## Title
Future 5 Sensitivity 4: National RPS Top-Down Implementation, High Natural Gas Price
"The results presented herein use modeling assumptions developed by EIPC, EIPC stakeholders and CRA for purposes of EIPC capacity expansion modeling. As such, these results do not necessarily reflect the opinions or views of CRA or any individual EIPC stakeholder."

## Build Summary
EI New Build Summary
EI New Builds by Type
|  | Additions |  |  | Retirements
| 2010 | 2015 | 2020 | 2030 | 2015 | 2020 | 2030 | Total
Coal | 271.9154 | 8.4766 | 0.62931 | 8.0337 | 43.3413 | 15.2305 | 6.4316 | 224.0517
Nuclear | 99.849 | 2.7406 | 4.53 | 0 | 0 | 0.6145 | 1.4882 | 105.0169
CC | 132.682 | 24.8041 | 4.3485 | 1.5818 | 9.334 | 0.36481 | 1.205 | 152.5127
CT | 120.329 | 8.2808 | 0 | 8.6612 | 11.5264 | 0 | 0.86606 | 124.8785
Steam Oil/Gas | 74.547 | 0 | 0 | 0 | 46.3256 | 0 | 6.5958 | 21.6256
Hydro | 44.6048 | 0 | 1.2248 | 5.6632 | 0 | 0 | 0 | 51.4928
On-Shore Wind | 18.707 | 22.1949 | 36.6261 | 138.6444 | 0 | 0 | 0 | 216.1724
Off-Shore Wind | 0 | 0.469 | 0 | 1.1 | 0 | 0 | 0 | 1.569
Other Renewable | 3.613 | 2.3483 | 2.9303 | 4.5583 | 0 | 0 | 0 | 13.4499
New HQ/Maritimes | 0 | 0 | 1.6402 | 3.8598 | 0 | 0 | 0 | 5.5
Other | 17.054 | 0 | 0 | 0 | 0 | 0 | 0 | 17.054
Total w/o DR | 783.3012 | 69.3143 | 51.9292 | 172.1023 | 110.5272 | 16.2098 | 16.5866 | 933.3235
DR | 33.1 | -1.344 | 16.8375 | 22.1146 | 0 | 0 | 0 | 70.7081
Total w/DR | 816.4013 | 67.9703 | 68.7667 | 194.217 | 110.5272 | 16.2098 | 16.5866 | 1004.0316
EI New Builds by Region
| EI Cumulative New Builds |  |  |  | EI Cumulative New CCs |  |  |  | EI Cumulative New On-Shore Wind |  |  |  | EI Cumulative Coal Retirements
| 2015 | 2020 | 2030 |  |  | 2015 | 2020 | 2030 |  | 2015 | 2020 | 2030 |  | 2015 | 2020 | 2030
ENT | 890.28 | 955.33 | 1338.61 |  | ENT | 0 | 0 | 0 | ENT | 0 | 0 | 0 | ENT | 892.9 | 892.9 | 892.9
FRCC | 4666.85 | 7822.17 | 12533.94 |  | FRCC | 1957.52 | 5112.84 | 5112.84 | FRCC | 0 | 0 | 0 | FRCC | 0 | 869 | 869
IESO | 5144.99 | 5144.99 | 5144.99 |  | IESO | 1263 | 1263 | 1263 | IESO | 2105.9 | 2105.9 | 2105.9 | IESO | 6416 | 6416 | 6416
MAPP_CA | 302.4 | 997.4 | 4952.4 |  | MAPP_CA | 0 | 0 | 0 | MAPP_CA | 302.4 | 302.4 | 302.4 | MAPP_CA | 75.01 | 440.12 | 1745.9
MAPP_US | 729.6 | 918.59 | 4270.43 |  | MAPP_US | 0 | 0 | 0 | MAPP_US | 421.3 | 610.29 | 3890.46 | MAPP_US | 185.6 | 509.5 | 509.5
MISO_IN | 618 | 853.95 | 1081.28 |  | MISO_IN | 0 | 0 | 0 | MISO_IN | 0 | 0 | 0 | MISO_IN | 929.9 | 929.9 | 929.9
MISO_MI | 2000 | 2448.74 | 2703.65 |  | MISO_MI | 0 | 0 | 0 | MISO_MI | 2000 | 2426.77 | 2543.4 | MISO_MI | 2071 | 2326 | 2326
MISO_MO-IL | 2090 | 2112.83 | 5650.36 |  | MISO_MO-IL | 0 | 0 | 0 | MISO_MO-IL | 300 | 300 | 3357.03 | MISO_MO-IL | 821.7 | 1366.7 | 1366.7
MISO_W | 2894.83 | 4178.64 | 18080.33 |  | MISO_W | 0 | 0 | 0 | MISO_W | 2800.5 | 4084.31 | 17914.33 | MISO_W | 2774.83 | 2928.56 | 2928.56
MISO_WUMS | 1818.9 | 1819.9 | 9673.3 |  | MISO_WUMS | 0 | 0 | 0 | MISO_WUMS | 968.9 | 968.9 | 968.9 | MISO_WUMS | 1857.1 | 1857.1 | 1857.1
NE | 434.1 | 20911.09 | 65777.05 |  | NE | 0 | 0 | 0 | NE | 202 | 20678.99 | 65473.28 | NE | 0 | 0 | 1184.8
NEISO | 3384.16 | 5175.57 | 8830.55 |  | NEISO | 2049.5 | 2049.5 | 2049.5 | NEISO | 231.2 | 1696.25 | 5280 | NEISO | 744.55 | 1064.55 | 1064.55
NonRTO_Midwest | 0 | 0 | 906.25 |  | NonRTO_Midwest | 0 | 0 | 0 | NonRTO_Midwest | 0 | 0 | 0 | NonRTO_Midwest | 1403.95 | 1403.95 | 1403.95
NYISO_A-F | 3289.7 | 3807.5 | 4067.43 |  | NYISO_A-F | 639 | 639 | 639 | NYISO_A-F | 2476.3 | 2994.1 | 3186.1 | NYISO_A-F | 1236.15 | 1236.15 | 1236.15
NYISO_G-I | 0 | 60 | 434.33 |  | NYISO_G-I | 0 | 0 | 0 | NYISO_G-I | 0 | 60 | 360 | NYISO_G-I | 0 | 0 | 0
NYISO_J-K | 1207.4 | 1207.4 | 1697.64 |  | NYISO_J-K | 1175.4 | 1175.4 | 1175.4 | NYISO_J-K | 0 | 0 | 0 | NYISO_J-K | 0 | 0 | 0
PJM_E | 5940.05 | 6072.95 | 7172.95 |  | PJM_E | 4634.3 | 4634.3 | 4634.3 | PJM_E | 1150 | 1150 | 1150 | PJM_E | 2458.26 | 3026.26 | 3026.26
PJM_ROM | 2243.7 | 4668.56 | 12285.94 |  | PJM_ROM | 1678.5 | 1678.5 | 1678.5 | PJM_ROM | 479.8 | 1230 | 7040 | PJM_ROM | 5078.5 | 5078.5 | 5078.5
PJM_ROR | 14076.1 | 14890.8 | 17168.8 |  | PJM_ROR | 3077 | 3197 | 3197 | PJM_ROR | 8325.7 | 8517.4 | 10281.69 | PJM_ROR | 6147.15 | 15650.1 | 15650.1
SOCO | 5151.9 | 8168.22 | 9132.19 |  | SOCO | 5026.9 | 5213.9 | 5213.9 | SOCO | 0 | 0 | 0 | SOCO | 4725.49 | 4887 | 4887
SPP_N | 465.04 | 465.04 | 19594.98 |  | SPP_N | 0 | 0 | 0 | SPP_N | 0 | 0 | 19034.94 | SPP_N | 0 | 698.46 | 2116.5
SPP_S | 2130.99 | 9896.63 | 52872.93 |  | SPP_S | 0 | 0 | 0 | SPP_S | 430 | 8195.64 | 51076.94 | SPP_S | 2 | 1469.81 | 3992.73
TVA | 3115.89 | 3115.89 | 6291.82 |  | TVA | 1418 | 1418 | 1418 | TVA | 0 | 0 | 0 | TVA | 2567.22 | 2567.22 | 2567.22
VACAR | 6719.43 | 13911.1 | 16183.69 |  | VACAR | 1885 | 2771.2 | 4352.98 | VACAR | 0.9 | 3500 | 3500 | VACAR | 2954 | 2954 | 2954
| 69314.31 | 119603.29 | 287845.84 |  |  | 24804.12 | 29152.64 | 30734.42 |  | 22194.9 | 58820.95 | 197465.37 |  | 43341.31 | 58571.78 | 65003.32

## Generation
#1 | Total Generation (GWh)
Total Generation by Reporting Type: Entergy
ReportingType | 2015 | 2020 | 2025 | 2030 | 2035 | 2040
BM | 0 | 0 | 0 | 0 | 0 | 0
CC | 51500.4 | 40751.73 | 14995.77 | 9173 | 11141.63 | 11614.4
CSP | 0 | 0 | 0 | 0 | 0 | 0
CT | 0 | 0 | 0 | 0 | 3.72 | 0
Coal | 61039.59 | 60276.3 | 51765.36 | 44842.23 | 48990.01 | 50228.24
Geo | 0 | 0 | 0 | 0 | 0 | 0
H | 153 | 153 | 153 | 153 | 153 | 153
LFG | 63.07 | 63.07 | 63.07 | 909.81 | 909.81 | 909.81
Nuc | 42234.08 | 42234.08 | 42234.08 | 42234.08 | 35675.42 | 27909.39
PS | 12.39 | 24.19 | 135.49 | 86.14 | 145.14 | 109.74
PV | 0.55 | 125.9 | 194.25 | 200.81 | 208.17 | 213.2
PeakG | 0 | 0 | 0 | 0 | 0 | 0
PeakO | 0 | 0 | 0 | 0 | 0 | 0
ST | 0 | 0 | 0 | 0 | 0 | 0
STOG | 774.43 | 774.43 | 774.43 | 405.65 | 774.43 | 774.43
STWD | 0 | 138.82 | 138.82 | 324.76 | 352.94 | 352.94
WT | 315.27 | 315.27 | 315.27 | 315.27 | 315.27 | 609.92
IGCC | 0 | 0 | 0 | 0 | 0 | 0
DemandResponse | 0 | 0 | 0 | 0 | 0 | 0
IGCC-CCS | 0 | 0 | 0 | 0 | 0 | 0
WT_off | 0 | 0 | 0 | 0 | 0 | 0
PseudoUnit | 0 | 0 | 0 | 0 | 0 | 0
FixedInterchange | 0 | 0 | 0 | 0 | 0 | 0
Total Generation by Reporting Type: FRCC
ReportingType | 2015 | 2020 | 2025 | 2030 | 2035 | 2040
BM | 0 | 0 | 0 | 0 | 0 | 0
CC | 139430.45 | 150797.26 | 125327.27 | 109787.6 | 69458.77 | 64209.21
CSP | 0 | 0 | 0 | 0 | 0 | 0
CT | 442.29 | 486.48 | 487.6 | 486.48 | 0 | 0
Coal | 67149.85 | 62617.88 | 91665.75 | 98472.78 | 187385.07 | 227071.3
Geo | 0 | 0 | 0 | 0 | 0 | 0
H | 27.85 | 27.85 | 27.85 | 27.85 | 27.85 | 27.85
LFG | 3831.62 | 3831.62 | 5392.66 | 5392.66 | 5392.66 | 5392.66
Nuc | 32180.57 | 32180.57 | 32180.57 | 32180.57 | 19598.11 | 6535.31
PS | 0 | 0 | 0 | 0 | 0 | 0
PV | 134.03 | 134.03 | 134.03 | 134.03 | 134.03 | 134.03
PeakG | 272.52 | 459.37 | 580.8 | 438.69 | 326.13 | 262.51
PeakO | 0 | 0 | 0 | 0 | 0 | 0
ST | 0 | 0 | 0 | 0 | 0 | 0
STOG | 1484.42 | 1451.53 | 253.96 | 123.51 | 68.12 | 68.12
STWD | 131.4 | 1366.56 | 1366.56 | 1366.56 | 1366.56 | 1366.56
WT | 0 | 0 | 0 | 0 | 0 | 0
IGCC | 0 | 0 | 0 | 0 | 0 | 0
DemandResponse | 0 | 0 | 0 | 0 | 0 | 0
IGCC-CCS | 0 | 0 | 0 | 0 | 0 | 0
WT_off | 0 | 0 | 0 | 0 | 0 | 0
PseudoUnit | 0 | 0 | 0 | 0 | 0 | 0
FixedInterchange | 0 | 0 | 0 | 0 | 0 | 0
Total Generation by Reporting Type: MAPP_US
ReportingType | 2015 | 2020 | 2025 | 2030 | 2035 | 2040
BM | 0 | 0 | 0 | 0 | 0 | 0
CC | 0 | 0 | 0 | 0 | 0 | 0
CSP | 0 | 0 | 0 | 0 | 0 | 0
CT | 0 | 0 | 0 | 0 | 0 | 0
Coal | 25259.42 | 22813.83 | 22813.83 | 20259.7 | 20789.41 | 20567.81
Geo | 354.6 | 354.6 | 354.6 | 354.6 | 354.6 | 354.6
H | 10150.02 | 10150.02 | 10150.02 | 10150.02 | 10150.02 | 10150.02
LFG | 15.77 | 15.77 | 15.77 | 580.79 | 580.79 | 580.79
Nuc | 0 | 0 | 0.02 | 0.02 | 0.04 | 0.04
PS | 0 | 0 | 0 | 0 | 0 | 0
PV | 0 | 0 | 0 | 0 | 0 | 0
PeakG | 37.84 | 30.77 | 47.21 | 23.1 | 30.77 | 46.29
PeakO | 0 | 0 | 0 | 0 | 0 | 0
ST | 0 | 0 | 0 | 0 | 0 | 0
STOG | 0 | 0 | 0 | 0 | 0 | 0
STWD | 0 | 0 | 0 | 0 | 0 | 0
WT | 5908.78 | 6569.84 | 6569.84 | 18043.12 | 29766.34 | 29766.34
IGCC | 0 | 0 | 0 | 0 | 0 | 0
DemandResponse | 0 | 0 | 0 | 0 | 0 | 0
IGCC-CCS | 0 | 0 | 0 | 0 | 0 | 0
WT_off | 0 | 0 | 0 | 0 | 0 | 0
PseudoUnit | 0 | 0 | 0 | 0 | 0 | 0
FixedInterchange | 0 | 0 | 0 | 0 | 0 | 0
Total Generation by Reporting Type: MISO_IN
ReportingType | 2015 | 2020 | 2025 | 2030 | 2035 | 2040
BM | 0 | 0 | 0 | 0 | 0 | 0
CC | 1978.37 | 1785.35 | 912.09 | 883.03 | 1416.49 | 1437.91
CSP | 0 | 0 | 0 | 0 | 0 | 0
CT | 0 | 0 | 0 | 0 | 0 | 0
Coal | 96974.33 | 96289.63 | 95759.87 | 90606.65 | 94945.8 | 96083.35
Geo | 0 | 0 | 0 | 0 | 0 | 0
H | 417.2 | 417.2 | 417.2 | 417.2 | 417.2 | 417.2
LFG | 291.71 | 291.71 | 923.41 | 923.41 | 923.41 | 923.41
Nuc | 0 | 0.02 | 0.02 | 0.02 | 0.04 | 0.04
PS | 0 | 0 | 0 | 0 | 0 | 0
PV | 0 | 392.72 | 637.73 | 637.73 | 657.09 | 679.52
PeakG | 0 | 0 | 0 | 0 | 0 | 10.48
PeakO | 0 | 0 | 0 | 0 | 0 | 0
ST | 0 | 0 | 0 | 0 | 0 | 0
STOG | 28.64 | 54.68 | 28.64 | 9.11 | 28.64 | 28.64
STWD | 0 | 0 | 0 | 0 | 0 | 0
WT | 1553.06 | 1553.06 | 1553.06 | 1553.06 | 1553.06 | 1553.06
IGCC | 4427.31 | 4427.31 | 4427.31 | 4427.31 | 4427.31 | 4427.31
DemandResponse | 0 | 0 | 0 | 0 | 0 | 0
IGCC-CCS | 0 | 0 | 0 | 0 | 0 | 0
WT_off | 0 | 0 | 0 | 0 | 0 | 0
PseudoUnit | 0 | 0 | 0 | 0 | 0 | 0
FixedInterchange | 0 | 0 | 0 | 0 | 0 | 0
Total Generation by Reporting Type: MISO_MI
ReportingType | 2015 | 2020 | 2025 | 2030 | 2035 | 2040
BM | 0 | 0 | 0 | 0 | 0 | 0
CC | 6071.73 | 4539.02 | 2211.86 | 1895.97 | 3413.59 | 2909.51
CSP | 0 | 0 | 0 | 0 | 0 | 0
CT | 0 | 0 | 0 | 0 | 0 | 0
Coal | 64603.3 | 57891.26 | 56012.9 | 51861.19 | 60241.54 | 61138.35
Geo | 0 | 0 | 0 | 0 | 0 | 0
H | 410 | 410 | 410 | 410 | 410 | 410
LFG | 1285.09 | 1458.33 | 2548.5 | 2548.5 | 2548.5 | 2548.5
Nuc | 14714.16 | 14714.16 | 14714.16 | 14714.16 | 8654.01 | 8654.01
PS | 816.75 | 861.12 | 3841.3 | 3091.81 | 3947.12 | 4892.42
PV | 0 | 0 | 0 | 0 | 0 | 0
PeakG | 29.96 | 29.96 | 28.33 | 0 | 0 | 0
PeakO | 0 | 0 | 0 | 0 | 0 | 0
ST | 0 | 0 | 0 | 0 | 0 | 0
STOG | 283.11 | 223.04 | 159.32 | 13.59 | 83.65 | 90.08
STWD | 820 | 1142.3 | 743.43 | 856.14 | 1081.89 | 1142.3
WT | 5161.16 | 6307.97 | 6307.97 | 6621.38 | 6773.47 | 7162.42
IGCC | 0 | 0 | 0 | 0 | 0 | 0
DemandResponse | 0 | 0 | 0 | 0 | 0 | 0
IGCC-CCS | 0 | 0 | 0 | 0 | 0 | 0
WT_off | 0 | 0 | 0 | 0 | 0 | 0
PseudoUnit | 0 | 0 | 0 | 0 | 0 | 0
FixedInterchange | 0 | 0 | 0 | 0 | 0 | 0
Total Generation by Reporting Type: MISO_MO-IL
ReportingType | 2015 | 2020 | 2025 | 2030 | 2035 | 2040
BM | 0 | 0 | 0 | 0 | 0 | 0
CC | 1186.73 | 823.24 | 631.6 | 499.12 | 721.72 | 620.03
CSP | 0 | 0 | 0 | 0 | 0 | 0
CT | 0 | 0 | 0 | 0 | 0 | 0
Coal | 109472.72 | 98675.77 | 94916.77 | 85235.66 | 90910.75 | 89066.73
Geo | 0 | 0 | 0 | 0 | 0 | 0
H | 1317.1 | 1429.09 | 2690.42 | 2690.42 | 2690.42 | 2690.42
LFG | 141.91 | 141.91 | 437.04 | 1902.67 | 1902.67 | 1902.67
Nuc | 17393.71 | 17393.71 | 17393.71 | 17393.71 | 17393.71 | 17393.71
PS | 202.4 | 202.4 | 1010.46 | 642.4 | 570.46 | 818.4
PV | 0 | 0 | 0 | 0 | 0 | 0
PeakG | 140.51 | 297.39 | 40.15 | 0 | 0.38 | 2.78
PeakO | 0 | 0 | 0 | 0 | 0 | 0
ST | 0 | 0 | 0 | 0 | 0 | 0
STOG | 57.9 | 18.42 | 5.26 | 0 | 0 | 0
STWD | 0 | 0 | 0 | 0 | 0 | 0
WT | 2075.16 | 2075.16 | 2075.16 | 11431.86 | 11431.86 | 15430.57
IGCC | 0 | 0 | 0 | 0 | 0 | 0
DemandResponse | 0 | 0 | 0 | 0 | 0 | 0
IGCC-CCS | 0 | 0 | 0 | 0 | 0 | 0
WT_off | 0 | 0 | 0 | 0 | 0 | 0
PseudoUnit | 0 | 0 | 0 | 0 | 0 | 0
FixedInterchange | 0 | 0 | 0 | 0 | 0 | 0
Total Generation by Reporting Type: MISO_W
ReportingType | 2015 | 2020 | 2025 | 2030 | 2035 | 2040
BM | 0 | 0 | 0 | 0 | 0 | 0
CC | 2555.44 | 2630.78 | 1692.12 | 1135.58 | 2040.21 | 2040.21
CSP | 0 | 0 | 0 | 0 | 0 | 0
CT | 0 | 0 | 0 | 0 | 0 | 0
Coal | 83061.39 | 81424.19 | 80974.29 | 74342.9 | 86576.33 | 110024.14
Geo | 0 | 0 | 0 | 0 | 0 | 0
H | 1643.73 | 1643.73 | 1643.73 | 1643.73 | 1643.73 | 1643.73
LFG | 1616.22 | 1616.22 | 2181.24 | 2181.24 | 2181.24 | 2181.24
Nuc | 18393.35 | 18393.35 | 18393.35 | 18393.35 | 0.78 | 0.78
PS | 0 | 0 | 0 | 0 | 0 | 0
PV | 0 | 0 | 0 | 0 | 0 | 0
PeakG | 206.11 | 91.22 | 36.85 | 0 | 0 | 0
PeakO | 0 | 0 | 0 | 0 | 0 | 0
ST | 0 | 0 | 0 | 0 | 0 | 0
STOG | 1.74 | 0.18 | 0.18 | 0 | 0 | 0
STWD | 30.99 | 2193.5 | 1123.02 | 973.2 | 1100.88 | 742.28
WT | 27590.66 | 31828.4 | 44967.95 | 77480.06 | 77480.06 | 77480.06
IGCC | 0 | 0 | 0 | 0 | 0 | 0
DemandResponse | 0 | 0 | 0 | 0 | 0 | 0
IGCC-CCS | 0 | 0 | 0 | 0 | 0 | 0
WT_off | 0 | 0 | 0 | 0 | 0 | 0
PseudoUnit | 0 | 0 | 0 | 0 | 0 | 0
FixedInterchange | 0 | 0 | 0 | 0 | 0 | 0
Total Generation by Reporting Type: MISO_WUMS
ReportingType | 2015 | 2020 | 2025 | 2030 | 2035 | 2040
BM | 0 | 0 | 0 | 0 | 0 | 0
CC | 6095.9 | 5400.91 | 3037.42 | 1835.42 | 3310.9 | 3224.05
CSP | 0 | 0 | 0 | 0 | 0 | 0
CT | 0 | 0 | 226.94 | 326.42 | 1024.34 | 1083.66
Coal | 41133.88 | 38698.13 | 36894.19 | 30935.53 | 41304.41 | 39802.76
Geo | 0 | 0 | 0 | 0 | 0 | 0
H | 1018.41 | 1023.31 | 1023.31 | 1023.31 | 1023.31 | 1023.31
LFG | 559.76 | 559.76 | 2320.52 | 2320.52 | 2320.52 | 2320.52
Nuc | 14153.33 | 14153.33 | 14153.33 | 14153.33 | 0.78 | 0.78
PS | 0 | 0 | 0 | 0 | 0 | 0
PV | 0 | 0 | 0 | 0 | 0 | 0
PeakG | 6.67 | 24.94 | 0 | 0 | 0 | 0
PeakO | 0 | 0 | 0 | 0 | 0 | 0
ST | 0 | 0 | 0 | 0 | 0 | 0
STOG | 0 | 0 | 0 | 0 | 0 | 0
STWD | 19.84 | 452.33 | 206.55 | 130.9 | 376.73 | 376.73
WT | 4109.61 | 4109.61 | 4109.61 | 4109.61 | 4197.83 | 4197.83
IGCC | 0 | 0 | 0 | 0 | 0 | 0
DemandResponse | 0 | 0 | 0 | 0 | 0 | 0
IGCC-CCS | 0 | 0 | 0 | 0 | 0 | 0
WT_off | 0 | 0 | 0 | 0 | 0 | 0
PseudoUnit | 0 | 0 | 0 | 0 | 0 | 0
FixedInterchange | 0 | 0 | 0 | 0 | 0 | 0
Total Generation by Reporting Type: Nebraska
ReportingType | 2015 | 2020 | 2025 | 2030 | 2035 | 2040
BM | 0 | 0 | 0 | 0 | 0 | 0
CC | 454.72 | 247.08 | 137.83 | 70.59 | 137.83 | 137.83
CSP | 0 | 0 | 0 | 0 | 0 | 0
CT | 0 | 0 | 0 | 0 | 0 | 0
Coal | 30719.51 | 30424.37 | 23388.54 | 20481.53 | 20076.96 | 18179.54
Geo | 0 | 0 | 0 | 0 | 0 | 0
H | 591 | 591 | 591 | 591 | 591 | 591
LFG | 47.3 | 47.3 | 47.3 | 610.87 | 610.48 | 610.62
Nuc | 9752.32 | 9752.32 | 9752.32 | 9731.98 | 1.55 | 1.55
PS | 0 | 0 | 0 | 0 | 0 | 0
PV | 0 | 0 | 0 | 0 | 0 | 0
PeakG | 13.57 | 0 | 0 | 0 | 0 | 0
PeakO | 0 | 0 | 0 | 0 | 0 | 0
ST | 0 | 0 | 0 | 0 | 0 | 0
STOG | 0 | 0 | 0 | 0 | 0 | 0
STWD | 0 | 0 | 0 | 0 | 0 | 0
WT | 1220.72 | 73885.57 | 139556.61 | 232838.32 | 234935.33 | 234939.54
IGCC | 0 | 0 | 0 | 0 | 0 | 0
DemandResponse | 0 | 0 | 0 | 0 | 0 | 0
IGCC-CCS | 0 | 0 | 0 | 0 | 0 | 0
WT_off | 0 | 0 | 0 | 0 | 0 | 0
PseudoUnit | 0 | 0 | 0 | 0 | 0 | 0
FixedInterchange | 0 | 0 | 0 | 0 | 0 | 0
Total Generation by Reporting Type: NEISO
ReportingType | 2015 | 2020 | 2025 | 2030 | 2035 | 2040
BM | 1882.96 | 1882.96 | 525.25 | 234.66 | 527.9 | 1882.96
CC | 30326.57 | 26421.15 | 16724.88 | 7329.51 | 21572.27 | 23327.44
CSP | 0 | 0 | 0 | 0 | 0 | 0
CT | 3.12 | 10.92 | 0 | 0 | 1.6 | 7.58
Coal | 11917.86 | 11163.23 | 11163.23 | 11163.23 | 11163.23 | 11163.23
Geo | 0 | 0 | 0 | 0 | 0 | 0
H | 12289.94 | 12303.66 | 12303.66 | 12303.66 | 12303.66 | 12303.66
LFG | 4582.65 | 4582.65 | 5132.48 | 5132.48 | 5132.48 | 5132.48
Nuc | 36181.73 | 36181.73 | 36181.73 | 36181.73 | 26141.23 | 19310.53
PS | 124.22 | 144.36 | 44.37 | 0.66 | 58.59 | 130.28
PV | 5.26 | 571.78 | 574.39 | 574.39 | 574.39 | 574.47
PeakG | 27.75 | 37.57 | 0 | 0 | 29.82 | 33.81
PeakO | 0 | 0 | 0 | 0 | 0 | 0
ST | 0 | 0 | 0 | 0 | 0 | 0
STOG | 0 | 0 | 0 | 0 | 0 | 0
STWD | 4274.88 | 4274.88 | 2713.67 | 4274.88 | 4274.88 | 4274.88
WT | 1283.3 | 5613.31 | 11646.92 | 16205.23 | 16205.23 | 16205.23
IGCC | 0 | 0 | 0 | 0 | 0 | 0
DemandResponse | 0 | 0 | 0 | 0 | 0 | 0
IGCC-CCS | 0 | 0 | 0 | 0 | 0 | 0
WT_off | 1870.13 | 1870.13 | 1870.13 | 1870.13 | 1870.13 | 1870.13
PseudoUnit | 0 | 0 | 0 | 0 | 0 | 0
FixedInterchange | 0 | 0 | 0 | 0 | 0 | 0
Total Generation by Reporting Type: NonRTO_Midwest
ReportingType | 2015 | 2020 | 2025 | 2030 | 2035 | 2040
BM | 0 | 0 | 0 | 0 | 0 | 0
CC | 0 | 0 | 0 | 0 | 0 | 418.65
CSP | 0 | 0 | 0 | 0 | 0 | 0
CT | 0 | 0 | 0 | 0 | 0 | 21.99
Coal | 62071.59 | 62747.7 | 66056.48 | 62257.48 | 65384.26 | 63450.73
Geo | 0 | 0 | 0 | 0 | 0 | 0
H | 457.8 | 457.8 | 3593.25 | 3593.25 | 3593.25 | 3593.25
LFG | 110.38 | 110.38 | 1373.79 | 1373.79 | 1373.79 | 1373.79
Nuc | 0.01 | 0.02 | 0.02 | 0.02 | 0.04 | 0.08
PS | 0 | 0 | 0 | 0 | 0 | 0
PV | 0 | 0 | 0 | 0 | 0 | 0
PeakG | 118.02 | 205.8 | 87.72 | 82.46 | 208.86 | 232.39
PeakO | 0 | 0 | 0 | 0 | 0 | 0
ST | 0 | 0 | 0 | 0 | 0 | 0
STOG | 0 | 0 | 0 | 0 | 0 | 0
STWD | 0 | 0 | 0 | 0 | 0 | 0
WT | 151.43 | 151.43 | 151.43 | 151.43 | 151.43 | 151.43
IGCC | 0 | 0 | 0 | 0 | 0 | 0
DemandResponse | 0 | 0 | 0 | 0 | 0 | 0
IGCC-CCS | 0 | 0 | 0 | 0 | 0 | 0
WT_off | 0 | 0 | 0 | 0 | 0 | 0
PseudoUnit | 0 | 0 | 0 | 0 | 0 | 0
FixedInterchange | 0 | 0 | 0 | 0 | 0 | 0
Total Generation by Reporting Type: NYISO_A-F
ReportingType | 2015 | 2020 | 2025 | 2030 | 2035 | 2040
BM | 0 | 0 | 0 | 0 | 0 | 0
CC | 2863.86 | 3726.13 | 1350.84 | 1292.79 | 6394.89 | 6134.01
CSP | 0 | 0 | 0 | 0 | 0 | 0
CT | 0 | 0 | 0 | 0 | 0 | 0
Coal | 7557.33 | 7538.08 | 7538.08 | 7538.08 | 7538.08 | 7538.08
Geo | 0 | 0 | 0 | 0 | 0 | 0
H | 27149.99 | 27149.99 | 27149.99 | 27149.99 | 27149.99 | 27149.99
LFG | 1359.2 | 1359.2 | 1359.2 | 1894.79 | 1894.79 | 1894.79
Nuc | 26211.3 | 26211.3 | 26211.3 | 21372.53 | 16850.79 | 10212.67
PS | 109.47 | 49.4 | 48.09 | 69.92 | 130.05 | 361.55
PV | 0 | 0 | 0 | 0 | 0 | 0
PeakG | 1.85 | 0 | 0 | 0 | 6.15 | 18.8
PeakO | 0 | 0 | 0 | 0 | 0 | 0
ST | 0 | 0 | 0 | 0 | 0 | 0
STOG | 0 | 0 | 0 | 0 | 0 | 0
STWD | 0 | 16.25 | 56.89 | 602.69 | 602.69 | 602.69
WT | 10101.82 | 11376.88 | 11376.88 | 11933.66 | 11933.66 | 28831.57
IGCC | 0 | 0 | 0 | 0 | 0 | 0
DemandResponse | 0 | 0 | 0 | 0 | 0 | 0
IGCC-CCS | 0 | 0 | 0 | 0 | 0 | 0
WT_off | 0 | 0 | 0 | 0 | 0 | 0
PseudoUnit | 0 | 0 | 0 | 0 | 0 | 0
FixedInterchange | 0 | 0 | 0 | 0 | 0 | 0
Total Generation by Reporting Type: NYISO_G-I
ReportingType | 2015 | 2020 | 2025 | 2030 | 2035 | 2040
BM | 0 | 0 | 0 | 0 | 0 | 0
CC | 2904.62 | 3745.25 | 2254.21 | 1819.97 | 16810.77 | 34303.57
CSP | 0 | 0 | 0 | 0 | 0 | 0
CT | 0 | 0 | 0 | 0 | 0 | 0
Coal | 2763.99 | 2093.08 | 2460.73 | 2733.23 | 2733.23 | 2733.23
Geo | 0 | 0 | 0 | 0 | 0 | 0
H | 266.56 | 266.56 | 266.56 | 266.56 | 266.56 | 266.56
LFG | 504.58 | 504.58 | 1090.62 | 1090.62 | 1090.62 | 1090.62
Nuc | 15929.31 | 15929.31 | 15929.31 | 15929.31 | 7987.24 | 3.12
PS | 0 | 0 | 0 | 0 | 0 | 0
PV | 0 | 0 | 0 | 0 | 0 | 0
PeakG | 0.01 | 0.03 | 0.03 | 0.03 | 0.67 | 0.67
PeakO | 0 | 0 | 0 | 0 | 0 | 0
ST | 0 | 0 | 0 | 0 | 0 | 0
STOG | 0 | 0 | 0 | 0 | 0 | 0
STWD | 0 | 0 | 0 | 0 | 0 | 0
WT | 0 | 178.23 | 178.23 | 909.97 | 909.97 | 909.97
IGCC | 0 | 0 | 0 | 0 | 0 | 0
DemandResponse | 0 | 0 | 0 | 0 | 0 | 0
IGCC-CCS | 0 | 0 | 0 | 0 | 0 | 0
WT_off | 0 | 0 | 0 | 0 | 0 | 0
PseudoUnit | 0 | 0 | 0 | 0 | 0 | 0
FixedInterchange | 0 | 0 | 0 | 0 | 0 | 0
Total Generation by Reporting Type: NYISO_J-K
ReportingType | 2015 | 2020 | 2025 | 2030 | 2035 | 2040
BM | 0 | 0 | 0 | 0 | 0 | 0
CC | 18244.95 | 19354.34 | 17377.67 | 17293.17 | 21470.98 | 25931.31
CSP | 0 | 0 | 0 | 0 | 0 | 0
CT | 0 | 0 | 0 | 13.6 | 148.76 | 194.37
Coal | 0 | 0 | 0 | 0 | 0 | 0
Geo | 0 | 0 | 0 | 0 | 0 | 0
H | 0 | 0 | 0 | 0 | 0 | 0
LFG | 977.62 | 977.62 | 1563.66 | 1563.66 | 1563.66 | 1563.66
Nuc | 0 | 0 | 0.01 | 0.02 | 0.11 | 0.16
PS | 0 | 0 | 0 | 0 | 0 | 0
PV | 53.26 | 53.26 | 53.26 | 53.26 | 0 | 0
PeakG | 53.23 | 188.15 | 216.79 | 261.76 | 385.5 | 342.89
PeakO | 0 | 0 | 0 | 0 | 0 | 0
ST | 0 | 0 | 0 | 0 | 0 | 0
STOG | 486.37 | 959.31 | 947.57 | 1131.49 | 1873.98 | 2327.47
STWD | 0 | 0 | 0 | 0 | 0 | 0
WT | 0 | 0 | 0 | 0 | 0 | 0
IGCC | 0 | 0 | 0 | 0 | 0 | 0
DemandResponse | 0 | 0 | 0 | 0 | 0 | 0
IGCC-CCS | 0 | 0 | 0 | 0 | 0 | 0
WT_off | 0 | 0 | 0 | 0 | 0 | 0
PseudoUnit | 0 | 0 | 0 | 0 | 0 | 0
FixedInterchange | 0 | 0 | 0 | 0 | 0 | 0
Total Generation by Reporting Type: PJM_E
ReportingType | 2015 | 2020 | 2025 | 2030 | 2035 | 2040
BM | 5.81 | 223.98 | 223.98 | 223.98 | 223.98 | 223.98
CC | 14349.32 | 21408.74 | 15318.67 | 9287.75 | 27042.66 | 30787.58
CSP | 0 | 0 | 0 | 0 | 0 | 0
CT | 0.24 | 0.86 | 2.69 | 2.69 | 473.81 | 944.19
Coal | 2873.37 | 3653.87 | 3980.95 | 3396.68 | 6409.72 | 6409.72
Geo | 0 | 0 | 0 | 0 | 0 | 0
H | 1839.27 | 1839.27 | 1839.27 | 1839.27 | 1839.27 | 1839.27
LFG | 3714.15 | 4761.94 | 4761.94 | 4761.94 | 4761.94 | 4761.94
Nuc | 66287.73 | 61501.14 | 61501.14 | 61501.14 | 44177.54 | 35032.79
PS | 174 | 174 | 518.6 | 823.61 | 174 | 164
PV | 102.4 | 102.4 | 102.4 | 102.4 | 102.4 | 102.4
PeakG | 22.93 | 387.53 | 347.31 | 252.23 | 557.57 | 862.88
PeakO | 0 | 0 | 0 | 0 | 0 | 0
ST | 0 | 0 | 0 | 0 | 0 | 0
STOG | 0 | 0 | 0 | 0 | 0 | 0
STWD | 0 | 0 | 0 | 0 | 0 | 0
WT | 2143.36 | 2143.36 | 2143.36 | 2143.36 | 2143.36 | 2143.36
IGCC | 0 | 0 | 0 | 0 | 0 | 0
DemandResponse | 0 | 0 | 0 | 0 | 0 | 0
IGCC-CCS | 0 | 0 | 0 | 0 | 0 | 0
WT_off | 0 | 0 | 3990.52 | 3990.52 | 3990.52 | 3990.52
PseudoUnit | 0 | 0 | 0 | 0 | 0 | 0
FixedInterchange | 0 | 0 | 0 | 0 | 0 | 0
Total Generation by Reporting Type: PJM_ROM
ReportingType | 2015 | 2020 | 2025 | 2030 | 2035 | 2040
BM | 3.49 | 134.39 | 134.39 | 134.39 | 134.39 | 134.39
CC | 8166.69 | 13326.34 | 9837.66 | 5789.46 | 15456.42 | 29925.78
CSP | 0 | 0 | 0 | 0 | 0 | 0
CT | 0.15 | 1.64 | 1.64 | 1.64 | 3.14 | 6.13
Coal | 78193.21 | 81630.75 | 83494.29 | 80370.15 | 84712.7 | 84712.7
Geo | 0 | 0 | 0 | 0 | 0 | 0
H | 3645.46 | 3645.46 | 6490.47 | 6490.47 | 6490.47 | 6490.47
LFG | 2813.8 | 4903.85 | 4903.85 | 4903.85 | 4903.85 | 4903.85
Nuc | 39227.38 | 39227.38 | 39227.38 | 39227.38 | 25736.15 | 18733.49
PS | 658.15 | 658.16 | 1961.6 | 3474.6 | 658.15 | 620.33
PV | 10.51 | 2480.06 | 4036.96 | 4458.73 | 4625.61 | 4825.22
PeakG | 0 | 19.5 | 13.86 | 0 | 155.51 | 301.75
PeakO | 0 | 0 | 0 | 0 | 0 | 0
ST | 0 | 0 | 0 | 0 | 0 | 0
STOG | 0 | 0 | 0 | 0 | 0 | 0
STWD | 326.92 | 490.56 | 490.56 | 490.56 | 490.56 | 490.56
WT | 3032.09 | 4910.74 | 17226.14 | 17226.14 | 17226.14 | 17226.14
IGCC | 0 | 0 | 0 | 0 | 0 | 0
DemandResponse | 0 | 0 | 0 | 0 | 0 | 0
IGCC-CCS | 0 | 0 | 0 | 0 | 0 | 0
WT_off | 0 | 0 | 0 | 0 | 0 | 0
PseudoUnit | 0 | 0 | 0 | 0 | 0 | 0
FixedInterchange | 0 | 0 | 0 | 0 | 0 | 0
Total Generation by Reporting Type: PJM_ROR
ReportingType | 2015 | 2020 | 2025 | 2030 | 2035 | 2040
BM | 39.05 | 2874.47 | 2179.46 | 2187.52 | 1480.15 | 742
CC | 35739.35 | 36694.35 | 23555.02 | 9745.48 | 22340.17 | 21017.05
CSP | 0 | 0 | 0 | 0 | 0 | 0
CT | 2.98 | 5.69 | 5.69 | 2.98 | 1759.81 | 1572.51
Coal | 403362.49 | 336462.44 | 336380.79 | 326322.32 | 356265.79 | 419475.96
Geo | 0 | 0 | 0 | 0 | 0 | 0
H | 4602.26 | 6925.78 | 6925.78 | 6925.78 | 6925.78 | 6925.78
LFG | 4252.63 | 4252.63 | 8302.71 | 8302.71 | 8302.71 | 8302.71
Nuc | 156083.84 | 156083.84 | 156083.84 | 149330.43 | 116030.78 | 77993.94
PS | 1986.49 | 1411.93 | 4834.12 | 7270.37 | 7618.54 | 7856.55
PV | 63.07 | 63.07 | 63.07 | 63.07 | 63.07 | 63.07
PeakG | 932.01 | 1105.15 | 1050.99 | 317.64 | 329.44 | 334.3
PeakO | 0 | 0 | 0 | 0 | 0 | 0
ST | 0 | 0 | 0 | 0 | 0 | 0
STOG | 0 | 0 | 0 | 0 | 0 | 0
STWD | 96.32 | 1359.55 | 1359.55 | 1359.55 | 1359.55 | 1359.55
WT | 28147.97 | 28682.04 | 28682.04 | 32840.06 | 37730.63 | 43472.33
IGCC | 0 | 0 | 0 | 0 | 0 | 0
DemandResponse | 0 | 0 | 0 | 0 | 0 | 0
IGCC-CCS | 0 | 0 | 0 | 0 | 0 | 0
WT_off | 0 | 0 | 0 | 0 | 0 | 0
PseudoUnit | 0 | 0 | 0 | 0 | 0 | 0
FixedInterchange | 0 | 0 | 0 | 0 | 0 | 0
Total Generation by Reporting Type: SOCO
ReportingType | 2015 | 2020 | 2025 | 2030 | 2035 | 2040
BM | 0 | 38.26 | 63.61 | 346.64 | 252.02 | 252.02
CC | 62239.05 | 65691.94 | 50950.33 | 38921.89 | 40914.32 | 33303.34
CSP | 0 | 0 | 0 | 0 | 0 | 0
CT | 0 | 0 | 0 | 0 | 0 | 0
Coal | 154296.79 | 157483.94 | 164070.51 | 164070.59 | 170405.4 | 228408.35
Geo | 0 | 0 | 0 | 0 | 0 | 0
H | 10893.11 | 10893.11 | 10893.11 | 10893.11 | 10893.11 | 10893.11
LFG | 291.71 | 291.71 | 1138.45 | 1138.45 | 1138.45 | 1138.45
Nuc | 45497.84 | 62634.5 | 62634.5 | 62634.5 | 62634.5 | 42031.17
PS | 686.75 | 693.5 | 686.75 | 1104.41 | 686.75 | 2368.7
PV | 0 | 0 | 0 | 0 | 0 | 0
PeakG | 54.52 | 179.41 | 121.14 | 149.63 | 112.92 | 65.11
PeakO | 0 | 0 | 0 | 0 | 0 | 0
ST | 0 | 0 | 0 | 0 | 0 | 0
STOG | 0 | 0 | 0 | 0 | 0 | 0
STWD | 21.04 | 451.92 | 2877.69 | 4681.34 | 3805.5 | 2877.69
WT | 0 | 0 | 0 | 0 | 0 | 0
IGCC | 0 | 0 | 0 | 0 | 0 | 0
DemandResponse | 0 | 0 | 0 | 0 | 0 | 0
IGCC-CCS | 0 | 0 | 0 | 0 | 0 | 0
WT_off | 0 | 0 | 0 | 0 | 0 | 0
PseudoUnit | 0 | 0 | 0 | 0 | 0 | 0
FixedInterchange | 0 | 0 | 0 | 0 | 0 | 0
Total Generation by Reporting Type: SPP_N
ReportingType | 2015 | 2020 | 2025 | 2030 | 2035 | 2040
BM | 0 | 0 | 0 | 0 | 0 | 0
CC | 3453.11 | 1438.92 | 533.6 | 273.31 | 533.6 | 533.6
CSP | 0 | 0 | 0 | 0 | 0 | 0
CT | 0 | 0 | 0 | 0 | 0 | 0
Coal | 61836.51 | 56528.83 | 48309.99 | 33686.6 | 33521.03 | 32094.18
Geo | 0 | 0 | 0 | 0 | 0 | 0
H | 60 | 60 | 60 | 60 | 60 | 60
LFG | 55.19 | 55.19 | 55.19 | 804.17 | 804.17 | 804.17
Nuc | 9035.69 | 9035.69 | 9035.69 | 9035.69 | 9035.69 | 9035.69
PS | 0 | 0 | 0 | 0 | 0 | 0
PV | 0 | 0 | 0 | 0 | 0 | 0
PeakG | 0 | 0 | 0 | 0 | 0 | 0
PeakO | 0 | 0 | 0 | 0 | 0 | 0
ST | 0 | 0 | 0 | 0 | 0 | 0
STOG | 120.35 | 10.94 | 0 | 0 | 0 | 0
STWD | 0 | 0 | 0 | 0 | 0 | 0
WT | 4213.48 | 4213.48 | 12479.5 | 69578.9 | 90752.92 | 95081.28
IGCC | 0 | 0 | 0 | 0 | 0 | 0
DemandResponse | 0 | 0 | 0 | 0 | 0 | 0
IGCC-CCS | 0 | 0 | 0 | 0 | 0 | 0
WT_off | 0 | 0 | 0 | 0 | 0 | 0
PseudoUnit | 0 | 0 | 0 | 0 | 0 | 0
FixedInterchange | 0 | 0 | 0 | 0 | 0 | 0
Total Generation by Reporting Type: SPP_S
ReportingType | 2015 | 2020 | 2025 | 2030 | 2035 | 2040
BM | 0 | 0 | 0 | 0 | 0 | 0
CC | 29719.06 | 12779.82 | 5263.91 | 2826.64 | 4807.64 | 4717.32
CSP | 0 | 0 | 0 | 0 | 0 | 0
CT | 23.31 | 0 | 0 | 0 | 0 | 0
Coal | 103258.15 | 89631.09 | 59817.84 | 30314.78 | 40032.3 | 37019.3
Geo | 0 | 0 | 0 | 0 | 0 | 0
H | 10050.79 | 10050.79 | 10050.79 | 10050.79 | 10050.79 | 10050.79
LFG | 149.8 | 149.8 | 149.8 | 898.78 | 898.78 | 898.78
Nuc | 0 | 0 | 0.02 | 0.02 | 0.04 | 0.04
PS | 182.86 | 194.01 | 1024.24 | 858.55 | 1175.77 | 862.42
PV | 0 | 0 | 0 | 0 | 0 | 0
PeakG | 0 | 0 | 0 | 0 | 0 | 0
PeakO | 0 | 0 | 0 | 0 | 0 | 0
ST | 0 | 0 | 0 | 0 | 0 | 0
STOG | 1571.48 | 1525.32 | 554.62 | 268.97 | 500.74 | 508.29
STWD | 15.88 | 32.89 | 30.24 | 85.05 | 138.73 | 123.61
WT | 9404.55 | 36185.77 | 146631.87 | 184069.64 | 186060.27 | 193347.39
IGCC | 0 | 0 | 0 | 0 | 0 | 0
DemandResponse | 0 | 0 | 0 | 0 | 0 | 0
IGCC-CCS | 0 | 0 | 0 | 0 | 0 | 0
WT_off | 0 | 0 | 0 | 0 | 0 | 0
PseudoUnit | 0 | 0 | 0 | 0 | 0 | 0
FixedInterchange | 0 | 0 | 0 | 0 | 0 | 0
Total Generation by Reporting Type: TVA
ReportingType | 2015 | 2020 | 2025 | 2030 | 2035 | 2040
BM | 0 | 0 | 0 | 0 | 0 | 0
CC | 7075.51 | 6273.43 | 6980 | 2592.47 | 3485.45 | 3855.98
CSP | 0 | 0 | 0 | 0 | 0 | 0
CT | 0 | 0 | 0 | 38.86 | 38.86 | 38.86
Coal | 93467.09 | 90924.66 | 92623.04 | 111386.37 | 117498.45 | 123873.26
Geo | 0 | 0 | 0 | 0 | 0 | 0
H | 17444.8 | 17444.8 | 17545.57 | 17545.57 | 17545.57 | 17545.57
LFG | 102.49 | 102.49 | 949.23 | 949.23 | 949.23 | 949.23
Nuc | 65391.09 | 65391.09 | 65391.09 | 65391.09 | 45821.54 | 35861.5
PS | 738.56 | 732.22 | 1218.27 | 1868.76 | 2099.93 | 2259.8
PV | 0 | 0 | 0 | 0 | 0 | 0
PeakG | 0 | 0 | 0 | 0 | 0 | 0
PeakO | 0 | 0 | 0 | 0 | 0 | 0
ST | 0 | 0 | 0 | 0 | 0 | 0
STOG | 0 | 0 | 0 | 0 | 0 | 0
STWD | 0.49 | 4.43 | 17.94 | 21.64 | 21.54 | 21.54
WT | 73.94 | 73.94 | 73.94 | 73.94 | 73.94 | 73.94
IGCC | 0 | 0 | 0 | 0 | 0 | 0
DemandResponse | 0 | 0 | 0 | 0 | 0 | 0
IGCC-CCS | 0 | 0 | 0 | 0 | 0 | 0
WT_off | 0 | 0 | 0 | 0 | 0 | 0
PseudoUnit | 0 | 0 | 0 | 0 | 0 | 0
FixedInterchange | 0 | 0 | 0 | 0 | 0 | 0
Total Generation by Reporting Type: TVA_Transmission
ReportingType | 2015 | 2020 | 2025 | 2030 | 2035 | 2040
BM | 0 | 0 | 0 | 0 | 0 | 0
CC | 0 | 0 | 0 | 0 | 0 | 0
CSP | 0 | 0 | 0 | 0 | 0 | 0
CT | 0 | 0 | 0 | 0 | 0 | 0
Coal | 0 | 0 | 0 | 0 | 0 | 0
Geo | 0 | 0 | 0 | 0 | 0 | 0
H | 0 | 0 | 0 | 0 | 0 | 0
LFG | 0 | 0 | 0 | 0 | 0 | 0
Nuc | 0 | 0 | 0 | 0 | 0 | 0
PS | 0 | 0 | 0 | 0 | 0 | 0
PV | 0 | 0 | 0 | 0 | 0 | 0
PeakG | 0 | 0 | 0 | 0 | 0 | 0
PeakO | 0 | 0 | 0 | 0 | 0 | 0
ST | 0 | 0 | 0 | 0 | 0 | 0
STOG | 0 | 0 | 0 | 0 | 0 | 0
STWD | 0 | 0 | 0 | 0 | 0 | 0
WT | 0 | 0 | 0 | 0 | 0 | 0
IGCC | 0 | 0 | 0 | 0 | 0 | 0
DemandResponse | 0 | 0 | 0 | 0 | 0 | 0
IGCC-CCS | 0 | 0 | 0 | 0 | 0 | 0
WT_off | 0 | 0 | 0 | 0 | 0 | 0
PseudoUnit | 0 | 0 | 0 | 0 | 0 | 0
FixedInterchange | 0 | 0 | 0 | 0 | 0 | 0
Total Generation by Reporting Type: VACAR
ReportingType | 2015 | 2020 | 2025 | 2030 | 2035 | 2040
BM | 6.84 | 1730.81 | 6363.36 | 6811.59 | 8180.29 | 9306.23
CC | 10649.73 | 14352.33 | 14701.19 | 9782.76 | 26484.97 | 25452.13
CSP | 0 | 0 | 0 | 0 | 0 | 0
CT | 467.23 | 561.15 | 680.57 | 578.2 | 633.7 | 593.4
Coal | 114626.55 | 120163.72 | 123412.94 | 121571.55 | 160910.44 | 195902.15
Geo | 0 | 0 | 0 | 0 | 0 | 0
H | 4325 | 4325 | 4325 | 4325 | 4325 | 4325
LFG | 499.37 | 1343.43 | 1343.43 | 1343.43 | 1343.43 | 1343.43
Nuc | 89032.75 | 107182.03 | 107182.03 | 107182.03 | 81882.09 | 67409.4
PS | 1195.91 | 1242.71 | 2152.32 | 3449.06 | 4438.04 | 5185.86
PV | 42.05 | 308.79 | 321.36 | 328.64 | 350.9 | 369.21
PeakG | 56.02 | 90.04 | 236.45 | 246.53 | 215.02 | 189.57
PeakO | 0 | 0 | 0 | 0 | 0 | 0
ST | 0 | 0 | 0 | 0 | 0 | 0
STOG | 0 | 0 | 0 | 0 | 0 | 0
STWD | 1969.25 | 1969.25 | 1969.25 | 1969.25 | 1969.25 | 1969.25
WT | 2.34 | 7866.99 | 7866.99 | 7866.99 | 7866.99 | 7866.99
IGCC | 0 | 0 | 0 | 0 | 0 | 0
DemandResponse | 0 | 0 | 0 | 0 | 0 | 0
IGCC-CCS | 0 | 0 | 0 | 0 | 0 | 0
WT_off | 3.46 | 3.46 | 3.46 | 3.46 | 3.46 | 3.46
PseudoUnit | 0 | 0 | 0 | 0 | 0 | 0
FixedInterchange | 0 | 0 | 0 | 0 | 0 | 0
Total Generation by Reporting Type: IESO
ReportingType | 2015 | 2020 | 2025 | 2030 | 2035 | 2040
BM | 0 | 0 | 0 | 0 | 10.53 | 123.37
CC | 889.24 | 807.01 | 502.12 | 367.25 | 1623.69 | 7240.59
CSP | 0 | 0 | 0 | 0 | 0 | 0
CT | 0 | 0 | 0 | 0 | 0 | 21.92
Coal | 0 | 0 | 0 | 0 | 0 | 0
Geo | 0 | 0 | 0 | 0 | 0 | 0
H | 46189.03 | 46189.03 | 46189.03 | 46189.03 | 47737.94 | 47737.94
LFG | 926.37 | 926.37 | 926.37 | 926.37 | 930.31 | 930.31
Nuc | 101402.31 | 101402.31 | 101402.31 | 101402.31 | 93379.23 | 81383.57
PS | 13.53 | 4.3 | 25.83 | 71.88 | 13.53 | 50.43
PV | 78.84 | 78.84 | 78.84 | 78.84 | 78.84 | 78.84
PeakG | 0 | 0 | 0 | 0 | 0 | 0
PeakO | 0 | 0 | 0 | 0 | 0 | 0
ST | 0 | 0 | 0 | 0 | 0 | 0
STOG | 0 | 0 | 0 | 0 | 0 | 0
STWD | 0 | 0 | 0 | 13.76 | 81.13 | 653.61
WT | 8479.75 | 8479.75 | 8479.75 | 8479.75 | 8479.75 | 8479.75
IGCC | 0 | 0 | 0 | 0 | 0 | 0
DemandResponse | 0 | 0 | 0 | 0 | 0 | 0
IGCC-CCS | 0 | 0 | 0 | 0 | 0 | 0
WT_off | 0 | 0 | 0 | 0 | 0 | 0
PseudoUnit | 0 | 0 | 0 | 0 | 0 | 0
FixedInterchange | 0 | 0 | 0 | 0 | 0 | 0
Total Generation by Reporting Type: MAPP_CA
ReportingType | 2015 | 2020 | 2025 | 2030 | 2035 | 2040
BM | 0 | 0 | 0 | 0 | 0 | 0
CC | 586.83 | 380.35 | 272.56 | 0 | 0 | 74.15
CSP | 0 | 0 | 0 | 0 | 0 | 0
CT | 0 | 0 | 0 | 0 | 0 | 0
Coal | 3024.69 | 6688.86 | 960.77 | 0 | 0 | 0
Geo | 0 | 0 | 0 | 0 | 0 | 0
H | 41520.42 | 45597.02 | 54366.11 | 68795.52 | 68795.52 | 68795.52
LFG | 0 | 0 | 0 | 0 | 0 | 0
Nuc | 0 | 0 | 0 | 0 | 0 | 0.04
PS | 0 | 0 | 0 | 0 | 0 | 0
PV | 0 | 0 | 0 | 0 | 0 | 0
PeakG | 0 | 0 | 0 | 0 | 0 | 0
PeakO | 0 | 0 | 0 | 0 | 0 | 0
ST | 0 | 0 | 0 | 0 | 0 | 0
STOG | 0 | 0 | 0 | 0 | 0 | 0
STWD | 0 | 0 | 0 | 0 | 0 | 0
WT | 1446.06 | 1446.06 | 1446.06 | 1446.06 | 1446.06 | 1446.06
IGCC | 0 | 0 | 0 | 0 | 0 | 0
DemandResponse | 0 | 0 | 0 | 0 | 0 | 0
IGCC-CCS | 0 | 0 | 0 | 0 | 0 | 0
WT_off | 0 | 0 | 0 | 0 | 0 | 0
PseudoUnit | 0 | 0 | 0 | 0 | 0 | 0
FixedInterchange | 0 | 0 | 0 | 0 | 0 | 0
Total Generation by Reporting Type: AZ_NM_SNV_Coal
ReportingType | 2015 | 2020 | 2025 | 2030 | 2035 | 2040
BM | 0 | 0 | 0 | 0 | 0 | 0
CC | 0 | 0 | 0 | 0 | 0 | 0
CSP | 0 | 0 | 0 | 0 | 0 | 0
CT | 0 | 0 | 0 | 0 | 0 | 0
Coal | 77482.02 | 87866.27 | 181169.44 | 242460.33 | 265127.85 | 284596.88
Geo | 0 | 0 | 0 | 0 | 0 | 0
H | 0 | 0 | 0 | 0 | 0 | 0
LFG | 0 | 0 | 0 | 0 | 0 | 0
Nuc | 0 | 0 | 0 | 0 | 0 | 0
PS | 0 | 0 | 0 | 0 | 0 | 0
PV | 0 | 0 | 0 | 0 | 0 | 0
PeakG | 0 | 0 | 0 | 0 | 0 | 0
PeakO | 0 | 0 | 0 | 0 | 0 | 0
ST | 0 | 0 | 0 | 0 | 0 | 0
STOG | 0 | 0 | 0 | 0 | 0 | 0
STWD | 0 | 0 | 0 | 0 | 0 | 0
WT | 0 | 0 | 0 | 0 | 0 | 0
IGCC | 0 | 0 | 0 | 0 | 0 | 0
DemandResponse | 0 | 0 | 0 | 0 | 0 | 0
IGCC-CCS | 0 | 0 | 0 | 0 | 0 | 0
WT_off | 0 | 0 | 0 | 0 | 0 | 0
PseudoUnit | 0 | 0 | 0 | 0 | 0 | 0
FixedInterchange | 0 | 0 | 0 | 0 | 0 | 0
Total Generation by Reporting Type: AZ_NM_SNV_Gas
ReportingType | 2015 | 2020 | 2025 | 2030 | 2035 | 2040
BM | 0 | 0 | 0 | 0 | 0 | 0
CC | 100448.49 | 102536.57 | 44106.2 | 32231.85 | 35621.61 | 37305.74
CSP | 0 | 0 | 0 | 0 | 0 | 0
CT | 0 | 0 | 23.38 | 6.87 | 0 | 0
Coal | 0 | 0 | 0 | 0 | 0 | 0
Geo | 0 | 0 | 0 | 0 | 0 | 0
H | 0 | 0 | 0 | 0 | 0 | 0
LFG | 0 | 0 | 0 | 0 | 0 | 0
Nuc | 0 | 0 | 0 | 0 | 0 | 0
PS | 0 | 0 | 0 | 0 | 0 | 0
PV | 0 | 0 | 0 | 0 | 0 | 0
PeakG | 0 | 0 | 0 | 0 | 0 | 0
PeakO | 0 | 0 | 0 | 0 | 0 | 0
ST | 0 | 0 | 0 | 0 | 0 | 0
STOG | 0 | 0 | 0 | 0 | 0 | 0
STWD | 0 | 0 | 0 | 0 | 0 | 0
WT | 0 | 0 | 0 | 0 | 0 | 0
IGCC | 0 | 0 | 0 | 0 | 0 | 0
DemandResponse | 0 | 0 | 0 | 0 | 0 | 0
IGCC-CCS | 0 | 0 | 0 | 0 | 0 | 0
WT_off | 0 | 0 | 0 | 0 | 0 | 0
PseudoUnit | 0 | 0 | 0 | 0 | 0 | 0
FixedInterchange | 0 | 0 | 0 | 0 | 0 | 0
Total Generation by Reporting Type: AZ_NM_SNV_NucRenew
ReportingType | 2015 | 2020 | 2025 | 2030 | 2035 | 2040
BM | 0 | 0 | 0 | 0 | 0 | 0
CC | 0 | 0 | 0 | 0 | 0 | 0
CSP | 0 | 0 | 0 | 0 | 0 | 0
CT | 0 | 0 | 0 | 0 | 0 | 0
Coal | 0 | 0 | 0 | 0 | 0 | 0
Geo | 0 | 0 | 12066.9 | 12066.9 | 12066.9 | 12066.9
H | 8952 | 8952 | 8952 | 8952 | 8952 | 8952
LFG | 55.19 | 533.48 | 533.48 | 533.48 | 533.48 | 533.48
Nuc | 30183.89 | 30183.89 | 30183.89 | 30183.89 | 30183.89 | 30183.89
PS | 45.36 | 45.36 | 23.76 | 23.76 | 23.76 | 23.76
PV | 365.63 | 365.63 | 365.63 | 365.63 | 365.63 | 365.63
PeakG | 0 | 0 | 0 | 0 | 0 | 0
PeakO | 0 | 0 | 0 | 0 | 0 | 0
ST | 981.12 | 2520.82 | 3490.17 | 3926.91 | 3926.91 | 3926.91
STOG | 0 | 0 | 0 | 0 | 0 | 0
STWD | 182.21 | 182.21 | 182.21 | 182.21 | 182.21 | 182.21
WT | 1407.73 | 2285.53 | 2285.53 | 3937.43 | 3937.43 | 3937.43
IGCC | 0 | 0 | 0 | 0 | 0 | 0
DemandResponse | 0 | 0 | 0 | 0 | 0 | 0
IGCC-CCS | 0 | 0 | 0 | 0 | 0 | 0
WT_off | 0 | 0 | 0 | 0 | 0 | 0
PseudoUnit | 0 | 0 | 0 | 0 | 0 | 0
FixedInterchange | 0 | 0 | 0 | 0 | 0 | 0
Total Generation by Reporting Type: ERCOT
ReportingType | 2015 | 2020 | 2025 | 2030 | 2035 | 2040
BM | 0 | 100.59 | 58.16 | 13781.59 | 14260.45 | 15129.27
CC | 115457.19 | 104453.06 | 84973.57 | 71237.2 | 67055.84 | 60057.38
CSP | 0 | 0 | 0 | 0 | 0 | 0
CT | 0 | 0 | 1.01 | 0 | 0 | 0
Coal | 149213.48 | 149477.57 | 152574.83 | 149400.25 | 160491.89 | 179895.13
Geo | 0 | 0 | 0 | 0 | 0 | 0
H | 607.38 | 607.38 | 607.38 | 2022.97 | 2022.97 | 2022.97
LFG | 591.3 | 591.3 | 3382.24 | 3382.24 | 3382.24 | 3382.24
Nuc | 39655.79 | 39655.79 | 39655.79 | 39655.79 | 39655.79 | 39655.79
PS | 0 | 0 | 0 | 0 | 0 | 0
PV | 30.84 | 30.84 | 30.84 | 30.84 | 2.63 | 2.63
PeakG | 0 | 0 | 0 | 0 | 0 | 0
PeakO | 0 | 0 | 0 | 0 | 0 | 0
ST | 0 | 0 | 0 | 0 | 0 | 0
STOG | 2167.84 | 2530.32 | 2183.46 | 1702.08 | 1587.73 | 1346.36
STWD | 0 | 0 | 0 | 0 | 0 | 0
WT | 27080.39 | 51451.67 | 78872.37 | 95903.18 | 98325.67 | 102669.75
IGCC | 0 | 0 | 0 | 0 | 0 | 0
DemandResponse | 0 | 0 | 0 | 0 | 0 | 0
IGCC-CCS | 0 | 0 | 0 | 0 | 0 | 0
WT_off | 0 | 0 | 0 | 0 | 0 | 0
PseudoUnit | 0 | 0 | 0 | 0 | 0 | 0
FixedInterchange | 0 | 0 | 0 | 0 | 0 | 0
Total Generation by Reporting Type: NP15
ReportingType | 2015 | 2020 | 2025 | 2030 | 2035 | 2040
BM | 0 | 0 | 0 | 0 | 0 | 0
CC | 37134.25 | 23097.09 | 8285.16 | 4845.32 | 8136.74 | 4930.42
CSP | 0 | 0 | 0 | 0 | 0 | 0
CT | 0 | 0 | 0 | 0 | 0 | 0
Coal | 213.44 | 213.44 | 213.44 | 213.44 | 213.44 | 0
Geo | 9050.48 | 10433.73 | 14043.68 | 14043.68 | 14043.68 | 14043.68
H | 24182 | 24182 | 24182 | 24182 | 24182 | 24182
LFG | 670.14 | 5124.6 | 5124.6 | 5124.6 | 5124.6 | 5124.6
Nuc | 17915.6 | 17915.6 | 17915.6 | 17915.6 | 17915.6 | 17915.6
PS | 1.12 | 0 | 64.39 | 65.72 | 78.99 | 191.72
PV | 153.52 | 153.52 | 153.52 | 153.52 | 139.28 | 139.28
PeakG | 0 | 0 | 0 | 0 | 0 | 0
PeakO | 0 | 0 | 0 | 0 | 0 | 0
ST | 99.08 | 99.08 | 99.08 | 99.08 | 99.08 | 99.08
STOG | 130.9 | 67.04 | 7.47 | 20.25 | 48.76 | 109.69
STWD | 3097.54 | 3097.54 | 3097.54 | 3097.54 | 3097.54 | 3097.54
WT | 3102.31 | 26954.59 | 26954.59 | 33193.01 | 34984.16 | 36442.86
IGCC | 0 | 0 | 0 | 0 | 0 | 0
DemandResponse | 0 | 0 | 0 | 0 | 0 | 0
IGCC-CCS | 0 | 0 | 0 | 0 | 0 | 0
WT_off | 0 | 0 | 0 | 0 | 0 | 0
PseudoUnit | 0 | 0 | 0 | 0 | 0 | 0
FixedInterchange | 0 | 0 | 0 | 0 | 0 | 0
Total Generation by Reporting Type: NWPP_Coal
ReportingType | 2015 | 2020 | 2025 | 2030 | 2035 | 2040
BM | 0 | 0 | 0 | 0 | 0 | 0
CC | 0 | 0 | 0 | 0 | 0 | 0
CSP | 0 | 0 | 0 | 0 | 0 | 0
CT | 0 | 0 | 0 | 0 | 0 | 0
Coal | 102170.19 | 97805.33 | 97805.33 | 97805.33 | 97805.33 | 97805.33
Geo | 0 | 0 | 0 | 0 | 0 | 0
H | 0 | 0 | 0 | 0 | 0 | 0
LFG | 0 | 0 | 0 | 0 | 0 | 0
Nuc | 0 | 0 | 0 | 0 | 0 | 0
PS | 0 | 0 | 0 | 0 | 0 | 0
PV | 0 | 0 | 0 | 0 | 0 | 0
PeakG | 0 | 0 | 0 | 0 | 0 | 0
PeakO | 0 | 0 | 0 | 0 | 0 | 0
ST | 0 | 0 | 0 | 0 | 0 | 0
STOG | 0 | 0 | 0 | 0 | 0 | 0
STWD | 0 | 0 | 0 | 0 | 0 | 0
WT | 0 | 0 | 0 | 0 | 0 | 0
IGCC | 0 | 0 | 0 | 0 | 0 | 0
DemandResponse | 0 | 0 | 0 | 0 | 0 | 0
IGCC-CCS | 0 | 0 | 0 | 0 | 0 | 0
WT_off | 0 | 0 | 0 | 0 | 0 | 0
PseudoUnit | 0 | 0 | 0 | 0 | 0 | 0
FixedInterchange | 0 | 0 | 0 | 0 | 0 | 0
Total Generation by Reporting Type: NWPP_Gas
ReportingType | 2015 | 2020 | 2025 | 2030 | 2035 | 2040
BM | 0 | 0 | 0 | 0 | 0 | 0
CC | 47825.89 | 47825.89 | 45619.74 | 44728.44 | 47825.89 | 45484.06
CSP | 0 | 0 | 0 | 0 | 0 | 0
CT | 0 | 0 | 0 | 0 | 0 | 0
Coal | 0 | 0 | 9066.14 | 12116.68 | 12116.68 | 12116.68
Geo | 0 | 0 | 0 | 0 | 0 | 0
H | 0 | 0 | 0 | 0 | 0 | 0
LFG | 0 | 0 | 0 | 0 | 0 | 0
Nuc | 0 | 0 | 0 | 0 | 0 | 0
PS | 0 | 0 | 0 | 0 | 0 | 0
PV | 0 | 0 | 0 | 0 | 0 | 0
PeakG | 0 | 0 | 0 | 0 | 0 | 0
PeakO | 0 | 0 | 0 | 0 | 0 | 0
ST | 0 | 0 | 0 | 0 | 0 | 0
STOG | 0 | 0 | 0 | 0 | 0 | 0
STWD | 0 | 0 | 0 | 0 | 0 | 0
WT | 0 | 0 | 0 | 0 | 0 | 0
IGCC | 0 | 0 | 0 | 0 | 0 | 0
DemandResponse | 0 | 0 | 0 | 0 | 0 | 0
IGCC-CCS | 0 | 0 | 0 | 0 | 0 | 0
WT_off | 0 | 0 | 0 | 0 | 0 | 0
PseudoUnit | 0 | 0 | 0 | 0 | 0 | 0
FixedInterchange | 0 | 0 | 0 | 0 | 0 | 0
Total Generation by Reporting Type: NWPP_NucRenew
ReportingType | 2015 | 2020 | 2025 | 2030 | 2035 | 2040
BM | 0 | 0 | 0 | 0 | 243.02 | 243.02
CC | 0 | 0 | 0 | 0 | 0 | 0
CSP | 0 | 0 | 0 | 0 | 0 | 0
CT | 0 | 0 | 0 | 0 | 0 | 0
Coal | 0 | 0 | 0 | 0 | 0 | 0
Geo | 3280.13 | 3280.13 | 6891.88 | 6891.88 | 6891.88 | 6891.88
H | 133486 | 133486 | 133486 | 133486 | 133486 | 133486
LFG | 1013.09 | 2940.73 | 2940.73 | 2940.73 | 2940.73 | 2940.73
Nuc | 8809.8 | 8809.8 | 8809.8 | 8809.8 | 8809.8 | 44419.99
PS | 0 | 0 | 0 | 0 | 2.58 | 0
PV | 7.88 | 7.88 | 7.88 | 7.88 | 7.88 | 7.88
PeakG | 0 | 0 | 0 | 0 | 0 | 0
PeakO | 0 | 0 | 0 | 0 | 0 | 0
ST | 0 | 0 | 0 | 0 | 0 | 0
STOG | 0 | 0 | 0 | 0 | 0 | 0
STWD | 0 | 82.05 | 907.47 | 2678.42 | 2678.42 | 2678.42
WT | 15874.4 | 15874.4 | 15874.4 | 15874.4 | 15874.4 | 15874.4
IGCC | 0 | 0 | 0 | 0 | 0 | 0
DemandResponse | 0 | 0 | 0 | 0 | 0 | 0
IGCC-CCS | 0 | 0 | 0 | 0 | 0 | 0
WT_off | 0 | 0 | 0 | 0 | 0 | 0
PseudoUnit | 0 | 0 | 0 | 0 | 0 | 0
FixedInterchange | 0 | 0 | 0 | 0 | 0 | 0
Total Generation by Reporting Type: RMPA
ReportingType | 2015 | 2020 | 2025 | 2030 | 2035 | 2040
BM | 0 | 0 | 0 | 0 | 0 | 0
CC | 4126.76 | 1483.3 | 427.2 | 395.82 | 828.43 | 628.23
CSP | 0 | 0 | 0 | 0 | 0 | 0
CT | 0 | 0 | 0 | 0 | 0 | 0
Coal | 55435.07 | 62834.88 | 59844.11 | 59479.5 | 67034.44 | 75109.32
Geo | 0 | 3818 | 21181.43 | 21387.54 | 21387.54 | 21387.54
H | 4353 | 4353 | 4353 | 4353 | 4353 | 4353
LFG | 58.34 | 58.34 | 58.34 | 286.45 | 286.45 | 286.45
Nuc | 0 | 0.01 | 0 | 0.01 | 0.02 | 0.03
PS | 112.46 | 230.5 | 1056.09 | 1399.74 | 1308.53 | 1473.49
PV | 54.93 | 54.93 | 54.93 | 54.93 | 54.93 | 54.93
PeakG | 40.2 | 7.62 | 1.92 | 0.37 | 9.61 | 0.18
PeakO | 0 | 0 | 0 | 0 | 0 | 0
ST | 9.83 | 1255.62 | 1361.35 | 1411.32 | 1411.32 | 1411.32
STOG | 0 | 0 | 0 | 0 | 0 | 0
STWD | 0 | 0 | 0 | 0 | 0 | 0
WT | 6354.34 | 6354.34 | 6354.34 | 6354.34 | 6354.34 | 6354.34
IGCC | 0 | 0 | 0 | 0 | 0 | 0
DemandResponse | 0 | 0 | 0 | 0 | 0 | 0
IGCC-CCS | 0 | 0 | 0 | 0 | 0 | 0
WT_off | 0 | 0 | 0 | 0 | 0 | 0
PseudoUnit | 0 | 0 | 0 | 0 | 0 | 0
FixedInterchange | 0 | 0 | 0 | 0 | 0 | 0
Total Generation by Reporting Type: SP15
ReportingType | 2015 | 2020 | 2025 | 2030 | 2035 | 2040
BM | 44.8 | 44.8 | 2.27 | 23.07 | 16.65 | 34.48
CC | 24176.39 | 20964.06 | 9776.45 | 4192.63 | 8569.62 | 4573.85
CSP | 0 | 0 | 0 | 0 | 0 | 0
CT | 0 | 0 | 0 | 0 | 0 | 0
Coal | 1392.49 | 761.6 | 761.6 | 761.6 | 761.6 | 180.13
Geo | 7774.15 | 19841.05 | 19841.05 | 19841.05 | 19841.05 | 19841.05
H | 5920 | 5920 | 5920 | 5920 | 5920 | 5920
LFG | 1759.71 | 6141.64 | 6141.64 | 6141.64 | 6141.64 | 6141.64
Nuc | 17526.13 | 17526.13 | 17526.13 | 17526.13 | 17526.13 | 17526.13
PS | 302.4 | 302.4 | 104.75 | 97.54 | 155.77 | 158.4
PV | 331.57 | 331.57 | 331.57 | 331.57 | 323.24 | 323.24
PeakG | 0 | 0 | 0 | 0 | 0 | 0
PeakO | 0 | 0 | 0 | 0 | 0 | 0
ST | 1569.79 | 1569.79 | 1569.79 | 1569.79 | 1569.79 | 1569.79
STOG | 353.2 | 465.02 | 31.13 | 10.94 | 28.81 | 81
STWD | 833.95 | 833.95 | 833.95 | 833.95 | 833.95 | 833.95
WT | 5740.26 | 5740.26 | 5740.26 | 5740.26 | 5740.26 | 5740.26
IGCC | 0 | 0 | 0 | 0 | 0 | 0
DemandResponse | 0 | 0 | 0 | 0 | 0 | 0
IGCC-CCS | 0 | 0 | 0 | 0 | 0 | 0
WT_off | 0 | 0 | 0 | 0 | 0 | 0
PseudoUnit | 0 | 0 | 0 | 0 | 0 | 0
FixedInterchange | 0 | 0 | 0 | 0 | 0 | 0
Total Generation by Reporting Type: ALB
ReportingType | 2015 | 2020 | 2025 | 2030 | 2035 | 2040
BM | 0 | 0 | 0 | 0 | 0 | 0
CC | 18546.66 | 22625.26 | 26272.92 | 24824.24 | 15392.46 | 11195.88
CSP | 0 | 0 | 0 | 0 | 0 | 0
CT | 0 | 0 | 0 | 0 | 0 | 0
Coal | 46350.59 | 46350.59 | 46350.59 | 46350.59 | 46350.59 | 46350.59
Geo | 0 | 0 | 0 | 0 | 0 | 0
H | 1979.87 | 1979.87 | 1979.87 | 1979.87 | 1979.87 | 1979.87
LFG | 78.84 | 78.84 | 78.84 | 78.84 | 78.84 | 78.84
Nuc | 0 | 0 | 0 | 6691 | 23364.52 | 32217.31
PS | 0 | 0 | 0 | 0 | 0 | 0
PV | 0 | 0 | 0 | 0 | 0 | 0
PeakG | 0 | 0 | 0 | 0 | 0 | 0
PeakO | 0 | 0 | 0 | 0 | 0 | 0
ST | 0 | 0 | 0 | 0 | 0 | 0
STOG | 0 | 0 | 0 | 0 | 0 | 0
STWD | 0 | 191.83 | 1219.39 | 1219.39 | 1219.39 | 1219.39
WT | 1553.84 | 1553.84 | 1553.84 | 1553.84 | 1553.84 | 1553.84
IGCC | 0 | 0 | 0 | 0 | 0 | 0
DemandResponse | 0 | 0 | 0 | 0 | 0 | 0
IGCC-CCS | 0 | 0 | 0 | 0 | 0 | 0
WT_off | 0 | 0 | 0 | 0 | 0 | 0
PseudoUnit | 0 | 0 | 0 | 0 | 0 | 0
FixedInterchange | 0 | 0 | 0 | 0 | 0 | 0
Total Generation by Reporting Type: BC
ReportingType | 2015 | 2020 | 2025 | 2030 | 2035 | 2040
BM | 0 | 0 | 0 | 0 | 0 | 0
CC | 10016.3 | 11338.36 | 15252.81 | 15252.81 | 14395.15 | 11717.84
CSP | 0 | 0 | 0 | 0 | 0 | 0
CT | 0 | 0 | 0 | 0 | 0 | 0
Coal | 0 | 0 | 0 | 0 | 0 | 0
Geo | 0 | 0 | 0 | 0 | 0 | 0
H | 54411.22 | 54411.22 | 54411.22 | 54411.22 | 54411.22 | 54411.22
LFG | 189.22 | 189.22 | 189.22 | 189.22 | 189.22 | 189.22
Nuc | 0 | 0 | 0 | 4213.33 | 10448.53 | 19007.44
PS | 0 | 0 | 0 | 0 | 0 | 0
PV | 0 | 0 | 0 | 0 | 0 | 0
PeakG | 0 | 0 | 0 | 0 | 0 | 0
PeakO | 0 | 0 | 0 | 0 | 0 | 0
ST | 0 | 0 | 0 | 0 | 0 | 0
STOG | 0 | 0 | 0 | 0 | 0 | 0
STWD | 0 | 0 | 991.44 | 2335.39 | 3574.08 | 3574.08
WT | 568.82 | 568.82 | 568.82 | 568.82 | 568.82 | 568.82
IGCC | 0 | 0 | 0 | 0 | 0 | 0
DemandResponse | 0 | 0 | 0 | 0 | 0 | 0
IGCC-CCS | 0 | 0 | 0 | 0 | 0 | 0
WT_off | 0 | 0 | 0 | 0 | 0 | 0
PseudoUnit | 0 | 0 | 0 | 0 | 0 | 0
FixedInterchange | 0 | 0 | 0 | 0 | 0 | 0
Total Generation by Reporting Type: HQ_IESO
ReportingType | 2015 | 2020 | 2025 | 2030 | 2035 | 2040
BM | 0 | 0 | 0 | 0 | 0 | 0
CC | 0 | 0 | 0 | 0 | 0 | 0
CSP | 0 | 0 | 0 | 0 | 0 | 0
CT | 0 | 0 | 0 | 0 | 0 | 0
Coal | 0 | 0 | 0 | 0 | 0 | 0
Geo | 0 | 0 | 0 | 0 | 0 | 0
H | 0 | 0 | 0 | 0 | 0 | 0
LFG | 0 | 0 | 0 | 0 | 0 | 0
Nuc | 0 | 0 | 0 | 0 | 0 | 0.04
PS | 0 | 0 | 0 | 0 | 0 | 0
PV | 0 | 0 | 0 | 0 | 0 | 0
PeakG | 0 | 0 | 0 | 0 | 0 | 0
PeakO | 0 | 0 | 0 | 0 | 0 | 0
ST | 0 | 0 | 0 | 0 | 0 | 0
STOG | 0 | 0 | 0 | 0 | 0 | 0
STWD | 0 | 0 | 0 | 0 | 0 | 0
WT | 0 | 0 | 0 | 0 | 0 | 0
IGCC | 0 | 0 | 0 | 0 | 0 | 0
DemandResponse | 0 | 0 | 0 | 0 | 0 | 0
IGCC-CCS | 0 | 0 | 0 | 0 | 0 | 0
WT_off | 0 | 0 | 0 | 0 | 0 | 0
PseudoUnit | 0 | 0 | 0 | 0 | 0 | 0
FixedInterchange | 2336 | 2336 | 2336 | 2336 | 2336 | 2336
Total Generation by Reporting Type: HQ_NEISO
ReportingType | 2015 | 2020 | 2025 | 2030 | 2035 | 2040
BM | 0 | 0 | 0 | 0 | 0 | 0
CC | 0 | 0 | 0 | 0 | 0 | 0
CSP | 0 | 0 | 0 | 0 | 0 | 0
CT | 0 | 0 | 0 | 0 | 0 | 0
Coal | 0 | 0 | 0 | 0 | 0 | 0
Geo | 0 | 0 | 0 | 0 | 0 | 0
H | 0 | 0 | 0 | 0 | 0 | 0
LFG | 0 | 0 | 0 | 0 | 0 | 0
Nuc | 0 | 0 | 0 | 0 | 0 | 0.01
PS | 0 | 0 | 0 | 0 | 0 | 0
PV | 0 | 0 | 0 | 0 | 0 | 0
PeakG | 0 | 0 | 0 | 0 | 0 | 0
PeakO | 0 | 0 | 0 | 0 | 0 | 0
ST | 0 | 0 | 0 | 0 | 0 | 0
STOG | 0 | 0 | 0 | 0 | 0 | 0
STWD | 0 | 0 | 0 | 0 | 0 | 0
WT | 0 | 0 | 0 | 0 | 0 | 0
IGCC | 0 | 0 | 0 | 0 | 0 | 0
DemandResponse | 0 | 0 | 0 | 0 | 0 | 0
IGCC-CCS | 0 | 0 | 0 | 0 | 0 | 0
WT_off | 0 | 0 | 0 | 0 | 0 | 0
PseudoUnit | 0 | 0 | 8186.37 | 12403.59 | 12403.59 | 12403.59
FixedInterchange | 19184.4 | 19184.4 | 19184.4 | 19184.4 | 19184.4 | 19184.4
Total Generation by Reporting Type: HQ_NY
ReportingType | 2015 | 2020 | 2025 | 2030 | 2035 | 2040
BM | 0 | 0 | 0 | 0 | 0 | 0
CC | 0 | 0 | 0 | 0 | 0 | 0
CSP | 0 | 0 | 0 | 0 | 0 | 0
CT | 0 | 0 | 0 | 0 | 0 | 0
Coal | 0 | 0 | 0 | 0 | 0 | 0
Geo | 0 | 0 | 0 | 0 | 0 | 0
H | 0 | 0 | 0 | 0 | 0 | 0
LFG | 0 | 0 | 0 | 0 | 0 | 0
Nuc | 0 | 0 | 0 | 0 | 0.01 | 0.04
PS | 0 | 0 | 0 | 0 | 0 | 0
PV | 0 | 0 | 0 | 0 | 0 | 0
PeakG | 0 | 0 | 0 | 0 | 0 | 0
PeakO | 0 | 0 | 0 | 0 | 0 | 0
ST | 0 | 0 | 0 | 0 | 0 | 0
STOG | 0 | 0 | 0 | 0 | 0 | 0
STWD | 0 | 0 | 0 | 0 | 0 | 0
WT | 0 | 0 | 0 | 0 | 0 | 0
IGCC | 0 | 0 | 0 | 0 | 0 | 0
DemandResponse | 0 | 0 | 0 | 0 | 0 | 0
IGCC-CCS | 0 | 0 | 0 | 0 | 0 | 0
WT_off | 0 | 0 | 0 | 0 | 0 | 0
PseudoUnit | 0 | 6645.21 | 14570.11 | 14570.11 | 14570.11 | 14570.11
FixedInterchange | 5840 | 5840 | 5840 | 5840 | 5840 | 5840
Total Generation by Reporting Type: MARITIMES
ReportingType | 2015 | 2020 | 2025 | 2030 | 2035 | 2040
BM | 0 | 0 | 0 | 0 | 0 | 0
CC | 0 | 0 | 0 | 0 | 0 | 0
CSP | 0 | 0 | 0 | 0 | 0 | 0
CT | 0 | 0 | 0 | 0 | 0 | 0
Coal | 0 | 0 | 0 | 0 | 0 | 0
Geo | 0 | 0 | 0 | 0 | 0 | 0
H | 0 | 0 | 0 | 0 | 0 | 0
LFG | 0 | 0 | 0 | 0 | 0 | 0
Nuc | 0 | 0 | 0 | 0 | 0 | 0.01
PS | 0 | 0 | 0 | 0 | 0 | 0
PV | 0 | 0 | 0 | 0 | 0 | 0
PeakG | 0 | 0 | 0 | 0 | 0 | 0
PeakO | 0 | 0 | 0 | 0 | 0 | 0
ST | 0 | 0 | 0 | 0 | 0 | 0
STOG | 0 | 0 | 0 | 0 | 0 | 0
STWD | 0 | 0 | 0 | 0 | 0 | 0
WT | 0 | 0 | 0 | 0 | 0 | 0
IGCC | 0 | 0 | 0 | 0 | 0 | 0
DemandResponse | 0 | 0 | 0 | 0 | 0 | 0
IGCC-CCS | 0 | 0 | 0 | 0 | 0 | 0
WT_off | 0 | 0 | 0 | 0 | 0 | 0
PseudoUnit | 0 | 2480.72 | 2480.72 | 2480.72 | 2480.72 | 2480.72
FixedInterchange | 8760 | 8760 | 8760 | 8760 | 8760 | 8760
Total Generation by Reporting Type: All
ReportingType | 2015 | 2020 | 2025 | 2030 | 2035 | 2040
BM | 1982.94 | 7030.26 | 9550.49 | 23743.44 | 25329.39 | 28071.73
CC | 794213.57 | 767699.05 | 549282.65 | 430311.06 | 498404.71 | 509109.05
CSP | 0 | 0 | 0 | 0 | 0 | 0
CT | 939.33 | 1066.74 | 1429.52 | 1457.76 | 4087.73 | 4484.61
Coal | 2110920.89 | 2021131.28 | 2102246.62 | 2080436.95 | 2357696.7 | 2620997.16
Geo | 20459.37 | 37727.52 | 74379.54 | 74585.65 | 74585.65 | 74585.65
H | 430354.22 | 436884.96 | 452996.6 | 468841.6 | 470390.51 | 470390.51
LFG | 32608.22 | 48005.68 | 65429.32 | 71131.94 | 71135.49 | 71135.63
Nuc | 913193.72 | 943693.13 | 943693.17 | 942985 | 758905.75 | 658430.1
PS | 7362.83 | 6970.56 | 18750.46 | 24398.93 | 23285.72 | 27527.84
PV | 1434.33 | 5255.21 | 7140.65 | 7576.28 | 7688.1 | 7933.56
PeakG | 2013.73 | 3154.44 | 2809.55 | 1772.45 | 2368.37 | 2704.41
PeakO | 0 | 0 | 0 | 0 | 0 | 0
ST | 2659.82 | 5445.31 | 6520.39 | 7007.1 | 7007.1 | 7007.1
STOG | 7460.38 | 8080.23 | 4946.04 | 3685.59 | 4994.84 | 5334.07
STWD | 11820.72 | 18280.83 | 20326.17 | 27497.19 | 28608.41 | 27939.77
WT | 178096.59 | 348750.31 | 592042.71 | 868443.05 | 914772.49 | 959516.87
IGCC | 4427.31 | 4427.31 | 4427.31 | 4427.31 | 4427.31 | 4427.31
DemandResponse | 0 | 0 | 0 | 0 | 0 | 0
IGCC-CCS | 0 | 0 | 0 | 0 | 0 | 0
WT_off | 1873.58 | 1873.58 | 5864.11 | 5864.11 | 5864.11 | 5864.11
PseudoUnit | 0 | 9125.93 | 25237.19 | 29454.41 | 29454.41 | 29454.41
FixedInterchange | 36120.4 | 36120.4 | 36120.4 | 36120.4 | 36120.4 | 36120.4
Total Generation by Reporting Type: EI_US
ReportingType | 2015 | 2020 | 2025 | 2030 | 2035 | 2040
BM | 1938.15 | 6884.87 | 9490.06 | 9938.78 | 10798.74 | 12541.59
CC | 435005.58 | 432188.11 | 313793.92 | 232235.51 | 298955.28 | 325900.91
CSP | 0 | 0 | 0 | 0 | 0 | 0
CT | 939.33 | 1066.74 | 1405.13 | 1450.88 | 4087.73 | 4462.7
Coal | 1675638.92 | 1569132.74 | 1553500.38 | 1471849.23 | 1707794.88 | 1924943.1
Geo | 354.6 | 354.6 | 354.6 | 354.6 | 354.6 | 354.6
H | 108753.3 | 111207.44 | 118549.99 | 118549.99 | 118549.99 | 118549.99
LFG | 27266.03 | 31421.16 | 46053.86 | 51528.37 | 51527.98 | 51528.12
Nuc | 697700.19 | 728199.59 | 728199.63 | 716587.14 | 517622.21 | 376120.26
PS | 6887.96 | 6387.99 | 17475.63 | 22740.29 | 21702.55 | 25630.05
PV | 411.13 | 4232.01 | 6117.45 | 6553.08 | 6715.66 | 6961.12
PeakG | 1973.53 | 3146.82 | 2807.62 | 1772.07 | 2358.76 | 2704.23
PeakO | 0 | 0 | 0 | 0 | 0 | 0
ST | 0 | 0 | 0 | 0 | 0 | 0
STOG | 4808.44 | 5017.84 | 2723.98 | 1952.32 | 3329.55 | 3797.03
STWD | 7707.02 | 13893.24 | 13094.17 | 17136.53 | 16941.69 | 15700.58
WT | 106488.69 | 228041.05 | 443912.76 | 695391.97 | 737507.76 | 776449.36
IGCC | 4427.31 | 4427.31 | 4427.31 | 4427.31 | 4427.31 | 4427.31
DemandResponse | 0 | 0 | 0 | 0 | 0 | 0
IGCC-CCS | 0 | 0 | 0 | 0 | 0 | 0
WT_off | 1873.58 | 1873.58 | 5864.11 | 5864.11 | 5864.11 | 5864.11
PseudoUnit | 0 | 9125.93 | 25237.19 | 29454.41 | 29454.41 | 29454.41
FixedInterchange | 33784.4 | 33784.4 | 33784.4 | 33784.4 | 33784.4 | 33784.4
Total Generation by Reporting Type: EI_Canada
ReportingType | 2015 | 2020 | 2025 | 2030 | 2035 | 2040
BM | 0 | 0 | 0 | 0 | 10.53 | 123.37
CC | 1476.07 | 1187.37 | 774.68 | 367.25 | 1623.69 | 7314.74
CSP | 0 | 0 | 0 | 0 | 0 | 0
CT | 0 | 0 | 0 | 0 | 0 | 21.92
Coal | 3024.69 | 6688.86 | 960.77 | 0 | 0 | 0
Geo | 0 | 0 | 0 | 0 | 0 | 0
H | 87709.45 | 91786.05 | 100555.14 | 114984.55 | 116533.45 | 116533.45
LFG | 926.37 | 926.37 | 926.37 | 926.37 | 930.31 | 930.31
Nuc | 101402.31 | 101402.31 | 101402.31 | 101402.31 | 93379.23 | 81383.64
PS | 13.53 | 4.3 | 25.83 | 71.88 | 13.53 | 50.43
PV | 78.84 | 78.84 | 78.84 | 78.84 | 78.84 | 78.84
PeakG | 0 | 0 | 0 | 0 | 0 | 0
PeakO | 0 | 0 | 0 | 0 | 0 | 0
ST | 0 | 0 | 0 | 0 | 0 | 0
STOG | 0 | 0 | 0 | 0 | 0 | 0
STWD | 0 | 0 | 0 | 13.76 | 81.13 | 653.61
WT | 9925.81 | 9925.81 | 9925.81 | 9925.81 | 9925.81 | 9925.81
IGCC | 0 | 0 | 0 | 0 | 0 | 0
DemandResponse | 0 | 0 | 0 | 0 | 0 | 0
IGCC-CCS | 0 | 0 | 0 | 0 | 0 | 0
WT_off | 0 | 0 | 0 | 0 | 0 | 0
PseudoUnit | 0 | 0 | 0 | 0 | 0 | 0
FixedInterchange | 2336 | 2336 | 2336 | 2336 | 2336 | 2336
Total Generation by Reporting Type: EI
ReportingType | 2015 | 2020 | 2025 | 2030 | 2035 | 2040
BM | 1938.15 | 6884.87 | 9490.06 | 9938.78 | 10809.27 | 12664.96
CC | 436481.65 | 433375.48 | 314568.6 | 232602.76 | 300578.97 | 333215.65
CSP | 0 | 0 | 0 | 0 | 0 | 0
CT | 939.33 | 1066.74 | 1405.13 | 1450.88 | 4087.73 | 4484.61
Coal | 1678663.62 | 1575821.6 | 1554461.15 | 1471849.23 | 1707794.88 | 1924943.1
Geo | 354.6 | 354.6 | 354.6 | 354.6 | 354.6 | 354.6
H | 196462.75 | 202993.49 | 219105.13 | 233534.54 | 235083.45 | 235083.45
LFG | 28192.4 | 32347.53 | 46980.23 | 52454.74 | 52458.29 | 52458.43
Nuc | 799102.5 | 829601.89 | 829601.94 | 817989.44 | 611001.45 | 457503.91
PS | 6901.49 | 6392.29 | 17501.46 | 22812.17 | 21716.08 | 25680.48
PV | 489.97 | 4310.85 | 6196.29 | 6631.92 | 6794.5 | 7039.96
PeakG | 1973.53 | 3146.82 | 2807.62 | 1772.07 | 2358.76 | 2704.23
PeakO | 0 | 0 | 0 | 0 | 0 | 0
ST | 0 | 0 | 0 | 0 | 0 | 0
STOG | 4808.44 | 5017.84 | 2723.98 | 1952.32 | 3329.55 | 3797.03
STWD | 7707.02 | 13893.24 | 13094.17 | 17150.29 | 17022.82 | 16354.18
WT | 116414.5 | 237966.86 | 453838.57 | 705317.78 | 747433.57 | 786375.17
IGCC | 4427.31 | 4427.31 | 4427.31 | 4427.31 | 4427.31 | 4427.31
DemandResponse | 0 | 0 | 0 | 0 | 0 | 0
IGCC-CCS | 0 | 0 | 0 | 0 | 0 | 0
WT_off | 1873.58 | 1873.58 | 5864.11 | 5864.11 | 5864.11 | 5864.11
PseudoUnit | 0 | 9125.93 | 25237.19 | 29454.41 | 29454.41 | 29454.41
FixedInterchange | 36120.4 | 36120.4 | 36120.4 | 36120.4 | 36120.4 | 36120.4
Total Generation by Reporting Type: Outside_EI
ReportingType | 2015 | 2020 | 2025 | 2030 | 2035 | 2040
BM | 44.8 | 145.39 | 60.43 | 13804.66 | 14520.12 | 15406.77
CC | 357731.92 | 334323.58 | 234714.05 | 197708.31 | 197825.74 | 175893.4
CSP | 0 | 0 | 0 | 0 | 0 | 0
CT | 0 | 0 | 24.39 | 6.87 | 0 | 0
Coal | 432257.27 | 445309.68 | 547785.47 | 608587.72 | 649901.81 | 696054.06
Geo | 20104.76 | 37372.91 | 74024.94 | 74231.05 | 74231.05 | 74231.05
H | 233891.47 | 233891.47 | 233891.47 | 235307.06 | 235307.06 | 235307.06
LFG | 4415.83 | 15658.15 | 18449.09 | 18677.2 | 18677.2 | 18677.2
Nuc | 114091.22 | 114091.24 | 114091.23 | 124995.56 | 147904.3 | 200926.2
PS | 461.35 | 578.26 | 1249 | 1586.76 | 1569.64 | 1847.37
PV | 944.36 | 944.36 | 944.36 | 944.36 | 893.6 | 893.6
PeakG | 40.2 | 7.62 | 1.92 | 0.37 | 9.61 | 0.18
PeakO | 0 | 0 | 0 | 0 | 0 | 0
ST | 2659.82 | 5445.31 | 6520.39 | 7007.1 | 7007.1 | 7007.1
STOG | 2651.94 | 3062.39 | 2222.06 | 1733.27 | 1665.29 | 1537.05
STWD | 4113.7 | 4387.58 | 7232 | 10346.9 | 11585.59 | 11585.59
WT | 61682.09 | 110783.45 | 138204.15 | 163125.27 | 167338.92 | 173141.7
IGCC | 0 | 0 | 0 | 0 | 0 | 0
DemandResponse | 0 | 0 | 0 | 0 | 0 | 0
IGCC-CCS | 0 | 0 | 0 | 0 | 0 | 0
WT_off | 0 | 0 | 0 | 0 | 0 | 0
PseudoUnit | 0 | 0 | 0 | 0 | 0 | 0
FixedInterchange | 0 | 0 | 0 | 0 | 0 | 0
#2 | 0: Energy Demand (TWh)
Energy Demand by Pool & Region:
Pool/Region | 2015 | 2020 | 2025 | 2030 | 2035 | 2040
ENT | 170.26 | 175.54 | 177.34 | 183.87 | 181 | 184.46
FRCC | 249.48 | 260.95 | 271.89 | 275.57 | 309.06 | 326.18
MAPP_US | 29.17 | 31.41 | 31.86 | 35.25 | 39.47 | 41.82
MISO_IN | 101.22 | 100.9 | 101.94 | 112.66 | 117.72 | 121.41
MISO_MI | 97.66 | 100.75 | 106.38 | 110.24 | 115.31 | 119.8
MISO_MO-IL | 99.44 | 103.81 | 111.5 | 115.53 | 119.46 | 123.95
MISO_W | 139.47 | 141.73 | 151.35 | 168.59 | 175.05 | 179.33
MISO_WUMS | 69.39 | 70.31 | 73.54 | 72.62 | 81.3 | 84.31
NE | 33.62 | 35.9 | 36.09 | 41.26 | 43.68 | 44.91
NEISO | 132.39 | 133.52 | 134.39 | 132.78 | 133.46 | 134.17
NonRTO_Midwest | 59.38 | 62.44 | 68.03 | 68.12 | 68.21 | 69.49
NYISO_A-F | 59.68 | 62.57 | 62.76 | 64.05 | 64.93 | 66.72
NYISO_G-I | 18.17 | 19.03 | 19.55 | 19.94 | 20.91 | 21.92
NYISO_J-K | 68.56 | 72.99 | 75.2 | 77.47 | 82.66 | 87.24
PJM_E | 131.36 | 121.31 | 125.98 | 131.18 | 135.93 | 143.89
PJM_ROM | 147.08 | 151.77 | 157.61 | 164.06 | 170.1 | 175.07
PJM_ROR | 542.4 | 527.37 | 541.6 | 536.42 | 557.15 | 575.21
SOCO | 269.47 | 290.72 | 302.07 | 303.39 | 306.28 | 329.67
SPP_N | 81.47 | 87.77 | 92.68 | 97.82 | 104.85 | 108.36
SPP_S | 178.66 | 186.81 | 193.81 | 195.45 | 208.17 | 211.36
TVA | 186.95 | 181.85 | 185.89 | 199.35 | 191.49 | 190.12
TVA_Transmission | 0 | 0 | 0 | 0 | 0 | 0
VACAR | 249.92 | 276.43 | 289.58 | 295.84 | 315.88 | 332.36
IESO | 141.43 | 136.52 | 141.89 | 146.15 | 151.4 | 156.84
MAPP_CA | 53.64 | 56.53 | 59.08 | 61.18 | 63.73 | 66.38
AZ_NM_SNV_Coal | 133.54 | 142.62 | 153.09 | 170.69 | 176.61 | 192.29
AZ_NM_SNV_Gas | 0 | 0 | 0 | 0 | 0 | 0
AZ_NM_SNV_NucRenew | 0 | 0 | 0 | 0 | 0 | 0
ERCOT | 336.37 | 351.88 | 368.67 | 383.74 | 393.31 | 410.69
NP15 | 114.62 | 119.49 | 125.25 | 133.78 | 140.89 | 146.72
NWPP_Coal | 255.71 | 273.72 | 289.62 | 307.3 | 325.34 | 338.64
NWPP_Gas | 0 | 0 | 0 | 0 | 0 | 0
NWPP_NucRenew | 0 | 0 | 0 | 0 | 0 | 0
RMPA | 72.48 | 81.15 | 87.69 | 90.79 | 96.69 | 102.97
SP15 | 189.18 | 201.93 | 210.72 | 222.33 | 234.13 | 247.41
ALB | 69.09 | 72.79 | 78.47 | 83.82 | 90.06 | 96.76
BC | 66.88 | 68.93 | 72.69 | 75.96 | 79.83 | 83.9
HQ_IESO | 0 | 0 | 0 | 0 | 0 | 0
HQ_NEISO | 0 | 0 | 0 | 0 | 0 | 0
HQ_NY | 0 | 0 | 0 | 0 | 0 | 0
MARITIMES | 0 | 0 | 0 | 0 | 0 | 0
All | 4548.12 | 4701.43 | 4898.19 | 5077.21 | 5294.08 | 5514.33
EI_US | 3115.17 | 3195.88 | 3311.02 | 3401.48 | 3542.07 | 3671.72
EI_Canada | 195.07 | 193.04 | 200.97 | 207.33 | 215.13 | 223.22
EI | 3310.24 | 3388.92 | 3511.98 | 3608.81 | 3757.21 | 3894.94
Outside_EI | 1237.89 | 1312.5 | 1386.21 | 1468.4 | 1536.87 | 1619.39
#3 | 0: Generation Minus Energy (TWh)
Generation Minus Energy by Pool & Region:
Pool/Region | 2015 | 2020 | 2025 | 2030 | 2035 | 2040
ENT | -14.17 | -30.68 | -66.57 | -85.22 | -82.33 | -91.58
FRCC | -4.39 | -7.6 | -14.47 | -27.16 | -25.31 | -21.11
MAPP_US | 12.56 | 8.52 | 8.09 | 14.16 | 22.21 | 19.65
MISO_IN | 4.46 | 4.31 | 2.72 | -13.2 | -13.35 | -15.85
MISO_MI | -3.46 | -13.17 | -19.4 | -28.23 | -28.15 | -30.85
MISO_MO-IL | 32.55 | 17.25 | 7.7 | 4.26 | 6.17 | 3.98
MISO_W | -4.37 | -1.91 | -0.33 | 7.56 | -4.03 | 14.78
MISO_WUMS | -2.29 | -5.89 | -11.57 | -17.78 | -27.74 | -32.28
NE | 9.18 | 79.05 | 137.38 | 223.06 | 212.67 | 209.55
NEISO | -27.62 | -28.47 | -35.5 | -37.51 | -33.6 | -37.95
NonRTO_Midwest | 3.53 | 1.24 | 3.23 | -0.66 | 2.51 | -0.24
NYISO_A-F | 15.68 | 14.86 | 12.33 | 7.8 | 7.57 | 16.02
NYISO_G-I | 4.2 | 3.69 | 2.63 | 2.81 | 8.89 | 17.39
NYISO_J-K | -48.75 | -51.45 | -55.04 | -57.16 | -57.22 | -56.88
PJM_E | -39.85 | -25.11 | -31.25 | -42.85 | -44.04 | -56.62
PJM_ROM | -11 | -0.34 | 10.21 | -1.49 | -9.51 | -6.7
PJM_ROR | 92.91 | 48.55 | 27.83 | 8.25 | 3.05 | 13.91
SOCO | 4.51 | 7.64 | -8.63 | -19.45 | -15.44 | -8.33
SPP_N | -2.7 | -16.43 | -22.21 | 15.61 | 29.86 | 29.25
SPP_S | -24.28 | -36.26 | 29.72 | 33.92 | 35.49 | 36.16
TVA | -2.66 | -0.9 | -1.09 | 0.52 | -3.96 | -5.64
TVA_Transmission | 0 | 0 | 0 | 0 | 0 | 0
VACAR | -27.04 | -15.29 | -19.02 | -30.39 | -17.28 | -12.45
IESO | 16.55 | 21.37 | 15.71 | 11.38 | 0.93 | -10.14
MAPP_CA | -7.06 | -2.42 | -2.03 | 9.06 | 6.51 | 3.94
AZ_NM_SNV_Coal | -56.06 | -54.75 | 28.08 | 71.77 | 88.52 | 92.3
AZ_NM_SNV_Gas | 100.45 | 102.54 | 44.13 | 32.24 | 35.62 | 37.31
AZ_NM_SNV_NucRenew | 42.17 | 45.07 | 58.08 | 60.17 | 60.17 | 60.17
ERCOT | -1.57 | -2.98 | -6.33 | -6.62 | -6.53 | -6.53
NP15 | -18.87 | -8.15 | -25.11 | -30.83 | -32.83 | -40.45
NWPP_Coal | -153.54 | -175.91 | -191.81 | -209.5 | -227.54 | -240.83
NWPP_Gas | 47.83 | 47.83 | 54.69 | 56.85 | 59.94 | 57.6
NWPP_NucRenew | 162.47 | 164.48 | 168.92 | 170.69 | 170.93 | 206.54
RMPA | -1.94 | -0.7 | 7 | 4.34 | 6.34 | 8.08
SP15 | -121.45 | -121.49 | -142.14 | -159.34 | -166.7 | -184.48
ALB | -0.58 | -0.01 | -1.01 | -1.13 | -0.12 | -2.17
BC | -1.7 | -2.42 | -1.28 | 1.01 | 3.75 | 5.57
HQ_IESO | 2.34 | 2.34 | 2.34 | 2.34 | 2.34 | 2.34
HQ_NEISO | 19.18 | 19.18 | 27.37 | 31.59 | 31.59 | 31.59
HQ_NY | 5.84 | 12.49 | 20.41 | 20.41 | 20.41 | 20.41
MARITIMES | 8.76 | 11.24 | 11.24 | 11.24 | 11.24 | 11.24
All | 9.82 | 9.29 | 25 | 32.53 | 31.05 | 36.7
EI_US | 0.79 | -5.49 | 15.78 | 20.09 | 29.7 | 47.45
EI_Canada | 11.82 | 21.29 | 16.02 | 22.78 | 9.78 | -3.87
EI | 12.61 | 15.8 | 31.79 | 42.87 | 39.49 | 43.59
Outside_EI | -2.79 | -6.5 | -6.79 | -10.34 | -8.44 | -6.88
#4 | 0: Fuel Use (TBtu)
Total Fuel Consumption by Reporting Type: Entergy
ReportingType | 2015 | 2020 | 2025 | 2030 | 2035 | 2040
BM | 0 | 0 | 0 | 0 | 0 | 0
CC | 374.79 | 296.75 | 109.9 | 67.01 | 81.64 | 85.04
CSP | 0 | 0 | 0 | 0 | 0 | 0
CT | 0 | 0 | 0 | 0 | 0.04 | 0
Coal | 613.15 | 612.4 | 524.63 | 452.68 | 495.57 | 508.82
Geo | 0 | 0 | 0 | 0 | 0 | 0
H | 0 | 0 | 0 | 0 | 0 | 0
LFG | 0 | 0 | 0 | 11.56 | 11.56 | 11.56
Nuc | 464.87 | 464.87 | 464.87 | 464.87 | 392.68 | 307.2
PS | 0 | 0 | 0 | 0 | 0 | 0
PV | 0 | 0 | 0 | 0 | 0 | 0
PeakG | 0 | 0 | 0 | 0 | 0 | 0
PeakO | 0 | 0 | 0 | 0 | 0 | 0
ST | 0 | 0 | 0 | 0 | 0 | 0
STOG | 8.34 | 8.34 | 8.34 | 4.37 | 8.34 | 8.34
STWD | 0 | 1.82 | 1.82 | 4.26 | 4.63 | 4.63
WT | 0 | 0 | 0 | 0 | 0 | 0
IGCC | 0 | 0 | 0 | 0 | 0 | 0
DemandResponse | 0 | 0 | 0 | 0 | 0 | 0
IGCC-CCS | 0 | 0 | 0 | 0 | 0 | 0
WT_off | 0 | 0 | 0 | 0 | 0 | 0
PseudoUnit | 0 | 0 | 0 | 0 | 0 | 0
FixedInterchange | 0 | 0 | 0 | 0 | 0 | 0
Total Fuel Consumption by Reporting Type: FRCC
ReportingType | 2015 | 2020 | 2025 | 2030 | 2035 | 2040
BM | 0 | 0 | 0 | 0 | 0 | 0
CC | 997.21 | 1059.36 | 874.95 | 762.63 | 482.58 | 444.71
CSP | 0 | 0 | 0 | 0 | 0 | 0
CT | 4.78 | 5.26 | 5.27 | 5.26 | 0 | 0
Coal | 709.75 | 669.45 | 939.46 | 1002.08 | 1820.08 | 2182.87
Geo | 0 | 0 | 0 | 0 | 0 | 0
H | 0 | 0 | 0 | 0 | 0 | 0
LFG | 0 | 0 | 21.31 | 21.31 | 21.31 | 21.31
Nuc | 352.09 | 352.09 | 352.09 | 352.09 | 214.42 | 71.5
PS | 0 | 0 | 0 | 0 | 0 | 0
PV | 0 | 0 | 0 | 0 | 0 | 0
PeakG | 3.07 | 5.17 | 6.54 | 4.94 | 3.67 | 2.96
PeakO | 0 | 0 | 0 | 0 | 0 | 0
ST | 0 | 0 | 0 | 0 | 0 | 0
STOG | 15.33 | 14.99 | 2.62 | 1.28 | 0.7 | 0.7
STWD | 1.49 | 15.45 | 15.45 | 15.45 | 15.45 | 15.45
WT | 0 | 0 | 0 | 0 | 0 | 0
IGCC | 0 | 0 | 0 | 0 | 0 | 0
DemandResponse | 0 | 0 | 0 | 0 | 0 | 0
IGCC-CCS | 0 | 0 | 0 | 0 | 0 | 0
WT_off | 0 | 0 | 0 | 0 | 0 | 0
PseudoUnit | 0 | 0 | 0 | 0 | 0 | 0
FixedInterchange | 0 | 0 | 0 | 0 | 0 | 0
Total Fuel Consumption by Reporting Type: MAPP_US
ReportingType | 2015 | 2020 | 2025 | 2030 | 2035 | 2040
BM | 0 | 0 | 0 | 0 | 0 | 0
CC | 0 | 0 | 0 | 0 | 0 | 0
CSP | 0 | 0 | 0 | 0 | 0 | 0
CT | 0 | 0 | 0 | 0 | 0 | 0
Coal | 270.23 | 242.48 | 242.48 | 214.14 | 220.03 | 218.57
Geo | 0 | 0 | 0 | 0 | 0 | 0
H | 0 | 0 | 0 | 0 | 0 | 0
LFG | 0 | 0 | 0 | 7.71 | 7.71 | 7.71
Nuc | 0 | 0 | 0 | 0 | 0 | 0
PS | 0 | 0 | 0 | 0 | 0 | 0
PV | 0 | 0 | 0 | 0 | 0 | 0
PeakG | 0.38 | 0.3 | 0.47 | 0.23 | 0.3 | 0.46
PeakO | 0 | 0 | 0 | 0 | 0 | 0
ST | 0 | 0 | 0 | 0 | 0 | 0
STOG | 0 | 0 | 0 | 0 | 0 | 0
STWD | 0 | 0 | 0 | 0 | 0 | 0
WT | 0.01 | 0.01 | 0.01 | 0.02 | 0.03 | 0.03
IGCC | 0 | 0 | 0 | 0 | 0 | 0
DemandResponse | 0 | 0 | 0 | 0 | 0 | 0
IGCC-CCS | 0 | 0 | 0 | 0 | 0 | 0
WT_off | 0 | 0 | 0 | 0 | 0 | 0
PseudoUnit | 0 | 0 | 0 | 0 | 0 | 0
FixedInterchange | 0 | 0 | 0 | 0 | 0 | 0
Total Fuel Consumption by Reporting Type: MISO_IN
ReportingType | 2015 | 2020 | 2025 | 2030 | 2035 | 2040
BM | 0 | 0 | 0 | 0 | 0 | 0
CC | 14.34 | 12.95 | 6.62 | 6.41 | 10.3 | 10.45
CSP | 0 | 0 | 0 | 0 | 0 | 0
CT | 0 | 0 | 0 | 0 | 0 | 0
Coal | 993.68 | 990.48 | 985.51 | 930.33 | 975.31 | 987.49
Geo | 0 | 0 | 0 | 0 | 0 | 0
H | 0 | 0 | 0 | 0 | 0 | 0
LFG | 0 | 0 | 8.62 | 8.62 | 8.62 | 8.62
Nuc | 0 | 0 | 0 | 0 | 0 | 0
PS | 0 | 0 | 0 | 0 | 0 | 0
PV | 0 | 0 | 0 | 0 | 0 | 0
PeakG | 0 | 0 | 0 | 0 | 0 | 0.12
PeakO | 0 | 0 | 0 | 0 | 0 | 0
ST | 0 | 0 | 0 | 0 | 0 | 0
STOG | 0.34 | 0.65 | 0.34 | 0.11 | 0.34 | 0.34
STWD | 0 | 0 | 0 | 0 | 0 | 0
WT | 0 | 0 | 0 | 0 | 0 | 0
IGCC | 40.45 | 40.45 | 40.45 | 40.45 | 40.45 | 40.45
DemandResponse | 0 | 0 | 0 | 0 | 0 | 0
IGCC-CCS | 0 | 0 | 0 | 0 | 0 | 0
WT_off | 0 | 0 | 0 | 0 | 0 | 0
PseudoUnit | 0 | 0 | 0 | 0 | 0 | 0
FixedInterchange | 0 | 0 | 0 | 0 | 0 | 0
Total Fuel Consumption by Reporting Type: MISO_MI
ReportingType | 2015 | 2020 | 2025 | 2030 | 2035 | 2040
BM | 0 | 0 | 0 | 0 | 0 | 0
CC | 45.09 | 34.19 | 16.71 | 14.42 | 26.06 | 22.43
CSP | 0 | 0 | 0 | 0 | 0 | 0
CT | 0 | 0 | 0 | 0 | 0 | 0
Coal | 648.78 | 587.17 | 567.79 | 524.75 | 610.83 | 619.64
Geo | 0 | 0 | 0 | 0 | 0 | 0
H | 0 | 0 | 0 | 0 | 0 | 0
LFG | 0 | 2.37 | 17.24 | 17.24 | 17.24 | 17.24
Nuc | 174.19 | 174.19 | 174.19 | 174.19 | 102.45 | 102.45
PS | 0 | 0 | 0 | 0 | 0 | 0
PV | 0 | 0 | 0 | 0 | 0 | 0
PeakG | 0.35 | 0.35 | 0.33 | 0 | 0 | 0
PeakO | 0 | 0 | 0 | 0 | 0 | 0
ST | 0 | 0 | 0 | 0 | 0 | 0
STOG | 3.38 | 2.66 | 1.9 | 0.16 | 1 | 1.07
STWD | 9.61 | 13.39 | 8.72 | 10.04 | 12.68 | 13.39
WT | 0.01 | 0.01 | 0.01 | 0.01 | 0.01 | 0.01
IGCC | 0 | 0 | 0 | 0 | 0 | 0
DemandResponse | 0 | 0 | 0 | 0 | 0 | 0
IGCC-CCS | 0 | 0 | 0 | 0 | 0 | 0
WT_off | 0 | 0 | 0 | 0 | 0 | 0
PseudoUnit | 0 | 0 | 0 | 0 | 0 | 0
FixedInterchange | 0 | 0 | 0 | 0 | 0 | 0
Total Fuel Consumption by Reporting Type: MISO_MO-IL
ReportingType | 2015 | 2020 | 2025 | 2030 | 2035 | 2040
BM | 0 | 0 | 0 | 0 | 0 | 0
CC | 8.7 | 6.02 | 4.63 | 3.68 | 5.34 | 4.55
CSP | 0 | 0 | 0 | 0 | 0 | 0
CT | 0 | 0 | 0 | 0 | 0 | 0
Coal | 1109.98 | 1003.07 | 964.19 | 861.95 | 921.68 | 901.97
Geo | 0 | 0 | 0 | 0 | 0 | 0
H | 0 | 0 | 0 | 0 | 0 | 0
LFG | 0 | 0 | 4.03 | 24.03 | 24.03 | 24.03
Nuc | 178.81 | 178.81 | 178.81 | 178.81 | 178.81 | 178.81
PS | 0 | 0 | 0 | 0 | 0 | 0
PV | 0 | 0 | 0 | 0 | 0 | 0
PeakG | 1.58 | 3.35 | 0.45 | 0 | 0 | 0.03
PeakO | 0 | 0 | 0 | 0 | 0 | 0
ST | 0 | 0 | 0 | 0 | 0 | 0
STOG | 0.7 | 0.22 | 0.06 | 0 | 0 | 0
STWD | 0 | 0 | 0 | 0 | 0 | 0
WT | 0 | 0 | 0 | 0.01 | 0.01 | 0.02
IGCC | 0 | 0 | 0 | 0 | 0 | 0
DemandResponse | 0 | 0 | 0 | 0 | 0 | 0
IGCC-CCS | 0 | 0 | 0 | 0 | 0 | 0
WT_off | 0 | 0 | 0 | 0 | 0 | 0
PseudoUnit | 0 | 0 | 0 | 0 | 0 | 0
FixedInterchange | 0 | 0 | 0 | 0 | 0 | 0
Total Fuel Consumption by Reporting Type: MISO_W
ReportingType | 2015 | 2020 | 2025 | 2030 | 2035 | 2040
BM | 0 | 0 | 0 | 0 | 0 | 0
CC | 18.49 | 19.03 | 12.24 | 8.22 | 14.78 | 14.78
CSP | 0 | 0 | 0 | 0 | 0 | 0
CT | 0 | 0 | 0 | 0 | 0 | 0
Coal | 858.72 | 844.81 | 839.54 | 769.8 | 884.5 | 1092.14
Geo | 0 | 0 | 0 | 0 | 0 | 0
H | 0 | 0 | 0 | 0 | 0 | 0
LFG | 0 | 0 | 7.71 | 7.71 | 7.71 | 7.71
Nuc | 190.11 | 190.11 | 190.11 | 190.11 | 0.01 | 0.01
PS | 0 | 0 | 0 | 0 | 0 | 0
PV | 0 | 0 | 0 | 0 | 0 | 0
PeakG | 2.31 | 1.02 | 0.41 | 0 | 0 | 0
PeakO | 0 | 0 | 0 | 0 | 0 | 0
ST | 0 | 0 | 0 | 0 | 0 | 0
STOG | 0.02 | 0 | 0 | 0 | 0 | 0
STWD | 0.35 | 24.94 | 12.77 | 11.07 | 12.52 | 8.44
WT | 0.03 | 0.03 | 0.04 | 0.08 | 0.08 | 0.08
IGCC | 0 | 0 | 0 | 0 | 0 | 0
DemandResponse | 0 | 0 | 0 | 0 | 0 | 0
IGCC-CCS | 0 | 0 | 0 | 0 | 0 | 0
WT_off | 0 | 0 | 0 | 0 | 0 | 0
PseudoUnit | 0 | 0 | 0 | 0 | 0 | 0
FixedInterchange | 0 | 0 | 0 | 0 | 0 | 0
Total Fuel Consumption by Reporting Type: MISO_WUMS
ReportingType | 2015 | 2020 | 2025 | 2030 | 2035 | 2040
BM | 0 | 0 | 0 | 0 | 0 | 0
CC | 43.94 | 38.91 | 21.9 | 13.25 | 23.9 | 23.27
CSP | 0 | 0 | 0 | 0 | 0 | 0
CT | 0 | 0 | 2.45 | 3.53 | 11.07 | 11.71
Coal | 422.29 | 399.65 | 381.19 | 318.65 | 425.47 | 409.89
Geo | 0 | 0 | 0 | 0 | 0 | 0
H | 0 | 0 | 0 | 0 | 0 | 0
LFG | 0 | 0 | 24.03 | 24.03 | 24.03 | 24.03
Nuc | 150.68 | 150.68 | 150.68 | 150.68 | 0.01 | 0.01
PS | 0 | 0 | 0 | 0 | 0 | 0
PV | 0 | 0 | 0 | 0 | 0 | 0
PeakG | 0.08 | 0.3 | 0 | 0 | 0 | 0
PeakO | 0 | 0 | 0 | 0 | 0 | 0
ST | 0 | 0 | 0 | 0 | 0 | 0
STOG | 0 | 0 | 0 | 0 | 0 | 0
STWD | 0.26 | 5.96 | 2.72 | 1.73 | 4.97 | 4.97
WT | 0 | 0 | 0 | 0 | 0 | 0
IGCC | 0 | 0 | 0 | 0 | 0 | 0
DemandResponse | 0 | 0 | 0 | 0 | 0 | 0
IGCC-CCS | 0 | 0 | 0 | 0 | 0 | 0
WT_off | 0 | 0 | 0 | 0 | 0 | 0
PseudoUnit | 0 | 0 | 0 | 0 | 0 | 0
FixedInterchange | 0 | 0 | 0 | 0 | 0 | 0
Total Fuel Consumption by Reporting Type: Nebraska
ReportingType | 2015 | 2020 | 2025 | 2030 | 2035 | 2040
BM | 0 | 0 | 0 | 0 | 0 | 0
CC | 3.56 | 1.93 | 1.08 | 0.55 | 1.08 | 1.08
CSP | 0 | 0 | 0 | 0 | 0 | 0
CT | 0 | 0 | 0 | 0 | 0 | 0
Coal | 332.69 | 332.38 | 252.09 | 218.7 | 214.22 | 194.05
Geo | 0 | 0 | 0 | 0 | 0 | 0
H | 0 | 0 | 0 | 0 | 0 | 0
LFG | 0 | 0 | 0 | 7.69 | 7.69 | 7.69
Nuc | 104.28 | 104.28 | 104.28 | 104.06 | 0.02 | 0.02
PS | 0 | 0 | 0 | 0 | 0 | 0
PV | 0 | 0 | 0 | 0 | 0 | 0
PeakG | 0.16 | 0 | 0 | 0 | 0 | 0
PeakO | 0 | 0 | 0 | 0 | 0 | 0
ST | 0 | 0 | 0 | 0 | 0 | 0
STOG | 0 | 0 | 0 | 0 | 0 | 0
STWD | 0 | 0 | 0 | 0 | 0 | 0
WT | 0 | 0.07 | 0.14 | 0.23 | 0.23 | 0.23
IGCC | 0 | 0 | 0 | 0 | 0 | 0
DemandResponse | 0 | 0 | 0 | 0 | 0 | 0
IGCC-CCS | 0 | 0 | 0 | 0 | 0 | 0
WT_off | 0 | 0 | 0 | 0 | 0 | 0
PseudoUnit | 0 | 0 | 0 | 0 | 0 | 0
FixedInterchange | 0 | 0 | 0 | 0 | 0 | 0
Total Fuel Consumption by Reporting Type: NEISO
ReportingType | 2015 | 2020 | 2025 | 2030 | 2035 | 2040
BM | 24.48 | 24.48 | 6.83 | 3.05 | 6.86 | 24.48
CC | 206.25 | 178.15 | 110.33 | 48.78 | 143.93 | 155.88
CSP | 0 | 0 | 0 | 0 | 0 | 0
CT | 0.03 | 0.12 | 0 | 0 | 0.02 | 0.08
Coal | 119.36 | 111.87 | 111.87 | 111.87 | 111.87 | 111.87
Geo | 0 | 0 | 0 | 0 | 0 | 0
H | 0 | 0 | 0 | 0 | 0 | 0
LFG | 5.3 | 5.3 | 12.81 | 12.81 | 12.81 | 12.81
Nuc | 365.51 | 365.51 | 365.51 | 365.51 | 264.08 | 195.08
PS | 0 | 0 | 0 | 0 | 0 | 0
PV | 0 | 0 | 0 | 0 | 0 | 0
PeakG | 0.29 | 0.39 | 0 | 0 | 0.31 | 0.35
PeakO | 0 | 0 | 0 | 0 | 0 | 0
ST | 0 | 0 | 0 | 0 | 0 | 0
STOG | 0 | 0 | 0 | 0 | 0 | 0
STWD | 51.79 | 51.79 | 32.34 | 51.79 | 51.79 | 51.79
WT | 0 | 0.01 | 0.01 | 0.02 | 0.02 | 0.02
IGCC | 0 | 0 | 0 | 0 | 0 | 0
DemandResponse | 0 | 0 | 0 | 0 | 0 | 0
IGCC-CCS | 0 | 0 | 0 | 0 | 0 | 0
WT_off | 0 | 0 | 0 | 0 | 0 | 0
PseudoUnit | 0 | 0 | 0 | 0 | 0 | 0
FixedInterchange | 0 | 0 | 0 | 0 | 0 | 0
Total Fuel Consumption by Reporting Type: NonRTO_Midwest
ReportingType | 2015 | 2020 | 2025 | 2030 | 2035 | 2040
BM | 0 | 0 | 0 | 0 | 0 | 0
CC | 0 | 0 | 0 | 0 | 0 | 2.69
CSP | 0 | 0 | 0 | 0 | 0 | 0
CT | 0 | 0 | 0 | 0 | 0 | 0.24
Coal | 618.29 | 624.11 | 657.48 | 619.74 | 651.14 | 631.86
Geo | 0 | 0 | 0 | 0 | 0 | 0
H | 0 | 0 | 0 | 0 | 0 | 0
LFG | 0 | 0 | 17.24 | 17.24 | 17.24 | 17.24
Nuc | 0 | 0 | 0 | 0 | 0 | 0.01
PS | 0 | 0 | 0 | 0 | 0 | 0
PV | 0 | 0 | 0 | 0 | 0 | 0
PeakG | 1.35 | 2.35 | 1 | 0.94 | 2.38 | 2.65
PeakO | 0 | 0 | 0 | 0 | 0 | 0
ST | 0 | 0 | 0 | 0 | 0 | 0
STOG | 0 | 0 | 0 | 0 | 0 | 0
STWD | 0 | 0 | 0 | 0 | 0 | 0
WT | 0 | 0 | 0 | 0 | 0 | 0
IGCC | 0 | 0 | 0 | 0 | 0 | 0
DemandResponse | 0 | 0 | 0 | 0 | 0 | 0
IGCC-CCS | 0 | 0 | 0 | 0 | 0 | 0
WT_off | 0 | 0 | 0 | 0 | 0 | 0
PseudoUnit | 0 | 0 | 0 | 0 | 0 | 0
FixedInterchange | 0 | 0 | 0 | 0 | 0 | 0
Total Fuel Consumption by Reporting Type: NYISO_A-F
ReportingType | 2015 | 2020 | 2025 | 2030 | 2035 | 2040
BM | 0 | 0 | 0 | 0 | 0 | 0
CC | 19.04 | 24.8 | 9.24 | 8.89 | 42.43 | 40.54
CSP | 0 | 0 | 0 | 0 | 0 | 0
CT | 0 | 0 | 0 | 0 | 0 | 0
Coal | 74.48 | 74.46 | 74.46 | 74.46 | 74.46 | 74.46
Geo | 0 | 0 | 0 | 0 | 0 | 0
H | 0 | 0 | 0 | 0 | 0 | 0
LFG | 0.69 | 0.69 | 0.69 | 8 | 8 | 8
Nuc | 270.5 | 270.5 | 270.5 | 220.56 | 173.9 | 105.39
PS | 0 | 0 | 0 | 0 | 0 | 0
PV | 0 | 0 | 0 | 0 | 0 | 0
PeakG | 0.02 | 0 | 0 | 0 | 0.06 | 0.19
PeakO | 0 | 0 | 0 | 0 | 0 | 0
ST | 0 | 0 | 0 | 0 | 0 | 0
STOG | 0 | 0 | 0 | 0 | 0 | 0
STWD | 0 | 0.2 | 0.71 | 7.53 | 7.53 | 7.53
WT | 0.01 | 0.01 | 0.01 | 0.01 | 0.01 | 0.03
IGCC | 0 | 0 | 0 | 0 | 0 | 0
DemandResponse | 0 | 0 | 0 | 0 | 0 | 0
IGCC-CCS | 0 | 0 | 0 | 0 | 0 | 0
WT_off | 0 | 0 | 0 | 0 | 0 | 0
PseudoUnit | 0 | 0 | 0 | 0 | 0 | 0
FixedInterchange | 0 | 0 | 0 | 0 | 0 | 0
Total Fuel Consumption by Reporting Type: NYISO_G-I
ReportingType | 2015 | 2020 | 2025 | 2030 | 2035 | 2040
BM | 0 | 0 | 0 | 0 | 0 | 0
CC | 20.91 | 26.96 | 16.23 | 13.1 | 110.16 | 223.33
CSP | 0 | 0 | 0 | 0 | 0 | 0
CT | 0 | 0 | 0 | 0 | 0 | 0
Coal | 28.51 | 21.82 | 25.65 | 28.48 | 28.48 | 28.48
Geo | 0 | 0 | 0 | 0 | 0 | 0
H | 0 | 0 | 0 | 0 | 0 | 0
LFG | 0 | 0 | 8 | 8 | 8 | 8
Nuc | 162.83 | 162.83 | 162.83 | 162.83 | 81.65 | 0.03
PS | 0 | 0 | 0 | 0 | 0 | 0
PV | 0 | 0 | 0 | 0 | 0 | 0
PeakG | 0 | 0 | 0 | 0 | 0.01 | 0.01
PeakO | 0 | 0 | 0 | 0 | 0 | 0
ST | 0 | 0 | 0 | 0 | 0 | 0
STOG | 0 | 0 | 0 | 0 | 0 | 0
STWD | 0 | 0 | 0 | 0 | 0 | 0
WT | 0 | 0 | 0 | 0 | 0 | 0
IGCC | 0 | 0 | 0 | 0 | 0 | 0
DemandResponse | 0 | 0 | 0 | 0 | 0 | 0
IGCC-CCS | 0 | 0 | 0 | 0 | 0 | 0
WT_off | 0 | 0 | 0 | 0 | 0 | 0
PseudoUnit | 0 | 0 | 0 | 0 | 0 | 0
FixedInterchange | 0 | 0 | 0 | 0 | 0 | 0
Total Fuel Consumption by Reporting Type: NYISO_J-K
ReportingType | 2015 | 2020 | 2025 | 2030 | 2035 | 2040
BM | 0 | 0 | 0 | 0 | 0 | 0
CC | 125.44 | 133.28 | 119.79 | 119.47 | 148.83 | 181.11
CSP | 0 | 0 | 0 | 0 | 0 | 0
CT | 0 | 0 | 0 | 0.15 | 1.61 | 2.1
Coal | 0 | 0 | 0 | 0 | 0 | 0
Geo | 0 | 0 | 0 | 0 | 0 | 0
H | 0 | 0 | 0 | 0 | 0 | 0
LFG | 0 | 0 | 8 | 8 | 8 | 8
Nuc | 0 | 0 | 0 | 0 | 0.01 | 0.02
PS | 0 | 0 | 0 | 0 | 0 | 0
PV | 0 | 0 | 0 | 0 | 0 | 0
PeakG | 0.53 | 1.91 | 2.16 | 2.62 | 3.9 | 3.49
PeakO | 0 | 0 | 0 | 0 | 0 | 0
ST | 0 | 0 | 0 | 0 | 0 | 0
STOG | 5.04 | 9.94 | 9.82 | 11.73 | 19.42 | 24.12
STWD | 0 | 0 | 0 | 0 | 0 | 0
WT | 0 | 0 | 0 | 0 | 0 | 0
IGCC | 0 | 0 | 0 | 0 | 0 | 0
DemandResponse | 0 | 0 | 0 | 0 | 0 | 0
IGCC-CCS | 0 | 0 | 0 | 0 | 0 | 0
WT_off | 0 | 0 | 0 | 0 | 0 | 0
PseudoUnit | 0 | 0 | 0 | 0 | 0 | 0
FixedInterchange | 0 | 0 | 0 | 0 | 0 | 0
Total Fuel Consumption by Reporting Type: PJM_E
ReportingType | 2015 | 2020 | 2025 | 2030 | 2035 | 2040
BM | 0.08 | 2.91 | 2.91 | 2.91 | 2.91 | 2.91
CC | 96.07 | 144.71 | 103.01 | 63.67 | 184.07 | 209.06
CSP | 0 | 0 | 0 | 0 | 0 | 0
CT | 0 | 0.01 | 0.03 | 0.03 | 5.12 | 10.21
Coal | 29.03 | 36.58 | 39.84 | 33.96 | 64.25 | 64.25
Geo | 0 | 0 | 0 | 0 | 0 | 0
H | 0 | 0 | 0 | 0 | 0 | 0
LFG | 0.98 | 15.28 | 15.28 | 15.28 | 15.28 | 15.28
Nuc | 702.72 | 651.97 | 651.97 | 651.97 | 468.33 | 371.38
PS | 0 | 0 | 0 | 0 | 0 | 0
PV | 0 | 0 | 0 | 0 | 0 | 0
PeakG | 0.25 | 4.21 | 3.77 | 2.74 | 6.06 | 9.43
PeakO | 0 | 0 | 0 | 0 | 0 | 0
ST | 0 | 0 | 0 | 0 | 0 | 0
STOG | 0 | 0 | 0 | 0 | 0 | 0
STWD | 0 | 0 | 0 | 0 | 0 | 0
WT | 0 | 0 | 0 | 0 | 0 | 0
IGCC | 0 | 0 | 0 | 0 | 0 | 0
DemandResponse | 0 | 0 | 0 | 0 | 0 | 0
IGCC-CCS | 0 | 0 | 0 | 0 | 0 | 0
WT_off | 0 | 0 | 0 | 0 | 0 | 0
PseudoUnit | 0 | 0 | 0 | 0 | 0 | 0
FixedInterchange | 0 | 0 | 0 | 0 | 0 | 0
Total Fuel Consumption by Reporting Type: PJM_ROM
ReportingType | 2015 | 2020 | 2025 | 2030 | 2035 | 2040
BM | 0.05 | 1.75 | 1.75 | 1.75 | 1.75 | 1.75
CC | 54.65 | 90.48 | 66.72 | 39.75 | 105.9 | 200.51
CSP | 0 | 0 | 0 | 0 | 0 | 0
CT | 0 | 0.02 | 0.02 | 0.02 | 0.03 | 0.07
Coal | 754.96 | 790.24 | 808.13 | 778.09 | 819.86 | 819.86
Geo | 0 | 0 | 0 | 0 | 0 | 0
H | 0 | 0 | 0 | 0 | 0 | 0
LFG | 2.04 | 30.56 | 30.56 | 30.56 | 30.56 | 30.56
Nuc | 420.79 | 420.79 | 420.79 | 420.79 | 276.07 | 200.95
PS | 0 | 0 | 0 | 0 | 0 | 0
PV | 0 | 0 | 0 | 0 | 0 | 0
PeakG | 0 | 0.22 | 0.16 | 0 | 1.79 | 3.49
PeakO | 0 | 0 | 0 | 0 | 0 | 0
ST | 0 | 0 | 0 | 0 | 0 | 0
STOG | 0 | 0 | 0 | 0 | 0 | 0
STWD | 3.58 | 5.38 | 5.38 | 5.38 | 5.38 | 5.38
WT | 0 | 0 | 0.02 | 0.02 | 0.02 | 0.02
IGCC | 0 | 0 | 0 | 0 | 0 | 0
DemandResponse | 0 | 0 | 0 | 0 | 0 | 0
IGCC-CCS | 0 | 0 | 0 | 0 | 0 | 0
WT_off | 0 | 0 | 0 | 0 | 0 | 0
PseudoUnit | 0 | 0 | 0 | 0 | 0 | 0
FixedInterchange | 0 | 0 | 0 | 0 | 0 | 0
Total Fuel Consumption by Reporting Type: PJM_ROR
ReportingType | 2015 | 2020 | 2025 | 2030 | 2035 | 2040
BM | 0.51 | 37.37 | 28.33 | 28.44 | 19.24 | 9.65
CC | 249.1 | 255.17 | 162.45 | 67.94 | 153.28 | 144.83
CSP | 0 | 0 | 0 | 0 | 0 | 0
CT | 0.03 | 0.06 | 0.06 | 0.03 | 19.02 | 17
Coal | 4007.35 | 3333.28 | 3332.23 | 3225.7 | 3513.46 | 4088.88
Geo | 0 | 0 | 0 | 0 | 0 | 0
H | 0 | 0 | 0 | 0 | 0 | 0
LFG | 6.18 | 6.18 | 61.46 | 61.46 | 61.46 | 61.46
Nuc | 1644.81 | 1644.81 | 1644.81 | 1573.64 | 1222.73 | 821.9
PS | 0 | 0 | 0 | 0 | 0 | 0
PV | 0 | 0 | 0 | 0 | 0 | 0
PeakG | 10.62 | 12.59 | 11.98 | 3.62 | 3.75 | 3.81
PeakO | 0 | 0 | 0 | 0 | 0 | 0
ST | 0 | 0 | 0 | 0 | 0 | 0
STOG | 0 | 0 | 0 | 0 | 0 | 0
STWD | 1.13 | 15.91 | 15.91 | 15.91 | 15.91 | 15.91
WT | 0.03 | 0.03 | 0.03 | 0.03 | 0.04 | 0.04
IGCC | 0 | 0 | 0 | 0 | 0 | 0
DemandResponse | 0 | 0 | 0 | 0 | 0 | 0
IGCC-CCS | 0 | 0 | 0 | 0 | 0 | 0
WT_off | 0 | 0 | 0 | 0 | 0 | 0
PseudoUnit | 0 | 0 | 0 | 0 | 0 | 0
FixedInterchange | 0 | 0 | 0 | 0 | 0 | 0
Total Fuel Consumption by Reporting Type: SOCO
ReportingType | 2015 | 2020 | 2025 | 2030 | 2035 | 2040
BM | 0 | 0.5 | 0.83 | 4.51 | 3.28 | 3.28
CC | 423.55 | 444.95 | 344.93 | 262.38 | 276.24 | 225.09
CSP | 0 | 0 | 0 | 0 | 0 | 0
CT | 0 | 0 | 0 | 0 | 0 | 0
Coal | 1581.94 | 1613.14 | 1673.74 | 1673.74 | 1732.02 | 2265.38
Geo | 0 | 0 | 0 | 0 | 0 | 0
H | 0 | 0 | 0 | 0 | 0 | 0
LFG | 0 | 0 | 11.56 | 11.56 | 11.56 | 11.56
Nuc | 494.38 | 673.18 | 673.18 | 673.18 | 673.18 | 449.31
PS | 0 | 0 | 0 | 0 | 0 | 0
PV | 0 | 0 | 0 | 0 | 0 | 0
PeakG | 0.63 | 2.06 | 1.39 | 1.72 | 1.3 | 0.75
PeakO | 0 | 0 | 0 | 0 | 0 | 0
ST | 0 | 0 | 0 | 0 | 0 | 0
STOG | 0 | 0 | 0 | 0 | 0 | 0
STWD | 0.27 | 5.8 | 36.96 | 60.13 | 48.88 | 36.96
WT | 0 | 0 | 0 | 0 | 0 | 0
IGCC | 0 | 0 | 0 | 0 | 0 | 0
DemandResponse | 0 | 0 | 0 | 0 | 0 | 0
IGCC-CCS | 0 | 0 | 0 | 0 | 0 | 0
WT_off | 0 | 0 | 0 | 0 | 0 | 0
PseudoUnit | 0 | 0 | 0 | 0 | 0 | 0
FixedInterchange | 0 | 0 | 0 | 0 | 0 | 0
Total Fuel Consumption by Reporting Type: SPP_N
ReportingType | 2015 | 2020 | 2025 | 2030 | 2035 | 2040
BM | 0 | 0 | 0 | 0 | 0 | 0
CC | 25.32 | 10.58 | 3.92 | 2.01 | 3.92 | 3.92
CSP | 0 | 0 | 0 | 0 | 0 | 0
CT | 0 | 0 | 0 | 0 | 0 | 0
Coal | 647.03 | 587.7 | 496.65 | 344.11 | 343.07 | 328.18
Geo | 0 | 0 | 0 | 0 | 0 | 0
H | 0 | 0 | 0 | 0 | 0 | 0
LFG | 0 | 0 | 0 | 10.22 | 10.22 | 10.22
Nuc | 93.19 | 93.19 | 93.19 | 93.19 | 93.19 | 93.19
PS | 0 | 0 | 0 | 0 | 0 | 0
PV | 0 | 0 | 0 | 0 | 0 | 0
PeakG | 0 | 0 | 0 | 0 | 0 | 0
PeakO | 0 | 0 | 0 | 0 | 0 | 0
ST | 0 | 0 | 0 | 0 | 0 | 0
STOG | 1.38 | 0.13 | 0 | 0 | 0 | 0
STWD | 0 | 0 | 0 | 0 | 0 | 0
WT | 0 | 0 | 0.01 | 0.07 | 0.09 | 0.1
IGCC | 0 | 0 | 0 | 0 | 0 | 0
DemandResponse | 0 | 0 | 0 | 0 | 0 | 0
IGCC-CCS | 0 | 0 | 0 | 0 | 0 | 0
WT_off | 0 | 0 | 0 | 0 | 0 | 0
PseudoUnit | 0 | 0 | 0 | 0 | 0 | 0
FixedInterchange | 0 | 0 | 0 | 0 | 0 | 0
Total Fuel Consumption by Reporting Type: SPP_S
ReportingType | 2015 | 2020 | 2025 | 2030 | 2035 | 2040
BM | 0 | 0 | 0 | 0 | 0 | 0
CC | 215.89 | 93.39 | 38.62 | 20.73 | 35.4 | 34.75
CSP | 0 | 0 | 0 | 0 | 0 | 0
CT | 0.25 | 0 | 0 | 0 | 0 | 0
Coal | 1052.99 | 919.72 | 610.14 | 308.27 | 407.62 | 376.91
Geo | 0 | 0 | 0 | 0 | 0 | 0
H | 0 | 0 | 0 | 0 | 0 | 0
LFG | 0 | 0 | 0 | 10.22 | 10.22 | 10.22
Nuc | 0 | 0 | 0 | 0 | 0 | 0
PS | 0 | 0 | 0 | 0 | 0 | 0
PV | 0 | 0 | 0 | 0 | 0 | 0
PeakG | 0 | 0 | 0 | 0 | 0 | 0
PeakO | 0 | 0 | 0 | 0 | 0 | 0
ST | 0 | 0 | 0 | 0 | 0 | 0
STOG | 16.67 | 16.18 | 5.87 | 2.84 | 5.3 | 5.38
STWD | 0.21 | 0.43 | 0.39 | 1.11 | 1.81 | 1.61
WT | 0.01 | 0.04 | 0.15 | 0.18 | 0.19 | 0.19
IGCC | 0 | 0 | 0 | 0 | 0 | 0
DemandResponse | 0 | 0 | 0 | 0 | 0 | 0
IGCC-CCS | 0 | 0 | 0 | 0 | 0 | 0
WT_off | 0 | 0 | 0 | 0 | 0 | 0
PseudoUnit | 0 | 0 | 0 | 0 | 0 | 0
FixedInterchange | 0 | 0 | 0 | 0 | 0 | 0
Total Fuel Consumption by Reporting Type: TVA
ReportingType | 2015 | 2020 | 2025 | 2030 | 2035 | 2040
BM | 0 | 0 | 0 | 0 | 0 | 0
CC | 48.57 | 43.12 | 47.58 | 18.29 | 24.46 | 26.89
CSP | 0 | 0 | 0 | 0 | 0 | 0
CT | 0 | 0 | 0 | 0.42 | 0.42 | 0.42
Coal | 951.16 | 929.27 | 946.17 | 1117.5 | 1174.77 | 1233.07
Geo | 0 | 0 | 0 | 0 | 0 | 0
H | 0 | 0 | 0 | 0 | 0 | 0
LFG | 0 | 0 | 11.56 | 11.56 | 11.56 | 11.56
Nuc | 676.63 | 676.63 | 676.63 | 676.63 | 474.42 | 371.5
PS | 0 | 0 | 0 | 0 | 0 | 0
PV | 0 | 0 | 0 | 0 | 0 | 0
PeakG | 0 | 0 | 0 | 0 | 0 | 0
PeakO | 0 | 0 | 0 | 0 | 0 | 0
ST | 0 | 0 | 0 | 0 | 0 | 0
STOG | 0 | 0 | 0 | 0 | 0 | 0
STWD | 0.01 | 0.05 | 0.22 | 0.26 | 0.26 | 0.26
WT | 0 | 0 | 0 | 0 | 0 | 0
IGCC | 0 | 0 | 0 | 0 | 0 | 0
DemandResponse | 0 | 0 | 0 | 0 | 0 | 0
IGCC-CCS | 0 | 0 | 0 | 0 | 0 | 0
WT_off | 0 | 0 | 0 | 0 | 0 | 0
PseudoUnit | 0 | 0 | 0 | 0 | 0 | 0
FixedInterchange | 0 | 0 | 0 | 0 | 0 | 0
Total Fuel Consumption by Reporting Type: TVA_Transmission
ReportingType | 2015 | 2020 | 2025 | 2030 | 2035 | 2040
BM | 0 | 0 | 0 | 0 | 0 | 0
CC | 0 | 0 | 0 | 0 | 0 | 0
CSP | 0 | 0 | 0 | 0 | 0 | 0
CT | 0 | 0 | 0 | 0 | 0 | 0
Coal | 0 | 0 | 0 | 0 | 0 | 0
Geo | 0 | 0 | 0 | 0 | 0 | 0
H | 0 | 0 | 0 | 0 | 0 | 0
LFG | 0 | 0 | 0 | 0 | 0 | 0
Nuc | 0 | 0 | 0 | 0 | 0 | 0
PS | 0 | 0 | 0 | 0 | 0 | 0
PV | 0 | 0 | 0 | 0 | 0 | 0
PeakG | 0 | 0 | 0 | 0 | 0 | 0
PeakO | 0 | 0 | 0 | 0 | 0 | 0
ST | 0 | 0 | 0 | 0 | 0 | 0
STOG | 0 | 0 | 0 | 0 | 0 | 0
STWD | 0 | 0 | 0 | 0 | 0 | 0
WT | 0 | 0 | 0 | 0 | 0 | 0
IGCC | 0 | 0 | 0 | 0 | 0 | 0
DemandResponse | 0 | 0 | 0 | 0 | 0 | 0
IGCC-CCS | 0 | 0 | 0 | 0 | 0 | 0
WT_off | 0 | 0 | 0 | 0 | 0 | 0
PseudoUnit | 0 | 0 | 0 | 0 | 0 | 0
FixedInterchange | 0 | 0 | 0 | 0 | 0 | 0
Total Fuel Consumption by Reporting Type: VACAR
ReportingType | 2015 | 2020 | 2025 | 2030 | 2035 | 2040
BM | 0.09 | 22.5 | 82.72 | 88.55 | 106.34 | 120.98
CC | 71.81 | 95.35 | 97.35 | 64.82 | 173.35 | 166.7
CSP | 0 | 0 | 0 | 0 | 0 | 0
CT | 5.05 | 6.07 | 7.36 | 6.25 | 6.85 | 6.41
Coal | 1148.78 | 1206.78 | 1240.56 | 1220.29 | 1589 | 1905.74
Geo | 0 | 0 | 0 | 0 | 0 | 0
H | 0 | 0 | 0 | 0 | 0 | 0
LFG | 0.04 | 11.56 | 11.56 | 11.56 | 11.56 | 11.56
Nuc | 910.72 | 1100.09 | 1100.09 | 1100.09 | 841.29 | 693.25
PS | 0 | 0 | 0 | 0 | 0 | 0
PV | 0 | 0 | 0 | 0 | 0 | 0
PeakG | 0.63 | 1.02 | 2.67 | 2.79 | 2.43 | 2.14
PeakO | 0 | 0 | 0 | 0 | 0 | 0
ST | 0 | 0 | 0 | 0 | 0 | 0
STOG | 0 | 0 | 0 | 0 | 0 | 0
STWD | 24.47 | 24.47 | 24.47 | 24.47 | 24.47 | 24.47
WT | 0 | 0.01 | 0.01 | 0.01 | 0.01 | 0.01
IGCC | 0 | 0 | 0 | 0 | 0 | 0
DemandResponse | 0 | 0 | 0 | 0 | 0 | 0
IGCC-CCS | 0 | 0 | 0 | 0 | 0 | 0
WT_off | 0 | 0 | 0 | 0 | 0 | 0
PseudoUnit | 0 | 0 | 0 | 0 | 0 | 0
FixedInterchange | 0 | 0 | 0 | 0 | 0 | 0
Total Fuel Consumption by Reporting Type: IESO
ReportingType | 2015 | 2020 | 2025 | 2030 | 2035 | 2040
BM | 0 | 0 | 0 | 0 | 0.14 | 1.6
CC | 6.06 | 5.44 | 3.33 | 2.43 | 11 | 47.99
CSP | 0 | 0 | 0 | 0 | 0 | 0
CT | 0 | 0 | 0 | 0 | 0 | 0.24
Coal | 0 | 0 | 0 | 0 | 0 | 0
Geo | 0 | 0 | 0 | 0 | 0 | 0
H | 0 | 0 | 0 | 0 | 0 | 0
LFG | 1.56 | 1.56 | 1.56 | 1.56 | 1.61 | 1.61
Nuc | 1064.72 | 1064.72 | 1064.72 | 1064.72 | 980.48 | 854.53
PS | 0 | 0 | 0 | 0 | 0 | 0
PV | 0 | 0 | 0 | 0 | 0 | 0
PeakG | 0 | 0 | 0 | 0 | 0 | 0
PeakO | 0 | 0 | 0 | 0 | 0 | 0
ST | 0 | 0 | 0 | 0 | 0 | 0
STOG | 0 | 0 | 0 | 0 | 0 | 0
STWD | 0 | 0 | 0 | 0.15 | 0.86 | 6.92
WT | 0.01 | 0.01 | 0.01 | 0.01 | 0.01 | 0.01
IGCC | 0 | 0 | 0 | 0 | 0 | 0
DemandResponse | 0 | 0 | 0 | 0 | 0 | 0
IGCC-CCS | 0 | 0 | 0 | 0 | 0 | 0
WT_off | 0 | 0 | 0 | 0 | 0 | 0
PseudoUnit | 0 | 0 | 0 | 0 | 0 | 0
FixedInterchange | 0 | 0 | 0 | 0 | 0 | 0
Total Fuel Consumption by Reporting Type: MAPP_CA
ReportingType | 2015 | 2020 | 2025 | 2030 | 2035 | 2040
BM | 0 | 0 | 0 | 0 | 0 | 0
CC | 4.34 | 2.85 | 2.06 | 0 | 0 | 0.53
CSP | 0 | 0 | 0 | 0 | 0 | 0
CT | 0 | 0 | 0 | 0 | 0 | 0
Coal | 30.28 | 66.89 | 9.61 | 0 | 0 | 0
Geo | 0 | 0 | 0 | 0 | 0 | 0
H | 0 | 0 | 0.01 | 0.03 | 0.03 | 0.03
LFG | 0 | 0 | 0 | 0 | 0 | 0
Nuc | 0 | 0 | 0 | 0 | 0 | 0
PS | 0 | 0 | 0 | 0 | 0 | 0
PV | 0 | 0 | 0 | 0 | 0 | 0
PeakG | 0 | 0 | 0 | 0 | 0 | 0
PeakO | 0 | 0 | 0 | 0 | 0 | 0
ST | 0 | 0 | 0 | 0 | 0 | 0
STOG | 0 | 0 | 0 | 0 | 0 | 0
STWD | 0 | 0 | 0 | 0 | 0 | 0
WT | 0 | 0 | 0 | 0 | 0 | 0
IGCC | 0 | 0 | 0 | 0 | 0 | 0
DemandResponse | 0 | 0 | 0 | 0 | 0 | 0
IGCC-CCS | 0 | 0 | 0 | 0 | 0 | 0
WT_off | 0 | 0 | 0 | 0 | 0 | 0
PseudoUnit | 0 | 0 | 0 | 0 | 0 | 0
FixedInterchange | 0 | 0 | 0 | 0 | 0 | 0
Total Fuel Consumption by Reporting Type: AZ_NM_SNV_Coal
ReportingType | 2015 | 2020 | 2025 | 2030 | 2035 | 2040
BM | 0 | 0 | 0 | 0 | 0 | 0
CC | 0 | 0 | 0 | 0 | 0 | 0
CSP | 0 | 0 | 0 | 0 | 0 | 0
CT | 0 | 0 | 0 | 0 | 0 | 0
Coal | 775.37 | 870.98 | 1729.37 | 2293.25 | 2499.73 | 2675.57
Geo | 0 | 0 | 0 | 0 | 0 | 0
H | 0 | 0 | 0 | 0 | 0 | 0
LFG | 0 | 0 | 0 | 0 | 0 | 0
Nuc | 0 | 0 | 0 | 0 | 0 | 0
PS | 0 | 0 | 0 | 0 | 0 | 0
PV | 0 | 0 | 0 | 0 | 0 | 0
PeakG | 0 | 0 | 0 | 0 | 0 | 0
PeakO | 0 | 0 | 0 | 0 | 0 | 0
ST | 0 | 0 | 0 | 0 | 0 | 0
STOG | 0 | 0 | 0 | 0 | 0 | 0
STWD | 0 | 0 | 0 | 0 | 0 | 0
WT | 0 | 0 | 0 | 0 | 0 | 0
IGCC | 0 | 0 | 0 | 0 | 0 | 0
DemandResponse | 0 | 0 | 0 | 0 | 0 | 0
IGCC-CCS | 0 | 0 | 0 | 0 | 0 | 0
WT_off | 0 | 0 | 0 | 0 | 0 | 0
PseudoUnit | 0 | 0 | 0 | 0 | 0 | 0
FixedInterchange | 0 | 0 | 0 | 0 | 0 | 0
Total Fuel Consumption by Reporting Type: AZ_NM_SNV_Gas
ReportingType | 2015 | 2020 | 2025 | 2030 | 2035 | 2040
BM | 0 | 0 | 0 | 0 | 0 | 0
CC | 719.18 | 735.27 | 313.54 | 229.54 | 252.75 | 264.98
CSP | 0 | 0 | 0 | 0 | 0 | 0
CT | 0 | 0 | 0.25 | 0.07 | 0 | 0
Coal | 0 | 0 | 0 | 0 | 0 | 0
Geo | 0 | 0 | 0 | 0 | 0 | 0
H | 0 | 0 | 0 | 0 | 0 | 0
LFG | 0 | 0 | 0 | 0 | 0 | 0
Nuc | 0 | 0 | 0 | 0 | 0 | 0
PS | 0 | 0 | 0 | 0 | 0 | 0
PV | 0 | 0 | 0 | 0 | 0 | 0
PeakG | 0 | 0 | 0 | 0 | 0 | 0
PeakO | 0 | 0 | 0 | 0 | 0 | 0
ST | 0 | 0 | 0 | 0 | 0 | 0
STOG | 0 | 0 | 0 | 0 | 0 | 0
STWD | 0 | 0 | 0 | 0 | 0 | 0
WT | 0 | 0 | 0 | 0 | 0 | 0
IGCC | 0 | 0 | 0 | 0 | 0 | 0
DemandResponse | 0 | 0 | 0 | 0 | 0 | 0
IGCC-CCS | 0 | 0 | 0 | 0 | 0 | 0
WT_off | 0 | 0 | 0 | 0 | 0 | 0
PseudoUnit | 0 | 0 | 0 | 0 | 0 | 0
FixedInterchange | 0 | 0 | 0 | 0 | 0 | 0
Total Fuel Consumption by Reporting Type: AZ_NM_SNV_NucRenew
ReportingType | 2015 | 2020 | 2025 | 2030 | 2035 | 2040
BM | 0 | 0 | 0 | 0 | 0 | 0
CC | 0 | 0 | 0 | 0 | 0 | 0
CSP | 0 | 0 | 0 | 0 | 0 | 0
CT | 0 | 0 | 0 | 0 | 0 | 0
Coal | 0 | 0 | 0 | 0 | 0 | 0
Geo | 0 | 0 | 0.01 | 0.01 | 0.01 | 0.01
H | 0 | 0 | 0 | 0 | 0 | 0
LFG | 0 | 6.53 | 6.53 | 6.53 | 6.53 | 6.53
Nuc | 317.72 | 317.72 | 317.72 | 317.72 | 317.72 | 317.72
PS | 0 | 0 | 0 | 0 | 0 | 0
PV | 0 | 0 | 0 | 0 | 0 | 0
PeakG | 0 | 0 | 0 | 0 | 0 | 0
PeakO | 0 | 0 | 0 | 0 | 0 | 0
ST | 0 | 0 | 0 | 0 | 0 | 0
STOG | 0 | 0 | 0 | 0 | 0 | 0
STWD | 1.77 | 1.77 | 1.77 | 1.77 | 1.77 | 1.77
WT | 0 | 0 | 0 | 0 | 0 | 0
IGCC | 0 | 0 | 0 | 0 | 0 | 0
DemandResponse | 0 | 0 | 0 | 0 | 0 | 0
IGCC-CCS | 0 | 0 | 0 | 0 | 0 | 0
WT_off | 0 | 0 | 0 | 0 | 0 | 0
PseudoUnit | 0 | 0 | 0 | 0 | 0 | 0
FixedInterchange | 0 | 0 | 0 | 0 | 0 | 0
Total Fuel Consumption by Reporting Type: ERCOT
ReportingType | 2015 | 2020 | 2025 | 2030 | 2035 | 2040
BM | 0 | 1.31 | 0.76 | 179.16 | 185.39 | 196.68
CC | 817.34 | 739.27 | 601.26 | 504.69 | 474.48 | 424.23
CSP | 0 | 0 | 0 | 0 | 0 | 0
CT | 0 | 0 | 0.01 | 0 | 0 | 0
Coal | 1568.21 | 1577.34 | 1603.02 | 1564.35 | 1660.78 | 1828.1
Geo | 0 | 0 | 0 | 0 | 0 | 0
H | 0 | 0 | 0 | 0 | 0 | 0
LFG | 0 | 0 | 38.09 | 38.09 | 38.09 | 38.09
Nuc | 422.69 | 422.69 | 422.69 | 422.69 | 422.69 | 422.69
PS | 0 | 0 | 0 | 0 | 0 | 0
PV | 0 | 0 | 0 | 0 | 0 | 0
PeakG | 0 | 0 | 0 | 0 | 0 | 0
PeakO | 0 | 0 | 0 | 0 | 0 | 0
ST | 0 | 0 | 0 | 0 | 0 | 0
STOG | 23.2 | 27.08 | 23.37 | 18.22 | 17 | 14.41
STWD | 0 | 0 | 0 | 0 | 0 | 0
WT | 0.03 | 0.05 | 0.08 | 0.1 | 0.1 | 0.1
IGCC | 0 | 0 | 0 | 0 | 0 | 0
DemandResponse | 0 | 0 | 0 | 0 | 0 | 0
IGCC-CCS | 0 | 0 | 0 | 0 | 0 | 0
WT_off | 0 | 0 | 0 | 0 | 0 | 0
PseudoUnit | 0 | 0 | 0 | 0 | 0 | 0
FixedInterchange | 0 | 0 | 0 | 0 | 0 | 0
Total Fuel Consumption by Reporting Type: NP15
ReportingType | 2015 | 2020 | 2025 | 2030 | 2035 | 2040
BM | 0 | 0 | 0 | 0 | 0 | 0
CC | 261.97 | 160.83 | 54.59 | 32.31 | 53.71 | 33.26
CSP | 0 | 0 | 0 | 0 | 0 | 0
CT | 0 | 0 | 0 | 0 | 0 | 0
Coal | 2.5 | 2.5 | 2.5 | 2.5 | 2.5 | 0
Geo | 0.01 | 0.01 | 0.01 | 0.01 | 0.01 | 0.01
H | 0 | 0 | 0 | 0 | 0 | 0
LFG | 0 | 60.8 | 60.8 | 60.8 | 60.8 | 60.8
Nuc | 187.74 | 187.74 | 187.74 | 187.74 | 187.74 | 187.74
PS | 0 | 0 | 0 | 0 | 0 | 0
PV | 0 | 0 | 0 | 0 | 0 | 0
PeakG | 0 | 0 | 0 | 0 | 0 | 0
PeakO | 0 | 0 | 0 | 0 | 0 | 0
ST | 0 | 0 | 0 | 0 | 0 | 0
STOG | 1.29 | 0.66 | 0.07 | 0.2 | 0.48 | 1.08
STWD | 37.44 | 37.44 | 37.44 | 37.44 | 37.44 | 37.44
WT | 0 | 0.03 | 0.03 | 0.03 | 0.03 | 0.04
IGCC | 0 | 0 | 0 | 0 | 0 | 0
DemandResponse | 0 | 0 | 0 | 0 | 0 | 0
IGCC-CCS | 0 | 0 | 0 | 0 | 0 | 0
WT_off | 0 | 0 | 0 | 0 | 0 | 0
PseudoUnit | 0 | 0 | 0 | 0 | 0 | 0
FixedInterchange | 0 | 0 | 0 | 0 | 0 | 0
Total Fuel Consumption by Reporting Type: NWPP_Coal
ReportingType | 2015 | 2020 | 2025 | 2030 | 2035 | 2040
BM | 0 | 0 | 0 | 0 | 0 | 0
CC | 0 | 0 | 0 | 0 | 0 | 0
CSP | 0 | 0 | 0 | 0 | 0 | 0
CT | 0 | 0 | 0 | 0 | 0 | 0
Coal | 1083.16 | 1040.23 | 1040.23 | 1040.23 | 1040.23 | 1040.23
Geo | 0 | 0 | 0 | 0 | 0 | 0
H | 0 | 0 | 0 | 0 | 0 | 0
LFG | 0 | 0 | 0 | 0 | 0 | 0
Nuc | 0 | 0 | 0 | 0 | 0 | 0
PS | 0 | 0 | 0 | 0 | 0 | 0
PV | 0 | 0 | 0 | 0 | 0 | 0
PeakG | 0 | 0 | 0 | 0 | 0 | 0
PeakO | 0 | 0 | 0 | 0 | 0 | 0
ST | 0 | 0 | 0 | 0 | 0 | 0
STOG | 0 | 0 | 0 | 0 | 0 | 0
STWD | 0 | 0 | 0 | 0 | 0 | 0
WT | 0 | 0 | 0 | 0 | 0 | 0
IGCC | 0 | 0 | 0 | 0 | 0 | 0
DemandResponse | 0 | 0 | 0 | 0 | 0 | 0
IGCC-CCS | 0 | 0 | 0 | 0 | 0 | 0
WT_off | 0 | 0 | 0 | 0 | 0 | 0
PseudoUnit | 0 | 0 | 0 | 0 | 0 | 0
FixedInterchange | 0 | 0 | 0 | 0 | 0 | 0
Total Fuel Consumption by Reporting Type: NWPP_Gas
ReportingType | 2015 | 2020 | 2025 | 2030 | 2035 | 2040
BM | 0 | 0 | 0 | 0 | 0 | 0
CC | 342.4 | 342.4 | 326.53 | 320.11 | 342.4 | 325.55
CSP | 0 | 0 | 0 | 0 | 0 | 0
CT | 0 | 0 | 0 | 0 | 0 | 0
Coal | 0 | 0 | 83.41 | 111.47 | 111.47 | 111.47
Geo | 0 | 0 | 0 | 0 | 0 | 0
H | 0 | 0 | 0 | 0 | 0 | 0
LFG | 0 | 0 | 0 | 0 | 0 | 0
Nuc | 0 | 0 | 0 | 0 | 0 | 0
PS | 0 | 0 | 0 | 0 | 0 | 0
PV | 0 | 0 | 0 | 0 | 0 | 0
PeakG | 0 | 0 | 0 | 0 | 0 | 0
PeakO | 0 | 0 | 0 | 0 | 0 | 0
ST | 0 | 0 | 0 | 0 | 0 | 0
STOG | 0 | 0 | 0 | 0 | 0 | 0
STWD | 0 | 0 | 0 | 0 | 0 | 0
WT | 0 | 0 | 0 | 0 | 0 | 0
IGCC | 0 | 0 | 0 | 0 | 0 | 0
DemandResponse | 0 | 0 | 0 | 0 | 0 | 0
IGCC-CCS | 0 | 0 | 0 | 0 | 0 | 0
WT_off | 0 | 0 | 0 | 0 | 0 | 0
PseudoUnit | 0 | 0 | 0 | 0 | 0 | 0
FixedInterchange | 0 | 0 | 0 | 0 | 0 | 0
Total Fuel Consumption by Reporting Type: NWPP_NucRenew
ReportingType | 2015 | 2020 | 2025 | 2030 | 2035 | 2040
BM | 0 | 0 | 0 | 0 | 3.16 | 3.16
CC | 0 | 0 | 0 | 0 | 0 | 0
CSP | 0 | 0 | 0 | 0 | 0 | 0
CT | 0 | 0 | 0 | 0 | 0 | 0
Coal | 0 | 0 | 0 | 0 | 0 | 0
Geo | 0 | 0 | 0.01 | 0.01 | 0.01 | 0.01
H | 0 | 0 | 0 | 0 | 0 | 0
LFG | 2.74 | 29.05 | 29.05 | 29.05 | 29.05 | 29.05
Nuc | 88.66 | 88.66 | 88.66 | 88.66 | 88.66 | 460.22
PS | 0 | 0 | 0 | 0 | 0 | 0
PV | 0 | 0 | 0 | 0 | 0 | 0
PeakG | 0 | 0 | 0 | 0 | 0 | 0
PeakO | 0 | 0 | 0 | 0 | 0 | 0
ST | 0 | 0 | 0 | 0 | 0 | 0
STOG | 0 | 0 | 0 | 0 | 0 | 0
STWD | 0 | 0.96 | 10.66 | 31.46 | 31.46 | 31.46
WT | 0.02 | 0.02 | 0.02 | 0.02 | 0.02 | 0.02
IGCC | 0 | 0 | 0 | 0 | 0 | 0
DemandResponse | 0 | 0 | 0 | 0 | 0 | 0
IGCC-CCS | 0 | 0 | 0 | 0 | 0 | 0
WT_off | 0 | 0 | 0 | 0 | 0 | 0
PseudoUnit | 0 | 0 | 0 | 0 | 0 | 0
FixedInterchange | 0 | 0 | 0 | 0 | 0 | 0
Total Fuel Consumption by Reporting Type: RMPA
ReportingType | 2015 | 2020 | 2025 | 2030 | 2035 | 2040
BM | 0 | 0 | 0 | 0 | 0 | 0
CC | 31.27 | 11.24 | 3.24 | 3 | 6.28 | 4.76
CSP | 0 | 0 | 0 | 0 | 0 | 0
CT | 0 | 0 | 0 | 0 | 0 | 0
Coal | 577.93 | 645.5 | 614.99 | 611.04 | 680.04 | 751.97
Geo | 0 | 0 | 0.02 | 0.02 | 0.02 | 0.02
H | 0 | 0 | 0 | 0 | 0 | 0
LFG | 0.15 | 0.15 | 0.15 | 3.26 | 3.26 | 3.26
Nuc | 0 | 0 | 0 | 0 | 0 | 0
PS | 0 | 0 | 0 | 0 | 0 | 0
PV | 0 | 0 | 0 | 0 | 0 | 0
PeakG | 0.44 | 0.08 | 0.02 | 0 | 0.1 | 0
PeakO | 0 | 0 | 0 | 0 | 0 | 0
ST | 0 | 0 | 0 | 0 | 0 | 0
STOG | 0 | 0 | 0 | 0 | 0 | 0
STWD | 0 | 0 | 0 | 0 | 0 | 0
WT | 0.01 | 0.01 | 0.01 | 0.01 | 0.01 | 0.01
IGCC | 0 | 0 | 0 | 0 | 0 | 0
DemandResponse | 0 | 0 | 0 | 0 | 0 | 0
IGCC-CCS | 0 | 0 | 0 | 0 | 0 | 0
WT_off | 0 | 0 | 0 | 0 | 0 | 0
PseudoUnit | 0 | 0 | 0 | 0 | 0 | 0
FixedInterchange | 0 | 0 | 0 | 0 | 0 | 0
Total Fuel Consumption by Reporting Type: SP15
ReportingType | 2015 | 2020 | 2025 | 2030 | 2035 | 2040
BM | 0.58 | 0.58 | 0.03 | 0.3 | 0.22 | 0.45
CC | 172.74 | 149.77 | 68.6 | 29.75 | 61.33 | 32.84
CSP | 0 | 0 | 0 | 0 | 0 | 0
CT | 0 | 0 | 0 | 0 | 0 | 0
Coal | 15.7 | 8.42 | 8.42 | 8.42 | 8.42 | 1.99
Geo | 0.01 | 0.02 | 0.02 | 0.02 | 0.02 | 0.02
H | 0 | 0 | 0 | 0 | 0 | 0
LFG | 0.99 | 60.8 | 60.8 | 60.8 | 60.8 | 60.8
Nuc | 173.28 | 173.28 | 173.28 | 173.28 | 173.28 | 173.28
PS | 0 | 0 | 0 | 0 | 0 | 0
PV | 0 | 0 | 0 | 0 | 0 | 0
PeakG | 0 | 0 | 0 | 0 | 0 | 0
PeakO | 0 | 0 | 0 | 0 | 0 | 0
ST | 0 | 0 | 0 | 0 | 0 | 0
STOG | 3.69 | 4.86 | 0.33 | 0.11 | 0.3 | 0.85
STWD | 9.59 | 9.59 | 9.59 | 9.59 | 9.59 | 9.59
WT | 0.01 | 0.01 | 0.01 | 0.01 | 0.01 | 0.01
IGCC | 0 | 0 | 0 | 0 | 0 | 0
DemandResponse | 0 | 0 | 0 | 0 | 0 | 0
IGCC-CCS | 0 | 0 | 0 | 0 | 0 | 0
WT_off | 0 | 0 | 0 | 0 | 0 | 0
PseudoUnit | 0 | 0 | 0 | 0 | 0 | 0
FixedInterchange | 0 | 0 | 0 | 0 | 0 | 0
Total Fuel Consumption by Reporting Type: ALB
ReportingType | 2015 | 2020 | 2025 | 2030 | 2035 | 2040
BM | 0 | 0 | 0 | 0 | 0 | 0
CC | 138.95 | 164.77 | 188.42 | 177.18 | 104.21 | 72.89
CSP | 0 | 0 | 0 | 0 | 0 | 0
CT | 0 | 0 | 0 | 0 | 0 | 0
Coal | 470.15 | 470.15 | 470.15 | 470.15 | 470.15 | 470.15
Geo | 0 | 0 | 0 | 0 | 0 | 0
H | 0 | 0 | 0 | 0 | 0 | 0
LFG | 0 | 0 | 0 | 0 | 0 | 0
Nuc | 0 | 0 | 0 | 69.81 | 243.83 | 336.2
PS | 0 | 0 | 0 | 0 | 0 | 0
PV | 0 | 0 | 0 | 0 | 0 | 0
PeakG | 0 | 0 | 0 | 0 | 0 | 0
PeakO | 0 | 0 | 0 | 0 | 0 | 0
ST | 0 | 0 | 0 | 0 | 0 | 0
STOG | 0 | 0 | 0 | 0 | 0 | 0
STWD | 0 | 2.05 | 13.02 | 13.02 | 13.02 | 13.02
WT | 0 | 0 | 0 | 0 | 0 | 0
IGCC | 0 | 0 | 0 | 0 | 0 | 0
DemandResponse | 0 | 0 | 0 | 0 | 0 | 0
IGCC-CCS | 0 | 0 | 0 | 0 | 0 | 0
WT_off | 0 | 0 | 0 | 0 | 0 | 0
PseudoUnit | 0 | 0 | 0 | 0 | 0 | 0
FixedInterchange | 0 | 0 | 0 | 0 | 0 | 0
Total Fuel Consumption by Reporting Type: BC
ReportingType | 2015 | 2020 | 2025 | 2030 | 2035 | 2040
BM | 0 | 0 | 0 | 0 | 0 | 0
CC | 65.6 | 74.1 | 99.27 | 99.27 | 93.1 | 75.35
CSP | 0 | 0 | 0 | 0 | 0 | 0
CT | 0 | 0 | 0 | 0 | 0 | 0
Coal | 0 | 0 | 0 | 0 | 0 | 0
Geo | 0 | 0 | 0 | 0 | 0 | 0
H | 0 | 0 | 0 | 0 | 0 | 0
LFG | 0 | 0 | 0 | 0 | 0 | 0
Nuc | 0 | 0 | 0 | 43.96 | 109.02 | 198.34
PS | 0 | 0 | 0 | 0 | 0 | 0
PV | 0 | 0 | 0 | 0 | 0 | 0
PeakG | 0 | 0 | 0 | 0 | 0 | 0
PeakO | 0 | 0 | 0 | 0 | 0 | 0
ST | 0 | 0 | 0 | 0 | 0 | 0
STOG | 0 | 0 | 0 | 0 | 0 | 0
STWD | 0 | 0 | 11.53 | 27.17 | 41.58 | 41.58
WT | 0 | 0 | 0 | 0 | 0 | 0
IGCC | 0 | 0 | 0 | 0 | 0 | 0
DemandResponse | 0 | 0 | 0 | 0 | 0 | 0
IGCC-CCS | 0 | 0 | 0 | 0 | 0 | 0
WT_off | 0 | 0 | 0 | 0 | 0 | 0
PseudoUnit | 0 | 0 | 0 | 0 | 0 | 0
FixedInterchange | 0 | 0 | 0 | 0 | 0 | 0
Total Fuel Consumption by Reporting Type: HQ_IESO
ReportingType | 2015 | 2020 | 2025 | 2030 | 2035 | 2040
BM | 0 | 0 | 0 | 0 | 0 | 0
CC | 0 | 0 | 0 | 0 | 0 | 0
CSP | 0 | 0 | 0 | 0 | 0 | 0
CT | 0 | 0 | 0 | 0 | 0 | 0
Coal | 0 | 0 | 0 | 0 | 0 | 0
Geo | 0 | 0 | 0 | 0 | 0 | 0
H | 0 | 0 | 0 | 0 | 0 | 0
LFG | 0 | 0 | 0 | 0 | 0 | 0
Nuc | 0 | 0 | 0 | 0 | 0 | 0
PS | 0 | 0 | 0 | 0 | 0 | 0
PV | 0 | 0 | 0 | 0 | 0 | 0
PeakG | 0 | 0 | 0 | 0 | 0 | 0
PeakO | 0 | 0 | 0 | 0 | 0 | 0
ST | 0 | 0 | 0 | 0 | 0 | 0
STOG | 0 | 0 | 0 | 0 | 0 | 0
STWD | 0 | 0 | 0 | 0 | 0 | 0
WT | 0 | 0 | 0 | 0 | 0 | 0
IGCC | 0 | 0 | 0 | 0 | 0 | 0
DemandResponse | 0 | 0 | 0 | 0 | 0 | 0
IGCC-CCS | 0 | 0 | 0 | 0 | 0 | 0
WT_off | 0 | 0 | 0 | 0 | 0 | 0
PseudoUnit | 0 | 0 | 0 | 0 | 0 | 0
FixedInterchange | 0 | 0 | 0 | 0 | 0 | 0
Total Fuel Consumption by Reporting Type: HQ_NEISO
ReportingType | 2015 | 2020 | 2025 | 2030 | 2035 | 2040
BM | 0 | 0 | 0 | 0 | 0 | 0
CC | 0 | 0 | 0 | 0 | 0 | 0
CSP | 0 | 0 | 0 | 0 | 0 | 0
CT | 0 | 0 | 0 | 0 | 0 | 0
Coal | 0 | 0 | 0 | 0 | 0 | 0
Geo | 0 | 0 | 0 | 0 | 0 | 0
H | 0 | 0 | 0 | 0 | 0 | 0
LFG | 0 | 0 | 0 | 0 | 0 | 0
Nuc | 0 | 0 | 0 | 0 | 0 | 0
PS | 0 | 0 | 0 | 0 | 0 | 0
PV | 0 | 0 | 0 | 0 | 0 | 0
PeakG | 0 | 0 | 0 | 0 | 0 | 0
PeakO | 0 | 0 | 0 | 0 | 0 | 0
ST | 0 | 0 | 0 | 0 | 0 | 0
STOG | 0 | 0 | 0 | 0 | 0 | 0
STWD | 0 | 0 | 0 | 0 | 0 | 0
WT | 0 | 0 | 0 | 0 | 0 | 0
IGCC | 0 | 0 | 0 | 0 | 0 | 0
DemandResponse | 0 | 0 | 0 | 0 | 0 | 0
IGCC-CCS | 0 | 0 | 0 | 0 | 0 | 0
WT_off | 0 | 0 | 0 | 0 | 0 | 0
PseudoUnit | 0 | 0 | 0.01 | 0.01 | 0.01 | 0.01
FixedInterchange | 0.02 | 0.02 | 0.02 | 0.02 | 0.02 | 0.02
Total Fuel Consumption by Reporting Type: HQ_NY
ReportingType | 2015 | 2020 | 2025 | 2030 | 2035 | 2040
BM | 0 | 0 | 0 | 0 | 0 | 0
CC | 0 | 0 | 0 | 0 | 0 | 0
CSP | 0 | 0 | 0 | 0 | 0 | 0
CT | 0 | 0 | 0 | 0 | 0 | 0
Coal | 0 | 0 | 0 | 0 | 0 | 0
Geo | 0 | 0 | 0 | 0 | 0 | 0
H | 0 | 0 | 0 | 0 | 0 | 0
LFG | 0 | 0 | 0 | 0 | 0 | 0
Nuc | 0 | 0 | 0 | 0 | 0 | 0
PS | 0 | 0 | 0 | 0 | 0 | 0
PV | 0 | 0 | 0 | 0 | 0 | 0
PeakG | 0 | 0 | 0 | 0 | 0 | 0
PeakO | 0 | 0 | 0 | 0 | 0 | 0
ST | 0 | 0 | 0 | 0 | 0 | 0
STOG | 0 | 0 | 0 | 0 | 0 | 0
STWD | 0 | 0 | 0 | 0 | 0 | 0
WT | 0 | 0 | 0 | 0 | 0 | 0
IGCC | 0 | 0 | 0 | 0 | 0 | 0
DemandResponse | 0 | 0 | 0 | 0 | 0 | 0
IGCC-CCS | 0 | 0 | 0 | 0 | 0 | 0
WT_off | 0 | 0 | 0 | 0 | 0 | 0
PseudoUnit | 0 | 0.01 | 0.01 | 0.01 | 0.01 | 0.01
FixedInterchange | 0.01 | 0.01 | 0.01 | 0.01 | 0.01 | 0.01
Total Fuel Consumption by Reporting Type: MARITIMES
ReportingType | 2015 | 2020 | 2025 | 2030 | 2035 | 2040
BM | 0 | 0 | 0 | 0 | 0 | 0
CC | 0 | 0 | 0 | 0 | 0 | 0
CSP | 0 | 0 | 0 | 0 | 0 | 0
CT | 0 | 0 | 0 | 0 | 0 | 0
Coal | 0 | 0 | 0 | 0 | 0 | 0
Geo | 0 | 0 | 0 | 0 | 0 | 0
H | 0 | 0 | 0 | 0 | 0 | 0
LFG | 0 | 0 | 0 | 0 | 0 | 0
Nuc | 0 | 0 | 0 | 0 | 0 | 0
PS | 0 | 0 | 0 | 0 | 0 | 0
PV | 0 | 0 | 0 | 0 | 0 | 0
PeakG | 0 | 0 | 0 | 0 | 0 | 0
PeakO | 0 | 0 | 0 | 0 | 0 | 0
ST | 0 | 0 | 0 | 0 | 0 | 0
STOG | 0 | 0 | 0 | 0 | 0 | 0
STWD | 0 | 0 | 0 | 0 | 0 | 0
WT | 0 | 0 | 0 | 0 | 0 | 0
IGCC | 0 | 0 | 0 | 0 | 0 | 0
DemandResponse | 0 | 0 | 0 | 0 | 0 | 0
IGCC-CCS | 0 | 0 | 0 | 0 | 0 | 0
WT_off | 0 | 0 | 0 | 0 | 0 | 0
PseudoUnit | 0 | 0 | 0 | 0 | 0 | 0
FixedInterchange | 0.01 | 0.01 | 0.01 | 0.01 | 0.01 | 0.01
Total Fuel Consumption by Reporting Type: All
ReportingType | 2015 | 2020 | 2025 | 2030 | 2035 | 2040
BM | 25.78 | 91.39 | 124.16 | 308.66 | 329.28 | 364.93
CC | 5622.55 | 5396.01 | 3829.03 | 3004.3 | 3446.91 | 3503.99
CSP | 0 | 0 | 0 | 0 | 0 | 0
CT | 10.15 | 11.53 | 15.45 | 15.76 | 44.19 | 48.48
Coal | 21496.45 | 20612.85 | 21275.47 | 20930.71 | 23550.99 | 25923.88
Geo | 0.02 | 0.04 | 0.07 | 0.07 | 0.07 | 0.07
H | 0 | 0.01 | 0.02 | 0.04 | 0.04 | 0.04
LFG | 20.69 | 230.83 | 468.63 | 546.46 | 546.51 | 546.51
Nuc | 9611.91 | 9929.34 | 9929.35 | 9921.8 | 7980.67 | 6912.74
PS | 0 | 0 | 0 | 0 | 0 | 0
PV | 0 | 0.01 | 0.01 | 0.01 | 0.01 | 0.01
PeakG | 22.67 | 35.33 | 31.37 | 19.59 | 26.08 | 29.88
PeakO | 0 | 0 | 0 | 0 | 0 | 0
ST | 0 | 0.01 | 0.01 | 0.01 | 0.01 | 0.01
STOG | 79.38 | 85.71 | 52.73 | 39.02 | 52.87 | 56.29
STWD | 141.96 | 217.41 | 241.87 | 329.7 | 341.98 | 332.56
WT | 0.18 | 0.35 | 0.59 | 0.87 | 0.91 | 0.96
IGCC | 40.45 | 40.45 | 40.45 | 40.45 | 40.45 | 40.45
DemandResponse | 0 | 0 | 0 | 0 | 0 | 0
IGCC-CCS | 0 | 0 | 0 | 0 | 0 | 0
WT_off | 0 | 0 | 0.01 | 0.01 | 0.01 | 0.01
PseudoUnit | 0 | 0.01 | 0.03 | 0.03 | 0.03 | 0.03
FixedInterchange | 0.04 | 0.04 | 0.04 | 0.04 | 0.04 | 0.04
Total Fuel Consumption by Reporting Type: EI_US
ReportingType | 2015 | 2020 | 2025 | 2030 | 2035 | 2040
BM | 25.2 | 89.5 | 123.37 | 129.2 | 140.38 | 163.04
CC | 3062.7 | 3010.07 | 2168.19 | 1606.01 | 2047.64 | 2221.62
CSP | 0 | 0 | 0 | 0 | 0 | 0
CT | 10.15 | 11.53 | 15.19 | 15.68 | 44.19 | 48.24
Coal | 16973.16 | 15930.85 | 15713.78 | 14829.31 | 17077.67 | 19044.39
Geo | 0 | 0 | 0 | 0 | 0 | 0
H | 0 | 0 | 0.01 | 0.01 | 0.01 | 0.01
LFG | 15.24 | 71.95 | 271.66 | 346.37 | 346.37 | 346.37
Nuc | 7357.1 | 7674.53 | 7674.53 | 7553.21 | 5457.25 | 3962.02
PS | 0 | 0 | 0 | 0 | 0 | 0
PV | 0 | 0 | 0.01 | 0.01 | 0.01 | 0.01
PeakG | 22.23 | 35.24 | 31.34 | 19.59 | 25.97 | 29.88
PeakO | 0 | 0 | 0 | 0 | 0 | 0
ST | 0 | 0 | 0 | 0 | 0 | 0
STOG | 51.19 | 53.1 | 28.96 | 20.48 | 35.1 | 39.95
STWD | 93.16 | 165.59 | 157.85 | 209.1 | 206.26 | 190.77
WT | 0.11 | 0.23 | 0.44 | 0.7 | 0.74 | 0.78
IGCC | 40.45 | 40.45 | 40.45 | 40.45 | 40.45 | 40.45
DemandResponse | 0 | 0 | 0 | 0 | 0 | 0
IGCC-CCS | 0 | 0 | 0 | 0 | 0 | 0
WT_off | 0 | 0 | 0.01 | 0.01 | 0.01 | 0.01
PseudoUnit | 0 | 0.01 | 0.03 | 0.03 | 0.03 | 0.03
FixedInterchange | 0.03 | 0.03 | 0.03 | 0.03 | 0.03 | 0.03
Total Fuel Consumption by Reporting Type: EI_Canada
ReportingType | 2015 | 2020 | 2025 | 2030 | 2035 | 2040
BM | 0 | 0 | 0 | 0 | 0.14 | 1.6
CC | 10.4 | 8.29 | 5.39 | 2.43 | 11 | 48.53
CSP | 0 | 0 | 0 | 0 | 0 | 0
CT | 0 | 0 | 0 | 0 | 0 | 0.24
Coal | 30.28 | 66.89 | 9.61 | 0 | 0 | 0
Geo | 0 | 0 | 0 | 0 | 0 | 0
H | 0 | 0 | 0.01 | 0.03 | 0.03 | 0.03
LFG | 1.56 | 1.56 | 1.56 | 1.56 | 1.61 | 1.61
Nuc | 1064.72 | 1064.72 | 1064.72 | 1064.72 | 980.48 | 854.54
PS | 0 | 0 | 0 | 0 | 0 | 0
PV | 0 | 0 | 0 | 0 | 0 | 0
PeakG | 0 | 0 | 0 | 0 | 0 | 0
PeakO | 0 | 0 | 0 | 0 | 0 | 0
ST | 0 | 0 | 0 | 0 | 0 | 0
STOG | 0 | 0 | 0 | 0 | 0 | 0
STWD | 0 | 0 | 0 | 0.15 | 0.86 | 6.92
WT | 0.01 | 0.01 | 0.01 | 0.01 | 0.01 | 0.01
IGCC | 0 | 0 | 0 | 0 | 0 | 0
DemandResponse | 0 | 0 | 0 | 0 | 0 | 0
IGCC-CCS | 0 | 0 | 0 | 0 | 0 | 0
WT_off | 0 | 0 | 0 | 0 | 0 | 0
PseudoUnit | 0 | 0 | 0 | 0 | 0 | 0
FixedInterchange | 0 | 0 | 0 | 0 | 0 | 0
Total Fuel Consumption by Reporting Type: EI
ReportingType | 2015 | 2020 | 2025 | 2030 | 2035 | 2040
BM | 25.2 | 89.5 | 123.37 | 129.2 | 140.52 | 164.64
CC | 3073.1 | 3018.36 | 2173.59 | 1608.44 | 2058.64 | 2270.14
CSP | 0 | 0 | 0 | 0 | 0 | 0
CT | 10.15 | 11.53 | 15.19 | 15.68 | 44.19 | 48.48
Coal | 17003.44 | 15997.74 | 15723.39 | 14829.31 | 17077.67 | 19044.39
Geo | 0 | 0 | 0 | 0 | 0 | 0
H | 0 | 0.01 | 0.02 | 0.04 | 0.04 | 0.04
LFG | 16.8 | 73.51 | 273.22 | 347.94 | 347.98 | 347.98
Nuc | 8421.82 | 8739.25 | 8739.26 | 8617.94 | 6437.74 | 4816.55
PS | 0 | 0 | 0 | 0 | 0 | 0
PV | 0 | 0 | 0.01 | 0.01 | 0.01 | 0.01
PeakG | 22.23 | 35.24 | 31.34 | 19.59 | 25.97 | 29.88
PeakO | 0 | 0 | 0 | 0 | 0 | 0
ST | 0 | 0 | 0 | 0 | 0 | 0
STOG | 51.19 | 53.1 | 28.96 | 20.48 | 35.1 | 39.95
STWD | 93.16 | 165.59 | 157.85 | 209.25 | 207.12 | 197.7
WT | 0.12 | 0.24 | 0.45 | 0.71 | 0.75 | 0.79
IGCC | 40.45 | 40.45 | 40.45 | 40.45 | 40.45 | 40.45
DemandResponse | 0 | 0 | 0 | 0 | 0 | 0
IGCC-CCS | 0 | 0 | 0 | 0 | 0 | 0
WT_off | 0 | 0 | 0.01 | 0.01 | 0.01 | 0.01
PseudoUnit | 0 | 0.01 | 0.03 | 0.03 | 0.03 | 0.03
FixedInterchange | 0.04 | 0.04 | 0.04 | 0.04 | 0.04 | 0.04
Total Fuel Consumption by Reporting Type: Outside_EI
ReportingType | 2015 | 2020 | 2025 | 2030 | 2035 | 2040
BM | 0.58 | 1.89 | 0.79 | 179.46 | 188.76 | 200.29
CC | 2549.45 | 2377.65 | 1655.44 | 1395.86 | 1388.27 | 1233.85
CSP | 0 | 0 | 0 | 0 | 0 | 0
CT | 0 | 0 | 0.26 | 0.07 | 0 | 0
Coal | 4493.01 | 4615.11 | 5552.08 | 6101.4 | 6473.32 | 6879.49
Geo | 0.02 | 0.04 | 0.07 | 0.07 | 0.07 | 0.07
H | 0 | 0 | 0 | 0 | 0 | 0
LFG | 3.89 | 157.32 | 195.41 | 198.53 | 198.53 | 198.53
Nuc | 1190.09 | 1190.09 | 1190.09 | 1303.86 | 1542.94 | 2096.19
PS | 0 | 0 | 0 | 0 | 0 | 0
PV | 0 | 0 | 0 | 0 | 0 | 0
PeakG | 0.44 | 0.08 | 0.02 | 0 | 0.1 | 0
PeakO | 0 | 0 | 0 | 0 | 0 | 0
ST | 0 | 0.01 | 0.01 | 0.01 | 0.01 | 0.01
STOG | 28.19 | 32.61 | 23.77 | 18.53 | 17.78 | 16.34
STWD | 48.8 | 51.82 | 84.02 | 120.45 | 134.86 | 134.86
WT | 0.06 | 0.11 | 0.14 | 0.16 | 0.17 | 0.17
IGCC | 0 | 0 | 0 | 0 | 0 | 0
DemandResponse | 0 | 0 | 0 | 0 | 0 | 0
IGCC-CCS | 0 | 0 | 0 | 0 | 0 | 0
WT_off | 0 | 0 | 0 | 0 | 0 | 0
PseudoUnit | 0 | 0 | 0 | 0 | 0 | 0
FixedInterchange | 0 | 0 | 0 | 0 | 0 | 0
#5 | 0: Annual Emmission Levels
SO2 Emissions (MMshortTons): Entergy
ReportingType | 2015 | 2020 | 2025 | 2030 | 2035 | 2040
BM | 0 | 0 | 0 | 0 | 0 | 0
CC | 0 | 0 | 0 | 0 | 0 | 0
CSP | 0 | 0 | 0 | 0 | 0 | 0
CT | 0 | 0 | 0 | 0 | 0 | 0
Coal | 0.21 | 0.17 | 0.16 | 0.06 | 0.13 | 0.15
Geo | 0 | 0 | 0 | 0 | 0 | 0
H | 0 | 0 | 0 | 0 | 0 | 0
LFG | 0 | 0 | 0 | 0 | 0 | 0
Nuc | 0 | 0 | 0 | 0 | 0 | 0
PS | 0 | 0 | 0 | 0 | 0 | 0
PV | 0 | 0 | 0 | 0 | 0 | 0
PeakG | 0 | 0 | 0 | 0 | 0 | 0
PeakO | 0 | 0 | 0 | 0 | 0 | 0
ST | 0 | 0 | 0 | 0 | 0 | 0
STOG | 0 | 0 | 0 | 0 | 0 | 0
STWD | 0 | 0 | 0 | 0 | 0 | 0
WT | 0 | 0 | 0 | 0 | 0 | 0
IGCC | 0 | 0 | 0 | 0 | 0 | 0
DemandResponse | 0 | 0 | 0 | 0 | 0 | 0
IGCC-CCS | 0 | 0 | 0 | 0 | 0 | 0
WT_off | 0 | 0 | 0 | 0 | 0 | 0
PseudoUnit | 0 | 0 | 0 | 0 | 0 | 0
FixedInterchange | 0 | 0 | 0 | 0 | 0 | 0
SO2 Emissions (MMshortTons): FRCC
ReportingType | 2015 | 2020 | 2025 | 2030 | 2035 | 2040
BM | 0 | 0 | 0 | 0 | 0 | 0
CC | 0 | 0 | 0 | 0 | 0 | 0
CSP | 0 | 0 | 0 | 0 | 0 | 0
CT | 0 | 0 | 0 | 0 | 0 | 0
Coal | 0.09 | 0.05 | 0.06 | 0.05 | 0.06 | 0.07
Geo | 0 | 0 | 0 | 0 | 0 | 0
H | 0 | 0 | 0 | 0 | 0 | 0
LFG | 0 | 0 | 0 | 0 | 0 | 0
Nuc | 0 | 0 | 0 | 0 | 0 | 0
PS | 0 | 0 | 0 | 0 | 0 | 0
PV | 0 | 0 | 0 | 0 | 0 | 0
PeakG | 0 | 0 | 0 | 0 | 0 | 0
PeakO | 0 | 0 | 0 | 0 | 0 | 0
ST | 0 | 0 | 0 | 0 | 0 | 0
STOG | 0 | 0 | 0 | 0 | 0 | 0
STWD | 0 | 0 | 0 | 0 | 0 | 0
WT | 0 | 0 | 0 | 0 | 0 | 0
IGCC | 0 | 0 | 0 | 0 | 0 | 0
DemandResponse | 0 | 0 | 0 | 0 | 0 | 0
IGCC-CCS | 0 | 0 | 0 | 0 | 0 | 0
WT_off | 0 | 0 | 0 | 0 | 0 | 0
PseudoUnit | 0 | 0 | 0 | 0 | 0 | 0
FixedInterchange | 0 | 0 | 0 | 0 | 0 | 0
SO2 Emissions (MMshortTons): MAPP_US
ReportingType | 2015 | 2020 | 2025 | 2030 | 2035 | 2040
BM | 0 | 0 | 0 | 0 | 0 | 0
CC | 0 | 0 | 0 | 0 | 0 | 0
CSP | 0 | 0 | 0 | 0 | 0 | 0
CT | 0 | 0 | 0 | 0 | 0 | 0
Coal | 0.05 | 0.03 | 0.03 | 0.02 | 0.02 | 0.02
Geo | 0 | 0 | 0 | 0 | 0 | 0
H | 0 | 0 | 0 | 0 | 0 | 0
LFG | 0 | 0 | 0 | 0 | 0 | 0
Nuc | 0 | 0 | 0 | 0 | 0 | 0
PS | 0 | 0 | 0 | 0 | 0 | 0
PV | 0 | 0 | 0 | 0 | 0 | 0
PeakG | 0 | 0 | 0 | 0 | 0 | 0
PeakO | 0 | 0 | 0 | 0 | 0 | 0
ST | 0 | 0 | 0 | 0 | 0 | 0
STOG | 0 | 0 | 0 | 0 | 0 | 0
STWD | 0 | 0 | 0 | 0 | 0 | 0
WT | 0 | 0 | 0 | 0 | 0 | 0
IGCC | 0 | 0 | 0 | 0 | 0 | 0
DemandResponse | 0 | 0 | 0 | 0 | 0 | 0
IGCC-CCS | 0 | 0 | 0 | 0 | 0 | 0
WT_off | 0 | 0 | 0 | 0 | 0 | 0
PseudoUnit | 0 | 0 | 0 | 0 | 0 | 0
FixedInterchange | 0 | 0 | 0 | 0 | 0 | 0
SO2 Emissions (MMshortTons): MISO_IN
ReportingType | 2015 | 2020 | 2025 | 2030 | 2035 | 2040
BM | 0 | 0 | 0 | 0 | 0 | 0
CC | 0 | 0 | 0 | 0 | 0 | 0
CSP | 0 | 0 | 0 | 0 | 0 | 0
CT | 0 | 0 | 0 | 0 | 0 | 0
Coal | 0.23 | 0.16 | 0.16 | 0.15 | 0.16 | 0.15
Geo | 0 | 0 | 0 | 0 | 0 | 0
H | 0 | 0 | 0 | 0 | 0 | 0
LFG | 0 | 0 | 0 | 0 | 0 | 0
Nuc | 0 | 0 | 0 | 0 | 0 | 0
PS | 0 | 0 | 0 | 0 | 0 | 0
PV | 0 | 0 | 0 | 0 | 0 | 0
PeakG | 0 | 0 | 0 | 0 | 0 | 0
PeakO | 0 | 0 | 0 | 0 | 0 | 0
ST | 0 | 0 | 0 | 0 | 0 | 0
STOG | 0 | 0 | 0 | 0 | 0 | 0
STWD | 0 | 0 | 0 | 0 | 0 | 0
WT | 0 | 0 | 0 | 0 | 0 | 0
IGCC | 0 | 0 | 0 | 0 | 0 | 0
DemandResponse | 0 | 0 | 0 | 0 | 0 | 0
IGCC-CCS | 0 | 0 | 0 | 0 | 0 | 0
WT_off | 0 | 0 | 0 | 0 | 0 | 0
PseudoUnit | 0 | 0 | 0 | 0 | 0 | 0
FixedInterchange | 0 | 0 | 0 | 0 | 0 | 0
SO2 Emissions (MMshortTons): MISO_MI
ReportingType | 2015 | 2020 | 2025 | 2030 | 2035 | 2040
BM | 0 | 0 | 0 | 0 | 0 | 0
CC | 0 | 0 | 0 | 0 | 0 | 0
CSP | 0 | 0 | 0 | 0 | 0 | 0
CT | 0 | 0 | 0 | 0 | 0 | 0
Coal | 0.27 | 0.05 | 0.05 | 0.04 | 0.08 | 0.08
Geo | 0 | 0 | 0 | 0 | 0 | 0
H | 0 | 0 | 0 | 0 | 0 | 0
LFG | 0 | 0 | 0 | 0 | 0 | 0
Nuc | 0 | 0 | 0 | 0 | 0 | 0
PS | 0 | 0 | 0 | 0 | 0 | 0
PV | 0 | 0 | 0 | 0 | 0 | 0
PeakG | 0 | 0 | 0 | 0 | 0 | 0
PeakO | 0 | 0 | 0 | 0 | 0 | 0
ST | 0 | 0 | 0 | 0 | 0 | 0
STOG | 0 | 0 | 0 | 0 | 0 | 0
STWD | 0 | 0 | 0 | 0 | 0 | 0
WT | 0 | 0 | 0 | 0 | 0 | 0
IGCC | 0 | 0 | 0 | 0 | 0 | 0
DemandResponse | 0 | 0 | 0 | 0 | 0 | 0
IGCC-CCS | 0 | 0 | 0 | 0 | 0 | 0
WT_off | 0 | 0 | 0 | 0 | 0 | 0
PseudoUnit | 0 | 0 | 0 | 0 | 0 | 0
FixedInterchange | 0 | 0 | 0 | 0 | 0 | 0
SO2 Emissions (MMshortTons): MISO_MO-IL
ReportingType | 2015 | 2020 | 2025 | 2030 | 2035 | 2040
BM | 0 | 0 | 0 | 0 | 0 | 0
CC | 0 | 0 | 0 | 0 | 0 | 0
CSP | 0 | 0 | 0 | 0 | 0 | 0
CT | 0 | 0 | 0 | 0 | 0 | 0
Coal | 0.27 | 0.25 | 0.23 | 0.16 | 0.22 | 0.21
Geo | 0 | 0 | 0 | 0 | 0 | 0
H | 0 | 0 | 0 | 0 | 0 | 0
LFG | 0 | 0 | 0 | 0 | 0 | 0
Nuc | 0 | 0 | 0 | 0 | 0 | 0
PS | 0 | 0 | 0 | 0 | 0 | 0
PV | 0 | 0 | 0 | 0 | 0 | 0
PeakG | 0 | 0 | 0 | 0 | 0 | 0
PeakO | 0 | 0 | 0 | 0 | 0 | 0
ST | 0 | 0 | 0 | 0 | 0 | 0
STOG | 0 | 0 | 0 | 0 | 0 | 0
STWD | 0 | 0 | 0 | 0 | 0 | 0
WT | 0 | 0 | 0 | 0 | 0 | 0
IGCC | 0 | 0 | 0 | 0 | 0 | 0
DemandResponse | 0 | 0 | 0 | 0 | 0 | 0
IGCC-CCS | 0 | 0 | 0 | 0 | 0 | 0
WT_off | 0 | 0 | 0 | 0 | 0 | 0
PseudoUnit | 0 | 0 | 0 | 0 | 0 | 0
FixedInterchange | 0 | 0 | 0 | 0 | 0 | 0
SO2 Emissions (MMshortTons): MISO_W
ReportingType | 2015 | 2020 | 2025 | 2030 | 2035 | 2040
BM | 0 | 0 | 0 | 0 | 0 | 0
CC | 0 | 0 | 0 | 0 | 0 | 0
CSP | 0 | 0 | 0 | 0 | 0 | 0
CT | 0 | 0 | 0 | 0 | 0 | 0
Coal | 0.22 | 0.06 | 0.06 | 0.05 | 0.05 | 0.05
Geo | 0 | 0 | 0 | 0 | 0 | 0
H | 0 | 0 | 0 | 0 | 0 | 0
LFG | 0 | 0 | 0 | 0 | 0 | 0
Nuc | 0 | 0 | 0 | 0 | 0 | 0
PS | 0 | 0 | 0 | 0 | 0 | 0
PV | 0 | 0 | 0 | 0 | 0 | 0
PeakG | 0 | 0 | 0 | 0 | 0 | 0
PeakO | 0 | 0 | 0 | 0 | 0 | 0
ST | 0 | 0 | 0 | 0 | 0 | 0
STOG | 0 | 0 | 0 | 0 | 0 | 0
STWD | 0 | 0 | 0 | 0 | 0 | 0
WT | 0 | 0 | 0 | 0 | 0 | 0
IGCC | 0 | 0 | 0 | 0 | 0 | 0
DemandResponse | 0 | 0 | 0 | 0 | 0 | 0
IGCC-CCS | 0 | 0 | 0 | 0 | 0 | 0
WT_off | 0 | 0 | 0 | 0 | 0 | 0
PseudoUnit | 0 | 0 | 0 | 0 | 0 | 0
FixedInterchange | 0 | 0 | 0 | 0 | 0 | 0
SO2 Emissions (MMshortTons): MISO_WUMS
ReportingType | 2015 | 2020 | 2025 | 2030 | 2035 | 2040
BM | 0 | 0 | 0 | 0 | 0 | 0
CC | 0 | 0 | 0 | 0 | 0 | 0
CSP | 0 | 0 | 0 | 0 | 0 | 0
CT | 0 | 0 | 0 | 0 | 0 | 0
Coal | 0.07 | 0.02 | 0.02 | 0.02 | 0.03 | 0.02
Geo | 0 | 0 | 0 | 0 | 0 | 0
H | 0 | 0 | 0 | 0 | 0 | 0
LFG | 0 | 0 | 0 | 0 | 0 | 0
Nuc | 0 | 0 | 0 | 0 | 0 | 0
PS | 0 | 0 | 0 | 0 | 0 | 0
PV | 0 | 0 | 0 | 0 | 0 | 0
PeakG | 0 | 0 | 0 | 0 | 0 | 0
PeakO | 0 | 0 | 0 | 0 | 0 | 0
ST | 0 | 0 | 0 | 0 | 0 | 0
STOG | 0 | 0 | 0 | 0 | 0 | 0
STWD | 0 | 0 | 0 | 0 | 0 | 0
WT | 0 | 0 | 0 | 0 | 0 | 0
IGCC | 0 | 0 | 0 | 0 | 0 | 0
DemandResponse | 0 | 0 | 0 | 0 | 0 | 0
IGCC-CCS | 0 | 0 | 0 | 0 | 0 | 0
WT_off | 0 | 0 | 0 | 0 | 0 | 0
PseudoUnit | 0 | 0 | 0 | 0 | 0 | 0
FixedInterchange | 0 | 0 | 0 | 0 | 0 | 0
SO2 Emissions (MMshortTons): Nebraska
ReportingType | 2015 | 2020 | 2025 | 2030 | 2035 | 2040
BM | 0 | 0 | 0 | 0 | 0 | 0
CC | 0 | 0 | 0 | 0 | 0 | 0
CSP | 0 | 0 | 0 | 0 | 0 | 0
CT | 0 | 0 | 0 | 0 | 0 | 0
Coal | 0.1 | 0.02 | 0.01 | 0.01 | 0.01 | 0.01
Geo | 0 | 0 | 0 | 0 | 0 | 0
H | 0 | 0 | 0 | 0 | 0 | 0
LFG | 0 | 0 | 0 | 0 | 0 | 0
Nuc | 0 | 0 | 0 | 0 | 0 | 0
PS | 0 | 0 | 0 | 0 | 0 | 0
PV | 0 | 0 | 0 | 0 | 0 | 0
PeakG | 0 | 0 | 0 | 0 | 0 | 0
PeakO | 0 | 0 | 0 | 0 | 0 | 0
ST | 0 | 0 | 0 | 0 | 0 | 0
STOG | 0 | 0 | 0 | 0 | 0 | 0
STWD | 0 | 0 | 0 | 0 | 0 | 0
WT | 0 | 0 | 0 | 0 | 0 | 0
IGCC | 0 | 0 | 0 | 0 | 0 | 0
DemandResponse | 0 | 0 | 0 | 0 | 0 | 0
IGCC-CCS | 0 | 0 | 0 | 0 | 0 | 0
WT_off | 0 | 0 | 0 | 0 | 0 | 0
PseudoUnit | 0 | 0 | 0 | 0 | 0 | 0
FixedInterchange | 0 | 0 | 0 | 0 | 0 | 0
SO2 Emissions (MMshortTons): NEISO
ReportingType | 2015 | 2020 | 2025 | 2030 | 2035 | 2040
BM | 0 | 0 | 0 | 0 | 0 | 0
CC | 0 | 0 | 0 | 0 | 0 | 0
CSP | 0 | 0 | 0 | 0 | 0 | 0
CT | 0 | 0 | 0 | 0 | 0 | 0
Coal | 0.04 | 0.01 | 0.01 | 0.01 | 0.01 | 0.01
Geo | 0 | 0 | 0 | 0 | 0 | 0
H | 0 | 0 | 0 | 0 | 0 | 0
LFG | 0 | 0 | 0 | 0 | 0 | 0
Nuc | 0 | 0 | 0 | 0 | 0 | 0
PS | 0 | 0 | 0 | 0 | 0 | 0
PV | 0 | 0 | 0 | 0 | 0 | 0
PeakG | 0 | 0 | 0 | 0 | 0 | 0
PeakO | 0 | 0 | 0 | 0 | 0 | 0
ST | 0 | 0 | 0 | 0 | 0 | 0
STOG | 0 | 0 | 0 | 0 | 0 | 0
STWD | 0 | 0 | 0 | 0 | 0 | 0
WT | 0 | 0 | 0 | 0 | 0 | 0
IGCC | 0 | 0 | 0 | 0 | 0 | 0
DemandResponse | 0 | 0 | 0 | 0 | 0 | 0
IGCC-CCS | 0 | 0 | 0 | 0 | 0 | 0
WT_off | 0 | 0 | 0 | 0 | 0 | 0
PseudoUnit | 0 | 0 | 0 | 0 | 0 | 0
FixedInterchange | 0 | 0 | 0 | 0 | 0 | 0
SO2 Emissions (MMshortTons): NonRTO_Midwest
ReportingType | 2015 | 2020 | 2025 | 2030 | 2035 | 2040
BM | 0 | 0 | 0 | 0 | 0 | 0
CC | 0 | 0 | 0 | 0 | 0 | 0
CSP | 0 | 0 | 0 | 0 | 0 | 0
CT | 0 | 0 | 0 | 0 | 0 | 0
Coal | 0.1 | 0.08 | 0.09 | 0.09 | 0.09 | 0.09
Geo | 0 | 0 | 0 | 0 | 0 | 0
H | 0 | 0 | 0 | 0 | 0 | 0
LFG | 0 | 0 | 0 | 0 | 0 | 0
Nuc | 0 | 0 | 0 | 0 | 0 | 0
PS | 0 | 0 | 0 | 0 | 0 | 0
PV | 0 | 0 | 0 | 0 | 0 | 0
PeakG | 0 | 0 | 0 | 0 | 0 | 0
PeakO | 0 | 0 | 0 | 0 | 0 | 0
ST | 0 | 0 | 0 | 0 | 0 | 0
STOG | 0 | 0 | 0 | 0 | 0 | 0
STWD | 0 | 0 | 0 | 0 | 0 | 0
WT | 0 | 0 | 0 | 0 | 0 | 0
IGCC | 0 | 0 | 0 | 0 | 0 | 0
DemandResponse | 0 | 0 | 0 | 0 | 0 | 0
IGCC-CCS | 0 | 0 | 0 | 0 | 0 | 0
WT_off | 0 | 0 | 0 | 0 | 0 | 0
PseudoUnit | 0 | 0 | 0 | 0 | 0 | 0
FixedInterchange | 0 | 0 | 0 | 0 | 0 | 0
SO2 Emissions (MMshortTons): NYISO_A-F
ReportingType | 2015 | 2020 | 2025 | 2030 | 2035 | 2040
BM | 0 | 0 | 0 | 0 | 0 | 0
CC | 0 | 0 | 0 | 0 | 0 | 0
CSP | 0 | 0 | 0 | 0 | 0 | 0
CT | 0 | 0 | 0 | 0 | 0 | 0
Coal | 0.01 | 0 | 0 | 0 | 0 | 0
Geo | 0 | 0 | 0 | 0 | 0 | 0
H | 0 | 0 | 0 | 0 | 0 | 0
LFG | 0 | 0 | 0 | 0 | 0 | 0
Nuc | 0 | 0 | 0 | 0 | 0 | 0
PS | 0 | 0 | 0 | 0 | 0 | 0
PV | 0 | 0 | 0 | 0 | 0 | 0
PeakG | 0 | 0 | 0 | 0 | 0 | 0
PeakO | 0 | 0 | 0 | 0 | 0 | 0
ST | 0 | 0 | 0 | 0 | 0 | 0
STOG | 0 | 0 | 0 | 0 | 0 | 0
STWD | 0 | 0 | 0 | 0 | 0 | 0
WT | 0 | 0 | 0 | 0 | 0 | 0
IGCC | 0 | 0 | 0 | 0 | 0 | 0
DemandResponse | 0 | 0 | 0 | 0 | 0 | 0
IGCC-CCS | 0 | 0 | 0 | 0 | 0 | 0
WT_off | 0 | 0 | 0 | 0 | 0 | 0
PseudoUnit | 0 | 0 | 0 | 0 | 0 | 0
FixedInterchange | 0 | 0 | 0 | 0 | 0 | 0
SO2 Emissions (MMshortTons): NYISO_G-I
ReportingType | 2015 | 2020 | 2025 | 2030 | 2035 | 2040
BM | 0 | 0 | 0 | 0 | 0 | 0
CC | 0 | 0 | 0 | 0 | 0 | 0
CSP | 0 | 0 | 0 | 0 | 0 | 0
CT | 0 | 0 | 0 | 0 | 0 | 0
Coal | 0.01 | 0 | 0.01 | 0.01 | 0.01 | 0.01
Geo | 0 | 0 | 0 | 0 | 0 | 0
H | 0 | 0 | 0 | 0 | 0 | 0
LFG | 0 | 0 | 0 | 0 | 0 | 0
Nuc | 0 | 0 | 0 | 0 | 0 | 0
PS | 0 | 0 | 0 | 0 | 0 | 0
PV | 0 | 0 | 0 | 0 | 0 | 0
PeakG | 0 | 0 | 0 | 0 | 0 | 0
PeakO | 0 | 0 | 0 | 0 | 0 | 0
ST | 0 | 0 | 0 | 0 | 0 | 0
STOG | 0 | 0 | 0 | 0 | 0 | 0
STWD | 0 | 0 | 0 | 0 | 0 | 0
WT | 0 | 0 | 0 | 0 | 0 | 0
IGCC | 0 | 0 | 0 | 0 | 0 | 0
DemandResponse | 0 | 0 | 0 | 0 | 0 | 0
IGCC-CCS | 0 | 0 | 0 | 0 | 0 | 0
WT_off | 0 | 0 | 0 | 0 | 0 | 0
PseudoUnit | 0 | 0 | 0 | 0 | 0 | 0
FixedInterchange | 0 | 0 | 0 | 0 | 0 | 0
SO2 Emissions (MMshortTons): NYISO_J-K
ReportingType | 2015 | 2020 | 2025 | 2030 | 2035 | 2040
BM | 0 | 0 | 0 | 0 | 0 | 0
CC | 0 | 0 | 0 | 0 | 0 | 0
CSP | 0 | 0 | 0 | 0 | 0 | 0
CT | 0 | 0 | 0 | 0 | 0 | 0
Coal | 0 | 0 | 0 | 0 | 0 | 0
Geo | 0 | 0 | 0 | 0 | 0 | 0
H | 0 | 0 | 0 | 0 | 0 | 0
LFG | 0 | 0 | 0 | 0 | 0 | 0
Nuc | 0 | 0 | 0 | 0 | 0 | 0
PS | 0 | 0 | 0 | 0 | 0 | 0
PV | 0 | 0 | 0 | 0 | 0 | 0
PeakG | 0 | 0 | 0 | 0 | 0 | 0
PeakO | 0 | 0 | 0 | 0 | 0 | 0
ST | 0 | 0 | 0 | 0 | 0 | 0
STOG | 0 | 0 | 0 | 0 | 0 | 0
STWD | 0 | 0 | 0 | 0 | 0 | 0
WT | 0 | 0 | 0 | 0 | 0 | 0
IGCC | 0 | 0 | 0 | 0 | 0 | 0
DemandResponse | 0 | 0 | 0 | 0 | 0 | 0
IGCC-CCS | 0 | 0 | 0 | 0 | 0 | 0
WT_off | 0 | 0 | 0 | 0 | 0 | 0
PseudoUnit | 0 | 0 | 0 | 0 | 0 | 0
FixedInterchange | 0 | 0 | 0 | 0 | 0 | 0
SO2 Emissions (MMshortTons): PJM_E
ReportingType | 2015 | 2020 | 2025 | 2030 | 2035 | 2040
BM | 0 | 0 | 0 | 0 | 0 | 0
CC | 0 | 0 | 0 | 0 | 0 | 0
CSP | 0 | 0 | 0 | 0 | 0 | 0
CT | 0 | 0 | 0 | 0 | 0 | 0
Coal | 0.01 | 0.01 | 0.01 | 0 | 0.01 | 0.01
Geo | 0 | 0 | 0 | 0 | 0 | 0
H | 0 | 0 | 0 | 0 | 0 | 0
LFG | 0 | 0 | 0 | 0 | 0 | 0
Nuc | 0 | 0 | 0 | 0 | 0 | 0
PS | 0 | 0 | 0 | 0 | 0 | 0
PV | 0 | 0 | 0 | 0 | 0 | 0
PeakG | 0 | 0 | 0 | 0 | 0 | 0
PeakO | 0 | 0 | 0 | 0 | 0 | 0
ST | 0 | 0 | 0 | 0 | 0 | 0
STOG | 0 | 0 | 0 | 0 | 0 | 0
STWD | 0 | 0 | 0 | 0 | 0 | 0
WT | 0 | 0 | 0 | 0 | 0 | 0
IGCC | 0 | 0 | 0 | 0 | 0 | 0
DemandResponse | 0 | 0 | 0 | 0 | 0 | 0
IGCC-CCS | 0 | 0 | 0 | 0 | 0 | 0
WT_off | 0 | 0 | 0 | 0 | 0 | 0
PseudoUnit | 0 | 0 | 0 | 0 | 0 | 0
FixedInterchange | 0 | 0 | 0 | 0 | 0 | 0
SO2 Emissions (MMshortTons): PJM_ROM
ReportingType | 2015 | 2020 | 2025 | 2030 | 2035 | 2040
BM | 0 | 0 | 0 | 0 | 0 | 0
CC | 0 | 0 | 0 | 0 | 0 | 0
CSP | 0 | 0 | 0 | 0 | 0 | 0
CT | 0 | 0 | 0 | 0 | 0 | 0
Coal | 0.16 | 0.08 | 0.08 | 0.07 | 0.08 | 0.07
Geo | 0 | 0 | 0 | 0 | 0 | 0
H | 0 | 0 | 0 | 0 | 0 | 0
LFG | 0 | 0 | 0 | 0 | 0 | 0
Nuc | 0 | 0 | 0 | 0 | 0 | 0
PS | 0 | 0 | 0 | 0 | 0 | 0
PV | 0 | 0 | 0 | 0 | 0 | 0
PeakG | 0 | 0 | 0 | 0 | 0 | 0
PeakO | 0 | 0 | 0 | 0 | 0 | 0
ST | 0 | 0 | 0 | 0 | 0 | 0
STOG | 0 | 0 | 0 | 0 | 0 | 0
STWD | 0 | 0 | 0 | 0 | 0 | 0
WT | 0 | 0 | 0 | 0 | 0 | 0
IGCC | 0 | 0 | 0 | 0 | 0 | 0
DemandResponse | 0 | 0 | 0 | 0 | 0 | 0
IGCC-CCS | 0 | 0 | 0 | 0 | 0 | 0
WT_off | 0 | 0 | 0 | 0 | 0 | 0
PseudoUnit | 0 | 0 | 0 | 0 | 0 | 0
FixedInterchange | 0 | 0 | 0 | 0 | 0 | 0
SO2 Emissions (MMshortTons): PJM_ROR
ReportingType | 2015 | 2020 | 2025 | 2030 | 2035 | 2040
BM | 0 | 0 | 0 | 0 | 0 | 0
CC | 0 | 0 | 0 | 0 | 0 | 0
CSP | 0 | 0 | 0 | 0 | 0 | 0
CT | 0 | 0 | 0 | 0 | 0 | 0
Coal | 1.61 | 0.52 | 0.52 | 0.48 | 0.51 | 0.46
Geo | 0 | 0 | 0 | 0 | 0 | 0
H | 0 | 0 | 0 | 0 | 0 | 0
LFG | 0 | 0 | 0 | 0 | 0 | 0
Nuc | 0 | 0 | 0 | 0 | 0 | 0
PS | 0 | 0 | 0 | 0 | 0 | 0
PV | 0 | 0 | 0 | 0 | 0 | 0
PeakG | 0 | 0 | 0 | 0 | 0 | 0
PeakO | 0 | 0 | 0 | 0 | 0 | 0
ST | 0 | 0 | 0 | 0 | 0 | 0
STOG | 0 | 0 | 0 | 0 | 0 | 0
STWD | 0 | 0 | 0 | 0 | 0 | 0
WT | 0 | 0 | 0 | 0 | 0 | 0
IGCC | 0 | 0 | 0 | 0 | 0 | 0
DemandResponse | 0 | 0 | 0 | 0 | 0 | 0
IGCC-CCS | 0 | 0 | 0 | 0 | 0 | 0
WT_off | 0 | 0 | 0 | 0 | 0 | 0
PseudoUnit | 0 | 0 | 0 | 0 | 0 | 0
FixedInterchange | 0 | 0 | 0 | 0 | 0 | 0
SO2 Emissions (MMshortTons): SOCO
ReportingType | 2015 | 2020 | 2025 | 2030 | 2035 | 2040
BM | 0 | 0 | 0 | 0 | 0 | 0
CC | 0 | 0 | 0 | 0 | 0 | 0
CSP | 0 | 0 | 0 | 0 | 0 | 0
CT | 0 | 0 | 0 | 0 | 0 | 0
Coal | 0.6 | 0.37 | 0.37 | 0.37 | 0.28 | 0.33
Geo | 0 | 0 | 0 | 0 | 0 | 0
H | 0 | 0 | 0 | 0 | 0 | 0
LFG | 0 | 0 | 0 | 0 | 0 | 0
Nuc | 0 | 0 | 0 | 0 | 0 | 0
PS | 0 | 0 | 0 | 0 | 0 | 0
PV | 0 | 0 | 0 | 0 | 0 | 0
PeakG | 0 | 0 | 0 | 0 | 0 | 0
PeakO | 0 | 0 | 0 | 0 | 0 | 0
ST | 0 | 0 | 0 | 0 | 0 | 0
STOG | 0 | 0 | 0 | 0 | 0 | 0
STWD | 0 | 0 | 0 | 0 | 0 | 0
WT | 0 | 0 | 0 | 0 | 0 | 0
IGCC | 0 | 0 | 0 | 0 | 0 | 0
DemandResponse | 0 | 0 | 0 | 0 | 0 | 0
IGCC-CCS | 0 | 0 | 0 | 0 | 0 | 0
WT_off | 0 | 0 | 0 | 0 | 0 | 0
PseudoUnit | 0 | 0 | 0 | 0 | 0 | 0
FixedInterchange | 0 | 0 | 0 | 0 | 0 | 0
SO2 Emissions (MMshortTons): SPP_N
ReportingType | 2015 | 2020 | 2025 | 2030 | 2035 | 2040
BM | 0 | 0 | 0 | 0 | 0 | 0
CC | 0 | 0 | 0 | 0 | 0 | 0
CSP | 0 | 0 | 0 | 0 | 0 | 0
CT | 0 | 0 | 0 | 0 | 0 | 0
Coal | 0.08 | 0.03 | 0.02 | 0.01 | 0.01 | 0.01
Geo | 0 | 0 | 0 | 0 | 0 | 0
H | 0 | 0 | 0 | 0 | 0 | 0
LFG | 0 | 0 | 0 | 0 | 0 | 0
Nuc | 0 | 0 | 0 | 0 | 0 | 0
PS | 0 | 0 | 0 | 0 | 0 | 0
PV | 0 | 0 | 0 | 0 | 0 | 0
PeakG | 0 | 0 | 0 | 0 | 0 | 0
PeakO | 0 | 0 | 0 | 0 | 0 | 0
ST | 0 | 0 | 0 | 0 | 0 | 0
STOG | 0 | 0 | 0 | 0 | 0 | 0
STWD | 0 | 0 | 0 | 0 | 0 | 0
WT | 0 | 0 | 0 | 0 | 0 | 0
IGCC | 0 | 0 | 0 | 0 | 0 | 0
DemandResponse | 0 | 0 | 0 | 0 | 0 | 0
IGCC-CCS | 0 | 0 | 0 | 0 | 0 | 0
WT_off | 0 | 0 | 0 | 0 | 0 | 0
PseudoUnit | 0 | 0 | 0 | 0 | 0 | 0
FixedInterchange | 0 | 0 | 0 | 0 | 0 | 0
SO2 Emissions (MMshortTons): SPP_S
ReportingType | 2015 | 2020 | 2025 | 2030 | 2035 | 2040
BM | 0 | 0 | 0 | 0 | 0 | 0
CC | 0 | 0 | 0 | 0 | 0 | 0
CSP | 0 | 0 | 0 | 0 | 0 | 0
CT | 0 | 0 | 0 | 0 | 0 | 0
Coal | 0.35 | 0.13 | 0.07 | 0.03 | 0.05 | 0.04
Geo | 0 | 0 | 0 | 0 | 0 | 0
H | 0 | 0 | 0 | 0 | 0 | 0
LFG | 0 | 0 | 0 | 0 | 0 | 0
Nuc | 0 | 0 | 0 | 0 | 0 | 0
PS | 0 | 0 | 0 | 0 | 0 | 0
PV | 0 | 0 | 0 | 0 | 0 | 0
PeakG | 0 | 0 | 0 | 0 | 0 | 0
PeakO | 0 | 0 | 0 | 0 | 0 | 0
ST | 0 | 0 | 0 | 0 | 0 | 0
STOG | 0 | 0 | 0 | 0 | 0 | 0
STWD | 0 | 0 | 0 | 0 | 0 | 0
WT | 0 | 0 | 0 | 0 | 0 | 0
IGCC | 0 | 0 | 0 | 0 | 0 | 0
DemandResponse | 0 | 0 | 0 | 0 | 0 | 0
IGCC-CCS | 0 | 0 | 0 | 0 | 0 | 0
WT_off | 0 | 0 | 0 | 0 | 0 | 0
PseudoUnit | 0 | 0 | 0 | 0 | 0 | 0
FixedInterchange | 0 | 0 | 0 | 0 | 0 | 0
SO2 Emissions (MMshortTons): TVA
ReportingType | 2015 | 2020 | 2025 | 2030 | 2035 | 2040
BM | 0 | 0 | 0 | 0 | 0 | 0
CC | 0 | 0 | 0 | 0 | 0 | 0
CSP | 0 | 0 | 0 | 0 | 0 | 0
CT | 0 | 0 | 0 | 0 | 0 | 0
Coal | 0.31 | 0.36 | 0.38 | 0.37 | 0.39 | 0.37
Geo | 0 | 0 | 0 | 0 | 0 | 0
H | 0 | 0 | 0 | 0 | 0 | 0
LFG | 0 | 0 | 0 | 0 | 0 | 0
Nuc | 0 | 0 | 0 | 0 | 0 | 0
PS | 0 | 0 | 0 | 0 | 0 | 0
PV | 0 | 0 | 0 | 0 | 0 | 0
PeakG | 0 | 0 | 0 | 0 | 0 | 0
PeakO | 0 | 0 | 0 | 0 | 0 | 0
ST | 0 | 0 | 0 | 0 | 0 | 0
STOG | 0 | 0 | 0 | 0 | 0 | 0
STWD | 0 | 0 | 0 | 0 | 0 | 0
WT | 0 | 0 | 0 | 0 | 0 | 0
IGCC | 0 | 0 | 0 | 0 | 0 | 0
DemandResponse | 0 | 0 | 0 | 0 | 0 | 0
IGCC-CCS | 0 | 0 | 0 | 0 | 0 | 0
WT_off | 0 | 0 | 0 | 0 | 0 | 0
PseudoUnit | 0 | 0 | 0 | 0 | 0 | 0
FixedInterchange | 0 | 0 | 0 | 0 | 0 | 0
SO2 Emissions (MMshortTons): TVA_Transmission
ReportingType | 2015 | 2020 | 2025 | 2030 | 2035 | 2040
BM | 0 | 0 | 0 | 0 | 0 | 0
CC | 0 | 0 | 0 | 0 | 0 | 0
CSP | 0 | 0 | 0 | 0 | 0 | 0
CT | 0 | 0 | 0 | 0 | 0 | 0
Coal | 0 | 0 | 0 | 0 | 0 | 0
Geo | 0 | 0 | 0 | 0 | 0 | 0
H | 0 | 0 | 0 | 0 | 0 | 0
LFG | 0 | 0 | 0 | 0 | 0 | 0
Nuc | 0 | 0 | 0 | 0 | 0 | 0
PS | 0 | 0 | 0 | 0 | 0 | 0
PV | 0 | 0 | 0 | 0 | 0 | 0
PeakG | 0 | 0 | 0 | 0 | 0 | 0
PeakO | 0 | 0 | 0 | 0 | 0 | 0
ST | 0 | 0 | 0 | 0 | 0 | 0
STOG | 0 | 0 | 0 | 0 | 0 | 0
STWD | 0 | 0 | 0 | 0 | 0 | 0
WT | 0 | 0 | 0 | 0 | 0 | 0
IGCC | 0 | 0 | 0 | 0 | 0 | 0
DemandResponse | 0 | 0 | 0 | 0 | 0 | 0
IGCC-CCS | 0 | 0 | 0 | 0 | 0 | 0
WT_off | 0 | 0 | 0 | 0 | 0 | 0
PseudoUnit | 0 | 0 | 0 | 0 | 0 | 0
FixedInterchange | 0 | 0 | 0 | 0 | 0 | 0
SO2 Emissions (MMshortTons): VACAR
ReportingType | 2015 | 2020 | 2025 | 2030 | 2035 | 2040
BM | 0 | 0 | 0 | 0 | 0 | 0
CC | 0 | 0 | 0 | 0 | 0 | 0
CSP | 0 | 0 | 0 | 0 | 0 | 0
CT | 0 | 0 | 0 | 0 | 0 | 0
Coal | 0.14 | 0.1 | 0.12 | 0.12 | 0.14 | 0.13
Geo | 0 | 0 | 0 | 0 | 0 | 0
H | 0 | 0 | 0 | 0 | 0 | 0
LFG | 0 | 0 | 0 | 0 | 0 | 0
Nuc | 0 | 0 | 0 | 0 | 0 | 0
PS | 0 | 0 | 0 | 0 | 0 | 0
PV | 0 | 0 | 0 | 0 | 0 | 0
PeakG | 0 | 0 | 0 | 0 | 0 | 0
PeakO | 0 | 0 | 0 | 0 | 0 | 0
ST | 0 | 0 | 0 | 0 | 0 | 0
STOG | 0 | 0 | 0 | 0 | 0 | 0
STWD | 0 | 0 | 0 | 0 | 0 | 0
WT | 0 | 0 | 0 | 0 | 0 | 0
IGCC | 0 | 0 | 0 | 0 | 0 | 0
DemandResponse | 0 | 0 | 0 | 0 | 0 | 0
IGCC-CCS | 0 | 0 | 0 | 0 | 0 | 0
WT_off | 0 | 0 | 0 | 0 | 0 | 0
PseudoUnit | 0 | 0 | 0 | 0 | 0 | 0
FixedInterchange | 0 | 0 | 0 | 0 | 0 | 0
SO2 Emissions (MMshortTons): IESO
ReportingType | 2015 | 2020 | 2025 | 2030 | 2035 | 2040
BM | 0 | 0 | 0 | 0 | 0 | 0
CC | 0 | 0 | 0 | 0 | 0 | 0
CSP | 0 | 0 | 0 | 0 | 0 | 0
CT | 0 | 0 | 0 | 0 | 0 | 0
Coal | 0 | 0 | 0 | 0 | 0 | 0
Geo | 0 | 0 | 0 | 0 | 0 | 0
H | 0 | 0 | 0 | 0 | 0 | 0
LFG | 0 | 0 | 0 | 0 | 0 | 0
Nuc | 0 | 0 | 0 | 0 | 0 | 0
PS | 0 | 0 | 0 | 0 | 0 | 0
PV | 0 | 0 | 0 | 0 | 0 | 0
PeakG | 0 | 0 | 0 | 0 | 0 | 0
PeakO | 0 | 0 | 0 | 0 | 0 | 0
ST | 0 | 0 | 0 | 0 | 0 | 0
STOG | 0 | 0 | 0 | 0 | 0 | 0
STWD | 0 | 0 | 0 | 0 | 0 | 0
WT | 0 | 0 | 0 | 0 | 0 | 0
IGCC | 0 | 0 | 0 | 0 | 0 | 0
DemandResponse | 0 | 0 | 0 | 0 | 0 | 0
IGCC-CCS | 0 | 0 | 0 | 0 | 0 | 0
WT_off | 0 | 0 | 0 | 0 | 0 | 0
PseudoUnit | 0 | 0 | 0 | 0 | 0 | 0
FixedInterchange | 0 | 0 | 0 | 0 | 0 | 0
SO2 Emissions (MMshortTons): MAPP_CA
ReportingType | 2015 | 2020 | 2025 | 2030 | 2035 | 2040
BM | 0 | 0 | 0 | 0 | 0 | 0
CC | 0 | 0 | 0 | 0 | 0 | 0
CSP | 0 | 0 | 0 | 0 | 0 | 0
CT | 0 | 0 | 0 | 0 | 0 | 0
Coal | 0.06 | 0.14 | 0.02 | 0 | 0 | 0
Geo | 0 | 0 | 0 | 0 | 0 | 0
H | 0 | 0 | 0 | 0 | 0 | 0
LFG | 0 | 0 | 0 | 0 | 0 | 0
Nuc | 0 | 0 | 0 | 0 | 0 | 0
PS | 0 | 0 | 0 | 0 | 0 | 0
PV | 0 | 0 | 0 | 0 | 0 | 0
PeakG | 0 | 0 | 0 | 0 | 0 | 0
PeakO | 0 | 0 | 0 | 0 | 0 | 0
ST | 0 | 0 | 0 | 0 | 0 | 0
STOG | 0 | 0 | 0 | 0 | 0 | 0
STWD | 0 | 0 | 0 | 0 | 0 | 0
WT | 0 | 0 | 0 | 0 | 0 | 0
IGCC | 0 | 0 | 0 | 0 | 0 | 0
DemandResponse | 0 | 0 | 0 | 0 | 0 | 0
IGCC-CCS | 0 | 0 | 0 | 0 | 0 | 0
WT_off | 0 | 0 | 0 | 0 | 0 | 0
PseudoUnit | 0 | 0 | 0 | 0 | 0 | 0
FixedInterchange | 0 | 0 | 0 | 0 | 0 | 0
SO2 Emissions (MMshortTons): AZ_NM_SNV_Coal
ReportingType | 2015 | 2020 | 2025 | 2030 | 2035 | 2040
BM | 0 | 0 | 0 | 0 | 0 | 0
CC | 0 | 0 | 0 | 0 | 0 | 0
CSP | 0 | 0 | 0 | 0 | 0 | 0
CT | 0 | 0 | 0 | 0 | 0 | 0
Coal | 0.03 | 0.02 | 0.03 | 0.03 | 0.03 | 0.03
Geo | 0 | 0 | 0 | 0 | 0 | 0
H | 0 | 0 | 0 | 0 | 0 | 0
LFG | 0 | 0 | 0 | 0 | 0 | 0
Nuc | 0 | 0 | 0 | 0 | 0 | 0
PS | 0 | 0 | 0 | 0 | 0 | 0
PV | 0 | 0 | 0 | 0 | 0 | 0
PeakG | 0 | 0 | 0 | 0 | 0 | 0
PeakO | 0 | 0 | 0 | 0 | 0 | 0
ST | 0 | 0 | 0 | 0 | 0 | 0
STOG | 0 | 0 | 0 | 0 | 0 | 0
STWD | 0 | 0 | 0 | 0 | 0 | 0
WT | 0 | 0 | 0 | 0 | 0 | 0
IGCC | 0 | 0 | 0 | 0 | 0 | 0
DemandResponse | 0 | 0 | 0 | 0 | 0 | 0
IGCC-CCS | 0 | 0 | 0 | 0 | 0 | 0
WT_off | 0 | 0 | 0 | 0 | 0 | 0
PseudoUnit | 0 | 0 | 0 | 0 | 0 | 0
FixedInterchange | 0 | 0 | 0 | 0 | 0 | 0
SO2 Emissions (MMshortTons): AZ_NM_SNV_Gas
ReportingType | 2015 | 2020 | 2025 | 2030 | 2035 | 2040
BM | 0 | 0 | 0 | 0 | 0 | 0
CC | 0 | 0 | 0 | 0 | 0 | 0
CSP | 0 | 0 | 0 | 0 | 0 | 0
CT | 0 | 0 | 0 | 0 | 0 | 0
Coal | 0 | 0 | 0 | 0 | 0 | 0
Geo | 0 | 0 | 0 | 0 | 0 | 0
H | 0 | 0 | 0 | 0 | 0 | 0
LFG | 0 | 0 | 0 | 0 | 0 | 0
Nuc | 0 | 0 | 0 | 0 | 0 | 0
PS | 0 | 0 | 0 | 0 | 0 | 0
PV | 0 | 0 | 0 | 0 | 0 | 0
PeakG | 0 | 0 | 0 | 0 | 0 | 0
PeakO | 0 | 0 | 0 | 0 | 0 | 0
ST | 0 | 0 | 0 | 0 | 0 | 0
STOG | 0 | 0 | 0 | 0 | 0 | 0
STWD | 0 | 0 | 0 | 0 | 0 | 0
WT | 0 | 0 | 0 | 0 | 0 | 0
IGCC | 0 | 0 | 0 | 0 | 0 | 0
DemandResponse | 0 | 0 | 0 | 0 | 0 | 0
IGCC-CCS | 0 | 0 | 0 | 0 | 0 | 0
WT_off | 0 | 0 | 0 | 0 | 0 | 0
PseudoUnit | 0 | 0 | 0 | 0 | 0 | 0
FixedInterchange | 0 | 0 | 0 | 0 | 0 | 0
SO2 Emissions (MMshortTons): AZ_NM_SNV_NucRenew
ReportingType | 2015 | 2020 | 2025 | 2030 | 2035 | 2040
BM | 0 | 0 | 0 | 0 | 0 | 0
CC | 0 | 0 | 0 | 0 | 0 | 0
CSP | 0 | 0 | 0 | 0 | 0 | 0
CT | 0 | 0 | 0 | 0 | 0 | 0
Coal | 0 | 0 | 0 | 0 | 0 | 0
Geo | 0 | 0 | 0 | 0 | 0 | 0
H | 0 | 0 | 0 | 0 | 0 | 0
LFG | 0 | 0 | 0 | 0 | 0 | 0
Nuc | 0 | 0 | 0 | 0 | 0 | 0
PS | 0 | 0 | 0 | 0 | 0 | 0
PV | 0 | 0 | 0 | 0 | 0 | 0
PeakG | 0 | 0 | 0 | 0 | 0 | 0
PeakO | 0 | 0 | 0 | 0 | 0 | 0
ST | 0 | 0 | 0 | 0 | 0 | 0
STOG | 0 | 0 | 0 | 0 | 0 | 0
STWD | 0 | 0 | 0 | 0 | 0 | 0
WT | 0 | 0 | 0 | 0 | 0 | 0
IGCC | 0 | 0 | 0 | 0 | 0 | 0
DemandResponse | 0 | 0 | 0 | 0 | 0 | 0
IGCC-CCS | 0 | 0 | 0 | 0 | 0 | 0
WT_off | 0 | 0 | 0 | 0 | 0 | 0
PseudoUnit | 0 | 0 | 0 | 0 | 0 | 0
FixedInterchange | 0 | 0 | 0 | 0 | 0 | 0
SO2 Emissions (MMshortTons): ERCOT
ReportingType | 2015 | 2020 | 2025 | 2030 | 2035 | 2040
BM | 0 | 0 | 0 | 0 | 0 | 0
CC | 0 | 0 | 0 | 0 | 0 | 0
CSP | 0 | 0 | 0 | 0 | 0 | 0
CT | 0 | 0 | 0 | 0 | 0 | 0
Coal | 0.25 | 0.09 | 0.09 | 0.08 | 0.08 | 0.08
Geo | 0 | 0 | 0 | 0 | 0 | 0
H | 0 | 0 | 0 | 0 | 0 | 0
LFG | 0 | 0 | 0 | 0 | 0 | 0
Nuc | 0 | 0 | 0 | 0 | 0 | 0
PS | 0 | 0 | 0 | 0 | 0 | 0
PV | 0 | 0 | 0 | 0 | 0 | 0
PeakG | 0 | 0 | 0 | 0 | 0 | 0
PeakO | 0 | 0 | 0 | 0 | 0 | 0
ST | 0 | 0 | 0 | 0 | 0 | 0
STOG | 0 | 0 | 0 | 0 | 0 | 0
STWD | 0 | 0 | 0 | 0 | 0 | 0
WT | 0 | 0 | 0 | 0 | 0 | 0
IGCC | 0 | 0 | 0 | 0 | 0 | 0
DemandResponse | 0 | 0 | 0 | 0 | 0 | 0
IGCC-CCS | 0 | 0 | 0 | 0 | 0 | 0
WT_off | 0 | 0 | 0 | 0 | 0 | 0
PseudoUnit | 0 | 0 | 0 | 0 | 0 | 0
FixedInterchange | 0 | 0 | 0 | 0 | 0 | 0
SO2 Emissions (MMshortTons): NP15
ReportingType | 2015 | 2020 | 2025 | 2030 | 2035 | 2040
BM | 0 | 0 | 0 | 0 | 0 | 0
CC | 0 | 0 | 0 | 0 | 0 | 0
CSP | 0 | 0 | 0 | 0 | 0 | 0
CT | 0 | 0 | 0 | 0 | 0 | 0
Coal | 0 | 0 | 0 | 0 | 0 | 0
Geo | 0 | 0 | 0 | 0 | 0 | 0
H | 0 | 0 | 0 | 0 | 0 | 0
LFG | 0 | 0 | 0 | 0 | 0 | 0
Nuc | 0 | 0 | 0 | 0 | 0 | 0
PS | 0 | 0 | 0 | 0 | 0 | 0
PV | 0 | 0 | 0 | 0 | 0 | 0
PeakG | 0 | 0 | 0 | 0 | 0 | 0
PeakO | 0 | 0 | 0 | 0 | 0 | 0
ST | 0 | 0 | 0 | 0 | 0 | 0
STOG | 0 | 0 | 0 | 0 | 0 | 0
STWD | 0 | 0 | 0 | 0 | 0 | 0
WT | 0 | 0 | 0 | 0 | 0 | 0
IGCC | 0 | 0 | 0 | 0 | 0 | 0
DemandResponse | 0 | 0 | 0 | 0 | 0 | 0
IGCC-CCS | 0 | 0 | 0 | 0 | 0 | 0
WT_off | 0 | 0 | 0 | 0 | 0 | 0
PseudoUnit | 0 | 0 | 0 | 0 | 0 | 0
FixedInterchange | 0 | 0 | 0 | 0 | 0 | 0
SO2 Emissions (MMshortTons): NWPP_Coal
ReportingType | 2015 | 2020 | 2025 | 2030 | 2035 | 2040
BM | 0 | 0 | 0 | 0 | 0 | 0
CC | 0 | 0 | 0 | 0 | 0 | 0
CSP | 0 | 0 | 0 | 0 | 0 | 0
CT | 0 | 0 | 0 | 0 | 0 | 0
Coal | 0.12 | 0.05 | 0.06 | 0.05 | 0.05 | 0.05
Geo | 0 | 0 | 0 | 0 | 0 | 0
H | 0 | 0 | 0 | 0 | 0 | 0
LFG | 0 | 0 | 0 | 0 | 0 | 0
Nuc | 0 | 0 | 0 | 0 | 0 | 0
PS | 0 | 0 | 0 | 0 | 0 | 0
PV | 0 | 0 | 0 | 0 | 0 | 0
PeakG | 0 | 0 | 0 | 0 | 0 | 0
PeakO | 0 | 0 | 0 | 0 | 0 | 0
ST | 0 | 0 | 0 | 0 | 0 | 0
STOG | 0 | 0 | 0 | 0 | 0 | 0
STWD | 0 | 0 | 0 | 0 | 0 | 0
WT | 0 | 0 | 0 | 0 | 0 | 0
IGCC | 0 | 0 | 0 | 0 | 0 | 0
DemandResponse | 0 | 0 | 0 | 0 | 0 | 0
IGCC-CCS | 0 | 0 | 0 | 0 | 0 | 0
WT_off | 0 | 0 | 0 | 0 | 0 | 0
PseudoUnit | 0 | 0 | 0 | 0 | 0 | 0
FixedInterchange | 0 | 0 | 0 | 0 | 0 | 0
SO2 Emissions (MMshortTons): NWPP_Gas
ReportingType | 2015 | 2020 | 2025 | 2030 | 2035 | 2040
BM | 0 | 0 | 0 | 0 | 0 | 0
CC | 0 | 0 | 0 | 0 | 0 | 0
CSP | 0 | 0 | 0 | 0 | 0 | 0
CT | 0 | 0 | 0 | 0 | 0 | 0
Coal | 0 | 0 | 0 | 0 | 0 | 0
Geo | 0 | 0 | 0 | 0 | 0 | 0
H | 0 | 0 | 0 | 0 | 0 | 0
LFG | 0 | 0 | 0 | 0 | 0 | 0
Nuc | 0 | 0 | 0 | 0 | 0 | 0
PS | 0 | 0 | 0 | 0 | 0 | 0
PV | 0 | 0 | 0 | 0 | 0 | 0
PeakG | 0 | 0 | 0 | 0 | 0 | 0
PeakO | 0 | 0 | 0 | 0 | 0 | 0
ST | 0 | 0 | 0 | 0 | 0 | 0
STOG | 0 | 0 | 0 | 0 | 0 | 0
STWD | 0 | 0 | 0 | 0 | 0 | 0
WT | 0 | 0 | 0 | 0 | 0 | 0
IGCC | 0 | 0 | 0 | 0 | 0 | 0
DemandResponse | 0 | 0 | 0 | 0 | 0 | 0
IGCC-CCS | 0 | 0 | 0 | 0 | 0 | 0
WT_off | 0 | 0 | 0 | 0 | 0 | 0
PseudoUnit | 0 | 0 | 0 | 0 | 0 | 0
FixedInterchange | 0 | 0 | 0 | 0 | 0 | 0
SO2 Emissions (MMshortTons): NWPP_NucRenew
ReportingType | 2015 | 2020 | 2025 | 2030 | 2035 | 2040
BM | 0 | 0 | 0 | 0 | 0 | 0
CC | 0 | 0 | 0 | 0 | 0 | 0
CSP | 0 | 0 | 0 | 0 | 0 | 0
CT | 0 | 0 | 0 | 0 | 0 | 0
Coal | 0 | 0 | 0 | 0 | 0 | 0
Geo | 0 | 0 | 0 | 0 | 0 | 0
H | 0 | 0 | 0 | 0 | 0 | 0
LFG | 0 | 0 | 0 | 0 | 0 | 0
Nuc | 0 | 0 | 0 | 0 | 0 | 0
PS | 0 | 0 | 0 | 0 | 0 | 0
PV | 0 | 0 | 0 | 0 | 0 | 0
PeakG | 0 | 0 | 0 | 0 | 0 | 0
PeakO | 0 | 0 | 0 | 0 | 0 | 0
ST | 0 | 0 | 0 | 0 | 0 | 0
STOG | 0 | 0 | 0 | 0 | 0 | 0
STWD | 0 | 0 | 0 | 0 | 0 | 0
WT | 0 | 0 | 0 | 0 | 0 | 0
IGCC | 0 | 0 | 0 | 0 | 0 | 0
DemandResponse | 0 | 0 | 0 | 0 | 0 | 0
IGCC-CCS | 0 | 0 | 0 | 0 | 0 | 0
WT_off | 0 | 0 | 0 | 0 | 0 | 0
PseudoUnit | 0 | 0 | 0 | 0 | 0 | 0
FixedInterchange | 0 | 0 | 0 | 0 | 0 | 0
SO2 Emissions (MMshortTons): RMPA
ReportingType | 2015 | 2020 | 2025 | 2030 | 2035 | 2040
BM | 0 | 0 | 0 | 0 | 0 | 0
CC | 0 | 0 | 0 | 0 | 0 | 0
CSP | 0 | 0 | 0 | 0 | 0 | 0
CT | 0 | 0 | 0 | 0 | 0 | 0
Coal | 0.06 | 0.03 | 0.03 | 0.03 | 0.03 | 0.03
Geo | 0 | 0 | 0 | 0 | 0 | 0
H | 0 | 0 | 0 | 0 | 0 | 0
LFG | 0 | 0 | 0 | 0 | 0 | 0
Nuc | 0 | 0 | 0 | 0 | 0 | 0
PS | 0 | 0 | 0 | 0 | 0 | 0
PV | 0 | 0 | 0 | 0 | 0 | 0
PeakG | 0 | 0 | 0 | 0 | 0 | 0
PeakO | 0 | 0 | 0 | 0 | 0 | 0
ST | 0 | 0 | 0 | 0 | 0 | 0
STOG | 0 | 0 | 0 | 0 | 0 | 0
STWD | 0 | 0 | 0 | 0 | 0 | 0
WT | 0 | 0 | 0 | 0 | 0 | 0
IGCC | 0 | 0 | 0 | 0 | 0 | 0
DemandResponse | 0 | 0 | 0 | 0 | 0 | 0
IGCC-CCS | 0 | 0 | 0 | 0 | 0 | 0
WT_off | 0 | 0 | 0 | 0 | 0 | 0
PseudoUnit | 0 | 0 | 0 | 0 | 0 | 0
FixedInterchange | 0 | 0 | 0 | 0 | 0 | 0
SO2 Emissions (MMshortTons): SP15
ReportingType | 2015 | 2020 | 2025 | 2030 | 2035 | 2040
BM | 0 | 0 | 0 | 0 | 0 | 0
CC | 0 | 0 | 0 | 0 | 0 | 0
CSP | 0 | 0 | 0 | 0 | 0 | 0
CT | 0 | 0 | 0 | 0 | 0 | 0
Coal | 0 | 0 | 0 | 0 | 0 | 0
Geo | 0 | 0 | 0 | 0 | 0 | 0
H | 0 | 0 | 0 | 0 | 0 | 0
LFG | 0 | 0 | 0 | 0 | 0 | 0
Nuc | 0 | 0 | 0 | 0 | 0 | 0
PS | 0 | 0 | 0 | 0 | 0 | 0
PV | 0 | 0 | 0 | 0 | 0 | 0
PeakG | 0 | 0 | 0 | 0 | 0 | 0
PeakO | 0 | 0 | 0 | 0 | 0 | 0
ST | 0 | 0 | 0 | 0 | 0 | 0
STOG | 0 | 0 | 0 | 0 | 0 | 0
STWD | 0 | 0 | 0 | 0 | 0 | 0
WT | 0 | 0 | 0 | 0 | 0 | 0
IGCC | 0 | 0 | 0 | 0 | 0 | 0
DemandResponse | 0 | 0 | 0 | 0 | 0 | 0
IGCC-CCS | 0 | 0 | 0 | 0 | 0 | 0
WT_off | 0 | 0 | 0 | 0 | 0 | 0
PseudoUnit | 0 | 0 | 0 | 0 | 0 | 0
FixedInterchange | 0 | 0 | 0 | 0 | 0 | 0
SO2 Emissions (MMshortTons): ALB
ReportingType | 2015 | 2020 | 2025 | 2030 | 2035 | 2040
BM | 0 | 0 | 0 | 0 | 0 | 0
CC | 0 | 0 | 0 | 0 | 0 | 0
CSP | 0 | 0 | 0 | 0 | 0 | 0
CT | 0 | 0 | 0 | 0 | 0 | 0
Coal | 0.14 | 0.15 | 0.16 | 0.17 | 0.17 | 0.17
Geo | 0 | 0 | 0 | 0 | 0 | 0
H | 0 | 0 | 0 | 0 | 0 | 0
LFG | 0 | 0 | 0 | 0 | 0 | 0
Nuc | 0 | 0 | 0 | 0 | 0 | 0
PS | 0 | 0 | 0 | 0 | 0 | 0
PV | 0 | 0 | 0 | 0 | 0 | 0
PeakG | 0 | 0 | 0 | 0 | 0 | 0
PeakO | 0 | 0 | 0 | 0 | 0 | 0
ST | 0 | 0 | 0 | 0 | 0 | 0
STOG | 0 | 0 | 0 | 0 | 0 | 0
STWD | 0 | 0 | 0 | 0 | 0 | 0
WT | 0 | 0 | 0 | 0 | 0 | 0
IGCC | 0 | 0 | 0 | 0 | 0 | 0
DemandResponse | 0 | 0 | 0 | 0 | 0 | 0
IGCC-CCS | 0 | 0 | 0 | 0 | 0 | 0
WT_off | 0 | 0 | 0 | 0 | 0 | 0
PseudoUnit | 0 | 0 | 0 | 0 | 0 | 0
FixedInterchange | 0 | 0 | 0 | 0 | 0 | 0
SO2 Emissions (MMshortTons): BC
ReportingType | 2015 | 2020 | 2025 | 2030 | 2035 | 2040
BM | 0 | 0 | 0 | 0 | 0 | 0
CC | 0 | 0 | 0 | 0 | 0 | 0
CSP | 0 | 0 | 0 | 0 | 0 | 0
CT | 0 | 0 | 0 | 0 | 0 | 0
Coal | 0 | 0 | 0 | 0 | 0 | 0
Geo | 0 | 0 | 0 | 0 | 0 | 0
H | 0 | 0 | 0 | 0 | 0 | 0
LFG | 0 | 0 | 0 | 0 | 0 | 0
Nuc | 0 | 0 | 0 | 0 | 0 | 0
PS | 0 | 0 | 0 | 0 | 0 | 0
PV | 0 | 0 | 0 | 0 | 0 | 0
PeakG | 0 | 0 | 0 | 0 | 0 | 0
PeakO | 0 | 0 | 0 | 0 | 0 | 0
ST | 0 | 0 | 0 | 0 | 0 | 0
STOG | 0 | 0 | 0 | 0 | 0 | 0
STWD | 0 | 0 | 0 | 0 | 0 | 0
WT | 0 | 0 | 0 | 0 | 0 | 0
IGCC | 0 | 0 | 0 | 0 | 0 | 0
DemandResponse | 0 | 0 | 0 | 0 | 0 | 0
IGCC-CCS | 0 | 0 | 0 | 0 | 0 | 0
WT_off | 0 | 0 | 0 | 0 | 0 | 0
PseudoUnit | 0 | 0 | 0 | 0 | 0 | 0
FixedInterchange | 0 | 0 | 0 | 0 | 0 | 0
SO2 Emissions (MMshortTons): HQ_IESO
ReportingType | 2015 | 2020 | 2025 | 2030 | 2035 | 2040
BM | 0 | 0 | 0 | 0 | 0 | 0
CC | 0 | 0 | 0 | 0 | 0 | 0
CSP | 0 | 0 | 0 | 0 | 0 | 0
CT | 0 | 0 | 0 | 0 | 0 | 0
Coal | 0 | 0 | 0 | 0 | 0 | 0
Geo | 0 | 0 | 0 | 0 | 0 | 0
H | 0 | 0 | 0 | 0 | 0 | 0
LFG | 0 | 0 | 0 | 0 | 0 | 0
Nuc | 0 | 0 | 0 | 0 | 0 | 0
PS | 0 | 0 | 0 | 0 | 0 | 0
PV | 0 | 0 | 0 | 0 | 0 | 0
PeakG | 0 | 0 | 0 | 0 | 0 | 0
PeakO | 0 | 0 | 0 | 0 | 0 | 0
ST | 0 | 0 | 0 | 0 | 0 | 0
STOG | 0 | 0 | 0 | 0 | 0 | 0
STWD | 0 | 0 | 0 | 0 | 0 | 0
WT | 0 | 0 | 0 | 0 | 0 | 0
IGCC | 0 | 0 | 0 | 0 | 0 | 0
DemandResponse | 0 | 0 | 0 | 0 | 0 | 0
IGCC-CCS | 0 | 0 | 0 | 0 | 0 | 0
WT_off | 0 | 0 | 0 | 0 | 0 | 0
PseudoUnit | 0 | 0 | 0 | 0 | 0 | 0
FixedInterchange | 0 | 0 | 0 | 0 | 0 | 0
SO2 Emissions (MMshortTons): HQ_NEISO
ReportingType | 2015 | 2020 | 2025 | 2030 | 2035 | 2040
BM | 0 | 0 | 0 | 0 | 0 | 0
CC | 0 | 0 | 0 | 0 | 0 | 0
CSP | 0 | 0 | 0 | 0 | 0 | 0
CT | 0 | 0 | 0 | 0 | 0 | 0
Coal | 0 | 0 | 0 | 0 | 0 | 0
Geo | 0 | 0 | 0 | 0 | 0 | 0
H | 0 | 0 | 0 | 0 | 0 | 0
LFG | 0 | 0 | 0 | 0 | 0 | 0
Nuc | 0 | 0 | 0 | 0 | 0 | 0
PS | 0 | 0 | 0 | 0 | 0 | 0
PV | 0 | 0 | 0 | 0 | 0 | 0
PeakG | 0 | 0 | 0 | 0 | 0 | 0
PeakO | 0 | 0 | 0 | 0 | 0 | 0
ST | 0 | 0 | 0 | 0 | 0 | 0
STOG | 0 | 0 | 0 | 0 | 0 | 0
STWD | 0 | 0 | 0 | 0 | 0 | 0
WT | 0 | 0 | 0 | 0 | 0 | 0
IGCC | 0 | 0 | 0 | 0 | 0 | 0
DemandResponse | 0 | 0 | 0 | 0 | 0 | 0
IGCC-CCS | 0 | 0 | 0 | 0 | 0 | 0
WT_off | 0 | 0 | 0 | 0 | 0 | 0
PseudoUnit | 0 | 0 | 0 | 0 | 0 | 0
FixedInterchange | 0 | 0 | 0 | 0 | 0 | 0
SO2 Emissions (MMshortTons): HQ_NY
ReportingType | 2015 | 2020 | 2025 | 2030 | 2035 | 2040
BM | 0 | 0 | 0 | 0 | 0 | 0
CC | 0 | 0 | 0 | 0 | 0 | 0
CSP | 0 | 0 | 0 | 0 | 0 | 0
CT | 0 | 0 | 0 | 0 | 0 | 0
Coal | 0 | 0 | 0 | 0 | 0 | 0
Geo | 0 | 0 | 0 | 0 | 0 | 0
H | 0 | 0 | 0 | 0 | 0 | 0
LFG | 0 | 0 | 0 | 0 | 0 | 0
Nuc | 0 | 0 | 0 | 0 | 0 | 0
PS | 0 | 0 | 0 | 0 | 0 | 0
PV | 0 | 0 | 0 | 0 | 0 | 0
PeakG | 0 | 0 | 0 | 0 | 0 | 0
PeakO | 0 | 0 | 0 | 0 | 0 | 0
ST | 0 | 0 | 0 | 0 | 0 | 0
STOG | 0 | 0 | 0 | 0 | 0 | 0
STWD | 0 | 0 | 0 | 0 | 0 | 0
WT | 0 | 0 | 0 | 0 | 0 | 0
IGCC | 0 | 0 | 0 | 0 | 0 | 0
DemandResponse | 0 | 0 | 0 | 0 | 0 | 0
IGCC-CCS | 0 | 0 | 0 | 0 | 0 | 0
WT_off | 0 | 0 | 0 | 0 | 0 | 0
PseudoUnit | 0 | 0 | 0 | 0 | 0 | 0
FixedInterchange | 0 | 0 | 0 | 0 | 0 | 0
SO2 Emissions (MMshortTons): MARITIMES
ReportingType | 2015 | 2020 | 2025 | 2030 | 2035 | 2040
BM | 0 | 0 | 0 | 0 | 0 | 0
CC | 0 | 0 | 0 | 0 | 0 | 0
CSP | 0 | 0 | 0 | 0 | 0 | 0
CT | 0 | 0 | 0 | 0 | 0 | 0
Coal | 0 | 0 | 0 | 0 | 0 | 0
Geo | 0 | 0 | 0 | 0 | 0 | 0
H | 0 | 0 | 0 | 0 | 0 | 0
LFG | 0 | 0 | 0 | 0 | 0 | 0
Nuc | 0 | 0 | 0 | 0 | 0 | 0
PS | 0 | 0 | 0 | 0 | 0 | 0
PV | 0 | 0 | 0 | 0 | 0 | 0
PeakG | 0 | 0 | 0 | 0 | 0 | 0
PeakO | 0 | 0 | 0 | 0 | 0 | 0
ST | 0 | 0 | 0 | 0 | 0 | 0
STOG | 0 | 0 | 0 | 0 | 0 | 0
STWD | 0 | 0 | 0 | 0 | 0 | 0
WT | 0 | 0 | 0 | 0 | 0 | 0
IGCC | 0 | 0 | 0 | 0 | 0 | 0
DemandResponse | 0 | 0 | 0 | 0 | 0 | 0
IGCC-CCS | 0 | 0 | 0 | 0 | 0 | 0
WT_off | 0 | 0 | 0 | 0 | 0 | 0
PseudoUnit | 0 | 0 | 0 | 0 | 0 | 0
FixedInterchange | 0 | 0 | 0 | 0 | 0 | 0
SO2 Emissions (MMshortTons): All
ReportingType | 2015 | 2020 | 2025 | 2030 | 2035 | 2040
BM | 0 | 0 | 0 | 0 | 0 | 0
CC | 0 | 0 | 0 | 0 | 0 | 0
CSP | 0 | 0 | 0 | 0 | 0 | 0
CT | 0 | 0 | 0 | 0 | 0 | 0
Coal | 5.59 | 2.99 | 2.83 | 2.48 | 2.71 | 2.65
Geo | 0 | 0 | 0 | 0 | 0 | 0
H | 0 | 0 | 0 | 0 | 0 | 0
LFG | 0 | 0 | 0 | 0 | 0 | 0
Nuc | 0 | 0 | 0 | 0 | 0 | 0
PS | 0 | 0 | 0 | 0 | 0 | 0
PV | 0 | 0 | 0 | 0 | 0 | 0
PeakG | 0 | 0 | 0 | 0 | 0 | 0
PeakO | 0 | 0 | 0 | 0 | 0 | 0
ST | 0 | 0 | 0 | 0 | 0 | 0
STOG | 0 | 0 | 0 | 0 | 0 | 0
STWD | 0 | 0 | 0 | 0 | 0 | 0
WT | 0 | 0 | 0 | 0 | 0 | 0
IGCC | 0 | 0 | 0 | 0 | 0 | 0
DemandResponse | 0 | 0 | 0 | 0 | 0 | 0
IGCC-CCS | 0 | 0 | 0 | 0 | 0 | 0
WT_off | 0 | 0 | 0 | 0 | 0 | 0
PseudoUnit | 0 | 0 | 0 | 0 | 0 | 0
FixedInterchange | 0 | 0 | 0 | 0 | 0 | 0
SO2 Emissions (MMshortTons): EI_US
ReportingType | 2015 | 2020 | 2025 | 2030 | 2035 | 2040
BM | 0 | 0 | 0 | 0 | 0 | 0
CC | 0 | 0 | 0 | 0 | 0 | 0
CSP | 0 | 0 | 0 | 0 | 0 | 0
CT | 0 | 0 | 0 | 0 | 0 | 0
Coal | 4.93 | 2.51 | 2.45 | 2.12 | 2.34 | 2.29
Geo | 0 | 0 | 0 | 0 | 0 | 0
H | 0 | 0 | 0 | 0 | 0 | 0
LFG | 0 | 0 | 0 | 0 | 0 | 0
Nuc | 0 | 0 | 0 | 0 | 0 | 0
PS | 0 | 0 | 0 | 0 | 0 | 0
PV | 0 | 0 | 0 | 0 | 0 | 0
PeakG | 0 | 0 | 0 | 0 | 0 | 0
PeakO | 0 | 0 | 0 | 0 | 0 | 0
ST | 0 | 0 | 0 | 0 | 0 | 0
STOG | 0 | 0 | 0 | 0 | 0 | 0
STWD | 0 | 0 | 0 | 0 | 0 | 0
WT | 0 | 0 | 0 | 0 | 0 | 0
IGCC | 0 | 0 | 0 | 0 | 0 | 0
DemandResponse | 0 | 0 | 0 | 0 | 0 | 0
IGCC-CCS | 0 | 0 | 0 | 0 | 0 | 0
WT_off | 0 | 0 | 0 | 0 | 0 | 0
PseudoUnit | 0 | 0 | 0 | 0 | 0 | 0
FixedInterchange | 0 | 0 | 0 | 0 | 0 | 0
SO2 Emissions (MMshortTons): EI_Canada
ReportingType | 2015 | 2020 | 2025 | 2030 | 2035 | 2040
BM | 0 | 0 | 0 | 0 | 0 | 0
CC | 0 | 0 | 0 | 0 | 0 | 0
CSP | 0 | 0 | 0 | 0 | 0 | 0
CT | 0 | 0 | 0 | 0 | 0 | 0
Coal | 0.06 | 0.14 | 0.02 | 0 | 0 | 0
Geo | 0 | 0 | 0 | 0 | 0 | 0
H | 0 | 0 | 0 | 0 | 0 | 0
LFG | 0 | 0 | 0 | 0 | 0 | 0
Nuc | 0 | 0 | 0 | 0 | 0 | 0
PS | 0 | 0 | 0 | 0 | 0 | 0
PV | 0 | 0 | 0 | 0 | 0 | 0
PeakG | 0 | 0 | 0 | 0 | 0 | 0
PeakO | 0 | 0 | 0 | 0 | 0 | 0
ST | 0 | 0 | 0 | 0 | 0 | 0
STOG | 0 | 0 | 0 | 0 | 0 | 0
STWD | 0 | 0 | 0 | 0 | 0 | 0
WT | 0 | 0 | 0 | 0 | 0 | 0
IGCC | 0 | 0 | 0 | 0 | 0 | 0
DemandResponse | 0 | 0 | 0 | 0 | 0 | 0
IGCC-CCS | 0 | 0 | 0 | 0 | 0 | 0
WT_off | 0 | 0 | 0 | 0 | 0 | 0
PseudoUnit | 0 | 0 | 0 | 0 | 0 | 0
FixedInterchange | 0 | 0 | 0 | 0 | 0 | 0
SO2 Emissions (MMshortTons): EI
ReportingType | 2015 | 2020 | 2025 | 2030 | 2035 | 2040
BM | 0 | 0 | 0 | 0 | 0 | 0
CC | 0 | 0 | 0 | 0 | 0 | 0
CSP | 0 | 0 | 0 | 0 | 0 | 0
CT | 0 | 0 | 0 | 0 | 0 | 0
Coal | 4.99 | 2.65 | 2.47 | 2.12 | 2.34 | 2.29
Geo | 0 | 0 | 0 | 0 | 0 | 0
H | 0 | 0 | 0 | 0 | 0 | 0
LFG | 0 | 0 | 0 | 0 | 0 | 0
Nuc | 0 | 0 | 0 | 0 | 0 | 0
PS | 0 | 0 | 0 | 0 | 0 | 0
PV | 0 | 0 | 0 | 0 | 0 | 0
PeakG | 0 | 0 | 0 | 0 | 0 | 0
PeakO | 0 | 0 | 0 | 0 | 0 | 0
ST | 0 | 0 | 0 | 0 | 0 | 0
STOG | 0 | 0 | 0 | 0 | 0 | 0
STWD | 0 | 0 | 0 | 0 | 0 | 0
WT | 0 | 0 | 0 | 0 | 0 | 0
IGCC | 0 | 0 | 0 | 0 | 0 | 0
DemandResponse | 0 | 0 | 0 | 0 | 0 | 0
IGCC-CCS | 0 | 0 | 0 | 0 | 0 | 0
WT_off | 0 | 0 | 0 | 0 | 0 | 0
PseudoUnit | 0 | 0 | 0 | 0 | 0 | 0
FixedInterchange | 0 | 0 | 0 | 0 | 0 | 0
SO2 Emissions (MMshortTons): Outside_EI
ReportingType | 2015 | 2020 | 2025 | 2030 | 2035 | 2040
BM | 0 | 0 | 0 | 0 | 0 | 0
CC | 0 | 0 | 0 | 0 | 0 | 0
CSP | 0 | 0 | 0 | 0 | 0 | 0
CT | 0 | 0 | 0 | 0 | 0 | 0
Coal | 0.61 | 0.34 | 0.36 | 0.37 | 0.37 | 0.37
Geo | 0 | 0 | 0 | 0 | 0 | 0
H | 0 | 0 | 0 | 0 | 0 | 0
LFG | 0 | 0 | 0 | 0 | 0 | 0
Nuc | 0 | 0 | 0 | 0 | 0 | 0
PS | 0 | 0 | 0 | 0 | 0 | 0
PV | 0 | 0 | 0 | 0 | 0 | 0
PeakG | 0 | 0 | 0 | 0 | 0 | 0
PeakO | 0 | 0 | 0 | 0 | 0 | 0
ST | 0 | 0 | 0 | 0 | 0 | 0
STOG | 0 | 0 | 0 | 0 | 0 | 0
STWD | 0 | 0 | 0 | 0 | 0 | 0
WT | 0 | 0 | 0 | 0 | 0 | 0
IGCC | 0 | 0 | 0 | 0 | 0 | 0
DemandResponse | 0 | 0 | 0 | 0 | 0 | 0
IGCC-CCS | 0 | 0 | 0 | 0 | 0 | 0
WT_off | 0 | 0 | 0 | 0 | 0 | 0
PseudoUnit | 0 | 0 | 0 | 0 | 0 | 0
FixedInterchange | 0 | 0 | 0 | 0 | 0 | 0
NOx Emissions (MMshortTons): Entergy
ReportingType | 2015 | 2020 | 2025 | 2030 | 2035 | 2040
BM | 0 | 0 | 0 | 0 | 0 | 0
CC | 0 | 0 | 0 | 0 | 0 | 0
CSP | 0 | 0 | 0 | 0 | 0 | 0
CT | 0 | 0 | 0 | 0 | 0 | 0
Coal | 0.05 | 0.05 | 0.05 | 0.04 | 0.04 | 0.05
Geo | 0 | 0 | 0 | 0 | 0 | 0
H | 0 | 0 | 0 | 0 | 0 | 0
LFG | 0 | 0 | 0 | 0 | 0 | 0
Nuc | 0 | 0 | 0 | 0 | 0 | 0
PS | 0 | 0 | 0 | 0 | 0 | 0
PV | 0 | 0 | 0 | 0 | 0 | 0
PeakG | 0 | 0 | 0 | 0 | 0 | 0
PeakO | 0 | 0 | 0 | 0 | 0 | 0
ST | 0 | 0 | 0 | 0 | 0 | 0
STOG | 0 | 0 | 0 | 0 | 0 | 0
STWD | 0 | 0 | 0 | 0 | 0 | 0
WT | 0 | 0 | 0 | 0 | 0 | 0
IGCC | 0 | 0 | 0 | 0 | 0 | 0
DemandResponse | 0 | 0 | 0 | 0 | 0 | 0
IGCC-CCS | 0 | 0 | 0 | 0 | 0 | 0
WT_off | 0 | 0 | 0 | 0 | 0 | 0
PseudoUnit | 0 | 0 | 0 | 0 | 0 | 0
FixedInterchange | 0 | 0 | 0 | 0 | 0 | 0
NOx Emissions (MMshortTons): FRCC
ReportingType | 2015 | 2020 | 2025 | 2030 | 2035 | 2040
BM | 0 | 0 | 0 | 0 | 0 | 0
CC | 0.01 | 0.01 | 0.01 | 0.01 | 0 | 0
CSP | 0 | 0 | 0 | 0 | 0 | 0
CT | 0 | 0 | 0 | 0 | 0 | 0
Coal | 0.05 | 0.04 | 0.05 | 0.05 | 0.08 | 0.09
Geo | 0 | 0 | 0 | 0 | 0 | 0
H | 0 | 0 | 0 | 0 | 0 | 0
LFG | 0 | 0 | 0 | 0 | 0 | 0
Nuc | 0 | 0 | 0 | 0 | 0 | 0
PS | 0 | 0 | 0 | 0 | 0 | 0
PV | 0 | 0 | 0 | 0 | 0 | 0
PeakG | 0 | 0 | 0 | 0 | 0 | 0
PeakO | 0 | 0 | 0 | 0 | 0 | 0
ST | 0 | 0 | 0 | 0 | 0 | 0
STOG | 0 | 0 | 0 | 0 | 0 | 0
STWD | 0 | 0 | 0 | 0 | 0 | 0
WT | 0 | 0 | 0 | 0 | 0 | 0
IGCC | 0 | 0 | 0 | 0 | 0 | 0
DemandResponse | 0 | 0 | 0 | 0 | 0 | 0
IGCC-CCS | 0 | 0 | 0 | 0 | 0 | 0
WT_off | 0 | 0 | 0 | 0 | 0 | 0
PseudoUnit | 0 | 0 | 0 | 0 | 0 | 0
FixedInterchange | 0 | 0 | 0 | 0 | 0 | 0
NOx Emissions (MMshortTons): MAPP_US
ReportingType | 2015 | 2020 | 2025 | 2030 | 2035 | 2040
BM | 0 | 0 | 0 | 0 | 0 | 0
CC | 0 | 0 | 0 | 0 | 0 | 0
CSP | 0 | 0 | 0 | 0 | 0 | 0
CT | 0 | 0 | 0 | 0 | 0 | 0
Coal | 0.06 | 0.06 | 0.06 | 0.05 | 0.05 | 0.05
Geo | 0 | 0 | 0 | 0 | 0 | 0
H | 0 | 0 | 0 | 0 | 0 | 0
LFG | 0 | 0 | 0 | 0 | 0 | 0
Nuc | 0 | 0 | 0 | 0 | 0 | 0
PS | 0 | 0 | 0 | 0 | 0 | 0
PV | 0 | 0 | 0 | 0 | 0 | 0
PeakG | 0 | 0 | 0 | 0 | 0 | 0
PeakO | 0 | 0 | 0 | 0 | 0 | 0
ST | 0 | 0 | 0 | 0 | 0 | 0
STOG | 0 | 0 | 0 | 0 | 0 | 0
STWD | 0 | 0 | 0 | 0 | 0 | 0
WT | 0 | 0 | 0 | 0 | 0 | 0
IGCC | 0 | 0 | 0 | 0 | 0 | 0
DemandResponse | 0 | 0 | 0 | 0 | 0 | 0
IGCC-CCS | 0 | 0 | 0 | 0 | 0 | 0
WT_off | 0 | 0 | 0 | 0 | 0 | 0
PseudoUnit | 0 | 0 | 0 | 0 | 0 | 0
FixedInterchange | 0 | 0 | 0 | 0 | 0 | 0
NOx Emissions (MMshortTons): MISO_IN
ReportingType | 2015 | 2020 | 2025 | 2030 | 2035 | 2040
BM | 0 | 0 | 0 | 0 | 0 | 0
CC | 0 | 0 | 0 | 0 | 0 | 0
CSP | 0 | 0 | 0 | 0 | 0 | 0
CT | 0 | 0 | 0 | 0 | 0 | 0
Coal | 0.08 | 0.08 | 0.08 | 0.07 | 0.08 | 0.08
Geo | 0 | 0 | 0 | 0 | 0 | 0
H | 0 | 0 | 0 | 0 | 0 | 0
LFG | 0 | 0 | 0 | 0 | 0 | 0
Nuc | 0 | 0 | 0 | 0 | 0 | 0
PS | 0 | 0 | 0 | 0 | 0 | 0
PV | 0 | 0 | 0 | 0 | 0 | 0
PeakG | 0 | 0 | 0 | 0 | 0 | 0
PeakO | 0 | 0 | 0 | 0 | 0 | 0
ST | 0 | 0 | 0 | 0 | 0 | 0
STOG | 0 | 0 | 0 | 0 | 0 | 0
STWD | 0 | 0 | 0 | 0 | 0 | 0
WT | 0 | 0 | 0 | 0 | 0 | 0
IGCC | 0 | 0 | 0 | 0 | 0 | 0
DemandResponse | 0 | 0 | 0 | 0 | 0 | 0
IGCC-CCS | 0 | 0 | 0 | 0 | 0 | 0
WT_off | 0 | 0 | 0 | 0 | 0 | 0
PseudoUnit | 0 | 0 | 0 | 0 | 0 | 0
FixedInterchange | 0 | 0 | 0 | 0 | 0 | 0
NOx Emissions (MMshortTons): MISO_MI
ReportingType | 2015 | 2020 | 2025 | 2030 | 2035 | 2040
BM | 0 | 0 | 0 | 0 | 0 | 0
CC | 0 | 0 | 0 | 0 | 0 | 0
CSP | 0 | 0 | 0 | 0 | 0 | 0
CT | 0 | 0 | 0 | 0 | 0 | 0
Coal | 0.06 | 0.06 | 0.06 | 0.05 | 0.06 | 0.06
Geo | 0 | 0 | 0 | 0 | 0 | 0
H | 0 | 0 | 0 | 0 | 0 | 0
LFG | 0 | 0 | 0 | 0 | 0 | 0
Nuc | 0 | 0 | 0 | 0 | 0 | 0
PS | 0 | 0 | 0 | 0 | 0 | 0
PV | 0 | 0 | 0 | 0 | 0 | 0
PeakG | 0 | 0 | 0 | 0 | 0 | 0
PeakO | 0 | 0 | 0 | 0 | 0 | 0
ST | 0 | 0 | 0 | 0 | 0 | 0
STOG | 0 | 0 | 0 | 0 | 0 | 0
STWD | 0 | 0 | 0 | 0 | 0 | 0
WT | 0 | 0 | 0 | 0 | 0 | 0
IGCC | 0 | 0 | 0 | 0 | 0 | 0
DemandResponse | 0 | 0 | 0 | 0 | 0 | 0
IGCC-CCS | 0 | 0 | 0 | 0 | 0 | 0
WT_off | 0 | 0 | 0 | 0 | 0 | 0
PseudoUnit | 0 | 0 | 0 | 0 | 0 | 0
FixedInterchange | 0 | 0 | 0 | 0 | 0 | 0
NOx Emissions (MMshortTons): MISO_MO-IL
ReportingType | 2015 | 2020 | 2025 | 2030 | 2035 | 2040
BM | 0 | 0 | 0 | 0 | 0 | 0
CC | 0 | 0 | 0 | 0 | 0 | 0
CSP | 0 | 0 | 0 | 0 | 0 | 0
CT | 0 | 0 | 0 | 0 | 0 | 0
Coal | 0.06 | 0.05 | 0.05 | 0.04 | 0.05 | 0.05
Geo | 0 | 0 | 0 | 0 | 0 | 0
H | 0 | 0 | 0 | 0 | 0 | 0
LFG | 0 | 0 | 0 | 0 | 0 | 0
Nuc | 0 | 0 | 0 | 0 | 0 | 0
PS | 0 | 0 | 0 | 0 | 0 | 0
PV | 0 | 0 | 0 | 0 | 0 | 0
PeakG | 0 | 0 | 0 | 0 | 0 | 0
PeakO | 0 | 0 | 0 | 0 | 0 | 0
ST | 0 | 0 | 0 | 0 | 0 | 0
STOG | 0 | 0 | 0 | 0 | 0 | 0
STWD | 0 | 0 | 0 | 0 | 0 | 0
WT | 0 | 0 | 0 | 0 | 0 | 0
IGCC | 0 | 0 | 0 | 0 | 0 | 0
DemandResponse | 0 | 0 | 0 | 0 | 0 | 0
IGCC-CCS | 0 | 0 | 0 | 0 | 0 | 0
WT_off | 0 | 0 | 0 | 0 | 0 | 0
PseudoUnit | 0 | 0 | 0 | 0 | 0 | 0
FixedInterchange | 0 | 0 | 0 | 0 | 0 | 0
NOx Emissions (MMshortTons): MISO_W
ReportingType | 2015 | 2020 | 2025 | 2030 | 2035 | 2040
BM | 0 | 0 | 0 | 0 | 0 | 0
CC | 0 | 0 | 0 | 0 | 0 | 0
CSP | 0 | 0 | 0 | 0 | 0 | 0
CT | 0 | 0 | 0 | 0 | 0 | 0
Coal | 0.09 | 0.09 | 0.09 | 0.08 | 0.09 | 0.09
Geo | 0 | 0 | 0 | 0 | 0 | 0
H | 0 | 0 | 0 | 0 | 0 | 0
LFG | 0 | 0 | 0 | 0 | 0 | 0
Nuc | 0 | 0 | 0 | 0 | 0 | 0
PS | 0 | 0 | 0 | 0 | 0 | 0
PV | 0 | 0 | 0 | 0 | 0 | 0
PeakG | 0 | 0 | 0 | 0 | 0 | 0
PeakO | 0 | 0 | 0 | 0 | 0 | 0
ST | 0 | 0 | 0 | 0 | 0 | 0
STOG | 0 | 0 | 0 | 0 | 0 | 0
STWD | 0 | 0 | 0 | 0 | 0 | 0
WT | 0 | 0 | 0 | 0 | 0 | 0
IGCC | 0 | 0 | 0 | 0 | 0 | 0
DemandResponse | 0 | 0 | 0 | 0 | 0 | 0
IGCC-CCS | 0 | 0 | 0 | 0 | 0 | 0
WT_off | 0 | 0 | 0 | 0 | 0 | 0
PseudoUnit | 0 | 0 | 0 | 0 | 0 | 0
FixedInterchange | 0 | 0 | 0 | 0 | 0 | 0
NOx Emissions (MMshortTons): MISO_WUMS
ReportingType | 2015 | 2020 | 2025 | 2030 | 2035 | 2040
BM | 0 | 0 | 0 | 0 | 0 | 0
CC | 0 | 0 | 0 | 0 | 0 | 0
CSP | 0 | 0 | 0 | 0 | 0 | 0
CT | 0 | 0 | 0 | 0 | 0 | 0
Coal | 0.02 | 0.01 | 0.01 | 0.01 | 0.02 | 0.02
Geo | 0 | 0 | 0 | 0 | 0 | 0
H | 0 | 0 | 0 | 0 | 0 | 0
LFG | 0 | 0 | 0 | 0 | 0 | 0
Nuc | 0 | 0 | 0 | 0 | 0 | 0
PS | 0 | 0 | 0 | 0 | 0 | 0
PV | 0 | 0 | 0 | 0 | 0 | 0
PeakG | 0 | 0 | 0 | 0 | 0 | 0
PeakO | 0 | 0 | 0 | 0 | 0 | 0
ST | 0 | 0 | 0 | 0 | 0 | 0
STOG | 0 | 0 | 0 | 0 | 0 | 0
STWD | 0 | 0 | 0 | 0 | 0 | 0
WT | 0 | 0 | 0 | 0 | 0 | 0
IGCC | 0 | 0 | 0 | 0 | 0 | 0
DemandResponse | 0 | 0 | 0 | 0 | 0 | 0
IGCC-CCS | 0 | 0 | 0 | 0 | 0 | 0
WT_off | 0 | 0 | 0 | 0 | 0 | 0
PseudoUnit | 0 | 0 | 0 | 0 | 0 | 0
FixedInterchange | 0 | 0 | 0 | 0 | 0 | 0
NOx Emissions (MMshortTons): Nebraska
ReportingType | 2015 | 2020 | 2025 | 2030 | 2035 | 2040
BM | 0 | 0 | 0 | 0 | 0 | 0
CC | 0 | 0 | 0 | 0 | 0 | 0
CSP | 0 | 0 | 0 | 0 | 0 | 0
CT | 0 | 0 | 0 | 0 | 0 | 0
Coal | 0.04 | 0.04 | 0.03 | 0.02 | 0.02 | 0.02
Geo | 0 | 0 | 0 | 0 | 0 | 0
H | 0 | 0 | 0 | 0 | 0 | 0
LFG | 0 | 0 | 0 | 0 | 0 | 0
Nuc | 0 | 0 | 0 | 0 | 0 | 0
PS | 0 | 0 | 0 | 0 | 0 | 0
PV | 0 | 0 | 0 | 0 | 0 | 0
PeakG | 0 | 0 | 0 | 0 | 0 | 0
PeakO | 0 | 0 | 0 | 0 | 0 | 0
ST | 0 | 0 | 0 | 0 | 0 | 0
STOG | 0 | 0 | 0 | 0 | 0 | 0
STWD | 0 | 0 | 0 | 0 | 0 | 0
WT | 0 | 0 | 0 | 0 | 0 | 0
IGCC | 0 | 0 | 0 | 0 | 0 | 0
DemandResponse | 0 | 0 | 0 | 0 | 0 | 0
IGCC-CCS | 0 | 0 | 0 | 0 | 0 | 0
WT_off | 0 | 0 | 0 | 0 | 0 | 0
PseudoUnit | 0 | 0 | 0 | 0 | 0 | 0
FixedInterchange | 0 | 0 | 0 | 0 | 0 | 0
NOx Emissions (MMshortTons): NEISO
ReportingType | 2015 | 2020 | 2025 | 2030 | 2035 | 2040
BM | 0 | 0 | 0 | 0 | 0 | 0
CC | 0 | 0 | 0 | 0 | 0 | 0
CSP | 0 | 0 | 0 | 0 | 0 | 0
CT | 0 | 0 | 0 | 0 | 0 | 0
Coal | 0.01 | 0.01 | 0.01 | 0.01 | 0.01 | 0.01
Geo | 0 | 0 | 0 | 0 | 0 | 0
H | 0 | 0 | 0 | 0 | 0 | 0
LFG | 0 | 0 | 0 | 0 | 0 | 0
Nuc | 0 | 0 | 0 | 0 | 0 | 0
PS | 0 | 0 | 0 | 0 | 0 | 0
PV | 0 | 0 | 0 | 0 | 0 | 0
PeakG | 0 | 0 | 0 | 0 | 0 | 0
PeakO | 0 | 0 | 0 | 0 | 0 | 0
ST | 0 | 0 | 0 | 0 | 0 | 0
STOG | 0 | 0 | 0 | 0 | 0 | 0
STWD | 0 | 0 | 0 | 0 | 0 | 0
WT | 0 | 0 | 0 | 0 | 0 | 0
IGCC | 0 | 0 | 0 | 0 | 0 | 0
DemandResponse | 0 | 0 | 0 | 0 | 0 | 0
IGCC-CCS | 0 | 0 | 0 | 0 | 0 | 0
WT_off | 0 | 0 | 0 | 0 | 0 | 0
PseudoUnit | 0 | 0 | 0 | 0 | 0 | 0
FixedInterchange | 0 | 0 | 0 | 0 | 0 | 0
NOx Emissions (MMshortTons): NonRTO_Midwest
ReportingType | 2015 | 2020 | 2025 | 2030 | 2035 | 2040
BM | 0 | 0 | 0 | 0 | 0 | 0
CC | 0 | 0 | 0 | 0 | 0 | 0
CSP | 0 | 0 | 0 | 0 | 0 | 0
CT | 0 | 0 | 0 | 0 | 0 | 0
Coal | 0.04 | 0.04 | 0.05 | 0.04 | 0.05 | 0.04
Geo | 0 | 0 | 0 | 0 | 0 | 0
H | 0 | 0 | 0 | 0 | 0 | 0
LFG | 0 | 0 | 0 | 0 | 0 | 0
Nuc | 0 | 0 | 0 | 0 | 0 | 0
PS | 0 | 0 | 0 | 0 | 0 | 0
PV | 0 | 0 | 0 | 0 | 0 | 0
PeakG | 0 | 0 | 0 | 0 | 0 | 0
PeakO | 0 | 0 | 0 | 0 | 0 | 0
ST | 0 | 0 | 0 | 0 | 0 | 0
STOG | 0 | 0 | 0 | 0 | 0 | 0
STWD | 0 | 0 | 0 | 0 | 0 | 0
WT | 0 | 0 | 0 | 0 | 0 | 0
IGCC | 0 | 0 | 0 | 0 | 0 | 0
DemandResponse | 0 | 0 | 0 | 0 | 0 | 0
IGCC-CCS | 0 | 0 | 0 | 0 | 0 | 0
WT_off | 0 | 0 | 0 | 0 | 0 | 0
PseudoUnit | 0 | 0 | 0 | 0 | 0 | 0
FixedInterchange | 0 | 0 | 0 | 0 | 0 | 0
NOx Emissions (MMshortTons): NYISO_A-F
ReportingType | 2015 | 2020 | 2025 | 2030 | 2035 | 2040
BM | 0 | 0 | 0 | 0 | 0 | 0
CC | 0 | 0 | 0 | 0 | 0 | 0
CSP | 0 | 0 | 0 | 0 | 0 | 0
CT | 0 | 0 | 0 | 0 | 0 | 0
Coal | 0.01 | 0.01 | 0.01 | 0.01 | 0.01 | 0.01
Geo | 0 | 0 | 0 | 0 | 0 | 0
H | 0 | 0 | 0 | 0 | 0 | 0
LFG | 0 | 0 | 0 | 0 | 0 | 0
Nuc | 0 | 0 | 0 | 0 | 0 | 0
PS | 0 | 0 | 0 | 0 | 0 | 0
PV | 0 | 0 | 0 | 0 | 0 | 0
PeakG | 0 | 0 | 0 | 0 | 0 | 0
PeakO | 0 | 0 | 0 | 0 | 0 | 0
ST | 0 | 0 | 0 | 0 | 0 | 0
STOG | 0 | 0 | 0 | 0 | 0 | 0
STWD | 0 | 0 | 0 | 0 | 0 | 0
WT | 0 | 0 | 0 | 0 | 0 | 0
IGCC | 0 | 0 | 0 | 0 | 0 | 0
DemandResponse | 0 | 0 | 0 | 0 | 0 | 0
IGCC-CCS | 0 | 0 | 0 | 0 | 0 | 0
WT_off | 0 | 0 | 0 | 0 | 0 | 0
PseudoUnit | 0 | 0 | 0 | 0 | 0 | 0
FixedInterchange | 0 | 0 | 0 | 0 | 0 | 0
NOx Emissions (MMshortTons): NYISO_G-I
ReportingType | 2015 | 2020 | 2025 | 2030 | 2035 | 2040
BM | 0 | 0 | 0 | 0 | 0 | 0
CC | 0 | 0 | 0 | 0 | 0 | 0
CSP | 0 | 0 | 0 | 0 | 0 | 0
CT | 0 | 0 | 0 | 0 | 0 | 0
Coal | 0 | 0 | 0 | 0 | 0 | 0
Geo | 0 | 0 | 0 | 0 | 0 | 0
H | 0 | 0 | 0 | 0 | 0 | 0
LFG | 0 | 0 | 0 | 0 | 0 | 0
Nuc | 0 | 0 | 0 | 0 | 0 | 0
PS | 0 | 0 | 0 | 0 | 0 | 0
PV | 0 | 0 | 0 | 0 | 0 | 0
PeakG | 0 | 0 | 0 | 0 | 0 | 0
PeakO | 0 | 0 | 0 | 0 | 0 | 0
ST | 0 | 0 | 0 | 0 | 0 | 0
STOG | 0 | 0 | 0 | 0 | 0 | 0
STWD | 0 | 0 | 0 | 0 | 0 | 0
WT | 0 | 0 | 0 | 0 | 0 | 0
IGCC | 0 | 0 | 0 | 0 | 0 | 0
DemandResponse | 0 | 0 | 0 | 0 | 0 | 0
IGCC-CCS | 0 | 0 | 0 | 0 | 0 | 0
WT_off | 0 | 0 | 0 | 0 | 0 | 0
PseudoUnit | 0 | 0 | 0 | 0 | 0 | 0
FixedInterchange | 0 | 0 | 0 | 0 | 0 | 0
NOx Emissions (MMshortTons): NYISO_J-K
ReportingType | 2015 | 2020 | 2025 | 2030 | 2035 | 2040
BM | 0 | 0 | 0 | 0 | 0 | 0
CC | 0 | 0 | 0 | 0 | 0 | 0
CSP | 0 | 0 | 0 | 0 | 0 | 0
CT | 0 | 0 | 0 | 0 | 0 | 0
Coal | 0 | 0 | 0 | 0 | 0 | 0
Geo | 0 | 0 | 0 | 0 | 0 | 0
H | 0 | 0 | 0 | 0 | 0 | 0
LFG | 0 | 0 | 0 | 0 | 0 | 0
Nuc | 0 | 0 | 0 | 0 | 0 | 0
PS | 0 | 0 | 0 | 0 | 0 | 0
PV | 0 | 0 | 0 | 0 | 0 | 0
PeakG | 0 | 0 | 0 | 0 | 0 | 0
PeakO | 0 | 0 | 0 | 0 | 0 | 0
ST | 0 | 0 | 0 | 0 | 0 | 0
STOG | 0 | 0 | 0 | 0 | 0 | 0
STWD | 0 | 0 | 0 | 0 | 0 | 0
WT | 0 | 0 | 0 | 0 | 0 | 0
IGCC | 0 | 0 | 0 | 0 | 0 | 0
DemandResponse | 0 | 0 | 0 | 0 | 0 | 0
IGCC-CCS | 0 | 0 | 0 | 0 | 0 | 0
WT_off | 0 | 0 | 0 | 0 | 0 | 0
PseudoUnit | 0 | 0 | 0 | 0 | 0 | 0
FixedInterchange | 0 | 0 | 0 | 0 | 0 | 0
NOx Emissions (MMshortTons): PJM_E
ReportingType | 2015 | 2020 | 2025 | 2030 | 2035 | 2040
BM | 0 | 0 | 0 | 0 | 0 | 0
CC | 0 | 0 | 0 | 0 | 0 | 0
CSP | 0 | 0 | 0 | 0 | 0 | 0
CT | 0 | 0 | 0 | 0 | 0 | 0
Coal | 0 | 0 | 0 | 0 | 0 | 0
Geo | 0 | 0 | 0 | 0 | 0 | 0
H | 0 | 0 | 0 | 0 | 0 | 0
LFG | 0 | 0 | 0 | 0 | 0 | 0
Nuc | 0 | 0 | 0 | 0 | 0 | 0
PS | 0 | 0 | 0 | 0 | 0 | 0
PV | 0 | 0 | 0 | 0 | 0 | 0
PeakG | 0 | 0 | 0 | 0 | 0 | 0
PeakO | 0 | 0 | 0 | 0 | 0 | 0
ST | 0 | 0 | 0 | 0 | 0 | 0
STOG | 0 | 0 | 0 | 0 | 0 | 0
STWD | 0 | 0 | 0 | 0 | 0 | 0
WT | 0 | 0 | 0 | 0 | 0 | 0
IGCC | 0 | 0 | 0 | 0 | 0 | 0
DemandResponse | 0 | 0 | 0 | 0 | 0 | 0
IGCC-CCS | 0 | 0 | 0 | 0 | 0 | 0
WT_off | 0 | 0 | 0 | 0 | 0 | 0
PseudoUnit | 0 | 0 | 0 | 0 | 0 | 0
FixedInterchange | 0 | 0 | 0 | 0 | 0 | 0
NOx Emissions (MMshortTons): PJM_ROM
ReportingType | 2015 | 2020 | 2025 | 2030 | 2035 | 2040
BM | 0 | 0 | 0 | 0 | 0 | 0
CC | 0 | 0 | 0 | 0 | 0 | 0
CSP | 0 | 0 | 0 | 0 | 0 | 0
CT | 0 | 0 | 0 | 0 | 0 | 0
Coal | 0.06 | 0.06 | 0.06 | 0.06 | 0.06 | 0.06
Geo | 0 | 0 | 0 | 0 | 0 | 0
H | 0 | 0 | 0 | 0 | 0 | 0
LFG | 0 | 0 | 0 | 0 | 0 | 0
Nuc | 0 | 0 | 0 | 0 | 0 | 0
PS | 0 | 0 | 0 | 0 | 0 | 0
PV | 0 | 0 | 0 | 0 | 0 | 0
PeakG | 0 | 0 | 0 | 0 | 0 | 0
PeakO | 0 | 0 | 0 | 0 | 0 | 0
ST | 0 | 0 | 0 | 0 | 0 | 0
STOG | 0 | 0 | 0 | 0 | 0 | 0
STWD | 0 | 0 | 0 | 0 | 0 | 0
WT | 0 | 0 | 0 | 0 | 0 | 0
IGCC | 0 | 0 | 0 | 0 | 0 | 0
DemandResponse | 0 | 0 | 0 | 0 | 0 | 0
IGCC-CCS | 0 | 0 | 0 | 0 | 0 | 0
WT_off | 0 | 0 | 0 | 0 | 0 | 0
PseudoUnit | 0 | 0 | 0 | 0 | 0 | 0
FixedInterchange | 0 | 0 | 0 | 0 | 0 | 0
NOx Emissions (MMshortTons): PJM_ROR
ReportingType | 2015 | 2020 | 2025 | 2030 | 2035 | 2040
BM | 0 | 0 | 0 | 0 | 0 | 0
CC | 0 | 0 | 0 | 0 | 0 | 0
CSP | 0 | 0 | 0 | 0 | 0 | 0
CT | 0 | 0 | 0 | 0 | 0 | 0
Coal | 0.34 | 0.27 | 0.27 | 0.26 | 0.28 | 0.29
Geo | 0 | 0 | 0 | 0 | 0 | 0
H | 0 | 0 | 0 | 0 | 0 | 0
LFG | 0 | 0 | 0 | 0 | 0 | 0
Nuc | 0 | 0 | 0 | 0 | 0 | 0
PS | 0 | 0 | 0 | 0 | 0 | 0
PV | 0 | 0 | 0 | 0 | 0 | 0
PeakG | 0 | 0 | 0 | 0 | 0 | 0
PeakO | 0 | 0 | 0 | 0 | 0 | 0
ST | 0 | 0 | 0 | 0 | 0 | 0
STOG | 0 | 0 | 0 | 0 | 0 | 0
STWD | 0 | 0 | 0 | 0 | 0 | 0
WT | 0 | 0 | 0 | 0 | 0 | 0
IGCC | 0 | 0 | 0 | 0 | 0 | 0
DemandResponse | 0 | 0 | 0 | 0 | 0 | 0
IGCC-CCS | 0 | 0 | 0 | 0 | 0 | 0
WT_off | 0 | 0 | 0 | 0 | 0 | 0
PseudoUnit | 0 | 0 | 0 | 0 | 0 | 0
FixedInterchange | 0 | 0 | 0 | 0 | 0 | 0
NOx Emissions (MMshortTons): SOCO
ReportingType | 2015 | 2020 | 2025 | 2030 | 2035 | 2040
BM | 0 | 0 | 0 | 0 | 0 | 0
CC | 0 | 0 | 0 | 0 | 0 | 0
CSP | 0 | 0 | 0 | 0 | 0 | 0
CT | 0 | 0 | 0 | 0 | 0 | 0
Coal | 0.11 | 0.11 | 0.11 | 0.11 | 0.11 | 0.13
Geo | 0 | 0 | 0 | 0 | 0 | 0
H | 0 | 0 | 0 | 0 | 0 | 0
LFG | 0 | 0 | 0 | 0 | 0 | 0
Nuc | 0 | 0 | 0 | 0 | 0 | 0
PS | 0 | 0 | 0 | 0 | 0 | 0
PV | 0 | 0 | 0 | 0 | 0 | 0
PeakG | 0 | 0 | 0 | 0 | 0 | 0
PeakO | 0 | 0 | 0 | 0 | 0 | 0
ST | 0 | 0 | 0 | 0 | 0 | 0
STOG | 0 | 0 | 0 | 0 | 0 | 0
STWD | 0 | 0 | 0 | 0 | 0 | 0
WT | 0 | 0 | 0 | 0 | 0 | 0
IGCC | 0 | 0 | 0 | 0 | 0 | 0
DemandResponse | 0 | 0 | 0 | 0 | 0 | 0
IGCC-CCS | 0 | 0 | 0 | 0 | 0 | 0
WT_off | 0 | 0 | 0 | 0 | 0 | 0
PseudoUnit | 0 | 0 | 0 | 0 | 0 | 0
FixedInterchange | 0 | 0 | 0 | 0 | 0 | 0
NOx Emissions (MMshortTons): SPP_N
ReportingType | 2015 | 2020 | 2025 | 2030 | 2035 | 2040
BM | 0 | 0 | 0 | 0 | 0 | 0
CC | 0 | 0 | 0 | 0 | 0 | 0
CSP | 0 | 0 | 0 | 0 | 0 | 0
CT | 0 | 0 | 0 | 0 | 0 | 0
Coal | 0.07 | 0.06 | 0.05 | 0.03 | 0.03 | 0.03
Geo | 0 | 0 | 0 | 0 | 0 | 0
H | 0 | 0 | 0 | 0 | 0 | 0
LFG | 0 | 0 | 0 | 0 | 0 | 0
Nuc | 0 | 0 | 0 | 0 | 0 | 0
PS | 0 | 0 | 0 | 0 | 0 | 0
PV | 0 | 0 | 0 | 0 | 0 | 0
PeakG | 0 | 0 | 0 | 0 | 0 | 0
PeakO | 0 | 0 | 0 | 0 | 0 | 0
ST | 0 | 0 | 0 | 0 | 0 | 0
STOG | 0 | 0 | 0 | 0 | 0 | 0
STWD | 0 | 0 | 0 | 0 | 0 | 0
WT | 0 | 0 | 0 | 0 | 0 | 0
IGCC | 0 | 0 | 0 | 0 | 0 | 0
DemandResponse | 0 | 0 | 0 | 0 | 0 | 0
IGCC-CCS | 0 | 0 | 0 | 0 | 0 | 0
WT_off | 0 | 0 | 0 | 0 | 0 | 0
PseudoUnit | 0 | 0 | 0 | 0 | 0 | 0
FixedInterchange | 0 | 0 | 0 | 0 | 0 | 0
NOx Emissions (MMshortTons): SPP_S
ReportingType | 2015 | 2020 | 2025 | 2030 | 2035 | 2040
BM | 0 | 0 | 0 | 0 | 0 | 0
CC | 0 | 0 | 0 | 0 | 0 | 0
CSP | 0 | 0 | 0 | 0 | 0 | 0
CT | 0 | 0 | 0 | 0 | 0 | 0
Coal | 0.12 | 0.11 | 0.07 | 0.03 | 0.05 | 0.04
Geo | 0 | 0 | 0 | 0 | 0 | 0
H | 0 | 0 | 0 | 0 | 0 | 0
LFG | 0 | 0 | 0 | 0 | 0 | 0
Nuc | 0 | 0 | 0 | 0 | 0 | 0
PS | 0 | 0 | 0 | 0 | 0 | 0
PV | 0 | 0 | 0 | 0 | 0 | 0
PeakG | 0 | 0 | 0 | 0 | 0 | 0
PeakO | 0 | 0 | 0 | 0 | 0 | 0
ST | 0 | 0 | 0 | 0 | 0 | 0
STOG | 0 | 0 | 0 | 0 | 0 | 0
STWD | 0 | 0 | 0 | 0 | 0 | 0
WT | 0 | 0 | 0 | 0 | 0 | 0
IGCC | 0 | 0 | 0 | 0 | 0 | 0
DemandResponse | 0 | 0 | 0 | 0 | 0 | 0
IGCC-CCS | 0 | 0 | 0 | 0 | 0 | 0
WT_off | 0 | 0 | 0 | 0 | 0 | 0
PseudoUnit | 0 | 0 | 0 | 0 | 0 | 0
FixedInterchange | 0 | 0 | 0 | 0 | 0 | 0
NOx Emissions (MMshortTons): TVA
ReportingType | 2015 | 2020 | 2025 | 2030 | 2035 | 2040
BM | 0 | 0 | 0 | 0 | 0 | 0
CC | 0 | 0 | 0 | 0 | 0 | 0
CSP | 0 | 0 | 0 | 0 | 0 | 0
CT | 0 | 0 | 0 | 0 | 0 | 0
Coal | 0.07 | 0.07 | 0.07 | 0.07 | 0.08 | 0.08
Geo | 0 | 0 | 0 | 0 | 0 | 0
H | 0 | 0 | 0 | 0 | 0 | 0
LFG | 0 | 0 | 0 | 0 | 0 | 0
Nuc | 0 | 0 | 0 | 0 | 0 | 0
PS | 0 | 0 | 0 | 0 | 0 | 0
PV | 0 | 0 | 0 | 0 | 0 | 0
PeakG | 0 | 0 | 0 | 0 | 0 | 0
PeakO | 0 | 0 | 0 | 0 | 0 | 0
ST | 0 | 0 | 0 | 0 | 0 | 0
STOG | 0 | 0 | 0 | 0 | 0 | 0
STWD | 0 | 0 | 0 | 0 | 0 | 0
WT | 0 | 0 | 0 | 0 | 0 | 0
IGCC | 0 | 0 | 0 | 0 | 0 | 0
DemandResponse | 0 | 0 | 0 | 0 | 0 | 0
IGCC-CCS | 0 | 0 | 0 | 0 | 0 | 0
WT_off | 0 | 0 | 0 | 0 | 0 | 0
PseudoUnit | 0 | 0 | 0 | 0 | 0 | 0
FixedInterchange | 0 | 0 | 0 | 0 | 0 | 0
NOx Emissions (MMshortTons): TVA_Transmission
ReportingType | 2015 | 2020 | 2025 | 2030 | 2035 | 2040
BM | 0 | 0 | 0 | 0 | 0 | 0
CC | 0 | 0 | 0 | 0 | 0 | 0
CSP | 0 | 0 | 0 | 0 | 0 | 0
CT | 0 | 0 | 0 | 0 | 0 | 0
Coal | 0 | 0 | 0 | 0 | 0 | 0
Geo | 0 | 0 | 0 | 0 | 0 | 0
H | 0 | 0 | 0 | 0 | 0 | 0
LFG | 0 | 0 | 0 | 0 | 0 | 0
Nuc | 0 | 0 | 0 | 0 | 0 | 0
PS | 0 | 0 | 0 | 0 | 0 | 0
PV | 0 | 0 | 0 | 0 | 0 | 0
PeakG | 0 | 0 | 0 | 0 | 0 | 0
PeakO | 0 | 0 | 0 | 0 | 0 | 0
ST | 0 | 0 | 0 | 0 | 0 | 0
STOG | 0 | 0 | 0 | 0 | 0 | 0
STWD | 0 | 0 | 0 | 0 | 0 | 0
WT | 0 | 0 | 0 | 0 | 0 | 0
IGCC | 0 | 0 | 0 | 0 | 0 | 0
DemandResponse | 0 | 0 | 0 | 0 | 0 | 0
IGCC-CCS | 0 | 0 | 0 | 0 | 0 | 0
WT_off | 0 | 0 | 0 | 0 | 0 | 0
PseudoUnit | 0 | 0 | 0 | 0 | 0 | 0
FixedInterchange | 0 | 0 | 0 | 0 | 0 | 0
NOx Emissions (MMshortTons): VACAR
ReportingType | 2015 | 2020 | 2025 | 2030 | 2035 | 2040
BM | 0 | 0 | 0 | 0 | 0 | 0
CC | 0 | 0 | 0 | 0 | 0 | 0
CSP | 0 | 0 | 0 | 0 | 0 | 0
CT | 0 | 0 | 0 | 0 | 0 | 0
Coal | 0.06 | 0.06 | 0.07 | 0.06 | 0.08 | 0.08
Geo | 0 | 0 | 0 | 0 | 0 | 0
H | 0 | 0 | 0 | 0 | 0 | 0
LFG | 0 | 0 | 0 | 0 | 0 | 0
Nuc | 0 | 0 | 0 | 0 | 0 | 0
PS | 0 | 0 | 0 | 0 | 0 | 0
PV | 0 | 0 | 0 | 0 | 0 | 0
PeakG | 0 | 0 | 0 | 0 | 0 | 0
PeakO | 0 | 0 | 0 | 0 | 0 | 0
ST | 0 | 0 | 0 | 0 | 0 | 0
STOG | 0 | 0 | 0 | 0 | 0 | 0
STWD | 0 | 0 | 0 | 0 | 0 | 0
WT | 0 | 0 | 0 | 0 | 0 | 0
IGCC | 0 | 0 | 0 | 0 | 0 | 0
DemandResponse | 0 | 0 | 0 | 0 | 0 | 0
IGCC-CCS | 0 | 0 | 0 | 0 | 0 | 0
WT_off | 0 | 0 | 0 | 0 | 0 | 0
PseudoUnit | 0 | 0 | 0 | 0 | 0 | 0
FixedInterchange | 0 | 0 | 0 | 0 | 0 | 0
NOx Emissions (MMshortTons): IESO
ReportingType | 2015 | 2020 | 2025 | 2030 | 2035 | 2040
BM | 0 | 0 | 0 | 0 | 0 | 0
CC | 0 | 0 | 0 | 0 | 0 | 0
CSP | 0 | 0 | 0 | 0 | 0 | 0
CT | 0 | 0 | 0 | 0 | 0 | 0
Coal | 0 | 0 | 0 | 0 | 0 | 0
Geo | 0 | 0 | 0 | 0 | 0 | 0
H | 0 | 0 | 0 | 0 | 0 | 0
LFG | 0 | 0 | 0 | 0 | 0 | 0
Nuc | 0 | 0 | 0 | 0 | 0 | 0
PS | 0 | 0 | 0 | 0 | 0 | 0
PV | 0 | 0 | 0 | 0 | 0 | 0
PeakG | 0 | 0 | 0 | 0 | 0 | 0
PeakO | 0 | 0 | 0 | 0 | 0 | 0
ST | 0 | 0 | 0 | 0 | 0 | 0
STOG | 0 | 0 | 0 | 0 | 0 | 0
STWD | 0 | 0 | 0 | 0 | 0 | 0
WT | 0 | 0 | 0 | 0 | 0 | 0
IGCC | 0 | 0 | 0 | 0 | 0 | 0
DemandResponse | 0 | 0 | 0 | 0 | 0 | 0
IGCC-CCS | 0 | 0 | 0 | 0 | 0 | 0
WT_off | 0 | 0 | 0 | 0 | 0 | 0
PseudoUnit | 0 | 0 | 0 | 0 | 0 | 0
FixedInterchange | 0 | 0 | 0 | 0 | 0 | 0
NOx Emissions (MMshortTons): MAPP_CA
ReportingType | 2015 | 2020 | 2025 | 2030 | 2035 | 2040
BM | 0 | 0 | 0 | 0 | 0 | 0
CC | 0 | 0 | 0 | 0 | 0 | 0
CSP | 0 | 0 | 0 | 0 | 0 | 0
CT | 0 | 0 | 0 | 0 | 0 | 0
Coal | 0 | 0.01 | 0 | 0 | 0 | 0
Geo | 0 | 0 | 0 | 0 | 0 | 0
H | 0 | 0 | 0 | 0 | 0 | 0
LFG | 0 | 0 | 0 | 0 | 0 | 0
Nuc | 0 | 0 | 0 | 0 | 0 | 0
PS | 0 | 0 | 0 | 0 | 0 | 0
PV | 0 | 0 | 0 | 0 | 0 | 0
PeakG | 0 | 0 | 0 | 0 | 0 | 0
PeakO | 0 | 0 | 0 | 0 | 0 | 0
ST | 0 | 0 | 0 | 0 | 0 | 0
STOG | 0 | 0 | 0 | 0 | 0 | 0
STWD | 0 | 0 | 0 | 0 | 0 | 0
WT | 0 | 0 | 0 | 0 | 0 | 0
IGCC | 0 | 0 | 0 | 0 | 0 | 0
DemandResponse | 0 | 0 | 0 | 0 | 0 | 0
IGCC-CCS | 0 | 0 | 0 | 0 | 0 | 0
WT_off | 0 | 0 | 0 | 0 | 0 | 0
PseudoUnit | 0 | 0 | 0 | 0 | 0 | 0
FixedInterchange | 0 | 0 | 0 | 0 | 0 | 0
NOx Emissions (MMshortTons): AZ_NM_SNV_Coal
ReportingType | 2015 | 2020 | 2025 | 2030 | 2035 | 2040
BM | 0 | 0 | 0 | 0 | 0 | 0
CC | 0 | 0 | 0 | 0 | 0 | 0
CSP | 0 | 0 | 0 | 0 | 0 | 0
CT | 0 | 0 | 0 | 0 | 0 | 0
Coal | 0.12 | 0.13 | 0.15 | 0.17 | 0.17 | 0.17
Geo | 0 | 0 | 0 | 0 | 0 | 0
H | 0 | 0 | 0 | 0 | 0 | 0
LFG | 0 | 0 | 0 | 0 | 0 | 0
Nuc | 0 | 0 | 0 | 0 | 0 | 0
PS | 0 | 0 | 0 | 0 | 0 | 0
PV | 0 | 0 | 0 | 0 | 0 | 0
PeakG | 0 | 0 | 0 | 0 | 0 | 0
PeakO | 0 | 0 | 0 | 0 | 0 | 0
ST | 0 | 0 | 0 | 0 | 0 | 0
STOG | 0 | 0 | 0 | 0 | 0 | 0
STWD | 0 | 0 | 0 | 0 | 0 | 0
WT | 0 | 0 | 0 | 0 | 0 | 0
IGCC | 0 | 0 | 0 | 0 | 0 | 0
DemandResponse | 0 | 0 | 0 | 0 | 0 | 0
IGCC-CCS | 0 | 0 | 0 | 0 | 0 | 0
WT_off | 0 | 0 | 0 | 0 | 0 | 0
PseudoUnit | 0 | 0 | 0 | 0 | 0 | 0
FixedInterchange | 0 | 0 | 0 | 0 | 0 | 0
NOx Emissions (MMshortTons): AZ_NM_SNV_Gas
ReportingType | 2015 | 2020 | 2025 | 2030 | 2035 | 2040
BM | 0 | 0 | 0 | 0 | 0 | 0
CC | 0.01 | 0.01 | 0 | 0 | 0 | 0
CSP | 0 | 0 | 0 | 0 | 0 | 0
CT | 0 | 0 | 0 | 0 | 0 | 0
Coal | 0 | 0 | 0 | 0 | 0 | 0
Geo | 0 | 0 | 0 | 0 | 0 | 0
H | 0 | 0 | 0 | 0 | 0 | 0
LFG | 0 | 0 | 0 | 0 | 0 | 0
Nuc | 0 | 0 | 0 | 0 | 0 | 0
PS | 0 | 0 | 0 | 0 | 0 | 0
PV | 0 | 0 | 0 | 0 | 0 | 0
PeakG | 0 | 0 | 0 | 0 | 0 | 0
PeakO | 0 | 0 | 0 | 0 | 0 | 0
ST | 0 | 0 | 0 | 0 | 0 | 0
STOG | 0 | 0 | 0 | 0 | 0 | 0
STWD | 0 | 0 | 0 | 0 | 0 | 0
WT | 0 | 0 | 0 | 0 | 0 | 0
IGCC | 0 | 0 | 0 | 0 | 0 | 0
DemandResponse | 0 | 0 | 0 | 0 | 0 | 0
IGCC-CCS | 0 | 0 | 0 | 0 | 0 | 0
WT_off | 0 | 0 | 0 | 0 | 0 | 0
PseudoUnit | 0 | 0 | 0 | 0 | 0 | 0
FixedInterchange | 0 | 0 | 0 | 0 | 0 | 0
NOx Emissions (MMshortTons): AZ_NM_SNV_NucRenew
ReportingType | 2015 | 2020 | 2025 | 2030 | 2035 | 2040
BM | 0 | 0 | 0 | 0 | 0 | 0
CC | 0 | 0 | 0 | 0 | 0 | 0
CSP | 0 | 0 | 0 | 0 | 0 | 0
CT | 0 | 0 | 0 | 0 | 0 | 0
Coal | 0 | 0 | 0 | 0 | 0 | 0
Geo | 0 | 0 | 0 | 0 | 0 | 0
H | 0 | 0 | 0 | 0 | 0 | 0
LFG | 0 | 0 | 0 | 0 | 0 | 0
Nuc | 0 | 0 | 0 | 0 | 0 | 0
PS | 0 | 0 | 0 | 0 | 0 | 0
PV | 0 | 0 | 0 | 0 | 0 | 0
PeakG | 0 | 0 | 0 | 0 | 0 | 0
PeakO | 0 | 0 | 0 | 0 | 0 | 0
ST | 0 | 0 | 0 | 0 | 0 | 0
STOG | 0 | 0 | 0 | 0 | 0 | 0
STWD | 0 | 0 | 0 | 0 | 0 | 0
WT | 0 | 0 | 0 | 0 | 0 | 0
IGCC | 0 | 0 | 0 | 0 | 0 | 0
DemandResponse | 0 | 0 | 0 | 0 | 0 | 0
IGCC-CCS | 0 | 0 | 0 | 0 | 0 | 0
WT_off | 0 | 0 | 0 | 0 | 0 | 0
PseudoUnit | 0 | 0 | 0 | 0 | 0 | 0
FixedInterchange | 0 | 0 | 0 | 0 | 0 | 0
NOx Emissions (MMshortTons): ERCOT
ReportingType | 2015 | 2020 | 2025 | 2030 | 2035 | 2040
BM | 0 | 0 | 0 | 0 | 0 | 0
CC | 0.01 | 0.01 | 0.01 | 0.01 | 0 | 0
CSP | 0 | 0 | 0 | 0 | 0 | 0
CT | 0 | 0 | 0 | 0 | 0 | 0
Coal | 0.1 | 0.1 | 0.1 | 0.09 | 0.09 | 0.1
Geo | 0 | 0 | 0 | 0 | 0 | 0
H | 0 | 0 | 0 | 0 | 0 | 0
LFG | 0 | 0 | 0 | 0 | 0 | 0
Nuc | 0 | 0 | 0 | 0 | 0 | 0
PS | 0 | 0 | 0 | 0 | 0 | 0
PV | 0 | 0 | 0 | 0 | 0 | 0
PeakG | 0 | 0 | 0 | 0 | 0 | 0
PeakO | 0 | 0 | 0 | 0 | 0 | 0
ST | 0 | 0 | 0 | 0 | 0 | 0
STOG | 0 | 0 | 0 | 0 | 0 | 0
STWD | 0 | 0 | 0 | 0 | 0 | 0
WT | 0 | 0 | 0 | 0 | 0 | 0
IGCC | 0 | 0 | 0 | 0 | 0 | 0
DemandResponse | 0 | 0 | 0 | 0 | 0 | 0
IGCC-CCS | 0 | 0 | 0 | 0 | 0 | 0
WT_off | 0 | 0 | 0 | 0 | 0 | 0
PseudoUnit | 0 | 0 | 0 | 0 | 0 | 0
FixedInterchange | 0 | 0 | 0 | 0 | 0 | 0
NOx Emissions (MMshortTons): NP15
ReportingType | 2015 | 2020 | 2025 | 2030 | 2035 | 2040
BM | 0 | 0 | 0 | 0 | 0 | 0
CC | 0 | 0 | 0 | 0 | 0 | 0
CSP | 0 | 0 | 0 | 0 | 0 | 0
CT | 0 | 0 | 0 | 0 | 0 | 0
Coal | 0 | 0 | 0 | 0 | 0 | 0
Geo | 0 | 0 | 0 | 0 | 0 | 0
H | 0 | 0 | 0 | 0 | 0 | 0
LFG | 0 | 0 | 0 | 0 | 0 | 0
Nuc | 0 | 0 | 0 | 0 | 0 | 0
PS | 0 | 0 | 0 | 0 | 0 | 0
PV | 0 | 0 | 0 | 0 | 0 | 0
PeakG | 0 | 0 | 0 | 0 | 0 | 0
PeakO | 0 | 0 | 0 | 0 | 0 | 0
ST | 0 | 0 | 0 | 0 | 0 | 0
STOG | 0 | 0 | 0 | 0 | 0 | 0
STWD | 0 | 0 | 0 | 0 | 0 | 0
WT | 0 | 0 | 0 | 0 | 0 | 0
IGCC | 0 | 0 | 0 | 0 | 0 | 0
DemandResponse | 0 | 0 | 0 | 0 | 0 | 0
IGCC-CCS | 0 | 0 | 0 | 0 | 0 | 0
WT_off | 0 | 0 | 0 | 0 | 0 | 0
PseudoUnit | 0 | 0 | 0 | 0 | 0 | 0
FixedInterchange | 0 | 0 | 0 | 0 | 0 | 0
NOx Emissions (MMshortTons): NWPP_Coal
ReportingType | 2015 | 2020 | 2025 | 2030 | 2035 | 2040
BM | 0 | 0 | 0 | 0 | 0 | 0
CC | 0 | 0 | 0 | 0 | 0 | 0
CSP | 0 | 0 | 0 | 0 | 0 | 0
CT | 0 | 0 | 0 | 0 | 0 | 0
Coal | 0.16 | 0.15 | 0.15 | 0.15 | 0.15 | 0.15
Geo | 0 | 0 | 0 | 0 | 0 | 0
H | 0 | 0 | 0 | 0 | 0 | 0
LFG | 0 | 0 | 0 | 0 | 0 | 0
Nuc | 0 | 0 | 0 | 0 | 0 | 0
PS | 0 | 0 | 0 | 0 | 0 | 0
PV | 0 | 0 | 0 | 0 | 0 | 0
PeakG | 0 | 0 | 0 | 0 | 0 | 0
PeakO | 0 | 0 | 0 | 0 | 0 | 0
ST | 0 | 0 | 0 | 0 | 0 | 0
STOG | 0 | 0 | 0 | 0 | 0 | 0
STWD | 0 | 0 | 0 | 0 | 0 | 0
WT | 0 | 0 | 0 | 0 | 0 | 0
IGCC | 0 | 0 | 0 | 0 | 0 | 0
DemandResponse | 0 | 0 | 0 | 0 | 0 | 0
IGCC-CCS | 0 | 0 | 0 | 0 | 0 | 0
WT_off | 0 | 0 | 0 | 0 | 0 | 0
PseudoUnit | 0 | 0 | 0 | 0 | 0 | 0
FixedInterchange | 0 | 0 | 0 | 0 | 0 | 0
NOx Emissions (MMshortTons): NWPP_Gas
ReportingType | 2015 | 2020 | 2025 | 2030 | 2035 | 2040
BM | 0 | 0 | 0 | 0 | 0 | 0
CC | 0 | 0 | 0 | 0 | 0 | 0
CSP | 0 | 0 | 0 | 0 | 0 | 0
CT | 0 | 0 | 0 | 0 | 0 | 0
Coal | 0 | 0 | 0 | 0 | 0 | 0
Geo | 0 | 0 | 0 | 0 | 0 | 0
H | 0 | 0 | 0 | 0 | 0 | 0
LFG | 0 | 0 | 0 | 0 | 0 | 0
Nuc | 0 | 0 | 0 | 0 | 0 | 0
PS | 0 | 0 | 0 | 0 | 0 | 0
PV | 0 | 0 | 0 | 0 | 0 | 0
PeakG | 0 | 0 | 0 | 0 | 0 | 0
PeakO | 0 | 0 | 0 | 0 | 0 | 0
ST | 0 | 0 | 0 | 0 | 0 | 0
STOG | 0 | 0 | 0 | 0 | 0 | 0
STWD | 0 | 0 | 0 | 0 | 0 | 0
WT | 0 | 0 | 0 | 0 | 0 | 0
IGCC | 0 | 0 | 0 | 0 | 0 | 0
DemandResponse | 0 | 0 | 0 | 0 | 0 | 0
IGCC-CCS | 0 | 0 | 0 | 0 | 0 | 0
WT_off | 0 | 0 | 0 | 0 | 0 | 0
PseudoUnit | 0 | 0 | 0 | 0 | 0 | 0
FixedInterchange | 0 | 0 | 0 | 0 | 0 | 0
NOx Emissions (MMshortTons): NWPP_NucRenew
ReportingType | 2015 | 2020 | 2025 | 2030 | 2035 | 2040
BM | 0 | 0 | 0 | 0 | 0 | 0
CC | 0 | 0 | 0 | 0 | 0 | 0
CSP | 0 | 0 | 0 | 0 | 0 | 0
CT | 0 | 0 | 0 | 0 | 0 | 0
Coal | 0 | 0 | 0 | 0 | 0 | 0
Geo | 0 | 0 | 0 | 0 | 0 | 0
H | 0 | 0 | 0 | 0 | 0 | 0
LFG | 0 | 0 | 0 | 0 | 0 | 0
Nuc | 0 | 0 | 0 | 0 | 0 | 0
PS | 0 | 0 | 0 | 0 | 0 | 0
PV | 0 | 0 | 0 | 0 | 0 | 0
PeakG | 0 | 0 | 0 | 0 | 0 | 0
PeakO | 0 | 0 | 0 | 0 | 0 | 0
ST | 0 | 0 | 0 | 0 | 0 | 0
STOG | 0 | 0 | 0 | 0 | 0 | 0
STWD | 0 | 0 | 0 | 0 | 0 | 0
WT | 0 | 0 | 0 | 0 | 0 | 0
IGCC | 0 | 0 | 0 | 0 | 0 | 0
DemandResponse | 0 | 0 | 0 | 0 | 0 | 0
IGCC-CCS | 0 | 0 | 0 | 0 | 0 | 0
WT_off | 0 | 0 | 0 | 0 | 0 | 0
PseudoUnit | 0 | 0 | 0 | 0 | 0 | 0
FixedInterchange | 0 | 0 | 0 | 0 | 0 | 0
NOx Emissions (MMshortTons): RMPA
ReportingType | 2015 | 2020 | 2025 | 2030 | 2035 | 2040
BM | 0 | 0 | 0 | 0 | 0 | 0
CC | 0 | 0 | 0 | 0 | 0 | 0
CSP | 0 | 0 | 0 | 0 | 0 | 0
CT | 0 | 0 | 0 | 0 | 0 | 0
Coal | 0.06 | 0.06 | 0.06 | 0.06 | 0.06 | 0.06
Geo | 0 | 0 | 0 | 0 | 0 | 0
H | 0 | 0 | 0 | 0 | 0 | 0
LFG | 0 | 0 | 0 | 0 | 0 | 0
Nuc | 0 | 0 | 0 | 0 | 0 | 0
PS | 0 | 0 | 0 | 0 | 0 | 0
PV | 0 | 0 | 0 | 0 | 0 | 0
PeakG | 0 | 0 | 0 | 0 | 0 | 0
PeakO | 0 | 0 | 0 | 0 | 0 | 0
ST | 0 | 0 | 0 | 0 | 0 | 0
STOG | 0 | 0 | 0 | 0 | 0 | 0
STWD | 0 | 0 | 0 | 0 | 0 | 0
WT | 0 | 0 | 0 | 0 | 0 | 0
IGCC | 0 | 0 | 0 | 0 | 0 | 0
DemandResponse | 0 | 0 | 0 | 0 | 0 | 0
IGCC-CCS | 0 | 0 | 0 | 0 | 0 | 0
WT_off | 0 | 0 | 0 | 0 | 0 | 0
PseudoUnit | 0 | 0 | 0 | 0 | 0 | 0
FixedInterchange | 0 | 0 | 0 | 0 | 0 | 0
NOx Emissions (MMshortTons): SP15
ReportingType | 2015 | 2020 | 2025 | 2030 | 2035 | 2040
BM | 0 | 0 | 0 | 0 | 0 | 0
CC | 0 | 0 | 0 | 0 | 0 | 0
CSP | 0 | 0 | 0 | 0 | 0 | 0
CT | 0 | 0 | 0 | 0 | 0 | 0
Coal | 0 | 0 | 0 | 0 | 0 | 0
Geo | 0 | 0 | 0 | 0 | 0 | 0
H | 0 | 0 | 0 | 0 | 0 | 0
LFG | 0 | 0 | 0 | 0 | 0 | 0
Nuc | 0 | 0 | 0 | 0 | 0 | 0
PS | 0 | 0 | 0 | 0 | 0 | 0
PV | 0 | 0 | 0 | 0 | 0 | 0
PeakG | 0 | 0 | 0 | 0 | 0 | 0
PeakO | 0 | 0 | 0 | 0 | 0 | 0
ST | 0 | 0 | 0 | 0 | 0 | 0
STOG | 0 | 0 | 0 | 0 | 0 | 0
STWD | 0 | 0 | 0 | 0 | 0 | 0
WT | 0 | 0 | 0 | 0 | 0 | 0
IGCC | 0 | 0 | 0 | 0 | 0 | 0
DemandResponse | 0 | 0 | 0 | 0 | 0 | 0
IGCC-CCS | 0 | 0 | 0 | 0 | 0 | 0
WT_off | 0 | 0 | 0 | 0 | 0 | 0
PseudoUnit | 0 | 0 | 0 | 0 | 0 | 0
FixedInterchange | 0 | 0 | 0 | 0 | 0 | 0
NOx Emissions (MMshortTons): ALB
ReportingType | 2015 | 2020 | 2025 | 2030 | 2035 | 2040
BM | 0 | 0 | 0 | 0 | 0 | 0
CC | 0 | 0 | 0 | 0 | 0 | 0
CSP | 0 | 0 | 0 | 0 | 0 | 0
CT | 0 | 0 | 0 | 0 | 0 | 0
Coal | 0.01 | 0.01 | 0.01 | 0.01 | 0.01 | 0.01
Geo | 0 | 0 | 0 | 0 | 0 | 0
H | 0 | 0 | 0 | 0 | 0 | 0
LFG | 0 | 0 | 0 | 0 | 0 | 0
Nuc | 0 | 0 | 0 | 0 | 0 | 0
PS | 0 | 0 | 0 | 0 | 0 | 0
PV | 0 | 0 | 0 | 0 | 0 | 0
PeakG | 0 | 0 | 0 | 0 | 0 | 0
PeakO | 0 | 0 | 0 | 0 | 0 | 0
ST | 0 | 0 | 0 | 0 | 0 | 0
STOG | 0 | 0 | 0 | 0 | 0 | 0
STWD | 0 | 0 | 0 | 0 | 0 | 0
WT | 0 | 0 | 0 | 0 | 0 | 0
IGCC | 0 | 0 | 0 | 0 | 0 | 0
DemandResponse | 0 | 0 | 0 | 0 | 0 | 0
IGCC-CCS | 0 | 0 | 0 | 0 | 0 | 0
WT_off | 0 | 0 | 0 | 0 | 0 | 0
PseudoUnit | 0 | 0 | 0 | 0 | 0 | 0
FixedInterchange | 0 | 0 | 0 | 0 | 0 | 0
NOx Emissions (MMshortTons): BC
ReportingType | 2015 | 2020 | 2025 | 2030 | 2035 | 2040
BM | 0 | 0 | 0 | 0 | 0 | 0
CC | 0 | 0 | 0 | 0 | 0 | 0
CSP | 0 | 0 | 0 | 0 | 0 | 0
CT | 0 | 0 | 0 | 0 | 0 | 0
Coal | 0 | 0 | 0 | 0 | 0 | 0
Geo | 0 | 0 | 0 | 0 | 0 | 0
H | 0 | 0 | 0 | 0 | 0 | 0
LFG | 0 | 0 | 0 | 0 | 0 | 0
Nuc | 0 | 0 | 0 | 0 | 0 | 0
PS | 0 | 0 | 0 | 0 | 0 | 0
PV | 0 | 0 | 0 | 0 | 0 | 0
PeakG | 0 | 0 | 0 | 0 | 0 | 0
PeakO | 0 | 0 | 0 | 0 | 0 | 0
ST | 0 | 0 | 0 | 0 | 0 | 0
STOG | 0 | 0 | 0 | 0 | 0 | 0
STWD | 0 | 0 | 0 | 0 | 0 | 0
WT | 0 | 0 | 0 | 0 | 0 | 0
IGCC | 0 | 0 | 0 | 0 | 0 | 0
DemandResponse | 0 | 0 | 0 | 0 | 0 | 0
IGCC-CCS | 0 | 0 | 0 | 0 | 0 | 0
WT_off | 0 | 0 | 0 | 0 | 0 | 0
PseudoUnit | 0 | 0 | 0 | 0 | 0 | 0
FixedInterchange | 0 | 0 | 0 | 0 | 0 | 0
NOx Emissions (MMshortTons): HQ_IESO
ReportingType | 2015 | 2020 | 2025 | 2030 | 2035 | 2040
BM | 0 | 0 | 0 | 0 | 0 | 0
CC | 0 | 0 | 0 | 0 | 0 | 0
CSP | 0 | 0 | 0 | 0 | 0 | 0
CT | 0 | 0 | 0 | 0 | 0 | 0
Coal | 0 | 0 | 0 | 0 | 0 | 0
Geo | 0 | 0 | 0 | 0 | 0 | 0
H | 0 | 0 | 0 | 0 | 0 | 0
LFG | 0 | 0 | 0 | 0 | 0 | 0
Nuc | 0 | 0 | 0 | 0 | 0 | 0
PS | 0 | 0 | 0 | 0 | 0 | 0
PV | 0 | 0 | 0 | 0 | 0 | 0
PeakG | 0 | 0 | 0 | 0 | 0 | 0
PeakO | 0 | 0 | 0 | 0 | 0 | 0
ST | 0 | 0 | 0 | 0 | 0 | 0
STOG | 0 | 0 | 0 | 0 | 0 | 0
STWD | 0 | 0 | 0 | 0 | 0 | 0
WT | 0 | 0 | 0 | 0 | 0 | 0
IGCC | 0 | 0 | 0 | 0 | 0 | 0
DemandResponse | 0 | 0 | 0 | 0 | 0 | 0
IGCC-CCS | 0 | 0 | 0 | 0 | 0 | 0
WT_off | 0 | 0 | 0 | 0 | 0 | 0
PseudoUnit | 0 | 0 | 0 | 0 | 0 | 0
FixedInterchange | 0 | 0 | 0 | 0 | 0 | 0
NOx Emissions (MMshortTons): HQ_NEISO
ReportingType | 2015 | 2020 | 2025 | 2030 | 2035 | 2040
BM | 0 | 0 | 0 | 0 | 0 | 0
CC | 0 | 0 | 0 | 0 | 0 | 0
CSP | 0 | 0 | 0 | 0 | 0 | 0
CT | 0 | 0 | 0 | 0 | 0 | 0
Coal | 0 | 0 | 0 | 0 | 0 | 0
Geo | 0 | 0 | 0 | 0 | 0 | 0
H | 0 | 0 | 0 | 0 | 0 | 0
LFG | 0 | 0 | 0 | 0 | 0 | 0
Nuc | 0 | 0 | 0 | 0 | 0 | 0
PS | 0 | 0 | 0 | 0 | 0 | 0
PV | 0 | 0 | 0 | 0 | 0 | 0
PeakG | 0 | 0 | 0 | 0 | 0 | 0
PeakO | 0 | 0 | 0 | 0 | 0 | 0
ST | 0 | 0 | 0 | 0 | 0 | 0
STOG | 0 | 0 | 0 | 0 | 0 | 0
STWD | 0 | 0 | 0 | 0 | 0 | 0
WT | 0 | 0 | 0 | 0 | 0 | 0
IGCC | 0 | 0 | 0 | 0 | 0 | 0
DemandResponse | 0 | 0 | 0 | 0 | 0 | 0
IGCC-CCS | 0 | 0 | 0 | 0 | 0 | 0
WT_off | 0 | 0 | 0 | 0 | 0 | 0
PseudoUnit | 0 | 0 | 0 | 0 | 0 | 0
FixedInterchange | 0 | 0 | 0 | 0 | 0 | 0
NOx Emissions (MMshortTons): HQ_NY
ReportingType | 2015 | 2020 | 2025 | 2030 | 2035 | 2040
BM | 0 | 0 | 0 | 0 | 0 | 0
CC | 0 | 0 | 0 | 0 | 0 | 0
CSP | 0 | 0 | 0 | 0 | 0 | 0
CT | 0 | 0 | 0 | 0 | 0 | 0
Coal | 0 | 0 | 0 | 0 | 0 | 0
Geo | 0 | 0 | 0 | 0 | 0 | 0
H | 0 | 0 | 0 | 0 | 0 | 0
LFG | 0 | 0 | 0 | 0 | 0 | 0
Nuc | 0 | 0 | 0 | 0 | 0 | 0
PS | 0 | 0 | 0 | 0 | 0 | 0
PV | 0 | 0 | 0 | 0 | 0 | 0
PeakG | 0 | 0 | 0 | 0 | 0 | 0
PeakO | 0 | 0 | 0 | 0 | 0 | 0
ST | 0 | 0 | 0 | 0 | 0 | 0
STOG | 0 | 0 | 0 | 0 | 0 | 0
STWD | 0 | 0 | 0 | 0 | 0 | 0
WT | 0 | 0 | 0 | 0 | 0 | 0
IGCC | 0 | 0 | 0 | 0 | 0 | 0
DemandResponse | 0 | 0 | 0 | 0 | 0 | 0
IGCC-CCS | 0 | 0 | 0 | 0 | 0 | 0
WT_off | 0 | 0 | 0 | 0 | 0 | 0
PseudoUnit | 0 | 0 | 0 | 0 | 0 | 0
FixedInterchange | 0 | 0 | 0 | 0 | 0 | 0
NOx Emissions (MMshortTons): MARITIMES
ReportingType | 2015 | 2020 | 2025 | 2030 | 2035 | 2040
BM | 0 | 0 | 0 | 0 | 0 | 0
CC | 0 | 0 | 0 | 0 | 0 | 0
CSP | 0 | 0 | 0 | 0 | 0 | 0
CT | 0 | 0 | 0 | 0 | 0 | 0
Coal | 0 | 0 | 0 | 0 | 0 | 0
Geo | 0 | 0 | 0 | 0 | 0 | 0
H | 0 | 0 | 0 | 0 | 0 | 0
LFG | 0 | 0 | 0 | 0 | 0 | 0
Nuc | 0 | 0 | 0 | 0 | 0 | 0
PS | 0 | 0 | 0 | 0 | 0 | 0
PV | 0 | 0 | 0 | 0 | 0 | 0
PeakG | 0 | 0 | 0 | 0 | 0 | 0
PeakO | 0 | 0 | 0 | 0 | 0 | 0
ST | 0 | 0 | 0 | 0 | 0 | 0
STOG | 0 | 0 | 0 | 0 | 0 | 0
STWD | 0 | 0 | 0 | 0 | 0 | 0
WT | 0 | 0 | 0 | 0 | 0 | 0
IGCC | 0 | 0 | 0 | 0 | 0 | 0
DemandResponse | 0 | 0 | 0 | 0 | 0 | 0
IGCC-CCS | 0 | 0 | 0 | 0 | 0 | 0
WT_off | 0 | 0 | 0 | 0 | 0 | 0
PseudoUnit | 0 | 0 | 0 | 0 | 0 | 0
FixedInterchange | 0 | 0 | 0 | 0 | 0 | 0
NOx Emissions (MMshortTons): All
ReportingType | 2015 | 2020 | 2025 | 2030 | 2035 | 2040
BM | 0 | 0 | 0 | 0 | 0 | 0
CC | 0.06 | 0.05 | 0.04 | 0.03 | 0.03 | 0.04
CSP | 0 | 0 | 0 | 0 | 0 | 0
CT | 0 | 0 | 0 | 0 | 0 | 0
Coal | 1.86 | 1.74 | 1.69 | 1.59 | 1.72 | 1.75
Geo | 0 | 0 | 0 | 0 | 0 | 0
H | 0 | 0 | 0 | 0 | 0 | 0
LFG | 0 | 0 | 0 | 0 | 0 | 0
Nuc | 0 | 0 | 0 | 0 | 0 | 0
PS | 0 | 0 | 0 | 0 | 0 | 0
PV | 0 | 0 | 0 | 0 | 0 | 0
PeakG | 0 | 0 | 0 | 0 | 0 | 0
PeakO | 0 | 0 | 0 | 0 | 0 | 0
ST | 0 | 0 | 0 | 0 | 0 | 0
STOG | 0.01 | 0.01 | 0 | 0 | 0 | 0.01
STWD | 0 | 0 | 0 | 0 | 0 | 0
WT | 0 | 0 | 0 | 0 | 0 | 0
IGCC | 0 | 0 | 0 | 0 | 0 | 0
DemandResponse | 0 | 0 | 0 | 0 | 0 | 0
IGCC-CCS | 0 | 0 | 0 | 0 | 0 | 0
WT_off | 0 | 0 | 0 | 0 | 0 | 0
PseudoUnit | 0 | 0 | 0 | 0 | 0 | 0
FixedInterchange | 0 | 0 | 0 | 0 | 0 | 0
NOx Emissions (MMshortTons): EI_US
ReportingType | 2015 | 2020 | 2025 | 2030 | 2035 | 2040
BM | 0 | 0 | 0 | 0 | 0 | 0
CC | 0.03 | 0.03 | 0.02 | 0.02 | 0.02 | 0.02
CSP | 0 | 0 | 0 | 0 | 0 | 0
CT | 0 | 0 | 0 | 0 | 0 | 0
Coal | 1.41 | 1.3 | 1.23 | 1.11 | 1.23 | 1.26
Geo | 0 | 0 | 0 | 0 | 0 | 0
H | 0 | 0 | 0 | 0 | 0 | 0
LFG | 0 | 0 | 0 | 0 | 0 | 0
Nuc | 0 | 0 | 0 | 0 | 0 | 0
PS | 0 | 0 | 0 | 0 | 0 | 0
PV | 0 | 0 | 0 | 0 | 0 | 0
PeakG | 0 | 0 | 0 | 0 | 0 | 0
PeakO | 0 | 0 | 0 | 0 | 0 | 0
ST | 0 | 0 | 0 | 0 | 0 | 0
STOG | 0 | 0 | 0 | 0 | 0 | 0
STWD | 0 | 0 | 0 | 0 | 0 | 0
WT | 0 | 0 | 0 | 0 | 0 | 0
IGCC | 0 | 0 | 0 | 0 | 0 | 0
DemandResponse | 0 | 0 | 0 | 0 | 0 | 0
IGCC-CCS | 0 | 0 | 0 | 0 | 0 | 0
WT_off | 0 | 0 | 0 | 0 | 0 | 0
PseudoUnit | 0 | 0 | 0 | 0 | 0 | 0
FixedInterchange | 0 | 0 | 0 | 0 | 0 | 0
NOx Emissions (MMshortTons): EI_Canada
ReportingType | 2015 | 2020 | 2025 | 2030 | 2035 | 2040
BM | 0 | 0 | 0 | 0 | 0 | 0
CC | 0 | 0 | 0 | 0 | 0 | 0
CSP | 0 | 0 | 0 | 0 | 0 | 0
CT | 0 | 0 | 0 | 0 | 0 | 0
Coal | 0 | 0.01 | 0 | 0 | 0 | 0
Geo | 0 | 0 | 0 | 0 | 0 | 0
H | 0 | 0 | 0 | 0 | 0 | 0
LFG | 0 | 0 | 0 | 0 | 0 | 0
Nuc | 0 | 0 | 0 | 0 | 0 | 0
PS | 0 | 0 | 0 | 0 | 0 | 0
PV | 0 | 0 | 0 | 0 | 0 | 0
PeakG | 0 | 0 | 0 | 0 | 0 | 0
PeakO | 0 | 0 | 0 | 0 | 0 | 0
ST | 0 | 0 | 0 | 0 | 0 | 0
STOG | 0 | 0 | 0 | 0 | 0 | 0
STWD | 0 | 0 | 0 | 0 | 0 | 0
WT | 0 | 0 | 0 | 0 | 0 | 0
IGCC | 0 | 0 | 0 | 0 | 0 | 0
DemandResponse | 0 | 0 | 0 | 0 | 0 | 0
IGCC-CCS | 0 | 0 | 0 | 0 | 0 | 0
WT_off | 0 | 0 | 0 | 0 | 0 | 0
PseudoUnit | 0 | 0 | 0 | 0 | 0 | 0
FixedInterchange | 0 | 0 | 0 | 0 | 0 | 0
NOx Emissions (MMshortTons): EI
ReportingType | 2015 | 2020 | 2025 | 2030 | 2035 | 2040
BM | 0 | 0 | 0 | 0 | 0 | 0
CC | 0.03 | 0.03 | 0.02 | 0.02 | 0.02 | 0.02
CSP | 0 | 0 | 0 | 0 | 0 | 0
CT | 0 | 0 | 0 | 0 | 0 | 0
Coal | 1.41 | 1.3 | 1.23 | 1.11 | 1.23 | 1.26
Geo | 0 | 0 | 0 | 0 | 0 | 0
H | 0 | 0 | 0 | 0 | 0 | 0
LFG | 0 | 0 | 0 | 0 | 0 | 0
Nuc | 0 | 0 | 0 | 0 | 0 | 0
PS | 0 | 0 | 0 | 0 | 0 | 0
PV | 0 | 0 | 0 | 0 | 0 | 0
PeakG | 0 | 0 | 0 | 0 | 0 | 0
PeakO | 0 | 0 | 0 | 0 | 0 | 0
ST | 0 | 0 | 0 | 0 | 0 | 0
STOG | 0 | 0 | 0 | 0 | 0 | 0
STWD | 0 | 0 | 0 | 0 | 0 | 0
WT | 0 | 0 | 0 | 0 | 0 | 0
IGCC | 0 | 0 | 0 | 0 | 0 | 0
DemandResponse | 0 | 0 | 0 | 0 | 0 | 0
IGCC-CCS | 0 | 0 | 0 | 0 | 0 | 0
WT_off | 0 | 0 | 0 | 0 | 0 | 0
PseudoUnit | 0 | 0 | 0 | 0 | 0 | 0
FixedInterchange | 0 | 0 | 0 | 0 | 0 | 0
NOx Emissions (MMshortTons): Outside_EI
ReportingType | 2015 | 2020 | 2025 | 2030 | 2035 | 2040
BM | 0 | 0 | 0 | 0 | 0 | 0
CC | 0.03 | 0.02 | 0.02 | 0.01 | 0.01 | 0.01
CSP | 0 | 0 | 0 | 0 | 0 | 0
CT | 0 | 0 | 0 | 0 | 0 | 0
Coal | 0.45 | 0.44 | 0.46 | 0.48 | 0.48 | 0.48
Geo | 0 | 0 | 0 | 0 | 0 | 0
H | 0 | 0 | 0 | 0 | 0 | 0
LFG | 0 | 0 | 0 | 0 | 0 | 0
Nuc | 0 | 0 | 0 | 0 | 0 | 0
PS | 0 | 0 | 0 | 0 | 0 | 0
PV | 0 | 0 | 0 | 0 | 0 | 0
PeakG | 0 | 0 | 0 | 0 | 0 | 0
PeakO | 0 | 0 | 0 | 0 | 0 | 0
ST | 0 | 0 | 0 | 0 | 0 | 0
STOG | 0 | 0 | 0 | 0 | 0 | 0
STWD | 0 | 0 | 0 | 0 | 0 | 0
WT | 0 | 0 | 0 | 0 | 0 | 0
IGCC | 0 | 0 | 0 | 0 | 0 | 0
DemandResponse | 0 | 0 | 0 | 0 | 0 | 0
IGCC-CCS | 0 | 0 | 0 | 0 | 0 | 0
WT_off | 0 | 0 | 0 | 0 | 0 | 0
PseudoUnit | 0 | 0 | 0 | 0 | 0 | 0
FixedInterchange | 0 | 0 | 0 | 0 | 0 | 0
CO2 Emissions (MMshortTons): Entergy
ReportingType | 2015 | 2020 | 2025 | 2030 | 2035 | 2040
BM | 0 | 0 | 0 | 0 | 0 | 0
CC | 21.87 | 17.32 | 6.41 | 3.91 | 4.76 | 4.96
CSP | 0 | 0 | 0 | 0 | 0 | 0
CT | 0 | 0 | 0 | 0 | 0 | 0
Coal | 65.18 | 64.57 | 55.24 | 47.95 | 52.22 | 53.58
Geo | 0 | 0 | 0 | 0 | 0 | 0
H | 0 | 0 | 0 | 0 | 0 | 0
LFG | 0 | 0 | 0 | 0 | 0 | 0
Nuc | 0 | 0 | 0 | 0 | 0 | 0
PS | 0 | 0 | 0 | 0 | 0 | 0
PV | 0 | 0 | 0 | 0 | 0 | 0
PeakG | 0 | 0 | 0 | 0 | 0 | 0
PeakO | 0 | 0 | 0 | 0 | 0 | 0
ST | 0 | 0 | 0 | 0 | 0 | 0
STOG | 0.49 | 0.49 | 0.49 | 0.25 | 0.49 | 0.49
STWD | 0 | 0 | 0 | 0 | 0 | 0
WT | 0 | 0 | 0 | 0 | 0 | 0
IGCC | 0 | 0 | 0 | 0 | 0 | 0
DemandResponse | 0 | 0 | 0 | 0 | 0 | 0
IGCC-CCS | 0 | 0 | 0 | 0 | 0 | 0
WT_off | 0 | 0 | 0 | 0 | 0 | 0
PseudoUnit | 0 | 0 | 0 | 0 | 0 | 0
FixedInterchange | 0 | 0 | 0 | 0 | 0 | 0
CO2 Emissions (MMshortTons): FRCC
ReportingType | 2015 | 2020 | 2025 | 2030 | 2035 | 2040
BM | 0 | 0 | 0 | 0 | 0 | 0
CC | 58.19 | 61.81 | 51.05 | 44.5 | 28.16 | 25.95
CSP | 0 | 0 | 0 | 0 | 0 | 0
CT | 0.28 | 0.31 | 0.31 | 0.31 | 0 | 0
Coal | 72.93 | 68.72 | 96.41 | 102.83 | 186.71 | 223.92
Geo | 0 | 0 | 0 | 0 | 0 | 0
H | 0 | 0 | 0 | 0 | 0 | 0
LFG | 0 | 0 | 0 | 0 | 0 | 0
Nuc | 0 | 0 | 0 | 0 | 0 | 0
PS | 0 | 0 | 0 | 0 | 0 | 0
PV | 0 | 0 | 0 | 0 | 0 | 0
PeakG | 0.18 | 0.3 | 0.38 | 0.29 | 0.21 | 0.17
PeakO | 0 | 0 | 0 | 0 | 0 | 0
ST | 0 | 0 | 0 | 0 | 0 | 0
STOG | 0.89 | 0.87 | 0.15 | 0.07 | 0.04 | 0.04
STWD | 0 | 0 | 0 | 0 | 0 | 0
WT | 0 | 0 | 0 | 0 | 0 | 0
IGCC | 0 | 0 | 0 | 0 | 0 | 0
DemandResponse | 0 | 0 | 0 | 0 | 0 | 0
IGCC-CCS | 0 | 0 | 0 | 0 | 0 | 0
WT_off | 0 | 0 | 0 | 0 | 0 | 0
PseudoUnit | 0 | 0 | 0 | 0 | 0 | 0
FixedInterchange | 0 | 0 | 0 | 0 | 0 | 0
CO2 Emissions (MMshortTons): MAPP_US
ReportingType | 2015 | 2020 | 2025 | 2030 | 2035 | 2040
BM | 0 | 0 | 0 | 0 | 0 | 0
CC | 0 | 0 | 0 | 0 | 0 | 0
CSP | 0 | 0 | 0 | 0 | 0 | 0
CT | 0 | 0 | 0 | 0 | 0 | 0
Coal | 28.96 | 26.01 | 26.01 | 22.96 | 23.59 | 23.45
Geo | 0 | 0 | 0 | 0 | 0 | 0
H | 0 | 0 | 0 | 0 | 0 | 0
LFG | 0 | 0 | 0 | 0 | 0 | 0
Nuc | 0 | 0 | 0 | 0 | 0 | 0
PS | 0 | 0 | 0 | 0 | 0 | 0
PV | 0 | 0 | 0 | 0 | 0 | 0
PeakG | 0.02 | 0.02 | 0.03 | 0.01 | 0.02 | 0.03
PeakO | 0 | 0 | 0 | 0 | 0 | 0
ST | 0 | 0 | 0 | 0 | 0 | 0
STOG | 0 | 0 | 0 | 0 | 0 | 0
STWD | 0 | 0 | 0 | 0 | 0 | 0
WT | 0 | 0 | 0 | 0 | 0 | 0
IGCC | 0 | 0 | 0 | 0 | 0 | 0
DemandResponse | 0 | 0 | 0 | 0 | 0 | 0
IGCC-CCS | 0 | 0 | 0 | 0 | 0 | 0
WT_off | 0 | 0 | 0 | 0 | 0 | 0
PseudoUnit | 0 | 0 | 0 | 0 | 0 | 0
FixedInterchange | 0 | 0 | 0 | 0 | 0 | 0
CO2 Emissions (MMshortTons): MISO_IN
ReportingType | 2015 | 2020 | 2025 | 2030 | 2035 | 2040
BM | 0 | 0 | 0 | 0 | 0 | 0
CC | 0.84 | 0.76 | 0.39 | 0.37 | 0.6 | 0.61
CSP | 0 | 0 | 0 | 0 | 0 | 0
CT | 0 | 0 | 0 | 0 | 0 | 0
Coal | 102.85 | 102.46 | 101.92 | 96.14 | 100.85 | 102.13
Geo | 0 | 0 | 0 | 0 | 0 | 0
H | 0 | 0 | 0 | 0 | 0 | 0
LFG | 0 | 0 | 0 | 0 | 0 | 0
Nuc | 0 | 0 | 0 | 0 | 0 | 0
PS | 0 | 0 | 0 | 0 | 0 | 0
PV | 0 | 0 | 0 | 0 | 0 | 0
PeakG | 0 | 0 | 0 | 0 | 0 | 0.01
PeakO | 0 | 0 | 0 | 0 | 0 | 0
ST | 0 | 0 | 0 | 0 | 0 | 0
STOG | 0.02 | 0.04 | 0.02 | 0.01 | 0.02 | 0.02
STWD | 0 | 0 | 0 | 0 | 0 | 0
WT | 0 | 0 | 0 | 0 | 0 | 0
IGCC | 4.15 | 4.15 | 4.15 | 4.15 | 4.15 | 4.15
DemandResponse | 0 | 0 | 0 | 0 | 0 | 0
IGCC-CCS | 0 | 0 | 0 | 0 | 0 | 0
WT_off | 0 | 0 | 0 | 0 | 0 | 0
PseudoUnit | 0 | 0 | 0 | 0 | 0 | 0
FixedInterchange | 0 | 0 | 0 | 0 | 0 | 0
CO2 Emissions (MMshortTons): MISO_MI
ReportingType | 2015 | 2020 | 2025 | 2030 | 2035 | 2040
BM | 0 | 0 | 0 | 0 | 0 | 0
CC | 2.63 | 2 | 0.97 | 0.84 | 1.52 | 1.31
CSP | 0 | 0 | 0 | 0 | 0 | 0
CT | 0 | 0 | 0 | 0 | 0 | 0
Coal | 68.59 | 62.45 | 60.38 | 55.81 | 64.14 | 65.08
Geo | 0 | 0 | 0 | 0 | 0 | 0
H | 0 | 0 | 0 | 0 | 0 | 0
LFG | 0 | 0 | 0 | 0 | 0 | 0
Nuc | 0 | 0 | 0 | 0 | 0 | 0
PS | 0 | 0 | 0 | 0 | 0 | 0
PV | 0 | 0 | 0 | 0 | 0 | 0
PeakG | 0.02 | 0.02 | 0.02 | 0 | 0 | 0
PeakO | 0 | 0 | 0 | 0 | 0 | 0
ST | 0 | 0 | 0 | 0 | 0 | 0
STOG | 0.2 | 0.16 | 0.11 | 0.01 | 0.06 | 0.06
STWD | 0 | 0 | 0 | 0 | 0 | 0
WT | 0 | 0 | 0 | 0 | 0 | 0
IGCC | 0 | 0 | 0 | 0 | 0 | 0
DemandResponse | 0 | 0 | 0 | 0 | 0 | 0
IGCC-CCS | 0 | 0 | 0 | 0 | 0 | 0
WT_off | 0 | 0 | 0 | 0 | 0 | 0
PseudoUnit | 0 | 0 | 0 | 0 | 0 | 0
FixedInterchange | 0 | 0 | 0 | 0 | 0 | 0
CO2 Emissions (MMshortTons): MISO_MO-IL
ReportingType | 2015 | 2020 | 2025 | 2030 | 2035 | 2040
BM | 0 | 0 | 0 | 0 | 0 | 0
CC | 0.51 | 0.35 | 0.27 | 0.21 | 0.31 | 0.27
CSP | 0 | 0 | 0 | 0 | 0 | 0
CT | 0 | 0 | 0 | 0 | 0 | 0
Coal | 117.72 | 105.14 | 101.08 | 90.67 | 96.62 | 94.53
Geo | 0 | 0 | 0 | 0 | 0 | 0
H | 0 | 0 | 0 | 0 | 0 | 0
LFG | 0 | 0 | 0 | 0 | 0 | 0
Nuc | 0 | 0 | 0 | 0 | 0 | 0
PS | 0 | 0 | 0 | 0 | 0 | 0
PV | 0 | 0 | 0 | 0 | 0 | 0
PeakG | 0.09 | 0.2 | 0.03 | 0 | 0 | 0
PeakO | 0 | 0 | 0 | 0 | 0 | 0
ST | 0 | 0 | 0 | 0 | 0 | 0
STOG | 0.04 | 0.01 | 0 | 0 | 0 | 0
STWD | 0 | 0 | 0 | 0 | 0 | 0
WT | 0 | 0 | 0 | 0 | 0 | 0
IGCC | 0 | 0 | 0 | 0 | 0 | 0
DemandResponse | 0 | 0 | 0 | 0 | 0 | 0
IGCC-CCS | 0 | 0 | 0 | 0 | 0 | 0
WT_off | 0 | 0 | 0 | 0 | 0 | 0
PseudoUnit | 0 | 0 | 0 | 0 | 0 | 0
FixedInterchange | 0 | 0 | 0 | 0 | 0 | 0
CO2 Emissions (MMshortTons): MISO_W
ReportingType | 2015 | 2020 | 2025 | 2030 | 2035 | 2040
BM | 0 | 0 | 0 | 0 | 0 | 0
CC | 1.08 | 1.11 | 0.71 | 0.48 | 0.86 | 0.86
CSP | 0 | 0 | 0 | 0 | 0 | 0
CT | 0 | 0 | 0 | 0 | 0 | 0
Coal | 91.45 | 89.97 | 89.41 | 81.99 | 94.31 | 116.73
Geo | 0 | 0 | 0 | 0 | 0 | 0
H | 0 | 0 | 0 | 0 | 0 | 0
LFG | 0 | 0 | 0 | 0 | 0 | 0
Nuc | 0 | 0 | 0 | 0 | 0 | 0
PS | 0 | 0 | 0 | 0 | 0 | 0
PV | 0 | 0 | 0 | 0 | 0 | 0
PeakG | 0.13 | 0.06 | 0.02 | 0 | 0 | 0
PeakO | 0 | 0 | 0 | 0 | 0 | 0
ST | 0 | 0 | 0 | 0 | 0 | 0
STOG | 0 | 0 | 0 | 0 | 0 | 0
STWD | 0 | 0 | 0 | 0 | 0 | 0
WT | 0 | 0 | 0 | 0 | 0 | 0
IGCC | 0 | 0 | 0 | 0 | 0 | 0
DemandResponse | 0 | 0 | 0 | 0 | 0 | 0
IGCC-CCS | 0 | 0 | 0 | 0 | 0 | 0
WT_off | 0 | 0 | 0 | 0 | 0 | 0
PseudoUnit | 0 | 0 | 0 | 0 | 0 | 0
FixedInterchange | 0 | 0 | 0 | 0 | 0 | 0
CO2 Emissions (MMshortTons): MISO_WUMS
ReportingType | 2015 | 2020 | 2025 | 2030 | 2035 | 2040
BM | 0 | 0 | 0 | 0 | 0 | 0
CC | 2.56 | 2.27 | 1.28 | 0.77 | 1.39 | 1.36
CSP | 0 | 0 | 0 | 0 | 0 | 0
CT | 0 | 0 | 0.14 | 0.21 | 0.65 | 0.68
Coal | 44.83 | 42.38 | 40.44 | 33.79 | 45.11 | 43.45
Geo | 0 | 0 | 0 | 0 | 0 | 0
H | 0 | 0 | 0 | 0 | 0 | 0
LFG | 0 | 0 | 0 | 0 | 0 | 0
Nuc | 0 | 0 | 0 | 0 | 0 | 0
PS | 0 | 0 | 0 | 0 | 0 | 0
PV | 0 | 0 | 0 | 0 | 0 | 0
PeakG | 0 | 0.02 | 0 | 0 | 0 | 0
PeakO | 0 | 0 | 0 | 0 | 0 | 0
ST | 0 | 0 | 0 | 0 | 0 | 0
STOG | 0 | 0 | 0 | 0 | 0 | 0
STWD | 0 | 0 | 0 | 0 | 0 | 0
WT | 0 | 0 | 0 | 0 | 0 | 0
IGCC | 0 | 0 | 0 | 0 | 0 | 0
DemandResponse | 0 | 0 | 0 | 0 | 0 | 0
IGCC-CCS | 0 | 0 | 0 | 0 | 0 | 0
WT_off | 0 | 0 | 0 | 0 | 0 | 0
PseudoUnit | 0 | 0 | 0 | 0 | 0 | 0
FixedInterchange | 0 | 0 | 0 | 0 | 0 | 0
CO2 Emissions (MMshortTons): Nebraska
ReportingType | 2015 | 2020 | 2025 | 2030 | 2035 | 2040
BM | 0 | 0 | 0 | 0 | 0 | 0
CC | 0.21 | 0.11 | 0.06 | 0.03 | 0.06 | 0.06
CSP | 0 | 0 | 0 | 0 | 0 | 0
CT | 0 | 0 | 0 | 0 | 0 | 0
Coal | 35.38 | 35.35 | 26.81 | 23.26 | 22.78 | 20.64
Geo | 0 | 0 | 0 | 0 | 0 | 0
H | 0 | 0 | 0 | 0 | 0 | 0
LFG | 0 | 0 | 0 | 0 | 0 | 0
Nuc | 0 | 0 | 0 | 0 | 0 | 0
PS | 0 | 0 | 0 | 0 | 0 | 0
PV | 0 | 0 | 0 | 0 | 0 | 0
PeakG | 0.01 | 0 | 0 | 0 | 0 | 0
PeakO | 0 | 0 | 0 | 0 | 0 | 0
ST | 0 | 0 | 0 | 0 | 0 | 0
STOG | 0 | 0 | 0 | 0 | 0 | 0
STWD | 0 | 0 | 0 | 0 | 0 | 0
WT | 0 | 0 | 0 | 0 | 0 | 0
IGCC | 0 | 0 | 0 | 0 | 0 | 0
DemandResponse | 0 | 0 | 0 | 0 | 0 | 0
IGCC-CCS | 0 | 0 | 0 | 0 | 0 | 0
WT_off | 0 | 0 | 0 | 0 | 0 | 0
PseudoUnit | 0 | 0 | 0 | 0 | 0 | 0
FixedInterchange | 0 | 0 | 0 | 0 | 0 | 0
CO2 Emissions (MMshortTons): NEISO
ReportingType | 2015 | 2020 | 2025 | 2030 | 2035 | 2040
BM | 0 | 0 | 0 | 0 | 0 | 0
CC | 12.03 | 10.39 | 6.44 | 2.85 | 8.4 | 9.1
CSP | 0 | 0 | 0 | 0 | 0 | 0
CT | 0 | 0.01 | 0 | 0 | 0 | 0
Coal | 12.25 | 11.48 | 11.48 | 11.48 | 11.48 | 11.48
Geo | 0 | 0 | 0 | 0 | 0 | 0
H | 0 | 0 | 0 | 0 | 0 | 0
LFG | 0 | 0 | 0 | 0 | 0 | 0
Nuc | 0 | 0 | 0 | 0 | 0 | 0
PS | 0 | 0 | 0 | 0 | 0 | 0
PV | 0 | 0 | 0 | 0 | 0 | 0
PeakG | 0.02 | 0.02 | 0 | 0 | 0.02 | 0.02
PeakO | 0 | 0 | 0 | 0 | 0 | 0
ST | 0 | 0 | 0 | 0 | 0 | 0
STOG | 0 | 0 | 0 | 0 | 0 | 0
STWD | 0 | 0 | 0 | 0 | 0 | 0
WT | 0 | 0 | 0 | 0 | 0 | 0
IGCC | 0 | 0 | 0 | 0 | 0 | 0
DemandResponse | 0 | 0 | 0 | 0 | 0 | 0
IGCC-CCS | 0 | 0 | 0 | 0 | 0 | 0
WT_off | 0 | 0 | 0 | 0 | 0 | 0
PseudoUnit | 0 | 0 | 0 | 0 | 0 | 0
FixedInterchange | 0 | 0 | 0 | 0 | 0 | 0
CO2 Emissions (MMshortTons): NonRTO_Midwest
ReportingType | 2015 | 2020 | 2025 | 2030 | 2035 | 2040
BM | 0 | 0 | 0 | 0 | 0 | 0
CC | 0 | 0 | 0 | 0 | 0 | 0.16
CSP | 0 | 0 | 0 | 0 | 0 | 0
CT | 0 | 0 | 0 | 0 | 0 | 0.01
Coal | 63.47 | 64.06 | 67.49 | 63.62 | 66.84 | 64.86
Geo | 0 | 0 | 0 | 0 | 0 | 0
H | 0 | 0 | 0 | 0 | 0 | 0
LFG | 0 | 0 | 0 | 0 | 0 | 0
Nuc | 0 | 0 | 0 | 0 | 0 | 0
PS | 0 | 0 | 0 | 0 | 0 | 0
PV | 0 | 0 | 0 | 0 | 0 | 0
PeakG | 0.08 | 0.14 | 0.06 | 0.05 | 0.14 | 0.15
PeakO | 0 | 0 | 0 | 0 | 0 | 0
ST | 0 | 0 | 0 | 0 | 0 | 0
STOG | 0 | 0 | 0 | 0 | 0 | 0
STWD | 0 | 0 | 0 | 0 | 0 | 0
WT | 0 | 0 | 0 | 0 | 0 | 0
IGCC | 0 | 0 | 0 | 0 | 0 | 0
DemandResponse | 0 | 0 | 0 | 0 | 0 | 0
IGCC-CCS | 0 | 0 | 0 | 0 | 0 | 0
WT_off | 0 | 0 | 0 | 0 | 0 | 0
PseudoUnit | 0 | 0 | 0 | 0 | 0 | 0
FixedInterchange | 0 | 0 | 0 | 0 | 0 | 0
CO2 Emissions (MMshortTons): NYISO_A-F
ReportingType | 2015 | 2020 | 2025 | 2030 | 2035 | 2040
BM | 0 | 0 | 0 | 0 | 0 | 0
CC | 1.11 | 1.45 | 0.54 | 0.52 | 2.48 | 2.37
CSP | 0 | 0 | 0 | 0 | 0 | 0
CT | 0 | 0 | 0 | 0 | 0 | 0
Coal | 7.92 | 7.92 | 7.92 | 7.92 | 7.92 | 7.92
Geo | 0 | 0 | 0 | 0 | 0 | 0
H | 0 | 0 | 0 | 0 | 0 | 0
LFG | 0 | 0 | 0 | 0 | 0 | 0
Nuc | 0 | 0 | 0 | 0 | 0 | 0
PS | 0 | 0 | 0 | 0 | 0 | 0
PV | 0 | 0 | 0 | 0 | 0 | 0
PeakG | 0 | 0 | 0 | 0 | 0 | 0.01
PeakO | 0 | 0 | 0 | 0 | 0 | 0
ST | 0 | 0 | 0 | 0 | 0 | 0
STOG | 0 | 0 | 0 | 0 | 0 | 0
STWD | 0 | 0 | 0 | 0 | 0 | 0
WT | 0 | 0 | 0 | 0 | 0 | 0
IGCC | 0 | 0 | 0 | 0 | 0 | 0
DemandResponse | 0 | 0 | 0 | 0 | 0 | 0
IGCC-CCS | 0 | 0 | 0 | 0 | 0 | 0
WT_off | 0 | 0 | 0 | 0 | 0 | 0
PseudoUnit | 0 | 0 | 0 | 0 | 0 | 0
FixedInterchange | 0 | 0 | 0 | 0 | 0 | 0
CO2 Emissions (MMshortTons): NYISO_G-I
ReportingType | 2015 | 2020 | 2025 | 2030 | 2035 | 2040
BM | 0 | 0 | 0 | 0 | 0 | 0
CC | 1.22 | 1.57 | 0.95 | 0.76 | 6.43 | 13.03
CSP | 0 | 0 | 0 | 0 | 0 | 0
CT | 0 | 0 | 0 | 0 | 0 | 0
Coal | 2.93 | 2.24 | 2.63 | 2.92 | 2.92 | 2.92
Geo | 0 | 0 | 0 | 0 | 0 | 0
H | 0 | 0 | 0 | 0 | 0 | 0
LFG | 0 | 0 | 0 | 0 | 0 | 0
Nuc | 0 | 0 | 0 | 0 | 0 | 0
PS | 0 | 0 | 0 | 0 | 0 | 0
PV | 0 | 0 | 0 | 0 | 0 | 0
PeakG | 0 | 0 | 0 | 0 | 0 | 0
PeakO | 0 | 0 | 0 | 0 | 0 | 0
ST | 0 | 0 | 0 | 0 | 0 | 0
STOG | 0 | 0 | 0 | 0 | 0 | 0
STWD | 0 | 0 | 0 | 0 | 0 | 0
WT | 0 | 0 | 0 | 0 | 0 | 0
IGCC | 0 | 0 | 0 | 0 | 0 | 0
DemandResponse | 0 | 0 | 0 | 0 | 0 | 0
IGCC-CCS | 0 | 0 | 0 | 0 | 0 | 0
WT_off | 0 | 0 | 0 | 0 | 0 | 0
PseudoUnit | 0 | 0 | 0 | 0 | 0 | 0
FixedInterchange | 0 | 0 | 0 | 0 | 0 | 0
CO2 Emissions (MMshortTons): NYISO_J-K
ReportingType | 2015 | 2020 | 2025 | 2030 | 2035 | 2040
BM | 0 | 0 | 0 | 0 | 0 | 0
CC | 7.32 | 7.78 | 6.99 | 6.97 | 8.68 | 10.57
CSP | 0 | 0 | 0 | 0 | 0 | 0
CT | 0 | 0 | 0 | 0.01 | 0.09 | 0.12
Coal | 0 | 0 | 0 | 0 | 0 | 0
Geo | 0 | 0 | 0 | 0 | 0 | 0
H | 0 | 0 | 0 | 0 | 0 | 0
LFG | 0 | 0 | 0 | 0 | 0 | 0
Nuc | 0 | 0 | 0 | 0 | 0 | 0
PS | 0 | 0 | 0 | 0 | 0 | 0
PV | 0 | 0 | 0 | 0 | 0 | 0
PeakG | 0.03 | 0.11 | 0.13 | 0.15 | 0.23 | 0.2
PeakO | 0 | 0 | 0 | 0 | 0 | 0
ST | 0 | 0 | 0 | 0 | 0 | 0
STOG | 0.29 | 0.58 | 0.57 | 0.68 | 1.13 | 1.41
STWD | 0 | 0 | 0 | 0 | 0 | 0
WT | 0 | 0 | 0 | 0 | 0 | 0
IGCC | 0 | 0 | 0 | 0 | 0 | 0
DemandResponse | 0 | 0 | 0 | 0 | 0 | 0
IGCC-CCS | 0 | 0 | 0 | 0 | 0 | 0
WT_off | 0 | 0 | 0 | 0 | 0 | 0
PseudoUnit | 0 | 0 | 0 | 0 | 0 | 0
FixedInterchange | 0 | 0 | 0 | 0 | 0 | 0
CO2 Emissions (MMshortTons): PJM_E
ReportingType | 2015 | 2020 | 2025 | 2030 | 2035 | 2040
BM | 0 | 0 | 0 | 0 | 0 | 0
CC | 5.61 | 8.44 | 6.01 | 3.72 | 10.74 | 12.2
CSP | 0 | 0 | 0 | 0 | 0 | 0
CT | 0 | 0 | 0 | 0 | 0.3 | 0.6
Coal | 2.98 | 3.75 | 4.09 | 3.49 | 6.59 | 6.59
Geo | 0 | 0 | 0 | 0 | 0 | 0
H | 0 | 0 | 0 | 0 | 0 | 0
LFG | 0 | 0 | 0 | 0 | 0 | 0
Nuc | 0 | 0 | 0 | 0 | 0 | 0
PS | 0 | 0 | 0 | 0 | 0 | 0
PV | 0 | 0 | 0 | 0 | 0 | 0
PeakG | 0.01 | 0.25 | 0.22 | 0.16 | 0.35 | 0.55
PeakO | 0 | 0 | 0 | 0 | 0 | 0
ST | 0 | 0 | 0 | 0 | 0 | 0
STOG | 0 | 0 | 0 | 0 | 0 | 0
STWD | 0 | 0 | 0 | 0 | 0 | 0
WT | 0 | 0 | 0 | 0 | 0 | 0
IGCC | 0 | 0 | 0 | 0 | 0 | 0
DemandResponse | 0 | 0 | 0 | 0 | 0 | 0
IGCC-CCS | 0 | 0 | 0 | 0 | 0 | 0
WT_off | 0 | 0 | 0 | 0 | 0 | 0
PseudoUnit | 0 | 0 | 0 | 0 | 0 | 0
FixedInterchange | 0 | 0 | 0 | 0 | 0 | 0
CO2 Emissions (MMshortTons): PJM_ROM
ReportingType | 2015 | 2020 | 2025 | 2030 | 2035 | 2040
BM | 0 | 0 | 0 | 0 | 0 | 0
CC | 3.19 | 5.28 | 3.89 | 2.32 | 6.18 | 11.7
CSP | 0 | 0 | 0 | 0 | 0 | 0
CT | 0 | 0 | 0 | 0 | 0 | 0
Coal | 77.5 | 81.12 | 82.95 | 79.87 | 84.16 | 84.16
Geo | 0 | 0 | 0 | 0 | 0 | 0
H | 0 | 0 | 0 | 0 | 0 | 0
LFG | 0 | 0 | 0 | 0 | 0 | 0
Nuc | 0 | 0 | 0 | 0 | 0 | 0
PS | 0 | 0 | 0 | 0 | 0 | 0
PV | 0 | 0 | 0 | 0 | 0 | 0
PeakG | 0 | 0.01 | 0.01 | 0 | 0.1 | 0.2
PeakO | 0 | 0 | 0 | 0 | 0 | 0
ST | 0 | 0 | 0 | 0 | 0 | 0
STOG | 0 | 0 | 0 | 0 | 0 | 0
STWD | 0 | 0 | 0 | 0 | 0 | 0
WT | 0 | 0 | 0 | 0 | 0 | 0
IGCC | 0 | 0 | 0 | 0 | 0 | 0
DemandResponse | 0 | 0 | 0 | 0 | 0 | 0
IGCC-CCS | 0 | 0 | 0 | 0 | 0 | 0
WT_off | 0 | 0 | 0 | 0 | 0 | 0
PseudoUnit | 0 | 0 | 0 | 0 | 0 | 0
FixedInterchange | 0 | 0 | 0 | 0 | 0 | 0
CO2 Emissions (MMshortTons): PJM_ROR
ReportingType | 2015 | 2020 | 2025 | 2030 | 2035 | 2040
BM | 0 | 0 | 0 | 0 | 0 | 0
CC | 14.53 | 14.89 | 9.48 | 3.96 | 8.94 | 8.45
CSP | 0 | 0 | 0 | 0 | 0 | 0
CT | 0 | 0 | 0 | 0 | 1.11 | 0.99
Coal | 413.63 | 342.6 | 342.49 | 331.56 | 361.08 | 420.08
Geo | 0 | 0 | 0 | 0 | 0 | 0
H | 0 | 0 | 0 | 0 | 0 | 0
LFG | 0 | 0 | 0 | 0 | 0 | 0
Nuc | 0 | 0 | 0 | 0 | 0 | 0
PS | 0 | 0 | 0 | 0 | 0 | 0
PV | 0 | 0 | 0 | 0 | 0 | 0
PeakG | 0.62 | 0.73 | 0.7 | 0.21 | 0.22 | 0.22
PeakO | 0 | 0 | 0 | 0 | 0 | 0
ST | 0 | 0 | 0 | 0 | 0 | 0
STOG | 0 | 0 | 0 | 0 | 0 | 0
STWD | 0 | 0 | 0 | 0 | 0 | 0
WT | 0 | 0 | 0 | 0 | 0 | 0
IGCC | 0 | 0 | 0 | 0 | 0 | 0
DemandResponse | 0 | 0 | 0 | 0 | 0 | 0
IGCC-CCS | 0 | 0 | 0 | 0 | 0 | 0
WT_off | 0 | 0 | 0 | 0 | 0 | 0
PseudoUnit | 0 | 0 | 0 | 0 | 0 | 0
FixedInterchange | 0 | 0 | 0 | 0 | 0 | 0
CO2 Emissions (MMshortTons): SOCO
ReportingType | 2015 | 2020 | 2025 | 2030 | 2035 | 2040
BM | 0 | 0 | 0 | 0 | 0 | 0
CC | 24.71 | 25.96 | 20.13 | 15.31 | 16.12 | 13.13
CSP | 0 | 0 | 0 | 0 | 0 | 0
CT | 0 | 0 | 0 | 0 | 0 | 0
Coal | 162.66 | 166.02 | 172.46 | 172.46 | 178.65 | 235.05
Geo | 0 | 0 | 0 | 0 | 0 | 0
H | 0 | 0 | 0 | 0 | 0 | 0
LFG | 0 | 0 | 0 | 0 | 0 | 0
Nuc | 0 | 0 | 0 | 0 | 0 | 0
PS | 0 | 0 | 0 | 0 | 0 | 0
PV | 0 | 0 | 0 | 0 | 0 | 0
PeakG | 0.04 | 0.12 | 0.08 | 0.1 | 0.08 | 0.04
PeakO | 0 | 0 | 0 | 0 | 0 | 0
ST | 0 | 0 | 0 | 0 | 0 | 0
STOG | 0 | 0 | 0 | 0 | 0 | 0
STWD | 0 | 0 | 0 | 0 | 0 | 0
WT | 0 | 0 | 0 | 0 | 0 | 0
IGCC | 0 | 0 | 0 | 0 | 0 | 0
DemandResponse | 0 | 0 | 0 | 0 | 0 | 0
IGCC-CCS | 0 | 0 | 0 | 0 | 0 | 0
WT_off | 0 | 0 | 0 | 0 | 0 | 0
PseudoUnit | 0 | 0 | 0 | 0 | 0 | 0
FixedInterchange | 0 | 0 | 0 | 0 | 0 | 0
CO2 Emissions (MMshortTons): SPP_N
ReportingType | 2015 | 2020 | 2025 | 2030 | 2035 | 2040
BM | 0 | 0 | 0 | 0 | 0 | 0
CC | 1.48 | 0.62 | 0.23 | 0.12 | 0.23 | 0.23
CSP | 0 | 0 | 0 | 0 | 0 | 0
CT | 0 | 0 | 0 | 0 | 0 | 0
Coal | 68.81 | 62.5 | 52.82 | 36.59 | 36.48 | 34.9
Geo | 0 | 0 | 0 | 0 | 0 | 0
H | 0 | 0 | 0 | 0 | 0 | 0
LFG | 0 | 0 | 0 | 0 | 0 | 0
Nuc | 0 | 0 | 0 | 0 | 0 | 0
PS | 0 | 0 | 0 | 0 | 0 | 0
PV | 0 | 0 | 0 | 0 | 0 | 0
PeakG | 0 | 0 | 0 | 0 | 0 | 0
PeakO | 0 | 0 | 0 | 0 | 0 | 0
ST | 0 | 0 | 0 | 0 | 0 | 0
STOG | 0.08 | 0.01 | 0 | 0 | 0 | 0
STWD | 0 | 0 | 0 | 0 | 0 | 0
WT | 0 | 0 | 0 | 0 | 0 | 0
IGCC | 0 | 0 | 0 | 0 | 0 | 0
DemandResponse | 0 | 0 | 0 | 0 | 0 | 0
IGCC-CCS | 0 | 0 | 0 | 0 | 0 | 0
WT_off | 0 | 0 | 0 | 0 | 0 | 0
PseudoUnit | 0 | 0 | 0 | 0 | 0 | 0
FixedInterchange | 0 | 0 | 0 | 0 | 0 | 0
CO2 Emissions (MMshortTons): SPP_S
ReportingType | 2015 | 2020 | 2025 | 2030 | 2035 | 2040
BM | 0 | 0 | 0 | 0 | 0 | 0
CC | 12.6 | 5.45 | 2.25 | 1.21 | 2.07 | 2.03
CSP | 0 | 0 | 0 | 0 | 0 | 0
CT | 0.01 | 0 | 0 | 0 | 0 | 0
Coal | 111.84 | 97.71 | 64.86 | 32.84 | 43.38 | 40.12
Geo | 0 | 0 | 0 | 0 | 0 | 0
H | 0 | 0 | 0 | 0 | 0 | 0
LFG | 0 | 0 | 0 | 0 | 0 | 0
Nuc | 0 | 0 | 0 | 0 | 0 | 0
PS | 0 | 0 | 0 | 0 | 0 | 0
PV | 0 | 0 | 0 | 0 | 0 | 0
PeakG | 0 | 0 | 0 | 0 | 0 | 0
PeakO | 0 | 0 | 0 | 0 | 0 | 0
ST | 0 | 0 | 0 | 0 | 0 | 0
STOG | 0.97 | 0.94 | 0.34 | 0.17 | 0.31 | 0.31
STWD | 0 | 0 | 0 | 0 | 0 | 0
WT | 0 | 0 | 0 | 0 | 0 | 0
IGCC | 0 | 0 | 0 | 0 | 0 | 0
DemandResponse | 0 | 0 | 0 | 0 | 0 | 0
IGCC-CCS | 0 | 0 | 0 | 0 | 0 | 0
WT_off | 0 | 0 | 0 | 0 | 0 | 0
PseudoUnit | 0 | 0 | 0 | 0 | 0 | 0
FixedInterchange | 0 | 0 | 0 | 0 | 0 | 0
CO2 Emissions (MMshortTons): TVA
ReportingType | 2015 | 2020 | 2025 | 2030 | 2035 | 2040
BM | 0 | 0 | 0 | 0 | 0 | 0
CC | 2.83 | 2.52 | 2.78 | 1.07 | 1.43 | 1.57
CSP | 0 | 0 | 0 | 0 | 0 | 0
CT | 0 | 0 | 0 | 0.02 | 0.02 | 0.02
Coal | 99.09 | 95.59 | 97.32 | 114.89 | 120.76 | 126.74
Geo | 0 | 0 | 0 | 0 | 0 | 0
H | 0 | 0 | 0 | 0 | 0 | 0
LFG | 0 | 0 | 0 | 0 | 0 | 0
Nuc | 0 | 0 | 0 | 0 | 0 | 0
PS | 0 | 0 | 0 | 0 | 0 | 0
PV | 0 | 0 | 0 | 0 | 0 | 0
PeakG | 0 | 0 | 0 | 0 | 0 | 0
PeakO | 0 | 0 | 0 | 0 | 0 | 0
ST | 0 | 0 | 0 | 0 | 0 | 0
STOG | 0 | 0 | 0 | 0 | 0 | 0
STWD | 0 | 0 | 0 | 0 | 0 | 0
WT | 0 | 0 | 0 | 0 | 0 | 0
IGCC | 0 | 0 | 0 | 0 | 0 | 0
DemandResponse | 0 | 0 | 0 | 0 | 0 | 0
IGCC-CCS | 0 | 0 | 0 | 0 | 0 | 0
WT_off | 0 | 0 | 0 | 0 | 0 | 0
PseudoUnit | 0 | 0 | 0 | 0 | 0 | 0
FixedInterchange | 0 | 0 | 0 | 0 | 0 | 0
CO2 Emissions (MMshortTons): TVA_Transmission
ReportingType | 2015 | 2020 | 2025 | 2030 | 2035 | 2040
BM | 0 | 0 | 0 | 0 | 0 | 0
CC | 0 | 0 | 0 | 0 | 0 | 0
CSP | 0 | 0 | 0 | 0 | 0 | 0
CT | 0 | 0 | 0 | 0 | 0 | 0
Coal | 0 | 0 | 0 | 0 | 0 | 0
Geo | 0 | 0 | 0 | 0 | 0 | 0
H | 0 | 0 | 0 | 0 | 0 | 0
LFG | 0 | 0 | 0 | 0 | 0 | 0
Nuc | 0 | 0 | 0 | 0 | 0 | 0
PS | 0 | 0 | 0 | 0 | 0 | 0
PV | 0 | 0 | 0 | 0 | 0 | 0
PeakG | 0 | 0 | 0 | 0 | 0 | 0
PeakO | 0 | 0 | 0 | 0 | 0 | 0
ST | 0 | 0 | 0 | 0 | 0 | 0
STOG | 0 | 0 | 0 | 0 | 0 | 0
STWD | 0 | 0 | 0 | 0 | 0 | 0
WT | 0 | 0 | 0 | 0 | 0 | 0
IGCC | 0 | 0 | 0 | 0 | 0 | 0
DemandResponse | 0 | 0 | 0 | 0 | 0 | 0
IGCC-CCS | 0 | 0 | 0 | 0 | 0 | 0
WT_off | 0 | 0 | 0 | 0 | 0 | 0
PseudoUnit | 0 | 0 | 0 | 0 | 0 | 0
FixedInterchange | 0 | 0 | 0 | 0 | 0 | 0
CO2 Emissions (MMshortTons): VACAR
ReportingType | 2015 | 2020 | 2025 | 2030 | 2035 | 2040
BM | 0 | 0 | 0 | 0 | 0 | 0
CC | 4.19 | 5.56 | 5.68 | 3.78 | 10.11 | 9.73
CSP | 0 | 0 | 0 | 0 | 0 | 0
CT | 0.29 | 0.35 | 0.43 | 0.36 | 0.4 | 0.37
Coal | 117.92 | 123.87 | 127.34 | 125.26 | 163.07 | 195.55
Geo | 0 | 0 | 0 | 0 | 0 | 0
H | 0 | 0 | 0 | 0 | 0 | 0
LFG | 0 | 0 | 0 | 0 | 0 | 0
Nuc | 0 | 0 | 0 | 0 | 0 | 0
PS | 0 | 0 | 0 | 0 | 0 | 0
PV | 0 | 0 | 0 | 0 | 0 | 0
PeakG | 0.04 | 0.06 | 0.16 | 0.16 | 0.14 | 0.13
PeakO | 0 | 0 | 0 | 0 | 0 | 0
ST | 0 | 0 | 0 | 0 | 0 | 0
STOG | 0 | 0 | 0 | 0 | 0 | 0
STWD | 0 | 0 | 0 | 0 | 0 | 0
WT | 0 | 0 | 0 | 0 | 0 | 0
IGCC | 0 | 0 | 0 | 0 | 0 | 0
DemandResponse | 0 | 0 | 0 | 0 | 0 | 0
IGCC-CCS | 0 | 0 | 0 | 0 | 0 | 0
WT_off | 0 | 0 | 0 | 0 | 0 | 0
PseudoUnit | 0 | 0 | 0 | 0 | 0 | 0
FixedInterchange | 0 | 0 | 0 | 0 | 0 | 0
CO2 Emissions (MMshortTons): IESO
ReportingType | 2015 | 2020 | 2025 | 2030 | 2035 | 2040
BM | 0 | 0 | 0 | 0 | 0 | 0
CC | 0.35 | 0.32 | 0.19 | 0.14 | 0.64 | 2.8
CSP | 0 | 0 | 0 | 0 | 0 | 0
CT | 0 | 0 | 0 | 0 | 0 | 0.01
Coal | 0 | 0 | 0 | 0 | 0 | 0
Geo | 0 | 0 | 0 | 0 | 0 | 0
H | 0 | 0 | 0 | 0 | 0 | 0
LFG | 0 | 0 | 0 | 0 | 0 | 0
Nuc | 0 | 0 | 0 | 0 | 0 | 0
PS | 0 | 0 | 0 | 0 | 0 | 0
PV | 0 | 0 | 0 | 0 | 0 | 0
PeakG | 0 | 0 | 0 | 0 | 0 | 0
PeakO | 0 | 0 | 0 | 0 | 0 | 0
ST | 0 | 0 | 0 | 0 | 0 | 0
STOG | 0 | 0 | 0 | 0 | 0 | 0
STWD | 0 | 0 | 0 | 0 | 0 | 0
WT | 0 | 0 | 0 | 0 | 0 | 0
IGCC | 0 | 0 | 0 | 0 | 0 | 0
DemandResponse | 0 | 0 | 0 | 0 | 0 | 0
IGCC-CCS | 0 | 0 | 0 | 0 | 0 | 0
WT_off | 0 | 0 | 0 | 0 | 0 | 0
PseudoUnit | 0 | 0 | 0 | 0 | 0 | 0
FixedInterchange | 0 | 0 | 0 | 0 | 0 | 0
CO2 Emissions (MMshortTons): MAPP_CA
ReportingType | 2015 | 2020 | 2025 | 2030 | 2035 | 2040
BM | 0 | 0 | 0 | 0 | 0 | 0
CC | 0.25 | 0.17 | 0.12 | 0 | 0 | 0.03
CSP | 0 | 0 | 0 | 0 | 0 | 0
CT | 0 | 0 | 0 | 0 | 0 | 0
Coal | 3.11 | 6.87 | 0.99 | 0 | 0 | 0
Geo | 0 | 0 | 0 | 0 | 0 | 0
H | 0 | 0 | 0 | 0 | 0 | 0
LFG | 0 | 0 | 0 | 0 | 0 | 0
Nuc | 0 | 0 | 0 | 0 | 0 | 0
PS | 0 | 0 | 0 | 0 | 0 | 0
PV | 0 | 0 | 0 | 0 | 0 | 0
PeakG | 0 | 0 | 0 | 0 | 0 | 0
PeakO | 0 | 0 | 0 | 0 | 0 | 0
ST | 0 | 0 | 0 | 0 | 0 | 0
STOG | 0 | 0 | 0 | 0 | 0 | 0
STWD | 0 | 0 | 0 | 0 | 0 | 0
WT | 0 | 0 | 0 | 0 | 0 | 0
IGCC | 0 | 0 | 0 | 0 | 0 | 0
DemandResponse | 0 | 0 | 0 | 0 | 0 | 0
IGCC-CCS | 0 | 0 | 0 | 0 | 0 | 0
WT_off | 0 | 0 | 0 | 0 | 0 | 0
PseudoUnit | 0 | 0 | 0 | 0 | 0 | 0
FixedInterchange | 0 | 0 | 0 | 0 | 0 | 0
CO2 Emissions (MMshortTons): AZ_NM_SNV_Coal
ReportingType | 2015 | 2020 | 2025 | 2030 | 2035 | 2040
BM | 0 | 0 | 0 | 0 | 0 | 0
CC | 0 | 0 | 0 | 0 | 0 | 0
CSP | 0 | 0 | 0 | 0 | 0 | 0
CT | 0 | 0 | 0 | 0 | 0 | 0
Coal | 80.32 | 90.67 | 181.86 | 241.77 | 263.79 | 282.62
Geo | 0 | 0 | 0 | 0 | 0 | 0
H | 0 | 0 | 0 | 0 | 0 | 0
LFG | 0 | 0 | 0 | 0 | 0 | 0
Nuc | 0 | 0 | 0 | 0 | 0 | 0
PS | 0 | 0 | 0 | 0 | 0 | 0
PV | 0 | 0 | 0 | 0 | 0 | 0
PeakG | 0 | 0 | 0 | 0 | 0 | 0
PeakO | 0 | 0 | 0 | 0 | 0 | 0
ST | 0 | 0 | 0 | 0 | 0 | 0
STOG | 0 | 0 | 0 | 0 | 0 | 0
STWD | 0 | 0 | 0 | 0 | 0 | 0
WT | 0 | 0 | 0 | 0 | 0 | 0
IGCC | 0 | 0 | 0 | 0 | 0 | 0
DemandResponse | 0 | 0 | 0 | 0 | 0 | 0
IGCC-CCS | 0 | 0 | 0 | 0 | 0 | 0
WT_off | 0 | 0 | 0 | 0 | 0 | 0
PseudoUnit | 0 | 0 | 0 | 0 | 0 | 0
FixedInterchange | 0 | 0 | 0 | 0 | 0 | 0
CO2 Emissions (MMshortTons): AZ_NM_SNV_Gas
ReportingType | 2015 | 2020 | 2025 | 2030 | 2035 | 2040
BM | 0 | 0 | 0 | 0 | 0 | 0
CC | 41.96 | 42.9 | 18.29 | 13.39 | 14.75 | 15.46
CSP | 0 | 0 | 0 | 0 | 0 | 0
CT | 0 | 0 | 0.01 | 0 | 0 | 0
Coal | 0 | 0 | 0 | 0 | 0 | 0
Geo | 0 | 0 | 0 | 0 | 0 | 0
H | 0 | 0 | 0 | 0 | 0 | 0
LFG | 0 | 0 | 0 | 0 | 0 | 0
Nuc | 0 | 0 | 0 | 0 | 0 | 0
PS | 0 | 0 | 0 | 0 | 0 | 0
PV | 0 | 0 | 0 | 0 | 0 | 0
PeakG | 0 | 0 | 0 | 0 | 0 | 0
PeakO | 0 | 0 | 0 | 0 | 0 | 0
ST | 0 | 0 | 0 | 0 | 0 | 0
STOG | 0 | 0 | 0 | 0 | 0 | 0
STWD | 0 | 0 | 0 | 0 | 0 | 0
WT | 0 | 0 | 0 | 0 | 0 | 0
IGCC | 0 | 0 | 0 | 0 | 0 | 0
DemandResponse | 0 | 0 | 0 | 0 | 0 | 0
IGCC-CCS | 0 | 0 | 0 | 0 | 0 | 0
WT_off | 0 | 0 | 0 | 0 | 0 | 0
PseudoUnit | 0 | 0 | 0 | 0 | 0 | 0
FixedInterchange | 0 | 0 | 0 | 0 | 0 | 0
CO2 Emissions (MMshortTons): AZ_NM_SNV_NucRenew
ReportingType | 2015 | 2020 | 2025 | 2030 | 2035 | 2040
BM | 0 | 0 | 0 | 0 | 0 | 0
CC | 0 | 0 | 0 | 0 | 0 | 0
CSP | 0 | 0 | 0 | 0 | 0 | 0
CT | 0 | 0 | 0 | 0 | 0 | 0
Coal | 0 | 0 | 0 | 0 | 0 | 0
Geo | 0 | 0 | 0 | 0 | 0 | 0
H | 0 | 0 | 0 | 0 | 0 | 0
LFG | 0 | 0 | 0 | 0 | 0 | 0
Nuc | 0 | 0 | 0 | 0 | 0 | 0
PS | 0 | 0 | 0 | 0 | 0 | 0
PV | 0 | 0 | 0 | 0 | 0 | 0
PeakG | 0 | 0 | 0 | 0 | 0 | 0
PeakO | 0 | 0 | 0 | 0 | 0 | 0
ST | 0 | 0 | 0 | 0 | 0 | 0
STOG | 0 | 0 | 0 | 0 | 0 | 0
STWD | 0 | 0 | 0 | 0 | 0 | 0
WT | 0 | 0 | 0 | 0 | 0 | 0
IGCC | 0 | 0 | 0 | 0 | 0 | 0
DemandResponse | 0 | 0 | 0 | 0 | 0 | 0
IGCC-CCS | 0 | 0 | 0 | 0 | 0 | 0
WT_off | 0 | 0 | 0 | 0 | 0 | 0
PseudoUnit | 0 | 0 | 0 | 0 | 0 | 0
FixedInterchange | 0 | 0 | 0 | 0 | 0 | 0
CO2 Emissions (MMshortTons): ERCOT
ReportingType | 2015 | 2020 | 2025 | 2030 | 2035 | 2040
BM | 0 | 0 | 0 | 0 | 0 | 0
CC | 47.69 | 43.14 | 35.08 | 29.45 | 27.69 | 24.75
CSP | 0 | 0 | 0 | 0 | 0 | 0
CT | 0 | 0 | 0 | 0 | 0 | 0
Coal | 167.17 | 168.14 | 170.87 | 166.75 | 176.99 | 194.76
Geo | 0 | 0 | 0 | 0 | 0 | 0
H | 0 | 0 | 0 | 0 | 0 | 0
LFG | 0 | 0 | 0 | 0 | 0 | 0
Nuc | 0 | 0 | 0 | 0 | 0 | 0
PS | 0 | 0 | 0 | 0 | 0 | 0
PV | 0 | 0 | 0 | 0 | 0 | 0
PeakG | 0 | 0 | 0 | 0 | 0 | 0
PeakO | 0 | 0 | 0 | 0 | 0 | 0
ST | 0 | 0 | 0 | 0 | 0 | 0
STOG | 1.35 | 1.58 | 1.36 | 1.06 | 0.99 | 0.84
STWD | 0 | 0 | 0 | 0 | 0 | 0
WT | 0 | 0 | 0 | 0 | 0 | 0
IGCC | 0 | 0 | 0 | 0 | 0 | 0
DemandResponse | 0 | 0 | 0 | 0 | 0 | 0
IGCC-CCS | 0 | 0 | 0 | 0 | 0 | 0
WT_off | 0 | 0 | 0 | 0 | 0 | 0
PseudoUnit | 0 | 0 | 0 | 0 | 0 | 0
FixedInterchange | 0 | 0 | 0 | 0 | 0 | 0
CO2 Emissions (MMshortTons): NP15
ReportingType | 2015 | 2020 | 2025 | 2030 | 2035 | 2040
BM | 0 | 0 | 0 | 0 | 0 | 0
CC | 15.29 | 9.38 | 3.19 | 1.89 | 3.13 | 1.94
CSP | 0 | 0 | 0 | 0 | 0 | 0
CT | 0 | 0 | 0 | 0 | 0 | 0
Coal | 0.27 | 0.27 | 0.27 | 0.27 | 0.27 | 0
Geo | 0 | 0 | 0 | 0 | 0 | 0
H | 0 | 0 | 0 | 0 | 0 | 0
LFG | 0 | 0 | 0 | 0 | 0 | 0
Nuc | 0 | 0 | 0 | 0 | 0 | 0
PS | 0 | 0 | 0 | 0 | 0 | 0
PV | 0 | 0 | 0 | 0 | 0 | 0
PeakG | 0 | 0 | 0 | 0 | 0 | 0
PeakO | 0 | 0 | 0 | 0 | 0 | 0
ST | 0 | 0 | 0 | 0 | 0 | 0
STOG | 0.08 | 0.04 | 0 | 0.01 | 0.03 | 0.06
STWD | 0 | 0 | 0 | 0 | 0 | 0
WT | 0 | 0 | 0 | 0 | 0 | 0
IGCC | 0 | 0 | 0 | 0 | 0 | 0
DemandResponse | 0 | 0 | 0 | 0 | 0 | 0
IGCC-CCS | 0 | 0 | 0 | 0 | 0 | 0
WT_off | 0 | 0 | 0 | 0 | 0 | 0
PseudoUnit | 0 | 0 | 0 | 0 | 0 | 0
FixedInterchange | 0 | 0 | 0 | 0 | 0 | 0
CO2 Emissions (MMshortTons): NWPP_Coal
ReportingType | 2015 | 2020 | 2025 | 2030 | 2035 | 2040
BM | 0 | 0 | 0 | 0 | 0 | 0
CC | 0 | 0 | 0 | 0 | 0 | 0
CSP | 0 | 0 | 0 | 0 | 0 | 0
CT | 0 | 0 | 0 | 0 | 0 | 0
Coal | 113.74 | 109.89 | 109.17 | 109.38 | 109.27 | 109.38
Geo | 0 | 0 | 0 | 0 | 0 | 0
H | 0 | 0 | 0 | 0 | 0 | 0
LFG | 0 | 0 | 0 | 0 | 0 | 0
Nuc | 0 | 0 | 0 | 0 | 0 | 0
PS | 0 | 0 | 0 | 0 | 0 | 0
PV | 0 | 0 | 0 | 0 | 0 | 0
PeakG | 0 | 0 | 0 | 0 | 0 | 0
PeakO | 0 | 0 | 0 | 0 | 0 | 0
ST | 0 | 0 | 0 | 0 | 0 | 0
STOG | 0 | 0 | 0 | 0 | 0 | 0
STWD | 0 | 0 | 0 | 0 | 0 | 0
WT | 0 | 0 | 0 | 0 | 0 | 0
IGCC | 0 | 0 | 0 | 0 | 0 | 0
DemandResponse | 0 | 0 | 0 | 0 | 0 | 0
IGCC-CCS | 0 | 0 | 0 | 0 | 0 | 0
WT_off | 0 | 0 | 0 | 0 | 0 | 0
PseudoUnit | 0 | 0 | 0 | 0 | 0 | 0
FixedInterchange | 0 | 0 | 0 | 0 | 0 | 0
CO2 Emissions (MMshortTons): NWPP_Gas
ReportingType | 2015 | 2020 | 2025 | 2030 | 2035 | 2040
BM | 0 | 0 | 0 | 0 | 0 | 0
CC | 19.98 | 19.98 | 19.05 | 18.68 | 19.98 | 19
CSP | 0 | 0 | 0 | 0 | 0 | 0
CT | 0 | 0 | 0 | 0 | 0 | 0
Coal | 0 | 0 | 8.86 | 11.84 | 11.84 | 11.84
Geo | 0 | 0 | 0 | 0 | 0 | 0
H | 0 | 0 | 0 | 0 | 0 | 0
LFG | 0 | 0 | 0 | 0 | 0 | 0
Nuc | 0 | 0 | 0 | 0 | 0 | 0
PS | 0 | 0 | 0 | 0 | 0 | 0
PV | 0 | 0 | 0 | 0 | 0 | 0
PeakG | 0 | 0 | 0 | 0 | 0 | 0
PeakO | 0 | 0 | 0 | 0 | 0 | 0
ST | 0 | 0 | 0 | 0 | 0 | 0
STOG | 0 | 0 | 0 | 0 | 0 | 0
STWD | 0 | 0 | 0 | 0 | 0 | 0
WT | 0 | 0 | 0 | 0 | 0 | 0
IGCC | 0 | 0 | 0 | 0 | 0 | 0
DemandResponse | 0 | 0 | 0 | 0 | 0 | 0
IGCC-CCS | 0 | 0 | 0 | 0 | 0 | 0
WT_off | 0 | 0 | 0 | 0 | 0 | 0
PseudoUnit | 0 | 0 | 0 | 0 | 0 | 0
FixedInterchange | 0 | 0 | 0 | 0 | 0 | 0
CO2 Emissions (MMshortTons): NWPP_NucRenew
ReportingType | 2015 | 2020 | 2025 | 2030 | 2035 | 2040
BM | 0 | 0 | 0 | 0 | 0 | 0
CC | 0 | 0 | 0 | 0 | 0 | 0
CSP | 0 | 0 | 0 | 0 | 0 | 0
CT | 0 | 0 | 0 | 0 | 0 | 0
Coal | 0 | 0 | 0 | 0 | 0 | 0
Geo | 0 | 0 | 0 | 0 | 0 | 0
H | 0 | 0 | 0 | 0 | 0 | 0
LFG | 0 | 0 | 0 | 0 | 0 | 0
Nuc | 0 | 0 | 0 | 0 | 0 | 0
PS | 0 | 0 | 0 | 0 | 0 | 0
PV | 0 | 0 | 0 | 0 | 0 | 0
PeakG | 0 | 0 | 0 | 0 | 0 | 0
PeakO | 0 | 0 | 0 | 0 | 0 | 0
ST | 0 | 0 | 0 | 0 | 0 | 0
STOG | 0 | 0 | 0 | 0 | 0 | 0
STWD | 0 | 0 | 0 | 0 | 0 | 0
WT | 0 | 0 | 0 | 0 | 0 | 0
IGCC | 0 | 0 | 0 | 0 | 0 | 0
DemandResponse | 0 | 0 | 0 | 0 | 0 | 0
IGCC-CCS | 0 | 0 | 0 | 0 | 0 | 0
WT_off | 0 | 0 | 0 | 0 | 0 | 0
PseudoUnit | 0 | 0 | 0 | 0 | 0 | 0
FixedInterchange | 0 | 0 | 0 | 0 | 0 | 0
CO2 Emissions (MMshortTons): RMPA
ReportingType | 2015 | 2020 | 2025 | 2030 | 2035 | 2040
BM | 0 | 0 | 0 | 0 | 0 | 0
CC | 1.82 | 0.66 | 0.19 | 0.17 | 0.37 | 0.28
CSP | 0 | 0 | 0 | 0 | 0 | 0
CT | 0 | 0 | 0 | 0 | 0 | 0
Coal | 61.31 | 68.49 | 65.26 | 64.85 | 72.2 | 79.86
Geo | 0 | 0 | 0 | 0 | 0 | 0
H | 0 | 0 | 0 | 0 | 0 | 0
LFG | 0 | 0 | 0 | 0 | 0 | 0
Nuc | 0 | 0 | 0 | 0 | 0 | 0
PS | 0 | 0 | 0 | 0 | 0 | 0
PV | 0 | 0 | 0 | 0 | 0 | 0
PeakG | 0.03 | 0 | 0 | 0 | 0.01 | 0
PeakO | 0 | 0 | 0 | 0 | 0 | 0
ST | 0 | 0 | 0 | 0 | 0 | 0
STOG | 0 | 0 | 0 | 0 | 0 | 0
STWD | 0 | 0 | 0 | 0 | 0 | 0
WT | 0 | 0 | 0 | 0 | 0 | 0
IGCC | 0 | 0 | 0 | 0 | 0 | 0
DemandResponse | 0 | 0 | 0 | 0 | 0 | 0
IGCC-CCS | 0 | 0 | 0 | 0 | 0 | 0
WT_off | 0 | 0 | 0 | 0 | 0 | 0
PseudoUnit | 0 | 0 | 0 | 0 | 0 | 0
FixedInterchange | 0 | 0 | 0 | 0 | 0 | 0
CO2 Emissions (MMshortTons): SP15
ReportingType | 2015 | 2020 | 2025 | 2030 | 2035 | 2040
BM | 0 | 0 | 0 | 0 | 0 | 0
CC | 10.08 | 8.74 | 4 | 1.74 | 3.58 | 1.92
CSP | 0 | 0 | 0 | 0 | 0 | 0
CT | 0 | 0 | 0 | 0 | 0 | 0
Coal | 1.64 | 0.9 | 0.9 | 0.9 | 0.9 | 0.21
Geo | 0 | 0 | 0 | 0 | 0 | 0
H | 0 | 0 | 0 | 0 | 0 | 0
LFG | 0 | 0 | 0 | 0 | 0 | 0
Nuc | 0 | 0 | 0 | 0 | 0 | 0
PS | 0 | 0 | 0 | 0 | 0 | 0
PV | 0 | 0 | 0 | 0 | 0 | 0
PeakG | 0 | 0 | 0 | 0 | 0 | 0
PeakO | 0 | 0 | 0 | 0 | 0 | 0
ST | 0 | 0 | 0 | 0 | 0 | 0
STOG | 0.22 | 0.28 | 0.02 | 0.01 | 0.02 | 0.05
STWD | 0 | 0 | 0 | 0 | 0 | 0
WT | 0 | 0 | 0 | 0 | 0 | 0
IGCC | 0 | 0 | 0 | 0 | 0 | 0
DemandResponse | 0 | 0 | 0 | 0 | 0 | 0
IGCC-CCS | 0 | 0 | 0 | 0 | 0 | 0
WT_off | 0 | 0 | 0 | 0 | 0 | 0
PseudoUnit | 0 | 0 | 0 | 0 | 0 | 0
FixedInterchange | 0 | 0 | 0 | 0 | 0 | 0
CO2 Emissions (MMshortTons): ALB
ReportingType | 2015 | 2020 | 2025 | 2030 | 2035 | 2040
BM | 0 | 0 | 0 | 0 | 0 | 0
CC | 8.11 | 9.61 | 10.99 | 10.34 | 6.08 | 4.25
CSP | 0 | 0 | 0 | 0 | 0 | 0
CT | 0 | 0 | 0 | 0 | 0 | 0
Coal | 50 | 50 | 50 | 50 | 50 | 50
Geo | 0 | 0 | 0 | 0 | 0 | 0
H | 0 | 0 | 0 | 0 | 0 | 0
LFG | 0 | 0 | 0 | 0 | 0 | 0
Nuc | 0 | 0 | 0 | 0 | 0 | 0
PS | 0 | 0 | 0 | 0 | 0 | 0
PV | 0 | 0 | 0 | 0 | 0 | 0
PeakG | 0 | 0 | 0 | 0 | 0 | 0
PeakO | 0 | 0 | 0 | 0 | 0 | 0
ST | 0 | 0 | 0 | 0 | 0 | 0
STOG | 0 | 0 | 0 | 0 | 0 | 0
STWD | 0 | 0 | 0 | 0 | 0 | 0
WT | 0 | 0 | 0 | 0 | 0 | 0
IGCC | 0 | 0 | 0 | 0 | 0 | 0
DemandResponse | 0 | 0 | 0 | 0 | 0 | 0
IGCC-CCS | 0 | 0 | 0 | 0 | 0 | 0
WT_off | 0 | 0 | 0 | 0 | 0 | 0
PseudoUnit | 0 | 0 | 0 | 0 | 0 | 0
FixedInterchange | 0 | 0 | 0 | 0 | 0 | 0
CO2 Emissions (MMshortTons): BC
ReportingType | 2015 | 2020 | 2025 | 2030 | 2035 | 2040
BM | 0 | 0 | 0 | 0 | 0 | 0
CC | 3.83 | 4.32 | 5.79 | 5.79 | 5.43 | 4.4
CSP | 0 | 0 | 0 | 0 | 0 | 0
CT | 0 | 0 | 0 | 0 | 0 | 0
Coal | 0 | 0 | 0 | 0 | 0 | 0
Geo | 0 | 0 | 0 | 0 | 0 | 0
H | 0 | 0 | 0 | 0 | 0 | 0
LFG | 0 | 0 | 0 | 0 | 0 | 0
Nuc | 0 | 0 | 0 | 0 | 0 | 0
PS | 0 | 0 | 0 | 0 | 0 | 0
PV | 0 | 0 | 0 | 0 | 0 | 0
PeakG | 0 | 0 | 0 | 0 | 0 | 0
PeakO | 0 | 0 | 0 | 0 | 0 | 0
ST | 0 | 0 | 0 | 0 | 0 | 0
STOG | 0 | 0 | 0 | 0 | 0 | 0
STWD | 0 | 0 | 0 | 0 | 0 | 0
WT | 0 | 0 | 0 | 0 | 0 | 0
IGCC | 0 | 0 | 0 | 0 | 0 | 0
DemandResponse | 0 | 0 | 0 | 0 | 0 | 0
IGCC-CCS | 0 | 0 | 0 | 0 | 0 | 0
WT_off | 0 | 0 | 0 | 0 | 0 | 0
PseudoUnit | 0 | 0 | 0 | 0 | 0 | 0
FixedInterchange | 0 | 0 | 0 | 0 | 0 | 0
CO2 Emissions (MMshortTons): HQ_IESO
ReportingType | 2015 | 2020 | 2025 | 2030 | 2035 | 2040
BM | 0 | 0 | 0 | 0 | 0 | 0
CC | 0 | 0 | 0 | 0 | 0 | 0
CSP | 0 | 0 | 0 | 0 | 0 | 0
CT | 0 | 0 | 0 | 0 | 0 | 0
Coal | 0 | 0 | 0 | 0 | 0 | 0
Geo | 0 | 0 | 0 | 0 | 0 | 0
H | 0 | 0 | 0 | 0 | 0 | 0
LFG | 0 | 0 | 0 | 0 | 0 | 0
Nuc | 0 | 0 | 0 | 0 | 0 | 0
PS | 0 | 0 | 0 | 0 | 0 | 0
PV | 0 | 0 | 0 | 0 | 0 | 0
PeakG | 0 | 0 | 0 | 0 | 0 | 0
PeakO | 0 | 0 | 0 | 0 | 0 | 0
ST | 0 | 0 | 0 | 0 | 0 | 0
STOG | 0 | 0 | 0 | 0 | 0 | 0
STWD | 0 | 0 | 0 | 0 | 0 | 0
WT | 0 | 0 | 0 | 0 | 0 | 0
IGCC | 0 | 0 | 0 | 0 | 0 | 0
DemandResponse | 0 | 0 | 0 | 0 | 0 | 0
IGCC-CCS | 0 | 0 | 0 | 0 | 0 | 0
WT_off | 0 | 0 | 0 | 0 | 0 | 0
PseudoUnit | 0 | 0 | 0 | 0 | 0 | 0
FixedInterchange | 0 | 0 | 0 | 0 | 0 | 0
CO2 Emissions (MMshortTons): HQ_NEISO
ReportingType | 2015 | 2020 | 2025 | 2030 | 2035 | 2040
BM | 0 | 0 | 0 | 0 | 0 | 0
CC | 0 | 0 | 0 | 0 | 0 | 0
CSP | 0 | 0 | 0 | 0 | 0 | 0
CT | 0 | 0 | 0 | 0 | 0 | 0
Coal | 0 | 0 | 0 | 0 | 0 | 0
Geo | 0 | 0 | 0 | 0 | 0 | 0
H | 0 | 0 | 0 | 0 | 0 | 0
LFG | 0 | 0 | 0 | 0 | 0 | 0
Nuc | 0 | 0 | 0 | 0 | 0 | 0
PS | 0 | 0 | 0 | 0 | 0 | 0
PV | 0 | 0 | 0 | 0 | 0 | 0
PeakG | 0 | 0 | 0 | 0 | 0 | 0
PeakO | 0 | 0 | 0 | 0 | 0 | 0
ST | 0 | 0 | 0 | 0 | 0 | 0
STOG | 0 | 0 | 0 | 0 | 0 | 0
STWD | 0 | 0 | 0 | 0 | 0 | 0
WT | 0 | 0 | 0 | 0 | 0 | 0
IGCC | 0 | 0 | 0 | 0 | 0 | 0
DemandResponse | 0 | 0 | 0 | 0 | 0 | 0
IGCC-CCS | 0 | 0 | 0 | 0 | 0 | 0
WT_off | 0 | 0 | 0 | 0 | 0 | 0
PseudoUnit | 0 | 0 | 0 | 0 | 0 | 0
FixedInterchange | 0 | 0 | 0 | 0 | 0 | 0
CO2 Emissions (MMshortTons): HQ_NY
ReportingType | 2015 | 2020 | 2025 | 2030 | 2035 | 2040
BM | 0 | 0 | 0 | 0 | 0 | 0
CC | 0 | 0 | 0 | 0 | 0 | 0
CSP | 0 | 0 | 0 | 0 | 0 | 0
CT | 0 | 0 | 0 | 0 | 0 | 0
Coal | 0 | 0 | 0 | 0 | 0 | 0
Geo | 0 | 0 | 0 | 0 | 0 | 0
H | 0 | 0 | 0 | 0 | 0 | 0
LFG | 0 | 0 | 0 | 0 | 0 | 0
Nuc | 0 | 0 | 0 | 0 | 0 | 0
PS | 0 | 0 | 0 | 0 | 0 | 0
PV | 0 | 0 | 0 | 0 | 0 | 0
PeakG | 0 | 0 | 0 | 0 | 0 | 0
PeakO | 0 | 0 | 0 | 0 | 0 | 0
ST | 0 | 0 | 0 | 0 | 0 | 0
STOG | 0 | 0 | 0 | 0 | 0 | 0
STWD | 0 | 0 | 0 | 0 | 0 | 0
WT | 0 | 0 | 0 | 0 | 0 | 0
IGCC | 0 | 0 | 0 | 0 | 0 | 0
DemandResponse | 0 | 0 | 0 | 0 | 0 | 0
IGCC-CCS | 0 | 0 | 0 | 0 | 0 | 0
WT_off | 0 | 0 | 0 | 0 | 0 | 0
PseudoUnit | 0 | 0 | 0 | 0 | 0 | 0
FixedInterchange | 0 | 0 | 0 | 0 | 0 | 0
CO2 Emissions (MMshortTons): MARITIMES
ReportingType | 2015 | 2020 | 2025 | 2030 | 2035 | 2040
BM | 0 | 0 | 0 | 0 | 0 | 0
CC | 0 | 0 | 0 | 0 | 0 | 0
CSP | 0 | 0 | 0 | 0 | 0 | 0
CT | 0 | 0 | 0 | 0 | 0 | 0
Coal | 0 | 0 | 0 | 0 | 0 | 0
Geo | 0 | 0 | 0 | 0 | 0 | 0
H | 0 | 0 | 0 | 0 | 0 | 0
LFG | 0 | 0 | 0 | 0 | 0 | 0
Nuc | 0 | 0 | 0 | 0 | 0 | 0
PS | 0 | 0 | 0 | 0 | 0 | 0
PV | 0 | 0 | 0 | 0 | 0 | 0
PeakG | 0 | 0 | 0 | 0 | 0 | 0
PeakO | 0 | 0 | 0 | 0 | 0 | 0
ST | 0 | 0 | 0 | 0 | 0 | 0
STOG | 0 | 0 | 0 | 0 | 0 | 0
STWD | 0 | 0 | 0 | 0 | 0 | 0
WT | 0 | 0 | 0 | 0 | 0 | 0
IGCC | 0 | 0 | 0 | 0 | 0 | 0
DemandResponse | 0 | 0 | 0 | 0 | 0 | 0
IGCC-CCS | 0 | 0 | 0 | 0 | 0 | 0
WT_off | 0 | 0 | 0 | 0 | 0 | 0
PseudoUnit | 0 | 0 | 0 | 0 | 0 | 0
FixedInterchange | 0 | 0 | 0 | 0 | 0 | 0
CO2 Emissions (MMshortTons): All
ReportingType | 2015 | 2020 | 2025 | 2030 | 2035 | 2040
BM | 0 | 0 | 0 | 0 | 0 | 0
CC | 328.07 | 314.85 | 223.42 | 175.3 | 201.12 | 204.46
CSP | 0 | 0 | 0 | 0 | 0 | 0
CT | 0.59 | 0.67 | 0.9 | 0.92 | 2.58 | 2.83
Coal | 2246.43 | 2151.12 | 2219.72 | 2184.05 | 2454.93 | 2702.56
Geo | 0 | 0 | 0 | 0 | 0 | 0
H | 0 | 0 | 0 | 0 | 0 | 0
LFG | 0 | 0 | 0 | 0 | 0 | 0
Nuc | 0 | 0 | 0 | 0 | 0 | 0
PS | 0 | 0 | 0 | 0 | 0 | 0
PV | 0 | 0 | 0 | 0 | 0 | 0
PeakG | 1.32 | 2.06 | 1.83 | 1.14 | 1.52 | 1.74
PeakO | 0 | 0 | 0 | 0 | 0 | 0
ST | 0 | 0 | 0 | 0 | 0 | 0
STOG | 4.63 | 5 | 3.08 | 2.28 | 3.09 | 3.28
STWD | 0 | 0 | 0 | 0 | 0 | 0
WT | 0 | 0 | 0 | 0 | 0 | 0
IGCC | 4.15 | 4.15 | 4.15 | 4.15 | 4.15 | 4.15
DemandResponse | 0 | 0 | 0 | 0 | 0 | 0
IGCC-CCS | 0 | 0 | 0 | 0 | 0 | 0
WT_off | 0 | 0 | 0 | 0 | 0 | 0
PseudoUnit | 0 | 0 | 0 | 0 | 0 | 0
FixedInterchange | 0 | 0 | 0 | 0 | 0 | 0
CO2 Emissions (MMshortTons): EI_US
ReportingType | 2015 | 2020 | 2025 | 2030 | 2035 | 2040
BM | 0 | 0 | 0 | 0 | 0 | 0
CC | 178.71 | 175.63 | 126.51 | 93.71 | 119.48 | 129.63
CSP | 0 | 0 | 0 | 0 | 0 | 0
CT | 0.59 | 0.67 | 0.89 | 0.92 | 2.58 | 2.81
Coal | 1768.88 | 1655.91 | 1631.56 | 1538.29 | 1769.68 | 1973.89
Geo | 0 | 0 | 0 | 0 | 0 | 0
H | 0 | 0 | 0 | 0 | 0 | 0
LFG | 0 | 0 | 0 | 0 | 0 | 0
Nuc | 0 | 0 | 0 | 0 | 0 | 0
PS | 0 | 0 | 0 | 0 | 0 | 0
PV | 0 | 0 | 0 | 0 | 0 | 0
PeakG | 1.3 | 2.06 | 1.83 | 1.14 | 1.52 | 1.74
PeakO | 0 | 0 | 0 | 0 | 0 | 0
ST | 0 | 0 | 0 | 0 | 0 | 0
STOG | 2.99 | 3.1 | 1.69 | 1.2 | 2.05 | 2.33
STWD | 0 | 0 | 0 | 0 | 0 | 0
WT | 0 | 0 | 0 | 0 | 0 | 0
IGCC | 4.15 | 4.15 | 4.15 | 4.15 | 4.15 | 4.15
DemandResponse | 0 | 0 | 0 | 0 | 0 | 0
IGCC-CCS | 0 | 0 | 0 | 0 | 0 | 0
WT_off | 0 | 0 | 0 | 0 | 0 | 0
PseudoUnit | 0 | 0 | 0 | 0 | 0 | 0
FixedInterchange | 0 | 0 | 0 | 0 | 0 | 0
CO2 Emissions (MMshortTons): EI_Canada
ReportingType | 2015 | 2020 | 2025 | 2030 | 2035 | 2040
BM | 0 | 0 | 0 | 0 | 0 | 0
CC | 0.61 | 0.48 | 0.31 | 0.14 | 0.64 | 2.83
CSP | 0 | 0 | 0 | 0 | 0 | 0
CT | 0 | 0 | 0 | 0 | 0 | 0.01
Coal | 3.11 | 6.87 | 0.99 | 0 | 0 | 0
Geo | 0 | 0 | 0 | 0 | 0 | 0
H | 0 | 0 | 0 | 0 | 0 | 0
LFG | 0 | 0 | 0 | 0 | 0 | 0
Nuc | 0 | 0 | 0 | 0 | 0 | 0
PS | 0 | 0 | 0 | 0 | 0 | 0
PV | 0 | 0 | 0 | 0 | 0 | 0
PeakG | 0 | 0 | 0 | 0 | 0 | 0
PeakO | 0 | 0 | 0 | 0 | 0 | 0
ST | 0 | 0 | 0 | 0 | 0 | 0
STOG | 0 | 0 | 0 | 0 | 0 | 0
STWD | 0 | 0 | 0 | 0 | 0 | 0
WT | 0 | 0 | 0 | 0 | 0 | 0
IGCC | 0 | 0 | 0 | 0 | 0 | 0
DemandResponse | 0 | 0 | 0 | 0 | 0 | 0
IGCC-CCS | 0 | 0 | 0 | 0 | 0 | 0
WT_off | 0 | 0 | 0 | 0 | 0 | 0
PseudoUnit | 0 | 0 | 0 | 0 | 0 | 0
FixedInterchange | 0 | 0 | 0 | 0 | 0 | 0
CO2 Emissions (MMshortTons): EI
ReportingType | 2015 | 2020 | 2025 | 2030 | 2035 | 2040
BM | 0 | 0 | 0 | 0 | 0 | 0
CC | 179.31 | 176.12 | 126.83 | 93.85 | 120.12 | 132.46
CSP | 0 | 0 | 0 | 0 | 0 | 0
CT | 0.59 | 0.67 | 0.89 | 0.92 | 2.58 | 2.83
Coal | 1771.99 | 1662.78 | 1632.54 | 1538.29 | 1769.68 | 1973.89
Geo | 0 | 0 | 0 | 0 | 0 | 0
H | 0 | 0 | 0 | 0 | 0 | 0
LFG | 0 | 0 | 0 | 0 | 0 | 0
Nuc | 0 | 0 | 0 | 0 | 0 | 0
PS | 0 | 0 | 0 | 0 | 0 | 0
PV | 0 | 0 | 0 | 0 | 0 | 0
PeakG | 1.3 | 2.06 | 1.83 | 1.14 | 1.52 | 1.74
PeakO | 0 | 0 | 0 | 0 | 0 | 0
ST | 0 | 0 | 0 | 0 | 0 | 0
STOG | 2.99 | 3.1 | 1.69 | 1.2 | 2.05 | 2.33
STWD | 0 | 0 | 0 | 0 | 0 | 0
WT | 0 | 0 | 0 | 0 | 0 | 0
IGCC | 4.15 | 4.15 | 4.15 | 4.15 | 4.15 | 4.15
DemandResponse | 0 | 0 | 0 | 0 | 0 | 0
IGCC-CCS | 0 | 0 | 0 | 0 | 0 | 0
WT_off | 0 | 0 | 0 | 0 | 0 | 0
PseudoUnit | 0 | 0 | 0 | 0 | 0 | 0
FixedInterchange | 0 | 0 | 0 | 0 | 0 | 0
CO2 Emissions (MMshortTons): Outside_EI
ReportingType | 2015 | 2020 | 2025 | 2030 | 2035 | 2040
BM | 0 | 0 | 0 | 0 | 0 | 0
CC | 148.76 | 138.73 | 96.59 | 81.45 | 81 | 71.99
CSP | 0 | 0 | 0 | 0 | 0 | 0
CT | 0 | 0 | 0.02 | 0 | 0 | 0
Coal | 474.44 | 488.34 | 587.18 | 645.76 | 685.25 | 728.68
Geo | 0 | 0 | 0 | 0 | 0 | 0
H | 0 | 0 | 0 | 0 | 0 | 0
LFG | 0 | 0 | 0 | 0 | 0 | 0
Nuc | 0 | 0 | 0 | 0 | 0 | 0
PS | 0 | 0 | 0 | 0 | 0 | 0
PV | 0 | 0 | 0 | 0 | 0 | 0
PeakG | 0.03 | 0 | 0 | 0 | 0.01 | 0
PeakO | 0 | 0 | 0 | 0 | 0 | 0
ST | 0 | 0 | 0 | 0 | 0 | 0
STOG | 1.64 | 1.9 | 1.39 | 1.08 | 1.04 | 0.95
STWD | 0 | 0 | 0 | 0 | 0 | 0
WT | 0 | 0 | 0 | 0 | 0 | 0
IGCC | 0 | 0 | 0 | 0 | 0 | 0
DemandResponse | 0 | 0 | 0 | 0 | 0 | 0
IGCC-CCS | 0 | 0 | 0 | 0 | 0 | 0
WT_off | 0 | 0 | 0 | 0 | 0 | 0
PseudoUnit | 0 | 0 | 0 | 0 | 0 | 0
FixedInterchange | 0 | 0 | 0 | 0 | 0 | 0
CO2 Emissions (MMmetricTons): Entergy
ReportingType | 2015 | 2020 | 2025 | 2030 | 2035 | 2040
BM | 0 | 0 | 0 | 0 | 0 | 0
CC | 19.84 | 15.71 | 5.82 | 3.55 | 4.32 | 4.5
CSP | 0 | 0 | 0 | 0 | 0 | 0
CT | 0 | 0 | 0 | 0 | 0 | 0
Coal | 59.13 | 58.58 | 50.11 | 43.5 | 47.38 | 48.61
Geo | 0 | 0 | 0 | 0 | 0 | 0
H | 0 | 0 | 0 | 0 | 0 | 0
LFG | 0 | 0 | 0 | 0 | 0 | 0
Nuc | 0 | 0 | 0 | 0 | 0 | 0
PS | 0 | 0 | 0 | 0 | 0 | 0
PV | 0 | 0 | 0 | 0 | 0 | 0
PeakG | 0 | 0 | 0 | 0 | 0 | 0
PeakO | 0 | 0 | 0 | 0 | 0 | 0
ST | 0 | 0 | 0 | 0 | 0 | 0
STOG | 0.44 | 0.44 | 0.44 | 0.23 | 0.44 | 0.44
STWD | 0 | 0 | 0 | 0 | 0 | 0
WT | 0 | 0 | 0 | 0 | 0 | 0
IGCC | 0 | 0 | 0 | 0 | 0 | 0
DemandResponse | 0 | 0 | 0 | 0 | 0 | 0
IGCC-CCS | 0 | 0 | 0 | 0 | 0 | 0
WT_off | 0 | 0 | 0 | 0 | 0 | 0
PseudoUnit | 0 | 0 | 0 | 0 | 0 | 0
FixedInterchange | 0 | 0 | 0 | 0 | 0 | 0
CO2 Emissions (MMmetricTons): FRCC
ReportingType | 2015 | 2020 | 2025 | 2030 | 2035 | 2040
BM | 0 | 0 | 0 | 0 | 0 | 0
CC | 52.79 | 56.08 | 46.31 | 40.37 | 25.54 | 23.54
CSP | 0 | 0 | 0 | 0 | 0 | 0
CT | 0.25 | 0.28 | 0.28 | 0.28 | 0 | 0
Coal | 66.16 | 62.34 | 87.46 | 93.29 | 169.39 | 203.14
Geo | 0 | 0 | 0 | 0 | 0 | 0
H | 0 | 0 | 0 | 0 | 0 | 0
LFG | 0 | 0 | 0 | 0 | 0 | 0
Nuc | 0 | 0 | 0 | 0 | 0 | 0
PS | 0 | 0 | 0 | 0 | 0 | 0
PV | 0 | 0 | 0 | 0 | 0 | 0
PeakG | 0.16 | 0.27 | 0.35 | 0.26 | 0.19 | 0.16
PeakO | 0 | 0 | 0 | 0 | 0 | 0
ST | 0 | 0 | 0 | 0 | 0 | 0
STOG | 0.81 | 0.79 | 0.14 | 0.07 | 0.04 | 0.04
STWD | 0 | 0 | 0 | 0 | 0 | 0
WT | 0 | 0 | 0 | 0 | 0 | 0
IGCC | 0 | 0 | 0 | 0 | 0 | 0
DemandResponse | 0 | 0 | 0 | 0 | 0 | 0
IGCC-CCS | 0 | 0 | 0 | 0 | 0 | 0
WT_off | 0 | 0 | 0 | 0 | 0 | 0
PseudoUnit | 0 | 0 | 0 | 0 | 0 | 0
FixedInterchange | 0 | 0 | 0 | 0 | 0 | 0
CO2 Emissions (MMmetricTons): MAPP_US
ReportingType | 2015 | 2020 | 2025 | 2030 | 2035 | 2040
BM | 0 | 0 | 0 | 0 | 0 | 0
CC | 0 | 0 | 0 | 0 | 0 | 0
CSP | 0 | 0 | 0 | 0 | 0 | 0
CT | 0 | 0 | 0 | 0 | 0 | 0
Coal | 26.27 | 23.6 | 23.6 | 20.83 | 21.4 | 21.27
Geo | 0 | 0 | 0 | 0 | 0 | 0
H | 0 | 0 | 0 | 0 | 0 | 0
LFG | 0 | 0 | 0 | 0 | 0 | 0
Nuc | 0 | 0 | 0 | 0 | 0 | 0
PS | 0 | 0 | 0 | 0 | 0 | 0
PV | 0 | 0 | 0 | 0 | 0 | 0
PeakG | 0.02 | 0.02 | 0.02 | 0.01 | 0.02 | 0.02
PeakO | 0 | 0 | 0 | 0 | 0 | 0
ST | 0 | 0 | 0 | 0 | 0 | 0
STOG | 0 | 0 | 0 | 0 | 0 | 0
STWD | 0 | 0 | 0 | 0 | 0 | 0
WT | 0 | 0 | 0 | 0 | 0 | 0
IGCC | 0 | 0 | 0 | 0 | 0 | 0
DemandResponse | 0 | 0 | 0 | 0 | 0 | 0
IGCC-CCS | 0 | 0 | 0 | 0 | 0 | 0
WT_off | 0 | 0 | 0 | 0 | 0 | 0
PseudoUnit | 0 | 0 | 0 | 0 | 0 | 0
FixedInterchange | 0 | 0 | 0 | 0 | 0 | 0
CO2 Emissions (MMmetricTons): MISO_IN
ReportingType | 2015 | 2020 | 2025 | 2030 | 2035 | 2040
BM | 0 | 0 | 0 | 0 | 0 | 0
CC | 0.76 | 0.69 | 0.35 | 0.34 | 0.55 | 0.55
CSP | 0 | 0 | 0 | 0 | 0 | 0
CT | 0 | 0 | 0 | 0 | 0 | 0
Coal | 93.3 | 92.95 | 92.46 | 87.21 | 91.49 | 92.65
Geo | 0 | 0 | 0 | 0 | 0 | 0
H | 0 | 0 | 0 | 0 | 0 | 0
LFG | 0 | 0 | 0 | 0 | 0 | 0
Nuc | 0 | 0 | 0 | 0 | 0 | 0
PS | 0 | 0 | 0 | 0 | 0 | 0
PV | 0 | 0 | 0 | 0 | 0 | 0
PeakG | 0 | 0 | 0 | 0 | 0 | 0.01
PeakO | 0 | 0 | 0 | 0 | 0 | 0
ST | 0 | 0 | 0 | 0 | 0 | 0
STOG | 0.02 | 0.03 | 0.02 | 0.01 | 0.02 | 0.02
STWD | 0 | 0 | 0 | 0 | 0 | 0
WT | 0 | 0 | 0 | 0 | 0 | 0
IGCC | 3.76 | 3.76 | 3.76 | 3.76 | 3.76 | 3.76
DemandResponse | 0 | 0 | 0 | 0 | 0 | 0
IGCC-CCS | 0 | 0 | 0 | 0 | 0 | 0
WT_off | 0 | 0 | 0 | 0 | 0 | 0
PseudoUnit | 0 | 0 | 0 | 0 | 0 | 0
FixedInterchange | 0 | 0 | 0 | 0 | 0 | 0
CO2 Emissions (MMmetricTons): MISO_MI
ReportingType | 2015 | 2020 | 2025 | 2030 | 2035 | 2040
BM | 0 | 0 | 0 | 0 | 0 | 0
CC | 2.39 | 1.81 | 0.88 | 0.76 | 1.38 | 1.19
CSP | 0 | 0 | 0 | 0 | 0 | 0
CT | 0 | 0 | 0 | 0 | 0 | 0
Coal | 62.22 | 56.65 | 54.78 | 50.63 | 58.19 | 59.04
Geo | 0 | 0 | 0 | 0 | 0 | 0
H | 0 | 0 | 0 | 0 | 0 | 0
LFG | 0 | 0 | 0 | 0 | 0 | 0
Nuc | 0 | 0 | 0 | 0 | 0 | 0
PS | 0 | 0 | 0 | 0 | 0 | 0
PV | 0 | 0 | 0 | 0 | 0 | 0
PeakG | 0.02 | 0.02 | 0.02 | 0 | 0 | 0
PeakO | 0 | 0 | 0 | 0 | 0 | 0
ST | 0 | 0 | 0 | 0 | 0 | 0
STOG | 0.18 | 0.14 | 0.1 | 0.01 | 0.05 | 0.06
STWD | 0 | 0 | 0 | 0 | 0 | 0
WT | 0 | 0 | 0 | 0 | 0 | 0
IGCC | 0 | 0 | 0 | 0 | 0 | 0
DemandResponse | 0 | 0 | 0 | 0 | 0 | 0
IGCC-CCS | 0 | 0 | 0 | 0 | 0 | 0
WT_off | 0 | 0 | 0 | 0 | 0 | 0
PseudoUnit | 0 | 0 | 0 | 0 | 0 | 0
FixedInterchange | 0 | 0 | 0 | 0 | 0 | 0
CO2 Emissions (MMmetricTons): MISO_MO-IL
ReportingType | 2015 | 2020 | 2025 | 2030 | 2035 | 2040
BM | 0 | 0 | 0 | 0 | 0 | 0
CC | 0.46 | 0.32 | 0.25 | 0.19 | 0.28 | 0.24
CSP | 0 | 0 | 0 | 0 | 0 | 0
CT | 0 | 0 | 0 | 0 | 0 | 0
Coal | 106.79 | 95.38 | 91.7 | 82.26 | 87.65 | 85.76
Geo | 0 | 0 | 0 | 0 | 0 | 0
H | 0 | 0 | 0 | 0 | 0 | 0
LFG | 0 | 0 | 0 | 0 | 0 | 0
Nuc | 0 | 0 | 0 | 0 | 0 | 0
PS | 0 | 0 | 0 | 0 | 0 | 0
PV | 0 | 0 | 0 | 0 | 0 | 0
PeakG | 0.08 | 0.18 | 0.02 | 0 | 0 | 0
PeakO | 0 | 0 | 0 | 0 | 0 | 0
ST | 0 | 0 | 0 | 0 | 0 | 0
STOG | 0.04 | 0.01 | 0 | 0 | 0 | 0
STWD | 0 | 0 | 0 | 0 | 0 | 0
WT | 0 | 0 | 0 | 0 | 0 | 0
IGCC | 0 | 0 | 0 | 0 | 0 | 0
DemandResponse | 0 | 0 | 0 | 0 | 0 | 0
IGCC-CCS | 0 | 0 | 0 | 0 | 0 | 0
WT_off | 0 | 0 | 0 | 0 | 0 | 0
PseudoUnit | 0 | 0 | 0 | 0 | 0 | 0
FixedInterchange | 0 | 0 | 0 | 0 | 0 | 0
CO2 Emissions (MMmetricTons): MISO_W
ReportingType | 2015 | 2020 | 2025 | 2030 | 2035 | 2040
BM | 0 | 0 | 0 | 0 | 0 | 0
CC | 0.98 | 1.01 | 0.65 | 0.44 | 0.78 | 0.78
CSP | 0 | 0 | 0 | 0 | 0 | 0
CT | 0 | 0 | 0 | 0 | 0 | 0
Coal | 82.96 | 81.62 | 81.11 | 74.38 | 85.56 | 105.9
Geo | 0 | 0 | 0 | 0 | 0 | 0
H | 0 | 0 | 0 | 0 | 0 | 0
LFG | 0 | 0 | 0 | 0 | 0 | 0
Nuc | 0 | 0 | 0 | 0 | 0 | 0
PS | 0 | 0 | 0 | 0 | 0 | 0
PV | 0 | 0 | 0 | 0 | 0 | 0
PeakG | 0.12 | 0.05 | 0.02 | 0 | 0 | 0
PeakO | 0 | 0 | 0 | 0 | 0 | 0
ST | 0 | 0 | 0 | 0 | 0 | 0
STOG | 0 | 0 | 0 | 0 | 0 | 0
STWD | 0 | 0 | 0 | 0 | 0 | 0
WT | 0 | 0 | 0 | 0 | 0 | 0
IGCC | 0 | 0 | 0 | 0 | 0 | 0
DemandResponse | 0 | 0 | 0 | 0 | 0 | 0
IGCC-CCS | 0 | 0 | 0 | 0 | 0 | 0
WT_off | 0 | 0 | 0 | 0 | 0 | 0
PseudoUnit | 0 | 0 | 0 | 0 | 0 | 0
FixedInterchange | 0 | 0 | 0 | 0 | 0 | 0
CO2 Emissions (MMmetricTons): MISO_WUMS
ReportingType | 2015 | 2020 | 2025 | 2030 | 2035 | 2040
BM | 0 | 0 | 0 | 0 | 0 | 0
CC | 2.33 | 2.06 | 1.16 | 0.7 | 1.27 | 1.23
CSP | 0 | 0 | 0 | 0 | 0 | 0
CT | 0 | 0 | 0.13 | 0.19 | 0.59 | 0.62
Coal | 40.67 | 38.45 | 36.69 | 30.65 | 40.92 | 39.42
Geo | 0 | 0 | 0 | 0 | 0 | 0
H | 0 | 0 | 0 | 0 | 0 | 0
LFG | 0 | 0 | 0 | 0 | 0 | 0
Nuc | 0 | 0 | 0 | 0 | 0 | 0
PS | 0 | 0 | 0 | 0 | 0 | 0
PV | 0 | 0 | 0 | 0 | 0 | 0
PeakG | 0 | 0.02 | 0 | 0 | 0 | 0
PeakO | 0 | 0 | 0 | 0 | 0 | 0
ST | 0 | 0 | 0 | 0 | 0 | 0
STOG | 0 | 0 | 0 | 0 | 0 | 0
STWD | 0 | 0 | 0 | 0 | 0 | 0
WT | 0 | 0 | 0 | 0 | 0 | 0
IGCC | 0 | 0 | 0 | 0 | 0 | 0
DemandResponse | 0 | 0 | 0 | 0 | 0 | 0
IGCC-CCS | 0 | 0 | 0 | 0 | 0 | 0
WT_off | 0 | 0 | 0 | 0 | 0 | 0
PseudoUnit | 0 | 0 | 0 | 0 | 0 | 0
FixedInterchange | 0 | 0 | 0 | 0 | 0 | 0
CO2 Emissions (MMmetricTons): Nebraska
ReportingType | 2015 | 2020 | 2025 | 2030 | 2035 | 2040
BM | 0 | 0 | 0 | 0 | 0 | 0
CC | 0.19 | 0.1 | 0.06 | 0.03 | 0.06 | 0.06
CSP | 0 | 0 | 0 | 0 | 0 | 0
CT | 0 | 0 | 0 | 0 | 0 | 0
Coal | 32.1 | 32.07 | 24.32 | 21.1 | 20.67 | 18.72
Geo | 0 | 0 | 0 | 0 | 0 | 0
H | 0 | 0 | 0 | 0 | 0 | 0
LFG | 0 | 0 | 0 | 0 | 0 | 0
Nuc | 0 | 0 | 0 | 0 | 0 | 0
PS | 0 | 0 | 0 | 0 | 0 | 0
PV | 0 | 0 | 0 | 0 | 0 | 0
PeakG | 0.01 | 0 | 0 | 0 | 0 | 0
PeakO | 0 | 0 | 0 | 0 | 0 | 0
ST | 0 | 0 | 0 | 0 | 0 | 0
STOG | 0 | 0 | 0 | 0 | 0 | 0
STWD | 0 | 0 | 0 | 0 | 0 | 0
WT | 0 | 0 | 0 | 0 | 0 | 0
IGCC | 0 | 0 | 0 | 0 | 0 | 0
DemandResponse | 0 | 0 | 0 | 0 | 0 | 0
IGCC-CCS | 0 | 0 | 0 | 0 | 0 | 0
WT_off | 0 | 0 | 0 | 0 | 0 | 0
PseudoUnit | 0 | 0 | 0 | 0 | 0 | 0
FixedInterchange | 0 | 0 | 0 | 0 | 0 | 0
CO2 Emissions (MMmetricTons): NEISO
ReportingType | 2015 | 2020 | 2025 | 2030 | 2035 | 2040
BM | 0 | 0 | 0 | 0 | 0 | 0
CC | 10.92 | 9.43 | 5.84 | 2.58 | 7.62 | 8.25
CSP | 0 | 0 | 0 | 0 | 0 | 0
CT | 0 | 0.01 | 0 | 0 | 0 | 0
Coal | 11.12 | 10.42 | 10.42 | 10.42 | 10.42 | 10.42
Geo | 0 | 0 | 0 | 0 | 0 | 0
H | 0 | 0 | 0 | 0 | 0 | 0
LFG | 0 | 0 | 0 | 0 | 0 | 0
Nuc | 0 | 0 | 0 | 0 | 0 | 0
PS | 0 | 0 | 0 | 0 | 0 | 0
PV | 0 | 0 | 0 | 0 | 0 | 0
PeakG | 0.02 | 0.02 | 0 | 0 | 0.02 | 0.02
PeakO | 0 | 0 | 0 | 0 | 0 | 0
ST | 0 | 0 | 0 | 0 | 0 | 0
STOG | 0 | 0 | 0 | 0 | 0 | 0
STWD | 0 | 0 | 0 | 0 | 0 | 0
WT | 0 | 0 | 0 | 0 | 0 | 0
IGCC | 0 | 0 | 0 | 0 | 0 | 0
DemandResponse | 0 | 0 | 0 | 0 | 0 | 0
IGCC-CCS | 0 | 0 | 0 | 0 | 0 | 0
WT_off | 0 | 0 | 0 | 0 | 0 | 0
PseudoUnit | 0 | 0 | 0 | 0 | 0 | 0
FixedInterchange | 0 | 0 | 0 | 0 | 0 | 0
CO2 Emissions (MMmetricTons): NonRTO_Midwest
ReportingType | 2015 | 2020 | 2025 | 2030 | 2035 | 2040
BM | 0 | 0 | 0 | 0 | 0 | 0
CC | 0 | 0 | 0 | 0 | 0 | 0.14
CSP | 0 | 0 | 0 | 0 | 0 | 0
CT | 0 | 0 | 0 | 0 | 0 | 0.01
Coal | 57.58 | 58.12 | 61.23 | 57.71 | 60.64 | 58.84
Geo | 0 | 0 | 0 | 0 | 0 | 0
H | 0 | 0 | 0 | 0 | 0 | 0
LFG | 0 | 0 | 0 | 0 | 0 | 0
Nuc | 0 | 0 | 0 | 0 | 0 | 0
PS | 0 | 0 | 0 | 0 | 0 | 0
PV | 0 | 0 | 0 | 0 | 0 | 0
PeakG | 0.07 | 0.12 | 0.05 | 0.05 | 0.13 | 0.14
PeakO | 0 | 0 | 0 | 0 | 0 | 0
ST | 0 | 0 | 0 | 0 | 0 | 0
STOG | 0 | 0 | 0 | 0 | 0 | 0
STWD | 0 | 0 | 0 | 0 | 0 | 0
WT | 0 | 0 | 0 | 0 | 0 | 0
IGCC | 0 | 0 | 0 | 0 | 0 | 0
DemandResponse | 0 | 0 | 0 | 0 | 0 | 0
IGCC-CCS | 0 | 0 | 0 | 0 | 0 | 0
WT_off | 0 | 0 | 0 | 0 | 0 | 0
PseudoUnit | 0 | 0 | 0 | 0 | 0 | 0
FixedInterchange | 0 | 0 | 0 | 0 | 0 | 0
CO2 Emissions (MMmetricTons): NYISO_A-F
ReportingType | 2015 | 2020 | 2025 | 2030 | 2035 | 2040
BM | 0 | 0 | 0 | 0 | 0 | 0
CC | 1.01 | 1.31 | 0.49 | 0.47 | 2.25 | 2.15
CSP | 0 | 0 | 0 | 0 | 0 | 0
CT | 0 | 0 | 0 | 0 | 0 | 0
Coal | 7.19 | 7.18 | 7.18 | 7.18 | 7.18 | 7.18
Geo | 0 | 0 | 0 | 0 | 0 | 0
H | 0 | 0 | 0 | 0 | 0 | 0
LFG | 0 | 0 | 0 | 0 | 0 | 0
Nuc | 0 | 0 | 0 | 0 | 0 | 0
PS | 0 | 0 | 0 | 0 | 0 | 0
PV | 0 | 0 | 0 | 0 | 0 | 0
PeakG | 0 | 0 | 0 | 0 | 0 | 0.01
PeakO | 0 | 0 | 0 | 0 | 0 | 0
ST | 0 | 0 | 0 | 0 | 0 | 0
STOG | 0 | 0 | 0 | 0 | 0 | 0
STWD | 0 | 0 | 0 | 0 | 0 | 0
WT | 0 | 0 | 0 | 0 | 0 | 0
IGCC | 0 | 0 | 0 | 0 | 0 | 0
DemandResponse | 0 | 0 | 0 | 0 | 0 | 0
IGCC-CCS | 0 | 0 | 0 | 0 | 0 | 0
WT_off | 0 | 0 | 0 | 0 | 0 | 0
PseudoUnit | 0 | 0 | 0 | 0 | 0 | 0
FixedInterchange | 0 | 0 | 0 | 0 | 0 | 0
CO2 Emissions (MMmetricTons): NYISO_G-I
ReportingType | 2015 | 2020 | 2025 | 2030 | 2035 | 2040
BM | 0 | 0 | 0 | 0 | 0 | 0
CC | 1.11 | 1.43 | 0.86 | 0.69 | 5.83 | 11.82
CSP | 0 | 0 | 0 | 0 | 0 | 0
CT | 0 | 0 | 0 | 0 | 0 | 0
Coal | 2.65 | 2.03 | 2.39 | 2.65 | 2.65 | 2.65
Geo | 0 | 0 | 0 | 0 | 0 | 0
H | 0 | 0 | 0 | 0 | 0 | 0
LFG | 0 | 0 | 0 | 0 | 0 | 0
Nuc | 0 | 0 | 0 | 0 | 0 | 0
PS | 0 | 0 | 0 | 0 | 0 | 0
PV | 0 | 0 | 0 | 0 | 0 | 0
PeakG | 0 | 0 | 0 | 0 | 0 | 0
PeakO | 0 | 0 | 0 | 0 | 0 | 0
ST | 0 | 0 | 0 | 0 | 0 | 0
STOG | 0 | 0 | 0 | 0 | 0 | 0
STWD | 0 | 0 | 0 | 0 | 0 | 0
WT | 0 | 0 | 0 | 0 | 0 | 0
IGCC | 0 | 0 | 0 | 0 | 0 | 0
DemandResponse | 0 | 0 | 0 | 0 | 0 | 0
IGCC-CCS | 0 | 0 | 0 | 0 | 0 | 0
WT_off | 0 | 0 | 0 | 0 | 0 | 0
PseudoUnit | 0 | 0 | 0 | 0 | 0 | 0
FixedInterchange | 0 | 0 | 0 | 0 | 0 | 0
CO2 Emissions (MMmetricTons): NYISO_J-K
ReportingType | 2015 | 2020 | 2025 | 2030 | 2035 | 2040
BM | 0 | 0 | 0 | 0 | 0 | 0
CC | 6.64 | 7.05 | 6.34 | 6.32 | 7.88 | 9.59
CSP | 0 | 0 | 0 | 0 | 0 | 0
CT | 0 | 0 | 0 | 0.01 | 0.09 | 0.11
Coal | 0 | 0 | 0 | 0 | 0 | 0
Geo | 0 | 0 | 0 | 0 | 0 | 0
H | 0 | 0 | 0 | 0 | 0 | 0
LFG | 0 | 0 | 0 | 0 | 0 | 0
Nuc | 0 | 0 | 0 | 0 | 0 | 0
PS | 0 | 0 | 0 | 0 | 0 | 0
PV | 0 | 0 | 0 | 0 | 0 | 0
PeakG | 0.03 | 0.1 | 0.11 | 0.14 | 0.21 | 0.18
PeakO | 0 | 0 | 0 | 0 | 0 | 0
ST | 0 | 0 | 0 | 0 | 0 | 0
STOG | 0.27 | 0.53 | 0.52 | 0.62 | 1.03 | 1.28
STWD | 0 | 0 | 0 | 0 | 0 | 0
WT | 0 | 0 | 0 | 0 | 0 | 0
IGCC | 0 | 0 | 0 | 0 | 0 | 0
DemandResponse | 0 | 0 | 0 | 0 | 0 | 0
IGCC-CCS | 0 | 0 | 0 | 0 | 0 | 0
WT_off | 0 | 0 | 0 | 0 | 0 | 0
PseudoUnit | 0 | 0 | 0 | 0 | 0 | 0
FixedInterchange | 0 | 0 | 0 | 0 | 0 | 0
CO2 Emissions (MMmetricTons): PJM_E
ReportingType | 2015 | 2020 | 2025 | 2030 | 2035 | 2040
BM | 0 | 0 | 0 | 0 | 0 | 0
CC | 5.09 | 7.66 | 5.45 | 3.37 | 9.74 | 11.07
CSP | 0 | 0 | 0 | 0 | 0 | 0
CT | 0 | 0 | 0 | 0 | 0.27 | 0.54
Coal | 2.7 | 3.41 | 3.71 | 3.16 | 5.98 | 5.98
Geo | 0 | 0 | 0 | 0 | 0 | 0
H | 0 | 0 | 0 | 0 | 0 | 0
LFG | 0 | 0 | 0 | 0 | 0 | 0
Nuc | 0 | 0 | 0 | 0 | 0 | 0
PS | 0 | 0 | 0 | 0 | 0 | 0
PV | 0 | 0 | 0 | 0 | 0 | 0
PeakG | 0.01 | 0.22 | 0.2 | 0.15 | 0.32 | 0.5
PeakO | 0 | 0 | 0 | 0 | 0 | 0
ST | 0 | 0 | 0 | 0 | 0 | 0
STOG | 0 | 0 | 0 | 0 | 0 | 0
STWD | 0 | 0 | 0 | 0 | 0 | 0
WT | 0 | 0 | 0 | 0 | 0 | 0
IGCC | 0 | 0 | 0 | 0 | 0 | 0
DemandResponse | 0 | 0 | 0 | 0 | 0 | 0
IGCC-CCS | 0 | 0 | 0 | 0 | 0 | 0
WT_off | 0 | 0 | 0 | 0 | 0 | 0
PseudoUnit | 0 | 0 | 0 | 0 | 0 | 0
FixedInterchange | 0 | 0 | 0 | 0 | 0 | 0
CO2 Emissions (MMmetricTons): PJM_ROM
ReportingType | 2015 | 2020 | 2025 | 2030 | 2035 | 2040
BM | 0 | 0 | 0 | 0 | 0 | 0
CC | 2.89 | 4.79 | 3.53 | 2.1 | 5.61 | 10.61
CSP | 0 | 0 | 0 | 0 | 0 | 0
CT | 0 | 0 | 0 | 0 | 0 | 0
Coal | 70.3 | 73.59 | 75.26 | 72.46 | 76.35 | 76.35
Geo | 0 | 0 | 0 | 0 | 0 | 0
H | 0 | 0 | 0 | 0 | 0 | 0
LFG | 0 | 0 | 0 | 0 | 0 | 0
Nuc | 0 | 0 | 0 | 0 | 0 | 0
PS | 0 | 0 | 0 | 0 | 0 | 0
PV | 0 | 0 | 0 | 0 | 0 | 0
PeakG | 0 | 0.01 | 0.01 | 0 | 0.09 | 0.18
PeakO | 0 | 0 | 0 | 0 | 0 | 0
ST | 0 | 0 | 0 | 0 | 0 | 0
STOG | 0 | 0 | 0 | 0 | 0 | 0
STWD | 0 | 0 | 0 | 0 | 0 | 0
WT | 0 | 0 | 0 | 0 | 0 | 0
IGCC | 0 | 0 | 0 | 0 | 0 | 0
DemandResponse | 0 | 0 | 0 | 0 | 0 | 0
IGCC-CCS | 0 | 0 | 0 | 0 | 0 | 0
WT_off | 0 | 0 | 0 | 0 | 0 | 0
PseudoUnit | 0 | 0 | 0 | 0 | 0 | 0
FixedInterchange | 0 | 0 | 0 | 0 | 0 | 0
CO2 Emissions (MMmetricTons): PJM_ROR
ReportingType | 2015 | 2020 | 2025 | 2030 | 2035 | 2040
BM | 0 | 0 | 0 | 0 | 0 | 0
CC | 13.19 | 13.51 | 8.6 | 3.6 | 8.11 | 7.67
CSP | 0 | 0 | 0 | 0 | 0 | 0
CT | 0 | 0 | 0 | 0 | 1.01 | 0.9
Coal | 375.25 | 310.8 | 310.71 | 300.79 | 327.57 | 381.09
Geo | 0 | 0 | 0 | 0 | 0 | 0
H | 0 | 0 | 0 | 0 | 0 | 0
LFG | 0 | 0 | 0 | 0 | 0 | 0
Nuc | 0 | 0 | 0 | 0 | 0 | 0
PS | 0 | 0 | 0 | 0 | 0 | 0
PV | 0 | 0 | 0 | 0 | 0 | 0
PeakG | 0.56 | 0.67 | 0.63 | 0.19 | 0.2 | 0.2
PeakO | 0 | 0 | 0 | 0 | 0 | 0
ST | 0 | 0 | 0 | 0 | 0 | 0
STOG | 0 | 0 | 0 | 0 | 0 | 0
STWD | 0 | 0 | 0 | 0 | 0 | 0
WT | 0 | 0 | 0 | 0 | 0 | 0
IGCC | 0 | 0 | 0 | 0 | 0 | 0
DemandResponse | 0 | 0 | 0 | 0 | 0 | 0
IGCC-CCS | 0 | 0 | 0 | 0 | 0 | 0
WT_off | 0 | 0 | 0 | 0 | 0 | 0
PseudoUnit | 0 | 0 | 0 | 0 | 0 | 0
FixedInterchange | 0 | 0 | 0 | 0 | 0 | 0
CO2 Emissions (MMmetricTons): SOCO
ReportingType | 2015 | 2020 | 2025 | 2030 | 2035 | 2040
BM | 0 | 0 | 0 | 0 | 0 | 0
CC | 22.42 | 23.55 | 18.26 | 13.89 | 14.62 | 11.91
CSP | 0 | 0 | 0 | 0 | 0 | 0
CT | 0 | 0 | 0 | 0 | 0 | 0
Coal | 147.56 | 150.61 | 156.45 | 156.45 | 162.07 | 213.24
Geo | 0 | 0 | 0 | 0 | 0 | 0
H | 0 | 0 | 0 | 0 | 0 | 0
LFG | 0 | 0 | 0 | 0 | 0 | 0
Nuc | 0 | 0 | 0 | 0 | 0 | 0
PS | 0 | 0 | 0 | 0 | 0 | 0
PV | 0 | 0 | 0 | 0 | 0 | 0
PeakG | 0.03 | 0.11 | 0.07 | 0.09 | 0.07 | 0.04
PeakO | 0 | 0 | 0 | 0 | 0 | 0
ST | 0 | 0 | 0 | 0 | 0 | 0
STOG | 0 | 0 | 0 | 0 | 0 | 0
STWD | 0 | 0 | 0 | 0 | 0 | 0
WT | 0 | 0 | 0 | 0 | 0 | 0
IGCC | 0 | 0 | 0 | 0 | 0 | 0
DemandResponse | 0 | 0 | 0 | 0 | 0 | 0
IGCC-CCS | 0 | 0 | 0 | 0 | 0 | 0
WT_off | 0 | 0 | 0 | 0 | 0 | 0
PseudoUnit | 0 | 0 | 0 | 0 | 0 | 0
FixedInterchange | 0 | 0 | 0 | 0 | 0 | 0
CO2 Emissions (MMmetricTons): SPP_N
ReportingType | 2015 | 2020 | 2025 | 2030 | 2035 | 2040
BM | 0 | 0 | 0 | 0 | 0 | 0
CC | 1.34 | 0.56 | 0.21 | 0.11 | 0.21 | 0.21
CSP | 0 | 0 | 0 | 0 | 0 | 0
CT | 0 | 0 | 0 | 0 | 0 | 0
Coal | 62.42 | 56.7 | 47.91 | 33.2 | 33.1 | 31.66
Geo | 0 | 0 | 0 | 0 | 0 | 0
H | 0 | 0 | 0 | 0 | 0 | 0
LFG | 0 | 0 | 0 | 0 | 0 | 0
Nuc | 0 | 0 | 0 | 0 | 0 | 0
PS | 0 | 0 | 0 | 0 | 0 | 0
PV | 0 | 0 | 0 | 0 | 0 | 0
PeakG | 0 | 0 | 0 | 0 | 0 | 0
PeakO | 0 | 0 | 0 | 0 | 0 | 0
ST | 0 | 0 | 0 | 0 | 0 | 0
STOG | 0.07 | 0.01 | 0 | 0 | 0 | 0
STWD | 0 | 0 | 0 | 0 | 0 | 0
WT | 0 | 0 | 0 | 0 | 0 | 0
IGCC | 0 | 0 | 0 | 0 | 0 | 0
DemandResponse | 0 | 0 | 0 | 0 | 0 | 0
IGCC-CCS | 0 | 0 | 0 | 0 | 0 | 0
WT_off | 0 | 0 | 0 | 0 | 0 | 0
PseudoUnit | 0 | 0 | 0 | 0 | 0 | 0
FixedInterchange | 0 | 0 | 0 | 0 | 0 | 0
CO2 Emissions (MMmetricTons): SPP_S
ReportingType | 2015 | 2020 | 2025 | 2030 | 2035 | 2040
BM | 0 | 0 | 0 | 0 | 0 | 0
CC | 11.43 | 4.94 | 2.04 | 1.1 | 1.87 | 1.84
CSP | 0 | 0 | 0 | 0 | 0 | 0
CT | 0.01 | 0 | 0 | 0 | 0 | 0
Coal | 101.46 | 88.64 | 58.84 | 29.79 | 39.35 | 36.39
Geo | 0 | 0 | 0 | 0 | 0 | 0
H | 0 | 0 | 0 | 0 | 0 | 0
LFG | 0 | 0 | 0 | 0 | 0 | 0
Nuc | 0 | 0 | 0 | 0 | 0 | 0
PS | 0 | 0 | 0 | 0 | 0 | 0
PV | 0 | 0 | 0 | 0 | 0 | 0
PeakG | 0 | 0 | 0 | 0 | 0 | 0
PeakO | 0 | 0 | 0 | 0 | 0 | 0
ST | 0 | 0 | 0 | 0 | 0 | 0
STOG | 0.88 | 0.86 | 0.31 | 0.15 | 0.28 | 0.28
STWD | 0 | 0 | 0 | 0 | 0 | 0
WT | 0 | 0 | 0 | 0 | 0 | 0
IGCC | 0 | 0 | 0 | 0 | 0 | 0
DemandResponse | 0 | 0 | 0 | 0 | 0 | 0
IGCC-CCS | 0 | 0 | 0 | 0 | 0 | 0
WT_off | 0 | 0 | 0 | 0 | 0 | 0
PseudoUnit | 0 | 0 | 0 | 0 | 0 | 0
FixedInterchange | 0 | 0 | 0 | 0 | 0 | 0
CO2 Emissions (MMmetricTons): TVA
ReportingType | 2015 | 2020 | 2025 | 2030 | 2035 | 2040
BM | 0 | 0 | 0 | 0 | 0 | 0
CC | 2.57 | 2.28 | 2.52 | 0.97 | 1.29 | 1.42
CSP | 0 | 0 | 0 | 0 | 0 | 0
CT | 0 | 0 | 0 | 0.02 | 0.02 | 0.02
Coal | 89.89 | 86.71 | 88.29 | 104.22 | 109.55 | 114.98
Geo | 0 | 0 | 0 | 0 | 0 | 0
H | 0 | 0 | 0 | 0 | 0 | 0
LFG | 0 | 0 | 0 | 0 | 0 | 0
Nuc | 0 | 0 | 0 | 0 | 0 | 0
PS | 0 | 0 | 0 | 0 | 0 | 0
PV | 0 | 0 | 0 | 0 | 0 | 0
PeakG | 0 | 0 | 0 | 0 | 0 | 0
PeakO | 0 | 0 | 0 | 0 | 0 | 0
ST | 0 | 0 | 0 | 0 | 0 | 0
STOG | 0 | 0 | 0 | 0 | 0 | 0
STWD | 0 | 0 | 0 | 0 | 0 | 0
WT | 0 | 0 | 0 | 0 | 0 | 0
IGCC | 0 | 0 | 0 | 0 | 0 | 0
DemandResponse | 0 | 0 | 0 | 0 | 0 | 0
IGCC-CCS | 0 | 0 | 0 | 0 | 0 | 0
WT_off | 0 | 0 | 0 | 0 | 0 | 0
PseudoUnit | 0 | 0 | 0 | 0 | 0 | 0
FixedInterchange | 0 | 0 | 0 | 0 | 0 | 0
CO2 Emissions (MMmetricTons): TVA_Transmission
ReportingType | 2015 | 2020 | 2025 | 2030 | 2035 | 2040
BM | 0 | 0 | 0 | 0 | 0 | 0
CC | 0 | 0 | 0 | 0 | 0 | 0
CSP | 0 | 0 | 0 | 0 | 0 | 0
CT | 0 | 0 | 0 | 0 | 0 | 0
Coal | 0 | 0 | 0 | 0 | 0 | 0
Geo | 0 | 0 | 0 | 0 | 0 | 0
H | 0 | 0 | 0 | 0 | 0 | 0
LFG | 0 | 0 | 0 | 0 | 0 | 0
Nuc | 0 | 0 | 0 | 0 | 0 | 0
PS | 0 | 0 | 0 | 0 | 0 | 0
PV | 0 | 0 | 0 | 0 | 0 | 0
PeakG | 0 | 0 | 0 | 0 | 0 | 0
PeakO | 0 | 0 | 0 | 0 | 0 | 0
ST | 0 | 0 | 0 | 0 | 0 | 0
STOG | 0 | 0 | 0 | 0 | 0 | 0
STWD | 0 | 0 | 0 | 0 | 0 | 0
WT | 0 | 0 | 0 | 0 | 0 | 0
IGCC | 0 | 0 | 0 | 0 | 0 | 0
DemandResponse | 0 | 0 | 0 | 0 | 0 | 0
IGCC-CCS | 0 | 0 | 0 | 0 | 0 | 0
WT_off | 0 | 0 | 0 | 0 | 0 | 0
PseudoUnit | 0 | 0 | 0 | 0 | 0 | 0
FixedInterchange | 0 | 0 | 0 | 0 | 0 | 0
CO2 Emissions (MMmetricTons): VACAR
ReportingType | 2015 | 2020 | 2025 | 2030 | 2035 | 2040
BM | 0 | 0 | 0 | 0 | 0 | 0
CC | 3.8 | 5.05 | 5.15 | 3.43 | 9.18 | 8.82
CSP | 0 | 0 | 0 | 0 | 0 | 0
CT | 0.27 | 0.32 | 0.39 | 0.33 | 0.36 | 0.34
Coal | 106.97 | 112.37 | 115.52 | 113.63 | 147.94 | 177.4
Geo | 0 | 0 | 0 | 0 | 0 | 0
H | 0 | 0 | 0 | 0 | 0 | 0
LFG | 0 | 0 | 0 | 0 | 0 | 0
Nuc | 0 | 0 | 0 | 0 | 0 | 0
PS | 0 | 0 | 0 | 0 | 0 | 0
PV | 0 | 0 | 0 | 0 | 0 | 0
PeakG | 0.03 | 0.05 | 0.14 | 0.15 | 0.13 | 0.11
PeakO | 0 | 0 | 0 | 0 | 0 | 0
ST | 0 | 0 | 0 | 0 | 0 | 0
STOG | 0 | 0 | 0 | 0 | 0 | 0
STWD | 0 | 0 | 0 | 0 | 0 | 0
WT | 0 | 0 | 0 | 0 | 0 | 0
IGCC | 0 | 0 | 0 | 0 | 0 | 0
DemandResponse | 0 | 0 | 0 | 0 | 0 | 0
IGCC-CCS | 0 | 0 | 0 | 0 | 0 | 0
WT_off | 0 | 0 | 0 | 0 | 0 | 0
PseudoUnit | 0 | 0 | 0 | 0 | 0 | 0
FixedInterchange | 0 | 0 | 0 | 0 | 0 | 0
CO2 Emissions (MMmetricTons): IESO
ReportingType | 2015 | 2020 | 2025 | 2030 | 2035 | 2040
BM | 0 | 0 | 0 | 0 | 0 | 0
CC | 0.32 | 0.29 | 0.18 | 0.13 | 0.58 | 2.54
CSP | 0 | 0 | 0 | 0 | 0 | 0
CT | 0 | 0 | 0 | 0 | 0 | 0.01
Coal | 0 | 0 | 0 | 0 | 0 | 0
Geo | 0 | 0 | 0 | 0 | 0 | 0
H | 0 | 0 | 0 | 0 | 0 | 0
LFG | 0 | 0 | 0 | 0 | 0 | 0
Nuc | 0 | 0 | 0 | 0 | 0 | 0
PS | 0 | 0 | 0 | 0 | 0 | 0
PV | 0 | 0 | 0 | 0 | 0 | 0
PeakG | 0 | 0 | 0 | 0 | 0 | 0
PeakO | 0 | 0 | 0 | 0 | 0 | 0
ST | 0 | 0 | 0 | 0 | 0 | 0
STOG | 0 | 0 | 0 | 0 | 0 | 0
STWD | 0 | 0 | 0 | 0 | 0 | 0
WT | 0 | 0 | 0 | 0 | 0 | 0
IGCC | 0 | 0 | 0 | 0 | 0 | 0
DemandResponse | 0 | 0 | 0 | 0 | 0 | 0
IGCC-CCS | 0 | 0 | 0 | 0 | 0 | 0
WT_off | 0 | 0 | 0 | 0 | 0 | 0
PseudoUnit | 0 | 0 | 0 | 0 | 0 | 0
FixedInterchange | 0 | 0 | 0 | 0 | 0 | 0
CO2 Emissions (MMmetricTons): MAPP_CA
ReportingType | 2015 | 2020 | 2025 | 2030 | 2035 | 2040
BM | 0 | 0 | 0 | 0 | 0 | 0
CC | 0.23 | 0.15 | 0.11 | 0 | 0 | 0.03
CSP | 0 | 0 | 0 | 0 | 0 | 0
CT | 0 | 0 | 0 | 0 | 0 | 0
Coal | 2.82 | 6.23 | 0.89 | 0 | 0 | 0
Geo | 0 | 0 | 0 | 0 | 0 | 0
H | 0 | 0 | 0 | 0 | 0 | 0
LFG | 0 | 0 | 0 | 0 | 0 | 0
Nuc | 0 | 0 | 0 | 0 | 0 | 0
PS | 0 | 0 | 0 | 0 | 0 | 0
PV | 0 | 0 | 0 | 0 | 0 | 0
PeakG | 0 | 0 | 0 | 0 | 0 | 0
PeakO | 0 | 0 | 0 | 0 | 0 | 0
ST | 0 | 0 | 0 | 0 | 0 | 0
STOG | 0 | 0 | 0 | 0 | 0 | 0
STWD | 0 | 0 | 0 | 0 | 0 | 0
WT | 0 | 0 | 0 | 0 | 0 | 0
IGCC | 0 | 0 | 0 | 0 | 0 | 0
DemandResponse | 0 | 0 | 0 | 0 | 0 | 0
IGCC-CCS | 0 | 0 | 0 | 0 | 0 | 0
WT_off | 0 | 0 | 0 | 0 | 0 | 0
PseudoUnit | 0 | 0 | 0 | 0 | 0 | 0
FixedInterchange | 0 | 0 | 0 | 0 | 0 | 0
CO2 Emissions (MMmetricTons): AZ_NM_SNV_Coal
ReportingType | 2015 | 2020 | 2025 | 2030 | 2035 | 2040
BM | 0 | 0 | 0 | 0 | 0 | 0
CC | 0 | 0 | 0 | 0 | 0 | 0
CSP | 0 | 0 | 0 | 0 | 0 | 0
CT | 0 | 0 | 0 | 0 | 0 | 0
Coal | 72.86 | 82.25 | 164.99 | 219.33 | 239.31 | 256.39
Geo | 0 | 0 | 0 | 0 | 0 | 0
H | 0 | 0 | 0 | 0 | 0 | 0
LFG | 0 | 0 | 0 | 0 | 0 | 0
Nuc | 0 | 0 | 0 | 0 | 0 | 0
PS | 0 | 0 | 0 | 0 | 0 | 0
PV | 0 | 0 | 0 | 0 | 0 | 0
PeakG | 0 | 0 | 0 | 0 | 0 | 0
PeakO | 0 | 0 | 0 | 0 | 0 | 0
ST | 0 | 0 | 0 | 0 | 0 | 0
STOG | 0 | 0 | 0 | 0 | 0 | 0
STWD | 0 | 0 | 0 | 0 | 0 | 0
WT | 0 | 0 | 0 | 0 | 0 | 0
IGCC | 0 | 0 | 0 | 0 | 0 | 0
DemandResponse | 0 | 0 | 0 | 0 | 0 | 0
IGCC-CCS | 0 | 0 | 0 | 0 | 0 | 0
WT_off | 0 | 0 | 0 | 0 | 0 | 0
PseudoUnit | 0 | 0 | 0 | 0 | 0 | 0
FixedInterchange | 0 | 0 | 0 | 0 | 0 | 0
CO2 Emissions (MMmetricTons): AZ_NM_SNV_Gas
ReportingType | 2015 | 2020 | 2025 | 2030 | 2035 | 2040
BM | 0 | 0 | 0 | 0 | 0 | 0
CC | 38.07 | 38.92 | 16.6 | 12.15 | 13.38 | 14.03
CSP | 0 | 0 | 0 | 0 | 0 | 0
CT | 0 | 0 | 0.01 | 0 | 0 | 0
Coal | 0 | 0 | 0 | 0 | 0 | 0
Geo | 0 | 0 | 0 | 0 | 0 | 0
H | 0 | 0 | 0 | 0 | 0 | 0
LFG | 0 | 0 | 0 | 0 | 0 | 0
Nuc | 0 | 0 | 0 | 0 | 0 | 0
PS | 0 | 0 | 0 | 0 | 0 | 0
PV | 0 | 0 | 0 | 0 | 0 | 0
PeakG | 0 | 0 | 0 | 0 | 0 | 0
PeakO | 0 | 0 | 0 | 0 | 0 | 0
ST | 0 | 0 | 0 | 0 | 0 | 0
STOG | 0 | 0 | 0 | 0 | 0 | 0
STWD | 0 | 0 | 0 | 0 | 0 | 0
WT | 0 | 0 | 0 | 0 | 0 | 0
IGCC | 0 | 0 | 0 | 0 | 0 | 0
DemandResponse | 0 | 0 | 0 | 0 | 0 | 0
IGCC-CCS | 0 | 0 | 0 | 0 | 0 | 0
WT_off | 0 | 0 | 0 | 0 | 0 | 0
PseudoUnit | 0 | 0 | 0 | 0 | 0 | 0
FixedInterchange | 0 | 0 | 0 | 0 | 0 | 0
CO2 Emissions (MMmetricTons): AZ_NM_SNV_NucRenew
ReportingType | 2015 | 2020 | 2025 | 2030 | 2035 | 2040
BM | 0 | 0 | 0 | 0 | 0 | 0
CC | 0 | 0 | 0 | 0 | 0 | 0
CSP | 0 | 0 | 0 | 0 | 0 | 0
CT | 0 | 0 | 0 | 0 | 0 | 0
Coal | 0 | 0 | 0 | 0 | 0 | 0
Geo | 0 | 0 | 0 | 0 | 0 | 0
H | 0 | 0 | 0 | 0 | 0 | 0
LFG | 0 | 0 | 0 | 0 | 0 | 0
Nuc | 0 | 0 | 0 | 0 | 0 | 0
PS | 0 | 0 | 0 | 0 | 0 | 0
PV | 0 | 0 | 0 | 0 | 0 | 0
PeakG | 0 | 0 | 0 | 0 | 0 | 0
PeakO | 0 | 0 | 0 | 0 | 0 | 0
ST | 0 | 0 | 0 | 0 | 0 | 0
STOG | 0 | 0 | 0 | 0 | 0 | 0
STWD | 0 | 0 | 0 | 0 | 0 | 0
WT | 0 | 0 | 0 | 0 | 0 | 0
IGCC | 0 | 0 | 0 | 0 | 0 | 0
DemandResponse | 0 | 0 | 0 | 0 | 0 | 0
IGCC-CCS | 0 | 0 | 0 | 0 | 0 | 0
WT_off | 0 | 0 | 0 | 0 | 0 | 0
PseudoUnit | 0 | 0 | 0 | 0 | 0 | 0
FixedInterchange | 0 | 0 | 0 | 0 | 0 | 0
CO2 Emissions (MMmetricTons): ERCOT
ReportingType | 2015 | 2020 | 2025 | 2030 | 2035 | 2040
BM | 0 | 0 | 0 | 0 | 0 | 0
CC | 43.26 | 39.13 | 31.83 | 26.72 | 25.12 | 22.46
CSP | 0 | 0 | 0 | 0 | 0 | 0
CT | 0 | 0 | 0 | 0 | 0 | 0
Coal | 151.65 | 152.54 | 155.01 | 151.28 | 160.57 | 176.69
Geo | 0 | 0 | 0 | 0 | 0 | 0
H | 0 | 0 | 0 | 0 | 0 | 0
LFG | 0 | 0 | 0 | 0 | 0 | 0
Nuc | 0 | 0 | 0 | 0 | 0 | 0
PS | 0 | 0 | 0 | 0 | 0 | 0
PV | 0 | 0 | 0 | 0 | 0 | 0
PeakG | 0 | 0 | 0 | 0 | 0 | 0
PeakO | 0 | 0 | 0 | 0 | 0 | 0
ST | 0 | 0 | 0 | 0 | 0 | 0
STOG | 1.23 | 1.43 | 1.24 | 0.96 | 0.9 | 0.76
STWD | 0 | 0 | 0 | 0 | 0 | 0
WT | 0 | 0 | 0 | 0 | 0 | 0
IGCC | 0 | 0 | 0 | 0 | 0 | 0
DemandResponse | 0 | 0 | 0 | 0 | 0 | 0
IGCC-CCS | 0 | 0 | 0 | 0 | 0 | 0
WT_off | 0 | 0 | 0 | 0 | 0 | 0
PseudoUnit | 0 | 0 | 0 | 0 | 0 | 0
FixedInterchange | 0 | 0 | 0 | 0 | 0 | 0
CO2 Emissions (MMmetricTons): NP15
ReportingType | 2015 | 2020 | 2025 | 2030 | 2035 | 2040
BM | 0 | 0 | 0 | 0 | 0 | 0
CC | 13.87 | 8.51 | 2.89 | 1.71 | 2.84 | 1.76
CSP | 0 | 0 | 0 | 0 | 0 | 0
CT | 0 | 0 | 0 | 0 | 0 | 0
Coal | 0.24 | 0.24 | 0.24 | 0.24 | 0.24 | 0
Geo | 0 | 0 | 0 | 0 | 0 | 0
H | 0 | 0 | 0 | 0 | 0 | 0
LFG | 0 | 0 | 0 | 0 | 0 | 0
Nuc | 0 | 0 | 0 | 0 | 0 | 0
PS | 0 | 0 | 0 | 0 | 0 | 0
PV | 0 | 0 | 0 | 0 | 0 | 0
PeakG | 0 | 0 | 0 | 0 | 0 | 0
PeakO | 0 | 0 | 0 | 0 | 0 | 0
ST | 0 | 0 | 0 | 0 | 0 | 0
STOG | 0.07 | 0.04 | 0 | 0.01 | 0.03 | 0.06
STWD | 0 | 0 | 0 | 0 | 0 | 0
WT | 0 | 0 | 0 | 0 | 0 | 0
IGCC | 0 | 0 | 0 | 0 | 0 | 0
DemandResponse | 0 | 0 | 0 | 0 | 0 | 0
IGCC-CCS | 0 | 0 | 0 | 0 | 0 | 0
WT_off | 0 | 0 | 0 | 0 | 0 | 0
PseudoUnit | 0 | 0 | 0 | 0 | 0 | 0
FixedInterchange | 0 | 0 | 0 | 0 | 0 | 0
CO2 Emissions (MMmetricTons): NWPP_Coal
ReportingType | 2015 | 2020 | 2025 | 2030 | 2035 | 2040
BM | 0 | 0 | 0 | 0 | 0 | 0
CC | 0 | 0 | 0 | 0 | 0 | 0
CSP | 0 | 0 | 0 | 0 | 0 | 0
CT | 0 | 0 | 0 | 0 | 0 | 0
Coal | 103.18 | 99.69 | 99.04 | 99.23 | 99.13 | 99.23
Geo | 0 | 0 | 0 | 0 | 0 | 0
H | 0 | 0 | 0 | 0 | 0 | 0
LFG | 0 | 0 | 0 | 0 | 0 | 0
Nuc | 0 | 0 | 0 | 0 | 0 | 0
PS | 0 | 0 | 0 | 0 | 0 | 0
PV | 0 | 0 | 0 | 0 | 0 | 0
PeakG | 0 | 0 | 0 | 0 | 0 | 0
PeakO | 0 | 0 | 0 | 0 | 0 | 0
ST | 0 | 0 | 0 | 0 | 0 | 0
STOG | 0 | 0 | 0 | 0 | 0 | 0
STWD | 0 | 0 | 0 | 0 | 0 | 0
WT | 0 | 0 | 0 | 0 | 0 | 0
IGCC | 0 | 0 | 0 | 0 | 0 | 0
DemandResponse | 0 | 0 | 0 | 0 | 0 | 0
IGCC-CCS | 0 | 0 | 0 | 0 | 0 | 0
WT_off | 0 | 0 | 0 | 0 | 0 | 0
PseudoUnit | 0 | 0 | 0 | 0 | 0 | 0
FixedInterchange | 0 | 0 | 0 | 0 | 0 | 0
CO2 Emissions (MMmetricTons): NWPP_Gas
ReportingType | 2015 | 2020 | 2025 | 2030 | 2035 | 2040
BM | 0 | 0 | 0 | 0 | 0 | 0
CC | 18.12 | 18.12 | 17.28 | 16.94 | 18.12 | 17.23
CSP | 0 | 0 | 0 | 0 | 0 | 0
CT | 0 | 0 | 0 | 0 | 0 | 0
Coal | 0 | 0 | 8.04 | 10.74 | 10.74 | 10.74
Geo | 0 | 0 | 0 | 0 | 0 | 0
H | 0 | 0 | 0 | 0 | 0 | 0
LFG | 0 | 0 | 0 | 0 | 0 | 0
Nuc | 0 | 0 | 0 | 0 | 0 | 0
PS | 0 | 0 | 0 | 0 | 0 | 0
PV | 0 | 0 | 0 | 0 | 0 | 0
PeakG | 0 | 0 | 0 | 0 | 0 | 0
PeakO | 0 | 0 | 0 | 0 | 0 | 0
ST | 0 | 0 | 0 | 0 | 0 | 0
STOG | 0 | 0 | 0 | 0 | 0 | 0
STWD | 0 | 0 | 0 | 0 | 0 | 0
WT | 0 | 0 | 0 | 0 | 0 | 0
IGCC | 0 | 0 | 0 | 0 | 0 | 0
DemandResponse | 0 | 0 | 0 | 0 | 0 | 0
IGCC-CCS | 0 | 0 | 0 | 0 | 0 | 0
WT_off | 0 | 0 | 0 | 0 | 0 | 0
PseudoUnit | 0 | 0 | 0 | 0 | 0 | 0
FixedInterchange | 0 | 0 | 0 | 0 | 0 | 0
CO2 Emissions (MMmetricTons): NWPP_NucRenew
ReportingType | 2015 | 2020 | 2025 | 2030 | 2035 | 2040
BM | 0 | 0 | 0 | 0 | 0 | 0
CC | 0 | 0 | 0 | 0 | 0 | 0
CSP | 0 | 0 | 0 | 0 | 0 | 0
CT | 0 | 0 | 0 | 0 | 0 | 0
Coal | 0 | 0 | 0 | 0 | 0 | 0
Geo | 0 | 0 | 0 | 0 | 0 | 0
H | 0 | 0 | 0 | 0 | 0 | 0
LFG | 0 | 0 | 0 | 0 | 0 | 0
Nuc | 0 | 0 | 0 | 0 | 0 | 0
PS | 0 | 0 | 0 | 0 | 0 | 0
PV | 0 | 0 | 0 | 0 | 0 | 0
PeakG | 0 | 0 | 0 | 0 | 0 | 0
PeakO | 0 | 0 | 0 | 0 | 0 | 0
ST | 0 | 0 | 0 | 0 | 0 | 0
STOG | 0 | 0 | 0 | 0 | 0 | 0
STWD | 0 | 0 | 0 | 0 | 0 | 0
WT | 0 | 0 | 0 | 0 | 0 | 0
IGCC | 0 | 0 | 0 | 0 | 0 | 0
DemandResponse | 0 | 0 | 0 | 0 | 0 | 0
IGCC-CCS | 0 | 0 | 0 | 0 | 0 | 0
WT_off | 0 | 0 | 0 | 0 | 0 | 0
PseudoUnit | 0 | 0 | 0 | 0 | 0 | 0
FixedInterchange | 0 | 0 | 0 | 0 | 0 | 0
CO2 Emissions (MMmetricTons): RMPA
ReportingType | 2015 | 2020 | 2025 | 2030 | 2035 | 2040
BM | 0 | 0 | 0 | 0 | 0 | 0
CC | 1.66 | 0.59 | 0.17 | 0.16 | 0.33 | 0.25
CSP | 0 | 0 | 0 | 0 | 0 | 0
CT | 0 | 0 | 0 | 0 | 0 | 0
Coal | 55.62 | 62.13 | 59.2 | 58.83 | 65.5 | 72.45
Geo | 0 | 0 | 0 | 0 | 0 | 0
H | 0 | 0 | 0 | 0 | 0 | 0
LFG | 0 | 0 | 0 | 0 | 0 | 0
Nuc | 0 | 0 | 0 | 0 | 0 | 0
PS | 0 | 0 | 0 | 0 | 0 | 0
PV | 0 | 0 | 0 | 0 | 0 | 0
PeakG | 0.02 | 0 | 0 | 0 | 0.01 | 0
PeakO | 0 | 0 | 0 | 0 | 0 | 0
ST | 0 | 0 | 0 | 0 | 0 | 0
STOG | 0 | 0 | 0 | 0 | 0 | 0
STWD | 0 | 0 | 0 | 0 | 0 | 0
WT | 0 | 0 | 0 | 0 | 0 | 0
IGCC | 0 | 0 | 0 | 0 | 0 | 0
DemandResponse | 0 | 0 | 0 | 0 | 0 | 0
IGCC-CCS | 0 | 0 | 0 | 0 | 0 | 0
WT_off | 0 | 0 | 0 | 0 | 0 | 0
PseudoUnit | 0 | 0 | 0 | 0 | 0 | 0
FixedInterchange | 0 | 0 | 0 | 0 | 0 | 0
CO2 Emissions (MMmetricTons): SP15
ReportingType | 2015 | 2020 | 2025 | 2030 | 2035 | 2040
BM | 0 | 0 | 0 | 0 | 0 | 0
CC | 9.14 | 7.93 | 3.63 | 1.57 | 3.25 | 1.74
CSP | 0 | 0 | 0 | 0 | 0 | 0
CT | 0 | 0 | 0 | 0 | 0 | 0
Coal | 1.49 | 0.81 | 0.81 | 0.81 | 0.81 | 0.19
Geo | 0 | 0 | 0 | 0 | 0 | 0
H | 0 | 0 | 0 | 0 | 0 | 0
LFG | 0 | 0 | 0 | 0 | 0 | 0
Nuc | 0 | 0 | 0 | 0 | 0 | 0
PS | 0 | 0 | 0 | 0 | 0 | 0
PV | 0 | 0 | 0 | 0 | 0 | 0
PeakG | 0 | 0 | 0 | 0 | 0 | 0
PeakO | 0 | 0 | 0 | 0 | 0 | 0
ST | 0 | 0 | 0 | 0 | 0 | 0
STOG | 0.2 | 0.26 | 0.02 | 0.01 | 0.02 | 0.04
STWD | 0 | 0 | 0 | 0 | 0 | 0
WT | 0 | 0 | 0 | 0 | 0 | 0
IGCC | 0 | 0 | 0 | 0 | 0 | 0
DemandResponse | 0 | 0 | 0 | 0 | 0 | 0
IGCC-CCS | 0 | 0 | 0 | 0 | 0 | 0
WT_off | 0 | 0 | 0 | 0 | 0 | 0
PseudoUnit | 0 | 0 | 0 | 0 | 0 | 0
FixedInterchange | 0 | 0 | 0 | 0 | 0 | 0
CO2 Emissions (MMmetricTons): ALB
ReportingType | 2015 | 2020 | 2025 | 2030 | 2035 | 2040
BM | 0 | 0 | 0 | 0 | 0 | 0
CC | 7.36 | 8.72 | 9.97 | 9.38 | 5.52 | 3.86
CSP | 0 | 0 | 0 | 0 | 0 | 0
CT | 0 | 0 | 0 | 0 | 0 | 0
Coal | 45.36 | 45.36 | 45.36 | 45.36 | 45.36 | 45.36
Geo | 0 | 0 | 0 | 0 | 0 | 0
H | 0 | 0 | 0 | 0 | 0 | 0
LFG | 0 | 0 | 0 | 0 | 0 | 0
Nuc | 0 | 0 | 0 | 0 | 0 | 0
PS | 0 | 0 | 0 | 0 | 0 | 0
PV | 0 | 0 | 0 | 0 | 0 | 0
PeakG | 0 | 0 | 0 | 0 | 0 | 0
PeakO | 0 | 0 | 0 | 0 | 0 | 0
ST | 0 | 0 | 0 | 0 | 0 | 0
STOG | 0 | 0 | 0 | 0 | 0 | 0
STWD | 0 | 0 | 0 | 0 | 0 | 0
WT | 0 | 0 | 0 | 0 | 0 | 0
IGCC | 0 | 0 | 0 | 0 | 0 | 0
DemandResponse | 0 | 0 | 0 | 0 | 0 | 0
IGCC-CCS | 0 | 0 | 0 | 0 | 0 | 0
WT_off | 0 | 0 | 0 | 0 | 0 | 0
PseudoUnit | 0 | 0 | 0 | 0 | 0 | 0
FixedInterchange | 0 | 0 | 0 | 0 | 0 | 0
CO2 Emissions (MMmetricTons): BC
ReportingType | 2015 | 2020 | 2025 | 2030 | 2035 | 2040
BM | 0 | 0 | 0 | 0 | 0 | 0
CC | 3.47 | 3.92 | 5.25 | 5.25 | 4.93 | 3.99
CSP | 0 | 0 | 0 | 0 | 0 | 0
CT | 0 | 0 | 0 | 0 | 0 | 0
Coal | 0 | 0 | 0 | 0 | 0 | 0
Geo | 0 | 0 | 0 | 0 | 0 | 0
H | 0 | 0 | 0 | 0 | 0 | 0
LFG | 0 | 0 | 0 | 0 | 0 | 0
Nuc | 0 | 0 | 0 | 0 | 0 | 0
PS | 0 | 0 | 0 | 0 | 0 | 0
PV | 0 | 0 | 0 | 0 | 0 | 0
PeakG | 0 | 0 | 0 | 0 | 0 | 0
PeakO | 0 | 0 | 0 | 0 | 0 | 0
ST | 0 | 0 | 0 | 0 | 0 | 0
STOG | 0 | 0 | 0 | 0 | 0 | 0
STWD | 0 | 0 | 0 | 0 | 0 | 0
WT | 0 | 0 | 0 | 0 | 0 | 0
IGCC | 0 | 0 | 0 | 0 | 0 | 0
DemandResponse | 0 | 0 | 0 | 0 | 0 | 0
IGCC-CCS | 0 | 0 | 0 | 0 | 0 | 0
WT_off | 0 | 0 | 0 | 0 | 0 | 0
PseudoUnit | 0 | 0 | 0 | 0 | 0 | 0
FixedInterchange | 0 | 0 | 0 | 0 | 0 | 0
CO2 Emissions (MMmetricTons): HQ_IESO
ReportingType | 2015 | 2020 | 2025 | 2030 | 2035 | 2040
BM | 0 | 0 | 0 | 0 | 0 | 0
CC | 0 | 0 | 0 | 0 | 0 | 0
CSP | 0 | 0 | 0 | 0 | 0 | 0
CT | 0 | 0 | 0 | 0 | 0 | 0
Coal | 0 | 0 | 0 | 0 | 0 | 0
Geo | 0 | 0 | 0 | 0 | 0 | 0
H | 0 | 0 | 0 | 0 | 0 | 0
LFG | 0 | 0 | 0 | 0 | 0 | 0
Nuc | 0 | 0 | 0 | 0 | 0 | 0
PS | 0 | 0 | 0 | 0 | 0 | 0
PV | 0 | 0 | 0 | 0 | 0 | 0
PeakG | 0 | 0 | 0 | 0 | 0 | 0
PeakO | 0 | 0 | 0 | 0 | 0 | 0
ST | 0 | 0 | 0 | 0 | 0 | 0
STOG | 0 | 0 | 0 | 0 | 0 | 0
STWD | 0 | 0 | 0 | 0 | 0 | 0
WT | 0 | 0 | 0 | 0 | 0 | 0
IGCC | 0 | 0 | 0 | 0 | 0 | 0
DemandResponse | 0 | 0 | 0 | 0 | 0 | 0
IGCC-CCS | 0 | 0 | 0 | 0 | 0 | 0
WT_off | 0 | 0 | 0 | 0 | 0 | 0
PseudoUnit | 0 | 0 | 0 | 0 | 0 | 0
FixedInterchange | 0 | 0 | 0 | 0 | 0 | 0
CO2 Emissions (MMmetricTons): HQ_NEISO
ReportingType | 2015 | 2020 | 2025 | 2030 | 2035 | 2040
BM | 0 | 0 | 0 | 0 | 0 | 0
CC | 0 | 0 | 0 | 0 | 0 | 0
CSP | 0 | 0 | 0 | 0 | 0 | 0
CT | 0 | 0 | 0 | 0 | 0 | 0
Coal | 0 | 0 | 0 | 0 | 0 | 0
Geo | 0 | 0 | 0 | 0 | 0 | 0
H | 0 | 0 | 0 | 0 | 0 | 0
LFG | 0 | 0 | 0 | 0 | 0 | 0
Nuc | 0 | 0 | 0 | 0 | 0 | 0
PS | 0 | 0 | 0 | 0 | 0 | 0
PV | 0 | 0 | 0 | 0 | 0 | 0
PeakG | 0 | 0 | 0 | 0 | 0 | 0
PeakO | 0 | 0 | 0 | 0 | 0 | 0
ST | 0 | 0 | 0 | 0 | 0 | 0
STOG | 0 | 0 | 0 | 0 | 0 | 0
STWD | 0 | 0 | 0 | 0 | 0 | 0
WT | 0 | 0 | 0 | 0 | 0 | 0
IGCC | 0 | 0 | 0 | 0 | 0 | 0
DemandResponse | 0 | 0 | 0 | 0 | 0 | 0
IGCC-CCS | 0 | 0 | 0 | 0 | 0 | 0
WT_off | 0 | 0 | 0 | 0 | 0 | 0
PseudoUnit | 0 | 0 | 0 | 0 | 0 | 0
FixedInterchange | 0 | 0 | 0 | 0 | 0 | 0
CO2 Emissions (MMmetricTons): HQ_NY
ReportingType | 2015 | 2020 | 2025 | 2030 | 2035 | 2040
BM | 0 | 0 | 0 | 0 | 0 | 0
CC | 0 | 0 | 0 | 0 | 0 | 0
CSP | 0 | 0 | 0 | 0 | 0 | 0
CT | 0 | 0 | 0 | 0 | 0 | 0
Coal | 0 | 0 | 0 | 0 | 0 | 0
Geo | 0 | 0 | 0 | 0 | 0 | 0
H | 0 | 0 | 0 | 0 | 0 | 0
LFG | 0 | 0 | 0 | 0 | 0 | 0
Nuc | 0 | 0 | 0 | 0 | 0 | 0
PS | 0 | 0 | 0 | 0 | 0 | 0
PV | 0 | 0 | 0 | 0 | 0 | 0
PeakG | 0 | 0 | 0 | 0 | 0 | 0
PeakO | 0 | 0 | 0 | 0 | 0 | 0
ST | 0 | 0 | 0 | 0 | 0 | 0
STOG | 0 | 0 | 0 | 0 | 0 | 0
STWD | 0 | 0 | 0 | 0 | 0 | 0
WT | 0 | 0 | 0 | 0 | 0 | 0
IGCC | 0 | 0 | 0 | 0 | 0 | 0
DemandResponse | 0 | 0 | 0 | 0 | 0 | 0
IGCC-CCS | 0 | 0 | 0 | 0 | 0 | 0
WT_off | 0 | 0 | 0 | 0 | 0 | 0
PseudoUnit | 0 | 0 | 0 | 0 | 0 | 0
FixedInterchange | 0 | 0 | 0 | 0 | 0 | 0
CO2 Emissions (MMmetricTons): MARITIMES
ReportingType | 2015 | 2020 | 2025 | 2030 | 2035 | 2040
BM | 0 | 0 | 0 | 0 | 0 | 0
CC | 0 | 0 | 0 | 0 | 0 | 0
CSP | 0 | 0 | 0 | 0 | 0 | 0
CT | 0 | 0 | 0 | 0 | 0 | 0
Coal | 0 | 0 | 0 | 0 | 0 | 0
Geo | 0 | 0 | 0 | 0 | 0 | 0
H | 0 | 0 | 0 | 0 | 0 | 0
LFG | 0 | 0 | 0 | 0 | 0 | 0
Nuc | 0 | 0 | 0 | 0 | 0 | 0
PS | 0 | 0 | 0 | 0 | 0 | 0
PV | 0 | 0 | 0 | 0 | 0 | 0
PeakG | 0 | 0 | 0 | 0 | 0 | 0
PeakO | 0 | 0 | 0 | 0 | 0 | 0
ST | 0 | 0 | 0 | 0 | 0 | 0
STOG | 0 | 0 | 0 | 0 | 0 | 0
STWD | 0 | 0 | 0 | 0 | 0 | 0
WT | 0 | 0 | 0 | 0 | 0 | 0
IGCC | 0 | 0 | 0 | 0 | 0 | 0
DemandResponse | 0 | 0 | 0 | 0 | 0 | 0
IGCC-CCS | 0 | 0 | 0 | 0 | 0 | 0
WT_off | 0 | 0 | 0 | 0 | 0 | 0
PseudoUnit | 0 | 0 | 0 | 0 | 0 | 0
FixedInterchange | 0 | 0 | 0 | 0 | 0 | 0
CO2 Emissions (MMmetricTons): All
ReportingType | 2015 | 2020 | 2025 | 2030 | 2035 | 2040
BM | 0 | 0 | 0 | 0 | 0 | 0
CC | 297.62 | 285.63 | 202.69 | 159.03 | 182.46 | 185.48
CSP | 0 | 0 | 0 | 0 | 0 | 0
CT | 0.54 | 0.61 | 0.82 | 0.83 | 2.34 | 2.57
Coal | 2037.94 | 1951.47 | 2013.71 | 1981.34 | 2227.09 | 2451.74
Geo | 0 | 0 | 0 | 0 | 0 | 0
H | 0 | 0 | 0 | 0 | 0 | 0
LFG | 0 | 0 | 0 | 0 | 0 | 0
Nuc | 0 | 0 | 0 | 0 | 0 | 0
PS | 0 | 0 | 0 | 0 | 0 | 0
PV | 0 | 0 | 0 | 0 | 0 | 0
PeakG | 1.2 | 1.87 | 1.66 | 1.04 | 1.38 | 1.58
PeakO | 0 | 0 | 0 | 0 | 0 | 0
ST | 0 | 0 | 0 | 0 | 0 | 0
STOG | 4.2 | 4.54 | 2.79 | 2.07 | 2.8 | 2.98
STWD | 0 | 0 | 0 | 0 | 0 | 0
WT | 0 | 0 | 0 | 0 | 0 | 0
IGCC | 3.76 | 3.76 | 3.76 | 3.76 | 3.76 | 3.76
DemandResponse | 0 | 0 | 0 | 0 | 0 | 0
IGCC-CCS | 0 | 0 | 0 | 0 | 0 | 0
WT_off | 0 | 0 | 0 | 0 | 0 | 0
PseudoUnit | 0 | 0 | 0 | 0 | 0 | 0
FixedInterchange | 0 | 0 | 0 | 0 | 0 | 0
CO2 Emissions (MMmetricTons): EI_US
ReportingType | 2015 | 2020 | 2025 | 2030 | 2035 | 2040
BM | 0 | 0 | 0 | 0 | 0 | 0
CC | 162.12 | 159.33 | 114.77 | 85.01 | 108.39 | 117.6
CSP | 0 | 0 | 0 | 0 | 0 | 0
CT | 0.54 | 0.61 | 0.8 | 0.83 | 2.34 | 2.55
Coal | 1604.71 | 1502.23 | 1480.13 | 1395.52 | 1605.44 | 1790.69
Geo | 0 | 0 | 0 | 0 | 0 | 0
H | 0 | 0 | 0 | 0 | 0 | 0
LFG | 0 | 0 | 0 | 0 | 0 | 0
Nuc | 0 | 0 | 0 | 0 | 0 | 0
PS | 0 | 0 | 0 | 0 | 0 | 0
PV | 0 | 0 | 0 | 0 | 0 | 0
PeakG | 1.18 | 1.87 | 1.66 | 1.04 | 1.37 | 1.58
PeakO | 0 | 0 | 0 | 0 | 0 | 0
ST | 0 | 0 | 0 | 0 | 0 | 0
STOG | 2.71 | 2.81 | 1.53 | 1.08 | 1.86 | 2.11
STWD | 0 | 0 | 0 | 0 | 0 | 0
WT | 0 | 0 | 0 | 0 | 0 | 0
IGCC | 3.76 | 3.76 | 3.76 | 3.76 | 3.76 | 3.76
DemandResponse | 0 | 0 | 0 | 0 | 0 | 0
IGCC-CCS | 0 | 0 | 0 | 0 | 0 | 0
WT_off | 0 | 0 | 0 | 0 | 0 | 0
PseudoUnit | 0 | 0 | 0 | 0 | 0 | 0
FixedInterchange | 0 | 0 | 0 | 0 | 0 | 0
CO2 Emissions (MMmetricTons): EI_Canada
ReportingType | 2015 | 2020 | 2025 | 2030 | 2035 | 2040
BM | 0 | 0 | 0 | 0 | 0 | 0
CC | 0.55 | 0.44 | 0.29 | 0.13 | 0.58 | 2.57
CSP | 0 | 0 | 0 | 0 | 0 | 0
CT | 0 | 0 | 0 | 0 | 0 | 0.01
Coal | 2.82 | 6.23 | 0.89 | 0 | 0 | 0
Geo | 0 | 0 | 0 | 0 | 0 | 0
H | 0 | 0 | 0 | 0 | 0 | 0
LFG | 0 | 0 | 0 | 0 | 0 | 0
Nuc | 0 | 0 | 0 | 0 | 0 | 0
PS | 0 | 0 | 0 | 0 | 0 | 0
PV | 0 | 0 | 0 | 0 | 0 | 0
PeakG | 0 | 0 | 0 | 0 | 0 | 0
PeakO | 0 | 0 | 0 | 0 | 0 | 0
ST | 0 | 0 | 0 | 0 | 0 | 0
STOG | 0 | 0 | 0 | 0 | 0 | 0
STWD | 0 | 0 | 0 | 0 | 0 | 0
WT | 0 | 0 | 0 | 0 | 0 | 0
IGCC | 0 | 0 | 0 | 0 | 0 | 0
DemandResponse | 0 | 0 | 0 | 0 | 0 | 0
IGCC-CCS | 0 | 0 | 0 | 0 | 0 | 0
WT_off | 0 | 0 | 0 | 0 | 0 | 0
PseudoUnit | 0 | 0 | 0 | 0 | 0 | 0
FixedInterchange | 0 | 0 | 0 | 0 | 0 | 0
CO2 Emissions (MMmetricTons): EI
ReportingType | 2015 | 2020 | 2025 | 2030 | 2035 | 2040
BM | 0 | 0 | 0 | 0 | 0 | 0
CC | 162.67 | 159.77 | 115.06 | 85.14 | 108.97 | 120.17
CSP | 0 | 0 | 0 | 0 | 0 | 0
CT | 0.54 | 0.61 | 0.8 | 0.83 | 2.34 | 2.57
Coal | 1607.53 | 1508.46 | 1481.03 | 1395.52 | 1605.44 | 1790.69
Geo | 0 | 0 | 0 | 0 | 0 | 0
H | 0 | 0 | 0 | 0 | 0 | 0
LFG | 0 | 0 | 0 | 0 | 0 | 0
Nuc | 0 | 0 | 0 | 0 | 0 | 0
PS | 0 | 0 | 0 | 0 | 0 | 0
PV | 0 | 0 | 0 | 0 | 0 | 0
PeakG | 1.18 | 1.87 | 1.66 | 1.04 | 1.37 | 1.58
PeakO | 0 | 0 | 0 | 0 | 0 | 0
ST | 0 | 0 | 0 | 0 | 0 | 0
STOG | 2.71 | 2.81 | 1.53 | 1.08 | 1.86 | 2.11
STWD | 0 | 0 | 0 | 0 | 0 | 0
WT | 0 | 0 | 0 | 0 | 0 | 0
IGCC | 3.76 | 3.76 | 3.76 | 3.76 | 3.76 | 3.76
DemandResponse | 0 | 0 | 0 | 0 | 0 | 0
IGCC-CCS | 0 | 0 | 0 | 0 | 0 | 0
WT_off | 0 | 0 | 0 | 0 | 0 | 0
PseudoUnit | 0 | 0 | 0 | 0 | 0 | 0
FixedInterchange | 0 | 0 | 0 | 0 | 0 | 0
CO2 Emissions (MMmetricTons): Outside_EI
ReportingType | 2015 | 2020 | 2025 | 2030 | 2035 | 2040
BM | 0 | 0 | 0 | 0 | 0 | 0
CC | 134.95 | 125.86 | 87.63 | 73.89 | 73.49 | 65.31
CSP | 0 | 0 | 0 | 0 | 0 | 0
CT | 0 | 0 | 0.01 | 0 | 0 | 0
Coal | 430.41 | 443.02 | 532.69 | 585.83 | 621.65 | 661.05
Geo | 0 | 0 | 0 | 0 | 0 | 0
H | 0 | 0 | 0 | 0 | 0 | 0
LFG | 0 | 0 | 0 | 0 | 0 | 0
Nuc | 0 | 0 | 0 | 0 | 0 | 0
PS | 0 | 0 | 0 | 0 | 0 | 0
PV | 0 | 0 | 0 | 0 | 0 | 0
PeakG | 0.02 | 0 | 0 | 0 | 0.01 | 0
PeakO | 0 | 0 | 0 | 0 | 0 | 0
ST | 0 | 0 | 0 | 0 | 0 | 0
STOG | 1.49 | 1.73 | 1.26 | 0.98 | 0.94 | 0.86
STWD | 0 | 0 | 0 | 0 | 0 | 0
WT | 0 | 0 | 0 | 0 | 0 | 0
IGCC | 0 | 0 | 0 | 0 | 0 | 0
DemandResponse | 0 | 0 | 0 | 0 | 0 | 0
IGCC-CCS | 0 | 0 | 0 | 0 | 0 | 0
WT_off | 0 | 0 | 0 | 0 | 0 | 0
PseudoUnit | 0 | 0 | 0 | 0 | 0 | 0
FixedInterchange | 0 | 0 | 0 | 0 | 0 | 0
#6 | 0: Fuel Cost [includes coal shadow price] ($million)
Fuel Cost by Reporting Type: Entergy
ReportingType | 2015 | 2020 | 2025 | 2030 | 2035 | 2040
BM | 0 | 0 | 0 | 0 | 0 | 0
CC | 2503.17 | 2209.05 | 935.64 | 630.92 | 842.28 | 949.57
CSP | 0 | 0 | 0 | 0 | 0 | 0
CT | 0 | 0 | 0 | 0 | 0.41 | 0
Coal | 1541.76 | 1383.99 | 1228.77 | 1081.36 | 1377.45 | 1511.26
Geo | 0 | 0 | 0 | 0 | 0 | 0
H | 0 | 0 | 0 | 0 | 0 | 0
LFG | 0 | 0 | 0 | 0.14 | 0.14 | 0.14
Nuc | 372.97 | 380.57 | 404.36 | 412.26 | 348.24 | 272.43
PS | 0 | 0 | 0 | 0 | 0 | 0
PV | 0 | 0 | 0 | 0 | 0 | 0
PeakG | 0 | 0 | 0 | 0 | 0 | 0
PeakO | 0 | 0 | 0 | 0 | 0 | 0
ST | 0 | 0 | 0 | 0 | 0 | 0
STOG | 54.58 | 61.06 | 70.9 | 41.1 | 85.97 | 93.04
STWD | 0 | 11.89 | 11.89 | 27.81 | 30.23 | 30.23
WT | 0 | 0 | 0 | 0 | 0 | 0
IGCC | 0 | 0 | 0 | 0 | 0 | 0
DemandResponse | 0 | 0 | 0 | 0 | 0 | 0
IGCC-CCS | 0 | 0 | 0 | 0 | 0 | 0
WT_off | 0 | 0 | 0 | 0 | 0 | 0
PseudoUnit | 0 | 0 | 0 | 0 | 0 | 0
FixedInterchange | 0 | 0 | 0 | 0 | 0 | 0
Fuel Cost by Reporting Type: FRCC
ReportingType | 2015 | 2020 | 2025 | 2030 | 2035 | 2040
BM | 0 | 0 | 0 | 0 | 0 | 0
CC | 7617.25 | 8966.54 | 8485.41 | 8104.21 | 5574.86 | 5514.89
CSP | 0 | 0 | 0 | 0 | 0 | 0
CT | 36.04 | 43.92 | 50.55 | 55.3 | 0 | 0
Coal | 2315.6 | 2222.43 | 3346.47 | 3948.62 | 7936.33 | 9978.74
Geo | 0 | 0 | 0 | 0 | 0 | 0
H | 0 | 0 | 0 | 0 | 0 | 0
LFG | 0 | 0 | 0.25 | 0.25 | 0.25 | 0.25
Nuc | 282.48 | 288.24 | 306.26 | 312.24 | 190.15 | 63.41
PS | 0 | 0 | 0 | 0 | 0 | 0
PV | 0 | 0 | 0 | 0 | 0 | 0
PeakG | 23.13 | 43.19 | 62.7 | 51.93 | 42 | 36.33
PeakO | 0 | 0 | 0 | 0 | 0 | 0
ST | 0 | 0 | 0 | 0 | 0 | 0
STOG | 115.6 | 125.21 | 25.16 | 13.42 | 8.05 | 8.64
STWD | 9.7 | 100.84 | 100.84 | 100.84 | 100.84 | 100.84
WT | 0 | 0 | 0 | 0 | 0 | 0
IGCC | 0 | 0 | 0 | 0 | 0 | 0
DemandResponse | 0 | 0 | 0 | 0 | 0 | 0
IGCC-CCS | 0 | 0 | 0 | 0 | 0 | 0
WT_off | 0 | 0 | 0 | 0 | 0 | 0
PseudoUnit | 0 | 0 | 0 | 0 | 0 | 0
FixedInterchange | 0 | 0 | 0 | 0 | 0 | 0
Fuel Cost by Reporting Type: MAPP_US
ReportingType | 2015 | 2020 | 2025 | 2030 | 2035 | 2040
BM | 0 | 0 | 0 | 0 | 0 | 0
CC | 0 | 0 | 0 | 0 | 0 | 0
CSP | 0 | 0 | 0 | 0 | 0 | 0
CT | 0 | 0 | 0 | 0 | 0 | 0
Coal | 400.23 | 322.07 | 323.47 | 308.42 | 423.7 | 437.43
Geo | 0 | 0 | 0 | 0 | 0 | 0
H | 0 | 0 | 0 | 0 | 0 | 0
LFG | 0 | 0 | 0 | 0.09 | 0.09 | 0.09
Nuc | 0 | 0 | 0 | 0 | 0 | 0
PS | 0 | 0 | 0 | 0 | 0 | 0
PV | 0 | 0 | 0 | 0 | 0 | 0
PeakG | 2.34 | 2.16 | 3.92 | 2.12 | 3.12 | 5.08
PeakO | 0 | 0 | 0 | 0 | 0 | 0
ST | 0 | 0 | 0 | 0 | 0 | 0
STOG | 0 | 0 | 0 | 0 | 0 | 0
STWD | 0 | 0 | 0 | 0 | 0 | 0
WT | 0 | 0 | 0 | 0 | 0 | 0
IGCC | 0 | 0 | 0 | 0 | 0 | 0
DemandResponse | 0 | 0 | 0 | 0 | 0 | 0
IGCC-CCS | 0 | 0 | 0 | 0 | 0 | 0
WT_off | 0 | 0 | 0 | 0 | 0 | 0
PseudoUnit | 0 | 0 | 0 | 0 | 0 | 0
FixedInterchange | 0 | 0 | 0 | 0 | 0 | 0
Fuel Cost by Reporting Type: MISO_IN
ReportingType | 2015 | 2020 | 2025 | 2030 | 2035 | 2040
BM | 0 | 0 | 0 | 0 | 0 | 0
CC | 90.72 | 90.9 | 53.87 | 58.09 | 102.31 | 113.22
CSP | 0 | 0 | 0 | 0 | 0 | 0
CT | 0 | 0 | 0 | 0 | 0 | 0
Coal | 2098.31 | 2051.78 | 2125.69 | 2233.05 | 2701.04 | 2932.4
Geo | 0 | 0 | 0 | 0 | 0 | 0
H | 0 | 0 | 0 | 0 | 0 | 0
LFG | 0 | 0 | 0.1 | 0.1 | 0.1 | 0.1
Nuc | 0 | 0 | 0 | 0 | 0 | 0
PS | 0 | 0 | 0 | 0 | 0 | 0
PV | 0 | 0 | 0 | 0 | 0 | 0
PeakG | 0 | 0 | 0 | 0 | 0 | 1.34
PeakO | 0 | 0 | 0 | 0 | 0 | 0
ST | 0 | 0 | 0 | 0 | 0 | 0
STOG | 2.1 | 4.47 | 2.75 | 0.97 | 3.36 | 3.63
STWD | 0 | 0 | 0 | 0 | 0 | 0
WT | 0 | 0 | 0 | 0 | 0 | 0
IGCC | 91.08 | 92.83 | 95.42 | 112.82 | 127.22 | 136.73
DemandResponse | 0 | 0 | 0 | 0 | 0 | 0
IGCC-CCS | 0 | 0 | 0 | 0 | 0 | 0
WT_off | 0 | 0 | 0 | 0 | 0 | 0
PseudoUnit | 0 | 0 | 0 | 0 | 0 | 0
FixedInterchange | 0 | 0 | 0 | 0 | 0 | 0
Fuel Cost by Reporting Type: MISO_MI
ReportingType | 2015 | 2020 | 2025 | 2030 | 2035 | 2040
BM | 0 | 0 | 0 | 0 | 0 | 0
CC | 281.4 | 240.04 | 135.95 | 130.93 | 260.68 | 243.6
CSP | 0 | 0 | 0 | 0 | 0 | 0
CT | 0 | 0 | 0 | 0 | 0 | 0
Coal | 1606.45 | 1411.83 | 1399.28 | 1267.22 | 1721.55 | 1824.14
Geo | 0 | 0 | 0 | 0 | 0 | 0
H | 0 | 0 | 0 | 0 | 0 | 0
LFG | 0 | 0.03 | 0.2 | 0.2 | 0.2 | 0.2
Nuc | 139.75 | 142.6 | 151.51 | 154.47 | 90.85 | 90.85
PS | 0 | 0 | 0 | 0 | 0 | 0
PV | 0 | 0 | 0 | 0 | 0 | 0
PeakG | 2.16 | 2.44 | 2.71 | 0 | 0 | 0
PeakO | 0 | 0 | 0 | 0 | 0 | 0
ST | 0 | 0 | 0 | 0 | 0 | 0
STOG | 20.67 | 18.38 | 15.41 | 1.47 | 9.93 | 11.6
STWD | 62.76 | 87.42 | 56.9 | 65.52 | 82.8 | 87.42
WT | 0 | 0 | 0 | 0 | 0 | 0
IGCC | 0 | 0 | 0 | 0 | 0 | 0
DemandResponse | 0 | 0 | 0 | 0 | 0 | 0
IGCC-CCS | 0 | 0 | 0 | 0 | 0 | 0
WT_off | 0 | 0 | 0 | 0 | 0 | 0
PseudoUnit | 0 | 0 | 0 | 0 | 0 | 0
FixedInterchange | 0 | 0 | 0 | 0 | 0 | 0
Fuel Cost by Reporting Type: MISO_MO-IL
ReportingType | 2015 | 2020 | 2025 | 2030 | 2035 | 2040
BM | 0 | 0 | 0 | 0 | 0 | 0
CC | 54.35 | 42.33 | 38.11 | 33.81 | 53.93 | 49.73
CSP | 0 | 0 | 0 | 0 | 0 | 0
CT | 0 | 0 | 0 | 0 | 0 | 0
Coal | 2497.13 | 2040.74 | 2045.3 | 1866 | 2249.02 | 2337.53
Geo | 0 | 0 | 0 | 0 | 0 | 0
H | 0 | 0 | 0 | 0 | 0 | 0
LFG | 0 | 0 | 0.05 | 0.29 | 0.29 | 0.29
Nuc | 143.46 | 146.38 | 155.53 | 158.57 | 158.57 | 158.57
PS | 0 | 0 | 0 | 0 | 0 | 0
PV | 0 | 0 | 0 | 0 | 0 | 0
PeakG | 9.8 | 23.26 | 3.71 | 0 | 0.04 | 0.34
PeakO | 0 | 0 | 0 | 0 | 0 | 0
ST | 0 | 0 | 0 | 0 | 0 | 0
STOG | 4.36 | 1.56 | 0.52 | 0 | 0 | 0
STWD | 0 | 0 | 0 | 0 | 0 | 0
WT | 0 | 0 | 0 | 0 | 0 | 0
IGCC | 0 | 0 | 0 | 0 | 0 | 0
DemandResponse | 0 | 0 | 0 | 0 | 0 | 0
IGCC-CCS | 0 | 0 | 0 | 0 | 0 | 0
WT_off | 0 | 0 | 0 | 0 | 0 | 0
PseudoUnit | 0 | 0 | 0 | 0 | 0 | 0
FixedInterchange | 0 | 0 | 0 | 0 | 0 | 0
Fuel Cost by Reporting Type: MISO_W
ReportingType | 2015 | 2020 | 2025 | 2030 | 2035 | 2040
BM | 0 | 0 | 0 | 0 | 0 | 0
CC | 116.6 | 137.27 | 102.61 | 76.76 | 151.82 | 164.62
CSP | 0 | 0 | 0 | 0 | 0 | 0
CT | 0 | 0 | 0 | 0 | 0 | 0
Coal | 1662.28 | 1444.7 | 1450.84 | 1468.68 | 1948.01 | 2430.37
Geo | 0 | 0 | 0 | 0 | 0 | 0
H | 0 | 0 | 0 | 0 | 0 | 0
LFG | 0 | 0 | 0.09 | 0.09 | 0.09 | 0.09
Nuc | 152.53 | 155.64 | 165.37 | 168.6 | 0.01 | 0.01
PS | 0 | 0 | 0 | 0 | 0 | 0
PV | 0 | 0 | 0 | 0 | 0 | 0
PeakG | 14.39 | 7.27 | 3.47 | 0 | 0 | 0
PeakO | 0 | 0 | 0 | 0 | 0 | 0
ST | 0 | 0 | 0 | 0 | 0 | 0
STOG | 0.13 | 0.02 | 0.02 | 0 | 0 | 0
STWD | 2.3 | 162.84 | 83.37 | 72.25 | 81.72 | 55.1
WT | 0 | 0 | 0 | 0 | 0 | 0
IGCC | 0 | 0 | 0 | 0 | 0 | 0
DemandResponse | 0 | 0 | 0 | 0 | 0 | 0
IGCC-CCS | 0 | 0 | 0 | 0 | 0 | 0
WT_off | 0 | 0 | 0 | 0 | 0 | 0
PseudoUnit | 0 | 0 | 0 | 0 | 0 | 0
FixedInterchange | 0 | 0 | 0 | 0 | 0 | 0
Fuel Cost by Reporting Type: MISO_WUMS
ReportingType | 2015 | 2020 | 2025 | 2030 | 2035 | 2040
BM | 0 | 0 | 0 | 0 | 0 | 0
CC | 272.86 | 271.99 | 177.29 | 119.31 | 237.86 | 250.77
CSP | 0 | 0 | 0 | 0 | 0 | 0
CT | 0 | 0 | 19.75 | 31.74 | 109.39 | 125.45
Coal | 1090.01 | 951.38 | 935.23 | 764.46 | 1134.62 | 1144.87
Geo | 0 | 0 | 0 | 0 | 0 | 0
H | 0 | 0 | 0 | 0 | 0 | 0
LFG | 0 | 0 | 0.29 | 0.29 | 0.29 | 0.29
Nuc | 120.89 | 123.35 | 131.06 | 133.62 | 0.01 | 0.01
PS | 0 | 0 | 0 | 0 | 0 | 0
PV | 0 | 0 | 0 | 0 | 0 | 0
PeakG | 0.48 | 2.04 | 0 | 0 | 0 | 0
PeakO | 0 | 0 | 0 | 0 | 0 | 0
ST | 0 | 0 | 0 | 0 | 0 | 0
STOG | 0 | 0 | 0 | 0 | 0 | 0
STWD | 1.71 | 38.93 | 17.78 | 11.27 | 32.43 | 32.43
WT | 0 | 0 | 0 | 0 | 0 | 0
IGCC | 0 | 0 | 0 | 0 | 0 | 0
DemandResponse | 0 | 0 | 0 | 0 | 0 | 0
IGCC-CCS | 0 | 0 | 0 | 0 | 0 | 0
WT_off | 0 | 0 | 0 | 0 | 0 | 0
PseudoUnit | 0 | 0 | 0 | 0 | 0 | 0
FixedInterchange | 0 | 0 | 0 | 0 | 0 | 0
Fuel Cost by Reporting Type: Nebraska
ReportingType | 2015 | 2020 | 2025 | 2030 | 2035 | 2040
BM | 0 | 0 | 0 | 0 | 0 | 0
CC | 22.35 | 13.78 | 9.02 | 5.17 | 11.11 | 12.08
CSP | 0 | 0 | 0 | 0 | 0 | 0
CT | 0 | 0 | 0 | 0 | 0 | 0
Coal | 556.02 | 444.93 | 344.01 | 374.96 | 481.67 | 385.12
Geo | 0 | 0 | 0 | 0 | 0 | 0
H | 0 | 0 | 0 | 0 | 0 | 0
LFG | 0 | 0 | 0 | 0.09 | 0.09 | 0.09
Nuc | 83.67 | 85.37 | 90.71 | 92.29 | 0.01 | 0.01
PS | 0 | 0 | 0 | 0 | 0 | 0
PV | 0 | 0 | 0 | 0 | 0 | 0
PeakG | 0.98 | 0 | 0 | 0 | 0 | 0
PeakO | 0 | 0 | 0 | 0 | 0 | 0
ST | 0 | 0 | 0 | 0 | 0 | 0
STOG | 0 | 0 | 0 | 0 | 0 | 0
STWD | 0 | 0 | 0 | 0 | 0 | 0
WT | 0 | 0 | 0 | 0 | 0 | 0
IGCC | 0 | 0 | 0 | 0 | 0 | 0
DemandResponse | 0 | 0 | 0 | 0 | 0 | 0
IGCC-CCS | 0 | 0 | 0 | 0 | 0 | 0
WT_off | 0 | 0 | 0 | 0 | 0 | 0
PseudoUnit | 0 | 0 | 0 | 0 | 0 | 0
FixedInterchange | 0 | 0 | 0 | 0 | 0 | 0
Fuel Cost by Reporting Type: NEISO
ReportingType | 2015 | 2020 | 2025 | 2030 | 2035 | 2040
BM | 159.81 | 159.81 | 44.58 | 19.92 | 44.8 | 159.81
CC | 1318.34 | 1222.47 | 859.63 | 406.26 | 1306.59 | 1484.31
CSP | 0 | 0 | 0 | 0 | 0 | 0
CT | 0.21 | 0.77 | 0 | 0 | 0.15 | 0.75
Coal | 407.46 | 356 | 371.06 | 384.18 | 376.38 | 402.69
Geo | 0 | 0 | 0 | 0 | 0 | 0
H | 0 | 0 | 0 | 0 | 0 | 0
LFG | 0.06 | 0.06 | 0.15 | 0.15 | 0.15 | 0.15
Nuc | 293.25 | 299.23 | 317.93 | 324.14 | 234.19 | 173
PS | 0 | 0 | 0 | 0 | 0 | 0
PV | 0 | 0 | 0 | 0 | 0 | 0
PeakG | 1.76 | 2.57 | 0 | 0 | 2.69 | 3.22
PeakO | 0 | 0 | 0 | 0 | 0 | 0
ST | 0 | 0 | 0 | 0 | 0 | 0
STOG | 0 | 0 | 0 | 0 | 0 | 0
STWD | 338.09 | 338.09 | 211.14 | 338.09 | 338.09 | 338.09
WT | 0 | 0 | 0 | 0 | 0 | 0
IGCC | 0 | 0 | 0 | 0 | 0 | 0
DemandResponse | 0 | 0 | 0 | 0 | 0 | 0
IGCC-CCS | 0 | 0 | 0 | 0 | 0 | 0
WT_off | 0 | 0 | 0 | 0 | 0 | 0
PseudoUnit | 0 | 0 | 0 | 0 | 0 | 0
FixedInterchange | 0 | 0 | 0 | 0 | 0 | 0
Fuel Cost by Reporting Type: NonRTO_Midwest
ReportingType | 2015 | 2020 | 2025 | 2030 | 2035 | 2040
BM | 0 | 0 | 0 | 0 | 0 | 0
CC | 0 | 0 | 0 | 0 | 0 | 31.19
CSP | 0 | 0 | 0 | 0 | 0 | 0
CT | 0 | 0 | 0 | 0 | 0 | 2.7
Coal | 1410.34 | 1425.75 | 1513.01 | 1749.63 | 2060.57 | 2152.89
Geo | 0 | 0 | 0 | 0 | 0 | 0
H | 0 | 0 | 0 | 0 | 0 | 0
LFG | 0 | 0 | 0.2 | 0.2 | 0.2 | 0.2
Nuc | 0 | 0 | 0 | 0 | 0 | 0.01
PS | 0 | 0 | 0 | 0 | 0 | 0
PV | 0 | 0 | 0 | 0 | 0 | 0
PeakG | 9.1 | 17.64 | 8.7 | 9.02 | 25.01 | 30.06
PeakO | 0 | 0 | 0 | 0 | 0 | 0
ST | 0 | 0 | 0 | 0 | 0 | 0
STOG | 0 | 0 | 0 | 0 | 0 | 0
STWD | 0 | 0 | 0 | 0 | 0 | 0
WT | 0 | 0 | 0 | 0 | 0 | 0
IGCC | 0 | 0 | 0 | 0 | 0 | 0
DemandResponse | 0 | 0 | 0 | 0 | 0 | 0
IGCC-CCS | 0 | 0 | 0 | 0 | 0 | 0
WT_off | 0 | 0 | 0 | 0 | 0 | 0
PseudoUnit | 0 | 0 | 0 | 0 | 0 | 0
FixedInterchange | 0 | 0 | 0 | 0 | 0 | 0
Fuel Cost by Reporting Type: NYISO_A-F
ReportingType | 2015 | 2020 | 2025 | 2030 | 2035 | 2040
BM | 0 | 0 | 0 | 0 | 0 | 0
CC | 129.96 | 179.06 | 76.01 | 80.42 | 410.21 | 410.94
CSP | 0 | 0 | 0 | 0 | 0 | 0
CT | 0 | 0 | 0 | 0 | 0 | 0
Coal | 210.57 | 205.98 | 208.47 | 208.53 | 213.37 | 218.86
Geo | 0 | 0 | 0 | 0 | 0 | 0
H | 0 | 0 | 0 | 0 | 0 | 0
LFG | 0.01 | 0.01 | 0.01 | 0.09 | 0.09 | 0.09
Nuc | 217.02 | 221.45 | 235.29 | 195.6 | 154.22 | 93.47
PS | 0 | 0 | 0 | 0 | 0 | 0
PV | 0 | 0 | 0 | 0 | 0 | 0
PeakG | 0.13 | 0 | 0 | 0 | 0.59 | 1.89
PeakO | 0 | 0 | 0 | 0 | 0 | 0
ST | 0 | 0 | 0 | 0 | 0 | 0
STOG | 0 | 0 | 0 | 0 | 0 | 0
STWD | 0 | 1.33 | 4.64 | 49.16 | 49.16 | 49.16
WT | 0 | 0 | 0 | 0 | 0 | 0
IGCC | 0 | 0 | 0 | 0 | 0 | 0
DemandResponse | 0 | 0 | 0 | 0 | 0 | 0
IGCC-CCS | 0 | 0 | 0 | 0 | 0 | 0
WT_off | 0 | 0 | 0 | 0 | 0 | 0
PseudoUnit | 0 | 0 | 0 | 0 | 0 | 0
FixedInterchange | 0 | 0 | 0 | 0 | 0 | 0
Fuel Cost by Reporting Type: NYISO_G-I
ReportingType | 2015 | 2020 | 2025 | 2030 | 2035 | 2040
BM | 0 | 0 | 0 | 0 | 0 | 0
CC | 142.52 | 192.76 | 129.96 | 114.95 | 1048.57 | 2224.35
CSP | 0 | 0 | 0 | 0 | 0 | 0
CT | 0 | 0 | 0 | 0 | 0 | 0
Coal | 97.4 | 69.98 | 85.7 | 98.52 | 96.53 | 103.23
Geo | 0 | 0 | 0 | 0 | 0 | 0
H | 0 | 0 | 0 | 0 | 0 | 0
LFG | 0 | 0 | 0.09 | 0.09 | 0.09 | 0.09
Nuc | 130.64 | 133.3 | 141.63 | 144.4 | 72.41 | 0.03
PS | 0 | 0 | 0 | 0 | 0 | 0
PV | 0 | 0 | 0 | 0 | 0 | 0
PeakG | 0 | 0 | 0 | 0 | 0.09 | 0.1
PeakO | 0 | 0 | 0 | 0 | 0 | 0
ST | 0 | 0 | 0 | 0 | 0 | 0
STOG | 0 | 0 | 0 | 0 | 0 | 0
STWD | 0 | 0 | 0 | 0 | 0 | 0
WT | 0 | 0 | 0 | 0 | 0 | 0
IGCC | 0 | 0 | 0 | 0 | 0 | 0
DemandResponse | 0 | 0 | 0 | 0 | 0 | 0
IGCC-CCS | 0 | 0 | 0 | 0 | 0 | 0
WT_off | 0 | 0 | 0 | 0 | 0 | 0
PseudoUnit | 0 | 0 | 0 | 0 | 0 | 0
FixedInterchange | 0 | 0 | 0 | 0 | 0 | 0
Fuel Cost by Reporting Type: NYISO_J-K
ReportingType | 2015 | 2020 | 2025 | 2030 | 2035 | 2040
BM | 0 | 0 | 0 | 0 | 0 | 0
CC | 822.3 | 923.3 | 965.16 | 1056.23 | 1402.77 | 1783.16
CSP | 0 | 0 | 0 | 0 | 0 | 0
CT | 0 | 0 | 0 | 1.23 | 14.23 | 19.42
Coal | 0 | 0 | 0 | 0 | 0 | 0
Geo | 0 | 0 | 0 | 0 | 0 | 0
H | 0 | 0 | 0 | 0 | 0 | 0
LFG | 0 | 0 | 0.09 | 0.09 | 0.09 | 0.09
Nuc | 0 | 0 | 0 | 0 | 0.01 | 0.01
PS | 0 | 0 | 0 | 0 | 0 | 0
PV | 0 | 0 | 0 | 0 | 0 | 0
PeakG | 3.29 | 12.52 | 16.51 | 21.94 | 34.49 | 32.26
PeakO | 0 | 0 | 0 | 0 | 0 | 0
ST | 0 | 0 | 0 | 0 | 0 | 0
STOG | 31.39 | 65.29 | 74.94 | 98.33 | 171.87 | 222.98
STWD | 0 | 0 | 0 | 0 | 0 | 0
WT | 0 | 0 | 0 | 0 | 0 | 0
IGCC | 0 | 0 | 0 | 0 | 0 | 0
DemandResponse | 0 | 0 | 0 | 0 | 0 | 0
IGCC-CCS | 0 | 0 | 0 | 0 | 0 | 0
WT_off | 0 | 0 | 0 | 0 | 0 | 0
PseudoUnit | 0 | 0 | 0 | 0 | 0 | 0
FixedInterchange | 0 | 0 | 0 | 0 | 0 | 0
Fuel Cost by Reporting Type: PJM_E
ReportingType | 2015 | 2020 | 2025 | 2030 | 2035 | 2040
BM | 0.49 | 19.01 | 19.01 | 19.01 | 19.01 | 19.01
CC | 643.81 | 1039.41 | 849.6 | 571.62 | 1773.34 | 2111.73
CSP | 0 | 0 | 0 | 0 | 0 | 0
CT | 0.02 | 0.06 | 0.24 | 0.26 | 48.11 | 100.22
Coal | 98.65 | 118.33 | 130.91 | 125.97 | 246.58 | 264.65
Geo | 0 | 0 | 0 | 0 | 0 | 0
H | 0 | 0 | 0 | 0 | 0 | 0
LFG | 0.01 | 0.18 | 0.18 | 0.18 | 0.18 | 0.18
Nuc | 563.79 | 533.75 | 567.11 | 578.18 | 415.32 | 329.35
PS | 0 | 0 | 0 | 0 | 0 | 0
PV | 0 | 0 | 0 | 0 | 0 | 0
PeakG | 1.64 | 29.5 | 30.64 | 24.39 | 56.97 | 92.61
PeakO | 0 | 0 | 0 | 0 | 0 | 0
ST | 0 | 0 | 0 | 0 | 0 | 0
STOG | 0 | 0 | 0 | 0 | 0 | 0
STWD | 0 | 0 | 0 | 0 | 0 | 0
WT | 0 | 0 | 0 | 0 | 0 | 0
IGCC | 0 | 0 | 0 | 0 | 0 | 0
DemandResponse | 0 | 0 | 0 | 0 | 0 | 0
IGCC-CCS | 0 | 0 | 0 | 0 | 0 | 0
WT_off | 0 | 0 | 0 | 0 | 0 | 0
PseudoUnit | 0 | 0 | 0 | 0 | 0 | 0
FixedInterchange | 0 | 0 | 0 | 0 | 0 | 0
Fuel Cost by Reporting Type: PJM_ROM
ReportingType | 2015 | 2020 | 2025 | 2030 | 2035 | 2040
BM | 0.3 | 11.41 | 11.41 | 11.41 | 11.41 | 11.41
CC | 371.43 | 656.71 | 557.07 | 357.78 | 1025.79 | 2038.92
CSP | 0 | 0 | 0 | 0 | 0 | 0
CT | 0.01 | 0.13 | 0.14 | 0.16 | 0.32 | 0.65
Coal | 2077.48 | 2153.16 | 2231.21 | 2507.39 | 2785.39 | 2993.81
Geo | 0 | 0 | 0 | 0 | 0 | 0
H | 0 | 0 | 0 | 0 | 0 | 0
LFG | 0.02 | 0.36 | 0.36 | 0.36 | 0.36 | 0.36
Nuc | 337.6 | 344.49 | 366.02 | 373.17 | 244.83 | 178.21
PS | 0 | 0 | 0 | 0 | 0 | 0
PV | 0 | 0 | 0 | 0 | 0 | 0
PeakG | 0 | 1.57 | 1.29 | 0 | 16.87 | 34.33
PeakO | 0 | 0 | 0 | 0 | 0 | 0
ST | 0 | 0 | 0 | 0 | 0 | 0
STOG | 0 | 0 | 0 | 0 | 0 | 0
STWD | 23.39 | 35.1 | 35.1 | 35.1 | 35.1 | 35.1
WT | 0 | 0 | 0 | 0 | 0 | 0
IGCC | 0 | 0 | 0 | 0 | 0 | 0
DemandResponse | 0 | 0 | 0 | 0 | 0 | 0
IGCC-CCS | 0 | 0 | 0 | 0 | 0 | 0
WT_off | 0 | 0 | 0 | 0 | 0 | 0
PseudoUnit | 0 | 0 | 0 | 0 | 0 | 0
FixedInterchange | 0 | 0 | 0 | 0 | 0 | 0
Fuel Cost by Reporting Type: PJM_ROR
ReportingType | 2015 | 2020 | 2025 | 2030 | 2035 | 2040
BM | 3.31 | 243.96 | 184.97 | 185.66 | 125.62 | 62.97
CC | 1573.31 | 1796.45 | 1333.73 | 614.61 | 1540.18 | 1569.75
CSP | 0 | 0 | 0 | 0 | 0 | 0
CT | 0.2 | 0.42 | 0.5 | 0.29 | 187.74 | 181.62
Coal | 9064.61 | 7356.03 | 7397.25 | 9058.75 | 10754.08 | 13615.37
Geo | 0 | 0 | 0 | 0 | 0 | 0
H | 0 | 0 | 0 | 0 | 0 | 0
LFG | 0.07 | 0.07 | 0.73 | 0.73 | 0.73 | 0.73
Nuc | 1319.64 | 1346.55 | 1430.71 | 1395.54 | 1084.35 | 728.88
PS | 0 | 0 | 0 | 0 | 0 | 0
PV | 0 | 0 | 0 | 0 | 0 | 0
PeakG | 65.6 | 86.67 | 96.69 | 32.57 | 37.04 | 40.7
PeakO | 0 | 0 | 0 | 0 | 0 | 0
ST | 0 | 0 | 0 | 0 | 0 | 0
STOG | 0 | 0 | 0 | 0 | 0 | 0
STWD | 7.36 | 103.87 | 103.87 | 103.87 | 103.87 | 103.87
WT | 0 | 0 | 0 | 0 | 0 | 0
IGCC | 0 | 0 | 0 | 0 | 0 | 0
DemandResponse | 0 | 0 | 0 | 0 | 0 | 0
IGCC-CCS | 0 | 0 | 0 | 0 | 0 | 0
WT_off | 0 | 0 | 0 | 0 | 0 | 0
PseudoUnit | 0 | 0 | 0 | 0 | 0 | 0
FixedInterchange | 0 | 0 | 0 | 0 | 0 | 0
Fuel Cost by Reporting Type: SOCO
ReportingType | 2015 | 2020 | 2025 | 2030 | 2035 | 2040
BM | 0 | 3.25 | 5.4 | 29.42 | 21.39 | 21.39
CC | 2945.67 | 3422.59 | 3069.93 | 2578.33 | 2976.08 | 2622.9
CSP | 0 | 0 | 0 | 0 | 0 | 0
CT | 0 | 0 | 0 | 0 | 0 | 0
Coal | 4414.95 | 4474.18 | 4733.53 | 5268.64 | 5916.7 | 7746.74
Geo | 0 | 0 | 0 | 0 | 0 | 0
H | 0 | 0 | 0 | 0 | 0 | 0
LFG | 0 | 0 | 0.14 | 0.14 | 0.14 | 0.14
Nuc | 396.64 | 551.11 | 585.56 | 596.99 | 596.99 | 398.46
PS | 0 | 0 | 0 | 0 | 0 | 0
PV | 0 | 0 | 0 | 0 | 0 | 0
PeakG | 4.29 | 15.62 | 12.2 | 16.66 | 13.79 | 8.63
PeakO | 0 | 0 | 0 | 0 | 0 | 0
ST | 0 | 0 | 0 | 0 | 0 | 0
STOG | 0 | 0 | 0 | 0 | 0 | 0
STWD | 1.76 | 37.89 | 241.3 | 392.54 | 319.1 | 241.3
WT | 0 | 0 | 0 | 0 | 0 | 0
IGCC | 0 | 0 | 0 | 0 | 0 | 0
DemandResponse | 0 | 0 | 0 | 0 | 0 | 0
IGCC-CCS | 0 | 0 | 0 | 0 | 0 | 0
WT_off | 0 | 0 | 0 | 0 | 0 | 0
PseudoUnit | 0 | 0 | 0 | 0 | 0 | 0
FixedInterchange | 0 | 0 | 0 | 0 | 0 | 0
Fuel Cost by Reporting Type: SPP_N
ReportingType | 2015 | 2020 | 2025 | 2030 | 2035 | 2040
BM | 0 | 0 | 0 | 0 | 0 | 0
CC | 164.41 | 77.16 | 33.41 | 19.08 | 40.93 | 44.36
CSP | 0 | 0 | 0 | 0 | 0 | 0
CT | 0 | 0 | 0 | 0 | 0 | 0
Coal | 1272.07 | 972.37 | 840.52 | 656.97 | 802.2 | 837.15
Geo | 0 | 0 | 0 | 0 | 0 | 0
H | 0 | 0 | 0 | 0 | 0 | 0
LFG | 0 | 0 | 0 | 0.12 | 0.12 | 0.12
Nuc | 74.76 | 76.29 | 81.06 | 82.64 | 82.64 | 82.64
PS | 0 | 0 | 0 | 0 | 0 | 0
PV | 0 | 0 | 0 | 0 | 0 | 0
PeakG | 0 | 0 | 0 | 0 | 0 | 0
PeakO | 0 | 0 | 0 | 0 | 0 | 0
ST | 0 | 0 | 0 | 0 | 0 | 0
STOG | 8.83 | 0.91 | 0 | 0 | 0 | 0
STWD | 0 | 0 | 0 | 0 | 0 | 0
WT | 0 | 0 | 0 | 0 | 0 | 0
IGCC | 0 | 0 | 0 | 0 | 0 | 0
DemandResponse | 0 | 0 | 0 | 0 | 0 | 0
IGCC-CCS | 0 | 0 | 0 | 0 | 0 | 0
WT_off | 0 | 0 | 0 | 0 | 0 | 0
PseudoUnit | 0 | 0 | 0 | 0 | 0 | 0
FixedInterchange | 0 | 0 | 0 | 0 | 0 | 0
Fuel Cost by Reporting Type: SPP_S
ReportingType | 2015 | 2020 | 2025 | 2030 | 2035 | 2040
BM | 0 | 0 | 0 | 0 | 0 | 0
CC | 1424.88 | 681.89 | 326.91 | 194.29 | 363.66 | 386.5
CSP | 0 | 0 | 0 | 0 | 0 | 0
CT | 1.64 | 0 | 0 | 0 | 0 | 0
Coal | 2460.96 | 1943.28 | 1325.19 | 678.25 | 993.06 | 962.12
Geo | 0 | 0 | 0 | 0 | 0 | 0
H | 0 | 0 | 0 | 0 | 0 | 0
LFG | 0 | 0 | 0 | 0.12 | 0.12 | 0.12
Nuc | 0 | 0 | 0 | 0 | 0 | 0
PS | 0 | 0 | 0 | 0 | 0 | 0
PV | 0 | 0 | 0 | 0 | 0 | 0
PeakG | 0 | 0 | 0 | 0 | 0 | 0
PeakO | 0 | 0 | 0 | 0 | 0 | 0
ST | 0 | 0 | 0 | 0 | 0 | 0
STOG | 108.42 | 117.98 | 49.71 | 26.67 | 54.44 | 59.83
STWD | 1.35 | 2.8 | 2.57 | 7.23 | 11.8 | 10.51
WT | 0 | 0 | 0 | 0 | 0 | 0
IGCC | 0 | 0 | 0 | 0 | 0 | 0
DemandResponse | 0 | 0 | 0 | 0 | 0 | 0
IGCC-CCS | 0 | 0 | 0 | 0 | 0 | 0
WT_off | 0 | 0 | 0 | 0 | 0 | 0
PseudoUnit | 0 | 0 | 0 | 0 | 0 | 0
FixedInterchange | 0 | 0 | 0 | 0 | 0 | 0
Fuel Cost by Reporting Type: TVA
ReportingType | 2015 | 2020 | 2025 | 2030 | 2035 | 2040
BM | 0 | 0 | 0 | 0 | 0 | 0
CC | 332.46 | 328.2 | 420.61 | 176.49 | 258.77 | 307.87
CSP | 0 | 0 | 0 | 0 | 0 | 0
CT | 0 | 0 | 0 | 4.05 | 4.43 | 4.79
Coal | 2261.91 | 2155.03 | 2252.01 | 3156.48 | 3719.64 | 4193.05
Geo | 0 | 0 | 0 | 0 | 0 | 0
H | 0 | 0 | 0 | 0 | 0 | 0
LFG | 0 | 0 | 0.14 | 0.14 | 0.14 | 0.14
Nuc | 542.87 | 553.94 | 588.56 | 600.05 | 420.73 | 329.46
PS | 0 | 0 | 0 | 0 | 0 | 0
PV | 0 | 0 | 0 | 0 | 0 | 0
PeakG | 0 | 0 | 0 | 0 | 0 | 0
PeakO | 0 | 0 | 0 | 0 | 0 | 0
ST | 0 | 0 | 0 | 0 | 0 | 0
STOG | 0 | 0 | 0 | 0 | 0 | 0
STWD | 0.04 | 0.35 | 1.41 | 1.7 | 1.69 | 1.69
WT | 0 | 0 | 0 | 0 | 0 | 0
IGCC | 0 | 0 | 0 | 0 | 0 | 0
DemandResponse | 0 | 0 | 0 | 0 | 0 | 0
IGCC-CCS | 0 | 0 | 0 | 0 | 0 | 0
WT_off | 0 | 0 | 0 | 0 | 0 | 0
PseudoUnit | 0 | 0 | 0 | 0 | 0 | 0
FixedInterchange | 0 | 0 | 0 | 0 | 0 | 0
Fuel Cost by Reporting Type: TVA_Transmission
ReportingType | 2015 | 2020 | 2025 | 2030 | 2035 | 2040
BM | 0 | 0 | 0 | 0 | 0 | 0
CC | 0 | 0 | 0 | 0 | 0 | 0
CSP | 0 | 0 | 0 | 0 | 0 | 0
CT | 0 | 0 | 0 | 0 | 0 | 0
Coal | 0 | 0 | 0 | 0 | 0 | 0
Geo | 0 | 0 | 0 | 0 | 0 | 0
H | 0 | 0 | 0 | 0 | 0 | 0
LFG | 0 | 0 | 0 | 0 | 0 | 0
Nuc | 0 | 0 | 0 | 0 | 0 | 0
PS | 0 | 0 | 0 | 0 | 0 | 0
PV | 0 | 0 | 0 | 0 | 0 | 0
PeakG | 0 | 0 | 0 | 0 | 0 | 0
PeakO | 0 | 0 | 0 | 0 | 0 | 0
ST | 0 | 0 | 0 | 0 | 0 | 0
STOG | 0 | 0 | 0 | 0 | 0 | 0
STWD | 0 | 0 | 0 | 0 | 0 | 0
WT | 0 | 0 | 0 | 0 | 0 | 0
IGCC | 0 | 0 | 0 | 0 | 0 | 0
DemandResponse | 0 | 0 | 0 | 0 | 0 | 0
IGCC-CCS | 0 | 0 | 0 | 0 | 0 | 0
WT_off | 0 | 0 | 0 | 0 | 0 | 0
PseudoUnit | 0 | 0 | 0 | 0 | 0 | 0
FixedInterchange | 0 | 0 | 0 | 0 | 0 | 0
Fuel Cost by Reporting Type: VACAR
ReportingType | 2015 | 2020 | 2025 | 2030 | 2035 | 2040
BM | 0.58 | 146.89 | 540.06 | 578.1 | 694.27 | 789.82
CC | 529.33 | 783.28 | 912.87 | 658.64 | 1909.69 | 1947.25
CSP | 0 | 0 | 0 | 0 | 0 | 0
CT | 36.48 | 48.37 | 67.57 | 62.88 | 74.09 | 73.67
Coal | 3776.83 | 3952.46 | 4249.65 | 4674.43 | 6634.33 | 8343.6
Geo | 0 | 0 | 0 | 0 | 0 | 0
H | 0 | 0 | 0 | 0 | 0 | 0
LFG | 0 | 0.14 | 0.14 | 0.14 | 0.14 | 0.14
Nuc | 730.67 | 900.6 | 956.89 | 975.58 | 746.08 | 614.79
PS | 0 | 0 | 0 | 0 | 0 | 0
PV | 0 | 0 | 0 | 0 | 0 | 0
PeakG | 4.57 | 8.12 | 24.56 | 28.04 | 26.3 | 24.62
PeakO | 0 | 0 | 0 | 0 | 0 | 0
ST | 0 | 0 | 0 | 0 | 0 | 0
STOG | 0 | 0 | 0 | 0 | 0 | 0
STWD | 159.73 | 159.73 | 159.73 | 159.73 | 159.73 | 159.73
WT | 0 | 0 | 0 | 0 | 0 | 0
IGCC | 0 | 0 | 0 | 0 | 0 | 0
DemandResponse | 0 | 0 | 0 | 0 | 0 | 0
IGCC-CCS | 0 | 0 | 0 | 0 | 0 | 0
WT_off | 0 | 0 | 0 | 0 | 0 | 0
PseudoUnit | 0 | 0 | 0 | 0 | 0 | 0
FixedInterchange | 0 | 0 | 0 | 0 | 0 | 0
Fuel Cost by Reporting Type: IESO
ReportingType | 2015 | 2020 | 2025 | 2030 | 2035 | 2040
BM | 0 | 0 | 0 | 0 | 0.89 | 10.47
CC | 40.89 | 39.68 | 28.93 | 23.65 | 113.21 | 522.62
CSP | 0 | 0 | 0 | 0 | 0 | 0
CT | 0 | 0 | 0 | 0 | 0 | 2.54
Coal | 0 | 0 | 0 | 0 | 0 | 0
Geo | 0 | 0 | 0 | 0 | 0 | 0
H | 0 | 0 | 0 | 0 | 0 | 0
LFG | 0.02 | 0.02 | 0.02 | 0.02 | 0.02 | 0.02
Nuc | 854.23 | 871.65 | 926.13 | 944.22 | 869.51 | 757.81
PS | 0 | 0 | 0 | 0 | 0 | 0
PV | 0 | 0 | 0 | 0 | 0 | 0
PeakG | 0 | 0 | 0 | 0 | 0 | 0
PeakO | 0 | 0 | 0 | 0 | 0 | 0
ST | 0 | 0 | 0 | 0 | 0 | 0
STOG | 0 | 0 | 0 | 0 | 0 | 0
STWD | 0 | 0 | 0 | 0.95 | 5.61 | 45.21
WT | 0 | 0 | 0 | 0 | 0 | 0
IGCC | 0 | 0 | 0 | 0 | 0 | 0
DemandResponse | 0 | 0 | 0 | 0 | 0 | 0
IGCC-CCS | 0 | 0 | 0 | 0 | 0 | 0
WT_off | 0 | 0 | 0 | 0 | 0 | 0
PseudoUnit | 0 | 0 | 0 | 0 | 0 | 0
FixedInterchange | 0 | 0 | 0 | 0 | 0 | 0
Fuel Cost by Reporting Type: MAPP_CA
ReportingType | 2015 | 2020 | 2025 | 2030 | 2035 | 2040
BM | 0 | 0 | 0 | 0 | 0 | 0
CC | 27.48 | 20.82 | 18.12 | 0 | 0 | 6.3
CSP | 0 | 0 | 0 | 0 | 0 | 0
CT | 0 | 0 | 0 | 0 | 0 | 0
Coal | 131.82 | 291.42 | 41.85 | 0 | 0 | 0
Geo | 0 | 0 | 0 | 0 | 0 | 0
H | 0 | 0 | 0 | 0 | 0 | 0
LFG | 0 | 0 | 0 | 0 | 0 | 0
Nuc | 0 | 0 | 0 | 0 | 0 | 0
PS | 0 | 0 | 0 | 0 | 0 | 0
PV | 0 | 0 | 0 | 0 | 0 | 0
PeakG | 0 | 0 | 0 | 0 | 0 | 0
PeakO | 0 | 0 | 0 | 0 | 0 | 0
ST | 0 | 0 | 0 | 0 | 0 | 0
STOG | 0 | 0 | 0 | 0 | 0 | 0
STWD | 0 | 0 | 0 | 0 | 0 | 0
WT | 0 | 0 | 0 | 0 | 0 | 0
IGCC | 0 | 0 | 0 | 0 | 0 | 0
DemandResponse | 0 | 0 | 0 | 0 | 0 | 0
IGCC-CCS | 0 | 0 | 0 | 0 | 0 | 0
WT_off | 0 | 0 | 0 | 0 | 0 | 0
PseudoUnit | 0 | 0 | 0 | 0 | 0 | 0
FixedInterchange | 0 | 0 | 0 | 0 | 0 | 0
Fuel Cost by Reporting Type: AZ_NM_SNV_Coal
ReportingType | 2015 | 2020 | 2025 | 2030 | 2035 | 2040
BM | 0 | 0 | 0 | 0 | 0 | 0
CC | 0 | 0 | 0 | 0 | 0 | 0
CSP | 0 | 0 | 0 | 0 | 0 | 0
CT | 0 | 0 | 0 | 0 | 0 | 0
Coal | 1391.93 | 1580.03 | 3811.84 | 4982.12 | 5873 | 6567.53
Geo | 0 | 0 | 0 | 0 | 0 | 0
H | 0 | 0 | 0 | 0 | 0 | 0
LFG | 0 | 0 | 0 | 0 | 0 | 0
Nuc | 0 | 0 | 0 | 0 | 0 | 0
PS | 0 | 0 | 0 | 0 | 0 | 0
PV | 0 | 0 | 0 | 0 | 0 | 0
PeakG | 0 | 0 | 0 | 0 | 0 | 0
PeakO | 0 | 0 | 0 | 0 | 0 | 0
ST | 0 | 0 | 0 | 0 | 0 | 0
STOG | 0 | 0 | 0 | 0 | 0 | 0
STWD | 0 | 0 | 0 | 0 | 0 | 0
WT | 0 | 0 | 0 | 0 | 0 | 0
IGCC | 0 | 0 | 0 | 0 | 0 | 0
DemandResponse | 0 | 0 | 0 | 0 | 0 | 0
IGCC-CCS | 0 | 0 | 0 | 0 | 0 | 0
WT_off | 0 | 0 | 0 | 0 | 0 | 0
PseudoUnit | 0 | 0 | 0 | 0 | 0 | 0
FixedInterchange | 0 | 0 | 0 | 0 | 0 | 0
Fuel Cost by Reporting Type: AZ_NM_SNV_Gas
ReportingType | 2015 | 2020 | 2025 | 2030 | 2035 | 2040
BM | 0 | 0 | 0 | 0 | 0 | 0
CC | 4832.39 | 5635.32 | 2793.02 | 2268.42 | 2723.29 | 3069.25
CSP | 0 | 0 | 0 | 0 | 0 | 0
CT | 0 | 0 | 2.2 | 0.72 | 0 | 0
Coal | 0 | 0 | 0 | 0 | 0 | 0
Geo | 0 | 0 | 0 | 0 | 0 | 0
H | 0 | 0 | 0 | 0 | 0 | 0
LFG | 0 | 0 | 0 | 0 | 0 | 0
Nuc | 0 | 0 | 0 | 0 | 0 | 0
PS | 0 | 0 | 0 | 0 | 0 | 0
PV | 0 | 0 | 0 | 0 | 0 | 0
PeakG | 0 | 0 | 0 | 0 | 0 | 0
PeakO | 0 | 0 | 0 | 0 | 0 | 0
ST | 0 | 0 | 0 | 0 | 0 | 0
STOG | 0 | 0 | 0 | 0 | 0 | 0
STWD | 0 | 0 | 0 | 0 | 0 | 0
WT | 0 | 0 | 0 | 0 | 0 | 0
IGCC | 0 | 0 | 0 | 0 | 0 | 0
DemandResponse | 0 | 0 | 0 | 0 | 0 | 0
IGCC-CCS | 0 | 0 | 0 | 0 | 0 | 0
WT_off | 0 | 0 | 0 | 0 | 0 | 0
PseudoUnit | 0 | 0 | 0 | 0 | 0 | 0
FixedInterchange | 0 | 0 | 0 | 0 | 0 | 0
Fuel Cost by Reporting Type: AZ_NM_SNV_NucRenew
ReportingType | 2015 | 2020 | 2025 | 2030 | 2035 | 2040
BM | 0 | 0 | 0 | 0 | 0 | 0
CC | 0 | 0 | 0 | 0 | 0 | 0
CSP | 0 | 0 | 0 | 0 | 0 | 0
CT | 0 | 0 | 0 | 0 | 0 | 0
Coal | 0 | 0 | 0 | 0 | 0 | 0
Geo | 0 | 0 | 0 | 0 | 0 | 0
H | 0 | 0 | 0 | 0 | 0 | 0
LFG | 0 | 0.08 | 0.08 | 0.08 | 0.08 | 0.08
Nuc | 254.91 | 260.1 | 276.36 | 281.76 | 281.76 | 281.76
PS | 0 | 0 | 0 | 0 | 0 | 0
PV | 0 | 0 | 0 | 0 | 0 | 0
PeakG | 0 | 0 | 0 | 0 | 0 | 0
PeakO | 0 | 0 | 0 | 0 | 0 | 0
ST | 0 | 0 | 0 | 0 | 0 | 0
STOG | 0 | 0 | 0 | 0 | 0 | 0
STWD | 11.54 | 11.54 | 11.54 | 11.54 | 11.54 | 11.54
WT | 0 | 0 | 0 | 0 | 0 | 0
IGCC | 0 | 0 | 0 | 0 | 0 | 0
DemandResponse | 0 | 0 | 0 | 0 | 0 | 0
IGCC-CCS | 0 | 0 | 0 | 0 | 0 | 0
WT_off | 0 | 0 | 0 | 0 | 0 | 0
PseudoUnit | 0 | 0 | 0 | 0 | 0 | 0
FixedInterchange | 0 | 0 | 0 | 0 | 0 | 0
Fuel Cost by Reporting Type: ERCOT
ReportingType | 2015 | 2020 | 2025 | 2030 | 2035 | 2040
BM | 0 | 8.54 | 4.94 | 1169.65 | 1210.29 | 1284.03
CC | 5419.11 | 5485.87 | 5170.03 | 4792.65 | 4937.88 | 4776.23
CSP | 0 | 0 | 0 | 0 | 0 | 0
CT | 0 | 0 | 0.09 | 0 | 0 | 0
Coal | 4324.63 | 3980.95 | 4071.93 | 4428.64 | 5418.21 | 6414.34
Geo | 0 | 0 | 0 | 0 | 0 | 0
H | 0 | 0 | 0 | 0 | 0 | 0
LFG | 0 | 0 | 0.45 | 0.45 | 0.45 | 0.45
Nuc | 339.13 | 346.04 | 367.67 | 374.85 | 374.85 | 374.85
PS | 0 | 0 | 0 | 0 | 0 | 0
PV | 0 | 0 | 0 | 0 | 0 | 0
PeakG | 0 | 0 | 0 | 0 | 0 | 0
PeakO | 0 | 0 | 0 | 0 | 0 | 0
ST | 0 | 0 | 0 | 0 | 0 | 0
STOG | 151.67 | 198.34 | 198.6 | 171.38 | 175.13 | 160.71
STWD | 0 | 0 | 0 | 0 | 0 | 0
WT | 0 | 0 | 0 | 0 | 0 | 0
IGCC | 0 | 0 | 0 | 0 | 0 | 0
DemandResponse | 0 | 0 | 0 | 0 | 0 | 0
IGCC-CCS | 0 | 0 | 0 | 0 | 0 | 0
WT_off | 0 | 0 | 0 | 0 | 0 | 0
PseudoUnit | 0 | 0 | 0 | 0 | 0 | 0
FixedInterchange | 0 | 0 | 0 | 0 | 0 | 0
Fuel Cost by Reporting Type: NP15
ReportingType | 2015 | 2020 | 2025 | 2030 | 2035 | 2040
BM | 0 | 0 | 0 | 0 | 0 | 0
CC | 1840.19 | 1285.7 | 504.12 | 328.27 | 603.3 | 396.28
CSP | 0 | 0 | 0 | 0 | 0 | 0
CT | 0 | 0 | 0 | 0 | 0 | 0
Coal | 1.87 | 1.41 | 1.56 | 2.44 | 3.77 | 0
Geo | 0 | 0 | 0 | 0 | 0 | 0
H | 0 | 0 | 0 | 0 | 0 | 0
LFG | 0 | 0.72 | 0.72 | 0.72 | 0.72 | 0.72
Nuc | 150.62 | 153.69 | 163.3 | 166.49 | 166.49 | 166.49
PS | 0 | 0 | 0 | 0 | 0 | 0
PV | 0 | 0 | 0 | 0 | 0 | 0
PeakG | 0 | 0 | 0 | 0 | 0 | 0
PeakO | 0 | 0 | 0 | 0 | 0 | 0
ST | 0 | 0 | 0 | 0 | 0 | 0
STOG | 8.87 | 5.19 | 0.67 | 2.02 | 5.32 | 12.9
STWD | 244.45 | 244.45 | 244.45 | 244.45 | 244.45 | 244.45
WT | 0 | 0 | 0 | 0 | 0 | 0
IGCC | 0 | 0 | 0 | 0 | 0 | 0
DemandResponse | 0 | 0 | 0 | 0 | 0 | 0
IGCC-CCS | 0 | 0 | 0 | 0 | 0 | 0
WT_off | 0 | 0 | 0 | 0 | 0 | 0
PseudoUnit | 0 | 0 | 0 | 0 | 0 | 0
FixedInterchange | 0 | 0 | 0 | 0 | 0 | 0
Fuel Cost by Reporting Type: NWPP_Coal
ReportingType | 2015 | 2020 | 2025 | 2030 | 2035 | 2040
BM | 0 | 0 | 0 | 0 | 0 | 0
CC | 0 | 0 | 0 | 0 | 0 | 0
CSP | 0 | 0 | 0 | 0 | 0 | 0
CT | 0 | 0 | 0 | 0 | 0 | 0
Coal | 1726.3 | 1537.53 | 1787.08 | 1889.96 | 2031.05 | 2184.08
Geo | 0 | 0 | 0 | 0 | 0 | 0
H | 0 | 0 | 0 | 0 | 0 | 0
LFG | 0 | 0 | 0 | 0 | 0 | 0
Nuc | 0 | 0 | 0 | 0 | 0 | 0
PS | 0 | 0 | 0 | 0 | 0 | 0
PV | 0 | 0 | 0 | 0 | 0 | 0
PeakG | 0 | 0 | 0 | 0 | 0 | 0
PeakO | 0 | 0 | 0 | 0 | 0 | 0
ST | 0 | 0 | 0 | 0 | 0 | 0
STOG | 0 | 0 | 0 | 0 | 0 | 0
STWD | 0 | 0 | 0 | 0 | 0 | 0
WT | 0 | 0 | 0 | 0 | 0 | 0
IGCC | 0 | 0 | 0 | 0 | 0 | 0
DemandResponse | 0 | 0 | 0 | 0 | 0 | 0
IGCC-CCS | 0 | 0 | 0 | 0 | 0 | 0
WT_off | 0 | 0 | 0 | 0 | 0 | 0
PseudoUnit | 0 | 0 | 0 | 0 | 0 | 0
FixedInterchange | 0 | 0 | 0 | 0 | 0 | 0
Fuel Cost by Reporting Type: NWPP_Gas
ReportingType | 2015 | 2020 | 2025 | 2030 | 2035 | 2040
BM | 0 | 0 | 0 | 0 | 0 | 0
CC | 2249.2 | 2585.72 | 2874.25 | 3155.53 | 3752.48 | 3880.62
CSP | 0 | 0 | 0 | 0 | 0 | 0
CT | 0 | 0 | 0 | 0 | 0 | 0
Coal | 0 | 0 | 222.76 | 316.52 | 348.46 | 396.74
Geo | 0 | 0 | 0 | 0 | 0 | 0
H | 0 | 0 | 0 | 0 | 0 | 0
LFG | 0 | 0 | 0 | 0 | 0 | 0
Nuc | 0 | 0 | 0 | 0 | 0 | 0
PS | 0 | 0 | 0 | 0 | 0 | 0
PV | 0 | 0 | 0 | 0 | 0 | 0
PeakG | 0 | 0 | 0 | 0 | 0 | 0
PeakO | 0 | 0 | 0 | 0 | 0 | 0
ST | 0 | 0 | 0 | 0 | 0 | 0
STOG | 0 | 0 | 0 | 0 | 0 | 0
STWD | 0 | 0 | 0 | 0 | 0 | 0
WT | 0 | 0 | 0 | 0 | 0 | 0
IGCC | 0 | 0 | 0 | 0 | 0 | 0
DemandResponse | 0 | 0 | 0 | 0 | 0 | 0
IGCC-CCS | 0 | 0 | 0 | 0 | 0 | 0
WT_off | 0 | 0 | 0 | 0 | 0 | 0
PseudoUnit | 0 | 0 | 0 | 0 | 0 | 0
FixedInterchange | 0 | 0 | 0 | 0 | 0 | 0
Fuel Cost by Reporting Type: NWPP_NucRenew
ReportingType | 2015 | 2020 | 2025 | 2030 | 2035 | 2040
BM | 0 | 0 | 0 | 0 | 20.63 | 20.63
CC | 0 | 0 | 0 | 0 | 0 | 0
CSP | 0 | 0 | 0 | 0 | 0 | 0
CT | 0 | 0 | 0 | 0 | 0 | 0
Coal | 0 | 0 | 0 | 0 | 0 | 0
Geo | 0 | 0 | 0 | 0 | 0 | 0
H | 0 | 0 | 0 | 0 | 0 | 0
LFG | 0.03 | 0.34 | 0.34 | 0.34 | 0.34 | 0.34
Nuc | 71.13 | 72.58 | 77.12 | 78.63 | 78.63 | 408.13
PS | 0 | 0 | 0 | 0 | 0 | 0
PV | 0 | 0 | 0 | 0 | 0 | 0
PeakG | 0 | 0 | 0 | 0 | 0 | 0
PeakO | 0 | 0 | 0 | 0 | 0 | 0
ST | 0 | 0 | 0 | 0 | 0 | 0
STOG | 0 | 0 | 0 | 0 | 0 | 0
STWD | 0 | 6.29 | 69.58 | 205.37 | 205.37 | 205.37
WT | 0 | 0 | 0 | 0 | 0 | 0
IGCC | 0 | 0 | 0 | 0 | 0 | 0
DemandResponse | 0 | 0 | 0 | 0 | 0 | 0
IGCC-CCS | 0 | 0 | 0 | 0 | 0 | 0
WT_off | 0 | 0 | 0 | 0 | 0 | 0
PseudoUnit | 0 | 0 | 0 | 0 | 0 | 0
FixedInterchange | 0 | 0 | 0 | 0 | 0 | 0
Fuel Cost by Reporting Type: RMPA
ReportingType | 2015 | 2020 | 2025 | 2030 | 2035 | 2040
BM | 0 | 0 | 0 | 0 | 0 | 0
CC | 212 | 84.73 | 28.34 | 29.35 | 66.89 | 54.77
CSP | 0 | 0 | 0 | 0 | 0 | 0
CT | 0 | 0 | 0 | 0 | 0 | 0
Coal | 850.44 | 775.79 | 778.43 | 855.44 | 1270.98 | 1321.98
Geo | 0 | 0 | 0 | 0 | 0 | 0
H | 0 | 0 | 0 | 0 | 0 | 0
LFG | 0 | 0 | 0 | 0.04 | 0.04 | 0.04
Nuc | 0 | 0 | 0 | 0 | 0 | 0
PS | 0 | 0 | 0 | 0 | 0 | 0
PV | 0 | 0 | 0 | 0 | 0 | 0
PeakG | 2.87 | 0.62 | 0.18 | 0.04 | 1.11 | 0.02
PeakO | 0 | 0 | 0 | 0 | 0 | 0
ST | 0 | 0 | 0 | 0 | 0 | 0
STOG | 0 | 0 | 0 | 0 | 0 | 0
STWD | 0 | 0 | 0 | 0 | 0 | 0
WT | 0 | 0 | 0 | 0 | 0 | 0
IGCC | 0 | 0 | 0 | 0 | 0 | 0
DemandResponse | 0 | 0 | 0 | 0 | 0 | 0
IGCC-CCS | 0 | 0 | 0 | 0 | 0 | 0
WT_off | 0 | 0 | 0 | 0 | 0 | 0
PseudoUnit | 0 | 0 | 0 | 0 | 0 | 0
FixedInterchange | 0 | 0 | 0 | 0 | 0 | 0
Fuel Cost by Reporting Type: SP15
ReportingType | 2015 | 2020 | 2025 | 2030 | 2035 | 2040
BM | 3.8 | 3.8 | 0.19 | 1.96 | 1.41 | 2.93
CC | 1185.62 | 1175.51 | 626.39 | 300.16 | 676.34 | 390.35
CSP | 0 | 0 | 0 | 0 | 0 | 0
CT | 0 | 0 | 0 | 0 | 0 | 0
Coal | 23.7 | 4.76 | 5.26 | 8.22 | 12.71 | 3.57
Geo | 0 | 0 | 0 | 0 | 0 | 0
H | 0 | 0 | 0 | 0 | 0 | 0
LFG | 0.01 | 0.72 | 0.72 | 0.72 | 0.72 | 0.72
Nuc | 139.02 | 141.86 | 150.73 | 153.67 | 153.67 | 153.67
PS | 0 | 0 | 0 | 0 | 0 | 0
PV | 0 | 0 | 0 | 0 | 0 | 0
PeakG | 0 | 0 | 0 | 0 | 0 | 0
PeakO | 0 | 0 | 0 | 0 | 0 | 0
ST | 0 | 0 | 0 | 0 | 0 | 0
STOG | 25.24 | 38.01 | 2.96 | 1.15 | 3.32 | 10.06
STWD | 62.63 | 62.63 | 62.63 | 62.63 | 62.63 | 62.63
WT | 0 | 0 | 0 | 0 | 0 | 0
IGCC | 0 | 0 | 0 | 0 | 0 | 0
DemandResponse | 0 | 0 | 0 | 0 | 0 | 0
IGCC-CCS | 0 | 0 | 0 | 0 | 0 | 0
WT_off | 0 | 0 | 0 | 0 | 0 | 0
PseudoUnit | 0 | 0 | 0 | 0 | 0 | 0
FixedInterchange | 0 | 0 | 0 | 0 | 0 | 0
Fuel Cost by Reporting Type: ALB
ReportingType | 2015 | 2020 | 2025 | 2030 | 2035 | 2040
BM | 0 | 0 | 0 | 0 | 0 | 0
CC | 920.01 | 1280.25 | 1754.67 | 1879.22 | 1216.1 | 924.08
CSP | 0 | 0 | 0 | 0 | 0 | 0
CT | 0 | 0 | 0 | 0 | 0 | 0
Coal | 352.59 | 265.46 | 291.18 | 459.24 | 709.81 | 843.05
Geo | 0 | 0 | 0 | 0 | 0 | 0
H | 0 | 0 | 0 | 0 | 0 | 0
LFG | 0 | 0 | 0 | 0 | 0 | 0
Nuc | 0 | 0 | 0 | 61.91 | 216.23 | 298.15
PS | 0 | 0 | 0 | 0 | 0 | 0
PV | 0 | 0 | 0 | 0 | 0 | 0
PeakG | 0 | 0 | 0 | 0 | 0 | 0
PeakO | 0 | 0 | 0 | 0 | 0 | 0
ST | 0 | 0 | 0 | 0 | 0 | 0
STOG | 0 | 0 | 0 | 0 | 0 | 0
STWD | 0 | 13.37 | 85 | 85 | 85 | 85
WT | 0 | 0 | 0 | 0 | 0 | 0
IGCC | 0 | 0 | 0 | 0 | 0 | 0
DemandResponse | 0 | 0 | 0 | 0 | 0 | 0
IGCC-CCS | 0 | 0 | 0 | 0 | 0 | 0
WT_off | 0 | 0 | 0 | 0 | 0 | 0
PseudoUnit | 0 | 0 | 0 | 0 | 0 | 0
FixedInterchange | 0 | 0 | 0 | 0 | 0 | 0
Fuel Cost by Reporting Type: BC
ReportingType | 2015 | 2020 | 2025 | 2030 | 2035 | 2040
BM | 0 | 0 | 0 | 0 | 0 | 0
CC | 434.76 | 578.22 | 921.4 | 1054.9 | 1087.13 | 952.88
CSP | 0 | 0 | 0 | 0 | 0 | 0
CT | 0 | 0 | 0 | 0 | 0 | 0
Coal | 0 | 0 | 0 | 0 | 0 | 0
Geo | 0 | 0 | 0 | 0 | 0 | 0
H | 0 | 0 | 0 | 0 | 0 | 0
LFG | 0 | 0 | 0 | 0 | 0 | 0
Nuc | 0 | 0 | 0 | 38.99 | 96.68 | 175.89
PS | 0 | 0 | 0 | 0 | 0 | 0
PV | 0 | 0 | 0 | 0 | 0 | 0
PeakG | 0 | 0 | 0 | 0 | 0 | 0
PeakO | 0 | 0 | 0 | 0 | 0 | 0
ST | 0 | 0 | 0 | 0 | 0 | 0
STOG | 0 | 0 | 0 | 0 | 0 | 0
STWD | 0 | 0 | 75.3 | 177.36 | 271.44 | 271.44
WT | 0 | 0 | 0 | 0 | 0 | 0
IGCC | 0 | 0 | 0 | 0 | 0 | 0
DemandResponse | 0 | 0 | 0 | 0 | 0 | 0
IGCC-CCS | 0 | 0 | 0 | 0 | 0 | 0
WT_off | 0 | 0 | 0 | 0 | 0 | 0
PseudoUnit | 0 | 0 | 0 | 0 | 0 | 0
FixedInterchange | 0 | 0 | 0 | 0 | 0 | 0
Fuel Cost by Reporting Type: HQ_IESO
ReportingType | 2015 | 2020 | 2025 | 2030 | 2035 | 2040
BM | 0 | 0 | 0 | 0 | 0 | 0
CC | 0 | 0 | 0 | 0 | 0 | 0
CSP | 0 | 0 | 0 | 0 | 0 | 0
CT | 0 | 0 | 0 | 0 | 0 | 0
Coal | 0 | 0 | 0 | 0 | 0 | 0
Geo | 0 | 0 | 0 | 0 | 0 | 0
H | 0 | 0 | 0 | 0 | 0 | 0
LFG | 0 | 0 | 0 | 0 | 0 | 0
Nuc | 0 | 0 | 0 | 0 | 0 | 0
PS | 0 | 0 | 0 | 0 | 0 | 0
PV | 0 | 0 | 0 | 0 | 0 | 0
PeakG | 0 | 0 | 0 | 0 | 0 | 0
PeakO | 0 | 0 | 0 | 0 | 0 | 0
ST | 0 | 0 | 0 | 0 | 0 | 0
STOG | 0 | 0 | 0 | 0 | 0 | 0
STWD | 0 | 0 | 0 | 0 | 0 | 0
WT | 0 | 0 | 0 | 0 | 0 | 0
IGCC | 0 | 0 | 0 | 0 | 0 | 0
DemandResponse | 0 | 0 | 0 | 0 | 0 | 0
IGCC-CCS | 0 | 0 | 0 | 0 | 0 | 0
WT_off | 0 | 0 | 0 | 0 | 0 | 0
PseudoUnit | 0 | 0 | 0 | 0 | 0 | 0
FixedInterchange | 0 | 0 | 0 | 0 | 0 | 0
Fuel Cost by Reporting Type: HQ_NEISO
ReportingType | 2015 | 2020 | 2025 | 2030 | 2035 | 2040
BM | 0 | 0 | 0 | 0 | 0 | 0
CC | 0 | 0 | 0 | 0 | 0 | 0
CSP | 0 | 0 | 0 | 0 | 0 | 0
CT | 0 | 0 | 0 | 0 | 0 | 0
Coal | 0 | 0 | 0 | 0 | 0 | 0
Geo | 0 | 0 | 0 | 0 | 0 | 0
H | 0 | 0 | 0 | 0 | 0 | 0
LFG | 0 | 0 | 0 | 0 | 0 | 0
Nuc | 0 | 0 | 0 | 0 | 0 | 0
PS | 0 | 0 | 0 | 0 | 0 | 0
PV | 0 | 0 | 0 | 0 | 0 | 0
PeakG | 0 | 0 | 0 | 0 | 0 | 0
PeakO | 0 | 0 | 0 | 0 | 0 | 0
ST | 0 | 0 | 0 | 0 | 0 | 0
STOG | 0 | 0 | 0 | 0 | 0 | 0
STWD | 0 | 0 | 0 | 0 | 0 | 0
WT | 0 | 0 | 0 | 0 | 0 | 0
IGCC | 0 | 0 | 0 | 0 | 0 | 0
DemandResponse | 0 | 0 | 0 | 0 | 0 | 0
IGCC-CCS | 0 | 0 | 0 | 0 | 0 | 0
WT_off | 0 | 0 | 0 | 0 | 0 | 0
PseudoUnit | 0 | 0 | 0 | 0 | 0 | 0
FixedInterchange | 0 | 0 | 0 | 0 | 0 | 0
Fuel Cost by Reporting Type: HQ_NY
ReportingType | 2015 | 2020 | 2025 | 2030 | 2035 | 2040
BM | 0 | 0 | 0 | 0 | 0 | 0
CC | 0 | 0 | 0 | 0 | 0 | 0
CSP | 0 | 0 | 0 | 0 | 0 | 0
CT | 0 | 0 | 0 | 0 | 0 | 0
Coal | 0 | 0 | 0 | 0 | 0 | 0
Geo | 0 | 0 | 0 | 0 | 0 | 0
H | 0 | 0 | 0 | 0 | 0 | 0
LFG | 0 | 0 | 0 | 0 | 0 | 0
Nuc | 0 | 0 | 0 | 0 | 0 | 0
PS | 0 | 0 | 0 | 0 | 0 | 0
PV | 0 | 0 | 0 | 0 | 0 | 0
PeakG | 0 | 0 | 0 | 0 | 0 | 0
PeakO | 0 | 0 | 0 | 0 | 0 | 0
ST | 0 | 0 | 0 | 0 | 0 | 0
STOG | 0 | 0 | 0 | 0 | 0 | 0
STWD | 0 | 0 | 0 | 0 | 0 | 0
WT | 0 | 0 | 0 | 0 | 0 | 0
IGCC | 0 | 0 | 0 | 0 | 0 | 0
DemandResponse | 0 | 0 | 0 | 0 | 0 | 0
IGCC-CCS | 0 | 0 | 0 | 0 | 0 | 0
WT_off | 0 | 0 | 0 | 0 | 0 | 0
PseudoUnit | 0 | 0 | 0 | 0 | 0 | 0
FixedInterchange | 0 | 0 | 0 | 0 | 0 | 0
Fuel Cost by Reporting Type: MARITIMES
ReportingType | 2015 | 2020 | 2025 | 2030 | 2035 | 2040
BM | 0 | 0 | 0 | 0 | 0 | 0
CC | 0 | 0 | 0 | 0 | 0 | 0
CSP | 0 | 0 | 0 | 0 | 0 | 0
CT | 0 | 0 | 0 | 0 | 0 | 0
Coal | 0 | 0 | 0 | 0 | 0 | 0
Geo | 0 | 0 | 0 | 0 | 0 | 0
H | 0 | 0 | 0 | 0 | 0 | 0
LFG | 0 | 0 | 0 | 0 | 0 | 0
Nuc | 0 | 0 | 0 | 0 | 0 | 0
PS | 0 | 0 | 0 | 0 | 0 | 0
PV | 0 | 0 | 0 | 0 | 0 | 0
PeakG | 0 | 0 | 0 | 0 | 0 | 0
PeakO | 0 | 0 | 0 | 0 | 0 | 0
ST | 0 | 0 | 0 | 0 | 0 | 0
STOG | 0 | 0 | 0 | 0 | 0 | 0
STWD | 0 | 0 | 0 | 0 | 0 | 0
WT | 0 | 0 | 0 | 0 | 0 | 0
IGCC | 0 | 0 | 0 | 0 | 0 | 0
DemandResponse | 0 | 0 | 0 | 0 | 0 | 0
IGCC-CCS | 0 | 0 | 0 | 0 | 0 | 0
WT_off | 0 | 0 | 0 | 0 | 0 | 0
PseudoUnit | 0 | 0 | 0 | 0 | 0 | 0
FixedInterchange | 0 | 0 | 0 | 0 | 0 | 0
Fuel Cost by Reporting Type: All
ReportingType | 2015 | 2020 | 2025 | 2030 | 2035 | 2040
BM | 168.29 | 596.66 | 810.55 | 2015.12 | 2149.72 | 2382.46
CC | 38518.76 | 41447.01 | 34192.07 | 29820.02 | 36468.04 | 39235.09
CSP | 0 | 0 | 0 | 0 | 0 | 0
CT | 74.59 | 93.68 | 141.04 | 156.62 | 438.87 | 511.8
Coal | 50124.28 | 45893.75 | 49549.48 | 54823.1 | 70240.21 | 82547.28
Geo | 0 | 0 | 0 | 0 | 0 | 0
H | 0 | 0 | 0 | 0 | 0 | 0
LFG | 0.25 | 2.74 | 5.56 | 6.49 | 6.49 | 6.49
Nuc | 7711.69 | 8128.83 | 8636.86 | 8798.87 | 7077.43 | 6130.37
PS | 0 | 0 | 0 | 0 | 0 | 0
PV | 0 | 0 | 0 | 0 | 0 | 0
PeakG | 146.53 | 255.21 | 267.28 | 186.72 | 260.12 | 311.51
PeakO | 0 | 0 | 0 | 0 | 0 | 0
ST | 0 | 0 | 0 | 0 | 0 | 0
STOG | 531.86 | 636.42 | 441.65 | 356.52 | 517.38 | 583.41
STWD | 926.81 | 1419.36 | 1579.02 | 2152.42 | 2232.59 | 2171.11
WT | 0 | 0 | 0.01 | 0.01 | 0.01 | 0.01
IGCC | 91.08 | 92.83 | 95.42 | 112.82 | 127.22 | 136.73
DemandResponse | 0 | 0 | 0 | 0 | 0 | 0
IGCC-CCS | 0 | 0 | 0 | 0 | 0 | 0
WT_off | 0 | 0 | 0 | 0 | 0 | 0
PseudoUnit | 0 | 0 | 0 | 0 | 0 | 0
FixedInterchange | 0 | 0 | 0 | 0 | 0 | 0
Fuel Cost by Reporting Type: EI_US
ReportingType | 2015 | 2020 | 2025 | 2030 | 2035 | 2040
BM | 164.49 | 584.32 | 805.43 | 843.51 | 916.49 | 1064.41
CC | 21357.11 | 23275.2 | 19472.79 | 15987.88 | 21291.42 | 24261.72
CSP | 0 | 0 | 0 | 0 | 0 | 0
CT | 74.59 | 93.68 | 138.74 | 155.9 | 438.87 | 509.26
Coal | 41321 | 37456.4 | 38537.57 | 41880.52 | 54572.23 | 64815.99
Geo | 0 | 0 | 0 | 0 | 0 | 0
H | 0 | 0 | 0 | 0 | 0 | 0
LFG | 0.18 | 0.85 | 3.22 | 4.11 | 4.11 | 4.11
Nuc | 5902.64 | 6282.88 | 6675.55 | 6698.36 | 4839.61 | 3513.6
PS | 0 | 0 | 0 | 0 | 0 | 0
PV | 0 | 0 | 0 | 0 | 0 | 0
PeakG | 143.66 | 254.58 | 267.1 | 186.68 | 259.01 | 311.49
PeakO | 0 | 0 | 0 | 0 | 0 | 0
ST | 0 | 0 | 0 | 0 | 0 | 0
STOG | 346.08 | 394.88 | 239.41 | 181.96 | 333.61 | 399.74
STWD | 608.19 | 1081.07 | 1030.52 | 1365.11 | 1346.55 | 1245.47
WT | 0 | 0 | 0.01 | 0.01 | 0.01 | 0.01
IGCC | 91.08 | 92.83 | 95.42 | 112.82 | 127.22 | 136.73
DemandResponse | 0 | 0 | 0 | 0 | 0 | 0
IGCC-CCS | 0 | 0 | 0 | 0 | 0 | 0
WT_off | 0 | 0 | 0 | 0 | 0 | 0
PseudoUnit | 0 | 0 | 0 | 0 | 0 | 0
FixedInterchange | 0 | 0 | 0 | 0 | 0 | 0
Fuel Cost by Reporting Type: EI_Canada
ReportingType | 2015 | 2020 | 2025 | 2030 | 2035 | 2040
BM | 0 | 0 | 0 | 0 | 0.89 | 10.47
CC | 68.37 | 60.5 | 47.05 | 23.65 | 113.21 | 528.92
CSP | 0 | 0 | 0 | 0 | 0 | 0
CT | 0 | 0 | 0 | 0 | 0 | 2.54
Coal | 131.82 | 291.42 | 41.85 | 0 | 0 | 0
Geo | 0 | 0 | 0 | 0 | 0 | 0
H | 0 | 0 | 0 | 0 | 0 | 0
LFG | 0.02 | 0.02 | 0.02 | 0.02 | 0.02 | 0.02
Nuc | 854.23 | 871.65 | 926.13 | 944.22 | 869.51 | 757.82
PS | 0 | 0 | 0 | 0 | 0 | 0
PV | 0 | 0 | 0 | 0 | 0 | 0
PeakG | 0 | 0 | 0 | 0 | 0 | 0
PeakO | 0 | 0 | 0 | 0 | 0 | 0
ST | 0 | 0 | 0 | 0 | 0 | 0
STOG | 0 | 0 | 0 | 0 | 0 | 0
STWD | 0 | 0 | 0 | 0.95 | 5.61 | 45.21
WT | 0 | 0 | 0 | 0 | 0 | 0
IGCC | 0 | 0 | 0 | 0 | 0 | 0
DemandResponse | 0 | 0 | 0 | 0 | 0 | 0
IGCC-CCS | 0 | 0 | 0 | 0 | 0 | 0
WT_off | 0 | 0 | 0 | 0 | 0 | 0
PseudoUnit | 0 | 0 | 0 | 0 | 0 | 0
FixedInterchange | 0 | 0 | 0 | 0 | 0 | 0
Fuel Cost by Reporting Type: EI
ReportingType | 2015 | 2020 | 2025 | 2030 | 2035 | 2040
BM | 164.49 | 584.32 | 805.43 | 843.51 | 917.39 | 1074.88
CC | 21425.48 | 23335.7 | 19519.84 | 16011.53 | 21404.64 | 24790.65
CSP | 0 | 0 | 0 | 0 | 0 | 0
CT | 74.59 | 93.68 | 138.74 | 155.9 | 438.87 | 511.8
Coal | 41452.82 | 37747.82 | 38579.43 | 41880.52 | 54572.23 | 64815.99
Geo | 0 | 0 | 0 | 0 | 0 | 0
H | 0 | 0 | 0 | 0 | 0 | 0
LFG | 0.2 | 0.87 | 3.24 | 4.13 | 4.13 | 4.13
Nuc | 6756.88 | 7154.54 | 7601.68 | 7642.58 | 5709.12 | 4271.42
PS | 0 | 0 | 0 | 0 | 0 | 0
PV | 0 | 0 | 0 | 0 | 0 | 0
PeakG | 143.66 | 254.58 | 267.1 | 186.68 | 259.01 | 311.49
PeakO | 0 | 0 | 0 | 0 | 0 | 0
ST | 0 | 0 | 0 | 0 | 0 | 0
STOG | 346.08 | 394.88 | 239.41 | 181.96 | 333.61 | 399.74
STWD | 608.19 | 1081.07 | 1030.52 | 1366.06 | 1352.16 | 1290.68
WT | 0 | 0 | 0.01 | 0.01 | 0.01 | 0.01
IGCC | 91.08 | 92.83 | 95.42 | 112.82 | 127.22 | 136.73
DemandResponse | 0 | 0 | 0 | 0 | 0 | 0
IGCC-CCS | 0 | 0 | 0 | 0 | 0 | 0
WT_off | 0 | 0 | 0 | 0 | 0 | 0
PseudoUnit | 0 | 0 | 0 | 0 | 0 | 0
FixedInterchange | 0 | 0 | 0 | 0 | 0 | 0
Fuel Cost by Reporting Type: Outside_EI
ReportingType | 2015 | 2020 | 2025 | 2030 | 2035 | 2040
BM | 3.8 | 12.34 | 5.13 | 1171.61 | 1232.33 | 1307.58
CC | 17093.28 | 18111.31 | 14672.23 | 13808.48 | 15063.41 | 14444.45
CSP | 0 | 0 | 0 | 0 | 0 | 0
CT | 0 | 0 | 2.29 | 0.72 | 0 | 0
Coal | 8671.46 | 8145.94 | 10970.05 | 12942.58 | 15667.98 | 17731.28
Geo | 0 | 0 | 0 | 0 | 0 | 0
H | 0 | 0 | 0 | 0 | 0 | 0
LFG | 0.05 | 1.87 | 2.32 | 2.36 | 2.36 | 2.36
Nuc | 954.81 | 974.29 | 1035.18 | 1156.3 | 1368.31 | 1858.94
PS | 0 | 0 | 0 | 0 | 0 | 0
PV | 0 | 0 | 0 | 0 | 0 | 0
PeakG | 2.87 | 0.62 | 0.18 | 0.04 | 1.11 | 0.02
PeakO | 0 | 0 | 0 | 0 | 0 | 0
ST | 0 | 0 | 0 | 0 | 0 | 0
STOG | 185.78 | 241.54 | 202.23 | 174.55 | 183.76 | 183.67
STWD | 318.62 | 338.29 | 548.5 | 786.36 | 880.43 | 880.43
WT | 0 | 0 | 0 | 0 | 0 | 0
IGCC | 0 | 0 | 0 | 0 | 0 | 0
DemandResponse | 0 | 0 | 0 | 0 | 0 | 0
IGCC-CCS | 0 | 0 | 0 | 0 | 0 | 0
WT_off | 0 | 0 | 0 | 0 | 0 | 0
PseudoUnit | 0 | 0 | 0 | 0 | 0 | 0
FixedInterchange | 0 | 0 | 0 | 0 | 0 | 0
#7 | 0: Emission Cost ($million)
==== Emission Program: TitleIV_CAIRSO2 : (SO2) ====
Emission Cost by Reporting Type: Entergy
ReportingType | 2015 | 2020 | 2025 | 2030 | 2035 | 2040
BM | 0 | 0 | 0 | 0 | 0 | 0
CC | 0 | 0 | 0 | 0 | 0 | 0
CSP | 0 | 0 | 0 | 0 | 0 | 0
CT | 0 | 0 | 0 | 0 | 0 | 0
Coal | 42.36 | 0 | 0 | 0 | 0 | 0
Geo | 0 | 0 | 0 | 0 | 0 | 0
H | 0 | 0 | 0 | 0 | 0 | 0
LFG | 0 | 0 | 0 | 0 | 0 | 0
Nuc | 0 | 0 | 0 | 0 | 0 | 0
PS | 0 | 0 | 0 | 0 | 0 | 0
PV | 0 | 0 | 0 | 0 | 0 | 0
PeakG | 0 | 0 | 0 | 0 | 0 | 0
PeakO | 0 | 0 | 0 | 0 | 0 | 0
ST | 0 | 0 | 0 | 0 | 0 | 0
STOG | 0 | 0 | 0 | 0 | 0 | 0
STWD | 0 | 0 | 0 | 0 | 0 | 0
WT | 0 | 0 | 0 | 0 | 0 | 0
IGCC | 0 | 0 | 0 | 0 | 0 | 0
DemandResponse | 0 | 0 | 0 | 0 | 0 | 0
IGCC-CCS | 0 | 0 | 0 | 0 | 0 | 0
WT_off | 0 | 0 | 0 | 0 | 0 | 0
PseudoUnit | 0 | 0 | 0 | 0 | 0 | 0
FixedInterchange | 0 | 0 | 0 | 0 | 0 | 0
Emission Cost by Reporting Type: FRCC
ReportingType | 2015 | 2020 | 2025 | 2030 | 2035 | 2040
BM | 0 | 0 | 0 | 0 | 0 | 0
CC | 0 | 0 | 0 | 0 | 0 | 0
CSP | 0 | 0 | 0 | 0 | 0 | 0
CT | 0 | 0 | 0 | 0 | 0 | 0
Coal | 26.73 | 0 | 0 | 0 | 0 | 0
Geo | 0 | 0 | 0 | 0 | 0 | 0
H | 0 | 0 | 0 | 0 | 0 | 0
LFG | 0 | 0 | 0 | 0 | 0 | 0
Nuc | 0 | 0 | 0 | 0 | 0 | 0
PS | 0 | 0 | 0 | 0 | 0 | 0
PV | 0 | 0 | 0 | 0 | 0 | 0
PeakG | 0 | 0 | 0 | 0 | 0 | 0
PeakO | 0 | 0 | 0 | 0 | 0 | 0
ST | 0 | 0 | 0 | 0 | 0 | 0
STOG | 0 | 0 | 0 | 0 | 0 | 0
STWD | 0 | 0 | 0 | 0 | 0 | 0
WT | 0 | 0 | 0 | 0 | 0 | 0
IGCC | 0 | 0 | 0 | 0 | 0 | 0
DemandResponse | 0 | 0 | 0 | 0 | 0 | 0
IGCC-CCS | 0 | 0 | 0 | 0 | 0 | 0
WT_off | 0 | 0 | 0 | 0 | 0 | 0
PseudoUnit | 0 | 0 | 0 | 0 | 0 | 0
FixedInterchange | 0 | 0 | 0 | 0 | 0 | 0
Emission Cost by Reporting Type: MAPP_US
ReportingType | 2015 | 2020 | 2025 | 2030 | 2035 | 2040
BM | 0 | 0 | 0 | 0 | 0 | 0
CC | 0 | 0 | 0 | 0 | 0 | 0
CSP | 0 | 0 | 0 | 0 | 0 | 0
CT | 0 | 0 | 0 | 0 | 0 | 0
Coal | 4.75 | 0 | 0 | 0 | 0 | 0
Geo | 0 | 0 | 0 | 0 | 0 | 0
H | 0 | 0 | 0 | 0 | 0 | 0
LFG | 0 | 0 | 0 | 0 | 0 | 0
Nuc | 0 | 0 | 0 | 0 | 0 | 0
PS | 0 | 0 | 0 | 0 | 0 | 0
PV | 0 | 0 | 0 | 0 | 0 | 0
PeakG | 0 | 0 | 0 | 0 | 0 | 0
PeakO | 0 | 0 | 0 | 0 | 0 | 0
ST | 0 | 0 | 0 | 0 | 0 | 0
STOG | 0 | 0 | 0 | 0 | 0 | 0
STWD | 0 | 0 | 0 | 0 | 0 | 0
WT | 0 | 0 | 0 | 0 | 0 | 0
IGCC | 0 | 0 | 0 | 0 | 0 | 0
DemandResponse | 0 | 0 | 0 | 0 | 0 | 0
IGCC-CCS | 0 | 0 | 0 | 0 | 0 | 0
WT_off | 0 | 0 | 0 | 0 | 0 | 0
PseudoUnit | 0 | 0 | 0 | 0 | 0 | 0
FixedInterchange | 0 | 0 | 0 | 0 | 0 | 0
Emission Cost by Reporting Type: MISO_IN
ReportingType | 2015 | 2020 | 2025 | 2030 | 2035 | 2040
BM | 0 | 0 | 0 | 0 | 0 | 0
CC | 0 | 0 | 0 | 0 | 0 | 0
CSP | 0 | 0 | 0 | 0 | 0 | 0
CT | 0 | 0 | 0 | 0 | 0 | 0
Coal | 70.55 | 0 | 0 | 0 | 0 | 0
Geo | 0 | 0 | 0 | 0 | 0 | 0
H | 0 | 0 | 0 | 0 | 0 | 0
LFG | 0 | 0 | 0 | 0 | 0 | 0
Nuc | 0 | 0 | 0 | 0 | 0 | 0
PS | 0 | 0 | 0 | 0 | 0 | 0
PV | 0 | 0 | 0 | 0 | 0 | 0
PeakG | 0 | 0 | 0 | 0 | 0 | 0
PeakO | 0 | 0 | 0 | 0 | 0 | 0
ST | 0 | 0 | 0 | 0 | 0 | 0
STOG | 0 | 0 | 0 | 0 | 0 | 0
STWD | 0 | 0 | 0 | 0 | 0 | 0
WT | 0 | 0 | 0 | 0 | 0 | 0
IGCC | 0.61 | 0 | 0 | 0 | 0 | 0
DemandResponse | 0 | 0 | 0 | 0 | 0 | 0
IGCC-CCS | 0 | 0 | 0 | 0 | 0 | 0
WT_off | 0 | 0 | 0 | 0 | 0 | 0
PseudoUnit | 0 | 0 | 0 | 0 | 0 | 0
FixedInterchange | 0 | 0 | 0 | 0 | 0 | 0
Emission Cost by Reporting Type: MISO_MI
ReportingType | 2015 | 2020 | 2025 | 2030 | 2035 | 2040
BM | 0 | 0 | 0 | 0 | 0 | 0
CC | 0 | 0 | 0 | 0 | 0 | 0
CSP | 0 | 0 | 0 | 0 | 0 | 0
CT | 0 | 0 | 0 | 0 | 0 | 0
Coal | 79.97 | 0 | 0 | 0 | 0 | 0
Geo | 0 | 0 | 0 | 0 | 0 | 0
H | 0 | 0 | 0 | 0 | 0 | 0
LFG | 0 | 0 | 0 | 0 | 0 | 0
Nuc | 0 | 0 | 0 | 0 | 0 | 0
PS | 0 | 0 | 0 | 0 | 0 | 0
PV | 0 | 0 | 0 | 0 | 0 | 0
PeakG | 0 | 0 | 0 | 0 | 0 | 0
PeakO | 0 | 0 | 0 | 0 | 0 | 0
ST | 0 | 0 | 0 | 0 | 0 | 0
STOG | 0 | 0 | 0 | 0 | 0 | 0
STWD | 0 | 0 | 0 | 0 | 0 | 0
WT | 0 | 0 | 0 | 0 | 0 | 0
IGCC | 0 | 0 | 0 | 0 | 0 | 0
DemandResponse | 0 | 0 | 0 | 0 | 0 | 0
IGCC-CCS | 0 | 0 | 0 | 0 | 0 | 0
WT_off | 0 | 0 | 0 | 0 | 0 | 0
PseudoUnit | 0 | 0 | 0 | 0 | 0 | 0
FixedInterchange | 0 | 0 | 0 | 0 | 0 | 0
Emission Cost by Reporting Type: MISO_MO-IL
ReportingType | 2015 | 2020 | 2025 | 2030 | 2035 | 2040
BM | 0 | 0 | 0 | 0 | 0 | 0
CC | 0 | 0 | 0 | 0 | 0 | 0
CSP | 0 | 0 | 0 | 0 | 0 | 0
CT | 0 | 0 | 0 | 0 | 0 | 0
Coal | 81.78 | 0 | 0 | 0 | 0 | 0
Geo | 0 | 0 | 0 | 0 | 0 | 0
H | 0 | 0 | 0 | 0 | 0 | 0
LFG | 0 | 0 | 0 | 0 | 0 | 0
Nuc | 0 | 0 | 0 | 0 | 0 | 0
PS | 0 | 0 | 0 | 0 | 0 | 0
PV | 0 | 0 | 0 | 0 | 0 | 0
PeakG | 0 | 0 | 0 | 0 | 0 | 0
PeakO | 0 | 0 | 0 | 0 | 0 | 0
ST | 0 | 0 | 0 | 0 | 0 | 0
STOG | 0 | 0 | 0 | 0 | 0 | 0
STWD | 0 | 0 | 0 | 0 | 0 | 0
WT | 0 | 0 | 0 | 0 | 0 | 0
IGCC | 0 | 0 | 0 | 0 | 0 | 0
DemandResponse | 0 | 0 | 0 | 0 | 0 | 0
IGCC-CCS | 0 | 0 | 0 | 0 | 0 | 0
WT_off | 0 | 0 | 0 | 0 | 0 | 0
PseudoUnit | 0 | 0 | 0 | 0 | 0 | 0
FixedInterchange | 0 | 0 | 0 | 0 | 0 | 0
Emission Cost by Reporting Type: MISO_W
ReportingType | 2015 | 2020 | 2025 | 2030 | 2035 | 2040
BM | 0 | 0 | 0 | 0 | 0 | 0
CC | 0 | 0 | 0 | 0 | 0 | 0
CSP | 0 | 0 | 0 | 0 | 0 | 0
CT | 0 | 0 | 0 | 0 | 0 | 0
Coal | 64.98 | 0 | 0 | 0 | 0 | 0
Geo | 0 | 0 | 0 | 0 | 0 | 0
H | 0 | 0 | 0 | 0 | 0 | 0
LFG | 0 | 0 | 0 | 0 | 0 | 0
Nuc | 0 | 0 | 0 | 0 | 0 | 0
PS | 0 | 0 | 0 | 0 | 0 | 0
PV | 0 | 0 | 0 | 0 | 0 | 0
PeakG | 0 | 0 | 0 | 0 | 0 | 0
PeakO | 0 | 0 | 0 | 0 | 0 | 0
ST | 0 | 0 | 0 | 0 | 0 | 0
STOG | 0 | 0 | 0 | 0 | 0 | 0
STWD | 0 | 0 | 0 | 0 | 0 | 0
WT | 0 | 0 | 0 | 0 | 0 | 0
IGCC | 0 | 0 | 0 | 0 | 0 | 0
DemandResponse | 0 | 0 | 0 | 0 | 0 | 0
IGCC-CCS | 0 | 0 | 0 | 0 | 0 | 0
WT_off | 0 | 0 | 0 | 0 | 0 | 0
PseudoUnit | 0 | 0 | 0 | 0 | 0 | 0
FixedInterchange | 0 | 0 | 0 | 0 | 0 | 0
Emission Cost by Reporting Type: MISO_WUMS
ReportingType | 2015 | 2020 | 2025 | 2030 | 2035 | 2040
BM | 0 | 0 | 0 | 0 | 0 | 0
CC | 0 | 0 | 0 | 0 | 0 | 0
CSP | 0 | 0 | 0 | 0 | 0 | 0
CT | 0 | 0 | 0 | 0 | 0 | 0
Coal | 20.29 | 0 | 0 | 0 | 0 | 0
Geo | 0 | 0 | 0 | 0 | 0 | 0
H | 0 | 0 | 0 | 0 | 0 | 0
LFG | 0 | 0 | 0 | 0 | 0 | 0
Nuc | 0 | 0 | 0 | 0 | 0 | 0
PS | 0 | 0 | 0 | 0 | 0 | 0
PV | 0 | 0 | 0 | 0 | 0 | 0
PeakG | 0 | 0 | 0 | 0 | 0 | 0
PeakO | 0 | 0 | 0 | 0 | 0 | 0
ST | 0 | 0 | 0 | 0 | 0 | 0
STOG | 0 | 0 | 0 | 0 | 0 | 0
STWD | 0 | 0 | 0 | 0 | 0 | 0
WT | 0 | 0 | 0 | 0 | 0 | 0
IGCC | 0 | 0 | 0 | 0 | 0 | 0
DemandResponse | 0 | 0 | 0 | 0 | 0 | 0
IGCC-CCS | 0 | 0 | 0 | 0 | 0 | 0
WT_off | 0 | 0 | 0 | 0 | 0 | 0
PseudoUnit | 0 | 0 | 0 | 0 | 0 | 0
FixedInterchange | 0 | 0 | 0 | 0 | 0 | 0
Emission Cost by Reporting Type: Nebraska
ReportingType | 2015 | 2020 | 2025 | 2030 | 2035 | 2040
BM | 0 | 0 | 0 | 0 | 0 | 0
CC | 0 | 0 | 0 | 0 | 0 | 0
CSP | 0 | 0 | 0 | 0 | 0 | 0
CT | 0 | 0 | 0 | 0 | 0 | 0
Coal | 10.98 | 0 | 0 | 0 | 0 | 0
Geo | 0 | 0 | 0 | 0 | 0 | 0
H | 0 | 0 | 0 | 0 | 0 | 0
LFG | 0 | 0 | 0 | 0 | 0 | 0
Nuc | 0 | 0 | 0 | 0 | 0 | 0
PS | 0 | 0 | 0 | 0 | 0 | 0
PV | 0 | 0 | 0 | 0 | 0 | 0
PeakG | 0 | 0 | 0 | 0 | 0 | 0
PeakO | 0 | 0 | 0 | 0 | 0 | 0
ST | 0 | 0 | 0 | 0 | 0 | 0
STOG | 0 | 0 | 0 | 0 | 0 | 0
STWD | 0 | 0 | 0 | 0 | 0 | 0
WT | 0 | 0 | 0 | 0 | 0 | 0
IGCC | 0 | 0 | 0 | 0 | 0 | 0
DemandResponse | 0 | 0 | 0 | 0 | 0 | 0
IGCC-CCS | 0 | 0 | 0 | 0 | 0 | 0
WT_off | 0 | 0 | 0 | 0 | 0 | 0
PseudoUnit | 0 | 0 | 0 | 0 | 0 | 0
FixedInterchange | 0 | 0 | 0 | 0 | 0 | 0
Emission Cost by Reporting Type: NEISO
ReportingType | 2015 | 2020 | 2025 | 2030 | 2035 | 2040
BM | 0 | 0 | 0 | 0 | 0 | 0
CC | 0 | 0 | 0 | 0 | 0 | 0
CSP | 0 | 0 | 0 | 0 | 0 | 0
CT | 0 | 0 | 0 | 0 | 0 | 0
Coal | 4.17 | 0 | 0 | 0 | 0 | 0
Geo | 0 | 0 | 0 | 0 | 0 | 0
H | 0 | 0 | 0 | 0 | 0 | 0
LFG | 0 | 0 | 0 | 0 | 0 | 0
Nuc | 0 | 0 | 0 | 0 | 0 | 0
PS | 0 | 0 | 0 | 0 | 0 | 0
PV | 0 | 0 | 0 | 0 | 0 | 0
PeakG | 0 | 0 | 0 | 0 | 0 | 0
PeakO | 0 | 0 | 0 | 0 | 0 | 0
ST | 0 | 0 | 0 | 0 | 0 | 0
STOG | 0 | 0 | 0 | 0 | 0 | 0
STWD | 0 | 0 | 0 | 0 | 0 | 0
WT | 0 | 0 | 0 | 0 | 0 | 0
IGCC | 0 | 0 | 0 | 0 | 0 | 0
DemandResponse | 0 | 0 | 0 | 0 | 0 | 0
IGCC-CCS | 0 | 0 | 0 | 0 | 0 | 0
WT_off | 0 | 0 | 0 | 0 | 0 | 0
PseudoUnit | 0 | 0 | 0 | 0 | 0 | 0
FixedInterchange | 0 | 0 | 0 | 0 | 0 | 0
Emission Cost by Reporting Type: NonRTO_Midwest
ReportingType | 2015 | 2020 | 2025 | 2030 | 2035 | 2040
BM | 0 | 0 | 0 | 0 | 0 | 0
CC | 0 | 0 | 0 | 0 | 0 | 0
CSP | 0 | 0 | 0 | 0 | 0 | 0
CT | 0 | 0 | 0 | 0 | 0 | 0
Coal | 31.43 | 0 | 0 | 0 | 0 | 0
Geo | 0 | 0 | 0 | 0 | 0 | 0
H | 0 | 0 | 0 | 0 | 0 | 0
LFG | 0 | 0 | 0 | 0 | 0 | 0
Nuc | 0 | 0 | 0 | 0 | 0 | 0
PS | 0 | 0 | 0 | 0 | 0 | 0
PV | 0 | 0 | 0 | 0 | 0 | 0
PeakG | 0 | 0 | 0 | 0 | 0 | 0
PeakO | 0 | 0 | 0 | 0 | 0 | 0
ST | 0 | 0 | 0 | 0 | 0 | 0
STOG | 0 | 0 | 0 | 0 | 0 | 0
STWD | 0 | 0 | 0 | 0 | 0 | 0
WT | 0 | 0 | 0 | 0 | 0 | 0
IGCC | 0 | 0 | 0 | 0 | 0 | 0
DemandResponse | 0 | 0 | 0 | 0 | 0 | 0
IGCC-CCS | 0 | 0 | 0 | 0 | 0 | 0
WT_off | 0 | 0 | 0 | 0 | 0 | 0
PseudoUnit | 0 | 0 | 0 | 0 | 0 | 0
FixedInterchange | 0 | 0 | 0 | 0 | 0 | 0
Emission Cost by Reporting Type: NYISO_A-F
ReportingType | 2015 | 2020 | 2025 | 2030 | 2035 | 2040
BM | 0 | 0 | 0 | 0 | 0 | 0
CC | 0 | 0 | 0 | 0 | 0 | 0
CSP | 0 | 0 | 0 | 0 | 0 | 0
CT | 0 | 0 | 0 | 0 | 0 | 0
Coal | 3.04 | 0 | 0 | 0 | 0 | 0
Geo | 0 | 0 | 0 | 0 | 0 | 0
H | 0 | 0 | 0 | 0 | 0 | 0
LFG | 0 | 0 | 0 | 0 | 0 | 0
Nuc | 0 | 0 | 0 | 0 | 0 | 0
PS | 0 | 0 | 0 | 0 | 0 | 0
PV | 0 | 0 | 0 | 0 | 0 | 0
PeakG | 0 | 0 | 0 | 0 | 0 | 0
PeakO | 0 | 0 | 0 | 0 | 0 | 0
ST | 0 | 0 | 0 | 0 | 0 | 0
STOG | 0 | 0 | 0 | 0 | 0 | 0
STWD | 0 | 0 | 0 | 0 | 0 | 0
WT | 0 | 0 | 0 | 0 | 0 | 0
IGCC | 0 | 0 | 0 | 0 | 0 | 0
DemandResponse | 0 | 0 | 0 | 0 | 0 | 0
IGCC-CCS | 0 | 0 | 0 | 0 | 0 | 0
WT_off | 0 | 0 | 0 | 0 | 0 | 0
PseudoUnit | 0 | 0 | 0 | 0 | 0 | 0
FixedInterchange | 0 | 0 | 0 | 0 | 0 | 0
Emission Cost by Reporting Type: NYISO_G-I
ReportingType | 2015 | 2020 | 2025 | 2030 | 2035 | 2040
BM | 0 | 0 | 0 | 0 | 0 | 0
CC | 0 | 0 | 0 | 0 | 0 | 0
CSP | 0 | 0 | 0 | 0 | 0 | 0
CT | 0 | 0 | 0 | 0 | 0 | 0
Coal | 4.28 | 0 | 0 | 0 | 0 | 0
Geo | 0 | 0 | 0 | 0 | 0 | 0
H | 0 | 0 | 0 | 0 | 0 | 0
LFG | 0 | 0 | 0 | 0 | 0 | 0
Nuc | 0 | 0 | 0 | 0 | 0 | 0
PS | 0 | 0 | 0 | 0 | 0 | 0
PV | 0 | 0 | 0 | 0 | 0 | 0
PeakG | 0 | 0 | 0 | 0 | 0 | 0
PeakO | 0 | 0 | 0 | 0 | 0 | 0
ST | 0 | 0 | 0 | 0 | 0 | 0
STOG | 0 | 0 | 0 | 0 | 0 | 0
STWD | 0 | 0 | 0 | 0 | 0 | 0
WT | 0 | 0 | 0 | 0 | 0 | 0
IGCC | 0 | 0 | 0 | 0 | 0 | 0
DemandResponse | 0 | 0 | 0 | 0 | 0 | 0
IGCC-CCS | 0 | 0 | 0 | 0 | 0 | 0
WT_off | 0 | 0 | 0 | 0 | 0 | 0
PseudoUnit | 0 | 0 | 0 | 0 | 0 | 0
FixedInterchange | 0 | 0 | 0 | 0 | 0 | 0
Emission Cost by Reporting Type: NYISO_J-K
ReportingType | 2015 | 2020 | 2025 | 2030 | 2035 | 2040
BM | 0 | 0 | 0 | 0 | 0 | 0
CC | 0 | 0 | 0 | 0 | 0 | 0
CSP | 0 | 0 | 0 | 0 | 0 | 0
CT | 0 | 0 | 0 | 0 | 0 | 0
Coal | 0 | 0 | 0 | 0 | 0 | 0
Geo | 0 | 0 | 0 | 0 | 0 | 0
H | 0 | 0 | 0 | 0 | 0 | 0
LFG | 0 | 0 | 0 | 0 | 0 | 0
Nuc | 0 | 0 | 0 | 0 | 0 | 0
PS | 0 | 0 | 0 | 0 | 0 | 0
PV | 0 | 0 | 0 | 0 | 0 | 0
PeakG | 0 | 0 | 0 | 0 | 0 | 0
PeakO | 0 | 0 | 0 | 0 | 0 | 0
ST | 0 | 0 | 0 | 0 | 0 | 0
STOG | 0 | 0 | 0 | 0 | 0 | 0
STWD | 0 | 0 | 0 | 0 | 0 | 0
WT | 0 | 0 | 0 | 0 | 0 | 0
IGCC | 0 | 0 | 0 | 0 | 0 | 0
DemandResponse | 0 | 0 | 0 | 0 | 0 | 0
IGCC-CCS | 0 | 0 | 0 | 0 | 0 | 0
WT_off | 0 | 0 | 0 | 0 | 0 | 0
PseudoUnit | 0 | 0 | 0 | 0 | 0 | 0
FixedInterchange | 0 | 0 | 0 | 0 | 0 | 0
Emission Cost by Reporting Type: PJM_E
ReportingType | 2015 | 2020 | 2025 | 2030 | 2035 | 2040
BM | 0 | 0 | 0 | 0 | 0 | 0
CC | 0 | 0 | 0 | 0 | 0 | 0
CSP | 0 | 0 | 0 | 0 | 0 | 0
CT | 0 | 0 | 0 | 0 | 0 | 0
Coal | 2.78 | 0 | 0 | 0 | 0 | 0
Geo | 0 | 0 | 0 | 0 | 0 | 0
H | 0 | 0 | 0 | 0 | 0 | 0
LFG | 0 | 0 | 0 | 0 | 0 | 0
Nuc | 0 | 0 | 0 | 0 | 0 | 0
PS | 0 | 0 | 0 | 0 | 0 | 0
PV | 0 | 0 | 0 | 0 | 0 | 0
PeakG | 0 | 0 | 0 | 0 | 0 | 0
PeakO | 0 | 0 | 0 | 0 | 0 | 0
ST | 0 | 0 | 0 | 0 | 0 | 0
STOG | 0 | 0 | 0 | 0 | 0 | 0
STWD | 0 | 0 | 0 | 0 | 0 | 0
WT | 0 | 0 | 0 | 0 | 0 | 0
IGCC | 0 | 0 | 0 | 0 | 0 | 0
DemandResponse | 0 | 0 | 0 | 0 | 0 | 0
IGCC-CCS | 0 | 0 | 0 | 0 | 0 | 0
WT_off | 0 | 0 | 0 | 0 | 0 | 0
PseudoUnit | 0 | 0 | 0 | 0 | 0 | 0
FixedInterchange | 0 | 0 | 0 | 0 | 0 | 0
Emission Cost by Reporting Type: PJM_ROM
ReportingType | 2015 | 2020 | 2025 | 2030 | 2035 | 2040
BM | 0 | 0 | 0 | 0 | 0 | 0
CC | 0 | 0 | 0 | 0 | 0 | 0
CSP | 0 | 0 | 0 | 0 | 0 | 0
CT | 0 | 0 | 0 | 0 | 0 | 0
Coal | 49.5 | 0 | 0 | 0 | 0 | 0
Geo | 0 | 0 | 0 | 0 | 0 | 0
H | 0 | 0 | 0 | 0 | 0 | 0
LFG | 0 | 0 | 0 | 0 | 0 | 0
Nuc | 0 | 0 | 0 | 0 | 0 | 0
PS | 0 | 0 | 0 | 0 | 0 | 0
PV | 0 | 0 | 0 | 0 | 0 | 0
PeakG | 0 | 0 | 0 | 0 | 0 | 0
PeakO | 0 | 0 | 0 | 0 | 0 | 0
ST | 0 | 0 | 0 | 0 | 0 | 0
STOG | 0 | 0 | 0 | 0 | 0 | 0
STWD | 0 | 0 | 0 | 0 | 0 | 0
WT | 0 | 0 | 0 | 0 | 0 | 0
IGCC | 0 | 0 | 0 | 0 | 0 | 0
DemandResponse | 0 | 0 | 0 | 0 | 0 | 0
IGCC-CCS | 0 | 0 | 0 | 0 | 0 | 0
WT_off | 0 | 0 | 0 | 0 | 0 | 0
PseudoUnit | 0 | 0 | 0 | 0 | 0 | 0
FixedInterchange | 0 | 0 | 0 | 0 | 0 | 0
Emission Cost by Reporting Type: PJM_ROR
ReportingType | 2015 | 2020 | 2025 | 2030 | 2035 | 2040
BM | 0 | 0 | 0 | 0 | 0 | 0
CC | 0 | 0 | 0 | 0 | 0 | 0
CSP | 0 | 0 | 0 | 0 | 0 | 0
CT | 0 | 0 | 0 | 0 | 0 | 0
Coal | 482.62 | 0 | 0 | 0 | 0 | 0
Geo | 0 | 0 | 0 | 0 | 0 | 0
H | 0 | 0 | 0 | 0 | 0 | 0
LFG | 0 | 0 | 0 | 0 | 0 | 0
Nuc | 0 | 0 | 0 | 0 | 0 | 0
PS | 0 | 0 | 0 | 0 | 0 | 0
PV | 0 | 0 | 0 | 0 | 0 | 0
PeakG | 0 | 0 | 0 | 0 | 0 | 0
PeakO | 0 | 0 | 0 | 0 | 0 | 0
ST | 0 | 0 | 0 | 0 | 0 | 0
STOG | 0 | 0 | 0 | 0 | 0 | 0
STWD | 0 | 0 | 0 | 0 | 0 | 0
WT | 0 | 0 | 0 | 0 | 0 | 0
IGCC | 0 | 0 | 0 | 0 | 0 | 0
DemandResponse | 0 | 0 | 0 | 0 | 0 | 0
IGCC-CCS | 0 | 0 | 0 | 0 | 0 | 0
WT_off | 0 | 0 | 0 | 0 | 0 | 0
PseudoUnit | 0 | 0 | 0 | 0 | 0 | 0
FixedInterchange | 0 | 0 | 0 | 0 | 0 | 0
Emission Cost by Reporting Type: SOCO
ReportingType | 2015 | 2020 | 2025 | 2030 | 2035 | 2040
BM | 0 | 0 | 0 | 0 | 0 | 0
CC | 0 | 0 | 0 | 0 | 0 | 0
CSP | 0 | 0 | 0 | 0 | 0 | 0
CT | 0 | 0 | 0 | 0 | 0 | 0
Coal | 179.29 | 0 | 0 | 0 | 0 | 0
Geo | 0 | 0 | 0 | 0 | 0 | 0
H | 0 | 0 | 0 | 0 | 0 | 0
LFG | 0 | 0 | 0 | 0 | 0 | 0
Nuc | 0 | 0 | 0 | 0 | 0 | 0
PS | 0 | 0 | 0 | 0 | 0 | 0
PV | 0 | 0 | 0 | 0 | 0 | 0
PeakG | 0 | 0 | 0 | 0 | 0 | 0
PeakO | 0 | 0 | 0 | 0 | 0 | 0
ST | 0 | 0 | 0 | 0 | 0 | 0
STOG | 0 | 0 | 0 | 0 | 0 | 0
STWD | 0 | 0 | 0 | 0 | 0 | 0
WT | 0 | 0 | 0 | 0 | 0 | 0
IGCC | 0 | 0 | 0 | 0 | 0 | 0
DemandResponse | 0 | 0 | 0 | 0 | 0 | 0
IGCC-CCS | 0 | 0 | 0 | 0 | 0 | 0
WT_off | 0 | 0 | 0 | 0 | 0 | 0
PseudoUnit | 0 | 0 | 0 | 0 | 0 | 0
FixedInterchange | 0 | 0 | 0 | 0 | 0 | 0
Emission Cost by Reporting Type: SPP_N
ReportingType | 2015 | 2020 | 2025 | 2030 | 2035 | 2040
BM | 0 | 0 | 0 | 0 | 0 | 0
CC | 0 | 0 | 0 | 0 | 0 | 0
CSP | 0 | 0 | 0 | 0 | 0 | 0
CT | 0 | 0 | 0 | 0 | 0 | 0
Coal | 15.69 | 0 | 0 | 0 | 0 | 0
Geo | 0 | 0 | 0 | 0 | 0 | 0
H | 0 | 0 | 0 | 0 | 0 | 0
LFG | 0 | 0 | 0 | 0 | 0 | 0
Nuc | 0 | 0 | 0 | 0 | 0 | 0
PS | 0 | 0 | 0 | 0 | 0 | 0
PV | 0 | 0 | 0 | 0 | 0 | 0
PeakG | 0 | 0 | 0 | 0 | 0 | 0
PeakO | 0 | 0 | 0 | 0 | 0 | 0
ST | 0 | 0 | 0 | 0 | 0 | 0
STOG | 0 | 0 | 0 | 0 | 0 | 0
STWD | 0 | 0 | 0 | 0 | 0 | 0
WT | 0 | 0 | 0 | 0 | 0 | 0
IGCC | 0 | 0 | 0 | 0 | 0 | 0
DemandResponse | 0 | 0 | 0 | 0 | 0 | 0
IGCC-CCS | 0 | 0 | 0 | 0 | 0 | 0
WT_off | 0 | 0 | 0 | 0 | 0 | 0
PseudoUnit | 0 | 0 | 0 | 0 | 0 | 0
FixedInterchange | 0 | 0 | 0 | 0 | 0 | 0
Emission Cost by Reporting Type: SPP_S
ReportingType | 2015 | 2020 | 2025 | 2030 | 2035 | 2040
BM | 0 | 0 | 0 | 0 | 0 | 0
CC | 0 | 0 | 0 | 0 | 0 | 0
CSP | 0 | 0 | 0 | 0 | 0 | 0
CT | 0 | 0 | 0 | 0 | 0 | 0
Coal | 57.8 | 0 | 0 | 0 | 0 | 0
Geo | 0 | 0 | 0 | 0 | 0 | 0
H | 0 | 0 | 0 | 0 | 0 | 0
LFG | 0 | 0 | 0 | 0 | 0 | 0
Nuc | 0 | 0 | 0 | 0 | 0 | 0
PS | 0 | 0 | 0 | 0 | 0 | 0
PV | 0 | 0 | 0 | 0 | 0 | 0
PeakG | 0 | 0 | 0 | 0 | 0 | 0
PeakO | 0 | 0 | 0 | 0 | 0 | 0
ST | 0 | 0 | 0 | 0 | 0 | 0
STOG | 0 | 0 | 0 | 0 | 0 | 0
STWD | 0 | 0 | 0 | 0 | 0 | 0
WT | 0 | 0 | 0 | 0 | 0 | 0
IGCC | 0 | 0 | 0 | 0 | 0 | 0
DemandResponse | 0 | 0 | 0 | 0 | 0 | 0
IGCC-CCS | 0 | 0 | 0 | 0 | 0 | 0
WT_off | 0 | 0 | 0 | 0 | 0 | 0
PseudoUnit | 0 | 0 | 0 | 0 | 0 | 0
FixedInterchange | 0 | 0 | 0 | 0 | 0 | 0
Emission Cost by Reporting Type: TVA
ReportingType | 2015 | 2020 | 2025 | 2030 | 2035 | 2040
BM | 0 | 0 | 0 | 0 | 0 | 0
CC | 0 | 0 | 0 | 0 | 0 | 0
CSP | 0 | 0 | 0 | 0 | 0 | 0
CT | 0 | 0 | 0 | 0 | 0 | 0
Coal | 93.27 | 0 | 0 | 0 | 0 | 0
Geo | 0 | 0 | 0 | 0 | 0 | 0
H | 0 | 0 | 0 | 0 | 0 | 0
LFG | 0 | 0 | 0 | 0 | 0 | 0
Nuc | 0 | 0 | 0 | 0 | 0 | 0
PS | 0 | 0 | 0 | 0 | 0 | 0
PV | 0 | 0 | 0 | 0 | 0 | 0
PeakG | 0 | 0 | 0 | 0 | 0 | 0
PeakO | 0 | 0 | 0 | 0 | 0 | 0
ST | 0 | 0 | 0 | 0 | 0 | 0
STOG | 0 | 0 | 0 | 0 | 0 | 0
STWD | 0 | 0 | 0 | 0 | 0 | 0
WT | 0 | 0 | 0 | 0 | 0 | 0
IGCC | 0 | 0 | 0 | 0 | 0 | 0
DemandResponse | 0 | 0 | 0 | 0 | 0 | 0
IGCC-CCS | 0 | 0 | 0 | 0 | 0 | 0
WT_off | 0 | 0 | 0 | 0 | 0 | 0
PseudoUnit | 0 | 0 | 0 | 0 | 0 | 0
FixedInterchange | 0 | 0 | 0 | 0 | 0 | 0
Emission Cost by Reporting Type: TVA_Transmission
ReportingType | 2015 | 2020 | 2025 | 2030 | 2035 | 2040
BM | 0 | 0 | 0 | 0 | 0 | 0
CC | 0 | 0 | 0 | 0 | 0 | 0
CSP | 0 | 0 | 0 | 0 | 0 | 0
CT | 0 | 0 | 0 | 0 | 0 | 0
Coal | 0 | 0 | 0 | 0 | 0 | 0
Geo | 0 | 0 | 0 | 0 | 0 | 0
H | 0 | 0 | 0 | 0 | 0 | 0
LFG | 0 | 0 | 0 | 0 | 0 | 0
Nuc | 0 | 0 | 0 | 0 | 0 | 0
PS | 0 | 0 | 0 | 0 | 0 | 0
PV | 0 | 0 | 0 | 0 | 0 | 0
PeakG | 0 | 0 | 0 | 0 | 0 | 0
PeakO | 0 | 0 | 0 | 0 | 0 | 0
ST | 0 | 0 | 0 | 0 | 0 | 0
STOG | 0 | 0 | 0 | 0 | 0 | 0
STWD | 0 | 0 | 0 | 0 | 0 | 0
WT | 0 | 0 | 0 | 0 | 0 | 0
IGCC | 0 | 0 | 0 | 0 | 0 | 0
DemandResponse | 0 | 0 | 0 | 0 | 0 | 0
IGCC-CCS | 0 | 0 | 0 | 0 | 0 | 0
WT_off | 0 | 0 | 0 | 0 | 0 | 0
PseudoUnit | 0 | 0 | 0 | 0 | 0 | 0
FixedInterchange | 0 | 0 | 0 | 0 | 0 | 0
Emission Cost by Reporting Type: VACAR
ReportingType | 2015 | 2020 | 2025 | 2030 | 2035 | 2040
BM | 0 | 0 | 0 | 0 | 0 | 0
CC | 0 | 0 | 0 | 0 | 0 | 0
CSP | 0 | 0 | 0 | 0 | 0 | 0
CT | 0 | 0 | 0 | 0 | 0 | 0
Coal | 42 | 0 | 0 | 0 | 0 | 0
Geo | 0 | 0 | 0 | 0 | 0 | 0
H | 0 | 0 | 0 | 0 | 0 | 0
LFG | 0 | 0 | 0 | 0 | 0 | 0
Nuc | 0 | 0 | 0 | 0 | 0 | 0
PS | 0 | 0 | 0 | 0 | 0 | 0
PV | 0 | 0 | 0 | 0 | 0 | 0
PeakG | 0 | 0 | 0 | 0 | 0 | 0
PeakO | 0 | 0 | 0 | 0 | 0 | 0
ST | 0 | 0 | 0 | 0 | 0 | 0
STOG | 0 | 0 | 0 | 0 | 0 | 0
STWD | 0 | 0 | 0 | 0 | 0 | 0
WT | 0 | 0 | 0 | 0 | 0 | 0
IGCC | 0 | 0 | 0 | 0 | 0 | 0
DemandResponse | 0 | 0 | 0 | 0 | 0 | 0
IGCC-CCS | 0 | 0 | 0 | 0 | 0 | 0
WT_off | 0 | 0 | 0 | 0 | 0 | 0
PseudoUnit | 0 | 0 | 0 | 0 | 0 | 0
FixedInterchange | 0 | 0 | 0 | 0 | 0 | 0
Emission Cost by Reporting Type: IESO
ReportingType | 2015 | 2020 | 2025 | 2030 | 2035 | 2040
BM | 0 | 0 | 0 | 0 | 0 | 0
CC | 0 | 0 | 0 | 0 | 0 | 0
CSP | 0 | 0 | 0 | 0 | 0 | 0
CT | 0 | 0 | 0 | 0 | 0 | 0
Coal | 0 | 0 | 0 | 0 | 0 | 0
Geo | 0 | 0 | 0 | 0 | 0 | 0
H | 0 | 0 | 0 | 0 | 0 | 0
LFG | 0 | 0 | 0 | 0 | 0 | 0
Nuc | 0 | 0 | 0 | 0 | 0 | 0
PS | 0 | 0 | 0 | 0 | 0 | 0
PV | 0 | 0 | 0 | 0 | 0 | 0
PeakG | 0 | 0 | 0 | 0 | 0 | 0
PeakO | 0 | 0 | 0 | 0 | 0 | 0
ST | 0 | 0 | 0 | 0 | 0 | 0
STOG | 0 | 0 | 0 | 0 | 0 | 0
STWD | 0 | 0 | 0 | 0 | 0 | 0
WT | 0 | 0 | 0 | 0 | 0 | 0
IGCC | 0 | 0 | 0 | 0 | 0 | 0
DemandResponse | 0 | 0 | 0 | 0 | 0 | 0
IGCC-CCS | 0 | 0 | 0 | 0 | 0 | 0
WT_off | 0 | 0 | 0 | 0 | 0 | 0
PseudoUnit | 0 | 0 | 0 | 0 | 0 | 0
FixedInterchange | 0 | 0 | 0 | 0 | 0 | 0
Emission Cost by Reporting Type: MAPP_CA
ReportingType | 2015 | 2020 | 2025 | 2030 | 2035 | 2040
BM | 0 | 0 | 0 | 0 | 0 | 0
CC | 0 | 0 | 0 | 0 | 0 | 0
CSP | 0 | 0 | 0 | 0 | 0 | 0
CT | 0 | 0 | 0 | 0 | 0 | 0
Coal | 0 | 0 | 0 | 0 | 0 | 0
Geo | 0 | 0 | 0 | 0 | 0 | 0
H | 0 | 0 | 0 | 0 | 0 | 0
LFG | 0 | 0 | 0 | 0 | 0 | 0
Nuc | 0 | 0 | 0 | 0 | 0 | 0
PS | 0 | 0 | 0 | 0 | 0 | 0
PV | 0 | 0 | 0 | 0 | 0 | 0
PeakG | 0 | 0 | 0 | 0 | 0 | 0
PeakO | 0 | 0 | 0 | 0 | 0 | 0
ST | 0 | 0 | 0 | 0 | 0 | 0
STOG | 0 | 0 | 0 | 0 | 0 | 0
STWD | 0 | 0 | 0 | 0 | 0 | 0
WT | 0 | 0 | 0 | 0 | 0 | 0
IGCC | 0 | 0 | 0 | 0 | 0 | 0
DemandResponse | 0 | 0 | 0 | 0 | 0 | 0
IGCC-CCS | 0 | 0 | 0 | 0 | 0 | 0
WT_off | 0 | 0 | 0 | 0 | 0 | 0
PseudoUnit | 0 | 0 | 0 | 0 | 0 | 0
FixedInterchange | 0 | 0 | 0 | 0 | 0 | 0
Emission Cost by Reporting Type: AZ_NM_SNV_Coal
ReportingType | 2015 | 2020 | 2025 | 2030 | 2035 | 2040
BM | 0 | 0 | 0 | 0 | 0 | 0
CC | 0 | 0 | 0 | 0 | 0 | 0
CSP | 0 | 0 | 0 | 0 | 0 | 0
CT | 0 | 0 | 0 | 0 | 0 | 0
Coal | 2.99 | 0 | 0 | 0 | 0 | 0
Geo | 0 | 0 | 0 | 0 | 0 | 0
H | 0 | 0 | 0 | 0 | 0 | 0
LFG | 0 | 0 | 0 | 0 | 0 | 0
Nuc | 0 | 0 | 0 | 0 | 0 | 0
PS | 0 | 0 | 0 | 0 | 0 | 0
PV | 0 | 0 | 0 | 0 | 0 | 0
PeakG | 0 | 0 | 0 | 0 | 0 | 0
PeakO | 0 | 0 | 0 | 0 | 0 | 0
ST | 0 | 0 | 0 | 0 | 0 | 0
STOG | 0 | 0 | 0 | 0 | 0 | 0
STWD | 0 | 0 | 0 | 0 | 0 | 0
WT | 0 | 0 | 0 | 0 | 0 | 0
IGCC | 0 | 0 | 0 | 0 | 0 | 0
DemandResponse | 0 | 0 | 0 | 0 | 0 | 0
IGCC-CCS | 0 | 0 | 0 | 0 | 0 | 0
WT_off | 0 | 0 | 0 | 0 | 0 | 0
PseudoUnit | 0 | 0 | 0 | 0 | 0 | 0
FixedInterchange | 0 | 0 | 0 | 0 | 0 | 0
Emission Cost by Reporting Type: AZ_NM_SNV_Gas
ReportingType | 2015 | 2020 | 2025 | 2030 | 2035 | 2040
BM | 0 | 0 | 0 | 0 | 0 | 0
CC | 0 | 0 | 0 | 0 | 0 | 0
CSP | 0 | 0 | 0 | 0 | 0 | 0
CT | 0 | 0 | 0 | 0 | 0 | 0
Coal | 0 | 0 | 0 | 0 | 0 | 0
Geo | 0 | 0 | 0 | 0 | 0 | 0
H | 0 | 0 | 0 | 0 | 0 | 0
LFG | 0 | 0 | 0 | 0 | 0 | 0
Nuc | 0 | 0 | 0 | 0 | 0 | 0
PS | 0 | 0 | 0 | 0 | 0 | 0
PV | 0 | 0 | 0 | 0 | 0 | 0
PeakG | 0 | 0 | 0 | 0 | 0 | 0
PeakO | 0 | 0 | 0 | 0 | 0 | 0
ST | 0 | 0 | 0 | 0 | 0 | 0
STOG | 0 | 0 | 0 | 0 | 0 | 0
STWD | 0 | 0 | 0 | 0 | 0 | 0
WT | 0 | 0 | 0 | 0 | 0 | 0
IGCC | 0 | 0 | 0 | 0 | 0 | 0
DemandResponse | 0 | 0 | 0 | 0 | 0 | 0
IGCC-CCS | 0 | 0 | 0 | 0 | 0 | 0
WT_off | 0 | 0 | 0 | 0 | 0 | 0
PseudoUnit | 0 | 0 | 0 | 0 | 0 | 0
FixedInterchange | 0 | 0 | 0 | 0 | 0 | 0
Emission Cost by Reporting Type: AZ_NM_SNV_NucRenew
ReportingType | 2015 | 2020 | 2025 | 2030 | 2035 | 2040
BM | 0 | 0 | 0 | 0 | 0 | 0
CC | 0 | 0 | 0 | 0 | 0 | 0
CSP | 0 | 0 | 0 | 0 | 0 | 0
CT | 0 | 0 | 0 | 0 | 0 | 0
Coal | 0 | 0 | 0 | 0 | 0 | 0
Geo | 0 | 0 | 0 | 0 | 0 | 0
H | 0 | 0 | 0 | 0 | 0 | 0
LFG | 0 | 0 | 0 | 0 | 0 | 0
Nuc | 0 | 0 | 0 | 0 | 0 | 0
PS | 0 | 0 | 0 | 0 | 0 | 0
PV | 0 | 0 | 0 | 0 | 0 | 0
PeakG | 0 | 0 | 0 | 0 | 0 | 0
PeakO | 0 | 0 | 0 | 0 | 0 | 0
ST | 0 | 0 | 0 | 0 | 0 | 0
STOG | 0 | 0 | 0 | 0 | 0 | 0
STWD | 0 | 0 | 0 | 0 | 0 | 0
WT | 0 | 0 | 0 | 0 | 0 | 0
IGCC | 0 | 0 | 0 | 0 | 0 | 0
DemandResponse | 0 | 0 | 0 | 0 | 0 | 0
IGCC-CCS | 0 | 0 | 0 | 0 | 0 | 0
WT_off | 0 | 0 | 0 | 0 | 0 | 0
PseudoUnit | 0 | 0 | 0 | 0 | 0 | 0
FixedInterchange | 0 | 0 | 0 | 0 | 0 | 0
Emission Cost by Reporting Type: ERCOT
ReportingType | 2015 | 2020 | 2025 | 2030 | 2035 | 2040
BM | 0 | 0 | 0 | 0 | 0 | 0
CC | 0 | 0 | 0 | 0 | 0 | 0
CSP | 0 | 0 | 0 | 0 | 0 | 0
CT | 0 | 0 | 0 | 0 | 0 | 0
Coal | 74.69 | 0 | 0 | 0 | 0 | 0
Geo | 0 | 0 | 0 | 0 | 0 | 0
H | 0 | 0 | 0 | 0 | 0 | 0
LFG | 0 | 0 | 0 | 0 | 0 | 0
Nuc | 0 | 0 | 0 | 0 | 0 | 0
PS | 0 | 0 | 0 | 0 | 0 | 0
PV | 0 | 0 | 0 | 0 | 0 | 0
PeakG | 0 | 0 | 0 | 0 | 0 | 0
PeakO | 0 | 0 | 0 | 0 | 0 | 0
ST | 0 | 0 | 0 | 0 | 0 | 0
STOG | 0 | 0 | 0 | 0 | 0 | 0
STWD | 0 | 0 | 0 | 0 | 0 | 0
WT | 0 | 0 | 0 | 0 | 0 | 0
IGCC | 0 | 0 | 0 | 0 | 0 | 0
DemandResponse | 0 | 0 | 0 | 0 | 0 | 0
IGCC-CCS | 0 | 0 | 0 | 0 | 0 | 0
WT_off | 0 | 0 | 0 | 0 | 0 | 0
PseudoUnit | 0 | 0 | 0 | 0 | 0 | 0
FixedInterchange | 0 | 0 | 0 | 0 | 0 | 0
Emission Cost by Reporting Type: NP15
ReportingType | 2015 | 2020 | 2025 | 2030 | 2035 | 2040
BM | 0 | 0 | 0 | 0 | 0 | 0
CC | 0 | 0 | 0 | 0 | 0 | 0
CSP | 0 | 0 | 0 | 0 | 0 | 0
CT | 0 | 0 | 0 | 0 | 0 | 0
Coal | 0 | 0 | 0 | 0 | 0 | 0
Geo | 0 | 0 | 0 | 0 | 0 | 0
H | 0 | 0 | 0 | 0 | 0 | 0
LFG | 0 | 0 | 0 | 0 | 0 | 0
Nuc | 0 | 0 | 0 | 0 | 0 | 0
PS | 0 | 0 | 0 | 0 | 0 | 0
PV | 0 | 0 | 0 | 0 | 0 | 0
PeakG | 0 | 0 | 0 | 0 | 0 | 0
PeakO | 0 | 0 | 0 | 0 | 0 | 0
ST | 0 | 0 | 0 | 0 | 0 | 0
STOG | 0 | 0 | 0 | 0 | 0 | 0
STWD | 0 | 0 | 0 | 0 | 0 | 0
WT | 0 | 0 | 0 | 0 | 0 | 0
IGCC | 0 | 0 | 0 | 0 | 0 | 0
DemandResponse | 0 | 0 | 0 | 0 | 0 | 0
IGCC-CCS | 0 | 0 | 0 | 0 | 0 | 0
WT_off | 0 | 0 | 0 | 0 | 0 | 0
PseudoUnit | 0 | 0 | 0 | 0 | 0 | 0
FixedInterchange | 0 | 0 | 0 | 0 | 0 | 0
Emission Cost by Reporting Type: NWPP_Coal
ReportingType | 2015 | 2020 | 2025 | 2030 | 2035 | 2040
BM | 0 | 0 | 0 | 0 | 0 | 0
CC | 0 | 0 | 0 | 0 | 0 | 0
CSP | 0 | 0 | 0 | 0 | 0 | 0
CT | 0 | 0 | 0 | 0 | 0 | 0
Coal | 12.86 | 0 | 0 | 0 | 0 | 0
Geo | 0 | 0 | 0 | 0 | 0 | 0
H | 0 | 0 | 0 | 0 | 0 | 0
LFG | 0 | 0 | 0 | 0 | 0 | 0
Nuc | 0 | 0 | 0 | 0 | 0 | 0
PS | 0 | 0 | 0 | 0 | 0 | 0
PV | 0 | 0 | 0 | 0 | 0 | 0
PeakG | 0 | 0 | 0 | 0 | 0 | 0
PeakO | 0 | 0 | 0 | 0 | 0 | 0
ST | 0 | 0 | 0 | 0 | 0 | 0
STOG | 0 | 0 | 0 | 0 | 0 | 0
STWD | 0 | 0 | 0 | 0 | 0 | 0
WT | 0 | 0 | 0 | 0 | 0 | 0
IGCC | 0 | 0 | 0 | 0 | 0 | 0
DemandResponse | 0 | 0 | 0 | 0 | 0 | 0
IGCC-CCS | 0 | 0 | 0 | 0 | 0 | 0
WT_off | 0 | 0 | 0 | 0 | 0 | 0
PseudoUnit | 0 | 0 | 0 | 0 | 0 | 0
FixedInterchange | 0 | 0 | 0 | 0 | 0 | 0
Emission Cost by Reporting Type: NWPP_Gas
ReportingType | 2015 | 2020 | 2025 | 2030 | 2035 | 2040
BM | 0 | 0 | 0 | 0 | 0 | 0
CC | 0 | 0 | 0 | 0 | 0 | 0
CSP | 0 | 0 | 0 | 0 | 0 | 0
CT | 0 | 0 | 0 | 0 | 0 | 0
Coal | 0 | 0 | 0 | 0 | 0 | 0
Geo | 0 | 0 | 0 | 0 | 0 | 0
H | 0 | 0 | 0 | 0 | 0 | 0
LFG | 0 | 0 | 0 | 0 | 0 | 0
Nuc | 0 | 0 | 0 | 0 | 0 | 0
PS | 0 | 0 | 0 | 0 | 0 | 0
PV | 0 | 0 | 0 | 0 | 0 | 0
PeakG | 0 | 0 | 0 | 0 | 0 | 0
PeakO | 0 | 0 | 0 | 0 | 0 | 0
ST | 0 | 0 | 0 | 0 | 0 | 0
STOG | 0 | 0 | 0 | 0 | 0 | 0
STWD | 0 | 0 | 0 | 0 | 0 | 0
WT | 0 | 0 | 0 | 0 | 0 | 0
IGCC | 0 | 0 | 0 | 0 | 0 | 0
DemandResponse | 0 | 0 | 0 | 0 | 0 | 0
IGCC-CCS | 0 | 0 | 0 | 0 | 0 | 0
WT_off | 0 | 0 | 0 | 0 | 0 | 0
PseudoUnit | 0 | 0 | 0 | 0 | 0 | 0
FixedInterchange | 0 | 0 | 0 | 0 | 0 | 0
Emission Cost by Reporting Type: NWPP_NucRenew
ReportingType | 2015 | 2020 | 2025 | 2030 | 2035 | 2040
BM | 0 | 0 | 0 | 0 | 0 | 0
CC | 0 | 0 | 0 | 0 | 0 | 0
CSP | 0 | 0 | 0 | 0 | 0 | 0
CT | 0 | 0 | 0 | 0 | 0 | 0
Coal | 0 | 0 | 0 | 0 | 0 | 0
Geo | 0 | 0 | 0 | 0 | 0 | 0
H | 0 | 0 | 0 | 0 | 0 | 0
LFG | 0 | 0 | 0 | 0 | 0 | 0
Nuc | 0 | 0 | 0 | 0 | 0 | 0
PS | 0 | 0 | 0 | 0 | 0 | 0
PV | 0 | 0 | 0 | 0 | 0 | 0
PeakG | 0 | 0 | 0 | 0 | 0 | 0
PeakO | 0 | 0 | 0 | 0 | 0 | 0
ST | 0 | 0 | 0 | 0 | 0 | 0
STOG | 0 | 0 | 0 | 0 | 0 | 0
STWD | 0 | 0 | 0 | 0 | 0 | 0
WT | 0 | 0 | 0 | 0 | 0 | 0
IGCC | 0 | 0 | 0 | 0 | 0 | 0
DemandResponse | 0 | 0 | 0 | 0 | 0 | 0
IGCC-CCS | 0 | 0 | 0 | 0 | 0 | 0
WT_off | 0 | 0 | 0 | 0 | 0 | 0
PseudoUnit | 0 | 0 | 0 | 0 | 0 | 0
FixedInterchange | 0 | 0 | 0 | 0 | 0 | 0
Emission Cost by Reporting Type: RMPA
ReportingType | 2015 | 2020 | 2025 | 2030 | 2035 | 2040
BM | 0 | 0 | 0 | 0 | 0 | 0
CC | 0 | 0 | 0 | 0 | 0 | 0
CSP | 0 | 0 | 0 | 0 | 0 | 0
CT | 0 | 0 | 0 | 0 | 0 | 0
Coal | 6.05 | 0 | 0 | 0 | 0 | 0
Geo | 0 | 0 | 0 | 0 | 0 | 0
H | 0 | 0 | 0 | 0 | 0 | 0
LFG | 0 | 0 | 0 | 0 | 0 | 0
Nuc | 0 | 0 | 0 | 0 | 0 | 0
PS | 0 | 0 | 0 | 0 | 0 | 0
PV | 0 | 0 | 0 | 0 | 0 | 0
PeakG | 0 | 0 | 0 | 0 | 0 | 0
PeakO | 0 | 0 | 0 | 0 | 0 | 0
ST | 0 | 0 | 0 | 0 | 0 | 0
STOG | 0 | 0 | 0 | 0 | 0 | 0
STWD | 0 | 0 | 0 | 0 | 0 | 0
WT | 0 | 0 | 0 | 0 | 0 | 0
IGCC | 0 | 0 | 0 | 0 | 0 | 0
DemandResponse | 0 | 0 | 0 | 0 | 0 | 0
IGCC-CCS | 0 | 0 | 0 | 0 | 0 | 0
WT_off | 0 | 0 | 0 | 0 | 0 | 0
PseudoUnit | 0 | 0 | 0 | 0 | 0 | 0
FixedInterchange | 0 | 0 | 0 | 0 | 0 | 0
Emission Cost by Reporting Type: SP15
ReportingType | 2015 | 2020 | 2025 | 2030 | 2035 | 2040
BM | 0 | 0 | 0 | 0 | 0 | 0
CC | 0 | 0 | 0 | 0 | 0 | 0
CSP | 0 | 0 | 0 | 0 | 0 | 0
CT | 0 | 0 | 0 | 0 | 0 | 0
Coal | 0.51 | 0 | 0 | 0 | 0 | 0
Geo | 0 | 0 | 0 | 0 | 0 | 0
H | 0 | 0 | 0 | 0 | 0 | 0
LFG | 0 | 0 | 0 | 0 | 0 | 0
Nuc | 0 | 0 | 0 | 0 | 0 | 0
PS | 0 | 0 | 0 | 0 | 0 | 0
PV | 0 | 0 | 0 | 0 | 0 | 0
PeakG | 0 | 0 | 0 | 0 | 0 | 0
PeakO | 0 | 0 | 0 | 0 | 0 | 0
ST | 0 | 0 | 0 | 0 | 0 | 0
STOG | 0 | 0 | 0 | 0 | 0 | 0
STWD | 0 | 0 | 0 | 0 | 0 | 0
WT | 0 | 0 | 0 | 0 | 0 | 0
IGCC | 0 | 0 | 0 | 0 | 0 | 0
DemandResponse | 0 | 0 | 0 | 0 | 0 | 0
IGCC-CCS | 0 | 0 | 0 | 0 | 0 | 0
WT_off | 0 | 0 | 0 | 0 | 0 | 0
PseudoUnit | 0 | 0 | 0 | 0 | 0 | 0
FixedInterchange | 0 | 0 | 0 | 0 | 0 | 0
Emission Cost by Reporting Type: ALB
ReportingType | 2015 | 2020 | 2025 | 2030 | 2035 | 2040
BM | 0 | 0 | 0 | 0 | 0 | 0
CC | 0 | 0 | 0 | 0 | 0 | 0
CSP | 0 | 0 | 0 | 0 | 0 | 0
CT | 0 | 0 | 0 | 0 | 0 | 0
Coal | 0 | 0 | 0 | 0 | 0 | 0
Geo | 0 | 0 | 0 | 0 | 0 | 0
H | 0 | 0 | 0 | 0 | 0 | 0
LFG | 0 | 0 | 0 | 0 | 0 | 0
Nuc | 0 | 0 | 0 | 0 | 0 | 0
PS | 0 | 0 | 0 | 0 | 0 | 0
PV | 0 | 0 | 0 | 0 | 0 | 0
PeakG | 0 | 0 | 0 | 0 | 0 | 0
PeakO | 0 | 0 | 0 | 0 | 0 | 0
ST | 0 | 0 | 0 | 0 | 0 | 0
STOG | 0 | 0 | 0 | 0 | 0 | 0
STWD | 0 | 0 | 0 | 0 | 0 | 0
WT | 0 | 0 | 0 | 0 | 0 | 0
IGCC | 0 | 0 | 0 | 0 | 0 | 0
DemandResponse | 0 | 0 | 0 | 0 | 0 | 0
IGCC-CCS | 0 | 0 | 0 | 0 | 0 | 0
WT_off | 0 | 0 | 0 | 0 | 0 | 0
PseudoUnit | 0 | 0 | 0 | 0 | 0 | 0
FixedInterchange | 0 | 0 | 0 | 0 | 0 | 0
Emission Cost by Reporting Type: BC
ReportingType | 2015 | 2020 | 2025 | 2030 | 2035 | 2040
BM | 0 | 0 | 0 | 0 | 0 | 0
CC | 0 | 0 | 0 | 0 | 0 | 0
CSP | 0 | 0 | 0 | 0 | 0 | 0
CT | 0 | 0 | 0 | 0 | 0 | 0
Coal | 0 | 0 | 0 | 0 | 0 | 0
Geo | 0 | 0 | 0 | 0 | 0 | 0
H | 0 | 0 | 0 | 0 | 0 | 0
LFG | 0 | 0 | 0 | 0 | 0 | 0
Nuc | 0 | 0 | 0 | 0 | 0 | 0
PS | 0 | 0 | 0 | 0 | 0 | 0
PV | 0 | 0 | 0 | 0 | 0 | 0
PeakG | 0 | 0 | 0 | 0 | 0 | 0
PeakO | 0 | 0 | 0 | 0 | 0 | 0
ST | 0 | 0 | 0 | 0 | 0 | 0
STOG | 0 | 0 | 0 | 0 | 0 | 0
STWD | 0 | 0 | 0 | 0 | 0 | 0
WT | 0 | 0 | 0 | 0 | 0 | 0
IGCC | 0 | 0 | 0 | 0 | 0 | 0
DemandResponse | 0 | 0 | 0 | 0 | 0 | 0
IGCC-CCS | 0 | 0 | 0 | 0 | 0 | 0
WT_off | 0 | 0 | 0 | 0 | 0 | 0
PseudoUnit | 0 | 0 | 0 | 0 | 0 | 0
FixedInterchange | 0 | 0 | 0 | 0 | 0 | 0
Emission Cost by Reporting Type: HQ_IESO
ReportingType | 2015 | 2020 | 2025 | 2030 | 2035 | 2040
BM | 0 | 0 | 0 | 0 | 0 | 0
CC | 0 | 0 | 0 | 0 | 0 | 0
CSP | 0 | 0 | 0 | 0 | 0 | 0
CT | 0 | 0 | 0 | 0 | 0 | 0
Coal | 0 | 0 | 0 | 0 | 0 | 0
Geo | 0 | 0 | 0 | 0 | 0 | 0
H | 0 | 0 | 0 | 0 | 0 | 0
LFG | 0 | 0 | 0 | 0 | 0 | 0
Nuc | 0 | 0 | 0 | 0 | 0 | 0
PS | 0 | 0 | 0 | 0 | 0 | 0
PV | 0 | 0 | 0 | 0 | 0 | 0
PeakG | 0 | 0 | 0 | 0 | 0 | 0
PeakO | 0 | 0 | 0 | 0 | 0 | 0
ST | 0 | 0 | 0 | 0 | 0 | 0
STOG | 0 | 0 | 0 | 0 | 0 | 0
STWD | 0 | 0 | 0 | 0 | 0 | 0
WT | 0 | 0 | 0 | 0 | 0 | 0
IGCC | 0 | 0 | 0 | 0 | 0 | 0
DemandResponse | 0 | 0 | 0 | 0 | 0 | 0
IGCC-CCS | 0 | 0 | 0 | 0 | 0 | 0
WT_off | 0 | 0 | 0 | 0 | 0 | 0
PseudoUnit | 0 | 0 | 0 | 0 | 0 | 0
FixedInterchange | 0 | 0 | 0 | 0 | 0 | 0
Emission Cost by Reporting Type: HQ_NEISO
ReportingType | 2015 | 2020 | 2025 | 2030 | 2035 | 2040
BM | 0 | 0 | 0 | 0 | 0 | 0
CC | 0 | 0 | 0 | 0 | 0 | 0
CSP | 0 | 0 | 0 | 0 | 0 | 0
CT | 0 | 0 | 0 | 0 | 0 | 0
Coal | 0 | 0 | 0 | 0 | 0 | 0
Geo | 0 | 0 | 0 | 0 | 0 | 0
H | 0 | 0 | 0 | 0 | 0 | 0
LFG | 0 | 0 | 0 | 0 | 0 | 0
Nuc | 0 | 0 | 0 | 0 | 0 | 0
PS | 0 | 0 | 0 | 0 | 0 | 0
PV | 0 | 0 | 0 | 0 | 0 | 0
PeakG | 0 | 0 | 0 | 0 | 0 | 0
PeakO | 0 | 0 | 0 | 0 | 0 | 0
ST | 0 | 0 | 0 | 0 | 0 | 0
STOG | 0 | 0 | 0 | 0 | 0 | 0
STWD | 0 | 0 | 0 | 0 | 0 | 0
WT | 0 | 0 | 0 | 0 | 0 | 0
IGCC | 0 | 0 | 0 | 0 | 0 | 0
DemandResponse | 0 | 0 | 0 | 0 | 0 | 0
IGCC-CCS | 0 | 0 | 0 | 0 | 0 | 0
WT_off | 0 | 0 | 0 | 0 | 0 | 0
PseudoUnit | 0 | 0 | 0 | 0 | 0 | 0
FixedInterchange | 0 | 0 | 0 | 0 | 0 | 0
Emission Cost by Reporting Type: HQ_NY
ReportingType | 2015 | 2020 | 2025 | 2030 | 2035 | 2040
BM | 0 | 0 | 0 | 0 | 0 | 0
CC | 0 | 0 | 0 | 0 | 0 | 0
CSP | 0 | 0 | 0 | 0 | 0 | 0
CT | 0 | 0 | 0 | 0 | 0 | 0
Coal | 0 | 0 | 0 | 0 | 0 | 0
Geo | 0 | 0 | 0 | 0 | 0 | 0
H | 0 | 0 | 0 | 0 | 0 | 0
LFG | 0 | 0 | 0 | 0 | 0 | 0
Nuc | 0 | 0 | 0 | 0 | 0 | 0
PS | 0 | 0 | 0 | 0 | 0 | 0
PV | 0 | 0 | 0 | 0 | 0 | 0
PeakG | 0 | 0 | 0 | 0 | 0 | 0
PeakO | 0 | 0 | 0 | 0 | 0 | 0
ST | 0 | 0 | 0 | 0 | 0 | 0
STOG | 0 | 0 | 0 | 0 | 0 | 0
STWD | 0 | 0 | 0 | 0 | 0 | 0
WT | 0 | 0 | 0 | 0 | 0 | 0
IGCC | 0 | 0 | 0 | 0 | 0 | 0
DemandResponse | 0 | 0 | 0 | 0 | 0 | 0
IGCC-CCS | 0 | 0 | 0 | 0 | 0 | 0
WT_off | 0 | 0 | 0 | 0 | 0 | 0
PseudoUnit | 0 | 0 | 0 | 0 | 0 | 0
FixedInterchange | 0 | 0 | 0 | 0 | 0 | 0
Emission Cost by Reporting Type: MARITIMES
ReportingType | 2015 | 2020 | 2025 | 2030 | 2035 | 2040
BM | 0 | 0 | 0 | 0 | 0 | 0
CC | 0 | 0 | 0 | 0 | 0 | 0
CSP | 0 | 0 | 0 | 0 | 0 | 0
CT | 0 | 0 | 0 | 0 | 0 | 0
Coal | 0 | 0 | 0 | 0 | 0 | 0
Geo | 0 | 0 | 0 | 0 | 0 | 0
H | 0 | 0 | 0 | 0 | 0 | 0
LFG | 0 | 0 | 0 | 0 | 0 | 0
Nuc | 0 | 0 | 0 | 0 | 0 | 0
PS | 0 | 0 | 0 | 0 | 0 | 0
PV | 0 | 0 | 0 | 0 | 0 | 0
PeakG | 0 | 0 | 0 | 0 | 0 | 0
PeakO | 0 | 0 | 0 | 0 | 0 | 0
ST | 0 | 0 | 0 | 0 | 0 | 0
STOG | 0 | 0 | 0 | 0 | 0 | 0
STWD | 0 | 0 | 0 | 0 | 0 | 0
WT | 0 | 0 | 0 | 0 | 0 | 0
IGCC | 0 | 0 | 0 | 0 | 0 | 0
DemandResponse | 0 | 0 | 0 | 0 | 0 | 0
IGCC-CCS | 0 | 0 | 0 | 0 | 0 | 0
WT_off | 0 | 0 | 0 | 0 | 0 | 0
PseudoUnit | 0 | 0 | 0 | 0 | 0 | 0
FixedInterchange | 0 | 0 | 0 | 0 | 0 | 0
Emission Cost by Reporting Type: All
ReportingType | 2015 | 2020 | 2025 | 2030 | 2035 | 2040
BM | 0 | 0 | 0 | 0 | 0 | 0
CC | 0 | 0 | 0 | 0 | 0 | 0
CSP | 0 | 0 | 0 | 0 | 0 | 0
CT | 0 | 0 | 0 | 0 | 0 | 0
Coal | 1465.37 | 0 | 0 | 0 | 0 | 0
Geo | 0 | 0 | 0 | 0 | 0 | 0
H | 0 | 0 | 0 | 0 | 0 | 0
LFG | 0 | 0 | 0 | 0 | 0 | 0
Nuc | 0 | 0 | 0 | 0 | 0 | 0
PS | 0 | 0 | 0 | 0 | 0 | 0
PV | 0 | 0 | 0 | 0 | 0 | 0
PeakG | 0 | 0 | 0 | 0 | 0 | 0
PeakO | 0 | 0 | 0 | 0 | 0 | 0
ST | 0 | 0 | 0 | 0 | 0 | 0
STOG | 0 | 0 | 0 | 0 | 0 | 0
STWD | 0 | 0 | 0 | 0 | 0 | 0
WT | 0 | 0 | 0 | 0 | 0 | 0
IGCC | 0.61 | 0 | 0 | 0 | 0 | 0
DemandResponse | 0 | 0 | 0 | 0 | 0 | 0
IGCC-CCS | 0 | 0 | 0 | 0 | 0 | 0
WT_off | 0 | 0 | 0 | 0 | 0 | 0
PseudoUnit | 0 | 0 | 0 | 0 | 0 | 0
FixedInterchange | 0 | 0 | 0 | 0 | 0 | 0
Emission Cost by Reporting Type: EI_US
ReportingType | 2015 | 2020 | 2025 | 2030 | 2035 | 2040
BM | 0 | 0 | 0 | 0 | 0 | 0
CC | 0 | 0 | 0 | 0 | 0 | 0
CSP | 0 | 0 | 0 | 0 | 0 | 0
CT | 0 | 0 | 0 | 0 | 0 | 0
Coal | 1368.27 | 0 | 0 | 0 | 0 | 0
Geo | 0 | 0 | 0 | 0 | 0 | 0
H | 0 | 0 | 0 | 0 | 0 | 0
LFG | 0 | 0 | 0 | 0 | 0 | 0
Nuc | 0 | 0 | 0 | 0 | 0 | 0
PS | 0 | 0 | 0 | 0 | 0 | 0
PV | 0 | 0 | 0 | 0 | 0 | 0
PeakG | 0 | 0 | 0 | 0 | 0 | 0
PeakO | 0 | 0 | 0 | 0 | 0 | 0
ST | 0 | 0 | 0 | 0 | 0 | 0
STOG | 0 | 0 | 0 | 0 | 0 | 0
STWD | 0 | 0 | 0 | 0 | 0 | 0
WT | 0 | 0 | 0 | 0 | 0 | 0
IGCC | 0.61 | 0 | 0 | 0 | 0 | 0
DemandResponse | 0 | 0 | 0 | 0 | 0 | 0
IGCC-CCS | 0 | 0 | 0 | 0 | 0 | 0
WT_off | 0 | 0 | 0 | 0 | 0 | 0
PseudoUnit | 0 | 0 | 0 | 0 | 0 | 0
FixedInterchange | 0 | 0 | 0 | 0 | 0 | 0
Emission Cost by Reporting Type: EI_Canada
ReportingType | 2015 | 2020 | 2025 | 2030 | 2035 | 2040
BM | 0 | 0 | 0 | 0 | 0 | 0
CC | 0 | 0 | 0 | 0 | 0 | 0
CSP | 0 | 0 | 0 | 0 | 0 | 0
CT | 0 | 0 | 0 | 0 | 0 | 0
Coal | 0 | 0 | 0 | 0 | 0 | 0
Geo | 0 | 0 | 0 | 0 | 0 | 0
H | 0 | 0 | 0 | 0 | 0 | 0
LFG | 0 | 0 | 0 | 0 | 0 | 0
Nuc | 0 | 0 | 0 | 0 | 0 | 0
PS | 0 | 0 | 0 | 0 | 0 | 0
PV | 0 | 0 | 0 | 0 | 0 | 0
PeakG | 0 | 0 | 0 | 0 | 0 | 0
PeakO | 0 | 0 | 0 | 0 | 0 | 0
ST | 0 | 0 | 0 | 0 | 0 | 0
STOG | 0 | 0 | 0 | 0 | 0 | 0
STWD | 0 | 0 | 0 | 0 | 0 | 0
WT | 0 | 0 | 0 | 0 | 0 | 0
IGCC | 0 | 0 | 0 | 0 | 0 | 0
DemandResponse | 0 | 0 | 0 | 0 | 0 | 0
IGCC-CCS | 0 | 0 | 0 | 0 | 0 | 0
WT_off | 0 | 0 | 0 | 0 | 0 | 0
PseudoUnit | 0 | 0 | 0 | 0 | 0 | 0
FixedInterchange | 0 | 0 | 0 | 0 | 0 | 0
Emission Cost by Reporting Type: EI
ReportingType | 2015 | 2020 | 2025 | 2030 | 2035 | 2040
BM | 0 | 0 | 0 | 0 | 0 | 0
CC | 0 | 0 | 0 | 0 | 0 | 0
CSP | 0 | 0 | 0 | 0 | 0 | 0
CT | 0 | 0 | 0 | 0 | 0 | 0
Coal | 1368.27 | 0 | 0 | 0 | 0 | 0
Geo | 0 | 0 | 0 | 0 | 0 | 0
H | 0 | 0 | 0 | 0 | 0 | 0
LFG | 0 | 0 | 0 | 0 | 0 | 0
Nuc | 0 | 0 | 0 | 0 | 0 | 0
PS | 0 | 0 | 0 | 0 | 0 | 0
PV | 0 | 0 | 0 | 0 | 0 | 0
PeakG | 0 | 0 | 0 | 0 | 0 | 0
PeakO | 0 | 0 | 0 | 0 | 0 | 0
ST | 0 | 0 | 0 | 0 | 0 | 0
STOG | 0 | 0 | 0 | 0 | 0 | 0
STWD | 0 | 0 | 0 | 0 | 0 | 0
WT | 0 | 0 | 0 | 0 | 0 | 0
IGCC | 0.61 | 0 | 0 | 0 | 0 | 0
DemandResponse | 0 | 0 | 0 | 0 | 0 | 0
IGCC-CCS | 0 | 0 | 0 | 0 | 0 | 0
WT_off | 0 | 0 | 0 | 0 | 0 | 0
PseudoUnit | 0 | 0 | 0 | 0 | 0 | 0
FixedInterchange | 0 | 0 | 0 | 0 | 0 | 0
Emission Cost by Reporting Type: Outside_EI
ReportingType | 2015 | 2020 | 2025 | 2030 | 2035 | 2040
BM | 0 | 0 | 0 | 0 | 0 | 0
CC | 0 | 0 | 0 | 0 | 0 | 0
CSP | 0 | 0 | 0 | 0 | 0 | 0
CT | 0 | 0 | 0 | 0 | 0 | 0
Coal | 97.1 | 0 | 0 | 0 | 0 | 0
Geo | 0 | 0 | 0 | 0 | 0 | 0
H | 0 | 0 | 0 | 0 | 0 | 0
LFG | 0 | 0 | 0 | 0 | 0 | 0
Nuc | 0 | 0 | 0 | 0 | 0 | 0
PS | 0 | 0 | 0 | 0 | 0 | 0
PV | 0 | 0 | 0 | 0 | 0 | 0
PeakG | 0 | 0 | 0 | 0 | 0 | 0
PeakO | 0 | 0 | 0 | 0 | 0 | 0
ST | 0 | 0 | 0 | 0 | 0 | 0
STOG | 0 | 0 | 0 | 0 | 0 | 0
STWD | 0 | 0 | 0 | 0 | 0 | 0
WT | 0 | 0 | 0 | 0 | 0 | 0
IGCC | 0 | 0 | 0 | 0 | 0 | 0
DemandResponse | 0 | 0 | 0 | 0 | 0 | 0
IGCC-CCS | 0 | 0 | 0 | 0 | 0 | 0
WT_off | 0 | 0 | 0 | 0 | 0 | 0
PseudoUnit | 0 | 0 | 0 | 0 | 0 | 0
FixedInterchange | 0 | 0 | 0 | 0 | 0 | 0
==== Emission Program: CAIRNoxSeasonal : (NOx) ====
Emission Cost by Reporting Type: Entergy
ReportingType | 2015 | 2020 | 2025 | 2030 | 2035 | 2040
BM | 0 | 0 | 0 | 0 | 0 | 0
CC | 0.29 | 0.36 | 0.29 | 0.23 | 0.36 | 0.47
CSP | 0 | 0 | 0 | 0 | 0 | 0
CT | 0 | 0 | 0 | 0 | 0 | 0
Coal | 4.07 | 5.19 | 5.91 | 7.17 | 9.6 | 11.87
Geo | 0 | 0 | 0 | 0 | 0 | 0
H | 0 | 0 | 0 | 0 | 0 | 0
LFG | 0 | 0 | 0 | 0 | 0 | 0
Nuc | 0 | 0 | 0 | 0 | 0 | 0
PS | 0 | 0 | 0 | 0 | 0 | 0
PV | 0 | 0 | 0 | 0 | 0 | 0
PeakG | 0 | 0 | 0 | 0 | 0 | 0
PeakO | 0 | 0 | 0 | 0 | 0 | 0
ST | 0 | 0 | 0 | 0 | 0 | 0
STOG | 0.13 | 0.16 | 0.2 | 0.14 | 0.33 | 0.42
STWD | 0 | 0 | 0 | 0 | 0 | 0
WT | 0 | 0 | 0 | 0 | 0 | 0
IGCC | 0 | 0 | 0 | 0 | 0 | 0
DemandResponse | 0 | 0 | 0 | 0 | 0 | 0
IGCC-CCS | 0 | 0 | 0 | 0 | 0 | 0
WT_off | 0 | 0 | 0 | 0 | 0 | 0
PseudoUnit | 0 | 0 | 0 | 0 | 0 | 0
FixedInterchange | 0 | 0 | 0 | 0 | 0 | 0
Emission Cost by Reporting Type: FRCC
ReportingType | 2015 | 2020 | 2025 | 2030 | 2035 | 2040
BM | 0 | 0 | 0 | 0 | 0 | 0
CC | 0.79 | 1.04 | 1.19 | 1.41 | 1.29 | 1.55
CSP | 0 | 0 | 0 | 0 | 0 | 0
CT | 0.03 | 0.04 | 0.06 | 0.07 | 0 | 0
Coal | 3.92 | 4.09 | 6.34 | 8.39 | 15.73 | 22.68
Geo | 0 | 0 | 0 | 0 | 0 | 0
H | 0 | 0 | 0 | 0 | 0 | 0
LFG | 0 | 0 | 0 | 0 | 0 | 0
Nuc | 0 | 0 | 0 | 0 | 0 | 0
PS | 0 | 0 | 0 | 0 | 0 | 0
PV | 0 | 0 | 0 | 0 | 0 | 0
PeakG | 0.03 | 0.06 | 0.09 | 0.09 | 0.08 | 0.08
PeakO | 0 | 0 | 0 | 0 | 0 | 0
ST | 0 | 0 | 0 | 0 | 0 | 0
STOG | 0.22 | 0.28 | 0.06 | 0.04 | 0.03 | 0.04
STWD | 0 | 0 | 0 | 0 | 0 | 0
WT | 0 | 0 | 0 | 0 | 0 | 0
IGCC | 0 | 0 | 0 | 0 | 0 | 0
DemandResponse | 0 | 0 | 0 | 0 | 0 | 0
IGCC-CCS | 0 | 0 | 0 | 0 | 0 | 0
WT_off | 0 | 0 | 0 | 0 | 0 | 0
PseudoUnit | 0 | 0 | 0 | 0 | 0 | 0
FixedInterchange | 0 | 0 | 0 | 0 | 0 | 0
Emission Cost by Reporting Type: MAPP_US
ReportingType | 2015 | 2020 | 2025 | 2030 | 2035 | 2040
BM | 0 | 0 | 0 | 0 | 0 | 0
CC | 0 | 0 | 0 | 0 | 0 | 0
CSP | 0 | 0 | 0 | 0 | 0 | 0
CT | 0 | 0 | 0 | 0 | 0 | 0
Coal | 0 | 0 | 0 | 0 | 0 | 0
Geo | 0 | 0 | 0 | 0 | 0 | 0
H | 0 | 0 | 0 | 0 | 0 | 0
LFG | 0 | 0 | 0 | 0 | 0 | 0
Nuc | 0 | 0 | 0 | 0 | 0 | 0
PS | 0 | 0 | 0 | 0 | 0 | 0
PV | 0 | 0 | 0 | 0 | 0 | 0
PeakG | 0 | 0 | 0 | 0 | 0 | 0
PeakO | 0 | 0 | 0 | 0 | 0 | 0
ST | 0 | 0 | 0 | 0 | 0 | 0
STOG | 0 | 0 | 0 | 0 | 0 | 0
STWD | 0 | 0 | 0 | 0 | 0 | 0
WT | 0 | 0 | 0 | 0 | 0 | 0
IGCC | 0 | 0 | 0 | 0 | 0 | 0
DemandResponse | 0 | 0 | 0 | 0 | 0 | 0
IGCC-CCS | 0 | 0 | 0 | 0 | 0 | 0
WT_off | 0 | 0 | 0 | 0 | 0 | 0
PseudoUnit | 0 | 0 | 0 | 0 | 0 | 0
FixedInterchange | 0 | 0 | 0 | 0 | 0 | 0
Emission Cost by Reporting Type: MISO_IN
ReportingType | 2015 | 2020 | 2025 | 2030 | 2035 | 2040
BM | 0 | 0 | 0 | 0 | 0 | 0
CC | 0.02 | 0.01 | 0.02 | 0.02 | 0.04 | 0.05
CSP | 0 | 0 | 0 | 0 | 0 | 0
CT | 0 | 0 | 0 | 0 | 0 | 0
Coal | 5.68 | 7.57 | 9.61 | 11.1 | 14.9 | 18.54
Geo | 0 | 0 | 0 | 0 | 0 | 0
H | 0 | 0 | 0 | 0 | 0 | 0
LFG | 0 | 0 | 0 | 0 | 0 | 0
Nuc | 0 | 0 | 0 | 0 | 0 | 0
PS | 0 | 0 | 0 | 0 | 0 | 0
PV | 0 | 0 | 0 | 0 | 0 | 0
PeakG | 0 | 0 | 0 | 0 | 0 | 0
PeakO | 0 | 0 | 0 | 0 | 0 | 0
ST | 0 | 0 | 0 | 0 | 0 | 0
STOG | 0.01 | 0.01 | 0.01 | 0 | 0.01 | 0.02
STWD | 0 | 0 | 0 | 0 | 0 | 0
WT | 0 | 0 | 0 | 0 | 0 | 0
IGCC | 0.09 | 0.12 | 0.15 | 0.19 | 0.25 | 0.32
DemandResponse | 0 | 0 | 0 | 0 | 0 | 0
IGCC-CCS | 0 | 0 | 0 | 0 | 0 | 0
WT_off | 0 | 0 | 0 | 0 | 0 | 0
PseudoUnit | 0 | 0 | 0 | 0 | 0 | 0
FixedInterchange | 0 | 0 | 0 | 0 | 0 | 0
Emission Cost by Reporting Type: MISO_MI
ReportingType | 2015 | 2020 | 2025 | 2030 | 2035 | 2040
BM | 0 | 0 | 0 | 0 | 0 | 0
CC | 0.04 | 0.04 | 0.04 | 0.05 | 0.1 | 0.11
CSP | 0 | 0 | 0 | 0 | 0 | 0
CT | 0 | 0 | 0 | 0 | 0 | 0
Coal | 3.9 | 5.01 | 6.72 | 8.29 | 12.34 | 15.93
Geo | 0 | 0 | 0 | 0 | 0 | 0
H | 0 | 0 | 0 | 0 | 0 | 0
LFG | 0 | 0 | 0 | 0 | 0 | 0
Nuc | 0 | 0 | 0 | 0 | 0 | 0
PS | 0 | 0 | 0 | 0 | 0 | 0
PV | 0 | 0 | 0 | 0 | 0 | 0
PeakG | 0 | 0 | 0 | 0 | 0 | 0
PeakO | 0 | 0 | 0 | 0 | 0 | 0
ST | 0 | 0 | 0 | 0 | 0 | 0
STOG | 0.05 | 0.05 | 0.05 | 0.01 | 0.04 | 0.05
STWD | 0 | 0 | 0 | 0 | 0 | 0
WT | 0 | 0 | 0 | 0 | 0 | 0
IGCC | 0 | 0 | 0 | 0 | 0 | 0
DemandResponse | 0 | 0 | 0 | 0 | 0 | 0
IGCC-CCS | 0 | 0 | 0 | 0 | 0 | 0
WT_off | 0 | 0 | 0 | 0 | 0 | 0
PseudoUnit | 0 | 0 | 0 | 0 | 0 | 0
FixedInterchange | 0 | 0 | 0 | 0 | 0 | 0
Emission Cost by Reporting Type: MISO_MO-IL
ReportingType | 2015 | 2020 | 2025 | 2030 | 2035 | 2040
BM | 0 | 0 | 0 | 0 | 0 | 0
CC | 0.01 | 0.01 | 0.01 | 0.01 | 0.02 | 0.03
CSP | 0 | 0 | 0 | 0 | 0 | 0
CT | 0 | 0 | 0 | 0 | 0 | 0
Coal | 4.48 | 4.81 | 6.04 | 6.95 | 9.35 | 11.85
Geo | 0 | 0 | 0 | 0 | 0 | 0
H | 0 | 0 | 0 | 0 | 0 | 0
LFG | 0 | 0 | 0 | 0 | 0 | 0
Nuc | 0 | 0 | 0 | 0 | 0 | 0
PS | 0 | 0 | 0 | 0 | 0 | 0
PV | 0 | 0 | 0 | 0 | 0 | 0
PeakG | 0.01 | 0.04 | 0.01 | 0 | 0 | 0
PeakO | 0 | 0 | 0 | 0 | 0 | 0
ST | 0 | 0 | 0 | 0 | 0 | 0
STOG | 0.01 | 0 | 0 | 0 | 0 | 0
STWD | 0 | 0 | 0 | 0 | 0 | 0
WT | 0 | 0 | 0 | 0 | 0 | 0
IGCC | 0 | 0 | 0 | 0 | 0 | 0
DemandResponse | 0 | 0 | 0 | 0 | 0 | 0
IGCC-CCS | 0 | 0 | 0 | 0 | 0 | 0
WT_off | 0 | 0 | 0 | 0 | 0 | 0
PseudoUnit | 0 | 0 | 0 | 0 | 0 | 0
FixedInterchange | 0 | 0 | 0 | 0 | 0 | 0
Emission Cost by Reporting Type: MISO_W
ReportingType | 2015 | 2020 | 2025 | 2030 | 2035 | 2040
BM | 0 | 0 | 0 | 0 | 0 | 0
CC | 0.01 | 0.01 | 0.01 | 0.01 | 0.02 | 0.03
CSP | 0 | 0 | 0 | 0 | 0 | 0
CT | 0 | 0 | 0 | 0 | 0 | 0
Coal | 6.55 | 8.79 | 11.4 | 13.76 | 17.56 | 21.77
Geo | 0 | 0 | 0 | 0 | 0 | 0
H | 0 | 0 | 0 | 0 | 0 | 0
LFG | 0 | 0 | 0 | 0 | 0 | 0
Nuc | 0 | 0 | 0 | 0 | 0 | 0
PS | 0 | 0 | 0 | 0 | 0 | 0
PV | 0 | 0 | 0 | 0 | 0 | 0
PeakG | 0 | 0 | 0 | 0 | 0 | 0
PeakO | 0 | 0 | 0 | 0 | 0 | 0
ST | 0 | 0 | 0 | 0 | 0 | 0
STOG | 0 | 0 | 0 | 0 | 0 | 0
STWD | 0 | 0 | 0 | 0 | 0 | 0
WT | 0 | 0 | 0 | 0 | 0 | 0
IGCC | 0 | 0 | 0 | 0 | 0 | 0
DemandResponse | 0 | 0 | 0 | 0 | 0 | 0
IGCC-CCS | 0 | 0 | 0 | 0 | 0 | 0
WT_off | 0 | 0 | 0 | 0 | 0 | 0
PseudoUnit | 0 | 0 | 0 | 0 | 0 | 0
FixedInterchange | 0 | 0 | 0 | 0 | 0 | 0
Emission Cost by Reporting Type: MISO_WUMS
ReportingType | 2015 | 2020 | 2025 | 2030 | 2035 | 2040
BM | 0 | 0 | 0 | 0 | 0 | 0
CC | 0.04 | 0.04 | 0.05 | 0.04 | 0.09 | 0.11
CSP | 0 | 0 | 0 | 0 | 0 | 0
CT | 0 | 0 | 0.03 | 0.05 | 0.2 | 0.27
Coal | 1.29 | 1.33 | 1.61 | 1.82 | 3.21 | 3.73
Geo | 0 | 0 | 0 | 0 | 0 | 0
H | 0 | 0 | 0 | 0 | 0 | 0
LFG | 0 | 0 | 0 | 0 | 0 | 0
Nuc | 0 | 0 | 0 | 0 | 0 | 0
PS | 0 | 0 | 0 | 0 | 0 | 0
PV | 0 | 0 | 0 | 0 | 0 | 0
PeakG | 0 | 0 | 0 | 0 | 0 | 0
PeakO | 0 | 0 | 0 | 0 | 0 | 0
ST | 0 | 0 | 0 | 0 | 0 | 0
STOG | 0 | 0 | 0 | 0 | 0 | 0
STWD | 0 | 0 | 0 | 0 | 0 | 0
WT | 0 | 0 | 0 | 0 | 0 | 0
IGCC | 0 | 0 | 0 | 0 | 0 | 0
DemandResponse | 0 | 0 | 0 | 0 | 0 | 0
IGCC-CCS | 0 | 0 | 0 | 0 | 0 | 0
WT_off | 0 | 0 | 0 | 0 | 0 | 0
PseudoUnit | 0 | 0 | 0 | 0 | 0 | 0
FixedInterchange | 0 | 0 | 0 | 0 | 0 | 0
Emission Cost by Reporting Type: Nebraska
ReportingType | 2015 | 2020 | 2025 | 2030 | 2035 | 2040
BM | 0 | 0 | 0 | 0 | 0 | 0
CC | 0 | 0 | 0 | 0 | 0 | 0
CSP | 0 | 0 | 0 | 0 | 0 | 0
CT | 0 | 0 | 0 | 0 | 0 | 0
Coal | 0 | 0 | 0 | 0 | 0 | 0
Geo | 0 | 0 | 0 | 0 | 0 | 0
H | 0 | 0 | 0 | 0 | 0 | 0
LFG | 0 | 0 | 0 | 0 | 0 | 0
Nuc | 0 | 0 | 0 | 0 | 0 | 0
PS | 0 | 0 | 0 | 0 | 0 | 0
PV | 0 | 0 | 0 | 0 | 0 | 0
PeakG | 0 | 0 | 0 | 0 | 0 | 0
PeakO | 0 | 0 | 0 | 0 | 0 | 0
ST | 0 | 0 | 0 | 0 | 0 | 0
STOG | 0 | 0 | 0 | 0 | 0 | 0
STWD | 0 | 0 | 0 | 0 | 0 | 0
WT | 0 | 0 | 0 | 0 | 0 | 0
IGCC | 0 | 0 | 0 | 0 | 0 | 0
DemandResponse | 0 | 0 | 0 | 0 | 0 | 0
IGCC-CCS | 0 | 0 | 0 | 0 | 0 | 0
WT_off | 0 | 0 | 0 | 0 | 0 | 0
PseudoUnit | 0 | 0 | 0 | 0 | 0 | 0
FixedInterchange | 0 | 0 | 0 | 0 | 0 | 0
Emission Cost by Reporting Type: NEISO
ReportingType | 2015 | 2020 | 2025 | 2030 | 2035 | 2040
BM | 0 | 0 | 0 | 0 | 0 | 0
CC | 0.24 | 0.26 | 0.19 | 0.17 | 0.42 | 0.57
CSP | 0 | 0 | 0 | 0 | 0 | 0
CT | 0 | 0 | 0 | 0 | 0 | 0
Coal | 0.4 | 0.5 | 0.64 | 0.82 | 1.05 | 1.34
Geo | 0 | 0 | 0 | 0 | 0 | 0
H | 0 | 0 | 0 | 0 | 0 | 0
LFG | 0 | 0 | 0 | 0 | 0 | 0
Nuc | 0 | 0 | 0 | 0 | 0 | 0
PS | 0 | 0 | 0 | 0 | 0 | 0
PV | 0 | 0 | 0 | 0 | 0 | 0
PeakG | 0 | 0 | 0 | 0 | 0.01 | 0.01
PeakO | 0 | 0 | 0 | 0 | 0 | 0
ST | 0 | 0 | 0 | 0 | 0 | 0
STOG | 0 | 0 | 0 | 0 | 0 | 0
STWD | 0 | 0 | 0 | 0 | 0 | 0
WT | 0 | 0 | 0 | 0 | 0 | 0
IGCC | 0 | 0 | 0 | 0 | 0 | 0
DemandResponse | 0 | 0 | 0 | 0 | 0 | 0
IGCC-CCS | 0 | 0 | 0 | 0 | 0 | 0
WT_off | 0 | 0 | 0 | 0 | 0 | 0
PseudoUnit | 0 | 0 | 0 | 0 | 0 | 0
FixedInterchange | 0 | 0 | 0 | 0 | 0 | 0
Emission Cost by Reporting Type: NonRTO_Midwest
ReportingType | 2015 | 2020 | 2025 | 2030 | 2035 | 2040
BM | 0 | 0 | 0 | 0 | 0 | 0
CC | 0 | 0 | 0 | 0 | 0 | 0.01
CSP | 0 | 0 | 0 | 0 | 0 | 0
CT | 0 | 0 | 0 | 0 | 0 | 0.01
Coal | 3.19 | 3.8 | 5.75 | 6.81 | 9.31 | 11.23
Geo | 0 | 0 | 0 | 0 | 0 | 0
H | 0 | 0 | 0 | 0 | 0 | 0
LFG | 0 | 0 | 0 | 0 | 0 | 0
Nuc | 0 | 0 | 0 | 0 | 0 | 0
PS | 0 | 0 | 0 | 0 | 0 | 0
PV | 0 | 0 | 0 | 0 | 0 | 0
PeakG | 0.01 | 0.03 | 0.01 | 0.02 | 0.05 | 0.08
PeakO | 0 | 0 | 0 | 0 | 0 | 0
ST | 0 | 0 | 0 | 0 | 0 | 0
STOG | 0 | 0 | 0 | 0 | 0 | 0
STWD | 0 | 0 | 0 | 0 | 0 | 0
WT | 0 | 0 | 0 | 0 | 0 | 0
IGCC | 0 | 0 | 0 | 0 | 0 | 0
DemandResponse | 0 | 0 | 0 | 0 | 0 | 0
IGCC-CCS | 0 | 0 | 0 | 0 | 0 | 0
WT_off | 0 | 0 | 0 | 0 | 0 | 0
PseudoUnit | 0 | 0 | 0 | 0 | 0 | 0
FixedInterchange | 0 | 0 | 0 | 0 | 0 | 0
Emission Cost by Reporting Type: NYISO_A-F
ReportingType | 2015 | 2020 | 2025 | 2030 | 2035 | 2040
BM | 0 | 0 | 0 | 0 | 0 | 0
CC | 0.02 | 0.02 | 0.02 | 0.03 | 0.11 | 0.13
CSP | 0 | 0 | 0 | 0 | 0 | 0
CT | 0 | 0 | 0 | 0 | 0 | 0
Coal | 0.52 | 0.64 | 0.82 | 1.36 | 1.34 | 2.21
Geo | 0 | 0 | 0 | 0 | 0 | 0
H | 0 | 0 | 0 | 0 | 0 | 0
LFG | 0 | 0 | 0 | 0 | 0 | 0
Nuc | 0 | 0 | 0 | 0 | 0 | 0
PS | 0 | 0 | 0 | 0 | 0 | 0
PV | 0 | 0 | 0 | 0 | 0 | 0
PeakG | 0 | 0 | 0 | 0 | 0 | 0.01
PeakO | 0 | 0 | 0 | 0 | 0 | 0
ST | 0 | 0 | 0 | 0 | 0 | 0
STOG | 0 | 0 | 0 | 0 | 0 | 0
STWD | 0 | 0 | 0 | 0 | 0 | 0
WT | 0 | 0 | 0 | 0 | 0 | 0
IGCC | 0 | 0 | 0 | 0 | 0 | 0
DemandResponse | 0 | 0 | 0 | 0 | 0 | 0
IGCC-CCS | 0 | 0 | 0 | 0 | 0 | 0
WT_off | 0 | 0 | 0 | 0 | 0 | 0
PseudoUnit | 0 | 0 | 0 | 0 | 0 | 0
FixedInterchange | 0 | 0 | 0 | 0 | 0 | 0
Emission Cost by Reporting Type: NYISO_G-I
ReportingType | 2015 | 2020 | 2025 | 2030 | 2035 | 2040
BM | 0 | 0 | 0 | 0 | 0 | 0
CC | 0.02 | 0.04 | 0.03 | 0.04 | 0.25 | 0.64
CSP | 0 | 0 | 0 | 0 | 0 | 0
CT | 0 | 0 | 0 | 0 | 0 | 0
Coal | 0.28 | 0.22 | 0.35 | 0.5 | 0.75 | 0.95
Geo | 0 | 0 | 0 | 0 | 0 | 0
H | 0 | 0 | 0 | 0 | 0 | 0
LFG | 0 | 0 | 0 | 0 | 0 | 0
Nuc | 0 | 0 | 0 | 0 | 0 | 0
PS | 0 | 0 | 0 | 0 | 0 | 0
PV | 0 | 0 | 0 | 0 | 0 | 0
PeakG | 0 | 0 | 0 | 0 | 0 | 0
PeakO | 0 | 0 | 0 | 0 | 0 | 0
ST | 0 | 0 | 0 | 0 | 0 | 0
STOG | 0 | 0 | 0 | 0 | 0 | 0
STWD | 0 | 0 | 0 | 0 | 0 | 0
WT | 0 | 0 | 0 | 0 | 0 | 0
IGCC | 0 | 0 | 0 | 0 | 0 | 0
DemandResponse | 0 | 0 | 0 | 0 | 0 | 0
IGCC-CCS | 0 | 0 | 0 | 0 | 0 | 0
WT_off | 0 | 0 | 0 | 0 | 0 | 0
PseudoUnit | 0 | 0 | 0 | 0 | 0 | 0
FixedInterchange | 0 | 0 | 0 | 0 | 0 | 0
Emission Cost by Reporting Type: NYISO_J-K
ReportingType | 2015 | 2020 | 2025 | 2030 | 2035 | 2040
BM | 0 | 0 | 0 | 0 | 0 | 0
CC | 0.12 | 0.15 | 0.18 | 0.23 | 0.36 | 0.57
CSP | 0 | 0 | 0 | 0 | 0 | 0
CT | 0 | 0 | 0 | 0 | 0.03 | 0.05
Coal | 0 | 0 | 0 | 0 | 0 | 0
Geo | 0 | 0 | 0 | 0 | 0 | 0
H | 0 | 0 | 0 | 0 | 0 | 0
LFG | 0 | 0 | 0 | 0 | 0 | 0
Nuc | 0 | 0 | 0 | 0 | 0 | 0
PS | 0 | 0 | 0 | 0 | 0 | 0
PV | 0 | 0 | 0 | 0 | 0 | 0
PeakG | 0 | 0.02 | 0.03 | 0.05 | 0.09 | 0.1
PeakO | 0 | 0 | 0 | 0 | 0 | 0
ST | 0 | 0 | 0 | 0 | 0 | 0
STOG | 0.08 | 0.19 | 0.24 | 0.37 | 0.78 | 1.22
STWD | 0 | 0 | 0 | 0 | 0 | 0
WT | 0 | 0 | 0 | 0 | 0 | 0
IGCC | 0 | 0 | 0 | 0 | 0 | 0
DemandResponse | 0 | 0 | 0 | 0 | 0 | 0
IGCC-CCS | 0 | 0 | 0 | 0 | 0 | 0
WT_off | 0 | 0 | 0 | 0 | 0 | 0
PseudoUnit | 0 | 0 | 0 | 0 | 0 | 0
FixedInterchange | 0 | 0 | 0 | 0 | 0 | 0
Emission Cost by Reporting Type: PJM_E
ReportingType | 2015 | 2020 | 2025 | 2030 | 2035 | 2040
BM | 0 | 0 | 0 | 0 | 0 | 0
CC | 0.11 | 0.18 | 0.19 | 0.2 | 0.5 | 0.7
CSP | 0 | 0 | 0 | 0 | 0 | 0
CT | 0 | 0 | 0 | 0 | 0.09 | 0.23
Coal | 0.11 | 0.18 | 0.28 | 0.25 | 0.72 | 0.92
Geo | 0 | 0 | 0 | 0 | 0 | 0
H | 0 | 0 | 0 | 0 | 0 | 0
LFG | 0 | 0 | 0 | 0 | 0 | 0
Nuc | 0 | 0 | 0 | 0 | 0 | 0
PS | 0 | 0 | 0 | 0 | 0 | 0
PV | 0 | 0 | 0 | 0 | 0 | 0
PeakG | 0 | 0.04 | 0.05 | 0.05 | 0.13 | 0.27
PeakO | 0 | 0 | 0 | 0 | 0 | 0
ST | 0 | 0 | 0 | 0 | 0 | 0
STOG | 0 | 0 | 0 | 0 | 0 | 0
STWD | 0 | 0 | 0 | 0 | 0 | 0
WT | 0 | 0 | 0 | 0 | 0 | 0
IGCC | 0 | 0 | 0 | 0 | 0 | 0
DemandResponse | 0 | 0 | 0 | 0 | 0 | 0
IGCC-CCS | 0 | 0 | 0 | 0 | 0 | 0
WT_off | 0 | 0 | 0 | 0 | 0 | 0
PseudoUnit | 0 | 0 | 0 | 0 | 0 | 0
FixedInterchange | 0 | 0 | 0 | 0 | 0 | 0
Emission Cost by Reporting Type: PJM_ROM
ReportingType | 2015 | 2020 | 2025 | 2030 | 2035 | 2040
BM | 0 | 0 | 0 | 0 | 0 | 0
CC | 0.05 | 0.1 | 0.1 | 0.13 | 0.27 | 0.52
CSP | 0 | 0 | 0 | 0 | 0 | 0
CT | 0 | 0 | 0 | 0 | 0 | 0
Coal | 4.66 | 5.11 | 7.43 | 8.96 | 12.93 | 16.51
Geo | 0 | 0 | 0 | 0 | 0 | 0
H | 0 | 0 | 0 | 0 | 0 | 0
LFG | 0 | 0 | 0 | 0 | 0 | 0
Nuc | 0 | 0 | 0 | 0 | 0 | 0
PS | 0 | 0 | 0 | 0 | 0 | 0
PV | 0 | 0 | 0 | 0 | 0 | 0
PeakG | 0 | 0 | 0 | 0 | 0.04 | 0.1
PeakO | 0 | 0 | 0 | 0 | 0 | 0
ST | 0 | 0 | 0 | 0 | 0 | 0
STOG | 0 | 0 | 0 | 0 | 0 | 0
STWD | 0 | 0 | 0 | 0 | 0 | 0
WT | 0 | 0 | 0 | 0 | 0 | 0
IGCC | 0 | 0 | 0 | 0 | 0 | 0
DemandResponse | 0 | 0 | 0 | 0 | 0 | 0
IGCC-CCS | 0 | 0 | 0 | 0 | 0 | 0
WT_off | 0 | 0 | 0 | 0 | 0 | 0
PseudoUnit | 0 | 0 | 0 | 0 | 0 | 0
FixedInterchange | 0 | 0 | 0 | 0 | 0 | 0
Emission Cost by Reporting Type: PJM_ROR
ReportingType | 2015 | 2020 | 2025 | 2030 | 2035 | 2040
BM | 0 | 0 | 0 | 0 | 0 | 0
CC | 0.21 | 0.26 | 0.24 | 0.21 | 0.42 | 0.54
CSP | 0 | 0 | 0 | 0 | 0 | 0
CT | 0 | 0 | 0 | 0 | 0.34 | 0.39
Coal | 22.21 | 23.56 | 34.2 | 39.85 | 54.06 | 71.47
Geo | 0 | 0 | 0 | 0 | 0 | 0
H | 0 | 0 | 0 | 0 | 0 | 0
LFG | 0 | 0 | 0 | 0 | 0 | 0
Nuc | 0 | 0 | 0 | 0 | 0 | 0
PS | 0 | 0 | 0 | 0 | 0 | 0
PV | 0 | 0 | 0 | 0 | 0 | 0
PeakG | 0.09 | 0.13 | 0.16 | 0.06 | 0.08 | 0.11
PeakO | 0 | 0 | 0 | 0 | 0 | 0
ST | 0 | 0 | 0 | 0 | 0 | 0
STOG | 0 | 0 | 0 | 0 | 0 | 0
STWD | 0 | 0 | 0 | 0 | 0 | 0
WT | 0 | 0 | 0 | 0 | 0 | 0
IGCC | 0 | 0 | 0 | 0 | 0 | 0
DemandResponse | 0 | 0 | 0 | 0 | 0 | 0
IGCC-CCS | 0 | 0 | 0 | 0 | 0 | 0
WT_off | 0 | 0 | 0 | 0 | 0 | 0
PseudoUnit | 0 | 0 | 0 | 0 | 0 | 0
FixedInterchange | 0 | 0 | 0 | 0 | 0 | 0
Emission Cost by Reporting Type: SOCO
ReportingType | 2015 | 2020 | 2025 | 2030 | 2035 | 2040
BM | 0 | 0 | 0 | 0 | 0 | 0
CC | 0.16 | 0.22 | 0.26 | 0.25 | 0.36 | 0.37
CSP | 0 | 0 | 0 | 0 | 0 | 0
CT | 0 | 0 | 0 | 0 | 0 | 0
Coal | 6.63 | 8.2 | 10.47 | 13.36 | 17.05 | 21.52
Geo | 0 | 0 | 0 | 0 | 0 | 0
H | 0 | 0 | 0 | 0 | 0 | 0
LFG | 0 | 0 | 0 | 0 | 0 | 0
Nuc | 0 | 0 | 0 | 0 | 0 | 0
PS | 0 | 0 | 0 | 0 | 0 | 0
PV | 0 | 0 | 0 | 0 | 0 | 0
PeakG | 0 | 0 | 0 | 0 | 0 | 0
PeakO | 0 | 0 | 0 | 0 | 0 | 0
ST | 0 | 0 | 0 | 0 | 0 | 0
STOG | 0 | 0 | 0 | 0 | 0 | 0
STWD | 0 | 0 | 0 | 0 | 0 | 0
WT | 0 | 0 | 0 | 0 | 0 | 0
IGCC | 0 | 0 | 0 | 0 | 0 | 0
DemandResponse | 0 | 0 | 0 | 0 | 0 | 0
IGCC-CCS | 0 | 0 | 0 | 0 | 0 | 0
WT_off | 0 | 0 | 0 | 0 | 0 | 0
PseudoUnit | 0 | 0 | 0 | 0 | 0 | 0
FixedInterchange | 0 | 0 | 0 | 0 | 0 | 0
Emission Cost by Reporting Type: SPP_N
ReportingType | 2015 | 2020 | 2025 | 2030 | 2035 | 2040
BM | 0 | 0 | 0 | 0 | 0 | 0
CC | 0.02 | 0.02 | 0.01 | 0.01 | 0.02 | 0.02
CSP | 0 | 0 | 0 | 0 | 0 | 0
CT | 0 | 0 | 0 | 0 | 0 | 0
Coal | 1.2 | 1.45 | 0.96 | 0.62 | 0.78 | 1
Geo | 0 | 0 | 0 | 0 | 0 | 0
H | 0 | 0 | 0 | 0 | 0 | 0
LFG | 0 | 0 | 0 | 0 | 0 | 0
Nuc | 0 | 0 | 0 | 0 | 0 | 0
PS | 0 | 0 | 0 | 0 | 0 | 0
PV | 0 | 0 | 0 | 0 | 0 | 0
PeakG | 0 | 0 | 0 | 0 | 0 | 0
PeakO | 0 | 0 | 0 | 0 | 0 | 0
ST | 0 | 0 | 0 | 0 | 0 | 0
STOG | 0 | 0 | 0 | 0 | 0 | 0
STWD | 0 | 0 | 0 | 0 | 0 | 0
WT | 0 | 0 | 0 | 0 | 0 | 0
IGCC | 0 | 0 | 0 | 0 | 0 | 0
DemandResponse | 0 | 0 | 0 | 0 | 0 | 0
IGCC-CCS | 0 | 0 | 0 | 0 | 0 | 0
WT_off | 0 | 0 | 0 | 0 | 0 | 0
PseudoUnit | 0 | 0 | 0 | 0 | 0 | 0
FixedInterchange | 0 | 0 | 0 | 0 | 0 | 0
Emission Cost by Reporting Type: SPP_S
ReportingType | 2015 | 2020 | 2025 | 2030 | 2035 | 2040
BM | 0 | 0 | 0 | 0 | 0 | 0
CC | 0 | 0 | 0 | 0 | 0 | 0
CSP | 0 | 0 | 0 | 0 | 0 | 0
CT | 0 | 0 | 0 | 0 | 0 | 0
Coal | 0 | 0 | 0 | 0 | 0 | 0
Geo | 0 | 0 | 0 | 0 | 0 | 0
H | 0 | 0 | 0 | 0 | 0 | 0
LFG | 0 | 0 | 0 | 0 | 0 | 0
Nuc | 0 | 0 | 0 | 0 | 0 | 0
PS | 0 | 0 | 0 | 0 | 0 | 0
PV | 0 | 0 | 0 | 0 | 0 | 0
PeakG | 0 | 0 | 0 | 0 | 0 | 0
PeakO | 0 | 0 | 0 | 0 | 0 | 0
ST | 0 | 0 | 0 | 0 | 0 | 0
STOG | 0 | 0 | 0 | 0 | 0 | 0
STWD | 0 | 0 | 0 | 0 | 0 | 0
WT | 0 | 0 | 0 | 0 | 0 | 0
IGCC | 0 | 0 | 0 | 0 | 0 | 0
DemandResponse | 0 | 0 | 0 | 0 | 0 | 0
IGCC-CCS | 0 | 0 | 0 | 0 | 0 | 0
WT_off | 0 | 0 | 0 | 0 | 0 | 0
PseudoUnit | 0 | 0 | 0 | 0 | 0 | 0
FixedInterchange | 0 | 0 | 0 | 0 | 0 | 0
Emission Cost by Reporting Type: TVA
ReportingType | 2015 | 2020 | 2025 | 2030 | 2035 | 2040
BM | 0 | 0 | 0 | 0 | 0 | 0
CC | 0.06 | 0.06 | 0.08 | 0.06 | 0.1 | 0.14
CSP | 0 | 0 | 0 | 0 | 0 | 0
CT | 0 | 0 | 0 | 0.01 | 0.01 | 0.01
Coal | 4.61 | 6.01 | 7.77 | 11.45 | 15.16 | 19.68
Geo | 0 | 0 | 0 | 0 | 0 | 0
H | 0 | 0 | 0 | 0 | 0 | 0
LFG | 0 | 0 | 0 | 0 | 0 | 0
Nuc | 0 | 0 | 0 | 0 | 0 | 0
PS | 0 | 0 | 0 | 0 | 0 | 0
PV | 0 | 0 | 0 | 0 | 0 | 0
PeakG | 0 | 0 | 0 | 0 | 0 | 0
PeakO | 0 | 0 | 0 | 0 | 0 | 0
ST | 0 | 0 | 0 | 0 | 0 | 0
STOG | 0 | 0 | 0 | 0 | 0 | 0
STWD | 0 | 0 | 0 | 0 | 0 | 0
WT | 0 | 0 | 0 | 0 | 0 | 0
IGCC | 0 | 0 | 0 | 0 | 0 | 0
DemandResponse | 0 | 0 | 0 | 0 | 0 | 0
IGCC-CCS | 0 | 0 | 0 | 0 | 0 | 0
WT_off | 0 | 0 | 0 | 0 | 0 | 0
PseudoUnit | 0 | 0 | 0 | 0 | 0 | 0
FixedInterchange | 0 | 0 | 0 | 0 | 0 | 0
Emission Cost by Reporting Type: TVA_Transmission
ReportingType | 2015 | 2020 | 2025 | 2030 | 2035 | 2040
BM | 0 | 0 | 0 | 0 | 0 | 0
CC | 0 | 0 | 0 | 0 | 0 | 0
CSP | 0 | 0 | 0 | 0 | 0 | 0
CT | 0 | 0 | 0 | 0 | 0 | 0
Coal | 0 | 0 | 0 | 0 | 0 | 0
Geo | 0 | 0 | 0 | 0 | 0 | 0
H | 0 | 0 | 0 | 0 | 0 | 0
LFG | 0 | 0 | 0 | 0 | 0 | 0
Nuc | 0 | 0 | 0 | 0 | 0 | 0
PS | 0 | 0 | 0 | 0 | 0 | 0
PV | 0 | 0 | 0 | 0 | 0 | 0
PeakG | 0 | 0 | 0 | 0 | 0 | 0
PeakO | 0 | 0 | 0 | 0 | 0 | 0
ST | 0 | 0 | 0 | 0 | 0 | 0
STOG | 0 | 0 | 0 | 0 | 0 | 0
STWD | 0 | 0 | 0 | 0 | 0 | 0
WT | 0 | 0 | 0 | 0 | 0 | 0
IGCC | 0 | 0 | 0 | 0 | 0 | 0
DemandResponse | 0 | 0 | 0 | 0 | 0 | 0
IGCC-CCS | 0 | 0 | 0 | 0 | 0 | 0
WT_off | 0 | 0 | 0 | 0 | 0 | 0
PseudoUnit | 0 | 0 | 0 | 0 | 0 | 0
FixedInterchange | 0 | 0 | 0 | 0 | 0 | 0
Emission Cost by Reporting Type: VACAR
ReportingType | 2015 | 2020 | 2025 | 2030 | 2035 | 2040
BM | 0 | 0 | 0 | 0 | 0 | 0
CC | 0.07 | 0.1 | 0.14 | 0.18 | 0.41 | 0.52
CSP | 0 | 0 | 0 | 0 | 0 | 0
CT | 0.03 | 0.05 | 0.08 | 0.09 | 0.12 | 0.15
Coal | 4.55 | 5.98 | 7.73 | 10.14 | 15.15 | 21.06
Geo | 0 | 0 | 0 | 0 | 0 | 0
H | 0 | 0 | 0 | 0 | 0 | 0
LFG | 0 | 0 | 0 | 0 | 0 | 0
Nuc | 0 | 0 | 0 | 0 | 0 | 0
PS | 0 | 0 | 0 | 0 | 0 | 0
PV | 0 | 0 | 0 | 0 | 0 | 0
PeakG | 0.01 | 0.01 | 0.04 | 0.05 | 0.05 | 0.06
PeakO | 0 | 0 | 0 | 0 | 0 | 0
ST | 0 | 0 | 0 | 0 | 0 | 0
STOG | 0 | 0 | 0 | 0 | 0 | 0
STWD | 0 | 0 | 0 | 0 | 0 | 0
WT | 0 | 0 | 0 | 0 | 0 | 0
IGCC | 0 | 0 | 0 | 0 | 0 | 0
DemandResponse | 0 | 0 | 0 | 0 | 0 | 0
IGCC-CCS | 0 | 0 | 0 | 0 | 0 | 0
WT_off | 0 | 0 | 0 | 0 | 0 | 0
PseudoUnit | 0 | 0 | 0 | 0 | 0 | 0
FixedInterchange | 0 | 0 | 0 | 0 | 0 | 0
Emission Cost by Reporting Type: IESO
ReportingType | 2015 | 2020 | 2025 | 2030 | 2035 | 2040
BM | 0 | 0 | 0 | 0 | 0 | 0
CC | 0 | 0 | 0 | 0 | 0 | 0
CSP | 0 | 0 | 0 | 0 | 0 | 0
CT | 0 | 0 | 0 | 0 | 0 | 0
Coal | 0 | 0 | 0 | 0 | 0 | 0
Geo | 0 | 0 | 0 | 0 | 0 | 0
H | 0 | 0 | 0 | 0 | 0 | 0
LFG | 0 | 0 | 0 | 0 | 0 | 0
Nuc | 0 | 0 | 0 | 0 | 0 | 0
PS | 0 | 0 | 0 | 0 | 0 | 0
PV | 0 | 0 | 0 | 0 | 0 | 0
PeakG | 0 | 0 | 0 | 0 | 0 | 0
PeakO | 0 | 0 | 0 | 0 | 0 | 0
ST | 0 | 0 | 0 | 0 | 0 | 0
STOG | 0 | 0 | 0 | 0 | 0 | 0
STWD | 0 | 0 | 0 | 0 | 0 | 0
WT | 0 | 0 | 0 | 0 | 0 | 0
IGCC | 0 | 0 | 0 | 0 | 0 | 0
DemandResponse | 0 | 0 | 0 | 0 | 0 | 0
IGCC-CCS | 0 | 0 | 0 | 0 | 0 | 0
WT_off | 0 | 0 | 0 | 0 | 0 | 0
PseudoUnit | 0 | 0 | 0 | 0 | 0 | 0
FixedInterchange | 0 | 0 | 0 | 0 | 0 | 0
Emission Cost by Reporting Type: MAPP_CA
ReportingType | 2015 | 2020 | 2025 | 2030 | 2035 | 2040
BM | 0 | 0 | 0 | 0 | 0 | 0
CC | 0 | 0 | 0 | 0 | 0 | 0
CSP | 0 | 0 | 0 | 0 | 0 | 0
CT | 0 | 0 | 0 | 0 | 0 | 0
Coal | 0 | 0 | 0 | 0 | 0 | 0
Geo | 0 | 0 | 0 | 0 | 0 | 0
H | 0 | 0 | 0 | 0 | 0 | 0
LFG | 0 | 0 | 0 | 0 | 0 | 0
Nuc | 0 | 0 | 0 | 0 | 0 | 0
PS | 0 | 0 | 0 | 0 | 0 | 0
PV | 0 | 0 | 0 | 0 | 0 | 0
PeakG | 0 | 0 | 0 | 0 | 0 | 0
PeakO | 0 | 0 | 0 | 0 | 0 | 0
ST | 0 | 0 | 0 | 0 | 0 | 0
STOG | 0 | 0 | 0 | 0 | 0 | 0
STWD | 0 | 0 | 0 | 0 | 0 | 0
WT | 0 | 0 | 0 | 0 | 0 | 0
IGCC | 0 | 0 | 0 | 0 | 0 | 0
DemandResponse | 0 | 0 | 0 | 0 | 0 | 0
IGCC-CCS | 0 | 0 | 0 | 0 | 0 | 0
WT_off | 0 | 0 | 0 | 0 | 0 | 0
PseudoUnit | 0 | 0 | 0 | 0 | 0 | 0
FixedInterchange | 0 | 0 | 0 | 0 | 0 | 0
Emission Cost by Reporting Type: AZ_NM_SNV_Coal
ReportingType | 2015 | 2020 | 2025 | 2030 | 2035 | 2040
BM | 0 | 0 | 0 | 0 | 0 | 0
CC | 0 | 0 | 0 | 0 | 0 | 0
CSP | 0 | 0 | 0 | 0 | 0 | 0
CT | 0 | 0 | 0 | 0 | 0 | 0
Coal | 0 | 0 | 0 | 0 | 0 | 0
Geo | 0 | 0 | 0 | 0 | 0 | 0
H | 0 | 0 | 0 | 0 | 0 | 0
LFG | 0 | 0 | 0 | 0 | 0 | 0
Nuc | 0 | 0 | 0 | 0 | 0 | 0
PS | 0 | 0 | 0 | 0 | 0 | 0
PV | 0 | 0 | 0 | 0 | 0 | 0
PeakG | 0 | 0 | 0 | 0 | 0 | 0
PeakO | 0 | 0 | 0 | 0 | 0 | 0
ST | 0 | 0 | 0 | 0 | 0 | 0
STOG | 0 | 0 | 0 | 0 | 0 | 0
STWD | 0 | 0 | 0 | 0 | 0 | 0
WT | 0 | 0 | 0 | 0 | 0 | 0
IGCC | 0 | 0 | 0 | 0 | 0 | 0
DemandResponse | 0 | 0 | 0 | 0 | 0 | 0
IGCC-CCS | 0 | 0 | 0 | 0 | 0 | 0
WT_off | 0 | 0 | 0 | 0 | 0 | 0
PseudoUnit | 0 | 0 | 0 | 0 | 0 | 0
FixedInterchange | 0 | 0 | 0 | 0 | 0 | 0
Emission Cost by Reporting Type: AZ_NM_SNV_Gas
ReportingType | 2015 | 2020 | 2025 | 2030 | 2035 | 2040
BM | 0 | 0 | 0 | 0 | 0 | 0
CC | 0 | 0 | 0 | 0 | 0 | 0
CSP | 0 | 0 | 0 | 0 | 0 | 0
CT | 0 | 0 | 0 | 0 | 0 | 0
Coal | 0 | 0 | 0 | 0 | 0 | 0
Geo | 0 | 0 | 0 | 0 | 0 | 0
H | 0 | 0 | 0 | 0 | 0 | 0
LFG | 0 | 0 | 0 | 0 | 0 | 0
Nuc | 0 | 0 | 0 | 0 | 0 | 0
PS | 0 | 0 | 0 | 0 | 0 | 0
PV | 0 | 0 | 0 | 0 | 0 | 0
PeakG | 0 | 0 | 0 | 0 | 0 | 0
PeakO | 0 | 0 | 0 | 0 | 0 | 0
ST | 0 | 0 | 0 | 0 | 0 | 0
STOG | 0 | 0 | 0 | 0 | 0 | 0
STWD | 0 | 0 | 0 | 0 | 0 | 0
WT | 0 | 0 | 0 | 0 | 0 | 0
IGCC | 0 | 0 | 0 | 0 | 0 | 0
DemandResponse | 0 | 0 | 0 | 0 | 0 | 0
IGCC-CCS | 0 | 0 | 0 | 0 | 0 | 0
WT_off | 0 | 0 | 0 | 0 | 0 | 0
PseudoUnit | 0 | 0 | 0 | 0 | 0 | 0
FixedInterchange | 0 | 0 | 0 | 0 | 0 | 0
Emission Cost by Reporting Type: AZ_NM_SNV_NucRenew
ReportingType | 2015 | 2020 | 2025 | 2030 | 2035 | 2040
BM | 0 | 0 | 0 | 0 | 0 | 0
CC | 0 | 0 | 0 | 0 | 0 | 0
CSP | 0 | 0 | 0 | 0 | 0 | 0
CT | 0 | 0 | 0 | 0 | 0 | 0
Coal | 0 | 0 | 0 | 0 | 0 | 0
Geo | 0 | 0 | 0 | 0 | 0 | 0
H | 0 | 0 | 0 | 0 | 0 | 0
LFG | 0 | 0 | 0 | 0 | 0 | 0
Nuc | 0 | 0 | 0 | 0 | 0 | 0
PS | 0 | 0 | 0 | 0 | 0 | 0
PV | 0 | 0 | 0 | 0 | 0 | 0
PeakG | 0 | 0 | 0 | 0 | 0 | 0
PeakO | 0 | 0 | 0 | 0 | 0 | 0
ST | 0 | 0 | 0 | 0 | 0 | 0
STOG | 0 | 0 | 0 | 0 | 0 | 0
STWD | 0 | 0 | 0 | 0 | 0 | 0
WT | 0 | 0 | 0 | 0 | 0 | 0
IGCC | 0 | 0 | 0 | 0 | 0 | 0
DemandResponse | 0 | 0 | 0 | 0 | 0 | 0
IGCC-CCS | 0 | 0 | 0 | 0 | 0 | 0
WT_off | 0 | 0 | 0 | 0 | 0 | 0
PseudoUnit | 0 | 0 | 0 | 0 | 0 | 0
FixedInterchange | 0 | 0 | 0 | 0 | 0 | 0
Emission Cost by Reporting Type: ERCOT
ReportingType | 2015 | 2020 | 2025 | 2030 | 2035 | 2040
BM | 0 | 0 | 0 | 0 | 0 | 0
CC | 0 | 0 | 0 | 0 | 0 | 0
CSP | 0 | 0 | 0 | 0 | 0 | 0
CT | 0 | 0 | 0 | 0 | 0 | 0
Coal | 0 | 0 | 0 | 0 | 0 | 0
Geo | 0 | 0 | 0 | 0 | 0 | 0
H | 0 | 0 | 0 | 0 | 0 | 0
LFG | 0 | 0 | 0 | 0 | 0 | 0
Nuc | 0 | 0 | 0 | 0 | 0 | 0
PS | 0 | 0 | 0 | 0 | 0 | 0
PV | 0 | 0 | 0 | 0 | 0 | 0
PeakG | 0 | 0 | 0 | 0 | 0 | 0
PeakO | 0 | 0 | 0 | 0 | 0 | 0
ST | 0 | 0 | 0 | 0 | 0 | 0
STOG | 0 | 0 | 0 | 0 | 0 | 0
STWD | 0 | 0 | 0 | 0 | 0 | 0
WT | 0 | 0 | 0 | 0 | 0 | 0
IGCC | 0 | 0 | 0 | 0 | 0 | 0
DemandResponse | 0 | 0 | 0 | 0 | 0 | 0
IGCC-CCS | 0 | 0 | 0 | 0 | 0 | 0
WT_off | 0 | 0 | 0 | 0 | 0 | 0
PseudoUnit | 0 | 0 | 0 | 0 | 0 | 0
FixedInterchange | 0 | 0 | 0 | 0 | 0 | 0
Emission Cost by Reporting Type: NP15
ReportingType | 2015 | 2020 | 2025 | 2030 | 2035 | 2040
BM | 0 | 0 | 0 | 0 | 0 | 0
CC | 0 | 0 | 0 | 0 | 0 | 0
CSP | 0 | 0 | 0 | 0 | 0 | 0
CT | 0 | 0 | 0 | 0 | 0 | 0
Coal | 0 | 0 | 0 | 0 | 0 | 0
Geo | 0 | 0 | 0 | 0 | 0 | 0
H | 0 | 0 | 0 | 0 | 0 | 0
LFG | 0 | 0 | 0 | 0 | 0 | 0
Nuc | 0 | 0 | 0 | 0 | 0 | 0
PS | 0 | 0 | 0 | 0 | 0 | 0
PV | 0 | 0 | 0 | 0 | 0 | 0
PeakG | 0 | 0 | 0 | 0 | 0 | 0
PeakO | 0 | 0 | 0 | 0 | 0 | 0
ST | 0 | 0 | 0 | 0 | 0 | 0
STOG | 0 | 0 | 0 | 0 | 0 | 0
STWD | 0 | 0 | 0 | 0 | 0 | 0
WT | 0 | 0 | 0 | 0 | 0 | 0
IGCC | 0 | 0 | 0 | 0 | 0 | 0
DemandResponse | 0 | 0 | 0 | 0 | 0 | 0
IGCC-CCS | 0 | 0 | 0 | 0 | 0 | 0
WT_off | 0 | 0 | 0 | 0 | 0 | 0
PseudoUnit | 0 | 0 | 0 | 0 | 0 | 0
FixedInterchange | 0 | 0 | 0 | 0 | 0 | 0
Emission Cost by Reporting Type: NWPP_Coal
ReportingType | 2015 | 2020 | 2025 | 2030 | 2035 | 2040
BM | 0 | 0 | 0 | 0 | 0 | 0
CC | 0 | 0 | 0 | 0 | 0 | 0
CSP | 0 | 0 | 0 | 0 | 0 | 0
CT | 0 | 0 | 0 | 0 | 0 | 0
Coal | 0 | 0 | 0 | 0 | 0 | 0
Geo | 0 | 0 | 0 | 0 | 0 | 0
H | 0 | 0 | 0 | 0 | 0 | 0
LFG | 0 | 0 | 0 | 0 | 0 | 0
Nuc | 0 | 0 | 0 | 0 | 0 | 0
PS | 0 | 0 | 0 | 0 | 0 | 0
PV | 0 | 0 | 0 | 0 | 0 | 0
PeakG | 0 | 0 | 0 | 0 | 0 | 0
PeakO | 0 | 0 | 0 | 0 | 0 | 0
ST | 0 | 0 | 0 | 0 | 0 | 0
STOG | 0 | 0 | 0 | 0 | 0 | 0
STWD | 0 | 0 | 0 | 0 | 0 | 0
WT | 0 | 0 | 0 | 0 | 0 | 0
IGCC | 0 | 0 | 0 | 0 | 0 | 0
DemandResponse | 0 | 0 | 0 | 0 | 0 | 0
IGCC-CCS | 0 | 0 | 0 | 0 | 0 | 0
WT_off | 0 | 0 | 0 | 0 | 0 | 0
PseudoUnit | 0 | 0 | 0 | 0 | 0 | 0
FixedInterchange | 0 | 0 | 0 | 0 | 0 | 0
Emission Cost by Reporting Type: NWPP_Gas
ReportingType | 2015 | 2020 | 2025 | 2030 | 2035 | 2040
BM | 0 | 0 | 0 | 0 | 0 | 0
CC | 0 | 0 | 0 | 0 | 0 | 0
CSP | 0 | 0 | 0 | 0 | 0 | 0
CT | 0 | 0 | 0 | 0 | 0 | 0
Coal | 0 | 0 | 0 | 0 | 0 | 0
Geo | 0 | 0 | 0 | 0 | 0 | 0
H | 0 | 0 | 0 | 0 | 0 | 0
LFG | 0 | 0 | 0 | 0 | 0 | 0
Nuc | 0 | 0 | 0 | 0 | 0 | 0
PS | 0 | 0 | 0 | 0 | 0 | 0
PV | 0 | 0 | 0 | 0 | 0 | 0
PeakG | 0 | 0 | 0 | 0 | 0 | 0
PeakO | 0 | 0 | 0 | 0 | 0 | 0
ST | 0 | 0 | 0 | 0 | 0 | 0
STOG | 0 | 0 | 0 | 0 | 0 | 0
STWD | 0 | 0 | 0 | 0 | 0 | 0
WT | 0 | 0 | 0 | 0 | 0 | 0
IGCC | 0 | 0 | 0 | 0 | 0 | 0
DemandResponse | 0 | 0 | 0 | 0 | 0 | 0
IGCC-CCS | 0 | 0 | 0 | 0 | 0 | 0
WT_off | 0 | 0 | 0 | 0 | 0 | 0
PseudoUnit | 0 | 0 | 0 | 0 | 0 | 0
FixedInterchange | 0 | 0 | 0 | 0 | 0 | 0
Emission Cost by Reporting Type: NWPP_NucRenew
ReportingType | 2015 | 2020 | 2025 | 2030 | 2035 | 2040
BM | 0 | 0 | 0 | 0 | 0 | 0
CC | 0 | 0 | 0 | 0 | 0 | 0
CSP | 0 | 0 | 0 | 0 | 0 | 0
CT | 0 | 0 | 0 | 0 | 0 | 0
Coal | 0 | 0 | 0 | 0 | 0 | 0
Geo | 0 | 0 | 0 | 0 | 0 | 0
H | 0 | 0 | 0 | 0 | 0 | 0
LFG | 0 | 0 | 0 | 0 | 0 | 0
Nuc | 0 | 0 | 0 | 0 | 0 | 0
PS | 0 | 0 | 0 | 0 | 0 | 0
PV | 0 | 0 | 0 | 0 | 0 | 0
PeakG | 0 | 0 | 0 | 0 | 0 | 0
PeakO | 0 | 0 | 0 | 0 | 0 | 0
ST | 0 | 0 | 0 | 0 | 0 | 0
STOG | 0 | 0 | 0 | 0 | 0 | 0
STWD | 0 | 0 | 0 | 0 | 0 | 0
WT | 0 | 0 | 0 | 0 | 0 | 0
IGCC | 0 | 0 | 0 | 0 | 0 | 0
DemandResponse | 0 | 0 | 0 | 0 | 0 | 0
IGCC-CCS | 0 | 0 | 0 | 0 | 0 | 0
WT_off | 0 | 0 | 0 | 0 | 0 | 0
PseudoUnit | 0 | 0 | 0 | 0 | 0 | 0
FixedInterchange | 0 | 0 | 0 | 0 | 0 | 0
Emission Cost by Reporting Type: RMPA
ReportingType | 2015 | 2020 | 2025 | 2030 | 2035 | 2040
BM | 0 | 0 | 0 | 0 | 0 | 0
CC | 0 | 0 | 0 | 0 | 0 | 0
CSP | 0 | 0 | 0 | 0 | 0 | 0
CT | 0 | 0 | 0 | 0 | 0 | 0
Coal | 0 | 0 | 0 | 0 | 0 | 0
Geo | 0 | 0 | 0 | 0 | 0 | 0
H | 0 | 0 | 0 | 0 | 0 | 0
LFG | 0 | 0 | 0 | 0 | 0 | 0
Nuc | 0 | 0 | 0 | 0 | 0 | 0
PS | 0 | 0 | 0 | 0 | 0 | 0
PV | 0 | 0 | 0 | 0 | 0 | 0
PeakG | 0 | 0 | 0 | 0 | 0 | 0
PeakO | 0 | 0 | 0 | 0 | 0 | 0
ST | 0 | 0 | 0 | 0 | 0 | 0
STOG | 0 | 0 | 0 | 0 | 0 | 0
STWD | 0 | 0 | 0 | 0 | 0 | 0
WT | 0 | 0 | 0 | 0 | 0 | 0
IGCC | 0 | 0 | 0 | 0 | 0 | 0
DemandResponse | 0 | 0 | 0 | 0 | 0 | 0
IGCC-CCS | 0 | 0 | 0 | 0 | 0 | 0
WT_off | 0 | 0 | 0 | 0 | 0 | 0
PseudoUnit | 0 | 0 | 0 | 0 | 0 | 0
FixedInterchange | 0 | 0 | 0 | 0 | 0 | 0
Emission Cost by Reporting Type: SP15
ReportingType | 2015 | 2020 | 2025 | 2030 | 2035 | 2040
BM | 0 | 0 | 0 | 0 | 0 | 0
CC | 0 | 0 | 0 | 0 | 0 | 0
CSP | 0 | 0 | 0 | 0 | 0 | 0
CT | 0 | 0 | 0 | 0 | 0 | 0
Coal | 0 | 0 | 0 | 0 | 0 | 0
Geo | 0 | 0 | 0 | 0 | 0 | 0
H | 0 | 0 | 0 | 0 | 0 | 0
LFG | 0 | 0 | 0 | 0 | 0 | 0
Nuc | 0 | 0 | 0 | 0 | 0 | 0
PS | 0 | 0 | 0 | 0 | 0 | 0
PV | 0 | 0 | 0 | 0 | 0 | 0
PeakG | 0 | 0 | 0 | 0 | 0 | 0
PeakO | 0 | 0 | 0 | 0 | 0 | 0
ST | 0 | 0 | 0 | 0 | 0 | 0
STOG | 0 | 0 | 0 | 0 | 0 | 0
STWD | 0 | 0 | 0 | 0 | 0 | 0
WT | 0 | 0 | 0 | 0 | 0 | 0
IGCC | 0 | 0 | 0 | 0 | 0 | 0
DemandResponse | 0 | 0 | 0 | 0 | 0 | 0
IGCC-CCS | 0 | 0 | 0 | 0 | 0 | 0
WT_off | 0 | 0 | 0 | 0 | 0 | 0
PseudoUnit | 0 | 0 | 0 | 0 | 0 | 0
FixedInterchange | 0 | 0 | 0 | 0 | 0 | 0
Emission Cost by Reporting Type: ALB
ReportingType | 2015 | 2020 | 2025 | 2030 | 2035 | 2040
BM | 0 | 0 | 0 | 0 | 0 | 0
CC | 0 | 0 | 0 | 0 | 0 | 0
CSP | 0 | 0 | 0 | 0 | 0 | 0
CT | 0 | 0 | 0 | 0 | 0 | 0
Coal | 0 | 0 | 0 | 0 | 0 | 0
Geo | 0 | 0 | 0 | 0 | 0 | 0
H | 0 | 0 | 0 | 0 | 0 | 0
LFG | 0 | 0 | 0 | 0 | 0 | 0
Nuc | 0 | 0 | 0 | 0 | 0 | 0
PS | 0 | 0 | 0 | 0 | 0 | 0
PV | 0 | 0 | 0 | 0 | 0 | 0
PeakG | 0 | 0 | 0 | 0 | 0 | 0
PeakO | 0 | 0 | 0 | 0 | 0 | 0
ST | 0 | 0 | 0 | 0 | 0 | 0
STOG | 0 | 0 | 0 | 0 | 0 | 0
STWD | 0 | 0 | 0 | 0 | 0 | 0
WT | 0 | 0 | 0 | 0 | 0 | 0
IGCC | 0 | 0 | 0 | 0 | 0 | 0
DemandResponse | 0 | 0 | 0 | 0 | 0 | 0
IGCC-CCS | 0 | 0 | 0 | 0 | 0 | 0
WT_off | 0 | 0 | 0 | 0 | 0 | 0
PseudoUnit | 0 | 0 | 0 | 0 | 0 | 0
FixedInterchange | 0 | 0 | 0 | 0 | 0 | 0
Emission Cost by Reporting Type: BC
ReportingType | 2015 | 2020 | 2025 | 2030 | 2035 | 2040
BM | 0 | 0 | 0 | 0 | 0 | 0
CC | 0 | 0 | 0 | 0 | 0 | 0
CSP | 0 | 0 | 0 | 0 | 0 | 0
CT | 0 | 0 | 0 | 0 | 0 | 0
Coal | 0 | 0 | 0 | 0 | 0 | 0
Geo | 0 | 0 | 0 | 0 | 0 | 0
H | 0 | 0 | 0 | 0 | 0 | 0
LFG | 0 | 0 | 0 | 0 | 0 | 0
Nuc | 0 | 0 | 0 | 0 | 0 | 0
PS | 0 | 0 | 0 | 0 | 0 | 0
PV | 0 | 0 | 0 | 0 | 0 | 0
PeakG | 0 | 0 | 0 | 0 | 0 | 0
PeakO | 0 | 0 | 0 | 0 | 0 | 0
ST | 0 | 0 | 0 | 0 | 0 | 0
STOG | 0 | 0 | 0 | 0 | 0 | 0
STWD | 0 | 0 | 0 | 0 | 0 | 0
WT | 0 | 0 | 0 | 0 | 0 | 0
IGCC | 0 | 0 | 0 | 0 | 0 | 0
DemandResponse | 0 | 0 | 0 | 0 | 0 | 0
IGCC-CCS | 0 | 0 | 0 | 0 | 0 | 0
WT_off | 0 | 0 | 0 | 0 | 0 | 0
PseudoUnit | 0 | 0 | 0 | 0 | 0 | 0
FixedInterchange | 0 | 0 | 0 | 0 | 0 | 0
Emission Cost by Reporting Type: HQ_IESO
ReportingType | 2015 | 2020 | 2025 | 2030 | 2035 | 2040
BM | 0 | 0 | 0 | 0 | 0 | 0
CC | 0 | 0 | 0 | 0 | 0 | 0
CSP | 0 | 0 | 0 | 0 | 0 | 0
CT | 0 | 0 | 0 | 0 | 0 | 0
Coal | 0 | 0 | 0 | 0 | 0 | 0
Geo | 0 | 0 | 0 | 0 | 0 | 0
H | 0 | 0 | 0 | 0 | 0 | 0
LFG | 0 | 0 | 0 | 0 | 0 | 0
Nuc | 0 | 0 | 0 | 0 | 0 | 0
PS | 0 | 0 | 0 | 0 | 0 | 0
PV | 0 | 0 | 0 | 0 | 0 | 0
PeakG | 0 | 0 | 0 | 0 | 0 | 0
PeakO | 0 | 0 | 0 | 0 | 0 | 0
ST | 0 | 0 | 0 | 0 | 0 | 0
STOG | 0 | 0 | 0 | 0 | 0 | 0
STWD | 0 | 0 | 0 | 0 | 0 | 0
WT | 0 | 0 | 0 | 0 | 0 | 0
IGCC | 0 | 0 | 0 | 0 | 0 | 0
DemandResponse | 0 | 0 | 0 | 0 | 0 | 0
IGCC-CCS | 0 | 0 | 0 | 0 | 0 | 0
WT_off | 0 | 0 | 0 | 0 | 0 | 0
PseudoUnit | 0 | 0 | 0 | 0 | 0 | 0
FixedInterchange | 0 | 0 | 0 | 0 | 0 | 0
Emission Cost by Reporting Type: HQ_NEISO
ReportingType | 2015 | 2020 | 2025 | 2030 | 2035 | 2040
BM | 0 | 0 | 0 | 0 | 0 | 0
CC | 0 | 0 | 0 | 0 | 0 | 0
CSP | 0 | 0 | 0 | 0 | 0 | 0
CT | 0 | 0 | 0 | 0 | 0 | 0
Coal | 0 | 0 | 0 | 0 | 0 | 0
Geo | 0 | 0 | 0 | 0 | 0 | 0
H | 0 | 0 | 0 | 0 | 0 | 0
LFG | 0 | 0 | 0 | 0 | 0 | 0
Nuc | 0 | 0 | 0 | 0 | 0 | 0
PS | 0 | 0 | 0 | 0 | 0 | 0
PV | 0 | 0 | 0 | 0 | 0 | 0
PeakG | 0 | 0 | 0 | 0 | 0 | 0
PeakO | 0 | 0 | 0 | 0 | 0 | 0
ST | 0 | 0 | 0 | 0 | 0 | 0
STOG | 0 | 0 | 0 | 0 | 0 | 0
STWD | 0 | 0 | 0 | 0 | 0 | 0
WT | 0 | 0 | 0 | 0 | 0 | 0
IGCC | 0 | 0 | 0 | 0 | 0 | 0
DemandResponse | 0 | 0 | 0 | 0 | 0 | 0
IGCC-CCS | 0 | 0 | 0 | 0 | 0 | 0
WT_off | 0 | 0 | 0 | 0 | 0 | 0
PseudoUnit | 0 | 0 | 0 | 0 | 0 | 0
FixedInterchange | 0 | 0 | 0 | 0 | 0 | 0
Emission Cost by Reporting Type: HQ_NY
ReportingType | 2015 | 2020 | 2025 | 2030 | 2035 | 2040
BM | 0 | 0 | 0 | 0 | 0 | 0
CC | 0 | 0 | 0 | 0 | 0 | 0
CSP | 0 | 0 | 0 | 0 | 0 | 0
CT | 0 | 0 | 0 | 0 | 0 | 0
Coal | 0 | 0 | 0 | 0 | 0 | 0
Geo | 0 | 0 | 0 | 0 | 0 | 0
H | 0 | 0 | 0 | 0 | 0 | 0
LFG | 0 | 0 | 0 | 0 | 0 | 0
Nuc | 0 | 0 | 0 | 0 | 0 | 0
PS | 0 | 0 | 0 | 0 | 0 | 0
PV | 0 | 0 | 0 | 0 | 0 | 0
PeakG | 0 | 0 | 0 | 0 | 0 | 0
PeakO | 0 | 0 | 0 | 0 | 0 | 0
ST | 0 | 0 | 0 | 0 | 0 | 0
STOG | 0 | 0 | 0 | 0 | 0 | 0
STWD | 0 | 0 | 0 | 0 | 0 | 0
WT | 0 | 0 | 0 | 0 | 0 | 0
IGCC | 0 | 0 | 0 | 0 | 0 | 0
DemandResponse | 0 | 0 | 0 | 0 | 0 | 0
IGCC-CCS | 0 | 0 | 0 | 0 | 0 | 0
WT_off | 0 | 0 | 0 | 0 | 0 | 0
PseudoUnit | 0 | 0 | 0 | 0 | 0 | 0
FixedInterchange | 0 | 0 | 0 | 0 | 0 | 0
Emission Cost by Reporting Type: MARITIMES
ReportingType | 2015 | 2020 | 2025 | 2030 | 2035 | 2040
BM | 0 | 0 | 0 | 0 | 0 | 0
CC | 0 | 0 | 0 | 0 | 0 | 0
CSP | 0 | 0 | 0 | 0 | 0 | 0
CT | 0 | 0 | 0 | 0 | 0 | 0
Coal | 0 | 0 | 0 | 0 | 0 | 0
Geo | 0 | 0 | 0 | 0 | 0 | 0
H | 0 | 0 | 0 | 0 | 0 | 0
LFG | 0 | 0 | 0 | 0 | 0 | 0
Nuc | 0 | 0 | 0 | 0 | 0 | 0
PS | 0 | 0 | 0 | 0 | 0 | 0
PV | 0 | 0 | 0 | 0 | 0 | 0
PeakG | 0 | 0 | 0 | 0 | 0 | 0
PeakO | 0 | 0 | 0 | 0 | 0 | 0
ST | 0 | 0 | 0 | 0 | 0 | 0
STOG | 0 | 0 | 0 | 0 | 0 | 0
STWD | 0 | 0 | 0 | 0 | 0 | 0
WT | 0 | 0 | 0 | 0 | 0 | 0
IGCC | 0 | 0 | 0 | 0 | 0 | 0
DemandResponse | 0 | 0 | 0 | 0 | 0 | 0
IGCC-CCS | 0 | 0 | 0 | 0 | 0 | 0
WT_off | 0 | 0 | 0 | 0 | 0 | 0
PseudoUnit | 0 | 0 | 0 | 0 | 0 | 0
FixedInterchange | 0 | 0 | 0 | 0 | 0 | 0
Emission Cost by Reporting Type: All
ReportingType | 2015 | 2020 | 2025 | 2030 | 2035 | 2040
BM | 0 | 0 | 0 | 0 | 0 | 0
CC | 2.28 | 2.95 | 3.06 | 3.29 | 5.13 | 7.07
CSP | 0 | 0 | 0 | 0 | 0 | 0
CT | 0.07 | 0.1 | 0.17 | 0.22 | 0.78 | 1.09
Coal | 78.24 | 92.48 | 124.04 | 151.6 | 211 | 274.24
Geo | 0 | 0 | 0 | 0 | 0 | 0
H | 0 | 0 | 0 | 0 | 0 | 0
LFG | 0 | 0 | 0 | 0 | 0 | 0
Nuc | 0 | 0 | 0 | 0 | 0 | 0
PS | 0 | 0 | 0 | 0 | 0 | 0
PV | 0 | 0 | 0 | 0 | 0 | 0
PeakG | 0.16 | 0.34 | 0.4 | 0.31 | 0.54 | 0.81
PeakO | 0 | 0 | 0 | 0 | 0 | 0
ST | 0 | 0 | 0 | 0 | 0 | 0
STOG | 0.49 | 0.69 | 0.56 | 0.55 | 1.19 | 1.76
STWD | 0 | 0 | 0 | 0 | 0 | 0
WT | 0 | 0 | 0 | 0 | 0 | 0
IGCC | 0.09 | 0.12 | 0.15 | 0.19 | 0.25 | 0.32
DemandResponse | 0 | 0 | 0 | 0 | 0 | 0
IGCC-CCS | 0 | 0 | 0 | 0 | 0 | 0
WT_off | 0 | 0 | 0 | 0 | 0 | 0
PseudoUnit | 0 | 0 | 0 | 0 | 0 | 0
FixedInterchange | 0 | 0 | 0 | 0 | 0 | 0
Emission Cost by Reporting Type: EI_US
ReportingType | 2015 | 2020 | 2025 | 2030 | 2035 | 2040
BM | 0 | 0 | 0 | 0 | 0 | 0
CC | 2.28 | 2.95 | 3.06 | 3.29 | 5.13 | 7.07
CSP | 0 | 0 | 0 | 0 | 0 | 0
CT | 0.07 | 0.1 | 0.17 | 0.22 | 0.78 | 1.09
Coal | 78.24 | 92.48 | 124.04 | 151.6 | 211 | 274.24
Geo | 0 | 0 | 0 | 0 | 0 | 0
H | 0 | 0 | 0 | 0 | 0 | 0
LFG | 0 | 0 | 0 | 0 | 0 | 0
Nuc | 0 | 0 | 0 | 0 | 0 | 0
PS | 0 | 0 | 0 | 0 | 0 | 0
PV | 0 | 0 | 0 | 0 | 0 | 0
PeakG | 0.16 | 0.34 | 0.4 | 0.31 | 0.54 | 0.81
PeakO | 0 | 0 | 0 | 0 | 0 | 0
ST | 0 | 0 | 0 | 0 | 0 | 0
STOG | 0.49 | 0.69 | 0.56 | 0.55 | 1.19 | 1.76
STWD | 0 | 0 | 0 | 0 | 0 | 0
WT | 0 | 0 | 0 | 0 | 0 | 0
IGCC | 0.09 | 0.12 | 0.15 | 0.19 | 0.25 | 0.32
DemandResponse | 0 | 0 | 0 | 0 | 0 | 0
IGCC-CCS | 0 | 0 | 0 | 0 | 0 | 0
WT_off | 0 | 0 | 0 | 0 | 0 | 0
PseudoUnit | 0 | 0 | 0 | 0 | 0 | 0
FixedInterchange | 0 | 0 | 0 | 0 | 0 | 0
Emission Cost by Reporting Type: EI_Canada
ReportingType | 2015 | 2020 | 2025 | 2030 | 2035 | 2040
BM | 0 | 0 | 0 | 0 | 0 | 0
CC | 0 | 0 | 0 | 0 | 0 | 0
CSP | 0 | 0 | 0 | 0 | 0 | 0
CT | 0 | 0 | 0 | 0 | 0 | 0
Coal | 0 | 0 | 0 | 0 | 0 | 0
Geo | 0 | 0 | 0 | 0 | 0 | 0
H | 0 | 0 | 0 | 0 | 0 | 0
LFG | 0 | 0 | 0 | 0 | 0 | 0
Nuc | 0 | 0 | 0 | 0 | 0 | 0
PS | 0 | 0 | 0 | 0 | 0 | 0
PV | 0 | 0 | 0 | 0 | 0 | 0
PeakG | 0 | 0 | 0 | 0 | 0 | 0
PeakO | 0 | 0 | 0 | 0 | 0 | 0
ST | 0 | 0 | 0 | 0 | 0 | 0
STOG | 0 | 0 | 0 | 0 | 0 | 0
STWD | 0 | 0 | 0 | 0 | 0 | 0
WT | 0 | 0 | 0 | 0 | 0 | 0
IGCC | 0 | 0 | 0 | 0 | 0 | 0
DemandResponse | 0 | 0 | 0 | 0 | 0 | 0
IGCC-CCS | 0 | 0 | 0 | 0 | 0 | 0
WT_off | 0 | 0 | 0 | 0 | 0 | 0
PseudoUnit | 0 | 0 | 0 | 0 | 0 | 0
FixedInterchange | 0 | 0 | 0 | 0 | 0 | 0
Emission Cost by Reporting Type: EI
ReportingType | 2015 | 2020 | 2025 | 2030 | 2035 | 2040
BM | 0 | 0 | 0 | 0 | 0 | 0
CC | 2.28 | 2.95 | 3.06 | 3.29 | 5.13 | 7.07
CSP | 0 | 0 | 0 | 0 | 0 | 0
CT | 0.07 | 0.1 | 0.17 | 0.22 | 0.78 | 1.09
Coal | 78.24 | 92.48 | 124.04 | 151.6 | 211 | 274.24
Geo | 0 | 0 | 0 | 0 | 0 | 0
H | 0 | 0 | 0 | 0 | 0 | 0
LFG | 0 | 0 | 0 | 0 | 0 | 0
Nuc | 0 | 0 | 0 | 0 | 0 | 0
PS | 0 | 0 | 0 | 0 | 0 | 0
PV | 0 | 0 | 0 | 0 | 0 | 0
PeakG | 0.16 | 0.34 | 0.4 | 0.31 | 0.54 | 0.81
PeakO | 0 | 0 | 0 | 0 | 0 | 0
ST | 0 | 0 | 0 | 0 | 0 | 0
STOG | 0.49 | 0.69 | 0.56 | 0.55 | 1.19 | 1.76
STWD | 0 | 0 | 0 | 0 | 0 | 0
WT | 0 | 0 | 0 | 0 | 0 | 0
IGCC | 0.09 | 0.12 | 0.15 | 0.19 | 0.25 | 0.32
DemandResponse | 0 | 0 | 0 | 0 | 0 | 0
IGCC-CCS | 0 | 0 | 0 | 0 | 0 | 0
WT_off | 0 | 0 | 0 | 0 | 0 | 0
PseudoUnit | 0 | 0 | 0 | 0 | 0 | 0
FixedInterchange | 0 | 0 | 0 | 0 | 0 | 0
Emission Cost by Reporting Type: Outside_EI
ReportingType | 2015 | 2020 | 2025 | 2030 | 2035 | 2040
BM | 0 | 0 | 0 | 0 | 0 | 0
CC | 0 | 0 | 0 | 0 | 0 | 0
CSP | 0 | 0 | 0 | 0 | 0 | 0
CT | 0 | 0 | 0 | 0 | 0 | 0
Coal | 0 | 0 | 0 | 0 | 0 | 0
Geo | 0 | 0 | 0 | 0 | 0 | 0
H | 0 | 0 | 0 | 0 | 0 | 0
LFG | 0 | 0 | 0 | 0 | 0 | 0
Nuc | 0 | 0 | 0 | 0 | 0 | 0
PS | 0 | 0 | 0 | 0 | 0 | 0
PV | 0 | 0 | 0 | 0 | 0 | 0
PeakG | 0 | 0 | 0 | 0 | 0 | 0
PeakO | 0 | 0 | 0 | 0 | 0 | 0
ST | 0 | 0 | 0 | 0 | 0 | 0
STOG | 0 | 0 | 0 | 0 | 0 | 0
STWD | 0 | 0 | 0 | 0 | 0 | 0
WT | 0 | 0 | 0 | 0 | 0 | 0
IGCC | 0 | 0 | 0 | 0 | 0 | 0
DemandResponse | 0 | 0 | 0 | 0 | 0 | 0
IGCC-CCS | 0 | 0 | 0 | 0 | 0 | 0
WT_off | 0 | 0 | 0 | 0 | 0 | 0
PseudoUnit | 0 | 0 | 0 | 0 | 0 | 0
FixedInterchange | 0 | 0 | 0 | 0 | 0 | 0
==== Emission Program: CAMR : (Hg) ====
Emission Cost by Reporting Type: Entergy
ReportingType | 2015 | 2020 | 2025 | 2030 | 2035 | 2040
BM | 0 | 0 | 0 | 0 | 0 | 0
CC | 0 | 0 | 0 | 0 | 0 | 0
CSP | 0 | 0 | 0 | 0 | 0 | 0
CT | 0 | 0 | 0 | 0 | 0 | 0
Coal | 0 | 0 | 0 | 0 | 0 | 0
Geo | 0 | 0 | 0 | 0 | 0 | 0
H | 0 | 0 | 0 | 0 | 0 | 0
LFG | 0 | 0 | 0 | 0 | 0 | 0
Nuc | 0 | 0 | 0 | 0 | 0 | 0
PS | 0 | 0 | 0 | 0 | 0 | 0
PV | 0 | 0 | 0 | 0 | 0 | 0
PeakG | 0 | 0 | 0 | 0 | 0 | 0
PeakO | 0 | 0 | 0 | 0 | 0 | 0
ST | 0 | 0 | 0 | 0 | 0 | 0
STOG | 0 | 0 | 0 | 0 | 0 | 0
STWD | 0 | 0 | 0 | 0 | 0 | 0
WT | 0 | 0 | 0 | 0 | 0 | 0
IGCC | 0 | 0 | 0 | 0 | 0 | 0
DemandResponse | 0 | 0 | 0 | 0 | 0 | 0
IGCC-CCS | 0 | 0 | 0 | 0 | 0 | 0
WT_off | 0 | 0 | 0 | 0 | 0 | 0
PseudoUnit | 0 | 0 | 0 | 0 | 0 | 0
FixedInterchange | 0 | 0 | 0 | 0 | 0 | 0
Emission Cost by Reporting Type: FRCC
ReportingType | 2015 | 2020 | 2025 | 2030 | 2035 | 2040
BM | 0 | 0 | 0 | 0 | 0 | 0
CC | 0 | 0 | 0 | 0 | 0 | 0
CSP | 0 | 0 | 0 | 0 | 0 | 0
CT | 0 | 0 | 0 | 0 | 0 | 0
Coal | 0 | 0 | 0 | 0 | 0 | 0
Geo | 0 | 0 | 0 | 0 | 0 | 0
H | 0 | 0 | 0 | 0 | 0 | 0
LFG | 0 | 0 | 0 | 0 | 0 | 0
Nuc | 0 | 0 | 0 | 0 | 0 | 0
PS | 0 | 0 | 0 | 0 | 0 | 0
PV | 0 | 0 | 0 | 0 | 0 | 0
PeakG | 0 | 0 | 0 | 0 | 0 | 0
PeakO | 0 | 0 | 0 | 0 | 0 | 0
ST | 0 | 0 | 0 | 0 | 0 | 0
STOG | 0 | 0 | 0 | 0 | 0 | 0
STWD | 0 | 0 | 0 | 0 | 0 | 0
WT | 0 | 0 | 0 | 0 | 0 | 0
IGCC | 0 | 0 | 0 | 0 | 0 | 0
DemandResponse | 0 | 0 | 0 | 0 | 0 | 0
IGCC-CCS | 0 | 0 | 0 | 0 | 0 | 0
WT_off | 0 | 0 | 0 | 0 | 0 | 0
PseudoUnit | 0 | 0 | 0 | 0 | 0 | 0
FixedInterchange | 0 | 0 | 0 | 0 | 0 | 0
Emission Cost by Reporting Type: MAPP_US
ReportingType | 2015 | 2020 | 2025 | 2030 | 2035 | 2040
BM | 0 | 0 | 0 | 0 | 0 | 0
CC | 0 | 0 | 0 | 0 | 0 | 0
CSP | 0 | 0 | 0 | 0 | 0 | 0
CT | 0 | 0 | 0 | 0 | 0 | 0
Coal | 0 | 0 | 0 | 0 | 0 | 0
Geo | 0 | 0 | 0 | 0 | 0 | 0
H | 0 | 0 | 0 | 0 | 0 | 0
LFG | 0 | 0 | 0 | 0 | 0 | 0
Nuc | 0 | 0 | 0 | 0 | 0 | 0
PS | 0 | 0 | 0 | 0 | 0 | 0
PV | 0 | 0 | 0 | 0 | 0 | 0
PeakG | 0 | 0 | 0 | 0 | 0 | 0
PeakO | 0 | 0 | 0 | 0 | 0 | 0
ST | 0 | 0 | 0 | 0 | 0 | 0
STOG | 0 | 0 | 0 | 0 | 0 | 0
STWD | 0 | 0 | 0 | 0 | 0 | 0
WT | 0 | 0 | 0 | 0 | 0 | 0
IGCC | 0 | 0 | 0 | 0 | 0 | 0
DemandResponse | 0 | 0 | 0 | 0 | 0 | 0
IGCC-CCS | 0 | 0 | 0 | 0 | 0 | 0
WT_off | 0 | 0 | 0 | 0 | 0 | 0
PseudoUnit | 0 | 0 | 0 | 0 | 0 | 0
FixedInterchange | 0 | 0 | 0 | 0 | 0 | 0
Emission Cost by Reporting Type: MISO_IN
ReportingType | 2015 | 2020 | 2025 | 2030 | 2035 | 2040
BM | 0 | 0 | 0 | 0 | 0 | 0
CC | 0 | 0 | 0 | 0 | 0 | 0
CSP | 0 | 0 | 0 | 0 | 0 | 0
CT | 0 | 0 | 0 | 0 | 0 | 0
Coal | 0 | 0 | 0 | 0 | 0 | 0
Geo | 0 | 0 | 0 | 0 | 0 | 0
H | 0 | 0 | 0 | 0 | 0 | 0
LFG | 0 | 0 | 0 | 0 | 0 | 0
Nuc | 0 | 0 | 0 | 0 | 0 | 0
PS | 0 | 0 | 0 | 0 | 0 | 0
PV | 0 | 0 | 0 | 0 | 0 | 0
PeakG | 0 | 0 | 0 | 0 | 0 | 0
PeakO | 0 | 0 | 0 | 0 | 0 | 0
ST | 0 | 0 | 0 | 0 | 0 | 0
STOG | 0 | 0 | 0 | 0 | 0 | 0
STWD | 0 | 0 | 0 | 0 | 0 | 0
WT | 0 | 0 | 0 | 0 | 0 | 0
IGCC | 0 | 0 | 0 | 0 | 0 | 0
DemandResponse | 0 | 0 | 0 | 0 | 0 | 0
IGCC-CCS | 0 | 0 | 0 | 0 | 0 | 0
WT_off | 0 | 0 | 0 | 0 | 0 | 0
PseudoUnit | 0 | 0 | 0 | 0 | 0 | 0
FixedInterchange | 0 | 0 | 0 | 0 | 0 | 0
Emission Cost by Reporting Type: MISO_MI
ReportingType | 2015 | 2020 | 2025 | 2030 | 2035 | 2040
BM | 0 | 0 | 0 | 0 | 0 | 0
CC | 0 | 0 | 0 | 0 | 0 | 0
CSP | 0 | 0 | 0 | 0 | 0 | 0
CT | 0 | 0 | 0 | 0 | 0 | 0
Coal | 0 | 0 | 0 | 0 | 0 | 0
Geo | 0 | 0 | 0 | 0 | 0 | 0
H | 0 | 0 | 0 | 0 | 0 | 0
LFG | 0 | 0 | 0 | 0 | 0 | 0
Nuc | 0 | 0 | 0 | 0 | 0 | 0
PS | 0 | 0 | 0 | 0 | 0 | 0
PV | 0 | 0 | 0 | 0 | 0 | 0
PeakG | 0 | 0 | 0 | 0 | 0 | 0
PeakO | 0 | 0 | 0 | 0 | 0 | 0
ST | 0 | 0 | 0 | 0 | 0 | 0
STOG | 0 | 0 | 0 | 0 | 0 | 0
STWD | 0 | 0 | 0 | 0 | 0 | 0
WT | 0 | 0 | 0 | 0 | 0 | 0
IGCC | 0 | 0 | 0 | 0 | 0 | 0
DemandResponse | 0 | 0 | 0 | 0 | 0 | 0
IGCC-CCS | 0 | 0 | 0 | 0 | 0 | 0
WT_off | 0 | 0 | 0 | 0 | 0 | 0
PseudoUnit | 0 | 0 | 0 | 0 | 0 | 0
FixedInterchange | 0 | 0 | 0 | 0 | 0 | 0
Emission Cost by Reporting Type: MISO_MO-IL
ReportingType | 2015 | 2020 | 2025 | 2030 | 2035 | 2040
BM | 0 | 0 | 0 | 0 | 0 | 0
CC | 0 | 0 | 0 | 0 | 0 | 0
CSP | 0 | 0 | 0 | 0 | 0 | 0
CT | 0 | 0 | 0 | 0 | 0 | 0
Coal | 0 | 0 | 0 | 0 | 0 | 0
Geo | 0 | 0 | 0 | 0 | 0 | 0
H | 0 | 0 | 0 | 0 | 0 | 0
LFG | 0 | 0 | 0 | 0 | 0 | 0
Nuc | 0 | 0 | 0 | 0 | 0 | 0
PS | 0 | 0 | 0 | 0 | 0 | 0
PV | 0 | 0 | 0 | 0 | 0 | 0
PeakG | 0 | 0 | 0 | 0 | 0 | 0
PeakO | 0 | 0 | 0 | 0 | 0 | 0
ST | 0 | 0 | 0 | 0 | 0 | 0
STOG | 0 | 0 | 0 | 0 | 0 | 0
STWD | 0 | 0 | 0 | 0 | 0 | 0
WT | 0 | 0 | 0 | 0 | 0 | 0
IGCC | 0 | 0 | 0 | 0 | 0 | 0
DemandResponse | 0 | 0 | 0 | 0 | 0 | 0
IGCC-CCS | 0 | 0 | 0 | 0 | 0 | 0
WT_off | 0 | 0 | 0 | 0 | 0 | 0
PseudoUnit | 0 | 0 | 0 | 0 | 0 | 0
FixedInterchange | 0 | 0 | 0 | 0 | 0 | 0
Emission Cost by Reporting Type: MISO_W
ReportingType | 2015 | 2020 | 2025 | 2030 | 2035 | 2040
BM | 0 | 0 | 0 | 0 | 0 | 0
CC | 0 | 0 | 0 | 0 | 0 | 0
CSP | 0 | 0 | 0 | 0 | 0 | 0
CT | 0 | 0 | 0 | 0 | 0 | 0
Coal | 0 | 0 | 0 | 0 | 0 | 0
Geo | 0 | 0 | 0 | 0 | 0 | 0
H | 0 | 0 | 0 | 0 | 0 | 0
LFG | 0 | 0 | 0 | 0 | 0 | 0
Nuc | 0 | 0 | 0 | 0 | 0 | 0
PS | 0 | 0 | 0 | 0 | 0 | 0
PV | 0 | 0 | 0 | 0 | 0 | 0
PeakG | 0 | 0 | 0 | 0 | 0 | 0
PeakO | 0 | 0 | 0 | 0 | 0 | 0
ST | 0 | 0 | 0 | 0 | 0 | 0
STOG | 0 | 0 | 0 | 0 | 0 | 0
STWD | 0 | 0 | 0 | 0 | 0 | 0
WT | 0 | 0 | 0 | 0 | 0 | 0
IGCC | 0 | 0 | 0 | 0 | 0 | 0
DemandResponse | 0 | 0 | 0 | 0 | 0 | 0
IGCC-CCS | 0 | 0 | 0 | 0 | 0 | 0
WT_off | 0 | 0 | 0 | 0 | 0 | 0
PseudoUnit | 0 | 0 | 0 | 0 | 0 | 0
FixedInterchange | 0 | 0 | 0 | 0 | 0 | 0
Emission Cost by Reporting Type: MISO_WUMS
ReportingType | 2015 | 2020 | 2025 | 2030 | 2035 | 2040
BM | 0 | 0 | 0 | 0 | 0 | 0
CC | 0 | 0 | 0 | 0 | 0 | 0
CSP | 0 | 0 | 0 | 0 | 0 | 0
CT | 0 | 0 | 0 | 0 | 0 | 0
Coal | 0 | 0 | 0 | 0 | 0 | 0
Geo | 0 | 0 | 0 | 0 | 0 | 0
H | 0 | 0 | 0 | 0 | 0 | 0
LFG | 0 | 0 | 0 | 0 | 0 | 0
Nuc | 0 | 0 | 0 | 0 | 0 | 0
PS | 0 | 0 | 0 | 0 | 0 | 0
PV | 0 | 0 | 0 | 0 | 0 | 0
PeakG | 0 | 0 | 0 | 0 | 0 | 0
PeakO | 0 | 0 | 0 | 0 | 0 | 0
ST | 0 | 0 | 0 | 0 | 0 | 0
STOG | 0 | 0 | 0 | 0 | 0 | 0
STWD | 0 | 0 | 0 | 0 | 0 | 0
WT | 0 | 0 | 0 | 0 | 0 | 0
IGCC | 0 | 0 | 0 | 0 | 0 | 0
DemandResponse | 0 | 0 | 0 | 0 | 0 | 0
IGCC-CCS | 0 | 0 | 0 | 0 | 0 | 0
WT_off | 0 | 0 | 0 | 0 | 0 | 0
PseudoUnit | 0 | 0 | 0 | 0 | 0 | 0
FixedInterchange | 0 | 0 | 0 | 0 | 0 | 0
Emission Cost by Reporting Type: Nebraska
ReportingType | 2015 | 2020 | 2025 | 2030 | 2035 | 2040
BM | 0 | 0 | 0 | 0 | 0 | 0
CC | 0 | 0 | 0 | 0 | 0 | 0
CSP | 0 | 0 | 0 | 0 | 0 | 0
CT | 0 | 0 | 0 | 0 | 0 | 0
Coal | 0 | 0 | 0 | 0 | 0 | 0
Geo | 0 | 0 | 0 | 0 | 0 | 0
H | 0 | 0 | 0 | 0 | 0 | 0
LFG | 0 | 0 | 0 | 0 | 0 | 0
Nuc | 0 | 0 | 0 | 0 | 0 | 0
PS | 0 | 0 | 0 | 0 | 0 | 0
PV | 0 | 0 | 0 | 0 | 0 | 0
PeakG | 0 | 0 | 0 | 0 | 0 | 0
PeakO | 0 | 0 | 0 | 0 | 0 | 0
ST | 0 | 0 | 0 | 0 | 0 | 0
STOG | 0 | 0 | 0 | 0 | 0 | 0
STWD | 0 | 0 | 0 | 0 | 0 | 0
WT | 0 | 0 | 0 | 0 | 0 | 0
IGCC | 0 | 0 | 0 | 0 | 0 | 0
DemandResponse | 0 | 0 | 0 | 0 | 0 | 0
IGCC-CCS | 0 | 0 | 0 | 0 | 0 | 0
WT_off | 0 | 0 | 0 | 0 | 0 | 0
PseudoUnit | 0 | 0 | 0 | 0 | 0 | 0
FixedInterchange | 0 | 0 | 0 | 0 | 0 | 0
Emission Cost by Reporting Type: NEISO
ReportingType | 2015 | 2020 | 2025 | 2030 | 2035 | 2040
BM | 0 | 0 | 0 | 0 | 0 | 0
CC | 0 | 0 | 0 | 0 | 0 | 0
CSP | 0 | 0 | 0 | 0 | 0 | 0
CT | 0 | 0 | 0 | 0 | 0 | 0
Coal | 0 | 0 | 0 | 0 | 0 | 0
Geo | 0 | 0 | 0 | 0 | 0 | 0
H | 0 | 0 | 0 | 0 | 0 | 0
LFG | 0 | 0 | 0 | 0 | 0 | 0
Nuc | 0 | 0 | 0 | 0 | 0 | 0
PS | 0 | 0 | 0 | 0 | 0 | 0
PV | 0 | 0 | 0 | 0 | 0 | 0
PeakG | 0 | 0 | 0 | 0 | 0 | 0
PeakO | 0 | 0 | 0 | 0 | 0 | 0
ST | 0 | 0 | 0 | 0 | 0 | 0
STOG | 0 | 0 | 0 | 0 | 0 | 0
STWD | 0 | 0 | 0 | 0 | 0 | 0
WT | 0 | 0 | 0 | 0 | 0 | 0
IGCC | 0 | 0 | 0 | 0 | 0 | 0
DemandResponse | 0 | 0 | 0 | 0 | 0 | 0
IGCC-CCS | 0 | 0 | 0 | 0 | 0 | 0
WT_off | 0 | 0 | 0 | 0 | 0 | 0
PseudoUnit | 0 | 0 | 0 | 0 | 0 | 0
FixedInterchange | 0 | 0 | 0 | 0 | 0 | 0
Emission Cost by Reporting Type: NonRTO_Midwest
ReportingType | 2015 | 2020 | 2025 | 2030 | 2035 | 2040
BM | 0 | 0 | 0 | 0 | 0 | 0
CC | 0 | 0 | 0 | 0 | 0 | 0
CSP | 0 | 0 | 0 | 0 | 0 | 0
CT | 0 | 0 | 0 | 0 | 0 | 0
Coal | 0 | 0 | 0 | 0 | 0 | 0
Geo | 0 | 0 | 0 | 0 | 0 | 0
H | 0 | 0 | 0 | 0 | 0 | 0
LFG | 0 | 0 | 0 | 0 | 0 | 0
Nuc | 0 | 0 | 0 | 0 | 0 | 0
PS | 0 | 0 | 0 | 0 | 0 | 0
PV | 0 | 0 | 0 | 0 | 0 | 0
PeakG | 0 | 0 | 0 | 0 | 0 | 0
PeakO | 0 | 0 | 0 | 0 | 0 | 0
ST | 0 | 0 | 0 | 0 | 0 | 0
STOG | 0 | 0 | 0 | 0 | 0 | 0
STWD | 0 | 0 | 0 | 0 | 0 | 0
WT | 0 | 0 | 0 | 0 | 0 | 0
IGCC | 0 | 0 | 0 | 0 | 0 | 0
DemandResponse | 0 | 0 | 0 | 0 | 0 | 0
IGCC-CCS | 0 | 0 | 0 | 0 | 0 | 0
WT_off | 0 | 0 | 0 | 0 | 0 | 0
PseudoUnit | 0 | 0 | 0 | 0 | 0 | 0
FixedInterchange | 0 | 0 | 0 | 0 | 0 | 0
Emission Cost by Reporting Type: NYISO_A-F
ReportingType | 2015 | 2020 | 2025 | 2030 | 2035 | 2040
BM | 0 | 0 | 0 | 0 | 0 | 0
CC | 0 | 0 | 0 | 0 | 0 | 0
CSP | 0 | 0 | 0 | 0 | 0 | 0
CT | 0 | 0 | 0 | 0 | 0 | 0
Coal | 0 | 0 | 0 | 0 | 0 | 0
Geo | 0 | 0 | 0 | 0 | 0 | 0
H | 0 | 0 | 0 | 0 | 0 | 0
LFG | 0 | 0 | 0 | 0 | 0 | 0
Nuc | 0 | 0 | 0 | 0 | 0 | 0
PS | 0 | 0 | 0 | 0 | 0 | 0
PV | 0 | 0 | 0 | 0 | 0 | 0
PeakG | 0 | 0 | 0 | 0 | 0 | 0
PeakO | 0 | 0 | 0 | 0 | 0 | 0
ST | 0 | 0 | 0 | 0 | 0 | 0
STOG | 0 | 0 | 0 | 0 | 0 | 0
STWD | 0 | 0 | 0 | 0 | 0 | 0
WT | 0 | 0 | 0 | 0 | 0 | 0
IGCC | 0 | 0 | 0 | 0 | 0 | 0
DemandResponse | 0 | 0 | 0 | 0 | 0 | 0
IGCC-CCS | 0 | 0 | 0 | 0 | 0 | 0
WT_off | 0 | 0 | 0 | 0 | 0 | 0
PseudoUnit | 0 | 0 | 0 | 0 | 0 | 0
FixedInterchange | 0 | 0 | 0 | 0 | 0 | 0
Emission Cost by Reporting Type: NYISO_G-I
ReportingType | 2015 | 2020 | 2025 | 2030 | 2035 | 2040
BM | 0 | 0 | 0 | 0 | 0 | 0
CC | 0 | 0 | 0 | 0 | 0 | 0
CSP | 0 | 0 | 0 | 0 | 0 | 0
CT | 0 | 0 | 0 | 0 | 0 | 0
Coal | 0 | 0 | 0 | 0 | 0 | 0
Geo | 0 | 0 | 0 | 0 | 0 | 0
H | 0 | 0 | 0 | 0 | 0 | 0
LFG | 0 | 0 | 0 | 0 | 0 | 0
Nuc | 0 | 0 | 0 | 0 | 0 | 0
PS | 0 | 0 | 0 | 0 | 0 | 0
PV | 0 | 0 | 0 | 0 | 0 | 0
PeakG | 0 | 0 | 0 | 0 | 0 | 0
PeakO | 0 | 0 | 0 | 0 | 0 | 0
ST | 0 | 0 | 0 | 0 | 0 | 0
STOG | 0 | 0 | 0 | 0 | 0 | 0
STWD | 0 | 0 | 0 | 0 | 0 | 0
WT | 0 | 0 | 0 | 0 | 0 | 0
IGCC | 0 | 0 | 0 | 0 | 0 | 0
DemandResponse | 0 | 0 | 0 | 0 | 0 | 0
IGCC-CCS | 0 | 0 | 0 | 0 | 0 | 0
WT_off | 0 | 0 | 0 | 0 | 0 | 0
PseudoUnit | 0 | 0 | 0 | 0 | 0 | 0
FixedInterchange | 0 | 0 | 0 | 0 | 0 | 0
Emission Cost by Reporting Type: NYISO_J-K
ReportingType | 2015 | 2020 | 2025 | 2030 | 2035 | 2040
BM | 0 | 0 | 0 | 0 | 0 | 0
CC | 0 | 0 | 0 | 0 | 0 | 0
CSP | 0 | 0 | 0 | 0 | 0 | 0
CT | 0 | 0 | 0 | 0 | 0 | 0
Coal | 0 | 0 | 0 | 0 | 0 | 0
Geo | 0 | 0 | 0 | 0 | 0 | 0
H | 0 | 0 | 0 | 0 | 0 | 0
LFG | 0 | 0 | 0 | 0 | 0 | 0
Nuc | 0 | 0 | 0 | 0 | 0 | 0
PS | 0 | 0 | 0 | 0 | 0 | 0
PV | 0 | 0 | 0 | 0 | 0 | 0
PeakG | 0 | 0 | 0 | 0 | 0 | 0
PeakO | 0 | 0 | 0 | 0 | 0 | 0
ST | 0 | 0 | 0 | 0 | 0 | 0
STOG | 0 | 0 | 0 | 0 | 0 | 0
STWD | 0 | 0 | 0 | 0 | 0 | 0
WT | 0 | 0 | 0 | 0 | 0 | 0
IGCC | 0 | 0 | 0 | 0 | 0 | 0
DemandResponse | 0 | 0 | 0 | 0 | 0 | 0
IGCC-CCS | 0 | 0 | 0 | 0 | 0 | 0
WT_off | 0 | 0 | 0 | 0 | 0 | 0
PseudoUnit | 0 | 0 | 0 | 0 | 0 | 0
FixedInterchange | 0 | 0 | 0 | 0 | 0 | 0
Emission Cost by Reporting Type: PJM_E
ReportingType | 2015 | 2020 | 2025 | 2030 | 2035 | 2040
BM | 0 | 0 | 0 | 0 | 0 | 0
CC | 0 | 0 | 0 | 0 | 0 | 0
CSP | 0 | 0 | 0 | 0 | 0 | 0
CT | 0 | 0 | 0 | 0 | 0 | 0
Coal | 0 | 0 | 0 | 0 | 0 | 0
Geo | 0 | 0 | 0 | 0 | 0 | 0
H | 0 | 0 | 0 | 0 | 0 | 0
LFG | 0 | 0 | 0 | 0 | 0 | 0
Nuc | 0 | 0 | 0 | 0 | 0 | 0
PS | 0 | 0 | 0 | 0 | 0 | 0
PV | 0 | 0 | 0 | 0 | 0 | 0
PeakG | 0 | 0 | 0 | 0 | 0 | 0
PeakO | 0 | 0 | 0 | 0 | 0 | 0
ST | 0 | 0 | 0 | 0 | 0 | 0
STOG | 0 | 0 | 0 | 0 | 0 | 0
STWD | 0 | 0 | 0 | 0 | 0 | 0
WT | 0 | 0 | 0 | 0 | 0 | 0
IGCC | 0 | 0 | 0 | 0 | 0 | 0
DemandResponse | 0 | 0 | 0 | 0 | 0 | 0
IGCC-CCS | 0 | 0 | 0 | 0 | 0 | 0
WT_off | 0 | 0 | 0 | 0 | 0 | 0
PseudoUnit | 0 | 0 | 0 | 0 | 0 | 0
FixedInterchange | 0 | 0 | 0 | 0 | 0 | 0
Emission Cost by Reporting Type: PJM_ROM
ReportingType | 2015 | 2020 | 2025 | 2030 | 2035 | 2040
BM | 0 | 0 | 0 | 0 | 0 | 0
CC | 0 | 0 | 0 | 0 | 0 | 0
CSP | 0 | 0 | 0 | 0 | 0 | 0
CT | 0 | 0 | 0 | 0 | 0 | 0
Coal | 0 | 0 | 0 | 0 | 0 | 0
Geo | 0 | 0 | 0 | 0 | 0 | 0
H | 0 | 0 | 0 | 0 | 0 | 0
LFG | 0 | 0 | 0 | 0 | 0 | 0
Nuc | 0 | 0 | 0 | 0 | 0 | 0
PS | 0 | 0 | 0 | 0 | 0 | 0
PV | 0 | 0 | 0 | 0 | 0 | 0
PeakG | 0 | 0 | 0 | 0 | 0 | 0
PeakO | 0 | 0 | 0 | 0 | 0 | 0
ST | 0 | 0 | 0 | 0 | 0 | 0
STOG | 0 | 0 | 0 | 0 | 0 | 0
STWD | 0 | 0 | 0 | 0 | 0 | 0
WT | 0 | 0 | 0 | 0 | 0 | 0
IGCC | 0 | 0 | 0 | 0 | 0 | 0
DemandResponse | 0 | 0 | 0 | 0 | 0 | 0
IGCC-CCS | 0 | 0 | 0 | 0 | 0 | 0
WT_off | 0 | 0 | 0 | 0 | 0 | 0
PseudoUnit | 0 | 0 | 0 | 0 | 0 | 0
FixedInterchange | 0 | 0 | 0 | 0 | 0 | 0
Emission Cost by Reporting Type: PJM_ROR
ReportingType | 2015 | 2020 | 2025 | 2030 | 2035 | 2040
BM | 0 | 0 | 0 | 0 | 0 | 0
CC | 0 | 0 | 0 | 0 | 0 | 0
CSP | 0 | 0 | 0 | 0 | 0 | 0
CT | 0 | 0 | 0 | 0 | 0 | 0
Coal | 0 | 0 | 0 | 0 | 0 | 0
Geo | 0 | 0 | 0 | 0 | 0 | 0
H | 0 | 0 | 0 | 0 | 0 | 0
LFG | 0 | 0 | 0 | 0 | 0 | 0
Nuc | 0 | 0 | 0 | 0 | 0 | 0
PS | 0 | 0 | 0 | 0 | 0 | 0
PV | 0 | 0 | 0 | 0 | 0 | 0
PeakG | 0 | 0 | 0 | 0 | 0 | 0
PeakO | 0 | 0 | 0 | 0 | 0 | 0
ST | 0 | 0 | 0 | 0 | 0 | 0
STOG | 0 | 0 | 0 | 0 | 0 | 0
STWD | 0 | 0 | 0 | 0 | 0 | 0
WT | 0 | 0 | 0 | 0 | 0 | 0
IGCC | 0 | 0 | 0 | 0 | 0 | 0
DemandResponse | 0 | 0 | 0 | 0 | 0 | 0
IGCC-CCS | 0 | 0 | 0 | 0 | 0 | 0
WT_off | 0 | 0 | 0 | 0 | 0 | 0
PseudoUnit | 0 | 0 | 0 | 0 | 0 | 0
FixedInterchange | 0 | 0 | 0 | 0 | 0 | 0
Emission Cost by Reporting Type: SOCO
ReportingType | 2015 | 2020 | 2025 | 2030 | 2035 | 2040
BM | 0 | 0 | 0 | 0 | 0 | 0
CC | 0 | 0 | 0 | 0 | 0 | 0
CSP | 0 | 0 | 0 | 0 | 0 | 0
CT | 0 | 0 | 0 | 0 | 0 | 0
Coal | 0 | 0 | 0 | 0 | 0 | 0
Geo | 0 | 0 | 0 | 0 | 0 | 0
H | 0 | 0 | 0 | 0 | 0 | 0
LFG | 0 | 0 | 0 | 0 | 0 | 0
Nuc | 0 | 0 | 0 | 0 | 0 | 0
PS | 0 | 0 | 0 | 0 | 0 | 0
PV | 0 | 0 | 0 | 0 | 0 | 0
PeakG | 0 | 0 | 0 | 0 | 0 | 0
PeakO | 0 | 0 | 0 | 0 | 0 | 0
ST | 0 | 0 | 0 | 0 | 0 | 0
STOG | 0 | 0 | 0 | 0 | 0 | 0
STWD | 0 | 0 | 0 | 0 | 0 | 0
WT | 0 | 0 | 0 | 0 | 0 | 0
IGCC | 0 | 0 | 0 | 0 | 0 | 0
DemandResponse | 0 | 0 | 0 | 0 | 0 | 0
IGCC-CCS | 0 | 0 | 0 | 0 | 0 | 0
WT_off | 0 | 0 | 0 | 0 | 0 | 0
PseudoUnit | 0 | 0 | 0 | 0 | 0 | 0
FixedInterchange | 0 | 0 | 0 | 0 | 0 | 0
Emission Cost by Reporting Type: SPP_N
ReportingType | 2015 | 2020 | 2025 | 2030 | 2035 | 2040
BM | 0 | 0 | 0 | 0 | 0 | 0
CC | 0 | 0 | 0 | 0 | 0 | 0
CSP | 0 | 0 | 0 | 0 | 0 | 0
CT | 0 | 0 | 0 | 0 | 0 | 0
Coal | 0 | 0 | 0 | 0 | 0 | 0
Geo | 0 | 0 | 0 | 0 | 0 | 0
H | 0 | 0 | 0 | 0 | 0 | 0
LFG | 0 | 0 | 0 | 0 | 0 | 0
Nuc | 0 | 0 | 0 | 0 | 0 | 0
PS | 0 | 0 | 0 | 0 | 0 | 0
PV | 0 | 0 | 0 | 0 | 0 | 0
PeakG | 0 | 0 | 0 | 0 | 0 | 0
PeakO | 0 | 0 | 0 | 0 | 0 | 0
ST | 0 | 0 | 0 | 0 | 0 | 0
STOG | 0 | 0 | 0 | 0 | 0 | 0
STWD | 0 | 0 | 0 | 0 | 0 | 0
WT | 0 | 0 | 0 | 0 | 0 | 0
IGCC | 0 | 0 | 0 | 0 | 0 | 0
DemandResponse | 0 | 0 | 0 | 0 | 0 | 0
IGCC-CCS | 0 | 0 | 0 | 0 | 0 | 0
WT_off | 0 | 0 | 0 | 0 | 0 | 0
PseudoUnit | 0 | 0 | 0 | 0 | 0 | 0
FixedInterchange | 0 | 0 | 0 | 0 | 0 | 0
Emission Cost by Reporting Type: SPP_S
ReportingType | 2015 | 2020 | 2025 | 2030 | 2035 | 2040
BM | 0 | 0 | 0 | 0 | 0 | 0
CC | 0 | 0 | 0 | 0 | 0 | 0
CSP | 0 | 0 | 0 | 0 | 0 | 0
CT | 0 | 0 | 0 | 0 | 0 | 0
Coal | 0 | 0 | 0 | 0 | 0 | 0
Geo | 0 | 0 | 0 | 0 | 0 | 0
H | 0 | 0 | 0 | 0 | 0 | 0
LFG | 0 | 0 | 0 | 0 | 0 | 0
Nuc | 0 | 0 | 0 | 0 | 0 | 0
PS | 0 | 0 | 0 | 0 | 0 | 0
PV | 0 | 0 | 0 | 0 | 0 | 0
PeakG | 0 | 0 | 0 | 0 | 0 | 0
PeakO | 0 | 0 | 0 | 0 | 0 | 0
ST | 0 | 0 | 0 | 0 | 0 | 0
STOG | 0 | 0 | 0 | 0 | 0 | 0
STWD | 0 | 0 | 0 | 0 | 0 | 0
WT | 0 | 0 | 0 | 0 | 0 | 0
IGCC | 0 | 0 | 0 | 0 | 0 | 0
DemandResponse | 0 | 0 | 0 | 0 | 0 | 0
IGCC-CCS | 0 | 0 | 0 | 0 | 0 | 0
WT_off | 0 | 0 | 0 | 0 | 0 | 0
PseudoUnit | 0 | 0 | 0 | 0 | 0 | 0
FixedInterchange | 0 | 0 | 0 | 0 | 0 | 0
Emission Cost by Reporting Type: TVA
ReportingType | 2015 | 2020 | 2025 | 2030 | 2035 | 2040
BM | 0 | 0 | 0 | 0 | 0 | 0
CC | 0 | 0 | 0 | 0 | 0 | 0
CSP | 0 | 0 | 0 | 0 | 0 | 0
CT | 0 | 0 | 0 | 0 | 0 | 0
Coal | 0 | 0 | 0 | 0 | 0 | 0
Geo | 0 | 0 | 0 | 0 | 0 | 0
H | 0 | 0 | 0 | 0 | 0 | 0
LFG | 0 | 0 | 0 | 0 | 0 | 0
Nuc | 0 | 0 | 0 | 0 | 0 | 0
PS | 0 | 0 | 0 | 0 | 0 | 0
PV | 0 | 0 | 0 | 0 | 0 | 0
PeakG | 0 | 0 | 0 | 0 | 0 | 0
PeakO | 0 | 0 | 0 | 0 | 0 | 0
ST | 0 | 0 | 0 | 0 | 0 | 0
STOG | 0 | 0 | 0 | 0 | 0 | 0
STWD | 0 | 0 | 0 | 0 | 0 | 0
WT | 0 | 0 | 0 | 0 | 0 | 0
IGCC | 0 | 0 | 0 | 0 | 0 | 0
DemandResponse | 0 | 0 | 0 | 0 | 0 | 0
IGCC-CCS | 0 | 0 | 0 | 0 | 0 | 0
WT_off | 0 | 0 | 0 | 0 | 0 | 0
PseudoUnit | 0 | 0 | 0 | 0 | 0 | 0
FixedInterchange | 0 | 0 | 0 | 0 | 0 | 0
Emission Cost by Reporting Type: TVA_Transmission
ReportingType | 2015 | 2020 | 2025 | 2030 | 2035 | 2040
BM | 0 | 0 | 0 | 0 | 0 | 0
CC | 0 | 0 | 0 | 0 | 0 | 0
CSP | 0 | 0 | 0 | 0 | 0 | 0
CT | 0 | 0 | 0 | 0 | 0 | 0
Coal | 0 | 0 | 0 | 0 | 0 | 0
Geo | 0 | 0 | 0 | 0 | 0 | 0
H | 0 | 0 | 0 | 0 | 0 | 0
LFG | 0 | 0 | 0 | 0 | 0 | 0
Nuc | 0 | 0 | 0 | 0 | 0 | 0
PS | 0 | 0 | 0 | 0 | 0 | 0
PV | 0 | 0 | 0 | 0 | 0 | 0
PeakG | 0 | 0 | 0 | 0 | 0 | 0
PeakO | 0 | 0 | 0 | 0 | 0 | 0
ST | 0 | 0 | 0 | 0 | 0 | 0
STOG | 0 | 0 | 0 | 0 | 0 | 0
STWD | 0 | 0 | 0 | 0 | 0 | 0
WT | 0 | 0 | 0 | 0 | 0 | 0
IGCC | 0 | 0 | 0 | 0 | 0 | 0
DemandResponse | 0 | 0 | 0 | 0 | 0 | 0
IGCC-CCS | 0 | 0 | 0 | 0 | 0 | 0
WT_off | 0 | 0 | 0 | 0 | 0 | 0
PseudoUnit | 0 | 0 | 0 | 0 | 0 | 0
FixedInterchange | 0 | 0 | 0 | 0 | 0 | 0
Emission Cost by Reporting Type: VACAR
ReportingType | 2015 | 2020 | 2025 | 2030 | 2035 | 2040
BM | 0 | 0 | 0 | 0 | 0 | 0
CC | 0 | 0 | 0 | 0 | 0 | 0
CSP | 0 | 0 | 0 | 0 | 0 | 0
CT | 0 | 0 | 0 | 0 | 0 | 0
Coal | 0 | 0 | 0 | 0 | 0 | 0
Geo | 0 | 0 | 0 | 0 | 0 | 0
H | 0 | 0 | 0 | 0 | 0 | 0
LFG | 0 | 0 | 0 | 0 | 0 | 0
Nuc | 0 | 0 | 0 | 0 | 0 | 0
PS | 0 | 0 | 0 | 0 | 0 | 0
PV | 0 | 0 | 0 | 0 | 0 | 0
PeakG | 0 | 0 | 0 | 0 | 0 | 0
PeakO | 0 | 0 | 0 | 0 | 0 | 0
ST | 0 | 0 | 0 | 0 | 0 | 0
STOG | 0 | 0 | 0 | 0 | 0 | 0
STWD | 0 | 0 | 0 | 0 | 0 | 0
WT | 0 | 0 | 0 | 0 | 0 | 0
IGCC | 0 | 0 | 0 | 0 | 0 | 0
DemandResponse | 0 | 0 | 0 | 0 | 0 | 0
IGCC-CCS | 0 | 0 | 0 | 0 | 0 | 0
WT_off | 0 | 0 | 0 | 0 | 0 | 0
PseudoUnit | 0 | 0 | 0 | 0 | 0 | 0
FixedInterchange | 0 | 0 | 0 | 0 | 0 | 0
Emission Cost by Reporting Type: IESO
ReportingType | 2015 | 2020 | 2025 | 2030 | 2035 | 2040
BM | 0 | 0 | 0 | 0 | 0 | 0
CC | 0 | 0 | 0 | 0 | 0 | 0
CSP | 0 | 0 | 0 | 0 | 0 | 0
CT | 0 | 0 | 0 | 0 | 0 | 0
Coal | 0 | 0 | 0 | 0 | 0 | 0
Geo | 0 | 0 | 0 | 0 | 0 | 0
H | 0 | 0 | 0 | 0 | 0 | 0
LFG | 0 | 0 | 0 | 0 | 0 | 0
Nuc | 0 | 0 | 0 | 0 | 0 | 0
PS | 0 | 0 | 0 | 0 | 0 | 0
PV | 0 | 0 | 0 | 0 | 0 | 0
PeakG | 0 | 0 | 0 | 0 | 0 | 0
PeakO | 0 | 0 | 0 | 0 | 0 | 0
ST | 0 | 0 | 0 | 0 | 0 | 0
STOG | 0 | 0 | 0 | 0 | 0 | 0
STWD | 0 | 0 | 0 | 0 | 0 | 0
WT | 0 | 0 | 0 | 0 | 0 | 0
IGCC | 0 | 0 | 0 | 0 | 0 | 0
DemandResponse | 0 | 0 | 0 | 0 | 0 | 0
IGCC-CCS | 0 | 0 | 0 | 0 | 0 | 0
WT_off | 0 | 0 | 0 | 0 | 0 | 0
PseudoUnit | 0 | 0 | 0 | 0 | 0 | 0
FixedInterchange | 0 | 0 | 0 | 0 | 0 | 0
Emission Cost by Reporting Type: MAPP_CA
ReportingType | 2015 | 2020 | 2025 | 2030 | 2035 | 2040
BM | 0 | 0 | 0 | 0 | 0 | 0
CC | 0 | 0 | 0 | 0 | 0 | 0
CSP | 0 | 0 | 0 | 0 | 0 | 0
CT | 0 | 0 | 0 | 0 | 0 | 0
Coal | 0 | 0 | 0 | 0 | 0 | 0
Geo | 0 | 0 | 0 | 0 | 0 | 0
H | 0 | 0 | 0 | 0 | 0 | 0
LFG | 0 | 0 | 0 | 0 | 0 | 0
Nuc | 0 | 0 | 0 | 0 | 0 | 0
PS | 0 | 0 | 0 | 0 | 0 | 0
PV | 0 | 0 | 0 | 0 | 0 | 0
PeakG | 0 | 0 | 0 | 0 | 0 | 0
PeakO | 0 | 0 | 0 | 0 | 0 | 0
ST | 0 | 0 | 0 | 0 | 0 | 0
STOG | 0 | 0 | 0 | 0 | 0 | 0
STWD | 0 | 0 | 0 | 0 | 0 | 0
WT | 0 | 0 | 0 | 0 | 0 | 0
IGCC | 0 | 0 | 0 | 0 | 0 | 0
DemandResponse | 0 | 0 | 0 | 0 | 0 | 0
IGCC-CCS | 0 | 0 | 0 | 0 | 0 | 0
WT_off | 0 | 0 | 0 | 0 | 0 | 0
PseudoUnit | 0 | 0 | 0 | 0 | 0 | 0
FixedInterchange | 0 | 0 | 0 | 0 | 0 | 0
Emission Cost by Reporting Type: AZ_NM_SNV_Coal
ReportingType | 2015 | 2020 | 2025 | 2030 | 2035 | 2040
BM | 0 | 0 | 0 | 0 | 0 | 0
CC | 0 | 0 | 0 | 0 | 0 | 0
CSP | 0 | 0 | 0 | 0 | 0 | 0
CT | 0 | 0 | 0 | 0 | 0 | 0
Coal | 0 | 0 | 0 | 0 | 0 | 0
Geo | 0 | 0 | 0 | 0 | 0 | 0
H | 0 | 0 | 0 | 0 | 0 | 0
LFG | 0 | 0 | 0 | 0 | 0 | 0
Nuc | 0 | 0 | 0 | 0 | 0 | 0
PS | 0 | 0 | 0 | 0 | 0 | 0
PV | 0 | 0 | 0 | 0 | 0 | 0
PeakG | 0 | 0 | 0 | 0 | 0 | 0
PeakO | 0 | 0 | 0 | 0 | 0 | 0
ST | 0 | 0 | 0 | 0 | 0 | 0
STOG | 0 | 0 | 0 | 0 | 0 | 0
STWD | 0 | 0 | 0 | 0 | 0 | 0
WT | 0 | 0 | 0 | 0 | 0 | 0
IGCC | 0 | 0 | 0 | 0 | 0 | 0
DemandResponse | 0 | 0 | 0 | 0 | 0 | 0
IGCC-CCS | 0 | 0 | 0 | 0 | 0 | 0
WT_off | 0 | 0 | 0 | 0 | 0 | 0
PseudoUnit | 0 | 0 | 0 | 0 | 0 | 0
FixedInterchange | 0 | 0 | 0 | 0 | 0 | 0
Emission Cost by Reporting Type: AZ_NM_SNV_Gas
ReportingType | 2015 | 2020 | 2025 | 2030 | 2035 | 2040
BM | 0 | 0 | 0 | 0 | 0 | 0
CC | 0 | 0 | 0 | 0 | 0 | 0
CSP | 0 | 0 | 0 | 0 | 0 | 0
CT | 0 | 0 | 0 | 0 | 0 | 0
Coal | 0 | 0 | 0 | 0 | 0 | 0
Geo | 0 | 0 | 0 | 0 | 0 | 0
H | 0 | 0 | 0 | 0 | 0 | 0
LFG | 0 | 0 | 0 | 0 | 0 | 0
Nuc | 0 | 0 | 0 | 0 | 0 | 0
PS | 0 | 0 | 0 | 0 | 0 | 0
PV | 0 | 0 | 0 | 0 | 0 | 0
PeakG | 0 | 0 | 0 | 0 | 0 | 0
PeakO | 0 | 0 | 0 | 0 | 0 | 0
ST | 0 | 0 | 0 | 0 | 0 | 0
STOG | 0 | 0 | 0 | 0 | 0 | 0
STWD | 0 | 0 | 0 | 0 | 0 | 0
WT | 0 | 0 | 0 | 0 | 0 | 0
IGCC | 0 | 0 | 0 | 0 | 0 | 0
DemandResponse | 0 | 0 | 0 | 0 | 0 | 0
IGCC-CCS | 0 | 0 | 0 | 0 | 0 | 0
WT_off | 0 | 0 | 0 | 0 | 0 | 0
PseudoUnit | 0 | 0 | 0 | 0 | 0 | 0
FixedInterchange | 0 | 0 | 0 | 0 | 0 | 0
Emission Cost by Reporting Type: AZ_NM_SNV_NucRenew
ReportingType | 2015 | 2020 | 2025 | 2030 | 2035 | 2040
BM | 0 | 0 | 0 | 0 | 0 | 0
CC | 0 | 0 | 0 | 0 | 0 | 0
CSP | 0 | 0 | 0 | 0 | 0 | 0
CT | 0 | 0 | 0 | 0 | 0 | 0
Coal | 0 | 0 | 0 | 0 | 0 | 0
Geo | 0 | 0 | 0 | 0 | 0 | 0
H | 0 | 0 | 0 | 0 | 0 | 0
LFG | 0 | 0 | 0 | 0 | 0 | 0
Nuc | 0 | 0 | 0 | 0 | 0 | 0
PS | 0 | 0 | 0 | 0 | 0 | 0
PV | 0 | 0 | 0 | 0 | 0 | 0
PeakG | 0 | 0 | 0 | 0 | 0 | 0
PeakO | 0 | 0 | 0 | 0 | 0 | 0
ST | 0 | 0 | 0 | 0 | 0 | 0
STOG | 0 | 0 | 0 | 0 | 0 | 0
STWD | 0 | 0 | 0 | 0 | 0 | 0
WT | 0 | 0 | 0 | 0 | 0 | 0
IGCC | 0 | 0 | 0 | 0 | 0 | 0
DemandResponse | 0 | 0 | 0 | 0 | 0 | 0
IGCC-CCS | 0 | 0 | 0 | 0 | 0 | 0
WT_off | 0 | 0 | 0 | 0 | 0 | 0
PseudoUnit | 0 | 0 | 0 | 0 | 0 | 0
FixedInterchange | 0 | 0 | 0 | 0 | 0 | 0
Emission Cost by Reporting Type: ERCOT
ReportingType | 2015 | 2020 | 2025 | 2030 | 2035 | 2040
BM | 0 | 0 | 0 | 0 | 0 | 0
CC | 0 | 0 | 0 | 0 | 0 | 0
CSP | 0 | 0 | 0 | 0 | 0 | 0
CT | 0 | 0 | 0 | 0 | 0 | 0
Coal | 0 | 0 | 0 | 0 | 0 | 0
Geo | 0 | 0 | 0 | 0 | 0 | 0
H | 0 | 0 | 0 | 0 | 0 | 0
LFG | 0 | 0 | 0 | 0 | 0 | 0
Nuc | 0 | 0 | 0 | 0 | 0 | 0
PS | 0 | 0 | 0 | 0 | 0 | 0
PV | 0 | 0 | 0 | 0 | 0 | 0
PeakG | 0 | 0 | 0 | 0 | 0 | 0
PeakO | 0 | 0 | 0 | 0 | 0 | 0
ST | 0 | 0 | 0 | 0 | 0 | 0
STOG | 0 | 0 | 0 | 0 | 0 | 0
STWD | 0 | 0 | 0 | 0 | 0 | 0
WT | 0 | 0 | 0 | 0 | 0 | 0
IGCC | 0 | 0 | 0 | 0 | 0 | 0
DemandResponse | 0 | 0 | 0 | 0 | 0 | 0
IGCC-CCS | 0 | 0 | 0 | 0 | 0 | 0
WT_off | 0 | 0 | 0 | 0 | 0 | 0
PseudoUnit | 0 | 0 | 0 | 0 | 0 | 0
FixedInterchange | 0 | 0 | 0 | 0 | 0 | 0
Emission Cost by Reporting Type: NP15
ReportingType | 2015 | 2020 | 2025 | 2030 | 2035 | 2040
BM | 0 | 0 | 0 | 0 | 0 | 0
CC | 0 | 0 | 0 | 0 | 0 | 0
CSP | 0 | 0 | 0 | 0 | 0 | 0
CT | 0 | 0 | 0 | 0 | 0 | 0
Coal | 0 | 0 | 0 | 0 | 0 | 0
Geo | 0 | 0 | 0 | 0 | 0 | 0
H | 0 | 0 | 0 | 0 | 0 | 0
LFG | 0 | 0 | 0 | 0 | 0 | 0
Nuc | 0 | 0 | 0 | 0 | 0 | 0
PS | 0 | 0 | 0 | 0 | 0 | 0
PV | 0 | 0 | 0 | 0 | 0 | 0
PeakG | 0 | 0 | 0 | 0 | 0 | 0
PeakO | 0 | 0 | 0 | 0 | 0 | 0
ST | 0 | 0 | 0 | 0 | 0 | 0
STOG | 0 | 0 | 0 | 0 | 0 | 0
STWD | 0 | 0 | 0 | 0 | 0 | 0
WT | 0 | 0 | 0 | 0 | 0 | 0
IGCC | 0 | 0 | 0 | 0 | 0 | 0
DemandResponse | 0 | 0 | 0 | 0 | 0 | 0
IGCC-CCS | 0 | 0 | 0 | 0 | 0 | 0
WT_off | 0 | 0 | 0 | 0 | 0 | 0
PseudoUnit | 0 | 0 | 0 | 0 | 0 | 0
FixedInterchange | 0 | 0 | 0 | 0 | 0 | 0
Emission Cost by Reporting Type: NWPP_Coal
ReportingType | 2015 | 2020 | 2025 | 2030 | 2035 | 2040
BM | 0 | 0 | 0 | 0 | 0 | 0
CC | 0 | 0 | 0 | 0 | 0 | 0
CSP | 0 | 0 | 0 | 0 | 0 | 0
CT | 0 | 0 | 0 | 0 | 0 | 0
Coal | 0 | 0 | 0 | 0 | 0 | 0
Geo | 0 | 0 | 0 | 0 | 0 | 0
H | 0 | 0 | 0 | 0 | 0 | 0
LFG | 0 | 0 | 0 | 0 | 0 | 0
Nuc | 0 | 0 | 0 | 0 | 0 | 0
PS | 0 | 0 | 0 | 0 | 0 | 0
PV | 0 | 0 | 0 | 0 | 0 | 0
PeakG | 0 | 0 | 0 | 0 | 0 | 0
PeakO | 0 | 0 | 0 | 0 | 0 | 0
ST | 0 | 0 | 0 | 0 | 0 | 0
STOG | 0 | 0 | 0 | 0 | 0 | 0
STWD | 0 | 0 | 0 | 0 | 0 | 0
WT | 0 | 0 | 0 | 0 | 0 | 0
IGCC | 0 | 0 | 0 | 0 | 0 | 0
DemandResponse | 0 | 0 | 0 | 0 | 0 | 0
IGCC-CCS | 0 | 0 | 0 | 0 | 0 | 0
WT_off | 0 | 0 | 0 | 0 | 0 | 0
PseudoUnit | 0 | 0 | 0 | 0 | 0 | 0
FixedInterchange | 0 | 0 | 0 | 0 | 0 | 0
Emission Cost by Reporting Type: NWPP_Gas
ReportingType | 2015 | 2020 | 2025 | 2030 | 2035 | 2040
BM | 0 | 0 | 0 | 0 | 0 | 0
CC | 0 | 0 | 0 | 0 | 0 | 0
CSP | 0 | 0 | 0 | 0 | 0 | 0
CT | 0 | 0 | 0 | 0 | 0 | 0
Coal | 0 | 0 | 0 | 0 | 0 | 0
Geo | 0 | 0 | 0 | 0 | 0 | 0
H | 0 | 0 | 0 | 0 | 0 | 0
LFG | 0 | 0 | 0 | 0 | 0 | 0
Nuc | 0 | 0 | 0 | 0 | 0 | 0
PS | 0 | 0 | 0 | 0 | 0 | 0
PV | 0 | 0 | 0 | 0 | 0 | 0
PeakG | 0 | 0 | 0 | 0 | 0 | 0
PeakO | 0 | 0 | 0 | 0 | 0 | 0
ST | 0 | 0 | 0 | 0 | 0 | 0
STOG | 0 | 0 | 0 | 0 | 0 | 0
STWD | 0 | 0 | 0 | 0 | 0 | 0
WT | 0 | 0 | 0 | 0 | 0 | 0
IGCC | 0 | 0 | 0 | 0 | 0 | 0
DemandResponse | 0 | 0 | 0 | 0 | 0 | 0
IGCC-CCS | 0 | 0 | 0 | 0 | 0 | 0
WT_off | 0 | 0 | 0 | 0 | 0 | 0
PseudoUnit | 0 | 0 | 0 | 0 | 0 | 0
FixedInterchange | 0 | 0 | 0 | 0 | 0 | 0
Emission Cost by Reporting Type: NWPP_NucRenew
ReportingType | 2015 | 2020 | 2025 | 2030 | 2035 | 2040
BM | 0 | 0 | 0 | 0 | 0 | 0
CC | 0 | 0 | 0 | 0 | 0 | 0
CSP | 0 | 0 | 0 | 0 | 0 | 0
CT | 0 | 0 | 0 | 0 | 0 | 0
Coal | 0 | 0 | 0 | 0 | 0 | 0
Geo | 0 | 0 | 0 | 0 | 0 | 0
H | 0 | 0 | 0 | 0 | 0 | 0
LFG | 0 | 0 | 0 | 0 | 0 | 0
Nuc | 0 | 0 | 0 | 0 | 0 | 0
PS | 0 | 0 | 0 | 0 | 0 | 0
PV | 0 | 0 | 0 | 0 | 0 | 0
PeakG | 0 | 0 | 0 | 0 | 0 | 0
PeakO | 0 | 0 | 0 | 0 | 0 | 0
ST | 0 | 0 | 0 | 0 | 0 | 0
STOG | 0 | 0 | 0 | 0 | 0 | 0
STWD | 0 | 0 | 0 | 0 | 0 | 0
WT | 0 | 0 | 0 | 0 | 0 | 0
IGCC | 0 | 0 | 0 | 0 | 0 | 0
DemandResponse | 0 | 0 | 0 | 0 | 0 | 0
IGCC-CCS | 0 | 0 | 0 | 0 | 0 | 0
WT_off | 0 | 0 | 0 | 0 | 0 | 0
PseudoUnit | 0 | 0 | 0 | 0 | 0 | 0
FixedInterchange | 0 | 0 | 0 | 0 | 0 | 0
Emission Cost by Reporting Type: RMPA
ReportingType | 2015 | 2020 | 2025 | 2030 | 2035 | 2040
BM | 0 | 0 | 0 | 0 | 0 | 0
CC | 0 | 0 | 0 | 0 | 0 | 0
CSP | 0 | 0 | 0 | 0 | 0 | 0
CT | 0 | 0 | 0 | 0 | 0 | 0
Coal | 0 | 0 | 0 | 0 | 0 | 0
Geo | 0 | 0 | 0 | 0 | 0 | 0
H | 0 | 0 | 0 | 0 | 0 | 0
LFG | 0 | 0 | 0 | 0 | 0 | 0
Nuc | 0 | 0 | 0 | 0 | 0 | 0
PS | 0 | 0 | 0 | 0 | 0 | 0
PV | 0 | 0 | 0 | 0 | 0 | 0
PeakG | 0 | 0 | 0 | 0 | 0 | 0
PeakO | 0 | 0 | 0 | 0 | 0 | 0
ST | 0 | 0 | 0 | 0 | 0 | 0
STOG | 0 | 0 | 0 | 0 | 0 | 0
STWD | 0 | 0 | 0 | 0 | 0 | 0
WT | 0 | 0 | 0 | 0 | 0 | 0
IGCC | 0 | 0 | 0 | 0 | 0 | 0
DemandResponse | 0 | 0 | 0 | 0 | 0 | 0
IGCC-CCS | 0 | 0 | 0 | 0 | 0 | 0
WT_off | 0 | 0 | 0 | 0 | 0 | 0
PseudoUnit | 0 | 0 | 0 | 0 | 0 | 0
FixedInterchange | 0 | 0 | 0 | 0 | 0 | 0
Emission Cost by Reporting Type: SP15
ReportingType | 2015 | 2020 | 2025 | 2030 | 2035 | 2040
BM | 0 | 0 | 0 | 0 | 0 | 0
CC | 0 | 0 | 0 | 0 | 0 | 0
CSP | 0 | 0 | 0 | 0 | 0 | 0
CT | 0 | 0 | 0 | 0 | 0 | 0
Coal | 0 | 0 | 0 | 0 | 0 | 0
Geo | 0 | 0 | 0 | 0 | 0 | 0
H | 0 | 0 | 0 | 0 | 0 | 0
LFG | 0 | 0 | 0 | 0 | 0 | 0
Nuc | 0 | 0 | 0 | 0 | 0 | 0
PS | 0 | 0 | 0 | 0 | 0 | 0
PV | 0 | 0 | 0 | 0 | 0 | 0
PeakG | 0 | 0 | 0 | 0 | 0 | 0
PeakO | 0 | 0 | 0 | 0 | 0 | 0
ST | 0 | 0 | 0 | 0 | 0 | 0
STOG | 0 | 0 | 0 | 0 | 0 | 0
STWD | 0 | 0 | 0 | 0 | 0 | 0
WT | 0 | 0 | 0 | 0 | 0 | 0
IGCC | 0 | 0 | 0 | 0 | 0 | 0
DemandResponse | 0 | 0 | 0 | 0 | 0 | 0
IGCC-CCS | 0 | 0 | 0 | 0 | 0 | 0
WT_off | 0 | 0 | 0 | 0 | 0 | 0
PseudoUnit | 0 | 0 | 0 | 0 | 0 | 0
FixedInterchange | 0 | 0 | 0 | 0 | 0 | 0
Emission Cost by Reporting Type: ALB
ReportingType | 2015 | 2020 | 2025 | 2030 | 2035 | 2040
BM | 0 | 0 | 0 | 0 | 0 | 0
CC | 0 | 0 | 0 | 0 | 0 | 0
CSP | 0 | 0 | 0 | 0 | 0 | 0
CT | 0 | 0 | 0 | 0 | 0 | 0
Coal | 0 | 0 | 0 | 0 | 0 | 0
Geo | 0 | 0 | 0 | 0 | 0 | 0
H | 0 | 0 | 0 | 0 | 0 | 0
LFG | 0 | 0 | 0 | 0 | 0 | 0
Nuc | 0 | 0 | 0 | 0 | 0 | 0
PS | 0 | 0 | 0 | 0 | 0 | 0
PV | 0 | 0 | 0 | 0 | 0 | 0
PeakG | 0 | 0 | 0 | 0 | 0 | 0
PeakO | 0 | 0 | 0 | 0 | 0 | 0
ST | 0 | 0 | 0 | 0 | 0 | 0
STOG | 0 | 0 | 0 | 0 | 0 | 0
STWD | 0 | 0 | 0 | 0 | 0 | 0
WT | 0 | 0 | 0 | 0 | 0 | 0
IGCC | 0 | 0 | 0 | 0 | 0 | 0
DemandResponse | 0 | 0 | 0 | 0 | 0 | 0
IGCC-CCS | 0 | 0 | 0 | 0 | 0 | 0
WT_off | 0 | 0 | 0 | 0 | 0 | 0
PseudoUnit | 0 | 0 | 0 | 0 | 0 | 0
FixedInterchange | 0 | 0 | 0 | 0 | 0 | 0
Emission Cost by Reporting Type: BC
ReportingType | 2015 | 2020 | 2025 | 2030 | 2035 | 2040
BM | 0 | 0 | 0 | 0 | 0 | 0
CC | 0 | 0 | 0 | 0 | 0 | 0
CSP | 0 | 0 | 0 | 0 | 0 | 0
CT | 0 | 0 | 0 | 0 | 0 | 0
Coal | 0 | 0 | 0 | 0 | 0 | 0
Geo | 0 | 0 | 0 | 0 | 0 | 0
H | 0 | 0 | 0 | 0 | 0 | 0
LFG | 0 | 0 | 0 | 0 | 0 | 0
Nuc | 0 | 0 | 0 | 0 | 0 | 0
PS | 0 | 0 | 0 | 0 | 0 | 0
PV | 0 | 0 | 0 | 0 | 0 | 0
PeakG | 0 | 0 | 0 | 0 | 0 | 0
PeakO | 0 | 0 | 0 | 0 | 0 | 0
ST | 0 | 0 | 0 | 0 | 0 | 0
STOG | 0 | 0 | 0 | 0 | 0 | 0
STWD | 0 | 0 | 0 | 0 | 0 | 0
WT | 0 | 0 | 0 | 0 | 0 | 0
IGCC | 0 | 0 | 0 | 0 | 0 | 0
DemandResponse | 0 | 0 | 0 | 0 | 0 | 0
IGCC-CCS | 0 | 0 | 0 | 0 | 0 | 0
WT_off | 0 | 0 | 0 | 0 | 0 | 0
PseudoUnit | 0 | 0 | 0 | 0 | 0 | 0
FixedInterchange | 0 | 0 | 0 | 0 | 0 | 0
Emission Cost by Reporting Type: HQ_IESO
ReportingType | 2015 | 2020 | 2025 | 2030 | 2035 | 2040
BM | 0 | 0 | 0 | 0 | 0 | 0
CC | 0 | 0 | 0 | 0 | 0 | 0
CSP | 0 | 0 | 0 | 0 | 0 | 0
CT | 0 | 0 | 0 | 0 | 0 | 0
Coal | 0 | 0 | 0 | 0 | 0 | 0
Geo | 0 | 0 | 0 | 0 | 0 | 0
H | 0 | 0 | 0 | 0 | 0 | 0
LFG | 0 | 0 | 0 | 0 | 0 | 0
Nuc | 0 | 0 | 0 | 0 | 0 | 0
PS | 0 | 0 | 0 | 0 | 0 | 0
PV | 0 | 0 | 0 | 0 | 0 | 0
PeakG | 0 | 0 | 0 | 0 | 0 | 0
PeakO | 0 | 0 | 0 | 0 | 0 | 0
ST | 0 | 0 | 0 | 0 | 0 | 0
STOG | 0 | 0 | 0 | 0 | 0 | 0
STWD | 0 | 0 | 0 | 0 | 0 | 0
WT | 0 | 0 | 0 | 0 | 0 | 0
IGCC | 0 | 0 | 0 | 0 | 0 | 0
DemandResponse | 0 | 0 | 0 | 0 | 0 | 0
IGCC-CCS | 0 | 0 | 0 | 0 | 0 | 0
WT_off | 0 | 0 | 0 | 0 | 0 | 0
PseudoUnit | 0 | 0 | 0 | 0 | 0 | 0
FixedInterchange | 0 | 0 | 0 | 0 | 0 | 0
Emission Cost by Reporting Type: HQ_NEISO
ReportingType | 2015 | 2020 | 2025 | 2030 | 2035 | 2040
BM | 0 | 0 | 0 | 0 | 0 | 0
CC | 0 | 0 | 0 | 0 | 0 | 0
CSP | 0 | 0 | 0 | 0 | 0 | 0
CT | 0 | 0 | 0 | 0 | 0 | 0
Coal | 0 | 0 | 0 | 0 | 0 | 0
Geo | 0 | 0 | 0 | 0 | 0 | 0
H | 0 | 0 | 0 | 0 | 0 | 0
LFG | 0 | 0 | 0 | 0 | 0 | 0
Nuc | 0 | 0 | 0 | 0 | 0 | 0
PS | 0 | 0 | 0 | 0 | 0 | 0
PV | 0 | 0 | 0 | 0 | 0 | 0
PeakG | 0 | 0 | 0 | 0 | 0 | 0
PeakO | 0 | 0 | 0 | 0 | 0 | 0
ST | 0 | 0 | 0 | 0 | 0 | 0
STOG | 0 | 0 | 0 | 0 | 0 | 0
STWD | 0 | 0 | 0 | 0 | 0 | 0
WT | 0 | 0 | 0 | 0 | 0 | 0
IGCC | 0 | 0 | 0 | 0 | 0 | 0
DemandResponse | 0 | 0 | 0 | 0 | 0 | 0
IGCC-CCS | 0 | 0 | 0 | 0 | 0 | 0
WT_off | 0 | 0 | 0 | 0 | 0 | 0
PseudoUnit | 0 | 0 | 0 | 0 | 0 | 0
FixedInterchange | 0 | 0 | 0 | 0 | 0 | 0
Emission Cost by Reporting Type: HQ_NY
ReportingType | 2015 | 2020 | 2025 | 2030 | 2035 | 2040
BM | 0 | 0 | 0 | 0 | 0 | 0
CC | 0 | 0 | 0 | 0 | 0 | 0
CSP | 0 | 0 | 0 | 0 | 0 | 0
CT | 0 | 0 | 0 | 0 | 0 | 0
Coal | 0 | 0 | 0 | 0 | 0 | 0
Geo | 0 | 0 | 0 | 0 | 0 | 0
H | 0 | 0 | 0 | 0 | 0 | 0
LFG | 0 | 0 | 0 | 0 | 0 | 0
Nuc | 0 | 0 | 0 | 0 | 0 | 0
PS | 0 | 0 | 0 | 0 | 0 | 0
PV | 0 | 0 | 0 | 0 | 0 | 0
PeakG | 0 | 0 | 0 | 0 | 0 | 0
PeakO | 0 | 0 | 0 | 0 | 0 | 0
ST | 0 | 0 | 0 | 0 | 0 | 0
STOG | 0 | 0 | 0 | 0 | 0 | 0
STWD | 0 | 0 | 0 | 0 | 0 | 0
WT | 0 | 0 | 0 | 0 | 0 | 0
IGCC | 0 | 0 | 0 | 0 | 0 | 0
DemandResponse | 0 | 0 | 0 | 0 | 0 | 0
IGCC-CCS | 0 | 0 | 0 | 0 | 0 | 0
WT_off | 0 | 0 | 0 | 0 | 0 | 0
PseudoUnit | 0 | 0 | 0 | 0 | 0 | 0
FixedInterchange | 0 | 0 | 0 | 0 | 0 | 0
Emission Cost by Reporting Type: MARITIMES
ReportingType | 2015 | 2020 | 2025 | 2030 | 2035 | 2040
BM | 0 | 0 | 0 | 0 | 0 | 0
CC | 0 | 0 | 0 | 0 | 0 | 0
CSP | 0 | 0 | 0 | 0 | 0 | 0
CT | 0 | 0 | 0 | 0 | 0 | 0
Coal | 0 | 0 | 0 | 0 | 0 | 0
Geo | 0 | 0 | 0 | 0 | 0 | 0
H | 0 | 0 | 0 | 0 | 0 | 0
LFG | 0 | 0 | 0 | 0 | 0 | 0
Nuc | 0 | 0 | 0 | 0 | 0 | 0
PS | 0 | 0 | 0 | 0 | 0 | 0
PV | 0 | 0 | 0 | 0 | 0 | 0
PeakG | 0 | 0 | 0 | 0 | 0 | 0
PeakO | 0 | 0 | 0 | 0 | 0 | 0
ST | 0 | 0 | 0 | 0 | 0 | 0
STOG | 0 | 0 | 0 | 0 | 0 | 0
STWD | 0 | 0 | 0 | 0 | 0 | 0
WT | 0 | 0 | 0 | 0 | 0 | 0
IGCC | 0 | 0 | 0 | 0 | 0 | 0
DemandResponse | 0 | 0 | 0 | 0 | 0 | 0
IGCC-CCS | 0 | 0 | 0 | 0 | 0 | 0
WT_off | 0 | 0 | 0 | 0 | 0 | 0
PseudoUnit | 0 | 0 | 0 | 0 | 0 | 0
FixedInterchange | 0 | 0 | 0 | 0 | 0 | 0
Emission Cost by Reporting Type: All
ReportingType | 2015 | 2020 | 2025 | 2030 | 2035 | 2040
BM | 0 | 0 | 0 | 0 | 0 | 0
CC | 0 | 0 | 0 | 0 | 0 | 0
CSP | 0 | 0 | 0 | 0 | 0 | 0
CT | 0 | 0 | 0 | 0 | 0 | 0
Coal | 0 | 0 | 0 | 0 | 0 | 0
Geo | 0 | 0 | 0 | 0 | 0 | 0
H | 0 | 0 | 0 | 0 | 0 | 0
LFG | 0 | 0 | 0 | 0 | 0 | 0
Nuc | 0 | 0 | 0 | 0 | 0 | 0
PS | 0 | 0 | 0 | 0 | 0 | 0
PV | 0 | 0 | 0 | 0 | 0 | 0
PeakG | 0 | 0 | 0 | 0 | 0 | 0
PeakO | 0 | 0 | 0 | 0 | 0 | 0
ST | 0 | 0 | 0 | 0 | 0 | 0
STOG | 0 | 0 | 0 | 0 | 0 | 0
STWD | 0 | 0 | 0 | 0 | 0 | 0
WT | 0 | 0 | 0 | 0 | 0 | 0
IGCC | 0 | 0 | 0 | 0 | 0 | 0
DemandResponse | 0 | 0 | 0 | 0 | 0 | 0
IGCC-CCS | 0 | 0 | 0 | 0 | 0 | 0
WT_off | 0 | 0 | 0 | 0 | 0 | 0
PseudoUnit | 0 | 0 | 0 | 0 | 0 | 0
FixedInterchange | 0 | 0 | 0 | 0 | 0 | 0
Emission Cost by Reporting Type: EI_US
ReportingType | 2015 | 2020 | 2025 | 2030 | 2035 | 2040
BM | 0 | 0 | 0 | 0 | 0 | 0
CC | 0 | 0 | 0 | 0 | 0 | 0
CSP | 0 | 0 | 0 | 0 | 0 | 0
CT | 0 | 0 | 0 | 0 | 0 | 0
Coal | 0 | 0 | 0 | 0 | 0 | 0
Geo | 0 | 0 | 0 | 0 | 0 | 0
H | 0 | 0 | 0 | 0 | 0 | 0
LFG | 0 | 0 | 0 | 0 | 0 | 0
Nuc | 0 | 0 | 0 | 0 | 0 | 0
PS | 0 | 0 | 0 | 0 | 0 | 0
PV | 0 | 0 | 0 | 0 | 0 | 0
PeakG | 0 | 0 | 0 | 0 | 0 | 0
PeakO | 0 | 0 | 0 | 0 | 0 | 0
ST | 0 | 0 | 0 | 0 | 0 | 0
STOG | 0 | 0 | 0 | 0 | 0 | 0
STWD | 0 | 0 | 0 | 0 | 0 | 0
WT | 0 | 0 | 0 | 0 | 0 | 0
IGCC | 0 | 0 | 0 | 0 | 0 | 0
DemandResponse | 0 | 0 | 0 | 0 | 0 | 0
IGCC-CCS | 0 | 0 | 0 | 0 | 0 | 0
WT_off | 0 | 0 | 0 | 0 | 0 | 0
PseudoUnit | 0 | 0 | 0 | 0 | 0 | 0
FixedInterchange | 0 | 0 | 0 | 0 | 0 | 0
Emission Cost by Reporting Type: EI_Canada
ReportingType | 2015 | 2020 | 2025 | 2030 | 2035 | 2040
BM | 0 | 0 | 0 | 0 | 0 | 0
CC | 0 | 0 | 0 | 0 | 0 | 0
CSP | 0 | 0 | 0 | 0 | 0 | 0
CT | 0 | 0 | 0 | 0 | 0 | 0
Coal | 0 | 0 | 0 | 0 | 0 | 0
Geo | 0 | 0 | 0 | 0 | 0 | 0
H | 0 | 0 | 0 | 0 | 0 | 0
LFG | 0 | 0 | 0 | 0 | 0 | 0
Nuc | 0 | 0 | 0 | 0 | 0 | 0
PS | 0 | 0 | 0 | 0 | 0 | 0
PV | 0 | 0 | 0 | 0 | 0 | 0
PeakG | 0 | 0 | 0 | 0 | 0 | 0
PeakO | 0 | 0 | 0 | 0 | 0 | 0
ST | 0 | 0 | 0 | 0 | 0 | 0
STOG | 0 | 0 | 0 | 0 | 0 | 0
STWD | 0 | 0 | 0 | 0 | 0 | 0
WT | 0 | 0 | 0 | 0 | 0 | 0
IGCC | 0 | 0 | 0 | 0 | 0 | 0
DemandResponse | 0 | 0 | 0 | 0 | 0 | 0
IGCC-CCS | 0 | 0 | 0 | 0 | 0 | 0
WT_off | 0 | 0 | 0 | 0 | 0 | 0
PseudoUnit | 0 | 0 | 0 | 0 | 0 | 0
FixedInterchange | 0 | 0 | 0 | 0 | 0 | 0
Emission Cost by Reporting Type: EI
ReportingType | 2015 | 2020 | 2025 | 2030 | 2035 | 2040
BM | 0 | 0 | 0 | 0 | 0 | 0
CC | 0 | 0 | 0 | 0 | 0 | 0
CSP | 0 | 0 | 0 | 0 | 0 | 0
CT | 0 | 0 | 0 | 0 | 0 | 0
Coal | 0 | 0 | 0 | 0 | 0 | 0
Geo | 0 | 0 | 0 | 0 | 0 | 0
H | 0 | 0 | 0 | 0 | 0 | 0
LFG | 0 | 0 | 0 | 0 | 0 | 0
Nuc | 0 | 0 | 0 | 0 | 0 | 0
PS | 0 | 0 | 0 | 0 | 0 | 0
PV | 0 | 0 | 0 | 0 | 0 | 0
PeakG | 0 | 0 | 0 | 0 | 0 | 0
PeakO | 0 | 0 | 0 | 0 | 0 | 0
ST | 0 | 0 | 0 | 0 | 0 | 0
STOG | 0 | 0 | 0 | 0 | 0 | 0
STWD | 0 | 0 | 0 | 0 | 0 | 0
WT | 0 | 0 | 0 | 0 | 0 | 0
IGCC | 0 | 0 | 0 | 0 | 0 | 0
DemandResponse | 0 | 0 | 0 | 0 | 0 | 0
IGCC-CCS | 0 | 0 | 0 | 0 | 0 | 0
WT_off | 0 | 0 | 0 | 0 | 0 | 0
PseudoUnit | 0 | 0 | 0 | 0 | 0 | 0
FixedInterchange | 0 | 0 | 0 | 0 | 0 | 0
Emission Cost by Reporting Type: Outside_EI
ReportingType | 2015 | 2020 | 2025 | 2030 | 2035 | 2040
BM | 0 | 0 | 0 | 0 | 0 | 0
CC | 0 | 0 | 0 | 0 | 0 | 0
CSP | 0 | 0 | 0 | 0 | 0 | 0
CT | 0 | 0 | 0 | 0 | 0 | 0
Coal | 0 | 0 | 0 | 0 | 0 | 0
Geo | 0 | 0 | 0 | 0 | 0 | 0
H | 0 | 0 | 0 | 0 | 0 | 0
LFG | 0 | 0 | 0 | 0 | 0 | 0
Nuc | 0 | 0 | 0 | 0 | 0 | 0
PS | 0 | 0 | 0 | 0 | 0 | 0
PV | 0 | 0 | 0 | 0 | 0 | 0
PeakG | 0 | 0 | 0 | 0 | 0 | 0
PeakO | 0 | 0 | 0 | 0 | 0 | 0
ST | 0 | 0 | 0 | 0 | 0 | 0
STOG | 0 | 0 | 0 | 0 | 0 | 0
STWD | 0 | 0 | 0 | 0 | 0 | 0
WT | 0 | 0 | 0 | 0 | 0 | 0
IGCC | 0 | 0 | 0 | 0 | 0 | 0
DemandResponse | 0 | 0 | 0 | 0 | 0 | 0
IGCC-CCS | 0 | 0 | 0 | 0 | 0 | 0
WT_off | 0 | 0 | 0 | 0 | 0 | 0
PseudoUnit | 0 | 0 | 0 | 0 | 0 | 0
FixedInterchange | 0 | 0 | 0 | 0 | 0 | 0
==== Emission Program: CAIRNOxAnnual : (NOx) ====
Emission Cost by Reporting Type: Entergy
ReportingType | 2015 | 2020 | 2025 | 2030 | 2035 | 2040
BM | 0 | 0 | 0 | 0 | 0 | 0
CC | 0 | 0 | 0 | 0 | 0 | 0
CSP | 0 | 0 | 0 | 0 | 0 | 0
CT | 0 | 0 | 0 | 0 | 0 | 0
Coal | 0 | 0 | 0 | 0 | 0 | 0
Geo | 0 | 0 | 0 | 0 | 0 | 0
H | 0 | 0 | 0 | 0 | 0 | 0
LFG | 0 | 0 | 0 | 0 | 0 | 0
Nuc | 0 | 0 | 0 | 0 | 0 | 0
PS | 0 | 0 | 0 | 0 | 0 | 0
PV | 0 | 0 | 0 | 0 | 0 | 0
PeakG | 0 | 0 | 0 | 0 | 0 | 0
PeakO | 0 | 0 | 0 | 0 | 0 | 0
ST | 0 | 0 | 0 | 0 | 0 | 0
STOG | 0 | 0 | 0 | 0 | 0 | 0
STWD | 0 | 0 | 0 | 0 | 0 | 0
WT | 0 | 0 | 0 | 0 | 0 | 0
IGCC | 0 | 0 | 0 | 0 | 0 | 0
DemandResponse | 0 | 0 | 0 | 0 | 0 | 0
IGCC-CCS | 0 | 0 | 0 | 0 | 0 | 0
WT_off | 0 | 0 | 0 | 0 | 0 | 0
PseudoUnit | 0 | 0 | 0 | 0 | 0 | 0
FixedInterchange | 0 | 0 | 0 | 0 | 0 | 0
Emission Cost by Reporting Type: FRCC
ReportingType | 2015 | 2020 | 2025 | 2030 | 2035 | 2040
BM | 0 | 0 | 0 | 0 | 0 | 0
CC | 0 | 0 | 0 | 0 | 0 | 0
CSP | 0 | 0 | 0 | 0 | 0 | 0
CT | 0 | 0 | 0 | 0 | 0 | 0
Coal | 0 | 0 | 0 | 0 | 0 | 0
Geo | 0 | 0 | 0 | 0 | 0 | 0
H | 0 | 0 | 0 | 0 | 0 | 0
LFG | 0 | 0 | 0 | 0 | 0 | 0
Nuc | 0 | 0 | 0 | 0 | 0 | 0
PS | 0 | 0 | 0 | 0 | 0 | 0
PV | 0 | 0 | 0 | 0 | 0 | 0
PeakG | 0 | 0 | 0 | 0 | 0 | 0
PeakO | 0 | 0 | 0 | 0 | 0 | 0
ST | 0 | 0 | 0 | 0 | 0 | 0
STOG | 0 | 0 | 0 | 0 | 0 | 0
STWD | 0 | 0 | 0 | 0 | 0 | 0
WT | 0 | 0 | 0 | 0 | 0 | 0
IGCC | 0 | 0 | 0 | 0 | 0 | 0
DemandResponse | 0 | 0 | 0 | 0 | 0 | 0
IGCC-CCS | 0 | 0 | 0 | 0 | 0 | 0
WT_off | 0 | 0 | 0 | 0 | 0 | 0
PseudoUnit | 0 | 0 | 0 | 0 | 0 | 0
FixedInterchange | 0 | 0 | 0 | 0 | 0 | 0
Emission Cost by Reporting Type: MAPP_US
ReportingType | 2015 | 2020 | 2025 | 2030 | 2035 | 2040
BM | 0 | 0 | 0 | 0 | 0 | 0
CC | 0 | 0 | 0 | 0 | 0 | 0
CSP | 0 | 0 | 0 | 0 | 0 | 0
CT | 0 | 0 | 0 | 0 | 0 | 0
Coal | 0 | 0 | 0 | 0 | 0 | 0
Geo | 0 | 0 | 0 | 0 | 0 | 0
H | 0 | 0 | 0 | 0 | 0 | 0
LFG | 0 | 0 | 0 | 0 | 0 | 0
Nuc | 0 | 0 | 0 | 0 | 0 | 0
PS | 0 | 0 | 0 | 0 | 0 | 0
PV | 0 | 0 | 0 | 0 | 0 | 0
PeakG | 0 | 0 | 0 | 0 | 0 | 0
PeakO | 0 | 0 | 0 | 0 | 0 | 0
ST | 0 | 0 | 0 | 0 | 0 | 0
STOG | 0 | 0 | 0 | 0 | 0 | 0
STWD | 0 | 0 | 0 | 0 | 0 | 0
WT | 0 | 0 | 0 | 0 | 0 | 0
IGCC | 0 | 0 | 0 | 0 | 0 | 0
DemandResponse | 0 | 0 | 0 | 0 | 0 | 0
IGCC-CCS | 0 | 0 | 0 | 0 | 0 | 0
WT_off | 0 | 0 | 0 | 0 | 0 | 0
PseudoUnit | 0 | 0 | 0 | 0 | 0 | 0
FixedInterchange | 0 | 0 | 0 | 0 | 0 | 0
Emission Cost by Reporting Type: MISO_IN
ReportingType | 2015 | 2020 | 2025 | 2030 | 2035 | 2040
BM | 0 | 0 | 0 | 0 | 0 | 0
CC | 0 | 0 | 0 | 0 | 0 | 0
CSP | 0 | 0 | 0 | 0 | 0 | 0
CT | 0 | 0 | 0 | 0 | 0 | 0
Coal | 0 | 0 | 0 | 0 | 0 | 0
Geo | 0 | 0 | 0 | 0 | 0 | 0
H | 0 | 0 | 0 | 0 | 0 | 0
LFG | 0 | 0 | 0 | 0 | 0 | 0
Nuc | 0 | 0 | 0 | 0 | 0 | 0
PS | 0 | 0 | 0 | 0 | 0 | 0
PV | 0 | 0 | 0 | 0 | 0 | 0
PeakG | 0 | 0 | 0 | 0 | 0 | 0
PeakO | 0 | 0 | 0 | 0 | 0 | 0
ST | 0 | 0 | 0 | 0 | 0 | 0
STOG | 0 | 0 | 0 | 0 | 0 | 0
STWD | 0 | 0 | 0 | 0 | 0 | 0
WT | 0 | 0 | 0 | 0 | 0 | 0
IGCC | 0 | 0 | 0 | 0 | 0 | 0
DemandResponse | 0 | 0 | 0 | 0 | 0 | 0
IGCC-CCS | 0 | 0 | 0 | 0 | 0 | 0
WT_off | 0 | 0 | 0 | 0 | 0 | 0
PseudoUnit | 0 | 0 | 0 | 0 | 0 | 0
FixedInterchange | 0 | 0 | 0 | 0 | 0 | 0
Emission Cost by Reporting Type: MISO_MI
ReportingType | 2015 | 2020 | 2025 | 2030 | 2035 | 2040
BM | 0 | 0 | 0 | 0 | 0 | 0
CC | 0 | 0 | 0 | 0 | 0 | 0
CSP | 0 | 0 | 0 | 0 | 0 | 0
CT | 0 | 0 | 0 | 0 | 0 | 0
Coal | 0 | 0 | 0 | 0 | 0 | 0
Geo | 0 | 0 | 0 | 0 | 0 | 0
H | 0 | 0 | 0 | 0 | 0 | 0
LFG | 0 | 0 | 0 | 0 | 0 | 0
Nuc | 0 | 0 | 0 | 0 | 0 | 0
PS | 0 | 0 | 0 | 0 | 0 | 0
PV | 0 | 0 | 0 | 0 | 0 | 0
PeakG | 0 | 0 | 0 | 0 | 0 | 0
PeakO | 0 | 0 | 0 | 0 | 0 | 0
ST | 0 | 0 | 0 | 0 | 0 | 0
STOG | 0 | 0 | 0 | 0 | 0 | 0
STWD | 0 | 0 | 0 | 0 | 0 | 0
WT | 0 | 0 | 0 | 0 | 0 | 0
IGCC | 0 | 0 | 0 | 0 | 0 | 0
DemandResponse | 0 | 0 | 0 | 0 | 0 | 0
IGCC-CCS | 0 | 0 | 0 | 0 | 0 | 0
WT_off | 0 | 0 | 0 | 0 | 0 | 0
PseudoUnit | 0 | 0 | 0 | 0 | 0 | 0
FixedInterchange | 0 | 0 | 0 | 0 | 0 | 0
Emission Cost by Reporting Type: MISO_MO-IL
ReportingType | 2015 | 2020 | 2025 | 2030 | 2035 | 2040
BM | 0 | 0 | 0 | 0 | 0 | 0
CC | 0 | 0 | 0 | 0 | 0 | 0
CSP | 0 | 0 | 0 | 0 | 0 | 0
CT | 0 | 0 | 0 | 0 | 0 | 0
Coal | 0 | 0 | 0 | 0 | 0 | 0
Geo | 0 | 0 | 0 | 0 | 0 | 0
H | 0 | 0 | 0 | 0 | 0 | 0
LFG | 0 | 0 | 0 | 0 | 0 | 0
Nuc | 0 | 0 | 0 | 0 | 0 | 0
PS | 0 | 0 | 0 | 0 | 0 | 0
PV | 0 | 0 | 0 | 0 | 0 | 0
PeakG | 0 | 0 | 0 | 0 | 0 | 0
PeakO | 0 | 0 | 0 | 0 | 0 | 0
ST | 0 | 0 | 0 | 0 | 0 | 0
STOG | 0 | 0 | 0 | 0 | 0 | 0
STWD | 0 | 0 | 0 | 0 | 0 | 0
WT | 0 | 0 | 0 | 0 | 0 | 0
IGCC | 0 | 0 | 0 | 0 | 0 | 0
DemandResponse | 0 | 0 | 0 | 0 | 0 | 0
IGCC-CCS | 0 | 0 | 0 | 0 | 0 | 0
WT_off | 0 | 0 | 0 | 0 | 0 | 0
PseudoUnit | 0 | 0 | 0 | 0 | 0 | 0
FixedInterchange | 0 | 0 | 0 | 0 | 0 | 0
Emission Cost by Reporting Type: MISO_W
ReportingType | 2015 | 2020 | 2025 | 2030 | 2035 | 2040
BM | 0 | 0 | 0 | 0 | 0 | 0
CC | 0 | 0 | 0 | 0 | 0 | 0
CSP | 0 | 0 | 0 | 0 | 0 | 0
CT | 0 | 0 | 0 | 0 | 0 | 0
Coal | 0 | 0 | 0 | 0 | 0 | 0
Geo | 0 | 0 | 0 | 0 | 0 | 0
H | 0 | 0 | 0 | 0 | 0 | 0
LFG | 0 | 0 | 0 | 0 | 0 | 0
Nuc | 0 | 0 | 0 | 0 | 0 | 0
PS | 0 | 0 | 0 | 0 | 0 | 0
PV | 0 | 0 | 0 | 0 | 0 | 0
PeakG | 0 | 0 | 0 | 0 | 0 | 0
PeakO | 0 | 0 | 0 | 0 | 0 | 0
ST | 0 | 0 | 0 | 0 | 0 | 0
STOG | 0 | 0 | 0 | 0 | 0 | 0
STWD | 0 | 0 | 0 | 0 | 0 | 0
WT | 0 | 0 | 0 | 0 | 0 | 0
IGCC | 0 | 0 | 0 | 0 | 0 | 0
DemandResponse | 0 | 0 | 0 | 0 | 0 | 0
IGCC-CCS | 0 | 0 | 0 | 0 | 0 | 0
WT_off | 0 | 0 | 0 | 0 | 0 | 0
PseudoUnit | 0 | 0 | 0 | 0 | 0 | 0
FixedInterchange | 0 | 0 | 0 | 0 | 0 | 0
Emission Cost by Reporting Type: MISO_WUMS
ReportingType | 2015 | 2020 | 2025 | 2030 | 2035 | 2040
BM | 0 | 0 | 0 | 0 | 0 | 0
CC | 0 | 0 | 0 | 0 | 0 | 0
CSP | 0 | 0 | 0 | 0 | 0 | 0
CT | 0 | 0 | 0 | 0 | 0 | 0
Coal | 0 | 0 | 0 | 0 | 0 | 0
Geo | 0 | 0 | 0 | 0 | 0 | 0
H | 0 | 0 | 0 | 0 | 0 | 0
LFG | 0 | 0 | 0 | 0 | 0 | 0
Nuc | 0 | 0 | 0 | 0 | 0 | 0
PS | 0 | 0 | 0 | 0 | 0 | 0
PV | 0 | 0 | 0 | 0 | 0 | 0
PeakG | 0 | 0 | 0 | 0 | 0 | 0
PeakO | 0 | 0 | 0 | 0 | 0 | 0
ST | 0 | 0 | 0 | 0 | 0 | 0
STOG | 0 | 0 | 0 | 0 | 0 | 0
STWD | 0 | 0 | 0 | 0 | 0 | 0
WT | 0 | 0 | 0 | 0 | 0 | 0
IGCC | 0 | 0 | 0 | 0 | 0 | 0
DemandResponse | 0 | 0 | 0 | 0 | 0 | 0
IGCC-CCS | 0 | 0 | 0 | 0 | 0 | 0
WT_off | 0 | 0 | 0 | 0 | 0 | 0
PseudoUnit | 0 | 0 | 0 | 0 | 0 | 0
FixedInterchange | 0 | 0 | 0 | 0 | 0 | 0
Emission Cost by Reporting Type: Nebraska
ReportingType | 2015 | 2020 | 2025 | 2030 | 2035 | 2040
BM | 0 | 0 | 0 | 0 | 0 | 0
CC | 0 | 0 | 0 | 0 | 0 | 0
CSP | 0 | 0 | 0 | 0 | 0 | 0
CT | 0 | 0 | 0 | 0 | 0 | 0
Coal | 0 | 0 | 0 | 0 | 0 | 0
Geo | 0 | 0 | 0 | 0 | 0 | 0
H | 0 | 0 | 0 | 0 | 0 | 0
LFG | 0 | 0 | 0 | 0 | 0 | 0
Nuc | 0 | 0 | 0 | 0 | 0 | 0
PS | 0 | 0 | 0 | 0 | 0 | 0
PV | 0 | 0 | 0 | 0 | 0 | 0
PeakG | 0 | 0 | 0 | 0 | 0 | 0
PeakO | 0 | 0 | 0 | 0 | 0 | 0
ST | 0 | 0 | 0 | 0 | 0 | 0
STOG | 0 | 0 | 0 | 0 | 0 | 0
STWD | 0 | 0 | 0 | 0 | 0 | 0
WT | 0 | 0 | 0 | 0 | 0 | 0
IGCC | 0 | 0 | 0 | 0 | 0 | 0
DemandResponse | 0 | 0 | 0 | 0 | 0 | 0
IGCC-CCS | 0 | 0 | 0 | 0 | 0 | 0
WT_off | 0 | 0 | 0 | 0 | 0 | 0
PseudoUnit | 0 | 0 | 0 | 0 | 0 | 0
FixedInterchange | 0 | 0 | 0 | 0 | 0 | 0
Emission Cost by Reporting Type: NEISO
ReportingType | 2015 | 2020 | 2025 | 2030 | 2035 | 2040
BM | 0 | 0 | 0 | 0 | 0 | 0
CC | 0 | 0 | 0 | 0 | 0 | 0
CSP | 0 | 0 | 0 | 0 | 0 | 0
CT | 0 | 0 | 0 | 0 | 0 | 0
Coal | 0 | 0 | 0 | 0 | 0 | 0
Geo | 0 | 0 | 0 | 0 | 0 | 0
H | 0 | 0 | 0 | 0 | 0 | 0
LFG | 0 | 0 | 0 | 0 | 0 | 0
Nuc | 0 | 0 | 0 | 0 | 0 | 0
PS | 0 | 0 | 0 | 0 | 0 | 0
PV | 0 | 0 | 0 | 0 | 0 | 0
PeakG | 0 | 0 | 0 | 0 | 0 | 0
PeakO | 0 | 0 | 0 | 0 | 0 | 0
ST | 0 | 0 | 0 | 0 | 0 | 0
STOG | 0 | 0 | 0 | 0 | 0 | 0
STWD | 0 | 0 | 0 | 0 | 0 | 0
WT | 0 | 0 | 0 | 0 | 0 | 0
IGCC | 0 | 0 | 0 | 0 | 0 | 0
DemandResponse | 0 | 0 | 0 | 0 | 0 | 0
IGCC-CCS | 0 | 0 | 0 | 0 | 0 | 0
WT_off | 0 | 0 | 0 | 0 | 0 | 0
PseudoUnit | 0 | 0 | 0 | 0 | 0 | 0
FixedInterchange | 0 | 0 | 0 | 0 | 0 | 0
Emission Cost by Reporting Type: NonRTO_Midwest
ReportingType | 2015 | 2020 | 2025 | 2030 | 2035 | 2040
BM | 0 | 0 | 0 | 0 | 0 | 0
CC | 0 | 0 | 0 | 0 | 0 | 0
CSP | 0 | 0 | 0 | 0 | 0 | 0
CT | 0 | 0 | 0 | 0 | 0 | 0
Coal | 0 | 0 | 0 | 0 | 0 | 0
Geo | 0 | 0 | 0 | 0 | 0 | 0
H | 0 | 0 | 0 | 0 | 0 | 0
LFG | 0 | 0 | 0 | 0 | 0 | 0
Nuc | 0 | 0 | 0 | 0 | 0 | 0
PS | 0 | 0 | 0 | 0 | 0 | 0
PV | 0 | 0 | 0 | 0 | 0 | 0
PeakG | 0 | 0 | 0 | 0 | 0 | 0
PeakO | 0 | 0 | 0 | 0 | 0 | 0
ST | 0 | 0 | 0 | 0 | 0 | 0
STOG | 0 | 0 | 0 | 0 | 0 | 0
STWD | 0 | 0 | 0 | 0 | 0 | 0
WT | 0 | 0 | 0 | 0 | 0 | 0
IGCC | 0 | 0 | 0 | 0 | 0 | 0
DemandResponse | 0 | 0 | 0 | 0 | 0 | 0
IGCC-CCS | 0 | 0 | 0 | 0 | 0 | 0
WT_off | 0 | 0 | 0 | 0 | 0 | 0
PseudoUnit | 0 | 0 | 0 | 0 | 0 | 0
FixedInterchange | 0 | 0 | 0 | 0 | 0 | 0
Emission Cost by Reporting Type: NYISO_A-F
ReportingType | 2015 | 2020 | 2025 | 2030 | 2035 | 2040
BM | 0 | 0 | 0 | 0 | 0 | 0
CC | 0 | 0 | 0 | 0 | 0 | 0
CSP | 0 | 0 | 0 | 0 | 0 | 0
CT | 0 | 0 | 0 | 0 | 0 | 0
Coal | 0 | 0 | 0 | 0 | 0 | 0
Geo | 0 | 0 | 0 | 0 | 0 | 0
H | 0 | 0 | 0 | 0 | 0 | 0
LFG | 0 | 0 | 0 | 0 | 0 | 0
Nuc | 0 | 0 | 0 | 0 | 0 | 0
PS | 0 | 0 | 0 | 0 | 0 | 0
PV | 0 | 0 | 0 | 0 | 0 | 0
PeakG | 0 | 0 | 0 | 0 | 0 | 0
PeakO | 0 | 0 | 0 | 0 | 0 | 0
ST | 0 | 0 | 0 | 0 | 0 | 0
STOG | 0 | 0 | 0 | 0 | 0 | 0
STWD | 0 | 0 | 0 | 0 | 0 | 0
WT | 0 | 0 | 0 | 0 | 0 | 0
IGCC | 0 | 0 | 0 | 0 | 0 | 0
DemandResponse | 0 | 0 | 0 | 0 | 0 | 0
IGCC-CCS | 0 | 0 | 0 | 0 | 0 | 0
WT_off | 0 | 0 | 0 | 0 | 0 | 0
PseudoUnit | 0 | 0 | 0 | 0 | 0 | 0
FixedInterchange | 0 | 0 | 0 | 0 | 0 | 0
Emission Cost by Reporting Type: NYISO_G-I
ReportingType | 2015 | 2020 | 2025 | 2030 | 2035 | 2040
BM | 0 | 0 | 0 | 0 | 0 | 0
CC | 0 | 0 | 0 | 0 | 0 | 0
CSP | 0 | 0 | 0 | 0 | 0 | 0
CT | 0 | 0 | 0 | 0 | 0 | 0
Coal | 0 | 0 | 0 | 0 | 0 | 0
Geo | 0 | 0 | 0 | 0 | 0 | 0
H | 0 | 0 | 0 | 0 | 0 | 0
LFG | 0 | 0 | 0 | 0 | 0 | 0
Nuc | 0 | 0 | 0 | 0 | 0 | 0
PS | 0 | 0 | 0 | 0 | 0 | 0
PV | 0 | 0 | 0 | 0 | 0 | 0
PeakG | 0 | 0 | 0 | 0 | 0 | 0
PeakO | 0 | 0 | 0 | 0 | 0 | 0
ST | 0 | 0 | 0 | 0 | 0 | 0
STOG | 0 | 0 | 0 | 0 | 0 | 0
STWD | 0 | 0 | 0 | 0 | 0 | 0
WT | 0 | 0 | 0 | 0 | 0 | 0
IGCC | 0 | 0 | 0 | 0 | 0 | 0
DemandResponse | 0 | 0 | 0 | 0 | 0 | 0
IGCC-CCS | 0 | 0 | 0 | 0 | 0 | 0
WT_off | 0 | 0 | 0 | 0 | 0 | 0
PseudoUnit | 0 | 0 | 0 | 0 | 0 | 0
FixedInterchange | 0 | 0 | 0 | 0 | 0 | 0
Emission Cost by Reporting Type: NYISO_J-K
ReportingType | 2015 | 2020 | 2025 | 2030 | 2035 | 2040
BM | 0 | 0 | 0 | 0 | 0 | 0
CC | 0 | 0 | 0 | 0 | 0 | 0
CSP | 0 | 0 | 0 | 0 | 0 | 0
CT | 0 | 0 | 0 | 0 | 0 | 0
Coal | 0 | 0 | 0 | 0 | 0 | 0
Geo | 0 | 0 | 0 | 0 | 0 | 0
H | 0 | 0 | 0 | 0 | 0 | 0
LFG | 0 | 0 | 0 | 0 | 0 | 0
Nuc | 0 | 0 | 0 | 0 | 0 | 0
PS | 0 | 0 | 0 | 0 | 0 | 0
PV | 0 | 0 | 0 | 0 | 0 | 0
PeakG | 0 | 0 | 0 | 0 | 0 | 0
PeakO | 0 | 0 | 0 | 0 | 0 | 0
ST | 0 | 0 | 0 | 0 | 0 | 0
STOG | 0 | 0 | 0 | 0 | 0 | 0
STWD | 0 | 0 | 0 | 0 | 0 | 0
WT | 0 | 0 | 0 | 0 | 0 | 0
IGCC | 0 | 0 | 0 | 0 | 0 | 0
DemandResponse | 0 | 0 | 0 | 0 | 0 | 0
IGCC-CCS | 0 | 0 | 0 | 0 | 0 | 0
WT_off | 0 | 0 | 0 | 0 | 0 | 0
PseudoUnit | 0 | 0 | 0 | 0 | 0 | 0
FixedInterchange | 0 | 0 | 0 | 0 | 0 | 0
Emission Cost by Reporting Type: PJM_E
ReportingType | 2015 | 2020 | 2025 | 2030 | 2035 | 2040
BM | 0 | 0 | 0 | 0 | 0 | 0
CC | 0 | 0 | 0 | 0 | 0 | 0
CSP | 0 | 0 | 0 | 0 | 0 | 0
CT | 0 | 0 | 0 | 0 | 0 | 0
Coal | 0 | 0 | 0 | 0 | 0 | 0
Geo | 0 | 0 | 0 | 0 | 0 | 0
H | 0 | 0 | 0 | 0 | 0 | 0
LFG | 0 | 0 | 0 | 0 | 0 | 0
Nuc | 0 | 0 | 0 | 0 | 0 | 0
PS | 0 | 0 | 0 | 0 | 0 | 0
PV | 0 | 0 | 0 | 0 | 0 | 0
PeakG | 0 | 0 | 0 | 0 | 0 | 0
PeakO | 0 | 0 | 0 | 0 | 0 | 0
ST | 0 | 0 | 0 | 0 | 0 | 0
STOG | 0 | 0 | 0 | 0 | 0 | 0
STWD | 0 | 0 | 0 | 0 | 0 | 0
WT | 0 | 0 | 0 | 0 | 0 | 0
IGCC | 0 | 0 | 0 | 0 | 0 | 0
DemandResponse | 0 | 0 | 0 | 0 | 0 | 0
IGCC-CCS | 0 | 0 | 0 | 0 | 0 | 0
WT_off | 0 | 0 | 0 | 0 | 0 | 0
PseudoUnit | 0 | 0 | 0 | 0 | 0 | 0
FixedInterchange | 0 | 0 | 0 | 0 | 0 | 0
Emission Cost by Reporting Type: PJM_ROM
ReportingType | 2015 | 2020 | 2025 | 2030 | 2035 | 2040
BM | 0 | 0 | 0 | 0 | 0 | 0
CC | 0 | 0 | 0 | 0 | 0 | 0
CSP | 0 | 0 | 0 | 0 | 0 | 0
CT | 0 | 0 | 0 | 0 | 0 | 0
Coal | 0 | 0 | 0 | 0 | 0 | 0
Geo | 0 | 0 | 0 | 0 | 0 | 0
H | 0 | 0 | 0 | 0 | 0 | 0
LFG | 0 | 0 | 0 | 0 | 0 | 0
Nuc | 0 | 0 | 0 | 0 | 0 | 0
PS | 0 | 0 | 0 | 0 | 0 | 0
PV | 0 | 0 | 0 | 0 | 0 | 0
PeakG | 0 | 0 | 0 | 0 | 0 | 0
PeakO | 0 | 0 | 0 | 0 | 0 | 0
ST | 0 | 0 | 0 | 0 | 0 | 0
STOG | 0 | 0 | 0 | 0 | 0 | 0
STWD | 0 | 0 | 0 | 0 | 0 | 0
WT | 0 | 0 | 0 | 0 | 0 | 0
IGCC | 0 | 0 | 0 | 0 | 0 | 0
DemandResponse | 0 | 0 | 0 | 0 | 0 | 0
IGCC-CCS | 0 | 0 | 0 | 0 | 0 | 0
WT_off | 0 | 0 | 0 | 0 | 0 | 0
PseudoUnit | 0 | 0 | 0 | 0 | 0 | 0
FixedInterchange | 0 | 0 | 0 | 0 | 0 | 0
Emission Cost by Reporting Type: PJM_ROR
ReportingType | 2015 | 2020 | 2025 | 2030 | 2035 | 2040
BM | 0 | 0 | 0 | 0 | 0 | 0
CC | 0 | 0 | 0 | 0 | 0 | 0
CSP | 0 | 0 | 0 | 0 | 0 | 0
CT | 0 | 0 | 0 | 0 | 0 | 0
Coal | 0 | 0 | 0 | 0 | 0 | 0
Geo | 0 | 0 | 0 | 0 | 0 | 0
H | 0 | 0 | 0 | 0 | 0 | 0
LFG | 0 | 0 | 0 | 0 | 0 | 0
Nuc | 0 | 0 | 0 | 0 | 0 | 0
PS | 0 | 0 | 0 | 0 | 0 | 0
PV | 0 | 0 | 0 | 0 | 0 | 0
PeakG | 0 | 0 | 0 | 0 | 0 | 0
PeakO | 0 | 0 | 0 | 0 | 0 | 0
ST | 0 | 0 | 0 | 0 | 0 | 0
STOG | 0 | 0 | 0 | 0 | 0 | 0
STWD | 0 | 0 | 0 | 0 | 0 | 0
WT | 0 | 0 | 0 | 0 | 0 | 0
IGCC | 0 | 0 | 0 | 0 | 0 | 0
DemandResponse | 0 | 0 | 0 | 0 | 0 | 0
IGCC-CCS | 0 | 0 | 0 | 0 | 0 | 0
WT_off | 0 | 0 | 0 | 0 | 0 | 0
PseudoUnit | 0 | 0 | 0 | 0 | 0 | 0
FixedInterchange | 0 | 0 | 0 | 0 | 0 | 0
Emission Cost by Reporting Type: SOCO
ReportingType | 2015 | 2020 | 2025 | 2030 | 2035 | 2040
BM | 0 | 0 | 0 | 0 | 0 | 0
CC | 0 | 0 | 0 | 0 | 0 | 0
CSP | 0 | 0 | 0 | 0 | 0 | 0
CT | 0 | 0 | 0 | 0 | 0 | 0
Coal | 0 | 0 | 0 | 0 | 0 | 0
Geo | 0 | 0 | 0 | 0 | 0 | 0
H | 0 | 0 | 0 | 0 | 0 | 0
LFG | 0 | 0 | 0 | 0 | 0 | 0
Nuc | 0 | 0 | 0 | 0 | 0 | 0
PS | 0 | 0 | 0 | 0 | 0 | 0
PV | 0 | 0 | 0 | 0 | 0 | 0
PeakG | 0 | 0 | 0 | 0 | 0 | 0
PeakO | 0 | 0 | 0 | 0 | 0 | 0
ST | 0 | 0 | 0 | 0 | 0 | 0
STOG | 0 | 0 | 0 | 0 | 0 | 0
STWD | 0 | 0 | 0 | 0 | 0 | 0
WT | 0 | 0 | 0 | 0 | 0 | 0
IGCC | 0 | 0 | 0 | 0 | 0 | 0
DemandResponse | 0 | 0 | 0 | 0 | 0 | 0
IGCC-CCS | 0 | 0 | 0 | 0 | 0 | 0
WT_off | 0 | 0 | 0 | 0 | 0 | 0
PseudoUnit | 0 | 0 | 0 | 0 | 0 | 0
FixedInterchange | 0 | 0 | 0 | 0 | 0 | 0
Emission Cost by Reporting Type: SPP_N
ReportingType | 2015 | 2020 | 2025 | 2030 | 2035 | 2040
BM | 0 | 0 | 0 | 0 | 0 | 0
CC | 0 | 0 | 0 | 0 | 0 | 0
CSP | 0 | 0 | 0 | 0 | 0 | 0
CT | 0 | 0 | 0 | 0 | 0 | 0
Coal | 0 | 0 | 0 | 0 | 0 | 0
Geo | 0 | 0 | 0 | 0 | 0 | 0
H | 0 | 0 | 0 | 0 | 0 | 0
LFG | 0 | 0 | 0 | 0 | 0 | 0
Nuc | 0 | 0 | 0 | 0 | 0 | 0
PS | 0 | 0 | 0 | 0 | 0 | 0
PV | 0 | 0 | 0 | 0 | 0 | 0
PeakG | 0 | 0 | 0 | 0 | 0 | 0
PeakO | 0 | 0 | 0 | 0 | 0 | 0
ST | 0 | 0 | 0 | 0 | 0 | 0
STOG | 0 | 0 | 0 | 0 | 0 | 0
STWD | 0 | 0 | 0 | 0 | 0 | 0
WT | 0 | 0 | 0 | 0 | 0 | 0
IGCC | 0 | 0 | 0 | 0 | 0 | 0
DemandResponse | 0 | 0 | 0 | 0 | 0 | 0
IGCC-CCS | 0 | 0 | 0 | 0 | 0 | 0
WT_off | 0 | 0 | 0 | 0 | 0 | 0
PseudoUnit | 0 | 0 | 0 | 0 | 0 | 0
FixedInterchange | 0 | 0 | 0 | 0 | 0 | 0
Emission Cost by Reporting Type: SPP_S
ReportingType | 2015 | 2020 | 2025 | 2030 | 2035 | 2040
BM | 0 | 0 | 0 | 0 | 0 | 0
CC | 0 | 0 | 0 | 0 | 0 | 0
CSP | 0 | 0 | 0 | 0 | 0 | 0
CT | 0 | 0 | 0 | 0 | 0 | 0
Coal | 0 | 0 | 0 | 0 | 0 | 0
Geo | 0 | 0 | 0 | 0 | 0 | 0
H | 0 | 0 | 0 | 0 | 0 | 0
LFG | 0 | 0 | 0 | 0 | 0 | 0
Nuc | 0 | 0 | 0 | 0 | 0 | 0
PS | 0 | 0 | 0 | 0 | 0 | 0
PV | 0 | 0 | 0 | 0 | 0 | 0
PeakG | 0 | 0 | 0 | 0 | 0 | 0
PeakO | 0 | 0 | 0 | 0 | 0 | 0
ST | 0 | 0 | 0 | 0 | 0 | 0
STOG | 0 | 0 | 0 | 0 | 0 | 0
STWD | 0 | 0 | 0 | 0 | 0 | 0
WT | 0 | 0 | 0 | 0 | 0 | 0
IGCC | 0 | 0 | 0 | 0 | 0 | 0
DemandResponse | 0 | 0 | 0 | 0 | 0 | 0
IGCC-CCS | 0 | 0 | 0 | 0 | 0 | 0
WT_off | 0 | 0 | 0 | 0 | 0 | 0
PseudoUnit | 0 | 0 | 0 | 0 | 0 | 0
FixedInterchange | 0 | 0 | 0 | 0 | 0 | 0
Emission Cost by Reporting Type: TVA
ReportingType | 2015 | 2020 | 2025 | 2030 | 2035 | 2040
BM | 0 | 0 | 0 | 0 | 0 | 0
CC | 0 | 0 | 0 | 0 | 0 | 0
CSP | 0 | 0 | 0 | 0 | 0 | 0
CT | 0 | 0 | 0 | 0 | 0 | 0
Coal | 0 | 0 | 0 | 0 | 0 | 0
Geo | 0 | 0 | 0 | 0 | 0 | 0
H | 0 | 0 | 0 | 0 | 0 | 0
LFG | 0 | 0 | 0 | 0 | 0 | 0
Nuc | 0 | 0 | 0 | 0 | 0 | 0
PS | 0 | 0 | 0 | 0 | 0 | 0
PV | 0 | 0 | 0 | 0 | 0 | 0
PeakG | 0 | 0 | 0 | 0 | 0 | 0
PeakO | 0 | 0 | 0 | 0 | 0 | 0
ST | 0 | 0 | 0 | 0 | 0 | 0
STOG | 0 | 0 | 0 | 0 | 0 | 0
STWD | 0 | 0 | 0 | 0 | 0 | 0
WT | 0 | 0 | 0 | 0 | 0 | 0
IGCC | 0 | 0 | 0 | 0 | 0 | 0
DemandResponse | 0 | 0 | 0 | 0 | 0 | 0
IGCC-CCS | 0 | 0 | 0 | 0 | 0 | 0
WT_off | 0 | 0 | 0 | 0 | 0 | 0
PseudoUnit | 0 | 0 | 0 | 0 | 0 | 0
FixedInterchange | 0 | 0 | 0 | 0 | 0 | 0
Emission Cost by Reporting Type: TVA_Transmission
ReportingType | 2015 | 2020 | 2025 | 2030 | 2035 | 2040
BM | 0 | 0 | 0 | 0 | 0 | 0
CC | 0 | 0 | 0 | 0 | 0 | 0
CSP | 0 | 0 | 0 | 0 | 0 | 0
CT | 0 | 0 | 0 | 0 | 0 | 0
Coal | 0 | 0 | 0 | 0 | 0 | 0
Geo | 0 | 0 | 0 | 0 | 0 | 0
H | 0 | 0 | 0 | 0 | 0 | 0
LFG | 0 | 0 | 0 | 0 | 0 | 0
Nuc | 0 | 0 | 0 | 0 | 0 | 0
PS | 0 | 0 | 0 | 0 | 0 | 0
PV | 0 | 0 | 0 | 0 | 0 | 0
PeakG | 0 | 0 | 0 | 0 | 0 | 0
PeakO | 0 | 0 | 0 | 0 | 0 | 0
ST | 0 | 0 | 0 | 0 | 0 | 0
STOG | 0 | 0 | 0 | 0 | 0 | 0
STWD | 0 | 0 | 0 | 0 | 0 | 0
WT | 0 | 0 | 0 | 0 | 0 | 0
IGCC | 0 | 0 | 0 | 0 | 0 | 0
DemandResponse | 0 | 0 | 0 | 0 | 0 | 0
IGCC-CCS | 0 | 0 | 0 | 0 | 0 | 0
WT_off | 0 | 0 | 0 | 0 | 0 | 0
PseudoUnit | 0 | 0 | 0 | 0 | 0 | 0
FixedInterchange | 0 | 0 | 0 | 0 | 0 | 0
Emission Cost by Reporting Type: VACAR
ReportingType | 2015 | 2020 | 2025 | 2030 | 2035 | 2040
BM | 0 | 0 | 0 | 0 | 0 | 0
CC | 0 | 0 | 0 | 0 | 0 | 0
CSP | 0 | 0 | 0 | 0 | 0 | 0
CT | 0 | 0 | 0 | 0 | 0 | 0
Coal | 0 | 0 | 0 | 0 | 0 | 0
Geo | 0 | 0 | 0 | 0 | 0 | 0
H | 0 | 0 | 0 | 0 | 0 | 0
LFG | 0 | 0 | 0 | 0 | 0 | 0
Nuc | 0 | 0 | 0 | 0 | 0 | 0
PS | 0 | 0 | 0 | 0 | 0 | 0
PV | 0 | 0 | 0 | 0 | 0 | 0
PeakG | 0 | 0 | 0 | 0 | 0 | 0
PeakO | 0 | 0 | 0 | 0 | 0 | 0
ST | 0 | 0 | 0 | 0 | 0 | 0
STOG | 0 | 0 | 0 | 0 | 0 | 0
STWD | 0 | 0 | 0 | 0 | 0 | 0
WT | 0 | 0 | 0 | 0 | 0 | 0
IGCC | 0 | 0 | 0 | 0 | 0 | 0
DemandResponse | 0 | 0 | 0 | 0 | 0 | 0
IGCC-CCS | 0 | 0 | 0 | 0 | 0 | 0
WT_off | 0 | 0 | 0 | 0 | 0 | 0
PseudoUnit | 0 | 0 | 0 | 0 | 0 | 0
FixedInterchange | 0 | 0 | 0 | 0 | 0 | 0
Emission Cost by Reporting Type: IESO
ReportingType | 2015 | 2020 | 2025 | 2030 | 2035 | 2040
BM | 0 | 0 | 0 | 0 | 0 | 0
CC | 0 | 0 | 0 | 0 | 0 | 0
CSP | 0 | 0 | 0 | 0 | 0 | 0
CT | 0 | 0 | 0 | 0 | 0 | 0
Coal | 0 | 0 | 0 | 0 | 0 | 0
Geo | 0 | 0 | 0 | 0 | 0 | 0
H | 0 | 0 | 0 | 0 | 0 | 0
LFG | 0 | 0 | 0 | 0 | 0 | 0
Nuc | 0 | 0 | 0 | 0 | 0 | 0
PS | 0 | 0 | 0 | 0 | 0 | 0
PV | 0 | 0 | 0 | 0 | 0 | 0
PeakG | 0 | 0 | 0 | 0 | 0 | 0
PeakO | 0 | 0 | 0 | 0 | 0 | 0
ST | 0 | 0 | 0 | 0 | 0 | 0
STOG | 0 | 0 | 0 | 0 | 0 | 0
STWD | 0 | 0 | 0 | 0 | 0 | 0
WT | 0 | 0 | 0 | 0 | 0 | 0
IGCC | 0 | 0 | 0 | 0 | 0 | 0
DemandResponse | 0 | 0 | 0 | 0 | 0 | 0
IGCC-CCS | 0 | 0 | 0 | 0 | 0 | 0
WT_off | 0 | 0 | 0 | 0 | 0 | 0
PseudoUnit | 0 | 0 | 0 | 0 | 0 | 0
FixedInterchange | 0 | 0 | 0 | 0 | 0 | 0
Emission Cost by Reporting Type: MAPP_CA
ReportingType | 2015 | 2020 | 2025 | 2030 | 2035 | 2040
BM | 0 | 0 | 0 | 0 | 0 | 0
CC | 0 | 0 | 0 | 0 | 0 | 0
CSP | 0 | 0 | 0 | 0 | 0 | 0
CT | 0 | 0 | 0 | 0 | 0 | 0
Coal | 0 | 0 | 0 | 0 | 0 | 0
Geo | 0 | 0 | 0 | 0 | 0 | 0
H | 0 | 0 | 0 | 0 | 0 | 0
LFG | 0 | 0 | 0 | 0 | 0 | 0
Nuc | 0 | 0 | 0 | 0 | 0 | 0
PS | 0 | 0 | 0 | 0 | 0 | 0
PV | 0 | 0 | 0 | 0 | 0 | 0
PeakG | 0 | 0 | 0 | 0 | 0 | 0
PeakO | 0 | 0 | 0 | 0 | 0 | 0
ST | 0 | 0 | 0 | 0 | 0 | 0
STOG | 0 | 0 | 0 | 0 | 0 | 0
STWD | 0 | 0 | 0 | 0 | 0 | 0
WT | 0 | 0 | 0 | 0 | 0 | 0
IGCC | 0 | 0 | 0 | 0 | 0 | 0
DemandResponse | 0 | 0 | 0 | 0 | 0 | 0
IGCC-CCS | 0 | 0 | 0 | 0 | 0 | 0
WT_off | 0 | 0 | 0 | 0 | 0 | 0
PseudoUnit | 0 | 0 | 0 | 0 | 0 | 0
FixedInterchange | 0 | 0 | 0 | 0 | 0 | 0
Emission Cost by Reporting Type: AZ_NM_SNV_Coal
ReportingType | 2015 | 2020 | 2025 | 2030 | 2035 | 2040
BM | 0 | 0 | 0 | 0 | 0 | 0
CC | 0 | 0 | 0 | 0 | 0 | 0
CSP | 0 | 0 | 0 | 0 | 0 | 0
CT | 0 | 0 | 0 | 0 | 0 | 0
Coal | 0 | 0 | 0 | 0 | 0 | 0
Geo | 0 | 0 | 0 | 0 | 0 | 0
H | 0 | 0 | 0 | 0 | 0 | 0
LFG | 0 | 0 | 0 | 0 | 0 | 0
Nuc | 0 | 0 | 0 | 0 | 0 | 0
PS | 0 | 0 | 0 | 0 | 0 | 0
PV | 0 | 0 | 0 | 0 | 0 | 0
PeakG | 0 | 0 | 0 | 0 | 0 | 0
PeakO | 0 | 0 | 0 | 0 | 0 | 0
ST | 0 | 0 | 0 | 0 | 0 | 0
STOG | 0 | 0 | 0 | 0 | 0 | 0
STWD | 0 | 0 | 0 | 0 | 0 | 0
WT | 0 | 0 | 0 | 0 | 0 | 0
IGCC | 0 | 0 | 0 | 0 | 0 | 0
DemandResponse | 0 | 0 | 0 | 0 | 0 | 0
IGCC-CCS | 0 | 0 | 0 | 0 | 0 | 0
WT_off | 0 | 0 | 0 | 0 | 0 | 0
PseudoUnit | 0 | 0 | 0 | 0 | 0 | 0
FixedInterchange | 0 | 0 | 0 | 0 | 0 | 0
Emission Cost by Reporting Type: AZ_NM_SNV_Gas
ReportingType | 2015 | 2020 | 2025 | 2030 | 2035 | 2040
BM | 0 | 0 | 0 | 0 | 0 | 0
CC | 0 | 0 | 0 | 0 | 0 | 0
CSP | 0 | 0 | 0 | 0 | 0 | 0
CT | 0 | 0 | 0 | 0 | 0 | 0
Coal | 0 | 0 | 0 | 0 | 0 | 0
Geo | 0 | 0 | 0 | 0 | 0 | 0
H | 0 | 0 | 0 | 0 | 0 | 0
LFG | 0 | 0 | 0 | 0 | 0 | 0
Nuc | 0 | 0 | 0 | 0 | 0 | 0
PS | 0 | 0 | 0 | 0 | 0 | 0
PV | 0 | 0 | 0 | 0 | 0 | 0
PeakG | 0 | 0 | 0 | 0 | 0 | 0
PeakO | 0 | 0 | 0 | 0 | 0 | 0
ST | 0 | 0 | 0 | 0 | 0 | 0
STOG | 0 | 0 | 0 | 0 | 0 | 0
STWD | 0 | 0 | 0 | 0 | 0 | 0
WT | 0 | 0 | 0 | 0 | 0 | 0
IGCC | 0 | 0 | 0 | 0 | 0 | 0
DemandResponse | 0 | 0 | 0 | 0 | 0 | 0
IGCC-CCS | 0 | 0 | 0 | 0 | 0 | 0
WT_off | 0 | 0 | 0 | 0 | 0 | 0
PseudoUnit | 0 | 0 | 0 | 0 | 0 | 0
FixedInterchange | 0 | 0 | 0 | 0 | 0 | 0
Emission Cost by Reporting Type: AZ_NM_SNV_NucRenew
ReportingType | 2015 | 2020 | 2025 | 2030 | 2035 | 2040
BM | 0 | 0 | 0 | 0 | 0 | 0
CC | 0 | 0 | 0 | 0 | 0 | 0
CSP | 0 | 0 | 0 | 0 | 0 | 0
CT | 0 | 0 | 0 | 0 | 0 | 0
Coal | 0 | 0 | 0 | 0 | 0 | 0
Geo | 0 | 0 | 0 | 0 | 0 | 0
H | 0 | 0 | 0 | 0 | 0 | 0
LFG | 0 | 0 | 0 | 0 | 0 | 0
Nuc | 0 | 0 | 0 | 0 | 0 | 0
PS | 0 | 0 | 0 | 0 | 0 | 0
PV | 0 | 0 | 0 | 0 | 0 | 0
PeakG | 0 | 0 | 0 | 0 | 0 | 0
PeakO | 0 | 0 | 0 | 0 | 0 | 0
ST | 0 | 0 | 0 | 0 | 0 | 0
STOG | 0 | 0 | 0 | 0 | 0 | 0
STWD | 0 | 0 | 0 | 0 | 0 | 0
WT | 0 | 0 | 0 | 0 | 0 | 0
IGCC | 0 | 0 | 0 | 0 | 0 | 0
DemandResponse | 0 | 0 | 0 | 0 | 0 | 0
IGCC-CCS | 0 | 0 | 0 | 0 | 0 | 0
WT_off | 0 | 0 | 0 | 0 | 0 | 0
PseudoUnit | 0 | 0 | 0 | 0 | 0 | 0
FixedInterchange | 0 | 0 | 0 | 0 | 0 | 0
Emission Cost by Reporting Type: ERCOT
ReportingType | 2015 | 2020 | 2025 | 2030 | 2035 | 2040
BM | 0 | 0 | 0 | 0 | 0 | 0
CC | 0 | 0 | 0 | 0 | 0 | 0
CSP | 0 | 0 | 0 | 0 | 0 | 0
CT | 0 | 0 | 0 | 0 | 0 | 0
Coal | 0 | 0 | 0 | 0 | 0 | 0
Geo | 0 | 0 | 0 | 0 | 0 | 0
H | 0 | 0 | 0 | 0 | 0 | 0
LFG | 0 | 0 | 0 | 0 | 0 | 0
Nuc | 0 | 0 | 0 | 0 | 0 | 0
PS | 0 | 0 | 0 | 0 | 0 | 0
PV | 0 | 0 | 0 | 0 | 0 | 0
PeakG | 0 | 0 | 0 | 0 | 0 | 0
PeakO | 0 | 0 | 0 | 0 | 0 | 0
ST | 0 | 0 | 0 | 0 | 0 | 0
STOG | 0 | 0 | 0 | 0 | 0 | 0
STWD | 0 | 0 | 0 | 0 | 0 | 0
WT | 0 | 0 | 0 | 0 | 0 | 0
IGCC | 0 | 0 | 0 | 0 | 0 | 0
DemandResponse | 0 | 0 | 0 | 0 | 0 | 0
IGCC-CCS | 0 | 0 | 0 | 0 | 0 | 0
WT_off | 0 | 0 | 0 | 0 | 0 | 0
PseudoUnit | 0 | 0 | 0 | 0 | 0 | 0
FixedInterchange | 0 | 0 | 0 | 0 | 0 | 0
Emission Cost by Reporting Type: NP15
ReportingType | 2015 | 2020 | 2025 | 2030 | 2035 | 2040
BM | 0 | 0 | 0 | 0 | 0 | 0
CC | 0 | 0 | 0 | 0 | 0 | 0
CSP | 0 | 0 | 0 | 0 | 0 | 0
CT | 0 | 0 | 0 | 0 | 0 | 0
Coal | 0 | 0 | 0 | 0 | 0 | 0
Geo | 0 | 0 | 0 | 0 | 0 | 0
H | 0 | 0 | 0 | 0 | 0 | 0
LFG | 0 | 0 | 0 | 0 | 0 | 0
Nuc | 0 | 0 | 0 | 0 | 0 | 0
PS | 0 | 0 | 0 | 0 | 0 | 0
PV | 0 | 0 | 0 | 0 | 0 | 0
PeakG | 0 | 0 | 0 | 0 | 0 | 0
PeakO | 0 | 0 | 0 | 0 | 0 | 0
ST | 0 | 0 | 0 | 0 | 0 | 0
STOG | 0 | 0 | 0 | 0 | 0 | 0
STWD | 0 | 0 | 0 | 0 | 0 | 0
WT | 0 | 0 | 0 | 0 | 0 | 0
IGCC | 0 | 0 | 0 | 0 | 0 | 0
DemandResponse | 0 | 0 | 0 | 0 | 0 | 0
IGCC-CCS | 0 | 0 | 0 | 0 | 0 | 0
WT_off | 0 | 0 | 0 | 0 | 0 | 0
PseudoUnit | 0 | 0 | 0 | 0 | 0 | 0
FixedInterchange | 0 | 0 | 0 | 0 | 0 | 0
Emission Cost by Reporting Type: NWPP_Coal
ReportingType | 2015 | 2020 | 2025 | 2030 | 2035 | 2040
BM | 0 | 0 | 0 | 0 | 0 | 0
CC | 0 | 0 | 0 | 0 | 0 | 0
CSP | 0 | 0 | 0 | 0 | 0 | 0
CT | 0 | 0 | 0 | 0 | 0 | 0
Coal | 0 | 0 | 0 | 0 | 0 | 0
Geo | 0 | 0 | 0 | 0 | 0 | 0
H | 0 | 0 | 0 | 0 | 0 | 0
LFG | 0 | 0 | 0 | 0 | 0 | 0
Nuc | 0 | 0 | 0 | 0 | 0 | 0
PS | 0 | 0 | 0 | 0 | 0 | 0
PV | 0 | 0 | 0 | 0 | 0 | 0
PeakG | 0 | 0 | 0 | 0 | 0 | 0
PeakO | 0 | 0 | 0 | 0 | 0 | 0
ST | 0 | 0 | 0 | 0 | 0 | 0
STOG | 0 | 0 | 0 | 0 | 0 | 0
STWD | 0 | 0 | 0 | 0 | 0 | 0
WT | 0 | 0 | 0 | 0 | 0 | 0
IGCC | 0 | 0 | 0 | 0 | 0 | 0
DemandResponse | 0 | 0 | 0 | 0 | 0 | 0
IGCC-CCS | 0 | 0 | 0 | 0 | 0 | 0
WT_off | 0 | 0 | 0 | 0 | 0 | 0
PseudoUnit | 0 | 0 | 0 | 0 | 0 | 0
FixedInterchange | 0 | 0 | 0 | 0 | 0 | 0
Emission Cost by Reporting Type: NWPP_Gas
ReportingType | 2015 | 2020 | 2025 | 2030 | 2035 | 2040
BM | 0 | 0 | 0 | 0 | 0 | 0
CC | 0 | 0 | 0 | 0 | 0 | 0
CSP | 0 | 0 | 0 | 0 | 0 | 0
CT | 0 | 0 | 0 | 0 | 0 | 0
Coal | 0 | 0 | 0 | 0 | 0 | 0
Geo | 0 | 0 | 0 | 0 | 0 | 0
H | 0 | 0 | 0 | 0 | 0 | 0
LFG | 0 | 0 | 0 | 0 | 0 | 0
Nuc | 0 | 0 | 0 | 0 | 0 | 0
PS | 0 | 0 | 0 | 0 | 0 | 0
PV | 0 | 0 | 0 | 0 | 0 | 0
PeakG | 0 | 0 | 0 | 0 | 0 | 0
PeakO | 0 | 0 | 0 | 0 | 0 | 0
ST | 0 | 0 | 0 | 0 | 0 | 0
STOG | 0 | 0 | 0 | 0 | 0 | 0
STWD | 0 | 0 | 0 | 0 | 0 | 0
WT | 0 | 0 | 0 | 0 | 0 | 0
IGCC | 0 | 0 | 0 | 0 | 0 | 0
DemandResponse | 0 | 0 | 0 | 0 | 0 | 0
IGCC-CCS | 0 | 0 | 0 | 0 | 0 | 0
WT_off | 0 | 0 | 0 | 0 | 0 | 0
PseudoUnit | 0 | 0 | 0 | 0 | 0 | 0
FixedInterchange | 0 | 0 | 0 | 0 | 0 | 0
Emission Cost by Reporting Type: NWPP_NucRenew
ReportingType | 2015 | 2020 | 2025 | 2030 | 2035 | 2040
BM | 0 | 0 | 0 | 0 | 0 | 0
CC | 0 | 0 | 0 | 0 | 0 | 0
CSP | 0 | 0 | 0 | 0 | 0 | 0
CT | 0 | 0 | 0 | 0 | 0 | 0
Coal | 0 | 0 | 0 | 0 | 0 | 0
Geo | 0 | 0 | 0 | 0 | 0 | 0
H | 0 | 0 | 0 | 0 | 0 | 0
LFG | 0 | 0 | 0 | 0 | 0 | 0
Nuc | 0 | 0 | 0 | 0 | 0 | 0
PS | 0 | 0 | 0 | 0 | 0 | 0
PV | 0 | 0 | 0 | 0 | 0 | 0
PeakG | 0 | 0 | 0 | 0 | 0 | 0
PeakO | 0 | 0 | 0 | 0 | 0 | 0
ST | 0 | 0 | 0 | 0 | 0 | 0
STOG | 0 | 0 | 0 | 0 | 0 | 0
STWD | 0 | 0 | 0 | 0 | 0 | 0
WT | 0 | 0 | 0 | 0 | 0 | 0
IGCC | 0 | 0 | 0 | 0 | 0 | 0
DemandResponse | 0 | 0 | 0 | 0 | 0 | 0
IGCC-CCS | 0 | 0 | 0 | 0 | 0 | 0
WT_off | 0 | 0 | 0 | 0 | 0 | 0
PseudoUnit | 0 | 0 | 0 | 0 | 0 | 0
FixedInterchange | 0 | 0 | 0 | 0 | 0 | 0
Emission Cost by Reporting Type: RMPA
ReportingType | 2015 | 2020 | 2025 | 2030 | 2035 | 2040
BM | 0 | 0 | 0 | 0 | 0 | 0
CC | 0 | 0 | 0 | 0 | 0 | 0
CSP | 0 | 0 | 0 | 0 | 0 | 0
CT | 0 | 0 | 0 | 0 | 0 | 0
Coal | 0 | 0 | 0 | 0 | 0 | 0
Geo | 0 | 0 | 0 | 0 | 0 | 0
H | 0 | 0 | 0 | 0 | 0 | 0
LFG | 0 | 0 | 0 | 0 | 0 | 0
Nuc | 0 | 0 | 0 | 0 | 0 | 0
PS | 0 | 0 | 0 | 0 | 0 | 0
PV | 0 | 0 | 0 | 0 | 0 | 0
PeakG | 0 | 0 | 0 | 0 | 0 | 0
PeakO | 0 | 0 | 0 | 0 | 0 | 0
ST | 0 | 0 | 0 | 0 | 0 | 0
STOG | 0 | 0 | 0 | 0 | 0 | 0
STWD | 0 | 0 | 0 | 0 | 0 | 0
WT | 0 | 0 | 0 | 0 | 0 | 0
IGCC | 0 | 0 | 0 | 0 | 0 | 0
DemandResponse | 0 | 0 | 0 | 0 | 0 | 0
IGCC-CCS | 0 | 0 | 0 | 0 | 0 | 0
WT_off | 0 | 0 | 0 | 0 | 0 | 0
PseudoUnit | 0 | 0 | 0 | 0 | 0 | 0
FixedInterchange | 0 | 0 | 0 | 0 | 0 | 0
Emission Cost by Reporting Type: SP15
ReportingType | 2015 | 2020 | 2025 | 2030 | 2035 | 2040
BM | 0 | 0 | 0 | 0 | 0 | 0
CC | 0 | 0 | 0 | 0 | 0 | 0
CSP | 0 | 0 | 0 | 0 | 0 | 0
CT | 0 | 0 | 0 | 0 | 0 | 0
Coal | 0 | 0 | 0 | 0 | 0 | 0
Geo | 0 | 0 | 0 | 0 | 0 | 0
H | 0 | 0 | 0 | 0 | 0 | 0
LFG | 0 | 0 | 0 | 0 | 0 | 0
Nuc | 0 | 0 | 0 | 0 | 0 | 0
PS | 0 | 0 | 0 | 0 | 0 | 0
PV | 0 | 0 | 0 | 0 | 0 | 0
PeakG | 0 | 0 | 0 | 0 | 0 | 0
PeakO | 0 | 0 | 0 | 0 | 0 | 0
ST | 0 | 0 | 0 | 0 | 0 | 0
STOG | 0 | 0 | 0 | 0 | 0 | 0
STWD | 0 | 0 | 0 | 0 | 0 | 0
WT | 0 | 0 | 0 | 0 | 0 | 0
IGCC | 0 | 0 | 0 | 0 | 0 | 0
DemandResponse | 0 | 0 | 0 | 0 | 0 | 0
IGCC-CCS | 0 | 0 | 0 | 0 | 0 | 0
WT_off | 0 | 0 | 0 | 0 | 0 | 0
PseudoUnit | 0 | 0 | 0 | 0 | 0 | 0
FixedInterchange | 0 | 0 | 0 | 0 | 0 | 0
Emission Cost by Reporting Type: ALB
ReportingType | 2015 | 2020 | 2025 | 2030 | 2035 | 2040
BM | 0 | 0 | 0 | 0 | 0 | 0
CC | 0 | 0 | 0 | 0 | 0 | 0
CSP | 0 | 0 | 0 | 0 | 0 | 0
CT | 0 | 0 | 0 | 0 | 0 | 0
Coal | 0 | 0 | 0 | 0 | 0 | 0
Geo | 0 | 0 | 0 | 0 | 0 | 0
H | 0 | 0 | 0 | 0 | 0 | 0
LFG | 0 | 0 | 0 | 0 | 0 | 0
Nuc | 0 | 0 | 0 | 0 | 0 | 0
PS | 0 | 0 | 0 | 0 | 0 | 0
PV | 0 | 0 | 0 | 0 | 0 | 0
PeakG | 0 | 0 | 0 | 0 | 0 | 0
PeakO | 0 | 0 | 0 | 0 | 0 | 0
ST | 0 | 0 | 0 | 0 | 0 | 0
STOG | 0 | 0 | 0 | 0 | 0 | 0
STWD | 0 | 0 | 0 | 0 | 0 | 0
WT | 0 | 0 | 0 | 0 | 0 | 0
IGCC | 0 | 0 | 0 | 0 | 0 | 0
DemandResponse | 0 | 0 | 0 | 0 | 0 | 0
IGCC-CCS | 0 | 0 | 0 | 0 | 0 | 0
WT_off | 0 | 0 | 0 | 0 | 0 | 0
PseudoUnit | 0 | 0 | 0 | 0 | 0 | 0
FixedInterchange | 0 | 0 | 0 | 0 | 0 | 0
Emission Cost by Reporting Type: BC
ReportingType | 2015 | 2020 | 2025 | 2030 | 2035 | 2040
BM | 0 | 0 | 0 | 0 | 0 | 0
CC | 0 | 0 | 0 | 0 | 0 | 0
CSP | 0 | 0 | 0 | 0 | 0 | 0
CT | 0 | 0 | 0 | 0 | 0 | 0
Coal | 0 | 0 | 0 | 0 | 0 | 0
Geo | 0 | 0 | 0 | 0 | 0 | 0
H | 0 | 0 | 0 | 0 | 0 | 0
LFG | 0 | 0 | 0 | 0 | 0 | 0
Nuc | 0 | 0 | 0 | 0 | 0 | 0
PS | 0 | 0 | 0 | 0 | 0 | 0
PV | 0 | 0 | 0 | 0 | 0 | 0
PeakG | 0 | 0 | 0 | 0 | 0 | 0
PeakO | 0 | 0 | 0 | 0 | 0 | 0
ST | 0 | 0 | 0 | 0 | 0 | 0
STOG | 0 | 0 | 0 | 0 | 0 | 0
STWD | 0 | 0 | 0 | 0 | 0 | 0
WT | 0 | 0 | 0 | 0 | 0 | 0
IGCC | 0 | 0 | 0 | 0 | 0 | 0
DemandResponse | 0 | 0 | 0 | 0 | 0 | 0
IGCC-CCS | 0 | 0 | 0 | 0 | 0 | 0
WT_off | 0 | 0 | 0 | 0 | 0 | 0
PseudoUnit | 0 | 0 | 0 | 0 | 0 | 0
FixedInterchange | 0 | 0 | 0 | 0 | 0 | 0
Emission Cost by Reporting Type: HQ_IESO
ReportingType | 2015 | 2020 | 2025 | 2030 | 2035 | 2040
BM | 0 | 0 | 0 | 0 | 0 | 0
CC | 0 | 0 | 0 | 0 | 0 | 0
CSP | 0 | 0 | 0 | 0 | 0 | 0
CT | 0 | 0 | 0 | 0 | 0 | 0
Coal | 0 | 0 | 0 | 0 | 0 | 0
Geo | 0 | 0 | 0 | 0 | 0 | 0
H | 0 | 0 | 0 | 0 | 0 | 0
LFG | 0 | 0 | 0 | 0 | 0 | 0
Nuc | 0 | 0 | 0 | 0 | 0 | 0
PS | 0 | 0 | 0 | 0 | 0 | 0
PV | 0 | 0 | 0 | 0 | 0 | 0
PeakG | 0 | 0 | 0 | 0 | 0 | 0
PeakO | 0 | 0 | 0 | 0 | 0 | 0
ST | 0 | 0 | 0 | 0 | 0 | 0
STOG | 0 | 0 | 0 | 0 | 0 | 0
STWD | 0 | 0 | 0 | 0 | 0 | 0
WT | 0 | 0 | 0 | 0 | 0 | 0
IGCC | 0 | 0 | 0 | 0 | 0 | 0
DemandResponse | 0 | 0 | 0 | 0 | 0 | 0
IGCC-CCS | 0 | 0 | 0 | 0 | 0 | 0
WT_off | 0 | 0 | 0 | 0 | 0 | 0
PseudoUnit | 0 | 0 | 0 | 0 | 0 | 0
FixedInterchange | 0 | 0 | 0 | 0 | 0 | 0
Emission Cost by Reporting Type: HQ_NEISO
ReportingType | 2015 | 2020 | 2025 | 2030 | 2035 | 2040
BM | 0 | 0 | 0 | 0 | 0 | 0
CC | 0 | 0 | 0 | 0 | 0 | 0
CSP | 0 | 0 | 0 | 0 | 0 | 0
CT | 0 | 0 | 0 | 0 | 0 | 0
Coal | 0 | 0 | 0 | 0 | 0 | 0
Geo | 0 | 0 | 0 | 0 | 0 | 0
H | 0 | 0 | 0 | 0 | 0 | 0
LFG | 0 | 0 | 0 | 0 | 0 | 0
Nuc | 0 | 0 | 0 | 0 | 0 | 0
PS | 0 | 0 | 0 | 0 | 0 | 0
PV | 0 | 0 | 0 | 0 | 0 | 0
PeakG | 0 | 0 | 0 | 0 | 0 | 0
PeakO | 0 | 0 | 0 | 0 | 0 | 0
ST | 0 | 0 | 0 | 0 | 0 | 0
STOG | 0 | 0 | 0 | 0 | 0 | 0
STWD | 0 | 0 | 0 | 0 | 0 | 0
WT | 0 | 0 | 0 | 0 | 0 | 0
IGCC | 0 | 0 | 0 | 0 | 0 | 0
DemandResponse | 0 | 0 | 0 | 0 | 0 | 0
IGCC-CCS | 0 | 0 | 0 | 0 | 0 | 0
WT_off | 0 | 0 | 0 | 0 | 0 | 0
PseudoUnit | 0 | 0 | 0 | 0 | 0 | 0
FixedInterchange | 0 | 0 | 0 | 0 | 0 | 0
Emission Cost by Reporting Type: HQ_NY
ReportingType | 2015 | 2020 | 2025 | 2030 | 2035 | 2040
BM | 0 | 0 | 0 | 0 | 0 | 0
CC | 0 | 0 | 0 | 0 | 0 | 0
CSP | 0 | 0 | 0 | 0 | 0 | 0
CT | 0 | 0 | 0 | 0 | 0 | 0
Coal | 0 | 0 | 0 | 0 | 0 | 0
Geo | 0 | 0 | 0 | 0 | 0 | 0
H | 0 | 0 | 0 | 0 | 0 | 0
LFG | 0 | 0 | 0 | 0 | 0 | 0
Nuc | 0 | 0 | 0 | 0 | 0 | 0
PS | 0 | 0 | 0 | 0 | 0 | 0
PV | 0 | 0 | 0 | 0 | 0 | 0
PeakG | 0 | 0 | 0 | 0 | 0 | 0
PeakO | 0 | 0 | 0 | 0 | 0 | 0
ST | 0 | 0 | 0 | 0 | 0 | 0
STOG | 0 | 0 | 0 | 0 | 0 | 0
STWD | 0 | 0 | 0 | 0 | 0 | 0
WT | 0 | 0 | 0 | 0 | 0 | 0
IGCC | 0 | 0 | 0 | 0 | 0 | 0
DemandResponse | 0 | 0 | 0 | 0 | 0 | 0
IGCC-CCS | 0 | 0 | 0 | 0 | 0 | 0
WT_off | 0 | 0 | 0 | 0 | 0 | 0
PseudoUnit | 0 | 0 | 0 | 0 | 0 | 0
FixedInterchange | 0 | 0 | 0 | 0 | 0 | 0
Emission Cost by Reporting Type: MARITIMES
ReportingType | 2015 | 2020 | 2025 | 2030 | 2035 | 2040
BM | 0 | 0 | 0 | 0 | 0 | 0
CC | 0 | 0 | 0 | 0 | 0 | 0
CSP | 0 | 0 | 0 | 0 | 0 | 0
CT | 0 | 0 | 0 | 0 | 0 | 0
Coal | 0 | 0 | 0 | 0 | 0 | 0
Geo | 0 | 0 | 0 | 0 | 0 | 0
H | 0 | 0 | 0 | 0 | 0 | 0
LFG | 0 | 0 | 0 | 0 | 0 | 0
Nuc | 0 | 0 | 0 | 0 | 0 | 0
PS | 0 | 0 | 0 | 0 | 0 | 0
PV | 0 | 0 | 0 | 0 | 0 | 0
PeakG | 0 | 0 | 0 | 0 | 0 | 0
PeakO | 0 | 0 | 0 | 0 | 0 | 0
ST | 0 | 0 | 0 | 0 | 0 | 0
STOG | 0 | 0 | 0 | 0 | 0 | 0
STWD | 0 | 0 | 0 | 0 | 0 | 0
WT | 0 | 0 | 0 | 0 | 0 | 0
IGCC | 0 | 0 | 0 | 0 | 0 | 0
DemandResponse | 0 | 0 | 0 | 0 | 0 | 0
IGCC-CCS | 0 | 0 | 0 | 0 | 0 | 0
WT_off | 0 | 0 | 0 | 0 | 0 | 0
PseudoUnit | 0 | 0 | 0 | 0 | 0 | 0
FixedInterchange | 0 | 0 | 0 | 0 | 0 | 0
Emission Cost by Reporting Type: All
ReportingType | 2015 | 2020 | 2025 | 2030 | 2035 | 2040
BM | 0 | 0 | 0 | 0 | 0 | 0
CC | 0 | 0 | 0 | 0 | 0 | 0
CSP | 0 | 0 | 0 | 0 | 0 | 0
CT | 0 | 0 | 0 | 0 | 0 | 0
Coal | 0 | 0 | 0 | 0 | 0 | 0
Geo | 0 | 0 | 0 | 0 | 0 | 0
H | 0 | 0 | 0 | 0 | 0 | 0
LFG | 0 | 0 | 0 | 0 | 0 | 0
Nuc | 0 | 0 | 0 | 0 | 0 | 0
PS | 0 | 0 | 0 | 0 | 0 | 0
PV | 0 | 0 | 0 | 0 | 0 | 0
PeakG | 0 | 0 | 0 | 0 | 0 | 0
PeakO | 0 | 0 | 0 | 0 | 0 | 0
ST | 0 | 0 | 0 | 0 | 0 | 0
STOG | 0 | 0 | 0 | 0 | 0 | 0
STWD | 0 | 0 | 0 | 0 | 0 | 0
WT | 0 | 0 | 0 | 0 | 0 | 0
IGCC | 0 | 0 | 0 | 0 | 0 | 0
DemandResponse | 0 | 0 | 0 | 0 | 0 | 0
IGCC-CCS | 0 | 0 | 0 | 0 | 0 | 0
WT_off | 0 | 0 | 0 | 0 | 0 | 0
PseudoUnit | 0 | 0 | 0 | 0 | 0 | 0
FixedInterchange | 0 | 0 | 0 | 0 | 0 | 0
Emission Cost by Reporting Type: EI_US
ReportingType | 2015 | 2020 | 2025 | 2030 | 2035 | 2040
BM | 0 | 0 | 0 | 0 | 0 | 0
CC | 0 | 0 | 0 | 0 | 0 | 0
CSP | 0 | 0 | 0 | 0 | 0 | 0
CT | 0 | 0 | 0 | 0 | 0 | 0
Coal | 0 | 0 | 0 | 0 | 0 | 0
Geo | 0 | 0 | 0 | 0 | 0 | 0
H | 0 | 0 | 0 | 0 | 0 | 0
LFG | 0 | 0 | 0 | 0 | 0 | 0
Nuc | 0 | 0 | 0 | 0 | 0 | 0
PS | 0 | 0 | 0 | 0 | 0 | 0
PV | 0 | 0 | 0 | 0 | 0 | 0
PeakG | 0 | 0 | 0 | 0 | 0 | 0
PeakO | 0 | 0 | 0 | 0 | 0 | 0
ST | 0 | 0 | 0 | 0 | 0 | 0
STOG | 0 | 0 | 0 | 0 | 0 | 0
STWD | 0 | 0 | 0 | 0 | 0 | 0
WT | 0 | 0 | 0 | 0 | 0 | 0
IGCC | 0 | 0 | 0 | 0 | 0 | 0
DemandResponse | 0 | 0 | 0 | 0 | 0 | 0
IGCC-CCS | 0 | 0 | 0 | 0 | 0 | 0
WT_off | 0 | 0 | 0 | 0 | 0 | 0
PseudoUnit | 0 | 0 | 0 | 0 | 0 | 0
FixedInterchange | 0 | 0 | 0 | 0 | 0 | 0
Emission Cost by Reporting Type: EI_Canada
ReportingType | 2015 | 2020 | 2025 | 2030 | 2035 | 2040
BM | 0 | 0 | 0 | 0 | 0 | 0
CC | 0 | 0 | 0 | 0 | 0 | 0
CSP | 0 | 0 | 0 | 0 | 0 | 0
CT | 0 | 0 | 0 | 0 | 0 | 0
Coal | 0 | 0 | 0 | 0 | 0 | 0
Geo | 0 | 0 | 0 | 0 | 0 | 0
H | 0 | 0 | 0 | 0 | 0 | 0
LFG | 0 | 0 | 0 | 0 | 0 | 0
Nuc | 0 | 0 | 0 | 0 | 0 | 0
PS | 0 | 0 | 0 | 0 | 0 | 0
PV | 0 | 0 | 0 | 0 | 0 | 0
PeakG | 0 | 0 | 0 | 0 | 0 | 0
PeakO | 0 | 0 | 0 | 0 | 0 | 0
ST | 0 | 0 | 0 | 0 | 0 | 0
STOG | 0 | 0 | 0 | 0 | 0 | 0
STWD | 0 | 0 | 0 | 0 | 0 | 0
WT | 0 | 0 | 0 | 0 | 0 | 0
IGCC | 0 | 0 | 0 | 0 | 0 | 0
DemandResponse | 0 | 0 | 0 | 0 | 0 | 0
IGCC-CCS | 0 | 0 | 0 | 0 | 0 | 0
WT_off | 0 | 0 | 0 | 0 | 0 | 0
PseudoUnit | 0 | 0 | 0 | 0 | 0 | 0
FixedInterchange | 0 | 0 | 0 | 0 | 0 | 0
Emission Cost by Reporting Type: EI
ReportingType | 2015 | 2020 | 2025 | 2030 | 2035 | 2040
BM | 0 | 0 | 0 | 0 | 0 | 0
CC | 0 | 0 | 0 | 0 | 0 | 0
CSP | 0 | 0 | 0 | 0 | 0 | 0
CT | 0 | 0 | 0 | 0 | 0 | 0
Coal | 0 | 0 | 0 | 0 | 0 | 0
Geo | 0 | 0 | 0 | 0 | 0 | 0
H | 0 | 0 | 0 | 0 | 0 | 0
LFG | 0 | 0 | 0 | 0 | 0 | 0
Nuc | 0 | 0 | 0 | 0 | 0 | 0
PS | 0 | 0 | 0 | 0 | 0 | 0
PV | 0 | 0 | 0 | 0 | 0 | 0
PeakG | 0 | 0 | 0 | 0 | 0 | 0
PeakO | 0 | 0 | 0 | 0 | 0 | 0
ST | 0 | 0 | 0 | 0 | 0 | 0
STOG | 0 | 0 | 0 | 0 | 0 | 0
STWD | 0 | 0 | 0 | 0 | 0 | 0
WT | 0 | 0 | 0 | 0 | 0 | 0
IGCC | 0 | 0 | 0 | 0 | 0 | 0
DemandResponse | 0 | 0 | 0 | 0 | 0 | 0
IGCC-CCS | 0 | 0 | 0 | 0 | 0 | 0
WT_off | 0 | 0 | 0 | 0 | 0 | 0
PseudoUnit | 0 | 0 | 0 | 0 | 0 | 0
FixedInterchange | 0 | 0 | 0 | 0 | 0 | 0
Emission Cost by Reporting Type: Outside_EI
ReportingType | 2015 | 2020 | 2025 | 2030 | 2035 | 2040
BM | 0 | 0 | 0 | 0 | 0 | 0
CC | 0 | 0 | 0 | 0 | 0 | 0
CSP | 0 | 0 | 0 | 0 | 0 | 0
CT | 0 | 0 | 0 | 0 | 0 | 0
Coal | 0 | 0 | 0 | 0 | 0 | 0
Geo | 0 | 0 | 0 | 0 | 0 | 0
H | 0 | 0 | 0 | 0 | 0 | 0
LFG | 0 | 0 | 0 | 0 | 0 | 0
Nuc | 0 | 0 | 0 | 0 | 0 | 0
PS | 0 | 0 | 0 | 0 | 0 | 0
PV | 0 | 0 | 0 | 0 | 0 | 0
PeakG | 0 | 0 | 0 | 0 | 0 | 0
PeakO | 0 | 0 | 0 | 0 | 0 | 0
ST | 0 | 0 | 0 | 0 | 0 | 0
STOG | 0 | 0 | 0 | 0 | 0 | 0
STWD | 0 | 0 | 0 | 0 | 0 | 0
WT | 0 | 0 | 0 | 0 | 0 | 0
IGCC | 0 | 0 | 0 | 0 | 0 | 0
DemandResponse | 0 | 0 | 0 | 0 | 0 | 0
IGCC-CCS | 0 | 0 | 0 | 0 | 0 | 0
WT_off | 0 | 0 | 0 | 0 | 0 | 0
PseudoUnit | 0 | 0 | 0 | 0 | 0 | 0
FixedInterchange | 0 | 0 | 0 | 0 | 0 | 0
==== Emission Program: Carbon_CA : (CO2) ====
Emission Cost by Reporting Type: Entergy
ReportingType | 2015 | 2020 | 2025 | 2030 | 2035 | 2040
BM | 0 | 0 | 0 | 0 | 0 | 0
CC | 0 | 0 | 0 | 0 | 0 | 0
CSP | 0 | 0 | 0 | 0 | 0 | 0
CT | 0 | 0 | 0 | 0 | 0 | 0
Coal | 0 | 0 | 0 | 0 | 0 | 0
Geo | 0 | 0 | 0 | 0 | 0 | 0
H | 0 | 0 | 0 | 0 | 0 | 0
LFG | 0 | 0 | 0 | 0 | 0 | 0
Nuc | 0 | 0 | 0 | 0 | 0 | 0
PS | 0 | 0 | 0 | 0 | 0 | 0
PV | 0 | 0 | 0 | 0 | 0 | 0
PeakG | 0 | 0 | 0 | 0 | 0 | 0
PeakO | 0 | 0 | 0 | 0 | 0 | 0
ST | 0 | 0 | 0 | 0 | 0 | 0
STOG | 0 | 0 | 0 | 0 | 0 | 0
STWD | 0 | 0 | 0 | 0 | 0 | 0
WT | 0 | 0 | 0 | 0 | 0 | 0
IGCC | 0 | 0 | 0 | 0 | 0 | 0
DemandResponse | 0 | 0 | 0 | 0 | 0 | 0
IGCC-CCS | 0 | 0 | 0 | 0 | 0 | 0
WT_off | 0 | 0 | 0 | 0 | 0 | 0
PseudoUnit | 0 | 0 | 0 | 0 | 0 | 0
FixedInterchange | 0 | 0 | 0 | 0 | 0 | 0
Emission Cost by Reporting Type: FRCC
ReportingType | 2015 | 2020 | 2025 | 2030 | 2035 | 2040
BM | 0 | 0 | 0 | 0 | 0 | 0
CC | 0 | 0 | 0 | 0 | 0 | 0
CSP | 0 | 0 | 0 | 0 | 0 | 0
CT | 0 | 0 | 0 | 0 | 0 | 0
Coal | 0 | 0 | 0 | 0 | 0 | 0
Geo | 0 | 0 | 0 | 0 | 0 | 0
H | 0 | 0 | 0 | 0 | 0 | 0
LFG | 0 | 0 | 0 | 0 | 0 | 0
Nuc | 0 | 0 | 0 | 0 | 0 | 0
PS | 0 | 0 | 0 | 0 | 0 | 0
PV | 0 | 0 | 0 | 0 | 0 | 0
PeakG | 0 | 0 | 0 | 0 | 0 | 0
PeakO | 0 | 0 | 0 | 0 | 0 | 0
ST | 0 | 0 | 0 | 0 | 0 | 0
STOG | 0 | 0 | 0 | 0 | 0 | 0
STWD | 0 | 0 | 0 | 0 | 0 | 0
WT | 0 | 0 | 0 | 0 | 0 | 0
IGCC | 0 | 0 | 0 | 0 | 0 | 0
DemandResponse | 0 | 0 | 0 | 0 | 0 | 0
IGCC-CCS | 0 | 0 | 0 | 0 | 0 | 0
WT_off | 0 | 0 | 0 | 0 | 0 | 0
PseudoUnit | 0 | 0 | 0 | 0 | 0 | 0
FixedInterchange | 0 | 0 | 0 | 0 | 0 | 0
Emission Cost by Reporting Type: MAPP_US
ReportingType | 2015 | 2020 | 2025 | 2030 | 2035 | 2040
BM | 0 | 0 | 0 | 0 | 0 | 0
CC | 0 | 0 | 0 | 0 | 0 | 0
CSP | 0 | 0 | 0 | 0 | 0 | 0
CT | 0 | 0 | 0 | 0 | 0 | 0
Coal | 0 | 0 | 0 | 0 | 0 | 0
Geo | 0 | 0 | 0 | 0 | 0 | 0
H | 0 | 0 | 0 | 0 | 0 | 0
LFG | 0 | 0 | 0 | 0 | 0 | 0
Nuc | 0 | 0 | 0 | 0 | 0 | 0
PS | 0 | 0 | 0 | 0 | 0 | 0
PV | 0 | 0 | 0 | 0 | 0 | 0
PeakG | 0 | 0 | 0 | 0 | 0 | 0
PeakO | 0 | 0 | 0 | 0 | 0 | 0
ST | 0 | 0 | 0 | 0 | 0 | 0
STOG | 0 | 0 | 0 | 0 | 0 | 0
STWD | 0 | 0 | 0 | 0 | 0 | 0
WT | 0 | 0 | 0 | 0 | 0 | 0
IGCC | 0 | 0 | 0 | 0 | 0 | 0
DemandResponse | 0 | 0 | 0 | 0 | 0 | 0
IGCC-CCS | 0 | 0 | 0 | 0 | 0 | 0
WT_off | 0 | 0 | 0 | 0 | 0 | 0
PseudoUnit | 0 | 0 | 0 | 0 | 0 | 0
FixedInterchange | 0 | 0 | 0 | 0 | 0 | 0
Emission Cost by Reporting Type: MISO_IN
ReportingType | 2015 | 2020 | 2025 | 2030 | 2035 | 2040
BM | 0 | 0 | 0 | 0 | 0 | 0
CC | 0 | 0 | 0 | 0 | 0 | 0
CSP | 0 | 0 | 0 | 0 | 0 | 0
CT | 0 | 0 | 0 | 0 | 0 | 0
Coal | 0 | 0 | 0 | 0 | 0 | 0
Geo | 0 | 0 | 0 | 0 | 0 | 0
H | 0 | 0 | 0 | 0 | 0 | 0
LFG | 0 | 0 | 0 | 0 | 0 | 0
Nuc | 0 | 0 | 0 | 0 | 0 | 0
PS | 0 | 0 | 0 | 0 | 0 | 0
PV | 0 | 0 | 0 | 0 | 0 | 0
PeakG | 0 | 0 | 0 | 0 | 0 | 0
PeakO | 0 | 0 | 0 | 0 | 0 | 0
ST | 0 | 0 | 0 | 0 | 0 | 0
STOG | 0 | 0 | 0 | 0 | 0 | 0
STWD | 0 | 0 | 0 | 0 | 0 | 0
WT | 0 | 0 | 0 | 0 | 0 | 0
IGCC | 0 | 0 | 0 | 0 | 0 | 0
DemandResponse | 0 | 0 | 0 | 0 | 0 | 0
IGCC-CCS | 0 | 0 | 0 | 0 | 0 | 0
WT_off | 0 | 0 | 0 | 0 | 0 | 0
PseudoUnit | 0 | 0 | 0 | 0 | 0 | 0
FixedInterchange | 0 | 0 | 0 | 0 | 0 | 0
Emission Cost by Reporting Type: MISO_MI
ReportingType | 2015 | 2020 | 2025 | 2030 | 2035 | 2040
BM | 0 | 0 | 0 | 0 | 0 | 0
CC | 0 | 0 | 0 | 0 | 0 | 0
CSP | 0 | 0 | 0 | 0 | 0 | 0
CT | 0 | 0 | 0 | 0 | 0 | 0
Coal | 0 | 0 | 0 | 0 | 0 | 0
Geo | 0 | 0 | 0 | 0 | 0 | 0
H | 0 | 0 | 0 | 0 | 0 | 0
LFG | 0 | 0 | 0 | 0 | 0 | 0
Nuc | 0 | 0 | 0 | 0 | 0 | 0
PS | 0 | 0 | 0 | 0 | 0 | 0
PV | 0 | 0 | 0 | 0 | 0 | 0
PeakG | 0 | 0 | 0 | 0 | 0 | 0
PeakO | 0 | 0 | 0 | 0 | 0 | 0
ST | 0 | 0 | 0 | 0 | 0 | 0
STOG | 0 | 0 | 0 | 0 | 0 | 0
STWD | 0 | 0 | 0 | 0 | 0 | 0
WT | 0 | 0 | 0 | 0 | 0 | 0
IGCC | 0 | 0 | 0 | 0 | 0 | 0
DemandResponse | 0 | 0 | 0 | 0 | 0 | 0
IGCC-CCS | 0 | 0 | 0 | 0 | 0 | 0
WT_off | 0 | 0 | 0 | 0 | 0 | 0
PseudoUnit | 0 | 0 | 0 | 0 | 0 | 0
FixedInterchange | 0 | 0 | 0 | 0 | 0 | 0
Emission Cost by Reporting Type: MISO_MO-IL
ReportingType | 2015 | 2020 | 2025 | 2030 | 2035 | 2040
BM | 0 | 0 | 0 | 0 | 0 | 0
CC | 0 | 0 | 0 | 0 | 0 | 0
CSP | 0 | 0 | 0 | 0 | 0 | 0
CT | 0 | 0 | 0 | 0 | 0 | 0
Coal | 0 | 0 | 0 | 0 | 0 | 0
Geo | 0 | 0 | 0 | 0 | 0 | 0
H | 0 | 0 | 0 | 0 | 0 | 0
LFG | 0 | 0 | 0 | 0 | 0 | 0
Nuc | 0 | 0 | 0 | 0 | 0 | 0
PS | 0 | 0 | 0 | 0 | 0 | 0
PV | 0 | 0 | 0 | 0 | 0 | 0
PeakG | 0 | 0 | 0 | 0 | 0 | 0
PeakO | 0 | 0 | 0 | 0 | 0 | 0
ST | 0 | 0 | 0 | 0 | 0 | 0
STOG | 0 | 0 | 0 | 0 | 0 | 0
STWD | 0 | 0 | 0 | 0 | 0 | 0
WT | 0 | 0 | 0 | 0 | 0 | 0
IGCC | 0 | 0 | 0 | 0 | 0 | 0
DemandResponse | 0 | 0 | 0 | 0 | 0 | 0
IGCC-CCS | 0 | 0 | 0 | 0 | 0 | 0
WT_off | 0 | 0 | 0 | 0 | 0 | 0
PseudoUnit | 0 | 0 | 0 | 0 | 0 | 0
FixedInterchange | 0 | 0 | 0 | 0 | 0 | 0
Emission Cost by Reporting Type: MISO_W
ReportingType | 2015 | 2020 | 2025 | 2030 | 2035 | 2040
BM | 0 | 0 | 0 | 0 | 0 | 0
CC | 0 | 0 | 0 | 0 | 0 | 0
CSP | 0 | 0 | 0 | 0 | 0 | 0
CT | 0 | 0 | 0 | 0 | 0 | 0
Coal | 0 | 0 | 0 | 0 | 0 | 0
Geo | 0 | 0 | 0 | 0 | 0 | 0
H | 0 | 0 | 0 | 0 | 0 | 0
LFG | 0 | 0 | 0 | 0 | 0 | 0
Nuc | 0 | 0 | 0 | 0 | 0 | 0
PS | 0 | 0 | 0 | 0 | 0 | 0
PV | 0 | 0 | 0 | 0 | 0 | 0
PeakG | 0 | 0 | 0 | 0 | 0 | 0
PeakO | 0 | 0 | 0 | 0 | 0 | 0
ST | 0 | 0 | 0 | 0 | 0 | 0
STOG | 0 | 0 | 0 | 0 | 0 | 0
STWD | 0 | 0 | 0 | 0 | 0 | 0
WT | 0 | 0 | 0 | 0 | 0 | 0
IGCC | 0 | 0 | 0 | 0 | 0 | 0
DemandResponse | 0 | 0 | 0 | 0 | 0 | 0
IGCC-CCS | 0 | 0 | 0 | 0 | 0 | 0
WT_off | 0 | 0 | 0 | 0 | 0 | 0
PseudoUnit | 0 | 0 | 0 | 0 | 0 | 0
FixedInterchange | 0 | 0 | 0 | 0 | 0 | 0
Emission Cost by Reporting Type: MISO_WUMS
ReportingType | 2015 | 2020 | 2025 | 2030 | 2035 | 2040
BM | 0 | 0 | 0 | 0 | 0 | 0
CC | 0 | 0 | 0 | 0 | 0 | 0
CSP | 0 | 0 | 0 | 0 | 0 | 0
CT | 0 | 0 | 0 | 0 | 0 | 0
Coal | 0 | 0 | 0 | 0 | 0 | 0
Geo | 0 | 0 | 0 | 0 | 0 | 0
H | 0 | 0 | 0 | 0 | 0 | 0
LFG | 0 | 0 | 0 | 0 | 0 | 0
Nuc | 0 | 0 | 0 | 0 | 0 | 0
PS | 0 | 0 | 0 | 0 | 0 | 0
PV | 0 | 0 | 0 | 0 | 0 | 0
PeakG | 0 | 0 | 0 | 0 | 0 | 0
PeakO | 0 | 0 | 0 | 0 | 0 | 0
ST | 0 | 0 | 0 | 0 | 0 | 0
STOG | 0 | 0 | 0 | 0 | 0 | 0
STWD | 0 | 0 | 0 | 0 | 0 | 0
WT | 0 | 0 | 0 | 0 | 0 | 0
IGCC | 0 | 0 | 0 | 0 | 0 | 0
DemandResponse | 0 | 0 | 0 | 0 | 0 | 0
IGCC-CCS | 0 | 0 | 0 | 0 | 0 | 0
WT_off | 0 | 0 | 0 | 0 | 0 | 0
PseudoUnit | 0 | 0 | 0 | 0 | 0 | 0
FixedInterchange | 0 | 0 | 0 | 0 | 0 | 0
Emission Cost by Reporting Type: Nebraska
ReportingType | 2015 | 2020 | 2025 | 2030 | 2035 | 2040
BM | 0 | 0 | 0 | 0 | 0 | 0
CC | 0 | 0 | 0 | 0 | 0 | 0
CSP | 0 | 0 | 0 | 0 | 0 | 0
CT | 0 | 0 | 0 | 0 | 0 | 0
Coal | 0 | 0 | 0 | 0 | 0 | 0
Geo | 0 | 0 | 0 | 0 | 0 | 0
H | 0 | 0 | 0 | 0 | 0 | 0
LFG | 0 | 0 | 0 | 0 | 0 | 0
Nuc | 0 | 0 | 0 | 0 | 0 | 0
PS | 0 | 0 | 0 | 0 | 0 | 0
PV | 0 | 0 | 0 | 0 | 0 | 0
PeakG | 0 | 0 | 0 | 0 | 0 | 0
PeakO | 0 | 0 | 0 | 0 | 0 | 0
ST | 0 | 0 | 0 | 0 | 0 | 0
STOG | 0 | 0 | 0 | 0 | 0 | 0
STWD | 0 | 0 | 0 | 0 | 0 | 0
WT | 0 | 0 | 0 | 0 | 0 | 0
IGCC | 0 | 0 | 0 | 0 | 0 | 0
DemandResponse | 0 | 0 | 0 | 0 | 0 | 0
IGCC-CCS | 0 | 0 | 0 | 0 | 0 | 0
WT_off | 0 | 0 | 0 | 0 | 0 | 0
PseudoUnit | 0 | 0 | 0 | 0 | 0 | 0
FixedInterchange | 0 | 0 | 0 | 0 | 0 | 0
Emission Cost by Reporting Type: NEISO
ReportingType | 2015 | 2020 | 2025 | 2030 | 2035 | 2040
BM | 0 | 0 | 0 | 0 | 0 | 0
CC | 0 | 0 | 0 | 0 | 0 | 0
CSP | 0 | 0 | 0 | 0 | 0 | 0
CT | 0 | 0 | 0 | 0 | 0 | 0
Coal | 0 | 0 | 0 | 0 | 0 | 0
Geo | 0 | 0 | 0 | 0 | 0 | 0
H | 0 | 0 | 0 | 0 | 0 | 0
LFG | 0 | 0 | 0 | 0 | 0 | 0
Nuc | 0 | 0 | 0 | 0 | 0 | 0
PS | 0 | 0 | 0 | 0 | 0 | 0
PV | 0 | 0 | 0 | 0 | 0 | 0
PeakG | 0 | 0 | 0 | 0 | 0 | 0
PeakO | 0 | 0 | 0 | 0 | 0 | 0
ST | 0 | 0 | 0 | 0 | 0 | 0
STOG | 0 | 0 | 0 | 0 | 0 | 0
STWD | 0 | 0 | 0 | 0 | 0 | 0
WT | 0 | 0 | 0 | 0 | 0 | 0
IGCC | 0 | 0 | 0 | 0 | 0 | 0
DemandResponse | 0 | 0 | 0 | 0 | 0 | 0
IGCC-CCS | 0 | 0 | 0 | 0 | 0 | 0
WT_off | 0 | 0 | 0 | 0 | 0 | 0
PseudoUnit | 0 | 0 | 0 | 0 | 0 | 0
FixedInterchange | 0 | 0 | 0 | 0 | 0 | 0
Emission Cost by Reporting Type: NonRTO_Midwest
ReportingType | 2015 | 2020 | 2025 | 2030 | 2035 | 2040
BM | 0 | 0 | 0 | 0 | 0 | 0
CC | 0 | 0 | 0 | 0 | 0 | 0
CSP | 0 | 0 | 0 | 0 | 0 | 0
CT | 0 | 0 | 0 | 0 | 0 | 0
Coal | 0 | 0 | 0 | 0 | 0 | 0
Geo | 0 | 0 | 0 | 0 | 0 | 0
H | 0 | 0 | 0 | 0 | 0 | 0
LFG | 0 | 0 | 0 | 0 | 0 | 0
Nuc | 0 | 0 | 0 | 0 | 0 | 0
PS | 0 | 0 | 0 | 0 | 0 | 0
PV | 0 | 0 | 0 | 0 | 0 | 0
PeakG | 0 | 0 | 0 | 0 | 0 | 0
PeakO | 0 | 0 | 0 | 0 | 0 | 0
ST | 0 | 0 | 0 | 0 | 0 | 0
STOG | 0 | 0 | 0 | 0 | 0 | 0
STWD | 0 | 0 | 0 | 0 | 0 | 0
WT | 0 | 0 | 0 | 0 | 0 | 0
IGCC | 0 | 0 | 0 | 0 | 0 | 0
DemandResponse | 0 | 0 | 0 | 0 | 0 | 0
IGCC-CCS | 0 | 0 | 0 | 0 | 0 | 0
WT_off | 0 | 0 | 0 | 0 | 0 | 0
PseudoUnit | 0 | 0 | 0 | 0 | 0 | 0
FixedInterchange | 0 | 0 | 0 | 0 | 0 | 0
Emission Cost by Reporting Type: NYISO_A-F
ReportingType | 2015 | 2020 | 2025 | 2030 | 2035 | 2040
BM | 0 | 0 | 0 | 0 | 0 | 0
CC | 0 | 0 | 0 | 0 | 0 | 0
CSP | 0 | 0 | 0 | 0 | 0 | 0
CT | 0 | 0 | 0 | 0 | 0 | 0
Coal | 0 | 0 | 0 | 0 | 0 | 0
Geo | 0 | 0 | 0 | 0 | 0 | 0
H | 0 | 0 | 0 | 0 | 0 | 0
LFG | 0 | 0 | 0 | 0 | 0 | 0
Nuc | 0 | 0 | 0 | 0 | 0 | 0
PS | 0 | 0 | 0 | 0 | 0 | 0
PV | 0 | 0 | 0 | 0 | 0 | 0
PeakG | 0 | 0 | 0 | 0 | 0 | 0
PeakO | 0 | 0 | 0 | 0 | 0 | 0
ST | 0 | 0 | 0 | 0 | 0 | 0
STOG | 0 | 0 | 0 | 0 | 0 | 0
STWD | 0 | 0 | 0 | 0 | 0 | 0
WT | 0 | 0 | 0 | 0 | 0 | 0
IGCC | 0 | 0 | 0 | 0 | 0 | 0
DemandResponse | 0 | 0 | 0 | 0 | 0 | 0
IGCC-CCS | 0 | 0 | 0 | 0 | 0 | 0
WT_off | 0 | 0 | 0 | 0 | 0 | 0
PseudoUnit | 0 | 0 | 0 | 0 | 0 | 0
FixedInterchange | 0 | 0 | 0 | 0 | 0 | 0
Emission Cost by Reporting Type: NYISO_G-I
ReportingType | 2015 | 2020 | 2025 | 2030 | 2035 | 2040
BM | 0 | 0 | 0 | 0 | 0 | 0
CC | 0 | 0 | 0 | 0 | 0 | 0
CSP | 0 | 0 | 0 | 0 | 0 | 0
CT | 0 | 0 | 0 | 0 | 0 | 0
Coal | 0 | 0 | 0 | 0 | 0 | 0
Geo | 0 | 0 | 0 | 0 | 0 | 0
H | 0 | 0 | 0 | 0 | 0 | 0
LFG | 0 | 0 | 0 | 0 | 0 | 0
Nuc | 0 | 0 | 0 | 0 | 0 | 0
PS | 0 | 0 | 0 | 0 | 0 | 0
PV | 0 | 0 | 0 | 0 | 0 | 0
PeakG | 0 | 0 | 0 | 0 | 0 | 0
PeakO | 0 | 0 | 0 | 0 | 0 | 0
ST | 0 | 0 | 0 | 0 | 0 | 0
STOG | 0 | 0 | 0 | 0 | 0 | 0
STWD | 0 | 0 | 0 | 0 | 0 | 0
WT | 0 | 0 | 0 | 0 | 0 | 0
IGCC | 0 | 0 | 0 | 0 | 0 | 0
DemandResponse | 0 | 0 | 0 | 0 | 0 | 0
IGCC-CCS | 0 | 0 | 0 | 0 | 0 | 0
WT_off | 0 | 0 | 0 | 0 | 0 | 0
PseudoUnit | 0 | 0 | 0 | 0 | 0 | 0
FixedInterchange | 0 | 0 | 0 | 0 | 0 | 0
Emission Cost by Reporting Type: NYISO_J-K
ReportingType | 2015 | 2020 | 2025 | 2030 | 2035 | 2040
BM | 0 | 0 | 0 | 0 | 0 | 0
CC | 0 | 0 | 0 | 0 | 0 | 0
CSP | 0 | 0 | 0 | 0 | 0 | 0
CT | 0 | 0 | 0 | 0 | 0 | 0
Coal | 0 | 0 | 0 | 0 | 0 | 0
Geo | 0 | 0 | 0 | 0 | 0 | 0
H | 0 | 0 | 0 | 0 | 0 | 0
LFG | 0 | 0 | 0 | 0 | 0 | 0
Nuc | 0 | 0 | 0 | 0 | 0 | 0
PS | 0 | 0 | 0 | 0 | 0 | 0
PV | 0 | 0 | 0 | 0 | 0 | 0
PeakG | 0 | 0 | 0 | 0 | 0 | 0
PeakO | 0 | 0 | 0 | 0 | 0 | 0
ST | 0 | 0 | 0 | 0 | 0 | 0
STOG | 0 | 0 | 0 | 0 | 0 | 0
STWD | 0 | 0 | 0 | 0 | 0 | 0
WT | 0 | 0 | 0 | 0 | 0 | 0
IGCC | 0 | 0 | 0 | 0 | 0 | 0
DemandResponse | 0 | 0 | 0 | 0 | 0 | 0
IGCC-CCS | 0 | 0 | 0 | 0 | 0 | 0
WT_off | 0 | 0 | 0 | 0 | 0 | 0
PseudoUnit | 0 | 0 | 0 | 0 | 0 | 0
FixedInterchange | 0 | 0 | 0 | 0 | 0 | 0
Emission Cost by Reporting Type: PJM_E
ReportingType | 2015 | 2020 | 2025 | 2030 | 2035 | 2040
BM | 0 | 0 | 0 | 0 | 0 | 0
CC | 0 | 0 | 0 | 0 | 0 | 0
CSP | 0 | 0 | 0 | 0 | 0 | 0
CT | 0 | 0 | 0 | 0 | 0 | 0
Coal | 0 | 0 | 0 | 0 | 0 | 0
Geo | 0 | 0 | 0 | 0 | 0 | 0
H | 0 | 0 | 0 | 0 | 0 | 0
LFG | 0 | 0 | 0 | 0 | 0 | 0
Nuc | 0 | 0 | 0 | 0 | 0 | 0
PS | 0 | 0 | 0 | 0 | 0 | 0
PV | 0 | 0 | 0 | 0 | 0 | 0
PeakG | 0 | 0 | 0 | 0 | 0 | 0
PeakO | 0 | 0 | 0 | 0 | 0 | 0
ST | 0 | 0 | 0 | 0 | 0 | 0
STOG | 0 | 0 | 0 | 0 | 0 | 0
STWD | 0 | 0 | 0 | 0 | 0 | 0
WT | 0 | 0 | 0 | 0 | 0 | 0
IGCC | 0 | 0 | 0 | 0 | 0 | 0
DemandResponse | 0 | 0 | 0 | 0 | 0 | 0
IGCC-CCS | 0 | 0 | 0 | 0 | 0 | 0
WT_off | 0 | 0 | 0 | 0 | 0 | 0
PseudoUnit | 0 | 0 | 0 | 0 | 0 | 0
FixedInterchange | 0 | 0 | 0 | 0 | 0 | 0
Emission Cost by Reporting Type: PJM_ROM
ReportingType | 2015 | 2020 | 2025 | 2030 | 2035 | 2040
BM | 0 | 0 | 0 | 0 | 0 | 0
CC | 0 | 0 | 0 | 0 | 0 | 0
CSP | 0 | 0 | 0 | 0 | 0 | 0
CT | 0 | 0 | 0 | 0 | 0 | 0
Coal | 0 | 0 | 0 | 0 | 0 | 0
Geo | 0 | 0 | 0 | 0 | 0 | 0
H | 0 | 0 | 0 | 0 | 0 | 0
LFG | 0 | 0 | 0 | 0 | 0 | 0
Nuc | 0 | 0 | 0 | 0 | 0 | 0
PS | 0 | 0 | 0 | 0 | 0 | 0
PV | 0 | 0 | 0 | 0 | 0 | 0
PeakG | 0 | 0 | 0 | 0 | 0 | 0
PeakO | 0 | 0 | 0 | 0 | 0 | 0
ST | 0 | 0 | 0 | 0 | 0 | 0
STOG | 0 | 0 | 0 | 0 | 0 | 0
STWD | 0 | 0 | 0 | 0 | 0 | 0
WT | 0 | 0 | 0 | 0 | 0 | 0
IGCC | 0 | 0 | 0 | 0 | 0 | 0
DemandResponse | 0 | 0 | 0 | 0 | 0 | 0
IGCC-CCS | 0 | 0 | 0 | 0 | 0 | 0
WT_off | 0 | 0 | 0 | 0 | 0 | 0
PseudoUnit | 0 | 0 | 0 | 0 | 0 | 0
FixedInterchange | 0 | 0 | 0 | 0 | 0 | 0
Emission Cost by Reporting Type: PJM_ROR
ReportingType | 2015 | 2020 | 2025 | 2030 | 2035 | 2040
BM | 0 | 0 | 0 | 0 | 0 | 0
CC | 0 | 0 | 0 | 0 | 0 | 0
CSP | 0 | 0 | 0 | 0 | 0 | 0
CT | 0 | 0 | 0 | 0 | 0 | 0
Coal | 0 | 0 | 0 | 0 | 0 | 0
Geo | 0 | 0 | 0 | 0 | 0 | 0
H | 0 | 0 | 0 | 0 | 0 | 0
LFG | 0 | 0 | 0 | 0 | 0 | 0
Nuc | 0 | 0 | 0 | 0 | 0 | 0
PS | 0 | 0 | 0 | 0 | 0 | 0
PV | 0 | 0 | 0 | 0 | 0 | 0
PeakG | 0 | 0 | 0 | 0 | 0 | 0
PeakO | 0 | 0 | 0 | 0 | 0 | 0
ST | 0 | 0 | 0 | 0 | 0 | 0
STOG | 0 | 0 | 0 | 0 | 0 | 0
STWD | 0 | 0 | 0 | 0 | 0 | 0
WT | 0 | 0 | 0 | 0 | 0 | 0
IGCC | 0 | 0 | 0 | 0 | 0 | 0
DemandResponse | 0 | 0 | 0 | 0 | 0 | 0
IGCC-CCS | 0 | 0 | 0 | 0 | 0 | 0
WT_off | 0 | 0 | 0 | 0 | 0 | 0
PseudoUnit | 0 | 0 | 0 | 0 | 0 | 0
FixedInterchange | 0 | 0 | 0 | 0 | 0 | 0
Emission Cost by Reporting Type: SOCO
ReportingType | 2015 | 2020 | 2025 | 2030 | 2035 | 2040
BM | 0 | 0 | 0 | 0 | 0 | 0
CC | 0 | 0 | 0 | 0 | 0 | 0
CSP | 0 | 0 | 0 | 0 | 0 | 0
CT | 0 | 0 | 0 | 0 | 0 | 0
Coal | 0 | 0 | 0 | 0 | 0 | 0
Geo | 0 | 0 | 0 | 0 | 0 | 0
H | 0 | 0 | 0 | 0 | 0 | 0
LFG | 0 | 0 | 0 | 0 | 0 | 0
Nuc | 0 | 0 | 0 | 0 | 0 | 0
PS | 0 | 0 | 0 | 0 | 0 | 0
PV | 0 | 0 | 0 | 0 | 0 | 0
PeakG | 0 | 0 | 0 | 0 | 0 | 0
PeakO | 0 | 0 | 0 | 0 | 0 | 0
ST | 0 | 0 | 0 | 0 | 0 | 0
STOG | 0 | 0 | 0 | 0 | 0 | 0
STWD | 0 | 0 | 0 | 0 | 0 | 0
WT | 0 | 0 | 0 | 0 | 0 | 0
IGCC | 0 | 0 | 0 | 0 | 0 | 0
DemandResponse | 0 | 0 | 0 | 0 | 0 | 0
IGCC-CCS | 0 | 0 | 0 | 0 | 0 | 0
WT_off | 0 | 0 | 0 | 0 | 0 | 0
PseudoUnit | 0 | 0 | 0 | 0 | 0 | 0
FixedInterchange | 0 | 0 | 0 | 0 | 0 | 0
Emission Cost by Reporting Type: SPP_N
ReportingType | 2015 | 2020 | 2025 | 2030 | 2035 | 2040
BM | 0 | 0 | 0 | 0 | 0 | 0
CC | 0 | 0 | 0 | 0 | 0 | 0
CSP | 0 | 0 | 0 | 0 | 0 | 0
CT | 0 | 0 | 0 | 0 | 0 | 0
Coal | 0 | 0 | 0 | 0 | 0 | 0
Geo | 0 | 0 | 0 | 0 | 0 | 0
H | 0 | 0 | 0 | 0 | 0 | 0
LFG | 0 | 0 | 0 | 0 | 0 | 0
Nuc | 0 | 0 | 0 | 0 | 0 | 0
PS | 0 | 0 | 0 | 0 | 0 | 0
PV | 0 | 0 | 0 | 0 | 0 | 0
PeakG | 0 | 0 | 0 | 0 | 0 | 0
PeakO | 0 | 0 | 0 | 0 | 0 | 0
ST | 0 | 0 | 0 | 0 | 0 | 0
STOG | 0 | 0 | 0 | 0 | 0 | 0
STWD | 0 | 0 | 0 | 0 | 0 | 0
WT | 0 | 0 | 0 | 0 | 0 | 0
IGCC | 0 | 0 | 0 | 0 | 0 | 0
DemandResponse | 0 | 0 | 0 | 0 | 0 | 0
IGCC-CCS | 0 | 0 | 0 | 0 | 0 | 0
WT_off | 0 | 0 | 0 | 0 | 0 | 0
PseudoUnit | 0 | 0 | 0 | 0 | 0 | 0
FixedInterchange | 0 | 0 | 0 | 0 | 0 | 0
Emission Cost by Reporting Type: SPP_S
ReportingType | 2015 | 2020 | 2025 | 2030 | 2035 | 2040
BM | 0 | 0 | 0 | 0 | 0 | 0
CC | 0 | 0 | 0 | 0 | 0 | 0
CSP | 0 | 0 | 0 | 0 | 0 | 0
CT | 0 | 0 | 0 | 0 | 0 | 0
Coal | 0 | 0 | 0 | 0 | 0 | 0
Geo | 0 | 0 | 0 | 0 | 0 | 0
H | 0 | 0 | 0 | 0 | 0 | 0
LFG | 0 | 0 | 0 | 0 | 0 | 0
Nuc | 0 | 0 | 0 | 0 | 0 | 0
PS | 0 | 0 | 0 | 0 | 0 | 0
PV | 0 | 0 | 0 | 0 | 0 | 0
PeakG | 0 | 0 | 0 | 0 | 0 | 0
PeakO | 0 | 0 | 0 | 0 | 0 | 0
ST | 0 | 0 | 0 | 0 | 0 | 0
STOG | 0 | 0 | 0 | 0 | 0 | 0
STWD | 0 | 0 | 0 | 0 | 0 | 0
WT | 0 | 0 | 0 | 0 | 0 | 0
IGCC | 0 | 0 | 0 | 0 | 0 | 0
DemandResponse | 0 | 0 | 0 | 0 | 0 | 0
IGCC-CCS | 0 | 0 | 0 | 0 | 0 | 0
WT_off | 0 | 0 | 0 | 0 | 0 | 0
PseudoUnit | 0 | 0 | 0 | 0 | 0 | 0
FixedInterchange | 0 | 0 | 0 | 0 | 0 | 0
Emission Cost by Reporting Type: TVA
ReportingType | 2015 | 2020 | 2025 | 2030 | 2035 | 2040
BM | 0 | 0 | 0 | 0 | 0 | 0
CC | 0 | 0 | 0 | 0 | 0 | 0
CSP | 0 | 0 | 0 | 0 | 0 | 0
CT | 0 | 0 | 0 | 0 | 0 | 0
Coal | 0 | 0 | 0 | 0 | 0 | 0
Geo | 0 | 0 | 0 | 0 | 0 | 0
H | 0 | 0 | 0 | 0 | 0 | 0
LFG | 0 | 0 | 0 | 0 | 0 | 0
Nuc | 0 | 0 | 0 | 0 | 0 | 0
PS | 0 | 0 | 0 | 0 | 0 | 0
PV | 0 | 0 | 0 | 0 | 0 | 0
PeakG | 0 | 0 | 0 | 0 | 0 | 0
PeakO | 0 | 0 | 0 | 0 | 0 | 0
ST | 0 | 0 | 0 | 0 | 0 | 0
STOG | 0 | 0 | 0 | 0 | 0 | 0
STWD | 0 | 0 | 0 | 0 | 0 | 0
WT | 0 | 0 | 0 | 0 | 0 | 0
IGCC | 0 | 0 | 0 | 0 | 0 | 0
DemandResponse | 0 | 0 | 0 | 0 | 0 | 0
IGCC-CCS | 0 | 0 | 0 | 0 | 0 | 0
WT_off | 0 | 0 | 0 | 0 | 0 | 0
PseudoUnit | 0 | 0 | 0 | 0 | 0 | 0
FixedInterchange | 0 | 0 | 0 | 0 | 0 | 0
Emission Cost by Reporting Type: TVA_Transmission
ReportingType | 2015 | 2020 | 2025 | 2030 | 2035 | 2040
BM | 0 | 0 | 0 | 0 | 0 | 0
CC | 0 | 0 | 0 | 0 | 0 | 0
CSP | 0 | 0 | 0 | 0 | 0 | 0
CT | 0 | 0 | 0 | 0 | 0 | 0
Coal | 0 | 0 | 0 | 0 | 0 | 0
Geo | 0 | 0 | 0 | 0 | 0 | 0
H | 0 | 0 | 0 | 0 | 0 | 0
LFG | 0 | 0 | 0 | 0 | 0 | 0
Nuc | 0 | 0 | 0 | 0 | 0 | 0
PS | 0 | 0 | 0 | 0 | 0 | 0
PV | 0 | 0 | 0 | 0 | 0 | 0
PeakG | 0 | 0 | 0 | 0 | 0 | 0
PeakO | 0 | 0 | 0 | 0 | 0 | 0
ST | 0 | 0 | 0 | 0 | 0 | 0
STOG | 0 | 0 | 0 | 0 | 0 | 0
STWD | 0 | 0 | 0 | 0 | 0 | 0
WT | 0 | 0 | 0 | 0 | 0 | 0
IGCC | 0 | 0 | 0 | 0 | 0 | 0
DemandResponse | 0 | 0 | 0 | 0 | 0 | 0
IGCC-CCS | 0 | 0 | 0 | 0 | 0 | 0
WT_off | 0 | 0 | 0 | 0 | 0 | 0
PseudoUnit | 0 | 0 | 0 | 0 | 0 | 0
FixedInterchange | 0 | 0 | 0 | 0 | 0 | 0
Emission Cost by Reporting Type: VACAR
ReportingType | 2015 | 2020 | 2025 | 2030 | 2035 | 2040
BM | 0 | 0 | 0 | 0 | 0 | 0
CC | 0 | 0 | 0 | 0 | 0 | 0
CSP | 0 | 0 | 0 | 0 | 0 | 0
CT | 0 | 0 | 0 | 0 | 0 | 0
Coal | 0 | 0 | 0 | 0 | 0 | 0
Geo | 0 | 0 | 0 | 0 | 0 | 0
H | 0 | 0 | 0 | 0 | 0 | 0
LFG | 0 | 0 | 0 | 0 | 0 | 0
Nuc | 0 | 0 | 0 | 0 | 0 | 0
PS | 0 | 0 | 0 | 0 | 0 | 0
PV | 0 | 0 | 0 | 0 | 0 | 0
PeakG | 0 | 0 | 0 | 0 | 0 | 0
PeakO | 0 | 0 | 0 | 0 | 0 | 0
ST | 0 | 0 | 0 | 0 | 0 | 0
STOG | 0 | 0 | 0 | 0 | 0 | 0
STWD | 0 | 0 | 0 | 0 | 0 | 0
WT | 0 | 0 | 0 | 0 | 0 | 0
IGCC | 0 | 0 | 0 | 0 | 0 | 0
DemandResponse | 0 | 0 | 0 | 0 | 0 | 0
IGCC-CCS | 0 | 0 | 0 | 0 | 0 | 0
WT_off | 0 | 0 | 0 | 0 | 0 | 0
PseudoUnit | 0 | 0 | 0 | 0 | 0 | 0
FixedInterchange | 0 | 0 | 0 | 0 | 0 | 0
Emission Cost by Reporting Type: IESO
ReportingType | 2015 | 2020 | 2025 | 2030 | 2035 | 2040
BM | 0 | 0 | 0 | 0 | 0 | 0
CC | 0 | 0 | 0 | 0 | 0 | 0
CSP | 0 | 0 | 0 | 0 | 0 | 0
CT | 0 | 0 | 0 | 0 | 0 | 0
Coal | 0 | 0 | 0 | 0 | 0 | 0
Geo | 0 | 0 | 0 | 0 | 0 | 0
H | 0 | 0 | 0 | 0 | 0 | 0
LFG | 0 | 0 | 0 | 0 | 0 | 0
Nuc | 0 | 0 | 0 | 0 | 0 | 0
PS | 0 | 0 | 0 | 0 | 0 | 0
PV | 0 | 0 | 0 | 0 | 0 | 0
PeakG | 0 | 0 | 0 | 0 | 0 | 0
PeakO | 0 | 0 | 0 | 0 | 0 | 0
ST | 0 | 0 | 0 | 0 | 0 | 0
STOG | 0 | 0 | 0 | 0 | 0 | 0
STWD | 0 | 0 | 0 | 0 | 0 | 0
WT | 0 | 0 | 0 | 0 | 0 | 0
IGCC | 0 | 0 | 0 | 0 | 0 | 0
DemandResponse | 0 | 0 | 0 | 0 | 0 | 0
IGCC-CCS | 0 | 0 | 0 | 0 | 0 | 0
WT_off | 0 | 0 | 0 | 0 | 0 | 0
PseudoUnit | 0 | 0 | 0 | 0 | 0 | 0
FixedInterchange | 0 | 0 | 0 | 0 | 0 | 0
Emission Cost by Reporting Type: MAPP_CA
ReportingType | 2015 | 2020 | 2025 | 2030 | 2035 | 2040
BM | 0 | 0 | 0 | 0 | 0 | 0
CC | 0 | 0 | 0 | 0 | 0 | 0
CSP | 0 | 0 | 0 | 0 | 0 | 0
CT | 0 | 0 | 0 | 0 | 0 | 0
Coal | 0 | 0 | 0 | 0 | 0 | 0
Geo | 0 | 0 | 0 | 0 | 0 | 0
H | 0 | 0 | 0 | 0 | 0 | 0
LFG | 0 | 0 | 0 | 0 | 0 | 0
Nuc | 0 | 0 | 0 | 0 | 0 | 0
PS | 0 | 0 | 0 | 0 | 0 | 0
PV | 0 | 0 | 0 | 0 | 0 | 0
PeakG | 0 | 0 | 0 | 0 | 0 | 0
PeakO | 0 | 0 | 0 | 0 | 0 | 0
ST | 0 | 0 | 0 | 0 | 0 | 0
STOG | 0 | 0 | 0 | 0 | 0 | 0
STWD | 0 | 0 | 0 | 0 | 0 | 0
WT | 0 | 0 | 0 | 0 | 0 | 0
IGCC | 0 | 0 | 0 | 0 | 0 | 0
DemandResponse | 0 | 0 | 0 | 0 | 0 | 0
IGCC-CCS | 0 | 0 | 0 | 0 | 0 | 0
WT_off | 0 | 0 | 0 | 0 | 0 | 0
PseudoUnit | 0 | 0 | 0 | 0 | 0 | 0
FixedInterchange | 0 | 0 | 0 | 0 | 0 | 0
Emission Cost by Reporting Type: AZ_NM_SNV_Coal
ReportingType | 2015 | 2020 | 2025 | 2030 | 2035 | 2040
BM | 0 | 0 | 0 | 0 | 0 | 0
CC | 0 | 0 | 0 | 0 | 0 | 0
CSP | 0 | 0 | 0 | 0 | 0 | 0
CT | 0 | 0 | 0 | 0 | 0 | 0
Coal | 0 | 0 | 0 | 0 | 0 | 0
Geo | 0 | 0 | 0 | 0 | 0 | 0
H | 0 | 0 | 0 | 0 | 0 | 0
LFG | 0 | 0 | 0 | 0 | 0 | 0
Nuc | 0 | 0 | 0 | 0 | 0 | 0
PS | 0 | 0 | 0 | 0 | 0 | 0
PV | 0 | 0 | 0 | 0 | 0 | 0
PeakG | 0 | 0 | 0 | 0 | 0 | 0
PeakO | 0 | 0 | 0 | 0 | 0 | 0
ST | 0 | 0 | 0 | 0 | 0 | 0
STOG | 0 | 0 | 0 | 0 | 0 | 0
STWD | 0 | 0 | 0 | 0 | 0 | 0
WT | 0 | 0 | 0 | 0 | 0 | 0
IGCC | 0 | 0 | 0 | 0 | 0 | 0
DemandResponse | 0 | 0 | 0 | 0 | 0 | 0
IGCC-CCS | 0 | 0 | 0 | 0 | 0 | 0
WT_off | 0 | 0 | 0 | 0 | 0 | 0
PseudoUnit | 0 | 0 | 0 | 0 | 0 | 0
FixedInterchange | 0 | 0 | 0 | 0 | 0 | 0
Emission Cost by Reporting Type: AZ_NM_SNV_Gas
ReportingType | 2015 | 2020 | 2025 | 2030 | 2035 | 2040
BM | 0 | 0 | 0 | 0 | 0 | 0
CC | 0 | 0 | 0 | 0 | 0 | 0
CSP | 0 | 0 | 0 | 0 | 0 | 0
CT | 0 | 0 | 0 | 0 | 0 | 0
Coal | 0 | 0 | 0 | 0 | 0 | 0
Geo | 0 | 0 | 0 | 0 | 0 | 0
H | 0 | 0 | 0 | 0 | 0 | 0
LFG | 0 | 0 | 0 | 0 | 0 | 0
Nuc | 0 | 0 | 0 | 0 | 0 | 0
PS | 0 | 0 | 0 | 0 | 0 | 0
PV | 0 | 0 | 0 | 0 | 0 | 0
PeakG | 0 | 0 | 0 | 0 | 0 | 0
PeakO | 0 | 0 | 0 | 0 | 0 | 0
ST | 0 | 0 | 0 | 0 | 0 | 0
STOG | 0 | 0 | 0 | 0 | 0 | 0
STWD | 0 | 0 | 0 | 0 | 0 | 0
WT | 0 | 0 | 0 | 0 | 0 | 0
IGCC | 0 | 0 | 0 | 0 | 0 | 0
DemandResponse | 0 | 0 | 0 | 0 | 0 | 0
IGCC-CCS | 0 | 0 | 0 | 0 | 0 | 0
WT_off | 0 | 0 | 0 | 0 | 0 | 0
PseudoUnit | 0 | 0 | 0 | 0 | 0 | 0
FixedInterchange | 0 | 0 | 0 | 0 | 0 | 0
Emission Cost by Reporting Type: AZ_NM_SNV_NucRenew
ReportingType | 2015 | 2020 | 2025 | 2030 | 2035 | 2040
BM | 0 | 0 | 0 | 0 | 0 | 0
CC | 0 | 0 | 0 | 0 | 0 | 0
CSP | 0 | 0 | 0 | 0 | 0 | 0
CT | 0 | 0 | 0 | 0 | 0 | 0
Coal | 0 | 0 | 0 | 0 | 0 | 0
Geo | 0 | 0 | 0 | 0 | 0 | 0
H | 0 | 0 | 0 | 0 | 0 | 0
LFG | 0 | 0 | 0 | 0 | 0 | 0
Nuc | 0 | 0 | 0 | 0 | 0 | 0
PS | 0 | 0 | 0 | 0 | 0 | 0
PV | 0 | 0 | 0 | 0 | 0 | 0
PeakG | 0 | 0 | 0 | 0 | 0 | 0
PeakO | 0 | 0 | 0 | 0 | 0 | 0
ST | 0 | 0 | 0 | 0 | 0 | 0
STOG | 0 | 0 | 0 | 0 | 0 | 0
STWD | 0 | 0 | 0 | 0 | 0 | 0
WT | 0 | 0 | 0 | 0 | 0 | 0
IGCC | 0 | 0 | 0 | 0 | 0 | 0
DemandResponse | 0 | 0 | 0 | 0 | 0 | 0
IGCC-CCS | 0 | 0 | 0 | 0 | 0 | 0
WT_off | 0 | 0 | 0 | 0 | 0 | 0
PseudoUnit | 0 | 0 | 0 | 0 | 0 | 0
FixedInterchange | 0 | 0 | 0 | 0 | 0 | 0
Emission Cost by Reporting Type: ERCOT
ReportingType | 2015 | 2020 | 2025 | 2030 | 2035 | 2040
BM | 0 | 0 | 0 | 0 | 0 | 0
CC | 0 | 0 | 0 | 0 | 0 | 0
CSP | 0 | 0 | 0 | 0 | 0 | 0
CT | 0 | 0 | 0 | 0 | 0 | 0
Coal | 0 | 0 | 0 | 0 | 0 | 0
Geo | 0 | 0 | 0 | 0 | 0 | 0
H | 0 | 0 | 0 | 0 | 0 | 0
LFG | 0 | 0 | 0 | 0 | 0 | 0
Nuc | 0 | 0 | 0 | 0 | 0 | 0
PS | 0 | 0 | 0 | 0 | 0 | 0
PV | 0 | 0 | 0 | 0 | 0 | 0
PeakG | 0 | 0 | 0 | 0 | 0 | 0
PeakO | 0 | 0 | 0 | 0 | 0 | 0
ST | 0 | 0 | 0 | 0 | 0 | 0
STOG | 0 | 0 | 0 | 0 | 0 | 0
STWD | 0 | 0 | 0 | 0 | 0 | 0
WT | 0 | 0 | 0 | 0 | 0 | 0
IGCC | 0 | 0 | 0 | 0 | 0 | 0
DemandResponse | 0 | 0 | 0 | 0 | 0 | 0
IGCC-CCS | 0 | 0 | 0 | 0 | 0 | 0
WT_off | 0 | 0 | 0 | 0 | 0 | 0
PseudoUnit | 0 | 0 | 0 | 0 | 0 | 0
FixedInterchange | 0 | 0 | 0 | 0 | 0 | 0
Emission Cost by Reporting Type: NP15
ReportingType | 2015 | 2020 | 2025 | 2030 | 2035 | 2040
BM | 0 | 0 | 0 | 0 | 0 | 0
CC | 264.83 | 207.51 | 89.89 | 67.9 | 144.07 | 113.85
CSP | 0 | 0 | 0 | 0 | 0 | 0
CT | 0 | 0 | 0 | 0 | 0 | 0
Coal | 4.6 | 5.87 | 7.49 | 9.56 | 12.2 | 0
Geo | 0 | 0 | 0 | 0 | 0 | 0
H | 0 | 0 | 0 | 0 | 0 | 0
LFG | 0 | 0 | 0 | 0 | 0 | 0
Nuc | 0 | 0 | 0 | 0 | 0 | 0
PS | 0 | 0 | 0 | 0 | 0 | 0
PV | 0 | 0 | 0 | 0 | 0 | 0
PeakG | 0 | 0 | 0 | 0 | 0 | 0
PeakO | 0 | 0 | 0 | 0 | 0 | 0
ST | 0 | 0 | 0 | 0 | 0 | 0
STOG | 1.31 | 0.85 | 0.12 | 0.42 | 1.29 | 3.71
STWD | 0 | 0 | 0 | 0 | 0 | 0
WT | 0 | 0 | 0 | 0 | 0 | 0
IGCC | 0 | 0 | 0 | 0 | 0 | 0
DemandResponse | 0 | 0 | 0 | 0 | 0 | 0
IGCC-CCS | 0 | 0 | 0 | 0 | 0 | 0
WT_off | 0 | 0 | 0 | 0 | 0 | 0
PseudoUnit | 0 | 0 | 0 | 0 | 0 | 0
FixedInterchange | 0 | 0 | 0 | 0 | 0 | 0
Emission Cost by Reporting Type: NWPP_Coal
ReportingType | 2015 | 2020 | 2025 | 2030 | 2035 | 2040
BM | 0 | 0 | 0 | 0 | 0 | 0
CC | 0 | 0 | 0 | 0 | 0 | 0
CSP | 0 | 0 | 0 | 0 | 0 | 0
CT | 0 | 0 | 0 | 0 | 0 | 0
Coal | 0 | 0 | 0 | 0 | 0 | 0
Geo | 0 | 0 | 0 | 0 | 0 | 0
H | 0 | 0 | 0 | 0 | 0 | 0
LFG | 0 | 0 | 0 | 0 | 0 | 0
Nuc | 0 | 0 | 0 | 0 | 0 | 0
PS | 0 | 0 | 0 | 0 | 0 | 0
PV | 0 | 0 | 0 | 0 | 0 | 0
PeakG | 0 | 0 | 0 | 0 | 0 | 0
PeakO | 0 | 0 | 0 | 0 | 0 | 0
ST | 0 | 0 | 0 | 0 | 0 | 0
STOG | 0 | 0 | 0 | 0 | 0 | 0
STWD | 0 | 0 | 0 | 0 | 0 | 0
WT | 0 | 0 | 0 | 0 | 0 | 0
IGCC | 0 | 0 | 0 | 0 | 0 | 0
DemandResponse | 0 | 0 | 0 | 0 | 0 | 0
IGCC-CCS | 0 | 0 | 0 | 0 | 0 | 0
WT_off | 0 | 0 | 0 | 0 | 0 | 0
PseudoUnit | 0 | 0 | 0 | 0 | 0 | 0
FixedInterchange | 0 | 0 | 0 | 0 | 0 | 0
Emission Cost by Reporting Type: NWPP_Gas
ReportingType | 2015 | 2020 | 2025 | 2030 | 2035 | 2040
BM | 0 | 0 | 0 | 0 | 0 | 0
CC | 0 | 0 | 0 | 0 | 0 | 0
CSP | 0 | 0 | 0 | 0 | 0 | 0
CT | 0 | 0 | 0 | 0 | 0 | 0
Coal | 0 | 0 | 0 | 0 | 0 | 0
Geo | 0 | 0 | 0 | 0 | 0 | 0
H | 0 | 0 | 0 | 0 | 0 | 0
LFG | 0 | 0 | 0 | 0 | 0 | 0
Nuc | 0 | 0 | 0 | 0 | 0 | 0
PS | 0 | 0 | 0 | 0 | 0 | 0
PV | 0 | 0 | 0 | 0 | 0 | 0
PeakG | 0 | 0 | 0 | 0 | 0 | 0
PeakO | 0 | 0 | 0 | 0 | 0 | 0
ST | 0 | 0 | 0 | 0 | 0 | 0
STOG | 0 | 0 | 0 | 0 | 0 | 0
STWD | 0 | 0 | 0 | 0 | 0 | 0
WT | 0 | 0 | 0 | 0 | 0 | 0
IGCC | 0 | 0 | 0 | 0 | 0 | 0
DemandResponse | 0 | 0 | 0 | 0 | 0 | 0
IGCC-CCS | 0 | 0 | 0 | 0 | 0 | 0
WT_off | 0 | 0 | 0 | 0 | 0 | 0
PseudoUnit | 0 | 0 | 0 | 0 | 0 | 0
FixedInterchange | 0 | 0 | 0 | 0 | 0 | 0
Emission Cost by Reporting Type: NWPP_NucRenew
ReportingType | 2015 | 2020 | 2025 | 2030 | 2035 | 2040
BM | 0 | 0 | 0 | 0 | 0 | 0
CC | 0 | 0 | 0 | 0 | 0 | 0
CSP | 0 | 0 | 0 | 0 | 0 | 0
CT | 0 | 0 | 0 | 0 | 0 | 0
Coal | 0 | 0 | 0 | 0 | 0 | 0
Geo | 0 | 0 | 0 | 0 | 0 | 0
H | 0 | 0 | 0 | 0 | 0 | 0
LFG | 0 | 0 | 0 | 0 | 0 | 0
Nuc | 0 | 0 | 0 | 0 | 0 | 0
PS | 0 | 0 | 0 | 0 | 0 | 0
PV | 0 | 0 | 0 | 0 | 0 | 0
PeakG | 0 | 0 | 0 | 0 | 0 | 0
PeakO | 0 | 0 | 0 | 0 | 0 | 0
ST | 0 | 0 | 0 | 0 | 0 | 0
STOG | 0 | 0 | 0 | 0 | 0 | 0
STWD | 0 | 0 | 0 | 0 | 0 | 0
WT | 0 | 0 | 0 | 0 | 0 | 0
IGCC | 0 | 0 | 0 | 0 | 0 | 0
DemandResponse | 0 | 0 | 0 | 0 | 0 | 0
IGCC-CCS | 0 | 0 | 0 | 0 | 0 | 0
WT_off | 0 | 0 | 0 | 0 | 0 | 0
PseudoUnit | 0 | 0 | 0 | 0 | 0 | 0
FixedInterchange | 0 | 0 | 0 | 0 | 0 | 0
Emission Cost by Reporting Type: RMPA
ReportingType | 2015 | 2020 | 2025 | 2030 | 2035 | 2040
BM | 0 | 0 | 0 | 0 | 0 | 0
CC | 0 | 0 | 0 | 0 | 0 | 0
CSP | 0 | 0 | 0 | 0 | 0 | 0
CT | 0 | 0 | 0 | 0 | 0 | 0
Coal | 0 | 0 | 0 | 0 | 0 | 0
Geo | 0 | 0 | 0 | 0 | 0 | 0
H | 0 | 0 | 0 | 0 | 0 | 0
LFG | 0 | 0 | 0 | 0 | 0 | 0
Nuc | 0 | 0 | 0 | 0 | 0 | 0
PS | 0 | 0 | 0 | 0 | 0 | 0
PV | 0 | 0 | 0 | 0 | 0 | 0
PeakG | 0 | 0 | 0 | 0 | 0 | 0
PeakO | 0 | 0 | 0 | 0 | 0 | 0
ST | 0 | 0 | 0 | 0 | 0 | 0
STOG | 0 | 0 | 0 | 0 | 0 | 0
STWD | 0 | 0 | 0 | 0 | 0 | 0
WT | 0 | 0 | 0 | 0 | 0 | 0
IGCC | 0 | 0 | 0 | 0 | 0 | 0
DemandResponse | 0 | 0 | 0 | 0 | 0 | 0
IGCC-CCS | 0 | 0 | 0 | 0 | 0 | 0
WT_off | 0 | 0 | 0 | 0 | 0 | 0
PseudoUnit | 0 | 0 | 0 | 0 | 0 | 0
FixedInterchange | 0 | 0 | 0 | 0 | 0 | 0
Emission Cost by Reporting Type: SP15
ReportingType | 2015 | 2020 | 2025 | 2030 | 2035 | 2040
BM | 0 | 0 | 0 | 0 | 0 | 0
CC | 174.63 | 193.24 | 112.96 | 62.53 | 164.51 | 112.43
CSP | 0 | 0 | 0 | 0 | 0 | 0
CT | 0 | 0 | 0 | 0 | 0 | 0
Coal | 28.47 | 19.79 | 25.26 | 32.24 | 41.14 | 12.42
Geo | 0 | 0 | 0 | 0 | 0 | 0
H | 0 | 0 | 0 | 0 | 0 | 0
LFG | 0 | 0 | 0 | 0 | 0 | 0
Nuc | 0 | 0 | 0 | 0 | 0 | 0
PS | 0 | 0 | 0 | 0 | 0 | 0
PV | 0 | 0 | 0 | 0 | 0 | 0
PeakG | 0 | 0 | 0 | 0 | 0 | 0
PeakO | 0 | 0 | 0 | 0 | 0 | 0
ST | 0 | 0 | 0 | 0 | 0 | 0
STOG | 3.73 | 6.27 | 0.54 | 0.24 | 0.81 | 2.9
STWD | 0 | 0 | 0 | 0 | 0 | 0
WT | 0 | 0 | 0 | 0 | 0 | 0
IGCC | 0 | 0 | 0 | 0 | 0 | 0
DemandResponse | 0 | 0 | 0 | 0 | 0 | 0
IGCC-CCS | 0 | 0 | 0 | 0 | 0 | 0
WT_off | 0 | 0 | 0 | 0 | 0 | 0
PseudoUnit | 0 | 0 | 0 | 0 | 0 | 0
FixedInterchange | 0 | 0 | 0 | 0 | 0 | 0
Emission Cost by Reporting Type: ALB
ReportingType | 2015 | 2020 | 2025 | 2030 | 2035 | 2040
BM | 0 | 0 | 0 | 0 | 0 | 0
CC | 0 | 0 | 0 | 0 | 0 | 0
CSP | 0 | 0 | 0 | 0 | 0 | 0
CT | 0 | 0 | 0 | 0 | 0 | 0
Coal | 0 | 0 | 0 | 0 | 0 | 0
Geo | 0 | 0 | 0 | 0 | 0 | 0
H | 0 | 0 | 0 | 0 | 0 | 0
LFG | 0 | 0 | 0 | 0 | 0 | 0
Nuc | 0 | 0 | 0 | 0 | 0 | 0
PS | 0 | 0 | 0 | 0 | 0 | 0
PV | 0 | 0 | 0 | 0 | 0 | 0
PeakG | 0 | 0 | 0 | 0 | 0 | 0
PeakO | 0 | 0 | 0 | 0 | 0 | 0
ST | 0 | 0 | 0 | 0 | 0 | 0
STOG | 0 | 0 | 0 | 0 | 0 | 0
STWD | 0 | 0 | 0 | 0 | 0 | 0
WT | 0 | 0 | 0 | 0 | 0 | 0
IGCC | 0 | 0 | 0 | 0 | 0 | 0
DemandResponse | 0 | 0 | 0 | 0 | 0 | 0
IGCC-CCS | 0 | 0 | 0 | 0 | 0 | 0
WT_off | 0 | 0 | 0 | 0 | 0 | 0
PseudoUnit | 0 | 0 | 0 | 0 | 0 | 0
FixedInterchange | 0 | 0 | 0 | 0 | 0 | 0
Emission Cost by Reporting Type: BC
ReportingType | 2015 | 2020 | 2025 | 2030 | 2035 | 2040
BM | 0 | 0 | 0 | 0 | 0 | 0
CC | 0 | 0 | 0 | 0 | 0 | 0
CSP | 0 | 0 | 0 | 0 | 0 | 0
CT | 0 | 0 | 0 | 0 | 0 | 0
Coal | 0 | 0 | 0 | 0 | 0 | 0
Geo | 0 | 0 | 0 | 0 | 0 | 0
H | 0 | 0 | 0 | 0 | 0 | 0
LFG | 0 | 0 | 0 | 0 | 0 | 0
Nuc | 0 | 0 | 0 | 0 | 0 | 0
PS | 0 | 0 | 0 | 0 | 0 | 0
PV | 0 | 0 | 0 | 0 | 0 | 0
PeakG | 0 | 0 | 0 | 0 | 0 | 0
PeakO | 0 | 0 | 0 | 0 | 0 | 0
ST | 0 | 0 | 0 | 0 | 0 | 0
STOG | 0 | 0 | 0 | 0 | 0 | 0
STWD | 0 | 0 | 0 | 0 | 0 | 0
WT | 0 | 0 | 0 | 0 | 0 | 0
IGCC | 0 | 0 | 0 | 0 | 0 | 0
DemandResponse | 0 | 0 | 0 | 0 | 0 | 0
IGCC-CCS | 0 | 0 | 0 | 0 | 0 | 0
WT_off | 0 | 0 | 0 | 0 | 0 | 0
PseudoUnit | 0 | 0 | 0 | 0 | 0 | 0
FixedInterchange | 0 | 0 | 0 | 0 | 0 | 0
Emission Cost by Reporting Type: HQ_IESO
ReportingType | 2015 | 2020 | 2025 | 2030 | 2035 | 2040
BM | 0 | 0 | 0 | 0 | 0 | 0
CC | 0 | 0 | 0 | 0 | 0 | 0
CSP | 0 | 0 | 0 | 0 | 0 | 0
CT | 0 | 0 | 0 | 0 | 0 | 0
Coal | 0 | 0 | 0 | 0 | 0 | 0
Geo | 0 | 0 | 0 | 0 | 0 | 0
H | 0 | 0 | 0 | 0 | 0 | 0
LFG | 0 | 0 | 0 | 0 | 0 | 0
Nuc | 0 | 0 | 0 | 0 | 0 | 0
PS | 0 | 0 | 0 | 0 | 0 | 0
PV | 0 | 0 | 0 | 0 | 0 | 0
PeakG | 0 | 0 | 0 | 0 | 0 | 0
PeakO | 0 | 0 | 0 | 0 | 0 | 0
ST | 0 | 0 | 0 | 0 | 0 | 0
STOG | 0 | 0 | 0 | 0 | 0 | 0
STWD | 0 | 0 | 0 | 0 | 0 | 0
WT | 0 | 0 | 0 | 0 | 0 | 0
IGCC | 0 | 0 | 0 | 0 | 0 | 0
DemandResponse | 0 | 0 | 0 | 0 | 0 | 0
IGCC-CCS | 0 | 0 | 0 | 0 | 0 | 0
WT_off | 0 | 0 | 0 | 0 | 0 | 0
PseudoUnit | 0 | 0 | 0 | 0 | 0 | 0
FixedInterchange | 0 | 0 | 0 | 0 | 0 | 0
Emission Cost by Reporting Type: HQ_NEISO
ReportingType | 2015 | 2020 | 2025 | 2030 | 2035 | 2040
BM | 0 | 0 | 0 | 0 | 0 | 0
CC | 0 | 0 | 0 | 0 | 0 | 0
CSP | 0 | 0 | 0 | 0 | 0 | 0
CT | 0 | 0 | 0 | 0 | 0 | 0
Coal | 0 | 0 | 0 | 0 | 0 | 0
Geo | 0 | 0 | 0 | 0 | 0 | 0
H | 0 | 0 | 0 | 0 | 0 | 0
LFG | 0 | 0 | 0 | 0 | 0 | 0
Nuc | 0 | 0 | 0 | 0 | 0 | 0
PS | 0 | 0 | 0 | 0 | 0 | 0
PV | 0 | 0 | 0 | 0 | 0 | 0
PeakG | 0 | 0 | 0 | 0 | 0 | 0
PeakO | 0 | 0 | 0 | 0 | 0 | 0
ST | 0 | 0 | 0 | 0 | 0 | 0
STOG | 0 | 0 | 0 | 0 | 0 | 0
STWD | 0 | 0 | 0 | 0 | 0 | 0
WT | 0 | 0 | 0 | 0 | 0 | 0
IGCC | 0 | 0 | 0 | 0 | 0 | 0
DemandResponse | 0 | 0 | 0 | 0 | 0 | 0
IGCC-CCS | 0 | 0 | 0 | 0 | 0 | 0
WT_off | 0 | 0 | 0 | 0 | 0 | 0
PseudoUnit | 0 | 0 | 0 | 0 | 0 | 0
FixedInterchange | 0 | 0 | 0 | 0 | 0 | 0
Emission Cost by Reporting Type: HQ_NY
ReportingType | 2015 | 2020 | 2025 | 2030 | 2035 | 2040
BM | 0 | 0 | 0 | 0 | 0 | 0
CC | 0 | 0 | 0 | 0 | 0 | 0
CSP | 0 | 0 | 0 | 0 | 0 | 0
CT | 0 | 0 | 0 | 0 | 0 | 0
Coal | 0 | 0 | 0 | 0 | 0 | 0
Geo | 0 | 0 | 0 | 0 | 0 | 0
H | 0 | 0 | 0 | 0 | 0 | 0
LFG | 0 | 0 | 0 | 0 | 0 | 0
Nuc | 0 | 0 | 0 | 0 | 0 | 0
PS | 0 | 0 | 0 | 0 | 0 | 0
PV | 0 | 0 | 0 | 0 | 0 | 0
PeakG | 0 | 0 | 0 | 0 | 0 | 0
PeakO | 0 | 0 | 0 | 0 | 0 | 0
ST | 0 | 0 | 0 | 0 | 0 | 0
STOG | 0 | 0 | 0 | 0 | 0 | 0
STWD | 0 | 0 | 0 | 0 | 0 | 0
WT | 0 | 0 | 0 | 0 | 0 | 0
IGCC | 0 | 0 | 0 | 0 | 0 | 0
DemandResponse | 0 | 0 | 0 | 0 | 0 | 0
IGCC-CCS | 0 | 0 | 0 | 0 | 0 | 0
WT_off | 0 | 0 | 0 | 0 | 0 | 0
PseudoUnit | 0 | 0 | 0 | 0 | 0 | 0
FixedInterchange | 0 | 0 | 0 | 0 | 0 | 0
Emission Cost by Reporting Type: MARITIMES
ReportingType | 2015 | 2020 | 2025 | 2030 | 2035 | 2040
BM | 0 | 0 | 0 | 0 | 0 | 0
CC | 0 | 0 | 0 | 0 | 0 | 0
CSP | 0 | 0 | 0 | 0 | 0 | 0
CT | 0 | 0 | 0 | 0 | 0 | 0
Coal | 0 | 0 | 0 | 0 | 0 | 0
Geo | 0 | 0 | 0 | 0 | 0 | 0
H | 0 | 0 | 0 | 0 | 0 | 0
LFG | 0 | 0 | 0 | 0 | 0 | 0
Nuc | 0 | 0 | 0 | 0 | 0 | 0
PS | 0 | 0 | 0 | 0 | 0 | 0
PV | 0 | 0 | 0 | 0 | 0 | 0
PeakG | 0 | 0 | 0 | 0 | 0 | 0
PeakO | 0 | 0 | 0 | 0 | 0 | 0
ST | 0 | 0 | 0 | 0 | 0 | 0
STOG | 0 | 0 | 0 | 0 | 0 | 0
STWD | 0 | 0 | 0 | 0 | 0 | 0
WT | 0 | 0 | 0 | 0 | 0 | 0
IGCC | 0 | 0 | 0 | 0 | 0 | 0
DemandResponse | 0 | 0 | 0 | 0 | 0 | 0
IGCC-CCS | 0 | 0 | 0 | 0 | 0 | 0
WT_off | 0 | 0 | 0 | 0 | 0 | 0
PseudoUnit | 0 | 0 | 0 | 0 | 0 | 0
FixedInterchange | 0 | 0 | 0 | 0 | 0 | 0
Emission Cost by Reporting Type: All
ReportingType | 2015 | 2020 | 2025 | 2030 | 2035 | 2040
BM | 0 | 0 | 0 | 0 | 0 | 0
CC | 439.46 | 400.74 | 202.85 | 130.42 | 308.59 | 226.28
CSP | 0 | 0 | 0 | 0 | 0 | 0
CT | 0 | 0 | 0 | 0 | 0 | 0
Coal | 33.07 | 25.66 | 32.75 | 41.8 | 53.34 | 12.42
Geo | 0 | 0 | 0 | 0 | 0 | 0
H | 0 | 0 | 0 | 0 | 0 | 0
LFG | 0 | 0 | 0 | 0 | 0 | 0
Nuc | 0 | 0 | 0 | 0 | 0 | 0
PS | 0 | 0 | 0 | 0 | 0 | 0
PV | 0 | 0 | 0 | 0 | 0 | 0
PeakG | 0 | 0 | 0 | 0 | 0 | 0
PeakO | 0 | 0 | 0 | 0 | 0 | 0
ST | 0 | 0 | 0 | 0 | 0 | 0
STOG | 5.04 | 7.12 | 0.66 | 0.66 | 2.1 | 6.6
STWD | 0 | 0 | 0 | 0 | 0 | 0
WT | 0 | 0 | 0 | 0 | 0 | 0
IGCC | 0 | 0 | 0 | 0 | 0 | 0
DemandResponse | 0 | 0 | 0 | 0 | 0 | 0
IGCC-CCS | 0 | 0 | 0 | 0 | 0 | 0
WT_off | 0 | 0 | 0 | 0 | 0 | 0
PseudoUnit | 0 | 0 | 0 | 0 | 0 | 0
FixedInterchange | 0 | 0 | 0 | 0 | 0 | 0
Emission Cost by Reporting Type: EI_US
ReportingType | 2015 | 2020 | 2025 | 2030 | 2035 | 2040
BM | 0 | 0 | 0 | 0 | 0 | 0
CC | 0 | 0 | 0 | 0 | 0 | 0
CSP | 0 | 0 | 0 | 0 | 0 | 0
CT | 0 | 0 | 0 | 0 | 0 | 0
Coal | 0 | 0 | 0 | 0 | 0 | 0
Geo | 0 | 0 | 0 | 0 | 0 | 0
H | 0 | 0 | 0 | 0 | 0 | 0
LFG | 0 | 0 | 0 | 0 | 0 | 0
Nuc | 0 | 0 | 0 | 0 | 0 | 0
PS | 0 | 0 | 0 | 0 | 0 | 0
PV | 0 | 0 | 0 | 0 | 0 | 0
PeakG | 0 | 0 | 0 | 0 | 0 | 0
PeakO | 0 | 0 | 0 | 0 | 0 | 0
ST | 0 | 0 | 0 | 0 | 0 | 0
STOG | 0 | 0 | 0 | 0 | 0 | 0
STWD | 0 | 0 | 0 | 0 | 0 | 0
WT | 0 | 0 | 0 | 0 | 0 | 0
IGCC | 0 | 0 | 0 | 0 | 0 | 0
DemandResponse | 0 | 0 | 0 | 0 | 0 | 0
IGCC-CCS | 0 | 0 | 0 | 0 | 0 | 0
WT_off | 0 | 0 | 0 | 0 | 0 | 0
PseudoUnit | 0 | 0 | 0 | 0 | 0 | 0
FixedInterchange | 0 | 0 | 0 | 0 | 0 | 0
Emission Cost by Reporting Type: EI_Canada
ReportingType | 2015 | 2020 | 2025 | 2030 | 2035 | 2040
BM | 0 | 0 | 0 | 0 | 0 | 0
CC | 0 | 0 | 0 | 0 | 0 | 0
CSP | 0 | 0 | 0 | 0 | 0 | 0
CT | 0 | 0 | 0 | 0 | 0 | 0
Coal | 0 | 0 | 0 | 0 | 0 | 0
Geo | 0 | 0 | 0 | 0 | 0 | 0
H | 0 | 0 | 0 | 0 | 0 | 0
LFG | 0 | 0 | 0 | 0 | 0 | 0
Nuc | 0 | 0 | 0 | 0 | 0 | 0
PS | 0 | 0 | 0 | 0 | 0 | 0
PV | 0 | 0 | 0 | 0 | 0 | 0
PeakG | 0 | 0 | 0 | 0 | 0 | 0
PeakO | 0 | 0 | 0 | 0 | 0 | 0
ST | 0 | 0 | 0 | 0 | 0 | 0
STOG | 0 | 0 | 0 | 0 | 0 | 0
STWD | 0 | 0 | 0 | 0 | 0 | 0
WT | 0 | 0 | 0 | 0 | 0 | 0
IGCC | 0 | 0 | 0 | 0 | 0 | 0
DemandResponse | 0 | 0 | 0 | 0 | 0 | 0
IGCC-CCS | 0 | 0 | 0 | 0 | 0 | 0
WT_off | 0 | 0 | 0 | 0 | 0 | 0
PseudoUnit | 0 | 0 | 0 | 0 | 0 | 0
FixedInterchange | 0 | 0 | 0 | 0 | 0 | 0
Emission Cost by Reporting Type: EI
ReportingType | 2015 | 2020 | 2025 | 2030 | 2035 | 2040
BM | 0 | 0 | 0 | 0 | 0 | 0
CC | 0 | 0 | 0 | 0 | 0 | 0
CSP | 0 | 0 | 0 | 0 | 0 | 0
CT | 0 | 0 | 0 | 0 | 0 | 0
Coal | 0 | 0 | 0 | 0 | 0 | 0
Geo | 0 | 0 | 0 | 0 | 0 | 0
H | 0 | 0 | 0 | 0 | 0 | 0
LFG | 0 | 0 | 0 | 0 | 0 | 0
Nuc | 0 | 0 | 0 | 0 | 0 | 0
PS | 0 | 0 | 0 | 0 | 0 | 0
PV | 0 | 0 | 0 | 0 | 0 | 0
PeakG | 0 | 0 | 0 | 0 | 0 | 0
PeakO | 0 | 0 | 0 | 0 | 0 | 0
ST | 0 | 0 | 0 | 0 | 0 | 0
STOG | 0 | 0 | 0 | 0 | 0 | 0
STWD | 0 | 0 | 0 | 0 | 0 | 0
WT | 0 | 0 | 0 | 0 | 0 | 0
IGCC | 0 | 0 | 0 | 0 | 0 | 0
DemandResponse | 0 | 0 | 0 | 0 | 0 | 0
IGCC-CCS | 0 | 0 | 0 | 0 | 0 | 0
WT_off | 0 | 0 | 0 | 0 | 0 | 0
PseudoUnit | 0 | 0 | 0 | 0 | 0 | 0
FixedInterchange | 0 | 0 | 0 | 0 | 0 | 0
Emission Cost by Reporting Type: Outside_EI
ReportingType | 2015 | 2020 | 2025 | 2030 | 2035 | 2040
BM | 0 | 0 | 0 | 0 | 0 | 0
CC | 439.46 | 400.74 | 202.85 | 130.42 | 308.59 | 226.28
CSP | 0 | 0 | 0 | 0 | 0 | 0
CT | 0 | 0 | 0 | 0 | 0 | 0
Coal | 33.07 | 25.66 | 32.75 | 41.8 | 53.34 | 12.42
Geo | 0 | 0 | 0 | 0 | 0 | 0
H | 0 | 0 | 0 | 0 | 0 | 0
LFG | 0 | 0 | 0 | 0 | 0 | 0
Nuc | 0 | 0 | 0 | 0 | 0 | 0
PS | 0 | 0 | 0 | 0 | 0 | 0
PV | 0 | 0 | 0 | 0 | 0 | 0
PeakG | 0 | 0 | 0 | 0 | 0 | 0
PeakO | 0 | 0 | 0 | 0 | 0 | 0
ST | 0 | 0 | 0 | 0 | 0 | 0
STOG | 5.04 | 7.12 | 0.66 | 0.66 | 2.1 | 6.6
STWD | 0 | 0 | 0 | 0 | 0 | 0
WT | 0 | 0 | 0 | 0 | 0 | 0
IGCC | 0 | 0 | 0 | 0 | 0 | 0
DemandResponse | 0 | 0 | 0 | 0 | 0 | 0
IGCC-CCS | 0 | 0 | 0 | 0 | 0 | 0
WT_off | 0 | 0 | 0 | 0 | 0 | 0
PseudoUnit | 0 | 0 | 0 | 0 | 0 | 0
FixedInterchange | 0 | 0 | 0 | 0 | 0 | 0
==== Emission Program: RGGI : (CO2) ====
Emission Cost by Reporting Type: Entergy
ReportingType | 2015 | 2020 | 2025 | 2030 | 2035 | 2040
BM | 0 | 0 | 0 | 0 | 0 | 0
CC | 0 | 0 | 0 | 0 | 0 | 0
CSP | 0 | 0 | 0 | 0 | 0 | 0
CT | 0 | 0 | 0 | 0 | 0 | 0
Coal | 0 | 0 | 0 | 0 | 0 | 0
Geo | 0 | 0 | 0 | 0 | 0 | 0
H | 0 | 0 | 0 | 0 | 0 | 0
LFG | 0 | 0 | 0 | 0 | 0 | 0
Nuc | 0 | 0 | 0 | 0 | 0 | 0
PS | 0 | 0 | 0 | 0 | 0 | 0
PV | 0 | 0 | 0 | 0 | 0 | 0
PeakG | 0 | 0 | 0 | 0 | 0 | 0
PeakO | 0 | 0 | 0 | 0 | 0 | 0
ST | 0 | 0 | 0 | 0 | 0 | 0
STOG | 0 | 0 | 0 | 0 | 0 | 0
STWD | 0 | 0 | 0 | 0 | 0 | 0
WT | 0 | 0 | 0 | 0 | 0 | 0
IGCC | 0 | 0 | 0 | 0 | 0 | 0
DemandResponse | 0 | 0 | 0 | 0 | 0 | 0
IGCC-CCS | 0 | 0 | 0 | 0 | 0 | 0
WT_off | 0 | 0 | 0 | 0 | 0 | 0
PseudoUnit | 0 | 0 | 0 | 0 | 0 | 0
FixedInterchange | 0 | 0 | 0 | 0 | 0 | 0
Emission Cost by Reporting Type: FRCC
ReportingType | 2015 | 2020 | 2025 | 2030 | 2035 | 2040
BM | 0 | 0 | 0 | 0 | 0 | 0
CC | 0 | 0 | 0 | 0 | 0 | 0
CSP | 0 | 0 | 0 | 0 | 0 | 0
CT | 0 | 0 | 0 | 0 | 0 | 0
Coal | 0 | 0 | 0 | 0 | 0 | 0
Geo | 0 | 0 | 0 | 0 | 0 | 0
H | 0 | 0 | 0 | 0 | 0 | 0
LFG | 0 | 0 | 0 | 0 | 0 | 0
Nuc | 0 | 0 | 0 | 0 | 0 | 0
PS | 0 | 0 | 0 | 0 | 0 | 0
PV | 0 | 0 | 0 | 0 | 0 | 0
PeakG | 0 | 0 | 0 | 0 | 0 | 0
PeakO | 0 | 0 | 0 | 0 | 0 | 0
ST | 0 | 0 | 0 | 0 | 0 | 0
STOG | 0 | 0 | 0 | 0 | 0 | 0
STWD | 0 | 0 | 0 | 0 | 0 | 0
WT | 0 | 0 | 0 | 0 | 0 | 0
IGCC | 0 | 0 | 0 | 0 | 0 | 0
DemandResponse | 0 | 0 | 0 | 0 | 0 | 0
IGCC-CCS | 0 | 0 | 0 | 0 | 0 | 0
WT_off | 0 | 0 | 0 | 0 | 0 | 0
PseudoUnit | 0 | 0 | 0 | 0 | 0 | 0
FixedInterchange | 0 | 0 | 0 | 0 | 0 | 0
Emission Cost by Reporting Type: MAPP_US
ReportingType | 2015 | 2020 | 2025 | 2030 | 2035 | 2040
BM | 0 | 0 | 0 | 0 | 0 | 0
CC | 0 | 0 | 0 | 0 | 0 | 0
CSP | 0 | 0 | 0 | 0 | 0 | 0
CT | 0 | 0 | 0 | 0 | 0 | 0
Coal | 0 | 0 | 0 | 0 | 0 | 0
Geo | 0 | 0 | 0 | 0 | 0 | 0
H | 0 | 0 | 0 | 0 | 0 | 0
LFG | 0 | 0 | 0 | 0 | 0 | 0
Nuc | 0 | 0 | 0 | 0 | 0 | 0
PS | 0 | 0 | 0 | 0 | 0 | 0
PV | 0 | 0 | 0 | 0 | 0 | 0
PeakG | 0 | 0 | 0 | 0 | 0 | 0
PeakO | 0 | 0 | 0 | 0 | 0 | 0
ST | 0 | 0 | 0 | 0 | 0 | 0
STOG | 0 | 0 | 0 | 0 | 0 | 0
STWD | 0 | 0 | 0 | 0 | 0 | 0
WT | 0 | 0 | 0 | 0 | 0 | 0
IGCC | 0 | 0 | 0 | 0 | 0 | 0
DemandResponse | 0 | 0 | 0 | 0 | 0 | 0
IGCC-CCS | 0 | 0 | 0 | 0 | 0 | 0
WT_off | 0 | 0 | 0 | 0 | 0 | 0
PseudoUnit | 0 | 0 | 0 | 0 | 0 | 0
FixedInterchange | 0 | 0 | 0 | 0 | 0 | 0
Emission Cost by Reporting Type: MISO_IN
ReportingType | 2015 | 2020 | 2025 | 2030 | 2035 | 2040
BM | 0 | 0 | 0 | 0 | 0 | 0
CC | 0 | 0 | 0 | 0 | 0 | 0
CSP | 0 | 0 | 0 | 0 | 0 | 0
CT | 0 | 0 | 0 | 0 | 0 | 0
Coal | 0 | 0 | 0 | 0 | 0 | 0
Geo | 0 | 0 | 0 | 0 | 0 | 0
H | 0 | 0 | 0 | 0 | 0 | 0
LFG | 0 | 0 | 0 | 0 | 0 | 0
Nuc | 0 | 0 | 0 | 0 | 0 | 0
PS | 0 | 0 | 0 | 0 | 0 | 0
PV | 0 | 0 | 0 | 0 | 0 | 0
PeakG | 0 | 0 | 0 | 0 | 0 | 0
PeakO | 0 | 0 | 0 | 0 | 0 | 0
ST | 0 | 0 | 0 | 0 | 0 | 0
STOG | 0 | 0 | 0 | 0 | 0 | 0
STWD | 0 | 0 | 0 | 0 | 0 | 0
WT | 0 | 0 | 0 | 0 | 0 | 0
IGCC | 0 | 0 | 0 | 0 | 0 | 0
DemandResponse | 0 | 0 | 0 | 0 | 0 | 0
IGCC-CCS | 0 | 0 | 0 | 0 | 0 | 0
WT_off | 0 | 0 | 0 | 0 | 0 | 0
PseudoUnit | 0 | 0 | 0 | 0 | 0 | 0
FixedInterchange | 0 | 0 | 0 | 0 | 0 | 0
Emission Cost by Reporting Type: MISO_MI
ReportingType | 2015 | 2020 | 2025 | 2030 | 2035 | 2040
BM | 0 | 0 | 0 | 0 | 0 | 0
CC | 0 | 0 | 0 | 0 | 0 | 0
CSP | 0 | 0 | 0 | 0 | 0 | 0
CT | 0 | 0 | 0 | 0 | 0 | 0
Coal | 0 | 0 | 0 | 0 | 0 | 0
Geo | 0 | 0 | 0 | 0 | 0 | 0
H | 0 | 0 | 0 | 0 | 0 | 0
LFG | 0 | 0 | 0 | 0 | 0 | 0
Nuc | 0 | 0 | 0 | 0 | 0 | 0
PS | 0 | 0 | 0 | 0 | 0 | 0
PV | 0 | 0 | 0 | 0 | 0 | 0
PeakG | 0 | 0 | 0 | 0 | 0 | 0
PeakO | 0 | 0 | 0 | 0 | 0 | 0
ST | 0 | 0 | 0 | 0 | 0 | 0
STOG | 0 | 0 | 0 | 0 | 0 | 0
STWD | 0 | 0 | 0 | 0 | 0 | 0
WT | 0 | 0 | 0 | 0 | 0 | 0
IGCC | 0 | 0 | 0 | 0 | 0 | 0
DemandResponse | 0 | 0 | 0 | 0 | 0 | 0
IGCC-CCS | 0 | 0 | 0 | 0 | 0 | 0
WT_off | 0 | 0 | 0 | 0 | 0 | 0
PseudoUnit | 0 | 0 | 0 | 0 | 0 | 0
FixedInterchange | 0 | 0 | 0 | 0 | 0 | 0
Emission Cost by Reporting Type: MISO_MO-IL
ReportingType | 2015 | 2020 | 2025 | 2030 | 2035 | 2040
BM | 0 | 0 | 0 | 0 | 0 | 0
CC | 0 | 0 | 0 | 0 | 0 | 0
CSP | 0 | 0 | 0 | 0 | 0 | 0
CT | 0 | 0 | 0 | 0 | 0 | 0
Coal | 0 | 0 | 0 | 0 | 0 | 0
Geo | 0 | 0 | 0 | 0 | 0 | 0
H | 0 | 0 | 0 | 0 | 0 | 0
LFG | 0 | 0 | 0 | 0 | 0 | 0
Nuc | 0 | 0 | 0 | 0 | 0 | 0
PS | 0 | 0 | 0 | 0 | 0 | 0
PV | 0 | 0 | 0 | 0 | 0 | 0
PeakG | 0 | 0 | 0 | 0 | 0 | 0
PeakO | 0 | 0 | 0 | 0 | 0 | 0
ST | 0 | 0 | 0 | 0 | 0 | 0
STOG | 0 | 0 | 0 | 0 | 0 | 0
STWD | 0 | 0 | 0 | 0 | 0 | 0
WT | 0 | 0 | 0 | 0 | 0 | 0
IGCC | 0 | 0 | 0 | 0 | 0 | 0
DemandResponse | 0 | 0 | 0 | 0 | 0 | 0
IGCC-CCS | 0 | 0 | 0 | 0 | 0 | 0
WT_off | 0 | 0 | 0 | 0 | 0 | 0
PseudoUnit | 0 | 0 | 0 | 0 | 0 | 0
FixedInterchange | 0 | 0 | 0 | 0 | 0 | 0
Emission Cost by Reporting Type: MISO_W
ReportingType | 2015 | 2020 | 2025 | 2030 | 2035 | 2040
BM | 0 | 0 | 0 | 0 | 0 | 0
CC | 0 | 0 | 0 | 0 | 0 | 0
CSP | 0 | 0 | 0 | 0 | 0 | 0
CT | 0 | 0 | 0 | 0 | 0 | 0
Coal | 0 | 0 | 0 | 0 | 0 | 0
Geo | 0 | 0 | 0 | 0 | 0 | 0
H | 0 | 0 | 0 | 0 | 0 | 0
LFG | 0 | 0 | 0 | 0 | 0 | 0
Nuc | 0 | 0 | 0 | 0 | 0 | 0
PS | 0 | 0 | 0 | 0 | 0 | 0
PV | 0 | 0 | 0 | 0 | 0 | 0
PeakG | 0 | 0 | 0 | 0 | 0 | 0
PeakO | 0 | 0 | 0 | 0 | 0 | 0
ST | 0 | 0 | 0 | 0 | 0 | 0
STOG | 0 | 0 | 0 | 0 | 0 | 0
STWD | 0 | 0 | 0 | 0 | 0 | 0
WT | 0 | 0 | 0 | 0 | 0 | 0
IGCC | 0 | 0 | 0 | 0 | 0 | 0
DemandResponse | 0 | 0 | 0 | 0 | 0 | 0
IGCC-CCS | 0 | 0 | 0 | 0 | 0 | 0
WT_off | 0 | 0 | 0 | 0 | 0 | 0
PseudoUnit | 0 | 0 | 0 | 0 | 0 | 0
FixedInterchange | 0 | 0 | 0 | 0 | 0 | 0
Emission Cost by Reporting Type: MISO_WUMS
ReportingType | 2015 | 2020 | 2025 | 2030 | 2035 | 2040
BM | 0 | 0 | 0 | 0 | 0 | 0
CC | 0 | 0 | 0 | 0 | 0 | 0
CSP | 0 | 0 | 0 | 0 | 0 | 0
CT | 0 | 0 | 0 | 0 | 0 | 0
Coal | 0 | 0 | 0 | 0 | 0 | 0
Geo | 0 | 0 | 0 | 0 | 0 | 0
H | 0 | 0 | 0 | 0 | 0 | 0
LFG | 0 | 0 | 0 | 0 | 0 | 0
Nuc | 0 | 0 | 0 | 0 | 0 | 0
PS | 0 | 0 | 0 | 0 | 0 | 0
PV | 0 | 0 | 0 | 0 | 0 | 0
PeakG | 0 | 0 | 0 | 0 | 0 | 0
PeakO | 0 | 0 | 0 | 0 | 0 | 0
ST | 0 | 0 | 0 | 0 | 0 | 0
STOG | 0 | 0 | 0 | 0 | 0 | 0
STWD | 0 | 0 | 0 | 0 | 0 | 0
WT | 0 | 0 | 0 | 0 | 0 | 0
IGCC | 0 | 0 | 0 | 0 | 0 | 0
DemandResponse | 0 | 0 | 0 | 0 | 0 | 0
IGCC-CCS | 0 | 0 | 0 | 0 | 0 | 0
WT_off | 0 | 0 | 0 | 0 | 0 | 0
PseudoUnit | 0 | 0 | 0 | 0 | 0 | 0
FixedInterchange | 0 | 0 | 0 | 0 | 0 | 0
Emission Cost by Reporting Type: Nebraska
ReportingType | 2015 | 2020 | 2025 | 2030 | 2035 | 2040
BM | 0 | 0 | 0 | 0 | 0 | 0
CC | 0 | 0 | 0 | 0 | 0 | 0
CSP | 0 | 0 | 0 | 0 | 0 | 0
CT | 0 | 0 | 0 | 0 | 0 | 0
Coal | 0 | 0 | 0 | 0 | 0 | 0
Geo | 0 | 0 | 0 | 0 | 0 | 0
H | 0 | 0 | 0 | 0 | 0 | 0
LFG | 0 | 0 | 0 | 0 | 0 | 0
Nuc | 0 | 0 | 0 | 0 | 0 | 0
PS | 0 | 0 | 0 | 0 | 0 | 0
PV | 0 | 0 | 0 | 0 | 0 | 0
PeakG | 0 | 0 | 0 | 0 | 0 | 0
PeakO | 0 | 0 | 0 | 0 | 0 | 0
ST | 0 | 0 | 0 | 0 | 0 | 0
STOG | 0 | 0 | 0 | 0 | 0 | 0
STWD | 0 | 0 | 0 | 0 | 0 | 0
WT | 0 | 0 | 0 | 0 | 0 | 0
IGCC | 0 | 0 | 0 | 0 | 0 | 0
DemandResponse | 0 | 0 | 0 | 0 | 0 | 0
IGCC-CCS | 0 | 0 | 0 | 0 | 0 | 0
WT_off | 0 | 0 | 0 | 0 | 0 | 0
PseudoUnit | 0 | 0 | 0 | 0 | 0 | 0
FixedInterchange | 0 | 0 | 0 | 0 | 0 | 0
Emission Cost by Reporting Type: NEISO
ReportingType | 2015 | 2020 | 2025 | 2030 | 2035 | 2040
BM | 0 | 0 | 0 | 0 | 0 | 0
CC | 22.74 | 19.65 | 12.17 | 5.38 | 15.87 | 17.19
CSP | 0 | 0 | 0 | 0 | 0 | 0
CT | 0 | 0.01 | 0 | 0 | 0 | 0.01
Coal | 23.16 | 21.7 | 21.7 | 21.7 | 21.7 | 21.7
Geo | 0 | 0 | 0 | 0 | 0 | 0
H | 0 | 0 | 0 | 0 | 0 | 0
LFG | 0 | 0 | 0 | 0 | 0 | 0
Nuc | 0 | 0 | 0 | 0 | 0 | 0
PS | 0 | 0 | 0 | 0 | 0 | 0
PV | 0 | 0 | 0 | 0 | 0 | 0
PeakG | 0.03 | 0.04 | 0 | 0 | 0.03 | 0.04
PeakO | 0 | 0 | 0 | 0 | 0 | 0
ST | 0 | 0 | 0 | 0 | 0 | 0
STOG | 0 | 0 | 0 | 0 | 0 | 0
STWD | 0 | 0 | 0 | 0 | 0 | 0
WT | 0 | 0 | 0 | 0 | 0 | 0
IGCC | 0 | 0 | 0 | 0 | 0 | 0
DemandResponse | 0 | 0 | 0 | 0 | 0 | 0
IGCC-CCS | 0 | 0 | 0 | 0 | 0 | 0
WT_off | 0 | 0 | 0 | 0 | 0 | 0
PseudoUnit | 0 | 0 | 0 | 0 | 0 | 0
FixedInterchange | 0 | 0 | 0 | 0 | 0 | 0
Emission Cost by Reporting Type: NonRTO_Midwest
ReportingType | 2015 | 2020 | 2025 | 2030 | 2035 | 2040
BM | 0 | 0 | 0 | 0 | 0 | 0
CC | 0 | 0 | 0 | 0 | 0 | 0
CSP | 0 | 0 | 0 | 0 | 0 | 0
CT | 0 | 0 | 0 | 0 | 0 | 0
Coal | 0 | 0 | 0 | 0 | 0 | 0
Geo | 0 | 0 | 0 | 0 | 0 | 0
H | 0 | 0 | 0 | 0 | 0 | 0
LFG | 0 | 0 | 0 | 0 | 0 | 0
Nuc | 0 | 0 | 0 | 0 | 0 | 0
PS | 0 | 0 | 0 | 0 | 0 | 0
PV | 0 | 0 | 0 | 0 | 0 | 0
PeakG | 0 | 0 | 0 | 0 | 0 | 0
PeakO | 0 | 0 | 0 | 0 | 0 | 0
ST | 0 | 0 | 0 | 0 | 0 | 0
STOG | 0 | 0 | 0 | 0 | 0 | 0
STWD | 0 | 0 | 0 | 0 | 0 | 0
WT | 0 | 0 | 0 | 0 | 0 | 0
IGCC | 0 | 0 | 0 | 0 | 0 | 0
DemandResponse | 0 | 0 | 0 | 0 | 0 | 0
IGCC-CCS | 0 | 0 | 0 | 0 | 0 | 0
WT_off | 0 | 0 | 0 | 0 | 0 | 0
PseudoUnit | 0 | 0 | 0 | 0 | 0 | 0
FixedInterchange | 0 | 0 | 0 | 0 | 0 | 0
Emission Cost by Reporting Type: NYISO_A-F
ReportingType | 2015 | 2020 | 2025 | 2030 | 2035 | 2040
BM | 0 | 0 | 0 | 0 | 0 | 0
CC | 2.1 | 2.73 | 1.02 | 0.98 | 4.68 | 4.47
CSP | 0 | 0 | 0 | 0 | 0 | 0
CT | 0 | 0 | 0 | 0 | 0 | 0
Coal | 14.97 | 14.97 | 14.97 | 14.97 | 14.97 | 14.97
Geo | 0 | 0 | 0 | 0 | 0 | 0
H | 0 | 0 | 0 | 0 | 0 | 0
LFG | 0 | 0 | 0 | 0 | 0 | 0
Nuc | 0 | 0 | 0 | 0 | 0 | 0
PS | 0 | 0 | 0 | 0 | 0 | 0
PV | 0 | 0 | 0 | 0 | 0 | 0
PeakG | 0 | 0 | 0 | 0 | 0.01 | 0.02
PeakO | 0 | 0 | 0 | 0 | 0 | 0
ST | 0 | 0 | 0 | 0 | 0 | 0
STOG | 0 | 0 | 0 | 0 | 0 | 0
STWD | 0 | 0 | 0 | 0 | 0 | 0
WT | 0 | 0 | 0 | 0 | 0 | 0
IGCC | 0 | 0 | 0 | 0 | 0 | 0
DemandResponse | 0 | 0 | 0 | 0 | 0 | 0
IGCC-CCS | 0 | 0 | 0 | 0 | 0 | 0
WT_off | 0 | 0 | 0 | 0 | 0 | 0
PseudoUnit | 0 | 0 | 0 | 0 | 0 | 0
FixedInterchange | 0 | 0 | 0 | 0 | 0 | 0
Emission Cost by Reporting Type: NYISO_G-I
ReportingType | 2015 | 2020 | 2025 | 2030 | 2035 | 2040
BM | 0 | 0 | 0 | 0 | 0 | 0
CC | 2.31 | 2.97 | 1.79 | 1.44 | 12.15 | 24.63
CSP | 0 | 0 | 0 | 0 | 0 | 0
CT | 0 | 0 | 0 | 0 | 0 | 0
Coal | 5.53 | 4.23 | 4.98 | 5.53 | 5.53 | 5.53
Geo | 0 | 0 | 0 | 0 | 0 | 0
H | 0 | 0 | 0 | 0 | 0 | 0
LFG | 0 | 0 | 0 | 0 | 0 | 0
Nuc | 0 | 0 | 0 | 0 | 0 | 0
PS | 0 | 0 | 0 | 0 | 0 | 0
PV | 0 | 0 | 0 | 0 | 0 | 0
PeakG | 0 | 0 | 0 | 0 | 0 | 0
PeakO | 0 | 0 | 0 | 0 | 0 | 0
ST | 0 | 0 | 0 | 0 | 0 | 0
STOG | 0 | 0 | 0 | 0 | 0 | 0
STWD | 0 | 0 | 0 | 0 | 0 | 0
WT | 0 | 0 | 0 | 0 | 0 | 0
IGCC | 0 | 0 | 0 | 0 | 0 | 0
DemandResponse | 0 | 0 | 0 | 0 | 0 | 0
IGCC-CCS | 0 | 0 | 0 | 0 | 0 | 0
WT_off | 0 | 0 | 0 | 0 | 0 | 0
PseudoUnit | 0 | 0 | 0 | 0 | 0 | 0
FixedInterchange | 0 | 0 | 0 | 0 | 0 | 0
Emission Cost by Reporting Type: NYISO_J-K
ReportingType | 2015 | 2020 | 2025 | 2030 | 2035 | 2040
BM | 0 | 0 | 0 | 0 | 0 | 0
CC | 13.83 | 14.7 | 13.21 | 13.17 | 16.41 | 19.97
CSP | 0 | 0 | 0 | 0 | 0 | 0
CT | 0 | 0 | 0 | 0.02 | 0.18 | 0.23
Coal | 0 | 0 | 0 | 0 | 0 | 0
Geo | 0 | 0 | 0 | 0 | 0 | 0
H | 0 | 0 | 0 | 0 | 0 | 0
LFG | 0 | 0 | 0 | 0 | 0 | 0
Nuc | 0 | 0 | 0 | 0 | 0 | 0
PS | 0 | 0 | 0 | 0 | 0 | 0
PV | 0 | 0 | 0 | 0 | 0 | 0
PeakG | 0.06 | 0.21 | 0.24 | 0.29 | 0.43 | 0.38
PeakO | 0 | 0 | 0 | 0 | 0 | 0
ST | 0 | 0 | 0 | 0 | 0 | 0
STOG | 0.56 | 1.1 | 1.08 | 1.29 | 2.14 | 2.66
STWD | 0 | 0 | 0 | 0 | 0 | 0
WT | 0 | 0 | 0 | 0 | 0 | 0
IGCC | 0 | 0 | 0 | 0 | 0 | 0
DemandResponse | 0 | 0 | 0 | 0 | 0 | 0
IGCC-CCS | 0 | 0 | 0 | 0 | 0 | 0
WT_off | 0 | 0 | 0 | 0 | 0 | 0
PseudoUnit | 0 | 0 | 0 | 0 | 0 | 0
FixedInterchange | 0 | 0 | 0 | 0 | 0 | 0
Emission Cost by Reporting Type: PJM_E
ReportingType | 2015 | 2020 | 2025 | 2030 | 2035 | 2040
BM | 0 | 0 | 0 | 0 | 0 | 0
CC | 10.59 | 15.96 | 11.36 | 7.02 | 20.3 | 23.05
CSP | 0 | 0 | 0 | 0 | 0 | 0
CT | 0 | 0 | 0 | 0 | 0.56 | 1.13
Coal | 5.63 | 7.1 | 7.73 | 6.59 | 12.46 | 12.46
Geo | 0 | 0 | 0 | 0 | 0 | 0
H | 0 | 0 | 0 | 0 | 0 | 0
LFG | 0 | 0 | 0 | 0 | 0 | 0
Nuc | 0 | 0 | 0 | 0 | 0 | 0
PS | 0 | 0 | 0 | 0 | 0 | 0
PV | 0 | 0 | 0 | 0 | 0 | 0
PeakG | 0.03 | 0.46 | 0.42 | 0.3 | 0.67 | 1.04
PeakO | 0 | 0 | 0 | 0 | 0 | 0
ST | 0 | 0 | 0 | 0 | 0 | 0
STOG | 0 | 0 | 0 | 0 | 0 | 0
STWD | 0 | 0 | 0 | 0 | 0 | 0
WT | 0 | 0 | 0 | 0 | 0 | 0
IGCC | 0 | 0 | 0 | 0 | 0 | 0
DemandResponse | 0 | 0 | 0 | 0 | 0 | 0
IGCC-CCS | 0 | 0 | 0 | 0 | 0 | 0
WT_off | 0 | 0 | 0 | 0 | 0 | 0
PseudoUnit | 0 | 0 | 0 | 0 | 0 | 0
FixedInterchange | 0 | 0 | 0 | 0 | 0 | 0
Emission Cost by Reporting Type: PJM_ROM
ReportingType | 2015 | 2020 | 2025 | 2030 | 2035 | 2040
BM | 0 | 0 | 0 | 0 | 0 | 0
CC | 0.04 | 0.08 | 0.08 | 0.04 | 0.14 | 0.14
CSP | 0 | 0 | 0 | 0 | 0 | 0
CT | 0 | 0 | 0 | 0 | 0 | 0
Coal | 23.68 | 35.48 | 35.48 | 35.48 | 35.48 | 35.48
Geo | 0 | 0 | 0 | 0 | 0 | 0
H | 0 | 0 | 0 | 0 | 0 | 0
LFG | 0 | 0 | 0 | 0 | 0 | 0
Nuc | 0 | 0 | 0 | 0 | 0 | 0
PS | 0 | 0 | 0 | 0 | 0 | 0
PV | 0 | 0 | 0 | 0 | 0 | 0
PeakG | 0 | 0.02 | 0.02 | 0 | 0.2 | 0.38
PeakO | 0 | 0 | 0 | 0 | 0 | 0
ST | 0 | 0 | 0 | 0 | 0 | 0
STOG | 0 | 0 | 0 | 0 | 0 | 0
STWD | 0 | 0 | 0 | 0 | 0 | 0
WT | 0 | 0 | 0 | 0 | 0 | 0
IGCC | 0 | 0 | 0 | 0 | 0 | 0
DemandResponse | 0 | 0 | 0 | 0 | 0 | 0
IGCC-CCS | 0 | 0 | 0 | 0 | 0 | 0
WT_off | 0 | 0 | 0 | 0 | 0 | 0
PseudoUnit | 0 | 0 | 0 | 0 | 0 | 0
FixedInterchange | 0 | 0 | 0 | 0 | 0 | 0
Emission Cost by Reporting Type: PJM_ROR
ReportingType | 2015 | 2020 | 2025 | 2030 | 2035 | 2040
BM | 0 | 0 | 0 | 0 | 0 | 0
CC | 0 | 0 | 0 | 0 | 0 | 0
CSP | 0 | 0 | 0 | 0 | 0 | 0
CT | 0 | 0 | 0 | 0 | 0 | 0
Coal | 0 | 0 | 0 | 0 | 0 | 0
Geo | 0 | 0 | 0 | 0 | 0 | 0
H | 0 | 0 | 0 | 0 | 0 | 0
LFG | 0 | 0 | 0 | 0 | 0 | 0
Nuc | 0 | 0 | 0 | 0 | 0 | 0
PS | 0 | 0 | 0 | 0 | 0 | 0
PV | 0 | 0 | 0 | 0 | 0 | 0
PeakG | 0 | 0 | 0 | 0 | 0 | 0
PeakO | 0 | 0 | 0 | 0 | 0 | 0
ST | 0 | 0 | 0 | 0 | 0 | 0
STOG | 0 | 0 | 0 | 0 | 0 | 0
STWD | 0 | 0 | 0 | 0 | 0 | 0
WT | 0 | 0 | 0 | 0 | 0 | 0
IGCC | 0 | 0 | 0 | 0 | 0 | 0
DemandResponse | 0 | 0 | 0 | 0 | 0 | 0
IGCC-CCS | 0 | 0 | 0 | 0 | 0 | 0
WT_off | 0 | 0 | 0 | 0 | 0 | 0
PseudoUnit | 0 | 0 | 0 | 0 | 0 | 0
FixedInterchange | 0 | 0 | 0 | 0 | 0 | 0
Emission Cost by Reporting Type: SOCO
ReportingType | 2015 | 2020 | 2025 | 2030 | 2035 | 2040
BM | 0 | 0 | 0 | 0 | 0 | 0
CC | 0 | 0 | 0 | 0 | 0 | 0
CSP | 0 | 0 | 0 | 0 | 0 | 0
CT | 0 | 0 | 0 | 0 | 0 | 0
Coal | 0 | 0 | 0 | 0 | 0 | 0
Geo | 0 | 0 | 0 | 0 | 0 | 0
H | 0 | 0 | 0 | 0 | 0 | 0
LFG | 0 | 0 | 0 | 0 | 0 | 0
Nuc | 0 | 0 | 0 | 0 | 0 | 0
PS | 0 | 0 | 0 | 0 | 0 | 0
PV | 0 | 0 | 0 | 0 | 0 | 0
PeakG | 0 | 0 | 0 | 0 | 0 | 0
PeakO | 0 | 0 | 0 | 0 | 0 | 0
ST | 0 | 0 | 0 | 0 | 0 | 0
STOG | 0 | 0 | 0 | 0 | 0 | 0
STWD | 0 | 0 | 0 | 0 | 0 | 0
WT | 0 | 0 | 0 | 0 | 0 | 0
IGCC | 0 | 0 | 0 | 0 | 0 | 0
DemandResponse | 0 | 0 | 0 | 0 | 0 | 0
IGCC-CCS | 0 | 0 | 0 | 0 | 0 | 0
WT_off | 0 | 0 | 0 | 0 | 0 | 0
PseudoUnit | 0 | 0 | 0 | 0 | 0 | 0
FixedInterchange | 0 | 0 | 0 | 0 | 0 | 0
Emission Cost by Reporting Type: SPP_N
ReportingType | 2015 | 2020 | 2025 | 2030 | 2035 | 2040
BM | 0 | 0 | 0 | 0 | 0 | 0
CC | 0 | 0 | 0 | 0 | 0 | 0
CSP | 0 | 0 | 0 | 0 | 0 | 0
CT | 0 | 0 | 0 | 0 | 0 | 0
Coal | 0 | 0 | 0 | 0 | 0 | 0
Geo | 0 | 0 | 0 | 0 | 0 | 0
H | 0 | 0 | 0 | 0 | 0 | 0
LFG | 0 | 0 | 0 | 0 | 0 | 0
Nuc | 0 | 0 | 0 | 0 | 0 | 0
PS | 0 | 0 | 0 | 0 | 0 | 0
PV | 0 | 0 | 0 | 0 | 0 | 0
PeakG | 0 | 0 | 0 | 0 | 0 | 0
PeakO | 0 | 0 | 0 | 0 | 0 | 0
ST | 0 | 0 | 0 | 0 | 0 | 0
STOG | 0 | 0 | 0 | 0 | 0 | 0
STWD | 0 | 0 | 0 | 0 | 0 | 0
WT | 0 | 0 | 0 | 0 | 0 | 0
IGCC | 0 | 0 | 0 | 0 | 0 | 0
DemandResponse | 0 | 0 | 0 | 0 | 0 | 0
IGCC-CCS | 0 | 0 | 0 | 0 | 0 | 0
WT_off | 0 | 0 | 0 | 0 | 0 | 0
PseudoUnit | 0 | 0 | 0 | 0 | 0 | 0
FixedInterchange | 0 | 0 | 0 | 0 | 0 | 0
Emission Cost by Reporting Type: SPP_S
ReportingType | 2015 | 2020 | 2025 | 2030 | 2035 | 2040
BM | 0 | 0 | 0 | 0 | 0 | 0
CC | 0 | 0 | 0 | 0 | 0 | 0
CSP | 0 | 0 | 0 | 0 | 0 | 0
CT | 0 | 0 | 0 | 0 | 0 | 0
Coal | 0 | 0 | 0 | 0 | 0 | 0
Geo | 0 | 0 | 0 | 0 | 0 | 0
H | 0 | 0 | 0 | 0 | 0 | 0
LFG | 0 | 0 | 0 | 0 | 0 | 0
Nuc | 0 | 0 | 0 | 0 | 0 | 0
PS | 0 | 0 | 0 | 0 | 0 | 0
PV | 0 | 0 | 0 | 0 | 0 | 0
PeakG | 0 | 0 | 0 | 0 | 0 | 0
PeakO | 0 | 0 | 0 | 0 | 0 | 0
ST | 0 | 0 | 0 | 0 | 0 | 0
STOG | 0 | 0 | 0 | 0 | 0 | 0
STWD | 0 | 0 | 0 | 0 | 0 | 0
WT | 0 | 0 | 0 | 0 | 0 | 0
IGCC | 0 | 0 | 0 | 0 | 0 | 0
DemandResponse | 0 | 0 | 0 | 0 | 0 | 0
IGCC-CCS | 0 | 0 | 0 | 0 | 0 | 0
WT_off | 0 | 0 | 0 | 0 | 0 | 0
PseudoUnit | 0 | 0 | 0 | 0 | 0 | 0
FixedInterchange | 0 | 0 | 0 | 0 | 0 | 0
Emission Cost by Reporting Type: TVA
ReportingType | 2015 | 2020 | 2025 | 2030 | 2035 | 2040
BM | 0 | 0 | 0 | 0 | 0 | 0
CC | 0 | 0 | 0 | 0 | 0 | 0
CSP | 0 | 0 | 0 | 0 | 0 | 0
CT | 0 | 0 | 0 | 0 | 0 | 0
Coal | 0 | 0 | 0 | 0 | 0 | 0
Geo | 0 | 0 | 0 | 0 | 0 | 0
H | 0 | 0 | 0 | 0 | 0 | 0
LFG | 0 | 0 | 0 | 0 | 0 | 0
Nuc | 0 | 0 | 0 | 0 | 0 | 0
PS | 0 | 0 | 0 | 0 | 0 | 0
PV | 0 | 0 | 0 | 0 | 0 | 0
PeakG | 0 | 0 | 0 | 0 | 0 | 0
PeakO | 0 | 0 | 0 | 0 | 0 | 0
ST | 0 | 0 | 0 | 0 | 0 | 0
STOG | 0 | 0 | 0 | 0 | 0 | 0
STWD | 0 | 0 | 0 | 0 | 0 | 0
WT | 0 | 0 | 0 | 0 | 0 | 0
IGCC | 0 | 0 | 0 | 0 | 0 | 0
DemandResponse | 0 | 0 | 0 | 0 | 0 | 0
IGCC-CCS | 0 | 0 | 0 | 0 | 0 | 0
WT_off | 0 | 0 | 0 | 0 | 0 | 0
PseudoUnit | 0 | 0 | 0 | 0 | 0 | 0
FixedInterchange | 0 | 0 | 0 | 0 | 0 | 0
Emission Cost by Reporting Type: TVA_Transmission
ReportingType | 2015 | 2020 | 2025 | 2030 | 2035 | 2040
BM | 0 | 0 | 0 | 0 | 0 | 0
CC | 0 | 0 | 0 | 0 | 0 | 0
CSP | 0 | 0 | 0 | 0 | 0 | 0
CT | 0 | 0 | 0 | 0 | 0 | 0
Coal | 0 | 0 | 0 | 0 | 0 | 0
Geo | 0 | 0 | 0 | 0 | 0 | 0
H | 0 | 0 | 0 | 0 | 0 | 0
LFG | 0 | 0 | 0 | 0 | 0 | 0
Nuc | 0 | 0 | 0 | 0 | 0 | 0
PS | 0 | 0 | 0 | 0 | 0 | 0
PV | 0 | 0 | 0 | 0 | 0 | 0
PeakG | 0 | 0 | 0 | 0 | 0 | 0
PeakO | 0 | 0 | 0 | 0 | 0 | 0
ST | 0 | 0 | 0 | 0 | 0 | 0
STOG | 0 | 0 | 0 | 0 | 0 | 0
STWD | 0 | 0 | 0 | 0 | 0 | 0
WT | 0 | 0 | 0 | 0 | 0 | 0
IGCC | 0 | 0 | 0 | 0 | 0 | 0
DemandResponse | 0 | 0 | 0 | 0 | 0 | 0
IGCC-CCS | 0 | 0 | 0 | 0 | 0 | 0
WT_off | 0 | 0 | 0 | 0 | 0 | 0
PseudoUnit | 0 | 0 | 0 | 0 | 0 | 0
FixedInterchange | 0 | 0 | 0 | 0 | 0 | 0
Emission Cost by Reporting Type: VACAR
ReportingType | 2015 | 2020 | 2025 | 2030 | 2035 | 2040
BM | 0 | 0 | 0 | 0 | 0 | 0
CC | 0 | 0 | 0 | 0 | 0 | 0
CSP | 0 | 0 | 0 | 0 | 0 | 0
CT | 0 | 0 | 0 | 0 | 0 | 0
Coal | 0 | 0 | 0 | 0 | 0 | 0
Geo | 0 | 0 | 0 | 0 | 0 | 0
H | 0 | 0 | 0 | 0 | 0 | 0
LFG | 0 | 0 | 0 | 0 | 0 | 0
Nuc | 0 | 0 | 0 | 0 | 0 | 0
PS | 0 | 0 | 0 | 0 | 0 | 0
PV | 0 | 0 | 0 | 0 | 0 | 0
PeakG | 0 | 0 | 0 | 0 | 0 | 0
PeakO | 0 | 0 | 0 | 0 | 0 | 0
ST | 0 | 0 | 0 | 0 | 0 | 0
STOG | 0 | 0 | 0 | 0 | 0 | 0
STWD | 0 | 0 | 0 | 0 | 0 | 0
WT | 0 | 0 | 0 | 0 | 0 | 0
IGCC | 0 | 0 | 0 | 0 | 0 | 0
DemandResponse | 0 | 0 | 0 | 0 | 0 | 0
IGCC-CCS | 0 | 0 | 0 | 0 | 0 | 0
WT_off | 0 | 0 | 0 | 0 | 0 | 0
PseudoUnit | 0 | 0 | 0 | 0 | 0 | 0
FixedInterchange | 0 | 0 | 0 | 0 | 0 | 0
Emission Cost by Reporting Type: IESO
ReportingType | 2015 | 2020 | 2025 | 2030 | 2035 | 2040
BM | 0 | 0 | 0 | 0 | 0 | 0
CC | 0 | 0 | 0 | 0 | 0 | 0
CSP | 0 | 0 | 0 | 0 | 0 | 0
CT | 0 | 0 | 0 | 0 | 0 | 0
Coal | 0 | 0 | 0 | 0 | 0 | 0
Geo | 0 | 0 | 0 | 0 | 0 | 0
H | 0 | 0 | 0 | 0 | 0 | 0
LFG | 0 | 0 | 0 | 0 | 0 | 0
Nuc | 0 | 0 | 0 | 0 | 0 | 0
PS | 0 | 0 | 0 | 0 | 0 | 0
PV | 0 | 0 | 0 | 0 | 0 | 0
PeakG | 0 | 0 | 0 | 0 | 0 | 0
PeakO | 0 | 0 | 0 | 0 | 0 | 0
ST | 0 | 0 | 0 | 0 | 0 | 0
STOG | 0 | 0 | 0 | 0 | 0 | 0
STWD | 0 | 0 | 0 | 0 | 0 | 0
WT | 0 | 0 | 0 | 0 | 0 | 0
IGCC | 0 | 0 | 0 | 0 | 0 | 0
DemandResponse | 0 | 0 | 0 | 0 | 0 | 0
IGCC-CCS | 0 | 0 | 0 | 0 | 0 | 0
WT_off | 0 | 0 | 0 | 0 | 0 | 0
PseudoUnit | 0 | 0 | 0 | 0 | 0 | 0
FixedInterchange | 0 | 0 | 0 | 0 | 0 | 0
Emission Cost by Reporting Type: MAPP_CA
ReportingType | 2015 | 2020 | 2025 | 2030 | 2035 | 2040
BM | 0 | 0 | 0 | 0 | 0 | 0
CC | 0 | 0 | 0 | 0 | 0 | 0
CSP | 0 | 0 | 0 | 0 | 0 | 0
CT | 0 | 0 | 0 | 0 | 0 | 0
Coal | 0 | 0 | 0 | 0 | 0 | 0
Geo | 0 | 0 | 0 | 0 | 0 | 0
H | 0 | 0 | 0 | 0 | 0 | 0
LFG | 0 | 0 | 0 | 0 | 0 | 0
Nuc | 0 | 0 | 0 | 0 | 0 | 0
PS | 0 | 0 | 0 | 0 | 0 | 0
PV | 0 | 0 | 0 | 0 | 0 | 0
PeakG | 0 | 0 | 0 | 0 | 0 | 0
PeakO | 0 | 0 | 0 | 0 | 0 | 0
ST | 0 | 0 | 0 | 0 | 0 | 0
STOG | 0 | 0 | 0 | 0 | 0 | 0
STWD | 0 | 0 | 0 | 0 | 0 | 0
WT | 0 | 0 | 0 | 0 | 0 | 0
IGCC | 0 | 0 | 0 | 0 | 0 | 0
DemandResponse | 0 | 0 | 0 | 0 | 0 | 0
IGCC-CCS | 0 | 0 | 0 | 0 | 0 | 0
WT_off | 0 | 0 | 0 | 0 | 0 | 0
PseudoUnit | 0 | 0 | 0 | 0 | 0 | 0
FixedInterchange | 0 | 0 | 0 | 0 | 0 | 0
Emission Cost by Reporting Type: AZ_NM_SNV_Coal
ReportingType | 2015 | 2020 | 2025 | 2030 | 2035 | 2040
BM | 0 | 0 | 0 | 0 | 0 | 0
CC | 0 | 0 | 0 | 0 | 0 | 0
CSP | 0 | 0 | 0 | 0 | 0 | 0
CT | 0 | 0 | 0 | 0 | 0 | 0
Coal | 0 | 0 | 0 | 0 | 0 | 0
Geo | 0 | 0 | 0 | 0 | 0 | 0
H | 0 | 0 | 0 | 0 | 0 | 0
LFG | 0 | 0 | 0 | 0 | 0 | 0
Nuc | 0 | 0 | 0 | 0 | 0 | 0
PS | 0 | 0 | 0 | 0 | 0 | 0
PV | 0 | 0 | 0 | 0 | 0 | 0
PeakG | 0 | 0 | 0 | 0 | 0 | 0
PeakO | 0 | 0 | 0 | 0 | 0 | 0
ST | 0 | 0 | 0 | 0 | 0 | 0
STOG | 0 | 0 | 0 | 0 | 0 | 0
STWD | 0 | 0 | 0 | 0 | 0 | 0
WT | 0 | 0 | 0 | 0 | 0 | 0
IGCC | 0 | 0 | 0 | 0 | 0 | 0
DemandResponse | 0 | 0 | 0 | 0 | 0 | 0
IGCC-CCS | 0 | 0 | 0 | 0 | 0 | 0
WT_off | 0 | 0 | 0 | 0 | 0 | 0
PseudoUnit | 0 | 0 | 0 | 0 | 0 | 0
FixedInterchange | 0 | 0 | 0 | 0 | 0 | 0
Emission Cost by Reporting Type: AZ_NM_SNV_Gas
ReportingType | 2015 | 2020 | 2025 | 2030 | 2035 | 2040
BM | 0 | 0 | 0 | 0 | 0 | 0
CC | 0 | 0 | 0 | 0 | 0 | 0
CSP | 0 | 0 | 0 | 0 | 0 | 0
CT | 0 | 0 | 0 | 0 | 0 | 0
Coal | 0 | 0 | 0 | 0 | 0 | 0
Geo | 0 | 0 | 0 | 0 | 0 | 0
H | 0 | 0 | 0 | 0 | 0 | 0
LFG | 0 | 0 | 0 | 0 | 0 | 0
Nuc | 0 | 0 | 0 | 0 | 0 | 0
PS | 0 | 0 | 0 | 0 | 0 | 0
PV | 0 | 0 | 0 | 0 | 0 | 0
PeakG | 0 | 0 | 0 | 0 | 0 | 0
PeakO | 0 | 0 | 0 | 0 | 0 | 0
ST | 0 | 0 | 0 | 0 | 0 | 0
STOG | 0 | 0 | 0 | 0 | 0 | 0
STWD | 0 | 0 | 0 | 0 | 0 | 0
WT | 0 | 0 | 0 | 0 | 0 | 0
IGCC | 0 | 0 | 0 | 0 | 0 | 0
DemandResponse | 0 | 0 | 0 | 0 | 0 | 0
IGCC-CCS | 0 | 0 | 0 | 0 | 0 | 0
WT_off | 0 | 0 | 0 | 0 | 0 | 0
PseudoUnit | 0 | 0 | 0 | 0 | 0 | 0
FixedInterchange | 0 | 0 | 0 | 0 | 0 | 0
Emission Cost by Reporting Type: AZ_NM_SNV_NucRenew
ReportingType | 2015 | 2020 | 2025 | 2030 | 2035 | 2040
BM | 0 | 0 | 0 | 0 | 0 | 0
CC | 0 | 0 | 0 | 0 | 0 | 0
CSP | 0 | 0 | 0 | 0 | 0 | 0
CT | 0 | 0 | 0 | 0 | 0 | 0
Coal | 0 | 0 | 0 | 0 | 0 | 0
Geo | 0 | 0 | 0 | 0 | 0 | 0
H | 0 | 0 | 0 | 0 | 0 | 0
LFG | 0 | 0 | 0 | 0 | 0 | 0
Nuc | 0 | 0 | 0 | 0 | 0 | 0
PS | 0 | 0 | 0 | 0 | 0 | 0
PV | 0 | 0 | 0 | 0 | 0 | 0
PeakG | 0 | 0 | 0 | 0 | 0 | 0
PeakO | 0 | 0 | 0 | 0 | 0 | 0
ST | 0 | 0 | 0 | 0 | 0 | 0
STOG | 0 | 0 | 0 | 0 | 0 | 0
STWD | 0 | 0 | 0 | 0 | 0 | 0
WT | 0 | 0 | 0 | 0 | 0 | 0
IGCC | 0 | 0 | 0 | 0 | 0 | 0
DemandResponse | 0 | 0 | 0 | 0 | 0 | 0
IGCC-CCS | 0 | 0 | 0 | 0 | 0 | 0
WT_off | 0 | 0 | 0 | 0 | 0 | 0
PseudoUnit | 0 | 0 | 0 | 0 | 0 | 0
FixedInterchange | 0 | 0 | 0 | 0 | 0 | 0
Emission Cost by Reporting Type: ERCOT
ReportingType | 2015 | 2020 | 2025 | 2030 | 2035 | 2040
BM | 0 | 0 | 0 | 0 | 0 | 0
CC | 0 | 0 | 0 | 0 | 0 | 0
CSP | 0 | 0 | 0 | 0 | 0 | 0
CT | 0 | 0 | 0 | 0 | 0 | 0
Coal | 0 | 0 | 0 | 0 | 0 | 0
Geo | 0 | 0 | 0 | 0 | 0 | 0
H | 0 | 0 | 0 | 0 | 0 | 0
LFG | 0 | 0 | 0 | 0 | 0 | 0
Nuc | 0 | 0 | 0 | 0 | 0 | 0
PS | 0 | 0 | 0 | 0 | 0 | 0
PV | 0 | 0 | 0 | 0 | 0 | 0
PeakG | 0 | 0 | 0 | 0 | 0 | 0
PeakO | 0 | 0 | 0 | 0 | 0 | 0
ST | 0 | 0 | 0 | 0 | 0 | 0
STOG | 0 | 0 | 0 | 0 | 0 | 0
STWD | 0 | 0 | 0 | 0 | 0 | 0
WT | 0 | 0 | 0 | 0 | 0 | 0
IGCC | 0 | 0 | 0 | 0 | 0 | 0
DemandResponse | 0 | 0 | 0 | 0 | 0 | 0
IGCC-CCS | 0 | 0 | 0 | 0 | 0 | 0
WT_off | 0 | 0 | 0 | 0 | 0 | 0
PseudoUnit | 0 | 0 | 0 | 0 | 0 | 0
FixedInterchange | 0 | 0 | 0 | 0 | 0 | 0
Emission Cost by Reporting Type: NP15
ReportingType | 2015 | 2020 | 2025 | 2030 | 2035 | 2040
BM | 0 | 0 | 0 | 0 | 0 | 0
CC | 0 | 0 | 0 | 0 | 0 | 0
CSP | 0 | 0 | 0 | 0 | 0 | 0
CT | 0 | 0 | 0 | 0 | 0 | 0
Coal | 0 | 0 | 0 | 0 | 0 | 0
Geo | 0 | 0 | 0 | 0 | 0 | 0
H | 0 | 0 | 0 | 0 | 0 | 0
LFG | 0 | 0 | 0 | 0 | 0 | 0
Nuc | 0 | 0 | 0 | 0 | 0 | 0
PS | 0 | 0 | 0 | 0 | 0 | 0
PV | 0 | 0 | 0 | 0 | 0 | 0
PeakG | 0 | 0 | 0 | 0 | 0 | 0
PeakO | 0 | 0 | 0 | 0 | 0 | 0
ST | 0 | 0 | 0 | 0 | 0 | 0
STOG | 0 | 0 | 0 | 0 | 0 | 0
STWD | 0 | 0 | 0 | 0 | 0 | 0
WT | 0 | 0 | 0 | 0 | 0 | 0
IGCC | 0 | 0 | 0 | 0 | 0 | 0
DemandResponse | 0 | 0 | 0 | 0 | 0 | 0
IGCC-CCS | 0 | 0 | 0 | 0 | 0 | 0
WT_off | 0 | 0 | 0 | 0 | 0 | 0
PseudoUnit | 0 | 0 | 0 | 0 | 0 | 0
FixedInterchange | 0 | 0 | 0 | 0 | 0 | 0
Emission Cost by Reporting Type: NWPP_Coal
ReportingType | 2015 | 2020 | 2025 | 2030 | 2035 | 2040
BM | 0 | 0 | 0 | 0 | 0 | 0
CC | 0 | 0 | 0 | 0 | 0 | 0
CSP | 0 | 0 | 0 | 0 | 0 | 0
CT | 0 | 0 | 0 | 0 | 0 | 0
Coal | 0 | 0 | 0 | 0 | 0 | 0
Geo | 0 | 0 | 0 | 0 | 0 | 0
H | 0 | 0 | 0 | 0 | 0 | 0
LFG | 0 | 0 | 0 | 0 | 0 | 0
Nuc | 0 | 0 | 0 | 0 | 0 | 0
PS | 0 | 0 | 0 | 0 | 0 | 0
PV | 0 | 0 | 0 | 0 | 0 | 0
PeakG | 0 | 0 | 0 | 0 | 0 | 0
PeakO | 0 | 0 | 0 | 0 | 0 | 0
ST | 0 | 0 | 0 | 0 | 0 | 0
STOG | 0 | 0 | 0 | 0 | 0 | 0
STWD | 0 | 0 | 0 | 0 | 0 | 0
WT | 0 | 0 | 0 | 0 | 0 | 0
IGCC | 0 | 0 | 0 | 0 | 0 | 0
DemandResponse | 0 | 0 | 0 | 0 | 0 | 0
IGCC-CCS | 0 | 0 | 0 | 0 | 0 | 0
WT_off | 0 | 0 | 0 | 0 | 0 | 0
PseudoUnit | 0 | 0 | 0 | 0 | 0 | 0
FixedInterchange | 0 | 0 | 0 | 0 | 0 | 0
Emission Cost by Reporting Type: NWPP_Gas
ReportingType | 2015 | 2020 | 2025 | 2030 | 2035 | 2040
BM | 0 | 0 | 0 | 0 | 0 | 0
CC | 0 | 0 | 0 | 0 | 0 | 0
CSP | 0 | 0 | 0 | 0 | 0 | 0
CT | 0 | 0 | 0 | 0 | 0 | 0
Coal | 0 | 0 | 0 | 0 | 0 | 0
Geo | 0 | 0 | 0 | 0 | 0 | 0
H | 0 | 0 | 0 | 0 | 0 | 0
LFG | 0 | 0 | 0 | 0 | 0 | 0
Nuc | 0 | 0 | 0 | 0 | 0 | 0
PS | 0 | 0 | 0 | 0 | 0 | 0
PV | 0 | 0 | 0 | 0 | 0 | 0
PeakG | 0 | 0 | 0 | 0 | 0 | 0
PeakO | 0 | 0 | 0 | 0 | 0 | 0
ST | 0 | 0 | 0 | 0 | 0 | 0
STOG | 0 | 0 | 0 | 0 | 0 | 0
STWD | 0 | 0 | 0 | 0 | 0 | 0
WT | 0 | 0 | 0 | 0 | 0 | 0
IGCC | 0 | 0 | 0 | 0 | 0 | 0
DemandResponse | 0 | 0 | 0 | 0 | 0 | 0
IGCC-CCS | 0 | 0 | 0 | 0 | 0 | 0
WT_off | 0 | 0 | 0 | 0 | 0 | 0
PseudoUnit | 0 | 0 | 0 | 0 | 0 | 0
FixedInterchange | 0 | 0 | 0 | 0 | 0 | 0
Emission Cost by Reporting Type: NWPP_NucRenew
ReportingType | 2015 | 2020 | 2025 | 2030 | 2035 | 2040
BM | 0 | 0 | 0 | 0 | 0 | 0
CC | 0 | 0 | 0 | 0 | 0 | 0
CSP | 0 | 0 | 0 | 0 | 0 | 0
CT | 0 | 0 | 0 | 0 | 0 | 0
Coal | 0 | 0 | 0 | 0 | 0 | 0
Geo | 0 | 0 | 0 | 0 | 0 | 0
H | 0 | 0 | 0 | 0 | 0 | 0
LFG | 0 | 0 | 0 | 0 | 0 | 0
Nuc | 0 | 0 | 0 | 0 | 0 | 0
PS | 0 | 0 | 0 | 0 | 0 | 0
PV | 0 | 0 | 0 | 0 | 0 | 0
PeakG | 0 | 0 | 0 | 0 | 0 | 0
PeakO | 0 | 0 | 0 | 0 | 0 | 0
ST | 0 | 0 | 0 | 0 | 0 | 0
STOG | 0 | 0 | 0 | 0 | 0 | 0
STWD | 0 | 0 | 0 | 0 | 0 | 0
WT | 0 | 0 | 0 | 0 | 0 | 0
IGCC | 0 | 0 | 0 | 0 | 0 | 0
DemandResponse | 0 | 0 | 0 | 0 | 0 | 0
IGCC-CCS | 0 | 0 | 0 | 0 | 0 | 0
WT_off | 0 | 0 | 0 | 0 | 0 | 0
PseudoUnit | 0 | 0 | 0 | 0 | 0 | 0
FixedInterchange | 0 | 0 | 0 | 0 | 0 | 0
Emission Cost by Reporting Type: RMPA
ReportingType | 2015 | 2020 | 2025 | 2030 | 2035 | 2040
BM | 0 | 0 | 0 | 0 | 0 | 0
CC | 0 | 0 | 0 | 0 | 0 | 0
CSP | 0 | 0 | 0 | 0 | 0 | 0
CT | 0 | 0 | 0 | 0 | 0 | 0
Coal | 0 | 0 | 0 | 0 | 0 | 0
Geo | 0 | 0 | 0 | 0 | 0 | 0
H | 0 | 0 | 0 | 0 | 0 | 0
LFG | 0 | 0 | 0 | 0 | 0 | 0
Nuc | 0 | 0 | 0 | 0 | 0 | 0
PS | 0 | 0 | 0 | 0 | 0 | 0
PV | 0 | 0 | 0 | 0 | 0 | 0
PeakG | 0 | 0 | 0 | 0 | 0 | 0
PeakO | 0 | 0 | 0 | 0 | 0 | 0
ST | 0 | 0 | 0 | 0 | 0 | 0
STOG | 0 | 0 | 0 | 0 | 0 | 0
STWD | 0 | 0 | 0 | 0 | 0 | 0
WT | 0 | 0 | 0 | 0 | 0 | 0
IGCC | 0 | 0 | 0 | 0 | 0 | 0
DemandResponse | 0 | 0 | 0 | 0 | 0 | 0
IGCC-CCS | 0 | 0 | 0 | 0 | 0 | 0
WT_off | 0 | 0 | 0 | 0 | 0 | 0
PseudoUnit | 0 | 0 | 0 | 0 | 0 | 0
FixedInterchange | 0 | 0 | 0 | 0 | 0 | 0
Emission Cost by Reporting Type: SP15
ReportingType | 2015 | 2020 | 2025 | 2030 | 2035 | 2040
BM | 0 | 0 | 0 | 0 | 0 | 0
CC | 0 | 0 | 0 | 0 | 0 | 0
CSP | 0 | 0 | 0 | 0 | 0 | 0
CT | 0 | 0 | 0 | 0 | 0 | 0
Coal | 0 | 0 | 0 | 0 | 0 | 0
Geo | 0 | 0 | 0 | 0 | 0 | 0
H | 0 | 0 | 0 | 0 | 0 | 0
LFG | 0 | 0 | 0 | 0 | 0 | 0
Nuc | 0 | 0 | 0 | 0 | 0 | 0
PS | 0 | 0 | 0 | 0 | 0 | 0
PV | 0 | 0 | 0 | 0 | 0 | 0
PeakG | 0 | 0 | 0 | 0 | 0 | 0
PeakO | 0 | 0 | 0 | 0 | 0 | 0
ST | 0 | 0 | 0 | 0 | 0 | 0
STOG | 0 | 0 | 0 | 0 | 0 | 0
STWD | 0 | 0 | 0 | 0 | 0 | 0
WT | 0 | 0 | 0 | 0 | 0 | 0
IGCC | 0 | 0 | 0 | 0 | 0 | 0
DemandResponse | 0 | 0 | 0 | 0 | 0 | 0
IGCC-CCS | 0 | 0 | 0 | 0 | 0 | 0
WT_off | 0 | 0 | 0 | 0 | 0 | 0
PseudoUnit | 0 | 0 | 0 | 0 | 0 | 0
FixedInterchange | 0 | 0 | 0 | 0 | 0 | 0
Emission Cost by Reporting Type: ALB
ReportingType | 2015 | 2020 | 2025 | 2030 | 2035 | 2040
BM | 0 | 0 | 0 | 0 | 0 | 0
CC | 0 | 0 | 0 | 0 | 0 | 0
CSP | 0 | 0 | 0 | 0 | 0 | 0
CT | 0 | 0 | 0 | 0 | 0 | 0
Coal | 0 | 0 | 0 | 0 | 0 | 0
Geo | 0 | 0 | 0 | 0 | 0 | 0
H | 0 | 0 | 0 | 0 | 0 | 0
LFG | 0 | 0 | 0 | 0 | 0 | 0
Nuc | 0 | 0 | 0 | 0 | 0 | 0
PS | 0 | 0 | 0 | 0 | 0 | 0
PV | 0 | 0 | 0 | 0 | 0 | 0
PeakG | 0 | 0 | 0 | 0 | 0 | 0
PeakO | 0 | 0 | 0 | 0 | 0 | 0
ST | 0 | 0 | 0 | 0 | 0 | 0
STOG | 0 | 0 | 0 | 0 | 0 | 0
STWD | 0 | 0 | 0 | 0 | 0 | 0
WT | 0 | 0 | 0 | 0 | 0 | 0
IGCC | 0 | 0 | 0 | 0 | 0 | 0
DemandResponse | 0 | 0 | 0 | 0 | 0 | 0
IGCC-CCS | 0 | 0 | 0 | 0 | 0 | 0
WT_off | 0 | 0 | 0 | 0 | 0 | 0
PseudoUnit | 0 | 0 | 0 | 0 | 0 | 0
FixedInterchange | 0 | 0 | 0 | 0 | 0 | 0
Emission Cost by Reporting Type: BC
ReportingType | 2015 | 2020 | 2025 | 2030 | 2035 | 2040
BM | 0 | 0 | 0 | 0 | 0 | 0
CC | 0 | 0 | 0 | 0 | 0 | 0
CSP | 0 | 0 | 0 | 0 | 0 | 0
CT | 0 | 0 | 0 | 0 | 0 | 0
Coal | 0 | 0 | 0 | 0 | 0 | 0
Geo | 0 | 0 | 0 | 0 | 0 | 0
H | 0 | 0 | 0 | 0 | 0 | 0
LFG | 0 | 0 | 0 | 0 | 0 | 0
Nuc | 0 | 0 | 0 | 0 | 0 | 0
PS | 0 | 0 | 0 | 0 | 0 | 0
PV | 0 | 0 | 0 | 0 | 0 | 0
PeakG | 0 | 0 | 0 | 0 | 0 | 0
PeakO | 0 | 0 | 0 | 0 | 0 | 0
ST | 0 | 0 | 0 | 0 | 0 | 0
STOG | 0 | 0 | 0 | 0 | 0 | 0
STWD | 0 | 0 | 0 | 0 | 0 | 0
WT | 0 | 0 | 0 | 0 | 0 | 0
IGCC | 0 | 0 | 0 | 0 | 0 | 0
DemandResponse | 0 | 0 | 0 | 0 | 0 | 0
IGCC-CCS | 0 | 0 | 0 | 0 | 0 | 0
WT_off | 0 | 0 | 0 | 0 | 0 | 0
PseudoUnit | 0 | 0 | 0 | 0 | 0 | 0
FixedInterchange | 0 | 0 | 0 | 0 | 0 | 0
Emission Cost by Reporting Type: HQ_IESO
ReportingType | 2015 | 2020 | 2025 | 2030 | 2035 | 2040
BM | 0 | 0 | 0 | 0 | 0 | 0
CC | 0 | 0 | 0 | 0 | 0 | 0
CSP | 0 | 0 | 0 | 0 | 0 | 0
CT | 0 | 0 | 0 | 0 | 0 | 0
Coal | 0 | 0 | 0 | 0 | 0 | 0
Geo | 0 | 0 | 0 | 0 | 0 | 0
H | 0 | 0 | 0 | 0 | 0 | 0
LFG | 0 | 0 | 0 | 0 | 0 | 0
Nuc | 0 | 0 | 0 | 0 | 0 | 0
PS | 0 | 0 | 0 | 0 | 0 | 0
PV | 0 | 0 | 0 | 0 | 0 | 0
PeakG | 0 | 0 | 0 | 0 | 0 | 0
PeakO | 0 | 0 | 0 | 0 | 0 | 0
ST | 0 | 0 | 0 | 0 | 0 | 0
STOG | 0 | 0 | 0 | 0 | 0 | 0
STWD | 0 | 0 | 0 | 0 | 0 | 0
WT | 0 | 0 | 0 | 0 | 0 | 0
IGCC | 0 | 0 | 0 | 0 | 0 | 0
DemandResponse | 0 | 0 | 0 | 0 | 0 | 0
IGCC-CCS | 0 | 0 | 0 | 0 | 0 | 0
WT_off | 0 | 0 | 0 | 0 | 0 | 0
PseudoUnit | 0 | 0 | 0 | 0 | 0 | 0
FixedInterchange | 0 | 0 | 0 | 0 | 0 | 0
Emission Cost by Reporting Type: HQ_NEISO
ReportingType | 2015 | 2020 | 2025 | 2030 | 2035 | 2040
BM | 0 | 0 | 0 | 0 | 0 | 0
CC | 0 | 0 | 0 | 0 | 0 | 0
CSP | 0 | 0 | 0 | 0 | 0 | 0
CT | 0 | 0 | 0 | 0 | 0 | 0
Coal | 0 | 0 | 0 | 0 | 0 | 0
Geo | 0 | 0 | 0 | 0 | 0 | 0
H | 0 | 0 | 0 | 0 | 0 | 0
LFG | 0 | 0 | 0 | 0 | 0 | 0
Nuc | 0 | 0 | 0 | 0 | 0 | 0
PS | 0 | 0 | 0 | 0 | 0 | 0
PV | 0 | 0 | 0 | 0 | 0 | 0
PeakG | 0 | 0 | 0 | 0 | 0 | 0
PeakO | 0 | 0 | 0 | 0 | 0 | 0
ST | 0 | 0 | 0 | 0 | 0 | 0
STOG | 0 | 0 | 0 | 0 | 0 | 0
STWD | 0 | 0 | 0 | 0 | 0 | 0
WT | 0 | 0 | 0 | 0 | 0 | 0
IGCC | 0 | 0 | 0 | 0 | 0 | 0
DemandResponse | 0 | 0 | 0 | 0 | 0 | 0
IGCC-CCS | 0 | 0 | 0 | 0 | 0 | 0
WT_off | 0 | 0 | 0 | 0 | 0 | 0
PseudoUnit | 0 | 0 | 0 | 0 | 0 | 0
FixedInterchange | 0 | 0 | 0 | 0 | 0 | 0
Emission Cost by Reporting Type: HQ_NY
ReportingType | 2015 | 2020 | 2025 | 2030 | 2035 | 2040
BM | 0 | 0 | 0 | 0 | 0 | 0
CC | 0 | 0 | 0 | 0 | 0 | 0
CSP | 0 | 0 | 0 | 0 | 0 | 0
CT | 0 | 0 | 0 | 0 | 0 | 0
Coal | 0 | 0 | 0 | 0 | 0 | 0
Geo | 0 | 0 | 0 | 0 | 0 | 0
H | 0 | 0 | 0 | 0 | 0 | 0
LFG | 0 | 0 | 0 | 0 | 0 | 0
Nuc | 0 | 0 | 0 | 0 | 0 | 0
PS | 0 | 0 | 0 | 0 | 0 | 0
PV | 0 | 0 | 0 | 0 | 0 | 0
PeakG | 0 | 0 | 0 | 0 | 0 | 0
PeakO | 0 | 0 | 0 | 0 | 0 | 0
ST | 0 | 0 | 0 | 0 | 0 | 0
STOG | 0 | 0 | 0 | 0 | 0 | 0
STWD | 0 | 0 | 0 | 0 | 0 | 0
WT | 0 | 0 | 0 | 0 | 0 | 0
IGCC | 0 | 0 | 0 | 0 | 0 | 0
DemandResponse | 0 | 0 | 0 | 0 | 0 | 0
IGCC-CCS | 0 | 0 | 0 | 0 | 0 | 0
WT_off | 0 | 0 | 0 | 0 | 0 | 0
PseudoUnit | 0 | 0 | 0 | 0 | 0 | 0
FixedInterchange | 0 | 0 | 0 | 0 | 0 | 0
Emission Cost by Reporting Type: MARITIMES
ReportingType | 2015 | 2020 | 2025 | 2030 | 2035 | 2040
BM | 0 | 0 | 0 | 0 | 0 | 0
CC | 0 | 0 | 0 | 0 | 0 | 0
CSP | 0 | 0 | 0 | 0 | 0 | 0
CT | 0 | 0 | 0 | 0 | 0 | 0
Coal | 0 | 0 | 0 | 0 | 0 | 0
Geo | 0 | 0 | 0 | 0 | 0 | 0
H | 0 | 0 | 0 | 0 | 0 | 0
LFG | 0 | 0 | 0 | 0 | 0 | 0
Nuc | 0 | 0 | 0 | 0 | 0 | 0
PS | 0 | 0 | 0 | 0 | 0 | 0
PV | 0 | 0 | 0 | 0 | 0 | 0
PeakG | 0 | 0 | 0 | 0 | 0 | 0
PeakO | 0 | 0 | 0 | 0 | 0 | 0
ST | 0 | 0 | 0 | 0 | 0 | 0
STOG | 0 | 0 | 0 | 0 | 0 | 0
STWD | 0 | 0 | 0 | 0 | 0 | 0
WT | 0 | 0 | 0 | 0 | 0 | 0
IGCC | 0 | 0 | 0 | 0 | 0 | 0
DemandResponse | 0 | 0 | 0 | 0 | 0 | 0
IGCC-CCS | 0 | 0 | 0 | 0 | 0 | 0
WT_off | 0 | 0 | 0 | 0 | 0 | 0
PseudoUnit | 0 | 0 | 0 | 0 | 0 | 0
FixedInterchange | 0 | 0 | 0 | 0 | 0 | 0
Emission Cost by Reporting Type: All
ReportingType | 2015 | 2020 | 2025 | 2030 | 2035 | 2040
BM | 0 | 0 | 0 | 0 | 0 | 0
CC | 51.62 | 56.09 | 39.62 | 28.04 | 69.55 | 89.46
CSP | 0 | 0 | 0 | 0 | 0 | 0
CT | 0 | 0.01 | 0 | 0.02 | 0.74 | 1.37
Coal | 72.97 | 83.48 | 84.86 | 84.27 | 90.14 | 90.14
Geo | 0 | 0 | 0 | 0 | 0 | 0
H | 0 | 0 | 0 | 0 | 0 | 0
LFG | 0 | 0 | 0 | 0 | 0 | 0
Nuc | 0 | 0 | 0 | 0 | 0 | 0
PS | 0 | 0 | 0 | 0 | 0 | 0
PV | 0 | 0 | 0 | 0 | 0 | 0
PeakG | 0.12 | 0.74 | 0.67 | 0.59 | 1.34 | 1.87
PeakO | 0 | 0 | 0 | 0 | 0 | 0
ST | 0 | 0 | 0 | 0 | 0 | 0
STOG | 0.56 | 1.1 | 1.08 | 1.29 | 2.14 | 2.66
STWD | 0 | 0 | 0 | 0 | 0 | 0
WT | 0 | 0 | 0 | 0 | 0 | 0
IGCC | 0 | 0 | 0 | 0 | 0 | 0
DemandResponse | 0 | 0 | 0 | 0 | 0 | 0
IGCC-CCS | 0 | 0 | 0 | 0 | 0 | 0
WT_off | 0 | 0 | 0 | 0 | 0 | 0
PseudoUnit | 0 | 0 | 0 | 0 | 0 | 0
FixedInterchange | 0 | 0 | 0 | 0 | 0 | 0
Emission Cost by Reporting Type: EI_US
ReportingType | 2015 | 2020 | 2025 | 2030 | 2035 | 2040
BM | 0 | 0 | 0 | 0 | 0 | 0
CC | 51.62 | 56.09 | 39.62 | 28.04 | 69.55 | 89.46
CSP | 0 | 0 | 0 | 0 | 0 | 0
CT | 0 | 0.01 | 0 | 0.02 | 0.74 | 1.37
Coal | 72.97 | 83.48 | 84.86 | 84.27 | 90.14 | 90.14
Geo | 0 | 0 | 0 | 0 | 0 | 0
H | 0 | 0 | 0 | 0 | 0 | 0
LFG | 0 | 0 | 0 | 0 | 0 | 0
Nuc | 0 | 0 | 0 | 0 | 0 | 0
PS | 0 | 0 | 0 | 0 | 0 | 0
PV | 0 | 0 | 0 | 0 | 0 | 0
PeakG | 0.12 | 0.74 | 0.67 | 0.59 | 1.34 | 1.87
PeakO | 0 | 0 | 0 | 0 | 0 | 0
ST | 0 | 0 | 0 | 0 | 0 | 0
STOG | 0.56 | 1.1 | 1.08 | 1.29 | 2.14 | 2.66
STWD | 0 | 0 | 0 | 0 | 0 | 0
WT | 0 | 0 | 0 | 0 | 0 | 0
IGCC | 0 | 0 | 0 | 0 | 0 | 0
DemandResponse | 0 | 0 | 0 | 0 | 0 | 0
IGCC-CCS | 0 | 0 | 0 | 0 | 0 | 0
WT_off | 0 | 0 | 0 | 0 | 0 | 0
PseudoUnit | 0 | 0 | 0 | 0 | 0 | 0
FixedInterchange | 0 | 0 | 0 | 0 | 0 | 0
Emission Cost by Reporting Type: EI_Canada
ReportingType | 2015 | 2020 | 2025 | 2030 | 2035 | 2040
BM | 0 | 0 | 0 | 0 | 0 | 0
CC | 0 | 0 | 0 | 0 | 0 | 0
CSP | 0 | 0 | 0 | 0 | 0 | 0
CT | 0 | 0 | 0 | 0 | 0 | 0
Coal | 0 | 0 | 0 | 0 | 0 | 0
Geo | 0 | 0 | 0 | 0 | 0 | 0
H | 0 | 0 | 0 | 0 | 0 | 0
LFG | 0 | 0 | 0 | 0 | 0 | 0
Nuc | 0 | 0 | 0 | 0 | 0 | 0
PS | 0 | 0 | 0 | 0 | 0 | 0
PV | 0 | 0 | 0 | 0 | 0 | 0
PeakG | 0 | 0 | 0 | 0 | 0 | 0
PeakO | 0 | 0 | 0 | 0 | 0 | 0
ST | 0 | 0 | 0 | 0 | 0 | 0
STOG | 0 | 0 | 0 | 0 | 0 | 0
STWD | 0 | 0 | 0 | 0 | 0 | 0
WT | 0 | 0 | 0 | 0 | 0 | 0
IGCC | 0 | 0 | 0 | 0 | 0 | 0
DemandResponse | 0 | 0 | 0 | 0 | 0 | 0
IGCC-CCS | 0 | 0 | 0 | 0 | 0 | 0
WT_off | 0 | 0 | 0 | 0 | 0 | 0
PseudoUnit | 0 | 0 | 0 | 0 | 0 | 0
FixedInterchange | 0 | 0 | 0 | 0 | 0 | 0
Emission Cost by Reporting Type: EI
ReportingType | 2015 | 2020 | 2025 | 2030 | 2035 | 2040
BM | 0 | 0 | 0 | 0 | 0 | 0
CC | 51.62 | 56.09 | 39.62 | 28.04 | 69.55 | 89.46
CSP | 0 | 0 | 0 | 0 | 0 | 0
CT | 0 | 0.01 | 0 | 0.02 | 0.74 | 1.37
Coal | 72.97 | 83.48 | 84.86 | 84.27 | 90.14 | 90.14
Geo | 0 | 0 | 0 | 0 | 0 | 0
H | 0 | 0 | 0 | 0 | 0 | 0
LFG | 0 | 0 | 0 | 0 | 0 | 0
Nuc | 0 | 0 | 0 | 0 | 0 | 0
PS | 0 | 0 | 0 | 0 | 0 | 0
PV | 0 | 0 | 0 | 0 | 0 | 0
PeakG | 0.12 | 0.74 | 0.67 | 0.59 | 1.34 | 1.87
PeakO | 0 | 0 | 0 | 0 | 0 | 0
ST | 0 | 0 | 0 | 0 | 0 | 0
STOG | 0.56 | 1.1 | 1.08 | 1.29 | 2.14 | 2.66
STWD | 0 | 0 | 0 | 0 | 0 | 0
WT | 0 | 0 | 0 | 0 | 0 | 0
IGCC | 0 | 0 | 0 | 0 | 0 | 0
DemandResponse | 0 | 0 | 0 | 0 | 0 | 0
IGCC-CCS | 0 | 0 | 0 | 0 | 0 | 0
WT_off | 0 | 0 | 0 | 0 | 0 | 0
PseudoUnit | 0 | 0 | 0 | 0 | 0 | 0
FixedInterchange | 0 | 0 | 0 | 0 | 0 | 0
Emission Cost by Reporting Type: Outside_EI
ReportingType | 2015 | 2020 | 2025 | 2030 | 2035 | 2040
BM | 0 | 0 | 0 | 0 | 0 | 0
CC | 0 | 0 | 0 | 0 | 0 | 0
CSP | 0 | 0 | 0 | 0 | 0 | 0
CT | 0 | 0 | 0 | 0 | 0 | 0
Coal | 0 | 0 | 0 | 0 | 0 | 0
Geo | 0 | 0 | 0 | 0 | 0 | 0
H | 0 | 0 | 0 | 0 | 0 | 0
LFG | 0 | 0 | 0 | 0 | 0 | 0
Nuc | 0 | 0 | 0 | 0 | 0 | 0
PS | 0 | 0 | 0 | 0 | 0 | 0
PV | 0 | 0 | 0 | 0 | 0 | 0
PeakG | 0 | 0 | 0 | 0 | 0 | 0
PeakO | 0 | 0 | 0 | 0 | 0 | 0
ST | 0 | 0 | 0 | 0 | 0 | 0
STOG | 0 | 0 | 0 | 0 | 0 | 0
STWD | 0 | 0 | 0 | 0 | 0 | 0
WT | 0 | 0 | 0 | 0 | 0 | 0
IGCC | 0 | 0 | 0 | 0 | 0 | 0
DemandResponse | 0 | 0 | 0 | 0 | 0 | 0
IGCC-CCS | 0 | 0 | 0 | 0 | 0 | 0
WT_off | 0 | 0 | 0 | 0 | 0 | 0
PseudoUnit | 0 | 0 | 0 | 0 | 0 | 0
FixedInterchange | 0 | 0 | 0 | 0 | 0 | 0
#8 | 0: Base VOM Costs ($million)
Base VOM Costs by Reporting Type: Entergy
ReportingType | 2015 | 2020 | 2025 | 2030 | 2035 | 2040
BM | 0 | 0 | 0 | 0 | 0 | 0
CC | 122.26 | 96.74 | 35.6 | 21.78 | 26.45 | 27.57
CSP | 0 | 0 | 0 | 0 | 0 | 0
CT | 0 | 0 | 0 | 0 | 0.04 | 0
Coal | 234.15 | 252.94 | 217.27 | 188.26 | 205.64 | 210.83
Geo | 0 | 0 | 0 | 0 | 0 | 0
H | 0 | 0 | 0 | 0 | 0 | 0
LFG | 0 | 0 | 0 | 0.01 | 0.01 | 0.01
Nuc | 100.26 | 100.26 | 100.26 | 100.26 | 84.69 | 66.26
PS | 0 | 0 | 0 | 0 | 0 | 0
PV | 0 | 0 | 0 | 0 | 0 | 0
PeakG | 0 | 0 | 0 | 0 | 0 | 0
PeakO | 0 | 0 | 0 | 0 | 0 | 0
ST | 0 | 0 | 0 | 0 | 0 | 0
STOG | 1.84 | 1.84 | 1.84 | 0.96 | 1.84 | 1.84
STWD | 0 | 0.33 | 0.33 | 0.77 | 0.84 | 0.84
WT | 0 | 0 | 0 | 0 | 0 | 0.01
IGCC | 0 | 0 | 0 | 0 | 0 | 0
DemandResponse | 0 | 0 | 0 | 0 | 0 | 0
IGCC-CCS | 0 | 0 | 0 | 0 | 0 | 0
WT_off | 0 | 0 | 0 | 0 | 0 | 0
PseudoUnit | 0 | 0 | 0 | 0 | 0 | 0
FixedInterchange | 0 | 0 | 0 | 0 | 0 | 0
Base VOM Costs by Reporting Type: FRCC
ReportingType | 2015 | 2020 | 2025 | 2030 | 2035 | 2040
BM | 0 | 0 | 0 | 0 | 0 | 0
CC | 346.79 | 399.21 | 338.75 | 301.86 | 190.47 | 177.79
CSP | 0 | 0 | 0 | 0 | 0 | 0
CT | 4.37 | 4.8 | 4.82 | 4.8 | 0 | 0
Coal | 254.81 | 262.43 | 385.8 | 414.73 | 792.56 | 961.26
Geo | 0 | 0 | 0 | 0 | 0 | 0
H | 0 | 0 | 0 | 0 | 0 | 0
LFG | 0.04 | 0.04 | 0.06 | 0.06 | 0.06 | 0.06
Nuc | 76.4 | 76.4 | 76.4 | 76.4 | 46.53 | 15.51
PS | 0 | 0 | 0 | 0 | 0 | 0
PV | 0 | 0 | 0 | 0 | 0 | 0
PeakG | 2.26 | 3.82 | 4.83 | 3.65 | 2.71 | 2.18
PeakO | 0 | 0 | 0 | 0 | 0 | 0
ST | 0 | 0 | 0 | 0 | 0 | 0
STOG | 3.52 | 3.45 | 0.6 | 0.29 | 0.16 | 0.16
STWD | 0.31 | 3.24 | 3.24 | 3.24 | 3.24 | 3.24
WT | 0 | 0 | 0 | 0 | 0 | 0
IGCC | 0 | 0 | 0 | 0 | 0 | 0
DemandResponse | 0 | 0 | 0 | 0 | 0 | 0
IGCC-CCS | 0 | 0 | 0 | 0 | 0 | 0
WT_off | 0 | 0 | 0 | 0 | 0 | 0
PseudoUnit | 0 | 0 | 0 | 0 | 0 | 0
FixedInterchange | 0 | 0 | 0 | 0 | 0 | 0
Base VOM Costs by Reporting Type: MAPP_US
ReportingType | 2015 | 2020 | 2025 | 2030 | 2035 | 2040
BM | 0 | 0 | 0 | 0 | 0 | 0
CC | 0 | 0 | 0 | 0 | 0 | 0
CSP | 0 | 0 | 0 | 0 | 0 | 0
CT | 0 | 0 | 0 | 0 | 0 | 0
Coal | 95.85 | 95.61 | 95.61 | 84.91 | 87.13 | 86.2
Geo | 0 | 0 | 0 | 0 | 0 | 0
H | 0 | 0 | 0 | 0 | 0 | 0
LFG | 0 | 0 | 0 | 0.01 | 0.01 | 0.01
Nuc | 0 | 0 | 0 | 0 | 0 | 0
PS | 0 | 0 | 0 | 0 | 0 | 0
PV | 0 | 0 | 0 | 0 | 0 | 0
PeakG | 0.31 | 0.26 | 0.39 | 0.19 | 0.26 | 0.38
PeakO | 0 | 0 | 0 | 0 | 0 | 0
ST | 0 | 0 | 0 | 0 | 0 | 0
STOG | 0 | 0 | 0 | 0 | 0 | 0
STWD | 0 | 0 | 0 | 0 | 0 | 0
WT | 0.07 | 0.08 | 0.08 | 0.2 | 0.32 | 0.32
IGCC | 0 | 0 | 0 | 0 | 0 | 0
DemandResponse | 0 | 0 | 0 | 0 | 0 | 0
IGCC-CCS | 0 | 0 | 0 | 0 | 0 | 0
WT_off | 0 | 0 | 0 | 0 | 0 | 0
PseudoUnit | 0 | 0 | 0 | 0 | 0 | 0
FixedInterchange | 0 | 0 | 0 | 0 | 0 | 0
Base VOM Costs by Reporting Type: MISO_IN
ReportingType | 2015 | 2020 | 2025 | 2030 | 2035 | 2040
BM | 0 | 0 | 0 | 0 | 0 | 0
CC | 4.7 | 4.24 | 2.17 | 2.1 | 3.36 | 3.41
CSP | 0 | 0 | 0 | 0 | 0 | 0
CT | 0 | 0 | 0 | 0 | 0 | 0
Coal | 367.99 | 403.55 | 401.33 | 379.73 | 397.92 | 402.68
Geo | 0 | 0 | 0 | 0 | 0 | 0
H | 0 | 0 | 0 | 0 | 0 | 0
LFG | 0 | 0 | 0.01 | 0.01 | 0.01 | 0.01
Nuc | 0 | 0 | 0 | 0 | 0 | 0
PS | 0 | 0 | 0 | 0 | 0 | 0
PV | 0 | 0 | 0.01 | 0.01 | 0.01 | 0.01
PeakG | 0 | 0 | 0 | 0 | 0 | 0.09
PeakO | 0 | 0 | 0 | 0 | 0 | 0
ST | 0 | 0 | 0 | 0 | 0 | 0
STOG | 0.07 | 0.13 | 0.07 | 0.02 | 0.07 | 0.07
STWD | 0 | 0 | 0 | 0 | 0 | 0
WT | 0.02 | 0.02 | 0.02 | 0.02 | 0.02 | 0.02
IGCC | 30.43 | 30.43 | 30.43 | 30.43 | 30.43 | 30.43
DemandResponse | 0 | 0 | 0 | 0 | 0 | 0
IGCC-CCS | 0 | 0 | 0 | 0 | 0 | 0
WT_off | 0 | 0 | 0 | 0 | 0 | 0
PseudoUnit | 0 | 0 | 0 | 0 | 0 | 0
FixedInterchange | 0 | 0 | 0 | 0 | 0 | 0
Base VOM Costs by Reporting Type: MISO_MI
ReportingType | 2015 | 2020 | 2025 | 2030 | 2035 | 2040
BM | 0 | 0 | 0 | 0 | 0 | 0
CC | 14.41 | 10.78 | 5.25 | 4.5 | 8.1 | 6.91
CSP | 0 | 0 | 0 | 0 | 0 | 0
CT | 0 | 0 | 0 | 0 | 0 | 0
Coal | 245.15 | 242.62 | 234.75 | 217.35 | 252.47 | 256.23
Geo | 0 | 0 | 0 | 0 | 0 | 0
H | 0 | 0 | 0 | 0 | 0 | 0
LFG | 0.01 | 0.02 | 0.03 | 0.03 | 0.03 | 0.03
Nuc | 34.93 | 34.93 | 34.93 | 34.93 | 20.54 | 20.54
PS | 0 | 0 | 0 | 0 | 0 | 0
PV | 0 | 0 | 0 | 0 | 0 | 0
PeakG | 0.25 | 0.25 | 0.24 | 0 | 0 | 0
PeakO | 0 | 0 | 0 | 0 | 0 | 0
ST | 0 | 0 | 0 | 0 | 0 | 0
STOG | 0.67 | 0.53 | 0.38 | 0.03 | 0.2 | 0.21
STWD | 1.95 | 2.71 | 1.76 | 2.03 | 2.57 | 2.71
WT | 0.06 | 0.07 | 0.07 | 0.07 | 0.07 | 0.08
IGCC | 0 | 0 | 0 | 0 | 0 | 0
DemandResponse | 0 | 0 | 0 | 0 | 0 | 0
IGCC-CCS | 0 | 0 | 0 | 0 | 0 | 0
WT_off | 0 | 0 | 0 | 0 | 0 | 0
PseudoUnit | 0 | 0 | 0 | 0 | 0 | 0
FixedInterchange | 0 | 0 | 0 | 0 | 0 | 0
Base VOM Costs by Reporting Type: MISO_MO-IL
ReportingType | 2015 | 2020 | 2025 | 2030 | 2035 | 2040
BM | 0 | 0 | 0 | 0 | 0 | 0
CC | 2.82 | 1.95 | 1.5 | 1.18 | 1.71 | 1.47
CSP | 0 | 0 | 0 | 0 | 0 | 0
CT | 0 | 0 | 0 | 0 | 0 | 0
Coal | 421.68 | 414.35 | 398.6 | 358.03 | 381.81 | 374.08
Geo | 0 | 0 | 0 | 0 | 0 | 0
H | 0 | 0 | 0.02 | 0.02 | 0.02 | 0.02
LFG | 0 | 0 | 0 | 0.02 | 0.02 | 0.02
Nuc | 41.29 | 41.29 | 41.29 | 41.29 | 41.29 | 41.29
PS | 0 | 0 | 0 | 0 | 0 | 0
PV | 0 | 0 | 0 | 0 | 0 | 0
PeakG | 1.17 | 2.47 | 0.33 | 0 | 0 | 0.02
PeakO | 0 | 0 | 0 | 0 | 0 | 0
ST | 0 | 0 | 0 | 0 | 0 | 0
STOG | 0.14 | 0.04 | 0.01 | 0 | 0 | 0
STWD | 0 | 0 | 0 | 0 | 0 | 0
WT | 0.02 | 0.02 | 0.02 | 0.12 | 0.12 | 0.17
IGCC | 0 | 0 | 0 | 0 | 0 | 0
DemandResponse | 0 | 0 | 0 | 0 | 0 | 0
IGCC-CCS | 0 | 0 | 0 | 0 | 0 | 0
WT_off | 0 | 0 | 0 | 0 | 0 | 0
PseudoUnit | 0 | 0 | 0 | 0 | 0 | 0
FixedInterchange | 0 | 0 | 0 | 0 | 0 | 0
Base VOM Costs by Reporting Type: MISO_W
ReportingType | 2015 | 2020 | 2025 | 2030 | 2035 | 2040
BM | 0 | 0 | 0 | 0 | 0 | 0
CC | 6.07 | 6.25 | 4.02 | 2.7 | 4.84 | 4.84
CSP | 0 | 0 | 0 | 0 | 0 | 0
CT | 0 | 0 | 0 | 0 | 0 | 0
Coal | 315.19 | 341.25 | 339.36 | 311.57 | 363.44 | 463.46
Geo | 0 | 0 | 0 | 0 | 0 | 0
H | 0 | 0 | 0 | 0 | 0 | 0
LFG | 0.02 | 0.02 | 0.02 | 0.02 | 0.02 | 0.02
Nuc | 43.67 | 43.67 | 43.67 | 43.67 | 0 | 0
PS | 0 | 0 | 0 | 0 | 0 | 0
PV | 0 | 0 | 0 | 0 | 0 | 0
PeakG | 1.71 | 0.76 | 0.31 | 0 | 0 | 0
PeakO | 0 | 0 | 0 | 0 | 0 | 0
ST | 0 | 0 | 0 | 0 | 0 | 0
STOG | 0 | 0 | 0 | 0 | 0 | 0
STWD | 0.07 | 5.21 | 2.67 | 2.31 | 2.61 | 1.76
WT | 0.32 | 0.36 | 0.5 | 0.85 | 0.85 | 0.85
IGCC | 0 | 0 | 0 | 0 | 0 | 0
DemandResponse | 0 | 0 | 0 | 0 | 0 | 0
IGCC-CCS | 0 | 0 | 0 | 0 | 0 | 0
WT_off | 0 | 0 | 0 | 0 | 0 | 0
PseudoUnit | 0 | 0 | 0 | 0 | 0 | 0
FixedInterchange | 0 | 0 | 0 | 0 | 0 | 0
Base VOM Costs by Reporting Type: MISO_WUMS
ReportingType | 2015 | 2020 | 2025 | 2030 | 2035 | 2040
BM | 0 | 0 | 0 | 0 | 0 | 0
CC | 14.47 | 12.82 | 7.21 | 4.36 | 7.86 | 7.65
CSP | 0 | 0 | 0 | 0 | 0 | 0
CT | 0 | 0 | 2.24 | 3.22 | 10.12 | 10.7
Coal | 157.2 | 162.38 | 154.79 | 129.82 | 173.34 | 167.05
Geo | 0 | 0 | 0 | 0 | 0 | 0
H | 0 | 0 | 0 | 0 | 0 | 0
LFG | 0.01 | 0.01 | 0.03 | 0.03 | 0.03 | 0.03
Nuc | 33.6 | 33.6 | 33.6 | 33.6 | 0 | 0
PS | 0 | 0 | 0 | 0 | 0 | 0
PV | 0 | 0 | 0 | 0 | 0 | 0
PeakG | 0.06 | 0.21 | 0 | 0 | 0 | 0
PeakO | 0 | 0 | 0 | 0 | 0 | 0
ST | 0 | 0 | 0 | 0 | 0 | 0
STOG | 0 | 0 | 0 | 0 | 0 | 0
STWD | 0.05 | 1.07 | 0.49 | 0.31 | 0.89 | 0.89
WT | 0.05 | 0.05 | 0.05 | 0.05 | 0.05 | 0.05
IGCC | 0 | 0 | 0 | 0 | 0 | 0
DemandResponse | 0 | 0 | 0 | 0 | 0 | 0
IGCC-CCS | 0 | 0 | 0 | 0 | 0 | 0
WT_off | 0 | 0 | 0 | 0 | 0 | 0
PseudoUnit | 0 | 0 | 0 | 0 | 0 | 0
FixedInterchange | 0 | 0 | 0 | 0 | 0 | 0
Base VOM Costs by Reporting Type: Nebraska
ReportingType | 2015 | 2020 | 2025 | 2030 | 2035 | 2040
BM | 0 | 0 | 0 | 0 | 0 | 0
CC | 1.08 | 0.59 | 0.33 | 0.17 | 0.33 | 0.33
CSP | 0 | 0 | 0 | 0 | 0 | 0
CT | 0 | 0 | 0 | 0 | 0 | 0
Coal | 117.38 | 127.61 | 98.13 | 85.94 | 84.25 | 76.29
Geo | 0 | 0 | 0 | 0 | 0 | 0
H | 0 | 0 | 0 | 0 | 0 | 0
LFG | 0 | 0 | 0 | 0.01 | 0.01 | 0.01
Nuc | 23.15 | 23.15 | 23.15 | 23.1 | 0 | 0
PS | 0 | 0 | 0 | 0 | 0 | 0
PV | 0 | 0 | 0 | 0 | 0 | 0
PeakG | 0.11 | 0 | 0 | 0 | 0 | 0
PeakO | 0 | 0 | 0 | 0 | 0 | 0
ST | 0 | 0 | 0 | 0 | 0 | 0
STOG | 0 | 0 | 0 | 0 | 0 | 0
STWD | 0 | 0 | 0 | 0 | 0 | 0
WT | 0.01 | 0.79 | 1.48 | 2.47 | 2.5 | 2.5
IGCC | 0 | 0 | 0 | 0 | 0 | 0
DemandResponse | 0 | 0 | 0 | 0 | 0 | 0
IGCC-CCS | 0 | 0 | 0 | 0 | 0 | 0
WT_off | 0 | 0 | 0 | 0 | 0 | 0
PseudoUnit | 0 | 0 | 0 | 0 | 0 | 0
FixedInterchange | 0 | 0 | 0 | 0 | 0 | 0
Base VOM Costs by Reporting Type: NEISO
ReportingType | 2015 | 2020 | 2025 | 2030 | 2035 | 2040
BM | 9.41 | 9.41 | 2.62 | 1.17 | 2.64 | 9.41
CC | 88.52 | 79.25 | 53.53 | 22.86 | 66.8 | 71.9
CSP | 0 | 0 | 0 | 0 | 0 | 0
CT | 0.03 | 0.11 | 0 | 0 | 0.02 | 0.07
Coal | 45.22 | 46.78 | 46.78 | 46.78 | 46.78 | 46.78
Geo | 0 | 0 | 0 | 0 | 0 | 0
H | 0 | 0 | 0 | 0 | 0 | 0
LFG | 0.05 | 0.05 | 0.06 | 0.06 | 0.06 | 0.06
Nuc | 85.9 | 85.9 | 85.9 | 85.9 | 62.06 | 45.84
PS | 0 | 0 | 0 | 0 | 0 | 0
PV | 0 | 0.01 | 0.01 | 0.01 | 0.01 | 0.01
PeakG | 0.23 | 0.31 | 0 | 0 | 0.25 | 0.28
PeakO | 0 | 0 | 0 | 0 | 0 | 0
ST | 0 | 0 | 0 | 0 | 0 | 0
STOG | 0 | 0 | 0 | 0 | 0 | 0
STWD | 10.15 | 10.15 | 6.44 | 10.15 | 10.15 | 10.15
WT | 0.01 | 0.06 | 0.12 | 0.17 | 0.17 | 0.17
IGCC | 0 | 0 | 0 | 0 | 0 | 0
DemandResponse | 0 | 0 | 0 | 0 | 0 | 0
IGCC-CCS | 0 | 0 | 0 | 0 | 0 | 0
WT_off | 0.02 | 0.02 | 0.02 | 0.02 | 0.02 | 0.02
PseudoUnit | 0 | 0 | 0 | 0 | 0 | 0
FixedInterchange | 0 | 0 | 0 | 0 | 0 | 0
Base VOM Costs by Reporting Type: NonRTO_Midwest
ReportingType | 2015 | 2020 | 2025 | 2030 | 2035 | 2040
BM | 0 | 0 | 0 | 0 | 0 | 0
CC | 0 | 0 | 0 | 0 | 0 | 1.44
CSP | 0 | 0 | 0 | 0 | 0 | 0
CT | 0 | 0 | 0 | 0 | 0 | 0.22
Coal | 235.54 | 262.97 | 276.84 | 260.92 | 274.02 | 265.92
Geo | 0 | 0 | 0 | 0 | 0 | 0
H | 0 | 0 | 0.04 | 0.04 | 0.04 | 0.04
LFG | 0 | 0 | 0.01 | 0.01 | 0.01 | 0.01
Nuc | 0 | 0 | 0 | 0 | 0 | 0
PS | 0 | 0 | 0 | 0 | 0 | 0
PV | 0 | 0 | 0 | 0 | 0 | 0
PeakG | 0.98 | 1.71 | 0.73 | 0.69 | 1.74 | 1.93
PeakO | 0 | 0 | 0 | 0 | 0 | 0
ST | 0 | 0 | 0 | 0 | 0 | 0
STOG | 0 | 0 | 0 | 0 | 0 | 0
STWD | 0 | 0 | 0 | 0 | 0 | 0
WT | 0 | 0 | 0 | 0 | 0 | 0
IGCC | 0 | 0 | 0 | 0 | 0 | 0
DemandResponse | 0 | 0 | 0 | 0 | 0 | 0
IGCC-CCS | 0 | 0 | 0 | 0 | 0 | 0
WT_off | 0 | 0 | 0 | 0 | 0 | 0
PseudoUnit | 0 | 0 | 0 | 0 | 0 | 0
FixedInterchange | 0 | 0 | 0 | 0 | 0 | 0
Base VOM Costs by Reporting Type: NYISO_A-F
ReportingType | 2015 | 2020 | 2025 | 2030 | 2035 | 2040
BM | 0 | 0 | 0 | 0 | 0 | 0
CC | 9.06 | 11.74 | 3.94 | 3.71 | 20.33 | 19.71
CSP | 0 | 0 | 0 | 0 | 0 | 0
CT | 0 | 0 | 0 | 0 | 0 | 0
Coal | 28.68 | 31.59 | 31.59 | 31.59 | 31.59 | 31.59
Geo | 0 | 0 | 0 | 0 | 0 | 0
H | 0 | 0 | 0 | 0 | 0 | 0
LFG | 0.02 | 0.02 | 0.02 | 0.02 | 0.02 | 0.02
Nuc | 62.23 | 62.23 | 62.23 | 50.74 | 40 | 24.24
PS | 0 | 0 | 0 | 0 | 0 | 0
PV | 0 | 0 | 0 | 0 | 0 | 0
PeakG | 0.02 | 0 | 0 | 0 | 0.05 | 0.16
PeakO | 0 | 0 | 0 | 0 | 0 | 0
ST | 0 | 0 | 0 | 0 | 0 | 0
STOG | 0 | 0 | 0 | 0 | 0 | 0
STWD | 0 | 0.04 | 0.14 | 1.43 | 1.43 | 1.43
WT | 0.11 | 0.13 | 0.13 | 0.13 | 0.13 | 0.31
IGCC | 0 | 0 | 0 | 0 | 0 | 0
DemandResponse | 0 | 0 | 0 | 0 | 0 | 0
IGCC-CCS | 0 | 0 | 0 | 0 | 0 | 0
WT_off | 0 | 0 | 0 | 0 | 0 | 0
PseudoUnit | 0 | 0 | 0 | 0 | 0 | 0
FixedInterchange | 0 | 0 | 0 | 0 | 0 | 0
Base VOM Costs by Reporting Type: NYISO_G-I
ReportingType | 2015 | 2020 | 2025 | 2030 | 2035 | 2040
BM | 0 | 0 | 0 | 0 | 0 | 0
CC | 6.9 | 8.89 | 5.35 | 4.32 | 54.82 | 113.89
CSP | 0 | 0 | 0 | 0 | 0 | 0
CT | 0 | 0 | 0 | 0 | 0 | 0
Coal | 10.49 | 8.77 | 10.31 | 11.45 | 11.45 | 11.45
Geo | 0 | 0 | 0 | 0 | 0 | 0
H | 0 | 0 | 0 | 0 | 0 | 0
LFG | 0.01 | 0.01 | 0.01 | 0.01 | 0.01 | 0.01
Nuc | 37.82 | 37.82 | 37.82 | 37.82 | 18.96 | 0.01
PS | 0 | 0 | 0 | 0 | 0 | 0
PV | 0 | 0 | 0 | 0 | 0 | 0
PeakG | 0 | 0 | 0 | 0 | 0.01 | 0.01
PeakO | 0 | 0 | 0 | 0 | 0 | 0
ST | 0 | 0 | 0 | 0 | 0 | 0
STOG | 0 | 0 | 0 | 0 | 0 | 0
STWD | 0 | 0 | 0 | 0 | 0 | 0
WT | 0 | 0 | 0 | 0.01 | 0.01 | 0.01
IGCC | 0 | 0 | 0 | 0 | 0 | 0
DemandResponse | 0 | 0 | 0 | 0 | 0 | 0
IGCC-CCS | 0 | 0 | 0 | 0 | 0 | 0
WT_off | 0 | 0 | 0 | 0 | 0 | 0
PseudoUnit | 0 | 0 | 0 | 0 | 0 | 0
FixedInterchange | 0 | 0 | 0 | 0 | 0 | 0
Base VOM Costs by Reporting Type: NYISO_J-K
ReportingType | 2015 | 2020 | 2025 | 2030 | 2035 | 2040
BM | 0 | 0 | 0 | 0 | 0 | 0
CC | 52.02 | 55.01 | 49.39 | 48.88 | 60.45 | 71.49
CSP | 0 | 0 | 0 | 0 | 0 | 0
CT | 0 | 0 | 0 | 0.13 | 1.47 | 1.92
Coal | 0 | 0 | 0 | 0 | 0 | 0
Geo | 0 | 0 | 0 | 0 | 0 | 0
H | 0 | 0 | 0 | 0 | 0 | 0
LFG | 0.01 | 0.01 | 0.02 | 0.02 | 0.02 | 0.02
Nuc | 0 | 0 | 0 | 0 | 0 | 0
PS | 0 | 0 | 0 | 0 | 0 | 0
PV | 0 | 0 | 0 | 0 | 0 | 0
PeakG | 0.44 | 1.56 | 1.8 | 2.17 | 3.2 | 2.85
PeakO | 0 | 0 | 0 | 0 | 0 | 0
ST | 0 | 0 | 0 | 0 | 0 | 0
STOG | 1.15 | 2.28 | 2.25 | 2.69 | 4.45 | 5.53
STWD | 0 | 0 | 0 | 0 | 0 | 0
WT | 0 | 0 | 0 | 0 | 0 | 0
IGCC | 0 | 0 | 0 | 0 | 0 | 0
DemandResponse | 0 | 0 | 0 | 0 | 0 | 0
IGCC-CCS | 0 | 0 | 0 | 0 | 0 | 0
WT_off | 0 | 0 | 0 | 0 | 0 | 0
PseudoUnit | 0 | 0 | 0 | 0 | 0 | 0
FixedInterchange | 0 | 0 | 0 | 0 | 0 | 0
Base VOM Costs by Reporting Type: PJM_E
ReportingType | 2015 | 2020 | 2025 | 2030 | 2035 | 2040
BM | 0.03 | 1.12 | 1.12 | 1.12 | 1.12 | 1.12
CC | 45.27 | 66.17 | 47.82 | 27.89 | 82.24 | 93.89
CSP | 0 | 0 | 0 | 0 | 0 | 0
CT | 0 | 0.01 | 0.03 | 0.03 | 4.68 | 9.32
Coal | 11 | 15.33 | 16.7 | 14.25 | 26.88 | 26.88
Geo | 0 | 0 | 0 | 0 | 0 | 0
H | 0 | 0 | 0 | 0 | 0 | 0
LFG | 0.04 | 0.05 | 0.05 | 0.05 | 0.05 | 0.05
Nuc | 157.37 | 146 | 146 | 146 | 104.88 | 83.17
PS | 0 | 0 | 0 | 0 | 0 | 0
PV | 0 | 0 | 0 | 0 | 0 | 0
PeakG | 0.19 | 3.22 | 2.89 | 2.1 | 4.63 | 7.17
PeakO | 0 | 0 | 0 | 0 | 0 | 0
ST | 0 | 0 | 0 | 0 | 0 | 0
STOG | 0 | 0 | 0 | 0 | 0 | 0
STWD | 0 | 0 | 0 | 0 | 0 | 0
WT | 0.02 | 0.02 | 0.02 | 0.02 | 0.02 | 0.02
IGCC | 0 | 0 | 0 | 0 | 0 | 0
DemandResponse | 0 | 0 | 0 | 0 | 0 | 0
IGCC-CCS | 0 | 0 | 0 | 0 | 0 | 0
WT_off | 0 | 0 | 0.04 | 0.04 | 0.04 | 0.04
PseudoUnit | 0 | 0 | 0 | 0 | 0 | 0
FixedInterchange | 0 | 0 | 0 | 0 | 0 | 0
Base VOM Costs by Reporting Type: PJM_ROM
ReportingType | 2015 | 2020 | 2025 | 2030 | 2035 | 2040
BM | 0.02 | 0.67 | 0.67 | 0.67 | 0.67 | 0.67
CC | 25.56 | 39.8 | 29.53 | 16.87 | 45.02 | 92.52
CSP | 0 | 0 | 0 | 0 | 0 | 0
CT | 0 | 0.02 | 0.02 | 0.02 | 0.03 | 0.06
Coal | 296.83 | 342.13 | 349.94 | 336.84 | 355.04 | 355.04
Geo | 0 | 0 | 0 | 0 | 0 | 0
H | 0 | 0 | 0.03 | 0.03 | 0.03 | 0.03
LFG | 0.03 | 0.05 | 0.05 | 0.05 | 0.05 | 0.05
Nuc | 93.13 | 93.13 | 93.13 | 93.13 | 61.1 | 44.47
PS | 0 | 0 | 0 | 0 | 0 | 0
PV | 0 | 0.03 | 0.04 | 0.05 | 0.05 | 0.05
PeakG | 0 | 0.16 | 0.12 | 0 | 1.29 | 2.51
PeakO | 0 | 0 | 0 | 0 | 0 | 0
ST | 0 | 0 | 0 | 0 | 0 | 0
STOG | 0 | 0 | 0 | 0 | 0 | 0
STWD | 0.78 | 1.16 | 1.16 | 1.16 | 1.16 | 1.16
WT | 0.03 | 0.05 | 0.19 | 0.19 | 0.19 | 0.19
IGCC | 0 | 0 | 0 | 0 | 0 | 0
DemandResponse | 0 | 0 | 0 | 0 | 0 | 0
IGCC-CCS | 0 | 0 | 0 | 0 | 0 | 0
WT_off | 0 | 0 | 0 | 0 | 0 | 0
PseudoUnit | 0 | 0 | 0 | 0 | 0 | 0
FixedInterchange | 0 | 0 | 0 | 0 | 0 | 0
Base VOM Costs by Reporting Type: PJM_ROR
ReportingType | 2015 | 2020 | 2025 | 2030 | 2035 | 2040
BM | 0.2 | 14.36 | 10.89 | 10.93 | 7.4 | 3.71
CC | 99.65 | 102.51 | 67.45 | 27.5 | 65.85 | 61.16
CSP | 0 | 0 | 0 | 0 | 0 | 0
CT | 0.03 | 0.06 | 0.06 | 0.03 | 17.38 | 15.53
Coal | 1538.21 | 1411.08 | 1410.74 | 1368.58 | 1495.24 | 1764.2
Geo | 0 | 0 | 0 | 0 | 0 | 0
H | 0 | 0.03 | 0.03 | 0.03 | 0.03 | 0.03
LFG | 0.05 | 0.05 | 0.09 | 0.09 | 0.09 | 0.09
Nuc | 370.54 | 370.54 | 370.54 | 354.51 | 275.46 | 185.16
PS | 0 | 0 | 0 | 0 | 0 | 0
PV | 0 | 0 | 0 | 0 | 0 | 0
PeakG | 7.74 | 9.18 | 8.73 | 2.64 | 2.74 | 2.78
PeakO | 0 | 0 | 0 | 0 | 0 | 0
ST | 0 | 0 | 0 | 0 | 0 | 0
STOG | 0 | 0 | 0 | 0 | 0 | 0
STWD | 0.23 | 3.23 | 3.23 | 3.23 | 3.23 | 3.23
WT | 0.31 | 0.31 | 0.31 | 0.36 | 0.41 | 0.47
IGCC | 0 | 0 | 0 | 0 | 0 | 0
DemandResponse | 0 | 0 | 0 | 0 | 0 | 0
IGCC-CCS | 0 | 0 | 0 | 0 | 0 | 0
WT_off | 0 | 0 | 0 | 0 | 0 | 0
PseudoUnit | 0 | 0 | 0 | 0 | 0 | 0
FixedInterchange | 0 | 0 | 0 | 0 | 0 | 0
Base VOM Costs by Reporting Type: SOCO
ReportingType | 2015 | 2020 | 2025 | 2030 | 2035 | 2040
BM | 0 | 0.19 | 0.32 | 1.73 | 1.26 | 1.26
CC | 181.88 | 194.83 | 151.28 | 117.19 | 122.42 | 99.36
CSP | 0 | 0 | 0 | 0 | 0 | 0
CT | 0 | 0 | 0 | 0 | 0 | 0
Coal | 585.51 | 660.29 | 688.28 | 688.28 | 715.2 | 961.7
Geo | 0 | 0 | 0 | 0 | 0 | 0
H | 0 | 0 | 0 | 0 | 0 | 0
LFG | 0 | 0 | 0.01 | 0.01 | 0.01 | 0.01
Nuc | 108.01 | 143 | 143 | 143 | 143 | 94.09
PS | 0 | 0 | 0 | 0 | 0 | 0
PV | 0 | 0 | 0 | 0 | 0 | 0
PeakG | 0.45 | 1.49 | 1.01 | 1.24 | 0.94 | 0.54
PeakO | 0 | 0 | 0 | 0 | 0 | 0
ST | 0 | 0 | 0 | 0 | 0 | 0
STOG | 0 | 0 | 0 | 0 | 0 | 0
STWD | 0.05 | 1.07 | 6.83 | 11.11 | 9.03 | 6.83
WT | 0 | 0 | 0 | 0 | 0 | 0
IGCC | 0 | 0 | 0 | 0 | 0 | 0
DemandResponse | 0 | 0 | 0 | 0 | 0 | 0
IGCC-CCS | 0 | 0 | 0 | 0 | 0 | 0
WT_off | 0 | 0 | 0 | 0 | 0 | 0
PseudoUnit | 0 | 0 | 0 | 0 | 0 | 0
FixedInterchange | 0 | 0 | 0 | 0 | 0 | 0
Base VOM Costs by Reporting Type: SPP_N
ReportingType | 2015 | 2020 | 2025 | 2030 | 2035 | 2040
BM | 0 | 0 | 0 | 0 | 0 | 0
CC | 8.2 | 3.42 | 1.27 | 0.65 | 1.27 | 1.27
CSP | 0 | 0 | 0 | 0 | 0 | 0
CT | 0 | 0 | 0 | 0 | 0 | 0
Coal | 236.28 | 237.12 | 202.68 | 141.39 | 140.67 | 134.68
Geo | 0 | 0 | 0 | 0 | 0 | 0
H | 0 | 0 | 0 | 0 | 0 | 0
LFG | 0 | 0 | 0 | 0.01 | 0.01 | 0.01
Nuc | 21.45 | 21.45 | 21.45 | 21.45 | 21.45 | 21.45
PS | 0 | 0 | 0 | 0 | 0 | 0
PV | 0 | 0 | 0 | 0 | 0 | 0
PeakG | 0 | 0 | 0 | 0 | 0 | 0
PeakO | 0 | 0 | 0 | 0 | 0 | 0
ST | 0 | 0 | 0 | 0 | 0 | 0
STOG | 0.29 | 0.03 | 0 | 0 | 0 | 0
STWD | 0 | 0 | 0 | 0 | 0 | 0
WT | 0.05 | 0.05 | 0.14 | 0.74 | 0.97 | 1.02
IGCC | 0 | 0 | 0 | 0 | 0 | 0
DemandResponse | 0 | 0 | 0 | 0 | 0 | 0
IGCC-CCS | 0 | 0 | 0 | 0 | 0 | 0
WT_off | 0 | 0 | 0 | 0 | 0 | 0
PseudoUnit | 0 | 0 | 0 | 0 | 0 | 0
FixedInterchange | 0 | 0 | 0 | 0 | 0 | 0
Base VOM Costs by Reporting Type: SPP_S
ReportingType | 2015 | 2020 | 2025 | 2030 | 2035 | 2040
BM | 0 | 0 | 0 | 0 | 0 | 0
CC | 70.55 | 30.34 | 12.5 | 6.71 | 11.41 | 11.2
CSP | 0 | 0 | 0 | 0 | 0 | 0
CT | 0.23 | 0 | 0 | 0 | 0 | 0
Coal | 395.29 | 376.09 | 251.14 | 127.28 | 168.08 | 155.45
Geo | 0 | 0 | 0 | 0 | 0 | 0
H | 0 | 0 | 0 | 0 | 0 | 0
LFG | 0 | 0 | 0 | 0.01 | 0.01 | 0.01
Nuc | 0 | 0 | 0 | 0 | 0 | 0
PS | 0 | 0 | 0 | 0 | 0 | 0
PV | 0 | 0 | 0 | 0 | 0 | 0
PeakG | 0 | 0 | 0 | 0 | 0 | 0
PeakO | 0 | 0 | 0 | 0 | 0 | 0
ST | 0 | 0 | 0 | 0 | 0 | 0
STOG | 3.73 | 3.62 | 1.32 | 0.64 | 1.19 | 1.21
STWD | 0.04 | 0.08 | 0.07 | 0.2 | 0.33 | 0.29
WT | 0.11 | 0.39 | 1.57 | 1.97 | 1.99 | 2.06
IGCC | 0 | 0 | 0 | 0 | 0 | 0
DemandResponse | 0 | 0 | 0 | 0 | 0 | 0
IGCC-CCS | 0 | 0 | 0 | 0 | 0 | 0
WT_off | 0 | 0 | 0 | 0 | 0 | 0
PseudoUnit | 0 | 0 | 0 | 0 | 0 | 0
FixedInterchange | 0 | 0 | 0 | 0 | 0 | 0
Base VOM Costs by Reporting Type: TVA
ReportingType | 2015 | 2020 | 2025 | 2030 | 2035 | 2040
BM | 0 | 0 | 0 | 0 | 0 | 0
CC | 20.88 | 18.46 | 20.8 | 7.11 | 9.67 | 10.89
CSP | 0 | 0 | 0 | 0 | 0 | 0
CT | 0 | 0 | 0 | 0.38 | 0.38 | 0.38
Coal | 354.68 | 381.06 | 388.18 | 468.02 | 493.9 | 521.01
Geo | 0 | 0 | 0 | 0 | 0 | 0
H | 0 | 0 | 0 | 0 | 0 | 0
LFG | 0 | 0 | 0.01 | 0.01 | 0.01 | 0.01
Nuc | 152.12 | 152.12 | 152.12 | 152.12 | 105.66 | 82.02
PS | 0 | 0 | 0 | 0 | 0 | 0
PV | 0 | 0 | 0 | 0 | 0 | 0
PeakG | 0 | 0 | 0 | 0 | 0 | 0
PeakO | 0 | 0 | 0 | 0 | 0 | 0
ST | 0 | 0 | 0 | 0 | 0 | 0
STOG | 0 | 0 | 0 | 0 | 0 | 0
STWD | 0 | 0.01 | 0.04 | 0.05 | 0.05 | 0.05
WT | 0 | 0 | 0 | 0 | 0 | 0
IGCC | 0 | 0 | 0 | 0 | 0 | 0
DemandResponse | 0 | 0 | 0 | 0 | 0 | 0
IGCC-CCS | 0 | 0 | 0 | 0 | 0 | 0
WT_off | 0 | 0 | 0 | 0 | 0 | 0
PseudoUnit | 0 | 0 | 0 | 0 | 0 | 0
FixedInterchange | 0 | 0 | 0 | 0 | 0 | 0
Base VOM Costs by Reporting Type: TVA_Transmission
ReportingType | 2015 | 2020 | 2025 | 2030 | 2035 | 2040
BM | 0 | 0 | 0 | 0 | 0 | 0
CC | 0 | 0 | 0 | 0 | 0 | 0
CSP | 0 | 0 | 0 | 0 | 0 | 0
CT | 0 | 0 | 0 | 0 | 0 | 0
Coal | 0 | 0 | 0 | 0 | 0 | 0
Geo | 0 | 0 | 0 | 0 | 0 | 0
H | 0 | 0 | 0 | 0 | 0 | 0
LFG | 0 | 0 | 0 | 0 | 0 | 0
Nuc | 0 | 0 | 0 | 0 | 0 | 0
PS | 0 | 0 | 0 | 0 | 0 | 0
PV | 0 | 0 | 0 | 0 | 0 | 0
PeakG | 0 | 0 | 0 | 0 | 0 | 0
PeakO | 0 | 0 | 0 | 0 | 0 | 0
ST | 0 | 0 | 0 | 0 | 0 | 0
STOG | 0 | 0 | 0 | 0 | 0 | 0
STWD | 0 | 0 | 0 | 0 | 0 | 0
WT | 0 | 0 | 0 | 0 | 0 | 0
IGCC | 0 | 0 | 0 | 0 | 0 | 0
DemandResponse | 0 | 0 | 0 | 0 | 0 | 0
IGCC-CCS | 0 | 0 | 0 | 0 | 0 | 0
WT_off | 0 | 0 | 0 | 0 | 0 | 0
PseudoUnit | 0 | 0 | 0 | 0 | 0 | 0
FixedInterchange | 0 | 0 | 0 | 0 | 0 | 0
Base VOM Costs by Reporting Type: VACAR
ReportingType | 2015 | 2020 | 2025 | 2030 | 2035 | 2040
BM | 0.03 | 8.65 | 31.8 | 34.04 | 40.88 | 46.51
CC | 32.56 | 45.62 | 47.01 | 31.33 | 87.4 | 83.86
CSP | 0 | 0 | 0 | 0 | 0 | 0
CT | 4.61 | 5.54 | 6.72 | 5.71 | 6.26 | 5.86
Coal | 437.86 | 503.97 | 517.59 | 509.87 | 676.79 | 825.72
Geo | 0 | 0 | 0 | 0 | 0 | 0
H | 0 | 0 | 0 | 0 | 0 | 0
LFG | 0.01 | 0.01 | 0.01 | 0.01 | 0.01 | 0.01
Nuc | 211.36 | 248.42 | 248.42 | 248.42 | 188.36 | 154
PS | 0 | 0 | 0 | 0 | 0 | 0
PV | 0 | 0 | 0 | 0 | 0 | 0
PeakG | 0.47 | 0.75 | 1.96 | 2.05 | 1.79 | 1.58
PeakO | 0 | 0 | 0 | 0 | 0 | 0
ST | 0 | 0 | 0 | 0 | 0 | 0
STOG | 0 | 0 | 0 | 0 | 0 | 0
STWD | 4.67 | 4.67 | 4.67 | 4.67 | 4.67 | 4.67
WT | 0 | 0.08 | 0.08 | 0.08 | 0.08 | 0.08
IGCC | 0 | 0 | 0 | 0 | 0 | 0
DemandResponse | 0 | 0 | 0 | 0 | 0 | 0
IGCC-CCS | 0 | 0 | 0 | 0 | 0 | 0
WT_off | 0 | 0 | 0 | 0 | 0 | 0
PseudoUnit | 0 | 0 | 0 | 0 | 0 | 0
FixedInterchange | 0 | 0 | 0 | 0 | 0 | 0
Base VOM Costs by Reporting Type: IESO
ReportingType | 2015 | 2020 | 2025 | 2030 | 2035 | 2040
BM | 0 | 0 | 0 | 0 | 0.05 | 0.62
CC | 2.58 | 2.42 | 1.58 | 1.16 | 4.8 | 22.86
CSP | 0 | 0 | 0 | 0 | 0 | 0
CT | 0 | 0 | 0 | 0 | 0 | 0.22
Coal | 0 | 0 | 0 | 0 | 0 | 0
Geo | 0 | 0 | 0 | 0 | 0 | 0
H | 0 | 0 | 0 | 0 | 0.02 | 0.02
LFG | 0.01 | 0.01 | 0.01 | 0.01 | 0.01 | 0.01
Nuc | 240.73 | 240.73 | 240.73 | 240.73 | 221.68 | 193.2
PS | 0 | 0 | 0 | 0 | 0 | 0
PV | 0 | 0 | 0 | 0 | 0 | 0
PeakG | 0 | 0 | 0 | 0 | 0 | 0
PeakO | 0 | 0 | 0 | 0 | 0 | 0
ST | 0 | 0 | 0 | 0 | 0 | 0
STOG | 0 | 0 | 0 | 0 | 0 | 0
STWD | 0 | 0 | 0 | 0.03 | 0.19 | 1.55
WT | 0.09 | 0.09 | 0.09 | 0.09 | 0.09 | 0.09
IGCC | 0 | 0 | 0 | 0 | 0 | 0
DemandResponse | 0 | 0 | 0 | 0 | 0 | 0
IGCC-CCS | 0 | 0 | 0 | 0 | 0 | 0
WT_off | 0 | 0 | 0 | 0 | 0 | 0
PseudoUnit | 0 | 0 | 0 | 0 | 0 | 0
FixedInterchange | 0 | 0 | 0 | 0 | 0 | 0
Base VOM Costs by Reporting Type: MAPP_CA
ReportingType | 2015 | 2020 | 2025 | 2030 | 2035 | 2040
BM | 0 | 0 | 0 | 0 | 0 | 0
CC | 1.39 | 0.9 | 0.65 | 0 | 0 | 0.18
CSP | 0 | 0 | 0 | 0 | 0 | 0
CT | 0 | 0 | 0 | 0 | 0 | 0
Coal | 10.77 | 23.82 | 3.42 | 0 | 0 | 0
Geo | 0 | 0 | 0 | 0 | 0 | 0
H | 0 | 0.05 | 0.15 | 0.32 | 0.32 | 0.32
LFG | 0 | 0 | 0 | 0 | 0 | 0
Nuc | 0 | 0 | 0 | 0 | 0 | 0
PS | 0 | 0 | 0 | 0 | 0 | 0
PV | 0 | 0 | 0 | 0 | 0 | 0
PeakG | 0 | 0 | 0 | 0 | 0 | 0
PeakO | 0 | 0 | 0 | 0 | 0 | 0
ST | 0 | 0 | 0 | 0 | 0 | 0
STOG | 0 | 0 | 0 | 0 | 0 | 0
STWD | 0 | 0 | 0 | 0 | 0 | 0
WT | 0.02 | 0.02 | 0.02 | 0.02 | 0.02 | 0.02
IGCC | 0 | 0 | 0 | 0 | 0 | 0
DemandResponse | 0 | 0 | 0 | 0 | 0 | 0
IGCC-CCS | 0 | 0 | 0 | 0 | 0 | 0
WT_off | 0 | 0 | 0 | 0 | 0 | 0
PseudoUnit | 0 | 0 | 0 | 0 | 0 | 0
FixedInterchange | 0 | 0 | 0 | 0 | 0 | 0
Base VOM Costs by Reporting Type: AZ_NM_SNV_Coal
ReportingType | 2015 | 2020 | 2025 | 2030 | 2035 | 2040
BM | 0 | 0 | 0 | 0 | 0 | 0
CC | 0 | 0 | 0 | 0 | 0 | 0
CSP | 0 | 0 | 0 | 0 | 0 | 0
CT | 0 | 0 | 0 | 0 | 0 | 0
Coal | 294.02 | 368.85 | 765.34 | 1025.79 | 1122.24 | 1205.23
Geo | 0 | 0 | 0 | 0 | 0 | 0
H | 0 | 0 | 0 | 0 | 0 | 0
LFG | 0 | 0 | 0 | 0 | 0 | 0
Nuc | 0 | 0 | 0 | 0 | 0 | 0
PS | 0 | 0 | 0 | 0 | 0 | 0
PV | 0 | 0 | 0 | 0 | 0 | 0
PeakG | 0 | 0 | 0 | 0 | 0 | 0
PeakO | 0 | 0 | 0 | 0 | 0 | 0
ST | 0 | 0 | 0 | 0 | 0 | 0
STOG | 0 | 0 | 0 | 0 | 0 | 0
STWD | 0 | 0 | 0 | 0 | 0 | 0
WT | 0 | 0 | 0 | 0 | 0 | 0
IGCC | 0 | 0 | 0 | 0 | 0 | 0
DemandResponse | 0 | 0 | 0 | 0 | 0 | 0
IGCC-CCS | 0 | 0 | 0 | 0 | 0 | 0
WT_off | 0 | 0 | 0 | 0 | 0 | 0
PseudoUnit | 0 | 0 | 0 | 0 | 0 | 0
FixedInterchange | 0 | 0 | 0 | 0 | 0 | 0
Base VOM Costs by Reporting Type: AZ_NM_SNV_Gas
ReportingType | 2015 | 2020 | 2025 | 2030 | 2035 | 2040
BM | 0 | 0 | 0 | 0 | 0 | 0
CC | 243.85 | 248.81 | 110.01 | 79.82 | 89.51 | 93.35
CSP | 0 | 0 | 0 | 0 | 0 | 0
CT | 0 | 0 | 0.23 | 0.07 | 0 | 0
Coal | 0 | 0 | 0 | 0 | 0 | 0
Geo | 0 | 0 | 0 | 0 | 0 | 0
H | 0 | 0 | 0 | 0 | 0 | 0
LFG | 0 | 0 | 0 | 0 | 0 | 0
Nuc | 0 | 0 | 0 | 0 | 0 | 0
PS | 0 | 0 | 0 | 0 | 0 | 0
PV | 0 | 0 | 0 | 0 | 0 | 0
PeakG | 0 | 0 | 0 | 0 | 0 | 0
PeakO | 0 | 0 | 0 | 0 | 0 | 0
ST | 0 | 0 | 0 | 0 | 0 | 0
STOG | 0 | 0 | 0 | 0 | 0 | 0
STWD | 0 | 0 | 0 | 0 | 0 | 0
WT | 0 | 0 | 0 | 0 | 0 | 0
IGCC | 0 | 0 | 0 | 0 | 0 | 0
DemandResponse | 0 | 0 | 0 | 0 | 0 | 0
IGCC-CCS | 0 | 0 | 0 | 0 | 0 | 0
WT_off | 0 | 0 | 0 | 0 | 0 | 0
PseudoUnit | 0 | 0 | 0 | 0 | 0 | 0
FixedInterchange | 0 | 0 | 0 | 0 | 0 | 0
Base VOM Costs by Reporting Type: AZ_NM_SNV_NucRenew
ReportingType | 2015 | 2020 | 2025 | 2030 | 2035 | 2040
BM | 0 | 0 | 0 | 0 | 0 | 0
CC | 0 | 0 | 0 | 0 | 0 | 0
CSP | 0 | 0 | 0 | 0 | 0 | 0
CT | 0 | 0 | 0 | 0 | 0 | 0
Coal | 0 | 0 | 0 | 0 | 0 | 0
Geo | 0 | 0 | 116.31 | 116.31 | 116.31 | 116.31
H | 0 | 0 | 0 | 0 | 0 | 0
LFG | 0 | 0.01 | 0.01 | 0.01 | 0.01 | 0.01
Nuc | 71.66 | 71.66 | 71.66 | 71.66 | 71.66 | 71.66
PS | 0 | 0 | 0 | 0 | 0 | 0
PV | 0 | 0 | 0 | 0 | 0 | 0
PeakG | 0 | 0 | 0 | 0 | 0 | 0
PeakO | 0 | 0 | 0 | 0 | 0 | 0
ST | 0.01 | 0.03 | 0.04 | 0.04 | 0.04 | 0.04
STOG | 0 | 0 | 0 | 0 | 0 | 0
STWD | 0.43 | 0.43 | 0.43 | 0.43 | 0.43 | 0.43
WT | 0.02 | 0.03 | 0.03 | 0.04 | 0.04 | 0.04
IGCC | 0 | 0 | 0 | 0 | 0 | 0
DemandResponse | 0 | 0 | 0 | 0 | 0 | 0
IGCC-CCS | 0 | 0 | 0 | 0 | 0 | 0
WT_off | 0 | 0 | 0 | 0 | 0 | 0
PseudoUnit | 0 | 0 | 0 | 0 | 0 | 0
FixedInterchange | 0 | 0 | 0 | 0 | 0 | 0
Base VOM Costs by Reporting Type: ERCOT
ReportingType | 2015 | 2020 | 2025 | 2030 | 2035 | 2040
BM | 0 | 0.5 | 0.29 | 68.87 | 71.26 | 75.61
CC | 296.8 | 269.11 | 219.23 | 183.09 | 173.16 | 156.12
CSP | 0 | 0 | 0 | 0 | 0 | 0
CT | 0 | 0 | 0.01 | 0 | 0 | 0
Coal | 573.29 | 627.37 | 640.61 | 627.5 | 674.81 | 757.72
Geo | 0 | 0 | 0 | 0 | 0 | 0
H | 0 | 0 | 0 | 0.02 | 0.02 | 0.02
LFG | 0.01 | 0.01 | 0.04 | 0.04 | 0.04 | 0.04
Nuc | 94.14 | 94.14 | 94.14 | 94.14 | 94.14 | 94.14
PS | 0 | 0 | 0 | 0 | 0 | 0
PV | 0 | 0 | 0 | 0 | 0 | 0
PeakG | 0 | 0 | 0 | 0 | 0 | 0
PeakO | 0 | 0 | 0 | 0 | 0 | 0
ST | 0 | 0 | 0 | 0 | 0 | 0
STOG | 5.15 | 6.01 | 5.18 | 4.04 | 3.77 | 3.2
STWD | 0 | 0 | 0 | 0 | 0 | 0
WT | 0.32 | 0.58 | 0.87 | 1.05 | 1.08 | 1.12
IGCC | 0 | 0 | 0 | 0 | 0 | 0
DemandResponse | 0 | 0 | 0 | 0 | 0 | 0
IGCC-CCS | 0 | 0 | 0 | 0 | 0 | 0
WT_off | 0 | 0 | 0 | 0 | 0 | 0
PseudoUnit | 0 | 0 | 0 | 0 | 0 | 0
FixedInterchange | 0 | 0 | 0 | 0 | 0 | 0
Base VOM Costs by Reporting Type: NP15
ReportingType | 2015 | 2020 | 2025 | 2030 | 2035 | 2040
BM | 0 | 0 | 0 | 0 | 0 | 0
CC | 95.74 | 62.41 | 26.77 | 15.27 | 26.29 | 15.14
CSP | 0 | 0 | 0 | 0 | 0 | 0
CT | 0 | 0 | 0 | 0 | 0 | 0
Coal | 0.81 | 0.89 | 0.89 | 0.89 | 0.89 | 0
Geo | 0.11 | 13.44 | 48.23 | 48.23 | 48.23 | 48.23
H | 0 | 0 | 0 | 0 | 0 | 0
LFG | 0.01 | 0.06 | 0.06 | 0.06 | 0.06 | 0.06
Nuc | 42.53 | 42.53 | 42.53 | 42.53 | 42.53 | 42.53
PS | 0 | 0 | 0 | 0 | 0 | 0
PV | 0 | 0 | 0 | 0 | 0 | 0
PeakG | 0 | 0 | 0 | 0 | 0 | 0
PeakO | 0 | 0 | 0 | 0 | 0 | 0
ST | 0 | 0 | 0 | 0 | 0 | 0
STOG | 0.31 | 0.16 | 0.02 | 0.05 | 0.12 | 0.26
STWD | 7.35 | 7.35 | 7.35 | 7.35 | 7.35 | 7.35
WT | 0.04 | 0.29 | 0.29 | 0.36 | 0.38 | 0.39
IGCC | 0 | 0 | 0 | 0 | 0 | 0
DemandResponse | 0 | 0 | 0 | 0 | 0 | 0
IGCC-CCS | 0 | 0 | 0 | 0 | 0 | 0
WT_off | 0 | 0 | 0 | 0 | 0 | 0
PseudoUnit | 0 | 0 | 0 | 0 | 0 | 0
FixedInterchange | 0 | 0 | 0 | 0 | 0 | 0
Base VOM Costs by Reporting Type: NWPP_Coal
ReportingType | 2015 | 2020 | 2025 | 2030 | 2035 | 2040
BM | 0 | 0 | 0 | 0 | 0 | 0
CC | 0 | 0 | 0 | 0 | 0 | 0
CSP | 0 | 0 | 0 | 0 | 0 | 0
CT | 0 | 0 | 0 | 0 | 0 | 0
Coal | 387.71 | 409.9 | 409.9 | 409.9 | 409.9 | 409.9
Geo | 0 | 0 | 0 | 0 | 0 | 0
H | 0 | 0 | 0 | 0 | 0 | 0
LFG | 0 | 0 | 0 | 0 | 0 | 0
Nuc | 0 | 0 | 0 | 0 | 0 | 0
PS | 0 | 0 | 0 | 0 | 0 | 0
PV | 0 | 0 | 0 | 0 | 0 | 0
PeakG | 0 | 0 | 0 | 0 | 0 | 0
PeakO | 0 | 0 | 0 | 0 | 0 | 0
ST | 0 | 0 | 0 | 0 | 0 | 0
STOG | 0 | 0 | 0 | 0 | 0 | 0
STWD | 0 | 0 | 0 | 0 | 0 | 0
WT | 0 | 0 | 0 | 0 | 0 | 0
IGCC | 0 | 0 | 0 | 0 | 0 | 0
DemandResponse | 0 | 0 | 0 | 0 | 0 | 0
IGCC-CCS | 0 | 0 | 0 | 0 | 0 | 0
WT_off | 0 | 0 | 0 | 0 | 0 | 0
PseudoUnit | 0 | 0 | 0 | 0 | 0 | 0
FixedInterchange | 0 | 0 | 0 | 0 | 0 | 0
Base VOM Costs by Reporting Type: NWPP_Gas
ReportingType | 2015 | 2020 | 2025 | 2030 | 2035 | 2040
BM | 0 | 0 | 0 | 0 | 0 | 0
CC | 115.96 | 115.96 | 110.72 | 108.6 | 115.96 | 110.4
CSP | 0 | 0 | 0 | 0 | 0 | 0
CT | 0 | 0 | 0 | 0 | 0 | 0
Coal | 0 | 0 | 38.53 | 51.49 | 51.49 | 51.49
Geo | 0 | 0 | 0 | 0 | 0 | 0
H | 0 | 0 | 0 | 0 | 0 | 0
LFG | 0 | 0 | 0 | 0 | 0 | 0
Nuc | 0 | 0 | 0 | 0 | 0 | 0
PS | 0 | 0 | 0 | 0 | 0 | 0
PV | 0 | 0 | 0 | 0 | 0 | 0
PeakG | 0 | 0 | 0 | 0 | 0 | 0
PeakO | 0 | 0 | 0 | 0 | 0 | 0
ST | 0 | 0 | 0 | 0 | 0 | 0
STOG | 0 | 0 | 0 | 0 | 0 | 0
STWD | 0 | 0 | 0 | 0 | 0 | 0
WT | 0 | 0 | 0 | 0 | 0 | 0
IGCC | 0 | 0 | 0 | 0 | 0 | 0
DemandResponse | 0 | 0 | 0 | 0 | 0 | 0
IGCC-CCS | 0 | 0 | 0 | 0 | 0 | 0
WT_off | 0 | 0 | 0 | 0 | 0 | 0
PseudoUnit | 0 | 0 | 0 | 0 | 0 | 0
FixedInterchange | 0 | 0 | 0 | 0 | 0 | 0
Base VOM Costs by Reporting Type: NWPP_NucRenew
ReportingType | 2015 | 2020 | 2025 | 2030 | 2035 | 2040
BM | 0 | 0 | 0 | 0 | 1.21 | 1.21
CC | 0 | 0 | 0 | 0 | 0 | 0
CSP | 0 | 0 | 0 | 0 | 0 | 0
CT | 0 | 0 | 0 | 0 | 0 | 0
Coal | 0 | 0 | 0 | 0 | 0 | 0
Geo | 6.93 | 6.93 | 41.74 | 41.74 | 41.74 | 41.74
H | 0 | 0 | 0 | 0 | 0 | 0
LFG | 0.01 | 0.03 | 0.03 | 0.03 | 0.03 | 0.03
Nuc | 20.91 | 20.91 | 20.91 | 20.91 | 20.91 | 93.62
PS | 0 | 0 | 0 | 0 | 0 | 0
PV | 0 | 0 | 0 | 0 | 0 | 0
PeakG | 0 | 0 | 0 | 0 | 0 | 0
PeakO | 0 | 0 | 0 | 0 | 0 | 0
ST | 0 | 0 | 0 | 0 | 0 | 0
STOG | 0 | 0 | 0 | 0 | 0 | 0
STWD | 0 | 0.19 | 2.15 | 6.36 | 6.36 | 6.36
WT | 0.19 | 0.19 | 0.19 | 0.19 | 0.19 | 0.19
IGCC | 0 | 0 | 0 | 0 | 0 | 0
DemandResponse | 0 | 0 | 0 | 0 | 0 | 0
IGCC-CCS | 0 | 0 | 0 | 0 | 0 | 0
WT_off | 0 | 0 | 0 | 0 | 0 | 0
PseudoUnit | 0 | 0 | 0 | 0 | 0 | 0
FixedInterchange | 0 | 0 | 0 | 0 | 0 | 0
Base VOM Costs by Reporting Type: RMPA
ReportingType | 2015 | 2020 | 2025 | 2030 | 2035 | 2040
BM | 0 | 0 | 0 | 0 | 0 | 0
CC | 9.8 | 3.52 | 1.01 | 0.94 | 1.97 | 1.49
CSP | 0 | 0 | 0 | 0 | 0 | 0
CT | 0 | 0 | 0 | 0 | 0 | 0
Coal | 211.72 | 264.03 | 251.49 | 249.96 | 282.09 | 316.47
Geo | 0 | 36.8 | 204.16 | 206.14 | 206.14 | 206.14
H | 0 | 0 | 0 | 0 | 0 | 0
LFG | 0 | 0 | 0 | 0 | 0 | 0
Nuc | 0 | 0 | 0 | 0 | 0 | 0
PS | 0 | 0 | 0 | 0 | 0 | 0
PV | 0 | 0 | 0 | 0 | 0 | 0
PeakG | 0.33 | 0.06 | 0.02 | 0 | 0.08 | 0
PeakO | 0 | 0 | 0 | 0 | 0 | 0
ST | 0 | 0.01 | 0.01 | 0.01 | 0.01 | 0.01
STOG | 0 | 0 | 0 | 0 | 0 | 0
STWD | 0 | 0 | 0 | 0 | 0 | 0
WT | 0.07 | 0.07 | 0.07 | 0.07 | 0.07 | 0.07
IGCC | 0 | 0 | 0 | 0 | 0 | 0
DemandResponse | 0 | 0 | 0 | 0 | 0 | 0
IGCC-CCS | 0 | 0 | 0 | 0 | 0 | 0
WT_off | 0 | 0 | 0 | 0 | 0 | 0
PseudoUnit | 0 | 0 | 0 | 0 | 0 | 0
FixedInterchange | 0 | 0 | 0 | 0 | 0 | 0
Base VOM Costs by Reporting Type: SP15
ReportingType | 2015 | 2020 | 2025 | 2030 | 2035 | 2040
BM | 0.22 | 0.22 | 0.01 | 0.12 | 0.08 | 0.17
CC | 60.7 | 53.07 | 26.24 | 10.83 | 21.08 | 11.51
CSP | 0 | 0 | 0 | 0 | 0 | 0
CT | 0 | 0 | 0 | 0 | 0 | 0
Coal | 5.28 | 3.19 | 3.19 | 3.19 | 3.19 | 0.75
Geo | 4.1 | 120.4 | 120.4 | 120.4 | 120.4 | 120.4
H | 0 | 0 | 0 | 0 | 0 | 0
LFG | 0.02 | 0.07 | 0.07 | 0.07 | 0.07 | 0.07
Nuc | 41.61 | 41.61 | 41.61 | 41.61 | 41.61 | 41.61
PS | 0 | 0 | 0 | 0 | 0 | 0
PV | 0 | 0 | 0 | 0 | 0 | 0
PeakG | 0 | 0 | 0 | 0 | 0 | 0
PeakO | 0 | 0 | 0 | 0 | 0 | 0
ST | 0.02 | 0.02 | 0.02 | 0.02 | 0.02 | 0.02
STOG | 0.84 | 1.1 | 0.07 | 0.03 | 0.07 | 0.19
STWD | 1.98 | 1.98 | 1.98 | 1.98 | 1.98 | 1.98
WT | 0.07 | 0.07 | 0.07 | 0.07 | 0.07 | 0.07
IGCC | 0 | 0 | 0 | 0 | 0 | 0
DemandResponse | 0 | 0 | 0 | 0 | 0 | 0
IGCC-CCS | 0 | 0 | 0 | 0 | 0 | 0
WT_off | 0 | 0 | 0 | 0 | 0 | 0
PseudoUnit | 0 | 0 | 0 | 0 | 0 | 0
FixedInterchange | 0 | 0 | 0 | 0 | 0 | 0
Base VOM Costs by Reporting Type: ALB
ReportingType | 2015 | 2020 | 2025 | 2030 | 2035 | 2040
BM | 0 | 0 | 0 | 0 | 0 | 0
CC | 47.16 | 61.47 | 73.82 | 70.38 | 47.99 | 37.17
CSP | 0 | 0 | 0 | 0 | 0 | 0
CT | 0 | 0 | 0 | 0 | 0 | 0
Coal | 167.67 | 167.67 | 167.67 | 167.67 | 167.67 | 167.67
Geo | 0 | 0 | 0 | 0 | 0 | 0
H | 0 | 0 | 0 | 0 | 0 | 0
LFG | 0 | 0 | 0 | 0 | 0 | 0
Nuc | 0 | 0 | 0 | 13.66 | 47.7 | 65.78
PS | 0 | 0 | 0 | 0 | 0 | 0
PV | 0 | 0 | 0 | 0 | 0 | 0
PeakG | 0 | 0 | 0 | 0 | 0 | 0
PeakO | 0 | 0 | 0 | 0 | 0 | 0
ST | 0 | 0 | 0 | 0 | 0 | 0
STOG | 0 | 0 | 0 | 0 | 0 | 0
STWD | 0 | 0.46 | 2.89 | 2.89 | 2.89 | 2.89
WT | 0.02 | 0.02 | 0.02 | 0.02 | 0.02 | 0.02
IGCC | 0 | 0 | 0 | 0 | 0 | 0
DemandResponse | 0 | 0 | 0 | 0 | 0 | 0
IGCC-CCS | 0 | 0 | 0 | 0 | 0 | 0
WT_off | 0 | 0 | 0 | 0 | 0 | 0
PseudoUnit | 0 | 0 | 0 | 0 | 0 | 0
FixedInterchange | 0 | 0 | 0 | 0 | 0 | 0
Base VOM Costs by Reporting Type: BC
ReportingType | 2015 | 2020 | 2025 | 2030 | 2035 | 2040
BM | 0 | 0 | 0 | 0 | 0 | 0
CC | 32.71 | 37.24 | 50.67 | 50.67 | 48.63 | 40.2
CSP | 0 | 0 | 0 | 0 | 0 | 0
CT | 0 | 0 | 0 | 0 | 0 | 0
Coal | 0 | 0 | 0 | 0 | 0 | 0
Geo | 0 | 0 | 0 | 0 | 0 | 0
H | 0 | 0 | 0 | 0 | 0 | 0
LFG | 0 | 0 | 0 | 0 | 0 | 0
Nuc | 0 | 0 | 0 | 8.6 | 21.33 | 38.81
PS | 0 | 0 | 0 | 0 | 0 | 0
PV | 0 | 0 | 0 | 0 | 0 | 0
PeakG | 0 | 0 | 0 | 0 | 0 | 0
PeakO | 0 | 0 | 0 | 0 | 0 | 0
ST | 0 | 0 | 0 | 0 | 0 | 0
STOG | 0 | 0 | 0 | 0 | 0 | 0
STWD | 0 | 0 | 2.35 | 5.54 | 8.48 | 8.48
WT | 0.01 | 0.01 | 0.01 | 0.01 | 0.01 | 0.01
IGCC | 0 | 0 | 0 | 0 | 0 | 0
DemandResponse | 0 | 0 | 0 | 0 | 0 | 0
IGCC-CCS | 0 | 0 | 0 | 0 | 0 | 0
WT_off | 0 | 0 | 0 | 0 | 0 | 0
PseudoUnit | 0 | 0 | 0 | 0 | 0 | 0
FixedInterchange | 0 | 0 | 0 | 0 | 0 | 0
Base VOM Costs by Reporting Type: HQ_IESO
ReportingType | 2015 | 2020 | 2025 | 2030 | 2035 | 2040
BM | 0 | 0 | 0 | 0 | 0 | 0
CC | 0 | 0 | 0 | 0 | 0 | 0
CSP | 0 | 0 | 0 | 0 | 0 | 0
CT | 0 | 0 | 0 | 0 | 0 | 0
Coal | 0 | 0 | 0 | 0 | 0 | 0
Geo | 0 | 0 | 0 | 0 | 0 | 0
H | 0 | 0 | 0 | 0 | 0 | 0
LFG | 0 | 0 | 0 | 0 | 0 | 0
Nuc | 0 | 0 | 0 | 0 | 0 | 0
PS | 0 | 0 | 0 | 0 | 0 | 0
PV | 0 | 0 | 0 | 0 | 0 | 0
PeakG | 0 | 0 | 0 | 0 | 0 | 0
PeakO | 0 | 0 | 0 | 0 | 0 | 0
ST | 0 | 0 | 0 | 0 | 0 | 0
STOG | 0 | 0 | 0 | 0 | 0 | 0
STWD | 0 | 0 | 0 | 0 | 0 | 0
WT | 0 | 0 | 0 | 0 | 0 | 0
IGCC | 0 | 0 | 0 | 0 | 0 | 0
DemandResponse | 0 | 0 | 0 | 0 | 0 | 0
IGCC-CCS | 0 | 0 | 0 | 0 | 0 | 0
WT_off | 0 | 0 | 0 | 0 | 0 | 0
PseudoUnit | 0 | 0 | 0 | 0 | 0 | 0
FixedInterchange | 0 | 0 | 0 | 0 | 0 | 0
Base VOM Costs by Reporting Type: HQ_NEISO
ReportingType | 2015 | 2020 | 2025 | 2030 | 2035 | 2040
BM | 0 | 0 | 0 | 0 | 0 | 0
CC | 0 | 0 | 0 | 0 | 0 | 0
CSP | 0 | 0 | 0 | 0 | 0 | 0
CT | 0 | 0 | 0 | 0 | 0 | 0
Coal | 0 | 0 | 0 | 0 | 0 | 0
Geo | 0 | 0 | 0 | 0 | 0 | 0
H | 0 | 0 | 0 | 0 | 0 | 0
LFG | 0 | 0 | 0 | 0 | 0 | 0
Nuc | 0 | 0 | 0 | 0 | 0 | 0
PS | 0 | 0 | 0 | 0 | 0 | 0
PV | 0 | 0 | 0 | 0 | 0 | 0
PeakG | 0 | 0 | 0 | 0 | 0 | 0
PeakO | 0 | 0 | 0 | 0 | 0 | 0
ST | 0 | 0 | 0 | 0 | 0 | 0
STOG | 0 | 0 | 0 | 0 | 0 | 0
STWD | 0 | 0 | 0 | 0 | 0 | 0
WT | 0 | 0 | 0 | 0 | 0 | 0
IGCC | 0 | 0 | 0 | 0 | 0 | 0
DemandResponse | 0 | 0 | 0 | 0 | 0 | 0
IGCC-CCS | 0 | 0 | 0 | 0 | 0 | 0
WT_off | 0 | 0 | 0 | 0 | 0 | 0
PseudoUnit | 0 | 0 | 57.3 | 86.83 | 86.83 | 86.83
FixedInterchange | 0 | 0 | 0 | 0 | 0 | 0
Base VOM Costs by Reporting Type: HQ_NY
ReportingType | 2015 | 2020 | 2025 | 2030 | 2035 | 2040
BM | 0 | 0 | 0 | 0 | 0 | 0
CC | 0 | 0 | 0 | 0 | 0 | 0
CSP | 0 | 0 | 0 | 0 | 0 | 0
CT | 0 | 0 | 0 | 0 | 0 | 0
Coal | 0 | 0 | 0 | 0 | 0 | 0
Geo | 0 | 0 | 0 | 0 | 0 | 0
H | 0 | 0 | 0 | 0 | 0 | 0
LFG | 0 | 0 | 0 | 0 | 0 | 0
Nuc | 0 | 0 | 0 | 0 | 0 | 0
PS | 0 | 0 | 0 | 0 | 0 | 0
PV | 0 | 0 | 0 | 0 | 0 | 0
PeakG | 0 | 0 | 0 | 0 | 0 | 0
PeakO | 0 | 0 | 0 | 0 | 0 | 0
ST | 0 | 0 | 0 | 0 | 0 | 0
STOG | 0 | 0 | 0 | 0 | 0 | 0
STWD | 0 | 0 | 0 | 0 | 0 | 0
WT | 0 | 0 | 0 | 0 | 0 | 0
IGCC | 0 | 0 | 0 | 0 | 0 | 0
DemandResponse | 0 | 0 | 0 | 0 | 0 | 0
IGCC-CCS | 0 | 0 | 0 | 0 | 0 | 0
WT_off | 0 | 0 | 0 | 0 | 0 | 0
PseudoUnit | 0 | 46.52 | 101.99 | 101.99 | 101.99 | 101.99
FixedInterchange | 0 | 0 | 0 | 0 | 0 | 0
Base VOM Costs by Reporting Type: MARITIMES
ReportingType | 2015 | 2020 | 2025 | 2030 | 2035 | 2040
BM | 0 | 0 | 0 | 0 | 0 | 0
CC | 0 | 0 | 0 | 0 | 0 | 0
CSP | 0 | 0 | 0 | 0 | 0 | 0
CT | 0 | 0 | 0 | 0 | 0 | 0
Coal | 0 | 0 | 0 | 0 | 0 | 0
Geo | 0 | 0 | 0 | 0 | 0 | 0
H | 0 | 0 | 0 | 0 | 0 | 0
LFG | 0 | 0 | 0 | 0 | 0 | 0
Nuc | 0 | 0 | 0 | 0 | 0 | 0
PS | 0 | 0 | 0 | 0 | 0 | 0
PV | 0 | 0 | 0 | 0 | 0 | 0
PeakG | 0 | 0 | 0 | 0 | 0 | 0
PeakO | 0 | 0 | 0 | 0 | 0 | 0
ST | 0 | 0 | 0 | 0 | 0 | 0
STOG | 0 | 0 | 0 | 0 | 0 | 0
STWD | 0 | 0 | 0 | 0 | 0 | 0
WT | 0 | 0 | 0 | 0 | 0 | 0
IGCC | 0 | 0 | 0 | 0 | 0 | 0
DemandResponse | 0 | 0 | 0 | 0 | 0 | 0
IGCC-CCS | 0 | 0 | 0 | 0 | 0 | 0
WT_off | 0 | 0 | 0 | 0 | 0 | 0
PseudoUnit | 0 | 17.37 | 17.37 | 17.37 | 17.37 | 17.37
FixedInterchange | 0 | 0 | 0 | 0 | 0 | 0
Base VOM Costs by Reporting Type: All
ReportingType | 2015 | 2020 | 2025 | 2030 | 2035 | 2040
BM | 9.91 | 35.13 | 47.73 | 118.65 | 126.58 | 140.28
CC | 2060.31 | 2043.52 | 1505.39 | 1174.43 | 1400.23 | 1450.94
CSP | 0 | 0 | 0 | 0 | 0 | 0
CT | 9.28 | 10.53 | 14.12 | 14.4 | 40.37 | 44.29
Coal | 8036.3 | 8445.67 | 8797.47 | 8712.01 | 9886.5 | 11007.75
Geo | 11.14 | 177.58 | 530.84 | 532.83 | 532.83 | 532.83
H | 0 | 0.08 | 0.27 | 0.46 | 0.48 | 0.48
LFG | 0.38 | 0.54 | 0.73 | 0.79 | 0.79 | 0.79
Nuc | 2164.81 | 2225.48 | 2225.48 | 2220.18 | 1775.56 | 1519.41
PS | 0 | 0 | 0 | 0 | 0 | 0
PV | 0.02 | 0.06 | 0.08 | 0.08 | 0.08 | 0.09
PeakG | 16.73 | 26.21 | 23.34 | 14.73 | 19.68 | 22.47
PeakO | 0 | 0 | 0 | 0 | 0 | 0
ST | 0.03 | 0.06 | 0.07 | 0.07 | 0.07 | 0.07
STOG | 17.71 | 19.18 | 11.74 | 8.75 | 11.86 | 12.66
STWD | 28.06 | 43.4 | 48.25 | 65.28 | 67.92 | 66.33
WT | 2.03 | 3.84 | 6.43 | 9.36 | 9.86 | 10.33
IGCC | 30.43 | 30.43 | 30.43 | 30.43 | 30.43 | 30.43
DemandResponse | 0 | 0 | 0 | 0 | 0 | 0
IGCC-CCS | 0 | 0 | 0 | 0 | 0 | 0
WT_off | 0.02 | 0.02 | 0.06 | 0.06 | 0.06 | 0.06
PseudoUnit | 0 | 63.88 | 176.66 | 206.18 | 206.18 | 206.18
FixedInterchange | 0 | 0 | 0 | 0 | 0 | 0
Base VOM Costs by Reporting Type: EI_US
ReportingType | 2015 | 2020 | 2025 | 2030 | 2035 | 2040
BM | 9.69 | 34.41 | 47.42 | 49.67 | 53.96 | 62.67
CC | 1153.63 | 1188.61 | 884.69 | 653.65 | 870.82 | 962.54
CSP | 0 | 0 | 0 | 0 | 0 | 0
CT | 9.28 | 10.53 | 13.88 | 14.33 | 40.37 | 44.07
Coal | 6385.01 | 6579.94 | 6516.41 | 6175.6 | 7174.21 | 8098.51
Geo | 0 | 0 | 0 | 0 | 0 | 0
H | 0 | 0.03 | 0.12 | 0.12 | 0.12 | 0.12
LFG | 0.32 | 0.36 | 0.51 | 0.57 | 0.57 | 0.57
Nuc | 1653.22 | 1713.9 | 1713.9 | 1686.33 | 1213.99 | 878.07
PS | 0 | 0 | 0 | 0 | 0 | 0
PV | 0 | 0.05 | 0.07 | 0.07 | 0.07 | 0.07
PeakG | 16.4 | 26.15 | 23.33 | 14.72 | 19.6 | 22.47
PeakO | 0 | 0 | 0 | 0 | 0 | 0
ST | 0 | 0 | 0 | 0 | 0 | 0
STOG | 11.42 | 11.91 | 6.47 | 4.63 | 7.9 | 9.01
STWD | 18.3 | 32.98 | 31.09 | 40.68 | 40.22 | 37.27
WT | 1.2 | 2.49 | 4.78 | 7.46 | 7.9 | 8.32
IGCC | 30.43 | 30.43 | 30.43 | 30.43 | 30.43 | 30.43
DemandResponse | 0 | 0 | 0 | 0 | 0 | 0
IGCC-CCS | 0 | 0 | 0 | 0 | 0 | 0
WT_off | 0.02 | 0.02 | 0.06 | 0.06 | 0.06 | 0.06
PseudoUnit | 0 | 63.88 | 176.66 | 206.18 | 206.18 | 206.18
FixedInterchange | 0 | 0 | 0 | 0 | 0 | 0
Base VOM Costs by Reporting Type: EI_Canada
ReportingType | 2015 | 2020 | 2025 | 2030 | 2035 | 2040
BM | 0 | 0 | 0 | 0 | 0.05 | 0.62
CC | 3.98 | 3.32 | 2.23 | 1.16 | 4.8 | 23.04
CSP | 0 | 0 | 0 | 0 | 0 | 0
CT | 0 | 0 | 0 | 0 | 0 | 0.22
Coal | 10.77 | 23.82 | 3.42 | 0 | 0 | 0
Geo | 0 | 0 | 0 | 0 | 0 | 0
H | 0 | 0.05 | 0.15 | 0.32 | 0.34 | 0.34
LFG | 0.01 | 0.01 | 0.01 | 0.01 | 0.01 | 0.01
Nuc | 240.73 | 240.73 | 240.73 | 240.73 | 221.68 | 193.2
PS | 0 | 0 | 0 | 0 | 0 | 0
PV | 0 | 0 | 0 | 0 | 0 | 0
PeakG | 0 | 0 | 0 | 0 | 0 | 0
PeakO | 0 | 0 | 0 | 0 | 0 | 0
ST | 0 | 0 | 0 | 0 | 0 | 0
STOG | 0 | 0 | 0 | 0 | 0 | 0
STWD | 0 | 0 | 0 | 0.03 | 0.19 | 1.55
WT | 0.11 | 0.11 | 0.11 | 0.11 | 0.11 | 0.11
IGCC | 0 | 0 | 0 | 0 | 0 | 0
DemandResponse | 0 | 0 | 0 | 0 | 0 | 0
IGCC-CCS | 0 | 0 | 0 | 0 | 0 | 0
WT_off | 0 | 0 | 0 | 0 | 0 | 0
PseudoUnit | 0 | 0 | 0 | 0 | 0 | 0
FixedInterchange | 0 | 0 | 0 | 0 | 0 | 0
Base VOM Costs by Reporting Type: EI
ReportingType | 2015 | 2020 | 2025 | 2030 | 2035 | 2040
BM | 9.69 | 34.41 | 47.42 | 49.67 | 54.02 | 63.29
CC | 1157.61 | 1191.93 | 886.91 | 654.81 | 875.62 | 985.57
CSP | 0 | 0 | 0 | 0 | 0 | 0
CT | 9.28 | 10.53 | 13.88 | 14.33 | 40.37 | 44.29
Coal | 6395.79 | 6603.76 | 6519.83 | 6175.6 | 7174.21 | 8098.51
Geo | 0 | 0 | 0 | 0 | 0 | 0
H | 0 | 0.08 | 0.27 | 0.44 | 0.46 | 0.46
LFG | 0.33 | 0.37 | 0.53 | 0.58 | 0.58 | 0.58
Nuc | 1893.95 | 1954.63 | 1954.63 | 1927.06 | 1435.67 | 1071.27
PS | 0 | 0 | 0 | 0 | 0 | 0
PV | 0.01 | 0.05 | 0.07 | 0.07 | 0.07 | 0.08
PeakG | 16.4 | 26.15 | 23.33 | 14.72 | 19.6 | 22.47
PeakO | 0 | 0 | 0 | 0 | 0 | 0
ST | 0 | 0 | 0 | 0 | 0 | 0
STOG | 11.42 | 11.91 | 6.47 | 4.63 | 7.9 | 9.01
STWD | 18.3 | 32.98 | 31.09 | 40.71 | 40.41 | 38.82
WT | 1.31 | 2.6 | 4.89 | 7.57 | 8.01 | 8.43
IGCC | 30.43 | 30.43 | 30.43 | 30.43 | 30.43 | 30.43
DemandResponse | 0 | 0 | 0 | 0 | 0 | 0
IGCC-CCS | 0 | 0 | 0 | 0 | 0 | 0
WT_off | 0.02 | 0.02 | 0.06 | 0.06 | 0.06 | 0.06
PseudoUnit | 0 | 63.88 | 176.66 | 206.18 | 206.18 | 206.18
FixedInterchange | 0 | 0 | 0 | 0 | 0 | 0
Base VOM Costs by Reporting Type: Outside_EI
ReportingType | 2015 | 2020 | 2025 | 2030 | 2035 | 2040
BM | 0.22 | 0.73 | 0.3 | 68.99 | 72.56 | 76.99
CC | 902.7 | 851.59 | 618.48 | 519.62 | 524.6 | 465.36
CSP | 0 | 0 | 0 | 0 | 0 | 0
CT | 0 | 0 | 0.24 | 0.07 | 0 | 0
Coal | 1640.51 | 1841.91 | 2277.63 | 2536.41 | 2712.3 | 2909.24
Geo | 11.13 | 177.57 | 530.84 | 532.83 | 532.83 | 532.83
H | 0 | 0 | 0 | 0.02 | 0.02 | 0.02
LFG | 0.05 | 0.17 | 0.2 | 0.2 | 0.2 | 0.2
Nuc | 270.85 | 270.85 | 270.85 | 293.12 | 339.89 | 448.14
PS | 0 | 0 | 0 | 0 | 0 | 0
PV | 0.01 | 0.01 | 0.01 | 0.01 | 0.01 | 0.01
PeakG | 0.33 | 0.06 | 0.02 | 0 | 0.08 | 0
PeakO | 0 | 0 | 0 | 0 | 0 | 0
ST | 0.03 | 0.06 | 0.07 | 0.07 | 0.07 | 0.07
STOG | 6.3 | 7.27 | 5.28 | 4.11 | 3.95 | 3.65
STWD | 9.77 | 10.42 | 17.17 | 24.56 | 27.5 | 27.5
WT | 0.72 | 1.24 | 1.53 | 1.8 | 1.84 | 1.91
IGCC | 0 | 0 | 0 | 0 | 0 | 0
DemandResponse | 0 | 0 | 0 | 0 | 0 | 0
IGCC-CCS | 0 | 0 | 0 | 0 | 0 | 0
WT_off | 0 | 0 | 0 | 0 | 0 | 0
PseudoUnit | 0 | 0 | 0 | 0 | 0 | 0
FixedInterchange | 0 | 0 | 0 | 0 | 0 | 0
#9 | 0: Retrofit VOM Costs ($million)
Retrofit VOM Costs by Reporting Type: Entergy
ReportingType | 2015 | 2020 | 2025 | 2030 | 2035 | 2040
BM | 0 | 0 | 0 | 0 | 0 | 0
CC | 0 | 0 | 0 | 0 | 0 | 0
CSP | 0 | 0 | 0 | 0 | 0 | 0
CT | 0 | 0 | 0 | 0 | 0 | 0
Coal | 16.14 | 420 | 305.3 | 229.49 | 275.15 | 292.86
Geo | 0 | 0 | 0 | 0 | 0 | 0
H | 0 | 0 | 0 | 0 | 0 | 0
LFG | 0 | 0 | 0 | 0 | 0 | 0
Nuc | 0 | 0 | 0 | 0 | 0 | 0
PS | 0 | 0 | 0 | 0 | 0 | 0
PV | 0 | 0 | 0 | 0 | 0 | 0
PeakG | 0 | 0 | 0 | 0 | 0 | 0
PeakO | 0 | 0 | 0 | 0 | 0 | 0
ST | 0 | 0 | 0 | 0 | 0 | 0
STOG | 0 | 0 | 0 | 0 | 0 | 0
STWD | 0 | 0 | 0 | 0 | 0 | 0
WT | 0 | 0 | 0 | 0 | 0 | 0
IGCC | 0 | 0 | 0 | 0 | 0 | 0
DemandResponse | 0 | 0 | 0 | 0 | 0 | 0
IGCC-CCS | 0 | 0 | 0 | 0 | 0 | 0
WT_off | 0 | 0 | 0 | 0 | 0 | 0
PseudoUnit | 0 | 0 | 0 | 0 | 0 | 0
FixedInterchange | 0 | 0 | 0 | 0 | 0 | 0
Retrofit VOM Costs by Reporting Type: FRCC
ReportingType | 2015 | 2020 | 2025 | 2030 | 2035 | 2040
BM | 0 | 0 | 0 | 0 | 0 | 0
CC | 0 | 0 | 0 | 0 | 0 | 0
CSP | 0 | 0 | 0 | 0 | 0 | 0
CT | 0 | 0 | 0 | 0 | 0 | 0
Coal | 286.28 | 326.96 | 335.63 | 335.63 | 335.63 | 328.39
Geo | 0 | 0 | 0 | 0 | 0 | 0
H | 0 | 0 | 0 | 0 | 0 | 0
LFG | 0 | 0 | 0 | 0 | 0 | 0
Nuc | 0 | 0 | 0 | 0 | 0 | 0
PS | 0 | 0 | 0 | 0 | 0 | 0
PV | 0 | 0 | 0 | 0 | 0 | 0
PeakG | 0 | 0 | 0 | 0 | 0 | 0
PeakO | 0 | 0 | 0 | 0 | 0 | 0
ST | 0 | 0 | 0 | 0 | 0 | 0
STOG | 0 | 0 | 0 | 0 | 0 | 0
STWD | 0 | 0 | 0 | 0 | 0 | 0
WT | 0 | 0 | 0 | 0 | 0 | 0
IGCC | 0 | 0 | 0 | 0 | 0 | 0
DemandResponse | 0 | 0 | 0 | 0 | 0 | 0
IGCC-CCS | 0 | 0 | 0 | 0 | 0 | 0
WT_off | 0 | 0 | 0 | 0 | 0 | 0
PseudoUnit | 0 | 0 | 0 | 0 | 0 | 0
FixedInterchange | 0 | 0 | 0 | 0 | 0 | 0
Retrofit VOM Costs by Reporting Type: MAPP_US
ReportingType | 2015 | 2020 | 2025 | 2030 | 2035 | 2040
BM | 0 | 0 | 0 | 0 | 0 | 0
CC | 0 | 0 | 0 | 0 | 0 | 0
CSP | 0 | 0 | 0 | 0 | 0 | 0
CT | 0 | 0 | 0 | 0 | 0 | 0
Coal | 116.71 | 148 | 148 | 123.55 | 128.69 | 129.79
Geo | 0 | 0 | 0 | 0 | 0 | 0
H | 0 | 0 | 0 | 0 | 0 | 0
LFG | 0 | 0 | 0 | 0 | 0 | 0
Nuc | 0 | 0 | 0 | 0 | 0 | 0
PS | 0 | 0 | 0 | 0 | 0 | 0
PV | 0 | 0 | 0 | 0 | 0 | 0
PeakG | 0 | 0 | 0 | 0 | 0 | 0
PeakO | 0 | 0 | 0 | 0 | 0 | 0
ST | 0 | 0 | 0 | 0 | 0 | 0
STOG | 0 | 0 | 0 | 0 | 0 | 0
STWD | 0 | 0 | 0 | 0 | 0 | 0
WT | 0 | 0 | 0 | 0 | 0 | 0
IGCC | 0 | 0 | 0 | 0 | 0 | 0
DemandResponse | 0 | 0 | 0 | 0 | 0 | 0
IGCC-CCS | 0 | 0 | 0 | 0 | 0 | 0
WT_off | 0 | 0 | 0 | 0 | 0 | 0
PseudoUnit | 0 | 0 | 0 | 0 | 0 | 0
FixedInterchange | 0 | 0 | 0 | 0 | 0 | 0
Retrofit VOM Costs by Reporting Type: MISO_IN
ReportingType | 2015 | 2020 | 2025 | 2030 | 2035 | 2040
BM | 0 | 0 | 0 | 0 | 0 | 0
CC | 0 | 0 | 0 | 0 | 0 | 0
CSP | 0 | 0 | 0 | 0 | 0 | 0
CT | 0 | 0 | 0 | 0 | 0 | 0
Coal | 370.59 | 562.8 | 557.63 | 514.32 | 559.48 | 568.84
Geo | 0 | 0 | 0 | 0 | 0 | 0
H | 0 | 0 | 0 | 0 | 0 | 0
LFG | 0 | 0 | 0 | 0 | 0 | 0
Nuc | 0 | 0 | 0 | 0 | 0 | 0
PS | 0 | 0 | 0 | 0 | 0 | 0
PV | 0 | 0 | 0 | 0 | 0 | 0
PeakG | 0 | 0 | 0 | 0 | 0 | 0
PeakO | 0 | 0 | 0 | 0 | 0 | 0
ST | 0 | 0 | 0 | 0 | 0 | 0
STOG | 0 | 0 | 0 | 0 | 0 | 0
STWD | 0 | 0 | 0 | 0 | 0 | 0
WT | 0 | 0 | 0 | 0 | 0 | 0
IGCC | 0 | 0 | 0 | 0 | 0 | 0
DemandResponse | 0 | 0 | 0 | 0 | 0 | 0
IGCC-CCS | 0 | 0 | 0 | 0 | 0 | 0
WT_off | 0 | 0 | 0 | 0 | 0 | 0
PseudoUnit | 0 | 0 | 0 | 0 | 0 | 0
FixedInterchange | 0 | 0 | 0 | 0 | 0 | 0
Retrofit VOM Costs by Reporting Type: MISO_MI
ReportingType | 2015 | 2020 | 2025 | 2030 | 2035 | 2040
BM | 0 | 0 | 0 | 0 | 0 | 0
CC | 0 | 0 | 0 | 0 | 0 | 0
CSP | 0 | 0 | 0 | 0 | 0 | 0
CT | 0 | 0 | 0 | 0 | 0 | 0
Coal | 74.1 | 332.25 | 316.79 | 279.18 | 362.35 | 374.6
Geo | 0 | 0 | 0 | 0 | 0 | 0
H | 0 | 0 | 0 | 0 | 0 | 0
LFG | 0 | 0 | 0 | 0 | 0 | 0
Nuc | 0 | 0 | 0 | 0 | 0 | 0
PS | 0 | 0 | 0 | 0 | 0 | 0
PV | 0 | 0 | 0 | 0 | 0 | 0
PeakG | 0 | 0 | 0 | 0 | 0 | 0
PeakO | 0 | 0 | 0 | 0 | 0 | 0
ST | 0 | 0 | 0 | 0 | 0 | 0
STOG | 0 | 0 | 0 | 0 | 0 | 0
STWD | 0 | 0 | 0 | 0 | 0 | 0
WT | 0 | 0 | 0 | 0 | 0 | 0
IGCC | 0 | 0 | 0 | 0 | 0 | 0
DemandResponse | 0 | 0 | 0 | 0 | 0 | 0
IGCC-CCS | 0 | 0 | 0 | 0 | 0 | 0
WT_off | 0 | 0 | 0 | 0 | 0 | 0
PseudoUnit | 0 | 0 | 0 | 0 | 0 | 0
FixedInterchange | 0 | 0 | 0 | 0 | 0 | 0
Retrofit VOM Costs by Reporting Type: MISO_MO-IL
ReportingType | 2015 | 2020 | 2025 | 2030 | 2035 | 2040
BM | 0 | 0 | 0 | 0 | 0 | 0
CC | 0 | 0 | 0 | 0 | 0 | 0
CSP | 0 | 0 | 0 | 0 | 0 | 0
CT | 0 | 0 | 0 | 0 | 0 | 0
Coal | 148.85 | 610.48 | 561.7 | 464.79 | 525.16 | 508.53
Geo | 0 | 0 | 0 | 0 | 0 | 0
H | 0 | 0 | 0 | 0 | 0 | 0
LFG | 0 | 0 | 0 | 0 | 0 | 0
Nuc | 0 | 0 | 0 | 0 | 0 | 0
PS | 0 | 0 | 0 | 0 | 0 | 0
PV | 0 | 0 | 0 | 0 | 0 | 0
PeakG | 0 | 0 | 0 | 0 | 0 | 0
PeakO | 0 | 0 | 0 | 0 | 0 | 0
ST | 0 | 0 | 0 | 0 | 0 | 0
STOG | 0 | 0 | 0 | 0 | 0 | 0
STWD | 0 | 0 | 0 | 0 | 0 | 0
WT | 0 | 0 | 0 | 0 | 0 | 0
IGCC | 0 | 0 | 0 | 0 | 0 | 0
DemandResponse | 0 | 0 | 0 | 0 | 0 | 0
IGCC-CCS | 0 | 0 | 0 | 0 | 0 | 0
WT_off | 0 | 0 | 0 | 0 | 0 | 0
PseudoUnit | 0 | 0 | 0 | 0 | 0 | 0
FixedInterchange | 0 | 0 | 0 | 0 | 0 | 0
Retrofit VOM Costs by Reporting Type: MISO_W
ReportingType | 2015 | 2020 | 2025 | 2030 | 2035 | 2040
BM | 0 | 0 | 0 | 0 | 0 | 0
CC | 0 | 0 | 0 | 0 | 0 | 0
CSP | 0 | 0 | 0 | 0 | 0 | 0
CT | 0 | 0 | 0 | 0 | 0 | 0
Coal | 147.08 | 411.74 | 408.04 | 341.83 | 359.9 | 314.57
Geo | 0 | 0 | 0 | 0 | 0 | 0
H | 0 | 0 | 0 | 0 | 0 | 0
LFG | 0 | 0 | 0 | 0 | 0 | 0
Nuc | 0 | 0 | 0 | 0 | 0 | 0
PS | 0 | 0 | 0 | 0 | 0 | 0
PV | 0 | 0 | 0 | 0 | 0 | 0
PeakG | 0 | 0 | 0 | 0 | 0 | 0
PeakO | 0 | 0 | 0 | 0 | 0 | 0
ST | 0 | 0 | 0 | 0 | 0 | 0
STOG | 0 | 0 | 0 | 0 | 0 | 0
STWD | 0 | 0 | 0 | 0 | 0 | 0
WT | 0 | 0 | 0 | 0 | 0 | 0
IGCC | 0 | 0 | 0 | 0 | 0 | 0
DemandResponse | 0 | 0 | 0 | 0 | 0 | 0
IGCC-CCS | 0 | 0 | 0 | 0 | 0 | 0
WT_off | 0 | 0 | 0 | 0 | 0 | 0
PseudoUnit | 0 | 0 | 0 | 0 | 0 | 0
FixedInterchange | 0 | 0 | 0 | 0 | 0 | 0
Retrofit VOM Costs by Reporting Type: MISO_WUMS
ReportingType | 2015 | 2020 | 2025 | 2030 | 2035 | 2040
BM | 0 | 0 | 0 | 0 | 0 | 0
CC | 0 | 0 | 0 | 0 | 0 | 0
CSP | 0 | 0 | 0 | 0 | 0 | 0
CT | 0 | 0 | 0 | 0 | 0 | 0
Coal | 120.49 | 246.6 | 238.46 | 187.91 | 271.71 | 256.42
Geo | 0 | 0 | 0 | 0 | 0 | 0
H | 0 | 0 | 0 | 0 | 0 | 0
LFG | 0 | 0 | 0 | 0 | 0 | 0
Nuc | 0 | 0 | 0 | 0 | 0 | 0
PS | 0 | 0 | 0 | 0 | 0 | 0
PV | 0 | 0 | 0 | 0 | 0 | 0
PeakG | 0 | 0 | 0 | 0 | 0 | 0
PeakO | 0 | 0 | 0 | 0 | 0 | 0
ST | 0 | 0 | 0 | 0 | 0 | 0
STOG | 0 | 0 | 0 | 0 | 0 | 0
STWD | 0 | 0 | 0 | 0 | 0 | 0
WT | 0 | 0 | 0 | 0 | 0 | 0
IGCC | 0 | 0 | 0 | 0 | 0 | 0
DemandResponse | 0 | 0 | 0 | 0 | 0 | 0
IGCC-CCS | 0 | 0 | 0 | 0 | 0 | 0
WT_off | 0 | 0 | 0 | 0 | 0 | 0
PseudoUnit | 0 | 0 | 0 | 0 | 0 | 0
FixedInterchange | 0 | 0 | 0 | 0 | 0 | 0
Retrofit VOM Costs by Reporting Type: Nebraska
ReportingType | 2015 | 2020 | 2025 | 2030 | 2035 | 2040
BM | 0 | 0 | 0 | 0 | 0 | 0
CC | 0 | 0 | 0 | 0 | 0 | 0
CSP | 0 | 0 | 0 | 0 | 0 | 0
CT | 0 | 0 | 0 | 0 | 0 | 0
Coal | 16.57 | 135.66 | 73.58 | 57.11 | 55.87 | 50.43
Geo | 0 | 0 | 0 | 0 | 0 | 0
H | 0 | 0 | 0 | 0 | 0 | 0
LFG | 0 | 0 | 0 | 0 | 0 | 0
Nuc | 0 | 0 | 0 | 0 | 0 | 0
PS | 0 | 0 | 0 | 0 | 0 | 0
PV | 0 | 0 | 0 | 0 | 0 | 0
PeakG | 0 | 0 | 0 | 0 | 0 | 0
PeakO | 0 | 0 | 0 | 0 | 0 | 0
ST | 0 | 0 | 0 | 0 | 0 | 0
STOG | 0 | 0 | 0 | 0 | 0 | 0
STWD | 0 | 0 | 0 | 0 | 0 | 0
WT | 0 | 0 | 0 | 0 | 0 | 0
IGCC | 0 | 0 | 0 | 0 | 0 | 0
DemandResponse | 0 | 0 | 0 | 0 | 0 | 0
IGCC-CCS | 0 | 0 | 0 | 0 | 0 | 0
WT_off | 0 | 0 | 0 | 0 | 0 | 0
PseudoUnit | 0 | 0 | 0 | 0 | 0 | 0
FixedInterchange | 0 | 0 | 0 | 0 | 0 | 0
Retrofit VOM Costs by Reporting Type: NEISO
ReportingType | 2015 | 2020 | 2025 | 2030 | 2035 | 2040
BM | 0 | 0 | 0 | 0 | 0 | 0
CC | 0 | 0 | 0 | 0 | 0 | 0
CSP | 0 | 0 | 0 | 0 | 0 | 0
CT | 0 | 0 | 0 | 0 | 0 | 0
Coal | 34.61 | 61.43 | 61.43 | 61.43 | 61.43 | 61.43
Geo | 0 | 0 | 0 | 0 | 0 | 0
H | 0 | 0 | 0 | 0 | 0 | 0
LFG | 0 | 0 | 0 | 0 | 0 | 0
Nuc | 0 | 0 | 0 | 0 | 0 | 0
PS | 0 | 0 | 0 | 0 | 0 | 0
PV | 0 | 0 | 0 | 0 | 0 | 0
PeakG | 0 | 0 | 0 | 0 | 0 | 0
PeakO | 0 | 0 | 0 | 0 | 0 | 0
ST | 0 | 0 | 0 | 0 | 0 | 0
STOG | 0 | 0 | 0 | 0 | 0 | 0
STWD | 0 | 0 | 0 | 0 | 0 | 0
WT | 0 | 0 | 0 | 0 | 0 | 0
IGCC | 0 | 0 | 0 | 0 | 0 | 0
DemandResponse | 0 | 0 | 0 | 0 | 0 | 0
IGCC-CCS | 0 | 0 | 0 | 0 | 0 | 0
WT_off | 0 | 0 | 0 | 0 | 0 | 0
PseudoUnit | 0 | 0 | 0 | 0 | 0 | 0
FixedInterchange | 0 | 0 | 0 | 0 | 0 | 0
Retrofit VOM Costs by Reporting Type: NonRTO_Midwest
ReportingType | 2015 | 2020 | 2025 | 2030 | 2035 | 2040
BM | 0 | 0 | 0 | 0 | 0 | 0
CC | 0 | 0 | 0 | 0 | 0 | 0
CSP | 0 | 0 | 0 | 0 | 0 | 0
CT | 0 | 0 | 0 | 0 | 0 | 0
Coal | 272.96 | 322.4 | 351.97 | 323.6 | 347.2 | 335.43
Geo | 0 | 0 | 0 | 0 | 0 | 0
H | 0 | 0 | 0 | 0 | 0 | 0
LFG | 0 | 0 | 0 | 0 | 0 | 0
Nuc | 0 | 0 | 0 | 0 | 0 | 0
PS | 0 | 0 | 0 | 0 | 0 | 0
PV | 0 | 0 | 0 | 0 | 0 | 0
PeakG | 0 | 0 | 0 | 0 | 0 | 0
PeakO | 0 | 0 | 0 | 0 | 0 | 0
ST | 0 | 0 | 0 | 0 | 0 | 0
STOG | 0 | 0 | 0 | 0 | 0 | 0
STWD | 0 | 0 | 0 | 0 | 0 | 0
WT | 0 | 0 | 0 | 0 | 0 | 0
IGCC | 0 | 0 | 0 | 0 | 0 | 0
DemandResponse | 0 | 0 | 0 | 0 | 0 | 0
IGCC-CCS | 0 | 0 | 0 | 0 | 0 | 0
WT_off | 0 | 0 | 0 | 0 | 0 | 0
PseudoUnit | 0 | 0 | 0 | 0 | 0 | 0
FixedInterchange | 0 | 0 | 0 | 0 | 0 | 0
Retrofit VOM Costs by Reporting Type: NYISO_A-F
ReportingType | 2015 | 2020 | 2025 | 2030 | 2035 | 2040
BM | 0 | 0 | 0 | 0 | 0 | 0
CC | 0 | 0 | 0 | 0 | 0 | 0
CSP | 0 | 0 | 0 | 0 | 0 | 0
CT | 0 | 0 | 0 | 0 | 0 | 0
Coal | 22.65 | 39.53 | 39.53 | 39.53 | 39.53 | 39.53
Geo | 0 | 0 | 0 | 0 | 0 | 0
H | 0 | 0 | 0 | 0 | 0 | 0
LFG | 0 | 0 | 0 | 0 | 0 | 0
Nuc | 0 | 0 | 0 | 0 | 0 | 0
PS | 0 | 0 | 0 | 0 | 0 | 0
PV | 0 | 0 | 0 | 0 | 0 | 0
PeakG | 0 | 0 | 0 | 0 | 0 | 0
PeakO | 0 | 0 | 0 | 0 | 0 | 0
ST | 0 | 0 | 0 | 0 | 0 | 0
STOG | 0 | 0 | 0 | 0 | 0 | 0
STWD | 0 | 0 | 0 | 0 | 0 | 0
WT | 0 | 0 | 0 | 0 | 0 | 0
IGCC | 0 | 0 | 0 | 0 | 0 | 0
DemandResponse | 0 | 0 | 0 | 0 | 0 | 0
IGCC-CCS | 0 | 0 | 0 | 0 | 0 | 0
WT_off | 0 | 0 | 0 | 0 | 0 | 0
PseudoUnit | 0 | 0 | 0 | 0 | 0 | 0
FixedInterchange | 0 | 0 | 0 | 0 | 0 | 0
Retrofit VOM Costs by Reporting Type: NYISO_G-I
ReportingType | 2015 | 2020 | 2025 | 2030 | 2035 | 2040
BM | 0 | 0 | 0 | 0 | 0 | 0
CC | 0 | 0 | 0 | 0 | 0 | 0
CSP | 0 | 0 | 0 | 0 | 0 | 0
CT | 0 | 0 | 0 | 0 | 0 | 0
Coal | 0 | 21.95 | 26.83 | 30.45 | 30.45 | 30.45
Geo | 0 | 0 | 0 | 0 | 0 | 0
H | 0 | 0 | 0 | 0 | 0 | 0
LFG | 0 | 0 | 0 | 0 | 0 | 0
Nuc | 0 | 0 | 0 | 0 | 0 | 0
PS | 0 | 0 | 0 | 0 | 0 | 0
PV | 0 | 0 | 0 | 0 | 0 | 0
PeakG | 0 | 0 | 0 | 0 | 0 | 0
PeakO | 0 | 0 | 0 | 0 | 0 | 0
ST | 0 | 0 | 0 | 0 | 0 | 0
STOG | 0 | 0 | 0 | 0 | 0 | 0
STWD | 0 | 0 | 0 | 0 | 0 | 0
WT | 0 | 0 | 0 | 0 | 0 | 0
IGCC | 0 | 0 | 0 | 0 | 0 | 0
DemandResponse | 0 | 0 | 0 | 0 | 0 | 0
IGCC-CCS | 0 | 0 | 0 | 0 | 0 | 0
WT_off | 0 | 0 | 0 | 0 | 0 | 0
PseudoUnit | 0 | 0 | 0 | 0 | 0 | 0
FixedInterchange | 0 | 0 | 0 | 0 | 0 | 0
Retrofit VOM Costs by Reporting Type: NYISO_J-K
ReportingType | 2015 | 2020 | 2025 | 2030 | 2035 | 2040
BM | 0 | 0 | 0 | 0 | 0 | 0
CC | 0 | 0 | 0 | 0 | 0 | 0
CSP | 0 | 0 | 0 | 0 | 0 | 0
CT | 0 | 0 | 0 | 0 | 0 | 0
Coal | 0 | 0 | 0 | 0 | 0 | 0
Geo | 0 | 0 | 0 | 0 | 0 | 0
H | 0 | 0 | 0 | 0 | 0 | 0
LFG | 0 | 0 | 0 | 0 | 0 | 0
Nuc | 0 | 0 | 0 | 0 | 0 | 0
PS | 0 | 0 | 0 | 0 | 0 | 0
PV | 0 | 0 | 0 | 0 | 0 | 0
PeakG | 0 | 0 | 0 | 0 | 0 | 0
PeakO | 0 | 0 | 0 | 0 | 0 | 0
ST | 0 | 0 | 0 | 0 | 0 | 0
STOG | 0 | 0 | 0 | 0 | 0 | 0
STWD | 0 | 0 | 0 | 0 | 0 | 0
WT | 0 | 0 | 0 | 0 | 0 | 0
IGCC | 0 | 0 | 0 | 0 | 0 | 0
DemandResponse | 0 | 0 | 0 | 0 | 0 | 0
IGCC-CCS | 0 | 0 | 0 | 0 | 0 | 0
WT_off | 0 | 0 | 0 | 0 | 0 | 0
PseudoUnit | 0 | 0 | 0 | 0 | 0 | 0
FixedInterchange | 0 | 0 | 0 | 0 | 0 | 0
Retrofit VOM Costs by Reporting Type: PJM_E
ReportingType | 2015 | 2020 | 2025 | 2030 | 2035 | 2040
BM | 0 | 0 | 0 | 0 | 0 | 0
CC | 0 | 0 | 0 | 0 | 0 | 0
CSP | 0 | 0 | 0 | 0 | 0 | 0
CT | 0 | 0 | 0 | 0 | 0 | 0
Coal | 9.42 | 26.19 | 28.67 | 24.23 | 47.13 | 47.13
Geo | 0 | 0 | 0 | 0 | 0 | 0
H | 0 | 0 | 0 | 0 | 0 | 0
LFG | 0 | 0 | 0 | 0 | 0 | 0
Nuc | 0 | 0 | 0 | 0 | 0 | 0
PS | 0 | 0 | 0 | 0 | 0 | 0
PV | 0 | 0 | 0 | 0 | 0 | 0
PeakG | 0 | 0 | 0 | 0 | 0 | 0
PeakO | 0 | 0 | 0 | 0 | 0 | 0
ST | 0 | 0 | 0 | 0 | 0 | 0
STOG | 0 | 0 | 0 | 0 | 0 | 0
STWD | 0 | 0 | 0 | 0 | 0 | 0
WT | 0 | 0 | 0 | 0 | 0 | 0
IGCC | 0 | 0 | 0 | 0 | 0 | 0
DemandResponse | 0 | 0 | 0 | 0 | 0 | 0
IGCC-CCS | 0 | 0 | 0 | 0 | 0 | 0
WT_off | 0 | 0 | 0 | 0 | 0 | 0
PseudoUnit | 0 | 0 | 0 | 0 | 0 | 0
FixedInterchange | 0 | 0 | 0 | 0 | 0 | 0
Retrofit VOM Costs by Reporting Type: PJM_ROM
ReportingType | 2015 | 2020 | 2025 | 2030 | 2035 | 2040
BM | 0 | 0 | 0 | 0 | 0 | 0
CC | 0 | 0 | 0 | 0 | 0 | 0
CSP | 0 | 0 | 0 | 0 | 0 | 0
CT | 0 | 0 | 0 | 0 | 0 | 0
Coal | 303.73 | 364.12 | 372.18 | 358.78 | 377.31 | 377.31
Geo | 0 | 0 | 0 | 0 | 0 | 0
H | 0 | 0 | 0 | 0 | 0 | 0
LFG | 0 | 0 | 0 | 0 | 0 | 0
Nuc | 0 | 0 | 0 | 0 | 0 | 0
PS | 0 | 0 | 0 | 0 | 0 | 0
PV | 0 | 0 | 0 | 0 | 0 | 0
PeakG | 0 | 0 | 0 | 0 | 0 | 0
PeakO | 0 | 0 | 0 | 0 | 0 | 0
ST | 0 | 0 | 0 | 0 | 0 | 0
STOG | 0 | 0 | 0 | 0 | 0 | 0
STWD | 0 | 0 | 0 | 0 | 0 | 0
WT | 0 | 0 | 0 | 0 | 0 | 0
IGCC | 0 | 0 | 0 | 0 | 0 | 0
DemandResponse | 0 | 0 | 0 | 0 | 0 | 0
IGCC-CCS | 0 | 0 | 0 | 0 | 0 | 0
WT_off | 0 | 0 | 0 | 0 | 0 | 0
PseudoUnit | 0 | 0 | 0 | 0 | 0 | 0
FixedInterchange | 0 | 0 | 0 | 0 | 0 | 0
Retrofit VOM Costs by Reporting Type: PJM_ROR
ReportingType | 2015 | 2020 | 2025 | 2030 | 2035 | 2040
BM | 0 | 0 | 0 | 0 | 0 | 0
CC | 0 | 0 | 0 | 0 | 0 | 0
CSP | 0 | 0 | 0 | 0 | 0 | 0
CT | 0 | 0 | 0 | 0 | 0 | 0
Coal | 1034.95 | 1585.45 | 1583.35 | 1505.95 | 1589.12 | 1541.3
Geo | 0 | 0 | 0 | 0 | 0 | 0
H | 0 | 0 | 0 | 0 | 0 | 0
LFG | 0 | 0 | 0 | 0 | 0 | 0
Nuc | 0 | 0 | 0 | 0 | 0 | 0
PS | 0 | 0 | 0 | 0 | 0 | 0
PV | 0 | 0 | 0 | 0 | 0 | 0
PeakG | 0 | 0 | 0 | 0 | 0 | 0
PeakO | 0 | 0 | 0 | 0 | 0 | 0
ST | 0 | 0 | 0 | 0 | 0 | 0
STOG | 0 | 0 | 0 | 0 | 0 | 0
STWD | 0 | 0 | 0 | 0 | 0 | 0
WT | 0 | 0 | 0 | 0 | 0 | 0
IGCC | 0 | 0 | 0 | 0 | 0 | 0
DemandResponse | 0 | 0 | 0 | 0 | 0 | 0
IGCC-CCS | 0 | 0 | 0 | 0 | 0 | 0
WT_off | 0 | 0 | 0 | 0 | 0 | 0
PseudoUnit | 0 | 0 | 0 | 0 | 0 | 0
FixedInterchange | 0 | 0 | 0 | 0 | 0 | 0
Retrofit VOM Costs by Reporting Type: SOCO
ReportingType | 2015 | 2020 | 2025 | 2030 | 2035 | 2040
BM | 0 | 0 | 0 | 0 | 0 | 0
CC | 0 | 0 | 0 | 0 | 0 | 0
CSP | 0 | 0 | 0 | 0 | 0 | 0
CT | 0 | 0 | 0 | 0 | 0 | 0
Coal | 528.41 | 951.61 | 951.61 | 951.61 | 951.61 | 948.12
Geo | 0 | 0 | 0 | 0 | 0 | 0
H | 0 | 0 | 0 | 0 | 0 | 0
LFG | 0 | 0 | 0 | 0 | 0 | 0
Nuc | 0 | 0 | 0 | 0 | 0 | 0
PS | 0 | 0 | 0 | 0 | 0 | 0
PV | 0 | 0 | 0 | 0 | 0 | 0
PeakG | 0 | 0 | 0 | 0 | 0 | 0
PeakO | 0 | 0 | 0 | 0 | 0 | 0
ST | 0 | 0 | 0 | 0 | 0 | 0
STOG | 0 | 0 | 0 | 0 | 0 | 0
STWD | 0 | 0 | 0 | 0 | 0 | 0
WT | 0 | 0 | 0 | 0 | 0 | 0
IGCC | 0 | 0 | 0 | 0 | 0 | 0
DemandResponse | 0 | 0 | 0 | 0 | 0 | 0
IGCC-CCS | 0 | 0 | 0 | 0 | 0 | 0
WT_off | 0 | 0 | 0 | 0 | 0 | 0
PseudoUnit | 0 | 0 | 0 | 0 | 0 | 0
FixedInterchange | 0 | 0 | 0 | 0 | 0 | 0
Retrofit VOM Costs by Reporting Type: SPP_N
ReportingType | 2015 | 2020 | 2025 | 2030 | 2035 | 2040
BM | 0 | 0 | 0 | 0 | 0 | 0
CC | 0 | 0 | 0 | 0 | 0 | 0
CSP | 0 | 0 | 0 | 0 | 0 | 0
CT | 0 | 0 | 0 | 0 | 0 | 0
Coal | 190.31 | 321.84 | 240.83 | 150.76 | 154.43 | 146.79
Geo | 0 | 0 | 0 | 0 | 0 | 0
H | 0 | 0 | 0 | 0 | 0 | 0
LFG | 0 | 0 | 0 | 0 | 0 | 0
Nuc | 0 | 0 | 0 | 0 | 0 | 0
PS | 0 | 0 | 0 | 0 | 0 | 0
PV | 0 | 0 | 0 | 0 | 0 | 0
PeakG | 0 | 0 | 0 | 0 | 0 | 0
PeakO | 0 | 0 | 0 | 0 | 0 | 0
ST | 0 | 0 | 0 | 0 | 0 | 0
STOG | 0 | 0 | 0 | 0 | 0 | 0
STWD | 0 | 0 | 0 | 0 | 0 | 0
WT | 0 | 0 | 0 | 0 | 0 | 0
IGCC | 0 | 0 | 0 | 0 | 0 | 0
DemandResponse | 0 | 0 | 0 | 0 | 0 | 0
IGCC-CCS | 0 | 0 | 0 | 0 | 0 | 0
WT_off | 0 | 0 | 0 | 0 | 0 | 0
PseudoUnit | 0 | 0 | 0 | 0 | 0 | 0
FixedInterchange | 0 | 0 | 0 | 0 | 0 | 0
Retrofit VOM Costs by Reporting Type: SPP_S
ReportingType | 2015 | 2020 | 2025 | 2030 | 2035 | 2040
BM | 0 | 0 | 0 | 0 | 0 | 0
CC | 0 | 0 | 0 | 0 | 0 | 0
CSP | 0 | 0 | 0 | 0 | 0 | 0
CT | 0 | 0 | 0 | 0 | 0 | 0
Coal | 148.34 | 816.36 | 445.65 | 207.71 | 298.12 | 263.49
Geo | 0 | 0 | 0 | 0 | 0 | 0
H | 0 | 0 | 0 | 0 | 0 | 0
LFG | 0 | 0 | 0 | 0 | 0 | 0
Nuc | 0 | 0 | 0 | 0 | 0 | 0
PS | 0 | 0 | 0 | 0 | 0 | 0
PV | 0 | 0 | 0 | 0 | 0 | 0
PeakG | 0 | 0 | 0 | 0 | 0 | 0
PeakO | 0 | 0 | 0 | 0 | 0 | 0
ST | 0 | 0 | 0 | 0 | 0 | 0
STOG | 0 | 0 | 0 | 0 | 0 | 0
STWD | 0 | 0 | 0 | 0 | 0 | 0
WT | 0 | 0 | 0 | 0 | 0 | 0
IGCC | 0 | 0 | 0 | 0 | 0 | 0
DemandResponse | 0 | 0 | 0 | 0 | 0 | 0
IGCC-CCS | 0 | 0 | 0 | 0 | 0 | 0
WT_off | 0 | 0 | 0 | 0 | 0 | 0
PseudoUnit | 0 | 0 | 0 | 0 | 0 | 0
FixedInterchange | 0 | 0 | 0 | 0 | 0 | 0
Retrofit VOM Costs by Reporting Type: TVA
ReportingType | 2015 | 2020 | 2025 | 2030 | 2035 | 2040
BM | 0 | 0 | 0 | 0 | 0 | 0
CC | 0 | 0 | 0 | 0 | 0 | 0
CSP | 0 | 0 | 0 | 0 | 0 | 0
CT | 0 | 0 | 0 | 0 | 0 | 0
Coal | 251.2 | 610 | 633.41 | 609.75 | 630.22 | 625.77
Geo | 0 | 0 | 0 | 0 | 0 | 0
H | 0 | 0 | 0 | 0 | 0 | 0
LFG | 0 | 0 | 0 | 0 | 0 | 0
Nuc | 0 | 0 | 0 | 0 | 0 | 0
PS | 0 | 0 | 0 | 0 | 0 | 0
PV | 0 | 0 | 0 | 0 | 0 | 0
PeakG | 0 | 0 | 0 | 0 | 0 | 0
PeakO | 0 | 0 | 0 | 0 | 0 | 0
ST | 0 | 0 | 0 | 0 | 0 | 0
STOG | 0 | 0 | 0 | 0 | 0 | 0
STWD | 0 | 0 | 0 | 0 | 0 | 0
WT | 0 | 0 | 0 | 0 | 0 | 0
IGCC | 0 | 0 | 0 | 0 | 0 | 0
DemandResponse | 0 | 0 | 0 | 0 | 0 | 0
IGCC-CCS | 0 | 0 | 0 | 0 | 0 | 0
WT_off | 0 | 0 | 0 | 0 | 0 | 0
PseudoUnit | 0 | 0 | 0 | 0 | 0 | 0
FixedInterchange | 0 | 0 | 0 | 0 | 0 | 0
Retrofit VOM Costs by Reporting Type: TVA_Transmission
ReportingType | 2015 | 2020 | 2025 | 2030 | 2035 | 2040
BM | 0 | 0 | 0 | 0 | 0 | 0
CC | 0 | 0 | 0 | 0 | 0 | 0
CSP | 0 | 0 | 0 | 0 | 0 | 0
CT | 0 | 0 | 0 | 0 | 0 | 0
Coal | 0 | 0 | 0 | 0 | 0 | 0
Geo | 0 | 0 | 0 | 0 | 0 | 0
H | 0 | 0 | 0 | 0 | 0 | 0
LFG | 0 | 0 | 0 | 0 | 0 | 0
Nuc | 0 | 0 | 0 | 0 | 0 | 0
PS | 0 | 0 | 0 | 0 | 0 | 0
PV | 0 | 0 | 0 | 0 | 0 | 0
PeakG | 0 | 0 | 0 | 0 | 0 | 0
PeakO | 0 | 0 | 0 | 0 | 0 | 0
ST | 0 | 0 | 0 | 0 | 0 | 0
STOG | 0 | 0 | 0 | 0 | 0 | 0
STWD | 0 | 0 | 0 | 0 | 0 | 0
WT | 0 | 0 | 0 | 0 | 0 | 0
IGCC | 0 | 0 | 0 | 0 | 0 | 0
DemandResponse | 0 | 0 | 0 | 0 | 0 | 0
IGCC-CCS | 0 | 0 | 0 | 0 | 0 | 0
WT_off | 0 | 0 | 0 | 0 | 0 | 0
PseudoUnit | 0 | 0 | 0 | 0 | 0 | 0
FixedInterchange | 0 | 0 | 0 | 0 | 0 | 0
Retrofit VOM Costs by Reporting Type: VACAR
ReportingType | 2015 | 2020 | 2025 | 2030 | 2035 | 2040
BM | 0 | 0 | 0 | 0 | 0 | 0
CC | 0 | 0 | 0 | 0 | 0 | 0
CSP | 0 | 0 | 0 | 0 | 0 | 0
CT | 0 | 0 | 0 | 0 | 0 | 0
Coal | 455.3 | 588.45 | 607.72 | 598.87 | 624.79 | 598.65
Geo | 0 | 0 | 0 | 0 | 0 | 0
H | 0 | 0 | 0 | 0 | 0 | 0
LFG | 0 | 0 | 0 | 0 | 0 | 0
Nuc | 0 | 0 | 0 | 0 | 0 | 0
PS | 0 | 0 | 0 | 0 | 0 | 0
PV | 0 | 0 | 0 | 0 | 0 | 0
PeakG | 0 | 0 | 0 | 0 | 0 | 0
PeakO | 0 | 0 | 0 | 0 | 0 | 0
ST | 0 | 0 | 0 | 0 | 0 | 0
STOG | 0 | 0 | 0 | 0 | 0 | 0
STWD | 0 | 0 | 0 | 0 | 0 | 0
WT | 0 | 0 | 0 | 0 | 0 | 0
IGCC | 0 | 0 | 0 | 0 | 0 | 0
DemandResponse | 0 | 0 | 0 | 0 | 0 | 0
IGCC-CCS | 0 | 0 | 0 | 0 | 0 | 0
WT_off | 0 | 0 | 0 | 0 | 0 | 0
PseudoUnit | 0 | 0 | 0 | 0 | 0 | 0
FixedInterchange | 0 | 0 | 0 | 0 | 0 | 0
Retrofit VOM Costs by Reporting Type: IESO
ReportingType | 2015 | 2020 | 2025 | 2030 | 2035 | 2040
BM | 0 | 0 | 0 | 0 | 0 | 0
CC | 0 | 0 | 0 | 0 | 0 | 0
CSP | 0 | 0 | 0 | 0 | 0 | 0
CT | 0 | 0 | 0 | 0 | 0 | 0
Coal | 0 | 0 | 0 | 0 | 0 | 0
Geo | 0 | 0 | 0 | 0 | 0 | 0
H | 0 | 0 | 0 | 0 | 0 | 0
LFG | 0 | 0 | 0 | 0 | 0 | 0
Nuc | 0 | 0 | 0 | 0 | 0 | 0
PS | 0 | 0 | 0 | 0 | 0 | 0
PV | 0 | 0 | 0 | 0 | 0 | 0
PeakG | 0 | 0 | 0 | 0 | 0 | 0
PeakO | 0 | 0 | 0 | 0 | 0 | 0
ST | 0 | 0 | 0 | 0 | 0 | 0
STOG | 0 | 0 | 0 | 0 | 0 | 0
STWD | 0 | 0 | 0 | 0 | 0 | 0
WT | 0 | 0 | 0 | 0 | 0 | 0
IGCC | 0 | 0 | 0 | 0 | 0 | 0
DemandResponse | 0 | 0 | 0 | 0 | 0 | 0
IGCC-CCS | 0 | 0 | 0 | 0 | 0 | 0
WT_off | 0 | 0 | 0 | 0 | 0 | 0
PseudoUnit | 0 | 0 | 0 | 0 | 0 | 0
FixedInterchange | 0 | 0 | 0 | 0 | 0 | 0
Retrofit VOM Costs by Reporting Type: MAPP_CA
ReportingType | 2015 | 2020 | 2025 | 2030 | 2035 | 2040
BM | 0 | 0 | 0 | 0 | 0 | 0
CC | 0 | 0 | 0 | 0 | 0 | 0
CSP | 0 | 0 | 0 | 0 | 0 | 0
CT | 0 | 0 | 0 | 0 | 0 | 0
Coal | 0 | 0 | 0 | 0 | 0 | 0
Geo | 0 | 0 | 0 | 0 | 0 | 0
H | 0 | 0 | 0 | 0 | 0 | 0
LFG | 0 | 0 | 0 | 0 | 0 | 0
Nuc | 0 | 0 | 0 | 0 | 0 | 0
PS | 0 | 0 | 0 | 0 | 0 | 0
PV | 0 | 0 | 0 | 0 | 0 | 0
PeakG | 0 | 0 | 0 | 0 | 0 | 0
PeakO | 0 | 0 | 0 | 0 | 0 | 0
ST | 0 | 0 | 0 | 0 | 0 | 0
STOG | 0 | 0 | 0 | 0 | 0 | 0
STWD | 0 | 0 | 0 | 0 | 0 | 0
WT | 0 | 0 | 0 | 0 | 0 | 0
IGCC | 0 | 0 | 0 | 0 | 0 | 0
DemandResponse | 0 | 0 | 0 | 0 | 0 | 0
IGCC-CCS | 0 | 0 | 0 | 0 | 0 | 0
WT_off | 0 | 0 | 0 | 0 | 0 | 0
PseudoUnit | 0 | 0 | 0 | 0 | 0 | 0
FixedInterchange | 0 | 0 | 0 | 0 | 0 | 0
Retrofit VOM Costs by Reporting Type: AZ_NM_SNV_Coal
ReportingType | 2015 | 2020 | 2025 | 2030 | 2035 | 2040
BM | 0 | 0 | 0 | 0 | 0 | 0
CC | 0 | 0 | 0 | 0 | 0 | 0
CSP | 0 | 0 | 0 | 0 | 0 | 0
CT | 0 | 0 | 0 | 0 | 0 | 0
Coal | 358.05 | 404.7 | 404.7 | 404.7 | 396.45 | 379.06
Geo | 0 | 0 | 0 | 0 | 0 | 0
H | 0 | 0 | 0 | 0 | 0 | 0
LFG | 0 | 0 | 0 | 0 | 0 | 0
Nuc | 0 | 0 | 0 | 0 | 0 | 0
PS | 0 | 0 | 0 | 0 | 0 | 0
PV | 0 | 0 | 0 | 0 | 0 | 0
PeakG | 0 | 0 | 0 | 0 | 0 | 0
PeakO | 0 | 0 | 0 | 0 | 0 | 0
ST | 0 | 0 | 0 | 0 | 0 | 0
STOG | 0 | 0 | 0 | 0 | 0 | 0
STWD | 0 | 0 | 0 | 0 | 0 | 0
WT | 0 | 0 | 0 | 0 | 0 | 0
IGCC | 0 | 0 | 0 | 0 | 0 | 0
DemandResponse | 0 | 0 | 0 | 0 | 0 | 0
IGCC-CCS | 0 | 0 | 0 | 0 | 0 | 0
WT_off | 0 | 0 | 0 | 0 | 0 | 0
PseudoUnit | 0 | 0 | 0 | 0 | 0 | 0
FixedInterchange | 0 | 0 | 0 | 0 | 0 | 0
Retrofit VOM Costs by Reporting Type: AZ_NM_SNV_Gas
ReportingType | 2015 | 2020 | 2025 | 2030 | 2035 | 2040
BM | 0 | 0 | 0 | 0 | 0 | 0
CC | 0 | 0 | 0 | 0 | 0 | 0
CSP | 0 | 0 | 0 | 0 | 0 | 0
CT | 0 | 0 | 0 | 0 | 0 | 0
Coal | 0 | 0 | 0 | 0 | 0 | 0
Geo | 0 | 0 | 0 | 0 | 0 | 0
H | 0 | 0 | 0 | 0 | 0 | 0
LFG | 0 | 0 | 0 | 0 | 0 | 0
Nuc | 0 | 0 | 0 | 0 | 0 | 0
PS | 0 | 0 | 0 | 0 | 0 | 0
PV | 0 | 0 | 0 | 0 | 0 | 0
PeakG | 0 | 0 | 0 | 0 | 0 | 0
PeakO | 0 | 0 | 0 | 0 | 0 | 0
ST | 0 | 0 | 0 | 0 | 0 | 0
STOG | 0 | 0 | 0 | 0 | 0 | 0
STWD | 0 | 0 | 0 | 0 | 0 | 0
WT | 0 | 0 | 0 | 0 | 0 | 0
IGCC | 0 | 0 | 0 | 0 | 0 | 0
DemandResponse | 0 | 0 | 0 | 0 | 0 | 0
IGCC-CCS | 0 | 0 | 0 | 0 | 0 | 0
WT_off | 0 | 0 | 0 | 0 | 0 | 0
PseudoUnit | 0 | 0 | 0 | 0 | 0 | 0
FixedInterchange | 0 | 0 | 0 | 0 | 0 | 0
Retrofit VOM Costs by Reporting Type: AZ_NM_SNV_NucRenew
ReportingType | 2015 | 2020 | 2025 | 2030 | 2035 | 2040
BM | 0 | 0 | 0 | 0 | 0 | 0
CC | 0 | 0 | 0 | 0 | 0 | 0
CSP | 0 | 0 | 0 | 0 | 0 | 0
CT | 0 | 0 | 0 | 0 | 0 | 0
Coal | 0 | 0 | 0 | 0 | 0 | 0
Geo | 0 | 0 | 0 | 0 | 0 | 0
H | 0 | 0 | 0 | 0 | 0 | 0
LFG | 0 | 0 | 0 | 0 | 0 | 0
Nuc | 0 | 0 | 0 | 0 | 0 | 0
PS | 0 | 0 | 0 | 0 | 0 | 0
PV | 0 | 0 | 0 | 0 | 0 | 0
PeakG | 0 | 0 | 0 | 0 | 0 | 0
PeakO | 0 | 0 | 0 | 0 | 0 | 0
ST | 0 | 0 | 0 | 0 | 0 | 0
STOG | 0 | 0 | 0 | 0 | 0 | 0
STWD | 0 | 0 | 0 | 0 | 0 | 0
WT | 0 | 0 | 0 | 0 | 0 | 0
IGCC | 0 | 0 | 0 | 0 | 0 | 0
DemandResponse | 0 | 0 | 0 | 0 | 0 | 0
IGCC-CCS | 0 | 0 | 0 | 0 | 0 | 0
WT_off | 0 | 0 | 0 | 0 | 0 | 0
PseudoUnit | 0 | 0 | 0 | 0 | 0 | 0
FixedInterchange | 0 | 0 | 0 | 0 | 0 | 0
Retrofit VOM Costs by Reporting Type: ERCOT
ReportingType | 2015 | 2020 | 2025 | 2030 | 2035 | 2040
BM | 0 | 0 | 0 | 0 | 0 | 0
CC | 0 | 0 | 0 | 0 | 0 | 0
CSP | 0 | 0 | 0 | 0 | 0 | 0
CT | 0 | 0 | 0 | 0 | 0 | 0
Coal | 436.46 | 684.65 | 675.2 | 635.03 | 617.44 | 578.2
Geo | 0 | 0 | 0 | 0 | 0 | 0
H | 0 | 0 | 0 | 0 | 0 | 0
LFG | 0 | 0 | 0 | 0 | 0 | 0
Nuc | 0 | 0 | 0 | 0 | 0 | 0
PS | 0 | 0 | 0 | 0 | 0 | 0
PV | 0 | 0 | 0 | 0 | 0 | 0
PeakG | 0 | 0 | 0 | 0 | 0 | 0
PeakO | 0 | 0 | 0 | 0 | 0 | 0
ST | 0 | 0 | 0 | 0 | 0 | 0
STOG | 0 | 0 | 0 | 0 | 0 | 0
STWD | 0 | 0 | 0 | 0 | 0 | 0
WT | 0 | 0 | 0 | 0 | 0 | 0
IGCC | 0 | 0 | 0 | 0 | 0 | 0
DemandResponse | 0 | 0 | 0 | 0 | 0 | 0
IGCC-CCS | 0 | 0 | 0 | 0 | 0 | 0
WT_off | 0 | 0 | 0 | 0 | 0 | 0
PseudoUnit | 0 | 0 | 0 | 0 | 0 | 0
FixedInterchange | 0 | 0 | 0 | 0 | 0 | 0
Retrofit VOM Costs by Reporting Type: NP15
ReportingType | 2015 | 2020 | 2025 | 2030 | 2035 | 2040
BM | 0 | 0 | 0 | 0 | 0 | 0
CC | 0 | 0 | 0 | 0 | 0 | 0
CSP | 0 | 0 | 0 | 0 | 0 | 0
CT | 0 | 0 | 0 | 0 | 0 | 0
Coal | 1.46 | 1.59 | 1.59 | 1.59 | 1.59 | 0
Geo | 0 | 0 | 0 | 0 | 0 | 0
H | 0 | 0 | 0 | 0 | 0 | 0
LFG | 0 | 0 | 0 | 0 | 0 | 0
Nuc | 0 | 0 | 0 | 0 | 0 | 0
PS | 0 | 0 | 0 | 0 | 0 | 0
PV | 0 | 0 | 0 | 0 | 0 | 0
PeakG | 0 | 0 | 0 | 0 | 0 | 0
PeakO | 0 | 0 | 0 | 0 | 0 | 0
ST | 0 | 0 | 0 | 0 | 0 | 0
STOG | 0 | 0 | 0 | 0 | 0 | 0
STWD | 0 | 0 | 0 | 0 | 0 | 0
WT | 0 | 0 | 0 | 0 | 0 | 0
IGCC | 0 | 0 | 0 | 0 | 0 | 0
DemandResponse | 0 | 0 | 0 | 0 | 0 | 0
IGCC-CCS | 0 | 0 | 0 | 0 | 0 | 0
WT_off | 0 | 0 | 0 | 0 | 0 | 0
PseudoUnit | 0 | 0 | 0 | 0 | 0 | 0
FixedInterchange | 0 | 0 | 0 | 0 | 0 | 0
Retrofit VOM Costs by Reporting Type: NWPP_Coal
ReportingType | 2015 | 2020 | 2025 | 2030 | 2035 | 2040
BM | 0 | 0 | 0 | 0 | 0 | 0
CC | 0 | 0 | 0 | 0 | 0 | 0
CSP | 0 | 0 | 0 | 0 | 0 | 0
CT | 0 | 0 | 0 | 0 | 0 | 0
Coal | 545.97 | 703.39 | 703.39 | 703.39 | 703.39 | 703.39
Geo | 0 | 0 | 0 | 0 | 0 | 0
H | 0 | 0 | 0 | 0 | 0 | 0
LFG | 0 | 0 | 0 | 0 | 0 | 0
Nuc | 0 | 0 | 0 | 0 | 0 | 0
PS | 0 | 0 | 0 | 0 | 0 | 0
PV | 0 | 0 | 0 | 0 | 0 | 0
PeakG | 0 | 0 | 0 | 0 | 0 | 0
PeakO | 0 | 0 | 0 | 0 | 0 | 0
ST | 0 | 0 | 0 | 0 | 0 | 0
STOG | 0 | 0 | 0 | 0 | 0 | 0
STWD | 0 | 0 | 0 | 0 | 0 | 0
WT | 0 | 0 | 0 | 0 | 0 | 0
IGCC | 0 | 0 | 0 | 0 | 0 | 0
DemandResponse | 0 | 0 | 0 | 0 | 0 | 0
IGCC-CCS | 0 | 0 | 0 | 0 | 0 | 0
WT_off | 0 | 0 | 0 | 0 | 0 | 0
PseudoUnit | 0 | 0 | 0 | 0 | 0 | 0
FixedInterchange | 0 | 0 | 0 | 0 | 0 | 0
Retrofit VOM Costs by Reporting Type: NWPP_Gas
ReportingType | 2015 | 2020 | 2025 | 2030 | 2035 | 2040
BM | 0 | 0 | 0 | 0 | 0 | 0
CC | 0 | 0 | 0 | 0 | 0 | 0
CSP | 0 | 0 | 0 | 0 | 0 | 0
CT | 0 | 0 | 0 | 0 | 0 | 0
Coal | 0 | 0 | 0 | 0 | 0 | 0
Geo | 0 | 0 | 0 | 0 | 0 | 0
H | 0 | 0 | 0 | 0 | 0 | 0
LFG | 0 | 0 | 0 | 0 | 0 | 0
Nuc | 0 | 0 | 0 | 0 | 0 | 0
PS | 0 | 0 | 0 | 0 | 0 | 0
PV | 0 | 0 | 0 | 0 | 0 | 0
PeakG | 0 | 0 | 0 | 0 | 0 | 0
PeakO | 0 | 0 | 0 | 0 | 0 | 0
ST | 0 | 0 | 0 | 0 | 0 | 0
STOG | 0 | 0 | 0 | 0 | 0 | 0
STWD | 0 | 0 | 0 | 0 | 0 | 0
WT | 0 | 0 | 0 | 0 | 0 | 0
IGCC | 0 | 0 | 0 | 0 | 0 | 0
DemandResponse | 0 | 0 | 0 | 0 | 0 | 0
IGCC-CCS | 0 | 0 | 0 | 0 | 0 | 0
WT_off | 0 | 0 | 0 | 0 | 0 | 0
PseudoUnit | 0 | 0 | 0 | 0 | 0 | 0
FixedInterchange | 0 | 0 | 0 | 0 | 0 | 0
Retrofit VOM Costs by Reporting Type: NWPP_NucRenew
ReportingType | 2015 | 2020 | 2025 | 2030 | 2035 | 2040
BM | 0 | 0 | 0 | 0 | 0 | 0
CC | 0 | 0 | 0 | 0 | 0 | 0
CSP | 0 | 0 | 0 | 0 | 0 | 0
CT | 0 | 0 | 0 | 0 | 0 | 0
Coal | 0 | 0 | 0 | 0 | 0 | 0
Geo | 0 | 0 | 0 | 0 | 0 | 0
H | 0 | 0 | 0 | 0 | 0 | 0
LFG | 0 | 0 | 0 | 0 | 0 | 0
Nuc | 0 | 0 | 0 | 0 | 0 | 0
PS | 0 | 0 | 0 | 0 | 0 | 0
PV | 0 | 0 | 0 | 0 | 0 | 0
PeakG | 0 | 0 | 0 | 0 | 0 | 0
PeakO | 0 | 0 | 0 | 0 | 0 | 0
ST | 0 | 0 | 0 | 0 | 0 | 0
STOG | 0 | 0 | 0 | 0 | 0 | 0
STWD | 0 | 0 | 0 | 0 | 0 | 0
WT | 0 | 0 | 0 | 0 | 0 | 0
IGCC | 0 | 0 | 0 | 0 | 0 | 0
DemandResponse | 0 | 0 | 0 | 0 | 0 | 0
IGCC-CCS | 0 | 0 | 0 | 0 | 0 | 0
WT_off | 0 | 0 | 0 | 0 | 0 | 0
PseudoUnit | 0 | 0 | 0 | 0 | 0 | 0
FixedInterchange | 0 | 0 | 0 | 0 | 0 | 0
Retrofit VOM Costs by Reporting Type: RMPA
ReportingType | 2015 | 2020 | 2025 | 2030 | 2035 | 2040
BM | 0 | 0 | 0 | 0 | 0 | 0
CC | 0 | 0 | 0 | 0 | 0 | 0
CSP | 0 | 0 | 0 | 0 | 0 | 0
CT | 0 | 0 | 0 | 0 | 0 | 0
Coal | 259.51 | 340.11 | 318.85 | 317.15 | 315 | 306.67
Geo | 0 | 0 | 0 | 0 | 0 | 0
H | 0 | 0 | 0 | 0 | 0 | 0
LFG | 0 | 0 | 0 | 0 | 0 | 0
Nuc | 0 | 0 | 0 | 0 | 0 | 0
PS | 0 | 0 | 0 | 0 | 0 | 0
PV | 0 | 0 | 0 | 0 | 0 | 0
PeakG | 0 | 0 | 0 | 0 | 0 | 0
PeakO | 0 | 0 | 0 | 0 | 0 | 0
ST | 0 | 0 | 0 | 0 | 0 | 0
STOG | 0 | 0 | 0 | 0 | 0 | 0
STWD | 0 | 0 | 0 | 0 | 0 | 0
WT | 0 | 0 | 0 | 0 | 0 | 0
IGCC | 0 | 0 | 0 | 0 | 0 | 0
DemandResponse | 0 | 0 | 0 | 0 | 0 | 0
IGCC-CCS | 0 | 0 | 0 | 0 | 0 | 0
WT_off | 0 | 0 | 0 | 0 | 0 | 0
PseudoUnit | 0 | 0 | 0 | 0 | 0 | 0
FixedInterchange | 0 | 0 | 0 | 0 | 0 | 0
Retrofit VOM Costs by Reporting Type: SP15
ReportingType | 2015 | 2020 | 2025 | 2030 | 2035 | 2040
BM | 0 | 0 | 0 | 0 | 0 | 0
CC | 0 | 0 | 0 | 0 | 0 | 0
CSP | 0 | 0 | 0 | 0 | 0 | 0
CT | 0 | 0 | 0 | 0 | 0 | 0
Coal | 5.19 | 5.66 | 5.66 | 5.66 | 5.66 | 1.34
Geo | 0 | 0 | 0 | 0 | 0 | 0
H | 0 | 0 | 0 | 0 | 0 | 0
LFG | 0 | 0 | 0 | 0 | 0 | 0
Nuc | 0 | 0 | 0 | 0 | 0 | 0
PS | 0 | 0 | 0 | 0 | 0 | 0
PV | 0 | 0 | 0 | 0 | 0 | 0
PeakG | 0 | 0 | 0 | 0 | 0 | 0
PeakO | 0 | 0 | 0 | 0 | 0 | 0
ST | 0 | 0 | 0 | 0 | 0 | 0
STOG | 0 | 0 | 0 | 0 | 0 | 0
STWD | 0 | 0 | 0 | 0 | 0 | 0
WT | 0 | 0 | 0 | 0 | 0 | 0
IGCC | 0 | 0 | 0 | 0 | 0 | 0
DemandResponse | 0 | 0 | 0 | 0 | 0 | 0
IGCC-CCS | 0 | 0 | 0 | 0 | 0 | 0
WT_off | 0 | 0 | 0 | 0 | 0 | 0
PseudoUnit | 0 | 0 | 0 | 0 | 0 | 0
FixedInterchange | 0 | 0 | 0 | 0 | 0 | 0
Retrofit VOM Costs by Reporting Type: ALB
ReportingType | 2015 | 2020 | 2025 | 2030 | 2035 | 2040
BM | 0 | 0 | 0 | 0 | 0 | 0
CC | 0 | 0 | 0 | 0 | 0 | 0
CSP | 0 | 0 | 0 | 0 | 0 | 0
CT | 0 | 0 | 0 | 0 | 0 | 0
Coal | 21.2 | 21.2 | 21.2 | 21.2 | 21.2 | 21.2
Geo | 0 | 0 | 0 | 0 | 0 | 0
H | 0 | 0 | 0 | 0 | 0 | 0
LFG | 0 | 0 | 0 | 0 | 0 | 0
Nuc | 0 | 0 | 0 | 0 | 0 | 0
PS | 0 | 0 | 0 | 0 | 0 | 0
PV | 0 | 0 | 0 | 0 | 0 | 0
PeakG | 0 | 0 | 0 | 0 | 0 | 0
PeakO | 0 | 0 | 0 | 0 | 0 | 0
ST | 0 | 0 | 0 | 0 | 0 | 0
STOG | 0 | 0 | 0 | 0 | 0 | 0
STWD | 0 | 0 | 0 | 0 | 0 | 0
WT | 0 | 0 | 0 | 0 | 0 | 0
IGCC | 0 | 0 | 0 | 0 | 0 | 0
DemandResponse | 0 | 0 | 0 | 0 | 0 | 0
IGCC-CCS | 0 | 0 | 0 | 0 | 0 | 0
WT_off | 0 | 0 | 0 | 0 | 0 | 0
PseudoUnit | 0 | 0 | 0 | 0 | 0 | 0
FixedInterchange | 0 | 0 | 0 | 0 | 0 | 0
Retrofit VOM Costs by Reporting Type: BC
ReportingType | 2015 | 2020 | 2025 | 2030 | 2035 | 2040
BM | 0 | 0 | 0 | 0 | 0 | 0
CC | 0 | 0 | 0 | 0 | 0 | 0
CSP | 0 | 0 | 0 | 0 | 0 | 0
CT | 0 | 0 | 0 | 0 | 0 | 0
Coal | 0 | 0 | 0 | 0 | 0 | 0
Geo | 0 | 0 | 0 | 0 | 0 | 0
H | 0 | 0 | 0 | 0 | 0 | 0
LFG | 0 | 0 | 0 | 0 | 0 | 0
Nuc | 0 | 0 | 0 | 0 | 0 | 0
PS | 0 | 0 | 0 | 0 | 0 | 0
PV | 0 | 0 | 0 | 0 | 0 | 0
PeakG | 0 | 0 | 0 | 0 | 0 | 0
PeakO | 0 | 0 | 0 | 0 | 0 | 0
ST | 0 | 0 | 0 | 0 | 0 | 0
STOG | 0 | 0 | 0 | 0 | 0 | 0
STWD | 0 | 0 | 0 | 0 | 0 | 0
WT | 0 | 0 | 0 | 0 | 0 | 0
IGCC | 0 | 0 | 0 | 0 | 0 | 0
DemandResponse | 0 | 0 | 0 | 0 | 0 | 0
IGCC-CCS | 0 | 0 | 0 | 0 | 0 | 0
WT_off | 0 | 0 | 0 | 0 | 0 | 0
PseudoUnit | 0 | 0 | 0 | 0 | 0 | 0
FixedInterchange | 0 | 0 | 0 | 0 | 0 | 0
Retrofit VOM Costs by Reporting Type: HQ_IESO
ReportingType | 2015 | 2020 | 2025 | 2030 | 2035 | 2040
BM | 0 | 0 | 0 | 0 | 0 | 0
CC | 0 | 0 | 0 | 0 | 0 | 0
CSP | 0 | 0 | 0 | 0 | 0 | 0
CT | 0 | 0 | 0 | 0 | 0 | 0
Coal | 0 | 0 | 0 | 0 | 0 | 0
Geo | 0 | 0 | 0 | 0 | 0 | 0
H | 0 | 0 | 0 | 0 | 0 | 0
LFG | 0 | 0 | 0 | 0 | 0 | 0
Nuc | 0 | 0 | 0 | 0 | 0 | 0
PS | 0 | 0 | 0 | 0 | 0 | 0
PV | 0 | 0 | 0 | 0 | 0 | 0
PeakG | 0 | 0 | 0 | 0 | 0 | 0
PeakO | 0 | 0 | 0 | 0 | 0 | 0
ST | 0 | 0 | 0 | 0 | 0 | 0
STOG | 0 | 0 | 0 | 0 | 0 | 0
STWD | 0 | 0 | 0 | 0 | 0 | 0
WT | 0 | 0 | 0 | 0 | 0 | 0
IGCC | 0 | 0 | 0 | 0 | 0 | 0
DemandResponse | 0 | 0 | 0 | 0 | 0 | 0
IGCC-CCS | 0 | 0 | 0 | 0 | 0 | 0
WT_off | 0 | 0 | 0 | 0 | 0 | 0
PseudoUnit | 0 | 0 | 0 | 0 | 0 | 0
FixedInterchange | 0 | 0 | 0 | 0 | 0 | 0
Retrofit VOM Costs by Reporting Type: HQ_NEISO
ReportingType | 2015 | 2020 | 2025 | 2030 | 2035 | 2040
BM | 0 | 0 | 0 | 0 | 0 | 0
CC | 0 | 0 | 0 | 0 | 0 | 0
CSP | 0 | 0 | 0 | 0 | 0 | 0
CT | 0 | 0 | 0 | 0 | 0 | 0
Coal | 0 | 0 | 0 | 0 | 0 | 0
Geo | 0 | 0 | 0 | 0 | 0 | 0
H | 0 | 0 | 0 | 0 | 0 | 0
LFG | 0 | 0 | 0 | 0 | 0 | 0
Nuc | 0 | 0 | 0 | 0 | 0 | 0
PS | 0 | 0 | 0 | 0 | 0 | 0
PV | 0 | 0 | 0 | 0 | 0 | 0
PeakG | 0 | 0 | 0 | 0 | 0 | 0
PeakO | 0 | 0 | 0 | 0 | 0 | 0
ST | 0 | 0 | 0 | 0 | 0 | 0
STOG | 0 | 0 | 0 | 0 | 0 | 0
STWD | 0 | 0 | 0 | 0 | 0 | 0
WT | 0 | 0 | 0 | 0 | 0 | 0
IGCC | 0 | 0 | 0 | 0 | 0 | 0
DemandResponse | 0 | 0 | 0 | 0 | 0 | 0
IGCC-CCS | 0 | 0 | 0 | 0 | 0 | 0
WT_off | 0 | 0 | 0 | 0 | 0 | 0
PseudoUnit | 0 | 0 | 0 | 0 | 0 | 0
FixedInterchange | 0 | 0 | 0 | 0 | 0 | 0
Retrofit VOM Costs by Reporting Type: HQ_NY
ReportingType | 2015 | 2020 | 2025 | 2030 | 2035 | 2040
BM | 0 | 0 | 0 | 0 | 0 | 0
CC | 0 | 0 | 0 | 0 | 0 | 0
CSP | 0 | 0 | 0 | 0 | 0 | 0
CT | 0 | 0 | 0 | 0 | 0 | 0
Coal | 0 | 0 | 0 | 0 | 0 | 0
Geo | 0 | 0 | 0 | 0 | 0 | 0
H | 0 | 0 | 0 | 0 | 0 | 0
LFG | 0 | 0 | 0 | 0 | 0 | 0
Nuc | 0 | 0 | 0 | 0 | 0 | 0
PS | 0 | 0 | 0 | 0 | 0 | 0
PV | 0 | 0 | 0 | 0 | 0 | 0
PeakG | 0 | 0 | 0 | 0 | 0 | 0
PeakO | 0 | 0 | 0 | 0 | 0 | 0
ST | 0 | 0 | 0 | 0 | 0 | 0
STOG | 0 | 0 | 0 | 0 | 0 | 0
STWD | 0 | 0 | 0 | 0 | 0 | 0
WT | 0 | 0 | 0 | 0 | 0 | 0
IGCC | 0 | 0 | 0 | 0 | 0 | 0
DemandResponse | 0 | 0 | 0 | 0 | 0 | 0
IGCC-CCS | 0 | 0 | 0 | 0 | 0 | 0
WT_off | 0 | 0 | 0 | 0 | 0 | 0
PseudoUnit | 0 | 0 | 0 | 0 | 0 | 0
FixedInterchange | 0 | 0 | 0 | 0 | 0 | 0
Retrofit VOM Costs by Reporting Type: MARITIMES
ReportingType | 2015 | 2020 | 2025 | 2030 | 2035 | 2040
BM | 0 | 0 | 0 | 0 | 0 | 0
CC | 0 | 0 | 0 | 0 | 0 | 0
CSP | 0 | 0 | 0 | 0 | 0 | 0
CT | 0 | 0 | 0 | 0 | 0 | 0
Coal | 0 | 0 | 0 | 0 | 0 | 0
Geo | 0 | 0 | 0 | 0 | 0 | 0
H | 0 | 0 | 0 | 0 | 0 | 0
LFG | 0 | 0 | 0 | 0 | 0 | 0
Nuc | 0 | 0 | 0 | 0 | 0 | 0
PS | 0 | 0 | 0 | 0 | 0 | 0
PV | 0 | 0 | 0 | 0 | 0 | 0
PeakG | 0 | 0 | 0 | 0 | 0 | 0
PeakO | 0 | 0 | 0 | 0 | 0 | 0
ST | 0 | 0 | 0 | 0 | 0 | 0
STOG | 0 | 0 | 0 | 0 | 0 | 0
STWD | 0 | 0 | 0 | 0 | 0 | 0
WT | 0 | 0 | 0 | 0 | 0 | 0
IGCC | 0 | 0 | 0 | 0 | 0 | 0
DemandResponse | 0 | 0 | 0 | 0 | 0 | 0
IGCC-CCS | 0 | 0 | 0 | 0 | 0 | 0
WT_off | 0 | 0 | 0 | 0 | 0 | 0
PseudoUnit | 0 | 0 | 0 | 0 | 0 | 0
FixedInterchange | 0 | 0 | 0 | 0 | 0 | 0
retrofit VOM Costs by Reporting Type: All
ReportingType | 2015 | 2020 | 2025 | 2030 | 2035 | 2040
BM | 0 | 0 | 0 | 0 | 0 | 0
CC | 0 | 0 | 0 | 0 | 0 | 0
CSP | 0 | 0 | 0 | 0 | 0 | 0
CT | 0 | 0 | 0 | 0 | 0 | 0
Coal | 6176.5 | 11065.1 | 10418.89 | 9485.17 | 10086 | 9829.68
Geo | 0 | 0 | 0 | 0 | 0 | 0
H | 0 | 0 | 0 | 0 | 0 | 0
LFG | 0 | 0 | 0 | 0 | 0 | 0
Nuc | 0 | 0 | 0 | 0 | 0 | 0
PS | 0 | 0 | 0 | 0 | 0 | 0
PV | 0 | 0 | 0 | 0 | 0 | 0
PeakG | 0 | 0 | 0 | 0 | 0 | 0
PeakO | 0 | 0 | 0 | 0 | 0 | 0
ST | 0 | 0 | 0 | 0 | 0 | 0
STOG | 0 | 0 | 0 | 0 | 0 | 0
STWD | 0 | 0 | 0 | 0 | 0 | 0
WT | 0 | 0 | 0 | 0 | 0 | 0
IGCC | 0 | 0 | 0 | 0 | 0 | 0
DemandResponse | 0 | 0 | 0 | 0 | 0 | 0
IGCC-CCS | 0 | 0 | 0 | 0 | 0 | 0
WT_off | 0 | 0 | 0 | 0 | 0 | 0
PseudoUnit | 0 | 0 | 0 | 0 | 0 | 0
FixedInterchange | 0 | 0 | 0 | 0 | 0 | 0
retrofit VOM Costs by Reporting Type: EI_US
ReportingType | 2015 | 2020 | 2025 | 2030 | 2035 | 2040
BM | 0 | 0 | 0 | 0 | 0 | 0
CC | 0 | 0 | 0 | 0 | 0 | 0
CSP | 0 | 0 | 0 | 0 | 0 | 0
CT | 0 | 0 | 0 | 0 | 0 | 0
Coal | 4548.67 | 8903.8 | 8288.29 | 7396.44 | 8025.26 | 7839.82
Geo | 0 | 0 | 0 | 0 | 0 | 0
H | 0 | 0 | 0 | 0 | 0 | 0
LFG | 0 | 0 | 0 | 0 | 0 | 0
Nuc | 0 | 0 | 0 | 0 | 0 | 0
PS | 0 | 0 | 0 | 0 | 0 | 0
PV | 0 | 0 | 0 | 0 | 0 | 0
PeakG | 0 | 0 | 0 | 0 | 0 | 0
PeakO | 0 | 0 | 0 | 0 | 0 | 0
ST | 0 | 0 | 0 | 0 | 0 | 0
STOG | 0 | 0 | 0 | 0 | 0 | 0
STWD | 0 | 0 | 0 | 0 | 0 | 0
WT | 0 | 0 | 0 | 0 | 0 | 0
IGCC | 0 | 0 | 0 | 0 | 0 | 0
DemandResponse | 0 | 0 | 0 | 0 | 0 | 0
IGCC-CCS | 0 | 0 | 0 | 0 | 0 | 0
WT_off | 0 | 0 | 0 | 0 | 0 | 0
PseudoUnit | 0 | 0 | 0 | 0 | 0 | 0
FixedInterchange | 0 | 0 | 0 | 0 | 0 | 0
retrofit VOM Costs by Reporting Type: EI_Canada
ReportingType | 2015 | 2020 | 2025 | 2030 | 2035 | 2040
BM | 0 | 0 | 0 | 0 | 0 | 0
CC | 0 | 0 | 0 | 0 | 0 | 0
CSP | 0 | 0 | 0 | 0 | 0 | 0
CT | 0 | 0 | 0 | 0 | 0 | 0
Coal | 0 | 0 | 0 | 0 | 0 | 0
Geo | 0 | 0 | 0 | 0 | 0 | 0
H | 0 | 0 | 0 | 0 | 0 | 0
LFG | 0 | 0 | 0 | 0 | 0 | 0
Nuc | 0 | 0 | 0 | 0 | 0 | 0
PS | 0 | 0 | 0 | 0 | 0 | 0
PV | 0 | 0 | 0 | 0 | 0 | 0
PeakG | 0 | 0 | 0 | 0 | 0 | 0
PeakO | 0 | 0 | 0 | 0 | 0 | 0
ST | 0 | 0 | 0 | 0 | 0 | 0
STOG | 0 | 0 | 0 | 0 | 0 | 0
STWD | 0 | 0 | 0 | 0 | 0 | 0
WT | 0 | 0 | 0 | 0 | 0 | 0
IGCC | 0 | 0 | 0 | 0 | 0 | 0
DemandResponse | 0 | 0 | 0 | 0 | 0 | 0
IGCC-CCS | 0 | 0 | 0 | 0 | 0 | 0
WT_off | 0 | 0 | 0 | 0 | 0 | 0
PseudoUnit | 0 | 0 | 0 | 0 | 0 | 0
FixedInterchange | 0 | 0 | 0 | 0 | 0 | 0
retrofit VOM Costs by Reporting Type: EI
ReportingType | 2015 | 2020 | 2025 | 2030 | 2035 | 2040
BM | 0 | 0 | 0 | 0 | 0 | 0
CC | 0 | 0 | 0 | 0 | 0 | 0
CSP | 0 | 0 | 0 | 0 | 0 | 0
CT | 0 | 0 | 0 | 0 | 0 | 0
Coal | 4548.67 | 8903.8 | 8288.29 | 7396.44 | 8025.26 | 7839.82
Geo | 0 | 0 | 0 | 0 | 0 | 0
H | 0 | 0 | 0 | 0 | 0 | 0
LFG | 0 | 0 | 0 | 0 | 0 | 0
Nuc | 0 | 0 | 0 | 0 | 0 | 0
PS | 0 | 0 | 0 | 0 | 0 | 0
PV | 0 | 0 | 0 | 0 | 0 | 0
PeakG | 0 | 0 | 0 | 0 | 0 | 0
PeakO | 0 | 0 | 0 | 0 | 0 | 0
ST | 0 | 0 | 0 | 0 | 0 | 0
STOG | 0 | 0 | 0 | 0 | 0 | 0
STWD | 0 | 0 | 0 | 0 | 0 | 0
WT | 0 | 0 | 0 | 0 | 0 | 0
IGCC | 0 | 0 | 0 | 0 | 0 | 0
DemandResponse | 0 | 0 | 0 | 0 | 0 | 0
IGCC-CCS | 0 | 0 | 0 | 0 | 0 | 0
WT_off | 0 | 0 | 0 | 0 | 0 | 0
PseudoUnit | 0 | 0 | 0 | 0 | 0 | 0
FixedInterchange | 0 | 0 | 0 | 0 | 0 | 0
retrofit VOM Costs by Reporting Type: Outside_EI
ReportingType | 2015 | 2020 | 2025 | 2030 | 2035 | 2040
BM | 0 | 0 | 0 | 0 | 0 | 0
CC | 0 | 0 | 0 | 0 | 0 | 0
CSP | 0 | 0 | 0 | 0 | 0 | 0
CT | 0 | 0 | 0 | 0 | 0 | 0
Coal | 1627.83 | 2161.3 | 2130.6 | 2088.72 | 2060.73 | 1989.86
Geo | 0 | 0 | 0 | 0 | 0 | 0
H | 0 | 0 | 0 | 0 | 0 | 0
LFG | 0 | 0 | 0 | 0 | 0 | 0
Nuc | 0 | 0 | 0 | 0 | 0 | 0
PS | 0 | 0 | 0 | 0 | 0 | 0
PV | 0 | 0 | 0 | 0 | 0 | 0
PeakG | 0 | 0 | 0 | 0 | 0 | 0
PeakO | 0 | 0 | 0 | 0 | 0 | 0
ST | 0 | 0 | 0 | 0 | 0 | 0
STOG | 0 | 0 | 0 | 0 | 0 | 0
STWD | 0 | 0 | 0 | 0 | 0 | 0
WT | 0 | 0 | 0 | 0 | 0 | 0
IGCC | 0 | 0 | 0 | 0 | 0 | 0
DemandResponse | 0 | 0 | 0 | 0 | 0 | 0
IGCC-CCS | 0 | 0 | 0 | 0 | 0 | 0
WT_off | 0 | 0 | 0 | 0 | 0 | 0
PseudoUnit | 0 | 0 | 0 | 0 | 0 | 0
FixedInterchange | 0 | 0 | 0 | 0 | 0 | 0
#10 | 0: Base FOM Costs ($million)
Base FOM Costs by Reporting Type: Entergy
ReportingType | 2015 | 2020 | 2025 | 2030 | 2035 | 2040
BM | 0 | 0 | 0 | 0 | 0 | 0
CC | 413.46 | 525.29 | 422.2 | 450.21 | 515.09 | 515.09
CSP | 0 | 0 | 0 | 0 | 0 | 0
CT | 0 | 0 | 0 | 1.59 | 2.67 | 13.55
Coal | 517.35 | 557.26 | 562.84 | 589.52 | 615.72 | 775.53
Geo | 0 | 0 | 0 | 0 | 0 | 0
H | 10.6 | 10.6 | 10.6 | 10.6 | 10.6 | 10.6
LFG | 0.97 | 0.97 | 0.97 | 13.89 | 13.89 | 13.89
Nuc | 789.41 | 804.93 | 789.41 | 789.41 | 666.82 | 1125.48
PS | 1.4 | 1.4 | 1.4 | 1.4 | 1.4 | 1.4
PV | 0 | 1.09 | 1.68 | 1.74 | 1.8 | 1.85
PeakG | 47.54 | 69.98 | 49.29 | 63.1 | 67 | 67
PeakO | 4.42 | 5.87 | 5.08 | 5.22 | 5.22 | 5.22
ST | 0 | 0 | 0 | 0 | 0 | 0
STOG | 173.66 | 205.49 | 176.15 | 176.15 | 176.15 | 176.15
STWD | 6.6 | 8.26 | 6.73 | 6.73 | 6.73 | 6.73
WT | 3.66 | 3.66 | 3.66 | 3.66 | 3.66 | 6.47
IGCC | 0 | 0 | 0 | 0 | 0 | 0
DemandResponse | 0 | 0 | 0 | 0 | 0 | 0
IGCC-CCS | 0 | 0 | 0 | 0 | 0 | 0
WT_off | 0 | 0 | 0 | 0 | 0 | 0
PseudoUnit | 0 | 0 | 0 | 0 | 0 | 0
FixedInterchange | 0 | 0 | 0 | 0 | 0 | 0
Base FOM Costs by Reporting Type: FRCC
ReportingType | 2015 | 2020 | 2025 | 2030 | 2035 | 2040
BM | 0 | 0 | 0 | 0 | 0 | 0
CC | 681.27 | 902.11 | 740.39 | 768.11 | 856.7 | 881.68
CSP | 0 | 0 | 0 | 0 | 0 | 0
CT | 16.6 | 16.6 | 16.6 | 16.6 | 0 | 0
Coal | 607.98 | 588.13 | 718.57 | 791.49 | 1168.82 | 1378.7
Geo | 0 | 0 | 0 | 0 | 0 | 0
H | 0.78 | 0.78 | 0.78 | 0.78 | 0.78 | 0.78
LFG | 58.63 | 58.63 | 82.46 | 82.46 | 82.46 | 82.46
Nuc | 601.49 | 635.55 | 601.49 | 601.49 | 946.02 | 369.98
PS | 0 | 0 | 0 | 0 | 0 | 0
PV | 0.75 | 0.75 | 0.75 | 0.75 | 0.75 | 0.75
PeakG | 149.81 | 217.71 | 155.12 | 202.68 | 202.68 | 202.68
PeakO | 64.61 | 83.43 | 68.43 | 68.43 | 68.43 | 68.43
ST | 0 | 0 | 0 | 0 | 0 | 0
STOG | 156.18 | 184.81 | 32.21 | 15.49 | 15.49 | 15.49
STWD | 6.25 | 7.82 | 6.37 | 6.37 | 6.37 | 6.37
WT | 0 | 0 | 0 | 0 | 0 | 0
IGCC | 0 | 0 | 0 | 0 | 0 | 0
DemandResponse | 0 | 0 | 0 | 0 | 0 | 0
IGCC-CCS | 0 | 0 | 0 | 0 | 0 | 0
WT_off | 0 | 0 | 0 | 0 | 0 | 0
PseudoUnit | 0 | 0 | 0 | 0 | 0 | 0
FixedInterchange | 0 | 0 | 0 | 0 | 0 | 0
Base FOM Costs by Reporting Type: MAPP_US
ReportingType | 2015 | 2020 | 2025 | 2030 | 2035 | 2040
BM | 0 | 0 | 0 | 0 | 0 | 0
CC | 0 | 0 | 0 | 0 | 0 | 0
CSP | 0 | 0 | 0 | 0 | 0 | 0
CT | 2.06 | 2.06 | 2.06 | 2.06 | 4.55 | 7.77
Coal | 228.9 | 222.73 | 221.05 | 233.4 | 264.85 | 311.69
Geo | 3.95 | 3.95 | 3.95 | 3.95 | 3.95 | 3.95
H | 31.14 | 31.14 | 31.14 | 31.14 | 31.14 | 31.14
LFG | 0.24 | 0.24 | 0.24 | 8.86 | 8.86 | 8.86
Nuc | 0.01 | 0.01 | 0.01 | 0.01 | 0.01 | 0.01
PS | 0 | 0 | 0 | 0 | 0 | 0
PV | 0 | 0 | 0 | 0 | 0 | 0
PeakG | 11.01 | 17.25 | 12.73 | 14.63 | 15.61 | 15.61
PeakO | 0 | 0 | 0 | 0 | 0 | 0
ST | 0 | 0 | 0 | 0 | 0 | 0
STOG | 0 | 0 | 0 | 0 | 0 | 0
STWD | 0 | 0 | 0 | 0 | 0 | 0
WT | 55.22 | 60.53 | 60.53 | 152.61 | 246.7 | 246.7
IGCC | 0 | 0 | 0 | 0 | 0 | 0
DemandResponse | 0 | 0 | 0 | 0 | 0 | 0
IGCC-CCS | 0 | 0 | 0 | 0 | 0 | 0
WT_off | 0 | 0 | 0 | 0 | 0 | 0
PseudoUnit | 0 | 0 | 0 | 0 | 0 | 0
FixedInterchange | 0 | 0 | 0 | 0 | 0 | 0
Base FOM Costs by Reporting Type: MISO_IN
ReportingType | 2015 | 2020 | 2025 | 2030 | 2035 | 2040
BM | 0 | 0 | 0 | 0 | 0 | 0
CC | 41.43 | 52.67 | 42.31 | 45.82 | 51.79 | 51.79
CSP | 0 | 0 | 0 | 0 | 0 | 0
CT | 0 | 0 | 0 | 0 | 0 | 0
Coal | 959.94 | 1081.26 | 1073.95 | 1203.14 | 1356.51 | 1506
Geo | 0 | 0 | 0 | 0 | 0 | 0
H | 1.07 | 1.07 | 1.07 | 1.07 | 1.07 | 1.07
LFG | 4.46 | 4.46 | 14.11 | 14.11 | 14.11 | 14.11
Nuc | 0.01 | 0.01 | 0.01 | 0.01 | 0.01 | 0.01
PS | 0 | 0 | 0 | 0 | 0 | 0
PV | 0 | 3.94 | 6.4 | 6.4 | 6.59 | 6.82
PeakG | 52.35 | 76.94 | 54.27 | 73.39 | 73.39 | 73.39
PeakO | 10.59 | 13.5 | 10.82 | 10.82 | 10.82 | 10.82
ST | 0 | 0 | 0 | 0 | 0 | 0
STOG | 12.26 | 14.51 | 12.44 | 12.44 | 12.44 | 12.44
STWD | 0 | 0 | 0 | 0 | 0 | 0
WT | 18.31 | 18.31 | 18.31 | 18.31 | 18.31 | 18.31
IGCC | 30.22 | 30.22 | 30.22 | 30.22 | 30.22 | 30.22
DemandResponse | 0 | 0 | 0 | 0 | 0 | 0
IGCC-CCS | 0 | 0 | 0 | 0 | 0 | 0
WT_off | 0 | 0 | 0 | 0 | 0 | 0
PseudoUnit | 0 | 0 | 0 | 0 | 0 | 0
FixedInterchange | 0 | 0 | 0 | 0 | 0 | 0
Base FOM Costs by Reporting Type: MISO_MI
ReportingType | 2015 | 2020 | 2025 | 2030 | 2035 | 2040
BM | 0 | 0 | 0 | 0 | 0 | 0
CC | 128.88 | 172.17 | 142.32 | 148.71 | 160.93 | 160.93
CSP | 0 | 0 | 0 | 0 | 0 | 0
CT | 0 | 0 | 0 | 0 | 0 | 0
Coal | 655.43 | 770.94 | 728.46 | 811.44 | 891.59 | 939.81
Geo | 0 | 0 | 0 | 0 | 0 | 0
H | 2.01 | 2.01 | 2.01 | 2.01 | 2.01 | 2.01
LFG | 19.67 | 22.31 | 38.95 | 38.95 | 38.95 | 38.95
Nuc | 275.03 | 275.03 | 275.03 | 275.03 | 161.75 | 417.74
PS | 44.44 | 44.44 | 44.44 | 44.44 | 44.44 | 44.44
PV | 0 | 0 | 0 | 0 | 0 | 0
PeakG | 61.2 | 89.88 | 71.67 | 85.63 | 85.63 | 85.63
PeakO | 15.67 | 19.97 | 16.01 | 16.01 | 16.01 | 16.01
ST | 0 | 0 | 0 | 0 | 0 | 0
STOG | 125.33 | 148.3 | 127.13 | 127.13 | 127.13 | 127.13
STWD | 5.22 | 6.54 | 5.33 | 5.33 | 5.33 | 5.33
WT | 61.65 | 73.64 | 73.64 | 76.91 | 78.5 | 83.12
IGCC | 0 | 0 | 0 | 0 | 0 | 0
DemandResponse | 0 | 0 | 0 | 0 | 0 | 0
IGCC-CCS | 0 | 0 | 0 | 0 | 0 | 0
WT_off | 0 | 0 | 0 | 0 | 0 | 0
PseudoUnit | 0 | 0 | 0 | 0 | 0 | 0
FixedInterchange | 0 | 0 | 0 | 0 | 0 | 0
Base FOM Costs by Reporting Type: MISO_MO-IL
ReportingType | 2015 | 2020 | 2025 | 2030 | 2035 | 2040
BM | 0 | 0 | 0 | 0 | 0 | 0
CC | 31.4 | 39.92 | 32.06 | 35.22 | 39.25 | 39.25
CSP | 0 | 0 | 0 | 0 | 0 | 0
CT | 0 | 0 | 0 | 0 | 0 | 0
Coal | 1046.98 | 1164.79 | 1103.33 | 1266.66 | 1438.29 | 1510.71
Geo | 0 | 0 | 0 | 0 | 0 | 0
H | 5.01 | 5.34 | 9 | 9 | 9 | 9
LFG | 2.17 | 2.17 | 6.68 | 29.04 | 29.04 | 29.04
Nuc | 308.98 | 325.11 | 325.11 | 325.11 | 325.11 | 325.11
PS | 10.45 | 10.45 | 10.45 | 10.45 | 10.45 | 10.45
PV | 0 | 0 | 0 | 0 | 0 | 0
PeakG | 77.83 | 114.84 | 80.73 | 103.92 | 110.46 | 110.46
PeakO | 21.48 | 28.65 | 22.96 | 22.96 | 22.96 | 22.96
ST | 0 | 0 | 0 | 0 | 0 | 0
STOG | 26.02 | 30.78 | 26.39 | 26.39 | 26.39 | 26.39
STWD | 0 | 0 | 0 | 0 | 0 | 0
WT | 21.36 | 21.36 | 21.36 | 107.18 | 107.18 | 143.85
IGCC | 0 | 0 | 0 | 0 | 0 | 0
DemandResponse | 0 | 0 | 0 | 0 | 0 | 0
IGCC-CCS | 0 | 0 | 0 | 0 | 0 | 0
WT_off | 0 | 0 | 0 | 0 | 0 | 0
PseudoUnit | 0 | 0 | 0 | 0 | 0 | 0
FixedInterchange | 0 | 0 | 0 | 0 | 0 | 0
Base FOM Costs by Reporting Type: MISO_W
ReportingType | 2015 | 2020 | 2025 | 2030 | 2035 | 2040
BM | 0 | 0 | 0 | 0 | 0 | 0
CC | 90.43 | 114.8 | 92.68 | 92.68 | 109.48 | 112.22
CSP | 0 | 0 | 0 | 0 | 0 | 0
CT | 0 | 0 | 0 | 0 | 0 | 0
Coal | 729.97 | 804.13 | 806.71 | 837.25 | 1012.83 | 1322.92
Geo | 0 | 0 | 0 | 0 | 0 | 0
H | 7.08 | 7.08 | 7.08 | 7.08 | 7.08 | 7.08
LFG | 24.73 | 24.73 | 33.36 | 33.36 | 33.36 | 33.36
Nuc | 343.79 | 343.79 | 343.79 | 602.57 | 0.04 | 0.04
PS | 0 | 0 | 0 | 0 | 0 | 0
PV | 0 | 0 | 0 | 0 | 0 | 0
PeakG | 87.12 | 123.54 | 89.97 | 105.17 | 108.71 | 108.71
PeakO | 56.38 | 79.08 | 64.57 | 64.57 | 64.57 | 64.57
ST | 0 | 0 | 0 | 0 | 0 | 0
STOG | 7.56 | 8.94 | 7.67 | 7.67 | 7.67 | 7.67
STWD | 10.03 | 12.55 | 10.23 | 10.23 | 10.23 | 10.23
WT | 268.82 | 304.86 | 416.6 | 693.1 | 693.1 | 693.1
IGCC | 0 | 0 | 0 | 0 | 0 | 0
DemandResponse | 0 | 0 | 0 | 0 | 0 | 0
IGCC-CCS | 0 | 0 | 0 | 0 | 0 | 0
WT_off | 0 | 0 | 0 | 0 | 0 | 0
PseudoUnit | 0 | 0 | 0 | 0 | 0 | 0
FixedInterchange | 0 | 0 | 0 | 0 | 0 | 0
Base FOM Costs by Reporting Type: MISO_WUMS
ReportingType | 2015 | 2020 | 2025 | 2030 | 2035 | 2040
BM | 0 | 0 | 0 | 0 | 0 | 0
CC | 80.83 | 102.77 | 82.55 | 82.55 | 97.24 | 101.05
CSP | 0 | 0 | 0 | 0 | 0 | 0
CT | 0 | 0 | 14.79 | 51.08 | 116.96 | 116.96
Coal | 393.51 | 444.28 | 456.67 | 477.7 | 513.23 | 578.2
Geo | 0 | 0 | 0 | 0 | 0 | 0
H | 4.79 | 4.8 | 4.8 | 4.8 | 4.8 | 4.8
LFG | 8.57 | 8.57 | 35.44 | 35.44 | 35.44 | 35.44
Nuc | 264.54 | 287.77 | 264.54 | 570.75 | 0.04 | 0.04
PS | 0 | 0 | 0 | 0 | 0 | 0
PV | 0 | 0 | 0 | 0 | 0 | 0
PeakG | 55.64 | 81.65 | 65.08 | 77.65 | 77.65 | 77.65
PeakO | 13.52 | 17.78 | 14.69 | 14.69 | 14.69 | 14.69
ST | 0 | 0 | 0 | 0 | 0 | 0
STOG | 13.21 | 15.63 | 13.39 | 13.39 | 13.39 | 13.39
STWD | 3.37 | 4.21 | 3.43 | 3.43 | 3.43 | 3.43
WT | 46.36 | 46.36 | 46.36 | 46.36 | 47.23 | 47.23
IGCC | 0 | 0 | 0 | 0 | 0 | 0
DemandResponse | 0 | 0 | 0 | 0 | 0 | 0
IGCC-CCS | 0 | 0 | 0 | 0 | 0 | 0
WT_off | 0 | 0 | 0 | 0 | 0 | 0
PseudoUnit | 0 | 0 | 0 | 0 | 0 | 0
FixedInterchange | 0 | 0 | 0 | 0 | 0 | 0
Base FOM Costs by Reporting Type: Nebraska
ReportingType | 2015 | 2020 | 2025 | 2030 | 2035 | 2040
BM | 0 | 0 | 0 | 0 | 0 | 0
CC | 10.62 | 13.51 | 10.85 | 10.85 | 12.75 | 13.28
CSP | 0 | 0 | 0 | 0 | 0 | 0
CT | 0 | 0 | 0 | 0 | 0 | 0
Coal | 257.61 | 296.53 | 206.5 | 185.65 | 196.26 | 269.92
Geo | 0 | 0 | 0 | 0 | 0 | 0
H | 2.38 | 2.38 | 2.38 | 2.38 | 2.38 | 2.38
LFG | 0.72 | 0.72 | 0.72 | 9.35 | 9.35 | 9.35
Nuc | 182.28 | 198.29 | 182.28 | 249.21 | 0.09 | 0.09
PS | 0 | 0 | 0 | 0 | 0 | 0
PV | 0 | 0 | 0 | 0 | 0 | 0
PeakG | 21.82 | 37.31 | 31.37 | 31.37 | 31.37 | 31.37
PeakO | 9.57 | 12.19 | 9.77 | 9.77 | 9.77 | 9.77
ST | 0 | 0 | 0 | 0 | 0 | 0
STOG | 0 | 0 | 0 | 0 | 0 | 0
STWD | 0 | 0 | 0 | 0 | 0 | 0
WT | 10.53 | 585.37 | 1104.89 | 1842.86 | 1859.46 | 1859.46
IGCC | 0 | 0 | 0 | 0 | 0 | 0
DemandResponse | 0 | 0 | 0 | 0 | 0 | 0
IGCC-CCS | 0 | 0 | 0 | 0 | 0 | 0
WT_off | 0 | 0 | 0 | 0 | 0 | 0
PseudoUnit | 0 | 0 | 0 | 0 | 0 | 0
FixedInterchange | 0 | 0 | 0 | 0 | 0 | 0
Base FOM Costs by Reporting Type: NEISO
ReportingType | 2015 | 2020 | 2025 | 2030 | 2035 | 2040
BM | 25.35 | 25.35 | 25.35 | 25.35 | 25.35 | 25.35
CC | 290.37 | 347.41 | 264.33 | 286.84 | 316.96 | 316.96
CSP | 0 | 0 | 0 | 0 | 0 | 0
CT | 2.24 | 2.24 | 2.24 | 2.17 | 2.17 | 2.17
Coal | 87.59 | 92.27 | 111.41 | 122.2 | 122.2 | 122.2
Geo | 0 | 0 | 0 | 0 | 0 | 0
H | 46.4 | 46.45 | 46.45 | 46.45 | 46.45 | 46.45
LFG | 70.11 | 70.11 | 78.5 | 78.5 | 78.5 | 78.5
Nuc | 676.28 | 735.67 | 676.28 | 676.28 | 488.61 | 932.14
PS | 39.74 | 39.74 | 39.74 | 39.74 | 39.74 | 39.74
PV | 0.03 | 5.43 | 5.45 | 5.45 | 5.45 | 5.46
PeakG | 19.94 | 29.61 | 20.7 | 22.52 | 28.85 | 28.85
PeakO | 9.65 | 12.29 | 9.85 | 9.85 | 9.85 | 9.85
ST | 0 | 0 | 0 | 0 | 0 | 0
STOG | 0 | 0 | 0 | 0 | 0 | 0
STWD | 19.55 | 24.46 | 19.93 | 19.93 | 19.93 | 19.93
WT | 13.44 | 54.57 | 111.87 | 155.17 | 155.17 | 155.17
IGCC | 0 | 0 | 0 | 0 | 0 | 0
DemandResponse | 0 | 0 | 0 | 0 | 0 | 0
IGCC-CCS | 0 | 0 | 0 | 0 | 0 | 0
WT_off | 24.96 | 24.96 | 24.96 | 24.96 | 24.96 | 24.96
PseudoUnit | 0 | 0 | 0 | 0 | 0 | 0
FixedInterchange | 0 | 0 | 0 | 0 | 0 | 0
Base FOM Costs by Reporting Type: NonRTO_Midwest
ReportingType | 2015 | 2020 | 2025 | 2030 | 2035 | 2040
BM | 0 | 0 | 0 | 0 | 0 | 0
CC | 0 | 0 | 0 | 0 | 0 | 2
CSP | 0 | 0 | 0 | 0 | 0 | 0
CT | 0 | 0 | 0 | 0 | 0 | 0.75
Coal | 698.06 | 759.31 | 754.25 | 798.45 | 877.03 | 964.53
Geo | 0 | 0 | 0 | 0 | 0 | 0
H | 2.04 | 2.04 | 12.66 | 12.66 | 12.66 | 12.66
LFG | 1.69 | 1.69 | 20.97 | 20.97 | 20.97 | 20.97
Nuc | 0.01 | 0.01 | 0.01 | 0.01 | 0.01 | 0.01
PS | 0 | 0 | 0 | 0 | 0 | 0
PV | 0 | 0 | 0 | 0 | 0 | 0
PeakG | 56.39 | 83.4 | 58.5 | 71.11 | 80.61 | 80.61
PeakO | 0.35 | 0.45 | 0.36 | 0.36 | 0.36 | 0.36
ST | 0 | 0 | 0 | 0 | 0 | 0
STOG | 0 | 0 | 0 | 0 | 0 | 0
STWD | 0 | 0 | 0 | 0 | 0 | 0
WT | 2.26 | 2.26 | 2.26 | 2.26 | 2.26 | 2.26
IGCC | 0 | 0 | 0 | 0 | 0 | 0
DemandResponse | 0 | 0 | 0 | 0 | 0 | 0
IGCC-CCS | 0 | 0 | 0 | 0 | 0 | 0
WT_off | 0 | 0 | 0 | 0 | 0 | 0
PseudoUnit | 0 | 0 | 0 | 0 | 0 | 0
FixedInterchange | 0 | 0 | 0 | 0 | 0 | 0
Base FOM Costs by Reporting Type: NYISO_A-F
ReportingType | 2015 | 2020 | 2025 | 2030 | 2035 | 2040
BM | 0 | 0 | 0 | 0 | 0 | 0
CC | 67.56 | 83.75 | 70.75 | 82.16 | 82.16 | 82.16
CSP | 0 | 0 | 0 | 0 | 0 | 0
CT | 0 | 0 | 0 | 0 | 0 | 0
Coal | 76.18 | 95.39 | 89.83 | 89.83 | 89.83 | 95.37
Geo | 0 | 0 | 0 | 0 | 0 | 0
H | 62.6 | 62.6 | 62.6 | 62.6 | 62.6 | 62.6
LFG | 20.8 | 20.8 | 20.8 | 28.97 | 28.97 | 28.97
Nuc | 489.92 | 509.2 | 489.92 | 399.48 | 552.03 | 578.17
PS | 33.52 | 33.52 | 33.52 | 33.52 | 33.52 | 33.52
PV | 0 | 0 | 0 | 0 | 0 | 0
PeakG | 3.78 | 5.56 | 5.31 | 5.31 | 5.31 | 5.31
PeakO | 1.14 | 1.46 | 1.17 | 1.17 | 1.17 | 1.17
ST | 0 | 0 | 0 | 0 | 0 | 0
STOG | 0 | 0 | 0 | 0 | 0 | 0
STWD | 2.76 | 3.45 | 2.81 | 2.81 | 2.81 | 2.81
WT | 113.42 | 127.96 | 127.96 | 133.35 | 133.35 | 325.99
IGCC | 0 | 0 | 0 | 0 | 0 | 0
DemandResponse | 0 | 0 | 0 | 0 | 0 | 0
IGCC-CCS | 0 | 0 | 0 | 0 | 0 | 0
WT_off | 0 | 0 | 0 | 0 | 0 | 0
PseudoUnit | 0 | 0 | 0 | 0 | 0 | 0
FixedInterchange | 0 | 0 | 0 | 0 | 0 | 0
Base FOM Costs by Reporting Type: NYISO_G-I
ReportingType | 2015 | 2020 | 2025 | 2030 | 2035 | 2040
BM | 0 | 0 | 0 | 0 | 0 | 0
CC | 34.33 | 43.65 | 35.09 | 35.19 | 69.63 | 100.82
CSP | 0 | 0 | 0 | 0 | 0 | 0
CT | 0 | 0 | 0 | 0 | 0 | 0
Coal | 27.66 | 35.6 | 38.8 | 43.27 | 43.27 | 43.27
Geo | 0 | 0 | 0 | 0 | 0 | 0
H | 0.46 | 0.46 | 0.46 | 0.46 | 0.46 | 0.46
LFG | 7.72 | 7.72 | 16.67 | 16.67 | 16.67 | 16.67
Nuc | 297.74 | 323.88 | 297.74 | 297.74 | 452.18 | 0.18
PS | 0 | 0 | 0 | 0 | 0 | 0
PV | 0 | 0 | 0 | 0 | 0 | 0
PeakG | 1.51 | 2.04 | 1.56 | 1.56 | 1.56 | 1.56
PeakO | 2.55 | 3.25 | 2.61 | 2.61 | 2.61 | 2.61
ST | 0 | 0 | 0 | 0 | 0 | 0
STOG | 0 | 0 | 0 | 0 | 0 | 0
STWD | 0 | 0 | 0 | 0 | 0 | 0
WT | 0 | 1.68 | 1.68 | 10.11 | 10.11 | 10.11
IGCC | 0 | 0 | 0 | 0 | 0 | 0
DemandResponse | 0 | 0 | 0 | 0 | 0 | 0
IGCC-CCS | 0 | 0 | 0 | 0 | 0 | 0
WT_off | 0 | 0 | 0 | 0 | 0 | 0
PseudoUnit | 0 | 0 | 0 | 0 | 0 | 0
FixedInterchange | 0 | 0 | 0 | 0 | 0 | 0
Base FOM Costs by Reporting Type: NYISO_J-K
ReportingType | 2015 | 2020 | 2025 | 2030 | 2035 | 2040
BM | 0 | 0 | 0 | 0 | 0 | 0
CC | 125.46 | 154.92 | 127.77 | 138.94 | 152.61 | 153.42
CSP | 0 | 0 | 0 | 0 | 0 | 0
CT | 0 | 0 | 0 | 2.78 | 11.62 | 13.43
Coal | 0 | 0 | 0 | 0 | 0 | 0
Geo | 0 | 0 | 0 | 0 | 0 | 0
H | 0 | 0 | 0 | 0 | 0 | 0
LFG | 14.96 | 14.96 | 23.9 | 23.9 | 23.9 | 23.9
Nuc | 0.01 | 0.01 | 0.01 | 0.01 | 0.01 | 0.01
PS | 0 | 0 | 0 | 0 | 0 | 0
PV | 0.53 | 0.53 | 0.53 | 0.53 | 0 | 0
PeakG | 54.7 | 77.08 | 56.45 | 62.35 | 66.78 | 66.78
PeakO | 61.69 | 79.16 | 63.78 | 65.02 | 65.02 | 65.02
ST | 0 | 0 | 0 | 0 | 0 | 0
STOG | 164.34 | 194.46 | 166.7 | 166.7 | 166.7 | 166.7
STWD | 0 | 0 | 0 | 0 | 0 | 0
WT | 0 | 0 | 0 | 0 | 0 | 0
IGCC | 0 | 0 | 0 | 0 | 0 | 0
DemandResponse | 0 | 0 | 0 | 0 | 0 | 0
IGCC-CCS | 0 | 0 | 0 | 0 | 0 | 0
WT_off | 0 | 0 | 0 | 0 | 0 | 0
PseudoUnit | 0 | 0 | 0 | 0 | 0 | 0
FixedInterchange | 0 | 0 | 0 | 0 | 0 | 0
Base FOM Costs by Reporting Type: PJM_E
ReportingType | 2015 | 2020 | 2025 | 2030 | 2035 | 2040
BM | 3.02 | 3.02 | 3.02 | 3.02 | 3.02 | 3.02
CC | 278.14 | 336.12 | 293.47 | 310.79 | 331.02 | 331.02
CSP | 0 | 0 | 0 | 0 | 0 | 0
CT | 0.18 | 0.18 | 0.18 | 0.18 | 16.17 | 32.22
Coal | 92.3 | 69.96 | 72.54 | 72.83 | 75.48 | 75.48
Geo | 0 | 0 | 0 | 0 | 0 | 0
H | 3.85 | 3.85 | 3.85 | 3.85 | 3.85 | 3.85
LFG | 56.83 | 72.83 | 72.83 | 72.83 | 72.83 | 72.83
Nuc | 1239 | 1184.31 | 1149.53 | 1149.53 | 825.73 | 1983.3
PS | 9.5 | 9.5 | 9.5 | 9.5 | 9.5 | 9.5
PV | 0.75 | 0.75 | 0.75 | 0.75 | 0.75 | 0.75
PeakG | 75.2 | 106.43 | 77.64 | 89.79 | 93.22 | 93.22
PeakO | 61.08 | 81.86 | 67.25 | 67.25 | 67.25 | 67.25
ST | 0 | 0 | 0 | 0 | 0 | 0
STOG | 0 | 0 | 0 | 0 | 0 | 0
STWD | 0 | 0 | 0 | 0 | 0 | 0
WT | 32.63 | 32.63 | 32.63 | 32.63 | 32.63 | 32.63
IGCC | 0 | 0 | 0 | 0 | 0 | 0
DemandResponse | 0 | 0 | 0 | 0 | 0 | 0
IGCC-CCS | 0 | 0 | 0 | 0 | 0 | 0
WT_off | 0 | 0 | 58.67 | 58.67 | 58.67 | 58.67
PseudoUnit | 0 | 0 | 0 | 0 | 0 | 0
FixedInterchange | 0 | 0 | 0 | 0 | 0 | 0
Base FOM Costs by Reporting Type: PJM_ROM
ReportingType | 2015 | 2020 | 2025 | 2030 | 2035 | 2040
BM | 1.81 | 1.81 | 1.81 | 1.81 | 1.81 | 1.81
CC | 142.43 | 174.53 | 145.82 | 151.1 | 172.02 | 195.54
CSP | 0 | 0 | 0 | 0 | 0 | 0
CT | 0.11 | 0.11 | 0.11 | 0.11 | 0.11 | 0.11
Coal | 813.5 | 858.25 | 911.62 | 1184.37 | 1250.84 | 1268.53
Geo | 0 | 0 | 0 | 0 | 0 | 0
H | 19.83 | 19.83 | 29.48 | 29.48 | 29.48 | 29.48
LFG | 43.05 | 74.95 | 74.95 | 74.95 | 74.95 | 74.95
Nuc | 733.21 | 756.8 | 733.21 | 733.21 | 657.66 | 1060.55
PS | 35.92 | 35.92 | 35.92 | 35.92 | 35.92 | 35.92
PV | 0.06 | 23.6 | 38.44 | 42.46 | 44.05 | 45.96
PeakG | 30.83 | 44.67 | 41.32 | 41.32 | 41.32 | 41.32
PeakO | 0 | 0 | 0 | 0 | 0 | 0
ST | 0 | 0 | 0 | 0 | 0 | 0
STOG | 0 | 0 | 0 | 0 | 0 | 0
STWD | 2.24 | 2.81 | 2.29 | 2.29 | 2.29 | 2.29
WT | 38.48 | 59.54 | 222.65 | 222.65 | 222.65 | 222.65
IGCC | 0 | 0 | 0 | 0 | 0 | 0
DemandResponse | 0 | 0 | 0 | 0 | 0 | 0
IGCC-CCS | 0 | 0 | 0 | 0 | 0 | 0
WT_off | 0 | 0 | 0 | 0 | 0 | 0
PseudoUnit | 0 | 0 | 0 | 0 | 0 | 0
FixedInterchange | 0 | 0 | 0 | 0 | 0 | 0
Base FOM Costs by Reporting Type: PJM_ROR
ReportingType | 2015 | 2020 | 2025 | 2030 | 2035 | 2040
BM | 38.69 | 38.69 | 38.69 | 38.69 | 38.69 | 19.4
CC | 357.07 | 446.97 | 374.27 | 400.44 | 437.03 | 437.03
CSP | 0 | 0 | 0 | 0 | 0 | 0
CT | 0.19 | 0.19 | 0.19 | 0.19 | 60.18 | 60.18
Coal | 4117.09 | 3656.22 | 3699.77 | 4258.19 | 4855.31 | 5394.01
Geo | 0 | 0 | 0 | 0 | 0 | 0
H | 26.17 | 33.33 | 33.33 | 33.33 | 33.33 | 33.33
LFG | 65.06 | 65.06 | 126.87 | 126.87 | 126.87 | 126.87
Nuc | 2917.4 | 3014.07 | 2917.4 | 2791.17 | 2168.76 | 4415.45
PS | 73.14 | 73.14 | 73.14 | 73.14 | 73.14 | 73.14
PV | 0.35 | 0.35 | 0.35 | 0.35 | 0.35 | 0.35
PeakG | 325.76 | 481.29 | 337.93 | 436.45 | 464.24 | 464.24
PeakO | 10.39 | 16.34 | 13.1 | 13.1 | 13.1 | 13.1
ST | 0 | 0 | 0 | 0 | 0 | 0
STOG | 0 | 0 | 0 | 0 | 0 | 0
STWD | 6.22 | 7.78 | 6.34 | 6.34 | 6.34 | 6.34
WT | 322.6 | 327.98 | 327.98 | 377.51 | 435.76 | 504.15
IGCC | 0 | 0 | 0 | 0 | 0 | 0
DemandResponse | 0 | 0 | 0 | 0 | 0 | 0
IGCC-CCS | 0 | 0 | 0 | 0 | 0 | 0
WT_off | 0 | 0 | 0 | 0 | 0 | 0
PseudoUnit | 0 | 0 | 0 | 0 | 0 | 0
FixedInterchange | 0 | 0 | 0 | 0 | 0 | 0
Base FOM Costs by Reporting Type: SOCO
ReportingType | 2015 | 2020 | 2025 | 2030 | 2035 | 2040
BM | 5.53 | 5.53 | 5.53 | 5.53 | 5.53 | 5.53
CC | 482.97 | 597.11 | 494.38 | 511.16 | 588.37 | 588.37
CSP | 0 | 0 | 0 | 0 | 0 | 0
CT | 0 | 0 | 0 | 0 | 0 | 0
Coal | 1462.59 | 1598.98 | 1659.36 | 1860.67 | 2137.42 | 2487.93
Geo | 0 | 0 | 0 | 0 | 0 | 0
H | 59.74 | 59.74 | 59.74 | 59.74 | 59.74 | 59.74
LFG | 4.46 | 4.46 | 17.39 | 17.39 | 17.39 | 17.39
Nuc | 850.41 | 1045.67 | 1045.67 | 1045.67 | 1045.67 | 1199.16
PS | 39.76 | 39.76 | 39.76 | 39.76 | 39.76 | 39.76
PV | 0 | 0 | 0 | 0 | 0 | 0
PeakG | 97.68 | 145.02 | 86.61 | 113.21 | 109.09 | 109.09
PeakO | 0 | 0 | 0 | 0 | 0 | 0
ST | 0 | 0 | 0 | 0 | 0 | 0
STOG | 0 | 0 | 0 | 0 | 0 | 0
STWD | 21.41 | 26.79 | 21.83 | 21.83 | 21.83 | 21.83
WT | 0 | 0 | 0 | 0 | 0 | 0
IGCC | 0 | 0 | 0 | 0 | 0 | 0
DemandResponse | 0 | 0 | 0 | 0 | 0 | 0
IGCC-CCS | 0 | 0 | 0 | 0 | 0 | 0
WT_off | 0 | 0 | 0 | 0 | 0 | 0
PseudoUnit | 0 | 0 | 0 | 0 | 0 | 0
FixedInterchange | 0 | 0 | 0 | 0 | 0 | 0
Base FOM Costs by Reporting Type: SPP_N
ReportingType | 2015 | 2020 | 2025 | 2030 | 2035 | 2040
BM | 0 | 0 | 0 | 0 | 0 | 0
CC | 41.13 | 52.29 | 42 | 46.53 | 51.42 | 51.42
CSP | 0 | 0 | 0 | 0 | 0 | 0
CT | 0 | 0 | 0 | 0 | 0 | 4.49
Coal | 578.25 | 584.85 | 476.16 | 485.75 | 539.48 | 660.57
Geo | 0 | 0 | 0 | 0 | 0 | 0
H | 0.3 | 0.3 | 0.3 | 0.3 | 0.3 | 0.3
LFG | 0.84 | 0.84 | 0.84 | 12.28 | 12.28 | 12.28
Nuc | 160.51 | 168.89 | 168.89 | 168.89 | 168.89 | 168.89
PS | 0 | 0 | 0 | 0 | 0 | 0
PV | 0 | 0 | 0 | 0 | 0 | 0
PeakG | 74.97 | 117.69 | 105.7 | 105.7 | 105.7 | 105.7
PeakO | 34.89 | 44.84 | 35.94 | 35.94 | 35.94 | 35.94
ST | 0 | 0 | 0 | 0 | 0 | 0
STOG | 51.52 | 60.97 | 0 | 0 | 0 | 0
STWD | 0 | 0 | 0 | 0 | 0 | 0
WT | 41.99 | 41.99 | 109.56 | 576.35 | 749.45 | 784.83
IGCC | 0 | 0 | 0 | 0 | 0 | 0
DemandResponse | 0 | 0 | 0 | 0 | 0 | 0
IGCC-CCS | 0 | 0 | 0 | 0 | 0 | 0
WT_off | 0 | 0 | 0 | 0 | 0 | 0
PseudoUnit | 0 | 0 | 0 | 0 | 0 | 0
FixedInterchange | 0 | 0 | 0 | 0 | 0 | 0
Base FOM Costs by Reporting Type: SPP_S
ReportingType | 2015 | 2020 | 2025 | 2030 | 2035 | 2040
BM | 0 | 0 | 0 | 0 | 0 | 0
CC | 327.42 | 415.34 | 336.76 | 365.29 | 401.35 | 404.99
CSP | 0 | 0 | 0 | 0 | 0 | 0
CT | 4.77 | 4.77 | 4.77 | 4.77 | 4.77 | 7.7
Coal | 889.04 | 871.15 | 682.58 | 684.44 | 728.04 | 882.74
Geo | 0 | 0 | 0 | 0 | 0 | 0
H | 30.03 | 30.03 | 30.03 | 30.03 | 30.03 | 30.03
LFG | 2.29 | 2.29 | 2.29 | 13.72 | 13.72 | 13.72
Nuc | 0.01 | 0.01 | 0.01 | 0.01 | 0.01 | 0.01
PS | 10.59 | 10.59 | 10.59 | 10.59 | 10.59 | 10.59
PV | 0 | 0 | 0 | 0 | 0 | 0
PeakG | 60.2 | 87.93 | 62.37 | 76.78 | 82.77 | 82.77
PeakO | 3.36 | 4.54 | 3.63 | 3.63 | 3.64 | 3.66
ST | 0 | 0 | 0 | 0 | 0 | 0
STOG | 363.47 | 430.09 | 275.48 | 275.48 | 275.48 | 275.48
STWD | 2.69 | 3.37 | 2.75 | 2.75 | 2.75 | 2.75
WT | 90.68 | 308.68 | 1207.72 | 1512.47 | 1528.67 | 1587.99
IGCC | 0 | 0 | 0 | 0 | 0 | 0
DemandResponse | 0 | 0 | 0 | 0 | 0 | 0
IGCC-CCS | 0 | 0 | 0 | 0 | 0 | 0
WT_off | 0 | 0 | 0 | 0 | 0 | 0
PseudoUnit | 0 | 0 | 0 | 0 | 0 | 0
FixedInterchange | 0 | 0 | 0 | 0 | 0 | 0
Base FOM Costs by Reporting Type: TVA
ReportingType | 2015 | 2020 | 2025 | 2030 | 2035 | 2040
BM | 0 | 0 | 0 | 0 | 0 | 0
CC | 152.84 | 188.78 | 155.65 | 161.51 | 185.96 | 185.96
CSP | 0 | 0 | 0 | 0 | 0 | 0
CT | 0 | 0 | 0 | 2.53 | 2.53 | 2.53
Coal | 1108.37 | 1270.02 | 1298.24 | 1480.42 | 1571.22 | 1598.09
Geo | 0 | 0 | 0 | 0 | 0 | 0
H | 72.8 | 72.8 | 73.19 | 73.19 | 73.19 | 73.19
LFG | 1.57 | 1.57 | 14.49 | 14.49 | 14.49 | 14.49
Nuc | 1153.81 | 1199.07 | 1153.81 | 1153.81 | 788.03 | 1385.25
PS | 41.38 | 41.38 | 41.38 | 41.38 | 41.38 | 41.38
PV | 0 | 0 | 0 | 0 | 0 | 0
PeakG | 99.24 | 153.37 | 140.99 | 140.99 | 140.99 | 140.99
PeakO | 1.87 | 2.54 | 1.92 | 2.49 | 2.49 | 2.49
ST | 0 | 0 | 0 | 0 | 0 | 0
STOG | 0 | 0 | 0 | 0 | 0 | 0
STWD | 0.16 | 0.2 | 0.16 | 0.16 | 0.16 | 0.16
WT | 0.99 | 0.99 | 0.99 | 0.99 | 0.99 | 0.99
IGCC | 0 | 0 | 0 | 0 | 0 | 0
DemandResponse | 0 | 0 | 0 | 0 | 0 | 0
IGCC-CCS | 0 | 0 | 0 | 0 | 0 | 0
WT_off | 0 | 0 | 0 | 0 | 0 | 0
PseudoUnit | 0 | 0 | 0 | 0 | 0 | 0
FixedInterchange | 0 | 0 | 0 | 0 | 0 | 0
Base FOM Costs by Reporting Type: TVA_Transmission
ReportingType | 2015 | 2020 | 2025 | 2030 | 2035 | 2040
BM | 0 | 0 | 0 | 0 | 0 | 0
CC | 0 | 0 | 0 | 0 | 0 | 0
CSP | 0 | 0 | 0 | 0 | 0 | 0
CT | 0 | 0 | 0 | 0 | 0 | 0
Coal | 0 | 0 | 0 | 0 | 0 | 0
Geo | 0 | 0 | 0 | 0 | 0 | 0
H | 0 | 0 | 0 | 0 | 0 | 0
LFG | 0 | 0 | 0 | 0 | 0 | 0
Nuc | 0 | 0 | 0 | 0 | 0 | 0
PS | 0 | 0 | 0 | 0 | 0 | 0
PV | 0 | 0 | 0 | 0 | 0 | 0
PeakG | 0 | 0 | 0 | 0 | 0 | 0
PeakO | 0 | 0 | 0 | 0 | 0 | 0
ST | 0 | 0 | 0 | 0 | 0 | 0
STOG | 0 | 0 | 0 | 0 | 0 | 0
STWD | 0 | 0 | 0 | 0 | 0 | 0
WT | 0 | 0 | 0 | 0 | 0 | 0
IGCC | 0 | 0 | 0 | 0 | 0 | 0
DemandResponse | 0 | 0 | 0 | 0 | 0 | 0
IGCC-CCS | 0 | 0 | 0 | 0 | 0 | 0
WT_off | 0 | 0 | 0 | 0 | 0 | 0
PseudoUnit | 0 | 0 | 0 | 0 | 0 | 0
FixedInterchange | 0 | 0 | 0 | 0 | 0 | 0
Base FOM Costs by Reporting Type: VACAR
ReportingType | 2015 | 2020 | 2025 | 2030 | 2035 | 2040
BM | 0.09 | 23.3 | 85.66 | 91.69 | 110.12 | 125.27
CC | 131.95 | 174.12 | 155.48 | 179.36 | 231.96 | 231.96
CSP | 0 | 0 | 0 | 0 | 0 | 0
CT | 26.82 | 26.82 | 26.82 | 26.82 | 26.82 | 26.82
Coal | 1258.66 | 1421.39 | 1459.02 | 1650.6 | 1958.14 | 2196.41
Geo | 0 | 0 | 0 | 0 | 0 | 0
H | 30.23 | 30.23 | 30.23 | 30.23 | 30.23 | 30.23
LFG | 7.64 | 20.52 | 20.52 | 20.52 | 20.52 | 20.52
Nuc | 1664.13 | 1955.26 | 1870.92 | 1870.92 | 1398.04 | 2995.54
PS | 62.1 | 62.1 | 62.1 | 62.1 | 62.1 | 62.1
PV | 0.23 | 2.55 | 2.66 | 2.72 | 2.91 | 3.07
PeakG | 142.93 | 209.84 | 148.17 | 188.38 | 199.72 | 199.72
PeakO | 36.13 | 46.34 | 37.33 | 38.01 | 38.01 | 38.01
ST | 0 | 0 | 0 | 0 | 0 | 0
STOG | 4.04 | 4.78 | 4.1 | 4.1 | 4.1 | 4.1
STWD | 9.01 | 11.27 | 9.18 | 9.18 | 9.18 | 9.18
WT | 0.03 | 98.25 | 98.25 | 98.25 | 98.25 | 98.25
IGCC | 0 | 0 | 0 | 0 | 0 | 0
DemandResponse | 0 | 0 | 0 | 0 | 0 | 0
IGCC-CCS | 0 | 0 | 0 | 0 | 0 | 0
WT_off | 0.05 | 0.05 | 0.05 | 0.05 | 0.05 | 0.05
PseudoUnit | 0 | 0 | 0 | 0 | 0 | 0
FixedInterchange | 0 | 0 | 0 | 0 | 0 | 0
Base FOM Costs by Reporting Type: IESO
ReportingType | 2015 | 2020 | 2025 | 2030 | 2035 | 2040
BM | 32.8 | 32.8 | 32.8 | 32.8 | 32.8 | 32.8
CC | 98.09 | 98.09 | 98.09 | 98.09 | 104.88 | 116.39
CSP | 0 | 0 | 0 | 0 | 0 | 0
CT | 2.46 | 2.46 | 2.46 | 2.46 | 2.46 | 19.38
Coal | 0 | 0 | 0 | 0 | 0 | 0
Geo | 0 | 0 | 0 | 0 | 0 | 0
H | 123.83 | 123.83 | 123.83 | 123.83 | 127.39 | 127.39
LFG | 14.17 | 14.17 | 14.17 | 14.17 | 14.23 | 14.23
Nuc | 1895.33 | 1895.33 | 1895.33 | 1895.33 | 1745.37 | 2079.68
PS | 2.92 | 2.92 | 2.92 | 2.92 | 2.92 | 2.92
PV | 18.26 | 18.26 | 18.26 | 18.26 | 0.44 | 0.44
PeakG | 11.67 | 13.67 | 13.67 | 13.67 | 13.67 | 13.67
PeakO | 0.66 | 0.66 | 0.78 | 0.86 | 0.86 | 0.86
ST | 0 | 0 | 0 | 0 | 0 | 0
STOG | 0 | 0 | 0 | 0 | 0 | 0
STWD | 4.45 | 4.45 | 4.45 | 4.45 | 4.45 | 4.45
WT | 102.92 | 102.92 | 102.92 | 102.92 | 102.92 | 102.92
IGCC | 0 | 0 | 0 | 0 | 0 | 0
DemandResponse | 0 | 0 | 0 | 0 | 0 | 0
IGCC-CCS | 0 | 0 | 0 | 0 | 0 | 0
WT_off | 0 | 0 | 0 | 0 | 0 | 0
PseudoUnit | 0 | 0 | 0 | 0 | 0 | 0
FixedInterchange | 0 | 0 | 0 | 0 | 0 | 0
Base FOM Costs by Reporting Type: MAPP_CA
ReportingType | 2015 | 2020 | 2025 | 2030 | 2035 | 2040
BM | 0 | 0 | 0 | 0 | 0 | 0
CC | 21.69 | 21.69 | 21.69 | 6.55 | 7.41 | 7.41
CSP | 0 | 0 | 0 | 0 | 0 | 0
CT | 0 | 0 | 0 | 0 | 0 | 0
Coal | 113.87 | 88.74 | 11.61 | 0 | 0 | 0
Geo | 0 | 0 | 0 | 0 | 0 | 0
H | 92.24 | 102.13 | 123.42 | 158.45 | 158.45 | 158.45
LFG | 0 | 0 | 0 | 0 | 0 | 0
Nuc | 0.01 | 0.01 | 0.01 | 0.01 | 0.01 | 0.01
PS | 0 | 0 | 0 | 0 | 0 | 0
PV | 0 | 0 | 0 | 0 | 0 | 0
PeakG | 9.88 | 9.88 | 9.88 | 9.88 | 13.09 | 13.09
PeakO | 0.09 | 0.09 | 0.09 | 0.12 | 0.12 | 0.12
ST | 0 | 0 | 0 | 0 | 0 | 0
STOG | 5.54 | 5.54 | 0 | 0 | 0 | 0
STWD | 0 | 0 | 0 | 0 | 0 | 0
WT | 17.9 | 17.9 | 17.9 | 17.9 | 17.9 | 17.9
IGCC | 0 | 0 | 0 | 0 | 0 | 0
DemandResponse | 0 | 0 | 0 | 0 | 0 | 0
IGCC-CCS | 0 | 0 | 0 | 0 | 0 | 0
WT_off | 0 | 0 | 0 | 0 | 0 | 0
PseudoUnit | 0 | 0 | 0 | 0 | 0 | 0
FixedInterchange | 0 | 0 | 0 | 0 | 0 | 0
Base FOM Costs by Reporting Type: AZ_NM_SNV_Coal
ReportingType | 2015 | 2020 | 2025 | 2030 | 2035 | 2040
BM | 0 | 0 | 0 | 0 | 0 | 0
CC | 0 | 0 | 0 | 0 | 0 | 0
CSP | 0 | 0 | 0 | 0 | 0 | 0
CT | 0 | 0 | 0 | 0 | 0 | 0
Coal | 731.78 | 821.75 | 1189.56 | 1541.58 | 1766.17 | 1974.77
Geo | 0 | 0 | 0 | 0 | 0 | 0
H | 0 | 0 | 0 | 0 | 0 | 0
LFG | 0 | 0 | 0 | 0 | 0 | 0
Nuc | 0 | 0 | 0 | 0 | 0 | 0
PS | 0 | 0 | 0 | 0 | 0 | 0
PV | 0 | 0 | 0 | 0 | 0 | 0
PeakG | 0 | 0 | 0 | 0 | 0 | 0
PeakO | 0.34 | 0.46 | 0 | 0 | 0 | 0
ST | 0 | 0 | 0 | 0 | 0 | 0
STOG | 0 | 0 | 0 | 0 | 0 | 0
STWD | 0 | 0 | 0 | 0 | 0 | 0
WT | 0 | 0 | 0 | 0 | 0 | 0
IGCC | 0 | 0 | 0 | 0 | 0 | 0
DemandResponse | 0 | 0 | 0 | 0 | 0 | 0
IGCC-CCS | 0 | 0 | 0 | 0 | 0 | 0
WT_off | 0 | 0 | 0 | 0 | 0 | 0
PseudoUnit | 0 | 0 | 0 | 0 | 0 | 0
FixedInterchange | 0 | 0 | 0 | 0 | 0 | 0
Base FOM Costs by Reporting Type: AZ_NM_SNV_Gas
ReportingType | 2015 | 2020 | 2025 | 2030 | 2035 | 2040
BM | 0 | 0 | 0 | 0 | 0 | 0
CC | 401.76 | 508.19 | 228.6 | 237.49 | 277.69 | 277.69
CSP | 0 | 0 | 0 | 0 | 0 | 0
CT | 4.93 | 4.93 | 4.93 | 4.93 | 0 | 0
Coal | 0 | 0 | 0 | 0 | 0 | 0
Geo | 0 | 0 | 0 | 0 | 0 | 0
H | 0 | 0 | 0 | 0 | 0 | 0
LFG | 0 | 0 | 0 | 0 | 0 | 0
Nuc | 0 | 0 | 0 | 0 | 0 | 0
PS | 0 | 0 | 0 | 0 | 0 | 0
PV | 0 | 0 | 0 | 0 | 0 | 0
PeakG | 53.11 | 78.85 | 0 | 0 | 0 | 0
PeakO | 0 | 0 | 0 | 0 | 0 | 0
ST | 0 | 0 | 0 | 0 | 0 | 0
STOG | 0 | 0 | 0 | 0 | 0 | 0
STWD | 0 | 0 | 0 | 0 | 0 | 0
WT | 0 | 0 | 0 | 0 | 0 | 0
IGCC | 0 | 0 | 0 | 0 | 0 | 0
DemandResponse | 0 | 0 | 0 | 0 | 0 | 0
IGCC-CCS | 0 | 0 | 0 | 0 | 0 | 0
WT_off | 0 | 0 | 0 | 0 | 0 | 0
PseudoUnit | 0 | 0 | 0 | 0 | 0 | 0
FixedInterchange | 0 | 0 | 0 | 0 | 0 | 0
Base FOM Costs by Reporting Type: AZ_NM_SNV_NucRenew
ReportingType | 2015 | 2020 | 2025 | 2030 | 2035 | 2040
BM | 0 | 0 | 0 | 0 | 0 | 0
CC | 0 | 0 | 0 | 0 | 0 | 0
CSP | 0 | 0 | 0 | 0 | 0 | 0
CT | 0 | 0 | 0 | 0 | 0 | 0
Coal | 0 | 0 | 0 | 0 | 0 | 0
Geo | 0 | 0 | 122.18 | 122.18 | 122.18 | 122.18
H | 44.6 | 44.6 | 44.6 | 44.6 | 44.6 | 44.6
LFG | 0.84 | 8.14 | 8.14 | 8.14 | 8.14 | 8.14
Nuc | 484.16 | 564.17 | 564.17 | 564.17 | 564.17 | 564.17
PS | 5.13 | 5.13 | 5.13 | 5.13 | 5.13 | 5.13
PV | 2.38 | 2.38 | 2.38 | 2.38 | 2.38 | 2.38
PeakG | 0 | 0 | 0 | 0 | 0 | 0
PeakO | 0 | 0 | 0 | 0 | 0 | 0
ST | 17.92 | 46.04 | 63.75 | 71.73 | 71.73 | 71.73
STOG | 0 | 0 | 0 | 0 | 0 | 0
STWD | 0.83 | 1.04 | 0.85 | 0.85 | 0.85 | 0.85
WT | 17.57 | 26.76 | 26.76 | 44.06 | 44.06 | 44.06
IGCC | 0 | 0 | 0 | 0 | 0 | 0
DemandResponse | 0 | 0 | 0 | 0 | 0 | 0
IGCC-CCS | 0 | 0 | 0 | 0 | 0 | 0
WT_off | 0 | 0 | 0 | 0 | 0 | 0
PseudoUnit | 0 | 0 | 0 | 0 | 0 | 0
FixedInterchange | 0 | 0 | 0 | 0 | 0 | 0
Base FOM Costs by Reporting Type: ERCOT
ReportingType | 2015 | 2020 | 2025 | 2030 | 2035 | 2040
BM | 14.57 | 14.57 | 14.57 | 185.52 | 191.96 | 203.66
CC | 899.29 | 1138.68 | 948.99 | 978.59 | 1111.69 | 1111.69
CSP | 0 | 0 | 0 | 0 | 0 | 0
CT | 1.67 | 1.67 | 1.67 | 1.67 | 1.67 | 1.67
Coal | 1271.54 | 1465.88 | 1373.65 | 1440.96 | 1668.24 | 2091.98
Geo | 0 | 0 | 0 | 0 | 0 | 0
H | 8.05 | 8.05 | 8.05 | 16.99 | 16.99 | 16.99
LFG | 9.05 | 9.05 | 51.64 | 51.64 | 51.64 | 51.64
Nuc | 574.09 | 734.71 | 741.22 | 741.22 | 741.22 | 741.22
PS | 0 | 0 | 0 | 0 | 0 | 0
PV | 0.25 | 0.25 | 0.25 | 0.25 | 0.01 | 0.01
PeakG | 80.63 | 119.03 | 114.62 | 114.62 | 114.62 | 114.62
PeakO | 1.29 | 1.86 | 1.53 | 1.53 | 1.53 | 1.53
ST | 0 | 0 | 0 | 0 | 0 | 0
STOG | 594.77 | 703.77 | 558.51 | 558.51 | 558.51 | 558.51
STWD | 0 | 0 | 0 | 0 | 0 | 0
WT | 315.42 | 549.88 | 813.67 | 977.51 | 1000.81 | 1042.6
IGCC | 0 | 0 | 0 | 0 | 0 | 0
DemandResponse | 0 | 0 | 0 | 0 | 0 | 0
IGCC-CCS | 0 | 0 | 0 | 0 | 0 | 0
WT_off | 0 | 0 | 0 | 0 | 0 | 0
PseudoUnit | 0 | 0 | 0 | 0 | 0 | 0
FixedInterchange | 0 | 0 | 0 | 0 | 0 | 0
Base FOM Costs by Reporting Type: NP15
ReportingType | 2015 | 2020 | 2025 | 2030 | 2035 | 2040
BM | 0 | 0 | 0 | 0 | 0 | 0
CC | 205.4 | 258.04 | 212.25 | 226.85 | 253.32 | 253.32
CSP | 0 | 0 | 0 | 0 | 0 | 0
CT | 1.42 | 1.42 | 17.48 | 44.02 | 71.55 | 99.72
Coal | 1.65 | 2.13 | 1.99 | 2.13 | 2.17 | 0
Geo | 100.8 | 114.81 | 151.36 | 151.36 | 151.36 | 151.36
H | 125.7 | 125.7 | 125.7 | 125.7 | 125.7 | 125.7
LFG | 10.26 | 78.24 | 78.24 | 78.24 | 78.24 | 78.24
Nuc | 302.44 | 364.27 | 334.86 | 334.86 | 334.86 | 334.86
PS | 53.58 | 53.58 | 53.58 | 53.58 | 53.58 | 53.58
PV | 0.89 | 0.89 | 0.89 | 0.89 | 0.78 | 0.78
PeakG | 56.04 | 82.34 | 58.1 | 74.01 | 78.49 | 78.49
PeakO | 10.26 | 13.08 | 10.48 | 10.49 | 10.49 | 10.49
ST | 1.86 | 1.86 | 1.86 | 1.86 | 1.86 | 1.86
STOG | 167.55 | 198.25 | 169.95 | 169.95 | 169.95 | 169.95
STWD | 14.17 | 17.73 | 14.44 | 14.44 | 14.44 | 14.44
WT | 40.21 | 297.75 | 297.75 | 365.1 | 384.44 | 400.19
IGCC | 0 | 0 | 0 | 0 | 0 | 0
DemandResponse | 0 | 0 | 0 | 0 | 0 | 0
IGCC-CCS | 0 | 0 | 0 | 0 | 0 | 0
WT_off | 0 | 0 | 0 | 0 | 0 | 0
PseudoUnit | 0 | 0 | 0 | 0 | 0 | 0
FixedInterchange | 0 | 0 | 0 | 0 | 0 | 0
Base FOM Costs by Reporting Type: NWPP_Coal
ReportingType | 2015 | 2020 | 2025 | 2030 | 2035 | 2040
BM | 0 | 0 | 0 | 0 | 0 | 0
CC | 0 | 0 | 0 | 0 | 0 | 0
CSP | 0 | 0 | 0 | 0 | 0 | 0
CT | 0 | 0 | 0 | 0 | 0 | 0
Coal | 946.35 | 961.83 | 1000.53 | 1073.26 | 1248.22 | 1350.31
Geo | 0 | 0 | 0 | 0 | 0 | 0
H | 0 | 0 | 0 | 0 | 0 | 0
LFG | 0 | 0 | 0 | 0 | 0 | 0
Nuc | 0 | 0 | 0 | 0 | 0 | 0
PS | 0 | 0 | 0 | 0 | 0 | 0
PV | 0 | 0 | 0 | 0 | 0 | 0
PeakG | 0 | 0 | 0 | 0 | 0 | 0
PeakO | 0 | 0 | 0 | 0 | 0 | 0
ST | 0 | 0 | 0 | 0 | 0 | 0
STOG | 0 | 0 | 0 | 0 | 0 | 0
STWD | 0 | 0 | 0 | 0 | 0 | 0
WT | 0 | 0 | 0 | 0 | 0 | 0
IGCC | 0 | 0 | 0 | 0 | 0 | 0
DemandResponse | 0 | 0 | 0 | 0 | 0 | 0
IGCC-CCS | 0 | 0 | 0 | 0 | 0 | 0
WT_off | 0 | 0 | 0 | 0 | 0 | 0
PseudoUnit | 0 | 0 | 0 | 0 | 0 | 0
FixedInterchange | 0 | 0 | 0 | 0 | 0 | 0
Base FOM Costs by Reporting Type: NWPP_Gas
ReportingType | 2015 | 2020 | 2025 | 2030 | 2035 | 2040
BM | 0 | 0 | 0 | 0 | 0 | 0
CC | 181.38 | 229.43 | 185.14 | 185.14 | 225.66 | 225.66
CSP | 0 | 0 | 0 | 0 | 0 | 0
CT | 1 | 1 | 1 | 1 | 0 | 0
Coal | 0 | 0 | 34.99 | 46.76 | 46.76 | 46.76
Geo | 0 | 0 | 0 | 0 | 0 | 0
H | 0 | 0 | 0 | 0 | 0 | 0
LFG | 0 | 0 | 0 | 0 | 0 | 0
Nuc | 0 | 0 | 0 | 0 | 0 | 0
PS | 0 | 0 | 0 | 0 | 0 | 0
PV | 0 | 0 | 0 | 0 | 0 | 0
PeakG | 0 | 0 | 0 | 0 | 0 | 0
PeakO | 0 | 0 | 0 | 0 | 0 | 0
ST | 0 | 0 | 0 | 0 | 0 | 0
STOG | 0 | 0 | 0 | 0 | 0 | 0
STWD | 0 | 0 | 0 | 0 | 0 | 0
WT | 0 | 0 | 0 | 0 | 0 | 0
IGCC | 0 | 0 | 0 | 0 | 0 | 0
DemandResponse | 0 | 0 | 0 | 0 | 0 | 0
IGCC-CCS | 0 | 0 | 0 | 0 | 0 | 0
WT_off | 0 | 0 | 0 | 0 | 0 | 0
PseudoUnit | 0 | 0 | 0 | 0 | 0 | 0
FixedInterchange | 0 | 0 | 0 | 0 | 0 | 0
Base FOM Costs by Reporting Type: NWPP_NucRenew
ReportingType | 2015 | 2020 | 2025 | 2030 | 2035 | 2040
BM | 3.27 | 3.27 | 3.27 | 3.27 | 3.27 | 3.27
CC | 0 | 0 | 0 | 0 | 0 | 0
CSP | 0 | 0 | 0 | 0 | 0 | 0
CT | 0 | 0 | 0 | 0 | 0 | 0
Coal | 0 | 0 | 0 | 0 | 0 | 0
Geo | 35.81 | 35.81 | 72.38 | 72.38 | 72.38 | 72.38
H | 480.54 | 480.54 | 480.54 | 480.54 | 480.54 | 480.54
LFG | 15.5 | 44.91 | 44.91 | 44.91 | 44.91 | 44.91
Nuc | 164.67 | 164.67 | 164.67 | 164.67 | 164.67 | 630.87
PS | 6.12 | 6.12 | 6.12 | 6.12 | 6.12 | 6.12
PV | 0.04 | 0.04 | 0.04 | 0.04 | 0.04 | 0.04
PeakG | 0 | 0 | 0 | 0 | 0 | 0
PeakO | 0 | 0 | 0 | 0 | 0 | 0
ST | 0 | 0 | 0 | 0 | 0 | 0
STOG | 0 | 0 | 0 | 0 | 0 | 0
STWD | 12.25 | 15.33 | 12.49 | 12.49 | 12.49 | 12.49
WT | 228.93 | 228.93 | 228.93 | 228.93 | 228.93 | 228.93
IGCC | 0 | 0 | 0 | 0 | 0 | 0
DemandResponse | 0 | 0 | 0 | 0 | 0 | 0
IGCC-CCS | 0 | 0 | 0 | 0 | 0 | 0
WT_off | 0 | 0 | 0 | 0 | 0 | 0
PseudoUnit | 0 | 0 | 0 | 0 | 0 | 0
FixedInterchange | 0 | 0 | 0 | 0 | 0 | 0
Base FOM Costs by Reporting Type: RMPA
ReportingType | 2015 | 2020 | 2025 | 2030 | 2035 | 2040
BM | 0 | 0 | 0 | 0 | 0 | 0
CC | 51.46 | 65.43 | 52.55 | 64.33 | 64.33 | 64.33
CSP | 0 | 0 | 0 | 0 | 0 | 0
CT | 1.02 | 1.02 | 1.02 | 1.02 | 1.02 | 1.02
Coal | 483.02 | 534.58 | 539.7 | 547.52 | 617.34 | 767.03
Geo | 0 | 38.66 | 214.47 | 216.56 | 216.56 | 216.56
H | 13.99 | 13.99 | 13.99 | 13.99 | 13.99 | 13.99
LFG | 0.89 | 0.89 | 0.89 | 4.37 | 4.37 | 4.37
Nuc | 0.01 | 0.01 | 0.01 | 0.01 | 0.01 | 0.01
PS | 13.37 | 13.37 | 13.37 | 13.37 | 13.37 | 13.37
PV | 0.31 | 0.31 | 0.31 | 0.31 | 0.31 | 0.31
PeakG | 48.87 | 72.26 | 50.7 | 61.6 | 69.81 | 69.81
PeakO | 0 | 0 | 0 | 0 | 0 | 0
ST | 0.19 | 24.53 | 26.59 | 27.57 | 27.57 | 27.57
STOG | 0 | 0 | 0 | 0 | 0 | 0
STWD | 0 | 0 | 0 | 0 | 0 | 0
WT | 67.62 | 67.62 | 67.62 | 67.62 | 67.62 | 67.62
IGCC | 0 | 0 | 0 | 0 | 0 | 0
DemandResponse | 0 | 0 | 0 | 0 | 0 | 0
IGCC-CCS | 0 | 0 | 0 | 0 | 0 | 0
WT_off | 0 | 0 | 0 | 0 | 0 | 0
PseudoUnit | 0 | 0 | 0 | 0 | 0 | 0
FixedInterchange | 0 | 0 | 0 | 0 | 0 | 0
Base FOM Costs by Reporting Type: SP15
ReportingType | 2015 | 2020 | 2025 | 2030 | 2035 | 2040
BM | 0.6 | 0.6 | 0.6 | 0.6 | 0.6 | 0.6
CC | 299.75 | 377.64 | 311.5 | 321.09 | 355.07 | 364.66
CSP | 0 | 0 | 0 | 0 | 0 | 0
CT | 0 | 0 | 0 | 0 | 0 | 0
Coal | 11.02 | 8.11 | 7.61 | 8.09 | 8.23 | 8.23
Geo | 86.16 | 208.35 | 208.35 | 208.35 | 208.35 | 208.35
H | 16.57 | 16.57 | 16.57 | 16.57 | 16.57 | 16.57
LFG | 26.93 | 93.8 | 93.8 | 93.8 | 93.8 | 93.8
Nuc | 327.58 | 356.35 | 327.58 | 327.58 | 327.58 | 447.86
PS | 34.19 | 34.19 | 34.19 | 34.19 | 34.19 | 34.19
PV | 1.87 | 1.87 | 1.87 | 1.87 | 1.8 | 1.8
PeakG | 76.73 | 111.44 | 93.22 | 103.59 | 103.59 | 103.59
PeakO | 1.47 | 1.91 | 1.53 | 1.53 | 1.53 | 1.53
ST | 28.67 | 28.67 | 28.67 | 28.67 | 28.67 | 28.67
STOG | 439.85 | 520.46 | 446.16 | 446.16 | 446.16 | 446.16
STWD | 3.81 | 4.77 | 3.89 | 3.89 | 3.89 | 3.89
WT | 71.03 | 71.03 | 71.03 | 71.03 | 71.03 | 71.03
IGCC | 0 | 0 | 0 | 0 | 0 | 0
DemandResponse | 0 | 0 | 0 | 0 | 0 | 0
IGCC-CCS | 0 | 0 | 0 | 0 | 0 | 0
WT_off | 0 | 0 | 0 | 0 | 0 | 0
PseudoUnit | 0 | 0 | 0 | 0 | 0 | 0
FixedInterchange | 0 | 0 | 0 | 0 | 0 | 0
Base FOM Costs by Reporting Type: ALB
ReportingType | 2015 | 2020 | 2025 | 2030 | 2035 | 2040
BM | 0 | 0 | 0 | 0 | 0 | 0
CC | 70.93 | 79.18 | 88.18 | 99.34 | 66.69 | 65.13
CSP | 0 | 0 | 0 | 0 | 0 | 0
CT | 1.35 | 1.35 | 1.35 | 1.35 | 0 | 0
Coal | 380.9 | 399.22 | 412.86 | 439.17 | 499.16 | 562.47
Geo | 0 | 0 | 0 | 0 | 0 | 0
H | 12.99 | 12.99 | 12.99 | 12.99 | 12.99 | 12.99
LFG | 1.21 | 1.21 | 1.21 | 1.21 | 1.21 | 1.21
Nuc | 0.01 | 0.01 | 0.01 | 76.25 | 266.22 | 367.09
PS | 0 | 0 | 0 | 0 | 0 | 0
PV | 0 | 0 | 0 | 0 | 0 | 0
PeakG | 22.15 | 22.15 | 22.15 | 22.15 | 31.2 | 31.2
PeakO | 0 | 0 | 0 | 0 | 0 | 0
ST | 0 | 0 | 0 | 0 | 0 | 0
STOG | 0 | 0 | 0 | 0 | 0 | 0
STWD | 5.58 | 5.58 | 5.58 | 5.58 | 5.58 | 5.58
WT | 22.94 | 22.94 | 22.94 | 22.94 | 22.94 | 22.94
IGCC | 0 | 0 | 0 | 0 | 0 | 0
DemandResponse | 0 | 0 | 0 | 0 | 0 | 0
IGCC-CCS | 0 | 0 | 0 | 0 | 0 | 0
WT_off | 0 | 0 | 0 | 0 | 0 | 0
PseudoUnit | 0 | 0 | 0 | 0 | 0 | 0
FixedInterchange | 0 | 0 | 0 | 0 | 0 | 0
Base FOM Costs by Reporting Type: BC
ReportingType | 2015 | 2020 | 2025 | 2030 | 2035 | 2040
BM | 0 | 0 | 0 | 0 | 0 | 0
CC | 22.02 | 24.51 | 31.89 | 32.4 | 33.28 | 29.56
CSP | 0 | 0 | 0 | 0 | 0 | 0
CT | 0 | 0 | 0 | 0.88 | 0.88 | 0.88
Coal | 0 | 0 | 0 | 0 | 0 | 0
Geo | 0 | 0 | 0 | 0 | 0 | 0
H | 173.22 | 173.22 | 173.22 | 173.22 | 173.22 | 173.22
LFG | 2.9 | 2.9 | 2.9 | 2.9 | 2.9 | 2.9
Nuc | 0.01 | 0.01 | 0.01 | 48.02 | 119.06 | 216.58
PS | 0 | 0 | 0 | 0 | 0 | 0
PV | 0 | 0 | 0 | 0 | 0 | 0
PeakG | 2.66 | 2.77 | 3.3 | 3.3 | 3.3 | 3.3
PeakO | 1.16 | 1.29 | 1.29 | 1.29 | 1.29 | 1.29
ST | 0 | 0 | 0 | 0 | 0 | 0
STOG | 2.82 | 2.82 | 2.82 | 2.82 | 2.82 | 2.82
STWD | 16.34 | 16.34 | 16.34 | 16.34 | 16.34 | 16.34
WT | 7.53 | 7.53 | 7.53 | 7.53 | 7.53 | 7.53
IGCC | 0 | 0 | 0 | 0 | 0 | 0
DemandResponse | 0 | 0 | 0 | 0 | 0 | 0
IGCC-CCS | 0 | 0 | 0 | 0 | 0 | 0
WT_off | 0 | 0 | 0 | 0 | 0 | 0
PseudoUnit | 0 | 0 | 0 | 0 | 0 | 0
FixedInterchange | 0 | 0 | 0 | 0 | 0 | 0
Base FOM Costs by Reporting Type: HQ_IESO
ReportingType | 2015 | 2020 | 2025 | 2030 | 2035 | 2040
BM | 0 | 0 | 0 | 0 | 0 | 0
CC | 0 | 0 | 0 | 0 | 0 | 0
CSP | 0 | 0 | 0 | 0 | 0 | 0
CT | 0 | 0 | 0 | 0 | 0 | 0
Coal | 0 | 0 | 0 | 0 | 0 | 0
Geo | 0 | 0 | 0 | 0 | 0 | 0
H | 0 | 0 | 0 | 0 | 0 | 0
LFG | 0 | 0 | 0 | 0 | 0 | 0
Nuc | 0.01 | 0.01 | 0.01 | 0.01 | 0.01 | 0.01
PS | 0 | 0 | 0 | 0 | 0 | 0
PV | 0 | 0 | 0 | 0 | 0 | 0
PeakG | 0 | 0 | 0 | 0 | 0 | 0
PeakO | 0 | 0 | 0 | 0 | 0 | 0
ST | 0 | 0 | 0 | 0 | 0 | 0
STOG | 0 | 0 | 0 | 0 | 0 | 0
STWD | 0 | 0 | 0 | 0 | 0 | 0
WT | 0 | 0 | 0 | 0 | 0 | 0
IGCC | 0 | 0 | 0 | 0 | 0 | 0
DemandResponse | 0 | 0 | 0 | 0 | 0 | 0
IGCC-CCS | 0 | 0 | 0 | 0 | 0 | 0
WT_off | 0 | 0 | 0 | 0 | 0 | 0
PseudoUnit | 0 | 0 | 0 | 0 | 0 | 0
FixedInterchange | 0 | 0 | 0 | 0 | 0 | 0
Base FOM Costs by Reporting Type: HQ_NEISO
ReportingType | 2015 | 2020 | 2025 | 2030 | 2035 | 2040
BM | 0 | 0 | 0 | 0 | 0 | 0
CC | 0 | 0 | 0 | 0 | 0 | 0
CSP | 0 | 0 | 0 | 0 | 0 | 0
CT | 0 | 0 | 0 | 0 | 0 | 0
Coal | 0 | 0 | 0 | 0 | 0 | 0
Geo | 0 | 0 | 0 | 0 | 0 | 0
H | 0 | 0 | 0 | 0 | 0 | 0
LFG | 0 | 0 | 0 | 0 | 0 | 0
Nuc | 0.01 | 0.01 | 0.01 | 0.01 | 0.01 | 0.01
PS | 0 | 0 | 0 | 0 | 0 | 0
PV | 0 | 0 | 0 | 0 | 0 | 0
PeakG | 0 | 0 | 0 | 0 | 0 | 0
PeakO | 0 | 0 | 0 | 0 | 0 | 0
ST | 0 | 0 | 0 | 0 | 0 | 0
STOG | 0 | 0 | 0 | 0 | 0 | 0
STWD | 0 | 0 | 0 | 0 | 0 | 0
WT | 0 | 0 | 0 | 0 | 0 | 0
IGCC | 0 | 0 | 0 | 0 | 0 | 0
DemandResponse | 0 | 0 | 0 | 0 | 0 | 0
IGCC-CCS | 0 | 0 | 0 | 0 | 0 | 0
WT_off | 0 | 0 | 0 | 0 | 0 | 0
PseudoUnit | 0 | 0 | 23.5 | 35.6 | 35.6 | 35.6
FixedInterchange | 0 | 0 | 0 | 0 | 0 | 0
Base FOM Costs by Reporting Type: HQ_NY
ReportingType | 2015 | 2020 | 2025 | 2030 | 2035 | 2040
BM | 0 | 0 | 0 | 0 | 0 | 0
CC | 0 | 0 | 0 | 0 | 0 | 0
CSP | 0 | 0 | 0 | 0 | 0 | 0
CT | 0 | 0 | 0 | 0 | 0 | 0
Coal | 0 | 0 | 0 | 0 | 0 | 0
Geo | 0 | 0 | 0 | 0 | 0 | 0
H | 0 | 0 | 0 | 0 | 0 | 0
LFG | 0 | 0 | 0 | 0 | 0 | 0
Nuc | 0.01 | 0.01 | 0.01 | 0.01 | 0.01 | 0.01
PS | 0 | 0 | 0 | 0 | 0 | 0
PV | 0 | 0 | 0 | 0 | 0 | 0
PeakG | 0 | 0 | 0 | 0 | 0 | 0
PeakO | 0 | 0 | 0 | 0 | 0 | 0
ST | 0 | 0 | 0 | 0 | 0 | 0
STOG | 0 | 0 | 0 | 0 | 0 | 0
STWD | 0 | 0 | 0 | 0 | 0 | 0
WT | 0 | 0 | 0 | 0 | 0 | 0
IGCC | 0 | 0 | 0 | 0 | 0 | 0
DemandResponse | 0 | 0 | 0 | 0 | 0 | 0
IGCC-CCS | 0 | 0 | 0 | 0 | 0 | 0
WT_off | 0 | 0 | 0 | 0 | 0 | 0
PseudoUnit | 0 | 16.24 | 35.6 | 35.6 | 35.6 | 35.6
FixedInterchange | 0 | 0 | 0 | 0 | 0 | 0
Base FOM Costs by Reporting Type: MARITIMES
ReportingType | 2015 | 2020 | 2025 | 2030 | 2035 | 2040
BM | 0 | 0 | 0 | 0 | 0 | 0
CC | 0 | 0 | 0 | 0 | 0 | 0
CSP | 0 | 0 | 0 | 0 | 0 | 0
CT | 0 | 0 | 0 | 0 | 0 | 0
Coal | 0 | 0 | 0 | 0 | 0 | 0
Geo | 0 | 0 | 0 | 0 | 0 | 0
H | 0 | 0 | 0 | 0 | 0 | 0
LFG | 0 | 0 | 0 | 0 | 0 | 0
Nuc | 0.01 | 0.01 | 0.01 | 0.01 | 0.01 | 0.01
PS | 0 | 0 | 0 | 0 | 0 | 0
PV | 0 | 0 | 0 | 0 | 0 | 0
PeakG | 0 | 0 | 0 | 0 | 0 | 0
PeakO | 0 | 0 | 0 | 0 | 0 | 0
ST | 0 | 0 | 0 | 0 | 0 | 0
STOG | 0 | 0 | 0 | 0 | 0 | 0
STWD | 0 | 0 | 0 | 0 | 0 | 0
WT | 0 | 0 | 0 | 0 | 0 | 0
IGCC | 0 | 0 | 0 | 0 | 0 | 0
DemandResponse | 0 | 0 | 0 | 0 | 0 | 0
IGCC-CCS | 0 | 0 | 0 | 0 | 0 | 0
WT_off | 0 | 0 | 0 | 0 | 0 | 0
PseudoUnit | 0 | 7.12 | 7.12 | 7.12 | 7.12 | 7.12
FixedInterchange | 0 | 0 | 0 | 0 | 0 | 0
Base FOM Costs by Reporting Type: All
ReportingType | 2015 | 2020 | 2025 | 2030 | 2035 | 2040
BM | 125.73 | 148.94 | 211.3 | 388.27 | 413.14 | 420.7
CC | 6161.77 | 7739.14 | 6240.02 | 6553.36 | 7363.75 | 7472.81
CSP | 0 | 0 | 0 | 0 | 0 | 0
CT | 66.83 | 66.83 | 97.67 | 168.23 | 326.13 | 411.35
Coal | 20547.09 | 21525.67 | 21704.18 | 24226.72 | 27562.64 | 31184.18
Geo | 226.72 | 401.57 | 772.7 | 774.79 | 774.79 | 774.79
H | 1511 | 1528.44 | 1574.06 | 1618.03 | 1621.59 | 1621.59
LFG | 498.94 | 733.94 | 999.86 | 1086.91 | 1086.97 | 1086.97
Nuc | 16696.36 | 17842.96 | 17313.01 | 17852.49 | 14908.76 | 22339.57
PS | 517.25 | 517.25 | 517.25 | 517.25 | 517.25 | 517.25
PV | 26.7 | 62.98 | 81.01 | 85.15 | 68.43 | 70.76
PeakG | 1969.21 | 2885.43 | 2119.16 | 2515.87 | 2620.46 | 2620.46
PeakO | 434.61 | 572.89 | 464.97 | 467.7 | 467.72 | 467.73
ST | 48.64 | 101.1 | 120.87 | 129.83 | 129.83 | 129.83
STOG | 2308.12 | 2729.6 | 2019.09 | 2002.38 | 2002.38 | 2002.38
STWD | 152.94 | 184.75 | 155.43 | 155.43 | 155.43 | 155.43
WT | 2034.5 | 3563.87 | 5645.95 | 7968.26 | 8371.6 | 8828.97
IGCC | 30.22 | 30.22 | 30.22 | 30.22 | 30.22 | 30.22
DemandResponse | 0 | 0 | 0 | 0 | 0 | 0
IGCC-CCS | 0 | 0 | 0 | 0 | 0 | 0
WT_off | 25.01 | 25.01 | 83.68 | 83.68 | 83.68 | 83.68
PseudoUnit | 0 | 23.36 | 66.22 | 78.32 | 78.32 | 78.32
FixedInterchange | 0 | 0 | 0 | 0 | 0 | 0
Base FOM Costs by Reporting Type: EI_US
ReportingType | 2015 | 2020 | 2025 | 2030 | 2035 | 2040
BM | 74.48 | 97.69 | 160.05 | 166.08 | 184.51 | 180.37
CC | 3910 | 4938.25 | 4061.13 | 4303.48 | 4863.72 | 4956.95
CSP | 0 | 0 | 0 | 0 | 0 | 0
CT | 52.97 | 52.97 | 67.76 | 110.89 | 248.55 | 288.69
Coal | 16606.97 | 17243.43 | 17131.67 | 19127.26 | 21706.35 | 24382.62
Geo | 3.95 | 3.95 | 3.95 | 3.95 | 3.95 | 3.95
H | 419.29 | 426.83 | 451.16 | 451.16 | 451.16 | 451.16
LFG | 417.2 | 480.62 | 703.95 | 787.52 | 787.52 | 787.52
Nuc | 12948.03 | 13763.39 | 13285.11 | 13700.35 | 10645.57 | 16957.2
PS | 401.94 | 401.94 | 401.94 | 401.94 | 401.94 | 401.94
PV | 2.71 | 38.99 | 57.01 | 61.16 | 62.66 | 64.99
PeakG | 1607.47 | 2373.04 | 1753.51 | 2113.05 | 2192.68 | 2192.68
PeakO | 419.34 | 553.54 | 449.27 | 451.89 | 451.9 | 451.91
ST | 0 | 0 | 0 | 0 | 0 | 0
STOG | 1097.59 | 1298.75 | 841.65 | 824.94 | 824.94 | 824.94
STWD | 95.51 | 119.51 | 97.38 | 97.38 | 97.38 | 97.38
WT | 1142.42 | 2170.61 | 3988.89 | 6062.71 | 6423.41 | 6823.24
IGCC | 30.22 | 30.22 | 30.22 | 30.22 | 30.22 | 30.22
DemandResponse | 0 | 0 | 0 | 0 | 0 | 0
IGCC-CCS | 0 | 0 | 0 | 0 | 0 | 0
WT_off | 25.01 | 25.01 | 83.68 | 83.68 | 83.68 | 83.68
PseudoUnit | 0 | 23.36 | 66.22 | 78.32 | 78.32 | 78.32
FixedInterchange | 0 | 0 | 0 | 0 | 0 | 0
Base FOM Costs by Reporting Type: EI_Canada
ReportingType | 2015 | 2020 | 2025 | 2030 | 2035 | 2040
BM | 32.8 | 32.8 | 32.8 | 32.8 | 32.8 | 32.8
CC | 119.79 | 119.79 | 119.79 | 104.64 | 112.3 | 123.8
CSP | 0 | 0 | 0 | 0 | 0 | 0
CT | 2.46 | 2.46 | 2.46 | 2.46 | 2.46 | 19.38
Coal | 113.87 | 88.74 | 11.61 | 0 | 0 | 0
Geo | 0 | 0 | 0 | 0 | 0 | 0
H | 216.06 | 225.96 | 247.25 | 282.28 | 285.84 | 285.84
LFG | 14.17 | 14.17 | 14.17 | 14.17 | 14.23 | 14.23
Nuc | 1895.36 | 1895.36 | 1895.36 | 1895.36 | 1745.4 | 2079.7
PS | 2.92 | 2.92 | 2.92 | 2.92 | 2.92 | 2.92
PV | 18.26 | 18.26 | 18.26 | 18.26 | 0.44 | 0.44
PeakG | 21.55 | 23.55 | 23.55 | 23.55 | 26.76 | 26.76
PeakO | 0.75 | 0.75 | 0.87 | 0.98 | 0.98 | 0.98
ST | 0 | 0 | 0 | 0 | 0 | 0
STOG | 5.54 | 5.54 | 0 | 0 | 0 | 0
STWD | 4.45 | 4.45 | 4.45 | 4.45 | 4.45 | 4.45
WT | 120.82 | 120.82 | 120.82 | 120.82 | 120.82 | 120.82
IGCC | 0 | 0 | 0 | 0 | 0 | 0
DemandResponse | 0 | 0 | 0 | 0 | 0 | 0
IGCC-CCS | 0 | 0 | 0 | 0 | 0 | 0
WT_off | 0 | 0 | 0 | 0 | 0 | 0
PseudoUnit | 0 | 0 | 0 | 0 | 0 | 0
FixedInterchange | 0 | 0 | 0 | 0 | 0 | 0
Base FOM Costs by Reporting Type: EI
ReportingType | 2015 | 2020 | 2025 | 2030 | 2035 | 2040
BM | 107.28 | 130.49 | 192.85 | 198.88 | 217.31 | 213.17
CC | 4029.79 | 5058.04 | 4180.92 | 4408.12 | 4976.02 | 5080.75
CSP | 0 | 0 | 0 | 0 | 0 | 0
CT | 55.44 | 55.44 | 70.22 | 113.36 | 251.01 | 308.07
Coal | 16720.84 | 17332.17 | 17143.28 | 19127.26 | 21706.35 | 24382.62
Geo | 3.95 | 3.95 | 3.95 | 3.95 | 3.95 | 3.95
H | 635.35 | 652.79 | 698.41 | 733.44 | 737 | 737
LFG | 431.38 | 494.79 | 718.12 | 801.69 | 801.75 | 801.75
Nuc | 14843.39 | 15658.74 | 15180.47 | 15595.71 | 12390.96 | 19036.91
PS | 404.86 | 404.86 | 404.86 | 404.86 | 404.86 | 404.86
PV | 20.97 | 57.25 | 75.28 | 79.42 | 63.1 | 65.43
PeakG | 1629.02 | 2396.6 | 1777.06 | 2136.6 | 2219.44 | 2219.44
PeakO | 420.09 | 554.29 | 450.13 | 452.87 | 452.88 | 452.89
ST | 0 | 0 | 0 | 0 | 0 | 0
STOG | 1103.13 | 1304.29 | 841.65 | 824.94 | 824.94 | 824.94
STWD | 99.96 | 123.96 | 101.84 | 101.84 | 101.84 | 101.84
WT | 1263.24 | 2291.43 | 4109.72 | 6183.53 | 6544.23 | 6944.07
IGCC | 30.22 | 30.22 | 30.22 | 30.22 | 30.22 | 30.22
DemandResponse | 0 | 0 | 0 | 0 | 0 | 0
IGCC-CCS | 0 | 0 | 0 | 0 | 0 | 0
WT_off | 25.01 | 25.01 | 83.68 | 83.68 | 83.68 | 83.68
PseudoUnit | 0 | 23.36 | 66.22 | 78.32 | 78.32 | 78.32
FixedInterchange | 0 | 0 | 0 | 0 | 0 | 0
Base FOM Costs by Reporting Type: Outside_EI
ReportingType | 2015 | 2020 | 2025 | 2030 | 2035 | 2040
BM | 18.45 | 18.45 | 18.45 | 189.39 | 195.84 | 207.53
CC | 2131.98 | 2681.1 | 2059.1 | 2145.24 | 2387.74 | 2392.05
CSP | 0 | 0 | 0 | 0 | 0 | 0
CT | 11.39 | 11.39 | 27.45 | 54.87 | 75.12 | 103.29
Coal | 3826.25 | 4193.5 | 4560.9 | 5099.46 | 5856.29 | 6801.56
Geo | 222.78 | 397.63 | 768.75 | 770.84 | 770.84 | 770.84
H | 875.65 | 875.65 | 875.65 | 884.59 | 884.59 | 884.59
LFG | 67.56 | 239.14 | 281.74 | 285.22 | 285.22 | 285.22
Nuc | 1852.97 | 2184.21 | 2132.54 | 2256.78 | 2517.8 | 3302.66
PS | 112.39 | 112.39 | 112.39 | 112.39 | 112.39 | 112.39
PV | 5.73 | 5.73 | 5.73 | 5.73 | 5.32 | 5.32
PeakG | 340.19 | 488.84 | 342.09 | 379.27 | 401.02 | 401.02
PeakO | 14.52 | 18.6 | 14.83 | 14.84 | 14.84 | 14.84
ST | 48.64 | 101.1 | 120.87 | 129.83 | 129.83 | 129.83
STOG | 1204.99 | 1425.31 | 1177.44 | 1177.44 | 1177.44 | 1177.44
STWD | 52.98 | 60.79 | 53.59 | 53.59 | 53.59 | 53.59
WT | 771.26 | 1272.44 | 1536.23 | 1784.72 | 1827.37 | 1884.91
IGCC | 0 | 0 | 0 | 0 | 0 | 0
DemandResponse | 0 | 0 | 0 | 0 | 0 | 0
IGCC-CCS | 0 | 0 | 0 | 0 | 0 | 0
WT_off | 0 | 0 | 0 | 0 | 0 | 0
PseudoUnit | 0 | 0 | 0 | 0 | 0 | 0
FixedInterchange | 0 | 0 | 0 | 0 | 0 | 0
#11 | 0: Retrofit FOM Costs ($million)
Retrofit FOM Costs by Reporting Type: Entergy
ReportingType | 2015 | 2020 | 2025 | 2030 | 2035 | 2040
BM | 0 | 0 | 0 | 0 | 0 | 0
CC | 0 | 0 | 0 | 0 | 0 | 0
CSP | 0 | 0 | 0 | 0 | 0 | 0
CT | 0 | 0 | 0 | 0 | 0 | 0
Coal | 3.38 | 31.29 | 31.29 | 31.29 | 31.29 | 31.29
Geo | 0 | 0 | 0 | 0 | 0 | 0
H | 0 | 0 | 0 | 0 | 0 | 0
LFG | 0 | 0 | 0 | 0 | 0 | 0
Nuc | 0 | 0 | 0 | 0 | 0 | 0
PS | 0 | 0 | 0 | 0 | 0 | 0
PV | 0 | 0 | 0 | 0 | 0 | 0
PeakG | 0 | 0 | 0 | 0 | 0 | 0
PeakO | 0 | 0 | 0 | 0 | 0 | 0
ST | 0 | 0 | 0 | 0 | 0 | 0
STOG | 0 | 0 | 0 | 0 | 0 | 0
STWD | 0 | 0 | 0 | 0 | 0 | 0
WT | 0 | 0 | 0 | 0 | 0 | 0
IGCC | 0 | 0 | 0 | 0 | 0 | 0
DemandResponse | 0 | 0 | 0 | 0 | 0 | 0
IGCC-CCS | 0 | 0 | 0 | 0 | 0 | 0
WT_off | 0 | 0 | 0 | 0 | 0 | 0
PseudoUnit | 0 | 0 | 0 | 0 | 0 | 0
FixedInterchange | 0 | 0 | 0 | 0 | 0 | 0
Retrofit FOM Costs by Reporting Type: FRCC
ReportingType | 2015 | 2020 | 2025 | 2030 | 2035 | 2040
BM | 0 | 0 | 0 | 0 | 0 | 0
CC | 0 | 0 | 0 | 0 | 0 | 0
CSP | 0 | 0 | 0 | 0 | 0 | 0
CT | 0 | 0 | 0 | 0 | 0 | 0
Coal | 68.36 | 71.61 | 71.61 | 71.61 | 71.61 | 71.61
Geo | 0 | 0 | 0 | 0 | 0 | 0
H | 0 | 0 | 0 | 0 | 0 | 0
LFG | 0 | 0 | 0 | 0 | 0 | 0
Nuc | 0 | 0 | 0 | 0 | 0 | 0
PS | 0 | 0 | 0 | 0 | 0 | 0
PV | 0 | 0 | 0 | 0 | 0 | 0
PeakG | 0 | 0 | 0 | 0 | 0 | 0
PeakO | 0 | 0 | 0 | 0 | 0 | 0
ST | 0 | 0 | 0 | 0 | 0 | 0
STOG | 0 | 0 | 0 | 0 | 0 | 0
STWD | 0 | 0 | 0 | 0 | 0 | 0
WT | 0 | 0 | 0 | 0 | 0 | 0
IGCC | 0 | 0 | 0 | 0 | 0 | 0
DemandResponse | 0 | 0 | 0 | 0 | 0 | 0
IGCC-CCS | 0 | 0 | 0 | 0 | 0 | 0
WT_off | 0 | 0 | 0 | 0 | 0 | 0
PseudoUnit | 0 | 0 | 0 | 0 | 0 | 0
FixedInterchange | 0 | 0 | 0 | 0 | 0 | 0
Retrofit FOM Costs by Reporting Type: MAPP_US
ReportingType | 2015 | 2020 | 2025 | 2030 | 2035 | 2040
BM | 0 | 0 | 0 | 0 | 0 | 0
CC | 0 | 0 | 0 | 0 | 0 | 0
CSP | 0 | 0 | 0 | 0 | 0 | 0
CT | 0 | 0 | 0 | 0 | 0 | 0
Coal | 17.21 | 15.81 | 15.81 | 15.81 | 15.81 | 15.81
Geo | 0 | 0 | 0 | 0 | 0 | 0
H | 0 | 0 | 0 | 0 | 0 | 0
LFG | 0 | 0 | 0 | 0 | 0 | 0
Nuc | 0 | 0 | 0 | 0 | 0 | 0
PS | 0 | 0 | 0 | 0 | 0 | 0
PV | 0 | 0 | 0 | 0 | 0 | 0
PeakG | 0 | 0 | 0 | 0 | 0 | 0
PeakO | 0 | 0 | 0 | 0 | 0 | 0
ST | 0 | 0 | 0 | 0 | 0 | 0
STOG | 0 | 0 | 0 | 0 | 0 | 0
STWD | 0 | 0 | 0 | 0 | 0 | 0
WT | 0 | 0 | 0 | 0 | 0 | 0
IGCC | 0 | 0 | 0 | 0 | 0 | 0
DemandResponse | 0 | 0 | 0 | 0 | 0 | 0
IGCC-CCS | 0 | 0 | 0 | 0 | 0 | 0
WT_off | 0 | 0 | 0 | 0 | 0 | 0
PseudoUnit | 0 | 0 | 0 | 0 | 0 | 0
FixedInterchange | 0 | 0 | 0 | 0 | 0 | 0
Retrofit FOM Costs by Reporting Type: MISO_IN
ReportingType | 2015 | 2020 | 2025 | 2030 | 2035 | 2040
BM | 0 | 0 | 0 | 0 | 0 | 0
CC | 0 | 0 | 0 | 0 | 0 | 0
CSP | 0 | 0 | 0 | 0 | 0 | 0
CT | 0 | 0 | 0 | 0 | 0 | 0
Coal | 103.74 | 114.36 | 114.36 | 114.36 | 114.36 | 114.36
Geo | 0 | 0 | 0 | 0 | 0 | 0
H | 0 | 0 | 0 | 0 | 0 | 0
LFG | 0 | 0 | 0 | 0 | 0 | 0
Nuc | 0 | 0 | 0 | 0 | 0 | 0
PS | 0 | 0 | 0 | 0 | 0 | 0
PV | 0 | 0 | 0 | 0 | 0 | 0
PeakG | 0 | 0 | 0 | 0 | 0 | 0
PeakO | 0 | 0 | 0 | 0 | 0 | 0
ST | 0 | 0 | 0 | 0 | 0 | 0
STOG | 0 | 0 | 0 | 0 | 0 | 0
STWD | 0 | 0 | 0 | 0 | 0 | 0
WT | 0 | 0 | 0 | 0 | 0 | 0
IGCC | 0 | 0 | 0 | 0 | 0 | 0
DemandResponse | 0 | 0 | 0 | 0 | 0 | 0
IGCC-CCS | 0 | 0 | 0 | 0 | 0 | 0
WT_off | 0 | 0 | 0 | 0 | 0 | 0
PseudoUnit | 0 | 0 | 0 | 0 | 0 | 0
FixedInterchange | 0 | 0 | 0 | 0 | 0 | 0
Retrofit FOM Costs by Reporting Type: MISO_MI
ReportingType | 2015 | 2020 | 2025 | 2030 | 2035 | 2040
BM | 0 | 0 | 0 | 0 | 0 | 0
CC | 0 | 0 | 0 | 0 | 0 | 0
CSP | 0 | 0 | 0 | 0 | 0 | 0
CT | 0 | 0 | 0 | 0 | 0 | 0
Coal | 18.05 | 47.86 | 47.86 | 47.86 | 47.86 | 47.86
Geo | 0 | 0 | 0 | 0 | 0 | 0
H | 0 | 0 | 0 | 0 | 0 | 0
LFG | 0 | 0 | 0 | 0 | 0 | 0
Nuc | 0 | 0 | 0 | 0 | 0 | 0
PS | 0 | 0 | 0 | 0 | 0 | 0
PV | 0 | 0 | 0 | 0 | 0 | 0
PeakG | 0 | 0 | 0 | 0 | 0 | 0
PeakO | 0 | 0 | 0 | 0 | 0 | 0
ST | 0 | 0 | 0 | 0 | 0 | 0
STOG | 0 | 0 | 0 | 0 | 0 | 0
STWD | 0 | 0 | 0 | 0 | 0 | 0
WT | 0 | 0 | 0 | 0 | 0 | 0
IGCC | 0 | 0 | 0 | 0 | 0 | 0
DemandResponse | 0 | 0 | 0 | 0 | 0 | 0
IGCC-CCS | 0 | 0 | 0 | 0 | 0 | 0
WT_off | 0 | 0 | 0 | 0 | 0 | 0
PseudoUnit | 0 | 0 | 0 | 0 | 0 | 0
FixedInterchange | 0 | 0 | 0 | 0 | 0 | 0
Retrofit FOM Costs by Reporting Type: MISO_MO-IL
ReportingType | 2015 | 2020 | 2025 | 2030 | 2035 | 2040
BM | 0 | 0 | 0 | 0 | 0 | 0
CC | 0 | 0 | 0 | 0 | 0 | 0
CSP | 0 | 0 | 0 | 0 | 0 | 0
CT | 0 | 0 | 0 | 0 | 0 | 0
Coal | 30.23 | 59.87 | 59.87 | 59.87 | 59.87 | 59.87
Geo | 0 | 0 | 0 | 0 | 0 | 0
H | 0 | 0 | 0 | 0 | 0 | 0
LFG | 0 | 0 | 0 | 0 | 0 | 0
Nuc | 0 | 0 | 0 | 0 | 0 | 0
PS | 0 | 0 | 0 | 0 | 0 | 0
PV | 0 | 0 | 0 | 0 | 0 | 0
PeakG | 0 | 0 | 0 | 0 | 0 | 0
PeakO | 0 | 0 | 0 | 0 | 0 | 0
ST | 0 | 0 | 0 | 0 | 0 | 0
STOG | 0 | 0 | 0 | 0 | 0 | 0
STWD | 0 | 0 | 0 | 0 | 0 | 0
WT | 0 | 0 | 0 | 0 | 0 | 0
IGCC | 0 | 0 | 0 | 0 | 0 | 0
DemandResponse | 0 | 0 | 0 | 0 | 0 | 0
IGCC-CCS | 0 | 0 | 0 | 0 | 0 | 0
WT_off | 0 | 0 | 0 | 0 | 0 | 0
PseudoUnit | 0 | 0 | 0 | 0 | 0 | 0
FixedInterchange | 0 | 0 | 0 | 0 | 0 | 0
Retrofit FOM Costs by Reporting Type: MISO_W
ReportingType | 2015 | 2020 | 2025 | 2030 | 2035 | 2040
BM | 0 | 0 | 0 | 0 | 0 | 0
CC | 0 | 0 | 0 | 0 | 0 | 0
CSP | 0 | 0 | 0 | 0 | 0 | 0
CT | 0 | 0 | 0 | 0 | 0 | 0
Coal | 38.36 | 61.93 | 61.93 | 61.93 | 61.93 | 61.93
Geo | 0 | 0 | 0 | 0 | 0 | 0
H | 0 | 0 | 0 | 0 | 0 | 0
LFG | 0 | 0 | 0 | 0 | 0 | 0
Nuc | 0 | 0 | 0 | 0 | 0 | 0
PS | 0 | 0 | 0 | 0 | 0 | 0
PV | 0 | 0 | 0 | 0 | 0 | 0
PeakG | 0 | 0 | 0 | 0 | 0 | 0
PeakO | 0 | 0 | 0 | 0 | 0 | 0
ST | 0 | 0 | 0 | 0 | 0 | 0
STOG | 0 | 0 | 0 | 0 | 0 | 0
STWD | 0 | 0 | 0 | 0 | 0 | 0
WT | 0 | 0 | 0 | 0 | 0 | 0
IGCC | 0 | 0 | 0 | 0 | 0 | 0
DemandResponse | 0 | 0 | 0 | 0 | 0 | 0
IGCC-CCS | 0 | 0 | 0 | 0 | 0 | 0
WT_off | 0 | 0 | 0 | 0 | 0 | 0
PseudoUnit | 0 | 0 | 0 | 0 | 0 | 0
FixedInterchange | 0 | 0 | 0 | 0 | 0 | 0
Retrofit FOM Costs by Reporting Type: MISO_WUMS
ReportingType | 2015 | 2020 | 2025 | 2030 | 2035 | 2040
BM | 0 | 0 | 0 | 0 | 0 | 0
CC | 0 | 0 | 0 | 0 | 0 | 0
CSP | 0 | 0 | 0 | 0 | 0 | 0
CT | 0 | 0 | 0 | 0 | 0 | 0
Coal | 35.36 | 38.37 | 38.37 | 38.37 | 38.37 | 38.37
Geo | 0 | 0 | 0 | 0 | 0 | 0
H | 0 | 0 | 0 | 0 | 0 | 0
LFG | 0 | 0 | 0 | 0 | 0 | 0
Nuc | 0 | 0 | 0 | 0 | 0 | 0
PS | 0 | 0 | 0 | 0 | 0 | 0
PV | 0 | 0 | 0 | 0 | 0 | 0
PeakG | 0 | 0 | 0 | 0 | 0 | 0
PeakO | 0 | 0 | 0 | 0 | 0 | 0
ST | 0 | 0 | 0 | 0 | 0 | 0
STOG | 0 | 0 | 0 | 0 | 0 | 0
STWD | 0 | 0 | 0 | 0 | 0 | 0
WT | 0 | 0 | 0 | 0 | 0 | 0
IGCC | 0 | 0 | 0 | 0 | 0 | 0
DemandResponse | 0 | 0 | 0 | 0 | 0 | 0
IGCC-CCS | 0 | 0 | 0 | 0 | 0 | 0
WT_off | 0 | 0 | 0 | 0 | 0 | 0
PseudoUnit | 0 | 0 | 0 | 0 | 0 | 0
FixedInterchange | 0 | 0 | 0 | 0 | 0 | 0
Retrofit FOM Costs by Reporting Type: Nebraska
ReportingType | 2015 | 2020 | 2025 | 2030 | 2035 | 2040
BM | 0 | 0 | 0 | 0 | 0 | 0
CC | 0 | 0 | 0 | 0 | 0 | 0
CSP | 0 | 0 | 0 | 0 | 0 | 0
CT | 0 | 0 | 0 | 0 | 0 | 0
Coal | 4.88 | 22.22 | 19.18 | 17.31 | 17.31 | 17.31
Geo | 0 | 0 | 0 | 0 | 0 | 0
H | 0 | 0 | 0 | 0 | 0 | 0
LFG | 0 | 0 | 0 | 0 | 0 | 0
Nuc | 0 | 0 | 0 | 0 | 0 | 0
PS | 0 | 0 | 0 | 0 | 0 | 0
PV | 0 | 0 | 0 | 0 | 0 | 0
PeakG | 0 | 0 | 0 | 0 | 0 | 0
PeakO | 0 | 0 | 0 | 0 | 0 | 0
ST | 0 | 0 | 0 | 0 | 0 | 0
STOG | 0 | 0 | 0 | 0 | 0 | 0
STWD | 0 | 0 | 0 | 0 | 0 | 0
WT | 0 | 0 | 0 | 0 | 0 | 0
IGCC | 0 | 0 | 0 | 0 | 0 | 0
DemandResponse | 0 | 0 | 0 | 0 | 0 | 0
IGCC-CCS | 0 | 0 | 0 | 0 | 0 | 0
WT_off | 0 | 0 | 0 | 0 | 0 | 0
PseudoUnit | 0 | 0 | 0 | 0 | 0 | 0
FixedInterchange | 0 | 0 | 0 | 0 | 0 | 0
Retrofit FOM Costs by Reporting Type: NEISO
ReportingType | 2015 | 2020 | 2025 | 2030 | 2035 | 2040
BM | 0 | 0 | 0 | 0 | 0 | 0
CC | 0 | 0 | 0 | 0 | 0 | 0
CSP | 0 | 0 | 0 | 0 | 0 | 0
CT | 0 | 0 | 0 | 0 | 0 | 0
Coal | 59.52 | 59.59 | 59.59 | 59.59 | 59.59 | 59.59
Geo | 0 | 0 | 0 | 0 | 0 | 0
H | 0 | 0 | 0 | 0 | 0 | 0
LFG | 0 | 0 | 0 | 0 | 0 | 0
Nuc | 0 | 0 | 0 | 0 | 0 | 0
PS | 0 | 0 | 0 | 0 | 0 | 0
PV | 0 | 0 | 0 | 0 | 0 | 0
PeakG | 0 | 0 | 0 | 0 | 0 | 0
PeakO | 0 | 0 | 0 | 0 | 0 | 0
ST | 0 | 0 | 0 | 0 | 0 | 0
STOG | 0 | 0 | 0 | 0 | 0 | 0
STWD | 0 | 0 | 0 | 0 | 0 | 0
WT | 0 | 0 | 0 | 0 | 0 | 0
IGCC | 0 | 0 | 0 | 0 | 0 | 0
DemandResponse | 0 | 0 | 0 | 0 | 0 | 0
IGCC-CCS | 0 | 0 | 0 | 0 | 0 | 0
WT_off | 0 | 0 | 0 | 0 | 0 | 0
PseudoUnit | 0 | 0 | 0 | 0 | 0 | 0
FixedInterchange | 0 | 0 | 0 | 0 | 0 | 0
Retrofit FOM Costs by Reporting Type: NonRTO_Midwest
ReportingType | 2015 | 2020 | 2025 | 2030 | 2035 | 2040
BM | 0 | 0 | 0 | 0 | 0 | 0
CC | 0 | 0 | 0 | 0 | 0 | 0
CSP | 0 | 0 | 0 | 0 | 0 | 0
CT | 0 | 0 | 0 | 0 | 0 | 0
Coal | 87.21 | 92.19 | 92.19 | 92.19 | 92.19 | 92.19
Geo | 0 | 0 | 0 | 0 | 0 | 0
H | 0 | 0 | 0 | 0 | 0 | 0
LFG | 0 | 0 | 0 | 0 | 0 | 0
Nuc | 0 | 0 | 0 | 0 | 0 | 0
PS | 0 | 0 | 0 | 0 | 0 | 0
PV | 0 | 0 | 0 | 0 | 0 | 0
PeakG | 0 | 0 | 0 | 0 | 0 | 0
PeakO | 0 | 0 | 0 | 0 | 0 | 0
ST | 0 | 0 | 0 | 0 | 0 | 0
STOG | 0 | 0 | 0 | 0 | 0 | 0
STWD | 0 | 0 | 0 | 0 | 0 | 0
WT | 0 | 0 | 0 | 0 | 0 | 0
IGCC | 0 | 0 | 0 | 0 | 0 | 0
DemandResponse | 0 | 0 | 0 | 0 | 0 | 0
IGCC-CCS | 0 | 0 | 0 | 0 | 0 | 0
WT_off | 0 | 0 | 0 | 0 | 0 | 0
PseudoUnit | 0 | 0 | 0 | 0 | 0 | 0
FixedInterchange | 0 | 0 | 0 | 0 | 0 | 0
Retrofit FOM Costs by Reporting Type: NYISO_A-F
ReportingType | 2015 | 2020 | 2025 | 2030 | 2035 | 2040
BM | 0 | 0 | 0 | 0 | 0 | 0
CC | 0 | 0 | 0 | 0 | 0 | 0
CSP | 0 | 0 | 0 | 0 | 0 | 0
CT | 0 | 0 | 0 | 0 | 0 | 0
Coal | 6.34 | 6.92 | 6.92 | 6.92 | 6.92 | 6.92
Geo | 0 | 0 | 0 | 0 | 0 | 0
H | 0 | 0 | 0 | 0 | 0 | 0
LFG | 0 | 0 | 0 | 0 | 0 | 0
Nuc | 0 | 0 | 0 | 0 | 0 | 0
PS | 0 | 0 | 0 | 0 | 0 | 0
PV | 0 | 0 | 0 | 0 | 0 | 0
PeakG | 0 | 0 | 0 | 0 | 0 | 0
PeakO | 0 | 0 | 0 | 0 | 0 | 0
ST | 0 | 0 | 0 | 0 | 0 | 0
STOG | 0 | 0 | 0 | 0 | 0 | 0
STWD | 0 | 0 | 0 | 0 | 0 | 0
WT | 0 | 0 | 0 | 0 | 0 | 0
IGCC | 0 | 0 | 0 | 0 | 0 | 0
DemandResponse | 0 | 0 | 0 | 0 | 0 | 0
IGCC-CCS | 0 | 0 | 0 | 0 | 0 | 0
WT_off | 0 | 0 | 0 | 0 | 0 | 0
PseudoUnit | 0 | 0 | 0 | 0 | 0 | 0
FixedInterchange | 0 | 0 | 0 | 0 | 0 | 0
Retrofit FOM Costs by Reporting Type: NYISO_G-I
ReportingType | 2015 | 2020 | 2025 | 2030 | 2035 | 2040
BM | 0 | 0 | 0 | 0 | 0 | 0
CC | 0 | 0 | 0 | 0 | 0 | 0
CSP | 0 | 0 | 0 | 0 | 0 | 0
CT | 0 | 0 | 0 | 0 | 0 | 0
Coal | 0 | 0.95 | 0.95 | 0.95 | 0.95 | 0.95
Geo | 0 | 0 | 0 | 0 | 0 | 0
H | 0 | 0 | 0 | 0 | 0 | 0
LFG | 0 | 0 | 0 | 0 | 0 | 0
Nuc | 0 | 0 | 0 | 0 | 0 | 0
PS | 0 | 0 | 0 | 0 | 0 | 0
PV | 0 | 0 | 0 | 0 | 0 | 0
PeakG | 0 | 0 | 0 | 0 | 0 | 0
PeakO | 0 | 0 | 0 | 0 | 0 | 0
ST | 0 | 0 | 0 | 0 | 0 | 0
STOG | 0 | 0 | 0 | 0 | 0 | 0
STWD | 0 | 0 | 0 | 0 | 0 | 0
WT | 0 | 0 | 0 | 0 | 0 | 0
IGCC | 0 | 0 | 0 | 0 | 0 | 0
DemandResponse | 0 | 0 | 0 | 0 | 0 | 0
IGCC-CCS | 0 | 0 | 0 | 0 | 0 | 0
WT_off | 0 | 0 | 0 | 0 | 0 | 0
PseudoUnit | 0 | 0 | 0 | 0 | 0 | 0
FixedInterchange | 0 | 0 | 0 | 0 | 0 | 0
Retrofit FOM Costs by Reporting Type: NYISO_J-K
ReportingType | 2015 | 2020 | 2025 | 2030 | 2035 | 2040
BM | 0 | 0 | 0 | 0 | 0 | 0
CC | 0 | 0 | 0 | 0 | 0 | 0
CSP | 0 | 0 | 0 | 0 | 0 | 0
CT | 0 | 0 | 0 | 0 | 0 | 0
Coal | 0 | 0 | 0 | 0 | 0 | 0
Geo | 0 | 0 | 0 | 0 | 0 | 0
H | 0 | 0 | 0 | 0 | 0 | 0
LFG | 0 | 0 | 0 | 0 | 0 | 0
Nuc | 0 | 0 | 0 | 0 | 0 | 0
PS | 0 | 0 | 0 | 0 | 0 | 0
PV | 0 | 0 | 0 | 0 | 0 | 0
PeakG | 0 | 0 | 0 | 0 | 0 | 0
PeakO | 0 | 0 | 0 | 0 | 0 | 0
ST | 0 | 0 | 0 | 0 | 0 | 0
STOG | 0 | 0 | 0 | 0 | 0 | 0
STWD | 0 | 0 | 0 | 0 | 0 | 0
WT | 0 | 0 | 0 | 0 | 0 | 0
IGCC | 0 | 0 | 0 | 0 | 0 | 0
DemandResponse | 0 | 0 | 0 | 0 | 0 | 0
IGCC-CCS | 0 | 0 | 0 | 0 | 0 | 0
WT_off | 0 | 0 | 0 | 0 | 0 | 0
PseudoUnit | 0 | 0 | 0 | 0 | 0 | 0
FixedInterchange | 0 | 0 | 0 | 0 | 0 | 0
Retrofit FOM Costs by Reporting Type: PJM_E
ReportingType | 2015 | 2020 | 2025 | 2030 | 2035 | 2040
BM | 0 | 0 | 0 | 0 | 0 | 0
CC | 0 | 0 | 0 | 0 | 0 | 0
CSP | 0 | 0 | 0 | 0 | 0 | 0
CT | 0 | 0 | 0 | 0 | 0 | 0
Coal | 2.86 | 2.08 | 2.08 | 2.08 | 2.08 | 2.08
Geo | 0 | 0 | 0 | 0 | 0 | 0
H | 0 | 0 | 0 | 0 | 0 | 0
LFG | 0 | 0 | 0 | 0 | 0 | 0
Nuc | 0 | 0 | 0 | 0 | 0 | 0
PS | 0 | 0 | 0 | 0 | 0 | 0
PV | 0 | 0 | 0 | 0 | 0 | 0
PeakG | 0 | 0 | 0 | 0 | 0 | 0
PeakO | 0 | 0 | 0 | 0 | 0 | 0
ST | 0 | 0 | 0 | 0 | 0 | 0
STOG | 0 | 0 | 0 | 0 | 0 | 0
STWD | 0 | 0 | 0 | 0 | 0 | 0
WT | 0 | 0 | 0 | 0 | 0 | 0
IGCC | 0 | 0 | 0 | 0 | 0 | 0
DemandResponse | 0 | 0 | 0 | 0 | 0 | 0
IGCC-CCS | 0 | 0 | 0 | 0 | 0 | 0
WT_off | 0 | 0 | 0 | 0 | 0 | 0
PseudoUnit | 0 | 0 | 0 | 0 | 0 | 0
FixedInterchange | 0 | 0 | 0 | 0 | 0 | 0
Retrofit FOM Costs by Reporting Type: PJM_ROM
ReportingType | 2015 | 2020 | 2025 | 2030 | 2035 | 2040
BM | 0 | 0 | 0 | 0 | 0 | 0
CC | 0 | 0 | 0 | 0 | 0 | 0
CSP | 0 | 0 | 0 | 0 | 0 | 0
CT | 0 | 0 | 0 | 0 | 0 | 0
Coal | 84.65 | 95.18 | 95.18 | 95.18 | 95.18 | 95.18
Geo | 0 | 0 | 0 | 0 | 0 | 0
H | 0 | 0 | 0 | 0 | 0 | 0
LFG | 0 | 0 | 0 | 0 | 0 | 0
Nuc | 0 | 0 | 0 | 0 | 0 | 0
PS | 0 | 0 | 0 | 0 | 0 | 0
PV | 0 | 0 | 0 | 0 | 0 | 0
PeakG | 0 | 0 | 0 | 0 | 0 | 0
PeakO | 0 | 0 | 0 | 0 | 0 | 0
ST | 0 | 0 | 0 | 0 | 0 | 0
STOG | 0 | 0 | 0 | 0 | 0 | 0
STWD | 0 | 0 | 0 | 0 | 0 | 0
WT | 0 | 0 | 0 | 0 | 0 | 0
IGCC | 0 | 0 | 0 | 0 | 0 | 0
DemandResponse | 0 | 0 | 0 | 0 | 0 | 0
IGCC-CCS | 0 | 0 | 0 | 0 | 0 | 0
WT_off | 0 | 0 | 0 | 0 | 0 | 0
PseudoUnit | 0 | 0 | 0 | 0 | 0 | 0
FixedInterchange | 0 | 0 | 0 | 0 | 0 | 0
Retrofit FOM Costs by Reporting Type: PJM_ROR
ReportingType | 2015 | 2020 | 2025 | 2030 | 2035 | 2040
BM | 0 | 0 | 0 | 0 | 0 | 0
CC | 0 | 0 | 0 | 0 | 0 | 0
CSP | 0 | 0 | 0 | 0 | 0 | 0
CT | 0 | 0 | 0 | 0 | 0 | 0
Coal | 273.76 | 331.28 | 331.28 | 331.28 | 331.28 | 331.28
Geo | 0 | 0 | 0 | 0 | 0 | 0
H | 0 | 0 | 0 | 0 | 0 | 0
LFG | 0 | 0 | 0 | 0 | 0 | 0
Nuc | 0 | 0 | 0 | 0 | 0 | 0
PS | 0 | 0 | 0 | 0 | 0 | 0
PV | 0 | 0 | 0 | 0 | 0 | 0
PeakG | 0 | 0 | 0 | 0 | 0 | 0
PeakO | 0 | 0 | 0 | 0 | 0 | 0
ST | 0 | 0 | 0 | 0 | 0 | 0
STOG | 0 | 0 | 0 | 0 | 0 | 0
STWD | 0 | 0 | 0 | 0 | 0 | 0
WT | 0 | 0 | 0 | 0 | 0 | 0
IGCC | 0 | 0 | 0 | 0 | 0 | 0
DemandResponse | 0 | 0 | 0 | 0 | 0 | 0
IGCC-CCS | 0 | 0 | 0 | 0 | 0 | 0
WT_off | 0 | 0 | 0 | 0 | 0 | 0
PseudoUnit | 0 | 0 | 0 | 0 | 0 | 0
FixedInterchange | 0 | 0 | 0 | 0 | 0 | 0
Retrofit FOM Costs by Reporting Type: SOCO
ReportingType | 2015 | 2020 | 2025 | 2030 | 2035 | 2040
BM | 0 | 0 | 0 | 0 | 0 | 0
CC | 0 | 0 | 0 | 0 | 0 | 0
CSP | 0 | 0 | 0 | 0 | 0 | 0
CT | 0 | 0 | 0 | 0 | 0 | 0
Coal | 138.3 | 153.54 | 153.54 | 153.54 | 153.54 | 153.54
Geo | 0 | 0 | 0 | 0 | 0 | 0
H | 0 | 0 | 0 | 0 | 0 | 0
LFG | 0 | 0 | 0 | 0 | 0 | 0
Nuc | 0 | 0 | 0 | 0 | 0 | 0
PS | 0 | 0 | 0 | 0 | 0 | 0
PV | 0 | 0 | 0 | 0 | 0 | 0
PeakG | 0 | 0 | 0 | 0 | 0 | 0
PeakO | 0 | 0 | 0 | 0 | 0 | 0
ST | 0 | 0 | 0 | 0 | 0 | 0
STOG | 0 | 0 | 0 | 0 | 0 | 0
STWD | 0 | 0 | 0 | 0 | 0 | 0
WT | 0 | 0 | 0 | 0 | 0 | 0
IGCC | 0 | 0 | 0 | 0 | 0 | 0
DemandResponse | 0 | 0 | 0 | 0 | 0 | 0
IGCC-CCS | 0 | 0 | 0 | 0 | 0 | 0
WT_off | 0 | 0 | 0 | 0 | 0 | 0
PseudoUnit | 0 | 0 | 0 | 0 | 0 | 0
FixedInterchange | 0 | 0 | 0 | 0 | 0 | 0
Retrofit FOM Costs by Reporting Type: SPP_N
ReportingType | 2015 | 2020 | 2025 | 2030 | 2035 | 2040
BM | 0 | 0 | 0 | 0 | 0 | 0
CC | 0 | 0 | 0 | 0 | 0 | 0
CSP | 0 | 0 | 0 | 0 | 0 | 0
CT | 0 | 0 | 0 | 0 | 0 | 0
Coal | 36.22 | 42.08 | 38.84 | 37.92 | 37.92 | 37.92
Geo | 0 | 0 | 0 | 0 | 0 | 0
H | 0 | 0 | 0 | 0 | 0 | 0
LFG | 0 | 0 | 0 | 0 | 0 | 0
Nuc | 0 | 0 | 0 | 0 | 0 | 0
PS | 0 | 0 | 0 | 0 | 0 | 0
PV | 0 | 0 | 0 | 0 | 0 | 0
PeakG | 0 | 0 | 0 | 0 | 0 | 0
PeakO | 0 | 0 | 0 | 0 | 0 | 0
ST | 0 | 0 | 0 | 0 | 0 | 0
STOG | 0 | 0 | 0 | 0 | 0 | 0
STWD | 0 | 0 | 0 | 0 | 0 | 0
WT | 0 | 0 | 0 | 0 | 0 | 0
IGCC | 0 | 0 | 0 | 0 | 0 | 0
DemandResponse | 0 | 0 | 0 | 0 | 0 | 0
IGCC-CCS | 0 | 0 | 0 | 0 | 0 | 0
WT_off | 0 | 0 | 0 | 0 | 0 | 0
PseudoUnit | 0 | 0 | 0 | 0 | 0 | 0
FixedInterchange | 0 | 0 | 0 | 0 | 0 | 0
Retrofit FOM Costs by Reporting Type: SPP_S
ReportingType | 2015 | 2020 | 2025 | 2030 | 2035 | 2040
BM | 0 | 0 | 0 | 0 | 0 | 0
CC | 0 | 0 | 0 | 0 | 0 | 0
CSP | 0 | 0 | 0 | 0 | 0 | 0
CT | 0 | 0 | 0 | 0 | 0 | 0
Coal | 20.12 | 32.3 | 29.37 | 29.26 | 29.26 | 29.26
Geo | 0 | 0 | 0 | 0 | 0 | 0
H | 0 | 0 | 0 | 0 | 0 | 0
LFG | 0 | 0 | 0 | 0 | 0 | 0
Nuc | 0 | 0 | 0 | 0 | 0 | 0
PS | 0 | 0 | 0 | 0 | 0 | 0
PV | 0 | 0 | 0 | 0 | 0 | 0
PeakG | 0 | 0 | 0 | 0 | 0 | 0
PeakO | 0 | 0 | 0 | 0 | 0 | 0
ST | 0 | 0 | 0 | 0 | 0 | 0
STOG | 0 | 0 | 0 | 0 | 0 | 0
STWD | 0 | 0 | 0 | 0 | 0 | 0
WT | 0 | 0 | 0 | 0 | 0 | 0
IGCC | 0 | 0 | 0 | 0 | 0 | 0
DemandResponse | 0 | 0 | 0 | 0 | 0 | 0
IGCC-CCS | 0 | 0 | 0 | 0 | 0 | 0
WT_off | 0 | 0 | 0 | 0 | 0 | 0
PseudoUnit | 0 | 0 | 0 | 0 | 0 | 0
FixedInterchange | 0 | 0 | 0 | 0 | 0 | 0
Retrofit FOM Costs by Reporting Type: TVA
ReportingType | 2015 | 2020 | 2025 | 2030 | 2035 | 2040
BM | 0 | 0 | 0 | 0 | 0 | 0
CC | 0 | 0 | 0 | 0 | 0 | 0
CSP | 0 | 0 | 0 | 0 | 0 | 0
CT | 0 | 0 | 0 | 0 | 0 | 0
Coal | 56.14 | 74.08 | 74.08 | 74.08 | 74.08 | 74.08
Geo | 0 | 0 | 0 | 0 | 0 | 0
H | 0 | 0 | 0 | 0 | 0 | 0
LFG | 0 | 0 | 0 | 0 | 0 | 0
Nuc | 0 | 0 | 0 | 0 | 0 | 0
PS | 0 | 0 | 0 | 0 | 0 | 0
PV | 0 | 0 | 0 | 0 | 0 | 0
PeakG | 0 | 0 | 0 | 0 | 0 | 0
PeakO | 0 | 0 | 0 | 0 | 0 | 0
ST | 0 | 0 | 0 | 0 | 0 | 0
STOG | 0 | 0 | 0 | 0 | 0 | 0
STWD | 0 | 0 | 0 | 0 | 0 | 0
WT | 0 | 0 | 0 | 0 | 0 | 0
IGCC | 0 | 0 | 0 | 0 | 0 | 0
DemandResponse | 0 | 0 | 0 | 0 | 0 | 0
IGCC-CCS | 0 | 0 | 0 | 0 | 0 | 0
WT_off | 0 | 0 | 0 | 0 | 0 | 0
PseudoUnit | 0 | 0 | 0 | 0 | 0 | 0
FixedInterchange | 0 | 0 | 0 | 0 | 0 | 0
Retrofit FOM Costs by Reporting Type: TVA_Transmission
ReportingType | 2015 | 2020 | 2025 | 2030 | 2035 | 2040
BM | 0 | 0 | 0 | 0 | 0 | 0
CC | 0 | 0 | 0 | 0 | 0 | 0
CSP | 0 | 0 | 0 | 0 | 0 | 0
CT | 0 | 0 | 0 | 0 | 0 | 0
Coal | 0 | 0 | 0 | 0 | 0 | 0
Geo | 0 | 0 | 0 | 0 | 0 | 0
H | 0 | 0 | 0 | 0 | 0 | 0
LFG | 0 | 0 | 0 | 0 | 0 | 0
Nuc | 0 | 0 | 0 | 0 | 0 | 0
PS | 0 | 0 | 0 | 0 | 0 | 0
PV | 0 | 0 | 0 | 0 | 0 | 0
PeakG | 0 | 0 | 0 | 0 | 0 | 0
PeakO | 0 | 0 | 0 | 0 | 0 | 0
ST | 0 | 0 | 0 | 0 | 0 | 0
STOG | 0 | 0 | 0 | 0 | 0 | 0
STWD | 0 | 0 | 0 | 0 | 0 | 0
WT | 0 | 0 | 0 | 0 | 0 | 0
IGCC | 0 | 0 | 0 | 0 | 0 | 0
DemandResponse | 0 | 0 | 0 | 0 | 0 | 0
IGCC-CCS | 0 | 0 | 0 | 0 | 0 | 0
WT_off | 0 | 0 | 0 | 0 | 0 | 0
PseudoUnit | 0 | 0 | 0 | 0 | 0 | 0
FixedInterchange | 0 | 0 | 0 | 0 | 0 | 0
Retrofit FOM Costs by Reporting Type: VACAR
ReportingType | 2015 | 2020 | 2025 | 2030 | 2035 | 2040
BM | 0 | 0 | 0 | 0 | 0 | 0
CC | 0 | 0 | 0 | 0 | 0 | 0
CSP | 0 | 0 | 0 | 0 | 0 | 0
CT | 0 | 0 | 0 | 0 | 0 | 0
Coal | 139.43 | 152.79 | 152.79 | 152.79 | 152.79 | 152.79
Geo | 0 | 0 | 0 | 0 | 0 | 0
H | 0 | 0 | 0 | 0 | 0 | 0
LFG | 0 | 0 | 0 | 0 | 0 | 0
Nuc | 0 | 0 | 0 | 0 | 0 | 0
PS | 0 | 0 | 0 | 0 | 0 | 0
PV | 0 | 0 | 0 | 0 | 0 | 0
PeakG | 0 | 0 | 0 | 0 | 0 | 0
PeakO | 0 | 0 | 0 | 0 | 0 | 0
ST | 0 | 0 | 0 | 0 | 0 | 0
STOG | 0 | 0 | 0 | 0 | 0 | 0
STWD | 0 | 0 | 0 | 0 | 0 | 0
WT | 0 | 0 | 0 | 0 | 0 | 0
IGCC | 0 | 0 | 0 | 0 | 0 | 0
DemandResponse | 0 | 0 | 0 | 0 | 0 | 0
IGCC-CCS | 0 | 0 | 0 | 0 | 0 | 0
WT_off | 0 | 0 | 0 | 0 | 0 | 0
PseudoUnit | 0 | 0 | 0 | 0 | 0 | 0
FixedInterchange | 0 | 0 | 0 | 0 | 0 | 0
Retrofit FOM Costs by Reporting Type: IESO
ReportingType | 2015 | 2020 | 2025 | 2030 | 2035 | 2040
BM | 0 | 0 | 0 | 0 | 0 | 0
CC | 0 | 0 | 0 | 0 | 0 | 0
CSP | 0 | 0 | 0 | 0 | 0 | 0
CT | 0 | 0 | 0 | 0 | 0 | 0
Coal | 0 | 0 | 0 | 0 | 0 | 0
Geo | 0 | 0 | 0 | 0 | 0 | 0
H | 0 | 0 | 0 | 0 | 0 | 0
LFG | 0 | 0 | 0 | 0 | 0 | 0
Nuc | 0 | 0 | 0 | 0 | 0 | 0
PS | 0 | 0 | 0 | 0 | 0 | 0
PV | 0 | 0 | 0 | 0 | 0 | 0
PeakG | 0 | 0 | 0 | 0 | 0 | 0
PeakO | 0 | 0 | 0 | 0 | 0 | 0
ST | 0 | 0 | 0 | 0 | 0 | 0
STOG | 0 | 0 | 0 | 0 | 0 | 0
STWD | 0 | 0 | 0 | 0 | 0 | 0
WT | 0 | 0 | 0 | 0 | 0 | 0
IGCC | 0 | 0 | 0 | 0 | 0 | 0
DemandResponse | 0 | 0 | 0 | 0 | 0 | 0
IGCC-CCS | 0 | 0 | 0 | 0 | 0 | 0
WT_off | 0 | 0 | 0 | 0 | 0 | 0
PseudoUnit | 0 | 0 | 0 | 0 | 0 | 0
FixedInterchange | 0 | 0 | 0 | 0 | 0 | 0
Retrofit FOM Costs by Reporting Type: MAPP_CA
ReportingType | 2015 | 2020 | 2025 | 2030 | 2035 | 2040
BM | 0 | 0 | 0 | 0 | 0 | 0
CC | 0 | 0 | 0 | 0 | 0 | 0
CSP | 0 | 0 | 0 | 0 | 0 | 0
CT | 0 | 0 | 0 | 0 | 0 | 0
Coal | 0 | 0 | 0 | 0 | 0 | 0
Geo | 0 | 0 | 0 | 0 | 0 | 0
H | 0 | 0 | 0 | 0 | 0 | 0
LFG | 0 | 0 | 0 | 0 | 0 | 0
Nuc | 0 | 0 | 0 | 0 | 0 | 0
PS | 0 | 0 | 0 | 0 | 0 | 0
PV | 0 | 0 | 0 | 0 | 0 | 0
PeakG | 0 | 0 | 0 | 0 | 0 | 0
PeakO | 0 | 0 | 0 | 0 | 0 | 0
ST | 0 | 0 | 0 | 0 | 0 | 0
STOG | 0 | 0 | 0 | 0 | 0 | 0
STWD | 0 | 0 | 0 | 0 | 0 | 0
WT | 0 | 0 | 0 | 0 | 0 | 0
IGCC | 0 | 0 | 0 | 0 | 0 | 0
DemandResponse | 0 | 0 | 0 | 0 | 0 | 0
IGCC-CCS | 0 | 0 | 0 | 0 | 0 | 0
WT_off | 0 | 0 | 0 | 0 | 0 | 0
PseudoUnit | 0 | 0 | 0 | 0 | 0 | 0
FixedInterchange | 0 | 0 | 0 | 0 | 0 | 0
Retrofit FOM Costs by Reporting Type: AZ_NM_SNV_Coal
ReportingType | 2015 | 2020 | 2025 | 2030 | 2035 | 2040
BM | 0 | 0 | 0 | 0 | 0 | 0
CC | 0 | 0 | 0 | 0 | 0 | 0
CSP | 0 | 0 | 0 | 0 | 0 | 0
CT | 0 | 0 | 0 | 0 | 0 | 0
Coal | 70.07 | 75.36 | 75.36 | 75.36 | 75.36 | 75.36
Geo | 0 | 0 | 0 | 0 | 0 | 0
H | 0 | 0 | 0 | 0 | 0 | 0
LFG | 0 | 0 | 0 | 0 | 0 | 0
Nuc | 0 | 0 | 0 | 0 | 0 | 0
PS | 0 | 0 | 0 | 0 | 0 | 0
PV | 0 | 0 | 0 | 0 | 0 | 0
PeakG | 0 | 0 | 0 | 0 | 0 | 0
PeakO | 0 | 0 | 0 | 0 | 0 | 0
ST | 0 | 0 | 0 | 0 | 0 | 0
STOG | 0 | 0 | 0 | 0 | 0 | 0
STWD | 0 | 0 | 0 | 0 | 0 | 0
WT | 0 | 0 | 0 | 0 | 0 | 0
IGCC | 0 | 0 | 0 | 0 | 0 | 0
DemandResponse | 0 | 0 | 0 | 0 | 0 | 0
IGCC-CCS | 0 | 0 | 0 | 0 | 0 | 0
WT_off | 0 | 0 | 0 | 0 | 0 | 0
PseudoUnit | 0 | 0 | 0 | 0 | 0 | 0
FixedInterchange | 0 | 0 | 0 | 0 | 0 | 0
Retrofit FOM Costs by Reporting Type: AZ_NM_SNV_Gas
ReportingType | 2015 | 2020 | 2025 | 2030 | 2035 | 2040
BM | 0 | 0 | 0 | 0 | 0 | 0
CC | 0 | 0 | 0 | 0 | 0 | 0
CSP | 0 | 0 | 0 | 0 | 0 | 0
CT | 0 | 0 | 0 | 0 | 0 | 0
Coal | 0 | 0 | 0 | 0 | 0 | 0
Geo | 0 | 0 | 0 | 0 | 0 | 0
H | 0 | 0 | 0 | 0 | 0 | 0
LFG | 0 | 0 | 0 | 0 | 0 | 0
Nuc | 0 | 0 | 0 | 0 | 0 | 0
PS | 0 | 0 | 0 | 0 | 0 | 0
PV | 0 | 0 | 0 | 0 | 0 | 0
PeakG | 0 | 0 | 0 | 0 | 0 | 0
PeakO | 0 | 0 | 0 | 0 | 0 | 0
ST | 0 | 0 | 0 | 0 | 0 | 0
STOG | 0 | 0 | 0 | 0 | 0 | 0
STWD | 0 | 0 | 0 | 0 | 0 | 0
WT | 0 | 0 | 0 | 0 | 0 | 0
IGCC | 0 | 0 | 0 | 0 | 0 | 0
DemandResponse | 0 | 0 | 0 | 0 | 0 | 0
IGCC-CCS | 0 | 0 | 0 | 0 | 0 | 0
WT_off | 0 | 0 | 0 | 0 | 0 | 0
PseudoUnit | 0 | 0 | 0 | 0 | 0 | 0
FixedInterchange | 0 | 0 | 0 | 0 | 0 | 0
Retrofit FOM Costs by Reporting Type: AZ_NM_SNV_NucRenew
ReportingType | 2015 | 2020 | 2025 | 2030 | 2035 | 2040
BM | 0 | 0 | 0 | 0 | 0 | 0
CC | 0 | 0 | 0 | 0 | 0 | 0
CSP | 0 | 0 | 0 | 0 | 0 | 0
CT | 0 | 0 | 0 | 0 | 0 | 0
Coal | 0 | 0 | 0 | 0 | 0 | 0
Geo | 0 | 0 | 0 | 0 | 0 | 0
H | 0 | 0 | 0 | 0 | 0 | 0
LFG | 0 | 0 | 0 | 0 | 0 | 0
Nuc | 0 | 0 | 0 | 0 | 0 | 0
PS | 0 | 0 | 0 | 0 | 0 | 0
PV | 0 | 0 | 0 | 0 | 0 | 0
PeakG | 0 | 0 | 0 | 0 | 0 | 0
PeakO | 0 | 0 | 0 | 0 | 0 | 0
ST | 0 | 0 | 0 | 0 | 0 | 0
STOG | 0 | 0 | 0 | 0 | 0 | 0
STWD | 0 | 0 | 0 | 0 | 0 | 0
WT | 0 | 0 | 0 | 0 | 0 | 0
IGCC | 0 | 0 | 0 | 0 | 0 | 0
DemandResponse | 0 | 0 | 0 | 0 | 0 | 0
IGCC-CCS | 0 | 0 | 0 | 0 | 0 | 0
WT_off | 0 | 0 | 0 | 0 | 0 | 0
PseudoUnit | 0 | 0 | 0 | 0 | 0 | 0
FixedInterchange | 0 | 0 | 0 | 0 | 0 | 0
Retrofit FOM Costs by Reporting Type: ERCOT
ReportingType | 2015 | 2020 | 2025 | 2030 | 2035 | 2040
BM | 0 | 0 | 0 | 0 | 0 | 0
CC | 0 | 0 | 0 | 0 | 0 | 0
CSP | 0 | 0 | 0 | 0 | 0 | 0
CT | 0 | 0 | 0 | 0 | 0 | 0
Coal | 97.11 | 123.25 | 123.25 | 123.25 | 123.25 | 123.25
Geo | 0 | 0 | 0 | 0 | 0 | 0
H | 0 | 0 | 0 | 0 | 0 | 0
LFG | 0 | 0 | 0 | 0 | 0 | 0
Nuc | 0 | 0 | 0 | 0 | 0 | 0
PS | 0 | 0 | 0 | 0 | 0 | 0
PV | 0 | 0 | 0 | 0 | 0 | 0
PeakG | 0 | 0 | 0 | 0 | 0 | 0
PeakO | 0 | 0 | 0 | 0 | 0 | 0
ST | 0 | 0 | 0 | 0 | 0 | 0
STOG | 0 | 0 | 0 | 0 | 0 | 0
STWD | 0 | 0 | 0 | 0 | 0 | 0
WT | 0 | 0 | 0 | 0 | 0 | 0
IGCC | 0 | 0 | 0 | 0 | 0 | 0
DemandResponse | 0 | 0 | 0 | 0 | 0 | 0
IGCC-CCS | 0 | 0 | 0 | 0 | 0 | 0
WT_off | 0 | 0 | 0 | 0 | 0 | 0
PseudoUnit | 0 | 0 | 0 | 0 | 0 | 0
FixedInterchange | 0 | 0 | 0 | 0 | 0 | 0
Retrofit FOM Costs by Reporting Type: NP15
ReportingType | 2015 | 2020 | 2025 | 2030 | 2035 | 2040
BM | 0 | 0 | 0 | 0 | 0 | 0
CC | 0 | 0 | 0 | 0 | 0 | 0
CSP | 0 | 0 | 0 | 0 | 0 | 0
CT | 0 | 0 | 0 | 0 | 0 | 0
Coal | 0.19 | 0.34 | 0.34 | 0.34 | 0.34 | 0
Geo | 0 | 0 | 0 | 0 | 0 | 0
H | 0 | 0 | 0 | 0 | 0 | 0
LFG | 0 | 0 | 0 | 0 | 0 | 0
Nuc | 0 | 0 | 0 | 0 | 0 | 0
PS | 0 | 0 | 0 | 0 | 0 | 0
PV | 0 | 0 | 0 | 0 | 0 | 0
PeakG | 0 | 0 | 0 | 0 | 0 | 0
PeakO | 0 | 0 | 0 | 0 | 0 | 0
ST | 0 | 0 | 0 | 0 | 0 | 0
STOG | 0 | 0 | 0 | 0 | 0 | 0
STWD | 0 | 0 | 0 | 0 | 0 | 0
WT | 0 | 0 | 0 | 0 | 0 | 0
IGCC | 0 | 0 | 0 | 0 | 0 | 0
DemandResponse | 0 | 0 | 0 | 0 | 0 | 0
IGCC-CCS | 0 | 0 | 0 | 0 | 0 | 0
WT_off | 0 | 0 | 0 | 0 | 0 | 0
PseudoUnit | 0 | 0 | 0 | 0 | 0 | 0
FixedInterchange | 0 | 0 | 0 | 0 | 0 | 0
Retrofit FOM Costs by Reporting Type: NWPP_Coal
ReportingType | 2015 | 2020 | 2025 | 2030 | 2035 | 2040
BM | 0 | 0 | 0 | 0 | 0 | 0
CC | 0 | 0 | 0 | 0 | 0 | 0
CSP | 0 | 0 | 0 | 0 | 0 | 0
CT | 0 | 0 | 0 | 0 | 0 | 0
Coal | 67.16 | 77 | 77 | 77 | 77 | 77
Geo | 0 | 0 | 0 | 0 | 0 | 0
H | 0 | 0 | 0 | 0 | 0 | 0
LFG | 0 | 0 | 0 | 0 | 0 | 0
Nuc | 0 | 0 | 0 | 0 | 0 | 0
PS | 0 | 0 | 0 | 0 | 0 | 0
PV | 0 | 0 | 0 | 0 | 0 | 0
PeakG | 0 | 0 | 0 | 0 | 0 | 0
PeakO | 0 | 0 | 0 | 0 | 0 | 0
ST | 0 | 0 | 0 | 0 | 0 | 0
STOG | 0 | 0 | 0 | 0 | 0 | 0
STWD | 0 | 0 | 0 | 0 | 0 | 0
WT | 0 | 0 | 0 | 0 | 0 | 0
IGCC | 0 | 0 | 0 | 0 | 0 | 0
DemandResponse | 0 | 0 | 0 | 0 | 0 | 0
IGCC-CCS | 0 | 0 | 0 | 0 | 0 | 0
WT_off | 0 | 0 | 0 | 0 | 0 | 0
PseudoUnit | 0 | 0 | 0 | 0 | 0 | 0
FixedInterchange | 0 | 0 | 0 | 0 | 0 | 0
Retrofit FOM Costs by Reporting Type: NWPP_Gas
ReportingType | 2015 | 2020 | 2025 | 2030 | 2035 | 2040
BM | 0 | 0 | 0 | 0 | 0 | 0
CC | 0 | 0 | 0 | 0 | 0 | 0
CSP | 0 | 0 | 0 | 0 | 0 | 0
CT | 0 | 0 | 0 | 0 | 0 | 0
Coal | 0 | 0 | 0 | 0 | 0 | 0
Geo | 0 | 0 | 0 | 0 | 0 | 0
H | 0 | 0 | 0 | 0 | 0 | 0
LFG | 0 | 0 | 0 | 0 | 0 | 0
Nuc | 0 | 0 | 0 | 0 | 0 | 0
PS | 0 | 0 | 0 | 0 | 0 | 0
PV | 0 | 0 | 0 | 0 | 0 | 0
PeakG | 0 | 0 | 0 | 0 | 0 | 0
PeakO | 0 | 0 | 0 | 0 | 0 | 0
ST | 0 | 0 | 0 | 0 | 0 | 0
STOG | 0 | 0 | 0 | 0 | 0 | 0
STWD | 0 | 0 | 0 | 0 | 0 | 0
WT | 0 | 0 | 0 | 0 | 0 | 0
IGCC | 0 | 0 | 0 | 0 | 0 | 0
DemandResponse | 0 | 0 | 0 | 0 | 0 | 0
IGCC-CCS | 0 | 0 | 0 | 0 | 0 | 0
WT_off | 0 | 0 | 0 | 0 | 0 | 0
PseudoUnit | 0 | 0 | 0 | 0 | 0 | 0
FixedInterchange | 0 | 0 | 0 | 0 | 0 | 0
Retrofit FOM Costs by Reporting Type: NWPP_NucRenew
ReportingType | 2015 | 2020 | 2025 | 2030 | 2035 | 2040
BM | 0 | 0 | 0 | 0 | 0 | 0
CC | 0 | 0 | 0 | 0 | 0 | 0
CSP | 0 | 0 | 0 | 0 | 0 | 0
CT | 0 | 0 | 0 | 0 | 0 | 0
Coal | 0 | 0 | 0 | 0 | 0 | 0
Geo | 0 | 0 | 0 | 0 | 0 | 0
H | 0 | 0 | 0 | 0 | 0 | 0
LFG | 0 | 0 | 0 | 0 | 0 | 0
Nuc | 0 | 0 | 0 | 0 | 0 | 0
PS | 0 | 0 | 0 | 0 | 0 | 0
PV | 0 | 0 | 0 | 0 | 0 | 0
PeakG | 0 | 0 | 0 | 0 | 0 | 0
PeakO | 0 | 0 | 0 | 0 | 0 | 0
ST | 0 | 0 | 0 | 0 | 0 | 0
STOG | 0 | 0 | 0 | 0 | 0 | 0
STWD | 0 | 0 | 0 | 0 | 0 | 0
WT | 0 | 0 | 0 | 0 | 0 | 0
IGCC | 0 | 0 | 0 | 0 | 0 | 0
DemandResponse | 0 | 0 | 0 | 0 | 0 | 0
IGCC-CCS | 0 | 0 | 0 | 0 | 0 | 0
WT_off | 0 | 0 | 0 | 0 | 0 | 0
PseudoUnit | 0 | 0 | 0 | 0 | 0 | 0
FixedInterchange | 0 | 0 | 0 | 0 | 0 | 0
Retrofit FOM Costs by Reporting Type: RMPA
ReportingType | 2015 | 2020 | 2025 | 2030 | 2035 | 2040
BM | 0 | 0 | 0 | 0 | 0 | 0
CC | 0 | 0 | 0 | 0 | 0 | 0
CSP | 0 | 0 | 0 | 0 | 0 | 0
CT | 0 | 0 | 0 | 0 | 0 | 0
Coal | 26.21 | 35.01 | 34.59 | 34.59 | 34.59 | 34.59
Geo | 0 | 0 | 0 | 0 | 0 | 0
H | 0 | 0 | 0 | 0 | 0 | 0
LFG | 0 | 0 | 0 | 0 | 0 | 0
Nuc | 0 | 0 | 0 | 0 | 0 | 0
PS | 0 | 0 | 0 | 0 | 0 | 0
PV | 0 | 0 | 0 | 0 | 0 | 0
PeakG | 0 | 0 | 0 | 0 | 0 | 0
PeakO | 0 | 0 | 0 | 0 | 0 | 0
ST | 0 | 0 | 0 | 0 | 0 | 0
STOG | 0 | 0 | 0 | 0 | 0 | 0
STWD | 0 | 0 | 0 | 0 | 0 | 0
WT | 0 | 0 | 0 | 0 | 0 | 0
IGCC | 0 | 0 | 0 | 0 | 0 | 0
DemandResponse | 0 | 0 | 0 | 0 | 0 | 0
IGCC-CCS | 0 | 0 | 0 | 0 | 0 | 0
WT_off | 0 | 0 | 0 | 0 | 0 | 0
PseudoUnit | 0 | 0 | 0 | 0 | 0 | 0
FixedInterchange | 0 | 0 | 0 | 0 | 0 | 0
Retrofit FOM Costs by Reporting Type: SP15
ReportingType | 2015 | 2020 | 2025 | 2030 | 2035 | 2040
BM | 0 | 0 | 0 | 0 | 0 | 0
CC | 0 | 0 | 0 | 0 | 0 | 0
CSP | 0 | 0 | 0 | 0 | 0 | 0
CT | 0 | 0 | 0 | 0 | 0 | 0
Coal | 0.23 | 0.41 | 0.41 | 0.41 | 0.41 | 0.41
Geo | 0 | 0 | 0 | 0 | 0 | 0
H | 0 | 0 | 0 | 0 | 0 | 0
LFG | 0 | 0 | 0 | 0 | 0 | 0
Nuc | 0 | 0 | 0 | 0 | 0 | 0
PS | 0 | 0 | 0 | 0 | 0 | 0
PV | 0 | 0 | 0 | 0 | 0 | 0
PeakG | 0 | 0 | 0 | 0 | 0 | 0
PeakO | 0 | 0 | 0 | 0 | 0 | 0
ST | 0 | 0 | 0 | 0 | 0 | 0
STOG | 0 | 0 | 0 | 0 | 0 | 0
STWD | 0 | 0 | 0 | 0 | 0 | 0
WT | 0 | 0 | 0 | 0 | 0 | 0
IGCC | 0 | 0 | 0 | 0 | 0 | 0
DemandResponse | 0 | 0 | 0 | 0 | 0 | 0
IGCC-CCS | 0 | 0 | 0 | 0 | 0 | 0
WT_off | 0 | 0 | 0 | 0 | 0 | 0
PseudoUnit | 0 | 0 | 0 | 0 | 0 | 0
FixedInterchange | 0 | 0 | 0 | 0 | 0 | 0
Retrofit FOM Costs by Reporting Type: ALB
ReportingType | 2015 | 2020 | 2025 | 2030 | 2035 | 2040
BM | 0 | 0 | 0 | 0 | 0 | 0
CC | 0 | 0 | 0 | 0 | 0 | 0
CSP | 0 | 0 | 0 | 0 | 0 | 0
CT | 0 | 0 | 0 | 0 | 0 | 0
Coal | 0.29 | 0.29 | 0.29 | 0.29 | 0.29 | 0.29
Geo | 0 | 0 | 0 | 0 | 0 | 0
H | 0 | 0 | 0 | 0 | 0 | 0
LFG | 0 | 0 | 0 | 0 | 0 | 0
Nuc | 0 | 0 | 0 | 0 | 0 | 0
PS | 0 | 0 | 0 | 0 | 0 | 0
PV | 0 | 0 | 0 | 0 | 0 | 0
PeakG | 0 | 0 | 0 | 0 | 0 | 0
PeakO | 0 | 0 | 0 | 0 | 0 | 0
ST | 0 | 0 | 0 | 0 | 0 | 0
STOG | 0 | 0 | 0 | 0 | 0 | 0
STWD | 0 | 0 | 0 | 0 | 0 | 0
WT | 0 | 0 | 0 | 0 | 0 | 0
IGCC | 0 | 0 | 0 | 0 | 0 | 0
DemandResponse | 0 | 0 | 0 | 0 | 0 | 0
IGCC-CCS | 0 | 0 | 0 | 0 | 0 | 0
WT_off | 0 | 0 | 0 | 0 | 0 | 0
PseudoUnit | 0 | 0 | 0 | 0 | 0 | 0
FixedInterchange | 0 | 0 | 0 | 0 | 0 | 0
Retrofit FOM Costs by Reporting Type: BC
ReportingType | 2015 | 2020 | 2025 | 2030 | 2035 | 2040
BM | 0 | 0 | 0 | 0 | 0 | 0
CC | 0 | 0 | 0 | 0 | 0 | 0
CSP | 0 | 0 | 0 | 0 | 0 | 0
CT | 0 | 0 | 0 | 0 | 0 | 0
Coal | 0 | 0 | 0 | 0 | 0 | 0
Geo | 0 | 0 | 0 | 0 | 0 | 0
H | 0 | 0 | 0 | 0 | 0 | 0
LFG | 0 | 0 | 0 | 0 | 0 | 0
Nuc | 0 | 0 | 0 | 0 | 0 | 0
PS | 0 | 0 | 0 | 0 | 0 | 0
PV | 0 | 0 | 0 | 0 | 0 | 0
PeakG | 0 | 0 | 0 | 0 | 0 | 0
PeakO | 0 | 0 | 0 | 0 | 0 | 0
ST | 0 | 0 | 0 | 0 | 0 | 0
STOG | 0 | 0 | 0 | 0 | 0 | 0
STWD | 0 | 0 | 0 | 0 | 0 | 0
WT | 0 | 0 | 0 | 0 | 0 | 0
IGCC | 0 | 0 | 0 | 0 | 0 | 0
DemandResponse | 0 | 0 | 0 | 0 | 0 | 0
IGCC-CCS | 0 | 0 | 0 | 0 | 0 | 0
WT_off | 0 | 0 | 0 | 0 | 0 | 0
PseudoUnit | 0 | 0 | 0 | 0 | 0 | 0
FixedInterchange | 0 | 0 | 0 | 0 | 0 | 0
Retrofit FOM Costs by Reporting Type: HQ_IESO
ReportingType | 2015 | 2020 | 2025 | 2030 | 2035 | 2040
BM | 0 | 0 | 0 | 0 | 0 | 0
CC | 0 | 0 | 0 | 0 | 0 | 0
CSP | 0 | 0 | 0 | 0 | 0 | 0
CT | 0 | 0 | 0 | 0 | 0 | 0
Coal | 0 | 0 | 0 | 0 | 0 | 0
Geo | 0 | 0 | 0 | 0 | 0 | 0
H | 0 | 0 | 0 | 0 | 0 | 0
LFG | 0 | 0 | 0 | 0 | 0 | 0
Nuc | 0 | 0 | 0 | 0 | 0 | 0
PS | 0 | 0 | 0 | 0 | 0 | 0
PV | 0 | 0 | 0 | 0 | 0 | 0
PeakG | 0 | 0 | 0 | 0 | 0 | 0
PeakO | 0 | 0 | 0 | 0 | 0 | 0
ST | 0 | 0 | 0 | 0 | 0 | 0
STOG | 0 | 0 | 0 | 0 | 0 | 0
STWD | 0 | 0 | 0 | 0 | 0 | 0
WT | 0 | 0 | 0 | 0 | 0 | 0
IGCC | 0 | 0 | 0 | 0 | 0 | 0
DemandResponse | 0 | 0 | 0 | 0 | 0 | 0
IGCC-CCS | 0 | 0 | 0 | 0 | 0 | 0
WT_off | 0 | 0 | 0 | 0 | 0 | 0
PseudoUnit | 0 | 0 | 0 | 0 | 0 | 0
FixedInterchange | 0 | 0 | 0 | 0 | 0 | 0
Retrofit FOM Costs by Reporting Type: HQ_NEISO
ReportingType | 2015 | 2020 | 2025 | 2030 | 2035 | 2040
BM | 0 | 0 | 0 | 0 | 0 | 0
CC | 0 | 0 | 0 | 0 | 0 | 0
CSP | 0 | 0 | 0 | 0 | 0 | 0
CT | 0 | 0 | 0 | 0 | 0 | 0
Coal | 0 | 0 | 0 | 0 | 0 | 0
Geo | 0 | 0 | 0 | 0 | 0 | 0
H | 0 | 0 | 0 | 0 | 0 | 0
LFG | 0 | 0 | 0 | 0 | 0 | 0
Nuc | 0 | 0 | 0 | 0 | 0 | 0
PS | 0 | 0 | 0 | 0 | 0 | 0
PV | 0 | 0 | 0 | 0 | 0 | 0
PeakG | 0 | 0 | 0 | 0 | 0 | 0
PeakO | 0 | 0 | 0 | 0 | 0 | 0
ST | 0 | 0 | 0 | 0 | 0 | 0
STOG | 0 | 0 | 0 | 0 | 0 | 0
STWD | 0 | 0 | 0 | 0 | 0 | 0
WT | 0 | 0 | 0 | 0 | 0 | 0
IGCC | 0 | 0 | 0 | 0 | 0 | 0
DemandResponse | 0 | 0 | 0 | 0 | 0 | 0
IGCC-CCS | 0 | 0 | 0 | 0 | 0 | 0
WT_off | 0 | 0 | 0 | 0 | 0 | 0
PseudoUnit | 0 | 0 | 0 | 0 | 0 | 0
FixedInterchange | 0 | 0 | 0 | 0 | 0 | 0
Retrofit FOM Costs by Reporting Type: HQ_NY
ReportingType | 2015 | 2020 | 2025 | 2030 | 2035 | 2040
BM | 0 | 0 | 0 | 0 | 0 | 0
CC | 0 | 0 | 0 | 0 | 0 | 0
CSP | 0 | 0 | 0 | 0 | 0 | 0
CT | 0 | 0 | 0 | 0 | 0 | 0
Coal | 0 | 0 | 0 | 0 | 0 | 0
Geo | 0 | 0 | 0 | 0 | 0 | 0
H | 0 | 0 | 0 | 0 | 0 | 0
LFG | 0 | 0 | 0 | 0 | 0 | 0
Nuc | 0 | 0 | 0 | 0 | 0 | 0
PS | 0 | 0 | 0 | 0 | 0 | 0
PV | 0 | 0 | 0 | 0 | 0 | 0
PeakG | 0 | 0 | 0 | 0 | 0 | 0
PeakO | 0 | 0 | 0 | 0 | 0 | 0
ST | 0 | 0 | 0 | 0 | 0 | 0
STOG | 0 | 0 | 0 | 0 | 0 | 0
STWD | 0 | 0 | 0 | 0 | 0 | 0
WT | 0 | 0 | 0 | 0 | 0 | 0
IGCC | 0 | 0 | 0 | 0 | 0 | 0
DemandResponse | 0 | 0 | 0 | 0 | 0 | 0
IGCC-CCS | 0 | 0 | 0 | 0 | 0 | 0
WT_off | 0 | 0 | 0 | 0 | 0 | 0
PseudoUnit | 0 | 0 | 0 | 0 | 0 | 0
FixedInterchange | 0 | 0 | 0 | 0 | 0 | 0
Retrofit FOM Costs by Reporting Type: MARITIMES
ReportingType | 2015 | 2020 | 2025 | 2030 | 2035 | 2040
BM | 0 | 0 | 0 | 0 | 0 | 0
CC | 0 | 0 | 0 | 0 | 0 | 0
CSP | 0 | 0 | 0 | 0 | 0 | 0
CT | 0 | 0 | 0 | 0 | 0 | 0
Coal | 0 | 0 | 0 | 0 | 0 | 0
Geo | 0 | 0 | 0 | 0 | 0 | 0
H | 0 | 0 | 0 | 0 | 0 | 0
LFG | 0 | 0 | 0 | 0 | 0 | 0
Nuc | 0 | 0 | 0 | 0 | 0 | 0
PS | 0 | 0 | 0 | 0 | 0 | 0
PV | 0 | 0 | 0 | 0 | 0 | 0
PeakG | 0 | 0 | 0 | 0 | 0 | 0
PeakO | 0 | 0 | 0 | 0 | 0 | 0
ST | 0 | 0 | 0 | 0 | 0 | 0
STOG | 0 | 0 | 0 | 0 | 0 | 0
STWD | 0 | 0 | 0 | 0 | 0 | 0
WT | 0 | 0 | 0 | 0 | 0 | 0
IGCC | 0 | 0 | 0 | 0 | 0 | 0
DemandResponse | 0 | 0 | 0 | 0 | 0 | 0
IGCC-CCS | 0 | 0 | 0 | 0 | 0 | 0
WT_off | 0 | 0 | 0 | 0 | 0 | 0
PseudoUnit | 0 | 0 | 0 | 0 | 0 | 0
FixedInterchange | 0 | 0 | 0 | 0 | 0 | 0
Retrofit FOM Costs by Reporting Type: All
ReportingType | 2015 | 2020 | 2025 | 2030 | 2035 | 2040
BM | 0 | 0 | 0 | 0 | 0 | 0
CC | 0 | 0 | 0 | 0 | 0 | 0
CSP | 0 | 0 | 0 | 0 | 0 | 0
CT | 0 | 0 | 0 | 0 | 0 | 0
Coal | 1485.38 | 1817.94 | 1808.31 | 1805.42 | 1805.42 | 1805.08
Geo | 0 | 0 | 0 | 0 | 0 | 0
H | 0 | 0 | 0 | 0 | 0 | 0
LFG | 0 | 0 | 0 | 0 | 0 | 0
Nuc | 0 | 0 | 0 | 0 | 0 | 0
PS | 0 | 0 | 0 | 0 | 0 | 0
PV | 0 | 0 | 0 | 0 | 0 | 0
PeakG | 0 | 0 | 0 | 0 | 0 | 0
PeakO | 0 | 0 | 0 | 0 | 0 | 0
ST | 0 | 0 | 0 | 0 | 0 | 0
STOG | 0 | 0 | 0 | 0 | 0 | 0
STWD | 0 | 0 | 0 | 0 | 0 | 0
WT | 0 | 0 | 0 | 0 | 0 | 0
IGCC | 0 | 0 | 0 | 0 | 0 | 0
DemandResponse | 0 | 0 | 0 | 0 | 0 | 0
IGCC-CCS | 0 | 0 | 0 | 0 | 0 | 0
WT_off | 0 | 0 | 0 | 0 | 0 | 0
PseudoUnit | 0 | 0 | 0 | 0 | 0 | 0
FixedInterchange | 0 | 0 | 0 | 0 | 0 | 0
Retrofit FOM Costs by Reporting Type: EI_US
ReportingType | 2015 | 2020 | 2025 | 2030 | 2035 | 2040
BM | 0 | 0 | 0 | 0 | 0 | 0
CC | 0 | 0 | 0 | 0 | 0 | 0
CSP | 0 | 0 | 0 | 0 | 0 | 0
CT | 0 | 0 | 0 | 0 | 0 | 0
Coal | 1224.12 | 1506.29 | 1497.08 | 1494.19 | 1494.19 | 1494.19
Geo | 0 | 0 | 0 | 0 | 0 | 0
H | 0 | 0 | 0 | 0 | 0 | 0
LFG | 0 | 0 | 0 | 0 | 0 | 0
Nuc | 0 | 0 | 0 | 0 | 0 | 0
PS | 0 | 0 | 0 | 0 | 0 | 0
PV | 0 | 0 | 0 | 0 | 0 | 0
PeakG | 0 | 0 | 0 | 0 | 0 | 0
PeakO | 0 | 0 | 0 | 0 | 0 | 0
ST | 0 | 0 | 0 | 0 | 0 | 0
STOG | 0 | 0 | 0 | 0 | 0 | 0
STWD | 0 | 0 | 0 | 0 | 0 | 0
WT | 0 | 0 | 0 | 0 | 0 | 0
IGCC | 0 | 0 | 0 | 0 | 0 | 0
DemandResponse | 0 | 0 | 0 | 0 | 0 | 0
IGCC-CCS | 0 | 0 | 0 | 0 | 0 | 0
WT_off | 0 | 0 | 0 | 0 | 0 | 0
PseudoUnit | 0 | 0 | 0 | 0 | 0 | 0
FixedInterchange | 0 | 0 | 0 | 0 | 0 | 0
Retrofit FOM Costs by Reporting Type: EI_Canada
ReportingType | 2015 | 2020 | 2025 | 2030 | 2035 | 2040
BM | 0 | 0 | 0 | 0 | 0 | 0
CC | 0 | 0 | 0 | 0 | 0 | 0
CSP | 0 | 0 | 0 | 0 | 0 | 0
CT | 0 | 0 | 0 | 0 | 0 | 0
Coal | 0 | 0 | 0 | 0 | 0 | 0
Geo | 0 | 0 | 0 | 0 | 0 | 0
H | 0 | 0 | 0 | 0 | 0 | 0
LFG | 0 | 0 | 0 | 0 | 0 | 0
Nuc | 0 | 0 | 0 | 0 | 0 | 0
PS | 0 | 0 | 0 | 0 | 0 | 0
PV | 0 | 0 | 0 | 0 | 0 | 0
PeakG | 0 | 0 | 0 | 0 | 0 | 0
PeakO | 0 | 0 | 0 | 0 | 0 | 0
ST | 0 | 0 | 0 | 0 | 0 | 0
STOG | 0 | 0 | 0 | 0 | 0 | 0
STWD | 0 | 0 | 0 | 0 | 0 | 0
WT | 0 | 0 | 0 | 0 | 0 | 0
IGCC | 0 | 0 | 0 | 0 | 0 | 0
DemandResponse | 0 | 0 | 0 | 0 | 0 | 0
IGCC-CCS | 0 | 0 | 0 | 0 | 0 | 0
WT_off | 0 | 0 | 0 | 0 | 0 | 0
PseudoUnit | 0 | 0 | 0 | 0 | 0 | 0
FixedInterchange | 0 | 0 | 0 | 0 | 0 | 0
Retrofit FOM Costs by Reporting Type: EI
ReportingType | 2015 | 2020 | 2025 | 2030 | 2035 | 2040
BM | 0 | 0 | 0 | 0 | 0 | 0
CC | 0 | 0 | 0 | 0 | 0 | 0
CSP | 0 | 0 | 0 | 0 | 0 | 0
CT | 0 | 0 | 0 | 0 | 0 | 0
Coal | 1224.12 | 1506.29 | 1497.08 | 1494.19 | 1494.19 | 1494.19
Geo | 0 | 0 | 0 | 0 | 0 | 0
H | 0 | 0 | 0 | 0 | 0 | 0
LFG | 0 | 0 | 0 | 0 | 0 | 0
Nuc | 0 | 0 | 0 | 0 | 0 | 0
PS | 0 | 0 | 0 | 0 | 0 | 0
PV | 0 | 0 | 0 | 0 | 0 | 0
PeakG | 0 | 0 | 0 | 0 | 0 | 0
PeakO | 0 | 0 | 0 | 0 | 0 | 0
ST | 0 | 0 | 0 | 0 | 0 | 0
STOG | 0 | 0 | 0 | 0 | 0 | 0
STWD | 0 | 0 | 0 | 0 | 0 | 0
WT | 0 | 0 | 0 | 0 | 0 | 0
IGCC | 0 | 0 | 0 | 0 | 0 | 0
DemandResponse | 0 | 0 | 0 | 0 | 0 | 0
IGCC-CCS | 0 | 0 | 0 | 0 | 0 | 0
WT_off | 0 | 0 | 0 | 0 | 0 | 0
PseudoUnit | 0 | 0 | 0 | 0 | 0 | 0
FixedInterchange | 0 | 0 | 0 | 0 | 0 | 0
Retrofit FOM Costs by Reporting Type: Outside_EI
ReportingType | 2015 | 2020 | 2025 | 2030 | 2035 | 2040
BM | 0 | 0 | 0 | 0 | 0 | 0
CC | 0 | 0 | 0 | 0 | 0 | 0
CSP | 0 | 0 | 0 | 0 | 0 | 0
CT | 0 | 0 | 0 | 0 | 0 | 0
Coal | 261.27 | 311.65 | 311.23 | 311.23 | 311.23 | 310.9
Geo | 0 | 0 | 0 | 0 | 0 | 0
H | 0 | 0 | 0 | 0 | 0 | 0
LFG | 0 | 0 | 0 | 0 | 0 | 0
Nuc | 0 | 0 | 0 | 0 | 0 | 0
PS | 0 | 0 | 0 | 0 | 0 | 0
PV | 0 | 0 | 0 | 0 | 0 | 0
PeakG | 0 | 0 | 0 | 0 | 0 | 0
PeakO | 0 | 0 | 0 | 0 | 0 | 0
ST | 0 | 0 | 0 | 0 | 0 | 0
STOG | 0 | 0 | 0 | 0 | 0 | 0
STWD | 0 | 0 | 0 | 0 | 0 | 0
WT | 0 | 0 | 0 | 0 | 0 | 0
IGCC | 0 | 0 | 0 | 0 | 0 | 0
DemandResponse | 0 | 0 | 0 | 0 | 0 | 0
IGCC-CCS | 0 | 0 | 0 | 0 | 0 | 0
WT_off | 0 | 0 | 0 | 0 | 0 | 0
PseudoUnit | 0 | 0 | 0 | 0 | 0 | 0
FixedInterchange | 0 | 0 | 0 | 0 | 0 | 0
#12 | 0: Levelized Capital Costs ($million)
Levelized Capital Costs by Reporting Type: Entergy
ReportingType | 2015 | 2020 | 2025 | 2030 | 2035 | 2040
BM | 0 | 0 | 0 | 0 | 0 | 0
CC | 0 | 0 | 0 | 0 | 0 | 0
CSP | 0 | 0 | 0 | 0 | 0 | 0
CT | 0 | 0 | 0 | 18.34 | 30.81 | 156.59
Coal | 202.06 | 202.06 | 202.06 | 202.06 | 202.06 | 202.06
Geo | 0 | 0 | 0 | 0 | 0 | 0
H | 0 | 0 | 0 | 0 | 0 | 0
LFG | 0 | 0 | 0 | 29.03 | 29.03 | 29.03
Nuc | 0 | 0 | 0 | 0 | 0 | 0
PS | 0 | 0 | 0 | 0 | 0 | 0
PV | 0.14 | 30.08 | 45.07 | 46.51 | 47.98 | 19.15
PeakG | 0 | 0 | 0 | 0 | 0 | 0
PeakO | 0 | 0 | 0 | 0 | 0 | 0
ST | 0 | 0 | 0 | 0 | 0 | 0
STOG | 0 | 0 | 0 | 0 | 0 | 0
STWD | 0 | 0 | 0 | 0 | 0 | 0
WT | 0 | 0 | 0 | 0 | 0 | 25.53
IGCC | 0 | 0 | 0 | 0 | 0 | 0
DemandResponse | 0 | 0 | 0 | 0 | 0 | 0
IGCC-CCS | 0 | 0 | 0 | 0 | 0 | 0
WT_off | 0 | 0 | 0 | 0 | 0 | 0
PseudoUnit | 0 | 0 | 0 | 0 | 0 | 0
FixedInterchange | 0 | 0 | 0 | 0 | 0 | 0
Levelized Capital Costs by Reporting Type: FRCC
ReportingType | 2015 | 2020 | 2025 | 2030 | 2035 | 2040
BM | 0 | 0 | 0 | 0 | 0 | 0
CC | 213.42 | 551.42 | 551.42 | 551.42 | 551.42 | 338
CSP | 0 | 0 | 0 | 0 | 0 | 0
CT | 196.14 | 196.14 | 196.14 | 196.14 | 0 | 0
Coal | 0 | 0 | 987.22 | 1228.07 | 4373.99 | 5812.07
Geo | 0 | 0 | 0 | 0 | 0 | 0
H | 0 | 0 | 0 | 0 | 0 | 0
LFG | 0 | 0 | 54.31 | 54.31 | 54.31 | 54.31
Nuc | 0 | 0 | 0 | 0 | 0 | 0
PS | 0 | 0 | 0 | 0 | 0 | 0
PV | 0 | 0 | 0 | 0 | 0 | 0
PeakG | 0 | 0 | 0 | 0 | 0 | 0
PeakO | 0 | 0 | 0 | 0 | 0 | 0
ST | 0 | 0 | 0 | 0 | 0 | 0
STOG | 0 | 0 | 0 | 0 | 0 | 0
STWD | 0 | 0 | 0 | 0 | 0 | 0
WT | 0 | 0 | 0 | 0 | 0 | 0
IGCC | 0 | 0 | 0 | 0 | 0 | 0
DemandResponse | 0 | 0 | 0 | 0 | 0 | 0
IGCC-CCS | 0 | 0 | 0 | 0 | 0 | 0
WT_off | 0 | 0 | 0 | 0 | 0 | 0
PseudoUnit | 0 | 0 | 0 | 0 | 0 | 0
FixedInterchange | 0 | 0 | 0 | 0 | 0 | 0
Levelized Capital Costs by Reporting Type: MAPP_US
ReportingType | 2015 | 2020 | 2025 | 2030 | 2035 | 2040
BM | 0 | 0 | 0 | 0 | 0 | 0
CC | 0 | 0 | 0 | 0 | 0 | 0
CSP | 0 | 0 | 0 | 0 | 0 | 0
CT | 25.9 | 25.9 | 25.9 | 25.19 | 30.09 | 69.1
Coal | 0 | 0 | 0 | 0 | 0 | 0
Geo | 0 | 0 | 0 | 0 | 0 | 0
H | 0 | 0 | 0 | 0 | 0 | 0
LFG | 0 | 0 | 0 | 19.19 | 19.19 | 19.19
Nuc | 0 | 0 | 0 | 0 | 0 | 0
PS | 0 | 0 | 0 | 0 | 0 | 0
PV | 0 | 0 | 0 | 0 | 0 | 0
PeakG | 0 | 0 | 0 | 0 | 0 | 0
PeakO | 0 | 0 | 0 | 0 | 0 | 0
ST | 0 | 0 | 0 | 0 | 0 | 0
STOG | 0 | 0 | 0 | 0 | 0 | 0
STWD | 0 | 0 | 0 | 0 | 0 | 0
WT | 122.91 | 175.43 | 175.43 | 1002.85 | 1825.82 | 1773.31
IGCC | 0 | 0 | 0 | 0 | 0 | 0
DemandResponse | 0 | 0 | 0 | 0 | 0 | 0
IGCC-CCS | 0 | 0 | 0 | 0 | 0 | 0
WT_off | 0 | 0 | 0 | 0 | 0 | 0
PseudoUnit | 0 | 0 | 0 | 0 | 0 | 0
FixedInterchange | 0 | 0 | 0 | 0 | 0 | 0
Levelized Capital Costs by Reporting Type: MISO_IN
ReportingType | 2015 | 2020 | 2025 | 2030 | 2035 | 2040
BM | 0 | 0 | 0 | 0 | 0 | 0
CC | 0 | 0 | 0 | 0 | 0 | 0
CSP | 0 | 0 | 0 | 0 | 0 | 0
CT | 0 | 0 | 0 | 0 | 0 | 0
Coal | 0 | 0 | 0 | 0 | 0 | 0
Geo | 0 | 0 | 0 | 0 | 0 | 0
H | 0 | 0 | 0 | 0 | 0 | 0
LFG | 0 | 0 | 22.52 | 22.52 | 22.52 | 22.52
Nuc | 0 | 0 | 0 | 0 | 0 | 0
PS | 0 | 0 | 0 | 0 | 0 | 0
PV | 0 | 114.75 | 180.5 | 180.5 | 185.7 | 76.97
PeakG | 0 | 0 | 0 | 0 | 0 | 0
PeakO | 0 | 0 | 0 | 0 | 0 | 0
ST | 0 | 0 | 0 | 0 | 0 | 0
STOG | 0 | 0 | 0 | 0 | 0 | 0
STWD | 0 | 0 | 0 | 0 | 0 | 0
WT | 0 | 0 | 0 | 0 | 0 | 0
IGCC | 215.26 | 215.26 | 215.26 | 215.26 | 215.26 | 215.26
DemandResponse | 0 | 0 | 0 | 0 | 0 | 0
IGCC-CCS | 0 | 0 | 0 | 0 | 0 | 0
WT_off | 0 | 0 | 0 | 0 | 0 | 0
PseudoUnit | 0 | 0 | 0 | 0 | 0 | 0
FixedInterchange | 0 | 0 | 0 | 0 | 0 | 0
Levelized Capital Costs by Reporting Type: MISO_MI
ReportingType | 2015 | 2020 | 2025 | 2030 | 2035 | 2040
BM | 0 | 0 | 0 | 0 | 0 | 0
CC | 0 | 0 | 0 | 0 | 0 | 0
CSP | 0 | 0 | 0 | 0 | 0 | 0
CT | 0 | 0 | 0 | 0 | 0 | 0
Coal | 0 | 0 | 0 | 0 | 0 | 0
Geo | 0 | 0 | 0 | 0 | 0 | 0
H | 0 | 0 | 0 | 0 | 0 | 0
LFG | 0 | 6.52 | 46.8 | 46.8 | 46.8 | 40.28
Nuc | 0 | 0 | 0 | 0 | 0 | 0
PS | 0 | 0 | 0 | 0 | 0 | 0
PV | 0 | 0 | 0 | 0 | 0 | 0
PeakG | 0 | 0 | 0 | 0 | 0 | 0
PeakO | 0 | 0 | 0 | 0 | 0 | 0
ST | 0 | 0 | 0 | 0 | 0 | 0
STOG | 0 | 0 | 0 | 0 | 0 | 0
STWD | 0 | 0 | 0 | 0 | 0 | 0
WT | 580.29 | 699.56 | 699.56 | 730.93 | 165.87 | 90.84
IGCC | 0 | 0 | 0 | 0 | 0 | 0
DemandResponse | 0 | 0 | 0 | 0 | 0 | 0
IGCC-CCS | 0 | 0 | 0 | 0 | 0 | 0
WT_off | 0 | 0 | 0 | 0 | 0 | 0
PseudoUnit | 0 | 0 | 0 | 0 | 0 | 0
FixedInterchange | 0 | 0 | 0 | 0 | 0 | 0
Levelized Capital Costs by Reporting Type: MISO_MO-IL
ReportingType | 2015 | 2020 | 2025 | 2030 | 2035 | 2040
BM | 0 | 0 | 0 | 0 | 0 | 0
CC | 0 | 0 | 0 | 0 | 0 | 0
CSP | 0 | 0 | 0 | 0 | 0 | 0
CT | 0 | 0 | 0 | 0 | 0 | 0
Coal | 574.94 | 574.94 | 574.94 | 574.94 | 574.94 | 574.94
Geo | 0 | 0 | 0 | 0 | 0 | 0
H | 0 | 7.92 | 92.69 | 92.69 | 92.69 | 92.69
LFG | 0 | 0 | 10.94 | 65.25 | 65.25 | 65.25
Nuc | 0 | 0 | 0 | 0 | 0 | 0
PS | 0 | 0 | 0 | 0 | 0 | 0
PV | 0 | 0 | 0 | 0 | 0 | 0
PeakG | 0 | 0 | 0 | 0 | 0 | 0
PeakO | 0 | 0 | 0 | 0 | 0 | 0
ST | 0 | 0 | 0 | 0 | 0 | 0
STOG | 0 | 0 | 0 | 0 | 0 | 0
STWD | 0 | 0 | 0 | 0 | 0 | 0
WT | 87.81 | 87.81 | 87.81 | 917.25 | 829.45 | 1183.92
IGCC | 0 | 0 | 0 | 0 | 0 | 0
DemandResponse | 0 | 0 | 0 | 0 | 0 | 0
IGCC-CCS | 0 | 0 | 0 | 0 | 0 | 0
WT_off | 0 | 0 | 0 | 0 | 0 | 0
PseudoUnit | 0 | 0 | 0 | 0 | 0 | 0
FixedInterchange | 0 | 0 | 0 | 0 | 0 | 0
Levelized Capital Costs by Reporting Type: MISO_W
ReportingType | 2015 | 2020 | 2025 | 2030 | 2035 | 2040
BM | 0 | 0 | 0 | 0 | 0 | 0
CC | 0 | 0 | 0 | 0 | 0 | 0
CSP | 0 | 0 | 0 | 0 | 0 | 0
CT | 0 | 0 | 0 | 0 | 0 | 0
Coal | 0 | 0 | 0 | 0 | 400.01 | 1565.59
Geo | 0 | 0 | 0 | 0 | 0 | 0
H | 0 | 0 | 0 | 0 | 0 | 0
LFG | 0 | 0 | 20.79 | 20.79 | 20.79 | 20.79
Nuc | 0 | 0 | 0 | 0 | 0 | 0
PS | 0 | 0 | 0 | 0 | 0 | 0
PV | 0 | 0 | 0 | 0 | 0 | 0
PeakG | 0 | 0 | 0 | 0 | 0 | 0
PeakO | 0 | 0 | 0 | 0 | 0 | 0
ST | 0 | 0 | 0 | 0 | 0 | 0
STOG | 0 | 0 | 0 | 0 | 0 | 0
STWD | 0 | 0 | 0 | 0 | 0 | 0
WT | 852.88 | 1228.45 | 2349.13 | 5038.17 | 4269.25 | 3893.67
IGCC | 0 | 0 | 0 | 0 | 0 | 0
DemandResponse | 0 | 0 | 0 | 0 | 0 | 0
IGCC-CCS | 0 | 0 | 0 | 0 | 0 | 0
WT_off | 0 | 0 | 0 | 0 | 0 | 0
PseudoUnit | 0 | 0 | 0 | 0 | 0 | 0
FixedInterchange | 0 | 0 | 0 | 0 | 0 | 0
Levelized Capital Costs by Reporting Type: MISO_WUMS
ReportingType | 2015 | 2020 | 2025 | 2030 | 2035 | 2040
BM | 0 | 0 | 0 | 0 | 0 | 0
CC | 0 | 0 | 0 | 0 | 0 | 0
CSP | 0 | 0 | 0 | 0 | 0 | 0
CT | 0 | 0 | 167.71 | 579.37 | 1326.61 | 1326.61
Coal | 184.51 | 184.51 | 184.51 | 184.51 | 184.51 | 184.51
Geo | 0 | 0 | 0 | 0 | 0 | 0
H | 0 | 0.35 | 0.35 | 0.35 | 0.35 | 0.35
LFG | 0 | 0 | 61.89 | 61.89 | 61.89 | 61.89
Nuc | 0 | 0 | 0 | 0 | 0 | 0
PS | 0 | 0 | 0 | 0 | 0 | 0
PV | 0 | 0 | 0 | 0 | 0 | 0
PeakG | 0 | 0 | 0 | 0 | 0 | 0
PeakO | 0 | 0 | 0 | 0 | 0 | 0
ST | 0 | 0 | 0 | 0 | 0 | 0
STOG | 0 | 0 | 0 | 0 | 0 | 0
STWD | 0 | 0 | 0 | 0 | 0 | 0
WT | 270.99 | 270.99 | 270.99 | 270.99 | 7.99 | 7.99
IGCC | 0 | 0 | 0 | 0 | 0 | 0
DemandResponse | 0 | 0 | 0 | 0 | 0 | 0
IGCC-CCS | 0 | 0 | 0 | 0 | 0 | 0
WT_off | 0 | 0 | 0 | 0 | 0 | 0
PseudoUnit | 0 | 0 | 0 | 0 | 0 | 0
FixedInterchange | 0 | 0 | 0 | 0 | 0 | 0
Levelized Capital Costs by Reporting Type: Nebraska
ReportingType | 2015 | 2020 | 2025 | 2030 | 2035 | 2040
BM | 0 | 0 | 0 | 0 | 0 | 0
CC | 0 | 0 | 0 | 0 | 0 | 0
CSP | 0 | 0 | 0 | 0 | 0 | 0
CT | 0 | 0 | 0 | 0 | 0 | 0
Coal | 66.52 | 66.52 | 66.52 | 66.52 | 66.52 | 66.52
Geo | 0 | 0 | 0 | 0 | 0 | 0
H | 0 | 0 | 0 | 0 | 0 | 0
LFG | 0 | 0 | 0 | 19.72 | 19.72 | 19.72
Nuc | 0 | 0 | 0 | 0 | 0 | 0
PS | 0 | 0 | 0 | 0 | 0 | 0
PV | 0 | 0 | 0 | 0 | 0 | 0
PeakG | 0 | 0 | 0 | 0 | 0 | 0
PeakO | 0 | 0 | 0 | 0 | 0 | 0
ST | 0 | 0 | 0 | 0 | 0 | 0
STOG | 0 | 0 | 0 | 0 | 0 | 0
STWD | 0 | 0 | 0 | 0 | 0 | 0
WT | 59.42 | 5826.98 | 10843.28 | 17956.37 | 18069.87 | 12302.31
IGCC | 0 | 0 | 0 | 0 | 0 | 0
DemandResponse | 0 | 0 | 0 | 0 | 0 | 0
IGCC-CCS | 0 | 0 | 0 | 0 | 0 | 0
WT_off | 0 | 0 | 0 | 0 | 0 | 0
PseudoUnit | 0 | 0 | 0 | 0 | 0 | 0
FixedInterchange | 0 | 0 | 0 | 0 | 0 | 0
Levelized Capital Costs by Reporting Type: NEISO
ReportingType | 2015 | 2020 | 2025 | 2030 | 2035 | 2040
BM | 115.57 | 115.57 | 115.57 | 115.57 | 115.57 | 115.57
CC | 273.49 | 273.49 | 273.49 | 273.49 | 273.49 | 0
CSP | 0 | 0 | 0 | 0 | 0 | 0
CT | 30 | 30 | 30 | 29.13 | 0 | 0
Coal | 0 | 0 | 0 | 0 | 0 | 0
Geo | 0 | 0 | 0 | 0 | 0 | 0
H | 0 | 1.04 | 1.04 | 1.04 | 1.04 | 1.04
LFG | 14.72 | 14.72 | 34.82 | 34.82 | 20.1 | 20.1
Nuc | 0 | 0 | 0 | 0 | 0 | 0
PS | 0 | 0 | 0 | 0 | 0 | 0
PV | 0 | 164.26 | 164.96 | 164.96 | 164.96 | 0.72
PeakG | 0 | 0 | 0 | 0 | 0 | 0
PeakO | 0 | 0 | 0 | 0 | 0 | 0
ST | 0 | 0 | 0 | 0 | 0 | 0
STOG | 0 | 0 | 0 | 0 | 0 | 0
STWD | 0 | 0 | 0 | 0 | 0 | 0
WT | 68.84 | 487.47 | 1048.85 | 1463.81 | 1404.12 | 985.5
IGCC | 0 | 0 | 0 | 0 | 0 | 0
DemandResponse | 0 | 0 | 0 | 0 | 0 | 0
IGCC-CCS | 0 | 0 | 0 | 0 | 0 | 0
WT_off | 322.52 | 322.52 | 322.52 | 322.52 | 0 | 0
PseudoUnit | 0 | 0 | 0 | 0 | 0 | 0
FixedInterchange | 0 | 0 | 0 | 0 | 0 | 0
Levelized Capital Costs by Reporting Type: NonRTO_Midwest
ReportingType | 2015 | 2020 | 2025 | 2030 | 2035 | 2040
BM | 0 | 0 | 0 | 0 | 0 | 0
CC | 0 | 0 | 0 | 0 | 0 | 14.72
CSP | 0 | 0 | 0 | 0 | 0 | 0
CT | 0 | 0 | 0 | 0 | 0 | 8.57
Coal | 0 | 0 | 0 | 0 | 0 | 0
Geo | 0 | 0 | 0 | 0 | 0 | 0
H | 0 | 0 | 245.9 | 245.9 | 245.9 | 245.9
LFG | 0 | 0 | 43.27 | 43.27 | 43.27 | 43.27
Nuc | 0 | 0 | 0 | 0 | 0 | 0
PS | 0 | 0 | 0 | 0 | 0 | 0
PV | 0 | 0 | 0 | 0 | 0 | 0
PeakG | 0 | 0 | 0 | 0 | 0 | 0
PeakO | 0 | 0 | 0 | 0 | 0 | 0
ST | 0 | 0 | 0 | 0 | 0 | 0
STOG | 0 | 0 | 0 | 0 | 0 | 0
STWD | 0 | 0 | 0 | 0 | 0 | 0
WT | 0 | 0 | 0 | 0 | 0 | 0
IGCC | 0 | 0 | 0 | 0 | 0 | 0
DemandResponse | 0 | 0 | 0 | 0 | 0 | 0
IGCC-CCS | 0 | 0 | 0 | 0 | 0 | 0
WT_off | 0 | 0 | 0 | 0 | 0 | 0
PseudoUnit | 0 | 0 | 0 | 0 | 0 | 0
FixedInterchange | 0 | 0 | 0 | 0 | 0 | 0
Levelized Capital Costs by Reporting Type: NYISO_A-F
ReportingType | 2015 | 2020 | 2025 | 2030 | 2035 | 2040
BM | 0 | 0 | 0 | 0 | 0 | 0
CC | 85.71 | 85.71 | 85.71 | 85.71 | 85.71 | 0
CSP | 0 | 0 | 0 | 0 | 0 | 0
CT | 0 | 0 | 0 | 0 | 0 | 0
Coal | 0 | 0 | 0 | 0 | 0 | 0
Geo | 0 | 0 | 0 | 0 | 0 | 0
H | 0 | 0 | 0 | 0 | 0 | 0
LFG | 1.88 | 1.88 | 1.88 | 21.07 | 19.19 | 19.19
Nuc | 0 | 0 | 0 | 0 | 0 | 0
PS | 0 | 0 | 0 | 0 | 0 | 0
PV | 0 | 0 | 0 | 0 | 0 | 0
PeakG | 0 | 0 | 0 | 0 | 0 | 0
PeakO | 0 | 0 | 0 | 0 | 0 | 0
ST | 0 | 0 | 0 | 0 | 0 | 0
STOG | 0 | 0 | 0 | 0 | 0 | 0
STWD | 0 | 0 | 0 | 0 | 0 | 0
WT | 705.19 | 847.23 | 847.23 | 897.92 | 192.73 | 1862.26
IGCC | 0 | 0 | 0 | 0 | 0 | 0
DemandResponse | 0 | 0 | 0 | 0 | 0 | 0
IGCC-CCS | 0 | 0 | 0 | 0 | 0 | 0
WT_off | 0 | 0 | 0 | 0 | 0 | 0
PseudoUnit | 0 | 0 | 0 | 0 | 0 | 0
FixedInterchange | 0 | 0 | 0 | 0 | 0 | 0
Levelized Capital Costs by Reporting Type: NYISO_G-I
ReportingType | 2015 | 2020 | 2025 | 2030 | 2035 | 2040
BM | 0 | 0 | 0 | 0 | 0 | 0
CC | 0 | 0 | 0 | 0 | 240.26 | 520.81
CSP | 0 | 0 | 0 | 0 | 0 | 0
CT | 0 | 0 | 0 | 0 | 0 | 0
Coal | 0 | 0 | 0 | 0 | 0 | 0
Geo | 0 | 0 | 0 | 0 | 0 | 0
H | 0 | 0 | 0 | 0 | 0 | 0
LFG | 0 | 0 | 21 | 21 | 21 | 21
Nuc | 0 | 0 | 0 | 0 | 0 | 0
PS | 0 | 0 | 0 | 0 | 0 | 0
PV | 0 | 0 | 0 | 0 | 0 | 0
PeakG | 0 | 0 | 0 | 0 | 0 | 0
PeakO | 0 | 0 | 0 | 0 | 0 | 0
ST | 0 | 0 | 0 | 0 | 0 | 0
STOG | 0 | 0 | 0 | 0 | 0 | 0
STWD | 0 | 0 | 0 | 0 | 0 | 0
WT | 0 | 16.46 | 16.46 | 95.66 | 95.66 | 79.2
IGCC | 0 | 0 | 0 | 0 | 0 | 0
DemandResponse | 0 | 0 | 0 | 0 | 0 | 0
IGCC-CCS | 0 | 0 | 0 | 0 | 0 | 0
WT_off | 0 | 0 | 0 | 0 | 0 | 0
PseudoUnit | 0 | 0 | 0 | 0 | 0 | 0
FixedInterchange | 0 | 0 | 0 | 0 | 0 | 0
Levelized Capital Costs by Reporting Type: NYISO_J-K
ReportingType | 2015 | 2020 | 2025 | 2030 | 2035 | 2040
BM | 0 | 0 | 0 | 0 | 0 | 0
CC | 226.37 | 226.37 | 226.37 | 226.37 | 226.37 | 10.46
CSP | 0 | 0 | 0 | 0 | 0 | 0
CT | 0 | 0 | 0 | 32.18 | 134.3 | 155.27
Coal | 0 | 0 | 0 | 0 | 0 | 0
Geo | 0 | 0 | 0 | 0 | 0 | 0
H | 0 | 0 | 0 | 0 | 0 | 0
LFG | 0 | 0 | 26.63 | 26.63 | 26.63 | 26.63
Nuc | 0 | 0 | 0 | 0 | 0 | 0
PS | 0 | 0 | 0 | 0 | 0 | 0
PV | 23.27 | 23.27 | 23.27 | 23.27 | 0 | 0
PeakG | 0 | 0 | 0 | 0 | 0 | 0
PeakO | 0 | 0 | 0 | 0 | 0 | 0
ST | 0 | 0 | 0 | 0 | 0 | 0
STOG | 0 | 0 | 0 | 0 | 0 | 0
STWD | 0 | 0 | 0 | 0 | 0 | 0
WT | 0 | 0 | 0 | 0 | 0 | 0
IGCC | 0 | 0 | 0 | 0 | 0 | 0
DemandResponse | 0 | 0 | 0 | 0 | 0 | 0
IGCC-CCS | 0 | 0 | 0 | 0 | 0 | 0
WT_off | 0 | 0 | 0 | 0 | 0 | 0
PseudoUnit | 0 | 0 | 0 | 0 | 0 | 0
FixedInterchange | 0 | 0 | 0 | 0 | 0 | 0
Levelized Capital Costs by Reporting Type: PJM_E
ReportingType | 2015 | 2020 | 2025 | 2030 | 2035 | 2040
BM | 14.48 | 14.48 | 14.48 | 14.48 | 14.48 | 14.48
CC | 673.31 | 673.31 | 673.31 | 673.31 | 582.39 | 0
CSP | 0 | 0 | 0 | 0 | 0 | 0
CT | 2.28 | 2.28 | 2.28 | 0 | 198.45 | 397.63
Coal | 9.09 | 9.09 | 9.09 | 9.09 | 9.09 | 9.09
Geo | 0 | 0 | 0 | 0 | 0 | 0
H | 0 | 0 | 0 | 0 | 0 | 0
LFG | 2.95 | 44.61 | 44.61 | 41.67 | 41.67 | 0
Nuc | 0 | 0 | 0 | 0 | 0 | 0
PS | 0 | 0 | 0 | 0 | 0 | 0
PV | 15.12 | 15.12 | 15.12 | 15.12 | 0 | 0
PeakG | 0 | 0 | 0 | 0 | 0 | 0
PeakO | 0 | 0 | 0 | 0 | 0 | 0
ST | 0 | 0 | 0 | 0 | 0 | 0
STOG | 0 | 0 | 0 | 0 | 0 | 0
STWD | 0 | 0 | 0 | 0 | 0 | 0
WT | 344.71 | 344.71 | 344.71 | 344.71 | 0 | 0
IGCC | 0 | 0 | 0 | 0 | 0 | 0
DemandResponse | 0 | 0 | 0 | 0 | 0 | 0
IGCC-CCS | 0 | 0 | 0 | 0 | 0 | 0
WT_off | 0 | 0 | 624.16 | 624.16 | 624.16 | 624.16
PseudoUnit | 0 | 0 | 0 | 0 | 0 | 0
FixedInterchange | 0 | 0 | 0 | 0 | 0 | 0
Levelized Capital Costs by Reporting Type: PJM_ROM
ReportingType | 2015 | 2020 | 2025 | 2030 | 2035 | 2040
BM | 7.8 | 7.8 | 7.8 | 7.8 | 7.8 | 7.8
CC | 232.92 | 232.92 | 232.92 | 232.92 | 232.92 | 218.93
CSP | 0 | 0 | 0 | 0 | 0 | 0
CT | 1.4 | 1.4 | 1.4 | 1.4 | 0 | 0
Coal | 10.21 | 10.21 | 10.21 | 10.21 | 10.21 | 10.21
Geo | 0 | 0 | 0 | 0 | 0 | 0
H | 0 | 0 | 223.48 | 223.48 | 223.48 | 223.48
LFG | 5.5 | 80.8 | 80.8 | 78.6 | 75.3 | 0
Nuc | 0 | 0 | 0 | 0 | 0 | 0
PS | 0 | 0 | 0 | 0 | 0 | 0
PV | 0 | 675.79 | 1067.1 | 1173.11 | 1215.06 | 589.44
PeakG | 0 | 0 | 0 | 0 | 0 | 0
PeakO | 0 | 0 | 0 | 0 | 0 | 0
ST | 0 | 0 | 0 | 0 | 0 | 0
STOG | 0 | 0 | 0 | 0 | 0 | 0
STWD | 0 | 0 | 0 | 0 | 0 | 0
WT | 138.79 | 346.42 | 1893.9 | 1860.55 | 1755.11 | 1547.48
IGCC | 0 | 0 | 0 | 0 | 0 | 0
DemandResponse | 0 | 0 | 0 | 0 | 0 | 0
IGCC-CCS | 0 | 0 | 0 | 0 | 0 | 0
WT_off | 0 | 0 | 0 | 0 | 0 | 0
PseudoUnit | 0 | 0 | 0 | 0 | 0 | 0
FixedInterchange | 0 | 0 | 0 | 0 | 0 | 0
Levelized Capital Costs by Reporting Type: PJM_ROR
ReportingType | 2015 | 2020 | 2025 | 2030 | 2035 | 2040
BM | 165.77 | 165.77 | 165.77 | 165.77 | 165.77 | 80.7
CC | 350.7 | 364.13 | 364.13 | 364.13 | 344.04 | 13.43
CSP | 0 | 0 | 0 | 0 | 0 | 0
CT | 2.4 | 2.4 | 2.4 | 2.4 | 716.23 | 716.23
Coal | 648.6 | 648.6 | 648.6 | 648.6 | 1396.29 | 4000.36
Geo | 0 | 0 | 0 | 0 | 0 | 0
H | 0 | 174.52 | 174.52 | 174.52 | 174.52 | 174.52
LFG | 16.47 | 16.47 | 157.67 | 149.74 | 141.19 | 141.19
Nuc | 0 | 0 | 0 | 0 | 0 | 0
PS | 0 | 0 | 0 | 0 | 0 | 0
PV | 0 | 0 | 0 | 0 | 0 | 0
PeakG | 0 | 0 | 0 | 0 | 0 | 0
PeakO | 0 | 0 | 0 | 0 | 0 | 0
ST | 0 | 0 | 0 | 0 | 0 | 0
STOG | 0 | 0 | 0 | 0 | 0 | 0
STWD | 0 | 0 | 0 | 0 | 0 | 0
WT | 2334.11 | 2385.28 | 2385.28 | 1886.43 | 1037.6 | 1612.34
IGCC | 0 | 0 | 0 | 0 | 0 | 0
DemandResponse | 0 | 0 | 0 | 0 | 0 | 0
IGCC-CCS | 0 | 0 | 0 | 0 | 0 | 0
WT_off | 0 | 0 | 0 | 0 | 0 | 0
PseudoUnit | 0 | 0 | 0 | 0 | 0 | 0
FixedInterchange | 0 | 0 | 0 | 0 | 0 | 0
Levelized Capital Costs by Reporting Type: SOCO
ReportingType | 2015 | 2020 | 2025 | 2030 | 2035 | 2040
BM | 21 | 21 | 21 | 21 | 21 | 21
CC | 545.14 | 565.07 | 565.07 | 565.07 | 565.07 | 19.93
CSP | 0 | 0 | 0 | 0 | 0 | 0
CT | 0 | 0 | 0 | 0 | 0 | 0
Coal | 0 | 167.91 | 392.34 | 392.34 | 608.18 | 2593.46
Geo | 0 | 0 | 0 | 0 | 0 | 0
H | 0 | 0 | 0 | 0 | 0 | 0
LFG | 0 | 0 | 28.54 | 28.54 | 28.54 | 28.54
Nuc | 0 | 1254.21 | 1254.21 | 1254.21 | 1254.21 | 1254.21
PS | 0 | 0 | 0 | 0 | 0 | 0
PV | 0 | 0 | 0 | 0 | 0 | 0
PeakG | 0 | 0 | 0 | 0 | 0 | 0
PeakO | 0 | 0 | 0 | 0 | 0 | 0
ST | 0 | 0 | 0 | 0 | 0 | 0
STOG | 0 | 0 | 0 | 0 | 0 | 0
STWD | 0 | 0 | 0 | 0 | 0 | 0
WT | 0 | 0 | 0 | 0 | 0 | 0
IGCC | 0 | 0 | 0 | 0 | 0 | 0
DemandResponse | 0 | 0 | 0 | 0 | 0 | 0
IGCC-CCS | 0 | 0 | 0 | 0 | 0 | 0
WT_off | 0 | 0 | 0 | 0 | 0 | 0
PseudoUnit | 0 | 0 | 0 | 0 | 0 | 0
FixedInterchange | 0 | 0 | 0 | 0 | 0 | 0
Levelized Capital Costs by Reporting Type: SPP_N
ReportingType | 2015 | 2020 | 2025 | 2030 | 2035 | 2040
BM | 0 | 0 | 0 | 0 | 0 | 0
CC | 0 | 0 | 0 | 0 | 0 | 0
CSP | 0 | 0 | 0 | 0 | 0 | 0
CT | 0 | 0 | 0 | 0 | 0 | 52.08
Coal | 128.56 | 128.56 | 128.56 | 128.56 | 128.56 | 128.56
Geo | 0 | 0 | 0 | 0 | 0 | 0
H | 0 | 0 | 0 | 0 | 0 | 0
LFG | 0 | 0 | 0 | 25.49 | 25.49 | 25.49
Nuc | 0 | 0 | 0 | 0 | 0 | 0
PS | 0 | 0 | 0 | 0 | 0 | 0
PV | 0 | 0 | 0 | 0 | 0 | 0
PeakG | 0 | 0 | 0 | 0 | 0 | 0
PeakO | 0 | 0 | 0 | 0 | 0 | 0
ST | 0 | 0 | 0 | 0 | 0 | 0
STOG | 0 | 0 | 0 | 0 | 0 | 0
STWD | 0 | 0 | 0 | 0 | 0 | 0
WT | 0 | 0 | 642.39 | 5079.88 | 6725.43 | 7061.81
IGCC | 0 | 0 | 0 | 0 | 0 | 0
DemandResponse | 0 | 0 | 0 | 0 | 0 | 0
IGCC-CCS | 0 | 0 | 0 | 0 | 0 | 0
WT_off | 0 | 0 | 0 | 0 | 0 | 0
PseudoUnit | 0 | 0 | 0 | 0 | 0 | 0
FixedInterchange | 0 | 0 | 0 | 0 | 0 | 0
Levelized Capital Costs by Reporting Type: SPP_S
ReportingType | 2015 | 2020 | 2025 | 2030 | 2035 | 2040
BM | 0 | 0 | 0 | 0 | 0 | 0
CC | 0 | 0 | 0 | 0 | 0 | 0
CSP | 0 | 0 | 0 | 0 | 0 | 0
CT | 57.34 | 57.34 | 57.34 | 57.34 | 0 | 34.01
Coal | 273.14 | 273.14 | 273.14 | 273.14 | 273.14 | 273.14
Geo | 0 | 0 | 0 | 0 | 0 | 0
H | 0 | 0 | 0 | 0 | 0 | 0
LFG | 0 | 0 | 0 | 25.49 | 25.49 | 25.49
Nuc | 0 | 0 | 0 | 0 | 0 | 0
PS | 0 | 0 | 0 | 0 | 0 | 0
PV | 0 | 0 | 0 | 0 | 0 | 0
PeakG | 0 | 0 | 0 | 0 | 0 | 0
PeakO | 0 | 0 | 0 | 0 | 0 | 0
ST | 0 | 0 | 0 | 0 | 0 | 0
STOG | 0 | 0 | 0 | 0 | 0 | 0
STWD | 0 | 0 | 0 | 0 | 0 | 0
WT | 123.79 | 2277.25 | 10823.98 | 13721.05 | 13751.3 | 12161.75
IGCC | 0 | 0 | 0 | 0 | 0 | 0
DemandResponse | 0 | 0 | 0 | 0 | 0 | 0
IGCC-CCS | 0 | 0 | 0 | 0 | 0 | 0
WT_off | 0 | 0 | 0 | 0 | 0 | 0
PseudoUnit | 0 | 0 | 0 | 0 | 0 | 0
FixedInterchange | 0 | 0 | 0 | 0 | 0 | 0
Levelized Capital Costs by Reporting Type: TVA
ReportingType | 2015 | 2020 | 2025 | 2030 | 2035 | 2040
BM | 0 | 0 | 0 | 0 | 0 | 0
CC | 151.13 | 151.13 | 151.13 | 151.13 | 116.66 | 0
CSP | 0 | 0 | 0 | 0 | 0 | 0
CT | 0 | 0 | 0 | 29.84 | 29.84 | 29.84
Coal | 0 | 0 | 0.01 | 691.68 | 848.28 | 1074.9
Geo | 0 | 0 | 0 | 0 | 0 | 0
H | 0 | 0 | 8.9 | 8.9 | 8.9 | 8.9
LFG | 0 | 0 | 28.24 | 28.24 | 28.24 | 28.24
Nuc | 684.91 | 684.91 | 684.91 | 684.91 | 684.91 | 684.91
PS | 0 | 0 | 0 | 0 | 0 | 0
PV | 0 | 0 | 0 | 0 | 0 | 0
PeakG | 0 | 0 | 0 | 0 | 0 | 0
PeakO | 0 | 0 | 0 | 0 | 0 | 0
ST | 0 | 0 | 0 | 0 | 0 | 0
STOG | 0 | 0 | 0 | 0 | 0 | 0
STWD | 0 | 0 | 0 | 0 | 0 | 0
WT | 0 | 0 | 0 | 0 | 0 | 0
IGCC | 0 | 0 | 0 | 0 | 0 | 0
DemandResponse | 0 | 0 | 0 | 0 | 0 | 0
IGCC-CCS | 0 | 0 | 0 | 0 | 0 | 0
WT_off | 0 | 0 | 0 | 0 | 0 | 0
PseudoUnit | 0 | 0 | 0 | 0 | 0 | 0
FixedInterchange | 0 | 0 | 0 | 0 | 0 | 0
Levelized Capital Costs by Reporting Type: TVA_Transmission
ReportingType | 2015 | 2020 | 2025 | 2030 | 2035 | 2040
BM | 0 | 0 | 0 | 0 | 0 | 0
CC | 0 | 0 | 0 | 0 | 0 | 0
CSP | 0 | 0 | 0 | 0 | 0 | 0
CT | 0 | 0 | 0 | 0 | 0 | 0
Coal | 0 | 0 | 0 | 0 | 0 | 0
Geo | 0 | 0 | 0 | 0 | 0 | 0
H | 0 | 0 | 0 | 0 | 0 | 0
LFG | 0 | 0 | 0 | 0 | 0 | 0
Nuc | 0 | 0 | 0 | 0 | 0 | 0
PS | 0 | 0 | 0 | 0 | 0 | 0
PV | 0 | 0 | 0 | 0 | 0 | 0
PeakG | 0 | 0 | 0 | 0 | 0 | 0
PeakO | 0 | 0 | 0 | 0 | 0 | 0
ST | 0 | 0 | 0 | 0 | 0 | 0
STOG | 0 | 0 | 0 | 0 | 0 | 0
STWD | 0 | 0 | 0 | 0 | 0 | 0
WT | 0 | 0 | 0 | 0 | 0 | 0
IGCC | 0 | 0 | 0 | 0 | 0 | 0
DemandResponse | 0 | 0 | 0 | 0 | 0 | 0
IGCC-CCS | 0 | 0 | 0 | 0 | 0 | 0
WT_off | 0 | 0 | 0 | 0 | 0 | 0
PseudoUnit | 0 | 0 | 0 | 0 | 0 | 0
FixedInterchange | 0 | 0 | 0 | 0 | 0 | 0
Levelized Capital Costs by Reporting Type: VACAR
ReportingType | 2015 | 2020 | 2025 | 2030 | 2035 | 2040
BM | 0.34 | 79.25 | 274.13 | 292.98 | 350.56 | 397.93
CC | 198.31 | 289.92 | 343.01 | 450.45 | 722.5 | 524.19
CSP | 0 | 0 | 0 | 0 | 0 | 0
CT | 336.12 | 336.12 | 336.12 | 336.12 | 0 | 0
Coal | 220.45 | 220.45 | 220.45 | 220.45 | 1394.01 | 2701.03
Geo | 0 | 0 | 0 | 0 | 0 | 0
H | 0 | 0 | 0 | 0 | 0 | 0
LFG | 0.09 | 28.46 | 28.46 | 28.46 | 28.37 | 0
Nuc | 0 | 1320.06 | 1320.06 | 1320.06 | 1320.06 | 1320.06
PS | 0 | 0 | 0 | 0 | 0 | 0
PV | 0 | 60.23 | 62.83 | 64.34 | 68.96 | 12.53
PeakG | 0 | 0 | 0 | 0 | 0 | 0
PeakO | 0 | 0 | 0 | 0 | 0 | 0
ST | 0 | 0 | 0 | 0 | 0 | 0
STOG | 0 | 0 | 0 | 0 | 0 | 0
STWD | 0 | 0 | 0 | 0 | 0 | 0
WT | 0.24 | 905.81 | 905.81 | 905.81 | 905.57 | 0
IGCC | 0 | 0 | 0 | 0 | 0 | 0
DemandResponse | 0 | 0 | 0 | 0 | 0 | 0
IGCC-CCS | 0 | 0 | 0 | 0 | 0 | 0
WT_off | 0.61 | 0.61 | 0.61 | 0.61 | 0 | 0
PseudoUnit | 0 | 0 | 0 | 0 | 0 | 0
FixedInterchange | 0 | 0 | 0 | 0 | 0 | 0
Levelized Capital Costs by Reporting Type: IESO
ReportingType | 2015 | 2020 | 2025 | 2030 | 2035 | 2040
BM | 144.8 | 144.8 | 144.8 | 144.8 | 144.8 | 144.8
CC | 175.41 | 175.41 | 175.41 | 175.41 | 175.41 | 0
CSP | 0 | 0 | 0 | 0 | 0 | 0
CT | 41.8 | 41.8 | 41.8 | 41.8 | 0 | 277.28
Coal | 0 | 0 | 0 | 0 | 0 | 0
Geo | 0 | 0 | 0 | 0 | 0 | 0
H | 0 | 0 | 0 | 0 | 98.84 | 98.84
LFG | 5.12 | 5.12 | 5.12 | 5.12 | 0.17 | 0.17
Nuc | 0 | 0 | 0 | 0 | 0 | 0
PS | 0 | 0 | 0 | 0 | 0 | 0
PV | 539.74 | 539.74 | 539.74 | 539.74 | 0 | 0
PeakG | 0 | 0 | 0 | 0 | 0 | 0
PeakO | 0 | 0 | 0 | 0 | 0 | 0
ST | 0 | 0 | 0 | 0 | 0 | 0
STOG | 0 | 0 | 0 | 0 | 0 | 0
STWD | 0 | 0 | 0 | 0 | 0 | 0
WT | 660.4 | 660.4 | 660.4 | 660.4 | 0 | 0
IGCC | 0 | 0 | 0 | 0 | 0 | 0
DemandResponse | 0 | 0 | 0 | 0 | 0 | 0
IGCC-CCS | 0 | 0 | 0 | 0 | 0 | 0
WT_off | 0 | 0 | 0 | 0 | 0 | 0
PseudoUnit | 0 | 0 | 0 | 0 | 0 | 0
FixedInterchange | 0 | 0 | 0 | 0 | 0 | 0
Levelized Capital Costs by Reporting Type: MAPP_CA
ReportingType | 2015 | 2020 | 2025 | 2030 | 2035 | 2040
BM | 0 | 0 | 0 | 0 | 0 | 0
CC | 0 | 0 | 0 | 0 | 0 | 0
CSP | 0 | 0 | 0 | 0 | 0 | 0
CT | 0 | 0 | 0 | 0 | 0 | 0
Coal | 0 | 0 | 0 | 0 | 0 | 0
Geo | 0 | 0 | 0 | 0 | 0 | 0
H | 0 | 241.14 | 733.92 | 1544.78 | 1544.78 | 1544.78
LFG | 0 | 0 | 0 | 0 | 0 | 0
Nuc | 0 | 0 | 0 | 0 | 0 | 0
PS | 0 | 0 | 0 | 0 | 0 | 0
PV | 0 | 0 | 0 | 0 | 0 | 0
PeakG | 0 | 0 | 0 | 0 | 0 | 0
PeakO | 0 | 0 | 0 | 0 | 0 | 0
ST | 0 | 0 | 0 | 0 | 0 | 0
STOG | 0 | 0 | 0 | 0 | 0 | 0
STWD | 0 | 0 | 0 | 0 | 0 | 0
WT | 87.23 | 87.23 | 87.23 | 87.23 | 0 | 0
IGCC | 0 | 0 | 0 | 0 | 0 | 0
DemandResponse | 0 | 0 | 0 | 0 | 0 | 0
IGCC-CCS | 0 | 0 | 0 | 0 | 0 | 0
WT_off | 0 | 0 | 0 | 0 | 0 | 0
PseudoUnit | 0 | 0 | 0 | 0 | 0 | 0
FixedInterchange | 0 | 0 | 0 | 0 | 0 | 0
Levelized Capital Costs by Reporting Type: AZ_NM_SNV_Coal
ReportingType | 2015 | 2020 | 2025 | 2030 | 2035 | 2040
BM | 0 | 0 | 0 | 0 | 0 | 0
CC | 0 | 0 | 0 | 0 | 0 | 0
CSP | 0 | 0 | 0 | 0 | 0 | 0
CT | 0 | 0 | 0 | 0 | 0 | 0
Coal | 0 | 373.3 | 3664.1 | 5825.83 | 6700.48 | 7539.35
Geo | 0 | 0 | 0 | 0 | 0 | 0
H | 0 | 0 | 0 | 0 | 0 | 0
LFG | 0 | 0 | 0 | 0 | 0 | 0
Nuc | 0 | 0 | 0 | 0 | 0 | 0
PS | 0 | 0 | 0 | 0 | 0 | 0
PV | 0 | 0 | 0 | 0 | 0 | 0
PeakG | 0 | 0 | 0 | 0 | 0 | 0
PeakO | 0 | 0 | 0 | 0 | 0 | 0
ST | 0 | 0 | 0 | 0 | 0 | 0
STOG | 0 | 0 | 0 | 0 | 0 | 0
STWD | 0 | 0 | 0 | 0 | 0 | 0
WT | 0 | 0 | 0 | 0 | 0 | 0
IGCC | 0 | 0 | 0 | 0 | 0 | 0
DemandResponse | 0 | 0 | 0 | 0 | 0 | 0
IGCC-CCS | 0 | 0 | 0 | 0 | 0 | 0
WT_off | 0 | 0 | 0 | 0 | 0 | 0
PseudoUnit | 0 | 0 | 0 | 0 | 0 | 0
FixedInterchange | 0 | 0 | 0 | 0 | 0 | 0
Levelized Capital Costs by Reporting Type: AZ_NM_SNV_Gas
ReportingType | 2015 | 2020 | 2025 | 2030 | 2035 | 2040
BM | 0 | 0 | 0 | 0 | 0 | 0
CC | 79.32 | 79.32 | 79.32 | 79.32 | 79.32 | 0
CSP | 0 | 0 | 0 | 0 | 0 | 0
CT | 63.7 | 63.7 | 63.7 | 63.7 | 0 | 0
Coal | 0 | 0 | 0 | 0 | 0 | 0
Geo | 0 | 0 | 0 | 0 | 0 | 0
H | 0 | 0 | 0 | 0 | 0 | 0
LFG | 0 | 0 | 0 | 0 | 0 | 0
Nuc | 0 | 0 | 0 | 0 | 0 | 0
PS | 0 | 0 | 0 | 0 | 0 | 0
PV | 0 | 0 | 0 | 0 | 0 | 0
PeakG | 0 | 0 | 0 | 0 | 0 | 0
PeakO | 0 | 0 | 0 | 0 | 0 | 0
ST | 0 | 0 | 0 | 0 | 0 | 0
STOG | 0 | 0 | 0 | 0 | 0 | 0
STWD | 0 | 0 | 0 | 0 | 0 | 0
WT | 0 | 0 | 0 | 0 | 0 | 0
IGCC | 0 | 0 | 0 | 0 | 0 | 0
DemandResponse | 0 | 0 | 0 | 0 | 0 | 0
IGCC-CCS | 0 | 0 | 0 | 0 | 0 | 0
WT_off | 0 | 0 | 0 | 0 | 0 | 0
PseudoUnit | 0 | 0 | 0 | 0 | 0 | 0
FixedInterchange | 0 | 0 | 0 | 0 | 0 | 0
Levelized Capital Costs by Reporting Type: AZ_NM_SNV_NucRenew
ReportingType | 2015 | 2020 | 2025 | 2030 | 2035 | 2040
BM | 0 | 0 | 0 | 0 | 0 | 0
CC | 0 | 0 | 0 | 0 | 0 | 0
CSP | 0 | 0 | 0 | 0 | 0 | 0
CT | 0 | 0 | 0 | 0 | 0 | 0
Coal | 0 | 0 | 0 | 0 | 0 | 0
Geo | 0 | 0 | 623.07 | 623.07 | 623.07 | 623.07
H | 0 | 0 | 0 | 0 | 0 | 0
LFG | 0 | 16.74 | 16.74 | 16.74 | 16.74 | 0
Nuc | 0 | 0 | 0 | 0 | 0 | 0
PS | 0 | 0 | 0 | 0 | 0 | 0
PV | 47.79 | 47.79 | 47.79 | 47.79 | 0 | 0
PeakG | 0 | 0 | 0 | 0 | 0 | 0
PeakO | 0 | 0 | 0 | 0 | 0 | 0
ST | 139.01 | 333.47 | 445.93 | 408.53 | 357.58 | 163.12
STOG | 0 | 0 | 0 | 0 | 0 | 0
STWD | 0 | 0 | 0 | 0 | 0 | 0
WT | 17.95 | 104.92 | 104.92 | 262.42 | 244.47 | 157.5
IGCC | 0 | 0 | 0 | 0 | 0 | 0
DemandResponse | 0 | 0 | 0 | 0 | 0 | 0
IGCC-CCS | 0 | 0 | 0 | 0 | 0 | 0
WT_off | 0 | 0 | 0 | 0 | 0 | 0
PseudoUnit | 0 | 0 | 0 | 0 | 0 | 0
FixedInterchange | 0 | 0 | 0 | 0 | 0 | 0
Levelized Capital Costs by Reporting Type: ERCOT
ReportingType | 2015 | 2020 | 2025 | 2030 | 2035 | 2040
BM | 54.69 | 54.69 | 54.69 | 600.01 | 620.58 | 657.88
CC | 298.25 | 298.25 | 298.25 | 298.25 | 298.25 | 0
CSP | 0 | 0 | 0 | 0 | 0 | 0
CT | 20.97 | 20.97 | 20.97 | 20.97 | 0 | 0
Coal | 540.38 | 542.86 | 693.54 | 802.47 | 1279.68 | 2190.5
Geo | 0 | 0 | 0 | 0 | 0 | 0
H | 0 | 0 | 0 | 207 | 207 | 207
LFG | 0 | 0 | 93.08 | 93.08 | 93.08 | 93.08
Nuc | 0 | 0 | 0 | 0 | 0 | 0
PS | 0 | 0 | 0 | 0 | 0 | 0
PV | 6.7 | 6.7 | 6.7 | 6.7 | 0 | 0
PeakG | 0 | 0 | 0 | 0 | 0 | 0
PeakO | 0 | 0 | 0 | 0 | 0 | 0
ST | 0 | 0 | 0 | 0 | 0 | 0
STOG | 0 | 0 | 0 | 0 | 0 | 0
STWD | 0 | 0 | 0 | 0 | 0 | 0
WT | 94.16 | 2257.87 | 4600.7 | 6055.82 | 6168.64 | 4376.09
IGCC | 0 | 0 | 0 | 0 | 0 | 0
DemandResponse | 0 | 0 | 0 | 0 | 0 | 0
IGCC-CCS | 0 | 0 | 0 | 0 | 0 | 0
WT_off | 0 | 0 | 0 | 0 | 0 | 0
PseudoUnit | 0 | 0 | 0 | 0 | 0 | 0
FixedInterchange | 0 | 0 | 0 | 0 | 0 | 0
Levelized Capital Costs by Reporting Type: NP15
ReportingType | 2015 | 2020 | 2025 | 2030 | 2035 | 2040
BM | 0 | 0 | 0 | 0 | 0 | 0
CC | 130.44 | 130.44 | 130.44 | 130.44 | 130.44 | 0
CSP | 0 | 0 | 0 | 0 | 0 | 0
CT | 17.85 | 17.85 | 212.45 | 534.15 | 849.96 | 1191.34
Coal | 0 | 0 | 0 | 0 | 0 | 0
Geo | 0 | 80.68 | 283.22 | 283.22 | 283.22 | 202.54
H | 0 | 0 | 0 | 0 | 0 | 0
LFG | 0 | 172.57 | 172.57 | 172.57 | 172.57 | 0
Nuc | 0 | 0 | 0 | 0 | 0 | 0
PS | 0 | 0 | 0 | 0 | 0 | 0
PV | 3.82 | 3.82 | 3.82 | 3.82 | 0 | 0
PeakG | 0 | 0 | 0 | 0 | 0 | 0
PeakO | 0 | 0 | 0 | 0 | 0 | 0
ST | 17.26 | 17.26 | 17.26 | 17.26 | 0 | 0
STOG | 0 | 0 | 0 | 0 | 0 | 0
STWD | 0 | 0 | 0 | 0 | 0 | 0
WT | 31.59 | 2790.3 | 2790.3 | 3484.68 | 3652.45 | 1056.1
IGCC | 0 | 0 | 0 | 0 | 0 | 0
DemandResponse | 0 | 0 | 0 | 0 | 0 | 0
IGCC-CCS | 0 | 0 | 0 | 0 | 0 | 0
WT_off | 0 | 0 | 0 | 0 | 0 | 0
PseudoUnit | 0 | 0 | 0 | 0 | 0 | 0
FixedInterchange | 0 | 0 | 0 | 0 | 0 | 0
Levelized Capital Costs by Reporting Type: NWPP_Coal
ReportingType | 2015 | 2020 | 2025 | 2030 | 2035 | 2040
BM | 0 | 0 | 0 | 0 | 0 | 0
CC | 0 | 0 | 0 | 0 | 0 | 0
CSP | 0 | 0 | 0 | 0 | 0 | 0
CT | 0 | 0 | 0 | 0 | 0 | 0
Coal | 0 | 0 | 0 | 0 | 0 | 0
Geo | 0 | 0 | 0 | 0 | 0 | 0
H | 0 | 0 | 0 | 0 | 0 | 0
LFG | 0 | 0 | 0 | 0 | 0 | 0
Nuc | 0 | 0 | 0 | 0 | 0 | 0
PS | 0 | 0 | 0 | 0 | 0 | 0
PV | 0 | 0 | 0 | 0 | 0 | 0
PeakG | 0 | 0 | 0 | 0 | 0 | 0
PeakO | 0 | 0 | 0 | 0 | 0 | 0
ST | 0 | 0 | 0 | 0 | 0 | 0
STOG | 0 | 0 | 0 | 0 | 0 | 0
STWD | 0 | 0 | 0 | 0 | 0 | 0
WT | 0 | 0 | 0 | 0 | 0 | 0
IGCC | 0 | 0 | 0 | 0 | 0 | 0
DemandResponse | 0 | 0 | 0 | 0 | 0 | 0
IGCC-CCS | 0 | 0 | 0 | 0 | 0 | 0
WT_off | 0 | 0 | 0 | 0 | 0 | 0
PseudoUnit | 0 | 0 | 0 | 0 | 0 | 0
FixedInterchange | 0 | 0 | 0 | 0 | 0 | 0
Levelized Capital Costs by Reporting Type: NWPP_Gas
ReportingType | 2015 | 2020 | 2025 | 2030 | 2035 | 2040
BM | 0 | 0 | 0 | 0 | 0 | 0
CC | 33.4 | 33.4 | 33.4 | 33.4 | 33.4 | 0
CSP | 0 | 0 | 0 | 0 | 0 | 0
CT | 13.02 | 13.02 | 13.02 | 13.02 | 0 | 0
Coal | 0 | 0 | 327.9 | 438.23 | 438.23 | 438.23
Geo | 0 | 0 | 0 | 0 | 0 | 0
H | 0 | 0 | 0 | 0 | 0 | 0
LFG | 0 | 0 | 0 | 0 | 0 | 0
Nuc | 0 | 0 | 0 | 0 | 0 | 0
PS | 0 | 0 | 0 | 0 | 0 | 0
PV | 0 | 0 | 0 | 0 | 0 | 0
PeakG | 0 | 0 | 0 | 0 | 0 | 0
PeakO | 0 | 0 | 0 | 0 | 0 | 0
ST | 0 | 0 | 0 | 0 | 0 | 0
STOG | 0 | 0 | 0 | 0 | 0 | 0
STWD | 0 | 0 | 0 | 0 | 0 | 0
WT | 0 | 0 | 0 | 0 | 0 | 0
IGCC | 0 | 0 | 0 | 0 | 0 | 0
DemandResponse | 0 | 0 | 0 | 0 | 0 | 0
IGCC-CCS | 0 | 0 | 0 | 0 | 0 | 0
WT_off | 0 | 0 | 0 | 0 | 0 | 0
PseudoUnit | 0 | 0 | 0 | 0 | 0 | 0
FixedInterchange | 0 | 0 | 0 | 0 | 0 | 0
Levelized Capital Costs by Reporting Type: NWPP_NucRenew
ReportingType | 2015 | 2020 | 2025 | 2030 | 2035 | 2040
BM | 13.89 | 13.89 | 13.89 | 13.89 | 13.89 | 13.89
CC | 0 | 0 | 0 | 0 | 0 | 0
CSP | 0 | 0 | 0 | 0 | 0 | 0
CT | 0 | 0 | 0 | 0 | 0 | 0
Coal | 0 | 0 | 0 | 0 | 0 | 0
Geo | 39.91 | 39.91 | 226.59 | 226.59 | 186.68 | 186.68
H | 0 | 0 | 0 | 0 | 0 | 0
LFG | 7.13 | 74.32 | 74.32 | 74.32 | 67.19 | 0
Nuc | 0 | 0 | 0 | 0 | 0 | 2564.15
PS | 0 | 0 | 0 | 0 | 0 | 0
PV | 0 | 0 | 0 | 0 | 0 | 0
PeakG | 0 | 0 | 0 | 0 | 0 | 0
PeakO | 0 | 0 | 0 | 0 | 0 | 0
ST | 0 | 0 | 0 | 0 | 0 | 0
STOG | 0 | 0 | 0 | 0 | 0 | 0
STWD | 0 | 0 | 0 | 0 | 0 | 0
WT | 286.32 | 286.32 | 286.32 | 286.32 | 0 | 0
IGCC | 0 | 0 | 0 | 0 | 0 | 0
DemandResponse | 0 | 0 | 0 | 0 | 0 | 0
IGCC-CCS | 0 | 0 | 0 | 0 | 0 | 0
WT_off | 0 | 0 | 0 | 0 | 0 | 0
PseudoUnit | 0 | 0 | 0 | 0 | 0 | 0
FixedInterchange | 0 | 0 | 0 | 0 | 0 | 0
Levelized Capital Costs by Reporting Type: RMPA
ReportingType | 2015 | 2020 | 2025 | 2030 | 2035 | 2040
BM | 0 | 0 | 0 | 0 | 0 | 0
CC | 0 | 0 | 0 | 0 | 0 | 0
CSP | 0 | 0 | 0 | 0 | 0 | 0
CT | 15.2 | 15.2 | 15.2 | 15.2 | 0 | 0
Coal | 108.63 | 420.16 | 420.16 | 420.16 | 696.6 | 1019.83
Geo | 0 | 205.58 | 1104.9 | 1115.58 | 1115.58 | 910
H | 0 | 0 | 0 | 0 | 0 | 0
LFG | 0.39 | 0.39 | 0.39 | 8.21 | 7.82 | 7.82
Nuc | 0 | 0 | 0 | 0 | 0 | 0
PS | 0 | 0 | 0 | 0 | 0 | 0
PV | 0.51 | 0.51 | 0.51 | 0.51 | 0 | 0
PeakG | 0 | 0 | 0 | 0 | 0 | 0
PeakO | 0 | 0 | 0 | 0 | 0 | 0
ST | 1.46 | 172.69 | 186.04 | 192.35 | 190.89 | 19.66
STOG | 0 | 0 | 0 | 0 | 0 | 0
STWD | 0 | 0 | 0 | 0 | 0 | 0
WT | 221 | 221 | 221 | 221 | 0 | 0
IGCC | 0 | 0 | 0 | 0 | 0 | 0
DemandResponse | 0 | 0 | 0 | 0 | 0 | 0
IGCC-CCS | 0 | 0 | 0 | 0 | 0 | 0
WT_off | 0 | 0 | 0 | 0 | 0 | 0
PseudoUnit | 0 | 0 | 0 | 0 | 0 | 0
FixedInterchange | 0 | 0 | 0 | 0 | 0 | 0
Levelized Capital Costs by Reporting Type: SP15
ReportingType | 2015 | 2020 | 2025 | 2030 | 2035 | 2040
BM | 2.9 | 2.9 | 2.9 | 2.9 | 2.9 | 2.9
CC | 60.76 | 60.76 | 60.76 | 60.76 | 60.76 | 0
CSP | 0 | 0 | 0 | 0 | 0 | 0
CT | 0 | 0 | 0 | 0 | 0 | 0
Coal | 0 | 0 | 0 | 0 | 0 | 0
Geo | 23 | 647.36 | 647.36 | 624.36 | 624.36 | 0
H | 0 | 0 | 0 | 0 | 0 | 0
LFG | 2.85 | 171.81 | 171.81 | 171.5 | 168.96 | 0
Nuc | 0 | 0 | 0 | 0 | 0 | 0
PS | 0 | 0 | 0 | 0 | 0 | 0
PV | 2.22 | 2.22 | 2.22 | 2.22 | 0 | 0
PeakG | 0 | 0 | 0 | 0 | 0 | 0
PeakO | 0 | 0 | 0 | 0 | 0 | 0
ST | 262.18 | 262.18 | 262.18 | 262.18 | 0 | 0
STOG | 0 | 0 | 0 | 0 | 0 | 0
STWD | 0 | 0 | 0 | 0 | 0 | 0
WT | 233.4 | 233.4 | 233.4 | 233.4 | 0 | 0
IGCC | 0 | 0 | 0 | 0 | 0 | 0
DemandResponse | 0 | 0 | 0 | 0 | 0 | 0
IGCC-CCS | 0 | 0 | 0 | 0 | 0 | 0
WT_off | 0 | 0 | 0 | 0 | 0 | 0
PseudoUnit | 0 | 0 | 0 | 0 | 0 | 0
FixedInterchange | 0 | 0 | 0 | 0 | 0 | 0
Levelized Capital Costs by Reporting Type: ALB
ReportingType | 2015 | 2020 | 2025 | 2030 | 2035 | 2040
BM | 0 | 0 | 0 | 0 | 0 | 0
CC | 44.92 | 110.18 | 161.36 | 161.36 | 161.36 | 116.44
CSP | 0 | 0 | 0 | 0 | 0 | 0
CT | 16.7 | 16.7 | 16.7 | 16.7 | 0 | 0
Coal | 147.62 | 147.62 | 147.62 | 147.62 | 147.62 | 147.62
Geo | 0 | 0 | 0 | 0 | 0 | 0
H | 0 | 0 | 0 | 0 | 0 | 0
LFG | 0 | 0 | 0 | 0 | 0 | 0
Nuc | 0 | 0 | 0 | 489.13 | 1707.97 | 2355.13
PS | 0 | 0 | 0 | 0 | 0 | 0
PV | 0 | 0 | 0 | 0 | 0 | 0
PeakG | 0 | 0 | 0 | 0 | 0 | 0
PeakO | 0 | 0 | 0 | 0 | 0 | 0
ST | 0 | 0 | 0 | 0 | 0 | 0
STOG | 0 | 0 | 0 | 0 | 0 | 0
STWD | 0 | 0 | 0 | 0 | 0 | 0
WT | 2.54 | 2.54 | 2.54 | 2.54 | 0 | 0
IGCC | 0 | 0 | 0 | 0 | 0 | 0
DemandResponse | 0 | 0 | 0 | 0 | 0 | 0
IGCC-CCS | 0 | 0 | 0 | 0 | 0 | 0
WT_off | 0 | 0 | 0 | 0 | 0 | 0
PseudoUnit | 0 | 0 | 0 | 0 | 0 | 0
FixedInterchange | 0 | 0 | 0 | 0 | 0 | 0
Levelized Capital Costs by Reporting Type: BC
ReportingType | 2015 | 2020 | 2025 | 2030 | 2035 | 2040
BM | 0 | 0 | 0 | 0 | 0 | 0
CC | 128.17 | 147.87 | 205.14 | 205.14 | 205.14 | 76.97
CSP | 0 | 0 | 0 | 0 | 0 | 0
CT | 0 | 0 | 0 | 10.5 | 10.5 | 10.5
Coal | 0 | 0 | 0 | 0 | 0 | 0
Geo | 0 | 0 | 0 | 0 | 0 | 0
H | 0 | 0 | 0 | 0 | 0 | 0
LFG | 0 | 0 | 0 | 0 | 0 | 0
Nuc | 0 | 0 | 0 | 308 | 763.81 | 1389.48
PS | 0 | 0 | 0 | 0 | 0 | 0
PV | 0 | 0 | 0 | 0 | 0 | 0
PeakG | 0 | 0 | 0 | 0 | 0 | 0
PeakO | 0 | 0 | 0 | 0 | 0 | 0
ST | 0 | 0 | 0 | 0 | 0 | 0
STOG | 0 | 0 | 0 | 0 | 0 | 0
STWD | 0 | 0 | 0 | 0 | 0 | 0
WT | 40.68 | 40.68 | 40.68 | 40.68 | 0 | 0
IGCC | 0 | 0 | 0 | 0 | 0 | 0
DemandResponse | 0 | 0 | 0 | 0 | 0 | 0
IGCC-CCS | 0 | 0 | 0 | 0 | 0 | 0
WT_off | 0 | 0 | 0 | 0 | 0 | 0
PseudoUnit | 0 | 0 | 0 | 0 | 0 | 0
FixedInterchange | 0 | 0 | 0 | 0 | 0 | 0
Levelized Capital Costs by Reporting Type: HQ_IESO
ReportingType | 2015 | 2020 | 2025 | 2030 | 2035 | 2040
BM | 0 | 0 | 0 | 0 | 0 | 0
CC | 0 | 0 | 0 | 0 | 0 | 0
CSP | 0 | 0 | 0 | 0 | 0 | 0
CT | 0 | 0 | 0 | 0 | 0 | 0
Coal | 0 | 0 | 0 | 0 | 0 | 0
Geo | 0 | 0 | 0 | 0 | 0 | 0
H | 0 | 0 | 0 | 0 | 0 | 0
LFG | 0 | 0 | 0 | 0 | 0 | 0
Nuc | 0 | 0 | 0 | 0 | 0 | 0
PS | 0 | 0 | 0 | 0 | 0 | 0
PV | 0 | 0 | 0 | 0 | 0 | 0
PeakG | 0 | 0 | 0 | 0 | 0 | 0
PeakO | 0 | 0 | 0 | 0 | 0 | 0
ST | 0 | 0 | 0 | 0 | 0 | 0
STOG | 0 | 0 | 0 | 0 | 0 | 0
STWD | 0 | 0 | 0 | 0 | 0 | 0
WT | 0 | 0 | 0 | 0 | 0 | 0
IGCC | 0 | 0 | 0 | 0 | 0 | 0
DemandResponse | 0 | 0 | 0 | 0 | 0 | 0
IGCC-CCS | 0 | 0 | 0 | 0 | 0 | 0
WT_off | 0 | 0 | 0 | 0 | 0 | 0
PseudoUnit | 0 | 0 | 0 | 0 | 0 | 0
FixedInterchange | 0 | 0 | 0 | 0 | 0 | 0
Levelized Capital Costs by Reporting Type: HQ_NEISO
ReportingType | 2015 | 2020 | 2025 | 2030 | 2035 | 2040
BM | 0 | 0 | 0 | 0 | 0 | 0
CC | 0 | 0 | 0 | 0 | 0 | 0
CSP | 0 | 0 | 0 | 0 | 0 | 0
CT | 0 | 0 | 0 | 0 | 0 | 0
Coal | 0 | 0 | 0 | 0 | 0 | 0
Geo | 0 | 0 | 0 | 0 | 0 | 0
H | 0 | 0 | 0 | 0 | 0 | 0
LFG | 0 | 0 | 0 | 0 | 0 | 0
Nuc | 0 | 0 | 0 | 0 | 0 | 0
PS | 0 | 0 | 0 | 0 | 0 | 0
PV | 0 | 0 | 0 | 0 | 0 | 0
PeakG | 0 | 0 | 0 | 0 | 0 | 0
PeakO | 0 | 0 | 0 | 0 | 0 | 0
ST | 0 | 0 | 0 | 0 | 0 | 0
STOG | 0 | 0 | 0 | 0 | 0 | 0
STWD | 0 | 0 | 0 | 0 | 0 | 0
WT | 0 | 0 | 0 | 0 | 0 | 0
IGCC | 0 | 0 | 0 | 0 | 0 | 0
DemandResponse | 0 | 0 | 0 | 0 | 0 | 0
IGCC-CCS | 0 | 0 | 0 | 0 | 0 | 0
WT_off | 0 | 0 | 0 | 0 | 0 | 0
PseudoUnit | 0 | 0 | 543.87 | 824.05 | 824.05 | 824.05
FixedInterchange | 0 | 0 | 0 | 0 | 0 | 0
Levelized Capital Costs by Reporting Type: HQ_NY
ReportingType | 2015 | 2020 | 2025 | 2030 | 2035 | 2040
BM | 0 | 0 | 0 | 0 | 0 | 0
CC | 0 | 0 | 0 | 0 | 0 | 0
CSP | 0 | 0 | 0 | 0 | 0 | 0
CT | 0 | 0 | 0 | 0 | 0 | 0
Coal | 0 | 0 | 0 | 0 | 0 | 0
Geo | 0 | 0 | 0 | 0 | 0 | 0
H | 0 | 0 | 0 | 0 | 0 | 0
LFG | 0 | 0 | 0 | 0 | 0 | 0
Nuc | 0 | 0 | 0 | 0 | 0 | 0
PS | 0 | 0 | 0 | 0 | 0 | 0
PV | 0 | 0 | 0 | 0 | 0 | 0
PeakG | 0 | 0 | 0 | 0 | 0 | 0
PeakO | 0 | 0 | 0 | 0 | 0 | 0
ST | 0 | 0 | 0 | 0 | 0 | 0
STOG | 0 | 0 | 0 | 0 | 0 | 0
STWD | 0 | 0 | 0 | 0 | 0 | 0
WT | 0 | 0 | 0 | 0 | 0 | 0
IGCC | 0 | 0 | 0 | 0 | 0 | 0
DemandResponse | 0 | 0 | 0 | 0 | 0 | 0
IGCC-CCS | 0 | 0 | 0 | 0 | 0 | 0
WT_off | 0 | 0 | 0 | 0 | 0 | 0
PseudoUnit | 0 | 395.62 | 843.83 | 843.83 | 843.83 | 843.83
FixedInterchange | 0 | 0 | 0 | 0 | 0 | 0
Levelized Capital Costs by Reporting Type: MARITIMES
ReportingType | 2015 | 2020 | 2025 | 2030 | 2035 | 2040
BM | 0 | 0 | 0 | 0 | 0 | 0
CC | 0 | 0 | 0 | 0 | 0 | 0
CSP | 0 | 0 | 0 | 0 | 0 | 0
CT | 0 | 0 | 0 | 0 | 0 | 0
Coal | 0 | 0 | 0 | 0 | 0 | 0
Geo | 0 | 0 | 0 | 0 | 0 | 0
H | 0 | 0 | 0 | 0 | 0 | 0
LFG | 0 | 0 | 0 | 0 | 0 | 0
Nuc | 0 | 0 | 0 | 0 | 0 | 0
PS | 0 | 0 | 0 | 0 | 0 | 0
PV | 0 | 0 | 0 | 0 | 0 | 0
PeakG | 0 | 0 | 0 | 0 | 0 | 0
PeakO | 0 | 0 | 0 | 0 | 0 | 0
ST | 0 | 0 | 0 | 0 | 0 | 0
STOG | 0 | 0 | 0 | 0 | 0 | 0
STWD | 0 | 0 | 0 | 0 | 0 | 0
WT | 0 | 0 | 0 | 0 | 0 | 0
IGCC | 0 | 0 | 0 | 0 | 0 | 0
DemandResponse | 0 | 0 | 0 | 0 | 0 | 0
IGCC-CCS | 0 | 0 | 0 | 0 | 0 | 0
WT_off | 0 | 0 | 0 | 0 | 0 | 0
PseudoUnit | 0 | 173.48 | 173.48 | 173.48 | 173.48 | 173.48
FixedInterchange | 0 | 0 | 0 | 0 | 0 | 0
Levelized Capital Costs by Reporting Type: All
ReportingType | 2015 | 2020 | 2025 | 2030 | 2035 | 2040
BM | 541.24 | 620.15 | 815.03 | 1379.21 | 1457.35 | 1456.95
CC | 3901.19 | 4449.12 | 4610.66 | 4718.09 | 5084.92 | 1853.88
CSP | 0 | 0 | 0 | 0 | 0 | 0
CT | 840.83 | 840.83 | 1203.13 | 2023.5 | 3326.79 | 4425.04
Coal | 3114.71 | 3969.92 | 8950.96 | 12264.48 | 19732.4 | 30531.98
Geo | 62.91 | 973.52 | 2885.14 | 2872.82 | 2832.91 | 1922.29
H | 0 | 424.98 | 1480.8 | 2498.66 | 2597.5 | 2597.5
LFG | 57.1 | 634.43 | 1247.21 | 1434.07 | 1390.52 | 813.19
Nuc | 684.91 | 3259.17 | 3259.17 | 4056.31 | 5730.96 | 9567.93
PS | 0 | 0 | 0 | 0 | 0 | 0
PV | 639.31 | 1684.27 | 2159.63 | 2268.6 | 1682.65 | 698.81
PeakG | 0 | 0 | 0 | 0 | 0 | 0
PeakO | 0 | 0 | 0 | 0 | 0 | 0
ST | 419.92 | 785.61 | 911.41 | 880.32 | 548.47 | 182.78
STOG | 0 | 0 | 0 | 0 | 0 | 0
STWD | 0 | 0 | 0 | 0 | 0 | 0
WT | 7365.23 | 22584.5 | 42362.3 | 63506.86 | 61101.3 | 50177.6
IGCC | 215.26 | 215.26 | 215.26 | 215.26 | 215.26 | 215.26
DemandResponse | 0 | 0 | 0 | 0 | 0 | 0
IGCC-CCS | 0 | 0 | 0 | 0 | 0 | 0
WT_off | 323.12 | 323.12 | 947.28 | 947.28 | 624.16 | 624.16
PseudoUnit | 0 | 569.1 | 1561.18 | 1841.36 | 1841.36 | 1841.36
FixedInterchange | 0 | 0 | 0 | 0 | 0 | 0
Levelized Capital Costs by Reporting Type: EI_US
ReportingType | 2015 | 2020 | 2025 | 2030 | 2035 | 2040
BM | 324.96 | 403.86 | 598.74 | 617.6 | 675.18 | 637.47
CC | 2950.51 | 3413.47 | 3466.57 | 3574 | 3940.83 | 1660.47
CSP | 0 | 0 | 0 | 0 | 0 | 0
CT | 651.58 | 651.58 | 819.29 | 1307.45 | 2466.33 | 2945.92
Coal | 2318.08 | 2485.99 | 3697.65 | 4630.17 | 10469.79 | 19196.44
Geo | 0 | 0 | 0 | 0 | 0 | 0
H | 0 | 183.83 | 746.88 | 746.88 | 746.88 | 746.88
LFG | 41.61 | 193.47 | 713.17 | 892.52 | 863.98 | 712.12
Nuc | 684.91 | 3259.17 | 3259.17 | 3259.17 | 3259.17 | 3259.17
PS | 0 | 0 | 0 | 0 | 0 | 0
PV | 38.53 | 1083.49 | 1558.85 | 1667.82 | 1682.65 | 698.81
PeakG | 0 | 0 | 0 | 0 | 0 | 0
PeakO | 0 | 0 | 0 | 0 | 0 | 0
ST | 0 | 0 | 0 | 0 | 0 | 0
STOG | 0 | 0 | 0 | 0 | 0 | 0
STWD | 0 | 0 | 0 | 0 | 0 | 0
WT | 5689.97 | 15899.85 | 33334.82 | 52172.39 | 51035.75 | 44587.9
IGCC | 215.26 | 215.26 | 215.26 | 215.26 | 215.26 | 215.26
DemandResponse | 0 | 0 | 0 | 0 | 0 | 0
IGCC-CCS | 0 | 0 | 0 | 0 | 0 | 0
WT_off | 323.12 | 323.12 | 947.28 | 947.28 | 624.16 | 624.16
PseudoUnit | 0 | 569.1 | 1561.18 | 1841.36 | 1841.36 | 1841.36
FixedInterchange | 0 | 0 | 0 | 0 | 0 | 0
Levelized Capital Costs by Reporting Type: EI_Canada
ReportingType | 2015 | 2020 | 2025 | 2030 | 2035 | 2040
BM | 144.8 | 144.8 | 144.8 | 144.8 | 144.8 | 144.8
CC | 175.41 | 175.41 | 175.41 | 175.41 | 175.41 | 0
CSP | 0 | 0 | 0 | 0 | 0 | 0
CT | 41.8 | 41.8 | 41.8 | 41.8 | 0 | 277.28
Coal | 0 | 0 | 0 | 0 | 0 | 0
Geo | 0 | 0 | 0 | 0 | 0 | 0
H | 0 | 241.14 | 733.92 | 1544.78 | 1643.62 | 1643.62
LFG | 5.12 | 5.12 | 5.12 | 5.12 | 0.17 | 0.17
Nuc | 0 | 0 | 0 | 0 | 0 | 0
PS | 0 | 0 | 0 | 0 | 0 | 0
PV | 539.74 | 539.74 | 539.74 | 539.74 | 0 | 0
PeakG | 0 | 0 | 0 | 0 | 0 | 0
PeakO | 0 | 0 | 0 | 0 | 0 | 0
ST | 0 | 0 | 0 | 0 | 0 | 0
STOG | 0 | 0 | 0 | 0 | 0 | 0
STWD | 0 | 0 | 0 | 0 | 0 | 0
WT | 747.62 | 747.62 | 747.62 | 747.62 | 0 | 0
IGCC | 0 | 0 | 0 | 0 | 0 | 0
DemandResponse | 0 | 0 | 0 | 0 | 0 | 0
IGCC-CCS | 0 | 0 | 0 | 0 | 0 | 0
WT_off | 0 | 0 | 0 | 0 | 0 | 0
PseudoUnit | 0 | 0 | 0 | 0 | 0 | 0
FixedInterchange | 0 | 0 | 0 | 0 | 0 | 0
Levelized Capital Costs by Reporting Type: EI
ReportingType | 2015 | 2020 | 2025 | 2030 | 2035 | 2040
BM | 469.76 | 548.67 | 743.55 | 762.4 | 819.98 | 782.28
CC | 3125.92 | 3588.88 | 3641.98 | 3749.41 | 4116.24 | 1660.47
CSP | 0 | 0 | 0 | 0 | 0 | 0
CT | 693.38 | 693.38 | 861.08 | 1349.25 | 2466.33 | 3223.2
Coal | 2318.08 | 2485.99 | 3697.65 | 4630.17 | 10469.79 | 19196.44
Geo | 0 | 0 | 0 | 0 | 0 | 0
H | 0 | 424.98 | 1480.8 | 2291.66 | 2390.5 | 2390.5
LFG | 46.73 | 198.59 | 718.29 | 897.64 | 864.15 | 712.29
Nuc | 684.91 | 3259.17 | 3259.17 | 3259.17 | 3259.17 | 3259.17
PS | 0 | 0 | 0 | 0 | 0 | 0
PV | 578.27 | 1623.23 | 2098.6 | 2207.56 | 1682.65 | 698.81
PeakG | 0 | 0 | 0 | 0 | 0 | 0
PeakO | 0 | 0 | 0 | 0 | 0 | 0
ST | 0 | 0 | 0 | 0 | 0 | 0
STOG | 0 | 0 | 0 | 0 | 0 | 0
STWD | 0 | 0 | 0 | 0 | 0 | 0
WT | 6437.59 | 16647.47 | 34082.45 | 52920.01 | 51035.75 | 44587.9
IGCC | 215.26 | 215.26 | 215.26 | 215.26 | 215.26 | 215.26
DemandResponse | 0 | 0 | 0 | 0 | 0 | 0
IGCC-CCS | 0 | 0 | 0 | 0 | 0 | 0
WT_off | 323.12 | 323.12 | 947.28 | 947.28 | 624.16 | 624.16
PseudoUnit | 0 | 569.1 | 1561.18 | 1841.36 | 1841.36 | 1841.36
FixedInterchange | 0 | 0 | 0 | 0 | 0 | 0
Levelized Capital Costs by Reporting Type: Outside_EI
ReportingType | 2015 | 2020 | 2025 | 2030 | 2035 | 2040
BM | 71.48 | 71.48 | 71.48 | 616.8 | 637.37 | 674.68
CC | 775.27 | 860.23 | 968.68 | 968.68 | 968.68 | 193.4
CSP | 0 | 0 | 0 | 0 | 0 | 0
CT | 147.45 | 147.45 | 342.05 | 674.25 | 860.46 | 1201.84
Coal | 796.63 | 1483.93 | 5253.32 | 7634.31 | 9262.61 | 11335.54
Geo | 62.91 | 973.52 | 2885.14 | 2872.82 | 2832.91 | 1922.29
H | 0 | 0 | 0 | 207 | 207 | 207
LFG | 10.38 | 435.84 | 528.92 | 536.43 | 526.37 | 100.9
Nuc | 0 | 0 | 0 | 797.13 | 2471.79 | 6308.76
PS | 0 | 0 | 0 | 0 | 0 | 0
PV | 61.04 | 61.04 | 61.04 | 61.04 | 0 | 0
PeakG | 0 | 0 | 0 | 0 | 0 | 0
PeakO | 0 | 0 | 0 | 0 | 0 | 0
ST | 419.92 | 785.61 | 911.41 | 880.32 | 548.47 | 182.78
STOG | 0 | 0 | 0 | 0 | 0 | 0
STWD | 0 | 0 | 0 | 0 | 0 | 0
WT | 927.64 | 5937.02 | 8279.86 | 10586.85 | 10065.55 | 5589.69
IGCC | 0 | 0 | 0 | 0 | 0 | 0
DemandResponse | 0 | 0 | 0 | 0 | 0 | 0
IGCC-CCS | 0 | 0 | 0 | 0 | 0 | 0
WT_off | 0 | 0 | 0 | 0 | 0 | 0
PseudoUnit | 0 | 0 | 0 | 0 | 0 | 0
FixedInterchange | 0 | 0 | 0 | 0 | 0 | 0
#13 | 0: Levelized Retrofit Capital Costs ($million)
Levelized Retrofit Capital Costs by Reporting Type: Entergy
ReportingType | 2015 | 2020 | 2025 | 2030 | 2035 | 2040
BM | 0 | 0 | 0 | 0 | 0 | 0
CC | 0 | 0 | 0 | 0 | 0 | 0
CSP | 0 | 0 | 0 | 0 | 0 | 0
CT | 0 | 0 | 0 | 0 | 0 | 0
Coal | 0 | 353.26 | 353.26 | 0 | 0 | 0
Geo | 0 | 0 | 0 | 0 | 0 | 0
H | 0 | 0 | 0 | 0 | 0 | 0
LFG | 0 | 0 | 0 | 0 | 0 | 0
Nuc | 0 | 0 | 0 | 0 | 0 | 0
PS | 0 | 0 | 0 | 0 | 0 | 0
PV | 0 | 0 | 0 | 0 | 0 | 0
PeakG | 0 | 0 | 0 | 0 | 0 | 0
PeakO | 0 | 0 | 0 | 0 | 0 | 0
ST | 0 | 0 | 0 | 0 | 0 | 0
STOG | 0 | 0 | 0 | 0 | 0 | 0
STWD | 0 | 0 | 0 | 0 | 0 | 0
WT | 0 | 0 | 0 | 0 | 0 | 0
IGCC | 0 | 0 | 0 | 0 | 0 | 0
DemandResponse | 0 | 0 | 0 | 0 | 0 | 0
IGCC-CCS | 0 | 0 | 0 | 0 | 0 | 0
WT_off | 0 | 0 | 0 | 0 | 0 | 0
PseudoUnit | 0 | 0 | 0 | 0 | 0 | 0
FixedInterchange | 0 | 0 | 0 | 0 | 0 | 0
Levelized Retrofit Capital Costs by Reporting Type: FRCC
ReportingType | 2015 | 2020 | 2025 | 2030 | 2035 | 2040
BM | 0 | 0 | 0 | 0 | 0 | 0
CC | 0 | 0 | 0 | 0 | 0 | 0
CSP | 0 | 0 | 0 | 0 | 0 | 0
CT | 0 | 0 | 0 | 0 | 0 | 0
Coal | 73.1 | 93.71 | 93.71 | 0 | 0 | 0
Geo | 0 | 0 | 0 | 0 | 0 | 0
H | 0 | 0 | 0 | 0 | 0 | 0
LFG | 0 | 0 | 0 | 0 | 0 | 0
Nuc | 0 | 0 | 0 | 0 | 0 | 0
PS | 0 | 0 | 0 | 0 | 0 | 0
PV | 0 | 0 | 0 | 0 | 0 | 0
PeakG | 0 | 0 | 0 | 0 | 0 | 0
PeakO | 0 | 0 | 0 | 0 | 0 | 0
ST | 0 | 0 | 0 | 0 | 0 | 0
STOG | 0 | 0 | 0 | 0 | 0 | 0
STWD | 0 | 0 | 0 | 0 | 0 | 0
WT | 0 | 0 | 0 | 0 | 0 | 0
IGCC | 0 | 0 | 0 | 0 | 0 | 0
DemandResponse | 0 | 0 | 0 | 0 | 0 | 0
IGCC-CCS | 0 | 0 | 0 | 0 | 0 | 0
WT_off | 0 | 0 | 0 | 0 | 0 | 0
PseudoUnit | 0 | 0 | 0 | 0 | 0 | 0
FixedInterchange | 0 | 0 | 0 | 0 | 0 | 0
Levelized Retrofit Capital Costs by Reporting Type: MAPP_US
ReportingType | 2015 | 2020 | 2025 | 2030 | 2035 | 2040
BM | 0 | 0 | 0 | 0 | 0 | 0
CC | 0 | 0 | 0 | 0 | 0 | 0
CSP | 0 | 0 | 0 | 0 | 0 | 0
CT | 0 | 0 | 0 | 0 | 0 | 0
Coal | 22.36 | 49.37 | 27.01 | 0 | 0 | 0
Geo | 0 | 0 | 0 | 0 | 0 | 0
H | 0 | 0 | 0 | 0 | 0 | 0
LFG | 0 | 0 | 0 | 0 | 0 | 0
Nuc | 0 | 0 | 0 | 0 | 0 | 0
PS | 0 | 0 | 0 | 0 | 0 | 0
PV | 0 | 0 | 0 | 0 | 0 | 0
PeakG | 0 | 0 | 0 | 0 | 0 | 0
PeakO | 0 | 0 | 0 | 0 | 0 | 0
ST | 0 | 0 | 0 | 0 | 0 | 0
STOG | 0 | 0 | 0 | 0 | 0 | 0
STWD | 0 | 0 | 0 | 0 | 0 | 0
WT | 0 | 0 | 0 | 0 | 0 | 0
IGCC | 0 | 0 | 0 | 0 | 0 | 0
DemandResponse | 0 | 0 | 0 | 0 | 0 | 0
IGCC-CCS | 0 | 0 | 0 | 0 | 0 | 0
WT_off | 0 | 0 | 0 | 0 | 0 | 0
PseudoUnit | 0 | 0 | 0 | 0 | 0 | 0
FixedInterchange | 0 | 0 | 0 | 0 | 0 | 0
Levelized Retrofit Capital Costs by Reporting Type: MISO_IN
ReportingType | 2015 | 2020 | 2025 | 2030 | 2035 | 2040
BM | 0 | 0 | 0 | 0 | 0 | 0
CC | 0 | 0 | 0 | 0 | 0 | 0
CSP | 0 | 0 | 0 | 0 | 0 | 0
CT | 0 | 0 | 0 | 0 | 0 | 0
Coal | 0 | 233.31 | 233.31 | 0 | 0 | 0
Geo | 0 | 0 | 0 | 0 | 0 | 0
H | 0 | 0 | 0 | 0 | 0 | 0
LFG | 0 | 0 | 0 | 0 | 0 | 0
Nuc | 0 | 0 | 0 | 0 | 0 | 0
PS | 0 | 0 | 0 | 0 | 0 | 0
PV | 0 | 0 | 0 | 0 | 0 | 0
PeakG | 0 | 0 | 0 | 0 | 0 | 0
PeakO | 0 | 0 | 0 | 0 | 0 | 0
ST | 0 | 0 | 0 | 0 | 0 | 0
STOG | 0 | 0 | 0 | 0 | 0 | 0
STWD | 0 | 0 | 0 | 0 | 0 | 0
WT | 0 | 0 | 0 | 0 | 0 | 0
IGCC | 0 | 0 | 0 | 0 | 0 | 0
DemandResponse | 0 | 0 | 0 | 0 | 0 | 0
IGCC-CCS | 0 | 0 | 0 | 0 | 0 | 0
WT_off | 0 | 0 | 0 | 0 | 0 | 0
PseudoUnit | 0 | 0 | 0 | 0 | 0 | 0
FixedInterchange | 0 | 0 | 0 | 0 | 0 | 0
Levelized Retrofit Capital Costs by Reporting Type: MISO_MI
ReportingType | 2015 | 2020 | 2025 | 2030 | 2035 | 2040
BM | 0 | 0 | 0 | 0 | 0 | 0
CC | 0 | 0 | 0 | 0 | 0 | 0
CSP | 0 | 0 | 0 | 0 | 0 | 0
CT | 0 | 0 | 0 | 0 | 0 | 0
Coal | 15.14 | 395.95 | 380.81 | 0 | 0 | 0
Geo | 0 | 0 | 0 | 0 | 0 | 0
H | 0 | 0 | 0 | 0 | 0 | 0
LFG | 0 | 0 | 0 | 0 | 0 | 0
Nuc | 0 | 0 | 0 | 0 | 0 | 0
PS | 0 | 0 | 0 | 0 | 0 | 0
PV | 0 | 0 | 0 | 0 | 0 | 0
PeakG | 0 | 0 | 0 | 0 | 0 | 0
PeakO | 0 | 0 | 0 | 0 | 0 | 0
ST | 0 | 0 | 0 | 0 | 0 | 0
STOG | 0 | 0 | 0 | 0 | 0 | 0
STWD | 0 | 0 | 0 | 0 | 0 | 0
WT | 0 | 0 | 0 | 0 | 0 | 0
IGCC | 0 | 0 | 0 | 0 | 0 | 0
DemandResponse | 0 | 0 | 0 | 0 | 0 | 0
IGCC-CCS | 0 | 0 | 0 | 0 | 0 | 0
WT_off | 0 | 0 | 0 | 0 | 0 | 0
PseudoUnit | 0 | 0 | 0 | 0 | 0 | 0
FixedInterchange | 0 | 0 | 0 | 0 | 0 | 0
Levelized Retrofit Capital Costs by Reporting Type: MISO_MO-IL
ReportingType | 2015 | 2020 | 2025 | 2030 | 2035 | 2040
BM | 0 | 0 | 0 | 0 | 0 | 0
CC | 0 | 0 | 0 | 0 | 0 | 0
CSP | 0 | 0 | 0 | 0 | 0 | 0
CT | 0 | 0 | 0 | 0 | 0 | 0
Coal | 9.29 | 392.45 | 392.45 | 0 | 0 | 0
Geo | 0 | 0 | 0 | 0 | 0 | 0
H | 0 | 0 | 0 | 0 | 0 | 0
LFG | 0 | 0 | 0 | 0 | 0 | 0
Nuc | 0 | 0 | 0 | 0 | 0 | 0
PS | 0 | 0 | 0 | 0 | 0 | 0
PV | 0 | 0 | 0 | 0 | 0 | 0
PeakG | 0 | 0 | 0 | 0 | 0 | 0
PeakO | 0 | 0 | 0 | 0 | 0 | 0
ST | 0 | 0 | 0 | 0 | 0 | 0
STOG | 0 | 0 | 0 | 0 | 0 | 0
STWD | 0 | 0 | 0 | 0 | 0 | 0
WT | 0 | 0 | 0 | 0 | 0 | 0
IGCC | 0 | 0 | 0 | 0 | 0 | 0
DemandResponse | 0 | 0 | 0 | 0 | 0 | 0
IGCC-CCS | 0 | 0 | 0 | 0 | 0 | 0
WT_off | 0 | 0 | 0 | 0 | 0 | 0
PseudoUnit | 0 | 0 | 0 | 0 | 0 | 0
FixedInterchange | 0 | 0 | 0 | 0 | 0 | 0
Levelized Retrofit Capital Costs by Reporting Type: MISO_W
ReportingType | 2015 | 2020 | 2025 | 2030 | 2035 | 2040
BM | 0 | 0 | 0 | 0 | 0 | 0
CC | 0 | 0 | 0 | 0 | 0 | 0
CSP | 0 | 0 | 0 | 0 | 0 | 0
CT | 0 | 0 | 0 | 0 | 0 | 0
Coal | 26.68 | 279.54 | 279.54 | 0 | 0 | 0
Geo | 0 | 0 | 0 | 0 | 0 | 0
H | 0 | 0 | 0 | 0 | 0 | 0
LFG | 0 | 0 | 0 | 0 | 0 | 0
Nuc | 0 | 0 | 0 | 0 | 0 | 0
PS | 0 | 0 | 0 | 0 | 0 | 0
PV | 0 | 0 | 0 | 0 | 0 | 0
PeakG | 0 | 0 | 0 | 0 | 0 | 0
PeakO | 0 | 0 | 0 | 0 | 0 | 0
ST | 0 | 0 | 0 | 0 | 0 | 0
STOG | 0 | 0 | 0 | 0 | 0 | 0
STWD | 0 | 0 | 0 | 0 | 0 | 0
WT | 0 | 0 | 0 | 0 | 0 | 0
IGCC | 0 | 0 | 0 | 0 | 0 | 0
DemandResponse | 0 | 0 | 0 | 0 | 0 | 0
IGCC-CCS | 0 | 0 | 0 | 0 | 0 | 0
WT_off | 0 | 0 | 0 | 0 | 0 | 0
PseudoUnit | 0 | 0 | 0 | 0 | 0 | 0
FixedInterchange | 0 | 0 | 0 | 0 | 0 | 0
Levelized Retrofit Capital Costs by Reporting Type: MISO_WUMS
ReportingType | 2015 | 2020 | 2025 | 2030 | 2035 | 2040
BM | 0 | 0 | 0 | 0 | 0 | 0
CC | 0 | 0 | 0 | 0 | 0 | 0
CSP | 0 | 0 | 0 | 0 | 0 | 0
CT | 0 | 0 | 0 | 0 | 0 | 0
Coal | 197.26 | 243.12 | 69.85 | 0 | 0 | 0
Geo | 0 | 0 | 0 | 0 | 0 | 0
H | 0 | 0 | 0 | 0 | 0 | 0
LFG | 0 | 0 | 0 | 0 | 0 | 0
Nuc | 0 | 0 | 0 | 0 | 0 | 0
PS | 0 | 0 | 0 | 0 | 0 | 0
PV | 0 | 0 | 0 | 0 | 0 | 0
PeakG | 0 | 0 | 0 | 0 | 0 | 0
PeakO | 0 | 0 | 0 | 0 | 0 | 0
ST | 0 | 0 | 0 | 0 | 0 | 0
STOG | 0 | 0 | 0 | 0 | 0 | 0
STWD | 0 | 0 | 0 | 0 | 0 | 0
WT | 0 | 0 | 0 | 0 | 0 | 0
IGCC | 0 | 0 | 0 | 0 | 0 | 0
DemandResponse | 0 | 0 | 0 | 0 | 0 | 0
IGCC-CCS | 0 | 0 | 0 | 0 | 0 | 0
WT_off | 0 | 0 | 0 | 0 | 0 | 0
PseudoUnit | 0 | 0 | 0 | 0 | 0 | 0
FixedInterchange | 0 | 0 | 0 | 0 | 0 | 0
Levelized Retrofit Capital Costs by Reporting Type: Nebraska
ReportingType | 2015 | 2020 | 2025 | 2030 | 2035 | 2040
BM | 0 | 0 | 0 | 0 | 0 | 0
CC | 0 | 0 | 0 | 0 | 0 | 0
CSP | 0 | 0 | 0 | 0 | 0 | 0
CT | 0 | 0 | 0 | 0 | 0 | 0
Coal | 0 | 187.72 | 187.72 | 0 | 0 | 0
Geo | 0 | 0 | 0 | 0 | 0 | 0
H | 0 | 0 | 0 | 0 | 0 | 0
LFG | 0 | 0 | 0 | 0 | 0 | 0
Nuc | 0 | 0 | 0 | 0 | 0 | 0
PS | 0 | 0 | 0 | 0 | 0 | 0
PV | 0 | 0 | 0 | 0 | 0 | 0
PeakG | 0 | 0 | 0 | 0 | 0 | 0
PeakO | 0 | 0 | 0 | 0 | 0 | 0
ST | 0 | 0 | 0 | 0 | 0 | 0
STOG | 0 | 0 | 0 | 0 | 0 | 0
STWD | 0 | 0 | 0 | 0 | 0 | 0
WT | 0 | 0 | 0 | 0 | 0 | 0
IGCC | 0 | 0 | 0 | 0 | 0 | 0
DemandResponse | 0 | 0 | 0 | 0 | 0 | 0
IGCC-CCS | 0 | 0 | 0 | 0 | 0 | 0
WT_off | 0 | 0 | 0 | 0 | 0 | 0
PseudoUnit | 0 | 0 | 0 | 0 | 0 | 0
FixedInterchange | 0 | 0 | 0 | 0 | 0 | 0
Levelized Retrofit Capital Costs by Reporting Type: NEISO
ReportingType | 2015 | 2020 | 2025 | 2030 | 2035 | 2040
BM | 0 | 0 | 0 | 0 | 0 | 0
CC | 0 | 0 | 0 | 0 | 0 | 0
CSP | 0 | 0 | 0 | 0 | 0 | 0
CT | 0 | 0 | 0 | 0 | 0 | 0
Coal | 29.15 | 76.77 | 47.62 | 0 | 0 | 0
Geo | 0 | 0 | 0 | 0 | 0 | 0
H | 0 | 0 | 0 | 0 | 0 | 0
LFG | 0 | 0 | 0 | 0 | 0 | 0
Nuc | 0 | 0 | 0 | 0 | 0 | 0
PS | 0 | 0 | 0 | 0 | 0 | 0
PV | 0 | 0 | 0 | 0 | 0 | 0
PeakG | 0 | 0 | 0 | 0 | 0 | 0
PeakO | 0 | 0 | 0 | 0 | 0 | 0
ST | 0 | 0 | 0 | 0 | 0 | 0
STOG | 0 | 0 | 0 | 0 | 0 | 0
STWD | 0 | 0 | 0 | 0 | 0 | 0
WT | 0 | 0 | 0 | 0 | 0 | 0
IGCC | 0 | 0 | 0 | 0 | 0 | 0
DemandResponse | 0 | 0 | 0 | 0 | 0 | 0
IGCC-CCS | 0 | 0 | 0 | 0 | 0 | 0
WT_off | 0 | 0 | 0 | 0 | 0 | 0
PseudoUnit | 0 | 0 | 0 | 0 | 0 | 0
FixedInterchange | 0 | 0 | 0 | 0 | 0 | 0
Levelized Retrofit Capital Costs by Reporting Type: NonRTO_Midwest
ReportingType | 2015 | 2020 | 2025 | 2030 | 2035 | 2040
BM | 0 | 0 | 0 | 0 | 0 | 0
CC | 0 | 0 | 0 | 0 | 0 | 0
CSP | 0 | 0 | 0 | 0 | 0 | 0
CT | 0 | 0 | 0 | 0 | 0 | 0
Coal | 165.72 | 261.87 | 123.84 | 0 | 0 | 0
Geo | 0 | 0 | 0 | 0 | 0 | 0
H | 0 | 0 | 0 | 0 | 0 | 0
LFG | 0 | 0 | 0 | 0 | 0 | 0
Nuc | 0 | 0 | 0 | 0 | 0 | 0
PS | 0 | 0 | 0 | 0 | 0 | 0
PV | 0 | 0 | 0 | 0 | 0 | 0
PeakG | 0 | 0 | 0 | 0 | 0 | 0
PeakO | 0 | 0 | 0 | 0 | 0 | 0
ST | 0 | 0 | 0 | 0 | 0 | 0
STOG | 0 | 0 | 0 | 0 | 0 | 0
STWD | 0 | 0 | 0 | 0 | 0 | 0
WT | 0 | 0 | 0 | 0 | 0 | 0
IGCC | 0 | 0 | 0 | 0 | 0 | 0
DemandResponse | 0 | 0 | 0 | 0 | 0 | 0
IGCC-CCS | 0 | 0 | 0 | 0 | 0 | 0
WT_off | 0 | 0 | 0 | 0 | 0 | 0
PseudoUnit | 0 | 0 | 0 | 0 | 0 | 0
FixedInterchange | 0 | 0 | 0 | 0 | 0 | 0
Levelized Retrofit Capital Costs by Reporting Type: NYISO_A-F
ReportingType | 2015 | 2020 | 2025 | 2030 | 2035 | 2040
BM | 0 | 0 | 0 | 0 | 0 | 0
CC | 0 | 0 | 0 | 0 | 0 | 0
CSP | 0 | 0 | 0 | 0 | 0 | 0
CT | 0 | 0 | 0 | 0 | 0 | 0
Coal | 0 | 10.83 | 10.83 | 0 | 0 | 0
Geo | 0 | 0 | 0 | 0 | 0 | 0
H | 0 | 0 | 0 | 0 | 0 | 0
LFG | 0 | 0 | 0 | 0 | 0 | 0
Nuc | 0 | 0 | 0 | 0 | 0 | 0
PS | 0 | 0 | 0 | 0 | 0 | 0
PV | 0 | 0 | 0 | 0 | 0 | 0
PeakG | 0 | 0 | 0 | 0 | 0 | 0
PeakO | 0 | 0 | 0 | 0 | 0 | 0
ST | 0 | 0 | 0 | 0 | 0 | 0
STOG | 0 | 0 | 0 | 0 | 0 | 0
STWD | 0 | 0 | 0 | 0 | 0 | 0
WT | 0 | 0 | 0 | 0 | 0 | 0
IGCC | 0 | 0 | 0 | 0 | 0 | 0
DemandResponse | 0 | 0 | 0 | 0 | 0 | 0
IGCC-CCS | 0 | 0 | 0 | 0 | 0 | 0
WT_off | 0 | 0 | 0 | 0 | 0 | 0
PseudoUnit | 0 | 0 | 0 | 0 | 0 | 0
FixedInterchange | 0 | 0 | 0 | 0 | 0 | 0
Levelized Retrofit Capital Costs by Reporting Type: NYISO_G-I
ReportingType | 2015 | 2020 | 2025 | 2030 | 2035 | 2040
BM | 0 | 0 | 0 | 0 | 0 | 0
CC | 0 | 0 | 0 | 0 | 0 | 0
CSP | 0 | 0 | 0 | 0 | 0 | 0
CT | 0 | 0 | 0 | 0 | 0 | 0
Coal | 0 | 12.52 | 12.52 | 0 | 0 | 0
Geo | 0 | 0 | 0 | 0 | 0 | 0
H | 0 | 0 | 0 | 0 | 0 | 0
LFG | 0 | 0 | 0 | 0 | 0 | 0
Nuc | 0 | 0 | 0 | 0 | 0 | 0
PS | 0 | 0 | 0 | 0 | 0 | 0
PV | 0 | 0 | 0 | 0 | 0 | 0
PeakG | 0 | 0 | 0 | 0 | 0 | 0
PeakO | 0 | 0 | 0 | 0 | 0 | 0
ST | 0 | 0 | 0 | 0 | 0 | 0
STOG | 0 | 0 | 0 | 0 | 0 | 0
STWD | 0 | 0 | 0 | 0 | 0 | 0
WT | 0 | 0 | 0 | 0 | 0 | 0
IGCC | 0 | 0 | 0 | 0 | 0 | 0
DemandResponse | 0 | 0 | 0 | 0 | 0 | 0
IGCC-CCS | 0 | 0 | 0 | 0 | 0 | 0
WT_off | 0 | 0 | 0 | 0 | 0 | 0
PseudoUnit | 0 | 0 | 0 | 0 | 0 | 0
FixedInterchange | 0 | 0 | 0 | 0 | 0 | 0
Levelized Retrofit Capital Costs by Reporting Type: NYISO_J-K
ReportingType | 2015 | 2020 | 2025 | 2030 | 2035 | 2040
BM | 0 | 0 | 0 | 0 | 0 | 0
CC | 0 | 0 | 0 | 0 | 0 | 0
CSP | 0 | 0 | 0 | 0 | 0 | 0
CT | 0 | 0 | 0 | 0 | 0 | 0
Coal | 0 | 0 | 0 | 0 | 0 | 0
Geo | 0 | 0 | 0 | 0 | 0 | 0
H | 0 | 0 | 0 | 0 | 0 | 0
LFG | 0 | 0 | 0 | 0 | 0 | 0
Nuc | 0 | 0 | 0 | 0 | 0 | 0
PS | 0 | 0 | 0 | 0 | 0 | 0
PV | 0 | 0 | 0 | 0 | 0 | 0
PeakG | 0 | 0 | 0 | 0 | 0 | 0
PeakO | 0 | 0 | 0 | 0 | 0 | 0
ST | 0 | 0 | 0 | 0 | 0 | 0
STOG | 0 | 0 | 0 | 0 | 0 | 0
STWD | 0 | 0 | 0 | 0 | 0 | 0
WT | 0 | 0 | 0 | 0 | 0 | 0
IGCC | 0 | 0 | 0 | 0 | 0 | 0
DemandResponse | 0 | 0 | 0 | 0 | 0 | 0
IGCC-CCS | 0 | 0 | 0 | 0 | 0 | 0
WT_off | 0 | 0 | 0 | 0 | 0 | 0
PseudoUnit | 0 | 0 | 0 | 0 | 0 | 0
FixedInterchange | 0 | 0 | 0 | 0 | 0 | 0
Levelized Retrofit Capital Costs by Reporting Type: PJM_E
ReportingType | 2015 | 2020 | 2025 | 2030 | 2035 | 2040
BM | 0 | 0 | 0 | 0 | 0 | 0
CC | 0 | 0 | 0 | 0 | 0 | 0
CSP | 0 | 0 | 0 | 0 | 0 | 0
CT | 0 | 0 | 0 | 0 | 0 | 0
Coal | 22.45 | 25.2 | 2.75 | 0 | 0 | 0
Geo | 0 | 0 | 0 | 0 | 0 | 0
H | 0 | 0 | 0 | 0 | 0 | 0
LFG | 0 | 0 | 0 | 0 | 0 | 0
Nuc | 0 | 0 | 0 | 0 | 0 | 0
PS | 0 | 0 | 0 | 0 | 0 | 0
PV | 0 | 0 | 0 | 0 | 0 | 0
PeakG | 0 | 0 | 0 | 0 | 0 | 0
PeakO | 0 | 0 | 0 | 0 | 0 | 0
ST | 0 | 0 | 0 | 0 | 0 | 0
STOG | 0 | 0 | 0 | 0 | 0 | 0
STWD | 0 | 0 | 0 | 0 | 0 | 0
WT | 0 | 0 | 0 | 0 | 0 | 0
IGCC | 0 | 0 | 0 | 0 | 0 | 0
DemandResponse | 0 | 0 | 0 | 0 | 0 | 0
IGCC-CCS | 0 | 0 | 0 | 0 | 0 | 0
WT_off | 0 | 0 | 0 | 0 | 0 | 0
PseudoUnit | 0 | 0 | 0 | 0 | 0 | 0
FixedInterchange | 0 | 0 | 0 | 0 | 0 | 0
Levelized Retrofit Capital Costs by Reporting Type: PJM_ROM
ReportingType | 2015 | 2020 | 2025 | 2030 | 2035 | 2040
BM | 0 | 0 | 0 | 0 | 0 | 0
CC | 0 | 0 | 0 | 0 | 0 | 0
CSP | 0 | 0 | 0 | 0 | 0 | 0
CT | 0 | 0 | 0 | 0 | 0 | 0
Coal | 14.63 | 176.08 | 176.08 | 0 | 0 | 0
Geo | 0 | 0 | 0 | 0 | 0 | 0
H | 0 | 0 | 0 | 0 | 0 | 0
LFG | 0 | 0 | 0 | 0 | 0 | 0
Nuc | 0 | 0 | 0 | 0 | 0 | 0
PS | 0 | 0 | 0 | 0 | 0 | 0
PV | 0 | 0 | 0 | 0 | 0 | 0
PeakG | 0 | 0 | 0 | 0 | 0 | 0
PeakO | 0 | 0 | 0 | 0 | 0 | 0
ST | 0 | 0 | 0 | 0 | 0 | 0
STOG | 0 | 0 | 0 | 0 | 0 | 0
STWD | 0 | 0 | 0 | 0 | 0 | 0
WT | 0 | 0 | 0 | 0 | 0 | 0
IGCC | 0 | 0 | 0 | 0 | 0 | 0
DemandResponse | 0 | 0 | 0 | 0 | 0 | 0
IGCC-CCS | 0 | 0 | 0 | 0 | 0 | 0
WT_off | 0 | 0 | 0 | 0 | 0 | 0
PseudoUnit | 0 | 0 | 0 | 0 | 0 | 0
FixedInterchange | 0 | 0 | 0 | 0 | 0 | 0
Levelized Retrofit Capital Costs by Reporting Type: PJM_ROR
ReportingType | 2015 | 2020 | 2025 | 2030 | 2035 | 2040
BM | 0 | 0 | 0 | 0 | 0 | 0
CC | 0 | 0 | 0 | 0 | 0 | 0
CSP | 0 | 0 | 0 | 0 | 0 | 0
CT | 0 | 0 | 0 | 0 | 0 | 0
Coal | 46.99 | 1030.14 | 1030.14 | 0 | 0 | 0
Geo | 0 | 0 | 0 | 0 | 0 | 0
H | 0 | 0 | 0 | 0 | 0 | 0
LFG | 0 | 0 | 0 | 0 | 0 | 0
Nuc | 0 | 0 | 0 | 0 | 0 | 0
PS | 0 | 0 | 0 | 0 | 0 | 0
PV | 0 | 0 | 0 | 0 | 0 | 0
PeakG | 0 | 0 | 0 | 0 | 0 | 0
PeakO | 0 | 0 | 0 | 0 | 0 | 0
ST | 0 | 0 | 0 | 0 | 0 | 0
STOG | 0 | 0 | 0 | 0 | 0 | 0
STWD | 0 | 0 | 0 | 0 | 0 | 0
WT | 0 | 0 | 0 | 0 | 0 | 0
IGCC | 0 | 0 | 0 | 0 | 0 | 0
DemandResponse | 0 | 0 | 0 | 0 | 0 | 0
IGCC-CCS | 0 | 0 | 0 | 0 | 0 | 0
WT_off | 0 | 0 | 0 | 0 | 0 | 0
PseudoUnit | 0 | 0 | 0 | 0 | 0 | 0
FixedInterchange | 0 | 0 | 0 | 0 | 0 | 0
Levelized Retrofit Capital Costs by Reporting Type: SOCO
ReportingType | 2015 | 2020 | 2025 | 2030 | 2035 | 2040
BM | 0 | 0 | 0 | 0 | 0 | 0
CC | 0 | 0 | 0 | 0 | 0 | 0
CSP | 0 | 0 | 0 | 0 | 0 | 0
CT | 0 | 0 | 0 | 0 | 0 | 0
Coal | 405.16 | 688.87 | 283.71 | 0 | 0 | 0
Geo | 0 | 0 | 0 | 0 | 0 | 0
H | 0 | 0 | 0 | 0 | 0 | 0
LFG | 0 | 0 | 0 | 0 | 0 | 0
Nuc | 0 | 0 | 0 | 0 | 0 | 0
PS | 0 | 0 | 0 | 0 | 0 | 0
PV | 0 | 0 | 0 | 0 | 0 | 0
PeakG | 0 | 0 | 0 | 0 | 0 | 0
PeakO | 0 | 0 | 0 | 0 | 0 | 0
ST | 0 | 0 | 0 | 0 | 0 | 0
STOG | 0 | 0 | 0 | 0 | 0 | 0
STWD | 0 | 0 | 0 | 0 | 0 | 0
WT | 0 | 0 | 0 | 0 | 0 | 0
IGCC | 0 | 0 | 0 | 0 | 0 | 0
DemandResponse | 0 | 0 | 0 | 0 | 0 | 0
IGCC-CCS | 0 | 0 | 0 | 0 | 0 | 0
WT_off | 0 | 0 | 0 | 0 | 0 | 0
PseudoUnit | 0 | 0 | 0 | 0 | 0 | 0
FixedInterchange | 0 | 0 | 0 | 0 | 0 | 0
Levelized Retrofit Capital Costs by Reporting Type: SPP_N
ReportingType | 2015 | 2020 | 2025 | 2030 | 2035 | 2040
BM | 0 | 0 | 0 | 0 | 0 | 0
CC | 0 | 0 | 0 | 0 | 0 | 0
CSP | 0 | 0 | 0 | 0 | 0 | 0
CT | 0 | 0 | 0 | 0 | 0 | 0
Coal | 0 | 109.91 | 109.91 | 0 | 0 | 0
Geo | 0 | 0 | 0 | 0 | 0 | 0
H | 0 | 0 | 0 | 0 | 0 | 0
LFG | 0 | 0 | 0 | 0 | 0 | 0
Nuc | 0 | 0 | 0 | 0 | 0 | 0
PS | 0 | 0 | 0 | 0 | 0 | 0
PV | 0 | 0 | 0 | 0 | 0 | 0
PeakG | 0 | 0 | 0 | 0 | 0 | 0
PeakO | 0 | 0 | 0 | 0 | 0 | 0
ST | 0 | 0 | 0 | 0 | 0 | 0
STOG | 0 | 0 | 0 | 0 | 0 | 0
STWD | 0 | 0 | 0 | 0 | 0 | 0
WT | 0 | 0 | 0 | 0 | 0 | 0
IGCC | 0 | 0 | 0 | 0 | 0 | 0
DemandResponse | 0 | 0 | 0 | 0 | 0 | 0
IGCC-CCS | 0 | 0 | 0 | 0 | 0 | 0
WT_off | 0 | 0 | 0 | 0 | 0 | 0
PseudoUnit | 0 | 0 | 0 | 0 | 0 | 0
FixedInterchange | 0 | 0 | 0 | 0 | 0 | 0
Levelized Retrofit Capital Costs by Reporting Type: SPP_S
ReportingType | 2015 | 2020 | 2025 | 2030 | 2035 | 2040
BM | 0 | 0 | 0 | 0 | 0 | 0
CC | 0 | 0 | 0 | 0 | 0 | 0
CSP | 0 | 0 | 0 | 0 | 0 | 0
CT | 0 | 0 | 0 | 0 | 0 | 0
Coal | 0 | 192.12 | 192.12 | 0 | 0 | 0
Geo | 0 | 0 | 0 | 0 | 0 | 0
H | 0 | 0 | 0 | 0 | 0 | 0
LFG | 0 | 0 | 0 | 0 | 0 | 0
Nuc | 0 | 0 | 0 | 0 | 0 | 0
PS | 0 | 0 | 0 | 0 | 0 | 0
PV | 0 | 0 | 0 | 0 | 0 | 0
PeakG | 0 | 0 | 0 | 0 | 0 | 0
PeakO | 0 | 0 | 0 | 0 | 0 | 0
ST | 0 | 0 | 0 | 0 | 0 | 0
STOG | 0 | 0 | 0 | 0 | 0 | 0
STWD | 0 | 0 | 0 | 0 | 0 | 0
WT | 0 | 0 | 0 | 0 | 0 | 0
IGCC | 0 | 0 | 0 | 0 | 0 | 0
DemandResponse | 0 | 0 | 0 | 0 | 0 | 0
IGCC-CCS | 0 | 0 | 0 | 0 | 0 | 0
WT_off | 0 | 0 | 0 | 0 | 0 | 0
PseudoUnit | 0 | 0 | 0 | 0 | 0 | 0
FixedInterchange | 0 | 0 | 0 | 0 | 0 | 0
Levelized Retrofit Capital Costs by Reporting Type: TVA
ReportingType | 2015 | 2020 | 2025 | 2030 | 2035 | 2040
BM | 0 | 0 | 0 | 0 | 0 | 0
CC | 0 | 0 | 0 | 0 | 0 | 0
CSP | 0 | 0 | 0 | 0 | 0 | 0
CT | 0 | 0 | 0 | 0 | 0 | 0
Coal | 0 | 292.52 | 292.52 | 0 | 0 | 0
Geo | 0 | 0 | 0 | 0 | 0 | 0
H | 0 | 0 | 0 | 0 | 0 | 0
LFG | 0 | 0 | 0 | 0 | 0 | 0
Nuc | 0 | 0 | 0 | 0 | 0 | 0
PS | 0 | 0 | 0 | 0 | 0 | 0
PV | 0 | 0 | 0 | 0 | 0 | 0
PeakG | 0 | 0 | 0 | 0 | 0 | 0
PeakO | 0 | 0 | 0 | 0 | 0 | 0
ST | 0 | 0 | 0 | 0 | 0 | 0
STOG | 0 | 0 | 0 | 0 | 0 | 0
STWD | 0 | 0 | 0 | 0 | 0 | 0
WT | 0 | 0 | 0 | 0 | 0 | 0
IGCC | 0 | 0 | 0 | 0 | 0 | 0
DemandResponse | 0 | 0 | 0 | 0 | 0 | 0
IGCC-CCS | 0 | 0 | 0 | 0 | 0 | 0
WT_off | 0 | 0 | 0 | 0 | 0 | 0
PseudoUnit | 0 | 0 | 0 | 0 | 0 | 0
FixedInterchange | 0 | 0 | 0 | 0 | 0 | 0
Levelized Retrofit Capital Costs by Reporting Type: TVA_Transmission
ReportingType | 2015 | 2020 | 2025 | 2030 | 2035 | 2040
BM | 0 | 0 | 0 | 0 | 0 | 0
CC | 0 | 0 | 0 | 0 | 0 | 0
CSP | 0 | 0 | 0 | 0 | 0 | 0
CT | 0 | 0 | 0 | 0 | 0 | 0
Coal | 0 | 0 | 0 | 0 | 0 | 0
Geo | 0 | 0 | 0 | 0 | 0 | 0
H | 0 | 0 | 0 | 0 | 0 | 0
LFG | 0 | 0 | 0 | 0 | 0 | 0
Nuc | 0 | 0 | 0 | 0 | 0 | 0
PS | 0 | 0 | 0 | 0 | 0 | 0
PV | 0 | 0 | 0 | 0 | 0 | 0
PeakG | 0 | 0 | 0 | 0 | 0 | 0
PeakO | 0 | 0 | 0 | 0 | 0 | 0
ST | 0 | 0 | 0 | 0 | 0 | 0
STOG | 0 | 0 | 0 | 0 | 0 | 0
STWD | 0 | 0 | 0 | 0 | 0 | 0
WT | 0 | 0 | 0 | 0 | 0 | 0
IGCC | 0 | 0 | 0 | 0 | 0 | 0
DemandResponse | 0 | 0 | 0 | 0 | 0 | 0
IGCC-CCS | 0 | 0 | 0 | 0 | 0 | 0
WT_off | 0 | 0 | 0 | 0 | 0 | 0
PseudoUnit | 0 | 0 | 0 | 0 | 0 | 0
FixedInterchange | 0 | 0 | 0 | 0 | 0 | 0
Levelized Retrofit Capital Costs by Reporting Type: VACAR
ReportingType | 2015 | 2020 | 2025 | 2030 | 2035 | 2040
BM | 0 | 0 | 0 | 0 | 0 | 0
CC | 0 | 0 | 0 | 0 | 0 | 0
CSP | 0 | 0 | 0 | 0 | 0 | 0
CT | 0 | 0 | 0 | 0 | 0 | 0
Coal | 0 | 270.44 | 270.44 | 0 | 0 | 0
Geo | 0 | 0 | 0 | 0 | 0 | 0
H | 0 | 0 | 0 | 0 | 0 | 0
LFG | 0 | 0 | 0 | 0 | 0 | 0
Nuc | 0 | 0 | 0 | 0 | 0 | 0
PS | 0 | 0 | 0 | 0 | 0 | 0
PV | 0 | 0 | 0 | 0 | 0 | 0
PeakG | 0 | 0 | 0 | 0 | 0 | 0
PeakO | 0 | 0 | 0 | 0 | 0 | 0
ST | 0 | 0 | 0 | 0 | 0 | 0
STOG | 0 | 0 | 0 | 0 | 0 | 0
STWD | 0 | 0 | 0 | 0 | 0 | 0
WT | 0 | 0 | 0 | 0 | 0 | 0
IGCC | 0 | 0 | 0 | 0 | 0 | 0
DemandResponse | 0 | 0 | 0 | 0 | 0 | 0
IGCC-CCS | 0 | 0 | 0 | 0 | 0 | 0
WT_off | 0 | 0 | 0 | 0 | 0 | 0
PseudoUnit | 0 | 0 | 0 | 0 | 0 | 0
FixedInterchange | 0 | 0 | 0 | 0 | 0 | 0
Levelized Retrofit Capital Costs by Reporting Type: IESO
ReportingType | 2015 | 2020 | 2025 | 2030 | 2035 | 2040
BM | 0 | 0 | 0 | 0 | 0 | 0
CC | 0 | 0 | 0 | 0 | 0 | 0
CSP | 0 | 0 | 0 | 0 | 0 | 0
CT | 0 | 0 | 0 | 0 | 0 | 0
Coal | 0 | 0 | 0 | 0 | 0 | 0
Geo | 0 | 0 | 0 | 0 | 0 | 0
H | 0 | 0 | 0 | 0 | 0 | 0
LFG | 0 | 0 | 0 | 0 | 0 | 0
Nuc | 0 | 0 | 0 | 0 | 0 | 0
PS | 0 | 0 | 0 | 0 | 0 | 0
PV | 0 | 0 | 0 | 0 | 0 | 0
PeakG | 0 | 0 | 0 | 0 | 0 | 0
PeakO | 0 | 0 | 0 | 0 | 0 | 0
ST | 0 | 0 | 0 | 0 | 0 | 0
STOG | 0 | 0 | 0 | 0 | 0 | 0
STWD | 0 | 0 | 0 | 0 | 0 | 0
WT | 0 | 0 | 0 | 0 | 0 | 0
IGCC | 0 | 0 | 0 | 0 | 0 | 0
DemandResponse | 0 | 0 | 0 | 0 | 0 | 0
IGCC-CCS | 0 | 0 | 0 | 0 | 0 | 0
WT_off | 0 | 0 | 0 | 0 | 0 | 0
PseudoUnit | 0 | 0 | 0 | 0 | 0 | 0
FixedInterchange | 0 | 0 | 0 | 0 | 0 | 0
Levelized Retrofit Capital Costs by Reporting Type: MAPP_CA
ReportingType | 2015 | 2020 | 2025 | 2030 | 2035 | 2040
BM | 0 | 0 | 0 | 0 | 0 | 0
CC | 0 | 0 | 0 | 0 | 0 | 0
CSP | 0 | 0 | 0 | 0 | 0 | 0
CT | 0 | 0 | 0 | 0 | 0 | 0
Coal | 0 | 0 | 0 | 0 | 0 | 0
Geo | 0 | 0 | 0 | 0 | 0 | 0
H | 0 | 0 | 0 | 0 | 0 | 0
LFG | 0 | 0 | 0 | 0 | 0 | 0
Nuc | 0 | 0 | 0 | 0 | 0 | 0
PS | 0 | 0 | 0 | 0 | 0 | 0
PV | 0 | 0 | 0 | 0 | 0 | 0
PeakG | 0 | 0 | 0 | 0 | 0 | 0
PeakO | 0 | 0 | 0 | 0 | 0 | 0
ST | 0 | 0 | 0 | 0 | 0 | 0
STOG | 0 | 0 | 0 | 0 | 0 | 0
STWD | 0 | 0 | 0 | 0 | 0 | 0
WT | 0 | 0 | 0 | 0 | 0 | 0
IGCC | 0 | 0 | 0 | 0 | 0 | 0
DemandResponse | 0 | 0 | 0 | 0 | 0 | 0
IGCC-CCS | 0 | 0 | 0 | 0 | 0 | 0
WT_off | 0 | 0 | 0 | 0 | 0 | 0
PseudoUnit | 0 | 0 | 0 | 0 | 0 | 0
FixedInterchange | 0 | 0 | 0 | 0 | 0 | 0
Levelized Retrofit Capital Costs by Reporting Type: AZ_NM_SNV_Coal
ReportingType | 2015 | 2020 | 2025 | 2030 | 2035 | 2040
BM | 0 | 0 | 0 | 0 | 0 | 0
CC | 0 | 0 | 0 | 0 | 0 | 0
CSP | 0 | 0 | 0 | 0 | 0 | 0
CT | 0 | 0 | 0 | 0 | 0 | 0
Coal | 49.67 | 122 | 89.07 | 0 | 0 | 0
Geo | 0 | 0 | 0 | 0 | 0 | 0
H | 0 | 0 | 0 | 0 | 0 | 0
LFG | 0 | 0 | 0 | 0 | 0 | 0
Nuc | 0 | 0 | 0 | 0 | 0 | 0
PS | 0 | 0 | 0 | 0 | 0 | 0
PV | 0 | 0 | 0 | 0 | 0 | 0
PeakG | 0 | 0 | 0 | 0 | 0 | 0
PeakO | 0 | 0 | 0 | 0 | 0 | 0
ST | 0 | 0 | 0 | 0 | 0 | 0
STOG | 0 | 0 | 0 | 0 | 0 | 0
STWD | 0 | 0 | 0 | 0 | 0 | 0
WT | 0 | 0 | 0 | 0 | 0 | 0
IGCC | 0 | 0 | 0 | 0 | 0 | 0
DemandResponse | 0 | 0 | 0 | 0 | 0 | 0
IGCC-CCS | 0 | 0 | 0 | 0 | 0 | 0
WT_off | 0 | 0 | 0 | 0 | 0 | 0
PseudoUnit | 0 | 0 | 0 | 0 | 0 | 0
FixedInterchange | 0 | 0 | 0 | 0 | 0 | 0
Levelized Retrofit Capital Costs by Reporting Type: AZ_NM_SNV_Gas
ReportingType | 2015 | 2020 | 2025 | 2030 | 2035 | 2040
BM | 0 | 0 | 0 | 0 | 0 | 0
CC | 0 | 0 | 0 | 0 | 0 | 0
CSP | 0 | 0 | 0 | 0 | 0 | 0
CT | 0 | 0 | 0 | 0 | 0 | 0
Coal | 0 | 0 | 0 | 0 | 0 | 0
Geo | 0 | 0 | 0 | 0 | 0 | 0
H | 0 | 0 | 0 | 0 | 0 | 0
LFG | 0 | 0 | 0 | 0 | 0 | 0
Nuc | 0 | 0 | 0 | 0 | 0 | 0
PS | 0 | 0 | 0 | 0 | 0 | 0
PV | 0 | 0 | 0 | 0 | 0 | 0
PeakG | 0 | 0 | 0 | 0 | 0 | 0
PeakO | 0 | 0 | 0 | 0 | 0 | 0
ST | 0 | 0 | 0 | 0 | 0 | 0
STOG | 0 | 0 | 0 | 0 | 0 | 0
STWD | 0 | 0 | 0 | 0 | 0 | 0
WT | 0 | 0 | 0 | 0 | 0 | 0
IGCC | 0 | 0 | 0 | 0 | 0 | 0
DemandResponse | 0 | 0 | 0 | 0 | 0 | 0
IGCC-CCS | 0 | 0 | 0 | 0 | 0 | 0
WT_off | 0 | 0 | 0 | 0 | 0 | 0
PseudoUnit | 0 | 0 | 0 | 0 | 0 | 0
FixedInterchange | 0 | 0 | 0 | 0 | 0 | 0
Levelized Retrofit Capital Costs by Reporting Type: AZ_NM_SNV_NucRenew
ReportingType | 2015 | 2020 | 2025 | 2030 | 2035 | 2040
BM | 0 | 0 | 0 | 0 | 0 | 0
CC | 0 | 0 | 0 | 0 | 0 | 0
CSP | 0 | 0 | 0 | 0 | 0 | 0
CT | 0 | 0 | 0 | 0 | 0 | 0
Coal | 0 | 0 | 0 | 0 | 0 | 0
Geo | 0 | 0 | 0 | 0 | 0 | 0
H | 0 | 0 | 0 | 0 | 0 | 0
LFG | 0 | 0 | 0 | 0 | 0 | 0
Nuc | 0 | 0 | 0 | 0 | 0 | 0
PS | 0 | 0 | 0 | 0 | 0 | 0
PV | 0 | 0 | 0 | 0 | 0 | 0
PeakG | 0 | 0 | 0 | 0 | 0 | 0
PeakO | 0 | 0 | 0 | 0 | 0 | 0
ST | 0 | 0 | 0 | 0 | 0 | 0
STOG | 0 | 0 | 0 | 0 | 0 | 0
STWD | 0 | 0 | 0 | 0 | 0 | 0
WT | 0 | 0 | 0 | 0 | 0 | 0
IGCC | 0 | 0 | 0 | 0 | 0 | 0
DemandResponse | 0 | 0 | 0 | 0 | 0 | 0
IGCC-CCS | 0 | 0 | 0 | 0 | 0 | 0
WT_off | 0 | 0 | 0 | 0 | 0 | 0
PseudoUnit | 0 | 0 | 0 | 0 | 0 | 0
FixedInterchange | 0 | 0 | 0 | 0 | 0 | 0
Levelized Retrofit Capital Costs by Reporting Type: ERCOT
ReportingType | 2015 | 2020 | 2025 | 2030 | 2035 | 2040
BM | 0 | 0 | 0 | 0 | 0 | 0
CC | 0 | 0 | 0 | 0 | 0 | 0
CSP | 0 | 0 | 0 | 0 | 0 | 0
CT | 0 | 0 | 0 | 0 | 0 | 0
Coal | 82.51 | 330.42 | 330.42 | 0 | 0 | 0
Geo | 0 | 0 | 0 | 0 | 0 | 0
H | 0 | 0 | 0 | 0 | 0 | 0
LFG | 0 | 0 | 0 | 0 | 0 | 0
Nuc | 0 | 0 | 0 | 0 | 0 | 0
PS | 0 | 0 | 0 | 0 | 0 | 0
PV | 0 | 0 | 0 | 0 | 0 | 0
PeakG | 0 | 0 | 0 | 0 | 0 | 0
PeakO | 0 | 0 | 0 | 0 | 0 | 0
ST | 0 | 0 | 0 | 0 | 0 | 0
STOG | 0 | 0 | 0 | 0 | 0 | 0
STWD | 0 | 0 | 0 | 0 | 0 | 0
WT | 0 | 0 | 0 | 0 | 0 | 0
IGCC | 0 | 0 | 0 | 0 | 0 | 0
DemandResponse | 0 | 0 | 0 | 0 | 0 | 0
IGCC-CCS | 0 | 0 | 0 | 0 | 0 | 0
WT_off | 0 | 0 | 0 | 0 | 0 | 0
PseudoUnit | 0 | 0 | 0 | 0 | 0 | 0
FixedInterchange | 0 | 0 | 0 | 0 | 0 | 0
Levelized Retrofit Capital Costs by Reporting Type: NP15
ReportingType | 2015 | 2020 | 2025 | 2030 | 2035 | 2040
BM | 0 | 0 | 0 | 0 | 0 | 0
CC | 0 | 0 | 0 | 0 | 0 | 0
CSP | 0 | 0 | 0 | 0 | 0 | 0
CT | 0 | 0 | 0 | 0 | 0 | 0
Coal | 0 | 1.66 | 1.66 | 0 | 0 | 0
Geo | 0 | 0 | 0 | 0 | 0 | 0
H | 0 | 0 | 0 | 0 | 0 | 0
LFG | 0 | 0 | 0 | 0 | 0 | 0
Nuc | 0 | 0 | 0 | 0 | 0 | 0
PS | 0 | 0 | 0 | 0 | 0 | 0
PV | 0 | 0 | 0 | 0 | 0 | 0
PeakG | 0 | 0 | 0 | 0 | 0 | 0
PeakO | 0 | 0 | 0 | 0 | 0 | 0
ST | 0 | 0 | 0 | 0 | 0 | 0
STOG | 0 | 0 | 0 | 0 | 0 | 0
STWD | 0 | 0 | 0 | 0 | 0 | 0
WT | 0 | 0 | 0 | 0 | 0 | 0
IGCC | 0 | 0 | 0 | 0 | 0 | 0
DemandResponse | 0 | 0 | 0 | 0 | 0 | 0
IGCC-CCS | 0 | 0 | 0 | 0 | 0 | 0
WT_off | 0 | 0 | 0 | 0 | 0 | 0
PseudoUnit | 0 | 0 | 0 | 0 | 0 | 0
FixedInterchange | 0 | 0 | 0 | 0 | 0 | 0
Levelized Retrofit Capital Costs by Reporting Type: NWPP_Coal
ReportingType | 2015 | 2020 | 2025 | 2030 | 2035 | 2040
BM | 0 | 0 | 0 | 0 | 0 | 0
CC | 0 | 0 | 0 | 0 | 0 | 0
CSP | 0 | 0 | 0 | 0 | 0 | 0
CT | 0 | 0 | 0 | 0 | 0 | 0
Coal | 0 | 175.06 | 175.06 | 0 | 0 | 0
Geo | 0 | 0 | 0 | 0 | 0 | 0
H | 0 | 0 | 0 | 0 | 0 | 0
LFG | 0 | 0 | 0 | 0 | 0 | 0
Nuc | 0 | 0 | 0 | 0 | 0 | 0
PS | 0 | 0 | 0 | 0 | 0 | 0
PV | 0 | 0 | 0 | 0 | 0 | 0
PeakG | 0 | 0 | 0 | 0 | 0 | 0
PeakO | 0 | 0 | 0 | 0 | 0 | 0
ST | 0 | 0 | 0 | 0 | 0 | 0
STOG | 0 | 0 | 0 | 0 | 0 | 0
STWD | 0 | 0 | 0 | 0 | 0 | 0
WT | 0 | 0 | 0 | 0 | 0 | 0
IGCC | 0 | 0 | 0 | 0 | 0 | 0
DemandResponse | 0 | 0 | 0 | 0 | 0 | 0
IGCC-CCS | 0 | 0 | 0 | 0 | 0 | 0
WT_off | 0 | 0 | 0 | 0 | 0 | 0
PseudoUnit | 0 | 0 | 0 | 0 | 0 | 0
FixedInterchange | 0 | 0 | 0 | 0 | 0 | 0
Levelized Retrofit Capital Costs by Reporting Type: NWPP_Gas
ReportingType | 2015 | 2020 | 2025 | 2030 | 2035 | 2040
BM | 0 | 0 | 0 | 0 | 0 | 0
CC | 0 | 0 | 0 | 0 | 0 | 0
CSP | 0 | 0 | 0 | 0 | 0 | 0
CT | 0 | 0 | 0 | 0 | 0 | 0
Coal | 0 | 0 | 0 | 0 | 0 | 0
Geo | 0 | 0 | 0 | 0 | 0 | 0
H | 0 | 0 | 0 | 0 | 0 | 0
LFG | 0 | 0 | 0 | 0 | 0 | 0
Nuc | 0 | 0 | 0 | 0 | 0 | 0
PS | 0 | 0 | 0 | 0 | 0 | 0
PV | 0 | 0 | 0 | 0 | 0 | 0
PeakG | 0 | 0 | 0 | 0 | 0 | 0
PeakO | 0 | 0 | 0 | 0 | 0 | 0
ST | 0 | 0 | 0 | 0 | 0 | 0
STOG | 0 | 0 | 0 | 0 | 0 | 0
STWD | 0 | 0 | 0 | 0 | 0 | 0
WT | 0 | 0 | 0 | 0 | 0 | 0
IGCC | 0 | 0 | 0 | 0 | 0 | 0
DemandResponse | 0 | 0 | 0 | 0 | 0 | 0
IGCC-CCS | 0 | 0 | 0 | 0 | 0 | 0
WT_off | 0 | 0 | 0 | 0 | 0 | 0
PseudoUnit | 0 | 0 | 0 | 0 | 0 | 0
FixedInterchange | 0 | 0 | 0 | 0 | 0 | 0
Levelized Retrofit Capital Costs by Reporting Type: NWPP_NucRenew
ReportingType | 2015 | 2020 | 2025 | 2030 | 2035 | 2040
BM | 0 | 0 | 0 | 0 | 0 | 0
CC | 0 | 0 | 0 | 0 | 0 | 0
CSP | 0 | 0 | 0 | 0 | 0 | 0
CT | 0 | 0 | 0 | 0 | 0 | 0
Coal | 0 | 0 | 0 | 0 | 0 | 0
Geo | 0 | 0 | 0 | 0 | 0 | 0
H | 0 | 0 | 0 | 0 | 0 | 0
LFG | 0 | 0 | 0 | 0 | 0 | 0
Nuc | 0 | 0 | 0 | 0 | 0 | 0
PS | 0 | 0 | 0 | 0 | 0 | 0
PV | 0 | 0 | 0 | 0 | 0 | 0
PeakG | 0 | 0 | 0 | 0 | 0 | 0
PeakO | 0 | 0 | 0 | 0 | 0 | 0
ST | 0 | 0 | 0 | 0 | 0 | 0
STOG | 0 | 0 | 0 | 0 | 0 | 0
STWD | 0 | 0 | 0 | 0 | 0 | 0
WT | 0 | 0 | 0 | 0 | 0 | 0
IGCC | 0 | 0 | 0 | 0 | 0 | 0
DemandResponse | 0 | 0 | 0 | 0 | 0 | 0
IGCC-CCS | 0 | 0 | 0 | 0 | 0 | 0
WT_off | 0 | 0 | 0 | 0 | 0 | 0
PseudoUnit | 0 | 0 | 0 | 0 | 0 | 0
FixedInterchange | 0 | 0 | 0 | 0 | 0 | 0
Levelized Retrofit Capital Costs by Reporting Type: RMPA
ReportingType | 2015 | 2020 | 2025 | 2030 | 2035 | 2040
BM | 0 | 0 | 0 | 0 | 0 | 0
CC | 0 | 0 | 0 | 0 | 0 | 0
CSP | 0 | 0 | 0 | 0 | 0 | 0
CT | 0 | 0 | 0 | 0 | 0 | 0
Coal | 29.1 | 91.53 | 91.53 | 0 | 0 | 0
Geo | 0 | 0 | 0 | 0 | 0 | 0
H | 0 | 0 | 0 | 0 | 0 | 0
LFG | 0 | 0 | 0 | 0 | 0 | 0
Nuc | 0 | 0 | 0 | 0 | 0 | 0
PS | 0 | 0 | 0 | 0 | 0 | 0
PV | 0 | 0 | 0 | 0 | 0 | 0
PeakG | 0 | 0 | 0 | 0 | 0 | 0
PeakO | 0 | 0 | 0 | 0 | 0 | 0
ST | 0 | 0 | 0 | 0 | 0 | 0
STOG | 0 | 0 | 0 | 0 | 0 | 0
STWD | 0 | 0 | 0 | 0 | 0 | 0
WT | 0 | 0 | 0 | 0 | 0 | 0
IGCC | 0 | 0 | 0 | 0 | 0 | 0
DemandResponse | 0 | 0 | 0 | 0 | 0 | 0
IGCC-CCS | 0 | 0 | 0 | 0 | 0 | 0
WT_off | 0 | 0 | 0 | 0 | 0 | 0
PseudoUnit | 0 | 0 | 0 | 0 | 0 | 0
FixedInterchange | 0 | 0 | 0 | 0 | 0 | 0
Levelized Retrofit Capital Costs by Reporting Type: SP15
ReportingType | 2015 | 2020 | 2025 | 2030 | 2035 | 2040
BM | 0 | 0 | 0 | 0 | 0 | 0
CC | 0 | 0 | 0 | 0 | 0 | 0
CSP | 0 | 0 | 0 | 0 | 0 | 0
CT | 0 | 0 | 0 | 0 | 0 | 0
Coal | 0 | 2.92 | 2.92 | 0 | 0 | 0
Geo | 0 | 0 | 0 | 0 | 0 | 0
H | 0 | 0 | 0 | 0 | 0 | 0
LFG | 0 | 0 | 0 | 0 | 0 | 0
Nuc | 0 | 0 | 0 | 0 | 0 | 0
PS | 0 | 0 | 0 | 0 | 0 | 0
PV | 0 | 0 | 0 | 0 | 0 | 0
PeakG | 0 | 0 | 0 | 0 | 0 | 0
PeakO | 0 | 0 | 0 | 0 | 0 | 0
ST | 0 | 0 | 0 | 0 | 0 | 0
STOG | 0 | 0 | 0 | 0 | 0 | 0
STWD | 0 | 0 | 0 | 0 | 0 | 0
WT | 0 | 0 | 0 | 0 | 0 | 0
IGCC | 0 | 0 | 0 | 0 | 0 | 0
DemandResponse | 0 | 0 | 0 | 0 | 0 | 0
IGCC-CCS | 0 | 0 | 0 | 0 | 0 | 0
WT_off | 0 | 0 | 0 | 0 | 0 | 0
PseudoUnit | 0 | 0 | 0 | 0 | 0 | 0
FixedInterchange | 0 | 0 | 0 | 0 | 0 | 0
Levelized Retrofit Capital Costs by Reporting Type: ALB
ReportingType | 2015 | 2020 | 2025 | 2030 | 2035 | 2040
BM | 0 | 0 | 0 | 0 | 0 | 0
CC | 0 | 0 | 0 | 0 | 0 | 0
CSP | 0 | 0 | 0 | 0 | 0 | 0
CT | 0 | 0 | 0 | 0 | 0 | 0
Coal | 0 | 0 | 0 | 0 | 0 | 0
Geo | 0 | 0 | 0 | 0 | 0 | 0
H | 0 | 0 | 0 | 0 | 0 | 0
LFG | 0 | 0 | 0 | 0 | 0 | 0
Nuc | 0 | 0 | 0 | 0 | 0 | 0
PS | 0 | 0 | 0 | 0 | 0 | 0
PV | 0 | 0 | 0 | 0 | 0 | 0
PeakG | 0 | 0 | 0 | 0 | 0 | 0
PeakO | 0 | 0 | 0 | 0 | 0 | 0
ST | 0 | 0 | 0 | 0 | 0 | 0
STOG | 0 | 0 | 0 | 0 | 0 | 0
STWD | 0 | 0 | 0 | 0 | 0 | 0
WT | 0 | 0 | 0 | 0 | 0 | 0
IGCC | 0 | 0 | 0 | 0 | 0 | 0
DemandResponse | 0 | 0 | 0 | 0 | 0 | 0
IGCC-CCS | 0 | 0 | 0 | 0 | 0 | 0
WT_off | 0 | 0 | 0 | 0 | 0 | 0
PseudoUnit | 0 | 0 | 0 | 0 | 0 | 0
FixedInterchange | 0 | 0 | 0 | 0 | 0 | 0
Levelized Retrofit Capital Costs by Reporting Type: BC
ReportingType | 2015 | 2020 | 2025 | 2030 | 2035 | 2040
BM | 0 | 0 | 0 | 0 | 0 | 0
CC | 0 | 0 | 0 | 0 | 0 | 0
CSP | 0 | 0 | 0 | 0 | 0 | 0
CT | 0 | 0 | 0 | 0 | 0 | 0
Coal | 0 | 0 | 0 | 0 | 0 | 0
Geo | 0 | 0 | 0 | 0 | 0 | 0
H | 0 | 0 | 0 | 0 | 0 | 0
LFG | 0 | 0 | 0 | 0 | 0 | 0
Nuc | 0 | 0 | 0 | 0 | 0 | 0
PS | 0 | 0 | 0 | 0 | 0 | 0
PV | 0 | 0 | 0 | 0 | 0 | 0
PeakG | 0 | 0 | 0 | 0 | 0 | 0
PeakO | 0 | 0 | 0 | 0 | 0 | 0
ST | 0 | 0 | 0 | 0 | 0 | 0
STOG | 0 | 0 | 0 | 0 | 0 | 0
STWD | 0 | 0 | 0 | 0 | 0 | 0
WT | 0 | 0 | 0 | 0 | 0 | 0
IGCC | 0 | 0 | 0 | 0 | 0 | 0
DemandResponse | 0 | 0 | 0 | 0 | 0 | 0
IGCC-CCS | 0 | 0 | 0 | 0 | 0 | 0
WT_off | 0 | 0 | 0 | 0 | 0 | 0
PseudoUnit | 0 | 0 | 0 | 0 | 0 | 0
FixedInterchange | 0 | 0 | 0 | 0 | 0 | 0
Levelized Retrofit Capital Costs by Reporting Type: HQ_IESO
ReportingType | 2015 | 2020 | 2025 | 2030 | 2035 | 2040
BM | 0 | 0 | 0 | 0 | 0 | 0
CC | 0 | 0 | 0 | 0 | 0 | 0
CSP | 0 | 0 | 0 | 0 | 0 | 0
CT | 0 | 0 | 0 | 0 | 0 | 0
Coal | 0 | 0 | 0 | 0 | 0 | 0
Geo | 0 | 0 | 0 | 0 | 0 | 0
H | 0 | 0 | 0 | 0 | 0 | 0
LFG | 0 | 0 | 0 | 0 | 0 | 0
Nuc | 0 | 0 | 0 | 0 | 0 | 0
PS | 0 | 0 | 0 | 0 | 0 | 0
PV | 0 | 0 | 0 | 0 | 0 | 0
PeakG | 0 | 0 | 0 | 0 | 0 | 0
PeakO | 0 | 0 | 0 | 0 | 0 | 0
ST | 0 | 0 | 0 | 0 | 0 | 0
STOG | 0 | 0 | 0 | 0 | 0 | 0
STWD | 0 | 0 | 0 | 0 | 0 | 0
WT | 0 | 0 | 0 | 0 | 0 | 0
IGCC | 0 | 0 | 0 | 0 | 0 | 0
DemandResponse | 0 | 0 | 0 | 0 | 0 | 0
IGCC-CCS | 0 | 0 | 0 | 0 | 0 | 0
WT_off | 0 | 0 | 0 | 0 | 0 | 0
PseudoUnit | 0 | 0 | 0 | 0 | 0 | 0
FixedInterchange | 0 | 0 | 0 | 0 | 0 | 0
Levelized Retrofit Capital Costs by Reporting Type: HQ_NEISO
ReportingType | 2015 | 2020 | 2025 | 2030 | 2035 | 2040
BM | 0 | 0 | 0 | 0 | 0 | 0
CC | 0 | 0 | 0 | 0 | 0 | 0
CSP | 0 | 0 | 0 | 0 | 0 | 0
CT | 0 | 0 | 0 | 0 | 0 | 0
Coal | 0 | 0 | 0 | 0 | 0 | 0
Geo | 0 | 0 | 0 | 0 | 0 | 0
H | 0 | 0 | 0 | 0 | 0 | 0
LFG | 0 | 0 | 0 | 0 | 0 | 0
Nuc | 0 | 0 | 0 | 0 | 0 | 0
PS | 0 | 0 | 0 | 0 | 0 | 0
PV | 0 | 0 | 0 | 0 | 0 | 0
PeakG | 0 | 0 | 0 | 0 | 0 | 0
PeakO | 0 | 0 | 0 | 0 | 0 | 0
ST | 0 | 0 | 0 | 0 | 0 | 0
STOG | 0 | 0 | 0 | 0 | 0 | 0
STWD | 0 | 0 | 0 | 0 | 0 | 0
WT | 0 | 0 | 0 | 0 | 0 | 0
IGCC | 0 | 0 | 0 | 0 | 0 | 0
DemandResponse | 0 | 0 | 0 | 0 | 0 | 0
IGCC-CCS | 0 | 0 | 0 | 0 | 0 | 0
WT_off | 0 | 0 | 0 | 0 | 0 | 0
PseudoUnit | 0 | 0 | 0 | 0 | 0 | 0
FixedInterchange | 0 | 0 | 0 | 0 | 0 | 0
Levelized Retrofit Capital Costs by Reporting Type: HQ_NY
ReportingType | 2015 | 2020 | 2025 | 2030 | 2035 | 2040
BM | 0 | 0 | 0 | 0 | 0 | 0
CC | 0 | 0 | 0 | 0 | 0 | 0
CSP | 0 | 0 | 0 | 0 | 0 | 0
CT | 0 | 0 | 0 | 0 | 0 | 0
Coal | 0 | 0 | 0 | 0 | 0 | 0
Geo | 0 | 0 | 0 | 0 | 0 | 0
H | 0 | 0 | 0 | 0 | 0 | 0
LFG | 0 | 0 | 0 | 0 | 0 | 0
Nuc | 0 | 0 | 0 | 0 | 0 | 0
PS | 0 | 0 | 0 | 0 | 0 | 0
PV | 0 | 0 | 0 | 0 | 0 | 0
PeakG | 0 | 0 | 0 | 0 | 0 | 0
PeakO | 0 | 0 | 0 | 0 | 0 | 0
ST | 0 | 0 | 0 | 0 | 0 | 0
STOG | 0 | 0 | 0 | 0 | 0 | 0
STWD | 0 | 0 | 0 | 0 | 0 | 0
WT | 0 | 0 | 0 | 0 | 0 | 0
IGCC | 0 | 0 | 0 | 0 | 0 | 0
DemandResponse | 0 | 0 | 0 | 0 | 0 | 0
IGCC-CCS | 0 | 0 | 0 | 0 | 0 | 0
WT_off | 0 | 0 | 0 | 0 | 0 | 0
PseudoUnit | 0 | 0 | 0 | 0 | 0 | 0
FixedInterchange | 0 | 0 | 0 | 0 | 0 | 0
Levelized Retrofit Capital Costs by Reporting Type: MARITIMES
ReportingType | 2015 | 2020 | 2025 | 2030 | 2035 | 2040
BM | 0 | 0 | 0 | 0 | 0 | 0
CC | 0 | 0 | 0 | 0 | 0 | 0
CSP | 0 | 0 | 0 | 0 | 0 | 0
CT | 0 | 0 | 0 | 0 | 0 | 0
Coal | 0 | 0 | 0 | 0 | 0 | 0
Geo | 0 | 0 | 0 | 0 | 0 | 0
H | 0 | 0 | 0 | 0 | 0 | 0
LFG | 0 | 0 | 0 | 0 | 0 | 0
Nuc | 0 | 0 | 0 | 0 | 0 | 0
PS | 0 | 0 | 0 | 0 | 0 | 0
PV | 0 | 0 | 0 | 0 | 0 | 0
PeakG | 0 | 0 | 0 | 0 | 0 | 0
PeakO | 0 | 0 | 0 | 0 | 0 | 0
ST | 0 | 0 | 0 | 0 | 0 | 0
STOG | 0 | 0 | 0 | 0 | 0 | 0
STWD | 0 | 0 | 0 | 0 | 0 | 0
WT | 0 | 0 | 0 | 0 | 0 | 0
IGCC | 0 | 0 | 0 | 0 | 0 | 0
DemandResponse | 0 | 0 | 0 | 0 | 0 | 0
IGCC-CCS | 0 | 0 | 0 | 0 | 0 | 0
WT_off | 0 | 0 | 0 | 0 | 0 | 0
PseudoUnit | 0 | 0 | 0 | 0 | 0 | 0
FixedInterchange | 0 | 0 | 0 | 0 | 0 | 0
Levelized Retrofit Capital Costs by Reporting Type: All
ReportingType | 2015 | 2020 | 2025 | 2030 | 2035 | 2040
BM | 0 | 0 | 0 | 0 | 0 | 0
CC | 0 | 0 | 0 | 0 | 0 | 0
CSP | 0 | 0 | 0 | 0 | 0 | 0
CT | 0 | 0 | 0 | 0 | 0 | 0
Coal | 1189.23 | 6099.3 | 5260.8 | 0 | 0 | 0
Geo | 0 | 0 | 0 | 0 | 0 | 0
H | 0 | 0 | 0 | 0 | 0 | 0
LFG | 0 | 0 | 0 | 0 | 0 | 0
Nuc | 0 | 0 | 0 | 0 | 0 | 0
PS | 0 | 0 | 0 | 0 | 0 | 0
PV | 0 | 0 | 0 | 0 | 0 | 0
PeakG | 0 | 0 | 0 | 0 | 0 | 0
PeakO | 0 | 0 | 0 | 0 | 0 | 0
ST | 0 | 0 | 0 | 0 | 0 | 0
STOG | 0 | 0 | 0 | 0 | 0 | 0
STWD | 0 | 0 | 0 | 0 | 0 | 0
WT | 0 | 0 | 0 | 0 | 0 | 0
IGCC | 0 | 0 | 0 | 0 | 0 | 0
DemandResponse | 0 | 0 | 0 | 0 | 0 | 0
IGCC-CCS | 0 | 0 | 0 | 0 | 0 | 0
WT_off | 0 | 0 | 0 | 0 | 0 | 0
PseudoUnit | 0 | 0 | 0 | 0 | 0 | 0
FixedInterchange | 0 | 0 | 0 | 0 | 0 | 0
Levelized Retrofit Capital Costs by Reporting Type: EI_US
ReportingType | 2015 | 2020 | 2025 | 2030 | 2035 | 2040
BM | 0 | 0 | 0 | 0 | 0 | 0
CC | 0 | 0 | 0 | 0 | 0 | 0
CSP | 0 | 0 | 0 | 0 | 0 | 0
CT | 0 | 0 | 0 | 0 | 0 | 0
Coal | 1027.94 | 5375.7 | 4570.14 | 0 | 0 | 0
Geo | 0 | 0 | 0 | 0 | 0 | 0
H | 0 | 0 | 0 | 0 | 0 | 0
LFG | 0 | 0 | 0 | 0 | 0 | 0
Nuc | 0 | 0 | 0 | 0 | 0 | 0
PS | 0 | 0 | 0 | 0 | 0 | 0
PV | 0 | 0 | 0 | 0 | 0 | 0
PeakG | 0 | 0 | 0 | 0 | 0 | 0
PeakO | 0 | 0 | 0 | 0 | 0 | 0
ST | 0 | 0 | 0 | 0 | 0 | 0
STOG | 0 | 0 | 0 | 0 | 0 | 0
STWD | 0 | 0 | 0 | 0 | 0 | 0
WT | 0 | 0 | 0 | 0 | 0 | 0
IGCC | 0 | 0 | 0 | 0 | 0 | 0
DemandResponse | 0 | 0 | 0 | 0 | 0 | 0
IGCC-CCS | 0 | 0 | 0 | 0 | 0 | 0
WT_off | 0 | 0 | 0 | 0 | 0 | 0
PseudoUnit | 0 | 0 | 0 | 0 | 0 | 0
FixedInterchange | 0 | 0 | 0 | 0 | 0 | 0
Levelized Retrofit Capital Costs by Reporting Type: EI_Canada
ReportingType | 2015 | 2020 | 2025 | 2030 | 2035 | 2040
BM | 0 | 0 | 0 | 0 | 0 | 0
CC | 0 | 0 | 0 | 0 | 0 | 0
CSP | 0 | 0 | 0 | 0 | 0 | 0
CT | 0 | 0 | 0 | 0 | 0 | 0
Coal | 0 | 0 | 0 | 0 | 0 | 0
Geo | 0 | 0 | 0 | 0 | 0 | 0
H | 0 | 0 | 0 | 0 | 0 | 0
LFG | 0 | 0 | 0 | 0 | 0 | 0
Nuc | 0 | 0 | 0 | 0 | 0 | 0
PS | 0 | 0 | 0 | 0 | 0 | 0
PV | 0 | 0 | 0 | 0 | 0 | 0
PeakG | 0 | 0 | 0 | 0 | 0 | 0
PeakO | 0 | 0 | 0 | 0 | 0 | 0
ST | 0 | 0 | 0 | 0 | 0 | 0
STOG | 0 | 0 | 0 | 0 | 0 | 0
STWD | 0 | 0 | 0 | 0 | 0 | 0
WT | 0 | 0 | 0 | 0 | 0 | 0
IGCC | 0 | 0 | 0 | 0 | 0 | 0
DemandResponse | 0 | 0 | 0 | 0 | 0 | 0
IGCC-CCS | 0 | 0 | 0 | 0 | 0 | 0
WT_off | 0 | 0 | 0 | 0 | 0 | 0
PseudoUnit | 0 | 0 | 0 | 0 | 0 | 0
FixedInterchange | 0 | 0 | 0 | 0 | 0 | 0
Levelized Retrofit Capital Costs by Reporting Type: EI
ReportingType | 2015 | 2020 | 2025 | 2030 | 2035 | 2040
BM | 0 | 0 | 0 | 0 | 0 | 0
CC | 0 | 0 | 0 | 0 | 0 | 0
CSP | 0 | 0 | 0 | 0 | 0 | 0
CT | 0 | 0 | 0 | 0 | 0 | 0
Coal | 1027.94 | 5375.7 | 4570.14 | 0 | 0 | 0
Geo | 0 | 0 | 0 | 0 | 0 | 0
H | 0 | 0 | 0 | 0 | 0 | 0
LFG | 0 | 0 | 0 | 0 | 0 | 0
Nuc | 0 | 0 | 0 | 0 | 0 | 0
PS | 0 | 0 | 0 | 0 | 0 | 0
PV | 0 | 0 | 0 | 0 | 0 | 0
PeakG | 0 | 0 | 0 | 0 | 0 | 0
PeakO | 0 | 0 | 0 | 0 | 0 | 0
ST | 0 | 0 | 0 | 0 | 0 | 0
STOG | 0 | 0 | 0 | 0 | 0 | 0
STWD | 0 | 0 | 0 | 0 | 0 | 0
WT | 0 | 0 | 0 | 0 | 0 | 0
IGCC | 0 | 0 | 0 | 0 | 0 | 0
DemandResponse | 0 | 0 | 0 | 0 | 0 | 0
IGCC-CCS | 0 | 0 | 0 | 0 | 0 | 0
WT_off | 0 | 0 | 0 | 0 | 0 | 0
PseudoUnit | 0 | 0 | 0 | 0 | 0 | 0
FixedInterchange | 0 | 0 | 0 | 0 | 0 | 0
Levelized Retrofit Capital Costs by Reporting Type: Outside_EI
ReportingType | 2015 | 2020 | 2025 | 2030 | 2035 | 2040
BM | 0 | 0 | 0 | 0 | 0 | 0
CC | 0 | 0 | 0 | 0 | 0 | 0
CSP | 0 | 0 | 0 | 0 | 0 | 0
CT | 0 | 0 | 0 | 0 | 0 | 0
Coal | 161.28 | 723.6 | 690.67 | 0 | 0 | 0
Geo | 0 | 0 | 0 | 0 | 0 | 0
H | 0 | 0 | 0 | 0 | 0 | 0
LFG | 0 | 0 | 0 | 0 | 0 | 0
Nuc | 0 | 0 | 0 | 0 | 0 | 0
PS | 0 | 0 | 0 | 0 | 0 | 0
PV | 0 | 0 | 0 | 0 | 0 | 0
PeakG | 0 | 0 | 0 | 0 | 0 | 0
PeakO | 0 | 0 | 0 | 0 | 0 | 0
ST | 0 | 0 | 0 | 0 | 0 | 0
STOG | 0 | 0 | 0 | 0 | 0 | 0
STWD | 0 | 0 | 0 | 0 | 0 | 0
WT | 0 | 0 | 0 | 0 | 0 | 0
IGCC | 0 | 0 | 0 | 0 | 0 | 0
DemandResponse | 0 | 0 | 0 | 0 | 0 | 0
IGCC-CCS | 0 | 0 | 0 | 0 | 0 | 0
WT_off | 0 | 0 | 0 | 0 | 0 | 0
PseudoUnit | 0 | 0 | 0 | 0 | 0 | 0
FixedInterchange | 0 | 0 | 0 | 0 | 0 | 0
#14 | 0: Total Costs ($million)
Total Costs by Reporting Type: Entergy
ReportingType | 2015 | 2020 | 2025 | 2030 | 2035 | 2040
BM | 0 | 0 | 0 | 0 | 0 | 0
CC | 3039.19 | 2831.44 | 1393.73 | 1103.14 | 1384.18 | 1492.71
CSP | 0 | 0 | 0 | 0 | 0 | 0
CT | 0 | 0 | 0 | 19.92 | 33.92 | 170.14
Coal | 2561.26 | 3205.98 | 2906.69 | 2329.14 | 2716.9 | 3035.68
Geo | 0 | 0 | 0 | 0 | 0 | 0
H | 10.6 | 10.6 | 10.6 | 10.6 | 10.6 | 10.6
LFG | 0.97 | 0.97 | 0.97 | 43.07 | 43.07 | 43.07
Nuc | 1262.64 | 1285.77 | 1294.03 | 1301.93 | 1099.75 | 1464.17
PS | 1.4 | 1.4 | 1.4 | 1.4 | 1.4 | 1.4
PV | 0.15 | 31.17 | 46.75 | 48.25 | 49.79 | 21
PeakG | 47.54 | 69.98 | 49.29 | 63.1 | 67 | 67
PeakO | 4.42 | 5.87 | 5.08 | 5.22 | 5.22 | 5.22
ST | 0 | 0 | 0 | 0 | 0 | 0
STOG | 230.2 | 268.55 | 249.09 | 218.35 | 264.29 | 271.45
STWD | 6.6 | 20.48 | 18.95 | 35.32 | 37.8 | 37.8
WT | 3.67 | 3.67 | 3.67 | 3.67 | 3.67 | 32.01
IGCC | 0 | 0 | 0 | 0 | 0 | 0
DemandResponse | 0 | 0 | 0 | 0 | 0 | 0
IGCC-CCS | 0 | 0 | 0 | 0 | 0 | 0
WT_off | 0 | 0 | 0 | 0 | 0 | 0
PseudoUnit | 0 | 0 | 0 | 0 | 0 | 0
FixedInterchange | 0 | 0 | 0 | 0 | 0 | 0
Total Costs by Reporting Type: FRCC
ReportingType | 2015 | 2020 | 2025 | 2030 | 2035 | 2040
BM | 0 | 0 | 0 | 0 | 0 | 0
CC | 8859.52 | 10820.34 | 10117.16 | 9727.01 | 7174.74 | 6913.91
CSP | 0 | 0 | 0 | 0 | 0 | 0
CT | 253.19 | 261.51 | 268.16 | 272.92 | 0 | 0
Coal | 3636.77 | 3569.36 | 5945.35 | 6798.54 | 14694.66 | 18553.45
Geo | 0 | 0 | 0 | 0 | 0 | 0
H | 0.78 | 0.78 | 0.78 | 0.78 | 0.78 | 0.78
LFG | 58.68 | 58.68 | 137.08 | 137.08 | 137.08 | 137.08
Nuc | 960.37 | 1000.19 | 984.15 | 990.13 | 1182.7 | 448.91
PS | 0 | 0 | 0 | 0 | 0 | 0
PV | 0.75 | 0.75 | 0.75 | 0.75 | 0.75 | 0.75
PeakG | 175.23 | 264.77 | 222.73 | 258.34 | 247.48 | 241.27
PeakO | 64.61 | 83.43 | 68.43 | 68.43 | 68.43 | 68.43
ST | 0 | 0 | 0 | 0 | 0 | 0
STOG | 275.53 | 313.74 | 58.03 | 29.24 | 23.73 | 24.34
STWD | 16.26 | 111.9 | 110.46 | 110.46 | 110.46 | 110.46
WT | 0 | 0 | 0 | 0 | 0 | 0
IGCC | 0 | 0 | 0 | 0 | 0 | 0
DemandResponse | 0 | 0 | 0 | 0 | 0 | 0
IGCC-CCS | 0 | 0 | 0 | 0 | 0 | 0
WT_off | 0 | 0 | 0 | 0 | 0 | 0
PseudoUnit | 0 | 0 | 0 | 0 | 0 | 0
FixedInterchange | 0 | 0 | 0 | 0 | 0 | 0
Total Costs by Reporting Type: MAPP_US
ReportingType | 2015 | 2020 | 2025 | 2030 | 2035 | 2040
BM | 0 | 0 | 0 | 0 | 0 | 0
CC | 0 | 0 | 0 | 0 | 0 | 0
CSP | 0 | 0 | 0 | 0 | 0 | 0
CT | 27.96 | 27.96 | 27.96 | 27.26 | 34.64 | 76.87
Coal | 886.02 | 853.6 | 830.96 | 766.09 | 920.18 | 980.93
Geo | 3.95 | 3.95 | 3.95 | 3.95 | 3.95 | 3.95
H | 31.14 | 31.14 | 31.14 | 31.14 | 31.14 | 31.14
LFG | 0.24 | 0.24 | 0.24 | 28.15 | 28.15 | 28.15
Nuc | 0.01 | 0.01 | 0.01 | 0.01 | 0.01 | 0.01
PS | 0 | 0 | 0 | 0 | 0 | 0
PV | 0 | 0 | 0 | 0 | 0 | 0
PeakG | 13.67 | 19.67 | 17.04 | 16.94 | 18.99 | 21.07
PeakO | 0 | 0 | 0 | 0 | 0 | 0
ST | 0 | 0 | 0 | 0 | 0 | 0
STOG | 0 | 0 | 0 | 0 | 0 | 0
STWD | 0 | 0 | 0 | 0 | 0 | 0
WT | 178.2 | 236.03 | 236.03 | 1155.66 | 2072.84 | 2020.33
IGCC | 0 | 0 | 0 | 0 | 0 | 0
DemandResponse | 0 | 0 | 0 | 0 | 0 | 0
IGCC-CCS | 0 | 0 | 0 | 0 | 0 | 0
WT_off | 0 | 0 | 0 | 0 | 0 | 0
PseudoUnit | 0 | 0 | 0 | 0 | 0 | 0
FixedInterchange | 0 | 0 | 0 | 0 | 0 | 0
Total Costs by Reporting Type: MISO_IN
ReportingType | 2015 | 2020 | 2025 | 2030 | 2035 | 2040
BM | 0 | 0 | 0 | 0 | 0 | 0
CC | 136.86 | 147.83 | 98.36 | 106.03 | 157.5 | 168.46
CSP | 0 | 0 | 0 | 0 | 0 | 0
CT | 0 | 0 | 0 | 0 | 0 | 0
Coal | 3976.78 | 4454.62 | 4515.87 | 4455.69 | 5144.2 | 5542.82
Geo | 0 | 0 | 0 | 0 | 0 | 0
H | 1.07 | 1.07 | 1.07 | 1.07 | 1.07 | 1.07
LFG | 4.47 | 4.47 | 36.74 | 36.74 | 36.74 | 36.74
Nuc | 0.01 | 0.01 | 0.01 | 0.01 | 0.01 | 0.02
PS | 0 | 0 | 0 | 0 | 0 | 0
PV | 0 | 118.69 | 186.91 | 186.91 | 192.3 | 83.8
PeakG | 52.35 | 76.94 | 54.27 | 73.39 | 73.39 | 74.82
PeakO | 10.59 | 13.5 | 10.82 | 10.82 | 10.82 | 10.82
ST | 0 | 0 | 0 | 0 | 0 | 0
STOG | 14.44 | 19.12 | 15.26 | 13.44 | 15.87 | 16.15
STWD | 0 | 0 | 0 | 0 | 0 | 0
WT | 18.33 | 18.33 | 18.33 | 18.33 | 18.33 | 18.33
IGCC | 367.69 | 368.86 | 371.48 | 388.92 | 403.38 | 412.96
DemandResponse | 0 | 0 | 0 | 0 | 0 | 0
IGCC-CCS | 0 | 0 | 0 | 0 | 0 | 0
WT_off | 0 | 0 | 0 | 0 | 0 | 0
PseudoUnit | 0 | 0 | 0 | 0 | 0 | 0
FixedInterchange | 0 | 0 | 0 | 0 | 0 | 0
Total Costs by Reporting Type: MISO_MI
ReportingType | 2015 | 2020 | 2025 | 2030 | 2035 | 2040
BM | 0 | 0 | 0 | 0 | 0 | 0
CC | 424.73 | 423.03 | 283.57 | 284.19 | 429.81 | 411.54
CSP | 0 | 0 | 0 | 0 | 0 | 0
CT | 0 | 0 | 0 | 0 | 0 | 0
Coal | 2698.19 | 3206.46 | 3114.68 | 2631.35 | 3288.17 | 3458.57
Geo | 0 | 0 | 0 | 0 | 0 | 0
H | 2.01 | 2.01 | 2.01 | 2.01 | 2.01 | 2.01
LFG | 19.68 | 28.88 | 85.98 | 85.98 | 85.98 | 79.46
Nuc | 449.71 | 452.56 | 461.47 | 464.43 | 273.15 | 529.13
PS | 44.44 | 44.44 | 44.44 | 44.44 | 44.44 | 44.44
PV | 0 | 0 | 0 | 0 | 0 | 0
PeakG | 63.61 | 92.58 | 74.63 | 85.63 | 85.63 | 85.63
PeakO | 15.67 | 19.97 | 16.01 | 16.01 | 16.01 | 16.01
ST | 0 | 0 | 0 | 0 | 0 | 0
STOG | 146.72 | 167.26 | 142.96 | 128.63 | 137.3 | 139
STWD | 69.93 | 96.67 | 63.99 | 72.88 | 90.7 | 95.46
WT | 642 | 773.27 | 773.27 | 807.91 | 244.44 | 174.03
IGCC | 0 | 0 | 0 | 0 | 0 | 0
DemandResponse | 0 | 0 | 0 | 0 | 0 | 0
IGCC-CCS | 0 | 0 | 0 | 0 | 0 | 0
WT_off | 0 | 0 | 0 | 0 | 0 | 0
PseudoUnit | 0 | 0 | 0 | 0 | 0 | 0
FixedInterchange | 0 | 0 | 0 | 0 | 0 | 0
Total Costs by Reporting Type: MISO_MO-IL
ReportingType | 2015 | 2020 | 2025 | 2030 | 2035 | 2040
BM | 0 | 0 | 0 | 0 | 0 | 0
CC | 88.57 | 84.21 | 71.68 | 70.23 | 94.91 | 90.48
CSP | 0 | 0 | 0 | 0 | 0 | 0
CT | 0 | 0 | 0 | 0 | 0 | 0
Coal | 4815.35 | 5262.44 | 5142.22 | 4597.23 | 5238.44 | 5377.51
Geo | 0 | 0 | 0 | 0 | 0 | 0
H | 5.01 | 13.26 | 101.71 | 101.71 | 101.71 | 101.71
LFG | 2.17 | 2.17 | 17.66 | 94.6 | 94.6 | 94.6
Nuc | 493.74 | 512.79 | 521.93 | 524.97 | 524.97 | 524.97
PS | 10.45 | 10.45 | 10.45 | 10.45 | 10.45 | 10.45
PV | 0 | 0 | 0 | 0 | 0 | 0
PeakG | 88.81 | 140.61 | 84.78 | 103.92 | 110.51 | 110.83
PeakO | 21.48 | 28.65 | 22.96 | 22.96 | 22.96 | 22.96
ST | 0 | 0 | 0 | 0 | 0 | 0
STOG | 30.52 | 32.39 | 26.93 | 26.39 | 26.39 | 26.39
STWD | 0 | 0 | 0 | 0 | 0 | 0
WT | 109.19 | 109.19 | 109.19 | 1024.55 | 936.75 | 1327.94
IGCC | 0 | 0 | 0 | 0 | 0 | 0
DemandResponse | 0 | 0 | 0 | 0 | 0 | 0
IGCC-CCS | 0 | 0 | 0 | 0 | 0 | 0
WT_off | 0 | 0 | 0 | 0 | 0 | 0
PseudoUnit | 0 | 0 | 0 | 0 | 0 | 0
FixedInterchange | 0 | 0 | 0 | 0 | 0 | 0
Total Costs by Reporting Type: MISO_W
ReportingType | 2015 | 2020 | 2025 | 2030 | 2035 | 2040
BM | 0 | 0 | 0 | 0 | 0 | 0
CC | 213.11 | 258.33 | 199.32 | 172.15 | 266.17 | 281.72
CSP | 0 | 0 | 0 | 0 | 0 | 0
CT | 0 | 0 | 0 | 0 | 0 | 0
Coal | 2991.09 | 3352.08 | 3357.82 | 3035.01 | 4163.68 | 6180.6
Geo | 0 | 0 | 0 | 0 | 0 | 0
H | 7.08 | 7.08 | 7.08 | 7.08 | 7.08 | 7.08
LFG | 24.75 | 24.75 | 54.27 | 54.27 | 54.27 | 54.27
Nuc | 539.99 | 543.1 | 552.83 | 814.83 | 0.05 | 0.05
PS | 0 | 0 | 0 | 0 | 0 | 0
PV | 0 | 0 | 0 | 0 | 0 | 0
PeakG | 103.22 | 131.57 | 93.74 | 105.17 | 108.71 | 108.71
PeakO | 56.38 | 79.08 | 64.57 | 64.57 | 64.57 | 64.57
ST | 0 | 0 | 0 | 0 | 0 | 0
STOG | 7.7 | 8.96 | 7.69 | 7.67 | 7.67 | 7.67
STWD | 12.41 | 180.6 | 96.26 | 84.79 | 94.57 | 67.09
WT | 1122.01 | 1533.67 | 2766.24 | 5732.12 | 4963.2 | 4587.62
IGCC | 0 | 0 | 0 | 0 | 0 | 0
DemandResponse | 0 | 0 | 0 | 0 | 0 | 0
IGCC-CCS | 0 | 0 | 0 | 0 | 0 | 0
WT_off | 0 | 0 | 0 | 0 | 0 | 0
PseudoUnit | 0 | 0 | 0 | 0 | 0 | 0
FixedInterchange | 0 | 0 | 0 | 0 | 0 | 0
Total Costs by Reporting Type: MISO_WUMS
ReportingType | 2015 | 2020 | 2025 | 2030 | 2035 | 2040
BM | 0 | 0 | 0 | 0 | 0 | 0
CC | 368.2 | 387.62 | 267.1 | 206.27 | 343.05 | 359.59
CSP | 0 | 0 | 0 | 0 | 0 | 0
CT | 0 | 0 | 204.51 | 665.46 | 1563.27 | 1579.99
Coal | 2199.91 | 2271.97 | 2079.49 | 1784.59 | 2318.99 | 2373.15
Geo | 0 | 0 | 0 | 0 | 0 | 0
H | 4.79 | 5.15 | 5.15 | 5.15 | 5.15 | 5.15
LFG | 8.57 | 8.57 | 97.64 | 97.64 | 97.64 | 97.64
Nuc | 419.03 | 444.73 | 429.21 | 737.97 | 0.05 | 0.05
PS | 0 | 0 | 0 | 0 | 0 | 0
PV | 0 | 0 | 0 | 0 | 0 | 0
PeakG | 56.18 | 83.9 | 65.08 | 77.65 | 77.65 | 77.65
PeakO | 13.52 | 17.78 | 14.69 | 14.69 | 14.69 | 14.69
ST | 0 | 0 | 0 | 0 | 0 | 0
STOG | 13.21 | 15.63 | 13.39 | 13.39 | 13.39 | 13.39
STWD | 5.12 | 44.22 | 21.7 | 15.01 | 36.75 | 36.75
WT | 317.4 | 317.4 | 317.4 | 317.4 | 55.26 | 55.26
IGCC | 0 | 0 | 0 | 0 | 0 | 0
DemandResponse | 0 | 0 | 0 | 0 | 0 | 0
IGCC-CCS | 0 | 0 | 0 | 0 | 0 | 0
WT_off | 0 | 0 | 0 | 0 | 0 | 0
PseudoUnit | 0 | 0 | 0 | 0 | 0 | 0
FixedInterchange | 0 | 0 | 0 | 0 | 0 | 0
Total Costs by Reporting Type: Nebraska
ReportingType | 2015 | 2020 | 2025 | 2030 | 2035 | 2040
BM | 0 | 0 | 0 | 0 | 0 | 0
CC | 34.05 | 27.87 | 20.2 | 16.18 | 24.19 | 25.68
CSP | 0 | 0 | 0 | 0 | 0 | 0
CT | 0 | 0 | 0 | 0 | 0 | 0
Coal | 1029.96 | 1281.2 | 995.63 | 787.49 | 901.88 | 865.58
Geo | 0 | 0 | 0 | 0 | 0 | 0
H | 2.38 | 2.38 | 2.38 | 2.38 | 2.38 | 2.38
LFG | 0.72 | 0.72 | 0.72 | 29.16 | 29.16 | 29.16
Nuc | 289.1 | 306.81 | 296.14 | 364.6 | 0.11 | 0.11
PS | 0 | 0 | 0 | 0 | 0 | 0
PV | 0 | 0 | 0 | 0 | 0 | 0
PeakG | 22.91 | 37.31 | 31.37 | 31.37 | 31.37 | 31.37
PeakO | 9.57 | 12.19 | 9.77 | 9.77 | 9.77 | 9.77
ST | 0 | 0 | 0 | 0 | 0 | 0
STOG | 0 | 0 | 0 | 0 | 0 | 0
STWD | 0 | 0 | 0 | 0 | 0 | 0
WT | 69.96 | 6413.14 | 11949.66 | 19801.71 | 19931.83 | 14164.27
IGCC | 0 | 0 | 0 | 0 | 0 | 0
DemandResponse | 0 | 0 | 0 | 0 | 0 | 0
IGCC-CCS | 0 | 0 | 0 | 0 | 0 | 0
WT_off | 0 | 0 | 0 | 0 | 0 | 0
PseudoUnit | 0 | 0 | 0 | 0 | 0 | 0
FixedInterchange | 0 | 0 | 0 | 0 | 0 | 0
Total Costs by Reporting Type: NEISO
ReportingType | 2015 | 2020 | 2025 | 2030 | 2035 | 2040
BM | 310.13 | 310.13 | 188.12 | 162 | 188.35 | 310.13
CC | 1993.71 | 1942.53 | 1463.35 | 995 | 1980.14 | 1890.94
CSP | 0 | 0 | 0 | 0 | 0 | 0
CT | 32.48 | 33.13 | 32.24 | 31.31 | 2.34 | 3.01
Coal | 691.28 | 715.06 | 720.24 | 696.71 | 689.14 | 715.74
Geo | 0 | 0 | 0 | 0 | 0 | 0
H | 46.4 | 47.49 | 47.49 | 47.49 | 47.49 | 47.49
LFG | 84.95 | 84.95 | 113.53 | 113.53 | 98.81 | 98.81
Nuc | 1055.43 | 1120.79 | 1080.11 | 1086.32 | 784.86 | 1150.98
PS | 39.74 | 39.74 | 39.74 | 39.74 | 39.74 | 39.74
PV | 0.03 | 169.7 | 170.42 | 170.42 | 170.42 | 6.18
PeakG | 21.96 | 32.54 | 20.7 | 22.52 | 31.83 | 32.4
PeakO | 9.65 | 12.29 | 9.85 | 9.85 | 9.85 | 9.85
ST | 0 | 0 | 0 | 0 | 0 | 0
STOG | 0 | 0 | 0 | 0 | 0 | 0
STWD | 367.79 | 372.7 | 237.51 | 368.18 | 368.18 | 368.18
WT | 82.29 | 542.09 | 1160.85 | 1619.15 | 1559.47 | 1140.84
IGCC | 0 | 0 | 0 | 0 | 0 | 0
DemandResponse | 0 | 0 | 0 | 0 | 0 | 0
IGCC-CCS | 0 | 0 | 0 | 0 | 0 | 0
WT_off | 347.5 | 347.5 | 347.5 | 347.5 | 24.98 | 24.98
PseudoUnit | 0 | 0 | 0 | 0 | 0 | 0
FixedInterchange | 0 | 0 | 0 | 0 | 0 | 0
Total Costs by Reporting Type: NonRTO_Midwest
ReportingType | 2015 | 2020 | 2025 | 2030 | 2035 | 2040
BM | 0 | 0 | 0 | 0 | 0 | 0
CC | 0 | 0 | 0 | 0 | 0 | 49.35
CSP | 0 | 0 | 0 | 0 | 0 | 0
CT | 0 | 0 | 0 | 0 | 0 | 12.24
Coal | 2904.46 | 3128.29 | 3117.86 | 3231.6 | 3660.32 | 3822.18
Geo | 0 | 0 | 0 | 0 | 0 | 0
H | 2.04 | 2.04 | 258.59 | 258.59 | 258.59 | 258.59
LFG | 1.69 | 1.69 | 64.46 | 64.46 | 64.46 | 64.46
Nuc | 0.01 | 0.01 | 0.01 | 0.01 | 0.02 | 0.02
PS | 0 | 0 | 0 | 0 | 0 | 0
PV | 0 | 0 | 0 | 0 | 0 | 0
PeakG | 66.49 | 102.78 | 67.94 | 80.84 | 107.4 | 112.67
PeakO | 0.35 | 0.45 | 0.36 | 0.36 | 0.36 | 0.36
ST | 0 | 0 | 0 | 0 | 0 | 0
STOG | 0 | 0 | 0 | 0 | 0 | 0
STWD | 0 | 0 | 0 | 0 | 0 | 0
WT | 2.26 | 2.26 | 2.26 | 2.26 | 2.26 | 2.26
IGCC | 0 | 0 | 0 | 0 | 0 | 0
DemandResponse | 0 | 0 | 0 | 0 | 0 | 0
IGCC-CCS | 0 | 0 | 0 | 0 | 0 | 0
WT_off | 0 | 0 | 0 | 0 | 0 | 0
PseudoUnit | 0 | 0 | 0 | 0 | 0 | 0
FixedInterchange | 0 | 0 | 0 | 0 | 0 | 0
Total Costs by Reporting Type: NYISO_A-F
ReportingType | 2015 | 2020 | 2025 | 2030 | 2035 | 2040
BM | 0 | 0 | 0 | 0 | 0 | 0
CC | 294.41 | 363.02 | 237.46 | 253.01 | 603.2 | 517.41
CSP | 0 | 0 | 0 | 0 | 0 | 0
CT | 0 | 0 | 0 | 0 | 0 | 0
Coal | 362.96 | 405.84 | 402.95 | 392.72 | 397.54 | 409.44
Geo | 0 | 0 | 0 | 0 | 0 | 0
H | 62.6 | 62.6 | 62.6 | 62.6 | 62.6 | 62.6
LFG | 22.7 | 22.7 | 22.7 | 50.15 | 48.28 | 48.28
Nuc | 769.17 | 792.88 | 787.44 | 645.82 | 746.25 | 695.88
PS | 33.52 | 33.52 | 33.52 | 33.52 | 33.52 | 33.52
PV | 0 | 0 | 0 | 0 | 0 | 0
PeakG | 3.92 | 5.56 | 5.31 | 5.31 | 5.96 | 7.38
PeakO | 1.14 | 1.46 | 1.17 | 1.17 | 1.17 | 1.17
ST | 0 | 0 | 0 | 0 | 0 | 0
STOG | 0 | 0 | 0 | 0 | 0 | 0
STWD | 2.76 | 4.81 | 7.59 | 53.4 | 53.4 | 53.4
WT | 818.73 | 975.31 | 975.31 | 1031.4 | 326.2 | 2188.56
IGCC | 0 | 0 | 0 | 0 | 0 | 0
DemandResponse | 0 | 0 | 0 | 0 | 0 | 0
IGCC-CCS | 0 | 0 | 0 | 0 | 0 | 0
WT_off | 0 | 0 | 0 | 0 | 0 | 0
PseudoUnit | 0 | 0 | 0 | 0 | 0 | 0
FixedInterchange | 0 | 0 | 0 | 0 | 0 | 0
Total Costs by Reporting Type: NYISO_G-I
ReportingType | 2015 | 2020 | 2025 | 2030 | 2035 | 2040
BM | 0 | 0 | 0 | 0 | 0 | 0
CC | 186.07 | 248.32 | 172.22 | 155.94 | 1425.68 | 2985.14
CSP | 0 | 0 | 0 | 0 | 0 | 0
CT | 0 | 0 | 0 | 0 | 0 | 0
Coal | 145.64 | 154.23 | 180.44 | 190.66 | 188.92 | 195.83
Geo | 0 | 0 | 0 | 0 | 0 | 0
H | 0.46 | 0.46 | 0.46 | 0.46 | 0.46 | 0.46
LFG | 7.73 | 7.73 | 37.77 | 37.77 | 37.77 | 37.77
Nuc | 466.19 | 495 | 477.19 | 479.96 | 543.55 | 0.21
PS | 0 | 0 | 0 | 0 | 0 | 0
PV | 0 | 0 | 0 | 0 | 0 | 0
PeakG | 1.52 | 2.04 | 1.56 | 1.57 | 1.66 | 1.67
PeakO | 2.55 | 3.25 | 2.61 | 2.61 | 2.61 | 2.61
ST | 0 | 0 | 0 | 0 | 0 | 0
STOG | 0 | 0 | 0 | 0 | 0 | 0
STWD | 0 | 0 | 0 | 0 | 0 | 0
WT | 0 | 18.15 | 18.15 | 105.77 | 105.77 | 89.31
IGCC | 0 | 0 | 0 | 0 | 0 | 0
DemandResponse | 0 | 0 | 0 | 0 | 0 | 0
IGCC-CCS | 0 | 0 | 0 | 0 | 0 | 0
WT_off | 0 | 0 | 0 | 0 | 0 | 0
PseudoUnit | 0 | 0 | 0 | 0 | 0 | 0
FixedInterchange | 0 | 0 | 0 | 0 | 0 | 0
Total Costs by Reporting Type: NYISO_J-K
ReportingType | 2015 | 2020 | 2025 | 2030 | 2035 | 2040
BM | 0 | 0 | 0 | 0 | 0 | 0
CC | 1240.09 | 1374.44 | 1382.08 | 1483.82 | 1858.97 | 2039.08
CSP | 0 | 0 | 0 | 0 | 0 | 0
CT | 0 | 0 | 0 | 36.35 | 161.83 | 190.32
Coal | 0 | 0 | 0 | 0 | 0 | 0
Geo | 0 | 0 | 0 | 0 | 0 | 0
H | 0 | 0 | 0 | 0 | 0 | 0
LFG | 14.97 | 14.97 | 50.65 | 50.65 | 50.65 | 50.65
Nuc | 0.01 | 0.01 | 0.01 | 0.01 | 0.02 | 0.03
PS | 0 | 0 | 0 | 0 | 0 | 0
PV | 23.8 | 23.8 | 23.8 | 23.8 | 0 | 0
PeakG | 58.5 | 91.39 | 75.03 | 86.79 | 104.99 | 102.37
PeakO | 61.69 | 79.16 | 63.78 | 65.02 | 65.02 | 65.02
ST | 0 | 0 | 0 | 0 | 0 | 0
STOG | 197.52 | 263.32 | 245.21 | 269.37 | 345.93 | 399.09
STWD | 0 | 0 | 0 | 0 | 0 | 0
WT | 0 | 0 | 0 | 0 | 0 | 0
IGCC | 0 | 0 | 0 | 0 | 0 | 0
DemandResponse | 0 | 0 | 0 | 0 | 0 | 0
IGCC-CCS | 0 | 0 | 0 | 0 | 0 | 0
WT_off | 0 | 0 | 0 | 0 | 0 | 0
PseudoUnit | 0 | 0 | 0 | 0 | 0 | 0
FixedInterchange | 0 | 0 | 0 | 0 | 0 | 0
Total Costs by Reporting Type: PJM_E
ReportingType | 2015 | 2020 | 2025 | 2030 | 2035 | 2040
BM | 18.01 | 37.62 | 37.62 | 37.62 | 37.62 | 37.62
CC | 1651.23 | 2131.16 | 1875.74 | 1590.82 | 2789.8 | 2560.4
CSP | 0 | 0 | 0 | 0 | 0 | 0
CT | 2.48 | 2.53 | 2.72 | 0.46 | 268.07 | 540.75
Coal | 254.3 | 273.46 | 270.75 | 255.3 | 420.42 | 438.68
Geo | 0 | 0 | 0 | 0 | 0 | 0
H | 3.85 | 3.85 | 3.85 | 3.85 | 3.85 | 3.85
LFG | 59.84 | 117.68 | 117.68 | 114.73 | 114.73 | 73.06
Nuc | 1960.16 | 1864.06 | 1862.64 | 1873.72 | 1345.93 | 2395.82
PS | 9.5 | 9.5 | 9.5 | 9.5 | 9.5 | 9.5
PV | 15.87 | 15.87 | 15.87 | 15.87 | 0.75 | 0.75
PeakG | 77.06 | 139.66 | 111.63 | 116.63 | 155.62 | 194.31
PeakO | 61.08 | 81.86 | 67.25 | 67.25 | 67.25 | 67.25
ST | 0 | 0 | 0 | 0 | 0 | 0
STOG | 0 | 0 | 0 | 0 | 0 | 0
STWD | 0 | 0 | 0 | 0 | 0 | 0
WT | 377.36 | 377.36 | 377.36 | 377.36 | 32.65 | 32.65
IGCC | 0 | 0 | 0 | 0 | 0 | 0
DemandResponse | 0 | 0 | 0 | 0 | 0 | 0
IGCC-CCS | 0 | 0 | 0 | 0 | 0 | 0
WT_off | 0 | 0 | 682.87 | 682.87 | 682.87 | 682.87
PseudoUnit | 0 | 0 | 0 | 0 | 0 | 0
FixedInterchange | 0 | 0 | 0 | 0 | 0 | 0
Total Costs by Reporting Type: PJM_ROM
ReportingType | 2015 | 2020 | 2025 | 2030 | 2035 | 2040
BM | 9.93 | 21.69 | 21.69 | 21.69 | 21.69 | 21.69
CC | 772.44 | 1104.15 | 965.52 | 758.83 | 1476.15 | 2546.58
CSP | 0 | 0 | 0 | 0 | 0 | 0
CT | 1.52 | 1.65 | 1.67 | 1.68 | 0.46 | 0.82
Coal | 3678.87 | 4039.71 | 4189.32 | 4537.21 | 4922.38 | 5152.07
Geo | 0 | 0 | 0 | 0 | 0 | 0
H | 19.83 | 19.83 | 253 | 253 | 253 | 253
LFG | 48.61 | 156.17 | 156.17 | 153.97 | 150.67 | 75.37
Nuc | 1163.94 | 1194.41 | 1192.35 | 1199.5 | 963.59 | 1283.24
PS | 35.92 | 35.92 | 35.92 | 35.92 | 35.92 | 35.92
PV | 0.06 | 699.41 | 1105.59 | 1215.62 | 1259.16 | 635.45
PeakG | 30.83 | 46.43 | 42.75 | 41.32 | 59.72 | 78.64
PeakO | 0 | 0 | 0 | 0 | 0 | 0
ST | 0 | 0 | 0 | 0 | 0 | 0
STOG | 0 | 0 | 0 | 0 | 0 | 0
STWD | 26.41 | 39.07 | 38.55 | 38.55 | 38.55 | 38.55
WT | 177.31 | 406.02 | 2116.73 | 2083.39 | 1977.94 | 1770.31
IGCC | 0 | 0 | 0 | 0 | 0 | 0
DemandResponse | 0 | 0 | 0 | 0 | 0 | 0
IGCC-CCS | 0 | 0 | 0 | 0 | 0 | 0
WT_off | 0 | 0 | 0 | 0 | 0 | 0
PseudoUnit | 0 | 0 | 0 | 0 | 0 | 0
FixedInterchange | 0 | 0 | 0 | 0 | 0 | 0
Total Costs by Reporting Type: PJM_ROR
ReportingType | 2015 | 2020 | 2025 | 2030 | 2035 | 2040
BM | 207.97 | 462.78 | 400.33 | 401.05 | 337.48 | 166.78
CC | 2380.93 | 2710.32 | 2139.82 | 1406.89 | 2387.52 | 2081.91
CSP | 0 | 0 | 0 | 0 | 0 | 0
CT | 2.82 | 3.07 | 3.15 | 2.91 | 981.86 | 973.94
Coal | 17229.05 | 16042.35 | 16135.33 | 17211.2 | 20475.4 | 26718
Geo | 0 | 0 | 0 | 0 | 0 | 0
H | 26.17 | 207.89 | 207.89 | 207.89 | 207.89 | 207.89
LFG | 81.66 | 81.66 | 285.36 | 277.43 | 268.88 | 268.88
Nuc | 4607.58 | 4731.16 | 4718.65 | 4541.22 | 3528.56 | 5329.49
PS | 73.14 | 73.14 | 73.14 | 73.14 | 73.14 | 73.14
PV | 0.35 | 0.35 | 0.35 | 0.35 | 0.35 | 0.35
PeakG | 399.19 | 577.27 | 443.51 | 471.72 | 504.1 | 507.82
PeakO | 10.39 | 16.34 | 13.1 | 13.1 | 13.1 | 13.1
ST | 0 | 0 | 0 | 0 | 0 | 0
STOG | 0 | 0 | 0 | 0 | 0 | 0
STWD | 13.81 | 114.87 | 113.43 | 113.43 | 113.43 | 113.43
WT | 2657.01 | 2713.58 | 2713.58 | 2264.29 | 1473.77 | 2116.96
IGCC | 0 | 0 | 0 | 0 | 0 | 0
DemandResponse | 0 | 0 | 0 | 0 | 0 | 0
IGCC-CCS | 0 | 0 | 0 | 0 | 0 | 0
WT_off | 0 | 0 | 0 | 0 | 0 | 0
PseudoUnit | 0 | 0 | 0 | 0 | 0 | 0
FixedInterchange | 0 | 0 | 0 | 0 | 0 | 0
Total Costs by Reporting Type: SOCO
ReportingType | 2015 | 2020 | 2025 | 2030 | 2035 | 2040
BM | 26.53 | 29.97 | 32.25 | 57.68 | 49.18 | 49.18
CC | 4155.82 | 4779.83 | 4280.92 | 3772.01 | 4252.3 | 3330.93
CSP | 0 | 0 | 0 | 0 | 0 | 0
CT | 0 | 0 | 0 | 0 | 0 | 0
Coal | 7720.84 | 8703.58 | 8872.83 | 9328.44 | 10499.7 | 14913.02
Geo | 0 | 0 | 0 | 0 | 0 | 0
H | 59.74 | 59.74 | 59.74 | 59.74 | 59.74 | 59.74
LFG | 4.47 | 4.47 | 46.08 | 46.08 | 46.08 | 46.08
Nuc | 1355.07 | 2993.98 | 3028.43 | 3039.86 | 3039.86 | 2945.91
PS | 39.76 | 39.76 | 39.76 | 39.76 | 39.76 | 39.76
PV | 0 | 0 | 0 | 0 | 0 | 0
PeakG | 102.42 | 162.14 | 99.82 | 131.12 | 123.82 | 118.25
PeakO | 0 | 0 | 0 | 0 | 0 | 0
ST | 0 | 0 | 0 | 0 | 0 | 0
STOG | 0 | 0 | 0 | 0 | 0 | 0
STWD | 23.22 | 65.76 | 269.96 | 425.48 | 349.96 | 269.96
WT | 0 | 0 | 0 | 0 | 0 | 0
IGCC | 0 | 0 | 0 | 0 | 0 | 0
DemandResponse | 0 | 0 | 0 | 0 | 0 | 0
IGCC-CCS | 0 | 0 | 0 | 0 | 0 | 0
WT_off | 0 | 0 | 0 | 0 | 0 | 0
PseudoUnit | 0 | 0 | 0 | 0 | 0 | 0
FixedInterchange | 0 | 0 | 0 | 0 | 0 | 0
Total Costs by Reporting Type: SPP_N
ReportingType | 2015 | 2020 | 2025 | 2030 | 2035 | 2040
BM | 0 | 0 | 0 | 0 | 0 | 0
CC | 213.76 | 132.89 | 76.69 | 66.27 | 93.63 | 97.07
CSP | 0 | 0 | 0 | 0 | 0 | 0
CT | 0 | 0 | 0 | 0 | 0 | 56.56
Coal | 2458.59 | 2398.19 | 2038.44 | 1601.96 | 1804.05 | 1946.67
Geo | 0 | 0 | 0 | 0 | 0 | 0
H | 0.3 | 0.3 | 0.3 | 0.3 | 0.3 | 0.3
LFG | 0.85 | 0.85 | 0.85 | 37.9 | 37.9 | 37.9
Nuc | 256.73 | 266.63 | 271.39 | 272.98 | 272.98 | 272.98
PS | 0 | 0 | 0 | 0 | 0 | 0
PV | 0 | 0 | 0 | 0 | 0 | 0
PeakG | 74.97 | 117.69 | 105.7 | 105.7 | 105.7 | 105.7
PeakO | 34.89 | 44.84 | 35.94 | 35.94 | 35.94 | 35.94
ST | 0 | 0 | 0 | 0 | 0 | 0
STOG | 60.64 | 61.91 | 0 | 0 | 0 | 0
STWD | 0 | 0 | 0 | 0 | 0 | 0
WT | 42.04 | 42.04 | 752.1 | 5656.98 | 7475.84 | 7847.65
IGCC | 0 | 0 | 0 | 0 | 0 | 0
DemandResponse | 0 | 0 | 0 | 0 | 0 | 0
IGCC-CCS | 0 | 0 | 0 | 0 | 0 | 0
WT_off | 0 | 0 | 0 | 0 | 0 | 0
PseudoUnit | 0 | 0 | 0 | 0 | 0 | 0
FixedInterchange | 0 | 0 | 0 | 0 | 0 | 0
Total Costs by Reporting Type: SPP_S
ReportingType | 2015 | 2020 | 2025 | 2030 | 2035 | 2040
BM | 0 | 0 | 0 | 0 | 0 | 0
CC | 1822.85 | 1127.57 | 676.17 | 566.29 | 776.43 | 802.69
CSP | 0 | 0 | 0 | 0 | 0 | 0
CT | 63.98 | 62.11 | 62.11 | 62.11 | 4.77 | 41.71
Coal | 4244.7 | 4504.43 | 3199.18 | 2000.09 | 2489.7 | 2566.2
Geo | 0 | 0 | 0 | 0 | 0 | 0
H | 30.03 | 30.03 | 30.03 | 30.03 | 30.03 | 30.03
LFG | 2.29 | 2.29 | 2.29 | 39.34 | 39.34 | 39.34
Nuc | 0.01 | 0.01 | 0.01 | 0.01 | 0.01 | 0.01
PS | 10.59 | 10.59 | 10.59 | 10.59 | 10.59 | 10.59
PV | 0 | 0 | 0 | 0 | 0 | 0
PeakG | 60.2 | 87.93 | 62.37 | 76.78 | 82.77 | 82.77
PeakO | 3.36 | 4.54 | 3.63 | 3.63 | 3.64 | 3.66
ST | 0 | 0 | 0 | 0 | 0 | 0
STOG | 475.62 | 551.69 | 326.51 | 302.79 | 331.11 | 336.52
STWD | 4.08 | 6.24 | 5.39 | 10.18 | 14.87 | 13.55
WT | 214.58 | 2586.33 | 12033.27 | 15235.49 | 15281.96 | 13751.8
IGCC | 0 | 0 | 0 | 0 | 0 | 0
DemandResponse | 0 | 0 | 0 | 0 | 0 | 0
IGCC-CCS | 0 | 0 | 0 | 0 | 0 | 0
WT_off | 0 | 0 | 0 | 0 | 0 | 0
PseudoUnit | 0 | 0 | 0 | 0 | 0 | 0
FixedInterchange | 0 | 0 | 0 | 0 | 0 | 0
Total Costs by Reporting Type: TVA
ReportingType | 2015 | 2020 | 2025 | 2030 | 2035 | 2040
BM | 0 | 0 | 0 | 0 | 0 | 0
CC | 657.37 | 686.64 | 748.27 | 496.3 | 571.17 | 504.85
CSP | 0 | 0 | 0 | 0 | 0 | 0
CT | 0 | 0 | 0 | 36.81 | 37.19 | 37.56
Coal | 4130.19 | 4788.73 | 4946.23 | 6491.88 | 7352.5 | 8106.59
Geo | 0 | 0 | 0 | 0 | 0 | 0
H | 72.8 | 72.8 | 82.09 | 82.09 | 82.09 | 82.09
LFG | 1.57 | 1.57 | 42.88 | 42.88 | 42.88 | 42.88
Nuc | 2533.71 | 2590.04 | 2579.4 | 2590.89 | 1999.33 | 2481.64
PS | 41.38 | 41.38 | 41.38 | 41.38 | 41.38 | 41.38
PV | 0 | 0 | 0 | 0 | 0 | 0
PeakG | 99.24 | 153.37 | 140.99 | 140.99 | 140.99 | 140.99
PeakO | 1.87 | 2.54 | 1.92 | 2.49 | 2.49 | 2.49
ST | 0 | 0 | 0 | 0 | 0 | 0
STOG | 0 | 0 | 0 | 0 | 0 | 0
STWD | 0.2 | 0.56 | 1.61 | 1.91 | 1.9 | 1.9
WT | 0.99 | 0.99 | 0.99 | 0.99 | 0.99 | 0.99
IGCC | 0 | 0 | 0 | 0 | 0 | 0
DemandResponse | 0 | 0 | 0 | 0 | 0 | 0
IGCC-CCS | 0 | 0 | 0 | 0 | 0 | 0
WT_off | 0 | 0 | 0 | 0 | 0 | 0
PseudoUnit | 0 | 0 | 0 | 0 | 0 | 0
FixedInterchange | 0 | 0 | 0 | 0 | 0 | 0
Total Costs by Reporting Type: TVA_Transmission
ReportingType | 2015 | 2020 | 2025 | 2030 | 2035 | 2040
BM | 0 | 0 | 0 | 0 | 0 | 0
CC | 0 | 0 | 0 | 0 | 0 | 0
CSP | 0 | 0 | 0 | 0 | 0 | 0
CT | 0 | 0 | 0 | 0 | 0 | 0
Coal | 0 | 0 | 0 | 0 | 0 | 0
Geo | 0 | 0 | 0 | 0 | 0 | 0
H | 0 | 0 | 0 | 0 | 0 | 0
LFG | 0 | 0 | 0 | 0 | 0 | 0
Nuc | 0 | 0 | 0 | 0 | 0 | 0
PS | 0 | 0 | 0 | 0 | 0 | 0
PV | 0 | 0 | 0 | 0 | 0 | 0
PeakG | 0 | 0 | 0 | 0 | 0 | 0
PeakO | 0 | 0 | 0 | 0 | 0 | 0
ST | 0 | 0 | 0 | 0 | 0 | 0
STOG | 0 | 0 | 0 | 0 | 0 | 0
STWD | 0 | 0 | 0 | 0 | 0 | 0
WT | 0 | 0 | 0 | 0 | 0 | 0
IGCC | 0 | 0 | 0 | 0 | 0 | 0
DemandResponse | 0 | 0 | 0 | 0 | 0 | 0
IGCC-CCS | 0 | 0 | 0 | 0 | 0 | 0
WT_off | 0 | 0 | 0 | 0 | 0 | 0
PseudoUnit | 0 | 0 | 0 | 0 | 0 | 0
FixedInterchange | 0 | 0 | 0 | 0 | 0 | 0
Total Costs by Reporting Type: VACAR
ReportingType | 2015 | 2020 | 2025 | 2030 | 2035 | 2040
BM | 1.05 | 258.09 | 931.65 | 996.82 | 1195.82 | 1359.53
CC | 892.22 | 1293.04 | 1458.51 | 1319.96 | 2951.95 | 2787.77
CSP | 0 | 0 | 0 | 0 | 0 | 0
CT | 404.06 | 416.91 | 437.31 | 431.61 | 107.29 | 106.5
Coal | 6335.07 | 7115.93 | 7485.39 | 7817.16 | 11456.01 | 14839.25
Geo | 0 | 0 | 0 | 0 | 0 | 0
H | 30.23 | 30.23 | 30.23 | 30.23 | 30.23 | 30.23
LFG | 7.74 | 49.14 | 49.14 | 49.14 | 49.05 | 20.68
Nuc | 2606.17 | 4424.34 | 4396.29 | 4414.98 | 3652.53 | 5084.39
PS | 62.1 | 62.1 | 62.1 | 62.1 | 62.1 | 62.1
PV | 0.24 | 62.77 | 65.49 | 67.07 | 71.87 | 15.6
PeakG | 147.98 | 218.72 | 174.73 | 218.52 | 227.86 | 225.98
PeakO | 36.13 | 46.34 | 37.33 | 38.01 | 38.01 | 38.01
ST | 0 | 0 | 0 | 0 | 0 | 0
STOG | 4.04 | 4.78 | 4.1 | 4.1 | 4.1 | 4.1
STWD | 173.41 | 175.67 | 173.58 | 173.58 | 173.58 | 173.58
WT | 0.27 | 1004.15 | 1004.15 | 1004.15 | 1003.91 | 98.34
IGCC | 0 | 0 | 0 | 0 | 0 | 0
DemandResponse | 0 | 0 | 0 | 0 | 0 | 0
IGCC-CCS | 0 | 0 | 0 | 0 | 0 | 0
WT_off | 0.66 | 0.66 | 0.66 | 0.66 | 0.05 | 0.05
PseudoUnit | 0 | 0 | 0 | 0 | 0 | 0
FixedInterchange | 0 | 0 | 0 | 0 | 0 | 0
Total Costs by Reporting Type: IESO
ReportingType | 2015 | 2020 | 2025 | 2030 | 2035 | 2040
BM | 177.6 | 177.6 | 177.6 | 177.6 | 178.55 | 188.69
CC | 316.98 | 315.61 | 304.02 | 298.32 | 398.3 | 661.87
CSP | 0 | 0 | 0 | 0 | 0 | 0
CT | 44.26 | 44.26 | 44.26 | 44.26 | 2.46 | 299.42
Coal | 0 | 0 | 0 | 0 | 0 | 0
Geo | 0 | 0 | 0 | 0 | 0 | 0
H | 123.83 | 123.83 | 123.83 | 123.83 | 226.24 | 226.24
LFG | 19.32 | 19.32 | 19.32 | 19.32 | 14.43 | 14.43
Nuc | 2990.3 | 3007.72 | 3062.19 | 3080.28 | 2836.57 | 3030.7
PS | 2.92 | 2.92 | 2.92 | 2.92 | 2.92 | 2.92
PV | 558.01 | 558.01 | 558.01 | 558.01 | 0.44 | 0.44
PeakG | 11.67 | 13.67 | 13.67 | 13.67 | 13.67 | 13.67
PeakO | 0.66 | 0.66 | 0.78 | 0.86 | 0.86 | 0.86
ST | 0 | 0 | 0 | 0 | 0 | 0
STOG | 0 | 0 | 0 | 0 | 0 | 0
STWD | 4.45 | 4.45 | 4.45 | 5.44 | 10.26 | 51.22
WT | 763.41 | 763.41 | 763.41 | 763.41 | 103.02 | 103.02
IGCC | 0 | 0 | 0 | 0 | 0 | 0
DemandResponse | 0 | 0 | 0 | 0 | 0 | 0
IGCC-CCS | 0 | 0 | 0 | 0 | 0 | 0
WT_off | 0 | 0 | 0 | 0 | 0 | 0
PseudoUnit | 0 | 0 | 0 | 0 | 0 | 0
FixedInterchange | 0 | 0 | 0 | 0 | 0 | 0
Total Costs by Reporting Type: MAPP_CA
ReportingType | 2015 | 2020 | 2025 | 2030 | 2035 | 2040
BM | 0 | 0 | 0 | 0 | 0 | 0
CC | 50.56 | 43.41 | 40.46 | 6.55 | 7.41 | 13.89
CSP | 0 | 0 | 0 | 0 | 0 | 0
CT | 0 | 0 | 0 | 0 | 0 | 0
Coal | 256.46 | 403.98 | 56.89 | 0 | 0 | 0
Geo | 0 | 0 | 0 | 0 | 0 | 0
H | 92.24 | 343.32 | 857.5 | 1703.56 | 1703.56 | 1703.56
LFG | 0 | 0 | 0 | 0 | 0 | 0
Nuc | 0.01 | 0.01 | 0.01 | 0.01 | 0.01 | 0.01
PS | 0 | 0 | 0 | 0 | 0 | 0
PV | 0 | 0 | 0 | 0 | 0 | 0
PeakG | 9.88 | 9.88 | 9.88 | 9.88 | 13.09 | 13.09
PeakO | 0.09 | 0.09 | 0.09 | 0.12 | 0.12 | 0.12
ST | 0 | 0 | 0 | 0 | 0 | 0
STOG | 5.54 | 5.54 | 0 | 0 | 0 | 0
STWD | 0 | 0 | 0 | 0 | 0 | 0
WT | 105.14 | 105.14 | 105.14 | 105.14 | 17.92 | 17.92
IGCC | 0 | 0 | 0 | 0 | 0 | 0
DemandResponse | 0 | 0 | 0 | 0 | 0 | 0
IGCC-CCS | 0 | 0 | 0 | 0 | 0 | 0
WT_off | 0 | 0 | 0 | 0 | 0 | 0
PseudoUnit | 0 | 0 | 0 | 0 | 0 | 0
FixedInterchange | 0 | 0 | 0 | 0 | 0 | 0
Total Costs by Reporting Type: AZ_NM_SNV_Coal
ReportingType | 2015 | 2020 | 2025 | 2030 | 2035 | 2040
BM | 0 | 0 | 0 | 0 | 0 | 0
CC | 0 | 0 | 0 | 0 | 0 | 0
CSP | 0 | 0 | 0 | 0 | 0 | 0
CT | 0 | 0 | 0 | 0 | 0 | 0
Coal | 2898.5 | 3745.99 | 9999.97 | 13855.38 | 15933.7 | 17741.3
Geo | 0 | 0 | 0 | 0 | 0 | 0
H | 0 | 0 | 0 | 0 | 0 | 0
LFG | 0 | 0 | 0 | 0 | 0 | 0
Nuc | 0 | 0 | 0 | 0 | 0 | 0
PS | 0 | 0 | 0 | 0 | 0 | 0
PV | 0 | 0 | 0 | 0 | 0 | 0
PeakG | 0 | 0 | 0 | 0 | 0 | 0
PeakO | 0.34 | 0.46 | 0 | 0 | 0 | 0
ST | 0 | 0 | 0 | 0 | 0 | 0
STOG | 0 | 0 | 0 | 0 | 0 | 0
STWD | 0 | 0 | 0 | 0 | 0 | 0
WT | 0 | 0 | 0 | 0 | 0 | 0
IGCC | 0 | 0 | 0 | 0 | 0 | 0
DemandResponse | 0 | 0 | 0 | 0 | 0 | 0
IGCC-CCS | 0 | 0 | 0 | 0 | 0 | 0
WT_off | 0 | 0 | 0 | 0 | 0 | 0
PseudoUnit | 0 | 0 | 0 | 0 | 0 | 0
FixedInterchange | 0 | 0 | 0 | 0 | 0 | 0
Total Costs by Reporting Type: AZ_NM_SNV_Gas
ReportingType | 2015 | 2020 | 2025 | 2030 | 2035 | 2040
BM | 0 | 0 | 0 | 0 | 0 | 0
CC | 5557.31 | 6471.63 | 3210.96 | 2665.05 | 3169.81 | 3440.28
CSP | 0 | 0 | 0 | 0 | 0 | 0
CT | 68.63 | 68.63 | 71.06 | 69.42 | 0 | 0
Coal | 0 | 0 | 0 | 0 | 0 | 0
Geo | 0 | 0 | 0 | 0 | 0 | 0
H | 0 | 0 | 0 | 0 | 0 | 0
LFG | 0 | 0 | 0 | 0 | 0 | 0
Nuc | 0 | 0 | 0 | 0 | 0 | 0
PS | 0 | 0 | 0 | 0 | 0 | 0
PV | 0 | 0 | 0 | 0 | 0 | 0
PeakG | 53.11 | 78.85 | 0 | 0 | 0 | 0
PeakO | 0 | 0 | 0 | 0 | 0 | 0
ST | 0 | 0 | 0 | 0 | 0 | 0
STOG | 0 | 0 | 0 | 0 | 0 | 0
STWD | 0 | 0 | 0 | 0 | 0 | 0
WT | 0 | 0 | 0 | 0 | 0 | 0
IGCC | 0 | 0 | 0 | 0 | 0 | 0
DemandResponse | 0 | 0 | 0 | 0 | 0 | 0
IGCC-CCS | 0 | 0 | 0 | 0 | 0 | 0
WT_off | 0 | 0 | 0 | 0 | 0 | 0
PseudoUnit | 0 | 0 | 0 | 0 | 0 | 0
FixedInterchange | 0 | 0 | 0 | 0 | 0 | 0
Total Costs by Reporting Type: AZ_NM_SNV_NucRenew
ReportingType | 2015 | 2020 | 2025 | 2030 | 2035 | 2040
BM | 0 | 0 | 0 | 0 | 0 | 0
CC | 0 | 0 | 0 | 0 | 0 | 0
CSP | 0 | 0 | 0 | 0 | 0 | 0
CT | 0 | 0 | 0 | 0 | 0 | 0
Coal | 0 | 0 | 0 | 0 | 0 | 0
Geo | 0 | 0 | 861.56 | 861.56 | 861.56 | 861.56
H | 44.6 | 44.6 | 44.6 | 44.6 | 44.6 | 44.6
LFG | 0.85 | 24.97 | 24.97 | 24.97 | 24.97 | 8.23
Nuc | 810.72 | 895.93 | 912.19 | 917.59 | 917.59 | 917.59
PS | 5.13 | 5.13 | 5.13 | 5.13 | 5.13 | 5.13
PV | 50.17 | 50.17 | 50.17 | 50.17 | 2.38 | 2.38
PeakG | 0 | 0 | 0 | 0 | 0 | 0
PeakO | 0 | 0 | 0 | 0 | 0 | 0
ST | 156.95 | 379.54 | 509.72 | 480.3 | 429.35 | 234.89
STOG | 0 | 0 | 0 | 0 | 0 | 0
STWD | 12.81 | 13.02 | 12.82 | 12.82 | 12.82 | 12.82
WT | 35.54 | 131.7 | 131.7 | 306.52 | 288.57 | 201.6
IGCC | 0 | 0 | 0 | 0 | 0 | 0
DemandResponse | 0 | 0 | 0 | 0 | 0 | 0
IGCC-CCS | 0 | 0 | 0 | 0 | 0 | 0
WT_off | 0 | 0 | 0 | 0 | 0 | 0
PseudoUnit | 0 | 0 | 0 | 0 | 0 | 0
FixedInterchange | 0 | 0 | 0 | 0 | 0 | 0
Total Costs by Reporting Type: ERCOT
ReportingType | 2015 | 2020 | 2025 | 2030 | 2035 | 2040
BM | 69.26 | 78.3 | 74.49 | 2024.05 | 2094.09 | 2221.18
CC | 6913.46 | 7191.92 | 6636.49 | 6252.57 | 6520.99 | 6044.05
CSP | 0 | 0 | 0 | 0 | 0 | 0
CT | 22.65 | 22.65 | 22.75 | 22.65 | 1.67 | 1.67
Coal | 7400.59 | 7755.37 | 7908.61 | 8057.84 | 9781.64 | 12155.99
Geo | 0 | 0 | 0 | 0 | 0 | 0
H | 8.05 | 8.05 | 8.05 | 224.01 | 224.01 | 224.01
LFG | 9.06 | 9.06 | 145.21 | 145.21 | 145.21 | 145.21
Nuc | 1007.36 | 1174.9 | 1203.03 | 1210.21 | 1210.21 | 1210.21
PS | 0 | 0 | 0 | 0 | 0 | 0
PV | 6.95 | 6.95 | 6.95 | 6.95 | 0.01 | 0.01
PeakG | 80.63 | 119.03 | 114.62 | 114.62 | 114.62 | 114.62
PeakO | 1.29 | 1.86 | 1.53 | 1.53 | 1.53 | 1.53
ST | 0 | 0 | 0 | 0 | 0 | 0
STOG | 751.58 | 908.12 | 762.3 | 733.93 | 737.41 | 722.42
STWD | 0 | 0 | 0 | 0 | 0 | 0
WT | 409.91 | 2808.33 | 5415.24 | 7034.38 | 7170.53 | 5419.81
IGCC | 0 | 0 | 0 | 0 | 0 | 0
DemandResponse | 0 | 0 | 0 | 0 | 0 | 0
IGCC-CCS | 0 | 0 | 0 | 0 | 0 | 0
WT_off | 0 | 0 | 0 | 0 | 0 | 0
PseudoUnit | 0 | 0 | 0 | 0 | 0 | 0
FixedInterchange | 0 | 0 | 0 | 0 | 0 | 0
Total Costs by Reporting Type: NP15
ReportingType | 2015 | 2020 | 2025 | 2030 | 2035 | 2040
BM | 0 | 0 | 0 | 0 | 0 | 0
CC | 2536.59 | 1944.09 | 963.47 | 768.73 | 1157.43 | 778.59
CSP | 0 | 0 | 0 | 0 | 0 | 0
CT | 19.28 | 19.28 | 229.93 | 578.18 | 921.52 | 1291.06
Coal | 10.59 | 13.89 | 15.52 | 16.94 | 20.95 | 0
Geo | 100.91 | 208.93 | 482.81 | 482.81 | 482.81 | 402.13
H | 125.7 | 125.7 | 125.7 | 125.7 | 125.7 | 125.7
LFG | 10.26 | 251.59 | 251.59 | 251.59 | 251.59 | 79.02
Nuc | 495.59 | 560.5 | 540.7 | 543.89 | 543.89 | 543.89
PS | 53.58 | 53.58 | 53.58 | 53.58 | 53.58 | 53.58
PV | 4.71 | 4.71 | 4.71 | 4.71 | 0.78 | 0.78
PeakG | 56.04 | 82.34 | 58.1 | 74.01 | 78.49 | 78.49
PeakO | 10.26 | 13.08 | 10.48 | 10.49 | 10.49 | 10.49
ST | 19.12 | 19.12 | 19.12 | 19.12 | 1.86 | 1.86
STOG | 178.03 | 204.46 | 170.76 | 172.44 | 176.67 | 186.81
STWD | 265.97 | 269.53 | 266.24 | 266.24 | 266.24 | 266.24
WT | 71.84 | 3088.34 | 3088.34 | 3850.14 | 4037.27 | 1456.69
IGCC | 0 | 0 | 0 | 0 | 0 | 0
DemandResponse | 0 | 0 | 0 | 0 | 0 | 0
IGCC-CCS | 0 | 0 | 0 | 0 | 0 | 0
WT_off | 0 | 0 | 0 | 0 | 0 | 0
PseudoUnit | 0 | 0 | 0 | 0 | 0 | 0
FixedInterchange | 0 | 0 | 0 | 0 | 0 | 0
Total Costs by Reporting Type: NWPP_Coal
ReportingType | 2015 | 2020 | 2025 | 2030 | 2035 | 2040
BM | 0 | 0 | 0 | 0 | 0 | 0
CC | 0 | 0 | 0 | 0 | 0 | 0
CSP | 0 | 0 | 0 | 0 | 0 | 0
CT | 0 | 0 | 0 | 0 | 0 | 0
Coal | 3686.35 | 3864.71 | 4152.97 | 4153.51 | 4469.57 | 4724.68
Geo | 0 | 0 | 0 | 0 | 0 | 0
H | 0 | 0 | 0 | 0 | 0 | 0
LFG | 0 | 0 | 0 | 0 | 0 | 0
Nuc | 0 | 0 | 0 | 0 | 0 | 0
PS | 0 | 0 | 0 | 0 | 0 | 0
PV | 0 | 0 | 0 | 0 | 0 | 0
PeakG | 0 | 0 | 0 | 0 | 0 | 0
PeakO | 0 | 0 | 0 | 0 | 0 | 0
ST | 0 | 0 | 0 | 0 | 0 | 0
STOG | 0 | 0 | 0 | 0 | 0 | 0
STWD | 0 | 0 | 0 | 0 | 0 | 0
WT | 0 | 0 | 0 | 0 | 0 | 0
IGCC | 0 | 0 | 0 | 0 | 0 | 0
DemandResponse | 0 | 0 | 0 | 0 | 0 | 0
IGCC-CCS | 0 | 0 | 0 | 0 | 0 | 0
WT_off | 0 | 0 | 0 | 0 | 0 | 0
PseudoUnit | 0 | 0 | 0 | 0 | 0 | 0
FixedInterchange | 0 | 0 | 0 | 0 | 0 | 0
Total Costs by Reporting Type: NWPP_Gas
ReportingType | 2015 | 2020 | 2025 | 2030 | 2035 | 2040
BM | 0 | 0 | 0 | 0 | 0 | 0
CC | 2579.94 | 2964.51 | 3203.51 | 3482.67 | 4127.5 | 4216.68
CSP | 0 | 0 | 0 | 0 | 0 | 0
CT | 14.02 | 14.02 | 14.02 | 14.02 | 0 | 0
Coal | 0 | 0 | 624.18 | 853 | 884.94 | 933.22
Geo | 0 | 0 | 0 | 0 | 0 | 0
H | 0 | 0 | 0 | 0 | 0 | 0
LFG | 0 | 0 | 0 | 0 | 0 | 0
Nuc | 0 | 0 | 0 | 0 | 0 | 0
PS | 0 | 0 | 0 | 0 | 0 | 0
PV | 0 | 0 | 0 | 0 | 0 | 0
PeakG | 0 | 0 | 0 | 0 | 0 | 0
PeakO | 0 | 0 | 0 | 0 | 0 | 0
ST | 0 | 0 | 0 | 0 | 0 | 0
STOG | 0 | 0 | 0 | 0 | 0 | 0
STWD | 0 | 0 | 0 | 0 | 0 | 0
WT | 0 | 0 | 0 | 0 | 0 | 0
IGCC | 0 | 0 | 0 | 0 | 0 | 0
DemandResponse | 0 | 0 | 0 | 0 | 0 | 0
IGCC-CCS | 0 | 0 | 0 | 0 | 0 | 0
WT_off | 0 | 0 | 0 | 0 | 0 | 0
PseudoUnit | 0 | 0 | 0 | 0 | 0 | 0
FixedInterchange | 0 | 0 | 0 | 0 | 0 | 0
Total Costs by Reporting Type: NWPP_NucRenew
ReportingType | 2015 | 2020 | 2025 | 2030 | 2035 | 2040
BM | 17.16 | 17.16 | 17.16 | 17.16 | 39 | 39
CC | 0 | 0 | 0 | 0 | 0 | 0
CSP | 0 | 0 | 0 | 0 | 0 | 0
CT | 0 | 0 | 0 | 0 | 0 | 0
Coal | 0 | 0 | 0 | 0 | 0 | 0
Geo | 82.65 | 82.65 | 340.71 | 340.71 | 300.8 | 300.8
H | 480.54 | 480.54 | 480.54 | 480.54 | 480.54 | 480.54
LFG | 22.67 | 119.62 | 119.62 | 119.62 | 112.48 | 45.29
Nuc | 256.71 | 258.17 | 262.7 | 264.21 | 264.21 | 3696.76
PS | 6.12 | 6.12 | 6.12 | 6.12 | 6.12 | 6.12
PV | 0.04 | 0.04 | 0.04 | 0.04 | 0.04 | 0.04
PeakG | 0 | 0 | 0 | 0 | 0 | 0
PeakO | 0 | 0 | 0 | 0 | 0 | 0
ST | 0 | 0 | 0 | 0 | 0 | 0
STOG | 0 | 0 | 0 | 0 | 0 | 0
STWD | 12.25 | 21.81 | 84.23 | 224.22 | 224.22 | 224.22
WT | 515.43 | 515.43 | 515.43 | 515.43 | 229.12 | 229.12
IGCC | 0 | 0 | 0 | 0 | 0 | 0
DemandResponse | 0 | 0 | 0 | 0 | 0 | 0
IGCC-CCS | 0 | 0 | 0 | 0 | 0 | 0
WT_off | 0 | 0 | 0 | 0 | 0 | 0
PseudoUnit | 0 | 0 | 0 | 0 | 0 | 0
FixedInterchange | 0 | 0 | 0 | 0 | 0 | 0
Total Costs by Reporting Type: RMPA
ReportingType | 2015 | 2020 | 2025 | 2030 | 2035 | 2040
BM | 0 | 0 | 0 | 0 | 0 | 0
CC | 273.26 | 153.68 | 81.91 | 94.62 | 133.19 | 120.59
CSP | 0 | 0 | 0 | 0 | 0 | 0
CT | 16.21 | 16.21 | 16.21 | 16.21 | 1.02 | 1.02
Coal | 1974.68 | 2461.22 | 2434.76 | 2424.82 | 3216.6 | 3766.58
Geo | 0 | 281.04 | 1523.53 | 1538.28 | 1538.28 | 1332.7
H | 13.99 | 13.99 | 13.99 | 13.99 | 13.99 | 13.99
LFG | 1.29 | 1.29 | 1.29 | 12.63 | 12.24 | 12.24
Nuc | 0.01 | 0.01 | 0.01 | 0.01 | 0.01 | 0.01
PS | 13.37 | 13.37 | 13.37 | 13.37 | 13.37 | 13.37
PV | 0.82 | 0.82 | 0.82 | 0.82 | 0.31 | 0.31
PeakG | 52.08 | 72.94 | 50.9 | 61.65 | 71.01 | 69.84
PeakO | 0 | 0 | 0 | 0 | 0 | 0
ST | 1.65 | 197.24 | 212.65 | 219.94 | 218.48 | 47.24
STOG | 0 | 0 | 0 | 0 | 0 | 0
STWD | 0 | 0 | 0 | 0 | 0 | 0
WT | 288.68 | 288.68 | 288.68 | 288.68 | 67.69 | 67.69
IGCC | 0 | 0 | 0 | 0 | 0 | 0
DemandResponse | 0 | 0 | 0 | 0 | 0 | 0
IGCC-CCS | 0 | 0 | 0 | 0 | 0 | 0
WT_off | 0 | 0 | 0 | 0 | 0 | 0
PseudoUnit | 0 | 0 | 0 | 0 | 0 | 0
FixedInterchange | 0 | 0 | 0 | 0 | 0 | 0
Total Costs by Reporting Type: SP15
ReportingType | 2015 | 2020 | 2025 | 2030 | 2035 | 2040
BM | 7.53 | 7.53 | 3.71 | 5.58 | 5 | 6.6
CC | 1781.46 | 1860.22 | 1137.85 | 755.36 | 1277.76 | 878.95
CSP | 0 | 0 | 0 | 0 | 0 | 0
CT | 0 | 0 | 0 | 0 | 0 | 0
Coal | 74.41 | 44.85 | 50.32 | 57.82 | 71.35 | 26.73
Geo | 113.26 | 976.11 | 976.11 | 953.11 | 953.11 | 328.75
H | 16.57 | 16.57 | 16.57 | 16.57 | 16.57 | 16.57
LFG | 29.81 | 266.4 | 266.4 | 266.09 | 263.55 | 94.59
Nuc | 508.22 | 539.82 | 519.92 | 522.86 | 522.86 | 643.14
PS | 34.19 | 34.19 | 34.19 | 34.19 | 34.19 | 34.19
PV | 4.09 | 4.09 | 4.09 | 4.09 | 1.81 | 1.81
PeakG | 76.73 | 111.44 | 93.22 | 103.59 | 103.59 | 103.59
PeakO | 1.47 | 1.91 | 1.53 | 1.53 | 1.53 | 1.53
ST | 290.87 | 290.87 | 290.87 | 290.87 | 28.69 | 28.69
STOG | 469.67 | 565.85 | 449.72 | 447.58 | 450.35 | 459.31
STWD | 68.43 | 69.39 | 68.5 | 68.5 | 68.5 | 68.5
WT | 304.5 | 304.5 | 304.5 | 304.5 | 71.1 | 71.1
IGCC | 0 | 0 | 0 | 0 | 0 | 0
DemandResponse | 0 | 0 | 0 | 0 | 0 | 0
IGCC-CCS | 0 | 0 | 0 | 0 | 0 | 0
WT_off | 0 | 0 | 0 | 0 | 0 | 0
PseudoUnit | 0 | 0 | 0 | 0 | 0 | 0
FixedInterchange | 0 | 0 | 0 | 0 | 0 | 0
Total Costs by Reporting Type: ALB
ReportingType | 2015 | 2020 | 2025 | 2030 | 2035 | 2040
BM | 0 | 0 | 0 | 0 | 0 | 0
CC | 1083.02 | 1531.08 | 2078.04 | 2210.31 | 1492.14 | 1142.81
CSP | 0 | 0 | 0 | 0 | 0 | 0
CT | 18.05 | 18.05 | 18.05 | 18.05 | 0 | 0
Coal | 1070.27 | 1001.46 | 1040.82 | 1235.19 | 1545.75 | 1742.31
Geo | 0 | 0 | 0 | 0 | 0 | 0
H | 12.99 | 12.99 | 12.99 | 12.99 | 12.99 | 12.99
LFG | 1.21 | 1.21 | 1.21 | 1.21 | 1.21 | 1.21
Nuc | 0.01 | 0.01 | 0.01 | 640.95 | 2238.13 | 3086.14
PS | 0 | 0 | 0 | 0 | 0 | 0
PV | 0 | 0 | 0 | 0 | 0 | 0
PeakG | 22.15 | 22.15 | 22.15 | 22.15 | 31.2 | 31.2
PeakO | 0 | 0 | 0 | 0 | 0 | 0
ST | 0 | 0 | 0 | 0 | 0 | 0
STOG | 0 | 0 | 0 | 0 | 0 | 0
STWD | 5.58 | 19.4 | 93.47 | 93.47 | 93.47 | 93.47
WT | 25.5 | 25.5 | 25.5 | 25.5 | 22.96 | 22.96
IGCC | 0 | 0 | 0 | 0 | 0 | 0
DemandResponse | 0 | 0 | 0 | 0 | 0 | 0
IGCC-CCS | 0 | 0 | 0 | 0 | 0 | 0
WT_off | 0 | 0 | 0 | 0 | 0 | 0
PseudoUnit | 0 | 0 | 0 | 0 | 0 | 0
FixedInterchange | 0 | 0 | 0 | 0 | 0 | 0
Total Costs by Reporting Type: BC
ReportingType | 2015 | 2020 | 2025 | 2030 | 2035 | 2040
BM | 0 | 0 | 0 | 0 | 0 | 0
CC | 617.65 | 787.85 | 1209.1 | 1343.11 | 1374.18 | 1099.61
CSP | 0 | 0 | 0 | 0 | 0 | 0
CT | 0 | 0 | 0 | 11.38 | 11.38 | 11.38
Coal | 0 | 0 | 0 | 0 | 0 | 0
Geo | 0 | 0 | 0 | 0 | 0 | 0
H | 173.22 | 173.22 | 173.22 | 173.22 | 173.22 | 173.22
LFG | 2.9 | 2.9 | 2.9 | 2.9 | 2.9 | 2.9
Nuc | 0.01 | 0.01 | 0.01 | 403.61 | 1000.89 | 1820.76
PS | 0 | 0 | 0 | 0 | 0 | 0
PV | 0 | 0 | 0 | 0 | 0 | 0
PeakG | 2.66 | 2.77 | 3.3 | 3.3 | 3.3 | 3.3
PeakO | 1.16 | 1.29 | 1.29 | 1.29 | 1.29 | 1.29
ST | 0 | 0 | 0 | 0 | 0 | 0
STOG | 2.82 | 2.82 | 2.82 | 2.82 | 2.82 | 2.82
STWD | 16.34 | 16.34 | 93.99 | 199.25 | 296.27 | 296.27
WT | 48.22 | 48.22 | 48.22 | 48.22 | 7.54 | 7.54
IGCC | 0 | 0 | 0 | 0 | 0 | 0
DemandResponse | 0 | 0 | 0 | 0 | 0 | 0
IGCC-CCS | 0 | 0 | 0 | 0 | 0 | 0
WT_off | 0 | 0 | 0 | 0 | 0 | 0
PseudoUnit | 0 | 0 | 0 | 0 | 0 | 0
FixedInterchange | 0 | 0 | 0 | 0 | 0 | 0
Total Costs by Reporting Type: HQ_IESO
ReportingType | 2015 | 2020 | 2025 | 2030 | 2035 | 2040
BM | 0 | 0 | 0 | 0 | 0 | 0
CC | 0 | 0 | 0 | 0 | 0 | 0
CSP | 0 | 0 | 0 | 0 | 0 | 0
CT | 0 | 0 | 0 | 0 | 0 | 0
Coal | 0 | 0 | 0 | 0 | 0 | 0
Geo | 0 | 0 | 0 | 0 | 0 | 0
H | 0 | 0 | 0 | 0 | 0 | 0
LFG | 0 | 0 | 0 | 0 | 0 | 0
Nuc | 0.01 | 0.01 | 0.01 | 0.01 | 0.01 | 0.01
PS | 0 | 0 | 0 | 0 | 0 | 0
PV | 0 | 0 | 0 | 0 | 0 | 0
PeakG | 0 | 0 | 0 | 0 | 0 | 0
PeakO | 0 | 0 | 0 | 0 | 0 | 0
ST | 0 | 0 | 0 | 0 | 0 | 0
STOG | 0 | 0 | 0 | 0 | 0 | 0
STWD | 0 | 0 | 0 | 0 | 0 | 0
WT | 0 | 0 | 0 | 0 | 0 | 0
IGCC | 0 | 0 | 0 | 0 | 0 | 0
DemandResponse | 0 | 0 | 0 | 0 | 0 | 0
IGCC-CCS | 0 | 0 | 0 | 0 | 0 | 0
WT_off | 0 | 0 | 0 | 0 | 0 | 0
PseudoUnit | 0 | 0 | 0 | 0 | 0 | 0
FixedInterchange | 0 | 0 | 0 | 0 | 0 | 0
Total Costs by Reporting Type: HQ_NEISO
ReportingType | 2015 | 2020 | 2025 | 2030 | 2035 | 2040
BM | 0 | 0 | 0 | 0 | 0 | 0
CC | 0 | 0 | 0 | 0 | 0 | 0
CSP | 0 | 0 | 0 | 0 | 0 | 0
CT | 0 | 0 | 0 | 0 | 0 | 0
Coal | 0 | 0 | 0 | 0 | 0 | 0
Geo | 0 | 0 | 0 | 0 | 0 | 0
H | 0 | 0 | 0 | 0 | 0 | 0
LFG | 0 | 0 | 0 | 0 | 0 | 0
Nuc | 0.01 | 0.01 | 0.01 | 0.01 | 0.01 | 0.01
PS | 0 | 0 | 0 | 0 | 0 | 0
PV | 0 | 0 | 0 | 0 | 0 | 0
PeakG | 0 | 0 | 0 | 0 | 0 | 0
PeakO | 0 | 0 | 0 | 0 | 0 | 0
ST | 0 | 0 | 0 | 0 | 0 | 0
STOG | 0 | 0 | 0 | 0 | 0 | 0
STWD | 0 | 0 | 0 | 0 | 0 | 0
WT | 0 | 0 | 0 | 0 | 0 | 0
IGCC | 0 | 0 | 0 | 0 | 0 | 0
DemandResponse | 0 | 0 | 0 | 0 | 0 | 0
IGCC-CCS | 0 | 0 | 0 | 0 | 0 | 0
WT_off | 0 | 0 | 0 | 0 | 0 | 0
PseudoUnit | 0 | 0 | 624.67 | 946.47 | 946.47 | 946.47
FixedInterchange | 0 | 0 | 0 | 0 | 0 | 0
Total Costs by Reporting Type: HQ_NY
ReportingType | 2015 | 2020 | 2025 | 2030 | 2035 | 2040
BM | 0 | 0 | 0 | 0 | 0 | 0
CC | 0 | 0 | 0 | 0 | 0 | 0
CSP | 0 | 0 | 0 | 0 | 0 | 0
CT | 0 | 0 | 0 | 0 | 0 | 0
Coal | 0 | 0 | 0 | 0 | 0 | 0
Geo | 0 | 0 | 0 | 0 | 0 | 0
H | 0 | 0 | 0 | 0 | 0 | 0
LFG | 0 | 0 | 0 | 0 | 0 | 0
Nuc | 0.01 | 0.01 | 0.01 | 0.01 | 0.01 | 0.01
PS | 0 | 0 | 0 | 0 | 0 | 0
PV | 0 | 0 | 0 | 0 | 0 | 0
PeakG | 0 | 0 | 0 | 0 | 0 | 0
PeakO | 0 | 0 | 0 | 0 | 0 | 0
ST | 0 | 0 | 0 | 0 | 0 | 0
STOG | 0 | 0 | 0 | 0 | 0 | 0
STWD | 0 | 0 | 0 | 0 | 0 | 0
WT | 0 | 0 | 0 | 0 | 0 | 0
IGCC | 0 | 0 | 0 | 0 | 0 | 0
DemandResponse | 0 | 0 | 0 | 0 | 0 | 0
IGCC-CCS | 0 | 0 | 0 | 0 | 0 | 0
WT_off | 0 | 0 | 0 | 0 | 0 | 0
PseudoUnit | 0 | 458.37 | 981.42 | 981.42 | 981.42 | 981.42
FixedInterchange | 0 | 0 | 0 | 0 | 0 | 0
Total Costs by Reporting Type: MARITIMES
ReportingType | 2015 | 2020 | 2025 | 2030 | 2035 | 2040
BM | 0 | 0 | 0 | 0 | 0 | 0
CC | 0 | 0 | 0 | 0 | 0 | 0
CSP | 0 | 0 | 0 | 0 | 0 | 0
CT | 0 | 0 | 0 | 0 | 0 | 0
Coal | 0 | 0 | 0 | 0 | 0 | 0
Geo | 0 | 0 | 0 | 0 | 0 | 0
H | 0 | 0 | 0 | 0 | 0 | 0
LFG | 0 | 0 | 0 | 0 | 0 | 0
Nuc | 0.01 | 0.01 | 0.01 | 0.01 | 0.01 | 0.01
PS | 0 | 0 | 0 | 0 | 0 | 0
PV | 0 | 0 | 0 | 0 | 0 | 0
PeakG | 0 | 0 | 0 | 0 | 0 | 0
PeakO | 0 | 0 | 0 | 0 | 0 | 0
ST | 0 | 0 | 0 | 0 | 0 | 0
STOG | 0 | 0 | 0 | 0 | 0 | 0
STWD | 0 | 0 | 0 | 0 | 0 | 0
WT | 0 | 0 | 0 | 0 | 0 | 0
IGCC | 0 | 0 | 0 | 0 | 0 | 0
DemandResponse | 0 | 0 | 0 | 0 | 0 | 0
IGCC-CCS | 0 | 0 | 0 | 0 | 0 | 0
WT_off | 0 | 0 | 0 | 0 | 0 | 0
PseudoUnit | 0 | 197.97 | 197.97 | 197.97 | 197.97 | 197.97
FixedInterchange | 0 | 0 | 0 | 0 | 0 | 0
Total Costs by Reporting Type: All
ReportingType | 2015 | 2020 | 2025 | 2030 | 2035 | 2040
BM | 845.17 | 1400.88 | 1884.61 | 3901.25 | 4146.79 | 4400.4
CC | 51135.39 | 56138.57 | 46793.67 | 42427.65 | 50700.2 | 50335.52
CSP | 0 | 0 | 0 | 0 | 0 | 0
CT | 991.6 | 1011.99 | 1456.13 | 2362.99 | 4133.69 | 5394.94
Coal | 92323.14 | 99018.97 | 106731.73 | 111594.56 | 139667.67 | 167282.76
Geo | 300.77 | 1552.68 | 4188.68 | 4180.43 | 4140.53 | 3229.91
H | 1511 | 1953.5 | 3055.12 | 4117.15 | 4219.56 | 4219.56
LFG | 556.66 | 1371.65 | 2253.35 | 2528.25 | 2484.76 | 1907.43
Nuc | 27257.76 | 31456.44 | 31434.53 | 32927.85 | 29492.71 | 39557.28
PS | 517.25 | 517.25 | 517.25 | 517.25 | 517.25 | 517.25
PV | 666.03 | 1747.31 | 2240.72 | 2353.83 | 1751.16 | 769.65
PeakG | 2132.76 | 3167.93 | 2410.85 | 2718.21 | 2902.14 | 2957.12
PeakO | 434.61 | 572.89 | 464.97 | 467.7 | 467.72 | 467.73
ST | 468.59 | 886.77 | 1032.36 | 1010.23 | 678.37 | 312.68
STOG | 2863.77 | 3394.12 | 2474.78 | 2370.14 | 2537.04 | 2609.47
STWD | 1107.81 | 1647.51 | 1782.7 | 2373.13 | 2455.94 | 2392.87
WT | 9401.77 | 26152.22 | 48014.69 | 71484.5 | 69482.77 | 59016.91
IGCC | 367.69 | 368.86 | 371.48 | 388.92 | 403.38 | 412.96
DemandResponse | 0 | 0 | 0 | 0 | 0 | 0
IGCC-CCS | 0 | 0 | 0 | 0 | 0 | 0
WT_off | 348.15 | 348.15 | 1031.02 | 1031.02 | 707.9 | 707.9
PseudoUnit | 0 | 656.34 | 1804.06 | 2125.86 | 2125.86 | 2125.86
FixedInterchange | 0 | 0 | 0 | 0 | 0 | 0
Total Costs by Reporting Type: EI_US
ReportingType | 2015 | 2020 | 2025 | 2030 | 2035 | 2040
BM | 573.62 | 1120.28 | 1611.65 | 1676.86 | 1830.15 | 1944.93
CC | 29425.14 | 32874.57 | 27927.86 | 24550.35 | 31041.48 | 31938.21
CSP | 0 | 0 | 0 | 0 | 0 | 0
CT | 788.49 | 808.88 | 1039.84 | 1588.82 | 3195.65 | 3790.4
Coal | 74951.27 | 79727.5 | 80447.69 | 80940.04 | 103743.18 | 126191.96
Geo | 3.95 | 3.95 | 3.95 | 3.95 | 3.95 | 3.95
H | 419.29 | 610.7 | 1198.15 | 1198.15 | 1198.15 | 1198.15
LFG | 459.31 | 675.3 | 1420.85 | 1684.72 | 1656.19 | 1504.32
Nuc | 21188.81 | 25019.35 | 24933.74 | 25344.22 | 19958.34 | 24608.05
PS | 401.94 | 401.94 | 401.94 | 401.94 | 401.94 | 401.94
PV | 41.24 | 1122.52 | 1615.93 | 1729.04 | 1745.39 | 763.88
PeakG | 1767.81 | 2654.86 | 2045.01 | 2315.35 | 2473.17 | 2529.32
PeakO | 419.34 | 553.54 | 449.27 | 451.89 | 451.9 | 451.91
ST | 0 | 0 | 0 | 0 | 0 | 0
STOG | 1456.14 | 1707.34 | 1089.18 | 1013.37 | 1169.78 | 1238.11
STWD | 721.99 | 1233.56 | 1158.99 | 1503.18 | 1484.16 | 1380.13
WT | 6833.59 | 18072.95 | 37328.51 | 58242.57 | 57467.07 | 51419.47
IGCC | 367.69 | 368.86 | 371.48 | 388.92 | 403.38 | 412.96
DemandResponse | 0 | 0 | 0 | 0 | 0 | 0
IGCC-CCS | 0 | 0 | 0 | 0 | 0 | 0
WT_off | 348.15 | 348.15 | 1031.02 | 1031.02 | 707.9 | 707.9
PseudoUnit | 0 | 656.34 | 1804.06 | 2125.86 | 2125.86 | 2125.86
FixedInterchange | 0 | 0 | 0 | 0 | 0 | 0
Total Costs by Reporting Type: EI_Canada
ReportingType | 2015 | 2020 | 2025 | 2030 | 2035 | 2040
BM | 177.6 | 177.6 | 177.6 | 177.6 | 178.55 | 188.69
CC | 367.54 | 359.02 | 344.48 | 304.87 | 405.72 | 675.76
CSP | 0 | 0 | 0 | 0 | 0 | 0
CT | 44.26 | 44.26 | 44.26 | 44.26 | 2.46 | 299.42
Coal | 256.46 | 403.98 | 56.89 | 0 | 0 | 0
Geo | 0 | 0 | 0 | 0 | 0 | 0
H | 216.06 | 467.15 | 981.32 | 1827.39 | 1929.8 | 1929.8
LFG | 19.32 | 19.32 | 19.32 | 19.32 | 14.43 | 14.43
Nuc | 2990.32 | 3007.74 | 3062.22 | 3080.31 | 2836.59 | 3030.73
PS | 2.92 | 2.92 | 2.92 | 2.92 | 2.92 | 2.92
PV | 558.01 | 558.01 | 558.01 | 558.01 | 0.44 | 0.44
PeakG | 21.55 | 23.55 | 23.55 | 23.55 | 26.76 | 26.76
PeakO | 0.75 | 0.75 | 0.87 | 0.98 | 0.98 | 0.98
ST | 0 | 0 | 0 | 0 | 0 | 0
STOG | 5.54 | 5.54 | 0 | 0 | 0 | 0
STWD | 4.45 | 4.45 | 4.45 | 5.44 | 10.26 | 51.22
WT | 868.55 | 868.55 | 868.55 | 868.55 | 120.93 | 120.93
IGCC | 0 | 0 | 0 | 0 | 0 | 0
DemandResponse | 0 | 0 | 0 | 0 | 0 | 0
IGCC-CCS | 0 | 0 | 0 | 0 | 0 | 0
WT_off | 0 | 0 | 0 | 0 | 0 | 0
PseudoUnit | 0 | 0 | 0 | 0 | 0 | 0
FixedInterchange | 0 | 0 | 0 | 0 | 0 | 0
Total Costs by Reporting Type: EI
ReportingType | 2015 | 2020 | 2025 | 2030 | 2035 | 2040
BM | 751.22 | 1297.88 | 1789.25 | 1854.46 | 2008.69 | 2133.62
CC | 29792.68 | 33233.59 | 28272.34 | 24855.21 | 31447.2 | 32613.97
CSP | 0 | 0 | 0 | 0 | 0 | 0
CT | 832.75 | 853.14 | 1084.1 | 1633.08 | 3198.11 | 4089.82
Coal | 75207.74 | 80131.48 | 80504.58 | 80940.04 | 103743.18 | 126191.96
Geo | 3.95 | 3.95 | 3.95 | 3.95 | 3.95 | 3.95
H | 635.35 | 1077.85 | 2179.47 | 3025.54 | 3127.95 | 3127.95
LFG | 478.63 | 694.62 | 1440.17 | 1704.04 | 1670.62 | 1518.75
Nuc | 24179.13 | 28027.09 | 27995.96 | 28424.52 | 22794.93 | 27638.77
PS | 404.86 | 404.86 | 404.86 | 404.86 | 404.86 | 404.86
PV | 599.25 | 1680.53 | 2173.94 | 2287.05 | 1745.83 | 764.32
PeakG | 1789.36 | 2678.41 | 2068.56 | 2338.9 | 2499.93 | 2556.08
PeakO | 420.09 | 554.29 | 450.13 | 452.87 | 452.88 | 452.89
ST | 0 | 0 | 0 | 0 | 0 | 0
STOG | 1461.67 | 1712.87 | 1089.18 | 1013.37 | 1169.78 | 1238.11
STWD | 726.44 | 1238.02 | 1163.44 | 1508.61 | 1494.41 | 1431.34
WT | 7702.14 | 18941.51 | 38197.06 | 59111.12 | 57588 | 51540.41
IGCC | 367.69 | 368.86 | 371.48 | 388.92 | 403.38 | 412.96
DemandResponse | 0 | 0 | 0 | 0 | 0 | 0
IGCC-CCS | 0 | 0 | 0 | 0 | 0 | 0
WT_off | 348.15 | 348.15 | 1031.02 | 1031.02 | 707.9 | 707.9
PseudoUnit | 0 | 656.34 | 1804.06 | 2125.86 | 2125.86 | 2125.86
FixedInterchange | 0 | 0 | 0 | 0 | 0 | 0
Total Costs by Reporting Type: Outside_EI
ReportingType | 2015 | 2020 | 2025 | 2030 | 2035 | 2040
BM | 93.95 | 102.99 | 95.36 | 2046.79 | 2138.09 | 2266.78
CC | 21342.7 | 22904.98 | 18521.34 | 17572.44 | 19253.01 | 17721.55
CSP | 0 | 0 | 0 | 0 | 0 | 0
CT | 158.85 | 158.85 | 372.03 | 729.91 | 935.58 | 1305.13
Coal | 17115.4 | 18887.5 | 26227.15 | 30654.51 | 35924.49 | 41090.8
Geo | 296.82 | 1548.72 | 4184.73 | 4176.48 | 4136.57 | 3225.95
H | 875.65 | 875.65 | 875.65 | 1091.61 | 1091.61 | 1091.61
LFG | 78.04 | 677.03 | 813.18 | 824.21 | 814.15 | 388.68
Nuc | 3078.63 | 3429.35 | 3438.57 | 4503.33 | 6697.78 | 11918.5
PS | 112.39 | 112.39 | 112.39 | 112.39 | 112.39 | 112.39
PV | 66.78 | 66.78 | 66.78 | 66.78 | 5.33 | 5.33
PeakG | 343.4 | 489.52 | 342.29 | 379.31 | 402.21 | 401.04
PeakO | 14.52 | 18.6 | 14.83 | 14.84 | 14.84 | 14.84
ST | 468.59 | 886.77 | 1032.36 | 1010.23 | 678.37 | 312.68
STOG | 1402.1 | 1681.25 | 1385.61 | 1356.77 | 1367.26 | 1371.37
STWD | 381.37 | 409.49 | 619.26 | 864.51 | 961.53 | 961.53
WT | 1699.62 | 7210.71 | 9817.63 | 12373.38 | 11894.77 | 7476.51
IGCC | 0 | 0 | 0 | 0 | 0 | 0
DemandResponse | 0 | 0 | 0 | 0 | 0 | 0
IGCC-CCS | 0 | 0 | 0 | 0 | 0 | 0
WT_off | 0 | 0 | 0 | 0 | 0 | 0
PseudoUnit | 0 | 0 | 0 | 0 | 0 | 0
FixedInterchange | 0 | 0 | 0 | 0 | 0 | 0
#15 A | 0: RPS Generation Compliance Payments ($)
RPS Program | 2015 | 2020 | 2025 | 2030 | 2035 | 2040
NEISO | 8.25 | 0 | 0 | 0 | 0 | 0
CA | 1660.56 | 654.88 | 0 | 0 | 0 | 0
NWPP | 0 | 0 | 0 | 0 | 0 | 0
PJM | 0 | 370.63 | 0 | 0 | 0 | 0
US_EI | 0 | 0 | 0 | 0 | 0 | 0
US_WECC | 0 | 0 | 0 | 0 | 0 | 0
US_ERCOT | 0 | 0 | 0 | 0 | 0 | 0
PJM_Solar | 376.75 | 0 | 0 | 0 | 0 | 0
MA_Solar | 161.44 | 0 | 0 | 0 | 0 | 0
NH_Solar | 10.87 | 0 | 0 | 0 | 0 | 0
MRETS_Solar | 0 | 0 | 0 | 0 | 0 | 0
AZNMSNV | 220.4 | 312.48 | 0 | 0 | 0 | 0
AZNMSNV_Solar | 62.75 | 0 | 0 | 0 | 0 | 0
MRETS | 0 | 0 | 0 | 0 | 0 | 0
MI | 53.19 | 0 | 0 | 0 | 0 | 0
Ohio | 0 | 0 | 0 | 0 | 0 | 0
Ohio_Solar | 57.11 | 0 | 0 | 0 | 0 | 0
MOKSOKNE | 238.89 | 0 | 0 | 0 | 0 | 0
MO_Solar | 30.08 | 0 | 0 | 0 | 0 | 0
NC | 762.51 | 0 | 0 | 0 | 0 | 0
NC_Solar | 25.78 | 0 | 0 | 0 | 0 | 0
CO | 24.14 | 0 | 0 | 0 | 0 | 0
CO_Solar | 185.43 | 0 | 0 | 0 | 0 | 0
NY | 6.9 | 0 | 0 | 0 | 0 | 0
TX | 0 | 0 | 0 | 0 | 0 | 0
#15 B | 0: RPS Capacity Compliance Payments ($)
RPS Program | 2015 | 2020 | 2025 | 2030 | 2035 | 2040
NEISO | 0 | 0 | 0 | 0 | 0 | 0
CA | 0 | 0 | 0 | 0 | 0 | 0
NWPP | 0 | 0 | 0 | 0 | 0 | 0
PJM | 0 | 0 | 0 | 0 | 0 | 0
US_EI | 0 | 0 | 0 | 0 | 0 | 0
US_WECC | 0 | 0 | 0 | 0 | 0 | 0
US_ERCOT | 0 | 0 | 0 | 0 | 0 | 0
PJM_Solar | 0 | 0 | 0 | 0 | 0 | 0
MA_Solar | 0 | 0 | 0 | 0 | 0 | 0
NH_Solar | 0 | 0 | 0 | 0 | 0 | 0
MRETS_Solar | 0 | 0 | 0 | 0 | 0 | 0
AZNMSNV | 0 | 0 | 0 | 0 | 0 | 0
AZNMSNV_Solar | 0 | 0 | 0 | 0 | 0 | 0
MRETS | 0 | 0 | 0 | 0 | 0 | 0
MI | 0 | 0 | 0 | 0 | 0 | 0
Ohio | 0 | 0 | 0 | 0 | 0 | 0
Ohio_Solar | 0 | 0 | 0 | 0 | 0 | 0
MOKSOKNE | 0 | 0 | 0 | 0 | 0 | 0
MO_Solar | 0 | 0 | 0 | 0 | 0 | 0
NC | 0 | 0 | 0 | 0 | 0 | 0
NC_Solar | 0 | 0 | 0 | 0 | 0 | 0
CO | 0 | 0 | 0 | 0 | 0 | 0
CO_Solar | 0 | 0 | 0 | 0 | 0 | 0
NY | 0 | 0 | 0 | 0 | 0 | 0
TX | 0 | 0 | 0 | 0 | 0 | 0
#16a | 0: Transmission Costs ($million) [excludes shadow cost]
Transmission Costs: Entergy
Cost | 2015 | 2020 | 2025 | 2030 | 2035 | 2040
a. Wheel Share | 30.85 | 39.58 | 102.65 | 157.38 | 154.08 | 153.86
b. Friction Share | 23.41 | 47.98 | 155.08 | 243.28 | 238.24 | 236.52
Transmission Costs: FRCC
Cost | 2015 | 2020 | 2025 | 2030 | 2035 | 2040
a. Wheel Share | 10.98 | 18.99 | 36.17 | 67.89 | 63.27 | 52.78
b. Friction Share | 10.98 | 18.99 | 36.17 | 67.89 | 63.27 | 52.78
Transmission Costs: MAPP_US
Cost | 2015 | 2020 | 2025 | 2030 | 2035 | 2040
a. Wheel Share | 26.09 | 18.28 | 16.71 | 31.58 | 47.31 | 41.2
b. Friction Share | 19.01 | 13.18 | 12.41 | 23.27 | 35.28 | 30.8
Transmission Costs: MISO_IN
Cost | 2015 | 2020 | 2025 | 2030 | 2035 | 2040
a. Wheel Share | 0.89 | 2.26 | 4.1 | 2.87 | 2.4 | 1.95
b. Friction Share | 0.7 | 1.62 | 3.59 | 4.99 | 3.3 | 1.73
Transmission Costs: MISO_MI
Cost | 2015 | 2020 | 2025 | 2030 | 2035 | 2040
a. Wheel Share | 2.55 | 8.38 | 8.53 | 5.49 | 18.76 | 16.93
b. Friction Share | 6.6 | 22.11 | 21.43 | 17.3 | 23.88 | 18.21
Transmission Costs: MISO_MO-IL
Cost | 2015 | 2020 | 2025 | 2030 | 2035 | 2040
a. Wheel Share | 25.18 | 12.82 | 5.02 | 54.27 | 61.08 | 56.45
b. Friction Share | 15.62 | 9.55 | 8.28 | 51.72 | 57.84 | 56.16
Transmission Costs: MISO_W
Cost | 2015 | 2020 | 2025 | 2030 | 2035 | 2040
a. Wheel Share | 27.24 | 4.99 | 67.13 | 159.59 | 183.61 | 172.18
b. Friction Share | 21.96 | 6.09 | 129.79 | 301.88 | 323.28 | 307.74
Transmission Costs: MISO_WUMS
Cost | 2015 | 2020 | 2025 | 2030 | 2035 | 2040
a. Wheel Share | 0 | 0 | 0 | 0 | 0 | 0
b. Friction Share | 0.24 | 0.51 | 2.68 | 7.94 | 2.38 | 2.83
Transmission Costs: Nebraska
Cost | 2015 | 2020 | 2025 | 2030 | 2035 | 2040
a. Wheel Share | 25.07 | 11.87 | 58.38 | 133.38 | 141.4 | 134.37
b. Friction Share | 19.16 | 10.97 | 86.56 | 200.56 | 211.82 | 201.54
Transmission Costs: NEISO
Cost | 2015 | 2020 | 2025 | 2030 | 2035 | 2040
a. Wheel Share | 0 | 0 | 0 | 0 | 0 | 0
b. Friction Share | 4.53 | 6.79 | 12.58 | 13.32 | 14 | 11.16
Transmission Costs: NonRTO_Midwest
Cost | 2015 | 2020 | 2025 | 2030 | 2035 | 2040
a. Wheel Share | 6.67 | 5.55 | 11.47 | 5.57 | 9.84 | 6.08
b. Friction Share | 10.22 | 6.81 | 14.73 | 5.74 | 13.39 | 7.27
Transmission Costs: NYISO_A-F
Cost | 2015 | 2020 | 2025 | 2030 | 2035 | 2040
a. Wheel Share | 22.9 | 19.9 | 19.54 | 21.08 | 13.6 | 2.9
b. Friction Share | 47 | 40.69 | 33.24 | 38.61 | 26.15 | 4.99
Transmission Costs: NYISO_G-I
Cost | 2015 | 2020 | 2025 | 2030 | 2035 | 2040
a. Wheel Share | 3.11 | 2.88 | 4.68 | 4.65 | 3.52 | 3.02
b. Friction Share | 4.55 | 4.31 | 8.65 | 9.94 | 8.09 | 4.53
Transmission Costs: NYISO_J-K
Cost | 2015 | 2020 | 2025 | 2030 | 2035 | 2040
a. Wheel Share | 2.38 | 2.15 | 3.03 | 3.8 | 2.53 | 2.31
b. Friction Share | 3.59 | 5.32 | 7.48 | 8.98 | 8.16 | 8.34
Transmission Costs: PJM_E
Cost | 2015 | 2020 | 2025 | 2030 | 2035 | 2040
a. Wheel Share | 5.49 | 5.03 | 7.71 | 8.45 | 6.06 | 5.32
b. Friction Share | 5.67 | 4.89 | 7.63 | 8.49 | 5.51 | 4.35
Transmission Costs: PJM_ROM
Cost | 2015 | 2020 | 2025 | 2030 | 2035 | 2040
a. Wheel Share | 8.51 | 7.65 | 12.93 | 11.46 | 7.46 | 2.4
b. Friction Share | 8.94 | 7.62 | 12.28 | 11.62 | 7.5 | 2.15
Transmission Costs: PJM_ROR
Cost | 2015 | 2020 | 2025 | 2030 | 2035 | 2040
a. Wheel Share | 44.43 | 25.89 | 44.86 | 59 | 32.22 | 28.94
b. Friction Share | 46.3 | 30.29 | 88.1 | 161.5 | 124.58 | 121.96
Transmission Costs: SOCO
Cost | 2015 | 2020 | 2025 | 2030 | 2035 | 2040
a. Wheel Share | 12.39 | 20.57 | 70.09 | 152.72 | 137.98 | 108.85
b. Friction Share | 12.97 | 21.25 | 96.34 | 188.38 | 168.48 | 135.56
Transmission Costs: SPP_N
Cost | 2015 | 2020 | 2025 | 2030 | 2035 | 2040
a. Wheel Share | 26.34 | 28.26 | 54.76 | 94.73 | 94.07 | 94.61
b. Friction Share | 22.88 | 42.07 | 82.71 | 142.74 | 141.65 | 142.57
Transmission Costs: SPP_S
Cost | 2015 | 2020 | 2025 | 2030 | 2035 | 2040
a. Wheel Share | 1.6 | 3.01 | 33.7 | 43.53 | 43.16 | 47.15
b. Friction Share | 2.56 | 4.75 | 50.63 | 65.41 | 64.86 | 70.85
Transmission Costs: TVA
Cost | 2015 | 2020 | 2025 | 2030 | 2035 | 2040
a. Wheel Share | 2.2 | 0.97 | 1.89 | 8.39 | 6.62 | 3.01
b. Friction Share | 2.77 | 1.23 | 2.39 | 10.52 | 8.34 | 3.82
Transmission Costs: TVA_Transmission
Cost | 2015 | 2020 | 2025 | 2030 | 2035 | 2040
a. Wheel Share | 8.09 | 4.22 | 13.85 | 117.09 | 116.13 | 88.01
b. Friction Share | 12.11 | 6.48 | 20.06 | 124.06 | 123.65 | 88.04
Transmission Costs: VACAR
Cost | 2015 | 2020 | 2025 | 2030 | 2035 | 2040
a. Wheel Share | 43.12 | 25.53 | 51.66 | 58.53 | 37.28 | 33.98
b. Friction Share | 43.24 | 25.59 | 62.99 | 62.72 | 39.25 | 37.39
Transmission Costs: IESO
Cost | 2015 | 2020 | 2025 | 2030 | 2035 | 2040
a. Wheel Share | 18.86 | 23.7 | 18.01 | 20.09 | 32.55 | 26.58
b. Friction Share | 47.17 | 59.27 | 45.05 | 41.46 | 41.63 | 19.85
Transmission Costs: MAPP_CA
Cost | 2015 | 2020 | 2025 | 2030 | 2035 | 2040
a. Wheel Share | 3.22 | 3.86 | 4 | 5.89 | 8.45 | 9.28
b. Friction Share | 5.32 | 6.77 | 6.37 | 3.99 | 5.62 | 6.08
Transmission Costs: AZ_NM_SNV_Coal
Cost | 2015 | 2020 | 2025 | 2030 | 2035 | 2040
a. Wheel Share | 21 | 23.31 | 65.18 | 124.75 | 149.74 | 159.47
b. Friction Share | 35.41 | 39.24 | 108.68 | 207.93 | 249.56 | 265.78
Transmission Costs: AZ_NM_SNV_Gas
Cost | 2015 | 2020 | 2025 | 2030 | 2035 | 2040
a. Wheel Share | 75.66 | 83.84 | 63.12 | 48.72 | 54.46 | 57.09
b. Friction Share | 126.4 | 140.02 | 105.22 | 81.2 | 90.77 | 95.14
Transmission Costs: AZ_NM_SNV_NucRenew
Cost | 2015 | 2020 | 2025 | 2030 | 2035 | 2040
a. Wheel Share | 37.85 | 41.63 | 84 | 91.29 | 91.98 | 92.04
b. Friction Share | 63.18 | 69.49 | 140.02 | 152.16 | 153.3 | 153.4
Transmission Costs: ERCOT
Cost | 2015 | 2020 | 2025 | 2030 | 2035 | 2040
a. Wheel Share | 1.58 | 2.98 | 6.33 | 6.62 | 6.53 | 6.53
b. Friction Share | 2.38 | 4.47 | 9.5 | 9.93 | 9.79 | 9.79
Transmission Costs: NP15
Cost | 2015 | 2020 | 2025 | 2030 | 2035 | 2040
a. Wheel Share | 35.83 | 11.11 | 20.43 | 17.92 | 16.62 | 31.6
b. Friction Share | 59.8 | 18.62 | 34.15 | 30.01 | 27.85 | 52.8
Transmission Costs: NWPP_Coal
Cost | 2015 | 2020 | 2025 | 2030 | 2035 | 2040
a. Wheel Share | 86.89 | 61.7 | 60.78 | 64.56 | 76.24 | 90.01
b. Friction Share | 146.06 | 104.09 | 102.63 | 108.94 | 128.44 | 151.59
Transmission Costs: NWPP_Gas
Cost | 2015 | 2020 | 2025 | 2030 | 2035 | 2040
a. Wheel Share | 0 | 0 | 0 | 0 | 0 | 0
b. Friction Share | 0.28 | 0.28 | 0.32 | 0.34 | 0.36 | 0.34
Transmission Costs: NWPP_NucRenew
Cost | 2015 | 2020 | 2025 | 2030 | 2035 | 2040
a. Wheel Share | 0 | 0 | 0 | 0 | 0 | 0
b. Friction Share | 0.96 | 0.98 | 1 | 1.01 | 1.01 | 1.23
Transmission Costs: RMPA
Cost | 2015 | 2020 | 2025 | 2030 | 2035 | 2040
a. Wheel Share | 4.65 | 12.53 | 15.36 | 21.18 | 20.24 | 19.61
b. Friction Share | 3.44 | 16.09 | 23.96 | 30.58 | 29.94 | 30.11
Transmission Costs: SP15
Cost | 2015 | 2020 | 2025 | 2030 | 2035 | 2040
a. Wheel Share | 179.63 | 187.97 | 235.97 | 278.45 | 302.93 | 316.95
b. Friction Share | 299.46 | 313.38 | 393.38 | 464.21 | 505.02 | 528.39
Transmission Costs: ALB
Cost | 2015 | 2020 | 2025 | 2030 | 2035 | 2040
a. Wheel Share | 0.89 | 0.02 | 1.55 | 1.73 | 0.19 | 3.32
b. Friction Share | 1.49 | 0.03 | 2.59 | 2.88 | 0.32 | 5.53
Transmission Costs: BC
Cost | 2015 | 2020 | 2025 | 2030 | 2035 | 2040
a. Wheel Share | 4.39 | 3.79 | 5.07 | 2.07 | 5.75 | 8.52
b. Friction Share | 7.31 | 6.32 | 8.46 | 3.46 | 9.58 | 14.2
Transmission Costs: HQ_IESO
Cost | 2015 | 2020 | 2025 | 2030 | 2035 | 2040
a. Wheel Share | 0 | 0 | 0 | 0 | 0 | 0
b. Friction Share | 0.01 | 0.01 | 0.01 | 0.01 | 0.01 | 0.01
Transmission Costs: HQ_NEISO
Cost | 2015 | 2020 | 2025 | 2030 | 2035 | 2040
a. Wheel Share | 0 | 0 | 0 | 0 | 0 | 0
b. Friction Share | 0.11 | 0.11 | 0.16 | 0.19 | 0.19 | 0.19
Transmission Costs: HQ_NY
Cost | 2015 | 2020 | 2025 | 2030 | 2035 | 2040
a. Wheel Share | 0 | 0 | 0 | 0 | 0 | 0
b. Friction Share | 0.03 | 0.07 | 0.12 | 0.12 | 0.12 | 0.12
Transmission Costs: MARITIMES
Cost | 2015 | 2020 | 2025 | 2030 | 2035 | 2040
a. Wheel Share | 0 | 0 | 0 | 0 | 0 | 0
b. Friction Share | 0.05 | 0.07 | 0.07 | 0.07 | 0.07 | 0.07
Transmission Costs: All
Cost | 2015 | 2020 | 2025 | 2030 | 2035 | 2040
a. Wheel Share | 806.52 | 725.21 | 1208.66 | 1884.71 | 1948.07 | 1877.26
b. Friction Share | 1143.93 | 1118.43 | 1937.48 | 2909.35 | 2966.48 | 2885.89
Transmission Costs: EI_US
Cost | 2015 | 2020 | 2025 | 2030 | 2035 | 2040
a. Wheel Share | 336.07 | 268.77 | 628.84 | 1201.45 | 1182.4 | 1056.28
b. Friction Share | 345.24 | 339.36 | 956.16 | 1771.26 | 1713.28 | 1551.66
Transmission Costs: EI_Canada
Cost | 2015 | 2020 | 2025 | 2030 | 2035 | 2040
a. Wheel Share | 22.09 | 27.56 | 22.01 | 25.97 | 41 | 35.85
b. Friction Share | 52.5 | 66.06 | 51.43 | 45.46 | 47.26 | 25.95
Transmission Costs: EI
Cost | 2015 | 2020 | 2025 | 2030 | 2035 | 2040
a. Wheel Share | 358.16 | 296.33 | 650.85 | 1227.43 | 1223.39 | 1092.14
b. Friction Share | 397.74 | 405.42 | 1007.59 | 1816.72 | 1760.54 | 1577.6
Transmission Costs: Outside_EI
Cost | 2015 | 2020 | 2025 | 2030 | 2035 | 2040
a. Wheel Share | 448.36 | 428.89 | 557.81 | 657.28 | 724.68 | 785.13
b. Friction Share | 746.19 | 713.02 | 929.89 | 1092.64 | 1205.94 | 1308.29

## Capacity
#1 | New Build Capacity (MW)
New Build Capacity by Reporting Type: Entergy
ReportingType | 2015 | 2020 | 2025 | 2030 | 2035 | 2040
BM | 0 | 0 | 0 | 0 | 0 | 0
CC | 0 | 0 | 0 | 0 | 0 | 0
CSP | 0 | 0 | 0 | 0 | 0 | 0
CT | 0 | 0 | 0 | 237.01 | 161.15 | 1625.67
Coal | 720 | 0 | 0 | 0 | 0 | 0
Geo | 0 | 0 | 0 | 0 | 0 | 0
H | 0 | 0 | 0 | 0 | 0 | 0
LFG | 0 | 0 | 0 | 107.4 | 0 | 0
Nuc | 170 | 0 | 0 | 0 | 0 | 0
PS | 0 | 0 | 0 | 0 | 0 | 0
PV | 0.28 | 65.04 | 35.47 | 3.41 | 3.82 | 2.61
PeakG | 0 | 0 | 0 | 0 | 0 | 0
PeakO | 0 | 0 | 0 | 0 | 0 | 0
ST | 0 | 0 | 0 | 0 | 0 | 0
STOG | 0 | 0 | 0 | 0 | 0 | 0
STWD | 0 | 0 | 0 | 0 | 0 | 0
WT | 0 | 0 | 0 | 0 | 0 | 100
IGCC | 0 | 0 | 0 | 0 | 0 | 0
DemandResponse | 0 | 0 | 0 | 0 | 0 | 0
IGCC-CCS | 0 | 0 | 0 | 0 | 0 | 0
WT_off | 0 | 0 | 0 | 0 | 0 | 0
PseudoUnit | 0 | 0 | 0 | 0 | 0 | 0
FixedInterchange | 0 | 0 | 0 | 0 | 0 | 0
New Build Capacity by Reporting Type: FRCC
ReportingType | 2015 | 2020 | 2025 | 2030 | 2035 | 2040
BM | 0 | 0 | 0 | 0 | 0 | 0
CC | 1957.52 | 3155.31 | 0 | 0 | 0 | 0
CSP | 0 | 0 | 0 | 0 | 0 | 0
CT | 2480 | 0 | 0 | 0 | 0 | 0
Coal | 0 | 0 | 3628.53 | 885.23 | 11562.78 | 5285.66
Geo | 0 | 0 | 0 | 0 | 0 | 0
H | 0 | 0 | 0 | 0 | 0 | 0
LFG | 0 | 0 | 198 | 0 | 0 | 0
Nuc | 229.33 | 0 | 0 | 0 | 0 | 0
PS | 0 | 0 | 0 | 0 | 0 | 0
PV | 0 | 0 | 0 | 0 | 0 | 0
PeakG | 0 | 0 | 0 | 0 | 0 | 0
PeakO | 0 | 0 | 0 | 0 | 0 | 0
ST | 0 | 0 | 0 | 0 | 0 | 0
STOG | 0 | 0 | 0 | 0 | 0 | 0
STWD | 0 | 0 | 0 | 0 | 0 | 0
WT | 0 | 0 | 0 | 0 | 0 | 0
IGCC | 0 | 0 | 0 | 0 | 0 | 0
DemandResponse | 0 | 0 | 0 | 0 | 0 | 0
IGCC-CCS | 0 | 0 | 0 | 0 | 0 | 0
WT_off | 0 | 0 | 0 | 0 | 0 | 0
PseudoUnit | 0 | 0 | 0 | 0 | 0 | 0
FixedInterchange | 0 | 0 | 0 | 0 | 0 | 0
New Build Capacity by Reporting Type: MAPP_US
ReportingType | 2015 | 2020 | 2025 | 2030 | 2035 | 2040
BM | 0 | 0 | 0 | 0 | 0 | 0
CC | 0 | 0 | 0 | 0 | 0 | 0
CSP | 0 | 0 | 0 | 0 | 0 | 0
CT | 308.3 | 0 | 0 | 0 | 370.87 | 480.81
Coal | 0 | 0 | 0 | 0 | 0 | 0
Geo | 0 | 0 | 0 | 0 | 0 | 0
H | 0 | 0 | 0 | 0 | 0 | 0
LFG | 0 | 0 | 0 | 71.67 | 0 | 0
Nuc | 0 | 0 | 0 | 0 | 0 | 0
PS | 0 | 0 | 0 | 0 | 0 | 0
PV | 0 | 0 | 0 | 0 | 0 | 0
PeakG | 0 | 0 | 0 | 0 | 0 | 0
PeakO | 0 | 0 | 0 | 0 | 0 | 0
ST | 0 | 0 | 0 | 0 | 0 | 0
STOG | 0 | 0 | 0 | 0 | 0 | 0
STWD | 0 | 0 | 0 | 0 | 0 | 0
WT | 421.3 | 188.99 | 0 | 3280.17 | 3351.63 | 0
IGCC | 0 | 0 | 0 | 0 | 0 | 0
DemandResponse | 0 | 0 | 0 | 0 | 0 | 0
IGCC-CCS | 0 | 0 | 0 | 0 | 0 | 0
WT_off | 0 | 0 | 0 | 0 | 0 | 0
PseudoUnit | 0 | 0 | 0 | 0 | 0 | 0
FixedInterchange | 0 | 0 | 0 | 0 | 0 | 0
New Build Capacity by Reporting Type: MISO_IN
ReportingType | 2015 | 2020 | 2025 | 2030 | 2035 | 2040
BM | 0 | 0 | 0 | 0 | 0 | 0
CC | 0 | 0 | 0 | 0 | 0 | 0
CSP | 0 | 0 | 0 | 0 | 0 | 0
CT | 0 | 0 | 0 | 0 | 0 | 0
Coal | 0 | 0 | 0 | 0 | 0 | 0
Geo | 0 | 0 | 0 | 0 | 0 | 0
H | 0 | 0 | 0 | 0 | 0 | 0
LFG | 0 | 0 | 80.12 | 0 | 0 | 0
Nuc | 0 | 0 | 0 | 0 | 0 | 0
PS | 0 | 0 | 0 | 0 | 0 | 0
PV | 0 | 235.95 | 147.21 | 0 | 11.63 | 13.48
PeakG | 0 | 0 | 0 | 0 | 0 | 0
PeakO | 0 | 0 | 0 | 0 | 0 | 0
ST | 0 | 0 | 0 | 0 | 0 | 0
STOG | 0 | 0 | 0 | 0 | 0 | 0
STWD | 0 | 0 | 0 | 0 | 0 | 0
WT | 0 | 0 | 0 | 0 | 0 | 0
IGCC | 618 | 0 | 0 | 0 | 0 | 0
DemandResponse | 0 | 0 | 0 | 0 | 0 | 0
IGCC-CCS | 0 | 0 | 0 | 0 | 0 | 0
WT_off | 0 | 0 | 0 | 0 | 0 | 0
PseudoUnit | 0 | 0 | 0 | 0 | 0 | 0
FixedInterchange | 0 | 0 | 0 | 0 | 0 | 0
New Build Capacity by Reporting Type: MISO_MI
ReportingType | 2015 | 2020 | 2025 | 2030 | 2035 | 2040
BM | 0 | 0 | 0 | 0 | 0 | 0
CC | 0 | 0 | 0 | 0 | 0 | 0
CSP | 0 | 0 | 0 | 0 | 0 | 0
CT | 0 | 0 | 0 | 0 | 0 | 0
Coal | 0 | 0 | 0 | 0 | 0 | 0
Geo | 0 | 0 | 0 | 0 | 0 | 0
H | 0 | 0 | 0 | 0 | 0 | 0
LFG | 0 | 21.97 | 138.28 | 0 | 0 | 0
Nuc | 0 | 0 | 0 | 0 | 0 | 0
PS | 0 | 0 | 0 | 0 | 0 | 0
PV | 0 | 0 | 0 | 0 | 0 | 0
PeakG | 0 | 0 | 0 | 0 | 0 | 0
PeakO | 0 | 0 | 0 | 0 | 0 | 0
ST | 0 | 0 | 0 | 0 | 0 | 0
STOG | 0 | 0 | 0 | 0 | 0 | 0
STWD | 0 | 0 | 0 | 0 | 0 | 0
WT | 2000 | 426.77 | 0 | 116.63 | 56.6 | 164.51
IGCC | 0 | 0 | 0 | 0 | 0 | 0
DemandResponse | 0 | 0 | 0 | 0 | 0 | 0
IGCC-CCS | 0 | 0 | 0 | 0 | 0 | 0
WT_off | 0 | 0 | 0 | 0 | 0 | 0
PseudoUnit | 0 | 0 | 0 | 0 | 0 | 0
FixedInterchange | 0 | 0 | 0 | 0 | 0 | 0
New Build Capacity by Reporting Type: MISO_MO-IL
ReportingType | 2015 | 2020 | 2025 | 2030 | 2035 | 2040
BM | 0 | 0 | 0 | 0 | 0 | 0
CC | 0 | 0 | 0 | 0 | 0 | 0
CSP | 0 | 0 | 0 | 0 | 0 | 0
CT | 0 | 0 | 0 | 0 | 0 | 0
Coal | 1790 | 0 | 0 | 0 | 0 | 0
Geo | 0 | 0 | 0 | 0 | 0 | 0
H | 0 | 22.83 | 257.17 | 0 | 0 | 0
LFG | 0 | 0 | 37.43 | 185.9 | 0 | 0
Nuc | 0 | 0 | 0 | 0 | 0 | 0
PS | 0 | 0 | 0 | 0 | 0 | 0
PV | 0 | 0 | 0 | 0 | 0 | 0
PeakG | 0 | 0 | 0 | 0 | 0 | 0
PeakO | 0 | 0 | 0 | 0 | 0 | 0
ST | 0 | 0 | 0 | 0 | 0 | 0
STOG | 0 | 0 | 0 | 0 | 0 | 0
STWD | 0 | 0 | 0 | 0 | 0 | 0
WT | 300 | 0 | 0 | 3057.03 | 0 | 1306.47
IGCC | 0 | 0 | 0 | 0 | 0 | 0
DemandResponse | 0 | 0 | 0 | 0 | 0 | 0
IGCC-CCS | 0 | 0 | 0 | 0 | 0 | 0
WT_off | 0 | 0 | 0 | 0 | 0 | 0
PseudoUnit | 0 | 0 | 0 | 0 | 0 | 0
FixedInterchange | 0 | 0 | 0 | 0 | 0 | 0
New Build Capacity by Reporting Type: MISO_W
ReportingType | 2015 | 2020 | 2025 | 2030 | 2035 | 2040
BM | 0 | 0 | 0 | 0 | 0 | 0
CC | 0 | 0 | 0 | 0 | 0 | 0
CSP | 0 | 0 | 0 | 0 | 0 | 0
CT | 0 | 0 | 0 | 0 | 0 | 0
Coal | 0 | 0 | 0 | 0 | 1336.08 | 3893.11
Geo | 0 | 0 | 0 | 0 | 0 | 0
H | 0 | 0 | 0 | 0 | 0 | 0
LFG | 0 | 0 | 71.67 | 0 | 0 | 0
Nuc | 94.33 | 0 | 0 | 0 | 0 | 0
PS | 0 | 0 | 0 | 0 | 0 | 0
PV | 0 | 0 | 0 | 0 | 0 | 0
PeakG | 0 | 0 | 0 | 0 | 0 | 0
PeakO | 0 | 0 | 0 | 0 | 0 | 0
ST | 0 | 0 | 0 | 0 | 0 | 0
STOG | 0 | 0 | 0 | 0 | 0 | 0
STWD | 0 | 0 | 0 | 0 | 0 | 0
WT | 2800.5 | 1283.81 | 3980.59 | 9849.44 | 0 | 0
IGCC | 0 | 0 | 0 | 0 | 0 | 0
DemandResponse | 0 | 0 | 0 | 0 | 0 | 0
IGCC-CCS | 0 | 0 | 0 | 0 | 0 | 0
WT_off | 0 | 0 | 0 | 0 | 0 | 0
PseudoUnit | 0 | 0 | 0 | 0 | 0 | 0
FixedInterchange | 0 | 0 | 0 | 0 | 0 | 0
New Build Capacity by Reporting Type: MISO_WUMS
ReportingType | 2015 | 2020 | 2025 | 2030 | 2035 | 2040
BM | 0 | 0 | 0 | 0 | 0 | 0
CC | 0 | 0 | 0 | 0 | 0 | 0
CSP | 0 | 0 | 0 | 0 | 0 | 0
CT | 0 | 0 | 2208.62 | 5421.45 | 9840.81 | 0
Coal | 615 | 0 | 0 | 0 | 0 | 0
Geo | 0 | 0 | 0 | 0 | 0 | 0
H | 0 | 1 | 0 | 0 | 0 | 0
LFG | 0 | 0 | 223.33 | 0 | 0 | 0
Nuc | 235 | 0 | 0 | 0 | 0 | 0
PS | 0 | 0 | 0 | 0 | 0 | 0
PV | 0 | 0 | 0 | 0 | 0 | 0
PeakG | 0 | 0 | 0 | 0 | 0 | 0
PeakO | 0 | 0 | 0 | 0 | 0 | 0
ST | 0 | 0 | 0 | 0 | 0 | 0
STOG | 0 | 0 | 0 | 0 | 0 | 0
STWD | 0 | 0 | 0 | 0 | 0 | 0
WT | 968.9 | 0 | 0 | 0 | 30.8 | 0
IGCC | 0 | 0 | 0 | 0 | 0 | 0
DemandResponse | 0 | 0 | 0 | 0 | 0 | 0
IGCC-CCS | 0 | 0 | 0 | 0 | 0 | 0
WT_off | 0 | 0 | 0 | 0 | 0 | 0
PseudoUnit | 0 | 0 | 0 | 0 | 0 | 0
FixedInterchange | 0 | 0 | 0 | 0 | 0 | 0
New Build Capacity by Reporting Type: Nebraska
ReportingType | 2015 | 2020 | 2025 | 2030 | 2035 | 2040
BM | 0 | 0 | 0 | 0 | 0 | 0
CC | 0 | 0 | 0 | 0 | 0 | 0
CSP | 0 | 0 | 0 | 0 | 0 | 0
CT | 0 | 0 | 0 | 0 | 0 | 0
Coal | 232.1 | 0 | 0 | 0 | 0 | 0
Geo | 0 | 0 | 0 | 0 | 0 | 0
H | 0 | 0 | 0 | 0 | 0 | 0
LFG | 0 | 0 | 0 | 71.67 | 0 | 0
Nuc | 0 | 0 | 0 | 0 | 0 | 0
PS | 0 | 0 | 0 | 0 | 0 | 0
PV | 0 | 0 | 0 | 0 | 0 | 0
PeakG | 0 | 0 | 0 | 0 | 0 | 0
PeakO | 0 | 0 | 0 | 0 | 0 | 0
ST | 0 | 0 | 0 | 0 | 0 | 0
STOG | 0 | 0 | 0 | 0 | 0 | 0
STWD | 0 | 0 | 0 | 0 | 0 | 0
WT | 202 | 20476.99 | 18506.13 | 26288.16 | 591.31 | 0
IGCC | 0 | 0 | 0 | 0 | 0 | 0
DemandResponse | 0 | 0 | 0 | 0 | 0 | 0
IGCC-CCS | 0 | 0 | 0 | 0 | 0 | 0
WT_off | 0 | 0 | 0 | 0 | 0 | 0
PseudoUnit | 0 | 0 | 0 | 0 | 0 | 0
FixedInterchange | 0 | 0 | 0 | 0 | 0 | 0
New Build Capacity by Reporting Type: NEISO
ReportingType | 2015 | 2020 | 2025 | 2030 | 2035 | 2040
BM | 252.2 | 0 | 0 | 0 | 0 | 0
CC | 2049.5 | 0 | 0 | 0 | 0 | 0
CSP | 0 | 0 | 0 | 0 | 0 | 0
CT | 334 | 0 | 0 | 0 | 0 | 0
Coal | 0 | 0 | 0 | 0 | 0 | 0
Geo | 0 | 0 | 0 | 0 | 0 | 0
H | 0 | 3 | 0 | 0 | 0 | 0
LFG | 49.26 | 0 | 69.74 | 0 | 0 | 0
Nuc | 0 | 0 | 0 | 0 | 0 | 0
PS | 0 | 0 | 0 | 0 | 0 | 0
PV | 0 | 323.36 | 1.49 | 0 | 0 | 0.05
PeakG | 0 | 0 | 0 | 0 | 0 | 0
PeakO | 0 | 0 | 0 | 0 | 0 | 0
ST | 0 | 0 | 0 | 0 | 0 | 0
STOG | 0 | 0 | 0 | 0 | 0 | 0
STWD | 0 | 0 | 0 | 0 | 0 | 0
WT | 231.2 | 1465.05 | 2041.46 | 1542.29 | 0 | 0
IGCC | 0 | 0 | 0 | 0 | 0 | 0
DemandResponse | 0 | 0 | 0 | 0 | 0 | 0
IGCC-CCS | 0 | 0 | 0 | 0 | 0 | 0
WT_off | 468 | 0 | 0 | 0 | 0 | 0
PseudoUnit | 0 | 0 | 0 | 0 | 0 | 0
FixedInterchange | 0 | 0 | 0 | 0 | 0 | 0
New Build Capacity by Reporting Type: NonRTO_Midwest
ReportingType | 2015 | 2020 | 2025 | 2030 | 2035 | 2040
BM | 0 | 0 | 0 | 0 | 0 | 0
CC | 0 | 0 | 0 | 0 | 0 | 139.05
CSP | 0 | 0 | 0 | 0 | 0 | 0
CT | 0 | 0 | 0 | 0 | 0.01 | 112.1
Coal | 0 | 0 | 0 | 0 | 0 | 0
Geo | 0 | 0 | 0 | 0 | 0 | 0
H | 0 | 0 | 746 | 0 | 0 | 0
LFG | 0 | 0 | 160.25 | 0 | 0 | 0
Nuc | 0 | 0 | 0 | 0 | 0 | 0
PS | 0 | 0 | 0 | 0 | 0 | 0
PV | 0 | 0 | 0 | 0 | 0 | 0
PeakG | 0 | 0 | 0 | 0 | 0 | 0
PeakO | 0 | 0 | 0 | 0 | 0 | 0
ST | 0 | 0 | 0 | 0 | 0 | 0
STOG | 0 | 0 | 0 | 0 | 0 | 0
STWD | 0 | 0 | 0 | 0 | 0 | 0
WT | 0 | 0 | 0 | 0 | 0 | 0
IGCC | 0 | 0 | 0 | 0 | 0 | 0
DemandResponse | 0 | 0 | 0 | 0 | 0 | 0
IGCC-CCS | 0 | 0 | 0 | 0 | 0 | 0
WT_off | 0 | 0 | 0 | 0 | 0 | 0
PseudoUnit | 0 | 0 | 0 | 0 | 0 | 0
FixedInterchange | 0 | 0 | 0 | 0 | 0 | 0
New Build Capacity by Reporting Type: NYISO_A-F
ReportingType | 2015 | 2020 | 2025 | 2030 | 2035 | 2040
BM | 0 | 0 | 0 | 0 | 0 | 0
CC | 639 | 0 | 0 | 0 | 0 | 0
CSP | 0 | 0 | 0 | 0 | 0 | 0
CT | 0 | 0 | 0 | 0 | 0 | 0
Coal | 0 | 0 | 0 | 0 | 0 | 0
Geo | 0 | 0 | 0 | 0 | 0 | 0
H | 0 | 0 | 0 | 0 | 0 | 0
LFG | 6.4 | 0 | 0 | 67.93 | 0 | 0
Nuc | 168 | 0 | 0 | 0 | 0 | 0
PS | 0 | 0 | 0 | 0 | 0 | 0
PV | 0 | 0 | 0 | 0 | 0 | 0
PeakG | 0 | 0 | 0 | 0 | 0 | 0
PeakO | 0 | 0 | 0 | 0 | 0 | 0
ST | 0 | 0 | 0 | 0 | 0 | 0
STOG | 0 | 0 | 0 | 0 | 0 | 0
STWD | 0 | 0 | 0 | 0 | 0 | 0
WT | 2476.3 | 517.8 | 0 | 192 | 0 | 6862.26
IGCC | 0 | 0 | 0 | 0 | 0 | 0
DemandResponse | 0 | 0 | 0 | 0 | 0 | 0
IGCC-CCS | 0 | 0 | 0 | 0 | 0 | 0
WT_off | 0 | 0 | 0 | 0 | 0 | 0
PseudoUnit | 0 | 0 | 0 | 0 | 0 | 0
FixedInterchange | 0 | 0 | 0 | 0 | 0 | 0
New Build Capacity by Reporting Type: NYISO_G-I
ReportingType | 2015 | 2020 | 2025 | 2030 | 2035 | 2040
BM | 0 | 0 | 0 | 0 | 0 | 0
CC | 0 | 0 | 0 | 0 | 1856.72 | 2168.14
CSP | 0 | 0 | 0 | 0 | 0 | 0
CT | 0 | 0 | 0 | 0 | 0 | 0
Coal | 0 | 0 | 0 | 0 | 0 | 0
Geo | 0 | 0 | 0 | 0 | 0 | 0
H | 0 | 0 | 0 | 0 | 0 | 0
LFG | 0 | 0 | 74.33 | 0 | 0 | 0
Nuc | 0 | 0 | 0 | 0 | 0 | 0
PS | 0 | 0 | 0 | 0 | 0 | 0
PV | 0 | 0 | 0 | 0 | 0 | 0
PeakG | 0 | 0 | 0 | 0 | 0 | 0
PeakO | 0 | 0 | 0 | 0 | 0 | 0
ST | 0 | 0 | 0 | 0 | 0 | 0
STOG | 0 | 0 | 0 | 0 | 0 | 0
STWD | 0 | 0 | 0 | 0 | 0 | 0
WT | 0 | 60 | 0 | 300 | 0 | 0
IGCC | 0 | 0 | 0 | 0 | 0 | 0
DemandResponse | 0 | 0 | 0 | 0 | 0 | 0
IGCC-CCS | 0 | 0 | 0 | 0 | 0 | 0
WT_off | 0 | 0 | 0 | 0 | 0 | 0
PseudoUnit | 0 | 0 | 0 | 0 | 0 | 0
FixedInterchange | 0 | 0 | 0 | 0 | 0 | 0
New Build Capacity by Reporting Type: NYISO_J-K
ReportingType | 2015 | 2020 | 2025 | 2030 | 2035 | 2040
BM | 0 | 0 | 0 | 0 | 0 | 0
CC | 1175.4 | 0 | 0 | 0 | 0 | 56.32
CSP | 0 | 0 | 0 | 0 | 0 | 0
CT | 0 | 0 | 0 | 415.91 | 1319.86 | 271.01
Coal | 0 | 0 | 0 | 0 | 0 | 0
Geo | 0 | 0 | 0 | 0 | 0 | 0
H | 0 | 0 | 0 | 0 | 0 | 0
LFG | 0 | 0 | 74.33 | 0 | 0 | 0
Nuc | 0 | 0 | 0 | 0 | 0 | 0
PS | 0 | 0 | 0 | 0 | 0 | 0
PV | 32 | 0 | 0 | 0 | 0 | 0
PeakG | 0 | 0 | 0 | 0 | 0 | 0
PeakO | 0 | 0 | 0 | 0 | 0 | 0
ST | 0 | 0 | 0 | 0 | 0 | 0
STOG | 0 | 0 | 0 | 0 | 0 | 0
STWD | 0 | 0 | 0 | 0 | 0 | 0
WT | 0 | 0 | 0 | 0 | 0 | 0
IGCC | 0 | 0 | 0 | 0 | 0 | 0
DemandResponse | 0 | 0 | 0 | 0 | 0 | 0
IGCC-CCS | 0 | 0 | 0 | 0 | 0 | 0
WT_off | 0 | 0 | 0 | 0 | 0 | 0
PseudoUnit | 0 | 0 | 0 | 0 | 0 | 0
FixedInterchange | 0 | 0 | 0 | 0 | 0 | 0
New Build Capacity by Reporting Type: PJM_E
ReportingType | 2015 | 2020 | 2025 | 2030 | 2035 | 2040
BM | 30 | 0 | 0 | 0 | 0 | 0
CC | 4634.3 | 0 | 0 | 0 | 0 | 0
CSP | 0 | 0 | 0 | 0 | 0 | 0
CT | 26.2 | 0 | 0 | 0 | 2389.21 | 2397.92
Coal | 27 | 0 | 0 | 0 | 0 | 0
Geo | 0 | 0 | 0 | 0 | 0 | 0
H | 0 | 0 | 0 | 0 | 0 | 0
LFG | 9.1 | 132.9 | 0 | 0 | 0 | 0
Nuc | 38 | 0 | 0 | 0 | 0 | 0
PS | 0 | 0 | 0 | 0 | 0 | 0
PV | 25.45 | 0 | 0 | 0 | 0 | 0
PeakG | 0 | 0 | 0 | 0 | 0 | 0
PeakO | 0 | 0 | 0 | 0 | 0 | 0
ST | 0 | 0 | 0 | 0 | 0 | 0
STOG | 0 | 0 | 0 | 0 | 0 | 0
STWD | 0 | 0 | 0 | 0 | 0 | 0
WT | 1150 | 0 | 0 | 0 | 0 | 0
IGCC | 0 | 0 | 0 | 0 | 0 | 0
DemandResponse | 0 | 0 | 0 | 0 | 0 | 0
IGCC-CCS | 0 | 0 | 0 | 0 | 0 | 0
WT_off | 0 | 0 | 1100 | 0 | 0 | 0
PseudoUnit | 0 | 0 | 0 | 0 | 0 | 0
FixedInterchange | 0 | 0 | 0 | 0 | 0 | 0
New Build Capacity by Reporting Type: PJM_ROM
ReportingType | 2015 | 2020 | 2025 | 2030 | 2035 | 2040
BM | 18 | 0 | 0 | 0 | 0 | 0
CC | 1678.5 | 0 | 0 | 0 | 0 | 1635.44
CSP | 0 | 0 | 0 | 0 | 0 | 0
CT | 16 | 0 | 0 | 0 | 0 | 0
Coal | 32.5 | 0 | 0 | 0 | 0 | 0
Geo | 0 | 0 | 0 | 0 | 0 | 0
H | 0 | 0 | 678 | 0 | 0 | 0
LFG | 18.9 | 265.1 | 0 | 0 | 0 | 0
Nuc | 0 | 0 | 0 | 0 | 0 | 0
PS | 0 | 0 | 0 | 0 | 0 | 0
PV | 0 | 1409.56 | 888.64 | 240.74 | 95.25 | 113.93
PeakG | 0 | 0 | 0 | 0 | 0 | 0
PeakO | 0 | 0 | 0 | 0 | 0 | 0
ST | 0 | 0 | 0 | 0 | 0 | 0
STOG | 0 | 0 | 0 | 0 | 0 | 0
STWD | 0 | 0 | 0 | 0 | 0 | 0
WT | 479.8 | 750.2 | 5810 | 0 | 0 | 0
IGCC | 0 | 0 | 0 | 0 | 0 | 0
DemandResponse | 0 | 0 | 0 | 0 | 0 | 0
IGCC-CCS | 0 | 0 | 0 | 0 | 0 | 0
WT_off | 0 | 0 | 0 | 0 | 0 | 0
PseudoUnit | 0 | 0 | 0 | 0 | 0 | 0
FixedInterchange | 0 | 0 | 0 | 0 | 0 | 0
New Build Capacity by Reporting Type: PJM_ROR
ReportingType | 2015 | 2020 | 2025 | 2030 | 2035 | 2040
BM | 385 | 0 | 0 | 0 | 0 | 0
CC | 3077 | 120 | 0 | 0 | 0 | 0
CSP | 0 | 0 | 0 | 0 | 0 | 0
CT | 29 | 0 | 0 | 0 | 8959.82 | 0
Coal | 2164 | 0 | 0 | 0 | 2586.82 | 9009.34
Geo | 0 | 0 | 0 | 0 | 0 | 0
H | 0 | 503 | 0 | 0 | 0 | 0
LFG | 57.4 | 0 | 513.71 | 0 | 0 | 0
Nuc | 38 | 0 | 0 | 0 | 0 | 0
PS | 0 | 0 | 0 | 0 | 0 | 0
PV | 0 | 0 | 0 | 0 | 0 | 0
PeakG | 0 | 0 | 0 | 0 | 0 | 0
PeakO | 0 | 0 | 0 | 0 | 0 | 0
ST | 0 | 0 | 0 | 0 | 0 | 0
STOG | 0 | 0 | 0 | 0 | 0 | 0
STWD | 0 | 0 | 0 | 0 | 0 | 0
WT | 8325.7 | 191.7 | 0 | 1764.29 | 2075.12 | 2436.26
IGCC | 0 | 0 | 0 | 0 | 0 | 0
DemandResponse | 0 | 0 | 0 | 0 | 0 | 0
IGCC-CCS | 0 | 0 | 0 | 0 | 0 | 0
WT_off | 0 | 0 | 0 | 0 | 0 | 0
PseudoUnit | 0 | 0 | 0 | 0 | 0 | 0
FixedInterchange | 0 | 0 | 0 | 0 | 0 | 0
New Build Capacity by Reporting Type: SOCO
ReportingType | 2015 | 2020 | 2025 | 2030 | 2035 | 2040
BM | 55 | 0 | 0 | 0 | 0 | 0
CC | 5026.9 | 187 | 0 | 0 | 0 | 0
CSP | 0 | 0 | 0 | 0 | 0 | 0
CT | 0 | 0 | 0 | 0 | 0 | 0
Coal | 0 | 629.32 | 856.56 | 0.01 | 823.82 | 7577.22
Geo | 0 | 0 | 0 | 0 | 0 | 0
H | 0 | 0 | 0 | 0 | 0 | 0
LFG | 0 | 0 | 107.4 | 0 | 0 | 0
Nuc | 70 | 2200 | 0 | 0 | 0 | 0
PS | 0 | 0 | 0 | 0 | 0 | 0
PV | 0 | 0 | 0 | 0 | 0 | 0
PeakG | 0 | 0 | 0 | 0 | 0 | 0
PeakO | 0 | 0 | 0 | 0 | 0 | 0
ST | 0 | 0 | 0 | 0 | 0 | 0
STOG | 0 | 0 | 0 | 0 | 0 | 0
STWD | 0 | 0 | 0 | 0 | 0 | 0
WT | 0 | 0 | 0 | 0 | 0 | 0
IGCC | 0 | 0 | 0 | 0 | 0 | 0
DemandResponse | 0 | 0 | 0 | 0 | 0 | 0
IGCC-CCS | 0 | 0 | 0 | 0 | 0 | 0
WT_off | 0 | 0 | 0 | 0 | 0 | 0
PseudoUnit | 0 | 0 | 0 | 0 | 0 | 0
FixedInterchange | 0 | 0 | 0 | 0 | 0 | 0
New Build Capacity by Reporting Type: SPP_N
ReportingType | 2015 | 2020 | 2025 | 2030 | 2035 | 2040
BM | 0 | 0 | 0 | 0 | 0 | 0
CC | 0 | 0 | 0 | 0 | 0 | 0
CSP | 0 | 0 | 0 | 0 | 0 | 0
CT | 0 | 0 | 0 | 0 | 0 | 670.29
Coal | 465.04 | 0 | 0 | 0 | 0 | 0
Geo | 0 | 0 | 0 | 0 | 0 | 0
H | 0 | 0 | 0 | 0 | 0 | 0
LFG | 0 | 0 | 0 | 95 | 0 | 0
Nuc | 0 | 0 | 0 | 0 | 0 | 0
PS | 0 | 0 | 0 | 0 | 0 | 0
PV | 0 | 0 | 0 | 0 | 0 | 0
PeakG | 0 | 0 | 0 | 0 | 0 | 0
PeakO | 0 | 0 | 0 | 0 | 0 | 0
ST | 0 | 0 | 0 | 0 | 0 | 0
STOG | 0 | 0 | 0 | 0 | 0 | 0
STWD | 0 | 0 | 0 | 0 | 0 | 0
WT | 0 | 0 | 2407.13 | 16627.81 | 6166.05 | 1260.45
IGCC | 0 | 0 | 0 | 0 | 0 | 0
DemandResponse | 0 | 0 | 0 | 0 | 0 | 0
IGCC-CCS | 0 | 0 | 0 | 0 | 0 | 0
WT_off | 0 | 0 | 0 | 0 | 0 | 0
PseudoUnit | 0 | 0 | 0 | 0 | 0 | 0
FixedInterchange | 0 | 0 | 0 | 0 | 0 | 0
New Build Capacity by Reporting Type: SPP_S
ReportingType | 2015 | 2020 | 2025 | 2030 | 2035 | 2040
BM | 0 | 0 | 0 | 0 | 0 | 0
CC | 0 | 0 | 0 | 0 | 0 | 0
CSP | 0 | 0 | 0 | 0 | 0 | 0
CT | 712.99 | 0 | 0 | 0 | 0 | 437.7
Coal | 988 | 0 | 0 | 0 | 0 | 0
Geo | 0 | 0 | 0 | 0 | 0 | 0
H | 0 | 0 | 0 | 0 | 0 | 0
LFG | 0 | 0 | 0 | 95 | 0 | 0
Nuc | 0 | 0 | 0 | 0 | 0 | 0
PS | 0 | 0 | 0 | 0 | 0 | 0
PV | 0 | 0 | 0 | 0 | 0 | 0
PeakG | 0 | 0 | 0 | 0 | 0 | 0
PeakO | 0 | 0 | 0 | 0 | 0 | 0
ST | 0 | 0 | 0 | 0 | 0 | 0
STOG | 0 | 0 | 0 | 0 | 0 | 0
STWD | 0 | 0 | 0 | 0 | 0 | 0
WT | 430 | 7765.64 | 32025.62 | 10855.68 | 577.21 | 2113.02
IGCC | 0 | 0 | 0 | 0 | 0 | 0
DemandResponse | 0 | 0 | 0 | 0 | 0 | 0
IGCC-CCS | 0 | 0 | 0 | 0 | 0 | 0
WT_off | 0 | 0 | 0 | 0 | 0 | 0
PseudoUnit | 0 | 0 | 0 | 0 | 0 | 0
FixedInterchange | 0 | 0 | 0 | 0 | 0 | 0
New Build Capacity by Reporting Type: TVA
ReportingType | 2015 | 2020 | 2025 | 2030 | 2035 | 2040
BM | 0 | 0 | 0 | 0 | 0 | 0
CC | 1418 | 0 | 0 | 0 | 0 | 0
CSP | 0 | 0 | 0 | 0 | 0 | 0
CT | 0 | 0 | 0 | 378.2 | 0 | 0
Coal | 0 | 0 | 0.04 | 2663.28 | 602.97 | 872.63
Geo | 0 | 0 | 0 | 0 | 0 | 0
H | 0 | 0 | 27 | 0 | 0 | 0
LFG | 0 | 0 | 107.4 | 0 | 0 | 0
Nuc | 1697.89 | 0 | 0 | 0 | 0 | 0
PS | 0 | 0 | 0 | 0 | 0 | 0
PV | 0 | 0 | 0 | 0 | 0 | 0
PeakG | 0 | 0 | 0 | 0 | 0 | 0
PeakO | 0 | 0 | 0 | 0 | 0 | 0
ST | 0 | 0 | 0 | 0 | 0 | 0
STOG | 0 | 0 | 0 | 0 | 0 | 0
STWD | 0 | 0 | 0 | 0 | 0 | 0
WT | 0 | 0 | 0 | 0 | 0 | 0
IGCC | 0 | 0 | 0 | 0 | 0 | 0
DemandResponse | 0 | 0 | 0 | 0 | 0 | 0
IGCC-CCS | 0 | 0 | 0 | 0 | 0 | 0
WT_off | 0 | 0 | 0 | 0 | 0 | 0
PseudoUnit | 0 | 0 | 0 | 0 | 0 | 0
FixedInterchange | 0 | 0 | 0 | 0 | 0 | 0
New Build Capacity by Reporting Type: TVA_Transmission
ReportingType | 2015 | 2020 | 2025 | 2030 | 2035 | 2040
BM | 0 | 0 | 0 | 0 | 0 | 0
CC | 0 | 0 | 0 | 0 | 0 | 0
CSP | 0 | 0 | 0 | 0 | 0 | 0
CT | 0 | 0 | 0 | 0 | 0 | 0
Coal | 0 | 0 | 0 | 0 | 0 | 0
Geo | 0 | 0 | 0 | 0 | 0 | 0
H | 0 | 0 | 0 | 0 | 0 | 0
LFG | 0 | 0 | 0 | 0 | 0 | 0
Nuc | 0 | 0 | 0 | 0 | 0 | 0
PS | 0 | 0 | 0 | 0 | 0 | 0
PV | 0 | 0 | 0 | 0 | 0 | 0
PeakG | 0 | 0 | 0 | 0 | 0 | 0
PeakO | 0 | 0 | 0 | 0 | 0 | 0
ST | 0 | 0 | 0 | 0 | 0 | 0
STOG | 0 | 0 | 0 | 0 | 0 | 0
STWD | 0 | 0 | 0 | 0 | 0 | 0
WT | 0 | 0 | 0 | 0 | 0 | 0
IGCC | 0 | 0 | 0 | 0 | 0 | 0
DemandResponse | 0 | 0 | 0 | 0 | 0 | 0
IGCC-CCS | 0 | 0 | 0 | 0 | 0 | 0
WT_off | 0 | 0 | 0 | 0 | 0 | 0
PseudoUnit | 0 | 0 | 0 | 0 | 0 | 0
FixedInterchange | 0 | 0 | 0 | 0 | 0 | 0
New Build Capacity by Reporting Type: VACAR
ReportingType | 2015 | 2020 | 2025 | 2030 | 2035 | 2040
BM | 0.92 | 230.9 | 620.47 | 60.03 | 183.32 | 150.81
CC | 1885 | 886.2 | 523.19 | 1058.59 | 2680.67 | 0
CSP | 0 | 0 | 0 | 0 | 0 | 0
CT | 4006.27 | 0 | 0 | 0 | 0 | 0
Coal | 825 | 0 | 0 | 0 | 4554.11 | 5072
Geo | 0 | 0 | 0 | 0 | 0 | 0
H | 0 | 0 | 0 | 0 | 0 | 0
LFG | 0.34 | 107.06 | 0 | 0 | 0 | 0
Nuc | 0 | 2330 | 0 | 0 | 0 | 0
PS | 0 | 0 | 0 | 0 | 0 | 0
PV | 0 | 138.41 | 6.52 | 3.78 | 11.55 | 9.5
PeakG | 0 | 0 | 0 | 0 | 0 | 0
PeakO | 0 | 0 | 0 | 0 | 0 | 0
ST | 0 | 0 | 0 | 0 | 0 | 0
STOG | 0 | 0 | 0 | 0 | 0 | 0
STWD | 0 | 0 | 0 | 0 | 0 | 0
WT | 0.9 | 3499.1 | 0 | 0 | 0 | 0
IGCC | 0 | 0 | 0 | 0 | 0 | 0
DemandResponse | 0 | 0 | 0 | 0 | 0 | 0
IGCC-CCS | 0 | 0 | 0 | 0 | 0 | 0
WT_off | 1 | 0 | 0 | 0 | 0 | 0
PseudoUnit | 0 | 0 | 0 | 0 | 0 | 0
FixedInterchange | 0 | 0 | 0 | 0 | 0 | 0
New Build Capacity by Reporting Type: IESO
ReportingType | 2015 | 2020 | 2025 | 2030 | 2035 | 2040
BM | 326.33 | 0 | 0 | 0 | 0 | 0
CC | 1263 | 0 | 0 | 0 | 0 | 0
CSP | 0 | 0 | 0 | 0 | 0 | 0
CT | 368 | 0 | 0 | 0 | 0 | 2526.85
Coal | 0 | 0 | 0 | 0 | 0 | 0
Geo | 0 | 0 | 0 | 0 | 0 | 0
H | 0 | 0 | 0 | 0 | 250 | 0
LFG | 14.5 | 0 | 0 | 0 | 0.5 | 0
Nuc | 0 | 0 | 0 | 0 | 0 | 0
PS | 0 | 0 | 0 | 0 | 0 | 0
PV | 1067.26 | 0 | 0 | 0 | 0 | 0
PeakG | 0 | 0 | 0 | 0 | 0 | 0
PeakO | 0 | 0 | 0 | 0 | 0 | 0
ST | 0 | 0 | 0 | 0 | 0 | 0
STOG | 0 | 0 | 0 | 0 | 0 | 0
STWD | 0 | 0 | 0 | 0 | 0 | 0
WT | 2105.9 | 0 | 0 | 0 | 0 | 0
IGCC | 0 | 0 | 0 | 0 | 0 | 0
DemandResponse | 0 | 0 | 0 | 0 | 0 | 0
IGCC-CCS | 0 | 0 | 0 | 0 | 0 | 0
WT_off | 0 | 0 | 0 | 0 | 0 | 0
PseudoUnit | 0 | 0 | 0 | 0 | 0 | 0
FixedInterchange | 0 | 0 | 0 | 0 | 0 | 0
New Build Capacity by Reporting Type: MAPP_CA
ReportingType | 2015 | 2020 | 2025 | 2030 | 2035 | 2040
BM | 0 | 0 | 0 | 0 | 0 | 0
CC | 0 | 0 | 0 | 0 | 0 | 0
CSP | 0 | 0 | 0 | 0 | 0 | 0
CT | 0 | 0 | 0 | 0 | 0 | 0
Coal | 0 | 0 | 0 | 0 | 0 | 0
Geo | 0 | 0 | 0 | 0 | 0 | 0
H | 0 | 695 | 1495 | 2460 | 0 | 0
LFG | 0 | 0 | 0 | 0 | 0 | 0
Nuc | 0 | 0 | 0 | 0 | 0 | 0
PS | 0 | 0 | 0 | 0 | 0 | 0
PV | 0 | 0 | 0 | 0 | 0 | 0
PeakG | 0 | 0 | 0 | 0 | 0 | 0
PeakO | 0 | 0 | 0 | 0 | 0 | 0
ST | 0 | 0 | 0 | 0 | 0 | 0
STOG | 0 | 0 | 0 | 0 | 0 | 0
STWD | 0 | 0 | 0 | 0 | 0 | 0
WT | 302.4 | 0 | 0 | 0 | 0 | 0
IGCC | 0 | 0 | 0 | 0 | 0 | 0
DemandResponse | 0 | 0 | 0 | 0 | 0 | 0
IGCC-CCS | 0 | 0 | 0 | 0 | 0 | 0
WT_off | 0 | 0 | 0 | 0 | 0 | 0
PseudoUnit | 0 | 0 | 0 | 0 | 0 | 0
FixedInterchange | 0 | 0 | 0 | 0 | 0 | 0
New Build Capacity by Reporting Type: AZ_NM_SNV_Coal
ReportingType | 2015 | 2020 | 2025 | 2030 | 2035 | 2040
BM | 0 | 0 | 0 | 0 | 0 | 0
CC | 0 | 0 | 0 | 0 | 0 | 0
CSP | 0 | 0 | 0 | 0 | 0 | 0
CT | 0 | 0 | 0 | 0 | 0 | 0
Coal | 0 | 1351.62 | 12133.8 | 7970.7 | 3224.99 | 3093.07
Geo | 0 | 0 | 0 | 0 | 0 | 0
H | 0 | 0 | 0 | 0 | 0 | 0
LFG | 0 | 0 | 0 | 0 | 0 | 0
Nuc | 0 | 0 | 0 | 0 | 0 | 0
PS | 0 | 0 | 0 | 0 | 0 | 0
PV | 0 | 0 | 0 | 0 | 0 | 0
PeakG | 0 | 0 | 0 | 0 | 0 | 0
PeakO | 0 | 0 | 0 | 0 | 0 | 0
ST | 0 | 0 | 0 | 0 | 0 | 0
STOG | 0 | 0 | 0 | 0 | 0 | 0
STWD | 0 | 0 | 0 | 0 | 0 | 0
WT | 0 | 0 | 0 | 0 | 0 | 0
IGCC | 0 | 0 | 0 | 0 | 0 | 0
DemandResponse | 0 | 0 | 0 | 0 | 0 | 0
IGCC-CCS | 0 | 0 | 0 | 0 | 0 | 0
WT_off | 0 | 0 | 0 | 0 | 0 | 0
PseudoUnit | 0 | 0 | 0 | 0 | 0 | 0
FixedInterchange | 0 | 0 | 0 | 0 | 0 | 0
New Build Capacity by Reporting Type: AZ_NM_SNV_Gas
ReportingType | 2015 | 2020 | 2025 | 2030 | 2035 | 2040
BM | 0 | 0 | 0 | 0 | 0 | 0
CC | 668 | 0 | 0 | 0 | 0 | 0
CSP | 0 | 0 | 0 | 0 | 0 | 0
CT | 736 | 0 | 0 | 0 | 0 | 0
Coal | 0 | 0 | 0 | 0 | 0 | 0
Geo | 0 | 0 | 0 | 0 | 0 | 0
H | 0 | 0 | 0 | 0 | 0 | 0
LFG | 0 | 0 | 0 | 0 | 0 | 0
Nuc | 0 | 0 | 0 | 0 | 0 | 0
PS | 0 | 0 | 0 | 0 | 0 | 0
PV | 0 | 0 | 0 | 0 | 0 | 0
PeakG | 0 | 0 | 0 | 0 | 0 | 0
PeakO | 0 | 0 | 0 | 0 | 0 | 0
ST | 0 | 0 | 0 | 0 | 0 | 0
STOG | 0 | 0 | 0 | 0 | 0 | 0
STWD | 0 | 0 | 0 | 0 | 0 | 0
WT | 0 | 0 | 0 | 0 | 0 | 0
IGCC | 0 | 0 | 0 | 0 | 0 | 0
DemandResponse | 0 | 0 | 0 | 0 | 0 | 0
IGCC-CCS | 0 | 0 | 0 | 0 | 0 | 0
WT_off | 0 | 0 | 0 | 0 | 0 | 0
PseudoUnit | 0 | 0 | 0 | 0 | 0 | 0
FixedInterchange | 0 | 0 | 0 | 0 | 0 | 0
New Build Capacity by Reporting Type: AZ_NM_SNV_NucRenew
ReportingType | 2015 | 2020 | 2025 | 2030 | 2035 | 2040
BM | 0 | 0 | 0 | 0 | 0 | 0
CC | 0 | 0 | 0 | 0 | 0 | 0
CSP | 0 | 0 | 0 | 0 | 0 | 0
CT | 0 | 0 | 0 | 0 | 0 | 0
Coal | 0 | 0 | 0 | 0 | 0 | 0
Geo | 0 | 0 | 1450 | 0 | 0 | 0
H | 0 | 0 | 0 | 0 | 0 | 0
LFG | 0 | 60.67 | 0 | 0 | 0 | 0
Nuc | 0 | 0 | 0 | 0 | 0 | 0
PS | 0 | 0 | 0 | 0 | 0 | 0
PV | 95.7 | 0 | 0 | 0 | 0 | 0
PeakG | 0 | 0 | 0 | 0 | 0 | 0
PeakO | 0 | 0 | 0 | 0 | 0 | 0
ST | 280 | 439.41 | 276.64 | 124.64 | 0 | 0
STOG | 0 | 0 | 0 | 0 | 0 | 0
STWD | 0 | 0 | 0 | 0 | 0 | 0
WT | 65.1 | 327.43 | 0 | 616.17 | 0 | 0
IGCC | 0 | 0 | 0 | 0 | 0 | 0
DemandResponse | 0 | 0 | 0 | 0 | 0 | 0
IGCC-CCS | 0 | 0 | 0 | 0 | 0 | 0
WT_off | 0 | 0 | 0 | 0 | 0 | 0
PseudoUnit | 0 | 0 | 0 | 0 | 0 | 0
FixedInterchange | 0 | 0 | 0 | 0 | 0 | 0
New Build Capacity by Reporting Type: ERCOT
ReportingType | 2015 | 2020 | 2025 | 2030 | 2035 | 2040
BM | 145 | 0 | 0 | 1700.88 | 64.14 | 116.37
CC | 2816.37 | 0 | 0 | 0 | 0 | 0
CSP | 0 | 0 | 0 | 0 | 0 | 0
CT | 250 | 0 | 0 | 0 | 0 | 0
Coal | 2020 | 9.45 | 584.08 | 422.26 | 1849.79 | 3530.58
Geo | 0 | 0 | 0 | 0 | 0 | 0
H | 0 | 0 | 0 | 628 | 0 | 0
LFG | 0 | 0 | 354 | 0 | 0 | 0
Nuc | 0 | 0 | 0 | 0 | 0 | 0
PS | 0 | 0 | 0 | 0 | 0 | 0
PV | 14 | 0 | 0 | 0 | 0 | 0
PeakG | 0 | 0 | 0 | 0 | 0 | 0
PeakO | 0 | 0 | 0 | 0 | 0 | 0
ST | 0 | 0 | 0 | 0 | 0 | 0
STOG | 0 | 0 | 0 | 0 | 0 | 0
STWD | 0 | 0 | 0 | 0 | 0 | 0
WT | 350.1 | 8351.72 | 9396.72 | 5836.24 | 830.16 | 1488.66
IGCC | 0 | 0 | 0 | 0 | 0 | 0
DemandResponse | 0 | 0 | 0 | 0 | 0 | 0
IGCC-CCS | 0 | 0 | 0 | 0 | 0 | 0
WT_off | 0 | 0 | 0 | 0 | 0 | 0
PseudoUnit | 0 | 0 | 0 | 0 | 0 | 0
FixedInterchange | 0 | 0 | 0 | 0 | 0 | 0
New Build Capacity by Reporting Type: NP15
ReportingType | 2015 | 2020 | 2025 | 2030 | 2035 | 2040
BM | 0 | 0 | 0 | 0 | 0 | 0
CC | 940 | 0 | 0 | 0 | 0 | 0
CSP | 0 | 0 | 0 | 0 | 0 | 0
CT | 212.6 | 0 | 2398.28 | 3964.88 | 4112.24 | 4207.29
Coal | 0 | 0 | 0 | 0 | 0 | 0
Geo | 0 | 166.22 | 433.78 | 0 | 0 | 0
H | 0 | 0 | 0 | 0 | 0 | 0
LFG | 0 | 565 | 0 | 0 | 0 | 0
Nuc | 0 | 0 | 0 | 0 | 0 | 0
PS | 0 | 0 | 0 | 0 | 0 | 0
PV | 6.5 | 0 | 0 | 0 | 0 | 0
PeakG | 0 | 0 | 0 | 0 | 0 | 0
PeakO | 0 | 0 | 0 | 0 | 0 | 0
ST | 29 | 0 | 0 | 0 | 0 | 0
STOG | 0 | 0 | 0 | 0 | 0 | 0
STWD | 0 | 0 | 0 | 0 | 0 | 0
WT | 101.2 | 9173.98 | 0 | 2399.4 | 688.91 | 561.04
IGCC | 0 | 0 | 0 | 0 | 0 | 0
DemandResponse | 0 | 0 | 0 | 0 | 0 | 0
IGCC-CCS | 0 | 0 | 0 | 0 | 0 | 0
WT_off | 0 | 0 | 0 | 0 | 0 | 0
PseudoUnit | 0 | 0 | 0 | 0 | 0 | 0
FixedInterchange | 0 | 0 | 0 | 0 | 0 | 0
New Build Capacity by Reporting Type: NWPP_Coal
ReportingType | 2015 | 2020 | 2025 | 2030 | 2035 | 2040
BM | 0 | 0 | 0 | 0 | 0 | 0
CC | 0 | 0 | 0 | 0 | 0 | 0
CSP | 0 | 0 | 0 | 0 | 0 | 0
CT | 0 | 0 | 0 | 0 | 0 | 0
Coal | 0 | 0 | 0 | 0 | 0 | 0
Geo | 0 | 0 | 0 | 0 | 0 | 0
H | 0 | 0 | 0 | 0 | 0 | 0
LFG | 0 | 0 | 0 | 0 | 0 | 0
Nuc | 0 | 0 | 0 | 0 | 0 | 0
PS | 0 | 0 | 0 | 0 | 0 | 0
PV | 0 | 0 | 0 | 0 | 0 | 0
PeakG | 0 | 0 | 0 | 0 | 0 | 0
PeakO | 0 | 0 | 0 | 0 | 0 | 0
ST | 0 | 0 | 0 | 0 | 0 | 0
STOG | 0 | 0 | 0 | 0 | 0 | 0
STWD | 0 | 0 | 0 | 0 | 0 | 0
WT | 0 | 0 | 0 | 0 | 0 | 0
IGCC | 0 | 0 | 0 | 0 | 0 | 0
DemandResponse | 0 | 0 | 0 | 0 | 0 | 0
IGCC-CCS | 0 | 0 | 0 | 0 | 0 | 0
WT_off | 0 | 0 | 0 | 0 | 0 | 0
PseudoUnit | 0 | 0 | 0 | 0 | 0 | 0
FixedInterchange | 0 | 0 | 0 | 0 | 0 | 0
New Build Capacity by Reporting Type: NWPP_Gas
ReportingType | 2015 | 2020 | 2025 | 2030 | 2035 | 2040
BM | 0 | 0 | 0 | 0 | 0 | 0
CC | 300 | 0 | 0 | 0 | 0 | 0
CSP | 0 | 0 | 0 | 0 | 0 | 0
CT | 150 | 0 | 0 | 0 | 0 | 0
Coal | 0 | 0 | 1179.02 | 396.71 | 0 | 0
Geo | 0 | 0 | 0 | 0 | 0 | 0
H | 0 | 0 | 0 | 0 | 0 | 0
LFG | 0 | 0 | 0 | 0 | 0 | 0
Nuc | 0 | 0 | 0 | 0 | 0 | 0
PS | 0 | 0 | 0 | 0 | 0 | 0
PV | 0 | 0 | 0 | 0 | 0 | 0
PeakG | 0 | 0 | 0 | 0 | 0 | 0
PeakO | 0 | 0 | 0 | 0 | 0 | 0
ST | 0 | 0 | 0 | 0 | 0 | 0
STOG | 0 | 0 | 0 | 0 | 0 | 0
STWD | 0 | 0 | 0 | 0 | 0 | 0
WT | 0 | 0 | 0 | 0 | 0 | 0
IGCC | 0 | 0 | 0 | 0 | 0 | 0
DemandResponse | 0 | 0 | 0 | 0 | 0 | 0
IGCC-CCS | 0 | 0 | 0 | 0 | 0 | 0
WT_off | 0 | 0 | 0 | 0 | 0 | 0
PseudoUnit | 0 | 0 | 0 | 0 | 0 | 0
FixedInterchange | 0 | 0 | 0 | 0 | 0 | 0
New Build Capacity by Reporting Type: NWPP_NucRenew
ReportingType | 2015 | 2020 | 2025 | 2030 | 2035 | 2040
BM | 32.55 | 0 | 0 | 0 | 0 | 0
CC | 0 | 0 | 0 | 0 | 0 | 0
CSP | 0 | 0 | 0 | 0 | 0 | 0
CT | 0 | 0 | 0 | 0 | 0 | 0
Coal | 0 | 0 | 0 | 0 | 0 | 0
Geo | 86 | 0 | 434 | 0 | 0 | 0
H | 0 | 0 | 0 | 0 | 0 | 0
LFG | 25.5 | 244.5 | 0 | 0 | 0 | 0
Nuc | 0 | 0 | 0 | 0 | 0 | 4571.63
PS | 0 | 0 | 0 | 0 | 0 | 0
PV | 0 | 0 | 0 | 0 | 0 | 0
PeakG | 0 | 0 | 0 | 0 | 0 | 0
PeakO | 0 | 0 | 0 | 0 | 0 | 0
ST | 0 | 0 | 0 | 0 | 0 | 0
STOG | 0 | 0 | 0 | 0 | 0 | 0
STWD | 0 | 0 | 0 | 0 | 0 | 0
WT | 977.3 | 0 | 0 | 0 | 0 | 0
IGCC | 0 | 0 | 0 | 0 | 0 | 0
DemandResponse | 0 | 0 | 0 | 0 | 0 | 0
IGCC-CCS | 0 | 0 | 0 | 0 | 0 | 0
WT_off | 0 | 0 | 0 | 0 | 0 | 0
PseudoUnit | 0 | 0 | 0 | 0 | 0 | 0
FixedInterchange | 0 | 0 | 0 | 0 | 0 | 0
New Build Capacity by Reporting Type: RMPA
ReportingType | 2015 | 2020 | 2025 | 2030 | 2035 | 2040
BM | 0 | 0 | 0 | 0 | 0 | 0
CC | 0 | 0 | 0 | 0 | 0 | 0
CSP | 0 | 0 | 0 | 0 | 0 | 0
CT | 152 | 0 | 0 | 0 | 0 | 0
Coal | 390 | 1138.82 | 0 | 0 | 1029.1 | 1203.32
Geo | 0 | 458.78 | 2086.45 | 24.77 | 0 | 0
H | 0 | 0 | 0 | 0 | 0 | 0
LFG | 1.4 | 0 | 0 | 28.93 | 0 | 0
Nuc | 0 | 0 | 0 | 0 | 0 | 0
PS | 0 | 0 | 0 | 0 | 0 | 0
PV | 1 | 0 | 0 | 0 | 0 | 0
PeakG | 0 | 0 | 0 | 0 | 0 | 0
PeakO | 0 | 0 | 0 | 0 | 0 | 0
ST | 3 | 380.25 | 32.27 | 15.25 | 0 | 0
STOG | 0 | 0 | 0 | 0 | 0 | 0
STWD | 0 | 0 | 0 | 0 | 0 | 0
WT | 765.4 | 0 | 0 | 0 | 0 | 0
IGCC | 0 | 0 | 0 | 0 | 0 | 0
DemandResponse | 0 | 0 | 0 | 0 | 0 | 0
IGCC-CCS | 0 | 0 | 0 | 0 | 0 | 0
WT_off | 0 | 0 | 0 | 0 | 0 | 0
PseudoUnit | 0 | 0 | 0 | 0 | 0 | 0
FixedInterchange | 0 | 0 | 0 | 0 | 0 | 0
New Build Capacity by Reporting Type: SP15
ReportingType | 2015 | 2020 | 2025 | 2030 | 2035 | 2040
BM | 6 | 0 | 0 | 0 | 0 | 0
CC | 409.5 | 0 | 0 | 0 | 0 | 0
CSP | 0 | 0 | 0 | 0 | 0 | 0
CT | 0 | 0 | 0 | 0 | 0 | 0
Coal | 0 | 0 | 0 | 0 | 0 | 0
Geo | 50 | 1450 | 0 | 0 | 0 | 0
H | 0 | 0 | 0 | 0 | 0 | 0
LFG | 9.2 | 555.8 | 0 | 0 | 0 | 0
Nuc | 0 | 0 | 0 | 0 | 0 | 0
PS | 0 | 0 | 0 | 0 | 0 | 0
PV | 3.8 | 0 | 0 | 0 | 0 | 0
PeakG | 0 | 0 | 0 | 0 | 0 | 0
PeakO | 0 | 0 | 0 | 0 | 0 | 0
ST | 448 | 0 | 0 | 0 | 0 | 0
STOG | 0 | 0 | 0 | 0 | 0 | 0
STWD | 0 | 0 | 0 | 0 | 0 | 0
WT | 735 | 0 | 0 | 0 | 0 | 0
IGCC | 0 | 0 | 0 | 0 | 0 | 0
DemandResponse | 0 | 0 | 0 | 0 | 0 | 0
IGCC-CCS | 0 | 0 | 0 | 0 | 0 | 0
WT_off | 0 | 0 | 0 | 0 | 0 | 0
PseudoUnit | 0 | 0 | 0 | 0 | 0 | 0
FixedInterchange | 0 | 0 | 0 | 0 | 0 | 0
New Build Capacity by Reporting Type: ALB
ReportingType | 2015 | 2020 | 2025 | 2030 | 2035 | 2040
BM | 0 | 0 | 0 | 0 | 0 | 0
CC | 388.15 | 573.87 | 458.4 | 0 | 0 | 0
CSP | 0 | 0 | 0 | 0 | 0 | 0
CT | 201.5 | 0 | 0 | 0 | 0 | 0
Coal | 495 | 0 | 0 | 0 | 0 | 0
Geo | 0 | 0 | 0 | 0 | 0 | 0
H | 0 | 0 | 0 | 0 | 0 | 0
LFG | 0 | 0 | 0 | 0 | 0 | 0
Nuc | 0 | 0 | 0 | 858.99 | 2140.48 | 1136.52
PS | 0 | 0 | 0 | 0 | 0 | 0
PV | 0 | 0 | 0 | 0 | 0 | 0
PeakG | 0 | 0 | 0 | 0 | 0 | 0
PeakO | 0 | 0 | 0 | 0 | 0 | 0
ST | 0 | 0 | 0 | 0 | 0 | 0
STOG | 0 | 0 | 0 | 0 | 0 | 0
STWD | 0 | 0 | 0 | 0 | 0 | 0
WT | 9 | 0 | 0 | 0 | 0 | 0
IGCC | 0 | 0 | 0 | 0 | 0 | 0
DemandResponse | 0 | 0 | 0 | 0 | 0 | 0
IGCC-CCS | 0 | 0 | 0 | 0 | 0 | 0
WT_off | 0 | 0 | 0 | 0 | 0 | 0
PseudoUnit | 0 | 0 | 0 | 0 | 0 | 0
FixedInterchange | 0 | 0 | 0 | 0 | 0 | 0
New Build Capacity by Reporting Type: BC
ReportingType | 2015 | 2020 | 2025 | 2030 | 2035 | 2040
BM | 0 | 0 | 0 | 0 | 0 | 0
CC | 1107.46 | 173.23 | 512.92 | 0 | 0 | 0
CSP | 0 | 0 | 0 | 0 | 0 | 0
CT | 0 | 0 | 0 | 131.08 | 0 | 0
Coal | 0 | 0 | 0 | 0 | 0 | 0
Geo | 0 | 0 | 0 | 0 | 0 | 0
H | 0 | 0 | 0 | 0 | 0 | 0
LFG | 0 | 0 | 0 | 0 | 0 | 0
Nuc | 0 | 0 | 0 | 540.91 | 800.47 | 1098.76
PS | 0 | 0 | 0 | 0 | 0 | 0
PV | 0 | 0 | 0 | 0 | 0 | 0
PeakG | 0 | 0 | 0 | 0 | 0 | 0
PeakO | 0 | 0 | 0 | 0 | 0 | 0
ST | 0 | 0 | 0 | 0 | 0 | 0
STOG | 0 | 0 | 0 | 0 | 0 | 0
STWD | 0 | 0 | 0 | 0 | 0 | 0
WT | 144 | 0 | 0 | 0 | 0 | 0
IGCC | 0 | 0 | 0 | 0 | 0 | 0
DemandResponse | 0 | 0 | 0 | 0 | 0 | 0
IGCC-CCS | 0 | 0 | 0 | 0 | 0 | 0
WT_off | 0 | 0 | 0 | 0 | 0 | 0
PseudoUnit | 0 | 0 | 0 | 0 | 0 | 0
FixedInterchange | 0 | 0 | 0 | 0 | 0 | 0
New Build Capacity by Reporting Type: HQ_IESO
ReportingType | 2015 | 2020 | 2025 | 2030 | 2035 | 2040
BM | 0 | 0 | 0 | 0 | 0 | 0
CC | 0 | 0 | 0 | 0 | 0 | 0
CSP | 0 | 0 | 0 | 0 | 0 | 0
CT | 0 | 0 | 0 | 0 | 0 | 0
Coal | 0 | 0 | 0 | 0 | 0 | 0
Geo | 0 | 0 | 0 | 0 | 0 | 0
H | 0 | 0 | 0 | 0 | 0 | 0
LFG | 0 | 0 | 0 | 0 | 0 | 0
Nuc | 0 | 0 | 0 | 0 | 0 | 0
PS | 0 | 0 | 0 | 0 | 0 | 0
PV | 0 | 0 | 0 | 0 | 0 | 0
PeakG | 0 | 0 | 0 | 0 | 0 | 0
PeakO | 0 | 0 | 0 | 0 | 0 | 0
ST | 0 | 0 | 0 | 0 | 0 | 0
STOG | 0 | 0 | 0 | 0 | 0 | 0
STWD | 0 | 0 | 0 | 0 | 0 | 0
WT | 0 | 0 | 0 | 0 | 0 | 0
IGCC | 0 | 0 | 0 | 0 | 0 | 0
DemandResponse | 0 | 0 | 0 | 0 | 0 | 0
IGCC-CCS | 0 | 0 | 0 | 0 | 0 | 0
WT_off | 0 | 0 | 0 | 0 | 0 | 0
PseudoUnit | 0 | 0 | 0 | 0 | 0 | 0
FixedInterchange | 0 | 0 | 0 | 0 | 0 | 0
New Build Capacity by Reporting Type: HQ_NEISO
ReportingType | 2015 | 2020 | 2025 | 2030 | 2035 | 2040
BM | 0 | 0 | 0 | 0 | 0 | 0
CC | 0 | 0 | 0 | 0 | 0 | 0
CSP | 0 | 0 | 0 | 0 | 0 | 0
CT | 0 | 0 | 0 | 0 | 0 | 0
Coal | 0 | 0 | 0 | 0 | 0 | 0
Geo | 0 | 0 | 0 | 0 | 0 | 0
H | 0 | 0 | 0 | 0 | 0 | 0
LFG | 0 | 0 | 0 | 0 | 0 | 0
Nuc | 0 | 0 | 0 | 0 | 0 | 0
PS | 0 | 0 | 0 | 0 | 0 | 0
PV | 0 | 0 | 0 | 0 | 0 | 0
PeakG | 0 | 0 | 0 | 0 | 0 | 0
PeakO | 0 | 0 | 0 | 0 | 0 | 0
ST | 0 | 0 | 0 | 0 | 0 | 0
STOG | 0 | 0 | 0 | 0 | 0 | 0
STWD | 0 | 0 | 0 | 0 | 0 | 0
WT | 0 | 0 | 0 | 0 | 0 | 0
IGCC | 0 | 0 | 0 | 0 | 0 | 0
DemandResponse | 0 | 0 | 0 | 0 | 0 | 0
IGCC-CCS | 0 | 0 | 0 | 0 | 0 | 0
WT_off | 0 | 0 | 0 | 0 | 0 | 0
PseudoUnit | 0 | 0 | 1650 | 850 | 0 | 0
FixedInterchange | 0 | 0 | 0 | 0 | 0 | 0
New Build Capacity by Reporting Type: HQ_NY
ReportingType | 2015 | 2020 | 2025 | 2030 | 2035 | 2040
BM | 0 | 0 | 0 | 0 | 0 | 0
CC | 0 | 0 | 0 | 0 | 0 | 0
CSP | 0 | 0 | 0 | 0 | 0 | 0
CT | 0 | 0 | 0 | 0 | 0 | 0
Coal | 0 | 0 | 0 | 0 | 0 | 0
Geo | 0 | 0 | 0 | 0 | 0 | 0
H | 0 | 0 | 0 | 0 | 0 | 0
LFG | 0 | 0 | 0 | 0 | 0 | 0
Nuc | 0 | 0 | 0 | 0 | 0 | 0
PS | 0 | 0 | 0 | 0 | 0 | 0
PV | 0 | 0 | 0 | 0 | 0 | 0
PeakG | 0 | 0 | 0 | 0 | 0 | 0
PeakO | 0 | 0 | 0 | 0 | 0 | 0
ST | 0 | 0 | 0 | 0 | 0 | 0
STOG | 0 | 0 | 0 | 0 | 0 | 0
STWD | 0 | 0 | 0 | 0 | 0 | 0
WT | 0 | 0 | 0 | 0 | 0 | 0
IGCC | 0 | 0 | 0 | 0 | 0 | 0
DemandResponse | 0 | 0 | 0 | 0 | 0 | 0
IGCC-CCS | 0 | 0 | 0 | 0 | 0 | 0
WT_off | 0 | 0 | 0 | 0 | 0 | 0
PseudoUnit | 0 | 1140.21 | 1359.79 | 0 | 0 | 0
FixedInterchange | 0 | 0 | 0 | 0 | 0 | 0
New Build Capacity by Reporting Type: MARITIMES
ReportingType | 2015 | 2020 | 2025 | 2030 | 2035 | 2040
BM | 0 | 0 | 0 | 0 | 0 | 0
CC | 0 | 0 | 0 | 0 | 0 | 0
CSP | 0 | 0 | 0 | 0 | 0 | 0
CT | 0 | 0 | 0 | 0 | 0 | 0
Coal | 0 | 0 | 0 | 0 | 0 | 0
Geo | 0 | 0 | 0 | 0 | 0 | 0
H | 0 | 0 | 0 | 0 | 0 | 0
LFG | 0 | 0 | 0 | 0 | 0 | 0
Nuc | 0 | 0 | 0 | 0 | 0 | 0
PS | 0 | 0 | 0 | 0 | 0 | 0
PV | 0 | 0 | 0 | 0 | 0 | 0
PeakG | 0 | 0 | 0 | 0 | 0 | 0
PeakO | 0 | 0 | 0 | 0 | 0 | 0
ST | 0 | 0 | 0 | 0 | 0 | 0
STOG | 0 | 0 | 0 | 0 | 0 | 0
STWD | 0 | 0 | 0 | 0 | 0 | 0
WT | 0 | 0 | 0 | 0 | 0 | 0
IGCC | 0 | 0 | 0 | 0 | 0 | 0
DemandResponse | 0 | 0 | 0 | 0 | 0 | 0
IGCC-CCS | 0 | 0 | 0 | 0 | 0 | 0
WT_off | 0 | 0 | 0 | 0 | 0 | 0
PseudoUnit | 0 | 500 | 0 | 0 | 0 | 0
FixedInterchange | 0 | 0 | 0 | 0 | 0 | 0
New Build Capacity by Reporting Type: All
ReportingType | 2015 | 2020 | 2025 | 2030 | 2035 | 2040
BM | 1251 | 230.9 | 620.47 | 1760.91 | 247.46 | 267.17
CC | 31433.6 | 5095.62 | 1494.5 | 1058.59 | 4537.38 | 3998.96
CSP | 0 | 0 | 0 | 0 | 0 | 0
CT | 9982.85 | 0 | 4606.89 | 10548.53 | 27153.98 | 12729.65
Coal | 10763.64 | 3129.21 | 18382.03 | 12338.2 | 27570.46 | 39536.92
Geo | 136 | 2075 | 4404.23 | 24.77 | 0 | 0
H | 0 | 1224.83 | 3203.17 | 3088 | 250 | 0
LFG | 192 | 1953 | 2210 | 723.5 | 0.5 | 0
Nuc | 2740.56 | 4530 | 0 | 1399.89 | 2940.96 | 6806.91
PS | 0 | 0 | 0 | 0 | 0 | 0
PV | 1245.99 | 2172.32 | 1079.33 | 247.93 | 122.25 | 139.56
PeakG | 0 | 0 | 0 | 0 | 0 | 0
PeakO | 0 | 0 | 0 | 0 | 0 | 0
ST | 760 | 819.66 | 308.91 | 139.89 | 0 | 0
STOG | 0 | 0 | 0 | 0 | 0 | 0
STWD | 0 | 0 | 0 | 0 | 0 | 0
WT | 25342 | 54479.2 | 74167.64 | 82725.32 | 14367.79 | 16292.67
IGCC | 618 | 0 | 0 | 0 | 0 | 0
DemandResponse | 0 | 0 | 0 | 0 | 0 | 0
IGCC-CCS | 0 | 0 | 0 | 0 | 0 | 0
WT_off | 469 | 0 | 1100 | 0 | 0 | 0
PseudoUnit | 0 | 1640.21 | 3009.79 | 850 | 0 | 0
FixedInterchange | 0 | 0 | 0 | 0 | 0 | 0
New Build Capacity by Reporting Type: EI_US
ReportingType | 2015 | 2020 | 2025 | 2030 | 2035 | 2040
BM | 741.12 | 230.9 | 620.47 | 60.03 | 183.32 | 150.81
CC | 23541.12 | 4348.51 | 523.19 | 1058.59 | 4537.38 | 3998.96
CSP | 0 | 0 | 0 | 0 | 0 | 0
CT | 7912.76 | 0 | 2208.62 | 6452.57 | 23041.73 | 5995.5
Coal | 7858.64 | 629.32 | 4485.14 | 3548.53 | 21466.57 | 31709.95
Geo | 0 | 0 | 0 | 0 | 0 | 0
H | 0 | 529.83 | 1708.17 | 0 | 0 | 0
LFG | 141.4 | 527.03 | 1856 | 694.57 | 0 | 0
Nuc | 2740.56 | 4530 | 0 | 0 | 0 | 0
PS | 0 | 0 | 0 | 0 | 0 | 0
PV | 57.73 | 2172.32 | 1079.33 | 247.93 | 122.25 | 139.56
PeakG | 0 | 0 | 0 | 0 | 0 | 0
PeakO | 0 | 0 | 0 | 0 | 0 | 0
ST | 0 | 0 | 0 | 0 | 0 | 0
STOG | 0 | 0 | 0 | 0 | 0 | 0
STWD | 0 | 0 | 0 | 0 | 0 | 0
WT | 19786.6 | 36626.06 | 64770.92 | 73873.5 | 12848.72 | 14242.97
IGCC | 618 | 0 | 0 | 0 | 0 | 0
DemandResponse | 0 | 0 | 0 | 0 | 0 | 0
IGCC-CCS | 0 | 0 | 0 | 0 | 0 | 0
WT_off | 469 | 0 | 1100 | 0 | 0 | 0
PseudoUnit | 0 | 1640.21 | 3009.79 | 850 | 0 | 0
FixedInterchange | 0 | 0 | 0 | 0 | 0 | 0
New Build Capacity by Reporting Type: EI_Canada
ReportingType | 2015 | 2020 | 2025 | 2030 | 2035 | 2040
BM | 326.33 | 0 | 0 | 0 | 0 | 0
CC | 1263 | 0 | 0 | 0 | 0 | 0
CSP | 0 | 0 | 0 | 0 | 0 | 0
CT | 368 | 0 | 0 | 0 | 0 | 2526.85
Coal | 0 | 0 | 0 | 0 | 0 | 0
Geo | 0 | 0 | 0 | 0 | 0 | 0
H | 0 | 695 | 1495 | 2460 | 250 | 0
LFG | 14.5 | 0 | 0 | 0 | 0.5 | 0
Nuc | 0 | 0 | 0 | 0 | 0 | 0
PS | 0 | 0 | 0 | 0 | 0 | 0
PV | 1067.26 | 0 | 0 | 0 | 0 | 0
PeakG | 0 | 0 | 0 | 0 | 0 | 0
PeakO | 0 | 0 | 0 | 0 | 0 | 0
ST | 0 | 0 | 0 | 0 | 0 | 0
STOG | 0 | 0 | 0 | 0 | 0 | 0
STWD | 0 | 0 | 0 | 0 | 0 | 0
WT | 2408.3 | 0 | 0 | 0 | 0 | 0
IGCC | 0 | 0 | 0 | 0 | 0 | 0
DemandResponse | 0 | 0 | 0 | 0 | 0 | 0
IGCC-CCS | 0 | 0 | 0 | 0 | 0 | 0
WT_off | 0 | 0 | 0 | 0 | 0 | 0
PseudoUnit | 0 | 0 | 0 | 0 | 0 | 0
FixedInterchange | 0 | 0 | 0 | 0 | 0 | 0
New Build Capacity by Reporting Type: EI
ReportingType | 2015 | 2020 | 2025 | 2030 | 2035 | 2040
BM | 1067.45 | 230.9 | 620.47 | 60.03 | 183.32 | 150.81
CC | 24804.12 | 4348.51 | 523.19 | 1058.59 | 4537.38 | 3998.96
CSP | 0 | 0 | 0 | 0 | 0 | 0
CT | 8280.76 | 0 | 2208.62 | 6452.57 | 23041.73 | 8522.36
Coal | 7858.64 | 629.32 | 4485.14 | 3548.53 | 21466.57 | 31709.95
Geo | 0 | 0 | 0 | 0 | 0 | 0
H | 0 | 1224.83 | 3203.17 | 2460 | 250 | 0
LFG | 155.9 | 527.03 | 1856 | 694.57 | 0.5 | 0
Nuc | 2740.56 | 4530 | 0 | 0 | 0 | 0
PS | 0 | 0 | 0 | 0 | 0 | 0
PV | 1124.99 | 2172.32 | 1079.33 | 247.93 | 122.25 | 139.56
PeakG | 0 | 0 | 0 | 0 | 0 | 0
PeakO | 0 | 0 | 0 | 0 | 0 | 0
ST | 0 | 0 | 0 | 0 | 0 | 0
STOG | 0 | 0 | 0 | 0 | 0 | 0
STWD | 0 | 0 | 0 | 0 | 0 | 0
WT | 22194.9 | 36626.06 | 64770.92 | 73873.5 | 12848.72 | 14242.97
IGCC | 618 | 0 | 0 | 0 | 0 | 0
DemandResponse | 0 | 0 | 0 | 0 | 0 | 0
IGCC-CCS | 0 | 0 | 0 | 0 | 0 | 0
WT_off | 469 | 0 | 1100 | 0 | 0 | 0
PseudoUnit | 0 | 1640.21 | 3009.79 | 850 | 0 | 0
FixedInterchange | 0 | 0 | 0 | 0 | 0 | 0
New Build Capacity by Reporting Type: Outside_EI
ReportingType | 2015 | 2020 | 2025 | 2030 | 2035 | 2040
BM | 183.55 | 0 | 0 | 1700.88 | 64.14 | 116.37
CC | 6629.47 | 747.11 | 971.31 | 0 | 0 | 0
CSP | 0 | 0 | 0 | 0 | 0 | 0
CT | 1702.1 | 0 | 2398.28 | 4095.96 | 4112.24 | 4207.29
Coal | 2905 | 2499.89 | 13896.9 | 8789.67 | 6103.88 | 7826.97
Geo | 136 | 2075 | 4404.23 | 24.77 | 0 | 0
H | 0 | 0 | 0 | 628 | 0 | 0
LFG | 36.1 | 1425.97 | 354 | 28.93 | 0 | 0
Nuc | 0 | 0 | 0 | 1399.89 | 2940.96 | 6806.91
PS | 0 | 0 | 0 | 0 | 0 | 0
PV | 121 | 0 | 0 | 0 | 0 | 0
PeakG | 0 | 0 | 0 | 0 | 0 | 0
PeakO | 0 | 0 | 0 | 0 | 0 | 0
ST | 760 | 819.66 | 308.91 | 139.89 | 0 | 0
STOG | 0 | 0 | 0 | 0 | 0 | 0
STWD | 0 | 0 | 0 | 0 | 0 | 0
WT | 3147.1 | 17853.14 | 9396.72 | 8851.81 | 1519.06 | 2049.7
IGCC | 0 | 0 | 0 | 0 | 0 | 0
DemandResponse | 0 | 0 | 0 | 0 | 0 | 0
IGCC-CCS | 0 | 0 | 0 | 0 | 0 | 0
WT_off | 0 | 0 | 0 | 0 | 0 | 0
PseudoUnit | 0 | 0 | 0 | 0 | 0 | 0
FixedInterchange | 0 | 0 | 0 | 0 | 0 | 0
#2 | Cumulative New Build Capacity (MW)
Cumulative New Build Capacity by Reporting Type: Entergy
ReportingType | 2015 | 2020 | 2025 | 2030 | 2035 | 2040
BM | 0 | 0 | 0 | 0 | 0 | 0
CC | 0 | 0 | 0 | 0 | 0 | 0
CSP | 0 | 0 | 0 | 0 | 0 | 0
CT | 0 | 0 | 0 | 237.01 | 398.16 | 2023.83
Coal | 720 | 720 | 720 | 720 | 720 | 720
Geo | 0 | 0 | 0 | 0 | 0 | 0
H | 0 | 0 | 0 | 0 | 0 | 0
LFG | 0 | 0 | 0 | 107.4 | 107.4 | 107.4
Nuc | 170 | 170 | 170 | 170 | 170 | 170
PS | 0 | 0 | 0 | 0 | 0 | 0
PV | 0.28 | 65.33 | 100.79 | 104.2 | 108.02 | 110.63
PeakG | 0 | 0 | 0 | 0 | 0 | 0
PeakO | 0 | 0 | 0 | 0 | 0 | 0
ST | 0 | 0 | 0 | 0 | 0 | 0
STOG | 0 | 0 | 0 | 0 | 0 | 0
STWD | 0 | 0 | 0 | 0 | 0 | 0
WT | 0 | 0 | 0 | 0 | 0 | 100
IGCC | 0 | 0 | 0 | 0 | 0 | 0
DemandResponse | 0 | 0 | 0 | 0 | 0 | 0
IGCC-CCS | 0 | 0 | 0 | 0 | 0 | 0
WT_off | 0 | 0 | 0 | 0 | 0 | 0
PseudoUnit | 0 | 0 | 0 | 0 | 0 | 0
FixedInterchange | 0 | 0 | 0 | 0 | 0 | 0
Cumulative New Build Capacity by Reporting Type: FRCC
ReportingType | 2015 | 2020 | 2025 | 2030 | 2035 | 2040
BM | 0 | 0 | 0 | 0 | 0 | 0
CC | 1957.52 | 5112.84 | 5112.84 | 5112.84 | 5112.84 | 5112.84
CSP | 0 | 0 | 0 | 0 | 0 | 0
CT | 2480 | 2480 | 2480 | 2480 | 2480 | 2480
Coal | 0 | 0 | 3628.53 | 4513.77 | 16076.54 | 21362.2
Geo | 0 | 0 | 0 | 0 | 0 | 0
H | 0 | 0 | 0 | 0 | 0 | 0
LFG | 0 | 0 | 198 | 198 | 198 | 198
Nuc | 229.33 | 229.33 | 229.33 | 229.33 | 229.33 | 229.33
PS | 0 | 0 | 0 | 0 | 0 | 0
PV | 0 | 0 | 0 | 0 | 0 | 0
PeakG | 0 | 0 | 0 | 0 | 0 | 0
PeakO | 0 | 0 | 0 | 0 | 0 | 0
ST | 0 | 0 | 0 | 0 | 0 | 0
STOG | 0 | 0 | 0 | 0 | 0 | 0
STWD | 0 | 0 | 0 | 0 | 0 | 0
WT | 0 | 0 | 0 | 0 | 0 | 0
IGCC | 0 | 0 | 0 | 0 | 0 | 0
DemandResponse | 0 | 0 | 0 | 0 | 0 | 0
IGCC-CCS | 0 | 0 | 0 | 0 | 0 | 0
WT_off | 0 | 0 | 0 | 0 | 0 | 0
PseudoUnit | 0 | 0 | 0 | 0 | 0 | 0
FixedInterchange | 0 | 0 | 0 | 0 | 0 | 0
Cumulative New Build Capacity by Reporting Type: MAPP_US
ReportingType | 2015 | 2020 | 2025 | 2030 | 2035 | 2040
BM | 0 | 0 | 0 | 0 | 0 | 0
CC | 0 | 0 | 0 | 0 | 0 | 0
CSP | 0 | 0 | 0 | 0 | 0 | 0
CT | 308.3 | 308.3 | 308.3 | 308.3 | 679.17 | 1159.98
Coal | 0 | 0 | 0 | 0 | 0 | 0
Geo | 0 | 0 | 0 | 0 | 0 | 0
H | 0 | 0 | 0 | 0 | 0 | 0
LFG | 0 | 0 | 0 | 71.67 | 71.67 | 71.67
Nuc | 0 | 0 | 0 | 0 | 0 | 0
PS | 0 | 0 | 0 | 0 | 0 | 0
PV | 0 | 0 | 0 | 0 | 0 | 0
PeakG | 0 | 0 | 0 | 0 | 0 | 0
PeakO | 0 | 0 | 0 | 0 | 0 | 0
ST | 0 | 0 | 0 | 0 | 0 | 0
STOG | 0 | 0 | 0 | 0 | 0 | 0
STWD | 0 | 0 | 0 | 0 | 0 | 0
WT | 421.3 | 610.29 | 610.29 | 3890.46 | 7242.09 | 7242.09
IGCC | 0 | 0 | 0 | 0 | 0 | 0
DemandResponse | 0 | 0 | 0 | 0 | 0 | 0
IGCC-CCS | 0 | 0 | 0 | 0 | 0 | 0
WT_off | 0 | 0 | 0 | 0 | 0 | 0
PseudoUnit | 0 | 0 | 0 | 0 | 0 | 0
FixedInterchange | 0 | 0 | 0 | 0 | 0 | 0
Cumulative New Build Capacity by Reporting Type: MISO_IN
ReportingType | 2015 | 2020 | 2025 | 2030 | 2035 | 2040
BM | 0 | 0 | 0 | 0 | 0 | 0
CC | 0 | 0 | 0 | 0 | 0 | 0
CSP | 0 | 0 | 0 | 0 | 0 | 0
CT | 0 | 0 | 0 | 0 | 0 | 0
Coal | 0 | 0 | 0 | 0 | 0 | 0
Geo | 0 | 0 | 0 | 0 | 0 | 0
H | 0 | 0 | 0 | 0 | 0 | 0
LFG | 0 | 0 | 80.12 | 80.12 | 80.12 | 80.12
Nuc | 0 | 0 | 0 | 0 | 0 | 0
PS | 0 | 0 | 0 | 0 | 0 | 0
PV | 0 | 235.95 | 383.16 | 383.16 | 394.79 | 408.27
PeakG | 0 | 0 | 0 | 0 | 0 | 0
PeakO | 0 | 0 | 0 | 0 | 0 | 0
ST | 0 | 0 | 0 | 0 | 0 | 0
STOG | 0 | 0 | 0 | 0 | 0 | 0
STWD | 0 | 0 | 0 | 0 | 0 | 0
WT | 0 | 0 | 0 | 0 | 0 | 0
IGCC | 618 | 618 | 618 | 618 | 618 | 618
DemandResponse | 0 | 0 | 0 | 0 | 0 | 0
IGCC-CCS | 0 | 0 | 0 | 0 | 0 | 0
WT_off | 0 | 0 | 0 | 0 | 0 | 0
PseudoUnit | 0 | 0 | 0 | 0 | 0 | 0
FixedInterchange | 0 | 0 | 0 | 0 | 0 | 0
Cumulative New Build Capacity by Reporting Type: MISO_MI
ReportingType | 2015 | 2020 | 2025 | 2030 | 2035 | 2040
BM | 0 | 0 | 0 | 0 | 0 | 0
CC | 0 | 0 | 0 | 0 | 0 | 0
CSP | 0 | 0 | 0 | 0 | 0 | 0
CT | 0 | 0 | 0 | 0 | 0 | 0
Coal | 0 | 0 | 0 | 0 | 0 | 0
Geo | 0 | 0 | 0 | 0 | 0 | 0
H | 0 | 0 | 0 | 0 | 0 | 0
LFG | 0 | 21.97 | 160.25 | 160.25 | 160.25 | 160.25
Nuc | 0 | 0 | 0 | 0 | 0 | 0
PS | 0 | 0 | 0 | 0 | 0 | 0
PV | 0 | 0 | 0 | 0 | 0 | 0
PeakG | 0 | 0 | 0 | 0 | 0 | 0
PeakO | 0 | 0 | 0 | 0 | 0 | 0
ST | 0 | 0 | 0 | 0 | 0 | 0
STOG | 0 | 0 | 0 | 0 | 0 | 0
STWD | 0 | 0 | 0 | 0 | 0 | 0
WT | 2000 | 2426.77 | 2426.77 | 2543.4 | 2600 | 2764.51
IGCC | 0 | 0 | 0 | 0 | 0 | 0
DemandResponse | 0 | 0 | 0 | 0 | 0 | 0
IGCC-CCS | 0 | 0 | 0 | 0 | 0 | 0
WT_off | 0 | 0 | 0 | 0 | 0 | 0
PseudoUnit | 0 | 0 | 0 | 0 | 0 | 0
FixedInterchange | 0 | 0 | 0 | 0 | 0 | 0
Cumulative New Build Capacity by Reporting Type: MISO_MO-IL
ReportingType | 2015 | 2020 | 2025 | 2030 | 2035 | 2040
BM | 0 | 0 | 0 | 0 | 0 | 0
CC | 0 | 0 | 0 | 0 | 0 | 0
CSP | 0 | 0 | 0 | 0 | 0 | 0
CT | 0 | 0 | 0 | 0 | 0 | 0
Coal | 1790 | 1790 | 1790 | 1790 | 1790 | 1790
Geo | 0 | 0 | 0 | 0 | 0 | 0
H | 0 | 22.83 | 280 | 280 | 280 | 280
LFG | 0 | 0 | 37.43 | 223.33 | 223.33 | 223.33
Nuc | 0 | 0 | 0 | 0 | 0 | 0
PS | 0 | 0 | 0 | 0 | 0 | 0
PV | 0 | 0 | 0 | 0 | 0 | 0
PeakG | 0 | 0 | 0 | 0 | 0 | 0
PeakO | 0 | 0 | 0 | 0 | 0 | 0
ST | 0 | 0 | 0 | 0 | 0 | 0
STOG | 0 | 0 | 0 | 0 | 0 | 0
STWD | 0 | 0 | 0 | 0 | 0 | 0
WT | 300 | 300 | 300 | 3357.03 | 3357.03 | 4663.5
IGCC | 0 | 0 | 0 | 0 | 0 | 0
DemandResponse | 0 | 0 | 0 | 0 | 0 | 0
IGCC-CCS | 0 | 0 | 0 | 0 | 0 | 0
WT_off | 0 | 0 | 0 | 0 | 0 | 0
PseudoUnit | 0 | 0 | 0 | 0 | 0 | 0
FixedInterchange | 0 | 0 | 0 | 0 | 0 | 0
Cumulative New Build Capacity by Reporting Type: MISO_W
ReportingType | 2015 | 2020 | 2025 | 2030 | 2035 | 2040
BM | 0 | 0 | 0 | 0 | 0 | 0
CC | 0 | 0 | 0 | 0 | 0 | 0
CSP | 0 | 0 | 0 | 0 | 0 | 0
CT | 0 | 0 | 0 | 0 | 0 | 0
Coal | 0 | 0 | 0 | 0 | 1336.08 | 5229.18
Geo | 0 | 0 | 0 | 0 | 0 | 0
H | 0 | 0 | 0 | 0 | 0 | 0
LFG | 0 | 0 | 71.67 | 71.67 | 71.67 | 71.67
Nuc | 94.33 | 94.33 | 94.33 | 94.33 | 94.33 | 94.33
PS | 0 | 0 | 0 | 0 | 0 | 0
PV | 0 | 0 | 0 | 0 | 0 | 0
PeakG | 0 | 0 | 0 | 0 | 0 | 0
PeakO | 0 | 0 | 0 | 0 | 0 | 0
ST | 0 | 0 | 0 | 0 | 0 | 0
STOG | 0 | 0 | 0 | 0 | 0 | 0
STWD | 0 | 0 | 0 | 0 | 0 | 0
WT | 2800.5 | 4084.31 | 8064.9 | 17914.33 | 17914.33 | 17914.33
IGCC | 0 | 0 | 0 | 0 | 0 | 0
DemandResponse | 0 | 0 | 0 | 0 | 0 | 0
IGCC-CCS | 0 | 0 | 0 | 0 | 0 | 0
WT_off | 0 | 0 | 0 | 0 | 0 | 0
PseudoUnit | 0 | 0 | 0 | 0 | 0 | 0
FixedInterchange | 0 | 0 | 0 | 0 | 0 | 0
Cumulative New Build Capacity by Reporting Type: MISO_WUMS
ReportingType | 2015 | 2020 | 2025 | 2030 | 2035 | 2040
BM | 0 | 0 | 0 | 0 | 0 | 0
CC | 0 | 0 | 0 | 0 | 0 | 0
CSP | 0 | 0 | 0 | 0 | 0 | 0
CT | 0 | 0 | 2208.62 | 7630.07 | 17470.88 | 17470.88
Coal | 615 | 615 | 615 | 615 | 615 | 615
Geo | 0 | 0 | 0 | 0 | 0 | 0
H | 0 | 1 | 1 | 1 | 1 | 1
LFG | 0 | 0 | 223.33 | 223.33 | 223.33 | 223.33
Nuc | 235 | 235 | 235 | 235 | 235 | 235
PS | 0 | 0 | 0 | 0 | 0 | 0
PV | 0 | 0 | 0 | 0 | 0 | 0
PeakG | 0 | 0 | 0 | 0 | 0 | 0
PeakO | 0 | 0 | 0 | 0 | 0 | 0
ST | 0 | 0 | 0 | 0 | 0 | 0
STOG | 0 | 0 | 0 | 0 | 0 | 0
STWD | 0 | 0 | 0 | 0 | 0 | 0
WT | 968.9 | 968.9 | 968.9 | 968.9 | 999.7 | 999.7
IGCC | 0 | 0 | 0 | 0 | 0 | 0
DemandResponse | 0 | 0 | 0 | 0 | 0 | 0
IGCC-CCS | 0 | 0 | 0 | 0 | 0 | 0
WT_off | 0 | 0 | 0 | 0 | 0 | 0
PseudoUnit | 0 | 0 | 0 | 0 | 0 | 0
FixedInterchange | 0 | 0 | 0 | 0 | 0 | 0
Cumulative New Build Capacity by Reporting Type: Nebraska
ReportingType | 2015 | 2020 | 2025 | 2030 | 2035 | 2040
BM | 0 | 0 | 0 | 0 | 0 | 0
CC | 0 | 0 | 0 | 0 | 0 | 0
CSP | 0 | 0 | 0 | 0 | 0 | 0
CT | 0 | 0 | 0 | 0 | 0 | 0
Coal | 232.1 | 232.1 | 232.1 | 232.1 | 232.1 | 232.1
Geo | 0 | 0 | 0 | 0 | 0 | 0
H | 0 | 0 | 0 | 0 | 0 | 0
LFG | 0 | 0 | 0 | 71.67 | 71.67 | 71.67
Nuc | 0 | 0 | 0 | 0 | 0 | 0
PS | 0 | 0 | 0 | 0 | 0 | 0
PV | 0 | 0 | 0 | 0 | 0 | 0
PeakG | 0 | 0 | 0 | 0 | 0 | 0
PeakO | 0 | 0 | 0 | 0 | 0 | 0
ST | 0 | 0 | 0 | 0 | 0 | 0
STOG | 0 | 0 | 0 | 0 | 0 | 0
STWD | 0 | 0 | 0 | 0 | 0 | 0
WT | 202 | 20678.99 | 39185.12 | 65473.28 | 66064.59 | 66064.59
IGCC | 0 | 0 | 0 | 0 | 0 | 0
DemandResponse | 0 | 0 | 0 | 0 | 0 | 0
IGCC-CCS | 0 | 0 | 0 | 0 | 0 | 0
WT_off | 0 | 0 | 0 | 0 | 0 | 0
PseudoUnit | 0 | 0 | 0 | 0 | 0 | 0
FixedInterchange | 0 | 0 | 0 | 0 | 0 | 0
Cumulative New Build Capacity by Reporting Type: NEISO
ReportingType | 2015 | 2020 | 2025 | 2030 | 2035 | 2040
BM | 252.2 | 252.2 | 252.2 | 252.2 | 252.2 | 252.2
CC | 2049.5 | 2049.5 | 2049.5 | 2049.5 | 2049.5 | 2049.5
CSP | 0 | 0 | 0 | 0 | 0 | 0
CT | 334 | 334 | 334 | 334 | 334 | 334
Coal | 0 | 0 | 0 | 0 | 0 | 0
Geo | 0 | 0 | 0 | 0 | 0 | 0
H | 0 | 3 | 3 | 3 | 3 | 3
LFG | 49.26 | 49.26 | 119 | 119 | 119 | 119
Nuc | 0 | 0 | 0 | 0 | 0 | 0
PS | 0 | 0 | 0 | 0 | 0 | 0
PV | 0 | 323.36 | 324.85 | 324.85 | 324.85 | 324.9
PeakG | 0 | 0 | 0 | 0 | 0 | 0
PeakO | 0 | 0 | 0 | 0 | 0 | 0
ST | 0 | 0 | 0 | 0 | 0 | 0
STOG | 0 | 0 | 0 | 0 | 0 | 0
STWD | 0 | 0 | 0 | 0 | 0 | 0
WT | 231.2 | 1696.25 | 3737.71 | 5280 | 5280 | 5280
IGCC | 0 | 0 | 0 | 0 | 0 | 0
DemandResponse | 0 | 0 | 0 | 0 | 0 | 0
IGCC-CCS | 0 | 0 | 0 | 0 | 0 | 0
WT_off | 468 | 468 | 468 | 468 | 468 | 468
PseudoUnit | 0 | 0 | 0 | 0 | 0 | 0
FixedInterchange | 0 | 0 | 0 | 0 | 0 | 0
Cumulative New Build Capacity by Reporting Type: NonRTO_Midwest
ReportingType | 2015 | 2020 | 2025 | 2030 | 2035 | 2040
BM | 0 | 0 | 0 | 0 | 0 | 0
CC | 0 | 0 | 0 | 0 | 0 | 139.05
CSP | 0 | 0 | 0 | 0 | 0 | 0
CT | 0 | 0 | 0 | 0 | 0.01 | 112.11
Coal | 0 | 0 | 0 | 0 | 0 | 0
Geo | 0 | 0 | 0 | 0 | 0 | 0
H | 0 | 0 | 746 | 746 | 746 | 746
LFG | 0 | 0 | 160.25 | 160.25 | 160.25 | 160.25
Nuc | 0 | 0 | 0 | 0 | 0 | 0
PS | 0 | 0 | 0 | 0 | 0 | 0
PV | 0 | 0 | 0 | 0 | 0 | 0
PeakG | 0 | 0 | 0 | 0 | 0 | 0
PeakO | 0 | 0 | 0 | 0 | 0 | 0
ST | 0 | 0 | 0 | 0 | 0 | 0
STOG | 0 | 0 | 0 | 0 | 0 | 0
STWD | 0 | 0 | 0 | 0 | 0 | 0
WT | 0 | 0 | 0 | 0 | 0 | 0
IGCC | 0 | 0 | 0 | 0 | 0 | 0
DemandResponse | 0 | 0 | 0 | 0 | 0 | 0
IGCC-CCS | 0 | 0 | 0 | 0 | 0 | 0
WT_off | 0 | 0 | 0 | 0 | 0 | 0
PseudoUnit | 0 | 0 | 0 | 0 | 0 | 0
FixedInterchange | 0 | 0 | 0 | 0 | 0 | 0
Cumulative New Build Capacity by Reporting Type: NYISO_A-F
ReportingType | 2015 | 2020 | 2025 | 2030 | 2035 | 2040
BM | 0 | 0 | 0 | 0 | 0 | 0
CC | 639 | 639 | 639 | 639 | 639 | 639
CSP | 0 | 0 | 0 | 0 | 0 | 0
CT | 0 | 0 | 0 | 0 | 0 | 0
Coal | 0 | 0 | 0 | 0 | 0 | 0
Geo | 0 | 0 | 0 | 0 | 0 | 0
H | 0 | 0 | 0 | 0 | 0 | 0
LFG | 6.4 | 6.4 | 6.4 | 74.33 | 74.33 | 74.33
Nuc | 168 | 168 | 168 | 168 | 168 | 168
PS | 0 | 0 | 0 | 0 | 0 | 0
PV | 0 | 0 | 0 | 0 | 0 | 0
PeakG | 0 | 0 | 0 | 0 | 0 | 0
PeakO | 0 | 0 | 0 | 0 | 0 | 0
ST | 0 | 0 | 0 | 0 | 0 | 0
STOG | 0 | 0 | 0 | 0 | 0 | 0
STWD | 0 | 0 | 0 | 0 | 0 | 0
WT | 2476.3 | 2994.1 | 2994.1 | 3186.1 | 3186.1 | 10048.36
IGCC | 0 | 0 | 0 | 0 | 0 | 0
DemandResponse | 0 | 0 | 0 | 0 | 0 | 0
IGCC-CCS | 0 | 0 | 0 | 0 | 0 | 0
WT_off | 0 | 0 | 0 | 0 | 0 | 0
PseudoUnit | 0 | 0 | 0 | 0 | 0 | 0
FixedInterchange | 0 | 0 | 0 | 0 | 0 | 0
Cumulative New Build Capacity by Reporting Type: NYISO_G-I
ReportingType | 2015 | 2020 | 2025 | 2030 | 2035 | 2040
BM | 0 | 0 | 0 | 0 | 0 | 0
CC | 0 | 0 | 0 | 0 | 1856.72 | 4024.86
CSP | 0 | 0 | 0 | 0 | 0 | 0
CT | 0 | 0 | 0 | 0 | 0 | 0
Coal | 0 | 0 | 0 | 0 | 0 | 0
Geo | 0 | 0 | 0 | 0 | 0 | 0
H | 0 | 0 | 0 | 0 | 0 | 0
LFG | 0 | 0 | 74.33 | 74.33 | 74.33 | 74.33
Nuc | 0 | 0 | 0 | 0 | 0 | 0
PS | 0 | 0 | 0 | 0 | 0 | 0
PV | 0 | 0 | 0 | 0 | 0 | 0
PeakG | 0 | 0 | 0 | 0 | 0 | 0
PeakO | 0 | 0 | 0 | 0 | 0 | 0
ST | 0 | 0 | 0 | 0 | 0 | 0
STOG | 0 | 0 | 0 | 0 | 0 | 0
STWD | 0 | 0 | 0 | 0 | 0 | 0
WT | 0 | 60 | 60 | 360 | 360 | 360
IGCC | 0 | 0 | 0 | 0 | 0 | 0
DemandResponse | 0 | 0 | 0 | 0 | 0 | 0
IGCC-CCS | 0 | 0 | 0 | 0 | 0 | 0
WT_off | 0 | 0 | 0 | 0 | 0 | 0
PseudoUnit | 0 | 0 | 0 | 0 | 0 | 0
FixedInterchange | 0 | 0 | 0 | 0 | 0 | 0
Cumulative New Build Capacity by Reporting Type: NYISO_J-K
ReportingType | 2015 | 2020 | 2025 | 2030 | 2035 | 2040
BM | 0 | 0 | 0 | 0 | 0 | 0
CC | 1175.4 | 1175.4 | 1175.4 | 1175.4 | 1175.4 | 1231.72
CSP | 0 | 0 | 0 | 0 | 0 | 0
CT | 0 | 0 | 0 | 415.91 | 1735.76 | 2006.77
Coal | 0 | 0 | 0 | 0 | 0 | 0
Geo | 0 | 0 | 0 | 0 | 0 | 0
H | 0 | 0 | 0 | 0 | 0 | 0
LFG | 0 | 0 | 74.33 | 74.33 | 74.33 | 74.33
Nuc | 0 | 0 | 0 | 0 | 0 | 0
PS | 0 | 0 | 0 | 0 | 0 | 0
PV | 32 | 32 | 32 | 32 | 32 | 32
PeakG | 0 | 0 | 0 | 0 | 0 | 0
PeakO | 0 | 0 | 0 | 0 | 0 | 0
ST | 0 | 0 | 0 | 0 | 0 | 0
STOG | 0 | 0 | 0 | 0 | 0 | 0
STWD | 0 | 0 | 0 | 0 | 0 | 0
WT | 0 | 0 | 0 | 0 | 0 | 0
IGCC | 0 | 0 | 0 | 0 | 0 | 0
DemandResponse | 0 | 0 | 0 | 0 | 0 | 0
IGCC-CCS | 0 | 0 | 0 | 0 | 0 | 0
WT_off | 0 | 0 | 0 | 0 | 0 | 0
PseudoUnit | 0 | 0 | 0 | 0 | 0 | 0
FixedInterchange | 0 | 0 | 0 | 0 | 0 | 0
Cumulative New Build Capacity by Reporting Type: PJM_E
ReportingType | 2015 | 2020 | 2025 | 2030 | 2035 | 2040
BM | 30 | 30 | 30 | 30 | 30 | 30
CC | 4634.3 | 4634.3 | 4634.3 | 4634.3 | 4634.3 | 4634.3
CSP | 0 | 0 | 0 | 0 | 0 | 0
CT | 26.2 | 26.2 | 26.2 | 26.2 | 2415.41 | 4813.33
Coal | 27 | 27 | 27 | 27 | 27 | 27
Geo | 0 | 0 | 0 | 0 | 0 | 0
H | 0 | 0 | 0 | 0 | 0 | 0
LFG | 9.1 | 142 | 142 | 142 | 142 | 142
Nuc | 38 | 38 | 38 | 38 | 38 | 38
PS | 0 | 0 | 0 | 0 | 0 | 0
PV | 25.45 | 25.45 | 25.45 | 25.45 | 25.45 | 25.45
PeakG | 0 | 0 | 0 | 0 | 0 | 0
PeakO | 0 | 0 | 0 | 0 | 0 | 0
ST | 0 | 0 | 0 | 0 | 0 | 0
STOG | 0 | 0 | 0 | 0 | 0 | 0
STWD | 0 | 0 | 0 | 0 | 0 | 0
WT | 1150 | 1150 | 1150 | 1150 | 1150 | 1150
IGCC | 0 | 0 | 0 | 0 | 0 | 0
DemandResponse | 0 | 0 | 0 | 0 | 0 | 0
IGCC-CCS | 0 | 0 | 0 | 0 | 0 | 0
WT_off | 0 | 0 | 1100 | 1100 | 1100 | 1100
PseudoUnit | 0 | 0 | 0 | 0 | 0 | 0
FixedInterchange | 0 | 0 | 0 | 0 | 0 | 0
Cumulative New Build Capacity by Reporting Type: PJM_ROM
ReportingType | 2015 | 2020 | 2025 | 2030 | 2035 | 2040
BM | 18 | 18 | 18 | 18 | 18 | 18
CC | 1678.5 | 1678.5 | 1678.5 | 1678.5 | 1678.5 | 3313.94
CSP | 0 | 0 | 0 | 0 | 0 | 0
CT | 16 | 16 | 16 | 16 | 16 | 16
Coal | 32.5 | 32.5 | 32.5 | 32.5 | 32.5 | 32.5
Geo | 0 | 0 | 0 | 0 | 0 | 0
H | 0 | 0 | 678 | 678 | 678 | 678
LFG | 18.9 | 284 | 284 | 284 | 284 | 284
Nuc | 0 | 0 | 0 | 0 | 0 | 0
PS | 0 | 0 | 0 | 0 | 0 | 0
PV | 0 | 1409.56 | 2298.2 | 2538.94 | 2634.19 | 2748.12
PeakG | 0 | 0 | 0 | 0 | 0 | 0
PeakO | 0 | 0 | 0 | 0 | 0 | 0
ST | 0 | 0 | 0 | 0 | 0 | 0
STOG | 0 | 0 | 0 | 0 | 0 | 0
STWD | 0 | 0 | 0 | 0 | 0 | 0
WT | 479.8 | 1230 | 7040 | 7040 | 7040 | 7040
IGCC | 0 | 0 | 0 | 0 | 0 | 0
DemandResponse | 0 | 0 | 0 | 0 | 0 | 0
IGCC-CCS | 0 | 0 | 0 | 0 | 0 | 0
WT_off | 0 | 0 | 0 | 0 | 0 | 0
PseudoUnit | 0 | 0 | 0 | 0 | 0 | 0
FixedInterchange | 0 | 0 | 0 | 0 | 0 | 0
Cumulative New Build Capacity by Reporting Type: PJM_ROR
ReportingType | 2015 | 2020 | 2025 | 2030 | 2035 | 2040
BM | 385 | 385 | 385 | 385 | 385 | 385
CC | 3077 | 3197 | 3197 | 3197 | 3197 | 3197
CSP | 0 | 0 | 0 | 0 | 0 | 0
CT | 29 | 29 | 29 | 29 | 8988.82 | 8988.82
Coal | 2164 | 2164 | 2164 | 2164 | 4750.82 | 13760.16
Geo | 0 | 0 | 0 | 0 | 0 | 0
H | 0 | 503 | 503 | 503 | 503 | 503
LFG | 57.4 | 57.4 | 571.11 | 571.11 | 571.11 | 571.11
Nuc | 38 | 38 | 38 | 38 | 38 | 38
PS | 0 | 0 | 0 | 0 | 0 | 0
PV | 0 | 0 | 0 | 0 | 0 | 0
PeakG | 0 | 0 | 0 | 0 | 0 | 0
PeakO | 0 | 0 | 0 | 0 | 0 | 0
ST | 0 | 0 | 0 | 0 | 0 | 0
STOG | 0 | 0 | 0 | 0 | 0 | 0
STWD | 0 | 0 | 0 | 0 | 0 | 0
WT | 8325.7 | 8517.4 | 8517.4 | 10281.69 | 12356.8 | 14793.06
IGCC | 0 | 0 | 0 | 0 | 0 | 0
DemandResponse | 0 | 0 | 0 | 0 | 0 | 0
IGCC-CCS | 0 | 0 | 0 | 0 | 0 | 0
WT_off | 0 | 0 | 0 | 0 | 0 | 0
PseudoUnit | 0 | 0 | 0 | 0 | 0 | 0
FixedInterchange | 0 | 0 | 0 | 0 | 0 | 0
Cumulative New Build Capacity by Reporting Type: SOCO
ReportingType | 2015 | 2020 | 2025 | 2030 | 2035 | 2040
BM | 55 | 55 | 55 | 55 | 55 | 55
CC | 5026.9 | 5213.9 | 5213.9 | 5213.9 | 5213.9 | 5213.9
CSP | 0 | 0 | 0 | 0 | 0 | 0
CT | 0 | 0 | 0 | 0 | 0 | 0
Coal | 0 | 629.32 | 1485.88 | 1485.89 | 2309.72 | 9886.93
Geo | 0 | 0 | 0 | 0 | 0 | 0
H | 0 | 0 | 0 | 0 | 0 | 0
LFG | 0 | 0 | 107.4 | 107.4 | 107.4 | 107.4
Nuc | 70 | 2270 | 2270 | 2270 | 2270 | 2270
PS | 0 | 0 | 0 | 0 | 0 | 0
PV | 0 | 0 | 0 | 0 | 0 | 0
PeakG | 0 | 0 | 0 | 0 | 0 | 0
PeakO | 0 | 0 | 0 | 0 | 0 | 0
ST | 0 | 0 | 0 | 0 | 0 | 0
STOG | 0 | 0 | 0 | 0 | 0 | 0
STWD | 0 | 0 | 0 | 0 | 0 | 0
WT | 0 | 0 | 0 | 0 | 0 | 0
IGCC | 0 | 0 | 0 | 0 | 0 | 0
DemandResponse | 0 | 0 | 0 | 0 | 0 | 0
IGCC-CCS | 0 | 0 | 0 | 0 | 0 | 0
WT_off | 0 | 0 | 0 | 0 | 0 | 0
PseudoUnit | 0 | 0 | 0 | 0 | 0 | 0
FixedInterchange | 0 | 0 | 0 | 0 | 0 | 0
Cumulative New Build Capacity by Reporting Type: SPP_N
ReportingType | 2015 | 2020 | 2025 | 2030 | 2035 | 2040
BM | 0 | 0 | 0 | 0 | 0 | 0
CC | 0 | 0 | 0 | 0 | 0 | 0
CSP | 0 | 0 | 0 | 0 | 0 | 0
CT | 0 | 0 | 0 | 0 | 0 | 670.29
Coal | 465.04 | 465.04 | 465.04 | 465.04 | 465.04 | 465.04
Geo | 0 | 0 | 0 | 0 | 0 | 0
H | 0 | 0 | 0 | 0 | 0 | 0
LFG | 0 | 0 | 0 | 95 | 95 | 95
Nuc | 0 | 0 | 0 | 0 | 0 | 0
PS | 0 | 0 | 0 | 0 | 0 | 0
PV | 0 | 0 | 0 | 0 | 0 | 0
PeakG | 0 | 0 | 0 | 0 | 0 | 0
PeakO | 0 | 0 | 0 | 0 | 0 | 0
ST | 0 | 0 | 0 | 0 | 0 | 0
STOG | 0 | 0 | 0 | 0 | 0 | 0
STWD | 0 | 0 | 0 | 0 | 0 | 0
WT | 0 | 0 | 2407.13 | 19034.94 | 25200.99 | 26461.44
IGCC | 0 | 0 | 0 | 0 | 0 | 0
DemandResponse | 0 | 0 | 0 | 0 | 0 | 0
IGCC-CCS | 0 | 0 | 0 | 0 | 0 | 0
WT_off | 0 | 0 | 0 | 0 | 0 | 0
PseudoUnit | 0 | 0 | 0 | 0 | 0 | 0
FixedInterchange | 0 | 0 | 0 | 0 | 0 | 0
Cumulative New Build Capacity by Reporting Type: SPP_S
ReportingType | 2015 | 2020 | 2025 | 2030 | 2035 | 2040
BM | 0 | 0 | 0 | 0 | 0 | 0
CC | 0 | 0 | 0 | 0 | 0 | 0
CSP | 0 | 0 | 0 | 0 | 0 | 0
CT | 712.99 | 712.99 | 712.99 | 712.99 | 712.99 | 1150.69
Coal | 988 | 988 | 988 | 988 | 988 | 988
Geo | 0 | 0 | 0 | 0 | 0 | 0
H | 0 | 0 | 0 | 0 | 0 | 0
LFG | 0 | 0 | 0 | 95 | 95 | 95
Nuc | 0 | 0 | 0 | 0 | 0 | 0
PS | 0 | 0 | 0 | 0 | 0 | 0
PV | 0 | 0 | 0 | 0 | 0 | 0
PeakG | 0 | 0 | 0 | 0 | 0 | 0
PeakO | 0 | 0 | 0 | 0 | 0 | 0
ST | 0 | 0 | 0 | 0 | 0 | 0
STOG | 0 | 0 | 0 | 0 | 0 | 0
STWD | 0 | 0 | 0 | 0 | 0 | 0
WT | 430 | 8195.64 | 40221.26 | 51076.94 | 51654.15 | 53767.17
IGCC | 0 | 0 | 0 | 0 | 0 | 0
DemandResponse | 0 | 0 | 0 | 0 | 0 | 0
IGCC-CCS | 0 | 0 | 0 | 0 | 0 | 0
WT_off | 0 | 0 | 0 | 0 | 0 | 0
PseudoUnit | 0 | 0 | 0 | 0 | 0 | 0
FixedInterchange | 0 | 0 | 0 | 0 | 0 | 0
Cumulative New Build Capacity by Reporting Type: TVA
ReportingType | 2015 | 2020 | 2025 | 2030 | 2035 | 2040
BM | 0 | 0 | 0 | 0 | 0 | 0
CC | 1418 | 1418 | 1418 | 1418 | 1418 | 1418
CSP | 0 | 0 | 0 | 0 | 0 | 0
CT | 0 | 0 | 0 | 378.2 | 378.2 | 378.2
Coal | 0 | 0 | 0.04 | 2663.33 | 3266.3 | 4138.93
Geo | 0 | 0 | 0 | 0 | 0 | 0
H | 0 | 0 | 27 | 27 | 27 | 27
LFG | 0 | 0 | 107.4 | 107.4 | 107.4 | 107.4
Nuc | 1697.89 | 1697.89 | 1697.89 | 1697.89 | 1697.89 | 1697.89
PS | 0 | 0 | 0 | 0 | 0 | 0
PV | 0 | 0 | 0 | 0 | 0 | 0
PeakG | 0 | 0 | 0 | 0 | 0 | 0
PeakO | 0 | 0 | 0 | 0 | 0 | 0
ST | 0 | 0 | 0 | 0 | 0 | 0
STOG | 0 | 0 | 0 | 0 | 0 | 0
STWD | 0 | 0 | 0 | 0 | 0 | 0
WT | 0 | 0 | 0 | 0 | 0 | 0
IGCC | 0 | 0 | 0 | 0 | 0 | 0
DemandResponse | 0 | 0 | 0 | 0 | 0 | 0
IGCC-CCS | 0 | 0 | 0 | 0 | 0 | 0
WT_off | 0 | 0 | 0 | 0 | 0 | 0
PseudoUnit | 0 | 0 | 0 | 0 | 0 | 0
FixedInterchange | 0 | 0 | 0 | 0 | 0 | 0
Cumulative New Build Capacity by Reporting Type: TVA_Transmission
ReportingType | 2015 | 2020 | 2025 | 2030 | 2035 | 2040
BM | 0 | 0 | 0 | 0 | 0 | 0
CC | 0 | 0 | 0 | 0 | 0 | 0
CSP | 0 | 0 | 0 | 0 | 0 | 0
CT | 0 | 0 | 0 | 0 | 0 | 0
Coal | 0 | 0 | 0 | 0 | 0 | 0
Geo | 0 | 0 | 0 | 0 | 0 | 0
H | 0 | 0 | 0 | 0 | 0 | 0
LFG | 0 | 0 | 0 | 0 | 0 | 0
Nuc | 0 | 0 | 0 | 0 | 0 | 0
PS | 0 | 0 | 0 | 0 | 0 | 0
PV | 0 | 0 | 0 | 0 | 0 | 0
PeakG | 0 | 0 | 0 | 0 | 0 | 0
PeakO | 0 | 0 | 0 | 0 | 0 | 0
ST | 0 | 0 | 0 | 0 | 0 | 0
STOG | 0 | 0 | 0 | 0 | 0 | 0
STWD | 0 | 0 | 0 | 0 | 0 | 0
WT | 0 | 0 | 0 | 0 | 0 | 0
IGCC | 0 | 0 | 0 | 0 | 0 | 0
DemandResponse | 0 | 0 | 0 | 0 | 0 | 0
IGCC-CCS | 0 | 0 | 0 | 0 | 0 | 0
WT_off | 0 | 0 | 0 | 0 | 0 | 0
PseudoUnit | 0 | 0 | 0 | 0 | 0 | 0
FixedInterchange | 0 | 0 | 0 | 0 | 0 | 0
Cumulative New Build Capacity by Reporting Type: VACAR
ReportingType | 2015 | 2020 | 2025 | 2030 | 2035 | 2040
BM | 0.92 | 231.82 | 852.3 | 912.33 | 1095.65 | 1246.46
CC | 1885 | 2771.2 | 3294.39 | 4352.98 | 7033.65 | 7033.65
CSP | 0 | 0 | 0 | 0 | 0 | 0
CT | 4006.27 | 4006.27 | 4006.27 | 4006.27 | 4006.27 | 4006.27
Coal | 825 | 825 | 825 | 825 | 5379.11 | 10451.1
Geo | 0 | 0 | 0 | 0 | 0 | 0
H | 0 | 0 | 0 | 0 | 0 | 0
LFG | 0.34 | 107.4 | 107.4 | 107.4 | 107.4 | 107.4
Nuc | 0 | 2330 | 2330 | 2330 | 2330 | 2330
PS | 0 | 0 | 0 | 0 | 0 | 0
PV | 0 | 138.41 | 144.93 | 148.71 | 160.26 | 169.76
PeakG | 0 | 0 | 0 | 0 | 0 | 0
PeakO | 0 | 0 | 0 | 0 | 0 | 0
ST | 0 | 0 | 0 | 0 | 0 | 0
STOG | 0 | 0 | 0 | 0 | 0 | 0
STWD | 0 | 0 | 0 | 0 | 0 | 0
WT | 0.9 | 3500 | 3500 | 3500 | 3500 | 3500
IGCC | 0 | 0 | 0 | 0 | 0 | 0
DemandResponse | 0 | 0 | 0 | 0 | 0 | 0
IGCC-CCS | 0 | 0 | 0 | 0 | 0 | 0
WT_off | 1 | 1 | 1 | 1 | 1 | 1
PseudoUnit | 0 | 0 | 0 | 0 | 0 | 0
FixedInterchange | 0 | 0 | 0 | 0 | 0 | 0
Cumulative New Build Capacity by Reporting Type: IESO
ReportingType | 2015 | 2020 | 2025 | 2030 | 2035 | 2040
BM | 326.33 | 326.33 | 326.33 | 326.33 | 326.33 | 326.33
CC | 1263 | 1263 | 1263 | 1263 | 1263 | 1263
CSP | 0 | 0 | 0 | 0 | 0 | 0
CT | 368 | 368 | 368 | 368 | 368 | 2894.85
Coal | 0 | 0 | 0 | 0 | 0 | 0
Geo | 0 | 0 | 0 | 0 | 0 | 0
H | 0 | 0 | 0 | 0 | 250 | 250
LFG | 14.5 | 14.5 | 14.5 | 14.5 | 15 | 15
Nuc | 0 | 0 | 0 | 0 | 0 | 0
PS | 0 | 0 | 0 | 0 | 0 | 0
PV | 1067.26 | 1067.26 | 1067.26 | 1067.26 | 1067.26 | 1067.26
PeakG | 0 | 0 | 0 | 0 | 0 | 0
PeakO | 0 | 0 | 0 | 0 | 0 | 0
ST | 0 | 0 | 0 | 0 | 0 | 0
STOG | 0 | 0 | 0 | 0 | 0 | 0
STWD | 0 | 0 | 0 | 0 | 0 | 0
WT | 2105.9 | 2105.9 | 2105.9 | 2105.9 | 2105.9 | 2105.9
IGCC | 0 | 0 | 0 | 0 | 0 | 0
DemandResponse | 0 | 0 | 0 | 0 | 0 | 0
IGCC-CCS | 0 | 0 | 0 | 0 | 0 | 0
WT_off | 0 | 0 | 0 | 0 | 0 | 0
PseudoUnit | 0 | 0 | 0 | 0 | 0 | 0
FixedInterchange | 0 | 0 | 0 | 0 | 0 | 0
Cumulative New Build Capacity by Reporting Type: MAPP_CA
ReportingType | 2015 | 2020 | 2025 | 2030 | 2035 | 2040
BM | 0 | 0 | 0 | 0 | 0 | 0
CC | 0 | 0 | 0 | 0 | 0 | 0
CSP | 0 | 0 | 0 | 0 | 0 | 0
CT | 0 | 0 | 0 | 0 | 0 | 0
Coal | 0 | 0 | 0 | 0 | 0 | 0
Geo | 0 | 0 | 0 | 0 | 0 | 0
H | 0 | 695 | 2190 | 4650 | 4650 | 4650
LFG | 0 | 0 | 0 | 0 | 0 | 0
Nuc | 0 | 0 | 0 | 0 | 0 | 0
PS | 0 | 0 | 0 | 0 | 0 | 0
PV | 0 | 0 | 0 | 0 | 0 | 0
PeakG | 0 | 0 | 0 | 0 | 0 | 0
PeakO | 0 | 0 | 0 | 0 | 0 | 0
ST | 0 | 0 | 0 | 0 | 0 | 0
STOG | 0 | 0 | 0 | 0 | 0 | 0
STWD | 0 | 0 | 0 | 0 | 0 | 0
WT | 302.4 | 302.4 | 302.4 | 302.4 | 302.4 | 302.4
IGCC | 0 | 0 | 0 | 0 | 0 | 0
DemandResponse | 0 | 0 | 0 | 0 | 0 | 0
IGCC-CCS | 0 | 0 | 0 | 0 | 0 | 0
WT_off | 0 | 0 | 0 | 0 | 0 | 0
PseudoUnit | 0 | 0 | 0 | 0 | 0 | 0
FixedInterchange | 0 | 0 | 0 | 0 | 0 | 0
Cumulative New Build Capacity by Reporting Type: AZ_NM_SNV_Coal
ReportingType | 2015 | 2020 | 2025 | 2030 | 2035 | 2040
BM | 0 | 0 | 0 | 0 | 0 | 0
CC | 0 | 0 | 0 | 0 | 0 | 0
CSP | 0 | 0 | 0 | 0 | 0 | 0
CT | 0 | 0 | 0 | 0 | 0 | 0
Coal | 0 | 1351.62 | 13485.42 | 21456.11 | 24681.1 | 27774.17
Geo | 0 | 0 | 0 | 0 | 0 | 0
H | 0 | 0 | 0 | 0 | 0 | 0
LFG | 0 | 0 | 0 | 0 | 0 | 0
Nuc | 0 | 0 | 0 | 0 | 0 | 0
PS | 0 | 0 | 0 | 0 | 0 | 0
PV | 0 | 0 | 0 | 0 | 0 | 0
PeakG | 0 | 0 | 0 | 0 | 0 | 0
PeakO | 0 | 0 | 0 | 0 | 0 | 0
ST | 0 | 0 | 0 | 0 | 0 | 0
STOG | 0 | 0 | 0 | 0 | 0 | 0
STWD | 0 | 0 | 0 | 0 | 0 | 0
WT | 0 | 0 | 0 | 0 | 0 | 0
IGCC | 0 | 0 | 0 | 0 | 0 | 0
DemandResponse | 0 | 0 | 0 | 0 | 0 | 0
IGCC-CCS | 0 | 0 | 0 | 0 | 0 | 0
WT_off | 0 | 0 | 0 | 0 | 0 | 0
PseudoUnit | 0 | 0 | 0 | 0 | 0 | 0
FixedInterchange | 0 | 0 | 0 | 0 | 0 | 0
Cumulative New Build Capacity by Reporting Type: AZ_NM_SNV_Gas
ReportingType | 2015 | 2020 | 2025 | 2030 | 2035 | 2040
BM | 0 | 0 | 0 | 0 | 0 | 0
CC | 668 | 668 | 668 | 668 | 668 | 668
CSP | 0 | 0 | 0 | 0 | 0 | 0
CT | 736 | 736 | 736 | 736 | 736 | 736
Coal | 0 | 0 | 0 | 0 | 0 | 0
Geo | 0 | 0 | 0 | 0 | 0 | 0
H | 0 | 0 | 0 | 0 | 0 | 0
LFG | 0 | 0 | 0 | 0 | 0 | 0
Nuc | 0 | 0 | 0 | 0 | 0 | 0
PS | 0 | 0 | 0 | 0 | 0 | 0
PV | 0 | 0 | 0 | 0 | 0 | 0
PeakG | 0 | 0 | 0 | 0 | 0 | 0
PeakO | 0 | 0 | 0 | 0 | 0 | 0
ST | 0 | 0 | 0 | 0 | 0 | 0
STOG | 0 | 0 | 0 | 0 | 0 | 0
STWD | 0 | 0 | 0 | 0 | 0 | 0
WT | 0 | 0 | 0 | 0 | 0 | 0
IGCC | 0 | 0 | 0 | 0 | 0 | 0
DemandResponse | 0 | 0 | 0 | 0 | 0 | 0
IGCC-CCS | 0 | 0 | 0 | 0 | 0 | 0
WT_off | 0 | 0 | 0 | 0 | 0 | 0
PseudoUnit | 0 | 0 | 0 | 0 | 0 | 0
FixedInterchange | 0 | 0 | 0 | 0 | 0 | 0
Cumulative New Build Capacity by Reporting Type: AZ_NM_SNV_NucRenew
ReportingType | 2015 | 2020 | 2025 | 2030 | 2035 | 2040
BM | 0 | 0 | 0 | 0 | 0 | 0
CC | 0 | 0 | 0 | 0 | 0 | 0
CSP | 0 | 0 | 0 | 0 | 0 | 0
CT | 0 | 0 | 0 | 0 | 0 | 0
Coal | 0 | 0 | 0 | 0 | 0 | 0
Geo | 0 | 0 | 1450 | 1450 | 1450 | 1450
H | 0 | 0 | 0 | 0 | 0 | 0
LFG | 0 | 60.67 | 60.67 | 60.67 | 60.67 | 60.67
Nuc | 0 | 0 | 0 | 0 | 0 | 0
PS | 0 | 0 | 0 | 0 | 0 | 0
PV | 95.7 | 95.7 | 95.7 | 95.7 | 95.7 | 95.7
PeakG | 0 | 0 | 0 | 0 | 0 | 0
PeakO | 0 | 0 | 0 | 0 | 0 | 0
ST | 280 | 719.41 | 996.05 | 1120.69 | 1120.69 | 1120.69
STOG | 0 | 0 | 0 | 0 | 0 | 0
STWD | 0 | 0 | 0 | 0 | 0 | 0
WT | 65.1 | 392.53 | 392.53 | 1008.7 | 1008.7 | 1008.7
IGCC | 0 | 0 | 0 | 0 | 0 | 0
DemandResponse | 0 | 0 | 0 | 0 | 0 | 0
IGCC-CCS | 0 | 0 | 0 | 0 | 0 | 0
WT_off | 0 | 0 | 0 | 0 | 0 | 0
PseudoUnit | 0 | 0 | 0 | 0 | 0 | 0
FixedInterchange | 0 | 0 | 0 | 0 | 0 | 0
Cumulative New Build Capacity by Reporting Type: ERCOT
ReportingType | 2015 | 2020 | 2025 | 2030 | 2035 | 2040
BM | 145 | 145 | 145 | 1845.88 | 1910.01 | 2026.38
CC | 2816.37 | 2816.37 | 2816.37 | 2816.37 | 2816.37 | 2816.37
CSP | 0 | 0 | 0 | 0 | 0 | 0
CT | 250 | 250 | 250 | 250 | 250 | 250
Coal | 2020 | 2029.45 | 2613.52 | 3035.78 | 4885.57 | 8416.15
Geo | 0 | 0 | 0 | 0 | 0 | 0
H | 0 | 0 | 0 | 628 | 628 | 628
LFG | 0 | 0 | 354 | 354 | 354 | 354
Nuc | 0 | 0 | 0 | 0 | 0 | 0
PS | 0 | 0 | 0 | 0 | 0 | 0
PV | 14 | 14 | 14 | 14 | 14 | 14
PeakG | 0 | 0 | 0 | 0 | 0 | 0
PeakO | 0 | 0 | 0 | 0 | 0 | 0
ST | 0 | 0 | 0 | 0 | 0 | 0
STOG | 0 | 0 | 0 | 0 | 0 | 0
STWD | 0 | 0 | 0 | 0 | 0 | 0
WT | 350.1 | 8701.82 | 18098.54 | 23934.78 | 24764.94 | 26253.6
IGCC | 0 | 0 | 0 | 0 | 0 | 0
DemandResponse | 0 | 0 | 0 | 0 | 0 | 0
IGCC-CCS | 0 | 0 | 0 | 0 | 0 | 0
WT_off | 0 | 0 | 0 | 0 | 0 | 0
PseudoUnit | 0 | 0 | 0 | 0 | 0 | 0
FixedInterchange | 0 | 0 | 0 | 0 | 0 | 0
Cumulative New Build Capacity by Reporting Type: NP15
ReportingType | 2015 | 2020 | 2025 | 2030 | 2035 | 2040
BM | 0 | 0 | 0 | 0 | 0 | 0
CC | 940 | 940 | 940 | 940 | 940 | 940
CSP | 0 | 0 | 0 | 0 | 0 | 0
CT | 212.6 | 212.6 | 2610.87 | 6575.76 | 10688 | 14895.29
Coal | 0 | 0 | 0 | 0 | 0 | 0
Geo | 0 | 166.22 | 600 | 600 | 600 | 600
H | 0 | 0 | 0 | 0 | 0 | 0
LFG | 0 | 565 | 565 | 565 | 565 | 565
Nuc | 0 | 0 | 0 | 0 | 0 | 0
PS | 0 | 0 | 0 | 0 | 0 | 0
PV | 6.5 | 6.5 | 6.5 | 6.5 | 6.5 | 6.5
PeakG | 0 | 0 | 0 | 0 | 0 | 0
PeakO | 0 | 0 | 0 | 0 | 0 | 0
ST | 29 | 29 | 29 | 29 | 29 | 29
STOG | 0 | 0 | 0 | 0 | 0 | 0
STWD | 0 | 0 | 0 | 0 | 0 | 0
WT | 101.2 | 9275.18 | 9275.18 | 11674.59 | 12363.49 | 12924.53
IGCC | 0 | 0 | 0 | 0 | 0 | 0
DemandResponse | 0 | 0 | 0 | 0 | 0 | 0
IGCC-CCS | 0 | 0 | 0 | 0 | 0 | 0
WT_off | 0 | 0 | 0 | 0 | 0 | 0
PseudoUnit | 0 | 0 | 0 | 0 | 0 | 0
FixedInterchange | 0 | 0 | 0 | 0 | 0 | 0
Cumulative New Build Capacity by Reporting Type: NWPP_Coal
ReportingType | 2015 | 2020 | 2025 | 2030 | 2035 | 2040
BM | 0 | 0 | 0 | 0 | 0 | 0
CC | 0 | 0 | 0 | 0 | 0 | 0
CSP | 0 | 0 | 0 | 0 | 0 | 0
CT | 0 | 0 | 0 | 0 | 0 | 0
Coal | 0 | 0 | 0 | 0 | 0 | 0
Geo | 0 | 0 | 0 | 0 | 0 | 0
H | 0 | 0 | 0 | 0 | 0 | 0
LFG | 0 | 0 | 0 | 0 | 0 | 0
Nuc | 0 | 0 | 0 | 0 | 0 | 0
PS | 0 | 0 | 0 | 0 | 0 | 0
PV | 0 | 0 | 0 | 0 | 0 | 0
PeakG | 0 | 0 | 0 | 0 | 0 | 0
PeakO | 0 | 0 | 0 | 0 | 0 | 0
ST | 0 | 0 | 0 | 0 | 0 | 0
STOG | 0 | 0 | 0 | 0 | 0 | 0
STWD | 0 | 0 | 0 | 0 | 0 | 0
WT | 0 | 0 | 0 | 0 | 0 | 0
IGCC | 0 | 0 | 0 | 0 | 0 | 0
DemandResponse | 0 | 0 | 0 | 0 | 0 | 0
IGCC-CCS | 0 | 0 | 0 | 0 | 0 | 0
WT_off | 0 | 0 | 0 | 0 | 0 | 0
PseudoUnit | 0 | 0 | 0 | 0 | 0 | 0
FixedInterchange | 0 | 0 | 0 | 0 | 0 | 0
Cumulative New Build Capacity by Reporting Type: NWPP_Gas
ReportingType | 2015 | 2020 | 2025 | 2030 | 2035 | 2040
BM | 0 | 0 | 0 | 0 | 0 | 0
CC | 300 | 300 | 300 | 300 | 300 | 300
CSP | 0 | 0 | 0 | 0 | 0 | 0
CT | 150 | 150 | 150 | 150 | 150 | 150
Coal | 0 | 0 | 1179.02 | 1575.74 | 1575.74 | 1575.74
Geo | 0 | 0 | 0 | 0 | 0 | 0
H | 0 | 0 | 0 | 0 | 0 | 0
LFG | 0 | 0 | 0 | 0 | 0 | 0
Nuc | 0 | 0 | 0 | 0 | 0 | 0
PS | 0 | 0 | 0 | 0 | 0 | 0
PV | 0 | 0 | 0 | 0 | 0 | 0
PeakG | 0 | 0 | 0 | 0 | 0 | 0
PeakO | 0 | 0 | 0 | 0 | 0 | 0
ST | 0 | 0 | 0 | 0 | 0 | 0
STOG | 0 | 0 | 0 | 0 | 0 | 0
STWD | 0 | 0 | 0 | 0 | 0 | 0
WT | 0 | 0 | 0 | 0 | 0 | 0
IGCC | 0 | 0 | 0 | 0 | 0 | 0
DemandResponse | 0 | 0 | 0 | 0 | 0 | 0
IGCC-CCS | 0 | 0 | 0 | 0 | 0 | 0
WT_off | 0 | 0 | 0 | 0 | 0 | 0
PseudoUnit | 0 | 0 | 0 | 0 | 0 | 0
FixedInterchange | 0 | 0 | 0 | 0 | 0 | 0
Cumulative New Build Capacity by Reporting Type: NWPP_NucRenew
ReportingType | 2015 | 2020 | 2025 | 2030 | 2035 | 2040
BM | 32.55 | 32.55 | 32.55 | 32.55 | 32.55 | 32.55
CC | 0 | 0 | 0 | 0 | 0 | 0
CSP | 0 | 0 | 0 | 0 | 0 | 0
CT | 0 | 0 | 0 | 0 | 0 | 0
Coal | 0 | 0 | 0 | 0 | 0 | 0
Geo | 86 | 86 | 520 | 520 | 520 | 520
H | 0 | 0 | 0 | 0 | 0 | 0
LFG | 25.5 | 270 | 270 | 270 | 270 | 270
Nuc | 0 | 0 | 0 | 0 | 0 | 4571.63
PS | 0 | 0 | 0 | 0 | 0 | 0
PV | 0 | 0 | 0 | 0 | 0 | 0
PeakG | 0 | 0 | 0 | 0 | 0 | 0
PeakO | 0 | 0 | 0 | 0 | 0 | 0
ST | 0 | 0 | 0 | 0 | 0 | 0
STOG | 0 | 0 | 0 | 0 | 0 | 0
STWD | 0 | 0 | 0 | 0 | 0 | 0
WT | 977.3 | 977.3 | 977.3 | 977.3 | 977.3 | 977.3
IGCC | 0 | 0 | 0 | 0 | 0 | 0
DemandResponse | 0 | 0 | 0 | 0 | 0 | 0
IGCC-CCS | 0 | 0 | 0 | 0 | 0 | 0
WT_off | 0 | 0 | 0 | 0 | 0 | 0
PseudoUnit | 0 | 0 | 0 | 0 | 0 | 0
FixedInterchange | 0 | 0 | 0 | 0 | 0 | 0
Cumulative New Build Capacity by Reporting Type: RMPA
ReportingType | 2015 | 2020 | 2025 | 2030 | 2035 | 2040
BM | 0 | 0 | 0 | 0 | 0 | 0
CC | 0 | 0 | 0 | 0 | 0 | 0
CSP | 0 | 0 | 0 | 0 | 0 | 0
CT | 152 | 152 | 152 | 152 | 152 | 152
Coal | 390 | 1528.82 | 1528.82 | 1528.82 | 2557.93 | 3761.25
Geo | 0 | 458.78 | 2545.23 | 2570 | 2570 | 2570
H | 0 | 0 | 0 | 0 | 0 | 0
LFG | 1.4 | 1.4 | 1.4 | 30.33 | 30.33 | 30.33
Nuc | 0 | 0 | 0 | 0 | 0 | 0
PS | 0 | 0 | 0 | 0 | 0 | 0
PV | 1 | 1 | 1 | 1 | 1 | 1
PeakG | 0 | 0 | 0 | 0 | 0 | 0
PeakO | 0 | 0 | 0 | 0 | 0 | 0
ST | 3 | 383.25 | 415.52 | 430.78 | 430.78 | 430.78
STOG | 0 | 0 | 0 | 0 | 0 | 0
STWD | 0 | 0 | 0 | 0 | 0 | 0
WT | 765.4 | 765.4 | 765.4 | 765.4 | 765.4 | 765.4
IGCC | 0 | 0 | 0 | 0 | 0 | 0
DemandResponse | 0 | 0 | 0 | 0 | 0 | 0
IGCC-CCS | 0 | 0 | 0 | 0 | 0 | 0
WT_off | 0 | 0 | 0 | 0 | 0 | 0
PseudoUnit | 0 | 0 | 0 | 0 | 0 | 0
FixedInterchange | 0 | 0 | 0 | 0 | 0 | 0
Cumulative New Build Capacity by Reporting Type: SP15
ReportingType | 2015 | 2020 | 2025 | 2030 | 2035 | 2040
BM | 6 | 6 | 6 | 6 | 6 | 6
CC | 409.5 | 409.5 | 409.5 | 409.5 | 409.5 | 409.5
CSP | 0 | 0 | 0 | 0 | 0 | 0
CT | 0 | 0 | 0 | 0 | 0 | 0
Coal | 0 | 0 | 0 | 0 | 0 | 0
Geo | 50 | 1500 | 1500 | 1500 | 1500 | 1500
H | 0 | 0 | 0 | 0 | 0 | 0
LFG | 9.2 | 565 | 565 | 565 | 565 | 565
Nuc | 0 | 0 | 0 | 0 | 0 | 0
PS | 0 | 0 | 0 | 0 | 0 | 0
PV | 3.8 | 3.8 | 3.8 | 3.8 | 3.8 | 3.8
PeakG | 0 | 0 | 0 | 0 | 0 | 0
PeakO | 0 | 0 | 0 | 0 | 0 | 0
ST | 448 | 448 | 448 | 448 | 448 | 448
STOG | 0 | 0 | 0 | 0 | 0 | 0
STWD | 0 | 0 | 0 | 0 | 0 | 0
WT | 735 | 735 | 735 | 735 | 735 | 735
IGCC | 0 | 0 | 0 | 0 | 0 | 0
DemandResponse | 0 | 0 | 0 | 0 | 0 | 0
IGCC-CCS | 0 | 0 | 0 | 0 | 0 | 0
WT_off | 0 | 0 | 0 | 0 | 0 | 0
PseudoUnit | 0 | 0 | 0 | 0 | 0 | 0
FixedInterchange | 0 | 0 | 0 | 0 | 0 | 0
Cumulative New Build Capacity by Reporting Type: ALB
ReportingType | 2015 | 2020 | 2025 | 2030 | 2035 | 2040
BM | 0 | 0 | 0 | 0 | 0 | 0
CC | 388.15 | 962.02 | 1420.42 | 1420.42 | 1420.42 | 1420.42
CSP | 0 | 0 | 0 | 0 | 0 | 0
CT | 201.5 | 201.5 | 201.5 | 201.5 | 201.5 | 201.5
Coal | 495 | 495 | 495 | 495 | 495 | 495
Geo | 0 | 0 | 0 | 0 | 0 | 0
H | 0 | 0 | 0 | 0 | 0 | 0
LFG | 0 | 0 | 0 | 0 | 0 | 0
Nuc | 0 | 0 | 0 | 858.99 | 2999.47 | 4135.99
PS | 0 | 0 | 0 | 0 | 0 | 0
PV | 0 | 0 | 0 | 0 | 0 | 0
PeakG | 0 | 0 | 0 | 0 | 0 | 0
PeakO | 0 | 0 | 0 | 0 | 0 | 0
ST | 0 | 0 | 0 | 0 | 0 | 0
STOG | 0 | 0 | 0 | 0 | 0 | 0
STWD | 0 | 0 | 0 | 0 | 0 | 0
WT | 9 | 9 | 9 | 9 | 9 | 9
IGCC | 0 | 0 | 0 | 0 | 0 | 0
DemandResponse | 0 | 0 | 0 | 0 | 0 | 0
IGCC-CCS | 0 | 0 | 0 | 0 | 0 | 0
WT_off | 0 | 0 | 0 | 0 | 0 | 0
PseudoUnit | 0 | 0 | 0 | 0 | 0 | 0
FixedInterchange | 0 | 0 | 0 | 0 | 0 | 0
Cumulative New Build Capacity by Reporting Type: BC
ReportingType | 2015 | 2020 | 2025 | 2030 | 2035 | 2040
BM | 0 | 0 | 0 | 0 | 0 | 0
CC | 1107.46 | 1280.69 | 1793.61 | 1793.61 | 1793.61 | 1793.61
CSP | 0 | 0 | 0 | 0 | 0 | 0
CT | 0 | 0 | 0 | 131.08 | 131.08 | 131.08
Coal | 0 | 0 | 0 | 0 | 0 | 0
Geo | 0 | 0 | 0 | 0 | 0 | 0
H | 0 | 0 | 0 | 0 | 0 | 0
LFG | 0 | 0 | 0 | 0 | 0 | 0
Nuc | 0 | 0 | 0 | 540.91 | 1341.38 | 2440.14
PS | 0 | 0 | 0 | 0 | 0 | 0
PV | 0 | 0 | 0 | 0 | 0 | 0
PeakG | 0 | 0 | 0 | 0 | 0 | 0
PeakO | 0 | 0 | 0 | 0 | 0 | 0
ST | 0 | 0 | 0 | 0 | 0 | 0
STOG | 0 | 0 | 0 | 0 | 0 | 0
STWD | 0 | 0 | 0 | 0 | 0 | 0
WT | 144 | 144 | 144 | 144 | 144 | 144
IGCC | 0 | 0 | 0 | 0 | 0 | 0
DemandResponse | 0 | 0 | 0 | 0 | 0 | 0
IGCC-CCS | 0 | 0 | 0 | 0 | 0 | 0
WT_off | 0 | 0 | 0 | 0 | 0 | 0
PseudoUnit | 0 | 0 | 0 | 0 | 0 | 0
FixedInterchange | 0 | 0 | 0 | 0 | 0 | 0
Cumulative New Build Capacity by Reporting Type: HQ_IESO
ReportingType | 2015 | 2020 | 2025 | 2030 | 2035 | 2040
BM | 0 | 0 | 0 | 0 | 0 | 0
CC | 0 | 0 | 0 | 0 | 0 | 0
CSP | 0 | 0 | 0 | 0 | 0 | 0
CT | 0 | 0 | 0 | 0 | 0 | 0
Coal | 0 | 0 | 0 | 0 | 0 | 0
Geo | 0 | 0 | 0 | 0 | 0 | 0
H | 0 | 0 | 0 | 0 | 0 | 0
LFG | 0 | 0 | 0 | 0 | 0 | 0
Nuc | 0 | 0 | 0 | 0 | 0 | 0
PS | 0 | 0 | 0 | 0 | 0 | 0
PV | 0 | 0 | 0 | 0 | 0 | 0
PeakG | 0 | 0 | 0 | 0 | 0 | 0
PeakO | 0 | 0 | 0 | 0 | 0 | 0
ST | 0 | 0 | 0 | 0 | 0 | 0
STOG | 0 | 0 | 0 | 0 | 0 | 0
STWD | 0 | 0 | 0 | 0 | 0 | 0
WT | 0 | 0 | 0 | 0 | 0 | 0
IGCC | 0 | 0 | 0 | 0 | 0 | 0
DemandResponse | 0 | 0 | 0 | 0 | 0 | 0
IGCC-CCS | 0 | 0 | 0 | 0 | 0 | 0
WT_off | 0 | 0 | 0 | 0 | 0 | 0
PseudoUnit | 0 | 0 | 0 | 0 | 0 | 0
FixedInterchange | 0 | 0 | 0 | 0 | 0 | 0
Cumulative New Build Capacity by Reporting Type: HQ_NEISO
ReportingType | 2015 | 2020 | 2025 | 2030 | 2035 | 2040
BM | 0 | 0 | 0 | 0 | 0 | 0
CC | 0 | 0 | 0 | 0 | 0 | 0
CSP | 0 | 0 | 0 | 0 | 0 | 0
CT | 0 | 0 | 0 | 0 | 0 | 0
Coal | 0 | 0 | 0 | 0 | 0 | 0
Geo | 0 | 0 | 0 | 0 | 0 | 0
H | 0 | 0 | 0 | 0 | 0 | 0
LFG | 0 | 0 | 0 | 0 | 0 | 0
Nuc | 0 | 0 | 0 | 0 | 0 | 0
PS | 0 | 0 | 0 | 0 | 0 | 0
PV | 0 | 0 | 0 | 0 | 0 | 0
PeakG | 0 | 0 | 0 | 0 | 0 | 0
PeakO | 0 | 0 | 0 | 0 | 0 | 0
ST | 0 | 0 | 0 | 0 | 0 | 0
STOG | 0 | 0 | 0 | 0 | 0 | 0
STWD | 0 | 0 | 0 | 0 | 0 | 0
WT | 0 | 0 | 0 | 0 | 0 | 0
IGCC | 0 | 0 | 0 | 0 | 0 | 0
DemandResponse | 0 | 0 | 0 | 0 | 0 | 0
IGCC-CCS | 0 | 0 | 0 | 0 | 0 | 0
WT_off | 0 | 0 | 0 | 0 | 0 | 0
PseudoUnit | 0 | 0 | 1650 | 2500 | 2500 | 2500
FixedInterchange | 0 | 0 | 0 | 0 | 0 | 0
Cumulative New Build Capacity by Reporting Type: HQ_NY
ReportingType | 2015 | 2020 | 2025 | 2030 | 2035 | 2040
BM | 0 | 0 | 0 | 0 | 0 | 0
CC | 0 | 0 | 0 | 0 | 0 | 0
CSP | 0 | 0 | 0 | 0 | 0 | 0
CT | 0 | 0 | 0 | 0 | 0 | 0
Coal | 0 | 0 | 0 | 0 | 0 | 0
Geo | 0 | 0 | 0 | 0 | 0 | 0
H | 0 | 0 | 0 | 0 | 0 | 0
LFG | 0 | 0 | 0 | 0 | 0 | 0
Nuc | 0 | 0 | 0 | 0 | 0 | 0
PS | 0 | 0 | 0 | 0 | 0 | 0
PV | 0 | 0 | 0 | 0 | 0 | 0
PeakG | 0 | 0 | 0 | 0 | 0 | 0
PeakO | 0 | 0 | 0 | 0 | 0 | 0
ST | 0 | 0 | 0 | 0 | 0 | 0
STOG | 0 | 0 | 0 | 0 | 0 | 0
STWD | 0 | 0 | 0 | 0 | 0 | 0
WT | 0 | 0 | 0 | 0 | 0 | 0
IGCC | 0 | 0 | 0 | 0 | 0 | 0
DemandResponse | 0 | 0 | 0 | 0 | 0 | 0
IGCC-CCS | 0 | 0 | 0 | 0 | 0 | 0
WT_off | 0 | 0 | 0 | 0 | 0 | 0
PseudoUnit | 0 | 1140.21 | 2500 | 2500 | 2500 | 2500
FixedInterchange | 0 | 0 | 0 | 0 | 0 | 0
Cumulative New Build Capacity by Reporting Type: MARITIMES
ReportingType | 2015 | 2020 | 2025 | 2030 | 2035 | 2040
BM | 0 | 0 | 0 | 0 | 0 | 0
CC | 0 | 0 | 0 | 0 | 0 | 0
CSP | 0 | 0 | 0 | 0 | 0 | 0
CT | 0 | 0 | 0 | 0 | 0 | 0
Coal | 0 | 0 | 0 | 0 | 0 | 0
Geo | 0 | 0 | 0 | 0 | 0 | 0
H | 0 | 0 | 0 | 0 | 0 | 0
LFG | 0 | 0 | 0 | 0 | 0 | 0
Nuc | 0 | 0 | 0 | 0 | 0 | 0
PS | 0 | 0 | 0 | 0 | 0 | 0
PV | 0 | 0 | 0 | 0 | 0 | 0
PeakG | 0 | 0 | 0 | 0 | 0 | 0
PeakO | 0 | 0 | 0 | 0 | 0 | 0
ST | 0 | 0 | 0 | 0 | 0 | 0
STOG | 0 | 0 | 0 | 0 | 0 | 0
STWD | 0 | 0 | 0 | 0 | 0 | 0
WT | 0 | 0 | 0 | 0 | 0 | 0
IGCC | 0 | 0 | 0 | 0 | 0 | 0
DemandResponse | 0 | 0 | 0 | 0 | 0 | 0
IGCC-CCS | 0 | 0 | 0 | 0 | 0 | 0
WT_off | 0 | 0 | 0 | 0 | 0 | 0
PseudoUnit | 0 | 500 | 500 | 500 | 500 | 500
FixedInterchange | 0 | 0 | 0 | 0 | 0 | 0
Cumulative New Build Capacity by Reporting Type: All
ReportingType | 2015 | 2020 | 2025 | 2030 | 2035 | 2040
BM | 1251 | 1481.9 | 2102.38 | 3863.29 | 4110.75 | 4377.92
CC | 31433.6 | 36529.22 | 38023.72 | 39082.31 | 43619.69 | 47618.65
CSP | 0 | 0 | 0 | 0 | 0 | 0
CT | 9982.85 | 9982.85 | 14589.75 | 25138.28 | 52292.25 | 65021.9
Coal | 10763.64 | 13892.84 | 32274.88 | 44613.08 | 72183.53 | 111720.45
Geo | 136 | 2211 | 6615.23 | 6640 | 6640 | 6640
H | 0 | 1224.83 | 4428 | 7516 | 7766 | 7766
LFG | 192 | 2145 | 4355 | 5078.5 | 5079 | 5079
Nuc | 2740.56 | 7270.56 | 7270.56 | 8670.45 | 11611.41 | 18418.31
PS | 0 | 0 | 0 | 0 | 0 | 0
PV | 1245.99 | 3418.31 | 4497.64 | 4745.56 | 4867.81 | 5007.37
PeakG | 0 | 0 | 0 | 0 | 0 | 0
PeakO | 0 | 0 | 0 | 0 | 0 | 0
ST | 760 | 1579.66 | 1888.57 | 2028.47 | 2028.47 | 2028.47
STOG | 0 | 0 | 0 | 0 | 0 | 0
STWD | 0 | 0 | 0 | 0 | 0 | 0
WT | 25342 | 79821.2 | 153988.83 | 236714.15 | 251081.94 | 267374.6
IGCC | 618 | 618 | 618 | 618 | 618 | 618
DemandResponse | 0 | 0 | 0 | 0 | 0 | 0
IGCC-CCS | 0 | 0 | 0 | 0 | 0 | 0
WT_off | 469 | 469 | 1569 | 1569 | 1569 | 1569
PseudoUnit | 0 | 1640.21 | 4650 | 5500 | 5500 | 5500
FixedInterchange | 0 | 0 | 0 | 0 | 0 | 0
Cumulative New Build Capacity by Reporting Type: EI_US
ReportingType | 2015 | 2020 | 2025 | 2030 | 2035 | 2040
BM | 741.12 | 972.02 | 1592.5 | 1652.53 | 1835.85 | 1986.66
CC | 23541.12 | 27889.64 | 28412.82 | 29471.42 | 34008.8 | 38007.76
CSP | 0 | 0 | 0 | 0 | 0 | 0
CT | 7912.76 | 7912.76 | 10121.38 | 16573.94 | 39615.67 | 45611.18
Coal | 7858.64 | 8487.95 | 12973.09 | 16521.62 | 37988.19 | 69698.14
Geo | 0 | 0 | 0 | 0 | 0 | 0
H | 0 | 529.83 | 2238 | 2238 | 2238 | 2238
LFG | 141.4 | 668.43 | 2524.43 | 3219 | 3219 | 3219
Nuc | 2740.56 | 7270.56 | 7270.56 | 7270.56 | 7270.56 | 7270.56
PS | 0 | 0 | 0 | 0 | 0 | 0
PV | 57.73 | 2230.05 | 3309.38 | 3557.31 | 3679.55 | 3819.12
PeakG | 0 | 0 | 0 | 0 | 0 | 0
PeakO | 0 | 0 | 0 | 0 | 0 | 0
ST | 0 | 0 | 0 | 0 | 0 | 0
STOG | 0 | 0 | 0 | 0 | 0 | 0
STWD | 0 | 0 | 0 | 0 | 0 | 0
WT | 19786.6 | 56412.66 | 121183.58 | 195057.08 | 207905.8 | 222148.77
IGCC | 618 | 618 | 618 | 618 | 618 | 618
DemandResponse | 0 | 0 | 0 | 0 | 0 | 0
IGCC-CCS | 0 | 0 | 0 | 0 | 0 | 0
WT_off | 469 | 469 | 1569 | 1569 | 1569 | 1569
PseudoUnit | 0 | 1640.21 | 4650 | 5500 | 5500 | 5500
FixedInterchange | 0 | 0 | 0 | 0 | 0 | 0
Cumulative New Build Capacity by Reporting Type: EI_Canada
ReportingType | 2015 | 2020 | 2025 | 2030 | 2035 | 2040
BM | 326.33 | 326.33 | 326.33 | 326.33 | 326.33 | 326.33
CC | 1263 | 1263 | 1263 | 1263 | 1263 | 1263
CSP | 0 | 0 | 0 | 0 | 0 | 0
CT | 368 | 368 | 368 | 368 | 368 | 2894.85
Coal | 0 | 0 | 0 | 0 | 0 | 0
Geo | 0 | 0 | 0 | 0 | 0 | 0
H | 0 | 695 | 2190 | 4650 | 4900 | 4900
LFG | 14.5 | 14.5 | 14.5 | 14.5 | 15 | 15
Nuc | 0 | 0 | 0 | 0 | 0 | 0
PS | 0 | 0 | 0 | 0 | 0 | 0
PV | 1067.26 | 1067.26 | 1067.26 | 1067.26 | 1067.26 | 1067.26
PeakG | 0 | 0 | 0 | 0 | 0 | 0
PeakO | 0 | 0 | 0 | 0 | 0 | 0
ST | 0 | 0 | 0 | 0 | 0 | 0
STOG | 0 | 0 | 0 | 0 | 0 | 0
STWD | 0 | 0 | 0 | 0 | 0 | 0
WT | 2408.3 | 2408.3 | 2408.3 | 2408.3 | 2408.3 | 2408.3
IGCC | 0 | 0 | 0 | 0 | 0 | 0
DemandResponse | 0 | 0 | 0 | 0 | 0 | 0
IGCC-CCS | 0 | 0 | 0 | 0 | 0 | 0
WT_off | 0 | 0 | 0 | 0 | 0 | 0
PseudoUnit | 0 | 0 | 0 | 0 | 0 | 0
FixedInterchange | 0 | 0 | 0 | 0 | 0 | 0
Cumulative New Build Capacity by Reporting Type: EI
ReportingType | 2015 | 2020 | 2025 | 2030 | 2035 | 2040
BM | 1067.45 | 1298.35 | 1918.83 | 1978.86 | 2162.19 | 2312.99
CC | 24804.12 | 29152.64 | 29675.82 | 30734.42 | 35271.8 | 39270.76
CSP | 0 | 0 | 0 | 0 | 0 | 0
CT | 8280.76 | 8280.76 | 10489.38 | 16941.94 | 39983.67 | 48506.03
Coal | 7858.64 | 8487.95 | 12973.09 | 16521.62 | 37988.19 | 69698.14
Geo | 0 | 0 | 0 | 0 | 0 | 0
H | 0 | 1224.83 | 4428 | 6888 | 7138 | 7138
LFG | 155.9 | 682.93 | 2538.93 | 3233.5 | 3234 | 3234
Nuc | 2740.56 | 7270.56 | 7270.56 | 7270.56 | 7270.56 | 7270.56
PS | 0 | 0 | 0 | 0 | 0 | 0
PV | 1124.99 | 3297.31 | 4376.64 | 4624.56 | 4746.81 | 4886.37
PeakG | 0 | 0 | 0 | 0 | 0 | 0
PeakO | 0 | 0 | 0 | 0 | 0 | 0
ST | 0 | 0 | 0 | 0 | 0 | 0
STOG | 0 | 0 | 0 | 0 | 0 | 0
STWD | 0 | 0 | 0 | 0 | 0 | 0
WT | 22194.9 | 58820.96 | 123591.88 | 197465.38 | 210314.1 | 224557.07
IGCC | 618 | 618 | 618 | 618 | 618 | 618
DemandResponse | 0 | 0 | 0 | 0 | 0 | 0
IGCC-CCS | 0 | 0 | 0 | 0 | 0 | 0
WT_off | 469 | 469 | 1569 | 1569 | 1569 | 1569
PseudoUnit | 0 | 1640.21 | 4650 | 5500 | 5500 | 5500
FixedInterchange | 0 | 0 | 0 | 0 | 0 | 0
Cumulative New Build Capacity by Reporting Type: Outside_EI
ReportingType | 2015 | 2020 | 2025 | 2030 | 2035 | 2040
BM | 183.55 | 183.55 | 183.55 | 1884.43 | 1948.56 | 2064.93
CC | 6629.47 | 7376.58 | 8347.89 | 8347.89 | 8347.89 | 8347.89
CSP | 0 | 0 | 0 | 0 | 0 | 0
CT | 1702.1 | 1702.1 | 4100.37 | 8196.33 | 12308.58 | 16515.87
Coal | 2905 | 5404.89 | 19301.79 | 28091.46 | 34195.34 | 42022.31
Geo | 136 | 2211 | 6615.23 | 6640 | 6640 | 6640
H | 0 | 0 | 0 | 628 | 628 | 628
LFG | 36.1 | 1462.07 | 1816.07 | 1845 | 1845 | 1845
Nuc | 0 | 0 | 0 | 1399.89 | 4340.85 | 11147.76
PS | 0 | 0 | 0 | 0 | 0 | 0
PV | 121 | 121 | 121 | 121 | 121 | 121
PeakG | 0 | 0 | 0 | 0 | 0 | 0
PeakO | 0 | 0 | 0 | 0 | 0 | 0
ST | 760 | 1579.66 | 1888.57 | 2028.47 | 2028.47 | 2028.47
STOG | 0 | 0 | 0 | 0 | 0 | 0
STWD | 0 | 0 | 0 | 0 | 0 | 0
WT | 3147.1 | 21000.24 | 30396.96 | 39248.77 | 40767.84 | 42817.54
IGCC | 0 | 0 | 0 | 0 | 0 | 0
DemandResponse | 0 | 0 | 0 | 0 | 0 | 0
IGCC-CCS | 0 | 0 | 0 | 0 | 0 | 0
WT_off | 0 | 0 | 0 | 0 | 0 | 0
PseudoUnit | 0 | 0 | 0 | 0 | 0 | 0
FixedInterchange | 0 | 0 | 0 | 0 | 0 | 0
#3 | Retirements of Capacity (MW)
Retirements of Capacity by Reporting Type: Entergy
ReportingType | 2015 | 2020 | 2025 | 2030 | 2035 | 2040
BM | 0 | 0 | 0 | 0 | 0 | 0
CC | 0 | 0 | 0 | 0 | 0 | 0
CSP | 0 | 0 | 0 | 0 | 0 | 0
CT | 0 | 0 | 0 | 0 | 0 | 0
Coal | 892.9 | 0 | 0 | 0 | 0 | 0
Geo | 0 | 0 | 0 | 0 | 0 | 0
H | 0 | 0 | 0 | 0 | 0 | 0
LFG | 0 | 0 | 0 | 0 | 0 | 0
Nuc | 0 | 0 | 0 | 0 | 842 | 997
PS | 0 | 0 | 0 | 0 | 0 | 0
PV | 0 | 0 | 0 | 0 | 0 | 0
PeakG | 0 | 0 | 0 | 0 | 0 | 0
PeakO | 0 | 0 | 0 | 0 | 0 | 0
ST | 0 | 0 | 0 | 0 | 0 | 0
STOG | 10913.27 | 0 | 0 | 0 | 0 | 0
STWD | 0 | 0 | 0 | 0 | 0 | 0
WT | 0 | 0 | 0 | 0 | 0 | 0
IGCC | 0 | 0 | 0 | 0 | 0 | 0
DemandResponse | 0 | 0 | 0 | 0 | 0 | 0
IGCC-CCS | 0 | 0 | 0 | 0 | 0 | 0
WT_off | 0 | 0 | 0 | 0 | 0 | 0
PseudoUnit | 0 | 0 | 0 | 0 | 0 | 0
FixedInterchange | 0 | 0 | 0 | 0 | 0 | 0
Retirements of Capacity by Reporting Type: FRCC
ReportingType | 2015 | 2020 | 2025 | 2030 | 2035 | 2040
BM | 0 | 0 | 0 | 0 | 0 | 0
CC | 0 | 0 | 0 | 0 | 0 | 0
CSP | 0 | 0 | 0 | 0 | 0 | 0
CT | 0 | 0 | 0 | 0 | 2480 | 0
Coal | 0 | 869 | 0 | 0 | 0 | 0
Geo | 0 | 0 | 0 | 0 | 0 | 0
H | 0 | 0 | 0 | 0 | 0 | 0
LFG | 0 | 0 | 0 | 0 | 0 | 0
Nuc | 0 | 0 | 0 | 0 | 1615.33 | 1677
PS | 0 | 0 | 0 | 0 | 0 | 0
PV | 0 | 0 | 0 | 0 | 0 | 0
PeakG | 0 | 0 | 0 | 0 | 0 | 0
PeakO | 0 | 0 | 0 | 0 | 0 | 0
ST | 0 | 0 | 0 | 0 | 0 | 0
STOG | 6278.96 | 0 | 2831.44 | 375.02 | 0 | 0
STWD | 0 | 0 | 0 | 0 | 0 | 0
WT | 0 | 0 | 0 | 0 | 0 | 0
IGCC | 0 | 0 | 0 | 0 | 0 | 0
DemandResponse | 0 | 0 | 0 | 0 | 0 | 0
IGCC-CCS | 0 | 0 | 0 | 0 | 0 | 0
WT_off | 0 | 0 | 0 | 0 | 0 | 0
PseudoUnit | 0 | 0 | 0 | 0 | 0 | 0
FixedInterchange | 0 | 0 | 0 | 0 | 0 | 0
Retirements of Capacity by Reporting Type: MAPP_US
ReportingType | 2015 | 2020 | 2025 | 2030 | 2035 | 2040
BM | 0 | 0 | 0 | 0 | 0 | 0
CC | 289 | 0 | 0 | 0 | 0 | 0
CSP | 0 | 0 | 0 | 0 | 0 | 0
CT | 0 | 0 | 0 | 0 | 0 | 0
Coal | 185.6 | 323.9 | 0 | 0 | 0 | 0
Geo | 0 | 0 | 0 | 0 | 0 | 0
H | 0 | 0 | 0 | 0 | 0 | 0
LFG | 0 | 0 | 0 | 0 | 0 | 0
Nuc | 0 | 0 | 0 | 0 | 0 | 0
PS | 0 | 0 | 0 | 0 | 0 | 0
PV | 0 | 0 | 0 | 0 | 0 | 0
PeakG | 59.6 | 0 | 0 | 0 | 0 | 0
PeakO | 346 | 0 | 0 | 0 | 0 | 0
ST | 0 | 0 | 0 | 0 | 0 | 0
STOG | 36 | 0 | 0 | 0 | 0 | 0
STWD | 0 | 0 | 0 | 0 | 0 | 0
WT | 0 | 0 | 0 | 0 | 0 | 0
IGCC | 0 | 0 | 0 | 0 | 0 | 0
DemandResponse | 0 | 0 | 0 | 0 | 0 | 0
IGCC-CCS | 0 | 0 | 0 | 0 | 0 | 0
WT_off | 0 | 0 | 0 | 0 | 0 | 0
PseudoUnit | 0 | 0 | 0 | 0 | 0 | 0
FixedInterchange | 0 | 0 | 0 | 0 | 0 | 0
Retirements of Capacity by Reporting Type: MISO_IN
ReportingType | 2015 | 2020 | 2025 | 2030 | 2035 | 2040
BM | 0 | 0 | 0 | 0 | 0 | 0
CC | 0 | 0 | 0 | 0 | 0 | 0
CSP | 0 | 0 | 0 | 0 | 0 | 0
CT | 0 | 0 | 0 | 0 | 0 | 0
Coal | 929.9 | 0 | 0 | 0 | 0 | 0
Geo | 0 | 0 | 0 | 0 | 0 | 0
H | 0 | 0 | 0 | 0 | 0 | 0
LFG | 0 | 0 | 0 | 0 | 0 | 0
Nuc | 0 | 0 | 0 | 0 | 0 | 0
PS | 0 | 0 | 0 | 0 | 0 | 0
PV | 0 | 0 | 0 | 0 | 0 | 0
PeakG | 0 | 0 | 0 | 0 | 0 | 0
PeakO | 0 | 0 | 0 | 0 | 0 | 0
ST | 0 | 0 | 0 | 0 | 0 | 0
STOG | 0 | 0 | 0 | 0 | 0 | 0
STWD | 0 | 0 | 0 | 0 | 0 | 0
WT | 0 | 0 | 0 | 0 | 0 | 0
IGCC | 0 | 0 | 0 | 0 | 0 | 0
DemandResponse | 0 | 0 | 0 | 0 | 0 | 0
IGCC-CCS | 0 | 0 | 0 | 0 | 0 | 0
WT_off | 0 | 0 | 0 | 0 | 0 | 0
PseudoUnit | 0 | 0 | 0 | 0 | 0 | 0
FixedInterchange | 0 | 0 | 0 | 0 | 0 | 0
Retirements of Capacity by Reporting Type: MISO_MI
ReportingType | 2015 | 2020 | 2025 | 2030 | 2035 | 2040
BM | 0 | 0 | 0 | 0 | 0 | 0
CC | 0 | 0 | 0 | 0 | 0 | 0
CSP | 0 | 0 | 0 | 0 | 0 | 0
CT | 0 | 0 | 0 | 0 | 0 | 0
Coal | 2071 | 255 | 0 | 0 | 0 | 0
Geo | 0 | 0 | 0 | 0 | 0 | 0
H | 0 | 0 | 0 | 0 | 0 | 0
LFG | 0 | 0 | 0 | 0 | 0 | 0
Nuc | 0 | 0 | 0 | 0 | 778 | 0
PS | 0 | 0 | 0 | 0 | 0 | 0
PV | 0 | 0 | 0 | 0 | 0 | 0
PeakG | 0 | 0 | 0 | 0 | 0 | 0
PeakO | 0 | 0 | 0 | 0 | 0 | 0
ST | 0 | 0 | 0 | 0 | 0 | 0
STOG | 0 | 0 | 0 | 0 | 0 | 0
STWD | 0 | 0 | 0 | 0 | 0 | 0
WT | 0 | 0 | 0 | 0 | 0 | 0
IGCC | 0 | 0 | 0 | 0 | 0 | 0
DemandResponse | 0 | 0 | 0 | 0 | 0 | 0
IGCC-CCS | 0 | 0 | 0 | 0 | 0 | 0
WT_off | 0 | 0 | 0 | 0 | 0 | 0
PseudoUnit | 0 | 0 | 0 | 0 | 0 | 0
FixedInterchange | 0 | 0 | 0 | 0 | 0 | 0
Retirements of Capacity by Reporting Type: MISO_MO-IL
ReportingType | 2015 | 2020 | 2025 | 2030 | 2035 | 2040
BM | 0 | 0 | 0 | 0 | 0 | 0
CC | 0 | 0 | 0 | 0 | 0 | 0
CSP | 0 | 0 | 0 | 0 | 0 | 0
CT | 0 | 0 | 0 | 0 | 0 | 0
Coal | 821.7 | 545 | 0 | 0 | 0 | 0
Geo | 0 | 0 | 0 | 0 | 0 | 0
H | 0 | 0 | 0 | 0 | 0 | 0
LFG | 0 | 0 | 0 | 0 | 0 | 0
Nuc | 0 | 0 | 0 | 0 | 0 | 0
PS | 0 | 0 | 0 | 0 | 0 | 0
PV | 0 | 0 | 0 | 0 | 0 | 0
PeakG | 0 | 0 | 0 | 0 | 0 | 0
PeakO | 0 | 0 | 0 | 0 | 0 | 0
ST | 0 | 0 | 0 | 0 | 0 | 0
STOG | 0 | 0 | 0 | 0 | 0 | 0
STWD | 0 | 0 | 0 | 0 | 0 | 0
WT | 0 | 0 | 0 | 0 | 0 | 0
IGCC | 0 | 0 | 0 | 0 | 0 | 0
DemandResponse | 0 | 0 | 0 | 0 | 0 | 0
IGCC-CCS | 0 | 0 | 0 | 0 | 0 | 0
WT_off | 0 | 0 | 0 | 0 | 0 | 0
PseudoUnit | 0 | 0 | 0 | 0 | 0 | 0
FixedInterchange | 0 | 0 | 0 | 0 | 0 | 0
Retirements of Capacity by Reporting Type: MISO_W
ReportingType | 2015 | 2020 | 2025 | 2030 | 2035 | 2040
BM | 0 | 0 | 0 | 0 | 0 | 0
CC | 0 | 0 | 0 | 0 | 0 | 0
CSP | 0 | 0 | 0 | 0 | 0 | 0
CT | 0 | 0 | 0 | 0 | 0 | 0
Coal | 2774.83 | 153.73 | 0 | 0 | 0 | 0
Geo | 0 | 0 | 0 | 0 | 0 | 0
H | 0 | 0 | 0 | 0 | 0 | 0
LFG | 0 | 0 | 0 | 0 | 0 | 0
Nuc | 0 | 0 | 0 | 0 | 2361.23 | 0
PS | 0 | 0 | 0 | 0 | 0 | 0
PV | 0 | 0 | 0 | 0 | 0 | 0
PeakG | 0 | 0 | 0 | 0 | 0 | 0
PeakO | 0 | 0 | 0 | 0 | 0 | 0
ST | 0 | 0 | 0 | 0 | 0 | 0
STOG | 0 | 0 | 0 | 0 | 0 | 0
STWD | 0 | 0 | 0 | 0 | 0 | 0
WT | 0 | 0 | 0 | 0 | 0 | 0
IGCC | 0 | 0 | 0 | 0 | 0 | 0
DemandResponse | 0 | 0 | 0 | 0 | 0 | 0
IGCC-CCS | 0 | 0 | 0 | 0 | 0 | 0
WT_off | 0 | 0 | 0 | 0 | 0 | 0
PseudoUnit | 0 | 0 | 0 | 0 | 0 | 0
FixedInterchange | 0 | 0 | 0 | 0 | 0 | 0
Retirements of Capacity by Reporting Type: MISO_WUMS
ReportingType | 2015 | 2020 | 2025 | 2030 | 2035 | 2040
BM | 0 | 0 | 0 | 0 | 0 | 0
CC | 0 | 0 | 0 | 0 | 0 | 0
CSP | 0 | 0 | 0 | 0 | 0 | 0
CT | 0 | 0 | 0 | 0 | 0 | 0
Coal | 1857.1 | 0 | 0 | 0 | 0 | 0
Geo | 0 | 0 | 0 | 0 | 0 | 0
H | 0 | 0 | 0 | 0 | 0 | 0
LFG | 0 | 0 | 0 | 0 | 0 | 0
Nuc | 0 | 0 | 0 | 0 | 1816.9 | 0
PS | 0 | 0 | 0 | 0 | 0 | 0
PV | 0 | 0 | 0 | 0 | 0 | 0
PeakG | 0 | 0 | 0 | 0 | 0 | 0
PeakO | 0 | 0 | 0 | 0 | 0 | 0
ST | 0 | 0 | 0 | 0 | 0 | 0
STOG | 59.5 | 0 | 0 | 0 | 0 | 0
STWD | 0 | 0 | 0 | 0 | 0 | 0
WT | 0 | 0 | 0 | 0 | 0 | 0
IGCC | 0 | 0 | 0 | 0 | 0 | 0
DemandResponse | 0 | 0 | 0 | 0 | 0 | 0
IGCC-CCS | 0 | 0 | 0 | 0 | 0 | 0
WT_off | 0 | 0 | 0 | 0 | 0 | 0
PseudoUnit | 0 | 0 | 0 | 0 | 0 | 0
FixedInterchange | 0 | 0 | 0 | 0 | 0 | 0
Retirements of Capacity by Reporting Type: Nebraska
ReportingType | 2015 | 2020 | 2025 | 2030 | 2035 | 2040
BM | 0 | 0 | 0 | 0 | 0 | 0
CC | 0 | 0 | 0 | 0 | 0 | 0
CSP | 0 | 0 | 0 | 0 | 0 | 0
CT | 0 | 0 | 0 | 0 | 0 | 0
Coal | 0 | 0 | 909.2 | 275.6 | 0 | 0
Geo | 0 | 0 | 0 | 0 | 0 | 0
H | 0 | 0 | 0 | 0 | 0 | 0
LFG | 0 | 0 | 0 | 0 | 0 | 0
Nuc | 0 | 0 | 0 | 0 | 1251.8 | 0
PS | 0 | 0 | 0 | 0 | 0 | 0
PV | 0 | 0 | 0 | 0 | 0 | 0
PeakG | 0 | 0 | 0 | 0 | 0 | 0
PeakO | 0 | 0 | 0 | 0 | 0 | 0
ST | 0 | 0 | 0 | 0 | 0 | 0
STOG | 270 | 0 | 0 | 0 | 0 | 0
STWD | 0 | 0 | 0 | 0 | 0 | 0
WT | 0 | 0 | 0 | 0 | 0 | 0
IGCC | 0 | 0 | 0 | 0 | 0 | 0
DemandResponse | 0 | 0 | 0 | 0 | 0 | 0
IGCC-CCS | 0 | 0 | 0 | 0 | 0 | 0
WT_off | 0 | 0 | 0 | 0 | 0 | 0
PseudoUnit | 0 | 0 | 0 | 0 | 0 | 0
FixedInterchange | 0 | 0 | 0 | 0 | 0 | 0
Retirements of Capacity by Reporting Type: NEISO
ReportingType | 2015 | 2020 | 2025 | 2030 | 2035 | 2040
BM | 0 | 0 | 0 | 0 | 0 | 0
CC | 2671.49 | 364.81 | 677.31 | 0 | 0 | 0
CSP | 0 | 0 | 0 | 0 | 0 | 0
CT | 0 | 0 | 0 | 9.5 | 0 | 0
Coal | 744.55 | 320 | 0 | 0 | 0 | 0
Geo | 0 | 0 | 0 | 0 | 0 | 0
H | 0 | 0 | 0 | 0 | 0 | 0
LFG | 0 | 0 | 0 | 0 | 0 | 0
Nuc | 0 | 0 | 0 | 0 | 1289 | 876.92
PS | 0 | 0 | 0 | 0 | 0 | 0
PV | 0 | 0 | 0 | 0 | 0 | 0
PeakG | 0 | 0 | 0 | 0 | 0 | 0
PeakO | 854.29 | 0 | 0 | 0 | 0 | 0
ST | 0 | 0 | 0 | 0 | 0 | 0
STOG | 6237 | 0 | 0 | 0 | 0 | 0
STWD | 0 | 0 | 0 | 0 | 0 | 0
WT | 0 | 0 | 0 | 0 | 0 | 0
IGCC | 0 | 0 | 0 | 0 | 0 | 0
DemandResponse | 0 | 0 | 0 | 0 | 0 | 0
IGCC-CCS | 0 | 0 | 0 | 0 | 0 | 0
WT_off | 0 | 0 | 0 | 0 | 0 | 0
PseudoUnit | 0 | 0 | 0 | 0 | 0 | 0
FixedInterchange | 0 | 0 | 0 | 0 | 0 | 0
Retirements of Capacity by Reporting Type: NonRTO_Midwest
ReportingType | 2015 | 2020 | 2025 | 2030 | 2035 | 2040
BM | 0 | 0 | 0 | 0 | 0 | 0
CC | 0 | 0 | 0 | 0 | 0 | 0
CSP | 0 | 0 | 0 | 0 | 0 | 0
CT | 0 | 0 | 0 | 0 | 0 | 0
Coal | 1403.95 | 0 | 0 | 0 | 0 | 0
Geo | 0 | 0 | 0 | 0 | 0 | 0
H | 0 | 0 | 0 | 0 | 0 | 0
LFG | 0 | 0 | 0 | 0 | 0 | 0
Nuc | 0 | 0 | 0 | 0 | 0 | 0
PS | 0 | 0 | 0 | 0 | 0 | 0
PV | 0 | 0 | 0 | 0 | 0 | 0
PeakG | 0 | 0 | 0 | 0 | 0 | 0
PeakO | 0 | 0 | 0 | 0 | 0 | 0
ST | 0 | 0 | 0 | 0 | 0 | 0
STOG | 0 | 0 | 0 | 0 | 0 | 0
STWD | 0 | 0 | 0 | 0 | 0 | 0
WT | 0 | 0 | 0 | 0 | 0 | 0
IGCC | 0 | 0 | 0 | 0 | 0 | 0
DemandResponse | 0 | 0 | 0 | 0 | 0 | 0
IGCC-CCS | 0 | 0 | 0 | 0 | 0 | 0
WT_off | 0 | 0 | 0 | 0 | 0 | 0
PseudoUnit | 0 | 0 | 0 | 0 | 0 | 0
FixedInterchange | 0 | 0 | 0 | 0 | 0 | 0
Retirements of Capacity by Reporting Type: NYISO_A-F
ReportingType | 2015 | 2020 | 2025 | 2030 | 2035 | 2040
BM | 0 | 0 | 0 | 0 | 0 | 0
CC | 1627.14 | 0 | 0 | 0 | 0 | 0
CSP | 0 | 0 | 0 | 0 | 0 | 0
CT | 0 | 0 | 0 | 0 | 0 | 0
Coal | 1236.15 | 0 | 0 | 0 | 0 | 0
Geo | 0 | 0 | 0 | 0 | 0 | 0
H | 0 | 0 | 0 | 0 | 0 | 0
LFG | 0 | 0 | 0 | 0 | 0 | 0
Nuc | 0 | 0 | 0 | 621.2 | 580.5 | 852.2
PS | 0 | 0 | 0 | 0 | 0 | 0
PV | 0 | 0 | 0 | 0 | 0 | 0
PeakG | 0 | 0 | 0 | 0 | 0 | 0
PeakO | 0 | 0 | 0 | 0 | 0 | 0
ST | 0 | 0 | 0 | 0 | 0 | 0
STOG | 1701 | 0 | 0 | 0 | 0 | 0
STWD | 0 | 0 | 0 | 0 | 0 | 0
WT | 0 | 0 | 0 | 0 | 0 | 0
IGCC | 0 | 0 | 0 | 0 | 0 | 0
DemandResponse | 0 | 0 | 0 | 0 | 0 | 0
IGCC-CCS | 0 | 0 | 0 | 0 | 0 | 0
WT_off | 0 | 0 | 0 | 0 | 0 | 0
PseudoUnit | 0 | 0 | 0 | 0 | 0 | 0
FixedInterchange | 0 | 0 | 0 | 0 | 0 | 0
Retirements of Capacity by Reporting Type: NYISO_G-I
ReportingType | 2015 | 2020 | 2025 | 2030 | 2035 | 2040
BM | 0 | 0 | 0 | 0 | 0 | 0
CC | 0 | 0 | 0 | 0 | 0 | 0
CSP | 0 | 0 | 0 | 0 | 0 | 0
CT | 0 | 0 | 0 | 0 | 0 | 0
Coal | 0 | 0 | 0 | 0 | 0 | 0
Geo | 0 | 0 | 0 | 0 | 0 | 0
H | 0 | 0 | 0 | 0 | 0 | 0
LFG | 0 | 0 | 0 | 0 | 0 | 0
Nuc | 0 | 0 | 0 | 0 | 1019.6 | 1025
PS | 0 | 0 | 0 | 0 | 0 | 0
PV | 0 | 0 | 0 | 0 | 0 | 0
PeakG | 0 | 0 | 0 | 0 | 0 | 0
PeakO | 0 | 0 | 0 | 0 | 0 | 0
ST | 0 | 0 | 0 | 0 | 0 | 0
STOG | 2431 | 0 | 0 | 0 | 0 | 0
STWD | 0 | 0 | 0 | 0 | 0 | 0
WT | 0 | 0 | 0 | 0 | 0 | 0
IGCC | 0 | 0 | 0 | 0 | 0 | 0
DemandResponse | 0 | 0 | 0 | 0 | 0 | 0
IGCC-CCS | 0 | 0 | 0 | 0 | 0 | 0
WT_off | 0 | 0 | 0 | 0 | 0 | 0
PseudoUnit | 0 | 0 | 0 | 0 | 0 | 0
FixedInterchange | 0 | 0 | 0 | 0 | 0 | 0
Retirements of Capacity by Reporting Type: NYISO_J-K
ReportingType | 2015 | 2020 | 2025 | 2030 | 2035 | 2040
BM | 0 | 0 | 0 | 0 | 0 | 0
CC | 0 | 0 | 0 | 0 | 0 | 0
CSP | 0 | 0 | 0 | 0 | 0 | 0
CT | 0 | 0 | 0 | 0 | 0 | 0
Coal | 0 | 0 | 0 | 0 | 0 | 0
Geo | 0 | 0 | 0 | 0 | 0 | 0
H | 0 | 0 | 0 | 0 | 0 | 0
LFG | 0 | 0 | 0 | 0 | 0 | 0
Nuc | 0 | 0 | 0 | 0 | 0 | 0
PS | 0 | 0 | 0 | 0 | 0 | 0
PV | 0 | 0 | 0 | 0 | 32 | 0
PeakG | 0 | 0 | 0 | 0 | 0 | 0
PeakO | 0 | 0 | 0 | 0 | 0 | 0
ST | 0 | 0 | 0 | 0 | 0 | 0
STOG | 3059.35 | 0 | 0 | 0 | 0 | 0
STWD | 0 | 0 | 0 | 0 | 0 | 0
WT | 0 | 0 | 0 | 0 | 0 | 0
IGCC | 0 | 0 | 0 | 0 | 0 | 0
DemandResponse | 0 | 0 | 0 | 0 | 0 | 0
IGCC-CCS | 0 | 0 | 0 | 0 | 0 | 0
WT_off | 0 | 0 | 0 | 0 | 0 | 0
PseudoUnit | 0 | 0 | 0 | 0 | 0 | 0
FixedInterchange | 0 | 0 | 0 | 0 | 0 | 0
Retirements of Capacity by Reporting Type: PJM_E
ReportingType | 2015 | 2020 | 2025 | 2030 | 2035 | 2040
BM | 0 | 0 | 0 | 0 | 0 | 0
CC | 523 | 0 | 0 | 0 | 0 | 0
CSP | 0 | 0 | 0 | 0 | 0 | 0
CT | 0 | 0 | 0 | 0 | 0 | 0
Coal | 2458.26 | 568 | 0 | 0 | 0 | 0
Geo | 0 | 0 | 0 | 0 | 0 | 0
H | 0 | 0 | 0 | 0 | 0 | 0
LFG | 0 | 0 | 0 | 0 | 0 | 0
Nuc | 0 | 614.5 | 0 | 0 | 2224 | 1174
PS | 0 | 0 | 0 | 0 | 0 | 0
PV | 0 | 0 | 0 | 0 | 0 | 0
PeakG | 268.5 | 0 | 0 | 0 | 0 | 0
PeakO | 508.38 | 0 | 0 | 0 | 0 | 0
ST | 0 | 0 | 0 | 0 | 0 | 0
STOG | 3252 | 0 | 0 | 0 | 0 | 0
STWD | 0 | 0 | 0 | 0 | 0 | 0
WT | 0 | 0 | 0 | 0 | 0 | 0
IGCC | 0 | 0 | 0 | 0 | 0 | 0
DemandResponse | 0 | 0 | 0 | 0 | 0 | 0
IGCC-CCS | 0 | 0 | 0 | 0 | 0 | 0
WT_off | 0 | 0 | 0 | 0 | 0 | 0
PseudoUnit | 0 | 0 | 0 | 0 | 0 | 0
FixedInterchange | 0 | 0 | 0 | 0 | 0 | 0
Retirements of Capacity by Reporting Type: PJM_ROM
ReportingType | 2015 | 2020 | 2025 | 2030 | 2035 | 2040
BM | 0 | 0 | 0 | 0 | 0 | 0
CC | 0 | 0 | 0 | 0 | 0 | 0
CSP | 0 | 0 | 0 | 0 | 0 | 0
CT | 0 | 0 | 0 | 0 | 0 | 0
Coal | 5078.5 | 0 | 0 | 0 | 0 | 0
Geo | 0 | 0 | 0 | 0 | 0 | 0
H | 0 | 0 | 0 | 0 | 0 | 0
LFG | 0 | 0 | 0 | 0 | 0 | 0
Nuc | 0 | 0 | 0 | 0 | 1732 | 899
PS | 0 | 0 | 0 | 0 | 0 | 0
PV | 0 | 0 | 0 | 0 | 0 | 0
PeakG | 0 | 0 | 0 | 0 | 0 | 0
PeakO | 1836 | 0 | 0 | 0 | 0 | 0
ST | 0 | 0 | 0 | 0 | 0 | 0
STOG | 4109 | 0 | 0 | 0 | 0 | 0
STWD | 0 | 0 | 0 | 0 | 0 | 0
WT | 0 | 0 | 0 | 0 | 0 | 0
IGCC | 0 | 0 | 0 | 0 | 0 | 0
DemandResponse | 0 | 0 | 0 | 0 | 0 | 0
IGCC-CCS | 0 | 0 | 0 | 0 | 0 | 0
WT_off | 0 | 0 | 0 | 0 | 0 | 0
PseudoUnit | 0 | 0 | 0 | 0 | 0 | 0
FixedInterchange | 0 | 0 | 0 | 0 | 0 | 0
Retirements of Capacity by Reporting Type: PJM_ROR
ReportingType | 2015 | 2020 | 2025 | 2030 | 2035 | 2040
BM | 0 | 0 | 0 | 0 | 0 | 192
CC | 0 | 0 | 0 | 0 | 0 | 0
CSP | 0 | 0 | 0 | 0 | 0 | 0
CT | 0 | 0 | 0 | 0 | 0 | 0
Coal | 6147.15 | 9502.95 | 0 | 0 | 0 | 0
Geo | 0 | 0 | 0 | 0 | 0 | 0
H | 0 | 0 | 0 | 0 | 0 | 0
LFG | 0 | 0 | 0 | 0 | 0 | 0
Nuc | 0 | 0 | 0 | 867 | 4275 | 4883.16
PS | 0 | 0 | 0 | 0 | 0 | 0
PV | 0 | 0 | 0 | 0 | 0 | 0
PeakG | 0 | 0 | 0 | 0 | 0 | 0
PeakO | 1324 | 0 | 0 | 0 | 0 | 0
ST | 0 | 0 | 0 | 0 | 0 | 0
STOG | 2122 | 0 | 0 | 0 | 0 | 0
STWD | 0 | 0 | 0 | 0 | 0 | 0
WT | 0 | 0 | 0 | 0 | 0 | 0
IGCC | 0 | 0 | 0 | 0 | 0 | 0
DemandResponse | 0 | 0 | 0 | 0 | 0 | 0
IGCC-CCS | 0 | 0 | 0 | 0 | 0 | 0
WT_off | 0 | 0 | 0 | 0 | 0 | 0
PseudoUnit | 0 | 0 | 0 | 0 | 0 | 0
FixedInterchange | 0 | 0 | 0 | 0 | 0 | 0
Retirements of Capacity by Reporting Type: SOCO
ReportingType | 2015 | 2020 | 2025 | 2030 | 2035 | 2040
BM | 0 | 0 | 0 | 0 | 0 | 0
CC | 973.65 | 0 | 0 | 0 | 0 | 0
CSP | 0 | 0 | 0 | 0 | 0 | 0
CT | 0 | 0 | 0 | 0 | 0 | 0
Coal | 4725.49 | 161.51 | 0 | 0 | 0 | 0
Geo | 0 | 0 | 0 | 0 | 0 | 0
H | 0 | 0 | 0 | 0 | 0 | 0
LFG | 0 | 0 | 0 | 0 | 0 | 0
Nuc | 0 | 0 | 0 | 0 | 0 | 2645.05
PS | 0 | 0 | 0 | 0 | 0 | 0
PV | 0 | 0 | 0 | 0 | 0 | 0
PeakG | 5044.95 | 0 | 856.56 | 0 | 483.8 | 0
PeakO | 1139 | 0 | 0 | 0 | 0 | 0
ST | 0 | 0 | 0 | 0 | 0 | 0
STOG | 854 | 0 | 0 | 0 | 0 | 0
STWD | 0 | 0 | 0 | 0 | 0 | 0
WT | 0 | 0 | 0 | 0 | 0 | 0
IGCC | 0 | 0 | 0 | 0 | 0 | 0
DemandResponse | 0 | 0 | 0 | 0 | 0 | 0
IGCC-CCS | 0 | 0 | 0 | 0 | 0 | 0
WT_off | 0 | 0 | 0 | 0 | 0 | 0
PseudoUnit | 0 | 0 | 0 | 0 | 0 | 0
FixedInterchange | 0 | 0 | 0 | 0 | 0 | 0
Retirements of Capacity by Reporting Type: SPP_N
ReportingType | 2015 | 2020 | 2025 | 2030 | 2035 | 2040
BM | 0 | 0 | 0 | 0 | 0 | 0
CC | 0 | 0 | 0 | 0 | 0 | 0
CSP | 0 | 0 | 0 | 0 | 0 | 0
CT | 0 | 0 | 0 | 0 | 0 | 0
Coal | 0 | 698.46 | 1049.04 | 369 | 0 | 0
Geo | 0 | 0 | 0 | 0 | 0 | 0
H | 0 | 0 | 0 | 0 | 0 | 0
LFG | 0 | 0 | 0 | 0 | 0 | 0
Nuc | 0 | 0 | 0 | 0 | 0 | 0
PS | 0 | 0 | 0 | 0 | 0 | 0
PV | 0 | 0 | 0 | 0 | 0 | 0
PeakG | 0 | 0 | 0 | 0 | 0 | 0
PeakO | 0 | 0 | 0 | 0 | 0 | 0
ST | 0 | 0 | 0 | 0 | 0 | 0
STOG | 576.55 | 0 | 1172.45 | 0 | 0 | 0
STWD | 0 | 0 | 0 | 0 | 0 | 0
WT | 0 | 0 | 0 | 0 | 0 | 0
IGCC | 0 | 0 | 0 | 0 | 0 | 0
DemandResponse | 0 | 0 | 0 | 0 | 0 | 0
IGCC-CCS | 0 | 0 | 0 | 0 | 0 | 0
WT_off | 0 | 0 | 0 | 0 | 0 | 0
PseudoUnit | 0 | 0 | 0 | 0 | 0 | 0
FixedInterchange | 0 | 0 | 0 | 0 | 0 | 0
Retirements of Capacity by Reporting Type: SPP_S
ReportingType | 2015 | 2020 | 2025 | 2030 | 2035 | 2040
BM | 0 | 0 | 0 | 0 | 0 | 0
CC | 0 | 0 | 0 | 0 | 0 | 0
CSP | 0 | 0 | 0 | 0 | 0 | 0
CT | 0 | 0 | 0 | 0 | 0 | 0
Coal | 2 | 1467.81 | 2438.49 | 84.43 | 0 | 0
Geo | 0 | 0 | 0 | 0 | 0 | 0
H | 0 | 0 | 0 | 0 | 0 | 0
LFG | 0 | 0 | 0 | 0 | 0 | 0
Nuc | 0 | 0 | 0 | 0 | 0 | 0
PS | 0 | 0 | 0 | 0 | 0 | 0
PV | 0 | 0 | 0 | 0 | 0 | 0
PeakG | 0 | 0 | 0 | 0 | 0 | 0
PeakO | 0 | 0 | 0 | 0 | 0 | 0
ST | 0 | 0 | 0 | 0 | 0 | 0
STOG | 2299.94 | 0 | 2090.89 | 0 | 0 | 0
STWD | 0 | 0 | 0 | 0 | 0 | 0
WT | 0 | 0 | 0 | 0 | 0 | 0
IGCC | 0 | 0 | 0 | 0 | 0 | 0
DemandResponse | 0 | 0 | 0 | 0 | 0 | 0
IGCC-CCS | 0 | 0 | 0 | 0 | 0 | 0
WT_off | 0 | 0 | 0 | 0 | 0 | 0
PseudoUnit | 0 | 0 | 0 | 0 | 0 | 0
FixedInterchange | 0 | 0 | 0 | 0 | 0 | 0
Retirements of Capacity by Reporting Type: TVA
ReportingType | 2015 | 2020 | 2025 | 2030 | 2035 | 2040
BM | 0 | 0 | 0 | 0 | 0 | 0
CC | 0 | 0 | 0 | 0 | 0 | 0
CSP | 0 | 0 | 0 | 0 | 0 | 0
CT | 0 | 0 | 0 | 0 | 0 | 0
Coal | 2567.22 | 0 | 0 | 0 | 0 | 0
Geo | 0 | 0 | 0 | 0 | 0 | 0
H | 0 | 0 | 0 | 0 | 0 | 0
LFG | 0 | 0 | 0 | 0 | 0 | 0
Nuc | 0 | 0 | 0 | 0 | 2512.33 | 1278.67
PS | 0 | 0 | 0 | 0 | 0 | 0
PV | 0 | 0 | 0 | 0 | 0 | 0
PeakG | 0 | 0 | 0 | 0 | 0 | 0
PeakO | 0 | 0 | 0 | 0 | 0 | 0
ST | 0 | 0 | 0 | 0 | 0 | 0
STOG | 0 | 0 | 0 | 0 | 0 | 0
STWD | 0 | 0 | 0 | 0 | 0 | 0
WT | 0 | 0 | 0 | 0 | 0 | 0
IGCC | 0 | 0 | 0 | 0 | 0 | 0
DemandResponse | 0 | 0 | 0 | 0 | 0 | 0
IGCC-CCS | 0 | 0 | 0 | 0 | 0 | 0
WT_off | 0 | 0 | 0 | 0 | 0 | 0
PseudoUnit | 0 | 0 | 0 | 0 | 0 | 0
FixedInterchange | 0 | 0 | 0 | 0 | 0 | 0
Retirements of Capacity by Reporting Type: TVA_Transmission
ReportingType | 2015 | 2020 | 2025 | 2030 | 2035 | 2040
BM | 0 | 0 | 0 | 0 | 0 | 0
CC | 0 | 0 | 0 | 0 | 0 | 0
CSP | 0 | 0 | 0 | 0 | 0 | 0
CT | 0 | 0 | 0 | 0 | 0 | 0
Coal | 0 | 0 | 0 | 0 | 0 | 0
Geo | 0 | 0 | 0 | 0 | 0 | 0
H | 0 | 0 | 0 | 0 | 0 | 0
LFG | 0 | 0 | 0 | 0 | 0 | 0
Nuc | 0 | 0 | 0 | 0 | 0 | 0
PS | 0 | 0 | 0 | 0 | 0 | 0
PV | 0 | 0 | 0 | 0 | 0 | 0
PeakG | 0 | 0 | 0 | 0 | 0 | 0
PeakO | 0 | 0 | 0 | 0 | 0 | 0
ST | 0 | 0 | 0 | 0 | 0 | 0
STOG | 0 | 0 | 0 | 0 | 0 | 0
STWD | 0 | 0 | 0 | 0 | 0 | 0
WT | 0 | 0 | 0 | 0 | 0 | 0
IGCC | 0 | 0 | 0 | 0 | 0 | 0
DemandResponse | 0 | 0 | 0 | 0 | 0 | 0
IGCC-CCS | 0 | 0 | 0 | 0 | 0 | 0
WT_off | 0 | 0 | 0 | 0 | 0 | 0
PseudoUnit | 0 | 0 | 0 | 0 | 0 | 0
FixedInterchange | 0 | 0 | 0 | 0 | 0 | 0
Retirements of Capacity by Reporting Type: VACAR
ReportingType | 2015 | 2020 | 2025 | 2030 | 2035 | 2040
BM | 0 | 0 | 0 | 0 | 0 | 0
CC | 0 | 0 | 0 | 0 | 0 | 0
CSP | 0 | 0 | 0 | 0 | 0 | 0
CT | 0 | 0 | 0 | 0 | 0 | 0
Coal | 2954 | 0 | 0 | 0 | 0 | 0
Geo | 0 | 0 | 0 | 0 | 0 | 0
H | 0 | 0 | 0 | 0 | 0 | 0
LFG | 0 | 0 | 0 | 0 | 0 | 0
Nuc | 0 | 0 | 0 | 0 | 3248 | 1858
PS | 0 | 0 | 0 | 0 | 0 | 0
PV | 0 | 0 | 0 | 0 | 0 | 0
PeakG | 0 | 0 | 0 | 0 | 0 | 0
PeakO | 0 | 0 | 0 | 0 | 0 | 0
ST | 0 | 0 | 0 | 0 | 0 | 0
STOG | 0 | 0 | 0 | 0 | 0 | 0
STWD | 0 | 0 | 0 | 0 | 0 | 0
WT | 0 | 0 | 0 | 0 | 0 | 0
IGCC | 0 | 0 | 0 | 0 | 0 | 0
DemandResponse | 0 | 0 | 0 | 0 | 0 | 0
IGCC-CCS | 0 | 0 | 0 | 0 | 0 | 0
WT_off | 0 | 0 | 0 | 0 | 0 | 0
PseudoUnit | 0 | 0 | 0 | 0 | 0 | 0
FixedInterchange | 0 | 0 | 0 | 0 | 0 | 0
Retirements of Capacity by Reporting Type: IESO
ReportingType | 2015 | 2020 | 2025 | 2030 | 2035 | 2040
BM | 0 | 0 | 0 | 0 | 0 | 0
CC | 3249.67 | 0 | 0 | 0 | 0 | 0
CSP | 0 | 0 | 0 | 0 | 0 | 0
CT | 0 | 0 | 0 | 0 | 0 | 0
Coal | 6416 | 0 | 0 | 0 | 0 | 0
Geo | 0 | 0 | 0 | 0 | 0 | 0
H | 0 | 0 | 0 | 0 | 0 | 0
LFG | 0 | 0 | 0 | 0 | 0 | 0
Nuc | 0 | 0 | 0 | 0 | 1030 | 1540
PS | 0 | 0 | 0 | 0 | 0 | 0
PV | 0 | 0 | 0 | 0 | 1067.26 | 0
PeakG | 0 | 0 | 0 | 0 | 0 | 0
PeakO | 145.65 | 0 | 0 | 0 | 0 | 0
ST | 0 | 0 | 0 | 0 | 0 | 0
STOG | 2126 | 0 | 0 | 0 | 0 | 0
STWD | 0 | 0 | 0 | 0 | 0 | 0
WT | 0 | 0 | 0 | 0 | 0 | 0
IGCC | 0 | 0 | 0 | 0 | 0 | 0
DemandResponse | 0 | 0 | 0 | 0 | 0 | 0
IGCC-CCS | 0 | 0 | 0 | 0 | 0 | 0
WT_off | 0 | 0 | 0 | 0 | 0 | 0
PseudoUnit | 0 | 0 | 0 | 0 | 0 | 0
FixedInterchange | 0 | 0 | 0 | 0 | 0 | 0
Retirements of Capacity by Reporting Type: MAPP_CA
ReportingType | 2015 | 2020 | 2025 | 2030 | 2035 | 2040
BM | 0 | 0 | 0 | 0 | 0 | 0
CC | 0 | 0 | 0 | 527.68 | 0 | 0
CSP | 0 | 0 | 0 | 0 | 0 | 0
CT | 0 | 0 | 0 | 0 | 0 | 0
Coal | 75.01 | 365.1 | 1144.79 | 161 | 0 | 0
Geo | 0 | 0 | 0 | 0 | 0 | 0
H | 0 | 0 | 0 | 0 | 0 | 0
LFG | 0 | 0 | 0 | 0 | 0 | 0
Nuc | 0 | 0 | 0 | 0 | 0 | 0
PS | 0 | 0 | 0 | 0 | 0 | 0
PV | 0 | 0 | 0 | 0 | 0 | 0
PeakG | 0 | 0 | 0 | 0 | 0 | 0
PeakO | 0 | 0 | 0 | 0 | 0 | 0
ST | 0 | 0 | 0 | 0 | 0 | 0
STOG | 0 | 0 | 126 | 0 | 0 | 0
STWD | 0 | 0 | 0 | 0 | 0 | 0
WT | 0 | 0 | 0 | 0 | 0 | 0
IGCC | 0 | 0 | 0 | 0 | 0 | 0
DemandResponse | 0 | 0 | 0 | 0 | 0 | 0
IGCC-CCS | 0 | 0 | 0 | 0 | 0 | 0
WT_off | 0 | 0 | 0 | 0 | 0 | 0
PseudoUnit | 0 | 0 | 0 | 0 | 0 | 0
FixedInterchange | 0 | 0 | 0 | 0 | 0 | 0
Retirements of Capacity by Reporting Type: AZ_NM_SNV_Coal
ReportingType | 2015 | 2020 | 2025 | 2030 | 2035 | 2040
BM | 0 | 0 | 0 | 0 | 0 | 0
CC | 0 | 0 | 0 | 0 | 0 | 0
CSP | 0 | 0 | 0 | 0 | 0 | 0
CT | 0 | 0 | 0 | 0 | 0 | 0
Coal | 0 | 0 | 0 | 0 | 0 | 0
Geo | 0 | 0 | 0 | 0 | 0 | 0
H | 0 | 0 | 0 | 0 | 0 | 0
LFG | 0 | 0 | 0 | 0 | 0 | 0
Nuc | 0 | 0 | 0 | 0 | 0 | 0
PS | 0 | 0 | 0 | 0 | 0 | 0
PV | 0 | 0 | 0 | 0 | 0 | 0
PeakG | 0 | 0 | 0 | 0 | 0 | 0
PeakO | 185 | 0 | 15 | 0 | 0 | 0
ST | 0 | 0 | 0 | 0 | 0 | 0
STOG | 0 | 0 | 0 | 0 | 0 | 0
STWD | 0 | 0 | 0 | 0 | 0 | 0
WT | 0 | 0 | 0 | 0 | 0 | 0
IGCC | 0 | 0 | 0 | 0 | 0 | 0
DemandResponse | 0 | 0 | 0 | 0 | 0 | 0
IGCC-CCS | 0 | 0 | 0 | 0 | 0 | 0
WT_off | 0 | 0 | 0 | 0 | 0 | 0
PseudoUnit | 0 | 0 | 0 | 0 | 0 | 0
FixedInterchange | 0 | 0 | 0 | 0 | 0 | 0
Retirements of Capacity by Reporting Type: AZ_NM_SNV_Gas
ReportingType | 2015 | 2020 | 2025 | 2030 | 2035 | 2040
BM | 0 | 0 | 0 | 0 | 0 | 0
CC | 2457.31 | 0 | 5988.33 | 0 | 0 | 0
CSP | 0 | 0 | 0 | 0 | 0 | 0
CT | 0 | 0 | 0 | 0 | 736 | 0
Coal | 0 | 0 | 0 | 0 | 0 | 0
Geo | 0 | 0 | 0 | 0 | 0 | 0
H | 0 | 0 | 0 | 0 | 0 | 0
LFG | 0 | 0 | 0 | 0 | 0 | 0
Nuc | 0 | 0 | 0 | 0 | 0 | 0
PS | 0 | 0 | 0 | 0 | 0 | 0
PV | 0 | 0 | 0 | 0 | 0 | 0
PeakG | 464 | 0 | 3196 | 0 | 0 | 0
PeakO | 0 | 0 | 0 | 0 | 0 | 0
ST | 0 | 0 | 0 | 0 | 0 | 0
STOG | 2064 | 0 | 0 | 0 | 0 | 0
STWD | 0 | 0 | 0 | 0 | 0 | 0
WT | 0 | 0 | 0 | 0 | 0 | 0
IGCC | 0 | 0 | 0 | 0 | 0 | 0
DemandResponse | 0 | 0 | 0 | 0 | 0 | 0
IGCC-CCS | 0 | 0 | 0 | 0 | 0 | 0
WT_off | 0 | 0 | 0 | 0 | 0 | 0
PseudoUnit | 0 | 0 | 0 | 0 | 0 | 0
FixedInterchange | 0 | 0 | 0 | 0 | 0 | 0
Retirements of Capacity by Reporting Type: AZ_NM_SNV_NucRenew
ReportingType | 2015 | 2020 | 2025 | 2030 | 2035 | 2040
BM | 0 | 0 | 0 | 0 | 0 | 0
CC | 0 | 0 | 0 | 0 | 0 | 0
CSP | 65 | 0 | 0 | 0 | 0 | 0
CT | 0 | 0 | 0 | 0 | 0 | 0
Coal | 0 | 0 | 0 | 0 | 0 | 0
Geo | 0 | 0 | 0 | 0 | 0 | 0
H | 0 | 0 | 0 | 0 | 0 | 0
LFG | 0 | 0 | 0 | 0 | 0 | 0
Nuc | 0 | 0 | 0 | 0 | 0 | 0
PS | 0 | 0 | 0 | 0 | 0 | 0
PV | 0 | 0 | 0 | 0 | 0 | 0
PeakG | 0 | 0 | 0 | 0 | 0 | 0
PeakO | 0 | 0 | 0 | 0 | 0 | 0
ST | 0 | 0 | 0 | 0 | 0 | 0
STOG | 0 | 0 | 0 | 0 | 0 | 0
STWD | 0 | 0 | 0 | 0 | 0 | 0
WT | 0 | 0 | 0 | 0 | 0 | 0
IGCC | 0 | 0 | 0 | 0 | 0 | 0
DemandResponse | 0 | 0 | 0 | 0 | 0 | 0
IGCC-CCS | 0 | 0 | 0 | 0 | 0 | 0
WT_off | 0 | 0 | 0 | 0 | 0 | 0
PseudoUnit | 0 | 0 | 0 | 0 | 0 | 0
FixedInterchange | 0 | 0 | 0 | 0 | 0 | 0
Retirements of Capacity by Reporting Type: ERCOT
ReportingType | 2015 | 2020 | 2025 | 2030 | 2035 | 2040
BM | 0 | 0 | 0 | 0 | 0 | 0
CC | 0 | 0 | 0 | 0 | 0 | 0
CSP | 0 | 0 | 0 | 0 | 0 | 0
CT | 0 | 0 | 0 | 0 | 0 | 0
Coal | 0 | 0 | 0 | 0 | 0 | 0
Geo | 0 | 0 | 0 | 0 | 0 | 0
H | 0 | 0 | 0 | 0 | 0 | 0
LFG | 0 | 0 | 0 | 0 | 0 | 0
Nuc | 0 | 0 | 0 | 0 | 0 | 0
PS | 0 | 0 | 0 | 0 | 0 | 0
PV | 0 | 0 | 0 | 0 | 14 | 0
PeakG | 0 | 0 | 0 | 0 | 0 | 0
PeakO | 0 | 0 | 0 | 0 | 0 | 0
ST | 0 | 0 | 0 | 0 | 0 | 0
STOG | 5398.66 | 0 | 1004.68 | 0 | 0 | 0
STWD | 0 | 0 | 0 | 0 | 0 | 0
WT | 0 | 0 | 0 | 0 | 0 | 0
IGCC | 0 | 0 | 0 | 0 | 0 | 0
DemandResponse | 0 | 0 | 0 | 0 | 0 | 0
IGCC-CCS | 0 | 0 | 0 | 0 | 0 | 0
WT_off | 0 | 0 | 0 | 0 | 0 | 0
PseudoUnit | 0 | 0 | 0 | 0 | 0 | 0
FixedInterchange | 0 | 0 | 0 | 0 | 0 | 0
Retirements of Capacity by Reporting Type: NP15
ReportingType | 2015 | 2020 | 2025 | 2030 | 2035 | 2040
BM | 0 | 0 | 0 | 0 | 0 | 0
CC | 0 | 0 | 0 | 0 | 0 | 0
CSP | 0 | 0 | 0 | 0 | 0 | 0
CT | 0 | 0 | 0 | 0 | 0 | 0
Coal | 163.7 | 0 | 0 | 0 | 0 | 28.2
Geo | 0 | 0 | 0 | 0 | 0 | 0
H | 0 | 0 | 0 | 0 | 0 | 0
LFG | 0 | 0 | 0 | 0 | 0 | 0
Nuc | 0 | 0 | 0 | 0 | 0 | 0
PS | 0 | 0 | 0 | 0 | 0 | 0
PV | 0 | 0 | 0 | 0 | 6.5 | 0
PeakG | 0 | 0 | 0 | 0 | 0 | 0
PeakO | 156 | 0 | 0 | 0 | 0 | 0
ST | 0 | 0 | 0 | 0 | 0 | 0
STOG | 1046.4 | 0 | 0 | 0 | 0 | 0
STWD | 0 | 0 | 0 | 0 | 0 | 0
WT | 0 | 0 | 0 | 0 | 0 | 0
IGCC | 0 | 0 | 0 | 0 | 0 | 0
DemandResponse | 0 | 0 | 0 | 0 | 0 | 0
IGCC-CCS | 0 | 0 | 0 | 0 | 0 | 0
WT_off | 0 | 0 | 0 | 0 | 0 | 0
PseudoUnit | 0 | 0 | 0 | 0 | 0 | 0
FixedInterchange | 0 | 0 | 0 | 0 | 0 | 0
Retirements of Capacity by Reporting Type: NWPP_Coal
ReportingType | 2015 | 2020 | 2025 | 2030 | 2035 | 2040
BM | 0 | 0 | 0 | 0 | 0 | 0
CC | 0 | 0 | 0 | 0 | 0 | 0
CSP | 0 | 0 | 0 | 0 | 0 | 0
CT | 0 | 0 | 0 | 0 | 0 | 0
Coal | 0 | 585 | 0 | 0 | 0 | 0
Geo | 0 | 0 | 0 | 0 | 0 | 0
H | 0 | 0 | 0 | 0 | 0 | 0
LFG | 0 | 0 | 0 | 0 | 0 | 0
Nuc | 0 | 0 | 0 | 0 | 0 | 0
PS | 0 | 0 | 0 | 0 | 0 | 0
PV | 0 | 0 | 0 | 0 | 0 | 0
PeakG | 0 | 0 | 0 | 0 | 0 | 0
PeakO | 183 | 0 | 0 | 0 | 0 | 0
ST | 0 | 0 | 0 | 0 | 0 | 0
STOG | 0 | 0 | 0 | 0 | 0 | 0
STWD | 0 | 0 | 0 | 0 | 0 | 0
WT | 0 | 0 | 0 | 0 | 0 | 0
IGCC | 0 | 0 | 0 | 0 | 0 | 0
DemandResponse | 0 | 0 | 0 | 0 | 0 | 0
IGCC-CCS | 0 | 0 | 0 | 0 | 0 | 0
WT_off | 0 | 0 | 0 | 0 | 0 | 0
PseudoUnit | 0 | 0 | 0 | 0 | 0 | 0
FixedInterchange | 0 | 0 | 0 | 0 | 0 | 0
Retirements of Capacity by Reporting Type: NWPP_Gas
ReportingType | 2015 | 2020 | 2025 | 2030 | 2035 | 2040
BM | 0 | 0 | 0 | 0 | 0 | 0
CC | 2038.27 | 0 | 0 | 0 | 0 | 0
CSP | 0 | 0 | 0 | 0 | 0 | 0
CT | 0 | 0 | 0 | 0 | 150 | 0
Coal | 0 | 0 | 0 | 0 | 0 | 0
Geo | 0 | 0 | 0 | 0 | 0 | 0
H | 0 | 0 | 0 | 0 | 0 | 0
LFG | 0 | 0 | 0 | 0 | 0 | 0
Nuc | 0 | 0 | 0 | 0 | 0 | 0
PS | 0 | 0 | 0 | 0 | 0 | 0
PV | 0 | 0 | 0 | 0 | 0 | 0
PeakG | 2623 | 0 | 0 | 0 | 0 | 0
PeakO | 0 | 0 | 0 | 0 | 0 | 0
ST | 0 | 0 | 0 | 0 | 0 | 0
STOG | 786 | 0 | 0 | 0 | 0 | 0
STWD | 0 | 0 | 0 | 0 | 0 | 0
WT | 0 | 0 | 0 | 0 | 0 | 0
IGCC | 0 | 0 | 0 | 0 | 0 | 0
DemandResponse | 0 | 0 | 0 | 0 | 0 | 0
IGCC-CCS | 0 | 0 | 0 | 0 | 0 | 0
WT_off | 0 | 0 | 0 | 0 | 0 | 0
PseudoUnit | 0 | 0 | 0 | 0 | 0 | 0
FixedInterchange | 0 | 0 | 0 | 0 | 0 | 0
Retirements of Capacity by Reporting Type: NWPP_NucRenew
ReportingType | 2015 | 2020 | 2025 | 2030 | 2035 | 2040
BM | 0 | 0 | 0 | 0 | 0 | 0
CC | 0 | 0 | 0 | 0 | 0 | 0
CSP | 0 | 0 | 0 | 0 | 0 | 0
CT | 0 | 0 | 0 | 0 | 0 | 0
Coal | 0 | 0 | 0 | 0 | 0 | 0
Geo | 4.8 | 0 | 0 | 0 | 0 | 0
H | 0 | 0 | 0 | 0 | 0 | 0
LFG | 0 | 0 | 0 | 0 | 0 | 0
Nuc | 0 | 0 | 0 | 0 | 0 | 0
PS | 0 | 0 | 0 | 0 | 0 | 0
PV | 0 | 0 | 0 | 0 | 0 | 0
PeakG | 0 | 0 | 0 | 0 | 0 | 0
PeakO | 0 | 0 | 0 | 0 | 0 | 0
ST | 0 | 0 | 0 | 0 | 0 | 0
STOG | 0 | 0 | 0 | 0 | 0 | 0
STWD | 178.81 | 0 | 0 | 0 | 0 | 0
WT | 0 | 0 | 0 | 0 | 0 | 0
IGCC | 0 | 0 | 0 | 0 | 0 | 0
DemandResponse | 0 | 0 | 0 | 0 | 0 | 0
IGCC-CCS | 0 | 0 | 0 | 0 | 0 | 0
WT_off | 0 | 0 | 0 | 0 | 0 | 0
PseudoUnit | 0 | 0 | 0 | 0 | 0 | 0
FixedInterchange | 0 | 0 | 0 | 0 | 0 | 0
Retirements of Capacity by Reporting Type: RMPA
ReportingType | 2015 | 2020 | 2025 | 2030 | 2035 | 2040
BM | 0 | 0 | 0 | 0 | 0 | 0
CC | 951.82 | 0 | 0 | 0 | 0 | 0
CSP | 1 | 0 | 0 | 0 | 0 | 0
CT | 0 | 0 | 0 | 0 | 0 | 0
Coal | 480 | 170.5 | 352 | 0 | 0 | 0
Geo | 0 | 0 | 0 | 0 | 0 | 0
H | 0 | 0 | 0 | 0 | 0 | 0
LFG | 0 | 0 | 0 | 0 | 0 | 0
Nuc | 0 | 0 | 0 | 0 | 0 | 0
PS | 0 | 0 | 0 | 0 | 0 | 0
PV | 0 | 0 | 0 | 0 | 0 | 0
PeakG | 0 | 0 | 0 | 0 | 0 | 0
PeakO | 187 | 0 | 0 | 0 | 0 | 0
ST | 0 | 0 | 0 | 0 | 0 | 0
STOG | 217 | 0 | 0 | 0 | 0 | 0
STWD | 0 | 0 | 0 | 0 | 0 | 0
WT | 0 | 0 | 0 | 0 | 0 | 0
IGCC | 0 | 0 | 0 | 0 | 0 | 0
DemandResponse | 0 | 0 | 0 | 0 | 0 | 0
IGCC-CCS | 0 | 0 | 0 | 0 | 0 | 0
WT_off | 0 | 0 | 0 | 0 | 0 | 0
PseudoUnit | 0 | 0 | 0 | 0 | 0 | 0
FixedInterchange | 0 | 0 | 0 | 0 | 0 | 0
Retirements of Capacity by Reporting Type: SP15
ReportingType | 2015 | 2020 | 2025 | 2030 | 2035 | 2040
BM | 0 | 0 | 0 | 0 | 0 | 0
CC | 0 | 0 | 0 | 0 | 0 | 0
CSP | 409 | 0 | 0 | 0 | 0 | 0
CT | 0 | 0 | 0 | 0 | 0 | 0
Coal | 57 | 84.5 | 0 | 0 | 0 | 0
Geo | 0 | 0 | 0 | 0 | 0 | 0
H | 0 | 0 | 0 | 0 | 0 | 0
LFG | 0 | 0 | 0 | 0 | 0 | 0
Nuc | 0 | 0 | 0 | 0 | 0 | 0
PS | 0 | 0 | 0 | 0 | 0 | 0
PV | 0 | 0 | 0 | 0 | 3.8 | 0
PeakG | 44 | 0 | 0 | 0 | 0 | 0
PeakO | 15 | 0 | 0 | 0 | 0 | 0
ST | 0 | 0 | 0 | 0 | 0 | 0
STOG | 1190.88 | 0 | 0 | 0 | 0 | 0
STWD | 0 | 0 | 0 | 0 | 0 | 0
WT | 126.2 | 0 | 0 | 0 | 0 | 0
IGCC | 0 | 0 | 0 | 0 | 0 | 0
DemandResponse | 0 | 0 | 0 | 0 | 0 | 0
IGCC-CCS | 0 | 0 | 0 | 0 | 0 | 0
WT_off | 0 | 0 | 0 | 0 | 0 | 0
PseudoUnit | 0 | 0 | 0 | 0 | 0 | 0
FixedInterchange | 0 | 0 | 0 | 0 | 0 | 0
Retirements of Capacity by Reporting Type: ALB
ReportingType | 2015 | 2020 | 2025 | 2030 | 2035 | 2040
BM | 0 | 0 | 0 | 0 | 0 | 0
CC | 0 | 0 | 0 | 0 | 933.7 | 57.05
CSP | 0 | 0 | 0 | 0 | 0 | 0
CT | 0 | 0 | 0 | 0 | 201.5 | 0
Coal | 0 | 0 | 0 | 0 | 0 | 0
Geo | 0 | 0 | 0 | 0 | 0 | 0
H | 0 | 0 | 0 | 0 | 0 | 0
LFG | 0 | 0 | 0 | 0 | 0 | 0
Nuc | 0 | 0 | 0 | 0 | 0 | 0
PS | 0 | 0 | 0 | 0 | 0 | 0
PV | 0 | 0 | 0 | 0 | 0 | 0
PeakG | 1035.25 | 0 | 0 | 0 | 0 | 0
PeakO | 6 | 0 | 0 | 0 | 0 | 0
ST | 0 | 0 | 0 | 0 | 0 | 0
STOG | 186 | 0 | 0 | 0 | 0 | 0
STWD | 0 | 0 | 0 | 0 | 0 | 0
WT | 0 | 0 | 0 | 0 | 0 | 0
IGCC | 0 | 0 | 0 | 0 | 0 | 0
DemandResponse | 0 | 0 | 0 | 0 | 0 | 0
IGCC-CCS | 0 | 0 | 0 | 0 | 0 | 0
WT_off | 0 | 0 | 0 | 0 | 0 | 0
PseudoUnit | 0 | 0 | 0 | 0 | 0 | 0
FixedInterchange | 0 | 0 | 0 | 0 | 0 | 0
Retirements of Capacity by Reporting Type: BC
ReportingType | 2015 | 2020 | 2025 | 2030 | 2035 | 2040
BM | 0 | 0 | 0 | 0 | 0 | 0
CC | 0 | 0 | 0 | 0 | 0 | 258.2
CSP | 0 | 0 | 0 | 0 | 0 | 0
CT | 0 | 0 | 0 | 0 | 0 | 0
Coal | 0 | 0 | 0 | 0 | 0 | 0
Geo | 0 | 0 | 0 | 0 | 0 | 0
H | 0 | 0 | 0 | 0 | 0 | 0
LFG | 0 | 0 | 0 | 0 | 0 | 0
Nuc | 0 | 0 | 0 | 0 | 0 | 0
PS | 0 | 0 | 0 | 0 | 0 | 0
PV | 0 | 0 | 0 | 0 | 0 | 0
PeakG | 0 | 0 | 0 | 0 | 0 | 0
PeakO | 0 | 0 | 0 | 0 | 0 | 0
ST | 0 | 0 | 0 | 0 | 0 | 0
STOG | 873.74 | 0 | 0 | 0 | 0 | 0
STWD | 0 | 0 | 0 | 0 | 0 | 0
WT | 0 | 0 | 0 | 0 | 0 | 0
IGCC | 0 | 0 | 0 | 0 | 0 | 0
DemandResponse | 0 | 0 | 0 | 0 | 0 | 0
IGCC-CCS | 0 | 0 | 0 | 0 | 0 | 0
WT_off | 0 | 0 | 0 | 0 | 0 | 0
PseudoUnit | 0 | 0 | 0 | 0 | 0 | 0
FixedInterchange | 0 | 0 | 0 | 0 | 0 | 0
Retirements of Capacity by Reporting Type: HQ_IESO
ReportingType | 2015 | 2020 | 2025 | 2030 | 2035 | 2040
BM | 0 | 0 | 0 | 0 | 0 | 0
CC | 0 | 0 | 0 | 0 | 0 | 0
CSP | 0 | 0 | 0 | 0 | 0 | 0
CT | 0 | 0 | 0 | 0 | 0 | 0
Coal | 0 | 0 | 0 | 0 | 0 | 0
Geo | 0 | 0 | 0 | 0 | 0 | 0
H | 0 | 0 | 0 | 0 | 0 | 0
LFG | 0 | 0 | 0 | 0 | 0 | 0
Nuc | 0 | 0 | 0 | 0 | 0 | 0
PS | 0 | 0 | 0 | 0 | 0 | 0
PV | 0 | 0 | 0 | 0 | 0 | 0
PeakG | 0 | 0 | 0 | 0 | 0 | 0
PeakO | 0 | 0 | 0 | 0 | 0 | 0
ST | 0 | 0 | 0 | 0 | 0 | 0
STOG | 0 | 0 | 0 | 0 | 0 | 0
STWD | 0 | 0 | 0 | 0 | 0 | 0
WT | 0 | 0 | 0 | 0 | 0 | 0
IGCC | 0 | 0 | 0 | 0 | 0 | 0
DemandResponse | 0 | 0 | 0 | 0 | 0 | 0
IGCC-CCS | 0 | 0 | 0 | 0 | 0 | 0
WT_off | 0 | 0 | 0 | 0 | 0 | 0
PseudoUnit | 0 | 0 | 0 | 0 | 0 | 0
FixedInterchange | 0 | 0 | 0 | 0 | 0 | 0
Retirements of Capacity by Reporting Type: HQ_NEISO
ReportingType | 2015 | 2020 | 2025 | 2030 | 2035 | 2040
BM | 0 | 0 | 0 | 0 | 0 | 0
CC | 0 | 0 | 0 | 0 | 0 | 0
CSP | 0 | 0 | 0 | 0 | 0 | 0
CT | 0 | 0 | 0 | 0 | 0 | 0
Coal | 0 | 0 | 0 | 0 | 0 | 0
Geo | 0 | 0 | 0 | 0 | 0 | 0
H | 0 | 0 | 0 | 0 | 0 | 0
LFG | 0 | 0 | 0 | 0 | 0 | 0
Nuc | 0 | 0 | 0 | 0 | 0 | 0
PS | 0 | 0 | 0 | 0 | 0 | 0
PV | 0 | 0 | 0 | 0 | 0 | 0
PeakG | 0 | 0 | 0 | 0 | 0 | 0
PeakO | 0 | 0 | 0 | 0 | 0 | 0
ST | 0 | 0 | 0 | 0 | 0 | 0
STOG | 0 | 0 | 0 | 0 | 0 | 0
STWD | 0 | 0 | 0 | 0 | 0 | 0
WT | 0 | 0 | 0 | 0 | 0 | 0
IGCC | 0 | 0 | 0 | 0 | 0 | 0
DemandResponse | 0 | 0 | 0 | 0 | 0 | 0
IGCC-CCS | 0 | 0 | 0 | 0 | 0 | 0
WT_off | 0 | 0 | 0 | 0 | 0 | 0
PseudoUnit | 0 | 0 | 0 | 0 | 0 | 0
FixedInterchange | 0 | 0 | 0 | 0 | 0 | 0
Retirements of Capacity by Reporting Type: HQ_NY
ReportingType | 2015 | 2020 | 2025 | 2030 | 2035 | 2040
BM | 0 | 0 | 0 | 0 | 0 | 0
CC | 0 | 0 | 0 | 0 | 0 | 0
CSP | 0 | 0 | 0 | 0 | 0 | 0
CT | 0 | 0 | 0 | 0 | 0 | 0
Coal | 0 | 0 | 0 | 0 | 0 | 0
Geo | 0 | 0 | 0 | 0 | 0 | 0
H | 0 | 0 | 0 | 0 | 0 | 0
LFG | 0 | 0 | 0 | 0 | 0 | 0
Nuc | 0 | 0 | 0 | 0 | 0 | 0
PS | 0 | 0 | 0 | 0 | 0 | 0
PV | 0 | 0 | 0 | 0 | 0 | 0
PeakG | 0 | 0 | 0 | 0 | 0 | 0
PeakO | 0 | 0 | 0 | 0 | 0 | 0
ST | 0 | 0 | 0 | 0 | 0 | 0
STOG | 0 | 0 | 0 | 0 | 0 | 0
STWD | 0 | 0 | 0 | 0 | 0 | 0
WT | 0 | 0 | 0 | 0 | 0 | 0
IGCC | 0 | 0 | 0 | 0 | 0 | 0
DemandResponse | 0 | 0 | 0 | 0 | 0 | 0
IGCC-CCS | 0 | 0 | 0 | 0 | 0 | 0
WT_off | 0 | 0 | 0 | 0 | 0 | 0
PseudoUnit | 0 | 0 | 0 | 0 | 0 | 0
FixedInterchange | 0 | 0 | 0 | 0 | 0 | 0
Retirements of Capacity by Reporting Type: MARITIMES
ReportingType | 2015 | 2020 | 2025 | 2030 | 2035 | 2040
BM | 0 | 0 | 0 | 0 | 0 | 0
CC | 0 | 0 | 0 | 0 | 0 | 0
CSP | 0 | 0 | 0 | 0 | 0 | 0
CT | 0 | 0 | 0 | 0 | 0 | 0
Coal | 0 | 0 | 0 | 0 | 0 | 0
Geo | 0 | 0 | 0 | 0 | 0 | 0
H | 0 | 0 | 0 | 0 | 0 | 0
LFG | 0 | 0 | 0 | 0 | 0 | 0
Nuc | 0 | 0 | 0 | 0 | 0 | 0
PS | 0 | 0 | 0 | 0 | 0 | 0
PV | 0 | 0 | 0 | 0 | 0 | 0
PeakG | 0 | 0 | 0 | 0 | 0 | 0
PeakO | 0 | 0 | 0 | 0 | 0 | 0
ST | 0 | 0 | 0 | 0 | 0 | 0
STOG | 0 | 0 | 0 | 0 | 0 | 0
STWD | 0 | 0 | 0 | 0 | 0 | 0
WT | 0 | 0 | 0 | 0 | 0 | 0
IGCC | 0 | 0 | 0 | 0 | 0 | 0
DemandResponse | 0 | 0 | 0 | 0 | 0 | 0
IGCC-CCS | 0 | 0 | 0 | 0 | 0 | 0
WT_off | 0 | 0 | 0 | 0 | 0 | 0
PseudoUnit | 0 | 0 | 0 | 0 | 0 | 0
FixedInterchange | 0 | 0 | 0 | 0 | 0 | 0
Retirements of Capacity by Reporting Type: All
ReportingType | 2015 | 2020 | 2025 | 2030 | 2035 | 2040
BM | 0 | 0 | 0 | 0 | 0 | 192
CC | 14781.35 | 364.81 | 6665.64 | 527.68 | 933.7 | 315.24
CSP | 475 | 0 | 0 | 0 | 0 | 0
CT | 0 | 0 | 0 | 9.5 | 3567.5 | 0
Coal | 44042.01 | 16070.46 | 5893.52 | 890.02 | 0 | 28.2
Geo | 4.8 | 0 | 0 | 0 | 0 | 0
H | 0 | 0 | 0 | 0 | 0 | 0
LFG | 0 | 0 | 0 | 0 | 0 | 0
Nuc | 0 | 614.5 | 0 | 1488.2 | 26575.7 | 19706
PS | 0 | 0 | 0 | 0 | 0 | 0
PV | 0 | 0 | 0 | 0 | 1123.56 | 0
PeakG | 9539.3 | 0 | 4052.56 | 0 | 483.8 | 0
PeakO | 6885.32 | 0 | 15 | 0 | 0 | 0
ST | 0 | 0 | 0 | 0 | 0 | 0
STOG | 58088.25 | 0 | 7225.46 | 375.02 | 0 | 0
STWD | 178.81 | 0 | 0 | 0 | 0 | 0
WT | 126.2 | 0 | 0 | 0 | 0 | 0
IGCC | 0 | 0 | 0 | 0 | 0 | 0
DemandResponse | 0 | 0 | 0 | 0 | 0 | 0
IGCC-CCS | 0 | 0 | 0 | 0 | 0 | 0
WT_off | 0 | 0 | 0 | 0 | 0 | 0
PseudoUnit | 0 | 0 | 0 | 0 | 0 | 0
FixedInterchange | 0 | 0 | 0 | 0 | 0 | 0
Retirements of Capacity by Reporting Type: EI_US
ReportingType | 2015 | 2020 | 2025 | 2030 | 2035 | 2040
BM | 0 | 0 | 0 | 0 | 0 | 192
CC | 6084.29 | 364.81 | 677.31 | 0 | 0 | 0
CSP | 0 | 0 | 0 | 0 | 0 | 0
CT | 0 | 0 | 0 | 9.5 | 2480 | 0
Coal | 36850.3 | 14865.36 | 4396.73 | 729.03 | 0 | 0
Geo | 0 | 0 | 0 | 0 | 0 | 0
H | 0 | 0 | 0 | 0 | 0 | 0
LFG | 0 | 0 | 0 | 0 | 0 | 0
Nuc | 0 | 614.5 | 0 | 1488.2 | 25545.7 | 18166
PS | 0 | 0 | 0 | 0 | 0 | 0
PV | 0 | 0 | 0 | 0 | 32 | 0
PeakG | 5373.05 | 0 | 856.56 | 0 | 483.8 | 0
PeakO | 6007.67 | 0 | 0 | 0 | 0 | 0
ST | 0 | 0 | 0 | 0 | 0 | 0
STOG | 44199.58 | 0 | 6094.78 | 375.02 | 0 | 0
STWD | 0 | 0 | 0 | 0 | 0 | 0
WT | 0 | 0 | 0 | 0 | 0 | 0
IGCC | 0 | 0 | 0 | 0 | 0 | 0
DemandResponse | 0 | 0 | 0 | 0 | 0 | 0
IGCC-CCS | 0 | 0 | 0 | 0 | 0 | 0
WT_off | 0 | 0 | 0 | 0 | 0 | 0
PseudoUnit | 0 | 0 | 0 | 0 | 0 | 0
FixedInterchange | 0 | 0 | 0 | 0 | 0 | 0
Retirements of Capacity by Reporting Type: EI_Canada
ReportingType | 2015 | 2020 | 2025 | 2030 | 2035 | 2040
BM | 0 | 0 | 0 | 0 | 0 | 0
CC | 3249.67 | 0 | 0 | 527.68 | 0 | 0
CSP | 0 | 0 | 0 | 0 | 0 | 0
CT | 0 | 0 | 0 | 0 | 0 | 0
Coal | 6491.01 | 365.1 | 1144.79 | 161 | 0 | 0
Geo | 0 | 0 | 0 | 0 | 0 | 0
H | 0 | 0 | 0 | 0 | 0 | 0
LFG | 0 | 0 | 0 | 0 | 0 | 0
Nuc | 0 | 0 | 0 | 0 | 1030 | 1540
PS | 0 | 0 | 0 | 0 | 0 | 0
PV | 0 | 0 | 0 | 0 | 1067.26 | 0
PeakG | 0 | 0 | 0 | 0 | 0 | 0
PeakO | 145.65 | 0 | 0 | 0 | 0 | 0
ST | 0 | 0 | 0 | 0 | 0 | 0
STOG | 2126 | 0 | 126 | 0 | 0 | 0
STWD | 0 | 0 | 0 | 0 | 0 | 0
WT | 0 | 0 | 0 | 0 | 0 | 0
IGCC | 0 | 0 | 0 | 0 | 0 | 0
DemandResponse | 0 | 0 | 0 | 0 | 0 | 0
IGCC-CCS | 0 | 0 | 0 | 0 | 0 | 0
WT_off | 0 | 0 | 0 | 0 | 0 | 0
PseudoUnit | 0 | 0 | 0 | 0 | 0 | 0
FixedInterchange | 0 | 0 | 0 | 0 | 0 | 0
Retirements of Capacity by Reporting Type: EI
ReportingType | 2015 | 2020 | 2025 | 2030 | 2035 | 2040
BM | 0 | 0 | 0 | 0 | 0 | 192
CC | 9333.96 | 364.81 | 677.31 | 527.68 | 0 | 0
CSP | 0 | 0 | 0 | 0 | 0 | 0
CT | 0 | 0 | 0 | 9.5 | 2480 | 0
Coal | 43341.31 | 15230.46 | 5541.52 | 890.02 | 0 | 0
Geo | 0 | 0 | 0 | 0 | 0 | 0
H | 0 | 0 | 0 | 0 | 0 | 0
LFG | 0 | 0 | 0 | 0 | 0 | 0
Nuc | 0 | 614.5 | 0 | 1488.2 | 26575.7 | 19706
PS | 0 | 0 | 0 | 0 | 0 | 0
PV | 0 | 0 | 0 | 0 | 1099.26 | 0
PeakG | 5373.05 | 0 | 856.56 | 0 | 483.8 | 0
PeakO | 6153.32 | 0 | 0 | 0 | 0 | 0
ST | 0 | 0 | 0 | 0 | 0 | 0
STOG | 46325.58 | 0 | 6220.78 | 375.02 | 0 | 0
STWD | 0 | 0 | 0 | 0 | 0 | 0
WT | 0 | 0 | 0 | 0 | 0 | 0
IGCC | 0 | 0 | 0 | 0 | 0 | 0
DemandResponse | 0 | 0 | 0 | 0 | 0 | 0
IGCC-CCS | 0 | 0 | 0 | 0 | 0 | 0
WT_off | 0 | 0 | 0 | 0 | 0 | 0
PseudoUnit | 0 | 0 | 0 | 0 | 0 | 0
FixedInterchange | 0 | 0 | 0 | 0 | 0 | 0
Retirements of Capacity by Reporting Type: Outside_EI
ReportingType | 2015 | 2020 | 2025 | 2030 | 2035 | 2040
BM | 0 | 0 | 0 | 0 | 0 | 0
CC | 5447.4 | 0 | 5988.33 | 0 | 933.7 | 315.24
CSP | 475 | 0 | 0 | 0 | 0 | 0
CT | 0 | 0 | 0 | 0 | 1087.5 | 0
Coal | 700.7 | 840 | 352 | 0 | 0 | 28.2
Geo | 4.8 | 0 | 0 | 0 | 0 | 0
H | 0 | 0 | 0 | 0 | 0 | 0
LFG | 0 | 0 | 0 | 0 | 0 | 0
Nuc | 0 | 0 | 0 | 0 | 0 | 0
PS | 0 | 0 | 0 | 0 | 0 | 0
PV | 0 | 0 | 0 | 0 | 24.3 | 0
PeakG | 4166.25 | 0 | 3196 | 0 | 0 | 0
PeakO | 732 | 0 | 15 | 0 | 0 | 0
ST | 0 | 0 | 0 | 0 | 0 | 0
STOG | 11762.68 | 0 | 1004.68 | 0 | 0 | 0
STWD | 178.81 | 0 | 0 | 0 | 0 | 0
WT | 126.2 | 0 | 0 | 0 | 0 | 0
IGCC | 0 | 0 | 0 | 0 | 0 | 0
DemandResponse | 0 | 0 | 0 | 0 | 0 | 0
IGCC-CCS | 0 | 0 | 0 | 0 | 0 | 0
WT_off | 0 | 0 | 0 | 0 | 0 | 0
PseudoUnit | 0 | 0 | 0 | 0 | 0 | 0
FixedInterchange | 0 | 0 | 0 | 0 | 0 | 0
#4 | Cumulative Retirements of Capacity (MW)
Cumulative Retirements of Capacity by Reporting Type: Entergy
ReportingType | 2015 | 2020 | 2025 | 2030 | 2035 | 2040
BM | 0 | 0 | 0 | 0 | 0 | 0
CC | 0 | 0 | 0 | 0 | 0 | 0
CSP | 0 | 0 | 0 | 0 | 0 | 0
CT | 0 | 0 | 0 | 0 | 0 | 0
Coal | 892.9 | 892.9 | 892.9 | 892.9 | 892.9 | 892.9
Geo | 0 | 0 | 0 | 0 | 0 | 0
H | 0 | 0 | 0 | 0 | 0 | 0
LFG | 0 | 0 | 0 | 0 | 0 | 0
Nuc | 0 | 0 | 0 | 0 | 842 | 1839
PS | 0 | 0 | 0 | 0 | 0 | 0
PV | 0 | 0 | 0 | 0 | 0 | 0
PeakG | 0 | 0 | 0 | 0 | 0 | 0
PeakO | 0 | 0 | 0 | 0 | 0 | 0
ST | 0 | 0 | 0 | 0 | 0 | 0
STOG | 10913.27 | 10913.27 | 10913.27 | 10913.27 | 10913.27 | 10913.27
STWD | 0 | 0 | 0 | 0 | 0 | 0
WT | 0 | 0 | 0 | 0 | 0 | 0
IGCC | 0 | 0 | 0 | 0 | 0 | 0
DemandResponse | 0 | 0 | 0 | 0 | 0 | 0
IGCC-CCS | 0 | 0 | 0 | 0 | 0 | 0
WT_off | 0 | 0 | 0 | 0 | 0 | 0
PseudoUnit | 0 | 0 | 0 | 0 | 0 | 0
FixedInterchange | 0 | 0 | 0 | 0 | 0 | 0
Cumulative Retirements of Capacity by Reporting Type: FRCC
ReportingType | 2015 | 2020 | 2025 | 2030 | 2035 | 2040
BM | 0 | 0 | 0 | 0 | 0 | 0
CC | 0 | 0 | 0 | 0 | 0 | 0
CSP | 0 | 0 | 0 | 0 | 0 | 0
CT | 0 | 0 | 0 | 0 | 2480 | 2480
Coal | 0 | 869 | 869 | 869 | 869 | 869
Geo | 0 | 0 | 0 | 0 | 0 | 0
H | 0 | 0 | 0 | 0 | 0 | 0
LFG | 0 | 0 | 0 | 0 | 0 | 0
Nuc | 0 | 0 | 0 | 0 | 1615.33 | 3292.33
PS | 0 | 0 | 0 | 0 | 0 | 0
PV | 0 | 0 | 0 | 0 | 0 | 0
PeakG | 0 | 0 | 0 | 0 | 0 | 0
PeakO | 0 | 0 | 0 | 0 | 0 | 0
ST | 0 | 0 | 0 | 0 | 0 | 0
STOG | 6278.96 | 6278.96 | 9110.4 | 9485.42 | 9485.42 | 9485.42
STWD | 0 | 0 | 0 | 0 | 0 | 0
WT | 0 | 0 | 0 | 0 | 0 | 0
IGCC | 0 | 0 | 0 | 0 | 0 | 0
DemandResponse | 0 | 0 | 0 | 0 | 0 | 0
IGCC-CCS | 0 | 0 | 0 | 0 | 0 | 0
WT_off | 0 | 0 | 0 | 0 | 0 | 0
PseudoUnit | 0 | 0 | 0 | 0 | 0 | 0
FixedInterchange | 0 | 0 | 0 | 0 | 0 | 0
Cumulative Retirements of Capacity by Reporting Type: MAPP_US
ReportingType | 2015 | 2020 | 2025 | 2030 | 2035 | 2040
BM | 0 | 0 | 0 | 0 | 0 | 0
CC | 289 | 289 | 289 | 289 | 289 | 289
CSP | 0 | 0 | 0 | 0 | 0 | 0
CT | 0 | 0 | 0 | 0 | 0 | 0
Coal | 185.6 | 509.5 | 509.5 | 509.5 | 509.5 | 509.5
Geo | 0 | 0 | 0 | 0 | 0 | 0
H | 0 | 0 | 0 | 0 | 0 | 0
LFG | 0 | 0 | 0 | 0 | 0 | 0
Nuc | 0 | 0 | 0 | 0 | 0 | 0
PS | 0 | 0 | 0 | 0 | 0 | 0
PV | 0 | 0 | 0 | 0 | 0 | 0
PeakG | 59.6 | 59.6 | 59.6 | 59.6 | 59.6 | 59.6
PeakO | 346 | 346 | 346 | 346 | 346 | 346
ST | 0 | 0 | 0 | 0 | 0 | 0
STOG | 36 | 36 | 36 | 36 | 36 | 36
STWD | 0 | 0 | 0 | 0 | 0 | 0
WT | 0 | 0 | 0 | 0 | 0 | 0
IGCC | 0 | 0 | 0 | 0 | 0 | 0
DemandResponse | 0 | 0 | 0 | 0 | 0 | 0
IGCC-CCS | 0 | 0 | 0 | 0 | 0 | 0
WT_off | 0 | 0 | 0 | 0 | 0 | 0
PseudoUnit | 0 | 0 | 0 | 0 | 0 | 0
FixedInterchange | 0 | 0 | 0 | 0 | 0 | 0
Cumulative Retirements of Capacity by Reporting Type: MISO_IN
ReportingType | 2015 | 2020 | 2025 | 2030 | 2035 | 2040
BM | 0 | 0 | 0 | 0 | 0 | 0
CC | 0 | 0 | 0 | 0 | 0 | 0
CSP | 0 | 0 | 0 | 0 | 0 | 0
CT | 0 | 0 | 0 | 0 | 0 | 0
Coal | 929.9 | 929.9 | 929.9 | 929.9 | 929.9 | 929.9
Geo | 0 | 0 | 0 | 0 | 0 | 0
H | 0 | 0 | 0 | 0 | 0 | 0
LFG | 0 | 0 | 0 | 0 | 0 | 0
Nuc | 0 | 0 | 0 | 0 | 0 | 0
PS | 0 | 0 | 0 | 0 | 0 | 0
PV | 0 | 0 | 0 | 0 | 0 | 0
PeakG | 0 | 0 | 0 | 0 | 0 | 0
PeakO | 0 | 0 | 0 | 0 | 0 | 0
ST | 0 | 0 | 0 | 0 | 0 | 0
STOG | 0 | 0 | 0 | 0 | 0 | 0
STWD | 0 | 0 | 0 | 0 | 0 | 0
WT | 0 | 0 | 0 | 0 | 0 | 0
IGCC | 0 | 0 | 0 | 0 | 0 | 0
DemandResponse | 0 | 0 | 0 | 0 | 0 | 0
IGCC-CCS | 0 | 0 | 0 | 0 | 0 | 0
WT_off | 0 | 0 | 0 | 0 | 0 | 0
PseudoUnit | 0 | 0 | 0 | 0 | 0 | 0
FixedInterchange | 0 | 0 | 0 | 0 | 0 | 0
Cumulative Retirements of Capacity by Reporting Type: MISO_MI
ReportingType | 2015 | 2020 | 2025 | 2030 | 2035 | 2040
BM | 0 | 0 | 0 | 0 | 0 | 0
CC | 0 | 0 | 0 | 0 | 0 | 0
CSP | 0 | 0 | 0 | 0 | 0 | 0
CT | 0 | 0 | 0 | 0 | 0 | 0
Coal | 2071 | 2326 | 2326 | 2326 | 2326 | 2326
Geo | 0 | 0 | 0 | 0 | 0 | 0
H | 0 | 0 | 0 | 0 | 0 | 0
LFG | 0 | 0 | 0 | 0 | 0 | 0
Nuc | 0 | 0 | 0 | 0 | 778 | 778
PS | 0 | 0 | 0 | 0 | 0 | 0
PV | 0 | 0 | 0 | 0 | 0 | 0
PeakG | 0 | 0 | 0 | 0 | 0 | 0
PeakO | 0 | 0 | 0 | 0 | 0 | 0
ST | 0 | 0 | 0 | 0 | 0 | 0
STOG | 0 | 0 | 0 | 0 | 0 | 0
STWD | 0 | 0 | 0 | 0 | 0 | 0
WT | 0 | 0 | 0 | 0 | 0 | 0
IGCC | 0 | 0 | 0 | 0 | 0 | 0
DemandResponse | 0 | 0 | 0 | 0 | 0 | 0
IGCC-CCS | 0 | 0 | 0 | 0 | 0 | 0
WT_off | 0 | 0 | 0 | 0 | 0 | 0
PseudoUnit | 0 | 0 | 0 | 0 | 0 | 0
FixedInterchange | 0 | 0 | 0 | 0 | 0 | 0
Cumulative Retirements of Capacity by Reporting Type: MISO_MO-IL
ReportingType | 2015 | 2020 | 2025 | 2030 | 2035 | 2040
BM | 0 | 0 | 0 | 0 | 0 | 0
CC | 0 | 0 | 0 | 0 | 0 | 0
CSP | 0 | 0 | 0 | 0 | 0 | 0
CT | 0 | 0 | 0 | 0 | 0 | 0
Coal | 821.7 | 1366.7 | 1366.7 | 1366.7 | 1366.7 | 1366.7
Geo | 0 | 0 | 0 | 0 | 0 | 0
H | 0 | 0 | 0 | 0 | 0 | 0
LFG | 0 | 0 | 0 | 0 | 0 | 0
Nuc | 0 | 0 | 0 | 0 | 0 | 0
PS | 0 | 0 | 0 | 0 | 0 | 0
PV | 0 | 0 | 0 | 0 | 0 | 0
PeakG | 0 | 0 | 0 | 0 | 0 | 0
PeakO | 0 | 0 | 0 | 0 | 0 | 0
ST | 0 | 0 | 0 | 0 | 0 | 0
STOG | 0 | 0 | 0 | 0 | 0 | 0
STWD | 0 | 0 | 0 | 0 | 0 | 0
WT | 0 | 0 | 0 | 0 | 0 | 0
IGCC | 0 | 0 | 0 | 0 | 0 | 0
DemandResponse | 0 | 0 | 0 | 0 | 0 | 0
IGCC-CCS | 0 | 0 | 0 | 0 | 0 | 0
WT_off | 0 | 0 | 0 | 0 | 0 | 0
PseudoUnit | 0 | 0 | 0 | 0 | 0 | 0
FixedInterchange | 0 | 0 | 0 | 0 | 0 | 0
Cumulative Retirements of Capacity by Reporting Type: MISO_W
ReportingType | 2015 | 2020 | 2025 | 2030 | 2035 | 2040
BM | 0 | 0 | 0 | 0 | 0 | 0
CC | 0 | 0 | 0 | 0 | 0 | 0
CSP | 0 | 0 | 0 | 0 | 0 | 0
CT | 0 | 0 | 0 | 0 | 0 | 0
Coal | 2774.83 | 2928.56 | 2928.56 | 2928.56 | 2928.56 | 2928.56
Geo | 0 | 0 | 0 | 0 | 0 | 0
H | 0 | 0 | 0 | 0 | 0 | 0
LFG | 0 | 0 | 0 | 0 | 0 | 0
Nuc | 0 | 0 | 0 | 0 | 2361.23 | 2361.23
PS | 0 | 0 | 0 | 0 | 0 | 0
PV | 0 | 0 | 0 | 0 | 0 | 0
PeakG | 0 | 0 | 0 | 0 | 0 | 0
PeakO | 0 | 0 | 0 | 0 | 0 | 0
ST | 0 | 0 | 0 | 0 | 0 | 0
STOG | 0 | 0 | 0 | 0 | 0 | 0
STWD | 0 | 0 | 0 | 0 | 0 | 0
WT | 0 | 0 | 0 | 0 | 0 | 0
IGCC | 0 | 0 | 0 | 0 | 0 | 0
DemandResponse | 0 | 0 | 0 | 0 | 0 | 0
IGCC-CCS | 0 | 0 | 0 | 0 | 0 | 0
WT_off | 0 | 0 | 0 | 0 | 0 | 0
PseudoUnit | 0 | 0 | 0 | 0 | 0 | 0
FixedInterchange | 0 | 0 | 0 | 0 | 0 | 0
Cumulative Retirements of Capacity by Reporting Type: MISO_WUMS
ReportingType | 2015 | 2020 | 2025 | 2030 | 2035 | 2040
BM | 0 | 0 | 0 | 0 | 0 | 0
CC | 0 | 0 | 0 | 0 | 0 | 0
CSP | 0 | 0 | 0 | 0 | 0 | 0
CT | 0 | 0 | 0 | 0 | 0 | 0
Coal | 1857.1 | 1857.1 | 1857.1 | 1857.1 | 1857.1 | 1857.1
Geo | 0 | 0 | 0 | 0 | 0 | 0
H | 0 | 0 | 0 | 0 | 0 | 0
LFG | 0 | 0 | 0 | 0 | 0 | 0
Nuc | 0 | 0 | 0 | 0 | 1816.9 | 1816.9
PS | 0 | 0 | 0 | 0 | 0 | 0
PV | 0 | 0 | 0 | 0 | 0 | 0
PeakG | 0 | 0 | 0 | 0 | 0 | 0
PeakO | 0 | 0 | 0 | 0 | 0 | 0
ST | 0 | 0 | 0 | 0 | 0 | 0
STOG | 59.5 | 59.5 | 59.5 | 59.5 | 59.5 | 59.5
STWD | 0 | 0 | 0 | 0 | 0 | 0
WT | 0 | 0 | 0 | 0 | 0 | 0
IGCC | 0 | 0 | 0 | 0 | 0 | 0
DemandResponse | 0 | 0 | 0 | 0 | 0 | 0
IGCC-CCS | 0 | 0 | 0 | 0 | 0 | 0
WT_off | 0 | 0 | 0 | 0 | 0 | 0
PseudoUnit | 0 | 0 | 0 | 0 | 0 | 0
FixedInterchange | 0 | 0 | 0 | 0 | 0 | 0
Cumulative Retirements of Capacity by Reporting Type: Nebraska
ReportingType | 2015 | 2020 | 2025 | 2030 | 2035 | 2040
BM | 0 | 0 | 0 | 0 | 0 | 0
CC | 0 | 0 | 0 | 0 | 0 | 0
CSP | 0 | 0 | 0 | 0 | 0 | 0
CT | 0 | 0 | 0 | 0 | 0 | 0
Coal | 0 | 0 | 909.2 | 1184.8 | 1184.8 | 1184.8
Geo | 0 | 0 | 0 | 0 | 0 | 0
H | 0 | 0 | 0 | 0 | 0 | 0
LFG | 0 | 0 | 0 | 0 | 0 | 0
Nuc | 0 | 0 | 0 | 0 | 1251.8 | 1251.8
PS | 0 | 0 | 0 | 0 | 0 | 0
PV | 0 | 0 | 0 | 0 | 0 | 0
PeakG | 0 | 0 | 0 | 0 | 0 | 0
PeakO | 0 | 0 | 0 | 0 | 0 | 0
ST | 0 | 0 | 0 | 0 | 0 | 0
STOG | 270 | 270 | 270 | 270 | 270 | 270
STWD | 0 | 0 | 0 | 0 | 0 | 0
WT | 0 | 0 | 0 | 0 | 0 | 0
IGCC | 0 | 0 | 0 | 0 | 0 | 0
DemandResponse | 0 | 0 | 0 | 0 | 0 | 0
IGCC-CCS | 0 | 0 | 0 | 0 | 0 | 0
WT_off | 0 | 0 | 0 | 0 | 0 | 0
PseudoUnit | 0 | 0 | 0 | 0 | 0 | 0
FixedInterchange | 0 | 0 | 0 | 0 | 0 | 0
Cumulative Retirements of Capacity by Reporting Type: NEISO
ReportingType | 2015 | 2020 | 2025 | 2030 | 2035 | 2040
BM | 0 | 0 | 0 | 0 | 0 | 0
CC | 2671.49 | 3036.3 | 3713.61 | 3713.61 | 3713.61 | 3713.61
CSP | 0 | 0 | 0 | 0 | 0 | 0
CT | 0 | 0 | 0 | 9.5 | 9.5 | 9.5
Coal | 744.55 | 1064.55 | 1064.55 | 1064.55 | 1064.55 | 1064.55
Geo | 0 | 0 | 0 | 0 | 0 | 0
H | 0 | 0 | 0 | 0 | 0 | 0
LFG | 0 | 0 | 0 | 0 | 0 | 0
Nuc | 0 | 0 | 0 | 0 | 1289 | 2165.92
PS | 0 | 0 | 0 | 0 | 0 | 0
PV | 0 | 0 | 0 | 0 | 0 | 0
PeakG | 0 | 0 | 0 | 0 | 0 | 0
PeakO | 854.29 | 854.29 | 854.29 | 854.29 | 854.29 | 854.29
ST | 0 | 0 | 0 | 0 | 0 | 0
STOG | 6237 | 6237 | 6237 | 6237 | 6237 | 6237
STWD | 0 | 0 | 0 | 0 | 0 | 0
WT | 0 | 0 | 0 | 0 | 0 | 0
IGCC | 0 | 0 | 0 | 0 | 0 | 0
DemandResponse | 0 | 0 | 0 | 0 | 0 | 0
IGCC-CCS | 0 | 0 | 0 | 0 | 0 | 0
WT_off | 0 | 0 | 0 | 0 | 0 | 0
PseudoUnit | 0 | 0 | 0 | 0 | 0 | 0
FixedInterchange | 0 | 0 | 0 | 0 | 0 | 0
Cumulative Retirements of Capacity by Reporting Type: NonRTO_Midwest
ReportingType | 2015 | 2020 | 2025 | 2030 | 2035 | 2040
BM | 0 | 0 | 0 | 0 | 0 | 0
CC | 0 | 0 | 0 | 0 | 0 | 0
CSP | 0 | 0 | 0 | 0 | 0 | 0
CT | 0 | 0 | 0 | 0 | 0 | 0
Coal | 1403.95 | 1403.95 | 1403.95 | 1403.95 | 1403.95 | 1403.95
Geo | 0 | 0 | 0 | 0 | 0 | 0
H | 0 | 0 | 0 | 0 | 0 | 0
LFG | 0 | 0 | 0 | 0 | 0 | 0
Nuc | 0 | 0 | 0 | 0 | 0 | 0
PS | 0 | 0 | 0 | 0 | 0 | 0
PV | 0 | 0 | 0 | 0 | 0 | 0
PeakG | 0 | 0 | 0 | 0 | 0 | 0
PeakO | 0 | 0 | 0 | 0 | 0 | 0
ST | 0 | 0 | 0 | 0 | 0 | 0
STOG | 0 | 0 | 0 | 0 | 0 | 0
STWD | 0 | 0 | 0 | 0 | 0 | 0
WT | 0 | 0 | 0 | 0 | 0 | 0
IGCC | 0 | 0 | 0 | 0 | 0 | 0
DemandResponse | 0 | 0 | 0 | 0 | 0 | 0
IGCC-CCS | 0 | 0 | 0 | 0 | 0 | 0
WT_off | 0 | 0 | 0 | 0 | 0 | 0
PseudoUnit | 0 | 0 | 0 | 0 | 0 | 0
FixedInterchange | 0 | 0 | 0 | 0 | 0 | 0
Cumulative Retirements of Capacity by Reporting Type: NYISO_A-F
ReportingType | 2015 | 2020 | 2025 | 2030 | 2035 | 2040
BM | 0 | 0 | 0 | 0 | 0 | 0
CC | 1627.14 | 1627.14 | 1627.14 | 1627.14 | 1627.14 | 1627.14
CSP | 0 | 0 | 0 | 0 | 0 | 0
CT | 0 | 0 | 0 | 0 | 0 | 0
Coal | 1236.15 | 1236.15 | 1236.15 | 1236.15 | 1236.15 | 1236.15
Geo | 0 | 0 | 0 | 0 | 0 | 0
H | 0 | 0 | 0 | 0 | 0 | 0
LFG | 0 | 0 | 0 | 0 | 0 | 0
Nuc | 0 | 0 | 0 | 621.2 | 1201.7 | 2053.9
PS | 0 | 0 | 0 | 0 | 0 | 0
PV | 0 | 0 | 0 | 0 | 0 | 0
PeakG | 0 | 0 | 0 | 0 | 0 | 0
PeakO | 0 | 0 | 0 | 0 | 0 | 0
ST | 0 | 0 | 0 | 0 | 0 | 0
STOG | 1701 | 1701 | 1701 | 1701 | 1701 | 1701
STWD | 0 | 0 | 0 | 0 | 0 | 0
WT | 0 | 0 | 0 | 0 | 0 | 0
IGCC | 0 | 0 | 0 | 0 | 0 | 0
DemandResponse | 0 | 0 | 0 | 0 | 0 | 0
IGCC-CCS | 0 | 0 | 0 | 0 | 0 | 0
WT_off | 0 | 0 | 0 | 0 | 0 | 0
PseudoUnit | 0 | 0 | 0 | 0 | 0 | 0
FixedInterchange | 0 | 0 | 0 | 0 | 0 | 0
Cumulative Retirements of Capacity by Reporting Type: NYISO_G-I
ReportingType | 2015 | 2020 | 2025 | 2030 | 2035 | 2040
BM | 0 | 0 | 0 | 0 | 0 | 0
CC | 0 | 0 | 0 | 0 | 0 | 0
CSP | 0 | 0 | 0 | 0 | 0 | 0
CT | 0 | 0 | 0 | 0 | 0 | 0
Coal | 0 | 0 | 0 | 0 | 0 | 0
Geo | 0 | 0 | 0 | 0 | 0 | 0
H | 0 | 0 | 0 | 0 | 0 | 0
LFG | 0 | 0 | 0 | 0 | 0 | 0
Nuc | 0 | 0 | 0 | 0 | 1019.6 | 2044.6
PS | 0 | 0 | 0 | 0 | 0 | 0
PV | 0 | 0 | 0 | 0 | 0 | 0
PeakG | 0 | 0 | 0 | 0 | 0 | 0
PeakO | 0 | 0 | 0 | 0 | 0 | 0
ST | 0 | 0 | 0 | 0 | 0 | 0
STOG | 2431 | 2431 | 2431 | 2431 | 2431 | 2431
STWD | 0 | 0 | 0 | 0 | 0 | 0
WT | 0 | 0 | 0 | 0 | 0 | 0
IGCC | 0 | 0 | 0 | 0 | 0 | 0
DemandResponse | 0 | 0 | 0 | 0 | 0 | 0
IGCC-CCS | 0 | 0 | 0 | 0 | 0 | 0
WT_off | 0 | 0 | 0 | 0 | 0 | 0
PseudoUnit | 0 | 0 | 0 | 0 | 0 | 0
FixedInterchange | 0 | 0 | 0 | 0 | 0 | 0
Cumulative Retirements of Capacity by Reporting Type: NYISO_J-K
ReportingType | 2015 | 2020 | 2025 | 2030 | 2035 | 2040
BM | 0 | 0 | 0 | 0 | 0 | 0
CC | 0 | 0 | 0 | 0 | 0 | 0
CSP | 0 | 0 | 0 | 0 | 0 | 0
CT | 0 | 0 | 0 | 0 | 0 | 0
Coal | 0 | 0 | 0 | 0 | 0 | 0
Geo | 0 | 0 | 0 | 0 | 0 | 0
H | 0 | 0 | 0 | 0 | 0 | 0
LFG | 0 | 0 | 0 | 0 | 0 | 0
Nuc | 0 | 0 | 0 | 0 | 0 | 0
PS | 0 | 0 | 0 | 0 | 0 | 0
PV | 0 | 0 | 0 | 0 | 32 | 32
PeakG | 0 | 0 | 0 | 0 | 0 | 0
PeakO | 0 | 0 | 0 | 0 | 0 | 0
ST | 0 | 0 | 0 | 0 | 0 | 0
STOG | 3059.35 | 3059.35 | 3059.35 | 3059.35 | 3059.35 | 3059.35
STWD | 0 | 0 | 0 | 0 | 0 | 0
WT | 0 | 0 | 0 | 0 | 0 | 0
IGCC | 0 | 0 | 0 | 0 | 0 | 0
DemandResponse | 0 | 0 | 0 | 0 | 0 | 0
IGCC-CCS | 0 | 0 | 0 | 0 | 0 | 0
WT_off | 0 | 0 | 0 | 0 | 0 | 0
PseudoUnit | 0 | 0 | 0 | 0 | 0 | 0
FixedInterchange | 0 | 0 | 0 | 0 | 0 | 0
Cumulative Retirements of Capacity by Reporting Type: PJM_E
ReportingType | 2015 | 2020 | 2025 | 2030 | 2035 | 2040
BM | 0 | 0 | 0 | 0 | 0 | 0
CC | 523 | 523 | 523 | 523 | 523 | 523
CSP | 0 | 0 | 0 | 0 | 0 | 0
CT | 0 | 0 | 0 | 0 | 0 | 0
Coal | 2458.26 | 3026.26 | 3026.26 | 3026.26 | 3026.26 | 3026.26
Geo | 0 | 0 | 0 | 0 | 0 | 0
H | 0 | 0 | 0 | 0 | 0 | 0
LFG | 0 | 0 | 0 | 0 | 0 | 0
Nuc | 0 | 614.5 | 614.5 | 614.5 | 2838.5 | 4012.5
PS | 0 | 0 | 0 | 0 | 0 | 0
PV | 0 | 0 | 0 | 0 | 0 | 0
PeakG | 268.5 | 268.5 | 268.5 | 268.5 | 268.5 | 268.5
PeakO | 508.38 | 508.38 | 508.38 | 508.38 | 508.38 | 508.38
ST | 0 | 0 | 0 | 0 | 0 | 0
STOG | 3252 | 3252 | 3252 | 3252 | 3252 | 3252
STWD | 0 | 0 | 0 | 0 | 0 | 0
WT | 0 | 0 | 0 | 0 | 0 | 0
IGCC | 0 | 0 | 0 | 0 | 0 | 0
DemandResponse | 0 | 0 | 0 | 0 | 0 | 0
IGCC-CCS | 0 | 0 | 0 | 0 | 0 | 0
WT_off | 0 | 0 | 0 | 0 | 0 | 0
PseudoUnit | 0 | 0 | 0 | 0 | 0 | 0
FixedInterchange | 0 | 0 | 0 | 0 | 0 | 0
Cumulative Retirements of Capacity by Reporting Type: PJM_ROM
ReportingType | 2015 | 2020 | 2025 | 2030 | 2035 | 2040
BM | 0 | 0 | 0 | 0 | 0 | 0
CC | 0 | 0 | 0 | 0 | 0 | 0
CSP | 0 | 0 | 0 | 0 | 0 | 0
CT | 0 | 0 | 0 | 0 | 0 | 0
Coal | 5078.5 | 5078.5 | 5078.5 | 5078.5 | 5078.5 | 5078.5
Geo | 0 | 0 | 0 | 0 | 0 | 0
H | 0 | 0 | 0 | 0 | 0 | 0
LFG | 0 | 0 | 0 | 0 | 0 | 0
Nuc | 0 | 0 | 0 | 0 | 1732 | 2631
PS | 0 | 0 | 0 | 0 | 0 | 0
PV | 0 | 0 | 0 | 0 | 0 | 0
PeakG | 0 | 0 | 0 | 0 | 0 | 0
PeakO | 1836 | 1836 | 1836 | 1836 | 1836 | 1836
ST | 0 | 0 | 0 | 0 | 0 | 0
STOG | 4109 | 4109 | 4109 | 4109 | 4109 | 4109
STWD | 0 | 0 | 0 | 0 | 0 | 0
WT | 0 | 0 | 0 | 0 | 0 | 0
IGCC | 0 | 0 | 0 | 0 | 0 | 0
DemandResponse | 0 | 0 | 0 | 0 | 0 | 0
IGCC-CCS | 0 | 0 | 0 | 0 | 0 | 0
WT_off | 0 | 0 | 0 | 0 | 0 | 0
PseudoUnit | 0 | 0 | 0 | 0 | 0 | 0
FixedInterchange | 0 | 0 | 0 | 0 | 0 | 0
Cumulative Retirements of Capacity by Reporting Type: PJM_ROR
ReportingType | 2015 | 2020 | 2025 | 2030 | 2035 | 2040
BM | 0 | 0 | 0 | 0 | 0 | 192
CC | 0 | 0 | 0 | 0 | 0 | 0
CSP | 0 | 0 | 0 | 0 | 0 | 0
CT | 0 | 0 | 0 | 0 | 0 | 0
Coal | 6147.15 | 15650.1 | 15650.1 | 15650.1 | 15650.1 | 15650.1
Geo | 0 | 0 | 0 | 0 | 0 | 0
H | 0 | 0 | 0 | 0 | 0 | 0
LFG | 0 | 0 | 0 | 0 | 0 | 0
Nuc | 0 | 0 | 0 | 867 | 5142 | 10025.16
PS | 0 | 0 | 0 | 0 | 0 | 0
PV | 0 | 0 | 0 | 0 | 0 | 0
PeakG | 0 | 0 | 0 | 0 | 0 | 0
PeakO | 1324 | 1324 | 1324 | 1324 | 1324 | 1324
ST | 0 | 0 | 0 | 0 | 0 | 0
STOG | 2122 | 2122 | 2122 | 2122 | 2122 | 2122
STWD | 0 | 0 | 0 | 0 | 0 | 0
WT | 0 | 0 | 0 | 0 | 0 | 0
IGCC | 0 | 0 | 0 | 0 | 0 | 0
DemandResponse | 0 | 0 | 0 | 0 | 0 | 0
IGCC-CCS | 0 | 0 | 0 | 0 | 0 | 0
WT_off | 0 | 0 | 0 | 0 | 0 | 0
PseudoUnit | 0 | 0 | 0 | 0 | 0 | 0
FixedInterchange | 0 | 0 | 0 | 0 | 0 | 0
Cumulative Retirements of Capacity by Reporting Type: SOCO
ReportingType | 2015 | 2020 | 2025 | 2030 | 2035 | 2040
BM | 0 | 0 | 0 | 0 | 0 | 0
CC | 973.65 | 973.65 | 973.65 | 973.65 | 973.65 | 973.65
CSP | 0 | 0 | 0 | 0 | 0 | 0
CT | 0 | 0 | 0 | 0 | 0 | 0
Coal | 4725.49 | 4887 | 4887 | 4887 | 4887 | 4887
Geo | 0 | 0 | 0 | 0 | 0 | 0
H | 0 | 0 | 0 | 0 | 0 | 0
LFG | 0 | 0 | 0 | 0 | 0 | 0
Nuc | 0 | 0 | 0 | 0 | 0 | 2645.05
PS | 0 | 0 | 0 | 0 | 0 | 0
PV | 0 | 0 | 0 | 0 | 0 | 0
PeakG | 5044.95 | 5044.95 | 5901.5 | 5901.5 | 6385.3 | 6385.3
PeakO | 1139 | 1139 | 1139 | 1139 | 1139 | 1139
ST | 0 | 0 | 0 | 0 | 0 | 0
STOG | 854 | 854 | 854 | 854 | 854 | 854
STWD | 0 | 0 | 0 | 0 | 0 | 0
WT | 0 | 0 | 0 | 0 | 0 | 0
IGCC | 0 | 0 | 0 | 0 | 0 | 0
DemandResponse | 0 | 0 | 0 | 0 | 0 | 0
IGCC-CCS | 0 | 0 | 0 | 0 | 0 | 0
WT_off | 0 | 0 | 0 | 0 | 0 | 0
PseudoUnit | 0 | 0 | 0 | 0 | 0 | 0
FixedInterchange | 0 | 0 | 0 | 0 | 0 | 0
Cumulative Retirements of Capacity by Reporting Type: SPP_N
ReportingType | 2015 | 2020 | 2025 | 2030 | 2035 | 2040
BM | 0 | 0 | 0 | 0 | 0 | 0
CC | 0 | 0 | 0 | 0 | 0 | 0
CSP | 0 | 0 | 0 | 0 | 0 | 0
CT | 0 | 0 | 0 | 0 | 0 | 0
Coal | 0 | 698.46 | 1747.5 | 2116.5 | 2116.5 | 2116.5
Geo | 0 | 0 | 0 | 0 | 0 | 0
H | 0 | 0 | 0 | 0 | 0 | 0
LFG | 0 | 0 | 0 | 0 | 0 | 0
Nuc | 0 | 0 | 0 | 0 | 0 | 0
PS | 0 | 0 | 0 | 0 | 0 | 0
PV | 0 | 0 | 0 | 0 | 0 | 0
PeakG | 0 | 0 | 0 | 0 | 0 | 0
PeakO | 0 | 0 | 0 | 0 | 0 | 0
ST | 0 | 0 | 0 | 0 | 0 | 0
STOG | 576.55 | 576.55 | 1749 | 1749 | 1749 | 1749
STWD | 0 | 0 | 0 | 0 | 0 | 0
WT | 0 | 0 | 0 | 0 | 0 | 0
IGCC | 0 | 0 | 0 | 0 | 0 | 0
DemandResponse | 0 | 0 | 0 | 0 | 0 | 0
IGCC-CCS | 0 | 0 | 0 | 0 | 0 | 0
WT_off | 0 | 0 | 0 | 0 | 0 | 0
PseudoUnit | 0 | 0 | 0 | 0 | 0 | 0
FixedInterchange | 0 | 0 | 0 | 0 | 0 | 0
Cumulative Retirements of Capacity by Reporting Type: SPP_S
ReportingType | 2015 | 2020 | 2025 | 2030 | 2035 | 2040
BM | 0 | 0 | 0 | 0 | 0 | 0
CC | 0 | 0 | 0 | 0 | 0 | 0
CSP | 0 | 0 | 0 | 0 | 0 | 0
CT | 0 | 0 | 0 | 0 | 0 | 0
Coal | 2 | 1469.81 | 3908.3 | 3992.73 | 3992.73 | 3992.73
Geo | 0 | 0 | 0 | 0 | 0 | 0
H | 0 | 0 | 0 | 0 | 0 | 0
LFG | 0 | 0 | 0 | 0 | 0 | 0
Nuc | 0 | 0 | 0 | 0 | 0 | 0
PS | 0 | 0 | 0 | 0 | 0 | 0
PV | 0 | 0 | 0 | 0 | 0 | 0
PeakG | 0 | 0 | 0 | 0 | 0 | 0
PeakO | 0 | 0 | 0 | 0 | 0 | 0
ST | 0 | 0 | 0 | 0 | 0 | 0
STOG | 2299.94 | 2299.94 | 4390.83 | 4390.83 | 4390.83 | 4390.83
STWD | 0 | 0 | 0 | 0 | 0 | 0
WT | 0 | 0 | 0 | 0 | 0 | 0
IGCC | 0 | 0 | 0 | 0 | 0 | 0
DemandResponse | 0 | 0 | 0 | 0 | 0 | 0
IGCC-CCS | 0 | 0 | 0 | 0 | 0 | 0
WT_off | 0 | 0 | 0 | 0 | 0 | 0
PseudoUnit | 0 | 0 | 0 | 0 | 0 | 0
FixedInterchange | 0 | 0 | 0 | 0 | 0 | 0
Cumulative Retirements of Capacity by Reporting Type: TVA
ReportingType | 2015 | 2020 | 2025 | 2030 | 2035 | 2040
BM | 0 | 0 | 0 | 0 | 0 | 0
CC | 0 | 0 | 0 | 0 | 0 | 0
CSP | 0 | 0 | 0 | 0 | 0 | 0
CT | 0 | 0 | 0 | 0 | 0 | 0
Coal | 2567.22 | 2567.22 | 2567.22 | 2567.22 | 2567.22 | 2567.22
Geo | 0 | 0 | 0 | 0 | 0 | 0
H | 0 | 0 | 0 | 0 | 0 | 0
LFG | 0 | 0 | 0 | 0 | 0 | 0
Nuc | 0 | 0 | 0 | 0 | 2512.33 | 3791
PS | 0 | 0 | 0 | 0 | 0 | 0
PV | 0 | 0 | 0 | 0 | 0 | 0
PeakG | 0 | 0 | 0 | 0 | 0 | 0
PeakO | 0 | 0 | 0 | 0 | 0 | 0
ST | 0 | 0 | 0 | 0 | 0 | 0
STOG | 0 | 0 | 0 | 0 | 0 | 0
STWD | 0 | 0 | 0 | 0 | 0 | 0
WT | 0 | 0 | 0 | 0 | 0 | 0
IGCC | 0 | 0 | 0 | 0 | 0 | 0
DemandResponse | 0 | 0 | 0 | 0 | 0 | 0
IGCC-CCS | 0 | 0 | 0 | 0 | 0 | 0
WT_off | 0 | 0 | 0 | 0 | 0 | 0
PseudoUnit | 0 | 0 | 0 | 0 | 0 | 0
FixedInterchange | 0 | 0 | 0 | 0 | 0 | 0
Cumulative Retirements of Capacity by Reporting Type: TVA_Transmission
ReportingType | 2015 | 2020 | 2025 | 2030 | 2035 | 2040
BM | 0 | 0 | 0 | 0 | 0 | 0
CC | 0 | 0 | 0 | 0 | 0 | 0
CSP | 0 | 0 | 0 | 0 | 0 | 0
CT | 0 | 0 | 0 | 0 | 0 | 0
Coal | 0 | 0 | 0 | 0 | 0 | 0
Geo | 0 | 0 | 0 | 0 | 0 | 0
H | 0 | 0 | 0 | 0 | 0 | 0
LFG | 0 | 0 | 0 | 0 | 0 | 0
Nuc | 0 | 0 | 0 | 0 | 0 | 0
PS | 0 | 0 | 0 | 0 | 0 | 0
PV | 0 | 0 | 0 | 0 | 0 | 0
PeakG | 0 | 0 | 0 | 0 | 0 | 0
PeakO | 0 | 0 | 0 | 0 | 0 | 0
ST | 0 | 0 | 0 | 0 | 0 | 0
STOG | 0 | 0 | 0 | 0 | 0 | 0
STWD | 0 | 0 | 0 | 0 | 0 | 0
WT | 0 | 0 | 0 | 0 | 0 | 0
IGCC | 0 | 0 | 0 | 0 | 0 | 0
DemandResponse | 0 | 0 | 0 | 0 | 0 | 0
IGCC-CCS | 0 | 0 | 0 | 0 | 0 | 0
WT_off | 0 | 0 | 0 | 0 | 0 | 0
PseudoUnit | 0 | 0 | 0 | 0 | 0 | 0
FixedInterchange | 0 | 0 | 0 | 0 | 0 | 0
Cumulative Retirements of Capacity by Reporting Type: VACAR
ReportingType | 2015 | 2020 | 2025 | 2030 | 2035 | 2040
BM | 0 | 0 | 0 | 0 | 0 | 0
CC | 0 | 0 | 0 | 0 | 0 | 0
CSP | 0 | 0 | 0 | 0 | 0 | 0
CT | 0 | 0 | 0 | 0 | 0 | 0
Coal | 2954 | 2954 | 2954 | 2954 | 2954 | 2954
Geo | 0 | 0 | 0 | 0 | 0 | 0
H | 0 | 0 | 0 | 0 | 0 | 0
LFG | 0 | 0 | 0 | 0 | 0 | 0
Nuc | 0 | 0 | 0 | 0 | 3248 | 5106
PS | 0 | 0 | 0 | 0 | 0 | 0
PV | 0 | 0 | 0 | 0 | 0 | 0
PeakG | 0 | 0 | 0 | 0 | 0 | 0
PeakO | 0 | 0 | 0 | 0 | 0 | 0
ST | 0 | 0 | 0 | 0 | 0 | 0
STOG | 0 | 0 | 0 | 0 | 0 | 0
STWD | 0 | 0 | 0 | 0 | 0 | 0
WT | 0 | 0 | 0 | 0 | 0 | 0
IGCC | 0 | 0 | 0 | 0 | 0 | 0
DemandResponse | 0 | 0 | 0 | 0 | 0 | 0
IGCC-CCS | 0 | 0 | 0 | 0 | 0 | 0
WT_off | 0 | 0 | 0 | 0 | 0 | 0
PseudoUnit | 0 | 0 | 0 | 0 | 0 | 0
FixedInterchange | 0 | 0 | 0 | 0 | 0 | 0
Cumulative Retirements of Capacity by Reporting Type: IESO
ReportingType | 2015 | 2020 | 2025 | 2030 | 2035 | 2040
BM | 0 | 0 | 0 | 0 | 0 | 0
CC | 3249.67 | 3249.67 | 3249.67 | 3249.67 | 3249.67 | 3249.67
CSP | 0 | 0 | 0 | 0 | 0 | 0
CT | 0 | 0 | 0 | 0 | 0 | 0
Coal | 6416 | 6416 | 6416 | 6416 | 6416 | 6416
Geo | 0 | 0 | 0 | 0 | 0 | 0
H | 0 | 0 | 0 | 0 | 0 | 0
LFG | 0 | 0 | 0 | 0 | 0 | 0
Nuc | 0 | 0 | 0 | 0 | 1030 | 2570
PS | 0 | 0 | 0 | 0 | 0 | 0
PV | 0 | 0 | 0 | 0 | 1067.26 | 1067.26
PeakG | 0 | 0 | 0 | 0 | 0 | 0
PeakO | 145.65 | 145.65 | 145.65 | 145.65 | 145.65 | 145.65
ST | 0 | 0 | 0 | 0 | 0 | 0
STOG | 2126 | 2126 | 2126 | 2126 | 2126 | 2126
STWD | 0 | 0 | 0 | 0 | 0 | 0
WT | 0 | 0 | 0 | 0 | 0 | 0
IGCC | 0 | 0 | 0 | 0 | 0 | 0
DemandResponse | 0 | 0 | 0 | 0 | 0 | 0
IGCC-CCS | 0 | 0 | 0 | 0 | 0 | 0
WT_off | 0 | 0 | 0 | 0 | 0 | 0
PseudoUnit | 0 | 0 | 0 | 0 | 0 | 0
FixedInterchange | 0 | 0 | 0 | 0 | 0 | 0
Cumulative Retirements of Capacity by Reporting Type: MAPP_CA
ReportingType | 2015 | 2020 | 2025 | 2030 | 2035 | 2040
BM | 0 | 0 | 0 | 0 | 0 | 0
CC | 0 | 0 | 0 | 527.68 | 527.68 | 527.68
CSP | 0 | 0 | 0 | 0 | 0 | 0
CT | 0 | 0 | 0 | 0 | 0 | 0
Coal | 75.01 | 440.12 | 1584.9 | 1745.9 | 1745.9 | 1745.9
Geo | 0 | 0 | 0 | 0 | 0 | 0
H | 0 | 0 | 0 | 0 | 0 | 0
LFG | 0 | 0 | 0 | 0 | 0 | 0
Nuc | 0 | 0 | 0 | 0 | 0 | 0
PS | 0 | 0 | 0 | 0 | 0 | 0
PV | 0 | 0 | 0 | 0 | 0 | 0
PeakG | 0 | 0 | 0 | 0 | 0 | 0
PeakO | 0 | 0 | 0 | 0 | 0 | 0
ST | 0 | 0 | 0 | 0 | 0 | 0
STOG | 0 | 0 | 126 | 126 | 126 | 126
STWD | 0 | 0 | 0 | 0 | 0 | 0
WT | 0 | 0 | 0 | 0 | 0 | 0
IGCC | 0 | 0 | 0 | 0 | 0 | 0
DemandResponse | 0 | 0 | 0 | 0 | 0 | 0
IGCC-CCS | 0 | 0 | 0 | 0 | 0 | 0
WT_off | 0 | 0 | 0 | 0 | 0 | 0
PseudoUnit | 0 | 0 | 0 | 0 | 0 | 0
FixedInterchange | 0 | 0 | 0 | 0 | 0 | 0
Cumulative Retirements of Capacity by Reporting Type: AZ_NM_SNV_Coal
ReportingType | 2015 | 2020 | 2025 | 2030 | 2035 | 2040
BM | 0 | 0 | 0 | 0 | 0 | 0
CC | 0 | 0 | 0 | 0 | 0 | 0
CSP | 0 | 0 | 0 | 0 | 0 | 0
CT | 0 | 0 | 0 | 0 | 0 | 0
Coal | 0 | 0 | 0 | 0 | 0 | 0
Geo | 0 | 0 | 0 | 0 | 0 | 0
H | 0 | 0 | 0 | 0 | 0 | 0
LFG | 0 | 0 | 0 | 0 | 0 | 0
Nuc | 0 | 0 | 0 | 0 | 0 | 0
PS | 0 | 0 | 0 | 0 | 0 | 0
PV | 0 | 0 | 0 | 0 | 0 | 0
PeakG | 0 | 0 | 0 | 0 | 0 | 0
PeakO | 185 | 185 | 200 | 200 | 200 | 200
ST | 0 | 0 | 0 | 0 | 0 | 0
STOG | 0 | 0 | 0 | 0 | 0 | 0
STWD | 0 | 0 | 0 | 0 | 0 | 0
WT | 0 | 0 | 0 | 0 | 0 | 0
IGCC | 0 | 0 | 0 | 0 | 0 | 0
DemandResponse | 0 | 0 | 0 | 0 | 0 | 0
IGCC-CCS | 0 | 0 | 0 | 0 | 0 | 0
WT_off | 0 | 0 | 0 | 0 | 0 | 0
PseudoUnit | 0 | 0 | 0 | 0 | 0 | 0
FixedInterchange | 0 | 0 | 0 | 0 | 0 | 0
Cumulative Retirements of Capacity by Reporting Type: AZ_NM_SNV_Gas
ReportingType | 2015 | 2020 | 2025 | 2030 | 2035 | 2040
BM | 0 | 0 | 0 | 0 | 0 | 0
CC | 2457.31 | 2457.31 | 8445.64 | 8445.64 | 8445.64 | 8445.64
CSP | 0 | 0 | 0 | 0 | 0 | 0
CT | 0 | 0 | 0 | 0 | 736 | 736
Coal | 0 | 0 | 0 | 0 | 0 | 0
Geo | 0 | 0 | 0 | 0 | 0 | 0
H | 0 | 0 | 0 | 0 | 0 | 0
LFG | 0 | 0 | 0 | 0 | 0 | 0
Nuc | 0 | 0 | 0 | 0 | 0 | 0
PS | 0 | 0 | 0 | 0 | 0 | 0
PV | 0 | 0 | 0 | 0 | 0 | 0
PeakG | 464 | 464 | 3660 | 3660 | 3660 | 3660
PeakO | 0 | 0 | 0 | 0 | 0 | 0
ST | 0 | 0 | 0 | 0 | 0 | 0
STOG | 2064 | 2064 | 2064 | 2064 | 2064 | 2064
STWD | 0 | 0 | 0 | 0 | 0 | 0
WT | 0 | 0 | 0 | 0 | 0 | 0
IGCC | 0 | 0 | 0 | 0 | 0 | 0
DemandResponse | 0 | 0 | 0 | 0 | 0 | 0
IGCC-CCS | 0 | 0 | 0 | 0 | 0 | 0
WT_off | 0 | 0 | 0 | 0 | 0 | 0
PseudoUnit | 0 | 0 | 0 | 0 | 0 | 0
FixedInterchange | 0 | 0 | 0 | 0 | 0 | 0
Cumulative Retirements of Capacity by Reporting Type: AZ_NM_SNV_NucRenew
ReportingType | 2015 | 2020 | 2025 | 2030 | 2035 | 2040
BM | 0 | 0 | 0 | 0 | 0 | 0
CC | 0 | 0 | 0 | 0 | 0 | 0
CSP | 65 | 65 | 65 | 65 | 65 | 65
CT | 0 | 0 | 0 | 0 | 0 | 0
Coal | 0 | 0 | 0 | 0 | 0 | 0
Geo | 0 | 0 | 0 | 0 | 0 | 0
H | 0 | 0 | 0 | 0 | 0 | 0
LFG | 0 | 0 | 0 | 0 | 0 | 0
Nuc | 0 | 0 | 0 | 0 | 0 | 0
PS | 0 | 0 | 0 | 0 | 0 | 0
PV | 0 | 0 | 0 | 0 | 0 | 0
PeakG | 0 | 0 | 0 | 0 | 0 | 0
PeakO | 0 | 0 | 0 | 0 | 0 | 0
ST | 0 | 0 | 0 | 0 | 0 | 0
STOG | 0 | 0 | 0 | 0 | 0 | 0
STWD | 0 | 0 | 0 | 0 | 0 | 0
WT | 0 | 0 | 0 | 0 | 0 | 0
IGCC | 0 | 0 | 0 | 0 | 0 | 0
DemandResponse | 0 | 0 | 0 | 0 | 0 | 0
IGCC-CCS | 0 | 0 | 0 | 0 | 0 | 0
WT_off | 0 | 0 | 0 | 0 | 0 | 0
PseudoUnit | 0 | 0 | 0 | 0 | 0 | 0
FixedInterchange | 0 | 0 | 0 | 0 | 0 | 0
Cumulative Retirements of Capacity by Reporting Type: ERCOT
ReportingType | 2015 | 2020 | 2025 | 2030 | 2035 | 2040
BM | 0 | 0 | 0 | 0 | 0 | 0
CC | 0 | 0 | 0 | 0 | 0 | 0
CSP | 0 | 0 | 0 | 0 | 0 | 0
CT | 0 | 0 | 0 | 0 | 0 | 0
Coal | 0 | 0 | 0 | 0 | 0 | 0
Geo | 0 | 0 | 0 | 0 | 0 | 0
H | 0 | 0 | 0 | 0 | 0 | 0
LFG | 0 | 0 | 0 | 0 | 0 | 0
Nuc | 0 | 0 | 0 | 0 | 0 | 0
PS | 0 | 0 | 0 | 0 | 0 | 0
PV | 0 | 0 | 0 | 0 | 14 | 14
PeakG | 0 | 0 | 0 | 0 | 0 | 0
PeakO | 0 | 0 | 0 | 0 | 0 | 0
ST | 0 | 0 | 0 | 0 | 0 | 0
STOG | 5398.66 | 5398.66 | 6403.34 | 6403.34 | 6403.34 | 6403.34
STWD | 0 | 0 | 0 | 0 | 0 | 0
WT | 0 | 0 | 0 | 0 | 0 | 0
IGCC | 0 | 0 | 0 | 0 | 0 | 0
DemandResponse | 0 | 0 | 0 | 0 | 0 | 0
IGCC-CCS | 0 | 0 | 0 | 0 | 0 | 0
WT_off | 0 | 0 | 0 | 0 | 0 | 0
PseudoUnit | 0 | 0 | 0 | 0 | 0 | 0
FixedInterchange | 0 | 0 | 0 | 0 | 0 | 0
Cumulative Retirements of Capacity by Reporting Type: NP15
ReportingType | 2015 | 2020 | 2025 | 2030 | 2035 | 2040
BM | 0 | 0 | 0 | 0 | 0 | 0
CC | 0 | 0 | 0 | 0 | 0 | 0
CSP | 0 | 0 | 0 | 0 | 0 | 0
CT | 0 | 0 | 0 | 0 | 0 | 0
Coal | 163.7 | 163.7 | 163.7 | 163.7 | 163.7 | 191.9
Geo | 0 | 0 | 0 | 0 | 0 | 0
H | 0 | 0 | 0 | 0 | 0 | 0
LFG | 0 | 0 | 0 | 0 | 0 | 0
Nuc | 0 | 0 | 0 | 0 | 0 | 0
PS | 0 | 0 | 0 | 0 | 0 | 0
PV | 0 | 0 | 0 | 0 | 6.5 | 6.5
PeakG | 0 | 0 | 0 | 0 | 0 | 0
PeakO | 156 | 156 | 156 | 156 | 156 | 156
ST | 0 | 0 | 0 | 0 | 0 | 0
STOG | 1046.4 | 1046.4 | 1046.4 | 1046.4 | 1046.4 | 1046.4
STWD | 0 | 0 | 0 | 0 | 0 | 0
WT | 0 | 0 | 0 | 0 | 0 | 0
IGCC | 0 | 0 | 0 | 0 | 0 | 0
DemandResponse | 0 | 0 | 0 | 0 | 0 | 0
IGCC-CCS | 0 | 0 | 0 | 0 | 0 | 0
WT_off | 0 | 0 | 0 | 0 | 0 | 0
PseudoUnit | 0 | 0 | 0 | 0 | 0 | 0
FixedInterchange | 0 | 0 | 0 | 0 | 0 | 0
Cumulative Retirements of Capacity by Reporting Type: NWPP_Coal
ReportingType | 2015 | 2020 | 2025 | 2030 | 2035 | 2040
BM | 0 | 0 | 0 | 0 | 0 | 0
CC | 0 | 0 | 0 | 0 | 0 | 0
CSP | 0 | 0 | 0 | 0 | 0 | 0
CT | 0 | 0 | 0 | 0 | 0 | 0
Coal | 0 | 585 | 585 | 585 | 585 | 585
Geo | 0 | 0 | 0 | 0 | 0 | 0
H | 0 | 0 | 0 | 0 | 0 | 0
LFG | 0 | 0 | 0 | 0 | 0 | 0
Nuc | 0 | 0 | 0 | 0 | 0 | 0
PS | 0 | 0 | 0 | 0 | 0 | 0
PV | 0 | 0 | 0 | 0 | 0 | 0
PeakG | 0 | 0 | 0 | 0 | 0 | 0
PeakO | 183 | 183 | 183 | 183 | 183 | 183
ST | 0 | 0 | 0 | 0 | 0 | 0
STOG | 0 | 0 | 0 | 0 | 0 | 0
STWD | 0 | 0 | 0 | 0 | 0 | 0
WT | 0 | 0 | 0 | 0 | 0 | 0
IGCC | 0 | 0 | 0 | 0 | 0 | 0
DemandResponse | 0 | 0 | 0 | 0 | 0 | 0
IGCC-CCS | 0 | 0 | 0 | 0 | 0 | 0
WT_off | 0 | 0 | 0 | 0 | 0 | 0
PseudoUnit | 0 | 0 | 0 | 0 | 0 | 0
FixedInterchange | 0 | 0 | 0 | 0 | 0 | 0
Cumulative Retirements of Capacity by Reporting Type: NWPP_Gas
ReportingType | 2015 | 2020 | 2025 | 2030 | 2035 | 2040
BM | 0 | 0 | 0 | 0 | 0 | 0
CC | 2038.27 | 2038.27 | 2038.27 | 2038.27 | 2038.27 | 2038.27
CSP | 0 | 0 | 0 | 0 | 0 | 0
CT | 0 | 0 | 0 | 0 | 150 | 150
Coal | 0 | 0 | 0 | 0 | 0 | 0
Geo | 0 | 0 | 0 | 0 | 0 | 0
H | 0 | 0 | 0 | 0 | 0 | 0
LFG | 0 | 0 | 0 | 0 | 0 | 0
Nuc | 0 | 0 | 0 | 0 | 0 | 0
PS | 0 | 0 | 0 | 0 | 0 | 0
PV | 0 | 0 | 0 | 0 | 0 | 0
PeakG | 2623 | 2623 | 2623 | 2623 | 2623 | 2623
PeakO | 0 | 0 | 0 | 0 | 0 | 0
ST | 0 | 0 | 0 | 0 | 0 | 0
STOG | 786 | 786 | 786 | 786 | 786 | 786
STWD | 0 | 0 | 0 | 0 | 0 | 0
WT | 0 | 0 | 0 | 0 | 0 | 0
IGCC | 0 | 0 | 0 | 0 | 0 | 0
DemandResponse | 0 | 0 | 0 | 0 | 0 | 0
IGCC-CCS | 0 | 0 | 0 | 0 | 0 | 0
WT_off | 0 | 0 | 0 | 0 | 0 | 0
PseudoUnit | 0 | 0 | 0 | 0 | 0 | 0
FixedInterchange | 0 | 0 | 0 | 0 | 0 | 0
Cumulative Retirements of Capacity by Reporting Type: NWPP_NucRenew
ReportingType | 2015 | 2020 | 2025 | 2030 | 2035 | 2040
BM | 0 | 0 | 0 | 0 | 0 | 0
CC | 0 | 0 | 0 | 0 | 0 | 0
CSP | 0 | 0 | 0 | 0 | 0 | 0
CT | 0 | 0 | 0 | 0 | 0 | 0
Coal | 0 | 0 | 0 | 0 | 0 | 0
Geo | 4.8 | 4.8 | 4.8 | 4.8 | 4.8 | 4.8
H | 0 | 0 | 0 | 0 | 0 | 0
LFG | 0 | 0 | 0 | 0 | 0 | 0
Nuc | 0 | 0 | 0 | 0 | 0 | 0
PS | 0 | 0 | 0 | 0 | 0 | 0
PV | 0 | 0 | 0 | 0 | 0 | 0
PeakG | 0 | 0 | 0 | 0 | 0 | 0
PeakO | 0 | 0 | 0 | 0 | 0 | 0
ST | 0 | 0 | 0 | 0 | 0 | 0
STOG | 0 | 0 | 0 | 0 | 0 | 0
STWD | 178.81 | 178.81 | 178.81 | 178.81 | 178.81 | 178.81
WT | 0 | 0 | 0 | 0 | 0 | 0
IGCC | 0 | 0 | 0 | 0 | 0 | 0
DemandResponse | 0 | 0 | 0 | 0 | 0 | 0
IGCC-CCS | 0 | 0 | 0 | 0 | 0 | 0
WT_off | 0 | 0 | 0 | 0 | 0 | 0
PseudoUnit | 0 | 0 | 0 | 0 | 0 | 0
FixedInterchange | 0 | 0 | 0 | 0 | 0 | 0
Cumulative Retirements of Capacity by Reporting Type: RMPA
ReportingType | 2015 | 2020 | 2025 | 2030 | 2035 | 2040
BM | 0 | 0 | 0 | 0 | 0 | 0
CC | 951.82 | 951.82 | 951.82 | 951.82 | 951.82 | 951.82
CSP | 1 | 1 | 1 | 1 | 1 | 1
CT | 0 | 0 | 0 | 0 | 0 | 0
Coal | 480 | 650.5 | 1002.5 | 1002.5 | 1002.5 | 1002.5
Geo | 0 | 0 | 0 | 0 | 0 | 0
H | 0 | 0 | 0 | 0 | 0 | 0
LFG | 0 | 0 | 0 | 0 | 0 | 0
Nuc | 0 | 0 | 0 | 0 | 0 | 0
PS | 0 | 0 | 0 | 0 | 0 | 0
PV | 0 | 0 | 0 | 0 | 0 | 0
PeakG | 0 | 0 | 0 | 0 | 0 | 0
PeakO | 187 | 187 | 187 | 187 | 187 | 187
ST | 0 | 0 | 0 | 0 | 0 | 0
STOG | 217 | 217 | 217 | 217 | 217 | 217
STWD | 0 | 0 | 0 | 0 | 0 | 0
WT | 0 | 0 | 0 | 0 | 0 | 0
IGCC | 0 | 0 | 0 | 0 | 0 | 0
DemandResponse | 0 | 0 | 0 | 0 | 0 | 0
IGCC-CCS | 0 | 0 | 0 | 0 | 0 | 0
WT_off | 0 | 0 | 0 | 0 | 0 | 0
PseudoUnit | 0 | 0 | 0 | 0 | 0 | 0
FixedInterchange | 0 | 0 | 0 | 0 | 0 | 0
Cumulative Retirements of Capacity by Reporting Type: SP15
ReportingType | 2015 | 2020 | 2025 | 2030 | 2035 | 2040
BM | 0 | 0 | 0 | 0 | 0 | 0
CC | 0 | 0 | 0 | 0 | 0 | 0
CSP | 409 | 409 | 409 | 409 | 409 | 409
CT | 0 | 0 | 0 | 0 | 0 | 0
Coal | 57 | 141.5 | 141.5 | 141.5 | 141.5 | 141.5
Geo | 0 | 0 | 0 | 0 | 0 | 0
H | 0 | 0 | 0 | 0 | 0 | 0
LFG | 0 | 0 | 0 | 0 | 0 | 0
Nuc | 0 | 0 | 0 | 0 | 0 | 0
PS | 0 | 0 | 0 | 0 | 0 | 0
PV | 0 | 0 | 0 | 0 | 3.8 | 3.8
PeakG | 44 | 44 | 44 | 44 | 44 | 44
PeakO | 15 | 15 | 15 | 15 | 15 | 15
ST | 0 | 0 | 0 | 0 | 0 | 0
STOG | 1190.88 | 1190.88 | 1190.88 | 1190.88 | 1190.88 | 1190.88
STWD | 0 | 0 | 0 | 0 | 0 | 0
WT | 126.2 | 126.2 | 126.2 | 126.2 | 126.2 | 126.2
IGCC | 0 | 0 | 0 | 0 | 0 | 0
DemandResponse | 0 | 0 | 0 | 0 | 0 | 0
IGCC-CCS | 0 | 0 | 0 | 0 | 0 | 0
WT_off | 0 | 0 | 0 | 0 | 0 | 0
PseudoUnit | 0 | 0 | 0 | 0 | 0 | 0
FixedInterchange | 0 | 0 | 0 | 0 | 0 | 0
Cumulative Retirements of Capacity by Reporting Type: ALB
ReportingType | 2015 | 2020 | 2025 | 2030 | 2035 | 2040
BM | 0 | 0 | 0 | 0 | 0 | 0
CC | 0 | 0 | 0 | 0 | 933.7 | 990.75
CSP | 0 | 0 | 0 | 0 | 0 | 0
CT | 0 | 0 | 0 | 0 | 201.5 | 201.5
Coal | 0 | 0 | 0 | 0 | 0 | 0
Geo | 0 | 0 | 0 | 0 | 0 | 0
H | 0 | 0 | 0 | 0 | 0 | 0
LFG | 0 | 0 | 0 | 0 | 0 | 0
Nuc | 0 | 0 | 0 | 0 | 0 | 0
PS | 0 | 0 | 0 | 0 | 0 | 0
PV | 0 | 0 | 0 | 0 | 0 | 0
PeakG | 1035.25 | 1035.25 | 1035.25 | 1035.25 | 1035.25 | 1035.25
PeakO | 6 | 6 | 6 | 6 | 6 | 6
ST | 0 | 0 | 0 | 0 | 0 | 0
STOG | 186 | 186 | 186 | 186 | 186 | 186
STWD | 0 | 0 | 0 | 0 | 0 | 0
WT | 0 | 0 | 0 | 0 | 0 | 0
IGCC | 0 | 0 | 0 | 0 | 0 | 0
DemandResponse | 0 | 0 | 0 | 0 | 0 | 0
IGCC-CCS | 0 | 0 | 0 | 0 | 0 | 0
WT_off | 0 | 0 | 0 | 0 | 0 | 0
PseudoUnit | 0 | 0 | 0 | 0 | 0 | 0
FixedInterchange | 0 | 0 | 0 | 0 | 0 | 0
Cumulative Retirements of Capacity by Reporting Type: BC
ReportingType | 2015 | 2020 | 2025 | 2030 | 2035 | 2040
BM | 0 | 0 | 0 | 0 | 0 | 0
CC | 0 | 0 | 0 | 0 | 0 | 258.2
CSP | 0 | 0 | 0 | 0 | 0 | 0
CT | 0 | 0 | 0 | 0 | 0 | 0
Coal | 0 | 0 | 0 | 0 | 0 | 0
Geo | 0 | 0 | 0 | 0 | 0 | 0
H | 0 | 0 | 0 | 0 | 0 | 0
LFG | 0 | 0 | 0 | 0 | 0 | 0
Nuc | 0 | 0 | 0 | 0 | 0 | 0
PS | 0 | 0 | 0 | 0 | 0 | 0
PV | 0 | 0 | 0 | 0 | 0 | 0
PeakG | 0 | 0 | 0 | 0 | 0 | 0
PeakO | 0 | 0 | 0 | 0 | 0 | 0
ST | 0 | 0 | 0 | 0 | 0 | 0
STOG | 873.74 | 873.74 | 873.74 | 873.74 | 873.74 | 873.74
STWD | 0 | 0 | 0 | 0 | 0 | 0
WT | 0 | 0 | 0 | 0 | 0 | 0
IGCC | 0 | 0 | 0 | 0 | 0 | 0
DemandResponse | 0 | 0 | 0 | 0 | 0 | 0
IGCC-CCS | 0 | 0 | 0 | 0 | 0 | 0
WT_off | 0 | 0 | 0 | 0 | 0 | 0
PseudoUnit | 0 | 0 | 0 | 0 | 0 | 0
FixedInterchange | 0 | 0 | 0 | 0 | 0 | 0
Cumulative Retirements of Capacity by Reporting Type: HQ_IESO
ReportingType | 2015 | 2020 | 2025 | 2030 | 2035 | 2040
BM | 0 | 0 | 0 | 0 | 0 | 0
CC | 0 | 0 | 0 | 0 | 0 | 0
CSP | 0 | 0 | 0 | 0 | 0 | 0
CT | 0 | 0 | 0 | 0 | 0 | 0
Coal | 0 | 0 | 0 | 0 | 0 | 0
Geo | 0 | 0 | 0 | 0 | 0 | 0
H | 0 | 0 | 0 | 0 | 0 | 0
LFG | 0 | 0 | 0 | 0 | 0 | 0
Nuc | 0 | 0 | 0 | 0 | 0 | 0
PS | 0 | 0 | 0 | 0 | 0 | 0
PV | 0 | 0 | 0 | 0 | 0 | 0
PeakG | 0 | 0 | 0 | 0 | 0 | 0
PeakO | 0 | 0 | 0 | 0 | 0 | 0
ST | 0 | 0 | 0 | 0 | 0 | 0
STOG | 0 | 0 | 0 | 0 | 0 | 0
STWD | 0 | 0 | 0 | 0 | 0 | 0
WT | 0 | 0 | 0 | 0 | 0 | 0
IGCC | 0 | 0 | 0 | 0 | 0 | 0
DemandResponse | 0 | 0 | 0 | 0 | 0 | 0
IGCC-CCS | 0 | 0 | 0 | 0 | 0 | 0
WT_off | 0 | 0 | 0 | 0 | 0 | 0
PseudoUnit | 0 | 0 | 0 | 0 | 0 | 0
FixedInterchange | 0 | 0 | 0 | 0 | 0 | 0
Cumulative Retirements of Capacity by Reporting Type: HQ_NEISO
ReportingType | 2015 | 2020 | 2025 | 2030 | 2035 | 2040
BM | 0 | 0 | 0 | 0 | 0 | 0
CC | 0 | 0 | 0 | 0 | 0 | 0
CSP | 0 | 0 | 0 | 0 | 0 | 0
CT | 0 | 0 | 0 | 0 | 0 | 0
Coal | 0 | 0 | 0 | 0 | 0 | 0
Geo | 0 | 0 | 0 | 0 | 0 | 0
H | 0 | 0 | 0 | 0 | 0 | 0
LFG | 0 | 0 | 0 | 0 | 0 | 0
Nuc | 0 | 0 | 0 | 0 | 0 | 0
PS | 0 | 0 | 0 | 0 | 0 | 0
PV | 0 | 0 | 0 | 0 | 0 | 0
PeakG | 0 | 0 | 0 | 0 | 0 | 0
PeakO | 0 | 0 | 0 | 0 | 0 | 0
ST | 0 | 0 | 0 | 0 | 0 | 0
STOG | 0 | 0 | 0 | 0 | 0 | 0
STWD | 0 | 0 | 0 | 0 | 0 | 0
WT | 0 | 0 | 0 | 0 | 0 | 0
IGCC | 0 | 0 | 0 | 0 | 0 | 0
DemandResponse | 0 | 0 | 0 | 0 | 0 | 0
IGCC-CCS | 0 | 0 | 0 | 0 | 0 | 0
WT_off | 0 | 0 | 0 | 0 | 0 | 0
PseudoUnit | 0 | 0 | 0 | 0 | 0 | 0
FixedInterchange | 0 | 0 | 0 | 0 | 0 | 0
Cumulative Retirements of Capacity by Reporting Type: HQ_NY
ReportingType | 2015 | 2020 | 2025 | 2030 | 2035 | 2040
BM | 0 | 0 | 0 | 0 | 0 | 0
CC | 0 | 0 | 0 | 0 | 0 | 0
CSP | 0 | 0 | 0 | 0 | 0 | 0
CT | 0 | 0 | 0 | 0 | 0 | 0
Coal | 0 | 0 | 0 | 0 | 0 | 0
Geo | 0 | 0 | 0 | 0 | 0 | 0
H | 0 | 0 | 0 | 0 | 0 | 0
LFG | 0 | 0 | 0 | 0 | 0 | 0
Nuc | 0 | 0 | 0 | 0 | 0 | 0
PS | 0 | 0 | 0 | 0 | 0 | 0
PV | 0 | 0 | 0 | 0 | 0 | 0
PeakG | 0 | 0 | 0 | 0 | 0 | 0
PeakO | 0 | 0 | 0 | 0 | 0 | 0
ST | 0 | 0 | 0 | 0 | 0 | 0
STOG | 0 | 0 | 0 | 0 | 0 | 0
STWD | 0 | 0 | 0 | 0 | 0 | 0
WT | 0 | 0 | 0 | 0 | 0 | 0
IGCC | 0 | 0 | 0 | 0 | 0 | 0
DemandResponse | 0 | 0 | 0 | 0 | 0 | 0
IGCC-CCS | 0 | 0 | 0 | 0 | 0 | 0
WT_off | 0 | 0 | 0 | 0 | 0 | 0
PseudoUnit | 0 | 0 | 0 | 0 | 0 | 0
FixedInterchange | 0 | 0 | 0 | 0 | 0 | 0
Cumulative Retirements of Capacity by Reporting Type: MARITIMES
ReportingType | 2015 | 2020 | 2025 | 2030 | 2035 | 2040
BM | 0 | 0 | 0 | 0 | 0 | 0
CC | 0 | 0 | 0 | 0 | 0 | 0
CSP | 0 | 0 | 0 | 0 | 0 | 0
CT | 0 | 0 | 0 | 0 | 0 | 0
Coal | 0 | 0 | 0 | 0 | 0 | 0
Geo | 0 | 0 | 0 | 0 | 0 | 0
H | 0 | 0 | 0 | 0 | 0 | 0
LFG | 0 | 0 | 0 | 0 | 0 | 0
Nuc | 0 | 0 | 0 | 0 | 0 | 0
PS | 0 | 0 | 0 | 0 | 0 | 0
PV | 0 | 0 | 0 | 0 | 0 | 0
PeakG | 0 | 0 | 0 | 0 | 0 | 0
PeakO | 0 | 0 | 0 | 0 | 0 | 0
ST | 0 | 0 | 0 | 0 | 0 | 0
STOG | 0 | 0 | 0 | 0 | 0 | 0
STWD | 0 | 0 | 0 | 0 | 0 | 0
WT | 0 | 0 | 0 | 0 | 0 | 0
IGCC | 0 | 0 | 0 | 0 | 0 | 0
DemandResponse | 0 | 0 | 0 | 0 | 0 | 0
IGCC-CCS | 0 | 0 | 0 | 0 | 0 | 0
WT_off | 0 | 0 | 0 | 0 | 0 | 0
PseudoUnit | 0 | 0 | 0 | 0 | 0 | 0
FixedInterchange | 0 | 0 | 0 | 0 | 0 | 0
Cumulative Retirements of Capacity by Reporting Type: All
ReportingType | 2015 | 2020 | 2025 | 2030 | 2035 | 2040
BM | 0 | 0 | 0 | 0 | 0 | 192
CC | 14781.35 | 15146.16 | 21811.8 | 22339.48 | 23273.19 | 23588.43
CSP | 475 | 475 | 475 | 475 | 475 | 475
CT | 0 | 0 | 0 | 9.5 | 3577 | 3577
Coal | 44042.01 | 60112.47 | 66006 | 66896.02 | 66896.02 | 66924.22
Geo | 4.8 | 4.8 | 4.8 | 4.8 | 4.8 | 4.8
H | 0 | 0 | 0 | 0 | 0 | 0
LFG | 0 | 0 | 0 | 0 | 0 | 0
Nuc | 0 | 614.5 | 614.5 | 2102.7 | 28678.4 | 48384.39
PS | 0 | 0 | 0 | 0 | 0 | 0
PV | 0 | 0 | 0 | 0 | 1123.56 | 1123.56
PeakG | 9539.3 | 9539.3 | 13591.86 | 13591.86 | 14075.65 | 14075.65
PeakO | 6885.32 | 6885.32 | 6900.32 | 6900.32 | 6900.32 | 6900.32
ST | 0 | 0 | 0 | 0 | 0 | 0
STOG | 58088.25 | 58088.25 | 65313.72 | 65688.74 | 65688.74 | 65688.74
STWD | 178.81 | 178.81 | 178.81 | 178.81 | 178.81 | 178.81
WT | 126.2 | 126.2 | 126.2 | 126.2 | 126.2 | 126.2
IGCC | 0 | 0 | 0 | 0 | 0 | 0
DemandResponse | 0 | 0 | 0 | 0 | 0 | 0
IGCC-CCS | 0 | 0 | 0 | 0 | 0 | 0
WT_off | 0 | 0 | 0 | 0 | 0 | 0
PseudoUnit | 0 | 0 | 0 | 0 | 0 | 0
FixedInterchange | 0 | 0 | 0 | 0 | 0 | 0
Cumulative Retirements of Capacity by Reporting Type: EI_US
ReportingType | 2015 | 2020 | 2025 | 2030 | 2035 | 2040
BM | 0 | 0 | 0 | 0 | 0 | 192
CC | 6084.29 | 6449.1 | 7126.41 | 7126.41 | 7126.41 | 7126.41
CSP | 0 | 0 | 0 | 0 | 0 | 0
CT | 0 | 0 | 0 | 9.5 | 2489.5 | 2489.5
Coal | 36850.3 | 51715.66 | 56112.39 | 56841.42 | 56841.42 | 56841.42
Geo | 0 | 0 | 0 | 0 | 0 | 0
H | 0 | 0 | 0 | 0 | 0 | 0
LFG | 0 | 0 | 0 | 0 | 0 | 0
Nuc | 0 | 614.5 | 614.5 | 2102.7 | 27648.4 | 45814.39
PS | 0 | 0 | 0 | 0 | 0 | 0
PV | 0 | 0 | 0 | 0 | 32 | 32
PeakG | 5373.05 | 5373.05 | 6229.61 | 6229.61 | 6713.41 | 6713.41
PeakO | 6007.67 | 6007.67 | 6007.67 | 6007.67 | 6007.67 | 6007.67
ST | 0 | 0 | 0 | 0 | 0 | 0
STOG | 44199.58 | 44199.58 | 50294.36 | 50669.38 | 50669.38 | 50669.38
STWD | 0 | 0 | 0 | 0 | 0 | 0
WT | 0 | 0 | 0 | 0 | 0 | 0
IGCC | 0 | 0 | 0 | 0 | 0 | 0
DemandResponse | 0 | 0 | 0 | 0 | 0 | 0
IGCC-CCS | 0 | 0 | 0 | 0 | 0 | 0
WT_off | 0 | 0 | 0 | 0 | 0 | 0
PseudoUnit | 0 | 0 | 0 | 0 | 0 | 0
FixedInterchange | 0 | 0 | 0 | 0 | 0 | 0
Cumulative Retirements of Capacity by Reporting Type: EI_Canada
ReportingType | 2015 | 2020 | 2025 | 2030 | 2035 | 2040
BM | 0 | 0 | 0 | 0 | 0 | 0
CC | 3249.67 | 3249.67 | 3249.67 | 3777.35 | 3777.35 | 3777.35
CSP | 0 | 0 | 0 | 0 | 0 | 0
CT | 0 | 0 | 0 | 0 | 0 | 0
Coal | 6491.01 | 6856.12 | 8000.9 | 8161.9 | 8161.9 | 8161.9
Geo | 0 | 0 | 0 | 0 | 0 | 0
H | 0 | 0 | 0 | 0 | 0 | 0
LFG | 0 | 0 | 0 | 0 | 0 | 0
Nuc | 0 | 0 | 0 | 0 | 1030 | 2570
PS | 0 | 0 | 0 | 0 | 0 | 0
PV | 0 | 0 | 0 | 0 | 1067.26 | 1067.26
PeakG | 0 | 0 | 0 | 0 | 0 | 0
PeakO | 145.65 | 145.65 | 145.65 | 145.65 | 145.65 | 145.65
ST | 0 | 0 | 0 | 0 | 0 | 0
STOG | 2126 | 2126 | 2252 | 2252 | 2252 | 2252
STWD | 0 | 0 | 0 | 0 | 0 | 0
WT | 0 | 0 | 0 | 0 | 0 | 0
IGCC | 0 | 0 | 0 | 0 | 0 | 0
DemandResponse | 0 | 0 | 0 | 0 | 0 | 0
IGCC-CCS | 0 | 0 | 0 | 0 | 0 | 0
WT_off | 0 | 0 | 0 | 0 | 0 | 0
PseudoUnit | 0 | 0 | 0 | 0 | 0 | 0
FixedInterchange | 0 | 0 | 0 | 0 | 0 | 0
Cumulative Retirements of Capacity by Reporting Type: EI
ReportingType | 2015 | 2020 | 2025 | 2030 | 2035 | 2040
BM | 0 | 0 | 0 | 0 | 0 | 192
CC | 9333.96 | 9698.77 | 10376.08 | 10903.76 | 10903.76 | 10903.76
CSP | 0 | 0 | 0 | 0 | 0 | 0
CT | 0 | 0 | 0 | 9.5 | 2489.5 | 2489.5
Coal | 43341.31 | 58571.77 | 64113.3 | 65003.32 | 65003.32 | 65003.32
Geo | 0 | 0 | 0 | 0 | 0 | 0
H | 0 | 0 | 0 | 0 | 0 | 0
LFG | 0 | 0 | 0 | 0 | 0 | 0
Nuc | 0 | 614.5 | 614.5 | 2102.7 | 28678.4 | 48384.39
PS | 0 | 0 | 0 | 0 | 0 | 0
PV | 0 | 0 | 0 | 0 | 1099.26 | 1099.26
PeakG | 5373.05 | 5373.05 | 6229.61 | 6229.61 | 6713.41 | 6713.41
PeakO | 6153.32 | 6153.32 | 6153.32 | 6153.32 | 6153.32 | 6153.32
ST | 0 | 0 | 0 | 0 | 0 | 0
STOG | 46325.58 | 46325.58 | 52546.36 | 52921.38 | 52921.38 | 52921.38
STWD | 0 | 0 | 0 | 0 | 0 | 0
WT | 0 | 0 | 0 | 0 | 0 | 0
IGCC | 0 | 0 | 0 | 0 | 0 | 0
DemandResponse | 0 | 0 | 0 | 0 | 0 | 0
IGCC-CCS | 0 | 0 | 0 | 0 | 0 | 0
WT_off | 0 | 0 | 0 | 0 | 0 | 0
PseudoUnit | 0 | 0 | 0 | 0 | 0 | 0
FixedInterchange | 0 | 0 | 0 | 0 | 0 | 0
Cumulative Retirements of Capacity by Reporting Type: Outside_EI
ReportingType | 2015 | 2020 | 2025 | 2030 | 2035 | 2040
BM | 0 | 0 | 0 | 0 | 0 | 0
CC | 5447.4 | 5447.4 | 11435.72 | 11435.72 | 12369.43 | 12684.67
CSP | 475 | 475 | 475 | 475 | 475 | 475
CT | 0 | 0 | 0 | 0 | 1087.5 | 1087.5
Coal | 700.7 | 1540.7 | 1892.7 | 1892.7 | 1892.7 | 1920.9
Geo | 4.8 | 4.8 | 4.8 | 4.8 | 4.8 | 4.8
H | 0 | 0 | 0 | 0 | 0 | 0
LFG | 0 | 0 | 0 | 0 | 0 | 0
Nuc | 0 | 0 | 0 | 0 | 0 | 0
PS | 0 | 0 | 0 | 0 | 0 | 0
PV | 0 | 0 | 0 | 0 | 24.3 | 24.3
PeakG | 4166.25 | 4166.25 | 7362.25 | 7362.25 | 7362.25 | 7362.25
PeakO | 732 | 732 | 747 | 747 | 747 | 747
ST | 0 | 0 | 0 | 0 | 0 | 0
STOG | 11762.68 | 11762.68 | 12767.36 | 12767.36 | 12767.36 | 12767.36
STWD | 178.81 | 178.81 | 178.81 | 178.81 | 178.81 | 178.81
WT | 126.2 | 126.2 | 126.2 | 126.2 | 126.2 | 126.2
IGCC | 0 | 0 | 0 | 0 | 0 | 0
DemandResponse | 0 | 0 | 0 | 0 | 0 | 0
IGCC-CCS | 0 | 0 | 0 | 0 | 0 | 0
WT_off | 0 | 0 | 0 | 0 | 0 | 0
PseudoUnit | 0 | 0 | 0 | 0 | 0 | 0
FixedInterchange | 0 | 0 | 0 | 0 | 0 | 0
#5 | Total Installed ACTIVE Capacity (MW)
Total Installed Capacity by Reporting Type: Entergy
ReportingType | 2015 | 2020 | 2025 | 2030 | 2035 | 2040
BM | 0 | 0 | 0 | 0 | 0 | 0
CC | 13885 | 13885 | 13885 | 13885 | 13885 | 13885
CSP | 0 | 0 | 0 | 0 | 0 | 0
CT | 0 | 0 | 0 | 237.01 | 398.16 | 2023.83
Coal | 8136 | 8136 | 8136 | 8136 | 8136 | 8136
Geo | 0 | 0 | 0 | 0 | 0 | 0
H | 744 | 744 | 744 | 744 | 744 | 744
LFG | 8 | 8 | 8 | 115.4 | 115.4 | 115.4
Nuc | 5422 | 5422 | 5422 | 5422 | 4580 | 3583
PS | 59 | 59 | 59 | 59 | 59 | 59
PV | 0.28 | 65.33 | 100.79 | 104.2 | 108.02 | 110.63
PeakG | 2787 | 2787 | 2787 | 2787 | 2787 | 2787
PeakO | 174 | 174 | 174 | 174 | 174 | 174
ST | 0 | 0 | 0 | 0 | 0 | 0
STOG | 3951.73 | 3951.73 | 3951.73 | 3951.73 | 3951.73 | 3951.73
STWD | 206 | 206 | 206 | 206 | 206 | 206
WT | 107 | 107 | 107 | 107 | 107 | 207
IGCC | 0 | 0 | 0 | 0 | 0 | 0
DemandResponse | 301.55 | 1538.95 | 2854.33 | 2930.78 | 3009.27 | 3089.87
IGCC-CCS | 0 | 0 | 0 | 0 | 0 | 0
WT_off | 0 | 0 | 0 | 0 | 0 | 0
PseudoUnit | 0 | 0 | 0 | 0 | 0 | 0
FixedInterchange | 0 | 0 | 0 | 0 | 0 | 0
Total Installed Capacity by Reporting Type: FRCC
ReportingType | 2015 | 2020 | 2025 | 2030 | 2035 | 2040
BM | 0 | 0 | 0 | 0 | 0 | 0
CC | 23741.52 | 26896.84 | 26896.84 | 26896.84 | 26896.84 | 26896.84
CSP | 0 | 0 | 0 | 0 | 0 | 0
CT | 2480 | 2480 | 2480 | 2480 | 0 | 0
Coal | 9463.4 | 8594.4 | 12222.93 | 13108.17 | 24670.94 | 29956.6
Geo | 0 | 0 | 0 | 0 | 0 | 0
H | 55 | 55 | 55 | 55 | 55 | 55
LFG | 486 | 486 | 684 | 684 | 684 | 684
Nuc | 4131.33 | 4131.33 | 4131.33 | 4131.33 | 2516 | 839
PS | 0 | 0 | 0 | 0 | 0 | 0
PV | 51 | 51 | 51 | 51 | 51 | 51
PeakG | 8431 | 8431 | 8431 | 8431 | 8431 | 8431
PeakO | 2283 | 2283 | 2283 | 2283 | 2283 | 2283
ST | 0 | 0 | 0 | 0 | 0 | 0
STOG | 3554.04 | 3554.04 | 722.6 | 347.58 | 347.58 | 347.58
STWD | 195 | 195 | 195 | 195 | 195 | 195
WT | 0 | 0 | 0 | 0 | 0 | 0
IGCC | 0 | 0 | 0 | 0 | 0 | 0
DemandResponse | 2734.45 | 3962.85 | 5527.63 | 5878.95 | 6252.59 | 6649.99
IGCC-CCS | 0 | 0 | 0 | 0 | 0 | 0
WT_off | 0 | 0 | 0 | 0 | 0 | 0
PseudoUnit | 0 | 0 | 0 | 0 | 0 | 0
FixedInterchange | 0 | 0 | 0 | 0 | 0 | 0
Total Installed Capacity by Reporting Type: MAPP_US
ReportingType | 2015 | 2020 | 2025 | 2030 | 2035 | 2040
BM | 0 | 0 | 0 | 0 | 0 | 0
CC | 0 | 0 | 0 | 0 | 0 | 0
CSP | 0 | 0 | 0 | 0 | 0 | 0
CT | 308.3 | 308.3 | 308.3 | 308.3 | 679.17 | 1159.98
Coal | 3360.9 | 3037 | 3037 | 3037 | 3037 | 3037
Geo | 44 | 44 | 44 | 44 | 44 | 44
H | 2186 | 2186 | 2186 | 2186 | 2186 | 2186
LFG | 2 | 2 | 2 | 73.67 | 73.67 | 73.67
Nuc | 0.1 | 0.1 | 0.1 | 0.1 | 0.1 | 0.1
PS | 0 | 0 | 0 | 0 | 0 | 0
PV | 0 | 0 | 0 | 0 | 0 | 0
PeakG | 649.4 | 649.4 | 649.4 | 649.4 | 649.4 | 649.4
PeakO | 0 | 0 | 0 | 0 | 0 | 0
ST | 0 | 0 | 0 | 0 | 0 | 0
STOG | 0 | 0 | 0 | 0 | 0 | 0
STWD | 0 | 0 | 0 | 0 | 0 | 0
WT | 1689.3 | 1878.29 | 1878.29 | 5158.46 | 8510.09 | 8510.09
IGCC | 0 | 0 | 0 | 0 | 0 | 0
DemandResponse | 59 | 199.4 | 353.8 | 367.81 | 382.38 | 397.53
IGCC-CCS | 0 | 0 | 0 | 0 | 0 | 0
WT_off | 0 | 0 | 0 | 0 | 0 | 0
PseudoUnit | 0 | 0 | 0 | 0 | 0 | 0
FixedInterchange | 0 | 0 | 0 | 0 | 0 | 0
Total Installed Capacity by Reporting Type: MISO_IN
ReportingType | 2015 | 2020 | 2025 | 2030 | 2035 | 2040
BM | 0 | 0 | 0 | 0 | 0 | 0
CC | 1396 | 1396 | 1396 | 1396 | 1396 | 1396
CSP | 0 | 0 | 0 | 0 | 0 | 0
CT | 0 | 0 | 0 | 0 | 0 | 0
Coal | 13816.8 | 13816.8 | 13816.8 | 13816.8 | 13816.8 | 13816.8
Geo | 0 | 0 | 0 | 0 | 0 | 0
H | 75 | 75 | 75 | 75 | 75 | 75
LFG | 37 | 37 | 117.13 | 117.13 | 117.13 | 117.13
Nuc | 0.1 | 0.1 | 0.1 | 0.1 | 0.1 | 0.1
PS | 0 | 0 | 0 | 0 | 0 | 0
PV | 0 | 235.95 | 383.16 | 383.16 | 394.79 | 408.27
PeakG | 3053 | 3053 | 3053 | 3053 | 3053 | 3053
PeakO | 361 | 361 | 361 | 361 | 361 | 361
ST | 0 | 0 | 0 | 0 | 0 | 0
STOG | 279 | 279 | 279 | 279 | 279 | 279
STWD | 0 | 0 | 0 | 0 | 0 | 0
WT | 535 | 535 | 535 | 535 | 535 | 535
IGCC | 618 | 618 | 618 | 618 | 618 | 618
DemandResponse | 1068.55 | 1287.74 | 1545.09 | 1592.8 | 1641.97 | 1692.67
IGCC-CCS | 0 | 0 | 0 | 0 | 0 | 0
WT_off | 0 | 0 | 0 | 0 | 0 | 0
PseudoUnit | 0 | 0 | 0 | 0 | 0 | 0
FixedInterchange | 0 | 0 | 0 | 0 | 0 | 0
Total Installed Capacity by Reporting Type: MISO_MI
ReportingType | 2015 | 2020 | 2025 | 2030 | 2035 | 2040
BM | 0 | 0 | 0 | 0 | 0 | 0
CC | 4338 | 4338 | 4338 | 4338 | 4338 | 4338
CSP | 0 | 0 | 0 | 0 | 0 | 0
CT | 0 | 0 | 0 | 0 | 0 | 0
Coal | 8721 | 8466 | 8466 | 8466 | 8466 | 8466
Geo | 0 | 0 | 0 | 0 | 0 | 0
H | 141 | 141 | 141 | 141 | 141 | 141
LFG | 163 | 184.97 | 323.25 | 323.25 | 323.25 | 323.25
Nuc | 1889 | 1889 | 1889 | 1889 | 1111 | 1111
PS | 1872 | 1872 | 1872 | 1872 | 1872 | 1872
PV | 0 | 0 | 0 | 0 | 0 | 0
PeakG | 3562 | 3562 | 3562 | 3562 | 3562 | 3562
PeakO | 534 | 534 | 534 | 534 | 534 | 534
ST | 0 | 0 | 0 | 0 | 0 | 0
STOG | 2852 | 2852 | 2852 | 2852 | 2852 | 2852
STWD | 163 | 163 | 163 | 163 | 163 | 163
WT | 2161 | 2587.77 | 2587.77 | 2704.4 | 2761 | 2925.51
IGCC | 0 | 0 | 0 | 0 | 0 | 0
DemandResponse | 1838.88 | 2351.35 | 3000.3 | 3120.7 | 3245.93 | 3376.18
IGCC-CCS | 0 | 0 | 0 | 0 | 0 | 0
WT_off | 0 | 0 | 0 | 0 | 0 | 0
PseudoUnit | 0 | 0 | 0 | 0 | 0 | 0
FixedInterchange | 0 | 0 | 0 | 0 | 0 | 0
Total Installed Capacity by Reporting Type: MISO_MO-IL
ReportingType | 2015 | 2020 | 2025 | 2030 | 2035 | 2040
BM | 0 | 0 | 0 | 0 | 0 | 0
CC | 1058 | 1058 | 1058 | 1058 | 1058 | 1058
CSP | 0 | 0 | 0 | 0 | 0 | 0
CT | 0 | 0 | 0 | 0 | 0 | 0
Coal | 14932 | 14387 | 14387 | 14387 | 14387 | 14387
Geo | 0 | 0 | 0 | 0 | 0 | 0
H | 352 | 374.83 | 632 | 632 | 632 | 632
LFG | 18 | 18 | 55.43 | 241.33 | 241.33 | 241.33
Nuc | 2233 | 2233 | 2233 | 2233 | 2233 | 2233
PS | 440 | 440 | 440 | 440 | 440 | 440
PV | 0 | 0 | 0 | 0 | 0 | 0
PeakG | 4595 | 4595 | 4595 | 4595 | 4595 | 4595
PeakO | 766 | 766 | 766 | 766 | 766 | 766
ST | 0 | 0 | 0 | 0 | 0 | 0
STOG | 592 | 592 | 592 | 592 | 592 | 592
STWD | 0 | 0 | 0 | 0 | 0 | 0
WT | 678 | 678 | 678 | 3735.03 | 3735.03 | 5041.5
IGCC | 0 | 0 | 0 | 0 | 0 | 0
DemandResponse | 301.14 | 1139.8 | 2067.65 | 2153.82 | 2243.59 | 2337.1
IGCC-CCS | 0 | 0 | 0 | 0 | 0 | 0
WT_off | 0 | 0 | 0 | 0 | 0 | 0
PseudoUnit | 0 | 0 | 0 | 0 | 0 | 0
FixedInterchange | 0 | 0 | 0 | 0 | 0 | 0
Total Installed Capacity by Reporting Type: MISO_W
ReportingType | 2015 | 2020 | 2025 | 2030 | 2035 | 2040
BM | 0 | 0 | 0 | 0 | 0 | 0
CC | 3025 | 3025 | 3025 | 3025 | 3025 | 3025
CSP | 0 | 0 | 0 | 0 | 0 | 0
CT | 0 | 0 | 0 | 0 | 0 | 0
Coal | 11159.76 | 11006.03 | 11006.03 | 11006.03 | 12342.11 | 16235.21
Geo | 0 | 0 | 0 | 0 | 0 | 0
H | 497 | 497 | 497 | 497 | 497 | 497
LFG | 205 | 205 | 276.67 | 276.67 | 276.67 | 276.67
Nuc | 2361.33 | 2361.33 | 2361.33 | 2361.33 | 0.1 | 0.1
PS | 0 | 0 | 0 | 0 | 0 | 0
PV | 0 | 0 | 0 | 0 | 0 | 0
PeakG | 4522 | 4522 | 4522 | 4522 | 4522 | 4522
PeakO | 2154 | 2154 | 2154 | 2154 | 2154 | 2154
ST | 0 | 0 | 0 | 0 | 0 | 0
STOG | 172 | 172 | 172 | 172 | 172 | 172
STWD | 313 | 313 | 313 | 313 | 313 | 313
WT | 8358.5 | 9642.31 | 13622.9 | 23472.33 | 23472.33 | 23472.33
IGCC | 0 | 0 | 0 | 0 | 0 | 0
DemandResponse | 2622.87 | 2885.77 | 3318.4 | 3449.86 | 3586.51 | 3728.59
IGCC-CCS | 0 | 0 | 0 | 0 | 0 | 0
WT_off | 0 | 0 | 0 | 0 | 0 | 0
PseudoUnit | 0 | 0 | 0 | 0 | 0 | 0
FixedInterchange | 0 | 0 | 0 | 0 | 0 | 0
Total Installed Capacity by Reporting Type: MISO_WUMS
ReportingType | 2015 | 2020 | 2025 | 2030 | 2035 | 2040
BM | 0 | 0 | 0 | 0 | 0 | 0
CC | 2724 | 2724 | 2724 | 2724 | 2724 | 2724
CSP | 0 | 0 | 0 | 0 | 0 | 0
CT | 0 | 0 | 2208.62 | 7630.07 | 17470.88 | 17470.88
Coal | 6303.1 | 6303.1 | 6303.1 | 6303.1 | 6303.1 | 6303.1
Geo | 0 | 0 | 0 | 0 | 0 | 0
H | 336 | 337 | 337 | 337 | 337 | 337
LFG | 71 | 71 | 294.33 | 294.33 | 294.33 | 294.33
Nuc | 1817 | 1817 | 1817 | 1817 | 0.1 | 0.1
PS | 0 | 0 | 0 | 0 | 0 | 0
PV | 0 | 0 | 0 | 0 | 0 | 0
PeakG | 3230 | 3230 | 3230 | 3230 | 3230 | 3230
PeakO | 490 | 490 | 490 | 490 | 490 | 490
ST | 0 | 0 | 0 | 0 | 0 | 0
STOG | 300.5 | 300.5 | 300.5 | 300.5 | 300.5 | 300.5
STWD | 105 | 105 | 105 | 105 | 105 | 105
WT | 1528.9 | 1528.9 | 1528.9 | 1528.9 | 1559.7 | 1559.7
IGCC | 0 | 0 | 0 | 0 | 0 | 0
DemandResponse | 193.34 | 453.12 | 737.75 | 762.42 | 787.92 | 814.26
IGCC-CCS | 0 | 0 | 0 | 0 | 0 | 0
WT_off | 0 | 0 | 0 | 0 | 0 | 0
PseudoUnit | 0 | 0 | 0 | 0 | 0 | 0
FixedInterchange | 0 | 0 | 0 | 0 | 0 | 0
Total Installed Capacity by Reporting Type: Nebraska
ReportingType | 2015 | 2020 | 2025 | 2030 | 2035 | 2040
BM | 0 | 0 | 0 | 0 | 0 | 0
CC | 358 | 358 | 358 | 358 | 358 | 358
CSP | 0 | 0 | 0 | 0 | 0 | 0
CT | 0 | 0 | 0 | 0 | 0 | 0
Coal | 4110.1 | 4110.1 | 3200.9 | 2925.3 | 2925.3 | 2925.3
Geo | 0 | 0 | 0 | 0 | 0 | 0
H | 167 | 167 | 167 | 167 | 167 | 167
LFG | 6 | 6 | 6 | 77.67 | 77.67 | 77.67
Nuc | 1252 | 1252 | 1252 | 1252 | 0.2 | 0.2
PS | 0 | 0 | 0 | 0 | 0 | 0
PV | 0 | 0 | 0 | 0 | 0 | 0
PeakG | 1305 | 1305 | 1305 | 1305 | 1305 | 1305
PeakO | 326 | 326 | 326 | 326 | 326 | 326
ST | 0 | 0 | 0 | 0 | 0 | 0
STOG | 0 | 0 | 0 | 0 | 0 | 0
STWD | 0 | 0 | 0 | 0 | 0 | 0
WT | 344 | 20820.99 | 39327.12 | 65615.28 | 66206.59 | 66206.59
IGCC | 0 | 0 | 0 | 0 | 0 | 0
DemandResponse | 624.42 | 756.13 | 918.4 | 954.78 | 992.6 | 1031.92
IGCC-CCS | 0 | 0 | 0 | 0 | 0 | 0
WT_off | 0 | 0 | 0 | 0 | 0 | 0
PseudoUnit | 0 | 0 | 0 | 0 | 0 | 0
FixedInterchange | 0 | 0 | 0 | 0 | 0 | 0
Total Installed Capacity by Reporting Type: NEISO
ReportingType | 2015 | 2020 | 2025 | 2030 | 2035 | 2040
BM | 252.2 | 252.2 | 252.2 | 252.2 | 252.2 | 252.2
CC | 10841.01 | 10476.2 | 9798.89 | 9798.89 | 9798.89 | 9798.89
CSP | 0 | 0 | 0 | 0 | 0 | 0
CT | 334 | 334 | 334 | 324.5 | 324.5 | 324.5
Coal | 1825.58 | 1505.58 | 1505.58 | 1505.58 | 1505.58 | 1505.58
Geo | 0 | 0 | 0 | 0 | 0 | 0
H | 3257.7 | 3260.7 | 3260.7 | 3260.7 | 3260.7 | 3260.7
LFG | 581.26 | 581.26 | 651 | 651 | 651 | 651
Nuc | 4645 | 4645 | 4645 | 4645 | 3356 | 2479.08
PS | 1674 | 1674 | 1674 | 1674 | 1674 | 1674
PV | 2 | 325.36 | 326.85 | 326.85 | 326.85 | 326.9
PeakG | 1200 | 1200 | 1200 | 1200 | 1200 | 1200
PeakO | 328.71 | 328.71 | 328.71 | 328.71 | 328.71 | 328.71
ST | 0 | 0 | 0 | 0 | 0 | 0
STOG | 0 | 0 | 0 | 0 | 0 | 0
STWD | 610 | 610 | 610 | 610 | 610 | 610
WT | 434.2 | 1899.25 | 3940.71 | 5483 | 5483 | 5483
IGCC | 0 | 0 | 0 | 0 | 0 | 0
DemandResponse | 3092.4 | 3627.72 | 4230.66 | 4257.78 | 4282.5 | 4307.35
IGCC-CCS | 0 | 0 | 0 | 0 | 0 | 0
WT_off | 468 | 468 | 468 | 468 | 468 | 468
PseudoUnit | 0 | 0 | 0 | 0 | 0 | 0
FixedInterchange | 0 | 0 | 0 | 0 | 0 | 0
Total Installed Capacity by Reporting Type: NonRTO_Midwest
ReportingType | 2015 | 2020 | 2025 | 2030 | 2035 | 2040
BM | 0 | 0 | 0 | 0 | 0 | 0
CC | 0 | 0 | 0 | 0 | 0 | 139.05
CSP | 0 | 0 | 0 | 0 | 0 | 0
CT | 0 | 0 | 0 | 0 | 0.01 | 112.11
Coal | 9226.25 | 9226.25 | 9226.25 | 9226.25 | 9226.25 | 9226.25
Geo | 0 | 0 | 0 | 0 | 0 | 0
H | 143 | 143 | 889 | 889 | 889 | 889
LFG | 14 | 14 | 174.25 | 174.25 | 174.25 | 174.25
Nuc | 0.1 | 0.1 | 0.1 | 0.1 | 0.1 | 0.1
PS | 0 | 0 | 0 | 0 | 0 | 0
PV | 0 | 0 | 0 | 0 | 0 | 0
PeakG | 3353 | 3353 | 3353 | 3353 | 3353 | 3353
PeakO | 12 | 12 | 12 | 12 | 12 | 12
ST | 0 | 0 | 0 | 0 | 0 | 0
STOG | 0 | 0 | 0 | 0 | 0 | 0
STWD | 0 | 0 | 0 | 0 | 0 | 0
WT | 66 | 66 | 66 | 66 | 66 | 66
IGCC | 0 | 0 | 0 | 0 | 0 | 0
DemandResponse | 193.98 | 453.37 | 727.88 | 745.89 | 764.35 | 783.26
IGCC-CCS | 0 | 0 | 0 | 0 | 0 | 0
WT_off | 0 | 0 | 0 | 0 | 0 | 0
PseudoUnit | 0 | 0 | 0 | 0 | 0 | 0
FixedInterchange | 0 | 0 | 0 | 0 | 0 | 0
Total Installed Capacity by Reporting Type: NYISO_A-F
ReportingType | 2015 | 2020 | 2025 | 2030 | 2035 | 2040
BM | 0 | 0 | 0 | 0 | 0 | 0
CC | 2605.86 | 2605.86 | 2605.86 | 2605.86 | 2605.86 | 2605.86
CSP | 0 | 0 | 0 | 0 | 0 | 0
CT | 0 | 0 | 0 | 0 | 0 | 0
Coal | 1015.75 | 1015.75 | 1015.75 | 1015.75 | 1015.75 | 1015.75
Geo | 0 | 0 | 0 | 0 | 0 | 0
H | 4395 | 4395 | 4395 | 4395 | 4395 | 4395
LFG | 172.4 | 172.4 | 172.4 | 240.33 | 240.33 | 240.33
Nuc | 3365 | 3365 | 3365 | 2743.8 | 2163.3 | 1311.1
PS | 1412 | 1412 | 1412 | 1412 | 1412 | 1412
PV | 0 | 0 | 0 | 0 | 0 | 0
PeakG | 221 | 221 | 221 | 221 | 221 | 221
PeakO | 39 | 39 | 39 | 39 | 39 | 39
ST | 0 | 0 | 0 | 0 | 0 | 0
STOG | 0 | 0 | 0 | 0 | 0 | 0
STWD | 86 | 86 | 86 | 86 | 86 | 86
WT | 3759.3 | 4277.1 | 4277.1 | 4469.1 | 4469.1 | 11331.36
IGCC | 0 | 0 | 0 | 0 | 0 | 0
DemandResponse | 907.2 | 1018.15 | 1143.28 | 1172.73 | 1202.95 | 1233.94
IGCC-CCS | 0 | 0 | 0 | 0 | 0 | 0
WT_off | 0 | 0 | 0 | 0 | 0 | 0
PseudoUnit | 0 | 0 | 0 | 0 | 0 | 0
FixedInterchange | 0 | 0 | 0 | 0 | 0 | 0
Total Installed Capacity by Reporting Type: NYISO_G-I
ReportingType | 2015 | 2020 | 2025 | 2030 | 2035 | 2040
BM | 0 | 0 | 0 | 0 | 0 | 0
CC | 1157 | 1157 | 1157 | 1157 | 3013.72 | 5181.86
CSP | 0 | 0 | 0 | 0 | 0 | 0
CT | 0 | 0 | 0 | 0 | 0 | 0
Coal | 368.2 | 368.2 | 368.2 | 368.2 | 368.2 | 368.2
Geo | 0 | 0 | 0 | 0 | 0 | 0
H | 32 | 32 | 32 | 32 | 32 | 32
LFG | 64 | 64 | 138.33 | 138.33 | 138.33 | 138.33
Nuc | 2045 | 2045 | 2045 | 2045 | 1025.4 | 0.4
PS | 0 | 0 | 0 | 0 | 0 | 0
PV | 0 | 0 | 0 | 0 | 0 | 0
PeakG | 65 | 65 | 65 | 65 | 65 | 65
PeakO | 87 | 87 | 87 | 87 | 87 | 87
ST | 0 | 0 | 0 | 0 | 0 | 0
STOG | 0 | 0 | 0 | 0 | 0 | 0
STWD | 0 | 0 | 0 | 0 | 0 | 0
WT | 0 | 60 | 60 | 360 | 360 | 360
IGCC | 0 | 0 | 0 | 0 | 0 | 0
DemandResponse | 339.56 | 380.32 | 434.34 | 453.11 | 472.7 | 493.13
IGCC-CCS | 0 | 0 | 0 | 0 | 0 | 0
WT_off | 0 | 0 | 0 | 0 | 0 | 0
PseudoUnit | 0 | 0 | 0 | 0 | 0 | 0
FixedInterchange | 0 | 0 | 0 | 0 | 0 | 0
Total Installed Capacity by Reporting Type: NYISO_J-K
ReportingType | 2015 | 2020 | 2025 | 2030 | 2035 | 2040
BM | 0 | 0 | 0 | 0 | 0 | 0
CC | 4833.4 | 4833.4 | 4833.4 | 4833.4 | 4833.4 | 4889.72
CSP | 0 | 0 | 0 | 0 | 0 | 0
CT | 0 | 0 | 0 | 415.91 | 1735.76 | 2006.77
Coal | 0 | 0 | 0 | 0 | 0 | 0
Geo | 0 | 0 | 0 | 0 | 0 | 0
H | 0 | 0 | 0 | 0 | 0 | 0
LFG | 124 | 124 | 198.33 | 198.33 | 198.33 | 198.33
Nuc | 0.1 | 0.1 | 0.1 | 0.1 | 0.1 | 0.1
PS | 0 | 0 | 0 | 0 | 0 | 0
PV | 32 | 32 | 32 | 32 | 0 | 0
PeakG | 2778 | 2778 | 2778 | 2778 | 2778 | 2778
PeakO | 2169 | 2169 | 2169 | 2169 | 2169 | 2169
ST | 0 | 0 | 0 | 0 | 0 | 0
STOG | 3739.65 | 3739.65 | 3739.65 | 3739.65 | 3739.65 | 3739.65
STWD | 0 | 0 | 0 | 0 | 0 | 0
WT | 0 | 0 | 0 | 0 | 0 | 0
IGCC | 0 | 0 | 0 | 0 | 0 | 0
DemandResponse | 1319.07 | 1502.66 | 1718.62 | 1795.58 | 1875.99 | 1960
IGCC-CCS | 0 | 0 | 0 | 0 | 0 | 0
WT_off | 0 | 0 | 0 | 0 | 0 | 0
PseudoUnit | 0 | 0 | 0 | 0 | 0 | 0
FixedInterchange | 0 | 0 | 0 | 0 | 0 | 0
Total Installed Capacity by Reporting Type: PJM_E
ReportingType | 2015 | 2020 | 2025 | 2030 | 2035 | 2040
BM | 30 | 30 | 30 | 30 | 30 | 30
CC | 11760.3 | 11760.3 | 11760.3 | 11760.3 | 11760.3 | 11760.3
CSP | 0 | 0 | 0 | 0 | 0 | 0
CT | 26.2 | 26.2 | 26.2 | 26.2 | 2415.41 | 4813.33
Coal | 1421.74 | 853.74 | 853.74 | 853.74 | 853.74 | 853.74
Geo | 0 | 0 | 0 | 0 | 0 | 0
H | 269.99 | 269.99 | 269.99 | 269.99 | 269.99 | 269.99
LFG | 471.1 | 604 | 604 | 604 | 604 | 604
Nuc | 8510 | 7895.5 | 7895.5 | 7895.5 | 5671.5 | 4497.5
PS | 400 | 400 | 400 | 400 | 400 | 400
PV | 47.45 | 47.45 | 47.45 | 47.45 | 47.45 | 47.45
PeakG | 3877.5 | 3877.5 | 3877.5 | 3877.5 | 3877.5 | 3877.5
PeakO | 2243.62 | 2243.62 | 2243.62 | 2243.62 | 2243.62 | 2243.62
ST | 0 | 0 | 0 | 0 | 0 | 0
STOG | 0 | 0 | 0 | 0 | 0 | 0
STWD | 0 | 0 | 0 | 0 | 0 | 0
WT | 1160 | 1160 | 1160 | 1160 | 1160 | 1160
IGCC | 0 | 0 | 0 | 0 | 0 | 0
DemandResponse | 1256.73 | 1718.17 | 2388.62 | 2469.72 | 2553.57 | 2640.27
IGCC-CCS | 0 | 0 | 0 | 0 | 0 | 0
WT_off | 0 | 0 | 1100 | 1100 | 1100 | 1100
PseudoUnit | 0 | 0 | 0 | 0 | 0 | 0
FixedInterchange | 0 | 0 | 0 | 0 | 0 | 0
Total Installed Capacity by Reporting Type: PJM_ROM
ReportingType | 2015 | 2020 | 2025 | 2030 | 2035 | 2040
BM | 18 | 18 | 18 | 18 | 18 | 18
CC | 5664.5 | 5664.5 | 5664.5 | 5664.5 | 5664.5 | 7299.94
CSP | 0 | 0 | 0 | 0 | 0 | 0
CT | 16 | 16 | 16 | 16 | 16 | 16
Coal | 11334.5 | 11334.5 | 11334.5 | 11334.5 | 11334.5 | 11334.5
Geo | 0 | 0 | 0 | 0 | 0 | 0
H | 1392 | 1392 | 2070 | 2070 | 2070 | 2070
LFG | 356.9 | 622 | 622 | 622 | 622 | 622
Nuc | 5036 | 5036 | 5036 | 5036 | 3304 | 2405
PS | 1513 | 1513 | 1513 | 1513 | 1513 | 1513
PV | 4 | 1413.56 | 2302.2 | 2542.94 | 2638.19 | 2752.12
PeakG | 1719 | 1719 | 1719 | 1719 | 1719 | 1719
PeakO | 0 | 0 | 0 | 0 | 0 | 0
ST | 0 | 0 | 0 | 0 | 0 | 0
STOG | 0 | 0 | 0 | 0 | 0 | 0
STWD | 70 | 70 | 70 | 70 | 70 | 70
WT | 1210.8 | 1961 | 7771 | 7771 | 7771 | 7771
IGCC | 0 | 0 | 0 | 0 | 0 | 0
DemandResponse | 2307.31 | 2787.75 | 3373.93 | 3488.48 | 3606.92 | 3729.38
IGCC-CCS | 0 | 0 | 0 | 0 | 0 | 0
WT_off | 0 | 0 | 0 | 0 | 0 | 0
PseudoUnit | 0 | 0 | 0 | 0 | 0 | 0
FixedInterchange | 0 | 0 | 0 | 0 | 0 | 0
Total Installed Capacity by Reporting Type: PJM_ROR
ReportingType | 2015 | 2020 | 2025 | 2030 | 2035 | 2040
BM | 385 | 385 | 385 | 385 | 385 | 193
CC | 13618 | 13738 | 13738 | 13738 | 13738 | 13738
CSP | 0 | 0 | 0 | 0 | 0 | 0
CT | 29 | 29 | 29 | 29 | 8988.82 | 8988.82
Coal | 55885.05 | 46382.1 | 46382.1 | 46382.1 | 48968.92 | 57978.26
Geo | 0 | 0 | 0 | 0 | 0 | 0
H | 1837.4 | 2340.4 | 2340.4 | 2340.4 | 2340.4 | 2340.4
LFG | 539.4 | 539.4 | 1053.11 | 1053.11 | 1053.11 | 1053.11
Nuc | 20038 | 20038 | 20038 | 19171 | 14896 | 10012.84
PS | 3081 | 3081 | 3081 | 3081 | 3081 | 3081
PV | 24 | 24 | 24 | 24 | 24 | 24
PeakG | 19311 | 19311 | 19311 | 19311 | 19311 | 19311
PeakO | 437 | 437 | 437 | 437 | 437 | 437
ST | 0 | 0 | 0 | 0 | 0 | 0
STOG | 0 | 0 | 0 | 0 | 0 | 0
STWD | 194 | 194 | 194 | 194 | 194 | 194
WT | 10922.7 | 11114.4 | 11114.4 | 12878.69 | 14953.8 | 17390.06
IGCC | 0 | 0 | 0 | 0 | 0 | 0
DemandResponse | 3324.65 | 6282.21 | 9765.55 | 10067.05 | 10377.87 | 10698.28
IGCC-CCS | 0 | 0 | 0 | 0 | 0 | 0
WT_off | 0 | 0 | 0 | 0 | 0 | 0
PseudoUnit | 0 | 0 | 0 | 0 | 0 | 0
FixedInterchange | 0 | 0 | 0 | 0 | 0 | 0
Total Installed Capacity by Reporting Type: SOCO
ReportingType | 2015 | 2020 | 2025 | 2030 | 2035 | 2040
BM | 55 | 55 | 55 | 55 | 55 | 55
CC | 18865.25 | 19052.25 | 19052.25 | 19052.25 | 19052.25 | 19052.25
CSP | 0 | 0 | 0 | 0 | 0 | 0
CT | 0 | 0 | 0 | 0 | 0 | 0
Coal | 20609.51 | 21077.32 | 21933.88 | 21933.89 | 22757.72 | 30334.93
Geo | 0 | 0 | 0 | 0 | 0 | 0
H | 4194 | 4194 | 4194 | 4194 | 4194 | 4194
LFG | 37 | 37 | 144.4 | 144.4 | 144.4 | 144.4
Nuc | 5841 | 8041 | 8041 | 8041 | 8041 | 5395.95
PS | 1675 | 1675 | 1675 | 1675 | 1675 | 1675
PV | 0 | 0 | 0 | 0 | 0 | 0
PeakG | 5878.05 | 5878.05 | 5021.5 | 5021.5 | 4537.7 | 4537.7
PeakO | 0 | 0 | 0 | 0 | 0 | 0
ST | 0 | 0 | 0 | 0 | 0 | 0
STOG | 0 | 0 | 0 | 0 | 0 | 0
STWD | 668 | 668 | 668 | 668 | 668 | 668
WT | 0 | 0 | 0 | 0 | 0 | 0
IGCC | 0 | 0 | 0 | 0 | 0 | 0
DemandResponse | 2570.49 | 4773.97 | 7215.46 | 7512.46 | 7821.68 | 8143.63
IGCC-CCS | 0 | 0 | 0 | 0 | 0 | 0
WT_off | 0 | 0 | 0 | 0 | 0 | 0
PseudoUnit | 0 | 0 | 0 | 0 | 0 | 0
FixedInterchange | 0 | 0 | 0 | 0 | 0 | 0
Total Installed Capacity by Reporting Type: SPP_N
ReportingType | 2015 | 2020 | 2025 | 2030 | 2035 | 2040
BM | 0 | 0 | 0 | 0 | 0 | 0
CC | 1386 | 1386 | 1386 | 1386 | 1386 | 1386
CSP | 0 | 0 | 0 | 0 | 0 | 0
CT | 0 | 0 | 0 | 0 | 0 | 670.29
Coal | 8347.54 | 7649.08 | 6600.03 | 6231.03 | 6231.03 | 6231.03
Geo | 0 | 0 | 0 | 0 | 0 | 0
H | 21 | 21 | 21 | 21 | 21 | 21
LFG | 7 | 7 | 7 | 102 | 102 | 102
Nuc | 1160 | 1160 | 1160 | 1160 | 1160 | 1160
PS | 0 | 0 | 0 | 0 | 0 | 0
PV | 0 | 0 | 0 | 0 | 0 | 0
PeakG | 4397 | 4397 | 4397 | 4397 | 4397 | 4397
PeakO | 1199 | 1199 | 1199 | 1199 | 1199 | 1199
ST | 0 | 0 | 0 | 0 | 0 | 0
STOG | 1172.45 | 1172.45 | 0 | 0 | 0 | 0
STWD | 0 | 0 | 0 | 0 | 0 | 0
WT | 1227 | 1227 | 3634.13 | 20261.94 | 26427.99 | 27688.44
IGCC | 0 | 0 | 0 | 0 | 0 | 0
DemandResponse | 446.68 | 920.58 | 1432.75 | 1499.14 | 1568.6 | 1641.28
IGCC-CCS | 0 | 0 | 0 | 0 | 0 | 0
WT_off | 0 | 0 | 0 | 0 | 0 | 0
PseudoUnit | 0 | 0 | 0 | 0 | 0 | 0
FixedInterchange | 0 | 0 | 0 | 0 | 0 | 0
Total Installed Capacity by Reporting Type: SPP_S
ReportingType | 2015 | 2020 | 2025 | 2030 | 2035 | 2040
BM | 0 | 0 | 0 | 0 | 0 | 0
CC | 10917 | 10917 | 10917 | 10917 | 10917 | 10917
CSP | 0 | 0 | 0 | 0 | 0 | 0
CT | 712.99 | 712.99 | 712.99 | 712.99 | 712.99 | 1150.69
Coal | 14125.93 | 12658.12 | 10219.63 | 10135.2 | 10135.2 | 10135.2
Geo | 0 | 0 | 0 | 0 | 0 | 0
H | 2108 | 2108 | 2108 | 2108 | 2108 | 2108
LFG | 19 | 19 | 19 | 114 | 114 | 114
Nuc | 0.1 | 0.1 | 0.1 | 0.1 | 0.1 | 0.1
PS | 446 | 446 | 446 | 446 | 446 | 446
PV | 0 | 0 | 0 | 0 | 0 | 0
PeakG | 3443 | 3443 | 3443 | 3443 | 3443 | 3443
PeakO | 122 | 122 | 122 | 122 | 122 | 122
ST | 0 | 0 | 0 | 0 | 0 | 0
STOG | 8271.06 | 8271.06 | 6180.17 | 6180.17 | 6180.17 | 6180.17
STWD | 84 | 84 | 84 | 84 | 84 | 84
WT | 2727 | 10492.64 | 42518.26 | 53373.94 | 53951.15 | 56064.17
IGCC | 0 | 0 | 0 | 0 | 0 | 0
DemandResponse | 61.11 | 1754.28 | 3560.21 | 3675.61 | 3794.74 | 3917.74
IGCC-CCS | 0 | 0 | 0 | 0 | 0 | 0
WT_off | 0 | 0 | 0 | 0 | 0 | 0
PseudoUnit | 0 | 0 | 0 | 0 | 0 | 0
FixedInterchange | 0 | 0 | 0 | 0 | 0 | 0
Total Installed Capacity by Reporting Type: TVA
ReportingType | 2015 | 2020 | 2025 | 2030 | 2035 | 2040
BM | 0 | 0 | 0 | 0 | 0 | 0
CC | 5881 | 5881 | 5881 | 5881 | 5881 | 5881
CSP | 0 | 0 | 0 | 0 | 0 | 0
CT | 0 | 0 | 0 | 378.2 | 378.2 | 378.2
Coal | 12591.78 | 12591.78 | 12591.82 | 15255.1 | 15858.08 | 16730.71
Geo | 0 | 0 | 0 | 0 | 0 | 0
H | 5111 | 5111 | 5138 | 5138 | 5138 | 5138
LFG | 13 | 13 | 120.4 | 120.4 | 120.4 | 120.4
Nuc | 8394.89 | 8394.89 | 8394.89 | 8394.89 | 5882.56 | 4603.89
PS | 1743 | 1743 | 1743 | 1743 | 1743 | 1743
PV | 0 | 0 | 0 | 0 | 0 | 0
PeakG | 5865 | 5865 | 5865 | 5865 | 5865 | 5865
PeakO | 83 | 83 | 83 | 83 | 83 | 83
ST | 0 | 0 | 0 | 0 | 0 | 0
STOG | 0 | 0 | 0 | 0 | 0 | 0
STWD | 5 | 5 | 5 | 5 | 5 | 5
WT | 29 | 29 | 29 | 29 | 29 | 29
IGCC | 0 | 0 | 0 | 0 | 0 | 0
DemandResponse | 1805 | 2555.95 | 3357.9 | 3440.97 | 3526.11 | 3613.35
IGCC-CCS | 0 | 0 | 0 | 0 | 0 | 0
WT_off | 0 | 0 | 0 | 0 | 0 | 0
PseudoUnit | 0 | 0 | 0 | 0 | 0 | 0
FixedInterchange | 0 | 0 | 0 | 0 | 0 | 0
Total Installed Capacity by Reporting Type: TVA_Transmission
ReportingType | 2015 | 2020 | 2025 | 2030 | 2035 | 2040
BM | 0 | 0 | 0 | 0 | 0 | 0
CC | 0 | 0 | 0 | 0 | 0 | 0
CSP | 0 | 0 | 0 | 0 | 0 | 0
CT | 0 | 0 | 0 | 0 | 0 | 0
Coal | 0 | 0 | 0 | 0 | 0 | 0
Geo | 0 | 0 | 0 | 0 | 0 | 0
H | 0 | 0 | 0 | 0 | 0 | 0
LFG | 0 | 0 | 0 | 0 | 0 | 0
Nuc | 0 | 0 | 0 | 0 | 0 | 0
PS | 0 | 0 | 0 | 0 | 0 | 0
PV | 0 | 0 | 0 | 0 | 0 | 0
PeakG | 0 | 0 | 0 | 0 | 0 | 0
PeakO | 0 | 0 | 0 | 0 | 0 | 0
ST | 0 | 0 | 0 | 0 | 0 | 0
STOG | 0 | 0 | 0 | 0 | 0 | 0
STWD | 0 | 0 | 0 | 0 | 0 | 0
WT | 0 | 0 | 0 | 0 | 0 | 0
IGCC | 0 | 0 | 0 | 0 | 0 | 0
DemandResponse | 0 | 0 | 0 | 0 | 0 | 0
IGCC-CCS | 0 | 0 | 0 | 0 | 0 | 0
WT_off | 0 | 0 | 0 | 0 | 0 | 0
PseudoUnit | 0 | 0 | 0 | 0 | 0 | 0
FixedInterchange | 0 | 0 | 0 | 0 | 0 | 0
Total Installed Capacity by Reporting Type: VACAR
ReportingType | 2015 | 2020 | 2025 | 2030 | 2035 | 2040
BM | 0.92 | 231.82 | 852.3 | 912.33 | 1095.65 | 1246.46
CC | 5410 | 6296.2 | 6819.39 | 7877.98 | 10558.65 | 10558.65
CSP | 0 | 0 | 0 | 0 | 0 | 0
CT | 4006.27 | 4006.27 | 4006.27 | 4006.27 | 4006.27 | 4006.27
Coal | 18007 | 18007 | 18007 | 18007 | 22561.11 | 27633.1
Geo | 0 | 0 | 0 | 0 | 0 | 0
H | 2122 | 2122 | 2122 | 2122 | 2122 | 2122
LFG | 63.34 | 170.4 | 170.4 | 170.4 | 170.4 | 170.4
Nuc | 11430 | 13760 | 13760 | 13760 | 10512 | 8654
PS | 2616 | 2616 | 2616 | 2616 | 2616 | 2616
PV | 16 | 154.41 | 160.93 | 164.71 | 176.26 | 185.76
PeakG | 8308 | 8308 | 8308 | 8308 | 8308 | 8308
PeakO | 1268 | 1268 | 1268 | 1268 | 1268 | 1268
ST | 0 | 0 | 0 | 0 | 0 | 0
STOG | 92 | 92 | 92 | 92 | 92 | 92
STWD | 281 | 281 | 281 | 281 | 281 | 281
WT | 0.9 | 3500 | 3500 | 3500 | 3500 | 3500
IGCC | 0 | 0 | 0 | 0 | 0 | 0
DemandResponse | 2339.28 | 3868.22 | 5651.52 | 5928.05 | 6218.12 | 6522.37
IGCC-CCS | 0 | 0 | 0 | 0 | 0 | 0
WT_off | 1 | 1 | 1 | 1 | 1 | 1
PseudoUnit | 0 | 0 | 0 | 0 | 0 | 0
FixedInterchange | 0 | 0 | 0 | 0 | 0 | 0
Total Installed Capacity by Reporting Type: IESO
ReportingType | 2015 | 2020 | 2025 | 2030 | 2035 | 2040
BM | 326.33 | 326.33 | 326.33 | 326.33 | 326.33 | 326.33
CC | 3956.33 | 3956.33 | 3956.33 | 3956.33 | 3956.33 | 3956.33
CSP | 0 | 0 | 0 | 0 | 0 | 0
CT | 368 | 368 | 368 | 368 | 368 | 2894.85
Coal | 0 | 0 | 0 | 0 | 0 | 0
Geo | 0 | 0 | 0 | 0 | 0 | 0
H | 8693.3 | 8693.3 | 8693.3 | 8693.3 | 8943.3 | 8943.3
LFG | 117.5 | 117.5 | 117.5 | 117.5 | 118 | 118
Nuc | 13018 | 13018 | 13018 | 13018 | 11988 | 10448
PS | 123 | 123 | 123 | 123 | 123 | 123
PV | 1097.26 | 1097.26 | 1097.26 | 1097.26 | 30 | 30
PeakG | 584 | 584 | 584 | 584 | 584 | 584
PeakO | 29.35 | 29.35 | 29.35 | 29.35 | 29.35 | 29.35
ST | 0 | 0 | 0 | 0 | 0 | 0
STOG | 0 | 0 | 0 | 0 | 0 | 0
STWD | 139 | 139 | 139 | 139 | 139 | 139
WT | 3385.9 | 3385.9 | 3385.9 | 3385.9 | 3385.9 | 3385.9
IGCC | 0 | 0 | 0 | 0 | 0 | 0
DemandResponse | 1958.79 | 2066.83 | 2340.54 | 2421.21 | 2504.65 | 2590.98
IGCC-CCS | 0 | 0 | 0 | 0 | 0 | 0
WT_off | 0 | 0 | 0 | 0 | 0 | 0
PseudoUnit | 0 | 0 | 0 | 0 | 0 | 0
FixedInterchange | 0 | 0 | 0 | 0 | 0 | 0
Total Installed Capacity by Reporting Type: MAPP_CA
ReportingType | 2015 | 2020 | 2025 | 2030 | 2035 | 2040
BM | 0 | 0 | 0 | 0 | 0 | 0
CC | 731 | 731 | 731 | 203.32 | 203.32 | 203.32
CSP | 0 | 0 | 0 | 0 | 0 | 0
CT | 0 | 0 | 0 | 0 | 0 | 0
Coal | 1670.89 | 1305.78 | 161 | 0 | 0 | 0
Geo | 0 | 0 | 0 | 0 | 0 | 0
H | 6475.4 | 7170.4 | 8665.4 | 11125.4 | 11125.4 | 11125.4
LFG | 0 | 0 | 0 | 0 | 0 | 0
Nuc | 0.1 | 0.1 | 0.1 | 0.1 | 0.1 | 0.1
PS | 0 | 0 | 0 | 0 | 0 | 0
PV | 0 | 0 | 0 | 0 | 0 | 0
PeakG | 559 | 559 | 559 | 559 | 559 | 559
PeakO | 4 | 4 | 4 | 4 | 4 | 4
ST | 0 | 0 | 0 | 0 | 0 | 0
STOG | 126 | 126 | 0 | 0 | 0 | 0
STWD | 0 | 0 | 0 | 0 | 0 | 0
WT | 577.4 | 577.4 | 577.4 | 577.4 | 577.4 | 577.4
IGCC | 0 | 0 | 0 | 0 | 0 | 0
DemandResponse | 89.5 | 308.14 | 546.73 | 568.39 | 590.9 | 614.31
IGCC-CCS | 0 | 0 | 0 | 0 | 0 | 0
WT_off | 0 | 0 | 0 | 0 | 0 | 0
PseudoUnit | 0 | 0 | 0 | 0 | 0 | 0
FixedInterchange | 0 | 0 | 0 | 0 | 0 | 0
Total Installed Capacity by Reporting Type: AZ_NM_SNV_Coal
ReportingType | 2015 | 2020 | 2025 | 2030 | 2035 | 2040
BM | 0 | 0 | 0 | 0 | 0 | 0
CC | 0 | 0 | 0 | 0 | 0 | 0
CSP | 0 | 0 | 0 | 0 | 0 | 0
CT | 0 | 0 | 0 | 0 | 0 | 0
Coal | 10466 | 11817.62 | 23951.41 | 31922.11 | 35147.1 | 38240.17
Geo | 0 | 0 | 0 | 0 | 0 | 0
H | 0 | 0 | 0 | 0 | 0 | 0
LFG | 0 | 0 | 0 | 0 | 0 | 0
Nuc | 0 | 0 | 0 | 0 | 0 | 0
PS | 0 | 0 | 0 | 0 | 0 | 0
PV | 0 | 0 | 0 | 0 | 0 | 0
PeakG | 0 | 0 | 0 | 0 | 0 | 0
PeakO | 15 | 15 | 0 | 0 | 0 | 0
ST | 0 | 0 | 0 | 0 | 0 | 0
STOG | 0 | 0 | 0 | 0 | 0 | 0
STWD | 0 | 0 | 0 | 0 | 0 | 0
WT | 0 | 0 | 0 | 0 | 0 | 0
IGCC | 0 | 0 | 0 | 0 | 0 | 0
DemandResponse | 0 | 0 | 0 | 0 | 0 | 0
IGCC-CCS | 0 | 0 | 0 | 0 | 0 | 0
WT_off | 0 | 0 | 0 | 0 | 0 | 0
PseudoUnit | 0 | 0 | 0 | 0 | 0 | 0
FixedInterchange | 0 | 0 | 0 | 0 | 0 | 0
Total Installed Capacity by Reporting Type: AZ_NM_SNV_Gas
ReportingType | 2015 | 2020 | 2025 | 2030 | 2035 | 2040
BM | 0 | 0 | 0 | 0 | 0 | 0
CC | 13882.69 | 13882.69 | 7894.36 | 7894.36 | 7894.36 | 7894.36
CSP | 0 | 0 | 0 | 0 | 0 | 0
CT | 736 | 736 | 736 | 736 | 0 | 0
Coal | 0 | 0 | 0 | 0 | 0 | 0
Geo | 0 | 0 | 0 | 0 | 0 | 0
H | 0 | 0 | 0 | 0 | 0 | 0
LFG | 0 | 0 | 0 | 0 | 0 | 0
Nuc | 0 | 0 | 0 | 0 | 0 | 0
PS | 0 | 0 | 0 | 0 | 0 | 0
PV | 0 | 0 | 0 | 0 | 0 | 0
PeakG | 3196 | 3196 | 0 | 0 | 0 | 0
PeakO | 0 | 0 | 0 | 0 | 0 | 0
ST | 0 | 0 | 0 | 0 | 0 | 0
STOG | 0 | 0 | 0 | 0 | 0 | 0
STWD | 0 | 0 | 0 | 0 | 0 | 0
WT | 0 | 0 | 0 | 0 | 0 | 0
IGCC | 0 | 0 | 0 | 0 | 0 | 0
DemandResponse | 334.55 | 1076.71 | 1928.33 | 2059.84 | 2196.64 | 2344.36
IGCC-CCS | 0 | 0 | 0 | 0 | 0 | 0
WT_off | 0 | 0 | 0 | 0 | 0 | 0
PseudoUnit | 0 | 0 | 0 | 0 | 0 | 0
FixedInterchange | 0 | 0 | 0 | 0 | 0 | 0
Total Installed Capacity by Reporting Type: AZ_NM_SNV_NucRenew
ReportingType | 2015 | 2020 | 2025 | 2030 | 2035 | 2040
BM | 0 | 0 | 0 | 0 | 0 | 0
CC | 0 | 0 | 0 | 0 | 0 | 0
CSP | 0 | 0 | 0 | 0 | 0 | 0
CT | 0 | 0 | 0 | 0 | 0 | 0
Coal | 0 | 0 | 0 | 0 | 0 | 0
Geo | 0 | 0 | 1450 | 1450 | 1450 | 1450
H | 3131 | 3131 | 3131 | 3131 | 3131 | 3131
LFG | 7 | 67.67 | 67.67 | 67.67 | 67.67 | 67.67
Nuc | 3875 | 3875 | 3875 | 3875 | 3875 | 3875
PS | 216 | 216 | 216 | 216 | 216 | 216
PV | 148.7 | 148.7 | 148.7 | 148.7 | 148.7 | 148.7
PeakG | 0 | 0 | 0 | 0 | 0 | 0
PeakO | 0 | 0 | 0 | 0 | 0 | 0
ST | 280 | 719.41 | 996.05 | 1120.69 | 1120.69 | 1120.69
STOG | 0 | 0 | 0 | 0 | 0 | 0
STWD | 26 | 26 | 26 | 26 | 26 | 26
WT | 525.1 | 852.53 | 852.53 | 1468.7 | 1468.7 | 1468.7
IGCC | 0 | 0 | 0 | 0 | 0 | 0
DemandResponse | 0 | 0 | 0 | 0 | 0 | 0
IGCC-CCS | 0 | 0 | 0 | 0 | 0 | 0
WT_off | 0 | 0 | 0 | 0 | 0 | 0
PseudoUnit | 0 | 0 | 0 | 0 | 0 | 0
FixedInterchange | 0 | 0 | 0 | 0 | 0 | 0
Total Installed Capacity by Reporting Type: ERCOT
ReportingType | 2015 | 2020 | 2025 | 2030 | 2035 | 2040
BM | 145 | 145 | 145 | 1845.88 | 1910.01 | 2026.38
CC | 31691.37 | 31691.37 | 31691.37 | 31691.37 | 31691.37 | 31691.37
CSP | 0 | 0 | 0 | 0 | 0 | 0
CT | 250 | 250 | 250 | 250 | 250 | 250
Coal | 20011.87 | 20021.32 | 20605.39 | 21027.65 | 22877.44 | 26408.02
Geo | 0 | 0 | 0 | 0 | 0 | 0
H | 565 | 565 | 565 | 1193 | 1193 | 1193
LFG | 75 | 75 | 429 | 429 | 429 | 429
Nuc | 5091 | 5091 | 5091 | 5091 | 5091 | 5091
PS | 0 | 0 | 0 | 0 | 0 | 0
PV | 15 | 15 | 15 | 15 | 1 | 1
PeakG | 4768 | 4768 | 4768 | 4768 | 4768 | 4768
PeakO | 51 | 51 | 51 | 51 | 51 | 51
ST | 0 | 0 | 0 | 0 | 0 | 0
STOG | 13534.34 | 13534.34 | 12529.66 | 12529.66 | 12529.66 | 12529.66
STWD | 0 | 0 | 0 | 0 | 0 | 0
WT | 9280.1 | 17631.82 | 27028.54 | 32864.78 | 33694.94 | 35183.6
IGCC | 0 | 0 | 0 | 0 | 0 | 0
DemandResponse | 740.81 | 3617.73 | 6720.3 | 6926.25 | 7155.61 | 7391.29
IGCC-CCS | 0 | 0 | 0 | 0 | 0 | 0
WT_off | 0 | 0 | 0 | 0 | 0 | 0
PseudoUnit | 0 | 0 | 0 | 0 | 0 | 0
FixedInterchange | 0 | 0 | 0 | 0 | 0 | 0
Total Installed Capacity by Reporting Type: NP15
ReportingType | 2015 | 2020 | 2025 | 2030 | 2035 | 2040
BM | 0 | 0 | 0 | 0 | 0 | 0
CC | 7404 | 7404 | 7404 | 7404 | 7404 | 7404
CSP | 0 | 0 | 0 | 0 | 0 | 0
CT | 212.6 | 212.6 | 2610.87 | 6575.76 | 10688 | 14895.29
Coal | 28.2 | 28.2 | 28.2 | 28.2 | 28.2 | 0
Geo | 1123 | 1289.22 | 1723 | 1723 | 1723 | 1723
H | 8825 | 8825 | 8825 | 8825 | 8825 | 8825
LFG | 85 | 650 | 650 | 650 | 650 | 650
Nuc | 2300 | 2300 | 2300 | 2300 | 2300 | 2300
PS | 2257 | 2257 | 2257 | 2257 | 2257 | 2257
PV | 59.5 | 59.5 | 59.5 | 59.5 | 53 | 53
PeakG | 3265 | 3265 | 3265 | 3265 | 3265 | 3265
PeakO | 350 | 350 | 350 | 350 | 350 | 350
ST | 29 | 29 | 29 | 29 | 29 | 29
STOG | 3812.6 | 3812.6 | 3812.6 | 3812.6 | 3812.6 | 3812.6
STWD | 442 | 442 | 442 | 442 | 442 | 442
WT | 1193.2 | 10367.18 | 10367.18 | 12766.59 | 13455.49 | 14016.53
IGCC | 0 | 0 | 0 | 0 | 0 | 0
DemandResponse | 1828.06 | 1875.2 | 2034.02 | 2149.8 | 2261.58 | 2376.93
IGCC-CCS | 0 | 0 | 0 | 0 | 0 | 0
WT_off | 0 | 0 | 0 | 0 | 0 | 0
PseudoUnit | 0 | 0 | 0 | 0 | 0 | 0
FixedInterchange | 0 | 0 | 0 | 0 | 0 | 0
Total Installed Capacity by Reporting Type: NWPP_Coal
ReportingType | 2015 | 2020 | 2025 | 2030 | 2035 | 2040
BM | 0 | 0 | 0 | 0 | 0 | 0
CC | 0 | 0 | 0 | 0 | 0 | 0
CSP | 0 | 0 | 0 | 0 | 0 | 0
CT | 0 | 0 | 0 | 0 | 0 | 0
Coal | 13783.5 | 13198.5 | 13198.5 | 13198.5 | 13198.5 | 13198.5
Geo | 0 | 0 | 0 | 0 | 0 | 0
H | 0 | 0 | 0 | 0 | 0 | 0
LFG | 0 | 0 | 0 | 0 | 0 | 0
Nuc | 0 | 0 | 0 | 0 | 0 | 0
PS | 0 | 0 | 0 | 0 | 0 | 0
PV | 0 | 0 | 0 | 0 | 0 | 0
PeakG | 0 | 0 | 0 | 0 | 0 | 0
PeakO | 0 | 0 | 0 | 0 | 0 | 0
ST | 0 | 0 | 0 | 0 | 0 | 0
STOG | 0 | 0 | 0 | 0 | 0 | 0
STWD | 0 | 0 | 0 | 0 | 0 | 0
WT | 0 | 0 | 0 | 0 | 0 | 0
IGCC | 0 | 0 | 0 | 0 | 0 | 0
DemandResponse | 0 | 0 | 0 | 0 | 0 | 0
IGCC-CCS | 0 | 0 | 0 | 0 | 0 | 0
WT_off | 0 | 0 | 0 | 0 | 0 | 0
PseudoUnit | 0 | 0 | 0 | 0 | 0 | 0
FixedInterchange | 0 | 0 | 0 | 0 | 0 | 0
Total Installed Capacity by Reporting Type: NWPP_Gas
ReportingType | 2015 | 2020 | 2025 | 2030 | 2035 | 2040
BM | 0 | 0 | 0 | 0 | 0 | 0
CC | 6266.73 | 6266.73 | 6266.73 | 6266.73 | 6266.73 | 6266.73
CSP | 0 | 0 | 0 | 0 | 0 | 0
CT | 150 | 150 | 150 | 150 | 0 | 0
Coal | 0 | 0 | 1179.02 | 1575.74 | 1575.74 | 1575.74
Geo | 0 | 0 | 0 | 0 | 0 | 0
H | 0 | 0 | 0 | 0 | 0 | 0
LFG | 0 | 0 | 0 | 0 | 0 | 0
Nuc | 0 | 0 | 0 | 0 | 0 | 0
PS | 0 | 0 | 0 | 0 | 0 | 0
PV | 0 | 0 | 0 | 0 | 0 | 0
PeakG | 0 | 0 | 0 | 0 | 0 | 0
PeakO | 0 | 0 | 0 | 0 | 0 | 0
ST | 0 | 0 | 0 | 0 | 0 | 0
STOG | 0 | 0 | 0 | 0 | 0 | 0
STWD | 0 | 0 | 0 | 0 | 0 | 0
WT | 0 | 0 | 0 | 0 | 0 | 0
IGCC | 0 | 0 | 0 | 0 | 0 | 0
DemandResponse | 0.01 | 953.34 | 1988.72 | 2091.14 | 2193.74 | 2298.72
IGCC-CCS | 0 | 0 | 0 | 0 | 0 | 0
WT_off | 0 | 0 | 0 | 0 | 0 | 0
PseudoUnit | 0 | 0 | 0 | 0 | 0 | 0
FixedInterchange | 0 | 0 | 0 | 0 | 0 | 0
Total Installed Capacity by Reporting Type: NWPP_NucRenew
ReportingType | 2015 | 2020 | 2025 | 2030 | 2035 | 2040
BM | 32.55 | 32.55 | 32.55 | 32.55 | 32.55 | 32.55
CC | 0 | 0 | 0 | 0 | 0 | 0
CSP | 0 | 0 | 0 | 0 | 0 | 0
CT | 0 | 0 | 0 | 0 | 0 | 0
Coal | 0 | 0 | 0 | 0 | 0 | 0
Geo | 404.2 | 404.2 | 838.2 | 838.2 | 838.2 | 838.2
H | 33736 | 33736 | 33736 | 33736 | 33736 | 33736
LFG | 128.5 | 373 | 373 | 373 | 373 | 373
Nuc | 1131 | 1131 | 1131 | 1131 | 1131 | 5702.63
PS | 258 | 258 | 258 | 258 | 258 | 258
PV | 3 | 3 | 3 | 3 | 3 | 3
PeakG | 0 | 0 | 0 | 0 | 0 | 0
PeakO | 0 | 0 | 0 | 0 | 0 | 0
ST | 0 | 0 | 0 | 0 | 0 | 0
STOG | 0 | 0 | 0 | 0 | 0 | 0
STWD | 382.19 | 382.19 | 382.19 | 382.19 | 382.19 | 382.19
WT | 6865.3 | 6865.3 | 6865.3 | 6865.3 | 6865.3 | 6865.3
IGCC | 0 | 0 | 0 | 0 | 0 | 0
DemandResponse | 0 | 0 | 0 | 0 | 0 | 0
IGCC-CCS | 0 | 0 | 0 | 0 | 0 | 0
WT_off | 0 | 0 | 0 | 0 | 0 | 0
PseudoUnit | 0 | 0 | 0 | 0 | 0 | 0
FixedInterchange | 0 | 0 | 0 | 0 | 0 | 0
Total Installed Capacity by Reporting Type: RMPA
ReportingType | 2015 | 2020 | 2025 | 2030 | 2035 | 2040
BM | 0 | 0 | 0 | 0 | 0 | 0
CC | 1734.18 | 1734.18 | 1734.18 | 1734.18 | 1734.18 | 1734.18
CSP | 0 | 0 | 0 | 0 | 0 | 0
CT | 152 | 152 | 152 | 152 | 152 | 152
Coal | 7475.3 | 8443.62 | 8091.62 | 8091.62 | 9120.73 | 10324.05
Geo | 0 | 458.78 | 2545.23 | 2570 | 2570 | 2570
H | 982 | 982 | 982 | 982 | 982 | 982
LFG | 7.4 | 7.4 | 7.4 | 36.33 | 36.33 | 36.33
Nuc | 0.1 | 0.1 | 0.1 | 0.1 | 0.1 | 0.1
PS | 563 | 563 | 563 | 563 | 563 | 563
PV | 21 | 21 | 21 | 21 | 21 | 21
PeakG | 2904 | 2904 | 2904 | 2904 | 2904 | 2904
PeakO | 0 | 0 | 0 | 0 | 0 | 0
ST | 3 | 383.25 | 415.52 | 430.78 | 430.78 | 430.78
STOG | 0 | 0 | 0 | 0 | 0 | 0
STWD | 0 | 0 | 0 | 0 | 0 | 0
WT | 2113.4 | 2113.4 | 2113.4 | 2113.4 | 2113.4 | 2113.4
IGCC | 0 | 0 | 0 | 0 | 0 | 0
DemandResponse | 486.05 | 622.89 | 804.5 | 856.88 | 912.57 | 971.91
IGCC-CCS | 0 | 0 | 0 | 0 | 0 | 0
WT_off | 0 | 0 | 0 | 0 | 0 | 0
PseudoUnit | 0 | 0 | 0 | 0 | 0 | 0
FixedInterchange | 0 | 0 | 0 | 0 | 0 | 0
Total Installed Capacity by Reporting Type: SP15
ReportingType | 2015 | 2020 | 2025 | 2030 | 2035 | 2040
BM | 6 | 6 | 6 | 6 | 6 | 6
CC | 10080.5 | 10080.5 | 10080.5 | 10080.5 | 10080.5 | 10080.5
CSP | 0 | 0 | 0 | 0 | 0 | 0
CT | 0 | 0 | 0 | 0 | 0 | 0
Coal | 185.7 | 101.2 | 101.2 | 101.2 | 101.2 | 101.2
Geo | 963 | 2413 | 2413 | 2413 | 2413 | 2413
H | 1163 | 1163 | 1163 | 1163 | 1163 | 1163
LFG | 223.2 | 779 | 779 | 779 | 779 | 779
Nuc | 2250 | 2250 | 2250 | 2250 | 2250 | 2250
PS | 1440 | 1440 | 1440 | 1440 | 1440 | 1440
PV | 126.8 | 126.8 | 126.8 | 126.8 | 123 | 123
PeakG | 4309 | 4309 | 4309 | 4309 | 4309 | 4309
PeakO | 51 | 51 | 51 | 51 | 51 | 51
ST | 448 | 448 | 448 | 448 | 448 | 448
STOG | 10009.12 | 10009.12 | 10009.12 | 10009.12 | 10009.12 | 10009.12
STWD | 119 | 119 | 119 | 119 | 119 | 119
WT | 2207.8 | 2207.8 | 2207.8 | 2207.8 | 2207.8 | 2207.8
IGCC | 0 | 0 | 0 | 0 | 0 | 0
DemandResponse | 2613.15 | 2728.17 | 2959.23 | 3127.67 | 3290.3 | 3458.12
IGCC-CCS | 0 | 0 | 0 | 0 | 0 | 0
WT_off | 0 | 0 | 0 | 0 | 0 | 0
PseudoUnit | 0 | 0 | 0 | 0 | 0 | 0
FixedInterchange | 0 | 0 | 0 | 0 | 0 | 0
Total Installed Capacity by Reporting Type: ALB
ReportingType | 2015 | 2020 | 2025 | 2030 | 2035 | 2040
BM | 0 | 0 | 0 | 0 | 0 | 0
CC | 2590.15 | 3164.02 | 3622.42 | 3622.42 | 2688.72 | 2631.67
CSP | 0 | 0 | 0 | 0 | 0 | 0
CT | 201.5 | 201.5 | 201.5 | 201.5 | 0 | 0
Coal | 6240.83 | 6240.83 | 6240.83 | 6240.83 | 6240.83 | 6240.83
Geo | 0 | 0 | 0 | 0 | 0 | 0
H | 912 | 912 | 912 | 912 | 912 | 912
LFG | 10 | 10 | 10 | 10 | 10 | 10
Nuc | 0.1 | 0.1 | 0.1 | 859.09 | 2999.57 | 4136.09
PS | 0 | 0 | 0 | 0 | 0 | 0
PV | 0 | 0 | 0 | 0 | 0 | 0
PeakG | 1332.75 | 1332.75 | 1332.75 | 1332.75 | 1332.75 | 1332.75
PeakO | 0 | 0 | 0 | 0 | 0 | 0
ST | 0 | 0 | 0 | 0 | 0 | 0
STOG | 0 | 0 | 0 | 0 | 0 | 0
STWD | 174 | 174 | 174 | 174 | 174 | 174
WT | 672 | 672 | 672 | 672 | 672 | 672
IGCC | 0 | 0 | 0 | 0 | 0 | 0
DemandResponse | 105.16 | 361.08 | 660.83 | 708.64 | 759.9 | 814.88
IGCC-CCS | 0 | 0 | 0 | 0 | 0 | 0
WT_off | 0 | 0 | 0 | 0 | 0 | 0
PseudoUnit | 0 | 0 | 0 | 0 | 0 | 0
FixedInterchange | 0 | 0 | 0 | 0 | 0 | 0
Total Installed Capacity by Reporting Type: BC
ReportingType | 2015 | 2020 | 2025 | 2030 | 2035 | 2040
BM | 0 | 0 | 0 | 0 | 0 | 0
CC | 1312.46 | 1485.69 | 1998.61 | 1998.61 | 1998.61 | 1740.41
CSP | 0 | 0 | 0 | 0 | 0 | 0
CT | 0 | 0 | 0 | 131.08 | 131.08 | 131.08
Coal | 0 | 0 | 0 | 0 | 0 | 0
Geo | 0 | 0 | 0 | 0 | 0 | 0
H | 12161 | 12161 | 12161 | 12161 | 12161 | 12161
LFG | 24 | 24 | 24 | 24 | 24 | 24
Nuc | 0.1 | 0.1 | 0.1 | 541.01 | 1341.48 | 2440.24
PS | 0 | 0 | 0 | 0 | 0 | 0
PV | 0 | 0 | 0 | 0 | 0 | 0
PeakG | 141 | 141 | 141 | 141 | 141 | 141
PeakO | 44 | 44 | 44 | 44 | 44 | 44
ST | 0 | 0 | 0 | 0 | 0 | 0
STOG | 64.26 | 64.26 | 64.26 | 64.26 | 64.26 | 64.26
STWD | 510 | 510 | 510 | 510 | 510 | 510
WT | 246 | 246 | 246 | 246 | 246 | 246
IGCC | 0 | 0 | 0 | 0 | 0 | 0
DemandResponse | 0.01 | 264.69 | 555.31 | 582.51 | 611.05 | 640.98
IGCC-CCS | 0 | 0 | 0 | 0 | 0 | 0
WT_off | 0 | 0 | 0 | 0 | 0 | 0
PseudoUnit | 0 | 0 | 0 | 0 | 0 | 0
FixedInterchange | 0 | 0 | 0 | 0 | 0 | 0
Total Installed Capacity by Reporting Type: HQ_IESO
ReportingType | 2015 | 2020 | 2025 | 2030 | 2035 | 2040
BM | 0 | 0 | 0 | 0 | 0 | 0
CC | 0 | 0 | 0 | 0 | 0 | 0
CSP | 0 | 0 | 0 | 0 | 0 | 0
CT | 0 | 0 | 0 | 0 | 0 | 0
Coal | 0 | 0 | 0 | 0 | 0 | 0
Geo | 0 | 0 | 0 | 0 | 0 | 0
H | 0 | 0 | 0 | 0 | 0 | 0
LFG | 0 | 0 | 0 | 0 | 0 | 0
Nuc | 0.1 | 0.1 | 0.1 | 0.1 | 0.1 | 0.1
PS | 0 | 0 | 0 | 0 | 0 | 0
PV | 0 | 0 | 0 | 0 | 0 | 0
PeakG | 0 | 0 | 0 | 0 | 0 | 0
PeakO | 0 | 0 | 0 | 0 | 0 | 0
ST | 0 | 0 | 0 | 0 | 0 | 0
STOG | 0 | 0 | 0 | 0 | 0 | 0
STWD | 0 | 0 | 0 | 0 | 0 | 0
WT | 0 | 0 | 0 | 0 | 0 | 0
IGCC | 0 | 0 | 0 | 0 | 0 | 0
DemandResponse | 0 | 0 | 0 | 0 | 0 | 0
IGCC-CCS | 0 | 0 | 0 | 0 | 0 | 0
WT_off | 0 | 0 | 0 | 0 | 0 | 0
PseudoUnit | 0 | 0 | 0 | 0 | 0 | 0
FixedInterchange | 3000 | 3000 | 3000 | 3000 | 3000 | 3000
Total Installed Capacity by Reporting Type: HQ_NEISO
ReportingType | 2015 | 2020 | 2025 | 2030 | 2035 | 2040
BM | 0 | 0 | 0 | 0 | 0 | 0
CC | 0 | 0 | 0 | 0 | 0 | 0
CSP | 0 | 0 | 0 | 0 | 0 | 0
CT | 0 | 0 | 0 | 0 | 0 | 0
Coal | 0 | 0 | 0 | 0 | 0 | 0
Geo | 0 | 0 | 0 | 0 | 0 | 0
H | 0 | 0 | 0 | 0 | 0 | 0
LFG | 0 | 0 | 0 | 0 | 0 | 0
Nuc | 0.1 | 0.1 | 0.1 | 0.1 | 0.1 | 0.1
PS | 0 | 0 | 0 | 0 | 0 | 0
PV | 0 | 0 | 0 | 0 | 0 | 0
PeakG | 0 | 0 | 0 | 0 | 0 | 0
PeakO | 0 | 0 | 0 | 0 | 0 | 0
ST | 0 | 0 | 0 | 0 | 0 | 0
STOG | 0 | 0 | 0 | 0 | 0 | 0
STWD | 0 | 0 | 0 | 0 | 0 | 0
WT | 0 | 0 | 0 | 0 | 0 | 0
IGCC | 0 | 0 | 0 | 0 | 0 | 0
DemandResponse | 0 | 0 | 0 | 0 | 0 | 0
IGCC-CCS | 0 | 0 | 0 | 0 | 0 | 0
WT_off | 0 | 0 | 0 | 0 | 0 | 0
PseudoUnit | 0 | 0 | 1650 | 2500 | 2500 | 2500
FixedInterchange | 2920 | 2920 | 2920 | 2920 | 2920 | 2920
Total Installed Capacity by Reporting Type: HQ_NY
ReportingType | 2015 | 2020 | 2025 | 2030 | 2035 | 2040
BM | 0 | 0 | 0 | 0 | 0 | 0
CC | 0 | 0 | 0 | 0 | 0 | 0
CSP | 0 | 0 | 0 | 0 | 0 | 0
CT | 0 | 0 | 0 | 0 | 0 | 0
Coal | 0 | 0 | 0 | 0 | 0 | 0
Geo | 0 | 0 | 0 | 0 | 0 | 0
H | 0 | 0 | 0 | 0 | 0 | 0
LFG | 0 | 0 | 0 | 0 | 0 | 0
Nuc | 0.1 | 0.1 | 0.1 | 0.1 | 0.1 | 0.1
PS | 0 | 0 | 0 | 0 | 0 | 0
PV | 0 | 0 | 0 | 0 | 0 | 0
PeakG | 0 | 0 | 0 | 0 | 0 | 0
PeakO | 0 | 0 | 0 | 0 | 0 | 0
ST | 0 | 0 | 0 | 0 | 0 | 0
STOG | 0 | 0 | 0 | 0 | 0 | 0
STWD | 0 | 0 | 0 | 0 | 0 | 0
WT | 0 | 0 | 0 | 0 | 0 | 0
IGCC | 0 | 0 | 0 | 0 | 0 | 0
DemandResponse | 0 | 0 | 0 | 0 | 0 | 0
IGCC-CCS | 0 | 0 | 0 | 0 | 0 | 0
WT_off | 0 | 0 | 0 | 0 | 0 | 0
PseudoUnit | 0 | 1140.21 | 2500 | 2500 | 2500 | 2500
FixedInterchange | 1500 | 1500 | 1500 | 1500 | 1500 | 1500
Total Installed Capacity by Reporting Type: MARITIMES
ReportingType | 2015 | 2020 | 2025 | 2030 | 2035 | 2040
BM | 0 | 0 | 0 | 0 | 0 | 0
CC | 0 | 0 | 0 | 0 | 0 | 0
CSP | 0 | 0 | 0 | 0 | 0 | 0
CT | 0 | 0 | 0 | 0 | 0 | 0
Coal | 0 | 0 | 0 | 0 | 0 | 0
Geo | 0 | 0 | 0 | 0 | 0 | 0
H | 0 | 0 | 0 | 0 | 0 | 0
LFG | 0 | 0 | 0 | 0 | 0 | 0
Nuc | 0.1 | 0.1 | 0.1 | 0.1 | 0.1 | 0.1
PS | 0 | 0 | 0 | 0 | 0 | 0
PV | 0 | 0 | 0 | 0 | 0 | 0
PeakG | 0 | 0 | 0 | 0 | 0 | 0
PeakO | 0 | 0 | 0 | 0 | 0 | 0
ST | 0 | 0 | 0 | 0 | 0 | 0
STOG | 0 | 0 | 0 | 0 | 0 | 0
STWD | 0 | 0 | 0 | 0 | 0 | 0
WT | 0 | 0 | 0 | 0 | 0 | 0
IGCC | 0 | 0 | 0 | 0 | 0 | 0
DemandResponse | 0 | 0 | 0 | 0 | 0 | 0
IGCC-CCS | 0 | 0 | 0 | 0 | 0 | 0
WT_off | 0 | 0 | 0 | 0 | 0 | 0
PseudoUnit | 0 | 500 | 500 | 500 | 500 | 500
FixedInterchange | 1400 | 1400 | 1400 | 1400 | 1400 | 1400
Total Installed Capacity by Reporting Type: All
ReportingType | 2015 | 2020 | 2025 | 2030 | 2035 | 2040
BM | 1251 | 1481.9 | 2102.38 | 3863.29 | 4110.75 | 4185.92
CC | 223114.24 | 227845.05 | 222673.92 | 223204.83 | 226808.51 | 230492.22
CSP | 0 | 0 | 0 | 0 | 0 | 0
CT | 9982.85 | 9982.85 | 14589.75 | 25128.78 | 48715.25 | 61444.9
Coal | 294624.18 | 281682.93 | 294171.44 | 305619.61 | 333190.07 | 372698.79
Geo | 2534.2 | 4609.2 | 9013.43 | 9038.2 | 9038.2 | 9038.2
H | 106079.79 | 107304.63 | 110507.79 | 113595.79 | 113845.79 | 113845.79
LFG | 4136 | 6089 | 8299 | 9022.5 | 9023 | 9023
Nuc | 117236.86 | 121152.36 | 121152.36 | 121064.05 | 97429.31 | 84530.22
PS | 21788 | 21788 | 21788 | 21788 | 21788 | 21788
PV | 1647.99 | 3820.31 | 4899.64 | 5147.56 | 4146.25 | 4285.82
PeakG | 113608.7 | 113608.7 | 109556.14 | 109556.14 | 109072.35 | 109072.35
PeakO | 15620.68 | 15620.68 | 15605.68 | 15605.68 | 15605.68 | 15605.68
ST | 760 | 1579.66 | 1888.57 | 2028.47 | 2028.47 | 2028.47
STOG | 52522.75 | 52522.75 | 45297.28 | 44922.26 | 44922.26 | 44922.26
STWD | 4772.19 | 4772.19 | 4772.19 | 4772.19 | 4772.19 | 4772.19
WT | 64004.8 | 118484 | 192651.63 | 275376.95 | 289744.74 | 306037.4
IGCC | 618 | 618 | 618 | 618 | 618 | 618
DemandResponse | 37863.74 | 60093.26 | 85862.57 | 89210.8 | 92685.8 | 96304.58
IGCC-CCS | 0 | 0 | 0 | 0 | 0 | 0
WT_off | 469 | 469 | 1569 | 1569 | 1569 | 1569
PseudoUnit | 0 | 1640.21 | 4650 | 5500 | 5500 | 5500
FixedInterchange | 8820 | 8820 | 8820 | 8820 | 8820 | 8820
Total Installed Capacity by Reporting Type: EI_US
ReportingType | 2015 | 2020 | 2025 | 2030 | 2035 | 2040
BM | 741.12 | 972.02 | 1592.5 | 1652.53 | 1835.85 | 1794.66
CC | 143464.84 | 147448.54 | 147294.42 | 148353.01 | 152890.39 | 156889.35
CSP | 0 | 0 | 0 | 0 | 0 | 0
CT | 7912.76 | 7912.76 | 10121.38 | 16564.44 | 37126.17 | 43121.68
Coal | 234761.9 | 220525.86 | 220614.26 | 223433.76 | 244900.33 | 276610.28
Geo | 44 | 44 | 44 | 44 | 44 | 44
H | 29436.09 | 29965.93 | 31674.09 | 31674.09 | 31674.09 | 31674.09
LFG | 3458.4 | 3985.43 | 5841.43 | 6536 | 6536 | 6536
Nuc | 89571.36 | 93486.86 | 93486.86 | 91998.66 | 66452.96 | 48286.96
PS | 16931 | 16931 | 16931 | 16931 | 16931 | 16931
PV | 176.73 | 2349.05 | 3428.38 | 3676.31 | 3766.55 | 3906.12
PeakG | 92549.95 | 92549.95 | 91693.39 | 91693.39 | 91209.59 | 91209.59
PeakO | 15076.33 | 15076.33 | 15076.33 | 15076.33 | 15076.33 | 15076.33
ST | 0 | 0 | 0 | 0 | 0 | 0
STOG | 24976.42 | 24976.42 | 18881.64 | 18506.62 | 18506.62 | 18506.62
STWD | 2980 | 2980 | 2980 | 2980 | 2980 | 2980
WT | 36938.6 | 73564.66 | 138335.58 | 212209.08 | 225057.8 | 239300.77
IGCC | 618 | 618 | 618 | 618 | 618 | 618
DemandResponse | 29707.66 | 46218.47 | 65324.07 | 67718.5 | 70208.86 | 72802.09
IGCC-CCS | 0 | 0 | 0 | 0 | 0 | 0
WT_off | 469 | 469 | 1569 | 1569 | 1569 | 1569
PseudoUnit | 0 | 1640.21 | 4650 | 5500 | 5500 | 5500
FixedInterchange | 5820 | 5820 | 5820 | 5820 | 5820 | 5820
Total Installed Capacity by Reporting Type: EI_Canada
ReportingType | 2015 | 2020 | 2025 | 2030 | 2035 | 2040
BM | 326.33 | 326.33 | 326.33 | 326.33 | 326.33 | 326.33
CC | 4687.33 | 4687.33 | 4687.33 | 4159.65 | 4159.65 | 4159.65
CSP | 0 | 0 | 0 | 0 | 0 | 0
CT | 368 | 368 | 368 | 368 | 368 | 2894.85
Coal | 1670.89 | 1305.78 | 161 | 0 | 0 | 0
Geo | 0 | 0 | 0 | 0 | 0 | 0
H | 15168.7 | 15863.7 | 17358.7 | 19818.7 | 20068.7 | 20068.7
LFG | 117.5 | 117.5 | 117.5 | 117.5 | 118 | 118
Nuc | 13018.2 | 13018.2 | 13018.2 | 13018.2 | 11988.2 | 10448.2
PS | 123 | 123 | 123 | 123 | 123 | 123
PV | 1097.26 | 1097.26 | 1097.26 | 1097.26 | 30 | 30
PeakG | 1143 | 1143 | 1143 | 1143 | 1143 | 1143
PeakO | 33.35 | 33.35 | 33.35 | 33.35 | 33.35 | 33.35
ST | 0 | 0 | 0 | 0 | 0 | 0
STOG | 126 | 126 | 0 | 0 | 0 | 0
STWD | 139 | 139 | 139 | 139 | 139 | 139
WT | 3963.3 | 3963.3 | 3963.3 | 3963.3 | 3963.3 | 3963.3
IGCC | 0 | 0 | 0 | 0 | 0 | 0
DemandResponse | 2048.29 | 2374.97 | 2887.27 | 2989.59 | 3095.56 | 3205.29
IGCC-CCS | 0 | 0 | 0 | 0 | 0 | 0
WT_off | 0 | 0 | 0 | 0 | 0 | 0
PseudoUnit | 0 | 0 | 0 | 0 | 0 | 0
FixedInterchange | 3000 | 3000 | 3000 | 3000 | 3000 | 3000
Total Installed Capacity by Reporting Type: EI
ReportingType | 2015 | 2020 | 2025 | 2030 | 2035 | 2040
BM | 1067.45 | 1298.35 | 1918.83 | 1978.86 | 2162.19 | 2120.99
CC | 148152.17 | 152135.87 | 151981.75 | 152512.66 | 157050.04 | 161049
CSP | 0 | 0 | 0 | 0 | 0 | 0
CT | 8280.76 | 8280.76 | 10489.38 | 16932.44 | 37494.17 | 46016.53
Coal | 236432.78 | 221831.64 | 220775.25 | 223433.76 | 244900.33 | 276610.28
Geo | 44 | 44 | 44 | 44 | 44 | 44
H | 44604.79 | 45829.63 | 49032.79 | 51492.79 | 51742.79 | 51742.79
LFG | 3575.9 | 4102.93 | 5958.93 | 6653.5 | 6654 | 6654
Nuc | 102589.56 | 106505.06 | 106505.06 | 105016.86 | 78441.16 | 58735.16
PS | 17054 | 17054 | 17054 | 17054 | 17054 | 17054
PV | 1273.99 | 3446.31 | 4525.64 | 4773.56 | 3796.55 | 3936.12
PeakG | 93692.95 | 93692.95 | 92836.39 | 92836.39 | 92352.59 | 92352.59
PeakO | 15109.68 | 15109.68 | 15109.68 | 15109.68 | 15109.68 | 15109.68
ST | 0 | 0 | 0 | 0 | 0 | 0
STOG | 25102.42 | 25102.42 | 18881.64 | 18506.62 | 18506.62 | 18506.62
STWD | 3119 | 3119 | 3119 | 3119 | 3119 | 3119
WT | 40901.9 | 77527.96 | 142298.88 | 216172.38 | 229021.1 | 243264.07
IGCC | 618 | 618 | 618 | 618 | 618 | 618
DemandResponse | 31755.95 | 48593.44 | 68211.33 | 70708.09 | 73304.41 | 76007.38
IGCC-CCS | 0 | 0 | 0 | 0 | 0 | 0
WT_off | 469 | 469 | 1569 | 1569 | 1569 | 1569
PseudoUnit | 0 | 1640.21 | 4650 | 5500 | 5500 | 5500
FixedInterchange | 8820 | 8820 | 8820 | 8820 | 8820 | 8820
Total Installed Capacity by Reporting Type: Outside_EI
ReportingType | 2015 | 2020 | 2025 | 2030 | 2035 | 2040
BM | 183.55 | 183.55 | 183.55 | 1884.43 | 1948.56 | 2064.93
CC | 74962.08 | 75709.18 | 70692.17 | 70692.17 | 69758.47 | 69443.22
CSP | 0 | 0 | 0 | 0 | 0 | 0
CT | 1702.1 | 1702.1 | 4100.37 | 8196.33 | 11221.08 | 15428.37
Coal | 58191.4 | 59851.29 | 73396.18 | 82185.85 | 88289.74 | 96088.51
Geo | 2490.2 | 4565.2 | 8969.43 | 8994.2 | 8994.2 | 8994.2
H | 61475 | 61475 | 61475 | 62103 | 62103 | 62103
LFG | 560.1 | 1986.07 | 2340.07 | 2369 | 2369 | 2369
Nuc | 14647.3 | 14647.3 | 14647.3 | 16047.19 | 18988.15 | 25795.06
PS | 4734 | 4734 | 4734 | 4734 | 4734 | 4734
PV | 374 | 374 | 374 | 374 | 349.7 | 349.7
PeakG | 19915.75 | 19915.75 | 16719.75 | 16719.75 | 16719.75 | 16719.75
PeakO | 511 | 511 | 496 | 496 | 496 | 496
ST | 760 | 1579.66 | 1888.57 | 2028.47 | 2028.47 | 2028.47
STOG | 27420.32 | 27420.32 | 26415.64 | 26415.64 | 26415.64 | 26415.64
STWD | 1653.19 | 1653.19 | 1653.19 | 1653.19 | 1653.19 | 1653.19
WT | 23102.9 | 40956.04 | 50352.76 | 59204.57 | 60723.64 | 62773.34
IGCC | 0 | 0 | 0 | 0 | 0 | 0
DemandResponse | 6107.8 | 11499.81 | 17651.23 | 18502.71 | 19381.39 | 20297.2
IGCC-CCS | 0 | 0 | 0 | 0 | 0 | 0
WT_off | 0 | 0 | 0 | 0 | 0 | 0
PseudoUnit | 0 | 0 | 0 | 0 | 0 | 0
FixedInterchange | 0 | 0 | 0 | 0 | 0 | 0
#6 | Retrofit Capacity (MW)
Retrofit Capacity by Reporting Type: Entergy
ReportingType | 2015 | 2020 | 2025 | 2030 | 2035 | 2040
FGD | 0 | 7356 | 7356 | 7356 | 7356 | 7356
SNCR | 0 | 0 | 0 | 0 | 0 | 0
SCR | 0 | 0 | 0 | 0 | 0 | 0
ACI90 | 0 | 0 | 0 | 0 | 0 | 0
RPJ90 | 0 | 7416 | 7416 | 7416 | 7416 | 7416
PCSEQ | 0 | 0 | 0 | 0 | 0 | 0
Retrofit Capacity by Reporting Type: FRCC
ReportingType | 2015 | 2020 | 2025 | 2030 | 2035 | 2040
FGD | 0 | 235 | 235 | 235 | 235 | 235
SNCR | 0 | 0 | 0 | 0 | 0 | 0
SCR | 3796 | 1898 | 1898 | 1898 | 1898 | 1898
ACI90 | 0 | 0 | 0 | 0 | 0 | 0
RPJ90 | 0 | 8036 | 8036 | 8036 | 8036.01 | 8036.01
PCSEQ | 0 | 0 | 0 | 0 | 0 | 0
Retrofit Capacity by Reporting Type: MAPP_US
ReportingType | 2015 | 2020 | 2025 | 2030 | 2035 | 2040
FGD | 221 | 250 | 250 | 250 | 250 | 250
SNCR | 0 | 0 | 0 | 0 | 0 | 0
SCR | 0 | 0 | 0 | 0 | 0 | 0
ACI90 | 0 | 0 | 0 | 0 | 0 | 0
RPJ90 | 0 | 3037 | 3037 | 3037 | 3037 | 3037
PCSEQ | 0 | 0 | 0 | 0 | 0 | 0
Retrofit Capacity by Reporting Type: MISO_IN
ReportingType | 2015 | 2020 | 2025 | 2030 | 2035 | 2040
FGD | 0 | 2707 | 2707 | 2707 | 2707 | 2707
SNCR | 0 | 0 | 0 | 0 | 0 | 0
SCR | 0 | 0 | 0 | 0 | 0 | 0
ACI90 | 0 | 0 | 0 | 0 | 0 | 0
RPJ90 | 0 | 13546.8 | 13546.8 | 13546.8 | 13546.8 | 13546.8
PCSEQ | 0 | 0 | 0 | 0 | 0 | 0
Retrofit Capacity by Reporting Type: MISO_MI
ReportingType | 2015 | 2020 | 2025 | 2030 | 2035 | 2040
FGD | 0 | 6664.2 | 6664.2 | 6664.2 | 6664.2 | 6664.2
SNCR | 0 | 0 | 0 | 0 | 0 | 0
SCR | 355 | 355 | 355 | 355 | 355 | 355
ACI90 | 0 | 0 | 0 | 0 | 0 | 0
RPJ90 | 0 | 8466 | 8466 | 8466 | 8466 | 8466
PCSEQ | 0 | 0 | 0 | 0 | 0 | 0
Retrofit Capacity by Reporting Type: MISO_MO-IL
ReportingType | 2015 | 2020 | 2025 | 2030 | 2035 | 2040
FGD | 0 | 8747 | 8747 | 8747 | 8747 | 8747
SNCR | 0 | 0 | 0 | 0 | 0 | 0
SCR | 400 | 200 | 200 | 200 | 200 | 200
ACI90 | 0 | 0 | 0 | 0 | 0 | 0
RPJ90 | 2490 | 12397 | 12397 | 12397 | 12397 | 12397
PCSEQ | 0 | 0 | 0 | 0 | 0 | 0
Retrofit Capacity by Reporting Type: MISO_W
ReportingType | 2015 | 2020 | 2025 | 2030 | 2035 | 2040
FGD | 0 | 5555.5 | 5555.5 | 5555.5 | 5555.5 | 5555.5
SNCR | 0 | 0 | 0 | 0 | 0 | 0
SCR | 1225.26 | 612.63 | 612.63 | 612.63 | 612.63 | 612.63
ACI90 | 0 | 0 | 0 | 0 | 0 | 0
RPJ90 | 2652.36 | 11006.03 | 11006.03 | 11006.03 | 11006.03 | 11006.03
PCSEQ | 0 | 0 | 0 | 0 | 0 | 0
Retrofit Capacity by Reporting Type: MISO_WUMS
ReportingType | 2015 | 2020 | 2025 | 2030 | 2035 | 2040
FGD | 1135 | 3320.1 | 3320.1 | 3320.1 | 3320.1 | 3320.1
SNCR | 0 | 0 | 0 | 0 | 0 | 0
SCR | 2778.6 | 2163.6 | 2163.6 | 2163.6 | 2163.6 | 2163.6
ACI90 | 0 | 0 | 0 | 0 | 0 | 0
RPJ90 | 1740.2 | 5073.1 | 5073.1 | 5073.1 | 5073.1 | 5073.1
PCSEQ | 0 | 0 | 0 | 0 | 0 | 0
Retrofit Capacity by Reporting Type: Nebraska
ReportingType | 2015 | 2020 | 2025 | 2030 | 2035 | 2040
FGD | 0 | 3195.8 | 2286.6 | 2011 | 2011 | 2011
SNCR | 0 | 0 | 0 | 0 | 0 | 0
SCR | 0 | 0 | 0 | 0 | 0 | 0
ACI90 | 0 | 0 | 0 | 0 | 0 | 0
RPJ90 | 1364.4 | 3878 | 2968.8 | 2693.2 | 2693.2 | 2693.2
PCSEQ | 0 | 0 | 0 | 0 | 0 | 0
Retrofit Capacity by Reporting Type: NEISO
ReportingType | 2015 | 2020 | 2025 | 2030 | 2035 | 2040
FGD | 320 | 995.43 | 995.43 | 995.43 | 995.43 | 995.43
SNCR | 0 | 0 | 0 | 0 | 0 | 0
SCR | 0 | 0 | 0 | 0 | 0 | 0
ACI90 | 0 | 0 | 0 | 0 | 0 | 0
RPJ90 | 1741.85 | 1505.58 | 1505.58 | 1505.58 | 1505.58 | 1505.58
PCSEQ | 0 | 0 | 0 | 0 | 0 | 0
Retrofit Capacity by Reporting Type: NonRTO_Midwest
ReportingType | 2015 | 2020 | 2025 | 2030 | 2035 | 2040
FGD | 1403 | 2045 | 2045 | 2045 | 2045 | 2045
SNCR | 0 | 0 | 0 | 0 | 0 | 0
SCR | 1463.8 | 731.9 | 731.9 | 731.9 | 731.9 | 731.9
ACI90 | 0 | 0 | 0 | 0 | 0 | 0
RPJ90 | 0 | 8494.35 | 8494.35 | 8494.35 | 8494.36 | 8494.36
PCSEQ | 0 | 0 | 0 | 0 | 0 | 0
Retrofit Capacity by Reporting Type: NYISO_A-F
ReportingType | 2015 | 2020 | 2025 | 2030 | 2035 | 2040
FGD | 0 | 331.55 | 331.55 | 331.55 | 331.55 | 331.55
SNCR | 0 | 0 | 0 | 0 | 0 | 0
SCR | 0 | 0 | 0 | 0 | 0 | 0
ACI90 | 0 | 0 | 0 | 0 | 0 | 0
RPJ90 | 817.85 | 1015.75 | 1015.75 | 1015.75 | 1015.75 | 1015.75
PCSEQ | 0 | 0 | 0 | 0 | 0 | 0
Retrofit Capacity by Reporting Type: NYISO_G-I
ReportingType | 2015 | 2020 | 2025 | 2030 | 2035 | 2040
FGD | 0 | 368.2 | 368.2 | 368.2 | 368.2 | 368.2
SNCR | 0 | 0 | 0 | 0 | 0 | 0
SCR | 0 | 0 | 0 | 0 | 0 | 0
ACI90 | 0 | 0 | 0 | 0 | 0 | 0
RPJ90 | 0 | 368.2 | 368.2 | 368.2 | 368.2 | 368.2
PCSEQ | 0 | 0 | 0 | 0 | 0 | 0
Retrofit Capacity by Reporting Type: NYISO_J-K
ReportingType | 2015 | 2020 | 2025 | 2030 | 2035 | 2040
FGD | 0 | 0 | 0 | 0 | 0 | 0
SNCR | 0 | 0 | 0 | 0 | 0 | 0
SCR | 0 | 0 | 0 | 0 | 0 | 0
ACI90 | 0 | 0 | 0 | 0 | 0 | 0
RPJ90 | 0 | 0 | 0 | 0 | 0 | 0
PCSEQ | 0 | 0 | 0 | 0 | 0 | 0
Retrofit Capacity by Reporting Type: PJM_E
ReportingType | 2015 | 2020 | 2025 | 2030 | 2035 | 2040
FGD | 0 | 345.74 | 345.74 | 345.74 | 345.74 | 345.74
SNCR | 0 | 0 | 0 | 0 | 0 | 0
SCR | 568 | 0 | 0 | 0 | 0 | 0
ACI90 | 0 | 0 | 0 | 0 | 0 | 0
RPJ90 | 2129.75 | 345.75 | 345.75 | 345.75 | 345.75 | 345.76
PCSEQ | 0 | 0 | 0 | 0 | 0 | 0
Retrofit Capacity by Reporting Type: PJM_ROM
ReportingType | 2015 | 2020 | 2025 | 2030 | 2035 | 2040
FGD | 0 | 1234 | 1234 | 1234 | 1234 | 1234
SNCR | 0 | 0 | 0 | 0 | 0 | 0
SCR | 341 | 0 | 0 | 0 | 0 | 0
ACI90 | 0 | 0 | 0 | 0 | 0 | 0
RPJ90 | 2572 | 11302 | 11302 | 11302 | 11302 | 11302
PCSEQ | 0 | 0 | 0 | 0 | 0 | 0
Retrofit Capacity by Reporting Type: PJM_ROR
ReportingType | 2015 | 2020 | 2025 | 2030 | 2035 | 2040
FGD | 0 | 13086.8 | 13086.8 | 13086.8 | 13086.8 | 13086.8
SNCR | 0 | 0 | 0 | 0 | 0 | 0
SCR | 2400 | 1200 | 1200 | 1200 | 1200 | 1200
ACI90 | 0 | 0 | 0 | 0 | 0 | 0
RPJ90 | 0 | 43980.3 | 43980.3 | 43980.3 | 43980.3 | 43980.3
PCSEQ | 0 | 0 | 0 | 0 | 0 | 0
Retrofit Capacity by Reporting Type: SOCO
ReportingType | 2015 | 2020 | 2025 | 2030 | 2035 | 2040
FGD | 4088.7 | 9407.2 | 9407.2 | 9407.2 | 9407.2 | 9407.2
SNCR | 0 | 0 | 0 | 0 | 0 | 0
SCR | 3404.7 | 3404.7 | 3404.7 | 3404.7 | 3404.7 | 3404.7
ACI90 | 0 | 0 | 0 | 0 | 0 | 0
RPJ90 | 7111.4 | 20448 | 20448 | 20448 | 20448 | 20448
PCSEQ | 0 | 0 | 0 | 0 | 0 | 0
Retrofit Capacity by Reporting Type: SPP_N
ReportingType | 2015 | 2020 | 2025 | 2030 | 2035 | 2040
FGD | 0 | 1686.04 | 971 | 602 | 602 | 602
SNCR | 0 | 0 | 0 | 0 | 0 | 0
SCR | 0 | 0 | 0 | 0 | 0 | 0
ACI90 | 0 | 0 | 0 | 0 | 0 | 0
RPJ90 | 1302 | 6621.04 | 5572 | 5203 | 5203 | 5203
PCSEQ | 0 | 0 | 0 | 0 | 0 | 0
Retrofit Capacity by Reporting Type: SPP_S
ReportingType | 2015 | 2020 | 2025 | 2030 | 2035 | 2040
FGD | 0 | 8263.99 | 5825.5 | 5741.07 | 5741.07 | 5741.07
SNCR | 0 | 0 | 0 | 0 | 0 | 0
SCR | 0 | 0 | 0 | 0 | 0 | 0
ACI90 | 0 | 0 | 0 | 0 | 0 | 0
RPJ90 | 0 | 11670.12 | 9231.63 | 9147.2 | 9147.2 | 9147.2
PCSEQ | 0 | 0 | 0 | 0 | 0 | 0
Retrofit Capacity by Reporting Type: TVA
ReportingType | 2015 | 2020 | 2025 | 2030 | 2035 | 2040
FGD | 0 | 5540.78 | 5540.78 | 5540.78 | 5540.78 | 5540.78
SNCR | 0 | 0 | 0 | 0 | 0 | 0
SCR | 0 | 0 | 0 | 0 | 0 | 0
ACI90 | 0 | 0 | 0 | 0 | 0 | 0
RPJ90 | 0 | 12591.78 | 12591.78 | 12591.78 | 12591.78 | 12591.78
PCSEQ | 0 | 0 | 0 | 0 | 0 | 0
Retrofit Capacity by Reporting Type: TVA_Transmission
ReportingType | 2015 | 2020 | 2025 | 2030 | 2035 | 2040
FGD | 0 | 0 | 0 | 0 | 0 | 0
SNCR | 0 | 0 | 0 | 0 | 0 | 0
SCR | 0 | 0 | 0 | 0 | 0 | 0
ACI90 | 0 | 0 | 0 | 0 | 0 | 0
RPJ90 | 0 | 0 | 0 | 0 | 0 | 0
PCSEQ | 0 | 0 | 0 | 0 | 0 | 0
Retrofit Capacity by Reporting Type: VACAR
ReportingType | 2015 | 2020 | 2025 | 2030 | 2035 | 2040
FGD | 0 | 2058 | 2058 | 2058 | 2058 | 2058
SNCR | 0 | 0 | 0 | 0 | 0 | 0
SCR | 0 | 0 | 0 | 0 | 0 | 0
ACI90 | 0 | 0 | 0 | 0 | 0 | 0
RPJ90 | 0 | 16062 | 16062.01 | 16062.01 | 16062.01 | 16062.01
PCSEQ | 0 | 0 | 0 | 0 | 0 | 0
Retrofit Capacity by Reporting Type: IESO
ReportingType | 2015 | 2020 | 2025 | 2030 | 2035 | 2040
FGD | 0 | 0 | 0 | 0 | 0 | 0
SNCR | 0 | 0 | 0 | 0 | 0 | 0
SCR | 0 | 0 | 0 | 0 | 0 | 0
ACI90 | 0 | 0 | 0 | 0 | 0 | 0
RPJ90 | 0 | 0 | 0 | 0 | 0 | 0
PCSEQ | 0 | 0 | 0 | 0 | 0 | 0
Retrofit Capacity by Reporting Type: MAPP_CA
ReportingType | 2015 | 2020 | 2025 | 2030 | 2035 | 2040
FGD | 0 | 0 | 0 | 0 | 0 | 0
SNCR | 0 | 0 | 0 | 0 | 0 | 0
SCR | 0 | 0 | 0 | 0 | 0 | 0
ACI90 | 0 | 0 | 0 | 0 | 0 | 0
RPJ90 | 0 | 0 | 0 | 0 | 0 | 0
PCSEQ | 0 | 0 | 0 | 0 | 0 | 0
Retrofit Capacity by Reporting Type: AZ_NM_SNV_Coal
ReportingType | 2015 | 2020 | 2025 | 2030 | 2035 | 2040
FGD | 384 | 540 | 540 | 540 | 540 | 540
SNCR | 0 | 0 | 0 | 0 | 0 | 0
SCR | 800 | 400 | 400 | 400 | 400 | 400
ACI90 | 0 | 0 | 0 | 0 | 0 | 0
RPJ90 | 3286 | 10066 | 10066 | 10066 | 10066 | 10066
PCSEQ | 0 | 0 | 0 | 0 | 0 | 0
Retrofit Capacity by Reporting Type: AZ_NM_SNV_Gas
ReportingType | 2015 | 2020 | 2025 | 2030 | 2035 | 2040
FGD | 0 | 0 | 0 | 0 | 0 | 0
SNCR | 0 | 0 | 0 | 0 | 0 | 0
SCR | 0 | 0 | 0 | 0 | 0 | 0
ACI90 | 0 | 0 | 0 | 0 | 0 | 0
RPJ90 | 0 | 0 | 0 | 0 | 0 | 0
PCSEQ | 0 | 0 | 0 | 0 | 0 | 0
Retrofit Capacity by Reporting Type: AZ_NM_SNV_NucRenew
ReportingType | 2015 | 2020 | 2025 | 2030 | 2035 | 2040
FGD | 0 | 0 | 0 | 0 | 0 | 0
SNCR | 0 | 0 | 0 | 0 | 0 | 0
SCR | 0 | 0 | 0 | 0 | 0 | 0
ACI90 | 0 | 0 | 0 | 0 | 0 | 0
RPJ90 | 0 | 0 | 0 | 0 | 0 | 0
PCSEQ | 0 | 0 | 0 | 0 | 0 | 0
Retrofit Capacity by Reporting Type: ERCOT
ReportingType | 2015 | 2020 | 2025 | 2030 | 2035 | 2040
FGD | 0 | 6133 | 6133 | 6133 | 6133 | 6133
SNCR | 0 | 0 | 0 | 0 | 0 | 0
SCR | 4370 | 2185 | 2185 | 2185 | 2185 | 2185
ACI90 | 0 | 0 | 0 | 0 | 0 | 0
RPJ90 | 9196 | 17391.87 | 17391.87 | 17391.87 | 17391.87 | 17391.87
PCSEQ | 0 | 0 | 0 | 0 | 0 | 0
Retrofit Capacity by Reporting Type: NP15
ReportingType | 2015 | 2020 | 2025 | 2030 | 2035 | 2040
FGD | 0 | 0 | 0 | 0 | 0 | 0
SNCR | 0 | 0 | 0 | 0 | 0 | 0
SCR | 0 | 0 | 0 | 0 | 0 | 0
ACI90 | 0 | 0 | 0 | 0 | 0 | 0
RPJ90 | 0 | 28.2 | 28.2 | 28.2 | 28.2 | 0
PCSEQ | 0 | 0 | 0 | 0 | 0 | 0
Retrofit Capacity by Reporting Type: NWPP_Coal
ReportingType | 2015 | 2020 | 2025 | 2030 | 2035 | 2040
FGD | 0 | 1601.2 | 1601.2 | 1601.2 | 1601.2 | 1601.2
SNCR | 0 | 0 | 0 | 0 | 0 | 0
SCR | 0 | 0 | 0 | 0 | 0 | 0
ACI90 | 0 | 0 | 0 | 0 | 0 | 0
RPJ90 | 453.6 | 13198.5 | 13198.5 | 13198.5 | 13198.5 | 13198.5
PCSEQ | 0 | 0 | 0 | 0 | 0 | 0
Retrofit Capacity by Reporting Type: NWPP_Gas
ReportingType | 2015 | 2020 | 2025 | 2030 | 2035 | 2040
FGD | 0 | 0 | 0 | 0 | 0 | 0
SNCR | 0 | 0 | 0 | 0 | 0 | 0
SCR | 0 | 0 | 0 | 0 | 0 | 0
ACI90 | 0 | 0 | 0 | 0 | 0 | 0
RPJ90 | 0 | 0 | 0 | 0 | 0 | 0
PCSEQ | 0 | 0 | 0 | 0 | 0 | 0
Retrofit Capacity by Reporting Type: NWPP_NucRenew
ReportingType | 2015 | 2020 | 2025 | 2030 | 2035 | 2040
FGD | 0 | 0 | 0 | 0 | 0 | 0
SNCR | 0 | 0 | 0 | 0 | 0 | 0
SCR | 0 | 0 | 0 | 0 | 0 | 0
ACI90 | 0 | 0 | 0 | 0 | 0 | 0
RPJ90 | 0 | 0 | 0 | 0 | 0 | 0
PCSEQ | 0 | 0 | 0 | 0 | 0 | 0
Retrofit Capacity by Reporting Type: RMPA
ReportingType | 2015 | 2020 | 2025 | 2030 | 2035 | 2040
FGD | 0 | 1282 | 1282 | 1282 | 1282 | 1282
SNCR | 0 | 0 | 0 | 0 | 0 | 0
SCR | 1554.6 | 777.3 | 777.3 | 777.3 | 777.3 | 777.3
ACI90 | 0 | 0 | 0 | 0 | 0 | 0
RPJ90 | 2874.6 | 6914.8 | 6562.8 | 6562.8 | 6562.8 | 6562.8
PCSEQ | 0 | 0 | 0 | 0 | 0 | 0
Retrofit Capacity by Reporting Type: SP15
ReportingType | 2015 | 2020 | 2025 | 2030 | 2035 | 2040
FGD | 0 | 0 | 0 | 0 | 0 | 0
SNCR | 0 | 0 | 0 | 0 | 0 | 0
SCR | 0 | 0 | 0 | 0 | 0 | 0
ACI90 | 0 | 0 | 0 | 0 | 0 | 0
RPJ90 | 0 | 101.2 | 101.2 | 101.2 | 101.2 | 101.2
PCSEQ | 0 | 0 | 0 | 0 | 0 | 0
Retrofit Capacity by Reporting Type: ALB
ReportingType | 2015 | 2020 | 2025 | 2030 | 2035 | 2040
FGD | 0 | 0 | 0 | 0 | 0 | 0
SNCR | 0 | 0 | 0 | 0 | 0 | 0
SCR | 0 | 0 | 0 | 0 | 0 | 0
ACI90 | 0 | 0 | 0 | 0 | 0 | 0
RPJ90 | 0 | 0 | 0 | 0 | 0 | 0
PCSEQ | 0 | 0 | 0 | 0 | 0 | 0
Retrofit Capacity by Reporting Type: BC
ReportingType | 2015 | 2020 | 2025 | 2030 | 2035 | 2040
FGD | 0 | 0 | 0 | 0 | 0 | 0
SNCR | 0 | 0 | 0 | 0 | 0 | 0
SCR | 0 | 0 | 0 | 0 | 0 | 0
ACI90 | 0 | 0 | 0 | 0 | 0 | 0
RPJ90 | 0 | 0 | 0 | 0 | 0 | 0
PCSEQ | 0 | 0 | 0 | 0 | 0 | 0
Retrofit Capacity by Reporting Type: HQ_IESO
ReportingType | 2015 | 2020 | 2025 | 2030 | 2035 | 2040
FGD | 0 | 0 | 0 | 0 | 0 | 0
SNCR | 0 | 0 | 0 | 0 | 0 | 0
SCR | 0 | 0 | 0 | 0 | 0 | 0
ACI90 | 0 | 0 | 0 | 0 | 0 | 0
RPJ90 | 0 | 0 | 0 | 0 | 0 | 0
PCSEQ | 0 | 0 | 0 | 0 | 0 | 0
Retrofit Capacity by Reporting Type: HQ_NEISO
ReportingType | 2015 | 2020 | 2025 | 2030 | 2035 | 2040
FGD | 0 | 0 | 0 | 0 | 0 | 0
SNCR | 0 | 0 | 0 | 0 | 0 | 0
SCR | 0 | 0 | 0 | 0 | 0 | 0
ACI90 | 0 | 0 | 0 | 0 | 0 | 0
RPJ90 | 0 | 0 | 0 | 0 | 0 | 0
PCSEQ | 0 | 0 | 0 | 0 | 0 | 0
Retrofit Capacity by Reporting Type: HQ_NY
ReportingType | 2015 | 2020 | 2025 | 2030 | 2035 | 2040
FGD | 0 | 0 | 0 | 0 | 0 | 0
SNCR | 0 | 0 | 0 | 0 | 0 | 0
SCR | 0 | 0 | 0 | 0 | 0 | 0
ACI90 | 0 | 0 | 0 | 0 | 0 | 0
RPJ90 | 0 | 0 | 0 | 0 | 0 | 0
PCSEQ | 0 | 0 | 0 | 0 | 0 | 0
Retrofit Capacity by Reporting Type: MARITIMES
ReportingType | 2015 | 2020 | 2025 | 2030 | 2035 | 2040
FGD | 0 | 0 | 0 | 0 | 0 | 0
SNCR | 0 | 0 | 0 | 0 | 0 | 0
SCR | 0 | 0 | 0 | 0 | 0 | 0
ACI90 | 0 | 0 | 0 | 0 | 0 | 0
RPJ90 | 0 | 0 | 0 | 0 | 0 | 0
PCSEQ | 0 | 0 | 0 | 0 | 0 | 0
Retrofit Capacity by Reporting Type: All
ReportingType | 2015 | 2020 | 2025 | 2030 | 2035 | 2040
FGD | 7551.7 | 92949.54 | 88886.8 | 88157.77 | 88157.77 | 88157.77
SNCR | 0 | 0 | 0 | 0 | 0 | 0
SCR | 23456.96 | 13928.13 | 13928.13 | 13928.13 | 13928.13 | 13928.13
ACI90 | 0 | 0 | 0 | 0 | 0 | 0
RPJ90 | 39732.01 | 254961.39 | 250212.67 | 249483.65 | 249483.66 | 249455.46
PCSEQ | 0 | 0 | 0 | 0 | 0 | 0
Retrofit Capacity by Reporting Type: EI_US
ReportingType | 2015 | 2020 | 2025 | 2030 | 2035 | 2040
FGD | 7167.7 | 83393.34 | 79330.6 | 78601.57 | 78601.57 | 78601.57
SNCR | 0 | 0 | 0 | 0 | 0 | 0
SCR | 16732.36 | 10565.83 | 10565.83 | 10565.83 | 10565.83 | 10565.83
ACI90 | 0 | 0 | 0 | 0 | 0 | 0
RPJ90 | 23921.82 | 207260.82 | 202864.1 | 202135.08 | 202135.08 | 202135.09
PCSEQ | 0 | 0 | 0 | 0 | 0 | 0
Retrofit Capacity by Reporting Type: EI_Canada
ReportingType | 2015 | 2020 | 2025 | 2030 | 2035 | 2040
FGD | 0 | 0 | 0 | 0 | 0 | 0
SNCR | 0 | 0 | 0 | 0 | 0 | 0
SCR | 0 | 0 | 0 | 0 | 0 | 0
ACI90 | 0 | 0 | 0 | 0 | 0 | 0
RPJ90 | 0 | 0 | 0 | 0 | 0 | 0
PCSEQ | 0 | 0 | 0 | 0 | 0 | 0
Retrofit Capacity by Reporting Type: EI
ReportingType | 2015 | 2020 | 2025 | 2030 | 2035 | 2040
FGD | 7167.7 | 83393.34 | 79330.6 | 78601.57 | 78601.57 | 78601.57
SNCR | 0 | 0 | 0 | 0 | 0 | 0
SCR | 16732.36 | 10565.83 | 10565.83 | 10565.83 | 10565.83 | 10565.83
ACI90 | 0 | 0 | 0 | 0 | 0 | 0
RPJ90 | 23921.82 | 207260.82 | 202864.1 | 202135.08 | 202135.08 | 202135.09
PCSEQ | 0 | 0 | 0 | 0 | 0 | 0
Retrofit Capacity by Reporting Type: Outside_EI
ReportingType | 2015 | 2020 | 2025 | 2030 | 2035 | 2040
FGD | 384 | 9556.2 | 9556.2 | 9556.2 | 9556.2 | 9556.2
SNCR | 0 | 0 | 0 | 0 | 0 | 0
SCR | 6724.6 | 3362.3 | 3362.3 | 3362.3 | 3362.3 | 3362.3
ACI90 | 0 | 0 | 0 | 0 | 0 | 0
RPJ90 | 15810.2 | 47700.57 | 47348.57 | 47348.57 | 47348.57 | 47320.37
PCSEQ | 0 | 0 | 0 | 0 | 0 | 0
#7 | Reserve Margin (MW)
Reserve Margin Data: ALB
| 2015 | 2020 | 2025 | 2030 | 2035 | 2040
a. Peak Demand | 9916.01 | 10447.08 | 11261.72 | 12030.19 | 12925.57 | 13886.96
b. Peak Demand + Reserve Margin | 11700.89 | 12327.55 | 13288.83 | 14195.62 | 15252.17 | 16386.61
c. DR MW | 105.16 | 361.08 | 660.83 | 708.64 | 759.9 | 814.88
d. Capacity Credit | 11700.89 | 12530.68 | 13288.83 | 14195.62 | 15252.17 | 16386.61
Reserve Margin Data: BC
| 2015 | 2020 | 2025 | 2030 | 2035 | 2040
a. Peak Demand | 12123.75 | 12494.86 | 13175.83 | 13768.36 | 14470.91 | 15208.63
b. Peak Demand + Reserve Margin | 14306.03 | 14743.94 | 15547.48 | 16246.67 | 17075.68 | 17946.18
c. DR MW | 0.01 | 264.69 | 555.31 | 582.51 | 611.05 | 640.98
d. Capacity Credit | 14306.03 | 14743.94 | 15547.48 | 16246.67 | 17075.68 | 17946.18
Reserve Margin Data: ENT
| 2015 | 2020 | 2025 | 2030 | 2035 | 2040
a. Peak Demand | 31307.38 | 32329.04 | 32660.25 | 33862.28 | 33334.91 | 33970.92
b. Peak Demand + Reserve Margin | 35690.41 | 36855.11 | 37232.68 | 38603 | 38001.79 | 38726.84
c. DR MW | 301.55 | 1538.95 | 2854.33 | 2930.78 | 3009.27 | 3089.87
d. Capacity Credit | 35690.41 | 36855.11 | 38181.13 | 38603 | 38001.79 | 38726.84
Reserve Margin Data: ERCOT
| 2015 | 2020 | 2025 | 2030 | 2035 | 2040
a. Peak Demand | 69122.76 | 72300.72 | 75751.09 | 78846.5 | 80814.33 | 84384.65
b. Peak Demand + Reserve Margin | 77763.1 | 81338.31 | 85219.97 | 88702.31 | 90916.12 | 94932.73
c. DR MW | 740.81 | 3617.73 | 6720.3 | 6926.25 | 7155.61 | 7391.29
d. Capacity Credit | 77763.1 | 81338.31 | 85219.97 | 88702.31 | 90916.12 | 94932.73
Reserve Margin Data: FRCC
| 2015 | 2020 | 2025 | 2030 | 2035 | 2040
a. Peak Demand | 49629.34 | 52657.84 | 54864.62 | 55607.32 | 62366.88 | 65820.37
b. Peak Demand + Reserve Margin | 57570.04 | 61083.09 | 63642.96 | 64504.49 | 72345.58 | 76351.63
c. DR MW | 2734.45 | 3962.85 | 5527.63 | 5878.95 | 6252.59 | 6649.99
d. Capacity Credit | 57570.04 | 61083.09 | 63642.96 | 64504.49 | 72345.58 | 76351.63
Reserve Margin Data: IESO
| 2015 | 2020 | 2025 | 2030 | 2035 | 2040
a. Peak Demand | 23324.15 | 22671.05 | 23575.58 | 24294.68 | 25180.78 | 26098.03
b. Peak Demand + Reserve Margin | 27289.26 | 26525.13 | 27583.43 | 28424.78 | 29461.52 | 30534.69
c. DR MW | 1958.79 | 2066.83 | 2340.54 | 2421.21 | 2504.65 | 2590.98
d. Capacity Credit | 30015.33 | 30123.38 | 30397.08 | 30477.75 | 29461.52 | 30534.69
Reserve Margin Data: MAPP_CA
| 2015 | 2020 | 2025 | 2030 | 2035 | 2040
a. Peak Demand | 8678.03 | 9167.8 | 9581.02 | 9922.39 | 10335.46 | 10765.25
b. Peak Demand + Reserve Margin | 9719.4 | 10267.94 | 10730.74 | 11113.07 | 11575.72 | 12057.08
c. DR MW | 89.5 | 308.14 | 546.73 | 568.39 | 590.9 | 614.31
d. Capacity Credit | 9719.4 | 10267.94 | 10730.74 | 12523.72 | 12546.24 | 12569.64
Reserve Margin Data: MAPP_US
| 2015 | 2020 | 2025 | 2030 | 2035 | 2040
a. Peak Demand | 5385.39 | 5812.84 | 5895.92 | 6523.72 | 7302.83 | 7737.89
b. Peak Demand + Reserve Margin | 6139.34 | 6626.64 | 6721.35 | 7437.04 | 8325.23 | 8821.19
c. DR MW | 59 | 199.4 | 353.8 | 367.81 | 382.38 | 397.53
d. Capacity Credit | 6858.45 | 6704.94 | 6859.34 | 7437.04 | 8325.23 | 8821.19
Reserve Margin Data: NEISO
| 2015 | 2020 | 2025 | 2030 | 2035 | 2040
a. Peak Demand | 28587.47 | 29161.77 | 29515.48 | 29325.69 | 29642.25 | 29967.52
b. Peak Demand + Reserve Margin | 33161.46 | 33827.66 | 34237.95 | 34017.8 | 34385.01 | 34762.32
c. DR MW | 3092.4 | 3627.72 | 4230.66 | 4257.78 | 4282.5 | 4307.35
d. Capacity Credit | 33161.46 | 33827.66 | 35779.69 | 36878.66 | 35614.38 | 34762.32
Reserve Margin Data: NonRTO_Midwest
| 2015 | 2020 | 2025 | 2030 | 2035 | 2040
a. Peak Demand | 10997.43 | 11557.26 | 12593.01 | 12608.81 | 12625.01 | 12861.91
b. Peak Demand + Reserve Margin | 12537.07 | 13175.28 | 14356.04 | 14374.05 | 14392.51 | 14662.58
c. DR MW | 193.98 | 453.37 | 727.88 | 745.89 | 764.35 | 783.26
d. Capacity Credit | 12922.77 | 13175.28 | 14356.04 | 14374.05 | 14392.51 | 14662.58
Reserve Margin Data: NYISO_J-K
| 2015 | 2020 | 2025 | 2030 | 2035 | 2040
a. Peak Demand | 15335.64 | 16134.02 | 16622.39 | 17125.87 | 18273.19 | 19284.32
b. Peak Demand + Reserve Margin | 14108.79 | 14843.3 | 15292.59 | 15755.8 | 16811.33 | 17741.58
c. DR MW | 1319.07 | 1502.66 | 1718.62 | 1795.58 | 1875.99 | 1960
d. Capacity Credit | 14972.82 | 15156.41 | 15446.7 | 15939.57 | 17330.23 | 17741.58
Reserve Margin Data: PJM_E
| 2015 | 2020 | 2025 | 2030 | 2035 | 2040
a. Peak Demand | 30496.29 | 28002.68 | 29080 | 30280.37 | 31378.03 | 33213.54
b. Peak Demand + Reserve Margin | 29825.38 | 27386.62 | 28440.24 | 29614.2 | 30687.71 | 32482.84
c. DR MW | 1256.73 | 1718.17 | 2388.62 | 2469.72 | 2553.57 | 2640.27
d. Capacity Credit | 30432.21 | 29841.6 | 30842.06 | 30923.16 | 31172.22 | 32482.84
Reserve Margin Data: RMPA
| 2015 | 2020 | 2025 | 2030 | 2035 | 2040
a. Peak Demand | 12771.87 | 14295.76 | 15449.08 | 15994.24 | 17033.64 | 18141.24
b. Peak Demand + Reserve Margin | 14559.93 | 16297.16 | 17611.95 | 18233.43 | 19418.35 | 20681.01
c. DR MW | 486.05 | 622.89 | 804.5 | 856.88 | 912.57 | 971.91
d. Capacity Credit | 14628.24 | 16297.16 | 18222.9 | 18333.56 | 19418.35 | 20681.01
Reserve Margin Data: SOCO
| 2015 | 2020 | 2025 | 2030 | 2035 | 2040
a. Peak Demand | 52899.48 | 57291.95 | 59527.82 | 59788.36 | 60357.87 | 64966.75
b. Peak Demand + Reserve Margin | 60305.41 | 65312.82 | 67861.72 | 68158.73 | 68807.98 | 74062.09
c. DR MW | 2570.49 | 4773.97 | 7215.46 | 7512.46 | 7821.68 | 8143.63
d. Capacity Credit | 60307.44 | 65312.82 | 67861.72 | 68158.73 | 68807.98 | 74062.09
Reserve Margin Data: TVA
| 2015 | 2020 | 2025 | 2030 | 2035 | 2040
a. Peak Demand | 35176.02 | 36694.21 | 37508.46 | 40225.47 | 38639.19 | 38361.97
b. Peak Demand + Reserve Margin | 40452.42 | 42198.34 | 43134.72 | 46259.29 | 44435.07 | 44116.27
c. DR MW | 1805 | 2555.95 | 3357.9 | 3440.97 | 3526.11 | 3613.35
d. Capacity Credit | 41496.15 | 42198.34 | 43134.72 | 46259.29 | 44435.07 | 44116.27
Reserve Margin Data: VACAR
| 2015 | 2020 | 2025 | 2030 | 2035 | 2040
a. Peak Demand | 49078.1 | 54020.98 | 56590.21 | 57815.03 | 61730.48 | 64951.46
b. Peak Demand + Reserve Margin | 55949.03 | 61583.92 | 64512.84 | 65909.13 | 70372.75 | 74044.66
c. DR MW | 2339.28 | 3868.22 | 5651.52 | 5928.05 | 6218.12 | 6522.37
d. Capacity Credit | 55949.03 | 61583.92 | 64512.84 | 65909.13 | 70372.75 | 74044.66
Reserve Margin Data: AZ_NM_SNV
| 2015 | 2020 | 2025 | 2030 | 2035 | 2040
a. Peak Demand | 27349.04 | 29366.57 | 31522.49 | 35145.98 | 36365.12 | 39594.58
b. Peak Demand + Reserve Margin | 31642.84 | 33977.12 | 36471.52 | 40663.89 | 42074.45 | 45810.93
c. DR MW | 334.55 | 1076.71 | 1928.33 | 2059.84 | 2196.64 | 2344.36
d. Capacity Credit | 31642.84 | 33977.12 | 39341.35 | 47573.37 | 50199.17 | 53439.95
Reserve Margin Data: CA
| 2015 | 2020 | 2025 | 2030 | 2035 | 2040
a. Peak Demand | 62412.94 | 66392.56 | 69400.23 | 73558.84 | 77466.05 | 81413.33
b. Peak Demand + Reserve Margin | 72773.49 | 77413.73 | 80920.67 | 85769.61 | 90325.42 | 94927.94
c. DR MW | 4441.2 | 4603.38 | 4993.26 | 5277.46 | 5551.88 | 5835.06
d. Capacity Credit | 72773.49 | 77743.88 | 80920.67 | 85769.61 | 90325.42 | 94927.94
Reserve Margin Data: MISO
| 2015 | 2020 | 2025 | 2030 | 2035 | 2040
a. Peak Demand | 98208.02 | 100388.56 | 105677.55 | 112467.34 | 118143.39 | 122028.12
b. Peak Demand + Reserve Margin | 115296.22 | 117856.17 | 124065.44 | 132036.66 | 138700.34 | 143261.02
c. DR MW | 6024.78 | 8117.79 | 10669.2 | 11079.6 | 11505.92 | 11948.8
d. Capacity Credit | 116632.75 | 117856.17 | 124065.44 | 132036.66 | 138700.34 | 143261.02
Reserve Margin Data: NWPP
| 2015 | 2020 | 2025 | 2030 | 2035 | 2040
a. Peak Demand | 39511.72 | 41955.71 | 44393.08 | 47103.17 | 49869.02 | 51906.44
b. Peak Demand + Reserve Margin | 46623.83 | 49507.74 | 52383.83 | 55581.74 | 58845.44 | 61249.6
c. DR MW | 0.01 | 953.34 | 1988.72 | 2091.14 | 2193.74 | 2298.72
d. Capacity Credit | 55365.96 | 56102.08 | 58750.48 | 59249.61 | 59202.21 | 63878.82
Reserve Margin Data: NYISO
| 2015 | 2020 | 2025 | 2030 | 2035 | 2040
a. Peak Demand | 29814.63 | 31280.53 | 31901.74 | 32733.94 | 34190.67 | 35721.18
b. Peak Demand + Reserve Margin | 34734.04 | 36441.82 | 37165.53 | 38135.04 | 39832.13 | 41615.18
c. DR MW | 2565.83 | 2901.13 | 3296.24 | 3421.43 | 3551.63 | 3687.07
d. Capacity Credit | 35113.78 | 36441.82 | 38073.41 | 38135.04 | 39832.13 | 41615.18
Reserve Margin Data: NYISO_G-I_J-K
| 2015 | 2020 | 2025 | 2030 | 2035 | 2040
a. Peak Demand | 19283.69 | 20219.07 | 20819.81 | 21405.75 | 22758.54 | 23986.77
b. Peak Demand + Reserve Margin | 18319.5 | 19208.12 | 19778.82 | 20335.46 | 21620.61 | 22787.43
c. DR MW | 1658.63 | 1882.98 | 2152.95 | 2248.69 | 2348.69 | 2453.13
d. Capacity Credit | 19130.58 | 19360.18 | 19778.82 | 20335.46 | 22582.83 | 24157.75
Reserve Margin Data: PJM
| 2015 | 2020 | 2025 | 2030 | 2035 | 2040
a. Peak Demand | 156222.62 | 151560.11 | 156252 | 157487.91 | 163469.57 | 169345.54
b. Peak Demand + Reserve Margin | 180124.68 | 174748.8 | 180158.56 | 181583.56 | 188480.41 | 195255.41
c. DR MW | 6888.69 | 10788.12 | 15528.1 | 16025.26 | 16538.36 | 17067.93
d. Capacity Credit | 180124.68 | 174748.8 | 182032.38 | 181964.12 | 188480.41 | 195255.41
Reserve Margin Data: SPP
| 2015 | 2020 | 2025 | 2030 | 2035 | 2040
a. Peak Demand | 59190.21 | 62914.88 | 65383.9 | 67824.13 | 72335.43 | 73963.08
b. Peak Demand + Reserve Margin | 67240.08 | 71471.3 | 74276.11 | 77048.21 | 82173.05 | 84022.06
c. DR MW | 1132.21 | 3430.99 | 5911.36 | 6129.52 | 6355.94 | 6590.94
d. Capacity Credit | 67240.08 | 71471.3 | 74276.11 | 82098.25 | 82173.05 | 84022.06

## Transmission
$/MW
[8 empty] | Transfer |  | $/MWh | $/MWh | Wheel+ | $/MWh
Year | Line | From | To | EI Internal/External | Season | Block | Duration | Limit | MW flow | From price | To price | Friction | Shadow Price
2015 | ENT_2_SOCO | ENT | SOCO | Internal | Shoulder | B11 | 25 | 2431 | 0 | 65.42 | 70.87 | 8 | 0
2015 | ENT_2_SOCO | ENT | SOCO | Internal | Shoulder | B12 | 200 | 2431 | 0 | 52.77 | 52.89 | 8 | 0
2015 | ENT_2_SOCO | ENT | SOCO | Internal | Shoulder | B13 | 600 | 2431 | 0 | 52.77 | 52.89 | 8 | 0
2015 | ENT_2_SOCO | ENT | SOCO | Internal | Shoulder | B14 | 900 | 2431 | 0 | 52.39 | 52.89 | 8 | 0
2015 | ENT_2_SOCO | ENT | SOCO | Internal | Shoulder | B15 | 1203 | 2431 | 0 | 50.65 | 52.89 | 8 | 0
2015 | ENT_2_SOCO | ENT | SOCO | Internal | Summer | B1 | 10 | 2431 | 0 | 80.71 | 86.97 | 8 | 0
2015 | ENT_2_SOCO | ENT | SOCO | Internal | Summer | B2 | 25 | 2431 | 188.39 | 78.97 | 86.97 | 8 | 0
2015 | ENT_2_SOCO | ENT | SOCO | Internal | Summer | B3 | 75 | 2431 | 1173.48 | 76.79 | 84.79 | 8 | 0
2015 | ENT_2_SOCO | ENT | SOCO | Internal | Summer | B4 | 100 | 2431 | 1575.58 | 73.44 | 81.44 | 8 | 0
2015 | ENT_2_SOCO | ENT | SOCO | Internal | Summer | B5 | 200 | 2431 | 0 | 67.83 | 70.84 | 8 | 0
2015 | ENT_2_SOCO | ENT | SOCO | Internal | Summer | B6 | 300 | 2431 | 62.21 | 57.6 | 65.6 | 8 | 0
2015 | ENT_2_SOCO | ENT | SOCO | Internal | Summer | B7 | 400 | 2431 | 0 | 51.56 | 55.4 | 8 | 0
2015 | ENT_2_SOCO | ENT | SOCO | Internal | Summer | B8 | 500 | 2431 | 0 | 51.56 | 51.73 | 8 | 0
2015 | ENT_2_SOCO | ENT | SOCO | Internal | Summer | B9 | 800 | 2431 | 0 | 50.19 | 51.72 | 8 | 0
2015 | ENT_2_SOCO | ENT | SOCO | Internal | Summer | B10 | 1262 | 2431 | 0 | 49.12 | 47.52 | 8 | 0
2015 | ENT_2_SOCO | ENT | SOCO | Internal | Winter | B16 | 25 | 2431 | 753.01 | 60.54 | 68.54 | 8 | 0
2015 | ENT_2_SOCO | ENT | SOCO | Internal | Winter | B17 | 100 | 2431 | 0 | 55.21 | 55.27 | 8 | 0
2015 | ENT_2_SOCO | ENT | SOCO | Internal | Winter | B18 | 400 | 2431 | 0 | 55.21 | 54.47 | 8 | 0
2015 | ENT_2_SOCO | ENT | SOCO | Internal | Winter | B19 | 700 | 2431 | 0 | 54.81 | 54.47 | 8 | 0
2015 | ENT_2_SOCO | ENT | SOCO | Internal | Winter | B20 | 935 | 2431 | 0 | 50.57 | 50.7 | 8 | 0
2015 | ENT_2_TVA_Transmission | ENT | TVA_Transmission | Internal | Shoulder | B11 | 25 | 2100 | 0 | 65.42 | 61.87 | 8 | 0
2015 | ENT_2_TVA_Transmission | ENT | TVA_Transmission | Internal | Shoulder | B12 | 200 | 2100 | 0 | 52.77 | 54.14 | 8 | 0
2015 | ENT_2_TVA_Transmission | ENT | TVA_Transmission | Internal | Shoulder | B13 | 600 | 2100 | 0 | 52.77 | 52.31 | 8 | 0
2015 | ENT_2_TVA_Transmission | ENT | TVA_Transmission | Internal | Shoulder | B14 | 900 | 2100 | 0 | 52.39 | 48.09 | 8 | 0
2015 | ENT_2_TVA_Transmission | ENT | TVA_Transmission | Internal | Shoulder | B15 | 1203 | 2100 | 0 | 50.65 | 45.79 | 8 | 0
2015 | ENT_2_TVA_Transmission | ENT | TVA_Transmission | Internal | Summer | B1 | 10 | 2100 | 500.51 | 80.71 | 88.71 | 8 | 0
2015 | ENT_2_TVA_Transmission | ENT | TVA_Transmission | Internal | Summer | B2 | 25 | 2100 | 732.46 | 78.97 | 86.97 | 8 | 0
2015 | ENT_2_TVA_Transmission | ENT | TVA_Transmission | Internal | Summer | B3 | 75 | 2100 | 528.69 | 76.79 | 84.79 | 8 | 0
2015 | ENT_2_TVA_Transmission | ENT | TVA_Transmission | Internal | Summer | B4 | 100 | 2100 | 0 | 73.44 | 79.02 | 8 | 0
2015 | ENT_2_TVA_Transmission | ENT | TVA_Transmission | Internal | Summer | B5 | 200 | 2100 | 0 | 67.83 | 63.07 | 8 | 0
2015 | ENT_2_TVA_Transmission | ENT | TVA_Transmission | Internal | Summer | B6 | 300 | 2100 | 0 | 57.6 | 56.6 | 8 | 0
2015 | ENT_2_TVA_Transmission | ENT | TVA_Transmission | Internal | Summer | B7 | 400 | 2100 | 0 | 51.56 | 50.94 | 8 | 0
2015 | ENT_2_TVA_Transmission | ENT | TVA_Transmission | Internal | Summer | B8 | 500 | 2100 | 0 | 51.56 | 47.17 | 8 | 0
2015 | ENT_2_TVA_Transmission | ENT | TVA_Transmission | Internal | Summer | B9 | 800 | 2100 | 0 | 50.19 | 46.98 | 8 | 0
2015 | ENT_2_TVA_Transmission | ENT | TVA_Transmission | Internal | Summer | B10 | 1262 | 2100 | 0 | 49.12 | 41.28 | 8 | 0
2015 | ENT_2_TVA_Transmission | ENT | TVA_Transmission | Internal | Winter | B16 | 25 | 2100 | 0 | 60.54 | 63.51 | 8 | 0
2015 | ENT_2_TVA_Transmission | ENT | TVA_Transmission | Internal | Winter | B17 | 100 | 2100 | 0 | 55.21 | 56.9 | 8 | 0
2015 | ENT_2_TVA_Transmission | ENT | TVA_Transmission | Internal | Winter | B18 | 400 | 2100 | 0 | 55.21 | 54.61 | 8 | 0
2015 | ENT_2_TVA_Transmission | ENT | TVA_Transmission | Internal | Winter | B19 | 700 | 2100 | 0 | 54.81 | 49.04 | 8 | 0
2015 | ENT_2_TVA_Transmission | ENT | TVA_Transmission | Internal | Winter | B20 | 935 | 2100 | 0 | 50.57 | 44.24 | 8 | 0
2015 | HQ_NEISO_2_NEISO | HQ_NEISO | NEISO | Internal | Shoulder | B11 | 25 | 99999 | 2920 | 49.77 | 49.78 | 0.01 | 0
2015 | HQ_NEISO_2_NEISO | HQ_NEISO | NEISO | Internal | Shoulder | B12 | 200 | 99999 | 2920 | 49.77 | 49.78 | 0.01 | 0
2015 | HQ_NEISO_2_NEISO | HQ_NEISO | NEISO | Internal | Shoulder | B13 | 600 | 99999 | 2920 | 49.77 | 49.78 | 0.01 | 0
2015 | HQ_NEISO_2_NEISO | HQ_NEISO | NEISO | Internal | Shoulder | B14 | 900 | 99999 | 2920 | 49.77 | 49.78 | 0.01 | 0
2015 | HQ_NEISO_2_NEISO | HQ_NEISO | NEISO | Internal | Shoulder | B15 | 1203 | 99999 | 1143.24 | 49.77 | 49.78 | 0.01 | 0
2015 | HQ_NEISO_2_NEISO | HQ_NEISO | NEISO | Internal | Summer | B1 | 10 | 99999 | 2920.1 | 85.74 | 85.75 | 0.01 | 0
2015 | HQ_NEISO_2_NEISO | HQ_NEISO | NEISO | Internal | Summer | B2 | 25 | 99999 | 2920 | 72.34 | 72.35 | 0.01 | 0
2015 | HQ_NEISO_2_NEISO | HQ_NEISO | NEISO | Internal | Summer | B3 | 75 | 99999 | 2920 | 65.16 | 65.17 | 0.01 | 0
2015 | HQ_NEISO_2_NEISO | HQ_NEISO | NEISO | Internal | Summer | B4 | 100 | 99999 | 2920 | 47.09 | 47.1 | 0.01 | 0
2015 | HQ_NEISO_2_NEISO | HQ_NEISO | NEISO | Internal | Summer | B5 | 200 | 99999 | 2920 | 47.09 | 47.1 | 0.01 | 0
2015 | HQ_NEISO_2_NEISO | HQ_NEISO | NEISO | Internal | Summer | B6 | 300 | 99999 | 2920 | 47.09 | 47.1 | 0.01 | 0
2015 | HQ_NEISO_2_NEISO | HQ_NEISO | NEISO | Internal | Summer | B7 | 400 | 99999 | 2920 | 47.09 | 47.1 | 0.01 | 0
2015 | HQ_NEISO_2_NEISO | HQ_NEISO | NEISO | Internal | Summer | B8 | 500 | 99999 | 2920 | 47.09 | 47.1 | 0.01 | 0
2015 | HQ_NEISO_2_NEISO | HQ_NEISO | NEISO | Internal | Summer | B9 | 800 | 99999 | 2920 | 47.09 | 47.1 | 0.01 | 0
2015 | HQ_NEISO_2_NEISO | HQ_NEISO | NEISO | Internal | Summer | B10 | 1262 | 99999 | 795.94 | 47.09 | 47.1 | 0.01 | 0
2015 | HQ_NEISO_2_NEISO | HQ_NEISO | NEISO | Internal | Winter | B16 | 25 | 99999 | 2920 | 58.16 | 58.18 | 0.01 | 0
2015 | HQ_NEISO_2_NEISO | HQ_NEISO | NEISO | Internal | Winter | B17 | 100 | 99999 | 2920 | 58.16 | 58.18 | 0.01 | 0
2015 | HQ_NEISO_2_NEISO | HQ_NEISO | NEISO | Internal | Winter | B18 | 400 | 99999 | 2920 | 58.16 | 58.18 | 0.01 | 0
2015 | HQ_NEISO_2_NEISO | HQ_NEISO | NEISO | Internal | Winter | B19 | 700 | 99999 | 2920 | 58.16 | 58.18 | 0.01 | 0
2015 | HQ_NEISO_2_NEISO | HQ_NEISO | NEISO | Internal | Winter | B20 | 935 | 99999 | 1233.58 | 58.16 | 58.18 | 0.01 | 0
2015 | HQ_NY_2_NYISO_A-F | HQ_NY | NYISO_A-F | Internal | Shoulder | B11 | 25 | 99999 | 1000 | 52.76 | 52.77 | 0.01 | 0
2015 | HQ_NY_2_NYISO_A-F | HQ_NY | NYISO_A-F | Internal | Shoulder | B12 | 200 | 99999 | 1000 | 52.75 | 52.76 | 0.01 | 0
2015 | HQ_NY_2_NYISO_A-F | HQ_NY | NYISO_A-F | Internal | Shoulder | B13 | 600 | 99999 | 1000 | 48.49 | 48.5 | 0.01 | 0
2015 | HQ_NY_2_NYISO_A-F | HQ_NY | NYISO_A-F | Internal | Shoulder | B14 | 900 | 99999 | 1000 | 48.47 | 48.49 | 0.01 | 0
2015 | HQ_NY_2_NYISO_A-F | HQ_NY | NYISO_A-F | Internal | Shoulder | B15 | 1203 | 99999 | 188.69 | 48.47 | 48.49 | 0.01 | 0
2015 | HQ_NY_2_NYISO_A-F | HQ_NY | NYISO_A-F | Internal | Summer | B1 | 10 | 99999 | 1000 | 77.1 | 77.11 | 0.01 | 0
2015 | HQ_NY_2_NYISO_A-F | HQ_NY | NYISO_A-F | Internal | Summer | B2 | 25 | 99999 | 1000 | 72.97 | 72.99 | 0.01 | 0
2015 | HQ_NY_2_NYISO_A-F | HQ_NY | NYISO_A-F | Internal | Summer | B3 | 75 | 99999 | 1000 | 64.79 | 64.8 | 0.01 | 0
2015 | HQ_NY_2_NYISO_A-F | HQ_NY | NYISO_A-F | Internal | Summer | B4 | 100 | 99999 | 1000 | 57.95 | 57.96 | 0.01 | 0
2015 | HQ_NY_2_NYISO_A-F | HQ_NY | NYISO_A-F | Internal | Summer | B5 | 200 | 99999 | 1000 | 53.83 | 53.84 | 0.01 | 0
2015 | HQ_NY_2_NYISO_A-F | HQ_NY | NYISO_A-F | Internal | Summer | B6 | 300 | 99999 | 1000 | 51.55 | 51.56 | 0.01 | 0
2015 | HQ_NY_2_NYISO_A-F | HQ_NY | NYISO_A-F | Internal | Summer | B7 | 400 | 99999 | 1000 | 50.08 | 50.09 | 0.01 | 0
2015 | HQ_NY_2_NYISO_A-F | HQ_NY | NYISO_A-F | Internal | Summer | B8 | 500 | 99999 | 1000 | 47.31 | 47.32 | 0.01 | 0
2015 | HQ_NY_2_NYISO_A-F | HQ_NY | NYISO_A-F | Internal | Summer | B9 | 800 | 99999 | 1000 | 46.81 | 46.82 | 0.01 | 0
2015 | HQ_NY_2_NYISO_A-F | HQ_NY | NYISO_A-F | Internal | Summer | B10 | 1262 | 99999 | 30.11 | 46.81 | 46.82 | 0.01 | 0
2015 | HQ_NY_2_NYISO_A-F | HQ_NY | NYISO_A-F | Internal | Winter | B16 | 25 | 99999 | 1000 | 55.5 | 55.51 | 0.01 | 0
2015 | HQ_NY_2_NYISO_A-F | HQ_NY | NYISO_A-F | Internal | Winter | B17 | 100 | 99999 | 1000 | 55.16 | 55.18 | 0.01 | 0
2015 | HQ_NY_2_NYISO_A-F | HQ_NY | NYISO_A-F | Internal | Winter | B18 | 400 | 99999 | 1000 | 50.97 | 50.99 | 0.01 | 0
2015 | HQ_NY_2_NYISO_A-F | HQ_NY | NYISO_A-F | Internal | Winter | B19 | 700 | 99999 | 1000 | 50.62 | 50.63 | 0.01 | 0
2015 | HQ_NY_2_NYISO_A-F | HQ_NY | NYISO_A-F | Internal | Winter | B20 | 935 | 99999 | 229.95 | 50.62 | 50.63 | 0.01 | 0
2015 | HQ_IESO_2_IESO | HQ_IESO | IESO | Internal | Shoulder | B11 | 25 | 99999 | 400 | 45.76 | 45.77 | 0.01 | 0
2015 | HQ_IESO_2_IESO | HQ_IESO | IESO | Internal | Shoulder | B12 | 200 | 99999 | 400 | 41.77 | 41.78 | 0.01 | 0
2015 | HQ_IESO_2_IESO | HQ_IESO | IESO | Internal | Shoulder | B13 | 600 | 99999 | 400 | 40.96 | 40.97 | 0.01 | 0
2015 | HQ_IESO_2_IESO | HQ_IESO | IESO | Internal | Shoulder | B14 | 900 | 99999 | 400 | 40.96 | 40.97 | 0.01 | 0
2015 | HQ_IESO_2_IESO | HQ_IESO | IESO | Internal | Shoulder | B15 | 1203 | 99999 | 75.48 | 40.96 | 40.97 | 0.01 | 0
2015 | HQ_IESO_2_IESO | HQ_IESO | IESO | Internal | Summer | B1 | 10 | 99999 | 400 | 70.1 | 70.11 | 0.01 | 0
2015 | HQ_IESO_2_IESO | HQ_IESO | IESO | Internal | Summer | B2 | 25 | 99999 | 400 | 65.97 | 65.99 | 0.01 | 0
2015 | HQ_IESO_2_IESO | HQ_IESO | IESO | Internal | Summer | B3 | 75 | 99999 | 400 | 57.79 | 57.8 | 0.01 | 0
2015 | HQ_IESO_2_IESO | HQ_IESO | IESO | Internal | Summer | B4 | 100 | 99999 | 400 | 50.95 | 50.96 | 0.01 | 0
2015 | HQ_IESO_2_IESO | HQ_IESO | IESO | Internal | Summer | B5 | 200 | 99999 | 400 | 46.83 | 46.84 | 0.01 | 0
2015 | HQ_IESO_2_IESO | HQ_IESO | IESO | Internal | Summer | B6 | 300 | 99999 | 400 | 44.55 | 44.56 | 0.01 | 0
2015 | HQ_IESO_2_IESO | HQ_IESO | IESO | Internal | Summer | B7 | 400 | 99999 | 400 | 40.23 | 40.24 | 0.01 | 0
2015 | HQ_IESO_2_IESO | HQ_IESO | IESO | Internal | Summer | B8 | 500 | 99999 | 400 | 39.09 | 39.11 | 0.01 | 0
2015 | HQ_IESO_2_IESO | HQ_IESO | IESO | Internal | Summer | B9 | 800 | 99999 | 400 | 39.09 | 39.11 | 0.01 | 0
2015 | HQ_IESO_2_IESO | HQ_IESO | IESO | Internal | Summer | B10 | 1262 | 99999 | 12.04 | 39.09 | 39.11 | 0.01 | 0
2015 | HQ_IESO_2_IESO | HQ_IESO | IESO | Internal | Winter | B16 | 25 | 99999 | 400 | 48.5 | 48.51 | 0.01 | 0
2015 | HQ_IESO_2_IESO | HQ_IESO | IESO | Internal | Winter | B17 | 100 | 99999 | 400 | 44.37 | 44.38 | 0.01 | 0
2015 | HQ_IESO_2_IESO | HQ_IESO | IESO | Internal | Winter | B18 | 400 | 99999 | 400 | 43.62 | 43.63 | 0.01 | 0
2015 | HQ_IESO_2_IESO | HQ_IESO | IESO | Internal | Winter | B19 | 700 | 99999 | 400 | 43.62 | 43.63 | 0.01 | 0
2015 | HQ_IESO_2_IESO | HQ_IESO | IESO | Internal | Winter | B20 | 935 | 99999 | 91.98 | 43.62 | 43.63 | 0.01 | 0
2015 | IESO_2_MAPP_CA | IESO | MAPP_CA | Internal | Shoulder | B11 | 25 | 262 | 262 | 45.77 | 53.1 | 7 | 0.33
2015 | IESO_2_MAPP_CA | IESO | MAPP_CA | Internal | Shoulder | B12 | 200 | 262 | 262 | 41.78 | 48.8 | 7 | 0.02
2015 | IESO_2_MAPP_CA | IESO | MAPP_CA | Internal | Shoulder | B13 | 600 | 262 | 262 | 40.97 | 48.8 | 7 | 0.83
2015 | IESO_2_MAPP_CA | IESO | MAPP_CA | Internal | Shoulder | B14 | 900 | 262 | 262 | 40.97 | 48.8 | 7 | 0.83
2015 | IESO_2_MAPP_CA | IESO | MAPP_CA | Internal | Shoulder | B15 | 1203 | 262 | 262 | 40.97 | 48.8 | 7 | 0.83
2015 | IESO_2_MAPP_CA | IESO | MAPP_CA | Internal | Summer | B1 | 10 | 262 | 46.14 | 70.11 | 77.11 | 7 | 0
2015 | IESO_2_MAPP_CA | IESO | MAPP_CA | Internal | Summer | B2 | 25 | 262 | 159.64 | 65.99 | 72.99 | 7 | 0
2015 | IESO_2_MAPP_CA | IESO | MAPP_CA | Internal | Summer | B3 | 75 | 262 | 219.63 | 57.8 | 64.8 | 7 | 0
2015 | IESO_2_MAPP_CA | IESO | MAPP_CA | Internal | Summer | B4 | 100 | 262 | 262 | 50.96 | 59.24 | 7 | 1.28
2015 | IESO_2_MAPP_CA | IESO | MAPP_CA | Internal | Summer | B5 | 200 | 262 | 182.55 | 46.84 | 53.84 | 7 | 0
2015 | IESO_2_MAPP_CA | IESO | MAPP_CA | Internal | Summer | B6 | 300 | 262 | 0 | 44.56 | 51.54 | 7 | 0
2015 | IESO_2_MAPP_CA | IESO | MAPP_CA | Internal | Summer | B7 | 400 | 262 | 185.39 | 40.24 | 47.24 | 7 | 0
2015 | IESO_2_MAPP_CA | IESO | MAPP_CA | Internal | Summer | B8 | 500 | 262 | 262 | 39.11 | 47.24 | 7 | 1.13
2015 | IESO_2_MAPP_CA | IESO | MAPP_CA | Internal | Summer | B9 | 800 | 262 | 262 | 39.11 | 47.24 | 7 | 1.13
2015 | IESO_2_MAPP_CA | IESO | MAPP_CA | Internal | Summer | B10 | 1262 | 262 | 262 | 39.11 | 47.24 | 7 | 1.13
2015 | IESO_2_MAPP_CA | IESO | MAPP_CA | Internal | Winter | B16 | 25 | 262 | 40.43 | 48.51 | 55.51 | 7 | 0
2015 | IESO_2_MAPP_CA | IESO | MAPP_CA | Internal | Winter | B17 | 100 | 262 | 0 | 44.38 | 51.37 | 7 | 0
2015 | IESO_2_MAPP_CA | IESO | MAPP_CA | Internal | Winter | B18 | 400 | 262 | 28.42 | 43.63 | 50.63 | 7 | 0
2015 | IESO_2_MAPP_CA | IESO | MAPP_CA | Internal | Winter | B19 | 700 | 262 | 17.45 | 43.63 | 50.63 | 7 | 0
2015 | IESO_2_MAPP_CA | IESO | MAPP_CA | Internal | Winter | B20 | 935 | 262 | 12 | 43.63 | 50.63 | 7 | 0
2015 | IESO_2_MISO_MI | IESO | MISO_MI | Internal | Shoulder | B11 | 25 | 1840 | 1840 | 45.77 | 56.87 | 7 | 4.1
2015 | IESO_2_MISO_MI | IESO | MISO_MI | Internal | Shoulder | B12 | 200 | 1840 | 1265.5 | 41.78 | 48.78 | 7 | 0
2015 | IESO_2_MISO_MI | IESO | MISO_MI | Internal | Shoulder | B13 | 600 | 1840 | 835.09 | 40.97 | 47.97 | 7 | 0
2015 | IESO_2_MISO_MI | IESO | MISO_MI | Internal | Shoulder | B14 | 900 | 1840 | 0 | 40.97 | 47.19 | 7 | 0
2015 | IESO_2_MISO_MI | IESO | MISO_MI | Internal | Shoulder | B15 | 1203 | 1840 | 0 | 40.97 | 40.87 | 7 | 0
2015 | IESO_2_MISO_MI | IESO | MISO_MI | Internal | Summer | B1 | 10 | 1840 | 1840 | 70.11 | 80.71 | 7 | 3.61
2015 | IESO_2_MISO_MI | IESO | MISO_MI | Internal | Summer | B2 | 25 | 1840 | 1840 | 65.99 | 78.97 | 7 | 5.99
2015 | IESO_2_MISO_MI | IESO | MISO_MI | Internal | Summer | B3 | 75 | 1840 | 1840 | 57.8 | 76.79 | 7 | 11.98
2015 | IESO_2_MISO_MI | IESO | MISO_MI | Internal | Summer | B4 | 100 | 1840 | 1840 | 50.96 | 73.23 | 7 | 15.27
2015 | IESO_2_MISO_MI | IESO | MISO_MI | Internal | Summer | B5 | 200 | 1840 | 1840 | 46.84 | 57.11 | 7 | 3.27
2015 | IESO_2_MISO_MI | IESO | MISO_MI | Internal | Summer | B6 | 300 | 1840 | 1178.91 | 44.56 | 51.56 | 7 | 0
2015 | IESO_2_MISO_MI | IESO | MISO_MI | Internal | Summer | B7 | 400 | 1840 | 912.74 | 40.24 | 47.24 | 7 | 0
2015 | IESO_2_MISO_MI | IESO | MISO_MI | Internal | Summer | B8 | 500 | 1840 | 328.45 | 39.11 | 46.11 | 7 | 0
2015 | IESO_2_MISO_MI | IESO | MISO_MI | Internal | Summer | B9 | 800 | 1840 | 0 | 39.11 | 42.21 | 7 | 0
2015 | IESO_2_MISO_MI | IESO | MISO_MI | Internal | Summer | B10 | 1262 | 1840 | 0 | 39.11 | 37.12 | 7 | 0
2015 | IESO_2_MISO_MI | IESO | MISO_MI | Internal | Winter | B16 | 25 | 1840 | 1197.62 | 48.51 | 55.51 | 7 | 0
2015 | IESO_2_MISO_MI | IESO | MISO_MI | Internal | Winter | B17 | 100 | 1840 | 818.79 | 44.38 | 51.38 | 7 | 0
2015 | IESO_2_MISO_MI | IESO | MISO_MI | Internal | Winter | B18 | 400 | 1840 | 0 | 43.63 | 50.51 | 7 | 0
2015 | IESO_2_MISO_MI | IESO | MISO_MI | Internal | Winter | B19 | 700 | 1840 | 0 | 43.63 | 49.03 | 7 | 0
2015 | IESO_2_MISO_MI | IESO | MISO_MI | Internal | Winter | B20 | 935 | 1840 | 0 | 43.63 | 38.54 | 7 | 0
2015 | IESO_2_MISO_W | IESO | MISO_W | Internal | Shoulder | B11 | 25 | 214 | 214 | 45.77 | 57.43 | 7 | 4.66
2015 | IESO_2_MISO_W | IESO | MISO_W | Internal | Shoulder | B12 | 200 | 214 | 214 | 41.78 | 48.79 | 7 | 0.01
2015 | IESO_2_MISO_W | IESO | MISO_W | Internal | Shoulder | B13 | 600 | 214 | 214 | 40.97 | 48.01 | 7 | 0.03
2015 | IESO_2_MISO_W | IESO | MISO_W | Internal | Shoulder | B14 | 900 | 214 | 0 | 40.97 | 47.19 | 7 | 0
2015 | IESO_2_MISO_W | IESO | MISO_W | Internal | Shoulder | B15 | 1203 | 214 | 0 | 40.97 | 40.9 | 7 | 0
2015 | IESO_2_MISO_W | IESO | MISO_W | Internal | Summer | B1 | 10 | 214 | 214 | 70.11 | 80.71 | 7 | 3.61
2015 | IESO_2_MISO_W | IESO | MISO_W | Internal | Summer | B2 | 25 | 214 | 214 | 65.99 | 78.99 | 7 | 6
2015 | IESO_2_MISO_W | IESO | MISO_W | Internal | Summer | B3 | 75 | 214 | 214 | 57.8 | 78.01 | 7 | 13.21
2015 | IESO_2_MISO_W | IESO | MISO_W | Internal | Summer | B4 | 100 | 214 | 214 | 50.96 | 73.24 | 7 | 15.28
2015 | IESO_2_MISO_W | IESO | MISO_W | Internal | Summer | B5 | 200 | 214 | 214 | 46.84 | 59.84 | 7 | 6
2015 | IESO_2_MISO_W | IESO | MISO_W | Internal | Summer | B6 | 300 | 214 | 0 | 44.56 | 51.55 | 7 | 0
2015 | IESO_2_MISO_W | IESO | MISO_W | Internal | Summer | B7 | 400 | 214 | 0 | 40.24 | 47.23 | 7 | 0
2015 | IESO_2_MISO_W | IESO | MISO_W | Internal | Summer | B8 | 500 | 214 | 0 | 39.11 | 46.09 | 7 | 0
2015 | IESO_2_MISO_W | IESO | MISO_W | Internal | Summer | B9 | 800 | 214 | 0 | 39.11 | 42.2 | 7 | 0
2015 | IESO_2_MISO_W | IESO | MISO_W | Internal | Summer | B10 | 1262 | 214 | 0 | 39.11 | 37.11 | 7 | 0
2015 | IESO_2_MISO_W | IESO | MISO_W | Internal | Winter | B16 | 25 | 214 | 214 | 48.51 | 55.52 | 7 | 0.01
2015 | IESO_2_MISO_W | IESO | MISO_W | Internal | Winter | B17 | 100 | 214 | 199.5 | 44.38 | 51.38 | 7 | 0
2015 | IESO_2_MISO_W | IESO | MISO_W | Internal | Winter | B18 | 400 | 214 | 0 | 43.63 | 50.51 | 7 | 0
2015 | IESO_2_MISO_W | IESO | MISO_W | Internal | Winter | B19 | 700 | 214 | 0 | 43.63 | 49.07 | 7 | 0
2015 | IESO_2_MISO_W | IESO | MISO_W | Internal | Winter | B20 | 935 | 214 | 0 | 43.63 | 38.57 | 7 | 0
2015 | IESO_2_NYISO_A-F | IESO | NYISO_A-F | Internal | Shoulder | B11 | 25 | 1725 | 1349.34 | 45.77 | 52.77 | 7 | 0
2015 | IESO_2_NYISO_A-F | IESO | NYISO_A-F | Internal | Shoulder | B12 | 200 | 1725 | 1725 | 41.78 | 52.76 | 7 | 3.98
2015 | IESO_2_NYISO_A-F | IESO | NYISO_A-F | Internal | Shoulder | B13 | 600 | 1725 | 1725 | 40.97 | 48.5 | 7 | 0.53
2015 | IESO_2_NYISO_A-F | IESO | NYISO_A-F | Internal | Shoulder | B14 | 900 | 1725 | 1725 | 40.97 | 48.49 | 7 | 0.51
2015 | IESO_2_NYISO_A-F | IESO | NYISO_A-F | Internal | Shoulder | B15 | 1203 | 1725 | 1725 | 40.97 | 48.49 | 7 | 0.51
2015 | IESO_2_NYISO_A-F | IESO | NYISO_A-F | Internal | Summer | B1 | 10 | 1725 | 291.68 | 70.11 | 77.11 | 7 | 0
2015 | IESO_2_NYISO_A-F | IESO | NYISO_A-F | Internal | Summer | B2 | 25 | 1725 | 702.19 | 65.99 | 72.99 | 7 | 0
2015 | IESO_2_NYISO_A-F | IESO | NYISO_A-F | Internal | Summer | B3 | 75 | 1725 | 1654.94 | 57.8 | 64.8 | 7 | 0
2015 | IESO_2_NYISO_A-F | IESO | NYISO_A-F | Internal | Summer | B4 | 100 | 1725 | 1454.75 | 50.96 | 57.96 | 7 | 0
2015 | IESO_2_NYISO_A-F | IESO | NYISO_A-F | Internal | Summer | B5 | 200 | 1725 | 356.76 | 46.84 | 53.84 | 7 | 0
2015 | IESO_2_NYISO_A-F | IESO | NYISO_A-F | Internal | Summer | B6 | 300 | 1725 | 930.97 | 44.56 | 51.56 | 7 | 0
2015 | IESO_2_NYISO_A-F | IESO | NYISO_A-F | Internal | Summer | B7 | 400 | 1725 | 1725 | 40.24 | 50.09 | 7 | 2.85
2015 | IESO_2_NYISO_A-F | IESO | NYISO_A-F | Internal | Summer | B8 | 500 | 1725 | 1725 | 39.11 | 47.32 | 7 | 1.21
2015 | IESO_2_NYISO_A-F | IESO | NYISO_A-F | Internal | Summer | B9 | 800 | 1725 | 1725 | 39.11 | 46.82 | 7 | 0.72
2015 | IESO_2_NYISO_A-F | IESO | NYISO_A-F | Internal | Summer | B10 | 1262 | 1725 | 1725 | 39.11 | 46.82 | 7 | 0.72
2015 | IESO_2_NYISO_A-F | IESO | NYISO_A-F | Internal | Winter | B16 | 25 | 1725 | 828.06 | 48.51 | 55.51 | 7 | 0
2015 | IESO_2_NYISO_A-F | IESO | NYISO_A-F | Internal | Winter | B17 | 100 | 1725 | 1725 | 44.38 | 55.18 | 7 | 3.8
2015 | IESO_2_NYISO_A-F | IESO | NYISO_A-F | Internal | Winter | B18 | 400 | 1725 | 1725 | 43.63 | 50.99 | 7 | 0.35
2015 | IESO_2_NYISO_A-F | IESO | NYISO_A-F | Internal | Winter | B19 | 700 | 1725 | 1715.24 | 43.63 | 50.63 | 7 | 0
2015 | IESO_2_NYISO_A-F | IESO | NYISO_A-F | Internal | Winter | B20 | 935 | 1725 | 1622.17 | 43.63 | 50.63 | 7 | 0
2015 | MAPP_CA_2_IESO | MAPP_CA | IESO | Internal | Shoulder | B11 | 25 | 330 | 0 | 53.1 | 45.77 | 8 | 0
2015 | MAPP_CA_2_IESO | MAPP_CA | IESO | Internal | Shoulder | B12 | 200 | 330 | 0 | 48.8 | 41.78 | 8 | 0
2015 | MAPP_CA_2_IESO | MAPP_CA | IESO | Internal | Shoulder | B13 | 600 | 330 | 0 | 48.8 | 40.97 | 8 | 0
2015 | MAPP_CA_2_IESO | MAPP_CA | IESO | Internal | Shoulder | B14 | 900 | 330 | 0 | 48.8 | 40.97 | 8 | 0
2015 | MAPP_CA_2_IESO | MAPP_CA | IESO | Internal | Shoulder | B15 | 1203 | 330 | 0 | 48.8 | 40.97 | 8 | 0
2015 | MAPP_CA_2_IESO | MAPP_CA | IESO | Internal | Summer | B1 | 10 | 330 | 0 | 77.11 | 70.11 | 8 | 0
2015 | MAPP_CA_2_IESO | MAPP_CA | IESO | Internal | Summer | B2 | 25 | 330 | 0 | 72.99 | 65.99 | 8 | 0
2015 | MAPP_CA_2_IESO | MAPP_CA | IESO | Internal | Summer | B3 | 75 | 330 | 0 | 64.8 | 57.8 | 8 | 0
2015 | MAPP_CA_2_IESO | MAPP_CA | IESO | Internal | Summer | B4 | 100 | 330 | 0 | 59.24 | 50.96 | 8 | 0
2015 | MAPP_CA_2_IESO | MAPP_CA | IESO | Internal | Summer | B5 | 200 | 330 | 0 | 53.84 | 46.84 | 8 | 0
2015 | MAPP_CA_2_IESO | MAPP_CA | IESO | Internal | Summer | B6 | 300 | 330 | 0 | 51.54 | 44.56 | 8 | 0
2015 | MAPP_CA_2_IESO | MAPP_CA | IESO | Internal | Summer | B7 | 400 | 330 | 0 | 47.24 | 40.24 | 8 | 0
2015 | MAPP_CA_2_IESO | MAPP_CA | IESO | Internal | Summer | B8 | 500 | 330 | 0 | 47.24 | 39.11 | 8 | 0
2015 | MAPP_CA_2_IESO | MAPP_CA | IESO | Internal | Summer | B9 | 800 | 330 | 0 | 47.24 | 39.11 | 8 | 0
2015 | MAPP_CA_2_IESO | MAPP_CA | IESO | Internal | Summer | B10 | 1262 | 330 | 0 | 47.24 | 39.11 | 8 | 0
2015 | MAPP_CA_2_IESO | MAPP_CA | IESO | Internal | Winter | B16 | 25 | 330 | 0 | 55.51 | 48.51 | 8 | 0
2015 | MAPP_CA_2_IESO | MAPP_CA | IESO | Internal | Winter | B17 | 100 | 330 | 0 | 51.37 | 44.38 | 8 | 0
2015 | MAPP_CA_2_IESO | MAPP_CA | IESO | Internal | Winter | B18 | 400 | 330 | 0 | 50.63 | 43.63 | 8 | 0
2015 | MAPP_CA_2_IESO | MAPP_CA | IESO | Internal | Winter | B19 | 700 | 330 | 0 | 50.63 | 43.63 | 8 | 0
2015 | MAPP_CA_2_IESO | MAPP_CA | IESO | Internal | Winter | B20 | 935 | 330 | 0 | 50.63 | 43.63 | 8 | 0
2015 | MAPP_CA_2_MAPP_US | MAPP_CA | MAPP_US | Internal | Shoulder | B11 | 25 | 437 | 0 | 53.1 | 57.43 | 7 | 0
2015 | MAPP_CA_2_MAPP_US | MAPP_CA | MAPP_US | Internal | Shoulder | B12 | 200 | 437 | 0 | 48.8 | 45.84 | 7 | 0
2015 | MAPP_CA_2_MAPP_US | MAPP_CA | MAPP_US | Internal | Shoulder | B13 | 600 | 437 | 0 | 48.8 | 43.64 | 7 | 0
2015 | MAPP_CA_2_MAPP_US | MAPP_CA | MAPP_US | Internal | Shoulder | B14 | 900 | 437 | 0 | 48.8 | 43.52 | 7 | 0
2015 | MAPP_CA_2_MAPP_US | MAPP_CA | MAPP_US | Internal | Shoulder | B15 | 1203 | 437 | 0 | 48.8 | 40.9 | 7 | 0
2015 | MAPP_CA_2_MAPP_US | MAPP_CA | MAPP_US | Internal | Summer | B1 | 10 | 437 | 0 | 77.11 | 73.71 | 7 | 0
2015 | MAPP_CA_2_MAPP_US | MAPP_CA | MAPP_US | Internal | Summer | B2 | 25 | 437 | 0 | 72.99 | 73.42 | 7 | 0
2015 | MAPP_CA_2_MAPP_US | MAPP_CA | MAPP_US | Internal | Summer | B3 | 75 | 437 | 0 | 64.8 | 71.1 | 7 | 0
2015 | MAPP_CA_2_MAPP_US | MAPP_CA | MAPP_US | Internal | Summer | B4 | 100 | 437 | 136.57 | 59.24 | 66.24 | 7 | 0
2015 | MAPP_CA_2_MAPP_US | MAPP_CA | MAPP_US | Internal | Summer | B5 | 200 | 437 | 0 | 53.84 | 59.84 | 7 | 0
2015 | MAPP_CA_2_MAPP_US | MAPP_CA | MAPP_US | Internal | Summer | B6 | 300 | 437 | 0 | 51.54 | 51.54 | 7 | 0
2015 | MAPP_CA_2_MAPP_US | MAPP_CA | MAPP_US | Internal | Summer | B7 | 400 | 437 | 0 | 47.24 | 42.19 | 7 | 0
2015 | MAPP_CA_2_MAPP_US | MAPP_CA | MAPP_US | Internal | Summer | B8 | 500 | 437 | 0 | 47.24 | 42.19 | 7 | 0
2015 | MAPP_CA_2_MAPP_US | MAPP_CA | MAPP_US | Internal | Summer | B9 | 800 | 437 | 0 | 47.24 | 42.19 | 7 | 0
2015 | MAPP_CA_2_MAPP_US | MAPP_CA | MAPP_US | Internal | Summer | B10 | 1262 | 437 | 0 | 47.24 | 37.11 | 7 | 0
2015 | MAPP_CA_2_MAPP_US | MAPP_CA | MAPP_US | Internal | Winter | B16 | 25 | 437 | 0 | 55.51 | 48.52 | 7 | 0
2015 | MAPP_CA_2_MAPP_US | MAPP_CA | MAPP_US | Internal | Winter | B17 | 100 | 437 | 0 | 51.37 | 46 | 7 | 0
2015 | MAPP_CA_2_MAPP_US | MAPP_CA | MAPP_US | Internal | Winter | B18 | 400 | 437 | 0 | 50.63 | 45.88 | 7 | 0
2015 | MAPP_CA_2_MAPP_US | MAPP_CA | MAPP_US | Internal | Winter | B19 | 700 | 437 | 0 | 50.63 | 45.88 | 7 | 0
2015 | MAPP_CA_2_MAPP_US | MAPP_CA | MAPP_US | Internal | Winter | B20 | 935 | 437 | 0 | 50.63 | 38.56 | 7 | 0
2015 | MAPP_CA_2_MISO_W | MAPP_CA | MISO_W | Internal | Shoulder | B11 | 25 | 2058 | 2058 | 53.1 | 57.43 | 0.01 | 4.31
2015 | MAPP_CA_2_MISO_W | MAPP_CA | MISO_W | Internal | Shoulder | B12 | 200 | 2058 | 0 | 48.8 | 48.79 | 0.01 | 0
2015 | MAPP_CA_2_MISO_W | MAPP_CA | MISO_W | Internal | Shoulder | B13 | 600 | 2058 | 0 | 48.8 | 48.01 | 0.01 | 0
2015 | MAPP_CA_2_MISO_W | MAPP_CA | MISO_W | Internal | Shoulder | B14 | 900 | 2058 | 0 | 48.8 | 47.19 | 0.01 | 0
2015 | MAPP_CA_2_MISO_W | MAPP_CA | MISO_W | Internal | Shoulder | B15 | 1203 | 2058 | 0 | 48.8 | 40.9 | 0.01 | 0
2015 | MAPP_CA_2_MISO_W | MAPP_CA | MISO_W | Internal | Summer | B1 | 10 | 2058 | 2058 | 77.11 | 80.71 | 0.01 | 3.59
2015 | MAPP_CA_2_MISO_W | MAPP_CA | MISO_W | Internal | Summer | B2 | 25 | 2058 | 2058 | 72.99 | 78.99 | 0.01 | 5.99
2015 | MAPP_CA_2_MISO_W | MAPP_CA | MISO_W | Internal | Summer | B3 | 75 | 2058 | 2058 | 64.8 | 78.01 | 0.01 | 13.2
2015 | MAPP_CA_2_MISO_W | MAPP_CA | MISO_W | Internal | Summer | B4 | 100 | 2058 | 2058 | 59.24 | 73.24 | 0.01 | 13.99
2015 | MAPP_CA_2_MISO_W | MAPP_CA | MISO_W | Internal | Summer | B5 | 200 | 2058 | 2058 | 53.84 | 59.84 | 0.01 | 5.98
2015 | MAPP_CA_2_MISO_W | MAPP_CA | MISO_W | Internal | Summer | B6 | 300 | 2058 | 1591.66 | 51.54 | 51.55 | 0.01 | 0
2015 | MAPP_CA_2_MISO_W | MAPP_CA | MISO_W | Internal | Summer | B7 | 400 | 2058 | 0 | 47.24 | 47.23 | 0.01 | 0
2015 | MAPP_CA_2_MISO_W | MAPP_CA | MISO_W | Internal | Summer | B8 | 500 | 2058 | 0 | 47.24 | 46.09 | 0.01 | 0
2015 | MAPP_CA_2_MISO_W | MAPP_CA | MISO_W | Internal | Summer | B9 | 800 | 2058 | 0 | 47.24 | 42.2 | 0.01 | 0
2015 | MAPP_CA_2_MISO_W | MAPP_CA | MISO_W | Internal | Summer | B10 | 1262 | 2058 | 0 | 47.24 | 37.11 | 0.01 | 0
2015 | MAPP_CA_2_MISO_W | MAPP_CA | MISO_W | Internal | Winter | B16 | 25 | 2058 | 950.91 | 55.51 | 55.52 | 0.01 | 0
2015 | MAPP_CA_2_MISO_W | MAPP_CA | MISO_W | Internal | Winter | B17 | 100 | 2058 | 517.22 | 51.37 | 51.38 | 0.01 | 0
2015 | MAPP_CA_2_MISO_W | MAPP_CA | MISO_W | Internal | Winter | B18 | 400 | 2058 | 0 | 50.63 | 50.51 | 0.01 | 0
2015 | MAPP_CA_2_MISO_W | MAPP_CA | MISO_W | Internal | Winter | B19 | 700 | 2058 | 0 | 50.63 | 49.07 | 0.01 | 0
2015 | MAPP_CA_2_MISO_W | MAPP_CA | MISO_W | Internal | Winter | B20 | 935 | 2058 | 0 | 50.63 | 38.57 | 0.01 | 0
2015 | MAPP_US_2_MAPP_CA | MAPP_US | MAPP_CA | Internal | Shoulder | B11 | 25 | 230 | 0 | 57.43 | 53.1 | 7 | 0
2015 | MAPP_US_2_MAPP_CA | MAPP_US | MAPP_CA | Internal | Shoulder | B12 | 200 | 230 | 0 | 45.84 | 48.8 | 7 | 0
2015 | MAPP_US_2_MAPP_CA | MAPP_US | MAPP_CA | Internal | Shoulder | B13 | 600 | 230 | 0 | 43.64 | 48.8 | 7 | 0
2015 | MAPP_US_2_MAPP_CA | MAPP_US | MAPP_CA | Internal | Shoulder | B14 | 900 | 230 | 0 | 43.52 | 48.8 | 7 | 0
2015 | MAPP_US_2_MAPP_CA | MAPP_US | MAPP_CA | Internal | Shoulder | B15 | 1203 | 230 | 230 | 40.9 | 48.8 | 7 | 0.9
2015 | MAPP_US_2_MAPP_CA | MAPP_US | MAPP_CA | Internal | Summer | B1 | 10 | 230 | 0 | 73.71 | 77.11 | 7 | 0
2015 | MAPP_US_2_MAPP_CA | MAPP_US | MAPP_CA | Internal | Summer | B2 | 25 | 230 | 0 | 73.42 | 72.99 | 7 | 0
2015 | MAPP_US_2_MAPP_CA | MAPP_US | MAPP_CA | Internal | Summer | B3 | 75 | 230 | 0 | 71.1 | 64.8 | 7 | 0
2015 | MAPP_US_2_MAPP_CA | MAPP_US | MAPP_CA | Internal | Summer | B4 | 100 | 230 | 0 | 66.24 | 59.24 | 7 | 0
2015 | MAPP_US_2_MAPP_CA | MAPP_US | MAPP_CA | Internal | Summer | B5 | 200 | 230 | 0 | 59.84 | 53.84 | 7 | 0
2015 | MAPP_US_2_MAPP_CA | MAPP_US | MAPP_CA | Internal | Summer | B6 | 300 | 230 | 0 | 51.54 | 51.54 | 7 | 0
2015 | MAPP_US_2_MAPP_CA | MAPP_US | MAPP_CA | Internal | Summer | B7 | 400 | 230 | 0 | 42.19 | 47.24 | 7 | 0
2015 | MAPP_US_2_MAPP_CA | MAPP_US | MAPP_CA | Internal | Summer | B8 | 500 | 230 | 0 | 42.19 | 47.24 | 7 | 0
2015 | MAPP_US_2_MAPP_CA | MAPP_US | MAPP_CA | Internal | Summer | B9 | 800 | 230 | 0 | 42.19 | 47.24 | 7 | 0
2015 | MAPP_US_2_MAPP_CA | MAPP_US | MAPP_CA | Internal | Summer | B10 | 1262 | 230 | 230 | 37.11 | 47.24 | 7 | 3.13
2015 | MAPP_US_2_MAPP_CA | MAPP_US | MAPP_CA | Internal | Winter | B16 | 25 | 230 | 0 | 48.52 | 55.51 | 7 | 0
2015 | MAPP_US_2_MAPP_CA | MAPP_US | MAPP_CA | Internal | Winter | B17 | 100 | 230 | 0 | 46 | 51.37 | 7 | 0
2015 | MAPP_US_2_MAPP_CA | MAPP_US | MAPP_CA | Internal | Winter | B18 | 400 | 230 | 0 | 45.88 | 50.63 | 7 | 0
2015 | MAPP_US_2_MAPP_CA | MAPP_US | MAPP_CA | Internal | Winter | B19 | 700 | 230 | 0 | 45.88 | 50.63 | 7 | 0
2015 | MAPP_US_2_MAPP_CA | MAPP_US | MAPP_CA | Internal | Winter | B20 | 935 | 230 | 230 | 38.56 | 50.63 | 7 | 5.07
2015 | MAPP_US_2_MISO_W | MAPP_US | MISO_W | Internal | Shoulder | B11 | 25 | 2635 | 0 | 57.43 | 57.43 | 7 | 0
2015 | MAPP_US_2_MISO_W | MAPP_US | MISO_W | Internal | Shoulder | B12 | 200 | 2635 | 0 | 45.84 | 48.79 | 7 | 0
2015 | MAPP_US_2_MISO_W | MAPP_US | MISO_W | Internal | Shoulder | B13 | 600 | 2635 | 0 | 43.64 | 48.01 | 7 | 0
2015 | MAPP_US_2_MISO_W | MAPP_US | MISO_W | Internal | Shoulder | B14 | 900 | 2635 | 0 | 43.52 | 47.19 | 7 | 0
2015 | MAPP_US_2_MISO_W | MAPP_US | MISO_W | Internal | Shoulder | B15 | 1203 | 2635 | 0 | 40.9 | 40.9 | 7 | 0
2015 | MAPP_US_2_MISO_W | MAPP_US | MISO_W | Internal | Summer | B1 | 10 | 2635 | 811.47 | 73.71 | 80.71 | 7 | 0
2015 | MAPP_US_2_MISO_W | MAPP_US | MISO_W | Internal | Summer | B2 | 25 | 2635 | 0 | 73.42 | 78.99 | 7 | 0
2015 | MAPP_US_2_MISO_W | MAPP_US | MISO_W | Internal | Summer | B3 | 75 | 2635 | 0 | 71.1 | 78.01 | 7 | 0
2015 | MAPP_US_2_MISO_W | MAPP_US | MISO_W | Internal | Summer | B4 | 100 | 2635 | 70.13 | 66.24 | 73.24 | 7 | 0
2015 | MAPP_US_2_MISO_W | MAPP_US | MISO_W | Internal | Summer | B5 | 200 | 2635 | 0 | 59.84 | 59.84 | 7 | 0
2015 | MAPP_US_2_MISO_W | MAPP_US | MISO_W | Internal | Summer | B6 | 300 | 2635 | 0 | 51.54 | 51.55 | 7 | 0
2015 | MAPP_US_2_MISO_W | MAPP_US | MISO_W | Internal | Summer | B7 | 400 | 2635 | 0 | 42.19 | 47.23 | 7 | 0
2015 | MAPP_US_2_MISO_W | MAPP_US | MISO_W | Internal | Summer | B8 | 500 | 2635 | 0 | 42.19 | 46.09 | 7 | 0
2015 | MAPP_US_2_MISO_W | MAPP_US | MISO_W | Internal | Summer | B9 | 800 | 2635 | 0 | 42.19 | 42.2 | 7 | 0
2015 | MAPP_US_2_MISO_W | MAPP_US | MISO_W | Internal | Summer | B10 | 1262 | 2635 | 0 | 37.11 | 37.11 | 7 | 0
2015 | MAPP_US_2_MISO_W | MAPP_US | MISO_W | Internal | Winter | B16 | 25 | 2635 | 268.03 | 48.52 | 55.52 | 7 | 0
2015 | MAPP_US_2_MISO_W | MAPP_US | MISO_W | Internal | Winter | B17 | 100 | 2635 | 0 | 46 | 51.38 | 7 | 0
2015 | MAPP_US_2_MISO_W | MAPP_US | MISO_W | Internal | Winter | B18 | 400 | 2635 | 0 | 45.88 | 50.51 | 7 | 0
2015 | MAPP_US_2_MISO_W | MAPP_US | MISO_W | Internal | Winter | B19 | 700 | 2635 | 0 | 45.88 | 49.07 | 7 | 0
2015 | MAPP_US_2_MISO_W | MAPP_US | MISO_W | Internal | Winter | B20 | 935 | 2635 | 0 | 38.56 | 38.57 | 7 | 0
2015 | MAPP_US_2_NE | MAPP_US | NE | Internal | Shoulder | B11 | 25 | 2000 | 1751.47 | 57.43 | 64.43 | 7 | 0
2015 | MAPP_US_2_NE | MAPP_US | NE | Internal | Shoulder | B12 | 200 | 2000 | 1628.13 | 45.84 | 52.84 | 7 | 0
2015 | MAPP_US_2_NE | MAPP_US | NE | Internal | Shoulder | B13 | 600 | 2000 | 1515.96 | 43.64 | 50.64 | 7 | 0
2015 | MAPP_US_2_NE | MAPP_US | NE | Internal | Shoulder | B14 | 900 | 2000 | 469.68 | 43.52 | 50.52 | 7 | 0
2015 | MAPP_US_2_NE | MAPP_US | NE | Internal | Shoulder | B15 | 1203 | 2000 | 230.29 | 40.9 | 47.9 | 7 | 0
2015 | MAPP_US_2_NE | MAPP_US | NE | Internal | Summer | B1 | 10 | 2000 | 1106.12 | 73.71 | 80.71 | 7 | 0
2015 | MAPP_US_2_NE | MAPP_US | NE | Internal | Summer | B2 | 25 | 2000 | 1953.35 | 73.42 | 80.42 | 7 | 0
2015 | MAPP_US_2_NE | MAPP_US | NE | Internal | Summer | B3 | 75 | 2000 | 1597.96 | 71.1 | 78.1 | 7 | 0
2015 | MAPP_US_2_NE | MAPP_US | NE | Internal | Summer | B4 | 100 | 2000 | 1801.6 | 66.24 | 73.24 | 7 | 0
2015 | MAPP_US_2_NE | MAPP_US | NE | Internal | Summer | B5 | 200 | 2000 | 1729.26 | 59.84 | 66.84 | 7 | 0
2015 | MAPP_US_2_NE | MAPP_US | NE | Internal | Summer | B6 | 300 | 2000 | 1893.75 | 51.54 | 58.54 | 7 | 0
2015 | MAPP_US_2_NE | MAPP_US | NE | Internal | Summer | B7 | 400 | 2000 | 2000 | 42.19 | 53.21 | 7 | 4.02
2015 | MAPP_US_2_NE | MAPP_US | NE | Internal | Summer | B8 | 500 | 2000 | 2000 | 42.19 | 49.97 | 7 | 0.78
2015 | MAPP_US_2_NE | MAPP_US | NE | Internal | Summer | B9 | 800 | 2000 | 1918.71 | 42.19 | 49.19 | 7 | 0
2015 | MAPP_US_2_NE | MAPP_US | NE | Internal | Summer | B10 | 1262 | 2000 | 1270.85 | 37.11 | 44.11 | 7 | 0
2015 | MAPP_US_2_NE | MAPP_US | NE | Internal | Winter | B16 | 25 | 2000 | 1695.57 | 48.52 | 55.52 | 7 | 0
2015 | MAPP_US_2_NE | MAPP_US | NE | Internal | Winter | B17 | 100 | 2000 | 1730.85 | 46 | 53 | 7 | 0
2015 | MAPP_US_2_NE | MAPP_US | NE | Internal | Winter | B18 | 400 | 2000 | 1569.47 | 45.88 | 52.88 | 7 | 0
2015 | MAPP_US_2_NE | MAPP_US | NE | Internal | Winter | B19 | 700 | 2000 | 778.74 | 45.88 | 52.88 | 7 | 0
2015 | MAPP_US_2_NE | MAPP_US | NE | Internal | Winter | B20 | 935 | 2000 | 669.33 | 38.56 | 45.56 | 7 | 0
2015 | MARITIMES_2_NEISO | MARITIMES | NEISO | Internal | Shoulder | B11 | 25 | 99999 | 1400 | 49.77 | 49.78 | 0.01 | 0
2015 | MARITIMES_2_NEISO | MARITIMES | NEISO | Internal | Shoulder | B12 | 200 | 99999 | 1400 | 49.77 | 49.78 | 0.01 | 0
2015 | MARITIMES_2_NEISO | MARITIMES | NEISO | Internal | Shoulder | B13 | 600 | 99999 | 1400 | 49.77 | 49.78 | 0.01 | 0
2015 | MARITIMES_2_NEISO | MARITIMES | NEISO | Internal | Shoulder | B14 | 900 | 99999 | 1400 | 49.77 | 49.78 | 0.01 | 0
2015 | MARITIMES_2_NEISO | MARITIMES | NEISO | Internal | Shoulder | B15 | 1203 | 99999 | 426.43 | 49.77 | 49.78 | 0.01 | 0
2015 | MARITIMES_2_NEISO | MARITIMES | NEISO | Internal | Summer | B1 | 10 | 99999 | 1400.1 | 85.74 | 85.75 | 0.01 | 0
2015 | MARITIMES_2_NEISO | MARITIMES | NEISO | Internal | Summer | B2 | 25 | 99999 | 1400 | 72.34 | 72.35 | 0.01 | 0
2015 | MARITIMES_2_NEISO | MARITIMES | NEISO | Internal | Summer | B3 | 75 | 99999 | 1400 | 65.16 | 65.17 | 0.01 | 0
2015 | MARITIMES_2_NEISO | MARITIMES | NEISO | Internal | Summer | B4 | 100 | 99999 | 1400 | 47.09 | 47.1 | 0.01 | 0
2015 | MARITIMES_2_NEISO | MARITIMES | NEISO | Internal | Summer | B5 | 200 | 99999 | 1400 | 47.09 | 47.1 | 0.01 | 0
2015 | MARITIMES_2_NEISO | MARITIMES | NEISO | Internal | Summer | B6 | 300 | 99999 | 1400 | 47.09 | 47.1 | 0.01 | 0
2015 | MARITIMES_2_NEISO | MARITIMES | NEISO | Internal | Summer | B7 | 400 | 99999 | 1400 | 47.09 | 47.1 | 0.01 | 0
2015 | MARITIMES_2_NEISO | MARITIMES | NEISO | Internal | Summer | B8 | 500 | 99999 | 1400 | 47.09 | 47.1 | 0.01 | 0
2015 | MARITIMES_2_NEISO | MARITIMES | NEISO | Internal | Summer | B9 | 800 | 99999 | 1400 | 47.09 | 47.1 | 0.01 | 0
2015 | MARITIMES_2_NEISO | MARITIMES | NEISO | Internal | Summer | B10 | 1262 | 99999 | 236.13 | 47.09 | 47.1 | 0.01 | 0
2015 | MARITIMES_2_NEISO | MARITIMES | NEISO | Internal | Winter | B16 | 25 | 99999 | 1400 | 58.16 | 58.18 | 0.01 | 0
2015 | MARITIMES_2_NEISO | MARITIMES | NEISO | Internal | Winter | B17 | 100 | 99999 | 1400 | 58.16 | 58.18 | 0.01 | 0
2015 | MARITIMES_2_NEISO | MARITIMES | NEISO | Internal | Winter | B18 | 400 | 99999 | 1400 | 58.16 | 58.18 | 0.01 | 0
2015 | MARITIMES_2_NEISO | MARITIMES | NEISO | Internal | Winter | B19 | 700 | 99999 | 1400 | 58.16 | 58.18 | 0.01 | 0
2015 | MARITIMES_2_NEISO | MARITIMES | NEISO | Internal | Winter | B20 | 935 | 99999 | 475.94 | 58.16 | 58.18 | 0.01 | 0
2015 | MISO_IN_2_MISO_MI | MISO_IN | MISO_MI | Internal | Shoulder | B11 | 25 | 5081 | 0 | 57.4 | 56.87 | 0.01 | 0
2015 | MISO_IN_2_MISO_MI | MISO_IN | MISO_MI | Internal | Shoulder | B12 | 200 | 5081 | 0 | 48.79 | 48.78 | 0.01 | 0
2015 | MISO_IN_2_MISO_MI | MISO_IN | MISO_MI | Internal | Shoulder | B13 | 600 | 5081 | 0 | 47.99 | 47.97 | 0.01 | 0
2015 | MISO_IN_2_MISO_MI | MISO_IN | MISO_MI | Internal | Shoulder | B14 | 900 | 5081 | 198.36 | 47.18 | 47.19 | 0.01 | 0
2015 | MISO_IN_2_MISO_MI | MISO_IN | MISO_MI | Internal | Shoulder | B15 | 1203 | 5081 | 0 | 40.88 | 40.87 | 0.01 | 0
2015 | MISO_IN_2_MISO_MI | MISO_IN | MISO_MI | Internal | Summer | B1 | 10 | 5081 | 0 | 80.72 | 80.71 | 0.01 | 0
2015 | MISO_IN_2_MISO_MI | MISO_IN | MISO_MI | Internal | Summer | B2 | 25 | 5081 | 0 | 78.99 | 78.97 | 0.01 | 0
2015 | MISO_IN_2_MISO_MI | MISO_IN | MISO_MI | Internal | Summer | B3 | 75 | 5081 | 0 | 77.99 | 76.79 | 0.01 | 0
2015 | MISO_IN_2_MISO_MI | MISO_IN | MISO_MI | Internal | Summer | B4 | 100 | 5081 | 0 | 73.24 | 73.23 | 0.01 | 0
2015 | MISO_IN_2_MISO_MI | MISO_IN | MISO_MI | Internal | Summer | B5 | 200 | 5081 | 0 | 59.81 | 57.11 | 0.01 | 0
2015 | MISO_IN_2_MISO_MI | MISO_IN | MISO_MI | Internal | Summer | B6 | 300 | 5081 | 543.89 | 51.55 | 51.56 | 0.01 | 0
2015 | MISO_IN_2_MISO_MI | MISO_IN | MISO_MI | Internal | Summer | B7 | 400 | 5081 | 1017.8 | 47.23 | 47.24 | 0.01 | 0
2015 | MISO_IN_2_MISO_MI | MISO_IN | MISO_MI | Internal | Summer | B8 | 500 | 5081 | 2410.47 | 46.09 | 46.11 | 0.01 | 0
2015 | MISO_IN_2_MISO_MI | MISO_IN | MISO_MI | Internal | Summer | B9 | 800 | 5081 | 2004.81 | 42.2 | 42.21 | 0.01 | 0
2015 | MISO_IN_2_MISO_MI | MISO_IN | MISO_MI | Internal | Summer | B10 | 1262 | 5081 | 1568.92 | 37.11 | 37.12 | 0.01 | 0
2015 | MISO_IN_2_MISO_MI | MISO_IN | MISO_MI | Internal | Winter | B16 | 25 | 5081 | 0 | 55.52 | 55.51 | 0.01 | 0
2015 | MISO_IN_2_MISO_MI | MISO_IN | MISO_MI | Internal | Winter | B17 | 100 | 5081 | 0 | 51.38 | 51.38 | 0.01 | 0
2015 | MISO_IN_2_MISO_MI | MISO_IN | MISO_MI | Internal | Winter | B18 | 400 | 5081 | 0 | 50.51 | 50.51 | 0.01 | 0
2015 | MISO_IN_2_MISO_MI | MISO_IN | MISO_MI | Internal | Winter | B19 | 700 | 5081 | 0 | 49.04 | 49.03 | 0.01 | 0
2015 | MISO_IN_2_MISO_MI | MISO_IN | MISO_MI | Internal | Winter | B20 | 935 | 5081 | 0 | 38.55 | 38.54 | 0.01 | 0
2015 | MISO_IN_2_MISO_MO-IL | MISO_IN | MISO_MO-IL | Internal | Shoulder | B11 | 25 | 9129 | 969.31 | 57.4 | 57.42 | 0.01 | 0
2015 | MISO_IN_2_MISO_MO-IL | MISO_IN | MISO_MO-IL | Internal | Shoulder | B12 | 200 | 9129 | 0 | 48.79 | 48.78 | 0.01 | 0
2015 | MISO_IN_2_MISO_MO-IL | MISO_IN | MISO_MO-IL | Internal | Shoulder | B13 | 600 | 9129 | 0 | 47.99 | 47.99 | 0.01 | 0
2015 | MISO_IN_2_MISO_MO-IL | MISO_IN | MISO_MO-IL | Internal | Shoulder | B14 | 900 | 9129 | 0 | 47.18 | 47.18 | 0.01 | 0
2015 | MISO_IN_2_MISO_MO-IL | MISO_IN | MISO_MO-IL | Internal | Shoulder | B15 | 1203 | 9129 | 2292.94 | 40.88 | 40.89 | 0.01 | 0
2015 | MISO_IN_2_MISO_MO-IL | MISO_IN | MISO_MO-IL | Internal | Summer | B1 | 10 | 9129 | 0 | 80.72 | 80.71 | 0.01 | 0
2015 | MISO_IN_2_MISO_MO-IL | MISO_IN | MISO_MO-IL | Internal | Summer | B2 | 25 | 9129 | 0 | 78.99 | 78.97 | 0.01 | 0
2015 | MISO_IN_2_MISO_MO-IL | MISO_IN | MISO_MO-IL | Internal | Summer | B3 | 75 | 9129 | 174.9 | 77.99 | 78 | 0.01 | 0
2015 | MISO_IN_2_MISO_MO-IL | MISO_IN | MISO_MO-IL | Internal | Summer | B4 | 100 | 9129 | 0 | 73.24 | 73.23 | 0.01 | 0
2015 | MISO_IN_2_MISO_MO-IL | MISO_IN | MISO_MO-IL | Internal | Summer | B5 | 200 | 9129 | 1145.46 | 59.81 | 59.83 | 0.01 | 0
2015 | MISO_IN_2_MISO_MO-IL | MISO_IN | MISO_MO-IL | Internal | Summer | B6 | 300 | 9129 | 0 | 51.55 | 51.54 | 0.01 | 0
2015 | MISO_IN_2_MISO_MO-IL | MISO_IN | MISO_MO-IL | Internal | Summer | B7 | 400 | 9129 | 0 | 47.23 | 47.22 | 0.01 | 0
2015 | MISO_IN_2_MISO_MO-IL | MISO_IN | MISO_MO-IL | Internal | Summer | B8 | 500 | 9129 | 0 | 46.09 | 46.08 | 0.01 | 0
2015 | MISO_IN_2_MISO_MO-IL | MISO_IN | MISO_MO-IL | Internal | Summer | B9 | 800 | 9129 | 0 | 42.2 | 42.19 | 0.01 | 0
2015 | MISO_IN_2_MISO_MO-IL | MISO_IN | MISO_MO-IL | Internal | Summer | B10 | 1262 | 9129 | 0 | 37.11 | 37.1 | 0.01 | 0
2015 | MISO_IN_2_MISO_MO-IL | MISO_IN | MISO_MO-IL | Internal | Winter | B16 | 25 | 9129 | 0 | 55.52 | 55.51 | 0.01 | 0
2015 | MISO_IN_2_MISO_MO-IL | MISO_IN | MISO_MO-IL | Internal | Winter | B17 | 100 | 9129 | 0 | 51.38 | 51.37 | 0.01 | 0
2015 | MISO_IN_2_MISO_MO-IL | MISO_IN | MISO_MO-IL | Internal | Winter | B18 | 400 | 9129 | 0 | 50.51 | 50.5 | 0.01 | 0
2015 | MISO_IN_2_MISO_MO-IL | MISO_IN | MISO_MO-IL | Internal | Winter | B19 | 700 | 9129 | 266.72 | 49.04 | 49.05 | 0.01 | 0
2015 | MISO_IN_2_MISO_MO-IL | MISO_IN | MISO_MO-IL | Internal | Winter | B20 | 935 | 9129 | 445.12 | 38.55 | 38.56 | 0.01 | 0
2015 | MISO_IN_2_NonRTO_Midwest | MISO_IN | NonRTO_Midwest | Internal | Shoulder | B11 | 25 | 4800 | 927.9 | 57.4 | 65.4 | 8 | 0
2015 | MISO_IN_2_NonRTO_Midwest | MISO_IN | NonRTO_Midwest | Internal | Shoulder | B12 | 200 | 4800 | 523.63 | 48.79 | 56.79 | 8 | 0
2015 | MISO_IN_2_NonRTO_Midwest | MISO_IN | NonRTO_Midwest | Internal | Shoulder | B13 | 600 | 4800 | 0 | 47.99 | 52.2 | 8 | 0
2015 | MISO_IN_2_NonRTO_Midwest | MISO_IN | NonRTO_Midwest | Internal | Shoulder | B14 | 900 | 4800 | 0 | 47.18 | 40.09 | 8 | 0
2015 | MISO_IN_2_NonRTO_Midwest | MISO_IN | NonRTO_Midwest | Internal | Shoulder | B15 | 1203 | 4800 | 0 | 40.88 | 37.79 | 8 | 0
2015 | MISO_IN_2_NonRTO_Midwest | MISO_IN | NonRTO_Midwest | Internal | Summer | B1 | 10 | 4800 | 0 | 80.72 | 85.53 | 8 | 0
2015 | MISO_IN_2_NonRTO_Midwest | MISO_IN | NonRTO_Midwest | Internal | Summer | B2 | 25 | 4800 | 0 | 78.99 | 85.53 | 8 | 0
2015 | MISO_IN_2_NonRTO_Midwest | MISO_IN | NonRTO_Midwest | Internal | Summer | B3 | 75 | 4800 | 0 | 77.99 | 85.53 | 8 | 0
2015 | MISO_IN_2_NonRTO_Midwest | MISO_IN | NonRTO_Midwest | Internal | Summer | B4 | 100 | 4800 | 508.51 | 73.24 | 81.24 | 8 | 0
2015 | MISO_IN_2_NonRTO_Midwest | MISO_IN | NonRTO_Midwest | Internal | Summer | B5 | 200 | 4800 | 109.17 | 59.81 | 67.81 | 8 | 0
2015 | MISO_IN_2_NonRTO_Midwest | MISO_IN | NonRTO_Midwest | Internal | Summer | B6 | 300 | 4800 | 0 | 51.55 | 48.6 | 8 | 0
2015 | MISO_IN_2_NonRTO_Midwest | MISO_IN | NonRTO_Midwest | Internal | Summer | B7 | 400 | 4800 | 0 | 47.23 | 42.94 | 8 | 0
2015 | MISO_IN_2_NonRTO_Midwest | MISO_IN | NonRTO_Midwest | Internal | Summer | B8 | 500 | 4800 | 0 | 46.09 | 39.17 | 8 | 0
2015 | MISO_IN_2_NonRTO_Midwest | MISO_IN | NonRTO_Midwest | Internal | Summer | B9 | 800 | 4800 | 0 | 42.2 | 38.98 | 8 | 0
2015 | MISO_IN_2_NonRTO_Midwest | MISO_IN | NonRTO_Midwest | Internal | Summer | B10 | 1262 | 4800 | 0 | 37.11 | 35.9 | 8 | 0
2015 | MISO_IN_2_NonRTO_Midwest | MISO_IN | NonRTO_Midwest | Internal | Winter | B16 | 25 | 4800 | 1777.98 | 55.52 | 63.52 | 8 | 0
2015 | MISO_IN_2_NonRTO_Midwest | MISO_IN | NonRTO_Midwest | Internal | Winter | B17 | 100 | 4800 | 815.53 | 51.38 | 59.38 | 8 | 0
2015 | MISO_IN_2_NonRTO_Midwest | MISO_IN | NonRTO_Midwest | Internal | Winter | B18 | 400 | 4800 | 0 | 50.51 | 56.33 | 8 | 0
2015 | MISO_IN_2_NonRTO_Midwest | MISO_IN | NonRTO_Midwest | Internal | Winter | B19 | 700 | 4800 | 0 | 49.04 | 41.04 | 8 | 0
2015 | MISO_IN_2_NonRTO_Midwest | MISO_IN | NonRTO_Midwest | Internal | Winter | B20 | 935 | 4800 | 0 | 38.55 | 36.43 | 8 | 0
2015 | MISO_IN_2_PJM_ROR | MISO_IN | PJM_ROR | Internal | Shoulder | B11 | 25 | 992 | 0 | 57.4 | 55.43 | 2 | 0
2015 | MISO_IN_2_PJM_ROR | MISO_IN | PJM_ROR | Internal | Shoulder | B12 | 200 | 992 | 0 | 48.79 | 50.78 | 2 | 0
2015 | MISO_IN_2_PJM_ROR | MISO_IN | PJM_ROR | Internal | Shoulder | B13 | 600 | 992 | 0 | 47.99 | 49.73 | 2 | 0
2015 | MISO_IN_2_PJM_ROR | MISO_IN | PJM_ROR | Internal | Shoulder | B14 | 900 | 992 | 0 | 47.18 | 48.13 | 2 | 0
2015 | MISO_IN_2_PJM_ROR | MISO_IN | PJM_ROR | Internal | Shoulder | B15 | 1203 | 992 | 0 | 40.88 | 39.79 | 2 | 0
2015 | MISO_IN_2_PJM_ROR | MISO_IN | PJM_ROR | Internal | Summer | B1 | 10 | 992 | 0 | 80.72 | 82.71 | 2 | 0
2015 | MISO_IN_2_PJM_ROR | MISO_IN | PJM_ROR | Internal | Summer | B2 | 25 | 992 | 0 | 78.99 | 80.97 | 2 | 0
2015 | MISO_IN_2_PJM_ROR | MISO_IN | PJM_ROR | Internal | Summer | B3 | 75 | 992 | 0 | 77.99 | 78.79 | 2 | 0
2015 | MISO_IN_2_PJM_ROR | MISO_IN | PJM_ROR | Internal | Summer | B4 | 100 | 992 | 0 | 73.24 | 73.02 | 2 | 0
2015 | MISO_IN_2_PJM_ROR | MISO_IN | PJM_ROR | Internal | Summer | B5 | 200 | 992 | 0 | 59.81 | 57.84 | 2 | 0
2015 | MISO_IN_2_PJM_ROR | MISO_IN | PJM_ROR | Internal | Summer | B6 | 300 | 992 | 0 | 51.55 | 50.6 | 2 | 0
2015 | MISO_IN_2_PJM_ROR | MISO_IN | PJM_ROR | Internal | Summer | B7 | 400 | 992 | 0 | 47.23 | 49.22 | 2 | 0
2015 | MISO_IN_2_PJM_ROR | MISO_IN | PJM_ROR | Internal | Summer | B8 | 500 | 992 | 0 | 46.09 | 46.84 | 2 | 0
2015 | MISO_IN_2_PJM_ROR | MISO_IN | PJM_ROR | Internal | Summer | B9 | 800 | 992 | 0 | 42.2 | 43.88 | 2 | 0
2015 | MISO_IN_2_PJM_ROR | MISO_IN | PJM_ROR | Internal | Summer | B10 | 1262 | 992 | 0 | 37.11 | 36.17 | 2 | 0
2015 | MISO_IN_2_PJM_ROR | MISO_IN | PJM_ROR | Internal | Winter | B16 | 25 | 992 | 0 | 55.52 | 57.51 | 2 | 0
2015 | MISO_IN_2_PJM_ROR | MISO_IN | PJM_ROR | Internal | Winter | B17 | 100 | 992 | 0 | 51.38 | 53.37 | 2 | 0
2015 | MISO_IN_2_PJM_ROR | MISO_IN | PJM_ROR | Internal | Winter | B18 | 400 | 992 | 0 | 50.51 | 52.5 | 2 | 0
2015 | MISO_IN_2_PJM_ROR | MISO_IN | PJM_ROR | Internal | Winter | B19 | 700 | 992 | 0 | 49.04 | 48.95 | 2 | 0
2015 | MISO_IN_2_PJM_ROR | MISO_IN | PJM_ROR | Internal | Winter | B20 | 935 | 992 | 0 | 38.55 | 38.24 | 2 | 0
2015 | MISO_MI_2_IESO | MISO_MI | IESO | Internal | Shoulder | B11 | 25 | 1580 | 0 | 56.87 | 45.77 | 8 | 0
2015 | MISO_MI_2_IESO | MISO_MI | IESO | Internal | Shoulder | B12 | 200 | 1580 | 0 | 48.78 | 41.78 | 8 | 0
2015 | MISO_MI_2_IESO | MISO_MI | IESO | Internal | Shoulder | B13 | 600 | 1580 | 0 | 47.97 | 40.97 | 8 | 0
2015 | MISO_MI_2_IESO | MISO_MI | IESO | Internal | Shoulder | B14 | 900 | 1580 | 0 | 47.19 | 40.97 | 8 | 0
2015 | MISO_MI_2_IESO | MISO_MI | IESO | Internal | Shoulder | B15 | 1203 | 1580 | 0 | 40.87 | 40.97 | 8 | 0
2015 | MISO_MI_2_IESO | MISO_MI | IESO | Internal | Summer | B1 | 10 | 1580 | 0 | 80.71 | 70.11 | 8 | 0
2015 | MISO_MI_2_IESO | MISO_MI | IESO | Internal | Summer | B2 | 25 | 1580 | 0 | 78.97 | 65.99 | 8 | 0
2015 | MISO_MI_2_IESO | MISO_MI | IESO | Internal | Summer | B3 | 75 | 1580 | 0 | 76.79 | 57.8 | 8 | 0
2015 | MISO_MI_2_IESO | MISO_MI | IESO | Internal | Summer | B4 | 100 | 1580 | 0 | 73.23 | 50.96 | 8 | 0
2015 | MISO_MI_2_IESO | MISO_MI | IESO | Internal | Summer | B5 | 200 | 1580 | 0 | 57.11 | 46.84 | 8 | 0
2015 | MISO_MI_2_IESO | MISO_MI | IESO | Internal | Summer | B6 | 300 | 1580 | 0 | 51.56 | 44.56 | 8 | 0
2015 | MISO_MI_2_IESO | MISO_MI | IESO | Internal | Summer | B7 | 400 | 1580 | 0 | 47.24 | 40.24 | 8 | 0
2015 | MISO_MI_2_IESO | MISO_MI | IESO | Internal | Summer | B8 | 500 | 1580 | 0 | 46.11 | 39.11 | 8 | 0
2015 | MISO_MI_2_IESO | MISO_MI | IESO | Internal | Summer | B9 | 800 | 1580 | 0 | 42.21 | 39.11 | 8 | 0
2015 | MISO_MI_2_IESO | MISO_MI | IESO | Internal | Summer | B10 | 1262 | 1580 | 0 | 37.12 | 39.11 | 8 | 0
2015 | MISO_MI_2_IESO | MISO_MI | IESO | Internal | Winter | B16 | 25 | 1580 | 0 | 55.51 | 48.51 | 8 | 0
2015 | MISO_MI_2_IESO | MISO_MI | IESO | Internal | Winter | B17 | 100 | 1580 | 0 | 51.38 | 44.38 | 8 | 0
2015 | MISO_MI_2_IESO | MISO_MI | IESO | Internal | Winter | B18 | 400 | 1580 | 0 | 50.51 | 43.63 | 8 | 0
2015 | MISO_MI_2_IESO | MISO_MI | IESO | Internal | Winter | B19 | 700 | 1580 | 0 | 49.03 | 43.63 | 8 | 0
2015 | MISO_MI_2_IESO | MISO_MI | IESO | Internal | Winter | B20 | 935 | 1580 | 0 | 38.54 | 43.63 | 8 | 0
2015 | MISO_MI_2_MISO_IN | MISO_MI | MISO_IN | Internal | Shoulder | B11 | 25 | 2126 | 2126 | 56.87 | 57.4 | 0.01 | 0.53
2015 | MISO_MI_2_MISO_IN | MISO_MI | MISO_IN | Internal | Shoulder | B12 | 200 | 2126 | 107.78 | 48.78 | 48.79 | 0.01 | 0
2015 | MISO_MI_2_MISO_IN | MISO_MI | MISO_IN | Internal | Shoulder | B13 | 600 | 2126 | 327.32 | 47.97 | 47.99 | 0.01 | 0
2015 | MISO_MI_2_MISO_IN | MISO_MI | MISO_IN | Internal | Shoulder | B14 | 900 | 2126 | 0 | 47.19 | 47.18 | 0.01 | 0
2015 | MISO_MI_2_MISO_IN | MISO_MI | MISO_IN | Internal | Shoulder | B15 | 1203 | 2126 | 943.47 | 40.87 | 40.88 | 0.01 | 0
2015 | MISO_MI_2_MISO_IN | MISO_MI | MISO_IN | Internal | Summer | B1 | 10 | 2126 | 2045.4 | 80.71 | 80.72 | 0.01 | 0
2015 | MISO_MI_2_MISO_IN | MISO_MI | MISO_IN | Internal | Summer | B2 | 25 | 2126 | 1020.65 | 78.97 | 78.99 | 0.01 | 0
2015 | MISO_MI_2_MISO_IN | MISO_MI | MISO_IN | Internal | Summer | B3 | 75 | 2126 | 2126 | 76.79 | 77.99 | 0.01 | 1.19
2015 | MISO_MI_2_MISO_IN | MISO_MI | MISO_IN | Internal | Summer | B4 | 100 | 2126 | 1706.17 | 73.23 | 73.24 | 0.01 | 0
2015 | MISO_MI_2_MISO_IN | MISO_MI | MISO_IN | Internal | Summer | B5 | 200 | 2126 | 2126 | 57.11 | 59.81 | 0.01 | 2.69
2015 | MISO_MI_2_MISO_IN | MISO_MI | MISO_IN | Internal | Summer | B6 | 300 | 2126 | 0 | 51.56 | 51.55 | 0.01 | 0
2015 | MISO_MI_2_MISO_IN | MISO_MI | MISO_IN | Internal | Summer | B7 | 400 | 2126 | 0 | 47.24 | 47.23 | 0.01 | 0
2015 | MISO_MI_2_MISO_IN | MISO_MI | MISO_IN | Internal | Summer | B8 | 500 | 2126 | 0 | 46.11 | 46.09 | 0.01 | 0
2015 | MISO_MI_2_MISO_IN | MISO_MI | MISO_IN | Internal | Summer | B9 | 800 | 2126 | 0 | 42.21 | 42.2 | 0.01 | 0
2015 | MISO_MI_2_MISO_IN | MISO_MI | MISO_IN | Internal | Summer | B10 | 1262 | 2126 | 0 | 37.12 | 37.11 | 0.01 | 0
2015 | MISO_MI_2_MISO_IN | MISO_MI | MISO_IN | Internal | Winter | B16 | 25 | 2126 | 1604.22 | 55.51 | 55.52 | 0.01 | 0
2015 | MISO_MI_2_MISO_IN | MISO_MI | MISO_IN | Internal | Winter | B17 | 100 | 2126 | 0 | 51.38 | 51.38 | 0.01 | 0
2015 | MISO_MI_2_MISO_IN | MISO_MI | MISO_IN | Internal | Winter | B18 | 400 | 2126 | 0 | 50.51 | 50.51 | 0.01 | 0
2015 | MISO_MI_2_MISO_IN | MISO_MI | MISO_IN | Internal | Winter | B19 | 700 | 2126 | 238.62 | 49.03 | 49.04 | 0.01 | 0
2015 | MISO_MI_2_MISO_IN | MISO_MI | MISO_IN | Internal | Winter | B20 | 935 | 2126 | 547.03 | 38.54 | 38.55 | 0.01 | 0
2015 | MISO_MI_2_MISO_WUMS | MISO_MI | MISO_WUMS | Internal | Shoulder | B11 | 25 | 166 | 166 | 56.87 | 57.42 | 0.01 | 0.54
2015 | MISO_MI_2_MISO_WUMS | MISO_MI | MISO_WUMS | Internal | Shoulder | B12 | 200 | 166 | 166 | 48.78 | 48.79 | 0.01 | 0
2015 | MISO_MI_2_MISO_WUMS | MISO_MI | MISO_WUMS | Internal | Shoulder | B13 | 600 | 166 | 166 | 47.97 | 47.99 | 0.01 | 0.01
2015 | MISO_MI_2_MISO_WUMS | MISO_MI | MISO_WUMS | Internal | Shoulder | B14 | 900 | 166 | 24.73 | 47.19 | 47.21 | 0.01 | 0
2015 | MISO_MI_2_MISO_WUMS | MISO_MI | MISO_WUMS | Internal | Shoulder | B15 | 1203 | 166 | 166 | 40.87 | 40.92 | 0.01 | 0.04
2015 | MISO_MI_2_MISO_WUMS | MISO_MI | MISO_WUMS | Internal | Summer | B1 | 10 | 166 | 120.39 | 80.71 | 80.72 | 0.01 | 0
2015 | MISO_MI_2_MISO_WUMS | MISO_MI | MISO_WUMS | Internal | Summer | B2 | 25 | 166 | 166 | 78.97 | 79 | 0.01 | 0.01
2015 | MISO_MI_2_MISO_WUMS | MISO_MI | MISO_WUMS | Internal | Summer | B3 | 75 | 166 | 166 | 76.79 | 78.03 | 0.01 | 1.23
2015 | MISO_MI_2_MISO_WUMS | MISO_MI | MISO_WUMS | Internal | Summer | B4 | 100 | 166 | 0 | 73.23 | 73.23 | 0.01 | 0
2015 | MISO_MI_2_MISO_WUMS | MISO_MI | MISO_WUMS | Internal | Summer | B5 | 200 | 166 | 166 | 57.11 | 59.83 | 0.01 | 2.7
2015 | MISO_MI_2_MISO_WUMS | MISO_MI | MISO_WUMS | Internal | Summer | B6 | 300 | 166 | 0 | 51.56 | 51.54 | 0.01 | 0
2015 | MISO_MI_2_MISO_WUMS | MISO_MI | MISO_WUMS | Internal | Summer | B7 | 400 | 166 | 0 | 47.24 | 47.22 | 0.01 | 0
2015 | MISO_MI_2_MISO_WUMS | MISO_MI | MISO_WUMS | Internal | Summer | B8 | 500 | 166 | 0 | 46.11 | 46.08 | 0.01 | 0
2015 | MISO_MI_2_MISO_WUMS | MISO_MI | MISO_WUMS | Internal | Summer | B9 | 800 | 166 | 0 | 42.21 | 42.21 | 0.01 | 0
2015 | MISO_MI_2_MISO_WUMS | MISO_MI | MISO_WUMS | Internal | Summer | B10 | 1262 | 166 | 0 | 37.12 | 37.12 | 0.01 | 0
2015 | MISO_MI_2_MISO_WUMS | MISO_MI | MISO_WUMS | Internal | Winter | B16 | 25 | 166 | 0 | 55.51 | 55.51 | 0.01 | 0
2015 | MISO_MI_2_MISO_WUMS | MISO_MI | MISO_WUMS | Internal | Winter | B17 | 100 | 166 | 0 | 51.38 | 51.37 | 0.01 | 0
2015 | MISO_MI_2_MISO_WUMS | MISO_MI | MISO_WUMS | Internal | Winter | B18 | 400 | 166 | 0 | 50.51 | 50.5 | 0.01 | 0
2015 | MISO_MI_2_MISO_WUMS | MISO_MI | MISO_WUMS | Internal | Winter | B19 | 700 | 166 | 166 | 49.03 | 49.08 | 0.01 | 0.04
2015 | MISO_MI_2_MISO_WUMS | MISO_MI | MISO_WUMS | Internal | Winter | B20 | 935 | 166 | 166 | 38.54 | 38.58 | 0.01 | 0.04
2015 | MISO_MI_2_PJM_ROR | MISO_MI | PJM_ROR | Internal | Shoulder | B11 | 25 | 1424 | 0 | 56.87 | 55.43 | 2 | 0
2015 | MISO_MI_2_PJM_ROR | MISO_MI | PJM_ROR | Internal | Shoulder | B12 | 200 | 1424 | 297.6 | 48.78 | 50.78 | 2 | 0
2015 | MISO_MI_2_PJM_ROR | MISO_MI | PJM_ROR | Internal | Shoulder | B13 | 600 | 1424 | 0 | 47.97 | 49.73 | 2 | 0
2015 | MISO_MI_2_PJM_ROR | MISO_MI | PJM_ROR | Internal | Shoulder | B14 | 900 | 1424 | 0 | 47.19 | 48.13 | 2 | 0
2015 | MISO_MI_2_PJM_ROR | MISO_MI | PJM_ROR | Internal | Shoulder | B15 | 1203 | 1424 | 0 | 40.87 | 39.79 | 2 | 0
2015 | MISO_MI_2_PJM_ROR | MISO_MI | PJM_ROR | Internal | Summer | B1 | 10 | 1424 | 1359.46 | 80.71 | 82.71 | 2 | 0
2015 | MISO_MI_2_PJM_ROR | MISO_MI | PJM_ROR | Internal | Summer | B2 | 25 | 1424 | 547.73 | 78.97 | 80.97 | 2 | 0
2015 | MISO_MI_2_PJM_ROR | MISO_MI | PJM_ROR | Internal | Summer | B3 | 75 | 1424 | 885.03 | 76.79 | 78.79 | 2 | 0
2015 | MISO_MI_2_PJM_ROR | MISO_MI | PJM_ROR | Internal | Summer | B4 | 100 | 1424 | 0 | 73.23 | 73.02 | 2 | 0
2015 | MISO_MI_2_PJM_ROR | MISO_MI | PJM_ROR | Internal | Summer | B5 | 200 | 1424 | 0 | 57.11 | 57.84 | 2 | 0
2015 | MISO_MI_2_PJM_ROR | MISO_MI | PJM_ROR | Internal | Summer | B6 | 300 | 1424 | 0 | 51.56 | 50.6 | 2 | 0
2015 | MISO_MI_2_PJM_ROR | MISO_MI | PJM_ROR | Internal | Summer | B7 | 400 | 1424 | 0 | 47.24 | 49.22 | 2 | 0
2015 | MISO_MI_2_PJM_ROR | MISO_MI | PJM_ROR | Internal | Summer | B8 | 500 | 1424 | 0 | 46.11 | 46.84 | 2 | 0
2015 | MISO_MI_2_PJM_ROR | MISO_MI | PJM_ROR | Internal | Summer | B9 | 800 | 1424 | 0 | 42.21 | 43.88 | 2 | 0
2015 | MISO_MI_2_PJM_ROR | MISO_MI | PJM_ROR | Internal | Summer | B10 | 1262 | 1424 | 0 | 37.12 | 36.17 | 2 | 0
2015 | MISO_MI_2_PJM_ROR | MISO_MI | PJM_ROR | Internal | Winter | B16 | 25 | 1424 | 553.75 | 55.51 | 57.51 | 2 | 0
2015 | MISO_MI_2_PJM_ROR | MISO_MI | PJM_ROR | Internal | Winter | B17 | 100 | 1424 | 0 | 51.38 | 53.37 | 2 | 0
2015 | MISO_MI_2_PJM_ROR | MISO_MI | PJM_ROR | Internal | Winter | B18 | 400 | 1424 | 0 | 50.51 | 52.5 | 2 | 0
2015 | MISO_MI_2_PJM_ROR | MISO_MI | PJM_ROR | Internal | Winter | B19 | 700 | 1424 | 0 | 49.03 | 48.95 | 2 | 0
2015 | MISO_MI_2_PJM_ROR | MISO_MI | PJM_ROR | Internal | Winter | B20 | 935 | 1424 | 0 | 38.54 | 38.24 | 2 | 0
2015 | MISO_MO-IL_2_ENT | MISO_MO-IL | ENT | Internal | Shoulder | B11 | 25 | 2540 | 1287.49 | 57.42 | 65.42 | 8 | 0
2015 | MISO_MO-IL_2_ENT | MISO_MO-IL | ENT | Internal | Shoulder | B12 | 200 | 2540 | 0 | 48.78 | 52.77 | 8 | 0
2015 | MISO_MO-IL_2_ENT | MISO_MO-IL | ENT | Internal | Shoulder | B13 | 600 | 2540 | 0 | 47.99 | 52.77 | 8 | 0
2015 | MISO_MO-IL_2_ENT | MISO_MO-IL | ENT | Internal | Shoulder | B14 | 900 | 2540 | 0 | 47.18 | 52.39 | 8 | 0
2015 | MISO_MO-IL_2_ENT | MISO_MO-IL | ENT | Internal | Shoulder | B15 | 1203 | 2540 | 2540 | 40.89 | 50.65 | 8 | 1.76
2015 | MISO_MO-IL_2_ENT | MISO_MO-IL | ENT | Internal | Summer | B1 | 10 | 2540 | 0 | 80.71 | 80.71 | 8 | 0
2015 | MISO_MO-IL_2_ENT | MISO_MO-IL | ENT | Internal | Summer | B2 | 25 | 2540 | 0 | 78.97 | 78.97 | 8 | 0
2015 | MISO_MO-IL_2_ENT | MISO_MO-IL | ENT | Internal | Summer | B3 | 75 | 2540 | 0 | 78 | 76.79 | 8 | 0
2015 | MISO_MO-IL_2_ENT | MISO_MO-IL | ENT | Internal | Summer | B4 | 100 | 2540 | 0 | 73.23 | 73.44 | 8 | 0
2015 | MISO_MO-IL_2_ENT | MISO_MO-IL | ENT | Internal | Summer | B5 | 200 | 2540 | 684.74 | 59.83 | 67.83 | 8 | 0
2015 | MISO_MO-IL_2_ENT | MISO_MO-IL | ENT | Internal | Summer | B6 | 300 | 2540 | 0 | 51.54 | 57.6 | 8 | 0
2015 | MISO_MO-IL_2_ENT | MISO_MO-IL | ENT | Internal | Summer | B7 | 400 | 2540 | 0 | 47.22 | 51.56 | 8 | 0
2015 | MISO_MO-IL_2_ENT | MISO_MO-IL | ENT | Internal | Summer | B8 | 500 | 2540 | 0 | 46.08 | 51.56 | 8 | 0
2015 | MISO_MO-IL_2_ENT | MISO_MO-IL | ENT | Internal | Summer | B9 | 800 | 2540 | 1539.04 | 42.19 | 50.19 | 8 | 0
2015 | MISO_MO-IL_2_ENT | MISO_MO-IL | ENT | Internal | Summer | B10 | 1262 | 2540 | 2540 | 37.1 | 49.12 | 8 | 4.02
2015 | MISO_MO-IL_2_ENT | MISO_MO-IL | ENT | Internal | Winter | B16 | 25 | 2540 | 0 | 55.51 | 60.54 | 8 | 0
2015 | MISO_MO-IL_2_ENT | MISO_MO-IL | ENT | Internal | Winter | B17 | 100 | 2540 | 0 | 51.37 | 55.21 | 8 | 0
2015 | MISO_MO-IL_2_ENT | MISO_MO-IL | ENT | Internal | Winter | B18 | 400 | 2540 | 0 | 50.5 | 55.21 | 8 | 0
2015 | MISO_MO-IL_2_ENT | MISO_MO-IL | ENT | Internal | Winter | B19 | 700 | 2540 | 0 | 49.05 | 54.81 | 8 | 0
2015 | MISO_MO-IL_2_ENT | MISO_MO-IL | ENT | Internal | Winter | B20 | 935 | 2540 | 2540 | 38.56 | 50.57 | 8 | 4.01
2015 | MISO_MO-IL_2_MISO_IN | MISO_MO-IL | MISO_IN | Internal | Shoulder | B11 | 25 | 6229 | 0 | 57.42 | 57.4 | 0.01 | 0
2015 | MISO_MO-IL_2_MISO_IN | MISO_MO-IL | MISO_IN | Internal | Shoulder | B12 | 200 | 6229 | 265.42 | 48.78 | 48.79 | 0.01 | 0
2015 | MISO_MO-IL_2_MISO_IN | MISO_MO-IL | MISO_IN | Internal | Shoulder | B13 | 600 | 6229 | 0 | 47.99 | 47.99 | 0.01 | 0
2015 | MISO_MO-IL_2_MISO_IN | MISO_MO-IL | MISO_IN | Internal | Shoulder | B14 | 900 | 6229 | 0 | 47.18 | 47.18 | 0.01 | 0
2015 | MISO_MO-IL_2_MISO_IN | MISO_MO-IL | MISO_IN | Internal | Shoulder | B15 | 1203 | 6229 | 0 | 40.89 | 40.88 | 0.01 | 0
2015 | MISO_MO-IL_2_MISO_IN | MISO_MO-IL | MISO_IN | Internal | Summer | B1 | 10 | 6229 | 1039.61 | 80.71 | 80.72 | 0.01 | 0
2015 | MISO_MO-IL_2_MISO_IN | MISO_MO-IL | MISO_IN | Internal | Summer | B2 | 25 | 6229 | 1797.47 | 78.97 | 78.99 | 0.01 | 0
2015 | MISO_MO-IL_2_MISO_IN | MISO_MO-IL | MISO_IN | Internal | Summer | B3 | 75 | 6229 | 0 | 78 | 77.99 | 0.01 | 0
2015 | MISO_MO-IL_2_MISO_IN | MISO_MO-IL | MISO_IN | Internal | Summer | B4 | 100 | 6229 | 208.68 | 73.23 | 73.24 | 0.01 | 0
2015 | MISO_MO-IL_2_MISO_IN | MISO_MO-IL | MISO_IN | Internal | Summer | B5 | 200 | 6229 | 0 | 59.83 | 59.81 | 0.01 | 0
2015 | MISO_MO-IL_2_MISO_IN | MISO_MO-IL | MISO_IN | Internal | Summer | B6 | 300 | 6229 | 492.7 | 51.54 | 51.55 | 0.01 | 0
2015 | MISO_MO-IL_2_MISO_IN | MISO_MO-IL | MISO_IN | Internal | Summer | B7 | 400 | 6229 | 426.53 | 47.22 | 47.23 | 0.01 | 0
2015 | MISO_MO-IL_2_MISO_IN | MISO_MO-IL | MISO_IN | Internal | Summer | B8 | 500 | 6229 | 1769.91 | 46.08 | 46.09 | 0.01 | 0
2015 | MISO_MO-IL_2_MISO_IN | MISO_MO-IL | MISO_IN | Internal | Summer | B9 | 800 | 6229 | 530.54 | 42.19 | 42.2 | 0.01 | 0
2015 | MISO_MO-IL_2_MISO_IN | MISO_MO-IL | MISO_IN | Internal | Summer | B10 | 1262 | 6229 | 57.93 | 37.1 | 37.11 | 0.01 | 0
2015 | MISO_MO-IL_2_MISO_IN | MISO_MO-IL | MISO_IN | Internal | Winter | B16 | 25 | 6229 | 1592.61 | 55.51 | 55.52 | 0.01 | 0
2015 | MISO_MO-IL_2_MISO_IN | MISO_MO-IL | MISO_IN | Internal | Winter | B17 | 100 | 6229 | 1651.04 | 51.37 | 51.38 | 0.01 | 0
2015 | MISO_MO-IL_2_MISO_IN | MISO_MO-IL | MISO_IN | Internal | Winter | B18 | 400 | 6229 | 60.93 | 50.5 | 50.51 | 0.01 | 0
2015 | MISO_MO-IL_2_MISO_IN | MISO_MO-IL | MISO_IN | Internal | Winter | B19 | 700 | 6229 | 0 | 49.05 | 49.04 | 0.01 | 0
2015 | MISO_MO-IL_2_MISO_IN | MISO_MO-IL | MISO_IN | Internal | Winter | B20 | 935 | 6229 | 0 | 38.56 | 38.55 | 0.01 | 0
2015 | MISO_MO-IL_2_MISO_W | MISO_MO-IL | MISO_W | Internal | Shoulder | B11 | 25 | 5033 | 81.68 | 57.42 | 57.43 | 0.01 | 0
2015 | MISO_MO-IL_2_MISO_W | MISO_MO-IL | MISO_W | Internal | Shoulder | B12 | 200 | 5033 | 824.67 | 48.78 | 48.79 | 0.01 | 0
2015 | MISO_MO-IL_2_MISO_W | MISO_MO-IL | MISO_W | Internal | Shoulder | B13 | 600 | 5033 | 2013.91 | 47.99 | 48.01 | 0.01 | 0
2015 | MISO_MO-IL_2_MISO_W | MISO_MO-IL | MISO_W | Internal | Shoulder | B14 | 900 | 5033 | 2609 | 47.18 | 47.19 | 0.01 | 0
2015 | MISO_MO-IL_2_MISO_W | MISO_MO-IL | MISO_W | Internal | Shoulder | B15 | 1203 | 5033 | 3681.26 | 40.89 | 40.9 | 0.01 | 0
2015 | MISO_MO-IL_2_MISO_W | MISO_MO-IL | MISO_W | Internal | Summer | B1 | 10 | 5033 | 0 | 80.71 | 80.71 | 0.01 | 0
2015 | MISO_MO-IL_2_MISO_W | MISO_MO-IL | MISO_W | Internal | Summer | B2 | 25 | 5033 | 1387.7 | 78.97 | 78.99 | 0.01 | 0
2015 | MISO_MO-IL_2_MISO_W | MISO_MO-IL | MISO_W | Internal | Summer | B3 | 75 | 5033 | 1557.61 | 78 | 78.01 | 0.01 | 0
2015 | MISO_MO-IL_2_MISO_W | MISO_MO-IL | MISO_W | Internal | Summer | B4 | 100 | 5033 | 1601.9 | 73.23 | 73.24 | 0.01 | 0
2015 | MISO_MO-IL_2_MISO_W | MISO_MO-IL | MISO_W | Internal | Summer | B5 | 200 | 5033 | 2708.77 | 59.83 | 59.84 | 0.01 | 0
2015 | MISO_MO-IL_2_MISO_W | MISO_MO-IL | MISO_W | Internal | Summer | B6 | 300 | 5033 | 2339.1 | 51.54 | 51.55 | 0.01 | 0
2015 | MISO_MO-IL_2_MISO_W | MISO_MO-IL | MISO_W | Internal | Summer | B7 | 400 | 5033 | 2825.93 | 47.22 | 47.23 | 0.01 | 0
2015 | MISO_MO-IL_2_MISO_W | MISO_MO-IL | MISO_W | Internal | Summer | B8 | 500 | 5033 | 1921.93 | 46.08 | 46.09 | 0.01 | 0
2015 | MISO_MO-IL_2_MISO_W | MISO_MO-IL | MISO_W | Internal | Summer | B9 | 800 | 5033 | 2726.8 | 42.19 | 42.2 | 0.01 | 0
2015 | MISO_MO-IL_2_MISO_W | MISO_MO-IL | MISO_W | Internal | Summer | B10 | 1262 | 5033 | 3022.81 | 37.1 | 37.11 | 0.01 | 0
2015 | MISO_MO-IL_2_MISO_W | MISO_MO-IL | MISO_W | Internal | Winter | B16 | 25 | 5033 | 44.45 | 55.51 | 55.52 | 0.01 | 0
2015 | MISO_MO-IL_2_MISO_W | MISO_MO-IL | MISO_W | Internal | Winter | B17 | 100 | 5033 | 324.48 | 51.37 | 51.38 | 0.01 | 0
2015 | MISO_MO-IL_2_MISO_W | MISO_MO-IL | MISO_W | Internal | Winter | B18 | 400 | 5033 | 2491.19 | 50.5 | 50.51 | 0.01 | 0
2015 | MISO_MO-IL_2_MISO_W | MISO_MO-IL | MISO_W | Internal | Winter | B19 | 700 | 5033 | 3653.77 | 49.05 | 49.07 | 0.01 | 0
2015 | MISO_MO-IL_2_MISO_W | MISO_MO-IL | MISO_W | Internal | Winter | B20 | 935 | 5033 | 2197.38 | 38.56 | 38.57 | 0.01 | 0
2015 | MISO_MO-IL_2_PJM_ROR | MISO_MO-IL | PJM_ROR | Internal | Shoulder | B11 | 25 | 1212 | 0 | 57.42 | 55.43 | 2 | 0
2015 | MISO_MO-IL_2_PJM_ROR | MISO_MO-IL | PJM_ROR | Internal | Shoulder | B12 | 200 | 1212 | 912.99 | 48.78 | 50.78 | 2 | 0
2015 | MISO_MO-IL_2_PJM_ROR | MISO_MO-IL | PJM_ROR | Internal | Shoulder | B13 | 600 | 1212 | 0 | 47.99 | 49.73 | 2 | 0
2015 | MISO_MO-IL_2_PJM_ROR | MISO_MO-IL | PJM_ROR | Internal | Shoulder | B14 | 900 | 1212 | 0 | 47.18 | 48.13 | 2 | 0
2015 | MISO_MO-IL_2_PJM_ROR | MISO_MO-IL | PJM_ROR | Internal | Shoulder | B15 | 1203 | 1212 | 0 | 40.89 | 39.79 | 2 | 0
2015 | MISO_MO-IL_2_PJM_ROR | MISO_MO-IL | PJM_ROR | Internal | Summer | B1 | 10 | 1212 | 806.96 | 80.71 | 82.71 | 2 | 0
2015 | MISO_MO-IL_2_PJM_ROR | MISO_MO-IL | PJM_ROR | Internal | Summer | B2 | 25 | 1212 | 445.85 | 78.97 | 80.97 | 2 | 0
2015 | MISO_MO-IL_2_PJM_ROR | MISO_MO-IL | PJM_ROR | Internal | Summer | B3 | 75 | 1212 | 0 | 78 | 78.79 | 2 | 0
2015 | MISO_MO-IL_2_PJM_ROR | MISO_MO-IL | PJM_ROR | Internal | Summer | B4 | 100 | 1212 | 0 | 73.23 | 73.02 | 2 | 0
2015 | MISO_MO-IL_2_PJM_ROR | MISO_MO-IL | PJM_ROR | Internal | Summer | B5 | 200 | 1212 | 0 | 59.83 | 57.84 | 2 | 0
2015 | MISO_MO-IL_2_PJM_ROR | MISO_MO-IL | PJM_ROR | Internal | Summer | B6 | 300 | 1212 | 0 | 51.54 | 50.6 | 2 | 0
2015 | MISO_MO-IL_2_PJM_ROR | MISO_MO-IL | PJM_ROR | Internal | Summer | B7 | 400 | 1212 | 69.28 | 47.22 | 49.22 | 2 | 0
2015 | MISO_MO-IL_2_PJM_ROR | MISO_MO-IL | PJM_ROR | Internal | Summer | B8 | 500 | 1212 | 0 | 46.08 | 46.84 | 2 | 0
2015 | MISO_MO-IL_2_PJM_ROR | MISO_MO-IL | PJM_ROR | Internal | Summer | B9 | 800 | 1212 | 0 | 42.19 | 43.88 | 2 | 0
2015 | MISO_MO-IL_2_PJM_ROR | MISO_MO-IL | PJM_ROR | Internal | Summer | B10 | 1262 | 1212 | 0 | 37.1 | 36.17 | 2 | 0
2015 | MISO_MO-IL_2_PJM_ROR | MISO_MO-IL | PJM_ROR | Internal | Winter | B16 | 25 | 1212 | 289.91 | 55.51 | 57.51 | 2 | 0
2015 | MISO_MO-IL_2_PJM_ROR | MISO_MO-IL | PJM_ROR | Internal | Winter | B17 | 100 | 1212 | 487.12 | 51.37 | 53.37 | 2 | 0
2015 | MISO_MO-IL_2_PJM_ROR | MISO_MO-IL | PJM_ROR | Internal | Winter | B18 | 400 | 1212 | 142.92 | 50.5 | 52.5 | 2 | 0
2015 | MISO_MO-IL_2_PJM_ROR | MISO_MO-IL | PJM_ROR | Internal | Winter | B19 | 700 | 1212 | 0 | 49.05 | 48.95 | 2 | 0
2015 | MISO_MO-IL_2_PJM_ROR | MISO_MO-IL | PJM_ROR | Internal | Winter | B20 | 935 | 1212 | 0 | 38.56 | 38.24 | 2 | 0
2015 | MISO_MO-IL_2_TVA_Transmission | MISO_MO-IL | TVA_Transmission | Internal | Shoulder | B11 | 25 | 4000 | 0 | 57.42 | 61.87 | 8 | 0
2015 | MISO_MO-IL_2_TVA_Transmission | MISO_MO-IL | TVA_Transmission | Internal | Shoulder | B12 | 200 | 4000 | 0 | 48.78 | 54.14 | 8 | 0
2015 | MISO_MO-IL_2_TVA_Transmission | MISO_MO-IL | TVA_Transmission | Internal | Shoulder | B13 | 600 | 4000 | 0 | 47.99 | 52.31 | 8 | 0
2015 | MISO_MO-IL_2_TVA_Transmission | MISO_MO-IL | TVA_Transmission | Internal | Shoulder | B14 | 900 | 4000 | 0 | 47.18 | 48.09 | 8 | 0
2015 | MISO_MO-IL_2_TVA_Transmission | MISO_MO-IL | TVA_Transmission | Internal | Shoulder | B15 | 1203 | 4000 | 0 | 40.89 | 45.79 | 8 | 0
2015 | MISO_MO-IL_2_TVA_Transmission | MISO_MO-IL | TVA_Transmission | Internal | Summer | B1 | 10 | 4000 | 1717.03 | 80.71 | 88.71 | 8 | 0
2015 | MISO_MO-IL_2_TVA_Transmission | MISO_MO-IL | TVA_Transmission | Internal | Summer | B2 | 25 | 4000 | 530.42 | 78.97 | 86.97 | 8 | 0
2015 | MISO_MO-IL_2_TVA_Transmission | MISO_MO-IL | TVA_Transmission | Internal | Summer | B3 | 75 | 4000 | 0 | 78 | 84.79 | 8 | 0
2015 | MISO_MO-IL_2_TVA_Transmission | MISO_MO-IL | TVA_Transmission | Internal | Summer | B4 | 100 | 4000 | 0 | 73.23 | 79.02 | 8 | 0
2015 | MISO_MO-IL_2_TVA_Transmission | MISO_MO-IL | TVA_Transmission | Internal | Summer | B5 | 200 | 4000 | 0 | 59.83 | 63.07 | 8 | 0
2015 | MISO_MO-IL_2_TVA_Transmission | MISO_MO-IL | TVA_Transmission | Internal | Summer | B6 | 300 | 4000 | 0 | 51.54 | 56.6 | 8 | 0
2015 | MISO_MO-IL_2_TVA_Transmission | MISO_MO-IL | TVA_Transmission | Internal | Summer | B7 | 400 | 4000 | 0 | 47.22 | 50.94 | 8 | 0
2015 | MISO_MO-IL_2_TVA_Transmission | MISO_MO-IL | TVA_Transmission | Internal | Summer | B8 | 500 | 4000 | 0 | 46.08 | 47.17 | 8 | 0
2015 | MISO_MO-IL_2_TVA_Transmission | MISO_MO-IL | TVA_Transmission | Internal | Summer | B9 | 800 | 4000 | 0 | 42.19 | 46.98 | 8 | 0
2015 | MISO_MO-IL_2_TVA_Transmission | MISO_MO-IL | TVA_Transmission | Internal | Summer | B10 | 1262 | 4000 | 0 | 37.1 | 41.28 | 8 | 0
2015 | MISO_MO-IL_2_TVA_Transmission | MISO_MO-IL | TVA_Transmission | Internal | Winter | B16 | 25 | 4000 | 193.55 | 55.51 | 63.51 | 8 | 0
2015 | MISO_MO-IL_2_TVA_Transmission | MISO_MO-IL | TVA_Transmission | Internal | Winter | B17 | 100 | 4000 | 0 | 51.37 | 56.9 | 8 | 0
2015 | MISO_MO-IL_2_TVA_Transmission | MISO_MO-IL | TVA_Transmission | Internal | Winter | B18 | 400 | 4000 | 0 | 50.5 | 54.61 | 8 | 0
2015 | MISO_MO-IL_2_TVA_Transmission | MISO_MO-IL | TVA_Transmission | Internal | Winter | B19 | 700 | 4000 | 0 | 49.05 | 49.04 | 8 | 0
2015 | MISO_MO-IL_2_TVA_Transmission | MISO_MO-IL | TVA_Transmission | Internal | Winter | B20 | 935 | 4000 | 0 | 38.56 | 44.24 | 8 | 0
2015 | MISO_W_2_IESO | MISO_W | IESO | Internal | Shoulder | B11 | 25 | 164 | 0 | 57.43 | 45.77 | 8 | 0
2015 | MISO_W_2_IESO | MISO_W | IESO | Internal | Shoulder | B12 | 200 | 164 | 0 | 48.79 | 41.78 | 8 | 0
2015 | MISO_W_2_IESO | MISO_W | IESO | Internal | Shoulder | B13 | 600 | 164 | 0 | 48.01 | 40.97 | 8 | 0
2015 | MISO_W_2_IESO | MISO_W | IESO | Internal | Shoulder | B14 | 900 | 164 | 0 | 47.19 | 40.97 | 8 | 0
2015 | MISO_W_2_IESO | MISO_W | IESO | Internal | Shoulder | B15 | 1203 | 164 | 0 | 40.9 | 40.97 | 8 | 0
2015 | MISO_W_2_IESO | MISO_W | IESO | Internal | Summer | B1 | 10 | 164 | 0 | 80.71 | 70.11 | 8 | 0
2015 | MISO_W_2_IESO | MISO_W | IESO | Internal | Summer | B2 | 25 | 164 | 0 | 78.99 | 65.99 | 8 | 0
2015 | MISO_W_2_IESO | MISO_W | IESO | Internal | Summer | B3 | 75 | 164 | 0 | 78.01 | 57.8 | 8 | 0
2015 | MISO_W_2_IESO | MISO_W | IESO | Internal | Summer | B4 | 100 | 164 | 0 | 73.24 | 50.96 | 8 | 0
2015 | MISO_W_2_IESO | MISO_W | IESO | Internal | Summer | B5 | 200 | 164 | 0 | 59.84 | 46.84 | 8 | 0
2015 | MISO_W_2_IESO | MISO_W | IESO | Internal | Summer | B6 | 300 | 164 | 0 | 51.55 | 44.56 | 8 | 0
2015 | MISO_W_2_IESO | MISO_W | IESO | Internal | Summer | B7 | 400 | 164 | 0 | 47.23 | 40.24 | 8 | 0
2015 | MISO_W_2_IESO | MISO_W | IESO | Internal | Summer | B8 | 500 | 164 | 0 | 46.09 | 39.11 | 8 | 0
2015 | MISO_W_2_IESO | MISO_W | IESO | Internal | Summer | B9 | 800 | 164 | 0 | 42.2 | 39.11 | 8 | 0
2015 | MISO_W_2_IESO | MISO_W | IESO | Internal | Summer | B10 | 1262 | 164 | 0 | 37.11 | 39.11 | 8 | 0
2015 | MISO_W_2_IESO | MISO_W | IESO | Internal | Winter | B16 | 25 | 164 | 0 | 55.52 | 48.51 | 8 | 0
2015 | MISO_W_2_IESO | MISO_W | IESO | Internal | Winter | B17 | 100 | 164 | 0 | 51.38 | 44.38 | 8 | 0
2015 | MISO_W_2_IESO | MISO_W | IESO | Internal | Winter | B18 | 400 | 164 | 0 | 50.51 | 43.63 | 8 | 0
2015 | MISO_W_2_IESO | MISO_W | IESO | Internal | Winter | B19 | 700 | 164 | 0 | 49.07 | 43.63 | 8 | 0
2015 | MISO_W_2_IESO | MISO_W | IESO | Internal | Winter | B20 | 935 | 164 | 0 | 38.57 | 43.63 | 8 | 0
2015 | MISO_W_2_MAPP_CA | MISO_W | MAPP_CA | Internal | Shoulder | B11 | 25 | 788 | 0 | 57.43 | 53.1 | 0.01 | 0
2015 | MISO_W_2_MAPP_CA | MISO_W | MAPP_CA | Internal | Shoulder | B12 | 200 | 788 | 532.02 | 48.79 | 48.8 | 0.01 | 0
2015 | MISO_W_2_MAPP_CA | MISO_W | MAPP_CA | Internal | Shoulder | B13 | 600 | 788 | 788 | 48.01 | 48.8 | 0.01 | 0.78
2015 | MISO_W_2_MAPP_CA | MISO_W | MAPP_CA | Internal | Shoulder | B14 | 900 | 788 | 788 | 47.19 | 48.8 | 0.01 | 1.59
2015 | MISO_W_2_MAPP_CA | MISO_W | MAPP_CA | Internal | Shoulder | B15 | 1203 | 788 | 788 | 40.9 | 48.8 | 0.01 | 7.89
2015 | MISO_W_2_MAPP_CA | MISO_W | MAPP_CA | Internal | Summer | B1 | 10 | 788 | 0 | 80.71 | 77.11 | 0.01 | 0
2015 | MISO_W_2_MAPP_CA | MISO_W | MAPP_CA | Internal | Summer | B2 | 25 | 788 | 0 | 78.99 | 72.99 | 0.01 | 0
2015 | MISO_W_2_MAPP_CA | MISO_W | MAPP_CA | Internal | Summer | B3 | 75 | 788 | 0 | 78.01 | 64.8 | 0.01 | 0
2015 | MISO_W_2_MAPP_CA | MISO_W | MAPP_CA | Internal | Summer | B4 | 100 | 788 | 0 | 73.24 | 59.24 | 0.01 | 0
2015 | MISO_W_2_MAPP_CA | MISO_W | MAPP_CA | Internal | Summer | B5 | 200 | 788 | 0 | 59.84 | 53.84 | 0.01 | 0
2015 | MISO_W_2_MAPP_CA | MISO_W | MAPP_CA | Internal | Summer | B6 | 300 | 788 | 0 | 51.55 | 51.54 | 0.01 | 0
2015 | MISO_W_2_MAPP_CA | MISO_W | MAPP_CA | Internal | Summer | B7 | 400 | 788 | 622.24 | 47.23 | 47.24 | 0.01 | 0
2015 | MISO_W_2_MAPP_CA | MISO_W | MAPP_CA | Internal | Summer | B8 | 500 | 788 | 788 | 46.09 | 47.24 | 0.01 | 1.13
2015 | MISO_W_2_MAPP_CA | MISO_W | MAPP_CA | Internal | Summer | B9 | 800 | 788 | 788 | 42.2 | 47.24 | 0.01 | 5.03
2015 | MISO_W_2_MAPP_CA | MISO_W | MAPP_CA | Internal | Summer | B10 | 1262 | 788 | 788 | 37.11 | 47.24 | 0.01 | 10.12
2015 | MISO_W_2_MAPP_CA | MISO_W | MAPP_CA | Internal | Winter | B16 | 25 | 788 | 0 | 55.52 | 55.51 | 0.01 | 0
2015 | MISO_W_2_MAPP_CA | MISO_W | MAPP_CA | Internal | Winter | B17 | 100 | 788 | 0 | 51.38 | 51.37 | 0.01 | 0
2015 | MISO_W_2_MAPP_CA | MISO_W | MAPP_CA | Internal | Winter | B18 | 400 | 788 | 788 | 50.51 | 50.63 | 0.01 | 0.11
2015 | MISO_W_2_MAPP_CA | MISO_W | MAPP_CA | Internal | Winter | B19 | 700 | 788 | 788 | 49.07 | 50.63 | 0.01 | 1.56
2015 | MISO_W_2_MAPP_CA | MISO_W | MAPP_CA | Internal | Winter | B20 | 935 | 788 | 788 | 38.57 | 50.63 | 0.01 | 12.05
2015 | MISO_W_2_MISO_MO-IL | MISO_W | MISO_MO-IL | Internal | Shoulder | B11 | 25 | 7873 | 0 | 57.43 | 57.42 | 0.01 | 0
2015 | MISO_W_2_MISO_MO-IL | MISO_W | MISO_MO-IL | Internal | Shoulder | B12 | 200 | 7873 | 0 | 48.79 | 48.78 | 0.01 | 0
2015 | MISO_W_2_MISO_MO-IL | MISO_W | MISO_MO-IL | Internal | Shoulder | B13 | 600 | 7873 | 0 | 48.01 | 47.99 | 0.01 | 0
2015 | MISO_W_2_MISO_MO-IL | MISO_W | MISO_MO-IL | Internal | Shoulder | B14 | 900 | 7873 | 0 | 47.19 | 47.18 | 0.01 | 0
2015 | MISO_W_2_MISO_MO-IL | MISO_W | MISO_MO-IL | Internal | Shoulder | B15 | 1203 | 7873 | 0 | 40.9 | 40.89 | 0.01 | 0
2015 | MISO_W_2_MISO_MO-IL | MISO_W | MISO_MO-IL | Internal | Summer | B1 | 10 | 7873 | 0 | 80.71 | 80.71 | 0.01 | 0
2015 | MISO_W_2_MISO_MO-IL | MISO_W | MISO_MO-IL | Internal | Summer | B2 | 25 | 7873 | 0 | 78.99 | 78.97 | 0.01 | 0
2015 | MISO_W_2_MISO_MO-IL | MISO_W | MISO_MO-IL | Internal | Summer | B3 | 75 | 7873 | 0 | 78.01 | 78 | 0.01 | 0
2015 | MISO_W_2_MISO_MO-IL | MISO_W | MISO_MO-IL | Internal | Summer | B4 | 100 | 7873 | 0 | 73.24 | 73.23 | 0.01 | 0
2015 | MISO_W_2_MISO_MO-IL | MISO_W | MISO_MO-IL | Internal | Summer | B5 | 200 | 7873 | 0 | 59.84 | 59.83 | 0.01 | 0
2015 | MISO_W_2_MISO_MO-IL | MISO_W | MISO_MO-IL | Internal | Summer | B6 | 300 | 7873 | 0 | 51.55 | 51.54 | 0.01 | 0
2015 | MISO_W_2_MISO_MO-IL | MISO_W | MISO_MO-IL | Internal | Summer | B7 | 400 | 7873 | 0 | 47.23 | 47.22 | 0.01 | 0
2015 | MISO_W_2_MISO_MO-IL | MISO_W | MISO_MO-IL | Internal | Summer | B8 | 500 | 7873 | 0 | 46.09 | 46.08 | 0.01 | 0
2015 | MISO_W_2_MISO_MO-IL | MISO_W | MISO_MO-IL | Internal | Summer | B9 | 800 | 7873 | 0 | 42.2 | 42.19 | 0.01 | 0
2015 | MISO_W_2_MISO_MO-IL | MISO_W | MISO_MO-IL | Internal | Summer | B10 | 1262 | 7873 | 0 | 37.11 | 37.1 | 0.01 | 0
2015 | MISO_W_2_MISO_MO-IL | MISO_W | MISO_MO-IL | Internal | Winter | B16 | 25 | 7873 | 0 | 55.52 | 55.51 | 0.01 | 0
2015 | MISO_W_2_MISO_MO-IL | MISO_W | MISO_MO-IL | Internal | Winter | B17 | 100 | 7873 | 0 | 51.38 | 51.37 | 0.01 | 0
2015 | MISO_W_2_MISO_MO-IL | MISO_W | MISO_MO-IL | Internal | Winter | B18 | 400 | 7873 | 0 | 50.51 | 50.5 | 0.01 | 0
2015 | MISO_W_2_MISO_MO-IL | MISO_W | MISO_MO-IL | Internal | Winter | B19 | 700 | 7873 | 0 | 49.07 | 49.05 | 0.01 | 0
2015 | MISO_W_2_MISO_MO-IL | MISO_W | MISO_MO-IL | Internal | Winter | B20 | 935 | 7873 | 0 | 38.57 | 38.56 | 0.01 | 0
2015 | MISO_W_2_MISO_WUMS | MISO_W | MISO_WUMS | Internal | Shoulder | B11 | 25 | 3756 | 0 | 57.43 | 57.42 | 0.01 | 0
2015 | MISO_W_2_MISO_WUMS | MISO_W | MISO_WUMS | Internal | Shoulder | B12 | 200 | 3756 | 0 | 48.79 | 48.79 | 0.01 | 0
2015 | MISO_W_2_MISO_WUMS | MISO_W | MISO_WUMS | Internal | Shoulder | B13 | 600 | 3756 | 0 | 48.01 | 47.99 | 0.01 | 0
2015 | MISO_W_2_MISO_WUMS | MISO_W | MISO_WUMS | Internal | Shoulder | B14 | 900 | 3756 | 1296.06 | 47.19 | 47.21 | 0.01 | 0
2015 | MISO_W_2_MISO_WUMS | MISO_W | MISO_WUMS | Internal | Shoulder | B15 | 1203 | 3756 | 200.95 | 40.9 | 40.92 | 0.01 | 0
2015 | MISO_W_2_MISO_WUMS | MISO_W | MISO_WUMS | Internal | Summer | B1 | 10 | 3756 | 386.35 | 80.71 | 80.72 | 0.01 | 0
2015 | MISO_W_2_MISO_WUMS | MISO_W | MISO_WUMS | Internal | Summer | B2 | 25 | 3756 | 941.45 | 78.99 | 79 | 0.01 | 0
2015 | MISO_W_2_MISO_WUMS | MISO_W | MISO_WUMS | Internal | Summer | B3 | 75 | 3756 | 353.54 | 78.01 | 78.03 | 0.01 | 0
2015 | MISO_W_2_MISO_WUMS | MISO_W | MISO_WUMS | Internal | Summer | B4 | 100 | 3756 | 0 | 73.24 | 73.23 | 0.01 | 0
2015 | MISO_W_2_MISO_WUMS | MISO_W | MISO_WUMS | Internal | Summer | B5 | 200 | 3756 | 0 | 59.84 | 59.83 | 0.01 | 0
2015 | MISO_W_2_MISO_WUMS | MISO_W | MISO_WUMS | Internal | Summer | B6 | 300 | 3756 | 0 | 51.55 | 51.54 | 0.01 | 0
2015 | MISO_W_2_MISO_WUMS | MISO_W | MISO_WUMS | Internal | Summer | B7 | 400 | 3756 | 0 | 47.23 | 47.22 | 0.01 | 0
2015 | MISO_W_2_MISO_WUMS | MISO_W | MISO_WUMS | Internal | Summer | B8 | 500 | 3756 | 0 | 46.09 | 46.08 | 0.01 | 0
2015 | MISO_W_2_MISO_WUMS | MISO_W | MISO_WUMS | Internal | Summer | B9 | 800 | 3756 | 622.25 | 42.2 | 42.21 | 0.01 | 0
2015 | MISO_W_2_MISO_WUMS | MISO_W | MISO_WUMS | Internal | Summer | B10 | 1262 | 3756 | 946.6 | 37.11 | 37.12 | 0.01 | 0
2015 | MISO_W_2_MISO_WUMS | MISO_W | MISO_WUMS | Internal | Winter | B16 | 25 | 3756 | 0 | 55.52 | 55.51 | 0.01 | 0
2015 | MISO_W_2_MISO_WUMS | MISO_W | MISO_WUMS | Internal | Winter | B17 | 100 | 3756 | 0 | 51.38 | 51.37 | 0.01 | 0
2015 | MISO_W_2_MISO_WUMS | MISO_W | MISO_WUMS | Internal | Winter | B18 | 400 | 3756 | 0 | 50.51 | 50.5 | 0.01 | 0
2015 | MISO_W_2_MISO_WUMS | MISO_W | MISO_WUMS | Internal | Winter | B19 | 700 | 3756 | 412.83 | 49.07 | 49.08 | 0.01 | 0
2015 | MISO_W_2_MISO_WUMS | MISO_W | MISO_WUMS | Internal | Winter | B20 | 935 | 3756 | 534.78 | 38.57 | 38.58 | 0.01 | 0
2015 | MISO_W_2_NE | MISO_W | NE | Internal | Shoulder | B11 | 25 | 20297 | 2089.65 | 57.43 | 64.43 | 7 | 0
2015 | MISO_W_2_NE | MISO_W | NE | Internal | Shoulder | B12 | 200 | 20297 | 0 | 48.79 | 52.84 | 7 | 0
2015 | MISO_W_2_NE | MISO_W | NE | Internal | Shoulder | B13 | 600 | 20297 | 0 | 48.01 | 50.64 | 7 | 0
2015 | MISO_W_2_NE | MISO_W | NE | Internal | Shoulder | B14 | 900 | 20297 | 0 | 47.19 | 50.52 | 7 | 0
2015 | MISO_W_2_NE | MISO_W | NE | Internal | Shoulder | B15 | 1203 | 20297 | 1211.96 | 40.9 | 47.9 | 7 | 0
2015 | MISO_W_2_NE | MISO_W | NE | Internal | Summer | B1 | 10 | 20297 | 0 | 80.71 | 80.71 | 7 | 0
2015 | MISO_W_2_NE | MISO_W | NE | Internal | Summer | B2 | 25 | 20297 | 0 | 78.99 | 80.42 | 7 | 0
2015 | MISO_W_2_NE | MISO_W | NE | Internal | Summer | B3 | 75 | 20297 | 0 | 78.01 | 78.1 | 7 | 0
2015 | MISO_W_2_NE | MISO_W | NE | Internal | Summer | B4 | 100 | 20297 | 0 | 73.24 | 73.24 | 7 | 0
2015 | MISO_W_2_NE | MISO_W | NE | Internal | Summer | B5 | 200 | 20297 | 2756.68 | 59.84 | 66.84 | 7 | 0
2015 | MISO_W_2_NE | MISO_W | NE | Internal | Summer | B6 | 300 | 20297 | 0 | 51.55 | 58.54 | 7 | 0
2015 | MISO_W_2_NE | MISO_W | NE | Internal | Summer | B7 | 400 | 20297 | 0 | 47.23 | 53.21 | 7 | 0
2015 | MISO_W_2_NE | MISO_W | NE | Internal | Summer | B8 | 500 | 20297 | 0 | 46.09 | 49.97 | 7 | 0
2015 | MISO_W_2_NE | MISO_W | NE | Internal | Summer | B9 | 800 | 20297 | 0 | 42.2 | 49.19 | 7 | 0
2015 | MISO_W_2_NE | MISO_W | NE | Internal | Summer | B10 | 1262 | 20297 | 88.38 | 37.11 | 44.11 | 7 | 0
2015 | MISO_W_2_NE | MISO_W | NE | Internal | Winter | B16 | 25 | 20297 | 0 | 55.52 | 55.52 | 7 | 0
2015 | MISO_W_2_NE | MISO_W | NE | Internal | Winter | B17 | 100 | 20297 | 0 | 51.38 | 53 | 7 | 0
2015 | MISO_W_2_NE | MISO_W | NE | Internal | Winter | B18 | 400 | 20297 | 0 | 50.51 | 52.88 | 7 | 0
2015 | MISO_W_2_NE | MISO_W | NE | Internal | Winter | B19 | 700 | 20297 | 0 | 49.07 | 52.88 | 7 | 0
2015 | MISO_W_2_NE | MISO_W | NE | Internal | Winter | B20 | 935 | 20297 | 0 | 38.57 | 45.56 | 7 | 0
2015 | MISO_W_2_PJM_ROR | MISO_W | PJM_ROR | Internal | Shoulder | B11 | 25 | 10135 | 0 | 57.43 | 55.43 | 2 | 0
2015 | MISO_W_2_PJM_ROR | MISO_W | PJM_ROR | Internal | Shoulder | B12 | 200 | 10135 | 0 | 48.79 | 50.78 | 2 | 0
2015 | MISO_W_2_PJM_ROR | MISO_W | PJM_ROR | Internal | Shoulder | B13 | 600 | 10135 | 0 | 48.01 | 49.73 | 2 | 0
2015 | MISO_W_2_PJM_ROR | MISO_W | PJM_ROR | Internal | Shoulder | B14 | 900 | 10135 | 0 | 47.19 | 48.13 | 2 | 0
2015 | MISO_W_2_PJM_ROR | MISO_W | PJM_ROR | Internal | Shoulder | B15 | 1203 | 10135 | 0 | 40.9 | 39.79 | 2 | 0
2015 | MISO_W_2_PJM_ROR | MISO_W | PJM_ROR | Internal | Summer | B1 | 10 | 10135 | 1427.12 | 80.71 | 82.71 | 2 | 0
2015 | MISO_W_2_PJM_ROR | MISO_W | PJM_ROR | Internal | Summer | B2 | 25 | 10135 | 0 | 78.99 | 80.97 | 2 | 0
2015 | MISO_W_2_PJM_ROR | MISO_W | PJM_ROR | Internal | Summer | B3 | 75 | 10135 | 0 | 78.01 | 78.79 | 2 | 0
2015 | MISO_W_2_PJM_ROR | MISO_W | PJM_ROR | Internal | Summer | B4 | 100 | 10135 | 0 | 73.24 | 73.02 | 2 | 0
2015 | MISO_W_2_PJM_ROR | MISO_W | PJM_ROR | Internal | Summer | B5 | 200 | 10135 | 0 | 59.84 | 57.84 | 2 | 0
2015 | MISO_W_2_PJM_ROR | MISO_W | PJM_ROR | Internal | Summer | B6 | 300 | 10135 | 0 | 51.55 | 50.6 | 2 | 0
2015 | MISO_W_2_PJM_ROR | MISO_W | PJM_ROR | Internal | Summer | B7 | 400 | 10135 | 0 | 47.23 | 49.22 | 2 | 0
2015 | MISO_W_2_PJM_ROR | MISO_W | PJM_ROR | Internal | Summer | B8 | 500 | 10135 | 0 | 46.09 | 46.84 | 2 | 0
2015 | MISO_W_2_PJM_ROR | MISO_W | PJM_ROR | Internal | Summer | B9 | 800 | 10135 | 0 | 42.2 | 43.88 | 2 | 0
2015 | MISO_W_2_PJM_ROR | MISO_W | PJM_ROR | Internal | Summer | B10 | 1262 | 10135 | 0 | 37.11 | 36.17 | 2 | 0
2015 | MISO_W_2_PJM_ROR | MISO_W | PJM_ROR | Internal | Winter | B16 | 25 | 10135 | 0 | 55.52 | 57.51 | 2 | 0
2015 | MISO_W_2_PJM_ROR | MISO_W | PJM_ROR | Internal | Winter | B17 | 100 | 10135 | 0 | 51.38 | 53.37 | 2 | 0
2015 | MISO_W_2_PJM_ROR | MISO_W | PJM_ROR | Internal | Winter | B18 | 400 | 10135 | 0 | 50.51 | 52.5 | 2 | 0
2015 | MISO_W_2_PJM_ROR | MISO_W | PJM_ROR | Internal | Winter | B19 | 700 | 10135 | 0 | 49.07 | 48.95 | 2 | 0
2015 | MISO_W_2_PJM_ROR | MISO_W | PJM_ROR | Internal | Winter | B20 | 935 | 10135 | 0 | 38.57 | 38.24 | 2 | 0
2015 | MISO_W_2_SPP_N | MISO_W | SPP_N | Internal | Shoulder | B11 | 25 | 3200 | 3200 | 57.43 | 64.44 | 7 | 0.01
2015 | MISO_W_2_SPP_N | MISO_W | SPP_N | Internal | Shoulder | B12 | 200 | 3200 | 0 | 48.79 | 52.85 | 7 | 0
2015 | MISO_W_2_SPP_N | MISO_W | SPP_N | Internal | Shoulder | B13 | 600 | 3200 | 0 | 48.01 | 50.65 | 7 | 0
2015 | MISO_W_2_SPP_N | MISO_W | SPP_N | Internal | Shoulder | B14 | 900 | 3200 | 0 | 47.19 | 50.53 | 7 | 0
2015 | MISO_W_2_SPP_N | MISO_W | SPP_N | Internal | Shoulder | B15 | 1203 | 3200 | 3200 | 40.9 | 47.92 | 7 | 0.01
2015 | MISO_W_2_SPP_N | MISO_W | SPP_N | Internal | Summer | B1 | 10 | 3200 | 0 | 80.71 | 80.72 | 7 | 0
2015 | MISO_W_2_SPP_N | MISO_W | SPP_N | Internal | Summer | B2 | 25 | 3200 | 0 | 78.99 | 80.43 | 7 | 0
2015 | MISO_W_2_SPP_N | MISO_W | SPP_N | Internal | Summer | B3 | 75 | 3200 | 0 | 78.01 | 78.11 | 7 | 0
2015 | MISO_W_2_SPP_N | MISO_W | SPP_N | Internal | Summer | B4 | 100 | 3200 | 0 | 73.24 | 73.25 | 7 | 0
2015 | MISO_W_2_SPP_N | MISO_W | SPP_N | Internal | Summer | B5 | 200 | 3200 | 3200 | 59.84 | 66.85 | 7 | 0.01
2015 | MISO_W_2_SPP_N | MISO_W | SPP_N | Internal | Summer | B6 | 300 | 3200 | 2716.88 | 51.55 | 58.55 | 7 | 0
2015 | MISO_W_2_SPP_N | MISO_W | SPP_N | Internal | Summer | B7 | 400 | 3200 | 0 | 47.23 | 53.22 | 7 | 0
2015 | MISO_W_2_SPP_N | MISO_W | SPP_N | Internal | Summer | B8 | 500 | 3200 | 0 | 46.09 | 49.99 | 7 | 0
2015 | MISO_W_2_SPP_N | MISO_W | SPP_N | Internal | Summer | B9 | 800 | 3200 | 785.31 | 42.2 | 49.2 | 7 | 0
2015 | MISO_W_2_SPP_N | MISO_W | SPP_N | Internal | Summer | B10 | 1262 | 3200 | 3200 | 37.11 | 44.12 | 7 | 0.01
2015 | MISO_W_2_SPP_N | MISO_W | SPP_N | Internal | Winter | B16 | 25 | 3200 | 0 | 55.52 | 55.54 | 7 | 0
2015 | MISO_W_2_SPP_N | MISO_W | SPP_N | Internal | Winter | B17 | 100 | 3200 | 0 | 51.38 | 53.01 | 7 | 0
2015 | MISO_W_2_SPP_N | MISO_W | SPP_N | Internal | Winter | B18 | 400 | 3200 | 0 | 50.51 | 52.89 | 7 | 0
2015 | MISO_W_2_SPP_N | MISO_W | SPP_N | Internal | Winter | B19 | 700 | 3200 | 0 | 49.07 | 52.89 | 7 | 0
2015 | MISO_W_2_SPP_N | MISO_W | SPP_N | Internal | Winter | B20 | 935 | 3200 | 1314.78 | 38.57 | 45.57 | 7 | 0
2015 | MISO_WUMS_2_MISO_MI | MISO_WUMS | MISO_MI | Internal | Shoulder | B11 | 25 | 148 | 0 | 57.42 | 56.87 | 0.01 | 0
2015 | MISO_WUMS_2_MISO_MI | MISO_WUMS | MISO_MI | Internal | Shoulder | B12 | 200 | 148 | 0 | 48.79 | 48.78 | 0.01 | 0
2015 | MISO_WUMS_2_MISO_MI | MISO_WUMS | MISO_MI | Internal | Shoulder | B13 | 600 | 148 | 0 | 47.99 | 47.97 | 0.01 | 0
2015 | MISO_WUMS_2_MISO_MI | MISO_WUMS | MISO_MI | Internal | Shoulder | B14 | 900 | 148 | 0 | 47.21 | 47.19 | 0.01 | 0
2015 | MISO_WUMS_2_MISO_MI | MISO_WUMS | MISO_MI | Internal | Shoulder | B15 | 1203 | 148 | 0 | 40.92 | 40.87 | 0.01 | 0
2015 | MISO_WUMS_2_MISO_MI | MISO_WUMS | MISO_MI | Internal | Summer | B1 | 10 | 148 | 0 | 80.72 | 80.71 | 0.01 | 0
2015 | MISO_WUMS_2_MISO_MI | MISO_WUMS | MISO_MI | Internal | Summer | B2 | 25 | 148 | 0 | 79 | 78.97 | 0.01 | 0
2015 | MISO_WUMS_2_MISO_MI | MISO_WUMS | MISO_MI | Internal | Summer | B3 | 75 | 148 | 0 | 78.03 | 76.79 | 0.01 | 0
2015 | MISO_WUMS_2_MISO_MI | MISO_WUMS | MISO_MI | Internal | Summer | B4 | 100 | 148 | 0 | 73.23 | 73.23 | 0.01 | 0
2015 | MISO_WUMS_2_MISO_MI | MISO_WUMS | MISO_MI | Internal | Summer | B5 | 200 | 148 | 0 | 59.83 | 57.11 | 0.01 | 0
2015 | MISO_WUMS_2_MISO_MI | MISO_WUMS | MISO_MI | Internal | Summer | B6 | 300 | 148 | 148 | 51.54 | 51.56 | 0.01 | 0.01
2015 | MISO_WUMS_2_MISO_MI | MISO_WUMS | MISO_MI | Internal | Summer | B7 | 400 | 148 | 148 | 47.22 | 47.24 | 0.01 | 0.01
2015 | MISO_WUMS_2_MISO_MI | MISO_WUMS | MISO_MI | Internal | Summer | B8 | 500 | 148 | 148 | 46.08 | 46.11 | 0.01 | 0.01
2015 | MISO_WUMS_2_MISO_MI | MISO_WUMS | MISO_MI | Internal | Summer | B9 | 800 | 148 | 0 | 42.21 | 42.21 | 0.01 | 0
2015 | MISO_WUMS_2_MISO_MI | MISO_WUMS | MISO_MI | Internal | Summer | B10 | 1262 | 148 | 0 | 37.12 | 37.12 | 0.01 | 0
2015 | MISO_WUMS_2_MISO_MI | MISO_WUMS | MISO_MI | Internal | Winter | B16 | 25 | 148 | 0 | 55.51 | 55.51 | 0.01 | 0
2015 | MISO_WUMS_2_MISO_MI | MISO_WUMS | MISO_MI | Internal | Winter | B17 | 100 | 148 | 13.07 | 51.37 | 51.38 | 0.01 | 0
2015 | MISO_WUMS_2_MISO_MI | MISO_WUMS | MISO_MI | Internal | Winter | B18 | 400 | 148 | 148 | 50.5 | 50.51 | 0.01 | 0
2015 | MISO_WUMS_2_MISO_MI | MISO_WUMS | MISO_MI | Internal | Winter | B19 | 700 | 148 | 0 | 49.08 | 49.03 | 0.01 | 0
2015 | MISO_WUMS_2_MISO_MI | MISO_WUMS | MISO_MI | Internal | Winter | B20 | 935 | 148 | 0 | 38.58 | 38.54 | 0.01 | 0
2015 | MISO_WUMS_2_MISO_W | MISO_WUMS | MISO_W | Internal | Shoulder | B11 | 25 | 3264 | 4.11 | 57.42 | 57.43 | 0.01 | 0
2015 | MISO_WUMS_2_MISO_W | MISO_WUMS | MISO_W | Internal | Shoulder | B12 | 200 | 3264 | 0 | 48.79 | 48.79 | 0.01 | 0
2015 | MISO_WUMS_2_MISO_W | MISO_WUMS | MISO_W | Internal | Shoulder | B13 | 600 | 3264 | 226.96 | 47.99 | 48.01 | 0.01 | 0
2015 | MISO_WUMS_2_MISO_W | MISO_WUMS | MISO_W | Internal | Shoulder | B14 | 900 | 3264 | 0 | 47.21 | 47.19 | 0.01 | 0
2015 | MISO_WUMS_2_MISO_W | MISO_WUMS | MISO_W | Internal | Shoulder | B15 | 1203 | 3264 | 0 | 40.92 | 40.9 | 0.01 | 0
2015 | MISO_WUMS_2_MISO_W | MISO_WUMS | MISO_W | Internal | Summer | B1 | 10 | 3264 | 0 | 80.72 | 80.71 | 0.01 | 0
2015 | MISO_WUMS_2_MISO_W | MISO_WUMS | MISO_W | Internal | Summer | B2 | 25 | 3264 | 0 | 79 | 78.99 | 0.01 | 0
2015 | MISO_WUMS_2_MISO_W | MISO_WUMS | MISO_W | Internal | Summer | B3 | 75 | 3264 | 0 | 78.03 | 78.01 | 0.01 | 0
2015 | MISO_WUMS_2_MISO_W | MISO_WUMS | MISO_W | Internal | Summer | B4 | 100 | 3264 | 225.84 | 73.23 | 73.24 | 0.01 | 0
2015 | MISO_WUMS_2_MISO_W | MISO_WUMS | MISO_W | Internal | Summer | B5 | 200 | 3264 | 853.73 | 59.83 | 59.84 | 0.01 | 0
2015 | MISO_WUMS_2_MISO_W | MISO_WUMS | MISO_W | Internal | Summer | B6 | 300 | 3264 | 1054.39 | 51.54 | 51.55 | 0.01 | 0
2015 | MISO_WUMS_2_MISO_W | MISO_WUMS | MISO_W | Internal | Summer | B7 | 400 | 3264 | 1322.87 | 47.22 | 47.23 | 0.01 | 0
2015 | MISO_WUMS_2_MISO_W | MISO_WUMS | MISO_W | Internal | Summer | B8 | 500 | 3264 | 395.17 | 46.08 | 46.09 | 0.01 | 0
2015 | MISO_WUMS_2_MISO_W | MISO_WUMS | MISO_W | Internal | Summer | B9 | 800 | 3264 | 0 | 42.21 | 42.2 | 0.01 | 0
2015 | MISO_WUMS_2_MISO_W | MISO_WUMS | MISO_W | Internal | Summer | B10 | 1262 | 3264 | 0 | 37.12 | 37.11 | 0.01 | 0
2015 | MISO_WUMS_2_MISO_W | MISO_WUMS | MISO_W | Internal | Winter | B16 | 25 | 3264 | 51.58 | 55.51 | 55.52 | 0.01 | 0
2015 | MISO_WUMS_2_MISO_W | MISO_WUMS | MISO_W | Internal | Winter | B17 | 100 | 3264 | 372.28 | 51.37 | 51.38 | 0.01 | 0
2015 | MISO_WUMS_2_MISO_W | MISO_WUMS | MISO_W | Internal | Winter | B18 | 400 | 3264 | 1216.04 | 50.5 | 50.51 | 0.01 | 0
2015 | MISO_WUMS_2_MISO_W | MISO_WUMS | MISO_W | Internal | Winter | B19 | 700 | 3264 | 0 | 49.08 | 49.07 | 0.01 | 0
2015 | MISO_WUMS_2_MISO_W | MISO_WUMS | MISO_W | Internal | Winter | B20 | 935 | 3264 | 0 | 38.58 | 38.57 | 0.01 | 0
2015 | MISO_WUMS_2_PJM_ROR | MISO_WUMS | PJM_ROR | Internal | Shoulder | B11 | 25 | 1600 | 0 | 57.42 | 55.43 | 2 | 0
2015 | MISO_WUMS_2_PJM_ROR | MISO_WUMS | PJM_ROR | Internal | Shoulder | B12 | 200 | 1600 | 0 | 48.79 | 50.78 | 2 | 0
2015 | MISO_WUMS_2_PJM_ROR | MISO_WUMS | PJM_ROR | Internal | Shoulder | B13 | 600 | 1600 | 0 | 47.99 | 49.73 | 2 | 0
2015 | MISO_WUMS_2_PJM_ROR | MISO_WUMS | PJM_ROR | Internal | Shoulder | B14 | 900 | 1600 | 0 | 47.21 | 48.13 | 2 | 0
2015 | MISO_WUMS_2_PJM_ROR | MISO_WUMS | PJM_ROR | Internal | Shoulder | B15 | 1203 | 1600 | 0 | 40.92 | 39.79 | 2 | 0
2015 | MISO_WUMS_2_PJM_ROR | MISO_WUMS | PJM_ROR | Internal | Summer | B1 | 10 | 1600 | 0 | 80.72 | 82.71 | 2 | 0
2015 | MISO_WUMS_2_PJM_ROR | MISO_WUMS | PJM_ROR | Internal | Summer | B2 | 25 | 1600 | 0 | 79 | 80.97 | 2 | 0
2015 | MISO_WUMS_2_PJM_ROR | MISO_WUMS | PJM_ROR | Internal | Summer | B3 | 75 | 1600 | 0 | 78.03 | 78.79 | 2 | 0
2015 | MISO_WUMS_2_PJM_ROR | MISO_WUMS | PJM_ROR | Internal | Summer | B4 | 100 | 1600 | 0 | 73.23 | 73.02 | 2 | 0
2015 | MISO_WUMS_2_PJM_ROR | MISO_WUMS | PJM_ROR | Internal | Summer | B5 | 200 | 1600 | 0 | 59.83 | 57.84 | 2 | 0
2015 | MISO_WUMS_2_PJM_ROR | MISO_WUMS | PJM_ROR | Internal | Summer | B6 | 300 | 1600 | 0 | 51.54 | 50.6 | 2 | 0
2015 | MISO_WUMS_2_PJM_ROR | MISO_WUMS | PJM_ROR | Internal | Summer | B7 | 400 | 1600 | 68.11 | 47.22 | 49.22 | 2 | 0
2015 | MISO_WUMS_2_PJM_ROR | MISO_WUMS | PJM_ROR | Internal | Summer | B8 | 500 | 1600 | 0 | 46.08 | 46.84 | 2 | 0
2015 | MISO_WUMS_2_PJM_ROR | MISO_WUMS | PJM_ROR | Internal | Summer | B9 | 800 | 1600 | 0 | 42.21 | 43.88 | 2 | 0
2015 | MISO_WUMS_2_PJM_ROR | MISO_WUMS | PJM_ROR | Internal | Summer | B10 | 1262 | 1600 | 0 | 37.12 | 36.17 | 2 | 0
2015 | MISO_WUMS_2_PJM_ROR | MISO_WUMS | PJM_ROR | Internal | Winter | B16 | 25 | 1600 | 1022.14 | 55.51 | 57.51 | 2 | 0
2015 | MISO_WUMS_2_PJM_ROR | MISO_WUMS | PJM_ROR | Internal | Winter | B17 | 100 | 1600 | 873.77 | 51.37 | 53.37 | 2 | 0
2015 | MISO_WUMS_2_PJM_ROR | MISO_WUMS | PJM_ROR | Internal | Winter | B18 | 400 | 1600 | 143.37 | 50.5 | 52.5 | 2 | 0
2015 | MISO_WUMS_2_PJM_ROR | MISO_WUMS | PJM_ROR | Internal | Winter | B19 | 700 | 1600 | 0 | 49.08 | 48.95 | 2 | 0
2015 | MISO_WUMS_2_PJM_ROR | MISO_WUMS | PJM_ROR | Internal | Winter | B20 | 935 | 1600 | 0 | 38.58 | 38.24 | 2 | 0
2015 | NE_2_MAPP_US | NE | MAPP_US | Internal | Shoulder | B11 | 25 | 1600 | 0 | 64.43 | 57.43 | 5 | 0
2015 | NE_2_MAPP_US | NE | MAPP_US | Internal | Shoulder | B12 | 200 | 1600 | 0 | 52.84 | 45.84 | 5 | 0
2015 | NE_2_MAPP_US | NE | MAPP_US | Internal | Shoulder | B13 | 600 | 1600 | 0 | 50.64 | 43.64 | 5 | 0
2015 | NE_2_MAPP_US | NE | MAPP_US | Internal | Shoulder | B14 | 900 | 1600 | 0 | 50.52 | 43.52 | 5 | 0
2015 | NE_2_MAPP_US | NE | MAPP_US | Internal | Shoulder | B15 | 1203 | 1600 | 0 | 47.9 | 40.9 | 5 | 0
2015 | NE_2_MAPP_US | NE | MAPP_US | Internal | Summer | B1 | 10 | 1600 | 0 | 80.71 | 73.71 | 5 | 0
2015 | NE_2_MAPP_US | NE | MAPP_US | Internal | Summer | B2 | 25 | 1600 | 0 | 80.42 | 73.42 | 5 | 0
2015 | NE_2_MAPP_US | NE | MAPP_US | Internal | Summer | B3 | 75 | 1600 | 0 | 78.1 | 71.1 | 5 | 0
2015 | NE_2_MAPP_US | NE | MAPP_US | Internal | Summer | B4 | 100 | 1600 | 0 | 73.24 | 66.24 | 5 | 0
2015 | NE_2_MAPP_US | NE | MAPP_US | Internal | Summer | B5 | 200 | 1600 | 0 | 66.84 | 59.84 | 5 | 0
2015 | NE_2_MAPP_US | NE | MAPP_US | Internal | Summer | B6 | 300 | 1600 | 0 | 58.54 | 51.54 | 5 | 0
2015 | NE_2_MAPP_US | NE | MAPP_US | Internal | Summer | B7 | 400 | 1600 | 0 | 53.21 | 42.19 | 5 | 0
2015 | NE_2_MAPP_US | NE | MAPP_US | Internal | Summer | B8 | 500 | 1600 | 0 | 49.97 | 42.19 | 5 | 0
2015 | NE_2_MAPP_US | NE | MAPP_US | Internal | Summer | B9 | 800 | 1600 | 0 | 49.19 | 42.19 | 5 | 0
2015 | NE_2_MAPP_US | NE | MAPP_US | Internal | Summer | B10 | 1262 | 1600 | 0 | 44.11 | 37.11 | 5 | 0
2015 | NE_2_MAPP_US | NE | MAPP_US | Internal | Winter | B16 | 25 | 1600 | 0 | 55.52 | 48.52 | 5 | 0
2015 | NE_2_MAPP_US | NE | MAPP_US | Internal | Winter | B17 | 100 | 1600 | 0 | 53 | 46 | 5 | 0
2015 | NE_2_MAPP_US | NE | MAPP_US | Internal | Winter | B18 | 400 | 1600 | 0 | 52.88 | 45.88 | 5 | 0
2015 | NE_2_MAPP_US | NE | MAPP_US | Internal | Winter | B19 | 700 | 1600 | 0 | 52.88 | 45.88 | 5 | 0
2015 | NE_2_MAPP_US | NE | MAPP_US | Internal | Winter | B20 | 935 | 1600 | 0 | 45.56 | 38.56 | 5 | 0
2015 | NE_2_MISO_W | NE | MISO_W | Internal | Shoulder | B11 | 25 | 19097 | 0 | 64.43 | 57.43 | 5 | 0
2015 | NE_2_MISO_W | NE | MISO_W | Internal | Shoulder | B12 | 200 | 19097 | 0 | 52.84 | 48.79 | 5 | 0
2015 | NE_2_MISO_W | NE | MISO_W | Internal | Shoulder | B13 | 600 | 19097 | 0 | 50.64 | 48.01 | 5 | 0
2015 | NE_2_MISO_W | NE | MISO_W | Internal | Shoulder | B14 | 900 | 19097 | 0 | 50.52 | 47.19 | 5 | 0
2015 | NE_2_MISO_W | NE | MISO_W | Internal | Shoulder | B15 | 1203 | 19097 | 0 | 47.9 | 40.9 | 5 | 0
2015 | NE_2_MISO_W | NE | MISO_W | Internal | Summer | B1 | 10 | 19097 | 0 | 80.71 | 80.71 | 5 | 0
2015 | NE_2_MISO_W | NE | MISO_W | Internal | Summer | B2 | 25 | 19097 | 0 | 80.42 | 78.99 | 5 | 0
2015 | NE_2_MISO_W | NE | MISO_W | Internal | Summer | B3 | 75 | 19097 | 0 | 78.1 | 78.01 | 5 | 0
2015 | NE_2_MISO_W | NE | MISO_W | Internal | Summer | B4 | 100 | 19097 | 0 | 73.24 | 73.24 | 5 | 0
2015 | NE_2_MISO_W | NE | MISO_W | Internal | Summer | B5 | 200 | 19097 | 0 | 66.84 | 59.84 | 5 | 0
2015 | NE_2_MISO_W | NE | MISO_W | Internal | Summer | B6 | 300 | 19097 | 0 | 58.54 | 51.55 | 5 | 0
2015 | NE_2_MISO_W | NE | MISO_W | Internal | Summer | B7 | 400 | 19097 | 0 | 53.21 | 47.23 | 5 | 0
2015 | NE_2_MISO_W | NE | MISO_W | Internal | Summer | B8 | 500 | 19097 | 0 | 49.97 | 46.09 | 5 | 0
2015 | NE_2_MISO_W | NE | MISO_W | Internal | Summer | B9 | 800 | 19097 | 0 | 49.19 | 42.2 | 5 | 0
2015 | NE_2_MISO_W | NE | MISO_W | Internal | Summer | B10 | 1262 | 19097 | 0 | 44.11 | 37.11 | 5 | 0
2015 | NE_2_MISO_W | NE | MISO_W | Internal | Winter | B16 | 25 | 19097 | 0 | 55.52 | 55.52 | 5 | 0
2015 | NE_2_MISO_W | NE | MISO_W | Internal | Winter | B17 | 100 | 19097 | 0 | 53 | 51.38 | 5 | 0
2015 | NE_2_MISO_W | NE | MISO_W | Internal | Winter | B18 | 400 | 19097 | 0 | 52.88 | 50.51 | 5 | 0
2015 | NE_2_MISO_W | NE | MISO_W | Internal | Winter | B19 | 700 | 19097 | 0 | 52.88 | 49.07 | 5 | 0
2015 | NE_2_MISO_W | NE | MISO_W | Internal | Winter | B20 | 935 | 19097 | 0 | 45.56 | 38.57 | 5 | 0
2015 | NE_2_SPP_N | NE | SPP_N | Internal | Shoulder | B11 | 25 | 12798 | 4170.54 | 64.43 | 64.44 | 0.01 | 0
2015 | NE_2_SPP_N | NE | SPP_N | Internal | Shoulder | B12 | 200 | 12798 | 2071.58 | 52.84 | 52.85 | 0.01 | 0
2015 | NE_2_SPP_N | NE | SPP_N | Internal | Shoulder | B13 | 600 | 12798 | 1766.14 | 50.64 | 50.65 | 0.01 | 0
2015 | NE_2_SPP_N | NE | SPP_N | Internal | Shoulder | B14 | 900 | 12798 | 941.7 | 50.52 | 50.53 | 0.01 | 0
2015 | NE_2_SPP_N | NE | SPP_N | Internal | Shoulder | B15 | 1203 | 12798 | 2090.1 | 47.9 | 47.92 | 0.01 | 0
2015 | NE_2_SPP_N | NE | SPP_N | Internal | Summer | B1 | 10 | 12798 | 2282.14 | 80.71 | 80.72 | 0.01 | 0
2015 | NE_2_SPP_N | NE | SPP_N | Internal | Summer | B2 | 25 | 12798 | 2013.14 | 80.42 | 80.43 | 0.01 | 0
2015 | NE_2_SPP_N | NE | SPP_N | Internal | Summer | B3 | 75 | 12798 | 1614.89 | 78.1 | 78.11 | 0.01 | 0
2015 | NE_2_SPP_N | NE | SPP_N | Internal | Summer | B4 | 100 | 12798 | 1941.65 | 73.24 | 73.25 | 0.01 | 0
2015 | NE_2_SPP_N | NE | SPP_N | Internal | Summer | B5 | 200 | 12798 | 4815.61 | 66.84 | 66.85 | 0.01 | 0
2015 | NE_2_SPP_N | NE | SPP_N | Internal | Summer | B6 | 300 | 12798 | 2457.73 | 58.54 | 58.55 | 0.01 | 0
2015 | NE_2_SPP_N | NE | SPP_N | Internal | Summer | B7 | 400 | 12798 | 2798.85 | 53.21 | 53.22 | 0.01 | 0
2015 | NE_2_SPP_N | NE | SPP_N | Internal | Summer | B8 | 500 | 12798 | 2863.2 | 49.97 | 49.99 | 0.01 | 0
2015 | NE_2_SPP_N | NE | SPP_N | Internal | Summer | B9 | 800 | 12798 | 3046.41 | 49.19 | 49.2 | 0.01 | 0
2015 | NE_2_SPP_N | NE | SPP_N | Internal | Summer | B10 | 1262 | 12798 | 3102.09 | 44.11 | 44.12 | 0.01 | 0
2015 | NE_2_SPP_N | NE | SPP_N | Internal | Winter | B16 | 25 | 12798 | 2591.39 | 55.52 | 55.54 | 0.01 | 0
2015 | NE_2_SPP_N | NE | SPP_N | Internal | Winter | B17 | 100 | 12798 | 2882.69 | 53 | 53.01 | 0.01 | 0
2015 | NE_2_SPP_N | NE | SPP_N | Internal | Winter | B18 | 400 | 12798 | 2807.56 | 52.88 | 52.89 | 0.01 | 0
2015 | NE_2_SPP_N | NE | SPP_N | Internal | Winter | B19 | 700 | 12798 | 2180.92 | 52.88 | 52.89 | 0.01 | 0
2015 | NE_2_SPP_N | NE | SPP_N | Internal | Winter | B20 | 935 | 12798 | 2491.29 | 45.56 | 45.57 | 0.01 | 0
2015 | NEISO_2_NYISO_A-F | NEISO | NYISO_A-F | Internal | Shoulder | B11 | 25 | 600 | 0 | 49.78 | 52.77 | 3 | 0
2015 | NEISO_2_NYISO_A-F | NEISO | NYISO_A-F | Internal | Shoulder | B12 | 200 | 600 | 0 | 49.78 | 52.76 | 3 | 0
2015 | NEISO_2_NYISO_A-F | NEISO | NYISO_A-F | Internal | Shoulder | B13 | 600 | 600 | 0 | 49.78 | 48.5 | 3 | 0
2015 | NEISO_2_NYISO_A-F | NEISO | NYISO_A-F | Internal | Shoulder | B14 | 900 | 600 | 0 | 49.78 | 48.49 | 3 | 0
2015 | NEISO_2_NYISO_A-F | NEISO | NYISO_A-F | Internal | Shoulder | B15 | 1203 | 600 | 0 | 49.78 | 48.49 | 3 | 0
2015 | NEISO_2_NYISO_A-F | NEISO | NYISO_A-F | Internal | Summer | B1 | 10 | 600 | 0 | 85.75 | 77.11 | 3 | 0
2015 | NEISO_2_NYISO_A-F | NEISO | NYISO_A-F | Internal | Summer | B2 | 25 | 600 | 0 | 72.35 | 72.99 | 3 | 0
2015 | NEISO_2_NYISO_A-F | NEISO | NYISO_A-F | Internal | Summer | B3 | 75 | 600 | 0 | 65.17 | 64.8 | 3 | 0
2015 | NEISO_2_NYISO_A-F | NEISO | NYISO_A-F | Internal | Summer | B4 | 100 | 600 | 600 | 47.1 | 57.96 | 3 | 7.86
2015 | NEISO_2_NYISO_A-F | NEISO | NYISO_A-F | Internal | Summer | B5 | 200 | 600 | 600 | 47.1 | 53.84 | 3 | 3.74
2015 | NEISO_2_NYISO_A-F | NEISO | NYISO_A-F | Internal | Summer | B6 | 300 | 600 | 600 | 47.1 | 51.56 | 3 | 1.46
2015 | NEISO_2_NYISO_A-F | NEISO | NYISO_A-F | Internal | Summer | B7 | 400 | 600 | 0 | 47.1 | 50.09 | 3 | 0
2015 | NEISO_2_NYISO_A-F | NEISO | NYISO_A-F | Internal | Summer | B8 | 500 | 600 | 0 | 47.1 | 47.32 | 3 | 0
2015 | NEISO_2_NYISO_A-F | NEISO | NYISO_A-F | Internal | Summer | B9 | 800 | 600 | 0 | 47.1 | 46.82 | 3 | 0
2015 | NEISO_2_NYISO_A-F | NEISO | NYISO_A-F | Internal | Summer | B10 | 1262 | 600 | 0 | 47.1 | 46.82 | 3 | 0
2015 | NEISO_2_NYISO_A-F | NEISO | NYISO_A-F | Internal | Winter | B16 | 25 | 600 | 0 | 58.18 | 55.51 | 3 | 0
2015 | NEISO_2_NYISO_A-F | NEISO | NYISO_A-F | Internal | Winter | B17 | 100 | 600 | 0 | 58.18 | 55.18 | 3 | 0
2015 | NEISO_2_NYISO_A-F | NEISO | NYISO_A-F | Internal | Winter | B18 | 400 | 600 | 0 | 58.18 | 50.99 | 3 | 0
2015 | NEISO_2_NYISO_A-F | NEISO | NYISO_A-F | Internal | Winter | B19 | 700 | 600 | 0 | 58.18 | 50.63 | 3 | 0
2015 | NEISO_2_NYISO_A-F | NEISO | NYISO_A-F | Internal | Winter | B20 | 935 | 600 | 0 | 58.18 | 50.63 | 3 | 0
2015 | NEISO_2_NYISO_G-I | NEISO | NYISO_G-I | Internal | Shoulder | B11 | 25 | 600 | 426.52 | 49.78 | 52.78 | 3 | 0
2015 | NEISO_2_NYISO_G-I | NEISO | NYISO_G-I | Internal | Shoulder | B12 | 200 | 600 | 0 | 49.78 | 52.77 | 3 | 0
2015 | NEISO_2_NYISO_G-I | NEISO | NYISO_G-I | Internal | Shoulder | B13 | 600 | 600 | 0 | 49.78 | 51.79 | 3 | 0
2015 | NEISO_2_NYISO_G-I | NEISO | NYISO_G-I | Internal | Shoulder | B14 | 900 | 600 | 0 | 49.78 | 50.85 | 3 | 0
2015 | NEISO_2_NYISO_G-I | NEISO | NYISO_G-I | Internal | Shoulder | B15 | 1203 | 600 | 0 | 49.78 | 48.5 | 3 | 0
2015 | NEISO_2_NYISO_G-I | NEISO | NYISO_G-I | Internal | Summer | B1 | 10 | 600 | 0 | 85.75 | 88.74 | 3 | 0
2015 | NEISO_2_NYISO_G-I | NEISO | NYISO_G-I | Internal | Summer | B2 | 25 | 600 | 0 | 72.35 | 75.34 | 3 | 0
2015 | NEISO_2_NYISO_G-I | NEISO | NYISO_G-I | Internal | Summer | B3 | 75 | 600 | 600 | 65.17 | 70.81 | 3 | 2.64
2015 | NEISO_2_NYISO_G-I | NEISO | NYISO_G-I | Internal | Summer | B4 | 100 | 600 | 600 | 47.1 | 68.21 | 3 | 18.11
2015 | NEISO_2_NYISO_G-I | NEISO | NYISO_G-I | Internal | Summer | B5 | 200 | 600 | 600 | 47.1 | 63.84 | 3 | 13.74
2015 | NEISO_2_NYISO_G-I | NEISO | NYISO_G-I | Internal | Summer | B6 | 300 | 600 | 600 | 47.1 | 51.57 | 3 | 1.48
2015 | NEISO_2_NYISO_G-I | NEISO | NYISO_G-I | Internal | Summer | B7 | 400 | 600 | 321.3 | 47.1 | 50.1 | 3 | 0
2015 | NEISO_2_NYISO_G-I | NEISO | NYISO_G-I | Internal | Summer | B8 | 500 | 600 | 0 | 47.1 | 49.22 | 3 | 0
2015 | NEISO_2_NYISO_G-I | NEISO | NYISO_G-I | Internal | Summer | B9 | 800 | 600 | 0 | 47.1 | 47.99 | 3 | 0
2015 | NEISO_2_NYISO_G-I | NEISO | NYISO_G-I | Internal | Summer | B10 | 1262 | 600 | 0 | 47.1 | 46.83 | 3 | 0
2015 | NEISO_2_NYISO_G-I | NEISO | NYISO_G-I | Internal | Winter | B16 | 25 | 600 | 364.21 | 58.18 | 61.18 | 3 | 0
2015 | NEISO_2_NYISO_G-I | NEISO | NYISO_G-I | Internal | Winter | B17 | 100 | 600 | 0 | 58.18 | 59.39 | 3 | 0
2015 | NEISO_2_NYISO_G-I | NEISO | NYISO_G-I | Internal | Winter | B18 | 400 | 600 | 0 | 58.18 | 58.9 | 3 | 0
2015 | NEISO_2_NYISO_G-I | NEISO | NYISO_G-I | Internal | Winter | B19 | 700 | 600 | 0 | 58.18 | 58.79 | 3 | 0
2015 | NEISO_2_NYISO_G-I | NEISO | NYISO_G-I | Internal | Winter | B20 | 935 | 600 | 0 | 58.18 | 55.18 | 3 | 0
2015 | NEISO_2_NYISO_J-K | NEISO | NYISO_J-K | Internal | Shoulder | B11 | 25 | 520 | 520 | 49.78 | 52.79 | 3 | 0.01
2015 | NEISO_2_NYISO_J-K | NEISO | NYISO_J-K | Internal | Shoulder | B12 | 200 | 520 | 139.99 | 49.78 | 52.78 | 3 | 0
2015 | NEISO_2_NYISO_J-K | NEISO | NYISO_J-K | Internal | Shoulder | B13 | 600 | 520 | 0 | 49.78 | 51.8 | 3 | 0
2015 | NEISO_2_NYISO_J-K | NEISO | NYISO_J-K | Internal | Shoulder | B14 | 900 | 520 | 0 | 49.78 | 50.86 | 3 | 0
2015 | NEISO_2_NYISO_J-K | NEISO | NYISO_J-K | Internal | Shoulder | B15 | 1203 | 520 | 0 | 49.78 | 48.51 | 3 | 0
2015 | NEISO_2_NYISO_J-K | NEISO | NYISO_J-K | Internal | Summer | B1 | 10 | 520 | 506.26 | 85.75 | 88.75 | 3 | 0
2015 | NEISO_2_NYISO_J-K | NEISO | NYISO_J-K | Internal | Summer | B2 | 25 | 520 | 235.62 | 72.35 | 75.35 | 3 | 0
2015 | NEISO_2_NYISO_J-K | NEISO | NYISO_J-K | Internal | Summer | B3 | 75 | 520 | 520 | 65.17 | 70.82 | 3 | 2.65
2015 | NEISO_2_NYISO_J-K | NEISO | NYISO_J-K | Internal | Summer | B4 | 100 | 520 | 520 | 47.1 | 68.22 | 3 | 18.12
2015 | NEISO_2_NYISO_J-K | NEISO | NYISO_J-K | Internal | Summer | B5 | 200 | 520 | 520 | 47.1 | 68.22 | 3 | 18.12
2015 | NEISO_2_NYISO_J-K | NEISO | NYISO_J-K | Internal | Summer | B6 | 300 | 520 | 520 | 47.1 | 51.59 | 3 | 1.49
2015 | NEISO_2_NYISO_J-K | NEISO | NYISO_J-K | Internal | Summer | B7 | 400 | 520 | 520 | 47.1 | 50.11 | 3 | 0.01
2015 | NEISO_2_NYISO_J-K | NEISO | NYISO_J-K | Internal | Summer | B8 | 500 | 520 | 0 | 47.1 | 49.23 | 3 | 0
2015 | NEISO_2_NYISO_J-K | NEISO | NYISO_J-K | Internal | Summer | B9 | 800 | 520 | 0 | 47.1 | 48 | 3 | 0
2015 | NEISO_2_NYISO_J-K | NEISO | NYISO_J-K | Internal | Summer | B10 | 1262 | 520 | 0 | 47.1 | 46.85 | 3 | 0
2015 | NEISO_2_NYISO_J-K | NEISO | NYISO_J-K | Internal | Winter | B16 | 25 | 520 | 520 | 58.18 | 61.19 | 3 | 0.01
2015 | NEISO_2_NYISO_J-K | NEISO | NYISO_J-K | Internal | Winter | B17 | 100 | 520 | 0 | 58.18 | 61.02 | 3 | 0
2015 | NEISO_2_NYISO_J-K | NEISO | NYISO_J-K | Internal | Winter | B18 | 400 | 520 | 0 | 58.18 | 61.02 | 3 | 0
2015 | NEISO_2_NYISO_J-K | NEISO | NYISO_J-K | Internal | Winter | B19 | 700 | 520 | 0 | 58.18 | 61.02 | 3 | 0
2015 | NEISO_2_NYISO_J-K | NEISO | NYISO_J-K | Internal | Winter | B20 | 935 | 520 | 0 | 58.18 | 55.19 | 3 | 0
2015 | NonRTO_Midwest_2_MISO_IN | NonRTO_Midwest | MISO_IN | Internal | Shoulder | B11 | 25 | 4450 | 0 | 65.4 | 57.4 | 8 | 0
2015 | NonRTO_Midwest_2_MISO_IN | NonRTO_Midwest | MISO_IN | Internal | Shoulder | B12 | 200 | 4450 | 0 | 56.79 | 48.79 | 8 | 0
2015 | NonRTO_Midwest_2_MISO_IN | NonRTO_Midwest | MISO_IN | Internal | Shoulder | B13 | 600 | 4450 | 0 | 52.2 | 47.99 | 8 | 0
2015 | NonRTO_Midwest_2_MISO_IN | NonRTO_Midwest | MISO_IN | Internal | Shoulder | B14 | 900 | 4450 | 0 | 40.09 | 47.18 | 8 | 0
2015 | NonRTO_Midwest_2_MISO_IN | NonRTO_Midwest | MISO_IN | Internal | Shoulder | B15 | 1203 | 4450 | 0 | 37.79 | 40.88 | 8 | 0
2015 | NonRTO_Midwest_2_MISO_IN | NonRTO_Midwest | MISO_IN | Internal | Summer | B1 | 10 | 4450 | 0 | 85.53 | 80.72 | 8 | 0
2015 | NonRTO_Midwest_2_MISO_IN | NonRTO_Midwest | MISO_IN | Internal | Summer | B2 | 25 | 4450 | 0 | 85.53 | 78.99 | 8 | 0
2015 | NonRTO_Midwest_2_MISO_IN | NonRTO_Midwest | MISO_IN | Internal | Summer | B3 | 75 | 4450 | 0 | 85.53 | 77.99 | 8 | 0
2015 | NonRTO_Midwest_2_MISO_IN | NonRTO_Midwest | MISO_IN | Internal | Summer | B4 | 100 | 4450 | 0 | 81.24 | 73.24 | 8 | 0
2015 | NonRTO_Midwest_2_MISO_IN | NonRTO_Midwest | MISO_IN | Internal | Summer | B5 | 200 | 4450 | 0 | 67.81 | 59.81 | 8 | 0
2015 | NonRTO_Midwest_2_MISO_IN | NonRTO_Midwest | MISO_IN | Internal | Summer | B6 | 300 | 4450 | 0 | 48.6 | 51.55 | 8 | 0
2015 | NonRTO_Midwest_2_MISO_IN | NonRTO_Midwest | MISO_IN | Internal | Summer | B7 | 400 | 4450 | 0 | 42.94 | 47.23 | 8 | 0
2015 | NonRTO_Midwest_2_MISO_IN | NonRTO_Midwest | MISO_IN | Internal | Summer | B8 | 500 | 4450 | 0 | 39.17 | 46.09 | 8 | 0
2015 | NonRTO_Midwest_2_MISO_IN | NonRTO_Midwest | MISO_IN | Internal | Summer | B9 | 800 | 4450 | 0 | 38.98 | 42.2 | 8 | 0
2015 | NonRTO_Midwest_2_MISO_IN | NonRTO_Midwest | MISO_IN | Internal | Summer | B10 | 1262 | 4450 | 0 | 35.9 | 37.11 | 8 | 0
2015 | NonRTO_Midwest_2_MISO_IN | NonRTO_Midwest | MISO_IN | Internal | Winter | B16 | 25 | 4450 | 0 | 63.52 | 55.52 | 8 | 0
2015 | NonRTO_Midwest_2_MISO_IN | NonRTO_Midwest | MISO_IN | Internal | Winter | B17 | 100 | 4450 | 0 | 59.38 | 51.38 | 8 | 0
2015 | NonRTO_Midwest_2_MISO_IN | NonRTO_Midwest | MISO_IN | Internal | Winter | B18 | 400 | 4450 | 0 | 56.33 | 50.51 | 8 | 0
2015 | NonRTO_Midwest_2_MISO_IN | NonRTO_Midwest | MISO_IN | Internal | Winter | B19 | 700 | 4450 | 73.78 | 41.04 | 49.04 | 8 | 0
2015 | NonRTO_Midwest_2_MISO_IN | NonRTO_Midwest | MISO_IN | Internal | Winter | B20 | 935 | 4450 | 0 | 36.43 | 38.55 | 8 | 0
2015 | NonRTO_Midwest_2_TVA_Transmission | NonRTO_Midwest | TVA_Transmission | Internal | Shoulder | B11 | 25 | 2400 | 0 | 65.4 | 61.87 | 8 | 0
2015 | NonRTO_Midwest_2_TVA_Transmission | NonRTO_Midwest | TVA_Transmission | Internal | Shoulder | B12 | 200 | 2400 | 0 | 56.79 | 54.14 | 8 | 0
2015 | NonRTO_Midwest_2_TVA_Transmission | NonRTO_Midwest | TVA_Transmission | Internal | Shoulder | B13 | 600 | 2400 | 0 | 52.2 | 52.31 | 8 | 0
2015 | NonRTO_Midwest_2_TVA_Transmission | NonRTO_Midwest | TVA_Transmission | Internal | Shoulder | B14 | 900 | 2400 | 374.26 | 40.09 | 48.09 | 8 | 0
2015 | NonRTO_Midwest_2_TVA_Transmission | NonRTO_Midwest | TVA_Transmission | Internal | Shoulder | B15 | 1203 | 2400 | 828.83 | 37.79 | 45.79 | 8 | 0
2015 | NonRTO_Midwest_2_TVA_Transmission | NonRTO_Midwest | TVA_Transmission | Internal | Summer | B1 | 10 | 2400 | 0 | 85.53 | 88.71 | 8 | 0
2015 | NonRTO_Midwest_2_TVA_Transmission | NonRTO_Midwest | TVA_Transmission | Internal | Summer | B2 | 25 | 2400 | 0 | 85.53 | 86.97 | 8 | 0
2015 | NonRTO_Midwest_2_TVA_Transmission | NonRTO_Midwest | TVA_Transmission | Internal | Summer | B3 | 75 | 2400 | 0 | 85.53 | 84.79 | 8 | 0
2015 | NonRTO_Midwest_2_TVA_Transmission | NonRTO_Midwest | TVA_Transmission | Internal | Summer | B4 | 100 | 2400 | 0 | 81.24 | 79.02 | 8 | 0
2015 | NonRTO_Midwest_2_TVA_Transmission | NonRTO_Midwest | TVA_Transmission | Internal | Summer | B5 | 200 | 2400 | 0 | 67.81 | 63.07 | 8 | 0
2015 | NonRTO_Midwest_2_TVA_Transmission | NonRTO_Midwest | TVA_Transmission | Internal | Summer | B6 | 300 | 2400 | 254.36 | 48.6 | 56.6 | 8 | 0
2015 | NonRTO_Midwest_2_TVA_Transmission | NonRTO_Midwest | TVA_Transmission | Internal | Summer | B7 | 400 | 2400 | 814.16 | 42.94 | 50.94 | 8 | 0
2015 | NonRTO_Midwest_2_TVA_Transmission | NonRTO_Midwest | TVA_Transmission | Internal | Summer | B8 | 500 | 2400 | 993.32 | 39.17 | 47.17 | 8 | 0
2015 | NonRTO_Midwest_2_TVA_Transmission | NonRTO_Midwest | TVA_Transmission | Internal | Summer | B9 | 800 | 2400 | 1499.79 | 38.98 | 46.98 | 8 | 0
2015 | NonRTO_Midwest_2_TVA_Transmission | NonRTO_Midwest | TVA_Transmission | Internal | Summer | B10 | 1262 | 2400 | 0 | 35.9 | 41.28 | 8 | 0
2015 | NonRTO_Midwest_2_TVA_Transmission | NonRTO_Midwest | TVA_Transmission | Internal | Winter | B16 | 25 | 2400 | 0 | 63.52 | 63.51 | 8 | 0
2015 | NonRTO_Midwest_2_TVA_Transmission | NonRTO_Midwest | TVA_Transmission | Internal | Winter | B17 | 100 | 2400 | 0 | 59.38 | 56.9 | 8 | 0
2015 | NonRTO_Midwest_2_TVA_Transmission | NonRTO_Midwest | TVA_Transmission | Internal | Winter | B18 | 400 | 2400 | 0 | 56.33 | 54.61 | 8 | 0
2015 | NonRTO_Midwest_2_TVA_Transmission | NonRTO_Midwest | TVA_Transmission | Internal | Winter | B19 | 700 | 2400 | 555.76 | 41.04 | 49.04 | 8 | 0
2015 | NonRTO_Midwest_2_TVA_Transmission | NonRTO_Midwest | TVA_Transmission | Internal | Winter | B20 | 935 | 2400 | 0 | 36.43 | 44.24 | 8 | 0
2015 | NYISO_A-F_2_IESO | NYISO_A-F | IESO | Internal | Shoulder | B11 | 25 | 1600 | 0 | 52.77 | 45.77 | 7 | 0
2015 | NYISO_A-F_2_IESO | NYISO_A-F | IESO | Internal | Shoulder | B12 | 200 | 1600 | 0 | 52.76 | 41.78 | 7 | 0
2015 | NYISO_A-F_2_IESO | NYISO_A-F | IESO | Internal | Shoulder | B13 | 600 | 1600 | 0 | 48.5 | 40.97 | 7 | 0
2015 | NYISO_A-F_2_IESO | NYISO_A-F | IESO | Internal | Shoulder | B14 | 900 | 1600 | 0 | 48.49 | 40.97 | 7 | 0
2015 | NYISO_A-F_2_IESO | NYISO_A-F | IESO | Internal | Shoulder | B15 | 1203 | 1600 | 0 | 48.49 | 40.97 | 7 | 0
2015 | NYISO_A-F_2_IESO | NYISO_A-F | IESO | Internal | Summer | B1 | 10 | 1600 | 0 | 77.11 | 70.11 | 7 | 0
2015 | NYISO_A-F_2_IESO | NYISO_A-F | IESO | Internal | Summer | B2 | 25 | 1600 | 0 | 72.99 | 65.99 | 7 | 0
2015 | NYISO_A-F_2_IESO | NYISO_A-F | IESO | Internal | Summer | B3 | 75 | 1600 | 0 | 64.8 | 57.8 | 7 | 0
2015 | NYISO_A-F_2_IESO | NYISO_A-F | IESO | Internal | Summer | B4 | 100 | 1600 | 0 | 57.96 | 50.96 | 7 | 0
2015 | NYISO_A-F_2_IESO | NYISO_A-F | IESO | Internal | Summer | B5 | 200 | 1600 | 0 | 53.84 | 46.84 | 7 | 0
2015 | NYISO_A-F_2_IESO | NYISO_A-F | IESO | Internal | Summer | B6 | 300 | 1600 | 0 | 51.56 | 44.56 | 7 | 0
2015 | NYISO_A-F_2_IESO | NYISO_A-F | IESO | Internal | Summer | B7 | 400 | 1600 | 0 | 50.09 | 40.24 | 7 | 0
2015 | NYISO_A-F_2_IESO | NYISO_A-F | IESO | Internal | Summer | B8 | 500 | 1600 | 0 | 47.32 | 39.11 | 7 | 0
2015 | NYISO_A-F_2_IESO | NYISO_A-F | IESO | Internal | Summer | B9 | 800 | 1600 | 0 | 46.82 | 39.11 | 7 | 0
2015 | NYISO_A-F_2_IESO | NYISO_A-F | IESO | Internal | Summer | B10 | 1262 | 1600 | 0 | 46.82 | 39.11 | 7 | 0
2015 | NYISO_A-F_2_IESO | NYISO_A-F | IESO | Internal | Winter | B16 | 25 | 1600 | 0 | 55.51 | 48.51 | 7 | 0
2015 | NYISO_A-F_2_IESO | NYISO_A-F | IESO | Internal | Winter | B17 | 100 | 1600 | 0 | 55.18 | 44.38 | 7 | 0
2015 | NYISO_A-F_2_IESO | NYISO_A-F | IESO | Internal | Winter | B18 | 400 | 1600 | 0 | 50.99 | 43.63 | 7 | 0
2015 | NYISO_A-F_2_IESO | NYISO_A-F | IESO | Internal | Winter | B19 | 700 | 1600 | 0 | 50.63 | 43.63 | 7 | 0
2015 | NYISO_A-F_2_IESO | NYISO_A-F | IESO | Internal | Winter | B20 | 935 | 1600 | 0 | 50.63 | 43.63 | 7 | 0
2015 | NYISO_A-F_2_NEISO | NYISO_A-F | NEISO | Internal | Shoulder | B11 | 25 | 600 | 0 | 52.77 | 49.78 | 3 | 0
2015 | NYISO_A-F_2_NEISO | NYISO_A-F | NEISO | Internal | Shoulder | B12 | 200 | 600 | 0 | 52.76 | 49.78 | 3 | 0
2015 | NYISO_A-F_2_NEISO | NYISO_A-F | NEISO | Internal | Shoulder | B13 | 600 | 600 | 0 | 48.5 | 49.78 | 3 | 0
2015 | NYISO_A-F_2_NEISO | NYISO_A-F | NEISO | Internal | Shoulder | B14 | 900 | 600 | 0 | 48.49 | 49.78 | 3 | 0
2015 | NYISO_A-F_2_NEISO | NYISO_A-F | NEISO | Internal | Shoulder | B15 | 1203 | 600 | 0 | 48.49 | 49.78 | 3 | 0
2015 | NYISO_A-F_2_NEISO | NYISO_A-F | NEISO | Internal | Summer | B1 | 10 | 600 | 600 | 77.11 | 85.75 | 3 | 5.64
2015 | NYISO_A-F_2_NEISO | NYISO_A-F | NEISO | Internal | Summer | B2 | 25 | 600 | 0 | 72.99 | 72.35 | 3 | 0
2015 | NYISO_A-F_2_NEISO | NYISO_A-F | NEISO | Internal | Summer | B3 | 75 | 600 | 0 | 64.8 | 65.17 | 3 | 0
2015 | NYISO_A-F_2_NEISO | NYISO_A-F | NEISO | Internal | Summer | B4 | 100 | 600 | 0 | 57.96 | 47.1 | 3 | 0
2015 | NYISO_A-F_2_NEISO | NYISO_A-F | NEISO | Internal | Summer | B5 | 200 | 600 | 0 | 53.84 | 47.1 | 3 | 0
2015 | NYISO_A-F_2_NEISO | NYISO_A-F | NEISO | Internal | Summer | B6 | 300 | 600 | 0 | 51.56 | 47.1 | 3 | 0
2015 | NYISO_A-F_2_NEISO | NYISO_A-F | NEISO | Internal | Summer | B7 | 400 | 600 | 0 | 50.09 | 47.1 | 3 | 0
2015 | NYISO_A-F_2_NEISO | NYISO_A-F | NEISO | Internal | Summer | B8 | 500 | 600 | 0 | 47.32 | 47.1 | 3 | 0
2015 | NYISO_A-F_2_NEISO | NYISO_A-F | NEISO | Internal | Summer | B9 | 800 | 600 | 0 | 46.82 | 47.1 | 3 | 0
2015 | NYISO_A-F_2_NEISO | NYISO_A-F | NEISO | Internal | Summer | B10 | 1262 | 600 | 0 | 46.82 | 47.1 | 3 | 0
2015 | NYISO_A-F_2_NEISO | NYISO_A-F | NEISO | Internal | Winter | B16 | 25 | 600 | 0 | 55.51 | 58.18 | 3 | 0
2015 | NYISO_A-F_2_NEISO | NYISO_A-F | NEISO | Internal | Winter | B17 | 100 | 600 | 333.16 | 55.18 | 58.18 | 3 | 0
2015 | NYISO_A-F_2_NEISO | NYISO_A-F | NEISO | Internal | Winter | B18 | 400 | 600 | 600 | 50.99 | 58.18 | 3 | 4.19
2015 | NYISO_A-F_2_NEISO | NYISO_A-F | NEISO | Internal | Winter | B19 | 700 | 600 | 600 | 50.63 | 58.18 | 3 | 4.54
2015 | NYISO_A-F_2_NEISO | NYISO_A-F | NEISO | Internal | Winter | B20 | 935 | 600 | 600 | 50.63 | 58.18 | 3 | 4.54
2015 | NYISO_A-F_2_NYISO_G-I | NYISO_A-F | NYISO_G-I | Internal | Shoulder | B11 | 25 | 4888 | 4425.32 | 52.77 | 52.78 | 0.01 | 0
2015 | NYISO_A-F_2_NYISO_G-I | NYISO_A-F | NYISO_G-I | Internal | Shoulder | B12 | 200 | 4888 | 4467.94 | 52.76 | 52.77 | 0.01 | 0
2015 | NYISO_A-F_2_NYISO_G-I | NYISO_A-F | NYISO_G-I | Internal | Shoulder | B13 | 600 | 4888 | 4888 | 48.5 | 51.79 | 0.01 | 3.28
2015 | NYISO_A-F_2_NYISO_G-I | NYISO_A-F | NYISO_G-I | Internal | Shoulder | B14 | 900 | 4888 | 4888 | 48.49 | 50.85 | 0.01 | 2.35
2015 | NYISO_A-F_2_NYISO_G-I | NYISO_A-F | NYISO_G-I | Internal | Shoulder | B15 | 1203 | 4888 | 3883.28 | 48.49 | 48.5 | 0.01 | 0
2015 | NYISO_A-F_2_NYISO_G-I | NYISO_A-F | NYISO_G-I | Internal | Summer | B1 | 10 | 4888 | 4888 | 77.11 | 88.74 | 0.01 | 11.62
2015 | NYISO_A-F_2_NYISO_G-I | NYISO_A-F | NYISO_G-I | Internal | Summer | B2 | 25 | 4888 | 4888 | 72.99 | 75.34 | 0.01 | 2.34
2015 | NYISO_A-F_2_NYISO_G-I | NYISO_A-F | NYISO_G-I | Internal | Summer | B3 | 75 | 4888 | 4888 | 64.8 | 70.81 | 0.01 | 6
2015 | NYISO_A-F_2_NYISO_G-I | NYISO_A-F | NYISO_G-I | Internal | Summer | B4 | 100 | 4888 | 4888 | 57.96 | 68.21 | 0.01 | 10.24
2015 | NYISO_A-F_2_NYISO_G-I | NYISO_A-F | NYISO_G-I | Internal | Summer | B5 | 200 | 4888 | 4888 | 53.84 | 63.84 | 0.01 | 9.98
2015 | NYISO_A-F_2_NYISO_G-I | NYISO_A-F | NYISO_G-I | Internal | Summer | B6 | 300 | 4888 | 4249.59 | 51.56 | 51.57 | 0.01 | 0
2015 | NYISO_A-F_2_NYISO_G-I | NYISO_A-F | NYISO_G-I | Internal | Summer | B7 | 400 | 4888 | 4750.19 | 50.09 | 50.1 | 0.01 | 0
2015 | NYISO_A-F_2_NYISO_G-I | NYISO_A-F | NYISO_G-I | Internal | Summer | B8 | 500 | 4888 | 4888 | 47.32 | 49.22 | 0.01 | 1.89
2015 | NYISO_A-F_2_NYISO_G-I | NYISO_A-F | NYISO_G-I | Internal | Summer | B9 | 800 | 4888 | 4888 | 46.82 | 47.99 | 0.01 | 1.15
2015 | NYISO_A-F_2_NYISO_G-I | NYISO_A-F | NYISO_G-I | Internal | Summer | B10 | 1262 | 4888 | 3912.12 | 46.82 | 46.83 | 0.01 | 0
2015 | NYISO_A-F_2_NYISO_G-I | NYISO_A-F | NYISO_G-I | Internal | Winter | B16 | 25 | 4888 | 4888 | 55.51 | 61.18 | 0.01 | 5.65
2015 | NYISO_A-F_2_NYISO_G-I | NYISO_A-F | NYISO_G-I | Internal | Winter | B17 | 100 | 4888 | 4888 | 55.18 | 59.39 | 0.01 | 4.2
2015 | NYISO_A-F_2_NYISO_G-I | NYISO_A-F | NYISO_G-I | Internal | Winter | B18 | 400 | 4888 | 4888 | 50.99 | 58.9 | 0.01 | 7.9
2015 | NYISO_A-F_2_NYISO_G-I | NYISO_A-F | NYISO_G-I | Internal | Winter | B19 | 700 | 4888 | 4888 | 50.63 | 58.79 | 0.01 | 8.14
2015 | NYISO_A-F_2_NYISO_G-I | NYISO_A-F | NYISO_G-I | Internal | Winter | B20 | 935 | 4888 | 4888 | 50.63 | 55.18 | 0.01 | 4.53
2015 | NYISO_A-F_2_PJM_ROM | NYISO_A-F | PJM_ROM | Internal | Shoulder | B11 | 25 | 1000 | 0 | 52.77 | 55.44 | 8 | 0
2015 | NYISO_A-F_2_PJM_ROM | NYISO_A-F | PJM_ROM | Internal | Shoulder | B12 | 200 | 1000 | 0 | 52.76 | 50.79 | 8 | 0
2015 | NYISO_A-F_2_PJM_ROM | NYISO_A-F | PJM_ROM | Internal | Shoulder | B13 | 600 | 1000 | 0 | 48.5 | 49.74 | 8 | 0
2015 | NYISO_A-F_2_PJM_ROM | NYISO_A-F | PJM_ROM | Internal | Shoulder | B14 | 900 | 1000 | 0 | 48.49 | 48.54 | 8 | 0
2015 | NYISO_A-F_2_PJM_ROM | NYISO_A-F | PJM_ROM | Internal | Shoulder | B15 | 1203 | 1000 | 0 | 48.49 | 42.49 | 8 | 0
2015 | NYISO_A-F_2_PJM_ROM | NYISO_A-F | PJM_ROM | Internal | Summer | B1 | 10 | 1000 | 0 | 77.11 | 82.72 | 8 | 0
2015 | NYISO_A-F_2_PJM_ROM | NYISO_A-F | PJM_ROM | Internal | Summer | B2 | 25 | 1000 | 468.18 | 72.99 | 80.99 | 8 | 0
2015 | NYISO_A-F_2_PJM_ROM | NYISO_A-F | PJM_ROM | Internal | Summer | B3 | 75 | 1000 | 1000 | 64.8 | 78.8 | 8 | 6
2015 | NYISO_A-F_2_PJM_ROM | NYISO_A-F | PJM_ROM | Internal | Summer | B4 | 100 | 1000 | 1000 | 57.96 | 73 | 8 | 7.04
2015 | NYISO_A-F_2_PJM_ROM | NYISO_A-F | PJM_ROM | Internal | Summer | B5 | 200 | 1000 | 0 | 53.84 | 57.83 | 8 | 0
2015 | NYISO_A-F_2_PJM_ROM | NYISO_A-F | PJM_ROM | Internal | Summer | B6 | 300 | 1000 | 0 | 51.56 | 50.61 | 8 | 0
2015 | NYISO_A-F_2_PJM_ROM | NYISO_A-F | PJM_ROM | Internal | Summer | B7 | 400 | 1000 | 0 | 50.09 | 49.23 | 8 | 0
2015 | NYISO_A-F_2_PJM_ROM | NYISO_A-F | PJM_ROM | Internal | Summer | B8 | 500 | 1000 | 0 | 47.32 | 46.85 | 8 | 0
2015 | NYISO_A-F_2_PJM_ROM | NYISO_A-F | PJM_ROM | Internal | Summer | B9 | 800 | 1000 | 0 | 46.82 | 43.89 | 8 | 0
2015 | NYISO_A-F_2_PJM_ROM | NYISO_A-F | PJM_ROM | Internal | Summer | B10 | 1262 | 1000 | 0 | 46.82 | 40.68 | 8 | 0
2015 | NYISO_A-F_2_PJM_ROM | NYISO_A-F | PJM_ROM | Internal | Winter | B16 | 25 | 1000 | 0 | 55.51 | 57.52 | 8 | 0
2015 | NYISO_A-F_2_PJM_ROM | NYISO_A-F | PJM_ROM | Internal | Winter | B17 | 100 | 1000 | 0 | 55.18 | 53.38 | 8 | 0
2015 | NYISO_A-F_2_PJM_ROM | NYISO_A-F | PJM_ROM | Internal | Winter | B18 | 400 | 1000 | 0 | 50.99 | 52.88 | 8 | 0
2015 | NYISO_A-F_2_PJM_ROM | NYISO_A-F | PJM_ROM | Internal | Winter | B19 | 700 | 1000 | 0 | 50.63 | 48.96 | 8 | 0
2015 | NYISO_A-F_2_PJM_ROM | NYISO_A-F | PJM_ROM | Internal | Winter | B20 | 935 | 1000 | 0 | 50.63 | 40.92 | 8 | 0
2015 | NYISO_G-I_2_NEISO | NYISO_G-I | NEISO | Internal | Shoulder | B11 | 25 | 600 | 0 | 52.78 | 49.78 | 3 | 0
2015 | NYISO_G-I_2_NEISO | NYISO_G-I | NEISO | Internal | Shoulder | B12 | 200 | 600 | 0 | 52.77 | 49.78 | 3 | 0
2015 | NYISO_G-I_2_NEISO | NYISO_G-I | NEISO | Internal | Shoulder | B13 | 600 | 600 | 0 | 51.79 | 49.78 | 3 | 0
2015 | NYISO_G-I_2_NEISO | NYISO_G-I | NEISO | Internal | Shoulder | B14 | 900 | 600 | 0 | 50.85 | 49.78 | 3 | 0
2015 | NYISO_G-I_2_NEISO | NYISO_G-I | NEISO | Internal | Shoulder | B15 | 1203 | 600 | 0 | 48.5 | 49.78 | 3 | 0
2015 | NYISO_G-I_2_NEISO | NYISO_G-I | NEISO | Internal | Summer | B1 | 10 | 600 | 0 | 88.74 | 85.75 | 3 | 0
2015 | NYISO_G-I_2_NEISO | NYISO_G-I | NEISO | Internal | Summer | B2 | 25 | 600 | 0 | 75.34 | 72.35 | 3 | 0
2015 | NYISO_G-I_2_NEISO | NYISO_G-I | NEISO | Internal | Summer | B3 | 75 | 600 | 0 | 70.81 | 65.17 | 3 | 0
2015 | NYISO_G-I_2_NEISO | NYISO_G-I | NEISO | Internal | Summer | B4 | 100 | 600 | 0 | 68.21 | 47.1 | 3 | 0
2015 | NYISO_G-I_2_NEISO | NYISO_G-I | NEISO | Internal | Summer | B5 | 200 | 600 | 0 | 63.84 | 47.1 | 3 | 0
2015 | NYISO_G-I_2_NEISO | NYISO_G-I | NEISO | Internal | Summer | B6 | 300 | 600 | 0 | 51.57 | 47.1 | 3 | 0
2015 | NYISO_G-I_2_NEISO | NYISO_G-I | NEISO | Internal | Summer | B7 | 400 | 600 | 0 | 50.1 | 47.1 | 3 | 0
2015 | NYISO_G-I_2_NEISO | NYISO_G-I | NEISO | Internal | Summer | B8 | 500 | 600 | 0 | 49.22 | 47.1 | 3 | 0
2015 | NYISO_G-I_2_NEISO | NYISO_G-I | NEISO | Internal | Summer | B9 | 800 | 600 | 0 | 47.99 | 47.1 | 3 | 0
2015 | NYISO_G-I_2_NEISO | NYISO_G-I | NEISO | Internal | Summer | B10 | 1262 | 600 | 0 | 46.83 | 47.1 | 3 | 0
2015 | NYISO_G-I_2_NEISO | NYISO_G-I | NEISO | Internal | Winter | B16 | 25 | 600 | 0 | 61.18 | 58.18 | 3 | 0
2015 | NYISO_G-I_2_NEISO | NYISO_G-I | NEISO | Internal | Winter | B17 | 100 | 600 | 0 | 59.39 | 58.18 | 3 | 0
2015 | NYISO_G-I_2_NEISO | NYISO_G-I | NEISO | Internal | Winter | B18 | 400 | 600 | 0 | 58.9 | 58.18 | 3 | 0
2015 | NYISO_G-I_2_NEISO | NYISO_G-I | NEISO | Internal | Winter | B19 | 700 | 600 | 0 | 58.79 | 58.18 | 3 | 0
2015 | NYISO_G-I_2_NEISO | NYISO_G-I | NEISO | Internal | Winter | B20 | 935 | 600 | 122.57 | 55.18 | 58.18 | 3 | 0
2015 | NYISO_G-I_2_NYISO_A-F | NYISO_G-I | NYISO_A-F | Internal | Shoulder | B11 | 25 | 2637 | 0 | 52.78 | 52.77 | 0.01 | 0
2015 | NYISO_G-I_2_NYISO_A-F | NYISO_G-I | NYISO_A-F | Internal | Shoulder | B12 | 200 | 2637 | 0 | 52.77 | 52.76 | 0.01 | 0
2015 | NYISO_G-I_2_NYISO_A-F | NYISO_G-I | NYISO_A-F | Internal | Shoulder | B13 | 600 | 2637 | 0 | 51.79 | 48.5 | 0.01 | 0
2015 | NYISO_G-I_2_NYISO_A-F | NYISO_G-I | NYISO_A-F | Internal | Shoulder | B14 | 900 | 2637 | 0 | 50.85 | 48.49 | 0.01 | 0
2015 | NYISO_G-I_2_NYISO_A-F | NYISO_G-I | NYISO_A-F | Internal | Shoulder | B15 | 1203 | 2637 | 0 | 48.5 | 48.49 | 0.01 | 0
2015 | NYISO_G-I_2_NYISO_A-F | NYISO_G-I | NYISO_A-F | Internal | Summer | B1 | 10 | 2637 | 0 | 88.74 | 77.11 | 0.01 | 0
2015 | NYISO_G-I_2_NYISO_A-F | NYISO_G-I | NYISO_A-F | Internal | Summer | B2 | 25 | 2637 | 0 | 75.34 | 72.99 | 0.01 | 0
2015 | NYISO_G-I_2_NYISO_A-F | NYISO_G-I | NYISO_A-F | Internal | Summer | B3 | 75 | 2637 | 0 | 70.81 | 64.8 | 0.01 | 0
2015 | NYISO_G-I_2_NYISO_A-F | NYISO_G-I | NYISO_A-F | Internal | Summer | B4 | 100 | 2637 | 0 | 68.21 | 57.96 | 0.01 | 0
2015 | NYISO_G-I_2_NYISO_A-F | NYISO_G-I | NYISO_A-F | Internal | Summer | B5 | 200 | 2637 | 0 | 63.84 | 53.84 | 0.01 | 0
2015 | NYISO_G-I_2_NYISO_A-F | NYISO_G-I | NYISO_A-F | Internal | Summer | B6 | 300 | 2637 | 0 | 51.57 | 51.56 | 0.01 | 0
2015 | NYISO_G-I_2_NYISO_A-F | NYISO_G-I | NYISO_A-F | Internal | Summer | B7 | 400 | 2637 | 0 | 50.1 | 50.09 | 0.01 | 0
2015 | NYISO_G-I_2_NYISO_A-F | NYISO_G-I | NYISO_A-F | Internal | Summer | B8 | 500 | 2637 | 0 | 49.22 | 47.32 | 0.01 | 0
2015 | NYISO_G-I_2_NYISO_A-F | NYISO_G-I | NYISO_A-F | Internal | Summer | B9 | 800 | 2637 | 0 | 47.99 | 46.82 | 0.01 | 0
2015 | NYISO_G-I_2_NYISO_A-F | NYISO_G-I | NYISO_A-F | Internal | Summer | B10 | 1262 | 2637 | 0 | 46.83 | 46.82 | 0.01 | 0
2015 | NYISO_G-I_2_NYISO_A-F | NYISO_G-I | NYISO_A-F | Internal | Winter | B16 | 25 | 2637 | 0 | 61.18 | 55.51 | 0.01 | 0
2015 | NYISO_G-I_2_NYISO_A-F | NYISO_G-I | NYISO_A-F | Internal | Winter | B17 | 100 | 2637 | 0 | 59.39 | 55.18 | 0.01 | 0
2015 | NYISO_G-I_2_NYISO_A-F | NYISO_G-I | NYISO_A-F | Internal | Winter | B18 | 400 | 2637 | 0 | 58.9 | 50.99 | 0.01 | 0
2015 | NYISO_G-I_2_NYISO_A-F | NYISO_G-I | NYISO_A-F | Internal | Winter | B19 | 700 | 2637 | 0 | 58.79 | 50.63 | 0.01 | 0
2015 | NYISO_G-I_2_NYISO_A-F | NYISO_G-I | NYISO_A-F | Internal | Winter | B20 | 935 | 2637 | 0 | 55.18 | 50.63 | 0.01 | 0
2015 | NYISO_G-I_2_NYISO_J-K | NYISO_G-I | NYISO_J-K | Internal | Shoulder | B11 | 25 | 6130 | 5363.02 | 52.78 | 52.79 | 0.01 | 0
2015 | NYISO_G-I_2_NYISO_J-K | NYISO_G-I | NYISO_J-K | Internal | Shoulder | B12 | 200 | 6130 | 5046.38 | 52.77 | 52.78 | 0.01 | 0
2015 | NYISO_G-I_2_NYISO_J-K | NYISO_G-I | NYISO_J-K | Internal | Shoulder | B13 | 600 | 6130 | 4916.43 | 51.79 | 51.8 | 0.01 | 0
2015 | NYISO_G-I_2_NYISO_J-K | NYISO_G-I | NYISO_J-K | Internal | Shoulder | B14 | 900 | 6130 | 4720.42 | 50.85 | 50.86 | 0.01 | 0
2015 | NYISO_G-I_2_NYISO_J-K | NYISO_G-I | NYISO_J-K | Internal | Shoulder | B15 | 1203 | 6130 | 4375.96 | 48.5 | 48.51 | 0.01 | 0
2015 | NYISO_G-I_2_NYISO_J-K | NYISO_G-I | NYISO_J-K | Internal | Summer | B1 | 10 | 6130 | 4537.7 | 88.74 | 88.75 | 0.01 | 0
2015 | NYISO_G-I_2_NYISO_J-K | NYISO_G-I | NYISO_J-K | Internal | Summer | B2 | 25 | 6130 | 4693.03 | 75.34 | 75.35 | 0.01 | 0
2015 | NYISO_G-I_2_NYISO_J-K | NYISO_G-I | NYISO_J-K | Internal | Summer | B3 | 75 | 6130 | 4591.2 | 70.81 | 70.82 | 0.01 | 0
2015 | NYISO_G-I_2_NYISO_J-K | NYISO_G-I | NYISO_J-K | Internal | Summer | B4 | 100 | 6130 | 5953.95 | 68.21 | 68.22 | 0.01 | 0
2015 | NYISO_G-I_2_NYISO_J-K | NYISO_G-I | NYISO_J-K | Internal | Summer | B5 | 200 | 6130 | 6130 | 63.84 | 68.22 | 0.01 | 4.37
2015 | NYISO_G-I_2_NYISO_J-K | NYISO_G-I | NYISO_J-K | Internal | Summer | B6 | 300 | 6130 | 5622.35 | 51.57 | 51.59 | 0.01 | 0
2015 | NYISO_G-I_2_NYISO_J-K | NYISO_G-I | NYISO_J-K | Internal | Summer | B7 | 400 | 6130 | 6035.85 | 50.1 | 50.11 | 0.01 | 0
2015 | NYISO_G-I_2_NYISO_J-K | NYISO_G-I | NYISO_J-K | Internal | Summer | B8 | 500 | 6130 | 5896.57 | 49.22 | 49.23 | 0.01 | 0
2015 | NYISO_G-I_2_NYISO_J-K | NYISO_G-I | NYISO_J-K | Internal | Summer | B9 | 800 | 6130 | 5137.6 | 47.99 | 48 | 0.01 | 0
2015 | NYISO_G-I_2_NYISO_J-K | NYISO_G-I | NYISO_J-K | Internal | Summer | B10 | 1262 | 6130 | 5096.29 | 46.83 | 46.85 | 0.01 | 0
2015 | NYISO_G-I_2_NYISO_J-K | NYISO_G-I | NYISO_J-K | Internal | Winter | B16 | 25 | 6130 | 5938.24 | 61.18 | 61.19 | 0.01 | 0
2015 | NYISO_G-I_2_NYISO_J-K | NYISO_G-I | NYISO_J-K | Internal | Winter | B17 | 100 | 6130 | 6130 | 59.39 | 61.02 | 0.01 | 1.62
2015 | NYISO_G-I_2_NYISO_J-K | NYISO_G-I | NYISO_J-K | Internal | Winter | B18 | 400 | 6130 | 6130 | 58.9 | 61.02 | 0.01 | 2.12
2015 | NYISO_G-I_2_NYISO_J-K | NYISO_G-I | NYISO_J-K | Internal | Winter | B19 | 700 | 6130 | 6130 | 58.79 | 61.02 | 0.01 | 2.22
2015 | NYISO_G-I_2_NYISO_J-K | NYISO_G-I | NYISO_J-K | Internal | Winter | B20 | 935 | 6130 | 5887.51 | 55.18 | 55.19 | 0.01 | 0
2015 | NYISO_G-I_2_PJM_E | NYISO_G-I | PJM_E | Internal | Shoulder | B11 | 25 | 1500 | 0 | 52.78 | 55.45 | 8 | 0
2015 | NYISO_G-I_2_PJM_E | NYISO_G-I | PJM_E | Internal | Shoulder | B12 | 200 | 1500 | 0 | 52.77 | 50.8 | 8 | 0
2015 | NYISO_G-I_2_PJM_E | NYISO_G-I | PJM_E | Internal | Shoulder | B13 | 600 | 1500 | 0 | 51.79 | 49.76 | 8 | 0
2015 | NYISO_G-I_2_PJM_E | NYISO_G-I | PJM_E | Internal | Shoulder | B14 | 900 | 1500 | 0 | 50.85 | 48.55 | 8 | 0
2015 | NYISO_G-I_2_PJM_E | NYISO_G-I | PJM_E | Internal | Shoulder | B15 | 1203 | 1500 | 0 | 48.5 | 42.5 | 8 | 0
2015 | NYISO_G-I_2_PJM_E | NYISO_G-I | PJM_E | Internal | Summer | B1 | 10 | 1500 | 0 | 88.74 | 82.74 | 8 | 0
2015 | NYISO_G-I_2_PJM_E | NYISO_G-I | PJM_E | Internal | Summer | B2 | 25 | 1500 | 0 | 75.34 | 81 | 8 | 0
2015 | NYISO_G-I_2_PJM_E | NYISO_G-I | PJM_E | Internal | Summer | B3 | 75 | 1500 | 1098.72 | 70.81 | 78.81 | 8 | 0
2015 | NYISO_G-I_2_PJM_E | NYISO_G-I | PJM_E | Internal | Summer | B4 | 100 | 1500 | 0 | 68.21 | 73.02 | 8 | 0
2015 | NYISO_G-I_2_PJM_E | NYISO_G-I | PJM_E | Internal | Summer | B5 | 200 | 1500 | 0 | 63.84 | 57.84 | 8 | 0
2015 | NYISO_G-I_2_PJM_E | NYISO_G-I | PJM_E | Internal | Summer | B6 | 300 | 1500 | 0 | 51.57 | 50.62 | 8 | 0
2015 | NYISO_G-I_2_PJM_E | NYISO_G-I | PJM_E | Internal | Summer | B7 | 400 | 1500 | 0 | 50.1 | 49.24 | 8 | 0
2015 | NYISO_G-I_2_PJM_E | NYISO_G-I | PJM_E | Internal | Summer | B8 | 500 | 1500 | 0 | 49.22 | 46.86 | 8 | 0
2015 | NYISO_G-I_2_PJM_E | NYISO_G-I | PJM_E | Internal | Summer | B9 | 800 | 1500 | 0 | 47.99 | 43.9 | 8 | 0
2015 | NYISO_G-I_2_PJM_E | NYISO_G-I | PJM_E | Internal | Summer | B10 | 1262 | 1500 | 0 | 46.83 | 40.7 | 8 | 0
2015 | NYISO_G-I_2_PJM_E | NYISO_G-I | PJM_E | Internal | Winter | B16 | 25 | 1500 | 0 | 61.18 | 57.54 | 8 | 0
2015 | NYISO_G-I_2_PJM_E | NYISO_G-I | PJM_E | Internal | Winter | B17 | 100 | 1500 | 0 | 59.39 | 53.39 | 8 | 0
2015 | NYISO_G-I_2_PJM_E | NYISO_G-I | PJM_E | Internal | Winter | B18 | 400 | 1500 | 0 | 58.9 | 52.9 | 8 | 0
2015 | NYISO_G-I_2_PJM_E | NYISO_G-I | PJM_E | Internal | Winter | B19 | 700 | 1500 | 0 | 58.79 | 48.97 | 8 | 0
2015 | NYISO_G-I_2_PJM_E | NYISO_G-I | PJM_E | Internal | Winter | B20 | 935 | 1500 | 0 | 55.18 | 40.93 | 8 | 0
2015 | NYISO_J-K_2_NYISO_G-I | NYISO_J-K | NYISO_G-I | Internal | Shoulder | B11 | 25 | 1999 | 0 | 52.79 | 52.78 | 0.01 | 0
2015 | NYISO_J-K_2_NYISO_G-I | NYISO_J-K | NYISO_G-I | Internal | Shoulder | B12 | 200 | 1999 | 0 | 52.78 | 52.77 | 0.01 | 0
2015 | NYISO_J-K_2_NYISO_G-I | NYISO_J-K | NYISO_G-I | Internal | Shoulder | B13 | 600 | 1999 | 0 | 51.8 | 51.79 | 0.01 | 0
2015 | NYISO_J-K_2_NYISO_G-I | NYISO_J-K | NYISO_G-I | Internal | Shoulder | B14 | 900 | 1999 | 0 | 50.86 | 50.85 | 0.01 | 0
2015 | NYISO_J-K_2_NYISO_G-I | NYISO_J-K | NYISO_G-I | Internal | Shoulder | B15 | 1203 | 1999 | 0 | 48.51 | 48.5 | 0.01 | 0
2015 | NYISO_J-K_2_NYISO_G-I | NYISO_J-K | NYISO_G-I | Internal | Summer | B1 | 10 | 1999 | 0 | 88.75 | 88.74 | 0.01 | 0
2015 | NYISO_J-K_2_NYISO_G-I | NYISO_J-K | NYISO_G-I | Internal | Summer | B2 | 25 | 1999 | 0 | 75.35 | 75.34 | 0.01 | 0
2015 | NYISO_J-K_2_NYISO_G-I | NYISO_J-K | NYISO_G-I | Internal | Summer | B3 | 75 | 1999 | 0 | 70.82 | 70.81 | 0.01 | 0
2015 | NYISO_J-K_2_NYISO_G-I | NYISO_J-K | NYISO_G-I | Internal | Summer | B4 | 100 | 1999 | 0 | 68.22 | 68.21 | 0.01 | 0
2015 | NYISO_J-K_2_NYISO_G-I | NYISO_J-K | NYISO_G-I | Internal | Summer | B5 | 200 | 1999 | 0 | 68.22 | 63.84 | 0.01 | 0
2015 | NYISO_J-K_2_NYISO_G-I | NYISO_J-K | NYISO_G-I | Internal | Summer | B6 | 300 | 1999 | 0 | 51.59 | 51.57 | 0.01 | 0
2015 | NYISO_J-K_2_NYISO_G-I | NYISO_J-K | NYISO_G-I | Internal | Summer | B7 | 400 | 1999 | 0 | 50.11 | 50.1 | 0.01 | 0
2015 | NYISO_J-K_2_NYISO_G-I | NYISO_J-K | NYISO_G-I | Internal | Summer | B8 | 500 | 1999 | 0 | 49.23 | 49.22 | 0.01 | 0
2015 | NYISO_J-K_2_NYISO_G-I | NYISO_J-K | NYISO_G-I | Internal | Summer | B9 | 800 | 1999 | 0 | 48 | 47.99 | 0.01 | 0
2015 | NYISO_J-K_2_NYISO_G-I | NYISO_J-K | NYISO_G-I | Internal | Summer | B10 | 1262 | 1999 | 0 | 46.85 | 46.83 | 0.01 | 0
2015 | NYISO_J-K_2_NYISO_G-I | NYISO_J-K | NYISO_G-I | Internal | Winter | B16 | 25 | 1999 | 0 | 61.19 | 61.18 | 0.01 | 0
2015 | NYISO_J-K_2_NYISO_G-I | NYISO_J-K | NYISO_G-I | Internal | Winter | B17 | 100 | 1999 | 0 | 61.02 | 59.39 | 0.01 | 0
2015 | NYISO_J-K_2_NYISO_G-I | NYISO_J-K | NYISO_G-I | Internal | Winter | B18 | 400 | 1999 | 0 | 61.02 | 58.9 | 0.01 | 0
2015 | NYISO_J-K_2_NYISO_G-I | NYISO_J-K | NYISO_G-I | Internal | Winter | B19 | 700 | 1999 | 0 | 61.02 | 58.79 | 0.01 | 0
2015 | NYISO_J-K_2_NYISO_G-I | NYISO_J-K | NYISO_G-I | Internal | Winter | B20 | 935 | 1999 | 0 | 55.19 | 55.18 | 0.01 | 0
2015 | NYISO_J-K_2_PJM_E | NYISO_J-K | PJM_E | Internal | Shoulder | B11 | 25 | 330 | 0 | 52.79 | 55.45 | 8 | 0
2015 | NYISO_J-K_2_PJM_E | NYISO_J-K | PJM_E | Internal | Shoulder | B12 | 200 | 330 | 0 | 52.78 | 50.8 | 8 | 0
2015 | NYISO_J-K_2_PJM_E | NYISO_J-K | PJM_E | Internal | Shoulder | B13 | 600 | 330 | 0 | 51.8 | 49.76 | 8 | 0
2015 | NYISO_J-K_2_PJM_E | NYISO_J-K | PJM_E | Internal | Shoulder | B14 | 900 | 330 | 0 | 50.86 | 48.55 | 8 | 0
2015 | NYISO_J-K_2_PJM_E | NYISO_J-K | PJM_E | Internal | Shoulder | B15 | 1203 | 330 | 0 | 48.51 | 42.5 | 8 | 0
2015 | NYISO_J-K_2_PJM_E | NYISO_J-K | PJM_E | Internal | Summer | B1 | 10 | 330 | 0 | 88.75 | 82.74 | 8 | 0
2015 | NYISO_J-K_2_PJM_E | NYISO_J-K | PJM_E | Internal | Summer | B2 | 25 | 330 | 0 | 75.35 | 81 | 8 | 0
2015 | NYISO_J-K_2_PJM_E | NYISO_J-K | PJM_E | Internal | Summer | B3 | 75 | 330 | 0 | 70.82 | 78.81 | 8 | 0
2015 | NYISO_J-K_2_PJM_E | NYISO_J-K | PJM_E | Internal | Summer | B4 | 100 | 330 | 0 | 68.22 | 73.02 | 8 | 0
2015 | NYISO_J-K_2_PJM_E | NYISO_J-K | PJM_E | Internal | Summer | B5 | 200 | 330 | 0 | 68.22 | 57.84 | 8 | 0
2015 | NYISO_J-K_2_PJM_E | NYISO_J-K | PJM_E | Internal | Summer | B6 | 300 | 330 | 0 | 51.59 | 50.62 | 8 | 0
2015 | NYISO_J-K_2_PJM_E | NYISO_J-K | PJM_E | Internal | Summer | B7 | 400 | 330 | 0 | 50.11 | 49.24 | 8 | 0
2015 | NYISO_J-K_2_PJM_E | NYISO_J-K | PJM_E | Internal | Summer | B8 | 500 | 330 | 0 | 49.23 | 46.86 | 8 | 0
2015 | NYISO_J-K_2_PJM_E | NYISO_J-K | PJM_E | Internal | Summer | B9 | 800 | 330 | 0 | 48 | 43.9 | 8 | 0
2015 | NYISO_J-K_2_PJM_E | NYISO_J-K | PJM_E | Internal | Summer | B10 | 1262 | 330 | 0 | 46.85 | 40.7 | 8 | 0
2015 | NYISO_J-K_2_PJM_E | NYISO_J-K | PJM_E | Internal | Winter | B16 | 25 | 330 | 0 | 61.19 | 57.54 | 8 | 0
2015 | NYISO_J-K_2_PJM_E | NYISO_J-K | PJM_E | Internal | Winter | B17 | 100 | 330 | 0 | 61.02 | 53.39 | 8 | 0
2015 | NYISO_J-K_2_PJM_E | NYISO_J-K | PJM_E | Internal | Winter | B18 | 400 | 330 | 0 | 61.02 | 52.9 | 8 | 0
2015 | NYISO_J-K_2_PJM_E | NYISO_J-K | PJM_E | Internal | Winter | B19 | 700 | 330 | 0 | 61.02 | 48.97 | 8 | 0
2015 | NYISO_J-K_2_PJM_E | NYISO_J-K | PJM_E | Internal | Winter | B20 | 935 | 330 | 0 | 55.19 | 40.93 | 8 | 0
2015 | PJM_E_2_NYISO_G-I | PJM_E | NYISO_G-I | Internal | Shoulder | B11 | 25 | 500 | 0 | 55.45 | 52.78 | 6 | 0
2015 | PJM_E_2_NYISO_G-I | PJM_E | NYISO_G-I | Internal | Shoulder | B12 | 200 | 500 | 0 | 50.8 | 52.77 | 6 | 0
2015 | PJM_E_2_NYISO_G-I | PJM_E | NYISO_G-I | Internal | Shoulder | B13 | 600 | 500 | 0 | 49.76 | 51.79 | 6 | 0
2015 | PJM_E_2_NYISO_G-I | PJM_E | NYISO_G-I | Internal | Shoulder | B14 | 900 | 500 | 0 | 48.55 | 50.85 | 6 | 0
2015 | PJM_E_2_NYISO_G-I | PJM_E | NYISO_G-I | Internal | Shoulder | B15 | 1203 | 500 | 246.84 | 42.5 | 48.5 | 6 | 0
2015 | PJM_E_2_NYISO_G-I | PJM_E | NYISO_G-I | Internal | Summer | B1 | 10 | 500 | 5.3 | 82.74 | 88.74 | 6 | 0
2015 | PJM_E_2_NYISO_G-I | PJM_E | NYISO_G-I | Internal | Summer | B2 | 25 | 500 | 0 | 81 | 75.34 | 6 | 0
2015 | PJM_E_2_NYISO_G-I | PJM_E | NYISO_G-I | Internal | Summer | B3 | 75 | 500 | 0 | 78.81 | 70.81 | 6 | 0
2015 | PJM_E_2_NYISO_G-I | PJM_E | NYISO_G-I | Internal | Summer | B4 | 100 | 500 | 0 | 73.02 | 68.21 | 6 | 0
2015 | PJM_E_2_NYISO_G-I | PJM_E | NYISO_G-I | Internal | Summer | B5 | 200 | 500 | 42.82 | 57.84 | 63.84 | 6 | 0
2015 | PJM_E_2_NYISO_G-I | PJM_E | NYISO_G-I | Internal | Summer | B6 | 300 | 500 | 0 | 50.62 | 51.57 | 6 | 0
2015 | PJM_E_2_NYISO_G-I | PJM_E | NYISO_G-I | Internal | Summer | B7 | 400 | 500 | 0 | 49.24 | 50.1 | 6 | 0
2015 | PJM_E_2_NYISO_G-I | PJM_E | NYISO_G-I | Internal | Summer | B8 | 500 | 500 | 0 | 46.86 | 49.22 | 6 | 0
2015 | PJM_E_2_NYISO_G-I | PJM_E | NYISO_G-I | Internal | Summer | B9 | 800 | 500 | 0 | 43.9 | 47.99 | 6 | 0
2015 | PJM_E_2_NYISO_G-I | PJM_E | NYISO_G-I | Internal | Summer | B10 | 1262 | 500 | 500 | 40.7 | 46.83 | 6 | 0.14
2015 | PJM_E_2_NYISO_G-I | PJM_E | NYISO_G-I | Internal | Winter | B16 | 25 | 500 | 0 | 57.54 | 61.18 | 6 | 0
2015 | PJM_E_2_NYISO_G-I | PJM_E | NYISO_G-I | Internal | Winter | B17 | 100 | 500 | 425.96 | 53.39 | 59.39 | 6 | 0
2015 | PJM_E_2_NYISO_G-I | PJM_E | NYISO_G-I | Internal | Winter | B18 | 400 | 500 | 354.39 | 52.9 | 58.9 | 6 | 0
2015 | PJM_E_2_NYISO_G-I | PJM_E | NYISO_G-I | Internal | Winter | B19 | 700 | 500 | 500 | 48.97 | 58.79 | 6 | 3.81
2015 | PJM_E_2_NYISO_G-I | PJM_E | NYISO_G-I | Internal | Winter | B20 | 935 | 500 | 500 | 40.93 | 55.18 | 6 | 8.24
2015 | PJM_E_2_NYISO_J-K | PJM_E | NYISO_J-K | Internal | Shoulder | B11 | 25 | 330 | 0 | 55.45 | 52.79 | 6 | 0
2015 | PJM_E_2_NYISO_J-K | PJM_E | NYISO_J-K | Internal | Shoulder | B12 | 200 | 330 | 0 | 50.8 | 52.78 | 6 | 0
2015 | PJM_E_2_NYISO_J-K | PJM_E | NYISO_J-K | Internal | Shoulder | B13 | 600 | 330 | 0 | 49.76 | 51.8 | 6 | 0
2015 | PJM_E_2_NYISO_J-K | PJM_E | NYISO_J-K | Internal | Shoulder | B14 | 900 | 330 | 0 | 48.55 | 50.86 | 6 | 0
2015 | PJM_E_2_NYISO_J-K | PJM_E | NYISO_J-K | Internal | Shoulder | B15 | 1203 | 330 | 330 | 42.5 | 48.51 | 6 | 0.01
2015 | PJM_E_2_NYISO_J-K | PJM_E | NYISO_J-K | Internal | Summer | B1 | 10 | 330 | 330 | 82.74 | 88.75 | 6 | 0.01
2015 | PJM_E_2_NYISO_J-K | PJM_E | NYISO_J-K | Internal | Summer | B2 | 25 | 330 | 0 | 81 | 75.35 | 6 | 0
2015 | PJM_E_2_NYISO_J-K | PJM_E | NYISO_J-K | Internal | Summer | B3 | 75 | 330 | 0 | 78.81 | 70.82 | 6 | 0
2015 | PJM_E_2_NYISO_J-K | PJM_E | NYISO_J-K | Internal | Summer | B4 | 100 | 330 | 0 | 73.02 | 68.22 | 6 | 0
2015 | PJM_E_2_NYISO_J-K | PJM_E | NYISO_J-K | Internal | Summer | B5 | 200 | 330 | 330 | 57.84 | 68.22 | 6 | 4.38
2015 | PJM_E_2_NYISO_J-K | PJM_E | NYISO_J-K | Internal | Summer | B6 | 300 | 330 | 0 | 50.62 | 51.59 | 6 | 0
2015 | PJM_E_2_NYISO_J-K | PJM_E | NYISO_J-K | Internal | Summer | B7 | 400 | 330 | 0 | 49.24 | 50.11 | 6 | 0
2015 | PJM_E_2_NYISO_J-K | PJM_E | NYISO_J-K | Internal | Summer | B8 | 500 | 330 | 0 | 46.86 | 49.23 | 6 | 0
2015 | PJM_E_2_NYISO_J-K | PJM_E | NYISO_J-K | Internal | Summer | B9 | 800 | 330 | 0 | 43.9 | 48 | 6 | 0
2015 | PJM_E_2_NYISO_J-K | PJM_E | NYISO_J-K | Internal | Summer | B10 | 1262 | 330 | 330 | 40.7 | 46.85 | 6 | 0.15
2015 | PJM_E_2_NYISO_J-K | PJM_E | NYISO_J-K | Internal | Winter | B16 | 25 | 330 | 0 | 57.54 | 61.19 | 6 | 0
2015 | PJM_E_2_NYISO_J-K | PJM_E | NYISO_J-K | Internal | Winter | B17 | 100 | 330 | 330 | 53.39 | 61.02 | 6 | 1.63
2015 | PJM_E_2_NYISO_J-K | PJM_E | NYISO_J-K | Internal | Winter | B18 | 400 | 330 | 330 | 52.9 | 61.02 | 6 | 2.13
2015 | PJM_E_2_NYISO_J-K | PJM_E | NYISO_J-K | Internal | Winter | B19 | 700 | 330 | 330 | 48.97 | 61.02 | 6 | 6.05
2015 | PJM_E_2_NYISO_J-K | PJM_E | NYISO_J-K | Internal | Winter | B20 | 935 | 330 | 330 | 40.93 | 55.19 | 6 | 8.25
2015 | PJM_E_2_PJM_ROM | PJM_E | PJM_ROM | Internal | Shoulder | B11 | 25 | 8000 | 0 | 55.45 | 55.44 | 0.01 | 0
2015 | PJM_E_2_PJM_ROM | PJM_E | PJM_ROM | Internal | Shoulder | B12 | 200 | 8000 | 0 | 50.8 | 50.79 | 0.01 | 0
2015 | PJM_E_2_PJM_ROM | PJM_E | PJM_ROM | Internal | Shoulder | B13 | 600 | 8000 | 0 | 49.76 | 49.74 | 0.01 | 0
2015 | PJM_E_2_PJM_ROM | PJM_E | PJM_ROM | Internal | Shoulder | B14 | 900 | 8000 | 0 | 48.55 | 48.54 | 0.01 | 0
2015 | PJM_E_2_PJM_ROM | PJM_E | PJM_ROM | Internal | Shoulder | B15 | 1203 | 8000 | 0 | 42.5 | 42.49 | 0.01 | 0
2015 | PJM_E_2_PJM_ROM | PJM_E | PJM_ROM | Internal | Summer | B1 | 10 | 8000 | 0 | 82.74 | 82.72 | 0.01 | 0
2015 | PJM_E_2_PJM_ROM | PJM_E | PJM_ROM | Internal | Summer | B2 | 25 | 8000 | 0 | 81 | 80.99 | 0.01 | 0
2015 | PJM_E_2_PJM_ROM | PJM_E | PJM_ROM | Internal | Summer | B3 | 75 | 8000 | 0 | 78.81 | 78.8 | 0.01 | 0
2015 | PJM_E_2_PJM_ROM | PJM_E | PJM_ROM | Internal | Summer | B4 | 100 | 8000 | 0 | 73.02 | 73 | 0.01 | 0
2015 | PJM_E_2_PJM_ROM | PJM_E | PJM_ROM | Internal | Summer | B5 | 200 | 8000 | 0 | 57.84 | 57.83 | 0.01 | 0
2015 | PJM_E_2_PJM_ROM | PJM_E | PJM_ROM | Internal | Summer | B6 | 300 | 8000 | 0 | 50.62 | 50.61 | 0.01 | 0
2015 | PJM_E_2_PJM_ROM | PJM_E | PJM_ROM | Internal | Summer | B7 | 400 | 8000 | 0 | 49.24 | 49.23 | 0.01 | 0
2015 | PJM_E_2_PJM_ROM | PJM_E | PJM_ROM | Internal | Summer | B8 | 500 | 8000 | 0 | 46.86 | 46.85 | 0.01 | 0
2015 | PJM_E_2_PJM_ROM | PJM_E | PJM_ROM | Internal | Summer | B9 | 800 | 8000 | 0 | 43.9 | 43.89 | 0.01 | 0
2015 | PJM_E_2_PJM_ROM | PJM_E | PJM_ROM | Internal | Summer | B10 | 1262 | 8000 | 0 | 40.7 | 40.68 | 0.01 | 0
2015 | PJM_E_2_PJM_ROM | PJM_E | PJM_ROM | Internal | Winter | B16 | 25 | 8000 | 0 | 57.54 | 57.52 | 0.01 | 0
2015 | PJM_E_2_PJM_ROM | PJM_E | PJM_ROM | Internal | Winter | B17 | 100 | 8000 | 0 | 53.39 | 53.38 | 0.01 | 0
2015 | PJM_E_2_PJM_ROM | PJM_E | PJM_ROM | Internal | Winter | B18 | 400 | 8000 | 0 | 52.9 | 52.88 | 0.01 | 0
2015 | PJM_E_2_PJM_ROM | PJM_E | PJM_ROM | Internal | Winter | B19 | 700 | 8000 | 0 | 48.97 | 48.96 | 0.01 | 0
2015 | PJM_E_2_PJM_ROM | PJM_E | PJM_ROM | Internal | Winter | B20 | 935 | 8000 | 0 | 40.93 | 40.92 | 0.01 | 0
2015 | PJM_ROR_2_MISO_IN | PJM_ROR | MISO_IN | Internal | Shoulder | B11 | 25 | 909 | 0 | 55.43 | 57.4 | 2 | 0
2015 | PJM_ROR_2_MISO_IN | PJM_ROR | MISO_IN | Internal | Shoulder | B12 | 200 | 909 | 0 | 50.78 | 48.79 | 2 | 0
2015 | PJM_ROR_2_MISO_IN | PJM_ROR | MISO_IN | Internal | Shoulder | B13 | 600 | 909 | 0 | 49.73 | 47.99 | 2 | 0
2015 | PJM_ROR_2_MISO_IN | PJM_ROR | MISO_IN | Internal | Shoulder | B14 | 900 | 909 | 0 | 48.13 | 47.18 | 2 | 0
2015 | PJM_ROR_2_MISO_IN | PJM_ROR | MISO_IN | Internal | Shoulder | B15 | 1203 | 909 | 0 | 39.79 | 40.88 | 2 | 0
2015 | PJM_ROR_2_MISO_IN | PJM_ROR | MISO_IN | Internal | Summer | B1 | 10 | 909 | 0 | 82.71 | 80.72 | 2 | 0
2015 | PJM_ROR_2_MISO_IN | PJM_ROR | MISO_IN | Internal | Summer | B2 | 25 | 909 | 0 | 80.97 | 78.99 | 2 | 0
2015 | PJM_ROR_2_MISO_IN | PJM_ROR | MISO_IN | Internal | Summer | B3 | 75 | 909 | 0 | 78.79 | 77.99 | 2 | 0
2015 | PJM_ROR_2_MISO_IN | PJM_ROR | MISO_IN | Internal | Summer | B4 | 100 | 909 | 0 | 73.02 | 73.24 | 2 | 0
2015 | PJM_ROR_2_MISO_IN | PJM_ROR | MISO_IN | Internal | Summer | B5 | 200 | 909 | 0 | 57.84 | 59.81 | 2 | 0
2015 | PJM_ROR_2_MISO_IN | PJM_ROR | MISO_IN | Internal | Summer | B6 | 300 | 909 | 0 | 50.6 | 51.55 | 2 | 0
2015 | PJM_ROR_2_MISO_IN | PJM_ROR | MISO_IN | Internal | Summer | B7 | 400 | 909 | 0 | 49.22 | 47.23 | 2 | 0
2015 | PJM_ROR_2_MISO_IN | PJM_ROR | MISO_IN | Internal | Summer | B8 | 500 | 909 | 0 | 46.84 | 46.09 | 2 | 0
2015 | PJM_ROR_2_MISO_IN | PJM_ROR | MISO_IN | Internal | Summer | B9 | 800 | 909 | 0 | 43.88 | 42.2 | 2 | 0
2015 | PJM_ROR_2_MISO_IN | PJM_ROR | MISO_IN | Internal | Summer | B10 | 1262 | 909 | 0 | 36.17 | 37.11 | 2 | 0
2015 | PJM_ROR_2_MISO_IN | PJM_ROR | MISO_IN | Internal | Winter | B16 | 25 | 909 | 0 | 57.51 | 55.52 | 2 | 0
2015 | PJM_ROR_2_MISO_IN | PJM_ROR | MISO_IN | Internal | Winter | B17 | 100 | 909 | 0 | 53.37 | 51.38 | 2 | 0
2015 | PJM_ROR_2_MISO_IN | PJM_ROR | MISO_IN | Internal | Winter | B18 | 400 | 909 | 0 | 52.5 | 50.51 | 2 | 0
2015 | PJM_ROR_2_MISO_IN | PJM_ROR | MISO_IN | Internal | Winter | B19 | 700 | 909 | 0 | 48.95 | 49.04 | 2 | 0
2015 | PJM_ROR_2_MISO_IN | PJM_ROR | MISO_IN | Internal | Winter | B20 | 935 | 909 | 0 | 38.24 | 38.55 | 2 | 0
2015 | PJM_ROR_2_MISO_MI | PJM_ROR | MISO_MI | Internal | Shoulder | B11 | 25 | 1305 | 0 | 55.43 | 56.87 | 2 | 0
2015 | PJM_ROR_2_MISO_MI | PJM_ROR | MISO_MI | Internal | Shoulder | B12 | 200 | 1305 | 0 | 50.78 | 48.78 | 2 | 0
2015 | PJM_ROR_2_MISO_MI | PJM_ROR | MISO_MI | Internal | Shoulder | B13 | 600 | 1305 | 0 | 49.73 | 47.97 | 2 | 0
2015 | PJM_ROR_2_MISO_MI | PJM_ROR | MISO_MI | Internal | Shoulder | B14 | 900 | 1305 | 0 | 48.13 | 47.19 | 2 | 0
2015 | PJM_ROR_2_MISO_MI | PJM_ROR | MISO_MI | Internal | Shoulder | B15 | 1203 | 1305 | 0 | 39.79 | 40.87 | 2 | 0
2015 | PJM_ROR_2_MISO_MI | PJM_ROR | MISO_MI | Internal | Summer | B1 | 10 | 1305 | 0 | 82.71 | 80.71 | 2 | 0
2015 | PJM_ROR_2_MISO_MI | PJM_ROR | MISO_MI | Internal | Summer | B2 | 25 | 1305 | 0 | 80.97 | 78.97 | 2 | 0
2015 | PJM_ROR_2_MISO_MI | PJM_ROR | MISO_MI | Internal | Summer | B3 | 75 | 1305 | 0 | 78.79 | 76.79 | 2 | 0
2015 | PJM_ROR_2_MISO_MI | PJM_ROR | MISO_MI | Internal | Summer | B4 | 100 | 1305 | 0 | 73.02 | 73.23 | 2 | 0
2015 | PJM_ROR_2_MISO_MI | PJM_ROR | MISO_MI | Internal | Summer | B5 | 200 | 1305 | 0 | 57.84 | 57.11 | 2 | 0
2015 | PJM_ROR_2_MISO_MI | PJM_ROR | MISO_MI | Internal | Summer | B6 | 300 | 1305 | 0 | 50.6 | 51.56 | 2 | 0
2015 | PJM_ROR_2_MISO_MI | PJM_ROR | MISO_MI | Internal | Summer | B7 | 400 | 1305 | 0 | 49.22 | 47.24 | 2 | 0
2015 | PJM_ROR_2_MISO_MI | PJM_ROR | MISO_MI | Internal | Summer | B8 | 500 | 1305 | 0 | 46.84 | 46.11 | 2 | 0
2015 | PJM_ROR_2_MISO_MI | PJM_ROR | MISO_MI | Internal | Summer | B9 | 800 | 1305 | 0 | 43.88 | 42.21 | 2 | 0
2015 | PJM_ROR_2_MISO_MI | PJM_ROR | MISO_MI | Internal | Summer | B10 | 1262 | 1305 | 0 | 36.17 | 37.12 | 2 | 0
2015 | PJM_ROR_2_MISO_MI | PJM_ROR | MISO_MI | Internal | Winter | B16 | 25 | 1305 | 0 | 57.51 | 55.51 | 2 | 0
2015 | PJM_ROR_2_MISO_MI | PJM_ROR | MISO_MI | Internal | Winter | B17 | 100 | 1305 | 0 | 53.37 | 51.38 | 2 | 0
2015 | PJM_ROR_2_MISO_MI | PJM_ROR | MISO_MI | Internal | Winter | B18 | 400 | 1305 | 0 | 52.5 | 50.51 | 2 | 0
2015 | PJM_ROR_2_MISO_MI | PJM_ROR | MISO_MI | Internal | Winter | B19 | 700 | 1305 | 0 | 48.95 | 49.03 | 2 | 0
2015 | PJM_ROR_2_MISO_MI | PJM_ROR | MISO_MI | Internal | Winter | B20 | 935 | 1305 | 0 | 38.24 | 38.54 | 2 | 0
2015 | PJM_ROR_2_MISO_MO-IL | PJM_ROR | MISO_MO-IL | Internal | Shoulder | B11 | 25 | 1111 | 0 | 55.43 | 57.42 | 2 | 0
2015 | PJM_ROR_2_MISO_MO-IL | PJM_ROR | MISO_MO-IL | Internal | Shoulder | B12 | 200 | 1111 | 0 | 50.78 | 48.78 | 2 | 0
2015 | PJM_ROR_2_MISO_MO-IL | PJM_ROR | MISO_MO-IL | Internal | Shoulder | B13 | 600 | 1111 | 0 | 49.73 | 47.99 | 2 | 0
2015 | PJM_ROR_2_MISO_MO-IL | PJM_ROR | MISO_MO-IL | Internal | Shoulder | B14 | 900 | 1111 | 0 | 48.13 | 47.18 | 2 | 0
2015 | PJM_ROR_2_MISO_MO-IL | PJM_ROR | MISO_MO-IL | Internal | Shoulder | B15 | 1203 | 1111 | 0 | 39.79 | 40.89 | 2 | 0
2015 | PJM_ROR_2_MISO_MO-IL | PJM_ROR | MISO_MO-IL | Internal | Summer | B1 | 10 | 1111 | 0 | 82.71 | 80.71 | 2 | 0
2015 | PJM_ROR_2_MISO_MO-IL | PJM_ROR | MISO_MO-IL | Internal | Summer | B2 | 25 | 1111 | 0 | 80.97 | 78.97 | 2 | 0
2015 | PJM_ROR_2_MISO_MO-IL | PJM_ROR | MISO_MO-IL | Internal | Summer | B3 | 75 | 1111 | 0 | 78.79 | 78 | 2 | 0
2015 | PJM_ROR_2_MISO_MO-IL | PJM_ROR | MISO_MO-IL | Internal | Summer | B4 | 100 | 1111 | 0 | 73.02 | 73.23 | 2 | 0
2015 | PJM_ROR_2_MISO_MO-IL | PJM_ROR | MISO_MO-IL | Internal | Summer | B5 | 200 | 1111 | 0 | 57.84 | 59.83 | 2 | 0
2015 | PJM_ROR_2_MISO_MO-IL | PJM_ROR | MISO_MO-IL | Internal | Summer | B6 | 300 | 1111 | 0 | 50.6 | 51.54 | 2 | 0
2015 | PJM_ROR_2_MISO_MO-IL | PJM_ROR | MISO_MO-IL | Internal | Summer | B7 | 400 | 1111 | 0 | 49.22 | 47.22 | 2 | 0
2015 | PJM_ROR_2_MISO_MO-IL | PJM_ROR | MISO_MO-IL | Internal | Summer | B8 | 500 | 1111 | 0 | 46.84 | 46.08 | 2 | 0
2015 | PJM_ROR_2_MISO_MO-IL | PJM_ROR | MISO_MO-IL | Internal | Summer | B9 | 800 | 1111 | 0 | 43.88 | 42.19 | 2 | 0
2015 | PJM_ROR_2_MISO_MO-IL | PJM_ROR | MISO_MO-IL | Internal | Summer | B10 | 1262 | 1111 | 0 | 36.17 | 37.1 | 2 | 0
2015 | PJM_ROR_2_MISO_MO-IL | PJM_ROR | MISO_MO-IL | Internal | Winter | B16 | 25 | 1111 | 0 | 57.51 | 55.51 | 2 | 0
2015 | PJM_ROR_2_MISO_MO-IL | PJM_ROR | MISO_MO-IL | Internal | Winter | B17 | 100 | 1111 | 0 | 53.37 | 51.37 | 2 | 0
2015 | PJM_ROR_2_MISO_MO-IL | PJM_ROR | MISO_MO-IL | Internal | Winter | B18 | 400 | 1111 | 0 | 52.5 | 50.5 | 2 | 0
2015 | PJM_ROR_2_MISO_MO-IL | PJM_ROR | MISO_MO-IL | Internal | Winter | B19 | 700 | 1111 | 0 | 48.95 | 49.05 | 2 | 0
2015 | PJM_ROR_2_MISO_MO-IL | PJM_ROR | MISO_MO-IL | Internal | Winter | B20 | 935 | 1111 | 0 | 38.24 | 38.56 | 2 | 0
2015 | PJM_ROR_2_MISO_W | PJM_ROR | MISO_W | Internal | Shoulder | B11 | 25 | 10071 | 3767.14 | 55.43 | 57.43 | 2 | 0
2015 | PJM_ROR_2_MISO_W | PJM_ROR | MISO_W | Internal | Shoulder | B12 | 200 | 10071 | 0 | 50.78 | 48.79 | 2 | 0
2015 | PJM_ROR_2_MISO_W | PJM_ROR | MISO_W | Internal | Shoulder | B13 | 600 | 10071 | 0 | 49.73 | 48.01 | 2 | 0
2015 | PJM_ROR_2_MISO_W | PJM_ROR | MISO_W | Internal | Shoulder | B14 | 900 | 10071 | 0 | 48.13 | 47.19 | 2 | 0
2015 | PJM_ROR_2_MISO_W | PJM_ROR | MISO_W | Internal | Shoulder | B15 | 1203 | 10071 | 0 | 39.79 | 40.9 | 2 | 0
2015 | PJM_ROR_2_MISO_W | PJM_ROR | MISO_W | Internal | Summer | B1 | 10 | 10071 | 0 | 82.71 | 80.71 | 2 | 0
2015 | PJM_ROR_2_MISO_W | PJM_ROR | MISO_W | Internal | Summer | B2 | 25 | 10071 | 0 | 80.97 | 78.99 | 2 | 0
2015 | PJM_ROR_2_MISO_W | PJM_ROR | MISO_W | Internal | Summer | B3 | 75 | 10071 | 0 | 78.79 | 78.01 | 2 | 0
2015 | PJM_ROR_2_MISO_W | PJM_ROR | MISO_W | Internal | Summer | B4 | 100 | 10071 | 0 | 73.02 | 73.24 | 2 | 0
2015 | PJM_ROR_2_MISO_W | PJM_ROR | MISO_W | Internal | Summer | B5 | 200 | 10071 | 3494.8 | 57.84 | 59.84 | 2 | 0
2015 | PJM_ROR_2_MISO_W | PJM_ROR | MISO_W | Internal | Summer | B6 | 300 | 10071 | 0 | 50.6 | 51.55 | 2 | 0
2015 | PJM_ROR_2_MISO_W | PJM_ROR | MISO_W | Internal | Summer | B7 | 400 | 10071 | 0 | 49.22 | 47.23 | 2 | 0
2015 | PJM_ROR_2_MISO_W | PJM_ROR | MISO_W | Internal | Summer | B8 | 500 | 10071 | 0 | 46.84 | 46.09 | 2 | 0
2015 | PJM_ROR_2_MISO_W | PJM_ROR | MISO_W | Internal | Summer | B9 | 800 | 10071 | 0 | 43.88 | 42.2 | 2 | 0
2015 | PJM_ROR_2_MISO_W | PJM_ROR | MISO_W | Internal | Summer | B10 | 1262 | 10071 | 0 | 36.17 | 37.11 | 2 | 0
2015 | PJM_ROR_2_MISO_W | PJM_ROR | MISO_W | Internal | Winter | B16 | 25 | 10071 | 0 | 57.51 | 55.52 | 2 | 0
2015 | PJM_ROR_2_MISO_W | PJM_ROR | MISO_W | Internal | Winter | B17 | 100 | 10071 | 0 | 53.37 | 51.38 | 2 | 0
2015 | PJM_ROR_2_MISO_W | PJM_ROR | MISO_W | Internal | Winter | B18 | 400 | 10071 | 0 | 52.5 | 50.51 | 2 | 0
2015 | PJM_ROR_2_MISO_W | PJM_ROR | MISO_W | Internal | Winter | B19 | 700 | 10071 | 0 | 48.95 | 49.07 | 2 | 0
2015 | PJM_ROR_2_MISO_W | PJM_ROR | MISO_W | Internal | Winter | B20 | 935 | 10071 | 0 | 38.24 | 38.57 | 2 | 0
2015 | PJM_ROR_2_MISO_WUMS | PJM_ROR | MISO_WUMS | Internal | Shoulder | B11 | 25 | 1467 | 0 | 55.43 | 57.42 | 2 | 0
2015 | PJM_ROR_2_MISO_WUMS | PJM_ROR | MISO_WUMS | Internal | Shoulder | B12 | 200 | 1467 | 0 | 50.78 | 48.79 | 2 | 0
2015 | PJM_ROR_2_MISO_WUMS | PJM_ROR | MISO_WUMS | Internal | Shoulder | B13 | 600 | 1467 | 0 | 49.73 | 47.99 | 2 | 0
2015 | PJM_ROR_2_MISO_WUMS | PJM_ROR | MISO_WUMS | Internal | Shoulder | B14 | 900 | 1467 | 0 | 48.13 | 47.21 | 2 | 0
2015 | PJM_ROR_2_MISO_WUMS | PJM_ROR | MISO_WUMS | Internal | Shoulder | B15 | 1203 | 1467 | 0 | 39.79 | 40.92 | 2 | 0
2015 | PJM_ROR_2_MISO_WUMS | PJM_ROR | MISO_WUMS | Internal | Summer | B1 | 10 | 1467 | 0 | 82.71 | 80.72 | 2 | 0
2015 | PJM_ROR_2_MISO_WUMS | PJM_ROR | MISO_WUMS | Internal | Summer | B2 | 25 | 1467 | 0 | 80.97 | 79 | 2 | 0
2015 | PJM_ROR_2_MISO_WUMS | PJM_ROR | MISO_WUMS | Internal | Summer | B3 | 75 | 1467 | 0 | 78.79 | 78.03 | 2 | 0
2015 | PJM_ROR_2_MISO_WUMS | PJM_ROR | MISO_WUMS | Internal | Summer | B4 | 100 | 1467 | 0 | 73.02 | 73.23 | 2 | 0
2015 | PJM_ROR_2_MISO_WUMS | PJM_ROR | MISO_WUMS | Internal | Summer | B5 | 200 | 1467 | 0 | 57.84 | 59.83 | 2 | 0
2015 | PJM_ROR_2_MISO_WUMS | PJM_ROR | MISO_WUMS | Internal | Summer | B6 | 300 | 1467 | 0 | 50.6 | 51.54 | 2 | 0
2015 | PJM_ROR_2_MISO_WUMS | PJM_ROR | MISO_WUMS | Internal | Summer | B7 | 400 | 1467 | 0 | 49.22 | 47.22 | 2 | 0
2015 | PJM_ROR_2_MISO_WUMS | PJM_ROR | MISO_WUMS | Internal | Summer | B8 | 500 | 1467 | 0 | 46.84 | 46.08 | 2 | 0
2015 | PJM_ROR_2_MISO_WUMS | PJM_ROR | MISO_WUMS | Internal | Summer | B9 | 800 | 1467 | 0 | 43.88 | 42.21 | 2 | 0
2015 | PJM_ROR_2_MISO_WUMS | PJM_ROR | MISO_WUMS | Internal | Summer | B10 | 1262 | 1467 | 0 | 36.17 | 37.12 | 2 | 0
2015 | PJM_ROR_2_MISO_WUMS | PJM_ROR | MISO_WUMS | Internal | Winter | B16 | 25 | 1467 | 0 | 57.51 | 55.51 | 2 | 0
2015 | PJM_ROR_2_MISO_WUMS | PJM_ROR | MISO_WUMS | Internal | Winter | B17 | 100 | 1467 | 0 | 53.37 | 51.37 | 2 | 0
2015 | PJM_ROR_2_MISO_WUMS | PJM_ROR | MISO_WUMS | Internal | Winter | B18 | 400 | 1467 | 0 | 52.5 | 50.5 | 2 | 0
2015 | PJM_ROR_2_MISO_WUMS | PJM_ROR | MISO_WUMS | Internal | Winter | B19 | 700 | 1467 | 0 | 48.95 | 49.08 | 2 | 0
2015 | PJM_ROR_2_MISO_WUMS | PJM_ROR | MISO_WUMS | Internal | Winter | B20 | 935 | 1467 | 0 | 38.24 | 38.58 | 2 | 0
2015 | PJM_ROR_2_PJM_ROM | PJM_ROR | PJM_ROM | Internal | Shoulder | B11 | 25 | 8000 | 2080.66 | 55.43 | 55.44 | 0.01 | 0
2015 | PJM_ROR_2_PJM_ROM | PJM_ROR | PJM_ROM | Internal | Shoulder | B12 | 200 | 8000 | 7762.85 | 50.78 | 50.79 | 0.01 | 0
2015 | PJM_ROR_2_PJM_ROM | PJM_ROR | PJM_ROM | Internal | Shoulder | B13 | 600 | 8000 | 6123.97 | 49.73 | 49.74 | 0.01 | 0
2015 | PJM_ROR_2_PJM_ROM | PJM_ROR | PJM_ROM | Internal | Shoulder | B14 | 900 | 8000 | 8000 | 48.13 | 48.54 | 0.01 | 0.39
2015 | PJM_ROR_2_PJM_ROM | PJM_ROR | PJM_ROM | Internal | Shoulder | B15 | 1203 | 8000 | 8000 | 39.79 | 42.49 | 0.01 | 2.68
2015 | PJM_ROR_2_PJM_ROM | PJM_ROR | PJM_ROM | Internal | Summer | B1 | 10 | 8000 | 7317.72 | 82.71 | 82.72 | 0.01 | 0
2015 | PJM_ROR_2_PJM_ROM | PJM_ROR | PJM_ROM | Internal | Summer | B2 | 25 | 8000 | 7410.61 | 80.97 | 80.99 | 0.01 | 0
2015 | PJM_ROR_2_PJM_ROM | PJM_ROR | PJM_ROM | Internal | Summer | B3 | 75 | 8000 | 1195.52 | 78.79 | 78.8 | 0.01 | 0
2015 | PJM_ROR_2_PJM_ROM | PJM_ROR | PJM_ROM | Internal | Summer | B4 | 100 | 8000 | 0 | 73.02 | 73 | 0.01 | 0
2015 | PJM_ROR_2_PJM_ROM | PJM_ROR | PJM_ROM | Internal | Summer | B5 | 200 | 8000 | 0 | 57.84 | 57.83 | 0.01 | 0
2015 | PJM_ROR_2_PJM_ROM | PJM_ROR | PJM_ROM | Internal | Summer | B6 | 300 | 8000 | 3153 | 50.6 | 50.61 | 0.01 | 0
2015 | PJM_ROR_2_PJM_ROM | PJM_ROR | PJM_ROM | Internal | Summer | B7 | 400 | 8000 | 6429.27 | 49.22 | 49.23 | 0.01 | 0
2015 | PJM_ROR_2_PJM_ROM | PJM_ROR | PJM_ROM | Internal | Summer | B8 | 500 | 8000 | 4369.53 | 46.84 | 46.85 | 0.01 | 0
2015 | PJM_ROR_2_PJM_ROM | PJM_ROR | PJM_ROM | Internal | Summer | B9 | 800 | 8000 | 6834.21 | 43.88 | 43.89 | 0.01 | 0
2015 | PJM_ROR_2_PJM_ROM | PJM_ROR | PJM_ROM | Internal | Summer | B10 | 1262 | 8000 | 8000 | 36.17 | 40.68 | 0.01 | 4.5
2015 | PJM_ROR_2_PJM_ROM | PJM_ROR | PJM_ROM | Internal | Winter | B16 | 25 | 8000 | 4652.07 | 57.51 | 57.52 | 0.01 | 0
2015 | PJM_ROR_2_PJM_ROM | PJM_ROR | PJM_ROM | Internal | Winter | B17 | 100 | 8000 | 7436.62 | 53.37 | 53.38 | 0.01 | 0
2015 | PJM_ROR_2_PJM_ROM | PJM_ROR | PJM_ROM | Internal | Winter | B18 | 400 | 8000 | 8000 | 52.5 | 52.88 | 0.01 | 0.37
2015 | PJM_ROR_2_PJM_ROM | PJM_ROR | PJM_ROM | Internal | Winter | B19 | 700 | 8000 | 7882.37 | 48.95 | 48.96 | 0.01 | 0
2015 | PJM_ROR_2_PJM_ROM | PJM_ROR | PJM_ROM | Internal | Winter | B20 | 935 | 8000 | 8000 | 38.24 | 40.92 | 0.01 | 2.67
2015 | PJM_ROR_2_TVA_Transmission | PJM_ROR | TVA_Transmission | Internal | Shoulder | B11 | 25 | 2500 | 2500 | 55.43 | 61.87 | 6 | 0.44
2015 | PJM_ROR_2_TVA_Transmission | PJM_ROR | TVA_Transmission | Internal | Shoulder | B12 | 200 | 2500 | 0 | 50.78 | 54.14 | 6 | 0
2015 | PJM_ROR_2_TVA_Transmission | PJM_ROR | TVA_Transmission | Internal | Shoulder | B13 | 600 | 2500 | 0 | 49.73 | 52.31 | 6 | 0
2015 | PJM_ROR_2_TVA_Transmission | PJM_ROR | TVA_Transmission | Internal | Shoulder | B14 | 900 | 2500 | 0 | 48.13 | 48.09 | 6 | 0
2015 | PJM_ROR_2_TVA_Transmission | PJM_ROR | TVA_Transmission | Internal | Shoulder | B15 | 1203 | 2500 | 201.04 | 39.79 | 45.79 | 6 | 0
2015 | PJM_ROR_2_TVA_Transmission | PJM_ROR | TVA_Transmission | Internal | Summer | B1 | 10 | 2500 | 548.39 | 82.71 | 88.71 | 6 | 0
2015 | PJM_ROR_2_TVA_Transmission | PJM_ROR | TVA_Transmission | Internal | Summer | B2 | 25 | 2500 | 806.45 | 80.97 | 86.97 | 6 | 0
2015 | PJM_ROR_2_TVA_Transmission | PJM_ROR | TVA_Transmission | Internal | Summer | B3 | 75 | 2500 | 211.98 | 78.79 | 84.79 | 6 | 0
2015 | PJM_ROR_2_TVA_Transmission | PJM_ROR | TVA_Transmission | Internal | Summer | B4 | 100 | 2500 | 630.52 | 73.02 | 79.02 | 6 | 0
2015 | PJM_ROR_2_TVA_Transmission | PJM_ROR | TVA_Transmission | Internal | Summer | B5 | 200 | 2500 | 0 | 57.84 | 63.07 | 6 | 0
2015 | PJM_ROR_2_TVA_Transmission | PJM_ROR | TVA_Transmission | Internal | Summer | B6 | 300 | 2500 | 236.37 | 50.6 | 56.6 | 6 | 0
2015 | PJM_ROR_2_TVA_Transmission | PJM_ROR | TVA_Transmission | Internal | Summer | B7 | 400 | 2500 | 0 | 49.22 | 50.94 | 6 | 0
2015 | PJM_ROR_2_TVA_Transmission | PJM_ROR | TVA_Transmission | Internal | Summer | B8 | 500 | 2500 | 0 | 46.84 | 47.17 | 6 | 0
2015 | PJM_ROR_2_TVA_Transmission | PJM_ROR | TVA_Transmission | Internal | Summer | B9 | 800 | 2500 | 0 | 43.88 | 46.98 | 6 | 0
2015 | PJM_ROR_2_TVA_Transmission | PJM_ROR | TVA_Transmission | Internal | Summer | B10 | 1262 | 2500 | 0 | 36.17 | 41.28 | 6 | 0
2015 | PJM_ROR_2_TVA_Transmission | PJM_ROR | TVA_Transmission | Internal | Winter | B16 | 25 | 2500 | 357.33 | 57.51 | 63.51 | 6 | 0
2015 | PJM_ROR_2_TVA_Transmission | PJM_ROR | TVA_Transmission | Internal | Winter | B17 | 100 | 2500 | 0 | 53.37 | 56.9 | 6 | 0
2015 | PJM_ROR_2_TVA_Transmission | PJM_ROR | TVA_Transmission | Internal | Winter | B18 | 400 | 2500 | 0 | 52.5 | 54.61 | 6 | 0
2015 | PJM_ROR_2_TVA_Transmission | PJM_ROR | TVA_Transmission | Internal | Winter | B19 | 700 | 2500 | 0 | 48.95 | 49.04 | 6 | 0
2015 | PJM_ROR_2_TVA_Transmission | PJM_ROR | TVA_Transmission | Internal | Winter | B20 | 935 | 2500 | 643.01 | 38.24 | 44.24 | 6 | 0
2015 | PJM_ROR_2_VACAR | PJM_ROR | VACAR | Internal | Shoulder | B11 | 25 | 3865 | 3865 | 55.43 | 65.93 | 6 | 4.5
2015 | PJM_ROR_2_VACAR | PJM_ROR | VACAR | Internal | Shoulder | B12 | 200 | 3865 | 3865 | 50.78 | 56.97 | 6 | 0.19
2015 | PJM_ROR_2_VACAR | PJM_ROR | VACAR | Internal | Shoulder | B13 | 600 | 3865 | 3865 | 49.73 | 55.76 | 6 | 0.03
2015 | PJM_ROR_2_VACAR | PJM_ROR | VACAR | Internal | Shoulder | B14 | 900 | 3865 | 3229.27 | 48.13 | 54.13 | 6 | 0
2015 | PJM_ROR_2_VACAR | PJM_ROR | VACAR | Internal | Shoulder | B15 | 1203 | 3865 | 3865 | 39.79 | 47.66 | 6 | 1.87
2015 | PJM_ROR_2_VACAR | PJM_ROR | VACAR | Internal | Summer | B1 | 10 | 3865 | 3865 | 82.71 | 90.07 | 6 | 1.35
2015 | PJM_ROR_2_VACAR | PJM_ROR | VACAR | Internal | Summer | B2 | 25 | 3865 | 3865 | 80.97 | 90.07 | 6 | 3.09
2015 | PJM_ROR_2_VACAR | PJM_ROR | VACAR | Internal | Summer | B3 | 75 | 3865 | 3865 | 78.79 | 88.02 | 6 | 3.23
2015 | PJM_ROR_2_VACAR | PJM_ROR | VACAR | Internal | Summer | B4 | 100 | 3865 | 3865 | 73.02 | 88.02 | 6 | 9
2015 | PJM_ROR_2_VACAR | PJM_ROR | VACAR | Internal | Summer | B5 | 200 | 3865 | 3719.05 | 57.84 | 63.84 | 6 | 0
2015 | PJM_ROR_2_VACAR | PJM_ROR | VACAR | Internal | Summer | B6 | 300 | 3865 | 3865 | 50.6 | 63.19 | 6 | 6.59
2015 | PJM_ROR_2_VACAR | PJM_ROR | VACAR | Internal | Summer | B7 | 400 | 3865 | 3398.54 | 49.22 | 55.22 | 6 | 0
2015 | PJM_ROR_2_VACAR | PJM_ROR | VACAR | Internal | Summer | B8 | 500 | 3865 | 2741.6 | 46.84 | 52.84 | 6 | 0
2015 | PJM_ROR_2_VACAR | PJM_ROR | VACAR | Internal | Summer | B9 | 800 | 3865 | 2631.25 | 43.88 | 49.88 | 6 | 0
2015 | PJM_ROR_2_VACAR | PJM_ROR | VACAR | Internal | Summer | B10 | 1262 | 3865 | 3865 | 36.17 | 45.61 | 6 | 3.44
2015 | PJM_ROR_2_VACAR | PJM_ROR | VACAR | Internal | Winter | B16 | 25 | 3865 | 3865 | 57.51 | 72.51 | 6 | 9
2015 | PJM_ROR_2_VACAR | PJM_ROR | VACAR | Internal | Winter | B17 | 100 | 3865 | 3865 | 53.37 | 60.03 | 6 | 0.66
2015 | PJM_ROR_2_VACAR | PJM_ROR | VACAR | Internal | Winter | B18 | 400 | 3865 | 1289.25 | 52.5 | 58.5 | 6 | 0
2015 | PJM_ROR_2_VACAR | PJM_ROR | VACAR | Internal | Winter | B19 | 700 | 3865 | 1059.78 | 48.95 | 54.95 | 6 | 0
2015 | PJM_ROR_2_VACAR | PJM_ROR | VACAR | Internal | Winter | B20 | 935 | 3865 | 3865 | 38.24 | 45.84 | 6 | 1.6
2015 | PJM_ROM_2_NYISO_A-F | PJM_ROM | NYISO_A-F | Internal | Shoulder | B11 | 25 | 2000 | 0 | 55.44 | 52.77 | 6 | 0
2015 | PJM_ROM_2_NYISO_A-F | PJM_ROM | NYISO_A-F | Internal | Shoulder | B12 | 200 | 2000 | 0 | 50.79 | 52.76 | 6 | 0
2015 | PJM_ROM_2_NYISO_A-F | PJM_ROM | NYISO_A-F | Internal | Shoulder | B13 | 600 | 2000 | 0 | 49.74 | 48.5 | 6 | 0
2015 | PJM_ROM_2_NYISO_A-F | PJM_ROM | NYISO_A-F | Internal | Shoulder | B14 | 900 | 2000 | 0 | 48.54 | 48.49 | 6 | 0
2015 | PJM_ROM_2_NYISO_A-F | PJM_ROM | NYISO_A-F | Internal | Shoulder | B15 | 1203 | 2000 | 803.77 | 42.49 | 48.49 | 6 | 0
2015 | PJM_ROM_2_NYISO_A-F | PJM_ROM | NYISO_A-F | Internal | Summer | B1 | 10 | 2000 | 0 | 82.72 | 77.11 | 6 | 0
2015 | PJM_ROM_2_NYISO_A-F | PJM_ROM | NYISO_A-F | Internal | Summer | B2 | 25 | 2000 | 0 | 80.99 | 72.99 | 6 | 0
2015 | PJM_ROM_2_NYISO_A-F | PJM_ROM | NYISO_A-F | Internal | Summer | B3 | 75 | 2000 | 0 | 78.8 | 64.8 | 6 | 0
2015 | PJM_ROM_2_NYISO_A-F | PJM_ROM | NYISO_A-F | Internal | Summer | B4 | 100 | 2000 | 0 | 73 | 57.96 | 6 | 0
2015 | PJM_ROM_2_NYISO_A-F | PJM_ROM | NYISO_A-F | Internal | Summer | B5 | 200 | 2000 | 0 | 57.83 | 53.84 | 6 | 0
2015 | PJM_ROM_2_NYISO_A-F | PJM_ROM | NYISO_A-F | Internal | Summer | B6 | 300 | 2000 | 0 | 50.61 | 51.56 | 6 | 0
2015 | PJM_ROM_2_NYISO_A-F | PJM_ROM | NYISO_A-F | Internal | Summer | B7 | 400 | 2000 | 0 | 49.23 | 50.09 | 6 | 0
2015 | PJM_ROM_2_NYISO_A-F | PJM_ROM | NYISO_A-F | Internal | Summer | B8 | 500 | 2000 | 0 | 46.85 | 47.32 | 6 | 0
2015 | PJM_ROM_2_NYISO_A-F | PJM_ROM | NYISO_A-F | Internal | Summer | B9 | 800 | 2000 | 0 | 43.89 | 46.82 | 6 | 0
2015 | PJM_ROM_2_NYISO_A-F | PJM_ROM | NYISO_A-F | Internal | Summer | B10 | 1262 | 2000 | 2000 | 40.68 | 46.82 | 6 | 0.14
2015 | PJM_ROM_2_NYISO_A-F | PJM_ROM | NYISO_A-F | Internal | Winter | B16 | 25 | 2000 | 0 | 57.52 | 55.51 | 6 | 0
2015 | PJM_ROM_2_NYISO_A-F | PJM_ROM | NYISO_A-F | Internal | Winter | B17 | 100 | 2000 | 0 | 53.38 | 55.18 | 6 | 0
2015 | PJM_ROM_2_NYISO_A-F | PJM_ROM | NYISO_A-F | Internal | Winter | B18 | 400 | 2000 | 0 | 52.88 | 50.99 | 6 | 0
2015 | PJM_ROM_2_NYISO_A-F | PJM_ROM | NYISO_A-F | Internal | Winter | B19 | 700 | 2000 | 0 | 48.96 | 50.63 | 6 | 0
2015 | PJM_ROM_2_NYISO_A-F | PJM_ROM | NYISO_A-F | Internal | Winter | B20 | 935 | 2000 | 2000 | 40.92 | 50.63 | 6 | 3.71
2015 | PJM_ROM_2_PJM_E | PJM_ROM | PJM_E | Internal | Shoulder | B11 | 25 | 8000 | 917.47 | 55.44 | 55.45 | 0.01 | 0
2015 | PJM_ROM_2_PJM_E | PJM_ROM | PJM_E | Internal | Shoulder | B12 | 200 | 8000 | 4441.57 | 50.79 | 50.8 | 0.01 | 0
2015 | PJM_ROM_2_PJM_E | PJM_ROM | PJM_E | Internal | Shoulder | B13 | 600 | 8000 | 3685.03 | 49.74 | 49.76 | 0.01 | 0
2015 | PJM_ROM_2_PJM_E | PJM_ROM | PJM_E | Internal | Shoulder | B14 | 900 | 8000 | 5767.85 | 48.54 | 48.55 | 0.01 | 0
2015 | PJM_ROM_2_PJM_E | PJM_ROM | PJM_E | Internal | Shoulder | B15 | 1203 | 8000 | 4964.2 | 42.49 | 42.5 | 0.01 | 0
2015 | PJM_ROM_2_PJM_E | PJM_ROM | PJM_E | Internal | Summer | B1 | 10 | 8000 | 5738.48 | 82.72 | 82.74 | 0.01 | 0
2015 | PJM_ROM_2_PJM_E | PJM_ROM | PJM_E | Internal | Summer | B2 | 25 | 8000 | 6787.24 | 80.99 | 81 | 0.01 | 0
2015 | PJM_ROM_2_PJM_E | PJM_ROM | PJM_E | Internal | Summer | B3 | 75 | 8000 | 2693.42 | 78.8 | 78.81 | 0.01 | 0
2015 | PJM_ROM_2_PJM_E | PJM_ROM | PJM_E | Internal | Summer | B4 | 100 | 8000 | 1772.42 | 73 | 73.02 | 0.01 | 0
2015 | PJM_ROM_2_PJM_E | PJM_ROM | PJM_E | Internal | Summer | B5 | 200 | 8000 | 1550.23 | 57.83 | 57.84 | 0.01 | 0
2015 | PJM_ROM_2_PJM_E | PJM_ROM | PJM_E | Internal | Summer | B6 | 300 | 8000 | 3694.94 | 50.61 | 50.62 | 0.01 | 0
2015 | PJM_ROM_2_PJM_E | PJM_ROM | PJM_E | Internal | Summer | B7 | 400 | 8000 | 5420.06 | 49.23 | 49.24 | 0.01 | 0
2015 | PJM_ROM_2_PJM_E | PJM_ROM | PJM_E | Internal | Summer | B8 | 500 | 8000 | 3827.59 | 46.85 | 46.86 | 0.01 | 0
2015 | PJM_ROM_2_PJM_E | PJM_ROM | PJM_E | Internal | Summer | B9 | 800 | 8000 | 6040.12 | 43.89 | 43.9 | 0.01 | 0
2015 | PJM_ROM_2_PJM_E | PJM_ROM | PJM_E | Internal | Summer | B10 | 1262 | 8000 | 4665.27 | 40.68 | 40.7 | 0.01 | 0
2015 | PJM_ROM_2_PJM_E | PJM_ROM | PJM_E | Internal | Winter | B16 | 25 | 8000 | 4968.95 | 57.52 | 57.54 | 0.01 | 0
2015 | PJM_ROM_2_PJM_E | PJM_ROM | PJM_E | Internal | Winter | B17 | 100 | 8000 | 5510.35 | 53.38 | 53.39 | 0.01 | 0
2015 | PJM_ROM_2_PJM_E | PJM_ROM | PJM_E | Internal | Winter | B18 | 400 | 8000 | 7296.65 | 52.88 | 52.9 | 0.01 | 0
2015 | PJM_ROM_2_PJM_E | PJM_ROM | PJM_E | Internal | Winter | B19 | 700 | 8000 | 6622.92 | 48.96 | 48.97 | 0.01 | 0
2015 | PJM_ROM_2_PJM_E | PJM_ROM | PJM_E | Internal | Winter | B20 | 935 | 8000 | 4470.2 | 40.92 | 40.93 | 0.01 | 0
2015 | PJM_ROM_2_PJM_ROR | PJM_ROM | PJM_ROR | Internal | Shoulder | B11 | 25 | 8000 | 0 | 55.44 | 55.43 | 0.01 | 0
2015 | PJM_ROM_2_PJM_ROR | PJM_ROM | PJM_ROR | Internal | Shoulder | B12 | 200 | 8000 | 0 | 50.79 | 50.78 | 0.01 | 0
2015 | PJM_ROM_2_PJM_ROR | PJM_ROM | PJM_ROR | Internal | Shoulder | B13 | 600 | 8000 | 0 | 49.74 | 49.73 | 0.01 | 0
2015 | PJM_ROM_2_PJM_ROR | PJM_ROM | PJM_ROR | Internal | Shoulder | B14 | 900 | 8000 | 0 | 48.54 | 48.13 | 0.01 | 0
2015 | PJM_ROM_2_PJM_ROR | PJM_ROM | PJM_ROR | Internal | Shoulder | B15 | 1203 | 8000 | 0 | 42.49 | 39.79 | 0.01 | 0
2015 | PJM_ROM_2_PJM_ROR | PJM_ROM | PJM_ROR | Internal | Summer | B1 | 10 | 8000 | 0 | 82.72 | 82.71 | 0.01 | 0
2015 | PJM_ROM_2_PJM_ROR | PJM_ROM | PJM_ROR | Internal | Summer | B2 | 25 | 8000 | 0 | 80.99 | 80.97 | 0.01 | 0
2015 | PJM_ROM_2_PJM_ROR | PJM_ROM | PJM_ROR | Internal | Summer | B3 | 75 | 8000 | 0 | 78.8 | 78.79 | 0.01 | 0
2015 | PJM_ROM_2_PJM_ROR | PJM_ROM | PJM_ROR | Internal | Summer | B4 | 100 | 8000 | 913.34 | 73 | 73.02 | 0.01 | 0
2015 | PJM_ROM_2_PJM_ROR | PJM_ROM | PJM_ROR | Internal | Summer | B5 | 200 | 8000 | 544.9 | 57.83 | 57.84 | 0.01 | 0
2015 | PJM_ROM_2_PJM_ROR | PJM_ROM | PJM_ROR | Internal | Summer | B6 | 300 | 8000 | 0 | 50.61 | 50.6 | 0.01 | 0
2015 | PJM_ROM_2_PJM_ROR | PJM_ROM | PJM_ROR | Internal | Summer | B7 | 400 | 8000 | 0 | 49.23 | 49.22 | 0.01 | 0
2015 | PJM_ROM_2_PJM_ROR | PJM_ROM | PJM_ROR | Internal | Summer | B8 | 500 | 8000 | 0 | 46.85 | 46.84 | 0.01 | 0
2015 | PJM_ROM_2_PJM_ROR | PJM_ROM | PJM_ROR | Internal | Summer | B9 | 800 | 8000 | 0 | 43.89 | 43.88 | 0.01 | 0
2015 | PJM_ROM_2_PJM_ROR | PJM_ROM | PJM_ROR | Internal | Summer | B10 | 1262 | 8000 | 0 | 40.68 | 36.17 | 0.01 | 0
2015 | PJM_ROM_2_PJM_ROR | PJM_ROM | PJM_ROR | Internal | Winter | B16 | 25 | 8000 | 0 | 57.52 | 57.51 | 0.01 | 0
2015 | PJM_ROM_2_PJM_ROR | PJM_ROM | PJM_ROR | Internal | Winter | B17 | 100 | 8000 | 0 | 53.38 | 53.37 | 0.01 | 0
2015 | PJM_ROM_2_PJM_ROR | PJM_ROM | PJM_ROR | Internal | Winter | B18 | 400 | 8000 | 0 | 52.88 | 52.5 | 0.01 | 0
2015 | PJM_ROM_2_PJM_ROR | PJM_ROM | PJM_ROR | Internal | Winter | B19 | 700 | 8000 | 0 | 48.96 | 48.95 | 0.01 | 0
2015 | PJM_ROM_2_PJM_ROR | PJM_ROM | PJM_ROR | Internal | Winter | B20 | 935 | 8000 | 0 | 40.92 | 38.24 | 0.01 | 0
2015 | SOCO_2_FRCC | SOCO | FRCC | Internal | Shoulder | B11 | 25 | 3700 | 3700 | 70.87 | 81.17 | 10 | 0.3
2015 | SOCO_2_FRCC | SOCO | FRCC | Internal | Shoulder | B12 | 200 | 3700 | 2063.95 | 52.89 | 62.89 | 10 | 0
2015 | SOCO_2_FRCC | SOCO | FRCC | Internal | Shoulder | B13 | 600 | 3700 | 0 | 52.89 | 59.77 | 10 | 0
2015 | SOCO_2_FRCC | SOCO | FRCC | Internal | Shoulder | B14 | 900 | 3700 | 0 | 52.89 | 59.77 | 10 | 0
2015 | SOCO_2_FRCC | SOCO | FRCC | Internal | Shoulder | B15 | 1203 | 3700 | 0 | 52.89 | 57.29 | 10 | 0
2015 | SOCO_2_FRCC | SOCO | FRCC | Internal | Summer | B1 | 10 | 3700 | 0 | 86.97 | 93.27 | 10 | 0
2015 | SOCO_2_FRCC | SOCO | FRCC | Internal | Summer | B2 | 25 | 3700 | 0 | 86.97 | 93.27 | 10 | 0
2015 | SOCO_2_FRCC | SOCO | FRCC | Internal | Summer | B3 | 75 | 3700 | 0 | 84.79 | 93.27 | 10 | 0
2015 | SOCO_2_FRCC | SOCO | FRCC | Internal | Summer | B4 | 100 | 3700 | 1730.79 | 81.44 | 91.44 | 10 | 0
2015 | SOCO_2_FRCC | SOCO | FRCC | Internal | Summer | B5 | 200 | 3700 | 2510.1 | 70.84 | 80.84 | 10 | 0
2015 | SOCO_2_FRCC | SOCO | FRCC | Internal | Summer | B6 | 300 | 3700 | 3700 | 65.6 | 80.36 | 10 | 4.76
2015 | SOCO_2_FRCC | SOCO | FRCC | Internal | Summer | B7 | 400 | 3700 | 3195.37 | 55.4 | 65.4 | 10 | 0
2015 | SOCO_2_FRCC | SOCO | FRCC | Internal | Summer | B8 | 500 | 3700 | 1251.8 | 51.73 | 61.73 | 10 | 0
2015 | SOCO_2_FRCC | SOCO | FRCC | Internal | Summer | B9 | 800 | 3700 | 0 | 51.72 | 59.08 | 10 | 0
2015 | SOCO_2_FRCC | SOCO | FRCC | Internal | Summer | B10 | 1262 | 3700 | 0 | 47.52 | 56.64 | 10 | 0
2015 | SOCO_2_FRCC | SOCO | FRCC | Internal | Winter | B16 | 25 | 3700 | 3628.46 | 68.54 | 78.54 | 10 | 0
2015 | SOCO_2_FRCC | SOCO | FRCC | Internal | Winter | B17 | 100 | 3700 | 1073.81 | 55.27 | 65.27 | 10 | 0
2015 | SOCO_2_FRCC | SOCO | FRCC | Internal | Winter | B18 | 400 | 3700 | 0 | 54.47 | 61.88 | 10 | 0
2015 | SOCO_2_FRCC | SOCO | FRCC | Internal | Winter | B19 | 700 | 3700 | 0 | 54.47 | 61.88 | 10 | 0
2015 | SOCO_2_FRCC | SOCO | FRCC | Internal | Winter | B20 | 935 | 3700 | 0 | 50.7 | 59.32 | 10 | 0
2015 | SOCO_2_VACAR | SOCO | VACAR | Internal | Shoulder | B11 | 25 | 2000 | 0 | 70.87 | 65.93 | 10 | 0
2015 | SOCO_2_VACAR | SOCO | VACAR | Internal | Shoulder | B12 | 200 | 2000 | 0 | 52.89 | 56.97 | 10 | 0
2015 | SOCO_2_VACAR | SOCO | VACAR | Internal | Shoulder | B13 | 600 | 2000 | 0 | 52.89 | 55.76 | 10 | 0
2015 | SOCO_2_VACAR | SOCO | VACAR | Internal | Shoulder | B14 | 900 | 2000 | 0 | 52.89 | 54.13 | 10 | 0
2015 | SOCO_2_VACAR | SOCO | VACAR | Internal | Shoulder | B15 | 1203 | 2000 | 0 | 52.89 | 47.66 | 10 | 0
2015 | SOCO_2_VACAR | SOCO | VACAR | Internal | Summer | B1 | 10 | 2000 | 0 | 86.97 | 90.07 | 10 | 0
2015 | SOCO_2_VACAR | SOCO | VACAR | Internal | Summer | B2 | 25 | 2000 | 0 | 86.97 | 90.07 | 10 | 0
2015 | SOCO_2_VACAR | SOCO | VACAR | Internal | Summer | B3 | 75 | 2000 | 0 | 84.79 | 88.02 | 10 | 0
2015 | SOCO_2_VACAR | SOCO | VACAR | Internal | Summer | B4 | 100 | 2000 | 0 | 81.44 | 88.02 | 10 | 0
2015 | SOCO_2_VACAR | SOCO | VACAR | Internal | Summer | B5 | 200 | 2000 | 0 | 70.84 | 63.84 | 10 | 0
2015 | SOCO_2_VACAR | SOCO | VACAR | Internal | Summer | B6 | 300 | 2000 | 0 | 65.6 | 63.19 | 10 | 0
2015 | SOCO_2_VACAR | SOCO | VACAR | Internal | Summer | B7 | 400 | 2000 | 0 | 55.4 | 55.22 | 10 | 0
2015 | SOCO_2_VACAR | SOCO | VACAR | Internal | Summer | B8 | 500 | 2000 | 0 | 51.73 | 52.84 | 10 | 0
2015 | SOCO_2_VACAR | SOCO | VACAR | Internal | Summer | B9 | 800 | 2000 | 0 | 51.72 | 49.88 | 10 | 0
2015 | SOCO_2_VACAR | SOCO | VACAR | Internal | Summer | B10 | 1262 | 2000 | 0 | 47.52 | 45.61 | 10 | 0
2015 | SOCO_2_VACAR | SOCO | VACAR | Internal | Winter | B16 | 25 | 2000 | 0 | 68.54 | 72.51 | 10 | 0
2015 | SOCO_2_VACAR | SOCO | VACAR | Internal | Winter | B17 | 100 | 2000 | 0 | 55.27 | 60.03 | 10 | 0
2015 | SOCO_2_VACAR | SOCO | VACAR | Internal | Winter | B18 | 400 | 2000 | 0 | 54.47 | 58.5 | 10 | 0
2015 | SOCO_2_VACAR | SOCO | VACAR | Internal | Winter | B19 | 700 | 2000 | 0 | 54.47 | 54.95 | 10 | 0
2015 | SOCO_2_VACAR | SOCO | VACAR | Internal | Winter | B20 | 935 | 2000 | 0 | 50.7 | 45.84 | 10 | 0
2015 | SPP_N_2_ENT | SPP_N | ENT | Internal | Shoulder | B11 | 25 | 9240 | 0 | 64.44 | 65.42 | 5 | 0
2015 | SPP_N_2_ENT | SPP_N | ENT | Internal | Shoulder | B12 | 200 | 9240 | 0 | 52.85 | 52.77 | 5 | 0
2015 | SPP_N_2_ENT | SPP_N | ENT | Internal | Shoulder | B13 | 600 | 9240 | 0 | 50.65 | 52.77 | 5 | 0
2015 | SPP_N_2_ENT | SPP_N | ENT | Internal | Shoulder | B14 | 900 | 9240 | 0 | 50.53 | 52.39 | 5 | 0
2015 | SPP_N_2_ENT | SPP_N | ENT | Internal | Shoulder | B15 | 1203 | 9240 | 0 | 47.92 | 50.65 | 5 | 0
2015 | SPP_N_2_ENT | SPP_N | ENT | Internal | Summer | B1 | 10 | 9240 | 0 | 80.72 | 80.71 | 5 | 0
2015 | SPP_N_2_ENT | SPP_N | ENT | Internal | Summer | B2 | 25 | 9240 | 0 | 80.43 | 78.97 | 5 | 0
2015 | SPP_N_2_ENT | SPP_N | ENT | Internal | Summer | B3 | 75 | 9240 | 0 | 78.11 | 76.79 | 5 | 0
2015 | SPP_N_2_ENT | SPP_N | ENT | Internal | Summer | B4 | 100 | 9240 | 0 | 73.25 | 73.44 | 5 | 0
2015 | SPP_N_2_ENT | SPP_N | ENT | Internal | Summer | B5 | 200 | 9240 | 0 | 66.85 | 67.83 | 5 | 0
2015 | SPP_N_2_ENT | SPP_N | ENT | Internal | Summer | B6 | 300 | 9240 | 0 | 58.55 | 57.6 | 5 | 0
2015 | SPP_N_2_ENT | SPP_N | ENT | Internal | Summer | B7 | 400 | 9240 | 0 | 53.22 | 51.56 | 5 | 0
2015 | SPP_N_2_ENT | SPP_N | ENT | Internal | Summer | B8 | 500 | 9240 | 0 | 49.99 | 51.56 | 5 | 0
2015 | SPP_N_2_ENT | SPP_N | ENT | Internal | Summer | B9 | 800 | 9240 | 0 | 49.2 | 50.19 | 5 | 0
2015 | SPP_N_2_ENT | SPP_N | ENT | Internal | Summer | B10 | 1262 | 9240 | 2030.6 | 44.12 | 49.12 | 5 | 0
2015 | SPP_N_2_ENT | SPP_N | ENT | Internal | Winter | B16 | 25 | 9240 | 231.65 | 55.54 | 60.54 | 5 | 0
2015 | SPP_N_2_ENT | SPP_N | ENT | Internal | Winter | B17 | 100 | 9240 | 0 | 53.01 | 55.21 | 5 | 0
2015 | SPP_N_2_ENT | SPP_N | ENT | Internal | Winter | B18 | 400 | 9240 | 0 | 52.89 | 55.21 | 5 | 0
2015 | SPP_N_2_ENT | SPP_N | ENT | Internal | Winter | B19 | 700 | 9240 | 0 | 52.89 | 54.81 | 5 | 0
2015 | SPP_N_2_ENT | SPP_N | ENT | Internal | Winter | B20 | 935 | 9240 | 1280.91 | 45.57 | 50.57 | 5 | 0
2015 | SPP_N_2_MISO_MO-IL | SPP_N | MISO_MO-IL | Internal | Shoulder | B11 | 25 | 2263 | 0 | 64.44 | 57.42 | 5 | 0
2015 | SPP_N_2_MISO_MO-IL | SPP_N | MISO_MO-IL | Internal | Shoulder | B12 | 200 | 2263 | 0 | 52.85 | 48.78 | 5 | 0
2015 | SPP_N_2_MISO_MO-IL | SPP_N | MISO_MO-IL | Internal | Shoulder | B13 | 600 | 2263 | 0 | 50.65 | 47.99 | 5 | 0
2015 | SPP_N_2_MISO_MO-IL | SPP_N | MISO_MO-IL | Internal | Shoulder | B14 | 900 | 2263 | 0 | 50.53 | 47.18 | 5 | 0
2015 | SPP_N_2_MISO_MO-IL | SPP_N | MISO_MO-IL | Internal | Shoulder | B15 | 1203 | 2263 | 0 | 47.92 | 40.89 | 5 | 0
2015 | SPP_N_2_MISO_MO-IL | SPP_N | MISO_MO-IL | Internal | Summer | B1 | 10 | 2263 | 0 | 80.72 | 80.71 | 5 | 0
2015 | SPP_N_2_MISO_MO-IL | SPP_N | MISO_MO-IL | Internal | Summer | B2 | 25 | 2263 | 0 | 80.43 | 78.97 | 5 | 0
2015 | SPP_N_2_MISO_MO-IL | SPP_N | MISO_MO-IL | Internal | Summer | B3 | 75 | 2263 | 0 | 78.11 | 78 | 5 | 0
2015 | SPP_N_2_MISO_MO-IL | SPP_N | MISO_MO-IL | Internal | Summer | B4 | 100 | 2263 | 0 | 73.25 | 73.23 | 5 | 0
2015 | SPP_N_2_MISO_MO-IL | SPP_N | MISO_MO-IL | Internal | Summer | B5 | 200 | 2263 | 0 | 66.85 | 59.83 | 5 | 0
2015 | SPP_N_2_MISO_MO-IL | SPP_N | MISO_MO-IL | Internal | Summer | B6 | 300 | 2263 | 0 | 58.55 | 51.54 | 5 | 0
2015 | SPP_N_2_MISO_MO-IL | SPP_N | MISO_MO-IL | Internal | Summer | B7 | 400 | 2263 | 0 | 53.22 | 47.22 | 5 | 0
2015 | SPP_N_2_MISO_MO-IL | SPP_N | MISO_MO-IL | Internal | Summer | B8 | 500 | 2263 | 0 | 49.99 | 46.08 | 5 | 0
2015 | SPP_N_2_MISO_MO-IL | SPP_N | MISO_MO-IL | Internal | Summer | B9 | 800 | 2263 | 0 | 49.2 | 42.19 | 5 | 0
2015 | SPP_N_2_MISO_MO-IL | SPP_N | MISO_MO-IL | Internal | Summer | B10 | 1262 | 2263 | 0 | 44.12 | 37.1 | 5 | 0
2015 | SPP_N_2_MISO_MO-IL | SPP_N | MISO_MO-IL | Internal | Winter | B16 | 25 | 2263 | 0 | 55.54 | 55.51 | 5 | 0
2015 | SPP_N_2_MISO_MO-IL | SPP_N | MISO_MO-IL | Internal | Winter | B17 | 100 | 2263 | 0 | 53.01 | 51.37 | 5 | 0
2015 | SPP_N_2_MISO_MO-IL | SPP_N | MISO_MO-IL | Internal | Winter | B18 | 400 | 2263 | 0 | 52.89 | 50.5 | 5 | 0
2015 | SPP_N_2_MISO_MO-IL | SPP_N | MISO_MO-IL | Internal | Winter | B19 | 700 | 2263 | 0 | 52.89 | 49.05 | 5 | 0
2015 | SPP_N_2_MISO_MO-IL | SPP_N | MISO_MO-IL | Internal | Winter | B20 | 935 | 2263 | 0 | 45.57 | 38.56 | 5 | 0
2015 | SPP_N_2_MISO_W | SPP_N | MISO_W | Internal | Shoulder | B11 | 25 | 750 | 0 | 64.44 | 57.43 | 5 | 0
2015 | SPP_N_2_MISO_W | SPP_N | MISO_W | Internal | Shoulder | B12 | 200 | 750 | 0 | 52.85 | 48.79 | 5 | 0
2015 | SPP_N_2_MISO_W | SPP_N | MISO_W | Internal | Shoulder | B13 | 600 | 750 | 0 | 50.65 | 48.01 | 5 | 0
2015 | SPP_N_2_MISO_W | SPP_N | MISO_W | Internal | Shoulder | B14 | 900 | 750 | 0 | 50.53 | 47.19 | 5 | 0
2015 | SPP_N_2_MISO_W | SPP_N | MISO_W | Internal | Shoulder | B15 | 1203 | 750 | 0 | 47.92 | 40.9 | 5 | 0
2015 | SPP_N_2_MISO_W | SPP_N | MISO_W | Internal | Summer | B1 | 10 | 750 | 0 | 80.72 | 80.71 | 5 | 0
2015 | SPP_N_2_MISO_W | SPP_N | MISO_W | Internal | Summer | B2 | 25 | 750 | 0 | 80.43 | 78.99 | 5 | 0
2015 | SPP_N_2_MISO_W | SPP_N | MISO_W | Internal | Summer | B3 | 75 | 750 | 0 | 78.11 | 78.01 | 5 | 0
2015 | SPP_N_2_MISO_W | SPP_N | MISO_W | Internal | Summer | B4 | 100 | 750 | 0 | 73.25 | 73.24 | 5 | 0
2015 | SPP_N_2_MISO_W | SPP_N | MISO_W | Internal | Summer | B5 | 200 | 750 | 0 | 66.85 | 59.84 | 5 | 0
2015 | SPP_N_2_MISO_W | SPP_N | MISO_W | Internal | Summer | B6 | 300 | 750 | 0 | 58.55 | 51.55 | 5 | 0
2015 | SPP_N_2_MISO_W | SPP_N | MISO_W | Internal | Summer | B7 | 400 | 750 | 0 | 53.22 | 47.23 | 5 | 0
2015 | SPP_N_2_MISO_W | SPP_N | MISO_W | Internal | Summer | B8 | 500 | 750 | 0 | 49.99 | 46.09 | 5 | 0
2015 | SPP_N_2_MISO_W | SPP_N | MISO_W | Internal | Summer | B9 | 800 | 750 | 0 | 49.2 | 42.2 | 5 | 0
2015 | SPP_N_2_MISO_W | SPP_N | MISO_W | Internal | Summer | B10 | 1262 | 750 | 0 | 44.12 | 37.11 | 5 | 0
2015 | SPP_N_2_MISO_W | SPP_N | MISO_W | Internal | Winter | B16 | 25 | 750 | 0 | 55.54 | 55.52 | 5 | 0
2015 | SPP_N_2_MISO_W | SPP_N | MISO_W | Internal | Winter | B17 | 100 | 750 | 0 | 53.01 | 51.38 | 5 | 0
2015 | SPP_N_2_MISO_W | SPP_N | MISO_W | Internal | Winter | B18 | 400 | 750 | 0 | 52.89 | 50.51 | 5 | 0
2015 | SPP_N_2_MISO_W | SPP_N | MISO_W | Internal | Winter | B19 | 700 | 750 | 0 | 52.89 | 49.07 | 5 | 0
2015 | SPP_N_2_MISO_W | SPP_N | MISO_W | Internal | Winter | B20 | 935 | 750 | 0 | 45.57 | 38.57 | 5 | 0
2015 | SPP_N_2_NE | SPP_N | NE | Internal | Shoulder | B11 | 25 | 11328 | 0 | 64.44 | 64.43 | 0.01 | 0
2015 | SPP_N_2_NE | SPP_N | NE | Internal | Shoulder | B12 | 200 | 11328 | 0 | 52.85 | 52.84 | 0.01 | 0
2015 | SPP_N_2_NE | SPP_N | NE | Internal | Shoulder | B13 | 600 | 11328 | 0 | 50.65 | 50.64 | 0.01 | 0
2015 | SPP_N_2_NE | SPP_N | NE | Internal | Shoulder | B14 | 900 | 11328 | 0 | 50.53 | 50.52 | 0.01 | 0
2015 | SPP_N_2_NE | SPP_N | NE | Internal | Shoulder | B15 | 1203 | 11328 | 0 | 47.92 | 47.9 | 0.01 | 0
2015 | SPP_N_2_NE | SPP_N | NE | Internal | Summer | B1 | 10 | 11328 | 0 | 80.72 | 80.71 | 0.01 | 0
2015 | SPP_N_2_NE | SPP_N | NE | Internal | Summer | B2 | 25 | 11328 | 0 | 80.43 | 80.42 | 0.01 | 0
2015 | SPP_N_2_NE | SPP_N | NE | Internal | Summer | B3 | 75 | 11328 | 0 | 78.11 | 78.1 | 0.01 | 0
2015 | SPP_N_2_NE | SPP_N | NE | Internal | Summer | B4 | 100 | 11328 | 0 | 73.25 | 73.24 | 0.01 | 0
2015 | SPP_N_2_NE | SPP_N | NE | Internal | Summer | B5 | 200 | 11328 | 0 | 66.85 | 66.84 | 0.01 | 0
2015 | SPP_N_2_NE | SPP_N | NE | Internal | Summer | B6 | 300 | 11328 | 0 | 58.55 | 58.54 | 0.01 | 0
2015 | SPP_N_2_NE | SPP_N | NE | Internal | Summer | B7 | 400 | 11328 | 0 | 53.22 | 53.21 | 0.01 | 0
2015 | SPP_N_2_NE | SPP_N | NE | Internal | Summer | B8 | 500 | 11328 | 0 | 49.99 | 49.97 | 0.01 | 0
2015 | SPP_N_2_NE | SPP_N | NE | Internal | Summer | B9 | 800 | 11328 | 0 | 49.2 | 49.19 | 0.01 | 0
2015 | SPP_N_2_NE | SPP_N | NE | Internal | Summer | B10 | 1262 | 11328 | 0 | 44.12 | 44.11 | 0.01 | 0
2015 | SPP_N_2_NE | SPP_N | NE | Internal | Winter | B16 | 25 | 11328 | 0 | 55.54 | 55.52 | 0.01 | 0
2015 | SPP_N_2_NE | SPP_N | NE | Internal | Winter | B17 | 100 | 11328 | 0 | 53.01 | 53 | 0.01 | 0
2015 | SPP_N_2_NE | SPP_N | NE | Internal | Winter | B18 | 400 | 11328 | 0 | 52.89 | 52.88 | 0.01 | 0
2015 | SPP_N_2_NE | SPP_N | NE | Internal | Winter | B19 | 700 | 11328 | 0 | 52.89 | 52.88 | 0.01 | 0
2015 | SPP_N_2_NE | SPP_N | NE | Internal | Winter | B20 | 935 | 11328 | 0 | 45.57 | 45.56 | 0.01 | 0
2015 | SPP_N_2_SPP_S | SPP_N | SPP_S | Internal | Shoulder | B11 | 25 | 5571 | 3872.1 | 64.44 | 64.45 | 0.01 | 0
2015 | SPP_N_2_SPP_S | SPP_N | SPP_S | Internal | Shoulder | B12 | 200 | 5571 | 749.11 | 52.85 | 52.86 | 0.01 | 0
2015 | SPP_N_2_SPP_S | SPP_N | SPP_S | Internal | Shoulder | B13 | 600 | 5571 | 421.72 | 50.65 | 50.66 | 0.01 | 0
2015 | SPP_N_2_SPP_S | SPP_N | SPP_S | Internal | Shoulder | B14 | 900 | 5571 | 255.26 | 50.53 | 50.54 | 0.01 | 0
2015 | SPP_N_2_SPP_S | SPP_N | SPP_S | Internal | Shoulder | B15 | 1203 | 5571 | 5283.66 | 47.92 | 47.93 | 0.01 | 0
2015 | SPP_N_2_SPP_S | SPP_N | SPP_S | Internal | Summer | B1 | 10 | 5571 | 0 | 80.72 | 80.27 | 0.01 | 0
2015 | SPP_N_2_SPP_S | SPP_N | SPP_S | Internal | Summer | B2 | 25 | 5571 | 0 | 80.43 | 80.27 | 0.01 | 0
2015 | SPP_N_2_SPP_S | SPP_N | SPP_S | Internal | Summer | B3 | 75 | 5571 | 0 | 78.11 | 78.1 | 0.01 | 0
2015 | SPP_N_2_SPP_S | SPP_N | SPP_S | Internal | Summer | B4 | 100 | 5571 | 0 | 73.25 | 71.75 | 0.01 | 0
2015 | SPP_N_2_SPP_S | SPP_N | SPP_S | Internal | Summer | B5 | 200 | 5571 | 4485.74 | 66.85 | 66.86 | 0.01 | 0
2015 | SPP_N_2_SPP_S | SPP_N | SPP_S | Internal | Summer | B6 | 300 | 5571 | 2676.57 | 58.55 | 58.56 | 0.01 | 0
2015 | SPP_N_2_SPP_S | SPP_N | SPP_S | Internal | Summer | B7 | 400 | 5571 | 1150.91 | 53.22 | 53.23 | 0.01 | 0
2015 | SPP_N_2_SPP_S | SPP_N | SPP_S | Internal | Summer | B8 | 500 | 5571 | 2052.76 | 49.99 | 50 | 0.01 | 0
2015 | SPP_N_2_SPP_S | SPP_N | SPP_S | Internal | Summer | B9 | 800 | 5571 | 3404.83 | 49.2 | 49.21 | 0.01 | 0
2015 | SPP_N_2_SPP_S | SPP_N | SPP_S | Internal | Summer | B10 | 1262 | 5571 | 5571 | 44.12 | 44.36 | 0.01 | 0.23
2015 | SPP_N_2_SPP_S | SPP_N | SPP_S | Internal | Winter | B16 | 25 | 5571 | 1072.7 | 55.54 | 55.55 | 0.01 | 0
2015 | SPP_N_2_SPP_S | SPP_N | SPP_S | Internal | Winter | B17 | 100 | 5571 | 2576.57 | 53.01 | 53.02 | 0.01 | 0
2015 | SPP_N_2_SPP_S | SPP_N | SPP_S | Internal | Winter | B18 | 400 | 5571 | 2334.11 | 52.89 | 52.9 | 0.01 | 0
2015 | SPP_N_2_SPP_S | SPP_N | SPP_S | Internal | Winter | B19 | 700 | 5571 | 2285.14 | 52.89 | 52.9 | 0.01 | 0
2015 | SPP_N_2_SPP_S | SPP_N | SPP_S | Internal | Winter | B20 | 935 | 5571 | 3948.03 | 45.57 | 45.58 | 0.01 | 0
2015 | SPP_S_2_ENT | SPP_S | ENT | Internal | Shoulder | B11 | 25 | 5132 | 0 | 64.45 | 65.42 | 5 | 0
2015 | SPP_S_2_ENT | SPP_S | ENT | Internal | Shoulder | B12 | 200 | 5132 | 0 | 52.86 | 52.77 | 5 | 0
2015 | SPP_S_2_ENT | SPP_S | ENT | Internal | Shoulder | B13 | 600 | 5132 | 0 | 50.66 | 52.77 | 5 | 0
2015 | SPP_S_2_ENT | SPP_S | ENT | Internal | Shoulder | B14 | 900 | 5132 | 0 | 50.54 | 52.39 | 5 | 0
2015 | SPP_S_2_ENT | SPP_S | ENT | Internal | Shoulder | B15 | 1203 | 5132 | 0 | 47.93 | 50.65 | 5 | 0
2015 | SPP_S_2_ENT | SPP_S | ENT | Internal | Summer | B1 | 10 | 5132 | 0 | 80.27 | 80.71 | 5 | 0
2015 | SPP_S_2_ENT | SPP_S | ENT | Internal | Summer | B2 | 25 | 5132 | 0 | 80.27 | 78.97 | 5 | 0
2015 | SPP_S_2_ENT | SPP_S | ENT | Internal | Summer | B3 | 75 | 5132 | 0 | 78.1 | 76.79 | 5 | 0
2015 | SPP_S_2_ENT | SPP_S | ENT | Internal | Summer | B4 | 100 | 5132 | 0 | 71.75 | 73.44 | 5 | 0
2015 | SPP_S_2_ENT | SPP_S | ENT | Internal | Summer | B5 | 200 | 5132 | 0 | 66.86 | 67.83 | 5 | 0
2015 | SPP_S_2_ENT | SPP_S | ENT | Internal | Summer | B6 | 300 | 5132 | 0 | 58.56 | 57.6 | 5 | 0
2015 | SPP_S_2_ENT | SPP_S | ENT | Internal | Summer | B7 | 400 | 5132 | 0 | 53.23 | 51.56 | 5 | 0
2015 | SPP_S_2_ENT | SPP_S | ENT | Internal | Summer | B8 | 500 | 5132 | 0 | 50 | 51.56 | 5 | 0
2015 | SPP_S_2_ENT | SPP_S | ENT | Internal | Summer | B9 | 800 | 5132 | 0 | 49.21 | 50.19 | 5 | 0
2015 | SPP_S_2_ENT | SPP_S | ENT | Internal | Summer | B10 | 1262 | 5132 | 0 | 44.36 | 49.12 | 5 | 0
2015 | SPP_S_2_ENT | SPP_S | ENT | Internal | Winter | B16 | 25 | 5132 | 0 | 55.55 | 60.54 | 5 | 0
2015 | SPP_S_2_ENT | SPP_S | ENT | Internal | Winter | B17 | 100 | 5132 | 0 | 53.02 | 55.21 | 5 | 0
2015 | SPP_S_2_ENT | SPP_S | ENT | Internal | Winter | B18 | 400 | 5132 | 0 | 52.9 | 55.21 | 5 | 0
2015 | SPP_S_2_ENT | SPP_S | ENT | Internal | Winter | B19 | 700 | 5132 | 0 | 52.9 | 54.81 | 5 | 0
2015 | SPP_S_2_ENT | SPP_S | ENT | Internal | Winter | B20 | 935 | 5132 | 0 | 45.58 | 50.57 | 5 | 0
2015 | SPP_S_2_SPP_N | SPP_S | SPP_N | Internal | Shoulder | B11 | 25 | 2211 | 0 | 64.45 | 64.44 | 0.01 | 0
2015 | SPP_S_2_SPP_N | SPP_S | SPP_N | Internal | Shoulder | B12 | 200 | 2211 | 0 | 52.86 | 52.85 | 0.01 | 0
2015 | SPP_S_2_SPP_N | SPP_S | SPP_N | Internal | Shoulder | B13 | 600 | 2211 | 0 | 50.66 | 50.65 | 0.01 | 0
2015 | SPP_S_2_SPP_N | SPP_S | SPP_N | Internal | Shoulder | B14 | 900 | 2211 | 0 | 50.54 | 50.53 | 0.01 | 0
2015 | SPP_S_2_SPP_N | SPP_S | SPP_N | Internal | Shoulder | B15 | 1203 | 2211 | 0 | 47.93 | 47.92 | 0.01 | 0
2015 | SPP_S_2_SPP_N | SPP_S | SPP_N | Internal | Summer | B1 | 10 | 2211 | 2211 | 80.27 | 80.72 | 0.01 | 0.44
2015 | SPP_S_2_SPP_N | SPP_S | SPP_N | Internal | Summer | B2 | 25 | 2211 | 2211 | 80.27 | 80.43 | 0.01 | 0.15
2015 | SPP_S_2_SPP_N | SPP_S | SPP_N | Internal | Summer | B3 | 75 | 2211 | 2060.46 | 78.1 | 78.11 | 0.01 | 0
2015 | SPP_S_2_SPP_N | SPP_S | SPP_N | Internal | Summer | B4 | 100 | 2211 | 2211 | 71.75 | 73.25 | 0.01 | 1.49
2015 | SPP_S_2_SPP_N | SPP_S | SPP_N | Internal | Summer | B5 | 200 | 2211 | 0 | 66.86 | 66.85 | 0.01 | 0
2015 | SPP_S_2_SPP_N | SPP_S | SPP_N | Internal | Summer | B6 | 300 | 2211 | 0 | 58.56 | 58.55 | 0.01 | 0
2015 | SPP_S_2_SPP_N | SPP_S | SPP_N | Internal | Summer | B7 | 400 | 2211 | 0 | 53.23 | 53.22 | 0.01 | 0
2015 | SPP_S_2_SPP_N | SPP_S | SPP_N | Internal | Summer | B8 | 500 | 2211 | 0 | 50 | 49.99 | 0.01 | 0
2015 | SPP_S_2_SPP_N | SPP_S | SPP_N | Internal | Summer | B9 | 800 | 2211 | 0 | 49.21 | 49.2 | 0.01 | 0
2015 | SPP_S_2_SPP_N | SPP_S | SPP_N | Internal | Summer | B10 | 1262 | 2211 | 0 | 44.36 | 44.12 | 0.01 | 0
2015 | SPP_S_2_SPP_N | SPP_S | SPP_N | Internal | Winter | B16 | 25 | 2211 | 0 | 55.55 | 55.54 | 0.01 | 0
2015 | SPP_S_2_SPP_N | SPP_S | SPP_N | Internal | Winter | B17 | 100 | 2211 | 0 | 53.02 | 53.01 | 0.01 | 0
2015 | SPP_S_2_SPP_N | SPP_S | SPP_N | Internal | Winter | B18 | 400 | 2211 | 0 | 52.9 | 52.89 | 0.01 | 0
2015 | SPP_S_2_SPP_N | SPP_S | SPP_N | Internal | Winter | B19 | 700 | 2211 | 0 | 52.9 | 52.89 | 0.01 | 0
2015 | SPP_S_2_SPP_N | SPP_S | SPP_N | Internal | Winter | B20 | 935 | 2211 | 0 | 45.58 | 45.57 | 0.01 | 0
2015 | TVA_2_ENT | TVA | ENT | Internal | Shoulder | B11 | 25 | 500 | 60.96 | 56.42 | 65.42 | 9 | 0
2015 | TVA_2_ENT | TVA | ENT | Internal | Shoulder | B12 | 200 | 500 | 0 | 52.37 | 52.77 | 9 | 0
2015 | TVA_2_ENT | TVA | ENT | Internal | Shoulder | B13 | 600 | 500 | 0 | 48.11 | 52.77 | 9 | 0
2015 | TVA_2_ENT | TVA | ENT | Internal | Shoulder | B14 | 900 | 500 | 0 | 48.11 | 52.39 | 9 | 0
2015 | TVA_2_ENT | TVA | ENT | Internal | Shoulder | B15 | 1203 | 500 | 0 | 45.8 | 50.65 | 9 | 0
2015 | TVA_2_ENT | TVA | ENT | Internal | Summer | B1 | 10 | 500 | 0 | 88.72 | 80.71 | 9 | 0
2015 | TVA_2_ENT | TVA | ENT | Internal | Summer | B2 | 25 | 500 | 0 | 86.99 | 78.97 | 9 | 0
2015 | TVA_2_ENT | TVA | ENT | Internal | Summer | B3 | 75 | 500 | 0 | 84.8 | 76.79 | 9 | 0
2015 | TVA_2_ENT | TVA | ENT | Internal | Summer | B4 | 100 | 500 | 0 | 79.03 | 73.44 | 9 | 0
2015 | TVA_2_ENT | TVA | ENT | Internal | Summer | B5 | 200 | 500 | 500 | 54.33 | 67.83 | 9 | 4.5
2015 | TVA_2_ENT | TVA | ENT | Internal | Summer | B6 | 300 | 500 | 0 | 53.31 | 57.6 | 9 | 0
2015 | TVA_2_ENT | TVA | ENT | Internal | Summer | B7 | 400 | 500 | 0 | 50.95 | 51.56 | 9 | 0
2015 | TVA_2_ENT | TVA | ENT | Internal | Summer | B8 | 500 | 500 | 0 | 47.18 | 51.56 | 9 | 0
2015 | TVA_2_ENT | TVA | ENT | Internal | Summer | B9 | 800 | 500 | 0 | 46.99 | 50.19 | 9 | 0
2015 | TVA_2_ENT | TVA | ENT | Internal | Summer | B10 | 1262 | 500 | 500 | 38.97 | 49.12 | 9 | 1.16
2015 | TVA_2_ENT | TVA | ENT | Internal | Winter | B16 | 25 | 500 | 0 | 61.38 | 60.54 | 9 | 0
2015 | TVA_2_ENT | TVA | ENT | Internal | Winter | B17 | 100 | 500 | 0 | 55.33 | 55.21 | 9 | 0
2015 | TVA_2_ENT | TVA | ENT | Internal | Winter | B18 | 400 | 500 | 0 | 49.66 | 55.21 | 9 | 0
2015 | TVA_2_ENT | TVA | ENT | Internal | Winter | B19 | 700 | 500 | 0 | 49.05 | 54.81 | 9 | 0
2015 | TVA_2_ENT | TVA | ENT | Internal | Winter | B20 | 935 | 500 | 0 | 44.25 | 50.57 | 9 | 0
2015 | TVA_2_MISO_MO-IL | TVA | MISO_MO-IL | Internal | Shoulder | B11 | 25 | 50 | 0 | 56.42 | 57.42 | 9 | 0
2015 | TVA_2_MISO_MO-IL | TVA | MISO_MO-IL | Internal | Shoulder | B12 | 200 | 50 | 0 | 52.37 | 48.78 | 9 | 0
2015 | TVA_2_MISO_MO-IL | TVA | MISO_MO-IL | Internal | Shoulder | B13 | 600 | 50 | 0 | 48.11 | 47.99 | 9 | 0
2015 | TVA_2_MISO_MO-IL | TVA | MISO_MO-IL | Internal | Shoulder | B14 | 900 | 50 | 0 | 48.11 | 47.18 | 9 | 0
2015 | TVA_2_MISO_MO-IL | TVA | MISO_MO-IL | Internal | Shoulder | B15 | 1203 | 50 | 0 | 45.8 | 40.89 | 9 | 0
2015 | TVA_2_MISO_MO-IL | TVA | MISO_MO-IL | Internal | Summer | B1 | 10 | 50 | 0 | 88.72 | 80.71 | 9 | 0
2015 | TVA_2_MISO_MO-IL | TVA | MISO_MO-IL | Internal | Summer | B2 | 25 | 50 | 0 | 86.99 | 78.97 | 9 | 0
2015 | TVA_2_MISO_MO-IL | TVA | MISO_MO-IL | Internal | Summer | B3 | 75 | 50 | 0 | 84.8 | 78 | 9 | 0
2015 | TVA_2_MISO_MO-IL | TVA | MISO_MO-IL | Internal | Summer | B4 | 100 | 50 | 0 | 79.03 | 73.23 | 9 | 0
2015 | TVA_2_MISO_MO-IL | TVA | MISO_MO-IL | Internal | Summer | B5 | 200 | 50 | 0 | 54.33 | 59.83 | 9 | 0
2015 | TVA_2_MISO_MO-IL | TVA | MISO_MO-IL | Internal | Summer | B6 | 300 | 50 | 0 | 53.31 | 51.54 | 9 | 0
2015 | TVA_2_MISO_MO-IL | TVA | MISO_MO-IL | Internal | Summer | B7 | 400 | 50 | 0 | 50.95 | 47.22 | 9 | 0
2015 | TVA_2_MISO_MO-IL | TVA | MISO_MO-IL | Internal | Summer | B8 | 500 | 50 | 0 | 47.18 | 46.08 | 9 | 0
2015 | TVA_2_MISO_MO-IL | TVA | MISO_MO-IL | Internal | Summer | B9 | 800 | 50 | 0 | 46.99 | 42.19 | 9 | 0
2015 | TVA_2_MISO_MO-IL | TVA | MISO_MO-IL | Internal | Summer | B10 | 1262 | 50 | 0 | 38.97 | 37.1 | 9 | 0
2015 | TVA_2_MISO_MO-IL | TVA | MISO_MO-IL | Internal | Winter | B16 | 25 | 50 | 0 | 61.38 | 55.51 | 9 | 0
2015 | TVA_2_MISO_MO-IL | TVA | MISO_MO-IL | Internal | Winter | B17 | 100 | 50 | 0 | 55.33 | 51.37 | 9 | 0
2015 | TVA_2_MISO_MO-IL | TVA | MISO_MO-IL | Internal | Winter | B18 | 400 | 50 | 0 | 49.66 | 50.5 | 9 | 0
2015 | TVA_2_MISO_MO-IL | TVA | MISO_MO-IL | Internal | Winter | B19 | 700 | 50 | 0 | 49.05 | 49.05 | 9 | 0
2015 | TVA_2_MISO_MO-IL | TVA | MISO_MO-IL | Internal | Winter | B20 | 935 | 50 | 0 | 44.25 | 38.56 | 9 | 0
2015 | TVA_2_NonRTO_Midwest | TVA | NonRTO_Midwest | Internal | Shoulder | B11 | 25 | 100 | 0 | 56.42 | 65.4 | 9 | 0
2015 | TVA_2_NonRTO_Midwest | TVA | NonRTO_Midwest | Internal | Shoulder | B12 | 200 | 100 | 0 | 52.37 | 56.79 | 9 | 0
2015 | TVA_2_NonRTO_Midwest | TVA | NonRTO_Midwest | Internal | Shoulder | B13 | 600 | 100 | 0 | 48.11 | 52.2 | 9 | 0
2015 | TVA_2_NonRTO_Midwest | TVA | NonRTO_Midwest | Internal | Shoulder | B14 | 900 | 100 | 0 | 48.11 | 40.09 | 9 | 0
2015 | TVA_2_NonRTO_Midwest | TVA | NonRTO_Midwest | Internal | Shoulder | B15 | 1203 | 100 | 0 | 45.8 | 37.79 | 9 | 0
2015 | TVA_2_NonRTO_Midwest | TVA | NonRTO_Midwest | Internal | Summer | B1 | 10 | 100 | 0 | 88.72 | 85.53 | 9 | 0
2015 | TVA_2_NonRTO_Midwest | TVA | NonRTO_Midwest | Internal | Summer | B2 | 25 | 100 | 0 | 86.99 | 85.53 | 9 | 0
2015 | TVA_2_NonRTO_Midwest | TVA | NonRTO_Midwest | Internal | Summer | B3 | 75 | 100 | 0 | 84.8 | 85.53 | 9 | 0
2015 | TVA_2_NonRTO_Midwest | TVA | NonRTO_Midwest | Internal | Summer | B4 | 100 | 100 | 0 | 79.03 | 81.24 | 9 | 0
2015 | TVA_2_NonRTO_Midwest | TVA | NonRTO_Midwest | Internal | Summer | B5 | 200 | 100 | 100 | 54.33 | 67.81 | 9 | 4.49
2015 | TVA_2_NonRTO_Midwest | TVA | NonRTO_Midwest | Internal | Summer | B6 | 300 | 100 | 0 | 53.31 | 48.6 | 9 | 0
2015 | TVA_2_NonRTO_Midwest | TVA | NonRTO_Midwest | Internal | Summer | B7 | 400 | 100 | 0 | 50.95 | 42.94 | 9 | 0
2015 | TVA_2_NonRTO_Midwest | TVA | NonRTO_Midwest | Internal | Summer | B8 | 500 | 100 | 0 | 47.18 | 39.17 | 9 | 0
2015 | TVA_2_NonRTO_Midwest | TVA | NonRTO_Midwest | Internal | Summer | B9 | 800 | 100 | 0 | 46.99 | 38.98 | 9 | 0
2015 | TVA_2_NonRTO_Midwest | TVA | NonRTO_Midwest | Internal | Summer | B10 | 1262 | 100 | 0 | 38.97 | 35.9 | 9 | 0
2015 | TVA_2_NonRTO_Midwest | TVA | NonRTO_Midwest | Internal | Winter | B16 | 25 | 100 | 0 | 61.38 | 63.52 | 9 | 0
2015 | TVA_2_NonRTO_Midwest | TVA | NonRTO_Midwest | Internal | Winter | B17 | 100 | 100 | 0 | 55.33 | 59.38 | 9 | 0
2015 | TVA_2_NonRTO_Midwest | TVA | NonRTO_Midwest | Internal | Winter | B18 | 400 | 100 | 0 | 49.66 | 56.33 | 9 | 0
2015 | TVA_2_NonRTO_Midwest | TVA | NonRTO_Midwest | Internal | Winter | B19 | 700 | 100 | 0 | 49.05 | 41.04 | 9 | 0
2015 | TVA_2_NonRTO_Midwest | TVA | NonRTO_Midwest | Internal | Winter | B20 | 935 | 100 | 0 | 44.25 | 36.43 | 9 | 0
2015 | TVA_2_PJM_ROR | TVA | PJM_ROR | Internal | Shoulder | B11 | 25 | 500 | 0 | 56.42 | 55.43 | 9 | 0
2015 | TVA_2_PJM_ROR | TVA | PJM_ROR | Internal | Shoulder | B12 | 200 | 500 | 0 | 52.37 | 50.78 | 9 | 0
2015 | TVA_2_PJM_ROR | TVA | PJM_ROR | Internal | Shoulder | B13 | 600 | 500 | 0 | 48.11 | 49.73 | 9 | 0
2015 | TVA_2_PJM_ROR | TVA | PJM_ROR | Internal | Shoulder | B14 | 900 | 500 | 0 | 48.11 | 48.13 | 9 | 0
2015 | TVA_2_PJM_ROR | TVA | PJM_ROR | Internal | Shoulder | B15 | 1203 | 500 | 0 | 45.8 | 39.79 | 9 | 0
2015 | TVA_2_PJM_ROR | TVA | PJM_ROR | Internal | Summer | B1 | 10 | 500 | 0 | 88.72 | 82.71 | 9 | 0
2015 | TVA_2_PJM_ROR | TVA | PJM_ROR | Internal | Summer | B2 | 25 | 500 | 0 | 86.99 | 80.97 | 9 | 0
2015 | TVA_2_PJM_ROR | TVA | PJM_ROR | Internal | Summer | B3 | 75 | 500 | 0 | 84.8 | 78.79 | 9 | 0
2015 | TVA_2_PJM_ROR | TVA | PJM_ROR | Internal | Summer | B4 | 100 | 500 | 0 | 79.03 | 73.02 | 9 | 0
2015 | TVA_2_PJM_ROR | TVA | PJM_ROR | Internal | Summer | B5 | 200 | 500 | 0 | 54.33 | 57.84 | 9 | 0
2015 | TVA_2_PJM_ROR | TVA | PJM_ROR | Internal | Summer | B6 | 300 | 500 | 0 | 53.31 | 50.6 | 9 | 0
2015 | TVA_2_PJM_ROR | TVA | PJM_ROR | Internal | Summer | B7 | 400 | 500 | 0 | 50.95 | 49.22 | 9 | 0
2015 | TVA_2_PJM_ROR | TVA | PJM_ROR | Internal | Summer | B8 | 500 | 500 | 0 | 47.18 | 46.84 | 9 | 0
2015 | TVA_2_PJM_ROR | TVA | PJM_ROR | Internal | Summer | B9 | 800 | 500 | 0 | 46.99 | 43.88 | 9 | 0
2015 | TVA_2_PJM_ROR | TVA | PJM_ROR | Internal | Summer | B10 | 1262 | 500 | 0 | 38.97 | 36.17 | 9 | 0
2015 | TVA_2_PJM_ROR | TVA | PJM_ROR | Internal | Winter | B16 | 25 | 500 | 0 | 61.38 | 57.51 | 9 | 0
2015 | TVA_2_PJM_ROR | TVA | PJM_ROR | Internal | Winter | B17 | 100 | 500 | 0 | 55.33 | 53.37 | 9 | 0
2015 | TVA_2_PJM_ROR | TVA | PJM_ROR | Internal | Winter | B18 | 400 | 500 | 0 | 49.66 | 52.5 | 9 | 0
2015 | TVA_2_PJM_ROR | TVA | PJM_ROR | Internal | Winter | B19 | 700 | 500 | 0 | 49.05 | 48.95 | 9 | 0
2015 | TVA_2_PJM_ROR | TVA | PJM_ROR | Internal | Winter | B20 | 935 | 500 | 0 | 44.25 | 38.24 | 9 | 0
2015 | TVA_2_SOCO | TVA | SOCO | Internal | Shoulder | B11 | 25 | 500 | 500 | 56.42 | 70.87 | 9 | 5.45
2015 | TVA_2_SOCO | TVA | SOCO | Internal | Shoulder | B12 | 200 | 500 | 0 | 52.37 | 52.89 | 9 | 0
2015 | TVA_2_SOCO | TVA | SOCO | Internal | Shoulder | B13 | 600 | 500 | 0 | 48.11 | 52.89 | 9 | 0
2015 | TVA_2_SOCO | TVA | SOCO | Internal | Shoulder | B14 | 900 | 500 | 0 | 48.11 | 52.89 | 9 | 0
2015 | TVA_2_SOCO | TVA | SOCO | Internal | Shoulder | B15 | 1203 | 500 | 0 | 45.8 | 52.89 | 9 | 0
2015 | TVA_2_SOCO | TVA | SOCO | Internal | Summer | B1 | 10 | 500 | 0 | 88.72 | 86.97 | 9 | 0
2015 | TVA_2_SOCO | TVA | SOCO | Internal | Summer | B2 | 25 | 500 | 0 | 86.99 | 86.97 | 9 | 0
2015 | TVA_2_SOCO | TVA | SOCO | Internal | Summer | B3 | 75 | 500 | 0 | 84.8 | 84.79 | 9 | 0
2015 | TVA_2_SOCO | TVA | SOCO | Internal | Summer | B4 | 100 | 500 | 0 | 79.03 | 81.44 | 9 | 0
2015 | TVA_2_SOCO | TVA | SOCO | Internal | Summer | B5 | 200 | 500 | 500 | 54.33 | 70.84 | 9 | 7.51
2015 | TVA_2_SOCO | TVA | SOCO | Internal | Summer | B6 | 300 | 500 | 500 | 53.31 | 65.6 | 9 | 3.28
2015 | TVA_2_SOCO | TVA | SOCO | Internal | Summer | B7 | 400 | 500 | 0 | 50.95 | 55.4 | 9 | 0
2015 | TVA_2_SOCO | TVA | SOCO | Internal | Summer | B8 | 500 | 500 | 0 | 47.18 | 51.73 | 9 | 0
2015 | TVA_2_SOCO | TVA | SOCO | Internal | Summer | B9 | 800 | 500 | 0 | 46.99 | 51.72 | 9 | 0
2015 | TVA_2_SOCO | TVA | SOCO | Internal | Summer | B10 | 1262 | 500 | 0 | 38.97 | 47.52 | 9 | 0
2015 | TVA_2_SOCO | TVA | SOCO | Internal | Winter | B16 | 25 | 500 | 0 | 61.38 | 68.54 | 9 | 0
2015 | TVA_2_SOCO | TVA | SOCO | Internal | Winter | B17 | 100 | 500 | 0 | 55.33 | 55.27 | 9 | 0
2015 | TVA_2_SOCO | TVA | SOCO | Internal | Winter | B18 | 400 | 500 | 0 | 49.66 | 54.47 | 9 | 0
2015 | TVA_2_SOCO | TVA | SOCO | Internal | Winter | B19 | 700 | 500 | 0 | 49.05 | 54.47 | 9 | 0
2015 | TVA_2_SOCO | TVA | SOCO | Internal | Winter | B20 | 935 | 500 | 0 | 44.25 | 50.7 | 9 | 0
2015 | TVA_2_VACAR | TVA | VACAR | Internal | Shoulder | B11 | 25 | 150 | 150 | 56.42 | 65.93 | 9 | 0.51
2015 | TVA_2_VACAR | TVA | VACAR | Internal | Shoulder | B12 | 200 | 150 | 0 | 52.37 | 56.97 | 9 | 0
2015 | TVA_2_VACAR | TVA | VACAR | Internal | Shoulder | B13 | 600 | 150 | 0 | 48.11 | 55.76 | 9 | 0
2015 | TVA_2_VACAR | TVA | VACAR | Internal | Shoulder | B14 | 900 | 150 | 0 | 48.11 | 54.13 | 9 | 0
2015 | TVA_2_VACAR | TVA | VACAR | Internal | Shoulder | B15 | 1203 | 150 | 0 | 45.8 | 47.66 | 9 | 0
2015 | TVA_2_VACAR | TVA | VACAR | Internal | Summer | B1 | 10 | 150 | 0 | 88.72 | 90.07 | 9 | 0
2015 | TVA_2_VACAR | TVA | VACAR | Internal | Summer | B2 | 25 | 150 | 0 | 86.99 | 90.07 | 9 | 0
2015 | TVA_2_VACAR | TVA | VACAR | Internal | Summer | B3 | 75 | 150 | 0 | 84.8 | 88.02 | 9 | 0
2015 | TVA_2_VACAR | TVA | VACAR | Internal | Summer | B4 | 100 | 150 | 0 | 79.03 | 88.02 | 9 | 0
2015 | TVA_2_VACAR | TVA | VACAR | Internal | Summer | B5 | 200 | 150 | 150 | 54.33 | 63.84 | 9 | 0.51
2015 | TVA_2_VACAR | TVA | VACAR | Internal | Summer | B6 | 300 | 150 | 150 | 53.31 | 63.19 | 9 | 0.88
2015 | TVA_2_VACAR | TVA | VACAR | Internal | Summer | B7 | 400 | 150 | 0 | 50.95 | 55.22 | 9 | 0
2015 | TVA_2_VACAR | TVA | VACAR | Internal | Summer | B8 | 500 | 150 | 0 | 47.18 | 52.84 | 9 | 0
2015 | TVA_2_VACAR | TVA | VACAR | Internal | Summer | B9 | 800 | 150 | 0 | 46.99 | 49.88 | 9 | 0
2015 | TVA_2_VACAR | TVA | VACAR | Internal | Summer | B10 | 1262 | 150 | 0 | 38.97 | 45.61 | 9 | 0
2015 | TVA_2_VACAR | TVA | VACAR | Internal | Winter | B16 | 25 | 150 | 150 | 61.38 | 72.51 | 9 | 2.13
2015 | TVA_2_VACAR | TVA | VACAR | Internal | Winter | B17 | 100 | 150 | 0 | 55.33 | 60.03 | 9 | 0
2015 | TVA_2_VACAR | TVA | VACAR | Internal | Winter | B18 | 400 | 150 | 0 | 49.66 | 58.5 | 9 | 0
2015 | TVA_2_VACAR | TVA | VACAR | Internal | Winter | B19 | 700 | 150 | 0 | 49.05 | 54.95 | 9 | 0
2015 | TVA_2_VACAR | TVA | VACAR | Internal | Winter | B20 | 935 | 150 | 0 | 44.25 | 45.84 | 9 | 0
2015 | TVA_Transmission_2_NonRTO_Midwest | TVA_Transmission | NonRTO_Midwest | Internal | Shoulder | B11 | 25 | 700 | 0 | 61.87 | 65.4 | 9 | 0
2015 | TVA_Transmission_2_NonRTO_Midwest | TVA_Transmission | NonRTO_Midwest | Internal | Shoulder | B12 | 200 | 700 | 0 | 54.14 | 56.79 | 9 | 0
2015 | TVA_Transmission_2_NonRTO_Midwest | TVA_Transmission | NonRTO_Midwest | Internal | Shoulder | B13 | 600 | 700 | 0 | 52.31 | 52.2 | 9 | 0
2015 | TVA_Transmission_2_NonRTO_Midwest | TVA_Transmission | NonRTO_Midwest | Internal | Shoulder | B14 | 900 | 700 | 0 | 48.09 | 40.09 | 9 | 0
2015 | TVA_Transmission_2_NonRTO_Midwest | TVA_Transmission | NonRTO_Midwest | Internal | Shoulder | B15 | 1203 | 700 | 0 | 45.79 | 37.79 | 9 | 0
2015 | TVA_Transmission_2_NonRTO_Midwest | TVA_Transmission | NonRTO_Midwest | Internal | Summer | B1 | 10 | 700 | 0 | 88.71 | 85.53 | 9 | 0
2015 | TVA_Transmission_2_NonRTO_Midwest | TVA_Transmission | NonRTO_Midwest | Internal | Summer | B2 | 25 | 700 | 0 | 86.97 | 85.53 | 9 | 0
2015 | TVA_Transmission_2_NonRTO_Midwest | TVA_Transmission | NonRTO_Midwest | Internal | Summer | B3 | 75 | 700 | 0 | 84.79 | 85.53 | 9 | 0
2015 | TVA_Transmission_2_NonRTO_Midwest | TVA_Transmission | NonRTO_Midwest | Internal | Summer | B4 | 100 | 700 | 0 | 79.02 | 81.24 | 9 | 0
2015 | TVA_Transmission_2_NonRTO_Midwest | TVA_Transmission | NonRTO_Midwest | Internal | Summer | B5 | 200 | 700 | 0 | 63.07 | 67.81 | 9 | 0
2015 | TVA_Transmission_2_NonRTO_Midwest | TVA_Transmission | NonRTO_Midwest | Internal | Summer | B6 | 300 | 700 | 0 | 56.6 | 48.6 | 9 | 0
2015 | TVA_Transmission_2_NonRTO_Midwest | TVA_Transmission | NonRTO_Midwest | Internal | Summer | B7 | 400 | 700 | 0 | 50.94 | 42.94 | 9 | 0
2015 | TVA_Transmission_2_NonRTO_Midwest | TVA_Transmission | NonRTO_Midwest | Internal | Summer | B8 | 500 | 700 | 0 | 47.17 | 39.17 | 9 | 0
2015 | TVA_Transmission_2_NonRTO_Midwest | TVA_Transmission | NonRTO_Midwest | Internal | Summer | B9 | 800 | 700 | 0 | 46.98 | 38.98 | 9 | 0
2015 | TVA_Transmission_2_NonRTO_Midwest | TVA_Transmission | NonRTO_Midwest | Internal | Summer | B10 | 1262 | 700 | 0 | 41.28 | 35.9 | 9 | 0
2015 | TVA_Transmission_2_NonRTO_Midwest | TVA_Transmission | NonRTO_Midwest | Internal | Winter | B16 | 25 | 700 | 0 | 63.51 | 63.52 | 9 | 0
2015 | TVA_Transmission_2_NonRTO_Midwest | TVA_Transmission | NonRTO_Midwest | Internal | Winter | B17 | 100 | 700 | 0 | 56.9 | 59.38 | 9 | 0
2015 | TVA_Transmission_2_NonRTO_Midwest | TVA_Transmission | NonRTO_Midwest | Internal | Winter | B18 | 400 | 700 | 0 | 54.61 | 56.33 | 9 | 0
2015 | TVA_Transmission_2_NonRTO_Midwest | TVA_Transmission | NonRTO_Midwest | Internal | Winter | B19 | 700 | 700 | 0 | 49.04 | 41.04 | 9 | 0
2015 | TVA_Transmission_2_NonRTO_Midwest | TVA_Transmission | NonRTO_Midwest | Internal | Winter | B20 | 935 | 700 | 0 | 44.24 | 36.43 | 9 | 0
2015 | TVA_Transmission_2_SOCO | TVA_Transmission | SOCO | Internal | Shoulder | B11 | 25 | 3200 | 2500 | 61.87 | 70.87 | 9 | 0
2015 | TVA_Transmission_2_SOCO | TVA_Transmission | SOCO | Internal | Shoulder | B12 | 200 | 3200 | 0 | 54.14 | 52.89 | 9 | 0
2015 | TVA_Transmission_2_SOCO | TVA_Transmission | SOCO | Internal | Shoulder | B13 | 600 | 3200 | 0 | 52.31 | 52.89 | 9 | 0
2015 | TVA_Transmission_2_SOCO | TVA_Transmission | SOCO | Internal | Shoulder | B14 | 900 | 3200 | 0 | 48.09 | 52.89 | 9 | 0
2015 | TVA_Transmission_2_SOCO | TVA_Transmission | SOCO | Internal | Shoulder | B15 | 1203 | 3200 | 0 | 45.79 | 52.89 | 9 | 0
2015 | TVA_Transmission_2_SOCO | TVA_Transmission | SOCO | Internal | Summer | B1 | 10 | 3200 | 0 | 88.71 | 86.97 | 9 | 0
2015 | TVA_Transmission_2_SOCO | TVA_Transmission | SOCO | Internal | Summer | B2 | 25 | 3200 | 0 | 86.97 | 86.97 | 9 | 0
2015 | TVA_Transmission_2_SOCO | TVA_Transmission | SOCO | Internal | Summer | B3 | 75 | 3200 | 0 | 84.79 | 84.79 | 9 | 0
2015 | TVA_Transmission_2_SOCO | TVA_Transmission | SOCO | Internal | Summer | B4 | 100 | 3200 | 0 | 79.02 | 81.44 | 9 | 0
2015 | TVA_Transmission_2_SOCO | TVA_Transmission | SOCO | Internal | Summer | B5 | 200 | 3200 | 0 | 63.07 | 70.84 | 9 | 0
2015 | TVA_Transmission_2_SOCO | TVA_Transmission | SOCO | Internal | Summer | B6 | 300 | 3200 | 490.73 | 56.6 | 65.6 | 9 | 0
2015 | TVA_Transmission_2_SOCO | TVA_Transmission | SOCO | Internal | Summer | B7 | 400 | 3200 | 0 | 50.94 | 55.4 | 9 | 0
2015 | TVA_Transmission_2_SOCO | TVA_Transmission | SOCO | Internal | Summer | B8 | 500 | 3200 | 0 | 47.17 | 51.73 | 9 | 0
2015 | TVA_Transmission_2_SOCO | TVA_Transmission | SOCO | Internal | Summer | B9 | 800 | 3200 | 0 | 46.98 | 51.72 | 9 | 0
2015 | TVA_Transmission_2_SOCO | TVA_Transmission | SOCO | Internal | Summer | B10 | 1262 | 3200 | 0 | 41.28 | 47.52 | 9 | 0
2015 | TVA_Transmission_2_SOCO | TVA_Transmission | SOCO | Internal | Winter | B16 | 25 | 3200 | 0 | 63.51 | 68.54 | 9 | 0
2015 | TVA_Transmission_2_SOCO | TVA_Transmission | SOCO | Internal | Winter | B17 | 100 | 3200 | 0 | 56.9 | 55.27 | 9 | 0
2015 | TVA_Transmission_2_SOCO | TVA_Transmission | SOCO | Internal | Winter | B18 | 400 | 3200 | 0 | 54.61 | 54.47 | 9 | 0
2015 | TVA_Transmission_2_SOCO | TVA_Transmission | SOCO | Internal | Winter | B19 | 700 | 3200 | 0 | 49.04 | 54.47 | 9 | 0
2015 | TVA_Transmission_2_SOCO | TVA_Transmission | SOCO | Internal | Winter | B20 | 935 | 3200 | 0 | 44.24 | 50.7 | 9 | 0
2015 | TVA_Transmission_2_TVA | TVA_Transmission | TVA | Internal | Shoulder | B11 | 25 | 99999 | 0 | 61.87 | 56.42 | 0.01 | 0
2015 | TVA_Transmission_2_TVA | TVA_Transmission | TVA | Internal | Shoulder | B12 | 200 | 99999 | 0 | 54.14 | 52.37 | 0.01 | 0
2015 | TVA_Transmission_2_TVA | TVA_Transmission | TVA | Internal | Shoulder | B13 | 600 | 99999 | 0 | 52.31 | 48.11 | 0.01 | 0
2015 | TVA_Transmission_2_TVA | TVA_Transmission | TVA | Internal | Shoulder | B14 | 900 | 99999 | 374.26 | 48.09 | 48.11 | 0.01 | 0
2015 | TVA_Transmission_2_TVA | TVA_Transmission | TVA | Internal | Shoulder | B15 | 1203 | 99999 | 1029.87 | 45.79 | 45.8 | 0.01 | 0
2015 | TVA_Transmission_2_TVA | TVA_Transmission | TVA | Internal | Summer | B1 | 10 | 99999 | 2765.94 | 88.71 | 88.72 | 0.01 | 0
2015 | TVA_Transmission_2_TVA | TVA_Transmission | TVA | Internal | Summer | B2 | 25 | 99999 | 2069.33 | 86.97 | 86.99 | 0.01 | 0
2015 | TVA_Transmission_2_TVA | TVA_Transmission | TVA | Internal | Summer | B3 | 75 | 99999 | 740.67 | 84.79 | 84.8 | 0.01 | 0
2015 | TVA_Transmission_2_TVA | TVA_Transmission | TVA | Internal | Summer | B4 | 100 | 99999 | 143.06 | 79.02 | 79.03 | 0.01 | 0
2015 | TVA_Transmission_2_TVA | TVA_Transmission | TVA | Internal | Summer | B5 | 200 | 99999 | 0 | 63.07 | 54.33 | 0.01 | 0
2015 | TVA_Transmission_2_TVA | TVA_Transmission | TVA | Internal | Summer | B6 | 300 | 99999 | 0 | 56.6 | 53.31 | 0.01 | 0
2015 | TVA_Transmission_2_TVA | TVA_Transmission | TVA | Internal | Summer | B7 | 400 | 99999 | 814.16 | 50.94 | 50.95 | 0.01 | 0
2015 | TVA_Transmission_2_TVA | TVA_Transmission | TVA | Internal | Summer | B8 | 500 | 99999 | 993.32 | 47.17 | 47.18 | 0.01 | 0
2015 | TVA_Transmission_2_TVA | TVA_Transmission | TVA | Internal | Summer | B9 | 800 | 99999 | 1499.79 | 46.98 | 46.99 | 0.01 | 0
2015 | TVA_Transmission_2_TVA | TVA_Transmission | TVA | Internal | Summer | B10 | 1262 | 99999 | 0 | 41.28 | 38.97 | 0.01 | 0
2015 | TVA_Transmission_2_TVA | TVA_Transmission | TVA | Internal | Winter | B16 | 25 | 99999 | 0 | 63.51 | 61.38 | 0.01 | 0
2015 | TVA_Transmission_2_TVA | TVA_Transmission | TVA | Internal | Winter | B17 | 100 | 99999 | 0 | 56.9 | 55.33 | 0.01 | 0
2015 | TVA_Transmission_2_TVA | TVA_Transmission | TVA | Internal | Winter | B18 | 400 | 99999 | 0 | 54.61 | 49.66 | 0.01 | 0
2015 | TVA_Transmission_2_TVA | TVA_Transmission | TVA | Internal | Winter | B19 | 700 | 99999 | 555.76 | 49.04 | 49.05 | 0.01 | 0
2015 | TVA_Transmission_2_TVA | TVA_Transmission | TVA | Internal | Winter | B20 | 935 | 99999 | 643.01 | 44.24 | 44.25 | 0.01 | 0
2015 | TVA_Transmission_2_VACAR | TVA_Transmission | VACAR | Internal | Shoulder | B11 | 25 | 900 | 0 | 61.87 | 65.93 | 9 | 0
2015 | TVA_Transmission_2_VACAR | TVA_Transmission | VACAR | Internal | Shoulder | B12 | 200 | 900 | 0 | 54.14 | 56.97 | 9 | 0
2015 | TVA_Transmission_2_VACAR | TVA_Transmission | VACAR | Internal | Shoulder | B13 | 600 | 900 | 0 | 52.31 | 55.76 | 9 | 0
2015 | TVA_Transmission_2_VACAR | TVA_Transmission | VACAR | Internal | Shoulder | B14 | 900 | 900 | 0 | 48.09 | 54.13 | 9 | 0
2015 | TVA_Transmission_2_VACAR | TVA_Transmission | VACAR | Internal | Shoulder | B15 | 1203 | 900 | 0 | 45.79 | 47.66 | 9 | 0
2015 | TVA_Transmission_2_VACAR | TVA_Transmission | VACAR | Internal | Summer | B1 | 10 | 900 | 0 | 88.71 | 90.07 | 9 | 0
2015 | TVA_Transmission_2_VACAR | TVA_Transmission | VACAR | Internal | Summer | B2 | 25 | 900 | 0 | 86.97 | 90.07 | 9 | 0
2015 | TVA_Transmission_2_VACAR | TVA_Transmission | VACAR | Internal | Summer | B3 | 75 | 900 | 0 | 84.79 | 88.02 | 9 | 0
2015 | TVA_Transmission_2_VACAR | TVA_Transmission | VACAR | Internal | Summer | B4 | 100 | 900 | 487.46 | 79.02 | 88.02 | 9 | 0
2015 | TVA_Transmission_2_VACAR | TVA_Transmission | VACAR | Internal | Summer | B5 | 200 | 900 | 0 | 63.07 | 63.84 | 9 | 0
2015 | TVA_Transmission_2_VACAR | TVA_Transmission | VACAR | Internal | Summer | B6 | 300 | 900 | 0 | 56.6 | 63.19 | 9 | 0
2015 | TVA_Transmission_2_VACAR | TVA_Transmission | VACAR | Internal | Summer | B7 | 400 | 900 | 0 | 50.94 | 55.22 | 9 | 0
2015 | TVA_Transmission_2_VACAR | TVA_Transmission | VACAR | Internal | Summer | B8 | 500 | 900 | 0 | 47.17 | 52.84 | 9 | 0
2015 | TVA_Transmission_2_VACAR | TVA_Transmission | VACAR | Internal | Summer | B9 | 800 | 900 | 0 | 46.98 | 49.88 | 9 | 0
2015 | TVA_Transmission_2_VACAR | TVA_Transmission | VACAR | Internal | Summer | B10 | 1262 | 900 | 0 | 41.28 | 45.61 | 9 | 0
2015 | TVA_Transmission_2_VACAR | TVA_Transmission | VACAR | Internal | Winter | B16 | 25 | 900 | 550.88 | 63.51 | 72.51 | 9 | 0
2015 | TVA_Transmission_2_VACAR | TVA_Transmission | VACAR | Internal | Winter | B17 | 100 | 900 | 0 | 56.9 | 60.03 | 9 | 0
2015 | TVA_Transmission_2_VACAR | TVA_Transmission | VACAR | Internal | Winter | B18 | 400 | 900 | 0 | 54.61 | 58.5 | 9 | 0
2015 | TVA_Transmission_2_VACAR | TVA_Transmission | VACAR | Internal | Winter | B19 | 700 | 900 | 0 | 49.04 | 54.95 | 9 | 0
2015 | TVA_Transmission_2_VACAR | TVA_Transmission | VACAR | Internal | Winter | B20 | 935 | 900 | 0 | 44.24 | 45.84 | 9 | 0
2015 | VACAR_2_SOCO | VACAR | SOCO | Internal | Shoulder | B11 | 25 | 3000 | 0 | 65.93 | 70.87 | 7 | 0
2015 | VACAR_2_SOCO | VACAR | SOCO | Internal | Shoulder | B12 | 200 | 3000 | 0 | 56.97 | 52.89 | 7 | 0
2015 | VACAR_2_SOCO | VACAR | SOCO | Internal | Shoulder | B13 | 600 | 3000 | 0 | 55.76 | 52.89 | 7 | 0
2015 | VACAR_2_SOCO | VACAR | SOCO | Internal | Shoulder | B14 | 900 | 3000 | 0 | 54.13 | 52.89 | 7 | 0
2015 | VACAR_2_SOCO | VACAR | SOCO | Internal | Shoulder | B15 | 1203 | 3000 | 0 | 47.66 | 52.89 | 7 | 0
2015 | VACAR_2_SOCO | VACAR | SOCO | Internal | Summer | B1 | 10 | 3000 | 0 | 90.07 | 86.97 | 7 | 0
2015 | VACAR_2_SOCO | VACAR | SOCO | Internal | Summer | B2 | 25 | 3000 | 0 | 90.07 | 86.97 | 7 | 0
2015 | VACAR_2_SOCO | VACAR | SOCO | Internal | Summer | B3 | 75 | 3000 | 0 | 88.02 | 84.79 | 7 | 0
2015 | VACAR_2_SOCO | VACAR | SOCO | Internal | Summer | B4 | 100 | 3000 | 0 | 88.02 | 81.44 | 7 | 0
2015 | VACAR_2_SOCO | VACAR | SOCO | Internal | Summer | B5 | 200 | 3000 | 175.14 | 63.84 | 70.84 | 7 | 0
2015 | VACAR_2_SOCO | VACAR | SOCO | Internal | Summer | B6 | 300 | 3000 | 0 | 63.19 | 65.6 | 7 | 0
2015 | VACAR_2_SOCO | VACAR | SOCO | Internal | Summer | B7 | 400 | 3000 | 0 | 55.22 | 55.4 | 7 | 0
2015 | VACAR_2_SOCO | VACAR | SOCO | Internal | Summer | B8 | 500 | 3000 | 0 | 52.84 | 51.73 | 7 | 0
2015 | VACAR_2_SOCO | VACAR | SOCO | Internal | Summer | B9 | 800 | 3000 | 0 | 49.88 | 51.72 | 7 | 0
2015 | VACAR_2_SOCO | VACAR | SOCO | Internal | Summer | B10 | 1262 | 3000 | 0 | 45.61 | 47.52 | 7 | 0
2015 | VACAR_2_SOCO | VACAR | SOCO | Internal | Winter | B16 | 25 | 3000 | 0 | 72.51 | 68.54 | 7 | 0
2015 | VACAR_2_SOCO | VACAR | SOCO | Internal | Winter | B17 | 100 | 3000 | 0 | 60.03 | 55.27 | 7 | 0
2015 | VACAR_2_SOCO | VACAR | SOCO | Internal | Winter | B18 | 400 | 3000 | 0 | 58.5 | 54.47 | 7 | 0
2015 | VACAR_2_SOCO | VACAR | SOCO | Internal | Winter | B19 | 700 | 3000 | 0 | 54.95 | 54.47 | 7 | 0
2015 | VACAR_2_SOCO | VACAR | SOCO | Internal | Winter | B20 | 935 | 3000 | 0 | 45.84 | 50.7 | 7 | 0
2020 | ENT_2_SOCO | ENT | SOCO | Internal | Shoulder | B11 | 25 | 2431 | 0 | 71.96 | 76.96 | 8 | 0
2020 | ENT_2_SOCO | ENT | SOCO | Internal | Shoulder | B12 | 200 | 2431 | 0 | 58.77 | 58.27 | 8 | 0
2020 | ENT_2_SOCO | ENT | SOCO | Internal | Shoulder | B13 | 600 | 2431 | 0 | 58.45 | 58.27 | 8 | 0
2020 | ENT_2_SOCO | ENT | SOCO | Internal | Shoulder | B14 | 900 | 2431 | 0 | 56.4 | 58.27 | 8 | 0
2020 | ENT_2_SOCO | ENT | SOCO | Internal | Shoulder | B15 | 1203 | 2431 | 0 | 52.69 | 55.94 | 8 | 0
2020 | ENT_2_SOCO | ENT | SOCO | Internal | Summer | B1 | 10 | 2431 | 0 | 90.08 | 95.4 | 8 | 0
2020 | ENT_2_SOCO | ENT | SOCO | Internal | Summer | B2 | 25 | 2431 | 0 | 88.25 | 95.4 | 8 | 0
2020 | ENT_2_SOCO | ENT | SOCO | Internal | Summer | B3 | 75 | 2431 | 921.19 | 87.4 | 95.4 | 8 | 0
2020 | ENT_2_SOCO | ENT | SOCO | Internal | Summer | B4 | 100 | 2431 | 798.16 | 84.44 | 92.44 | 8 | 0
2020 | ENT_2_SOCO | ENT | SOCO | Internal | Summer | B5 | 200 | 2431 | 0 | 80.47 | 85.48 | 8 | 0
2020 | ENT_2_SOCO | ENT | SOCO | Internal | Summer | B6 | 300 | 2431 | 710.89 | 63.97 | 71.97 | 8 | 0
2020 | ENT_2_SOCO | ENT | SOCO | Internal | Summer | B7 | 400 | 2431 | 0 | 57.41 | 61.28 | 8 | 0
2020 | ENT_2_SOCO | ENT | SOCO | Internal | Summer | B8 | 500 | 2431 | 0 | 57.41 | 57.02 | 8 | 0
2020 | ENT_2_SOCO | ENT | SOCO | Internal | Summer | B9 | 800 | 2431 | 0 | 55.1 | 57 | 8 | 0
2020 | ENT_2_SOCO | ENT | SOCO | Internal | Summer | B10 | 1262 | 2431 | 0 | 49.37 | 52.49 | 8 | 0
2020 | ENT_2_SOCO | ENT | SOCO | Internal | Winter | B16 | 25 | 2431 | 2431 | 64.12 | 74.67 | 8 | 2.55
2020 | ENT_2_SOCO | ENT | SOCO | Internal | Winter | B17 | 100 | 2431 | 0 | 61.04 | 60.88 | 8 | 0
2020 | ENT_2_SOCO | ENT | SOCO | Internal | Winter | B18 | 400 | 2431 | 0 | 60.51 | 58.27 | 8 | 0
2020 | ENT_2_SOCO | ENT | SOCO | Internal | Winter | B19 | 700 | 2431 | 0 | 59.01 | 58.27 | 8 | 0
2020 | ENT_2_SOCO | ENT | SOCO | Internal | Winter | B20 | 935 | 2431 | 0 | 50.43 | 55.71 | 8 | 0
2020 | ENT_2_TVA_Transmission | ENT | TVA_Transmission | Internal | Shoulder | B11 | 25 | 2100 | 0 | 71.96 | 67.96 | 8 | 0
2020 | ENT_2_TVA_Transmission | ENT | TVA_Transmission | Internal | Shoulder | B12 | 200 | 2100 | 0 | 58.77 | 60.2 | 8 | 0
2020 | ENT_2_TVA_Transmission | ENT | TVA_Transmission | Internal | Shoulder | B13 | 600 | 2100 | 0 | 58.45 | 57.78 | 8 | 0
2020 | ENT_2_TVA_Transmission | ENT | TVA_Transmission | Internal | Shoulder | B14 | 900 | 2100 | 0 | 56.4 | 53.04 | 8 | 0
2020 | ENT_2_TVA_Transmission | ENT | TVA_Transmission | Internal | Shoulder | B15 | 1203 | 2100 | 0 | 52.69 | 48.73 | 8 | 0
2020 | ENT_2_TVA_Transmission | ENT | TVA_Transmission | Internal | Summer | B1 | 10 | 2100 | 1131.44 | 90.08 | 98.08 | 8 | 0
2020 | ENT_2_TVA_Transmission | ENT | TVA_Transmission | Internal | Summer | B2 | 25 | 2100 | 508.63 | 88.25 | 96.25 | 8 | 0
2020 | ENT_2_TVA_Transmission | ENT | TVA_Transmission | Internal | Summer | B3 | 75 | 2100 | 0 | 87.4 | 92.85 | 8 | 0
2020 | ENT_2_TVA_Transmission | ENT | TVA_Transmission | Internal | Summer | B4 | 100 | 2100 | 0 | 84.44 | 91.77 | 8 | 0
2020 | ENT_2_TVA_Transmission | ENT | TVA_Transmission | Internal | Summer | B5 | 200 | 2100 | 0 | 80.47 | 76.48 | 8 | 0
2020 | ENT_2_TVA_Transmission | ENT | TVA_Transmission | Internal | Summer | B6 | 300 | 2100 | 0 | 63.97 | 63.46 | 8 | 0
2020 | ENT_2_TVA_Transmission | ENT | TVA_Transmission | Internal | Summer | B7 | 400 | 2100 | 0 | 57.41 | 54.48 | 8 | 0
2020 | ENT_2_TVA_Transmission | ENT | TVA_Transmission | Internal | Summer | B8 | 500 | 2100 | 0 | 57.41 | 51.88 | 8 | 0
2020 | ENT_2_TVA_Transmission | ENT | TVA_Transmission | Internal | Summer | B9 | 800 | 2100 | 0 | 55.1 | 49.07 | 8 | 0
2020 | ENT_2_TVA_Transmission | ENT | TVA_Transmission | Internal | Summer | B10 | 1262 | 2100 | 0 | 49.37 | 44.97 | 8 | 0
2020 | ENT_2_TVA_Transmission | ENT | TVA_Transmission | Internal | Winter | B16 | 25 | 2100 | 0 | 64.12 | 70.29 | 8 | 0
2020 | ENT_2_TVA_Transmission | ENT | TVA_Transmission | Internal | Winter | B17 | 100 | 2100 | 0 | 61.04 | 63.58 | 8 | 0
2020 | ENT_2_TVA_Transmission | ENT | TVA_Transmission | Internal | Winter | B18 | 400 | 2100 | 0 | 60.51 | 59.81 | 8 | 0
2020 | ENT_2_TVA_Transmission | ENT | TVA_Transmission | Internal | Winter | B19 | 700 | 2100 | 0 | 59.01 | 55.13 | 8 | 0
2020 | ENT_2_TVA_Transmission | ENT | TVA_Transmission | Internal | Winter | B20 | 935 | 2100 | 0 | 50.43 | 46.76 | 8 | 0
2020 | HQ_NEISO_2_NEISO | HQ_NEISO | NEISO | Internal | Shoulder | B11 | 25 | 99999 | 2920 | 53.19 | 53.2 | 0.01 | 0
2020 | HQ_NEISO_2_NEISO | HQ_NEISO | NEISO | Internal | Shoulder | B12 | 200 | 99999 | 2920 | 53.19 | 53.2 | 0.01 | 0
2020 | HQ_NEISO_2_NEISO | HQ_NEISO | NEISO | Internal | Shoulder | B13 | 600 | 99999 | 2920 | 51.31 | 51.32 | 0.01 | 0
2020 | HQ_NEISO_2_NEISO | HQ_NEISO | NEISO | Internal | Shoulder | B14 | 900 | 99999 | 2920 | 50.81 | 50.82 | 0.01 | 0
2020 | HQ_NEISO_2_NEISO | HQ_NEISO | NEISO | Internal | Shoulder | B15 | 1203 | 99999 | 1143.24 | 50.81 | 50.82 | 0.01 | 0
2020 | HQ_NEISO_2_NEISO | HQ_NEISO | NEISO | Internal | Summer | B1 | 10 | 99999 | 2920.1 | 109.09 | 109.1 | 0.01 | 0
2020 | HQ_NEISO_2_NEISO | HQ_NEISO | NEISO | Internal | Summer | B2 | 25 | 99999 | 2920 | 82.27 | 82.28 | 0.01 | 0
2020 | HQ_NEISO_2_NEISO | HQ_NEISO | NEISO | Internal | Summer | B3 | 75 | 99999 | 2920 | 69.48 | 69.49 | 0.01 | 0
2020 | HQ_NEISO_2_NEISO | HQ_NEISO | NEISO | Internal | Summer | B4 | 100 | 99999 | 2920 | 50.32 | 50.34 | 0.01 | 0
2020 | HQ_NEISO_2_NEISO | HQ_NEISO | NEISO | Internal | Summer | B5 | 200 | 99999 | 2920 | 50.32 | 50.34 | 0.01 | 0
2020 | HQ_NEISO_2_NEISO | HQ_NEISO | NEISO | Internal | Summer | B6 | 300 | 99999 | 2920 | 50.32 | 50.34 | 0.01 | 0
2020 | HQ_NEISO_2_NEISO | HQ_NEISO | NEISO | Internal | Summer | B7 | 400 | 99999 | 2920 | 50.32 | 50.34 | 0.01 | 0
2020 | HQ_NEISO_2_NEISO | HQ_NEISO | NEISO | Internal | Summer | B8 | 500 | 99999 | 2920 | 50.32 | 50.34 | 0.01 | 0
2020 | HQ_NEISO_2_NEISO | HQ_NEISO | NEISO | Internal | Summer | B9 | 800 | 99999 | 2920 | 50.32 | 50.34 | 0.01 | 0
2020 | HQ_NEISO_2_NEISO | HQ_NEISO | NEISO | Internal | Summer | B10 | 1262 | 99999 | 795.94 | 50.32 | 50.34 | 0.01 | 0
2020 | HQ_NEISO_2_NEISO | HQ_NEISO | NEISO | Internal | Winter | B16 | 25 | 99999 | 2920 | 62.12 | 62.13 | 0.01 | 0
2020 | HQ_NEISO_2_NEISO | HQ_NEISO | NEISO | Internal | Winter | B17 | 100 | 99999 | 2920 | 62.12 | 62.13 | 0.01 | 0
2020 | HQ_NEISO_2_NEISO | HQ_NEISO | NEISO | Internal | Winter | B18 | 400 | 99999 | 2920 | 60.49 | 60.51 | 0.01 | 0
2020 | HQ_NEISO_2_NEISO | HQ_NEISO | NEISO | Internal | Winter | B19 | 700 | 99999 | 2920 | 58.49 | 58.5 | 0.01 | 0
2020 | HQ_NEISO_2_NEISO | HQ_NEISO | NEISO | Internal | Winter | B20 | 935 | 99999 | 1233.58 | 58.49 | 58.5 | 0.01 | 0
2020 | HQ_NY_2_NYISO_A-F | HQ_NY | NYISO_A-F | Internal | Shoulder | B11 | 25 | 99999 | 1826.55 | 53.94 | 53.95 | 0.01 | 0
2020 | HQ_NY_2_NYISO_A-F | HQ_NY | NYISO_A-F | Internal | Shoulder | B12 | 200 | 99999 | 1842.71 | 51.03 | 51.05 | 0.01 | 0
2020 | HQ_NY_2_NYISO_A-F | HQ_NY | NYISO_A-F | Internal | Shoulder | B13 | 600 | 99999 | 1812.68 | 51.03 | 51.05 | 0.01 | 0
2020 | HQ_NY_2_NYISO_A-F | HQ_NY | NYISO_A-F | Internal | Shoulder | B14 | 900 | 99999 | 1763.09 | 51.03 | 51.05 | 0.01 | 0
2020 | HQ_NY_2_NYISO_A-F | HQ_NY | NYISO_A-F | Internal | Shoulder | B15 | 1203 | 99999 | 824.48 | 51.03 | 51.05 | 0.01 | 0
2020 | HQ_NY_2_NYISO_A-F | HQ_NY | NYISO_A-F | Internal | Summer | B1 | 10 | 99999 | 2140.21 | 76.07 | 76.08 | 0.01 | 0
2020 | HQ_NY_2_NYISO_A-F | HQ_NY | NYISO_A-F | Internal | Summer | B2 | 25 | 99999 | 2097.62 | 67.69 | 67.7 | 0.01 | 0
2020 | HQ_NY_2_NYISO_A-F | HQ_NY | NYISO_A-F | Internal | Summer | B3 | 75 | 99999 | 2033.76 | 66.48 | 66.49 | 0.01 | 0
2020 | HQ_NY_2_NYISO_A-F | HQ_NY | NYISO_A-F | Internal | Summer | B4 | 100 | 99999 | 1965.2 | 61.83 | 61.84 | 0.01 | 0
2020 | HQ_NY_2_NYISO_A-F | HQ_NY | NYISO_A-F | Internal | Summer | B5 | 200 | 99999 | 1923.8 | 57.3 | 57.32 | 0.01 | 0
2020 | HQ_NY_2_NYISO_A-F | HQ_NY | NYISO_A-F | Internal | Summer | B6 | 300 | 99999 | 1882.46 | 54.41 | 54.43 | 0.01 | 0
2020 | HQ_NY_2_NYISO_A-F | HQ_NY | NYISO_A-F | Internal | Summer | B7 | 400 | 99999 | 1834.98 | 52.1 | 52.12 | 0.01 | 0
2020 | HQ_NY_2_NYISO_A-F | HQ_NY | NYISO_A-F | Internal | Summer | B8 | 500 | 99999 | 1802.82 | 48.99 | 49 | 0.01 | 0
2020 | HQ_NY_2_NYISO_A-F | HQ_NY | NYISO_A-F | Internal | Summer | B9 | 800 | 99999 | 1759.25 | 48.99 | 49 | 0.01 | 0
2020 | HQ_NY_2_NYISO_A-F | HQ_NY | NYISO_A-F | Internal | Summer | B10 | 1262 | 99999 | 671.46 | 48.99 | 49 | 0.01 | 0
2020 | HQ_NY_2_NYISO_A-F | HQ_NY | NYISO_A-F | Internal | Winter | B16 | 25 | 99999 | 1939.02 | 58.05 | 58.06 | 0.01 | 0
2020 | HQ_NY_2_NYISO_A-F | HQ_NY | NYISO_A-F | Internal | Winter | B17 | 100 | 99999 | 1912.67 | 58.05 | 58.06 | 0.01 | 0
2020 | HQ_NY_2_NYISO_A-F | HQ_NY | NYISO_A-F | Internal | Winter | B18 | 400 | 99999 | 1882.39 | 52.89 | 52.9 | 0.01 | 0
2020 | HQ_NY_2_NYISO_A-F | HQ_NY | NYISO_A-F | Internal | Winter | B19 | 700 | 99999 | 1829.65 | 52.89 | 52.9 | 0.01 | 0
2020 | HQ_NY_2_NYISO_A-F | HQ_NY | NYISO_A-F | Internal | Winter | B20 | 935 | 99999 | 929.13 | 52.89 | 52.9 | 0.01 | 0
2020 | HQ_IESO_2_IESO | HQ_IESO | IESO | Internal | Shoulder | B11 | 25 | 99999 | 400 | 44.03 | 44.05 | 0.01 | 0
2020 | HQ_IESO_2_IESO | HQ_IESO | IESO | Internal | Shoulder | B12 | 200 | 99999 | 400 | 44.03 | 44.05 | 0.01 | 0
2020 | HQ_IESO_2_IESO | HQ_IESO | IESO | Internal | Shoulder | B13 | 600 | 99999 | 400 | 44.03 | 44.05 | 0.01 | 0
2020 | HQ_IESO_2_IESO | HQ_IESO | IESO | Internal | Shoulder | B14 | 900 | 99999 | 400 | 44.03 | 44.05 | 0.01 | 0
2020 | HQ_IESO_2_IESO | HQ_IESO | IESO | Internal | Shoulder | B15 | 1203 | 99999 | 75.48 | 44.03 | 44.05 | 0.01 | 0
2020 | HQ_IESO_2_IESO | HQ_IESO | IESO | Internal | Summer | B1 | 10 | 99999 | 400 | 69.07 | 69.08 | 0.01 | 0
2020 | HQ_IESO_2_IESO | HQ_IESO | IESO | Internal | Summer | B2 | 25 | 99999 | 400 | 60.69 | 60.7 | 0.01 | 0
2020 | HQ_IESO_2_IESO | HQ_IESO | IESO | Internal | Summer | B3 | 75 | 99999 | 400 | 54.83 | 54.84 | 0.01 | 0
2020 | HQ_IESO_2_IESO | HQ_IESO | IESO | Internal | Summer | B4 | 100 | 99999 | 400 | 54.83 | 54.84 | 0.01 | 0
2020 | HQ_IESO_2_IESO | HQ_IESO | IESO | Internal | Summer | B5 | 200 | 99999 | 400 | 50.3 | 50.32 | 0.01 | 0
2020 | HQ_IESO_2_IESO | HQ_IESO | IESO | Internal | Summer | B6 | 300 | 99999 | 400 | 47.41 | 47.43 | 0.01 | 0
2020 | HQ_IESO_2_IESO | HQ_IESO | IESO | Internal | Summer | B7 | 400 | 99999 | 400 | 45.1 | 45.12 | 0.01 | 0
2020 | HQ_IESO_2_IESO | HQ_IESO | IESO | Internal | Summer | B8 | 500 | 99999 | 400 | 41.99 | 42 | 0.01 | 0
2020 | HQ_IESO_2_IESO | HQ_IESO | IESO | Internal | Summer | B9 | 800 | 99999 | 400 | 41.99 | 42 | 0.01 | 0
2020 | HQ_IESO_2_IESO | HQ_IESO | IESO | Internal | Summer | B10 | 1262 | 99999 | 12.04 | 41.99 | 42 | 0.01 | 0
2020 | HQ_IESO_2_IESO | HQ_IESO | IESO | Internal | Winter | B16 | 25 | 99999 | 400 | 51.05 | 51.06 | 0.01 | 0
2020 | HQ_IESO_2_IESO | HQ_IESO | IESO | Internal | Winter | B17 | 100 | 99999 | 400 | 51.05 | 51.06 | 0.01 | 0
2020 | HQ_IESO_2_IESO | HQ_IESO | IESO | Internal | Winter | B18 | 400 | 99999 | 400 | 45.89 | 45.9 | 0.01 | 0
2020 | HQ_IESO_2_IESO | HQ_IESO | IESO | Internal | Winter | B19 | 700 | 99999 | 400 | 45.89 | 45.9 | 0.01 | 0
2020 | HQ_IESO_2_IESO | HQ_IESO | IESO | Internal | Winter | B20 | 935 | 99999 | 91.98 | 45.89 | 45.9 | 0.01 | 0
2020 | IESO_2_MAPP_CA | IESO | MAPP_CA | Internal | Shoulder | B11 | 25 | 262 | 262 | 44.05 | 61.47 | 7 | 10.42
2020 | IESO_2_MAPP_CA | IESO | MAPP_CA | Internal | Shoulder | B12 | 200 | 262 | 262 | 44.05 | 55.3 | 7 | 4.25
2020 | IESO_2_MAPP_CA | IESO | MAPP_CA | Internal | Shoulder | B13 | 600 | 262 | 262 | 44.05 | 53.42 | 7 | 2.37
2020 | IESO_2_MAPP_CA | IESO | MAPP_CA | Internal | Shoulder | B14 | 900 | 262 | 262 | 44.05 | 52.97 | 7 | 1.93
2020 | IESO_2_MAPP_CA | IESO | MAPP_CA | Internal | Shoulder | B15 | 1203 | 262 | 262 | 44.05 | 52.97 | 7 | 1.93
2020 | IESO_2_MAPP_CA | IESO | MAPP_CA | Internal | Summer | B1 | 10 | 262 | 229.74 | 69.08 | 76.08 | 7 | 0
2020 | IESO_2_MAPP_CA | IESO | MAPP_CA | Internal | Summer | B2 | 25 | 262 | 262 | 60.7 | 74.25 | 7 | 6.55
2020 | IESO_2_MAPP_CA | IESO | MAPP_CA | Internal | Summer | B3 | 75 | 262 | 262 | 54.84 | 72.67 | 7 | 10.83
2020 | IESO_2_MAPP_CA | IESO | MAPP_CA | Internal | Summer | B4 | 100 | 262 | 262 | 54.84 | 70.48 | 7 | 8.64
2020 | IESO_2_MAPP_CA | IESO | MAPP_CA | Internal | Summer | B5 | 200 | 262 | 262 | 50.32 | 65.47 | 7 | 8.15
2020 | IESO_2_MAPP_CA | IESO | MAPP_CA | Internal | Summer | B6 | 300 | 262 | 262 | 47.43 | 55.95 | 7 | 1.52
2020 | IESO_2_MAPP_CA | IESO | MAPP_CA | Internal | Summer | B7 | 400 | 262 | 0 | 45.12 | 52.09 | 7 | 0
2020 | IESO_2_MAPP_CA | IESO | MAPP_CA | Internal | Summer | B8 | 500 | 262 | 262 | 42 | 49.94 | 7 | 0.94
2020 | IESO_2_MAPP_CA | IESO | MAPP_CA | Internal | Summer | B9 | 800 | 262 | 262 | 42 | 49.94 | 7 | 0.94
2020 | IESO_2_MAPP_CA | IESO | MAPP_CA | Internal | Summer | B10 | 1262 | 262 | 262 | 42 | 49.94 | 7 | 0.94
2020 | IESO_2_MAPP_CA | IESO | MAPP_CA | Internal | Winter | B16 | 25 | 262 | 262 | 51.06 | 62.28 | 7 | 4.22
2020 | IESO_2_MAPP_CA | IESO | MAPP_CA | Internal | Winter | B17 | 100 | 262 | 262 | 51.06 | 58.89 | 7 | 0.83
2020 | IESO_2_MAPP_CA | IESO | MAPP_CA | Internal | Winter | B18 | 400 | 262 | 262 | 45.9 | 55.48 | 7 | 2.58
2020 | IESO_2_MAPP_CA | IESO | MAPP_CA | Internal | Winter | B19 | 700 | 262 | 262 | 45.9 | 53.46 | 7 | 0.56
2020 | IESO_2_MAPP_CA | IESO | MAPP_CA | Internal | Winter | B20 | 935 | 262 | 262 | 45.9 | 53.46 | 7 | 0.56
2020 | IESO_2_MISO_MI | IESO | MISO_MI | Internal | Shoulder | B11 | 25 | 1840 | 1840 | 44.05 | 62.18 | 7 | 11.13
2020 | IESO_2_MISO_MI | IESO | MISO_MI | Internal | Shoulder | B12 | 200 | 1840 | 1840 | 44.05 | 55.33 | 7 | 4.28
2020 | IESO_2_MISO_MI | IESO | MISO_MI | Internal | Shoulder | B13 | 600 | 1840 | 1840 | 44.05 | 53.44 | 7 | 2.39
2020 | IESO_2_MISO_MI | IESO | MISO_MI | Internal | Shoulder | B14 | 900 | 1840 | 1840 | 44.05 | 53 | 7 | 1.95
2020 | IESO_2_MISO_MI | IESO | MISO_MI | Internal | Shoulder | B15 | 1203 | 1840 | 0 | 44.05 | 44.71 | 7 | 0
2020 | IESO_2_MISO_MI | IESO | MISO_MI | Internal | Summer | B1 | 10 | 1840 | 1840 | 69.08 | 90.08 | 7 | 14
2020 | IESO_2_MISO_MI | IESO | MISO_MI | Internal | Summer | B2 | 25 | 1840 | 1840 | 60.7 | 88.25 | 7 | 20.55
2020 | IESO_2_MISO_MI | IESO | MISO_MI | Internal | Summer | B3 | 75 | 1840 | 1840 | 54.84 | 85.01 | 7 | 23.17
2020 | IESO_2_MISO_MI | IESO | MISO_MI | Internal | Summer | B4 | 100 | 1840 | 1840 | 54.84 | 84.47 | 7 | 22.63
2020 | IESO_2_MISO_MI | IESO | MISO_MI | Internal | Summer | B5 | 200 | 1840 | 1840 | 50.32 | 68.48 | 7 | 11.17
2020 | IESO_2_MISO_MI | IESO | MISO_MI | Internal | Summer | B6 | 300 | 1840 | 1840 | 47.43 | 55.96 | 7 | 1.53
2020 | IESO_2_MISO_MI | IESO | MISO_MI | Internal | Summer | B7 | 400 | 1840 | 1805.41 | 45.12 | 52.12 | 7 | 0
2020 | IESO_2_MISO_MI | IESO | MISO_MI | Internal | Summer | B8 | 500 | 1840 | 1840 | 42 | 49.93 | 7 | 0.93
2020 | IESO_2_MISO_MI | IESO | MISO_MI | Internal | Summer | B9 | 800 | 1840 | 0 | 42 | 47.12 | 7 | 0
2020 | IESO_2_MISO_MI | IESO | MISO_MI | Internal | Summer | B10 | 1262 | 1840 | 0 | 42 | 41.4 | 7 | 0
2020 | IESO_2_MISO_MI | IESO | MISO_MI | Internal | Winter | B16 | 25 | 1840 | 1840 | 51.06 | 62.29 | 7 | 4.23
2020 | IESO_2_MISO_MI | IESO | MISO_MI | Internal | Winter | B17 | 100 | 1840 | 1840 | 51.06 | 58.9 | 7 | 0.85
2020 | IESO_2_MISO_MI | IESO | MISO_MI | Internal | Winter | B18 | 400 | 1840 | 1840 | 45.9 | 55.48 | 7 | 2.58
2020 | IESO_2_MISO_MI | IESO | MISO_MI | Internal | Winter | B19 | 700 | 1840 | 1840 | 45.9 | 53.46 | 7 | 0.56
2020 | IESO_2_MISO_MI | IESO | MISO_MI | Internal | Winter | B20 | 935 | 1840 | 0 | 45.9 | 43.61 | 7 | 0
2020 | IESO_2_MISO_W | IESO | MISO_W | Internal | Shoulder | B11 | 25 | 214 | 214 | 44.05 | 63.95 | 7 | 12.9
2020 | IESO_2_MISO_W | IESO | MISO_W | Internal | Shoulder | B12 | 200 | 214 | 214 | 44.05 | 55.31 | 7 | 4.27
2020 | IESO_2_MISO_W | IESO | MISO_W | Internal | Shoulder | B13 | 600 | 214 | 214 | 44.05 | 53.43 | 7 | 2.39
2020 | IESO_2_MISO_W | IESO | MISO_W | Internal | Shoulder | B14 | 900 | 214 | 214 | 44.05 | 52.98 | 7 | 1.94
2020 | IESO_2_MISO_W | IESO | MISO_W | Internal | Shoulder | B15 | 1203 | 214 | 0 | 44.05 | 44.7 | 7 | 0
2020 | IESO_2_MISO_W | IESO | MISO_W | Internal | Summer | B1 | 10 | 214 | 214 | 69.08 | 90.08 | 7 | 14
2020 | IESO_2_MISO_W | IESO | MISO_W | Internal | Summer | B2 | 25 | 214 | 214 | 60.7 | 88.25 | 7 | 20.55
2020 | IESO_2_MISO_W | IESO | MISO_W | Internal | Summer | B3 | 75 | 214 | 214 | 54.84 | 86.67 | 7 | 24.83
2020 | IESO_2_MISO_W | IESO | MISO_W | Internal | Summer | B4 | 100 | 214 | 214 | 54.84 | 84.48 | 7 | 22.64
2020 | IESO_2_MISO_W | IESO | MISO_W | Internal | Summer | B5 | 200 | 214 | 214 | 50.32 | 72.48 | 7 | 15.17
2020 | IESO_2_MISO_W | IESO | MISO_W | Internal | Summer | B6 | 300 | 214 | 214 | 47.43 | 55.96 | 7 | 1.53
2020 | IESO_2_MISO_W | IESO | MISO_W | Internal | Summer | B7 | 400 | 214 | 0 | 45.12 | 52.1 | 7 | 0
2020 | IESO_2_MISO_W | IESO | MISO_W | Internal | Summer | B8 | 500 | 214 | 214 | 42 | 49.93 | 7 | 0.93
2020 | IESO_2_MISO_W | IESO | MISO_W | Internal | Summer | B9 | 800 | 214 | 0 | 42 | 47.11 | 7 | 0
2020 | IESO_2_MISO_W | IESO | MISO_W | Internal | Summer | B10 | 1262 | 214 | 0 | 42 | 41.36 | 7 | 0
2020 | IESO_2_MISO_W | IESO | MISO_W | Internal | Winter | B16 | 25 | 214 | 214 | 51.06 | 62.29 | 7 | 4.23
2020 | IESO_2_MISO_W | IESO | MISO_W | Internal | Winter | B17 | 100 | 214 | 214 | 51.06 | 58.9 | 7 | 0.85
2020 | IESO_2_MISO_W | IESO | MISO_W | Internal | Winter | B18 | 400 | 214 | 214 | 45.9 | 55.49 | 7 | 2.6
2020 | IESO_2_MISO_W | IESO | MISO_W | Internal | Winter | B19 | 700 | 214 | 214 | 45.9 | 53.47 | 7 | 0.57
2020 | IESO_2_MISO_W | IESO | MISO_W | Internal | Winter | B20 | 935 | 214 | 0 | 45.9 | 43.6 | 7 | 0
2020 | IESO_2_NYISO_A-F | IESO | NYISO_A-F | Internal | Shoulder | B11 | 25 | 1725 | 1725 | 44.05 | 53.95 | 7 | 2.9
2020 | IESO_2_NYISO_A-F | IESO | NYISO_A-F | Internal | Shoulder | B12 | 200 | 1725 | 1709.3 | 44.05 | 51.05 | 7 | 0
2020 | IESO_2_NYISO_A-F | IESO | NYISO_A-F | Internal | Shoulder | B13 | 600 | 1725 | 1719.12 | 44.05 | 51.05 | 7 | 0
2020 | IESO_2_NYISO_A-F | IESO | NYISO_A-F | Internal | Shoulder | B14 | 900 | 1725 | 1721.03 | 44.05 | 51.05 | 7 | 0
2020 | IESO_2_NYISO_A-F | IESO | NYISO_A-F | Internal | Shoulder | B15 | 1203 | 1725 | 1722.07 | 44.05 | 51.05 | 7 | 0
2020 | IESO_2_NYISO_A-F | IESO | NYISO_A-F | Internal | Summer | B1 | 10 | 1725 | 485.69 | 69.08 | 76.08 | 7 | 0
2020 | IESO_2_NYISO_A-F | IESO | NYISO_A-F | Internal | Summer | B2 | 25 | 1725 | 966.92 | 60.7 | 67.7 | 7 | 0
2020 | IESO_2_NYISO_A-F | IESO | NYISO_A-F | Internal | Summer | B3 | 75 | 1725 | 1725 | 54.84 | 66.49 | 7 | 4.64
2020 | IESO_2_NYISO_A-F | IESO | NYISO_A-F | Internal | Summer | B4 | 100 | 1725 | 752.79 | 54.84 | 61.84 | 7 | 0
2020 | IESO_2_NYISO_A-F | IESO | NYISO_A-F | Internal | Summer | B5 | 200 | 1725 | 761.69 | 50.32 | 57.32 | 7 | 0
2020 | IESO_2_NYISO_A-F | IESO | NYISO_A-F | Internal | Summer | B6 | 300 | 1725 | 127.94 | 47.43 | 54.43 | 7 | 0
2020 | IESO_2_NYISO_A-F | IESO | NYISO_A-F | Internal | Summer | B7 | 400 | 1725 | 1351.59 | 45.12 | 52.12 | 7 | 0
2020 | IESO_2_NYISO_A-F | IESO | NYISO_A-F | Internal | Summer | B8 | 500 | 1725 | 1575.6 | 42 | 49 | 7 | 0
2020 | IESO_2_NYISO_A-F | IESO | NYISO_A-F | Internal | Summer | B9 | 800 | 1725 | 1687.04 | 42 | 49 | 7 | 0
2020 | IESO_2_NYISO_A-F | IESO | NYISO_A-F | Internal | Summer | B10 | 1262 | 1725 | 1698.35 | 42 | 49 | 7 | 0
2020 | IESO_2_NYISO_A-F | IESO | NYISO_A-F | Internal | Winter | B16 | 25 | 1725 | 615.16 | 51.06 | 58.06 | 7 | 0
2020 | IESO_2_NYISO_A-F | IESO | NYISO_A-F | Internal | Winter | B17 | 100 | 1725 | 1081.96 | 51.06 | 58.06 | 7 | 0
2020 | IESO_2_NYISO_A-F | IESO | NYISO_A-F | Internal | Winter | B18 | 400 | 1725 | 1327.05 | 45.9 | 52.9 | 7 | 0
2020 | IESO_2_NYISO_A-F | IESO | NYISO_A-F | Internal | Winter | B19 | 700 | 1725 | 1009 | 45.9 | 52.9 | 7 | 0
2020 | IESO_2_NYISO_A-F | IESO | NYISO_A-F | Internal | Winter | B20 | 935 | 1725 | 644.14 | 45.9 | 52.9 | 7 | 0
2020 | MAPP_CA_2_IESO | MAPP_CA | IESO | Internal | Shoulder | B11 | 25 | 330 | 0 | 61.47 | 44.05 | 8 | 0
2020 | MAPP_CA_2_IESO | MAPP_CA | IESO | Internal | Shoulder | B12 | 200 | 330 | 0 | 55.3 | 44.05 | 8 | 0
2020 | MAPP_CA_2_IESO | MAPP_CA | IESO | Internal | Shoulder | B13 | 600 | 330 | 0 | 53.42 | 44.05 | 8 | 0
2020 | MAPP_CA_2_IESO | MAPP_CA | IESO | Internal | Shoulder | B14 | 900 | 330 | 0 | 52.97 | 44.05 | 8 | 0
2020 | MAPP_CA_2_IESO | MAPP_CA | IESO | Internal | Shoulder | B15 | 1203 | 330 | 0 | 52.97 | 44.05 | 8 | 0
2020 | MAPP_CA_2_IESO | MAPP_CA | IESO | Internal | Summer | B1 | 10 | 330 | 0 | 76.08 | 69.08 | 8 | 0
2020 | MAPP_CA_2_IESO | MAPP_CA | IESO | Internal | Summer | B2 | 25 | 330 | 0 | 74.25 | 60.7 | 8 | 0
2020 | MAPP_CA_2_IESO | MAPP_CA | IESO | Internal | Summer | B3 | 75 | 330 | 0 | 72.67 | 54.84 | 8 | 0
2020 | MAPP_CA_2_IESO | MAPP_CA | IESO | Internal | Summer | B4 | 100 | 330 | 0 | 70.48 | 54.84 | 8 | 0
2020 | MAPP_CA_2_IESO | MAPP_CA | IESO | Internal | Summer | B5 | 200 | 330 | 0 | 65.47 | 50.32 | 8 | 0
2020 | MAPP_CA_2_IESO | MAPP_CA | IESO | Internal | Summer | B6 | 300 | 330 | 0 | 55.95 | 47.43 | 8 | 0
2020 | MAPP_CA_2_IESO | MAPP_CA | IESO | Internal | Summer | B7 | 400 | 330 | 0 | 52.09 | 45.12 | 8 | 0
2020 | MAPP_CA_2_IESO | MAPP_CA | IESO | Internal | Summer | B8 | 500 | 330 | 0 | 49.94 | 42 | 8 | 0
2020 | MAPP_CA_2_IESO | MAPP_CA | IESO | Internal | Summer | B9 | 800 | 330 | 0 | 49.94 | 42 | 8 | 0
2020 | MAPP_CA_2_IESO | MAPP_CA | IESO | Internal | Summer | B10 | 1262 | 330 | 0 | 49.94 | 42 | 8 | 0
2020 | MAPP_CA_2_IESO | MAPP_CA | IESO | Internal | Winter | B16 | 25 | 330 | 0 | 62.28 | 51.06 | 8 | 0
2020 | MAPP_CA_2_IESO | MAPP_CA | IESO | Internal | Winter | B17 | 100 | 330 | 0 | 58.89 | 51.06 | 8 | 0
2020 | MAPP_CA_2_IESO | MAPP_CA | IESO | Internal | Winter | B18 | 400 | 330 | 0 | 55.48 | 45.9 | 8 | 0
2020 | MAPP_CA_2_IESO | MAPP_CA | IESO | Internal | Winter | B19 | 700 | 330 | 0 | 53.46 | 45.9 | 8 | 0
2020 | MAPP_CA_2_IESO | MAPP_CA | IESO | Internal | Winter | B20 | 935 | 330 | 0 | 53.46 | 45.9 | 8 | 0
2020 | MAPP_CA_2_MAPP_US | MAPP_CA | MAPP_US | Internal | Shoulder | B11 | 25 | 437 | 0 | 61.47 | 59.95 | 7 | 0
2020 | MAPP_CA_2_MAPP_US | MAPP_CA | MAPP_US | Internal | Shoulder | B12 | 200 | 437 | 0 | 55.3 | 48.75 | 7 | 0
2020 | MAPP_CA_2_MAPP_US | MAPP_CA | MAPP_US | Internal | Shoulder | B13 | 600 | 437 | 0 | 53.42 | 46.43 | 7 | 0
2020 | MAPP_CA_2_MAPP_US | MAPP_CA | MAPP_US | Internal | Shoulder | B14 | 900 | 437 | 0 | 52.97 | 45.98 | 7 | 0
2020 | MAPP_CA_2_MAPP_US | MAPP_CA | MAPP_US | Internal | Shoulder | B15 | 1203 | 437 | 0 | 52.97 | 42.36 | 7 | 0
2020 | MAPP_CA_2_MAPP_US | MAPP_CA | MAPP_US | Internal | Summer | B1 | 10 | 437 | 195.18 | 76.08 | 83.08 | 7 | 0
2020 | MAPP_CA_2_MAPP_US | MAPP_CA | MAPP_US | Internal | Summer | B2 | 25 | 437 | 128.88 | 74.25 | 81.25 | 7 | 0
2020 | MAPP_CA_2_MAPP_US | MAPP_CA | MAPP_US | Internal | Summer | B3 | 75 | 437 | 53.24 | 72.67 | 79.67 | 7 | 0
2020 | MAPP_CA_2_MAPP_US | MAPP_CA | MAPP_US | Internal | Summer | B4 | 100 | 437 | 112.85 | 70.48 | 77.48 | 7 | 0
2020 | MAPP_CA_2_MAPP_US | MAPP_CA | MAPP_US | Internal | Summer | B5 | 200 | 437 | 157.25 | 65.47 | 72.47 | 7 | 0
2020 | MAPP_CA_2_MAPP_US | MAPP_CA | MAPP_US | Internal | Summer | B6 | 300 | 437 | 0 | 55.95 | 55.95 | 7 | 0
2020 | MAPP_CA_2_MAPP_US | MAPP_CA | MAPP_US | Internal | Summer | B7 | 400 | 437 | 0 | 52.09 | 49.47 | 7 | 0
2020 | MAPP_CA_2_MAPP_US | MAPP_CA | MAPP_US | Internal | Summer | B8 | 500 | 437 | 0 | 49.94 | 45.4 | 7 | 0
2020 | MAPP_CA_2_MAPP_US | MAPP_CA | MAPP_US | Internal | Summer | B9 | 800 | 437 | 0 | 49.94 | 43.09 | 7 | 0
2020 | MAPP_CA_2_MAPP_US | MAPP_CA | MAPP_US | Internal | Summer | B10 | 1262 | 437 | 0 | 49.94 | 37.36 | 7 | 0
2020 | MAPP_CA_2_MAPP_US | MAPP_CA | MAPP_US | Internal | Winter | B16 | 25 | 437 | 0 | 62.28 | 55.29 | 7 | 0
2020 | MAPP_CA_2_MAPP_US | MAPP_CA | MAPP_US | Internal | Winter | B17 | 100 | 437 | 0 | 58.89 | 51.9 | 7 | 0
2020 | MAPP_CA_2_MAPP_US | MAPP_CA | MAPP_US | Internal | Winter | B18 | 400 | 437 | 0 | 55.48 | 48.49 | 7 | 0
2020 | MAPP_CA_2_MAPP_US | MAPP_CA | MAPP_US | Internal | Winter | B19 | 700 | 437 | 0 | 53.46 | 48.49 | 7 | 0
2020 | MAPP_CA_2_MAPP_US | MAPP_CA | MAPP_US | Internal | Winter | B20 | 935 | 437 | 0 | 53.46 | 39.64 | 7 | 0
2020 | MAPP_CA_2_MISO_W | MAPP_CA | MISO_W | Internal | Shoulder | B11 | 25 | 2058 | 2058 | 61.47 | 63.95 | 0.01 | 2.47
2020 | MAPP_CA_2_MISO_W | MAPP_CA | MISO_W | Internal | Shoulder | B12 | 200 | 2058 | 1200.66 | 55.3 | 55.31 | 0.01 | 0
2020 | MAPP_CA_2_MISO_W | MAPP_CA | MISO_W | Internal | Shoulder | B13 | 600 | 2058 | 1285.71 | 53.42 | 53.43 | 0.01 | 0
2020 | MAPP_CA_2_MISO_W | MAPP_CA | MISO_W | Internal | Shoulder | B14 | 900 | 2058 | 577.21 | 52.97 | 52.98 | 0.01 | 0
2020 | MAPP_CA_2_MISO_W | MAPP_CA | MISO_W | Internal | Shoulder | B15 | 1203 | 2058 | 0 | 52.97 | 44.7 | 0.01 | 0
2020 | MAPP_CA_2_MISO_W | MAPP_CA | MISO_W | Internal | Summer | B1 | 10 | 2058 | 2058 | 76.08 | 90.08 | 0.01 | 13.99
2020 | MAPP_CA_2_MISO_W | MAPP_CA | MISO_W | Internal | Summer | B2 | 25 | 2058 | 2058 | 74.25 | 88.25 | 0.01 | 13.99
2020 | MAPP_CA_2_MISO_W | MAPP_CA | MISO_W | Internal | Summer | B3 | 75 | 2058 | 2058 | 72.67 | 86.67 | 0.01 | 13.99
2020 | MAPP_CA_2_MISO_W | MAPP_CA | MISO_W | Internal | Summer | B4 | 100 | 2058 | 2058 | 70.48 | 84.48 | 0.01 | 13.99
2020 | MAPP_CA_2_MISO_W | MAPP_CA | MISO_W | Internal | Summer | B5 | 200 | 2058 | 2058 | 65.47 | 72.48 | 0.01 | 7
2020 | MAPP_CA_2_MISO_W | MAPP_CA | MISO_W | Internal | Summer | B6 | 300 | 2058 | 1893.08 | 55.95 | 55.96 | 0.01 | 0
2020 | MAPP_CA_2_MISO_W | MAPP_CA | MISO_W | Internal | Summer | B7 | 400 | 2058 | 1459.06 | 52.09 | 52.1 | 0.01 | 0
2020 | MAPP_CA_2_MISO_W | MAPP_CA | MISO_W | Internal | Summer | B8 | 500 | 2058 | 0 | 49.94 | 49.93 | 0.01 | 0
2020 | MAPP_CA_2_MISO_W | MAPP_CA | MISO_W | Internal | Summer | B9 | 800 | 2058 | 0 | 49.94 | 47.11 | 0.01 | 0
2020 | MAPP_CA_2_MISO_W | MAPP_CA | MISO_W | Internal | Summer | B10 | 1262 | 2058 | 0 | 49.94 | 41.36 | 0.01 | 0
2020 | MAPP_CA_2_MISO_W | MAPP_CA | MISO_W | Internal | Winter | B16 | 25 | 2058 | 1062.78 | 62.28 | 62.29 | 0.01 | 0
2020 | MAPP_CA_2_MISO_W | MAPP_CA | MISO_W | Internal | Winter | B17 | 100 | 2058 | 709.95 | 58.89 | 58.9 | 0.01 | 0
2020 | MAPP_CA_2_MISO_W | MAPP_CA | MISO_W | Internal | Winter | B18 | 400 | 2058 | 808.55 | 55.48 | 55.49 | 0.01 | 0
2020 | MAPP_CA_2_MISO_W | MAPP_CA | MISO_W | Internal | Winter | B19 | 700 | 2058 | 289.76 | 53.46 | 53.47 | 0.01 | 0
2020 | MAPP_CA_2_MISO_W | MAPP_CA | MISO_W | Internal | Winter | B20 | 935 | 2058 | 0 | 53.46 | 43.6 | 0.01 | 0
2020 | MAPP_US_2_MAPP_CA | MAPP_US | MAPP_CA | Internal | Shoulder | B11 | 25 | 230 | 0 | 59.95 | 61.47 | 7 | 0
2020 | MAPP_US_2_MAPP_CA | MAPP_US | MAPP_CA | Internal | Shoulder | B12 | 200 | 230 | 0 | 48.75 | 55.3 | 7 | 0
2020 | MAPP_US_2_MAPP_CA | MAPP_US | MAPP_CA | Internal | Shoulder | B13 | 600 | 230 | 0 | 46.43 | 53.42 | 7 | 0
2020 | MAPP_US_2_MAPP_CA | MAPP_US | MAPP_CA | Internal | Shoulder | B14 | 900 | 230 | 0 | 45.98 | 52.97 | 7 | 0
2020 | MAPP_US_2_MAPP_CA | MAPP_US | MAPP_CA | Internal | Shoulder | B15 | 1203 | 230 | 230 | 42.36 | 52.97 | 7 | 3.61
2020 | MAPP_US_2_MAPP_CA | MAPP_US | MAPP_CA | Internal | Summer | B1 | 10 | 230 | 0 | 83.08 | 76.08 | 7 | 0
2020 | MAPP_US_2_MAPP_CA | MAPP_US | MAPP_CA | Internal | Summer | B2 | 25 | 230 | 0 | 81.25 | 74.25 | 7 | 0
2020 | MAPP_US_2_MAPP_CA | MAPP_US | MAPP_CA | Internal | Summer | B3 | 75 | 230 | 0 | 79.67 | 72.67 | 7 | 0
2020 | MAPP_US_2_MAPP_CA | MAPP_US | MAPP_CA | Internal | Summer | B4 | 100 | 230 | 0 | 77.48 | 70.48 | 7 | 0
2020 | MAPP_US_2_MAPP_CA | MAPP_US | MAPP_CA | Internal | Summer | B5 | 200 | 230 | 0 | 72.47 | 65.47 | 7 | 0
2020 | MAPP_US_2_MAPP_CA | MAPP_US | MAPP_CA | Internal | Summer | B6 | 300 | 230 | 0 | 55.95 | 55.95 | 7 | 0
2020 | MAPP_US_2_MAPP_CA | MAPP_US | MAPP_CA | Internal | Summer | B7 | 400 | 230 | 0 | 49.47 | 52.09 | 7 | 0
2020 | MAPP_US_2_MAPP_CA | MAPP_US | MAPP_CA | Internal | Summer | B8 | 500 | 230 | 0 | 45.4 | 49.94 | 7 | 0
2020 | MAPP_US_2_MAPP_CA | MAPP_US | MAPP_CA | Internal | Summer | B9 | 800 | 230 | 0 | 43.09 | 49.94 | 7 | 0
2020 | MAPP_US_2_MAPP_CA | MAPP_US | MAPP_CA | Internal | Summer | B10 | 1262 | 230 | 230 | 37.36 | 49.94 | 7 | 5.58
2020 | MAPP_US_2_MAPP_CA | MAPP_US | MAPP_CA | Internal | Winter | B16 | 25 | 230 | 0 | 55.29 | 62.28 | 7 | 0
2020 | MAPP_US_2_MAPP_CA | MAPP_US | MAPP_CA | Internal | Winter | B17 | 100 | 230 | 0 | 51.9 | 58.89 | 7 | 0
2020 | MAPP_US_2_MAPP_CA | MAPP_US | MAPP_CA | Internal | Winter | B18 | 400 | 230 | 0 | 48.49 | 55.48 | 7 | 0
2020 | MAPP_US_2_MAPP_CA | MAPP_US | MAPP_CA | Internal | Winter | B19 | 700 | 230 | 0 | 48.49 | 53.46 | 7 | 0
2020 | MAPP_US_2_MAPP_CA | MAPP_US | MAPP_CA | Internal | Winter | B20 | 935 | 230 | 230 | 39.64 | 53.46 | 7 | 6.82
2020 | MAPP_US_2_MISO_W | MAPP_US | MISO_W | Internal | Shoulder | B11 | 25 | 2635 | 0 | 59.95 | 63.95 | 7 | 0
2020 | MAPP_US_2_MISO_W | MAPP_US | MISO_W | Internal | Shoulder | B12 | 200 | 2635 | 0 | 48.75 | 55.31 | 7 | 0
2020 | MAPP_US_2_MISO_W | MAPP_US | MISO_W | Internal | Shoulder | B13 | 600 | 2635 | 933.41 | 46.43 | 53.43 | 7 | 0
2020 | MAPP_US_2_MISO_W | MAPP_US | MISO_W | Internal | Shoulder | B14 | 900 | 2635 | 202.54 | 45.98 | 52.98 | 7 | 0
2020 | MAPP_US_2_MISO_W | MAPP_US | MISO_W | Internal | Shoulder | B15 | 1203 | 2635 | 0 | 42.36 | 44.7 | 7 | 0
2020 | MAPP_US_2_MISO_W | MAPP_US | MISO_W | Internal | Summer | B1 | 10 | 2635 | 1519.42 | 83.08 | 90.08 | 7 | 0
2020 | MAPP_US_2_MISO_W | MAPP_US | MISO_W | Internal | Summer | B2 | 25 | 2635 | 1503.77 | 81.25 | 88.25 | 7 | 0
2020 | MAPP_US_2_MISO_W | MAPP_US | MISO_W | Internal | Summer | B3 | 75 | 2635 | 982.23 | 79.67 | 86.67 | 7 | 0
2020 | MAPP_US_2_MISO_W | MAPP_US | MISO_W | Internal | Summer | B4 | 100 | 2635 | 1284.08 | 77.48 | 84.48 | 7 | 0
2020 | MAPP_US_2_MISO_W | MAPP_US | MISO_W | Internal | Summer | B5 | 200 | 2635 | 0 | 72.47 | 72.48 | 7 | 0
2020 | MAPP_US_2_MISO_W | MAPP_US | MISO_W | Internal | Summer | B6 | 300 | 2635 | 0 | 55.95 | 55.96 | 7 | 0
2020 | MAPP_US_2_MISO_W | MAPP_US | MISO_W | Internal | Summer | B7 | 400 | 2635 | 0 | 49.47 | 52.1 | 7 | 0
2020 | MAPP_US_2_MISO_W | MAPP_US | MISO_W | Internal | Summer | B8 | 500 | 2635 | 0 | 45.4 | 49.93 | 7 | 0
2020 | MAPP_US_2_MISO_W | MAPP_US | MISO_W | Internal | Summer | B9 | 800 | 2635 | 0 | 43.09 | 47.11 | 7 | 0
2020 | MAPP_US_2_MISO_W | MAPP_US | MISO_W | Internal | Summer | B10 | 1262 | 2635 | 0 | 37.36 | 41.36 | 7 | 0
2020 | MAPP_US_2_MISO_W | MAPP_US | MISO_W | Internal | Winter | B16 | 25 | 2635 | 1253.01 | 55.29 | 62.29 | 7 | 0
2020 | MAPP_US_2_MISO_W | MAPP_US | MISO_W | Internal | Winter | B17 | 100 | 2635 | 996.29 | 51.9 | 58.9 | 7 | 0
2020 | MAPP_US_2_MISO_W | MAPP_US | MISO_W | Internal | Winter | B18 | 400 | 2635 | 537.13 | 48.49 | 55.49 | 7 | 0
2020 | MAPP_US_2_MISO_W | MAPP_US | MISO_W | Internal | Winter | B19 | 700 | 2635 | 0 | 48.49 | 53.47 | 7 | 0
2020 | MAPP_US_2_MISO_W | MAPP_US | MISO_W | Internal | Winter | B20 | 935 | 2635 | 0 | 39.64 | 43.6 | 7 | 0
2020 | MAPP_US_2_NE | MAPP_US | NE | Internal | Shoulder | B11 | 25 | 2000 | 1472.3 | 59.95 | 66.95 | 7 | 0
2020 | MAPP_US_2_NE | MAPP_US | NE | Internal | Shoulder | B12 | 200 | 2000 | 1143.08 | 48.75 | 55.75 | 7 | 0
2020 | MAPP_US_2_NE | MAPP_US | NE | Internal | Shoulder | B13 | 600 | 2000 | 305.44 | 46.43 | 53.43 | 7 | 0
2020 | MAPP_US_2_NE | MAPP_US | NE | Internal | Shoulder | B14 | 900 | 2000 | 0 | 45.98 | 51.39 | 7 | 0
2020 | MAPP_US_2_NE | MAPP_US | NE | Internal | Shoulder | B15 | 1203 | 2000 | 0 | 42.36 | 47.68 | 7 | 0
2020 | MAPP_US_2_NE | MAPP_US | NE | Internal | Summer | B1 | 10 | 2000 | 8.53 | 83.08 | 90.08 | 7 | 0
2020 | MAPP_US_2_NE | MAPP_US | NE | Internal | Summer | B2 | 25 | 2000 | 0 | 81.25 | 83.25 | 7 | 0
2020 | MAPP_US_2_NE | MAPP_US | NE | Internal | Summer | B3 | 75 | 2000 | 0 | 79.67 | 83.49 | 7 | 0
2020 | MAPP_US_2_NE | MAPP_US | NE | Internal | Summer | B4 | 100 | 2000 | 0 | 77.48 | 80.16 | 7 | 0
2020 | MAPP_US_2_NE | MAPP_US | NE | Internal | Summer | B5 | 200 | 2000 | 1464.64 | 72.47 | 79.47 | 7 | 0
2020 | MAPP_US_2_NE | MAPP_US | NE | Internal | Summer | B6 | 300 | 2000 | 1406.28 | 55.95 | 62.95 | 7 | 0
2020 | MAPP_US_2_NE | MAPP_US | NE | Internal | Summer | B7 | 400 | 2000 | 1545.49 | 49.47 | 56.47 | 7 | 0
2020 | MAPP_US_2_NE | MAPP_US | NE | Internal | Summer | B8 | 500 | 2000 | 1908.06 | 45.4 | 52.4 | 7 | 0
2020 | MAPP_US_2_NE | MAPP_US | NE | Internal | Summer | B9 | 800 | 2000 | 1175.8 | 43.09 | 50.09 | 7 | 0
2020 | MAPP_US_2_NE | MAPP_US | NE | Internal | Summer | B10 | 1262 | 2000 | 841.39 | 37.36 | 44.36 | 7 | 0
2020 | MAPP_US_2_NE | MAPP_US | NE | Internal | Winter | B16 | 25 | 2000 | 0 | 55.29 | 59.11 | 7 | 0
2020 | MAPP_US_2_NE | MAPP_US | NE | Internal | Winter | B17 | 100 | 2000 | 0 | 51.9 | 56.03 | 7 | 0
2020 | MAPP_US_2_NE | MAPP_US | NE | Internal | Winter | B18 | 400 | 2000 | 381 | 48.49 | 55.49 | 7 | 0
2020 | MAPP_US_2_NE | MAPP_US | NE | Internal | Winter | B19 | 700 | 2000 | 0 | 48.49 | 54 | 7 | 0
2020 | MAPP_US_2_NE | MAPP_US | NE | Internal | Winter | B20 | 935 | 2000 | 0 | 39.64 | 45.42 | 7 | 0
2020 | MARITIMES_2_NEISO | MARITIMES | NEISO | Internal | Shoulder | B11 | 25 | 99999 | 1720.66 | 53.19 | 53.2 | 0.01 | 0
2020 | MARITIMES_2_NEISO | MARITIMES | NEISO | Internal | Shoulder | B12 | 200 | 99999 | 1717.44 | 53.19 | 53.2 | 0.01 | 0
2020 | MARITIMES_2_NEISO | MARITIMES | NEISO | Internal | Shoulder | B13 | 600 | 99999 | 1704.78 | 51.31 | 51.32 | 0.01 | 0
2020 | MARITIMES_2_NEISO | MARITIMES | NEISO | Internal | Shoulder | B14 | 900 | 99999 | 1682.64 | 50.81 | 50.82 | 0.01 | 0
2020 | MARITIMES_2_NEISO | MARITIMES | NEISO | Internal | Shoulder | B15 | 1203 | 99999 | 648.08 | 50.81 | 50.82 | 0.01 | 0
2020 | MARITIMES_2_NEISO | MARITIMES | NEISO | Internal | Summer | B1 | 10 | 99999 | 1900.1 | 109.09 | 109.1 | 0.01 | 0
2020 | MARITIMES_2_NEISO | MARITIMES | NEISO | Internal | Summer | B2 | 25 | 99999 | 1878.75 | 82.27 | 82.28 | 0.01 | 0
2020 | MARITIMES_2_NEISO | MARITIMES | NEISO | Internal | Summer | B3 | 75 | 99999 | 1836.38 | 69.48 | 69.49 | 0.01 | 0
2020 | MARITIMES_2_NEISO | MARITIMES | NEISO | Internal | Summer | B4 | 100 | 99999 | 1799.97 | 50.32 | 50.34 | 0.01 | 0
2020 | MARITIMES_2_NEISO | MARITIMES | NEISO | Internal | Summer | B5 | 200 | 99999 | 1780.16 | 50.32 | 50.34 | 0.01 | 0
2020 | MARITIMES_2_NEISO | MARITIMES | NEISO | Internal | Summer | B6 | 300 | 99999 | 1757.82 | 50.32 | 50.34 | 0.01 | 0
2020 | MARITIMES_2_NEISO | MARITIMES | NEISO | Internal | Summer | B7 | 400 | 99999 | 1732.23 | 50.32 | 50.34 | 0.01 | 0
2020 | MARITIMES_2_NEISO | MARITIMES | NEISO | Internal | Summer | B8 | 500 | 99999 | 1712.1 | 50.32 | 50.34 | 0.01 | 0
2020 | MARITIMES_2_NEISO | MARITIMES | NEISO | Internal | Summer | B9 | 800 | 99999 | 1687.45 | 50.32 | 50.34 | 0.01 | 0
2020 | MARITIMES_2_NEISO | MARITIMES | NEISO | Internal | Summer | B10 | 1262 | 99999 | 465.06 | 50.32 | 50.34 | 0.01 | 0
2020 | MARITIMES_2_NEISO | MARITIMES | NEISO | Internal | Winter | B16 | 25 | 99999 | 1765.23 | 62.12 | 62.13 | 0.01 | 0
2020 | MARITIMES_2_NEISO | MARITIMES | NEISO | Internal | Winter | B17 | 100 | 99999 | 1747.34 | 62.12 | 62.13 | 0.01 | 0
2020 | MARITIMES_2_NEISO | MARITIMES | NEISO | Internal | Winter | B18 | 400 | 99999 | 1733.65 | 60.49 | 60.51 | 0.01 | 0
2020 | MARITIMES_2_NEISO | MARITIMES | NEISO | Internal | Winter | B19 | 700 | 99999 | 1708.15 | 58.49 | 58.5 | 0.01 | 0
2020 | MARITIMES_2_NEISO | MARITIMES | NEISO | Internal | Winter | B20 | 935 | 99999 | 723.43 | 58.49 | 58.5 | 0.01 | 0
2020 | MISO_IN_2_MISO_MI | MISO_IN | MISO_MI | Internal | Shoulder | B11 | 25 | 5081 | 0 | 63.95 | 62.18 | 0.01 | 0
2020 | MISO_IN_2_MISO_MI | MISO_IN | MISO_MI | Internal | Shoulder | B12 | 200 | 5081 | 321.08 | 55.31 | 55.33 | 0.01 | 0
2020 | MISO_IN_2_MISO_MI | MISO_IN | MISO_MI | Internal | Shoulder | B13 | 600 | 5081 | 51.37 | 53.43 | 53.44 | 0.01 | 0
2020 | MISO_IN_2_MISO_MI | MISO_IN | MISO_MI | Internal | Shoulder | B14 | 900 | 5081 | 169.88 | 52.98 | 53 | 0.01 | 0
2020 | MISO_IN_2_MISO_MI | MISO_IN | MISO_MI | Internal | Shoulder | B15 | 1203 | 5081 | 1326.04 | 44.7 | 44.71 | 0.01 | 0
2020 | MISO_IN_2_MISO_MI | MISO_IN | MISO_MI | Internal | Summer | B1 | 10 | 5081 | 0 | 90.1 | 90.08 | 0.01 | 0
2020 | MISO_IN_2_MISO_MI | MISO_IN | MISO_MI | Internal | Summer | B2 | 25 | 5081 | 0 | 88.26 | 88.25 | 0.01 | 0
2020 | MISO_IN_2_MISO_MI | MISO_IN | MISO_MI | Internal | Summer | B3 | 75 | 5081 | 0 | 86.65 | 85.01 | 0.01 | 0
2020 | MISO_IN_2_MISO_MI | MISO_IN | MISO_MI | Internal | Summer | B4 | 100 | 5081 | 0 | 84.48 | 84.47 | 0.01 | 0
2020 | MISO_IN_2_MISO_MI | MISO_IN | MISO_MI | Internal | Summer | B5 | 200 | 5081 | 0 | 72.46 | 68.48 | 0.01 | 0
2020 | MISO_IN_2_MISO_MI | MISO_IN | MISO_MI | Internal | Summer | B6 | 300 | 5081 | 0 | 55.97 | 55.96 | 0.01 | 0
2020 | MISO_IN_2_MISO_MI | MISO_IN | MISO_MI | Internal | Summer | B7 | 400 | 5081 | 1584.2 | 52.1 | 52.12 | 0.01 | 0
2020 | MISO_IN_2_MISO_MI | MISO_IN | MISO_MI | Internal | Summer | B8 | 500 | 5081 | 1079.43 | 49.92 | 49.93 | 0.01 | 0
2020 | MISO_IN_2_MISO_MI | MISO_IN | MISO_MI | Internal | Summer | B9 | 800 | 5081 | 1931.9 | 47.11 | 47.12 | 0.01 | 0
2020 | MISO_IN_2_MISO_MI | MISO_IN | MISO_MI | Internal | Summer | B10 | 1262 | 5081 | 2648.05 | 41.39 | 41.4 | 0.01 | 0
2020 | MISO_IN_2_MISO_MI | MISO_IN | MISO_MI | Internal | Winter | B16 | 25 | 5081 | 0 | 62.31 | 62.29 | 0.01 | 0
2020 | MISO_IN_2_MISO_MI | MISO_IN | MISO_MI | Internal | Winter | B17 | 100 | 5081 | 0 | 58.92 | 58.9 | 0.01 | 0
2020 | MISO_IN_2_MISO_MI | MISO_IN | MISO_MI | Internal | Winter | B18 | 400 | 5081 | 0 | 55.49 | 55.48 | 0.01 | 0
2020 | MISO_IN_2_MISO_MI | MISO_IN | MISO_MI | Internal | Winter | B19 | 700 | 5081 | 0 | 53.47 | 53.46 | 0.01 | 0
2020 | MISO_IN_2_MISO_MI | MISO_IN | MISO_MI | Internal | Winter | B20 | 935 | 5081 | 379.31 | 43.6 | 43.61 | 0.01 | 0
2020 | MISO_IN_2_MISO_MO-IL | MISO_IN | MISO_MO-IL | Internal | Shoulder | B11 | 25 | 9129 | 692.98 | 63.95 | 63.96 | 0.01 | 0
2020 | MISO_IN_2_MISO_MO-IL | MISO_IN | MISO_MO-IL | Internal | Shoulder | B12 | 200 | 9129 | 0 | 55.31 | 55.3 | 0.01 | 0
2020 | MISO_IN_2_MISO_MO-IL | MISO_IN | MISO_MO-IL | Internal | Shoulder | B13 | 600 | 9129 | 0 | 53.43 | 53.42 | 0.01 | 0
2020 | MISO_IN_2_MISO_MO-IL | MISO_IN | MISO_MO-IL | Internal | Shoulder | B14 | 900 | 9129 | 0 | 52.98 | 52.97 | 0.01 | 0
2020 | MISO_IN_2_MISO_MO-IL | MISO_IN | MISO_MO-IL | Internal | Shoulder | B15 | 1203 | 9129 | 0 | 44.7 | 44.69 | 0.01 | 0
2020 | MISO_IN_2_MISO_MO-IL | MISO_IN | MISO_MO-IL | Internal | Summer | B1 | 10 | 9129 | 0 | 90.1 | 90.08 | 0.01 | 0
2020 | MISO_IN_2_MISO_MO-IL | MISO_IN | MISO_MO-IL | Internal | Summer | B2 | 25 | 9129 | 0 | 88.26 | 88.25 | 0.01 | 0
2020 | MISO_IN_2_MISO_MO-IL | MISO_IN | MISO_MO-IL | Internal | Summer | B3 | 75 | 9129 | 590.38 | 86.65 | 86.66 | 0.01 | 0
2020 | MISO_IN_2_MISO_MO-IL | MISO_IN | MISO_MO-IL | Internal | Summer | B4 | 100 | 9129 | 0 | 84.48 | 84.47 | 0.01 | 0
2020 | MISO_IN_2_MISO_MO-IL | MISO_IN | MISO_MO-IL | Internal | Summer | B5 | 200 | 9129 | 799.9 | 72.46 | 72.47 | 0.01 | 0
2020 | MISO_IN_2_MISO_MO-IL | MISO_IN | MISO_MO-IL | Internal | Summer | B6 | 300 | 9129 | 0 | 55.97 | 55.97 | 0.01 | 0
2020 | MISO_IN_2_MISO_MO-IL | MISO_IN | MISO_MO-IL | Internal | Summer | B7 | 400 | 9129 | 0 | 52.1 | 52.09 | 0.01 | 0
2020 | MISO_IN_2_MISO_MO-IL | MISO_IN | MISO_MO-IL | Internal | Summer | B8 | 500 | 9129 | 0 | 49.92 | 49.92 | 0.01 | 0
2020 | MISO_IN_2_MISO_MO-IL | MISO_IN | MISO_MO-IL | Internal | Summer | B9 | 800 | 9129 | 0 | 47.11 | 47.1 | 0.01 | 0
2020 | MISO_IN_2_MISO_MO-IL | MISO_IN | MISO_MO-IL | Internal | Summer | B10 | 1262 | 9129 | 0 | 41.39 | 41.37 | 0.01 | 0
2020 | MISO_IN_2_MISO_MO-IL | MISO_IN | MISO_MO-IL | Internal | Winter | B16 | 25 | 9129 | 0 | 62.31 | 62.3 | 0.01 | 0
2020 | MISO_IN_2_MISO_MO-IL | MISO_IN | MISO_MO-IL | Internal | Winter | B17 | 100 | 9129 | 0 | 58.92 | 58.9 | 0.01 | 0
2020 | MISO_IN_2_MISO_MO-IL | MISO_IN | MISO_MO-IL | Internal | Winter | B18 | 400 | 9129 | 0 | 55.49 | 55.48 | 0.01 | 0
2020 | MISO_IN_2_MISO_MO-IL | MISO_IN | MISO_MO-IL | Internal | Winter | B19 | 700 | 9129 | 0 | 53.47 | 53.46 | 0.01 | 0
2020 | MISO_IN_2_MISO_MO-IL | MISO_IN | MISO_MO-IL | Internal | Winter | B20 | 935 | 9129 | 0 | 43.6 | 43.59 | 0.01 | 0
2020 | MISO_IN_2_NonRTO_Midwest | MISO_IN | NonRTO_Midwest | Internal | Shoulder | B11 | 25 | 4800 | 875.29 | 63.95 | 71.95 | 8 | 0
2020 | MISO_IN_2_NonRTO_Midwest | MISO_IN | NonRTO_Midwest | Internal | Shoulder | B12 | 200 | 4800 | 550.5 | 55.31 | 63.31 | 8 | 0
2020 | MISO_IN_2_NonRTO_Midwest | MISO_IN | NonRTO_Midwest | Internal | Shoulder | B13 | 600 | 4800 | 0 | 53.43 | 60.05 | 8 | 0
2020 | MISO_IN_2_NonRTO_Midwest | MISO_IN | NonRTO_Midwest | Internal | Shoulder | B14 | 900 | 4800 | 0 | 52.98 | 45.04 | 8 | 0
2020 | MISO_IN_2_NonRTO_Midwest | MISO_IN | NonRTO_Midwest | Internal | Shoulder | B15 | 1203 | 4800 | 0 | 44.7 | 40.73 | 8 | 0
2020 | MISO_IN_2_NonRTO_Midwest | MISO_IN | NonRTO_Midwest | Internal | Summer | B1 | 10 | 4800 | 0 | 90.1 | 94.16 | 8 | 0
2020 | MISO_IN_2_NonRTO_Midwest | MISO_IN | NonRTO_Midwest | Internal | Summer | B2 | 25 | 4800 | 0 | 88.26 | 94.16 | 8 | 0
2020 | MISO_IN_2_NonRTO_Midwest | MISO_IN | NonRTO_Midwest | Internal | Summer | B3 | 75 | 4800 | 0 | 86.65 | 94.16 | 8 | 0
2020 | MISO_IN_2_NonRTO_Midwest | MISO_IN | NonRTO_Midwest | Internal | Summer | B4 | 100 | 4800 | 1288.1 | 84.48 | 92.48 | 8 | 0
2020 | MISO_IN_2_NonRTO_Midwest | MISO_IN | NonRTO_Midwest | Internal | Summer | B5 | 200 | 4800 | 879.23 | 72.46 | 80.46 | 8 | 0
2020 | MISO_IN_2_NonRTO_Midwest | MISO_IN | NonRTO_Midwest | Internal | Summer | B6 | 300 | 4800 | 499.58 | 55.97 | 63.97 | 8 | 0
2020 | MISO_IN_2_NonRTO_Midwest | MISO_IN | NonRTO_Midwest | Internal | Summer | B7 | 400 | 4800 | 0 | 52.1 | 47.5 | 8 | 0
2020 | MISO_IN_2_NonRTO_Midwest | MISO_IN | NonRTO_Midwest | Internal | Summer | B8 | 500 | 4800 | 0 | 49.92 | 43.88 | 8 | 0
2020 | MISO_IN_2_NonRTO_Midwest | MISO_IN | NonRTO_Midwest | Internal | Summer | B9 | 800 | 4800 | 0 | 47.11 | 41.07 | 8 | 0
2020 | MISO_IN_2_NonRTO_Midwest | MISO_IN | NonRTO_Midwest | Internal | Summer | B10 | 1262 | 4800 | 0 | 41.39 | 37.75 | 8 | 0
2020 | MISO_IN_2_NonRTO_Midwest | MISO_IN | NonRTO_Midwest | Internal | Winter | B16 | 25 | 4800 | 2216.77 | 62.31 | 70.31 | 8 | 0
2020 | MISO_IN_2_NonRTO_Midwest | MISO_IN | NonRTO_Midwest | Internal | Winter | B17 | 100 | 4800 | 1207.59 | 58.92 | 66.92 | 8 | 0
2020 | MISO_IN_2_NonRTO_Midwest | MISO_IN | NonRTO_Midwest | Internal | Winter | B18 | 400 | 4800 | 351.8 | 55.49 | 63.49 | 8 | 0
2020 | MISO_IN_2_NonRTO_Midwest | MISO_IN | NonRTO_Midwest | Internal | Winter | B19 | 700 | 4800 | 0 | 53.47 | 47.44 | 8 | 0
2020 | MISO_IN_2_NonRTO_Midwest | MISO_IN | NonRTO_Midwest | Internal | Winter | B20 | 935 | 4800 | 0 | 43.6 | 38.76 | 8 | 0
2020 | MISO_IN_2_PJM_ROR | MISO_IN | PJM_ROR | Internal | Shoulder | B11 | 25 | 992 | 0 | 63.95 | 61.96 | 2 | 0
2020 | MISO_IN_2_PJM_ROR | MISO_IN | PJM_ROR | Internal | Shoulder | B12 | 200 | 992 | 0 | 55.31 | 57.3 | 2 | 0
2020 | MISO_IN_2_PJM_ROR | MISO_IN | PJM_ROR | Internal | Shoulder | B13 | 600 | 992 | 94.57 | 53.43 | 55.43 | 2 | 0
2020 | MISO_IN_2_PJM_ROR | MISO_IN | PJM_ROR | Internal | Shoulder | B14 | 900 | 992 | 0 | 52.98 | 53.34 | 2 | 0
2020 | MISO_IN_2_PJM_ROR | MISO_IN | PJM_ROR | Internal | Shoulder | B15 | 1203 | 992 | 0 | 44.7 | 46.21 | 2 | 0
2020 | MISO_IN_2_PJM_ROR | MISO_IN | PJM_ROR | Internal | Summer | B1 | 10 | 992 | 0 | 90.1 | 92.08 | 2 | 0
2020 | MISO_IN_2_PJM_ROR | MISO_IN | PJM_ROR | Internal | Summer | B2 | 25 | 992 | 0 | 88.26 | 90.25 | 2 | 0
2020 | MISO_IN_2_PJM_ROR | MISO_IN | PJM_ROR | Internal | Summer | B3 | 75 | 992 | 0 | 86.65 | 86.85 | 2 | 0
2020 | MISO_IN_2_PJM_ROR | MISO_IN | PJM_ROR | Internal | Summer | B4 | 100 | 992 | 0 | 84.48 | 85.77 | 2 | 0
2020 | MISO_IN_2_PJM_ROR | MISO_IN | PJM_ROR | Internal | Summer | B5 | 200 | 992 | 0 | 72.46 | 70.48 | 2 | 0
2020 | MISO_IN_2_PJM_ROR | MISO_IN | PJM_ROR | Internal | Summer | B6 | 300 | 992 | 0 | 55.97 | 57.95 | 2 | 0
2020 | MISO_IN_2_PJM_ROR | MISO_IN | PJM_ROR | Internal | Summer | B7 | 400 | 992 | 0 | 52.1 | 53.59 | 2 | 0
2020 | MISO_IN_2_PJM_ROR | MISO_IN | PJM_ROR | Internal | Summer | B8 | 500 | 992 | 260.62 | 49.92 | 51.92 | 2 | 0
2020 | MISO_IN_2_PJM_ROR | MISO_IN | PJM_ROR | Internal | Summer | B9 | 800 | 992 | 0 | 47.11 | 48.72 | 2 | 0
2020 | MISO_IN_2_PJM_ROR | MISO_IN | PJM_ROR | Internal | Summer | B10 | 1262 | 992 | 0 | 41.39 | 41.74 | 2 | 0
2020 | MISO_IN_2_PJM_ROR | MISO_IN | PJM_ROR | Internal | Winter | B16 | 25 | 992 | 0 | 62.31 | 64.29 | 2 | 0
2020 | MISO_IN_2_PJM_ROR | MISO_IN | PJM_ROR | Internal | Winter | B17 | 100 | 992 | 0 | 58.92 | 60.9 | 2 | 0
2020 | MISO_IN_2_PJM_ROR | MISO_IN | PJM_ROR | Internal | Winter | B18 | 400 | 992 | 0 | 55.49 | 57.48 | 2 | 0
2020 | MISO_IN_2_PJM_ROR | MISO_IN | PJM_ROR | Internal | Winter | B19 | 700 | 992 | 0 | 53.47 | 55.46 | 2 | 0
2020 | MISO_IN_2_PJM_ROR | MISO_IN | PJM_ROR | Internal | Winter | B20 | 935 | 992 | 0 | 43.6 | 43.9 | 2 | 0
2020 | MISO_MI_2_IESO | MISO_MI | IESO | Internal | Shoulder | B11 | 25 | 1580 | 0 | 62.18 | 44.05 | 8 | 0
2020 | MISO_MI_2_IESO | MISO_MI | IESO | Internal | Shoulder | B12 | 200 | 1580 | 0 | 55.33 | 44.05 | 8 | 0
2020 | MISO_MI_2_IESO | MISO_MI | IESO | Internal | Shoulder | B13 | 600 | 1580 | 0 | 53.44 | 44.05 | 8 | 0
2020 | MISO_MI_2_IESO | MISO_MI | IESO | Internal | Shoulder | B14 | 900 | 1580 | 0 | 53 | 44.05 | 8 | 0
2020 | MISO_MI_2_IESO | MISO_MI | IESO | Internal | Shoulder | B15 | 1203 | 1580 | 0 | 44.71 | 44.05 | 8 | 0
2020 | MISO_MI_2_IESO | MISO_MI | IESO | Internal | Summer | B1 | 10 | 1580 | 0 | 90.08 | 69.08 | 8 | 0
2020 | MISO_MI_2_IESO | MISO_MI | IESO | Internal | Summer | B2 | 25 | 1580 | 0 | 88.25 | 60.7 | 8 | 0
2020 | MISO_MI_2_IESO | MISO_MI | IESO | Internal | Summer | B3 | 75 | 1580 | 0 | 85.01 | 54.84 | 8 | 0
2020 | MISO_MI_2_IESO | MISO_MI | IESO | Internal | Summer | B4 | 100 | 1580 | 0 | 84.47 | 54.84 | 8 | 0
2020 | MISO_MI_2_IESO | MISO_MI | IESO | Internal | Summer | B5 | 200 | 1580 | 0 | 68.48 | 50.32 | 8 | 0
2020 | MISO_MI_2_IESO | MISO_MI | IESO | Internal | Summer | B6 | 300 | 1580 | 0 | 55.96 | 47.43 | 8 | 0
2020 | MISO_MI_2_IESO | MISO_MI | IESO | Internal | Summer | B7 | 400 | 1580 | 0 | 52.12 | 45.12 | 8 | 0
2020 | MISO_MI_2_IESO | MISO_MI | IESO | Internal | Summer | B8 | 500 | 1580 | 0 | 49.93 | 42 | 8 | 0
2020 | MISO_MI_2_IESO | MISO_MI | IESO | Internal | Summer | B9 | 800 | 1580 | 0 | 47.12 | 42 | 8 | 0
2020 | MISO_MI_2_IESO | MISO_MI | IESO | Internal | Summer | B10 | 1262 | 1580 | 0 | 41.4 | 42 | 8 | 0
2020 | MISO_MI_2_IESO | MISO_MI | IESO | Internal | Winter | B16 | 25 | 1580 | 0 | 62.29 | 51.06 | 8 | 0
2020 | MISO_MI_2_IESO | MISO_MI | IESO | Internal | Winter | B17 | 100 | 1580 | 0 | 58.9 | 51.06 | 8 | 0
2020 | MISO_MI_2_IESO | MISO_MI | IESO | Internal | Winter | B18 | 400 | 1580 | 0 | 55.48 | 45.9 | 8 | 0
2020 | MISO_MI_2_IESO | MISO_MI | IESO | Internal | Winter | B19 | 700 | 1580 | 0 | 53.46 | 45.9 | 8 | 0
2020 | MISO_MI_2_IESO | MISO_MI | IESO | Internal | Winter | B20 | 935 | 1580 | 0 | 43.61 | 45.9 | 8 | 0
2020 | MISO_MI_2_MISO_IN | MISO_MI | MISO_IN | Internal | Shoulder | B11 | 25 | 2126 | 2126 | 62.18 | 63.95 | 0.01 | 1.76
2020 | MISO_MI_2_MISO_IN | MISO_MI | MISO_IN | Internal | Shoulder | B12 | 200 | 2126 | 0 | 55.33 | 55.31 | 0.01 | 0
2020 | MISO_MI_2_MISO_IN | MISO_MI | MISO_IN | Internal | Shoulder | B13 | 600 | 2126 | 0 | 53.44 | 53.43 | 0.01 | 0
2020 | MISO_MI_2_MISO_IN | MISO_MI | MISO_IN | Internal | Shoulder | B14 | 900 | 2126 | 0 | 53 | 52.98 | 0.01 | 0
2020 | MISO_MI_2_MISO_IN | MISO_MI | MISO_IN | Internal | Shoulder | B15 | 1203 | 2126 | 0 | 44.71 | 44.7 | 0.01 | 0
2020 | MISO_MI_2_MISO_IN | MISO_MI | MISO_IN | Internal | Summer | B1 | 10 | 2126 | 2102.16 | 90.08 | 90.1 | 0.01 | 0
2020 | MISO_MI_2_MISO_IN | MISO_MI | MISO_IN | Internal | Summer | B2 | 25 | 2126 | 1005.72 | 88.25 | 88.26 | 0.01 | 0
2020 | MISO_MI_2_MISO_IN | MISO_MI | MISO_IN | Internal | Summer | B3 | 75 | 2126 | 2126 | 85.01 | 86.65 | 0.01 | 1.62
2020 | MISO_MI_2_MISO_IN | MISO_MI | MISO_IN | Internal | Summer | B4 | 100 | 2126 | 1645.02 | 84.47 | 84.48 | 0.01 | 0
2020 | MISO_MI_2_MISO_IN | MISO_MI | MISO_IN | Internal | Summer | B5 | 200 | 2126 | 2126 | 68.48 | 72.46 | 0.01 | 3.96
2020 | MISO_MI_2_MISO_IN | MISO_MI | MISO_IN | Internal | Summer | B6 | 300 | 2126 | 19.06 | 55.96 | 55.97 | 0.01 | 0
2020 | MISO_MI_2_MISO_IN | MISO_MI | MISO_IN | Internal | Summer | B7 | 400 | 2126 | 0 | 52.12 | 52.1 | 0.01 | 0
2020 | MISO_MI_2_MISO_IN | MISO_MI | MISO_IN | Internal | Summer | B8 | 500 | 2126 | 0 | 49.93 | 49.92 | 0.01 | 0
2020 | MISO_MI_2_MISO_IN | MISO_MI | MISO_IN | Internal | Summer | B9 | 800 | 2126 | 0 | 47.12 | 47.11 | 0.01 | 0
2020 | MISO_MI_2_MISO_IN | MISO_MI | MISO_IN | Internal | Summer | B10 | 1262 | 2126 | 0 | 41.4 | 41.39 | 0.01 | 0
2020 | MISO_MI_2_MISO_IN | MISO_MI | MISO_IN | Internal | Winter | B16 | 25 | 2126 | 2126 | 62.29 | 62.31 | 0.01 | 0.01
2020 | MISO_MI_2_MISO_IN | MISO_MI | MISO_IN | Internal | Winter | B17 | 100 | 2126 | 1386.28 | 58.9 | 58.92 | 0.01 | 0
2020 | MISO_MI_2_MISO_IN | MISO_MI | MISO_IN | Internal | Winter | B18 | 400 | 2126 | 714.6 | 55.48 | 55.49 | 0.01 | 0
2020 | MISO_MI_2_MISO_IN | MISO_MI | MISO_IN | Internal | Winter | B19 | 700 | 2126 | 0 | 53.46 | 53.47 | 0.01 | 0
2020 | MISO_MI_2_MISO_IN | MISO_MI | MISO_IN | Internal | Winter | B20 | 935 | 2126 | 0 | 43.61 | 43.6 | 0.01 | 0
2020 | MISO_MI_2_MISO_WUMS | MISO_MI | MISO_WUMS | Internal | Shoulder | B11 | 25 | 166 | 166 | 62.18 | 63.94 | 0.01 | 1.74
2020 | MISO_MI_2_MISO_WUMS | MISO_MI | MISO_WUMS | Internal | Shoulder | B12 | 200 | 166 | 0 | 55.33 | 55.3 | 0.01 | 0
2020 | MISO_MI_2_MISO_WUMS | MISO_MI | MISO_WUMS | Internal | Shoulder | B13 | 600 | 166 | 0 | 53.44 | 53.43 | 0.01 | 0
2020 | MISO_MI_2_MISO_WUMS | MISO_MI | MISO_WUMS | Internal | Shoulder | B14 | 900 | 166 | 0 | 53 | 53 | 0.01 | 0
2020 | MISO_MI_2_MISO_WUMS | MISO_MI | MISO_WUMS | Internal | Shoulder | B15 | 1203 | 166 | 0 | 44.71 | 44.71 | 0.01 | 0
2020 | MISO_MI_2_MISO_WUMS | MISO_MI | MISO_WUMS | Internal | Summer | B1 | 10 | 166 | 0 | 90.08 | 90.08 | 0.01 | 0
2020 | MISO_MI_2_MISO_WUMS | MISO_MI | MISO_WUMS | Internal | Summer | B2 | 25 | 166 | 86.85 | 88.25 | 88.26 | 0.01 | 0
2020 | MISO_MI_2_MISO_WUMS | MISO_MI | MISO_WUMS | Internal | Summer | B3 | 75 | 166 | 166 | 85.01 | 86.68 | 0.01 | 1.66
2020 | MISO_MI_2_MISO_WUMS | MISO_MI | MISO_WUMS | Internal | Summer | B4 | 100 | 166 | 0 | 84.47 | 84.47 | 0.01 | 0
2020 | MISO_MI_2_MISO_WUMS | MISO_MI | MISO_WUMS | Internal | Summer | B5 | 200 | 166 | 166 | 68.48 | 72.47 | 0.01 | 3.98
2020 | MISO_MI_2_MISO_WUMS | MISO_MI | MISO_WUMS | Internal | Summer | B6 | 300 | 166 | 0 | 55.96 | 55.95 | 0.01 | 0
2020 | MISO_MI_2_MISO_WUMS | MISO_MI | MISO_WUMS | Internal | Summer | B7 | 400 | 166 | 0 | 52.12 | 52.09 | 0.01 | 0
2020 | MISO_MI_2_MISO_WUMS | MISO_MI | MISO_WUMS | Internal | Summer | B8 | 500 | 166 | 66.56 | 49.93 | 49.94 | 0.01 | 0
2020 | MISO_MI_2_MISO_WUMS | MISO_MI | MISO_WUMS | Internal | Summer | B9 | 800 | 166 | 0 | 47.12 | 47.12 | 0.01 | 0
2020 | MISO_MI_2_MISO_WUMS | MISO_MI | MISO_WUMS | Internal | Summer | B10 | 1262 | 166 | 0 | 41.4 | 41.37 | 0.01 | 0
2020 | MISO_MI_2_MISO_WUMS | MISO_MI | MISO_WUMS | Internal | Winter | B16 | 25 | 166 | 0 | 62.29 | 62.29 | 0.01 | 0
2020 | MISO_MI_2_MISO_WUMS | MISO_MI | MISO_WUMS | Internal | Winter | B17 | 100 | 166 | 0 | 58.9 | 58.9 | 0.01 | 0
2020 | MISO_MI_2_MISO_WUMS | MISO_MI | MISO_WUMS | Internal | Winter | B18 | 400 | 166 | 0 | 55.48 | 55.48 | 0.01 | 0
2020 | MISO_MI_2_MISO_WUMS | MISO_MI | MISO_WUMS | Internal | Winter | B19 | 700 | 166 | 166 | 53.46 | 53.48 | 0.01 | 0.01
2020 | MISO_MI_2_MISO_WUMS | MISO_MI | MISO_WUMS | Internal | Winter | B20 | 935 | 166 | 0 | 43.61 | 43.61 | 0.01 | 0
2020 | MISO_MI_2_PJM_ROR | MISO_MI | PJM_ROR | Internal | Shoulder | B11 | 25 | 1424 | 0 | 62.18 | 61.96 | 2 | 0
2020 | MISO_MI_2_PJM_ROR | MISO_MI | PJM_ROR | Internal | Shoulder | B12 | 200 | 1424 | 0 | 55.33 | 57.3 | 2 | 0
2020 | MISO_MI_2_PJM_ROR | MISO_MI | PJM_ROR | Internal | Shoulder | B13 | 600 | 1424 | 0 | 53.44 | 55.43 | 2 | 0
2020 | MISO_MI_2_PJM_ROR | MISO_MI | PJM_ROR | Internal | Shoulder | B14 | 900 | 1424 | 0 | 53 | 53.34 | 2 | 0
2020 | MISO_MI_2_PJM_ROR | MISO_MI | PJM_ROR | Internal | Shoulder | B15 | 1203 | 1424 | 0 | 44.71 | 46.21 | 2 | 0
2020 | MISO_MI_2_PJM_ROR | MISO_MI | PJM_ROR | Internal | Summer | B1 | 10 | 1424 | 1400.81 | 90.08 | 92.08 | 2 | 0
2020 | MISO_MI_2_PJM_ROR | MISO_MI | PJM_ROR | Internal | Summer | B2 | 25 | 1424 | 594.43 | 88.25 | 90.25 | 2 | 0
2020 | MISO_MI_2_PJM_ROR | MISO_MI | PJM_ROR | Internal | Summer | B3 | 75 | 1424 | 0 | 85.01 | 86.85 | 2 | 0
2020 | MISO_MI_2_PJM_ROR | MISO_MI | PJM_ROR | Internal | Summer | B4 | 100 | 1424 | 0 | 84.47 | 85.77 | 2 | 0
2020 | MISO_MI_2_PJM_ROR | MISO_MI | PJM_ROR | Internal | Summer | B5 | 200 | 1424 | 209.86 | 68.48 | 70.48 | 2 | 0
2020 | MISO_MI_2_PJM_ROR | MISO_MI | PJM_ROR | Internal | Summer | B6 | 300 | 1424 | 0 | 55.96 | 57.95 | 2 | 0
2020 | MISO_MI_2_PJM_ROR | MISO_MI | PJM_ROR | Internal | Summer | B7 | 400 | 1424 | 0 | 52.12 | 53.59 | 2 | 0
2020 | MISO_MI_2_PJM_ROR | MISO_MI | PJM_ROR | Internal | Summer | B8 | 500 | 1424 | 0 | 49.93 | 51.92 | 2 | 0
2020 | MISO_MI_2_PJM_ROR | MISO_MI | PJM_ROR | Internal | Summer | B9 | 800 | 1424 | 0 | 47.12 | 48.72 | 2 | 0
2020 | MISO_MI_2_PJM_ROR | MISO_MI | PJM_ROR | Internal | Summer | B10 | 1262 | 1424 | 0 | 41.4 | 41.74 | 2 | 0
2020 | MISO_MI_2_PJM_ROR | MISO_MI | PJM_ROR | Internal | Winter | B16 | 25 | 1424 | 870.72 | 62.29 | 64.29 | 2 | 0
2020 | MISO_MI_2_PJM_ROR | MISO_MI | PJM_ROR | Internal | Winter | B17 | 100 | 1424 | 527.65 | 58.9 | 60.9 | 2 | 0
2020 | MISO_MI_2_PJM_ROR | MISO_MI | PJM_ROR | Internal | Winter | B18 | 400 | 1424 | 936.8 | 55.48 | 57.48 | 2 | 0
2020 | MISO_MI_2_PJM_ROR | MISO_MI | PJM_ROR | Internal | Winter | B19 | 700 | 1424 | 839.53 | 53.46 | 55.46 | 2 | 0
2020 | MISO_MI_2_PJM_ROR | MISO_MI | PJM_ROR | Internal | Winter | B20 | 935 | 1424 | 0 | 43.61 | 43.9 | 2 | 0
2020 | MISO_MO-IL_2_ENT | MISO_MO-IL | ENT | Internal | Shoulder | B11 | 25 | 2540 | 776.95 | 63.96 | 71.96 | 8 | 0
2020 | MISO_MO-IL_2_ENT | MISO_MO-IL | ENT | Internal | Shoulder | B12 | 200 | 2540 | 0 | 55.3 | 58.77 | 8 | 0
2020 | MISO_MO-IL_2_ENT | MISO_MO-IL | ENT | Internal | Shoulder | B13 | 600 | 2540 | 0 | 53.42 | 58.45 | 8 | 0
2020 | MISO_MO-IL_2_ENT | MISO_MO-IL | ENT | Internal | Shoulder | B14 | 900 | 2540 | 0 | 52.97 | 56.4 | 8 | 0
2020 | MISO_MO-IL_2_ENT | MISO_MO-IL | ENT | Internal | Shoulder | B15 | 1203 | 2540 | 1068.15 | 44.69 | 52.69 | 8 | 0
2020 | MISO_MO-IL_2_ENT | MISO_MO-IL | ENT | Internal | Summer | B1 | 10 | 2540 | 0 | 90.08 | 90.08 | 8 | 0
2020 | MISO_MO-IL_2_ENT | MISO_MO-IL | ENT | Internal | Summer | B2 | 25 | 2540 | 0 | 88.25 | 88.25 | 8 | 0
2020 | MISO_MO-IL_2_ENT | MISO_MO-IL | ENT | Internal | Summer | B3 | 75 | 2540 | 0 | 86.66 | 87.4 | 8 | 0
2020 | MISO_MO-IL_2_ENT | MISO_MO-IL | ENT | Internal | Summer | B4 | 100 | 2540 | 0 | 84.47 | 84.44 | 8 | 0
2020 | MISO_MO-IL_2_ENT | MISO_MO-IL | ENT | Internal | Summer | B5 | 200 | 2540 | 1366.48 | 72.47 | 80.47 | 8 | 0
2020 | MISO_MO-IL_2_ENT | MISO_MO-IL | ENT | Internal | Summer | B6 | 300 | 2540 | 1336.04 | 55.97 | 63.97 | 8 | 0
2020 | MISO_MO-IL_2_ENT | MISO_MO-IL | ENT | Internal | Summer | B7 | 400 | 2540 | 0 | 52.09 | 57.41 | 8 | 0
2020 | MISO_MO-IL_2_ENT | MISO_MO-IL | ENT | Internal | Summer | B8 | 500 | 2540 | 0 | 49.92 | 57.41 | 8 | 0
2020 | MISO_MO-IL_2_ENT | MISO_MO-IL | ENT | Internal | Summer | B9 | 800 | 2540 | 1835.13 | 47.1 | 55.1 | 8 | 0
2020 | MISO_MO-IL_2_ENT | MISO_MO-IL | ENT | Internal | Summer | B10 | 1262 | 2540 | 1299.9 | 41.37 | 49.37 | 8 | 0
2020 | MISO_MO-IL_2_ENT | MISO_MO-IL | ENT | Internal | Winter | B16 | 25 | 2540 | 0 | 62.3 | 64.12 | 8 | 0
2020 | MISO_MO-IL_2_ENT | MISO_MO-IL | ENT | Internal | Winter | B17 | 100 | 2540 | 0 | 58.9 | 61.04 | 8 | 0
2020 | MISO_MO-IL_2_ENT | MISO_MO-IL | ENT | Internal | Winter | B18 | 400 | 2540 | 0 | 55.48 | 60.51 | 8 | 0
2020 | MISO_MO-IL_2_ENT | MISO_MO-IL | ENT | Internal | Winter | B19 | 700 | 2540 | 0 | 53.46 | 59.01 | 8 | 0
2020 | MISO_MO-IL_2_ENT | MISO_MO-IL | ENT | Internal | Winter | B20 | 935 | 2540 | 0 | 43.59 | 50.43 | 8 | 0
2020 | MISO_MO-IL_2_MISO_IN | MISO_MO-IL | MISO_IN | Internal | Shoulder | B11 | 25 | 6229 | 0 | 63.96 | 63.95 | 0.01 | 0
2020 | MISO_MO-IL_2_MISO_IN | MISO_MO-IL | MISO_IN | Internal | Shoulder | B12 | 200 | 6229 | 1052.35 | 55.3 | 55.31 | 0.01 | 0
2020 | MISO_MO-IL_2_MISO_IN | MISO_MO-IL | MISO_IN | Internal | Shoulder | B13 | 600 | 6229 | 0 | 53.42 | 53.43 | 0.01 | 0
2020 | MISO_MO-IL_2_MISO_IN | MISO_MO-IL | MISO_IN | Internal | Shoulder | B14 | 900 | 6229 | 185.16 | 52.97 | 52.98 | 0.01 | 0
2020 | MISO_MO-IL_2_MISO_IN | MISO_MO-IL | MISO_IN | Internal | Shoulder | B15 | 1203 | 6229 | 955.33 | 44.69 | 44.7 | 0.01 | 0
2020 | MISO_MO-IL_2_MISO_IN | MISO_MO-IL | MISO_IN | Internal | Summer | B1 | 10 | 6229 | 575.37 | 90.08 | 90.1 | 0.01 | 0
2020 | MISO_MO-IL_2_MISO_IN | MISO_MO-IL | MISO_IN | Internal | Summer | B2 | 25 | 6229 | 1403.59 | 88.25 | 88.26 | 0.01 | 0
2020 | MISO_MO-IL_2_MISO_IN | MISO_MO-IL | MISO_IN | Internal | Summer | B3 | 75 | 6229 | 0 | 86.66 | 86.65 | 0.01 | 0
2020 | MISO_MO-IL_2_MISO_IN | MISO_MO-IL | MISO_IN | Internal | Summer | B4 | 100 | 6229 | 368.1 | 84.47 | 84.48 | 0.01 | 0
2020 | MISO_MO-IL_2_MISO_IN | MISO_MO-IL | MISO_IN | Internal | Summer | B5 | 200 | 6229 | 0 | 72.47 | 72.46 | 0.01 | 0
2020 | MISO_MO-IL_2_MISO_IN | MISO_MO-IL | MISO_IN | Internal | Summer | B6 | 300 | 6229 | 0 | 55.97 | 55.97 | 0.01 | 0
2020 | MISO_MO-IL_2_MISO_IN | MISO_MO-IL | MISO_IN | Internal | Summer | B7 | 400 | 6229 | 1302.2 | 52.09 | 52.1 | 0.01 | 0
2020 | MISO_MO-IL_2_MISO_IN | MISO_MO-IL | MISO_IN | Internal | Summer | B8 | 500 | 6229 | 0 | 49.92 | 49.92 | 0.01 | 0
2020 | MISO_MO-IL_2_MISO_IN | MISO_MO-IL | MISO_IN | Internal | Summer | B9 | 800 | 6229 | 178.4 | 47.1 | 47.11 | 0.01 | 0
2020 | MISO_MO-IL_2_MISO_IN | MISO_MO-IL | MISO_IN | Internal | Summer | B10 | 1262 | 6229 | 584.64 | 41.37 | 41.39 | 0.01 | 0
2020 | MISO_MO-IL_2_MISO_IN | MISO_MO-IL | MISO_IN | Internal | Winter | B16 | 25 | 6229 | 1591.42 | 62.3 | 62.31 | 0.01 | 0
2020 | MISO_MO-IL_2_MISO_IN | MISO_MO-IL | MISO_IN | Internal | Winter | B17 | 100 | 6229 | 721.22 | 58.9 | 58.92 | 0.01 | 0
2020 | MISO_MO-IL_2_MISO_IN | MISO_MO-IL | MISO_IN | Internal | Winter | B18 | 400 | 6229 | 460.31 | 55.48 | 55.49 | 0.01 | 0
2020 | MISO_MO-IL_2_MISO_IN | MISO_MO-IL | MISO_IN | Internal | Winter | B19 | 700 | 6229 | 0 | 53.46 | 53.47 | 0.01 | 0
2020 | MISO_MO-IL_2_MISO_IN | MISO_MO-IL | MISO_IN | Internal | Winter | B20 | 935 | 6229 | 668.53 | 43.59 | 43.6 | 0.01 | 0
2020 | MISO_MO-IL_2_MISO_W | MISO_MO-IL | MISO_W | Internal | Shoulder | B11 | 25 | 5033 | 0 | 63.96 | 63.95 | 0.01 | 0
2020 | MISO_MO-IL_2_MISO_W | MISO_MO-IL | MISO_W | Internal | Shoulder | B12 | 200 | 5033 | 48.78 | 55.3 | 55.31 | 0.01 | 0
2020 | MISO_MO-IL_2_MISO_W | MISO_MO-IL | MISO_W | Internal | Shoulder | B13 | 600 | 5033 | 0 | 53.42 | 53.43 | 0.01 | 0
2020 | MISO_MO-IL_2_MISO_W | MISO_MO-IL | MISO_W | Internal | Shoulder | B14 | 900 | 5033 | 1654.96 | 52.97 | 52.98 | 0.01 | 0
2020 | MISO_MO-IL_2_MISO_W | MISO_MO-IL | MISO_W | Internal | Shoulder | B15 | 1203 | 5033 | 974.14 | 44.69 | 44.7 | 0.01 | 0
2020 | MISO_MO-IL_2_MISO_W | MISO_MO-IL | MISO_W | Internal | Summer | B1 | 10 | 5033 | 0 | 90.08 | 90.08 | 0.01 | 0
2020 | MISO_MO-IL_2_MISO_W | MISO_MO-IL | MISO_W | Internal | Summer | B2 | 25 | 5033 | 0 | 88.25 | 88.25 | 0.01 | 0
2020 | MISO_MO-IL_2_MISO_W | MISO_MO-IL | MISO_W | Internal | Summer | B3 | 75 | 5033 | 2196.79 | 86.66 | 86.67 | 0.01 | 0
2020 | MISO_MO-IL_2_MISO_W | MISO_MO-IL | MISO_W | Internal | Summer | B4 | 100 | 5033 | 153.12 | 84.47 | 84.48 | 0.01 | 0
2020 | MISO_MO-IL_2_MISO_W | MISO_MO-IL | MISO_W | Internal | Summer | B5 | 200 | 5033 | 464.56 | 72.47 | 72.48 | 0.01 | 0
2020 | MISO_MO-IL_2_MISO_W | MISO_MO-IL | MISO_W | Internal | Summer | B6 | 300 | 5033 | 0 | 55.97 | 55.96 | 0.01 | 0
2020 | MISO_MO-IL_2_MISO_W | MISO_MO-IL | MISO_W | Internal | Summer | B7 | 400 | 5033 | 195.2 | 52.09 | 52.1 | 0.01 | 0
2020 | MISO_MO-IL_2_MISO_W | MISO_MO-IL | MISO_W | Internal | Summer | B8 | 500 | 5033 | 1902.74 | 49.92 | 49.93 | 0.01 | 0
2020 | MISO_MO-IL_2_MISO_W | MISO_MO-IL | MISO_W | Internal | Summer | B9 | 800 | 5033 | 1732.43 | 47.1 | 47.11 | 0.01 | 0
2020 | MISO_MO-IL_2_MISO_W | MISO_MO-IL | MISO_W | Internal | Summer | B10 | 1262 | 5033 | 0 | 41.37 | 41.36 | 0.01 | 0
2020 | MISO_MO-IL_2_MISO_W | MISO_MO-IL | MISO_W | Internal | Winter | B16 | 25 | 5033 | 0 | 62.3 | 62.29 | 0.01 | 0
2020 | MISO_MO-IL_2_MISO_W | MISO_MO-IL | MISO_W | Internal | Winter | B17 | 100 | 5033 | 0 | 58.9 | 58.9 | 0.01 | 0
2020 | MISO_MO-IL_2_MISO_W | MISO_MO-IL | MISO_W | Internal | Winter | B18 | 400 | 5033 | 252.19 | 55.48 | 55.49 | 0.01 | 0
2020 | MISO_MO-IL_2_MISO_W | MISO_MO-IL | MISO_W | Internal | Winter | B19 | 700 | 5033 | 1367.37 | 53.46 | 53.47 | 0.01 | 0
2020 | MISO_MO-IL_2_MISO_W | MISO_MO-IL | MISO_W | Internal | Winter | B20 | 935 | 5033 | 678.8 | 43.59 | 43.6 | 0.01 | 0
2020 | MISO_MO-IL_2_PJM_ROR | MISO_MO-IL | PJM_ROR | Internal | Shoulder | B11 | 25 | 1212 | 0 | 63.96 | 61.96 | 2 | 0
2020 | MISO_MO-IL_2_PJM_ROR | MISO_MO-IL | PJM_ROR | Internal | Shoulder | B12 | 200 | 1212 | 69.21 | 55.3 | 57.3 | 2 | 0
2020 | MISO_MO-IL_2_PJM_ROR | MISO_MO-IL | PJM_ROR | Internal | Shoulder | B13 | 600 | 1212 | 1212 | 53.42 | 55.43 | 2 | 0
2020 | MISO_MO-IL_2_PJM_ROR | MISO_MO-IL | PJM_ROR | Internal | Shoulder | B14 | 900 | 1212 | 0 | 52.97 | 53.34 | 2 | 0
2020 | MISO_MO-IL_2_PJM_ROR | MISO_MO-IL | PJM_ROR | Internal | Shoulder | B15 | 1203 | 1212 | 0 | 44.69 | 46.21 | 2 | 0
2020 | MISO_MO-IL_2_PJM_ROR | MISO_MO-IL | PJM_ROR | Internal | Summer | B1 | 10 | 1212 | 493.28 | 90.08 | 92.08 | 2 | 0
2020 | MISO_MO-IL_2_PJM_ROR | MISO_MO-IL | PJM_ROR | Internal | Summer | B2 | 25 | 1212 | 466.61 | 88.25 | 90.25 | 2 | 0
2020 | MISO_MO-IL_2_PJM_ROR | MISO_MO-IL | PJM_ROR | Internal | Summer | B3 | 75 | 1212 | 0 | 86.66 | 86.85 | 2 | 0
2020 | MISO_MO-IL_2_PJM_ROR | MISO_MO-IL | PJM_ROR | Internal | Summer | B4 | 100 | 1212 | 0 | 84.47 | 85.77 | 2 | 0
2020 | MISO_MO-IL_2_PJM_ROR | MISO_MO-IL | PJM_ROR | Internal | Summer | B5 | 200 | 1212 | 0 | 72.47 | 70.48 | 2 | 0
2020 | MISO_MO-IL_2_PJM_ROR | MISO_MO-IL | PJM_ROR | Internal | Summer | B6 | 300 | 1212 | 0 | 55.97 | 57.95 | 2 | 0
2020 | MISO_MO-IL_2_PJM_ROR | MISO_MO-IL | PJM_ROR | Internal | Summer | B7 | 400 | 1212 | 0 | 52.09 | 53.59 | 2 | 0
2020 | MISO_MO-IL_2_PJM_ROR | MISO_MO-IL | PJM_ROR | Internal | Summer | B8 | 500 | 1212 | 671.23 | 49.92 | 51.92 | 2 | 0
2020 | MISO_MO-IL_2_PJM_ROR | MISO_MO-IL | PJM_ROR | Internal | Summer | B9 | 800 | 1212 | 0 | 47.1 | 48.72 | 2 | 0
2020 | MISO_MO-IL_2_PJM_ROR | MISO_MO-IL | PJM_ROR | Internal | Summer | B10 | 1262 | 1212 | 0 | 41.37 | 41.74 | 2 | 0
2020 | MISO_MO-IL_2_PJM_ROR | MISO_MO-IL | PJM_ROR | Internal | Winter | B16 | 25 | 1212 | 0 | 62.3 | 64.29 | 2 | 0
2020 | MISO_MO-IL_2_PJM_ROR | MISO_MO-IL | PJM_ROR | Internal | Winter | B17 | 100 | 1212 | 269.17 | 58.9 | 60.9 | 2 | 0
2020 | MISO_MO-IL_2_PJM_ROR | MISO_MO-IL | PJM_ROR | Internal | Winter | B18 | 400 | 1212 | 549.46 | 55.48 | 57.48 | 2 | 0
2020 | MISO_MO-IL_2_PJM_ROR | MISO_MO-IL | PJM_ROR | Internal | Winter | B19 | 700 | 1212 | 626.16 | 53.46 | 55.46 | 2 | 0
2020 | MISO_MO-IL_2_PJM_ROR | MISO_MO-IL | PJM_ROR | Internal | Winter | B20 | 935 | 1212 | 0 | 43.59 | 43.9 | 2 | 0
2020 | MISO_MO-IL_2_TVA_Transmission | MISO_MO-IL | TVA_Transmission | Internal | Shoulder | B11 | 25 | 4000 | 0 | 63.96 | 67.96 | 8 | 0
2020 | MISO_MO-IL_2_TVA_Transmission | MISO_MO-IL | TVA_Transmission | Internal | Shoulder | B12 | 200 | 4000 | 0 | 55.3 | 60.2 | 8 | 0
2020 | MISO_MO-IL_2_TVA_Transmission | MISO_MO-IL | TVA_Transmission | Internal | Shoulder | B13 | 600 | 4000 | 0 | 53.42 | 57.78 | 8 | 0
2020 | MISO_MO-IL_2_TVA_Transmission | MISO_MO-IL | TVA_Transmission | Internal | Shoulder | B14 | 900 | 4000 | 0 | 52.97 | 53.04 | 8 | 0
2020 | MISO_MO-IL_2_TVA_Transmission | MISO_MO-IL | TVA_Transmission | Internal | Shoulder | B15 | 1203 | 4000 | 0 | 44.69 | 48.73 | 8 | 0
2020 | MISO_MO-IL_2_TVA_Transmission | MISO_MO-IL | TVA_Transmission | Internal | Summer | B1 | 10 | 4000 | 1048.75 | 90.08 | 98.08 | 8 | 0
2020 | MISO_MO-IL_2_TVA_Transmission | MISO_MO-IL | TVA_Transmission | Internal | Summer | B2 | 25 | 4000 | 882.15 | 88.25 | 96.25 | 8 | 0
2020 | MISO_MO-IL_2_TVA_Transmission | MISO_MO-IL | TVA_Transmission | Internal | Summer | B3 | 75 | 4000 | 0 | 86.66 | 92.85 | 8 | 0
2020 | MISO_MO-IL_2_TVA_Transmission | MISO_MO-IL | TVA_Transmission | Internal | Summer | B4 | 100 | 4000 | 0 | 84.47 | 91.77 | 8 | 0
2020 | MISO_MO-IL_2_TVA_Transmission | MISO_MO-IL | TVA_Transmission | Internal | Summer | B5 | 200 | 4000 | 0 | 72.47 | 76.48 | 8 | 0
2020 | MISO_MO-IL_2_TVA_Transmission | MISO_MO-IL | TVA_Transmission | Internal | Summer | B6 | 300 | 4000 | 0 | 55.97 | 63.46 | 8 | 0
2020 | MISO_MO-IL_2_TVA_Transmission | MISO_MO-IL | TVA_Transmission | Internal | Summer | B7 | 400 | 4000 | 0 | 52.09 | 54.48 | 8 | 0
2020 | MISO_MO-IL_2_TVA_Transmission | MISO_MO-IL | TVA_Transmission | Internal | Summer | B8 | 500 | 4000 | 0 | 49.92 | 51.88 | 8 | 0
2020 | MISO_MO-IL_2_TVA_Transmission | MISO_MO-IL | TVA_Transmission | Internal | Summer | B9 | 800 | 4000 | 0 | 47.1 | 49.07 | 8 | 0
2020 | MISO_MO-IL_2_TVA_Transmission | MISO_MO-IL | TVA_Transmission | Internal | Summer | B10 | 1262 | 4000 | 0 | 41.37 | 44.97 | 8 | 0
2020 | MISO_MO-IL_2_TVA_Transmission | MISO_MO-IL | TVA_Transmission | Internal | Winter | B16 | 25 | 4000 | 0 | 62.3 | 70.29 | 8 | 0
2020 | MISO_MO-IL_2_TVA_Transmission | MISO_MO-IL | TVA_Transmission | Internal | Winter | B17 | 100 | 4000 | 0 | 58.9 | 63.58 | 8 | 0
2020 | MISO_MO-IL_2_TVA_Transmission | MISO_MO-IL | TVA_Transmission | Internal | Winter | B18 | 400 | 4000 | 0 | 55.48 | 59.81 | 8 | 0
2020 | MISO_MO-IL_2_TVA_Transmission | MISO_MO-IL | TVA_Transmission | Internal | Winter | B19 | 700 | 4000 | 0 | 53.46 | 55.13 | 8 | 0
2020 | MISO_MO-IL_2_TVA_Transmission | MISO_MO-IL | TVA_Transmission | Internal | Winter | B20 | 935 | 4000 | 0 | 43.59 | 46.76 | 8 | 0
2020 | MISO_W_2_IESO | MISO_W | IESO | Internal | Shoulder | B11 | 25 | 164 | 0 | 63.95 | 44.05 | 8 | 0
2020 | MISO_W_2_IESO | MISO_W | IESO | Internal | Shoulder | B12 | 200 | 164 | 0 | 55.31 | 44.05 | 8 | 0
2020 | MISO_W_2_IESO | MISO_W | IESO | Internal | Shoulder | B13 | 600 | 164 | 0 | 53.43 | 44.05 | 8 | 0
2020 | MISO_W_2_IESO | MISO_W | IESO | Internal | Shoulder | B14 | 900 | 164 | 0 | 52.98 | 44.05 | 8 | 0
2020 | MISO_W_2_IESO | MISO_W | IESO | Internal | Shoulder | B15 | 1203 | 164 | 0 | 44.7 | 44.05 | 8 | 0
2020 | MISO_W_2_IESO | MISO_W | IESO | Internal | Summer | B1 | 10 | 164 | 0 | 90.08 | 69.08 | 8 | 0
2020 | MISO_W_2_IESO | MISO_W | IESO | Internal | Summer | B2 | 25 | 164 | 0 | 88.25 | 60.7 | 8 | 0
2020 | MISO_W_2_IESO | MISO_W | IESO | Internal | Summer | B3 | 75 | 164 | 0 | 86.67 | 54.84 | 8 | 0
2020 | MISO_W_2_IESO | MISO_W | IESO | Internal | Summer | B4 | 100 | 164 | 0 | 84.48 | 54.84 | 8 | 0
2020 | MISO_W_2_IESO | MISO_W | IESO | Internal | Summer | B5 | 200 | 164 | 0 | 72.48 | 50.32 | 8 | 0
2020 | MISO_W_2_IESO | MISO_W | IESO | Internal | Summer | B6 | 300 | 164 | 0 | 55.96 | 47.43 | 8 | 0
2020 | MISO_W_2_IESO | MISO_W | IESO | Internal | Summer | B7 | 400 | 164 | 0 | 52.1 | 45.12 | 8 | 0
2020 | MISO_W_2_IESO | MISO_W | IESO | Internal | Summer | B8 | 500 | 164 | 0 | 49.93 | 42 | 8 | 0
2020 | MISO_W_2_IESO | MISO_W | IESO | Internal | Summer | B9 | 800 | 164 | 0 | 47.11 | 42 | 8 | 0
2020 | MISO_W_2_IESO | MISO_W | IESO | Internal | Summer | B10 | 1262 | 164 | 0 | 41.36 | 42 | 8 | 0
2020 | MISO_W_2_IESO | MISO_W | IESO | Internal | Winter | B16 | 25 | 164 | 0 | 62.29 | 51.06 | 8 | 0
2020 | MISO_W_2_IESO | MISO_W | IESO | Internal | Winter | B17 | 100 | 164 | 0 | 58.9 | 51.06 | 8 | 0
2020 | MISO_W_2_IESO | MISO_W | IESO | Internal | Winter | B18 | 400 | 164 | 0 | 55.49 | 45.9 | 8 | 0
2020 | MISO_W_2_IESO | MISO_W | IESO | Internal | Winter | B19 | 700 | 164 | 0 | 53.47 | 45.9 | 8 | 0
2020 | MISO_W_2_IESO | MISO_W | IESO | Internal | Winter | B20 | 935 | 164 | 0 | 43.6 | 45.9 | 8 | 0
2020 | MISO_W_2_MAPP_CA | MISO_W | MAPP_CA | Internal | Shoulder | B11 | 25 | 788 | 0 | 63.95 | 61.47 | 0.01 | 0
2020 | MISO_W_2_MAPP_CA | MISO_W | MAPP_CA | Internal | Shoulder | B12 | 200 | 788 | 0 | 55.31 | 55.3 | 0.01 | 0
2020 | MISO_W_2_MAPP_CA | MISO_W | MAPP_CA | Internal | Shoulder | B13 | 600 | 788 | 0 | 53.43 | 53.42 | 0.01 | 0
2020 | MISO_W_2_MAPP_CA | MISO_W | MAPP_CA | Internal | Shoulder | B14 | 900 | 788 | 0 | 52.98 | 52.97 | 0.01 | 0
2020 | MISO_W_2_MAPP_CA | MISO_W | MAPP_CA | Internal | Shoulder | B15 | 1203 | 788 | 788 | 44.7 | 52.97 | 0.01 | 8.26
2020 | MISO_W_2_MAPP_CA | MISO_W | MAPP_CA | Internal | Summer | B1 | 10 | 788 | 0 | 90.08 | 76.08 | 0.01 | 0
2020 | MISO_W_2_MAPP_CA | MISO_W | MAPP_CA | Internal | Summer | B2 | 25 | 788 | 0 | 88.25 | 74.25 | 0.01 | 0
2020 | MISO_W_2_MAPP_CA | MISO_W | MAPP_CA | Internal | Summer | B3 | 75 | 788 | 0 | 86.67 | 72.67 | 0.01 | 0
2020 | MISO_W_2_MAPP_CA | MISO_W | MAPP_CA | Internal | Summer | B4 | 100 | 788 | 0 | 84.48 | 70.48 | 0.01 | 0
2020 | MISO_W_2_MAPP_CA | MISO_W | MAPP_CA | Internal | Summer | B5 | 200 | 788 | 0 | 72.48 | 65.47 | 0.01 | 0
2020 | MISO_W_2_MAPP_CA | MISO_W | MAPP_CA | Internal | Summer | B6 | 300 | 788 | 0 | 55.96 | 55.95 | 0.01 | 0
2020 | MISO_W_2_MAPP_CA | MISO_W | MAPP_CA | Internal | Summer | B7 | 400 | 788 | 0 | 52.1 | 52.09 | 0.01 | 0
2020 | MISO_W_2_MAPP_CA | MISO_W | MAPP_CA | Internal | Summer | B8 | 500 | 788 | 777.43 | 49.93 | 49.94 | 0.01 | 0
2020 | MISO_W_2_MAPP_CA | MISO_W | MAPP_CA | Internal | Summer | B9 | 800 | 788 | 788 | 47.11 | 49.94 | 0.01 | 2.82
2020 | MISO_W_2_MAPP_CA | MISO_W | MAPP_CA | Internal | Summer | B10 | 1262 | 788 | 788 | 41.36 | 49.94 | 0.01 | 8.57
2020 | MISO_W_2_MAPP_CA | MISO_W | MAPP_CA | Internal | Winter | B16 | 25 | 788 | 0 | 62.29 | 62.28 | 0.01 | 0
2020 | MISO_W_2_MAPP_CA | MISO_W | MAPP_CA | Internal | Winter | B17 | 100 | 788 | 0 | 58.9 | 58.89 | 0.01 | 0
2020 | MISO_W_2_MAPP_CA | MISO_W | MAPP_CA | Internal | Winter | B18 | 400 | 788 | 0 | 55.49 | 55.48 | 0.01 | 0
2020 | MISO_W_2_MAPP_CA | MISO_W | MAPP_CA | Internal | Winter | B19 | 700 | 788 | 0 | 53.47 | 53.46 | 0.01 | 0
2020 | MISO_W_2_MAPP_CA | MISO_W | MAPP_CA | Internal | Winter | B20 | 935 | 788 | 788 | 43.6 | 53.46 | 0.01 | 9.85
2020 | MISO_W_2_MISO_MO-IL | MISO_W | MISO_MO-IL | Internal | Shoulder | B11 | 25 | 7873 | 624.81 | 63.95 | 63.96 | 0.01 | 0
2020 | MISO_W_2_MISO_MO-IL | MISO_W | MISO_MO-IL | Internal | Shoulder | B12 | 200 | 7873 | 0 | 55.31 | 55.3 | 0.01 | 0
2020 | MISO_W_2_MISO_MO-IL | MISO_W | MISO_MO-IL | Internal | Shoulder | B13 | 600 | 7873 | 0 | 53.43 | 53.42 | 0.01 | 0
2020 | MISO_W_2_MISO_MO-IL | MISO_W | MISO_MO-IL | Internal | Shoulder | B14 | 900 | 7873 | 0 | 52.98 | 52.97 | 0.01 | 0
2020 | MISO_W_2_MISO_MO-IL | MISO_W | MISO_MO-IL | Internal | Shoulder | B15 | 1203 | 7873 | 0 | 44.7 | 44.69 | 0.01 | 0
2020 | MISO_W_2_MISO_MO-IL | MISO_W | MISO_MO-IL | Internal | Summer | B1 | 10 | 7873 | 0 | 90.08 | 90.08 | 0.01 | 0
2020 | MISO_W_2_MISO_MO-IL | MISO_W | MISO_MO-IL | Internal | Summer | B2 | 25 | 7873 | 0 | 88.25 | 88.25 | 0.01 | 0
2020 | MISO_W_2_MISO_MO-IL | MISO_W | MISO_MO-IL | Internal | Summer | B3 | 75 | 7873 | 0 | 86.67 | 86.66 | 0.01 | 0
2020 | MISO_W_2_MISO_MO-IL | MISO_W | MISO_MO-IL | Internal | Summer | B4 | 100 | 7873 | 0 | 84.48 | 84.47 | 0.01 | 0
2020 | MISO_W_2_MISO_MO-IL | MISO_W | MISO_MO-IL | Internal | Summer | B5 | 200 | 7873 | 0 | 72.48 | 72.47 | 0.01 | 0
2020 | MISO_W_2_MISO_MO-IL | MISO_W | MISO_MO-IL | Internal | Summer | B6 | 300 | 7873 | 57.45 | 55.96 | 55.97 | 0.01 | 0
2020 | MISO_W_2_MISO_MO-IL | MISO_W | MISO_MO-IL | Internal | Summer | B7 | 400 | 7873 | 0 | 52.1 | 52.09 | 0.01 | 0
2020 | MISO_W_2_MISO_MO-IL | MISO_W | MISO_MO-IL | Internal | Summer | B8 | 500 | 7873 | 0 | 49.93 | 49.92 | 0.01 | 0
2020 | MISO_W_2_MISO_MO-IL | MISO_W | MISO_MO-IL | Internal | Summer | B9 | 800 | 7873 | 0 | 47.11 | 47.1 | 0.01 | 0
2020 | MISO_W_2_MISO_MO-IL | MISO_W | MISO_MO-IL | Internal | Summer | B10 | 1262 | 7873 | 482.58 | 41.36 | 41.37 | 0.01 | 0
2020 | MISO_W_2_MISO_MO-IL | MISO_W | MISO_MO-IL | Internal | Winter | B16 | 25 | 7873 | 1013.86 | 62.29 | 62.3 | 0.01 | 0
2020 | MISO_W_2_MISO_MO-IL | MISO_W | MISO_MO-IL | Internal | Winter | B17 | 100 | 7873 | 0 | 58.9 | 58.9 | 0.01 | 0
2020 | MISO_W_2_MISO_MO-IL | MISO_W | MISO_MO-IL | Internal | Winter | B18 | 400 | 7873 | 0 | 55.49 | 55.48 | 0.01 | 0
2020 | MISO_W_2_MISO_MO-IL | MISO_W | MISO_MO-IL | Internal | Winter | B19 | 700 | 7873 | 0 | 53.47 | 53.46 | 0.01 | 0
2020 | MISO_W_2_MISO_MO-IL | MISO_W | MISO_MO-IL | Internal | Winter | B20 | 935 | 7873 | 0 | 43.6 | 43.59 | 0.01 | 0
2020 | MISO_W_2_MISO_WUMS | MISO_W | MISO_WUMS | Internal | Shoulder | B11 | 25 | 3756 | 0 | 63.95 | 63.94 | 0.01 | 0
2020 | MISO_W_2_MISO_WUMS | MISO_W | MISO_WUMS | Internal | Shoulder | B12 | 200 | 3756 | 0 | 55.31 | 55.3 | 0.01 | 0
2020 | MISO_W_2_MISO_WUMS | MISO_W | MISO_WUMS | Internal | Shoulder | B13 | 600 | 3756 | 0 | 53.43 | 53.43 | 0.01 | 0
2020 | MISO_W_2_MISO_WUMS | MISO_W | MISO_WUMS | Internal | Shoulder | B14 | 900 | 3756 | 1415.1 | 52.98 | 53 | 0.01 | 0
2020 | MISO_W_2_MISO_WUMS | MISO_W | MISO_WUMS | Internal | Shoulder | B15 | 1203 | 3756 | 1248.02 | 44.7 | 44.71 | 0.01 | 0
2020 | MISO_W_2_MISO_WUMS | MISO_W | MISO_WUMS | Internal | Summer | B1 | 10 | 3756 | 0 | 90.08 | 90.08 | 0.01 | 0
2020 | MISO_W_2_MISO_WUMS | MISO_W | MISO_WUMS | Internal | Summer | B2 | 25 | 3756 | 1206.49 | 88.25 | 88.26 | 0.01 | 0
2020 | MISO_W_2_MISO_WUMS | MISO_W | MISO_WUMS | Internal | Summer | B3 | 75 | 3756 | 528.38 | 86.67 | 86.68 | 0.01 | 0
2020 | MISO_W_2_MISO_WUMS | MISO_W | MISO_WUMS | Internal | Summer | B4 | 100 | 3756 | 0 | 84.48 | 84.47 | 0.01 | 0
2020 | MISO_W_2_MISO_WUMS | MISO_W | MISO_WUMS | Internal | Summer | B5 | 200 | 3756 | 0 | 72.48 | 72.47 | 0.01 | 0
2020 | MISO_W_2_MISO_WUMS | MISO_W | MISO_WUMS | Internal | Summer | B6 | 300 | 3756 | 0 | 55.96 | 55.95 | 0.01 | 0
2020 | MISO_W_2_MISO_WUMS | MISO_W | MISO_WUMS | Internal | Summer | B7 | 400 | 3756 | 0 | 52.1 | 52.09 | 0.01 | 0
2020 | MISO_W_2_MISO_WUMS | MISO_W | MISO_WUMS | Internal | Summer | B8 | 500 | 3756 | 448.67 | 49.93 | 49.94 | 0.01 | 0
2020 | MISO_W_2_MISO_WUMS | MISO_W | MISO_WUMS | Internal | Summer | B9 | 800 | 3756 | 1083.78 | 47.11 | 47.12 | 0.01 | 0
2020 | MISO_W_2_MISO_WUMS | MISO_W | MISO_WUMS | Internal | Summer | B10 | 1262 | 3756 | 1494.09 | 41.36 | 41.37 | 0.01 | 0
2020 | MISO_W_2_MISO_WUMS | MISO_W | MISO_WUMS | Internal | Winter | B16 | 25 | 3756 | 0 | 62.29 | 62.29 | 0.01 | 0
2020 | MISO_W_2_MISO_WUMS | MISO_W | MISO_WUMS | Internal | Winter | B17 | 100 | 3756 | 0 | 58.9 | 58.9 | 0.01 | 0
2020 | MISO_W_2_MISO_WUMS | MISO_W | MISO_WUMS | Internal | Winter | B18 | 400 | 3756 | 0 | 55.49 | 55.48 | 0.01 | 0
2020 | MISO_W_2_MISO_WUMS | MISO_W | MISO_WUMS | Internal | Winter | B19 | 700 | 3756 | 409.84 | 53.47 | 53.48 | 0.01 | 0
2020 | MISO_W_2_MISO_WUMS | MISO_W | MISO_WUMS | Internal | Winter | B20 | 935 | 3756 | 1455.6 | 43.6 | 43.61 | 0.01 | 0
2020 | MISO_W_2_NE | MISO_W | NE | Internal | Shoulder | B11 | 25 | 20297 | 0 | 63.95 | 66.95 | 7 | 0
2020 | MISO_W_2_NE | MISO_W | NE | Internal | Shoulder | B12 | 200 | 20297 | 0 | 55.31 | 55.75 | 7 | 0
2020 | MISO_W_2_NE | MISO_W | NE | Internal | Shoulder | B13 | 600 | 20297 | 0 | 53.43 | 53.43 | 7 | 0
2020 | MISO_W_2_NE | MISO_W | NE | Internal | Shoulder | B14 | 900 | 20297 | 0 | 52.98 | 51.39 | 7 | 0
2020 | MISO_W_2_NE | MISO_W | NE | Internal | Shoulder | B15 | 1203 | 20297 | 0 | 44.7 | 47.68 | 7 | 0
2020 | MISO_W_2_NE | MISO_W | NE | Internal | Summer | B1 | 10 | 20297 | 0 | 90.08 | 90.08 | 7 | 0
2020 | MISO_W_2_NE | MISO_W | NE | Internal | Summer | B2 | 25 | 20297 | 0 | 88.25 | 83.25 | 7 | 0
2020 | MISO_W_2_NE | MISO_W | NE | Internal | Summer | B3 | 75 | 20297 | 0 | 86.67 | 83.49 | 7 | 0
2020 | MISO_W_2_NE | MISO_W | NE | Internal | Summer | B4 | 100 | 20297 | 0 | 84.48 | 80.16 | 7 | 0
2020 | MISO_W_2_NE | MISO_W | NE | Internal | Summer | B5 | 200 | 20297 | 0 | 72.48 | 79.47 | 7 | 0
2020 | MISO_W_2_NE | MISO_W | NE | Internal | Summer | B6 | 300 | 20297 | 0 | 55.96 | 62.95 | 7 | 0
2020 | MISO_W_2_NE | MISO_W | NE | Internal | Summer | B7 | 400 | 20297 | 0 | 52.1 | 56.47 | 7 | 0
2020 | MISO_W_2_NE | MISO_W | NE | Internal | Summer | B8 | 500 | 20297 | 0 | 49.93 | 52.4 | 7 | 0
2020 | MISO_W_2_NE | MISO_W | NE | Internal | Summer | B9 | 800 | 20297 | 0 | 47.11 | 50.09 | 7 | 0
2020 | MISO_W_2_NE | MISO_W | NE | Internal | Summer | B10 | 1262 | 20297 | 0 | 41.36 | 44.36 | 7 | 0
2020 | MISO_W_2_NE | MISO_W | NE | Internal | Winter | B16 | 25 | 20297 | 0 | 62.29 | 59.11 | 7 | 0
2020 | MISO_W_2_NE | MISO_W | NE | Internal | Winter | B17 | 100 | 20297 | 0 | 58.9 | 56.03 | 7 | 0
2020 | MISO_W_2_NE | MISO_W | NE | Internal | Winter | B18 | 400 | 20297 | 0 | 55.49 | 55.49 | 7 | 0
2020 | MISO_W_2_NE | MISO_W | NE | Internal | Winter | B19 | 700 | 20297 | 0 | 53.47 | 54 | 7 | 0
2020 | MISO_W_2_NE | MISO_W | NE | Internal | Winter | B20 | 935 | 20297 | 0 | 43.6 | 45.42 | 7 | 0
2020 | MISO_W_2_PJM_ROR | MISO_W | PJM_ROR | Internal | Shoulder | B11 | 25 | 10135 | 0 | 63.95 | 61.96 | 2 | 0
2020 | MISO_W_2_PJM_ROR | MISO_W | PJM_ROR | Internal | Shoulder | B12 | 200 | 10135 | 0 | 55.31 | 57.3 | 2 | 0
2020 | MISO_W_2_PJM_ROR | MISO_W | PJM_ROR | Internal | Shoulder | B13 | 600 | 10135 | 0 | 53.43 | 55.43 | 2 | 0
2020 | MISO_W_2_PJM_ROR | MISO_W | PJM_ROR | Internal | Shoulder | B14 | 900 | 10135 | 0 | 52.98 | 53.34 | 2 | 0
2020 | MISO_W_2_PJM_ROR | MISO_W | PJM_ROR | Internal | Shoulder | B15 | 1203 | 10135 | 0 | 44.7 | 46.21 | 2 | 0
2020 | MISO_W_2_PJM_ROR | MISO_W | PJM_ROR | Internal | Summer | B1 | 10 | 10135 | 2504.87 | 90.08 | 92.08 | 2 | 0
2020 | MISO_W_2_PJM_ROR | MISO_W | PJM_ROR | Internal | Summer | B2 | 25 | 10135 | 526.65 | 88.25 | 90.25 | 2 | 0
2020 | MISO_W_2_PJM_ROR | MISO_W | PJM_ROR | Internal | Summer | B3 | 75 | 10135 | 0 | 86.67 | 86.85 | 2 | 0
2020 | MISO_W_2_PJM_ROR | MISO_W | PJM_ROR | Internal | Summer | B4 | 100 | 10135 | 0 | 84.48 | 85.77 | 2 | 0
2020 | MISO_W_2_PJM_ROR | MISO_W | PJM_ROR | Internal | Summer | B5 | 200 | 10135 | 0 | 72.48 | 70.48 | 2 | 0
2020 | MISO_W_2_PJM_ROR | MISO_W | PJM_ROR | Internal | Summer | B6 | 300 | 10135 | 0 | 55.96 | 57.95 | 2 | 0
2020 | MISO_W_2_PJM_ROR | MISO_W | PJM_ROR | Internal | Summer | B7 | 400 | 10135 | 0 | 52.1 | 53.59 | 2 | 0
2020 | MISO_W_2_PJM_ROR | MISO_W | PJM_ROR | Internal | Summer | B8 | 500 | 10135 | 0 | 49.93 | 51.92 | 2 | 0
2020 | MISO_W_2_PJM_ROR | MISO_W | PJM_ROR | Internal | Summer | B9 | 800 | 10135 | 0 | 47.11 | 48.72 | 2 | 0
2020 | MISO_W_2_PJM_ROR | MISO_W | PJM_ROR | Internal | Summer | B10 | 1262 | 10135 | 0 | 41.36 | 41.74 | 2 | 0
2020 | MISO_W_2_PJM_ROR | MISO_W | PJM_ROR | Internal | Winter | B16 | 25 | 10135 | 1543.51 | 62.29 | 64.29 | 2 | 0
2020 | MISO_W_2_PJM_ROR | MISO_W | PJM_ROR | Internal | Winter | B17 | 100 | 10135 | 2732.26 | 58.9 | 60.9 | 2 | 0
2020 | MISO_W_2_PJM_ROR | MISO_W | PJM_ROR | Internal | Winter | B18 | 400 | 10135 | 0 | 55.49 | 57.48 | 2 | 0
2020 | MISO_W_2_PJM_ROR | MISO_W | PJM_ROR | Internal | Winter | B19 | 700 | 10135 | 0 | 53.47 | 55.46 | 2 | 0
2020 | MISO_W_2_PJM_ROR | MISO_W | PJM_ROR | Internal | Winter | B20 | 935 | 10135 | 0 | 43.6 | 43.9 | 2 | 0
2020 | MISO_W_2_SPP_N | MISO_W | SPP_N | Internal | Shoulder | B11 | 25 | 3200 | 0 | 63.95 | 66.96 | 7 | 0
2020 | MISO_W_2_SPP_N | MISO_W | SPP_N | Internal | Shoulder | B12 | 200 | 3200 | 0 | 55.31 | 55.76 | 7 | 0
2020 | MISO_W_2_SPP_N | MISO_W | SPP_N | Internal | Shoulder | B13 | 600 | 3200 | 0 | 53.43 | 53.45 | 7 | 0
2020 | MISO_W_2_SPP_N | MISO_W | SPP_N | Internal | Shoulder | B14 | 900 | 3200 | 0 | 52.98 | 51.4 | 7 | 0
2020 | MISO_W_2_SPP_N | MISO_W | SPP_N | Internal | Shoulder | B15 | 1203 | 3200 | 0 | 44.7 | 47.69 | 7 | 0
2020 | MISO_W_2_SPP_N | MISO_W | SPP_N | Internal | Summer | B1 | 10 | 3200 | 0 | 90.08 | 90.1 | 7 | 0
2020 | MISO_W_2_SPP_N | MISO_W | SPP_N | Internal | Summer | B2 | 25 | 3200 | 0 | 88.25 | 83.26 | 7 | 0
2020 | MISO_W_2_SPP_N | MISO_W | SPP_N | Internal | Summer | B3 | 75 | 3200 | 0 | 86.67 | 83.5 | 7 | 0
2020 | MISO_W_2_SPP_N | MISO_W | SPP_N | Internal | Summer | B4 | 100 | 3200 | 0 | 84.48 | 80.18 | 7 | 0
2020 | MISO_W_2_SPP_N | MISO_W | SPP_N | Internal | Summer | B5 | 200 | 3200 | 1985.95 | 72.48 | 79.48 | 7 | 0
2020 | MISO_W_2_SPP_N | MISO_W | SPP_N | Internal | Summer | B6 | 300 | 3200 | 1010.86 | 55.96 | 62.96 | 7 | 0
2020 | MISO_W_2_SPP_N | MISO_W | SPP_N | Internal | Summer | B7 | 400 | 3200 | 0 | 52.1 | 56.49 | 7 | 0
2020 | MISO_W_2_SPP_N | MISO_W | SPP_N | Internal | Summer | B8 | 500 | 3200 | 0 | 49.93 | 52.41 | 7 | 0
2020 | MISO_W_2_SPP_N | MISO_W | SPP_N | Internal | Summer | B9 | 800 | 3200 | 0 | 47.11 | 50.1 | 7 | 0
2020 | MISO_W_2_SPP_N | MISO_W | SPP_N | Internal | Summer | B10 | 1262 | 3200 | 0 | 41.36 | 44.37 | 7 | 0
2020 | MISO_W_2_SPP_N | MISO_W | SPP_N | Internal | Winter | B16 | 25 | 3200 | 0 | 62.29 | 59.12 | 7 | 0
2020 | MISO_W_2_SPP_N | MISO_W | SPP_N | Internal | Winter | B17 | 100 | 3200 | 0 | 58.9 | 56.04 | 7 | 0
2020 | MISO_W_2_SPP_N | MISO_W | SPP_N | Internal | Winter | B18 | 400 | 3200 | 0 | 55.49 | 55.51 | 7 | 0
2020 | MISO_W_2_SPP_N | MISO_W | SPP_N | Internal | Winter | B19 | 700 | 3200 | 0 | 53.47 | 54.01 | 7 | 0
2020 | MISO_W_2_SPP_N | MISO_W | SPP_N | Internal | Winter | B20 | 935 | 3200 | 0 | 43.6 | 45.43 | 7 | 0
2020 | MISO_WUMS_2_MISO_MI | MISO_WUMS | MISO_MI | Internal | Shoulder | B11 | 25 | 148 | 0 | 63.94 | 62.18 | 0.01 | 0
2020 | MISO_WUMS_2_MISO_MI | MISO_WUMS | MISO_MI | Internal | Shoulder | B12 | 200 | 148 | 148 | 55.3 | 55.33 | 0.01 | 0.01
2020 | MISO_WUMS_2_MISO_MI | MISO_WUMS | MISO_MI | Internal | Shoulder | B13 | 600 | 148 | 54.82 | 53.43 | 53.44 | 0.01 | 0
2020 | MISO_WUMS_2_MISO_MI | MISO_WUMS | MISO_MI | Internal | Shoulder | B14 | 900 | 148 | 0 | 53 | 53 | 0.01 | 0
2020 | MISO_WUMS_2_MISO_MI | MISO_WUMS | MISO_MI | Internal | Shoulder | B15 | 1203 | 148 | 0 | 44.71 | 44.71 | 0.01 | 0
2020 | MISO_WUMS_2_MISO_MI | MISO_WUMS | MISO_MI | Internal | Summer | B1 | 10 | 148 | 0 | 90.08 | 90.08 | 0.01 | 0
2020 | MISO_WUMS_2_MISO_MI | MISO_WUMS | MISO_MI | Internal | Summer | B2 | 25 | 148 | 0 | 88.26 | 88.25 | 0.01 | 0
2020 | MISO_WUMS_2_MISO_MI | MISO_WUMS | MISO_MI | Internal | Summer | B3 | 75 | 148 | 0 | 86.68 | 85.01 | 0.01 | 0
2020 | MISO_WUMS_2_MISO_MI | MISO_WUMS | MISO_MI | Internal | Summer | B4 | 100 | 148 | 0 | 84.47 | 84.47 | 0.01 | 0
2020 | MISO_WUMS_2_MISO_MI | MISO_WUMS | MISO_MI | Internal | Summer | B5 | 200 | 148 | 0 | 72.47 | 68.48 | 0.01 | 0
2020 | MISO_WUMS_2_MISO_MI | MISO_WUMS | MISO_MI | Internal | Summer | B6 | 300 | 148 | 66.25 | 55.95 | 55.96 | 0.01 | 0
2020 | MISO_WUMS_2_MISO_MI | MISO_WUMS | MISO_MI | Internal | Summer | B7 | 400 | 148 | 148 | 52.09 | 52.12 | 0.01 | 0.01
2020 | MISO_WUMS_2_MISO_MI | MISO_WUMS | MISO_MI | Internal | Summer | B8 | 500 | 148 | 0 | 49.94 | 49.93 | 0.01 | 0
2020 | MISO_WUMS_2_MISO_MI | MISO_WUMS | MISO_MI | Internal | Summer | B9 | 800 | 148 | 0 | 47.12 | 47.12 | 0.01 | 0
2020 | MISO_WUMS_2_MISO_MI | MISO_WUMS | MISO_MI | Internal | Summer | B10 | 1262 | 148 | 148 | 41.37 | 41.4 | 0.01 | 0.01
2020 | MISO_WUMS_2_MISO_MI | MISO_WUMS | MISO_MI | Internal | Winter | B16 | 25 | 148 | 0 | 62.29 | 62.29 | 0.01 | 0
2020 | MISO_WUMS_2_MISO_MI | MISO_WUMS | MISO_MI | Internal | Winter | B17 | 100 | 148 | 0 | 58.9 | 58.9 | 0.01 | 0
2020 | MISO_WUMS_2_MISO_MI | MISO_WUMS | MISO_MI | Internal | Winter | B18 | 400 | 148 | 0 | 55.48 | 55.48 | 0.01 | 0
2020 | MISO_WUMS_2_MISO_MI | MISO_WUMS | MISO_MI | Internal | Winter | B19 | 700 | 148 | 0 | 53.48 | 53.46 | 0.01 | 0
2020 | MISO_WUMS_2_MISO_MI | MISO_WUMS | MISO_MI | Internal | Winter | B20 | 935 | 148 | 0 | 43.61 | 43.61 | 0.01 | 0
2020 | MISO_WUMS_2_MISO_W | MISO_WUMS | MISO_W | Internal | Shoulder | B11 | 25 | 3264 | 412.93 | 63.94 | 63.95 | 0.01 | 0
2020 | MISO_WUMS_2_MISO_W | MISO_WUMS | MISO_W | Internal | Shoulder | B12 | 200 | 3264 | 34.01 | 55.3 | 55.31 | 0.01 | 0
2020 | MISO_WUMS_2_MISO_W | MISO_WUMS | MISO_W | Internal | Shoulder | B13 | 600 | 3264 | 0 | 53.43 | 53.43 | 0.01 | 0
2020 | MISO_WUMS_2_MISO_W | MISO_WUMS | MISO_W | Internal | Shoulder | B14 | 900 | 3264 | 0 | 53 | 52.98 | 0.01 | 0
2020 | MISO_WUMS_2_MISO_W | MISO_WUMS | MISO_W | Internal | Shoulder | B15 | 1203 | 3264 | 0 | 44.71 | 44.7 | 0.01 | 0
2020 | MISO_WUMS_2_MISO_W | MISO_WUMS | MISO_W | Internal | Summer | B1 | 10 | 3264 | 0 | 90.08 | 90.08 | 0.01 | 0
2020 | MISO_WUMS_2_MISO_W | MISO_WUMS | MISO_W | Internal | Summer | B2 | 25 | 3264 | 0 | 88.26 | 88.25 | 0.01 | 0
2020 | MISO_WUMS_2_MISO_W | MISO_WUMS | MISO_W | Internal | Summer | B3 | 75 | 3264 | 0 | 86.68 | 86.67 | 0.01 | 0
2020 | MISO_WUMS_2_MISO_W | MISO_WUMS | MISO_W | Internal | Summer | B4 | 100 | 3264 | 61.52 | 84.47 | 84.48 | 0.01 | 0
2020 | MISO_WUMS_2_MISO_W | MISO_WUMS | MISO_W | Internal | Summer | B5 | 200 | 3264 | 791.31 | 72.47 | 72.48 | 0.01 | 0
2020 | MISO_WUMS_2_MISO_W | MISO_WUMS | MISO_W | Internal | Summer | B6 | 300 | 3264 | 804.46 | 55.95 | 55.96 | 0.01 | 0
2020 | MISO_WUMS_2_MISO_W | MISO_WUMS | MISO_W | Internal | Summer | B7 | 400 | 3264 | 1341.65 | 52.09 | 52.1 | 0.01 | 0
2020 | MISO_WUMS_2_MISO_W | MISO_WUMS | MISO_W | Internal | Summer | B8 | 500 | 3264 | 0 | 49.94 | 49.93 | 0.01 | 0
2020 | MISO_WUMS_2_MISO_W | MISO_WUMS | MISO_W | Internal | Summer | B9 | 800 | 3264 | 0 | 47.12 | 47.11 | 0.01 | 0
2020 | MISO_WUMS_2_MISO_W | MISO_WUMS | MISO_W | Internal | Summer | B10 | 1262 | 3264 | 0 | 41.37 | 41.36 | 0.01 | 0
2020 | MISO_WUMS_2_MISO_W | MISO_WUMS | MISO_W | Internal | Winter | B16 | 25 | 3264 | 0 | 62.29 | 62.29 | 0.01 | 0
2020 | MISO_WUMS_2_MISO_W | MISO_WUMS | MISO_W | Internal | Winter | B17 | 100 | 3264 | 0 | 58.9 | 58.9 | 0.01 | 0
2020 | MISO_WUMS_2_MISO_W | MISO_WUMS | MISO_W | Internal | Winter | B18 | 400 | 3264 | 114.34 | 55.48 | 55.49 | 0.01 | 0
2020 | MISO_WUMS_2_MISO_W | MISO_WUMS | MISO_W | Internal | Winter | B19 | 700 | 3264 | 0 | 53.48 | 53.47 | 0.01 | 0
2020 | MISO_WUMS_2_MISO_W | MISO_WUMS | MISO_W | Internal | Winter | B20 | 935 | 3264 | 0 | 43.61 | 43.6 | 0.01 | 0
2020 | MISO_WUMS_2_PJM_ROR | MISO_WUMS | PJM_ROR | Internal | Shoulder | B11 | 25 | 1600 | 0 | 63.94 | 61.96 | 2 | 0
2020 | MISO_WUMS_2_PJM_ROR | MISO_WUMS | PJM_ROR | Internal | Shoulder | B12 | 200 | 1600 | 62.87 | 55.3 | 57.3 | 2 | 0
2020 | MISO_WUMS_2_PJM_ROR | MISO_WUMS | PJM_ROR | Internal | Shoulder | B13 | 600 | 1600 | 420.46 | 53.43 | 55.43 | 2 | 0
2020 | MISO_WUMS_2_PJM_ROR | MISO_WUMS | PJM_ROR | Internal | Shoulder | B14 | 900 | 1600 | 0 | 53 | 53.34 | 2 | 0
2020 | MISO_WUMS_2_PJM_ROR | MISO_WUMS | PJM_ROR | Internal | Shoulder | B15 | 1203 | 1600 | 0 | 44.71 | 46.21 | 2 | 0
2020 | MISO_WUMS_2_PJM_ROR | MISO_WUMS | PJM_ROR | Internal | Summer | B1 | 10 | 1600 | 1129.12 | 90.08 | 92.08 | 2 | 0
2020 | MISO_WUMS_2_PJM_ROR | MISO_WUMS | PJM_ROR | Internal | Summer | B2 | 25 | 1600 | 0 | 88.26 | 90.25 | 2 | 0
2020 | MISO_WUMS_2_PJM_ROR | MISO_WUMS | PJM_ROR | Internal | Summer | B3 | 75 | 1600 | 0 | 86.68 | 86.85 | 2 | 0
2020 | MISO_WUMS_2_PJM_ROR | MISO_WUMS | PJM_ROR | Internal | Summer | B4 | 100 | 1600 | 0 | 84.47 | 85.77 | 2 | 0
2020 | MISO_WUMS_2_PJM_ROR | MISO_WUMS | PJM_ROR | Internal | Summer | B5 | 200 | 1600 | 0 | 72.47 | 70.48 | 2 | 0
2020 | MISO_WUMS_2_PJM_ROR | MISO_WUMS | PJM_ROR | Internal | Summer | B6 | 300 | 1600 | 113.46 | 55.95 | 57.95 | 2 | 0
2020 | MISO_WUMS_2_PJM_ROR | MISO_WUMS | PJM_ROR | Internal | Summer | B7 | 400 | 1600 | 0 | 52.09 | 53.59 | 2 | 0
2020 | MISO_WUMS_2_PJM_ROR | MISO_WUMS | PJM_ROR | Internal | Summer | B8 | 500 | 1600 | 0 | 49.94 | 51.92 | 2 | 0
2020 | MISO_WUMS_2_PJM_ROR | MISO_WUMS | PJM_ROR | Internal | Summer | B9 | 800 | 1600 | 0 | 47.12 | 48.72 | 2 | 0
2020 | MISO_WUMS_2_PJM_ROR | MISO_WUMS | PJM_ROR | Internal | Summer | B10 | 1262 | 1600 | 0 | 41.37 | 41.74 | 2 | 0
2020 | MISO_WUMS_2_PJM_ROR | MISO_WUMS | PJM_ROR | Internal | Winter | B16 | 25 | 1600 | 355.34 | 62.29 | 64.29 | 2 | 0
2020 | MISO_WUMS_2_PJM_ROR | MISO_WUMS | PJM_ROR | Internal | Winter | B17 | 100 | 1600 | 548.74 | 58.9 | 60.9 | 2 | 0
2020 | MISO_WUMS_2_PJM_ROR | MISO_WUMS | PJM_ROR | Internal | Winter | B18 | 400 | 1600 | 194.41 | 55.48 | 57.48 | 2 | 0
2020 | MISO_WUMS_2_PJM_ROR | MISO_WUMS | PJM_ROR | Internal | Winter | B19 | 700 | 1600 | 0 | 53.48 | 55.46 | 2 | 0
2020 | MISO_WUMS_2_PJM_ROR | MISO_WUMS | PJM_ROR | Internal | Winter | B20 | 935 | 1600 | 0 | 43.61 | 43.9 | 2 | 0
2020 | NE_2_MAPP_US | NE | MAPP_US | Internal | Shoulder | B11 | 25 | 1600 | 0 | 66.95 | 59.95 | 5 | 0
2020 | NE_2_MAPP_US | NE | MAPP_US | Internal | Shoulder | B12 | 200 | 1600 | 0 | 55.75 | 48.75 | 5 | 0
2020 | NE_2_MAPP_US | NE | MAPP_US | Internal | Shoulder | B13 | 600 | 1600 | 0 | 53.43 | 46.43 | 5 | 0
2020 | NE_2_MAPP_US | NE | MAPP_US | Internal | Shoulder | B14 | 900 | 1600 | 0 | 51.39 | 45.98 | 5 | 0
2020 | NE_2_MAPP_US | NE | MAPP_US | Internal | Shoulder | B15 | 1203 | 1600 | 0 | 47.68 | 42.36 | 5 | 0
2020 | NE_2_MAPP_US | NE | MAPP_US | Internal | Summer | B1 | 10 | 1600 | 0 | 90.08 | 83.08 | 5 | 0
2020 | NE_2_MAPP_US | NE | MAPP_US | Internal | Summer | B2 | 25 | 1600 | 0 | 83.25 | 81.25 | 5 | 0
2020 | NE_2_MAPP_US | NE | MAPP_US | Internal | Summer | B3 | 75 | 1600 | 0 | 83.49 | 79.67 | 5 | 0
2020 | NE_2_MAPP_US | NE | MAPP_US | Internal | Summer | B4 | 100 | 1600 | 0 | 80.16 | 77.48 | 5 | 0
2020 | NE_2_MAPP_US | NE | MAPP_US | Internal | Summer | B5 | 200 | 1600 | 0 | 79.47 | 72.47 | 5 | 0
2020 | NE_2_MAPP_US | NE | MAPP_US | Internal | Summer | B6 | 300 | 1600 | 0 | 62.95 | 55.95 | 5 | 0
2020 | NE_2_MAPP_US | NE | MAPP_US | Internal | Summer | B7 | 400 | 1600 | 0 | 56.47 | 49.47 | 5 | 0
2020 | NE_2_MAPP_US | NE | MAPP_US | Internal | Summer | B8 | 500 | 1600 | 0 | 52.4 | 45.4 | 5 | 0
2020 | NE_2_MAPP_US | NE | MAPP_US | Internal | Summer | B9 | 800 | 1600 | 0 | 50.09 | 43.09 | 5 | 0
2020 | NE_2_MAPP_US | NE | MAPP_US | Internal | Summer | B10 | 1262 | 1600 | 0 | 44.36 | 37.36 | 5 | 0
2020 | NE_2_MAPP_US | NE | MAPP_US | Internal | Winter | B16 | 25 | 1600 | 0 | 59.11 | 55.29 | 5 | 0
2020 | NE_2_MAPP_US | NE | MAPP_US | Internal | Winter | B17 | 100 | 1600 | 0 | 56.03 | 51.9 | 5 | 0
2020 | NE_2_MAPP_US | NE | MAPP_US | Internal | Winter | B18 | 400 | 1600 | 0 | 55.49 | 48.49 | 5 | 0
2020 | NE_2_MAPP_US | NE | MAPP_US | Internal | Winter | B19 | 700 | 1600 | 0 | 54 | 48.49 | 5 | 0
2020 | NE_2_MAPP_US | NE | MAPP_US | Internal | Winter | B20 | 935 | 1600 | 0 | 45.42 | 39.64 | 5 | 0
2020 | NE_2_MISO_W | NE | MISO_W | Internal | Shoulder | B11 | 25 | 19097 | 0 | 66.95 | 63.95 | 5 | 0
2020 | NE_2_MISO_W | NE | MISO_W | Internal | Shoulder | B12 | 200 | 19097 | 0 | 55.75 | 55.31 | 5 | 0
2020 | NE_2_MISO_W | NE | MISO_W | Internal | Shoulder | B13 | 600 | 19097 | 0 | 53.43 | 53.43 | 5 | 0
2020 | NE_2_MISO_W | NE | MISO_W | Internal | Shoulder | B14 | 900 | 19097 | 0 | 51.39 | 52.98 | 5 | 0
2020 | NE_2_MISO_W | NE | MISO_W | Internal | Shoulder | B15 | 1203 | 19097 | 0 | 47.68 | 44.7 | 5 | 0
2020 | NE_2_MISO_W | NE | MISO_W | Internal | Summer | B1 | 10 | 19097 | 0 | 90.08 | 90.08 | 5 | 0
2020 | NE_2_MISO_W | NE | MISO_W | Internal | Summer | B2 | 25 | 19097 | 522.63 | 83.25 | 88.25 | 5 | 0
2020 | NE_2_MISO_W | NE | MISO_W | Internal | Summer | B3 | 75 | 19097 | 0 | 83.49 | 86.67 | 5 | 0
2020 | NE_2_MISO_W | NE | MISO_W | Internal | Summer | B4 | 100 | 19097 | 0 | 80.16 | 84.48 | 5 | 0
2020 | NE_2_MISO_W | NE | MISO_W | Internal | Summer | B5 | 200 | 19097 | 0 | 79.47 | 72.48 | 5 | 0
2020 | NE_2_MISO_W | NE | MISO_W | Internal | Summer | B6 | 300 | 19097 | 0 | 62.95 | 55.96 | 5 | 0
2020 | NE_2_MISO_W | NE | MISO_W | Internal | Summer | B7 | 400 | 19097 | 0 | 56.47 | 52.1 | 5 | 0
2020 | NE_2_MISO_W | NE | MISO_W | Internal | Summer | B8 | 500 | 19097 | 0 | 52.4 | 49.93 | 5 | 0
2020 | NE_2_MISO_W | NE | MISO_W | Internal | Summer | B9 | 800 | 19097 | 0 | 50.09 | 47.11 | 5 | 0
2020 | NE_2_MISO_W | NE | MISO_W | Internal | Summer | B10 | 1262 | 19097 | 0 | 44.36 | 41.36 | 5 | 0
2020 | NE_2_MISO_W | NE | MISO_W | Internal | Winter | B16 | 25 | 19097 | 0 | 59.11 | 62.29 | 5 | 0
2020 | NE_2_MISO_W | NE | MISO_W | Internal | Winter | B17 | 100 | 19097 | 0 | 56.03 | 58.9 | 5 | 0
2020 | NE_2_MISO_W | NE | MISO_W | Internal | Winter | B18 | 400 | 19097 | 0 | 55.49 | 55.49 | 5 | 0
2020 | NE_2_MISO_W | NE | MISO_W | Internal | Winter | B19 | 700 | 19097 | 0 | 54 | 53.47 | 5 | 0
2020 | NE_2_MISO_W | NE | MISO_W | Internal | Winter | B20 | 935 | 19097 | 0 | 45.42 | 43.6 | 5 | 0
2020 | NE_2_SPP_N | NE | SPP_N | Internal | Shoulder | B11 | 25 | 12798 | 7411.94 | 66.95 | 66.96 | 0.01 | 0
2020 | NE_2_SPP_N | NE | SPP_N | Internal | Shoulder | B12 | 200 | 12798 | 8730.11 | 55.75 | 55.76 | 0.01 | 0
2020 | NE_2_SPP_N | NE | SPP_N | Internal | Shoulder | B13 | 600 | 12798 | 8863.19 | 53.43 | 53.45 | 0.01 | 0
2020 | NE_2_SPP_N | NE | SPP_N | Internal | Shoulder | B14 | 900 | 12798 | 9206.21 | 51.39 | 51.4 | 0.01 | 0
2020 | NE_2_SPP_N | NE | SPP_N | Internal | Shoulder | B15 | 1203 | 12798 | 10266.32 | 47.68 | 47.69 | 0.01 | 0
2020 | NE_2_SPP_N | NE | SPP_N | Internal | Summer | B1 | 10 | 12798 | 4722.53 | 90.08 | 90.1 | 0.01 | 0
2020 | NE_2_SPP_N | NE | SPP_N | Internal | Summer | B2 | 25 | 12798 | 6295.5 | 83.25 | 83.26 | 0.01 | 0
2020 | NE_2_SPP_N | NE | SPP_N | Internal | Summer | B3 | 75 | 12798 | 5553.08 | 83.49 | 83.5 | 0.01 | 0
2020 | NE_2_SPP_N | NE | SPP_N | Internal | Summer | B4 | 100 | 12798 | 4659.86 | 80.16 | 80.18 | 0.01 | 0
2020 | NE_2_SPP_N | NE | SPP_N | Internal | Summer | B5 | 200 | 12798 | 6838.81 | 79.47 | 79.48 | 0.01 | 0
2020 | NE_2_SPP_N | NE | SPP_N | Internal | Summer | B6 | 300 | 12798 | 6921.43 | 62.95 | 62.96 | 0.01 | 0
2020 | NE_2_SPP_N | NE | SPP_N | Internal | Summer | B7 | 400 | 12798 | 7790.77 | 56.47 | 56.49 | 0.01 | 0
2020 | NE_2_SPP_N | NE | SPP_N | Internal | Summer | B8 | 500 | 12798 | 9607.45 | 52.4 | 52.41 | 0.01 | 0
2020 | NE_2_SPP_N | NE | SPP_N | Internal | Summer | B9 | 800 | 12798 | 9159.62 | 50.09 | 50.1 | 0.01 | 0
2020 | NE_2_SPP_N | NE | SPP_N | Internal | Summer | B10 | 1262 | 12798 | 9989.21 | 44.36 | 44.37 | 0.01 | 0
2020 | NE_2_SPP_N | NE | SPP_N | Internal | Winter | B16 | 25 | 12798 | 11955.9 | 59.11 | 59.12 | 0.01 | 0
2020 | NE_2_SPP_N | NE | SPP_N | Internal | Winter | B17 | 100 | 12798 | 10787.82 | 56.03 | 56.04 | 0.01 | 0
2020 | NE_2_SPP_N | NE | SPP_N | Internal | Winter | B18 | 400 | 12798 | 10336.21 | 55.49 | 55.51 | 0.01 | 0
2020 | NE_2_SPP_N | NE | SPP_N | Internal | Winter | B19 | 700 | 12798 | 9277.33 | 54 | 54.01 | 0.01 | 0
2020 | NE_2_SPP_N | NE | SPP_N | Internal | Winter | B20 | 935 | 12798 | 10403.04 | 45.42 | 45.43 | 0.01 | 0
2020 | NEISO_2_NYISO_A-F | NEISO | NYISO_A-F | Internal | Shoulder | B11 | 25 | 600 | 0 | 53.2 | 53.95 | 3 | 0
2020 | NEISO_2_NYISO_A-F | NEISO | NYISO_A-F | Internal | Shoulder | B12 | 200 | 600 | 0 | 53.2 | 51.05 | 3 | 0
2020 | NEISO_2_NYISO_A-F | NEISO | NYISO_A-F | Internal | Shoulder | B13 | 600 | 600 | 0 | 51.32 | 51.05 | 3 | 0
2020 | NEISO_2_NYISO_A-F | NEISO | NYISO_A-F | Internal | Shoulder | B14 | 900 | 600 | 0 | 50.82 | 51.05 | 3 | 0
2020 | NEISO_2_NYISO_A-F | NEISO | NYISO_A-F | Internal | Shoulder | B15 | 1203 | 600 | 0 | 50.82 | 51.05 | 3 | 0
2020 | NEISO_2_NYISO_A-F | NEISO | NYISO_A-F | Internal | Summer | B1 | 10 | 600 | 0 | 109.1 | 76.08 | 3 | 0
2020 | NEISO_2_NYISO_A-F | NEISO | NYISO_A-F | Internal | Summer | B2 | 25 | 600 | 0 | 82.28 | 67.7 | 3 | 0
2020 | NEISO_2_NYISO_A-F | NEISO | NYISO_A-F | Internal | Summer | B3 | 75 | 600 | 0 | 69.49 | 66.49 | 3 | 0
2020 | NEISO_2_NYISO_A-F | NEISO | NYISO_A-F | Internal | Summer | B4 | 100 | 600 | 600 | 50.34 | 61.84 | 3 | 8.51
2020 | NEISO_2_NYISO_A-F | NEISO | NYISO_A-F | Internal | Summer | B5 | 200 | 600 | 600 | 50.34 | 57.32 | 3 | 3.98
2020 | NEISO_2_NYISO_A-F | NEISO | NYISO_A-F | Internal | Summer | B6 | 300 | 600 | 600 | 50.34 | 54.43 | 3 | 1.09
2020 | NEISO_2_NYISO_A-F | NEISO | NYISO_A-F | Internal | Summer | B7 | 400 | 600 | 0 | 50.34 | 52.12 | 3 | 0
2020 | NEISO_2_NYISO_A-F | NEISO | NYISO_A-F | Internal | Summer | B8 | 500 | 600 | 0 | 50.34 | 49 | 3 | 0
2020 | NEISO_2_NYISO_A-F | NEISO | NYISO_A-F | Internal | Summer | B9 | 800 | 600 | 0 | 50.34 | 49 | 3 | 0
2020 | NEISO_2_NYISO_A-F | NEISO | NYISO_A-F | Internal | Summer | B10 | 1262 | 600 | 0 | 50.34 | 49 | 3 | 0
2020 | NEISO_2_NYISO_A-F | NEISO | NYISO_A-F | Internal | Winter | B16 | 25 | 600 | 0 | 62.13 | 58.06 | 3 | 0
2020 | NEISO_2_NYISO_A-F | NEISO | NYISO_A-F | Internal | Winter | B17 | 100 | 600 | 0 | 62.13 | 58.06 | 3 | 0
2020 | NEISO_2_NYISO_A-F | NEISO | NYISO_A-F | Internal | Winter | B18 | 400 | 600 | 0 | 60.51 | 52.9 | 3 | 0
2020 | NEISO_2_NYISO_A-F | NEISO | NYISO_A-F | Internal | Winter | B19 | 700 | 600 | 0 | 58.5 | 52.9 | 3 | 0
2020 | NEISO_2_NYISO_A-F | NEISO | NYISO_A-F | Internal | Winter | B20 | 935 | 600 | 0 | 58.5 | 52.9 | 3 | 0
2020 | NEISO_2_NYISO_G-I | NEISO | NYISO_G-I | Internal | Shoulder | B11 | 25 | 600 | 600 | 53.2 | 56.78 | 3 | 0.58
2020 | NEISO_2_NYISO_G-I | NEISO | NYISO_G-I | Internal | Shoulder | B12 | 200 | 600 | 12.12 | 53.2 | 56.2 | 3 | 0
2020 | NEISO_2_NYISO_G-I | NEISO | NYISO_G-I | Internal | Shoulder | B13 | 600 | 600 | 146.77 | 51.32 | 54.32 | 3 | 0
2020 | NEISO_2_NYISO_G-I | NEISO | NYISO_G-I | Internal | Shoulder | B14 | 900 | 600 | 0 | 50.82 | 53.81 | 3 | 0
2020 | NEISO_2_NYISO_G-I | NEISO | NYISO_G-I | Internal | Shoulder | B15 | 1203 | 600 | 0 | 50.82 | 52.22 | 3 | 0
2020 | NEISO_2_NYISO_G-I | NEISO | NYISO_G-I | Internal | Summer | B1 | 10 | 600 | 0 | 109.1 | 112.09 | 3 | 0
2020 | NEISO_2_NYISO_G-I | NEISO | NYISO_G-I | Internal | Summer | B2 | 25 | 600 | 574.62 | 82.28 | 85.28 | 3 | 0
2020 | NEISO_2_NYISO_G-I | NEISO | NYISO_G-I | Internal | Summer | B3 | 75 | 600 | 600 | 69.49 | 78.82 | 3 | 6.33
2020 | NEISO_2_NYISO_G-I | NEISO | NYISO_G-I | Internal | Summer | B4 | 100 | 600 | 600 | 50.34 | 74.7 | 3 | 21.36
2020 | NEISO_2_NYISO_G-I | NEISO | NYISO_G-I | Internal | Summer | B5 | 200 | 600 | 600 | 50.34 | 71.77 | 3 | 18.43
2020 | NEISO_2_NYISO_G-I | NEISO | NYISO_G-I | Internal | Summer | B6 | 300 | 600 | 600 | 50.34 | 54.44 | 3 | 1.1
2020 | NEISO_2_NYISO_G-I | NEISO | NYISO_G-I | Internal | Summer | B7 | 400 | 600 | 380.58 | 50.34 | 53.34 | 3 | 0
2020 | NEISO_2_NYISO_G-I | NEISO | NYISO_G-I | Internal | Summer | B8 | 500 | 600 | 79.66 | 50.34 | 53.34 | 3 | 0
2020 | NEISO_2_NYISO_G-I | NEISO | NYISO_G-I | Internal | Summer | B9 | 800 | 600 | 0 | 50.34 | 51.75 | 3 | 0
2020 | NEISO_2_NYISO_G-I | NEISO | NYISO_G-I | Internal | Summer | B10 | 1262 | 600 | 0 | 50.34 | 49.01 | 3 | 0
2020 | NEISO_2_NYISO_G-I | NEISO | NYISO_G-I | Internal | Winter | B16 | 25 | 600 | 398.82 | 62.13 | 65.13 | 3 | 0
2020 | NEISO_2_NYISO_G-I | NEISO | NYISO_G-I | Internal | Winter | B17 | 100 | 600 | 240.57 | 62.13 | 65.13 | 3 | 0
2020 | NEISO_2_NYISO_G-I | NEISO | NYISO_G-I | Internal | Winter | B18 | 400 | 600 | 41.62 | 60.51 | 63.51 | 3 | 0
2020 | NEISO_2_NYISO_G-I | NEISO | NYISO_G-I | Internal | Winter | B19 | 700 | 600 | 0 | 58.5 | 61.48 | 3 | 0
2020 | NEISO_2_NYISO_G-I | NEISO | NYISO_G-I | Internal | Winter | B20 | 935 | 600 | 0 | 58.5 | 58.31 | 3 | 0
2020 | NEISO_2_NYISO_J-K | NEISO | NYISO_J-K | Internal | Shoulder | B11 | 25 | 520 | 520 | 53.2 | 56.79 | 3 | 0.59
2020 | NEISO_2_NYISO_J-K | NEISO | NYISO_J-K | Internal | Shoulder | B12 | 200 | 520 | 520 | 53.2 | 56.21 | 3 | 0.01
2020 | NEISO_2_NYISO_J-K | NEISO | NYISO_J-K | Internal | Shoulder | B13 | 600 | 520 | 520 | 51.32 | 54.34 | 3 | 0.01
2020 | NEISO_2_NYISO_J-K | NEISO | NYISO_J-K | Internal | Shoulder | B14 | 900 | 520 | 67.08 | 50.82 | 53.82 | 3 | 0
2020 | NEISO_2_NYISO_J-K | NEISO | NYISO_J-K | Internal | Shoulder | B15 | 1203 | 520 | 0 | 50.82 | 52.23 | 3 | 0
2020 | NEISO_2_NYISO_J-K | NEISO | NYISO_J-K | Internal | Summer | B1 | 10 | 520 | 195.92 | 109.1 | 112.1 | 3 | 0
2020 | NEISO_2_NYISO_J-K | NEISO | NYISO_J-K | Internal | Summer | B2 | 25 | 520 | 520 | 82.28 | 85.29 | 3 | 0.01
2020 | NEISO_2_NYISO_J-K | NEISO | NYISO_J-K | Internal | Summer | B3 | 75 | 520 | 520 | 69.49 | 78.83 | 3 | 6.34
2020 | NEISO_2_NYISO_J-K | NEISO | NYISO_J-K | Internal | Summer | B4 | 100 | 520 | 520 | 50.34 | 74.71 | 3 | 21.37
2020 | NEISO_2_NYISO_J-K | NEISO | NYISO_J-K | Internal | Summer | B5 | 200 | 520 | 520 | 50.34 | 71.78 | 3 | 18.44
2020 | NEISO_2_NYISO_J-K | NEISO | NYISO_J-K | Internal | Summer | B6 | 300 | 520 | 520 | 50.34 | 63.93 | 3 | 10.59
2020 | NEISO_2_NYISO_J-K | NEISO | NYISO_J-K | Internal | Summer | B7 | 400 | 520 | 520 | 50.34 | 53.66 | 3 | 0.32
2020 | NEISO_2_NYISO_J-K | NEISO | NYISO_J-K | Internal | Summer | B8 | 500 | 520 | 520 | 50.34 | 53.35 | 3 | 0.01
2020 | NEISO_2_NYISO_J-K | NEISO | NYISO_J-K | Internal | Summer | B9 | 800 | 520 | 0 | 50.34 | 51.76 | 3 | 0
2020 | NEISO_2_NYISO_J-K | NEISO | NYISO_J-K | Internal | Summer | B10 | 1262 | 520 | 0 | 50.34 | 49.02 | 3 | 0
2020 | NEISO_2_NYISO_J-K | NEISO | NYISO_J-K | Internal | Winter | B16 | 25 | 520 | 520 | 62.13 | 67.93 | 3 | 2.8
2020 | NEISO_2_NYISO_J-K | NEISO | NYISO_J-K | Internal | Winter | B17 | 100 | 520 | 520 | 62.13 | 65.14 | 3 | 0.01
2020 | NEISO_2_NYISO_J-K | NEISO | NYISO_J-K | Internal | Winter | B18 | 400 | 520 | 520 | 60.51 | 63.81 | 3 | 0.3
2020 | NEISO_2_NYISO_J-K | NEISO | NYISO_J-K | Internal | Winter | B19 | 700 | 520 | 520 | 58.5 | 63.81 | 3 | 2.31
2020 | NEISO_2_NYISO_J-K | NEISO | NYISO_J-K | Internal | Winter | B20 | 935 | 520 | 0 | 58.5 | 58.33 | 3 | 0
2020 | NonRTO_Midwest_2_MISO_IN | NonRTO_Midwest | MISO_IN | Internal | Shoulder | B11 | 25 | 4450 | 0 | 71.95 | 63.95 | 8 | 0
2020 | NonRTO_Midwest_2_MISO_IN | NonRTO_Midwest | MISO_IN | Internal | Shoulder | B12 | 200 | 4450 | 0 | 63.31 | 55.31 | 8 | 0
2020 | NonRTO_Midwest_2_MISO_IN | NonRTO_Midwest | MISO_IN | Internal | Shoulder | B13 | 600 | 4450 | 0 | 60.05 | 53.43 | 8 | 0
2020 | NonRTO_Midwest_2_MISO_IN | NonRTO_Midwest | MISO_IN | Internal | Shoulder | B14 | 900 | 4450 | 0 | 45.04 | 52.98 | 8 | 0
2020 | NonRTO_Midwest_2_MISO_IN | NonRTO_Midwest | MISO_IN | Internal | Shoulder | B15 | 1203 | 4450 | 0 | 40.73 | 44.7 | 8 | 0
2020 | NonRTO_Midwest_2_MISO_IN | NonRTO_Midwest | MISO_IN | Internal | Summer | B1 | 10 | 4450 | 0 | 94.16 | 90.1 | 8 | 0
2020 | NonRTO_Midwest_2_MISO_IN | NonRTO_Midwest | MISO_IN | Internal | Summer | B2 | 25 | 4450 | 0 | 94.16 | 88.26 | 8 | 0
2020 | NonRTO_Midwest_2_MISO_IN | NonRTO_Midwest | MISO_IN | Internal | Summer | B3 | 75 | 4450 | 0 | 94.16 | 86.65 | 8 | 0
2020 | NonRTO_Midwest_2_MISO_IN | NonRTO_Midwest | MISO_IN | Internal | Summer | B4 | 100 | 4450 | 0 | 92.48 | 84.48 | 8 | 0
2020 | NonRTO_Midwest_2_MISO_IN | NonRTO_Midwest | MISO_IN | Internal | Summer | B5 | 200 | 4450 | 0 | 80.46 | 72.46 | 8 | 0
2020 | NonRTO_Midwest_2_MISO_IN | NonRTO_Midwest | MISO_IN | Internal | Summer | B6 | 300 | 4450 | 0 | 63.97 | 55.97 | 8 | 0
2020 | NonRTO_Midwest_2_MISO_IN | NonRTO_Midwest | MISO_IN | Internal | Summer | B7 | 400 | 4450 | 0 | 47.5 | 52.1 | 8 | 0
2020 | NonRTO_Midwest_2_MISO_IN | NonRTO_Midwest | MISO_IN | Internal | Summer | B8 | 500 | 4450 | 0 | 43.88 | 49.92 | 8 | 0
2020 | NonRTO_Midwest_2_MISO_IN | NonRTO_Midwest | MISO_IN | Internal | Summer | B9 | 800 | 4450 | 0 | 41.07 | 47.11 | 8 | 0
2020 | NonRTO_Midwest_2_MISO_IN | NonRTO_Midwest | MISO_IN | Internal | Summer | B10 | 1262 | 4450 | 0 | 37.75 | 41.39 | 8 | 0
2020 | NonRTO_Midwest_2_MISO_IN | NonRTO_Midwest | MISO_IN | Internal | Winter | B16 | 25 | 4450 | 0 | 70.31 | 62.31 | 8 | 0
2020 | NonRTO_Midwest_2_MISO_IN | NonRTO_Midwest | MISO_IN | Internal | Winter | B17 | 100 | 4450 | 0 | 66.92 | 58.92 | 8 | 0
2020 | NonRTO_Midwest_2_MISO_IN | NonRTO_Midwest | MISO_IN | Internal | Winter | B18 | 400 | 4450 | 0 | 63.49 | 55.49 | 8 | 0
2020 | NonRTO_Midwest_2_MISO_IN | NonRTO_Midwest | MISO_IN | Internal | Winter | B19 | 700 | 4450 | 0 | 47.44 | 53.47 | 8 | 0
2020 | NonRTO_Midwest_2_MISO_IN | NonRTO_Midwest | MISO_IN | Internal | Winter | B20 | 935 | 4450 | 0 | 38.76 | 43.6 | 8 | 0
2020 | NonRTO_Midwest_2_TVA_Transmission | NonRTO_Midwest | TVA_Transmission | Internal | Shoulder | B11 | 25 | 2400 | 0 | 71.95 | 67.96 | 8 | 0
2020 | NonRTO_Midwest_2_TVA_Transmission | NonRTO_Midwest | TVA_Transmission | Internal | Shoulder | B12 | 200 | 2400 | 0 | 63.31 | 60.2 | 8 | 0
2020 | NonRTO_Midwest_2_TVA_Transmission | NonRTO_Midwest | TVA_Transmission | Internal | Shoulder | B13 | 600 | 2400 | 0 | 60.05 | 57.78 | 8 | 0
2020 | NonRTO_Midwest_2_TVA_Transmission | NonRTO_Midwest | TVA_Transmission | Internal | Shoulder | B14 | 900 | 2400 | 99.33 | 45.04 | 53.04 | 8 | 0
2020 | NonRTO_Midwest_2_TVA_Transmission | NonRTO_Midwest | TVA_Transmission | Internal | Shoulder | B15 | 1203 | 2400 | 941.07 | 40.73 | 48.73 | 8 | 0
2020 | NonRTO_Midwest_2_TVA_Transmission | NonRTO_Midwest | TVA_Transmission | Internal | Summer | B1 | 10 | 2400 | 0 | 94.16 | 98.08 | 8 | 0
2020 | NonRTO_Midwest_2_TVA_Transmission | NonRTO_Midwest | TVA_Transmission | Internal | Summer | B2 | 25 | 2400 | 0 | 94.16 | 96.25 | 8 | 0
2020 | NonRTO_Midwest_2_TVA_Transmission | NonRTO_Midwest | TVA_Transmission | Internal | Summer | B3 | 75 | 2400 | 0 | 94.16 | 92.85 | 8 | 0
2020 | NonRTO_Midwest_2_TVA_Transmission | NonRTO_Midwest | TVA_Transmission | Internal | Summer | B4 | 100 | 2400 | 0 | 92.48 | 91.77 | 8 | 0
2020 | NonRTO_Midwest_2_TVA_Transmission | NonRTO_Midwest | TVA_Transmission | Internal | Summer | B5 | 200 | 2400 | 0 | 80.46 | 76.48 | 8 | 0
2020 | NonRTO_Midwest_2_TVA_Transmission | NonRTO_Midwest | TVA_Transmission | Internal | Summer | B6 | 300 | 2400 | 0 | 63.97 | 63.46 | 8 | 0
2020 | NonRTO_Midwest_2_TVA_Transmission | NonRTO_Midwest | TVA_Transmission | Internal | Summer | B7 | 400 | 2400 | 0 | 47.5 | 54.48 | 8 | 0
2020 | NonRTO_Midwest_2_TVA_Transmission | NonRTO_Midwest | TVA_Transmission | Internal | Summer | B8 | 500 | 2400 | 159.24 | 43.88 | 51.88 | 8 | 0
2020 | NonRTO_Midwest_2_TVA_Transmission | NonRTO_Midwest | TVA_Transmission | Internal | Summer | B9 | 800 | 2400 | 640.73 | 41.07 | 49.07 | 8 | 0
2020 | NonRTO_Midwest_2_TVA_Transmission | NonRTO_Midwest | TVA_Transmission | Internal | Summer | B10 | 1262 | 2400 | 0 | 37.75 | 44.97 | 8 | 0
2020 | NonRTO_Midwest_2_TVA_Transmission | NonRTO_Midwest | TVA_Transmission | Internal | Winter | B16 | 25 | 2400 | 0 | 70.31 | 70.29 | 8 | 0
2020 | NonRTO_Midwest_2_TVA_Transmission | NonRTO_Midwest | TVA_Transmission | Internal | Winter | B17 | 100 | 2400 | 0 | 66.92 | 63.58 | 8 | 0
2020 | NonRTO_Midwest_2_TVA_Transmission | NonRTO_Midwest | TVA_Transmission | Internal | Winter | B18 | 400 | 2400 | 0 | 63.49 | 59.81 | 8 | 0
2020 | NonRTO_Midwest_2_TVA_Transmission | NonRTO_Midwest | TVA_Transmission | Internal | Winter | B19 | 700 | 2400 | 0 | 47.44 | 55.13 | 8 | 0
2020 | NonRTO_Midwest_2_TVA_Transmission | NonRTO_Midwest | TVA_Transmission | Internal | Winter | B20 | 935 | 2400 | 371.6 | 38.76 | 46.76 | 8 | 0
2020 | NYISO_A-F_2_IESO | NYISO_A-F | IESO | Internal | Shoulder | B11 | 25 | 1600 | 0 | 53.95 | 44.05 | 7 | 0
2020 | NYISO_A-F_2_IESO | NYISO_A-F | IESO | Internal | Shoulder | B12 | 200 | 1600 | 0 | 51.05 | 44.05 | 7 | 0
2020 | NYISO_A-F_2_IESO | NYISO_A-F | IESO | Internal | Shoulder | B13 | 600 | 1600 | 0 | 51.05 | 44.05 | 7 | 0
2020 | NYISO_A-F_2_IESO | NYISO_A-F | IESO | Internal | Shoulder | B14 | 900 | 1600 | 0 | 51.05 | 44.05 | 7 | 0
2020 | NYISO_A-F_2_IESO | NYISO_A-F | IESO | Internal | Shoulder | B15 | 1203 | 1600 | 0 | 51.05 | 44.05 | 7 | 0
2020 | NYISO_A-F_2_IESO | NYISO_A-F | IESO | Internal | Summer | B1 | 10 | 1600 | 0 | 76.08 | 69.08 | 7 | 0
2020 | NYISO_A-F_2_IESO | NYISO_A-F | IESO | Internal | Summer | B2 | 25 | 1600 | 0 | 67.7 | 60.7 | 7 | 0
2020 | NYISO_A-F_2_IESO | NYISO_A-F | IESO | Internal | Summer | B3 | 75 | 1600 | 0 | 66.49 | 54.84 | 7 | 0
2020 | NYISO_A-F_2_IESO | NYISO_A-F | IESO | Internal | Summer | B4 | 100 | 1600 | 0 | 61.84 | 54.84 | 7 | 0
2020 | NYISO_A-F_2_IESO | NYISO_A-F | IESO | Internal | Summer | B5 | 200 | 1600 | 0 | 57.32 | 50.32 | 7 | 0
2020 | NYISO_A-F_2_IESO | NYISO_A-F | IESO | Internal | Summer | B6 | 300 | 1600 | 0 | 54.43 | 47.43 | 7 | 0
2020 | NYISO_A-F_2_IESO | NYISO_A-F | IESO | Internal | Summer | B7 | 400 | 1600 | 0 | 52.12 | 45.12 | 7 | 0
2020 | NYISO_A-F_2_IESO | NYISO_A-F | IESO | Internal | Summer | B8 | 500 | 1600 | 0 | 49 | 42 | 7 | 0
2020 | NYISO_A-F_2_IESO | NYISO_A-F | IESO | Internal | Summer | B9 | 800 | 1600 | 0 | 49 | 42 | 7 | 0
2020 | NYISO_A-F_2_IESO | NYISO_A-F | IESO | Internal | Summer | B10 | 1262 | 1600 | 0 | 49 | 42 | 7 | 0
2020 | NYISO_A-F_2_IESO | NYISO_A-F | IESO | Internal | Winter | B16 | 25 | 1600 | 0 | 58.06 | 51.06 | 7 | 0
2020 | NYISO_A-F_2_IESO | NYISO_A-F | IESO | Internal | Winter | B17 | 100 | 1600 | 0 | 58.06 | 51.06 | 7 | 0
2020 | NYISO_A-F_2_IESO | NYISO_A-F | IESO | Internal | Winter | B18 | 400 | 1600 | 0 | 52.9 | 45.9 | 7 | 0
2020 | NYISO_A-F_2_IESO | NYISO_A-F | IESO | Internal | Winter | B19 | 700 | 1600 | 0 | 52.9 | 45.9 | 7 | 0
2020 | NYISO_A-F_2_IESO | NYISO_A-F | IESO | Internal | Winter | B20 | 935 | 1600 | 0 | 52.9 | 45.9 | 7 | 0
2020 | NYISO_A-F_2_NEISO | NYISO_A-F | NEISO | Internal | Shoulder | B11 | 25 | 600 | 0 | 53.95 | 53.2 | 3 | 0
2020 | NYISO_A-F_2_NEISO | NYISO_A-F | NEISO | Internal | Shoulder | B12 | 200 | 600 | 0 | 51.05 | 53.2 | 3 | 0
2020 | NYISO_A-F_2_NEISO | NYISO_A-F | NEISO | Internal | Shoulder | B13 | 600 | 600 | 0 | 51.05 | 51.32 | 3 | 0
2020 | NYISO_A-F_2_NEISO | NYISO_A-F | NEISO | Internal | Shoulder | B14 | 900 | 600 | 0 | 51.05 | 50.82 | 3 | 0
2020 | NYISO_A-F_2_NEISO | NYISO_A-F | NEISO | Internal | Shoulder | B15 | 1203 | 600 | 0 | 51.05 | 50.82 | 3 | 0
2020 | NYISO_A-F_2_NEISO | NYISO_A-F | NEISO | Internal | Summer | B1 | 10 | 600 | 600 | 76.08 | 109.1 | 3 | 30.02
2020 | NYISO_A-F_2_NEISO | NYISO_A-F | NEISO | Internal | Summer | B2 | 25 | 600 | 600 | 67.7 | 82.28 | 3 | 11.58
2020 | NYISO_A-F_2_NEISO | NYISO_A-F | NEISO | Internal | Summer | B3 | 75 | 600 | 46.26 | 66.49 | 69.49 | 3 | 0
2020 | NYISO_A-F_2_NEISO | NYISO_A-F | NEISO | Internal | Summer | B4 | 100 | 600 | 0 | 61.84 | 50.34 | 3 | 0
2020 | NYISO_A-F_2_NEISO | NYISO_A-F | NEISO | Internal | Summer | B5 | 200 | 600 | 0 | 57.32 | 50.34 | 3 | 0
2020 | NYISO_A-F_2_NEISO | NYISO_A-F | NEISO | Internal | Summer | B6 | 300 | 600 | 0 | 54.43 | 50.34 | 3 | 0
2020 | NYISO_A-F_2_NEISO | NYISO_A-F | NEISO | Internal | Summer | B7 | 400 | 600 | 0 | 52.12 | 50.34 | 3 | 0
2020 | NYISO_A-F_2_NEISO | NYISO_A-F | NEISO | Internal | Summer | B8 | 500 | 600 | 0 | 49 | 50.34 | 3 | 0
2020 | NYISO_A-F_2_NEISO | NYISO_A-F | NEISO | Internal | Summer | B9 | 800 | 600 | 0 | 49 | 50.34 | 3 | 0
2020 | NYISO_A-F_2_NEISO | NYISO_A-F | NEISO | Internal | Summer | B10 | 1262 | 600 | 0 | 49 | 50.34 | 3 | 0
2020 | NYISO_A-F_2_NEISO | NYISO_A-F | NEISO | Internal | Winter | B16 | 25 | 600 | 600 | 58.06 | 62.13 | 3 | 1.07
2020 | NYISO_A-F_2_NEISO | NYISO_A-F | NEISO | Internal | Winter | B17 | 100 | 600 | 600 | 58.06 | 62.13 | 3 | 1.07
2020 | NYISO_A-F_2_NEISO | NYISO_A-F | NEISO | Internal | Winter | B18 | 400 | 600 | 600 | 52.9 | 60.51 | 3 | 4.61
2020 | NYISO_A-F_2_NEISO | NYISO_A-F | NEISO | Internal | Winter | B19 | 700 | 600 | 600 | 52.9 | 58.5 | 3 | 2.6
2020 | NYISO_A-F_2_NEISO | NYISO_A-F | NEISO | Internal | Winter | B20 | 935 | 600 | 600 | 52.9 | 58.5 | 3 | 2.6
2020 | NYISO_A-F_2_NYISO_G-I | NYISO_A-F | NYISO_G-I | Internal | Shoulder | B11 | 25 | 4888 | 4888 | 53.95 | 56.78 | 0.01 | 2.82
2020 | NYISO_A-F_2_NYISO_G-I | NYISO_A-F | NYISO_G-I | Internal | Shoulder | B12 | 200 | 4888 | 4888 | 51.05 | 56.2 | 0.01 | 5.14
2020 | NYISO_A-F_2_NYISO_G-I | NYISO_A-F | NYISO_G-I | Internal | Shoulder | B13 | 600 | 4888 | 4888 | 51.05 | 54.32 | 0.01 | 3.27
2020 | NYISO_A-F_2_NYISO_G-I | NYISO_A-F | NYISO_G-I | Internal | Shoulder | B14 | 900 | 4888 | 4888 | 51.05 | 53.81 | 0.01 | 2.75
2020 | NYISO_A-F_2_NYISO_G-I | NYISO_A-F | NYISO_G-I | Internal | Shoulder | B15 | 1203 | 4888 | 4888 | 51.05 | 52.22 | 0.01 | 1.16
2020 | NYISO_A-F_2_NYISO_G-I | NYISO_A-F | NYISO_G-I | Internal | Summer | B1 | 10 | 4888 | 4888 | 76.08 | 112.09 | 0.01 | 35.99
2020 | NYISO_A-F_2_NYISO_G-I | NYISO_A-F | NYISO_G-I | Internal | Summer | B2 | 25 | 4888 | 4888 | 67.7 | 85.28 | 0.01 | 17.56
2020 | NYISO_A-F_2_NYISO_G-I | NYISO_A-F | NYISO_G-I | Internal | Summer | B3 | 75 | 4888 | 4888 | 66.49 | 78.82 | 0.01 | 12.32
2020 | NYISO_A-F_2_NYISO_G-I | NYISO_A-F | NYISO_G-I | Internal | Summer | B4 | 100 | 4888 | 4888 | 61.84 | 74.7 | 0.01 | 12.84
2020 | NYISO_A-F_2_NYISO_G-I | NYISO_A-F | NYISO_G-I | Internal | Summer | B5 | 200 | 4888 | 4888 | 57.32 | 71.77 | 0.01 | 14.44
2020 | NYISO_A-F_2_NYISO_G-I | NYISO_A-F | NYISO_G-I | Internal | Summer | B6 | 300 | 4888 | 4856.83 | 54.43 | 54.44 | 0.01 | 0
2020 | NYISO_A-F_2_NYISO_G-I | NYISO_A-F | NYISO_G-I | Internal | Summer | B7 | 400 | 4888 | 4888 | 52.12 | 53.34 | 0.01 | 1.21
2020 | NYISO_A-F_2_NYISO_G-I | NYISO_A-F | NYISO_G-I | Internal | Summer | B8 | 500 | 4888 | 4888 | 49 | 53.34 | 0.01 | 4.33
2020 | NYISO_A-F_2_NYISO_G-I | NYISO_A-F | NYISO_G-I | Internal | Summer | B9 | 800 | 4888 | 4888 | 49 | 51.75 | 0.01 | 2.74
2020 | NYISO_A-F_2_NYISO_G-I | NYISO_A-F | NYISO_G-I | Internal | Summer | B10 | 1262 | 4888 | 4668.13 | 49 | 49.01 | 0.01 | 0
2020 | NYISO_A-F_2_NYISO_G-I | NYISO_A-F | NYISO_G-I | Internal | Winter | B16 | 25 | 4888 | 4888 | 58.06 | 65.13 | 0.01 | 7.06
2020 | NYISO_A-F_2_NYISO_G-I | NYISO_A-F | NYISO_G-I | Internal | Winter | B17 | 100 | 4888 | 4888 | 58.06 | 65.13 | 0.01 | 7.06
2020 | NYISO_A-F_2_NYISO_G-I | NYISO_A-F | NYISO_G-I | Internal | Winter | B18 | 400 | 4888 | 4888 | 52.9 | 63.51 | 0.01 | 10.6
2020 | NYISO_A-F_2_NYISO_G-I | NYISO_A-F | NYISO_G-I | Internal | Winter | B19 | 700 | 4888 | 4888 | 52.9 | 61.48 | 0.01 | 8.57
2020 | NYISO_A-F_2_NYISO_G-I | NYISO_A-F | NYISO_G-I | Internal | Winter | B20 | 935 | 4888 | 4888 | 52.9 | 58.31 | 0.01 | 5.41
2020 | NYISO_A-F_2_PJM_ROM | NYISO_A-F | PJM_ROM | Internal | Shoulder | B11 | 25 | 1000 | 546.97 | 53.95 | 61.95 | 8 | 0
2020 | NYISO_A-F_2_PJM_ROM | NYISO_A-F | PJM_ROM | Internal | Shoulder | B12 | 200 | 1000 | 0 | 51.05 | 57.31 | 8 | 0
2020 | NYISO_A-F_2_PJM_ROM | NYISO_A-F | PJM_ROM | Internal | Shoulder | B13 | 600 | 1000 | 0 | 51.05 | 55.44 | 8 | 0
2020 | NYISO_A-F_2_PJM_ROM | NYISO_A-F | PJM_ROM | Internal | Shoulder | B14 | 900 | 1000 | 0 | 51.05 | 53.35 | 8 | 0
2020 | NYISO_A-F_2_PJM_ROM | NYISO_A-F | PJM_ROM | Internal | Shoulder | B15 | 1203 | 1000 | 0 | 51.05 | 46.22 | 8 | 0
2020 | NYISO_A-F_2_PJM_ROM | NYISO_A-F | PJM_ROM | Internal | Summer | B1 | 10 | 1000 | 1000 | 76.08 | 92.1 | 8 | 8.01
2020 | NYISO_A-F_2_PJM_ROM | NYISO_A-F | PJM_ROM | Internal | Summer | B2 | 25 | 1000 | 1000 | 67.7 | 90.26 | 8 | 14.56
2020 | NYISO_A-F_2_PJM_ROM | NYISO_A-F | PJM_ROM | Internal | Summer | B3 | 75 | 1000 | 1000 | 66.49 | 86.84 | 8 | 12.35
2020 | NYISO_A-F_2_PJM_ROM | NYISO_A-F | PJM_ROM | Internal | Summer | B4 | 100 | 1000 | 1000 | 61.84 | 85.76 | 8 | 15.92
2020 | NYISO_A-F_2_PJM_ROM | NYISO_A-F | PJM_ROM | Internal | Summer | B5 | 200 | 1000 | 1000 | 57.32 | 70.47 | 8 | 5.15
2020 | NYISO_A-F_2_PJM_ROM | NYISO_A-F | PJM_ROM | Internal | Summer | B6 | 300 | 1000 | 0 | 54.43 | 57.94 | 8 | 0
2020 | NYISO_A-F_2_PJM_ROM | NYISO_A-F | PJM_ROM | Internal | Summer | B7 | 400 | 1000 | 0 | 52.12 | 53.58 | 8 | 0
2020 | NYISO_A-F_2_PJM_ROM | NYISO_A-F | PJM_ROM | Internal | Summer | B8 | 500 | 1000 | 0 | 49 | 51.93 | 8 | 0
2020 | NYISO_A-F_2_PJM_ROM | NYISO_A-F | PJM_ROM | Internal | Summer | B9 | 800 | 1000 | 0 | 49 | 48.73 | 8 | 0
2020 | NYISO_A-F_2_PJM_ROM | NYISO_A-F | PJM_ROM | Internal | Summer | B10 | 1262 | 1000 | 0 | 49 | 41.76 | 8 | 0
2020 | NYISO_A-F_2_PJM_ROM | NYISO_A-F | PJM_ROM | Internal | Winter | B16 | 25 | 1000 | 0 | 58.06 | 64.3 | 8 | 0
2020 | NYISO_A-F_2_PJM_ROM | NYISO_A-F | PJM_ROM | Internal | Winter | B17 | 100 | 1000 | 0 | 58.06 | 60.92 | 8 | 0
2020 | NYISO_A-F_2_PJM_ROM | NYISO_A-F | PJM_ROM | Internal | Winter | B18 | 400 | 1000 | 0 | 52.9 | 57.49 | 8 | 0
2020 | NYISO_A-F_2_PJM_ROM | NYISO_A-F | PJM_ROM | Internal | Winter | B19 | 700 | 1000 | 0 | 52.9 | 55.47 | 8 | 0
2020 | NYISO_A-F_2_PJM_ROM | NYISO_A-F | PJM_ROM | Internal | Winter | B20 | 935 | 1000 | 0 | 52.9 | 43.91 | 8 | 0
2020 | NYISO_G-I_2_NEISO | NYISO_G-I | NEISO | Internal | Shoulder | B11 | 25 | 600 | 0 | 56.78 | 53.2 | 3 | 0
2020 | NYISO_G-I_2_NEISO | NYISO_G-I | NEISO | Internal | Shoulder | B12 | 200 | 600 | 0 | 56.2 | 53.2 | 3 | 0
2020 | NYISO_G-I_2_NEISO | NYISO_G-I | NEISO | Internal | Shoulder | B13 | 600 | 600 | 0 | 54.32 | 51.32 | 3 | 0
2020 | NYISO_G-I_2_NEISO | NYISO_G-I | NEISO | Internal | Shoulder | B14 | 900 | 600 | 0 | 53.81 | 50.82 | 3 | 0
2020 | NYISO_G-I_2_NEISO | NYISO_G-I | NEISO | Internal | Shoulder | B15 | 1203 | 600 | 0 | 52.22 | 50.82 | 3 | 0
2020 | NYISO_G-I_2_NEISO | NYISO_G-I | NEISO | Internal | Summer | B1 | 10 | 600 | 0 | 112.09 | 109.1 | 3 | 0
2020 | NYISO_G-I_2_NEISO | NYISO_G-I | NEISO | Internal | Summer | B2 | 25 | 600 | 0 | 85.28 | 82.28 | 3 | 0
2020 | NYISO_G-I_2_NEISO | NYISO_G-I | NEISO | Internal | Summer | B3 | 75 | 600 | 0 | 78.82 | 69.49 | 3 | 0
2020 | NYISO_G-I_2_NEISO | NYISO_G-I | NEISO | Internal | Summer | B4 | 100 | 600 | 0 | 74.7 | 50.34 | 3 | 0
2020 | NYISO_G-I_2_NEISO | NYISO_G-I | NEISO | Internal | Summer | B5 | 200 | 600 | 0 | 71.77 | 50.34 | 3 | 0
2020 | NYISO_G-I_2_NEISO | NYISO_G-I | NEISO | Internal | Summer | B6 | 300 | 600 | 0 | 54.44 | 50.34 | 3 | 0
2020 | NYISO_G-I_2_NEISO | NYISO_G-I | NEISO | Internal | Summer | B7 | 400 | 600 | 0 | 53.34 | 50.34 | 3 | 0
2020 | NYISO_G-I_2_NEISO | NYISO_G-I | NEISO | Internal | Summer | B8 | 500 | 600 | 0 | 53.34 | 50.34 | 3 | 0
2020 | NYISO_G-I_2_NEISO | NYISO_G-I | NEISO | Internal | Summer | B9 | 800 | 600 | 0 | 51.75 | 50.34 | 3 | 0
2020 | NYISO_G-I_2_NEISO | NYISO_G-I | NEISO | Internal | Summer | B10 | 1262 | 600 | 0 | 49.01 | 50.34 | 3 | 0
2020 | NYISO_G-I_2_NEISO | NYISO_G-I | NEISO | Internal | Winter | B16 | 25 | 600 | 0 | 65.13 | 62.13 | 3 | 0
2020 | NYISO_G-I_2_NEISO | NYISO_G-I | NEISO | Internal | Winter | B17 | 100 | 600 | 0 | 65.13 | 62.13 | 3 | 0
2020 | NYISO_G-I_2_NEISO | NYISO_G-I | NEISO | Internal | Winter | B18 | 400 | 600 | 0 | 63.51 | 60.51 | 3 | 0
2020 | NYISO_G-I_2_NEISO | NYISO_G-I | NEISO | Internal | Winter | B19 | 700 | 600 | 0 | 61.48 | 58.5 | 3 | 0
2020 | NYISO_G-I_2_NEISO | NYISO_G-I | NEISO | Internal | Winter | B20 | 935 | 600 | 0 | 58.31 | 58.5 | 3 | 0
2020 | NYISO_G-I_2_NYISO_A-F | NYISO_G-I | NYISO_A-F | Internal | Shoulder | B11 | 25 | 2637 | 0 | 56.78 | 53.95 | 0.01 | 0
2020 | NYISO_G-I_2_NYISO_A-F | NYISO_G-I | NYISO_A-F | Internal | Shoulder | B12 | 200 | 2637 | 0 | 56.2 | 51.05 | 0.01 | 0
2020 | NYISO_G-I_2_NYISO_A-F | NYISO_G-I | NYISO_A-F | Internal | Shoulder | B13 | 600 | 2637 | 0 | 54.32 | 51.05 | 0.01 | 0
2020 | NYISO_G-I_2_NYISO_A-F | NYISO_G-I | NYISO_A-F | Internal | Shoulder | B14 | 900 | 2637 | 0 | 53.81 | 51.05 | 0.01 | 0
2020 | NYISO_G-I_2_NYISO_A-F | NYISO_G-I | NYISO_A-F | Internal | Shoulder | B15 | 1203 | 2637 | 0 | 52.22 | 51.05 | 0.01 | 0
2020 | NYISO_G-I_2_NYISO_A-F | NYISO_G-I | NYISO_A-F | Internal | Summer | B1 | 10 | 2637 | 0 | 112.09 | 76.08 | 0.01 | 0
2020 | NYISO_G-I_2_NYISO_A-F | NYISO_G-I | NYISO_A-F | Internal | Summer | B2 | 25 | 2637 | 0 | 85.28 | 67.7 | 0.01 | 0
2020 | NYISO_G-I_2_NYISO_A-F | NYISO_G-I | NYISO_A-F | Internal | Summer | B3 | 75 | 2637 | 0 | 78.82 | 66.49 | 0.01 | 0
2020 | NYISO_G-I_2_NYISO_A-F | NYISO_G-I | NYISO_A-F | Internal | Summer | B4 | 100 | 2637 | 0 | 74.7 | 61.84 | 0.01 | 0
2020 | NYISO_G-I_2_NYISO_A-F | NYISO_G-I | NYISO_A-F | Internal | Summer | B5 | 200 | 2637 | 0 | 71.77 | 57.32 | 0.01 | 0
2020 | NYISO_G-I_2_NYISO_A-F | NYISO_G-I | NYISO_A-F | Internal | Summer | B6 | 300 | 2637 | 0 | 54.44 | 54.43 | 0.01 | 0
2020 | NYISO_G-I_2_NYISO_A-F | NYISO_G-I | NYISO_A-F | Internal | Summer | B7 | 400 | 2637 | 0 | 53.34 | 52.12 | 0.01 | 0
2020 | NYISO_G-I_2_NYISO_A-F | NYISO_G-I | NYISO_A-F | Internal | Summer | B8 | 500 | 2637 | 0 | 53.34 | 49 | 0.01 | 0
2020 | NYISO_G-I_2_NYISO_A-F | NYISO_G-I | NYISO_A-F | Internal | Summer | B9 | 800 | 2637 | 0 | 51.75 | 49 | 0.01 | 0
2020 | NYISO_G-I_2_NYISO_A-F | NYISO_G-I | NYISO_A-F | Internal | Summer | B10 | 1262 | 2637 | 0 | 49.01 | 49 | 0.01 | 0
2020 | NYISO_G-I_2_NYISO_A-F | NYISO_G-I | NYISO_A-F | Internal | Winter | B16 | 25 | 2637 | 0 | 65.13 | 58.06 | 0.01 | 0
2020 | NYISO_G-I_2_NYISO_A-F | NYISO_G-I | NYISO_A-F | Internal | Winter | B17 | 100 | 2637 | 0 | 65.13 | 58.06 | 0.01 | 0
2020 | NYISO_G-I_2_NYISO_A-F | NYISO_G-I | NYISO_A-F | Internal | Winter | B18 | 400 | 2637 | 0 | 63.51 | 52.9 | 0.01 | 0
2020 | NYISO_G-I_2_NYISO_A-F | NYISO_G-I | NYISO_A-F | Internal | Winter | B19 | 700 | 2637 | 0 | 61.48 | 52.9 | 0.01 | 0
2020 | NYISO_G-I_2_NYISO_A-F | NYISO_G-I | NYISO_A-F | Internal | Winter | B20 | 935 | 2637 | 0 | 58.31 | 52.9 | 0.01 | 0
2020 | NYISO_G-I_2_NYISO_J-K | NYISO_G-I | NYISO_J-K | Internal | Shoulder | B11 | 25 | 6130 | 5737.56 | 56.78 | 56.79 | 0.01 | 0
2020 | NYISO_G-I_2_NYISO_J-K | NYISO_G-I | NYISO_J-K | Internal | Shoulder | B12 | 200 | 6130 | 5212.94 | 56.2 | 56.21 | 0.01 | 0
2020 | NYISO_G-I_2_NYISO_J-K | NYISO_G-I | NYISO_J-K | Internal | Shoulder | B13 | 600 | 6130 | 4925.58 | 54.32 | 54.34 | 0.01 | 0
2020 | NYISO_G-I_2_NYISO_J-K | NYISO_G-I | NYISO_J-K | Internal | Shoulder | B14 | 900 | 6130 | 4642.09 | 53.81 | 53.82 | 0.01 | 0
2020 | NYISO_G-I_2_NYISO_J-K | NYISO_G-I | NYISO_J-K | Internal | Shoulder | B15 | 1203 | 6130 | 4911.9 | 52.22 | 52.23 | 0.01 | 0
2020 | NYISO_G-I_2_NYISO_J-K | NYISO_G-I | NYISO_J-K | Internal | Summer | B1 | 10 | 6130 | 4921.47 | 112.09 | 112.1 | 0.01 | 0
2020 | NYISO_G-I_2_NYISO_J-K | NYISO_G-I | NYISO_J-K | Internal | Summer | B2 | 25 | 6130 | 5153.92 | 85.28 | 85.29 | 0.01 | 0
2020 | NYISO_G-I_2_NYISO_J-K | NYISO_G-I | NYISO_J-K | Internal | Summer | B3 | 75 | 6130 | 4083.53 | 78.82 | 78.83 | 0.01 | 0
2020 | NYISO_G-I_2_NYISO_J-K | NYISO_G-I | NYISO_J-K | Internal | Summer | B4 | 100 | 6130 | 4348.26 | 74.7 | 74.71 | 0.01 | 0
2020 | NYISO_G-I_2_NYISO_J-K | NYISO_G-I | NYISO_J-K | Internal | Summer | B5 | 200 | 6130 | 5984.65 | 71.77 | 71.78 | 0.01 | 0
2020 | NYISO_G-I_2_NYISO_J-K | NYISO_G-I | NYISO_J-K | Internal | Summer | B6 | 300 | 6130 | 6130 | 54.44 | 63.93 | 0.01 | 9.48
2020 | NYISO_G-I_2_NYISO_J-K | NYISO_G-I | NYISO_J-K | Internal | Summer | B7 | 400 | 6130 | 6130 | 53.34 | 53.66 | 0.01 | 0.31
2020 | NYISO_G-I_2_NYISO_J-K | NYISO_G-I | NYISO_J-K | Internal | Summer | B8 | 500 | 6130 | 5981.91 | 53.34 | 53.35 | 0.01 | 0
2020 | NYISO_G-I_2_NYISO_J-K | NYISO_G-I | NYISO_J-K | Internal | Summer | B9 | 800 | 6130 | 5625.05 | 51.75 | 51.76 | 0.01 | 0
2020 | NYISO_G-I_2_NYISO_J-K | NYISO_G-I | NYISO_J-K | Internal | Summer | B10 | 1262 | 6130 | 5559.98 | 49.01 | 49.02 | 0.01 | 0
2020 | NYISO_G-I_2_NYISO_J-K | NYISO_G-I | NYISO_J-K | Internal | Winter | B16 | 25 | 6130 | 6130 | 65.13 | 67.93 | 0.01 | 2.78
2020 | NYISO_G-I_2_NYISO_J-K | NYISO_G-I | NYISO_J-K | Internal | Winter | B17 | 100 | 6130 | 6099.64 | 65.13 | 65.14 | 0.01 | 0
2020 | NYISO_G-I_2_NYISO_J-K | NYISO_G-I | NYISO_J-K | Internal | Winter | B18 | 400 | 6130 | 6130 | 63.51 | 63.81 | 0.01 | 0.29
2020 | NYISO_G-I_2_NYISO_J-K | NYISO_G-I | NYISO_J-K | Internal | Winter | B19 | 700 | 6130 | 6130 | 61.48 | 63.81 | 0.01 | 2.32
2020 | NYISO_G-I_2_NYISO_J-K | NYISO_G-I | NYISO_J-K | Internal | Winter | B20 | 935 | 6130 | 5946.08 | 58.31 | 58.33 | 0.01 | 0
2020 | NYISO_G-I_2_PJM_E | NYISO_G-I | PJM_E | Internal | Shoulder | B11 | 25 | 1500 | 0 | 56.78 | 61.94 | 8 | 0
2020 | NYISO_G-I_2_PJM_E | NYISO_G-I | PJM_E | Internal | Shoulder | B12 | 200 | 1500 | 0 | 56.2 | 57.3 | 8 | 0
2020 | NYISO_G-I_2_PJM_E | NYISO_G-I | PJM_E | Internal | Shoulder | B13 | 600 | 1500 | 0 | 54.32 | 55.45 | 8 | 0
2020 | NYISO_G-I_2_PJM_E | NYISO_G-I | PJM_E | Internal | Shoulder | B14 | 900 | 1500 | 0 | 53.81 | 53.36 | 8 | 0
2020 | NYISO_G-I_2_PJM_E | NYISO_G-I | PJM_E | Internal | Shoulder | B15 | 1203 | 1500 | 0 | 52.22 | 46.23 | 8 | 0
2020 | NYISO_G-I_2_PJM_E | NYISO_G-I | PJM_E | Internal | Summer | B1 | 10 | 1500 | 0 | 112.09 | 92.11 | 8 | 0
2020 | NYISO_G-I_2_PJM_E | NYISO_G-I | PJM_E | Internal | Summer | B2 | 25 | 1500 | 0 | 85.28 | 90.27 | 8 | 0
2020 | NYISO_G-I_2_PJM_E | NYISO_G-I | PJM_E | Internal | Summer | B3 | 75 | 1500 | 1500 | 78.82 | 86.83 | 8 | 0.01
2020 | NYISO_G-I_2_PJM_E | NYISO_G-I | PJM_E | Internal | Summer | B4 | 100 | 1500 | 1500 | 74.7 | 85.75 | 8 | 3.05
2020 | NYISO_G-I_2_PJM_E | NYISO_G-I | PJM_E | Internal | Summer | B5 | 200 | 1500 | 0 | 71.77 | 70.48 | 8 | 0
2020 | NYISO_G-I_2_PJM_E | NYISO_G-I | PJM_E | Internal | Summer | B6 | 300 | 1500 | 0 | 54.44 | 57.93 | 8 | 0
2020 | NYISO_G-I_2_PJM_E | NYISO_G-I | PJM_E | Internal | Summer | B7 | 400 | 1500 | 0 | 53.34 | 53.59 | 8 | 0
2020 | NYISO_G-I_2_PJM_E | NYISO_G-I | PJM_E | Internal | Summer | B8 | 500 | 1500 | 0 | 53.34 | 51.94 | 8 | 0
2020 | NYISO_G-I_2_PJM_E | NYISO_G-I | PJM_E | Internal | Summer | B9 | 800 | 1500 | 0 | 51.75 | 48.74 | 8 | 0
2020 | NYISO_G-I_2_PJM_E | NYISO_G-I | PJM_E | Internal | Summer | B10 | 1262 | 1500 | 0 | 49.01 | 41.77 | 8 | 0
2020 | NYISO_G-I_2_PJM_E | NYISO_G-I | PJM_E | Internal | Winter | B16 | 25 | 1500 | 0 | 65.13 | 64.31 | 8 | 0
2020 | NYISO_G-I_2_PJM_E | NYISO_G-I | PJM_E | Internal | Winter | B17 | 100 | 1500 | 0 | 65.13 | 60.93 | 8 | 0
2020 | NYISO_G-I_2_PJM_E | NYISO_G-I | PJM_E | Internal | Winter | B18 | 400 | 1500 | 0 | 63.51 | 57.51 | 8 | 0
2020 | NYISO_G-I_2_PJM_E | NYISO_G-I | PJM_E | Internal | Winter | B19 | 700 | 1500 | 0 | 61.48 | 55.48 | 8 | 0
2020 | NYISO_G-I_2_PJM_E | NYISO_G-I | PJM_E | Internal | Winter | B20 | 935 | 1500 | 0 | 58.31 | 43.92 | 8 | 0
2020 | NYISO_J-K_2_NYISO_G-I | NYISO_J-K | NYISO_G-I | Internal | Shoulder | B11 | 25 | 1999 | 0 | 56.79 | 56.78 | 0.01 | 0
2020 | NYISO_J-K_2_NYISO_G-I | NYISO_J-K | NYISO_G-I | Internal | Shoulder | B12 | 200 | 1999 | 0 | 56.21 | 56.2 | 0.01 | 0
2020 | NYISO_J-K_2_NYISO_G-I | NYISO_J-K | NYISO_G-I | Internal | Shoulder | B13 | 600 | 1999 | 0 | 54.34 | 54.32 | 0.01 | 0
2020 | NYISO_J-K_2_NYISO_G-I | NYISO_J-K | NYISO_G-I | Internal | Shoulder | B14 | 900 | 1999 | 0 | 53.82 | 53.81 | 0.01 | 0
2020 | NYISO_J-K_2_NYISO_G-I | NYISO_J-K | NYISO_G-I | Internal | Shoulder | B15 | 1203 | 1999 | 0 | 52.23 | 52.22 | 0.01 | 0
2020 | NYISO_J-K_2_NYISO_G-I | NYISO_J-K | NYISO_G-I | Internal | Summer | B1 | 10 | 1999 | 0 | 112.1 | 112.09 | 0.01 | 0
2020 | NYISO_J-K_2_NYISO_G-I | NYISO_J-K | NYISO_G-I | Internal | Summer | B2 | 25 | 1999 | 0 | 85.29 | 85.28 | 0.01 | 0
2020 | NYISO_J-K_2_NYISO_G-I | NYISO_J-K | NYISO_G-I | Internal | Summer | B3 | 75 | 1999 | 0 | 78.83 | 78.82 | 0.01 | 0
2020 | NYISO_J-K_2_NYISO_G-I | NYISO_J-K | NYISO_G-I | Internal | Summer | B4 | 100 | 1999 | 0 | 74.71 | 74.7 | 0.01 | 0
2020 | NYISO_J-K_2_NYISO_G-I | NYISO_J-K | NYISO_G-I | Internal | Summer | B5 | 200 | 1999 | 0 | 71.78 | 71.77 | 0.01 | 0
2020 | NYISO_J-K_2_NYISO_G-I | NYISO_J-K | NYISO_G-I | Internal | Summer | B6 | 300 | 1999 | 0 | 63.93 | 54.44 | 0.01 | 0
2020 | NYISO_J-K_2_NYISO_G-I | NYISO_J-K | NYISO_G-I | Internal | Summer | B7 | 400 | 1999 | 0 | 53.66 | 53.34 | 0.01 | 0
2020 | NYISO_J-K_2_NYISO_G-I | NYISO_J-K | NYISO_G-I | Internal | Summer | B8 | 500 | 1999 | 0 | 53.35 | 53.34 | 0.01 | 0
2020 | NYISO_J-K_2_NYISO_G-I | NYISO_J-K | NYISO_G-I | Internal | Summer | B9 | 800 | 1999 | 0 | 51.76 | 51.75 | 0.01 | 0
2020 | NYISO_J-K_2_NYISO_G-I | NYISO_J-K | NYISO_G-I | Internal | Summer | B10 | 1262 | 1999 | 0 | 49.02 | 49.01 | 0.01 | 0
2020 | NYISO_J-K_2_NYISO_G-I | NYISO_J-K | NYISO_G-I | Internal | Winter | B16 | 25 | 1999 | 0 | 67.93 | 65.13 | 0.01 | 0
2020 | NYISO_J-K_2_NYISO_G-I | NYISO_J-K | NYISO_G-I | Internal | Winter | B17 | 100 | 1999 | 0 | 65.14 | 65.13 | 0.01 | 0
2020 | NYISO_J-K_2_NYISO_G-I | NYISO_J-K | NYISO_G-I | Internal | Winter | B18 | 400 | 1999 | 0 | 63.81 | 63.51 | 0.01 | 0
2020 | NYISO_J-K_2_NYISO_G-I | NYISO_J-K | NYISO_G-I | Internal | Winter | B19 | 700 | 1999 | 0 | 63.81 | 61.48 | 0.01 | 0
2020 | NYISO_J-K_2_NYISO_G-I | NYISO_J-K | NYISO_G-I | Internal | Winter | B20 | 935 | 1999 | 0 | 58.33 | 58.31 | 0.01 | 0
2020 | NYISO_J-K_2_PJM_E | NYISO_J-K | PJM_E | Internal | Shoulder | B11 | 25 | 330 | 0 | 56.79 | 61.94 | 8 | 0
2020 | NYISO_J-K_2_PJM_E | NYISO_J-K | PJM_E | Internal | Shoulder | B12 | 200 | 330 | 0 | 56.21 | 57.3 | 8 | 0
2020 | NYISO_J-K_2_PJM_E | NYISO_J-K | PJM_E | Internal | Shoulder | B13 | 600 | 330 | 0 | 54.34 | 55.45 | 8 | 0
2020 | NYISO_J-K_2_PJM_E | NYISO_J-K | PJM_E | Internal | Shoulder | B14 | 900 | 330 | 0 | 53.82 | 53.36 | 8 | 0
2020 | NYISO_J-K_2_PJM_E | NYISO_J-K | PJM_E | Internal | Shoulder | B15 | 1203 | 330 | 0 | 52.23 | 46.23 | 8 | 0
2020 | NYISO_J-K_2_PJM_E | NYISO_J-K | PJM_E | Internal | Summer | B1 | 10 | 330 | 0 | 112.1 | 92.11 | 8 | 0
2020 | NYISO_J-K_2_PJM_E | NYISO_J-K | PJM_E | Internal | Summer | B2 | 25 | 330 | 0 | 85.29 | 90.27 | 8 | 0
2020 | NYISO_J-K_2_PJM_E | NYISO_J-K | PJM_E | Internal | Summer | B3 | 75 | 330 | 312.3 | 78.83 | 86.83 | 8 | 0
2020 | NYISO_J-K_2_PJM_E | NYISO_J-K | PJM_E | Internal | Summer | B4 | 100 | 330 | 330 | 74.71 | 85.75 | 8 | 3.04
2020 | NYISO_J-K_2_PJM_E | NYISO_J-K | PJM_E | Internal | Summer | B5 | 200 | 330 | 0 | 71.78 | 70.48 | 8 | 0
2020 | NYISO_J-K_2_PJM_E | NYISO_J-K | PJM_E | Internal | Summer | B6 | 300 | 330 | 0 | 63.93 | 57.93 | 8 | 0
2020 | NYISO_J-K_2_PJM_E | NYISO_J-K | PJM_E | Internal | Summer | B7 | 400 | 330 | 0 | 53.66 | 53.59 | 8 | 0
2020 | NYISO_J-K_2_PJM_E | NYISO_J-K | PJM_E | Internal | Summer | B8 | 500 | 330 | 0 | 53.35 | 51.94 | 8 | 0
2020 | NYISO_J-K_2_PJM_E | NYISO_J-K | PJM_E | Internal | Summer | B9 | 800 | 330 | 0 | 51.76 | 48.74 | 8 | 0
2020 | NYISO_J-K_2_PJM_E | NYISO_J-K | PJM_E | Internal | Summer | B10 | 1262 | 330 | 0 | 49.02 | 41.77 | 8 | 0
2020 | NYISO_J-K_2_PJM_E | NYISO_J-K | PJM_E | Internal | Winter | B16 | 25 | 330 | 0 | 67.93 | 64.31 | 8 | 0
2020 | NYISO_J-K_2_PJM_E | NYISO_J-K | PJM_E | Internal | Winter | B17 | 100 | 330 | 0 | 65.14 | 60.93 | 8 | 0
2020 | NYISO_J-K_2_PJM_E | NYISO_J-K | PJM_E | Internal | Winter | B18 | 400 | 330 | 0 | 63.81 | 57.51 | 8 | 0
2020 | NYISO_J-K_2_PJM_E | NYISO_J-K | PJM_E | Internal | Winter | B19 | 700 | 330 | 0 | 63.81 | 55.48 | 8 | 0
2020 | NYISO_J-K_2_PJM_E | NYISO_J-K | PJM_E | Internal | Winter | B20 | 935 | 330 | 0 | 58.33 | 43.92 | 8 | 0
2020 | PJM_E_2_NYISO_G-I | PJM_E | NYISO_G-I | Internal | Shoulder | B11 | 25 | 500 | 0 | 61.94 | 56.78 | 6 | 0
2020 | PJM_E_2_NYISO_G-I | PJM_E | NYISO_G-I | Internal | Shoulder | B12 | 200 | 500 | 0 | 57.3 | 56.2 | 6 | 0
2020 | PJM_E_2_NYISO_G-I | PJM_E | NYISO_G-I | Internal | Shoulder | B13 | 600 | 500 | 0 | 55.45 | 54.32 | 6 | 0
2020 | PJM_E_2_NYISO_G-I | PJM_E | NYISO_G-I | Internal | Shoulder | B14 | 900 | 500 | 0 | 53.36 | 53.81 | 6 | 0
2020 | PJM_E_2_NYISO_G-I | PJM_E | NYISO_G-I | Internal | Shoulder | B15 | 1203 | 500 | 0 | 46.23 | 52.22 | 6 | 0
2020 | PJM_E_2_NYISO_G-I | PJM_E | NYISO_G-I | Internal | Summer | B1 | 10 | 500 | 500 | 92.11 | 112.09 | 6 | 13.98
2020 | PJM_E_2_NYISO_G-I | PJM_E | NYISO_G-I | Internal | Summer | B2 | 25 | 500 | 0 | 90.27 | 85.28 | 6 | 0
2020 | PJM_E_2_NYISO_G-I | PJM_E | NYISO_G-I | Internal | Summer | B3 | 75 | 500 | 0 | 86.83 | 78.82 | 6 | 0
2020 | PJM_E_2_NYISO_G-I | PJM_E | NYISO_G-I | Internal | Summer | B4 | 100 | 500 | 0 | 85.75 | 74.7 | 6 | 0
2020 | PJM_E_2_NYISO_G-I | PJM_E | NYISO_G-I | Internal | Summer | B5 | 200 | 500 | 0 | 70.48 | 71.77 | 6 | 0
2020 | PJM_E_2_NYISO_G-I | PJM_E | NYISO_G-I | Internal | Summer | B6 | 300 | 500 | 0 | 57.93 | 54.44 | 6 | 0
2020 | PJM_E_2_NYISO_G-I | PJM_E | NYISO_G-I | Internal | Summer | B7 | 400 | 500 | 0 | 53.59 | 53.34 | 6 | 0
2020 | PJM_E_2_NYISO_G-I | PJM_E | NYISO_G-I | Internal | Summer | B8 | 500 | 500 | 0 | 51.94 | 53.34 | 6 | 0
2020 | PJM_E_2_NYISO_G-I | PJM_E | NYISO_G-I | Internal | Summer | B9 | 800 | 500 | 0 | 48.74 | 51.75 | 6 | 0
2020 | PJM_E_2_NYISO_G-I | PJM_E | NYISO_G-I | Internal | Summer | B10 | 1262 | 500 | 500 | 41.77 | 49.01 | 6 | 1.24
2020 | PJM_E_2_NYISO_G-I | PJM_E | NYISO_G-I | Internal | Winter | B16 | 25 | 500 | 0 | 64.31 | 65.13 | 6 | 0
2020 | PJM_E_2_NYISO_G-I | PJM_E | NYISO_G-I | Internal | Winter | B17 | 100 | 500 | 0 | 60.93 | 65.13 | 6 | 0
2020 | PJM_E_2_NYISO_G-I | PJM_E | NYISO_G-I | Internal | Winter | B18 | 400 | 500 | 161.13 | 57.51 | 63.51 | 6 | 0
2020 | PJM_E_2_NYISO_G-I | PJM_E | NYISO_G-I | Internal | Winter | B19 | 700 | 500 | 449.2 | 55.48 | 61.48 | 6 | 0
2020 | PJM_E_2_NYISO_G-I | PJM_E | NYISO_G-I | Internal | Winter | B20 | 935 | 500 | 500 | 43.92 | 58.31 | 6 | 8.39
2020 | PJM_E_2_NYISO_J-K | PJM_E | NYISO_J-K | Internal | Shoulder | B11 | 25 | 330 | 0 | 61.94 | 56.79 | 6 | 0
2020 | PJM_E_2_NYISO_J-K | PJM_E | NYISO_J-K | Internal | Shoulder | B12 | 200 | 330 | 0 | 57.3 | 56.21 | 6 | 0
2020 | PJM_E_2_NYISO_J-K | PJM_E | NYISO_J-K | Internal | Shoulder | B13 | 600 | 330 | 0 | 55.45 | 54.34 | 6 | 0
2020 | PJM_E_2_NYISO_J-K | PJM_E | NYISO_J-K | Internal | Shoulder | B14 | 900 | 330 | 0 | 53.36 | 53.82 | 6 | 0
2020 | PJM_E_2_NYISO_J-K | PJM_E | NYISO_J-K | Internal | Shoulder | B15 | 1203 | 330 | 175.49 | 46.23 | 52.23 | 6 | 0
2020 | PJM_E_2_NYISO_J-K | PJM_E | NYISO_J-K | Internal | Summer | B1 | 10 | 330 | 330 | 92.11 | 112.1 | 6 | 13.99
2020 | PJM_E_2_NYISO_J-K | PJM_E | NYISO_J-K | Internal | Summer | B2 | 25 | 330 | 0 | 90.27 | 85.29 | 6 | 0
2020 | PJM_E_2_NYISO_J-K | PJM_E | NYISO_J-K | Internal | Summer | B3 | 75 | 330 | 0 | 86.83 | 78.83 | 6 | 0
2020 | PJM_E_2_NYISO_J-K | PJM_E | NYISO_J-K | Internal | Summer | B4 | 100 | 330 | 0 | 85.75 | 74.71 | 6 | 0
2020 | PJM_E_2_NYISO_J-K | PJM_E | NYISO_J-K | Internal | Summer | B5 | 200 | 330 | 0 | 70.48 | 71.78 | 6 | 0
2020 | PJM_E_2_NYISO_J-K | PJM_E | NYISO_J-K | Internal | Summer | B6 | 300 | 330 | 130.8 | 57.93 | 63.93 | 6 | 0
2020 | PJM_E_2_NYISO_J-K | PJM_E | NYISO_J-K | Internal | Summer | B7 | 400 | 330 | 0 | 53.59 | 53.66 | 6 | 0
2020 | PJM_E_2_NYISO_J-K | PJM_E | NYISO_J-K | Internal | Summer | B8 | 500 | 330 | 0 | 51.94 | 53.35 | 6 | 0
2020 | PJM_E_2_NYISO_J-K | PJM_E | NYISO_J-K | Internal | Summer | B9 | 800 | 330 | 0 | 48.74 | 51.76 | 6 | 0
2020 | PJM_E_2_NYISO_J-K | PJM_E | NYISO_J-K | Internal | Summer | B10 | 1262 | 330 | 330 | 41.77 | 49.02 | 6 | 1.25
2020 | PJM_E_2_NYISO_J-K | PJM_E | NYISO_J-K | Internal | Winter | B16 | 25 | 330 | 0 | 64.31 | 67.93 | 6 | 0
2020 | PJM_E_2_NYISO_J-K | PJM_E | NYISO_J-K | Internal | Winter | B17 | 100 | 330 | 0 | 60.93 | 65.14 | 6 | 0
2020 | PJM_E_2_NYISO_J-K | PJM_E | NYISO_J-K | Internal | Winter | B18 | 400 | 330 | 330 | 57.51 | 63.81 | 6 | 0.3
2020 | PJM_E_2_NYISO_J-K | PJM_E | NYISO_J-K | Internal | Winter | B19 | 700 | 330 | 330 | 55.48 | 63.81 | 6 | 2.33
2020 | PJM_E_2_NYISO_J-K | PJM_E | NYISO_J-K | Internal | Winter | B20 | 935 | 330 | 330 | 43.92 | 58.33 | 6 | 8.41
2020 | PJM_E_2_PJM_ROM | PJM_E | PJM_ROM | Internal | Shoulder | B11 | 25 | 8000 | 2487.81 | 61.94 | 61.95 | 0.01 | 0
2020 | PJM_E_2_PJM_ROM | PJM_E | PJM_ROM | Internal | Shoulder | B12 | 200 | 8000 | 434.97 | 57.3 | 57.31 | 0.01 | 0
2020 | PJM_E_2_PJM_ROM | PJM_E | PJM_ROM | Internal | Shoulder | B13 | 600 | 8000 | 0 | 55.45 | 55.44 | 0.01 | 0
2020 | PJM_E_2_PJM_ROM | PJM_E | PJM_ROM | Internal | Shoulder | B14 | 900 | 8000 | 0 | 53.36 | 53.35 | 0.01 | 0
2020 | PJM_E_2_PJM_ROM | PJM_E | PJM_ROM | Internal | Shoulder | B15 | 1203 | 8000 | 0 | 46.23 | 46.22 | 0.01 | 0
2020 | PJM_E_2_PJM_ROM | PJM_E | PJM_ROM | Internal | Summer | B1 | 10 | 8000 | 0 | 92.11 | 92.1 | 0.01 | 0
2020 | PJM_E_2_PJM_ROM | PJM_E | PJM_ROM | Internal | Summer | B2 | 25 | 8000 | 0 | 90.27 | 90.26 | 0.01 | 0
2020 | PJM_E_2_PJM_ROM | PJM_E | PJM_ROM | Internal | Summer | B3 | 75 | 8000 | 1227.44 | 86.83 | 86.84 | 0.01 | 0
2020 | PJM_E_2_PJM_ROM | PJM_E | PJM_ROM | Internal | Summer | B4 | 100 | 8000 | 2183.63 | 85.75 | 85.76 | 0.01 | 0
2020 | PJM_E_2_PJM_ROM | PJM_E | PJM_ROM | Internal | Summer | B5 | 200 | 8000 | 0 | 70.48 | 70.47 | 0.01 | 0
2020 | PJM_E_2_PJM_ROM | PJM_E | PJM_ROM | Internal | Summer | B6 | 300 | 8000 | 756.9 | 57.93 | 57.94 | 0.01 | 0
2020 | PJM_E_2_PJM_ROM | PJM_E | PJM_ROM | Internal | Summer | B7 | 400 | 8000 | 0 | 53.59 | 53.58 | 0.01 | 0
2020 | PJM_E_2_PJM_ROM | PJM_E | PJM_ROM | Internal | Summer | B8 | 500 | 8000 | 0 | 51.94 | 51.93 | 0.01 | 0
2020 | PJM_E_2_PJM_ROM | PJM_E | PJM_ROM | Internal | Summer | B9 | 800 | 8000 | 0 | 48.74 | 48.73 | 0.01 | 0
2020 | PJM_E_2_PJM_ROM | PJM_E | PJM_ROM | Internal | Summer | B10 | 1262 | 8000 | 0 | 41.77 | 41.76 | 0.01 | 0
2020 | PJM_E_2_PJM_ROM | PJM_E | PJM_ROM | Internal | Winter | B16 | 25 | 8000 | 0 | 64.31 | 64.3 | 0.01 | 0
2020 | PJM_E_2_PJM_ROM | PJM_E | PJM_ROM | Internal | Winter | B17 | 100 | 8000 | 0 | 60.93 | 60.92 | 0.01 | 0
2020 | PJM_E_2_PJM_ROM | PJM_E | PJM_ROM | Internal | Winter | B18 | 400 | 8000 | 0 | 57.51 | 57.49 | 0.01 | 0
2020 | PJM_E_2_PJM_ROM | PJM_E | PJM_ROM | Internal | Winter | B19 | 700 | 8000 | 0 | 55.48 | 55.47 | 0.01 | 0
2020 | PJM_E_2_PJM_ROM | PJM_E | PJM_ROM | Internal | Winter | B20 | 935 | 8000 | 0 | 43.92 | 43.91 | 0.01 | 0
2020 | PJM_ROR_2_MISO_IN | PJM_ROR | MISO_IN | Internal | Shoulder | B11 | 25 | 909 | 0 | 61.96 | 63.95 | 2 | 0
2020 | PJM_ROR_2_MISO_IN | PJM_ROR | MISO_IN | Internal | Shoulder | B12 | 200 | 909 | 0 | 57.3 | 55.31 | 2 | 0
2020 | PJM_ROR_2_MISO_IN | PJM_ROR | MISO_IN | Internal | Shoulder | B13 | 600 | 909 | 0 | 55.43 | 53.43 | 2 | 0
2020 | PJM_ROR_2_MISO_IN | PJM_ROR | MISO_IN | Internal | Shoulder | B14 | 900 | 909 | 0 | 53.34 | 52.98 | 2 | 0
2020 | PJM_ROR_2_MISO_IN | PJM_ROR | MISO_IN | Internal | Shoulder | B15 | 1203 | 909 | 0 | 46.21 | 44.7 | 2 | 0
2020 | PJM_ROR_2_MISO_IN | PJM_ROR | MISO_IN | Internal | Summer | B1 | 10 | 909 | 0 | 92.08 | 90.1 | 2 | 0
2020 | PJM_ROR_2_MISO_IN | PJM_ROR | MISO_IN | Internal | Summer | B2 | 25 | 909 | 0 | 90.25 | 88.26 | 2 | 0
2020 | PJM_ROR_2_MISO_IN | PJM_ROR | MISO_IN | Internal | Summer | B3 | 75 | 909 | 0 | 86.85 | 86.65 | 2 | 0
2020 | PJM_ROR_2_MISO_IN | PJM_ROR | MISO_IN | Internal | Summer | B4 | 100 | 909 | 0 | 85.77 | 84.48 | 2 | 0
2020 | PJM_ROR_2_MISO_IN | PJM_ROR | MISO_IN | Internal | Summer | B5 | 200 | 909 | 0 | 70.48 | 72.46 | 2 | 0
2020 | PJM_ROR_2_MISO_IN | PJM_ROR | MISO_IN | Internal | Summer | B6 | 300 | 909 | 0 | 57.95 | 55.97 | 2 | 0
2020 | PJM_ROR_2_MISO_IN | PJM_ROR | MISO_IN | Internal | Summer | B7 | 400 | 909 | 0 | 53.59 | 52.1 | 2 | 0
2020 | PJM_ROR_2_MISO_IN | PJM_ROR | MISO_IN | Internal | Summer | B8 | 500 | 909 | 0 | 51.92 | 49.92 | 2 | 0
2020 | PJM_ROR_2_MISO_IN | PJM_ROR | MISO_IN | Internal | Summer | B9 | 800 | 909 | 0 | 48.72 | 47.11 | 2 | 0
2020 | PJM_ROR_2_MISO_IN | PJM_ROR | MISO_IN | Internal | Summer | B10 | 1262 | 909 | 0 | 41.74 | 41.39 | 2 | 0
2020 | PJM_ROR_2_MISO_IN | PJM_ROR | MISO_IN | Internal | Winter | B16 | 25 | 909 | 0 | 64.29 | 62.31 | 2 | 0
2020 | PJM_ROR_2_MISO_IN | PJM_ROR | MISO_IN | Internal | Winter | B17 | 100 | 909 | 0 | 60.9 | 58.92 | 2 | 0
2020 | PJM_ROR_2_MISO_IN | PJM_ROR | MISO_IN | Internal | Winter | B18 | 400 | 909 | 0 | 57.48 | 55.49 | 2 | 0
2020 | PJM_ROR_2_MISO_IN | PJM_ROR | MISO_IN | Internal | Winter | B19 | 700 | 909 | 0 | 55.46 | 53.47 | 2 | 0
2020 | PJM_ROR_2_MISO_IN | PJM_ROR | MISO_IN | Internal | Winter | B20 | 935 | 909 | 0 | 43.9 | 43.6 | 2 | 0
2020 | PJM_ROR_2_MISO_MI | PJM_ROR | MISO_MI | Internal | Shoulder | B11 | 25 | 1305 | 0 | 61.96 | 62.18 | 2 | 0
2020 | PJM_ROR_2_MISO_MI | PJM_ROR | MISO_MI | Internal | Shoulder | B12 | 200 | 1305 | 0 | 57.3 | 55.33 | 2 | 0
2020 | PJM_ROR_2_MISO_MI | PJM_ROR | MISO_MI | Internal | Shoulder | B13 | 600 | 1305 | 0 | 55.43 | 53.44 | 2 | 0
2020 | PJM_ROR_2_MISO_MI | PJM_ROR | MISO_MI | Internal | Shoulder | B14 | 900 | 1305 | 0 | 53.34 | 53 | 2 | 0
2020 | PJM_ROR_2_MISO_MI | PJM_ROR | MISO_MI | Internal | Shoulder | B15 | 1203 | 1305 | 0 | 46.21 | 44.71 | 2 | 0
2020 | PJM_ROR_2_MISO_MI | PJM_ROR | MISO_MI | Internal | Summer | B1 | 10 | 1305 | 0 | 92.08 | 90.08 | 2 | 0
2020 | PJM_ROR_2_MISO_MI | PJM_ROR | MISO_MI | Internal | Summer | B2 | 25 | 1305 | 0 | 90.25 | 88.25 | 2 | 0
2020 | PJM_ROR_2_MISO_MI | PJM_ROR | MISO_MI | Internal | Summer | B3 | 75 | 1305 | 0 | 86.85 | 85.01 | 2 | 0
2020 | PJM_ROR_2_MISO_MI | PJM_ROR | MISO_MI | Internal | Summer | B4 | 100 | 1305 | 0 | 85.77 | 84.47 | 2 | 0
2020 | PJM_ROR_2_MISO_MI | PJM_ROR | MISO_MI | Internal | Summer | B5 | 200 | 1305 | 0 | 70.48 | 68.48 | 2 | 0
2020 | PJM_ROR_2_MISO_MI | PJM_ROR | MISO_MI | Internal | Summer | B6 | 300 | 1305 | 0 | 57.95 | 55.96 | 2 | 0
2020 | PJM_ROR_2_MISO_MI | PJM_ROR | MISO_MI | Internal | Summer | B7 | 400 | 1305 | 0 | 53.59 | 52.12 | 2 | 0
2020 | PJM_ROR_2_MISO_MI | PJM_ROR | MISO_MI | Internal | Summer | B8 | 500 | 1305 | 0 | 51.92 | 49.93 | 2 | 0
2020 | PJM_ROR_2_MISO_MI | PJM_ROR | MISO_MI | Internal | Summer | B9 | 800 | 1305 | 0 | 48.72 | 47.12 | 2 | 0
2020 | PJM_ROR_2_MISO_MI | PJM_ROR | MISO_MI | Internal | Summer | B10 | 1262 | 1305 | 0 | 41.74 | 41.4 | 2 | 0
2020 | PJM_ROR_2_MISO_MI | PJM_ROR | MISO_MI | Internal | Winter | B16 | 25 | 1305 | 0 | 64.29 | 62.29 | 2 | 0
2020 | PJM_ROR_2_MISO_MI | PJM_ROR | MISO_MI | Internal | Winter | B17 | 100 | 1305 | 0 | 60.9 | 58.9 | 2 | 0
2020 | PJM_ROR_2_MISO_MI | PJM_ROR | MISO_MI | Internal | Winter | B18 | 400 | 1305 | 0 | 57.48 | 55.48 | 2 | 0
2020 | PJM_ROR_2_MISO_MI | PJM_ROR | MISO_MI | Internal | Winter | B19 | 700 | 1305 | 0 | 55.46 | 53.46 | 2 | 0
2020 | PJM_ROR_2_MISO_MI | PJM_ROR | MISO_MI | Internal | Winter | B20 | 935 | 1305 | 0 | 43.9 | 43.61 | 2 | 0
2020 | PJM_ROR_2_MISO_MO-IL | PJM_ROR | MISO_MO-IL | Internal | Shoulder | B11 | 25 | 1111 | 3.46 | 61.96 | 63.96 | 2 | 0
2020 | PJM_ROR_2_MISO_MO-IL | PJM_ROR | MISO_MO-IL | Internal | Shoulder | B12 | 200 | 1111 | 0 | 57.3 | 55.3 | 2 | 0
2020 | PJM_ROR_2_MISO_MO-IL | PJM_ROR | MISO_MO-IL | Internal | Shoulder | B13 | 600 | 1111 | 0 | 55.43 | 53.42 | 2 | 0
2020 | PJM_ROR_2_MISO_MO-IL | PJM_ROR | MISO_MO-IL | Internal | Shoulder | B14 | 900 | 1111 | 0 | 53.34 | 52.97 | 2 | 0
2020 | PJM_ROR_2_MISO_MO-IL | PJM_ROR | MISO_MO-IL | Internal | Shoulder | B15 | 1203 | 1111 | 0 | 46.21 | 44.69 | 2 | 0
2020 | PJM_ROR_2_MISO_MO-IL | PJM_ROR | MISO_MO-IL | Internal | Summer | B1 | 10 | 1111 | 0 | 92.08 | 90.08 | 2 | 0
2020 | PJM_ROR_2_MISO_MO-IL | PJM_ROR | MISO_MO-IL | Internal | Summer | B2 | 25 | 1111 | 0 | 90.25 | 88.25 | 2 | 0
2020 | PJM_ROR_2_MISO_MO-IL | PJM_ROR | MISO_MO-IL | Internal | Summer | B3 | 75 | 1111 | 0 | 86.85 | 86.66 | 2 | 0
2020 | PJM_ROR_2_MISO_MO-IL | PJM_ROR | MISO_MO-IL | Internal | Summer | B4 | 100 | 1111 | 0 | 85.77 | 84.47 | 2 | 0
2020 | PJM_ROR_2_MISO_MO-IL | PJM_ROR | MISO_MO-IL | Internal | Summer | B5 | 200 | 1111 | 0 | 70.48 | 72.47 | 2 | 0
2020 | PJM_ROR_2_MISO_MO-IL | PJM_ROR | MISO_MO-IL | Internal | Summer | B6 | 300 | 1111 | 0 | 57.95 | 55.97 | 2 | 0
2020 | PJM_ROR_2_MISO_MO-IL | PJM_ROR | MISO_MO-IL | Internal | Summer | B7 | 400 | 1111 | 0 | 53.59 | 52.09 | 2 | 0
2020 | PJM_ROR_2_MISO_MO-IL | PJM_ROR | MISO_MO-IL | Internal | Summer | B8 | 500 | 1111 | 0 | 51.92 | 49.92 | 2 | 0
2020 | PJM_ROR_2_MISO_MO-IL | PJM_ROR | MISO_MO-IL | Internal | Summer | B9 | 800 | 1111 | 0 | 48.72 | 47.1 | 2 | 0
2020 | PJM_ROR_2_MISO_MO-IL | PJM_ROR | MISO_MO-IL | Internal | Summer | B10 | 1262 | 1111 | 0 | 41.74 | 41.37 | 2 | 0
2020 | PJM_ROR_2_MISO_MO-IL | PJM_ROR | MISO_MO-IL | Internal | Winter | B16 | 25 | 1111 | 0 | 64.29 | 62.3 | 2 | 0
2020 | PJM_ROR_2_MISO_MO-IL | PJM_ROR | MISO_MO-IL | Internal | Winter | B17 | 100 | 1111 | 0 | 60.9 | 58.9 | 2 | 0
2020 | PJM_ROR_2_MISO_MO-IL | PJM_ROR | MISO_MO-IL | Internal | Winter | B18 | 400 | 1111 | 0 | 57.48 | 55.48 | 2 | 0
2020 | PJM_ROR_2_MISO_MO-IL | PJM_ROR | MISO_MO-IL | Internal | Winter | B19 | 700 | 1111 | 0 | 55.46 | 53.46 | 2 | 0
2020 | PJM_ROR_2_MISO_MO-IL | PJM_ROR | MISO_MO-IL | Internal | Winter | B20 | 935 | 1111 | 0 | 43.9 | 43.59 | 2 | 0
2020 | PJM_ROR_2_MISO_W | PJM_ROR | MISO_W | Internal | Shoulder | B11 | 25 | 10071 | 0 | 61.96 | 63.95 | 2 | 0
2020 | PJM_ROR_2_MISO_W | PJM_ROR | MISO_W | Internal | Shoulder | B12 | 200 | 10071 | 0 | 57.3 | 55.31 | 2 | 0
2020 | PJM_ROR_2_MISO_W | PJM_ROR | MISO_W | Internal | Shoulder | B13 | 600 | 10071 | 0 | 55.43 | 53.43 | 2 | 0
2020 | PJM_ROR_2_MISO_W | PJM_ROR | MISO_W | Internal | Shoulder | B14 | 900 | 10071 | 0 | 53.34 | 52.98 | 2 | 0
2020 | PJM_ROR_2_MISO_W | PJM_ROR | MISO_W | Internal | Shoulder | B15 | 1203 | 10071 | 0 | 46.21 | 44.7 | 2 | 0
2020 | PJM_ROR_2_MISO_W | PJM_ROR | MISO_W | Internal | Summer | B1 | 10 | 10071 | 0 | 92.08 | 90.08 | 2 | 0
2020 | PJM_ROR_2_MISO_W | PJM_ROR | MISO_W | Internal | Summer | B2 | 25 | 10071 | 0 | 90.25 | 88.25 | 2 | 0
2020 | PJM_ROR_2_MISO_W | PJM_ROR | MISO_W | Internal | Summer | B3 | 75 | 10071 | 0 | 86.85 | 86.67 | 2 | 0
2020 | PJM_ROR_2_MISO_W | PJM_ROR | MISO_W | Internal | Summer | B4 | 100 | 10071 | 0 | 85.77 | 84.48 | 2 | 0
2020 | PJM_ROR_2_MISO_W | PJM_ROR | MISO_W | Internal | Summer | B5 | 200 | 10071 | 1430.33 | 70.48 | 72.48 | 2 | 0
2020 | PJM_ROR_2_MISO_W | PJM_ROR | MISO_W | Internal | Summer | B6 | 300 | 10071 | 0 | 57.95 | 55.96 | 2 | 0
2020 | PJM_ROR_2_MISO_W | PJM_ROR | MISO_W | Internal | Summer | B7 | 400 | 10071 | 0 | 53.59 | 52.1 | 2 | 0
2020 | PJM_ROR_2_MISO_W | PJM_ROR | MISO_W | Internal | Summer | B8 | 500 | 10071 | 0 | 51.92 | 49.93 | 2 | 0
2020 | PJM_ROR_2_MISO_W | PJM_ROR | MISO_W | Internal | Summer | B9 | 800 | 10071 | 0 | 48.72 | 47.11 | 2 | 0
2020 | PJM_ROR_2_MISO_W | PJM_ROR | MISO_W | Internal | Summer | B10 | 1262 | 10071 | 0 | 41.74 | 41.36 | 2 | 0
2020 | PJM_ROR_2_MISO_W | PJM_ROR | MISO_W | Internal | Winter | B16 | 25 | 10071 | 0 | 64.29 | 62.29 | 2 | 0
2020 | PJM_ROR_2_MISO_W | PJM_ROR | MISO_W | Internal | Winter | B17 | 100 | 10071 | 0 | 60.9 | 58.9 | 2 | 0
2020 | PJM_ROR_2_MISO_W | PJM_ROR | MISO_W | Internal | Winter | B18 | 400 | 10071 | 0 | 57.48 | 55.49 | 2 | 0
2020 | PJM_ROR_2_MISO_W | PJM_ROR | MISO_W | Internal | Winter | B19 | 700 | 10071 | 0 | 55.46 | 53.47 | 2 | 0
2020 | PJM_ROR_2_MISO_W | PJM_ROR | MISO_W | Internal | Winter | B20 | 935 | 10071 | 0 | 43.9 | 43.6 | 2 | 0
2020 | PJM_ROR_2_MISO_WUMS | PJM_ROR | MISO_WUMS | Internal | Shoulder | B11 | 25 | 1467 | 0 | 61.96 | 63.94 | 2 | 0
2020 | PJM_ROR_2_MISO_WUMS | PJM_ROR | MISO_WUMS | Internal | Shoulder | B12 | 200 | 1467 | 0 | 57.3 | 55.3 | 2 | 0
2020 | PJM_ROR_2_MISO_WUMS | PJM_ROR | MISO_WUMS | Internal | Shoulder | B13 | 600 | 1467 | 0 | 55.43 | 53.43 | 2 | 0
2020 | PJM_ROR_2_MISO_WUMS | PJM_ROR | MISO_WUMS | Internal | Shoulder | B14 | 900 | 1467 | 0 | 53.34 | 53 | 2 | 0
2020 | PJM_ROR_2_MISO_WUMS | PJM_ROR | MISO_WUMS | Internal | Shoulder | B15 | 1203 | 1467 | 0 | 46.21 | 44.71 | 2 | 0
2020 | PJM_ROR_2_MISO_WUMS | PJM_ROR | MISO_WUMS | Internal | Summer | B1 | 10 | 1467 | 0 | 92.08 | 90.08 | 2 | 0
2020 | PJM_ROR_2_MISO_WUMS | PJM_ROR | MISO_WUMS | Internal | Summer | B2 | 25 | 1467 | 0 | 90.25 | 88.26 | 2 | 0
2020 | PJM_ROR_2_MISO_WUMS | PJM_ROR | MISO_WUMS | Internal | Summer | B3 | 75 | 1467 | 0 | 86.85 | 86.68 | 2 | 0
2020 | PJM_ROR_2_MISO_WUMS | PJM_ROR | MISO_WUMS | Internal | Summer | B4 | 100 | 1467 | 0 | 85.77 | 84.47 | 2 | 0
2020 | PJM_ROR_2_MISO_WUMS | PJM_ROR | MISO_WUMS | Internal | Summer | B5 | 200 | 1467 | 0 | 70.48 | 72.47 | 2 | 0
2020 | PJM_ROR_2_MISO_WUMS | PJM_ROR | MISO_WUMS | Internal | Summer | B6 | 300 | 1467 | 0 | 57.95 | 55.95 | 2 | 0
2020 | PJM_ROR_2_MISO_WUMS | PJM_ROR | MISO_WUMS | Internal | Summer | B7 | 400 | 1467 | 0 | 53.59 | 52.09 | 2 | 0
2020 | PJM_ROR_2_MISO_WUMS | PJM_ROR | MISO_WUMS | Internal | Summer | B8 | 500 | 1467 | 0 | 51.92 | 49.94 | 2 | 0
2020 | PJM_ROR_2_MISO_WUMS | PJM_ROR | MISO_WUMS | Internal | Summer | B9 | 800 | 1467 | 0 | 48.72 | 47.12 | 2 | 0
2020 | PJM_ROR_2_MISO_WUMS | PJM_ROR | MISO_WUMS | Internal | Summer | B10 | 1262 | 1467 | 0 | 41.74 | 41.37 | 2 | 0
2020 | PJM_ROR_2_MISO_WUMS | PJM_ROR | MISO_WUMS | Internal | Winter | B16 | 25 | 1467 | 0 | 64.29 | 62.29 | 2 | 0
2020 | PJM_ROR_2_MISO_WUMS | PJM_ROR | MISO_WUMS | Internal | Winter | B17 | 100 | 1467 | 0 | 60.9 | 58.9 | 2 | 0
2020 | PJM_ROR_2_MISO_WUMS | PJM_ROR | MISO_WUMS | Internal | Winter | B18 | 400 | 1467 | 0 | 57.48 | 55.48 | 2 | 0
2020 | PJM_ROR_2_MISO_WUMS | PJM_ROR | MISO_WUMS | Internal | Winter | B19 | 700 | 1467 | 0 | 55.46 | 53.48 | 2 | 0
2020 | PJM_ROR_2_MISO_WUMS | PJM_ROR | MISO_WUMS | Internal | Winter | B20 | 935 | 1467 | 0 | 43.9 | 43.61 | 2 | 0
2020 | PJM_ROR_2_PJM_ROM | PJM_ROR | PJM_ROM | Internal | Shoulder | B11 | 25 | 8000 | 0 | 61.96 | 61.95 | 0.01 | 0
2020 | PJM_ROR_2_PJM_ROM | PJM_ROR | PJM_ROM | Internal | Shoulder | B12 | 200 | 8000 | 274.17 | 57.3 | 57.31 | 0.01 | 0
2020 | PJM_ROR_2_PJM_ROM | PJM_ROR | PJM_ROM | Internal | Shoulder | B13 | 600 | 8000 | 2631.39 | 55.43 | 55.44 | 0.01 | 0
2020 | PJM_ROR_2_PJM_ROM | PJM_ROR | PJM_ROM | Internal | Shoulder | B14 | 900 | 8000 | 3800.64 | 53.34 | 53.35 | 0.01 | 0
2020 | PJM_ROR_2_PJM_ROM | PJM_ROR | PJM_ROM | Internal | Shoulder | B15 | 1203 | 8000 | 5020.72 | 46.21 | 46.22 | 0.01 | 0
2020 | PJM_ROR_2_PJM_ROM | PJM_ROR | PJM_ROM | Internal | Summer | B1 | 10 | 8000 | 4367.14 | 92.08 | 92.1 | 0.01 | 0
2020 | PJM_ROR_2_PJM_ROM | PJM_ROR | PJM_ROM | Internal | Summer | B2 | 25 | 8000 | 3332 | 90.25 | 90.26 | 0.01 | 0
2020 | PJM_ROR_2_PJM_ROM | PJM_ROR | PJM_ROM | Internal | Summer | B3 | 75 | 8000 | 0 | 86.85 | 86.84 | 0.01 | 0
2020 | PJM_ROR_2_PJM_ROM | PJM_ROR | PJM_ROM | Internal | Summer | B4 | 100 | 8000 | 0 | 85.77 | 85.76 | 0.01 | 0
2020 | PJM_ROR_2_PJM_ROM | PJM_ROR | PJM_ROM | Internal | Summer | B5 | 200 | 8000 | 0 | 70.48 | 70.47 | 0.01 | 0
2020 | PJM_ROR_2_PJM_ROM | PJM_ROR | PJM_ROM | Internal | Summer | B6 | 300 | 8000 | 0 | 57.95 | 57.94 | 0.01 | 0
2020 | PJM_ROR_2_PJM_ROM | PJM_ROR | PJM_ROM | Internal | Summer | B7 | 400 | 8000 | 0 | 53.59 | 53.58 | 0.01 | 0
2020 | PJM_ROR_2_PJM_ROM | PJM_ROR | PJM_ROM | Internal | Summer | B8 | 500 | 8000 | 3124.5 | 51.92 | 51.93 | 0.01 | 0
2020 | PJM_ROR_2_PJM_ROM | PJM_ROR | PJM_ROM | Internal | Summer | B9 | 800 | 8000 | 4719.08 | 48.72 | 48.73 | 0.01 | 0
2020 | PJM_ROR_2_PJM_ROM | PJM_ROR | PJM_ROM | Internal | Summer | B10 | 1262 | 8000 | 7055.98 | 41.74 | 41.76 | 0.01 | 0
2020 | PJM_ROR_2_PJM_ROM | PJM_ROR | PJM_ROM | Internal | Winter | B16 | 25 | 8000 | 876.51 | 64.29 | 64.3 | 0.01 | 0
2020 | PJM_ROR_2_PJM_ROM | PJM_ROR | PJM_ROM | Internal | Winter | B17 | 100 | 8000 | 3638.9 | 60.9 | 60.92 | 0.01 | 0
2020 | PJM_ROR_2_PJM_ROM | PJM_ROR | PJM_ROM | Internal | Winter | B18 | 400 | 8000 | 3918.77 | 57.48 | 57.49 | 0.01 | 0
2020 | PJM_ROR_2_PJM_ROM | PJM_ROR | PJM_ROM | Internal | Winter | B19 | 700 | 8000 | 5099.4 | 55.46 | 55.47 | 0.01 | 0
2020 | PJM_ROR_2_PJM_ROM | PJM_ROR | PJM_ROM | Internal | Winter | B20 | 935 | 8000 | 4504.87 | 43.9 | 43.91 | 0.01 | 0
2020 | PJM_ROR_2_TVA_Transmission | PJM_ROR | TVA_Transmission | Internal | Shoulder | B11 | 25 | 2500 | 1401.27 | 61.96 | 67.96 | 6 | 0
2020 | PJM_ROR_2_TVA_Transmission | PJM_ROR | TVA_Transmission | Internal | Shoulder | B12 | 200 | 2500 | 0 | 57.3 | 60.2 | 6 | 0
2020 | PJM_ROR_2_TVA_Transmission | PJM_ROR | TVA_Transmission | Internal | Shoulder | B13 | 600 | 2500 | 0 | 55.43 | 57.78 | 6 | 0
2020 | PJM_ROR_2_TVA_Transmission | PJM_ROR | TVA_Transmission | Internal | Shoulder | B14 | 900 | 2500 | 0 | 53.34 | 53.04 | 6 | 0
2020 | PJM_ROR_2_TVA_Transmission | PJM_ROR | TVA_Transmission | Internal | Shoulder | B15 | 1203 | 2500 | 0 | 46.21 | 48.73 | 6 | 0
2020 | PJM_ROR_2_TVA_Transmission | PJM_ROR | TVA_Transmission | Internal | Summer | B1 | 10 | 2500 | 1251.82 | 92.08 | 98.08 | 6 | 0
2020 | PJM_ROR_2_TVA_Transmission | PJM_ROR | TVA_Transmission | Internal | Summer | B2 | 25 | 2500 | 1229.14 | 90.25 | 96.25 | 6 | 0
2020 | PJM_ROR_2_TVA_Transmission | PJM_ROR | TVA_Transmission | Internal | Summer | B3 | 75 | 2500 | 1025.47 | 86.85 | 92.85 | 6 | 0
2020 | PJM_ROR_2_TVA_Transmission | PJM_ROR | TVA_Transmission | Internal | Summer | B4 | 100 | 2500 | 288.71 | 85.77 | 91.77 | 6 | 0
2020 | PJM_ROR_2_TVA_Transmission | PJM_ROR | TVA_Transmission | Internal | Summer | B5 | 200 | 2500 | 625.36 | 70.48 | 76.48 | 6 | 0
2020 | PJM_ROR_2_TVA_Transmission | PJM_ROR | TVA_Transmission | Internal | Summer | B6 | 300 | 2500 | 0 | 57.95 | 63.46 | 6 | 0
2020 | PJM_ROR_2_TVA_Transmission | PJM_ROR | TVA_Transmission | Internal | Summer | B7 | 400 | 2500 | 0 | 53.59 | 54.48 | 6 | 0
2020 | PJM_ROR_2_TVA_Transmission | PJM_ROR | TVA_Transmission | Internal | Summer | B8 | 500 | 2500 | 0 | 51.92 | 51.88 | 6 | 0
2020 | PJM_ROR_2_TVA_Transmission | PJM_ROR | TVA_Transmission | Internal | Summer | B9 | 800 | 2500 | 0 | 48.72 | 49.07 | 6 | 0
2020 | PJM_ROR_2_TVA_Transmission | PJM_ROR | TVA_Transmission | Internal | Summer | B10 | 1262 | 2500 | 0 | 41.74 | 44.97 | 6 | 0
2020 | PJM_ROR_2_TVA_Transmission | PJM_ROR | TVA_Transmission | Internal | Winter | B16 | 25 | 2500 | 900 | 64.29 | 70.29 | 6 | 0
2020 | PJM_ROR_2_TVA_Transmission | PJM_ROR | TVA_Transmission | Internal | Winter | B17 | 100 | 2500 | 0 | 60.9 | 63.58 | 6 | 0
2020 | PJM_ROR_2_TVA_Transmission | PJM_ROR | TVA_Transmission | Internal | Winter | B18 | 400 | 2500 | 0 | 57.48 | 59.81 | 6 | 0
2020 | PJM_ROR_2_TVA_Transmission | PJM_ROR | TVA_Transmission | Internal | Winter | B19 | 700 | 2500 | 0 | 55.46 | 55.13 | 6 | 0
2020 | PJM_ROR_2_TVA_Transmission | PJM_ROR | TVA_Transmission | Internal | Winter | B20 | 935 | 2500 | 0 | 43.9 | 46.76 | 6 | 0
2020 | PJM_ROR_2_VACAR | PJM_ROR | VACAR | Internal | Shoulder | B11 | 25 | 3865 | 3865 | 61.96 | 71.56 | 6 | 3.6
2020 | PJM_ROR_2_VACAR | PJM_ROR | VACAR | Internal | Shoulder | B12 | 200 | 3865 | 2773.3 | 57.3 | 63.3 | 6 | 0
2020 | PJM_ROR_2_VACAR | PJM_ROR | VACAR | Internal | Shoulder | B13 | 600 | 3865 | 2238.17 | 55.43 | 61.43 | 6 | 0
2020 | PJM_ROR_2_VACAR | PJM_ROR | VACAR | Internal | Shoulder | B14 | 900 | 3865 | 1449.55 | 53.34 | 59.34 | 6 | 0
2020 | PJM_ROR_2_VACAR | PJM_ROR | VACAR | Internal | Shoulder | B15 | 1203 | 3865 | 627.63 | 46.21 | 52.21 | 6 | 0
2020 | PJM_ROR_2_VACAR | PJM_ROR | VACAR | Internal | Summer | B1 | 10 | 3865 | 3865 | 92.08 | 98.61 | 6 | 0.52
2020 | PJM_ROR_2_VACAR | PJM_ROR | VACAR | Internal | Summer | B2 | 25 | 3865 | 3865 | 90.25 | 98.61 | 6 | 2.36
2020 | PJM_ROR_2_VACAR | PJM_ROR | VACAR | Internal | Summer | B3 | 75 | 3865 | 3865 | 86.85 | 98.61 | 6 | 5.75
2020 | PJM_ROR_2_VACAR | PJM_ROR | VACAR | Internal | Summer | B4 | 100 | 3865 | 3865 | 85.77 | 96.17 | 6 | 4.4
2020 | PJM_ROR_2_VACAR | PJM_ROR | VACAR | Internal | Summer | B5 | 200 | 3865 | 3865 | 70.48 | 78.48 | 6 | 2
2020 | PJM_ROR_2_VACAR | PJM_ROR | VACAR | Internal | Summer | B6 | 300 | 3865 | 3865 | 57.95 | 66.03 | 6 | 2.08
2020 | PJM_ROR_2_VACAR | PJM_ROR | VACAR | Internal | Summer | B7 | 400 | 3865 | 3865 | 53.59 | 59.77 | 6 | 0.19
2020 | PJM_ROR_2_VACAR | PJM_ROR | VACAR | Internal | Summer | B8 | 500 | 3865 | 2028.2 | 51.92 | 57.92 | 6 | 0
2020 | PJM_ROR_2_VACAR | PJM_ROR | VACAR | Internal | Summer | B9 | 800 | 3865 | 1068.02 | 48.72 | 54.72 | 6 | 0
2020 | PJM_ROR_2_VACAR | PJM_ROR | VACAR | Internal | Summer | B10 | 1262 | 3865 | 2060.63 | 41.74 | 47.74 | 6 | 0
2020 | PJM_ROR_2_VACAR | PJM_ROR | VACAR | Internal | Winter | B16 | 25 | 3865 | 3865 | 64.29 | 84.67 | 6 | 14.38
2020 | PJM_ROR_2_VACAR | PJM_ROR | VACAR | Internal | Winter | B17 | 100 | 3865 | 3865 | 60.9 | 68.9 | 6 | 2
2020 | PJM_ROR_2_VACAR | PJM_ROR | VACAR | Internal | Winter | B18 | 400 | 3865 | 1602.52 | 57.48 | 63.48 | 6 | 0
2020 | PJM_ROR_2_VACAR | PJM_ROR | VACAR | Internal | Winter | B19 | 700 | 3865 | 0 | 55.46 | 60.75 | 6 | 0
2020 | PJM_ROR_2_VACAR | PJM_ROR | VACAR | Internal | Winter | B20 | 935 | 3865 | 3173.28 | 43.9 | 49.9 | 6 | 0
2020 | PJM_ROM_2_NYISO_A-F | PJM_ROM | NYISO_A-F | Internal | Shoulder | B11 | 25 | 2000 | 0 | 61.95 | 53.95 | 6 | 0
2020 | PJM_ROM_2_NYISO_A-F | PJM_ROM | NYISO_A-F | Internal | Shoulder | B12 | 200 | 2000 | 0 | 57.31 | 51.05 | 6 | 0
2020 | PJM_ROM_2_NYISO_A-F | PJM_ROM | NYISO_A-F | Internal | Shoulder | B13 | 600 | 2000 | 0 | 55.44 | 51.05 | 6 | 0
2020 | PJM_ROM_2_NYISO_A-F | PJM_ROM | NYISO_A-F | Internal | Shoulder | B14 | 900 | 2000 | 0 | 53.35 | 51.05 | 6 | 0
2020 | PJM_ROM_2_NYISO_A-F | PJM_ROM | NYISO_A-F | Internal | Shoulder | B15 | 1203 | 2000 | 0 | 46.22 | 51.05 | 6 | 0
2020 | PJM_ROM_2_NYISO_A-F | PJM_ROM | NYISO_A-F | Internal | Summer | B1 | 10 | 2000 | 0 | 92.1 | 76.08 | 6 | 0
2020 | PJM_ROM_2_NYISO_A-F | PJM_ROM | NYISO_A-F | Internal | Summer | B2 | 25 | 2000 | 0 | 90.26 | 67.7 | 6 | 0
2020 | PJM_ROM_2_NYISO_A-F | PJM_ROM | NYISO_A-F | Internal | Summer | B3 | 75 | 2000 | 0 | 86.84 | 66.49 | 6 | 0
2020 | PJM_ROM_2_NYISO_A-F | PJM_ROM | NYISO_A-F | Internal | Summer | B4 | 100 | 2000 | 0 | 85.76 | 61.84 | 6 | 0
2020 | PJM_ROM_2_NYISO_A-F | PJM_ROM | NYISO_A-F | Internal | Summer | B5 | 200 | 2000 | 0 | 70.47 | 57.32 | 6 | 0
2020 | PJM_ROM_2_NYISO_A-F | PJM_ROM | NYISO_A-F | Internal | Summer | B6 | 300 | 2000 | 0 | 57.94 | 54.43 | 6 | 0
2020 | PJM_ROM_2_NYISO_A-F | PJM_ROM | NYISO_A-F | Internal | Summer | B7 | 400 | 2000 | 0 | 53.58 | 52.12 | 6 | 0
2020 | PJM_ROM_2_NYISO_A-F | PJM_ROM | NYISO_A-F | Internal | Summer | B8 | 500 | 2000 | 0 | 51.93 | 49 | 6 | 0
2020 | PJM_ROM_2_NYISO_A-F | PJM_ROM | NYISO_A-F | Internal | Summer | B9 | 800 | 2000 | 0 | 48.73 | 49 | 6 | 0
2020 | PJM_ROM_2_NYISO_A-F | PJM_ROM | NYISO_A-F | Internal | Summer | B10 | 1262 | 2000 | 2000 | 41.76 | 49 | 6 | 1.24
2020 | PJM_ROM_2_NYISO_A-F | PJM_ROM | NYISO_A-F | Internal | Winter | B16 | 25 | 2000 | 0 | 64.3 | 58.06 | 6 | 0
2020 | PJM_ROM_2_NYISO_A-F | PJM_ROM | NYISO_A-F | Internal | Winter | B17 | 100 | 2000 | 0 | 60.92 | 58.06 | 6 | 0
2020 | PJM_ROM_2_NYISO_A-F | PJM_ROM | NYISO_A-F | Internal | Winter | B18 | 400 | 2000 | 0 | 57.49 | 52.9 | 6 | 0
2020 | PJM_ROM_2_NYISO_A-F | PJM_ROM | NYISO_A-F | Internal | Winter | B19 | 700 | 2000 | 0 | 55.47 | 52.9 | 6 | 0
2020 | PJM_ROM_2_NYISO_A-F | PJM_ROM | NYISO_A-F | Internal | Winter | B20 | 935 | 2000 | 2000 | 43.91 | 52.9 | 6 | 2.99
2020 | PJM_ROM_2_PJM_E | PJM_ROM | PJM_E | Internal | Shoulder | B11 | 25 | 8000 | 0 | 61.95 | 61.94 | 0.01 | 0
2020 | PJM_ROM_2_PJM_E | PJM_ROM | PJM_E | Internal | Shoulder | B12 | 200 | 8000 | 0 | 57.31 | 57.3 | 0.01 | 0
2020 | PJM_ROM_2_PJM_E | PJM_ROM | PJM_E | Internal | Shoulder | B13 | 600 | 8000 | 2861.19 | 55.44 | 55.45 | 0.01 | 0
2020 | PJM_ROM_2_PJM_E | PJM_ROM | PJM_E | Internal | Shoulder | B14 | 900 | 8000 | 1844.44 | 53.35 | 53.36 | 0.01 | 0
2020 | PJM_ROM_2_PJM_E | PJM_ROM | PJM_E | Internal | Shoulder | B15 | 1203 | 8000 | 4017.53 | 46.22 | 46.23 | 0.01 | 0
2020 | PJM_ROM_2_PJM_E | PJM_ROM | PJM_E | Internal | Summer | B1 | 10 | 8000 | 5041.37 | 92.1 | 92.11 | 0.01 | 0
2020 | PJM_ROM_2_PJM_E | PJM_ROM | PJM_E | Internal | Summer | B2 | 25 | 8000 | 3342.65 | 90.26 | 90.27 | 0.01 | 0
2020 | PJM_ROM_2_PJM_E | PJM_ROM | PJM_E | Internal | Summer | B3 | 75 | 8000 | 0 | 86.84 | 86.83 | 0.01 | 0
2020 | PJM_ROM_2_PJM_E | PJM_ROM | PJM_E | Internal | Summer | B4 | 100 | 8000 | 0 | 85.76 | 85.75 | 0.01 | 0
2020 | PJM_ROM_2_PJM_E | PJM_ROM | PJM_E | Internal | Summer | B5 | 200 | 8000 | 0 | 70.47 | 70.48 | 0.01 | 0
2020 | PJM_ROM_2_PJM_E | PJM_ROM | PJM_E | Internal | Summer | B6 | 300 | 8000 | 0 | 57.94 | 57.93 | 0.01 | 0
2020 | PJM_ROM_2_PJM_E | PJM_ROM | PJM_E | Internal | Summer | B7 | 400 | 8000 | 578.91 | 53.58 | 53.59 | 0.01 | 0
2020 | PJM_ROM_2_PJM_E | PJM_ROM | PJM_E | Internal | Summer | B8 | 500 | 8000 | 2506.65 | 51.93 | 51.94 | 0.01 | 0
2020 | PJM_ROM_2_PJM_E | PJM_ROM | PJM_E | Internal | Summer | B9 | 800 | 8000 | 5289.74 | 48.73 | 48.74 | 0.01 | 0
2020 | PJM_ROM_2_PJM_E | PJM_ROM | PJM_E | Internal | Summer | B10 | 1262 | 8000 | 4133.03 | 41.76 | 41.77 | 0.01 | 0
2020 | PJM_ROM_2_PJM_E | PJM_ROM | PJM_E | Internal | Winter | B16 | 25 | 8000 | 1687.4 | 64.3 | 64.31 | 0.01 | 0
2020 | PJM_ROM_2_PJM_E | PJM_ROM | PJM_E | Internal | Winter | B17 | 100 | 8000 | 3848.03 | 60.92 | 60.93 | 0.01 | 0
2020 | PJM_ROM_2_PJM_E | PJM_ROM | PJM_E | Internal | Winter | B18 | 400 | 8000 | 3586.83 | 57.49 | 57.51 | 0.01 | 0
2020 | PJM_ROM_2_PJM_E | PJM_ROM | PJM_E | Internal | Winter | B19 | 700 | 8000 | 5360.9 | 55.47 | 55.48 | 0.01 | 0
2020 | PJM_ROM_2_PJM_E | PJM_ROM | PJM_E | Internal | Winter | B20 | 935 | 8000 | 3900.55 | 43.91 | 43.92 | 0.01 | 0
2020 | PJM_ROM_2_PJM_ROR | PJM_ROM | PJM_ROR | Internal | Shoulder | B11 | 25 | 8000 | 3171.99 | 61.95 | 61.96 | 0.01 | 0
2020 | PJM_ROM_2_PJM_ROR | PJM_ROM | PJM_ROR | Internal | Shoulder | B12 | 200 | 8000 | 0 | 57.31 | 57.3 | 0.01 | 0
2020 | PJM_ROM_2_PJM_ROR | PJM_ROM | PJM_ROR | Internal | Shoulder | B13 | 600 | 8000 | 0 | 55.44 | 55.43 | 0.01 | 0
2020 | PJM_ROM_2_PJM_ROR | PJM_ROM | PJM_ROR | Internal | Shoulder | B14 | 900 | 8000 | 0 | 53.35 | 53.34 | 0.01 | 0
2020 | PJM_ROM_2_PJM_ROR | PJM_ROM | PJM_ROR | Internal | Shoulder | B15 | 1203 | 8000 | 0 | 46.22 | 46.21 | 0.01 | 0
2020 | PJM_ROM_2_PJM_ROR | PJM_ROM | PJM_ROR | Internal | Summer | B1 | 10 | 8000 | 0 | 92.1 | 92.08 | 0.01 | 0
2020 | PJM_ROM_2_PJM_ROR | PJM_ROM | PJM_ROR | Internal | Summer | B2 | 25 | 8000 | 0 | 90.26 | 90.25 | 0.01 | 0
2020 | PJM_ROM_2_PJM_ROR | PJM_ROM | PJM_ROR | Internal | Summer | B3 | 75 | 8000 | 2621.04 | 86.84 | 86.85 | 0.01 | 0
2020 | PJM_ROM_2_PJM_ROR | PJM_ROM | PJM_ROR | Internal | Summer | B4 | 100 | 8000 | 4724.27 | 85.76 | 85.77 | 0.01 | 0
2020 | PJM_ROM_2_PJM_ROR | PJM_ROM | PJM_ROR | Internal | Summer | B5 | 200 | 8000 | 3188.4 | 70.47 | 70.48 | 0.01 | 0
2020 | PJM_ROM_2_PJM_ROR | PJM_ROM | PJM_ROR | Internal | Summer | B6 | 300 | 8000 | 1582.3 | 57.94 | 57.95 | 0.01 | 0
2020 | PJM_ROM_2_PJM_ROR | PJM_ROM | PJM_ROR | Internal | Summer | B7 | 400 | 8000 | 746.24 | 53.58 | 53.59 | 0.01 | 0
2020 | PJM_ROM_2_PJM_ROR | PJM_ROM | PJM_ROR | Internal | Summer | B8 | 500 | 8000 | 0 | 51.93 | 51.92 | 0.01 | 0
2020 | PJM_ROM_2_PJM_ROR | PJM_ROM | PJM_ROR | Internal | Summer | B9 | 800 | 8000 | 0 | 48.73 | 48.72 | 0.01 | 0
2020 | PJM_ROM_2_PJM_ROR | PJM_ROM | PJM_ROR | Internal | Summer | B10 | 1262 | 8000 | 0 | 41.76 | 41.74 | 0.01 | 0
2020 | PJM_ROM_2_PJM_ROR | PJM_ROM | PJM_ROR | Internal | Winter | B16 | 25 | 8000 | 0 | 64.3 | 64.29 | 0.01 | 0
2020 | PJM_ROM_2_PJM_ROR | PJM_ROM | PJM_ROR | Internal | Winter | B17 | 100 | 8000 | 0 | 60.92 | 60.9 | 0.01 | 0
2020 | PJM_ROM_2_PJM_ROR | PJM_ROM | PJM_ROR | Internal | Winter | B18 | 400 | 8000 | 0 | 57.49 | 57.48 | 0.01 | 0
2020 | PJM_ROM_2_PJM_ROR | PJM_ROM | PJM_ROR | Internal | Winter | B19 | 700 | 8000 | 0 | 55.47 | 55.46 | 0.01 | 0
2020 | PJM_ROM_2_PJM_ROR | PJM_ROM | PJM_ROR | Internal | Winter | B20 | 935 | 8000 | 0 | 43.91 | 43.9 | 0.01 | 0
2020 | SOCO_2_FRCC | SOCO | FRCC | Internal | Shoulder | B11 | 25 | 3700 | 3700 | 76.96 | 89.64 | 10 | 2.68
2020 | SOCO_2_FRCC | SOCO | FRCC | Internal | Shoulder | B12 | 200 | 3700 | 871.27 | 58.27 | 68.27 | 10 | 0
2020 | SOCO_2_FRCC | SOCO | FRCC | Internal | Shoulder | B13 | 600 | 3700 | 0 | 58.27 | 65.94 | 10 | 0
2020 | SOCO_2_FRCC | SOCO | FRCC | Internal | Shoulder | B14 | 900 | 3700 | 0 | 58.27 | 63.71 | 10 | 0
2020 | SOCO_2_FRCC | SOCO | FRCC | Internal | Shoulder | B15 | 1203 | 3700 | 0 | 55.94 | 63.2 | 10 | 0
2020 | SOCO_2_FRCC | SOCO | FRCC | Internal | Summer | B1 | 10 | 3700 | 230.85 | 95.4 | 105.4 | 10 | 0
2020 | SOCO_2_FRCC | SOCO | FRCC | Internal | Summer | B2 | 25 | 3700 | 0 | 95.4 | 102.44 | 10 | 0
2020 | SOCO_2_FRCC | SOCO | FRCC | Internal | Summer | B3 | 75 | 3700 | 0 | 95.4 | 102.44 | 10 | 0
2020 | SOCO_2_FRCC | SOCO | FRCC | Internal | Summer | B4 | 100 | 3700 | 408.67 | 92.44 | 102.44 | 10 | 0
2020 | SOCO_2_FRCC | SOCO | FRCC | Internal | Summer | B5 | 200 | 3700 | 2705.62 | 85.48 | 95.48 | 10 | 0
2020 | SOCO_2_FRCC | SOCO | FRCC | Internal | Summer | B6 | 300 | 3700 | 3700 | 71.97 | 88.79 | 10 | 6.82
2020 | SOCO_2_FRCC | SOCO | FRCC | Internal | Summer | B7 | 400 | 3700 | 2699.19 | 61.28 | 71.28 | 10 | 0
2020 | SOCO_2_FRCC | SOCO | FRCC | Internal | Summer | B8 | 500 | 3700 | 234.45 | 57.02 | 67.02 | 10 | 0
2020 | SOCO_2_FRCC | SOCO | FRCC | Internal | Summer | B9 | 800 | 3700 | 0 | 57 | 65.19 | 10 | 0
2020 | SOCO_2_FRCC | SOCO | FRCC | Internal | Summer | B10 | 1262 | 3700 | 3346.99 | 52.49 | 62.49 | 10 | 0
2020 | SOCO_2_FRCC | SOCO | FRCC | Internal | Winter | B16 | 25 | 3700 | 3700 | 74.67 | 89.09 | 10 | 4.42
2020 | SOCO_2_FRCC | SOCO | FRCC | Internal | Winter | B17 | 100 | 3700 | 1042.7 | 60.88 | 70.88 | 10 | 0
2020 | SOCO_2_FRCC | SOCO | FRCC | Internal | Winter | B18 | 400 | 3700 | 45.51 | 58.27 | 68.27 | 10 | 0
2020 | SOCO_2_FRCC | SOCO | FRCC | Internal | Winter | B19 | 700 | 3700 | 0 | 58.27 | 65.43 | 10 | 0
2020 | SOCO_2_FRCC | SOCO | FRCC | Internal | Winter | B20 | 935 | 3700 | 0 | 55.71 | 65.43 | 10 | 0
2020 | SOCO_2_VACAR | SOCO | VACAR | Internal | Shoulder | B11 | 25 | 2000 | 0 | 76.96 | 71.56 | 10 | 0
2020 | SOCO_2_VACAR | SOCO | VACAR | Internal | Shoulder | B12 | 200 | 2000 | 0 | 58.27 | 63.3 | 10 | 0
2020 | SOCO_2_VACAR | SOCO | VACAR | Internal | Shoulder | B13 | 600 | 2000 | 0 | 58.27 | 61.43 | 10 | 0
2020 | SOCO_2_VACAR | SOCO | VACAR | Internal | Shoulder | B14 | 900 | 2000 | 0 | 58.27 | 59.34 | 10 | 0
2020 | SOCO_2_VACAR | SOCO | VACAR | Internal | Shoulder | B15 | 1203 | 2000 | 0 | 55.94 | 52.21 | 10 | 0
2020 | SOCO_2_VACAR | SOCO | VACAR | Internal | Summer | B1 | 10 | 2000 | 0 | 95.4 | 98.61 | 10 | 0
2020 | SOCO_2_VACAR | SOCO | VACAR | Internal | Summer | B2 | 25 | 2000 | 0 | 95.4 | 98.61 | 10 | 0
2020 | SOCO_2_VACAR | SOCO | VACAR | Internal | Summer | B3 | 75 | 2000 | 0 | 95.4 | 98.61 | 10 | 0
2020 | SOCO_2_VACAR | SOCO | VACAR | Internal | Summer | B4 | 100 | 2000 | 0 | 92.44 | 96.17 | 10 | 0
2020 | SOCO_2_VACAR | SOCO | VACAR | Internal | Summer | B5 | 200 | 2000 | 0 | 85.48 | 78.48 | 10 | 0
2020 | SOCO_2_VACAR | SOCO | VACAR | Internal | Summer | B6 | 300 | 2000 | 0 | 71.97 | 66.03 | 10 | 0
2020 | SOCO_2_VACAR | SOCO | VACAR | Internal | Summer | B7 | 400 | 2000 | 0 | 61.28 | 59.77 | 10 | 0
2020 | SOCO_2_VACAR | SOCO | VACAR | Internal | Summer | B8 | 500 | 2000 | 0 | 57.02 | 57.92 | 10 | 0
2020 | SOCO_2_VACAR | SOCO | VACAR | Internal | Summer | B9 | 800 | 2000 | 0 | 57 | 54.72 | 10 | 0
2020 | SOCO_2_VACAR | SOCO | VACAR | Internal | Summer | B10 | 1262 | 2000 | 0 | 52.49 | 47.74 | 10 | 0
2020 | SOCO_2_VACAR | SOCO | VACAR | Internal | Winter | B16 | 25 | 2000 | 393.31 | 74.67 | 84.67 | 10 | 0
2020 | SOCO_2_VACAR | SOCO | VACAR | Internal | Winter | B17 | 100 | 2000 | 0 | 60.88 | 68.9 | 10 | 0
2020 | SOCO_2_VACAR | SOCO | VACAR | Internal | Winter | B18 | 400 | 2000 | 0 | 58.27 | 63.48 | 10 | 0
2020 | SOCO_2_VACAR | SOCO | VACAR | Internal | Winter | B19 | 700 | 2000 | 0 | 58.27 | 60.75 | 10 | 0
2020 | SOCO_2_VACAR | SOCO | VACAR | Internal | Winter | B20 | 935 | 2000 | 0 | 55.71 | 49.9 | 10 | 0
2020 | SPP_N_2_ENT | SPP_N | ENT | Internal | Shoulder | B11 | 25 | 9240 | 736.72 | 66.96 | 71.96 | 5 | 0
2020 | SPP_N_2_ENT | SPP_N | ENT | Internal | Shoulder | B12 | 200 | 9240 | 0 | 55.76 | 58.77 | 5 | 0
2020 | SPP_N_2_ENT | SPP_N | ENT | Internal | Shoulder | B13 | 600 | 9240 | 997.46 | 53.45 | 58.45 | 5 | 0
2020 | SPP_N_2_ENT | SPP_N | ENT | Internal | Shoulder | B14 | 900 | 9240 | 3700.82 | 51.4 | 56.4 | 5 | 0
2020 | SPP_N_2_ENT | SPP_N | ENT | Internal | Shoulder | B15 | 1203 | 9240 | 5878.53 | 47.69 | 52.69 | 5 | 0
2020 | SPP_N_2_ENT | SPP_N | ENT | Internal | Summer | B1 | 10 | 9240 | 0 | 90.1 | 90.08 | 5 | 0
2020 | SPP_N_2_ENT | SPP_N | ENT | Internal | Summer | B2 | 25 | 9240 | 0 | 83.26 | 88.25 | 5 | 0
2020 | SPP_N_2_ENT | SPP_N | ENT | Internal | Summer | B3 | 75 | 9240 | 0 | 83.5 | 87.4 | 5 | 0
2020 | SPP_N_2_ENT | SPP_N | ENT | Internal | Summer | B4 | 100 | 9240 | 0 | 80.18 | 84.44 | 5 | 0
2020 | SPP_N_2_ENT | SPP_N | ENT | Internal | Summer | B5 | 200 | 9240 | 0 | 79.48 | 80.47 | 5 | 0
2020 | SPP_N_2_ENT | SPP_N | ENT | Internal | Summer | B6 | 300 | 9240 | 0 | 62.96 | 63.97 | 5 | 0
2020 | SPP_N_2_ENT | SPP_N | ENT | Internal | Summer | B7 | 400 | 9240 | 0 | 56.49 | 57.41 | 5 | 0
2020 | SPP_N_2_ENT | SPP_N | ENT | Internal | Summer | B8 | 500 | 9240 | 758.88 | 52.41 | 57.41 | 5 | 0
2020 | SPP_N_2_ENT | SPP_N | ENT | Internal | Summer | B9 | 800 | 9240 | 1802.84 | 50.1 | 55.1 | 5 | 0
2020 | SPP_N_2_ENT | SPP_N | ENT | Internal | Summer | B10 | 1262 | 9240 | 4399.76 | 44.37 | 49.37 | 5 | 0
2020 | SPP_N_2_ENT | SPP_N | ENT | Internal | Winter | B16 | 25 | 9240 | 2479.65 | 59.12 | 64.12 | 5 | 0
2020 | SPP_N_2_ENT | SPP_N | ENT | Internal | Winter | B17 | 100 | 9240 | 1572.39 | 56.04 | 61.04 | 5 | 0
2020 | SPP_N_2_ENT | SPP_N | ENT | Internal | Winter | B18 | 400 | 9240 | 2525.04 | 55.51 | 60.51 | 5 | 0
2020 | SPP_N_2_ENT | SPP_N | ENT | Internal | Winter | B19 | 700 | 9240 | 3124.86 | 54.01 | 59.01 | 5 | 0
2020 | SPP_N_2_ENT | SPP_N | ENT | Internal | Winter | B20 | 935 | 9240 | 4415.36 | 45.43 | 50.43 | 5 | 0
2020 | SPP_N_2_MISO_MO-IL | SPP_N | MISO_MO-IL | Internal | Shoulder | B11 | 25 | 2263 | 0 | 66.96 | 63.96 | 5 | 0
2020 | SPP_N_2_MISO_MO-IL | SPP_N | MISO_MO-IL | Internal | Shoulder | B12 | 200 | 2263 | 0 | 55.76 | 55.3 | 5 | 0
2020 | SPP_N_2_MISO_MO-IL | SPP_N | MISO_MO-IL | Internal | Shoulder | B13 | 600 | 2263 | 0 | 53.45 | 53.42 | 5 | 0
2020 | SPP_N_2_MISO_MO-IL | SPP_N | MISO_MO-IL | Internal | Shoulder | B14 | 900 | 2263 | 0 | 51.4 | 52.97 | 5 | 0
2020 | SPP_N_2_MISO_MO-IL | SPP_N | MISO_MO-IL | Internal | Shoulder | B15 | 1203 | 2263 | 0 | 47.69 | 44.69 | 5 | 0
2020 | SPP_N_2_MISO_MO-IL | SPP_N | MISO_MO-IL | Internal | Summer | B1 | 10 | 2263 | 0 | 90.1 | 90.08 | 5 | 0
2020 | SPP_N_2_MISO_MO-IL | SPP_N | MISO_MO-IL | Internal | Summer | B2 | 25 | 2263 | 0 | 83.26 | 88.25 | 5 | 0
2020 | SPP_N_2_MISO_MO-IL | SPP_N | MISO_MO-IL | Internal | Summer | B3 | 75 | 2263 | 0 | 83.5 | 86.66 | 5 | 0
2020 | SPP_N_2_MISO_MO-IL | SPP_N | MISO_MO-IL | Internal | Summer | B4 | 100 | 2263 | 0 | 80.18 | 84.47 | 5 | 0
2020 | SPP_N_2_MISO_MO-IL | SPP_N | MISO_MO-IL | Internal | Summer | B5 | 200 | 2263 | 0 | 79.48 | 72.47 | 5 | 0
2020 | SPP_N_2_MISO_MO-IL | SPP_N | MISO_MO-IL | Internal | Summer | B6 | 300 | 2263 | 0 | 62.96 | 55.97 | 5 | 0
2020 | SPP_N_2_MISO_MO-IL | SPP_N | MISO_MO-IL | Internal | Summer | B7 | 400 | 2263 | 0 | 56.49 | 52.09 | 5 | 0
2020 | SPP_N_2_MISO_MO-IL | SPP_N | MISO_MO-IL | Internal | Summer | B8 | 500 | 2263 | 0 | 52.41 | 49.92 | 5 | 0
2020 | SPP_N_2_MISO_MO-IL | SPP_N | MISO_MO-IL | Internal | Summer | B9 | 800 | 2263 | 0 | 50.1 | 47.1 | 5 | 0
2020 | SPP_N_2_MISO_MO-IL | SPP_N | MISO_MO-IL | Internal | Summer | B10 | 1262 | 2263 | 0 | 44.37 | 41.37 | 5 | 0
2020 | SPP_N_2_MISO_MO-IL | SPP_N | MISO_MO-IL | Internal | Winter | B16 | 25 | 2263 | 0 | 59.12 | 62.3 | 5 | 0
2020 | SPP_N_2_MISO_MO-IL | SPP_N | MISO_MO-IL | Internal | Winter | B17 | 100 | 2263 | 0 | 56.04 | 58.9 | 5 | 0
2020 | SPP_N_2_MISO_MO-IL | SPP_N | MISO_MO-IL | Internal | Winter | B18 | 400 | 2263 | 0 | 55.51 | 55.48 | 5 | 0
2020 | SPP_N_2_MISO_MO-IL | SPP_N | MISO_MO-IL | Internal | Winter | B19 | 700 | 2263 | 0 | 54.01 | 53.46 | 5 | 0
2020 | SPP_N_2_MISO_MO-IL | SPP_N | MISO_MO-IL | Internal | Winter | B20 | 935 | 2263 | 0 | 45.43 | 43.59 | 5 | 0
2020 | SPP_N_2_MISO_W | SPP_N | MISO_W | Internal | Shoulder | B11 | 25 | 750 | 0 | 66.96 | 63.95 | 5 | 0
2020 | SPP_N_2_MISO_W | SPP_N | MISO_W | Internal | Shoulder | B12 | 200 | 750 | 0 | 55.76 | 55.31 | 5 | 0
2020 | SPP_N_2_MISO_W | SPP_N | MISO_W | Internal | Shoulder | B13 | 600 | 750 | 0 | 53.45 | 53.43 | 5 | 0
2020 | SPP_N_2_MISO_W | SPP_N | MISO_W | Internal | Shoulder | B14 | 900 | 750 | 0 | 51.4 | 52.98 | 5 | 0
2020 | SPP_N_2_MISO_W | SPP_N | MISO_W | Internal | Shoulder | B15 | 1203 | 750 | 0 | 47.69 | 44.7 | 5 | 0
2020 | SPP_N_2_MISO_W | SPP_N | MISO_W | Internal | Summer | B1 | 10 | 750 | 0 | 90.1 | 90.08 | 5 | 0
2020 | SPP_N_2_MISO_W | SPP_N | MISO_W | Internal | Summer | B2 | 25 | 750 | 0 | 83.26 | 88.25 | 5 | 0
2020 | SPP_N_2_MISO_W | SPP_N | MISO_W | Internal | Summer | B3 | 75 | 750 | 0 | 83.5 | 86.67 | 5 | 0
2020 | SPP_N_2_MISO_W | SPP_N | MISO_W | Internal | Summer | B4 | 100 | 750 | 0 | 80.18 | 84.48 | 5 | 0
2020 | SPP_N_2_MISO_W | SPP_N | MISO_W | Internal | Summer | B5 | 200 | 750 | 0 | 79.48 | 72.48 | 5 | 0
2020 | SPP_N_2_MISO_W | SPP_N | MISO_W | Internal | Summer | B6 | 300 | 750 | 0 | 62.96 | 55.96 | 5 | 0
2020 | SPP_N_2_MISO_W | SPP_N | MISO_W | Internal | Summer | B7 | 400 | 750 | 0 | 56.49 | 52.1 | 5 | 0
2020 | SPP_N_2_MISO_W | SPP_N | MISO_W | Internal | Summer | B8 | 500 | 750 | 0 | 52.41 | 49.93 | 5 | 0
2020 | SPP_N_2_MISO_W | SPP_N | MISO_W | Internal | Summer | B9 | 800 | 750 | 0 | 50.1 | 47.11 | 5 | 0
2020 | SPP_N_2_MISO_W | SPP_N | MISO_W | Internal | Summer | B10 | 1262 | 750 | 0 | 44.37 | 41.36 | 5 | 0
2020 | SPP_N_2_MISO_W | SPP_N | MISO_W | Internal | Winter | B16 | 25 | 750 | 0 | 59.12 | 62.29 | 5 | 0
2020 | SPP_N_2_MISO_W | SPP_N | MISO_W | Internal | Winter | B17 | 100 | 750 | 0 | 56.04 | 58.9 | 5 | 0
2020 | SPP_N_2_MISO_W | SPP_N | MISO_W | Internal | Winter | B18 | 400 | 750 | 0 | 55.51 | 55.49 | 5 | 0
2020 | SPP_N_2_MISO_W | SPP_N | MISO_W | Internal | Winter | B19 | 700 | 750 | 0 | 54.01 | 53.47 | 5 | 0
2020 | SPP_N_2_MISO_W | SPP_N | MISO_W | Internal | Winter | B20 | 935 | 750 | 0 | 45.43 | 43.6 | 5 | 0
2020 | SPP_N_2_NE | SPP_N | NE | Internal | Shoulder | B11 | 25 | 11328 | 0 | 66.96 | 66.95 | 0.01 | 0
2020 | SPP_N_2_NE | SPP_N | NE | Internal | Shoulder | B12 | 200 | 11328 | 0 | 55.76 | 55.75 | 0.01 | 0
2020 | SPP_N_2_NE | SPP_N | NE | Internal | Shoulder | B13 | 600 | 11328 | 0 | 53.45 | 53.43 | 0.01 | 0
2020 | SPP_N_2_NE | SPP_N | NE | Internal | Shoulder | B14 | 900 | 11328 | 0 | 51.4 | 51.39 | 0.01 | 0
2020 | SPP_N_2_NE | SPP_N | NE | Internal | Shoulder | B15 | 1203 | 11328 | 0 | 47.69 | 47.68 | 0.01 | 0
2020 | SPP_N_2_NE | SPP_N | NE | Internal | Summer | B1 | 10 | 11328 | 0 | 90.1 | 90.08 | 0.01 | 0
2020 | SPP_N_2_NE | SPP_N | NE | Internal | Summer | B2 | 25 | 11328 | 0 | 83.26 | 83.25 | 0.01 | 0
2020 | SPP_N_2_NE | SPP_N | NE | Internal | Summer | B3 | 75 | 11328 | 0 | 83.5 | 83.49 | 0.01 | 0
2020 | SPP_N_2_NE | SPP_N | NE | Internal | Summer | B4 | 100 | 11328 | 0 | 80.18 | 80.16 | 0.01 | 0
2020 | SPP_N_2_NE | SPP_N | NE | Internal | Summer | B5 | 200 | 11328 | 0 | 79.48 | 79.47 | 0.01 | 0
2020 | SPP_N_2_NE | SPP_N | NE | Internal | Summer | B6 | 300 | 11328 | 0 | 62.96 | 62.95 | 0.01 | 0
2020 | SPP_N_2_NE | SPP_N | NE | Internal | Summer | B7 | 400 | 11328 | 0 | 56.49 | 56.47 | 0.01 | 0
2020 | SPP_N_2_NE | SPP_N | NE | Internal | Summer | B8 | 500 | 11328 | 0 | 52.41 | 52.4 | 0.01 | 0
2020 | SPP_N_2_NE | SPP_N | NE | Internal | Summer | B9 | 800 | 11328 | 0 | 50.1 | 50.09 | 0.01 | 0
2020 | SPP_N_2_NE | SPP_N | NE | Internal | Summer | B10 | 1262 | 11328 | 0 | 44.37 | 44.36 | 0.01 | 0
2020 | SPP_N_2_NE | SPP_N | NE | Internal | Winter | B16 | 25 | 11328 | 0 | 59.12 | 59.11 | 0.01 | 0
2020 | SPP_N_2_NE | SPP_N | NE | Internal | Winter | B17 | 100 | 11328 | 0 | 56.04 | 56.03 | 0.01 | 0
2020 | SPP_N_2_NE | SPP_N | NE | Internal | Winter | B18 | 400 | 11328 | 0 | 55.51 | 55.49 | 0.01 | 0
2020 | SPP_N_2_NE | SPP_N | NE | Internal | Winter | B19 | 700 | 11328 | 0 | 54.01 | 54 | 0.01 | 0
2020 | SPP_N_2_NE | SPP_N | NE | Internal | Winter | B20 | 935 | 11328 | 0 | 45.43 | 45.42 | 0.01 | 0
2020 | SPP_N_2_SPP_S | SPP_N | SPP_S | Internal | Shoulder | B11 | 25 | 5571 | 2269.42 | 66.96 | 66.97 | 0.01 | 0
2020 | SPP_N_2_SPP_S | SPP_N | SPP_S | Internal | Shoulder | B12 | 200 | 5571 | 5571 | 55.76 | 56.24 | 0.01 | 0.47
2020 | SPP_N_2_SPP_S | SPP_N | SPP_S | Internal | Shoulder | B13 | 600 | 5571 | 5309.41 | 53.45 | 53.46 | 0.01 | 0
2020 | SPP_N_2_SPP_S | SPP_N | SPP_S | Internal | Shoulder | B14 | 900 | 5571 | 3466.28 | 51.4 | 51.42 | 0.01 | 0
2020 | SPP_N_2_SPP_S | SPP_N | SPP_S | Internal | Shoulder | B15 | 1203 | 5571 | 3854.91 | 47.69 | 47.7 | 0.01 | 0
2020 | SPP_N_2_SPP_S | SPP_N | SPP_S | Internal | Summer | B1 | 10 | 5571 | 0 | 90.1 | 85.08 | 0.01 | 0
2020 | SPP_N_2_SPP_S | SPP_N | SPP_S | Internal | Summer | B2 | 25 | 5571 | 0 | 83.26 | 83.25 | 0.01 | 0
2020 | SPP_N_2_SPP_S | SPP_N | SPP_S | Internal | Summer | B3 | 75 | 5571 | 0 | 83.5 | 83.49 | 0.01 | 0
2020 | SPP_N_2_SPP_S | SPP_N | SPP_S | Internal | Summer | B4 | 100 | 5571 | 0 | 80.18 | 80.16 | 0.01 | 0
2020 | SPP_N_2_SPP_S | SPP_N | SPP_S | Internal | Summer | B5 | 200 | 5571 | 3524.33 | 79.48 | 79.49 | 0.01 | 0
2020 | SPP_N_2_SPP_S | SPP_N | SPP_S | Internal | Summer | B6 | 300 | 5571 | 3648.41 | 62.96 | 62.97 | 0.01 | 0
2020 | SPP_N_2_SPP_S | SPP_N | SPP_S | Internal | Summer | B7 | 400 | 5571 | 4418.96 | 56.49 | 56.5 | 0.01 | 0
2020 | SPP_N_2_SPP_S | SPP_N | SPP_S | Internal | Summer | B8 | 500 | 5571 | 5571 | 52.41 | 54.84 | 0.01 | 2.42
2020 | SPP_N_2_SPP_S | SPP_N | SPP_S | Internal | Summer | B9 | 800 | 5571 | 5571 | 50.1 | 54.84 | 0.01 | 4.73
2020 | SPP_N_2_SPP_S | SPP_N | SPP_S | Internal | Summer | B10 | 1262 | 5571 | 5571 | 44.37 | 46.99 | 0.01 | 2.61
2020 | SPP_N_2_SPP_S | SPP_N | SPP_S | Internal | Winter | B16 | 25 | 5571 | 4217.15 | 59.12 | 59.13 | 0.01 | 0
2020 | SPP_N_2_SPP_S | SPP_N | SPP_S | Internal | Winter | B17 | 100 | 5571 | 5571 | 56.04 | 56.75 | 0.01 | 0.69
2020 | SPP_N_2_SPP_S | SPP_N | SPP_S | Internal | Winter | B18 | 400 | 5571 | 4843.82 | 55.51 | 55.52 | 0.01 | 0
2020 | SPP_N_2_SPP_S | SPP_N | SPP_S | Internal | Winter | B19 | 700 | 5571 | 3615.98 | 54.01 | 54.02 | 0.01 | 0
2020 | SPP_N_2_SPP_S | SPP_N | SPP_S | Internal | Winter | B20 | 935 | 5571 | 5094.64 | 45.43 | 45.44 | 0.01 | 0
2020 | SPP_S_2_ENT | SPP_S | ENT | Internal | Shoulder | B11 | 25 | 5132 | 0 | 66.97 | 71.96 | 5 | 0
2020 | SPP_S_2_ENT | SPP_S | ENT | Internal | Shoulder | B12 | 200 | 5132 | 0 | 56.24 | 58.77 | 5 | 0
2020 | SPP_S_2_ENT | SPP_S | ENT | Internal | Shoulder | B13 | 600 | 5132 | 0 | 53.46 | 58.45 | 5 | 0
2020 | SPP_S_2_ENT | SPP_S | ENT | Internal | Shoulder | B14 | 900 | 5132 | 0 | 51.42 | 56.4 | 5 | 0
2020 | SPP_S_2_ENT | SPP_S | ENT | Internal | Shoulder | B15 | 1203 | 5132 | 0 | 47.7 | 52.69 | 5 | 0
2020 | SPP_S_2_ENT | SPP_S | ENT | Internal | Summer | B1 | 10 | 5132 | 1476.55 | 85.08 | 90.08 | 5 | 0
2020 | SPP_S_2_ENT | SPP_S | ENT | Internal | Summer | B2 | 25 | 5132 | 417.6 | 83.25 | 88.25 | 5 | 0
2020 | SPP_S_2_ENT | SPP_S | ENT | Internal | Summer | B3 | 75 | 5132 | 0 | 83.49 | 87.4 | 5 | 0
2020 | SPP_S_2_ENT | SPP_S | ENT | Internal | Summer | B4 | 100 | 5132 | 0 | 80.16 | 84.44 | 5 | 0
2020 | SPP_S_2_ENT | SPP_S | ENT | Internal | Summer | B5 | 200 | 5132 | 0 | 79.49 | 80.47 | 5 | 0
2020 | SPP_S_2_ENT | SPP_S | ENT | Internal | Summer | B6 | 300 | 5132 | 0 | 62.97 | 63.97 | 5 | 0
2020 | SPP_S_2_ENT | SPP_S | ENT | Internal | Summer | B7 | 400 | 5132 | 0 | 56.5 | 57.41 | 5 | 0
2020 | SPP_S_2_ENT | SPP_S | ENT | Internal | Summer | B8 | 500 | 5132 | 0 | 54.84 | 57.41 | 5 | 0
2020 | SPP_S_2_ENT | SPP_S | ENT | Internal | Summer | B9 | 800 | 5132 | 0 | 54.84 | 55.1 | 5 | 0
2020 | SPP_S_2_ENT | SPP_S | ENT | Internal | Summer | B10 | 1262 | 5132 | 0 | 46.99 | 49.37 | 5 | 0
2020 | SPP_S_2_ENT | SPP_S | ENT | Internal | Winter | B16 | 25 | 5132 | 0 | 59.13 | 64.12 | 5 | 0
2020 | SPP_S_2_ENT | SPP_S | ENT | Internal | Winter | B17 | 100 | 5132 | 0 | 56.75 | 61.04 | 5 | 0
2020 | SPP_S_2_ENT | SPP_S | ENT | Internal | Winter | B18 | 400 | 5132 | 0 | 55.52 | 60.51 | 5 | 0
2020 | SPP_S_2_ENT | SPP_S | ENT | Internal | Winter | B19 | 700 | 5132 | 0 | 54.02 | 59.01 | 5 | 0
2020 | SPP_S_2_ENT | SPP_S | ENT | Internal | Winter | B20 | 935 | 5132 | 0 | 45.44 | 50.43 | 5 | 0
2020 | SPP_S_2_SPP_N | SPP_S | SPP_N | Internal | Shoulder | B11 | 25 | 2211 | 0 | 66.97 | 66.96 | 0.01 | 0
2020 | SPP_S_2_SPP_N | SPP_S | SPP_N | Internal | Shoulder | B12 | 200 | 2211 | 0 | 56.24 | 55.76 | 0.01 | 0
2020 | SPP_S_2_SPP_N | SPP_S | SPP_N | Internal | Shoulder | B13 | 600 | 2211 | 0 | 53.46 | 53.45 | 0.01 | 0
2020 | SPP_S_2_SPP_N | SPP_S | SPP_N | Internal | Shoulder | B14 | 900 | 2211 | 0 | 51.42 | 51.4 | 0.01 | 0
2020 | SPP_S_2_SPP_N | SPP_S | SPP_N | Internal | Shoulder | B15 | 1203 | 2211 | 0 | 47.7 | 47.69 | 0.01 | 0
2020 | SPP_S_2_SPP_N | SPP_S | SPP_N | Internal | Summer | B1 | 10 | 2211 | 2211 | 85.08 | 90.1 | 0.01 | 5
2020 | SPP_S_2_SPP_N | SPP_S | SPP_N | Internal | Summer | B2 | 25 | 2211 | 1370.12 | 83.25 | 83.26 | 0.01 | 0
2020 | SPP_S_2_SPP_N | SPP_S | SPP_N | Internal | Summer | B3 | 75 | 2211 | 1434.96 | 83.49 | 83.5 | 0.01 | 0
2020 | SPP_S_2_SPP_N | SPP_S | SPP_N | Internal | Summer | B4 | 100 | 2211 | 1596.46 | 80.16 | 80.18 | 0.01 | 0
2020 | SPP_S_2_SPP_N | SPP_S | SPP_N | Internal | Summer | B5 | 200 | 2211 | 0 | 79.49 | 79.48 | 0.01 | 0
2020 | SPP_S_2_SPP_N | SPP_S | SPP_N | Internal | Summer | B6 | 300 | 2211 | 0 | 62.97 | 62.96 | 0.01 | 0
2020 | SPP_S_2_SPP_N | SPP_S | SPP_N | Internal | Summer | B7 | 400 | 2211 | 0 | 56.5 | 56.49 | 0.01 | 0
2020 | SPP_S_2_SPP_N | SPP_S | SPP_N | Internal | Summer | B8 | 500 | 2211 | 0 | 54.84 | 52.41 | 0.01 | 0
2020 | SPP_S_2_SPP_N | SPP_S | SPP_N | Internal | Summer | B9 | 800 | 2211 | 0 | 54.84 | 50.1 | 0.01 | 0
2020 | SPP_S_2_SPP_N | SPP_S | SPP_N | Internal | Summer | B10 | 1262 | 2211 | 0 | 46.99 | 44.37 | 0.01 | 0
2020 | SPP_S_2_SPP_N | SPP_S | SPP_N | Internal | Winter | B16 | 25 | 2211 | 0 | 59.13 | 59.12 | 0.01 | 0
2020 | SPP_S_2_SPP_N | SPP_S | SPP_N | Internal | Winter | B17 | 100 | 2211 | 0 | 56.75 | 56.04 | 0.01 | 0
2020 | SPP_S_2_SPP_N | SPP_S | SPP_N | Internal | Winter | B18 | 400 | 2211 | 0 | 55.52 | 55.51 | 0.01 | 0
2020 | SPP_S_2_SPP_N | SPP_S | SPP_N | Internal | Winter | B19 | 700 | 2211 | 0 | 54.02 | 54.01 | 0.01 | 0
2020 | SPP_S_2_SPP_N | SPP_S | SPP_N | Internal | Winter | B20 | 935 | 2211 | 0 | 45.44 | 45.43 | 0.01 | 0
2020 | TVA_2_ENT | TVA | ENT | Internal | Shoulder | B11 | 25 | 500 | 500 | 62.56 | 71.96 | 9 | 0.4
2020 | TVA_2_ENT | TVA | ENT | Internal | Shoulder | B12 | 200 | 500 | 0 | 57.91 | 58.77 | 9 | 0
2020 | TVA_2_ENT | TVA | ENT | Internal | Shoulder | B13 | 600 | 500 | 0 | 53.06 | 58.45 | 9 | 0
2020 | TVA_2_ENT | TVA | ENT | Internal | Shoulder | B14 | 900 | 500 | 0 | 53.06 | 56.4 | 9 | 0
2020 | TVA_2_ENT | TVA | ENT | Internal | Shoulder | B15 | 1203 | 500 | 0 | 48.74 | 52.69 | 9 | 0
2020 | TVA_2_ENT | TVA | ENT | Internal | Summer | B1 | 10 | 500 | 0 | 98.1 | 90.08 | 9 | 0
2020 | TVA_2_ENT | TVA | ENT | Internal | Summer | B2 | 25 | 500 | 0 | 96.26 | 88.25 | 9 | 0
2020 | TVA_2_ENT | TVA | ENT | Internal | Summer | B3 | 75 | 500 | 0 | 92.86 | 87.4 | 9 | 0
2020 | TVA_2_ENT | TVA | ENT | Internal | Summer | B4 | 100 | 500 | 0 | 91.79 | 84.44 | 9 | 0
2020 | TVA_2_ENT | TVA | ENT | Internal | Summer | B5 | 200 | 500 | 500 | 61.48 | 80.47 | 9 | 9.99
2020 | TVA_2_ENT | TVA | ENT | Internal | Summer | B6 | 300 | 500 | 0 | 59.05 | 63.97 | 9 | 0
2020 | TVA_2_ENT | TVA | ENT | Internal | Summer | B7 | 400 | 500 | 0 | 52.28 | 57.41 | 9 | 0
2020 | TVA_2_ENT | TVA | ENT | Internal | Summer | B8 | 500 | 500 | 0 | 51.89 | 57.41 | 9 | 0
2020 | TVA_2_ENT | TVA | ENT | Internal | Summer | B9 | 800 | 500 | 0 | 49.08 | 55.1 | 9 | 0
2020 | TVA_2_ENT | TVA | ENT | Internal | Summer | B10 | 1262 | 500 | 0 | 43.81 | 49.37 | 9 | 0
2020 | TVA_2_ENT | TVA | ENT | Internal | Winter | B16 | 25 | 500 | 0 | 64.74 | 64.12 | 9 | 0
2020 | TVA_2_ENT | TVA | ENT | Internal | Winter | B17 | 100 | 500 | 0 | 60.54 | 61.04 | 9 | 0
2020 | TVA_2_ENT | TVA | ENT | Internal | Winter | B18 | 400 | 500 | 0 | 54.78 | 60.51 | 9 | 0
2020 | TVA_2_ENT | TVA | ENT | Internal | Winter | B19 | 700 | 500 | 0 | 54.78 | 59.01 | 9 | 0
2020 | TVA_2_ENT | TVA | ENT | Internal | Winter | B20 | 935 | 500 | 0 | 46.78 | 50.43 | 9 | 0
2020 | TVA_2_MISO_MO-IL | TVA | MISO_MO-IL | Internal | Shoulder | B11 | 25 | 50 | 0 | 62.56 | 63.96 | 9 | 0
2020 | TVA_2_MISO_MO-IL | TVA | MISO_MO-IL | Internal | Shoulder | B12 | 200 | 50 | 0 | 57.91 | 55.3 | 9 | 0
2020 | TVA_2_MISO_MO-IL | TVA | MISO_MO-IL | Internal | Shoulder | B13 | 600 | 50 | 0 | 53.06 | 53.42 | 9 | 0
2020 | TVA_2_MISO_MO-IL | TVA | MISO_MO-IL | Internal | Shoulder | B14 | 900 | 50 | 0 | 53.06 | 52.97 | 9 | 0
2020 | TVA_2_MISO_MO-IL | TVA | MISO_MO-IL | Internal | Shoulder | B15 | 1203 | 50 | 0 | 48.74 | 44.69 | 9 | 0
2020 | TVA_2_MISO_MO-IL | TVA | MISO_MO-IL | Internal | Summer | B1 | 10 | 50 | 0 | 98.1 | 90.08 | 9 | 0
2020 | TVA_2_MISO_MO-IL | TVA | MISO_MO-IL | Internal | Summer | B2 | 25 | 50 | 0 | 96.26 | 88.25 | 9 | 0
2020 | TVA_2_MISO_MO-IL | TVA | MISO_MO-IL | Internal | Summer | B3 | 75 | 50 | 0 | 92.86 | 86.66 | 9 | 0
2020 | TVA_2_MISO_MO-IL | TVA | MISO_MO-IL | Internal | Summer | B4 | 100 | 50 | 0 | 91.79 | 84.47 | 9 | 0
2020 | TVA_2_MISO_MO-IL | TVA | MISO_MO-IL | Internal | Summer | B5 | 200 | 50 | 50 | 61.48 | 72.47 | 9 | 1.99
2020 | TVA_2_MISO_MO-IL | TVA | MISO_MO-IL | Internal | Summer | B6 | 300 | 50 | 0 | 59.05 | 55.97 | 9 | 0
2020 | TVA_2_MISO_MO-IL | TVA | MISO_MO-IL | Internal | Summer | B7 | 400 | 50 | 0 | 52.28 | 52.09 | 9 | 0
2020 | TVA_2_MISO_MO-IL | TVA | MISO_MO-IL | Internal | Summer | B8 | 500 | 50 | 0 | 51.89 | 49.92 | 9 | 0
2020 | TVA_2_MISO_MO-IL | TVA | MISO_MO-IL | Internal | Summer | B9 | 800 | 50 | 0 | 49.08 | 47.1 | 9 | 0
2020 | TVA_2_MISO_MO-IL | TVA | MISO_MO-IL | Internal | Summer | B10 | 1262 | 50 | 0 | 43.81 | 41.37 | 9 | 0
2020 | TVA_2_MISO_MO-IL | TVA | MISO_MO-IL | Internal | Winter | B16 | 25 | 50 | 0 | 64.74 | 62.3 | 9 | 0
2020 | TVA_2_MISO_MO-IL | TVA | MISO_MO-IL | Internal | Winter | B17 | 100 | 50 | 0 | 60.54 | 58.9 | 9 | 0
2020 | TVA_2_MISO_MO-IL | TVA | MISO_MO-IL | Internal | Winter | B18 | 400 | 50 | 0 | 54.78 | 55.48 | 9 | 0
2020 | TVA_2_MISO_MO-IL | TVA | MISO_MO-IL | Internal | Winter | B19 | 700 | 50 | 0 | 54.78 | 53.46 | 9 | 0
2020 | TVA_2_MISO_MO-IL | TVA | MISO_MO-IL | Internal | Winter | B20 | 935 | 50 | 0 | 46.78 | 43.59 | 9 | 0
2020 | TVA_2_NonRTO_Midwest | TVA | NonRTO_Midwest | Internal | Shoulder | B11 | 25 | 100 | 100 | 62.56 | 71.95 | 9 | 0.39
2020 | TVA_2_NonRTO_Midwest | TVA | NonRTO_Midwest | Internal | Shoulder | B12 | 200 | 100 | 0 | 57.91 | 63.31 | 9 | 0
2020 | TVA_2_NonRTO_Midwest | TVA | NonRTO_Midwest | Internal | Shoulder | B13 | 600 | 100 | 0 | 53.06 | 60.05 | 9 | 0
2020 | TVA_2_NonRTO_Midwest | TVA | NonRTO_Midwest | Internal | Shoulder | B14 | 900 | 100 | 0 | 53.06 | 45.04 | 9 | 0
2020 | TVA_2_NonRTO_Midwest | TVA | NonRTO_Midwest | Internal | Shoulder | B15 | 1203 | 100 | 0 | 48.74 | 40.73 | 9 | 0
2020 | TVA_2_NonRTO_Midwest | TVA | NonRTO_Midwest | Internal | Summer | B1 | 10 | 100 | 0 | 98.1 | 94.16 | 9 | 0
2020 | TVA_2_NonRTO_Midwest | TVA | NonRTO_Midwest | Internal | Summer | B2 | 25 | 100 | 0 | 96.26 | 94.16 | 9 | 0
2020 | TVA_2_NonRTO_Midwest | TVA | NonRTO_Midwest | Internal | Summer | B3 | 75 | 100 | 0 | 92.86 | 94.16 | 9 | 0
2020 | TVA_2_NonRTO_Midwest | TVA | NonRTO_Midwest | Internal | Summer | B4 | 100 | 100 | 0 | 91.79 | 92.48 | 9 | 0
2020 | TVA_2_NonRTO_Midwest | TVA | NonRTO_Midwest | Internal | Summer | B5 | 200 | 100 | 100 | 61.48 | 80.46 | 9 | 9.98
2020 | TVA_2_NonRTO_Midwest | TVA | NonRTO_Midwest | Internal | Summer | B6 | 300 | 100 | 0 | 59.05 | 63.97 | 9 | 0
2020 | TVA_2_NonRTO_Midwest | TVA | NonRTO_Midwest | Internal | Summer | B7 | 400 | 100 | 0 | 52.28 | 47.5 | 9 | 0
2020 | TVA_2_NonRTO_Midwest | TVA | NonRTO_Midwest | Internal | Summer | B8 | 500 | 100 | 0 | 51.89 | 43.88 | 9 | 0
2020 | TVA_2_NonRTO_Midwest | TVA | NonRTO_Midwest | Internal | Summer | B9 | 800 | 100 | 0 | 49.08 | 41.07 | 9 | 0
2020 | TVA_2_NonRTO_Midwest | TVA | NonRTO_Midwest | Internal | Summer | B10 | 1262 | 100 | 0 | 43.81 | 37.75 | 9 | 0
2020 | TVA_2_NonRTO_Midwest | TVA | NonRTO_Midwest | Internal | Winter | B16 | 25 | 100 | 0 | 64.74 | 70.31 | 9 | 0
2020 | TVA_2_NonRTO_Midwest | TVA | NonRTO_Midwest | Internal | Winter | B17 | 100 | 100 | 0 | 60.54 | 66.92 | 9 | 0
2020 | TVA_2_NonRTO_Midwest | TVA | NonRTO_Midwest | Internal | Winter | B18 | 400 | 100 | 0 | 54.78 | 63.49 | 9 | 0
2020 | TVA_2_NonRTO_Midwest | TVA | NonRTO_Midwest | Internal | Winter | B19 | 700 | 100 | 0 | 54.78 | 47.44 | 9 | 0
2020 | TVA_2_NonRTO_Midwest | TVA | NonRTO_Midwest | Internal | Winter | B20 | 935 | 100 | 0 | 46.78 | 38.76 | 9 | 0
2020 | TVA_2_PJM_ROR | TVA | PJM_ROR | Internal | Shoulder | B11 | 25 | 500 | 0 | 62.56 | 61.96 | 9 | 0
2020 | TVA_2_PJM_ROR | TVA | PJM_ROR | Internal | Shoulder | B12 | 200 | 500 | 0 | 57.91 | 57.3 | 9 | 0
2020 | TVA_2_PJM_ROR | TVA | PJM_ROR | Internal | Shoulder | B13 | 600 | 500 | 0 | 53.06 | 55.43 | 9 | 0
2020 | TVA_2_PJM_ROR | TVA | PJM_ROR | Internal | Shoulder | B14 | 900 | 500 | 0 | 53.06 | 53.34 | 9 | 0
2020 | TVA_2_PJM_ROR | TVA | PJM_ROR | Internal | Shoulder | B15 | 1203 | 500 | 0 | 48.74 | 46.21 | 9 | 0
2020 | TVA_2_PJM_ROR | TVA | PJM_ROR | Internal | Summer | B1 | 10 | 500 | 0 | 98.1 | 92.08 | 9 | 0
2020 | TVA_2_PJM_ROR | TVA | PJM_ROR | Internal | Summer | B2 | 25 | 500 | 0 | 96.26 | 90.25 | 9 | 0
2020 | TVA_2_PJM_ROR | TVA | PJM_ROR | Internal | Summer | B3 | 75 | 500 | 0 | 92.86 | 86.85 | 9 | 0
2020 | TVA_2_PJM_ROR | TVA | PJM_ROR | Internal | Summer | B4 | 100 | 500 | 0 | 91.79 | 85.77 | 9 | 0
2020 | TVA_2_PJM_ROR | TVA | PJM_ROR | Internal | Summer | B5 | 200 | 500 | 100.74 | 61.48 | 70.48 | 9 | 0
2020 | TVA_2_PJM_ROR | TVA | PJM_ROR | Internal | Summer | B6 | 300 | 500 | 0 | 59.05 | 57.95 | 9 | 0
2020 | TVA_2_PJM_ROR | TVA | PJM_ROR | Internal | Summer | B7 | 400 | 500 | 0 | 52.28 | 53.59 | 9 | 0
2020 | TVA_2_PJM_ROR | TVA | PJM_ROR | Internal | Summer | B8 | 500 | 500 | 0 | 51.89 | 51.92 | 9 | 0
2020 | TVA_2_PJM_ROR | TVA | PJM_ROR | Internal | Summer | B9 | 800 | 500 | 0 | 49.08 | 48.72 | 9 | 0
2020 | TVA_2_PJM_ROR | TVA | PJM_ROR | Internal | Summer | B10 | 1262 | 500 | 0 | 43.81 | 41.74 | 9 | 0
2020 | TVA_2_PJM_ROR | TVA | PJM_ROR | Internal | Winter | B16 | 25 | 500 | 0 | 64.74 | 64.29 | 9 | 0
2020 | TVA_2_PJM_ROR | TVA | PJM_ROR | Internal | Winter | B17 | 100 | 500 | 0 | 60.54 | 60.9 | 9 | 0
2020 | TVA_2_PJM_ROR | TVA | PJM_ROR | Internal | Winter | B18 | 400 | 500 | 0 | 54.78 | 57.48 | 9 | 0
2020 | TVA_2_PJM_ROR | TVA | PJM_ROR | Internal | Winter | B19 | 700 | 500 | 0 | 54.78 | 55.46 | 9 | 0
2020 | TVA_2_PJM_ROR | TVA | PJM_ROR | Internal | Winter | B20 | 935 | 500 | 0 | 46.78 | 43.9 | 9 | 0
2020 | TVA_2_SOCO | TVA | SOCO | Internal | Shoulder | B11 | 25 | 500 | 500 | 62.56 | 76.96 | 9 | 5.4
2020 | TVA_2_SOCO | TVA | SOCO | Internal | Shoulder | B12 | 200 | 500 | 0 | 57.91 | 58.27 | 9 | 0
2020 | TVA_2_SOCO | TVA | SOCO | Internal | Shoulder | B13 | 600 | 500 | 0 | 53.06 | 58.27 | 9 | 0
2020 | TVA_2_SOCO | TVA | SOCO | Internal | Shoulder | B14 | 900 | 500 | 0 | 53.06 | 58.27 | 9 | 0
2020 | TVA_2_SOCO | TVA | SOCO | Internal | Shoulder | B15 | 1203 | 500 | 0 | 48.74 | 55.94 | 9 | 0
2020 | TVA_2_SOCO | TVA | SOCO | Internal | Summer | B1 | 10 | 500 | 0 | 98.1 | 95.4 | 9 | 0
2020 | TVA_2_SOCO | TVA | SOCO | Internal | Summer | B2 | 25 | 500 | 0 | 96.26 | 95.4 | 9 | 0
2020 | TVA_2_SOCO | TVA | SOCO | Internal | Summer | B3 | 75 | 500 | 0 | 92.86 | 95.4 | 9 | 0
2020 | TVA_2_SOCO | TVA | SOCO | Internal | Summer | B4 | 100 | 500 | 0 | 91.79 | 92.44 | 9 | 0
2020 | TVA_2_SOCO | TVA | SOCO | Internal | Summer | B5 | 200 | 500 | 500 | 61.48 | 85.48 | 9 | 15
2020 | TVA_2_SOCO | TVA | SOCO | Internal | Summer | B6 | 300 | 500 | 500 | 59.05 | 71.97 | 9 | 3.93
2020 | TVA_2_SOCO | TVA | SOCO | Internal | Summer | B7 | 400 | 500 | 25.16 | 52.28 | 61.28 | 9 | 0
2020 | TVA_2_SOCO | TVA | SOCO | Internal | Summer | B8 | 500 | 500 | 0 | 51.89 | 57.02 | 9 | 0
2020 | TVA_2_SOCO | TVA | SOCO | Internal | Summer | B9 | 800 | 500 | 0 | 49.08 | 57 | 9 | 0
2020 | TVA_2_SOCO | TVA | SOCO | Internal | Summer | B10 | 1262 | 500 | 0 | 43.81 | 52.49 | 9 | 0
2020 | TVA_2_SOCO | TVA | SOCO | Internal | Winter | B16 | 25 | 500 | 500 | 64.74 | 74.67 | 9 | 0.93
2020 | TVA_2_SOCO | TVA | SOCO | Internal | Winter | B17 | 100 | 500 | 0 | 60.54 | 60.88 | 9 | 0
2020 | TVA_2_SOCO | TVA | SOCO | Internal | Winter | B18 | 400 | 500 | 0 | 54.78 | 58.27 | 9 | 0
2020 | TVA_2_SOCO | TVA | SOCO | Internal | Winter | B19 | 700 | 500 | 0 | 54.78 | 58.27 | 9 | 0
2020 | TVA_2_SOCO | TVA | SOCO | Internal | Winter | B20 | 935 | 500 | 0 | 46.78 | 55.71 | 9 | 0
2020 | TVA_2_VACAR | TVA | VACAR | Internal | Shoulder | B11 | 25 | 150 | 110.26 | 62.56 | 71.56 | 9 | 0
2020 | TVA_2_VACAR | TVA | VACAR | Internal | Shoulder | B12 | 200 | 150 | 0 | 57.91 | 63.3 | 9 | 0
2020 | TVA_2_VACAR | TVA | VACAR | Internal | Shoulder | B13 | 600 | 150 | 0 | 53.06 | 61.43 | 9 | 0
2020 | TVA_2_VACAR | TVA | VACAR | Internal | Shoulder | B14 | 900 | 150 | 0 | 53.06 | 59.34 | 9 | 0
2020 | TVA_2_VACAR | TVA | VACAR | Internal | Shoulder | B15 | 1203 | 150 | 0 | 48.74 | 52.21 | 9 | 0
2020 | TVA_2_VACAR | TVA | VACAR | Internal | Summer | B1 | 10 | 150 | 0 | 98.1 | 98.61 | 9 | 0
2020 | TVA_2_VACAR | TVA | VACAR | Internal | Summer | B2 | 25 | 150 | 0 | 96.26 | 98.61 | 9 | 0
2020 | TVA_2_VACAR | TVA | VACAR | Internal | Summer | B3 | 75 | 150 | 0 | 92.86 | 98.61 | 9 | 0
2020 | TVA_2_VACAR | TVA | VACAR | Internal | Summer | B4 | 100 | 150 | 0 | 91.79 | 96.17 | 9 | 0
2020 | TVA_2_VACAR | TVA | VACAR | Internal | Summer | B5 | 200 | 150 | 150 | 61.48 | 78.48 | 9 | 8
2020 | TVA_2_VACAR | TVA | VACAR | Internal | Summer | B6 | 300 | 150 | 0 | 59.05 | 66.03 | 9 | 0
2020 | TVA_2_VACAR | TVA | VACAR | Internal | Summer | B7 | 400 | 150 | 0 | 52.28 | 59.77 | 9 | 0
2020 | TVA_2_VACAR | TVA | VACAR | Internal | Summer | B8 | 500 | 150 | 0 | 51.89 | 57.92 | 9 | 0
2020 | TVA_2_VACAR | TVA | VACAR | Internal | Summer | B9 | 800 | 150 | 0 | 49.08 | 54.72 | 9 | 0
2020 | TVA_2_VACAR | TVA | VACAR | Internal | Summer | B10 | 1262 | 150 | 0 | 43.81 | 47.74 | 9 | 0
2020 | TVA_2_VACAR | TVA | VACAR | Internal | Winter | B16 | 25 | 150 | 150 | 64.74 | 84.67 | 9 | 10.93
2020 | TVA_2_VACAR | TVA | VACAR | Internal | Winter | B17 | 100 | 150 | 0 | 60.54 | 68.9 | 9 | 0
2020 | TVA_2_VACAR | TVA | VACAR | Internal | Winter | B18 | 400 | 150 | 0 | 54.78 | 63.48 | 9 | 0
2020 | TVA_2_VACAR | TVA | VACAR | Internal | Winter | B19 | 700 | 150 | 0 | 54.78 | 60.75 | 9 | 0
2020 | TVA_2_VACAR | TVA | VACAR | Internal | Winter | B20 | 935 | 150 | 0 | 46.78 | 49.9 | 9 | 0
2020 | TVA_Transmission_2_NonRTO_Midwest | TVA_Transmission | NonRTO_Midwest | Internal | Shoulder | B11 | 25 | 700 | 0 | 67.96 | 71.95 | 9 | 0
2020 | TVA_Transmission_2_NonRTO_Midwest | TVA_Transmission | NonRTO_Midwest | Internal | Shoulder | B12 | 200 | 700 | 0 | 60.2 | 63.31 | 9 | 0
2020 | TVA_Transmission_2_NonRTO_Midwest | TVA_Transmission | NonRTO_Midwest | Internal | Shoulder | B13 | 600 | 700 | 0 | 57.78 | 60.05 | 9 | 0
2020 | TVA_Transmission_2_NonRTO_Midwest | TVA_Transmission | NonRTO_Midwest | Internal | Shoulder | B14 | 900 | 700 | 0 | 53.04 | 45.04 | 9 | 0
2020 | TVA_Transmission_2_NonRTO_Midwest | TVA_Transmission | NonRTO_Midwest | Internal | Shoulder | B15 | 1203 | 700 | 0 | 48.73 | 40.73 | 9 | 0
2020 | TVA_Transmission_2_NonRTO_Midwest | TVA_Transmission | NonRTO_Midwest | Internal | Summer | B1 | 10 | 700 | 0 | 98.08 | 94.16 | 9 | 0
2020 | TVA_Transmission_2_NonRTO_Midwest | TVA_Transmission | NonRTO_Midwest | Internal | Summer | B2 | 25 | 700 | 0 | 96.25 | 94.16 | 9 | 0
2020 | TVA_Transmission_2_NonRTO_Midwest | TVA_Transmission | NonRTO_Midwest | Internal | Summer | B3 | 75 | 700 | 0 | 92.85 | 94.16 | 9 | 0
2020 | TVA_Transmission_2_NonRTO_Midwest | TVA_Transmission | NonRTO_Midwest | Internal | Summer | B4 | 100 | 700 | 0 | 91.77 | 92.48 | 9 | 0
2020 | TVA_Transmission_2_NonRTO_Midwest | TVA_Transmission | NonRTO_Midwest | Internal | Summer | B5 | 200 | 700 | 0 | 76.48 | 80.46 | 9 | 0
2020 | TVA_Transmission_2_NonRTO_Midwest | TVA_Transmission | NonRTO_Midwest | Internal | Summer | B6 | 300 | 700 | 0 | 63.46 | 63.97 | 9 | 0
2020 | TVA_Transmission_2_NonRTO_Midwest | TVA_Transmission | NonRTO_Midwest | Internal | Summer | B7 | 400 | 700 | 0 | 54.48 | 47.5 | 9 | 0
2020 | TVA_Transmission_2_NonRTO_Midwest | TVA_Transmission | NonRTO_Midwest | Internal | Summer | B8 | 500 | 700 | 0 | 51.88 | 43.88 | 9 | 0
2020 | TVA_Transmission_2_NonRTO_Midwest | TVA_Transmission | NonRTO_Midwest | Internal | Summer | B9 | 800 | 700 | 0 | 49.07 | 41.07 | 9 | 0
2020 | TVA_Transmission_2_NonRTO_Midwest | TVA_Transmission | NonRTO_Midwest | Internal | Summer | B10 | 1262 | 700 | 0 | 44.97 | 37.75 | 9 | 0
2020 | TVA_Transmission_2_NonRTO_Midwest | TVA_Transmission | NonRTO_Midwest | Internal | Winter | B16 | 25 | 700 | 0 | 70.29 | 70.31 | 9 | 0
2020 | TVA_Transmission_2_NonRTO_Midwest | TVA_Transmission | NonRTO_Midwest | Internal | Winter | B17 | 100 | 700 | 0 | 63.58 | 66.92 | 9 | 0
2020 | TVA_Transmission_2_NonRTO_Midwest | TVA_Transmission | NonRTO_Midwest | Internal | Winter | B18 | 400 | 700 | 0 | 59.81 | 63.49 | 9 | 0
2020 | TVA_Transmission_2_NonRTO_Midwest | TVA_Transmission | NonRTO_Midwest | Internal | Winter | B19 | 700 | 700 | 0 | 55.13 | 47.44 | 9 | 0
2020 | TVA_Transmission_2_NonRTO_Midwest | TVA_Transmission | NonRTO_Midwest | Internal | Winter | B20 | 935 | 700 | 0 | 46.76 | 38.76 | 9 | 0
2020 | TVA_Transmission_2_SOCO | TVA_Transmission | SOCO | Internal | Shoulder | B11 | 25 | 3200 | 1401.27 | 67.96 | 76.96 | 9 | 0
2020 | TVA_Transmission_2_SOCO | TVA_Transmission | SOCO | Internal | Shoulder | B12 | 200 | 3200 | 0 | 60.2 | 58.27 | 9 | 0
2020 | TVA_Transmission_2_SOCO | TVA_Transmission | SOCO | Internal | Shoulder | B13 | 600 | 3200 | 0 | 57.78 | 58.27 | 9 | 0
2020 | TVA_Transmission_2_SOCO | TVA_Transmission | SOCO | Internal | Shoulder | B14 | 900 | 3200 | 0 | 53.04 | 58.27 | 9 | 0
2020 | TVA_Transmission_2_SOCO | TVA_Transmission | SOCO | Internal | Shoulder | B15 | 1203 | 3200 | 0 | 48.73 | 55.94 | 9 | 0
2020 | TVA_Transmission_2_SOCO | TVA_Transmission | SOCO | Internal | Summer | B1 | 10 | 3200 | 0 | 98.08 | 95.4 | 9 | 0
2020 | TVA_Transmission_2_SOCO | TVA_Transmission | SOCO | Internal | Summer | B2 | 25 | 3200 | 0 | 96.25 | 95.4 | 9 | 0
2020 | TVA_Transmission_2_SOCO | TVA_Transmission | SOCO | Internal | Summer | B3 | 75 | 3200 | 0 | 92.85 | 95.4 | 9 | 0
2020 | TVA_Transmission_2_SOCO | TVA_Transmission | SOCO | Internal | Summer | B4 | 100 | 3200 | 0 | 91.77 | 92.44 | 9 | 0
2020 | TVA_Transmission_2_SOCO | TVA_Transmission | SOCO | Internal | Summer | B5 | 200 | 3200 | 625.36 | 76.48 | 85.48 | 9 | 0
2020 | TVA_Transmission_2_SOCO | TVA_Transmission | SOCO | Internal | Summer | B6 | 300 | 3200 | 0 | 63.46 | 71.97 | 9 | 0
2020 | TVA_Transmission_2_SOCO | TVA_Transmission | SOCO | Internal | Summer | B7 | 400 | 3200 | 0 | 54.48 | 61.28 | 9 | 0
2020 | TVA_Transmission_2_SOCO | TVA_Transmission | SOCO | Internal | Summer | B8 | 500 | 3200 | 0 | 51.88 | 57.02 | 9 | 0
2020 | TVA_Transmission_2_SOCO | TVA_Transmission | SOCO | Internal | Summer | B9 | 800 | 3200 | 0 | 49.07 | 57 | 9 | 0
2020 | TVA_Transmission_2_SOCO | TVA_Transmission | SOCO | Internal | Summer | B10 | 1262 | 3200 | 0 | 44.97 | 52.49 | 9 | 0
2020 | TVA_Transmission_2_SOCO | TVA_Transmission | SOCO | Internal | Winter | B16 | 25 | 3200 | 0 | 70.29 | 74.67 | 9 | 0
2020 | TVA_Transmission_2_SOCO | TVA_Transmission | SOCO | Internal | Winter | B17 | 100 | 3200 | 0 | 63.58 | 60.88 | 9 | 0
2020 | TVA_Transmission_2_SOCO | TVA_Transmission | SOCO | Internal | Winter | B18 | 400 | 3200 | 0 | 59.81 | 58.27 | 9 | 0
2020 | TVA_Transmission_2_SOCO | TVA_Transmission | SOCO | Internal | Winter | B19 | 700 | 3200 | 0 | 55.13 | 58.27 | 9 | 0
2020 | TVA_Transmission_2_SOCO | TVA_Transmission | SOCO | Internal | Winter | B20 | 935 | 3200 | 0 | 46.76 | 55.71 | 9 | 0
2020 | TVA_Transmission_2_TVA | TVA_Transmission | TVA | Internal | Shoulder | B11 | 25 | 99999 | 0 | 67.96 | 62.56 | 0.01 | 0
2020 | TVA_Transmission_2_TVA | TVA_Transmission | TVA | Internal | Shoulder | B12 | 200 | 99999 | 0 | 60.2 | 57.91 | 0.01 | 0
2020 | TVA_Transmission_2_TVA | TVA_Transmission | TVA | Internal | Shoulder | B13 | 600 | 99999 | 0 | 57.78 | 53.06 | 0.01 | 0
2020 | TVA_Transmission_2_TVA | TVA_Transmission | TVA | Internal | Shoulder | B14 | 900 | 99999 | 99.33 | 53.04 | 53.06 | 0.01 | 0
2020 | TVA_Transmission_2_TVA | TVA_Transmission | TVA | Internal | Shoulder | B15 | 1203 | 99999 | 941.07 | 48.73 | 48.74 | 0.01 | 0
2020 | TVA_Transmission_2_TVA | TVA_Transmission | TVA | Internal | Summer | B1 | 10 | 99999 | 3432 | 98.08 | 98.1 | 0.01 | 0
2020 | TVA_Transmission_2_TVA | TVA_Transmission | TVA | Internal | Summer | B2 | 25 | 99999 | 2619.92 | 96.25 | 96.26 | 0.01 | 0
2020 | TVA_Transmission_2_TVA | TVA_Transmission | TVA | Internal | Summer | B3 | 75 | 99999 | 1025.47 | 92.85 | 92.86 | 0.01 | 0
2020 | TVA_Transmission_2_TVA | TVA_Transmission | TVA | Internal | Summer | B4 | 100 | 99999 | 288.71 | 91.77 | 91.79 | 0.01 | 0
2020 | TVA_Transmission_2_TVA | TVA_Transmission | TVA | Internal | Summer | B5 | 200 | 99999 | 0 | 76.48 | 61.48 | 0.01 | 0
2020 | TVA_Transmission_2_TVA | TVA_Transmission | TVA | Internal | Summer | B6 | 300 | 99999 | 0 | 63.46 | 59.05 | 0.01 | 0
2020 | TVA_Transmission_2_TVA | TVA_Transmission | TVA | Internal | Summer | B7 | 400 | 99999 | 0 | 54.48 | 52.28 | 0.01 | 0
2020 | TVA_Transmission_2_TVA | TVA_Transmission | TVA | Internal | Summer | B8 | 500 | 99999 | 159.24 | 51.88 | 51.89 | 0.01 | 0
2020 | TVA_Transmission_2_TVA | TVA_Transmission | TVA | Internal | Summer | B9 | 800 | 99999 | 640.73 | 49.07 | 49.08 | 0.01 | 0
2020 | TVA_Transmission_2_TVA | TVA_Transmission | TVA | Internal | Summer | B10 | 1262 | 99999 | 0 | 44.97 | 43.81 | 0.01 | 0
2020 | TVA_Transmission_2_TVA | TVA_Transmission | TVA | Internal | Winter | B16 | 25 | 99999 | 0 | 70.29 | 64.74 | 0.01 | 0
2020 | TVA_Transmission_2_TVA | TVA_Transmission | TVA | Internal | Winter | B17 | 100 | 99999 | 0 | 63.58 | 60.54 | 0.01 | 0
2020 | TVA_Transmission_2_TVA | TVA_Transmission | TVA | Internal | Winter | B18 | 400 | 99999 | 0 | 59.81 | 54.78 | 0.01 | 0
2020 | TVA_Transmission_2_TVA | TVA_Transmission | TVA | Internal | Winter | B19 | 700 | 99999 | 0 | 55.13 | 54.78 | 0.01 | 0
2020 | TVA_Transmission_2_TVA | TVA_Transmission | TVA | Internal | Winter | B20 | 935 | 99999 | 371.6 | 46.76 | 46.78 | 0.01 | 0
2020 | TVA_Transmission_2_VACAR | TVA_Transmission | VACAR | Internal | Shoulder | B11 | 25 | 900 | 0 | 67.96 | 71.56 | 9 | 0
2020 | TVA_Transmission_2_VACAR | TVA_Transmission | VACAR | Internal | Shoulder | B12 | 200 | 900 | 0 | 60.2 | 63.3 | 9 | 0
2020 | TVA_Transmission_2_VACAR | TVA_Transmission | VACAR | Internal | Shoulder | B13 | 600 | 900 | 0 | 57.78 | 61.43 | 9 | 0
2020 | TVA_Transmission_2_VACAR | TVA_Transmission | VACAR | Internal | Shoulder | B14 | 900 | 900 | 0 | 53.04 | 59.34 | 9 | 0
2020 | TVA_Transmission_2_VACAR | TVA_Transmission | VACAR | Internal | Shoulder | B15 | 1203 | 900 | 0 | 48.73 | 52.21 | 9 | 0
2020 | TVA_Transmission_2_VACAR | TVA_Transmission | VACAR | Internal | Summer | B1 | 10 | 900 | 0 | 98.08 | 98.61 | 9 | 0
2020 | TVA_Transmission_2_VACAR | TVA_Transmission | VACAR | Internal | Summer | B2 | 25 | 900 | 0 | 96.25 | 98.61 | 9 | 0
2020 | TVA_Transmission_2_VACAR | TVA_Transmission | VACAR | Internal | Summer | B3 | 75 | 900 | 0 | 92.85 | 98.61 | 9 | 0
2020 | TVA_Transmission_2_VACAR | TVA_Transmission | VACAR | Internal | Summer | B4 | 100 | 900 | 0 | 91.77 | 96.17 | 9 | 0
2020 | TVA_Transmission_2_VACAR | TVA_Transmission | VACAR | Internal | Summer | B5 | 200 | 900 | 0 | 76.48 | 78.48 | 9 | 0
2020 | TVA_Transmission_2_VACAR | TVA_Transmission | VACAR | Internal | Summer | B6 | 300 | 900 | 0 | 63.46 | 66.03 | 9 | 0
2020 | TVA_Transmission_2_VACAR | TVA_Transmission | VACAR | Internal | Summer | B7 | 400 | 900 | 0 | 54.48 | 59.77 | 9 | 0
2020 | TVA_Transmission_2_VACAR | TVA_Transmission | VACAR | Internal | Summer | B8 | 500 | 900 | 0 | 51.88 | 57.92 | 9 | 0
2020 | TVA_Transmission_2_VACAR | TVA_Transmission | VACAR | Internal | Summer | B9 | 800 | 900 | 0 | 49.07 | 54.72 | 9 | 0
2020 | TVA_Transmission_2_VACAR | TVA_Transmission | VACAR | Internal | Summer | B10 | 1262 | 900 | 0 | 44.97 | 47.74 | 9 | 0
2020 | TVA_Transmission_2_VACAR | TVA_Transmission | VACAR | Internal | Winter | B16 | 25 | 900 | 900 | 70.29 | 84.67 | 9 | 5.38
2020 | TVA_Transmission_2_VACAR | TVA_Transmission | VACAR | Internal | Winter | B17 | 100 | 900 | 0 | 63.58 | 68.9 | 9 | 0
2020 | TVA_Transmission_2_VACAR | TVA_Transmission | VACAR | Internal | Winter | B18 | 400 | 900 | 0 | 59.81 | 63.48 | 9 | 0
2020 | TVA_Transmission_2_VACAR | TVA_Transmission | VACAR | Internal | Winter | B19 | 700 | 900 | 0 | 55.13 | 60.75 | 9 | 0
2020 | TVA_Transmission_2_VACAR | TVA_Transmission | VACAR | Internal | Winter | B20 | 935 | 900 | 0 | 46.76 | 49.9 | 9 | 0
2020 | VACAR_2_SOCO | VACAR | SOCO | Internal | Shoulder | B11 | 25 | 3000 | 0 | 71.56 | 76.96 | 7 | 0
2020 | VACAR_2_SOCO | VACAR | SOCO | Internal | Shoulder | B12 | 200 | 3000 | 0 | 63.3 | 58.27 | 7 | 0
2020 | VACAR_2_SOCO | VACAR | SOCO | Internal | Shoulder | B13 | 600 | 3000 | 0 | 61.43 | 58.27 | 7 | 0
2020 | VACAR_2_SOCO | VACAR | SOCO | Internal | Shoulder | B14 | 900 | 3000 | 0 | 59.34 | 58.27 | 7 | 0
2020 | VACAR_2_SOCO | VACAR | SOCO | Internal | Shoulder | B15 | 1203 | 3000 | 0 | 52.21 | 55.94 | 7 | 0
2020 | VACAR_2_SOCO | VACAR | SOCO | Internal | Summer | B1 | 10 | 3000 | 0 | 98.61 | 95.4 | 7 | 0
2020 | VACAR_2_SOCO | VACAR | SOCO | Internal | Summer | B2 | 25 | 3000 | 0 | 98.61 | 95.4 | 7 | 0
2020 | VACAR_2_SOCO | VACAR | SOCO | Internal | Summer | B3 | 75 | 3000 | 0 | 98.61 | 95.4 | 7 | 0
2020 | VACAR_2_SOCO | VACAR | SOCO | Internal | Summer | B4 | 100 | 3000 | 0 | 96.17 | 92.44 | 7 | 0
2020 | VACAR_2_SOCO | VACAR | SOCO | Internal | Summer | B5 | 200 | 3000 | 131.57 | 78.48 | 85.48 | 7 | 0
2020 | VACAR_2_SOCO | VACAR | SOCO | Internal | Summer | B6 | 300 | 3000 | 0 | 66.03 | 71.97 | 7 | 0
2020 | VACAR_2_SOCO | VACAR | SOCO | Internal | Summer | B7 | 400 | 3000 | 0 | 59.77 | 61.28 | 7 | 0
2020 | VACAR_2_SOCO | VACAR | SOCO | Internal | Summer | B8 | 500 | 3000 | 0 | 57.92 | 57.02 | 7 | 0
2020 | VACAR_2_SOCO | VACAR | SOCO | Internal | Summer | B9 | 800 | 3000 | 0 | 54.72 | 57 | 7 | 0
2020 | VACAR_2_SOCO | VACAR | SOCO | Internal | Summer | B10 | 1262 | 3000 | 0 | 47.74 | 52.49 | 7 | 0
2020 | VACAR_2_SOCO | VACAR | SOCO | Internal | Winter | B16 | 25 | 3000 | 0 | 84.67 | 74.67 | 7 | 0
2020 | VACAR_2_SOCO | VACAR | SOCO | Internal | Winter | B17 | 100 | 3000 | 0 | 68.9 | 60.88 | 7 | 0
2020 | VACAR_2_SOCO | VACAR | SOCO | Internal | Winter | B18 | 400 | 3000 | 0 | 63.48 | 58.27 | 7 | 0
2020 | VACAR_2_SOCO | VACAR | SOCO | Internal | Winter | B19 | 700 | 3000 | 0 | 60.75 | 58.27 | 7 | 0
2020 | VACAR_2_SOCO | VACAR | SOCO | Internal | Winter | B20 | 935 | 3000 | 0 | 49.9 | 55.71 | 7 | 0
2025 | ENT_2_SOCO | ENT | SOCO | Internal | Shoulder | B11 | 25 | 2431 | 2431 | 69.83 | 81.7 | 8 | 3.87
2025 | ENT_2_SOCO | ENT | SOCO | Internal | Shoulder | B12 | 200 | 2431 | 0 | 62.18 | 66.96 | 8 | 0
2025 | ENT_2_SOCO | ENT | SOCO | Internal | Shoulder | B13 | 600 | 2431 | 0 | 61.39 | 66.96 | 8 | 0
2025 | ENT_2_SOCO | ENT | SOCO | Internal | Shoulder | B14 | 900 | 2431 | 2431 | 56.53 | 66.96 | 8 | 2.43
2025 | ENT_2_SOCO | ENT | SOCO | Internal | Shoulder | B15 | 1203 | 2431 | 2431 | 44.26 | 61.14 | 8 | 8.88
2025 | ENT_2_SOCO | ENT | SOCO | Internal | Summer | B1 | 10 | 2431 | 2382.52 | 101.04 | 109.04 | 8 | 0
2025 | ENT_2_SOCO | ENT | SOCO | Internal | Summer | B2 | 25 | 2431 | 2431 | 98.46 | 109.04 | 8 | 2.58
2025 | ENT_2_SOCO | ENT | SOCO | Internal | Summer | B3 | 75 | 2431 | 2431 | 98.46 | 109.04 | 8 | 2.58
2025 | ENT_2_SOCO | ENT | SOCO | Internal | Summer | B4 | 100 | 2431 | 2431 | 96.91 | 106.41 | 8 | 1.5
2025 | ENT_2_SOCO | ENT | SOCO | Internal | Summer | B5 | 200 | 2431 | 2431 | 78.15 | 86.16 | 8 | 0.01
2025 | ENT_2_SOCO | ENT | SOCO | Internal | Summer | B6 | 300 | 2431 | 0 | 68.42 | 75 | 8 | 0
2025 | ENT_2_SOCO | ENT | SOCO | Internal | Summer | B7 | 400 | 2431 | 0 | 66.28 | 65.58 | 8 | 0
2025 | ENT_2_SOCO | ENT | SOCO | Internal | Summer | B8 | 500 | 2431 | 0 | 63.6 | 65.58 | 8 | 0
2025 | ENT_2_SOCO | ENT | SOCO | Internal | Summer | B9 | 800 | 2431 | 1042.81 | 56.93 | 64.93 | 8 | 0
2025 | ENT_2_SOCO | ENT | SOCO | Internal | Summer | B10 | 1262 | 2431 | 2431 | 43.24 | 57.42 | 8 | 6.18
2025 | ENT_2_SOCO | ENT | SOCO | Internal | Winter | B16 | 25 | 2431 | 2431 | 67.9 | 80.72 | 8 | 4.82
2025 | ENT_2_SOCO | ENT | SOCO | Internal | Winter | B17 | 100 | 2431 | 0 | 63.98 | 69.84 | 8 | 0
2025 | ENT_2_SOCO | ENT | SOCO | Internal | Winter | B18 | 400 | 2431 | 795.94 | 61.79 | 69.79 | 8 | 0
2025 | ENT_2_SOCO | ENT | SOCO | Internal | Winter | B19 | 700 | 2431 | 1133.83 | 57.71 | 65.71 | 8 | 0
2025 | ENT_2_SOCO | ENT | SOCO | Internal | Winter | B20 | 935 | 2431 | 2431 | 44.07 | 60.77 | 8 | 8.7
2025 | ENT_2_TVA_Transmission | ENT | TVA_Transmission | Internal | Shoulder | B11 | 25 | 2100 | 0 | 69.83 | 73.53 | 8 | 0
2025 | ENT_2_TVA_Transmission | ENT | TVA_Transmission | Internal | Shoulder | B12 | 200 | 2100 | 0 | 62.18 | 67.69 | 8 | 0
2025 | ENT_2_TVA_Transmission | ENT | TVA_Transmission | Internal | Shoulder | B13 | 600 | 2100 | 0 | 61.39 | 65.89 | 8 | 0
2025 | ENT_2_TVA_Transmission | ENT | TVA_Transmission | Internal | Shoulder | B14 | 900 | 2100 | 0 | 56.53 | 62.86 | 8 | 0
2025 | ENT_2_TVA_Transmission | ENT | TVA_Transmission | Internal | Shoulder | B15 | 1203 | 2100 | 73.68 | 44.26 | 52.26 | 8 | 0
2025 | ENT_2_TVA_Transmission | ENT | TVA_Transmission | Internal | Summer | B1 | 10 | 2100 | 2100 | 101.04 | 112.22 | 8 | 3.18
2025 | ENT_2_TVA_Transmission | ENT | TVA_Transmission | Internal | Summer | B2 | 25 | 2100 | 2100 | 98.46 | 107.58 | 8 | 1.12
2025 | ENT_2_TVA_Transmission | ENT | TVA_Transmission | Internal | Summer | B3 | 75 | 2100 | 772.62 | 98.46 | 106.46 | 8 | 0
2025 | ENT_2_TVA_Transmission | ENT | TVA_Transmission | Internal | Summer | B4 | 100 | 2100 | 0 | 96.91 | 103.89 | 8 | 0
2025 | ENT_2_TVA_Transmission | ENT | TVA_Transmission | Internal | Summer | B5 | 200 | 2100 | 0 | 78.15 | 77.16 | 8 | 0
2025 | ENT_2_TVA_Transmission | ENT | TVA_Transmission | Internal | Summer | B6 | 300 | 2100 | 0 | 68.42 | 68.07 | 8 | 0
2025 | ENT_2_TVA_Transmission | ENT | TVA_Transmission | Internal | Summer | B7 | 400 | 2100 | 0 | 66.28 | 66 | 8 | 0
2025 | ENT_2_TVA_Transmission | ENT | TVA_Transmission | Internal | Summer | B8 | 500 | 2100 | 0 | 63.6 | 59.51 | 8 | 0
2025 | ENT_2_TVA_Transmission | ENT | TVA_Transmission | Internal | Summer | B9 | 800 | 2100 | 0 | 56.93 | 56.85 | 8 | 0
2025 | ENT_2_TVA_Transmission | ENT | TVA_Transmission | Internal | Summer | B10 | 1262 | 2100 | 0 | 43.24 | 48.42 | 8 | 0
2025 | ENT_2_TVA_Transmission | ENT | TVA_Transmission | Internal | Winter | B16 | 25 | 2100 | 0 | 67.9 | 75.89 | 8 | 0
2025 | ENT_2_TVA_Transmission | ENT | TVA_Transmission | Internal | Winter | B17 | 100 | 2100 | 0 | 63.98 | 70.17 | 8 | 0
2025 | ENT_2_TVA_Transmission | ENT | TVA_Transmission | Internal | Winter | B18 | 400 | 2100 | 0 | 61.79 | 66.5 | 8 | 0
2025 | ENT_2_TVA_Transmission | ENT | TVA_Transmission | Internal | Winter | B19 | 700 | 2100 | 0 | 57.71 | 63.98 | 8 | 0
2025 | ENT_2_TVA_Transmission | ENT | TVA_Transmission | Internal | Winter | B20 | 935 | 2100 | 0 | 44.07 | 52.05 | 8 | 0
2025 | HQ_NEISO_2_NEISO | HQ_NEISO | NEISO | Internal | Shoulder | B11 | 25 | 99999 | 3978.17 | 56.23 | 56.24 | 0.01 | 0
2025 | HQ_NEISO_2_NEISO | HQ_NEISO | NEISO | Internal | Shoulder | B12 | 200 | 99999 | 3967.56 | 59.37 | 59.38 | 0.01 | 0
2025 | HQ_NEISO_2_NEISO | HQ_NEISO | NEISO | Internal | Shoulder | B13 | 600 | 99999 | 3925.79 | 55.71 | 55.73 | 0.01 | 0
2025 | HQ_NEISO_2_NEISO | HQ_NEISO | NEISO | Internal | Shoulder | B14 | 900 | 99999 | 3852.71 | 55.71 | 55.73 | 0.01 | 0
2025 | HQ_NEISO_2_NEISO | HQ_NEISO | NEISO | Internal | Shoulder | B15 | 1203 | 99999 | 1874.69 | 55.71 | 55.73 | 0.01 | 0
2025 | HQ_NEISO_2_NEISO | HQ_NEISO | NEISO | Internal | Summer | B1 | 10 | 99999 | 4570 | 84.64 | 84.66 | 0.01 | 0
2025 | HQ_NEISO_2_NEISO | HQ_NEISO | NEISO | Internal | Summer | B2 | 25 | 99999 | 4499.86 | 73.59 | 73.6 | 0.01 | 0
2025 | HQ_NEISO_2_NEISO | HQ_NEISO | NEISO | Internal | Summer | B3 | 75 | 99999 | 4360.06 | 63.5 | 63.52 | 0.01 | 0
2025 | HQ_NEISO_2_NEISO | HQ_NEISO | NEISO | Internal | Summer | B4 | 100 | 99999 | 4239.9 | 57.74 | 57.75 | 0.01 | 0
2025 | HQ_NEISO_2_NEISO | HQ_NEISO | NEISO | Internal | Summer | B5 | 200 | 99999 | 4174.54 | 57.74 | 57.75 | 0.01 | 0
2025 | HQ_NEISO_2_NEISO | HQ_NEISO | NEISO | Internal | Summer | B6 | 300 | 99999 | 4100.82 | 57.74 | 57.75 | 0.01 | 0
2025 | HQ_NEISO_2_NEISO | HQ_NEISO | NEISO | Internal | Summer | B7 | 400 | 99999 | 4016.35 | 57.74 | 57.75 | 0.01 | 0
2025 | HQ_NEISO_2_NEISO | HQ_NEISO | NEISO | Internal | Summer | B8 | 500 | 99999 | 3949.94 | 57.74 | 57.75 | 0.01 | 0
2025 | HQ_NEISO_2_NEISO | HQ_NEISO | NEISO | Internal | Summer | B9 | 800 | 99999 | 3868.58 | 55.08 | 55.09 | 0.01 | 0
2025 | HQ_NEISO_2_NEISO | HQ_NEISO | NEISO | Internal | Summer | B10 | 1262 | 99999 | 1551.4 | 53.41 | 53.42 | 0.01 | 0
2025 | HQ_NEISO_2_NEISO | HQ_NEISO | NEISO | Internal | Winter | B16 | 25 | 99999 | 4125.27 | 70.68 | 70.69 | 0.01 | 0
2025 | HQ_NEISO_2_NEISO | HQ_NEISO | NEISO | Internal | Winter | B17 | 100 | 99999 | 4066.23 | 64.47 | 64.48 | 0.01 | 0
2025 | HQ_NEISO_2_NEISO | HQ_NEISO | NEISO | Internal | Winter | B18 | 400 | 99999 | 4021.05 | 64.47 | 64.48 | 0.01 | 0
2025 | HQ_NEISO_2_NEISO | HQ_NEISO | NEISO | Internal | Winter | B19 | 700 | 99999 | 3936.88 | 64.47 | 64.48 | 0.01 | 0
2025 | HQ_NEISO_2_NEISO | HQ_NEISO | NEISO | Internal | Winter | B20 | 935 | 99999 | 2050.33 | 64.47 | 64.48 | 0.01 | 0
2025 | HQ_NY_2_NYISO_A-F | HQ_NY | NYISO_A-F | Internal | Shoulder | B11 | 25 | 99999 | 2812.27 | 59.23 | 59.24 | 0.01 | 0
2025 | HQ_NY_2_NYISO_A-F | HQ_NY | NYISO_A-F | Internal | Shoulder | B12 | 200 | 99999 | 2847.69 | 58.03 | 58.04 | 0.01 | 0
2025 | HQ_NY_2_NYISO_A-F | HQ_NY | NYISO_A-F | Internal | Shoulder | B13 | 600 | 99999 | 2781.85 | 55.38 | 55.39 | 0.01 | 0
2025 | HQ_NY_2_NYISO_A-F | HQ_NY | NYISO_A-F | Internal | Shoulder | B14 | 900 | 99999 | 2673.14 | 53.19 | 53.2 | 0.01 | 0
2025 | HQ_NY_2_NYISO_A-F | HQ_NY | NYISO_A-F | Internal | Shoulder | B15 | 1203 | 99999 | 1582.7 | 53.19 | 53.2 | 0.01 | 0
2025 | HQ_NY_2_NYISO_A-F | HQ_NY | NYISO_A-F | Internal | Summer | B1 | 10 | 99999 | 3500 | 69.59 | 69.6 | 0.01 | 0
2025 | HQ_NY_2_NYISO_A-F | HQ_NY | NYISO_A-F | Internal | Summer | B2 | 25 | 99999 | 3406.62 | 69.59 | 69.6 | 0.01 | 0
2025 | HQ_NY_2_NYISO_A-F | HQ_NY | NYISO_A-F | Internal | Summer | B3 | 75 | 99999 | 3266.6 | 69.59 | 69.6 | 0.01 | 0
2025 | HQ_NY_2_NYISO_A-F | HQ_NY | NYISO_A-F | Internal | Summer | B4 | 100 | 99999 | 3116.28 | 68.71 | 68.73 | 0.01 | 0
2025 | HQ_NY_2_NYISO_A-F | HQ_NY | NYISO_A-F | Internal | Summer | B5 | 200 | 99999 | 3025.49 | 62.56 | 62.57 | 0.01 | 0
2025 | HQ_NY_2_NYISO_A-F | HQ_NY | NYISO_A-F | Internal | Summer | B6 | 300 | 99999 | 2934.86 | 62.48 | 62.49 | 0.01 | 0
2025 | HQ_NY_2_NYISO_A-F | HQ_NY | NYISO_A-F | Internal | Summer | B7 | 400 | 99999 | 2830.75 | 56.9 | 56.91 | 0.01 | 0
2025 | HQ_NY_2_NYISO_A-F | HQ_NY | NYISO_A-F | Internal | Summer | B8 | 500 | 99999 | 2760.25 | 51.76 | 51.77 | 0.01 | 0
2025 | HQ_NY_2_NYISO_A-F | HQ_NY | NYISO_A-F | Internal | Summer | B9 | 800 | 99999 | 2664.71 | 50.41 | 50.42 | 0.01 | 0
2025 | HQ_NY_2_NYISO_A-F | HQ_NY | NYISO_A-F | Internal | Summer | B10 | 1262 | 99999 | 1436.31 | 50.41 | 50.42 | 0.01 | 0
2025 | HQ_NY_2_NYISO_A-F | HQ_NY | NYISO_A-F | Internal | Winter | B16 | 25 | 99999 | 3058.87 | 66.38 | 66.4 | 0.01 | 0
2025 | HQ_NY_2_NYISO_A-F | HQ_NY | NYISO_A-F | Internal | Winter | B17 | 100 | 99999 | 3001.1 | 60.29 | 60.31 | 0.01 | 0
2025 | HQ_NY_2_NYISO_A-F | HQ_NY | NYISO_A-F | Internal | Winter | B18 | 400 | 99999 | 2934.69 | 55.78 | 55.79 | 0.01 | 0
2025 | HQ_NY_2_NYISO_A-F | HQ_NY | NYISO_A-F | Internal | Winter | B19 | 700 | 99999 | 2819.07 | 55.78 | 55.79 | 0.01 | 0
2025 | HQ_NY_2_NYISO_A-F | HQ_NY | NYISO_A-F | Internal | Winter | B20 | 935 | 99999 | 1762.97 | 55.78 | 55.79 | 0.01 | 0
2025 | HQ_IESO_2_IESO | HQ_IESO | IESO | Internal | Shoulder | B11 | 25 | 99999 | 400 | 52.23 | 52.24 | 0.01 | 0
2025 | HQ_IESO_2_IESO | HQ_IESO | IESO | Internal | Shoulder | B12 | 200 | 99999 | 400 | 51.03 | 51.04 | 0.01 | 0
2025 | HQ_IESO_2_IESO | HQ_IESO | IESO | Internal | Shoulder | B13 | 600 | 99999 | 400 | 48.38 | 48.39 | 0.01 | 0
2025 | HQ_IESO_2_IESO | HQ_IESO | IESO | Internal | Shoulder | B14 | 900 | 99999 | 400 | 46.19 | 46.2 | 0.01 | 0
2025 | HQ_IESO_2_IESO | HQ_IESO | IESO | Internal | Shoulder | B15 | 1203 | 99999 | 75.48 | 46.19 | 46.2 | 0.01 | 0
2025 | HQ_IESO_2_IESO | HQ_IESO | IESO | Internal | Summer | B1 | 10 | 99999 | 400 | 64.84 | 64.85 | 0.01 | 0
2025 | HQ_IESO_2_IESO | HQ_IESO | IESO | Internal | Summer | B2 | 25 | 99999 | 400 | 64.84 | 64.85 | 0.01 | 0
2025 | HQ_IESO_2_IESO | HQ_IESO | IESO | Internal | Summer | B3 | 75 | 99999 | 400 | 64.84 | 64.85 | 0.01 | 0
2025 | HQ_IESO_2_IESO | HQ_IESO | IESO | Internal | Summer | B4 | 100 | 99999 | 400 | 61.71 | 61.73 | 0.01 | 0
2025 | HQ_IESO_2_IESO | HQ_IESO | IESO | Internal | Summer | B5 | 200 | 99999 | 400 | 59.25 | 59.26 | 0.01 | 0
2025 | HQ_IESO_2_IESO | HQ_IESO | IESO | Internal | Summer | B6 | 300 | 99999 | 400 | 55.48 | 55.49 | 0.01 | 0
2025 | HQ_IESO_2_IESO | HQ_IESO | IESO | Internal | Summer | B7 | 400 | 99999 | 400 | 49.9 | 49.91 | 0.01 | 0
2025 | HQ_IESO_2_IESO | HQ_IESO | IESO | Internal | Summer | B8 | 500 | 99999 | 400 | 44.76 | 44.77 | 0.01 | 0
2025 | HQ_IESO_2_IESO | HQ_IESO | IESO | Internal | Summer | B9 | 800 | 99999 | 400 | 42.93 | 42.94 | 0.01 | 0
2025 | HQ_IESO_2_IESO | HQ_IESO | IESO | Internal | Summer | B10 | 1262 | 99999 | 12.04 | 42.93 | 42.94 | 0.01 | 0
2025 | HQ_IESO_2_IESO | HQ_IESO | IESO | Internal | Winter | B16 | 25 | 99999 | 400 | 60.86 | 60.87 | 0.01 | 0
2025 | HQ_IESO_2_IESO | HQ_IESO | IESO | Internal | Winter | B17 | 100 | 99999 | 400 | 53.29 | 53.31 | 0.01 | 0
2025 | HQ_IESO_2_IESO | HQ_IESO | IESO | Internal | Winter | B18 | 400 | 99999 | 400 | 48.78 | 48.79 | 0.01 | 0
2025 | HQ_IESO_2_IESO | HQ_IESO | IESO | Internal | Winter | B19 | 700 | 99999 | 400 | 48.78 | 48.79 | 0.01 | 0
2025 | HQ_IESO_2_IESO | HQ_IESO | IESO | Internal | Winter | B20 | 935 | 99999 | 91.98 | 48.78 | 48.79 | 0.01 | 0
2025 | IESO_2_MAPP_CA | IESO | MAPP_CA | Internal | Shoulder | B11 | 25 | 262 | 262 | 52.24 | 67.89 | 7 | 8.65
2025 | IESO_2_MAPP_CA | IESO | MAPP_CA | Internal | Shoulder | B12 | 200 | 262 | 262 | 51.04 | 62.15 | 7 | 4.11
2025 | IESO_2_MAPP_CA | IESO | MAPP_CA | Internal | Shoulder | B13 | 600 | 262 | 262 | 48.39 | 61.37 | 7 | 5.98
2025 | IESO_2_MAPP_CA | IESO | MAPP_CA | Internal | Shoulder | B14 | 900 | 262 | 262 | 46.2 | 56.5 | 7 | 3.3
2025 | IESO_2_MAPP_CA | IESO | MAPP_CA | Internal | Shoulder | B15 | 1203 | 262 | 262 | 46.2 | 56.5 | 7 | 3.3
2025 | IESO_2_MAPP_CA | IESO | MAPP_CA | Internal | Summer | B1 | 10 | 262 | 262 | 64.85 | 90.22 | 7 | 18.36
2025 | IESO_2_MAPP_CA | IESO | MAPP_CA | Internal | Summer | B2 | 25 | 262 | 262 | 64.85 | 85.58 | 7 | 13.73
2025 | IESO_2_MAPP_CA | IESO | MAPP_CA | Internal | Summer | B3 | 75 | 262 | 262 | 64.85 | 85.38 | 7 | 13.53
2025 | IESO_2_MAPP_CA | IESO | MAPP_CA | Internal | Summer | B4 | 100 | 262 | 262 | 61.73 | 82.91 | 7 | 14.19
2025 | IESO_2_MAPP_CA | IESO | MAPP_CA | Internal | Summer | B5 | 200 | 262 | 262 | 59.26 | 71.42 | 7 | 5.16
2025 | IESO_2_MAPP_CA | IESO | MAPP_CA | Internal | Summer | B6 | 300 | 262 | 262 | 55.49 | 62.5 | 7 | 0.01
2025 | IESO_2_MAPP_CA | IESO | MAPP_CA | Internal | Summer | B7 | 400 | 262 | 262 | 49.91 | 60.33 | 7 | 3.42
2025 | IESO_2_MAPP_CA | IESO | MAPP_CA | Internal | Summer | B8 | 500 | 262 | 262 | 44.77 | 55.57 | 7 | 3.81
2025 | IESO_2_MAPP_CA | IESO | MAPP_CA | Internal | Summer | B9 | 800 | 262 | 77.92 | 42.94 | 49.94 | 7 | 0
2025 | IESO_2_MAPP_CA | IESO | MAPP_CA | Internal | Summer | B10 | 1262 | 262 | 67.41 | 42.94 | 49.94 | 7 | 0
2025 | IESO_2_MAPP_CA | IESO | MAPP_CA | Internal | Winter | B16 | 25 | 262 | 110.86 | 60.87 | 67.87 | 7 | 0
2025 | IESO_2_MAPP_CA | IESO | MAPP_CA | Internal | Winter | B17 | 100 | 262 | 262 | 53.31 | 63.96 | 7 | 3.66
2025 | IESO_2_MAPP_CA | IESO | MAPP_CA | Internal | Winter | B18 | 400 | 262 | 262 | 48.79 | 61.76 | 7 | 5.98
2025 | IESO_2_MAPP_CA | IESO | MAPP_CA | Internal | Winter | B19 | 700 | 262 | 262 | 48.79 | 57.71 | 7 | 1.93
2025 | IESO_2_MAPP_CA | IESO | MAPP_CA | Internal | Winter | B20 | 935 | 262 | 262 | 48.79 | 57.71 | 7 | 1.93
2025 | IESO_2_MISO_MI | IESO | MISO_MI | Internal | Shoulder | B11 | 25 | 1840 | 1840 | 52.24 | 67.61 | 7 | 8.38
2025 | IESO_2_MISO_MI | IESO | MISO_MI | Internal | Shoulder | B12 | 200 | 1840 | 1840 | 51.04 | 62.18 | 7 | 4.14
2025 | IESO_2_MISO_MI | IESO | MISO_MI | Internal | Shoulder | B13 | 600 | 1840 | 1840 | 48.39 | 61.42 | 7 | 6.02
2025 | IESO_2_MISO_MI | IESO | MISO_MI | Internal | Shoulder | B14 | 900 | 1840 | 1840 | 46.2 | 56.55 | 7 | 3.35
2025 | IESO_2_MISO_MI | IESO | MISO_MI | Internal | Shoulder | B15 | 1203 | 1840 | 0 | 46.2 | 44.28 | 7 | 0
2025 | IESO_2_MISO_MI | IESO | MISO_MI | Internal | Summer | B1 | 10 | 1840 | 1840 | 64.85 | 104.22 | 7 | 32.36
2025 | IESO_2_MISO_MI | IESO | MISO_MI | Internal | Summer | B2 | 25 | 1840 | 1840 | 64.85 | 99.6 | 7 | 27.74
2025 | IESO_2_MISO_MI | IESO | MISO_MI | Internal | Summer | B3 | 75 | 1840 | 1840 | 64.85 | 99.4 | 7 | 27.54
2025 | IESO_2_MISO_MI | IESO | MISO_MI | Internal | Summer | B4 | 100 | 1840 | 1840 | 61.73 | 96.92 | 7 | 28.2
2025 | IESO_2_MISO_MI | IESO | MISO_MI | Internal | Summer | B5 | 200 | 1840 | 1840 | 59.26 | 73.15 | 7 | 6.89
2025 | IESO_2_MISO_MI | IESO | MISO_MI | Internal | Summer | B6 | 300 | 1840 | 1677.74 | 55.49 | 62.49 | 7 | 0
2025 | IESO_2_MISO_MI | IESO | MISO_MI | Internal | Summer | B7 | 400 | 1840 | 1840 | 49.91 | 60.35 | 7 | 3.44
2025 | IESO_2_MISO_MI | IESO | MISO_MI | Internal | Summer | B8 | 500 | 1840 | 1840 | 44.77 | 55.6 | 7 | 3.83
2025 | IESO_2_MISO_MI | IESO | MISO_MI | Internal | Summer | B9 | 800 | 1840 | 230.97 | 42.94 | 49.94 | 7 | 0
2025 | IESO_2_MISO_MI | IESO | MISO_MI | Internal | Summer | B10 | 1262 | 1840 | 0 | 42.94 | 41.55 | 7 | 0
2025 | IESO_2_MISO_MI | IESO | MISO_MI | Internal | Winter | B16 | 25 | 1840 | 1840 | 60.87 | 67.92 | 7 | 0.05
2025 | IESO_2_MISO_MI | IESO | MISO_MI | Internal | Winter | B17 | 100 | 1840 | 1840 | 53.31 | 64.01 | 7 | 3.7
2025 | IESO_2_MISO_MI | IESO | MISO_MI | Internal | Winter | B18 | 400 | 1840 | 1840 | 48.79 | 61.79 | 7 | 6
2025 | IESO_2_MISO_MI | IESO | MISO_MI | Internal | Winter | B19 | 700 | 1840 | 1840 | 48.79 | 57.74 | 7 | 1.95
2025 | IESO_2_MISO_MI | IESO | MISO_MI | Internal | Winter | B20 | 935 | 1840 | 0 | 48.79 | 44.09 | 7 | 0
2025 | IESO_2_MISO_W | IESO | MISO_W | Internal | Shoulder | B11 | 25 | 214 | 214 | 52.24 | 67.9 | 7 | 8.67
2025 | IESO_2_MISO_W | IESO | MISO_W | Internal | Shoulder | B12 | 200 | 214 | 214 | 51.04 | 62.17 | 7 | 4.13
2025 | IESO_2_MISO_W | IESO | MISO_W | Internal | Shoulder | B13 | 600 | 214 | 214 | 48.39 | 61.38 | 7 | 5.99
2025 | IESO_2_MISO_W | IESO | MISO_W | Internal | Shoulder | B14 | 900 | 214 | 214 | 46.2 | 56.51 | 7 | 3.32
2025 | IESO_2_MISO_W | IESO | MISO_W | Internal | Shoulder | B15 | 1203 | 214 | 0 | 46.2 | 44.25 | 7 | 0
2025 | IESO_2_MISO_W | IESO | MISO_W | Internal | Summer | B1 | 10 | 214 | 214 | 64.85 | 104.22 | 7 | 32.36
2025 | IESO_2_MISO_W | IESO | MISO_W | Internal | Summer | B2 | 25 | 214 | 214 | 64.85 | 99.58 | 7 | 27.73
2025 | IESO_2_MISO_W | IESO | MISO_W | Internal | Summer | B3 | 75 | 214 | 214 | 64.85 | 99.38 | 7 | 27.53
2025 | IESO_2_MISO_W | IESO | MISO_W | Internal | Summer | B4 | 100 | 214 | 214 | 61.73 | 96.91 | 7 | 28.19
2025 | IESO_2_MISO_W | IESO | MISO_W | Internal | Summer | B5 | 200 | 214 | 214 | 59.26 | 73.14 | 7 | 6.88
2025 | IESO_2_MISO_W | IESO | MISO_W | Internal | Summer | B6 | 300 | 214 | 214 | 55.49 | 62.52 | 7 | 0.02
2025 | IESO_2_MISO_W | IESO | MISO_W | Internal | Summer | B7 | 400 | 214 | 214 | 49.91 | 60.34 | 7 | 3.43
2025 | IESO_2_MISO_W | IESO | MISO_W | Internal | Summer | B8 | 500 | 214 | 214 | 44.77 | 55.59 | 7 | 3.82
2025 | IESO_2_MISO_W | IESO | MISO_W | Internal | Summer | B9 | 800 | 214 | 0 | 42.94 | 49.93 | 7 | 0
2025 | IESO_2_MISO_W | IESO | MISO_W | Internal | Summer | B10 | 1262 | 214 | 0 | 42.94 | 41.51 | 7 | 0
2025 | IESO_2_MISO_W | IESO | MISO_W | Internal | Winter | B16 | 25 | 214 | 214 | 60.87 | 67.89 | 7 | 0.01
2025 | IESO_2_MISO_W | IESO | MISO_W | Internal | Winter | B17 | 100 | 214 | 214 | 53.31 | 63.97 | 7 | 3.67
2025 | IESO_2_MISO_W | IESO | MISO_W | Internal | Winter | B18 | 400 | 214 | 214 | 48.79 | 61.78 | 7 | 5.99
2025 | IESO_2_MISO_W | IESO | MISO_W | Internal | Winter | B19 | 700 | 214 | 214 | 48.79 | 57.7 | 7 | 1.91
2025 | IESO_2_MISO_W | IESO | MISO_W | Internal | Winter | B20 | 935 | 214 | 0 | 48.79 | 44.05 | 7 | 0
2025 | IESO_2_NYISO_A-F | IESO | NYISO_A-F | Internal | Shoulder | B11 | 25 | 1725 | 994.07 | 52.24 | 59.24 | 7 | 0
2025 | IESO_2_NYISO_A-F | IESO | NYISO_A-F | Internal | Shoulder | B12 | 200 | 1725 | 793.71 | 51.04 | 58.04 | 7 | 0
2025 | IESO_2_NYISO_A-F | IESO | NYISO_A-F | Internal | Shoulder | B13 | 600 | 1725 | 1323.22 | 48.39 | 55.39 | 7 | 0
2025 | IESO_2_NYISO_A-F | IESO | NYISO_A-F | Internal | Shoulder | B14 | 900 | 1725 | 282.55 | 46.2 | 53.2 | 7 | 0
2025 | IESO_2_NYISO_A-F | IESO | NYISO_A-F | Internal | Shoulder | B15 | 1203 | 1725 | 183.17 | 46.2 | 53.2 | 7 | 0
2025 | IESO_2_NYISO_A-F | IESO | NYISO_A-F | Internal | Summer | B1 | 10 | 1725 | 0 | 64.85 | 69.6 | 7 | 0
2025 | IESO_2_NYISO_A-F | IESO | NYISO_A-F | Internal | Summer | B2 | 25 | 1725 | 0 | 64.85 | 69.6 | 7 | 0
2025 | IESO_2_NYISO_A-F | IESO | NYISO_A-F | Internal | Summer | B3 | 75 | 1725 | 0 | 64.85 | 69.6 | 7 | 0
2025 | IESO_2_NYISO_A-F | IESO | NYISO_A-F | Internal | Summer | B4 | 100 | 1725 | 32.82 | 61.73 | 68.73 | 7 | 0
2025 | IESO_2_NYISO_A-F | IESO | NYISO_A-F | Internal | Summer | B5 | 200 | 1725 | 0 | 59.26 | 62.57 | 7 | 0
2025 | IESO_2_NYISO_A-F | IESO | NYISO_A-F | Internal | Summer | B6 | 300 | 1725 | 97.9 | 55.49 | 62.49 | 7 | 0
2025 | IESO_2_NYISO_A-F | IESO | NYISO_A-F | Internal | Summer | B7 | 400 | 1725 | 675.45 | 49.91 | 56.91 | 7 | 0
2025 | IESO_2_NYISO_A-F | IESO | NYISO_A-F | Internal | Summer | B8 | 500 | 1725 | 1449.14 | 44.77 | 51.77 | 7 | 0
2025 | IESO_2_NYISO_A-F | IESO | NYISO_A-F | Internal | Summer | B9 | 800 | 1725 | 1725 | 42.94 | 50.42 | 7 | 0.48
2025 | IESO_2_NYISO_A-F | IESO | NYISO_A-F | Internal | Summer | B10 | 1262 | 1725 | 1725 | 42.94 | 50.42 | 7 | 0.48
2025 | IESO_2_NYISO_A-F | IESO | NYISO_A-F | Internal | Winter | B16 | 25 | 1725 | 0 | 60.87 | 66.4 | 7 | 0
2025 | IESO_2_NYISO_A-F | IESO | NYISO_A-F | Internal | Winter | B17 | 100 | 1725 | 336.71 | 53.31 | 60.31 | 7 | 0
2025 | IESO_2_NYISO_A-F | IESO | NYISO_A-F | Internal | Winter | B18 | 400 | 1725 | 821.87 | 48.79 | 55.79 | 7 | 0
2025 | IESO_2_NYISO_A-F | IESO | NYISO_A-F | Internal | Winter | B19 | 700 | 1725 | 186.02 | 48.79 | 55.79 | 7 | 0
2025 | IESO_2_NYISO_A-F | IESO | NYISO_A-F | Internal | Winter | B20 | 935 | 1725 | 90.18 | 48.79 | 55.79 | 7 | 0
2025 | MAPP_CA_2_IESO | MAPP_CA | IESO | Internal | Shoulder | B11 | 25 | 330 | 0 | 67.89 | 52.24 | 8 | 0
2025 | MAPP_CA_2_IESO | MAPP_CA | IESO | Internal | Shoulder | B12 | 200 | 330 | 0 | 62.15 | 51.04 | 8 | 0
2025 | MAPP_CA_2_IESO | MAPP_CA | IESO | Internal | Shoulder | B13 | 600 | 330 | 0 | 61.37 | 48.39 | 8 | 0
2025 | MAPP_CA_2_IESO | MAPP_CA | IESO | Internal | Shoulder | B14 | 900 | 330 | 0 | 56.5 | 46.2 | 8 | 0
2025 | MAPP_CA_2_IESO | MAPP_CA | IESO | Internal | Shoulder | B15 | 1203 | 330 | 0 | 56.5 | 46.2 | 8 | 0
2025 | MAPP_CA_2_IESO | MAPP_CA | IESO | Internal | Summer | B1 | 10 | 330 | 0 | 90.22 | 64.85 | 8 | 0
2025 | MAPP_CA_2_IESO | MAPP_CA | IESO | Internal | Summer | B2 | 25 | 330 | 0 | 85.58 | 64.85 | 8 | 0
2025 | MAPP_CA_2_IESO | MAPP_CA | IESO | Internal | Summer | B3 | 75 | 330 | 0 | 85.38 | 64.85 | 8 | 0
2025 | MAPP_CA_2_IESO | MAPP_CA | IESO | Internal | Summer | B4 | 100 | 330 | 0 | 82.91 | 61.73 | 8 | 0
2025 | MAPP_CA_2_IESO | MAPP_CA | IESO | Internal | Summer | B5 | 200 | 330 | 0 | 71.42 | 59.26 | 8 | 0
2025 | MAPP_CA_2_IESO | MAPP_CA | IESO | Internal | Summer | B6 | 300 | 330 | 0 | 62.5 | 55.49 | 8 | 0
2025 | MAPP_CA_2_IESO | MAPP_CA | IESO | Internal | Summer | B7 | 400 | 330 | 0 | 60.33 | 49.91 | 8 | 0
2025 | MAPP_CA_2_IESO | MAPP_CA | IESO | Internal | Summer | B8 | 500 | 330 | 0 | 55.57 | 44.77 | 8 | 0
2025 | MAPP_CA_2_IESO | MAPP_CA | IESO | Internal | Summer | B9 | 800 | 330 | 0 | 49.94 | 42.94 | 8 | 0
2025 | MAPP_CA_2_IESO | MAPP_CA | IESO | Internal | Summer | B10 | 1262 | 330 | 0 | 49.94 | 42.94 | 8 | 0
2025 | MAPP_CA_2_IESO | MAPP_CA | IESO | Internal | Winter | B16 | 25 | 330 | 0 | 67.87 | 60.87 | 8 | 0
2025 | MAPP_CA_2_IESO | MAPP_CA | IESO | Internal | Winter | B17 | 100 | 330 | 0 | 63.96 | 53.31 | 8 | 0
2025 | MAPP_CA_2_IESO | MAPP_CA | IESO | Internal | Winter | B18 | 400 | 330 | 0 | 61.76 | 48.79 | 8 | 0
2025 | MAPP_CA_2_IESO | MAPP_CA | IESO | Internal | Winter | B19 | 700 | 330 | 0 | 57.71 | 48.79 | 8 | 0
2025 | MAPP_CA_2_IESO | MAPP_CA | IESO | Internal | Winter | B20 | 935 | 330 | 0 | 57.71 | 48.79 | 8 | 0
2025 | MAPP_CA_2_MAPP_US | MAPP_CA | MAPP_US | Internal | Shoulder | B11 | 25 | 437 | 0 | 67.89 | 60.9 | 7 | 0
2025 | MAPP_CA_2_MAPP_US | MAPP_CA | MAPP_US | Internal | Shoulder | B12 | 200 | 437 | 0 | 62.15 | 55.17 | 7 | 0
2025 | MAPP_CA_2_MAPP_US | MAPP_CA | MAPP_US | Internal | Shoulder | B13 | 600 | 437 | 0 | 61.37 | 54.38 | 7 | 0
2025 | MAPP_CA_2_MAPP_US | MAPP_CA | MAPP_US | Internal | Shoulder | B14 | 900 | 437 | 0 | 56.5 | 49.53 | 7 | 0
2025 | MAPP_CA_2_MAPP_US | MAPP_CA | MAPP_US | Internal | Shoulder | B15 | 1203 | 437 | 0 | 56.5 | 37.25 | 7 | 0
2025 | MAPP_CA_2_MAPP_US | MAPP_CA | MAPP_US | Internal | Summer | B1 | 10 | 437 | 283.71 | 90.22 | 97.22 | 7 | 0
2025 | MAPP_CA_2_MAPP_US | MAPP_CA | MAPP_US | Internal | Summer | B2 | 25 | 437 | 208.97 | 85.58 | 92.58 | 7 | 0
2025 | MAPP_CA_2_MAPP_US | MAPP_CA | MAPP_US | Internal | Summer | B3 | 75 | 437 | 97.96 | 85.38 | 92.38 | 7 | 0
2025 | MAPP_CA_2_MAPP_US | MAPP_CA | MAPP_US | Internal | Summer | B4 | 100 | 437 | 92.27 | 82.91 | 89.91 | 7 | 0
2025 | MAPP_CA_2_MAPP_US | MAPP_CA | MAPP_US | Internal | Summer | B5 | 200 | 437 | 0 | 71.42 | 66.14 | 7 | 0
2025 | MAPP_CA_2_MAPP_US | MAPP_CA | MAPP_US | Internal | Summer | B6 | 300 | 437 | 0 | 62.5 | 56.41 | 7 | 0
2025 | MAPP_CA_2_MAPP_US | MAPP_CA | MAPP_US | Internal | Summer | B7 | 400 | 437 | 0 | 60.33 | 54.27 | 7 | 0
2025 | MAPP_CA_2_MAPP_US | MAPP_CA | MAPP_US | Internal | Summer | B8 | 500 | 437 | 0 | 55.57 | 48.59 | 7 | 0
2025 | MAPP_CA_2_MAPP_US | MAPP_CA | MAPP_US | Internal | Summer | B9 | 800 | 437 | 0 | 49.94 | 42.93 | 7 | 0
2025 | MAPP_CA_2_MAPP_US | MAPP_CA | MAPP_US | Internal | Summer | B10 | 1262 | 437 | 0 | 49.94 | 34.51 | 7 | 0
2025 | MAPP_CA_2_MAPP_US | MAPP_CA | MAPP_US | Internal | Winter | B16 | 25 | 437 | 0 | 67.87 | 60.89 | 7 | 0
2025 | MAPP_CA_2_MAPP_US | MAPP_CA | MAPP_US | Internal | Winter | B17 | 100 | 437 | 0 | 63.96 | 56.97 | 7 | 0
2025 | MAPP_CA_2_MAPP_US | MAPP_CA | MAPP_US | Internal | Winter | B18 | 400 | 437 | 0 | 61.76 | 54.78 | 7 | 0
2025 | MAPP_CA_2_MAPP_US | MAPP_CA | MAPP_US | Internal | Winter | B19 | 700 | 437 | 0 | 57.71 | 50.71 | 7 | 0
2025 | MAPP_CA_2_MAPP_US | MAPP_CA | MAPP_US | Internal | Winter | B20 | 935 | 437 | 0 | 57.71 | 37.05 | 7 | 0
2025 | MAPP_CA_2_MISO_W | MAPP_CA | MISO_W | Internal | Shoulder | B11 | 25 | 2058 | 1990.86 | 67.89 | 67.9 | 0.01 | 0
2025 | MAPP_CA_2_MISO_W | MAPP_CA | MISO_W | Internal | Shoulder | B12 | 200 | 2058 | 1201.32 | 62.15 | 62.17 | 0.01 | 0
2025 | MAPP_CA_2_MISO_W | MAPP_CA | MISO_W | Internal | Shoulder | B13 | 600 | 2058 | 1261.19 | 61.37 | 61.38 | 0.01 | 0
2025 | MAPP_CA_2_MISO_W | MAPP_CA | MISO_W | Internal | Shoulder | B14 | 900 | 2058 | 220.62 | 56.5 | 56.51 | 0.01 | 0
2025 | MAPP_CA_2_MISO_W | MAPP_CA | MISO_W | Internal | Shoulder | B15 | 1203 | 2058 | 0 | 56.5 | 44.25 | 0.01 | 0
2025 | MAPP_CA_2_MISO_W | MAPP_CA | MISO_W | Internal | Summer | B1 | 10 | 2058 | 2058 | 90.22 | 104.22 | 0.01 | 13.99
2025 | MAPP_CA_2_MISO_W | MAPP_CA | MISO_W | Internal | Summer | B2 | 25 | 2058 | 2058 | 85.58 | 99.58 | 0.01 | 13.99
2025 | MAPP_CA_2_MISO_W | MAPP_CA | MISO_W | Internal | Summer | B3 | 75 | 2058 | 2058 | 85.38 | 99.38 | 0.01 | 13.99
2025 | MAPP_CA_2_MISO_W | MAPP_CA | MISO_W | Internal | Summer | B4 | 100 | 2058 | 2058 | 82.91 | 96.91 | 0.01 | 13.99
2025 | MAPP_CA_2_MISO_W | MAPP_CA | MISO_W | Internal | Summer | B5 | 200 | 2058 | 2058 | 71.42 | 73.14 | 0.01 | 1.7
2025 | MAPP_CA_2_MISO_W | MAPP_CA | MISO_W | Internal | Summer | B6 | 300 | 2058 | 1459.94 | 62.5 | 62.52 | 0.01 | 0
2025 | MAPP_CA_2_MISO_W | MAPP_CA | MISO_W | Internal | Summer | B7 | 400 | 2058 | 1514.09 | 60.33 | 60.34 | 0.01 | 0
2025 | MAPP_CA_2_MISO_W | MAPP_CA | MISO_W | Internal | Summer | B8 | 500 | 2058 | 1574.02 | 55.57 | 55.59 | 0.01 | 0
2025 | MAPP_CA_2_MISO_W | MAPP_CA | MISO_W | Internal | Summer | B9 | 800 | 2058 | 0 | 49.94 | 49.93 | 0.01 | 0
2025 | MAPP_CA_2_MISO_W | MAPP_CA | MISO_W | Internal | Summer | B10 | 1262 | 2058 | 0 | 49.94 | 41.51 | 0.01 | 0
2025 | MAPP_CA_2_MISO_W | MAPP_CA | MISO_W | Internal | Winter | B16 | 25 | 2058 | 538.6 | 67.87 | 67.89 | 0.01 | 0
2025 | MAPP_CA_2_MISO_W | MAPP_CA | MISO_W | Internal | Winter | B17 | 100 | 2058 | 453.02 | 63.96 | 63.97 | 0.01 | 0
2025 | MAPP_CA_2_MISO_W | MAPP_CA | MISO_W | Internal | Winter | B18 | 400 | 2058 | 527.74 | 61.76 | 61.78 | 0.01 | 0
2025 | MAPP_CA_2_MISO_W | MAPP_CA | MISO_W | Internal | Winter | B19 | 700 | 2058 | 0 | 57.71 | 57.7 | 0.01 | 0
2025 | MAPP_CA_2_MISO_W | MAPP_CA | MISO_W | Internal | Winter | B20 | 935 | 2058 | 0 | 57.71 | 44.05 | 0.01 | 0
2025 | MAPP_US_2_MAPP_CA | MAPP_US | MAPP_CA | Internal | Shoulder | B11 | 25 | 230 | 0 | 60.9 | 67.89 | 7 | 0
2025 | MAPP_US_2_MAPP_CA | MAPP_US | MAPP_CA | Internal | Shoulder | B12 | 200 | 230 | 0 | 55.17 | 62.15 | 7 | 0
2025 | MAPP_US_2_MAPP_CA | MAPP_US | MAPP_CA | Internal | Shoulder | B13 | 600 | 230 | 0 | 54.38 | 61.37 | 7 | 0
2025 | MAPP_US_2_MAPP_CA | MAPP_US | MAPP_CA | Internal | Shoulder | B14 | 900 | 230 | 0 | 49.53 | 56.5 | 7 | 0
2025 | MAPP_US_2_MAPP_CA | MAPP_US | MAPP_CA | Internal | Shoulder | B15 | 1203 | 230 | 230 | 37.25 | 56.5 | 7 | 12.25
2025 | MAPP_US_2_MAPP_CA | MAPP_US | MAPP_CA | Internal | Summer | B1 | 10 | 230 | 0 | 97.22 | 90.22 | 7 | 0
2025 | MAPP_US_2_MAPP_CA | MAPP_US | MAPP_CA | Internal | Summer | B2 | 25 | 230 | 0 | 92.58 | 85.58 | 7 | 0
2025 | MAPP_US_2_MAPP_CA | MAPP_US | MAPP_CA | Internal | Summer | B3 | 75 | 230 | 0 | 92.38 | 85.38 | 7 | 0
2025 | MAPP_US_2_MAPP_CA | MAPP_US | MAPP_CA | Internal | Summer | B4 | 100 | 230 | 0 | 89.91 | 82.91 | 7 | 0
2025 | MAPP_US_2_MAPP_CA | MAPP_US | MAPP_CA | Internal | Summer | B5 | 200 | 230 | 0 | 66.14 | 71.42 | 7 | 0
2025 | MAPP_US_2_MAPP_CA | MAPP_US | MAPP_CA | Internal | Summer | B6 | 300 | 230 | 0 | 56.41 | 62.5 | 7 | 0
2025 | MAPP_US_2_MAPP_CA | MAPP_US | MAPP_CA | Internal | Summer | B7 | 400 | 230 | 0 | 54.27 | 60.33 | 7 | 0
2025 | MAPP_US_2_MAPP_CA | MAPP_US | MAPP_CA | Internal | Summer | B8 | 500 | 230 | 0 | 48.59 | 55.57 | 7 | 0
2025 | MAPP_US_2_MAPP_CA | MAPP_US | MAPP_CA | Internal | Summer | B9 | 800 | 230 | 230 | 42.93 | 49.94 | 7 | 0.01
2025 | MAPP_US_2_MAPP_CA | MAPP_US | MAPP_CA | Internal | Summer | B10 | 1262 | 230 | 230 | 34.51 | 49.94 | 7 | 8.42
2025 | MAPP_US_2_MAPP_CA | MAPP_US | MAPP_CA | Internal | Winter | B16 | 25 | 230 | 0 | 60.89 | 67.87 | 7 | 0
2025 | MAPP_US_2_MAPP_CA | MAPP_US | MAPP_CA | Internal | Winter | B17 | 100 | 230 | 0 | 56.97 | 63.96 | 7 | 0
2025 | MAPP_US_2_MAPP_CA | MAPP_US | MAPP_CA | Internal | Winter | B18 | 400 | 230 | 0 | 54.78 | 61.76 | 7 | 0
2025 | MAPP_US_2_MAPP_CA | MAPP_US | MAPP_CA | Internal | Winter | B19 | 700 | 230 | 85.06 | 50.71 | 57.71 | 7 | 0
2025 | MAPP_US_2_MAPP_CA | MAPP_US | MAPP_CA | Internal | Winter | B20 | 935 | 230 | 230 | 37.05 | 57.71 | 7 | 13.66
2025 | MAPP_US_2_MISO_W | MAPP_US | MISO_W | Internal | Shoulder | B11 | 25 | 2635 | 1270.4 | 60.9 | 67.9 | 7 | 0
2025 | MAPP_US_2_MISO_W | MAPP_US | MISO_W | Internal | Shoulder | B12 | 200 | 2635 | 1137.72 | 55.17 | 62.17 | 7 | 0
2025 | MAPP_US_2_MISO_W | MAPP_US | MISO_W | Internal | Shoulder | B13 | 600 | 2635 | 1234.31 | 54.38 | 61.38 | 7 | 0
2025 | MAPP_US_2_MISO_W | MAPP_US | MISO_W | Internal | Shoulder | B14 | 900 | 2635 | 0 | 49.53 | 56.51 | 7 | 0
2025 | MAPP_US_2_MISO_W | MAPP_US | MISO_W | Internal | Shoulder | B15 | 1203 | 2635 | 3.32 | 37.25 | 44.25 | 7 | 0
2025 | MAPP_US_2_MISO_W | MAPP_US | MISO_W | Internal | Summer | B1 | 10 | 2635 | 1544.95 | 97.22 | 104.22 | 7 | 0
2025 | MAPP_US_2_MISO_W | MAPP_US | MISO_W | Internal | Summer | B2 | 25 | 2635 | 1514.32 | 92.58 | 99.58 | 7 | 0
2025 | MAPP_US_2_MISO_W | MAPP_US | MISO_W | Internal | Summer | B3 | 75 | 2635 | 1371.49 | 92.38 | 99.38 | 7 | 0
2025 | MAPP_US_2_MISO_W | MAPP_US | MISO_W | Internal | Summer | B4 | 100 | 2635 | 1398.98 | 89.91 | 96.91 | 7 | 0
2025 | MAPP_US_2_MISO_W | MAPP_US | MISO_W | Internal | Summer | B5 | 200 | 2635 | 1090.89 | 66.14 | 73.14 | 7 | 0
2025 | MAPP_US_2_MISO_W | MAPP_US | MISO_W | Internal | Summer | B6 | 300 | 2635 | 0 | 56.41 | 62.52 | 7 | 0
2025 | MAPP_US_2_MISO_W | MAPP_US | MISO_W | Internal | Summer | B7 | 400 | 2635 | 0 | 54.27 | 60.34 | 7 | 0
2025 | MAPP_US_2_MISO_W | MAPP_US | MISO_W | Internal | Summer | B8 | 500 | 2635 | 1857.58 | 48.59 | 55.59 | 7 | 0
2025 | MAPP_US_2_MISO_W | MAPP_US | MISO_W | Internal | Summer | B9 | 800 | 2635 | 1099.3 | 42.93 | 49.93 | 7 | 0
2025 | MAPP_US_2_MISO_W | MAPP_US | MISO_W | Internal | Summer | B10 | 1262 | 2635 | 1000.98 | 34.51 | 41.51 | 7 | 0
2025 | MAPP_US_2_MISO_W | MAPP_US | MISO_W | Internal | Winter | B16 | 25 | 2635 | 1393.07 | 60.89 | 67.89 | 7 | 0
2025 | MAPP_US_2_MISO_W | MAPP_US | MISO_W | Internal | Winter | B17 | 100 | 2635 | 1335.37 | 56.97 | 63.97 | 7 | 0
2025 | MAPP_US_2_MISO_W | MAPP_US | MISO_W | Internal | Winter | B18 | 400 | 2635 | 1360.8 | 54.78 | 61.78 | 7 | 0
2025 | MAPP_US_2_MISO_W | MAPP_US | MISO_W | Internal | Winter | B19 | 700 | 2635 | 0 | 50.71 | 57.7 | 7 | 0
2025 | MAPP_US_2_MISO_W | MAPP_US | MISO_W | Internal | Winter | B20 | 935 | 2635 | 353.88 | 37.05 | 44.05 | 7 | 0
2025 | MAPP_US_2_NE | MAPP_US | NE | Internal | Shoulder | B11 | 25 | 2000 | 0 | 60.9 | 64.82 | 7 | 0
2025 | MAPP_US_2_NE | MAPP_US | NE | Internal | Shoulder | B12 | 200 | 2000 | 0 | 55.17 | 57.17 | 7 | 0
2025 | MAPP_US_2_NE | MAPP_US | NE | Internal | Shoulder | B13 | 600 | 2000 | 0 | 54.38 | 56.38 | 7 | 0
2025 | MAPP_US_2_NE | MAPP_US | NE | Internal | Shoulder | B14 | 900 | 2000 | 0 | 49.53 | 51.51 | 7 | 0
2025 | MAPP_US_2_NE | MAPP_US | NE | Internal | Shoulder | B15 | 1203 | 2000 | 0 | 37.25 | 39.25 | 7 | 0
2025 | MAPP_US_2_NE | MAPP_US | NE | Internal | Summer | B1 | 10 | 2000 | 0 | 97.22 | 99.22 | 7 | 0
2025 | MAPP_US_2_NE | MAPP_US | NE | Internal | Summer | B2 | 25 | 2000 | 0 | 92.58 | 94.58 | 7 | 0
2025 | MAPP_US_2_NE | MAPP_US | NE | Internal | Summer | B3 | 75 | 2000 | 0 | 92.38 | 94.38 | 7 | 0
2025 | MAPP_US_2_NE | MAPP_US | NE | Internal | Summer | B4 | 100 | 2000 | 0 | 89.91 | 91.91 | 7 | 0
2025 | MAPP_US_2_NE | MAPP_US | NE | Internal | Summer | B5 | 200 | 2000 | 4.84 | 66.14 | 73.14 | 7 | 0
2025 | MAPP_US_2_NE | MAPP_US | NE | Internal | Summer | B6 | 300 | 2000 | 1348.19 | 56.41 | 63.41 | 7 | 0
2025 | MAPP_US_2_NE | MAPP_US | NE | Internal | Summer | B7 | 400 | 2000 | 1490.64 | 54.27 | 61.27 | 7 | 0
2025 | MAPP_US_2_NE | MAPP_US | NE | Internal | Summer | B8 | 500 | 2000 | 0 | 48.59 | 50.59 | 7 | 0
2025 | MAPP_US_2_NE | MAPP_US | NE | Internal | Summer | B9 | 800 | 2000 | 0 | 42.93 | 44.93 | 7 | 0
2025 | MAPP_US_2_NE | MAPP_US | NE | Internal | Summer | B10 | 1262 | 2000 | 0 | 34.51 | 36.51 | 7 | 0
2025 | MAPP_US_2_NE | MAPP_US | NE | Internal | Winter | B16 | 25 | 2000 | 0 | 60.89 | 62.89 | 7 | 0
2025 | MAPP_US_2_NE | MAPP_US | NE | Internal | Winter | B17 | 100 | 2000 | 0 | 56.97 | 58.97 | 7 | 0
2025 | MAPP_US_2_NE | MAPP_US | NE | Internal | Winter | B18 | 400 | 2000 | 0 | 54.78 | 56.78 | 7 | 0
2025 | MAPP_US_2_NE | MAPP_US | NE | Internal | Winter | B19 | 700 | 2000 | 0 | 50.71 | 52.7 | 7 | 0
2025 | MAPP_US_2_NE | MAPP_US | NE | Internal | Winter | B20 | 935 | 2000 | 0 | 37.05 | 39.05 | 7 | 0
2025 | MARITIMES_2_NEISO | MARITIMES | NEISO | Internal | Shoulder | B11 | 25 | 99999 | 1720.66 | 56.23 | 56.24 | 0.01 | 0
2025 | MARITIMES_2_NEISO | MARITIMES | NEISO | Internal | Shoulder | B12 | 200 | 99999 | 1717.44 | 59.37 | 59.38 | 0.01 | 0
2025 | MARITIMES_2_NEISO | MARITIMES | NEISO | Internal | Shoulder | B13 | 600 | 99999 | 1704.78 | 55.71 | 55.73 | 0.01 | 0
2025 | MARITIMES_2_NEISO | MARITIMES | NEISO | Internal | Shoulder | B14 | 900 | 99999 | 1682.64 | 55.71 | 55.73 | 0.01 | 0
2025 | MARITIMES_2_NEISO | MARITIMES | NEISO | Internal | Shoulder | B15 | 1203 | 99999 | 648.08 | 55.71 | 55.73 | 0.01 | 0
2025 | MARITIMES_2_NEISO | MARITIMES | NEISO | Internal | Summer | B1 | 10 | 99999 | 1900 | 84.64 | 84.66 | 0.01 | 0
2025 | MARITIMES_2_NEISO | MARITIMES | NEISO | Internal | Summer | B2 | 25 | 99999 | 1878.75 | 73.59 | 73.6 | 0.01 | 0
2025 | MARITIMES_2_NEISO | MARITIMES | NEISO | Internal | Summer | B3 | 75 | 99999 | 1836.38 | 63.5 | 63.52 | 0.01 | 0
2025 | MARITIMES_2_NEISO | MARITIMES | NEISO | Internal | Summer | B4 | 100 | 99999 | 1799.97 | 57.74 | 57.75 | 0.01 | 0
2025 | MARITIMES_2_NEISO | MARITIMES | NEISO | Internal | Summer | B5 | 200 | 99999 | 1780.16 | 57.74 | 57.75 | 0.01 | 0
2025 | MARITIMES_2_NEISO | MARITIMES | NEISO | Internal | Summer | B6 | 300 | 99999 | 1757.82 | 57.74 | 57.75 | 0.01 | 0
2025 | MARITIMES_2_NEISO | MARITIMES | NEISO | Internal | Summer | B7 | 400 | 99999 | 1732.23 | 57.74 | 57.75 | 0.01 | 0
2025 | MARITIMES_2_NEISO | MARITIMES | NEISO | Internal | Summer | B8 | 500 | 99999 | 1712.1 | 57.74 | 57.75 | 0.01 | 0
2025 | MARITIMES_2_NEISO | MARITIMES | NEISO | Internal | Summer | B9 | 800 | 99999 | 1687.45 | 55.08 | 55.09 | 0.01 | 0
2025 | MARITIMES_2_NEISO | MARITIMES | NEISO | Internal | Summer | B10 | 1262 | 99999 | 465.06 | 53.41 | 53.42 | 0.01 | 0
2025 | MARITIMES_2_NEISO | MARITIMES | NEISO | Internal | Winter | B16 | 25 | 99999 | 1765.23 | 70.68 | 70.69 | 0.01 | 0
2025 | MARITIMES_2_NEISO | MARITIMES | NEISO | Internal | Winter | B17 | 100 | 99999 | 1747.34 | 64.47 | 64.48 | 0.01 | 0
2025 | MARITIMES_2_NEISO | MARITIMES | NEISO | Internal | Winter | B18 | 400 | 99999 | 1733.65 | 64.47 | 64.48 | 0.01 | 0
2025 | MARITIMES_2_NEISO | MARITIMES | NEISO | Internal | Winter | B19 | 700 | 99999 | 1708.15 | 64.47 | 64.48 | 0.01 | 0
2025 | MARITIMES_2_NEISO | MARITIMES | NEISO | Internal | Winter | B20 | 935 | 99999 | 723.43 | 64.47 | 64.48 | 0.01 | 0
2025 | MISO_IN_2_MISO_MI | MISO_IN | MISO_MI | Internal | Shoulder | B11 | 25 | 5081 | 0 | 67.93 | 67.61 | 0.01 | 0
2025 | MISO_IN_2_MISO_MI | MISO_IN | MISO_MI | Internal | Shoulder | B12 | 200 | 5081 | 0 | 62.19 | 62.18 | 0.01 | 0
2025 | MISO_IN_2_MISO_MI | MISO_IN | MISO_MI | Internal | Shoulder | B13 | 600 | 5081 | 486.66 | 61.41 | 61.42 | 0.01 | 0
2025 | MISO_IN_2_MISO_MI | MISO_IN | MISO_MI | Internal | Shoulder | B14 | 900 | 5081 | 640.49 | 56.54 | 56.55 | 0.01 | 0
2025 | MISO_IN_2_MISO_MI | MISO_IN | MISO_MI | Internal | Shoulder | B15 | 1203 | 5081 | 2912.46 | 44.27 | 44.28 | 0.01 | 0
2025 | MISO_IN_2_MISO_MI | MISO_IN | MISO_MI | Internal | Summer | B1 | 10 | 5081 | 0 | 104.23 | 104.22 | 0.01 | 0
2025 | MISO_IN_2_MISO_MI | MISO_IN | MISO_MI | Internal | Summer | B2 | 25 | 5081 | 0 | 99.61 | 99.6 | 0.01 | 0
2025 | MISO_IN_2_MISO_MI | MISO_IN | MISO_MI | Internal | Summer | B3 | 75 | 5081 | 0 | 99.41 | 99.4 | 0.01 | 0
2025 | MISO_IN_2_MISO_MI | MISO_IN | MISO_MI | Internal | Summer | B4 | 100 | 5081 | 0 | 96.93 | 96.92 | 0.01 | 0
2025 | MISO_IN_2_MISO_MI | MISO_IN | MISO_MI | Internal | Summer | B5 | 200 | 5081 | 0 | 73.16 | 73.15 | 0.01 | 0
2025 | MISO_IN_2_MISO_MI | MISO_IN | MISO_MI | Internal | Summer | B6 | 300 | 5081 | 0 | 62.5 | 62.49 | 0.01 | 0
2025 | MISO_IN_2_MISO_MI | MISO_IN | MISO_MI | Internal | Summer | B7 | 400 | 5081 | 359.38 | 60.34 | 60.35 | 0.01 | 0
2025 | MISO_IN_2_MISO_MI | MISO_IN | MISO_MI | Internal | Summer | B8 | 500 | 5081 | 852.53 | 55.59 | 55.6 | 0.01 | 0
2025 | MISO_IN_2_MISO_MI | MISO_IN | MISO_MI | Internal | Summer | B9 | 800 | 5081 | 1491.7 | 49.93 | 49.94 | 0.01 | 0
2025 | MISO_IN_2_MISO_MI | MISO_IN | MISO_MI | Internal | Summer | B10 | 1262 | 5081 | 4840.79 | 41.54 | 41.55 | 0.01 | 0
2025 | MISO_IN_2_MISO_MI | MISO_IN | MISO_MI | Internal | Winter | B16 | 25 | 5081 | 362.04 | 67.91 | 67.92 | 0.01 | 0
2025 | MISO_IN_2_MISO_MI | MISO_IN | MISO_MI | Internal | Winter | B17 | 100 | 5081 | 543.56 | 64 | 64.01 | 0.01 | 0
2025 | MISO_IN_2_MISO_MI | MISO_IN | MISO_MI | Internal | Winter | B18 | 400 | 5081 | 0 | 61.8 | 61.79 | 0.01 | 0
2025 | MISO_IN_2_MISO_MI | MISO_IN | MISO_MI | Internal | Winter | B19 | 700 | 5081 | 773.51 | 57.72 | 57.74 | 0.01 | 0
2025 | MISO_IN_2_MISO_MI | MISO_IN | MISO_MI | Internal | Winter | B20 | 935 | 5081 | 3523.22 | 44.07 | 44.09 | 0.01 | 0
2025 | MISO_IN_2_MISO_MO-IL | MISO_IN | MISO_MO-IL | Internal | Shoulder | B11 | 25 | 9129 | 0 | 67.93 | 67.92 | 0.01 | 0
2025 | MISO_IN_2_MISO_MO-IL | MISO_IN | MISO_MO-IL | Internal | Shoulder | B12 | 200 | 9129 | 0 | 62.19 | 62.18 | 0.01 | 0
2025 | MISO_IN_2_MISO_MO-IL | MISO_IN | MISO_MO-IL | Internal | Shoulder | B13 | 600 | 9129 | 0 | 61.41 | 61.39 | 0.01 | 0
2025 | MISO_IN_2_MISO_MO-IL | MISO_IN | MISO_MO-IL | Internal | Shoulder | B14 | 900 | 9129 | 0 | 56.54 | 56.53 | 0.01 | 0
2025 | MISO_IN_2_MISO_MO-IL | MISO_IN | MISO_MO-IL | Internal | Shoulder | B15 | 1203 | 9129 | 0 | 44.27 | 44.26 | 0.01 | 0
2025 | MISO_IN_2_MISO_MO-IL | MISO_IN | MISO_MO-IL | Internal | Summer | B1 | 10 | 9129 | 0 | 104.23 | 104.22 | 0.01 | 0
2025 | MISO_IN_2_MISO_MO-IL | MISO_IN | MISO_MO-IL | Internal | Summer | B2 | 25 | 9129 | 0 | 99.61 | 99.6 | 0.01 | 0
2025 | MISO_IN_2_MISO_MO-IL | MISO_IN | MISO_MO-IL | Internal | Summer | B3 | 75 | 9129 | 0 | 99.41 | 99.4 | 0.01 | 0
2025 | MISO_IN_2_MISO_MO-IL | MISO_IN | MISO_MO-IL | Internal | Summer | B4 | 100 | 9129 | 0 | 96.93 | 96.92 | 0.01 | 0
2025 | MISO_IN_2_MISO_MO-IL | MISO_IN | MISO_MO-IL | Internal | Summer | B5 | 200 | 9129 | 0 | 73.16 | 73.15 | 0.01 | 0
2025 | MISO_IN_2_MISO_MO-IL | MISO_IN | MISO_MO-IL | Internal | Summer | B6 | 300 | 9129 | 0 | 62.5 | 62.5 | 0.01 | 0
2025 | MISO_IN_2_MISO_MO-IL | MISO_IN | MISO_MO-IL | Internal | Summer | B7 | 400 | 9129 | 0 | 60.34 | 60.33 | 0.01 | 0
2025 | MISO_IN_2_MISO_MO-IL | MISO_IN | MISO_MO-IL | Internal | Summer | B8 | 500 | 9129 | 136.76 | 55.59 | 55.6 | 0.01 | 0
2025 | MISO_IN_2_MISO_MO-IL | MISO_IN | MISO_MO-IL | Internal | Summer | B9 | 800 | 9129 | 0 | 49.93 | 49.92 | 0.01 | 0
2025 | MISO_IN_2_MISO_MO-IL | MISO_IN | MISO_MO-IL | Internal | Summer | B10 | 1262 | 9129 | 0 | 41.54 | 41.53 | 0.01 | 0
2025 | MISO_IN_2_MISO_MO-IL | MISO_IN | MISO_MO-IL | Internal | Winter | B16 | 25 | 9129 | 0 | 67.91 | 67.9 | 0.01 | 0
2025 | MISO_IN_2_MISO_MO-IL | MISO_IN | MISO_MO-IL | Internal | Winter | B17 | 100 | 9129 | 0 | 64 | 63.98 | 0.01 | 0
2025 | MISO_IN_2_MISO_MO-IL | MISO_IN | MISO_MO-IL | Internal | Winter | B18 | 400 | 9129 | 0 | 61.8 | 61.79 | 0.01 | 0
2025 | MISO_IN_2_MISO_MO-IL | MISO_IN | MISO_MO-IL | Internal | Winter | B19 | 700 | 9129 | 0 | 57.72 | 57.71 | 0.01 | 0
2025 | MISO_IN_2_MISO_MO-IL | MISO_IN | MISO_MO-IL | Internal | Winter | B20 | 935 | 9129 | 0 | 44.07 | 44.06 | 0.01 | 0
2025 | MISO_IN_2_NonRTO_Midwest | MISO_IN | NonRTO_Midwest | Internal | Shoulder | B11 | 25 | 4800 | 1533.42 | 67.93 | 75.93 | 8 | 0
2025 | MISO_IN_2_NonRTO_Midwest | MISO_IN | NonRTO_Midwest | Internal | Shoulder | B12 | 200 | 4800 | 903.23 | 62.19 | 70.19 | 8 | 0
2025 | MISO_IN_2_NonRTO_Midwest | MISO_IN | NonRTO_Midwest | Internal | Shoulder | B13 | 600 | 4800 | 299.48 | 61.41 | 69.41 | 8 | 0
2025 | MISO_IN_2_NonRTO_Midwest | MISO_IN | NonRTO_Midwest | Internal | Shoulder | B14 | 900 | 4800 | 0 | 56.54 | 54.86 | 8 | 0
2025 | MISO_IN_2_NonRTO_Midwest | MISO_IN | NonRTO_Midwest | Internal | Shoulder | B15 | 1203 | 4800 | 0 | 44.27 | 44.26 | 8 | 0
2025 | MISO_IN_2_NonRTO_Midwest | MISO_IN | NonRTO_Midwest | Internal | Summer | B1 | 10 | 4800 | 0 | 104.23 | 107.61 | 8 | 0
2025 | MISO_IN_2_NonRTO_Midwest | MISO_IN | NonRTO_Midwest | Internal | Summer | B2 | 25 | 4800 | 114.53 | 99.61 | 107.61 | 8 | 0
2025 | MISO_IN_2_NonRTO_Midwest | MISO_IN | NonRTO_Midwest | Internal | Summer | B3 | 75 | 4800 | 1977.82 | 99.41 | 107.41 | 8 | 0
2025 | MISO_IN_2_NonRTO_Midwest | MISO_IN | NonRTO_Midwest | Internal | Summer | B4 | 100 | 4800 | 1520.97 | 96.93 | 104.93 | 8 | 0
2025 | MISO_IN_2_NonRTO_Midwest | MISO_IN | NonRTO_Midwest | Internal | Summer | B5 | 200 | 4800 | 1074.85 | 73.16 | 81.16 | 8 | 0
2025 | MISO_IN_2_NonRTO_Midwest | MISO_IN | NonRTO_Midwest | Internal | Summer | B6 | 300 | 4800 | 647.01 | 62.5 | 70.5 | 8 | 0
2025 | MISO_IN_2_NonRTO_Midwest | MISO_IN | NonRTO_Midwest | Internal | Summer | B7 | 400 | 4800 | 0 | 60.34 | 67.42 | 8 | 0
2025 | MISO_IN_2_NonRTO_Midwest | MISO_IN | NonRTO_Midwest | Internal | Summer | B8 | 500 | 4800 | 0 | 55.59 | 51.51 | 8 | 0
2025 | MISO_IN_2_NonRTO_Midwest | MISO_IN | NonRTO_Midwest | Internal | Summer | B9 | 800 | 4800 | 0 | 49.93 | 48.85 | 8 | 0
2025 | MISO_IN_2_NonRTO_Midwest | MISO_IN | NonRTO_Midwest | Internal | Summer | B10 | 1262 | 4800 | 0 | 41.54 | 40.42 | 8 | 0
2025 | MISO_IN_2_NonRTO_Midwest | MISO_IN | NonRTO_Midwest | Internal | Winter | B16 | 25 | 4800 | 2812.09 | 67.91 | 75.91 | 8 | 0
2025 | MISO_IN_2_NonRTO_Midwest | MISO_IN | NonRTO_Midwest | Internal | Winter | B17 | 100 | 4800 | 1661.05 | 64 | 72 | 8 | 0
2025 | MISO_IN_2_NonRTO_Midwest | MISO_IN | NonRTO_Midwest | Internal | Winter | B18 | 400 | 4800 | 729 | 61.8 | 69.8 | 8 | 0
2025 | MISO_IN_2_NonRTO_Midwest | MISO_IN | NonRTO_Midwest | Internal | Winter | B19 | 700 | 4800 | 0 | 57.72 | 57.1 | 8 | 0
2025 | MISO_IN_2_NonRTO_Midwest | MISO_IN | NonRTO_Midwest | Internal | Winter | B20 | 935 | 4800 | 0 | 44.07 | 44.05 | 8 | 0
2025 | MISO_IN_2_PJM_ROR | MISO_IN | PJM_ROR | Internal | Shoulder | B11 | 25 | 992 | 0 | 67.93 | 68.48 | 2 | 0
2025 | MISO_IN_2_PJM_ROR | MISO_IN | PJM_ROR | Internal | Shoulder | B12 | 200 | 992 | 0 | 62.19 | 64.17 | 2 | 0
2025 | MISO_IN_2_PJM_ROR | MISO_IN | PJM_ROR | Internal | Shoulder | B13 | 600 | 992 | 0 | 61.41 | 63.38 | 2 | 0
2025 | MISO_IN_2_PJM_ROR | MISO_IN | PJM_ROR | Internal | Shoulder | B14 | 900 | 992 | 129.08 | 56.54 | 58.54 | 2 | 0
2025 | MISO_IN_2_PJM_ROR | MISO_IN | PJM_ROR | Internal | Shoulder | B15 | 1203 | 992 | 0 | 44.27 | 46.26 | 2 | 0
2025 | MISO_IN_2_PJM_ROR | MISO_IN | PJM_ROR | Internal | Summer | B1 | 10 | 992 | 0 | 104.23 | 106.22 | 2 | 0
2025 | MISO_IN_2_PJM_ROR | MISO_IN | PJM_ROR | Internal | Summer | B2 | 25 | 992 | 0 | 99.61 | 101.58 | 2 | 0
2025 | MISO_IN_2_PJM_ROR | MISO_IN | PJM_ROR | Internal | Summer | B3 | 75 | 992 | 0 | 99.41 | 100.46 | 2 | 0
2025 | MISO_IN_2_PJM_ROR | MISO_IN | PJM_ROR | Internal | Summer | B4 | 100 | 992 | 0 | 96.93 | 97.89 | 2 | 0
2025 | MISO_IN_2_PJM_ROR | MISO_IN | PJM_ROR | Internal | Summer | B5 | 200 | 992 | 0 | 73.16 | 71.16 | 2 | 0
2025 | MISO_IN_2_PJM_ROR | MISO_IN | PJM_ROR | Internal | Summer | B6 | 300 | 992 | 0 | 62.5 | 63.61 | 2 | 0
2025 | MISO_IN_2_PJM_ROR | MISO_IN | PJM_ROR | Internal | Summer | B7 | 400 | 992 | 0 | 60.34 | 61.09 | 2 | 0
2025 | MISO_IN_2_PJM_ROR | MISO_IN | PJM_ROR | Internal | Summer | B8 | 500 | 992 | 350.64 | 55.59 | 57.59 | 2 | 0
2025 | MISO_IN_2_PJM_ROR | MISO_IN | PJM_ROR | Internal | Summer | B9 | 800 | 992 | 768.96 | 49.93 | 51.93 | 2 | 0
2025 | MISO_IN_2_PJM_ROR | MISO_IN | PJM_ROR | Internal | Summer | B10 | 1262 | 992 | 0 | 41.54 | 43.51 | 2 | 0
2025 | MISO_IN_2_PJM_ROR | MISO_IN | PJM_ROR | Internal | Winter | B16 | 25 | 992 | 0 | 67.91 | 69.89 | 2 | 0
2025 | MISO_IN_2_PJM_ROR | MISO_IN | PJM_ROR | Internal | Winter | B17 | 100 | 992 | 0 | 64 | 65.97 | 2 | 0
2025 | MISO_IN_2_PJM_ROR | MISO_IN | PJM_ROR | Internal | Winter | B18 | 400 | 992 | 0 | 61.8 | 63.78 | 2 | 0
2025 | MISO_IN_2_PJM_ROR | MISO_IN | PJM_ROR | Internal | Winter | B19 | 700 | 992 | 0 | 57.72 | 59.7 | 2 | 0
2025 | MISO_IN_2_PJM_ROR | MISO_IN | PJM_ROR | Internal | Winter | B20 | 935 | 992 | 0 | 44.07 | 46.05 | 2 | 0
2025 | MISO_MI_2_IESO | MISO_MI | IESO | Internal | Shoulder | B11 | 25 | 1580 | 0 | 67.61 | 52.24 | 8 | 0
2025 | MISO_MI_2_IESO | MISO_MI | IESO | Internal | Shoulder | B12 | 200 | 1580 | 0 | 62.18 | 51.04 | 8 | 0
2025 | MISO_MI_2_IESO | MISO_MI | IESO | Internal | Shoulder | B13 | 600 | 1580 | 0 | 61.42 | 48.39 | 8 | 0
2025 | MISO_MI_2_IESO | MISO_MI | IESO | Internal | Shoulder | B14 | 900 | 1580 | 0 | 56.55 | 46.2 | 8 | 0
2025 | MISO_MI_2_IESO | MISO_MI | IESO | Internal | Shoulder | B15 | 1203 | 1580 | 0 | 44.28 | 46.2 | 8 | 0
2025 | MISO_MI_2_IESO | MISO_MI | IESO | Internal | Summer | B1 | 10 | 1580 | 0 | 104.22 | 64.85 | 8 | 0
2025 | MISO_MI_2_IESO | MISO_MI | IESO | Internal | Summer | B2 | 25 | 1580 | 0 | 99.6 | 64.85 | 8 | 0
2025 | MISO_MI_2_IESO | MISO_MI | IESO | Internal | Summer | B3 | 75 | 1580 | 0 | 99.4 | 64.85 | 8 | 0
2025 | MISO_MI_2_IESO | MISO_MI | IESO | Internal | Summer | B4 | 100 | 1580 | 0 | 96.92 | 61.73 | 8 | 0
2025 | MISO_MI_2_IESO | MISO_MI | IESO | Internal | Summer | B5 | 200 | 1580 | 0 | 73.15 | 59.26 | 8 | 0
2025 | MISO_MI_2_IESO | MISO_MI | IESO | Internal | Summer | B6 | 300 | 1580 | 0 | 62.49 | 55.49 | 8 | 0
2025 | MISO_MI_2_IESO | MISO_MI | IESO | Internal | Summer | B7 | 400 | 1580 | 0 | 60.35 | 49.91 | 8 | 0
2025 | MISO_MI_2_IESO | MISO_MI | IESO | Internal | Summer | B8 | 500 | 1580 | 0 | 55.6 | 44.77 | 8 | 0
2025 | MISO_MI_2_IESO | MISO_MI | IESO | Internal | Summer | B9 | 800 | 1580 | 0 | 49.94 | 42.94 | 8 | 0
2025 | MISO_MI_2_IESO | MISO_MI | IESO | Internal | Summer | B10 | 1262 | 1580 | 0 | 41.55 | 42.94 | 8 | 0
2025 | MISO_MI_2_IESO | MISO_MI | IESO | Internal | Winter | B16 | 25 | 1580 | 0 | 67.92 | 60.87 | 8 | 0
2025 | MISO_MI_2_IESO | MISO_MI | IESO | Internal | Winter | B17 | 100 | 1580 | 0 | 64.01 | 53.31 | 8 | 0
2025 | MISO_MI_2_IESO | MISO_MI | IESO | Internal | Winter | B18 | 400 | 1580 | 0 | 61.79 | 48.79 | 8 | 0
2025 | MISO_MI_2_IESO | MISO_MI | IESO | Internal | Winter | B19 | 700 | 1580 | 0 | 57.74 | 48.79 | 8 | 0
2025 | MISO_MI_2_IESO | MISO_MI | IESO | Internal | Winter | B20 | 935 | 1580 | 0 | 44.09 | 48.79 | 8 | 0
2025 | MISO_MI_2_MISO_IN | MISO_MI | MISO_IN | Internal | Shoulder | B11 | 25 | 2126 | 2126 | 67.61 | 67.93 | 0.01 | 0.3
2025 | MISO_MI_2_MISO_IN | MISO_MI | MISO_IN | Internal | Shoulder | B12 | 200 | 2126 | 1244.86 | 62.18 | 62.19 | 0.01 | 0
2025 | MISO_MI_2_MISO_IN | MISO_MI | MISO_IN | Internal | Shoulder | B13 | 600 | 2126 | 0 | 61.42 | 61.41 | 0.01 | 0
2025 | MISO_MI_2_MISO_IN | MISO_MI | MISO_IN | Internal | Shoulder | B14 | 900 | 2126 | 0 | 56.55 | 56.54 | 0.01 | 0
2025 | MISO_MI_2_MISO_IN | MISO_MI | MISO_IN | Internal | Shoulder | B15 | 1203 | 2126 | 0 | 44.28 | 44.27 | 0.01 | 0
2025 | MISO_MI_2_MISO_IN | MISO_MI | MISO_IN | Internal | Summer | B1 | 10 | 2126 | 2071.14 | 104.22 | 104.23 | 0.01 | 0
2025 | MISO_MI_2_MISO_IN | MISO_MI | MISO_IN | Internal | Summer | B2 | 25 | 2126 | 1547.25 | 99.6 | 99.61 | 0.01 | 0
2025 | MISO_MI_2_MISO_IN | MISO_MI | MISO_IN | Internal | Summer | B3 | 75 | 2126 | 1492.93 | 99.4 | 99.41 | 0.01 | 0
2025 | MISO_MI_2_MISO_IN | MISO_MI | MISO_IN | Internal | Summer | B4 | 100 | 2126 | 1614.71 | 96.92 | 96.93 | 0.01 | 0
2025 | MISO_MI_2_MISO_IN | MISO_MI | MISO_IN | Internal | Summer | B5 | 200 | 2126 | 1187.73 | 73.15 | 73.16 | 0.01 | 0
2025 | MISO_MI_2_MISO_IN | MISO_MI | MISO_IN | Internal | Summer | B6 | 300 | 2126 | 497 | 62.49 | 62.5 | 0.01 | 0
2025 | MISO_MI_2_MISO_IN | MISO_MI | MISO_IN | Internal | Summer | B7 | 400 | 2126 | 0 | 60.35 | 60.34 | 0.01 | 0
2025 | MISO_MI_2_MISO_IN | MISO_MI | MISO_IN | Internal | Summer | B8 | 500 | 2126 | 0 | 55.6 | 55.59 | 0.01 | 0
2025 | MISO_MI_2_MISO_IN | MISO_MI | MISO_IN | Internal | Summer | B9 | 800 | 2126 | 0 | 49.94 | 49.93 | 0.01 | 0
2025 | MISO_MI_2_MISO_IN | MISO_MI | MISO_IN | Internal | Summer | B10 | 1262 | 2126 | 0 | 41.55 | 41.54 | 0.01 | 0
2025 | MISO_MI_2_MISO_IN | MISO_MI | MISO_IN | Internal | Winter | B16 | 25 | 2126 | 0 | 67.92 | 67.91 | 0.01 | 0
2025 | MISO_MI_2_MISO_IN | MISO_MI | MISO_IN | Internal | Winter | B17 | 100 | 2126 | 0 | 64.01 | 64 | 0.01 | 0
2025 | MISO_MI_2_MISO_IN | MISO_MI | MISO_IN | Internal | Winter | B18 | 400 | 2126 | 41.61 | 61.79 | 61.8 | 0.01 | 0
2025 | MISO_MI_2_MISO_IN | MISO_MI | MISO_IN | Internal | Winter | B19 | 700 | 2126 | 0 | 57.74 | 57.72 | 0.01 | 0
2025 | MISO_MI_2_MISO_IN | MISO_MI | MISO_IN | Internal | Winter | B20 | 935 | 2126 | 0 | 44.09 | 44.07 | 0.01 | 0
2025 | MISO_MI_2_MISO_WUMS | MISO_MI | MISO_WUMS | Internal | Shoulder | B11 | 25 | 166 | 166 | 67.61 | 67.9 | 0.01 | 0.27
2025 | MISO_MI_2_MISO_WUMS | MISO_MI | MISO_WUMS | Internal | Shoulder | B12 | 200 | 166 | 0 | 62.18 | 62.18 | 0.01 | 0
2025 | MISO_MI_2_MISO_WUMS | MISO_MI | MISO_WUMS | Internal | Shoulder | B13 | 600 | 166 | 0 | 61.42 | 61.39 | 0.01 | 0
2025 | MISO_MI_2_MISO_WUMS | MISO_MI | MISO_WUMS | Internal | Shoulder | B14 | 900 | 166 | 0 | 56.55 | 56.53 | 0.01 | 0
2025 | MISO_MI_2_MISO_WUMS | MISO_MI | MISO_WUMS | Internal | Shoulder | B15 | 1203 | 166 | 0 | 44.28 | 44.26 | 0.01 | 0
2025 | MISO_MI_2_MISO_WUMS | MISO_MI | MISO_WUMS | Internal | Summer | B1 | 10 | 166 | 0 | 104.22 | 104.22 | 0.01 | 0
2025 | MISO_MI_2_MISO_WUMS | MISO_MI | MISO_WUMS | Internal | Summer | B2 | 25 | 166 | 0 | 99.6 | 99.58 | 0.01 | 0
2025 | MISO_MI_2_MISO_WUMS | MISO_MI | MISO_WUMS | Internal | Summer | B3 | 75 | 166 | 0 | 99.4 | 99.37 | 0.01 | 0
2025 | MISO_MI_2_MISO_WUMS | MISO_MI | MISO_WUMS | Internal | Summer | B4 | 100 | 166 | 0 | 96.92 | 96.92 | 0.01 | 0
2025 | MISO_MI_2_MISO_WUMS | MISO_MI | MISO_WUMS | Internal | Summer | B5 | 200 | 166 | 0 | 73.15 | 73.12 | 0.01 | 0
2025 | MISO_MI_2_MISO_WUMS | MISO_MI | MISO_WUMS | Internal | Summer | B6 | 300 | 166 | 156.15 | 62.49 | 62.5 | 0.01 | 0
2025 | MISO_MI_2_MISO_WUMS | MISO_MI | MISO_WUMS | Internal | Summer | B7 | 400 | 166 | 0 | 60.35 | 60.33 | 0.01 | 0
2025 | MISO_MI_2_MISO_WUMS | MISO_MI | MISO_WUMS | Internal | Summer | B8 | 500 | 166 | 0 | 55.6 | 55.6 | 0.01 | 0
2025 | MISO_MI_2_MISO_WUMS | MISO_MI | MISO_WUMS | Internal | Summer | B9 | 800 | 166 | 0 | 49.94 | 49.94 | 0.01 | 0
2025 | MISO_MI_2_MISO_WUMS | MISO_MI | MISO_WUMS | Internal | Summer | B10 | 1262 | 166 | 0 | 41.55 | 41.53 | 0.01 | 0
2025 | MISO_MI_2_MISO_WUMS | MISO_MI | MISO_WUMS | Internal | Winter | B16 | 25 | 166 | 0 | 67.92 | 67.89 | 0.01 | 0
2025 | MISO_MI_2_MISO_WUMS | MISO_MI | MISO_WUMS | Internal | Winter | B17 | 100 | 166 | 0 | 64.01 | 63.98 | 0.01 | 0
2025 | MISO_MI_2_MISO_WUMS | MISO_MI | MISO_WUMS | Internal | Winter | B18 | 400 | 166 | 0 | 61.79 | 61.79 | 0.01 | 0
2025 | MISO_MI_2_MISO_WUMS | MISO_MI | MISO_WUMS | Internal | Winter | B19 | 700 | 166 | 0 | 57.74 | 57.71 | 0.01 | 0
2025 | MISO_MI_2_MISO_WUMS | MISO_MI | MISO_WUMS | Internal | Winter | B20 | 935 | 166 | 0 | 44.09 | 44.06 | 0.01 | 0
2025 | MISO_MI_2_PJM_ROR | MISO_MI | PJM_ROR | Internal | Shoulder | B11 | 25 | 1424 | 0 | 67.61 | 68.48 | 2 | 0
2025 | MISO_MI_2_PJM_ROR | MISO_MI | PJM_ROR | Internal | Shoulder | B12 | 200 | 1424 | 0 | 62.18 | 64.17 | 2 | 0
2025 | MISO_MI_2_PJM_ROR | MISO_MI | PJM_ROR | Internal | Shoulder | B13 | 600 | 1424 | 0 | 61.42 | 63.38 | 2 | 0
2025 | MISO_MI_2_PJM_ROR | MISO_MI | PJM_ROR | Internal | Shoulder | B14 | 900 | 1424 | 0 | 56.55 | 58.54 | 2 | 0
2025 | MISO_MI_2_PJM_ROR | MISO_MI | PJM_ROR | Internal | Shoulder | B15 | 1203 | 1424 | 0 | 44.28 | 46.26 | 2 | 0
2025 | MISO_MI_2_PJM_ROR | MISO_MI | PJM_ROR | Internal | Summer | B1 | 10 | 1424 | 975.57 | 104.22 | 106.22 | 2 | 0
2025 | MISO_MI_2_PJM_ROR | MISO_MI | PJM_ROR | Internal | Summer | B2 | 25 | 1424 | 0 | 99.6 | 101.58 | 2 | 0
2025 | MISO_MI_2_PJM_ROR | MISO_MI | PJM_ROR | Internal | Summer | B3 | 75 | 1424 | 0 | 99.4 | 100.46 | 2 | 0
2025 | MISO_MI_2_PJM_ROR | MISO_MI | PJM_ROR | Internal | Summer | B4 | 100 | 1424 | 0 | 96.92 | 97.89 | 2 | 0
2025 | MISO_MI_2_PJM_ROR | MISO_MI | PJM_ROR | Internal | Summer | B5 | 200 | 1424 | 0 | 73.15 | 71.16 | 2 | 0
2025 | MISO_MI_2_PJM_ROR | MISO_MI | PJM_ROR | Internal | Summer | B6 | 300 | 1424 | 0 | 62.49 | 63.61 | 2 | 0
2025 | MISO_MI_2_PJM_ROR | MISO_MI | PJM_ROR | Internal | Summer | B7 | 400 | 1424 | 0 | 60.35 | 61.09 | 2 | 0
2025 | MISO_MI_2_PJM_ROR | MISO_MI | PJM_ROR | Internal | Summer | B8 | 500 | 1424 | 0 | 55.6 | 57.59 | 2 | 0
2025 | MISO_MI_2_PJM_ROR | MISO_MI | PJM_ROR | Internal | Summer | B9 | 800 | 1424 | 0 | 49.94 | 51.93 | 2 | 0
2025 | MISO_MI_2_PJM_ROR | MISO_MI | PJM_ROR | Internal | Summer | B10 | 1262 | 1424 | 0 | 41.55 | 43.51 | 2 | 0
2025 | MISO_MI_2_PJM_ROR | MISO_MI | PJM_ROR | Internal | Winter | B16 | 25 | 1424 | 0 | 67.92 | 69.89 | 2 | 0
2025 | MISO_MI_2_PJM_ROR | MISO_MI | PJM_ROR | Internal | Winter | B17 | 100 | 1424 | 0 | 64.01 | 65.97 | 2 | 0
2025 | MISO_MI_2_PJM_ROR | MISO_MI | PJM_ROR | Internal | Winter | B18 | 400 | 1424 | 0 | 61.79 | 63.78 | 2 | 0
2025 | MISO_MI_2_PJM_ROR | MISO_MI | PJM_ROR | Internal | Winter | B19 | 700 | 1424 | 0 | 57.74 | 59.7 | 2 | 0
2025 | MISO_MI_2_PJM_ROR | MISO_MI | PJM_ROR | Internal | Winter | B20 | 935 | 1424 | 0 | 44.09 | 46.05 | 2 | 0
2025 | MISO_MO-IL_2_ENT | MISO_MO-IL | ENT | Internal | Shoulder | B11 | 25 | 2540 | 0 | 67.92 | 69.83 | 8 | 0
2025 | MISO_MO-IL_2_ENT | MISO_MO-IL | ENT | Internal | Shoulder | B12 | 200 | 2540 | 0 | 62.18 | 62.18 | 8 | 0
2025 | MISO_MO-IL_2_ENT | MISO_MO-IL | ENT | Internal | Shoulder | B13 | 600 | 2540 | 0 | 61.39 | 61.39 | 8 | 0
2025 | MISO_MO-IL_2_ENT | MISO_MO-IL | ENT | Internal | Shoulder | B14 | 900 | 2540 | 0 | 56.53 | 56.53 | 8 | 0
2025 | MISO_MO-IL_2_ENT | MISO_MO-IL | ENT | Internal | Shoulder | B15 | 1203 | 2540 | 0 | 44.26 | 44.26 | 8 | 0
2025 | MISO_MO-IL_2_ENT | MISO_MO-IL | ENT | Internal | Summer | B1 | 10 | 2540 | 0 | 104.22 | 101.04 | 8 | 0
2025 | MISO_MO-IL_2_ENT | MISO_MO-IL | ENT | Internal | Summer | B2 | 25 | 2540 | 0 | 99.6 | 98.46 | 8 | 0
2025 | MISO_MO-IL_2_ENT | MISO_MO-IL | ENT | Internal | Summer | B3 | 75 | 2540 | 0 | 99.4 | 98.46 | 8 | 0
2025 | MISO_MO-IL_2_ENT | MISO_MO-IL | ENT | Internal | Summer | B4 | 100 | 2540 | 0 | 96.92 | 96.91 | 8 | 0
2025 | MISO_MO-IL_2_ENT | MISO_MO-IL | ENT | Internal | Summer | B5 | 200 | 2540 | 0 | 73.15 | 78.15 | 8 | 0
2025 | MISO_MO-IL_2_ENT | MISO_MO-IL | ENT | Internal | Summer | B6 | 300 | 2540 | 0 | 62.5 | 68.42 | 8 | 0
2025 | MISO_MO-IL_2_ENT | MISO_MO-IL | ENT | Internal | Summer | B7 | 400 | 2540 | 0 | 60.33 | 66.28 | 8 | 0
2025 | MISO_MO-IL_2_ENT | MISO_MO-IL | ENT | Internal | Summer | B8 | 500 | 2540 | 2070.27 | 55.6 | 63.6 | 8 | 0
2025 | MISO_MO-IL_2_ENT | MISO_MO-IL | ENT | Internal | Summer | B9 | 800 | 2540 | 0 | 49.92 | 56.93 | 8 | 0
2025 | MISO_MO-IL_2_ENT | MISO_MO-IL | ENT | Internal | Summer | B10 | 1262 | 2540 | 0 | 41.53 | 43.24 | 8 | 0
2025 | MISO_MO-IL_2_ENT | MISO_MO-IL | ENT | Internal | Winter | B16 | 25 | 2540 | 0 | 67.9 | 67.9 | 8 | 0
2025 | MISO_MO-IL_2_ENT | MISO_MO-IL | ENT | Internal | Winter | B17 | 100 | 2540 | 0 | 63.98 | 63.98 | 8 | 0
2025 | MISO_MO-IL_2_ENT | MISO_MO-IL | ENT | Internal | Winter | B18 | 400 | 2540 | 0 | 61.79 | 61.79 | 8 | 0
2025 | MISO_MO-IL_2_ENT | MISO_MO-IL | ENT | Internal | Winter | B19 | 700 | 2540 | 0 | 57.71 | 57.71 | 8 | 0
2025 | MISO_MO-IL_2_ENT | MISO_MO-IL | ENT | Internal | Winter | B20 | 935 | 2540 | 0 | 44.06 | 44.07 | 8 | 0
2025 | MISO_MO-IL_2_MISO_IN | MISO_MO-IL | MISO_IN | Internal | Shoulder | B11 | 25 | 6229 | 109.86 | 67.92 | 67.93 | 0.01 | 0
2025 | MISO_MO-IL_2_MISO_IN | MISO_MO-IL | MISO_IN | Internal | Shoulder | B12 | 200 | 6229 | 862.79 | 62.18 | 62.19 | 0.01 | 0
2025 | MISO_MO-IL_2_MISO_IN | MISO_MO-IL | MISO_IN | Internal | Shoulder | B13 | 600 | 6229 | 1651.31 | 61.39 | 61.41 | 0.01 | 0
2025 | MISO_MO-IL_2_MISO_IN | MISO_MO-IL | MISO_IN | Internal | Shoulder | B14 | 900 | 6229 | 909.89 | 56.53 | 56.54 | 0.01 | 0
2025 | MISO_MO-IL_2_MISO_IN | MISO_MO-IL | MISO_IN | Internal | Shoulder | B15 | 1203 | 6229 | 2949.96 | 44.26 | 44.27 | 0.01 | 0
2025 | MISO_MO-IL_2_MISO_IN | MISO_MO-IL | MISO_IN | Internal | Summer | B1 | 10 | 6229 | 665.39 | 104.22 | 104.23 | 0.01 | 0
2025 | MISO_MO-IL_2_MISO_IN | MISO_MO-IL | MISO_IN | Internal | Summer | B2 | 25 | 6229 | 1032.19 | 99.6 | 99.61 | 0.01 | 0
2025 | MISO_MO-IL_2_MISO_IN | MISO_MO-IL | MISO_IN | Internal | Summer | B3 | 75 | 6229 | 2066.85 | 99.4 | 99.41 | 0.01 | 0
2025 | MISO_MO-IL_2_MISO_IN | MISO_MO-IL | MISO_IN | Internal | Summer | B4 | 100 | 6229 | 929.22 | 96.92 | 96.93 | 0.01 | 0
2025 | MISO_MO-IL_2_MISO_IN | MISO_MO-IL | MISO_IN | Internal | Summer | B5 | 200 | 6229 | 182.15 | 73.15 | 73.16 | 0.01 | 0
2025 | MISO_MO-IL_2_MISO_IN | MISO_MO-IL | MISO_IN | Internal | Summer | B6 | 300 | 6229 | 0 | 62.5 | 62.5 | 0.01 | 0
2025 | MISO_MO-IL_2_MISO_IN | MISO_MO-IL | MISO_IN | Internal | Summer | B7 | 400 | 6229 | 88.4 | 60.33 | 60.34 | 0.01 | 0
2025 | MISO_MO-IL_2_MISO_IN | MISO_MO-IL | MISO_IN | Internal | Summer | B8 | 500 | 6229 | 0 | 55.6 | 55.59 | 0.01 | 0
2025 | MISO_MO-IL_2_MISO_IN | MISO_MO-IL | MISO_IN | Internal | Summer | B9 | 800 | 6229 | 238.63 | 49.92 | 49.93 | 0.01 | 0
2025 | MISO_MO-IL_2_MISO_IN | MISO_MO-IL | MISO_IN | Internal | Summer | B10 | 1262 | 6229 | 3051.19 | 41.53 | 41.54 | 0.01 | 0
2025 | MISO_MO-IL_2_MISO_IN | MISO_MO-IL | MISO_IN | Internal | Winter | B16 | 25 | 6229 | 4841.43 | 67.9 | 67.91 | 0.01 | 0
2025 | MISO_MO-IL_2_MISO_IN | MISO_MO-IL | MISO_IN | Internal | Winter | B17 | 100 | 6229 | 3752.99 | 63.98 | 64 | 0.01 | 0
2025 | MISO_MO-IL_2_MISO_IN | MISO_MO-IL | MISO_IN | Internal | Winter | B18 | 400 | 6229 | 1441.81 | 61.79 | 61.8 | 0.01 | 0
2025 | MISO_MO-IL_2_MISO_IN | MISO_MO-IL | MISO_IN | Internal | Winter | B19 | 700 | 6229 | 696.31 | 57.71 | 57.72 | 0.01 | 0
2025 | MISO_MO-IL_2_MISO_IN | MISO_MO-IL | MISO_IN | Internal | Winter | B20 | 935 | 6229 | 3720.26 | 44.06 | 44.07 | 0.01 | 0
2025 | MISO_MO-IL_2_MISO_W | MISO_MO-IL | MISO_W | Internal | Shoulder | B11 | 25 | 5033 | 0 | 67.92 | 67.9 | 0.01 | 0
2025 | MISO_MO-IL_2_MISO_W | MISO_MO-IL | MISO_W | Internal | Shoulder | B12 | 200 | 5033 | 0 | 62.18 | 62.17 | 0.01 | 0
2025 | MISO_MO-IL_2_MISO_W | MISO_MO-IL | MISO_W | Internal | Shoulder | B13 | 600 | 5033 | 0 | 61.39 | 61.38 | 0.01 | 0
2025 | MISO_MO-IL_2_MISO_W | MISO_MO-IL | MISO_W | Internal | Shoulder | B14 | 900 | 5033 | 0 | 56.53 | 56.51 | 0.01 | 0
2025 | MISO_MO-IL_2_MISO_W | MISO_MO-IL | MISO_W | Internal | Shoulder | B15 | 1203 | 5033 | 0 | 44.26 | 44.25 | 0.01 | 0
2025 | MISO_MO-IL_2_MISO_W | MISO_MO-IL | MISO_W | Internal | Summer | B1 | 10 | 5033 | 0 | 104.22 | 104.22 | 0.01 | 0
2025 | MISO_MO-IL_2_MISO_W | MISO_MO-IL | MISO_W | Internal | Summer | B2 | 25 | 5033 | 0 | 99.6 | 99.58 | 0.01 | 0
2025 | MISO_MO-IL_2_MISO_W | MISO_MO-IL | MISO_W | Internal | Summer | B3 | 75 | 5033 | 0 | 99.4 | 99.38 | 0.01 | 0
2025 | MISO_MO-IL_2_MISO_W | MISO_MO-IL | MISO_W | Internal | Summer | B4 | 100 | 5033 | 0 | 96.92 | 96.91 | 0.01 | 0
2025 | MISO_MO-IL_2_MISO_W | MISO_MO-IL | MISO_W | Internal | Summer | B5 | 200 | 5033 | 0 | 73.15 | 73.14 | 0.01 | 0
2025 | MISO_MO-IL_2_MISO_W | MISO_MO-IL | MISO_W | Internal | Summer | B6 | 300 | 5033 | 779.14 | 62.5 | 62.52 | 0.01 | 0
2025 | MISO_MO-IL_2_MISO_W | MISO_MO-IL | MISO_W | Internal | Summer | B7 | 400 | 5033 | 803.09 | 60.33 | 60.34 | 0.01 | 0
2025 | MISO_MO-IL_2_MISO_W | MISO_MO-IL | MISO_W | Internal | Summer | B8 | 500 | 5033 | 0 | 55.6 | 55.59 | 0.01 | 0
2025 | MISO_MO-IL_2_MISO_W | MISO_MO-IL | MISO_W | Internal | Summer | B9 | 800 | 5033 | 1618.41 | 49.92 | 49.93 | 0.01 | 0
2025 | MISO_MO-IL_2_MISO_W | MISO_MO-IL | MISO_W | Internal | Summer | B10 | 1262 | 5033 | 0 | 41.53 | 41.51 | 0.01 | 0
2025 | MISO_MO-IL_2_MISO_W | MISO_MO-IL | MISO_W | Internal | Winter | B16 | 25 | 5033 | 0 | 67.9 | 67.89 | 0.01 | 0
2025 | MISO_MO-IL_2_MISO_W | MISO_MO-IL | MISO_W | Internal | Winter | B17 | 100 | 5033 | 0 | 63.98 | 63.97 | 0.01 | 0
2025 | MISO_MO-IL_2_MISO_W | MISO_MO-IL | MISO_W | Internal | Winter | B18 | 400 | 5033 | 0 | 61.79 | 61.78 | 0.01 | 0
2025 | MISO_MO-IL_2_MISO_W | MISO_MO-IL | MISO_W | Internal | Winter | B19 | 700 | 5033 | 0 | 57.71 | 57.7 | 0.01 | 0
2025 | MISO_MO-IL_2_MISO_W | MISO_MO-IL | MISO_W | Internal | Winter | B20 | 935 | 5033 | 0 | 44.06 | 44.05 | 0.01 | 0
2025 | MISO_MO-IL_2_PJM_ROR | MISO_MO-IL | PJM_ROR | Internal | Shoulder | B11 | 25 | 1212 | 0 | 67.92 | 68.48 | 2 | 0
2025 | MISO_MO-IL_2_PJM_ROR | MISO_MO-IL | PJM_ROR | Internal | Shoulder | B12 | 200 | 1212 | 0 | 62.18 | 64.17 | 2 | 0
2025 | MISO_MO-IL_2_PJM_ROR | MISO_MO-IL | PJM_ROR | Internal | Shoulder | B13 | 600 | 1212 | 0 | 61.39 | 63.38 | 2 | 0
2025 | MISO_MO-IL_2_PJM_ROR | MISO_MO-IL | PJM_ROR | Internal | Shoulder | B14 | 900 | 1212 | 1212 | 56.53 | 58.54 | 2 | 0.01
2025 | MISO_MO-IL_2_PJM_ROR | MISO_MO-IL | PJM_ROR | Internal | Shoulder | B15 | 1203 | 1212 | 889.74 | 44.26 | 46.26 | 2 | 0
2025 | MISO_MO-IL_2_PJM_ROR | MISO_MO-IL | PJM_ROR | Internal | Summer | B1 | 10 | 1212 | 57.97 | 104.22 | 106.22 | 2 | 0
2025 | MISO_MO-IL_2_PJM_ROR | MISO_MO-IL | PJM_ROR | Internal | Summer | B2 | 25 | 1212 | 0 | 99.6 | 101.58 | 2 | 0
2025 | MISO_MO-IL_2_PJM_ROR | MISO_MO-IL | PJM_ROR | Internal | Summer | B3 | 75 | 1212 | 0 | 99.4 | 100.46 | 2 | 0
2025 | MISO_MO-IL_2_PJM_ROR | MISO_MO-IL | PJM_ROR | Internal | Summer | B4 | 100 | 1212 | 0 | 96.92 | 97.89 | 2 | 0
2025 | MISO_MO-IL_2_PJM_ROR | MISO_MO-IL | PJM_ROR | Internal | Summer | B5 | 200 | 1212 | 0 | 73.15 | 71.16 | 2 | 0
2025 | MISO_MO-IL_2_PJM_ROR | MISO_MO-IL | PJM_ROR | Internal | Summer | B6 | 300 | 1212 | 0 | 62.5 | 63.61 | 2 | 0
2025 | MISO_MO-IL_2_PJM_ROR | MISO_MO-IL | PJM_ROR | Internal | Summer | B7 | 400 | 1212 | 0 | 60.33 | 61.09 | 2 | 0
2025 | MISO_MO-IL_2_PJM_ROR | MISO_MO-IL | PJM_ROR | Internal | Summer | B8 | 500 | 1212 | 0 | 55.6 | 57.59 | 2 | 0
2025 | MISO_MO-IL_2_PJM_ROR | MISO_MO-IL | PJM_ROR | Internal | Summer | B9 | 800 | 1212 | 1212 | 49.92 | 51.93 | 2 | 0.01
2025 | MISO_MO-IL_2_PJM_ROR | MISO_MO-IL | PJM_ROR | Internal | Summer | B10 | 1262 | 1212 | 0 | 41.53 | 43.51 | 2 | 0
2025 | MISO_MO-IL_2_PJM_ROR | MISO_MO-IL | PJM_ROR | Internal | Winter | B16 | 25 | 1212 | 0 | 67.9 | 69.89 | 2 | 0
2025 | MISO_MO-IL_2_PJM_ROR | MISO_MO-IL | PJM_ROR | Internal | Winter | B17 | 100 | 1212 | 0 | 63.98 | 65.97 | 2 | 0
2025 | MISO_MO-IL_2_PJM_ROR | MISO_MO-IL | PJM_ROR | Internal | Winter | B18 | 400 | 1212 | 0 | 61.79 | 63.78 | 2 | 0
2025 | MISO_MO-IL_2_PJM_ROR | MISO_MO-IL | PJM_ROR | Internal | Winter | B19 | 700 | 1212 | 0 | 57.71 | 59.7 | 2 | 0
2025 | MISO_MO-IL_2_PJM_ROR | MISO_MO-IL | PJM_ROR | Internal | Winter | B20 | 935 | 1212 | 0 | 44.06 | 46.05 | 2 | 0
2025 | MISO_MO-IL_2_TVA_Transmission | MISO_MO-IL | TVA_Transmission | Internal | Shoulder | B11 | 25 | 4000 | 0 | 67.92 | 73.53 | 8 | 0
2025 | MISO_MO-IL_2_TVA_Transmission | MISO_MO-IL | TVA_Transmission | Internal | Shoulder | B12 | 200 | 4000 | 0 | 62.18 | 67.69 | 8 | 0
2025 | MISO_MO-IL_2_TVA_Transmission | MISO_MO-IL | TVA_Transmission | Internal | Shoulder | B13 | 600 | 4000 | 0 | 61.39 | 65.89 | 8 | 0
2025 | MISO_MO-IL_2_TVA_Transmission | MISO_MO-IL | TVA_Transmission | Internal | Shoulder | B14 | 900 | 4000 | 0 | 56.53 | 62.86 | 8 | 0
2025 | MISO_MO-IL_2_TVA_Transmission | MISO_MO-IL | TVA_Transmission | Internal | Shoulder | B15 | 1203 | 4000 | 83.2 | 44.26 | 52.26 | 8 | 0
2025 | MISO_MO-IL_2_TVA_Transmission | MISO_MO-IL | TVA_Transmission | Internal | Summer | B1 | 10 | 4000 | 65.99 | 104.22 | 112.22 | 8 | 0
2025 | MISO_MO-IL_2_TVA_Transmission | MISO_MO-IL | TVA_Transmission | Internal | Summer | B2 | 25 | 4000 | 0 | 99.6 | 107.58 | 8 | 0
2025 | MISO_MO-IL_2_TVA_Transmission | MISO_MO-IL | TVA_Transmission | Internal | Summer | B3 | 75 | 4000 | 0 | 99.4 | 106.46 | 8 | 0
2025 | MISO_MO-IL_2_TVA_Transmission | MISO_MO-IL | TVA_Transmission | Internal | Summer | B4 | 100 | 4000 | 0 | 96.92 | 103.89 | 8 | 0
2025 | MISO_MO-IL_2_TVA_Transmission | MISO_MO-IL | TVA_Transmission | Internal | Summer | B5 | 200 | 4000 | 0 | 73.15 | 77.16 | 8 | 0
2025 | MISO_MO-IL_2_TVA_Transmission | MISO_MO-IL | TVA_Transmission | Internal | Summer | B6 | 300 | 4000 | 0 | 62.5 | 68.07 | 8 | 0
2025 | MISO_MO-IL_2_TVA_Transmission | MISO_MO-IL | TVA_Transmission | Internal | Summer | B7 | 400 | 4000 | 0 | 60.33 | 66 | 8 | 0
2025 | MISO_MO-IL_2_TVA_Transmission | MISO_MO-IL | TVA_Transmission | Internal | Summer | B8 | 500 | 4000 | 0 | 55.6 | 59.51 | 8 | 0
2025 | MISO_MO-IL_2_TVA_Transmission | MISO_MO-IL | TVA_Transmission | Internal | Summer | B9 | 800 | 4000 | 0 | 49.92 | 56.85 | 8 | 0
2025 | MISO_MO-IL_2_TVA_Transmission | MISO_MO-IL | TVA_Transmission | Internal | Summer | B10 | 1262 | 4000 | 0 | 41.53 | 48.42 | 8 | 0
2025 | MISO_MO-IL_2_TVA_Transmission | MISO_MO-IL | TVA_Transmission | Internal | Winter | B16 | 25 | 4000 | 0 | 67.9 | 75.89 | 8 | 0
2025 | MISO_MO-IL_2_TVA_Transmission | MISO_MO-IL | TVA_Transmission | Internal | Winter | B17 | 100 | 4000 | 0 | 63.98 | 70.17 | 8 | 0
2025 | MISO_MO-IL_2_TVA_Transmission | MISO_MO-IL | TVA_Transmission | Internal | Winter | B18 | 400 | 4000 | 0 | 61.79 | 66.5 | 8 | 0
2025 | MISO_MO-IL_2_TVA_Transmission | MISO_MO-IL | TVA_Transmission | Internal | Winter | B19 | 700 | 4000 | 0 | 57.71 | 63.98 | 8 | 0
2025 | MISO_MO-IL_2_TVA_Transmission | MISO_MO-IL | TVA_Transmission | Internal | Winter | B20 | 935 | 4000 | 0 | 44.06 | 52.05 | 8 | 0
2025 | MISO_W_2_IESO | MISO_W | IESO | Internal | Shoulder | B11 | 25 | 164 | 0 | 67.9 | 52.24 | 8 | 0
2025 | MISO_W_2_IESO | MISO_W | IESO | Internal | Shoulder | B12 | 200 | 164 | 0 | 62.17 | 51.04 | 8 | 0
2025 | MISO_W_2_IESO | MISO_W | IESO | Internal | Shoulder | B13 | 600 | 164 | 0 | 61.38 | 48.39 | 8 | 0
2025 | MISO_W_2_IESO | MISO_W | IESO | Internal | Shoulder | B14 | 900 | 164 | 0 | 56.51 | 46.2 | 8 | 0
2025 | MISO_W_2_IESO | MISO_W | IESO | Internal | Shoulder | B15 | 1203 | 164 | 0 | 44.25 | 46.2 | 8 | 0
2025 | MISO_W_2_IESO | MISO_W | IESO | Internal | Summer | B1 | 10 | 164 | 0 | 104.22 | 64.85 | 8 | 0
2025 | MISO_W_2_IESO | MISO_W | IESO | Internal | Summer | B2 | 25 | 164 | 0 | 99.58 | 64.85 | 8 | 0
2025 | MISO_W_2_IESO | MISO_W | IESO | Internal | Summer | B3 | 75 | 164 | 0 | 99.38 | 64.85 | 8 | 0
2025 | MISO_W_2_IESO | MISO_W | IESO | Internal | Summer | B4 | 100 | 164 | 0 | 96.91 | 61.73 | 8 | 0
2025 | MISO_W_2_IESO | MISO_W | IESO | Internal | Summer | B5 | 200 | 164 | 0 | 73.14 | 59.26 | 8 | 0
2025 | MISO_W_2_IESO | MISO_W | IESO | Internal | Summer | B6 | 300 | 164 | 0 | 62.52 | 55.49 | 8 | 0
2025 | MISO_W_2_IESO | MISO_W | IESO | Internal | Summer | B7 | 400 | 164 | 0 | 60.34 | 49.91 | 8 | 0
2025 | MISO_W_2_IESO | MISO_W | IESO | Internal | Summer | B8 | 500 | 164 | 0 | 55.59 | 44.77 | 8 | 0
2025 | MISO_W_2_IESO | MISO_W | IESO | Internal | Summer | B9 | 800 | 164 | 0 | 49.93 | 42.94 | 8 | 0
2025 | MISO_W_2_IESO | MISO_W | IESO | Internal | Summer | B10 | 1262 | 164 | 0 | 41.51 | 42.94 | 8 | 0
2025 | MISO_W_2_IESO | MISO_W | IESO | Internal | Winter | B16 | 25 | 164 | 0 | 67.89 | 60.87 | 8 | 0
2025 | MISO_W_2_IESO | MISO_W | IESO | Internal | Winter | B17 | 100 | 164 | 0 | 63.97 | 53.31 | 8 | 0
2025 | MISO_W_2_IESO | MISO_W | IESO | Internal | Winter | B18 | 400 | 164 | 0 | 61.78 | 48.79 | 8 | 0
2025 | MISO_W_2_IESO | MISO_W | IESO | Internal | Winter | B19 | 700 | 164 | 0 | 57.7 | 48.79 | 8 | 0
2025 | MISO_W_2_IESO | MISO_W | IESO | Internal | Winter | B20 | 935 | 164 | 0 | 44.05 | 48.79 | 8 | 0
2025 | MISO_W_2_MAPP_CA | MISO_W | MAPP_CA | Internal | Shoulder | B11 | 25 | 788 | 0 | 67.9 | 67.89 | 0.01 | 0
2025 | MISO_W_2_MAPP_CA | MISO_W | MAPP_CA | Internal | Shoulder | B12 | 200 | 788 | 0 | 62.17 | 62.15 | 0.01 | 0
2025 | MISO_W_2_MAPP_CA | MISO_W | MAPP_CA | Internal | Shoulder | B13 | 600 | 788 | 0 | 61.38 | 61.37 | 0.01 | 0
2025 | MISO_W_2_MAPP_CA | MISO_W | MAPP_CA | Internal | Shoulder | B14 | 900 | 788 | 0 | 56.51 | 56.5 | 0.01 | 0
2025 | MISO_W_2_MAPP_CA | MISO_W | MAPP_CA | Internal | Shoulder | B15 | 1203 | 788 | 788 | 44.25 | 56.5 | 0.01 | 12.24
2025 | MISO_W_2_MAPP_CA | MISO_W | MAPP_CA | Internal | Summer | B1 | 10 | 788 | 0 | 104.22 | 90.22 | 0.01 | 0
2025 | MISO_W_2_MAPP_CA | MISO_W | MAPP_CA | Internal | Summer | B2 | 25 | 788 | 0 | 99.58 | 85.58 | 0.01 | 0
2025 | MISO_W_2_MAPP_CA | MISO_W | MAPP_CA | Internal | Summer | B3 | 75 | 788 | 0 | 99.38 | 85.38 | 0.01 | 0
2025 | MISO_W_2_MAPP_CA | MISO_W | MAPP_CA | Internal | Summer | B4 | 100 | 788 | 0 | 96.91 | 82.91 | 0.01 | 0
2025 | MISO_W_2_MAPP_CA | MISO_W | MAPP_CA | Internal | Summer | B5 | 200 | 788 | 0 | 73.14 | 71.42 | 0.01 | 0
2025 | MISO_W_2_MAPP_CA | MISO_W | MAPP_CA | Internal | Summer | B6 | 300 | 788 | 0 | 62.52 | 62.5 | 0.01 | 0
2025 | MISO_W_2_MAPP_CA | MISO_W | MAPP_CA | Internal | Summer | B7 | 400 | 788 | 0 | 60.34 | 60.33 | 0.01 | 0
2025 | MISO_W_2_MAPP_CA | MISO_W | MAPP_CA | Internal | Summer | B8 | 500 | 788 | 0 | 55.59 | 55.57 | 0.01 | 0
2025 | MISO_W_2_MAPP_CA | MISO_W | MAPP_CA | Internal | Summer | B9 | 800 | 788 | 276.18 | 49.93 | 49.94 | 0.01 | 0
2025 | MISO_W_2_MAPP_CA | MISO_W | MAPP_CA | Internal | Summer | B10 | 1262 | 788 | 788 | 41.51 | 49.94 | 0.01 | 8.41
2025 | MISO_W_2_MAPP_CA | MISO_W | MAPP_CA | Internal | Winter | B16 | 25 | 788 | 0 | 67.89 | 67.87 | 0.01 | 0
2025 | MISO_W_2_MAPP_CA | MISO_W | MAPP_CA | Internal | Winter | B17 | 100 | 788 | 0 | 63.97 | 63.96 | 0.01 | 0
2025 | MISO_W_2_MAPP_CA | MISO_W | MAPP_CA | Internal | Winter | B18 | 400 | 788 | 0 | 61.78 | 61.76 | 0.01 | 0
2025 | MISO_W_2_MAPP_CA | MISO_W | MAPP_CA | Internal | Winter | B19 | 700 | 788 | 602.18 | 57.7 | 57.71 | 0.01 | 0
2025 | MISO_W_2_MAPP_CA | MISO_W | MAPP_CA | Internal | Winter | B20 | 935 | 788 | 788 | 44.05 | 57.71 | 0.01 | 13.65
2025 | MISO_W_2_MISO_MO-IL | MISO_W | MISO_MO-IL | Internal | Shoulder | B11 | 25 | 7873 | 1548.65 | 67.9 | 67.92 | 0.01 | 0
2025 | MISO_W_2_MISO_MO-IL | MISO_W | MISO_MO-IL | Internal | Shoulder | B12 | 200 | 7873 | 125.88 | 62.17 | 62.18 | 0.01 | 0
2025 | MISO_W_2_MISO_MO-IL | MISO_W | MISO_MO-IL | Internal | Shoulder | B13 | 600 | 7873 | 149.82 | 61.38 | 61.39 | 0.01 | 0
2025 | MISO_W_2_MISO_MO-IL | MISO_W | MISO_MO-IL | Internal | Shoulder | B14 | 900 | 7873 | 235.51 | 56.51 | 56.53 | 0.01 | 0
2025 | MISO_W_2_MISO_MO-IL | MISO_W | MISO_MO-IL | Internal | Shoulder | B15 | 1203 | 7873 | 2138.87 | 44.25 | 44.26 | 0.01 | 0
2025 | MISO_W_2_MISO_MO-IL | MISO_W | MISO_MO-IL | Internal | Summer | B1 | 10 | 7873 | 0 | 104.22 | 104.22 | 0.01 | 0
2025 | MISO_W_2_MISO_MO-IL | MISO_W | MISO_MO-IL | Internal | Summer | B2 | 25 | 7873 | 3125.69 | 99.58 | 99.6 | 0.01 | 0
2025 | MISO_W_2_MISO_MO-IL | MISO_W | MISO_MO-IL | Internal | Summer | B3 | 75 | 7873 | 2792.99 | 99.38 | 99.4 | 0.01 | 0
2025 | MISO_W_2_MISO_MO-IL | MISO_W | MISO_MO-IL | Internal | Summer | B4 | 100 | 7873 | 935.46 | 96.91 | 96.92 | 0.01 | 0
2025 | MISO_W_2_MISO_MO-IL | MISO_W | MISO_MO-IL | Internal | Summer | B5 | 200 | 7873 | 224.18 | 73.14 | 73.15 | 0.01 | 0
2025 | MISO_W_2_MISO_MO-IL | MISO_W | MISO_MO-IL | Internal | Summer | B6 | 300 | 7873 | 0 | 62.52 | 62.5 | 0.01 | 0
2025 | MISO_W_2_MISO_MO-IL | MISO_W | MISO_MO-IL | Internal | Summer | B7 | 400 | 7873 | 0 | 60.34 | 60.33 | 0.01 | 0
2025 | MISO_W_2_MISO_MO-IL | MISO_W | MISO_MO-IL | Internal | Summer | B8 | 500 | 7873 | 161.77 | 55.59 | 55.6 | 0.01 | 0
2025 | MISO_W_2_MISO_MO-IL | MISO_W | MISO_MO-IL | Internal | Summer | B9 | 800 | 7873 | 0 | 49.93 | 49.92 | 0.01 | 0
2025 | MISO_W_2_MISO_MO-IL | MISO_W | MISO_MO-IL | Internal | Summer | B10 | 1262 | 7873 | 2790.73 | 41.51 | 41.53 | 0.01 | 0
2025 | MISO_W_2_MISO_MO-IL | MISO_W | MISO_MO-IL | Internal | Winter | B16 | 25 | 7873 | 6035.54 | 67.89 | 67.9 | 0.01 | 0
2025 | MISO_W_2_MISO_MO-IL | MISO_W | MISO_MO-IL | Internal | Winter | B17 | 100 | 7873 | 3703.65 | 63.97 | 63.98 | 0.01 | 0
2025 | MISO_W_2_MISO_MO-IL | MISO_W | MISO_MO-IL | Internal | Winter | B18 | 400 | 7873 | 829.71 | 61.78 | 61.79 | 0.01 | 0
2025 | MISO_W_2_MISO_MO-IL | MISO_W | MISO_MO-IL | Internal | Winter | B19 | 700 | 7873 | 39.16 | 57.7 | 57.71 | 0.01 | 0
2025 | MISO_W_2_MISO_MO-IL | MISO_W | MISO_MO-IL | Internal | Winter | B20 | 935 | 7873 | 4954.8 | 44.05 | 44.06 | 0.01 | 0
2025 | MISO_W_2_MISO_WUMS | MISO_W | MISO_WUMS | Internal | Shoulder | B11 | 25 | 3756 | 0 | 67.9 | 67.9 | 0.01 | 0
2025 | MISO_W_2_MISO_WUMS | MISO_W | MISO_WUMS | Internal | Shoulder | B12 | 200 | 3756 | 161.39 | 62.17 | 62.18 | 0.01 | 0
2025 | MISO_W_2_MISO_WUMS | MISO_W | MISO_WUMS | Internal | Shoulder | B13 | 600 | 3756 | 2462.39 | 61.38 | 61.39 | 0.01 | 0
2025 | MISO_W_2_MISO_WUMS | MISO_W | MISO_WUMS | Internal | Shoulder | B14 | 900 | 3756 | 3589.54 | 56.51 | 56.53 | 0.01 | 0
2025 | MISO_W_2_MISO_WUMS | MISO_W | MISO_WUMS | Internal | Shoulder | B15 | 1203 | 3756 | 3066.21 | 44.25 | 44.26 | 0.01 | 0
2025 | MISO_W_2_MISO_WUMS | MISO_W | MISO_WUMS | Internal | Summer | B1 | 10 | 3756 | 0 | 104.22 | 104.22 | 0.01 | 0
2025 | MISO_W_2_MISO_WUMS | MISO_W | MISO_WUMS | Internal | Summer | B2 | 25 | 3756 | 0 | 99.58 | 99.58 | 0.01 | 0
2025 | MISO_W_2_MISO_WUMS | MISO_W | MISO_WUMS | Internal | Summer | B3 | 75 | 3756 | 0 | 99.38 | 99.37 | 0.01 | 0
2025 | MISO_W_2_MISO_WUMS | MISO_W | MISO_WUMS | Internal | Summer | B4 | 100 | 3756 | 226.16 | 96.91 | 96.92 | 0.01 | 0
2025 | MISO_W_2_MISO_WUMS | MISO_W | MISO_WUMS | Internal | Summer | B5 | 200 | 3756 | 0 | 73.14 | 73.12 | 0.01 | 0
2025 | MISO_W_2_MISO_WUMS | MISO_W | MISO_WUMS | Internal | Summer | B6 | 300 | 3756 | 0 | 62.52 | 62.5 | 0.01 | 0
2025 | MISO_W_2_MISO_WUMS | MISO_W | MISO_WUMS | Internal | Summer | B7 | 400 | 3756 | 0 | 60.34 | 60.33 | 0.01 | 0
2025 | MISO_W_2_MISO_WUMS | MISO_W | MISO_WUMS | Internal | Summer | B8 | 500 | 3756 | 802.02 | 55.59 | 55.6 | 0.01 | 0
2025 | MISO_W_2_MISO_WUMS | MISO_W | MISO_WUMS | Internal | Summer | B9 | 800 | 3756 | 1344.04 | 49.93 | 49.94 | 0.01 | 0
2025 | MISO_W_2_MISO_WUMS | MISO_W | MISO_WUMS | Internal | Summer | B10 | 1262 | 3756 | 2607.27 | 41.51 | 41.53 | 0.01 | 0
2025 | MISO_W_2_MISO_WUMS | MISO_W | MISO_WUMS | Internal | Winter | B16 | 25 | 3756 | 0 | 67.89 | 67.89 | 0.01 | 0
2025 | MISO_W_2_MISO_WUMS | MISO_W | MISO_WUMS | Internal | Winter | B17 | 100 | 3756 | 1276.29 | 63.97 | 63.98 | 0.01 | 0
2025 | MISO_W_2_MISO_WUMS | MISO_W | MISO_WUMS | Internal | Winter | B18 | 400 | 3756 | 860.59 | 61.78 | 61.79 | 0.01 | 0
2025 | MISO_W_2_MISO_WUMS | MISO_W | MISO_WUMS | Internal | Winter | B19 | 700 | 3756 | 759.34 | 57.7 | 57.71 | 0.01 | 0
2025 | MISO_W_2_MISO_WUMS | MISO_W | MISO_WUMS | Internal | Winter | B20 | 935 | 3756 | 1475.02 | 44.05 | 44.06 | 0.01 | 0
2025 | MISO_W_2_NE | MISO_W | NE | Internal | Shoulder | B11 | 25 | 20297 | 0 | 67.9 | 64.82 | 7 | 0
2025 | MISO_W_2_NE | MISO_W | NE | Internal | Shoulder | B12 | 200 | 20297 | 0 | 62.17 | 57.17 | 7 | 0
2025 | MISO_W_2_NE | MISO_W | NE | Internal | Shoulder | B13 | 600 | 20297 | 0 | 61.38 | 56.38 | 7 | 0
2025 | MISO_W_2_NE | MISO_W | NE | Internal | Shoulder | B14 | 900 | 20297 | 0 | 56.51 | 51.51 | 7 | 0
2025 | MISO_W_2_NE | MISO_W | NE | Internal | Shoulder | B15 | 1203 | 20297 | 0 | 44.25 | 39.25 | 7 | 0
2025 | MISO_W_2_NE | MISO_W | NE | Internal | Summer | B1 | 10 | 20297 | 0 | 104.22 | 99.22 | 7 | 0
2025 | MISO_W_2_NE | MISO_W | NE | Internal | Summer | B2 | 25 | 20297 | 0 | 99.58 | 94.58 | 7 | 0
2025 | MISO_W_2_NE | MISO_W | NE | Internal | Summer | B3 | 75 | 20297 | 0 | 99.38 | 94.38 | 7 | 0
2025 | MISO_W_2_NE | MISO_W | NE | Internal | Summer | B4 | 100 | 20297 | 0 | 96.91 | 91.91 | 7 | 0
2025 | MISO_W_2_NE | MISO_W | NE | Internal | Summer | B5 | 200 | 20297 | 0 | 73.14 | 73.14 | 7 | 0
2025 | MISO_W_2_NE | MISO_W | NE | Internal | Summer | B6 | 300 | 20297 | 0 | 62.52 | 63.41 | 7 | 0
2025 | MISO_W_2_NE | MISO_W | NE | Internal | Summer | B7 | 400 | 20297 | 0 | 60.34 | 61.27 | 7 | 0
2025 | MISO_W_2_NE | MISO_W | NE | Internal | Summer | B8 | 500 | 20297 | 0 | 55.59 | 50.59 | 7 | 0
2025 | MISO_W_2_NE | MISO_W | NE | Internal | Summer | B9 | 800 | 20297 | 0 | 49.93 | 44.93 | 7 | 0
2025 | MISO_W_2_NE | MISO_W | NE | Internal | Summer | B10 | 1262 | 20297 | 0 | 41.51 | 36.51 | 7 | 0
2025 | MISO_W_2_NE | MISO_W | NE | Internal | Winter | B16 | 25 | 20297 | 0 | 67.89 | 62.89 | 7 | 0
2025 | MISO_W_2_NE | MISO_W | NE | Internal | Winter | B17 | 100 | 20297 | 0 | 63.97 | 58.97 | 7 | 0
2025 | MISO_W_2_NE | MISO_W | NE | Internal | Winter | B18 | 400 | 20297 | 0 | 61.78 | 56.78 | 7 | 0
2025 | MISO_W_2_NE | MISO_W | NE | Internal | Winter | B19 | 700 | 20297 | 0 | 57.7 | 52.7 | 7 | 0
2025 | MISO_W_2_NE | MISO_W | NE | Internal | Winter | B20 | 935 | 20297 | 0 | 44.05 | 39.05 | 7 | 0
2025 | MISO_W_2_PJM_ROR | MISO_W | PJM_ROR | Internal | Shoulder | B11 | 25 | 10135 | 0 | 67.9 | 68.48 | 2 | 0
2025 | MISO_W_2_PJM_ROR | MISO_W | PJM_ROR | Internal | Shoulder | B12 | 200 | 10135 | 4752.69 | 62.17 | 64.17 | 2 | 0
2025 | MISO_W_2_PJM_ROR | MISO_W | PJM_ROR | Internal | Shoulder | B13 | 600 | 10135 | 8018.81 | 61.38 | 63.38 | 2 | 0
2025 | MISO_W_2_PJM_ROR | MISO_W | PJM_ROR | Internal | Shoulder | B14 | 900 | 10135 | 10135 | 56.51 | 58.54 | 2 | 0.02
2025 | MISO_W_2_PJM_ROR | MISO_W | PJM_ROR | Internal | Shoulder | B15 | 1203 | 10135 | 10135 | 44.25 | 46.26 | 2 | 0.01
2025 | MISO_W_2_PJM_ROR | MISO_W | PJM_ROR | Internal | Summer | B1 | 10 | 10135 | 4285.5 | 104.22 | 106.22 | 2 | 0
2025 | MISO_W_2_PJM_ROR | MISO_W | PJM_ROR | Internal | Summer | B2 | 25 | 10135 | 1170.45 | 99.58 | 101.58 | 2 | 0
2025 | MISO_W_2_PJM_ROR | MISO_W | PJM_ROR | Internal | Summer | B3 | 75 | 10135 | 0 | 99.38 | 100.46 | 2 | 0
2025 | MISO_W_2_PJM_ROR | MISO_W | PJM_ROR | Internal | Summer | B4 | 100 | 10135 | 0 | 96.91 | 97.89 | 2 | 0
2025 | MISO_W_2_PJM_ROR | MISO_W | PJM_ROR | Internal | Summer | B5 | 200 | 10135 | 0 | 73.14 | 71.16 | 2 | 0
2025 | MISO_W_2_PJM_ROR | MISO_W | PJM_ROR | Internal | Summer | B6 | 300 | 10135 | 0 | 62.52 | 63.61 | 2 | 0
2025 | MISO_W_2_PJM_ROR | MISO_W | PJM_ROR | Internal | Summer | B7 | 400 | 10135 | 0 | 60.34 | 61.09 | 2 | 0
2025 | MISO_W_2_PJM_ROR | MISO_W | PJM_ROR | Internal | Summer | B8 | 500 | 10135 | 2713.07 | 55.59 | 57.59 | 2 | 0
2025 | MISO_W_2_PJM_ROR | MISO_W | PJM_ROR | Internal | Summer | B9 | 800 | 10135 | 2192.91 | 49.93 | 51.93 | 2 | 0
2025 | MISO_W_2_PJM_ROR | MISO_W | PJM_ROR | Internal | Summer | B10 | 1262 | 10135 | 543.73 | 41.51 | 43.51 | 2 | 0
2025 | MISO_W_2_PJM_ROR | MISO_W | PJM_ROR | Internal | Winter | B16 | 25 | 10135 | 4574.58 | 67.89 | 69.89 | 2 | 0
2025 | MISO_W_2_PJM_ROR | MISO_W | PJM_ROR | Internal | Winter | B17 | 100 | 10135 | 3349.91 | 63.97 | 65.97 | 2 | 0
2025 | MISO_W_2_PJM_ROR | MISO_W | PJM_ROR | Internal | Winter | B18 | 400 | 10135 | 4390.88 | 61.78 | 63.78 | 2 | 0
2025 | MISO_W_2_PJM_ROR | MISO_W | PJM_ROR | Internal | Winter | B19 | 700 | 10135 | 4456.19 | 57.7 | 59.7 | 2 | 0
2025 | MISO_W_2_PJM_ROR | MISO_W | PJM_ROR | Internal | Winter | B20 | 935 | 10135 | 89.37 | 44.05 | 46.05 | 2 | 0
2025 | MISO_W_2_SPP_N | MISO_W | SPP_N | Internal | Shoulder | B11 | 25 | 3200 | 0 | 67.9 | 64.83 | 7 | 0
2025 | MISO_W_2_SPP_N | MISO_W | SPP_N | Internal | Shoulder | B12 | 200 | 3200 | 0 | 62.17 | 57.18 | 7 | 0
2025 | MISO_W_2_SPP_N | MISO_W | SPP_N | Internal | Shoulder | B13 | 600 | 3200 | 0 | 61.38 | 56.39 | 7 | 0
2025 | MISO_W_2_SPP_N | MISO_W | SPP_N | Internal | Shoulder | B14 | 900 | 3200 | 0 | 56.51 | 51.53 | 7 | 0
2025 | MISO_W_2_SPP_N | MISO_W | SPP_N | Internal | Shoulder | B15 | 1203 | 3200 | 0 | 44.25 | 39.26 | 7 | 0
2025 | MISO_W_2_SPP_N | MISO_W | SPP_N | Internal | Summer | B1 | 10 | 3200 | 0 | 104.22 | 99.23 | 7 | 0
2025 | MISO_W_2_SPP_N | MISO_W | SPP_N | Internal | Summer | B2 | 25 | 3200 | 0 | 99.58 | 94.6 | 7 | 0
2025 | MISO_W_2_SPP_N | MISO_W | SPP_N | Internal | Summer | B3 | 75 | 3200 | 0 | 99.38 | 94.4 | 7 | 0
2025 | MISO_W_2_SPP_N | MISO_W | SPP_N | Internal | Summer | B4 | 100 | 3200 | 0 | 96.91 | 91.92 | 7 | 0
2025 | MISO_W_2_SPP_N | MISO_W | SPP_N | Internal | Summer | B5 | 200 | 3200 | 0 | 73.14 | 73.15 | 7 | 0
2025 | MISO_W_2_SPP_N | MISO_W | SPP_N | Internal | Summer | B6 | 300 | 3200 | 0 | 62.52 | 63.42 | 7 | 0
2025 | MISO_W_2_SPP_N | MISO_W | SPP_N | Internal | Summer | B7 | 400 | 3200 | 0 | 60.34 | 61.28 | 7 | 0
2025 | MISO_W_2_SPP_N | MISO_W | SPP_N | Internal | Summer | B8 | 500 | 3200 | 0 | 55.59 | 58.6 | 7 | 0
2025 | MISO_W_2_SPP_N | MISO_W | SPP_N | Internal | Summer | B9 | 800 | 3200 | 0 | 49.93 | 51.92 | 7 | 0
2025 | MISO_W_2_SPP_N | MISO_W | SPP_N | Internal | Summer | B10 | 1262 | 3200 | 0 | 41.51 | 38.23 | 7 | 0
2025 | MISO_W_2_SPP_N | MISO_W | SPP_N | Internal | Winter | B16 | 25 | 3200 | 0 | 67.89 | 62.9 | 7 | 0
2025 | MISO_W_2_SPP_N | MISO_W | SPP_N | Internal | Winter | B17 | 100 | 3200 | 0 | 63.97 | 58.98 | 7 | 0
2025 | MISO_W_2_SPP_N | MISO_W | SPP_N | Internal | Winter | B18 | 400 | 3200 | 0 | 61.78 | 56.79 | 7 | 0
2025 | MISO_W_2_SPP_N | MISO_W | SPP_N | Internal | Winter | B19 | 700 | 3200 | 0 | 57.7 | 52.71 | 7 | 0
2025 | MISO_W_2_SPP_N | MISO_W | SPP_N | Internal | Winter | B20 | 935 | 3200 | 0 | 44.05 | 39.06 | 7 | 0
2025 | MISO_WUMS_2_MISO_MI | MISO_WUMS | MISO_MI | Internal | Shoulder | B11 | 25 | 148 | 0 | 67.9 | 67.61 | 0.01 | 0
2025 | MISO_WUMS_2_MISO_MI | MISO_WUMS | MISO_MI | Internal | Shoulder | B12 | 200 | 148 | 0 | 62.18 | 62.18 | 0.01 | 0
2025 | MISO_WUMS_2_MISO_MI | MISO_WUMS | MISO_MI | Internal | Shoulder | B13 | 600 | 148 | 148 | 61.39 | 61.42 | 0.01 | 0.01
2025 | MISO_WUMS_2_MISO_MI | MISO_WUMS | MISO_MI | Internal | Shoulder | B14 | 900 | 148 | 148 | 56.53 | 56.55 | 0.01 | 0.01
2025 | MISO_WUMS_2_MISO_MI | MISO_WUMS | MISO_MI | Internal | Shoulder | B15 | 1203 | 148 | 148 | 44.26 | 44.28 | 0.01 | 0.01
2025 | MISO_WUMS_2_MISO_MI | MISO_WUMS | MISO_MI | Internal | Summer | B1 | 10 | 148 | 0 | 104.22 | 104.22 | 0.01 | 0
2025 | MISO_WUMS_2_MISO_MI | MISO_WUMS | MISO_MI | Internal | Summer | B2 | 25 | 148 | 64.67 | 99.58 | 99.6 | 0.01 | 0
2025 | MISO_WUMS_2_MISO_MI | MISO_WUMS | MISO_MI | Internal | Summer | B3 | 75 | 148 | 148 | 99.37 | 99.4 | 0.01 | 0.01
2025 | MISO_WUMS_2_MISO_MI | MISO_WUMS | MISO_MI | Internal | Summer | B4 | 100 | 148 | 0 | 96.92 | 96.92 | 0.01 | 0
2025 | MISO_WUMS_2_MISO_MI | MISO_WUMS | MISO_MI | Internal | Summer | B5 | 200 | 148 | 148 | 73.12 | 73.15 | 0.01 | 0.01
2025 | MISO_WUMS_2_MISO_MI | MISO_WUMS | MISO_MI | Internal | Summer | B6 | 300 | 148 | 0 | 62.5 | 62.49 | 0.01 | 0
2025 | MISO_WUMS_2_MISO_MI | MISO_WUMS | MISO_MI | Internal | Summer | B7 | 400 | 148 | 148 | 60.33 | 60.35 | 0.01 | 0.01
2025 | MISO_WUMS_2_MISO_MI | MISO_WUMS | MISO_MI | Internal | Summer | B8 | 500 | 148 | 0 | 55.6 | 55.6 | 0.01 | 0
2025 | MISO_WUMS_2_MISO_MI | MISO_WUMS | MISO_MI | Internal | Summer | B9 | 800 | 148 | 0 | 49.94 | 49.94 | 0.01 | 0
2025 | MISO_WUMS_2_MISO_MI | MISO_WUMS | MISO_MI | Internal | Summer | B10 | 1262 | 148 | 148 | 41.53 | 41.55 | 0.01 | 0.01
2025 | MISO_WUMS_2_MISO_MI | MISO_WUMS | MISO_MI | Internal | Winter | B16 | 25 | 148 | 148 | 67.89 | 67.92 | 0.01 | 0.02
2025 | MISO_WUMS_2_MISO_MI | MISO_WUMS | MISO_MI | Internal | Winter | B17 | 100 | 148 | 148 | 63.98 | 64.01 | 0.01 | 0.01
2025 | MISO_WUMS_2_MISO_MI | MISO_WUMS | MISO_MI | Internal | Winter | B18 | 400 | 148 | 0 | 61.79 | 61.79 | 0.01 | 0
2025 | MISO_WUMS_2_MISO_MI | MISO_WUMS | MISO_MI | Internal | Winter | B19 | 700 | 148 | 148 | 57.71 | 57.74 | 0.01 | 0.01
2025 | MISO_WUMS_2_MISO_MI | MISO_WUMS | MISO_MI | Internal | Winter | B20 | 935 | 148 | 148 | 44.06 | 44.09 | 0.01 | 0.01
2025 | MISO_WUMS_2_MISO_W | MISO_WUMS | MISO_W | Internal | Shoulder | B11 | 25 | 3264 | 0 | 67.9 | 67.9 | 0.01 | 0
2025 | MISO_WUMS_2_MISO_W | MISO_WUMS | MISO_W | Internal | Shoulder | B12 | 200 | 3264 | 0 | 62.18 | 62.17 | 0.01 | 0
2025 | MISO_WUMS_2_MISO_W | MISO_WUMS | MISO_W | Internal | Shoulder | B13 | 600 | 3264 | 0 | 61.39 | 61.38 | 0.01 | 0
2025 | MISO_WUMS_2_MISO_W | MISO_WUMS | MISO_W | Internal | Shoulder | B14 | 900 | 3264 | 0 | 56.53 | 56.51 | 0.01 | 0
2025 | MISO_WUMS_2_MISO_W | MISO_WUMS | MISO_W | Internal | Shoulder | B15 | 1203 | 3264 | 0 | 44.26 | 44.25 | 0.01 | 0
2025 | MISO_WUMS_2_MISO_W | MISO_WUMS | MISO_W | Internal | Summer | B1 | 10 | 3264 | 0 | 104.22 | 104.22 | 0.01 | 0
2025 | MISO_WUMS_2_MISO_W | MISO_WUMS | MISO_W | Internal | Summer | B2 | 25 | 3264 | 0 | 99.58 | 99.58 | 0.01 | 0
2025 | MISO_WUMS_2_MISO_W | MISO_WUMS | MISO_W | Internal | Summer | B3 | 75 | 3264 | 896.16 | 99.37 | 99.38 | 0.01 | 0
2025 | MISO_WUMS_2_MISO_W | MISO_WUMS | MISO_W | Internal | Summer | B4 | 100 | 3264 | 0 | 96.92 | 96.91 | 0.01 | 0
2025 | MISO_WUMS_2_MISO_W | MISO_WUMS | MISO_W | Internal | Summer | B5 | 200 | 3264 | 215.55 | 73.12 | 73.14 | 0.01 | 0
2025 | MISO_WUMS_2_MISO_W | MISO_WUMS | MISO_W | Internal | Summer | B6 | 300 | 3264 | 901.82 | 62.5 | 62.52 | 0.01 | 0
2025 | MISO_WUMS_2_MISO_W | MISO_WUMS | MISO_W | Internal | Summer | B7 | 400 | 3264 | 442.09 | 60.33 | 60.34 | 0.01 | 0
2025 | MISO_WUMS_2_MISO_W | MISO_WUMS | MISO_W | Internal | Summer | B8 | 500 | 3264 | 0 | 55.6 | 55.59 | 0.01 | 0
2025 | MISO_WUMS_2_MISO_W | MISO_WUMS | MISO_W | Internal | Summer | B9 | 800 | 3264 | 0 | 49.94 | 49.93 | 0.01 | 0
2025 | MISO_WUMS_2_MISO_W | MISO_WUMS | MISO_W | Internal | Summer | B10 | 1262 | 3264 | 0 | 41.53 | 41.51 | 0.01 | 0
2025 | MISO_WUMS_2_MISO_W | MISO_WUMS | MISO_W | Internal | Winter | B16 | 25 | 3264 | 0 | 67.89 | 67.89 | 0.01 | 0
2025 | MISO_WUMS_2_MISO_W | MISO_WUMS | MISO_W | Internal | Winter | B17 | 100 | 3264 | 0 | 63.98 | 63.97 | 0.01 | 0
2025 | MISO_WUMS_2_MISO_W | MISO_WUMS | MISO_W | Internal | Winter | B18 | 400 | 3264 | 0 | 61.79 | 61.78 | 0.01 | 0
2025 | MISO_WUMS_2_MISO_W | MISO_WUMS | MISO_W | Internal | Winter | B19 | 700 | 3264 | 0 | 57.71 | 57.7 | 0.01 | 0
2025 | MISO_WUMS_2_MISO_W | MISO_WUMS | MISO_W | Internal | Winter | B20 | 935 | 3264 | 0 | 44.06 | 44.05 | 0.01 | 0
2025 | MISO_WUMS_2_PJM_ROR | MISO_WUMS | PJM_ROR | Internal | Shoulder | B11 | 25 | 1600 | 0 | 67.9 | 68.48 | 2 | 0
2025 | MISO_WUMS_2_PJM_ROR | MISO_WUMS | PJM_ROR | Internal | Shoulder | B12 | 200 | 1600 | 0 | 62.18 | 64.17 | 2 | 0
2025 | MISO_WUMS_2_PJM_ROR | MISO_WUMS | PJM_ROR | Internal | Shoulder | B13 | 600 | 1600 | 0 | 61.39 | 63.38 | 2 | 0
2025 | MISO_WUMS_2_PJM_ROR | MISO_WUMS | PJM_ROR | Internal | Shoulder | B14 | 900 | 1600 | 1600 | 56.53 | 58.54 | 2 | 0.01
2025 | MISO_WUMS_2_PJM_ROR | MISO_WUMS | PJM_ROR | Internal | Shoulder | B15 | 1203 | 1600 | 933.28 | 44.26 | 46.26 | 2 | 0
2025 | MISO_WUMS_2_PJM_ROR | MISO_WUMS | PJM_ROR | Internal | Summer | B1 | 10 | 1600 | 319.48 | 104.22 | 106.22 | 2 | 0
2025 | MISO_WUMS_2_PJM_ROR | MISO_WUMS | PJM_ROR | Internal | Summer | B2 | 25 | 1600 | 341.7 | 99.58 | 101.58 | 2 | 0
2025 | MISO_WUMS_2_PJM_ROR | MISO_WUMS | PJM_ROR | Internal | Summer | B3 | 75 | 1600 | 0 | 99.37 | 100.46 | 2 | 0
2025 | MISO_WUMS_2_PJM_ROR | MISO_WUMS | PJM_ROR | Internal | Summer | B4 | 100 | 1600 | 0 | 96.92 | 97.89 | 2 | 0
2025 | MISO_WUMS_2_PJM_ROR | MISO_WUMS | PJM_ROR | Internal | Summer | B5 | 200 | 1600 | 0 | 73.12 | 71.16 | 2 | 0
2025 | MISO_WUMS_2_PJM_ROR | MISO_WUMS | PJM_ROR | Internal | Summer | B6 | 300 | 1600 | 0 | 62.5 | 63.61 | 2 | 0
2025 | MISO_WUMS_2_PJM_ROR | MISO_WUMS | PJM_ROR | Internal | Summer | B7 | 400 | 1600 | 0 | 60.33 | 61.09 | 2 | 0
2025 | MISO_WUMS_2_PJM_ROR | MISO_WUMS | PJM_ROR | Internal | Summer | B8 | 500 | 1600 | 0 | 55.6 | 57.59 | 2 | 0
2025 | MISO_WUMS_2_PJM_ROR | MISO_WUMS | PJM_ROR | Internal | Summer | B9 | 800 | 1600 | 0 | 49.94 | 51.93 | 2 | 0
2025 | MISO_WUMS_2_PJM_ROR | MISO_WUMS | PJM_ROR | Internal | Summer | B10 | 1262 | 1600 | 0 | 41.53 | 43.51 | 2 | 0
2025 | MISO_WUMS_2_PJM_ROR | MISO_WUMS | PJM_ROR | Internal | Winter | B16 | 25 | 1600 | 81.45 | 67.89 | 69.89 | 2 | 0
2025 | MISO_WUMS_2_PJM_ROR | MISO_WUMS | PJM_ROR | Internal | Winter | B17 | 100 | 1600 | 0 | 63.98 | 65.97 | 2 | 0
2025 | MISO_WUMS_2_PJM_ROR | MISO_WUMS | PJM_ROR | Internal | Winter | B18 | 400 | 1600 | 0 | 61.79 | 63.78 | 2 | 0
2025 | MISO_WUMS_2_PJM_ROR | MISO_WUMS | PJM_ROR | Internal | Winter | B19 | 700 | 1600 | 0 | 57.71 | 59.7 | 2 | 0
2025 | MISO_WUMS_2_PJM_ROR | MISO_WUMS | PJM_ROR | Internal | Winter | B20 | 935 | 1600 | 0 | 44.06 | 46.05 | 2 | 0
2025 | NE_2_MAPP_US | NE | MAPP_US | Internal | Shoulder | B11 | 25 | 1600 | 0 | 64.82 | 60.9 | 5 | 0
2025 | NE_2_MAPP_US | NE | MAPP_US | Internal | Shoulder | B12 | 200 | 1600 | 0 | 57.17 | 55.17 | 5 | 0
2025 | NE_2_MAPP_US | NE | MAPP_US | Internal | Shoulder | B13 | 600 | 1600 | 0 | 56.38 | 54.38 | 5 | 0
2025 | NE_2_MAPP_US | NE | MAPP_US | Internal | Shoulder | B14 | 900 | 1600 | 0 | 51.51 | 49.53 | 5 | 0
2025 | NE_2_MAPP_US | NE | MAPP_US | Internal | Shoulder | B15 | 1203 | 1600 | 0 | 39.25 | 37.25 | 5 | 0
2025 | NE_2_MAPP_US | NE | MAPP_US | Internal | Summer | B1 | 10 | 1600 | 0 | 99.22 | 97.22 | 5 | 0
2025 | NE_2_MAPP_US | NE | MAPP_US | Internal | Summer | B2 | 25 | 1600 | 0 | 94.58 | 92.58 | 5 | 0
2025 | NE_2_MAPP_US | NE | MAPP_US | Internal | Summer | B3 | 75 | 1600 | 0 | 94.38 | 92.38 | 5 | 0
2025 | NE_2_MAPP_US | NE | MAPP_US | Internal | Summer | B4 | 100 | 1600 | 0 | 91.91 | 89.91 | 5 | 0
2025 | NE_2_MAPP_US | NE | MAPP_US | Internal | Summer | B5 | 200 | 1600 | 0 | 73.14 | 66.14 | 5 | 0
2025 | NE_2_MAPP_US | NE | MAPP_US | Internal | Summer | B6 | 300 | 1600 | 0 | 63.41 | 56.41 | 5 | 0
2025 | NE_2_MAPP_US | NE | MAPP_US | Internal | Summer | B7 | 400 | 1600 | 0 | 61.27 | 54.27 | 5 | 0
2025 | NE_2_MAPP_US | NE | MAPP_US | Internal | Summer | B8 | 500 | 1600 | 0 | 50.59 | 48.59 | 5 | 0
2025 | NE_2_MAPP_US | NE | MAPP_US | Internal | Summer | B9 | 800 | 1600 | 0 | 44.93 | 42.93 | 5 | 0
2025 | NE_2_MAPP_US | NE | MAPP_US | Internal | Summer | B10 | 1262 | 1600 | 0 | 36.51 | 34.51 | 5 | 0
2025 | NE_2_MAPP_US | NE | MAPP_US | Internal | Winter | B16 | 25 | 1600 | 0 | 62.89 | 60.89 | 5 | 0
2025 | NE_2_MAPP_US | NE | MAPP_US | Internal | Winter | B17 | 100 | 1600 | 0 | 58.97 | 56.97 | 5 | 0
2025 | NE_2_MAPP_US | NE | MAPP_US | Internal | Winter | B18 | 400 | 1600 | 0 | 56.78 | 54.78 | 5 | 0
2025 | NE_2_MAPP_US | NE | MAPP_US | Internal | Winter | B19 | 700 | 1600 | 0 | 52.7 | 50.71 | 5 | 0
2025 | NE_2_MAPP_US | NE | MAPP_US | Internal | Winter | B20 | 935 | 1600 | 0 | 39.05 | 37.05 | 5 | 0
2025 | NE_2_MISO_W | NE | MISO_W | Internal | Shoulder | B11 | 25 | 19097 | 0 | 64.82 | 67.9 | 5 | 0
2025 | NE_2_MISO_W | NE | MISO_W | Internal | Shoulder | B12 | 200 | 19097 | 5239.8 | 57.17 | 62.17 | 5 | 0
2025 | NE_2_MISO_W | NE | MISO_W | Internal | Shoulder | B13 | 600 | 19097 | 10022.18 | 56.38 | 61.38 | 5 | 0
2025 | NE_2_MISO_W | NE | MISO_W | Internal | Shoulder | B14 | 900 | 19097 | 14226.05 | 51.51 | 56.51 | 5 | 0
2025 | NE_2_MISO_W | NE | MISO_W | Internal | Shoulder | B15 | 1203 | 19097 | 14700.03 | 39.25 | 44.25 | 5 | 0
2025 | NE_2_MISO_W | NE | MISO_W | Internal | Summer | B1 | 10 | 19097 | 2127 | 99.22 | 104.22 | 5 | 0
2025 | NE_2_MISO_W | NE | MISO_W | Internal | Summer | B2 | 25 | 19097 | 5372.39 | 94.58 | 99.58 | 5 | 0
2025 | NE_2_MISO_W | NE | MISO_W | Internal | Summer | B3 | 75 | 19097 | 3576.67 | 94.38 | 99.38 | 5 | 0
2025 | NE_2_MISO_W | NE | MISO_W | Internal | Summer | B4 | 100 | 19097 | 1583.85 | 91.91 | 96.91 | 5 | 0
2025 | NE_2_MISO_W | NE | MISO_W | Internal | Summer | B5 | 200 | 19097 | 0 | 73.14 | 73.14 | 5 | 0
2025 | NE_2_MISO_W | NE | MISO_W | Internal | Summer | B6 | 300 | 19097 | 0 | 63.41 | 62.52 | 5 | 0
2025 | NE_2_MISO_W | NE | MISO_W | Internal | Summer | B7 | 400 | 19097 | 0 | 61.27 | 60.34 | 5 | 0
2025 | NE_2_MISO_W | NE | MISO_W | Internal | Summer | B8 | 500 | 19097 | 589.38 | 50.59 | 55.59 | 5 | 0
2025 | NE_2_MISO_W | NE | MISO_W | Internal | Summer | B9 | 800 | 19097 | 803.97 | 44.93 | 49.93 | 5 | 0
2025 | NE_2_MISO_W | NE | MISO_W | Internal | Summer | B10 | 1262 | 19097 | 2484.17 | 36.51 | 41.51 | 5 | 0
2025 | NE_2_MISO_W | NE | MISO_W | Internal | Winter | B16 | 25 | 19097 | 8692.26 | 62.89 | 67.89 | 5 | 0
2025 | NE_2_MISO_W | NE | MISO_W | Internal | Winter | B17 | 100 | 19097 | 7099.76 | 58.97 | 63.97 | 5 | 0
2025 | NE_2_MISO_W | NE | MISO_W | Internal | Winter | B18 | 400 | 19097 | 5466.51 | 56.78 | 61.78 | 5 | 0
2025 | NE_2_MISO_W | NE | MISO_W | Internal | Winter | B19 | 700 | 19097 | 6709.83 | 52.7 | 57.7 | 5 | 0
2025 | NE_2_MISO_W | NE | MISO_W | Internal | Winter | B20 | 935 | 19097 | 5207.51 | 39.05 | 44.05 | 5 | 0
2025 | NE_2_SPP_N | NE | SPP_N | Internal | Shoulder | B11 | 25 | 12798 | 10693.26 | 64.82 | 64.83 | 0.01 | 0
2025 | NE_2_SPP_N | NE | SPP_N | Internal | Shoulder | B12 | 200 | 12798 | 9414.86 | 57.17 | 57.18 | 0.01 | 0
2025 | NE_2_SPP_N | NE | SPP_N | Internal | Shoulder | B13 | 600 | 12798 | 6344.19 | 56.38 | 56.39 | 0.01 | 0
2025 | NE_2_SPP_N | NE | SPP_N | Internal | Shoulder | B14 | 900 | 12798 | 2850.38 | 51.51 | 51.53 | 0.01 | 0
2025 | NE_2_SPP_N | NE | SPP_N | Internal | Shoulder | B15 | 1203 | 12798 | 3994.73 | 39.25 | 39.26 | 0.01 | 0
2025 | NE_2_SPP_N | NE | SPP_N | Internal | Summer | B1 | 10 | 12798 | 6345.36 | 99.22 | 99.23 | 0.01 | 0
2025 | NE_2_SPP_N | NE | SPP_N | Internal | Summer | B2 | 25 | 12798 | 7377.31 | 94.58 | 94.6 | 0.01 | 0
2025 | NE_2_SPP_N | NE | SPP_N | Internal | Summer | B3 | 75 | 12798 | 6686.99 | 94.38 | 94.4 | 0.01 | 0
2025 | NE_2_SPP_N | NE | SPP_N | Internal | Summer | B4 | 100 | 12798 | 6960.15 | 91.91 | 91.92 | 0.01 | 0
2025 | NE_2_SPP_N | NE | SPP_N | Internal | Summer | B5 | 200 | 12798 | 8829.29 | 73.14 | 73.15 | 0.01 | 0
2025 | NE_2_SPP_N | NE | SPP_N | Internal | Summer | B6 | 300 | 12798 | 10473.84 | 63.41 | 63.42 | 0.01 | 0
2025 | NE_2_SPP_N | NE | SPP_N | Internal | Summer | B7 | 400 | 12798 | 12424.08 | 61.27 | 61.28 | 0.01 | 0
2025 | NE_2_SPP_N | NE | SPP_N | Internal | Summer | B8 | 500 | 12798 | 12798 | 50.59 | 58.6 | 0.01 | 8
2025 | NE_2_SPP_N | NE | SPP_N | Internal | Summer | B9 | 800 | 12798 | 12798 | 44.93 | 51.92 | 0.01 | 6.98
2025 | NE_2_SPP_N | NE | SPP_N | Internal | Summer | B10 | 1262 | 12798 | 12798 | 36.51 | 38.23 | 0.01 | 1.7
2025 | NE_2_SPP_N | NE | SPP_N | Internal | Winter | B16 | 25 | 12798 | 12742.32 | 62.89 | 62.9 | 0.01 | 0
2025 | NE_2_SPP_N | NE | SPP_N | Internal | Winter | B17 | 100 | 12798 | 11979.25 | 58.97 | 58.98 | 0.01 | 0
2025 | NE_2_SPP_N | NE | SPP_N | Internal | Winter | B18 | 400 | 12798 | 11940.17 | 56.78 | 56.79 | 0.01 | 0
2025 | NE_2_SPP_N | NE | SPP_N | Internal | Winter | B19 | 700 | 12798 | 9273.46 | 52.7 | 52.71 | 0.01 | 0
2025 | NE_2_SPP_N | NE | SPP_N | Internal | Winter | B20 | 935 | 12798 | 12725.87 | 39.05 | 39.06 | 0.01 | 0
2025 | NEISO_2_NYISO_A-F | NEISO | NYISO_A-F | Internal | Shoulder | B11 | 25 | 600 | 10.34 | 56.24 | 59.24 | 3 | 0
2025 | NEISO_2_NYISO_A-F | NEISO | NYISO_A-F | Internal | Shoulder | B12 | 200 | 600 | 0 | 59.38 | 58.04 | 3 | 0
2025 | NEISO_2_NYISO_A-F | NEISO | NYISO_A-F | Internal | Shoulder | B13 | 600 | 600 | 0 | 55.73 | 55.39 | 3 | 0
2025 | NEISO_2_NYISO_A-F | NEISO | NYISO_A-F | Internal | Shoulder | B14 | 900 | 600 | 0 | 55.73 | 53.2 | 3 | 0
2025 | NEISO_2_NYISO_A-F | NEISO | NYISO_A-F | Internal | Shoulder | B15 | 1203 | 600 | 0 | 55.73 | 53.2 | 3 | 0
2025 | NEISO_2_NYISO_A-F | NEISO | NYISO_A-F | Internal | Summer | B1 | 10 | 600 | 0 | 84.66 | 69.6 | 3 | 0
2025 | NEISO_2_NYISO_A-F | NEISO | NYISO_A-F | Internal | Summer | B2 | 25 | 600 | 0 | 73.6 | 69.6 | 3 | 0
2025 | NEISO_2_NYISO_A-F | NEISO | NYISO_A-F | Internal | Summer | B3 | 75 | 600 | 600 | 63.52 | 69.6 | 3 | 3.08
2025 | NEISO_2_NYISO_A-F | NEISO | NYISO_A-F | Internal | Summer | B4 | 100 | 600 | 600 | 57.75 | 68.73 | 3 | 7.98
2025 | NEISO_2_NYISO_A-F | NEISO | NYISO_A-F | Internal | Summer | B5 | 200 | 600 | 600 | 57.75 | 62.57 | 3 | 1.82
2025 | NEISO_2_NYISO_A-F | NEISO | NYISO_A-F | Internal | Summer | B6 | 300 | 600 | 600 | 57.75 | 62.49 | 3 | 1.74
2025 | NEISO_2_NYISO_A-F | NEISO | NYISO_A-F | Internal | Summer | B7 | 400 | 600 | 0 | 57.75 | 56.91 | 3 | 0
2025 | NEISO_2_NYISO_A-F | NEISO | NYISO_A-F | Internal | Summer | B8 | 500 | 600 | 0 | 57.75 | 51.77 | 3 | 0
2025 | NEISO_2_NYISO_A-F | NEISO | NYISO_A-F | Internal | Summer | B9 | 800 | 600 | 0 | 55.09 | 50.42 | 3 | 0
2025 | NEISO_2_NYISO_A-F | NEISO | NYISO_A-F | Internal | Summer | B10 | 1262 | 600 | 0 | 53.42 | 50.42 | 3 | 0
2025 | NEISO_2_NYISO_A-F | NEISO | NYISO_A-F | Internal | Winter | B16 | 25 | 600 | 0 | 70.69 | 66.4 | 3 | 0
2025 | NEISO_2_NYISO_A-F | NEISO | NYISO_A-F | Internal | Winter | B17 | 100 | 600 | 0 | 64.48 | 60.31 | 3 | 0
2025 | NEISO_2_NYISO_A-F | NEISO | NYISO_A-F | Internal | Winter | B18 | 400 | 600 | 0 | 64.48 | 55.79 | 3 | 0
2025 | NEISO_2_NYISO_A-F | NEISO | NYISO_A-F | Internal | Winter | B19 | 700 | 600 | 0 | 64.48 | 55.79 | 3 | 0
2025 | NEISO_2_NYISO_A-F | NEISO | NYISO_A-F | Internal | Winter | B20 | 935 | 600 | 0 | 64.48 | 55.79 | 3 | 0
2025 | NEISO_2_NYISO_G-I | NEISO | NYISO_G-I | Internal | Shoulder | B11 | 25 | 600 | 600 | 56.24 | 65.26 | 3 | 6.03
2025 | NEISO_2_NYISO_G-I | NEISO | NYISO_G-I | Internal | Shoulder | B12 | 200 | 600 | 472.93 | 59.38 | 62.38 | 3 | 0
2025 | NEISO_2_NYISO_G-I | NEISO | NYISO_G-I | Internal | Shoulder | B13 | 600 | 600 | 600 | 55.73 | 62.38 | 3 | 3.65
2025 | NEISO_2_NYISO_G-I | NEISO | NYISO_G-I | Internal | Shoulder | B14 | 900 | 600 | 600 | 55.73 | 61.31 | 3 | 2.59
2025 | NEISO_2_NYISO_G-I | NEISO | NYISO_G-I | Internal | Shoulder | B15 | 1203 | 600 | 0 | 55.73 | 56.1 | 3 | 0
2025 | NEISO_2_NYISO_G-I | NEISO | NYISO_G-I | Internal | Summer | B1 | 10 | 600 | 600 | 84.66 | 128.65 | 3 | 40.99
2025 | NEISO_2_NYISO_G-I | NEISO | NYISO_G-I | Internal | Summer | B2 | 25 | 600 | 600 | 73.6 | 107.61 | 3 | 31.01
2025 | NEISO_2_NYISO_G-I | NEISO | NYISO_G-I | Internal | Summer | B3 | 75 | 600 | 600 | 63.52 | 92.44 | 3 | 25.92
2025 | NEISO_2_NYISO_G-I | NEISO | NYISO_G-I | Internal | Summer | B4 | 100 | 600 | 600 | 57.75 | 85.29 | 3 | 24.54
2025 | NEISO_2_NYISO_G-I | NEISO | NYISO_G-I | Internal | Summer | B5 | 200 | 600 | 600 | 57.75 | 77.16 | 3 | 16.41
2025 | NEISO_2_NYISO_G-I | NEISO | NYISO_G-I | Internal | Summer | B6 | 300 | 600 | 600 | 57.75 | 62.5 | 3 | 1.75
2025 | NEISO_2_NYISO_G-I | NEISO | NYISO_G-I | Internal | Summer | B7 | 400 | 600 | 382.47 | 57.75 | 60.75 | 3 | 0
2025 | NEISO_2_NYISO_G-I | NEISO | NYISO_G-I | Internal | Summer | B8 | 500 | 600 | 225.42 | 57.75 | 60.75 | 3 | 0
2025 | NEISO_2_NYISO_G-I | NEISO | NYISO_G-I | Internal | Summer | B9 | 800 | 600 | 29.8 | 55.09 | 58.09 | 3 | 0
2025 | NEISO_2_NYISO_G-I | NEISO | NYISO_G-I | Internal | Summer | B10 | 1262 | 600 | 0 | 53.42 | 53.21 | 3 | 0
2025 | NEISO_2_NYISO_G-I | NEISO | NYISO_G-I | Internal | Winter | B16 | 25 | 600 | 401.64 | 70.69 | 73.69 | 3 | 0
2025 | NEISO_2_NYISO_G-I | NEISO | NYISO_G-I | Internal | Winter | B17 | 100 | 600 | 600 | 64.48 | 70.19 | 3 | 2.71
2025 | NEISO_2_NYISO_G-I | NEISO | NYISO_G-I | Internal | Winter | B18 | 400 | 600 | 600 | 64.48 | 70.19 | 3 | 2.71
2025 | NEISO_2_NYISO_G-I | NEISO | NYISO_G-I | Internal | Winter | B19 | 700 | 600 | 590.79 | 64.48 | 67.48 | 3 | 0
2025 | NEISO_2_NYISO_G-I | NEISO | NYISO_G-I | Internal | Winter | B20 | 935 | 600 | 0 | 64.48 | 66.34 | 3 | 0
2025 | NEISO_2_NYISO_J-K | NEISO | NYISO_J-K | Internal | Shoulder | B11 | 25 | 520 | 520 | 56.24 | 65.28 | 3 | 6.04
2025 | NEISO_2_NYISO_J-K | NEISO | NYISO_J-K | Internal | Shoulder | B12 | 200 | 520 | 520 | 59.38 | 62.39 | 3 | 0.01
2025 | NEISO_2_NYISO_J-K | NEISO | NYISO_J-K | Internal | Shoulder | B13 | 600 | 520 | 520 | 55.73 | 62.39 | 3 | 3.67
2025 | NEISO_2_NYISO_J-K | NEISO | NYISO_J-K | Internal | Shoulder | B14 | 900 | 520 | 520 | 55.73 | 61.33 | 3 | 2.6
2025 | NEISO_2_NYISO_J-K | NEISO | NYISO_J-K | Internal | Shoulder | B15 | 1203 | 520 | 0 | 55.73 | 56.11 | 3 | 0
2025 | NEISO_2_NYISO_J-K | NEISO | NYISO_J-K | Internal | Summer | B1 | 10 | 520 | 520 | 84.66 | 128.66 | 3 | 41.01
2025 | NEISO_2_NYISO_J-K | NEISO | NYISO_J-K | Internal | Summer | B2 | 25 | 520 | 520 | 73.6 | 107.62 | 3 | 31.02
2025 | NEISO_2_NYISO_J-K | NEISO | NYISO_J-K | Internal | Summer | B3 | 75 | 520 | 520 | 63.52 | 92.45 | 3 | 25.94
2025 | NEISO_2_NYISO_J-K | NEISO | NYISO_J-K | Internal | Summer | B4 | 100 | 520 | 520 | 57.75 | 85.3 | 3 | 24.55
2025 | NEISO_2_NYISO_J-K | NEISO | NYISO_J-K | Internal | Summer | B5 | 200 | 520 | 520 | 57.75 | 82.86 | 3 | 22.11
2025 | NEISO_2_NYISO_J-K | NEISO | NYISO_J-K | Internal | Summer | B6 | 300 | 520 | 520 | 57.75 | 82.86 | 3 | 22.11
2025 | NEISO_2_NYISO_J-K | NEISO | NYISO_J-K | Internal | Summer | B7 | 400 | 520 | 520 | 57.75 | 61.83 | 3 | 1.08
2025 | NEISO_2_NYISO_J-K | NEISO | NYISO_J-K | Internal | Summer | B8 | 500 | 520 | 520 | 57.75 | 61.83 | 3 | 1.08
2025 | NEISO_2_NYISO_J-K | NEISO | NYISO_J-K | Internal | Summer | B9 | 800 | 520 | 520 | 55.09 | 58.1 | 3 | 0.01
2025 | NEISO_2_NYISO_J-K | NEISO | NYISO_J-K | Internal | Summer | B10 | 1262 | 520 | 0 | 53.42 | 53.23 | 3 | 0
2025 | NEISO_2_NYISO_J-K | NEISO | NYISO_J-K | Internal | Winter | B16 | 25 | 520 | 520 | 70.69 | 75.91 | 3 | 2.22
2025 | NEISO_2_NYISO_J-K | NEISO | NYISO_J-K | Internal | Winter | B17 | 100 | 520 | 520 | 64.48 | 72.8 | 3 | 5.32
2025 | NEISO_2_NYISO_J-K | NEISO | NYISO_J-K | Internal | Winter | B18 | 400 | 520 | 520 | 64.48 | 72.8 | 3 | 5.32
2025 | NEISO_2_NYISO_J-K | NEISO | NYISO_J-K | Internal | Winter | B19 | 700 | 520 | 520 | 64.48 | 72.8 | 3 | 5.32
2025 | NEISO_2_NYISO_J-K | NEISO | NYISO_J-K | Internal | Winter | B20 | 935 | 520 | 0 | 64.48 | 66.36 | 3 | 0
2025 | NonRTO_Midwest_2_MISO_IN | NonRTO_Midwest | MISO_IN | Internal | Shoulder | B11 | 25 | 4450 | 0 | 75.93 | 67.93 | 8 | 0
2025 | NonRTO_Midwest_2_MISO_IN | NonRTO_Midwest | MISO_IN | Internal | Shoulder | B12 | 200 | 4450 | 0 | 70.19 | 62.19 | 8 | 0
2025 | NonRTO_Midwest_2_MISO_IN | NonRTO_Midwest | MISO_IN | Internal | Shoulder | B13 | 600 | 4450 | 0 | 69.41 | 61.41 | 8 | 0
2025 | NonRTO_Midwest_2_MISO_IN | NonRTO_Midwest | MISO_IN | Internal | Shoulder | B14 | 900 | 4450 | 0 | 54.86 | 56.54 | 8 | 0
2025 | NonRTO_Midwest_2_MISO_IN | NonRTO_Midwest | MISO_IN | Internal | Shoulder | B15 | 1203 | 4450 | 0 | 44.26 | 44.27 | 8 | 0
2025 | NonRTO_Midwest_2_MISO_IN | NonRTO_Midwest | MISO_IN | Internal | Summer | B1 | 10 | 4450 | 0 | 107.61 | 104.23 | 8 | 0
2025 | NonRTO_Midwest_2_MISO_IN | NonRTO_Midwest | MISO_IN | Internal | Summer | B2 | 25 | 4450 | 0 | 107.61 | 99.61 | 8 | 0
2025 | NonRTO_Midwest_2_MISO_IN | NonRTO_Midwest | MISO_IN | Internal | Summer | B3 | 75 | 4450 | 0 | 107.41 | 99.41 | 8 | 0
2025 | NonRTO_Midwest_2_MISO_IN | NonRTO_Midwest | MISO_IN | Internal | Summer | B4 | 100 | 4450 | 0 | 104.93 | 96.93 | 8 | 0
2025 | NonRTO_Midwest_2_MISO_IN | NonRTO_Midwest | MISO_IN | Internal | Summer | B5 | 200 | 4450 | 0 | 81.16 | 73.16 | 8 | 0
2025 | NonRTO_Midwest_2_MISO_IN | NonRTO_Midwest | MISO_IN | Internal | Summer | B6 | 300 | 4450 | 0 | 70.5 | 62.5 | 8 | 0
2025 | NonRTO_Midwest_2_MISO_IN | NonRTO_Midwest | MISO_IN | Internal | Summer | B7 | 400 | 4450 | 0 | 67.42 | 60.34 | 8 | 0
2025 | NonRTO_Midwest_2_MISO_IN | NonRTO_Midwest | MISO_IN | Internal | Summer | B8 | 500 | 4450 | 0 | 51.51 | 55.59 | 8 | 0
2025 | NonRTO_Midwest_2_MISO_IN | NonRTO_Midwest | MISO_IN | Internal | Summer | B9 | 800 | 4450 | 0 | 48.85 | 49.93 | 8 | 0
2025 | NonRTO_Midwest_2_MISO_IN | NonRTO_Midwest | MISO_IN | Internal | Summer | B10 | 1262 | 4450 | 0 | 40.42 | 41.54 | 8 | 0
2025 | NonRTO_Midwest_2_MISO_IN | NonRTO_Midwest | MISO_IN | Internal | Winter | B16 | 25 | 4450 | 0 | 75.91 | 67.91 | 8 | 0
2025 | NonRTO_Midwest_2_MISO_IN | NonRTO_Midwest | MISO_IN | Internal | Winter | B17 | 100 | 4450 | 0 | 72 | 64 | 8 | 0
2025 | NonRTO_Midwest_2_MISO_IN | NonRTO_Midwest | MISO_IN | Internal | Winter | B18 | 400 | 4450 | 0 | 69.8 | 61.8 | 8 | 0
2025 | NonRTO_Midwest_2_MISO_IN | NonRTO_Midwest | MISO_IN | Internal | Winter | B19 | 700 | 4450 | 0 | 57.1 | 57.72 | 8 | 0
2025 | NonRTO_Midwest_2_MISO_IN | NonRTO_Midwest | MISO_IN | Internal | Winter | B20 | 935 | 4450 | 0 | 44.05 | 44.07 | 8 | 0
2025 | NonRTO_Midwest_2_TVA_Transmission | NonRTO_Midwest | TVA_Transmission | Internal | Shoulder | B11 | 25 | 2400 | 0 | 75.93 | 73.53 | 8 | 0
2025 | NonRTO_Midwest_2_TVA_Transmission | NonRTO_Midwest | TVA_Transmission | Internal | Shoulder | B12 | 200 | 2400 | 0 | 70.19 | 67.69 | 8 | 0
2025 | NonRTO_Midwest_2_TVA_Transmission | NonRTO_Midwest | TVA_Transmission | Internal | Shoulder | B13 | 600 | 2400 | 0 | 69.41 | 65.89 | 8 | 0
2025 | NonRTO_Midwest_2_TVA_Transmission | NonRTO_Midwest | TVA_Transmission | Internal | Shoulder | B14 | 900 | 2400 | 177.9 | 54.86 | 62.86 | 8 | 0
2025 | NonRTO_Midwest_2_TVA_Transmission | NonRTO_Midwest | TVA_Transmission | Internal | Shoulder | B15 | 1203 | 2400 | 837.27 | 44.26 | 52.26 | 8 | 0
2025 | NonRTO_Midwest_2_TVA_Transmission | NonRTO_Midwest | TVA_Transmission | Internal | Summer | B1 | 10 | 2400 | 0 | 107.61 | 112.22 | 8 | 0
2025 | NonRTO_Midwest_2_TVA_Transmission | NonRTO_Midwest | TVA_Transmission | Internal | Summer | B2 | 25 | 2400 | 0 | 107.61 | 107.58 | 8 | 0
2025 | NonRTO_Midwest_2_TVA_Transmission | NonRTO_Midwest | TVA_Transmission | Internal | Summer | B3 | 75 | 2400 | 0 | 107.41 | 106.46 | 8 | 0
2025 | NonRTO_Midwest_2_TVA_Transmission | NonRTO_Midwest | TVA_Transmission | Internal | Summer | B4 | 100 | 2400 | 0 | 104.93 | 103.89 | 8 | 0
2025 | NonRTO_Midwest_2_TVA_Transmission | NonRTO_Midwest | TVA_Transmission | Internal | Summer | B5 | 200 | 2400 | 0 | 81.16 | 77.16 | 8 | 0
2025 | NonRTO_Midwest_2_TVA_Transmission | NonRTO_Midwest | TVA_Transmission | Internal | Summer | B6 | 300 | 2400 | 0 | 70.5 | 68.07 | 8 | 0
2025 | NonRTO_Midwest_2_TVA_Transmission | NonRTO_Midwest | TVA_Transmission | Internal | Summer | B7 | 400 | 2400 | 0 | 67.42 | 66 | 8 | 0
2025 | NonRTO_Midwest_2_TVA_Transmission | NonRTO_Midwest | TVA_Transmission | Internal | Summer | B8 | 500 | 2400 | 558.19 | 51.51 | 59.51 | 8 | 0
2025 | NonRTO_Midwest_2_TVA_Transmission | NonRTO_Midwest | TVA_Transmission | Internal | Summer | B9 | 800 | 2400 | 1071.18 | 48.85 | 56.85 | 8 | 0
2025 | NonRTO_Midwest_2_TVA_Transmission | NonRTO_Midwest | TVA_Transmission | Internal | Summer | B10 | 1262 | 2400 | 1654.87 | 40.42 | 48.42 | 8 | 0
2025 | NonRTO_Midwest_2_TVA_Transmission | NonRTO_Midwest | TVA_Transmission | Internal | Winter | B16 | 25 | 2400 | 0 | 75.91 | 75.89 | 8 | 0
2025 | NonRTO_Midwest_2_TVA_Transmission | NonRTO_Midwest | TVA_Transmission | Internal | Winter | B17 | 100 | 2400 | 0 | 72 | 70.17 | 8 | 0
2025 | NonRTO_Midwest_2_TVA_Transmission | NonRTO_Midwest | TVA_Transmission | Internal | Winter | B18 | 400 | 2400 | 0 | 69.8 | 66.5 | 8 | 0
2025 | NonRTO_Midwest_2_TVA_Transmission | NonRTO_Midwest | TVA_Transmission | Internal | Winter | B19 | 700 | 2400 | 0 | 57.1 | 63.98 | 8 | 0
2025 | NonRTO_Midwest_2_TVA_Transmission | NonRTO_Midwest | TVA_Transmission | Internal | Winter | B20 | 935 | 2400 | 530.89 | 44.05 | 52.05 | 8 | 0
2025 | NYISO_A-F_2_IESO | NYISO_A-F | IESO | Internal | Shoulder | B11 | 25 | 1600 | 0 | 59.24 | 52.24 | 7 | 0
2025 | NYISO_A-F_2_IESO | NYISO_A-F | IESO | Internal | Shoulder | B12 | 200 | 1600 | 0 | 58.04 | 51.04 | 7 | 0
2025 | NYISO_A-F_2_IESO | NYISO_A-F | IESO | Internal | Shoulder | B13 | 600 | 1600 | 0 | 55.39 | 48.39 | 7 | 0
2025 | NYISO_A-F_2_IESO | NYISO_A-F | IESO | Internal | Shoulder | B14 | 900 | 1600 | 0 | 53.2 | 46.2 | 7 | 0
2025 | NYISO_A-F_2_IESO | NYISO_A-F | IESO | Internal | Shoulder | B15 | 1203 | 1600 | 0 | 53.2 | 46.2 | 7 | 0
2025 | NYISO_A-F_2_IESO | NYISO_A-F | IESO | Internal | Summer | B1 | 10 | 1600 | 0 | 69.6 | 64.85 | 7 | 0
2025 | NYISO_A-F_2_IESO | NYISO_A-F | IESO | Internal | Summer | B2 | 25 | 1600 | 0 | 69.6 | 64.85 | 7 | 0
2025 | NYISO_A-F_2_IESO | NYISO_A-F | IESO | Internal | Summer | B3 | 75 | 1600 | 0 | 69.6 | 64.85 | 7 | 0
2025 | NYISO_A-F_2_IESO | NYISO_A-F | IESO | Internal | Summer | B4 | 100 | 1600 | 0 | 68.73 | 61.73 | 7 | 0
2025 | NYISO_A-F_2_IESO | NYISO_A-F | IESO | Internal | Summer | B5 | 200 | 1600 | 0 | 62.57 | 59.26 | 7 | 0
2025 | NYISO_A-F_2_IESO | NYISO_A-F | IESO | Internal | Summer | B6 | 300 | 1600 | 0 | 62.49 | 55.49 | 7 | 0
2025 | NYISO_A-F_2_IESO | NYISO_A-F | IESO | Internal | Summer | B7 | 400 | 1600 | 0 | 56.91 | 49.91 | 7 | 0
2025 | NYISO_A-F_2_IESO | NYISO_A-F | IESO | Internal | Summer | B8 | 500 | 1600 | 0 | 51.77 | 44.77 | 7 | 0
2025 | NYISO_A-F_2_IESO | NYISO_A-F | IESO | Internal | Summer | B9 | 800 | 1600 | 0 | 50.42 | 42.94 | 7 | 0
2025 | NYISO_A-F_2_IESO | NYISO_A-F | IESO | Internal | Summer | B10 | 1262 | 1600 | 0 | 50.42 | 42.94 | 7 | 0
2025 | NYISO_A-F_2_IESO | NYISO_A-F | IESO | Internal | Winter | B16 | 25 | 1600 | 0 | 66.4 | 60.87 | 7 | 0
2025 | NYISO_A-F_2_IESO | NYISO_A-F | IESO | Internal | Winter | B17 | 100 | 1600 | 0 | 60.31 | 53.31 | 7 | 0
2025 | NYISO_A-F_2_IESO | NYISO_A-F | IESO | Internal | Winter | B18 | 400 | 1600 | 0 | 55.79 | 48.79 | 7 | 0
2025 | NYISO_A-F_2_IESO | NYISO_A-F | IESO | Internal | Winter | B19 | 700 | 1600 | 0 | 55.79 | 48.79 | 7 | 0
2025 | NYISO_A-F_2_IESO | NYISO_A-F | IESO | Internal | Winter | B20 | 935 | 1600 | 0 | 55.79 | 48.79 | 7 | 0
2025 | NYISO_A-F_2_NEISO | NYISO_A-F | NEISO | Internal | Shoulder | B11 | 25 | 600 | 0 | 59.24 | 56.24 | 3 | 0
2025 | NYISO_A-F_2_NEISO | NYISO_A-F | NEISO | Internal | Shoulder | B12 | 200 | 600 | 0 | 58.04 | 59.38 | 3 | 0
2025 | NYISO_A-F_2_NEISO | NYISO_A-F | NEISO | Internal | Shoulder | B13 | 600 | 600 | 0 | 55.39 | 55.73 | 3 | 0
2025 | NYISO_A-F_2_NEISO | NYISO_A-F | NEISO | Internal | Shoulder | B14 | 900 | 600 | 0 | 53.2 | 55.73 | 3 | 0
2025 | NYISO_A-F_2_NEISO | NYISO_A-F | NEISO | Internal | Shoulder | B15 | 1203 | 600 | 0 | 53.2 | 55.73 | 3 | 0
2025 | NYISO_A-F_2_NEISO | NYISO_A-F | NEISO | Internal | Summer | B1 | 10 | 600 | 600 | 69.6 | 84.66 | 3 | 12.06
2025 | NYISO_A-F_2_NEISO | NYISO_A-F | NEISO | Internal | Summer | B2 | 25 | 600 | 600 | 69.6 | 73.6 | 3 | 1
2025 | NYISO_A-F_2_NEISO | NYISO_A-F | NEISO | Internal | Summer | B3 | 75 | 600 | 0 | 69.6 | 63.52 | 3 | 0
2025 | NYISO_A-F_2_NEISO | NYISO_A-F | NEISO | Internal | Summer | B4 | 100 | 600 | 0 | 68.73 | 57.75 | 3 | 0
2025 | NYISO_A-F_2_NEISO | NYISO_A-F | NEISO | Internal | Summer | B5 | 200 | 600 | 0 | 62.57 | 57.75 | 3 | 0
2025 | NYISO_A-F_2_NEISO | NYISO_A-F | NEISO | Internal | Summer | B6 | 300 | 600 | 0 | 62.49 | 57.75 | 3 | 0
2025 | NYISO_A-F_2_NEISO | NYISO_A-F | NEISO | Internal | Summer | B7 | 400 | 600 | 0 | 56.91 | 57.75 | 3 | 0
2025 | NYISO_A-F_2_NEISO | NYISO_A-F | NEISO | Internal | Summer | B8 | 500 | 600 | 600 | 51.77 | 57.75 | 3 | 2.98
2025 | NYISO_A-F_2_NEISO | NYISO_A-F | NEISO | Internal | Summer | B9 | 800 | 600 | 600 | 50.42 | 55.09 | 3 | 1.67
2025 | NYISO_A-F_2_NEISO | NYISO_A-F | NEISO | Internal | Summer | B10 | 1262 | 600 | 393.69 | 50.42 | 53.42 | 3 | 0
2025 | NYISO_A-F_2_NEISO | NYISO_A-F | NEISO | Internal | Winter | B16 | 25 | 600 | 600 | 66.4 | 70.69 | 3 | 1.3
2025 | NYISO_A-F_2_NEISO | NYISO_A-F | NEISO | Internal | Winter | B17 | 100 | 600 | 600 | 60.31 | 64.48 | 3 | 1.17
2025 | NYISO_A-F_2_NEISO | NYISO_A-F | NEISO | Internal | Winter | B18 | 400 | 600 | 600 | 55.79 | 64.48 | 3 | 5.69
2025 | NYISO_A-F_2_NEISO | NYISO_A-F | NEISO | Internal | Winter | B19 | 700 | 600 | 600 | 55.79 | 64.48 | 3 | 5.69
2025 | NYISO_A-F_2_NEISO | NYISO_A-F | NEISO | Internal | Winter | B20 | 935 | 600 | 600 | 55.79 | 64.48 | 3 | 5.69
2025 | NYISO_A-F_2_NYISO_G-I | NYISO_A-F | NYISO_G-I | Internal | Shoulder | B11 | 25 | 4888 | 4888 | 59.24 | 65.26 | 0.01 | 6.01
2025 | NYISO_A-F_2_NYISO_G-I | NYISO_A-F | NYISO_G-I | Internal | Shoulder | B12 | 200 | 4888 | 4888 | 58.04 | 62.38 | 0.01 | 4.33
2025 | NYISO_A-F_2_NYISO_G-I | NYISO_A-F | NYISO_G-I | Internal | Shoulder | B13 | 600 | 4888 | 4888 | 55.39 | 62.38 | 0.01 | 6.97
2025 | NYISO_A-F_2_NYISO_G-I | NYISO_A-F | NYISO_G-I | Internal | Shoulder | B14 | 900 | 4888 | 4888 | 53.2 | 61.31 | 0.01 | 8.11
2025 | NYISO_A-F_2_NYISO_G-I | NYISO_A-F | NYISO_G-I | Internal | Shoulder | B15 | 1203 | 4888 | 4888 | 53.2 | 56.1 | 0.01 | 2.89
2025 | NYISO_A-F_2_NYISO_G-I | NYISO_A-F | NYISO_G-I | Internal | Summer | B1 | 10 | 4888 | 4888 | 69.6 | 128.65 | 0.01 | 59.04
2025 | NYISO_A-F_2_NYISO_G-I | NYISO_A-F | NYISO_G-I | Internal | Summer | B2 | 25 | 4888 | 4888 | 69.6 | 107.61 | 0.01 | 38
2025 | NYISO_A-F_2_NYISO_G-I | NYISO_A-F | NYISO_G-I | Internal | Summer | B3 | 75 | 4888 | 4888 | 69.6 | 92.44 | 0.01 | 22.83
2025 | NYISO_A-F_2_NYISO_G-I | NYISO_A-F | NYISO_G-I | Internal | Summer | B4 | 100 | 4888 | 4888 | 68.73 | 85.29 | 0.01 | 16.55
2025 | NYISO_A-F_2_NYISO_G-I | NYISO_A-F | NYISO_G-I | Internal | Summer | B5 | 200 | 4888 | 4888 | 62.57 | 77.16 | 0.01 | 14.58
2025 | NYISO_A-F_2_NYISO_G-I | NYISO_A-F | NYISO_G-I | Internal | Summer | B6 | 300 | 4888 | 4864.01 | 62.49 | 62.5 | 0.01 | 0
2025 | NYISO_A-F_2_NYISO_G-I | NYISO_A-F | NYISO_G-I | Internal | Summer | B7 | 400 | 4888 | 4888 | 56.91 | 60.75 | 0.01 | 3.83
2025 | NYISO_A-F_2_NYISO_G-I | NYISO_A-F | NYISO_G-I | Internal | Summer | B8 | 500 | 4888 | 4888 | 51.77 | 60.75 | 0.01 | 8.97
2025 | NYISO_A-F_2_NYISO_G-I | NYISO_A-F | NYISO_G-I | Internal | Summer | B9 | 800 | 4888 | 4888 | 50.42 | 58.09 | 0.01 | 7.66
2025 | NYISO_A-F_2_NYISO_G-I | NYISO_A-F | NYISO_G-I | Internal | Summer | B10 | 1262 | 4888 | 4888 | 50.42 | 53.21 | 0.01 | 2.78
2025 | NYISO_A-F_2_NYISO_G-I | NYISO_A-F | NYISO_G-I | Internal | Winter | B16 | 25 | 4888 | 4888 | 66.4 | 73.69 | 0.01 | 7.29
2025 | NYISO_A-F_2_NYISO_G-I | NYISO_A-F | NYISO_G-I | Internal | Winter | B17 | 100 | 4888 | 4888 | 60.31 | 70.19 | 0.01 | 9.87
2025 | NYISO_A-F_2_NYISO_G-I | NYISO_A-F | NYISO_G-I | Internal | Winter | B18 | 400 | 4888 | 4888 | 55.79 | 70.19 | 0.01 | 14.39
2025 | NYISO_A-F_2_NYISO_G-I | NYISO_A-F | NYISO_G-I | Internal | Winter | B19 | 700 | 4888 | 4888 | 55.79 | 67.48 | 0.01 | 11.68
2025 | NYISO_A-F_2_NYISO_G-I | NYISO_A-F | NYISO_G-I | Internal | Winter | B20 | 935 | 4888 | 4888 | 55.79 | 66.34 | 0.01 | 10.55
2025 | NYISO_A-F_2_PJM_ROM | NYISO_A-F | PJM_ROM | Internal | Shoulder | B11 | 25 | 1000 | 1000 | 59.24 | 68.47 | 8 | 1.23
2025 | NYISO_A-F_2_PJM_ROM | NYISO_A-F | PJM_ROM | Internal | Shoulder | B12 | 200 | 1000 | 0 | 58.04 | 64.15 | 8 | 0
2025 | NYISO_A-F_2_PJM_ROM | NYISO_A-F | PJM_ROM | Internal | Shoulder | B13 | 600 | 1000 | 906.26 | 55.39 | 63.39 | 8 | 0
2025 | NYISO_A-F_2_PJM_ROM | NYISO_A-F | PJM_ROM | Internal | Shoulder | B14 | 900 | 1000 | 0 | 53.2 | 58.55 | 8 | 0
2025 | NYISO_A-F_2_PJM_ROM | NYISO_A-F | PJM_ROM | Internal | Shoulder | B15 | 1203 | 1000 | 0 | 53.2 | 46.27 | 8 | 0
2025 | NYISO_A-F_2_PJM_ROM | NYISO_A-F | PJM_ROM | Internal | Summer | B1 | 10 | 1000 | 1000 | 69.6 | 106.23 | 8 | 28.63
2025 | NYISO_A-F_2_PJM_ROM | NYISO_A-F | PJM_ROM | Internal | Summer | B2 | 25 | 1000 | 1000 | 69.6 | 101.6 | 8 | 24
2025 | NYISO_A-F_2_PJM_ROM | NYISO_A-F | PJM_ROM | Internal | Summer | B3 | 75 | 1000 | 1000 | 69.6 | 100.45 | 8 | 22.85
2025 | NYISO_A-F_2_PJM_ROM | NYISO_A-F | PJM_ROM | Internal | Summer | B4 | 100 | 1000 | 1000 | 68.73 | 97.88 | 8 | 21.15
2025 | NYISO_A-F_2_PJM_ROM | NYISO_A-F | PJM_ROM | Internal | Summer | B5 | 200 | 1000 | 1000 | 62.57 | 71.15 | 8 | 0.58
2025 | NYISO_A-F_2_PJM_ROM | NYISO_A-F | PJM_ROM | Internal | Summer | B6 | 300 | 1000 | 0 | 62.49 | 63.6 | 8 | 0
2025 | NYISO_A-F_2_PJM_ROM | NYISO_A-F | PJM_ROM | Internal | Summer | B7 | 400 | 1000 | 0 | 56.91 | 61.11 | 8 | 0
2025 | NYISO_A-F_2_PJM_ROM | NYISO_A-F | PJM_ROM | Internal | Summer | B8 | 500 | 1000 | 0 | 51.77 | 57.6 | 8 | 0
2025 | NYISO_A-F_2_PJM_ROM | NYISO_A-F | PJM_ROM | Internal | Summer | B9 | 800 | 1000 | 0 | 50.42 | 51.94 | 8 | 0
2025 | NYISO_A-F_2_PJM_ROM | NYISO_A-F | PJM_ROM | Internal | Summer | B10 | 1262 | 1000 | 0 | 50.42 | 43.53 | 8 | 0
2025 | NYISO_A-F_2_PJM_ROM | NYISO_A-F | PJM_ROM | Internal | Winter | B16 | 25 | 1000 | 0 | 66.4 | 69.9 | 8 | 0
2025 | NYISO_A-F_2_PJM_ROM | NYISO_A-F | PJM_ROM | Internal | Winter | B17 | 100 | 1000 | 0 | 60.31 | 65.98 | 8 | 0
2025 | NYISO_A-F_2_PJM_ROM | NYISO_A-F | PJM_ROM | Internal | Winter | B18 | 400 | 1000 | 278.44 | 55.79 | 63.79 | 8 | 0
2025 | NYISO_A-F_2_PJM_ROM | NYISO_A-F | PJM_ROM | Internal | Winter | B19 | 700 | 1000 | 0 | 55.79 | 59.71 | 8 | 0
2025 | NYISO_A-F_2_PJM_ROM | NYISO_A-F | PJM_ROM | Internal | Winter | B20 | 935 | 1000 | 0 | 55.79 | 46.06 | 8 | 0
2025 | NYISO_G-I_2_NEISO | NYISO_G-I | NEISO | Internal | Shoulder | B11 | 25 | 600 | 0 | 65.26 | 56.24 | 3 | 0
2025 | NYISO_G-I_2_NEISO | NYISO_G-I | NEISO | Internal | Shoulder | B12 | 200 | 600 | 0 | 62.38 | 59.38 | 3 | 0
2025 | NYISO_G-I_2_NEISO | NYISO_G-I | NEISO | Internal | Shoulder | B13 | 600 | 600 | 0 | 62.38 | 55.73 | 3 | 0
2025 | NYISO_G-I_2_NEISO | NYISO_G-I | NEISO | Internal | Shoulder | B14 | 900 | 600 | 0 | 61.31 | 55.73 | 3 | 0
2025 | NYISO_G-I_2_NEISO | NYISO_G-I | NEISO | Internal | Shoulder | B15 | 1203 | 600 | 0 | 56.1 | 55.73 | 3 | 0
2025 | NYISO_G-I_2_NEISO | NYISO_G-I | NEISO | Internal | Summer | B1 | 10 | 600 | 0 | 128.65 | 84.66 | 3 | 0
2025 | NYISO_G-I_2_NEISO | NYISO_G-I | NEISO | Internal | Summer | B2 | 25 | 600 | 0 | 107.61 | 73.6 | 3 | 0
2025 | NYISO_G-I_2_NEISO | NYISO_G-I | NEISO | Internal | Summer | B3 | 75 | 600 | 0 | 92.44 | 63.52 | 3 | 0
2025 | NYISO_G-I_2_NEISO | NYISO_G-I | NEISO | Internal | Summer | B4 | 100 | 600 | 0 | 85.29 | 57.75 | 3 | 0
2025 | NYISO_G-I_2_NEISO | NYISO_G-I | NEISO | Internal | Summer | B5 | 200 | 600 | 0 | 77.16 | 57.75 | 3 | 0
2025 | NYISO_G-I_2_NEISO | NYISO_G-I | NEISO | Internal | Summer | B6 | 300 | 600 | 0 | 62.5 | 57.75 | 3 | 0
2025 | NYISO_G-I_2_NEISO | NYISO_G-I | NEISO | Internal | Summer | B7 | 400 | 600 | 0 | 60.75 | 57.75 | 3 | 0
2025 | NYISO_G-I_2_NEISO | NYISO_G-I | NEISO | Internal | Summer | B8 | 500 | 600 | 0 | 60.75 | 57.75 | 3 | 0
2025 | NYISO_G-I_2_NEISO | NYISO_G-I | NEISO | Internal | Summer | B9 | 800 | 600 | 0 | 58.09 | 55.09 | 3 | 0
2025 | NYISO_G-I_2_NEISO | NYISO_G-I | NEISO | Internal | Summer | B10 | 1262 | 600 | 0 | 53.21 | 53.42 | 3 | 0
2025 | NYISO_G-I_2_NEISO | NYISO_G-I | NEISO | Internal | Winter | B16 | 25 | 600 | 0 | 73.69 | 70.69 | 3 | 0
2025 | NYISO_G-I_2_NEISO | NYISO_G-I | NEISO | Internal | Winter | B17 | 100 | 600 | 0 | 70.19 | 64.48 | 3 | 0
2025 | NYISO_G-I_2_NEISO | NYISO_G-I | NEISO | Internal | Winter | B18 | 400 | 600 | 0 | 70.19 | 64.48 | 3 | 0
2025 | NYISO_G-I_2_NEISO | NYISO_G-I | NEISO | Internal | Winter | B19 | 700 | 600 | 0 | 67.48 | 64.48 | 3 | 0
2025 | NYISO_G-I_2_NEISO | NYISO_G-I | NEISO | Internal | Winter | B20 | 935 | 600 | 0 | 66.34 | 64.48 | 3 | 0
2025 | NYISO_G-I_2_NYISO_A-F | NYISO_G-I | NYISO_A-F | Internal | Shoulder | B11 | 25 | 2637 | 0 | 65.26 | 59.24 | 0.01 | 0
2025 | NYISO_G-I_2_NYISO_A-F | NYISO_G-I | NYISO_A-F | Internal | Shoulder | B12 | 200 | 2637 | 0 | 62.38 | 58.04 | 0.01 | 0
2025 | NYISO_G-I_2_NYISO_A-F | NYISO_G-I | NYISO_A-F | Internal | Shoulder | B13 | 600 | 2637 | 0 | 62.38 | 55.39 | 0.01 | 0
2025 | NYISO_G-I_2_NYISO_A-F | NYISO_G-I | NYISO_A-F | Internal | Shoulder | B14 | 900 | 2637 | 0 | 61.31 | 53.2 | 0.01 | 0
2025 | NYISO_G-I_2_NYISO_A-F | NYISO_G-I | NYISO_A-F | Internal | Shoulder | B15 | 1203 | 2637 | 0 | 56.1 | 53.2 | 0.01 | 0
2025 | NYISO_G-I_2_NYISO_A-F | NYISO_G-I | NYISO_A-F | Internal | Summer | B1 | 10 | 2637 | 0 | 128.65 | 69.6 | 0.01 | 0
2025 | NYISO_G-I_2_NYISO_A-F | NYISO_G-I | NYISO_A-F | Internal | Summer | B2 | 25 | 2637 | 0 | 107.61 | 69.6 | 0.01 | 0
2025 | NYISO_G-I_2_NYISO_A-F | NYISO_G-I | NYISO_A-F | Internal | Summer | B3 | 75 | 2637 | 0 | 92.44 | 69.6 | 0.01 | 0
2025 | NYISO_G-I_2_NYISO_A-F | NYISO_G-I | NYISO_A-F | Internal | Summer | B4 | 100 | 2637 | 0 | 85.29 | 68.73 | 0.01 | 0
2025 | NYISO_G-I_2_NYISO_A-F | NYISO_G-I | NYISO_A-F | Internal | Summer | B5 | 200 | 2637 | 0 | 77.16 | 62.57 | 0.01 | 0
2025 | NYISO_G-I_2_NYISO_A-F | NYISO_G-I | NYISO_A-F | Internal | Summer | B6 | 300 | 2637 | 0 | 62.5 | 62.49 | 0.01 | 0
2025 | NYISO_G-I_2_NYISO_A-F | NYISO_G-I | NYISO_A-F | Internal | Summer | B7 | 400 | 2637 | 0 | 60.75 | 56.91 | 0.01 | 0
2025 | NYISO_G-I_2_NYISO_A-F | NYISO_G-I | NYISO_A-F | Internal | Summer | B8 | 500 | 2637 | 0 | 60.75 | 51.77 | 0.01 | 0
2025 | NYISO_G-I_2_NYISO_A-F | NYISO_G-I | NYISO_A-F | Internal | Summer | B9 | 800 | 2637 | 0 | 58.09 | 50.42 | 0.01 | 0
2025 | NYISO_G-I_2_NYISO_A-F | NYISO_G-I | NYISO_A-F | Internal | Summer | B10 | 1262 | 2637 | 0 | 53.21 | 50.42 | 0.01 | 0
2025 | NYISO_G-I_2_NYISO_A-F | NYISO_G-I | NYISO_A-F | Internal | Winter | B16 | 25 | 2637 | 0 | 73.69 | 66.4 | 0.01 | 0
2025 | NYISO_G-I_2_NYISO_A-F | NYISO_G-I | NYISO_A-F | Internal | Winter | B17 | 100 | 2637 | 0 | 70.19 | 60.31 | 0.01 | 0
2025 | NYISO_G-I_2_NYISO_A-F | NYISO_G-I | NYISO_A-F | Internal | Winter | B18 | 400 | 2637 | 0 | 70.19 | 55.79 | 0.01 | 0
2025 | NYISO_G-I_2_NYISO_A-F | NYISO_G-I | NYISO_A-F | Internal | Winter | B19 | 700 | 2637 | 0 | 67.48 | 55.79 | 0.01 | 0
2025 | NYISO_G-I_2_NYISO_A-F | NYISO_G-I | NYISO_A-F | Internal | Winter | B20 | 935 | 2637 | 0 | 66.34 | 55.79 | 0.01 | 0
2025 | NYISO_G-I_2_NYISO_J-K | NYISO_G-I | NYISO_J-K | Internal | Shoulder | B11 | 25 | 6130 | 5729.48 | 65.26 | 65.28 | 0.01 | 0
2025 | NYISO_G-I_2_NYISO_J-K | NYISO_G-I | NYISO_J-K | Internal | Shoulder | B12 | 200 | 6130 | 5664.71 | 62.38 | 62.39 | 0.01 | 0
2025 | NYISO_G-I_2_NYISO_J-K | NYISO_G-I | NYISO_J-K | Internal | Shoulder | B13 | 600 | 6130 | 5368.65 | 62.38 | 62.39 | 0.01 | 0
2025 | NYISO_G-I_2_NYISO_J-K | NYISO_G-I | NYISO_J-K | Internal | Shoulder | B14 | 900 | 6130 | 5243.66 | 61.31 | 61.33 | 0.01 | 0
2025 | NYISO_G-I_2_NYISO_J-K | NYISO_G-I | NYISO_J-K | Internal | Shoulder | B15 | 1203 | 6130 | 5587.41 | 56.1 | 56.11 | 0.01 | 0
2025 | NYISO_G-I_2_NYISO_J-K | NYISO_G-I | NYISO_J-K | Internal | Summer | B1 | 10 | 6130 | 5482.08 | 128.65 | 128.66 | 0.01 | 0
2025 | NYISO_G-I_2_NYISO_J-K | NYISO_G-I | NYISO_J-K | Internal | Summer | B2 | 25 | 6130 | 5217.91 | 107.61 | 107.62 | 0.01 | 0
2025 | NYISO_G-I_2_NYISO_J-K | NYISO_G-I | NYISO_J-K | Internal | Summer | B3 | 75 | 6130 | 4123.27 | 92.44 | 92.45 | 0.01 | 0
2025 | NYISO_G-I_2_NYISO_J-K | NYISO_G-I | NYISO_J-K | Internal | Summer | B4 | 100 | 6130 | 4332.02 | 85.29 | 85.3 | 0.01 | 0
2025 | NYISO_G-I_2_NYISO_J-K | NYISO_G-I | NYISO_J-K | Internal | Summer | B5 | 200 | 6130 | 6130 | 77.16 | 82.86 | 0.01 | 5.69
2025 | NYISO_G-I_2_NYISO_J-K | NYISO_G-I | NYISO_J-K | Internal | Summer | B6 | 300 | 6130 | 6130 | 62.5 | 82.86 | 0.01 | 20.35
2025 | NYISO_G-I_2_NYISO_J-K | NYISO_G-I | NYISO_J-K | Internal | Summer | B7 | 400 | 6130 | 6130 | 60.75 | 61.83 | 0.01 | 1.07
2025 | NYISO_G-I_2_NYISO_J-K | NYISO_G-I | NYISO_J-K | Internal | Summer | B8 | 500 | 6130 | 6130 | 60.75 | 61.83 | 0.01 | 1.07
2025 | NYISO_G-I_2_NYISO_J-K | NYISO_G-I | NYISO_J-K | Internal | Summer | B9 | 800 | 6130 | 5580.53 | 58.09 | 58.1 | 0.01 | 0
2025 | NYISO_G-I_2_NYISO_J-K | NYISO_G-I | NYISO_J-K | Internal | Summer | B10 | 1262 | 6130 | 5800.4 | 53.21 | 53.23 | 0.01 | 0
2025 | NYISO_G-I_2_NYISO_J-K | NYISO_G-I | NYISO_J-K | Internal | Winter | B16 | 25 | 6130 | 6130 | 73.69 | 75.91 | 0.01 | 2.2
2025 | NYISO_G-I_2_NYISO_J-K | NYISO_G-I | NYISO_J-K | Internal | Winter | B17 | 100 | 6130 | 6130 | 70.19 | 72.8 | 0.01 | 2.6
2025 | NYISO_G-I_2_NYISO_J-K | NYISO_G-I | NYISO_J-K | Internal | Winter | B18 | 400 | 6130 | 6130 | 70.19 | 72.8 | 0.01 | 2.6
2025 | NYISO_G-I_2_NYISO_J-K | NYISO_G-I | NYISO_J-K | Internal | Winter | B19 | 700 | 6130 | 6130 | 67.48 | 72.8 | 0.01 | 5.31
2025 | NYISO_G-I_2_NYISO_J-K | NYISO_G-I | NYISO_J-K | Internal | Winter | B20 | 935 | 6130 | 5964.99 | 66.34 | 66.36 | 0.01 | 0
2025 | NYISO_G-I_2_PJM_E | NYISO_G-I | PJM_E | Internal | Shoulder | B11 | 25 | 1500 | 0 | 65.26 | 68.45 | 8 | 0
2025 | NYISO_G-I_2_PJM_E | NYISO_G-I | PJM_E | Internal | Shoulder | B12 | 200 | 1500 | 0 | 62.38 | 64.14 | 8 | 0
2025 | NYISO_G-I_2_PJM_E | NYISO_G-I | PJM_E | Internal | Shoulder | B13 | 600 | 1500 | 0 | 62.38 | 63.41 | 8 | 0
2025 | NYISO_G-I_2_PJM_E | NYISO_G-I | PJM_E | Internal | Shoulder | B14 | 900 | 1500 | 0 | 61.31 | 58.56 | 8 | 0
2025 | NYISO_G-I_2_PJM_E | NYISO_G-I | PJM_E | Internal | Shoulder | B15 | 1203 | 1500 | 0 | 56.1 | 46.28 | 8 | 0
2025 | NYISO_G-I_2_PJM_E | NYISO_G-I | PJM_E | Internal | Summer | B1 | 10 | 1500 | 0 | 128.65 | 106.24 | 8 | 0
2025 | NYISO_G-I_2_PJM_E | NYISO_G-I | PJM_E | Internal | Summer | B2 | 25 | 1500 | 0 | 107.61 | 101.61 | 8 | 0
2025 | NYISO_G-I_2_PJM_E | NYISO_G-I | PJM_E | Internal | Summer | B3 | 75 | 1500 | 1436.64 | 92.44 | 100.44 | 8 | 0
2025 | NYISO_G-I_2_PJM_E | NYISO_G-I | PJM_E | Internal | Summer | B4 | 100 | 1500 | 1500 | 85.29 | 97.86 | 8 | 4.57
2025 | NYISO_G-I_2_PJM_E | NYISO_G-I | PJM_E | Internal | Summer | B5 | 200 | 1500 | 0 | 77.16 | 71.16 | 8 | 0
2025 | NYISO_G-I_2_PJM_E | NYISO_G-I | PJM_E | Internal | Summer | B6 | 300 | 1500 | 0 | 62.5 | 63.61 | 8 | 0
2025 | NYISO_G-I_2_PJM_E | NYISO_G-I | PJM_E | Internal | Summer | B7 | 400 | 1500 | 0 | 60.75 | 61.12 | 8 | 0
2025 | NYISO_G-I_2_PJM_E | NYISO_G-I | PJM_E | Internal | Summer | B8 | 500 | 1500 | 0 | 60.75 | 57.61 | 8 | 0
2025 | NYISO_G-I_2_PJM_E | NYISO_G-I | PJM_E | Internal | Summer | B9 | 800 | 1500 | 0 | 58.09 | 51.95 | 8 | 0
2025 | NYISO_G-I_2_PJM_E | NYISO_G-I | PJM_E | Internal | Summer | B10 | 1262 | 1500 | 0 | 53.21 | 43.54 | 8 | 0
2025 | NYISO_G-I_2_PJM_E | NYISO_G-I | PJM_E | Internal | Winter | B16 | 25 | 1500 | 0 | 73.69 | 69.91 | 8 | 0
2025 | NYISO_G-I_2_PJM_E | NYISO_G-I | PJM_E | Internal | Winter | B17 | 100 | 1500 | 0 | 70.19 | 66 | 8 | 0
2025 | NYISO_G-I_2_PJM_E | NYISO_G-I | PJM_E | Internal | Winter | B18 | 400 | 1500 | 0 | 70.19 | 63.8 | 8 | 0
2025 | NYISO_G-I_2_PJM_E | NYISO_G-I | PJM_E | Internal | Winter | B19 | 700 | 1500 | 0 | 67.48 | 59.72 | 8 | 0
2025 | NYISO_G-I_2_PJM_E | NYISO_G-I | PJM_E | Internal | Winter | B20 | 935 | 1500 | 0 | 66.34 | 46.07 | 8 | 0
2025 | NYISO_J-K_2_NYISO_G-I | NYISO_J-K | NYISO_G-I | Internal | Shoulder | B11 | 25 | 1999 | 0 | 65.28 | 65.26 | 0.01 | 0
2025 | NYISO_J-K_2_NYISO_G-I | NYISO_J-K | NYISO_G-I | Internal | Shoulder | B12 | 200 | 1999 | 0 | 62.39 | 62.38 | 0.01 | 0
2025 | NYISO_J-K_2_NYISO_G-I | NYISO_J-K | NYISO_G-I | Internal | Shoulder | B13 | 600 | 1999 | 0 | 62.39 | 62.38 | 0.01 | 0
2025 | NYISO_J-K_2_NYISO_G-I | NYISO_J-K | NYISO_G-I | Internal | Shoulder | B14 | 900 | 1999 | 0 | 61.33 | 61.31 | 0.01 | 0
2025 | NYISO_J-K_2_NYISO_G-I | NYISO_J-K | NYISO_G-I | Internal | Shoulder | B15 | 1203 | 1999 | 0 | 56.11 | 56.1 | 0.01 | 0
2025 | NYISO_J-K_2_NYISO_G-I | NYISO_J-K | NYISO_G-I | Internal | Summer | B1 | 10 | 1999 | 0 | 128.66 | 128.65 | 0.01 | 0
2025 | NYISO_J-K_2_NYISO_G-I | NYISO_J-K | NYISO_G-I | Internal | Summer | B2 | 25 | 1999 | 0 | 107.62 | 107.61 | 0.01 | 0
2025 | NYISO_J-K_2_NYISO_G-I | NYISO_J-K | NYISO_G-I | Internal | Summer | B3 | 75 | 1999 | 0 | 92.45 | 92.44 | 0.01 | 0
2025 | NYISO_J-K_2_NYISO_G-I | NYISO_J-K | NYISO_G-I | Internal | Summer | B4 | 100 | 1999 | 0 | 85.3 | 85.29 | 0.01 | 0
2025 | NYISO_J-K_2_NYISO_G-I | NYISO_J-K | NYISO_G-I | Internal | Summer | B5 | 200 | 1999 | 0 | 82.86 | 77.16 | 0.01 | 0
2025 | NYISO_J-K_2_NYISO_G-I | NYISO_J-K | NYISO_G-I | Internal | Summer | B6 | 300 | 1999 | 0 | 82.86 | 62.5 | 0.01 | 0
2025 | NYISO_J-K_2_NYISO_G-I | NYISO_J-K | NYISO_G-I | Internal | Summer | B7 | 400 | 1999 | 0 | 61.83 | 60.75 | 0.01 | 0
2025 | NYISO_J-K_2_NYISO_G-I | NYISO_J-K | NYISO_G-I | Internal | Summer | B8 | 500 | 1999 | 0 | 61.83 | 60.75 | 0.01 | 0
2025 | NYISO_J-K_2_NYISO_G-I | NYISO_J-K | NYISO_G-I | Internal | Summer | B9 | 800 | 1999 | 0 | 58.1 | 58.09 | 0.01 | 0
2025 | NYISO_J-K_2_NYISO_G-I | NYISO_J-K | NYISO_G-I | Internal | Summer | B10 | 1262 | 1999 | 0 | 53.23 | 53.21 | 0.01 | 0
2025 | NYISO_J-K_2_NYISO_G-I | NYISO_J-K | NYISO_G-I | Internal | Winter | B16 | 25 | 1999 | 0 | 75.91 | 73.69 | 0.01 | 0
2025 | NYISO_J-K_2_NYISO_G-I | NYISO_J-K | NYISO_G-I | Internal | Winter | B17 | 100 | 1999 | 0 | 72.8 | 70.19 | 0.01 | 0
2025 | NYISO_J-K_2_NYISO_G-I | NYISO_J-K | NYISO_G-I | Internal | Winter | B18 | 400 | 1999 | 0 | 72.8 | 70.19 | 0.01 | 0
2025 | NYISO_J-K_2_NYISO_G-I | NYISO_J-K | NYISO_G-I | Internal | Winter | B19 | 700 | 1999 | 0 | 72.8 | 67.48 | 0.01 | 0
2025 | NYISO_J-K_2_NYISO_G-I | NYISO_J-K | NYISO_G-I | Internal | Winter | B20 | 935 | 1999 | 0 | 66.36 | 66.34 | 0.01 | 0
2025 | NYISO_J-K_2_PJM_E | NYISO_J-K | PJM_E | Internal | Shoulder | B11 | 25 | 330 | 0 | 65.28 | 68.45 | 8 | 0
2025 | NYISO_J-K_2_PJM_E | NYISO_J-K | PJM_E | Internal | Shoulder | B12 | 200 | 330 | 0 | 62.39 | 64.14 | 8 | 0
2025 | NYISO_J-K_2_PJM_E | NYISO_J-K | PJM_E | Internal | Shoulder | B13 | 600 | 330 | 0 | 62.39 | 63.41 | 8 | 0
2025 | NYISO_J-K_2_PJM_E | NYISO_J-K | PJM_E | Internal | Shoulder | B14 | 900 | 330 | 0 | 61.33 | 58.56 | 8 | 0
2025 | NYISO_J-K_2_PJM_E | NYISO_J-K | PJM_E | Internal | Shoulder | B15 | 1203 | 330 | 0 | 56.11 | 46.28 | 8 | 0
2025 | NYISO_J-K_2_PJM_E | NYISO_J-K | PJM_E | Internal | Summer | B1 | 10 | 330 | 0 | 128.66 | 106.24 | 8 | 0
2025 | NYISO_J-K_2_PJM_E | NYISO_J-K | PJM_E | Internal | Summer | B2 | 25 | 330 | 0 | 107.62 | 101.61 | 8 | 0
2025 | NYISO_J-K_2_PJM_E | NYISO_J-K | PJM_E | Internal | Summer | B3 | 75 | 330 | 0 | 92.45 | 100.44 | 8 | 0
2025 | NYISO_J-K_2_PJM_E | NYISO_J-K | PJM_E | Internal | Summer | B4 | 100 | 330 | 330 | 85.3 | 97.86 | 8 | 4.56
2025 | NYISO_J-K_2_PJM_E | NYISO_J-K | PJM_E | Internal | Summer | B5 | 200 | 330 | 0 | 82.86 | 71.16 | 8 | 0
2025 | NYISO_J-K_2_PJM_E | NYISO_J-K | PJM_E | Internal | Summer | B6 | 300 | 330 | 0 | 82.86 | 63.61 | 8 | 0
2025 | NYISO_J-K_2_PJM_E | NYISO_J-K | PJM_E | Internal | Summer | B7 | 400 | 330 | 0 | 61.83 | 61.12 | 8 | 0
2025 | NYISO_J-K_2_PJM_E | NYISO_J-K | PJM_E | Internal | Summer | B8 | 500 | 330 | 0 | 61.83 | 57.61 | 8 | 0
2025 | NYISO_J-K_2_PJM_E | NYISO_J-K | PJM_E | Internal | Summer | B9 | 800 | 330 | 0 | 58.1 | 51.95 | 8 | 0
2025 | NYISO_J-K_2_PJM_E | NYISO_J-K | PJM_E | Internal | Summer | B10 | 1262 | 330 | 0 | 53.23 | 43.54 | 8 | 0
2025 | NYISO_J-K_2_PJM_E | NYISO_J-K | PJM_E | Internal | Winter | B16 | 25 | 330 | 0 | 75.91 | 69.91 | 8 | 0
2025 | NYISO_J-K_2_PJM_E | NYISO_J-K | PJM_E | Internal | Winter | B17 | 100 | 330 | 0 | 72.8 | 66 | 8 | 0
2025 | NYISO_J-K_2_PJM_E | NYISO_J-K | PJM_E | Internal | Winter | B18 | 400 | 330 | 0 | 72.8 | 63.8 | 8 | 0
2025 | NYISO_J-K_2_PJM_E | NYISO_J-K | PJM_E | Internal | Winter | B19 | 700 | 330 | 0 | 72.8 | 59.72 | 8 | 0
2025 | NYISO_J-K_2_PJM_E | NYISO_J-K | PJM_E | Internal | Winter | B20 | 935 | 330 | 0 | 66.36 | 46.07 | 8 | 0
2025 | PJM_E_2_NYISO_G-I | PJM_E | NYISO_G-I | Internal | Shoulder | B11 | 25 | 500 | 0 | 68.45 | 65.26 | 6 | 0
2025 | PJM_E_2_NYISO_G-I | PJM_E | NYISO_G-I | Internal | Shoulder | B12 | 200 | 500 | 0 | 64.14 | 62.38 | 6 | 0
2025 | PJM_E_2_NYISO_G-I | PJM_E | NYISO_G-I | Internal | Shoulder | B13 | 600 | 500 | 0 | 63.41 | 62.38 | 6 | 0
2025 | PJM_E_2_NYISO_G-I | PJM_E | NYISO_G-I | Internal | Shoulder | B14 | 900 | 500 | 0 | 58.56 | 61.31 | 6 | 0
2025 | PJM_E_2_NYISO_G-I | PJM_E | NYISO_G-I | Internal | Shoulder | B15 | 1203 | 500 | 500 | 46.28 | 56.1 | 6 | 3.81
2025 | PJM_E_2_NYISO_G-I | PJM_E | NYISO_G-I | Internal | Summer | B1 | 10 | 500 | 500 | 106.24 | 128.65 | 6 | 16.41
2025 | PJM_E_2_NYISO_G-I | PJM_E | NYISO_G-I | Internal | Summer | B2 | 25 | 500 | 73.46 | 101.61 | 107.61 | 6 | 0
2025 | PJM_E_2_NYISO_G-I | PJM_E | NYISO_G-I | Internal | Summer | B3 | 75 | 500 | 0 | 100.44 | 92.44 | 6 | 0
2025 | PJM_E_2_NYISO_G-I | PJM_E | NYISO_G-I | Internal | Summer | B4 | 100 | 500 | 0 | 97.86 | 85.29 | 6 | 0
2025 | PJM_E_2_NYISO_G-I | PJM_E | NYISO_G-I | Internal | Summer | B5 | 200 | 500 | 157.86 | 71.16 | 77.16 | 6 | 0
2025 | PJM_E_2_NYISO_G-I | PJM_E | NYISO_G-I | Internal | Summer | B6 | 300 | 500 | 0 | 63.61 | 62.5 | 6 | 0
2025 | PJM_E_2_NYISO_G-I | PJM_E | NYISO_G-I | Internal | Summer | B7 | 400 | 500 | 0 | 61.12 | 60.75 | 6 | 0
2025 | PJM_E_2_NYISO_G-I | PJM_E | NYISO_G-I | Internal | Summer | B8 | 500 | 500 | 0 | 57.61 | 60.75 | 6 | 0
2025 | PJM_E_2_NYISO_G-I | PJM_E | NYISO_G-I | Internal | Summer | B9 | 800 | 500 | 500 | 51.95 | 58.09 | 6 | 0.14
2025 | PJM_E_2_NYISO_G-I | PJM_E | NYISO_G-I | Internal | Summer | B10 | 1262 | 500 | 500 | 43.54 | 53.21 | 6 | 3.68
2025 | PJM_E_2_NYISO_G-I | PJM_E | NYISO_G-I | Internal | Winter | B16 | 25 | 500 | 0 | 69.91 | 73.69 | 6 | 0
2025 | PJM_E_2_NYISO_G-I | PJM_E | NYISO_G-I | Internal | Winter | B17 | 100 | 500 | 0 | 66 | 70.19 | 6 | 0
2025 | PJM_E_2_NYISO_G-I | PJM_E | NYISO_G-I | Internal | Winter | B18 | 400 | 500 | 500 | 63.8 | 70.19 | 6 | 0.39
2025 | PJM_E_2_NYISO_G-I | PJM_E | NYISO_G-I | Internal | Winter | B19 | 700 | 500 | 500 | 59.72 | 67.48 | 6 | 1.75
2025 | PJM_E_2_NYISO_G-I | PJM_E | NYISO_G-I | Internal | Winter | B20 | 935 | 500 | 500 | 46.07 | 66.34 | 6 | 14.27
2025 | PJM_E_2_NYISO_J-K | PJM_E | NYISO_J-K | Internal | Shoulder | B11 | 25 | 330 | 0 | 68.45 | 65.28 | 6 | 0
2025 | PJM_E_2_NYISO_J-K | PJM_E | NYISO_J-K | Internal | Shoulder | B12 | 200 | 330 | 0 | 64.14 | 62.39 | 6 | 0
2025 | PJM_E_2_NYISO_J-K | PJM_E | NYISO_J-K | Internal | Shoulder | B13 | 600 | 330 | 0 | 63.41 | 62.39 | 6 | 0
2025 | PJM_E_2_NYISO_J-K | PJM_E | NYISO_J-K | Internal | Shoulder | B14 | 900 | 330 | 0 | 58.56 | 61.33 | 6 | 0
2025 | PJM_E_2_NYISO_J-K | PJM_E | NYISO_J-K | Internal | Shoulder | B15 | 1203 | 330 | 330 | 46.28 | 56.11 | 6 | 3.82
2025 | PJM_E_2_NYISO_J-K | PJM_E | NYISO_J-K | Internal | Summer | B1 | 10 | 330 | 330 | 106.24 | 128.66 | 6 | 16.42
2025 | PJM_E_2_NYISO_J-K | PJM_E | NYISO_J-K | Internal | Summer | B2 | 25 | 330 | 330 | 101.61 | 107.62 | 6 | 0.01
2025 | PJM_E_2_NYISO_J-K | PJM_E | NYISO_J-K | Internal | Summer | B3 | 75 | 330 | 0 | 100.44 | 92.45 | 6 | 0
2025 | PJM_E_2_NYISO_J-K | PJM_E | NYISO_J-K | Internal | Summer | B4 | 100 | 330 | 0 | 97.86 | 85.3 | 6 | 0
2025 | PJM_E_2_NYISO_J-K | PJM_E | NYISO_J-K | Internal | Summer | B5 | 200 | 330 | 330 | 71.16 | 82.86 | 6 | 5.7
2025 | PJM_E_2_NYISO_J-K | PJM_E | NYISO_J-K | Internal | Summer | B6 | 300 | 330 | 330 | 63.61 | 82.86 | 6 | 13.25
2025 | PJM_E_2_NYISO_J-K | PJM_E | NYISO_J-K | Internal | Summer | B7 | 400 | 330 | 0 | 61.12 | 61.83 | 6 | 0
2025 | PJM_E_2_NYISO_J-K | PJM_E | NYISO_J-K | Internal | Summer | B8 | 500 | 330 | 0 | 57.61 | 61.83 | 6 | 0
2025 | PJM_E_2_NYISO_J-K | PJM_E | NYISO_J-K | Internal | Summer | B9 | 800 | 330 | 330 | 51.95 | 58.1 | 6 | 0.15
2025 | PJM_E_2_NYISO_J-K | PJM_E | NYISO_J-K | Internal | Summer | B10 | 1262 | 330 | 330 | 43.54 | 53.23 | 6 | 3.69
2025 | PJM_E_2_NYISO_J-K | PJM_E | NYISO_J-K | Internal | Winter | B16 | 25 | 330 | 222.06 | 69.91 | 75.91 | 6 | 0
2025 | PJM_E_2_NYISO_J-K | PJM_E | NYISO_J-K | Internal | Winter | B17 | 100 | 330 | 330 | 66 | 72.8 | 6 | 0.8
2025 | PJM_E_2_NYISO_J-K | PJM_E | NYISO_J-K | Internal | Winter | B18 | 400 | 330 | 330 | 63.8 | 72.8 | 6 | 3
2025 | PJM_E_2_NYISO_J-K | PJM_E | NYISO_J-K | Internal | Winter | B19 | 700 | 330 | 330 | 59.72 | 72.8 | 6 | 7.07
2025 | PJM_E_2_NYISO_J-K | PJM_E | NYISO_J-K | Internal | Winter | B20 | 935 | 330 | 330 | 46.07 | 66.36 | 6 | 14.28
2025 | PJM_E_2_PJM_ROM | PJM_E | PJM_ROM | Internal | Shoulder | B11 | 25 | 8000 | 1497.44 | 68.45 | 68.47 | 0.01 | 0
2025 | PJM_E_2_PJM_ROM | PJM_E | PJM_ROM | Internal | Shoulder | B12 | 200 | 8000 | 126.98 | 64.14 | 64.15 | 0.01 | 0
2025 | PJM_E_2_PJM_ROM | PJM_E | PJM_ROM | Internal | Shoulder | B13 | 600 | 8000 | 0 | 63.41 | 63.39 | 0.01 | 0
2025 | PJM_E_2_PJM_ROM | PJM_E | PJM_ROM | Internal | Shoulder | B14 | 900 | 8000 | 0 | 58.56 | 58.55 | 0.01 | 0
2025 | PJM_E_2_PJM_ROM | PJM_E | PJM_ROM | Internal | Shoulder | B15 | 1203 | 8000 | 0 | 46.28 | 46.27 | 0.01 | 0
2025 | PJM_E_2_PJM_ROM | PJM_E | PJM_ROM | Internal | Summer | B1 | 10 | 8000 | 0 | 106.24 | 106.23 | 0.01 | 0
2025 | PJM_E_2_PJM_ROM | PJM_E | PJM_ROM | Internal | Summer | B2 | 25 | 8000 | 0 | 101.61 | 101.6 | 0.01 | 0
2025 | PJM_E_2_PJM_ROM | PJM_E | PJM_ROM | Internal | Summer | B3 | 75 | 8000 | 422.77 | 100.44 | 100.45 | 0.01 | 0
2025 | PJM_E_2_PJM_ROM | PJM_E | PJM_ROM | Internal | Summer | B4 | 100 | 8000 | 1411.59 | 97.86 | 97.88 | 0.01 | 0
2025 | PJM_E_2_PJM_ROM | PJM_E | PJM_ROM | Internal | Summer | B5 | 200 | 8000 | 0 | 71.16 | 71.15 | 0.01 | 0
2025 | PJM_E_2_PJM_ROM | PJM_E | PJM_ROM | Internal | Summer | B6 | 300 | 8000 | 0 | 63.61 | 63.6 | 0.01 | 0
2025 | PJM_E_2_PJM_ROM | PJM_E | PJM_ROM | Internal | Summer | B7 | 400 | 8000 | 0 | 61.12 | 61.11 | 0.01 | 0
2025 | PJM_E_2_PJM_ROM | PJM_E | PJM_ROM | Internal | Summer | B8 | 500 | 8000 | 0 | 57.61 | 57.6 | 0.01 | 0
2025 | PJM_E_2_PJM_ROM | PJM_E | PJM_ROM | Internal | Summer | B9 | 800 | 8000 | 0 | 51.95 | 51.94 | 0.01 | 0
2025 | PJM_E_2_PJM_ROM | PJM_E | PJM_ROM | Internal | Summer | B10 | 1262 | 8000 | 0 | 43.54 | 43.53 | 0.01 | 0
2025 | PJM_E_2_PJM_ROM | PJM_E | PJM_ROM | Internal | Winter | B16 | 25 | 8000 | 0 | 69.91 | 69.9 | 0.01 | 0
2025 | PJM_E_2_PJM_ROM | PJM_E | PJM_ROM | Internal | Winter | B17 | 100 | 8000 | 0 | 66 | 65.98 | 0.01 | 0
2025 | PJM_E_2_PJM_ROM | PJM_E | PJM_ROM | Internal | Winter | B18 | 400 | 8000 | 0 | 63.8 | 63.79 | 0.01 | 0
2025 | PJM_E_2_PJM_ROM | PJM_E | PJM_ROM | Internal | Winter | B19 | 700 | 8000 | 0 | 59.72 | 59.71 | 0.01 | 0
2025 | PJM_E_2_PJM_ROM | PJM_E | PJM_ROM | Internal | Winter | B20 | 935 | 8000 | 0 | 46.07 | 46.06 | 0.01 | 0
2025 | PJM_ROR_2_MISO_IN | PJM_ROR | MISO_IN | Internal | Shoulder | B11 | 25 | 909 | 0 | 68.48 | 67.93 | 2 | 0
2025 | PJM_ROR_2_MISO_IN | PJM_ROR | MISO_IN | Internal | Shoulder | B12 | 200 | 909 | 0 | 64.17 | 62.19 | 2 | 0
2025 | PJM_ROR_2_MISO_IN | PJM_ROR | MISO_IN | Internal | Shoulder | B13 | 600 | 909 | 0 | 63.38 | 61.41 | 2 | 0
2025 | PJM_ROR_2_MISO_IN | PJM_ROR | MISO_IN | Internal | Shoulder | B14 | 900 | 909 | 0 | 58.54 | 56.54 | 2 | 0
2025 | PJM_ROR_2_MISO_IN | PJM_ROR | MISO_IN | Internal | Shoulder | B15 | 1203 | 909 | 0 | 46.26 | 44.27 | 2 | 0
2025 | PJM_ROR_2_MISO_IN | PJM_ROR | MISO_IN | Internal | Summer | B1 | 10 | 909 | 0 | 106.22 | 104.23 | 2 | 0
2025 | PJM_ROR_2_MISO_IN | PJM_ROR | MISO_IN | Internal | Summer | B2 | 25 | 909 | 0 | 101.58 | 99.61 | 2 | 0
2025 | PJM_ROR_2_MISO_IN | PJM_ROR | MISO_IN | Internal | Summer | B3 | 75 | 909 | 0 | 100.46 | 99.41 | 2 | 0
2025 | PJM_ROR_2_MISO_IN | PJM_ROR | MISO_IN | Internal | Summer | B4 | 100 | 909 | 0 | 97.89 | 96.93 | 2 | 0
2025 | PJM_ROR_2_MISO_IN | PJM_ROR | MISO_IN | Internal | Summer | B5 | 200 | 909 | 183.95 | 71.16 | 73.16 | 2 | 0
2025 | PJM_ROR_2_MISO_IN | PJM_ROR | MISO_IN | Internal | Summer | B6 | 300 | 909 | 0 | 63.61 | 62.5 | 2 | 0
2025 | PJM_ROR_2_MISO_IN | PJM_ROR | MISO_IN | Internal | Summer | B7 | 400 | 909 | 0 | 61.09 | 60.34 | 2 | 0
2025 | PJM_ROR_2_MISO_IN | PJM_ROR | MISO_IN | Internal | Summer | B8 | 500 | 909 | 0 | 57.59 | 55.59 | 2 | 0
2025 | PJM_ROR_2_MISO_IN | PJM_ROR | MISO_IN | Internal | Summer | B9 | 800 | 909 | 0 | 51.93 | 49.93 | 2 | 0
2025 | PJM_ROR_2_MISO_IN | PJM_ROR | MISO_IN | Internal | Summer | B10 | 1262 | 909 | 0 | 43.51 | 41.54 | 2 | 0
2025 | PJM_ROR_2_MISO_IN | PJM_ROR | MISO_IN | Internal | Winter | B16 | 25 | 909 | 0 | 69.89 | 67.91 | 2 | 0
2025 | PJM_ROR_2_MISO_IN | PJM_ROR | MISO_IN | Internal | Winter | B17 | 100 | 909 | 0 | 65.97 | 64 | 2 | 0
2025 | PJM_ROR_2_MISO_IN | PJM_ROR | MISO_IN | Internal | Winter | B18 | 400 | 909 | 0 | 63.78 | 61.8 | 2 | 0
2025 | PJM_ROR_2_MISO_IN | PJM_ROR | MISO_IN | Internal | Winter | B19 | 700 | 909 | 0 | 59.7 | 57.72 | 2 | 0
2025 | PJM_ROR_2_MISO_IN | PJM_ROR | MISO_IN | Internal | Winter | B20 | 935 | 909 | 0 | 46.05 | 44.07 | 2 | 0
2025 | PJM_ROR_2_MISO_MI | PJM_ROR | MISO_MI | Internal | Shoulder | B11 | 25 | 1305 | 0 | 68.48 | 67.61 | 2 | 0
2025 | PJM_ROR_2_MISO_MI | PJM_ROR | MISO_MI | Internal | Shoulder | B12 | 200 | 1305 | 0 | 64.17 | 62.18 | 2 | 0
2025 | PJM_ROR_2_MISO_MI | PJM_ROR | MISO_MI | Internal | Shoulder | B13 | 600 | 1305 | 0 | 63.38 | 61.42 | 2 | 0
2025 | PJM_ROR_2_MISO_MI | PJM_ROR | MISO_MI | Internal | Shoulder | B14 | 900 | 1305 | 0 | 58.54 | 56.55 | 2 | 0
2025 | PJM_ROR_2_MISO_MI | PJM_ROR | MISO_MI | Internal | Shoulder | B15 | 1203 | 1305 | 0 | 46.26 | 44.28 | 2 | 0
2025 | PJM_ROR_2_MISO_MI | PJM_ROR | MISO_MI | Internal | Summer | B1 | 10 | 1305 | 0 | 106.22 | 104.22 | 2 | 0
2025 | PJM_ROR_2_MISO_MI | PJM_ROR | MISO_MI | Internal | Summer | B2 | 25 | 1305 | 0 | 101.58 | 99.6 | 2 | 0
2025 | PJM_ROR_2_MISO_MI | PJM_ROR | MISO_MI | Internal | Summer | B3 | 75 | 1305 | 0 | 100.46 | 99.4 | 2 | 0
2025 | PJM_ROR_2_MISO_MI | PJM_ROR | MISO_MI | Internal | Summer | B4 | 100 | 1305 | 0 | 97.89 | 96.92 | 2 | 0
2025 | PJM_ROR_2_MISO_MI | PJM_ROR | MISO_MI | Internal | Summer | B5 | 200 | 1305 | 0 | 71.16 | 73.15 | 2 | 0
2025 | PJM_ROR_2_MISO_MI | PJM_ROR | MISO_MI | Internal | Summer | B6 | 300 | 1305 | 0 | 63.61 | 62.49 | 2 | 0
2025 | PJM_ROR_2_MISO_MI | PJM_ROR | MISO_MI | Internal | Summer | B7 | 400 | 1305 | 0 | 61.09 | 60.35 | 2 | 0
2025 | PJM_ROR_2_MISO_MI | PJM_ROR | MISO_MI | Internal | Summer | B8 | 500 | 1305 | 0 | 57.59 | 55.6 | 2 | 0
2025 | PJM_ROR_2_MISO_MI | PJM_ROR | MISO_MI | Internal | Summer | B9 | 800 | 1305 | 0 | 51.93 | 49.94 | 2 | 0
2025 | PJM_ROR_2_MISO_MI | PJM_ROR | MISO_MI | Internal | Summer | B10 | 1262 | 1305 | 0 | 43.51 | 41.55 | 2 | 0
2025 | PJM_ROR_2_MISO_MI | PJM_ROR | MISO_MI | Internal | Winter | B16 | 25 | 1305 | 0 | 69.89 | 67.92 | 2 | 0
2025 | PJM_ROR_2_MISO_MI | PJM_ROR | MISO_MI | Internal | Winter | B17 | 100 | 1305 | 0 | 65.97 | 64.01 | 2 | 0
2025 | PJM_ROR_2_MISO_MI | PJM_ROR | MISO_MI | Internal | Winter | B18 | 400 | 1305 | 0 | 63.78 | 61.79 | 2 | 0
2025 | PJM_ROR_2_MISO_MI | PJM_ROR | MISO_MI | Internal | Winter | B19 | 700 | 1305 | 0 | 59.7 | 57.74 | 2 | 0
2025 | PJM_ROR_2_MISO_MI | PJM_ROR | MISO_MI | Internal | Winter | B20 | 935 | 1305 | 0 | 46.05 | 44.09 | 2 | 0
2025 | PJM_ROR_2_MISO_MO-IL | PJM_ROR | MISO_MO-IL | Internal | Shoulder | B11 | 25 | 1111 | 0 | 68.48 | 67.92 | 2 | 0
2025 | PJM_ROR_2_MISO_MO-IL | PJM_ROR | MISO_MO-IL | Internal | Shoulder | B12 | 200 | 1111 | 0 | 64.17 | 62.18 | 2 | 0
2025 | PJM_ROR_2_MISO_MO-IL | PJM_ROR | MISO_MO-IL | Internal | Shoulder | B13 | 600 | 1111 | 0 | 63.38 | 61.39 | 2 | 0
2025 | PJM_ROR_2_MISO_MO-IL | PJM_ROR | MISO_MO-IL | Internal | Shoulder | B14 | 900 | 1111 | 0 | 58.54 | 56.53 | 2 | 0
2025 | PJM_ROR_2_MISO_MO-IL | PJM_ROR | MISO_MO-IL | Internal | Shoulder | B15 | 1203 | 1111 | 0 | 46.26 | 44.26 | 2 | 0
2025 | PJM_ROR_2_MISO_MO-IL | PJM_ROR | MISO_MO-IL | Internal | Summer | B1 | 10 | 1111 | 0 | 106.22 | 104.22 | 2 | 0
2025 | PJM_ROR_2_MISO_MO-IL | PJM_ROR | MISO_MO-IL | Internal | Summer | B2 | 25 | 1111 | 0 | 101.58 | 99.6 | 2 | 0
2025 | PJM_ROR_2_MISO_MO-IL | PJM_ROR | MISO_MO-IL | Internal | Summer | B3 | 75 | 1111 | 0 | 100.46 | 99.4 | 2 | 0
2025 | PJM_ROR_2_MISO_MO-IL | PJM_ROR | MISO_MO-IL | Internal | Summer | B4 | 100 | 1111 | 0 | 97.89 | 96.92 | 2 | 0
2025 | PJM_ROR_2_MISO_MO-IL | PJM_ROR | MISO_MO-IL | Internal | Summer | B5 | 200 | 1111 | 0 | 71.16 | 73.15 | 2 | 0
2025 | PJM_ROR_2_MISO_MO-IL | PJM_ROR | MISO_MO-IL | Internal | Summer | B6 | 300 | 1111 | 0 | 63.61 | 62.5 | 2 | 0
2025 | PJM_ROR_2_MISO_MO-IL | PJM_ROR | MISO_MO-IL | Internal | Summer | B7 | 400 | 1111 | 0 | 61.09 | 60.33 | 2 | 0
2025 | PJM_ROR_2_MISO_MO-IL | PJM_ROR | MISO_MO-IL | Internal | Summer | B8 | 500 | 1111 | 0 | 57.59 | 55.6 | 2 | 0
2025 | PJM_ROR_2_MISO_MO-IL | PJM_ROR | MISO_MO-IL | Internal | Summer | B9 | 800 | 1111 | 0 | 51.93 | 49.92 | 2 | 0
2025 | PJM_ROR_2_MISO_MO-IL | PJM_ROR | MISO_MO-IL | Internal | Summer | B10 | 1262 | 1111 | 0 | 43.51 | 41.53 | 2 | 0
2025 | PJM_ROR_2_MISO_MO-IL | PJM_ROR | MISO_MO-IL | Internal | Winter | B16 | 25 | 1111 | 0 | 69.89 | 67.9 | 2 | 0
2025 | PJM_ROR_2_MISO_MO-IL | PJM_ROR | MISO_MO-IL | Internal | Winter | B17 | 100 | 1111 | 0 | 65.97 | 63.98 | 2 | 0
2025 | PJM_ROR_2_MISO_MO-IL | PJM_ROR | MISO_MO-IL | Internal | Winter | B18 | 400 | 1111 | 0 | 63.78 | 61.79 | 2 | 0
2025 | PJM_ROR_2_MISO_MO-IL | PJM_ROR | MISO_MO-IL | Internal | Winter | B19 | 700 | 1111 | 0 | 59.7 | 57.71 | 2 | 0
2025 | PJM_ROR_2_MISO_MO-IL | PJM_ROR | MISO_MO-IL | Internal | Winter | B20 | 935 | 1111 | 0 | 46.05 | 44.06 | 2 | 0
2025 | PJM_ROR_2_MISO_W | PJM_ROR | MISO_W | Internal | Shoulder | B11 | 25 | 10071 | 0 | 68.48 | 67.9 | 2 | 0
2025 | PJM_ROR_2_MISO_W | PJM_ROR | MISO_W | Internal | Shoulder | B12 | 200 | 10071 | 0 | 64.17 | 62.17 | 2 | 0
2025 | PJM_ROR_2_MISO_W | PJM_ROR | MISO_W | Internal | Shoulder | B13 | 600 | 10071 | 0 | 63.38 | 61.38 | 2 | 0
2025 | PJM_ROR_2_MISO_W | PJM_ROR | MISO_W | Internal | Shoulder | B14 | 900 | 10071 | 0 | 58.54 | 56.51 | 2 | 0
2025 | PJM_ROR_2_MISO_W | PJM_ROR | MISO_W | Internal | Shoulder | B15 | 1203 | 10071 | 0 | 46.26 | 44.25 | 2 | 0
2025 | PJM_ROR_2_MISO_W | PJM_ROR | MISO_W | Internal | Summer | B1 | 10 | 10071 | 0 | 106.22 | 104.22 | 2 | 0
2025 | PJM_ROR_2_MISO_W | PJM_ROR | MISO_W | Internal | Summer | B2 | 25 | 10071 | 0 | 101.58 | 99.58 | 2 | 0
2025 | PJM_ROR_2_MISO_W | PJM_ROR | MISO_W | Internal | Summer | B3 | 75 | 10071 | 0 | 100.46 | 99.38 | 2 | 0
2025 | PJM_ROR_2_MISO_W | PJM_ROR | MISO_W | Internal | Summer | B4 | 100 | 10071 | 0 | 97.89 | 96.91 | 2 | 0
2025 | PJM_ROR_2_MISO_W | PJM_ROR | MISO_W | Internal | Summer | B5 | 200 | 10071 | 0 | 71.16 | 73.14 | 2 | 0
2025 | PJM_ROR_2_MISO_W | PJM_ROR | MISO_W | Internal | Summer | B6 | 300 | 10071 | 0 | 63.61 | 62.52 | 2 | 0
2025 | PJM_ROR_2_MISO_W | PJM_ROR | MISO_W | Internal | Summer | B7 | 400 | 10071 | 0 | 61.09 | 60.34 | 2 | 0
2025 | PJM_ROR_2_MISO_W | PJM_ROR | MISO_W | Internal | Summer | B8 | 500 | 10071 | 0 | 57.59 | 55.59 | 2 | 0
2025 | PJM_ROR_2_MISO_W | PJM_ROR | MISO_W | Internal | Summer | B9 | 800 | 10071 | 0 | 51.93 | 49.93 | 2 | 0
2025 | PJM_ROR_2_MISO_W | PJM_ROR | MISO_W | Internal | Summer | B10 | 1262 | 10071 | 0 | 43.51 | 41.51 | 2 | 0
2025 | PJM_ROR_2_MISO_W | PJM_ROR | MISO_W | Internal | Winter | B16 | 25 | 10071 | 0 | 69.89 | 67.89 | 2 | 0
2025 | PJM_ROR_2_MISO_W | PJM_ROR | MISO_W | Internal | Winter | B17 | 100 | 10071 | 0 | 65.97 | 63.97 | 2 | 0
2025 | PJM_ROR_2_MISO_W | PJM_ROR | MISO_W | Internal | Winter | B18 | 400 | 10071 | 0 | 63.78 | 61.78 | 2 | 0
2025 | PJM_ROR_2_MISO_W | PJM_ROR | MISO_W | Internal | Winter | B19 | 700 | 10071 | 0 | 59.7 | 57.7 | 2 | 0
2025 | PJM_ROR_2_MISO_W | PJM_ROR | MISO_W | Internal | Winter | B20 | 935 | 10071 | 0 | 46.05 | 44.05 | 2 | 0
2025 | PJM_ROR_2_MISO_WUMS | PJM_ROR | MISO_WUMS | Internal | Shoulder | B11 | 25 | 1467 | 0 | 68.48 | 67.9 | 2 | 0
2025 | PJM_ROR_2_MISO_WUMS | PJM_ROR | MISO_WUMS | Internal | Shoulder | B12 | 200 | 1467 | 0 | 64.17 | 62.18 | 2 | 0
2025 | PJM_ROR_2_MISO_WUMS | PJM_ROR | MISO_WUMS | Internal | Shoulder | B13 | 600 | 1467 | 0 | 63.38 | 61.39 | 2 | 0
2025 | PJM_ROR_2_MISO_WUMS | PJM_ROR | MISO_WUMS | Internal | Shoulder | B14 | 900 | 1467 | 0 | 58.54 | 56.53 | 2 | 0
2025 | PJM_ROR_2_MISO_WUMS | PJM_ROR | MISO_WUMS | Internal | Shoulder | B15 | 1203 | 1467 | 0 | 46.26 | 44.26 | 2 | 0
2025 | PJM_ROR_2_MISO_WUMS | PJM_ROR | MISO_WUMS | Internal | Summer | B1 | 10 | 1467 | 0 | 106.22 | 104.22 | 2 | 0
2025 | PJM_ROR_2_MISO_WUMS | PJM_ROR | MISO_WUMS | Internal | Summer | B2 | 25 | 1467 | 0 | 101.58 | 99.58 | 2 | 0
2025 | PJM_ROR_2_MISO_WUMS | PJM_ROR | MISO_WUMS | Internal | Summer | B3 | 75 | 1467 | 0 | 100.46 | 99.37 | 2 | 0
2025 | PJM_ROR_2_MISO_WUMS | PJM_ROR | MISO_WUMS | Internal | Summer | B4 | 100 | 1467 | 0 | 97.89 | 96.92 | 2 | 0
2025 | PJM_ROR_2_MISO_WUMS | PJM_ROR | MISO_WUMS | Internal | Summer | B5 | 200 | 1467 | 0 | 71.16 | 73.12 | 2 | 0
2025 | PJM_ROR_2_MISO_WUMS | PJM_ROR | MISO_WUMS | Internal | Summer | B6 | 300 | 1467 | 0 | 63.61 | 62.5 | 2 | 0
2025 | PJM_ROR_2_MISO_WUMS | PJM_ROR | MISO_WUMS | Internal | Summer | B7 | 400 | 1467 | 0 | 61.09 | 60.33 | 2 | 0
2025 | PJM_ROR_2_MISO_WUMS | PJM_ROR | MISO_WUMS | Internal | Summer | B8 | 500 | 1467 | 0 | 57.59 | 55.6 | 2 | 0
2025 | PJM_ROR_2_MISO_WUMS | PJM_ROR | MISO_WUMS | Internal | Summer | B9 | 800 | 1467 | 0 | 51.93 | 49.94 | 2 | 0
2025 | PJM_ROR_2_MISO_WUMS | PJM_ROR | MISO_WUMS | Internal | Summer | B10 | 1262 | 1467 | 0 | 43.51 | 41.53 | 2 | 0
2025 | PJM_ROR_2_MISO_WUMS | PJM_ROR | MISO_WUMS | Internal | Winter | B16 | 25 | 1467 | 0 | 69.89 | 67.89 | 2 | 0
2025 | PJM_ROR_2_MISO_WUMS | PJM_ROR | MISO_WUMS | Internal | Winter | B17 | 100 | 1467 | 0 | 65.97 | 63.98 | 2 | 0
2025 | PJM_ROR_2_MISO_WUMS | PJM_ROR | MISO_WUMS | Internal | Winter | B18 | 400 | 1467 | 0 | 63.78 | 61.79 | 2 | 0
2025 | PJM_ROR_2_MISO_WUMS | PJM_ROR | MISO_WUMS | Internal | Winter | B19 | 700 | 1467 | 0 | 59.7 | 57.71 | 2 | 0
2025 | PJM_ROR_2_MISO_WUMS | PJM_ROR | MISO_WUMS | Internal | Winter | B20 | 935 | 1467 | 0 | 46.05 | 44.06 | 2 | 0
2025 | PJM_ROR_2_PJM_ROM | PJM_ROR | PJM_ROM | Internal | Shoulder | B11 | 25 | 8000 | 0 | 68.48 | 68.47 | 0.01 | 0
2025 | PJM_ROR_2_PJM_ROM | PJM_ROR | PJM_ROM | Internal | Shoulder | B12 | 200 | 8000 | 0 | 64.17 | 64.15 | 0.01 | 0
2025 | PJM_ROR_2_PJM_ROM | PJM_ROR | PJM_ROM | Internal | Shoulder | B13 | 600 | 8000 | 2432.96 | 63.38 | 63.39 | 0.01 | 0
2025 | PJM_ROR_2_PJM_ROM | PJM_ROR | PJM_ROM | Internal | Shoulder | B14 | 900 | 8000 | 5837.85 | 58.54 | 58.55 | 0.01 | 0
2025 | PJM_ROR_2_PJM_ROM | PJM_ROR | PJM_ROM | Internal | Shoulder | B15 | 1203 | 8000 | 7195.63 | 46.26 | 46.27 | 0.01 | 0
2025 | PJM_ROR_2_PJM_ROM | PJM_ROR | PJM_ROM | Internal | Summer | B1 | 10 | 8000 | 4187.01 | 106.22 | 106.23 | 0.01 | 0
2025 | PJM_ROR_2_PJM_ROM | PJM_ROR | PJM_ROM | Internal | Summer | B2 | 25 | 8000 | 3805.8 | 101.58 | 101.6 | 0.01 | 0
2025 | PJM_ROR_2_PJM_ROM | PJM_ROR | PJM_ROM | Internal | Summer | B3 | 75 | 8000 | 0 | 100.46 | 100.45 | 0.01 | 0
2025 | PJM_ROR_2_PJM_ROM | PJM_ROR | PJM_ROM | Internal | Summer | B4 | 100 | 8000 | 0 | 97.89 | 97.88 | 0.01 | 0
2025 | PJM_ROR_2_PJM_ROM | PJM_ROR | PJM_ROM | Internal | Summer | B5 | 200 | 8000 | 0 | 71.16 | 71.15 | 0.01 | 0
2025 | PJM_ROR_2_PJM_ROM | PJM_ROR | PJM_ROM | Internal | Summer | B6 | 300 | 8000 | 0 | 63.61 | 63.6 | 0.01 | 0
2025 | PJM_ROR_2_PJM_ROM | PJM_ROR | PJM_ROM | Internal | Summer | B7 | 400 | 8000 | 2103.69 | 61.09 | 61.11 | 0.01 | 0
2025 | PJM_ROR_2_PJM_ROM | PJM_ROR | PJM_ROM | Internal | Summer | B8 | 500 | 8000 | 2394.36 | 57.59 | 57.6 | 0.01 | 0
2025 | PJM_ROR_2_PJM_ROM | PJM_ROR | PJM_ROM | Internal | Summer | B9 | 800 | 8000 | 5401.67 | 51.93 | 51.94 | 0.01 | 0
2025 | PJM_ROR_2_PJM_ROM | PJM_ROR | PJM_ROM | Internal | Summer | B10 | 1262 | 8000 | 5379.95 | 43.51 | 43.53 | 0.01 | 0
2025 | PJM_ROR_2_PJM_ROM | PJM_ROR | PJM_ROM | Internal | Winter | B16 | 25 | 8000 | 1527.47 | 69.89 | 69.9 | 0.01 | 0
2025 | PJM_ROR_2_PJM_ROM | PJM_ROR | PJM_ROM | Internal | Winter | B17 | 100 | 8000 | 1638.24 | 65.97 | 65.98 | 0.01 | 0
2025 | PJM_ROR_2_PJM_ROM | PJM_ROR | PJM_ROM | Internal | Winter | B18 | 400 | 8000 | 4725.28 | 63.78 | 63.79 | 0.01 | 0
2025 | PJM_ROR_2_PJM_ROM | PJM_ROR | PJM_ROM | Internal | Winter | B19 | 700 | 8000 | 4204.03 | 59.7 | 59.71 | 0.01 | 0
2025 | PJM_ROR_2_PJM_ROM | PJM_ROR | PJM_ROM | Internal | Winter | B20 | 935 | 8000 | 2627.78 | 46.05 | 46.06 | 0.01 | 0
2025 | PJM_ROR_2_TVA_Transmission | PJM_ROR | TVA_Transmission | Internal | Shoulder | B11 | 25 | 2500 | 0 | 68.48 | 73.53 | 6 | 0
2025 | PJM_ROR_2_TVA_Transmission | PJM_ROR | TVA_Transmission | Internal | Shoulder | B12 | 200 | 2500 | 0 | 64.17 | 67.69 | 6 | 0
2025 | PJM_ROR_2_TVA_Transmission | PJM_ROR | TVA_Transmission | Internal | Shoulder | B13 | 600 | 2500 | 0 | 63.38 | 65.89 | 6 | 0
2025 | PJM_ROR_2_TVA_Transmission | PJM_ROR | TVA_Transmission | Internal | Shoulder | B14 | 900 | 2500 | 0 | 58.54 | 62.86 | 6 | 0
2025 | PJM_ROR_2_TVA_Transmission | PJM_ROR | TVA_Transmission | Internal | Shoulder | B15 | 1203 | 2500 | 81.61 | 46.26 | 52.26 | 6 | 0
2025 | PJM_ROR_2_TVA_Transmission | PJM_ROR | TVA_Transmission | Internal | Summer | B1 | 10 | 2500 | 2024.72 | 106.22 | 112.22 | 6 | 0
2025 | PJM_ROR_2_TVA_Transmission | PJM_ROR | TVA_Transmission | Internal | Summer | B2 | 25 | 2500 | 1260 | 101.58 | 107.58 | 6 | 0
2025 | PJM_ROR_2_TVA_Transmission | PJM_ROR | TVA_Transmission | Internal | Summer | B3 | 75 | 2500 | 957.37 | 100.46 | 106.46 | 6 | 0
2025 | PJM_ROR_2_TVA_Transmission | PJM_ROR | TVA_Transmission | Internal | Summer | B4 | 100 | 2500 | 976.83 | 97.89 | 103.89 | 6 | 0
2025 | PJM_ROR_2_TVA_Transmission | PJM_ROR | TVA_Transmission | Internal | Summer | B5 | 200 | 2500 | 1248.71 | 71.16 | 77.16 | 6 | 0
2025 | PJM_ROR_2_TVA_Transmission | PJM_ROR | TVA_Transmission | Internal | Summer | B6 | 300 | 2500 | 0 | 63.61 | 68.07 | 6 | 0
2025 | PJM_ROR_2_TVA_Transmission | PJM_ROR | TVA_Transmission | Internal | Summer | B7 | 400 | 2500 | 0 | 61.09 | 66 | 6 | 0
2025 | PJM_ROR_2_TVA_Transmission | PJM_ROR | TVA_Transmission | Internal | Summer | B8 | 500 | 2500 | 0 | 57.59 | 59.51 | 6 | 0
2025 | PJM_ROR_2_TVA_Transmission | PJM_ROR | TVA_Transmission | Internal | Summer | B9 | 800 | 2500 | 0 | 51.93 | 56.85 | 6 | 0
2025 | PJM_ROR_2_TVA_Transmission | PJM_ROR | TVA_Transmission | Internal | Summer | B10 | 1262 | 2500 | 0 | 43.51 | 48.42 | 6 | 0
2025 | PJM_ROR_2_TVA_Transmission | PJM_ROR | TVA_Transmission | Internal | Winter | B16 | 25 | 2500 | 900 | 69.89 | 75.89 | 6 | 0
2025 | PJM_ROR_2_TVA_Transmission | PJM_ROR | TVA_Transmission | Internal | Winter | B17 | 100 | 2500 | 0 | 65.97 | 70.17 | 6 | 0
2025 | PJM_ROR_2_TVA_Transmission | PJM_ROR | TVA_Transmission | Internal | Winter | B18 | 400 | 2500 | 0 | 63.78 | 66.5 | 6 | 0
2025 | PJM_ROR_2_TVA_Transmission | PJM_ROR | TVA_Transmission | Internal | Winter | B19 | 700 | 2500 | 0 | 59.7 | 63.98 | 6 | 0
2025 | PJM_ROR_2_TVA_Transmission | PJM_ROR | TVA_Transmission | Internal | Winter | B20 | 935 | 2500 | 233.84 | 46.05 | 52.05 | 6 | 0
2025 | PJM_ROR_2_VACAR | PJM_ROR | VACAR | Internal | Shoulder | B11 | 25 | 3865 | 3865 | 68.48 | 74.7 | 6 | 0.22
2025 | PJM_ROR_2_VACAR | PJM_ROR | VACAR | Internal | Shoulder | B12 | 200 | 3865 | 3865 | 64.17 | 71.48 | 6 | 1.31
2025 | PJM_ROR_2_VACAR | PJM_ROR | VACAR | Internal | Shoulder | B13 | 600 | 3865 | 3195 | 63.38 | 69.38 | 6 | 0
2025 | PJM_ROR_2_VACAR | PJM_ROR | VACAR | Internal | Shoulder | B14 | 900 | 3865 | 2313.2 | 58.54 | 64.54 | 6 | 0
2025 | PJM_ROR_2_VACAR | PJM_ROR | VACAR | Internal | Shoulder | B15 | 1203 | 3865 | 3865 | 46.26 | 54.14 | 6 | 1.88
2025 | PJM_ROR_2_VACAR | PJM_ROR | VACAR | Internal | Summer | B1 | 10 | 3865 | 3865 | 106.22 | 112.32 | 6 | 0.11
2025 | PJM_ROR_2_VACAR | PJM_ROR | VACAR | Internal | Summer | B2 | 25 | 3865 | 3865 | 101.58 | 112.32 | 6 | 4.74
2025 | PJM_ROR_2_VACAR | PJM_ROR | VACAR | Internal | Summer | B3 | 75 | 3865 | 3865 | 100.46 | 112.32 | 6 | 5.86
2025 | PJM_ROR_2_VACAR | PJM_ROR | VACAR | Internal | Summer | B4 | 100 | 3865 | 3865 | 97.89 | 109.28 | 6 | 5.39
2025 | PJM_ROR_2_VACAR | PJM_ROR | VACAR | Internal | Summer | B5 | 200 | 3865 | 3865 | 71.16 | 94.25 | 6 | 17.09
2025 | PJM_ROR_2_VACAR | PJM_ROR | VACAR | Internal | Summer | B6 | 300 | 3865 | 3853.12 | 63.61 | 69.61 | 6 | 0
2025 | PJM_ROR_2_VACAR | PJM_ROR | VACAR | Internal | Summer | B7 | 400 | 3865 | 3865 | 61.09 | 68.49 | 6 | 1.39
2025 | PJM_ROR_2_VACAR | PJM_ROR | VACAR | Internal | Summer | B8 | 500 | 3865 | 2684.45 | 57.59 | 63.59 | 6 | 0
2025 | PJM_ROR_2_VACAR | PJM_ROR | VACAR | Internal | Summer | B9 | 800 | 3865 | 3377.83 | 51.93 | 57.93 | 6 | 0
2025 | PJM_ROR_2_VACAR | PJM_ROR | VACAR | Internal | Summer | B10 | 1262 | 3865 | 3865 | 43.51 | 50.42 | 6 | 0.91
2025 | PJM_ROR_2_VACAR | PJM_ROR | VACAR | Internal | Winter | B16 | 25 | 3865 | 3865 | 69.89 | 90.72 | 6 | 14.83
2025 | PJM_ROR_2_VACAR | PJM_ROR | VACAR | Internal | Winter | B17 | 100 | 3865 | 3865 | 65.97 | 75.37 | 6 | 3.4
2025 | PJM_ROR_2_VACAR | PJM_ROR | VACAR | Internal | Winter | B18 | 400 | 3865 | 1785.99 | 63.78 | 69.78 | 6 | 0
2025 | PJM_ROR_2_VACAR | PJM_ROR | VACAR | Internal | Winter | B19 | 700 | 3865 | 2228.32 | 59.7 | 65.7 | 6 | 0
2025 | PJM_ROR_2_VACAR | PJM_ROR | VACAR | Internal | Winter | B20 | 935 | 3865 | 3865 | 46.05 | 53.29 | 6 | 1.24
2025 | PJM_ROM_2_NYISO_A-F | PJM_ROM | NYISO_A-F | Internal | Shoulder | B11 | 25 | 2000 | 0 | 68.47 | 59.24 | 6 | 0
2025 | PJM_ROM_2_NYISO_A-F | PJM_ROM | NYISO_A-F | Internal | Shoulder | B12 | 200 | 2000 | 0 | 64.15 | 58.04 | 6 | 0
2025 | PJM_ROM_2_NYISO_A-F | PJM_ROM | NYISO_A-F | Internal | Shoulder | B13 | 600 | 2000 | 0 | 63.39 | 55.39 | 6 | 0
2025 | PJM_ROM_2_NYISO_A-F | PJM_ROM | NYISO_A-F | Internal | Shoulder | B14 | 900 | 2000 | 0 | 58.55 | 53.2 | 6 | 0
2025 | PJM_ROM_2_NYISO_A-F | PJM_ROM | NYISO_A-F | Internal | Shoulder | B15 | 1203 | 2000 | 2000 | 46.27 | 53.2 | 6 | 0.93
2025 | PJM_ROM_2_NYISO_A-F | PJM_ROM | NYISO_A-F | Internal | Summer | B1 | 10 | 2000 | 0 | 106.23 | 69.6 | 6 | 0
2025 | PJM_ROM_2_NYISO_A-F | PJM_ROM | NYISO_A-F | Internal | Summer | B2 | 25 | 2000 | 0 | 101.6 | 69.6 | 6 | 0
2025 | PJM_ROM_2_NYISO_A-F | PJM_ROM | NYISO_A-F | Internal | Summer | B3 | 75 | 2000 | 0 | 100.45 | 69.6 | 6 | 0
2025 | PJM_ROM_2_NYISO_A-F | PJM_ROM | NYISO_A-F | Internal | Summer | B4 | 100 | 2000 | 0 | 97.88 | 68.73 | 6 | 0
2025 | PJM_ROM_2_NYISO_A-F | PJM_ROM | NYISO_A-F | Internal | Summer | B5 | 200 | 2000 | 0 | 71.15 | 62.57 | 6 | 0
2025 | PJM_ROM_2_NYISO_A-F | PJM_ROM | NYISO_A-F | Internal | Summer | B6 | 300 | 2000 | 0 | 63.6 | 62.49 | 6 | 0
2025 | PJM_ROM_2_NYISO_A-F | PJM_ROM | NYISO_A-F | Internal | Summer | B7 | 400 | 2000 | 0 | 61.11 | 56.91 | 6 | 0
2025 | PJM_ROM_2_NYISO_A-F | PJM_ROM | NYISO_A-F | Internal | Summer | B8 | 500 | 2000 | 0 | 57.6 | 51.77 | 6 | 0
2025 | PJM_ROM_2_NYISO_A-F | PJM_ROM | NYISO_A-F | Internal | Summer | B9 | 800 | 2000 | 0 | 51.94 | 50.42 | 6 | 0
2025 | PJM_ROM_2_NYISO_A-F | PJM_ROM | NYISO_A-F | Internal | Summer | B10 | 1262 | 2000 | 2000 | 43.53 | 50.42 | 6 | 0.89
2025 | PJM_ROM_2_NYISO_A-F | PJM_ROM | NYISO_A-F | Internal | Winter | B16 | 25 | 2000 | 0 | 69.9 | 66.4 | 6 | 0
2025 | PJM_ROM_2_NYISO_A-F | PJM_ROM | NYISO_A-F | Internal | Winter | B17 | 100 | 2000 | 0 | 65.98 | 60.31 | 6 | 0
2025 | PJM_ROM_2_NYISO_A-F | PJM_ROM | NYISO_A-F | Internal | Winter | B18 | 400 | 2000 | 0 | 63.79 | 55.79 | 6 | 0
2025 | PJM_ROM_2_NYISO_A-F | PJM_ROM | NYISO_A-F | Internal | Winter | B19 | 700 | 2000 | 0 | 59.71 | 55.79 | 6 | 0
2025 | PJM_ROM_2_NYISO_A-F | PJM_ROM | NYISO_A-F | Internal | Winter | B20 | 935 | 2000 | 2000 | 46.06 | 55.79 | 6 | 3.72
2025 | PJM_ROM_2_PJM_E | PJM_ROM | PJM_E | Internal | Shoulder | B11 | 25 | 8000 | 0 | 68.47 | 68.45 | 0.01 | 0
2025 | PJM_ROM_2_PJM_E | PJM_ROM | PJM_E | Internal | Shoulder | B12 | 200 | 8000 | 0 | 64.15 | 64.14 | 0.01 | 0
2025 | PJM_ROM_2_PJM_E | PJM_ROM | PJM_E | Internal | Shoulder | B13 | 600 | 8000 | 2918.14 | 63.39 | 63.41 | 0.01 | 0
2025 | PJM_ROM_2_PJM_E | PJM_ROM | PJM_E | Internal | Shoulder | B14 | 900 | 8000 | 4646.58 | 58.55 | 58.56 | 0.01 | 0
2025 | PJM_ROM_2_PJM_E | PJM_ROM | PJM_E | Internal | Shoulder | B15 | 1203 | 8000 | 4731.29 | 46.27 | 46.28 | 0.01 | 0
2025 | PJM_ROM_2_PJM_E | PJM_ROM | PJM_E | Internal | Summer | B1 | 10 | 8000 | 5469.69 | 106.23 | 106.24 | 0.01 | 0
2025 | PJM_ROM_2_PJM_E | PJM_ROM | PJM_E | Internal | Summer | B2 | 25 | 8000 | 4228.11 | 101.6 | 101.61 | 0.01 | 0
2025 | PJM_ROM_2_PJM_E | PJM_ROM | PJM_E | Internal | Summer | B3 | 75 | 8000 | 0 | 100.45 | 100.44 | 0.01 | 0
2025 | PJM_ROM_2_PJM_E | PJM_ROM | PJM_E | Internal | Summer | B4 | 100 | 8000 | 0 | 97.88 | 97.86 | 0.01 | 0
2025 | PJM_ROM_2_PJM_E | PJM_ROM | PJM_E | Internal | Summer | B5 | 200 | 8000 | 1259.17 | 71.15 | 71.16 | 0.01 | 0
2025 | PJM_ROM_2_PJM_E | PJM_ROM | PJM_E | Internal | Summer | B6 | 300 | 8000 | 2122.08 | 63.6 | 63.61 | 0.01 | 0
2025 | PJM_ROM_2_PJM_E | PJM_ROM | PJM_E | Internal | Summer | B7 | 400 | 8000 | 3954.4 | 61.11 | 61.12 | 0.01 | 0
2025 | PJM_ROM_2_PJM_E | PJM_ROM | PJM_E | Internal | Summer | B8 | 500 | 8000 | 2728.15 | 57.6 | 57.61 | 0.01 | 0
2025 | PJM_ROM_2_PJM_E | PJM_ROM | PJM_E | Internal | Summer | B9 | 800 | 8000 | 5852.35 | 51.94 | 51.95 | 0.01 | 0
2025 | PJM_ROM_2_PJM_E | PJM_ROM | PJM_E | Internal | Summer | B10 | 1262 | 8000 | 4464.51 | 43.53 | 43.54 | 0.01 | 0
2025 | PJM_ROM_2_PJM_E | PJM_ROM | PJM_E | Internal | Winter | B16 | 25 | 8000 | 4697.31 | 69.9 | 69.91 | 0.01 | 0
2025 | PJM_ROM_2_PJM_E | PJM_ROM | PJM_E | Internal | Winter | B17 | 100 | 8000 | 3818.01 | 65.98 | 66 | 0.01 | 0
2025 | PJM_ROM_2_PJM_E | PJM_ROM | PJM_E | Internal | Winter | B18 | 400 | 8000 | 6667.71 | 63.79 | 63.8 | 0.01 | 0
2025 | PJM_ROM_2_PJM_E | PJM_ROM | PJM_E | Internal | Winter | B19 | 700 | 8000 | 5398.24 | 59.71 | 59.72 | 0.01 | 0
2025 | PJM_ROM_2_PJM_E | PJM_ROM | PJM_E | Internal | Winter | B20 | 935 | 8000 | 3909.89 | 46.06 | 46.07 | 0.01 | 0
2025 | PJM_ROM_2_PJM_ROR | PJM_ROM | PJM_ROR | Internal | Shoulder | B11 | 25 | 8000 | 3600.47 | 68.47 | 68.48 | 0.01 | 0
2025 | PJM_ROM_2_PJM_ROR | PJM_ROM | PJM_ROR | Internal | Shoulder | B12 | 200 | 8000 | 1409.42 | 64.15 | 64.17 | 0.01 | 0
2025 | PJM_ROM_2_PJM_ROR | PJM_ROM | PJM_ROR | Internal | Shoulder | B13 | 600 | 8000 | 0 | 63.39 | 63.38 | 0.01 | 0
2025 | PJM_ROM_2_PJM_ROR | PJM_ROM | PJM_ROR | Internal | Shoulder | B14 | 900 | 8000 | 0 | 58.55 | 58.54 | 0.01 | 0
2025 | PJM_ROM_2_PJM_ROR | PJM_ROM | PJM_ROR | Internal | Shoulder | B15 | 1203 | 8000 | 0 | 46.27 | 46.26 | 0.01 | 0
2025 | PJM_ROM_2_PJM_ROR | PJM_ROM | PJM_ROR | Internal | Summer | B1 | 10 | 8000 | 0 | 106.23 | 106.22 | 0.01 | 0
2025 | PJM_ROM_2_PJM_ROR | PJM_ROM | PJM_ROR | Internal | Summer | B2 | 25 | 8000 | 0 | 101.6 | 101.58 | 0.01 | 0
2025 | PJM_ROM_2_PJM_ROR | PJM_ROM | PJM_ROR | Internal | Summer | B3 | 75 | 8000 | 2518.59 | 100.45 | 100.46 | 0.01 | 0
2025 | PJM_ROM_2_PJM_ROR | PJM_ROM | PJM_ROR | Internal | Summer | B4 | 100 | 8000 | 4536.56 | 97.88 | 97.89 | 0.01 | 0
2025 | PJM_ROM_2_PJM_ROR | PJM_ROM | PJM_ROR | Internal | Summer | B5 | 200 | 8000 | 2601.95 | 71.15 | 71.16 | 0.01 | 0
2025 | PJM_ROM_2_PJM_ROR | PJM_ROM | PJM_ROR | Internal | Summer | B6 | 300 | 8000 | 667.07 | 63.6 | 63.61 | 0.01 | 0
2025 | PJM_ROM_2_PJM_ROR | PJM_ROM | PJM_ROR | Internal | Summer | B7 | 400 | 8000 | 0 | 61.11 | 61.09 | 0.01 | 0
2025 | PJM_ROM_2_PJM_ROR | PJM_ROM | PJM_ROR | Internal | Summer | B8 | 500 | 8000 | 0 | 57.6 | 57.59 | 0.01 | 0
2025 | PJM_ROM_2_PJM_ROR | PJM_ROM | PJM_ROR | Internal | Summer | B9 | 800 | 8000 | 0 | 51.94 | 51.93 | 0.01 | 0
2025 | PJM_ROM_2_PJM_ROR | PJM_ROM | PJM_ROR | Internal | Summer | B10 | 1262 | 8000 | 0 | 43.53 | 43.51 | 0.01 | 0
2025 | PJM_ROM_2_PJM_ROR | PJM_ROM | PJM_ROR | Internal | Winter | B16 | 25 | 8000 | 0 | 69.9 | 69.89 | 0.01 | 0
2025 | PJM_ROM_2_PJM_ROR | PJM_ROM | PJM_ROR | Internal | Winter | B17 | 100 | 8000 | 0 | 65.98 | 65.97 | 0.01 | 0
2025 | PJM_ROM_2_PJM_ROR | PJM_ROM | PJM_ROR | Internal | Winter | B18 | 400 | 8000 | 0 | 63.79 | 63.78 | 0.01 | 0
2025 | PJM_ROM_2_PJM_ROR | PJM_ROM | PJM_ROR | Internal | Winter | B19 | 700 | 8000 | 0 | 59.71 | 59.7 | 0.01 | 0
2025 | PJM_ROM_2_PJM_ROR | PJM_ROM | PJM_ROR | Internal | Winter | B20 | 935 | 8000 | 0 | 46.06 | 46.05 | 0.01 | 0
2025 | SOCO_2_FRCC | SOCO | FRCC | Internal | Shoulder | B11 | 25 | 3700 | 3700 | 81.7 | 114.75 | 10 | 23.05
2025 | SOCO_2_FRCC | SOCO | FRCC | Internal | Shoulder | B12 | 200 | 3700 | 0 | 66.96 | 75.33 | 10 | 0
2025 | SOCO_2_FRCC | SOCO | FRCC | Internal | Shoulder | B13 | 600 | 3700 | 0 | 66.96 | 75.33 | 10 | 0
2025 | SOCO_2_FRCC | SOCO | FRCC | Internal | Shoulder | B14 | 900 | 3700 | 0 | 66.96 | 72.19 | 10 | 0
2025 | SOCO_2_FRCC | SOCO | FRCC | Internal | Shoulder | B15 | 1203 | 3700 | 3700 | 61.14 | 72.19 | 10 | 1.05
2025 | SOCO_2_FRCC | SOCO | FRCC | Internal | Summer | B1 | 10 | 3700 | 1293.01 | 109.04 | 119.04 | 10 | 0
2025 | SOCO_2_FRCC | SOCO | FRCC | Internal | Summer | B2 | 25 | 3700 | 0 | 109.04 | 116.41 | 10 | 0
2025 | SOCO_2_FRCC | SOCO | FRCC | Internal | Summer | B3 | 75 | 3700 | 0 | 109.04 | 116.41 | 10 | 0
2025 | SOCO_2_FRCC | SOCO | FRCC | Internal | Summer | B4 | 100 | 3700 | 941.38 | 106.41 | 116.41 | 10 | 0
2025 | SOCO_2_FRCC | SOCO | FRCC | Internal | Summer | B5 | 200 | 3700 | 3700 | 86.16 | 101.63 | 10 | 5.47
2025 | SOCO_2_FRCC | SOCO | FRCC | Internal | Summer | B6 | 300 | 3700 | 2066.69 | 75 | 85 | 10 | 0
2025 | SOCO_2_FRCC | SOCO | FRCC | Internal | Summer | B7 | 400 | 3700 | 676.5 | 65.58 | 75.58 | 10 | 0
2025 | SOCO_2_FRCC | SOCO | FRCC | Internal | Summer | B8 | 500 | 3700 | 0 | 65.58 | 74.51 | 10 | 0
2025 | SOCO_2_FRCC | SOCO | FRCC | Internal | Summer | B9 | 800 | 3700 | 0 | 64.93 | 71.4 | 10 | 0
2025 | SOCO_2_FRCC | SOCO | FRCC | Internal | Summer | B10 | 1262 | 3700 | 3700 | 57.42 | 71.4 | 10 | 3.97
2025 | SOCO_2_FRCC | SOCO | FRCC | Internal | Winter | B16 | 25 | 3700 | 2345.76 | 80.72 | 90.72 | 10 | 0
2025 | SOCO_2_FRCC | SOCO | FRCC | Internal | Winter | B17 | 100 | 3700 | 0 | 69.84 | 77.89 | 10 | 0
2025 | SOCO_2_FRCC | SOCO | FRCC | Internal | Winter | B18 | 400 | 3700 | 0 | 69.79 | 74.64 | 10 | 0
2025 | SOCO_2_FRCC | SOCO | FRCC | Internal | Winter | B19 | 700 | 3700 | 0 | 65.71 | 74.64 | 10 | 0
2025 | SOCO_2_FRCC | SOCO | FRCC | Internal | Winter | B20 | 935 | 3700 | 3700 | 60.77 | 74.02 | 10 | 3.25
2025 | SOCO_2_VACAR | SOCO | VACAR | Internal | Shoulder | B11 | 25 | 2000 | 0 | 81.7 | 74.7 | 10 | 0
2025 | SOCO_2_VACAR | SOCO | VACAR | Internal | Shoulder | B12 | 200 | 2000 | 0 | 66.96 | 71.48 | 10 | 0
2025 | SOCO_2_VACAR | SOCO | VACAR | Internal | Shoulder | B13 | 600 | 2000 | 0 | 66.96 | 69.38 | 10 | 0
2025 | SOCO_2_VACAR | SOCO | VACAR | Internal | Shoulder | B14 | 900 | 2000 | 0 | 66.96 | 64.54 | 10 | 0
2025 | SOCO_2_VACAR | SOCO | VACAR | Internal | Shoulder | B15 | 1203 | 2000 | 0 | 61.14 | 54.14 | 10 | 0
2025 | SOCO_2_VACAR | SOCO | VACAR | Internal | Summer | B1 | 10 | 2000 | 0 | 109.04 | 112.32 | 10 | 0
2025 | SOCO_2_VACAR | SOCO | VACAR | Internal | Summer | B2 | 25 | 2000 | 0 | 109.04 | 112.32 | 10 | 0
2025 | SOCO_2_VACAR | SOCO | VACAR | Internal | Summer | B3 | 75 | 2000 | 0 | 109.04 | 112.32 | 10 | 0
2025 | SOCO_2_VACAR | SOCO | VACAR | Internal | Summer | B4 | 100 | 2000 | 0 | 106.41 | 109.28 | 10 | 0
2025 | SOCO_2_VACAR | SOCO | VACAR | Internal | Summer | B5 | 200 | 2000 | 0 | 86.16 | 94.25 | 10 | 0
2025 | SOCO_2_VACAR | SOCO | VACAR | Internal | Summer | B6 | 300 | 2000 | 0 | 75 | 69.61 | 10 | 0
2025 | SOCO_2_VACAR | SOCO | VACAR | Internal | Summer | B7 | 400 | 2000 | 0 | 65.58 | 68.49 | 10 | 0
2025 | SOCO_2_VACAR | SOCO | VACAR | Internal | Summer | B8 | 500 | 2000 | 0 | 65.58 | 63.59 | 10 | 0
2025 | SOCO_2_VACAR | SOCO | VACAR | Internal | Summer | B9 | 800 | 2000 | 0 | 64.93 | 57.93 | 10 | 0
2025 | SOCO_2_VACAR | SOCO | VACAR | Internal | Summer | B10 | 1262 | 2000 | 0 | 57.42 | 50.42 | 10 | 0
2025 | SOCO_2_VACAR | SOCO | VACAR | Internal | Winter | B16 | 25 | 2000 | 1059.36 | 80.72 | 90.72 | 10 | 0
2025 | SOCO_2_VACAR | SOCO | VACAR | Internal | Winter | B17 | 100 | 2000 | 0 | 69.84 | 75.37 | 10 | 0
2025 | SOCO_2_VACAR | SOCO | VACAR | Internal | Winter | B18 | 400 | 2000 | 0 | 69.79 | 69.78 | 10 | 0
2025 | SOCO_2_VACAR | SOCO | VACAR | Internal | Winter | B19 | 700 | 2000 | 0 | 65.71 | 65.7 | 10 | 0
2025 | SOCO_2_VACAR | SOCO | VACAR | Internal | Winter | B20 | 935 | 2000 | 0 | 60.77 | 53.29 | 10 | 0
2025 | SPP_N_2_ENT | SPP_N | ENT | Internal | Shoulder | B11 | 25 | 9240 | 2208.48 | 64.83 | 69.83 | 5 | 0
2025 | SPP_N_2_ENT | SPP_N | ENT | Internal | Shoulder | B12 | 200 | 9240 | 6912.53 | 57.18 | 62.18 | 5 | 0
2025 | SPP_N_2_ENT | SPP_N | ENT | Internal | Shoulder | B13 | 600 | 9240 | 4468.57 | 56.39 | 61.39 | 5 | 0
2025 | SPP_N_2_ENT | SPP_N | ENT | Internal | Shoulder | B14 | 900 | 9240 | 3755.24 | 51.53 | 56.53 | 5 | 0
2025 | SPP_N_2_ENT | SPP_N | ENT | Internal | Shoulder | B15 | 1203 | 9240 | 3779.11 | 39.26 | 44.26 | 5 | 0
2025 | SPP_N_2_ENT | SPP_N | ENT | Internal | Summer | B1 | 10 | 9240 | 0 | 99.23 | 101.04 | 5 | 0
2025 | SPP_N_2_ENT | SPP_N | ENT | Internal | Summer | B2 | 25 | 9240 | 0 | 94.6 | 98.46 | 5 | 0
2025 | SPP_N_2_ENT | SPP_N | ENT | Internal | Summer | B3 | 75 | 9240 | 0 | 94.4 | 98.46 | 5 | 0
2025 | SPP_N_2_ENT | SPP_N | ENT | Internal | Summer | B4 | 100 | 9240 | 0 | 91.92 | 96.91 | 5 | 0
2025 | SPP_N_2_ENT | SPP_N | ENT | Internal | Summer | B5 | 200 | 9240 | 2229.57 | 73.15 | 78.15 | 5 | 0
2025 | SPP_N_2_ENT | SPP_N | ENT | Internal | Summer | B6 | 300 | 9240 | 825.78 | 63.42 | 68.42 | 5 | 0
2025 | SPP_N_2_ENT | SPP_N | ENT | Internal | Summer | B7 | 400 | 9240 | 1943.28 | 61.28 | 66.28 | 5 | 0
2025 | SPP_N_2_ENT | SPP_N | ENT | Internal | Summer | B8 | 500 | 9240 | 7053.5 | 58.6 | 63.6 | 5 | 0
2025 | SPP_N_2_ENT | SPP_N | ENT | Internal | Summer | B9 | 800 | 9240 | 9240 | 51.92 | 56.93 | 5 | 0.01
2025 | SPP_N_2_ENT | SPP_N | ENT | Internal | Summer | B10 | 1262 | 9240 | 9240 | 38.23 | 43.24 | 5 | 0.01
2025 | SPP_N_2_ENT | SPP_N | ENT | Internal | Winter | B16 | 25 | 9240 | 6016.41 | 62.9 | 67.9 | 5 | 0
2025 | SPP_N_2_ENT | SPP_N | ENT | Internal | Winter | B17 | 100 | 9240 | 6451.18 | 58.98 | 63.98 | 5 | 0
2025 | SPP_N_2_ENT | SPP_N | ENT | Internal | Winter | B18 | 400 | 9240 | 6469.25 | 56.79 | 61.79 | 5 | 0
2025 | SPP_N_2_ENT | SPP_N | ENT | Internal | Winter | B19 | 700 | 9240 | 5755.89 | 52.71 | 57.71 | 5 | 0
2025 | SPP_N_2_ENT | SPP_N | ENT | Internal | Winter | B20 | 935 | 9240 | 9240 | 39.06 | 44.07 | 5 | 0.01
2025 | SPP_N_2_MISO_MO-IL | SPP_N | MISO_MO-IL | Internal | Shoulder | B11 | 25 | 2263 | 0 | 64.83 | 67.92 | 5 | 0
2025 | SPP_N_2_MISO_MO-IL | SPP_N | MISO_MO-IL | Internal | Shoulder | B12 | 200 | 2263 | 114.5 | 57.18 | 62.18 | 5 | 0
2025 | SPP_N_2_MISO_MO-IL | SPP_N | MISO_MO-IL | Internal | Shoulder | B13 | 600 | 2263 | 125.15 | 56.39 | 61.39 | 5 | 0
2025 | SPP_N_2_MISO_MO-IL | SPP_N | MISO_MO-IL | Internal | Shoulder | B14 | 900 | 2263 | 252.5 | 51.53 | 56.53 | 5 | 0
2025 | SPP_N_2_MISO_MO-IL | SPP_N | MISO_MO-IL | Internal | Shoulder | B15 | 1203 | 2263 | 1179.08 | 39.26 | 44.26 | 5 | 0
2025 | SPP_N_2_MISO_MO-IL | SPP_N | MISO_MO-IL | Internal | Summer | B1 | 10 | 2263 | 0 | 99.23 | 104.22 | 5 | 0
2025 | SPP_N_2_MISO_MO-IL | SPP_N | MISO_MO-IL | Internal | Summer | B2 | 25 | 2263 | 946.58 | 94.6 | 99.6 | 5 | 0
2025 | SPP_N_2_MISO_MO-IL | SPP_N | MISO_MO-IL | Internal | Summer | B3 | 75 | 2263 | 901.17 | 94.4 | 99.4 | 5 | 0
2025 | SPP_N_2_MISO_MO-IL | SPP_N | MISO_MO-IL | Internal | Summer | B4 | 100 | 2263 | 531.32 | 91.92 | 96.92 | 5 | 0
2025 | SPP_N_2_MISO_MO-IL | SPP_N | MISO_MO-IL | Internal | Summer | B5 | 200 | 2263 | 0 | 73.15 | 73.15 | 5 | 0
2025 | SPP_N_2_MISO_MO-IL | SPP_N | MISO_MO-IL | Internal | Summer | B6 | 300 | 2263 | 0 | 63.42 | 62.5 | 5 | 0
2025 | SPP_N_2_MISO_MO-IL | SPP_N | MISO_MO-IL | Internal | Summer | B7 | 400 | 2263 | 0 | 61.28 | 60.33 | 5 | 0
2025 | SPP_N_2_MISO_MO-IL | SPP_N | MISO_MO-IL | Internal | Summer | B8 | 500 | 2263 | 0 | 58.6 | 55.6 | 5 | 0
2025 | SPP_N_2_MISO_MO-IL | SPP_N | MISO_MO-IL | Internal | Summer | B9 | 800 | 2263 | 0 | 51.92 | 49.92 | 5 | 0
2025 | SPP_N_2_MISO_MO-IL | SPP_N | MISO_MO-IL | Internal | Summer | B10 | 1262 | 2263 | 0 | 38.23 | 41.53 | 5 | 0
2025 | SPP_N_2_MISO_MO-IL | SPP_N | MISO_MO-IL | Internal | Winter | B16 | 25 | 2263 | 57.56 | 62.9 | 67.9 | 5 | 0
2025 | SPP_N_2_MISO_MO-IL | SPP_N | MISO_MO-IL | Internal | Winter | B17 | 100 | 2263 | 570.08 | 58.98 | 63.98 | 5 | 0
2025 | SPP_N_2_MISO_MO-IL | SPP_N | MISO_MO-IL | Internal | Winter | B18 | 400 | 2263 | 346.08 | 56.79 | 61.79 | 5 | 0
2025 | SPP_N_2_MISO_MO-IL | SPP_N | MISO_MO-IL | Internal | Winter | B19 | 700 | 2263 | 36.88 | 52.71 | 57.71 | 5 | 0
2025 | SPP_N_2_MISO_MO-IL | SPP_N | MISO_MO-IL | Internal | Winter | B20 | 935 | 2263 | 74.11 | 39.06 | 44.06 | 5 | 0
2025 | SPP_N_2_MISO_W | SPP_N | MISO_W | Internal | Shoulder | B11 | 25 | 750 | 0 | 64.83 | 67.9 | 5 | 0
2025 | SPP_N_2_MISO_W | SPP_N | MISO_W | Internal | Shoulder | B12 | 200 | 750 | 0 | 57.18 | 62.17 | 5 | 0
2025 | SPP_N_2_MISO_W | SPP_N | MISO_W | Internal | Shoulder | B13 | 600 | 750 | 0 | 56.39 | 61.38 | 5 | 0
2025 | SPP_N_2_MISO_W | SPP_N | MISO_W | Internal | Shoulder | B14 | 900 | 750 | 0 | 51.53 | 56.51 | 5 | 0
2025 | SPP_N_2_MISO_W | SPP_N | MISO_W | Internal | Shoulder | B15 | 1203 | 750 | 0 | 39.26 | 44.25 | 5 | 0
2025 | SPP_N_2_MISO_W | SPP_N | MISO_W | Internal | Summer | B1 | 10 | 750 | 0 | 99.23 | 104.22 | 5 | 0
2025 | SPP_N_2_MISO_W | SPP_N | MISO_W | Internal | Summer | B2 | 25 | 750 | 0 | 94.6 | 99.58 | 5 | 0
2025 | SPP_N_2_MISO_W | SPP_N | MISO_W | Internal | Summer | B3 | 75 | 750 | 0 | 94.4 | 99.38 | 5 | 0
2025 | SPP_N_2_MISO_W | SPP_N | MISO_W | Internal | Summer | B4 | 100 | 750 | 0 | 91.92 | 96.91 | 5 | 0
2025 | SPP_N_2_MISO_W | SPP_N | MISO_W | Internal | Summer | B5 | 200 | 750 | 0 | 73.15 | 73.14 | 5 | 0
2025 | SPP_N_2_MISO_W | SPP_N | MISO_W | Internal | Summer | B6 | 300 | 750 | 0 | 63.42 | 62.52 | 5 | 0
2025 | SPP_N_2_MISO_W | SPP_N | MISO_W | Internal | Summer | B7 | 400 | 750 | 0 | 61.28 | 60.34 | 5 | 0
2025 | SPP_N_2_MISO_W | SPP_N | MISO_W | Internal | Summer | B8 | 500 | 750 | 0 | 58.6 | 55.59 | 5 | 0
2025 | SPP_N_2_MISO_W | SPP_N | MISO_W | Internal | Summer | B9 | 800 | 750 | 0 | 51.92 | 49.93 | 5 | 0
2025 | SPP_N_2_MISO_W | SPP_N | MISO_W | Internal | Summer | B10 | 1262 | 750 | 0 | 38.23 | 41.51 | 5 | 0
2025 | SPP_N_2_MISO_W | SPP_N | MISO_W | Internal | Winter | B16 | 25 | 750 | 0 | 62.9 | 67.89 | 5 | 0
2025 | SPP_N_2_MISO_W | SPP_N | MISO_W | Internal | Winter | B17 | 100 | 750 | 0 | 58.98 | 63.97 | 5 | 0
2025 | SPP_N_2_MISO_W | SPP_N | MISO_W | Internal | Winter | B18 | 400 | 750 | 0 | 56.79 | 61.78 | 5 | 0
2025 | SPP_N_2_MISO_W | SPP_N | MISO_W | Internal | Winter | B19 | 700 | 750 | 0 | 52.71 | 57.7 | 5 | 0
2025 | SPP_N_2_MISO_W | SPP_N | MISO_W | Internal | Winter | B20 | 935 | 750 | 0 | 39.06 | 44.05 | 5 | 0
2025 | SPP_N_2_NE | SPP_N | NE | Internal | Shoulder | B11 | 25 | 11328 | 0 | 64.83 | 64.82 | 0.01 | 0
2025 | SPP_N_2_NE | SPP_N | NE | Internal | Shoulder | B12 | 200 | 11328 | 0 | 57.18 | 57.17 | 0.01 | 0
2025 | SPP_N_2_NE | SPP_N | NE | Internal | Shoulder | B13 | 600 | 11328 | 0 | 56.39 | 56.38 | 0.01 | 0
2025 | SPP_N_2_NE | SPP_N | NE | Internal | Shoulder | B14 | 900 | 11328 | 0 | 51.53 | 51.51 | 0.01 | 0
2025 | SPP_N_2_NE | SPP_N | NE | Internal | Shoulder | B15 | 1203 | 11328 | 0 | 39.26 | 39.25 | 0.01 | 0
2025 | SPP_N_2_NE | SPP_N | NE | Internal | Summer | B1 | 10 | 11328 | 0 | 99.23 | 99.22 | 0.01 | 0
2025 | SPP_N_2_NE | SPP_N | NE | Internal | Summer | B2 | 25 | 11328 | 0 | 94.6 | 94.58 | 0.01 | 0
2025 | SPP_N_2_NE | SPP_N | NE | Internal | Summer | B3 | 75 | 11328 | 0 | 94.4 | 94.38 | 0.01 | 0
2025 | SPP_N_2_NE | SPP_N | NE | Internal | Summer | B4 | 100 | 11328 | 0 | 91.92 | 91.91 | 0.01 | 0
2025 | SPP_N_2_NE | SPP_N | NE | Internal | Summer | B5 | 200 | 11328 | 0 | 73.15 | 73.14 | 0.01 | 0
2025 | SPP_N_2_NE | SPP_N | NE | Internal | Summer | B6 | 300 | 11328 | 0 | 63.42 | 63.41 | 0.01 | 0
2025 | SPP_N_2_NE | SPP_N | NE | Internal | Summer | B7 | 400 | 11328 | 0 | 61.28 | 61.27 | 0.01 | 0
2025 | SPP_N_2_NE | SPP_N | NE | Internal | Summer | B8 | 500 | 11328 | 0 | 58.6 | 50.59 | 0.01 | 0
2025 | SPP_N_2_NE | SPP_N | NE | Internal | Summer | B9 | 800 | 11328 | 0 | 51.92 | 44.93 | 0.01 | 0
2025 | SPP_N_2_NE | SPP_N | NE | Internal | Summer | B10 | 1262 | 11328 | 0 | 38.23 | 36.51 | 0.01 | 0
2025 | SPP_N_2_NE | SPP_N | NE | Internal | Winter | B16 | 25 | 11328 | 0 | 62.9 | 62.89 | 0.01 | 0
2025 | SPP_N_2_NE | SPP_N | NE | Internal | Winter | B17 | 100 | 11328 | 0 | 58.98 | 58.97 | 0.01 | 0
2025 | SPP_N_2_NE | SPP_N | NE | Internal | Winter | B18 | 400 | 11328 | 0 | 56.79 | 56.78 | 0.01 | 0
2025 | SPP_N_2_NE | SPP_N | NE | Internal | Winter | B19 | 700 | 11328 | 0 | 52.71 | 52.7 | 0.01 | 0
2025 | SPP_N_2_NE | SPP_N | NE | Internal | Winter | B20 | 935 | 11328 | 0 | 39.06 | 39.05 | 0.01 | 0
2025 | SPP_N_2_SPP_S | SPP_N | SPP_S | Internal | Shoulder | B11 | 25 | 5571 | 3404.93 | 64.83 | 64.84 | 0.01 | 0
2025 | SPP_N_2_SPP_S | SPP_N | SPP_S | Internal | Shoulder | B12 | 200 | 5571 | 0 | 57.18 | 57.18 | 0.01 | 0
2025 | SPP_N_2_SPP_S | SPP_N | SPP_S | Internal | Shoulder | B13 | 600 | 5571 | 0 | 56.39 | 56.39 | 0.01 | 0
2025 | SPP_N_2_SPP_S | SPP_N | SPP_S | Internal | Shoulder | B14 | 900 | 5571 | 0 | 51.53 | 50.13 | 0.01 | 0
2025 | SPP_N_2_SPP_S | SPP_N | SPP_S | Internal | Shoulder | B15 | 1203 | 5571 | 0 | 39.26 | 39.25 | 0.01 | 0
2025 | SPP_N_2_SPP_S | SPP_N | SPP_S | Internal | Summer | B1 | 10 | 5571 | 0 | 99.23 | 63.43 | 0.01 | 0
2025 | SPP_N_2_SPP_S | SPP_N | SPP_S | Internal | Summer | B2 | 25 | 5571 | 0 | 94.6 | 91.91 | 0.01 | 0
2025 | SPP_N_2_SPP_S | SPP_N | SPP_S | Internal | Summer | B3 | 75 | 5571 | 0 | 94.4 | 93.46 | 0.01 | 0
2025 | SPP_N_2_SPP_S | SPP_N | SPP_S | Internal | Summer | B4 | 100 | 5571 | 0 | 91.92 | 91.91 | 0.01 | 0
2025 | SPP_N_2_SPP_S | SPP_N | SPP_S | Internal | Summer | B5 | 200 | 5571 | 0 | 73.15 | 73.15 | 0.01 | 0
2025 | SPP_N_2_SPP_S | SPP_N | SPP_S | Internal | Summer | B6 | 300 | 5571 | 3018.72 | 63.42 | 63.43 | 0.01 | 0
2025 | SPP_N_2_SPP_S | SPP_N | SPP_S | Internal | Summer | B7 | 400 | 5571 | 4962.3 | 61.28 | 61.29 | 0.01 | 0
2025 | SPP_N_2_SPP_S | SPP_N | SPP_S | Internal | Summer | B8 | 500 | 5571 | 1669.97 | 58.6 | 58.61 | 0.01 | 0
2025 | SPP_N_2_SPP_S | SPP_N | SPP_S | Internal | Summer | B9 | 800 | 5571 | 1035.61 | 51.92 | 51.93 | 0.01 | 0
2025 | SPP_N_2_SPP_S | SPP_N | SPP_S | Internal | Summer | B10 | 1262 | 5571 | 2991.65 | 38.23 | 38.24 | 0.01 | 0
2025 | SPP_N_2_SPP_S | SPP_N | SPP_S | Internal | Winter | B16 | 25 | 5571 | 0 | 62.9 | 62.89 | 0.01 | 0
2025 | SPP_N_2_SPP_S | SPP_N | SPP_S | Internal | Winter | B17 | 100 | 5571 | 0 | 58.98 | 58.97 | 0.01 | 0
2025 | SPP_N_2_SPP_S | SPP_N | SPP_S | Internal | Winter | B18 | 400 | 5571 | 0 | 56.79 | 56.79 | 0.01 | 0
2025 | SPP_N_2_SPP_S | SPP_N | SPP_S | Internal | Winter | B19 | 700 | 5571 | 0 | 52.71 | 52.7 | 0.01 | 0
2025 | SPP_N_2_SPP_S | SPP_N | SPP_S | Internal | Winter | B20 | 935 | 5571 | 452.88 | 39.06 | 39.07 | 0.01 | 0
2025 | SPP_S_2_ENT | SPP_S | ENT | Internal | Shoulder | B11 | 25 | 5132 | 0 | 64.84 | 69.83 | 5 | 0
2025 | SPP_S_2_ENT | SPP_S | ENT | Internal | Shoulder | B12 | 200 | 5132 | 2000.72 | 57.18 | 62.18 | 5 | 0
2025 | SPP_S_2_ENT | SPP_S | ENT | Internal | Shoulder | B13 | 600 | 5132 | 3023.66 | 56.39 | 61.39 | 5 | 0
2025 | SPP_S_2_ENT | SPP_S | ENT | Internal | Shoulder | B14 | 900 | 5132 | 5132 | 50.13 | 56.53 | 5 | 1.4
2025 | SPP_S_2_ENT | SPP_S | ENT | Internal | Shoulder | B15 | 1203 | 5132 | 5132 | 39.25 | 44.26 | 5 | 0.01
2025 | SPP_S_2_ENT | SPP_S | ENT | Internal | Summer | B1 | 10 | 5132 | 5132 | 63.43 | 101.04 | 5 | 32.61
2025 | SPP_S_2_ENT | SPP_S | ENT | Internal | Summer | B2 | 25 | 5132 | 5132 | 91.91 | 98.46 | 5 | 1.55
2025 | SPP_S_2_ENT | SPP_S | ENT | Internal | Summer | B3 | 75 | 5132 | 2437.77 | 93.46 | 98.46 | 5 | 0
2025 | SPP_S_2_ENT | SPP_S | ENT | Internal | Summer | B4 | 100 | 5132 | 1918.24 | 91.91 | 96.91 | 5 | 0
2025 | SPP_S_2_ENT | SPP_S | ENT | Internal | Summer | B5 | 200 | 5132 | 2363.49 | 73.15 | 78.15 | 5 | 0
2025 | SPP_S_2_ENT | SPP_S | ENT | Internal | Summer | B6 | 300 | 5132 | 0 | 63.43 | 68.42 | 5 | 0
2025 | SPP_S_2_ENT | SPP_S | ENT | Internal | Summer | B7 | 400 | 5132 | 0 | 61.29 | 66.28 | 5 | 0
2025 | SPP_S_2_ENT | SPP_S | ENT | Internal | Summer | B8 | 500 | 5132 | 0 | 58.61 | 63.6 | 5 | 0
2025 | SPP_S_2_ENT | SPP_S | ENT | Internal | Summer | B9 | 800 | 5132 | 708.36 | 51.93 | 56.93 | 5 | 0
2025 | SPP_S_2_ENT | SPP_S | ENT | Internal | Summer | B10 | 1262 | 5132 | 2060.21 | 38.24 | 43.24 | 5 | 0
2025 | SPP_S_2_ENT | SPP_S | ENT | Internal | Winter | B16 | 25 | 5132 | 5132 | 62.89 | 67.9 | 5 | 0.01
2025 | SPP_S_2_ENT | SPP_S | ENT | Internal | Winter | B17 | 100 | 5132 | 5132 | 58.97 | 63.98 | 5 | 0.01
2025 | SPP_S_2_ENT | SPP_S | ENT | Internal | Winter | B18 | 400 | 5132 | 5117.5 | 56.79 | 61.79 | 5 | 0
2025 | SPP_S_2_ENT | SPP_S | ENT | Internal | Winter | B19 | 700 | 5132 | 5132 | 52.7 | 57.71 | 5 | 0.01
2025 | SPP_S_2_ENT | SPP_S | ENT | Internal | Winter | B20 | 935 | 5132 | 4090.11 | 39.07 | 44.07 | 5 | 0
2025 | SPP_S_2_SPP_N | SPP_S | SPP_N | Internal | Shoulder | B11 | 25 | 2211 | 0 | 64.84 | 64.83 | 0.01 | 0
2025 | SPP_S_2_SPP_N | SPP_S | SPP_N | Internal | Shoulder | B12 | 200 | 2211 | 0 | 57.18 | 57.18 | 0.01 | 0
2025 | SPP_S_2_SPP_N | SPP_S | SPP_N | Internal | Shoulder | B13 | 600 | 2211 | 0 | 56.39 | 56.39 | 0.01 | 0
2025 | SPP_S_2_SPP_N | SPP_S | SPP_N | Internal | Shoulder | B14 | 900 | 2211 | 2211 | 50.13 | 51.53 | 0.01 | 1.39
2025 | SPP_S_2_SPP_N | SPP_S | SPP_N | Internal | Shoulder | B15 | 1203 | 2211 | 357.98 | 39.25 | 39.26 | 0.01 | 0
2025 | SPP_S_2_SPP_N | SPP_S | SPP_N | Internal | Summer | B1 | 10 | 2211 | 2211 | 63.43 | 99.23 | 0.01 | 35.78
2025 | SPP_S_2_SPP_N | SPP_S | SPP_N | Internal | Summer | B2 | 25 | 2211 | 2211 | 91.91 | 94.6 | 0.01 | 2.67
2025 | SPP_S_2_SPP_N | SPP_S | SPP_N | Internal | Summer | B3 | 75 | 2211 | 2211 | 93.46 | 94.4 | 0.01 | 0.92
2025 | SPP_S_2_SPP_N | SPP_S | SPP_N | Internal | Summer | B4 | 100 | 2211 | 725.16 | 91.91 | 91.92 | 0.01 | 0
2025 | SPP_S_2_SPP_N | SPP_S | SPP_N | Internal | Summer | B5 | 200 | 2211 | 0 | 73.15 | 73.15 | 0.01 | 0
2025 | SPP_S_2_SPP_N | SPP_S | SPP_N | Internal | Summer | B6 | 300 | 2211 | 0 | 63.43 | 63.42 | 0.01 | 0
2025 | SPP_S_2_SPP_N | SPP_S | SPP_N | Internal | Summer | B7 | 400 | 2211 | 0 | 61.29 | 61.28 | 0.01 | 0
2025 | SPP_S_2_SPP_N | SPP_S | SPP_N | Internal | Summer | B8 | 500 | 2211 | 0 | 58.61 | 58.6 | 0.01 | 0
2025 | SPP_S_2_SPP_N | SPP_S | SPP_N | Internal | Summer | B9 | 800 | 2211 | 0 | 51.93 | 51.92 | 0.01 | 0
2025 | SPP_S_2_SPP_N | SPP_S | SPP_N | Internal | Summer | B10 | 1262 | 2211 | 0 | 38.24 | 38.23 | 0.01 | 0
2025 | SPP_S_2_SPP_N | SPP_S | SPP_N | Internal | Winter | B16 | 25 | 2211 | 654.34 | 62.89 | 62.9 | 0.01 | 0
2025 | SPP_S_2_SPP_N | SPP_S | SPP_N | Internal | Winter | B17 | 100 | 2211 | 496.39 | 58.97 | 58.98 | 0.01 | 0
2025 | SPP_S_2_SPP_N | SPP_S | SPP_N | Internal | Winter | B18 | 400 | 2211 | 0 | 56.79 | 56.79 | 0.01 | 0
2025 | SPP_S_2_SPP_N | SPP_S | SPP_N | Internal | Winter | B19 | 700 | 2211 | 1129.64 | 52.7 | 52.71 | 0.01 | 0
2025 | SPP_S_2_SPP_N | SPP_S | SPP_N | Internal | Winter | B20 | 935 | 2211 | 0 | 39.07 | 39.06 | 0.01 | 0
2025 | TVA_2_ENT | TVA | ENT | Internal | Shoulder | B11 | 25 | 500 | 0 | 69.39 | 69.83 | 9 | 0
2025 | TVA_2_ENT | TVA | ENT | Internal | Shoulder | B12 | 200 | 500 | 0 | 66.5 | 62.18 | 9 | 0
2025 | TVA_2_ENT | TVA | ENT | Internal | Shoulder | B13 | 600 | 500 | 0 | 62.87 | 61.39 | 9 | 0
2025 | TVA_2_ENT | TVA | ENT | Internal | Shoulder | B14 | 900 | 500 | 0 | 62.87 | 56.53 | 9 | 0
2025 | TVA_2_ENT | TVA | ENT | Internal | Shoulder | B15 | 1203 | 500 | 0 | 52.27 | 44.26 | 9 | 0
2025 | TVA_2_ENT | TVA | ENT | Internal | Summer | B1 | 10 | 500 | 0 | 112.23 | 101.04 | 9 | 0
2025 | TVA_2_ENT | TVA | ENT | Internal | Summer | B2 | 25 | 500 | 0 | 107.6 | 98.46 | 9 | 0
2025 | TVA_2_ENT | TVA | ENT | Internal | Summer | B3 | 75 | 500 | 0 | 106.48 | 98.46 | 9 | 0
2025 | TVA_2_ENT | TVA | ENT | Internal | Summer | B4 | 100 | 500 | 0 | 103.9 | 96.91 | 9 | 0
2025 | TVA_2_ENT | TVA | ENT | Internal | Summer | B5 | 200 | 500 | 0 | 70.25 | 78.15 | 9 | 0
2025 | TVA_2_ENT | TVA | ENT | Internal | Summer | B6 | 300 | 500 | 0 | 65.87 | 68.42 | 9 | 0
2025 | TVA_2_ENT | TVA | ENT | Internal | Summer | B7 | 400 | 500 | 0 | 65.15 | 66.28 | 9 | 0
2025 | TVA_2_ENT | TVA | ENT | Internal | Summer | B8 | 500 | 500 | 0 | 59.52 | 63.6 | 9 | 0
2025 | TVA_2_ENT | TVA | ENT | Internal | Summer | B9 | 800 | 500 | 0 | 56.87 | 56.93 | 9 | 0
2025 | TVA_2_ENT | TVA | ENT | Internal | Summer | B10 | 1262 | 500 | 0 | 47.62 | 43.24 | 9 | 0
2025 | TVA_2_ENT | TVA | ENT | Internal | Winter | B16 | 25 | 500 | 0 | 72.39 | 67.9 | 9 | 0
2025 | TVA_2_ENT | TVA | ENT | Internal | Winter | B17 | 100 | 500 | 0 | 69.37 | 63.98 | 9 | 0
2025 | TVA_2_ENT | TVA | ENT | Internal | Winter | B18 | 400 | 500 | 0 | 63.29 | 61.79 | 9 | 0
2025 | TVA_2_ENT | TVA | ENT | Internal | Winter | B19 | 700 | 500 | 0 | 63.29 | 57.71 | 9 | 0
2025 | TVA_2_ENT | TVA | ENT | Internal | Winter | B20 | 935 | 500 | 0 | 52.06 | 44.07 | 9 | 0
2025 | TVA_2_MISO_MO-IL | TVA | MISO_MO-IL | Internal | Shoulder | B11 | 25 | 50 | 0 | 69.39 | 67.92 | 9 | 0
2025 | TVA_2_MISO_MO-IL | TVA | MISO_MO-IL | Internal | Shoulder | B12 | 200 | 50 | 0 | 66.5 | 62.18 | 9 | 0
2025 | TVA_2_MISO_MO-IL | TVA | MISO_MO-IL | Internal | Shoulder | B13 | 600 | 50 | 0 | 62.87 | 61.39 | 9 | 0
2025 | TVA_2_MISO_MO-IL | TVA | MISO_MO-IL | Internal | Shoulder | B14 | 900 | 50 | 0 | 62.87 | 56.53 | 9 | 0
2025 | TVA_2_MISO_MO-IL | TVA | MISO_MO-IL | Internal | Shoulder | B15 | 1203 | 50 | 0 | 52.27 | 44.26 | 9 | 0
2025 | TVA_2_MISO_MO-IL | TVA | MISO_MO-IL | Internal | Summer | B1 | 10 | 50 | 0 | 112.23 | 104.22 | 9 | 0
2025 | TVA_2_MISO_MO-IL | TVA | MISO_MO-IL | Internal | Summer | B2 | 25 | 50 | 0 | 107.6 | 99.6 | 9 | 0
2025 | TVA_2_MISO_MO-IL | TVA | MISO_MO-IL | Internal | Summer | B3 | 75 | 50 | 0 | 106.48 | 99.4 | 9 | 0
2025 | TVA_2_MISO_MO-IL | TVA | MISO_MO-IL | Internal | Summer | B4 | 100 | 50 | 0 | 103.9 | 96.92 | 9 | 0
2025 | TVA_2_MISO_MO-IL | TVA | MISO_MO-IL | Internal | Summer | B5 | 200 | 50 | 0 | 70.25 | 73.15 | 9 | 0
2025 | TVA_2_MISO_MO-IL | TVA | MISO_MO-IL | Internal | Summer | B6 | 300 | 50 | 0 | 65.87 | 62.5 | 9 | 0
2025 | TVA_2_MISO_MO-IL | TVA | MISO_MO-IL | Internal | Summer | B7 | 400 | 50 | 0 | 65.15 | 60.33 | 9 | 0
2025 | TVA_2_MISO_MO-IL | TVA | MISO_MO-IL | Internal | Summer | B8 | 500 | 50 | 0 | 59.52 | 55.6 | 9 | 0
2025 | TVA_2_MISO_MO-IL | TVA | MISO_MO-IL | Internal | Summer | B9 | 800 | 50 | 0 | 56.87 | 49.92 | 9 | 0
2025 | TVA_2_MISO_MO-IL | TVA | MISO_MO-IL | Internal | Summer | B10 | 1262 | 50 | 0 | 47.62 | 41.53 | 9 | 0
2025 | TVA_2_MISO_MO-IL | TVA | MISO_MO-IL | Internal | Winter | B16 | 25 | 50 | 0 | 72.39 | 67.9 | 9 | 0
2025 | TVA_2_MISO_MO-IL | TVA | MISO_MO-IL | Internal | Winter | B17 | 100 | 50 | 0 | 69.37 | 63.98 | 9 | 0
2025 | TVA_2_MISO_MO-IL | TVA | MISO_MO-IL | Internal | Winter | B18 | 400 | 50 | 0 | 63.29 | 61.79 | 9 | 0
2025 | TVA_2_MISO_MO-IL | TVA | MISO_MO-IL | Internal | Winter | B19 | 700 | 50 | 0 | 63.29 | 57.71 | 9 | 0
2025 | TVA_2_MISO_MO-IL | TVA | MISO_MO-IL | Internal | Winter | B20 | 935 | 50 | 0 | 52.06 | 44.06 | 9 | 0
2025 | TVA_2_NonRTO_Midwest | TVA | NonRTO_Midwest | Internal | Shoulder | B11 | 25 | 100 | 0 | 69.39 | 75.93 | 9 | 0
2025 | TVA_2_NonRTO_Midwest | TVA | NonRTO_Midwest | Internal | Shoulder | B12 | 200 | 100 | 0 | 66.5 | 70.19 | 9 | 0
2025 | TVA_2_NonRTO_Midwest | TVA | NonRTO_Midwest | Internal | Shoulder | B13 | 600 | 100 | 0 | 62.87 | 69.41 | 9 | 0
2025 | TVA_2_NonRTO_Midwest | TVA | NonRTO_Midwest | Internal | Shoulder | B14 | 900 | 100 | 0 | 62.87 | 54.86 | 9 | 0
2025 | TVA_2_NonRTO_Midwest | TVA | NonRTO_Midwest | Internal | Shoulder | B15 | 1203 | 100 | 0 | 52.27 | 44.26 | 9 | 0
2025 | TVA_2_NonRTO_Midwest | TVA | NonRTO_Midwest | Internal | Summer | B1 | 10 | 100 | 0 | 112.23 | 107.61 | 9 | 0
2025 | TVA_2_NonRTO_Midwest | TVA | NonRTO_Midwest | Internal | Summer | B2 | 25 | 100 | 0 | 107.6 | 107.61 | 9 | 0
2025 | TVA_2_NonRTO_Midwest | TVA | NonRTO_Midwest | Internal | Summer | B3 | 75 | 100 | 0 | 106.48 | 107.41 | 9 | 0
2025 | TVA_2_NonRTO_Midwest | TVA | NonRTO_Midwest | Internal | Summer | B4 | 100 | 100 | 0 | 103.9 | 104.93 | 9 | 0
2025 | TVA_2_NonRTO_Midwest | TVA | NonRTO_Midwest | Internal | Summer | B5 | 200 | 100 | 100 | 70.25 | 81.16 | 9 | 1.9
2025 | TVA_2_NonRTO_Midwest | TVA | NonRTO_Midwest | Internal | Summer | B6 | 300 | 100 | 0 | 65.87 | 70.5 | 9 | 0
2025 | TVA_2_NonRTO_Midwest | TVA | NonRTO_Midwest | Internal | Summer | B7 | 400 | 100 | 0 | 65.15 | 67.42 | 9 | 0
2025 | TVA_2_NonRTO_Midwest | TVA | NonRTO_Midwest | Internal | Summer | B8 | 500 | 100 | 0 | 59.52 | 51.51 | 9 | 0
2025 | TVA_2_NonRTO_Midwest | TVA | NonRTO_Midwest | Internal | Summer | B9 | 800 | 100 | 0 | 56.87 | 48.85 | 9 | 0
2025 | TVA_2_NonRTO_Midwest | TVA | NonRTO_Midwest | Internal | Summer | B10 | 1262 | 100 | 0 | 47.62 | 40.42 | 9 | 0
2025 | TVA_2_NonRTO_Midwest | TVA | NonRTO_Midwest | Internal | Winter | B16 | 25 | 100 | 0 | 72.39 | 75.91 | 9 | 0
2025 | TVA_2_NonRTO_Midwest | TVA | NonRTO_Midwest | Internal | Winter | B17 | 100 | 100 | 0 | 69.37 | 72 | 9 | 0
2025 | TVA_2_NonRTO_Midwest | TVA | NonRTO_Midwest | Internal | Winter | B18 | 400 | 100 | 0 | 63.29 | 69.8 | 9 | 0
2025 | TVA_2_NonRTO_Midwest | TVA | NonRTO_Midwest | Internal | Winter | B19 | 700 | 100 | 0 | 63.29 | 57.1 | 9 | 0
2025 | TVA_2_NonRTO_Midwest | TVA | NonRTO_Midwest | Internal | Winter | B20 | 935 | 100 | 0 | 52.06 | 44.05 | 9 | 0
2025 | TVA_2_PJM_ROR | TVA | PJM_ROR | Internal | Shoulder | B11 | 25 | 500 | 0 | 69.39 | 68.48 | 9 | 0
2025 | TVA_2_PJM_ROR | TVA | PJM_ROR | Internal | Shoulder | B12 | 200 | 500 | 0 | 66.5 | 64.17 | 9 | 0
2025 | TVA_2_PJM_ROR | TVA | PJM_ROR | Internal | Shoulder | B13 | 600 | 500 | 0 | 62.87 | 63.38 | 9 | 0
2025 | TVA_2_PJM_ROR | TVA | PJM_ROR | Internal | Shoulder | B14 | 900 | 500 | 0 | 62.87 | 58.54 | 9 | 0
2025 | TVA_2_PJM_ROR | TVA | PJM_ROR | Internal | Shoulder | B15 | 1203 | 500 | 0 | 52.27 | 46.26 | 9 | 0
2025 | TVA_2_PJM_ROR | TVA | PJM_ROR | Internal | Summer | B1 | 10 | 500 | 0 | 112.23 | 106.22 | 9 | 0
2025 | TVA_2_PJM_ROR | TVA | PJM_ROR | Internal | Summer | B2 | 25 | 500 | 0 | 107.6 | 101.58 | 9 | 0
2025 | TVA_2_PJM_ROR | TVA | PJM_ROR | Internal | Summer | B3 | 75 | 500 | 0 | 106.48 | 100.46 | 9 | 0
2025 | TVA_2_PJM_ROR | TVA | PJM_ROR | Internal | Summer | B4 | 100 | 500 | 0 | 103.9 | 97.89 | 9 | 0
2025 | TVA_2_PJM_ROR | TVA | PJM_ROR | Internal | Summer | B5 | 200 | 500 | 0 | 70.25 | 71.16 | 9 | 0
2025 | TVA_2_PJM_ROR | TVA | PJM_ROR | Internal | Summer | B6 | 300 | 500 | 0 | 65.87 | 63.61 | 9 | 0
2025 | TVA_2_PJM_ROR | TVA | PJM_ROR | Internal | Summer | B7 | 400 | 500 | 0 | 65.15 | 61.09 | 9 | 0
2025 | TVA_2_PJM_ROR | TVA | PJM_ROR | Internal | Summer | B8 | 500 | 500 | 0 | 59.52 | 57.59 | 9 | 0
2025 | TVA_2_PJM_ROR | TVA | PJM_ROR | Internal | Summer | B9 | 800 | 500 | 0 | 56.87 | 51.93 | 9 | 0
2025 | TVA_2_PJM_ROR | TVA | PJM_ROR | Internal | Summer | B10 | 1262 | 500 | 0 | 47.62 | 43.51 | 9 | 0
2025 | TVA_2_PJM_ROR | TVA | PJM_ROR | Internal | Winter | B16 | 25 | 500 | 0 | 72.39 | 69.89 | 9 | 0
2025 | TVA_2_PJM_ROR | TVA | PJM_ROR | Internal | Winter | B17 | 100 | 500 | 0 | 69.37 | 65.97 | 9 | 0
2025 | TVA_2_PJM_ROR | TVA | PJM_ROR | Internal | Winter | B18 | 400 | 500 | 0 | 63.29 | 63.78 | 9 | 0
2025 | TVA_2_PJM_ROR | TVA | PJM_ROR | Internal | Winter | B19 | 700 | 500 | 0 | 63.29 | 59.7 | 9 | 0
2025 | TVA_2_PJM_ROR | TVA | PJM_ROR | Internal | Winter | B20 | 935 | 500 | 0 | 52.06 | 46.05 | 9 | 0
2025 | TVA_2_SOCO | TVA | SOCO | Internal | Shoulder | B11 | 25 | 500 | 500 | 69.39 | 81.7 | 9 | 3.31
2025 | TVA_2_SOCO | TVA | SOCO | Internal | Shoulder | B12 | 200 | 500 | 0 | 66.5 | 66.96 | 9 | 0
2025 | TVA_2_SOCO | TVA | SOCO | Internal | Shoulder | B13 | 600 | 500 | 0 | 62.87 | 66.96 | 9 | 0
2025 | TVA_2_SOCO | TVA | SOCO | Internal | Shoulder | B14 | 900 | 500 | 0 | 62.87 | 66.96 | 9 | 0
2025 | TVA_2_SOCO | TVA | SOCO | Internal | Shoulder | B15 | 1203 | 500 | 0 | 52.27 | 61.14 | 9 | 0
2025 | TVA_2_SOCO | TVA | SOCO | Internal | Summer | B1 | 10 | 500 | 0 | 112.23 | 109.04 | 9 | 0
2025 | TVA_2_SOCO | TVA | SOCO | Internal | Summer | B2 | 25 | 500 | 0 | 107.6 | 109.04 | 9 | 0
2025 | TVA_2_SOCO | TVA | SOCO | Internal | Summer | B3 | 75 | 500 | 0 | 106.48 | 109.04 | 9 | 0
2025 | TVA_2_SOCO | TVA | SOCO | Internal | Summer | B4 | 100 | 500 | 0 | 103.9 | 106.41 | 9 | 0
2025 | TVA_2_SOCO | TVA | SOCO | Internal | Summer | B5 | 200 | 500 | 500 | 70.25 | 86.16 | 9 | 6.9
2025 | TVA_2_SOCO | TVA | SOCO | Internal | Summer | B6 | 300 | 500 | 500 | 65.87 | 75 | 9 | 0.13
2025 | TVA_2_SOCO | TVA | SOCO | Internal | Summer | B7 | 400 | 500 | 0 | 65.15 | 65.58 | 9 | 0
2025 | TVA_2_SOCO | TVA | SOCO | Internal | Summer | B8 | 500 | 500 | 0 | 59.52 | 65.58 | 9 | 0
2025 | TVA_2_SOCO | TVA | SOCO | Internal | Summer | B9 | 800 | 500 | 0 | 56.87 | 64.93 | 9 | 0
2025 | TVA_2_SOCO | TVA | SOCO | Internal | Summer | B10 | 1262 | 500 | 500 | 47.62 | 57.42 | 9 | 0.8
2025 | TVA_2_SOCO | TVA | SOCO | Internal | Winter | B16 | 25 | 500 | 0 | 72.39 | 80.72 | 9 | 0
2025 | TVA_2_SOCO | TVA | SOCO | Internal | Winter | B17 | 100 | 500 | 0 | 69.37 | 69.84 | 9 | 0
2025 | TVA_2_SOCO | TVA | SOCO | Internal | Winter | B18 | 400 | 500 | 0 | 63.29 | 69.79 | 9 | 0
2025 | TVA_2_SOCO | TVA | SOCO | Internal | Winter | B19 | 700 | 500 | 0 | 63.29 | 65.71 | 9 | 0
2025 | TVA_2_SOCO | TVA | SOCO | Internal | Winter | B20 | 935 | 500 | 0 | 52.06 | 60.77 | 9 | 0
2025 | TVA_2_VACAR | TVA | VACAR | Internal | Shoulder | B11 | 25 | 150 | 0 | 69.39 | 74.7 | 9 | 0
2025 | TVA_2_VACAR | TVA | VACAR | Internal | Shoulder | B12 | 200 | 150 | 0 | 66.5 | 71.48 | 9 | 0
2025 | TVA_2_VACAR | TVA | VACAR | Internal | Shoulder | B13 | 600 | 150 | 0 | 62.87 | 69.38 | 9 | 0
2025 | TVA_2_VACAR | TVA | VACAR | Internal | Shoulder | B14 | 900 | 150 | 0 | 62.87 | 64.54 | 9 | 0
2025 | TVA_2_VACAR | TVA | VACAR | Internal | Shoulder | B15 | 1203 | 150 | 0 | 52.27 | 54.14 | 9 | 0
2025 | TVA_2_VACAR | TVA | VACAR | Internal | Summer | B1 | 10 | 150 | 0 | 112.23 | 112.32 | 9 | 0
2025 | TVA_2_VACAR | TVA | VACAR | Internal | Summer | B2 | 25 | 150 | 0 | 107.6 | 112.32 | 9 | 0
2025 | TVA_2_VACAR | TVA | VACAR | Internal | Summer | B3 | 75 | 150 | 0 | 106.48 | 112.32 | 9 | 0
2025 | TVA_2_VACAR | TVA | VACAR | Internal | Summer | B4 | 100 | 150 | 0 | 103.9 | 109.28 | 9 | 0
2025 | TVA_2_VACAR | TVA | VACAR | Internal | Summer | B5 | 200 | 150 | 150 | 70.25 | 94.25 | 9 | 14.99
2025 | TVA_2_VACAR | TVA | VACAR | Internal | Summer | B6 | 300 | 150 | 0 | 65.87 | 69.61 | 9 | 0
2025 | TVA_2_VACAR | TVA | VACAR | Internal | Summer | B7 | 400 | 150 | 0 | 65.15 | 68.49 | 9 | 0
2025 | TVA_2_VACAR | TVA | VACAR | Internal | Summer | B8 | 500 | 150 | 0 | 59.52 | 63.59 | 9 | 0
2025 | TVA_2_VACAR | TVA | VACAR | Internal | Summer | B9 | 800 | 150 | 0 | 56.87 | 57.93 | 9 | 0
2025 | TVA_2_VACAR | TVA | VACAR | Internal | Summer | B10 | 1262 | 150 | 0 | 47.62 | 50.42 | 9 | 0
2025 | TVA_2_VACAR | TVA | VACAR | Internal | Winter | B16 | 25 | 150 | 150 | 72.39 | 90.72 | 9 | 9.33
2025 | TVA_2_VACAR | TVA | VACAR | Internal | Winter | B17 | 100 | 150 | 0 | 69.37 | 75.37 | 9 | 0
2025 | TVA_2_VACAR | TVA | VACAR | Internal | Winter | B18 | 400 | 150 | 0 | 63.29 | 69.78 | 9 | 0
2025 | TVA_2_VACAR | TVA | VACAR | Internal | Winter | B19 | 700 | 150 | 0 | 63.29 | 65.7 | 9 | 0
2025 | TVA_2_VACAR | TVA | VACAR | Internal | Winter | B20 | 935 | 150 | 0 | 52.06 | 53.29 | 9 | 0
2025 | TVA_Transmission_2_NonRTO_Midwest | TVA_Transmission | NonRTO_Midwest | Internal | Shoulder | B11 | 25 | 700 | 0 | 73.53 | 75.93 | 9 | 0
2025 | TVA_Transmission_2_NonRTO_Midwest | TVA_Transmission | NonRTO_Midwest | Internal | Shoulder | B12 | 200 | 700 | 0 | 67.69 | 70.19 | 9 | 0
2025 | TVA_Transmission_2_NonRTO_Midwest | TVA_Transmission | NonRTO_Midwest | Internal | Shoulder | B13 | 600 | 700 | 0 | 65.89 | 69.41 | 9 | 0
2025 | TVA_Transmission_2_NonRTO_Midwest | TVA_Transmission | NonRTO_Midwest | Internal | Shoulder | B14 | 900 | 700 | 0 | 62.86 | 54.86 | 9 | 0
2025 | TVA_Transmission_2_NonRTO_Midwest | TVA_Transmission | NonRTO_Midwest | Internal | Shoulder | B15 | 1203 | 700 | 0 | 52.26 | 44.26 | 9 | 0
2025 | TVA_Transmission_2_NonRTO_Midwest | TVA_Transmission | NonRTO_Midwest | Internal | Summer | B1 | 10 | 700 | 0 | 112.22 | 107.61 | 9 | 0
2025 | TVA_Transmission_2_NonRTO_Midwest | TVA_Transmission | NonRTO_Midwest | Internal | Summer | B2 | 25 | 700 | 0 | 107.58 | 107.61 | 9 | 0
2025 | TVA_Transmission_2_NonRTO_Midwest | TVA_Transmission | NonRTO_Midwest | Internal | Summer | B3 | 75 | 700 | 0 | 106.46 | 107.41 | 9 | 0
2025 | TVA_Transmission_2_NonRTO_Midwest | TVA_Transmission | NonRTO_Midwest | Internal | Summer | B4 | 100 | 700 | 0 | 103.89 | 104.93 | 9 | 0
2025 | TVA_Transmission_2_NonRTO_Midwest | TVA_Transmission | NonRTO_Midwest | Internal | Summer | B5 | 200 | 700 | 0 | 77.16 | 81.16 | 9 | 0
2025 | TVA_Transmission_2_NonRTO_Midwest | TVA_Transmission | NonRTO_Midwest | Internal | Summer | B6 | 300 | 700 | 0 | 68.07 | 70.5 | 9 | 0
2025 | TVA_Transmission_2_NonRTO_Midwest | TVA_Transmission | NonRTO_Midwest | Internal | Summer | B7 | 400 | 700 | 0 | 66 | 67.42 | 9 | 0
2025 | TVA_Transmission_2_NonRTO_Midwest | TVA_Transmission | NonRTO_Midwest | Internal | Summer | B8 | 500 | 700 | 0 | 59.51 | 51.51 | 9 | 0
2025 | TVA_Transmission_2_NonRTO_Midwest | TVA_Transmission | NonRTO_Midwest | Internal | Summer | B9 | 800 | 700 | 0 | 56.85 | 48.85 | 9 | 0
2025 | TVA_Transmission_2_NonRTO_Midwest | TVA_Transmission | NonRTO_Midwest | Internal | Summer | B10 | 1262 | 700 | 0 | 48.42 | 40.42 | 9 | 0
2025 | TVA_Transmission_2_NonRTO_Midwest | TVA_Transmission | NonRTO_Midwest | Internal | Winter | B16 | 25 | 700 | 0 | 75.89 | 75.91 | 9 | 0
2025 | TVA_Transmission_2_NonRTO_Midwest | TVA_Transmission | NonRTO_Midwest | Internal | Winter | B17 | 100 | 700 | 0 | 70.17 | 72 | 9 | 0
2025 | TVA_Transmission_2_NonRTO_Midwest | TVA_Transmission | NonRTO_Midwest | Internal | Winter | B18 | 400 | 700 | 0 | 66.5 | 69.8 | 9 | 0
2025 | TVA_Transmission_2_NonRTO_Midwest | TVA_Transmission | NonRTO_Midwest | Internal | Winter | B19 | 700 | 700 | 0 | 63.98 | 57.1 | 9 | 0
2025 | TVA_Transmission_2_NonRTO_Midwest | TVA_Transmission | NonRTO_Midwest | Internal | Winter | B20 | 935 | 700 | 0 | 52.05 | 44.05 | 9 | 0
2025 | TVA_Transmission_2_SOCO | TVA_Transmission | SOCO | Internal | Shoulder | B11 | 25 | 3200 | 0 | 73.53 | 81.7 | 9 | 0
2025 | TVA_Transmission_2_SOCO | TVA_Transmission | SOCO | Internal | Shoulder | B12 | 200 | 3200 | 0 | 67.69 | 66.96 | 9 | 0
2025 | TVA_Transmission_2_SOCO | TVA_Transmission | SOCO | Internal | Shoulder | B13 | 600 | 3200 | 0 | 65.89 | 66.96 | 9 | 0
2025 | TVA_Transmission_2_SOCO | TVA_Transmission | SOCO | Internal | Shoulder | B14 | 900 | 3200 | 0 | 62.86 | 66.96 | 9 | 0
2025 | TVA_Transmission_2_SOCO | TVA_Transmission | SOCO | Internal | Shoulder | B15 | 1203 | 3200 | 0 | 52.26 | 61.14 | 9 | 0
2025 | TVA_Transmission_2_SOCO | TVA_Transmission | SOCO | Internal | Summer | B1 | 10 | 3200 | 0 | 112.22 | 109.04 | 9 | 0
2025 | TVA_Transmission_2_SOCO | TVA_Transmission | SOCO | Internal | Summer | B2 | 25 | 3200 | 0 | 107.58 | 109.04 | 9 | 0
2025 | TVA_Transmission_2_SOCO | TVA_Transmission | SOCO | Internal | Summer | B3 | 75 | 3200 | 0 | 106.46 | 109.04 | 9 | 0
2025 | TVA_Transmission_2_SOCO | TVA_Transmission | SOCO | Internal | Summer | B4 | 100 | 3200 | 0 | 103.89 | 106.41 | 9 | 0
2025 | TVA_Transmission_2_SOCO | TVA_Transmission | SOCO | Internal | Summer | B5 | 200 | 3200 | 348.71 | 77.16 | 86.16 | 9 | 0
2025 | TVA_Transmission_2_SOCO | TVA_Transmission | SOCO | Internal | Summer | B6 | 300 | 3200 | 0 | 68.07 | 75 | 9 | 0
2025 | TVA_Transmission_2_SOCO | TVA_Transmission | SOCO | Internal | Summer | B7 | 400 | 3200 | 0 | 66 | 65.58 | 9 | 0
2025 | TVA_Transmission_2_SOCO | TVA_Transmission | SOCO | Internal | Summer | B8 | 500 | 3200 | 0 | 59.51 | 65.58 | 9 | 0
2025 | TVA_Transmission_2_SOCO | TVA_Transmission | SOCO | Internal | Summer | B9 | 800 | 3200 | 0 | 56.85 | 64.93 | 9 | 0
2025 | TVA_Transmission_2_SOCO | TVA_Transmission | SOCO | Internal | Summer | B10 | 1262 | 3200 | 1654.87 | 48.42 | 57.42 | 9 | 0
2025 | TVA_Transmission_2_SOCO | TVA_Transmission | SOCO | Internal | Winter | B16 | 25 | 3200 | 0 | 75.89 | 80.72 | 9 | 0
2025 | TVA_Transmission_2_SOCO | TVA_Transmission | SOCO | Internal | Winter | B17 | 100 | 3200 | 0 | 70.17 | 69.84 | 9 | 0
2025 | TVA_Transmission_2_SOCO | TVA_Transmission | SOCO | Internal | Winter | B18 | 400 | 3200 | 0 | 66.5 | 69.79 | 9 | 0
2025 | TVA_Transmission_2_SOCO | TVA_Transmission | SOCO | Internal | Winter | B19 | 700 | 3200 | 0 | 63.98 | 65.71 | 9 | 0
2025 | TVA_Transmission_2_SOCO | TVA_Transmission | SOCO | Internal | Winter | B20 | 935 | 3200 | 0 | 52.05 | 60.77 | 9 | 0
2025 | TVA_Transmission_2_TVA | TVA_Transmission | TVA | Internal | Shoulder | B11 | 25 | 99999 | 0 | 73.53 | 69.39 | 0.01 | 0
2025 | TVA_Transmission_2_TVA | TVA_Transmission | TVA | Internal | Shoulder | B12 | 200 | 99999 | 0 | 67.69 | 66.5 | 0.01 | 0
2025 | TVA_Transmission_2_TVA | TVA_Transmission | TVA | Internal | Shoulder | B13 | 600 | 99999 | 0 | 65.89 | 62.87 | 0.01 | 0
2025 | TVA_Transmission_2_TVA | TVA_Transmission | TVA | Internal | Shoulder | B14 | 900 | 99999 | 177.9 | 62.86 | 62.87 | 0.01 | 0
2025 | TVA_Transmission_2_TVA | TVA_Transmission | TVA | Internal | Shoulder | B15 | 1203 | 99999 | 1075.75 | 52.26 | 52.27 | 0.01 | 0
2025 | TVA_Transmission_2_TVA | TVA_Transmission | TVA | Internal | Summer | B1 | 10 | 99999 | 4190.71 | 112.22 | 112.23 | 0.01 | 0
2025 | TVA_Transmission_2_TVA | TVA_Transmission | TVA | Internal | Summer | B2 | 25 | 99999 | 3360 | 107.58 | 107.6 | 0.01 | 0
2025 | TVA_Transmission_2_TVA | TVA_Transmission | TVA | Internal | Summer | B3 | 75 | 99999 | 1729.99 | 106.46 | 106.48 | 0.01 | 0
2025 | TVA_Transmission_2_TVA | TVA_Transmission | TVA | Internal | Summer | B4 | 100 | 99999 | 976.83 | 103.89 | 103.9 | 0.01 | 0
2025 | TVA_Transmission_2_TVA | TVA_Transmission | TVA | Internal | Summer | B5 | 200 | 99999 | 0 | 77.16 | 70.25 | 0.01 | 0
2025 | TVA_Transmission_2_TVA | TVA_Transmission | TVA | Internal | Summer | B6 | 300 | 99999 | 0 | 68.07 | 65.87 | 0.01 | 0
2025 | TVA_Transmission_2_TVA | TVA_Transmission | TVA | Internal | Summer | B7 | 400 | 99999 | 0 | 66 | 65.15 | 0.01 | 0
2025 | TVA_Transmission_2_TVA | TVA_Transmission | TVA | Internal | Summer | B8 | 500 | 99999 | 558.19 | 59.51 | 59.52 | 0.01 | 0
2025 | TVA_Transmission_2_TVA | TVA_Transmission | TVA | Internal | Summer | B9 | 800 | 99999 | 1071.18 | 56.85 | 56.87 | 0.01 | 0
2025 | TVA_Transmission_2_TVA | TVA_Transmission | TVA | Internal | Summer | B10 | 1262 | 99999 | 0 | 48.42 | 47.62 | 0.01 | 0
2025 | TVA_Transmission_2_TVA | TVA_Transmission | TVA | Internal | Winter | B16 | 25 | 99999 | 0 | 75.89 | 72.39 | 0.01 | 0
2025 | TVA_Transmission_2_TVA | TVA_Transmission | TVA | Internal | Winter | B17 | 100 | 99999 | 0 | 70.17 | 69.37 | 0.01 | 0
2025 | TVA_Transmission_2_TVA | TVA_Transmission | TVA | Internal | Winter | B18 | 400 | 99999 | 0 | 66.5 | 63.29 | 0.01 | 0
2025 | TVA_Transmission_2_TVA | TVA_Transmission | TVA | Internal | Winter | B19 | 700 | 99999 | 0 | 63.98 | 63.29 | 0.01 | 0
2025 | TVA_Transmission_2_TVA | TVA_Transmission | TVA | Internal | Winter | B20 | 935 | 99999 | 764.73 | 52.05 | 52.06 | 0.01 | 0
2025 | TVA_Transmission_2_VACAR | TVA_Transmission | VACAR | Internal | Shoulder | B11 | 25 | 900 | 0 | 73.53 | 74.7 | 9 | 0
2025 | TVA_Transmission_2_VACAR | TVA_Transmission | VACAR | Internal | Shoulder | B12 | 200 | 900 | 0 | 67.69 | 71.48 | 9 | 0
2025 | TVA_Transmission_2_VACAR | TVA_Transmission | VACAR | Internal | Shoulder | B13 | 600 | 900 | 0 | 65.89 | 69.38 | 9 | 0
2025 | TVA_Transmission_2_VACAR | TVA_Transmission | VACAR | Internal | Shoulder | B14 | 900 | 900 | 0 | 62.86 | 64.54 | 9 | 0
2025 | TVA_Transmission_2_VACAR | TVA_Transmission | VACAR | Internal | Shoulder | B15 | 1203 | 900 | 0 | 52.26 | 54.14 | 9 | 0
2025 | TVA_Transmission_2_VACAR | TVA_Transmission | VACAR | Internal | Summer | B1 | 10 | 900 | 0 | 112.22 | 112.32 | 9 | 0
2025 | TVA_Transmission_2_VACAR | TVA_Transmission | VACAR | Internal | Summer | B2 | 25 | 900 | 0 | 107.58 | 112.32 | 9 | 0
2025 | TVA_Transmission_2_VACAR | TVA_Transmission | VACAR | Internal | Summer | B3 | 75 | 900 | 0 | 106.46 | 112.32 | 9 | 0
2025 | TVA_Transmission_2_VACAR | TVA_Transmission | VACAR | Internal | Summer | B4 | 100 | 900 | 0 | 103.89 | 109.28 | 9 | 0
2025 | TVA_Transmission_2_VACAR | TVA_Transmission | VACAR | Internal | Summer | B5 | 200 | 900 | 900 | 77.16 | 94.25 | 9 | 8.09
2025 | TVA_Transmission_2_VACAR | TVA_Transmission | VACAR | Internal | Summer | B6 | 300 | 900 | 0 | 68.07 | 69.61 | 9 | 0
2025 | TVA_Transmission_2_VACAR | TVA_Transmission | VACAR | Internal | Summer | B7 | 400 | 900 | 0 | 66 | 68.49 | 9 | 0
2025 | TVA_Transmission_2_VACAR | TVA_Transmission | VACAR | Internal | Summer | B8 | 500 | 900 | 0 | 59.51 | 63.59 | 9 | 0
2025 | TVA_Transmission_2_VACAR | TVA_Transmission | VACAR | Internal | Summer | B9 | 800 | 900 | 0 | 56.85 | 57.93 | 9 | 0
2025 | TVA_Transmission_2_VACAR | TVA_Transmission | VACAR | Internal | Summer | B10 | 1262 | 900 | 0 | 48.42 | 50.42 | 9 | 0
2025 | TVA_Transmission_2_VACAR | TVA_Transmission | VACAR | Internal | Winter | B16 | 25 | 900 | 900 | 75.89 | 90.72 | 9 | 5.83
2025 | TVA_Transmission_2_VACAR | TVA_Transmission | VACAR | Internal | Winter | B17 | 100 | 900 | 0 | 70.17 | 75.37 | 9 | 0
2025 | TVA_Transmission_2_VACAR | TVA_Transmission | VACAR | Internal | Winter | B18 | 400 | 900 | 0 | 66.5 | 69.78 | 9 | 0
2025 | TVA_Transmission_2_VACAR | TVA_Transmission | VACAR | Internal | Winter | B19 | 700 | 900 | 0 | 63.98 | 65.7 | 9 | 0
2025 | TVA_Transmission_2_VACAR | TVA_Transmission | VACAR | Internal | Winter | B20 | 935 | 900 | 0 | 52.05 | 53.29 | 9 | 0
2025 | VACAR_2_SOCO | VACAR | SOCO | Internal | Shoulder | B11 | 25 | 3000 | 585.71 | 74.7 | 81.7 | 7 | 0
2025 | VACAR_2_SOCO | VACAR | SOCO | Internal | Shoulder | B12 | 200 | 3000 | 0 | 71.48 | 66.96 | 7 | 0
2025 | VACAR_2_SOCO | VACAR | SOCO | Internal | Shoulder | B13 | 600 | 3000 | 0 | 69.38 | 66.96 | 7 | 0
2025 | VACAR_2_SOCO | VACAR | SOCO | Internal | Shoulder | B14 | 900 | 3000 | 0 | 64.54 | 66.96 | 7 | 0
2025 | VACAR_2_SOCO | VACAR | SOCO | Internal | Shoulder | B15 | 1203 | 3000 | 2010.9 | 54.14 | 61.14 | 7 | 0
2025 | VACAR_2_SOCO | VACAR | SOCO | Internal | Summer | B1 | 10 | 3000 | 0 | 112.32 | 109.04 | 7 | 0
2025 | VACAR_2_SOCO | VACAR | SOCO | Internal | Summer | B2 | 25 | 3000 | 0 | 112.32 | 109.04 | 7 | 0
2025 | VACAR_2_SOCO | VACAR | SOCO | Internal | Summer | B3 | 75 | 3000 | 0 | 112.32 | 109.04 | 7 | 0
2025 | VACAR_2_SOCO | VACAR | SOCO | Internal | Summer | B4 | 100 | 3000 | 0 | 109.28 | 106.41 | 7 | 0
2025 | VACAR_2_SOCO | VACAR | SOCO | Internal | Summer | B5 | 200 | 3000 | 0 | 94.25 | 86.16 | 7 | 0
2025 | VACAR_2_SOCO | VACAR | SOCO | Internal | Summer | B6 | 300 | 3000 | 0 | 69.61 | 75 | 7 | 0
2025 | VACAR_2_SOCO | VACAR | SOCO | Internal | Summer | B7 | 400 | 3000 | 0 | 68.49 | 65.58 | 7 | 0
2025 | VACAR_2_SOCO | VACAR | SOCO | Internal | Summer | B8 | 500 | 3000 | 0 | 63.59 | 65.58 | 7 | 0
2025 | VACAR_2_SOCO | VACAR | SOCO | Internal | Summer | B9 | 800 | 3000 | 1444.1 | 57.93 | 64.93 | 7 | 0
2025 | VACAR_2_SOCO | VACAR | SOCO | Internal | Summer | B10 | 1262 | 3000 | 854.86 | 50.42 | 57.42 | 7 | 0
2025 | VACAR_2_SOCO | VACAR | SOCO | Internal | Winter | B16 | 25 | 3000 | 0 | 90.72 | 80.72 | 7 | 0
2025 | VACAR_2_SOCO | VACAR | SOCO | Internal | Winter | B17 | 100 | 3000 | 0 | 75.37 | 69.84 | 7 | 0
2025 | VACAR_2_SOCO | VACAR | SOCO | Internal | Winter | B18 | 400 | 3000 | 0 | 69.78 | 69.79 | 7 | 0
2025 | VACAR_2_SOCO | VACAR | SOCO | Internal | Winter | B19 | 700 | 3000 | 0 | 65.7 | 65.71 | 7 | 0
2025 | VACAR_2_SOCO | VACAR | SOCO | Internal | Winter | B20 | 935 | 3000 | 3000 | 53.29 | 60.77 | 7 | 0.48
2030 | ENT_2_SOCO | ENT | SOCO | Internal | Shoulder | B11 | 25 | 2431 | 2431 | 71.71 | 83.32 | 8 | 3.61
2030 | ENT_2_SOCO | ENT | SOCO | Internal | Shoulder | B12 | 200 | 2431 | 2431 | 56.99 | 73.72 | 8 | 8.74
2030 | ENT_2_SOCO | ENT | SOCO | Internal | Shoulder | B13 | 600 | 2431 | 2431 | 49.24 | 68.96 | 8 | 11.72
2030 | ENT_2_SOCO | ENT | SOCO | Internal | Shoulder | B14 | 900 | 2431 | 2431 | 47.04 | 68.96 | 8 | 13.92
2030 | ENT_2_SOCO | ENT | SOCO | Internal | Shoulder | B15 | 1203 | 2431 | 2431 | 38.86 | 60.71 | 8 | 13.85
2030 | ENT_2_SOCO | ENT | SOCO | Internal | Summer | B1 | 10 | 2431 | 2431 | 109.04 | 119.66 | 8 | 2.62
2030 | ENT_2_SOCO | ENT | SOCO | Internal | Summer | B2 | 25 | 2431 | 2431 | 107.28 | 119.66 | 8 | 4.38
2030 | ENT_2_SOCO | ENT | SOCO | Internal | Summer | B3 | 75 | 2431 | 2431 | 106.52 | 119.66 | 8 | 5.14
2030 | ENT_2_SOCO | ENT | SOCO | Internal | Summer | B4 | 100 | 2431 | 2431 | 99.3 | 116.3 | 8 | 9
2030 | ENT_2_SOCO | ENT | SOCO | Internal | Summer | B5 | 200 | 2431 | 2431 | 74.99 | 91.98 | 8 | 8.99
2030 | ENT_2_SOCO | ENT | SOCO | Internal | Summer | B6 | 300 | 2431 | 0 | 72.57 | 78.16 | 8 | 0
2030 | ENT_2_SOCO | ENT | SOCO | Internal | Summer | B7 | 400 | 2431 | 0 | 70.14 | 72.24 | 8 | 0
2030 | ENT_2_SOCO | ENT | SOCO | Internal | Summer | B8 | 500 | 2431 | 2431 | 60.64 | 72.22 | 8 | 3.58
2030 | ENT_2_SOCO | ENT | SOCO | Internal | Summer | B9 | 800 | 2431 | 2431 | 48.17 | 65.84 | 8 | 9.67
2030 | ENT_2_SOCO | ENT | SOCO | Internal | Summer | B10 | 1262 | 2431 | 2431 | 39.85 | 56.84 | 8 | 8.99
2030 | ENT_2_SOCO | ENT | SOCO | Internal | Winter | B16 | 25 | 2431 | 2431 | 68.14 | 84.79 | 8 | 8.65
2030 | ENT_2_SOCO | ENT | SOCO | Internal | Winter | B17 | 100 | 2431 | 2431 | 59.89 | 76.89 | 8 | 9
2030 | ENT_2_SOCO | ENT | SOCO | Internal | Winter | B18 | 400 | 2431 | 2431 | 49.97 | 70.01 | 8 | 12.05
2030 | ENT_2_SOCO | ENT | SOCO | Internal | Winter | B19 | 700 | 2431 | 2431 | 46.93 | 70.01 | 8 | 15.08
2030 | ENT_2_SOCO | ENT | SOCO | Internal | Winter | B20 | 935 | 2431 | 2431 | 39.27 | 59.65 | 8 | 12.38
2030 | ENT_2_TVA_Transmission | ENT | TVA_Transmission | Internal | Shoulder | B11 | 25 | 2100 | 0 | 71.71 | 76.06 | 8 | 0
2030 | ENT_2_TVA_Transmission | ENT | TVA_Transmission | Internal | Shoulder | B12 | 200 | 2100 | 483.02 | 56.99 | 64.99 | 8 | 0
2030 | ENT_2_TVA_Transmission | ENT | TVA_Transmission | Internal | Shoulder | B13 | 600 | 2100 | 1419.04 | 49.24 | 57.24 | 8 | 0
2030 | ENT_2_TVA_Transmission | ENT | TVA_Transmission | Internal | Shoulder | B14 | 900 | 2100 | 2100 | 47.04 | 55.06 | 8 | 0.02
2030 | ENT_2_TVA_Transmission | ENT | TVA_Transmission | Internal | Shoulder | B15 | 1203 | 2100 | 2100 | 38.86 | 48.9 | 8 | 2.04
2030 | ENT_2_TVA_Transmission | ENT | TVA_Transmission | Internal | Summer | B1 | 10 | 2100 | 1005.07 | 109.04 | 117.04 | 8 | 0
2030 | ENT_2_TVA_Transmission | ENT | TVA_Transmission | Internal | Summer | B2 | 25 | 2100 | 2100 | 107.28 | 117.04 | 8 | 1.76
2030 | ENT_2_TVA_Transmission | ENT | TVA_Transmission | Internal | Summer | B3 | 75 | 2100 | 720.91 | 106.52 | 114.52 | 8 | 0
2030 | ENT_2_TVA_Transmission | ENT | TVA_Transmission | Internal | Summer | B4 | 100 | 2100 | 366.87 | 99.3 | 107.3 | 8 | 0
2030 | ENT_2_TVA_Transmission | ENT | TVA_Transmission | Internal | Summer | B5 | 200 | 2100 | 0 | 74.99 | 82.98 | 8 | 0
2030 | ENT_2_TVA_Transmission | ENT | TVA_Transmission | Internal | Summer | B6 | 300 | 2100 | 0 | 72.57 | 73.77 | 8 | 0
2030 | ENT_2_TVA_Transmission | ENT | TVA_Transmission | Internal | Summer | B7 | 400 | 2100 | 0 | 70.14 | 65.79 | 8 | 0
2030 | ENT_2_TVA_Transmission | ENT | TVA_Transmission | Internal | Summer | B8 | 500 | 2100 | 0 | 60.64 | 63.21 | 8 | 0
2030 | ENT_2_TVA_Transmission | ENT | TVA_Transmission | Internal | Summer | B9 | 800 | 2100 | 0 | 48.17 | 54.64 | 8 | 0
2030 | ENT_2_TVA_Transmission | ENT | TVA_Transmission | Internal | Summer | B10 | 1262 | 2100 | 0 | 39.85 | 47.84 | 8 | 0
2030 | ENT_2_TVA_Transmission | ENT | TVA_Transmission | Internal | Winter | B16 | 25 | 2100 | 209.41 | 68.14 | 76.14 | 8 | 0
2030 | ENT_2_TVA_Transmission | ENT | TVA_Transmission | Internal | Winter | B17 | 100 | 2100 | 1656.15 | 59.89 | 67.89 | 8 | 0
2030 | ENT_2_TVA_Transmission | ENT | TVA_Transmission | Internal | Winter | B18 | 400 | 2100 | 1717.89 | 49.97 | 57.97 | 8 | 0
2030 | ENT_2_TVA_Transmission | ENT | TVA_Transmission | Internal | Winter | B19 | 700 | 2100 | 1264.4 | 46.93 | 54.93 | 8 | 0
2030 | ENT_2_TVA_Transmission | ENT | TVA_Transmission | Internal | Winter | B20 | 935 | 2100 | 2100 | 39.27 | 49.09 | 8 | 1.81
2030 | HQ_NEISO_2_NEISO | HQ_NEISO | NEISO | Internal | Shoulder | B11 | 25 | 99999 | 4523.29 | 60.68 | 60.69 | 0.01 | 0
2030 | HQ_NEISO_2_NEISO | HQ_NEISO | NEISO | Internal | Shoulder | B12 | 200 | 99999 | 4507.22 | 60.68 | 60.69 | 0.01 | 0
2030 | HQ_NEISO_2_NEISO | HQ_NEISO | NEISO | Internal | Shoulder | B13 | 600 | 99999 | 4443.92 | 58.86 | 58.87 | 0.01 | 0
2030 | HQ_NEISO_2_NEISO | HQ_NEISO | NEISO | Internal | Shoulder | B14 | 900 | 99999 | 4333.2 | 58.86 | 58.87 | 0.01 | 0
2030 | HQ_NEISO_2_NEISO | HQ_NEISO | NEISO | Internal | Shoulder | B15 | 1203 | 99999 | 2251.49 | 58.86 | 58.87 | 0.01 | 0
2030 | HQ_NEISO_2_NEISO | HQ_NEISO | NEISO | Internal | Summer | B1 | 10 | 99999 | 5420 | 79.24 | 79.25 | 0.01 | 0
2030 | HQ_NEISO_2_NEISO | HQ_NEISO | NEISO | Internal | Summer | B2 | 25 | 99999 | 5313.73 | 78.24 | 78.25 | 0.01 | 0
2030 | HQ_NEISO_2_NEISO | HQ_NEISO | NEISO | Internal | Summer | B3 | 75 | 99999 | 5101.91 | 63.05 | 63.06 | 0.01 | 0
2030 | HQ_NEISO_2_NEISO | HQ_NEISO | NEISO | Internal | Summer | B4 | 100 | 99999 | 4919.84 | 63.05 | 63.06 | 0.01 | 0
2030 | HQ_NEISO_2_NEISO | HQ_NEISO | NEISO | Internal | Summer | B5 | 200 | 99999 | 4820.81 | 63.05 | 63.06 | 0.01 | 0
2030 | HQ_NEISO_2_NEISO | HQ_NEISO | NEISO | Internal | Summer | B6 | 300 | 99999 | 4709.12 | 63.05 | 63.06 | 0.01 | 0
2030 | HQ_NEISO_2_NEISO | HQ_NEISO | NEISO | Internal | Summer | B7 | 400 | 99999 | 4581.14 | 59.11 | 59.13 | 0.01 | 0
2030 | HQ_NEISO_2_NEISO | HQ_NEISO | NEISO | Internal | Summer | B8 | 500 | 99999 | 4480.51 | 57.64 | 57.66 | 0.01 | 0
2030 | HQ_NEISO_2_NEISO | HQ_NEISO | NEISO | Internal | Summer | B9 | 800 | 99999 | 4357.25 | 57.64 | 57.66 | 0.01 | 0
2030 | HQ_NEISO_2_NEISO | HQ_NEISO | NEISO | Internal | Summer | B10 | 1262 | 99999 | 1940.57 | 57.64 | 57.66 | 0.01 | 0
2030 | HQ_NEISO_2_NEISO | HQ_NEISO | NEISO | Internal | Winter | B16 | 25 | 99999 | 4746.16 | 70.11 | 70.13 | 0.01 | 0
2030 | HQ_NEISO_2_NEISO | HQ_NEISO | NEISO | Internal | Winter | B17 | 100 | 99999 | 4656.71 | 68.65 | 68.66 | 0.01 | 0
2030 | HQ_NEISO_2_NEISO | HQ_NEISO | NEISO | Internal | Winter | B18 | 400 | 99999 | 4588.26 | 58.38 | 58.4 | 0.01 | 0
2030 | HQ_NEISO_2_NEISO | HQ_NEISO | NEISO | Internal | Winter | B19 | 700 | 99999 | 4460.73 | 58.38 | 58.4 | 0.01 | 0
2030 | HQ_NEISO_2_NEISO | HQ_NEISO | NEISO | Internal | Winter | B20 | 935 | 99999 | 2471.08 | 58.38 | 58.4 | 0.01 | 0
2030 | HQ_NY_2_NYISO_A-F | HQ_NY | NYISO_A-F | Internal | Shoulder | B11 | 25 | 99999 | 2812.27 | 64.26 | 64.27 | 0.01 | 0
2030 | HQ_NY_2_NYISO_A-F | HQ_NY | NYISO_A-F | Internal | Shoulder | B12 | 200 | 99999 | 2847.69 | 61.68 | 61.69 | 0.01 | 0
2030 | HQ_NY_2_NYISO_A-F | HQ_NY | NYISO_A-F | Internal | Shoulder | B13 | 600 | 99999 | 2781.85 | 55.86 | 55.87 | 0.01 | 0
2030 | HQ_NY_2_NYISO_A-F | HQ_NY | NYISO_A-F | Internal | Shoulder | B14 | 900 | 99999 | 2673.14 | 55.86 | 55.87 | 0.01 | 0
2030 | HQ_NY_2_NYISO_A-F | HQ_NY | NYISO_A-F | Internal | Shoulder | B15 | 1203 | 99999 | 1582.7 | 55.86 | 55.87 | 0.01 | 0
2030 | HQ_NY_2_NYISO_A-F | HQ_NY | NYISO_A-F | Internal | Summer | B1 | 10 | 99999 | 3500 | 75.24 | 75.25 | 0.01 | 0
2030 | HQ_NY_2_NYISO_A-F | HQ_NY | NYISO_A-F | Internal | Summer | B2 | 25 | 99999 | 3406.62 | 75.24 | 75.25 | 0.01 | 0
2030 | HQ_NY_2_NYISO_A-F | HQ_NY | NYISO_A-F | Internal | Summer | B3 | 75 | 99999 | 3266.6 | 75.24 | 75.25 | 0.01 | 0
2030 | HQ_NY_2_NYISO_A-F | HQ_NY | NYISO_A-F | Internal | Summer | B4 | 100 | 99999 | 3116.28 | 75.19 | 75.2 | 0.01 | 0
2030 | HQ_NY_2_NYISO_A-F | HQ_NY | NYISO_A-F | Internal | Summer | B5 | 200 | 99999 | 3025.49 | 68.95 | 68.96 | 0.01 | 0
2030 | HQ_NY_2_NYISO_A-F | HQ_NY | NYISO_A-F | Internal | Summer | B6 | 300 | 99999 | 2934.86 | 67.09 | 67.1 | 0.01 | 0
2030 | HQ_NY_2_NYISO_A-F | HQ_NY | NYISO_A-F | Internal | Summer | B7 | 400 | 99999 | 2830.75 | 62.11 | 62.13 | 0.01 | 0
2030 | HQ_NY_2_NYISO_A-F | HQ_NY | NYISO_A-F | Internal | Summer | B8 | 500 | 99999 | 2760.25 | 54.64 | 54.66 | 0.01 | 0
2030 | HQ_NY_2_NYISO_A-F | HQ_NY | NYISO_A-F | Internal | Summer | B9 | 800 | 99999 | 2664.71 | 54.64 | 54.66 | 0.01 | 0
2030 | HQ_NY_2_NYISO_A-F | HQ_NY | NYISO_A-F | Internal | Summer | B10 | 1262 | 99999 | 1436.31 | 54.64 | 54.66 | 0.01 | 0
2030 | HQ_NY_2_NYISO_A-F | HQ_NY | NYISO_A-F | Internal | Winter | B16 | 25 | 99999 | 3058.87 | 72.41 | 72.43 | 0.01 | 0
2030 | HQ_NY_2_NYISO_A-F | HQ_NY | NYISO_A-F | Internal | Winter | B17 | 100 | 99999 | 3001.1 | 65.65 | 65.66 | 0.01 | 0
2030 | HQ_NY_2_NYISO_A-F | HQ_NY | NYISO_A-F | Internal | Winter | B18 | 400 | 99999 | 2934.69 | 56.83 | 56.84 | 0.01 | 0
2030 | HQ_NY_2_NYISO_A-F | HQ_NY | NYISO_A-F | Internal | Winter | B19 | 700 | 99999 | 2819.07 | 55.38 | 55.4 | 0.01 | 0
2030 | HQ_NY_2_NYISO_A-F | HQ_NY | NYISO_A-F | Internal | Winter | B20 | 935 | 99999 | 1762.97 | 55.38 | 55.4 | 0.01 | 0
2030 | HQ_IESO_2_IESO | HQ_IESO | IESO | Internal | Shoulder | B11 | 25 | 99999 | 400 | 57.26 | 57.27 | 0.01 | 0
2030 | HQ_IESO_2_IESO | HQ_IESO | IESO | Internal | Shoulder | B12 | 200 | 99999 | 400 | 54.68 | 54.69 | 0.01 | 0
2030 | HQ_IESO_2_IESO | HQ_IESO | IESO | Internal | Shoulder | B13 | 600 | 99999 | 400 | 48.86 | 48.87 | 0.01 | 0
2030 | HQ_IESO_2_IESO | HQ_IESO | IESO | Internal | Shoulder | B14 | 900 | 99999 | 400 | 48.86 | 48.87 | 0.01 | 0
2030 | HQ_IESO_2_IESO | HQ_IESO | IESO | Internal | Shoulder | B15 | 1203 | 99999 | 75.48 | 48.86 | 48.87 | 0.01 | 0
2030 | HQ_IESO_2_IESO | HQ_IESO | IESO | Internal | Summer | B1 | 10 | 99999 | 400 | 72.36 | 72.37 | 0.01 | 0
2030 | HQ_IESO_2_IESO | HQ_IESO | IESO | Internal | Summer | B2 | 25 | 99999 | 400 | 72.36 | 72.37 | 0.01 | 0
2030 | HQ_IESO_2_IESO | HQ_IESO | IESO | Internal | Summer | B3 | 75 | 99999 | 400 | 72.36 | 72.37 | 0.01 | 0
2030 | HQ_IESO_2_IESO | HQ_IESO | IESO | Internal | Summer | B4 | 100 | 99999 | 400 | 68.19 | 68.2 | 0.01 | 0
2030 | HQ_IESO_2_IESO | HQ_IESO | IESO | Internal | Summer | B5 | 200 | 99999 | 400 | 65.97 | 65.98 | 0.01 | 0
2030 | HQ_IESO_2_IESO | HQ_IESO | IESO | Internal | Summer | B6 | 300 | 99999 | 400 | 60.09 | 60.1 | 0.01 | 0
2030 | HQ_IESO_2_IESO | HQ_IESO | IESO | Internal | Summer | B7 | 400 | 99999 | 400 | 55.11 | 55.13 | 0.01 | 0
2030 | HQ_IESO_2_IESO | HQ_IESO | IESO | Internal | Summer | B8 | 500 | 99999 | 400 | 47.64 | 47.66 | 0.01 | 0
2030 | HQ_IESO_2_IESO | HQ_IESO | IESO | Internal | Summer | B9 | 800 | 99999 | 400 | 43.29 | 43.3 | 0.01 | 0
2030 | HQ_IESO_2_IESO | HQ_IESO | IESO | Internal | Summer | B10 | 1262 | 99999 | 12.04 | 43.29 | 43.3 | 0.01 | 0
2030 | HQ_IESO_2_IESO | HQ_IESO | IESO | Internal | Winter | B16 | 25 | 99999 | 400 | 65.41 | 65.43 | 0.01 | 0
2030 | HQ_IESO_2_IESO | HQ_IESO | IESO | Internal | Winter | B17 | 100 | 99999 | 400 | 58.65 | 58.66 | 0.01 | 0
2030 | HQ_IESO_2_IESO | HQ_IESO | IESO | Internal | Winter | B18 | 400 | 99999 | 400 | 49.83 | 49.84 | 0.01 | 0
2030 | HQ_IESO_2_IESO | HQ_IESO | IESO | Internal | Winter | B19 | 700 | 99999 | 400 | 48.38 | 48.4 | 0.01 | 0
2030 | HQ_IESO_2_IESO | HQ_IESO | IESO | Internal | Winter | B20 | 935 | 99999 | 91.98 | 48.38 | 48.4 | 0.01 | 0
2030 | IESO_2_MAPP_CA | IESO | MAPP_CA | Internal | Shoulder | B11 | 25 | 262 | 0 | 57.27 | 40.14 | 7 | 0
2030 | IESO_2_MAPP_CA | IESO | MAPP_CA | Internal | Shoulder | B12 | 200 | 262 | 0 | 54.69 | 46.69 | 7 | 0
2030 | IESO_2_MAPP_CA | IESO | MAPP_CA | Internal | Shoulder | B13 | 600 | 262 | 0 | 48.87 | 40.87 | 7 | 0
2030 | IESO_2_MAPP_CA | IESO | MAPP_CA | Internal | Shoulder | B14 | 900 | 262 | 0 | 48.87 | 40.14 | 7 | 0
2030 | IESO_2_MAPP_CA | IESO | MAPP_CA | Internal | Shoulder | B15 | 1203 | 262 | 0 | 48.87 | 40.14 | 7 | 0
2030 | IESO_2_MAPP_CA | IESO | MAPP_CA | Internal | Summer | B1 | 10 | 262 | 0 | 72.37 | 39.84 | 7 | 0
2030 | IESO_2_MAPP_CA | IESO | MAPP_CA | Internal | Summer | B2 | 25 | 262 | 0 | 72.37 | 39.84 | 7 | 0
2030 | IESO_2_MAPP_CA | IESO | MAPP_CA | Internal | Summer | B3 | 75 | 262 | 0 | 72.37 | 39.84 | 7 | 0
2030 | IESO_2_MAPP_CA | IESO | MAPP_CA | Internal | Summer | B4 | 100 | 262 | 0 | 68.2 | 39.84 | 7 | 0
2030 | IESO_2_MAPP_CA | IESO | MAPP_CA | Internal | Summer | B5 | 200 | 262 | 0 | 65.98 | 39.84 | 7 | 0
2030 | IESO_2_MAPP_CA | IESO | MAPP_CA | Internal | Summer | B6 | 300 | 262 | 0 | 60.1 | 39.84 | 7 | 0
2030 | IESO_2_MAPP_CA | IESO | MAPP_CA | Internal | Summer | B7 | 400 | 262 | 0 | 55.13 | 39.84 | 7 | 0
2030 | IESO_2_MAPP_CA | IESO | MAPP_CA | Internal | Summer | B8 | 500 | 262 | 0 | 47.66 | 39.84 | 7 | 0
2030 | IESO_2_MAPP_CA | IESO | MAPP_CA | Internal | Summer | B9 | 800 | 262 | 0 | 43.3 | 39.84 | 7 | 0
2030 | IESO_2_MAPP_CA | IESO | MAPP_CA | Internal | Summer | B10 | 1262 | 262 | 0 | 43.3 | 39.84 | 7 | 0
2030 | IESO_2_MAPP_CA | IESO | MAPP_CA | Internal | Winter | B16 | 25 | 262 | 0 | 65.43 | 42.49 | 7 | 0
2030 | IESO_2_MAPP_CA | IESO | MAPP_CA | Internal | Winter | B17 | 100 | 262 | 0 | 58.66 | 42.49 | 7 | 0
2030 | IESO_2_MAPP_CA | IESO | MAPP_CA | Internal | Winter | B18 | 400 | 262 | 0 | 49.84 | 47.09 | 7 | 0
2030 | IESO_2_MAPP_CA | IESO | MAPP_CA | Internal | Winter | B19 | 700 | 262 | 0 | 48.4 | 45.96 | 7 | 0
2030 | IESO_2_MAPP_CA | IESO | MAPP_CA | Internal | Winter | B20 | 935 | 262 | 0 | 48.4 | 42.49 | 7 | 0
2030 | IESO_2_MISO_MI | IESO | MISO_MI | Internal | Shoulder | B11 | 25 | 1840 | 1840 | 57.27 | 70.29 | 7 | 6.02
2030 | IESO_2_MISO_MI | IESO | MISO_MI | Internal | Shoulder | B12 | 200 | 1840 | 882.84 | 54.69 | 61.69 | 7 | 0
2030 | IESO_2_MISO_MI | IESO | MISO_MI | Internal | Shoulder | B13 | 600 | 1840 | 1840 | 48.87 | 58.68 | 7 | 2.81
2030 | IESO_2_MISO_MI | IESO | MISO_MI | Internal | Shoulder | B14 | 900 | 1840 | 45.39 | 48.87 | 55.87 | 7 | 0
2030 | IESO_2_MISO_MI | IESO | MISO_MI | Internal | Shoulder | B15 | 1203 | 1840 | 0 | 48.87 | 42.32 | 7 | 0
2030 | IESO_2_MISO_MI | IESO | MISO_MI | Internal | Summer | B1 | 10 | 1840 | 1840 | 72.37 | 110.82 | 7 | 31.45
2030 | IESO_2_MISO_MI | IESO | MISO_MI | Internal | Summer | B2 | 25 | 1840 | 1840 | 72.37 | 109.93 | 7 | 30.55
2030 | IESO_2_MISO_MI | IESO | MISO_MI | Internal | Summer | B3 | 75 | 1840 | 1840 | 72.37 | 107.29 | 7 | 27.92
2030 | IESO_2_MISO_MI | IESO | MISO_MI | Internal | Summer | B4 | 100 | 1840 | 1840 | 68.2 | 99.3 | 7 | 24.1
2030 | IESO_2_MISO_MI | IESO | MISO_MI | Internal | Summer | B5 | 200 | 1840 | 1840 | 65.98 | 74.99 | 7 | 2.01
2030 | IESO_2_MISO_MI | IESO | MISO_MI | Internal | Summer | B6 | 300 | 1840 | 1840 | 60.1 | 68.53 | 7 | 1.42
2030 | IESO_2_MISO_MI | IESO | MISO_MI | Internal | Summer | B7 | 400 | 1840 | 1840 | 55.13 | 64.74 | 7 | 2.61
2030 | IESO_2_MISO_MI | IESO | MISO_MI | Internal | Summer | B8 | 500 | 1840 | 1840 | 47.66 | 55.23 | 7 | 0.58
2030 | IESO_2_MISO_MI | IESO | MISO_MI | Internal | Summer | B9 | 800 | 1840 | 0 | 43.3 | 46.68 | 7 | 0
2030 | IESO_2_MISO_MI | IESO | MISO_MI | Internal | Summer | B10 | 1262 | 1840 | 0 | 43.3 | 43.51 | 7 | 0
2030 | IESO_2_MISO_MI | IESO | MISO_MI | Internal | Winter | B16 | 25 | 1840 | 1840 | 65.43 | 76.07 | 7 | 3.65
2030 | IESO_2_MISO_MI | IESO | MISO_MI | Internal | Winter | B17 | 100 | 1840 | 1840 | 58.66 | 68.9 | 7 | 3.24
2030 | IESO_2_MISO_MI | IESO | MISO_MI | Internal | Winter | B18 | 400 | 1840 | 1840 | 49.84 | 59.13 | 7 | 2.28
2030 | IESO_2_MISO_MI | IESO | MISO_MI | Internal | Winter | B19 | 700 | 1840 | 284.22 | 48.4 | 55.4 | 7 | 0
2030 | IESO_2_MISO_MI | IESO | MISO_MI | Internal | Winter | B20 | 935 | 1840 | 0 | 48.4 | 42.56 | 7 | 0
2030 | IESO_2_MISO_W | IESO | MISO_W | Internal | Shoulder | B11 | 25 | 214 | 214 | 57.27 | 70.28 | 7 | 6.01
2030 | IESO_2_MISO_W | IESO | MISO_W | Internal | Shoulder | B12 | 200 | 214 | 0 | 54.69 | 56.97 | 7 | 0
2030 | IESO_2_MISO_W | IESO | MISO_W | Internal | Shoulder | B13 | 600 | 214 | 0 | 48.87 | 49.23 | 7 | 0
2030 | IESO_2_MISO_W | IESO | MISO_W | Internal | Shoulder | B14 | 900 | 214 | 0 | 48.87 | 40.16 | 7 | 0
2030 | IESO_2_MISO_W | IESO | MISO_W | Internal | Shoulder | B15 | 1203 | 214 | 0 | 48.87 | 38.24 | 7 | 0
2030 | IESO_2_MISO_W | IESO | MISO_W | Internal | Summer | B1 | 10 | 214 | 214 | 72.37 | 109.04 | 7 | 29.67
2030 | IESO_2_MISO_W | IESO | MISO_W | Internal | Summer | B2 | 25 | 214 | 214 | 72.37 | 107.27 | 7 | 27.9
2030 | IESO_2_MISO_W | IESO | MISO_W | Internal | Summer | B3 | 75 | 214 | 214 | 72.37 | 107.26 | 7 | 27.88
2030 | IESO_2_MISO_W | IESO | MISO_W | Internal | Summer | B4 | 100 | 214 | 214 | 68.2 | 99.29 | 7 | 24.09
2030 | IESO_2_MISO_W | IESO | MISO_W | Internal | Summer | B5 | 200 | 214 | 214 | 65.98 | 74.98 | 7 | 2
2030 | IESO_2_MISO_W | IESO | MISO_W | Internal | Summer | B6 | 300 | 214 | 214 | 60.1 | 68.52 | 7 | 1.41
2030 | IESO_2_MISO_W | IESO | MISO_W | Internal | Summer | B7 | 400 | 214 | 214 | 55.13 | 64.71 | 7 | 2.59
2030 | IESO_2_MISO_W | IESO | MISO_W | Internal | Summer | B8 | 500 | 214 | 214 | 47.66 | 55.2 | 7 | 0.54
2030 | IESO_2_MISO_W | IESO | MISO_W | Internal | Summer | B9 | 800 | 214 | 0 | 43.3 | 46.64 | 7 | 0
2030 | IESO_2_MISO_W | IESO | MISO_W | Internal | Summer | B10 | 1262 | 214 | 0 | 43.3 | 39.83 | 7 | 0
2030 | IESO_2_MISO_W | IESO | MISO_W | Internal | Winter | B16 | 25 | 214 | 0 | 65.43 | 42.48 | 7 | 0
2030 | IESO_2_MISO_W | IESO | MISO_W | Internal | Winter | B17 | 100 | 214 | 0 | 58.66 | 42.51 | 7 | 0
2030 | IESO_2_MISO_W | IESO | MISO_W | Internal | Winter | B18 | 400 | 214 | 0 | 49.84 | 47.1 | 7 | 0
2030 | IESO_2_MISO_W | IESO | MISO_W | Internal | Winter | B19 | 700 | 214 | 0 | 48.4 | 45.97 | 7 | 0
2030 | IESO_2_MISO_W | IESO | MISO_W | Internal | Winter | B20 | 935 | 214 | 0 | 48.4 | 38.24 | 7 | 0
2030 | IESO_2_NYISO_A-F | IESO | NYISO_A-F | Internal | Shoulder | B11 | 25 | 1725 | 712.49 | 57.27 | 64.27 | 7 | 0
2030 | IESO_2_NYISO_A-F | IESO | NYISO_A-F | Internal | Shoulder | B12 | 200 | 1725 | 1600.87 | 54.69 | 61.69 | 7 | 0
2030 | IESO_2_NYISO_A-F | IESO | NYISO_A-F | Internal | Shoulder | B13 | 600 | 1725 | 1202.21 | 48.87 | 55.87 | 7 | 0
2030 | IESO_2_NYISO_A-F | IESO | NYISO_A-F | Internal | Shoulder | B14 | 900 | 1725 | 1286.76 | 48.87 | 55.87 | 7 | 0
2030 | IESO_2_NYISO_A-F | IESO | NYISO_A-F | Internal | Shoulder | B15 | 1203 | 1725 | 866.1 | 48.87 | 55.87 | 7 | 0
2030 | IESO_2_NYISO_A-F | IESO | NYISO_A-F | Internal | Summer | B1 | 10 | 1725 | 0 | 72.37 | 75.25 | 7 | 0
2030 | IESO_2_NYISO_A-F | IESO | NYISO_A-F | Internal | Summer | B2 | 25 | 1725 | 0 | 72.37 | 75.25 | 7 | 0
2030 | IESO_2_NYISO_A-F | IESO | NYISO_A-F | Internal | Summer | B3 | 75 | 1725 | 0 | 72.37 | 75.25 | 7 | 0
2030 | IESO_2_NYISO_A-F | IESO | NYISO_A-F | Internal | Summer | B4 | 100 | 1725 | 346.34 | 68.2 | 75.2 | 7 | 0
2030 | IESO_2_NYISO_A-F | IESO | NYISO_A-F | Internal | Summer | B5 | 200 | 1725 | 0 | 65.98 | 68.96 | 7 | 0
2030 | IESO_2_NYISO_A-F | IESO | NYISO_A-F | Internal | Summer | B6 | 300 | 1725 | 358.01 | 60.1 | 67.1 | 7 | 0
2030 | IESO_2_NYISO_A-F | IESO | NYISO_A-F | Internal | Summer | B7 | 400 | 1725 | 1047.49 | 55.13 | 62.13 | 7 | 0
2030 | IESO_2_NYISO_A-F | IESO | NYISO_A-F | Internal | Summer | B8 | 500 | 1725 | 1514.39 | 47.66 | 54.66 | 7 | 0
2030 | IESO_2_NYISO_A-F | IESO | NYISO_A-F | Internal | Summer | B9 | 800 | 1725 | 1725 | 43.3 | 54.66 | 7 | 4.36
2030 | IESO_2_NYISO_A-F | IESO | NYISO_A-F | Internal | Summer | B10 | 1262 | 1725 | 1725 | 43.3 | 54.66 | 7 | 4.36
2030 | IESO_2_NYISO_A-F | IESO | NYISO_A-F | Internal | Winter | B16 | 25 | 1725 | 158.92 | 65.43 | 72.43 | 7 | 0
2030 | IESO_2_NYISO_A-F | IESO | NYISO_A-F | Internal | Winter | B17 | 100 | 1725 | 663.43 | 58.66 | 65.66 | 7 | 0
2030 | IESO_2_NYISO_A-F | IESO | NYISO_A-F | Internal | Winter | B18 | 400 | 1725 | 861.8 | 49.84 | 56.84 | 7 | 0
2030 | IESO_2_NYISO_A-F | IESO | NYISO_A-F | Internal | Winter | B19 | 700 | 1725 | 911.15 | 48.4 | 55.4 | 7 | 0
2030 | IESO_2_NYISO_A-F | IESO | NYISO_A-F | Internal | Winter | B20 | 935 | 1725 | 467.54 | 48.4 | 55.4 | 7 | 0
2030 | MAPP_CA_2_IESO | MAPP_CA | IESO | Internal | Shoulder | B11 | 25 | 330 | 330 | 40.14 | 57.27 | 8 | 9.13
2030 | MAPP_CA_2_IESO | MAPP_CA | IESO | Internal | Shoulder | B12 | 200 | 330 | 261.72 | 46.69 | 54.69 | 8 | 0
2030 | MAPP_CA_2_IESO | MAPP_CA | IESO | Internal | Shoulder | B13 | 600 | 330 | 276.29 | 40.87 | 48.87 | 8 | 0
2030 | MAPP_CA_2_IESO | MAPP_CA | IESO | Internal | Shoulder | B14 | 900 | 330 | 330 | 40.14 | 48.87 | 8 | 0.72
2030 | MAPP_CA_2_IESO | MAPP_CA | IESO | Internal | Shoulder | B15 | 1203 | 330 | 330 | 40.14 | 48.87 | 8 | 0.72
2030 | MAPP_CA_2_IESO | MAPP_CA | IESO | Internal | Summer | B1 | 10 | 330 | 330 | 39.84 | 72.37 | 8 | 24.53
2030 | MAPP_CA_2_IESO | MAPP_CA | IESO | Internal | Summer | B2 | 25 | 330 | 330 | 39.84 | 72.37 | 8 | 24.53
2030 | MAPP_CA_2_IESO | MAPP_CA | IESO | Internal | Summer | B3 | 75 | 330 | 330 | 39.84 | 72.37 | 8 | 24.53
2030 | MAPP_CA_2_IESO | MAPP_CA | IESO | Internal | Summer | B4 | 100 | 330 | 330 | 39.84 | 68.2 | 8 | 20.36
2030 | MAPP_CA_2_IESO | MAPP_CA | IESO | Internal | Summer | B5 | 200 | 330 | 330 | 39.84 | 65.98 | 8 | 18.14
2030 | MAPP_CA_2_IESO | MAPP_CA | IESO | Internal | Summer | B6 | 300 | 330 | 330 | 39.84 | 60.1 | 8 | 12.26
2030 | MAPP_CA_2_IESO | MAPP_CA | IESO | Internal | Summer | B7 | 400 | 330 | 330 | 39.84 | 55.13 | 8 | 7.28
2030 | MAPP_CA_2_IESO | MAPP_CA | IESO | Internal | Summer | B8 | 500 | 330 | 0 | 39.84 | 47.66 | 8 | 0
2030 | MAPP_CA_2_IESO | MAPP_CA | IESO | Internal | Summer | B9 | 800 | 330 | 0 | 39.84 | 43.3 | 8 | 0
2030 | MAPP_CA_2_IESO | MAPP_CA | IESO | Internal | Summer | B10 | 1262 | 330 | 0 | 39.84 | 43.3 | 8 | 0
2030 | MAPP_CA_2_IESO | MAPP_CA | IESO | Internal | Winter | B16 | 25 | 330 | 330 | 42.49 | 65.43 | 8 | 14.93
2030 | MAPP_CA_2_IESO | MAPP_CA | IESO | Internal | Winter | B17 | 100 | 330 | 330 | 42.49 | 58.66 | 8 | 8.17
2030 | MAPP_CA_2_IESO | MAPP_CA | IESO | Internal | Winter | B18 | 400 | 330 | 0 | 47.09 | 49.84 | 8 | 0
2030 | MAPP_CA_2_IESO | MAPP_CA | IESO | Internal | Winter | B19 | 700 | 330 | 0 | 45.96 | 48.4 | 8 | 0
2030 | MAPP_CA_2_IESO | MAPP_CA | IESO | Internal | Winter | B20 | 935 | 330 | 0 | 42.49 | 48.4 | 8 | 0
2030 | MAPP_CA_2_MAPP_US | MAPP_CA | MAPP_US | Internal | Shoulder | B11 | 25 | 437 | 437 | 40.14 | 63.28 | 7 | 16.14
2030 | MAPP_CA_2_MAPP_US | MAPP_CA | MAPP_US | Internal | Shoulder | B12 | 200 | 437 | 0 | 46.69 | 49.97 | 7 | 0
2030 | MAPP_CA_2_MAPP_US | MAPP_CA | MAPP_US | Internal | Shoulder | B13 | 600 | 437 | 0 | 40.87 | 42.23 | 7 | 0
2030 | MAPP_CA_2_MAPP_US | MAPP_CA | MAPP_US | Internal | Shoulder | B14 | 900 | 437 | 0 | 40.14 | 33.16 | 7 | 0
2030 | MAPP_CA_2_MAPP_US | MAPP_CA | MAPP_US | Internal | Shoulder | B15 | 1203 | 437 | 0 | 40.14 | 31.24 | 7 | 0
2030 | MAPP_CA_2_MAPP_US | MAPP_CA | MAPP_US | Internal | Summer | B1 | 10 | 437 | 437 | 39.84 | 102.04 | 7 | 55.2
2030 | MAPP_CA_2_MAPP_US | MAPP_CA | MAPP_US | Internal | Summer | B2 | 25 | 437 | 437 | 39.84 | 100.27 | 7 | 53.43
2030 | MAPP_CA_2_MAPP_US | MAPP_CA | MAPP_US | Internal | Summer | B3 | 75 | 437 | 437 | 39.84 | 100.26 | 7 | 53.41
2030 | MAPP_CA_2_MAPP_US | MAPP_CA | MAPP_US | Internal | Summer | B4 | 100 | 437 | 437 | 39.84 | 92.29 | 7 | 45.45
2030 | MAPP_CA_2_MAPP_US | MAPP_CA | MAPP_US | Internal | Summer | B5 | 200 | 437 | 437 | 39.84 | 67.98 | 7 | 21.13
2030 | MAPP_CA_2_MAPP_US | MAPP_CA | MAPP_US | Internal | Summer | B6 | 300 | 437 | 437 | 39.84 | 61.52 | 7 | 14.67
2030 | MAPP_CA_2_MAPP_US | MAPP_CA | MAPP_US | Internal | Summer | B7 | 400 | 437 | 437 | 39.84 | 54.39 | 7 | 7.55
2030 | MAPP_CA_2_MAPP_US | MAPP_CA | MAPP_US | Internal | Summer | B8 | 500 | 437 | 0 | 39.84 | 43.2 | 7 | 0
2030 | MAPP_CA_2_MAPP_US | MAPP_CA | MAPP_US | Internal | Summer | B9 | 800 | 437 | 0 | 39.84 | 39.64 | 7 | 0
2030 | MAPP_CA_2_MAPP_US | MAPP_CA | MAPP_US | Internal | Summer | B10 | 1262 | 437 | 0 | 39.84 | 32.83 | 7 | 0
2030 | MAPP_CA_2_MAPP_US | MAPP_CA | MAPP_US | Internal | Winter | B16 | 25 | 437 | 0 | 42.49 | 35.48 | 7 | 0
2030 | MAPP_CA_2_MAPP_US | MAPP_CA | MAPP_US | Internal | Winter | B17 | 100 | 437 | 0 | 42.49 | 35.51 | 7 | 0
2030 | MAPP_CA_2_MAPP_US | MAPP_CA | MAPP_US | Internal | Winter | B18 | 400 | 437 | 0 | 47.09 | 40.1 | 7 | 0
2030 | MAPP_CA_2_MAPP_US | MAPP_CA | MAPP_US | Internal | Winter | B19 | 700 | 437 | 0 | 45.96 | 38.97 | 7 | 0
2030 | MAPP_CA_2_MAPP_US | MAPP_CA | MAPP_US | Internal | Winter | B20 | 935 | 437 | 0 | 42.49 | 31.24 | 7 | 0
2030 | MAPP_CA_2_MISO_W | MAPP_CA | MISO_W | Internal | Shoulder | B11 | 25 | 2058 | 2058 | 40.14 | 70.28 | 0.01 | 30.13
2030 | MAPP_CA_2_MISO_W | MAPP_CA | MISO_W | Internal | Shoulder | B12 | 200 | 2058 | 2058 | 46.69 | 56.97 | 0.01 | 10.27
2030 | MAPP_CA_2_MISO_W | MAPP_CA | MISO_W | Internal | Shoulder | B13 | 600 | 2058 | 2058 | 40.87 | 49.23 | 0.01 | 8.35
2030 | MAPP_CA_2_MISO_W | MAPP_CA | MISO_W | Internal | Shoulder | B14 | 900 | 2058 | 1409.17 | 40.14 | 40.16 | 0.01 | 0
2030 | MAPP_CA_2_MISO_W | MAPP_CA | MISO_W | Internal | Shoulder | B15 | 1203 | 2058 | 0 | 40.14 | 38.24 | 0.01 | 0
2030 | MAPP_CA_2_MISO_W | MAPP_CA | MISO_W | Internal | Summer | B1 | 10 | 2058 | 2058 | 39.84 | 109.04 | 0.01 | 69.19
2030 | MAPP_CA_2_MISO_W | MAPP_CA | MISO_W | Internal | Summer | B2 | 25 | 2058 | 2058 | 39.84 | 107.27 | 0.01 | 67.41
2030 | MAPP_CA_2_MISO_W | MAPP_CA | MISO_W | Internal | Summer | B3 | 75 | 2058 | 2058 | 39.84 | 107.26 | 0.01 | 67.4
2030 | MAPP_CA_2_MISO_W | MAPP_CA | MISO_W | Internal | Summer | B4 | 100 | 2058 | 2058 | 39.84 | 99.29 | 0.01 | 59.43
2030 | MAPP_CA_2_MISO_W | MAPP_CA | MISO_W | Internal | Summer | B5 | 200 | 2058 | 2058 | 39.84 | 74.98 | 0.01 | 35.12
2030 | MAPP_CA_2_MISO_W | MAPP_CA | MISO_W | Internal | Summer | B6 | 300 | 2058 | 2058 | 39.84 | 68.52 | 0.01 | 28.66
2030 | MAPP_CA_2_MISO_W | MAPP_CA | MISO_W | Internal | Summer | B7 | 400 | 2058 | 2058 | 39.84 | 64.71 | 0.01 | 24.86
2030 | MAPP_CA_2_MISO_W | MAPP_CA | MISO_W | Internal | Summer | B8 | 500 | 2058 | 2058 | 39.84 | 55.2 | 0.01 | 15.34
2030 | MAPP_CA_2_MISO_W | MAPP_CA | MISO_W | Internal | Summer | B9 | 800 | 2058 | 2058 | 39.84 | 46.64 | 0.01 | 6.79
2030 | MAPP_CA_2_MISO_W | MAPP_CA | MISO_W | Internal | Summer | B10 | 1262 | 2058 | 0 | 39.84 | 39.83 | 0.01 | 0
2030 | MAPP_CA_2_MISO_W | MAPP_CA | MISO_W | Internal | Winter | B16 | 25 | 2058 | 0 | 42.49 | 42.48 | 0.01 | 0
2030 | MAPP_CA_2_MISO_W | MAPP_CA | MISO_W | Internal | Winter | B17 | 100 | 2058 | 96.22 | 42.49 | 42.51 | 0.01 | 0
2030 | MAPP_CA_2_MISO_W | MAPP_CA | MISO_W | Internal | Winter | B18 | 400 | 2058 | 1690.26 | 47.09 | 47.1 | 0.01 | 0
2030 | MAPP_CA_2_MISO_W | MAPP_CA | MISO_W | Internal | Winter | B19 | 700 | 2058 | 1695.51 | 45.96 | 45.97 | 0.01 | 0
2030 | MAPP_CA_2_MISO_W | MAPP_CA | MISO_W | Internal | Winter | B20 | 935 | 2058 | 0 | 42.49 | 38.24 | 0.01 | 0
2030 | MAPP_US_2_MAPP_CA | MAPP_US | MAPP_CA | Internal | Shoulder | B11 | 25 | 230 | 0 | 63.28 | 40.14 | 7 | 0
2030 | MAPP_US_2_MAPP_CA | MAPP_US | MAPP_CA | Internal | Shoulder | B12 | 200 | 230 | 0 | 49.97 | 46.69 | 7 | 0
2030 | MAPP_US_2_MAPP_CA | MAPP_US | MAPP_CA | Internal | Shoulder | B13 | 600 | 230 | 0 | 42.23 | 40.87 | 7 | 0
2030 | MAPP_US_2_MAPP_CA | MAPP_US | MAPP_CA | Internal | Shoulder | B14 | 900 | 230 | 0 | 33.16 | 40.14 | 7 | 0
2030 | MAPP_US_2_MAPP_CA | MAPP_US | MAPP_CA | Internal | Shoulder | B15 | 1203 | 230 | 230 | 31.24 | 40.14 | 7 | 1.91
2030 | MAPP_US_2_MAPP_CA | MAPP_US | MAPP_CA | Internal | Summer | B1 | 10 | 230 | 0 | 102.04 | 39.84 | 7 | 0
2030 | MAPP_US_2_MAPP_CA | MAPP_US | MAPP_CA | Internal | Summer | B2 | 25 | 230 | 0 | 100.27 | 39.84 | 7 | 0
2030 | MAPP_US_2_MAPP_CA | MAPP_US | MAPP_CA | Internal | Summer | B3 | 75 | 230 | 0 | 100.26 | 39.84 | 7 | 0
2030 | MAPP_US_2_MAPP_CA | MAPP_US | MAPP_CA | Internal | Summer | B4 | 100 | 230 | 0 | 92.29 | 39.84 | 7 | 0
2030 | MAPP_US_2_MAPP_CA | MAPP_US | MAPP_CA | Internal | Summer | B5 | 200 | 230 | 0 | 67.98 | 39.84 | 7 | 0
2030 | MAPP_US_2_MAPP_CA | MAPP_US | MAPP_CA | Internal | Summer | B6 | 300 | 230 | 0 | 61.52 | 39.84 | 7 | 0
2030 | MAPP_US_2_MAPP_CA | MAPP_US | MAPP_CA | Internal | Summer | B7 | 400 | 230 | 0 | 54.39 | 39.84 | 7 | 0
2030 | MAPP_US_2_MAPP_CA | MAPP_US | MAPP_CA | Internal | Summer | B8 | 500 | 230 | 0 | 43.2 | 39.84 | 7 | 0
2030 | MAPP_US_2_MAPP_CA | MAPP_US | MAPP_CA | Internal | Summer | B9 | 800 | 230 | 0 | 39.64 | 39.84 | 7 | 0
2030 | MAPP_US_2_MAPP_CA | MAPP_US | MAPP_CA | Internal | Summer | B10 | 1262 | 230 | 230 | 32.83 | 39.84 | 7 | 0.01
2030 | MAPP_US_2_MAPP_CA | MAPP_US | MAPP_CA | Internal | Winter | B16 | 25 | 230 | 230 | 35.48 | 42.49 | 7 | 0.01
2030 | MAPP_US_2_MAPP_CA | MAPP_US | MAPP_CA | Internal | Winter | B17 | 100 | 230 | 0 | 35.51 | 42.49 | 7 | 0
2030 | MAPP_US_2_MAPP_CA | MAPP_US | MAPP_CA | Internal | Winter | B18 | 400 | 230 | 0 | 40.1 | 47.09 | 7 | 0
2030 | MAPP_US_2_MAPP_CA | MAPP_US | MAPP_CA | Internal | Winter | B19 | 700 | 230 | 0 | 38.97 | 45.96 | 7 | 0
2030 | MAPP_US_2_MAPP_CA | MAPP_US | MAPP_CA | Internal | Winter | B20 | 935 | 230 | 230 | 31.24 | 42.49 | 7 | 4.26
2030 | MAPP_US_2_MISO_W | MAPP_US | MISO_W | Internal | Shoulder | B11 | 25 | 2635 | 2615.83 | 63.28 | 70.28 | 7 | 0
2030 | MAPP_US_2_MISO_W | MAPP_US | MISO_W | Internal | Shoulder | B12 | 200 | 2635 | 2047.63 | 49.97 | 56.97 | 7 | 0
2030 | MAPP_US_2_MISO_W | MAPP_US | MISO_W | Internal | Shoulder | B13 | 600 | 2635 | 2216.05 | 42.23 | 49.23 | 7 | 0
2030 | MAPP_US_2_MISO_W | MAPP_US | MISO_W | Internal | Shoulder | B14 | 900 | 2635 | 561.48 | 33.16 | 40.16 | 7 | 0
2030 | MAPP_US_2_MISO_W | MAPP_US | MISO_W | Internal | Shoulder | B15 | 1203 | 2635 | 510.66 | 31.24 | 38.24 | 7 | 0
2030 | MAPP_US_2_MISO_W | MAPP_US | MISO_W | Internal | Summer | B1 | 10 | 2635 | 1486.19 | 102.04 | 109.04 | 7 | 0
2030 | MAPP_US_2_MISO_W | MAPP_US | MISO_W | Internal | Summer | B2 | 25 | 2635 | 2038.67 | 100.27 | 107.27 | 7 | 0
2030 | MAPP_US_2_MISO_W | MAPP_US | MISO_W | Internal | Summer | B3 | 75 | 2635 | 1970.43 | 100.26 | 107.26 | 7 | 0
2030 | MAPP_US_2_MISO_W | MAPP_US | MISO_W | Internal | Summer | B4 | 100 | 2635 | 2081.49 | 92.29 | 99.29 | 7 | 0
2030 | MAPP_US_2_MISO_W | MAPP_US | MISO_W | Internal | Summer | B5 | 200 | 2635 | 1792.48 | 67.98 | 74.98 | 7 | 0
2030 | MAPP_US_2_MISO_W | MAPP_US | MISO_W | Internal | Summer | B6 | 300 | 2635 | 2071.53 | 61.52 | 68.52 | 7 | 0
2030 | MAPP_US_2_MISO_W | MAPP_US | MISO_W | Internal | Summer | B7 | 400 | 2635 | 2635 | 54.39 | 64.71 | 7 | 3.32
2030 | MAPP_US_2_MISO_W | MAPP_US | MISO_W | Internal | Summer | B8 | 500 | 2635 | 2635 | 43.2 | 55.2 | 7 | 5
2030 | MAPP_US_2_MISO_W | MAPP_US | MISO_W | Internal | Summer | B9 | 800 | 2635 | 2063.26 | 39.64 | 46.64 | 7 | 0
2030 | MAPP_US_2_MISO_W | MAPP_US | MISO_W | Internal | Summer | B10 | 1262 | 2635 | 1298.86 | 32.83 | 39.83 | 7 | 0
2030 | MAPP_US_2_MISO_W | MAPP_US | MISO_W | Internal | Winter | B16 | 25 | 2635 | 2535.34 | 35.48 | 42.48 | 7 | 0
2030 | MAPP_US_2_MISO_W | MAPP_US | MISO_W | Internal | Winter | B17 | 100 | 2635 | 1587.01 | 35.51 | 42.51 | 7 | 0
2030 | MAPP_US_2_MISO_W | MAPP_US | MISO_W | Internal | Winter | B18 | 400 | 2635 | 2100.27 | 40.1 | 47.1 | 7 | 0
2030 | MAPP_US_2_MISO_W | MAPP_US | MISO_W | Internal | Winter | B19 | 700 | 2635 | 1106.81 | 38.97 | 45.97 | 7 | 0
2030 | MAPP_US_2_MISO_W | MAPP_US | MISO_W | Internal | Winter | B20 | 935 | 2635 | 741.47 | 31.24 | 38.24 | 7 | 0
2030 | MAPP_US_2_NE | MAPP_US | NE | Internal | Shoulder | B11 | 25 | 2000 | 0 | 63.28 | 65.28 | 7 | 0
2030 | MAPP_US_2_NE | MAPP_US | NE | Internal | Shoulder | B12 | 200 | 2000 | 0 | 49.97 | 51.97 | 7 | 0
2030 | MAPP_US_2_NE | MAPP_US | NE | Internal | Shoulder | B13 | 600 | 2000 | 0 | 42.23 | 44.23 | 7 | 0
2030 | MAPP_US_2_NE | MAPP_US | NE | Internal | Shoulder | B14 | 900 | 2000 | 0 | 33.16 | 34.87 | 7 | 0
2030 | MAPP_US_2_NE | MAPP_US | NE | Internal | Shoulder | B15 | 1203 | 2000 | 0 | 31.24 | 30.32 | 7 | 0
2030 | MAPP_US_2_NE | MAPP_US | NE | Internal | Summer | B1 | 10 | 2000 | 0 | 102.04 | 104.04 | 7 | 0
2030 | MAPP_US_2_NE | MAPP_US | NE | Internal | Summer | B2 | 25 | 2000 | 0 | 100.27 | 102.27 | 7 | 0
2030 | MAPP_US_2_NE | MAPP_US | NE | Internal | Summer | B3 | 75 | 2000 | 0 | 100.26 | 102.26 | 7 | 0
2030 | MAPP_US_2_NE | MAPP_US | NE | Internal | Summer | B4 | 100 | 2000 | 0 | 92.29 | 94.29 | 7 | 0
2030 | MAPP_US_2_NE | MAPP_US | NE | Internal | Summer | B5 | 200 | 2000 | 0 | 67.98 | 69.98 | 7 | 0
2030 | MAPP_US_2_NE | MAPP_US | NE | Internal | Summer | B6 | 300 | 2000 | 0 | 61.52 | 63.52 | 7 | 0
2030 | MAPP_US_2_NE | MAPP_US | NE | Internal | Summer | B7 | 400 | 2000 | 0 | 54.39 | 59.71 | 7 | 0
2030 | MAPP_US_2_NE | MAPP_US | NE | Internal | Summer | B8 | 500 | 2000 | 61.08 | 43.2 | 50.2 | 7 | 0
2030 | MAPP_US_2_NE | MAPP_US | NE | Internal | Summer | B9 | 800 | 2000 | 0 | 39.64 | 41.64 | 7 | 0
2030 | MAPP_US_2_NE | MAPP_US | NE | Internal | Summer | B10 | 1262 | 2000 | 0 | 32.83 | 34.83 | 7 | 0
2030 | MAPP_US_2_NE | MAPP_US | NE | Internal | Winter | B16 | 25 | 2000 | 0 | 35.48 | -30.31 | 7 | 0
2030 | MAPP_US_2_NE | MAPP_US | NE | Internal | Winter | B17 | 100 | 2000 | 0 | 35.51 | 30.51 | 7 | 0
2030 | MAPP_US_2_NE | MAPP_US | NE | Internal | Winter | B18 | 400 | 2000 | 0 | 40.1 | 42.1 | 7 | 0
2030 | MAPP_US_2_NE | MAPP_US | NE | Internal | Winter | B19 | 700 | 2000 | 0 | 38.97 | 40.96 | 7 | 0
2030 | MAPP_US_2_NE | MAPP_US | NE | Internal | Winter | B20 | 935 | 2000 | 0 | 31.24 | 31.38 | 7 | 0
2030 | MARITIMES_2_NEISO | MARITIMES | NEISO | Internal | Shoulder | B11 | 25 | 99999 | 1720.66 | 60.68 | 60.69 | 0.01 | 0
2030 | MARITIMES_2_NEISO | MARITIMES | NEISO | Internal | Shoulder | B12 | 200 | 99999 | 1717.44 | 60.68 | 60.69 | 0.01 | 0
2030 | MARITIMES_2_NEISO | MARITIMES | NEISO | Internal | Shoulder | B13 | 600 | 99999 | 1704.78 | 58.86 | 58.87 | 0.01 | 0
2030 | MARITIMES_2_NEISO | MARITIMES | NEISO | Internal | Shoulder | B14 | 900 | 99999 | 1682.64 | 58.86 | 58.87 | 0.01 | 0
2030 | MARITIMES_2_NEISO | MARITIMES | NEISO | Internal | Shoulder | B15 | 1203 | 99999 | 648.08 | 58.86 | 58.87 | 0.01 | 0
2030 | MARITIMES_2_NEISO | MARITIMES | NEISO | Internal | Summer | B1 | 10 | 99999 | 1900 | 79.24 | 79.25 | 0.01 | 0
2030 | MARITIMES_2_NEISO | MARITIMES | NEISO | Internal | Summer | B2 | 25 | 99999 | 1878.75 | 78.24 | 78.25 | 0.01 | 0
2030 | MARITIMES_2_NEISO | MARITIMES | NEISO | Internal | Summer | B3 | 75 | 99999 | 1836.38 | 63.05 | 63.06 | 0.01 | 0
2030 | MARITIMES_2_NEISO | MARITIMES | NEISO | Internal | Summer | B4 | 100 | 99999 | 1799.97 | 63.05 | 63.06 | 0.01 | 0
2030 | MARITIMES_2_NEISO | MARITIMES | NEISO | Internal | Summer | B5 | 200 | 99999 | 1780.16 | 63.05 | 63.06 | 0.01 | 0
2030 | MARITIMES_2_NEISO | MARITIMES | NEISO | Internal | Summer | B6 | 300 | 99999 | 1757.82 | 63.05 | 63.06 | 0.01 | 0
2030 | MARITIMES_2_NEISO | MARITIMES | NEISO | Internal | Summer | B7 | 400 | 99999 | 1732.23 | 59.11 | 59.13 | 0.01 | 0
2030 | MARITIMES_2_NEISO | MARITIMES | NEISO | Internal | Summer | B8 | 500 | 99999 | 1712.1 | 57.64 | 57.66 | 0.01 | 0
2030 | MARITIMES_2_NEISO | MARITIMES | NEISO | Internal | Summer | B9 | 800 | 99999 | 1687.45 | 57.64 | 57.66 | 0.01 | 0
2030 | MARITIMES_2_NEISO | MARITIMES | NEISO | Internal | Summer | B10 | 1262 | 99999 | 465.06 | 57.64 | 57.66 | 0.01 | 0
2030 | MARITIMES_2_NEISO | MARITIMES | NEISO | Internal | Winter | B16 | 25 | 99999 | 1765.23 | 70.11 | 70.13 | 0.01 | 0
2030 | MARITIMES_2_NEISO | MARITIMES | NEISO | Internal | Winter | B17 | 100 | 99999 | 1747.34 | 68.65 | 68.66 | 0.01 | 0
2030 | MARITIMES_2_NEISO | MARITIMES | NEISO | Internal | Winter | B18 | 400 | 99999 | 1733.65 | 58.38 | 58.4 | 0.01 | 0
2030 | MARITIMES_2_NEISO | MARITIMES | NEISO | Internal | Winter | B19 | 700 | 99999 | 1708.15 | 58.38 | 58.4 | 0.01 | 0
2030 | MARITIMES_2_NEISO | MARITIMES | NEISO | Internal | Winter | B20 | 935 | 99999 | 723.43 | 58.38 | 58.4 | 0.01 | 0
2030 | MISO_IN_2_MISO_MI | MISO_IN | MISO_MI | Internal | Shoulder | B11 | 25 | 5081 | 0 | 70.31 | 70.29 | 0.01 | 0
2030 | MISO_IN_2_MISO_MI | MISO_IN | MISO_MI | Internal | Shoulder | B12 | 200 | 5081 | 1968.78 | 61.68 | 61.69 | 0.01 | 0
2030 | MISO_IN_2_MISO_MI | MISO_IN | MISO_MI | Internal | Shoulder | B13 | 600 | 5081 | 3473.71 | 58.66 | 58.68 | 0.01 | 0
2030 | MISO_IN_2_MISO_MI | MISO_IN | MISO_MI | Internal | Shoulder | B14 | 900 | 5081 | 4274.18 | 55.86 | 55.87 | 0.01 | 0
2030 | MISO_IN_2_MISO_MI | MISO_IN | MISO_MI | Internal | Shoulder | B15 | 1203 | 5081 | 4260.69 | 42.3 | 42.32 | 0.01 | 0
2030 | MISO_IN_2_MISO_MI | MISO_IN | MISO_MI | Internal | Summer | B1 | 10 | 5081 | 1576.38 | 110.81 | 110.82 | 0.01 | 0
2030 | MISO_IN_2_MISO_MI | MISO_IN | MISO_MI | Internal | Summer | B2 | 25 | 5081 | 1624.66 | 109.91 | 109.93 | 0.01 | 0
2030 | MISO_IN_2_MISO_MI | MISO_IN | MISO_MI | Internal | Summer | B3 | 75 | 5081 | 63.92 | 107.28 | 107.29 | 0.01 | 0
2030 | MISO_IN_2_MISO_MI | MISO_IN | MISO_MI | Internal | Summer | B4 | 100 | 5081 | 0 | 99.31 | 99.3 | 0.01 | 0
2030 | MISO_IN_2_MISO_MI | MISO_IN | MISO_MI | Internal | Summer | B5 | 200 | 5081 | 0 | 75 | 74.99 | 0.01 | 0
2030 | MISO_IN_2_MISO_MI | MISO_IN | MISO_MI | Internal | Summer | B6 | 300 | 5081 | 0 | 68.54 | 68.53 | 0.01 | 0
2030 | MISO_IN_2_MISO_MI | MISO_IN | MISO_MI | Internal | Summer | B7 | 400 | 5081 | 149.9 | 64.72 | 64.74 | 0.01 | 0
2030 | MISO_IN_2_MISO_MI | MISO_IN | MISO_MI | Internal | Summer | B8 | 500 | 5081 | 1165.71 | 55.22 | 55.23 | 0.01 | 0
2030 | MISO_IN_2_MISO_MI | MISO_IN | MISO_MI | Internal | Summer | B9 | 800 | 5081 | 4010.22 | 46.67 | 46.68 | 0.01 | 0
2030 | MISO_IN_2_MISO_MI | MISO_IN | MISO_MI | Internal | Summer | B10 | 1262 | 5081 | 5081 | 41.59 | 43.51 | 0.01 | 1.91
2030 | MISO_IN_2_MISO_MI | MISO_IN | MISO_MI | Internal | Winter | B16 | 25 | 5081 | 0 | 76.08 | 76.07 | 0.01 | 0
2030 | MISO_IN_2_MISO_MI | MISO_IN | MISO_MI | Internal | Winter | B17 | 100 | 5081 | 1005.07 | 68.89 | 68.9 | 0.01 | 0
2030 | MISO_IN_2_MISO_MI | MISO_IN | MISO_MI | Internal | Winter | B18 | 400 | 5081 | 2622.96 | 59.11 | 59.13 | 0.01 | 0
2030 | MISO_IN_2_MISO_MI | MISO_IN | MISO_MI | Internal | Winter | B19 | 700 | 5081 | 3541.99 | 55.38 | 55.4 | 0.01 | 0
2030 | MISO_IN_2_MISO_MI | MISO_IN | MISO_MI | Internal | Winter | B20 | 935 | 5081 | 4220.29 | 42.55 | 42.56 | 0.01 | 0
2030 | MISO_IN_2_MISO_MO-IL | MISO_IN | MISO_MO-IL | Internal | Shoulder | B11 | 25 | 9129 | 0 | 70.31 | 70.29 | 0.01 | 0
2030 | MISO_IN_2_MISO_MO-IL | MISO_IN | MISO_MO-IL | Internal | Shoulder | B12 | 200 | 9129 | 0 | 61.68 | 56.99 | 0.01 | 0
2030 | MISO_IN_2_MISO_MO-IL | MISO_IN | MISO_MO-IL | Internal | Shoulder | B13 | 600 | 9129 | 0 | 58.66 | 49.24 | 0.01 | 0
2030 | MISO_IN_2_MISO_MO-IL | MISO_IN | MISO_MO-IL | Internal | Shoulder | B14 | 900 | 9129 | 0 | 55.86 | 46.92 | 0.01 | 0
2030 | MISO_IN_2_MISO_MO-IL | MISO_IN | MISO_MO-IL | Internal | Shoulder | B15 | 1203 | 9129 | 0 | 42.3 | 40.9 | 0.01 | 0
2030 | MISO_IN_2_MISO_MO-IL | MISO_IN | MISO_MO-IL | Internal | Summer | B1 | 10 | 9129 | 0 | 110.81 | 109.05 | 0.01 | 0
2030 | MISO_IN_2_MISO_MO-IL | MISO_IN | MISO_MO-IL | Internal | Summer | B2 | 25 | 9129 | 0 | 109.91 | 109.04 | 0.01 | 0
2030 | MISO_IN_2_MISO_MO-IL | MISO_IN | MISO_MO-IL | Internal | Summer | B3 | 75 | 9129 | 0 | 107.28 | 107.27 | 0.01 | 0
2030 | MISO_IN_2_MISO_MO-IL | MISO_IN | MISO_MO-IL | Internal | Summer | B4 | 100 | 9129 | 0 | 99.31 | 99.3 | 0.01 | 0
2030 | MISO_IN_2_MISO_MO-IL | MISO_IN | MISO_MO-IL | Internal | Summer | B5 | 200 | 9129 | 0 | 75 | 74.99 | 0.01 | 0
2030 | MISO_IN_2_MISO_MO-IL | MISO_IN | MISO_MO-IL | Internal | Summer | B6 | 300 | 9129 | 0 | 68.54 | 68.53 | 0.01 | 0
2030 | MISO_IN_2_MISO_MO-IL | MISO_IN | MISO_MO-IL | Internal | Summer | B7 | 400 | 9129 | 0 | 64.72 | 64.71 | 0.01 | 0
2030 | MISO_IN_2_MISO_MO-IL | MISO_IN | MISO_MO-IL | Internal | Summer | B8 | 500 | 9129 | 0 | 55.22 | 55.21 | 0.01 | 0
2030 | MISO_IN_2_MISO_MO-IL | MISO_IN | MISO_MO-IL | Internal | Summer | B9 | 800 | 9129 | 0 | 46.67 | 46.66 | 0.01 | 0
2030 | MISO_IN_2_MISO_MO-IL | MISO_IN | MISO_MO-IL | Internal | Summer | B10 | 1262 | 9129 | 0 | 41.59 | 39.84 | 0.01 | 0
2030 | MISO_IN_2_MISO_MO-IL | MISO_IN | MISO_MO-IL | Internal | Winter | B16 | 25 | 9129 | 0 | 76.08 | 68.14 | 0.01 | 0
2030 | MISO_IN_2_MISO_MO-IL | MISO_IN | MISO_MO-IL | Internal | Winter | B17 | 100 | 9129 | 0 | 68.89 | 59.89 | 0.01 | 0
2030 | MISO_IN_2_MISO_MO-IL | MISO_IN | MISO_MO-IL | Internal | Winter | B18 | 400 | 9129 | 0 | 59.11 | 49.97 | 0.01 | 0
2030 | MISO_IN_2_MISO_MO-IL | MISO_IN | MISO_MO-IL | Internal | Winter | B19 | 700 | 9129 | 0 | 55.38 | 46.93 | 0.01 | 0
2030 | MISO_IN_2_MISO_MO-IL | MISO_IN | MISO_MO-IL | Internal | Winter | B20 | 935 | 9129 | 0 | 42.55 | 41.09 | 0.01 | 0
2030 | MISO_IN_2_NonRTO_Midwest | MISO_IN | NonRTO_Midwest | Internal | Shoulder | B11 | 25 | 4800 | 1630.4 | 70.31 | 78.31 | 8 | 0
2030 | MISO_IN_2_NonRTO_Midwest | MISO_IN | NonRTO_Midwest | Internal | Shoulder | B12 | 200 | 4800 | 999.64 | 61.68 | 69.68 | 8 | 0
2030 | MISO_IN_2_NonRTO_Midwest | MISO_IN | NonRTO_Midwest | Internal | Shoulder | B13 | 600 | 4800 | 0 | 58.66 | 66.24 | 8 | 0
2030 | MISO_IN_2_NonRTO_Midwest | MISO_IN | NonRTO_Midwest | Internal | Shoulder | B14 | 900 | 4800 | 0 | 55.86 | 50.37 | 8 | 0
2030 | MISO_IN_2_NonRTO_Midwest | MISO_IN | NonRTO_Midwest | Internal | Shoulder | B15 | 1203 | 4800 | 0 | 42.3 | 41.22 | 8 | 0
2030 | MISO_IN_2_NonRTO_Midwest | MISO_IN | NonRTO_Midwest | Internal | Summer | B1 | 10 | 4800 | 0 | 110.81 | 117.91 | 8 | 0
2030 | MISO_IN_2_NonRTO_Midwest | MISO_IN | NonRTO_Midwest | Internal | Summer | B2 | 25 | 4800 | 258.06 | 109.91 | 117.91 | 8 | 0
2030 | MISO_IN_2_NonRTO_Midwest | MISO_IN | NonRTO_Midwest | Internal | Summer | B3 | 75 | 4800 | 1929.4 | 107.28 | 115.28 | 8 | 0
2030 | MISO_IN_2_NonRTO_Midwest | MISO_IN | NonRTO_Midwest | Internal | Summer | B4 | 100 | 4800 | 1471.99 | 99.31 | 107.31 | 8 | 0
2030 | MISO_IN_2_NonRTO_Midwest | MISO_IN | NonRTO_Midwest | Internal | Summer | B5 | 200 | 4800 | 1125.45 | 75 | 83 | 8 | 0
2030 | MISO_IN_2_NonRTO_Midwest | MISO_IN | NonRTO_Midwest | Internal | Summer | B6 | 300 | 4800 | 596.95 | 68.54 | 76.54 | 8 | 0
2030 | MISO_IN_2_NonRTO_Midwest | MISO_IN | NonRTO_Midwest | Internal | Summer | B7 | 400 | 4800 | 0 | 64.72 | 57.79 | 8 | 0
2030 | MISO_IN_2_NonRTO_Midwest | MISO_IN | NonRTO_Midwest | Internal | Summer | B8 | 500 | 4800 | 0 | 55.22 | 55.21 | 8 | 0
2030 | MISO_IN_2_NonRTO_Midwest | MISO_IN | NonRTO_Midwest | Internal | Summer | B9 | 800 | 4800 | 0 | 46.67 | 46.64 | 8 | 0
2030 | MISO_IN_2_NonRTO_Midwest | MISO_IN | NonRTO_Midwest | Internal | Summer | B10 | 1262 | 4800 | 0 | 41.59 | 39.85 | 8 | 0
2030 | MISO_IN_2_NonRTO_Midwest | MISO_IN | NonRTO_Midwest | Internal | Winter | B16 | 25 | 4800 | 2815.69 | 76.08 | 84.08 | 8 | 0
2030 | MISO_IN_2_NonRTO_Midwest | MISO_IN | NonRTO_Midwest | Internal | Winter | B17 | 100 | 4800 | 1356.97 | 68.89 | 76.89 | 8 | 0
2030 | MISO_IN_2_NonRTO_Midwest | MISO_IN | NonRTO_Midwest | Internal | Winter | B18 | 400 | 4800 | 0 | 59.11 | 66.98 | 8 | 0
2030 | MISO_IN_2_NonRTO_Midwest | MISO_IN | NonRTO_Midwest | Internal | Winter | B19 | 700 | 4800 | 0 | 55.38 | 51.2 | 8 | 0
2030 | MISO_IN_2_NonRTO_Midwest | MISO_IN | NonRTO_Midwest | Internal | Winter | B20 | 935 | 4800 | 0 | 42.55 | 41.34 | 8 | 0
2030 | MISO_IN_2_PJM_ROR | MISO_IN | PJM_ROR | Internal | Shoulder | B11 | 25 | 992 | 0 | 70.31 | 72.28 | 2 | 0
2030 | MISO_IN_2_PJM_ROR | MISO_IN | PJM_ROR | Internal | Shoulder | B12 | 200 | 992 | 992 | 61.68 | 63.69 | 2 | 0.01
2030 | MISO_IN_2_PJM_ROR | MISO_IN | PJM_ROR | Internal | Shoulder | B13 | 600 | 992 | 992 | 58.66 | 60.73 | 2 | 0.07
2030 | MISO_IN_2_PJM_ROR | MISO_IN | PJM_ROR | Internal | Shoulder | B14 | 900 | 992 | 992 | 55.86 | 59.66 | 2 | 1.81
2030 | MISO_IN_2_PJM_ROR | MISO_IN | PJM_ROR | Internal | Shoulder | B15 | 1203 | 992 | 0 | 42.3 | 42.97 | 2 | 0
2030 | MISO_IN_2_PJM_ROR | MISO_IN | PJM_ROR | Internal | Summer | B1 | 10 | 992 | 0 | 110.81 | 111.04 | 2 | 0
2030 | MISO_IN_2_PJM_ROR | MISO_IN | PJM_ROR | Internal | Summer | B2 | 25 | 992 | 0 | 109.91 | 111.04 | 2 | 0
2030 | MISO_IN_2_PJM_ROR | MISO_IN | PJM_ROR | Internal | Summer | B3 | 75 | 992 | 0 | 107.28 | 109.26 | 2 | 0
2030 | MISO_IN_2_PJM_ROR | MISO_IN | PJM_ROR | Internal | Summer | B4 | 100 | 992 | 0 | 99.31 | 101.29 | 2 | 0
2030 | MISO_IN_2_PJM_ROR | MISO_IN | PJM_ROR | Internal | Summer | B5 | 200 | 992 | 0 | 75 | 76.98 | 2 | 0
2030 | MISO_IN_2_PJM_ROR | MISO_IN | PJM_ROR | Internal | Summer | B6 | 300 | 992 | 0 | 68.54 | 70.52 | 2 | 0
2030 | MISO_IN_2_PJM_ROR | MISO_IN | PJM_ROR | Internal | Summer | B7 | 400 | 992 | 0 | 64.72 | 66.71 | 2 | 0
2030 | MISO_IN_2_PJM_ROR | MISO_IN | PJM_ROR | Internal | Summer | B8 | 500 | 992 | 0 | 55.22 | 57.21 | 2 | 0
2030 | MISO_IN_2_PJM_ROR | MISO_IN | PJM_ROR | Internal | Summer | B9 | 800 | 992 | 0 | 46.67 | 48.64 | 2 | 0
2030 | MISO_IN_2_PJM_ROR | MISO_IN | PJM_ROR | Internal | Summer | B10 | 1262 | 992 | 0 | 41.59 | 41.84 | 2 | 0
2030 | MISO_IN_2_PJM_ROR | MISO_IN | PJM_ROR | Internal | Winter | B16 | 25 | 992 | 0 | 76.08 | 74.84 | 2 | 0
2030 | MISO_IN_2_PJM_ROR | MISO_IN | PJM_ROR | Internal | Winter | B17 | 100 | 992 | 377.2 | 68.89 | 70.89 | 2 | 0
2030 | MISO_IN_2_PJM_ROR | MISO_IN | PJM_ROR | Internal | Winter | B18 | 400 | 992 | 992 | 59.11 | 64.83 | 2 | 3.72
2030 | MISO_IN_2_PJM_ROR | MISO_IN | PJM_ROR | Internal | Winter | B19 | 700 | 992 | 992 | 55.38 | 57.4 | 2 | 0.01
2030 | MISO_IN_2_PJM_ROR | MISO_IN | PJM_ROR | Internal | Winter | B20 | 935 | 992 | 0 | 42.55 | 43.09 | 2 | 0
2030 | MISO_MI_2_IESO | MISO_MI | IESO | Internal | Shoulder | B11 | 25 | 1580 | 0 | 70.29 | 57.27 | 8 | 0
2030 | MISO_MI_2_IESO | MISO_MI | IESO | Internal | Shoulder | B12 | 200 | 1580 | 0 | 61.69 | 54.69 | 8 | 0
2030 | MISO_MI_2_IESO | MISO_MI | IESO | Internal | Shoulder | B13 | 600 | 1580 | 0 | 58.68 | 48.87 | 8 | 0
2030 | MISO_MI_2_IESO | MISO_MI | IESO | Internal | Shoulder | B14 | 900 | 1580 | 0 | 55.87 | 48.87 | 8 | 0
2030 | MISO_MI_2_IESO | MISO_MI | IESO | Internal | Shoulder | B15 | 1203 | 1580 | 0 | 42.32 | 48.87 | 8 | 0
2030 | MISO_MI_2_IESO | MISO_MI | IESO | Internal | Summer | B1 | 10 | 1580 | 0 | 110.82 | 72.37 | 8 | 0
2030 | MISO_MI_2_IESO | MISO_MI | IESO | Internal | Summer | B2 | 25 | 1580 | 0 | 109.93 | 72.37 | 8 | 0
2030 | MISO_MI_2_IESO | MISO_MI | IESO | Internal | Summer | B3 | 75 | 1580 | 0 | 107.29 | 72.37 | 8 | 0
2030 | MISO_MI_2_IESO | MISO_MI | IESO | Internal | Summer | B4 | 100 | 1580 | 0 | 99.3 | 68.2 | 8 | 0
2030 | MISO_MI_2_IESO | MISO_MI | IESO | Internal | Summer | B5 | 200 | 1580 | 0 | 74.99 | 65.98 | 8 | 0
2030 | MISO_MI_2_IESO | MISO_MI | IESO | Internal | Summer | B6 | 300 | 1580 | 0 | 68.53 | 60.1 | 8 | 0
2030 | MISO_MI_2_IESO | MISO_MI | IESO | Internal | Summer | B7 | 400 | 1580 | 0 | 64.74 | 55.13 | 8 | 0
2030 | MISO_MI_2_IESO | MISO_MI | IESO | Internal | Summer | B8 | 500 | 1580 | 0 | 55.23 | 47.66 | 8 | 0
2030 | MISO_MI_2_IESO | MISO_MI | IESO | Internal | Summer | B9 | 800 | 1580 | 0 | 46.68 | 43.3 | 8 | 0
2030 | MISO_MI_2_IESO | MISO_MI | IESO | Internal | Summer | B10 | 1262 | 1580 | 0 | 43.51 | 43.3 | 8 | 0
2030 | MISO_MI_2_IESO | MISO_MI | IESO | Internal | Winter | B16 | 25 | 1580 | 0 | 76.07 | 65.43 | 8 | 0
2030 | MISO_MI_2_IESO | MISO_MI | IESO | Internal | Winter | B17 | 100 | 1580 | 0 | 68.9 | 58.66 | 8 | 0
2030 | MISO_MI_2_IESO | MISO_MI | IESO | Internal | Winter | B18 | 400 | 1580 | 0 | 59.13 | 49.84 | 8 | 0
2030 | MISO_MI_2_IESO | MISO_MI | IESO | Internal | Winter | B19 | 700 | 1580 | 0 | 55.4 | 48.4 | 8 | 0
2030 | MISO_MI_2_IESO | MISO_MI | IESO | Internal | Winter | B20 | 935 | 1580 | 0 | 42.56 | 48.4 | 8 | 0
2030 | MISO_MI_2_MISO_IN | MISO_MI | MISO_IN | Internal | Shoulder | B11 | 25 | 2126 | 504.09 | 70.29 | 70.31 | 0.01 | 0
2030 | MISO_MI_2_MISO_IN | MISO_MI | MISO_IN | Internal | Shoulder | B12 | 200 | 2126 | 0 | 61.69 | 61.68 | 0.01 | 0
2030 | MISO_MI_2_MISO_IN | MISO_MI | MISO_IN | Internal | Shoulder | B13 | 600 | 2126 | 0 | 58.68 | 58.66 | 0.01 | 0
2030 | MISO_MI_2_MISO_IN | MISO_MI | MISO_IN | Internal | Shoulder | B14 | 900 | 2126 | 0 | 55.87 | 55.86 | 0.01 | 0
2030 | MISO_MI_2_MISO_IN | MISO_MI | MISO_IN | Internal | Shoulder | B15 | 1203 | 2126 | 0 | 42.32 | 42.3 | 0.01 | 0
2030 | MISO_MI_2_MISO_IN | MISO_MI | MISO_IN | Internal | Summer | B1 | 10 | 2126 | 0 | 110.82 | 110.81 | 0.01 | 0
2030 | MISO_MI_2_MISO_IN | MISO_MI | MISO_IN | Internal | Summer | B2 | 25 | 2126 | 0 | 109.93 | 109.91 | 0.01 | 0
2030 | MISO_MI_2_MISO_IN | MISO_MI | MISO_IN | Internal | Summer | B3 | 75 | 2126 | 0 | 107.29 | 107.28 | 0.01 | 0
2030 | MISO_MI_2_MISO_IN | MISO_MI | MISO_IN | Internal | Summer | B4 | 100 | 2126 | 1023.7 | 99.3 | 99.31 | 0.01 | 0
2030 | MISO_MI_2_MISO_IN | MISO_MI | MISO_IN | Internal | Summer | B5 | 200 | 2126 | 555.54 | 74.99 | 75 | 0.01 | 0
2030 | MISO_MI_2_MISO_IN | MISO_MI | MISO_IN | Internal | Summer | B6 | 300 | 2126 | 381.78 | 68.53 | 68.54 | 0.01 | 0
2030 | MISO_MI_2_MISO_IN | MISO_MI | MISO_IN | Internal | Summer | B7 | 400 | 2126 | 0 | 64.74 | 64.72 | 0.01 | 0
2030 | MISO_MI_2_MISO_IN | MISO_MI | MISO_IN | Internal | Summer | B8 | 500 | 2126 | 0 | 55.23 | 55.22 | 0.01 | 0
2030 | MISO_MI_2_MISO_IN | MISO_MI | MISO_IN | Internal | Summer | B9 | 800 | 2126 | 0 | 46.68 | 46.67 | 0.01 | 0
2030 | MISO_MI_2_MISO_IN | MISO_MI | MISO_IN | Internal | Summer | B10 | 1262 | 2126 | 0 | 43.51 | 41.59 | 0.01 | 0
2030 | MISO_MI_2_MISO_IN | MISO_MI | MISO_IN | Internal | Winter | B16 | 25 | 2126 | 0 | 76.07 | 76.08 | 0.01 | 0
2030 | MISO_MI_2_MISO_IN | MISO_MI | MISO_IN | Internal | Winter | B17 | 100 | 2126 | 0 | 68.9 | 68.89 | 0.01 | 0
2030 | MISO_MI_2_MISO_IN | MISO_MI | MISO_IN | Internal | Winter | B18 | 400 | 2126 | 0 | 59.13 | 59.11 | 0.01 | 0
2030 | MISO_MI_2_MISO_IN | MISO_MI | MISO_IN | Internal | Winter | B19 | 700 | 2126 | 0 | 55.4 | 55.38 | 0.01 | 0
2030 | MISO_MI_2_MISO_IN | MISO_MI | MISO_IN | Internal | Winter | B20 | 935 | 2126 | 0 | 42.56 | 42.55 | 0.01 | 0
2030 | MISO_MI_2_MISO_WUMS | MISO_MI | MISO_WUMS | Internal | Shoulder | B11 | 25 | 166 | 0 | 70.29 | 70.28 | 0.01 | 0
2030 | MISO_MI_2_MISO_WUMS | MISO_MI | MISO_WUMS | Internal | Shoulder | B12 | 200 | 166 | 0 | 61.69 | 56.99 | 0.01 | 0
2030 | MISO_MI_2_MISO_WUMS | MISO_MI | MISO_WUMS | Internal | Shoulder | B13 | 600 | 166 | 0 | 58.68 | 51.35 | 0.01 | 0
2030 | MISO_MI_2_MISO_WUMS | MISO_MI | MISO_WUMS | Internal | Shoulder | B14 | 900 | 166 | 0 | 55.87 | 50 | 0.01 | 0
2030 | MISO_MI_2_MISO_WUMS | MISO_MI | MISO_WUMS | Internal | Shoulder | B15 | 1203 | 166 | 0 | 42.32 | 40.97 | 0.01 | 0
2030 | MISO_MI_2_MISO_WUMS | MISO_MI | MISO_WUMS | Internal | Summer | B1 | 10 | 166 | 0 | 110.82 | 107.26 | 0.01 | 0
2030 | MISO_MI_2_MISO_WUMS | MISO_MI | MISO_WUMS | Internal | Summer | B2 | 25 | 166 | 0 | 109.93 | 107.26 | 0.01 | 0
2030 | MISO_MI_2_MISO_WUMS | MISO_MI | MISO_WUMS | Internal | Summer | B3 | 75 | 166 | 0 | 107.29 | 107.26 | 0.01 | 0
2030 | MISO_MI_2_MISO_WUMS | MISO_MI | MISO_WUMS | Internal | Summer | B4 | 100 | 166 | 0 | 99.3 | 99.3 | 0.01 | 0
2030 | MISO_MI_2_MISO_WUMS | MISO_MI | MISO_WUMS | Internal | Summer | B5 | 200 | 166 | 0 | 74.99 | 74.98 | 0.01 | 0
2030 | MISO_MI_2_MISO_WUMS | MISO_MI | MISO_WUMS | Internal | Summer | B6 | 300 | 166 | 0 | 68.53 | 68.52 | 0.01 | 0
2030 | MISO_MI_2_MISO_WUMS | MISO_MI | MISO_WUMS | Internal | Summer | B7 | 400 | 166 | 0 | 64.74 | 64.72 | 0.01 | 0
2030 | MISO_MI_2_MISO_WUMS | MISO_MI | MISO_WUMS | Internal | Summer | B8 | 500 | 166 | 0 | 55.23 | 55.21 | 0.01 | 0
2030 | MISO_MI_2_MISO_WUMS | MISO_MI | MISO_WUMS | Internal | Summer | B9 | 800 | 166 | 0 | 46.68 | 46.66 | 0.01 | 0
2030 | MISO_MI_2_MISO_WUMS | MISO_MI | MISO_WUMS | Internal | Summer | B10 | 1262 | 166 | 0 | 43.51 | 39.84 | 0.01 | 0
2030 | MISO_MI_2_MISO_WUMS | MISO_MI | MISO_WUMS | Internal | Winter | B16 | 25 | 166 | 0 | 76.07 | 71.78 | 0.01 | 0
2030 | MISO_MI_2_MISO_WUMS | MISO_MI | MISO_WUMS | Internal | Winter | B17 | 100 | 166 | 0 | 68.9 | 58.05 | 0.01 | 0
2030 | MISO_MI_2_MISO_WUMS | MISO_MI | MISO_WUMS | Internal | Winter | B18 | 400 | 166 | 0 | 59.13 | 51.35 | 0.01 | 0
2030 | MISO_MI_2_MISO_WUMS | MISO_MI | MISO_WUMS | Internal | Winter | B19 | 700 | 166 | 0 | 55.4 | 50.62 | 0.01 | 0
2030 | MISO_MI_2_MISO_WUMS | MISO_MI | MISO_WUMS | Internal | Winter | B20 | 935 | 166 | 0 | 42.56 | 41.09 | 0.01 | 0
2030 | MISO_MI_2_PJM_ROR | MISO_MI | PJM_ROR | Internal | Shoulder | B11 | 25 | 1424 | 0 | 70.29 | 72.28 | 2 | 0
2030 | MISO_MI_2_PJM_ROR | MISO_MI | PJM_ROR | Internal | Shoulder | B12 | 200 | 1424 | 438.74 | 61.69 | 63.69 | 2 | 0
2030 | MISO_MI_2_PJM_ROR | MISO_MI | PJM_ROR | Internal | Shoulder | B13 | 600 | 1424 | 1424 | 58.68 | 60.73 | 2 | 0.06
2030 | MISO_MI_2_PJM_ROR | MISO_MI | PJM_ROR | Internal | Shoulder | B14 | 900 | 1424 | 1424 | 55.87 | 59.66 | 2 | 1.8
2030 | MISO_MI_2_PJM_ROR | MISO_MI | PJM_ROR | Internal | Shoulder | B15 | 1203 | 1424 | 0 | 42.32 | 42.97 | 2 | 0
2030 | MISO_MI_2_PJM_ROR | MISO_MI | PJM_ROR | Internal | Summer | B1 | 10 | 1424 | 0 | 110.82 | 111.04 | 2 | 0
2030 | MISO_MI_2_PJM_ROR | MISO_MI | PJM_ROR | Internal | Summer | B2 | 25 | 1424 | 0 | 109.93 | 111.04 | 2 | 0
2030 | MISO_MI_2_PJM_ROR | MISO_MI | PJM_ROR | Internal | Summer | B3 | 75 | 1424 | 0 | 107.29 | 109.26 | 2 | 0
2030 | MISO_MI_2_PJM_ROR | MISO_MI | PJM_ROR | Internal | Summer | B4 | 100 | 1424 | 0 | 99.3 | 101.29 | 2 | 0
2030 | MISO_MI_2_PJM_ROR | MISO_MI | PJM_ROR | Internal | Summer | B5 | 200 | 1424 | 0 | 74.99 | 76.98 | 2 | 0
2030 | MISO_MI_2_PJM_ROR | MISO_MI | PJM_ROR | Internal | Summer | B6 | 300 | 1424 | 0 | 68.53 | 70.52 | 2 | 0
2030 | MISO_MI_2_PJM_ROR | MISO_MI | PJM_ROR | Internal | Summer | B7 | 400 | 1424 | 0 | 64.74 | 66.71 | 2 | 0
2030 | MISO_MI_2_PJM_ROR | MISO_MI | PJM_ROR | Internal | Summer | B8 | 500 | 1424 | 0 | 55.23 | 57.21 | 2 | 0
2030 | MISO_MI_2_PJM_ROR | MISO_MI | PJM_ROR | Internal | Summer | B9 | 800 | 1424 | 0 | 46.68 | 48.64 | 2 | 0
2030 | MISO_MI_2_PJM_ROR | MISO_MI | PJM_ROR | Internal | Summer | B10 | 1262 | 1424 | 0 | 43.51 | 41.84 | 2 | 0
2030 | MISO_MI_2_PJM_ROR | MISO_MI | PJM_ROR | Internal | Winter | B16 | 25 | 1424 | 0 | 76.07 | 74.84 | 2 | 0
2030 | MISO_MI_2_PJM_ROR | MISO_MI | PJM_ROR | Internal | Winter | B17 | 100 | 1424 | 0 | 68.9 | 70.89 | 2 | 0
2030 | MISO_MI_2_PJM_ROR | MISO_MI | PJM_ROR | Internal | Winter | B18 | 400 | 1424 | 1424 | 59.13 | 64.83 | 2 | 3.71
2030 | MISO_MI_2_PJM_ROR | MISO_MI | PJM_ROR | Internal | Winter | B19 | 700 | 1424 | 834.46 | 55.4 | 57.4 | 2 | 0
2030 | MISO_MI_2_PJM_ROR | MISO_MI | PJM_ROR | Internal | Winter | B20 | 935 | 1424 | 0 | 42.56 | 43.09 | 2 | 0
2030 | MISO_MO-IL_2_ENT | MISO_MO-IL | ENT | Internal | Shoulder | B11 | 25 | 2540 | 0 | 70.29 | 71.71 | 8 | 0
2030 | MISO_MO-IL_2_ENT | MISO_MO-IL | ENT | Internal | Shoulder | B12 | 200 | 2540 | 0 | 56.99 | 56.99 | 8 | 0
2030 | MISO_MO-IL_2_ENT | MISO_MO-IL | ENT | Internal | Shoulder | B13 | 600 | 2540 | 0 | 49.24 | 49.24 | 8 | 0
2030 | MISO_MO-IL_2_ENT | MISO_MO-IL | ENT | Internal | Shoulder | B14 | 900 | 2540 | 0 | 46.92 | 47.04 | 8 | 0
2030 | MISO_MO-IL_2_ENT | MISO_MO-IL | ENT | Internal | Shoulder | B15 | 1203 | 2540 | 0 | 40.9 | 38.86 | 8 | 0
2030 | MISO_MO-IL_2_ENT | MISO_MO-IL | ENT | Internal | Summer | B1 | 10 | 2540 | 0 | 109.05 | 109.04 | 8 | 0
2030 | MISO_MO-IL_2_ENT | MISO_MO-IL | ENT | Internal | Summer | B2 | 25 | 2540 | 0 | 109.04 | 107.28 | 8 | 0
2030 | MISO_MO-IL_2_ENT | MISO_MO-IL | ENT | Internal | Summer | B3 | 75 | 2540 | 0 | 107.27 | 106.52 | 8 | 0
2030 | MISO_MO-IL_2_ENT | MISO_MO-IL | ENT | Internal | Summer | B4 | 100 | 2540 | 0 | 99.3 | 99.3 | 8 | 0
2030 | MISO_MO-IL_2_ENT | MISO_MO-IL | ENT | Internal | Summer | B5 | 200 | 2540 | 0 | 74.99 | 74.99 | 8 | 0
2030 | MISO_MO-IL_2_ENT | MISO_MO-IL | ENT | Internal | Summer | B6 | 300 | 2540 | 0 | 68.53 | 72.57 | 8 | 0
2030 | MISO_MO-IL_2_ENT | MISO_MO-IL | ENT | Internal | Summer | B7 | 400 | 2540 | 0 | 64.71 | 70.14 | 8 | 0
2030 | MISO_MO-IL_2_ENT | MISO_MO-IL | ENT | Internal | Summer | B8 | 500 | 2540 | 0 | 55.21 | 60.64 | 8 | 0
2030 | MISO_MO-IL_2_ENT | MISO_MO-IL | ENT | Internal | Summer | B9 | 800 | 2540 | 0 | 46.66 | 48.17 | 8 | 0
2030 | MISO_MO-IL_2_ENT | MISO_MO-IL | ENT | Internal | Summer | B10 | 1262 | 2540 | 0 | 39.84 | 39.85 | 8 | 0
2030 | MISO_MO-IL_2_ENT | MISO_MO-IL | ENT | Internal | Winter | B16 | 25 | 2540 | 0 | 68.14 | 68.14 | 8 | 0
2030 | MISO_MO-IL_2_ENT | MISO_MO-IL | ENT | Internal | Winter | B17 | 100 | 2540 | 0 | 59.89 | 59.89 | 8 | 0
2030 | MISO_MO-IL_2_ENT | MISO_MO-IL | ENT | Internal | Winter | B18 | 400 | 2540 | 0 | 49.97 | 49.97 | 8 | 0
2030 | MISO_MO-IL_2_ENT | MISO_MO-IL | ENT | Internal | Winter | B19 | 700 | 2540 | 0 | 46.93 | 46.93 | 8 | 0
2030 | MISO_MO-IL_2_ENT | MISO_MO-IL | ENT | Internal | Winter | B20 | 935 | 2540 | 0 | 41.09 | 39.27 | 8 | 0
2030 | MISO_MO-IL_2_MISO_IN | MISO_MO-IL | MISO_IN | Internal | Shoulder | B11 | 25 | 6229 | 3377.81 | 70.29 | 70.31 | 0.01 | 0
2030 | MISO_MO-IL_2_MISO_IN | MISO_MO-IL | MISO_IN | Internal | Shoulder | B12 | 200 | 6229 | 6229 | 56.99 | 61.68 | 0.01 | 4.68
2030 | MISO_MO-IL_2_MISO_IN | MISO_MO-IL | MISO_IN | Internal | Shoulder | B13 | 600 | 6229 | 6229 | 49.24 | 58.66 | 0.01 | 9.41
2030 | MISO_MO-IL_2_MISO_IN | MISO_MO-IL | MISO_IN | Internal | Shoulder | B14 | 900 | 6229 | 6229 | 46.92 | 55.86 | 0.01 | 8.93
2030 | MISO_MO-IL_2_MISO_IN | MISO_MO-IL | MISO_IN | Internal | Shoulder | B15 | 1203 | 6229 | 6229 | 40.9 | 42.3 | 0.01 | 1.4
2030 | MISO_MO-IL_2_MISO_IN | MISO_MO-IL | MISO_IN | Internal | Summer | B1 | 10 | 6229 | 6229 | 109.05 | 110.81 | 0.01 | 1.75
2030 | MISO_MO-IL_2_MISO_IN | MISO_MO-IL | MISO_IN | Internal | Summer | B2 | 25 | 6229 | 6229 | 109.04 | 109.91 | 0.01 | 0.86
2030 | MISO_MO-IL_2_MISO_IN | MISO_MO-IL | MISO_IN | Internal | Summer | B3 | 75 | 6229 | 5621.96 | 107.27 | 107.28 | 0.01 | 0
2030 | MISO_MO-IL_2_MISO_IN | MISO_MO-IL | MISO_IN | Internal | Summer | B4 | 100 | 6229 | 3167.49 | 99.3 | 99.31 | 0.01 | 0
2030 | MISO_MO-IL_2_MISO_IN | MISO_MO-IL | MISO_IN | Internal | Summer | B5 | 200 | 6229 | 2689.08 | 74.99 | 75 | 0.01 | 0
2030 | MISO_MO-IL_2_MISO_IN | MISO_MO-IL | MISO_IN | Internal | Summer | B6 | 300 | 6229 | 1606.85 | 68.53 | 68.54 | 0.01 | 0
2030 | MISO_MO-IL_2_MISO_IN | MISO_MO-IL | MISO_IN | Internal | Summer | B7 | 400 | 6229 | 1302.49 | 64.71 | 64.72 | 0.01 | 0
2030 | MISO_MO-IL_2_MISO_IN | MISO_MO-IL | MISO_IN | Internal | Summer | B8 | 500 | 6229 | 1137.57 | 55.21 | 55.22 | 0.01 | 0
2030 | MISO_MO-IL_2_MISO_IN | MISO_MO-IL | MISO_IN | Internal | Summer | B9 | 800 | 6229 | 4532.03 | 46.66 | 46.67 | 0.01 | 0
2030 | MISO_MO-IL_2_MISO_IN | MISO_MO-IL | MISO_IN | Internal | Summer | B10 | 1262 | 6229 | 6229 | 39.84 | 41.59 | 0.01 | 1.73
2030 | MISO_MO-IL_2_MISO_IN | MISO_MO-IL | MISO_IN | Internal | Winter | B16 | 25 | 6229 | 6229 | 68.14 | 76.08 | 0.01 | 7.93
2030 | MISO_MO-IL_2_MISO_IN | MISO_MO-IL | MISO_IN | Internal | Winter | B17 | 100 | 6229 | 6229 | 59.89 | 68.89 | 0.01 | 8.99
2030 | MISO_MO-IL_2_MISO_IN | MISO_MO-IL | MISO_IN | Internal | Winter | B18 | 400 | 6229 | 6229 | 49.97 | 59.11 | 0.01 | 9.14
2030 | MISO_MO-IL_2_MISO_IN | MISO_MO-IL | MISO_IN | Internal | Winter | B19 | 700 | 6229 | 6229 | 46.93 | 55.38 | 0.01 | 8.44
2030 | MISO_MO-IL_2_MISO_IN | MISO_MO-IL | MISO_IN | Internal | Winter | B20 | 935 | 6229 | 6229 | 41.09 | 42.55 | 0.01 | 1.45
2030 | MISO_MO-IL_2_MISO_W | MISO_MO-IL | MISO_W | Internal | Shoulder | B11 | 25 | 5033 | 0 | 70.29 | 70.28 | 0.01 | 0
2030 | MISO_MO-IL_2_MISO_W | MISO_MO-IL | MISO_W | Internal | Shoulder | B12 | 200 | 5033 | 0 | 56.99 | 56.97 | 0.01 | 0
2030 | MISO_MO-IL_2_MISO_W | MISO_MO-IL | MISO_W | Internal | Shoulder | B13 | 600 | 5033 | 0 | 49.24 | 49.23 | 0.01 | 0
2030 | MISO_MO-IL_2_MISO_W | MISO_MO-IL | MISO_W | Internal | Shoulder | B14 | 900 | 5033 | 0 | 46.92 | 40.16 | 0.01 | 0
2030 | MISO_MO-IL_2_MISO_W | MISO_MO-IL | MISO_W | Internal | Shoulder | B15 | 1203 | 5033 | 0 | 40.9 | 38.24 | 0.01 | 0
2030 | MISO_MO-IL_2_MISO_W | MISO_MO-IL | MISO_W | Internal | Summer | B1 | 10 | 5033 | 0 | 109.05 | 109.04 | 0.01 | 0
2030 | MISO_MO-IL_2_MISO_W | MISO_MO-IL | MISO_W | Internal | Summer | B2 | 25 | 5033 | 0 | 109.04 | 107.27 | 0.01 | 0
2030 | MISO_MO-IL_2_MISO_W | MISO_MO-IL | MISO_W | Internal | Summer | B3 | 75 | 5033 | 0 | 107.27 | 107.26 | 0.01 | 0
2030 | MISO_MO-IL_2_MISO_W | MISO_MO-IL | MISO_W | Internal | Summer | B4 | 100 | 5033 | 0 | 99.3 | 99.29 | 0.01 | 0
2030 | MISO_MO-IL_2_MISO_W | MISO_MO-IL | MISO_W | Internal | Summer | B5 | 200 | 5033 | 0 | 74.99 | 74.98 | 0.01 | 0
2030 | MISO_MO-IL_2_MISO_W | MISO_MO-IL | MISO_W | Internal | Summer | B6 | 300 | 5033 | 0 | 68.53 | 68.52 | 0.01 | 0
2030 | MISO_MO-IL_2_MISO_W | MISO_MO-IL | MISO_W | Internal | Summer | B7 | 400 | 5033 | 0 | 64.71 | 64.71 | 0.01 | 0
2030 | MISO_MO-IL_2_MISO_W | MISO_MO-IL | MISO_W | Internal | Summer | B8 | 500 | 5033 | 0 | 55.21 | 55.2 | 0.01 | 0
2030 | MISO_MO-IL_2_MISO_W | MISO_MO-IL | MISO_W | Internal | Summer | B9 | 800 | 5033 | 0 | 46.66 | 46.64 | 0.01 | 0
2030 | MISO_MO-IL_2_MISO_W | MISO_MO-IL | MISO_W | Internal | Summer | B10 | 1262 | 5033 | 0 | 39.84 | 39.83 | 0.01 | 0
2030 | MISO_MO-IL_2_MISO_W | MISO_MO-IL | MISO_W | Internal | Winter | B16 | 25 | 5033 | 0 | 68.14 | 42.48 | 0.01 | 0
2030 | MISO_MO-IL_2_MISO_W | MISO_MO-IL | MISO_W | Internal | Winter | B17 | 100 | 5033 | 0 | 59.89 | 42.51 | 0.01 | 0
2030 | MISO_MO-IL_2_MISO_W | MISO_MO-IL | MISO_W | Internal | Winter | B18 | 400 | 5033 | 0 | 49.97 | 47.1 | 0.01 | 0
2030 | MISO_MO-IL_2_MISO_W | MISO_MO-IL | MISO_W | Internal | Winter | B19 | 700 | 5033 | 0 | 46.93 | 45.97 | 0.01 | 0
2030 | MISO_MO-IL_2_MISO_W | MISO_MO-IL | MISO_W | Internal | Winter | B20 | 935 | 5033 | 0 | 41.09 | 38.24 | 0.01 | 0
2030 | MISO_MO-IL_2_PJM_ROR | MISO_MO-IL | PJM_ROR | Internal | Shoulder | B11 | 25 | 1212 | 0 | 70.29 | 72.28 | 2 | 0
2030 | MISO_MO-IL_2_PJM_ROR | MISO_MO-IL | PJM_ROR | Internal | Shoulder | B12 | 200 | 1212 | 1212 | 56.99 | 63.69 | 2 | 4.71
2030 | MISO_MO-IL_2_PJM_ROR | MISO_MO-IL | PJM_ROR | Internal | Shoulder | B13 | 600 | 1212 | 1212 | 49.24 | 60.73 | 2 | 9.49
2030 | MISO_MO-IL_2_PJM_ROR | MISO_MO-IL | PJM_ROR | Internal | Shoulder | B14 | 900 | 1212 | 1212 | 46.92 | 59.66 | 2 | 10.75
2030 | MISO_MO-IL_2_PJM_ROR | MISO_MO-IL | PJM_ROR | Internal | Shoulder | B15 | 1203 | 1212 | 1212 | 40.9 | 42.97 | 2 | 0.07
2030 | MISO_MO-IL_2_PJM_ROR | MISO_MO-IL | PJM_ROR | Internal | Summer | B1 | 10 | 1212 | 0 | 109.05 | 111.04 | 2 | 0
2030 | MISO_MO-IL_2_PJM_ROR | MISO_MO-IL | PJM_ROR | Internal | Summer | B2 | 25 | 1212 | 1022.06 | 109.04 | 111.04 | 2 | 0
2030 | MISO_MO-IL_2_PJM_ROR | MISO_MO-IL | PJM_ROR | Internal | Summer | B3 | 75 | 1212 | 0 | 107.27 | 109.26 | 2 | 0
2030 | MISO_MO-IL_2_PJM_ROR | MISO_MO-IL | PJM_ROR | Internal | Summer | B4 | 100 | 1212 | 0 | 99.3 | 101.29 | 2 | 0
2030 | MISO_MO-IL_2_PJM_ROR | MISO_MO-IL | PJM_ROR | Internal | Summer | B5 | 200 | 1212 | 0 | 74.99 | 76.98 | 2 | 0
2030 | MISO_MO-IL_2_PJM_ROR | MISO_MO-IL | PJM_ROR | Internal | Summer | B6 | 300 | 1212 | 0 | 68.53 | 70.52 | 2 | 0
2030 | MISO_MO-IL_2_PJM_ROR | MISO_MO-IL | PJM_ROR | Internal | Summer | B7 | 400 | 1212 | 83.91 | 64.71 | 66.71 | 2 | 0
2030 | MISO_MO-IL_2_PJM_ROR | MISO_MO-IL | PJM_ROR | Internal | Summer | B8 | 500 | 1212 | 1063 | 55.21 | 57.21 | 2 | 0
2030 | MISO_MO-IL_2_PJM_ROR | MISO_MO-IL | PJM_ROR | Internal | Summer | B9 | 800 | 1212 | 0 | 46.66 | 48.64 | 2 | 0
2030 | MISO_MO-IL_2_PJM_ROR | MISO_MO-IL | PJM_ROR | Internal | Summer | B10 | 1262 | 1212 | 97.37 | 39.84 | 41.84 | 2 | 0
2030 | MISO_MO-IL_2_PJM_ROR | MISO_MO-IL | PJM_ROR | Internal | Winter | B16 | 25 | 1212 | 1212 | 68.14 | 74.84 | 2 | 4.7
2030 | MISO_MO-IL_2_PJM_ROR | MISO_MO-IL | PJM_ROR | Internal | Winter | B17 | 100 | 1212 | 1212 | 59.89 | 70.89 | 2 | 9
2030 | MISO_MO-IL_2_PJM_ROR | MISO_MO-IL | PJM_ROR | Internal | Winter | B18 | 400 | 1212 | 1212 | 49.97 | 64.83 | 2 | 12.87
2030 | MISO_MO-IL_2_PJM_ROR | MISO_MO-IL | PJM_ROR | Internal | Winter | B19 | 700 | 1212 | 1212 | 46.93 | 57.4 | 2 | 8.47
2030 | MISO_MO-IL_2_PJM_ROR | MISO_MO-IL | PJM_ROR | Internal | Winter | B20 | 935 | 1212 | 970.39 | 41.09 | 43.09 | 2 | 0
2030 | MISO_MO-IL_2_TVA_Transmission | MISO_MO-IL | TVA_Transmission | Internal | Shoulder | B11 | 25 | 4000 | 0 | 70.29 | 76.06 | 8 | 0
2030 | MISO_MO-IL_2_TVA_Transmission | MISO_MO-IL | TVA_Transmission | Internal | Shoulder | B12 | 200 | 4000 | 1406.33 | 56.99 | 64.99 | 8 | 0
2030 | MISO_MO-IL_2_TVA_Transmission | MISO_MO-IL | TVA_Transmission | Internal | Shoulder | B13 | 600 | 4000 | 3295.43 | 49.24 | 57.24 | 8 | 0
2030 | MISO_MO-IL_2_TVA_Transmission | MISO_MO-IL | TVA_Transmission | Internal | Shoulder | B14 | 900 | 4000 | 4000 | 46.92 | 55.06 | 8 | 0.14
2030 | MISO_MO-IL_2_TVA_Transmission | MISO_MO-IL | TVA_Transmission | Internal | Shoulder | B15 | 1203 | 4000 | 2032.61 | 40.9 | 48.9 | 8 | 0
2030 | MISO_MO-IL_2_TVA_Transmission | MISO_MO-IL | TVA_Transmission | Internal | Summer | B1 | 10 | 4000 | 0 | 109.05 | 117.04 | 8 | 0
2030 | MISO_MO-IL_2_TVA_Transmission | MISO_MO-IL | TVA_Transmission | Internal | Summer | B2 | 25 | 4000 | 249.5 | 109.04 | 117.04 | 8 | 0
2030 | MISO_MO-IL_2_TVA_Transmission | MISO_MO-IL | TVA_Transmission | Internal | Summer | B3 | 75 | 4000 | 0 | 107.27 | 114.52 | 8 | 0
2030 | MISO_MO-IL_2_TVA_Transmission | MISO_MO-IL | TVA_Transmission | Internal | Summer | B4 | 100 | 4000 | 391.01 | 99.3 | 107.3 | 8 | 0
2030 | MISO_MO-IL_2_TVA_Transmission | MISO_MO-IL | TVA_Transmission | Internal | Summer | B5 | 200 | 4000 | 0 | 74.99 | 82.98 | 8 | 0
2030 | MISO_MO-IL_2_TVA_Transmission | MISO_MO-IL | TVA_Transmission | Internal | Summer | B6 | 300 | 4000 | 0 | 68.53 | 73.77 | 8 | 0
2030 | MISO_MO-IL_2_TVA_Transmission | MISO_MO-IL | TVA_Transmission | Internal | Summer | B7 | 400 | 4000 | 0 | 64.71 | 65.79 | 8 | 0
2030 | MISO_MO-IL_2_TVA_Transmission | MISO_MO-IL | TVA_Transmission | Internal | Summer | B8 | 500 | 4000 | 2598.82 | 55.21 | 63.21 | 8 | 0
2030 | MISO_MO-IL_2_TVA_Transmission | MISO_MO-IL | TVA_Transmission | Internal | Summer | B9 | 800 | 4000 | 0 | 46.66 | 54.64 | 8 | 0
2030 | MISO_MO-IL_2_TVA_Transmission | MISO_MO-IL | TVA_Transmission | Internal | Summer | B10 | 1262 | 4000 | 181.32 | 39.84 | 47.84 | 8 | 0
2030 | MISO_MO-IL_2_TVA_Transmission | MISO_MO-IL | TVA_Transmission | Internal | Winter | B16 | 25 | 4000 | 2836.17 | 68.14 | 76.14 | 8 | 0
2030 | MISO_MO-IL_2_TVA_Transmission | MISO_MO-IL | TVA_Transmission | Internal | Winter | B17 | 100 | 4000 | 3617.71 | 59.89 | 67.89 | 8 | 0
2030 | MISO_MO-IL_2_TVA_Transmission | MISO_MO-IL | TVA_Transmission | Internal | Winter | B18 | 400 | 4000 | 3932.39 | 49.97 | 57.97 | 8 | 0
2030 | MISO_MO-IL_2_TVA_Transmission | MISO_MO-IL | TVA_Transmission | Internal | Winter | B19 | 700 | 4000 | 3600.12 | 46.93 | 54.93 | 8 | 0
2030 | MISO_MO-IL_2_TVA_Transmission | MISO_MO-IL | TVA_Transmission | Internal | Winter | B20 | 935 | 4000 | 2133.45 | 41.09 | 49.09 | 8 | 0
2030 | MISO_W_2_IESO | MISO_W | IESO | Internal | Shoulder | B11 | 25 | 164 | 0 | 70.28 | 57.27 | 8 | 0
2030 | MISO_W_2_IESO | MISO_W | IESO | Internal | Shoulder | B12 | 200 | 164 | 0 | 56.97 | 54.69 | 8 | 0
2030 | MISO_W_2_IESO | MISO_W | IESO | Internal | Shoulder | B13 | 600 | 164 | 0 | 49.23 | 48.87 | 8 | 0
2030 | MISO_W_2_IESO | MISO_W | IESO | Internal | Shoulder | B14 | 900 | 164 | 164 | 40.16 | 48.87 | 8 | 0.71
2030 | MISO_W_2_IESO | MISO_W | IESO | Internal | Shoulder | B15 | 1203 | 164 | 164 | 38.24 | 48.87 | 8 | 2.63
2030 | MISO_W_2_IESO | MISO_W | IESO | Internal | Summer | B1 | 10 | 164 | 0 | 109.04 | 72.37 | 8 | 0
2030 | MISO_W_2_IESO | MISO_W | IESO | Internal | Summer | B2 | 25 | 164 | 0 | 107.27 | 72.37 | 8 | 0
2030 | MISO_W_2_IESO | MISO_W | IESO | Internal | Summer | B3 | 75 | 164 | 0 | 107.26 | 72.37 | 8 | 0
2030 | MISO_W_2_IESO | MISO_W | IESO | Internal | Summer | B4 | 100 | 164 | 0 | 99.29 | 68.2 | 8 | 0
2030 | MISO_W_2_IESO | MISO_W | IESO | Internal | Summer | B5 | 200 | 164 | 0 | 74.98 | 65.98 | 8 | 0
2030 | MISO_W_2_IESO | MISO_W | IESO | Internal | Summer | B6 | 300 | 164 | 0 | 68.52 | 60.1 | 8 | 0
2030 | MISO_W_2_IESO | MISO_W | IESO | Internal | Summer | B7 | 400 | 164 | 0 | 64.71 | 55.13 | 8 | 0
2030 | MISO_W_2_IESO | MISO_W | IESO | Internal | Summer | B8 | 500 | 164 | 0 | 55.2 | 47.66 | 8 | 0
2030 | MISO_W_2_IESO | MISO_W | IESO | Internal | Summer | B9 | 800 | 164 | 0 | 46.64 | 43.3 | 8 | 0
2030 | MISO_W_2_IESO | MISO_W | IESO | Internal | Summer | B10 | 1262 | 164 | 0 | 39.83 | 43.3 | 8 | 0
2030 | MISO_W_2_IESO | MISO_W | IESO | Internal | Winter | B16 | 25 | 164 | 164 | 42.48 | 65.43 | 8 | 14.94
2030 | MISO_W_2_IESO | MISO_W | IESO | Internal | Winter | B17 | 100 | 164 | 164 | 42.51 | 58.66 | 8 | 8.16
2030 | MISO_W_2_IESO | MISO_W | IESO | Internal | Winter | B18 | 400 | 164 | 0 | 47.1 | 49.84 | 8 | 0
2030 | MISO_W_2_IESO | MISO_W | IESO | Internal | Winter | B19 | 700 | 164 | 0 | 45.97 | 48.4 | 8 | 0
2030 | MISO_W_2_IESO | MISO_W | IESO | Internal | Winter | B20 | 935 | 164 | 164 | 38.24 | 48.4 | 8 | 2.16
2030 | MISO_W_2_MAPP_CA | MISO_W | MAPP_CA | Internal | Shoulder | B11 | 25 | 788 | 0 | 70.28 | 40.14 | 0.01 | 0
2030 | MISO_W_2_MAPP_CA | MISO_W | MAPP_CA | Internal | Shoulder | B12 | 200 | 788 | 0 | 56.97 | 46.69 | 0.01 | 0
2030 | MISO_W_2_MAPP_CA | MISO_W | MAPP_CA | Internal | Shoulder | B13 | 600 | 788 | 0 | 49.23 | 40.87 | 0.01 | 0
2030 | MISO_W_2_MAPP_CA | MISO_W | MAPP_CA | Internal | Shoulder | B14 | 900 | 788 | 0 | 40.16 | 40.14 | 0.01 | 0
2030 | MISO_W_2_MAPP_CA | MISO_W | MAPP_CA | Internal | Shoulder | B15 | 1203 | 788 | 788 | 38.24 | 40.14 | 0.01 | 1.89
2030 | MISO_W_2_MAPP_CA | MISO_W | MAPP_CA | Internal | Summer | B1 | 10 | 788 | 0 | 109.04 | 39.84 | 0.01 | 0
2030 | MISO_W_2_MAPP_CA | MISO_W | MAPP_CA | Internal | Summer | B2 | 25 | 788 | 0 | 107.27 | 39.84 | 0.01 | 0
2030 | MISO_W_2_MAPP_CA | MISO_W | MAPP_CA | Internal | Summer | B3 | 75 | 788 | 0 | 107.26 | 39.84 | 0.01 | 0
2030 | MISO_W_2_MAPP_CA | MISO_W | MAPP_CA | Internal | Summer | B4 | 100 | 788 | 0 | 99.29 | 39.84 | 0.01 | 0
2030 | MISO_W_2_MAPP_CA | MISO_W | MAPP_CA | Internal | Summer | B5 | 200 | 788 | 0 | 74.98 | 39.84 | 0.01 | 0
2030 | MISO_W_2_MAPP_CA | MISO_W | MAPP_CA | Internal | Summer | B6 | 300 | 788 | 0 | 68.52 | 39.84 | 0.01 | 0
2030 | MISO_W_2_MAPP_CA | MISO_W | MAPP_CA | Internal | Summer | B7 | 400 | 788 | 0 | 64.71 | 39.84 | 0.01 | 0
2030 | MISO_W_2_MAPP_CA | MISO_W | MAPP_CA | Internal | Summer | B8 | 500 | 788 | 0 | 55.2 | 39.84 | 0.01 | 0
2030 | MISO_W_2_MAPP_CA | MISO_W | MAPP_CA | Internal | Summer | B9 | 800 | 788 | 0 | 46.64 | 39.84 | 0.01 | 0
2030 | MISO_W_2_MAPP_CA | MISO_W | MAPP_CA | Internal | Summer | B10 | 1262 | 788 | 70.15 | 39.83 | 39.84 | 0.01 | 0
2030 | MISO_W_2_MAPP_CA | MISO_W | MAPP_CA | Internal | Winter | B16 | 25 | 788 | 65.97 | 42.48 | 42.49 | 0.01 | 0
2030 | MISO_W_2_MAPP_CA | MISO_W | MAPP_CA | Internal | Winter | B17 | 100 | 788 | 0 | 42.51 | 42.49 | 0.01 | 0
2030 | MISO_W_2_MAPP_CA | MISO_W | MAPP_CA | Internal | Winter | B18 | 400 | 788 | 0 | 47.1 | 47.09 | 0.01 | 0
2030 | MISO_W_2_MAPP_CA | MISO_W | MAPP_CA | Internal | Winter | B19 | 700 | 788 | 0 | 45.97 | 45.96 | 0.01 | 0
2030 | MISO_W_2_MAPP_CA | MISO_W | MAPP_CA | Internal | Winter | B20 | 935 | 788 | 788 | 38.24 | 42.49 | 0.01 | 4.24
2030 | MISO_W_2_MISO_MO-IL | MISO_W | MISO_MO-IL | Internal | Shoulder | B11 | 25 | 7873 | 4282.33 | 70.28 | 70.29 | 0.01 | 0
2030 | MISO_W_2_MISO_MO-IL | MISO_W | MISO_MO-IL | Internal | Shoulder | B12 | 200 | 7873 | 6085.26 | 56.97 | 56.99 | 0.01 | 0
2030 | MISO_W_2_MISO_MO-IL | MISO_W | MISO_MO-IL | Internal | Shoulder | B13 | 600 | 7873 | 7384.11 | 49.23 | 49.24 | 0.01 | 0
2030 | MISO_W_2_MISO_MO-IL | MISO_W | MISO_MO-IL | Internal | Shoulder | B14 | 900 | 7873 | 7873 | 40.16 | 46.92 | 0.01 | 6.75
2030 | MISO_W_2_MISO_MO-IL | MISO_W | MISO_MO-IL | Internal | Shoulder | B15 | 1203 | 7873 | 7873 | 38.24 | 40.9 | 0.01 | 2.65
2030 | MISO_W_2_MISO_MO-IL | MISO_W | MISO_MO-IL | Internal | Summer | B1 | 10 | 7873 | 7067.12 | 109.04 | 109.05 | 0.01 | 0
2030 | MISO_W_2_MISO_MO-IL | MISO_W | MISO_MO-IL | Internal | Summer | B2 | 25 | 7873 | 7873 | 107.27 | 109.04 | 0.01 | 1.76
2030 | MISO_W_2_MISO_MO-IL | MISO_W | MISO_MO-IL | Internal | Summer | B3 | 75 | 7873 | 5616.14 | 107.26 | 107.27 | 0.01 | 0
2030 | MISO_W_2_MISO_MO-IL | MISO_W | MISO_MO-IL | Internal | Summer | B4 | 100 | 7873 | 2984.87 | 99.29 | 99.3 | 0.01 | 0
2030 | MISO_W_2_MISO_MO-IL | MISO_W | MISO_MO-IL | Internal | Summer | B5 | 200 | 7873 | 1857.69 | 74.98 | 74.99 | 0.01 | 0
2030 | MISO_W_2_MISO_MO-IL | MISO_W | MISO_MO-IL | Internal | Summer | B6 | 300 | 7873 | 941.43 | 68.52 | 68.53 | 0.01 | 0
2030 | MISO_W_2_MISO_MO-IL | MISO_W | MISO_MO-IL | Internal | Summer | B7 | 400 | 7873 | 0 | 64.71 | 64.71 | 0.01 | 0
2030 | MISO_W_2_MISO_MO-IL | MISO_W | MISO_MO-IL | Internal | Summer | B8 | 500 | 7873 | 2610.08 | 55.2 | 55.21 | 0.01 | 0
2030 | MISO_W_2_MISO_MO-IL | MISO_W | MISO_MO-IL | Internal | Summer | B9 | 800 | 7873 | 3004.6 | 46.64 | 46.66 | 0.01 | 0
2030 | MISO_W_2_MISO_MO-IL | MISO_W | MISO_MO-IL | Internal | Summer | B10 | 1262 | 7873 | 6216.22 | 39.83 | 39.84 | 0.01 | 0
2030 | MISO_W_2_MISO_MO-IL | MISO_W | MISO_MO-IL | Internal | Winter | B16 | 25 | 7873 | 7873 | 42.48 | 68.14 | 0.01 | 25.64
2030 | MISO_W_2_MISO_MO-IL | MISO_W | MISO_MO-IL | Internal | Winter | B17 | 100 | 7873 | 7873 | 42.51 | 59.89 | 0.01 | 17.37
2030 | MISO_W_2_MISO_MO-IL | MISO_W | MISO_MO-IL | Internal | Winter | B18 | 400 | 7873 | 7873 | 47.1 | 49.97 | 0.01 | 2.85
2030 | MISO_W_2_MISO_MO-IL | MISO_W | MISO_MO-IL | Internal | Winter | B19 | 700 | 7873 | 7873 | 45.97 | 46.93 | 0.01 | 0.95
2030 | MISO_W_2_MISO_MO-IL | MISO_W | MISO_MO-IL | Internal | Winter | B20 | 935 | 7873 | 7873 | 38.24 | 41.09 | 0.01 | 2.84
2030 | MISO_W_2_MISO_WUMS | MISO_W | MISO_WUMS | Internal | Shoulder | B11 | 25 | 3756 | 0 | 70.28 | 70.28 | 0.01 | 0
2030 | MISO_W_2_MISO_WUMS | MISO_W | MISO_WUMS | Internal | Shoulder | B12 | 200 | 3756 | 3448.14 | 56.97 | 56.99 | 0.01 | 0
2030 | MISO_W_2_MISO_WUMS | MISO_W | MISO_WUMS | Internal | Shoulder | B13 | 600 | 3756 | 3756 | 49.23 | 51.35 | 0.01 | 2.11
2030 | MISO_W_2_MISO_WUMS | MISO_W | MISO_WUMS | Internal | Shoulder | B14 | 900 | 3756 | 3756 | 40.16 | 50 | 0.01 | 9.84
2030 | MISO_W_2_MISO_WUMS | MISO_W | MISO_WUMS | Internal | Shoulder | B15 | 1203 | 3756 | 3756 | 38.24 | 40.97 | 0.01 | 2.72
2030 | MISO_W_2_MISO_WUMS | MISO_W | MISO_WUMS | Internal | Summer | B1 | 10 | 3756 | 0 | 109.04 | 107.26 | 0.01 | 0
2030 | MISO_W_2_MISO_WUMS | MISO_W | MISO_WUMS | Internal | Summer | B2 | 25 | 3756 | 0 | 107.27 | 107.26 | 0.01 | 0
2030 | MISO_W_2_MISO_WUMS | MISO_W | MISO_WUMS | Internal | Summer | B3 | 75 | 3756 | 0 | 107.26 | 107.26 | 0.01 | 0
2030 | MISO_W_2_MISO_WUMS | MISO_W | MISO_WUMS | Internal | Summer | B4 | 100 | 3756 | 83.78 | 99.29 | 99.3 | 0.01 | 0
2030 | MISO_W_2_MISO_WUMS | MISO_W | MISO_WUMS | Internal | Summer | B5 | 200 | 3756 | 0 | 74.98 | 74.98 | 0.01 | 0
2030 | MISO_W_2_MISO_WUMS | MISO_W | MISO_WUMS | Internal | Summer | B6 | 300 | 3756 | 0 | 68.52 | 68.52 | 0.01 | 0
2030 | MISO_W_2_MISO_WUMS | MISO_W | MISO_WUMS | Internal | Summer | B7 | 400 | 3756 | 1085.32 | 64.71 | 64.72 | 0.01 | 0
2030 | MISO_W_2_MISO_WUMS | MISO_W | MISO_WUMS | Internal | Summer | B8 | 500 | 3756 | 2257.09 | 55.2 | 55.21 | 0.01 | 0
2030 | MISO_W_2_MISO_WUMS | MISO_W | MISO_WUMS | Internal | Summer | B9 | 800 | 3756 | 2058.01 | 46.64 | 46.66 | 0.01 | 0
2030 | MISO_W_2_MISO_WUMS | MISO_W | MISO_WUMS | Internal | Summer | B10 | 1262 | 3756 | 3694.21 | 39.83 | 39.84 | 0.01 | 0
2030 | MISO_W_2_MISO_WUMS | MISO_W | MISO_WUMS | Internal | Winter | B16 | 25 | 3756 | 3756 | 42.48 | 71.78 | 0.01 | 29.29
2030 | MISO_W_2_MISO_WUMS | MISO_W | MISO_WUMS | Internal | Winter | B17 | 100 | 3756 | 3756 | 42.51 | 58.05 | 0.01 | 15.53
2030 | MISO_W_2_MISO_WUMS | MISO_W | MISO_WUMS | Internal | Winter | B18 | 400 | 3756 | 3756 | 47.1 | 51.35 | 0.01 | 4.24
2030 | MISO_W_2_MISO_WUMS | MISO_W | MISO_WUMS | Internal | Winter | B19 | 700 | 3756 | 3756 | 45.97 | 50.62 | 0.01 | 4.63
2030 | MISO_W_2_MISO_WUMS | MISO_W | MISO_WUMS | Internal | Winter | B20 | 935 | 3756 | 3756 | 38.24 | 41.09 | 0.01 | 2.84
2030 | MISO_W_2_NE | MISO_W | NE | Internal | Shoulder | B11 | 25 | 20297 | 0 | 70.28 | 65.28 | 7 | 0
2030 | MISO_W_2_NE | MISO_W | NE | Internal | Shoulder | B12 | 200 | 20297 | 0 | 56.97 | 51.97 | 7 | 0
2030 | MISO_W_2_NE | MISO_W | NE | Internal | Shoulder | B13 | 600 | 20297 | 0 | 49.23 | 44.23 | 7 | 0
2030 | MISO_W_2_NE | MISO_W | NE | Internal | Shoulder | B14 | 900 | 20297 | 0 | 40.16 | 34.87 | 7 | 0
2030 | MISO_W_2_NE | MISO_W | NE | Internal | Shoulder | B15 | 1203 | 20297 | 0 | 38.24 | 30.32 | 7 | 0
2030 | MISO_W_2_NE | MISO_W | NE | Internal | Summer | B1 | 10 | 20297 | 0 | 109.04 | 104.04 | 7 | 0
2030 | MISO_W_2_NE | MISO_W | NE | Internal | Summer | B2 | 25 | 20297 | 0 | 107.27 | 102.27 | 7 | 0
2030 | MISO_W_2_NE | MISO_W | NE | Internal | Summer | B3 | 75 | 20297 | 0 | 107.26 | 102.26 | 7 | 0
2030 | MISO_W_2_NE | MISO_W | NE | Internal | Summer | B4 | 100 | 20297 | 0 | 99.29 | 94.29 | 7 | 0
2030 | MISO_W_2_NE | MISO_W | NE | Internal | Summer | B5 | 200 | 20297 | 0 | 74.98 | 69.98 | 7 | 0
2030 | MISO_W_2_NE | MISO_W | NE | Internal | Summer | B6 | 300 | 20297 | 0 | 68.52 | 63.52 | 7 | 0
2030 | MISO_W_2_NE | MISO_W | NE | Internal | Summer | B7 | 400 | 20297 | 0 | 64.71 | 59.71 | 7 | 0
2030 | MISO_W_2_NE | MISO_W | NE | Internal | Summer | B8 | 500 | 20297 | 0 | 55.2 | 50.2 | 7 | 0
2030 | MISO_W_2_NE | MISO_W | NE | Internal | Summer | B9 | 800 | 20297 | 0 | 46.64 | 41.64 | 7 | 0
2030 | MISO_W_2_NE | MISO_W | NE | Internal | Summer | B10 | 1262 | 20297 | 0 | 39.83 | 34.83 | 7 | 0
2030 | MISO_W_2_NE | MISO_W | NE | Internal | Winter | B16 | 25 | 20297 | 0 | 42.48 | -30.31 | 7 | 0
2030 | MISO_W_2_NE | MISO_W | NE | Internal | Winter | B17 | 100 | 20297 | 0 | 42.51 | 30.51 | 7 | 0
2030 | MISO_W_2_NE | MISO_W | NE | Internal | Winter | B18 | 400 | 20297 | 0 | 47.1 | 42.1 | 7 | 0
2030 | MISO_W_2_NE | MISO_W | NE | Internal | Winter | B19 | 700 | 20297 | 0 | 45.97 | 40.96 | 7 | 0
2030 | MISO_W_2_NE | MISO_W | NE | Internal | Winter | B20 | 935 | 20297 | 0 | 38.24 | 31.38 | 7 | 0
2030 | MISO_W_2_PJM_ROR | MISO_W | PJM_ROR | Internal | Shoulder | B11 | 25 | 10135 | 795.4 | 70.28 | 72.28 | 2 | 0
2030 | MISO_W_2_PJM_ROR | MISO_W | PJM_ROR | Internal | Shoulder | B12 | 200 | 10135 | 10135 | 56.97 | 63.69 | 2 | 4.72
2030 | MISO_W_2_PJM_ROR | MISO_W | PJM_ROR | Internal | Shoulder | B13 | 600 | 10135 | 10135 | 49.23 | 60.73 | 2 | 9.5
2030 | MISO_W_2_PJM_ROR | MISO_W | PJM_ROR | Internal | Shoulder | B14 | 900 | 10135 | 10135 | 40.16 | 59.66 | 2 | 17.51
2030 | MISO_W_2_PJM_ROR | MISO_W | PJM_ROR | Internal | Shoulder | B15 | 1203 | 10135 | 10135 | 38.24 | 42.97 | 2 | 2.73
2030 | MISO_W_2_PJM_ROR | MISO_W | PJM_ROR | Internal | Summer | B1 | 10 | 10135 | 8235.45 | 109.04 | 111.04 | 2 | 0
2030 | MISO_W_2_PJM_ROR | MISO_W | PJM_ROR | Internal | Summer | B2 | 25 | 10135 | 10135 | 107.27 | 111.04 | 2 | 1.77
2030 | MISO_W_2_PJM_ROR | MISO_W | PJM_ROR | Internal | Summer | B3 | 75 | 10135 | 5926.93 | 107.26 | 109.26 | 2 | 0
2030 | MISO_W_2_PJM_ROR | MISO_W | PJM_ROR | Internal | Summer | B4 | 100 | 10135 | 4001.19 | 99.29 | 101.29 | 2 | 0
2030 | MISO_W_2_PJM_ROR | MISO_W | PJM_ROR | Internal | Summer | B5 | 200 | 10135 | 1995.22 | 74.98 | 76.98 | 2 | 0
2030 | MISO_W_2_PJM_ROR | MISO_W | PJM_ROR | Internal | Summer | B6 | 300 | 10135 | 476.35 | 68.52 | 70.52 | 2 | 0
2030 | MISO_W_2_PJM_ROR | MISO_W | PJM_ROR | Internal | Summer | B7 | 400 | 10135 | 6350.28 | 64.71 | 66.71 | 2 | 0
2030 | MISO_W_2_PJM_ROR | MISO_W | PJM_ROR | Internal | Summer | B8 | 500 | 10135 | 10135 | 55.2 | 57.21 | 2 | 0.01
2030 | MISO_W_2_PJM_ROR | MISO_W | PJM_ROR | Internal | Summer | B9 | 800 | 10135 | 10112.66 | 46.64 | 48.64 | 2 | 0
2030 | MISO_W_2_PJM_ROR | MISO_W | PJM_ROR | Internal | Summer | B10 | 1262 | 10135 | 10135 | 39.83 | 41.84 | 2 | 0.01
2030 | MISO_W_2_PJM_ROR | MISO_W | PJM_ROR | Internal | Winter | B16 | 25 | 10135 | 10135 | 42.48 | 74.84 | 2 | 30.36
2030 | MISO_W_2_PJM_ROR | MISO_W | PJM_ROR | Internal | Winter | B17 | 100 | 10135 | 10135 | 42.51 | 70.89 | 2 | 26.38
2030 | MISO_W_2_PJM_ROR | MISO_W | PJM_ROR | Internal | Winter | B18 | 400 | 10135 | 10135 | 47.1 | 64.83 | 2 | 15.73
2030 | MISO_W_2_PJM_ROR | MISO_W | PJM_ROR | Internal | Winter | B19 | 700 | 10135 | 10135 | 45.97 | 57.4 | 2 | 9.42
2030 | MISO_W_2_PJM_ROR | MISO_W | PJM_ROR | Internal | Winter | B20 | 935 | 10135 | 10135 | 38.24 | 43.09 | 2 | 2.85
2030 | MISO_W_2_SPP_N | MISO_W | SPP_N | Internal | Shoulder | B11 | 25 | 3200 | 0 | 70.28 | 65.29 | 7 | 0
2030 | MISO_W_2_SPP_N | MISO_W | SPP_N | Internal | Shoulder | B12 | 200 | 3200 | 0 | 56.97 | 51.99 | 7 | 0
2030 | MISO_W_2_SPP_N | MISO_W | SPP_N | Internal | Shoulder | B13 | 600 | 3200 | 0 | 49.23 | 44.24 | 7 | 0
2030 | MISO_W_2_SPP_N | MISO_W | SPP_N | Internal | Shoulder | B14 | 900 | 3200 | 0 | 40.16 | 34.88 | 7 | 0
2030 | MISO_W_2_SPP_N | MISO_W | SPP_N | Internal | Shoulder | B15 | 1203 | 3200 | 0 | 38.24 | 30.33 | 7 | 0
2030 | MISO_W_2_SPP_N | MISO_W | SPP_N | Internal | Summer | B1 | 10 | 3200 | 0 | 109.04 | 104.05 | 7 | 0
2030 | MISO_W_2_SPP_N | MISO_W | SPP_N | Internal | Summer | B2 | 25 | 3200 | 0 | 107.27 | 102.28 | 7 | 0
2030 | MISO_W_2_SPP_N | MISO_W | SPP_N | Internal | Summer | B3 | 75 | 3200 | 0 | 107.26 | 102.27 | 7 | 0
2030 | MISO_W_2_SPP_N | MISO_W | SPP_N | Internal | Summer | B4 | 100 | 3200 | 0 | 99.29 | 94.3 | 7 | 0
2030 | MISO_W_2_SPP_N | MISO_W | SPP_N | Internal | Summer | B5 | 200 | 3200 | 0 | 74.98 | 69.99 | 7 | 0
2030 | MISO_W_2_SPP_N | MISO_W | SPP_N | Internal | Summer | B6 | 300 | 3200 | 0 | 68.52 | 67.57 | 7 | 0
2030 | MISO_W_2_SPP_N | MISO_W | SPP_N | Internal | Summer | B7 | 400 | 3200 | 0 | 64.71 | 65.13 | 7 | 0
2030 | MISO_W_2_SPP_N | MISO_W | SPP_N | Internal | Summer | B8 | 500 | 3200 | 0 | 55.2 | 55.63 | 7 | 0
2030 | MISO_W_2_SPP_N | MISO_W | SPP_N | Internal | Summer | B9 | 800 | 3200 | 0 | 46.64 | 42.65 | 7 | 0
2030 | MISO_W_2_SPP_N | MISO_W | SPP_N | Internal | Summer | B10 | 1262 | 3200 | 0 | 39.83 | 34.84 | 7 | 0
2030 | MISO_W_2_SPP_N | MISO_W | SPP_N | Internal | Winter | B16 | 25 | 3200 | 0 | 42.48 | 37.48 | 7 | 0
2030 | MISO_W_2_SPP_N | MISO_W | SPP_N | Internal | Winter | B17 | 100 | 3200 | 0 | 42.51 | 35.82 | 7 | 0
2030 | MISO_W_2_SPP_N | MISO_W | SPP_N | Internal | Winter | B18 | 400 | 3200 | 0 | 47.1 | 42.11 | 7 | 0
2030 | MISO_W_2_SPP_N | MISO_W | SPP_N | Internal | Winter | B19 | 700 | 3200 | 0 | 45.97 | 40.97 | 7 | 0
2030 | MISO_W_2_SPP_N | MISO_W | SPP_N | Internal | Winter | B20 | 935 | 3200 | 0 | 38.24 | 31.4 | 7 | 0
2030 | MISO_WUMS_2_MISO_MI | MISO_WUMS | MISO_MI | Internal | Shoulder | B11 | 25 | 148 | 77.67 | 70.28 | 70.29 | 0.01 | 0
2030 | MISO_WUMS_2_MISO_MI | MISO_WUMS | MISO_MI | Internal | Shoulder | B12 | 200 | 148 | 148 | 56.99 | 61.69 | 0.01 | 4.69
2030 | MISO_WUMS_2_MISO_MI | MISO_WUMS | MISO_MI | Internal | Shoulder | B13 | 600 | 148 | 148 | 51.35 | 58.68 | 0.01 | 7.31
2030 | MISO_WUMS_2_MISO_MI | MISO_WUMS | MISO_MI | Internal | Shoulder | B14 | 900 | 148 | 148 | 50 | 55.87 | 0.01 | 5.85
2030 | MISO_WUMS_2_MISO_MI | MISO_WUMS | MISO_MI | Internal | Shoulder | B15 | 1203 | 148 | 148 | 40.97 | 42.32 | 0.01 | 1.34
2030 | MISO_WUMS_2_MISO_MI | MISO_WUMS | MISO_MI | Internal | Summer | B1 | 10 | 148 | 148 | 107.26 | 110.82 | 0.01 | 3.56
2030 | MISO_WUMS_2_MISO_MI | MISO_WUMS | MISO_MI | Internal | Summer | B2 | 25 | 148 | 148 | 107.26 | 109.93 | 0.01 | 2.66
2030 | MISO_WUMS_2_MISO_MI | MISO_WUMS | MISO_MI | Internal | Summer | B3 | 75 | 148 | 148 | 107.26 | 107.29 | 0.01 | 0.02
2030 | MISO_WUMS_2_MISO_MI | MISO_WUMS | MISO_MI | Internal | Summer | B4 | 100 | 148 | 0 | 99.3 | 99.3 | 0.01 | 0
2030 | MISO_WUMS_2_MISO_MI | MISO_WUMS | MISO_MI | Internal | Summer | B5 | 200 | 148 | 73.16 | 74.98 | 74.99 | 0.01 | 0
2030 | MISO_WUMS_2_MISO_MI | MISO_WUMS | MISO_MI | Internal | Summer | B6 | 300 | 148 | 93.84 | 68.52 | 68.53 | 0.01 | 0
2030 | MISO_WUMS_2_MISO_MI | MISO_WUMS | MISO_MI | Internal | Summer | B7 | 400 | 148 | 85.57 | 64.72 | 64.74 | 0.01 | 0
2030 | MISO_WUMS_2_MISO_MI | MISO_WUMS | MISO_MI | Internal | Summer | B8 | 500 | 148 | 148 | 55.21 | 55.23 | 0.01 | 0.01
2030 | MISO_WUMS_2_MISO_MI | MISO_WUMS | MISO_MI | Internal | Summer | B9 | 800 | 148 | 148 | 46.66 | 46.68 | 0.01 | 0.01
2030 | MISO_WUMS_2_MISO_MI | MISO_WUMS | MISO_MI | Internal | Summer | B10 | 1262 | 148 | 148 | 39.84 | 43.51 | 0.01 | 3.66
2030 | MISO_WUMS_2_MISO_MI | MISO_WUMS | MISO_MI | Internal | Winter | B16 | 25 | 148 | 148 | 71.78 | 76.07 | 0.01 | 4.28
2030 | MISO_WUMS_2_MISO_MI | MISO_WUMS | MISO_MI | Internal | Winter | B17 | 100 | 148 | 148 | 58.05 | 68.9 | 0.01 | 10.84
2030 | MISO_WUMS_2_MISO_MI | MISO_WUMS | MISO_MI | Internal | Winter | B18 | 400 | 148 | 148 | 51.35 | 59.13 | 0.01 | 7.76
2030 | MISO_WUMS_2_MISO_MI | MISO_WUMS | MISO_MI | Internal | Winter | B19 | 700 | 148 | 148 | 50.62 | 55.4 | 0.01 | 4.76
2030 | MISO_WUMS_2_MISO_MI | MISO_WUMS | MISO_MI | Internal | Winter | B20 | 935 | 148 | 148 | 41.09 | 42.56 | 0.01 | 1.47
2030 | MISO_WUMS_2_MISO_W | MISO_WUMS | MISO_W | Internal | Shoulder | B11 | 25 | 3264 | 0 | 70.28 | 70.28 | 0.01 | 0
2030 | MISO_WUMS_2_MISO_W | MISO_WUMS | MISO_W | Internal | Shoulder | B12 | 200 | 3264 | 0 | 56.99 | 56.97 | 0.01 | 0
2030 | MISO_WUMS_2_MISO_W | MISO_WUMS | MISO_W | Internal | Shoulder | B13 | 600 | 3264 | 0 | 51.35 | 49.23 | 0.01 | 0
2030 | MISO_WUMS_2_MISO_W | MISO_WUMS | MISO_W | Internal | Shoulder | B14 | 900 | 3264 | 0 | 50 | 40.16 | 0.01 | 0
2030 | MISO_WUMS_2_MISO_W | MISO_WUMS | MISO_W | Internal | Shoulder | B15 | 1203 | 3264 | 0 | 40.97 | 38.24 | 0.01 | 0
2030 | MISO_WUMS_2_MISO_W | MISO_WUMS | MISO_W | Internal | Summer | B1 | 10 | 3264 | 3264 | 107.26 | 109.04 | 0.01 | 1.77
2030 | MISO_WUMS_2_MISO_W | MISO_WUMS | MISO_W | Internal | Summer | B2 | 25 | 3264 | 679.43 | 107.26 | 107.27 | 0.01 | 0
2030 | MISO_WUMS_2_MISO_W | MISO_WUMS | MISO_W | Internal | Summer | B3 | 75 | 3264 | 0 | 107.26 | 107.26 | 0.01 | 0
2030 | MISO_WUMS_2_MISO_W | MISO_WUMS | MISO_W | Internal | Summer | B4 | 100 | 3264 | 0 | 99.3 | 99.29 | 0.01 | 0
2030 | MISO_WUMS_2_MISO_W | MISO_WUMS | MISO_W | Internal | Summer | B5 | 200 | 3264 | 0 | 74.98 | 74.98 | 0.01 | 0
2030 | MISO_WUMS_2_MISO_W | MISO_WUMS | MISO_W | Internal | Summer | B6 | 300 | 3264 | 0 | 68.52 | 68.52 | 0.01 | 0
2030 | MISO_WUMS_2_MISO_W | MISO_WUMS | MISO_W | Internal | Summer | B7 | 400 | 3264 | 0 | 64.72 | 64.71 | 0.01 | 0
2030 | MISO_WUMS_2_MISO_W | MISO_WUMS | MISO_W | Internal | Summer | B8 | 500 | 3264 | 0 | 55.21 | 55.2 | 0.01 | 0
2030 | MISO_WUMS_2_MISO_W | MISO_WUMS | MISO_W | Internal | Summer | B9 | 800 | 3264 | 0 | 46.66 | 46.64 | 0.01 | 0
2030 | MISO_WUMS_2_MISO_W | MISO_WUMS | MISO_W | Internal | Summer | B10 | 1262 | 3264 | 0 | 39.84 | 39.83 | 0.01 | 0
2030 | MISO_WUMS_2_MISO_W | MISO_WUMS | MISO_W | Internal | Winter | B16 | 25 | 3264 | 0 | 71.78 | 42.48 | 0.01 | 0
2030 | MISO_WUMS_2_MISO_W | MISO_WUMS | MISO_W | Internal | Winter | B17 | 100 | 3264 | 0 | 58.05 | 42.51 | 0.01 | 0
2030 | MISO_WUMS_2_MISO_W | MISO_WUMS | MISO_W | Internal | Winter | B18 | 400 | 3264 | 0 | 51.35 | 47.1 | 0.01 | 0
2030 | MISO_WUMS_2_MISO_W | MISO_WUMS | MISO_W | Internal | Winter | B19 | 700 | 3264 | 0 | 50.62 | 45.97 | 0.01 | 0
2030 | MISO_WUMS_2_MISO_W | MISO_WUMS | MISO_W | Internal | Winter | B20 | 935 | 3264 | 0 | 41.09 | 38.24 | 0.01 | 0
2030 | MISO_WUMS_2_PJM_ROR | MISO_WUMS | PJM_ROR | Internal | Shoulder | B11 | 25 | 1600 | 445.25 | 70.28 | 72.28 | 2 | 0
2030 | MISO_WUMS_2_PJM_ROR | MISO_WUMS | PJM_ROR | Internal | Shoulder | B12 | 200 | 1600 | 1600 | 56.99 | 63.69 | 2 | 4.71
2030 | MISO_WUMS_2_PJM_ROR | MISO_WUMS | PJM_ROR | Internal | Shoulder | B13 | 600 | 1600 | 1600 | 51.35 | 60.73 | 2 | 7.38
2030 | MISO_WUMS_2_PJM_ROR | MISO_WUMS | PJM_ROR | Internal | Shoulder | B14 | 900 | 1600 | 1600 | 50 | 59.66 | 2 | 7.66
2030 | MISO_WUMS_2_PJM_ROR | MISO_WUMS | PJM_ROR | Internal | Shoulder | B15 | 1203 | 1600 | 1109.35 | 40.97 | 42.97 | 2 | 0
2030 | MISO_WUMS_2_PJM_ROR | MISO_WUMS | PJM_ROR | Internal | Summer | B1 | 10 | 1600 | 1600 | 107.26 | 111.04 | 2 | 1.79
2030 | MISO_WUMS_2_PJM_ROR | MISO_WUMS | PJM_ROR | Internal | Summer | B2 | 25 | 1600 | 1600 | 107.26 | 111.04 | 2 | 1.79
2030 | MISO_WUMS_2_PJM_ROR | MISO_WUMS | PJM_ROR | Internal | Summer | B3 | 75 | 1600 | 1152.58 | 107.26 | 109.26 | 2 | 0
2030 | MISO_WUMS_2_PJM_ROR | MISO_WUMS | PJM_ROR | Internal | Summer | B4 | 100 | 1600 | 0 | 99.3 | 101.29 | 2 | 0
2030 | MISO_WUMS_2_PJM_ROR | MISO_WUMS | PJM_ROR | Internal | Summer | B5 | 200 | 1600 | 425.33 | 74.98 | 76.98 | 2 | 0
2030 | MISO_WUMS_2_PJM_ROR | MISO_WUMS | PJM_ROR | Internal | Summer | B6 | 300 | 1600 | 780.21 | 68.52 | 70.52 | 2 | 0
2030 | MISO_WUMS_2_PJM_ROR | MISO_WUMS | PJM_ROR | Internal | Summer | B7 | 400 | 1600 | 0 | 64.72 | 66.71 | 2 | 0
2030 | MISO_WUMS_2_PJM_ROR | MISO_WUMS | PJM_ROR | Internal | Summer | B8 | 500 | 1600 | 1422.28 | 55.21 | 57.21 | 2 | 0
2030 | MISO_WUMS_2_PJM_ROR | MISO_WUMS | PJM_ROR | Internal | Summer | B9 | 800 | 1600 | 0 | 46.66 | 48.64 | 2 | 0
2030 | MISO_WUMS_2_PJM_ROR | MISO_WUMS | PJM_ROR | Internal | Summer | B10 | 1262 | 1600 | 37.23 | 39.84 | 41.84 | 2 | 0
2030 | MISO_WUMS_2_PJM_ROR | MISO_WUMS | PJM_ROR | Internal | Winter | B16 | 25 | 1600 | 1600 | 71.78 | 74.84 | 2 | 1.06
2030 | MISO_WUMS_2_PJM_ROR | MISO_WUMS | PJM_ROR | Internal | Winter | B17 | 100 | 1600 | 1600 | 58.05 | 70.89 | 2 | 10.84
2030 | MISO_WUMS_2_PJM_ROR | MISO_WUMS | PJM_ROR | Internal | Winter | B18 | 400 | 1600 | 1600 | 51.35 | 64.83 | 2 | 11.48
2030 | MISO_WUMS_2_PJM_ROR | MISO_WUMS | PJM_ROR | Internal | Winter | B19 | 700 | 1600 | 1600 | 50.62 | 57.4 | 2 | 4.78
2030 | MISO_WUMS_2_PJM_ROR | MISO_WUMS | PJM_ROR | Internal | Winter | B20 | 935 | 1600 | 567.81 | 41.09 | 43.09 | 2 | 0
2030 | NE_2_MAPP_US | NE | MAPP_US | Internal | Shoulder | B11 | 25 | 1600 | 0 | 65.28 | 63.28 | 5 | 0
2030 | NE_2_MAPP_US | NE | MAPP_US | Internal | Shoulder | B12 | 200 | 1600 | 0 | 51.97 | 49.97 | 5 | 0
2030 | NE_2_MAPP_US | NE | MAPP_US | Internal | Shoulder | B13 | 600 | 1600 | 0 | 44.23 | 42.23 | 5 | 0
2030 | NE_2_MAPP_US | NE | MAPP_US | Internal | Shoulder | B14 | 900 | 1600 | 0 | 34.87 | 33.16 | 5 | 0
2030 | NE_2_MAPP_US | NE | MAPP_US | Internal | Shoulder | B15 | 1203 | 1600 | 0 | 30.32 | 31.24 | 5 | 0
2030 | NE_2_MAPP_US | NE | MAPP_US | Internal | Summer | B1 | 10 | 1600 | 0 | 104.04 | 102.04 | 5 | 0
2030 | NE_2_MAPP_US | NE | MAPP_US | Internal | Summer | B2 | 25 | 1600 | 0 | 102.27 | 100.27 | 5 | 0
2030 | NE_2_MAPP_US | NE | MAPP_US | Internal | Summer | B3 | 75 | 1600 | 0 | 102.26 | 100.26 | 5 | 0
2030 | NE_2_MAPP_US | NE | MAPP_US | Internal | Summer | B4 | 100 | 1600 | 0 | 94.29 | 92.29 | 5 | 0
2030 | NE_2_MAPP_US | NE | MAPP_US | Internal | Summer | B5 | 200 | 1600 | 0 | 69.98 | 67.98 | 5 | 0
2030 | NE_2_MAPP_US | NE | MAPP_US | Internal | Summer | B6 | 300 | 1600 | 0 | 63.52 | 61.52 | 5 | 0
2030 | NE_2_MAPP_US | NE | MAPP_US | Internal | Summer | B7 | 400 | 1600 | 0 | 59.71 | 54.39 | 5 | 0
2030 | NE_2_MAPP_US | NE | MAPP_US | Internal | Summer | B8 | 500 | 1600 | 0 | 50.2 | 43.2 | 5 | 0
2030 | NE_2_MAPP_US | NE | MAPP_US | Internal | Summer | B9 | 800 | 1600 | 0 | 41.64 | 39.64 | 5 | 0
2030 | NE_2_MAPP_US | NE | MAPP_US | Internal | Summer | B10 | 1262 | 1600 | 0 | 34.83 | 32.83 | 5 | 0
2030 | NE_2_MAPP_US | NE | MAPP_US | Internal | Winter | B16 | 25 | 1600 | 1600 | -30.31 | 35.48 | 5 | 60.79
2030 | NE_2_MAPP_US | NE | MAPP_US | Internal | Winter | B17 | 100 | 1600 | 1014.74 | 30.51 | 35.51 | 5 | 0
2030 | NE_2_MAPP_US | NE | MAPP_US | Internal | Winter | B18 | 400 | 1600 | 0 | 42.1 | 40.1 | 5 | 0
2030 | NE_2_MAPP_US | NE | MAPP_US | Internal | Winter | B19 | 700 | 1600 | 0 | 40.96 | 38.97 | 5 | 0
2030 | NE_2_MAPP_US | NE | MAPP_US | Internal | Winter | B20 | 935 | 1600 | 0 | 31.38 | 31.24 | 5 | 0
2030 | NE_2_MISO_W | NE | MISO_W | Internal | Shoulder | B11 | 25 | 19097 | 3846.85 | 65.28 | 70.28 | 5 | 0
2030 | NE_2_MISO_W | NE | MISO_W | Internal | Shoulder | B12 | 200 | 19097 | 16468.06 | 51.97 | 56.97 | 5 | 0
2030 | NE_2_MISO_W | NE | MISO_W | Internal | Shoulder | B13 | 600 | 19097 | 17096.85 | 44.23 | 49.23 | 5 | 0
2030 | NE_2_MISO_W | NE | MISO_W | Internal | Shoulder | B14 | 900 | 19097 | 19097 | 34.87 | 40.16 | 5 | 0.29
2030 | NE_2_MISO_W | NE | MISO_W | Internal | Shoulder | B15 | 1203 | 19097 | 19097 | 30.32 | 38.24 | 5 | 2.91
2030 | NE_2_MISO_W | NE | MISO_W | Internal | Summer | B1 | 10 | 19097 | 13681.18 | 104.04 | 109.04 | 5 | 0
2030 | NE_2_MISO_W | NE | MISO_W | Internal | Summer | B2 | 25 | 19097 | 17283.03 | 102.27 | 107.27 | 5 | 0
2030 | NE_2_MISO_W | NE | MISO_W | Internal | Summer | B3 | 75 | 19097 | 12742.77 | 102.26 | 107.26 | 5 | 0
2030 | NE_2_MISO_W | NE | MISO_W | Internal | Summer | B4 | 100 | 19097 | 6798.52 | 94.29 | 99.29 | 5 | 0
2030 | NE_2_MISO_W | NE | MISO_W | Internal | Summer | B5 | 200 | 19097 | 3278.12 | 69.98 | 74.98 | 5 | 0
2030 | NE_2_MISO_W | NE | MISO_W | Internal | Summer | B6 | 300 | 19097 | 1887.35 | 63.52 | 68.52 | 5 | 0
2030 | NE_2_MISO_W | NE | MISO_W | Internal | Summer | B7 | 400 | 19097 | 4780.28 | 59.71 | 64.71 | 5 | 0
2030 | NE_2_MISO_W | NE | MISO_W | Internal | Summer | B8 | 500 | 19097 | 9240.48 | 50.2 | 55.2 | 5 | 0
2030 | NE_2_MISO_W | NE | MISO_W | Internal | Summer | B9 | 800 | 19097 | 8886.43 | 41.64 | 46.64 | 5 | 0
2030 | NE_2_MISO_W | NE | MISO_W | Internal | Summer | B10 | 1262 | 19097 | 14825.22 | 34.83 | 39.83 | 5 | 0
2030 | NE_2_MISO_W | NE | MISO_W | Internal | Winter | B16 | 25 | 19097 | 19097 | -30.31 | 42.48 | 5 | 67.79
2030 | NE_2_MISO_W | NE | MISO_W | Internal | Winter | B17 | 100 | 19097 | 19097 | 30.51 | 42.51 | 5 | 7
2030 | NE_2_MISO_W | NE | MISO_W | Internal | Winter | B18 | 400 | 19097 | 18329.95 | 42.1 | 47.1 | 5 | 0
2030 | NE_2_MISO_W | NE | MISO_W | Internal | Winter | B19 | 700 | 19097 | 19097 | 40.96 | 45.97 | 5 | 0.01
2030 | NE_2_MISO_W | NE | MISO_W | Internal | Winter | B20 | 935 | 19097 | 19097 | 31.38 | 38.24 | 5 | 1.85
2030 | NE_2_SPP_N | NE | SPP_N | Internal | Shoulder | B11 | 25 | 12798 | 12626.66 | 65.28 | 65.29 | 0.01 | 0
2030 | NE_2_SPP_N | NE | SPP_N | Internal | Shoulder | B12 | 200 | 12798 | 6083.2 | 51.97 | 51.99 | 0.01 | 0
2030 | NE_2_SPP_N | NE | SPP_N | Internal | Shoulder | B13 | 600 | 12798 | 8237.51 | 44.23 | 44.24 | 0.01 | 0
2030 | NE_2_SPP_N | NE | SPP_N | Internal | Shoulder | B14 | 900 | 12798 | 7822.01 | 34.87 | 34.88 | 0.01 | 0
2030 | NE_2_SPP_N | NE | SPP_N | Internal | Shoulder | B15 | 1203 | 12798 | 9386.88 | 30.32 | 30.33 | 0.01 | 0
2030 | NE_2_SPP_N | NE | SPP_N | Internal | Summer | B1 | 10 | 12798 | 2.63 | 104.04 | 104.05 | 0.01 | 0
2030 | NE_2_SPP_N | NE | SPP_N | Internal | Summer | B2 | 25 | 12798 | 3813.57 | 102.27 | 102.28 | 0.01 | 0
2030 | NE_2_SPP_N | NE | SPP_N | Internal | Summer | B3 | 75 | 12798 | 3882.83 | 102.26 | 102.27 | 0.01 | 0
2030 | NE_2_SPP_N | NE | SPP_N | Internal | Summer | B4 | 100 | 12798 | 6716.23 | 94.29 | 94.3 | 0.01 | 0
2030 | NE_2_SPP_N | NE | SPP_N | Internal | Summer | B5 | 200 | 12798 | 10472.03 | 69.98 | 69.99 | 0.01 | 0
2030 | NE_2_SPP_N | NE | SPP_N | Internal | Summer | B6 | 300 | 12798 | 12798 | 63.52 | 67.57 | 0.01 | 4.04
2030 | NE_2_SPP_N | NE | SPP_N | Internal | Summer | B7 | 400 | 12798 | 12798 | 59.71 | 65.13 | 0.01 | 5.41
2030 | NE_2_SPP_N | NE | SPP_N | Internal | Summer | B8 | 500 | 12798 | 12798 | 50.2 | 55.63 | 0.01 | 5.42
2030 | NE_2_SPP_N | NE | SPP_N | Internal | Summer | B9 | 800 | 12798 | 12798 | 41.64 | 42.65 | 0.01 | 0.99
2030 | NE_2_SPP_N | NE | SPP_N | Internal | Summer | B10 | 1262 | 12798 | 10220.86 | 34.83 | 34.84 | 0.01 | 0
2030 | NE_2_SPP_N | NE | SPP_N | Internal | Winter | B16 | 25 | 12798 | 12798 | -30.31 | 37.48 | 0.01 | 67.78
2030 | NE_2_SPP_N | NE | SPP_N | Internal | Winter | B17 | 100 | 12798 | 12798 | 30.51 | 35.82 | 0.01 | 5.31
2030 | NE_2_SPP_N | NE | SPP_N | Internal | Winter | B18 | 400 | 12798 | 11658.07 | 42.1 | 42.11 | 0.01 | 0
2030 | NE_2_SPP_N | NE | SPP_N | Internal | Winter | B19 | 700 | 12798 | 9020.29 | 40.96 | 40.97 | 0.01 | 0
2030 | NE_2_SPP_N | NE | SPP_N | Internal | Winter | B20 | 935 | 12798 | 11488.96 | 31.38 | 31.4 | 0.01 | 0
2030 | NEISO_2_NYISO_A-F | NEISO | NYISO_A-F | Internal | Shoulder | B11 | 25 | 600 | 600 | 60.69 | 64.27 | 3 | 0.58
2030 | NEISO_2_NYISO_A-F | NEISO | NYISO_A-F | Internal | Shoulder | B12 | 200 | 600 | 0 | 60.69 | 61.69 | 3 | 0
2030 | NEISO_2_NYISO_A-F | NEISO | NYISO_A-F | Internal | Shoulder | B13 | 600 | 600 | 0 | 58.87 | 55.87 | 3 | 0
2030 | NEISO_2_NYISO_A-F | NEISO | NYISO_A-F | Internal | Shoulder | B14 | 900 | 600 | 0 | 58.87 | 55.87 | 3 | 0
2030 | NEISO_2_NYISO_A-F | NEISO | NYISO_A-F | Internal | Shoulder | B15 | 1203 | 600 | 0 | 58.87 | 55.87 | 3 | 0
2030 | NEISO_2_NYISO_A-F | NEISO | NYISO_A-F | Internal | Summer | B1 | 10 | 600 | 0 | 79.25 | 75.25 | 3 | 0
2030 | NEISO_2_NYISO_A-F | NEISO | NYISO_A-F | Internal | Summer | B2 | 25 | 600 | 0 | 78.25 | 75.25 | 3 | 0
2030 | NEISO_2_NYISO_A-F | NEISO | NYISO_A-F | Internal | Summer | B3 | 75 | 600 | 600 | 63.06 | 75.25 | 3 | 9.19
2030 | NEISO_2_NYISO_A-F | NEISO | NYISO_A-F | Internal | Summer | B4 | 100 | 600 | 600 | 63.06 | 75.2 | 3 | 9.14
2030 | NEISO_2_NYISO_A-F | NEISO | NYISO_A-F | Internal | Summer | B5 | 200 | 600 | 600 | 63.06 | 68.96 | 3 | 2.91
2030 | NEISO_2_NYISO_A-F | NEISO | NYISO_A-F | Internal | Summer | B6 | 300 | 600 | 600 | 63.06 | 67.1 | 3 | 1.05
2030 | NEISO_2_NYISO_A-F | NEISO | NYISO_A-F | Internal | Summer | B7 | 400 | 600 | 50.92 | 59.13 | 62.13 | 3 | 0
2030 | NEISO_2_NYISO_A-F | NEISO | NYISO_A-F | Internal | Summer | B8 | 500 | 600 | 0 | 57.66 | 54.66 | 3 | 0
2030 | NEISO_2_NYISO_A-F | NEISO | NYISO_A-F | Internal | Summer | B9 | 800 | 600 | 0 | 57.66 | 54.66 | 3 | 0
2030 | NEISO_2_NYISO_A-F | NEISO | NYISO_A-F | Internal | Summer | B10 | 1262 | 600 | 0 | 57.66 | 54.66 | 3 | 0
2030 | NEISO_2_NYISO_A-F | NEISO | NYISO_A-F | Internal | Winter | B16 | 25 | 600 | 0 | 70.13 | 72.43 | 3 | 0
2030 | NEISO_2_NYISO_A-F | NEISO | NYISO_A-F | Internal | Winter | B17 | 100 | 600 | 0 | 68.66 | 65.66 | 3 | 0
2030 | NEISO_2_NYISO_A-F | NEISO | NYISO_A-F | Internal | Winter | B18 | 400 | 600 | 0 | 58.4 | 56.84 | 3 | 0
2030 | NEISO_2_NYISO_A-F | NEISO | NYISO_A-F | Internal | Winter | B19 | 700 | 600 | 0 | 58.4 | 55.4 | 3 | 0
2030 | NEISO_2_NYISO_A-F | NEISO | NYISO_A-F | Internal | Winter | B20 | 935 | 600 | 0 | 58.4 | 55.4 | 3 | 0
2030 | NEISO_2_NYISO_G-I | NEISO | NYISO_G-I | Internal | Shoulder | B11 | 25 | 600 | 600 | 60.69 | 71.36 | 3 | 7.67
2030 | NEISO_2_NYISO_G-I | NEISO | NYISO_G-I | Internal | Shoulder | B12 | 200 | 600 | 600 | 60.69 | 68.14 | 3 | 4.45
2030 | NEISO_2_NYISO_G-I | NEISO | NYISO_G-I | Internal | Shoulder | B13 | 600 | 600 | 600 | 58.87 | 68.13 | 3 | 6.26
2030 | NEISO_2_NYISO_G-I | NEISO | NYISO_G-I | Internal | Shoulder | B14 | 900 | 600 | 600 | 58.87 | 67.03 | 3 | 5.16
2030 | NEISO_2_NYISO_G-I | NEISO | NYISO_G-I | Internal | Shoulder | B15 | 1203 | 600 | 0 | 58.87 | 61.2 | 3 | 0
2030 | NEISO_2_NYISO_G-I | NEISO | NYISO_G-I | Internal | Summer | B1 | 10 | 600 | 600 | 79.25 | 140.4 | 3 | 58.16
2030 | NEISO_2_NYISO_G-I | NEISO | NYISO_G-I | Internal | Summer | B2 | 25 | 600 | 600 | 78.25 | 117.06 | 3 | 35.82
2030 | NEISO_2_NYISO_G-I | NEISO | NYISO_G-I | Internal | Summer | B3 | 75 | 600 | 600 | 63.06 | 101.26 | 3 | 35.2
2030 | NEISO_2_NYISO_G-I | NEISO | NYISO_G-I | Internal | Summer | B4 | 100 | 600 | 600 | 63.06 | 92.81 | 3 | 26.75
2030 | NEISO_2_NYISO_G-I | NEISO | NYISO_G-I | Internal | Summer | B5 | 200 | 600 | 600 | 63.06 | 82.98 | 3 | 16.92
2030 | NEISO_2_NYISO_G-I | NEISO | NYISO_G-I | Internal | Summer | B6 | 300 | 600 | 600 | 63.06 | 67.12 | 3 | 1.06
2030 | NEISO_2_NYISO_G-I | NEISO | NYISO_G-I | Internal | Summer | B7 | 400 | 600 | 600 | 59.13 | 65.17 | 3 | 3.04
2030 | NEISO_2_NYISO_G-I | NEISO | NYISO_G-I | Internal | Summer | B8 | 500 | 600 | 600 | 57.66 | 65.17 | 3 | 4.52
2030 | NEISO_2_NYISO_G-I | NEISO | NYISO_G-I | Internal | Summer | B9 | 800 | 600 | 600 | 57.66 | 62.86 | 3 | 2.21
2030 | NEISO_2_NYISO_G-I | NEISO | NYISO_G-I | Internal | Summer | B10 | 1262 | 600 | 0 | 57.66 | 58.07 | 3 | 0
2030 | NEISO_2_NYISO_G-I | NEISO | NYISO_G-I | Internal | Winter | B16 | 25 | 600 | 600 | 70.13 | 78.93 | 3 | 5.8
2030 | NEISO_2_NYISO_G-I | NEISO | NYISO_G-I | Internal | Winter | B17 | 100 | 600 | 600 | 68.66 | 76.55 | 3 | 4.89
2030 | NEISO_2_NYISO_G-I | NEISO | NYISO_G-I | Internal | Winter | B18 | 400 | 600 | 600 | 58.4 | 76.55 | 3 | 15.15
2030 | NEISO_2_NYISO_G-I | NEISO | NYISO_G-I | Internal | Winter | B19 | 700 | 600 | 600 | 58.4 | 65.61 | 3 | 4.21
2030 | NEISO_2_NYISO_G-I | NEISO | NYISO_G-I | Internal | Winter | B20 | 935 | 600 | 93.23 | 58.4 | 61.4 | 3 | 0
2030 | NEISO_2_NYISO_J-K | NEISO | NYISO_J-K | Internal | Shoulder | B11 | 25 | 520 | 520 | 60.69 | 71.38 | 3 | 7.69
2030 | NEISO_2_NYISO_J-K | NEISO | NYISO_J-K | Internal | Shoulder | B12 | 200 | 520 | 520 | 60.69 | 68.15 | 3 | 4.46
2030 | NEISO_2_NYISO_J-K | NEISO | NYISO_J-K | Internal | Shoulder | B13 | 600 | 520 | 520 | 58.87 | 68.14 | 3 | 6.27
2030 | NEISO_2_NYISO_J-K | NEISO | NYISO_J-K | Internal | Shoulder | B14 | 900 | 520 | 520 | 58.87 | 67.04 | 3 | 5.18
2030 | NEISO_2_NYISO_J-K | NEISO | NYISO_J-K | Internal | Shoulder | B15 | 1203 | 520 | 0 | 58.87 | 61.22 | 3 | 0
2030 | NEISO_2_NYISO_J-K | NEISO | NYISO_J-K | Internal | Summer | B1 | 10 | 520 | 520 | 79.25 | 140.42 | 3 | 58.17
2030 | NEISO_2_NYISO_J-K | NEISO | NYISO_J-K | Internal | Summer | B2 | 25 | 520 | 520 | 78.25 | 117.08 | 3 | 35.83
2030 | NEISO_2_NYISO_J-K | NEISO | NYISO_J-K | Internal | Summer | B3 | 75 | 520 | 520 | 63.06 | 101.27 | 3 | 35.21
2030 | NEISO_2_NYISO_J-K | NEISO | NYISO_J-K | Internal | Summer | B4 | 100 | 520 | 520 | 63.06 | 92.82 | 3 | 26.76
2030 | NEISO_2_NYISO_J-K | NEISO | NYISO_J-K | Internal | Summer | B5 | 200 | 520 | 520 | 63.06 | 90.74 | 3 | 24.68
2030 | NEISO_2_NYISO_J-K | NEISO | NYISO_J-K | Internal | Summer | B6 | 300 | 520 | 520 | 63.06 | 90.74 | 3 | 24.68
2030 | NEISO_2_NYISO_J-K | NEISO | NYISO_J-K | Internal | Summer | B7 | 400 | 520 | 520 | 59.13 | 67.63 | 3 | 5.5
2030 | NEISO_2_NYISO_J-K | NEISO | NYISO_J-K | Internal | Summer | B8 | 500 | 520 | 520 | 57.66 | 67.63 | 3 | 6.97
2030 | NEISO_2_NYISO_J-K | NEISO | NYISO_J-K | Internal | Summer | B9 | 800 | 520 | 520 | 57.66 | 63.53 | 3 | 2.88
2030 | NEISO_2_NYISO_J-K | NEISO | NYISO_J-K | Internal | Summer | B10 | 1262 | 520 | 0 | 57.66 | 58.08 | 3 | 0
2030 | NEISO_2_NYISO_J-K | NEISO | NYISO_J-K | Internal | Winter | B16 | 25 | 520 | 520 | 70.13 | 84.55 | 3 | 11.42
2030 | NEISO_2_NYISO_J-K | NEISO | NYISO_J-K | Internal | Winter | B17 | 100 | 520 | 520 | 68.66 | 79.39 | 3 | 7.73
2030 | NEISO_2_NYISO_J-K | NEISO | NYISO_J-K | Internal | Winter | B18 | 400 | 520 | 520 | 58.4 | 79.39 | 3 | 17.99
2030 | NEISO_2_NYISO_J-K | NEISO | NYISO_J-K | Internal | Winter | B19 | 700 | 520 | 520 | 58.4 | 79.39 | 3 | 17.99
2030 | NEISO_2_NYISO_J-K | NEISO | NYISO_J-K | Internal | Winter | B20 | 935 | 520 | 520 | 58.4 | 61.41 | 3 | 0.01
2030 | NonRTO_Midwest_2_MISO_IN | NonRTO_Midwest | MISO_IN | Internal | Shoulder | B11 | 25 | 4450 | 0 | 78.31 | 70.31 | 8 | 0
2030 | NonRTO_Midwest_2_MISO_IN | NonRTO_Midwest | MISO_IN | Internal | Shoulder | B12 | 200 | 4450 | 0 | 69.68 | 61.68 | 8 | 0
2030 | NonRTO_Midwest_2_MISO_IN | NonRTO_Midwest | MISO_IN | Internal | Shoulder | B13 | 600 | 4450 | 0 | 66.24 | 58.66 | 8 | 0
2030 | NonRTO_Midwest_2_MISO_IN | NonRTO_Midwest | MISO_IN | Internal | Shoulder | B14 | 900 | 4450 | 0 | 50.37 | 55.86 | 8 | 0
2030 | NonRTO_Midwest_2_MISO_IN | NonRTO_Midwest | MISO_IN | Internal | Shoulder | B15 | 1203 | 4450 | 0 | 41.22 | 42.3 | 8 | 0
2030 | NonRTO_Midwest_2_MISO_IN | NonRTO_Midwest | MISO_IN | Internal | Summer | B1 | 10 | 4450 | 0 | 117.91 | 110.81 | 8 | 0
2030 | NonRTO_Midwest_2_MISO_IN | NonRTO_Midwest | MISO_IN | Internal | Summer | B2 | 25 | 4450 | 0 | 117.91 | 109.91 | 8 | 0
2030 | NonRTO_Midwest_2_MISO_IN | NonRTO_Midwest | MISO_IN | Internal | Summer | B3 | 75 | 4450 | 0 | 115.28 | 107.28 | 8 | 0
2030 | NonRTO_Midwest_2_MISO_IN | NonRTO_Midwest | MISO_IN | Internal | Summer | B4 | 100 | 4450 | 0 | 107.31 | 99.31 | 8 | 0
2030 | NonRTO_Midwest_2_MISO_IN | NonRTO_Midwest | MISO_IN | Internal | Summer | B5 | 200 | 4450 | 0 | 83 | 75 | 8 | 0
2030 | NonRTO_Midwest_2_MISO_IN | NonRTO_Midwest | MISO_IN | Internal | Summer | B6 | 300 | 4450 | 0 | 76.54 | 68.54 | 8 | 0
2030 | NonRTO_Midwest_2_MISO_IN | NonRTO_Midwest | MISO_IN | Internal | Summer | B7 | 400 | 4450 | 0 | 57.79 | 64.72 | 8 | 0
2030 | NonRTO_Midwest_2_MISO_IN | NonRTO_Midwest | MISO_IN | Internal | Summer | B8 | 500 | 4450 | 0 | 55.21 | 55.22 | 8 | 0
2030 | NonRTO_Midwest_2_MISO_IN | NonRTO_Midwest | MISO_IN | Internal | Summer | B9 | 800 | 4450 | 0 | 46.64 | 46.67 | 8 | 0
2030 | NonRTO_Midwest_2_MISO_IN | NonRTO_Midwest | MISO_IN | Internal | Summer | B10 | 1262 | 4450 | 0 | 39.85 | 41.59 | 8 | 0
2030 | NonRTO_Midwest_2_MISO_IN | NonRTO_Midwest | MISO_IN | Internal | Winter | B16 | 25 | 4450 | 0 | 84.08 | 76.08 | 8 | 0
2030 | NonRTO_Midwest_2_MISO_IN | NonRTO_Midwest | MISO_IN | Internal | Winter | B17 | 100 | 4450 | 0 | 76.89 | 68.89 | 8 | 0
2030 | NonRTO_Midwest_2_MISO_IN | NonRTO_Midwest | MISO_IN | Internal | Winter | B18 | 400 | 4450 | 0 | 66.98 | 59.11 | 8 | 0
2030 | NonRTO_Midwest_2_MISO_IN | NonRTO_Midwest | MISO_IN | Internal | Winter | B19 | 700 | 4450 | 0 | 51.2 | 55.38 | 8 | 0
2030 | NonRTO_Midwest_2_MISO_IN | NonRTO_Midwest | MISO_IN | Internal | Winter | B20 | 935 | 4450 | 0 | 41.34 | 42.55 | 8 | 0
2030 | NonRTO_Midwest_2_TVA_Transmission | NonRTO_Midwest | TVA_Transmission | Internal | Shoulder | B11 | 25 | 2400 | 0 | 78.31 | 76.06 | 8 | 0
2030 | NonRTO_Midwest_2_TVA_Transmission | NonRTO_Midwest | TVA_Transmission | Internal | Shoulder | B12 | 200 | 2400 | 0 | 69.68 | 64.99 | 8 | 0
2030 | NonRTO_Midwest_2_TVA_Transmission | NonRTO_Midwest | TVA_Transmission | Internal | Shoulder | B13 | 600 | 2400 | 0 | 66.24 | 57.24 | 8 | 0
2030 | NonRTO_Midwest_2_TVA_Transmission | NonRTO_Midwest | TVA_Transmission | Internal | Shoulder | B14 | 900 | 2400 | 0 | 50.37 | 55.06 | 8 | 0
2030 | NonRTO_Midwest_2_TVA_Transmission | NonRTO_Midwest | TVA_Transmission | Internal | Shoulder | B15 | 1203 | 2400 | 0 | 41.22 | 48.9 | 8 | 0
2030 | NonRTO_Midwest_2_TVA_Transmission | NonRTO_Midwest | TVA_Transmission | Internal | Summer | B1 | 10 | 2400 | 0 | 117.91 | 117.04 | 8 | 0
2030 | NonRTO_Midwest_2_TVA_Transmission | NonRTO_Midwest | TVA_Transmission | Internal | Summer | B2 | 25 | 2400 | 0 | 117.91 | 117.04 | 8 | 0
2030 | NonRTO_Midwest_2_TVA_Transmission | NonRTO_Midwest | TVA_Transmission | Internal | Summer | B3 | 75 | 2400 | 0 | 115.28 | 114.52 | 8 | 0
2030 | NonRTO_Midwest_2_TVA_Transmission | NonRTO_Midwest | TVA_Transmission | Internal | Summer | B4 | 100 | 2400 | 0 | 107.31 | 107.3 | 8 | 0
2030 | NonRTO_Midwest_2_TVA_Transmission | NonRTO_Midwest | TVA_Transmission | Internal | Summer | B5 | 200 | 2400 | 0 | 83 | 82.98 | 8 | 0
2030 | NonRTO_Midwest_2_TVA_Transmission | NonRTO_Midwest | TVA_Transmission | Internal | Summer | B6 | 300 | 2400 | 0 | 76.54 | 73.77 | 8 | 0
2030 | NonRTO_Midwest_2_TVA_Transmission | NonRTO_Midwest | TVA_Transmission | Internal | Summer | B7 | 400 | 2400 | 50.85 | 57.79 | 65.79 | 8 | 0
2030 | NonRTO_Midwest_2_TVA_Transmission | NonRTO_Midwest | TVA_Transmission | Internal | Summer | B8 | 500 | 2400 | 609.76 | 55.21 | 63.21 | 8 | 0
2030 | NonRTO_Midwest_2_TVA_Transmission | NonRTO_Midwest | TVA_Transmission | Internal | Summer | B9 | 800 | 2400 | 904.2 | 46.64 | 54.64 | 8 | 0
2030 | NonRTO_Midwest_2_TVA_Transmission | NonRTO_Midwest | TVA_Transmission | Internal | Summer | B10 | 1262 | 2400 | 0 | 39.85 | 47.84 | 8 | 0
2030 | NonRTO_Midwest_2_TVA_Transmission | NonRTO_Midwest | TVA_Transmission | Internal | Winter | B16 | 25 | 2400 | 0 | 84.08 | 76.14 | 8 | 0
2030 | NonRTO_Midwest_2_TVA_Transmission | NonRTO_Midwest | TVA_Transmission | Internal | Winter | B17 | 100 | 2400 | 0 | 76.89 | 67.89 | 8 | 0
2030 | NonRTO_Midwest_2_TVA_Transmission | NonRTO_Midwest | TVA_Transmission | Internal | Winter | B18 | 400 | 2400 | 0 | 66.98 | 57.97 | 8 | 0
2030 | NonRTO_Midwest_2_TVA_Transmission | NonRTO_Midwest | TVA_Transmission | Internal | Winter | B19 | 700 | 2400 | 0 | 51.2 | 54.93 | 8 | 0
2030 | NonRTO_Midwest_2_TVA_Transmission | NonRTO_Midwest | TVA_Transmission | Internal | Winter | B20 | 935 | 2400 | 0 | 41.34 | 49.09 | 8 | 0
2030 | NYISO_A-F_2_IESO | NYISO_A-F | IESO | Internal | Shoulder | B11 | 25 | 1600 | 0 | 64.27 | 57.27 | 7 | 0
2030 | NYISO_A-F_2_IESO | NYISO_A-F | IESO | Internal | Shoulder | B12 | 200 | 1600 | 0 | 61.69 | 54.69 | 7 | 0
2030 | NYISO_A-F_2_IESO | NYISO_A-F | IESO | Internal | Shoulder | B13 | 600 | 1600 | 0 | 55.87 | 48.87 | 7 | 0
2030 | NYISO_A-F_2_IESO | NYISO_A-F | IESO | Internal | Shoulder | B14 | 900 | 1600 | 0 | 55.87 | 48.87 | 7 | 0
2030 | NYISO_A-F_2_IESO | NYISO_A-F | IESO | Internal | Shoulder | B15 | 1203 | 1600 | 0 | 55.87 | 48.87 | 7 | 0
2030 | NYISO_A-F_2_IESO | NYISO_A-F | IESO | Internal | Summer | B1 | 10 | 1600 | 0 | 75.25 | 72.37 | 7 | 0
2030 | NYISO_A-F_2_IESO | NYISO_A-F | IESO | Internal | Summer | B2 | 25 | 1600 | 0 | 75.25 | 72.37 | 7 | 0
2030 | NYISO_A-F_2_IESO | NYISO_A-F | IESO | Internal | Summer | B3 | 75 | 1600 | 0 | 75.25 | 72.37 | 7 | 0
2030 | NYISO_A-F_2_IESO | NYISO_A-F | IESO | Internal | Summer | B4 | 100 | 1600 | 0 | 75.2 | 68.2 | 7 | 0
2030 | NYISO_A-F_2_IESO | NYISO_A-F | IESO | Internal | Summer | B5 | 200 | 1600 | 0 | 68.96 | 65.98 | 7 | 0
2030 | NYISO_A-F_2_IESO | NYISO_A-F | IESO | Internal | Summer | B6 | 300 | 1600 | 0 | 67.1 | 60.1 | 7 | 0
2030 | NYISO_A-F_2_IESO | NYISO_A-F | IESO | Internal | Summer | B7 | 400 | 1600 | 0 | 62.13 | 55.13 | 7 | 0
2030 | NYISO_A-F_2_IESO | NYISO_A-F | IESO | Internal | Summer | B8 | 500 | 1600 | 0 | 54.66 | 47.66 | 7 | 0
2030 | NYISO_A-F_2_IESO | NYISO_A-F | IESO | Internal | Summer | B9 | 800 | 1600 | 0 | 54.66 | 43.3 | 7 | 0
2030 | NYISO_A-F_2_IESO | NYISO_A-F | IESO | Internal | Summer | B10 | 1262 | 1600 | 0 | 54.66 | 43.3 | 7 | 0
2030 | NYISO_A-F_2_IESO | NYISO_A-F | IESO | Internal | Winter | B16 | 25 | 1600 | 0 | 72.43 | 65.43 | 7 | 0
2030 | NYISO_A-F_2_IESO | NYISO_A-F | IESO | Internal | Winter | B17 | 100 | 1600 | 0 | 65.66 | 58.66 | 7 | 0
2030 | NYISO_A-F_2_IESO | NYISO_A-F | IESO | Internal | Winter | B18 | 400 | 1600 | 0 | 56.84 | 49.84 | 7 | 0
2030 | NYISO_A-F_2_IESO | NYISO_A-F | IESO | Internal | Winter | B19 | 700 | 1600 | 0 | 55.4 | 48.4 | 7 | 0
2030 | NYISO_A-F_2_IESO | NYISO_A-F | IESO | Internal | Winter | B20 | 935 | 1600 | 0 | 55.4 | 48.4 | 7 | 0
2030 | NYISO_A-F_2_NEISO | NYISO_A-F | NEISO | Internal | Shoulder | B11 | 25 | 600 | 0 | 64.27 | 60.69 | 3 | 0
2030 | NYISO_A-F_2_NEISO | NYISO_A-F | NEISO | Internal | Shoulder | B12 | 200 | 600 | 0 | 61.69 | 60.69 | 3 | 0
2030 | NYISO_A-F_2_NEISO | NYISO_A-F | NEISO | Internal | Shoulder | B13 | 600 | 600 | 1.39 | 55.87 | 58.87 | 3 | 0
2030 | NYISO_A-F_2_NEISO | NYISO_A-F | NEISO | Internal | Shoulder | B14 | 900 | 600 | 75.38 | 55.87 | 58.87 | 3 | 0
2030 | NYISO_A-F_2_NEISO | NYISO_A-F | NEISO | Internal | Shoulder | B15 | 1203 | 600 | 56.33 | 55.87 | 58.87 | 3 | 0
2030 | NYISO_A-F_2_NEISO | NYISO_A-F | NEISO | Internal | Summer | B1 | 10 | 600 | 600 | 75.25 | 79.25 | 3 | 1
2030 | NYISO_A-F_2_NEISO | NYISO_A-F | NEISO | Internal | Summer | B2 | 25 | 600 | 380.32 | 75.25 | 78.25 | 3 | 0
2030 | NYISO_A-F_2_NEISO | NYISO_A-F | NEISO | Internal | Summer | B3 | 75 | 600 | 0 | 75.25 | 63.06 | 3 | 0
2030 | NYISO_A-F_2_NEISO | NYISO_A-F | NEISO | Internal | Summer | B4 | 100 | 600 | 0 | 75.2 | 63.06 | 3 | 0
2030 | NYISO_A-F_2_NEISO | NYISO_A-F | NEISO | Internal | Summer | B5 | 200 | 600 | 0 | 68.96 | 63.06 | 3 | 0
2030 | NYISO_A-F_2_NEISO | NYISO_A-F | NEISO | Internal | Summer | B6 | 300 | 600 | 0 | 67.1 | 63.06 | 3 | 0
2030 | NYISO_A-F_2_NEISO | NYISO_A-F | NEISO | Internal | Summer | B7 | 400 | 600 | 0 | 62.13 | 59.13 | 3 | 0
2030 | NYISO_A-F_2_NEISO | NYISO_A-F | NEISO | Internal | Summer | B8 | 500 | 600 | 516.54 | 54.66 | 57.66 | 3 | 0
2030 | NYISO_A-F_2_NEISO | NYISO_A-F | NEISO | Internal | Summer | B9 | 800 | 600 | 350.27 | 54.66 | 57.66 | 3 | 0
2030 | NYISO_A-F_2_NEISO | NYISO_A-F | NEISO | Internal | Summer | B10 | 1262 | 600 | 363.33 | 54.66 | 57.66 | 3 | 0
2030 | NYISO_A-F_2_NEISO | NYISO_A-F | NEISO | Internal | Winter | B16 | 25 | 600 | 0 | 72.43 | 70.13 | 3 | 0
2030 | NYISO_A-F_2_NEISO | NYISO_A-F | NEISO | Internal | Winter | B17 | 100 | 600 | 304.94 | 65.66 | 68.66 | 3 | 0
2030 | NYISO_A-F_2_NEISO | NYISO_A-F | NEISO | Internal | Winter | B18 | 400 | 600 | 0 | 56.84 | 58.4 | 3 | 0
2030 | NYISO_A-F_2_NEISO | NYISO_A-F | NEISO | Internal | Winter | B19 | 700 | 600 | 304.04 | 55.4 | 58.4 | 3 | 0
2030 | NYISO_A-F_2_NEISO | NYISO_A-F | NEISO | Internal | Winter | B20 | 935 | 600 | 325.47 | 55.4 | 58.4 | 3 | 0
2030 | NYISO_A-F_2_NYISO_G-I | NYISO_A-F | NYISO_G-I | Internal | Shoulder | B11 | 25 | 4888 | 4888 | 64.27 | 71.36 | 0.01 | 7.08
2030 | NYISO_A-F_2_NYISO_G-I | NYISO_A-F | NYISO_G-I | Internal | Shoulder | B12 | 200 | 4888 | 4888 | 61.69 | 68.14 | 0.01 | 6.44
2030 | NYISO_A-F_2_NYISO_G-I | NYISO_A-F | NYISO_G-I | Internal | Shoulder | B13 | 600 | 4888 | 4888 | 55.87 | 68.13 | 0.01 | 12.25
2030 | NYISO_A-F_2_NYISO_G-I | NYISO_A-F | NYISO_G-I | Internal | Shoulder | B14 | 900 | 4888 | 4888 | 55.87 | 67.03 | 0.01 | 11.15
2030 | NYISO_A-F_2_NYISO_G-I | NYISO_A-F | NYISO_G-I | Internal | Shoulder | B15 | 1203 | 4888 | 4888 | 55.87 | 61.2 | 0.01 | 5.33
2030 | NYISO_A-F_2_NYISO_G-I | NYISO_A-F | NYISO_G-I | Internal | Summer | B1 | 10 | 4888 | 4888 | 75.25 | 140.4 | 0.01 | 65.14
2030 | NYISO_A-F_2_NYISO_G-I | NYISO_A-F | NYISO_G-I | Internal | Summer | B2 | 25 | 4888 | 4888 | 75.25 | 117.06 | 0.01 | 41.81
2030 | NYISO_A-F_2_NYISO_G-I | NYISO_A-F | NYISO_G-I | Internal | Summer | B3 | 75 | 4888 | 4888 | 75.25 | 101.26 | 0.01 | 26
2030 | NYISO_A-F_2_NYISO_G-I | NYISO_A-F | NYISO_G-I | Internal | Summer | B4 | 100 | 4888 | 4888 | 75.2 | 92.81 | 0.01 | 17.6
2030 | NYISO_A-F_2_NYISO_G-I | NYISO_A-F | NYISO_G-I | Internal | Summer | B5 | 200 | 4888 | 4888 | 68.96 | 82.98 | 0.01 | 14
2030 | NYISO_A-F_2_NYISO_G-I | NYISO_A-F | NYISO_G-I | Internal | Summer | B6 | 300 | 4888 | 4887 | 67.1 | 67.12 | 0.01 | 0
2030 | NYISO_A-F_2_NYISO_G-I | NYISO_A-F | NYISO_G-I | Internal | Summer | B7 | 400 | 4888 | 4888 | 62.13 | 65.17 | 0.01 | 3.03
2030 | NYISO_A-F_2_NYISO_G-I | NYISO_A-F | NYISO_G-I | Internal | Summer | B8 | 500 | 4888 | 4888 | 54.66 | 65.17 | 0.01 | 10.5
2030 | NYISO_A-F_2_NYISO_G-I | NYISO_A-F | NYISO_G-I | Internal | Summer | B9 | 800 | 4888 | 4888 | 54.66 | 62.86 | 0.01 | 8.2
2030 | NYISO_A-F_2_NYISO_G-I | NYISO_A-F | NYISO_G-I | Internal | Summer | B10 | 1262 | 4888 | 4888 | 54.66 | 58.07 | 0.01 | 3.4
2030 | NYISO_A-F_2_NYISO_G-I | NYISO_A-F | NYISO_G-I | Internal | Winter | B16 | 25 | 4888 | 4888 | 72.43 | 78.93 | 0.01 | 6.49
2030 | NYISO_A-F_2_NYISO_G-I | NYISO_A-F | NYISO_G-I | Internal | Winter | B17 | 100 | 4888 | 4888 | 65.66 | 76.55 | 0.01 | 10.88
2030 | NYISO_A-F_2_NYISO_G-I | NYISO_A-F | NYISO_G-I | Internal | Winter | B18 | 400 | 4888 | 4888 | 56.84 | 76.55 | 0.01 | 19.69
2030 | NYISO_A-F_2_NYISO_G-I | NYISO_A-F | NYISO_G-I | Internal | Winter | B19 | 700 | 4888 | 4888 | 55.4 | 65.61 | 0.01 | 10.2
2030 | NYISO_A-F_2_NYISO_G-I | NYISO_A-F | NYISO_G-I | Internal | Winter | B20 | 935 | 4888 | 4888 | 55.4 | 61.4 | 0.01 | 5.99
2030 | NYISO_A-F_2_PJM_ROM | NYISO_A-F | PJM_ROM | Internal | Shoulder | B11 | 25 | 1000 | 525.77 | 64.27 | 72.27 | 8 | 0
2030 | NYISO_A-F_2_PJM_ROM | NYISO_A-F | PJM_ROM | Internal | Shoulder | B12 | 200 | 1000 | 0 | 61.69 | 63.7 | 8 | 0
2030 | NYISO_A-F_2_PJM_ROM | NYISO_A-F | PJM_ROM | Internal | Shoulder | B13 | 600 | 1000 | 0 | 55.87 | 62.12 | 8 | 0
2030 | NYISO_A-F_2_PJM_ROM | NYISO_A-F | PJM_ROM | Internal | Shoulder | B14 | 900 | 1000 | 0 | 55.87 | 61.03 | 8 | 0
2030 | NYISO_A-F_2_PJM_ROM | NYISO_A-F | PJM_ROM | Internal | Shoulder | B15 | 1203 | 1000 | 0 | 55.87 | 44.8 | 8 | 0
2030 | NYISO_A-F_2_PJM_ROM | NYISO_A-F | PJM_ROM | Internal | Summer | B1 | 10 | 1000 | 1000 | 75.25 | 111.05 | 8 | 27.81
2030 | NYISO_A-F_2_PJM_ROM | NYISO_A-F | PJM_ROM | Internal | Summer | B2 | 25 | 1000 | 1000 | 75.25 | 111.05 | 8 | 27.81
2030 | NYISO_A-F_2_PJM_ROM | NYISO_A-F | PJM_ROM | Internal | Summer | B3 | 75 | 1000 | 1000 | 75.25 | 109.24 | 8 | 26
2030 | NYISO_A-F_2_PJM_ROM | NYISO_A-F | PJM_ROM | Internal | Summer | B4 | 100 | 1000 | 1000 | 75.2 | 101.28 | 8 | 18.08
2030 | NYISO_A-F_2_PJM_ROM | NYISO_A-F | PJM_ROM | Internal | Summer | B5 | 200 | 1000 | 925.93 | 68.96 | 76.96 | 8 | 0
2030 | NYISO_A-F_2_PJM_ROM | NYISO_A-F | PJM_ROM | Internal | Summer | B6 | 300 | 1000 | 0 | 67.1 | 70.53 | 8 | 0
2030 | NYISO_A-F_2_PJM_ROM | NYISO_A-F | PJM_ROM | Internal | Summer | B7 | 400 | 1000 | 0 | 62.13 | 66.72 | 8 | 0
2030 | NYISO_A-F_2_PJM_ROM | NYISO_A-F | PJM_ROM | Internal | Summer | B8 | 500 | 1000 | 0 | 54.66 | 60.93 | 8 | 0
2030 | NYISO_A-F_2_PJM_ROM | NYISO_A-F | PJM_ROM | Internal | Summer | B9 | 800 | 1000 | 0 | 54.66 | 48.66 | 8 | 0
2030 | NYISO_A-F_2_PJM_ROM | NYISO_A-F | PJM_ROM | Internal | Summer | B10 | 1262 | 1000 | 0 | 54.66 | 44.53 | 8 | 0
2030 | NYISO_A-F_2_PJM_ROM | NYISO_A-F | PJM_ROM | Internal | Winter | B16 | 25 | 1000 | 0 | 72.43 | 74.85 | 8 | 0
2030 | NYISO_A-F_2_PJM_ROM | NYISO_A-F | PJM_ROM | Internal | Winter | B17 | 100 | 1000 | 0 | 65.66 | 70.9 | 8 | 0
2030 | NYISO_A-F_2_PJM_ROM | NYISO_A-F | PJM_ROM | Internal | Winter | B18 | 400 | 1000 | 201.82 | 56.84 | 64.84 | 8 | 0
2030 | NYISO_A-F_2_PJM_ROM | NYISO_A-F | PJM_ROM | Internal | Winter | B19 | 700 | 1000 | 0 | 55.4 | 59.6 | 8 | 0
2030 | NYISO_A-F_2_PJM_ROM | NYISO_A-F | PJM_ROM | Internal | Winter | B20 | 935 | 1000 | 0 | 55.4 | 44.8 | 8 | 0
2030 | NYISO_G-I_2_NEISO | NYISO_G-I | NEISO | Internal | Shoulder | B11 | 25 | 600 | 0 | 71.36 | 60.69 | 3 | 0
2030 | NYISO_G-I_2_NEISO | NYISO_G-I | NEISO | Internal | Shoulder | B12 | 200 | 600 | 0 | 68.14 | 60.69 | 3 | 0
2030 | NYISO_G-I_2_NEISO | NYISO_G-I | NEISO | Internal | Shoulder | B13 | 600 | 600 | 0 | 68.13 | 58.87 | 3 | 0
2030 | NYISO_G-I_2_NEISO | NYISO_G-I | NEISO | Internal | Shoulder | B14 | 900 | 600 | 0 | 67.03 | 58.87 | 3 | 0
2030 | NYISO_G-I_2_NEISO | NYISO_G-I | NEISO | Internal | Shoulder | B15 | 1203 | 600 | 0 | 61.2 | 58.87 | 3 | 0
2030 | NYISO_G-I_2_NEISO | NYISO_G-I | NEISO | Internal | Summer | B1 | 10 | 600 | 0 | 140.4 | 79.25 | 3 | 0
2030 | NYISO_G-I_2_NEISO | NYISO_G-I | NEISO | Internal | Summer | B2 | 25 | 600 | 0 | 117.06 | 78.25 | 3 | 0
2030 | NYISO_G-I_2_NEISO | NYISO_G-I | NEISO | Internal | Summer | B3 | 75 | 600 | 0 | 101.26 | 63.06 | 3 | 0
2030 | NYISO_G-I_2_NEISO | NYISO_G-I | NEISO | Internal | Summer | B4 | 100 | 600 | 0 | 92.81 | 63.06 | 3 | 0
2030 | NYISO_G-I_2_NEISO | NYISO_G-I | NEISO | Internal | Summer | B5 | 200 | 600 | 0 | 82.98 | 63.06 | 3 | 0
2030 | NYISO_G-I_2_NEISO | NYISO_G-I | NEISO | Internal | Summer | B6 | 300 | 600 | 0 | 67.12 | 63.06 | 3 | 0
2030 | NYISO_G-I_2_NEISO | NYISO_G-I | NEISO | Internal | Summer | B7 | 400 | 600 | 0 | 65.17 | 59.13 | 3 | 0
2030 | NYISO_G-I_2_NEISO | NYISO_G-I | NEISO | Internal | Summer | B8 | 500 | 600 | 0 | 65.17 | 57.66 | 3 | 0
2030 | NYISO_G-I_2_NEISO | NYISO_G-I | NEISO | Internal | Summer | B9 | 800 | 600 | 0 | 62.86 | 57.66 | 3 | 0
2030 | NYISO_G-I_2_NEISO | NYISO_G-I | NEISO | Internal | Summer | B10 | 1262 | 600 | 0 | 58.07 | 57.66 | 3 | 0
2030 | NYISO_G-I_2_NEISO | NYISO_G-I | NEISO | Internal | Winter | B16 | 25 | 600 | 0 | 78.93 | 70.13 | 3 | 0
2030 | NYISO_G-I_2_NEISO | NYISO_G-I | NEISO | Internal | Winter | B17 | 100 | 600 | 0 | 76.55 | 68.66 | 3 | 0
2030 | NYISO_G-I_2_NEISO | NYISO_G-I | NEISO | Internal | Winter | B18 | 400 | 600 | 0 | 76.55 | 58.4 | 3 | 0
2030 | NYISO_G-I_2_NEISO | NYISO_G-I | NEISO | Internal | Winter | B19 | 700 | 600 | 0 | 65.61 | 58.4 | 3 | 0
2030 | NYISO_G-I_2_NEISO | NYISO_G-I | NEISO | Internal | Winter | B20 | 935 | 600 | 0 | 61.4 | 58.4 | 3 | 0
2030 | NYISO_G-I_2_NYISO_A-F | NYISO_G-I | NYISO_A-F | Internal | Shoulder | B11 | 25 | 2637 | 0 | 71.36 | 64.27 | 0.01 | 0
2030 | NYISO_G-I_2_NYISO_A-F | NYISO_G-I | NYISO_A-F | Internal | Shoulder | B12 | 200 | 2637 | 0 | 68.14 | 61.69 | 0.01 | 0
2030 | NYISO_G-I_2_NYISO_A-F | NYISO_G-I | NYISO_A-F | Internal | Shoulder | B13 | 600 | 2637 | 0 | 68.13 | 55.87 | 0.01 | 0
2030 | NYISO_G-I_2_NYISO_A-F | NYISO_G-I | NYISO_A-F | Internal | Shoulder | B14 | 900 | 2637 | 0 | 67.03 | 55.87 | 0.01 | 0
2030 | NYISO_G-I_2_NYISO_A-F | NYISO_G-I | NYISO_A-F | Internal | Shoulder | B15 | 1203 | 2637 | 0 | 61.2 | 55.87 | 0.01 | 0
2030 | NYISO_G-I_2_NYISO_A-F | NYISO_G-I | NYISO_A-F | Internal | Summer | B1 | 10 | 2637 | 0 | 140.4 | 75.25 | 0.01 | 0
2030 | NYISO_G-I_2_NYISO_A-F | NYISO_G-I | NYISO_A-F | Internal | Summer | B2 | 25 | 2637 | 0 | 117.06 | 75.25 | 0.01 | 0
2030 | NYISO_G-I_2_NYISO_A-F | NYISO_G-I | NYISO_A-F | Internal | Summer | B3 | 75 | 2637 | 0 | 101.26 | 75.25 | 0.01 | 0
2030 | NYISO_G-I_2_NYISO_A-F | NYISO_G-I | NYISO_A-F | Internal | Summer | B4 | 100 | 2637 | 0 | 92.81 | 75.2 | 0.01 | 0
2030 | NYISO_G-I_2_NYISO_A-F | NYISO_G-I | NYISO_A-F | Internal | Summer | B5 | 200 | 2637 | 0 | 82.98 | 68.96 | 0.01 | 0
2030 | NYISO_G-I_2_NYISO_A-F | NYISO_G-I | NYISO_A-F | Internal | Summer | B6 | 300 | 2637 | 0 | 67.12 | 67.1 | 0.01 | 0
2030 | NYISO_G-I_2_NYISO_A-F | NYISO_G-I | NYISO_A-F | Internal | Summer | B7 | 400 | 2637 | 0 | 65.17 | 62.13 | 0.01 | 0
2030 | NYISO_G-I_2_NYISO_A-F | NYISO_G-I | NYISO_A-F | Internal | Summer | B8 | 500 | 2637 | 0 | 65.17 | 54.66 | 0.01 | 0
2030 | NYISO_G-I_2_NYISO_A-F | NYISO_G-I | NYISO_A-F | Internal | Summer | B9 | 800 | 2637 | 0 | 62.86 | 54.66 | 0.01 | 0
2030 | NYISO_G-I_2_NYISO_A-F | NYISO_G-I | NYISO_A-F | Internal | Summer | B10 | 1262 | 2637 | 0 | 58.07 | 54.66 | 0.01 | 0
2030 | NYISO_G-I_2_NYISO_A-F | NYISO_G-I | NYISO_A-F | Internal | Winter | B16 | 25 | 2637 | 0 | 78.93 | 72.43 | 0.01 | 0
2030 | NYISO_G-I_2_NYISO_A-F | NYISO_G-I | NYISO_A-F | Internal | Winter | B17 | 100 | 2637 | 0 | 76.55 | 65.66 | 0.01 | 0
2030 | NYISO_G-I_2_NYISO_A-F | NYISO_G-I | NYISO_A-F | Internal | Winter | B18 | 400 | 2637 | 0 | 76.55 | 56.84 | 0.01 | 0
2030 | NYISO_G-I_2_NYISO_A-F | NYISO_G-I | NYISO_A-F | Internal | Winter | B19 | 700 | 2637 | 0 | 65.61 | 55.4 | 0.01 | 0
2030 | NYISO_G-I_2_NYISO_A-F | NYISO_G-I | NYISO_A-F | Internal | Winter | B20 | 935 | 2637 | 0 | 61.4 | 55.4 | 0.01 | 0
2030 | NYISO_G-I_2_NYISO_J-K | NYISO_G-I | NYISO_J-K | Internal | Shoulder | B11 | 25 | 6130 | 6056.76 | 71.36 | 71.38 | 0.01 | 0
2030 | NYISO_G-I_2_NYISO_J-K | NYISO_G-I | NYISO_J-K | Internal | Shoulder | B12 | 200 | 6130 | 5946 | 68.14 | 68.15 | 0.01 | 0
2030 | NYISO_G-I_2_NYISO_J-K | NYISO_G-I | NYISO_J-K | Internal | Shoulder | B13 | 600 | 6130 | 5310.97 | 68.13 | 68.14 | 0.01 | 0
2030 | NYISO_G-I_2_NYISO_J-K | NYISO_G-I | NYISO_J-K | Internal | Shoulder | B14 | 900 | 6130 | 5345.94 | 67.03 | 67.04 | 0.01 | 0
2030 | NYISO_G-I_2_NYISO_J-K | NYISO_G-I | NYISO_J-K | Internal | Shoulder | B15 | 1203 | 6130 | 5692.52 | 61.2 | 61.22 | 0.01 | 0
2030 | NYISO_G-I_2_NYISO_J-K | NYISO_G-I | NYISO_J-K | Internal | Summer | B1 | 10 | 6130 | 5480.25 | 140.4 | 140.42 | 0.01 | 0
2030 | NYISO_G-I_2_NYISO_J-K | NYISO_G-I | NYISO_J-K | Internal | Summer | B2 | 25 | 6130 | 5308.4 | 117.06 | 117.08 | 0.01 | 0
2030 | NYISO_G-I_2_NYISO_J-K | NYISO_G-I | NYISO_J-K | Internal | Summer | B3 | 75 | 6130 | 4559.11 | 101.26 | 101.27 | 0.01 | 0
2030 | NYISO_G-I_2_NYISO_J-K | NYISO_G-I | NYISO_J-K | Internal | Summer | B4 | 100 | 6130 | 4293.32 | 92.81 | 92.82 | 0.01 | 0
2030 | NYISO_G-I_2_NYISO_J-K | NYISO_G-I | NYISO_J-K | Internal | Summer | B5 | 200 | 6130 | 6130 | 82.98 | 90.74 | 0.01 | 7.76
2030 | NYISO_G-I_2_NYISO_J-K | NYISO_G-I | NYISO_J-K | Internal | Summer | B6 | 300 | 6130 | 6130 | 67.12 | 90.74 | 0.01 | 23.61
2030 | NYISO_G-I_2_NYISO_J-K | NYISO_G-I | NYISO_J-K | Internal | Summer | B7 | 400 | 6130 | 6130 | 65.17 | 67.63 | 0.01 | 2.44
2030 | NYISO_G-I_2_NYISO_J-K | NYISO_G-I | NYISO_J-K | Internal | Summer | B8 | 500 | 6130 | 6130 | 65.17 | 67.63 | 0.01 | 2.44
2030 | NYISO_G-I_2_NYISO_J-K | NYISO_G-I | NYISO_J-K | Internal | Summer | B9 | 800 | 6130 | 6130 | 62.86 | 63.53 | 0.01 | 0.66
2030 | NYISO_G-I_2_NYISO_J-K | NYISO_G-I | NYISO_J-K | Internal | Summer | B10 | 1262 | 6130 | 5995.88 | 58.07 | 58.08 | 0.01 | 0
2030 | NYISO_G-I_2_NYISO_J-K | NYISO_G-I | NYISO_J-K | Internal | Winter | B16 | 25 | 6130 | 6130 | 78.93 | 84.55 | 0.01 | 5.61
2030 | NYISO_G-I_2_NYISO_J-K | NYISO_G-I | NYISO_J-K | Internal | Winter | B17 | 100 | 6130 | 6130 | 76.55 | 79.39 | 0.01 | 2.83
2030 | NYISO_G-I_2_NYISO_J-K | NYISO_G-I | NYISO_J-K | Internal | Winter | B18 | 400 | 6130 | 6130 | 76.55 | 79.39 | 0.01 | 2.83
2030 | NYISO_G-I_2_NYISO_J-K | NYISO_G-I | NYISO_J-K | Internal | Winter | B19 | 700 | 6130 | 6130 | 65.61 | 79.39 | 0.01 | 13.77
2030 | NYISO_G-I_2_NYISO_J-K | NYISO_G-I | NYISO_J-K | Internal | Winter | B20 | 935 | 6130 | 6127.94 | 61.4 | 61.41 | 0.01 | 0
2030 | NYISO_G-I_2_PJM_E | NYISO_G-I | PJM_E | Internal | Shoulder | B11 | 25 | 1500 | 0 | 71.36 | 72.28 | 8 | 0
2030 | NYISO_G-I_2_PJM_E | NYISO_G-I | PJM_E | Internal | Shoulder | B12 | 200 | 1500 | 0 | 68.14 | 63.72 | 8 | 0
2030 | NYISO_G-I_2_PJM_E | NYISO_G-I | PJM_E | Internal | Shoulder | B13 | 600 | 1500 | 0 | 68.13 | 62.13 | 8 | 0
2030 | NYISO_G-I_2_PJM_E | NYISO_G-I | PJM_E | Internal | Shoulder | B14 | 900 | 1500 | 0 | 67.03 | 61.04 | 8 | 0
2030 | NYISO_G-I_2_PJM_E | NYISO_G-I | PJM_E | Internal | Shoulder | B15 | 1203 | 1500 | 0 | 61.2 | 44.82 | 8 | 0
2030 | NYISO_G-I_2_PJM_E | NYISO_G-I | PJM_E | Internal | Summer | B1 | 10 | 1500 | 0 | 140.4 | 111.06 | 8 | 0
2030 | NYISO_G-I_2_PJM_E | NYISO_G-I | PJM_E | Internal | Summer | B2 | 25 | 1500 | 0 | 117.06 | 111.06 | 8 | 0
2030 | NYISO_G-I_2_PJM_E | NYISO_G-I | PJM_E | Internal | Summer | B3 | 75 | 1500 | 974.63 | 101.26 | 109.26 | 8 | 0
2030 | NYISO_G-I_2_PJM_E | NYISO_G-I | PJM_E | Internal | Summer | B4 | 100 | 1500 | 1500 | 92.81 | 101.29 | 8 | 0.48
2030 | NYISO_G-I_2_PJM_E | NYISO_G-I | PJM_E | Internal | Summer | B5 | 200 | 1500 | 0 | 82.98 | 76.98 | 8 | 0
2030 | NYISO_G-I_2_PJM_E | NYISO_G-I | PJM_E | Internal | Summer | B6 | 300 | 1500 | 0 | 67.12 | 70.54 | 8 | 0
2030 | NYISO_G-I_2_PJM_E | NYISO_G-I | PJM_E | Internal | Summer | B7 | 400 | 1500 | 0 | 65.17 | 66.74 | 8 | 0
2030 | NYISO_G-I_2_PJM_E | NYISO_G-I | PJM_E | Internal | Summer | B8 | 500 | 1500 | 0 | 65.17 | 60.94 | 8 | 0
2030 | NYISO_G-I_2_PJM_E | NYISO_G-I | PJM_E | Internal | Summer | B9 | 800 | 1500 | 0 | 62.86 | 48.67 | 8 | 0
2030 | NYISO_G-I_2_PJM_E | NYISO_G-I | PJM_E | Internal | Summer | B10 | 1262 | 1500 | 0 | 58.07 | 44.54 | 8 | 0
2030 | NYISO_G-I_2_PJM_E | NYISO_G-I | PJM_E | Internal | Winter | B16 | 25 | 1500 | 0 | 78.93 | 74.86 | 8 | 0
2030 | NYISO_G-I_2_PJM_E | NYISO_G-I | PJM_E | Internal | Winter | B17 | 100 | 1500 | 0 | 76.55 | 70.91 | 8 | 0
2030 | NYISO_G-I_2_PJM_E | NYISO_G-I | PJM_E | Internal | Winter | B18 | 400 | 1500 | 0 | 76.55 | 64.86 | 8 | 0
2030 | NYISO_G-I_2_PJM_E | NYISO_G-I | PJM_E | Internal | Winter | B19 | 700 | 1500 | 0 | 65.61 | 59.61 | 8 | 0
2030 | NYISO_G-I_2_PJM_E | NYISO_G-I | PJM_E | Internal | Winter | B20 | 935 | 1500 | 0 | 61.4 | 44.82 | 8 | 0
2030 | NYISO_J-K_2_NYISO_G-I | NYISO_J-K | NYISO_G-I | Internal | Shoulder | B11 | 25 | 1999 | 0 | 71.38 | 71.36 | 0.01 | 0
2030 | NYISO_J-K_2_NYISO_G-I | NYISO_J-K | NYISO_G-I | Internal | Shoulder | B12 | 200 | 1999 | 0 | 68.15 | 68.14 | 0.01 | 0
2030 | NYISO_J-K_2_NYISO_G-I | NYISO_J-K | NYISO_G-I | Internal | Shoulder | B13 | 600 | 1999 | 0 | 68.14 | 68.13 | 0.01 | 0
2030 | NYISO_J-K_2_NYISO_G-I | NYISO_J-K | NYISO_G-I | Internal | Shoulder | B14 | 900 | 1999 | 0 | 67.04 | 67.03 | 0.01 | 0
2030 | NYISO_J-K_2_NYISO_G-I | NYISO_J-K | NYISO_G-I | Internal | Shoulder | B15 | 1203 | 1999 | 0 | 61.22 | 61.2 | 0.01 | 0
2030 | NYISO_J-K_2_NYISO_G-I | NYISO_J-K | NYISO_G-I | Internal | Summer | B1 | 10 | 1999 | 0 | 140.42 | 140.4 | 0.01 | 0
2030 | NYISO_J-K_2_NYISO_G-I | NYISO_J-K | NYISO_G-I | Internal | Summer | B2 | 25 | 1999 | 0 | 117.08 | 117.06 | 0.01 | 0
2030 | NYISO_J-K_2_NYISO_G-I | NYISO_J-K | NYISO_G-I | Internal | Summer | B3 | 75 | 1999 | 0 | 101.27 | 101.26 | 0.01 | 0
2030 | NYISO_J-K_2_NYISO_G-I | NYISO_J-K | NYISO_G-I | Internal | Summer | B4 | 100 | 1999 | 0 | 92.82 | 92.81 | 0.01 | 0
2030 | NYISO_J-K_2_NYISO_G-I | NYISO_J-K | NYISO_G-I | Internal | Summer | B5 | 200 | 1999 | 0 | 90.74 | 82.98 | 0.01 | 0
2030 | NYISO_J-K_2_NYISO_G-I | NYISO_J-K | NYISO_G-I | Internal | Summer | B6 | 300 | 1999 | 0 | 90.74 | 67.12 | 0.01 | 0
2030 | NYISO_J-K_2_NYISO_G-I | NYISO_J-K | NYISO_G-I | Internal | Summer | B7 | 400 | 1999 | 0 | 67.63 | 65.17 | 0.01 | 0
2030 | NYISO_J-K_2_NYISO_G-I | NYISO_J-K | NYISO_G-I | Internal | Summer | B8 | 500 | 1999 | 0 | 67.63 | 65.17 | 0.01 | 0
2030 | NYISO_J-K_2_NYISO_G-I | NYISO_J-K | NYISO_G-I | Internal | Summer | B9 | 800 | 1999 | 0 | 63.53 | 62.86 | 0.01 | 0
2030 | NYISO_J-K_2_NYISO_G-I | NYISO_J-K | NYISO_G-I | Internal | Summer | B10 | 1262 | 1999 | 0 | 58.08 | 58.07 | 0.01 | 0
2030 | NYISO_J-K_2_NYISO_G-I | NYISO_J-K | NYISO_G-I | Internal | Winter | B16 | 25 | 1999 | 0 | 84.55 | 78.93 | 0.01 | 0
2030 | NYISO_J-K_2_NYISO_G-I | NYISO_J-K | NYISO_G-I | Internal | Winter | B17 | 100 | 1999 | 0 | 79.39 | 76.55 | 0.01 | 0
2030 | NYISO_J-K_2_NYISO_G-I | NYISO_J-K | NYISO_G-I | Internal | Winter | B18 | 400 | 1999 | 0 | 79.39 | 76.55 | 0.01 | 0
2030 | NYISO_J-K_2_NYISO_G-I | NYISO_J-K | NYISO_G-I | Internal | Winter | B19 | 700 | 1999 | 0 | 79.39 | 65.61 | 0.01 | 0
2030 | NYISO_J-K_2_NYISO_G-I | NYISO_J-K | NYISO_G-I | Internal | Winter | B20 | 935 | 1999 | 0 | 61.41 | 61.4 | 0.01 | 0
2030 | NYISO_J-K_2_PJM_E | NYISO_J-K | PJM_E | Internal | Shoulder | B11 | 25 | 330 | 0 | 71.38 | 72.28 | 8 | 0
2030 | NYISO_J-K_2_PJM_E | NYISO_J-K | PJM_E | Internal | Shoulder | B12 | 200 | 330 | 0 | 68.15 | 63.72 | 8 | 0
2030 | NYISO_J-K_2_PJM_E | NYISO_J-K | PJM_E | Internal | Shoulder | B13 | 600 | 330 | 0 | 68.14 | 62.13 | 8 | 0
2030 | NYISO_J-K_2_PJM_E | NYISO_J-K | PJM_E | Internal | Shoulder | B14 | 900 | 330 | 0 | 67.04 | 61.04 | 8 | 0
2030 | NYISO_J-K_2_PJM_E | NYISO_J-K | PJM_E | Internal | Shoulder | B15 | 1203 | 330 | 0 | 61.22 | 44.82 | 8 | 0
2030 | NYISO_J-K_2_PJM_E | NYISO_J-K | PJM_E | Internal | Summer | B1 | 10 | 330 | 0 | 140.42 | 111.06 | 8 | 0
2030 | NYISO_J-K_2_PJM_E | NYISO_J-K | PJM_E | Internal | Summer | B2 | 25 | 330 | 0 | 117.08 | 111.06 | 8 | 0
2030 | NYISO_J-K_2_PJM_E | NYISO_J-K | PJM_E | Internal | Summer | B3 | 75 | 330 | 0 | 101.27 | 109.26 | 8 | 0
2030 | NYISO_J-K_2_PJM_E | NYISO_J-K | PJM_E | Internal | Summer | B4 | 100 | 330 | 330 | 92.82 | 101.29 | 8 | 0.47
2030 | NYISO_J-K_2_PJM_E | NYISO_J-K | PJM_E | Internal | Summer | B5 | 200 | 330 | 0 | 90.74 | 76.98 | 8 | 0
2030 | NYISO_J-K_2_PJM_E | NYISO_J-K | PJM_E | Internal | Summer | B6 | 300 | 330 | 0 | 90.74 | 70.54 | 8 | 0
2030 | NYISO_J-K_2_PJM_E | NYISO_J-K | PJM_E | Internal | Summer | B7 | 400 | 330 | 0 | 67.63 | 66.74 | 8 | 0
2030 | NYISO_J-K_2_PJM_E | NYISO_J-K | PJM_E | Internal | Summer | B8 | 500 | 330 | 0 | 67.63 | 60.94 | 8 | 0
2030 | NYISO_J-K_2_PJM_E | NYISO_J-K | PJM_E | Internal | Summer | B9 | 800 | 330 | 0 | 63.53 | 48.67 | 8 | 0
2030 | NYISO_J-K_2_PJM_E | NYISO_J-K | PJM_E | Internal | Summer | B10 | 1262 | 330 | 0 | 58.08 | 44.54 | 8 | 0
2030 | NYISO_J-K_2_PJM_E | NYISO_J-K | PJM_E | Internal | Winter | B16 | 25 | 330 | 0 | 84.55 | 74.86 | 8 | 0
2030 | NYISO_J-K_2_PJM_E | NYISO_J-K | PJM_E | Internal | Winter | B17 | 100 | 330 | 0 | 79.39 | 70.91 | 8 | 0
2030 | NYISO_J-K_2_PJM_E | NYISO_J-K | PJM_E | Internal | Winter | B18 | 400 | 330 | 0 | 79.39 | 64.86 | 8 | 0
2030 | NYISO_J-K_2_PJM_E | NYISO_J-K | PJM_E | Internal | Winter | B19 | 700 | 330 | 0 | 79.39 | 59.61 | 8 | 0
2030 | NYISO_J-K_2_PJM_E | NYISO_J-K | PJM_E | Internal | Winter | B20 | 935 | 330 | 0 | 61.41 | 44.82 | 8 | 0
2030 | PJM_E_2_NYISO_G-I | PJM_E | NYISO_G-I | Internal | Shoulder | B11 | 25 | 500 | 0 | 72.28 | 71.36 | 6 | 0
2030 | PJM_E_2_NYISO_G-I | PJM_E | NYISO_G-I | Internal | Shoulder | B12 | 200 | 500 | 0 | 63.72 | 68.14 | 6 | 0
2030 | PJM_E_2_NYISO_G-I | PJM_E | NYISO_G-I | Internal | Shoulder | B13 | 600 | 500 | 127.42 | 62.13 | 68.13 | 6 | 0
2030 | PJM_E_2_NYISO_G-I | PJM_E | NYISO_G-I | Internal | Shoulder | B14 | 900 | 500 | 0 | 61.04 | 67.03 | 6 | 0
2030 | PJM_E_2_NYISO_G-I | PJM_E | NYISO_G-I | Internal | Shoulder | B15 | 1203 | 500 | 500 | 44.82 | 61.2 | 6 | 10.39
2030 | PJM_E_2_NYISO_G-I | PJM_E | NYISO_G-I | Internal | Summer | B1 | 10 | 500 | 500 | 111.06 | 140.4 | 6 | 23.34
2030 | PJM_E_2_NYISO_G-I | PJM_E | NYISO_G-I | Internal | Summer | B2 | 25 | 500 | 189.43 | 111.06 | 117.06 | 6 | 0
2030 | PJM_E_2_NYISO_G-I | PJM_E | NYISO_G-I | Internal | Summer | B3 | 75 | 500 | 0 | 109.26 | 101.26 | 6 | 0
2030 | PJM_E_2_NYISO_G-I | PJM_E | NYISO_G-I | Internal | Summer | B4 | 100 | 500 | 0 | 101.29 | 92.81 | 6 | 0
2030 | PJM_E_2_NYISO_G-I | PJM_E | NYISO_G-I | Internal | Summer | B5 | 200 | 500 | 187.81 | 76.98 | 82.98 | 6 | 0
2030 | PJM_E_2_NYISO_G-I | PJM_E | NYISO_G-I | Internal | Summer | B6 | 300 | 500 | 0 | 70.54 | 67.12 | 6 | 0
2030 | PJM_E_2_NYISO_G-I | PJM_E | NYISO_G-I | Internal | Summer | B7 | 400 | 500 | 0 | 66.74 | 65.17 | 6 | 0
2030 | PJM_E_2_NYISO_G-I | PJM_E | NYISO_G-I | Internal | Summer | B8 | 500 | 500 | 0 | 60.94 | 65.17 | 6 | 0
2030 | PJM_E_2_NYISO_G-I | PJM_E | NYISO_G-I | Internal | Summer | B9 | 800 | 500 | 500 | 48.67 | 62.86 | 6 | 8.2
2030 | PJM_E_2_NYISO_G-I | PJM_E | NYISO_G-I | Internal | Summer | B10 | 1262 | 500 | 500 | 44.54 | 58.07 | 6 | 7.52
2030 | PJM_E_2_NYISO_G-I | PJM_E | NYISO_G-I | Internal | Winter | B16 | 25 | 500 | 0 | 74.86 | 78.93 | 6 | 0
2030 | PJM_E_2_NYISO_G-I | PJM_E | NYISO_G-I | Internal | Winter | B17 | 100 | 500 | 0 | 70.91 | 76.55 | 6 | 0
2030 | PJM_E_2_NYISO_G-I | PJM_E | NYISO_G-I | Internal | Winter | B18 | 400 | 500 | 500 | 64.86 | 76.55 | 6 | 5.69
2030 | PJM_E_2_NYISO_G-I | PJM_E | NYISO_G-I | Internal | Winter | B19 | 700 | 500 | 435.5 | 59.61 | 65.61 | 6 | 0
2030 | PJM_E_2_NYISO_G-I | PJM_E | NYISO_G-I | Internal | Winter | B20 | 935 | 500 | 500 | 44.82 | 61.4 | 6 | 10.58
2030 | PJM_E_2_NYISO_J-K | PJM_E | NYISO_J-K | Internal | Shoulder | B11 | 25 | 330 | 0 | 72.28 | 71.38 | 6 | 0
2030 | PJM_E_2_NYISO_J-K | PJM_E | NYISO_J-K | Internal | Shoulder | B12 | 200 | 330 | 0 | 63.72 | 68.15 | 6 | 0
2030 | PJM_E_2_NYISO_J-K | PJM_E | NYISO_J-K | Internal | Shoulder | B13 | 600 | 330 | 330 | 62.13 | 68.14 | 6 | 0.01
2030 | PJM_E_2_NYISO_J-K | PJM_E | NYISO_J-K | Internal | Shoulder | B14 | 900 | 330 | 166.38 | 61.04 | 67.04 | 6 | 0
2030 | PJM_E_2_NYISO_J-K | PJM_E | NYISO_J-K | Internal | Shoulder | B15 | 1203 | 330 | 330 | 44.82 | 61.22 | 6 | 10.4
2030 | PJM_E_2_NYISO_J-K | PJM_E | NYISO_J-K | Internal | Summer | B1 | 10 | 330 | 330 | 111.06 | 140.42 | 6 | 23.35
2030 | PJM_E_2_NYISO_J-K | PJM_E | NYISO_J-K | Internal | Summer | B2 | 25 | 330 | 330 | 111.06 | 117.08 | 6 | 0.01
2030 | PJM_E_2_NYISO_J-K | PJM_E | NYISO_J-K | Internal | Summer | B3 | 75 | 330 | 0 | 109.26 | 101.27 | 6 | 0
2030 | PJM_E_2_NYISO_J-K | PJM_E | NYISO_J-K | Internal | Summer | B4 | 100 | 330 | 0 | 101.29 | 92.82 | 6 | 0
2030 | PJM_E_2_NYISO_J-K | PJM_E | NYISO_J-K | Internal | Summer | B5 | 200 | 330 | 330 | 76.98 | 90.74 | 6 | 7.77
2030 | PJM_E_2_NYISO_J-K | PJM_E | NYISO_J-K | Internal | Summer | B6 | 300 | 330 | 330 | 70.54 | 90.74 | 6 | 14.2
2030 | PJM_E_2_NYISO_J-K | PJM_E | NYISO_J-K | Internal | Summer | B7 | 400 | 330 | 0 | 66.74 | 67.63 | 6 | 0
2030 | PJM_E_2_NYISO_J-K | PJM_E | NYISO_J-K | Internal | Summer | B8 | 500 | 330 | 330 | 60.94 | 67.63 | 6 | 0.69
2030 | PJM_E_2_NYISO_J-K | PJM_E | NYISO_J-K | Internal | Summer | B9 | 800 | 330 | 330 | 48.67 | 63.53 | 6 | 8.86
2030 | PJM_E_2_NYISO_J-K | PJM_E | NYISO_J-K | Internal | Summer | B10 | 1262 | 330 | 330 | 44.54 | 58.08 | 6 | 7.54
2030 | PJM_E_2_NYISO_J-K | PJM_E | NYISO_J-K | Internal | Winter | B16 | 25 | 330 | 330 | 74.86 | 84.55 | 6 | 3.68
2030 | PJM_E_2_NYISO_J-K | PJM_E | NYISO_J-K | Internal | Winter | B17 | 100 | 330 | 330 | 70.91 | 79.39 | 6 | 2.48
2030 | PJM_E_2_NYISO_J-K | PJM_E | NYISO_J-K | Internal | Winter | B18 | 400 | 330 | 330 | 64.86 | 79.39 | 6 | 8.53
2030 | PJM_E_2_NYISO_J-K | PJM_E | NYISO_J-K | Internal | Winter | B19 | 700 | 330 | 330 | 59.61 | 79.39 | 6 | 13.78
2030 | PJM_E_2_NYISO_J-K | PJM_E | NYISO_J-K | Internal | Winter | B20 | 935 | 330 | 330 | 44.82 | 61.41 | 6 | 10.59
2030 | PJM_E_2_PJM_ROM | PJM_E | PJM_ROM | Internal | Shoulder | B11 | 25 | 8000 | 0 | 72.28 | 72.27 | 0.01 | 0
2030 | PJM_E_2_PJM_ROM | PJM_E | PJM_ROM | Internal | Shoulder | B12 | 200 | 8000 | 0 | 63.72 | 63.7 | 0.01 | 0
2030 | PJM_E_2_PJM_ROM | PJM_E | PJM_ROM | Internal | Shoulder | B13 | 600 | 8000 | 0 | 62.13 | 62.12 | 0.01 | 0
2030 | PJM_E_2_PJM_ROM | PJM_E | PJM_ROM | Internal | Shoulder | B14 | 900 | 8000 | 0 | 61.04 | 61.03 | 0.01 | 0
2030 | PJM_E_2_PJM_ROM | PJM_E | PJM_ROM | Internal | Shoulder | B15 | 1203 | 8000 | 0 | 44.82 | 44.8 | 0.01 | 0
2030 | PJM_E_2_PJM_ROM | PJM_E | PJM_ROM | Internal | Summer | B1 | 10 | 8000 | 0 | 111.06 | 111.05 | 0.01 | 0
2030 | PJM_E_2_PJM_ROM | PJM_E | PJM_ROM | Internal | Summer | B2 | 25 | 8000 | 0 | 111.06 | 111.05 | 0.01 | 0
2030 | PJM_E_2_PJM_ROM | PJM_E | PJM_ROM | Internal | Summer | B3 | 75 | 8000 | 0 | 109.26 | 109.24 | 0.01 | 0
2030 | PJM_E_2_PJM_ROM | PJM_E | PJM_ROM | Internal | Summer | B4 | 100 | 8000 | 0 | 101.29 | 101.28 | 0.01 | 0
2030 | PJM_E_2_PJM_ROM | PJM_E | PJM_ROM | Internal | Summer | B5 | 200 | 8000 | 0 | 76.98 | 76.96 | 0.01 | 0
2030 | PJM_E_2_PJM_ROM | PJM_E | PJM_ROM | Internal | Summer | B6 | 300 | 8000 | 0 | 70.54 | 70.53 | 0.01 | 0
2030 | PJM_E_2_PJM_ROM | PJM_E | PJM_ROM | Internal | Summer | B7 | 400 | 8000 | 0 | 66.74 | 66.72 | 0.01 | 0
2030 | PJM_E_2_PJM_ROM | PJM_E | PJM_ROM | Internal | Summer | B8 | 500 | 8000 | 0 | 60.94 | 60.93 | 0.01 | 0
2030 | PJM_E_2_PJM_ROM | PJM_E | PJM_ROM | Internal | Summer | B9 | 800 | 8000 | 0 | 48.67 | 48.66 | 0.01 | 0
2030 | PJM_E_2_PJM_ROM | PJM_E | PJM_ROM | Internal | Summer | B10 | 1262 | 8000 | 0 | 44.54 | 44.53 | 0.01 | 0
2030 | PJM_E_2_PJM_ROM | PJM_E | PJM_ROM | Internal | Winter | B16 | 25 | 8000 | 0 | 74.86 | 74.85 | 0.01 | 0
2030 | PJM_E_2_PJM_ROM | PJM_E | PJM_ROM | Internal | Winter | B17 | 100 | 8000 | 0 | 70.91 | 70.9 | 0.01 | 0
2030 | PJM_E_2_PJM_ROM | PJM_E | PJM_ROM | Internal | Winter | B18 | 400 | 8000 | 0 | 64.86 | 64.84 | 0.01 | 0
2030 | PJM_E_2_PJM_ROM | PJM_E | PJM_ROM | Internal | Winter | B19 | 700 | 8000 | 0 | 59.61 | 59.6 | 0.01 | 0
2030 | PJM_E_2_PJM_ROM | PJM_E | PJM_ROM | Internal | Winter | B20 | 935 | 8000 | 0 | 44.82 | 44.8 | 0.01 | 0
2030 | PJM_ROR_2_MISO_IN | PJM_ROR | MISO_IN | Internal | Shoulder | B11 | 25 | 909 | 0 | 72.28 | 70.31 | 2 | 0
2030 | PJM_ROR_2_MISO_IN | PJM_ROR | MISO_IN | Internal | Shoulder | B12 | 200 | 909 | 0 | 63.69 | 61.68 | 2 | 0
2030 | PJM_ROR_2_MISO_IN | PJM_ROR | MISO_IN | Internal | Shoulder | B13 | 600 | 909 | 0 | 60.73 | 58.66 | 2 | 0
2030 | PJM_ROR_2_MISO_IN | PJM_ROR | MISO_IN | Internal | Shoulder | B14 | 900 | 909 | 0 | 59.66 | 55.86 | 2 | 0
2030 | PJM_ROR_2_MISO_IN | PJM_ROR | MISO_IN | Internal | Shoulder | B15 | 1203 | 909 | 0 | 42.97 | 42.3 | 2 | 0
2030 | PJM_ROR_2_MISO_IN | PJM_ROR | MISO_IN | Internal | Summer | B1 | 10 | 909 | 0 | 111.04 | 110.81 | 2 | 0
2030 | PJM_ROR_2_MISO_IN | PJM_ROR | MISO_IN | Internal | Summer | B2 | 25 | 909 | 0 | 111.04 | 109.91 | 2 | 0
2030 | PJM_ROR_2_MISO_IN | PJM_ROR | MISO_IN | Internal | Summer | B3 | 75 | 909 | 0 | 109.26 | 107.28 | 2 | 0
2030 | PJM_ROR_2_MISO_IN | PJM_ROR | MISO_IN | Internal | Summer | B4 | 100 | 909 | 0 | 101.29 | 99.31 | 2 | 0
2030 | PJM_ROR_2_MISO_IN | PJM_ROR | MISO_IN | Internal | Summer | B5 | 200 | 909 | 0 | 76.98 | 75 | 2 | 0
2030 | PJM_ROR_2_MISO_IN | PJM_ROR | MISO_IN | Internal | Summer | B6 | 300 | 909 | 0 | 70.52 | 68.54 | 2 | 0
2030 | PJM_ROR_2_MISO_IN | PJM_ROR | MISO_IN | Internal | Summer | B7 | 400 | 909 | 0 | 66.71 | 64.72 | 2 | 0
2030 | PJM_ROR_2_MISO_IN | PJM_ROR | MISO_IN | Internal | Summer | B8 | 500 | 909 | 0 | 57.21 | 55.22 | 2 | 0
2030 | PJM_ROR_2_MISO_IN | PJM_ROR | MISO_IN | Internal | Summer | B9 | 800 | 909 | 0 | 48.64 | 46.67 | 2 | 0
2030 | PJM_ROR_2_MISO_IN | PJM_ROR | MISO_IN | Internal | Summer | B10 | 1262 | 909 | 0 | 41.84 | 41.59 | 2 | 0
2030 | PJM_ROR_2_MISO_IN | PJM_ROR | MISO_IN | Internal | Winter | B16 | 25 | 909 | 0 | 74.84 | 76.08 | 2 | 0
2030 | PJM_ROR_2_MISO_IN | PJM_ROR | MISO_IN | Internal | Winter | B17 | 100 | 909 | 0 | 70.89 | 68.89 | 2 | 0
2030 | PJM_ROR_2_MISO_IN | PJM_ROR | MISO_IN | Internal | Winter | B18 | 400 | 909 | 0 | 64.83 | 59.11 | 2 | 0
2030 | PJM_ROR_2_MISO_IN | PJM_ROR | MISO_IN | Internal | Winter | B19 | 700 | 909 | 0 | 57.4 | 55.38 | 2 | 0
2030 | PJM_ROR_2_MISO_IN | PJM_ROR | MISO_IN | Internal | Winter | B20 | 935 | 909 | 0 | 43.09 | 42.55 | 2 | 0
2030 | PJM_ROR_2_MISO_MI | PJM_ROR | MISO_MI | Internal | Shoulder | B11 | 25 | 1305 | 0 | 72.28 | 70.29 | 2 | 0
2030 | PJM_ROR_2_MISO_MI | PJM_ROR | MISO_MI | Internal | Shoulder | B12 | 200 | 1305 | 0 | 63.69 | 61.69 | 2 | 0
2030 | PJM_ROR_2_MISO_MI | PJM_ROR | MISO_MI | Internal | Shoulder | B13 | 600 | 1305 | 0 | 60.73 | 58.68 | 2 | 0
2030 | PJM_ROR_2_MISO_MI | PJM_ROR | MISO_MI | Internal | Shoulder | B14 | 900 | 1305 | 0 | 59.66 | 55.87 | 2 | 0
2030 | PJM_ROR_2_MISO_MI | PJM_ROR | MISO_MI | Internal | Shoulder | B15 | 1203 | 1305 | 0 | 42.97 | 42.32 | 2 | 0
2030 | PJM_ROR_2_MISO_MI | PJM_ROR | MISO_MI | Internal | Summer | B1 | 10 | 1305 | 0 | 111.04 | 110.82 | 2 | 0
2030 | PJM_ROR_2_MISO_MI | PJM_ROR | MISO_MI | Internal | Summer | B2 | 25 | 1305 | 0 | 111.04 | 109.93 | 2 | 0
2030 | PJM_ROR_2_MISO_MI | PJM_ROR | MISO_MI | Internal | Summer | B3 | 75 | 1305 | 0 | 109.26 | 107.29 | 2 | 0
2030 | PJM_ROR_2_MISO_MI | PJM_ROR | MISO_MI | Internal | Summer | B4 | 100 | 1305 | 0 | 101.29 | 99.3 | 2 | 0
2030 | PJM_ROR_2_MISO_MI | PJM_ROR | MISO_MI | Internal | Summer | B5 | 200 | 1305 | 0 | 76.98 | 74.99 | 2 | 0
2030 | PJM_ROR_2_MISO_MI | PJM_ROR | MISO_MI | Internal | Summer | B6 | 300 | 1305 | 0 | 70.52 | 68.53 | 2 | 0
2030 | PJM_ROR_2_MISO_MI | PJM_ROR | MISO_MI | Internal | Summer | B7 | 400 | 1305 | 0 | 66.71 | 64.74 | 2 | 0
2030 | PJM_ROR_2_MISO_MI | PJM_ROR | MISO_MI | Internal | Summer | B8 | 500 | 1305 | 0 | 57.21 | 55.23 | 2 | 0
2030 | PJM_ROR_2_MISO_MI | PJM_ROR | MISO_MI | Internal | Summer | B9 | 800 | 1305 | 0 | 48.64 | 46.68 | 2 | 0
2030 | PJM_ROR_2_MISO_MI | PJM_ROR | MISO_MI | Internal | Summer | B10 | 1262 | 1305 | 0 | 41.84 | 43.51 | 2 | 0
2030 | PJM_ROR_2_MISO_MI | PJM_ROR | MISO_MI | Internal | Winter | B16 | 25 | 1305 | 0 | 74.84 | 76.07 | 2 | 0
2030 | PJM_ROR_2_MISO_MI | PJM_ROR | MISO_MI | Internal | Winter | B17 | 100 | 1305 | 0 | 70.89 | 68.9 | 2 | 0
2030 | PJM_ROR_2_MISO_MI | PJM_ROR | MISO_MI | Internal | Winter | B18 | 400 | 1305 | 0 | 64.83 | 59.13 | 2 | 0
2030 | PJM_ROR_2_MISO_MI | PJM_ROR | MISO_MI | Internal | Winter | B19 | 700 | 1305 | 0 | 57.4 | 55.4 | 2 | 0
2030 | PJM_ROR_2_MISO_MI | PJM_ROR | MISO_MI | Internal | Winter | B20 | 935 | 1305 | 0 | 43.09 | 42.56 | 2 | 0
2030 | PJM_ROR_2_MISO_MO-IL | PJM_ROR | MISO_MO-IL | Internal | Shoulder | B11 | 25 | 1111 | 0 | 72.28 | 70.29 | 2 | 0
2030 | PJM_ROR_2_MISO_MO-IL | PJM_ROR | MISO_MO-IL | Internal | Shoulder | B12 | 200 | 1111 | 0 | 63.69 | 56.99 | 2 | 0
2030 | PJM_ROR_2_MISO_MO-IL | PJM_ROR | MISO_MO-IL | Internal | Shoulder | B13 | 600 | 1111 | 0 | 60.73 | 49.24 | 2 | 0
2030 | PJM_ROR_2_MISO_MO-IL | PJM_ROR | MISO_MO-IL | Internal | Shoulder | B14 | 900 | 1111 | 0 | 59.66 | 46.92 | 2 | 0
2030 | PJM_ROR_2_MISO_MO-IL | PJM_ROR | MISO_MO-IL | Internal | Shoulder | B15 | 1203 | 1111 | 0 | 42.97 | 40.9 | 2 | 0
2030 | PJM_ROR_2_MISO_MO-IL | PJM_ROR | MISO_MO-IL | Internal | Summer | B1 | 10 | 1111 | 0 | 111.04 | 109.05 | 2 | 0
2030 | PJM_ROR_2_MISO_MO-IL | PJM_ROR | MISO_MO-IL | Internal | Summer | B2 | 25 | 1111 | 0 | 111.04 | 109.04 | 2 | 0
2030 | PJM_ROR_2_MISO_MO-IL | PJM_ROR | MISO_MO-IL | Internal | Summer | B3 | 75 | 1111 | 0 | 109.26 | 107.27 | 2 | 0
2030 | PJM_ROR_2_MISO_MO-IL | PJM_ROR | MISO_MO-IL | Internal | Summer | B4 | 100 | 1111 | 0 | 101.29 | 99.3 | 2 | 0
2030 | PJM_ROR_2_MISO_MO-IL | PJM_ROR | MISO_MO-IL | Internal | Summer | B5 | 200 | 1111 | 0 | 76.98 | 74.99 | 2 | 0
2030 | PJM_ROR_2_MISO_MO-IL | PJM_ROR | MISO_MO-IL | Internal | Summer | B6 | 300 | 1111 | 0 | 70.52 | 68.53 | 2 | 0
2030 | PJM_ROR_2_MISO_MO-IL | PJM_ROR | MISO_MO-IL | Internal | Summer | B7 | 400 | 1111 | 0 | 66.71 | 64.71 | 2 | 0
2030 | PJM_ROR_2_MISO_MO-IL | PJM_ROR | MISO_MO-IL | Internal | Summer | B8 | 500 | 1111 | 0 | 57.21 | 55.21 | 2 | 0
2030 | PJM_ROR_2_MISO_MO-IL | PJM_ROR | MISO_MO-IL | Internal | Summer | B9 | 800 | 1111 | 0 | 48.64 | 46.66 | 2 | 0
2030 | PJM_ROR_2_MISO_MO-IL | PJM_ROR | MISO_MO-IL | Internal | Summer | B10 | 1262 | 1111 | 0 | 41.84 | 39.84 | 2 | 0
2030 | PJM_ROR_2_MISO_MO-IL | PJM_ROR | MISO_MO-IL | Internal | Winter | B16 | 25 | 1111 | 0 | 74.84 | 68.14 | 2 | 0
2030 | PJM_ROR_2_MISO_MO-IL | PJM_ROR | MISO_MO-IL | Internal | Winter | B17 | 100 | 1111 | 0 | 70.89 | 59.89 | 2 | 0
2030 | PJM_ROR_2_MISO_MO-IL | PJM_ROR | MISO_MO-IL | Internal | Winter | B18 | 400 | 1111 | 0 | 64.83 | 49.97 | 2 | 0
2030 | PJM_ROR_2_MISO_MO-IL | PJM_ROR | MISO_MO-IL | Internal | Winter | B19 | 700 | 1111 | 0 | 57.4 | 46.93 | 2 | 0
2030 | PJM_ROR_2_MISO_MO-IL | PJM_ROR | MISO_MO-IL | Internal | Winter | B20 | 935 | 1111 | 0 | 43.09 | 41.09 | 2 | 0
2030 | PJM_ROR_2_MISO_W | PJM_ROR | MISO_W | Internal | Shoulder | B11 | 25 | 10071 | 0 | 72.28 | 70.28 | 2 | 0
2030 | PJM_ROR_2_MISO_W | PJM_ROR | MISO_W | Internal | Shoulder | B12 | 200 | 10071 | 0 | 63.69 | 56.97 | 2 | 0
2030 | PJM_ROR_2_MISO_W | PJM_ROR | MISO_W | Internal | Shoulder | B13 | 600 | 10071 | 0 | 60.73 | 49.23 | 2 | 0
2030 | PJM_ROR_2_MISO_W | PJM_ROR | MISO_W | Internal | Shoulder | B14 | 900 | 10071 | 0 | 59.66 | 40.16 | 2 | 0
2030 | PJM_ROR_2_MISO_W | PJM_ROR | MISO_W | Internal | Shoulder | B15 | 1203 | 10071 | 0 | 42.97 | 38.24 | 2 | 0
2030 | PJM_ROR_2_MISO_W | PJM_ROR | MISO_W | Internal | Summer | B1 | 10 | 10071 | 0 | 111.04 | 109.04 | 2 | 0
2030 | PJM_ROR_2_MISO_W | PJM_ROR | MISO_W | Internal | Summer | B2 | 25 | 10071 | 0 | 111.04 | 107.27 | 2 | 0
2030 | PJM_ROR_2_MISO_W | PJM_ROR | MISO_W | Internal | Summer | B3 | 75 | 10071 | 0 | 109.26 | 107.26 | 2 | 0
2030 | PJM_ROR_2_MISO_W | PJM_ROR | MISO_W | Internal | Summer | B4 | 100 | 10071 | 0 | 101.29 | 99.29 | 2 | 0
2030 | PJM_ROR_2_MISO_W | PJM_ROR | MISO_W | Internal | Summer | B5 | 200 | 10071 | 0 | 76.98 | 74.98 | 2 | 0
2030 | PJM_ROR_2_MISO_W | PJM_ROR | MISO_W | Internal | Summer | B6 | 300 | 10071 | 0 | 70.52 | 68.52 | 2 | 0
2030 | PJM_ROR_2_MISO_W | PJM_ROR | MISO_W | Internal | Summer | B7 | 400 | 10071 | 0 | 66.71 | 64.71 | 2 | 0
2030 | PJM_ROR_2_MISO_W | PJM_ROR | MISO_W | Internal | Summer | B8 | 500 | 10071 | 0 | 57.21 | 55.2 | 2 | 0
2030 | PJM_ROR_2_MISO_W | PJM_ROR | MISO_W | Internal | Summer | B9 | 800 | 10071 | 0 | 48.64 | 46.64 | 2 | 0
2030 | PJM_ROR_2_MISO_W | PJM_ROR | MISO_W | Internal | Summer | B10 | 1262 | 10071 | 0 | 41.84 | 39.83 | 2 | 0
2030 | PJM_ROR_2_MISO_W | PJM_ROR | MISO_W | Internal | Winter | B16 | 25 | 10071 | 0 | 74.84 | 42.48 | 2 | 0
2030 | PJM_ROR_2_MISO_W | PJM_ROR | MISO_W | Internal | Winter | B17 | 100 | 10071 | 0 | 70.89 | 42.51 | 2 | 0
2030 | PJM_ROR_2_MISO_W | PJM_ROR | MISO_W | Internal | Winter | B18 | 400 | 10071 | 0 | 64.83 | 47.1 | 2 | 0
2030 | PJM_ROR_2_MISO_W | PJM_ROR | MISO_W | Internal | Winter | B19 | 700 | 10071 | 0 | 57.4 | 45.97 | 2 | 0
2030 | PJM_ROR_2_MISO_W | PJM_ROR | MISO_W | Internal | Winter | B20 | 935 | 10071 | 0 | 43.09 | 38.24 | 2 | 0
2030 | PJM_ROR_2_MISO_WUMS | PJM_ROR | MISO_WUMS | Internal | Shoulder | B11 | 25 | 1467 | 0 | 72.28 | 70.28 | 2 | 0
2030 | PJM_ROR_2_MISO_WUMS | PJM_ROR | MISO_WUMS | Internal | Shoulder | B12 | 200 | 1467 | 0 | 63.69 | 56.99 | 2 | 0
2030 | PJM_ROR_2_MISO_WUMS | PJM_ROR | MISO_WUMS | Internal | Shoulder | B13 | 600 | 1467 | 0 | 60.73 | 51.35 | 2 | 0
2030 | PJM_ROR_2_MISO_WUMS | PJM_ROR | MISO_WUMS | Internal | Shoulder | B14 | 900 | 1467 | 0 | 59.66 | 50 | 2 | 0
2030 | PJM_ROR_2_MISO_WUMS | PJM_ROR | MISO_WUMS | Internal | Shoulder | B15 | 1203 | 1467 | 0 | 42.97 | 40.97 | 2 | 0
2030 | PJM_ROR_2_MISO_WUMS | PJM_ROR | MISO_WUMS | Internal | Summer | B1 | 10 | 1467 | 0 | 111.04 | 107.26 | 2 | 0
2030 | PJM_ROR_2_MISO_WUMS | PJM_ROR | MISO_WUMS | Internal | Summer | B2 | 25 | 1467 | 0 | 111.04 | 107.26 | 2 | 0
2030 | PJM_ROR_2_MISO_WUMS | PJM_ROR | MISO_WUMS | Internal | Summer | B3 | 75 | 1467 | 0 | 109.26 | 107.26 | 2 | 0
2030 | PJM_ROR_2_MISO_WUMS | PJM_ROR | MISO_WUMS | Internal | Summer | B4 | 100 | 1467 | 0 | 101.29 | 99.3 | 2 | 0
2030 | PJM_ROR_2_MISO_WUMS | PJM_ROR | MISO_WUMS | Internal | Summer | B5 | 200 | 1467 | 0 | 76.98 | 74.98 | 2 | 0
2030 | PJM_ROR_2_MISO_WUMS | PJM_ROR | MISO_WUMS | Internal | Summer | B6 | 300 | 1467 | 0 | 70.52 | 68.52 | 2 | 0
2030 | PJM_ROR_2_MISO_WUMS | PJM_ROR | MISO_WUMS | Internal | Summer | B7 | 400 | 1467 | 0 | 66.71 | 64.72 | 2 | 0
2030 | PJM_ROR_2_MISO_WUMS | PJM_ROR | MISO_WUMS | Internal | Summer | B8 | 500 | 1467 | 0 | 57.21 | 55.21 | 2 | 0
2030 | PJM_ROR_2_MISO_WUMS | PJM_ROR | MISO_WUMS | Internal | Summer | B9 | 800 | 1467 | 0 | 48.64 | 46.66 | 2 | 0
2030 | PJM_ROR_2_MISO_WUMS | PJM_ROR | MISO_WUMS | Internal | Summer | B10 | 1262 | 1467 | 0 | 41.84 | 39.84 | 2 | 0
2030 | PJM_ROR_2_MISO_WUMS | PJM_ROR | MISO_WUMS | Internal | Winter | B16 | 25 | 1467 | 0 | 74.84 | 71.78 | 2 | 0
2030 | PJM_ROR_2_MISO_WUMS | PJM_ROR | MISO_WUMS | Internal | Winter | B17 | 100 | 1467 | 0 | 70.89 | 58.05 | 2 | 0
2030 | PJM_ROR_2_MISO_WUMS | PJM_ROR | MISO_WUMS | Internal | Winter | B18 | 400 | 1467 | 0 | 64.83 | 51.35 | 2 | 0
2030 | PJM_ROR_2_MISO_WUMS | PJM_ROR | MISO_WUMS | Internal | Winter | B19 | 700 | 1467 | 0 | 57.4 | 50.62 | 2 | 0
2030 | PJM_ROR_2_MISO_WUMS | PJM_ROR | MISO_WUMS | Internal | Winter | B20 | 935 | 1467 | 0 | 43.09 | 41.09 | 2 | 0
2030 | PJM_ROR_2_PJM_ROM | PJM_ROR | PJM_ROM | Internal | Shoulder | B11 | 25 | 8000 | 0 | 72.28 | 72.27 | 0.01 | 0
2030 | PJM_ROR_2_PJM_ROM | PJM_ROR | PJM_ROM | Internal | Shoulder | B12 | 200 | 8000 | 6300.09 | 63.69 | 63.7 | 0.01 | 0
2030 | PJM_ROR_2_PJM_ROM | PJM_ROR | PJM_ROM | Internal | Shoulder | B13 | 600 | 8000 | 8000 | 60.73 | 62.12 | 0.01 | 1.37
2030 | PJM_ROR_2_PJM_ROM | PJM_ROR | PJM_ROM | Internal | Shoulder | B14 | 900 | 8000 | 8000 | 59.66 | 61.03 | 0.01 | 1.36
2030 | PJM_ROR_2_PJM_ROM | PJM_ROR | PJM_ROM | Internal | Shoulder | B15 | 1203 | 8000 | 8000 | 42.97 | 44.8 | 0.01 | 1.83
2030 | PJM_ROR_2_PJM_ROM | PJM_ROR | PJM_ROM | Internal | Summer | B1 | 10 | 8000 | 7795.37 | 111.04 | 111.05 | 0.01 | 0
2030 | PJM_ROR_2_PJM_ROM | PJM_ROR | PJM_ROM | Internal | Summer | B2 | 25 | 8000 | 6084.78 | 111.04 | 111.05 | 0.01 | 0
2030 | PJM_ROR_2_PJM_ROM | PJM_ROR | PJM_ROM | Internal | Summer | B3 | 75 | 8000 | 0 | 109.26 | 109.24 | 0.01 | 0
2030 | PJM_ROR_2_PJM_ROM | PJM_ROR | PJM_ROM | Internal | Summer | B4 | 100 | 8000 | 0 | 101.29 | 101.28 | 0.01 | 0
2030 | PJM_ROR_2_PJM_ROM | PJM_ROR | PJM_ROM | Internal | Summer | B5 | 200 | 8000 | 0 | 76.98 | 76.96 | 0.01 | 0
2030 | PJM_ROR_2_PJM_ROM | PJM_ROR | PJM_ROM | Internal | Summer | B6 | 300 | 8000 | 988.83 | 70.52 | 70.53 | 0.01 | 0
2030 | PJM_ROR_2_PJM_ROM | PJM_ROR | PJM_ROM | Internal | Summer | B7 | 400 | 8000 | 3524.33 | 66.71 | 66.72 | 0.01 | 0
2030 | PJM_ROR_2_PJM_ROM | PJM_ROR | PJM_ROM | Internal | Summer | B8 | 500 | 8000 | 8000 | 57.21 | 60.93 | 0.01 | 3.71
2030 | PJM_ROR_2_PJM_ROM | PJM_ROR | PJM_ROM | Internal | Summer | B9 | 800 | 8000 | 7434.54 | 48.64 | 48.66 | 0.01 | 0
2030 | PJM_ROR_2_PJM_ROM | PJM_ROR | PJM_ROM | Internal | Summer | B10 | 1262 | 8000 | 8000 | 41.84 | 44.53 | 0.01 | 2.67
2030 | PJM_ROR_2_PJM_ROM | PJM_ROR | PJM_ROM | Internal | Winter | B16 | 25 | 8000 | 4871.2 | 74.84 | 74.85 | 0.01 | 0
2030 | PJM_ROR_2_PJM_ROM | PJM_ROR | PJM_ROM | Internal | Winter | B17 | 100 | 8000 | 4132.62 | 70.89 | 70.9 | 0.01 | 0
2030 | PJM_ROR_2_PJM_ROM | PJM_ROR | PJM_ROM | Internal | Winter | B18 | 400 | 8000 | 7975.17 | 64.83 | 64.84 | 0.01 | 0
2030 | PJM_ROR_2_PJM_ROM | PJM_ROR | PJM_ROM | Internal | Winter | B19 | 700 | 8000 | 8000 | 57.4 | 59.6 | 0.01 | 2.19
2030 | PJM_ROR_2_PJM_ROM | PJM_ROR | PJM_ROM | Internal | Winter | B20 | 935 | 8000 | 8000 | 43.09 | 44.8 | 0.01 | 1.71
2030 | PJM_ROR_2_TVA_Transmission | PJM_ROR | TVA_Transmission | Internal | Shoulder | B11 | 25 | 2500 | 0 | 72.28 | 76.06 | 6 | 0
2030 | PJM_ROR_2_TVA_Transmission | PJM_ROR | TVA_Transmission | Internal | Shoulder | B12 | 200 | 2500 | 0 | 63.69 | 64.99 | 6 | 0
2030 | PJM_ROR_2_TVA_Transmission | PJM_ROR | TVA_Transmission | Internal | Shoulder | B13 | 600 | 2500 | 0 | 60.73 | 57.24 | 6 | 0
2030 | PJM_ROR_2_TVA_Transmission | PJM_ROR | TVA_Transmission | Internal | Shoulder | B14 | 900 | 2500 | 0 | 59.66 | 55.06 | 6 | 0
2030 | PJM_ROR_2_TVA_Transmission | PJM_ROR | TVA_Transmission | Internal | Shoulder | B15 | 1203 | 2500 | 0 | 42.97 | 48.9 | 6 | 0
2030 | PJM_ROR_2_TVA_Transmission | PJM_ROR | TVA_Transmission | Internal | Summer | B1 | 10 | 2500 | 2354.66 | 111.04 | 117.04 | 6 | 0
2030 | PJM_ROR_2_TVA_Transmission | PJM_ROR | TVA_Transmission | Internal | Summer | B2 | 25 | 2500 | 119.36 | 111.04 | 117.04 | 6 | 0
2030 | PJM_ROR_2_TVA_Transmission | PJM_ROR | TVA_Transmission | Internal | Summer | B3 | 75 | 2500 | 0 | 109.26 | 114.52 | 6 | 0
2030 | PJM_ROR_2_TVA_Transmission | PJM_ROR | TVA_Transmission | Internal | Summer | B4 | 100 | 2500 | 2500 | 101.29 | 107.3 | 6 | 0.01
2030 | PJM_ROR_2_TVA_Transmission | PJM_ROR | TVA_Transmission | Internal | Summer | B5 | 200 | 2500 | 1536.96 | 76.98 | 82.98 | 6 | 0
2030 | PJM_ROR_2_TVA_Transmission | PJM_ROR | TVA_Transmission | Internal | Summer | B6 | 300 | 2500 | 0 | 70.52 | 73.77 | 6 | 0
2030 | PJM_ROR_2_TVA_Transmission | PJM_ROR | TVA_Transmission | Internal | Summer | B7 | 400 | 2500 | 0 | 66.71 | 65.79 | 6 | 0
2030 | PJM_ROR_2_TVA_Transmission | PJM_ROR | TVA_Transmission | Internal | Summer | B8 | 500 | 2500 | 172.67 | 57.21 | 63.21 | 6 | 0
2030 | PJM_ROR_2_TVA_Transmission | PJM_ROR | TVA_Transmission | Internal | Summer | B9 | 800 | 2500 | 2295.8 | 48.64 | 54.64 | 6 | 0
2030 | PJM_ROR_2_TVA_Transmission | PJM_ROR | TVA_Transmission | Internal | Summer | B10 | 1262 | 2500 | 2230.13 | 41.84 | 47.84 | 6 | 0
2030 | PJM_ROR_2_TVA_Transmission | PJM_ROR | TVA_Transmission | Internal | Winter | B16 | 25 | 2500 | 0 | 74.84 | 76.14 | 6 | 0
2030 | PJM_ROR_2_TVA_Transmission | PJM_ROR | TVA_Transmission | Internal | Winter | B17 | 100 | 2500 | 0 | 70.89 | 67.89 | 6 | 0
2030 | PJM_ROR_2_TVA_Transmission | PJM_ROR | TVA_Transmission | Internal | Winter | B18 | 400 | 2500 | 0 | 64.83 | 57.97 | 6 | 0
2030 | PJM_ROR_2_TVA_Transmission | PJM_ROR | TVA_Transmission | Internal | Winter | B19 | 700 | 2500 | 0 | 57.4 | 54.93 | 6 | 0
2030 | PJM_ROR_2_TVA_Transmission | PJM_ROR | TVA_Transmission | Internal | Winter | B20 | 935 | 2500 | 324.29 | 43.09 | 49.09 | 6 | 0
2030 | PJM_ROR_2_VACAR | PJM_ROR | VACAR | Internal | Shoulder | B11 | 25 | 3865 | 2741.72 | 72.28 | 78.28 | 6 | 0
2030 | PJM_ROR_2_VACAR | PJM_ROR | VACAR | Internal | Shoulder | B12 | 200 | 3865 | 3865 | 63.69 | 73.99 | 6 | 4.29
2030 | PJM_ROR_2_VACAR | PJM_ROR | VACAR | Internal | Shoulder | B13 | 600 | 3865 | 3865 | 60.73 | 70.18 | 6 | 3.44
2030 | PJM_ROR_2_VACAR | PJM_ROR | VACAR | Internal | Shoulder | B14 | 900 | 3865 | 3865 | 59.66 | 65.85 | 6 | 0.18
2030 | PJM_ROR_2_VACAR | PJM_ROR | VACAR | Internal | Shoulder | B15 | 1203 | 3865 | 3865 | 42.97 | 53.71 | 6 | 4.74
2030 | PJM_ROR_2_VACAR | PJM_ROR | VACAR | Internal | Summer | B1 | 10 | 3865 | 3865 | 111.04 | 122.26 | 6 | 5.22
2030 | PJM_ROR_2_VACAR | PJM_ROR | VACAR | Internal | Summer | B2 | 25 | 3865 | 3865 | 111.04 | 122.26 | 6 | 5.22
2030 | PJM_ROR_2_VACAR | PJM_ROR | VACAR | Internal | Summer | B3 | 75 | 3865 | 3865 | 109.26 | 122.26 | 6 | 7.01
2030 | PJM_ROR_2_VACAR | PJM_ROR | VACAR | Internal | Summer | B4 | 100 | 3865 | 3865 | 101.29 | 118.77 | 6 | 11.48
2030 | PJM_ROR_2_VACAR | PJM_ROR | VACAR | Internal | Summer | B5 | 200 | 3865 | 3865 | 76.98 | 101.98 | 6 | 19
2030 | PJM_ROR_2_VACAR | PJM_ROR | VACAR | Internal | Summer | B6 | 300 | 3865 | 3455.72 | 70.52 | 76.52 | 6 | 0
2030 | PJM_ROR_2_VACAR | PJM_ROR | VACAR | Internal | Summer | B7 | 400 | 3865 | 3865 | 66.71 | 74.79 | 6 | 2.08
2030 | PJM_ROR_2_VACAR | PJM_ROR | VACAR | Internal | Summer | B8 | 500 | 3865 | 3865 | 57.21 | 68.14 | 6 | 4.93
2030 | PJM_ROR_2_VACAR | PJM_ROR | VACAR | Internal | Summer | B9 | 800 | 3865 | 3865 | 48.64 | 58.84 | 6 | 4.2
2030 | PJM_ROR_2_VACAR | PJM_ROR | VACAR | Internal | Summer | B10 | 1262 | 3865 | 3865 | 41.84 | 52.1 | 6 | 4.25
2030 | PJM_ROR_2_VACAR | PJM_ROR | VACAR | Internal | Winter | B16 | 25 | 3865 | 3865 | 74.84 | 94.79 | 6 | 13.95
2030 | PJM_ROR_2_VACAR | PJM_ROR | VACAR | Internal | Winter | B17 | 100 | 3865 | 3865 | 70.89 | 76.9 | 6 | 0.01
2030 | PJM_ROR_2_VACAR | PJM_ROR | VACAR | Internal | Winter | B18 | 400 | 3865 | 3865 | 64.83 | 74.15 | 6 | 3.32
2030 | PJM_ROR_2_VACAR | PJM_ROR | VACAR | Internal | Winter | B19 | 700 | 3865 | 3865 | 57.4 | 63.93 | 6 | 0.53
2030 | PJM_ROR_2_VACAR | PJM_ROR | VACAR | Internal | Winter | B20 | 935 | 3865 | 3865 | 43.09 | 53.83 | 6 | 4.74
2030 | PJM_ROM_2_NYISO_A-F | PJM_ROM | NYISO_A-F | Internal | Shoulder | B11 | 25 | 2000 | 0 | 72.27 | 64.27 | 6 | 0
2030 | PJM_ROM_2_NYISO_A-F | PJM_ROM | NYISO_A-F | Internal | Shoulder | B12 | 200 | 2000 | 0 | 63.7 | 61.69 | 6 | 0
2030 | PJM_ROM_2_NYISO_A-F | PJM_ROM | NYISO_A-F | Internal | Shoulder | B13 | 600 | 2000 | 0 | 62.12 | 55.87 | 6 | 0
2030 | PJM_ROM_2_NYISO_A-F | PJM_ROM | NYISO_A-F | Internal | Shoulder | B14 | 900 | 2000 | 0 | 61.03 | 55.87 | 6 | 0
2030 | PJM_ROM_2_NYISO_A-F | PJM_ROM | NYISO_A-F | Internal | Shoulder | B15 | 1203 | 2000 | 2000 | 44.8 | 55.87 | 6 | 5.06
2030 | PJM_ROM_2_NYISO_A-F | PJM_ROM | NYISO_A-F | Internal | Summer | B1 | 10 | 2000 | 0 | 111.05 | 75.25 | 6 | 0
2030 | PJM_ROM_2_NYISO_A-F | PJM_ROM | NYISO_A-F | Internal | Summer | B2 | 25 | 2000 | 0 | 111.05 | 75.25 | 6 | 0
2030 | PJM_ROM_2_NYISO_A-F | PJM_ROM | NYISO_A-F | Internal | Summer | B3 | 75 | 2000 | 0 | 109.24 | 75.25 | 6 | 0
2030 | PJM_ROM_2_NYISO_A-F | PJM_ROM | NYISO_A-F | Internal | Summer | B4 | 100 | 2000 | 0 | 101.28 | 75.2 | 6 | 0
2030 | PJM_ROM_2_NYISO_A-F | PJM_ROM | NYISO_A-F | Internal | Summer | B5 | 200 | 2000 | 0 | 76.96 | 68.96 | 6 | 0
2030 | PJM_ROM_2_NYISO_A-F | PJM_ROM | NYISO_A-F | Internal | Summer | B6 | 300 | 2000 | 0 | 70.53 | 67.1 | 6 | 0
2030 | PJM_ROM_2_NYISO_A-F | PJM_ROM | NYISO_A-F | Internal | Summer | B7 | 400 | 2000 | 0 | 66.72 | 62.13 | 6 | 0
2030 | PJM_ROM_2_NYISO_A-F | PJM_ROM | NYISO_A-F | Internal | Summer | B8 | 500 | 2000 | 0 | 60.93 | 54.66 | 6 | 0
2030 | PJM_ROM_2_NYISO_A-F | PJM_ROM | NYISO_A-F | Internal | Summer | B9 | 800 | 2000 | 27.23 | 48.66 | 54.66 | 6 | 0
2030 | PJM_ROM_2_NYISO_A-F | PJM_ROM | NYISO_A-F | Internal | Summer | B10 | 1262 | 2000 | 2000 | 44.53 | 54.66 | 6 | 4.13
2030 | PJM_ROM_2_NYISO_A-F | PJM_ROM | NYISO_A-F | Internal | Winter | B16 | 25 | 2000 | 0 | 74.85 | 72.43 | 6 | 0
2030 | PJM_ROM_2_NYISO_A-F | PJM_ROM | NYISO_A-F | Internal | Winter | B17 | 100 | 2000 | 0 | 70.9 | 65.66 | 6 | 0
2030 | PJM_ROM_2_NYISO_A-F | PJM_ROM | NYISO_A-F | Internal | Winter | B18 | 400 | 2000 | 0 | 64.84 | 56.84 | 6 | 0
2030 | PJM_ROM_2_NYISO_A-F | PJM_ROM | NYISO_A-F | Internal | Winter | B19 | 700 | 2000 | 0 | 59.6 | 55.4 | 6 | 0
2030 | PJM_ROM_2_NYISO_A-F | PJM_ROM | NYISO_A-F | Internal | Winter | B20 | 935 | 2000 | 2000 | 44.8 | 55.4 | 6 | 4.59
2030 | PJM_ROM_2_PJM_E | PJM_ROM | PJM_E | Internal | Shoulder | B11 | 25 | 8000 | 983.78 | 72.27 | 72.28 | 0.01 | 0
2030 | PJM_ROM_2_PJM_E | PJM_ROM | PJM_E | Internal | Shoulder | B12 | 200 | 8000 | 5564.97 | 63.7 | 63.72 | 0.01 | 0
2030 | PJM_ROM_2_PJM_E | PJM_ROM | PJM_E | Internal | Shoulder | B13 | 600 | 8000 | 7214.62 | 62.12 | 62.13 | 0.01 | 0
2030 | PJM_ROM_2_PJM_E | PJM_ROM | PJM_E | Internal | Shoulder | B14 | 900 | 8000 | 6075.86 | 61.03 | 61.04 | 0.01 | 0
2030 | PJM_ROM_2_PJM_E | PJM_ROM | PJM_E | Internal | Shoulder | B15 | 1203 | 8000 | 5056.38 | 44.8 | 44.82 | 0.01 | 0
2030 | PJM_ROM_2_PJM_E | PJM_ROM | PJM_E | Internal | Summer | B1 | 10 | 8000 | 6645.54 | 111.05 | 111.06 | 0.01 | 0
2030 | PJM_ROM_2_PJM_E | PJM_ROM | PJM_E | Internal | Summer | B2 | 25 | 8000 | 5481.71 | 111.05 | 111.06 | 0.01 | 0
2030 | PJM_ROM_2_PJM_E | PJM_ROM | PJM_E | Internal | Summer | B3 | 75 | 8000 | 1059.29 | 109.24 | 109.26 | 0.01 | 0
2030 | PJM_ROM_2_PJM_E | PJM_ROM | PJM_E | Internal | Summer | B4 | 100 | 8000 | 478.18 | 101.28 | 101.29 | 0.01 | 0
2030 | PJM_ROM_2_PJM_E | PJM_ROM | PJM_E | Internal | Summer | B5 | 200 | 8000 | 2185.6 | 76.96 | 76.98 | 0.01 | 0
2030 | PJM_ROM_2_PJM_E | PJM_ROM | PJM_E | Internal | Summer | B6 | 300 | 8000 | 2944.74 | 70.53 | 70.54 | 0.01 | 0
2030 | PJM_ROM_2_PJM_E | PJM_ROM | PJM_E | Internal | Summer | B7 | 400 | 8000 | 4693.72 | 66.72 | 66.74 | 0.01 | 0
2030 | PJM_ROM_2_PJM_E | PJM_ROM | PJM_E | Internal | Summer | B8 | 500 | 8000 | 7504.93 | 60.93 | 60.94 | 0.01 | 0
2030 | PJM_ROM_2_PJM_E | PJM_ROM | PJM_E | Internal | Summer | B9 | 800 | 8000 | 7193.8 | 48.66 | 48.67 | 0.01 | 0
2030 | PJM_ROM_2_PJM_E | PJM_ROM | PJM_E | Internal | Summer | B10 | 1262 | 8000 | 4961.16 | 44.53 | 44.54 | 0.01 | 0
2030 | PJM_ROM_2_PJM_E | PJM_ROM | PJM_E | Internal | Winter | B16 | 25 | 8000 | 4840.46 | 74.85 | 74.86 | 0.01 | 0
2030 | PJM_ROM_2_PJM_E | PJM_ROM | PJM_E | Internal | Winter | B17 | 100 | 8000 | 3805.07 | 70.9 | 70.91 | 0.01 | 0
2030 | PJM_ROM_2_PJM_E | PJM_ROM | PJM_E | Internal | Winter | B18 | 400 | 8000 | 7324.8 | 64.84 | 64.86 | 0.01 | 0
2030 | PJM_ROM_2_PJM_E | PJM_ROM | PJM_E | Internal | Winter | B19 | 700 | 8000 | 6341.02 | 59.6 | 59.61 | 0.01 | 0
2030 | PJM_ROM_2_PJM_E | PJM_ROM | PJM_E | Internal | Winter | B20 | 935 | 8000 | 5045.9 | 44.8 | 44.82 | 0.01 | 0
2030 | PJM_ROM_2_PJM_ROR | PJM_ROM | PJM_ROR | Internal | Shoulder | B11 | 25 | 8000 | 1044.42 | 72.27 | 72.28 | 0.01 | 0
2030 | PJM_ROM_2_PJM_ROR | PJM_ROM | PJM_ROR | Internal | Shoulder | B12 | 200 | 8000 | 0 | 63.7 | 63.69 | 0.01 | 0
2030 | PJM_ROM_2_PJM_ROR | PJM_ROM | PJM_ROR | Internal | Shoulder | B13 | 600 | 8000 | 0 | 62.12 | 60.73 | 0.01 | 0
2030 | PJM_ROM_2_PJM_ROR | PJM_ROM | PJM_ROR | Internal | Shoulder | B14 | 900 | 8000 | 0 | 61.03 | 59.66 | 0.01 | 0
2030 | PJM_ROM_2_PJM_ROR | PJM_ROM | PJM_ROR | Internal | Shoulder | B15 | 1203 | 8000 | 0 | 44.8 | 42.97 | 0.01 | 0
2030 | PJM_ROM_2_PJM_ROR | PJM_ROM | PJM_ROR | Internal | Summer | B1 | 10 | 8000 | 0 | 111.05 | 111.04 | 0.01 | 0
2030 | PJM_ROM_2_PJM_ROR | PJM_ROM | PJM_ROR | Internal | Summer | B2 | 25 | 8000 | 0 | 111.05 | 111.04 | 0.01 | 0
2030 | PJM_ROM_2_PJM_ROR | PJM_ROM | PJM_ROR | Internal | Summer | B3 | 75 | 8000 | 79.54 | 109.24 | 109.26 | 0.01 | 0
2030 | PJM_ROM_2_PJM_ROR | PJM_ROM | PJM_ROR | Internal | Summer | B4 | 100 | 8000 | 1742.53 | 101.28 | 101.29 | 0.01 | 0
2030 | PJM_ROM_2_PJM_ROR | PJM_ROM | PJM_ROR | Internal | Summer | B5 | 200 | 8000 | 511.69 | 76.96 | 76.98 | 0.01 | 0
2030 | PJM_ROM_2_PJM_ROR | PJM_ROM | PJM_ROR | Internal | Summer | B6 | 300 | 8000 | 0 | 70.53 | 70.52 | 0.01 | 0
2030 | PJM_ROM_2_PJM_ROR | PJM_ROM | PJM_ROR | Internal | Summer | B7 | 400 | 8000 | 0 | 66.72 | 66.71 | 0.01 | 0
2030 | PJM_ROM_2_PJM_ROR | PJM_ROM | PJM_ROR | Internal | Summer | B8 | 500 | 8000 | 0 | 60.93 | 57.21 | 0.01 | 0
2030 | PJM_ROM_2_PJM_ROR | PJM_ROM | PJM_ROR | Internal | Summer | B9 | 800 | 8000 | 0 | 48.66 | 48.64 | 0.01 | 0
2030 | PJM_ROM_2_PJM_ROR | PJM_ROM | PJM_ROR | Internal | Summer | B10 | 1262 | 8000 | 0 | 44.53 | 41.84 | 0.01 | 0
2030 | PJM_ROM_2_PJM_ROR | PJM_ROM | PJM_ROR | Internal | Winter | B16 | 25 | 8000 | 0 | 74.85 | 74.84 | 0.01 | 0
2030 | PJM_ROM_2_PJM_ROR | PJM_ROM | PJM_ROR | Internal | Winter | B17 | 100 | 8000 | 0 | 70.9 | 70.89 | 0.01 | 0
2030 | PJM_ROM_2_PJM_ROR | PJM_ROM | PJM_ROR | Internal | Winter | B18 | 400 | 8000 | 0 | 64.84 | 64.83 | 0.01 | 0
2030 | PJM_ROM_2_PJM_ROR | PJM_ROM | PJM_ROR | Internal | Winter | B19 | 700 | 8000 | 0 | 59.6 | 57.4 | 0.01 | 0
2030 | PJM_ROM_2_PJM_ROR | PJM_ROM | PJM_ROR | Internal | Winter | B20 | 935 | 8000 | 0 | 44.8 | 43.09 | 0.01 | 0
2030 | SOCO_2_FRCC | SOCO | FRCC | Internal | Shoulder | B11 | 25 | 3700 | 3700 | 83.32 | 112.25 | 10 | 18.93
2030 | SOCO_2_FRCC | SOCO | FRCC | Internal | Shoulder | B12 | 200 | 3700 | 0 | 73.72 | 82.41 | 10 | 0
2030 | SOCO_2_FRCC | SOCO | FRCC | Internal | Shoulder | B13 | 600 | 3700 | 3593.21 | 68.96 | 78.96 | 10 | 0
2030 | SOCO_2_FRCC | SOCO | FRCC | Internal | Shoulder | B14 | 900 | 3700 | 3652.38 | 68.96 | 78.96 | 10 | 0
2030 | SOCO_2_FRCC | SOCO | FRCC | Internal | Shoulder | B15 | 1203 | 3700 | 3700 | 60.71 | 78.96 | 10 | 8.25
2030 | SOCO_2_FRCC | SOCO | FRCC | Internal | Summer | B1 | 10 | 3700 | 1498.48 | 119.66 | 129.66 | 10 | 0
2030 | SOCO_2_FRCC | SOCO | FRCC | Internal | Summer | B2 | 25 | 3700 | 0 | 119.66 | 126.88 | 10 | 0
2030 | SOCO_2_FRCC | SOCO | FRCC | Internal | Summer | B3 | 75 | 3700 | 0 | 119.66 | 126.88 | 10 | 0
2030 | SOCO_2_FRCC | SOCO | FRCC | Internal | Summer | B4 | 100 | 3700 | 2646.42 | 116.3 | 126.3 | 10 | 0
2030 | SOCO_2_FRCC | SOCO | FRCC | Internal | Summer | B5 | 200 | 3700 | 3700 | 91.98 | 111.26 | 10 | 9.29
2030 | SOCO_2_FRCC | SOCO | FRCC | Internal | Summer | B6 | 300 | 3700 | 2526.08 | 78.16 | 88.16 | 10 | 0
2030 | SOCO_2_FRCC | SOCO | FRCC | Internal | Summer | B7 | 400 | 3700 | 383.06 | 72.24 | 82.24 | 10 | 0
2030 | SOCO_2_FRCC | SOCO | FRCC | Internal | Summer | B8 | 500 | 3700 | 0 | 72.22 | 81.48 | 10 | 0
2030 | SOCO_2_FRCC | SOCO | FRCC | Internal | Summer | B9 | 800 | 3700 | 3700 | 65.84 | 78.07 | 10 | 2.23
2030 | SOCO_2_FRCC | SOCO | FRCC | Internal | Summer | B10 | 1262 | 3700 | 3700 | 56.84 | 78.07 | 10 | 11.23
2030 | SOCO_2_FRCC | SOCO | FRCC | Internal | Winter | B16 | 25 | 3700 | 3176.04 | 84.79 | 94.79 | 10 | 0
2030 | SOCO_2_FRCC | SOCO | FRCC | Internal | Winter | B17 | 100 | 3700 | 0 | 76.89 | 85.19 | 10 | 0
2030 | SOCO_2_FRCC | SOCO | FRCC | Internal | Winter | B18 | 400 | 3700 | 3700 | 70.01 | 81.62 | 10 | 1.61
2030 | SOCO_2_FRCC | SOCO | FRCC | Internal | Winter | B19 | 700 | 3700 | 3700 | 70.01 | 81.62 | 10 | 1.61
2030 | SOCO_2_FRCC | SOCO | FRCC | Internal | Winter | B20 | 935 | 3700 | 3700 | 59.65 | 75.94 | 10 | 6.29
2030 | SOCO_2_VACAR | SOCO | VACAR | Internal | Shoulder | B11 | 25 | 2000 | 0 | 83.32 | 78.28 | 10 | 0
2030 | SOCO_2_VACAR | SOCO | VACAR | Internal | Shoulder | B12 | 200 | 2000 | 0 | 73.72 | 73.99 | 10 | 0
2030 | SOCO_2_VACAR | SOCO | VACAR | Internal | Shoulder | B13 | 600 | 2000 | 0 | 68.96 | 70.18 | 10 | 0
2030 | SOCO_2_VACAR | SOCO | VACAR | Internal | Shoulder | B14 | 900 | 2000 | 0 | 68.96 | 65.85 | 10 | 0
2030 | SOCO_2_VACAR | SOCO | VACAR | Internal | Shoulder | B15 | 1203 | 2000 | 0 | 60.71 | 53.71 | 10 | 0
2030 | SOCO_2_VACAR | SOCO | VACAR | Internal | Summer | B1 | 10 | 2000 | 0 | 119.66 | 122.26 | 10 | 0
2030 | SOCO_2_VACAR | SOCO | VACAR | Internal | Summer | B2 | 25 | 2000 | 0 | 119.66 | 122.26 | 10 | 0
2030 | SOCO_2_VACAR | SOCO | VACAR | Internal | Summer | B3 | 75 | 2000 | 0 | 119.66 | 122.26 | 10 | 0
2030 | SOCO_2_VACAR | SOCO | VACAR | Internal | Summer | B4 | 100 | 2000 | 0 | 116.3 | 118.77 | 10 | 0
2030 | SOCO_2_VACAR | SOCO | VACAR | Internal | Summer | B5 | 200 | 2000 | 60.28 | 91.98 | 101.98 | 10 | 0
2030 | SOCO_2_VACAR | SOCO | VACAR | Internal | Summer | B6 | 300 | 2000 | 0 | 78.16 | 76.52 | 10 | 0
2030 | SOCO_2_VACAR | SOCO | VACAR | Internal | Summer | B7 | 400 | 2000 | 0 | 72.24 | 74.79 | 10 | 0
2030 | SOCO_2_VACAR | SOCO | VACAR | Internal | Summer | B8 | 500 | 2000 | 0 | 72.22 | 68.14 | 10 | 0
2030 | SOCO_2_VACAR | SOCO | VACAR | Internal | Summer | B9 | 800 | 2000 | 0 | 65.84 | 58.84 | 10 | 0
2030 | SOCO_2_VACAR | SOCO | VACAR | Internal | Summer | B10 | 1262 | 2000 | 0 | 56.84 | 52.1 | 10 | 0
2030 | SOCO_2_VACAR | SOCO | VACAR | Internal | Winter | B16 | 25 | 2000 | 1921.11 | 84.79 | 94.79 | 10 | 0
2030 | SOCO_2_VACAR | SOCO | VACAR | Internal | Winter | B17 | 100 | 2000 | 0 | 76.89 | 76.9 | 10 | 0
2030 | SOCO_2_VACAR | SOCO | VACAR | Internal | Winter | B18 | 400 | 2000 | 0 | 70.01 | 74.15 | 10 | 0
2030 | SOCO_2_VACAR | SOCO | VACAR | Internal | Winter | B19 | 700 | 2000 | 0 | 70.01 | 63.93 | 10 | 0
2030 | SOCO_2_VACAR | SOCO | VACAR | Internal | Winter | B20 | 935 | 2000 | 0 | 59.65 | 53.83 | 10 | 0
2030 | SPP_N_2_ENT | SPP_N | ENT | Internal | Shoulder | B11 | 25 | 9240 | 9240 | 65.29 | 71.71 | 5 | 1.42
2030 | SPP_N_2_ENT | SPP_N | ENT | Internal | Shoulder | B12 | 200 | 9240 | 8717.16 | 51.99 | 56.99 | 5 | 0
2030 | SPP_N_2_ENT | SPP_N | ENT | Internal | Shoulder | B13 | 600 | 9240 | 8966.67 | 44.24 | 49.24 | 5 | 0
2030 | SPP_N_2_ENT | SPP_N | ENT | Internal | Shoulder | B14 | 900 | 9240 | 9240 | 34.88 | 47.04 | 5 | 7.16
2030 | SPP_N_2_ENT | SPP_N | ENT | Internal | Shoulder | B15 | 1203 | 9240 | 9240 | 30.33 | 38.86 | 5 | 3.53
2030 | SPP_N_2_ENT | SPP_N | ENT | Internal | Summer | B1 | 10 | 9240 | 0 | 104.05 | 109.04 | 5 | 0
2030 | SPP_N_2_ENT | SPP_N | ENT | Internal | Summer | B2 | 25 | 9240 | 637.84 | 102.28 | 107.28 | 5 | 0
2030 | SPP_N_2_ENT | SPP_N | ENT | Internal | Summer | B3 | 75 | 9240 | 0 | 102.27 | 106.52 | 5 | 0
2030 | SPP_N_2_ENT | SPP_N | ENT | Internal | Summer | B4 | 100 | 9240 | 2531.09 | 94.3 | 99.3 | 5 | 0
2030 | SPP_N_2_ENT | SPP_N | ENT | Internal | Summer | B5 | 200 | 9240 | 5604.32 | 69.99 | 74.99 | 5 | 0
2030 | SPP_N_2_ENT | SPP_N | ENT | Internal | Summer | B6 | 300 | 9240 | 5956.52 | 67.57 | 72.57 | 5 | 0
2030 | SPP_N_2_ENT | SPP_N | ENT | Internal | Summer | B7 | 400 | 9240 | 9240 | 65.13 | 70.14 | 5 | 0.01
2030 | SPP_N_2_ENT | SPP_N | ENT | Internal | Summer | B8 | 500 | 9240 | 9240 | 55.63 | 60.64 | 5 | 0.01
2030 | SPP_N_2_ENT | SPP_N | ENT | Internal | Summer | B9 | 800 | 9240 | 9240 | 42.65 | 48.17 | 5 | 0.52
2030 | SPP_N_2_ENT | SPP_N | ENT | Internal | Summer | B10 | 1262 | 9240 | 9240 | 34.84 | 39.85 | 5 | 0.01
2030 | SPP_N_2_ENT | SPP_N | ENT | Internal | Winter | B16 | 25 | 9240 | 9240 | 37.48 | 68.14 | 5 | 25.66
2030 | SPP_N_2_ENT | SPP_N | ENT | Internal | Winter | B17 | 100 | 9240 | 9240 | 35.82 | 59.89 | 5 | 19.06
2030 | SPP_N_2_ENT | SPP_N | ENT | Internal | Winter | B18 | 400 | 9240 | 9240 | 42.11 | 49.97 | 5 | 2.85
2030 | SPP_N_2_ENT | SPP_N | ENT | Internal | Winter | B19 | 700 | 9240 | 9240 | 40.97 | 46.93 | 5 | 0.96
2030 | SPP_N_2_ENT | SPP_N | ENT | Internal | Winter | B20 | 935 | 9240 | 9240 | 31.4 | 39.27 | 5 | 2.88
2030 | SPP_N_2_MISO_MO-IL | SPP_N | MISO_MO-IL | Internal | Shoulder | B11 | 25 | 2263 | 155.89 | 65.29 | 70.29 | 5 | 0
2030 | SPP_N_2_MISO_MO-IL | SPP_N | MISO_MO-IL | Internal | Shoulder | B12 | 200 | 2263 | 1597.52 | 51.99 | 56.99 | 5 | 0
2030 | SPP_N_2_MISO_MO-IL | SPP_N | MISO_MO-IL | Internal | Shoulder | B13 | 600 | 2263 | 1968.04 | 44.24 | 49.24 | 5 | 0
2030 | SPP_N_2_MISO_MO-IL | SPP_N | MISO_MO-IL | Internal | Shoulder | B14 | 900 | 2263 | 2263 | 34.88 | 46.92 | 5 | 7.04
2030 | SPP_N_2_MISO_MO-IL | SPP_N | MISO_MO-IL | Internal | Shoulder | B15 | 1203 | 2263 | 2263 | 30.33 | 40.9 | 5 | 5.56
2030 | SPP_N_2_MISO_MO-IL | SPP_N | MISO_MO-IL | Internal | Summer | B1 | 10 | 2263 | 2260.65 | 104.05 | 109.05 | 5 | 0
2030 | SPP_N_2_MISO_MO-IL | SPP_N | MISO_MO-IL | Internal | Summer | B2 | 25 | 2263 | 2263 | 102.28 | 109.04 | 5 | 1.76
2030 | SPP_N_2_MISO_MO-IL | SPP_N | MISO_MO-IL | Internal | Summer | B3 | 75 | 2263 | 1450.65 | 102.27 | 107.27 | 5 | 0
2030 | SPP_N_2_MISO_MO-IL | SPP_N | MISO_MO-IL | Internal | Summer | B4 | 100 | 2263 | 1010.9 | 94.3 | 99.3 | 5 | 0
2030 | SPP_N_2_MISO_MO-IL | SPP_N | MISO_MO-IL | Internal | Summer | B5 | 200 | 2263 | 724.95 | 69.99 | 74.99 | 5 | 0
2030 | SPP_N_2_MISO_MO-IL | SPP_N | MISO_MO-IL | Internal | Summer | B6 | 300 | 2263 | 0 | 67.57 | 68.53 | 5 | 0
2030 | SPP_N_2_MISO_MO-IL | SPP_N | MISO_MO-IL | Internal | Summer | B7 | 400 | 2263 | 0 | 65.13 | 64.71 | 5 | 0
2030 | SPP_N_2_MISO_MO-IL | SPP_N | MISO_MO-IL | Internal | Summer | B8 | 500 | 2263 | 0 | 55.63 | 55.21 | 5 | 0
2030 | SPP_N_2_MISO_MO-IL | SPP_N | MISO_MO-IL | Internal | Summer | B9 | 800 | 2263 | 0 | 42.65 | 46.66 | 5 | 0
2030 | SPP_N_2_MISO_MO-IL | SPP_N | MISO_MO-IL | Internal | Summer | B10 | 1262 | 2263 | 1339.87 | 34.84 | 39.84 | 5 | 0
2030 | SPP_N_2_MISO_MO-IL | SPP_N | MISO_MO-IL | Internal | Winter | B16 | 25 | 2263 | 2263 | 37.48 | 68.14 | 5 | 25.66
2030 | SPP_N_2_MISO_MO-IL | SPP_N | MISO_MO-IL | Internal | Winter | B17 | 100 | 2263 | 2263 | 35.82 | 59.89 | 5 | 19.06
2030 | SPP_N_2_MISO_MO-IL | SPP_N | MISO_MO-IL | Internal | Winter | B18 | 400 | 2263 | 2263 | 42.11 | 49.97 | 5 | 2.85
2030 | SPP_N_2_MISO_MO-IL | SPP_N | MISO_MO-IL | Internal | Winter | B19 | 700 | 2263 | 2263 | 40.97 | 46.93 | 5 | 0.96
2030 | SPP_N_2_MISO_MO-IL | SPP_N | MISO_MO-IL | Internal | Winter | B20 | 935 | 2263 | 2263 | 31.4 | 41.09 | 5 | 4.69
2030 | SPP_N_2_MISO_W | SPP_N | MISO_W | Internal | Shoulder | B11 | 25 | 750 | 0 | 65.29 | 70.28 | 5 | 0
2030 | SPP_N_2_MISO_W | SPP_N | MISO_W | Internal | Shoulder | B12 | 200 | 750 | 0 | 51.99 | 56.97 | 5 | 0
2030 | SPP_N_2_MISO_W | SPP_N | MISO_W | Internal | Shoulder | B13 | 600 | 750 | 0 | 44.24 | 49.23 | 5 | 0
2030 | SPP_N_2_MISO_W | SPP_N | MISO_W | Internal | Shoulder | B14 | 900 | 750 | 750 | 34.88 | 40.16 | 5 | 0.28
2030 | SPP_N_2_MISO_W | SPP_N | MISO_W | Internal | Shoulder | B15 | 1203 | 750 | 750 | 30.33 | 38.24 | 5 | 2.9
2030 | SPP_N_2_MISO_W | SPP_N | MISO_W | Internal | Summer | B1 | 10 | 750 | 0 | 104.05 | 109.04 | 5 | 0
2030 | SPP_N_2_MISO_W | SPP_N | MISO_W | Internal | Summer | B2 | 25 | 750 | 0 | 102.28 | 107.27 | 5 | 0
2030 | SPP_N_2_MISO_W | SPP_N | MISO_W | Internal | Summer | B3 | 75 | 750 | 0 | 102.27 | 107.26 | 5 | 0
2030 | SPP_N_2_MISO_W | SPP_N | MISO_W | Internal | Summer | B4 | 100 | 750 | 0 | 94.3 | 99.29 | 5 | 0
2030 | SPP_N_2_MISO_W | SPP_N | MISO_W | Internal | Summer | B5 | 200 | 750 | 0 | 69.99 | 74.98 | 5 | 0
2030 | SPP_N_2_MISO_W | SPP_N | MISO_W | Internal | Summer | B6 | 300 | 750 | 0 | 67.57 | 68.52 | 5 | 0
2030 | SPP_N_2_MISO_W | SPP_N | MISO_W | Internal | Summer | B7 | 400 | 750 | 0 | 65.13 | 64.71 | 5 | 0
2030 | SPP_N_2_MISO_W | SPP_N | MISO_W | Internal | Summer | B8 | 500 | 750 | 0 | 55.63 | 55.2 | 5 | 0
2030 | SPP_N_2_MISO_W | SPP_N | MISO_W | Internal | Summer | B9 | 800 | 750 | 0 | 42.65 | 46.64 | 5 | 0
2030 | SPP_N_2_MISO_W | SPP_N | MISO_W | Internal | Summer | B10 | 1262 | 750 | 0 | 34.84 | 39.83 | 5 | 0
2030 | SPP_N_2_MISO_W | SPP_N | MISO_W | Internal | Winter | B16 | 25 | 750 | 296.87 | 37.48 | 42.48 | 5 | 0
2030 | SPP_N_2_MISO_W | SPP_N | MISO_W | Internal | Winter | B17 | 100 | 750 | 750 | 35.82 | 42.51 | 5 | 1.68
2030 | SPP_N_2_MISO_W | SPP_N | MISO_W | Internal | Winter | B18 | 400 | 750 | 0 | 42.11 | 47.1 | 5 | 0
2030 | SPP_N_2_MISO_W | SPP_N | MISO_W | Internal | Winter | B19 | 700 | 750 | 30.85 | 40.97 | 45.97 | 5 | 0
2030 | SPP_N_2_MISO_W | SPP_N | MISO_W | Internal | Winter | B20 | 935 | 750 | 750 | 31.4 | 38.24 | 5 | 1.84
2030 | SPP_N_2_NE | SPP_N | NE | Internal | Shoulder | B11 | 25 | 11328 | 0 | 65.29 | 65.28 | 0.01 | 0
2030 | SPP_N_2_NE | SPP_N | NE | Internal | Shoulder | B12 | 200 | 11328 | 0 | 51.99 | 51.97 | 0.01 | 0
2030 | SPP_N_2_NE | SPP_N | NE | Internal | Shoulder | B13 | 600 | 11328 | 0 | 44.24 | 44.23 | 0.01 | 0
2030 | SPP_N_2_NE | SPP_N | NE | Internal | Shoulder | B14 | 900 | 11328 | 0 | 34.88 | 34.87 | 0.01 | 0
2030 | SPP_N_2_NE | SPP_N | NE | Internal | Shoulder | B15 | 1203 | 11328 | 0 | 30.33 | 30.32 | 0.01 | 0
2030 | SPP_N_2_NE | SPP_N | NE | Internal | Summer | B1 | 10 | 11328 | 0 | 104.05 | 104.04 | 0.01 | 0
2030 | SPP_N_2_NE | SPP_N | NE | Internal | Summer | B2 | 25 | 11328 | 0 | 102.28 | 102.27 | 0.01 | 0
2030 | SPP_N_2_NE | SPP_N | NE | Internal | Summer | B3 | 75 | 11328 | 0 | 102.27 | 102.26 | 0.01 | 0
2030 | SPP_N_2_NE | SPP_N | NE | Internal | Summer | B4 | 100 | 11328 | 0 | 94.3 | 94.29 | 0.01 | 0
2030 | SPP_N_2_NE | SPP_N | NE | Internal | Summer | B5 | 200 | 11328 | 0 | 69.99 | 69.98 | 0.01 | 0
2030 | SPP_N_2_NE | SPP_N | NE | Internal | Summer | B6 | 300 | 11328 | 0 | 67.57 | 63.52 | 0.01 | 0
2030 | SPP_N_2_NE | SPP_N | NE | Internal | Summer | B7 | 400 | 11328 | 0 | 65.13 | 59.71 | 0.01 | 0
2030 | SPP_N_2_NE | SPP_N | NE | Internal | Summer | B8 | 500 | 11328 | 0 | 55.63 | 50.2 | 0.01 | 0
2030 | SPP_N_2_NE | SPP_N | NE | Internal | Summer | B9 | 800 | 11328 | 0 | 42.65 | 41.64 | 0.01 | 0
2030 | SPP_N_2_NE | SPP_N | NE | Internal | Summer | B10 | 1262 | 11328 | 0 | 34.84 | 34.83 | 0.01 | 0
2030 | SPP_N_2_NE | SPP_N | NE | Internal | Winter | B16 | 25 | 11328 | 0 | 37.48 | -30.31 | 0.01 | 0
2030 | SPP_N_2_NE | SPP_N | NE | Internal | Winter | B17 | 100 | 11328 | 0 | 35.82 | 30.51 | 0.01 | 0
2030 | SPP_N_2_NE | SPP_N | NE | Internal | Winter | B18 | 400 | 11328 | 0 | 42.11 | 42.1 | 0.01 | 0
2030 | SPP_N_2_NE | SPP_N | NE | Internal | Winter | B19 | 700 | 11328 | 0 | 40.97 | 40.96 | 0.01 | 0
2030 | SPP_N_2_NE | SPP_N | NE | Internal | Winter | B20 | 935 | 11328 | 0 | 31.4 | 31.38 | 0.01 | 0
2030 | SPP_N_2_SPP_S | SPP_N | SPP_S | Internal | Shoulder | B11 | 25 | 5571 | 2807.11 | 65.29 | 65.31 | 0.01 | 0
2030 | SPP_N_2_SPP_S | SPP_N | SPP_S | Internal | Shoulder | B12 | 200 | 5571 | 0 | 51.99 | 46.07 | 0.01 | 0
2030 | SPP_N_2_SPP_S | SPP_N | SPP_S | Internal | Shoulder | B13 | 600 | 5571 | 0 | 44.24 | 44.23 | 0.01 | 0
2030 | SPP_N_2_SPP_S | SPP_N | SPP_S | Internal | Shoulder | B14 | 900 | 5571 | 0 | 34.88 | 34.87 | 0.01 | 0
2030 | SPP_N_2_SPP_S | SPP_N | SPP_S | Internal | Shoulder | B15 | 1203 | 5571 | 0 | 30.33 | 30.32 | 0.01 | 0
2030 | SPP_N_2_SPP_S | SPP_N | SPP_S | Internal | Summer | B1 | 10 | 5571 | 0 | 104.05 | 46.07 | 0.01 | 0
2030 | SPP_N_2_SPP_S | SPP_N | SPP_S | Internal | Summer | B2 | 25 | 5571 | 0 | 102.28 | 98.02 | 0.01 | 0
2030 | SPP_N_2_SPP_S | SPP_N | SPP_S | Internal | Summer | B3 | 75 | 5571 | 0 | 102.27 | 101.52 | 0.01 | 0
2030 | SPP_N_2_SPP_S | SPP_N | SPP_S | Internal | Summer | B4 | 100 | 5571 | 0 | 94.3 | 94.3 | 0.01 | 0
2030 | SPP_N_2_SPP_S | SPP_N | SPP_S | Internal | Summer | B5 | 200 | 5571 | 0 | 69.99 | 69.99 | 0.01 | 0
2030 | SPP_N_2_SPP_S | SPP_N | SPP_S | Internal | Summer | B6 | 300 | 5571 | 3865.84 | 67.57 | 67.58 | 0.01 | 0
2030 | SPP_N_2_SPP_S | SPP_N | SPP_S | Internal | Summer | B7 | 400 | 5571 | 2074.6 | 65.13 | 65.14 | 0.01 | 0
2030 | SPP_N_2_SPP_S | SPP_N | SPP_S | Internal | Summer | B8 | 500 | 5571 | 4081 | 55.63 | 55.64 | 0.01 | 0
2030 | SPP_N_2_SPP_S | SPP_N | SPP_S | Internal | Summer | B9 | 800 | 5571 | 5571 | 42.65 | 43.17 | 0.01 | 0.51
2030 | SPP_N_2_SPP_S | SPP_N | SPP_S | Internal | Summer | B10 | 1262 | 5571 | 3300.21 | 34.84 | 34.85 | 0.01 | 0
2030 | SPP_N_2_SPP_S | SPP_N | SPP_S | Internal | Winter | B16 | 25 | 5571 | 1631.5 | 37.48 | 37.49 | 0.01 | 0
2030 | SPP_N_2_SPP_S | SPP_N | SPP_S | Internal | Winter | B17 | 100 | 5571 | 2058.44 | 35.82 | 35.84 | 0.01 | 0
2030 | SPP_N_2_SPP_S | SPP_N | SPP_S | Internal | Winter | B18 | 400 | 5571 | 1408.68 | 42.11 | 42.13 | 0.01 | 0
2030 | SPP_N_2_SPP_S | SPP_N | SPP_S | Internal | Winter | B19 | 700 | 5571 | 0 | 40.97 | 40.96 | 0.01 | 0
2030 | SPP_N_2_SPP_S | SPP_N | SPP_S | Internal | Winter | B20 | 935 | 5571 | 757.66 | 31.4 | 31.41 | 0.01 | 0
2030 | SPP_S_2_ENT | SPP_S | ENT | Internal | Shoulder | B11 | 25 | 5132 | 5132 | 65.31 | 71.71 | 5 | 1.41
2030 | SPP_S_2_ENT | SPP_S | ENT | Internal | Shoulder | B12 | 200 | 5132 | 5132 | 46.07 | 56.99 | 5 | 5.92
2030 | SPP_S_2_ENT | SPP_S | ENT | Internal | Shoulder | B13 | 600 | 5132 | 5132 | 44.23 | 49.24 | 5 | 0.01
2030 | SPP_S_2_ENT | SPP_S | ENT | Internal | Shoulder | B14 | 900 | 5132 | 5132 | 34.87 | 47.04 | 5 | 7.18
2030 | SPP_S_2_ENT | SPP_S | ENT | Internal | Shoulder | B15 | 1203 | 5132 | 5132 | 30.32 | 38.86 | 5 | 3.54
2030 | SPP_S_2_ENT | SPP_S | ENT | Internal | Summer | B1 | 10 | 5132 | 5132 | 46.07 | 109.04 | 5 | 57.98
2030 | SPP_S_2_ENT | SPP_S | ENT | Internal | Summer | B2 | 25 | 5132 | 5132 | 98.02 | 107.28 | 5 | 4.26
2030 | SPP_S_2_ENT | SPP_S | ENT | Internal | Summer | B3 | 75 | 5132 | 3496.87 | 101.52 | 106.52 | 5 | 0
2030 | SPP_S_2_ENT | SPP_S | ENT | Internal | Summer | B4 | 100 | 5132 | 4419.36 | 94.3 | 99.3 | 5 | 0
2030 | SPP_S_2_ENT | SPP_S | ENT | Internal | Summer | B5 | 200 | 5132 | 103.88 | 69.99 | 74.99 | 5 | 0
2030 | SPP_S_2_ENT | SPP_S | ENT | Internal | Summer | B6 | 300 | 5132 | 0 | 67.58 | 72.57 | 5 | 0
2030 | SPP_S_2_ENT | SPP_S | ENT | Internal | Summer | B7 | 400 | 5132 | 1112.34 | 65.14 | 70.14 | 5 | 0
2030 | SPP_S_2_ENT | SPP_S | ENT | Internal | Summer | B8 | 500 | 5132 | 5018.21 | 55.64 | 60.64 | 5 | 0
2030 | SPP_S_2_ENT | SPP_S | ENT | Internal | Summer | B9 | 800 | 5132 | 4183.72 | 43.17 | 48.17 | 5 | 0
2030 | SPP_S_2_ENT | SPP_S | ENT | Internal | Summer | B10 | 1262 | 5132 | 2810.57 | 34.85 | 39.85 | 5 | 0
2030 | SPP_S_2_ENT | SPP_S | ENT | Internal | Winter | B16 | 25 | 5132 | 5132 | 37.49 | 68.14 | 5 | 25.64
2030 | SPP_S_2_ENT | SPP_S | ENT | Internal | Winter | B17 | 100 | 5132 | 5132 | 35.84 | 59.89 | 5 | 19.05
2030 | SPP_S_2_ENT | SPP_S | ENT | Internal | Winter | B18 | 400 | 5132 | 5132 | 42.13 | 49.97 | 5 | 2.84
2030 | SPP_S_2_ENT | SPP_S | ENT | Internal | Winter | B19 | 700 | 5132 | 5132 | 40.96 | 46.93 | 5 | 0.97
2030 | SPP_S_2_ENT | SPP_S | ENT | Internal | Winter | B20 | 935 | 5132 | 5132 | 31.41 | 39.27 | 5 | 2.86
2030 | SPP_S_2_SPP_N | SPP_S | SPP_N | Internal | Shoulder | B11 | 25 | 2211 | 0 | 65.31 | 65.29 | 0.01 | 0
2030 | SPP_S_2_SPP_N | SPP_S | SPP_N | Internal | Shoulder | B12 | 200 | 2211 | 2211 | 46.07 | 51.99 | 0.01 | 5.91
2030 | SPP_S_2_SPP_N | SPP_S | SPP_N | Internal | Shoulder | B13 | 600 | 2211 | 9.38 | 44.23 | 44.24 | 0.01 | 0
2030 | SPP_S_2_SPP_N | SPP_S | SPP_N | Internal | Shoulder | B14 | 900 | 2211 | 1059.31 | 34.87 | 34.88 | 0.01 | 0
2030 | SPP_S_2_SPP_N | SPP_S | SPP_N | Internal | Shoulder | B15 | 1203 | 2211 | 1495.57 | 30.32 | 30.33 | 0.01 | 0
2030 | SPP_S_2_SPP_N | SPP_S | SPP_N | Internal | Summer | B1 | 10 | 2211 | 2211 | 46.07 | 104.05 | 0.01 | 57.98
2030 | SPP_S_2_SPP_N | SPP_S | SPP_N | Internal | Summer | B2 | 25 | 2211 | 2211 | 98.02 | 102.28 | 0.01 | 4.25
2030 | SPP_S_2_SPP_N | SPP_S | SPP_N | Internal | Summer | B3 | 75 | 2211 | 2211 | 101.52 | 102.27 | 0.01 | 0.73
2030 | SPP_S_2_SPP_N | SPP_S | SPP_N | Internal | Summer | B4 | 100 | 2211 | 0 | 94.3 | 94.3 | 0.01 | 0
2030 | SPP_S_2_SPP_N | SPP_S | SPP_N | Internal | Summer | B5 | 200 | 2211 | 0 | 69.99 | 69.99 | 0.01 | 0
2030 | SPP_S_2_SPP_N | SPP_S | SPP_N | Internal | Summer | B6 | 300 | 2211 | 0 | 67.58 | 67.57 | 0.01 | 0
2030 | SPP_S_2_SPP_N | SPP_S | SPP_N | Internal | Summer | B7 | 400 | 2211 | 0 | 65.14 | 65.13 | 0.01 | 0
2030 | SPP_S_2_SPP_N | SPP_S | SPP_N | Internal | Summer | B8 | 500 | 2211 | 0 | 55.64 | 55.63 | 0.01 | 0
2030 | SPP_S_2_SPP_N | SPP_S | SPP_N | Internal | Summer | B9 | 800 | 2211 | 0 | 43.17 | 42.65 | 0.01 | 0
2030 | SPP_S_2_SPP_N | SPP_S | SPP_N | Internal | Summer | B10 | 1262 | 2211 | 0 | 34.85 | 34.84 | 0.01 | 0
2030 | SPP_S_2_SPP_N | SPP_S | SPP_N | Internal | Winter | B16 | 25 | 2211 | 0 | 37.49 | 37.48 | 0.01 | 0
2030 | SPP_S_2_SPP_N | SPP_S | SPP_N | Internal | Winter | B17 | 100 | 2211 | 0 | 35.84 | 35.82 | 0.01 | 0
2030 | SPP_S_2_SPP_N | SPP_S | SPP_N | Internal | Winter | B18 | 400 | 2211 | 0 | 42.13 | 42.11 | 0.01 | 0
2030 | SPP_S_2_SPP_N | SPP_S | SPP_N | Internal | Winter | B19 | 700 | 2211 | 167.81 | 40.96 | 40.97 | 0.01 | 0
2030 | SPP_S_2_SPP_N | SPP_S | SPP_N | Internal | Winter | B20 | 935 | 2211 | 0 | 31.41 | 31.4 | 0.01 | 0
2030 | TVA_2_ENT | TVA | ENT | Internal | Shoulder | B11 | 25 | 500 | 0 | 73.11 | 71.71 | 9 | 0
2030 | TVA_2_ENT | TVA | ENT | Internal | Shoulder | B12 | 200 | 500 | 0 | 65 | 56.99 | 9 | 0
2030 | TVA_2_ENT | TVA | ENT | Internal | Shoulder | B13 | 600 | 500 | 0 | 57.26 | 49.24 | 9 | 0
2030 | TVA_2_ENT | TVA | ENT | Internal | Shoulder | B14 | 900 | 500 | 0 | 55.07 | 47.04 | 9 | 0
2030 | TVA_2_ENT | TVA | ENT | Internal | Shoulder | B15 | 1203 | 500 | 0 | 48.91 | 38.86 | 9 | 0
2030 | TVA_2_ENT | TVA | ENT | Internal | Summer | B1 | 10 | 500 | 0 | 117.05 | 109.04 | 9 | 0
2030 | TVA_2_ENT | TVA | ENT | Internal | Summer | B2 | 25 | 500 | 0 | 117.05 | 107.28 | 9 | 0
2030 | TVA_2_ENT | TVA | ENT | Internal | Summer | B3 | 75 | 500 | 0 | 114.53 | 106.52 | 9 | 0
2030 | TVA_2_ENT | TVA | ENT | Internal | Summer | B4 | 100 | 500 | 0 | 107.31 | 99.3 | 9 | 0
2030 | TVA_2_ENT | TVA | ENT | Internal | Summer | B5 | 200 | 500 | 0 | 74.83 | 74.99 | 9 | 0
2030 | TVA_2_ENT | TVA | ENT | Internal | Summer | B6 | 300 | 500 | 0 | 71.71 | 72.57 | 9 | 0
2030 | TVA_2_ENT | TVA | ENT | Internal | Summer | B7 | 400 | 500 | 0 | 63.24 | 70.14 | 9 | 0
2030 | TVA_2_ENT | TVA | ENT | Internal | Summer | B8 | 500 | 500 | 0 | 63.22 | 60.64 | 9 | 0
2030 | TVA_2_ENT | TVA | ENT | Internal | Summer | B9 | 800 | 500 | 0 | 53.54 | 48.17 | 9 | 0
2030 | TVA_2_ENT | TVA | ENT | Internal | Summer | B10 | 1262 | 500 | 0 | 45.65 | 39.85 | 9 | 0
2030 | TVA_2_ENT | TVA | ENT | Internal | Winter | B16 | 25 | 500 | 0 | 76.15 | 68.14 | 9 | 0
2030 | TVA_2_ENT | TVA | ENT | Internal | Winter | B17 | 100 | 500 | 0 | 67.9 | 59.89 | 9 | 0
2030 | TVA_2_ENT | TVA | ENT | Internal | Winter | B18 | 400 | 500 | 0 | 57.98 | 49.97 | 9 | 0
2030 | TVA_2_ENT | TVA | ENT | Internal | Winter | B19 | 700 | 500 | 0 | 54.94 | 46.93 | 9 | 0
2030 | TVA_2_ENT | TVA | ENT | Internal | Winter | B20 | 935 | 500 | 0 | 49.1 | 39.27 | 9 | 0
2030 | TVA_2_MISO_MO-IL | TVA | MISO_MO-IL | Internal | Shoulder | B11 | 25 | 50 | 0 | 73.11 | 70.29 | 9 | 0
2030 | TVA_2_MISO_MO-IL | TVA | MISO_MO-IL | Internal | Shoulder | B12 | 200 | 50 | 0 | 65 | 56.99 | 9 | 0
2030 | TVA_2_MISO_MO-IL | TVA | MISO_MO-IL | Internal | Shoulder | B13 | 600 | 50 | 0 | 57.26 | 49.24 | 9 | 0
2030 | TVA_2_MISO_MO-IL | TVA | MISO_MO-IL | Internal | Shoulder | B14 | 900 | 50 | 0 | 55.07 | 46.92 | 9 | 0
2030 | TVA_2_MISO_MO-IL | TVA | MISO_MO-IL | Internal | Shoulder | B15 | 1203 | 50 | 0 | 48.91 | 40.9 | 9 | 0
2030 | TVA_2_MISO_MO-IL | TVA | MISO_MO-IL | Internal | Summer | B1 | 10 | 50 | 0 | 117.05 | 109.05 | 9 | 0
2030 | TVA_2_MISO_MO-IL | TVA | MISO_MO-IL | Internal | Summer | B2 | 25 | 50 | 0 | 117.05 | 109.04 | 9 | 0
2030 | TVA_2_MISO_MO-IL | TVA | MISO_MO-IL | Internal | Summer | B3 | 75 | 50 | 0 | 114.53 | 107.27 | 9 | 0
2030 | TVA_2_MISO_MO-IL | TVA | MISO_MO-IL | Internal | Summer | B4 | 100 | 50 | 0 | 107.31 | 99.3 | 9 | 0
2030 | TVA_2_MISO_MO-IL | TVA | MISO_MO-IL | Internal | Summer | B5 | 200 | 50 | 0 | 74.83 | 74.99 | 9 | 0
2030 | TVA_2_MISO_MO-IL | TVA | MISO_MO-IL | Internal | Summer | B6 | 300 | 50 | 0 | 71.71 | 68.53 | 9 | 0
2030 | TVA_2_MISO_MO-IL | TVA | MISO_MO-IL | Internal | Summer | B7 | 400 | 50 | 0 | 63.24 | 64.71 | 9 | 0
2030 | TVA_2_MISO_MO-IL | TVA | MISO_MO-IL | Internal | Summer | B8 | 500 | 50 | 0 | 63.22 | 55.21 | 9 | 0
2030 | TVA_2_MISO_MO-IL | TVA | MISO_MO-IL | Internal | Summer | B9 | 800 | 50 | 0 | 53.54 | 46.66 | 9 | 0
2030 | TVA_2_MISO_MO-IL | TVA | MISO_MO-IL | Internal | Summer | B10 | 1262 | 50 | 0 | 45.65 | 39.84 | 9 | 0
2030 | TVA_2_MISO_MO-IL | TVA | MISO_MO-IL | Internal | Winter | B16 | 25 | 50 | 0 | 76.15 | 68.14 | 9 | 0
2030 | TVA_2_MISO_MO-IL | TVA | MISO_MO-IL | Internal | Winter | B17 | 100 | 50 | 0 | 67.9 | 59.89 | 9 | 0
2030 | TVA_2_MISO_MO-IL | TVA | MISO_MO-IL | Internal | Winter | B18 | 400 | 50 | 0 | 57.98 | 49.97 | 9 | 0
2030 | TVA_2_MISO_MO-IL | TVA | MISO_MO-IL | Internal | Winter | B19 | 700 | 50 | 0 | 54.94 | 46.93 | 9 | 0
2030 | TVA_2_MISO_MO-IL | TVA | MISO_MO-IL | Internal | Winter | B20 | 935 | 50 | 0 | 49.1 | 41.09 | 9 | 0
2030 | TVA_2_NonRTO_Midwest | TVA | NonRTO_Midwest | Internal | Shoulder | B11 | 25 | 100 | 0 | 73.11 | 78.31 | 9 | 0
2030 | TVA_2_NonRTO_Midwest | TVA | NonRTO_Midwest | Internal | Shoulder | B12 | 200 | 100 | 0 | 65 | 69.68 | 9 | 0
2030 | TVA_2_NonRTO_Midwest | TVA | NonRTO_Midwest | Internal | Shoulder | B13 | 600 | 100 | 0 | 57.26 | 66.24 | 9 | 0
2030 | TVA_2_NonRTO_Midwest | TVA | NonRTO_Midwest | Internal | Shoulder | B14 | 900 | 100 | 0 | 55.07 | 50.37 | 9 | 0
2030 | TVA_2_NonRTO_Midwest | TVA | NonRTO_Midwest | Internal | Shoulder | B15 | 1203 | 100 | 0 | 48.91 | 41.22 | 9 | 0
2030 | TVA_2_NonRTO_Midwest | TVA | NonRTO_Midwest | Internal | Summer | B1 | 10 | 100 | 0 | 117.05 | 117.91 | 9 | 0
2030 | TVA_2_NonRTO_Midwest | TVA | NonRTO_Midwest | Internal | Summer | B2 | 25 | 100 | 0 | 117.05 | 117.91 | 9 | 0
2030 | TVA_2_NonRTO_Midwest | TVA | NonRTO_Midwest | Internal | Summer | B3 | 75 | 100 | 0 | 114.53 | 115.28 | 9 | 0
2030 | TVA_2_NonRTO_Midwest | TVA | NonRTO_Midwest | Internal | Summer | B4 | 100 | 100 | 0 | 107.31 | 107.31 | 9 | 0
2030 | TVA_2_NonRTO_Midwest | TVA | NonRTO_Midwest | Internal | Summer | B5 | 200 | 100 | 0 | 74.83 | 83 | 9 | 0
2030 | TVA_2_NonRTO_Midwest | TVA | NonRTO_Midwest | Internal | Summer | B6 | 300 | 100 | 0 | 71.71 | 76.54 | 9 | 0
2030 | TVA_2_NonRTO_Midwest | TVA | NonRTO_Midwest | Internal | Summer | B7 | 400 | 100 | 0 | 63.24 | 57.79 | 9 | 0
2030 | TVA_2_NonRTO_Midwest | TVA | NonRTO_Midwest | Internal | Summer | B8 | 500 | 100 | 0 | 63.22 | 55.21 | 9 | 0
2030 | TVA_2_NonRTO_Midwest | TVA | NonRTO_Midwest | Internal | Summer | B9 | 800 | 100 | 0 | 53.54 | 46.64 | 9 | 0
2030 | TVA_2_NonRTO_Midwest | TVA | NonRTO_Midwest | Internal | Summer | B10 | 1262 | 100 | 0 | 45.65 | 39.85 | 9 | 0
2030 | TVA_2_NonRTO_Midwest | TVA | NonRTO_Midwest | Internal | Winter | B16 | 25 | 100 | 0 | 76.15 | 84.08 | 9 | 0
2030 | TVA_2_NonRTO_Midwest | TVA | NonRTO_Midwest | Internal | Winter | B17 | 100 | 100 | 0 | 67.9 | 76.89 | 9 | 0
2030 | TVA_2_NonRTO_Midwest | TVA | NonRTO_Midwest | Internal | Winter | B18 | 400 | 100 | 30.04 | 57.98 | 66.98 | 9 | 0
2030 | TVA_2_NonRTO_Midwest | TVA | NonRTO_Midwest | Internal | Winter | B19 | 700 | 100 | 0 | 54.94 | 51.2 | 9 | 0
2030 | TVA_2_NonRTO_Midwest | TVA | NonRTO_Midwest | Internal | Winter | B20 | 935 | 100 | 0 | 49.1 | 41.34 | 9 | 0
2030 | TVA_2_PJM_ROR | TVA | PJM_ROR | Internal | Shoulder | B11 | 25 | 500 | 0 | 73.11 | 72.28 | 9 | 0
2030 | TVA_2_PJM_ROR | TVA | PJM_ROR | Internal | Shoulder | B12 | 200 | 500 | 0 | 65 | 63.69 | 9 | 0
2030 | TVA_2_PJM_ROR | TVA | PJM_ROR | Internal | Shoulder | B13 | 600 | 500 | 0 | 57.26 | 60.73 | 9 | 0
2030 | TVA_2_PJM_ROR | TVA | PJM_ROR | Internal | Shoulder | B14 | 900 | 500 | 0 | 55.07 | 59.66 | 9 | 0
2030 | TVA_2_PJM_ROR | TVA | PJM_ROR | Internal | Shoulder | B15 | 1203 | 500 | 0 | 48.91 | 42.97 | 9 | 0
2030 | TVA_2_PJM_ROR | TVA | PJM_ROR | Internal | Summer | B1 | 10 | 500 | 0 | 117.05 | 111.04 | 9 | 0
2030 | TVA_2_PJM_ROR | TVA | PJM_ROR | Internal | Summer | B2 | 25 | 500 | 0 | 117.05 | 111.04 | 9 | 0
2030 | TVA_2_PJM_ROR | TVA | PJM_ROR | Internal | Summer | B3 | 75 | 500 | 0 | 114.53 | 109.26 | 9 | 0
2030 | TVA_2_PJM_ROR | TVA | PJM_ROR | Internal | Summer | B4 | 100 | 500 | 0 | 107.31 | 101.29 | 9 | 0
2030 | TVA_2_PJM_ROR | TVA | PJM_ROR | Internal | Summer | B5 | 200 | 500 | 0 | 74.83 | 76.98 | 9 | 0
2030 | TVA_2_PJM_ROR | TVA | PJM_ROR | Internal | Summer | B6 | 300 | 500 | 0 | 71.71 | 70.52 | 9 | 0
2030 | TVA_2_PJM_ROR | TVA | PJM_ROR | Internal | Summer | B7 | 400 | 500 | 0 | 63.24 | 66.71 | 9 | 0
2030 | TVA_2_PJM_ROR | TVA | PJM_ROR | Internal | Summer | B8 | 500 | 500 | 0 | 63.22 | 57.21 | 9 | 0
2030 | TVA_2_PJM_ROR | TVA | PJM_ROR | Internal | Summer | B9 | 800 | 500 | 0 | 53.54 | 48.64 | 9 | 0
2030 | TVA_2_PJM_ROR | TVA | PJM_ROR | Internal | Summer | B10 | 1262 | 500 | 0 | 45.65 | 41.84 | 9 | 0
2030 | TVA_2_PJM_ROR | TVA | PJM_ROR | Internal | Winter | B16 | 25 | 500 | 0 | 76.15 | 74.84 | 9 | 0
2030 | TVA_2_PJM_ROR | TVA | PJM_ROR | Internal | Winter | B17 | 100 | 500 | 0 | 67.9 | 70.89 | 9 | 0
2030 | TVA_2_PJM_ROR | TVA | PJM_ROR | Internal | Winter | B18 | 400 | 500 | 0 | 57.98 | 64.83 | 9 | 0
2030 | TVA_2_PJM_ROR | TVA | PJM_ROR | Internal | Winter | B19 | 700 | 500 | 0 | 54.94 | 57.4 | 9 | 0
2030 | TVA_2_PJM_ROR | TVA | PJM_ROR | Internal | Winter | B20 | 935 | 500 | 0 | 49.1 | 43.09 | 9 | 0
2030 | TVA_2_SOCO | TVA | SOCO | Internal | Shoulder | B11 | 25 | 500 | 500 | 73.11 | 83.32 | 9 | 1.2
2030 | TVA_2_SOCO | TVA | SOCO | Internal | Shoulder | B12 | 200 | 500 | 0 | 65 | 73.72 | 9 | 0
2030 | TVA_2_SOCO | TVA | SOCO | Internal | Shoulder | B13 | 600 | 500 | 500 | 57.26 | 68.96 | 9 | 2.7
2030 | TVA_2_SOCO | TVA | SOCO | Internal | Shoulder | B14 | 900 | 500 | 500 | 55.07 | 68.96 | 9 | 4.88
2030 | TVA_2_SOCO | TVA | SOCO | Internal | Shoulder | B15 | 1203 | 500 | 500 | 48.91 | 60.71 | 9 | 2.8
2030 | TVA_2_SOCO | TVA | SOCO | Internal | Summer | B1 | 10 | 500 | 0 | 117.05 | 119.66 | 9 | 0
2030 | TVA_2_SOCO | TVA | SOCO | Internal | Summer | B2 | 25 | 500 | 0 | 117.05 | 119.66 | 9 | 0
2030 | TVA_2_SOCO | TVA | SOCO | Internal | Summer | B3 | 75 | 500 | 0 | 114.53 | 119.66 | 9 | 0
2030 | TVA_2_SOCO | TVA | SOCO | Internal | Summer | B4 | 100 | 500 | 0 | 107.31 | 116.3 | 9 | 0
2030 | TVA_2_SOCO | TVA | SOCO | Internal | Summer | B5 | 200 | 500 | 500 | 74.83 | 91.98 | 9 | 8.15
2030 | TVA_2_SOCO | TVA | SOCO | Internal | Summer | B6 | 300 | 500 | 0 | 71.71 | 78.16 | 9 | 0
2030 | TVA_2_SOCO | TVA | SOCO | Internal | Summer | B7 | 400 | 500 | 425.9 | 63.24 | 72.24 | 9 | 0
2030 | TVA_2_SOCO | TVA | SOCO | Internal | Summer | B8 | 500 | 500 | 199.94 | 63.22 | 72.22 | 9 | 0
2030 | TVA_2_SOCO | TVA | SOCO | Internal | Summer | B9 | 800 | 500 | 500 | 53.54 | 65.84 | 9 | 3.3
2030 | TVA_2_SOCO | TVA | SOCO | Internal | Summer | B10 | 1262 | 500 | 500 | 45.65 | 56.84 | 9 | 2.19
2030 | TVA_2_SOCO | TVA | SOCO | Internal | Winter | B16 | 25 | 500 | 0 | 76.15 | 84.79 | 9 | 0
2030 | TVA_2_SOCO | TVA | SOCO | Internal | Winter | B17 | 100 | 500 | 0 | 67.9 | 76.89 | 9 | 0
2030 | TVA_2_SOCO | TVA | SOCO | Internal | Winter | B18 | 400 | 500 | 500 | 57.98 | 70.01 | 9 | 3.03
2030 | TVA_2_SOCO | TVA | SOCO | Internal | Winter | B19 | 700 | 500 | 500 | 54.94 | 70.01 | 9 | 6.07
2030 | TVA_2_SOCO | TVA | SOCO | Internal | Winter | B20 | 935 | 500 | 500 | 49.1 | 59.65 | 9 | 1.56
2030 | TVA_2_VACAR | TVA | VACAR | Internal | Shoulder | B11 | 25 | 150 | 0 | 73.11 | 78.28 | 9 | 0
2030 | TVA_2_VACAR | TVA | VACAR | Internal | Shoulder | B12 | 200 | 150 | 0 | 65 | 73.99 | 9 | 0
2030 | TVA_2_VACAR | TVA | VACAR | Internal | Shoulder | B13 | 600 | 150 | 150 | 57.26 | 70.18 | 9 | 3.92
2030 | TVA_2_VACAR | TVA | VACAR | Internal | Shoulder | B14 | 900 | 150 | 150 | 55.07 | 65.85 | 9 | 1.77
2030 | TVA_2_VACAR | TVA | VACAR | Internal | Shoulder | B15 | 1203 | 150 | 0 | 48.91 | 53.71 | 9 | 0
2030 | TVA_2_VACAR | TVA | VACAR | Internal | Summer | B1 | 10 | 150 | 0 | 117.05 | 122.26 | 9 | 0
2030 | TVA_2_VACAR | TVA | VACAR | Internal | Summer | B2 | 25 | 150 | 0 | 117.05 | 122.26 | 9 | 0
2030 | TVA_2_VACAR | TVA | VACAR | Internal | Summer | B3 | 75 | 150 | 0 | 114.53 | 122.26 | 9 | 0
2030 | TVA_2_VACAR | TVA | VACAR | Internal | Summer | B4 | 100 | 150 | 150 | 107.31 | 118.77 | 9 | 2.46
2030 | TVA_2_VACAR | TVA | VACAR | Internal | Summer | B5 | 200 | 150 | 150 | 74.83 | 101.98 | 9 | 18.15
2030 | TVA_2_VACAR | TVA | VACAR | Internal | Summer | B6 | 300 | 150 | 0 | 71.71 | 76.52 | 9 | 0
2030 | TVA_2_VACAR | TVA | VACAR | Internal | Summer | B7 | 400 | 150 | 150 | 63.24 | 74.79 | 9 | 2.54
2030 | TVA_2_VACAR | TVA | VACAR | Internal | Summer | B8 | 500 | 150 | 0 | 63.22 | 68.14 | 9 | 0
2030 | TVA_2_VACAR | TVA | VACAR | Internal | Summer | B9 | 800 | 150 | 0 | 53.54 | 58.84 | 9 | 0
2030 | TVA_2_VACAR | TVA | VACAR | Internal | Summer | B10 | 1262 | 150 | 0 | 45.65 | 52.1 | 9 | 0
2030 | TVA_2_VACAR | TVA | VACAR | Internal | Winter | B16 | 25 | 150 | 150 | 76.15 | 94.79 | 9 | 9.64
2030 | TVA_2_VACAR | TVA | VACAR | Internal | Winter | B17 | 100 | 150 | 65.11 | 67.9 | 76.9 | 9 | 0
2030 | TVA_2_VACAR | TVA | VACAR | Internal | Winter | B18 | 400 | 150 | 150 | 57.98 | 74.15 | 9 | 7.17
2030 | TVA_2_VACAR | TVA | VACAR | Internal | Winter | B19 | 700 | 150 | 0 | 54.94 | 63.93 | 9 | 0
2030 | TVA_2_VACAR | TVA | VACAR | Internal | Winter | B20 | 935 | 150 | 0 | 49.1 | 53.83 | 9 | 0
2030 | TVA_Transmission_2_NonRTO_Midwest | TVA_Transmission | NonRTO_Midwest | Internal | Shoulder | B11 | 25 | 700 | 0 | 76.06 | 78.31 | 9 | 0
2030 | TVA_Transmission_2_NonRTO_Midwest | TVA_Transmission | NonRTO_Midwest | Internal | Shoulder | B12 | 200 | 700 | 0 | 64.99 | 69.68 | 9 | 0
2030 | TVA_Transmission_2_NonRTO_Midwest | TVA_Transmission | NonRTO_Midwest | Internal | Shoulder | B13 | 600 | 700 | 395.14 | 57.24 | 66.24 | 9 | 0
2030 | TVA_Transmission_2_NonRTO_Midwest | TVA_Transmission | NonRTO_Midwest | Internal | Shoulder | B14 | 900 | 700 | 0 | 55.06 | 50.37 | 9 | 0
2030 | TVA_Transmission_2_NonRTO_Midwest | TVA_Transmission | NonRTO_Midwest | Internal | Shoulder | B15 | 1203 | 700 | 0 | 48.9 | 41.22 | 9 | 0
2030 | TVA_Transmission_2_NonRTO_Midwest | TVA_Transmission | NonRTO_Midwest | Internal | Summer | B1 | 10 | 700 | 0 | 117.04 | 117.91 | 9 | 0
2030 | TVA_Transmission_2_NonRTO_Midwest | TVA_Transmission | NonRTO_Midwest | Internal | Summer | B2 | 25 | 700 | 0 | 117.04 | 117.91 | 9 | 0
2030 | TVA_Transmission_2_NonRTO_Midwest | TVA_Transmission | NonRTO_Midwest | Internal | Summer | B3 | 75 | 700 | 0 | 114.52 | 115.28 | 9 | 0
2030 | TVA_Transmission_2_NonRTO_Midwest | TVA_Transmission | NonRTO_Midwest | Internal | Summer | B4 | 100 | 700 | 0 | 107.3 | 107.31 | 9 | 0
2030 | TVA_Transmission_2_NonRTO_Midwest | TVA_Transmission | NonRTO_Midwest | Internal | Summer | B5 | 200 | 700 | 0 | 82.98 | 83 | 9 | 0
2030 | TVA_Transmission_2_NonRTO_Midwest | TVA_Transmission | NonRTO_Midwest | Internal | Summer | B6 | 300 | 700 | 0 | 73.77 | 76.54 | 9 | 0
2030 | TVA_Transmission_2_NonRTO_Midwest | TVA_Transmission | NonRTO_Midwest | Internal | Summer | B7 | 400 | 700 | 0 | 65.79 | 57.79 | 9 | 0
2030 | TVA_Transmission_2_NonRTO_Midwest | TVA_Transmission | NonRTO_Midwest | Internal | Summer | B8 | 500 | 700 | 0 | 63.21 | 55.21 | 9 | 0
2030 | TVA_Transmission_2_NonRTO_Midwest | TVA_Transmission | NonRTO_Midwest | Internal | Summer | B9 | 800 | 700 | 0 | 54.64 | 46.64 | 9 | 0
2030 | TVA_Transmission_2_NonRTO_Midwest | TVA_Transmission | NonRTO_Midwest | Internal | Summer | B10 | 1262 | 700 | 0 | 47.84 | 39.85 | 9 | 0
2030 | TVA_Transmission_2_NonRTO_Midwest | TVA_Transmission | NonRTO_Midwest | Internal | Winter | B16 | 25 | 700 | 0 | 76.14 | 84.08 | 9 | 0
2030 | TVA_Transmission_2_NonRTO_Midwest | TVA_Transmission | NonRTO_Midwest | Internal | Winter | B17 | 100 | 700 | 306.3 | 67.89 | 76.89 | 9 | 0
2030 | TVA_Transmission_2_NonRTO_Midwest | TVA_Transmission | NonRTO_Midwest | Internal | Winter | B18 | 400 | 700 | 700 | 57.97 | 66.98 | 9 | 0.01
2030 | TVA_Transmission_2_NonRTO_Midwest | TVA_Transmission | NonRTO_Midwest | Internal | Winter | B19 | 700 | 700 | 0 | 54.93 | 51.2 | 9 | 0
2030 | TVA_Transmission_2_NonRTO_Midwest | TVA_Transmission | NonRTO_Midwest | Internal | Winter | B20 | 935 | 700 | 0 | 49.09 | 41.34 | 9 | 0
2030 | TVA_Transmission_2_SOCO | TVA_Transmission | SOCO | Internal | Shoulder | B11 | 25 | 3200 | 0 | 76.06 | 83.32 | 9 | 0
2030 | TVA_Transmission_2_SOCO | TVA_Transmission | SOCO | Internal | Shoulder | B12 | 200 | 3200 | 0 | 64.99 | 73.72 | 9 | 0
2030 | TVA_Transmission_2_SOCO | TVA_Transmission | SOCO | Internal | Shoulder | B13 | 600 | 3200 | 3200 | 57.24 | 68.96 | 9 | 2.72
2030 | TVA_Transmission_2_SOCO | TVA_Transmission | SOCO | Internal | Shoulder | B14 | 900 | 3200 | 3200 | 55.06 | 68.96 | 9 | 4.9
2030 | TVA_Transmission_2_SOCO | TVA_Transmission | SOCO | Internal | Shoulder | B15 | 1203 | 3200 | 3200 | 48.9 | 60.71 | 9 | 2.81
2030 | TVA_Transmission_2_SOCO | TVA_Transmission | SOCO | Internal | Summer | B1 | 10 | 3200 | 0 | 117.04 | 119.66 | 9 | 0
2030 | TVA_Transmission_2_SOCO | TVA_Transmission | SOCO | Internal | Summer | B2 | 25 | 3200 | 0 | 117.04 | 119.66 | 9 | 0
2030 | TVA_Transmission_2_SOCO | TVA_Transmission | SOCO | Internal | Summer | B3 | 75 | 3200 | 0 | 114.52 | 119.66 | 9 | 0
2030 | TVA_Transmission_2_SOCO | TVA_Transmission | SOCO | Internal | Summer | B4 | 100 | 3200 | 1941.37 | 107.3 | 116.3 | 9 | 0
2030 | TVA_Transmission_2_SOCO | TVA_Transmission | SOCO | Internal | Summer | B5 | 200 | 3200 | 636.96 | 82.98 | 91.98 | 9 | 0
2030 | TVA_Transmission_2_SOCO | TVA_Transmission | SOCO | Internal | Summer | B6 | 300 | 3200 | 0 | 73.77 | 78.16 | 9 | 0
2030 | TVA_Transmission_2_SOCO | TVA_Transmission | SOCO | Internal | Summer | B7 | 400 | 3200 | 0 | 65.79 | 72.24 | 9 | 0
2030 | TVA_Transmission_2_SOCO | TVA_Transmission | SOCO | Internal | Summer | B8 | 500 | 3200 | 3200 | 63.21 | 72.22 | 9 | 0.01
2030 | TVA_Transmission_2_SOCO | TVA_Transmission | SOCO | Internal | Summer | B9 | 800 | 3200 | 3200 | 54.64 | 65.84 | 9 | 2.2
2030 | TVA_Transmission_2_SOCO | TVA_Transmission | SOCO | Internal | Summer | B10 | 1262 | 3200 | 2411.45 | 47.84 | 56.84 | 9 | 0
2030 | TVA_Transmission_2_SOCO | TVA_Transmission | SOCO | Internal | Winter | B16 | 25 | 3200 | 0 | 76.14 | 84.79 | 9 | 0
2030 | TVA_Transmission_2_SOCO | TVA_Transmission | SOCO | Internal | Winter | B17 | 100 | 3200 | 2795.4 | 67.89 | 76.89 | 9 | 0
2030 | TVA_Transmission_2_SOCO | TVA_Transmission | SOCO | Internal | Winter | B18 | 400 | 3200 | 3200 | 57.97 | 70.01 | 9 | 3.05
2030 | TVA_Transmission_2_SOCO | TVA_Transmission | SOCO | Internal | Winter | B19 | 700 | 3200 | 3200 | 54.93 | 70.01 | 9 | 6.08
2030 | TVA_Transmission_2_SOCO | TVA_Transmission | SOCO | Internal | Winter | B20 | 935 | 3200 | 3200 | 49.09 | 59.65 | 9 | 1.57
2030 | TVA_Transmission_2_TVA | TVA_Transmission | TVA | Internal | Shoulder | B11 | 25 | 99999 | 0 | 76.06 | 73.11 | 0.01 | 0
2030 | TVA_Transmission_2_TVA | TVA_Transmission | TVA | Internal | Shoulder | B12 | 200 | 99999 | 1269.13 | 64.99 | 65 | 0.01 | 0
2030 | TVA_Transmission_2_TVA | TVA_Transmission | TVA | Internal | Shoulder | B13 | 600 | 99999 | 219.33 | 57.24 | 57.26 | 0.01 | 0
2030 | TVA_Transmission_2_TVA | TVA_Transmission | TVA | Internal | Shoulder | B14 | 900 | 99999 | 2000 | 55.06 | 55.07 | 0.01 | 0
2030 | TVA_Transmission_2_TVA | TVA_Transmission | TVA | Internal | Shoulder | B15 | 1203 | 99999 | 932.61 | 48.9 | 48.91 | 0.01 | 0
2030 | TVA_Transmission_2_TVA | TVA_Transmission | TVA | Internal | Summer | B1 | 10 | 99999 | 3359.73 | 117.04 | 117.05 | 0.01 | 0
2030 | TVA_Transmission_2_TVA | TVA_Transmission | TVA | Internal | Summer | B2 | 25 | 99999 | 2468.87 | 117.04 | 117.05 | 0.01 | 0
2030 | TVA_Transmission_2_TVA | TVA_Transmission | TVA | Internal | Summer | B3 | 75 | 99999 | 720.91 | 114.52 | 114.53 | 0.01 | 0
2030 | TVA_Transmission_2_TVA | TVA_Transmission | TVA | Internal | Summer | B4 | 100 | 99999 | 416.51 | 107.3 | 107.31 | 0.01 | 0
2030 | TVA_Transmission_2_TVA | TVA_Transmission | TVA | Internal | Summer | B5 | 200 | 99999 | 0 | 82.98 | 74.83 | 0.01 | 0
2030 | TVA_Transmission_2_TVA | TVA_Transmission | TVA | Internal | Summer | B6 | 300 | 99999 | 0 | 73.77 | 71.71 | 0.01 | 0
2030 | TVA_Transmission_2_TVA | TVA_Transmission | TVA | Internal | Summer | B7 | 400 | 99999 | 0 | 65.79 | 63.24 | 0.01 | 0
2030 | TVA_Transmission_2_TVA | TVA_Transmission | TVA | Internal | Summer | B8 | 500 | 99999 | 181.24 | 63.21 | 63.22 | 0.01 | 0
2030 | TVA_Transmission_2_TVA | TVA_Transmission | TVA | Internal | Summer | B9 | 800 | 99999 | 0 | 54.64 | 53.54 | 0.01 | 0
2030 | TVA_Transmission_2_TVA | TVA_Transmission | TVA | Internal | Summer | B10 | 1262 | 99999 | 0 | 47.84 | 45.65 | 0.01 | 0
2030 | TVA_Transmission_2_TVA | TVA_Transmission | TVA | Internal | Winter | B16 | 25 | 99999 | 2145.59 | 76.14 | 76.15 | 0.01 | 0
2030 | TVA_Transmission_2_TVA | TVA_Transmission | TVA | Internal | Winter | B17 | 100 | 99999 | 1272.16 | 67.89 | 67.9 | 0.01 | 0
2030 | TVA_Transmission_2_TVA | TVA_Transmission | TVA | Internal | Winter | B18 | 400 | 99999 | 850.28 | 57.97 | 57.98 | 0.01 | 0
2030 | TVA_Transmission_2_TVA | TVA_Transmission | TVA | Internal | Winter | B19 | 700 | 99999 | 1129.4 | 54.93 | 54.94 | 0.01 | 0
2030 | TVA_Transmission_2_TVA | TVA_Transmission | TVA | Internal | Winter | B20 | 935 | 99999 | 1357.74 | 49.09 | 49.1 | 0.01 | 0
2030 | TVA_Transmission_2_VACAR | TVA_Transmission | VACAR | Internal | Shoulder | B11 | 25 | 900 | 0 | 76.06 | 78.28 | 9 | 0
2030 | TVA_Transmission_2_VACAR | TVA_Transmission | VACAR | Internal | Shoulder | B12 | 200 | 900 | 620.21 | 64.99 | 73.99 | 9 | 0
2030 | TVA_Transmission_2_VACAR | TVA_Transmission | VACAR | Internal | Shoulder | B13 | 600 | 900 | 900 | 57.24 | 70.18 | 9 | 3.93
2030 | TVA_Transmission_2_VACAR | TVA_Transmission | VACAR | Internal | Shoulder | B14 | 900 | 900 | 900 | 55.06 | 65.85 | 9 | 1.79
2030 | TVA_Transmission_2_VACAR | TVA_Transmission | VACAR | Internal | Shoulder | B15 | 1203 | 900 | 0 | 48.9 | 53.71 | 9 | 0
2030 | TVA_Transmission_2_VACAR | TVA_Transmission | VACAR | Internal | Summer | B1 | 10 | 900 | 0 | 117.04 | 122.26 | 9 | 0
2030 | TVA_Transmission_2_VACAR | TVA_Transmission | VACAR | Internal | Summer | B2 | 25 | 900 | 0 | 117.04 | 122.26 | 9 | 0
2030 | TVA_Transmission_2_VACAR | TVA_Transmission | VACAR | Internal | Summer | B3 | 75 | 900 | 0 | 114.52 | 122.26 | 9 | 0
2030 | TVA_Transmission_2_VACAR | TVA_Transmission | VACAR | Internal | Summer | B4 | 100 | 900 | 900 | 107.3 | 118.77 | 9 | 2.47
2030 | TVA_Transmission_2_VACAR | TVA_Transmission | VACAR | Internal | Summer | B5 | 200 | 900 | 900 | 82.98 | 101.98 | 9 | 10
2030 | TVA_Transmission_2_VACAR | TVA_Transmission | VACAR | Internal | Summer | B6 | 300 | 900 | 0 | 73.77 | 76.52 | 9 | 0
2030 | TVA_Transmission_2_VACAR | TVA_Transmission | VACAR | Internal | Summer | B7 | 400 | 900 | 50.85 | 65.79 | 74.79 | 9 | 0
2030 | TVA_Transmission_2_VACAR | TVA_Transmission | VACAR | Internal | Summer | B8 | 500 | 900 | 0 | 63.21 | 68.14 | 9 | 0
2030 | TVA_Transmission_2_VACAR | TVA_Transmission | VACAR | Internal | Summer | B9 | 800 | 900 | 0 | 54.64 | 58.84 | 9 | 0
2030 | TVA_Transmission_2_VACAR | TVA_Transmission | VACAR | Internal | Summer | B10 | 1262 | 900 | 0 | 47.84 | 52.1 | 9 | 0
2030 | TVA_Transmission_2_VACAR | TVA_Transmission | VACAR | Internal | Winter | B16 | 25 | 900 | 900 | 76.14 | 94.79 | 9 | 9.65
2030 | TVA_Transmission_2_VACAR | TVA_Transmission | VACAR | Internal | Winter | B17 | 100 | 900 | 900 | 67.89 | 76.9 | 9 | 0.01
2030 | TVA_Transmission_2_VACAR | TVA_Transmission | VACAR | Internal | Winter | B18 | 400 | 900 | 900 | 57.97 | 74.15 | 9 | 7.18
2030 | TVA_Transmission_2_VACAR | TVA_Transmission | VACAR | Internal | Winter | B19 | 700 | 900 | 535.12 | 54.93 | 63.93 | 9 | 0
2030 | TVA_Transmission_2_VACAR | TVA_Transmission | VACAR | Internal | Winter | B20 | 935 | 900 | 0 | 49.09 | 53.83 | 9 | 0
2030 | VACAR_2_SOCO | VACAR | SOCO | Internal | Shoulder | B11 | 25 | 3000 | 0 | 78.28 | 83.32 | 7 | 0
2030 | VACAR_2_SOCO | VACAR | SOCO | Internal | Shoulder | B12 | 200 | 3000 | 0 | 73.99 | 73.72 | 7 | 0
2030 | VACAR_2_SOCO | VACAR | SOCO | Internal | Shoulder | B13 | 600 | 3000 | 0 | 70.18 | 68.96 | 7 | 0
2030 | VACAR_2_SOCO | VACAR | SOCO | Internal | Shoulder | B14 | 900 | 3000 | 0 | 65.85 | 68.96 | 7 | 0
2030 | VACAR_2_SOCO | VACAR | SOCO | Internal | Shoulder | B15 | 1203 | 3000 | 661.42 | 53.71 | 60.71 | 7 | 0
2030 | VACAR_2_SOCO | VACAR | SOCO | Internal | Summer | B1 | 10 | 3000 | 0 | 122.26 | 119.66 | 7 | 0
2030 | VACAR_2_SOCO | VACAR | SOCO | Internal | Summer | B2 | 25 | 3000 | 0 | 122.26 | 119.66 | 7 | 0
2030 | VACAR_2_SOCO | VACAR | SOCO | Internal | Summer | B3 | 75 | 3000 | 0 | 122.26 | 119.66 | 7 | 0
2030 | VACAR_2_SOCO | VACAR | SOCO | Internal | Summer | B4 | 100 | 3000 | 0 | 118.77 | 116.3 | 7 | 0
2030 | VACAR_2_SOCO | VACAR | SOCO | Internal | Summer | B5 | 200 | 3000 | 0 | 101.98 | 91.98 | 7 | 0
2030 | VACAR_2_SOCO | VACAR | SOCO | Internal | Summer | B6 | 300 | 3000 | 0 | 76.52 | 78.16 | 7 | 0
2030 | VACAR_2_SOCO | VACAR | SOCO | Internal | Summer | B7 | 400 | 3000 | 0 | 74.79 | 72.24 | 7 | 0
2030 | VACAR_2_SOCO | VACAR | SOCO | Internal | Summer | B8 | 500 | 3000 | 0 | 68.14 | 72.22 | 7 | 0
2030 | VACAR_2_SOCO | VACAR | SOCO | Internal | Summer | B9 | 800 | 3000 | 1248.17 | 58.84 | 65.84 | 7 | 0
2030 | VACAR_2_SOCO | VACAR | SOCO | Internal | Summer | B10 | 1262 | 3000 | 0 | 52.1 | 56.84 | 7 | 0
2030 | VACAR_2_SOCO | VACAR | SOCO | Internal | Winter | B16 | 25 | 3000 | 0 | 94.79 | 84.79 | 7 | 0
2030 | VACAR_2_SOCO | VACAR | SOCO | Internal | Winter | B17 | 100 | 3000 | 0 | 76.9 | 76.89 | 7 | 0
2030 | VACAR_2_SOCO | VACAR | SOCO | Internal | Winter | B18 | 400 | 3000 | 0 | 74.15 | 70.01 | 7 | 0
2030 | VACAR_2_SOCO | VACAR | SOCO | Internal | Winter | B19 | 700 | 3000 | 0 | 63.93 | 70.01 | 7 | 0
2030 | VACAR_2_SOCO | VACAR | SOCO | Internal | Winter | B20 | 935 | 3000 | 0 | 53.83 | 59.65 | 7 | 0
2035 | ENT_2_SOCO | ENT | SOCO | Internal | Shoulder | B11 | 25 | 2431 | 0 | 81.09 | 84.73 | 8 | 0
2035 | ENT_2_SOCO | ENT | SOCO | Internal | Shoulder | B12 | 200 | 2431 | 1695.15 | 72.56 | 80.56 | 8 | 0
2035 | ENT_2_SOCO | ENT | SOCO | Internal | Shoulder | B13 | 600 | 2431 | 2431 | 57.78 | 74.79 | 8 | 9.01
2035 | ENT_2_SOCO | ENT | SOCO | Internal | Shoulder | B14 | 900 | 2431 | 2431 | 50.23 | 74.79 | 8 | 16.56
2035 | ENT_2_SOCO | ENT | SOCO | Internal | Shoulder | B15 | 1203 | 2431 | 2431 | 41.51 | 65.42 | 8 | 15.92
2035 | ENT_2_SOCO | ENT | SOCO | Internal | Summer | B1 | 10 | 2431 | 2431 | 122 | 130.47 | 8 | 0.47
2035 | ENT_2_SOCO | ENT | SOCO | Internal | Summer | B2 | 25 | 2431 | 2431 | 119.01 | 130.47 | 8 | 3.46
2035 | ENT_2_SOCO | ENT | SOCO | Internal | Summer | B3 | 75 | 2431 | 2431 | 116.98 | 130.47 | 8 | 5.48
2035 | ENT_2_SOCO | ENT | SOCO | Internal | Summer | B4 | 100 | 2431 | 2431 | 116.04 | 127.35 | 8 | 3.32
2035 | ENT_2_SOCO | ENT | SOCO | Internal | Summer | B5 | 200 | 2431 | 0 | 109.81 | 107.81 | 8 | 0
2035 | ENT_2_SOCO | ENT | SOCO | Internal | Summer | B6 | 300 | 2431 | 0 | 81.29 | 79.28 | 8 | 0
2035 | ENT_2_SOCO | ENT | SOCO | Internal | Summer | B7 | 400 | 2431 | 0 | 76.62 | 79.03 | 8 | 0
2035 | ENT_2_SOCO | ENT | SOCO | Internal | Summer | B8 | 500 | 2431 | 1662.44 | 71.03 | 79.03 | 8 | 0
2035 | ENT_2_SOCO | ENT | SOCO | Internal | Summer | B9 | 800 | 2431 | 2431 | 54.39 | 71.93 | 8 | 9.54
2035 | ENT_2_SOCO | ENT | SOCO | Internal | Summer | B10 | 1262 | 2431 | 2431 | 43.01 | 60 | 8 | 8.99
2035 | ENT_2_SOCO | ENT | SOCO | Internal | Winter | B16 | 25 | 2431 | 2224.86 | 79.12 | 87.12 | 8 | 0
2035 | ENT_2_SOCO | ENT | SOCO | Internal | Winter | B17 | 100 | 2431 | 2431 | 67.04 | 84.04 | 8 | 9
2035 | ENT_2_SOCO | ENT | SOCO | Internal | Winter | B18 | 400 | 2431 | 2431 | 59.82 | 76.83 | 8 | 9.01
2035 | ENT_2_SOCO | ENT | SOCO | Internal | Winter | B19 | 700 | 2431 | 2431 | 51.7 | 76.41 | 8 | 16.7
2035 | ENT_2_SOCO | ENT | SOCO | Internal | Winter | B20 | 935 | 2431 | 2431 | 41.88 | 63.61 | 8 | 13.73
2035 | ENT_2_TVA_Transmission | ENT | TVA_Transmission | Internal | Shoulder | B11 | 25 | 2100 | 0 | 81.09 | 84.9 | 8 | 0
2035 | ENT_2_TVA_Transmission | ENT | TVA_Transmission | Internal | Shoulder | B12 | 200 | 2100 | 0 | 72.56 | 77.49 | 8 | 0
2035 | ENT_2_TVA_Transmission | ENT | TVA_Transmission | Internal | Shoulder | B13 | 600 | 2100 | 2070.44 | 57.78 | 65.78 | 8 | 0
2035 | ENT_2_TVA_Transmission | ENT | TVA_Transmission | Internal | Shoulder | B14 | 900 | 2100 | 2100 | 50.23 | 65.78 | 8 | 7.55
2035 | ENT_2_TVA_Transmission | ENT | TVA_Transmission | Internal | Shoulder | B15 | 1203 | 2100 | 2100 | 41.51 | 53.54 | 8 | 4.03
2035 | ENT_2_TVA_Transmission | ENT | TVA_Transmission | Internal | Summer | B1 | 10 | 2100 | 2100 | 122 | 130.01 | 8 | 0.01
2035 | ENT_2_TVA_Transmission | ENT | TVA_Transmission | Internal | Summer | B2 | 25 | 2100 | 1841 | 119.01 | 127.01 | 8 | 0
2035 | ENT_2_TVA_Transmission | ENT | TVA_Transmission | Internal | Summer | B3 | 75 | 2100 | 532.7 | 116.98 | 124.98 | 8 | 0
2035 | ENT_2_TVA_Transmission | ENT | TVA_Transmission | Internal | Summer | B4 | 100 | 2100 | 0 | 116.04 | 122.75 | 8 | 0
2035 | ENT_2_TVA_Transmission | ENT | TVA_Transmission | Internal | Summer | B5 | 200 | 2100 | 0 | 109.81 | 112.61 | 8 | 0
2035 | ENT_2_TVA_Transmission | ENT | TVA_Transmission | Internal | Summer | B6 | 300 | 2100 | 0 | 81.29 | 84.37 | 8 | 0
2035 | ENT_2_TVA_Transmission | ENT | TVA_Transmission | Internal | Summer | B7 | 400 | 2100 | 0 | 76.62 | 73.63 | 8 | 0
2035 | ENT_2_TVA_Transmission | ENT | TVA_Transmission | Internal | Summer | B8 | 500 | 2100 | 0 | 71.03 | 71.28 | 8 | 0
2035 | ENT_2_TVA_Transmission | ENT | TVA_Transmission | Internal | Summer | B9 | 800 | 2100 | 0 | 54.39 | 62.37 | 8 | 0
2035 | ENT_2_TVA_Transmission | ENT | TVA_Transmission | Internal | Summer | B10 | 1262 | 2100 | 0 | 43.01 | 51 | 8 | 0
2035 | ENT_2_TVA_Transmission | ENT | TVA_Transmission | Internal | Winter | B16 | 25 | 2100 | 0 | 79.12 | 86.68 | 8 | 0
2035 | ENT_2_TVA_Transmission | ENT | TVA_Transmission | Internal | Winter | B17 | 100 | 2100 | 1212.68 | 67.04 | 75.04 | 8 | 0
2035 | ENT_2_TVA_Transmission | ENT | TVA_Transmission | Internal | Winter | B18 | 400 | 2100 | 1927.15 | 59.82 | 67.82 | 8 | 0
2035 | ENT_2_TVA_Transmission | ENT | TVA_Transmission | Internal | Winter | B19 | 700 | 2100 | 2100 | 51.7 | 65.37 | 8 | 5.66
2035 | ENT_2_TVA_Transmission | ENT | TVA_Transmission | Internal | Winter | B20 | 935 | 2100 | 2100 | 41.88 | 53.59 | 8 | 3.71
2035 | HQ_NEISO_2_NEISO | HQ_NEISO | NEISO | Internal | Shoulder | B11 | 25 | 99999 | 4523.29 | 67.05 | 67.06 | 0.01 | 0
2035 | HQ_NEISO_2_NEISO | HQ_NEISO | NEISO | Internal | Shoulder | B12 | 200 | 99999 | 4507.22 | 67.05 | 67.06 | 0.01 | 0
2035 | HQ_NEISO_2_NEISO | HQ_NEISO | NEISO | Internal | Shoulder | B13 | 600 | 99999 | 4443.92 | 67.05 | 67.06 | 0.01 | 0
2035 | HQ_NEISO_2_NEISO | HQ_NEISO | NEISO | Internal | Shoulder | B14 | 900 | 99999 | 4333.2 | 67.05 | 67.06 | 0.01 | 0
2035 | HQ_NEISO_2_NEISO | HQ_NEISO | NEISO | Internal | Shoulder | B15 | 1203 | 99999 | 2251.49 | 67.05 | 67.06 | 0.01 | 0
2035 | HQ_NEISO_2_NEISO | HQ_NEISO | NEISO | Internal | Summer | B1 | 10 | 99999 | 5420.1 | 105.96 | 105.98 | 0.01 | 0
2035 | HQ_NEISO_2_NEISO | HQ_NEISO | NEISO | Internal | Summer | B2 | 25 | 99999 | 5313.83 | 102.6 | 102.61 | 0.01 | 0
2035 | HQ_NEISO_2_NEISO | HQ_NEISO | NEISO | Internal | Summer | B3 | 75 | 99999 | 5101.91 | 88.37 | 88.39 | 0.01 | 0
2035 | HQ_NEISO_2_NEISO | HQ_NEISO | NEISO | Internal | Summer | B4 | 100 | 99999 | 4919.84 | 66.24 | 66.25 | 0.01 | 0
2035 | HQ_NEISO_2_NEISO | HQ_NEISO | NEISO | Internal | Summer | B5 | 200 | 99999 | 4820.81 | 66.24 | 66.25 | 0.01 | 0
2035 | HQ_NEISO_2_NEISO | HQ_NEISO | NEISO | Internal | Summer | B6 | 300 | 99999 | 4709.12 | 66.24 | 66.25 | 0.01 | 0
2035 | HQ_NEISO_2_NEISO | HQ_NEISO | NEISO | Internal | Summer | B7 | 400 | 99999 | 4581.14 | 66.24 | 66.25 | 0.01 | 0
2035 | HQ_NEISO_2_NEISO | HQ_NEISO | NEISO | Internal | Summer | B8 | 500 | 99999 | 4480.51 | 66.24 | 66.25 | 0.01 | 0
2035 | HQ_NEISO_2_NEISO | HQ_NEISO | NEISO | Internal | Summer | B9 | 800 | 99999 | 4357.25 | 66.24 | 66.25 | 0.01 | 0
2035 | HQ_NEISO_2_NEISO | HQ_NEISO | NEISO | Internal | Summer | B10 | 1262 | 99999 | 1940.57 | 66.24 | 66.25 | 0.01 | 0
2035 | HQ_NEISO_2_NEISO | HQ_NEISO | NEISO | Internal | Winter | B16 | 25 | 99999 | 4746.16 | 80.53 | 80.54 | 0.01 | 0
2035 | HQ_NEISO_2_NEISO | HQ_NEISO | NEISO | Internal | Winter | B17 | 100 | 99999 | 4656.71 | 77.65 | 77.66 | 0.01 | 0
2035 | HQ_NEISO_2_NEISO | HQ_NEISO | NEISO | Internal | Winter | B18 | 400 | 99999 | 4588.26 | 73.7 | 73.71 | 0.01 | 0
2035 | HQ_NEISO_2_NEISO | HQ_NEISO | NEISO | Internal | Winter | B19 | 700 | 99999 | 4460.73 | 73.7 | 73.71 | 0.01 | 0
2035 | HQ_NEISO_2_NEISO | HQ_NEISO | NEISO | Internal | Winter | B20 | 935 | 99999 | 2471.08 | 73.7 | 73.71 | 0.01 | 0
2035 | HQ_NY_2_NYISO_A-F | HQ_NY | NYISO_A-F | Internal | Shoulder | B11 | 25 | 99999 | 2812.27 | 75.05 | 75.06 | 0.01 | 0
2035 | HQ_NY_2_NYISO_A-F | HQ_NY | NYISO_A-F | Internal | Shoulder | B12 | 200 | 99999 | 2847.69 | 71.74 | 71.75 | 0.01 | 0
2035 | HQ_NY_2_NYISO_A-F | HQ_NY | NYISO_A-F | Internal | Shoulder | B13 | 600 | 99999 | 2781.85 | 71.67 | 71.68 | 0.01 | 0
2035 | HQ_NY_2_NYISO_A-F | HQ_NY | NYISO_A-F | Internal | Shoulder | B14 | 900 | 99999 | 2673.14 | 70.07 | 70.08 | 0.01 | 0
2035 | HQ_NY_2_NYISO_A-F | HQ_NY | NYISO_A-F | Internal | Shoulder | B15 | 1203 | 99999 | 1582.7 | 70.07 | 70.08 | 0.01 | 0
2035 | HQ_NY_2_NYISO_A-F | HQ_NY | NYISO_A-F | Internal | Summer | B1 | 10 | 99999 | 3500.1 | 108.96 | 108.98 | 0.01 | 0
2035 | HQ_NY_2_NYISO_A-F | HQ_NY | NYISO_A-F | Internal | Summer | B2 | 25 | 99999 | 3406.71 | 105.6 | 105.61 | 0.01 | 0
2035 | HQ_NY_2_NYISO_A-F | HQ_NY | NYISO_A-F | Internal | Summer | B3 | 75 | 99999 | 3266.7 | 91.37 | 91.39 | 0.01 | 0
2035 | HQ_NY_2_NYISO_A-F | HQ_NY | NYISO_A-F | Internal | Summer | B4 | 100 | 99999 | 3116.28 | 83.36 | 83.37 | 0.01 | 0
2035 | HQ_NY_2_NYISO_A-F | HQ_NY | NYISO_A-F | Internal | Summer | B5 | 200 | 99999 | 3025.49 | 83.36 | 83.37 | 0.01 | 0
2035 | HQ_NY_2_NYISO_A-F | HQ_NY | NYISO_A-F | Internal | Summer | B6 | 300 | 99999 | 2934.86 | 75.28 | 75.29 | 0.01 | 0
2035 | HQ_NY_2_NYISO_A-F | HQ_NY | NYISO_A-F | Internal | Summer | B7 | 400 | 99999 | 2830.75 | 72.17 | 72.19 | 0.01 | 0
2035 | HQ_NY_2_NYISO_A-F | HQ_NY | NYISO_A-F | Internal | Summer | B8 | 500 | 99999 | 2760.25 | 68.79 | 68.81 | 0.01 | 0
2035 | HQ_NY_2_NYISO_A-F | HQ_NY | NYISO_A-F | Internal | Summer | B9 | 800 | 99999 | 2664.71 | 66.75 | 66.76 | 0.01 | 0
2035 | HQ_NY_2_NYISO_A-F | HQ_NY | NYISO_A-F | Internal | Summer | B10 | 1262 | 99999 | 1436.31 | 66.75 | 66.76 | 0.01 | 0
2035 | HQ_NY_2_NYISO_A-F | HQ_NY | NYISO_A-F | Internal | Winter | B16 | 25 | 99999 | 3058.87 | 77.53 | 77.54 | 0.01 | 0
2035 | HQ_NY_2_NYISO_A-F | HQ_NY | NYISO_A-F | Internal | Winter | B17 | 100 | 99999 | 3001.1 | 76.17 | 76.18 | 0.01 | 0
2035 | HQ_NY_2_NYISO_A-F | HQ_NY | NYISO_A-F | Internal | Winter | B18 | 400 | 99999 | 2934.69 | 73.48 | 73.49 | 0.01 | 0
2035 | HQ_NY_2_NYISO_A-F | HQ_NY | NYISO_A-F | Internal | Winter | B19 | 700 | 99999 | 2819.07 | 70.79 | 70.8 | 0.01 | 0
2035 | HQ_NY_2_NYISO_A-F | HQ_NY | NYISO_A-F | Internal | Winter | B20 | 935 | 99999 | 1762.97 | 70.79 | 70.8 | 0.01 | 0
2035 | HQ_IESO_2_IESO | HQ_IESO | IESO | Internal | Shoulder | B11 | 25 | 99999 | 400 | 70.25 | 70.26 | 0.01 | 0
2035 | HQ_IESO_2_IESO | HQ_IESO | IESO | Internal | Shoulder | B12 | 200 | 99999 | 400 | 68.38 | 68.39 | 0.01 | 0
2035 | HQ_IESO_2_IESO | HQ_IESO | IESO | Internal | Shoulder | B13 | 600 | 99999 | 400 | 64.67 | 64.68 | 0.01 | 0
2035 | HQ_IESO_2_IESO | HQ_IESO | IESO | Internal | Shoulder | B14 | 900 | 99999 | 400 | 63.07 | 63.08 | 0.01 | 0
2035 | HQ_IESO_2_IESO | HQ_IESO | IESO | Internal | Shoulder | B15 | 1203 | 99999 | 75.48 | 63.07 | 63.08 | 0.01 | 0
2035 | HQ_IESO_2_IESO | HQ_IESO | IESO | Internal | Summer | B1 | 10 | 99999 | 400.1 | 115.96 | 115.98 | 0.01 | 0
2035 | HQ_IESO_2_IESO | HQ_IESO | IESO | Internal | Summer | B2 | 25 | 99999 | 400.1 | 111.98 | 111.99 | 0.01 | 0
2035 | HQ_IESO_2_IESO | HQ_IESO | IESO | Internal | Summer | B3 | 75 | 99999 | 400 | 84.37 | 84.39 | 0.01 | 0
2035 | HQ_IESO_2_IESO | HQ_IESO | IESO | Internal | Summer | B4 | 100 | 99999 | 400 | 76.36 | 76.37 | 0.01 | 0
2035 | HQ_IESO_2_IESO | HQ_IESO | IESO | Internal | Summer | B5 | 200 | 99999 | 400 | 76.36 | 76.37 | 0.01 | 0
2035 | HQ_IESO_2_IESO | HQ_IESO | IESO | Internal | Summer | B6 | 300 | 99999 | 400 | 71.53 | 71.54 | 0.01 | 0
2035 | HQ_IESO_2_IESO | HQ_IESO | IESO | Internal | Summer | B7 | 400 | 99999 | 400 | 67.01 | 67.02 | 0.01 | 0
2035 | HQ_IESO_2_IESO | HQ_IESO | IESO | Internal | Summer | B8 | 500 | 99999 | 400 | 61.79 | 61.81 | 0.01 | 0
2035 | HQ_IESO_2_IESO | HQ_IESO | IESO | Internal | Summer | B9 | 800 | 99999 | 400 | 59.16 | 59.18 | 0.01 | 0
2035 | HQ_IESO_2_IESO | HQ_IESO | IESO | Internal | Summer | B10 | 1262 | 99999 | 12.04 | 59.16 | 59.18 | 0.01 | 0
2035 | HQ_IESO_2_IESO | HQ_IESO | IESO | Internal | Winter | B16 | 25 | 99999 | 400 | 79.52 | 79.53 | 0.01 | 0
2035 | HQ_IESO_2_IESO | HQ_IESO | IESO | Internal | Winter | B17 | 100 | 99999 | 400 | 71.78 | 71.8 | 0.01 | 0
2035 | HQ_IESO_2_IESO | HQ_IESO | IESO | Internal | Winter | B18 | 400 | 99999 | 400 | 66.48 | 66.49 | 0.01 | 0
2035 | HQ_IESO_2_IESO | HQ_IESO | IESO | Internal | Winter | B19 | 700 | 99999 | 400 | 63.79 | 63.8 | 0.01 | 0
2035 | HQ_IESO_2_IESO | HQ_IESO | IESO | Internal | Winter | B20 | 935 | 99999 | 91.98 | 63.79 | 63.8 | 0.01 | 0
2035 | IESO_2_MAPP_CA | IESO | MAPP_CA | Internal | Shoulder | B11 | 25 | 262 | 0 | 70.26 | 62.26 | 7 | 0
2035 | IESO_2_MAPP_CA | IESO | MAPP_CA | Internal | Shoulder | B12 | 200 | 262 | 0 | 68.39 | 71.55 | 7 | 0
2035 | IESO_2_MAPP_CA | IESO | MAPP_CA | Internal | Shoulder | B13 | 600 | 262 | 0 | 64.68 | 56.68 | 7 | 0
2035 | IESO_2_MAPP_CA | IESO | MAPP_CA | Internal | Shoulder | B14 | 900 | 262 | 0 | 63.08 | 47.8 | 7 | 0
2035 | IESO_2_MAPP_CA | IESO | MAPP_CA | Internal | Shoulder | B15 | 1203 | 262 | 0 | 63.08 | 47.8 | 7 | 0
2035 | IESO_2_MAPP_CA | IESO | MAPP_CA | Internal | Summer | B1 | 10 | 262 | 0 | 115.98 | 51.18 | 7 | 0
2035 | IESO_2_MAPP_CA | IESO | MAPP_CA | Internal | Summer | B2 | 25 | 262 | 0 | 111.99 | 51.18 | 7 | 0
2035 | IESO_2_MAPP_CA | IESO | MAPP_CA | Internal | Summer | B3 | 75 | 262 | 0 | 84.39 | 51.18 | 7 | 0
2035 | IESO_2_MAPP_CA | IESO | MAPP_CA | Internal | Summer | B4 | 100 | 262 | 0 | 76.37 | 68.37 | 7 | 0
2035 | IESO_2_MAPP_CA | IESO | MAPP_CA | Internal | Summer | B5 | 200 | 262 | 0 | 76.37 | 68.37 | 7 | 0
2035 | IESO_2_MAPP_CA | IESO | MAPP_CA | Internal | Summer | B6 | 300 | 262 | 0 | 71.54 | 63.54 | 7 | 0
2035 | IESO_2_MAPP_CA | IESO | MAPP_CA | Internal | Summer | B7 | 400 | 262 | 0 | 67.02 | 55.02 | 7 | 0
2035 | IESO_2_MAPP_CA | IESO | MAPP_CA | Internal | Summer | B8 | 500 | 262 | 0 | 61.81 | 51.18 | 7 | 0
2035 | IESO_2_MAPP_CA | IESO | MAPP_CA | Internal | Summer | B9 | 800 | 262 | 0 | 59.18 | 51.18 | 7 | 0
2035 | IESO_2_MAPP_CA | IESO | MAPP_CA | Internal | Summer | B10 | 1262 | 262 | 0 | 59.18 | 51.18 | 7 | 0
2035 | IESO_2_MAPP_CA | IESO | MAPP_CA | Internal | Winter | B16 | 25 | 262 | 0 | 79.53 | 54.25 | 7 | 0
2035 | IESO_2_MAPP_CA | IESO | MAPP_CA | Internal | Winter | B17 | 100 | 262 | 0 | 71.8 | 54.25 | 7 | 0
2035 | IESO_2_MAPP_CA | IESO | MAPP_CA | Internal | Winter | B18 | 400 | 262 | 0 | 66.49 | 56.94 | 7 | 0
2035 | IESO_2_MAPP_CA | IESO | MAPP_CA | Internal | Winter | B19 | 700 | 262 | 0 | 63.8 | 54.25 | 7 | 0
2035 | IESO_2_MAPP_CA | IESO | MAPP_CA | Internal | Winter | B20 | 935 | 262 | 0 | 63.8 | 54.25 | 7 | 0
2035 | IESO_2_MISO_MI | IESO | MISO_MI | Internal | Shoulder | B11 | 25 | 1840 | 1840 | 70.26 | 81.11 | 7 | 3.85
2035 | IESO_2_MISO_MI | IESO | MISO_MI | Internal | Shoulder | B12 | 200 | 1840 | 693.75 | 68.39 | 75.39 | 7 | 0
2035 | IESO_2_MISO_MI | IESO | MISO_MI | Internal | Shoulder | B13 | 600 | 1840 | 1270.36 | 64.68 | 71.68 | 7 | 0
2035 | IESO_2_MISO_MI | IESO | MISO_MI | Internal | Shoulder | B14 | 900 | 1840 | 250.25 | 63.08 | 70.08 | 7 | 0
2035 | IESO_2_MISO_MI | IESO | MISO_MI | Internal | Shoulder | B15 | 1203 | 1840 | 0 | 63.08 | 51.98 | 7 | 0
2035 | IESO_2_MISO_MI | IESO | MISO_MI | Internal | Summer | B1 | 10 | 1840 | 1840 | 115.98 | 126.02 | 7 | 3.05
2035 | IESO_2_MISO_MI | IESO | MISO_MI | Internal | Summer | B2 | 25 | 1840 | 1840 | 111.99 | 121.6 | 7 | 2.61
2035 | IESO_2_MISO_MI | IESO | MISO_MI | Internal | Summer | B3 | 75 | 1840 | 1840 | 84.39 | 120.29 | 7 | 28.91
2035 | IESO_2_MISO_MI | IESO | MISO_MI | Internal | Summer | B4 | 100 | 1840 | 1840 | 76.37 | 116.07 | 7 | 32.7
2035 | IESO_2_MISO_MI | IESO | MISO_MI | Internal | Summer | B5 | 200 | 1840 | 1840 | 76.37 | 109.82 | 7 | 26.46
2035 | IESO_2_MISO_MI | IESO | MISO_MI | Internal | Summer | B6 | 300 | 1840 | 1840 | 71.54 | 81.3 | 7 | 2.76
2035 | IESO_2_MISO_MI | IESO | MISO_MI | Internal | Summer | B7 | 400 | 1840 | 1840 | 67.02 | 74.06 | 7 | 0.04
2035 | IESO_2_MISO_MI | IESO | MISO_MI | Internal | Summer | B8 | 500 | 1840 | 1678.3 | 61.81 | 68.81 | 7 | 0
2035 | IESO_2_MISO_MI | IESO | MISO_MI | Internal | Summer | B9 | 800 | 1840 | 0 | 59.18 | 54.4 | 7 | 0
2035 | IESO_2_MISO_MI | IESO | MISO_MI | Internal | Summer | B10 | 1262 | 1840 | 0 | 59.18 | 49.54 | 7 | 0
2035 | IESO_2_MISO_MI | IESO | MISO_MI | Internal | Winter | B16 | 25 | 1840 | 1840 | 79.53 | 87.53 | 7 | 1
2035 | IESO_2_MISO_MI | IESO | MISO_MI | Internal | Winter | B17 | 100 | 1840 | 1171.99 | 71.8 | 78.8 | 7 | 0
2035 | IESO_2_MISO_MI | IESO | MISO_MI | Internal | Winter | B18 | 400 | 1840 | 1114.21 | 66.49 | 73.49 | 7 | 0
2035 | IESO_2_MISO_MI | IESO | MISO_MI | Internal | Winter | B19 | 700 | 1840 | 955.24 | 63.8 | 70.8 | 7 | 0
2035 | IESO_2_MISO_MI | IESO | MISO_MI | Internal | Winter | B20 | 935 | 1840 | 0 | 63.8 | 51.32 | 7 | 0
2035 | IESO_2_MISO_W | IESO | MISO_W | Internal | Shoulder | B11 | 25 | 214 | 214 | 70.26 | 81.07 | 7 | 3.81
2035 | IESO_2_MISO_W | IESO | MISO_W | Internal | Shoulder | B12 | 200 | 214 | 0 | 68.39 | 72.55 | 7 | 0
2035 | IESO_2_MISO_W | IESO | MISO_W | Internal | Shoulder | B13 | 600 | 214 | 0 | 64.68 | 57.77 | 7 | 0
2035 | IESO_2_MISO_W | IESO | MISO_W | Internal | Shoulder | B14 | 900 | 214 | 0 | 63.08 | 47.81 | 7 | 0
2035 | IESO_2_MISO_W | IESO | MISO_W | Internal | Shoulder | B15 | 1203 | 214 | 0 | 63.08 | 41.43 | 7 | 0
2035 | IESO_2_MISO_W | IESO | MISO_W | Internal | Summer | B1 | 10 | 214 | 0 | 115.98 | 122.01 | 7 | 0
2035 | IESO_2_MISO_W | IESO | MISO_W | Internal | Summer | B2 | 25 | 214 | 164.92 | 111.99 | 118.99 | 7 | 0
2035 | IESO_2_MISO_W | IESO | MISO_W | Internal | Summer | B3 | 75 | 214 | 214 | 84.39 | 116.98 | 7 | 25.6
2035 | IESO_2_MISO_W | IESO | MISO_W | Internal | Summer | B4 | 100 | 214 | 214 | 76.37 | 116.04 | 7 | 32.67
2035 | IESO_2_MISO_W | IESO | MISO_W | Internal | Summer | B5 | 200 | 214 | 214 | 76.37 | 109.81 | 7 | 26.44
2035 | IESO_2_MISO_W | IESO | MISO_W | Internal | Summer | B6 | 300 | 214 | 214 | 71.54 | 81.28 | 7 | 2.73
2035 | IESO_2_MISO_W | IESO | MISO_W | Internal | Summer | B7 | 400 | 214 | 15.33 | 67.02 | 74.02 | 7 | 0
2035 | IESO_2_MISO_W | IESO | MISO_W | Internal | Summer | B8 | 500 | 214 | 0 | 61.81 | 68.77 | 7 | 0
2035 | IESO_2_MISO_W | IESO | MISO_W | Internal | Summer | B9 | 800 | 214 | 0 | 59.18 | 54.36 | 7 | 0
2035 | IESO_2_MISO_W | IESO | MISO_W | Internal | Summer | B10 | 1262 | 214 | 0 | 59.18 | 42.98 | 7 | 0
2035 | IESO_2_MISO_W | IESO | MISO_W | Internal | Winter | B16 | 25 | 214 | 0 | 79.53 | 54.26 | 7 | 0
2035 | IESO_2_MISO_W | IESO | MISO_W | Internal | Winter | B17 | 100 | 214 | 0 | 71.8 | 54.26 | 7 | 0
2035 | IESO_2_MISO_W | IESO | MISO_W | Internal | Winter | B18 | 400 | 214 | 0 | 66.49 | 56.95 | 7 | 0
2035 | IESO_2_MISO_W | IESO | MISO_W | Internal | Winter | B19 | 700 | 214 | 0 | 63.8 | 54.26 | 7 | 0
2035 | IESO_2_MISO_W | IESO | MISO_W | Internal | Winter | B20 | 935 | 214 | 0 | 63.8 | 41.43 | 7 | 0
2035 | IESO_2_NYISO_A-F | IESO | NYISO_A-F | Internal | Shoulder | B11 | 25 | 1725 | 0 | 70.26 | 75.06 | 7 | 0
2035 | IESO_2_NYISO_A-F | IESO | NYISO_A-F | Internal | Shoulder | B12 | 200 | 1725 | 0 | 68.39 | 71.75 | 7 | 0
2035 | IESO_2_NYISO_A-F | IESO | NYISO_A-F | Internal | Shoulder | B13 | 600 | 1725 | 184.92 | 64.68 | 71.68 | 7 | 0
2035 | IESO_2_NYISO_A-F | IESO | NYISO_A-F | Internal | Shoulder | B14 | 900 | 1725 | 409.14 | 63.08 | 70.08 | 7 | 0
2035 | IESO_2_NYISO_A-F | IESO | NYISO_A-F | Internal | Shoulder | B15 | 1203 | 1725 | 416.41 | 63.08 | 70.08 | 7 | 0
2035 | IESO_2_NYISO_A-F | IESO | NYISO_A-F | Internal | Summer | B1 | 10 | 1725 | 0 | 115.98 | 108.98 | 7 | 0
2035 | IESO_2_NYISO_A-F | IESO | NYISO_A-F | Internal | Summer | B2 | 25 | 1725 | 0 | 111.99 | 105.61 | 7 | 0
2035 | IESO_2_NYISO_A-F | IESO | NYISO_A-F | Internal | Summer | B3 | 75 | 1725 | 774.2 | 84.39 | 91.39 | 7 | 0
2035 | IESO_2_NYISO_A-F | IESO | NYISO_A-F | Internal | Summer | B4 | 100 | 1725 | 1141.14 | 76.37 | 83.37 | 7 | 0
2035 | IESO_2_NYISO_A-F | IESO | NYISO_A-F | Internal | Summer | B5 | 200 | 1725 | 838.37 | 76.37 | 83.37 | 7 | 0
2035 | IESO_2_NYISO_A-F | IESO | NYISO_A-F | Internal | Summer | B6 | 300 | 1725 | 0 | 71.54 | 75.29 | 7 | 0
2035 | IESO_2_NYISO_A-F | IESO | NYISO_A-F | Internal | Summer | B7 | 400 | 1725 | 0 | 67.02 | 72.19 | 7 | 0
2035 | IESO_2_NYISO_A-F | IESO | NYISO_A-F | Internal | Summer | B8 | 500 | 1725 | 994.15 | 61.81 | 68.81 | 7 | 0
2035 | IESO_2_NYISO_A-F | IESO | NYISO_A-F | Internal | Summer | B9 | 800 | 1725 | 1725 | 59.18 | 66.76 | 7 | 0.58
2035 | IESO_2_NYISO_A-F | IESO | NYISO_A-F | Internal | Summer | B10 | 1262 | 1725 | 1725 | 59.18 | 66.76 | 7 | 0.58
2035 | IESO_2_NYISO_A-F | IESO | NYISO_A-F | Internal | Winter | B16 | 25 | 1725 | 0 | 79.53 | 77.54 | 7 | 0
2035 | IESO_2_NYISO_A-F | IESO | NYISO_A-F | Internal | Winter | B17 | 100 | 1725 | 0 | 71.8 | 76.18 | 7 | 0
2035 | IESO_2_NYISO_A-F | IESO | NYISO_A-F | Internal | Winter | B18 | 400 | 1725 | 641.76 | 66.49 | 73.49 | 7 | 0
2035 | IESO_2_NYISO_A-F | IESO | NYISO_A-F | Internal | Winter | B19 | 700 | 1725 | 274.57 | 63.8 | 70.8 | 7 | 0
2035 | IESO_2_NYISO_A-F | IESO | NYISO_A-F | Internal | Winter | B20 | 935 | 1725 | 330.06 | 63.8 | 70.8 | 7 | 0
2035 | MAPP_CA_2_IESO | MAPP_CA | IESO | Internal | Shoulder | B11 | 25 | 330 | 293.67 | 62.26 | 70.26 | 8 | 0
2035 | MAPP_CA_2_IESO | MAPP_CA | IESO | Internal | Shoulder | B12 | 200 | 330 | 0 | 71.55 | 68.39 | 8 | 0
2035 | MAPP_CA_2_IESO | MAPP_CA | IESO | Internal | Shoulder | B13 | 600 | 330 | 200.4 | 56.68 | 64.68 | 8 | 0
2035 | MAPP_CA_2_IESO | MAPP_CA | IESO | Internal | Shoulder | B14 | 900 | 330 | 330 | 47.8 | 63.08 | 8 | 7.28
2035 | MAPP_CA_2_IESO | MAPP_CA | IESO | Internal | Shoulder | B15 | 1203 | 330 | 330 | 47.8 | 63.08 | 8 | 7.28
2035 | MAPP_CA_2_IESO | MAPP_CA | IESO | Internal | Summer | B1 | 10 | 330 | 330 | 51.18 | 115.98 | 8 | 56.8
2035 | MAPP_CA_2_IESO | MAPP_CA | IESO | Internal | Summer | B2 | 25 | 330 | 330 | 51.18 | 111.99 | 8 | 52.82
2035 | MAPP_CA_2_IESO | MAPP_CA | IESO | Internal | Summer | B3 | 75 | 330 | 330 | 51.18 | 84.39 | 8 | 25.21
2035 | MAPP_CA_2_IESO | MAPP_CA | IESO | Internal | Summer | B4 | 100 | 330 | 297.07 | 68.37 | 76.37 | 8 | 0
2035 | MAPP_CA_2_IESO | MAPP_CA | IESO | Internal | Summer | B5 | 200 | 330 | 190.03 | 68.37 | 76.37 | 8 | 0
2035 | MAPP_CA_2_IESO | MAPP_CA | IESO | Internal | Summer | B6 | 300 | 330 | 74.81 | 63.54 | 71.54 | 8 | 0
2035 | MAPP_CA_2_IESO | MAPP_CA | IESO | Internal | Summer | B7 | 400 | 330 | 330 | 55.02 | 67.02 | 8 | 4
2035 | MAPP_CA_2_IESO | MAPP_CA | IESO | Internal | Summer | B8 | 500 | 330 | 330 | 51.18 | 61.81 | 8 | 2.63
2035 | MAPP_CA_2_IESO | MAPP_CA | IESO | Internal | Summer | B9 | 800 | 330 | 72.43 | 51.18 | 59.18 | 8 | 0
2035 | MAPP_CA_2_IESO | MAPP_CA | IESO | Internal | Summer | B10 | 1262 | 330 | 58.39 | 51.18 | 59.18 | 8 | 0
2035 | MAPP_CA_2_IESO | MAPP_CA | IESO | Internal | Winter | B16 | 25 | 330 | 330 | 54.25 | 79.53 | 8 | 17.29
2035 | MAPP_CA_2_IESO | MAPP_CA | IESO | Internal | Winter | B17 | 100 | 330 | 330 | 54.25 | 71.8 | 8 | 9.55
2035 | MAPP_CA_2_IESO | MAPP_CA | IESO | Internal | Winter | B18 | 400 | 330 | 330 | 56.94 | 66.49 | 8 | 1.55
2035 | MAPP_CA_2_IESO | MAPP_CA | IESO | Internal | Winter | B19 | 700 | 330 | 330 | 54.25 | 63.8 | 8 | 1.55
2035 | MAPP_CA_2_IESO | MAPP_CA | IESO | Internal | Winter | B20 | 935 | 330 | 330 | 54.25 | 63.8 | 8 | 1.55
2035 | MAPP_CA_2_MAPP_US | MAPP_CA | MAPP_US | Internal | Shoulder | B11 | 25 | 437 | 281.5 | 62.26 | 69.26 | 7 | 0
2035 | MAPP_CA_2_MAPP_US | MAPP_CA | MAPP_US | Internal | Shoulder | B12 | 200 | 437 | 0 | 71.55 | 64.55 | 7 | 0
2035 | MAPP_CA_2_MAPP_US | MAPP_CA | MAPP_US | Internal | Shoulder | B13 | 600 | 437 | 0 | 56.68 | 47 | 7 | 0
2035 | MAPP_CA_2_MAPP_US | MAPP_CA | MAPP_US | Internal | Shoulder | B14 | 900 | 437 | 0 | 47.8 | 40.81 | 7 | 0
2035 | MAPP_CA_2_MAPP_US | MAPP_CA | MAPP_US | Internal | Shoulder | B15 | 1203 | 437 | 0 | 47.8 | 34.43 | 7 | 0
2035 | MAPP_CA_2_MAPP_US | MAPP_CA | MAPP_US | Internal | Summer | B1 | 10 | 437 | 437 | 51.18 | 115.01 | 7 | 56.84
2035 | MAPP_CA_2_MAPP_US | MAPP_CA | MAPP_US | Internal | Summer | B2 | 25 | 437 | 437 | 51.18 | 111.99 | 7 | 53.82
2035 | MAPP_CA_2_MAPP_US | MAPP_CA | MAPP_US | Internal | Summer | B3 | 75 | 437 | 437 | 51.18 | 109.98 | 7 | 51.81
2035 | MAPP_CA_2_MAPP_US | MAPP_CA | MAPP_US | Internal | Summer | B4 | 100 | 437 | 437 | 68.37 | 109.02 | 7 | 33.65
2035 | MAPP_CA_2_MAPP_US | MAPP_CA | MAPP_US | Internal | Summer | B5 | 200 | 437 | 437 | 68.37 | 102.81 | 7 | 27.44
2035 | MAPP_CA_2_MAPP_US | MAPP_CA | MAPP_US | Internal | Summer | B6 | 300 | 437 | 437 | 63.54 | 74.28 | 7 | 3.73
2035 | MAPP_CA_2_MAPP_US | MAPP_CA | MAPP_US | Internal | Summer | B7 | 400 | 437 | 150.27 | 55.02 | 62.02 | 7 | 0
2035 | MAPP_CA_2_MAPP_US | MAPP_CA | MAPP_US | Internal | Summer | B8 | 500 | 437 | 0 | 51.18 | 56.77 | 7 | 0
2035 | MAPP_CA_2_MAPP_US | MAPP_CA | MAPP_US | Internal | Summer | B9 | 800 | 437 | 0 | 51.18 | 43.48 | 7 | 0
2035 | MAPP_CA_2_MAPP_US | MAPP_CA | MAPP_US | Internal | Summer | B10 | 1262 | 437 | 0 | 51.18 | 35.98 | 7 | 0
2035 | MAPP_CA_2_MAPP_US | MAPP_CA | MAPP_US | Internal | Winter | B16 | 25 | 437 | 0 | 54.25 | 30.35 | 7 | 0
2035 | MAPP_CA_2_MAPP_US | MAPP_CA | MAPP_US | Internal | Winter | B17 | 100 | 437 | 0 | 54.25 | 43.2 | 7 | 0
2035 | MAPP_CA_2_MAPP_US | MAPP_CA | MAPP_US | Internal | Winter | B18 | 400 | 437 | 0 | 56.94 | 47.26 | 7 | 0
2035 | MAPP_CA_2_MAPP_US | MAPP_CA | MAPP_US | Internal | Winter | B19 | 700 | 437 | 0 | 54.25 | 47.26 | 7 | 0
2035 | MAPP_CA_2_MAPP_US | MAPP_CA | MAPP_US | Internal | Winter | B20 | 935 | 437 | 0 | 54.25 | 34.43 | 7 | 0
2035 | MAPP_CA_2_MISO_W | MAPP_CA | MISO_W | Internal | Shoulder | B11 | 25 | 2058 | 2058 | 62.26 | 81.07 | 0.01 | 18.8
2035 | MAPP_CA_2_MISO_W | MAPP_CA | MISO_W | Internal | Shoulder | B12 | 200 | 2058 | 2058 | 71.55 | 72.55 | 0.01 | 0.99
2035 | MAPP_CA_2_MISO_W | MAPP_CA | MISO_W | Internal | Shoulder | B13 | 600 | 2058 | 2058 | 56.68 | 57.77 | 0.01 | 1.07
2035 | MAPP_CA_2_MISO_W | MAPP_CA | MISO_W | Internal | Shoulder | B14 | 900 | 2058 | 762.58 | 47.8 | 47.81 | 0.01 | 0
2035 | MAPP_CA_2_MISO_W | MAPP_CA | MISO_W | Internal | Shoulder | B15 | 1203 | 2058 | 0 | 47.8 | 41.43 | 0.01 | 0
2035 | MAPP_CA_2_MISO_W | MAPP_CA | MISO_W | Internal | Summer | B1 | 10 | 2058 | 2058 | 51.18 | 122.01 | 0.01 | 70.83
2035 | MAPP_CA_2_MISO_W | MAPP_CA | MISO_W | Internal | Summer | B2 | 25 | 2058 | 2058 | 51.18 | 118.99 | 0.01 | 67.81
2035 | MAPP_CA_2_MISO_W | MAPP_CA | MISO_W | Internal | Summer | B3 | 75 | 2058 | 2058 | 51.18 | 116.98 | 0.01 | 65.79
2035 | MAPP_CA_2_MISO_W | MAPP_CA | MISO_W | Internal | Summer | B4 | 100 | 2058 | 2058 | 68.37 | 116.04 | 0.01 | 47.66
2035 | MAPP_CA_2_MISO_W | MAPP_CA | MISO_W | Internal | Summer | B5 | 200 | 2058 | 2058 | 68.37 | 109.81 | 0.01 | 41.43
2035 | MAPP_CA_2_MISO_W | MAPP_CA | MISO_W | Internal | Summer | B6 | 300 | 2058 | 2058 | 63.54 | 81.28 | 0.01 | 17.72
2035 | MAPP_CA_2_MISO_W | MAPP_CA | MISO_W | Internal | Summer | B7 | 400 | 2058 | 2058 | 55.02 | 74.02 | 0.01 | 18.99
2035 | MAPP_CA_2_MISO_W | MAPP_CA | MISO_W | Internal | Summer | B8 | 500 | 2058 | 2058 | 51.18 | 68.77 | 0.01 | 17.58
2035 | MAPP_CA_2_MISO_W | MAPP_CA | MISO_W | Internal | Summer | B9 | 800 | 2058 | 2058 | 51.18 | 54.36 | 0.01 | 3.18
2035 | MAPP_CA_2_MISO_W | MAPP_CA | MISO_W | Internal | Summer | B10 | 1262 | 2058 | 0 | 51.18 | 42.98 | 0.01 | 0
2035 | MAPP_CA_2_MISO_W | MAPP_CA | MISO_W | Internal | Winter | B16 | 25 | 2058 | 386.74 | 54.25 | 54.26 | 0.01 | 0
2035 | MAPP_CA_2_MISO_W | MAPP_CA | MISO_W | Internal | Winter | B17 | 100 | 2058 | 107.31 | 54.25 | 54.26 | 0.01 | 0
2035 | MAPP_CA_2_MISO_W | MAPP_CA | MISO_W | Internal | Winter | B18 | 400 | 2058 | 1246.63 | 56.94 | 56.95 | 0.01 | 0
2035 | MAPP_CA_2_MISO_W | MAPP_CA | MISO_W | Internal | Winter | B19 | 700 | 2058 | 137.85 | 54.25 | 54.26 | 0.01 | 0
2035 | MAPP_CA_2_MISO_W | MAPP_CA | MISO_W | Internal | Winter | B20 | 935 | 2058 | 0 | 54.25 | 41.43 | 0.01 | 0
2035 | MAPP_US_2_MAPP_CA | MAPP_US | MAPP_CA | Internal | Shoulder | B11 | 25 | 230 | 0 | 69.26 | 62.26 | 7 | 0
2035 | MAPP_US_2_MAPP_CA | MAPP_US | MAPP_CA | Internal | Shoulder | B12 | 200 | 230 | 48.89 | 64.55 | 71.55 | 7 | 0
2035 | MAPP_US_2_MAPP_CA | MAPP_US | MAPP_CA | Internal | Shoulder | B13 | 600 | 230 | 230 | 47 | 56.68 | 7 | 2.69
2035 | MAPP_US_2_MAPP_CA | MAPP_US | MAPP_CA | Internal | Shoulder | B14 | 900 | 230 | 0 | 40.81 | 47.8 | 7 | 0
2035 | MAPP_US_2_MAPP_CA | MAPP_US | MAPP_CA | Internal | Shoulder | B15 | 1203 | 230 | 230 | 34.43 | 47.8 | 7 | 6.37
2035 | MAPP_US_2_MAPP_CA | MAPP_US | MAPP_CA | Internal | Summer | B1 | 10 | 230 | 0 | 115.01 | 51.18 | 7 | 0
2035 | MAPP_US_2_MAPP_CA | MAPP_US | MAPP_CA | Internal | Summer | B2 | 25 | 230 | 0 | 111.99 | 51.18 | 7 | 0
2035 | MAPP_US_2_MAPP_CA | MAPP_US | MAPP_CA | Internal | Summer | B3 | 75 | 230 | 0 | 109.98 | 51.18 | 7 | 0
2035 | MAPP_US_2_MAPP_CA | MAPP_US | MAPP_CA | Internal | Summer | B4 | 100 | 230 | 0 | 109.02 | 68.37 | 7 | 0
2035 | MAPP_US_2_MAPP_CA | MAPP_US | MAPP_CA | Internal | Summer | B5 | 200 | 230 | 0 | 102.81 | 68.37 | 7 | 0
2035 | MAPP_US_2_MAPP_CA | MAPP_US | MAPP_CA | Internal | Summer | B6 | 300 | 230 | 0 | 74.28 | 63.54 | 7 | 0
2035 | MAPP_US_2_MAPP_CA | MAPP_US | MAPP_CA | Internal | Summer | B7 | 400 | 230 | 0 | 62.02 | 55.02 | 7 | 0
2035 | MAPP_US_2_MAPP_CA | MAPP_US | MAPP_CA | Internal | Summer | B8 | 500 | 230 | 0 | 56.77 | 51.18 | 7 | 0
2035 | MAPP_US_2_MAPP_CA | MAPP_US | MAPP_CA | Internal | Summer | B9 | 800 | 230 | 230 | 43.48 | 51.18 | 7 | 0.69
2035 | MAPP_US_2_MAPP_CA | MAPP_US | MAPP_CA | Internal | Summer | B10 | 1262 | 230 | 230 | 35.98 | 51.18 | 7 | 8.19
2035 | MAPP_US_2_MAPP_CA | MAPP_US | MAPP_CA | Internal | Winter | B16 | 25 | 230 | 230 | 30.35 | 54.25 | 7 | 16.89
2035 | MAPP_US_2_MAPP_CA | MAPP_US | MAPP_CA | Internal | Winter | B17 | 100 | 230 | 230 | 43.2 | 54.25 | 7 | 4.04
2035 | MAPP_US_2_MAPP_CA | MAPP_US | MAPP_CA | Internal | Winter | B18 | 400 | 230 | 230 | 47.26 | 56.94 | 7 | 2.68
2035 | MAPP_US_2_MAPP_CA | MAPP_US | MAPP_CA | Internal | Winter | B19 | 700 | 230 | 0 | 47.26 | 54.25 | 7 | 0
2035 | MAPP_US_2_MAPP_CA | MAPP_US | MAPP_CA | Internal | Winter | B20 | 935 | 230 | 230 | 34.43 | 54.25 | 7 | 12.82
2035 | MAPP_US_2_MISO_W | MAPP_US | MISO_W | Internal | Shoulder | B11 | 25 | 2635 | 2635 | 69.26 | 81.07 | 7 | 4.81
2035 | MAPP_US_2_MISO_W | MAPP_US | MISO_W | Internal | Shoulder | B12 | 200 | 2635 | 2635 | 64.55 | 72.55 | 7 | 1
2035 | MAPP_US_2_MISO_W | MAPP_US | MISO_W | Internal | Shoulder | B13 | 600 | 2635 | 2635 | 47 | 57.77 | 7 | 3.77
2035 | MAPP_US_2_MISO_W | MAPP_US | MISO_W | Internal | Shoulder | B14 | 900 | 2635 | 1864.47 | 40.81 | 47.81 | 7 | 0
2035 | MAPP_US_2_MISO_W | MAPP_US | MISO_W | Internal | Shoulder | B15 | 1203 | 2635 | 1536.87 | 34.43 | 41.43 | 7 | 0
2035 | MAPP_US_2_MISO_W | MAPP_US | MISO_W | Internal | Summer | B1 | 10 | 2635 | 1572.24 | 115.01 | 122.01 | 7 | 0
2035 | MAPP_US_2_MISO_W | MAPP_US | MISO_W | Internal | Summer | B2 | 25 | 2635 | 2240.19 | 111.99 | 118.99 | 7 | 0
2035 | MAPP_US_2_MISO_W | MAPP_US | MISO_W | Internal | Summer | B3 | 75 | 2635 | 2267.27 | 109.98 | 116.98 | 7 | 0
2035 | MAPP_US_2_MISO_W | MAPP_US | MISO_W | Internal | Summer | B4 | 100 | 2635 | 2635 | 109.02 | 116.04 | 7 | 0.01
2035 | MAPP_US_2_MISO_W | MAPP_US | MISO_W | Internal | Summer | B5 | 200 | 2635 | 2630.88 | 102.81 | 109.81 | 7 | 0
2035 | MAPP_US_2_MISO_W | MAPP_US | MISO_W | Internal | Summer | B6 | 300 | 2635 | 2393.47 | 74.28 | 81.28 | 7 | 0
2035 | MAPP_US_2_MISO_W | MAPP_US | MISO_W | Internal | Summer | B7 | 400 | 2635 | 2635 | 62.02 | 74.02 | 7 | 5
2035 | MAPP_US_2_MISO_W | MAPP_US | MISO_W | Internal | Summer | B8 | 500 | 2635 | 2635 | 56.77 | 68.77 | 7 | 5
2035 | MAPP_US_2_MISO_W | MAPP_US | MISO_W | Internal | Summer | B9 | 800 | 2635 | 2635 | 43.48 | 54.36 | 7 | 3.88
2035 | MAPP_US_2_MISO_W | MAPP_US | MISO_W | Internal | Summer | B10 | 1262 | 2635 | 2402.11 | 35.98 | 42.98 | 7 | 0
2035 | MAPP_US_2_MISO_W | MAPP_US | MISO_W | Internal | Winter | B16 | 25 | 2635 | 2635 | 30.35 | 54.26 | 7 | 16.9
2035 | MAPP_US_2_MISO_W | MAPP_US | MISO_W | Internal | Winter | B17 | 100 | 2635 | 2635 | 43.2 | 54.26 | 7 | 4.06
2035 | MAPP_US_2_MISO_W | MAPP_US | MISO_W | Internal | Winter | B18 | 400 | 2635 | 2635 | 47.26 | 56.95 | 7 | 2.69
2035 | MAPP_US_2_MISO_W | MAPP_US | MISO_W | Internal | Winter | B19 | 700 | 2635 | 2537.09 | 47.26 | 54.26 | 7 | 0
2035 | MAPP_US_2_MISO_W | MAPP_US | MISO_W | Internal | Winter | B20 | 935 | 2635 | 1882.94 | 34.43 | 41.43 | 7 | 0
2035 | MAPP_US_2_NE | MAPP_US | NE | Internal | Shoulder | B11 | 25 | 2000 | 0 | 69.26 | 76.07 | 7 | 0
2035 | MAPP_US_2_NE | MAPP_US | NE | Internal | Shoulder | B12 | 200 | 2000 | 0 | 64.55 | 67.55 | 7 | 0
2035 | MAPP_US_2_NE | MAPP_US | NE | Internal | Shoulder | B13 | 600 | 2000 | 0 | 47 | 52.77 | 7 | 0
2035 | MAPP_US_2_NE | MAPP_US | NE | Internal | Shoulder | B14 | 900 | 2000 | 0 | 40.81 | 35.84 | 7 | 0
2035 | MAPP_US_2_NE | MAPP_US | NE | Internal | Shoulder | B15 | 1203 | 2000 | 0 | 34.43 | 30.93 | 7 | 0
2035 | MAPP_US_2_NE | MAPP_US | NE | Internal | Summer | B1 | 10 | 2000 | 0 | 115.01 | 117.01 | 7 | 0
2035 | MAPP_US_2_NE | MAPP_US | NE | Internal | Summer | B2 | 25 | 2000 | 0 | 111.99 | 113.99 | 7 | 0
2035 | MAPP_US_2_NE | MAPP_US | NE | Internal | Summer | B3 | 75 | 2000 | 0 | 109.98 | 111.98 | 7 | 0
2035 | MAPP_US_2_NE | MAPP_US | NE | Internal | Summer | B4 | 100 | 2000 | 0 | 109.02 | 111.04 | 7 | 0
2035 | MAPP_US_2_NE | MAPP_US | NE | Internal | Summer | B5 | 200 | 2000 | 0 | 102.81 | 104.81 | 7 | 0
2035 | MAPP_US_2_NE | MAPP_US | NE | Internal | Summer | B6 | 300 | 2000 | 0 | 74.28 | 76.28 | 7 | 0
2035 | MAPP_US_2_NE | MAPP_US | NE | Internal | Summer | B7 | 400 | 2000 | 266.93 | 62.02 | 69.02 | 7 | 0
2035 | MAPP_US_2_NE | MAPP_US | NE | Internal | Summer | B8 | 500 | 2000 | 756.67 | 56.77 | 63.77 | 7 | 0
2035 | MAPP_US_2_NE | MAPP_US | NE | Internal | Summer | B9 | 800 | 2000 | 0 | 43.48 | 49.36 | 7 | 0
2035 | MAPP_US_2_NE | MAPP_US | NE | Internal | Summer | B10 | 1262 | 2000 | 0 | 35.98 | 37.98 | 7 | 0
2035 | MAPP_US_2_NE | MAPP_US | NE | Internal | Winter | B16 | 25 | 2000 | 0 | 30.35 | -22.61 | 7 | 0
2035 | MAPP_US_2_NE | MAPP_US | NE | Internal | Winter | B17 | 100 | 2000 | 0 | 43.2 | 38.2 | 7 | 0
2035 | MAPP_US_2_NE | MAPP_US | NE | Internal | Winter | B18 | 400 | 2000 | 0 | 47.26 | 48.43 | 7 | 0
2035 | MAPP_US_2_NE | MAPP_US | NE | Internal | Winter | B19 | 700 | 2000 | 0 | 47.26 | 46.68 | 7 | 0
2035 | MAPP_US_2_NE | MAPP_US | NE | Internal | Winter | B20 | 935 | 2000 | 0 | 34.43 | 33.12 | 7 | 0
2035 | MARITIMES_2_NEISO | MARITIMES | NEISO | Internal | Shoulder | B11 | 25 | 99999 | 1720.66 | 67.05 | 67.06 | 0.01 | 0
2035 | MARITIMES_2_NEISO | MARITIMES | NEISO | Internal | Shoulder | B12 | 200 | 99999 | 1717.44 | 67.05 | 67.06 | 0.01 | 0
2035 | MARITIMES_2_NEISO | MARITIMES | NEISO | Internal | Shoulder | B13 | 600 | 99999 | 1704.78 | 67.05 | 67.06 | 0.01 | 0
2035 | MARITIMES_2_NEISO | MARITIMES | NEISO | Internal | Shoulder | B14 | 900 | 99999 | 1682.64 | 67.05 | 67.06 | 0.01 | 0
2035 | MARITIMES_2_NEISO | MARITIMES | NEISO | Internal | Shoulder | B15 | 1203 | 99999 | 648.08 | 67.05 | 67.06 | 0.01 | 0
2035 | MARITIMES_2_NEISO | MARITIMES | NEISO | Internal | Summer | B1 | 10 | 99999 | 1900.1 | 105.96 | 105.98 | 0.01 | 0
2035 | MARITIMES_2_NEISO | MARITIMES | NEISO | Internal | Summer | B2 | 25 | 99999 | 1878.84 | 102.6 | 102.61 | 0.01 | 0
2035 | MARITIMES_2_NEISO | MARITIMES | NEISO | Internal | Summer | B3 | 75 | 99999 | 1836.38 | 88.37 | 88.39 | 0.01 | 0
2035 | MARITIMES_2_NEISO | MARITIMES | NEISO | Internal | Summer | B4 | 100 | 99999 | 1799.97 | 66.24 | 66.25 | 0.01 | 0
2035 | MARITIMES_2_NEISO | MARITIMES | NEISO | Internal | Summer | B5 | 200 | 99999 | 1780.16 | 66.24 | 66.25 | 0.01 | 0
2035 | MARITIMES_2_NEISO | MARITIMES | NEISO | Internal | Summer | B6 | 300 | 99999 | 1757.82 | 66.24 | 66.25 | 0.01 | 0
2035 | MARITIMES_2_NEISO | MARITIMES | NEISO | Internal | Summer | B7 | 400 | 99999 | 1732.23 | 66.24 | 66.25 | 0.01 | 0
2035 | MARITIMES_2_NEISO | MARITIMES | NEISO | Internal | Summer | B8 | 500 | 99999 | 1712.1 | 66.24 | 66.25 | 0.01 | 0
2035 | MARITIMES_2_NEISO | MARITIMES | NEISO | Internal | Summer | B9 | 800 | 99999 | 1687.45 | 66.24 | 66.25 | 0.01 | 0
2035 | MARITIMES_2_NEISO | MARITIMES | NEISO | Internal | Summer | B10 | 1262 | 99999 | 465.06 | 66.24 | 66.25 | 0.01 | 0
2035 | MARITIMES_2_NEISO | MARITIMES | NEISO | Internal | Winter | B16 | 25 | 99999 | 1765.23 | 80.53 | 80.54 | 0.01 | 0
2035 | MARITIMES_2_NEISO | MARITIMES | NEISO | Internal | Winter | B17 | 100 | 99999 | 1747.34 | 77.65 | 77.66 | 0.01 | 0
2035 | MARITIMES_2_NEISO | MARITIMES | NEISO | Internal | Winter | B18 | 400 | 99999 | 1733.65 | 73.7 | 73.71 | 0.01 | 0
2035 | MARITIMES_2_NEISO | MARITIMES | NEISO | Internal | Winter | B19 | 700 | 99999 | 1708.15 | 73.7 | 73.71 | 0.01 | 0
2035 | MARITIMES_2_NEISO | MARITIMES | NEISO | Internal | Winter | B20 | 935 | 99999 | 723.43 | 73.7 | 73.71 | 0.01 | 0
2035 | MISO_IN_2_MISO_MI | MISO_IN | MISO_MI | Internal | Shoulder | B11 | 25 | 5081 | 184.87 | 81.1 | 81.11 | 0.01 | 0
2035 | MISO_IN_2_MISO_MI | MISO_IN | MISO_MI | Internal | Shoulder | B12 | 200 | 5081 | 2142.09 | 75.38 | 75.39 | 0.01 | 0
2035 | MISO_IN_2_MISO_MI | MISO_IN | MISO_MI | Internal | Shoulder | B13 | 600 | 5081 | 3458.39 | 71.67 | 71.68 | 0.01 | 0
2035 | MISO_IN_2_MISO_MI | MISO_IN | MISO_MI | Internal | Shoulder | B14 | 900 | 5081 | 4237.01 | 70.07 | 70.08 | 0.01 | 0
2035 | MISO_IN_2_MISO_MI | MISO_IN | MISO_MI | Internal | Shoulder | B15 | 1203 | 5081 | 5081 | 50.53 | 51.98 | 0.01 | 1.44
2035 | MISO_IN_2_MISO_MI | MISO_IN | MISO_MI | Internal | Summer | B1 | 10 | 5081 | 818.1 | 126.01 | 126.02 | 0.01 | 0
2035 | MISO_IN_2_MISO_MI | MISO_IN | MISO_MI | Internal | Summer | B2 | 25 | 5081 | 998.86 | 121.59 | 121.6 | 0.01 | 0
2035 | MISO_IN_2_MISO_MI | MISO_IN | MISO_MI | Internal | Summer | B3 | 75 | 5081 | 1670.69 | 120.28 | 120.29 | 0.01 | 0
2035 | MISO_IN_2_MISO_MI | MISO_IN | MISO_MI | Internal | Summer | B4 | 100 | 5081 | 376.25 | 116.06 | 116.07 | 0.01 | 0
2035 | MISO_IN_2_MISO_MI | MISO_IN | MISO_MI | Internal | Summer | B5 | 200 | 5081 | 0 | 109.84 | 109.82 | 0.01 | 0
2035 | MISO_IN_2_MISO_MI | MISO_IN | MISO_MI | Internal | Summer | B6 | 300 | 5081 | 0 | 81.3 | 81.3 | 0.01 | 0
2035 | MISO_IN_2_MISO_MI | MISO_IN | MISO_MI | Internal | Summer | B7 | 400 | 5081 | 1090.57 | 74.05 | 74.06 | 0.01 | 0
2035 | MISO_IN_2_MISO_MI | MISO_IN | MISO_MI | Internal | Summer | B8 | 500 | 5081 | 2704.16 | 68.79 | 68.81 | 0.01 | 0
2035 | MISO_IN_2_MISO_MI | MISO_IN | MISO_MI | Internal | Summer | B9 | 800 | 5081 | 3329.78 | 54.39 | 54.4 | 0.01 | 0
2035 | MISO_IN_2_MISO_MI | MISO_IN | MISO_MI | Internal | Summer | B10 | 1262 | 5081 | 5081 | 43.82 | 49.54 | 0.01 | 5.71
2035 | MISO_IN_2_MISO_MI | MISO_IN | MISO_MI | Internal | Winter | B16 | 25 | 5081 | 134.69 | 87.52 | 87.53 | 0.01 | 0
2035 | MISO_IN_2_MISO_MI | MISO_IN | MISO_MI | Internal | Winter | B17 | 100 | 5081 | 1104.92 | 78.78 | 78.8 | 0.01 | 0
2035 | MISO_IN_2_MISO_MI | MISO_IN | MISO_MI | Internal | Winter | B18 | 400 | 5081 | 2538.22 | 73.48 | 73.49 | 0.01 | 0
2035 | MISO_IN_2_MISO_MI | MISO_IN | MISO_MI | Internal | Winter | B19 | 700 | 5081 | 3498.51 | 70.79 | 70.8 | 0.01 | 0
2035 | MISO_IN_2_MISO_MI | MISO_IN | MISO_MI | Internal | Winter | B20 | 935 | 5081 | 5081 | 49.94 | 51.32 | 0.01 | 1.37
2035 | MISO_IN_2_MISO_MO-IL | MISO_IN | MISO_MO-IL | Internal | Shoulder | B11 | 25 | 9129 | 0 | 81.1 | 81.09 | 0.01 | 0
2035 | MISO_IN_2_MISO_MO-IL | MISO_IN | MISO_MO-IL | Internal | Shoulder | B12 | 200 | 9129 | 0 | 75.38 | 72.56 | 0.01 | 0
2035 | MISO_IN_2_MISO_MO-IL | MISO_IN | MISO_MO-IL | Internal | Shoulder | B13 | 600 | 9129 | 0 | 71.67 | 57.78 | 0.01 | 0
2035 | MISO_IN_2_MISO_MO-IL | MISO_IN | MISO_MO-IL | Internal | Shoulder | B14 | 900 | 9129 | 0 | 70.07 | 52.66 | 0.01 | 0
2035 | MISO_IN_2_MISO_MO-IL | MISO_IN | MISO_MO-IL | Internal | Shoulder | B15 | 1203 | 9129 | 0 | 50.53 | 45.54 | 0.01 | 0
2035 | MISO_IN_2_MISO_MO-IL | MISO_IN | MISO_MO-IL | Internal | Summer | B1 | 10 | 9129 | 0 | 126.01 | 122.02 | 0.01 | 0
2035 | MISO_IN_2_MISO_MO-IL | MISO_IN | MISO_MO-IL | Internal | Summer | B2 | 25 | 9129 | 0 | 121.59 | 119.01 | 0.01 | 0
2035 | MISO_IN_2_MISO_MO-IL | MISO_IN | MISO_MO-IL | Internal | Summer | B3 | 75 | 9129 | 0 | 120.28 | 116.99 | 0.01 | 0
2035 | MISO_IN_2_MISO_MO-IL | MISO_IN | MISO_MO-IL | Internal | Summer | B4 | 100 | 9129 | 0 | 116.06 | 116.05 | 0.01 | 0
2035 | MISO_IN_2_MISO_MO-IL | MISO_IN | MISO_MO-IL | Internal | Summer | B5 | 200 | 9129 | 0 | 109.84 | 109.82 | 0.01 | 0
2035 | MISO_IN_2_MISO_MO-IL | MISO_IN | MISO_MO-IL | Internal | Summer | B6 | 300 | 9129 | 0 | 81.3 | 81.29 | 0.01 | 0
2035 | MISO_IN_2_MISO_MO-IL | MISO_IN | MISO_MO-IL | Internal | Summer | B7 | 400 | 9129 | 0 | 74.05 | 74.04 | 0.01 | 0
2035 | MISO_IN_2_MISO_MO-IL | MISO_IN | MISO_MO-IL | Internal | Summer | B8 | 500 | 9129 | 0 | 68.79 | 68.78 | 0.01 | 0
2035 | MISO_IN_2_MISO_MO-IL | MISO_IN | MISO_MO-IL | Internal | Summer | B9 | 800 | 9129 | 0 | 54.39 | 54.37 | 0.01 | 0
2035 | MISO_IN_2_MISO_MO-IL | MISO_IN | MISO_MO-IL | Internal | Summer | B10 | 1262 | 9129 | 0 | 43.82 | 43 | 0.01 | 0
2035 | MISO_IN_2_MISO_MO-IL | MISO_IN | MISO_MO-IL | Internal | Winter | B16 | 25 | 9129 | 0 | 87.52 | 78.68 | 0.01 | 0
2035 | MISO_IN_2_MISO_MO-IL | MISO_IN | MISO_MO-IL | Internal | Winter | B17 | 100 | 9129 | 0 | 78.78 | 67.04 | 0.01 | 0
2035 | MISO_IN_2_MISO_MO-IL | MISO_IN | MISO_MO-IL | Internal | Winter | B18 | 400 | 9129 | 0 | 73.48 | 59.67 | 0.01 | 0
2035 | MISO_IN_2_MISO_MO-IL | MISO_IN | MISO_MO-IL | Internal | Winter | B19 | 700 | 9129 | 0 | 70.79 | 54.27 | 0.01 | 0
2035 | MISO_IN_2_MISO_MO-IL | MISO_IN | MISO_MO-IL | Internal | Winter | B20 | 935 | 9129 | 0 | 49.94 | 45.59 | 0.01 | 0
2035 | MISO_IN_2_NonRTO_Midwest | MISO_IN | NonRTO_Midwest | Internal | Shoulder | B11 | 25 | 4800 | 1549.88 | 81.1 | 89.1 | 8 | 0
2035 | MISO_IN_2_NonRTO_Midwest | MISO_IN | NonRTO_Midwest | Internal | Shoulder | B12 | 200 | 4800 | 918.53 | 75.38 | 83.38 | 8 | 0
2035 | MISO_IN_2_NonRTO_Midwest | MISO_IN | NonRTO_Midwest | Internal | Shoulder | B13 | 600 | 4800 | 0 | 71.67 | 74.78 | 8 | 0
2035 | MISO_IN_2_NonRTO_Midwest | MISO_IN | NonRTO_Midwest | Internal | Shoulder | B14 | 900 | 4800 | 0 | 70.07 | 62.07 | 8 | 0
2035 | MISO_IN_2_NonRTO_Midwest | MISO_IN | NonRTO_Midwest | Internal | Shoulder | B15 | 1203 | 4800 | 0 | 50.53 | 45.54 | 8 | 0
2035 | MISO_IN_2_NonRTO_Midwest | MISO_IN | NonRTO_Midwest | Internal | Summer | B1 | 10 | 4800 | 0 | 126.01 | 128.28 | 8 | 0
2035 | MISO_IN_2_NonRTO_Midwest | MISO_IN | NonRTO_Midwest | Internal | Summer | B2 | 25 | 4800 | 0 | 121.59 | 128.28 | 8 | 0
2035 | MISO_IN_2_NonRTO_Midwest | MISO_IN | NonRTO_Midwest | Internal | Summer | B3 | 75 | 4800 | 351.04 | 120.28 | 128.28 | 8 | 0
2035 | MISO_IN_2_NonRTO_Midwest | MISO_IN | NonRTO_Midwest | Internal | Summer | B4 | 100 | 4800 | 1485.51 | 116.06 | 124.06 | 8 | 0
2035 | MISO_IN_2_NonRTO_Midwest | MISO_IN | NonRTO_Midwest | Internal | Summer | B5 | 200 | 4800 | 1038.44 | 109.84 | 117.84 | 8 | 0
2035 | MISO_IN_2_NonRTO_Midwest | MISO_IN | NonRTO_Midwest | Internal | Summer | B6 | 300 | 4800 | 509.37 | 81.3 | 89.3 | 8 | 0
2035 | MISO_IN_2_NonRTO_Midwest | MISO_IN | NonRTO_Midwest | Internal | Summer | B7 | 400 | 4800 | 0 | 74.05 | 66.05 | 8 | 0
2035 | MISO_IN_2_NonRTO_Midwest | MISO_IN | NonRTO_Midwest | Internal | Summer | B8 | 500 | 4800 | 0 | 68.79 | 63.28 | 8 | 0
2035 | MISO_IN_2_NonRTO_Midwest | MISO_IN | NonRTO_Midwest | Internal | Summer | B9 | 800 | 4800 | 0 | 54.39 | 54.37 | 8 | 0
2035 | MISO_IN_2_NonRTO_Midwest | MISO_IN | NonRTO_Midwest | Internal | Summer | B10 | 1262 | 4800 | 0 | 43.82 | 43 | 8 | 0
2035 | MISO_IN_2_NonRTO_Midwest | MISO_IN | NonRTO_Midwest | Internal | Winter | B16 | 25 | 4800 | 2819.28 | 87.52 | 95.52 | 8 | 0
2035 | MISO_IN_2_NonRTO_Midwest | MISO_IN | NonRTO_Midwest | Internal | Winter | B17 | 100 | 4800 | 865.53 | 78.78 | 86.78 | 8 | 0
2035 | MISO_IN_2_NonRTO_Midwest | MISO_IN | NonRTO_Midwest | Internal | Winter | B18 | 400 | 4800 | 0 | 73.48 | 76.83 | 8 | 0
2035 | MISO_IN_2_NonRTO_Midwest | MISO_IN | NonRTO_Midwest | Internal | Winter | B19 | 700 | 4800 | 0 | 70.79 | 63.2 | 8 | 0
2035 | MISO_IN_2_NonRTO_Midwest | MISO_IN | NonRTO_Midwest | Internal | Winter | B20 | 935 | 4800 | 0 | 49.94 | 45.59 | 8 | 0
2035 | MISO_IN_2_PJM_ROR | MISO_IN | PJM_ROR | Internal | Shoulder | B11 | 25 | 992 | 0 | 81.1 | 83.07 | 2 | 0
2035 | MISO_IN_2_PJM_ROR | MISO_IN | PJM_ROR | Internal | Shoulder | B12 | 200 | 992 | 0 | 75.38 | 75.31 | 2 | 0
2035 | MISO_IN_2_PJM_ROR | MISO_IN | PJM_ROR | Internal | Shoulder | B13 | 600 | 992 | 0 | 71.67 | 73.45 | 2 | 0
2035 | MISO_IN_2_PJM_ROR | MISO_IN | PJM_ROR | Internal | Shoulder | B14 | 900 | 992 | 123.04 | 70.07 | 72.07 | 2 | 0
2035 | MISO_IN_2_PJM_ROR | MISO_IN | PJM_ROR | Internal | Shoulder | B15 | 1203 | 992 | 0 | 50.53 | 52.28 | 2 | 0
2035 | MISO_IN_2_PJM_ROR | MISO_IN | PJM_ROR | Internal | Summer | B1 | 10 | 992 | 0 | 126.01 | 124.01 | 2 | 0
2035 | MISO_IN_2_PJM_ROR | MISO_IN | PJM_ROR | Internal | Summer | B2 | 25 | 992 | 0 | 121.59 | 121.01 | 2 | 0
2035 | MISO_IN_2_PJM_ROR | MISO_IN | PJM_ROR | Internal | Summer | B3 | 75 | 992 | 0 | 120.28 | 118.98 | 2 | 0
2035 | MISO_IN_2_PJM_ROR | MISO_IN | PJM_ROR | Internal | Summer | B4 | 100 | 992 | 0 | 116.06 | 116.75 | 2 | 0
2035 | MISO_IN_2_PJM_ROR | MISO_IN | PJM_ROR | Internal | Summer | B5 | 200 | 992 | 0 | 109.84 | 111.81 | 2 | 0
2035 | MISO_IN_2_PJM_ROR | MISO_IN | PJM_ROR | Internal | Summer | B6 | 300 | 992 | 0 | 81.3 | 83.28 | 2 | 0
2035 | MISO_IN_2_PJM_ROR | MISO_IN | PJM_ROR | Internal | Summer | B7 | 400 | 992 | 0 | 74.05 | 76.02 | 2 | 0
2035 | MISO_IN_2_PJM_ROR | MISO_IN | PJM_ROR | Internal | Summer | B8 | 500 | 992 | 0 | 68.79 | 70.77 | 2 | 0
2035 | MISO_IN_2_PJM_ROR | MISO_IN | PJM_ROR | Internal | Summer | B9 | 800 | 992 | 0 | 54.39 | 56.37 | 2 | 0
2035 | MISO_IN_2_PJM_ROR | MISO_IN | PJM_ROR | Internal | Summer | B10 | 1262 | 992 | 0 | 43.82 | 45 | 2 | 0
2035 | MISO_IN_2_PJM_ROR | MISO_IN | PJM_ROR | Internal | Winter | B16 | 25 | 992 | 0 | 87.52 | 85.53 | 2 | 0
2035 | MISO_IN_2_PJM_ROR | MISO_IN | PJM_ROR | Internal | Winter | B17 | 100 | 992 | 645.45 | 78.78 | 80.78 | 2 | 0
2035 | MISO_IN_2_PJM_ROR | MISO_IN | PJM_ROR | Internal | Winter | B18 | 400 | 992 | 992 | 73.48 | 75.49 | 2 | 0.01
2035 | MISO_IN_2_PJM_ROR | MISO_IN | PJM_ROR | Internal | Winter | B19 | 700 | 992 | 992 | 70.79 | 72.8 | 2 | 0.01
2035 | MISO_IN_2_PJM_ROR | MISO_IN | PJM_ROR | Internal | Winter | B20 | 935 | 992 | 0 | 49.94 | 51.37 | 2 | 0
2035 | MISO_MI_2_IESO | MISO_MI | IESO | Internal | Shoulder | B11 | 25 | 1580 | 0 | 81.11 | 70.26 | 8 | 0
2035 | MISO_MI_2_IESO | MISO_MI | IESO | Internal | Shoulder | B12 | 200 | 1580 | 0 | 75.39 | 68.39 | 8 | 0
2035 | MISO_MI_2_IESO | MISO_MI | IESO | Internal | Shoulder | B13 | 600 | 1580 | 0 | 71.68 | 64.68 | 8 | 0
2035 | MISO_MI_2_IESO | MISO_MI | IESO | Internal | Shoulder | B14 | 900 | 1580 | 0 | 70.08 | 63.08 | 8 | 0
2035 | MISO_MI_2_IESO | MISO_MI | IESO | Internal | Shoulder | B15 | 1203 | 1580 | 1580 | 51.98 | 63.08 | 8 | 3.1
2035 | MISO_MI_2_IESO | MISO_MI | IESO | Internal | Summer | B1 | 10 | 1580 | 0 | 126.02 | 115.98 | 8 | 0
2035 | MISO_MI_2_IESO | MISO_MI | IESO | Internal | Summer | B2 | 25 | 1580 | 0 | 121.6 | 111.99 | 8 | 0
2035 | MISO_MI_2_IESO | MISO_MI | IESO | Internal | Summer | B3 | 75 | 1580 | 0 | 120.29 | 84.39 | 8 | 0
2035 | MISO_MI_2_IESO | MISO_MI | IESO | Internal | Summer | B4 | 100 | 1580 | 0 | 116.07 | 76.37 | 8 | 0
2035 | MISO_MI_2_IESO | MISO_MI | IESO | Internal | Summer | B5 | 200 | 1580 | 0 | 109.82 | 76.37 | 8 | 0
2035 | MISO_MI_2_IESO | MISO_MI | IESO | Internal | Summer | B6 | 300 | 1580 | 0 | 81.3 | 71.54 | 8 | 0
2035 | MISO_MI_2_IESO | MISO_MI | IESO | Internal | Summer | B7 | 400 | 1580 | 0 | 74.06 | 67.02 | 8 | 0
2035 | MISO_MI_2_IESO | MISO_MI | IESO | Internal | Summer | B8 | 500 | 1580 | 0 | 68.81 | 61.81 | 8 | 0
2035 | MISO_MI_2_IESO | MISO_MI | IESO | Internal | Summer | B9 | 800 | 1580 | 0 | 54.4 | 59.18 | 8 | 0
2035 | MISO_MI_2_IESO | MISO_MI | IESO | Internal | Summer | B10 | 1262 | 1580 | 1580 | 49.54 | 59.18 | 8 | 1.63
2035 | MISO_MI_2_IESO | MISO_MI | IESO | Internal | Winter | B16 | 25 | 1580 | 0 | 87.53 | 79.53 | 8 | 0
2035 | MISO_MI_2_IESO | MISO_MI | IESO | Internal | Winter | B17 | 100 | 1580 | 0 | 78.8 | 71.8 | 8 | 0
2035 | MISO_MI_2_IESO | MISO_MI | IESO | Internal | Winter | B18 | 400 | 1580 | 0 | 73.49 | 66.49 | 8 | 0
2035 | MISO_MI_2_IESO | MISO_MI | IESO | Internal | Winter | B19 | 700 | 1580 | 0 | 70.8 | 63.8 | 8 | 0
2035 | MISO_MI_2_IESO | MISO_MI | IESO | Internal | Winter | B20 | 935 | 1580 | 1580 | 51.32 | 63.8 | 8 | 4.48
2035 | MISO_MI_2_MISO_IN | MISO_MI | MISO_IN | Internal | Shoulder | B11 | 25 | 2126 | 0 | 81.11 | 81.1 | 0.01 | 0
2035 | MISO_MI_2_MISO_IN | MISO_MI | MISO_IN | Internal | Shoulder | B12 | 200 | 2126 | 0 | 75.39 | 75.38 | 0.01 | 0
2035 | MISO_MI_2_MISO_IN | MISO_MI | MISO_IN | Internal | Shoulder | B13 | 600 | 2126 | 0 | 71.68 | 71.67 | 0.01 | 0
2035 | MISO_MI_2_MISO_IN | MISO_MI | MISO_IN | Internal | Shoulder | B14 | 900 | 2126 | 0 | 70.08 | 70.07 | 0.01 | 0
2035 | MISO_MI_2_MISO_IN | MISO_MI | MISO_IN | Internal | Shoulder | B15 | 1203 | 2126 | 0 | 51.98 | 50.53 | 0.01 | 0
2035 | MISO_MI_2_MISO_IN | MISO_MI | MISO_IN | Internal | Summer | B1 | 10 | 2126 | 0 | 126.02 | 126.01 | 0.01 | 0
2035 | MISO_MI_2_MISO_IN | MISO_MI | MISO_IN | Internal | Summer | B2 | 25 | 2126 | 0 | 121.6 | 121.59 | 0.01 | 0
2035 | MISO_MI_2_MISO_IN | MISO_MI | MISO_IN | Internal | Summer | B3 | 75 | 2126 | 0 | 120.29 | 120.28 | 0.01 | 0
2035 | MISO_MI_2_MISO_IN | MISO_MI | MISO_IN | Internal | Summer | B4 | 100 | 2126 | 0 | 116.07 | 116.06 | 0.01 | 0
2035 | MISO_MI_2_MISO_IN | MISO_MI | MISO_IN | Internal | Summer | B5 | 200 | 2126 | 480.03 | 109.82 | 109.84 | 0.01 | 0
2035 | MISO_MI_2_MISO_IN | MISO_MI | MISO_IN | Internal | Summer | B6 | 300 | 2126 | 0 | 81.3 | 81.3 | 0.01 | 0
2035 | MISO_MI_2_MISO_IN | MISO_MI | MISO_IN | Internal | Summer | B7 | 400 | 2126 | 0 | 74.06 | 74.05 | 0.01 | 0
2035 | MISO_MI_2_MISO_IN | MISO_MI | MISO_IN | Internal | Summer | B8 | 500 | 2126 | 0 | 68.81 | 68.79 | 0.01 | 0
2035 | MISO_MI_2_MISO_IN | MISO_MI | MISO_IN | Internal | Summer | B9 | 800 | 2126 | 0 | 54.4 | 54.39 | 0.01 | 0
2035 | MISO_MI_2_MISO_IN | MISO_MI | MISO_IN | Internal | Summer | B10 | 1262 | 2126 | 0 | 49.54 | 43.82 | 0.01 | 0
2035 | MISO_MI_2_MISO_IN | MISO_MI | MISO_IN | Internal | Winter | B16 | 25 | 2126 | 0 | 87.53 | 87.52 | 0.01 | 0
2035 | MISO_MI_2_MISO_IN | MISO_MI | MISO_IN | Internal | Winter | B17 | 100 | 2126 | 0 | 78.8 | 78.78 | 0.01 | 0
2035 | MISO_MI_2_MISO_IN | MISO_MI | MISO_IN | Internal | Winter | B18 | 400 | 2126 | 0 | 73.49 | 73.48 | 0.01 | 0
2035 | MISO_MI_2_MISO_IN | MISO_MI | MISO_IN | Internal | Winter | B19 | 700 | 2126 | 0 | 70.8 | 70.79 | 0.01 | 0
2035 | MISO_MI_2_MISO_IN | MISO_MI | MISO_IN | Internal | Winter | B20 | 935 | 2126 | 0 | 51.32 | 49.94 | 0.01 | 0
2035 | MISO_MI_2_MISO_WUMS | MISO_MI | MISO_WUMS | Internal | Shoulder | B11 | 25 | 166 | 0 | 81.11 | 81.09 | 0.01 | 0
2035 | MISO_MI_2_MISO_WUMS | MISO_MI | MISO_WUMS | Internal | Shoulder | B12 | 200 | 166 | 0 | 75.39 | 75.3 | 0.01 | 0
2035 | MISO_MI_2_MISO_WUMS | MISO_MI | MISO_WUMS | Internal | Shoulder | B13 | 600 | 166 | 166 | 71.68 | 75.3 | 0.01 | 3.61
2035 | MISO_MI_2_MISO_WUMS | MISO_MI | MISO_WUMS | Internal | Shoulder | B14 | 900 | 166 | 0 | 70.08 | 70.07 | 0.01 | 0
2035 | MISO_MI_2_MISO_WUMS | MISO_MI | MISO_WUMS | Internal | Shoulder | B15 | 1203 | 166 | 0 | 51.98 | 50.28 | 0.01 | 0
2035 | MISO_MI_2_MISO_WUMS | MISO_MI | MISO_WUMS | Internal | Summer | B1 | 10 | 166 | 0 | 126.02 | 116.85 | 0.01 | 0
2035 | MISO_MI_2_MISO_WUMS | MISO_MI | MISO_WUMS | Internal | Summer | B2 | 25 | 166 | 0 | 121.6 | 116.85 | 0.01 | 0
2035 | MISO_MI_2_MISO_WUMS | MISO_MI | MISO_WUMS | Internal | Summer | B3 | 75 | 166 | 0 | 120.29 | 116.85 | 0.01 | 0
2035 | MISO_MI_2_MISO_WUMS | MISO_MI | MISO_WUMS | Internal | Summer | B4 | 100 | 166 | 0 | 116.07 | 116.05 | 0.01 | 0
2035 | MISO_MI_2_MISO_WUMS | MISO_MI | MISO_WUMS | Internal | Summer | B5 | 200 | 166 | 0 | 109.82 | 109.82 | 0.01 | 0
2035 | MISO_MI_2_MISO_WUMS | MISO_MI | MISO_WUMS | Internal | Summer | B6 | 300 | 166 | 0 | 81.3 | 81.29 | 0.01 | 0
2035 | MISO_MI_2_MISO_WUMS | MISO_MI | MISO_WUMS | Internal | Summer | B7 | 400 | 166 | 0 | 74.06 | 74.04 | 0.01 | 0
2035 | MISO_MI_2_MISO_WUMS | MISO_MI | MISO_WUMS | Internal | Summer | B8 | 500 | 166 | 0 | 68.81 | 68.78 | 0.01 | 0
2035 | MISO_MI_2_MISO_WUMS | MISO_MI | MISO_WUMS | Internal | Summer | B9 | 800 | 166 | 0 | 54.4 | 54.37 | 0.01 | 0
2035 | MISO_MI_2_MISO_WUMS | MISO_MI | MISO_WUMS | Internal | Summer | B10 | 1262 | 166 | 0 | 49.54 | 47 | 0.01 | 0
2035 | MISO_MI_2_MISO_WUMS | MISO_MI | MISO_WUMS | Internal | Winter | B16 | 25 | 166 | 0 | 87.53 | 83.53 | 0.01 | 0
2035 | MISO_MI_2_MISO_WUMS | MISO_MI | MISO_WUMS | Internal | Winter | B17 | 100 | 166 | 0 | 78.8 | 78.78 | 0.01 | 0
2035 | MISO_MI_2_MISO_WUMS | MISO_MI | MISO_WUMS | Internal | Winter | B18 | 400 | 166 | 166 | 73.49 | 77.49 | 0.01 | 3.99
2035 | MISO_MI_2_MISO_WUMS | MISO_MI | MISO_WUMS | Internal | Winter | B19 | 700 | 166 | 99.98 | 70.8 | 70.81 | 0.01 | 0
2035 | MISO_MI_2_MISO_WUMS | MISO_MI | MISO_WUMS | Internal | Winter | B20 | 935 | 166 | 0 | 51.32 | 49.79 | 0.01 | 0
2035 | MISO_MI_2_PJM_ROR | MISO_MI | PJM_ROR | Internal | Shoulder | B11 | 25 | 1424 | 0 | 81.11 | 83.07 | 2 | 0
2035 | MISO_MI_2_PJM_ROR | MISO_MI | PJM_ROR | Internal | Shoulder | B12 | 200 | 1424 | 0 | 75.39 | 75.31 | 2 | 0
2035 | MISO_MI_2_PJM_ROR | MISO_MI | PJM_ROR | Internal | Shoulder | B13 | 600 | 1424 | 0 | 71.68 | 73.45 | 2 | 0
2035 | MISO_MI_2_PJM_ROR | MISO_MI | PJM_ROR | Internal | Shoulder | B14 | 900 | 1424 | 0 | 70.08 | 72.07 | 2 | 0
2035 | MISO_MI_2_PJM_ROR | MISO_MI | PJM_ROR | Internal | Shoulder | B15 | 1203 | 1424 | 0 | 51.98 | 52.28 | 2 | 0
2035 | MISO_MI_2_PJM_ROR | MISO_MI | PJM_ROR | Internal | Summer | B1 | 10 | 1424 | 0 | 126.02 | 124.01 | 2 | 0
2035 | MISO_MI_2_PJM_ROR | MISO_MI | PJM_ROR | Internal | Summer | B2 | 25 | 1424 | 0 | 121.6 | 121.01 | 2 | 0
2035 | MISO_MI_2_PJM_ROR | MISO_MI | PJM_ROR | Internal | Summer | B3 | 75 | 1424 | 0 | 120.29 | 118.98 | 2 | 0
2035 | MISO_MI_2_PJM_ROR | MISO_MI | PJM_ROR | Internal | Summer | B4 | 100 | 1424 | 0 | 116.07 | 116.75 | 2 | 0
2035 | MISO_MI_2_PJM_ROR | MISO_MI | PJM_ROR | Internal | Summer | B5 | 200 | 1424 | 0 | 109.82 | 111.81 | 2 | 0
2035 | MISO_MI_2_PJM_ROR | MISO_MI | PJM_ROR | Internal | Summer | B6 | 300 | 1424 | 0 | 81.3 | 83.28 | 2 | 0
2035 | MISO_MI_2_PJM_ROR | MISO_MI | PJM_ROR | Internal | Summer | B7 | 400 | 1424 | 0 | 74.06 | 76.02 | 2 | 0
2035 | MISO_MI_2_PJM_ROR | MISO_MI | PJM_ROR | Internal | Summer | B8 | 500 | 1424 | 0 | 68.81 | 70.77 | 2 | 0
2035 | MISO_MI_2_PJM_ROR | MISO_MI | PJM_ROR | Internal | Summer | B9 | 800 | 1424 | 0 | 54.4 | 56.37 | 2 | 0
2035 | MISO_MI_2_PJM_ROR | MISO_MI | PJM_ROR | Internal | Summer | B10 | 1262 | 1424 | 0 | 49.54 | 45 | 2 | 0
2035 | MISO_MI_2_PJM_ROR | MISO_MI | PJM_ROR | Internal | Winter | B16 | 25 | 1424 | 0 | 87.53 | 85.53 | 2 | 0
2035 | MISO_MI_2_PJM_ROR | MISO_MI | PJM_ROR | Internal | Winter | B17 | 100 | 1424 | 0 | 78.8 | 80.78 | 2 | 0
2035 | MISO_MI_2_PJM_ROR | MISO_MI | PJM_ROR | Internal | Winter | B18 | 400 | 1424 | 459.57 | 73.49 | 75.49 | 2 | 0
2035 | MISO_MI_2_PJM_ROR | MISO_MI | PJM_ROR | Internal | Winter | B19 | 700 | 1424 | 644.74 | 70.8 | 72.8 | 2 | 0
2035 | MISO_MI_2_PJM_ROR | MISO_MI | PJM_ROR | Internal | Winter | B20 | 935 | 1424 | 0 | 51.32 | 51.37 | 2 | 0
2035 | MISO_MO-IL_2_ENT | MISO_MO-IL | ENT | Internal | Shoulder | B11 | 25 | 2540 | 0 | 81.09 | 81.09 | 8 | 0
2035 | MISO_MO-IL_2_ENT | MISO_MO-IL | ENT | Internal | Shoulder | B12 | 200 | 2540 | 0 | 72.56 | 72.56 | 8 | 0
2035 | MISO_MO-IL_2_ENT | MISO_MO-IL | ENT | Internal | Shoulder | B13 | 600 | 2540 | 0 | 57.78 | 57.78 | 8 | 0
2035 | MISO_MO-IL_2_ENT | MISO_MO-IL | ENT | Internal | Shoulder | B14 | 900 | 2540 | 0 | 52.66 | 50.23 | 8 | 0
2035 | MISO_MO-IL_2_ENT | MISO_MO-IL | ENT | Internal | Shoulder | B15 | 1203 | 2540 | 0 | 45.54 | 41.51 | 8 | 0
2035 | MISO_MO-IL_2_ENT | MISO_MO-IL | ENT | Internal | Summer | B1 | 10 | 2540 | 0 | 122.02 | 122 | 8 | 0
2035 | MISO_MO-IL_2_ENT | MISO_MO-IL | ENT | Internal | Summer | B2 | 25 | 2540 | 0 | 119.01 | 119.01 | 8 | 0
2035 | MISO_MO-IL_2_ENT | MISO_MO-IL | ENT | Internal | Summer | B3 | 75 | 2540 | 0 | 116.99 | 116.98 | 8 | 0
2035 | MISO_MO-IL_2_ENT | MISO_MO-IL | ENT | Internal | Summer | B4 | 100 | 2540 | 0 | 116.05 | 116.04 | 8 | 0
2035 | MISO_MO-IL_2_ENT | MISO_MO-IL | ENT | Internal | Summer | B5 | 200 | 2540 | 0 | 109.82 | 109.81 | 8 | 0
2035 | MISO_MO-IL_2_ENT | MISO_MO-IL | ENT | Internal | Summer | B6 | 300 | 2540 | 0 | 81.29 | 81.29 | 8 | 0
2035 | MISO_MO-IL_2_ENT | MISO_MO-IL | ENT | Internal | Summer | B7 | 400 | 2540 | 0 | 74.04 | 76.62 | 8 | 0
2035 | MISO_MO-IL_2_ENT | MISO_MO-IL | ENT | Internal | Summer | B8 | 500 | 2540 | 0 | 68.78 | 71.03 | 8 | 0
2035 | MISO_MO-IL_2_ENT | MISO_MO-IL | ENT | Internal | Summer | B9 | 800 | 2540 | 0 | 54.37 | 54.39 | 8 | 0
2035 | MISO_MO-IL_2_ENT | MISO_MO-IL | ENT | Internal | Summer | B10 | 1262 | 2540 | 0 | 43 | 43.01 | 8 | 0
2035 | MISO_MO-IL_2_ENT | MISO_MO-IL | ENT | Internal | Winter | B16 | 25 | 2540 | 0 | 78.68 | 79.12 | 8 | 0
2035 | MISO_MO-IL_2_ENT | MISO_MO-IL | ENT | Internal | Winter | B17 | 100 | 2540 | 0 | 67.04 | 67.04 | 8 | 0
2035 | MISO_MO-IL_2_ENT | MISO_MO-IL | ENT | Internal | Winter | B18 | 400 | 2540 | 0 | 59.67 | 59.82 | 8 | 0
2035 | MISO_MO-IL_2_ENT | MISO_MO-IL | ENT | Internal | Winter | B19 | 700 | 2540 | 0 | 54.27 | 51.7 | 8 | 0
2035 | MISO_MO-IL_2_ENT | MISO_MO-IL | ENT | Internal | Winter | B20 | 935 | 2540 | 0 | 45.59 | 41.88 | 8 | 0
2035 | MISO_MO-IL_2_MISO_IN | MISO_MO-IL | MISO_IN | Internal | Shoulder | B11 | 25 | 6229 | 4811.73 | 81.09 | 81.1 | 0.01 | 0
2035 | MISO_MO-IL_2_MISO_IN | MISO_MO-IL | MISO_IN | Internal | Shoulder | B12 | 200 | 6229 | 6229 | 72.56 | 75.38 | 0.01 | 2.8
2035 | MISO_MO-IL_2_MISO_IN | MISO_MO-IL | MISO_IN | Internal | Shoulder | B13 | 600 | 6229 | 6229 | 57.78 | 71.67 | 0.01 | 13.88
2035 | MISO_MO-IL_2_MISO_IN | MISO_MO-IL | MISO_IN | Internal | Shoulder | B14 | 900 | 6229 | 6229 | 52.66 | 70.07 | 0.01 | 17.39
2035 | MISO_MO-IL_2_MISO_IN | MISO_MO-IL | MISO_IN | Internal | Shoulder | B15 | 1203 | 6229 | 6229 | 45.54 | 50.53 | 0.01 | 4.98
2035 | MISO_MO-IL_2_MISO_IN | MISO_MO-IL | MISO_IN | Internal | Summer | B1 | 10 | 6229 | 6229 | 122.02 | 126.01 | 0.01 | 3.98
2035 | MISO_MO-IL_2_MISO_IN | MISO_MO-IL | MISO_IN | Internal | Summer | B2 | 25 | 6229 | 6229 | 119.01 | 121.59 | 0.01 | 2.57
2035 | MISO_MO-IL_2_MISO_IN | MISO_MO-IL | MISO_IN | Internal | Summer | B3 | 75 | 6229 | 6229 | 116.99 | 120.28 | 0.01 | 3.28
2035 | MISO_MO-IL_2_MISO_IN | MISO_MO-IL | MISO_IN | Internal | Summer | B4 | 100 | 6229 | 5377.45 | 116.05 | 116.06 | 0.01 | 0
2035 | MISO_MO-IL_2_MISO_IN | MISO_MO-IL | MISO_IN | Internal | Summer | B5 | 200 | 6229 | 3447.52 | 109.82 | 109.84 | 0.01 | 0
2035 | MISO_MO-IL_2_MISO_IN | MISO_MO-IL | MISO_IN | Internal | Summer | B6 | 300 | 6229 | 2316.62 | 81.29 | 81.3 | 0.01 | 0
2035 | MISO_MO-IL_2_MISO_IN | MISO_MO-IL | MISO_IN | Internal | Summer | B7 | 400 | 6229 | 1868.86 | 74.04 | 74.05 | 0.01 | 0
2035 | MISO_MO-IL_2_MISO_IN | MISO_MO-IL | MISO_IN | Internal | Summer | B8 | 500 | 6229 | 3291.06 | 68.78 | 68.79 | 0.01 | 0
2035 | MISO_MO-IL_2_MISO_IN | MISO_MO-IL | MISO_IN | Internal | Summer | B9 | 800 | 6229 | 3324.45 | 54.37 | 54.39 | 0.01 | 0
2035 | MISO_MO-IL_2_MISO_IN | MISO_MO-IL | MISO_IN | Internal | Summer | B10 | 1262 | 6229 | 6229 | 43 | 43.82 | 0.01 | 0.81
2035 | MISO_MO-IL_2_MISO_IN | MISO_MO-IL | MISO_IN | Internal | Winter | B16 | 25 | 6229 | 6229 | 78.68 | 87.52 | 0.01 | 8.83
2035 | MISO_MO-IL_2_MISO_IN | MISO_MO-IL | MISO_IN | Internal | Winter | B17 | 100 | 6229 | 6229 | 67.04 | 78.78 | 0.01 | 11.73
2035 | MISO_MO-IL_2_MISO_IN | MISO_MO-IL | MISO_IN | Internal | Winter | B18 | 400 | 6229 | 6229 | 59.67 | 73.48 | 0.01 | 13.79
2035 | MISO_MO-IL_2_MISO_IN | MISO_MO-IL | MISO_IN | Internal | Winter | B19 | 700 | 6229 | 6229 | 54.27 | 70.79 | 0.01 | 16.51
2035 | MISO_MO-IL_2_MISO_IN | MISO_MO-IL | MISO_IN | Internal | Winter | B20 | 935 | 6229 | 6229 | 45.59 | 49.94 | 0.01 | 4.34
2035 | MISO_MO-IL_2_MISO_W | MISO_MO-IL | MISO_W | Internal | Shoulder | B11 | 25 | 5033 | 0 | 81.09 | 81.07 | 0.01 | 0
2035 | MISO_MO-IL_2_MISO_W | MISO_MO-IL | MISO_W | Internal | Shoulder | B12 | 200 | 5033 | 0 | 72.56 | 72.55 | 0.01 | 0
2035 | MISO_MO-IL_2_MISO_W | MISO_MO-IL | MISO_W | Internal | Shoulder | B13 | 600 | 5033 | 0 | 57.78 | 57.77 | 0.01 | 0
2035 | MISO_MO-IL_2_MISO_W | MISO_MO-IL | MISO_W | Internal | Shoulder | B14 | 900 | 5033 | 0 | 52.66 | 47.81 | 0.01 | 0
2035 | MISO_MO-IL_2_MISO_W | MISO_MO-IL | MISO_W | Internal | Shoulder | B15 | 1203 | 5033 | 0 | 45.54 | 41.43 | 0.01 | 0
2035 | MISO_MO-IL_2_MISO_W | MISO_MO-IL | MISO_W | Internal | Summer | B1 | 10 | 5033 | 0 | 122.02 | 122.01 | 0.01 | 0
2035 | MISO_MO-IL_2_MISO_W | MISO_MO-IL | MISO_W | Internal | Summer | B2 | 25 | 5033 | 0 | 119.01 | 118.99 | 0.01 | 0
2035 | MISO_MO-IL_2_MISO_W | MISO_MO-IL | MISO_W | Internal | Summer | B3 | 75 | 5033 | 0 | 116.99 | 116.98 | 0.01 | 0
2035 | MISO_MO-IL_2_MISO_W | MISO_MO-IL | MISO_W | Internal | Summer | B4 | 100 | 5033 | 0 | 116.05 | 116.04 | 0.01 | 0
2035 | MISO_MO-IL_2_MISO_W | MISO_MO-IL | MISO_W | Internal | Summer | B5 | 200 | 5033 | 0 | 109.82 | 109.81 | 0.01 | 0
2035 | MISO_MO-IL_2_MISO_W | MISO_MO-IL | MISO_W | Internal | Summer | B6 | 300 | 5033 | 0 | 81.29 | 81.28 | 0.01 | 0
2035 | MISO_MO-IL_2_MISO_W | MISO_MO-IL | MISO_W | Internal | Summer | B7 | 400 | 5033 | 0 | 74.04 | 74.02 | 0.01 | 0
2035 | MISO_MO-IL_2_MISO_W | MISO_MO-IL | MISO_W | Internal | Summer | B8 | 500 | 5033 | 0 | 68.78 | 68.77 | 0.01 | 0
2035 | MISO_MO-IL_2_MISO_W | MISO_MO-IL | MISO_W | Internal | Summer | B9 | 800 | 5033 | 0 | 54.37 | 54.36 | 0.01 | 0
2035 | MISO_MO-IL_2_MISO_W | MISO_MO-IL | MISO_W | Internal | Summer | B10 | 1262 | 5033 | 0 | 43 | 42.98 | 0.01 | 0
2035 | MISO_MO-IL_2_MISO_W | MISO_MO-IL | MISO_W | Internal | Winter | B16 | 25 | 5033 | 0 | 78.68 | 54.26 | 0.01 | 0
2035 | MISO_MO-IL_2_MISO_W | MISO_MO-IL | MISO_W | Internal | Winter | B17 | 100 | 5033 | 0 | 67.04 | 54.26 | 0.01 | 0
2035 | MISO_MO-IL_2_MISO_W | MISO_MO-IL | MISO_W | Internal | Winter | B18 | 400 | 5033 | 0 | 59.67 | 56.95 | 0.01 | 0
2035 | MISO_MO-IL_2_MISO_W | MISO_MO-IL | MISO_W | Internal | Winter | B19 | 700 | 5033 | 0 | 54.27 | 54.26 | 0.01 | 0
2035 | MISO_MO-IL_2_MISO_W | MISO_MO-IL | MISO_W | Internal | Winter | B20 | 935 | 5033 | 0 | 45.59 | 41.43 | 0.01 | 0
2035 | MISO_MO-IL_2_PJM_ROR | MISO_MO-IL | PJM_ROR | Internal | Shoulder | B11 | 25 | 1212 | 0 | 81.09 | 83.07 | 2 | 0
2035 | MISO_MO-IL_2_PJM_ROR | MISO_MO-IL | PJM_ROR | Internal | Shoulder | B12 | 200 | 1212 | 1212 | 72.56 | 75.31 | 2 | 0.74
2035 | MISO_MO-IL_2_PJM_ROR | MISO_MO-IL | PJM_ROR | Internal | Shoulder | B13 | 600 | 1212 | 1212 | 57.78 | 73.45 | 2 | 13.68
2035 | MISO_MO-IL_2_PJM_ROR | MISO_MO-IL | PJM_ROR | Internal | Shoulder | B14 | 900 | 1212 | 1212 | 52.66 | 72.07 | 2 | 17.4
2035 | MISO_MO-IL_2_PJM_ROR | MISO_MO-IL | PJM_ROR | Internal | Shoulder | B15 | 1203 | 1212 | 1212 | 45.54 | 52.28 | 2 | 4.75
2035 | MISO_MO-IL_2_PJM_ROR | MISO_MO-IL | PJM_ROR | Internal | Summer | B1 | 10 | 1212 | 0 | 122.02 | 124.01 | 2 | 0
2035 | MISO_MO-IL_2_PJM_ROR | MISO_MO-IL | PJM_ROR | Internal | Summer | B2 | 25 | 1212 | 149.09 | 119.01 | 121.01 | 2 | 0
2035 | MISO_MO-IL_2_PJM_ROR | MISO_MO-IL | PJM_ROR | Internal | Summer | B3 | 75 | 1212 | 0 | 116.99 | 118.98 | 2 | 0
2035 | MISO_MO-IL_2_PJM_ROR | MISO_MO-IL | PJM_ROR | Internal | Summer | B4 | 100 | 1212 | 0 | 116.05 | 116.75 | 2 | 0
2035 | MISO_MO-IL_2_PJM_ROR | MISO_MO-IL | PJM_ROR | Internal | Summer | B5 | 200 | 1212 | 0 | 109.82 | 111.81 | 2 | 0
2035 | MISO_MO-IL_2_PJM_ROR | MISO_MO-IL | PJM_ROR | Internal | Summer | B6 | 300 | 1212 | 0 | 81.29 | 83.28 | 2 | 0
2035 | MISO_MO-IL_2_PJM_ROR | MISO_MO-IL | PJM_ROR | Internal | Summer | B7 | 400 | 1212 | 0 | 74.04 | 76.02 | 2 | 0
2035 | MISO_MO-IL_2_PJM_ROR | MISO_MO-IL | PJM_ROR | Internal | Summer | B8 | 500 | 1212 | 0 | 68.78 | 70.77 | 2 | 0
2035 | MISO_MO-IL_2_PJM_ROR | MISO_MO-IL | PJM_ROR | Internal | Summer | B9 | 800 | 1212 | 1074.19 | 54.37 | 56.37 | 2 | 0
2035 | MISO_MO-IL_2_PJM_ROR | MISO_MO-IL | PJM_ROR | Internal | Summer | B10 | 1262 | 1212 | 155.02 | 43 | 45 | 2 | 0
2035 | MISO_MO-IL_2_PJM_ROR | MISO_MO-IL | PJM_ROR | Internal | Winter | B16 | 25 | 1212 | 1212 | 78.68 | 85.53 | 2 | 4.86
2035 | MISO_MO-IL_2_PJM_ROR | MISO_MO-IL | PJM_ROR | Internal | Winter | B17 | 100 | 1212 | 1212 | 67.04 | 80.78 | 2 | 11.74
2035 | MISO_MO-IL_2_PJM_ROR | MISO_MO-IL | PJM_ROR | Internal | Winter | B18 | 400 | 1212 | 1212 | 59.67 | 75.49 | 2 | 13.82
2035 | MISO_MO-IL_2_PJM_ROR | MISO_MO-IL | PJM_ROR | Internal | Winter | B19 | 700 | 1212 | 1212 | 54.27 | 72.8 | 2 | 16.53
2035 | MISO_MO-IL_2_PJM_ROR | MISO_MO-IL | PJM_ROR | Internal | Winter | B20 | 935 | 1212 | 1212 | 45.59 | 51.37 | 2 | 3.78
2035 | MISO_MO-IL_2_TVA_Transmission | MISO_MO-IL | TVA_Transmission | Internal | Shoulder | B11 | 25 | 4000 | 0 | 81.09 | 84.9 | 8 | 0
2035 | MISO_MO-IL_2_TVA_Transmission | MISO_MO-IL | TVA_Transmission | Internal | Shoulder | B12 | 200 | 4000 | 0 | 72.56 | 77.49 | 8 | 0
2035 | MISO_MO-IL_2_TVA_Transmission | MISO_MO-IL | TVA_Transmission | Internal | Shoulder | B13 | 600 | 4000 | 3185.71 | 57.78 | 65.78 | 8 | 0
2035 | MISO_MO-IL_2_TVA_Transmission | MISO_MO-IL | TVA_Transmission | Internal | Shoulder | B14 | 900 | 4000 | 4000 | 52.66 | 65.78 | 8 | 5.11
2035 | MISO_MO-IL_2_TVA_Transmission | MISO_MO-IL | TVA_Transmission | Internal | Shoulder | B15 | 1203 | 4000 | 2322.95 | 45.54 | 53.54 | 8 | 0
2035 | MISO_MO-IL_2_TVA_Transmission | MISO_MO-IL | TVA_Transmission | Internal | Summer | B1 | 10 | 4000 | 0 | 122.02 | 130.01 | 8 | 0
2035 | MISO_MO-IL_2_TVA_Transmission | MISO_MO-IL | TVA_Transmission | Internal | Summer | B2 | 25 | 4000 | 154.82 | 119.01 | 127.01 | 8 | 0
2035 | MISO_MO-IL_2_TVA_Transmission | MISO_MO-IL | TVA_Transmission | Internal | Summer | B3 | 75 | 4000 | 0 | 116.99 | 124.98 | 8 | 0
2035 | MISO_MO-IL_2_TVA_Transmission | MISO_MO-IL | TVA_Transmission | Internal | Summer | B4 | 100 | 4000 | 0 | 116.05 | 122.75 | 8 | 0
2035 | MISO_MO-IL_2_TVA_Transmission | MISO_MO-IL | TVA_Transmission | Internal | Summer | B5 | 200 | 4000 | 0 | 109.82 | 112.61 | 8 | 0
2035 | MISO_MO-IL_2_TVA_Transmission | MISO_MO-IL | TVA_Transmission | Internal | Summer | B6 | 300 | 4000 | 0 | 81.29 | 84.37 | 8 | 0
2035 | MISO_MO-IL_2_TVA_Transmission | MISO_MO-IL | TVA_Transmission | Internal | Summer | B7 | 400 | 4000 | 0 | 74.04 | 73.63 | 8 | 0
2035 | MISO_MO-IL_2_TVA_Transmission | MISO_MO-IL | TVA_Transmission | Internal | Summer | B8 | 500 | 4000 | 0 | 68.78 | 71.28 | 8 | 0
2035 | MISO_MO-IL_2_TVA_Transmission | MISO_MO-IL | TVA_Transmission | Internal | Summer | B9 | 800 | 4000 | 2671.6 | 54.37 | 62.37 | 8 | 0
2035 | MISO_MO-IL_2_TVA_Transmission | MISO_MO-IL | TVA_Transmission | Internal | Summer | B10 | 1262 | 4000 | 495.74 | 43 | 51 | 8 | 0
2035 | MISO_MO-IL_2_TVA_Transmission | MISO_MO-IL | TVA_Transmission | Internal | Winter | B16 | 25 | 4000 | 2830.38 | 78.68 | 86.68 | 8 | 0
2035 | MISO_MO-IL_2_TVA_Transmission | MISO_MO-IL | TVA_Transmission | Internal | Winter | B17 | 100 | 4000 | 3657.02 | 67.04 | 75.04 | 8 | 0
2035 | MISO_MO-IL_2_TVA_Transmission | MISO_MO-IL | TVA_Transmission | Internal | Winter | B18 | 400 | 4000 | 4000 | 59.67 | 67.82 | 8 | 0.14
2035 | MISO_MO-IL_2_TVA_Transmission | MISO_MO-IL | TVA_Transmission | Internal | Winter | B19 | 700 | 4000 | 4000 | 54.27 | 65.37 | 8 | 3.1
2035 | MISO_MO-IL_2_TVA_Transmission | MISO_MO-IL | TVA_Transmission | Internal | Winter | B20 | 935 | 4000 | 2737.19 | 45.59 | 53.59 | 8 | 0
2035 | MISO_W_2_IESO | MISO_W | IESO | Internal | Shoulder | B11 | 25 | 164 | 0 | 81.07 | 70.26 | 8 | 0
2035 | MISO_W_2_IESO | MISO_W | IESO | Internal | Shoulder | B12 | 200 | 164 | 0 | 72.55 | 68.39 | 8 | 0
2035 | MISO_W_2_IESO | MISO_W | IESO | Internal | Shoulder | B13 | 600 | 164 | 0 | 57.77 | 64.68 | 8 | 0
2035 | MISO_W_2_IESO | MISO_W | IESO | Internal | Shoulder | B14 | 900 | 164 | 164 | 47.81 | 63.08 | 8 | 7.27
2035 | MISO_W_2_IESO | MISO_W | IESO | Internal | Shoulder | B15 | 1203 | 164 | 164 | 41.43 | 63.08 | 8 | 13.65
2035 | MISO_W_2_IESO | MISO_W | IESO | Internal | Summer | B1 | 10 | 164 | 0 | 122.01 | 115.98 | 8 | 0
2035 | MISO_W_2_IESO | MISO_W | IESO | Internal | Summer | B2 | 25 | 164 | 0 | 118.99 | 111.99 | 8 | 0
2035 | MISO_W_2_IESO | MISO_W | IESO | Internal | Summer | B3 | 75 | 164 | 0 | 116.98 | 84.39 | 8 | 0
2035 | MISO_W_2_IESO | MISO_W | IESO | Internal | Summer | B4 | 100 | 164 | 0 | 116.04 | 76.37 | 8 | 0
2035 | MISO_W_2_IESO | MISO_W | IESO | Internal | Summer | B5 | 200 | 164 | 0 | 109.81 | 76.37 | 8 | 0
2035 | MISO_W_2_IESO | MISO_W | IESO | Internal | Summer | B6 | 300 | 164 | 0 | 81.28 | 71.54 | 8 | 0
2035 | MISO_W_2_IESO | MISO_W | IESO | Internal | Summer | B7 | 400 | 164 | 0 | 74.02 | 67.02 | 8 | 0
2035 | MISO_W_2_IESO | MISO_W | IESO | Internal | Summer | B8 | 500 | 164 | 0 | 68.77 | 61.81 | 8 | 0
2035 | MISO_W_2_IESO | MISO_W | IESO | Internal | Summer | B9 | 800 | 164 | 0 | 54.36 | 59.18 | 8 | 0
2035 | MISO_W_2_IESO | MISO_W | IESO | Internal | Summer | B10 | 1262 | 164 | 164 | 42.98 | 59.18 | 8 | 8.19
2035 | MISO_W_2_IESO | MISO_W | IESO | Internal | Winter | B16 | 25 | 164 | 164 | 54.26 | 79.53 | 8 | 17.28
2035 | MISO_W_2_IESO | MISO_W | IESO | Internal | Winter | B17 | 100 | 164 | 164 | 54.26 | 71.8 | 8 | 9.54
2035 | MISO_W_2_IESO | MISO_W | IESO | Internal | Winter | B18 | 400 | 164 | 164 | 56.95 | 66.49 | 8 | 1.54
2035 | MISO_W_2_IESO | MISO_W | IESO | Internal | Winter | B19 | 700 | 164 | 164 | 54.26 | 63.8 | 8 | 1.54
2035 | MISO_W_2_IESO | MISO_W | IESO | Internal | Winter | B20 | 935 | 164 | 164 | 41.43 | 63.8 | 8 | 14.37
2035 | MISO_W_2_MAPP_CA | MISO_W | MAPP_CA | Internal | Shoulder | B11 | 25 | 788 | 0 | 81.07 | 62.26 | 0.01 | 0
2035 | MISO_W_2_MAPP_CA | MISO_W | MAPP_CA | Internal | Shoulder | B12 | 200 | 788 | 0 | 72.55 | 71.55 | 0.01 | 0
2035 | MISO_W_2_MAPP_CA | MISO_W | MAPP_CA | Internal | Shoulder | B13 | 600 | 788 | 0 | 57.77 | 56.68 | 0.01 | 0
2035 | MISO_W_2_MAPP_CA | MISO_W | MAPP_CA | Internal | Shoulder | B14 | 900 | 788 | 0 | 47.81 | 47.8 | 0.01 | 0
2035 | MISO_W_2_MAPP_CA | MISO_W | MAPP_CA | Internal | Shoulder | B15 | 1203 | 788 | 788 | 41.43 | 47.8 | 0.01 | 6.36
2035 | MISO_W_2_MAPP_CA | MISO_W | MAPP_CA | Internal | Summer | B1 | 10 | 788 | 0 | 122.01 | 51.18 | 0.01 | 0
2035 | MISO_W_2_MAPP_CA | MISO_W | MAPP_CA | Internal | Summer | B2 | 25 | 788 | 0 | 118.99 | 51.18 | 0.01 | 0
2035 | MISO_W_2_MAPP_CA | MISO_W | MAPP_CA | Internal | Summer | B3 | 75 | 788 | 0 | 116.98 | 51.18 | 0.01 | 0
2035 | MISO_W_2_MAPP_CA | MISO_W | MAPP_CA | Internal | Summer | B4 | 100 | 788 | 0 | 116.04 | 68.37 | 0.01 | 0
2035 | MISO_W_2_MAPP_CA | MISO_W | MAPP_CA | Internal | Summer | B5 | 200 | 788 | 0 | 109.81 | 68.37 | 0.01 | 0
2035 | MISO_W_2_MAPP_CA | MISO_W | MAPP_CA | Internal | Summer | B6 | 300 | 788 | 0 | 81.28 | 63.54 | 0.01 | 0
2035 | MISO_W_2_MAPP_CA | MISO_W | MAPP_CA | Internal | Summer | B7 | 400 | 788 | 0 | 74.02 | 55.02 | 0.01 | 0
2035 | MISO_W_2_MAPP_CA | MISO_W | MAPP_CA | Internal | Summer | B8 | 500 | 788 | 0 | 68.77 | 51.18 | 0.01 | 0
2035 | MISO_W_2_MAPP_CA | MISO_W | MAPP_CA | Internal | Summer | B9 | 800 | 788 | 0 | 54.36 | 51.18 | 0.01 | 0
2035 | MISO_W_2_MAPP_CA | MISO_W | MAPP_CA | Internal | Summer | B10 | 1262 | 788 | 788 | 42.98 | 51.18 | 0.01 | 8.18
2035 | MISO_W_2_MAPP_CA | MISO_W | MAPP_CA | Internal | Winter | B16 | 25 | 788 | 0 | 54.26 | 54.25 | 0.01 | 0
2035 | MISO_W_2_MAPP_CA | MISO_W | MAPP_CA | Internal | Winter | B17 | 100 | 788 | 0 | 54.26 | 54.25 | 0.01 | 0
2035 | MISO_W_2_MAPP_CA | MISO_W | MAPP_CA | Internal | Winter | B18 | 400 | 788 | 0 | 56.95 | 56.94 | 0.01 | 0
2035 | MISO_W_2_MAPP_CA | MISO_W | MAPP_CA | Internal | Winter | B19 | 700 | 788 | 0 | 54.26 | 54.25 | 0.01 | 0
2035 | MISO_W_2_MAPP_CA | MISO_W | MAPP_CA | Internal | Winter | B20 | 935 | 788 | 788 | 41.43 | 54.25 | 0.01 | 12.81
2035 | MISO_W_2_MISO_MO-IL | MISO_W | MISO_MO-IL | Internal | Shoulder | B11 | 25 | 7873 | 5196.71 | 81.07 | 81.09 | 0.01 | 0
2035 | MISO_W_2_MISO_MO-IL | MISO_W | MISO_MO-IL | Internal | Shoulder | B12 | 200 | 7873 | 5508.39 | 72.55 | 72.56 | 0.01 | 0
2035 | MISO_W_2_MISO_MO-IL | MISO_W | MISO_MO-IL | Internal | Shoulder | B13 | 600 | 7873 | 7857.16 | 57.77 | 57.78 | 0.01 | 0
2035 | MISO_W_2_MISO_MO-IL | MISO_W | MISO_MO-IL | Internal | Shoulder | B14 | 900 | 7873 | 7873 | 47.81 | 52.66 | 0.01 | 4.84
2035 | MISO_W_2_MISO_MO-IL | MISO_W | MISO_MO-IL | Internal | Shoulder | B15 | 1203 | 7873 | 7873 | 41.43 | 45.54 | 0.01 | 4.1
2035 | MISO_W_2_MISO_MO-IL | MISO_W | MISO_MO-IL | Internal | Summer | B1 | 10 | 7873 | 7783.28 | 122.01 | 122.02 | 0.01 | 0
2035 | MISO_W_2_MISO_MO-IL | MISO_W | MISO_MO-IL | Internal | Summer | B2 | 25 | 7873 | 7747.21 | 118.99 | 119.01 | 0.01 | 0
2035 | MISO_W_2_MISO_MO-IL | MISO_W | MISO_MO-IL | Internal | Summer | B3 | 75 | 7873 | 6730.03 | 116.98 | 116.99 | 0.01 | 0
2035 | MISO_W_2_MISO_MO-IL | MISO_W | MISO_MO-IL | Internal | Summer | B4 | 100 | 7873 | 5042.02 | 116.04 | 116.05 | 0.01 | 0
2035 | MISO_W_2_MISO_MO-IL | MISO_W | MISO_MO-IL | Internal | Summer | B5 | 200 | 7873 | 2578.54 | 109.81 | 109.82 | 0.01 | 0
2035 | MISO_W_2_MISO_MO-IL | MISO_W | MISO_MO-IL | Internal | Summer | B6 | 300 | 7873 | 927.15 | 81.28 | 81.29 | 0.01 | 0
2035 | MISO_W_2_MISO_MO-IL | MISO_W | MISO_MO-IL | Internal | Summer | B7 | 400 | 7873 | 1211.94 | 74.02 | 74.04 | 0.01 | 0
2035 | MISO_W_2_MISO_MO-IL | MISO_W | MISO_MO-IL | Internal | Summer | B8 | 500 | 7873 | 1611.15 | 68.77 | 68.78 | 0.01 | 0
2035 | MISO_W_2_MISO_MO-IL | MISO_W | MISO_MO-IL | Internal | Summer | B9 | 800 | 7873 | 2942.04 | 54.36 | 54.37 | 0.01 | 0
2035 | MISO_W_2_MISO_MO-IL | MISO_W | MISO_MO-IL | Internal | Summer | B10 | 1262 | 7873 | 6257.58 | 42.98 | 43 | 0.01 | 0
2035 | MISO_W_2_MISO_MO-IL | MISO_W | MISO_MO-IL | Internal | Winter | B16 | 25 | 7873 | 7873 | 54.26 | 78.68 | 0.01 | 24.41
2035 | MISO_W_2_MISO_MO-IL | MISO_W | MISO_MO-IL | Internal | Winter | B17 | 100 | 7873 | 7873 | 54.26 | 67.04 | 0.01 | 12.77
2035 | MISO_W_2_MISO_MO-IL | MISO_W | MISO_MO-IL | Internal | Winter | B18 | 400 | 7873 | 7873 | 56.95 | 59.67 | 0.01 | 2.71
2035 | MISO_W_2_MISO_MO-IL | MISO_W | MISO_MO-IL | Internal | Winter | B19 | 700 | 7873 | 7042.01 | 54.26 | 54.27 | 0.01 | 0
2035 | MISO_W_2_MISO_MO-IL | MISO_W | MISO_MO-IL | Internal | Winter | B20 | 935 | 7873 | 7873 | 41.43 | 45.59 | 0.01 | 4.15
2035 | MISO_W_2_MISO_WUMS | MISO_W | MISO_WUMS | Internal | Shoulder | B11 | 25 | 3756 | 2833.07 | 81.07 | 81.09 | 0.01 | 0
2035 | MISO_W_2_MISO_WUMS | MISO_W | MISO_WUMS | Internal | Shoulder | B12 | 200 | 3756 | 3756 | 72.55 | 75.3 | 0.01 | 2.74
2035 | MISO_W_2_MISO_WUMS | MISO_W | MISO_WUMS | Internal | Shoulder | B13 | 600 | 3756 | 3756 | 57.77 | 75.3 | 0.01 | 17.53
2035 | MISO_W_2_MISO_WUMS | MISO_W | MISO_WUMS | Internal | Shoulder | B14 | 900 | 3756 | 3756 | 47.81 | 70.07 | 0.01 | 22.24
2035 | MISO_W_2_MISO_WUMS | MISO_W | MISO_WUMS | Internal | Shoulder | B15 | 1203 | 3756 | 3756 | 41.43 | 50.28 | 0.01 | 8.85
2035 | MISO_W_2_MISO_WUMS | MISO_W | MISO_WUMS | Internal | Summer | B1 | 10 | 3756 | 0 | 122.01 | 116.85 | 0.01 | 0
2035 | MISO_W_2_MISO_WUMS | MISO_W | MISO_WUMS | Internal | Summer | B2 | 25 | 3756 | 0 | 118.99 | 116.85 | 0.01 | 0
2035 | MISO_W_2_MISO_WUMS | MISO_W | MISO_WUMS | Internal | Summer | B3 | 75 | 3756 | 0 | 116.98 | 116.85 | 0.01 | 0
2035 | MISO_W_2_MISO_WUMS | MISO_W | MISO_WUMS | Internal | Summer | B4 | 100 | 3756 | 3326.11 | 116.04 | 116.05 | 0.01 | 0
2035 | MISO_W_2_MISO_WUMS | MISO_W | MISO_WUMS | Internal | Summer | B5 | 200 | 3756 | 2526.17 | 109.81 | 109.82 | 0.01 | 0
2035 | MISO_W_2_MISO_WUMS | MISO_W | MISO_WUMS | Internal | Summer | B6 | 300 | 3756 | 2027.87 | 81.28 | 81.29 | 0.01 | 0
2035 | MISO_W_2_MISO_WUMS | MISO_W | MISO_WUMS | Internal | Summer | B7 | 400 | 3756 | 1653.45 | 74.02 | 74.04 | 0.01 | 0
2035 | MISO_W_2_MISO_WUMS | MISO_W | MISO_WUMS | Internal | Summer | B8 | 500 | 3756 | 3576.92 | 68.77 | 68.78 | 0.01 | 0
2035 | MISO_W_2_MISO_WUMS | MISO_W | MISO_WUMS | Internal | Summer | B9 | 800 | 3756 | 3631.58 | 54.36 | 54.37 | 0.01 | 0
2035 | MISO_W_2_MISO_WUMS | MISO_W | MISO_WUMS | Internal | Summer | B10 | 1262 | 3756 | 3756 | 42.98 | 47 | 0.01 | 4
2035 | MISO_W_2_MISO_WUMS | MISO_W | MISO_WUMS | Internal | Winter | B16 | 25 | 3756 | 3756 | 54.26 | 83.53 | 0.01 | 29.26
2035 | MISO_W_2_MISO_WUMS | MISO_W | MISO_WUMS | Internal | Winter | B17 | 100 | 3756 | 3756 | 54.26 | 78.78 | 0.01 | 24.51
2035 | MISO_W_2_MISO_WUMS | MISO_W | MISO_WUMS | Internal | Winter | B18 | 400 | 3756 | 3756 | 56.95 | 77.49 | 0.01 | 20.53
2035 | MISO_W_2_MISO_WUMS | MISO_W | MISO_WUMS | Internal | Winter | B19 | 700 | 3756 | 3756 | 54.26 | 70.81 | 0.01 | 16.54
2035 | MISO_W_2_MISO_WUMS | MISO_W | MISO_WUMS | Internal | Winter | B20 | 935 | 3756 | 3756 | 41.43 | 49.79 | 0.01 | 8.35
2035 | MISO_W_2_NE | MISO_W | NE | Internal | Shoulder | B11 | 25 | 20297 | 0 | 81.07 | 76.07 | 7 | 0
2035 | MISO_W_2_NE | MISO_W | NE | Internal | Shoulder | B12 | 200 | 20297 | 0 | 72.55 | 67.55 | 7 | 0
2035 | MISO_W_2_NE | MISO_W | NE | Internal | Shoulder | B13 | 600 | 20297 | 0 | 57.77 | 52.77 | 7 | 0
2035 | MISO_W_2_NE | MISO_W | NE | Internal | Shoulder | B14 | 900 | 20297 | 0 | 47.81 | 35.84 | 7 | 0
2035 | MISO_W_2_NE | MISO_W | NE | Internal | Shoulder | B15 | 1203 | 20297 | 0 | 41.43 | 30.93 | 7 | 0
2035 | MISO_W_2_NE | MISO_W | NE | Internal | Summer | B1 | 10 | 20297 | 0 | 122.01 | 117.01 | 7 | 0
2035 | MISO_W_2_NE | MISO_W | NE | Internal | Summer | B2 | 25 | 20297 | 0 | 118.99 | 113.99 | 7 | 0
2035 | MISO_W_2_NE | MISO_W | NE | Internal | Summer | B3 | 75 | 20297 | 0 | 116.98 | 111.98 | 7 | 0
2035 | MISO_W_2_NE | MISO_W | NE | Internal | Summer | B4 | 100 | 20297 | 0 | 116.04 | 111.04 | 7 | 0
2035 | MISO_W_2_NE | MISO_W | NE | Internal | Summer | B5 | 200 | 20297 | 0 | 109.81 | 104.81 | 7 | 0
2035 | MISO_W_2_NE | MISO_W | NE | Internal | Summer | B6 | 300 | 20297 | 0 | 81.28 | 76.28 | 7 | 0
2035 | MISO_W_2_NE | MISO_W | NE | Internal | Summer | B7 | 400 | 20297 | 0 | 74.02 | 69.02 | 7 | 0
2035 | MISO_W_2_NE | MISO_W | NE | Internal | Summer | B8 | 500 | 20297 | 0 | 68.77 | 63.77 | 7 | 0
2035 | MISO_W_2_NE | MISO_W | NE | Internal | Summer | B9 | 800 | 20297 | 0 | 54.36 | 49.36 | 7 | 0
2035 | MISO_W_2_NE | MISO_W | NE | Internal | Summer | B10 | 1262 | 20297 | 0 | 42.98 | 37.98 | 7 | 0
2035 | MISO_W_2_NE | MISO_W | NE | Internal | Winter | B16 | 25 | 20297 | 0 | 54.26 | -22.61 | 7 | 0
2035 | MISO_W_2_NE | MISO_W | NE | Internal | Winter | B17 | 100 | 20297 | 0 | 54.26 | 38.2 | 7 | 0
2035 | MISO_W_2_NE | MISO_W | NE | Internal | Winter | B18 | 400 | 20297 | 0 | 56.95 | 48.43 | 7 | 0
2035 | MISO_W_2_NE | MISO_W | NE | Internal | Winter | B19 | 700 | 20297 | 0 | 54.26 | 46.68 | 7 | 0
2035 | MISO_W_2_NE | MISO_W | NE | Internal | Winter | B20 | 935 | 20297 | 0 | 41.43 | 33.12 | 7 | 0
2035 | MISO_W_2_PJM_ROR | MISO_W | PJM_ROR | Internal | Shoulder | B11 | 25 | 10135 | 2113.37 | 81.07 | 83.07 | 2 | 0
2035 | MISO_W_2_PJM_ROR | MISO_W | PJM_ROR | Internal | Shoulder | B12 | 200 | 10135 | 10135 | 72.55 | 75.31 | 2 | 0.76
2035 | MISO_W_2_PJM_ROR | MISO_W | PJM_ROR | Internal | Shoulder | B13 | 600 | 10135 | 10135 | 57.77 | 73.45 | 2 | 13.69
2035 | MISO_W_2_PJM_ROR | MISO_W | PJM_ROR | Internal | Shoulder | B14 | 900 | 10135 | 10135 | 47.81 | 72.07 | 2 | 22.26
2035 | MISO_W_2_PJM_ROR | MISO_W | PJM_ROR | Internal | Shoulder | B15 | 1203 | 10135 | 10135 | 41.43 | 52.28 | 2 | 8.86
2035 | MISO_W_2_PJM_ROR | MISO_W | PJM_ROR | Internal | Summer | B1 | 10 | 10135 | 5042.29 | 122.01 | 124.01 | 2 | 0
2035 | MISO_W_2_PJM_ROR | MISO_W | PJM_ROR | Internal | Summer | B2 | 25 | 10135 | 10135 | 118.99 | 121.01 | 2 | 0.01
2035 | MISO_W_2_PJM_ROR | MISO_W | PJM_ROR | Internal | Summer | B3 | 75 | 10135 | 4166.46 | 116.98 | 118.98 | 2 | 0
2035 | MISO_W_2_PJM_ROR | MISO_W | PJM_ROR | Internal | Summer | B4 | 100 | 10135 | 0 | 116.04 | 116.75 | 2 | 0
2035 | MISO_W_2_PJM_ROR | MISO_W | PJM_ROR | Internal | Summer | B5 | 200 | 10135 | 5877.87 | 109.81 | 111.81 | 2 | 0
2035 | MISO_W_2_PJM_ROR | MISO_W | PJM_ROR | Internal | Summer | B6 | 300 | 10135 | 2630.33 | 81.28 | 83.28 | 2 | 0
2035 | MISO_W_2_PJM_ROR | MISO_W | PJM_ROR | Internal | Summer | B7 | 400 | 10135 | 1396.86 | 74.02 | 76.02 | 2 | 0
2035 | MISO_W_2_PJM_ROR | MISO_W | PJM_ROR | Internal | Summer | B8 | 500 | 10135 | 7189.95 | 68.77 | 70.77 | 2 | 0
2035 | MISO_W_2_PJM_ROR | MISO_W | PJM_ROR | Internal | Summer | B9 | 800 | 10135 | 10135 | 54.36 | 56.37 | 2 | 0.01
2035 | MISO_W_2_PJM_ROR | MISO_W | PJM_ROR | Internal | Summer | B10 | 1262 | 10135 | 10135 | 42.98 | 45 | 2 | 0.01
2035 | MISO_W_2_PJM_ROR | MISO_W | PJM_ROR | Internal | Winter | B16 | 25 | 10135 | 10135 | 54.26 | 85.53 | 2 | 29.27
2035 | MISO_W_2_PJM_ROR | MISO_W | PJM_ROR | Internal | Winter | B17 | 100 | 10135 | 10135 | 54.26 | 80.78 | 2 | 24.53
2035 | MISO_W_2_PJM_ROR | MISO_W | PJM_ROR | Internal | Winter | B18 | 400 | 10135 | 10135 | 56.95 | 75.49 | 2 | 16.54
2035 | MISO_W_2_PJM_ROR | MISO_W | PJM_ROR | Internal | Winter | B19 | 700 | 10135 | 10135 | 54.26 | 72.8 | 2 | 16.54
2035 | MISO_W_2_PJM_ROR | MISO_W | PJM_ROR | Internal | Winter | B20 | 935 | 10135 | 10135 | 41.43 | 51.37 | 2 | 7.94
2035 | MISO_W_2_SPP_N | MISO_W | SPP_N | Internal | Shoulder | B11 | 25 | 3200 | 0 | 81.07 | 76.09 | 7 | 0
2035 | MISO_W_2_SPP_N | MISO_W | SPP_N | Internal | Shoulder | B12 | 200 | 3200 | 0 | 72.55 | 67.56 | 7 | 0
2035 | MISO_W_2_SPP_N | MISO_W | SPP_N | Internal | Shoulder | B13 | 600 | 3200 | 0 | 57.77 | 52.78 | 7 | 0
2035 | MISO_W_2_SPP_N | MISO_W | SPP_N | Internal | Shoulder | B14 | 900 | 3200 | 0 | 47.81 | 35.85 | 7 | 0
2035 | MISO_W_2_SPP_N | MISO_W | SPP_N | Internal | Shoulder | B15 | 1203 | 3200 | 0 | 41.43 | 30.94 | 7 | 0
2035 | MISO_W_2_SPP_N | MISO_W | SPP_N | Internal | Summer | B1 | 10 | 3200 | 0 | 122.01 | 117 | 7 | 0
2035 | MISO_W_2_SPP_N | MISO_W | SPP_N | Internal | Summer | B2 | 25 | 3200 | 0 | 118.99 | 114.01 | 7 | 0
2035 | MISO_W_2_SPP_N | MISO_W | SPP_N | Internal | Summer | B3 | 75 | 3200 | 0 | 116.98 | 111.99 | 7 | 0
2035 | MISO_W_2_SPP_N | MISO_W | SPP_N | Internal | Summer | B4 | 100 | 3200 | 0 | 116.04 | 111.05 | 7 | 0
2035 | MISO_W_2_SPP_N | MISO_W | SPP_N | Internal | Summer | B5 | 200 | 3200 | 0 | 109.81 | 104.82 | 7 | 0
2035 | MISO_W_2_SPP_N | MISO_W | SPP_N | Internal | Summer | B6 | 300 | 3200 | 0 | 81.28 | 76.29 | 7 | 0
2035 | MISO_W_2_SPP_N | MISO_W | SPP_N | Internal | Summer | B7 | 400 | 3200 | 0 | 74.02 | 71.61 | 7 | 0
2035 | MISO_W_2_SPP_N | MISO_W | SPP_N | Internal | Summer | B8 | 500 | 3200 | 0 | 68.77 | 66.02 | 7 | 0
2035 | MISO_W_2_SPP_N | MISO_W | SPP_N | Internal | Summer | B9 | 800 | 3200 | 0 | 54.36 | 49.37 | 7 | 0
2035 | MISO_W_2_SPP_N | MISO_W | SPP_N | Internal | Summer | B10 | 1262 | 3200 | 0 | 42.98 | 38 | 7 | 0
2035 | MISO_W_2_SPP_N | MISO_W | SPP_N | Internal | Winter | B16 | 25 | 3200 | 0 | 54.26 | 40.38 | 7 | 0
2035 | MISO_W_2_SPP_N | MISO_W | SPP_N | Internal | Winter | B17 | 100 | 3200 | 0 | 54.26 | 38.21 | 7 | 0
2035 | MISO_W_2_SPP_N | MISO_W | SPP_N | Internal | Winter | B18 | 400 | 3200 | 0 | 56.95 | 48.44 | 7 | 0
2035 | MISO_W_2_SPP_N | MISO_W | SPP_N | Internal | Winter | B19 | 700 | 3200 | 0 | 54.26 | 46.69 | 7 | 0
2035 | MISO_W_2_SPP_N | MISO_W | SPP_N | Internal | Winter | B20 | 935 | 3200 | 0 | 41.43 | 33.13 | 7 | 0
2035 | MISO_WUMS_2_MISO_MI | MISO_WUMS | MISO_MI | Internal | Shoulder | B11 | 25 | 148 | 148 | 81.09 | 81.11 | 0.01 | 0.01
2035 | MISO_WUMS_2_MISO_MI | MISO_WUMS | MISO_MI | Internal | Shoulder | B12 | 200 | 148 | 148 | 75.3 | 75.39 | 0.01 | 0.07
2035 | MISO_WUMS_2_MISO_MI | MISO_WUMS | MISO_MI | Internal | Shoulder | B13 | 600 | 148 | 0 | 75.3 | 71.68 | 0.01 | 0
2035 | MISO_WUMS_2_MISO_MI | MISO_WUMS | MISO_MI | Internal | Shoulder | B14 | 900 | 148 | 87.87 | 70.07 | 70.08 | 0.01 | 0
2035 | MISO_WUMS_2_MISO_MI | MISO_WUMS | MISO_MI | Internal | Shoulder | B15 | 1203 | 148 | 148 | 50.28 | 51.98 | 0.01 | 1.69
2035 | MISO_WUMS_2_MISO_MI | MISO_WUMS | MISO_MI | Internal | Summer | B1 | 10 | 148 | 148 | 116.85 | 126.02 | 0.01 | 9.16
2035 | MISO_WUMS_2_MISO_MI | MISO_WUMS | MISO_MI | Internal | Summer | B2 | 25 | 148 | 148 | 116.85 | 121.6 | 0.01 | 4.74
2035 | MISO_WUMS_2_MISO_MI | MISO_WUMS | MISO_MI | Internal | Summer | B3 | 75 | 148 | 148 | 116.85 | 120.29 | 0.01 | 3.43
2035 | MISO_WUMS_2_MISO_MI | MISO_WUMS | MISO_MI | Internal | Summer | B4 | 100 | 148 | 148 | 116.05 | 116.07 | 0.01 | 0.01
2035 | MISO_WUMS_2_MISO_MI | MISO_WUMS | MISO_MI | Internal | Summer | B5 | 200 | 148 | 0 | 109.82 | 109.82 | 0.01 | 0
2035 | MISO_WUMS_2_MISO_MI | MISO_WUMS | MISO_MI | Internal | Summer | B6 | 300 | 148 | 102.43 | 81.29 | 81.3 | 0.01 | 0
2035 | MISO_WUMS_2_MISO_MI | MISO_WUMS | MISO_MI | Internal | Summer | B7 | 400 | 148 | 148 | 74.04 | 74.06 | 0.01 | 0.01
2035 | MISO_WUMS_2_MISO_MI | MISO_WUMS | MISO_MI | Internal | Summer | B8 | 500 | 148 | 148 | 68.78 | 68.81 | 0.01 | 0.01
2035 | MISO_WUMS_2_MISO_MI | MISO_WUMS | MISO_MI | Internal | Summer | B9 | 800 | 148 | 148 | 54.37 | 54.4 | 0.01 | 0.01
2035 | MISO_WUMS_2_MISO_MI | MISO_WUMS | MISO_MI | Internal | Summer | B10 | 1262 | 148 | 148 | 47 | 49.54 | 0.01 | 2.53
2035 | MISO_WUMS_2_MISO_MI | MISO_WUMS | MISO_MI | Internal | Winter | B16 | 25 | 148 | 148 | 83.53 | 87.53 | 0.01 | 3.99
2035 | MISO_WUMS_2_MISO_MI | MISO_WUMS | MISO_MI | Internal | Winter | B17 | 100 | 148 | 67.49 | 78.78 | 78.8 | 0.01 | 0
2035 | MISO_WUMS_2_MISO_MI | MISO_WUMS | MISO_MI | Internal | Winter | B18 | 400 | 148 | 0 | 77.49 | 73.49 | 0.01 | 0
2035 | MISO_WUMS_2_MISO_MI | MISO_WUMS | MISO_MI | Internal | Winter | B19 | 700 | 148 | 0 | 70.81 | 70.8 | 0.01 | 0
2035 | MISO_WUMS_2_MISO_MI | MISO_WUMS | MISO_MI | Internal | Winter | B20 | 935 | 148 | 148 | 49.79 | 51.32 | 0.01 | 1.52
2035 | MISO_WUMS_2_MISO_W | MISO_WUMS | MISO_W | Internal | Shoulder | B11 | 25 | 3264 | 0 | 81.09 | 81.07 | 0.01 | 0
2035 | MISO_WUMS_2_MISO_W | MISO_WUMS | MISO_W | Internal | Shoulder | B12 | 200 | 3264 | 0 | 75.3 | 72.55 | 0.01 | 0
2035 | MISO_WUMS_2_MISO_W | MISO_WUMS | MISO_W | Internal | Shoulder | B13 | 600 | 3264 | 0 | 75.3 | 57.77 | 0.01 | 0
2035 | MISO_WUMS_2_MISO_W | MISO_WUMS | MISO_W | Internal | Shoulder | B14 | 900 | 3264 | 0 | 70.07 | 47.81 | 0.01 | 0
2035 | MISO_WUMS_2_MISO_W | MISO_WUMS | MISO_W | Internal | Shoulder | B15 | 1203 | 3264 | 0 | 50.28 | 41.43 | 0.01 | 0
2035 | MISO_WUMS_2_MISO_W | MISO_WUMS | MISO_W | Internal | Summer | B1 | 10 | 3264 | 3264 | 116.85 | 122.01 | 0.01 | 5.15
2035 | MISO_WUMS_2_MISO_W | MISO_WUMS | MISO_W | Internal | Summer | B2 | 25 | 3264 | 3264 | 116.85 | 118.99 | 0.01 | 2.13
2035 | MISO_WUMS_2_MISO_W | MISO_WUMS | MISO_W | Internal | Summer | B3 | 75 | 3264 | 3264 | 116.85 | 116.98 | 0.01 | 0.12
2035 | MISO_WUMS_2_MISO_W | MISO_WUMS | MISO_W | Internal | Summer | B4 | 100 | 3264 | 0 | 116.05 | 116.04 | 0.01 | 0
2035 | MISO_WUMS_2_MISO_W | MISO_WUMS | MISO_W | Internal | Summer | B5 | 200 | 3264 | 0 | 109.82 | 109.81 | 0.01 | 0
2035 | MISO_WUMS_2_MISO_W | MISO_WUMS | MISO_W | Internal | Summer | B6 | 300 | 3264 | 0 | 81.29 | 81.28 | 0.01 | 0
2035 | MISO_WUMS_2_MISO_W | MISO_WUMS | MISO_W | Internal | Summer | B7 | 400 | 3264 | 0 | 74.04 | 74.02 | 0.01 | 0
2035 | MISO_WUMS_2_MISO_W | MISO_WUMS | MISO_W | Internal | Summer | B8 | 500 | 3264 | 0 | 68.78 | 68.77 | 0.01 | 0
2035 | MISO_WUMS_2_MISO_W | MISO_WUMS | MISO_W | Internal | Summer | B9 | 800 | 3264 | 0 | 54.37 | 54.36 | 0.01 | 0
2035 | MISO_WUMS_2_MISO_W | MISO_WUMS | MISO_W | Internal | Summer | B10 | 1262 | 3264 | 0 | 47 | 42.98 | 0.01 | 0
2035 | MISO_WUMS_2_MISO_W | MISO_WUMS | MISO_W | Internal | Winter | B16 | 25 | 3264 | 0 | 83.53 | 54.26 | 0.01 | 0
2035 | MISO_WUMS_2_MISO_W | MISO_WUMS | MISO_W | Internal | Winter | B17 | 100 | 3264 | 0 | 78.78 | 54.26 | 0.01 | 0
2035 | MISO_WUMS_2_MISO_W | MISO_WUMS | MISO_W | Internal | Winter | B18 | 400 | 3264 | 0 | 77.49 | 56.95 | 0.01 | 0
2035 | MISO_WUMS_2_MISO_W | MISO_WUMS | MISO_W | Internal | Winter | B19 | 700 | 3264 | 0 | 70.81 | 54.26 | 0.01 | 0
2035 | MISO_WUMS_2_MISO_W | MISO_WUMS | MISO_W | Internal | Winter | B20 | 935 | 3264 | 0 | 49.79 | 41.43 | 0.01 | 0
2035 | MISO_WUMS_2_PJM_ROR | MISO_WUMS | PJM_ROR | Internal | Shoulder | B11 | 25 | 1600 | 0 | 81.09 | 83.07 | 2 | 0
2035 | MISO_WUMS_2_PJM_ROR | MISO_WUMS | PJM_ROR | Internal | Shoulder | B12 | 200 | 1600 | 0 | 75.3 | 75.31 | 2 | 0
2035 | MISO_WUMS_2_PJM_ROR | MISO_WUMS | PJM_ROR | Internal | Shoulder | B13 | 600 | 1600 | 0 | 75.3 | 73.45 | 2 | 0
2035 | MISO_WUMS_2_PJM_ROR | MISO_WUMS | PJM_ROR | Internal | Shoulder | B14 | 900 | 1600 | 170.16 | 70.07 | 72.07 | 2 | 0
2035 | MISO_WUMS_2_PJM_ROR | MISO_WUMS | PJM_ROR | Internal | Shoulder | B15 | 1203 | 1600 | 976.52 | 50.28 | 52.28 | 2 | 0
2035 | MISO_WUMS_2_PJM_ROR | MISO_WUMS | PJM_ROR | Internal | Summer | B1 | 10 | 1600 | 1600 | 116.85 | 124.01 | 2 | 5.16
2035 | MISO_WUMS_2_PJM_ROR | MISO_WUMS | PJM_ROR | Internal | Summer | B2 | 25 | 1600 | 1600 | 116.85 | 121.01 | 2 | 2.15
2035 | MISO_WUMS_2_PJM_ROR | MISO_WUMS | PJM_ROR | Internal | Summer | B3 | 75 | 1600 | 1600 | 116.85 | 118.98 | 2 | 0.13
2035 | MISO_WUMS_2_PJM_ROR | MISO_WUMS | PJM_ROR | Internal | Summer | B4 | 100 | 1600 | 0 | 116.05 | 116.75 | 2 | 0
2035 | MISO_WUMS_2_PJM_ROR | MISO_WUMS | PJM_ROR | Internal | Summer | B5 | 200 | 1600 | 0 | 109.82 | 111.81 | 2 | 0
2035 | MISO_WUMS_2_PJM_ROR | MISO_WUMS | PJM_ROR | Internal | Summer | B6 | 300 | 1600 | 0 | 81.29 | 83.28 | 2 | 0
2035 | MISO_WUMS_2_PJM_ROR | MISO_WUMS | PJM_ROR | Internal | Summer | B7 | 400 | 1600 | 0 | 74.04 | 76.02 | 2 | 0
2035 | MISO_WUMS_2_PJM_ROR | MISO_WUMS | PJM_ROR | Internal | Summer | B8 | 500 | 1600 | 0 | 68.78 | 70.77 | 2 | 0
2035 | MISO_WUMS_2_PJM_ROR | MISO_WUMS | PJM_ROR | Internal | Summer | B9 | 800 | 1600 | 501.99 | 54.37 | 56.37 | 2 | 0
2035 | MISO_WUMS_2_PJM_ROR | MISO_WUMS | PJM_ROR | Internal | Summer | B10 | 1262 | 1600 | 0 | 47 | 45 | 2 | 0
2035 | MISO_WUMS_2_PJM_ROR | MISO_WUMS | PJM_ROR | Internal | Winter | B16 | 25 | 1600 | 1040.57 | 83.53 | 85.53 | 2 | 0
2035 | MISO_WUMS_2_PJM_ROR | MISO_WUMS | PJM_ROR | Internal | Winter | B17 | 100 | 1600 | 755.41 | 78.78 | 80.78 | 2 | 0
2035 | MISO_WUMS_2_PJM_ROR | MISO_WUMS | PJM_ROR | Internal | Winter | B18 | 400 | 1600 | 0 | 77.49 | 75.49 | 2 | 0
2035 | MISO_WUMS_2_PJM_ROR | MISO_WUMS | PJM_ROR | Internal | Winter | B19 | 700 | 1600 | 0 | 70.81 | 72.8 | 2 | 0
2035 | MISO_WUMS_2_PJM_ROR | MISO_WUMS | PJM_ROR | Internal | Winter | B20 | 935 | 1600 | 0 | 49.79 | 51.37 | 2 | 0
2035 | NE_2_MAPP_US | NE | MAPP_US | Internal | Shoulder | B11 | 25 | 1600 | 0 | 76.07 | 69.26 | 5 | 0
2035 | NE_2_MAPP_US | NE | MAPP_US | Internal | Shoulder | B12 | 200 | 1600 | 0 | 67.55 | 64.55 | 5 | 0
2035 | NE_2_MAPP_US | NE | MAPP_US | Internal | Shoulder | B13 | 600 | 1600 | 0 | 52.77 | 47 | 5 | 0
2035 | NE_2_MAPP_US | NE | MAPP_US | Internal | Shoulder | B14 | 900 | 1600 | 0 | 35.84 | 40.81 | 5 | 0
2035 | NE_2_MAPP_US | NE | MAPP_US | Internal | Shoulder | B15 | 1203 | 1600 | 0 | 30.93 | 34.43 | 5 | 0
2035 | NE_2_MAPP_US | NE | MAPP_US | Internal | Summer | B1 | 10 | 1600 | 0 | 117.01 | 115.01 | 5 | 0
2035 | NE_2_MAPP_US | NE | MAPP_US | Internal | Summer | B2 | 25 | 1600 | 0 | 113.99 | 111.99 | 5 | 0
2035 | NE_2_MAPP_US | NE | MAPP_US | Internal | Summer | B3 | 75 | 1600 | 0 | 111.98 | 109.98 | 5 | 0
2035 | NE_2_MAPP_US | NE | MAPP_US | Internal | Summer | B4 | 100 | 1600 | 0 | 111.04 | 109.02 | 5 | 0
2035 | NE_2_MAPP_US | NE | MAPP_US | Internal | Summer | B5 | 200 | 1600 | 0 | 104.81 | 102.81 | 5 | 0
2035 | NE_2_MAPP_US | NE | MAPP_US | Internal | Summer | B6 | 300 | 1600 | 0 | 76.28 | 74.28 | 5 | 0
2035 | NE_2_MAPP_US | NE | MAPP_US | Internal | Summer | B7 | 400 | 1600 | 0 | 69.02 | 62.02 | 5 | 0
2035 | NE_2_MAPP_US | NE | MAPP_US | Internal | Summer | B8 | 500 | 1600 | 0 | 63.77 | 56.77 | 5 | 0
2035 | NE_2_MAPP_US | NE | MAPP_US | Internal | Summer | B9 | 800 | 1600 | 0 | 49.36 | 43.48 | 5 | 0
2035 | NE_2_MAPP_US | NE | MAPP_US | Internal | Summer | B10 | 1262 | 1600 | 0 | 37.98 | 35.98 | 5 | 0
2035 | NE_2_MAPP_US | NE | MAPP_US | Internal | Winter | B16 | 25 | 1600 | 1600 | -22.61 | 30.35 | 5 | 47.96
2035 | NE_2_MAPP_US | NE | MAPP_US | Internal | Winter | B17 | 100 | 1600 | 852.23 | 38.2 | 43.2 | 5 | 0
2035 | NE_2_MAPP_US | NE | MAPP_US | Internal | Winter | B18 | 400 | 1600 | 0 | 48.43 | 47.26 | 5 | 0
2035 | NE_2_MAPP_US | NE | MAPP_US | Internal | Winter | B19 | 700 | 1600 | 0 | 46.68 | 47.26 | 5 | 0
2035 | NE_2_MAPP_US | NE | MAPP_US | Internal | Winter | B20 | 935 | 1600 | 0 | 33.12 | 34.43 | 5 | 0
2035 | NE_2_MISO_W | NE | MISO_W | Internal | Shoulder | B11 | 25 | 19097 | 8100.67 | 76.07 | 81.07 | 5 | 0
2035 | NE_2_MISO_W | NE | MISO_W | Internal | Shoulder | B12 | 200 | 19097 | 17486.34 | 67.55 | 72.55 | 5 | 0
2035 | NE_2_MISO_W | NE | MISO_W | Internal | Shoulder | B13 | 600 | 19097 | 19003.56 | 52.77 | 57.77 | 5 | 0
2035 | NE_2_MISO_W | NE | MISO_W | Internal | Shoulder | B14 | 900 | 19097 | 19097 | 35.84 | 47.81 | 5 | 6.97
2035 | NE_2_MISO_W | NE | MISO_W | Internal | Shoulder | B15 | 1203 | 19097 | 19097 | 30.93 | 41.43 | 5 | 5.5
2035 | NE_2_MISO_W | NE | MISO_W | Internal | Summer | B1 | 10 | 19097 | 12666.55 | 117.01 | 122.01 | 5 | 0
2035 | NE_2_MISO_W | NE | MISO_W | Internal | Summer | B2 | 25 | 19097 | 16524.1 | 113.99 | 118.99 | 5 | 0
2035 | NE_2_MISO_W | NE | MISO_W | Internal | Summer | B3 | 75 | 19097 | 10612.36 | 111.98 | 116.98 | 5 | 0
2035 | NE_2_MISO_W | NE | MISO_W | Internal | Summer | B4 | 100 | 19097 | 9557.48 | 111.04 | 116.04 | 5 | 0
2035 | NE_2_MISO_W | NE | MISO_W | Internal | Summer | B5 | 200 | 19097 | 11418.65 | 104.81 | 109.81 | 5 | 0
2035 | NE_2_MISO_W | NE | MISO_W | Internal | Summer | B6 | 300 | 19097 | 4949.48 | 76.28 | 81.28 | 5 | 0
2035 | NE_2_MISO_W | NE | MISO_W | Internal | Summer | B7 | 400 | 19097 | 3678.47 | 69.02 | 74.02 | 5 | 0
2035 | NE_2_MISO_W | NE | MISO_W | Internal | Summer | B8 | 500 | 19097 | 8628.75 | 63.77 | 68.77 | 5 | 0
2035 | NE_2_MISO_W | NE | MISO_W | Internal | Summer | B9 | 800 | 19097 | 11578.41 | 49.36 | 54.36 | 5 | 0
2035 | NE_2_MISO_W | NE | MISO_W | Internal | Summer | B10 | 1262 | 19097 | 16324.09 | 37.98 | 42.98 | 5 | 0
2035 | NE_2_MISO_W | NE | MISO_W | Internal | Winter | B16 | 25 | 19097 | 19097 | -22.61 | 54.26 | 5 | 71.87
2035 | NE_2_MISO_W | NE | MISO_W | Internal | Winter | B17 | 100 | 19097 | 19097 | 38.2 | 54.26 | 5 | 11.06
2035 | NE_2_MISO_W | NE | MISO_W | Internal | Winter | B18 | 400 | 19097 | 19097 | 48.43 | 56.95 | 5 | 3.52
2035 | NE_2_MISO_W | NE | MISO_W | Internal | Winter | B19 | 700 | 19097 | 19097 | 46.68 | 54.26 | 5 | 2.58
2035 | NE_2_MISO_W | NE | MISO_W | Internal | Winter | B20 | 935 | 19097 | 19097 | 33.12 | 41.43 | 5 | 3.31
2035 | NE_2_SPP_N | NE | SPP_N | Internal | Shoulder | B11 | 25 | 12798 | 7110.3 | 76.07 | 76.09 | 0.01 | 0
2035 | NE_2_SPP_N | NE | SPP_N | Internal | Shoulder | B12 | 200 | 12798 | 3952.07 | 67.55 | 67.56 | 0.01 | 0
2035 | NE_2_SPP_N | NE | SPP_N | Internal | Shoulder | B13 | 600 | 12798 | 5186.02 | 52.77 | 52.78 | 0.01 | 0
2035 | NE_2_SPP_N | NE | SPP_N | Internal | Shoulder | B14 | 900 | 12798 | 6706.46 | 35.84 | 35.85 | 0.01 | 0
2035 | NE_2_SPP_N | NE | SPP_N | Internal | Shoulder | B15 | 1203 | 12798 | 7894.28 | 30.93 | 30.94 | 0.01 | 0
2035 | NE_2_SPP_N | NE | SPP_N | Internal | Summer | B1 | 10 | 12798 | 0 | 117.01 | 117 | 0.01 | 0
2035 | NE_2_SPP_N | NE | SPP_N | Internal | Summer | B2 | 25 | 12798 | 2932.08 | 113.99 | 114.01 | 0.01 | 0
2035 | NE_2_SPP_N | NE | SPP_N | Internal | Summer | B3 | 75 | 12798 | 4585.67 | 111.98 | 111.99 | 0.01 | 0
2035 | NE_2_SPP_N | NE | SPP_N | Internal | Summer | B4 | 100 | 12798 | 2819.67 | 111.04 | 111.05 | 0.01 | 0
2035 | NE_2_SPP_N | NE | SPP_N | Internal | Summer | B5 | 200 | 12798 | 1858.63 | 104.81 | 104.82 | 0.01 | 0
2035 | NE_2_SPP_N | NE | SPP_N | Internal | Summer | B6 | 300 | 12798 | 8328.42 | 76.28 | 76.29 | 0.01 | 0
2035 | NE_2_SPP_N | NE | SPP_N | Internal | Summer | B7 | 400 | 12798 | 12798 | 69.02 | 71.61 | 0.01 | 2.57
2035 | NE_2_SPP_N | NE | SPP_N | Internal | Summer | B8 | 500 | 12798 | 12798 | 63.77 | 66.02 | 0.01 | 2.24
2035 | NE_2_SPP_N | NE | SPP_N | Internal | Summer | B9 | 800 | 12798 | 9132.07 | 49.36 | 49.37 | 0.01 | 0
2035 | NE_2_SPP_N | NE | SPP_N | Internal | Summer | B10 | 1262 | 12798 | 7813.08 | 37.98 | 38 | 0.01 | 0
2035 | NE_2_SPP_N | NE | SPP_N | Internal | Winter | B16 | 25 | 12798 | 12798 | -22.61 | 40.38 | 0.01 | 62.98
2035 | NE_2_SPP_N | NE | SPP_N | Internal | Winter | B17 | 100 | 12798 | 12128.49 | 38.2 | 38.21 | 0.01 | 0
2035 | NE_2_SPP_N | NE | SPP_N | Internal | Winter | B18 | 400 | 12798 | 9966.74 | 48.43 | 48.44 | 0.01 | 0
2035 | NE_2_SPP_N | NE | SPP_N | Internal | Winter | B19 | 700 | 12798 | 8090.15 | 46.68 | 46.69 | 0.01 | 0
2035 | NE_2_SPP_N | NE | SPP_N | Internal | Winter | B20 | 935 | 12798 | 10607.16 | 33.12 | 33.13 | 0.01 | 0
2035 | NEISO_2_NYISO_A-F | NEISO | NYISO_A-F | Internal | Shoulder | B11 | 25 | 600 | 600 | 67.06 | 75.06 | 3 | 5
2035 | NEISO_2_NYISO_A-F | NEISO | NYISO_A-F | Internal | Shoulder | B12 | 200 | 600 | 600 | 67.06 | 71.75 | 3 | 1.69
2035 | NEISO_2_NYISO_A-F | NEISO | NYISO_A-F | Internal | Shoulder | B13 | 600 | 600 | 600 | 67.06 | 71.68 | 3 | 1.62
2035 | NEISO_2_NYISO_A-F | NEISO | NYISO_A-F | Internal | Shoulder | B14 | 900 | 600 | 600 | 67.06 | 70.08 | 3 | 0.02
2035 | NEISO_2_NYISO_A-F | NEISO | NYISO_A-F | Internal | Shoulder | B15 | 1203 | 600 | 600 | 67.06 | 70.08 | 3 | 0.02
2035 | NEISO_2_NYISO_A-F | NEISO | NYISO_A-F | Internal | Summer | B1 | 10 | 600 | 306.52 | 105.98 | 108.98 | 3 | 0
2035 | NEISO_2_NYISO_A-F | NEISO | NYISO_A-F | Internal | Summer | B2 | 25 | 600 | 438.87 | 102.61 | 105.61 | 3 | 0
2035 | NEISO_2_NYISO_A-F | NEISO | NYISO_A-F | Internal | Summer | B3 | 75 | 600 | 148.13 | 88.39 | 91.39 | 3 | 0
2035 | NEISO_2_NYISO_A-F | NEISO | NYISO_A-F | Internal | Summer | B4 | 100 | 600 | 600 | 66.25 | 83.37 | 3 | 14.12
2035 | NEISO_2_NYISO_A-F | NEISO | NYISO_A-F | Internal | Summer | B5 | 200 | 600 | 600 | 66.25 | 83.37 | 3 | 14.12
2035 | NEISO_2_NYISO_A-F | NEISO | NYISO_A-F | Internal | Summer | B6 | 300 | 600 | 600 | 66.25 | 75.29 | 3 | 6.04
2035 | NEISO_2_NYISO_A-F | NEISO | NYISO_A-F | Internal | Summer | B7 | 400 | 600 | 600 | 66.25 | 72.19 | 3 | 2.94
2035 | NEISO_2_NYISO_A-F | NEISO | NYISO_A-F | Internal | Summer | B8 | 500 | 600 | 0 | 66.25 | 68.81 | 3 | 0
2035 | NEISO_2_NYISO_A-F | NEISO | NYISO_A-F | Internal | Summer | B9 | 800 | 600 | 0 | 66.25 | 66.76 | 3 | 0
2035 | NEISO_2_NYISO_A-F | NEISO | NYISO_A-F | Internal | Summer | B10 | 1262 | 600 | 0 | 66.25 | 66.76 | 3 | 0
2035 | NEISO_2_NYISO_A-F | NEISO | NYISO_A-F | Internal | Winter | B16 | 25 | 600 | 0 | 80.54 | 77.54 | 3 | 0
2035 | NEISO_2_NYISO_A-F | NEISO | NYISO_A-F | Internal | Winter | B17 | 100 | 600 | 0 | 77.66 | 76.18 | 3 | 0
2035 | NEISO_2_NYISO_A-F | NEISO | NYISO_A-F | Internal | Winter | B18 | 400 | 600 | 0 | 73.71 | 73.49 | 3 | 0
2035 | NEISO_2_NYISO_A-F | NEISO | NYISO_A-F | Internal | Winter | B19 | 700 | 600 | 0 | 73.71 | 70.8 | 3 | 0
2035 | NEISO_2_NYISO_A-F | NEISO | NYISO_A-F | Internal | Winter | B20 | 935 | 600 | 0 | 73.71 | 70.8 | 3 | 0
2035 | NEISO_2_NYISO_G-I | NEISO | NYISO_G-I | Internal | Shoulder | B11 | 25 | 600 | 600 | 67.06 | 75.07 | 3 | 5.02
2035 | NEISO_2_NYISO_G-I | NEISO | NYISO_G-I | Internal | Shoulder | B12 | 200 | 600 | 600 | 67.06 | 71.76 | 3 | 1.7
2035 | NEISO_2_NYISO_G-I | NEISO | NYISO_G-I | Internal | Shoulder | B13 | 600 | 600 | 600 | 67.06 | 71.69 | 3 | 1.64
2035 | NEISO_2_NYISO_G-I | NEISO | NYISO_G-I | Internal | Shoulder | B14 | 900 | 600 | 600 | 67.06 | 70.09 | 3 | 0.03
2035 | NEISO_2_NYISO_G-I | NEISO | NYISO_G-I | Internal | Shoulder | B15 | 1203 | 600 | 600 | 67.06 | 70.09 | 3 | 0.03
2035 | NEISO_2_NYISO_G-I | NEISO | NYISO_G-I | Internal | Summer | B1 | 10 | 600 | 600 | 105.98 | 154.43 | 3 | 45.45
2035 | NEISO_2_NYISO_G-I | NEISO | NYISO_G-I | Internal | Summer | B2 | 25 | 600 | 600 | 102.61 | 113.03 | 3 | 7.42
2035 | NEISO_2_NYISO_G-I | NEISO | NYISO_G-I | Internal | Summer | B3 | 75 | 600 | 600 | 88.39 | 106.91 | 3 | 15.52
2035 | NEISO_2_NYISO_G-I | NEISO | NYISO_G-I | Internal | Summer | B4 | 100 | 600 | 600 | 66.25 | 97.47 | 3 | 28.22
2035 | NEISO_2_NYISO_G-I | NEISO | NYISO_G-I | Internal | Summer | B5 | 200 | 600 | 600 | 66.25 | 97.47 | 3 | 28.22
2035 | NEISO_2_NYISO_G-I | NEISO | NYISO_G-I | Internal | Summer | B6 | 300 | 600 | 600 | 66.25 | 75.3 | 3 | 6.05
2035 | NEISO_2_NYISO_G-I | NEISO | NYISO_G-I | Internal | Summer | B7 | 400 | 600 | 600 | 66.25 | 72.2 | 3 | 2.95
2035 | NEISO_2_NYISO_G-I | NEISO | NYISO_G-I | Internal | Summer | B8 | 500 | 600 | 0 | 66.25 | 68.82 | 3 | 0
2035 | NEISO_2_NYISO_G-I | NEISO | NYISO_G-I | Internal | Summer | B9 | 800 | 600 | 0 | 66.25 | 68.65 | 3 | 0
2035 | NEISO_2_NYISO_G-I | NEISO | NYISO_G-I | Internal | Summer | B10 | 1262 | 600 | 0 | 66.25 | 66.77 | 3 | 0
2035 | NEISO_2_NYISO_G-I | NEISO | NYISO_G-I | Internal | Winter | B16 | 25 | 600 | 371.91 | 80.54 | 83.54 | 3 | 0
2035 | NEISO_2_NYISO_G-I | NEISO | NYISO_G-I | Internal | Winter | B17 | 100 | 600 | 555.61 | 77.66 | 80.66 | 3 | 0
2035 | NEISO_2_NYISO_G-I | NEISO | NYISO_G-I | Internal | Winter | B18 | 400 | 600 | 600 | 73.71 | 80.66 | 3 | 3.95
2035 | NEISO_2_NYISO_G-I | NEISO | NYISO_G-I | Internal | Winter | B19 | 700 | 600 | 600 | 73.71 | 78.83 | 3 | 2.12
2035 | NEISO_2_NYISO_G-I | NEISO | NYISO_G-I | Internal | Winter | B20 | 935 | 600 | 0 | 73.71 | 73.38 | 3 | 0
2035 | NEISO_2_NYISO_J-K | NEISO | NYISO_J-K | Internal | Shoulder | B11 | 25 | 520 | 520 | 67.06 | 82.68 | 3 | 12.62
2035 | NEISO_2_NYISO_J-K | NEISO | NYISO_J-K | Internal | Shoulder | B12 | 200 | 520 | 520 | 67.06 | 75.19 | 3 | 5.13
2035 | NEISO_2_NYISO_J-K | NEISO | NYISO_J-K | Internal | Shoulder | B13 | 600 | 520 | 520 | 67.06 | 75.19 | 3 | 5.13
2035 | NEISO_2_NYISO_J-K | NEISO | NYISO_J-K | Internal | Shoulder | B14 | 900 | 520 | 520 | 67.06 | 70.62 | 3 | 0.56
2035 | NEISO_2_NYISO_J-K | NEISO | NYISO_J-K | Internal | Shoulder | B15 | 1203 | 520 | 520 | 67.06 | 70.1 | 3 | 0.05
2035 | NEISO_2_NYISO_J-K | NEISO | NYISO_J-K | Internal | Summer | B1 | 10 | 520 | 520 | 105.98 | 154.44 | 3 | 45.46
2035 | NEISO_2_NYISO_J-K | NEISO | NYISO_J-K | Internal | Summer | B2 | 25 | 520 | 520 | 102.61 | 113.04 | 3 | 7.43
2035 | NEISO_2_NYISO_J-K | NEISO | NYISO_J-K | Internal | Summer | B3 | 75 | 520 | 520 | 88.39 | 106.92 | 3 | 15.53
2035 | NEISO_2_NYISO_J-K | NEISO | NYISO_J-K | Internal | Summer | B4 | 100 | 520 | 520 | 66.25 | 97.48 | 3 | 28.23
2035 | NEISO_2_NYISO_J-K | NEISO | NYISO_J-K | Internal | Summer | B5 | 200 | 520 | 520 | 66.25 | 97.48 | 3 | 28.23
2035 | NEISO_2_NYISO_J-K | NEISO | NYISO_J-K | Internal | Summer | B6 | 300 | 520 | 520 | 66.25 | 95.64 | 3 | 26.39
2035 | NEISO_2_NYISO_J-K | NEISO | NYISO_J-K | Internal | Summer | B7 | 400 | 520 | 520 | 66.25 | 95.64 | 3 | 26.39
2035 | NEISO_2_NYISO_J-K | NEISO | NYISO_J-K | Internal | Summer | B8 | 500 | 520 | 520 | 66.25 | 71.2 | 3 | 1.95
2035 | NEISO_2_NYISO_J-K | NEISO | NYISO_J-K | Internal | Summer | B9 | 800 | 520 | 520 | 66.25 | 70.57 | 3 | 1.32
2035 | NEISO_2_NYISO_J-K | NEISO | NYISO_J-K | Internal | Summer | B10 | 1262 | 520 | 0 | 66.25 | 66.88 | 3 | 0
2035 | NEISO_2_NYISO_J-K | NEISO | NYISO_J-K | Internal | Winter | B16 | 25 | 520 | 520 | 80.54 | 91.56 | 3 | 8.01
2035 | NEISO_2_NYISO_J-K | NEISO | NYISO_J-K | Internal | Winter | B17 | 100 | 520 | 520 | 77.66 | 89.16 | 3 | 8.5
2035 | NEISO_2_NYISO_J-K | NEISO | NYISO_J-K | Internal | Winter | B18 | 400 | 520 | 520 | 73.71 | 89.16 | 3 | 12.45
2035 | NEISO_2_NYISO_J-K | NEISO | NYISO_J-K | Internal | Winter | B19 | 700 | 520 | 520 | 73.71 | 83.71 | 3 | 7
2035 | NEISO_2_NYISO_J-K | NEISO | NYISO_J-K | Internal | Winter | B20 | 935 | 520 | 229.48 | 73.71 | 76.71 | 3 | 0
2035 | NonRTO_Midwest_2_MISO_IN | NonRTO_Midwest | MISO_IN | Internal | Shoulder | B11 | 25 | 4450 | 0 | 89.1 | 81.1 | 8 | 0
2035 | NonRTO_Midwest_2_MISO_IN | NonRTO_Midwest | MISO_IN | Internal | Shoulder | B12 | 200 | 4450 | 0 | 83.38 | 75.38 | 8 | 0
2035 | NonRTO_Midwest_2_MISO_IN | NonRTO_Midwest | MISO_IN | Internal | Shoulder | B13 | 600 | 4450 | 0 | 74.78 | 71.67 | 8 | 0
2035 | NonRTO_Midwest_2_MISO_IN | NonRTO_Midwest | MISO_IN | Internal | Shoulder | B14 | 900 | 4450 | 65.49 | 62.07 | 70.07 | 8 | 0
2035 | NonRTO_Midwest_2_MISO_IN | NonRTO_Midwest | MISO_IN | Internal | Shoulder | B15 | 1203 | 4450 | 0 | 45.54 | 50.53 | 8 | 0
2035 | NonRTO_Midwest_2_MISO_IN | NonRTO_Midwest | MISO_IN | Internal | Summer | B1 | 10 | 4450 | 0 | 128.28 | 126.01 | 8 | 0
2035 | NonRTO_Midwest_2_MISO_IN | NonRTO_Midwest | MISO_IN | Internal | Summer | B2 | 25 | 4450 | 0 | 128.28 | 121.59 | 8 | 0
2035 | NonRTO_Midwest_2_MISO_IN | NonRTO_Midwest | MISO_IN | Internal | Summer | B3 | 75 | 4450 | 0 | 128.28 | 120.28 | 8 | 0
2035 | NonRTO_Midwest_2_MISO_IN | NonRTO_Midwest | MISO_IN | Internal | Summer | B4 | 100 | 4450 | 0 | 124.06 | 116.06 | 8 | 0
2035 | NonRTO_Midwest_2_MISO_IN | NonRTO_Midwest | MISO_IN | Internal | Summer | B5 | 200 | 4450 | 0 | 117.84 | 109.84 | 8 | 0
2035 | NonRTO_Midwest_2_MISO_IN | NonRTO_Midwest | MISO_IN | Internal | Summer | B6 | 300 | 4450 | 0 | 89.3 | 81.3 | 8 | 0
2035 | NonRTO_Midwest_2_MISO_IN | NonRTO_Midwest | MISO_IN | Internal | Summer | B7 | 400 | 4450 | 39.24 | 66.05 | 74.05 | 8 | 0
2035 | NonRTO_Midwest_2_MISO_IN | NonRTO_Midwest | MISO_IN | Internal | Summer | B8 | 500 | 4450 | 0 | 63.28 | 68.79 | 8 | 0
2035 | NonRTO_Midwest_2_MISO_IN | NonRTO_Midwest | MISO_IN | Internal | Summer | B9 | 800 | 4450 | 0 | 54.37 | 54.39 | 8 | 0
2035 | NonRTO_Midwest_2_MISO_IN | NonRTO_Midwest | MISO_IN | Internal | Summer | B10 | 1262 | 4450 | 0 | 43 | 43.82 | 8 | 0
2035 | NonRTO_Midwest_2_MISO_IN | NonRTO_Midwest | MISO_IN | Internal | Winter | B16 | 25 | 4450 | 0 | 95.52 | 87.52 | 8 | 0
2035 | NonRTO_Midwest_2_MISO_IN | NonRTO_Midwest | MISO_IN | Internal | Winter | B17 | 100 | 4450 | 0 | 86.78 | 78.78 | 8 | 0
2035 | NonRTO_Midwest_2_MISO_IN | NonRTO_Midwest | MISO_IN | Internal | Winter | B18 | 400 | 4450 | 0 | 76.83 | 73.48 | 8 | 0
2035 | NonRTO_Midwest_2_MISO_IN | NonRTO_Midwest | MISO_IN | Internal | Winter | B19 | 700 | 4450 | 0 | 63.2 | 70.79 | 8 | 0
2035 | NonRTO_Midwest_2_MISO_IN | NonRTO_Midwest | MISO_IN | Internal | Winter | B20 | 935 | 4450 | 0 | 45.59 | 49.94 | 8 | 0
2035 | NonRTO_Midwest_2_TVA_Transmission | NonRTO_Midwest | TVA_Transmission | Internal | Shoulder | B11 | 25 | 2400 | 0 | 89.1 | 84.9 | 8 | 0
2035 | NonRTO_Midwest_2_TVA_Transmission | NonRTO_Midwest | TVA_Transmission | Internal | Shoulder | B12 | 200 | 2400 | 0 | 83.38 | 77.49 | 8 | 0
2035 | NonRTO_Midwest_2_TVA_Transmission | NonRTO_Midwest | TVA_Transmission | Internal | Shoulder | B13 | 600 | 2400 | 0 | 74.78 | 65.78 | 8 | 0
2035 | NonRTO_Midwest_2_TVA_Transmission | NonRTO_Midwest | TVA_Transmission | Internal | Shoulder | B14 | 900 | 2400 | 0 | 62.07 | 65.78 | 8 | 0
2035 | NonRTO_Midwest_2_TVA_Transmission | NonRTO_Midwest | TVA_Transmission | Internal | Shoulder | B15 | 1203 | 2400 | 727.43 | 45.54 | 53.54 | 8 | 0
2035 | NonRTO_Midwest_2_TVA_Transmission | NonRTO_Midwest | TVA_Transmission | Internal | Summer | B1 | 10 | 2400 | 0 | 128.28 | 130.01 | 8 | 0
2035 | NonRTO_Midwest_2_TVA_Transmission | NonRTO_Midwest | TVA_Transmission | Internal | Summer | B2 | 25 | 2400 | 0 | 128.28 | 127.01 | 8 | 0
2035 | NonRTO_Midwest_2_TVA_Transmission | NonRTO_Midwest | TVA_Transmission | Internal | Summer | B3 | 75 | 2400 | 0 | 128.28 | 124.98 | 8 | 0
2035 | NonRTO_Midwest_2_TVA_Transmission | NonRTO_Midwest | TVA_Transmission | Internal | Summer | B4 | 100 | 2400 | 0 | 124.06 | 122.75 | 8 | 0
2035 | NonRTO_Midwest_2_TVA_Transmission | NonRTO_Midwest | TVA_Transmission | Internal | Summer | B5 | 200 | 2400 | 0 | 117.84 | 112.61 | 8 | 0
2035 | NonRTO_Midwest_2_TVA_Transmission | NonRTO_Midwest | TVA_Transmission | Internal | Summer | B6 | 300 | 2400 | 0 | 89.3 | 84.37 | 8 | 0
2035 | NonRTO_Midwest_2_TVA_Transmission | NonRTO_Midwest | TVA_Transmission | Internal | Summer | B7 | 400 | 2400 | 0 | 66.05 | 73.63 | 8 | 0
2035 | NonRTO_Midwest_2_TVA_Transmission | NonRTO_Midwest | TVA_Transmission | Internal | Summer | B8 | 500 | 2400 | 598.89 | 63.28 | 71.28 | 8 | 0
2035 | NonRTO_Midwest_2_TVA_Transmission | NonRTO_Midwest | TVA_Transmission | Internal | Summer | B9 | 800 | 2400 | 1327.53 | 54.37 | 62.37 | 8 | 0
2035 | NonRTO_Midwest_2_TVA_Transmission | NonRTO_Midwest | TVA_Transmission | Internal | Summer | B10 | 1262 | 2400 | 1032.54 | 43 | 51 | 8 | 0
2035 | NonRTO_Midwest_2_TVA_Transmission | NonRTO_Midwest | TVA_Transmission | Internal | Winter | B16 | 25 | 2400 | 0 | 95.52 | 86.68 | 8 | 0
2035 | NonRTO_Midwest_2_TVA_Transmission | NonRTO_Midwest | TVA_Transmission | Internal | Winter | B17 | 100 | 2400 | 0 | 86.78 | 75.04 | 8 | 0
2035 | NonRTO_Midwest_2_TVA_Transmission | NonRTO_Midwest | TVA_Transmission | Internal | Winter | B18 | 400 | 2400 | 0 | 76.83 | 67.82 | 8 | 0
2035 | NonRTO_Midwest_2_TVA_Transmission | NonRTO_Midwest | TVA_Transmission | Internal | Winter | B19 | 700 | 2400 | 0 | 63.2 | 65.37 | 8 | 0
2035 | NonRTO_Midwest_2_TVA_Transmission | NonRTO_Midwest | TVA_Transmission | Internal | Winter | B20 | 935 | 2400 | 533.43 | 45.59 | 53.59 | 8 | 0
2035 | NYISO_A-F_2_IESO | NYISO_A-F | IESO | Internal | Shoulder | B11 | 25 | 1600 | 0 | 75.06 | 70.26 | 7 | 0
2035 | NYISO_A-F_2_IESO | NYISO_A-F | IESO | Internal | Shoulder | B12 | 200 | 1600 | 0 | 71.75 | 68.39 | 7 | 0
2035 | NYISO_A-F_2_IESO | NYISO_A-F | IESO | Internal | Shoulder | B13 | 600 | 1600 | 0 | 71.68 | 64.68 | 7 | 0
2035 | NYISO_A-F_2_IESO | NYISO_A-F | IESO | Internal | Shoulder | B14 | 900 | 1600 | 0 | 70.08 | 63.08 | 7 | 0
2035 | NYISO_A-F_2_IESO | NYISO_A-F | IESO | Internal | Shoulder | B15 | 1203 | 1600 | 0 | 70.08 | 63.08 | 7 | 0
2035 | NYISO_A-F_2_IESO | NYISO_A-F | IESO | Internal | Summer | B1 | 10 | 1600 | 441.77 | 108.98 | 115.98 | 7 | 0
2035 | NYISO_A-F_2_IESO | NYISO_A-F | IESO | Internal | Summer | B2 | 25 | 1600 | 0 | 105.61 | 111.99 | 7 | 0
2035 | NYISO_A-F_2_IESO | NYISO_A-F | IESO | Internal | Summer | B3 | 75 | 1600 | 0 | 91.39 | 84.39 | 7 | 0
2035 | NYISO_A-F_2_IESO | NYISO_A-F | IESO | Internal | Summer | B4 | 100 | 1600 | 0 | 83.37 | 76.37 | 7 | 0
2035 | NYISO_A-F_2_IESO | NYISO_A-F | IESO | Internal | Summer | B5 | 200 | 1600 | 0 | 83.37 | 76.37 | 7 | 0
2035 | NYISO_A-F_2_IESO | NYISO_A-F | IESO | Internal | Summer | B6 | 300 | 1600 | 0 | 75.29 | 71.54 | 7 | 0
2035 | NYISO_A-F_2_IESO | NYISO_A-F | IESO | Internal | Summer | B7 | 400 | 1600 | 0 | 72.19 | 67.02 | 7 | 0
2035 | NYISO_A-F_2_IESO | NYISO_A-F | IESO | Internal | Summer | B8 | 500 | 1600 | 0 | 68.81 | 61.81 | 7 | 0
2035 | NYISO_A-F_2_IESO | NYISO_A-F | IESO | Internal | Summer | B9 | 800 | 1600 | 0 | 66.76 | 59.18 | 7 | 0
2035 | NYISO_A-F_2_IESO | NYISO_A-F | IESO | Internal | Summer | B10 | 1262 | 1600 | 0 | 66.76 | 59.18 | 7 | 0
2035 | NYISO_A-F_2_IESO | NYISO_A-F | IESO | Internal | Winter | B16 | 25 | 1600 | 0 | 77.54 | 79.53 | 7 | 0
2035 | NYISO_A-F_2_IESO | NYISO_A-F | IESO | Internal | Winter | B17 | 100 | 1600 | 0 | 76.18 | 71.8 | 7 | 0
2035 | NYISO_A-F_2_IESO | NYISO_A-F | IESO | Internal | Winter | B18 | 400 | 1600 | 0 | 73.49 | 66.49 | 7 | 0
2035 | NYISO_A-F_2_IESO | NYISO_A-F | IESO | Internal | Winter | B19 | 700 | 1600 | 0 | 70.8 | 63.8 | 7 | 0
2035 | NYISO_A-F_2_IESO | NYISO_A-F | IESO | Internal | Winter | B20 | 935 | 1600 | 0 | 70.8 | 63.8 | 7 | 0
2035 | NYISO_A-F_2_NEISO | NYISO_A-F | NEISO | Internal | Shoulder | B11 | 25 | 600 | 0 | 75.06 | 67.06 | 3 | 0
2035 | NYISO_A-F_2_NEISO | NYISO_A-F | NEISO | Internal | Shoulder | B12 | 200 | 600 | 0 | 71.75 | 67.06 | 3 | 0
2035 | NYISO_A-F_2_NEISO | NYISO_A-F | NEISO | Internal | Shoulder | B13 | 600 | 600 | 0 | 71.68 | 67.06 | 3 | 0
2035 | NYISO_A-F_2_NEISO | NYISO_A-F | NEISO | Internal | Shoulder | B14 | 900 | 600 | 0 | 70.08 | 67.06 | 3 | 0
2035 | NYISO_A-F_2_NEISO | NYISO_A-F | NEISO | Internal | Shoulder | B15 | 1203 | 600 | 0 | 70.08 | 67.06 | 3 | 0
2035 | NYISO_A-F_2_NEISO | NYISO_A-F | NEISO | Internal | Summer | B1 | 10 | 600 | 0 | 108.98 | 105.98 | 3 | 0
2035 | NYISO_A-F_2_NEISO | NYISO_A-F | NEISO | Internal | Summer | B2 | 25 | 600 | 0 | 105.61 | 102.61 | 3 | 0
2035 | NYISO_A-F_2_NEISO | NYISO_A-F | NEISO | Internal | Summer | B3 | 75 | 600 | 0 | 91.39 | 88.39 | 3 | 0
2035 | NYISO_A-F_2_NEISO | NYISO_A-F | NEISO | Internal | Summer | B4 | 100 | 600 | 0 | 83.37 | 66.25 | 3 | 0
2035 | NYISO_A-F_2_NEISO | NYISO_A-F | NEISO | Internal | Summer | B5 | 200 | 600 | 0 | 83.37 | 66.25 | 3 | 0
2035 | NYISO_A-F_2_NEISO | NYISO_A-F | NEISO | Internal | Summer | B6 | 300 | 600 | 0 | 75.29 | 66.25 | 3 | 0
2035 | NYISO_A-F_2_NEISO | NYISO_A-F | NEISO | Internal | Summer | B7 | 400 | 600 | 0 | 72.19 | 66.25 | 3 | 0
2035 | NYISO_A-F_2_NEISO | NYISO_A-F | NEISO | Internal | Summer | B8 | 500 | 600 | 0 | 68.81 | 66.25 | 3 | 0
2035 | NYISO_A-F_2_NEISO | NYISO_A-F | NEISO | Internal | Summer | B9 | 800 | 600 | 0 | 66.76 | 66.25 | 3 | 0
2035 | NYISO_A-F_2_NEISO | NYISO_A-F | NEISO | Internal | Summer | B10 | 1262 | 600 | 0 | 66.76 | 66.25 | 3 | 0
2035 | NYISO_A-F_2_NEISO | NYISO_A-F | NEISO | Internal | Winter | B16 | 25 | 600 | 387 | 77.54 | 80.54 | 3 | 0
2035 | NYISO_A-F_2_NEISO | NYISO_A-F | NEISO | Internal | Winter | B17 | 100 | 600 | 0 | 76.18 | 77.66 | 3 | 0
2035 | NYISO_A-F_2_NEISO | NYISO_A-F | NEISO | Internal | Winter | B18 | 400 | 600 | 0 | 73.49 | 73.71 | 3 | 0
2035 | NYISO_A-F_2_NEISO | NYISO_A-F | NEISO | Internal | Winter | B19 | 700 | 600 | 0 | 70.8 | 73.71 | 3 | 0
2035 | NYISO_A-F_2_NEISO | NYISO_A-F | NEISO | Internal | Winter | B20 | 935 | 600 | 0 | 70.8 | 73.71 | 3 | 0
2035 | NYISO_A-F_2_NYISO_G-I | NYISO_A-F | NYISO_G-I | Internal | Shoulder | B11 | 25 | 4888 | 4772.98 | 75.06 | 75.07 | 0.01 | 0
2035 | NYISO_A-F_2_NYISO_G-I | NYISO_A-F | NYISO_G-I | Internal | Shoulder | B12 | 200 | 4888 | 4190.37 | 71.75 | 71.76 | 0.01 | 0
2035 | NYISO_A-F_2_NYISO_G-I | NYISO_A-F | NYISO_G-I | Internal | Shoulder | B13 | 600 | 4888 | 4781.62 | 71.68 | 71.69 | 0.01 | 0
2035 | NYISO_A-F_2_NYISO_G-I | NYISO_A-F | NYISO_G-I | Internal | Shoulder | B14 | 900 | 4888 | 4840.91 | 70.08 | 70.09 | 0.01 | 0
2035 | NYISO_A-F_2_NYISO_G-I | NYISO_A-F | NYISO_G-I | Internal | Shoulder | B15 | 1203 | 4888 | 3542.58 | 70.08 | 70.09 | 0.01 | 0
2035 | NYISO_A-F_2_NYISO_G-I | NYISO_A-F | NYISO_G-I | Internal | Summer | B1 | 10 | 4888 | 4888 | 108.98 | 154.43 | 0.01 | 45.44
2035 | NYISO_A-F_2_NYISO_G-I | NYISO_A-F | NYISO_G-I | Internal | Summer | B2 | 25 | 4888 | 4888 | 105.61 | 113.03 | 0.01 | 7.4
2035 | NYISO_A-F_2_NYISO_G-I | NYISO_A-F | NYISO_G-I | Internal | Summer | B3 | 75 | 4888 | 4888 | 91.39 | 106.91 | 0.01 | 15.51
2035 | NYISO_A-F_2_NYISO_G-I | NYISO_A-F | NYISO_G-I | Internal | Summer | B4 | 100 | 4888 | 4888 | 83.37 | 97.47 | 0.01 | 14.08
2035 | NYISO_A-F_2_NYISO_G-I | NYISO_A-F | NYISO_G-I | Internal | Summer | B5 | 200 | 4888 | 4888 | 83.37 | 97.47 | 0.01 | 14.08
2035 | NYISO_A-F_2_NYISO_G-I | NYISO_A-F | NYISO_G-I | Internal | Summer | B6 | 300 | 4888 | 4569.7 | 75.29 | 75.3 | 0.01 | 0
2035 | NYISO_A-F_2_NYISO_G-I | NYISO_A-F | NYISO_G-I | Internal | Summer | B7 | 400 | 4888 | 4037.84 | 72.19 | 72.2 | 0.01 | 0
2035 | NYISO_A-F_2_NYISO_G-I | NYISO_A-F | NYISO_G-I | Internal | Summer | B8 | 500 | 4888 | 4469.93 | 68.81 | 68.82 | 0.01 | 0
2035 | NYISO_A-F_2_NYISO_G-I | NYISO_A-F | NYISO_G-I | Internal | Summer | B9 | 800 | 4888 | 4888 | 66.76 | 68.65 | 0.01 | 1.88
2035 | NYISO_A-F_2_NYISO_G-I | NYISO_A-F | NYISO_G-I | Internal | Summer | B10 | 1262 | 4888 | 4411.19 | 66.76 | 66.77 | 0.01 | 0
2035 | NYISO_A-F_2_NYISO_G-I | NYISO_A-F | NYISO_G-I | Internal | Winter | B16 | 25 | 4888 | 4888 | 77.54 | 83.54 | 0.01 | 5.99
2035 | NYISO_A-F_2_NYISO_G-I | NYISO_A-F | NYISO_G-I | Internal | Winter | B17 | 100 | 4888 | 4888 | 76.18 | 80.66 | 0.01 | 4.46
2035 | NYISO_A-F_2_NYISO_G-I | NYISO_A-F | NYISO_G-I | Internal | Winter | B18 | 400 | 4888 | 4888 | 73.49 | 80.66 | 0.01 | 7.16
2035 | NYISO_A-F_2_NYISO_G-I | NYISO_A-F | NYISO_G-I | Internal | Winter | B19 | 700 | 4888 | 4888 | 70.8 | 78.83 | 0.01 | 8.02
2035 | NYISO_A-F_2_NYISO_G-I | NYISO_A-F | NYISO_G-I | Internal | Winter | B20 | 935 | 4888 | 4888 | 70.8 | 73.38 | 0.01 | 2.57
2035 | NYISO_A-F_2_PJM_ROM | NYISO_A-F | PJM_ROM | Internal | Shoulder | B11 | 25 | 1000 | 1000 | 75.06 | 83.09 | 8 | 0.02
2035 | NYISO_A-F_2_PJM_ROM | NYISO_A-F | PJM_ROM | Internal | Shoulder | B12 | 200 | 1000 | 0 | 71.75 | 75.32 | 8 | 0
2035 | NYISO_A-F_2_PJM_ROM | NYISO_A-F | PJM_ROM | Internal | Shoulder | B13 | 600 | 1000 | 0 | 71.68 | 73.47 | 8 | 0
2035 | NYISO_A-F_2_PJM_ROM | NYISO_A-F | PJM_ROM | Internal | Shoulder | B14 | 900 | 1000 | 0 | 70.08 | 72.89 | 8 | 0
2035 | NYISO_A-F_2_PJM_ROM | NYISO_A-F | PJM_ROM | Internal | Shoulder | B15 | 1203 | 1000 | 0 | 70.08 | 64.09 | 8 | 0
2035 | NYISO_A-F_2_PJM_ROM | NYISO_A-F | PJM_ROM | Internal | Summer | B1 | 10 | 1000 | 1000 | 108.98 | 162.42 | 8 | 45.44
2035 | NYISO_A-F_2_PJM_ROM | NYISO_A-F | PJM_ROM | Internal | Summer | B2 | 25 | 1000 | 1000 | 105.61 | 121.02 | 8 | 7.4
2035 | NYISO_A-F_2_PJM_ROM | NYISO_A-F | PJM_ROM | Internal | Summer | B3 | 75 | 1000 | 1000 | 91.39 | 118.99 | 8 | 19.61
2035 | NYISO_A-F_2_PJM_ROM | NYISO_A-F | PJM_ROM | Internal | Summer | B4 | 100 | 1000 | 1000 | 83.37 | 116.74 | 8 | 25.37
2035 | NYISO_A-F_2_PJM_ROM | NYISO_A-F | PJM_ROM | Internal | Summer | B5 | 200 | 1000 | 1000 | 83.37 | 111.82 | 8 | 20.46
2035 | NYISO_A-F_2_PJM_ROM | NYISO_A-F | PJM_ROM | Internal | Summer | B6 | 300 | 1000 | 508.39 | 75.29 | 83.29 | 8 | 0
2035 | NYISO_A-F_2_PJM_ROM | NYISO_A-F | PJM_ROM | Internal | Summer | B7 | 400 | 1000 | 0 | 72.19 | 76.04 | 8 | 0
2035 | NYISO_A-F_2_PJM_ROM | NYISO_A-F | PJM_ROM | Internal | Summer | B8 | 500 | 1000 | 0 | 68.81 | 70.78 | 8 | 0
2035 | NYISO_A-F_2_PJM_ROM | NYISO_A-F | PJM_ROM | Internal | Summer | B9 | 800 | 1000 | 0 | 66.76 | 64.56 | 8 | 0
2035 | NYISO_A-F_2_PJM_ROM | NYISO_A-F | PJM_ROM | Internal | Summer | B10 | 1262 | 1000 | 0 | 66.76 | 60.76 | 8 | 0
2035 | NYISO_A-F_2_PJM_ROM | NYISO_A-F | PJM_ROM | Internal | Winter | B16 | 25 | 1000 | 188.77 | 77.54 | 85.54 | 8 | 0
2035 | NYISO_A-F_2_PJM_ROM | NYISO_A-F | PJM_ROM | Internal | Winter | B17 | 100 | 1000 | 0 | 76.18 | 80.8 | 8 | 0
2035 | NYISO_A-F_2_PJM_ROM | NYISO_A-F | PJM_ROM | Internal | Winter | B18 | 400 | 1000 | 0 | 73.49 | 78.74 | 8 | 0
2035 | NYISO_A-F_2_PJM_ROM | NYISO_A-F | PJM_ROM | Internal | Winter | B19 | 700 | 1000 | 0 | 70.8 | 72.82 | 8 | 0
2035 | NYISO_A-F_2_PJM_ROM | NYISO_A-F | PJM_ROM | Internal | Winter | B20 | 935 | 1000 | 0 | 70.8 | 61.76 | 8 | 0
2035 | NYISO_G-I_2_NEISO | NYISO_G-I | NEISO | Internal | Shoulder | B11 | 25 | 600 | 0 | 75.07 | 67.06 | 3 | 0
2035 | NYISO_G-I_2_NEISO | NYISO_G-I | NEISO | Internal | Shoulder | B12 | 200 | 600 | 0 | 71.76 | 67.06 | 3 | 0
2035 | NYISO_G-I_2_NEISO | NYISO_G-I | NEISO | Internal | Shoulder | B13 | 600 | 600 | 0 | 71.69 | 67.06 | 3 | 0
2035 | NYISO_G-I_2_NEISO | NYISO_G-I | NEISO | Internal | Shoulder | B14 | 900 | 600 | 0 | 70.09 | 67.06 | 3 | 0
2035 | NYISO_G-I_2_NEISO | NYISO_G-I | NEISO | Internal | Shoulder | B15 | 1203 | 600 | 0 | 70.09 | 67.06 | 3 | 0
2035 | NYISO_G-I_2_NEISO | NYISO_G-I | NEISO | Internal | Summer | B1 | 10 | 600 | 0 | 154.43 | 105.98 | 3 | 0
2035 | NYISO_G-I_2_NEISO | NYISO_G-I | NEISO | Internal | Summer | B2 | 25 | 600 | 0 | 113.03 | 102.61 | 3 | 0
2035 | NYISO_G-I_2_NEISO | NYISO_G-I | NEISO | Internal | Summer | B3 | 75 | 600 | 0 | 106.91 | 88.39 | 3 | 0
2035 | NYISO_G-I_2_NEISO | NYISO_G-I | NEISO | Internal | Summer | B4 | 100 | 600 | 0 | 97.47 | 66.25 | 3 | 0
2035 | NYISO_G-I_2_NEISO | NYISO_G-I | NEISO | Internal | Summer | B5 | 200 | 600 | 0 | 97.47 | 66.25 | 3 | 0
2035 | NYISO_G-I_2_NEISO | NYISO_G-I | NEISO | Internal | Summer | B6 | 300 | 600 | 0 | 75.3 | 66.25 | 3 | 0
2035 | NYISO_G-I_2_NEISO | NYISO_G-I | NEISO | Internal | Summer | B7 | 400 | 600 | 0 | 72.2 | 66.25 | 3 | 0
2035 | NYISO_G-I_2_NEISO | NYISO_G-I | NEISO | Internal | Summer | B8 | 500 | 600 | 0 | 68.82 | 66.25 | 3 | 0
2035 | NYISO_G-I_2_NEISO | NYISO_G-I | NEISO | Internal | Summer | B9 | 800 | 600 | 0 | 68.65 | 66.25 | 3 | 0
2035 | NYISO_G-I_2_NEISO | NYISO_G-I | NEISO | Internal | Summer | B10 | 1262 | 600 | 0 | 66.77 | 66.25 | 3 | 0
2035 | NYISO_G-I_2_NEISO | NYISO_G-I | NEISO | Internal | Winter | B16 | 25 | 600 | 0 | 83.54 | 80.54 | 3 | 0
2035 | NYISO_G-I_2_NEISO | NYISO_G-I | NEISO | Internal | Winter | B17 | 100 | 600 | 0 | 80.66 | 77.66 | 3 | 0
2035 | NYISO_G-I_2_NEISO | NYISO_G-I | NEISO | Internal | Winter | B18 | 400 | 600 | 0 | 80.66 | 73.71 | 3 | 0
2035 | NYISO_G-I_2_NEISO | NYISO_G-I | NEISO | Internal | Winter | B19 | 700 | 600 | 0 | 78.83 | 73.71 | 3 | 0
2035 | NYISO_G-I_2_NEISO | NYISO_G-I | NEISO | Internal | Winter | B20 | 935 | 600 | 0 | 73.38 | 73.71 | 3 | 0
2035 | NYISO_G-I_2_NYISO_A-F | NYISO_G-I | NYISO_A-F | Internal | Shoulder | B11 | 25 | 2637 | 0 | 75.07 | 75.06 | 0.01 | 0
2035 | NYISO_G-I_2_NYISO_A-F | NYISO_G-I | NYISO_A-F | Internal | Shoulder | B12 | 200 | 2637 | 0 | 71.76 | 71.75 | 0.01 | 0
2035 | NYISO_G-I_2_NYISO_A-F | NYISO_G-I | NYISO_A-F | Internal | Shoulder | B13 | 600 | 2637 | 0 | 71.69 | 71.68 | 0.01 | 0
2035 | NYISO_G-I_2_NYISO_A-F | NYISO_G-I | NYISO_A-F | Internal | Shoulder | B14 | 900 | 2637 | 0 | 70.09 | 70.08 | 0.01 | 0
2035 | NYISO_G-I_2_NYISO_A-F | NYISO_G-I | NYISO_A-F | Internal | Shoulder | B15 | 1203 | 2637 | 0 | 70.09 | 70.08 | 0.01 | 0
2035 | NYISO_G-I_2_NYISO_A-F | NYISO_G-I | NYISO_A-F | Internal | Summer | B1 | 10 | 2637 | 0 | 154.43 | 108.98 | 0.01 | 0
2035 | NYISO_G-I_2_NYISO_A-F | NYISO_G-I | NYISO_A-F | Internal | Summer | B2 | 25 | 2637 | 0 | 113.03 | 105.61 | 0.01 | 0
2035 | NYISO_G-I_2_NYISO_A-F | NYISO_G-I | NYISO_A-F | Internal | Summer | B3 | 75 | 2637 | 0 | 106.91 | 91.39 | 0.01 | 0
2035 | NYISO_G-I_2_NYISO_A-F | NYISO_G-I | NYISO_A-F | Internal | Summer | B4 | 100 | 2637 | 0 | 97.47 | 83.37 | 0.01 | 0
2035 | NYISO_G-I_2_NYISO_A-F | NYISO_G-I | NYISO_A-F | Internal | Summer | B5 | 200 | 2637 | 0 | 97.47 | 83.37 | 0.01 | 0
2035 | NYISO_G-I_2_NYISO_A-F | NYISO_G-I | NYISO_A-F | Internal | Summer | B6 | 300 | 2637 | 0 | 75.3 | 75.29 | 0.01 | 0
2035 | NYISO_G-I_2_NYISO_A-F | NYISO_G-I | NYISO_A-F | Internal | Summer | B7 | 400 | 2637 | 0 | 72.2 | 72.19 | 0.01 | 0
2035 | NYISO_G-I_2_NYISO_A-F | NYISO_G-I | NYISO_A-F | Internal | Summer | B8 | 500 | 2637 | 0 | 68.82 | 68.81 | 0.01 | 0
2035 | NYISO_G-I_2_NYISO_A-F | NYISO_G-I | NYISO_A-F | Internal | Summer | B9 | 800 | 2637 | 0 | 68.65 | 66.76 | 0.01 | 0
2035 | NYISO_G-I_2_NYISO_A-F | NYISO_G-I | NYISO_A-F | Internal | Summer | B10 | 1262 | 2637 | 0 | 66.77 | 66.76 | 0.01 | 0
2035 | NYISO_G-I_2_NYISO_A-F | NYISO_G-I | NYISO_A-F | Internal | Winter | B16 | 25 | 2637 | 0 | 83.54 | 77.54 | 0.01 | 0
2035 | NYISO_G-I_2_NYISO_A-F | NYISO_G-I | NYISO_A-F | Internal | Winter | B17 | 100 | 2637 | 0 | 80.66 | 76.18 | 0.01 | 0
2035 | NYISO_G-I_2_NYISO_A-F | NYISO_G-I | NYISO_A-F | Internal | Winter | B18 | 400 | 2637 | 0 | 80.66 | 73.49 | 0.01 | 0
2035 | NYISO_G-I_2_NYISO_A-F | NYISO_G-I | NYISO_A-F | Internal | Winter | B19 | 700 | 2637 | 0 | 78.83 | 70.8 | 0.01 | 0
2035 | NYISO_G-I_2_NYISO_A-F | NYISO_G-I | NYISO_A-F | Internal | Winter | B20 | 935 | 2637 | 0 | 73.38 | 70.8 | 0.01 | 0
2035 | NYISO_G-I_2_NYISO_J-K | NYISO_G-I | NYISO_J-K | Internal | Shoulder | B11 | 25 | 6130 | 6130 | 75.07 | 82.68 | 0.01 | 7.59
2035 | NYISO_G-I_2_NYISO_J-K | NYISO_G-I | NYISO_J-K | Internal | Shoulder | B12 | 200 | 6130 | 6130 | 71.76 | 75.19 | 0.01 | 3.42
2035 | NYISO_G-I_2_NYISO_J-K | NYISO_G-I | NYISO_J-K | Internal | Shoulder | B13 | 600 | 6130 | 6130 | 71.69 | 75.19 | 0.01 | 3.48
2035 | NYISO_G-I_2_NYISO_J-K | NYISO_G-I | NYISO_J-K | Internal | Shoulder | B14 | 900 | 6130 | 6130 | 70.09 | 70.62 | 0.01 | 0.51
2035 | NYISO_G-I_2_NYISO_J-K | NYISO_G-I | NYISO_J-K | Internal | Shoulder | B15 | 1203 | 6130 | 5300.22 | 70.09 | 70.1 | 0.01 | 0
2035 | NYISO_G-I_2_NYISO_J-K | NYISO_G-I | NYISO_J-K | Internal | Summer | B1 | 10 | 6130 | 4765.2 | 154.43 | 154.44 | 0.01 | 0
2035 | NYISO_G-I_2_NYISO_J-K | NYISO_G-I | NYISO_J-K | Internal | Summer | B2 | 25 | 6130 | 5504.94 | 113.03 | 113.04 | 0.01 | 0
2035 | NYISO_G-I_2_NYISO_J-K | NYISO_G-I | NYISO_J-K | Internal | Summer | B3 | 75 | 6130 | 4663.36 | 106.91 | 106.92 | 0.01 | 0
2035 | NYISO_G-I_2_NYISO_J-K | NYISO_G-I | NYISO_J-K | Internal | Summer | B4 | 100 | 6130 | 4936.56 | 97.47 | 97.48 | 0.01 | 0
2035 | NYISO_G-I_2_NYISO_J-K | NYISO_G-I | NYISO_J-K | Internal | Summer | B5 | 200 | 6130 | 5092.29 | 97.47 | 97.48 | 0.01 | 0
2035 | NYISO_G-I_2_NYISO_J-K | NYISO_G-I | NYISO_J-K | Internal | Summer | B6 | 300 | 6130 | 6130 | 75.3 | 95.64 | 0.01 | 20.33
2035 | NYISO_G-I_2_NYISO_J-K | NYISO_G-I | NYISO_J-K | Internal | Summer | B7 | 400 | 6130 | 6130 | 72.2 | 95.64 | 0.01 | 23.43
2035 | NYISO_G-I_2_NYISO_J-K | NYISO_G-I | NYISO_J-K | Internal | Summer | B8 | 500 | 6130 | 6130 | 68.82 | 71.2 | 0.01 | 2.37
2035 | NYISO_G-I_2_NYISO_J-K | NYISO_G-I | NYISO_J-K | Internal | Summer | B9 | 800 | 6130 | 6130 | 68.65 | 70.57 | 0.01 | 1.9
2035 | NYISO_G-I_2_NYISO_J-K | NYISO_G-I | NYISO_J-K | Internal | Summer | B10 | 1262 | 6130 | 6130 | 66.77 | 66.88 | 0.01 | 0.09
2035 | NYISO_G-I_2_NYISO_J-K | NYISO_G-I | NYISO_J-K | Internal | Winter | B16 | 25 | 6130 | 6130 | 83.54 | 91.56 | 0.01 | 8
2035 | NYISO_G-I_2_NYISO_J-K | NYISO_G-I | NYISO_J-K | Internal | Winter | B17 | 100 | 6130 | 6130 | 80.66 | 89.16 | 0.01 | 8.49
2035 | NYISO_G-I_2_NYISO_J-K | NYISO_G-I | NYISO_J-K | Internal | Winter | B18 | 400 | 6130 | 6130 | 80.66 | 89.16 | 0.01 | 8.49
2035 | NYISO_G-I_2_NYISO_J-K | NYISO_G-I | NYISO_J-K | Internal | Winter | B19 | 700 | 6130 | 6130 | 78.83 | 83.71 | 0.01 | 4.87
2035 | NYISO_G-I_2_NYISO_J-K | NYISO_G-I | NYISO_J-K | Internal | Winter | B20 | 935 | 6130 | 6130 | 73.38 | 76.71 | 0.01 | 3.32
2035 | NYISO_G-I_2_PJM_E | NYISO_G-I | PJM_E | Internal | Shoulder | B11 | 25 | 1500 | 539.41 | 75.07 | 83.07 | 8 | 0
2035 | NYISO_G-I_2_PJM_E | NYISO_G-I | PJM_E | Internal | Shoulder | B12 | 200 | 1500 | 0 | 71.76 | 75.33 | 8 | 0
2035 | NYISO_G-I_2_PJM_E | NYISO_G-I | PJM_E | Internal | Shoulder | B13 | 600 | 1500 | 0 | 71.69 | 73.48 | 8 | 0
2035 | NYISO_G-I_2_PJM_E | NYISO_G-I | PJM_E | Internal | Shoulder | B14 | 900 | 1500 | 0 | 70.09 | 72.9 | 8 | 0
2035 | NYISO_G-I_2_PJM_E | NYISO_G-I | PJM_E | Internal | Shoulder | B15 | 1203 | 1500 | 0 | 70.09 | 64.1 | 8 | 0
2035 | NYISO_G-I_2_PJM_E | NYISO_G-I | PJM_E | Internal | Summer | B1 | 10 | 1500 | 876.74 | 154.43 | 162.43 | 8 | 0
2035 | NYISO_G-I_2_PJM_E | NYISO_G-I | PJM_E | Internal | Summer | B2 | 25 | 1500 | 221.31 | 113.03 | 121.03 | 8 | 0
2035 | NYISO_G-I_2_PJM_E | NYISO_G-I | PJM_E | Internal | Summer | B3 | 75 | 1500 | 1500 | 106.91 | 119.01 | 8 | 4.1
2035 | NYISO_G-I_2_PJM_E | NYISO_G-I | PJM_E | Internal | Summer | B4 | 100 | 1500 | 1500 | 97.47 | 116.73 | 8 | 11.26
2035 | NYISO_G-I_2_PJM_E | NYISO_G-I | PJM_E | Internal | Summer | B5 | 200 | 1500 | 1500 | 97.47 | 111.84 | 8 | 6.37
2035 | NYISO_G-I_2_PJM_E | NYISO_G-I | PJM_E | Internal | Summer | B6 | 300 | 1500 | 360.47 | 75.3 | 83.3 | 8 | 0
2035 | NYISO_G-I_2_PJM_E | NYISO_G-I | PJM_E | Internal | Summer | B7 | 400 | 1500 | 0 | 72.2 | 76.05 | 8 | 0
2035 | NYISO_G-I_2_PJM_E | NYISO_G-I | PJM_E | Internal | Summer | B8 | 500 | 1500 | 0 | 68.82 | 70.79 | 8 | 0
2035 | NYISO_G-I_2_PJM_E | NYISO_G-I | PJM_E | Internal | Summer | B9 | 800 | 1500 | 0 | 68.65 | 64.57 | 8 | 0
2035 | NYISO_G-I_2_PJM_E | NYISO_G-I | PJM_E | Internal | Summer | B10 | 1262 | 1500 | 0 | 66.77 | 60.77 | 8 | 0
2035 | NYISO_G-I_2_PJM_E | NYISO_G-I | PJM_E | Internal | Winter | B16 | 25 | 1500 | 0 | 83.54 | 85.56 | 8 | 0
2035 | NYISO_G-I_2_PJM_E | NYISO_G-I | PJM_E | Internal | Winter | B17 | 100 | 1500 | 0 | 80.66 | 80.81 | 8 | 0
2035 | NYISO_G-I_2_PJM_E | NYISO_G-I | PJM_E | Internal | Winter | B18 | 400 | 1500 | 0 | 80.66 | 78.76 | 8 | 0
2035 | NYISO_G-I_2_PJM_E | NYISO_G-I | PJM_E | Internal | Winter | B19 | 700 | 1500 | 0 | 78.83 | 72.83 | 8 | 0
2035 | NYISO_G-I_2_PJM_E | NYISO_G-I | PJM_E | Internal | Winter | B20 | 935 | 1500 | 0 | 73.38 | 61.78 | 8 | 0
2035 | NYISO_J-K_2_NYISO_G-I | NYISO_J-K | NYISO_G-I | Internal | Shoulder | B11 | 25 | 1999 | 0 | 82.68 | 75.07 | 0.01 | 0
2035 | NYISO_J-K_2_NYISO_G-I | NYISO_J-K | NYISO_G-I | Internal | Shoulder | B12 | 200 | 1999 | 0 | 75.19 | 71.76 | 0.01 | 0
2035 | NYISO_J-K_2_NYISO_G-I | NYISO_J-K | NYISO_G-I | Internal | Shoulder | B13 | 600 | 1999 | 0 | 75.19 | 71.69 | 0.01 | 0
2035 | NYISO_J-K_2_NYISO_G-I | NYISO_J-K | NYISO_G-I | Internal | Shoulder | B14 | 900 | 1999 | 0 | 70.62 | 70.09 | 0.01 | 0
2035 | NYISO_J-K_2_NYISO_G-I | NYISO_J-K | NYISO_G-I | Internal | Shoulder | B15 | 1203 | 1999 | 0 | 70.1 | 70.09 | 0.01 | 0
2035 | NYISO_J-K_2_NYISO_G-I | NYISO_J-K | NYISO_G-I | Internal | Summer | B1 | 10 | 1999 | 0 | 154.44 | 154.43 | 0.01 | 0
2035 | NYISO_J-K_2_NYISO_G-I | NYISO_J-K | NYISO_G-I | Internal | Summer | B2 | 25 | 1999 | 0 | 113.04 | 113.03 | 0.01 | 0
2035 | NYISO_J-K_2_NYISO_G-I | NYISO_J-K | NYISO_G-I | Internal | Summer | B3 | 75 | 1999 | 0 | 106.92 | 106.91 | 0.01 | 0
2035 | NYISO_J-K_2_NYISO_G-I | NYISO_J-K | NYISO_G-I | Internal | Summer | B4 | 100 | 1999 | 0 | 97.48 | 97.47 | 0.01 | 0
2035 | NYISO_J-K_2_NYISO_G-I | NYISO_J-K | NYISO_G-I | Internal | Summer | B5 | 200 | 1999 | 0 | 97.48 | 97.47 | 0.01 | 0
2035 | NYISO_J-K_2_NYISO_G-I | NYISO_J-K | NYISO_G-I | Internal | Summer | B6 | 300 | 1999 | 0 | 95.64 | 75.3 | 0.01 | 0
2035 | NYISO_J-K_2_NYISO_G-I | NYISO_J-K | NYISO_G-I | Internal | Summer | B7 | 400 | 1999 | 0 | 95.64 | 72.2 | 0.01 | 0
2035 | NYISO_J-K_2_NYISO_G-I | NYISO_J-K | NYISO_G-I | Internal | Summer | B8 | 500 | 1999 | 0 | 71.2 | 68.82 | 0.01 | 0
2035 | NYISO_J-K_2_NYISO_G-I | NYISO_J-K | NYISO_G-I | Internal | Summer | B9 | 800 | 1999 | 0 | 70.57 | 68.65 | 0.01 | 0
2035 | NYISO_J-K_2_NYISO_G-I | NYISO_J-K | NYISO_G-I | Internal | Summer | B10 | 1262 | 1999 | 0 | 66.88 | 66.77 | 0.01 | 0
2035 | NYISO_J-K_2_NYISO_G-I | NYISO_J-K | NYISO_G-I | Internal | Winter | B16 | 25 | 1999 | 0 | 91.56 | 83.54 | 0.01 | 0
2035 | NYISO_J-K_2_NYISO_G-I | NYISO_J-K | NYISO_G-I | Internal | Winter | B17 | 100 | 1999 | 0 | 89.16 | 80.66 | 0.01 | 0
2035 | NYISO_J-K_2_NYISO_G-I | NYISO_J-K | NYISO_G-I | Internal | Winter | B18 | 400 | 1999 | 0 | 89.16 | 80.66 | 0.01 | 0
2035 | NYISO_J-K_2_NYISO_G-I | NYISO_J-K | NYISO_G-I | Internal | Winter | B19 | 700 | 1999 | 0 | 83.71 | 78.83 | 0.01 | 0
2035 | NYISO_J-K_2_NYISO_G-I | NYISO_J-K | NYISO_G-I | Internal | Winter | B20 | 935 | 1999 | 0 | 76.71 | 73.38 | 0.01 | 0
2035 | NYISO_J-K_2_PJM_E | NYISO_J-K | PJM_E | Internal | Shoulder | B11 | 25 | 330 | 0 | 82.68 | 83.07 | 8 | 0
2035 | NYISO_J-K_2_PJM_E | NYISO_J-K | PJM_E | Internal | Shoulder | B12 | 200 | 330 | 0 | 75.19 | 75.33 | 8 | 0
2035 | NYISO_J-K_2_PJM_E | NYISO_J-K | PJM_E | Internal | Shoulder | B13 | 600 | 330 | 0 | 75.19 | 73.48 | 8 | 0
2035 | NYISO_J-K_2_PJM_E | NYISO_J-K | PJM_E | Internal | Shoulder | B14 | 900 | 330 | 0 | 70.62 | 72.9 | 8 | 0
2035 | NYISO_J-K_2_PJM_E | NYISO_J-K | PJM_E | Internal | Shoulder | B15 | 1203 | 330 | 0 | 70.1 | 64.1 | 8 | 0
2035 | NYISO_J-K_2_PJM_E | NYISO_J-K | PJM_E | Internal | Summer | B1 | 10 | 330 | 0 | 154.44 | 162.43 | 8 | 0
2035 | NYISO_J-K_2_PJM_E | NYISO_J-K | PJM_E | Internal | Summer | B2 | 25 | 330 | 0 | 113.04 | 121.03 | 8 | 0
2035 | NYISO_J-K_2_PJM_E | NYISO_J-K | PJM_E | Internal | Summer | B3 | 75 | 330 | 330 | 106.92 | 119.01 | 8 | 4.09
2035 | NYISO_J-K_2_PJM_E | NYISO_J-K | PJM_E | Internal | Summer | B4 | 100 | 330 | 330 | 97.48 | 116.73 | 8 | 11.25
2035 | NYISO_J-K_2_PJM_E | NYISO_J-K | PJM_E | Internal | Summer | B5 | 200 | 330 | 330 | 97.48 | 111.84 | 8 | 6.36
2035 | NYISO_J-K_2_PJM_E | NYISO_J-K | PJM_E | Internal | Summer | B6 | 300 | 330 | 0 | 95.64 | 83.3 | 8 | 0
2035 | NYISO_J-K_2_PJM_E | NYISO_J-K | PJM_E | Internal | Summer | B7 | 400 | 330 | 0 | 95.64 | 76.05 | 8 | 0
2035 | NYISO_J-K_2_PJM_E | NYISO_J-K | PJM_E | Internal | Summer | B8 | 500 | 330 | 0 | 71.2 | 70.79 | 8 | 0
2035 | NYISO_J-K_2_PJM_E | NYISO_J-K | PJM_E | Internal | Summer | B9 | 800 | 330 | 0 | 70.57 | 64.57 | 8 | 0
2035 | NYISO_J-K_2_PJM_E | NYISO_J-K | PJM_E | Internal | Summer | B10 | 1262 | 330 | 0 | 66.88 | 60.77 | 8 | 0
2035 | NYISO_J-K_2_PJM_E | NYISO_J-K | PJM_E | Internal | Winter | B16 | 25 | 330 | 0 | 91.56 | 85.56 | 8 | 0
2035 | NYISO_J-K_2_PJM_E | NYISO_J-K | PJM_E | Internal | Winter | B17 | 100 | 330 | 0 | 89.16 | 80.81 | 8 | 0
2035 | NYISO_J-K_2_PJM_E | NYISO_J-K | PJM_E | Internal | Winter | B18 | 400 | 330 | 0 | 89.16 | 78.76 | 8 | 0
2035 | NYISO_J-K_2_PJM_E | NYISO_J-K | PJM_E | Internal | Winter | B19 | 700 | 330 | 0 | 83.71 | 72.83 | 8 | 0
2035 | NYISO_J-K_2_PJM_E | NYISO_J-K | PJM_E | Internal | Winter | B20 | 935 | 330 | 0 | 76.71 | 61.78 | 8 | 0
2035 | PJM_E_2_NYISO_G-I | PJM_E | NYISO_G-I | Internal | Shoulder | B11 | 25 | 500 | 0 | 83.07 | 75.07 | 6 | 0
2035 | PJM_E_2_NYISO_G-I | PJM_E | NYISO_G-I | Internal | Shoulder | B12 | 200 | 500 | 0 | 75.33 | 71.76 | 6 | 0
2035 | PJM_E_2_NYISO_G-I | PJM_E | NYISO_G-I | Internal | Shoulder | B13 | 600 | 500 | 0 | 73.48 | 71.69 | 6 | 0
2035 | PJM_E_2_NYISO_G-I | PJM_E | NYISO_G-I | Internal | Shoulder | B14 | 900 | 500 | 0 | 72.9 | 70.09 | 6 | 0
2035 | PJM_E_2_NYISO_G-I | PJM_E | NYISO_G-I | Internal | Shoulder | B15 | 1203 | 500 | 0 | 64.1 | 70.09 | 6 | 0
2035 | PJM_E_2_NYISO_G-I | PJM_E | NYISO_G-I | Internal | Summer | B1 | 10 | 500 | 0 | 162.43 | 154.43 | 6 | 0
2035 | PJM_E_2_NYISO_G-I | PJM_E | NYISO_G-I | Internal | Summer | B2 | 25 | 500 | 0 | 121.03 | 113.03 | 6 | 0
2035 | PJM_E_2_NYISO_G-I | PJM_E | NYISO_G-I | Internal | Summer | B3 | 75 | 500 | 0 | 119.01 | 106.91 | 6 | 0
2035 | PJM_E_2_NYISO_G-I | PJM_E | NYISO_G-I | Internal | Summer | B4 | 100 | 500 | 0 | 116.73 | 97.47 | 6 | 0
2035 | PJM_E_2_NYISO_G-I | PJM_E | NYISO_G-I | Internal | Summer | B5 | 200 | 500 | 0 | 111.84 | 97.47 | 6 | 0
2035 | PJM_E_2_NYISO_G-I | PJM_E | NYISO_G-I | Internal | Summer | B6 | 300 | 500 | 0 | 83.3 | 75.3 | 6 | 0
2035 | PJM_E_2_NYISO_G-I | PJM_E | NYISO_G-I | Internal | Summer | B7 | 400 | 500 | 0 | 76.05 | 72.2 | 6 | 0
2035 | PJM_E_2_NYISO_G-I | PJM_E | NYISO_G-I | Internal | Summer | B8 | 500 | 500 | 0 | 70.79 | 68.82 | 6 | 0
2035 | PJM_E_2_NYISO_G-I | PJM_E | NYISO_G-I | Internal | Summer | B9 | 800 | 500 | 0 | 64.57 | 68.65 | 6 | 0
2035 | PJM_E_2_NYISO_G-I | PJM_E | NYISO_G-I | Internal | Summer | B10 | 1262 | 500 | 399.89 | 60.77 | 66.77 | 6 | 0
2035 | PJM_E_2_NYISO_G-I | PJM_E | NYISO_G-I | Internal | Winter | B16 | 25 | 500 | 0 | 85.56 | 83.54 | 6 | 0
2035 | PJM_E_2_NYISO_G-I | PJM_E | NYISO_G-I | Internal | Winter | B17 | 100 | 500 | 0 | 80.81 | 80.66 | 6 | 0
2035 | PJM_E_2_NYISO_G-I | PJM_E | NYISO_G-I | Internal | Winter | B18 | 400 | 500 | 0 | 78.76 | 80.66 | 6 | 0
2035 | PJM_E_2_NYISO_G-I | PJM_E | NYISO_G-I | Internal | Winter | B19 | 700 | 500 | 305.39 | 72.83 | 78.83 | 6 | 0
2035 | PJM_E_2_NYISO_G-I | PJM_E | NYISO_G-I | Internal | Winter | B20 | 935 | 500 | 500 | 61.78 | 73.38 | 6 | 5.61
2035 | PJM_E_2_NYISO_J-K | PJM_E | NYISO_J-K | Internal | Shoulder | B11 | 25 | 330 | 0 | 83.07 | 82.68 | 6 | 0
2035 | PJM_E_2_NYISO_J-K | PJM_E | NYISO_J-K | Internal | Shoulder | B12 | 200 | 330 | 0 | 75.33 | 75.19 | 6 | 0
2035 | PJM_E_2_NYISO_J-K | PJM_E | NYISO_J-K | Internal | Shoulder | B13 | 600 | 330 | 0 | 73.48 | 75.19 | 6 | 0
2035 | PJM_E_2_NYISO_J-K | PJM_E | NYISO_J-K | Internal | Shoulder | B14 | 900 | 330 | 0 | 72.9 | 70.62 | 6 | 0
2035 | PJM_E_2_NYISO_J-K | PJM_E | NYISO_J-K | Internal | Shoulder | B15 | 1203 | 330 | 41.68 | 64.1 | 70.1 | 6 | 0
2035 | PJM_E_2_NYISO_J-K | PJM_E | NYISO_J-K | Internal | Summer | B1 | 10 | 330 | 0 | 162.43 | 154.44 | 6 | 0
2035 | PJM_E_2_NYISO_J-K | PJM_E | NYISO_J-K | Internal | Summer | B2 | 25 | 330 | 0 | 121.03 | 113.04 | 6 | 0
2035 | PJM_E_2_NYISO_J-K | PJM_E | NYISO_J-K | Internal | Summer | B3 | 75 | 330 | 0 | 119.01 | 106.92 | 6 | 0
2035 | PJM_E_2_NYISO_J-K | PJM_E | NYISO_J-K | Internal | Summer | B4 | 100 | 330 | 0 | 116.73 | 97.48 | 6 | 0
2035 | PJM_E_2_NYISO_J-K | PJM_E | NYISO_J-K | Internal | Summer | B5 | 200 | 330 | 0 | 111.84 | 97.48 | 6 | 0
2035 | PJM_E_2_NYISO_J-K | PJM_E | NYISO_J-K | Internal | Summer | B6 | 300 | 330 | 330 | 83.3 | 95.64 | 6 | 6.34
2035 | PJM_E_2_NYISO_J-K | PJM_E | NYISO_J-K | Internal | Summer | B7 | 400 | 330 | 330 | 76.05 | 95.64 | 6 | 13.59
2035 | PJM_E_2_NYISO_J-K | PJM_E | NYISO_J-K | Internal | Summer | B8 | 500 | 330 | 0 | 70.79 | 71.2 | 6 | 0
2035 | PJM_E_2_NYISO_J-K | PJM_E | NYISO_J-K | Internal | Summer | B9 | 800 | 330 | 96.68 | 64.57 | 70.57 | 6 | 0
2035 | PJM_E_2_NYISO_J-K | PJM_E | NYISO_J-K | Internal | Summer | B10 | 1262 | 330 | 330 | 60.77 | 66.88 | 6 | 0.11
2035 | PJM_E_2_NYISO_J-K | PJM_E | NYISO_J-K | Internal | Winter | B16 | 25 | 330 | 150.27 | 85.56 | 91.56 | 6 | 0
2035 | PJM_E_2_NYISO_J-K | PJM_E | NYISO_J-K | Internal | Winter | B17 | 100 | 330 | 330 | 80.81 | 89.16 | 6 | 2.36
2035 | PJM_E_2_NYISO_J-K | PJM_E | NYISO_J-K | Internal | Winter | B18 | 400 | 330 | 330 | 78.76 | 89.16 | 6 | 4.41
2035 | PJM_E_2_NYISO_J-K | PJM_E | NYISO_J-K | Internal | Winter | B19 | 700 | 330 | 330 | 72.83 | 83.71 | 6 | 4.89
2035 | PJM_E_2_NYISO_J-K | PJM_E | NYISO_J-K | Internal | Winter | B20 | 935 | 330 | 330 | 61.78 | 76.71 | 6 | 8.93
2035 | PJM_E_2_PJM_ROM | PJM_E | PJM_ROM | Internal | Shoulder | B11 | 25 | 8000 | 264.45 | 83.07 | 83.09 | 0.01 | 0
2035 | PJM_E_2_PJM_ROM | PJM_E | PJM_ROM | Internal | Shoulder | B12 | 200 | 8000 | 0 | 75.33 | 75.32 | 0.01 | 0
2035 | PJM_E_2_PJM_ROM | PJM_E | PJM_ROM | Internal | Shoulder | B13 | 600 | 8000 | 0 | 73.48 | 73.47 | 0.01 | 0
2035 | PJM_E_2_PJM_ROM | PJM_E | PJM_ROM | Internal | Shoulder | B14 | 900 | 8000 | 0 | 72.9 | 72.89 | 0.01 | 0
2035 | PJM_E_2_PJM_ROM | PJM_E | PJM_ROM | Internal | Shoulder | B15 | 1203 | 8000 | 0 | 64.1 | 64.09 | 0.01 | 0
2035 | PJM_E_2_PJM_ROM | PJM_E | PJM_ROM | Internal | Summer | B1 | 10 | 8000 | 0 | 162.43 | 162.42 | 0.01 | 0
2035 | PJM_E_2_PJM_ROM | PJM_E | PJM_ROM | Internal | Summer | B2 | 25 | 8000 | 0 | 121.03 | 121.02 | 0.01 | 0
2035 | PJM_E_2_PJM_ROM | PJM_E | PJM_ROM | Internal | Summer | B3 | 75 | 8000 | 0 | 119.01 | 118.99 | 0.01 | 0
2035 | PJM_E_2_PJM_ROM | PJM_E | PJM_ROM | Internal | Summer | B4 | 100 | 8000 | 1060.43 | 116.73 | 116.74 | 0.01 | 0
2035 | PJM_E_2_PJM_ROM | PJM_E | PJM_ROM | Internal | Summer | B5 | 200 | 8000 | 0 | 111.84 | 111.82 | 0.01 | 0
2035 | PJM_E_2_PJM_ROM | PJM_E | PJM_ROM | Internal | Summer | B6 | 300 | 8000 | 0 | 83.3 | 83.29 | 0.01 | 0
2035 | PJM_E_2_PJM_ROM | PJM_E | PJM_ROM | Internal | Summer | B7 | 400 | 8000 | 0 | 76.05 | 76.04 | 0.01 | 0
2035 | PJM_E_2_PJM_ROM | PJM_E | PJM_ROM | Internal | Summer | B8 | 500 | 8000 | 0 | 70.79 | 70.78 | 0.01 | 0
2035 | PJM_E_2_PJM_ROM | PJM_E | PJM_ROM | Internal | Summer | B9 | 800 | 8000 | 0 | 64.57 | 64.56 | 0.01 | 0
2035 | PJM_E_2_PJM_ROM | PJM_E | PJM_ROM | Internal | Summer | B10 | 1262 | 8000 | 0 | 60.77 | 60.76 | 0.01 | 0
2035 | PJM_E_2_PJM_ROM | PJM_E | PJM_ROM | Internal | Winter | B16 | 25 | 8000 | 0 | 85.56 | 85.54 | 0.01 | 0
2035 | PJM_E_2_PJM_ROM | PJM_E | PJM_ROM | Internal | Winter | B17 | 100 | 8000 | 0 | 80.81 | 80.8 | 0.01 | 0
2035 | PJM_E_2_PJM_ROM | PJM_E | PJM_ROM | Internal | Winter | B18 | 400 | 8000 | 0 | 78.76 | 78.74 | 0.01 | 0
2035 | PJM_E_2_PJM_ROM | PJM_E | PJM_ROM | Internal | Winter | B19 | 700 | 8000 | 0 | 72.83 | 72.82 | 0.01 | 0
2035 | PJM_E_2_PJM_ROM | PJM_E | PJM_ROM | Internal | Winter | B20 | 935 | 8000 | 0 | 61.78 | 61.76 | 0.01 | 0
2035 | PJM_ROR_2_MISO_IN | PJM_ROR | MISO_IN | Internal | Shoulder | B11 | 25 | 909 | 0 | 83.07 | 81.1 | 2 | 0
2035 | PJM_ROR_2_MISO_IN | PJM_ROR | MISO_IN | Internal | Shoulder | B12 | 200 | 909 | 0 | 75.31 | 75.38 | 2 | 0
2035 | PJM_ROR_2_MISO_IN | PJM_ROR | MISO_IN | Internal | Shoulder | B13 | 600 | 909 | 0 | 73.45 | 71.67 | 2 | 0
2035 | PJM_ROR_2_MISO_IN | PJM_ROR | MISO_IN | Internal | Shoulder | B14 | 900 | 909 | 0 | 72.07 | 70.07 | 2 | 0
2035 | PJM_ROR_2_MISO_IN | PJM_ROR | MISO_IN | Internal | Shoulder | B15 | 1203 | 909 | 0 | 52.28 | 50.53 | 2 | 0
2035 | PJM_ROR_2_MISO_IN | PJM_ROR | MISO_IN | Internal | Summer | B1 | 10 | 909 | 141.97 | 124.01 | 126.01 | 2 | 0
2035 | PJM_ROR_2_MISO_IN | PJM_ROR | MISO_IN | Internal | Summer | B2 | 25 | 909 | 0 | 121.01 | 121.59 | 2 | 0
2035 | PJM_ROR_2_MISO_IN | PJM_ROR | MISO_IN | Internal | Summer | B3 | 75 | 909 | 0 | 118.98 | 120.28 | 2 | 0
2035 | PJM_ROR_2_MISO_IN | PJM_ROR | MISO_IN | Internal | Summer | B4 | 100 | 909 | 0 | 116.75 | 116.06 | 2 | 0
2035 | PJM_ROR_2_MISO_IN | PJM_ROR | MISO_IN | Internal | Summer | B5 | 200 | 909 | 0 | 111.81 | 109.84 | 2 | 0
2035 | PJM_ROR_2_MISO_IN | PJM_ROR | MISO_IN | Internal | Summer | B6 | 300 | 909 | 0 | 83.28 | 81.3 | 2 | 0
2035 | PJM_ROR_2_MISO_IN | PJM_ROR | MISO_IN | Internal | Summer | B7 | 400 | 909 | 0 | 76.02 | 74.05 | 2 | 0
2035 | PJM_ROR_2_MISO_IN | PJM_ROR | MISO_IN | Internal | Summer | B8 | 500 | 909 | 0 | 70.77 | 68.79 | 2 | 0
2035 | PJM_ROR_2_MISO_IN | PJM_ROR | MISO_IN | Internal | Summer | B9 | 800 | 909 | 0 | 56.37 | 54.39 | 2 | 0
2035 | PJM_ROR_2_MISO_IN | PJM_ROR | MISO_IN | Internal | Summer | B10 | 1262 | 909 | 0 | 45 | 43.82 | 2 | 0
2035 | PJM_ROR_2_MISO_IN | PJM_ROR | MISO_IN | Internal | Winter | B16 | 25 | 909 | 0 | 85.53 | 87.52 | 2 | 0
2035 | PJM_ROR_2_MISO_IN | PJM_ROR | MISO_IN | Internal | Winter | B17 | 100 | 909 | 0 | 80.78 | 78.78 | 2 | 0
2035 | PJM_ROR_2_MISO_IN | PJM_ROR | MISO_IN | Internal | Winter | B18 | 400 | 909 | 0 | 75.49 | 73.48 | 2 | 0
2035 | PJM_ROR_2_MISO_IN | PJM_ROR | MISO_IN | Internal | Winter | B19 | 700 | 909 | 0 | 72.8 | 70.79 | 2 | 0
2035 | PJM_ROR_2_MISO_IN | PJM_ROR | MISO_IN | Internal | Winter | B20 | 935 | 909 | 0 | 51.37 | 49.94 | 2 | 0
2035 | PJM_ROR_2_MISO_MI | PJM_ROR | MISO_MI | Internal | Shoulder | B11 | 25 | 1305 | 0 | 83.07 | 81.11 | 2 | 0
2035 | PJM_ROR_2_MISO_MI | PJM_ROR | MISO_MI | Internal | Shoulder | B12 | 200 | 1305 | 0 | 75.31 | 75.39 | 2 | 0
2035 | PJM_ROR_2_MISO_MI | PJM_ROR | MISO_MI | Internal | Shoulder | B13 | 600 | 1305 | 0 | 73.45 | 71.68 | 2 | 0
2035 | PJM_ROR_2_MISO_MI | PJM_ROR | MISO_MI | Internal | Shoulder | B14 | 900 | 1305 | 0 | 72.07 | 70.08 | 2 | 0
2035 | PJM_ROR_2_MISO_MI | PJM_ROR | MISO_MI | Internal | Shoulder | B15 | 1203 | 1305 | 0 | 52.28 | 51.98 | 2 | 0
2035 | PJM_ROR_2_MISO_MI | PJM_ROR | MISO_MI | Internal | Summer | B1 | 10 | 1305 | 1305 | 124.01 | 126.02 | 2 | 0.01
2035 | PJM_ROR_2_MISO_MI | PJM_ROR | MISO_MI | Internal | Summer | B2 | 25 | 1305 | 0 | 121.01 | 121.6 | 2 | 0
2035 | PJM_ROR_2_MISO_MI | PJM_ROR | MISO_MI | Internal | Summer | B3 | 75 | 1305 | 0 | 118.98 | 120.29 | 2 | 0
2035 | PJM_ROR_2_MISO_MI | PJM_ROR | MISO_MI | Internal | Summer | B4 | 100 | 1305 | 0 | 116.75 | 116.07 | 2 | 0
2035 | PJM_ROR_2_MISO_MI | PJM_ROR | MISO_MI | Internal | Summer | B5 | 200 | 1305 | 0 | 111.81 | 109.82 | 2 | 0
2035 | PJM_ROR_2_MISO_MI | PJM_ROR | MISO_MI | Internal | Summer | B6 | 300 | 1305 | 0 | 83.28 | 81.3 | 2 | 0
2035 | PJM_ROR_2_MISO_MI | PJM_ROR | MISO_MI | Internal | Summer | B7 | 400 | 1305 | 0 | 76.02 | 74.06 | 2 | 0
2035 | PJM_ROR_2_MISO_MI | PJM_ROR | MISO_MI | Internal | Summer | B8 | 500 | 1305 | 0 | 70.77 | 68.81 | 2 | 0
2035 | PJM_ROR_2_MISO_MI | PJM_ROR | MISO_MI | Internal | Summer | B9 | 800 | 1305 | 0 | 56.37 | 54.4 | 2 | 0
2035 | PJM_ROR_2_MISO_MI | PJM_ROR | MISO_MI | Internal | Summer | B10 | 1262 | 1305 | 1305 | 45 | 49.54 | 2 | 2.54
2035 | PJM_ROR_2_MISO_MI | PJM_ROR | MISO_MI | Internal | Winter | B16 | 25 | 1305 | 83.14 | 85.53 | 87.53 | 2 | 0
2035 | PJM_ROR_2_MISO_MI | PJM_ROR | MISO_MI | Internal | Winter | B17 | 100 | 1305 | 0 | 80.78 | 78.8 | 2 | 0
2035 | PJM_ROR_2_MISO_MI | PJM_ROR | MISO_MI | Internal | Winter | B18 | 400 | 1305 | 0 | 75.49 | 73.49 | 2 | 0
2035 | PJM_ROR_2_MISO_MI | PJM_ROR | MISO_MI | Internal | Winter | B19 | 700 | 1305 | 0 | 72.8 | 70.8 | 2 | 0
2035 | PJM_ROR_2_MISO_MI | PJM_ROR | MISO_MI | Internal | Winter | B20 | 935 | 1305 | 0 | 51.37 | 51.32 | 2 | 0
2035 | PJM_ROR_2_MISO_MO-IL | PJM_ROR | MISO_MO-IL | Internal | Shoulder | B11 | 25 | 1111 | 0 | 83.07 | 81.09 | 2 | 0
2035 | PJM_ROR_2_MISO_MO-IL | PJM_ROR | MISO_MO-IL | Internal | Shoulder | B12 | 200 | 1111 | 0 | 75.31 | 72.56 | 2 | 0
2035 | PJM_ROR_2_MISO_MO-IL | PJM_ROR | MISO_MO-IL | Internal | Shoulder | B13 | 600 | 1111 | 0 | 73.45 | 57.78 | 2 | 0
2035 | PJM_ROR_2_MISO_MO-IL | PJM_ROR | MISO_MO-IL | Internal | Shoulder | B14 | 900 | 1111 | 0 | 72.07 | 52.66 | 2 | 0
2035 | PJM_ROR_2_MISO_MO-IL | PJM_ROR | MISO_MO-IL | Internal | Shoulder | B15 | 1203 | 1111 | 0 | 52.28 | 45.54 | 2 | 0
2035 | PJM_ROR_2_MISO_MO-IL | PJM_ROR | MISO_MO-IL | Internal | Summer | B1 | 10 | 1111 | 0 | 124.01 | 122.02 | 2 | 0
2035 | PJM_ROR_2_MISO_MO-IL | PJM_ROR | MISO_MO-IL | Internal | Summer | B2 | 25 | 1111 | 0 | 121.01 | 119.01 | 2 | 0
2035 | PJM_ROR_2_MISO_MO-IL | PJM_ROR | MISO_MO-IL | Internal | Summer | B3 | 75 | 1111 | 0 | 118.98 | 116.99 | 2 | 0
2035 | PJM_ROR_2_MISO_MO-IL | PJM_ROR | MISO_MO-IL | Internal | Summer | B4 | 100 | 1111 | 0 | 116.75 | 116.05 | 2 | 0
2035 | PJM_ROR_2_MISO_MO-IL | PJM_ROR | MISO_MO-IL | Internal | Summer | B5 | 200 | 1111 | 0 | 111.81 | 109.82 | 2 | 0
2035 | PJM_ROR_2_MISO_MO-IL | PJM_ROR | MISO_MO-IL | Internal | Summer | B6 | 300 | 1111 | 0 | 83.28 | 81.29 | 2 | 0
2035 | PJM_ROR_2_MISO_MO-IL | PJM_ROR | MISO_MO-IL | Internal | Summer | B7 | 400 | 1111 | 0 | 76.02 | 74.04 | 2 | 0
2035 | PJM_ROR_2_MISO_MO-IL | PJM_ROR | MISO_MO-IL | Internal | Summer | B8 | 500 | 1111 | 0 | 70.77 | 68.78 | 2 | 0
2035 | PJM_ROR_2_MISO_MO-IL | PJM_ROR | MISO_MO-IL | Internal | Summer | B9 | 800 | 1111 | 0 | 56.37 | 54.37 | 2 | 0
2035 | PJM_ROR_2_MISO_MO-IL | PJM_ROR | MISO_MO-IL | Internal | Summer | B10 | 1262 | 1111 | 0 | 45 | 43 | 2 | 0
2035 | PJM_ROR_2_MISO_MO-IL | PJM_ROR | MISO_MO-IL | Internal | Winter | B16 | 25 | 1111 | 0 | 85.53 | 78.68 | 2 | 0
2035 | PJM_ROR_2_MISO_MO-IL | PJM_ROR | MISO_MO-IL | Internal | Winter | B17 | 100 | 1111 | 0 | 80.78 | 67.04 | 2 | 0
2035 | PJM_ROR_2_MISO_MO-IL | PJM_ROR | MISO_MO-IL | Internal | Winter | B18 | 400 | 1111 | 0 | 75.49 | 59.67 | 2 | 0
2035 | PJM_ROR_2_MISO_MO-IL | PJM_ROR | MISO_MO-IL | Internal | Winter | B19 | 700 | 1111 | 0 | 72.8 | 54.27 | 2 | 0
2035 | PJM_ROR_2_MISO_MO-IL | PJM_ROR | MISO_MO-IL | Internal | Winter | B20 | 935 | 1111 | 0 | 51.37 | 45.59 | 2 | 0
2035 | PJM_ROR_2_MISO_W | PJM_ROR | MISO_W | Internal | Shoulder | B11 | 25 | 10071 | 0 | 83.07 | 81.07 | 2 | 0
2035 | PJM_ROR_2_MISO_W | PJM_ROR | MISO_W | Internal | Shoulder | B12 | 200 | 10071 | 0 | 75.31 | 72.55 | 2 | 0
2035 | PJM_ROR_2_MISO_W | PJM_ROR | MISO_W | Internal | Shoulder | B13 | 600 | 10071 | 0 | 73.45 | 57.77 | 2 | 0
2035 | PJM_ROR_2_MISO_W | PJM_ROR | MISO_W | Internal | Shoulder | B14 | 900 | 10071 | 0 | 72.07 | 47.81 | 2 | 0
2035 | PJM_ROR_2_MISO_W | PJM_ROR | MISO_W | Internal | Shoulder | B15 | 1203 | 10071 | 0 | 52.28 | 41.43 | 2 | 0
2035 | PJM_ROR_2_MISO_W | PJM_ROR | MISO_W | Internal | Summer | B1 | 10 | 10071 | 0 | 124.01 | 122.01 | 2 | 0
2035 | PJM_ROR_2_MISO_W | PJM_ROR | MISO_W | Internal | Summer | B2 | 25 | 10071 | 0 | 121.01 | 118.99 | 2 | 0
2035 | PJM_ROR_2_MISO_W | PJM_ROR | MISO_W | Internal | Summer | B3 | 75 | 10071 | 0 | 118.98 | 116.98 | 2 | 0
2035 | PJM_ROR_2_MISO_W | PJM_ROR | MISO_W | Internal | Summer | B4 | 100 | 10071 | 0 | 116.75 | 116.04 | 2 | 0
2035 | PJM_ROR_2_MISO_W | PJM_ROR | MISO_W | Internal | Summer | B5 | 200 | 10071 | 0 | 111.81 | 109.81 | 2 | 0
2035 | PJM_ROR_2_MISO_W | PJM_ROR | MISO_W | Internal | Summer | B6 | 300 | 10071 | 0 | 83.28 | 81.28 | 2 | 0
2035 | PJM_ROR_2_MISO_W | PJM_ROR | MISO_W | Internal | Summer | B7 | 400 | 10071 | 0 | 76.02 | 74.02 | 2 | 0
2035 | PJM_ROR_2_MISO_W | PJM_ROR | MISO_W | Internal | Summer | B8 | 500 | 10071 | 0 | 70.77 | 68.77 | 2 | 0
2035 | PJM_ROR_2_MISO_W | PJM_ROR | MISO_W | Internal | Summer | B9 | 800 | 10071 | 0 | 56.37 | 54.36 | 2 | 0
2035 | PJM_ROR_2_MISO_W | PJM_ROR | MISO_W | Internal | Summer | B10 | 1262 | 10071 | 0 | 45 | 42.98 | 2 | 0
2035 | PJM_ROR_2_MISO_W | PJM_ROR | MISO_W | Internal | Winter | B16 | 25 | 10071 | 0 | 85.53 | 54.26 | 2 | 0
2035 | PJM_ROR_2_MISO_W | PJM_ROR | MISO_W | Internal | Winter | B17 | 100 | 10071 | 0 | 80.78 | 54.26 | 2 | 0
2035 | PJM_ROR_2_MISO_W | PJM_ROR | MISO_W | Internal | Winter | B18 | 400 | 10071 | 0 | 75.49 | 56.95 | 2 | 0
2035 | PJM_ROR_2_MISO_W | PJM_ROR | MISO_W | Internal | Winter | B19 | 700 | 10071 | 0 | 72.8 | 54.26 | 2 | 0
2035 | PJM_ROR_2_MISO_W | PJM_ROR | MISO_W | Internal | Winter | B20 | 935 | 10071 | 0 | 51.37 | 41.43 | 2 | 0
2035 | PJM_ROR_2_MISO_WUMS | PJM_ROR | MISO_WUMS | Internal | Shoulder | B11 | 25 | 1467 | 0 | 83.07 | 81.09 | 2 | 0
2035 | PJM_ROR_2_MISO_WUMS | PJM_ROR | MISO_WUMS | Internal | Shoulder | B12 | 200 | 1467 | 0 | 75.31 | 75.3 | 2 | 0
2035 | PJM_ROR_2_MISO_WUMS | PJM_ROR | MISO_WUMS | Internal | Shoulder | B13 | 600 | 1467 | 0 | 73.45 | 75.3 | 2 | 0
2035 | PJM_ROR_2_MISO_WUMS | PJM_ROR | MISO_WUMS | Internal | Shoulder | B14 | 900 | 1467 | 0 | 72.07 | 70.07 | 2 | 0
2035 | PJM_ROR_2_MISO_WUMS | PJM_ROR | MISO_WUMS | Internal | Shoulder | B15 | 1203 | 1467 | 0 | 52.28 | 50.28 | 2 | 0
2035 | PJM_ROR_2_MISO_WUMS | PJM_ROR | MISO_WUMS | Internal | Summer | B1 | 10 | 1467 | 0 | 124.01 | 116.85 | 2 | 0
2035 | PJM_ROR_2_MISO_WUMS | PJM_ROR | MISO_WUMS | Internal | Summer | B2 | 25 | 1467 | 0 | 121.01 | 116.85 | 2 | 0
2035 | PJM_ROR_2_MISO_WUMS | PJM_ROR | MISO_WUMS | Internal | Summer | B3 | 75 | 1467 | 0 | 118.98 | 116.85 | 2 | 0
2035 | PJM_ROR_2_MISO_WUMS | PJM_ROR | MISO_WUMS | Internal | Summer | B4 | 100 | 1467 | 0 | 116.75 | 116.05 | 2 | 0
2035 | PJM_ROR_2_MISO_WUMS | PJM_ROR | MISO_WUMS | Internal | Summer | B5 | 200 | 1467 | 0 | 111.81 | 109.82 | 2 | 0
2035 | PJM_ROR_2_MISO_WUMS | PJM_ROR | MISO_WUMS | Internal | Summer | B6 | 300 | 1467 | 0 | 83.28 | 81.29 | 2 | 0
2035 | PJM_ROR_2_MISO_WUMS | PJM_ROR | MISO_WUMS | Internal | Summer | B7 | 400 | 1467 | 0 | 76.02 | 74.04 | 2 | 0
2035 | PJM_ROR_2_MISO_WUMS | PJM_ROR | MISO_WUMS | Internal | Summer | B8 | 500 | 1467 | 0 | 70.77 | 68.78 | 2 | 0
2035 | PJM_ROR_2_MISO_WUMS | PJM_ROR | MISO_WUMS | Internal | Summer | B9 | 800 | 1467 | 0 | 56.37 | 54.37 | 2 | 0
2035 | PJM_ROR_2_MISO_WUMS | PJM_ROR | MISO_WUMS | Internal | Summer | B10 | 1262 | 1467 | 37.19 | 45 | 47 | 2 | 0
2035 | PJM_ROR_2_MISO_WUMS | PJM_ROR | MISO_WUMS | Internal | Winter | B16 | 25 | 1467 | 0 | 85.53 | 83.53 | 2 | 0
2035 | PJM_ROR_2_MISO_WUMS | PJM_ROR | MISO_WUMS | Internal | Winter | B17 | 100 | 1467 | 0 | 80.78 | 78.78 | 2 | 0
2035 | PJM_ROR_2_MISO_WUMS | PJM_ROR | MISO_WUMS | Internal | Winter | B18 | 400 | 1467 | 341.51 | 75.49 | 77.49 | 2 | 0
2035 | PJM_ROR_2_MISO_WUMS | PJM_ROR | MISO_WUMS | Internal | Winter | B19 | 700 | 1467 | 0 | 72.8 | 70.81 | 2 | 0
2035 | PJM_ROR_2_MISO_WUMS | PJM_ROR | MISO_WUMS | Internal | Winter | B20 | 935 | 1467 | 0 | 51.37 | 49.79 | 2 | 0
2035 | PJM_ROR_2_PJM_ROM | PJM_ROR | PJM_ROM | Internal | Shoulder | B11 | 25 | 8000 | 621.05 | 83.07 | 83.09 | 0.01 | 0
2035 | PJM_ROR_2_PJM_ROM | PJM_ROR | PJM_ROM | Internal | Shoulder | B12 | 200 | 8000 | 5311.41 | 75.31 | 75.32 | 0.01 | 0
2035 | PJM_ROR_2_PJM_ROM | PJM_ROR | PJM_ROM | Internal | Shoulder | B13 | 600 | 8000 | 6667.34 | 73.45 | 73.47 | 0.01 | 0
2035 | PJM_ROR_2_PJM_ROM | PJM_ROR | PJM_ROM | Internal | Shoulder | B14 | 900 | 8000 | 8000 | 72.07 | 72.89 | 0.01 | 0.81
2035 | PJM_ROR_2_PJM_ROM | PJM_ROR | PJM_ROM | Internal | Shoulder | B15 | 1203 | 8000 | 8000 | 52.28 | 64.09 | 0.01 | 11.8
2035 | PJM_ROR_2_PJM_ROM | PJM_ROR | PJM_ROM | Internal | Summer | B1 | 10 | 8000 | 8000 | 124.01 | 162.42 | 0.01 | 38.39
2035 | PJM_ROR_2_PJM_ROM | PJM_ROR | PJM_ROM | Internal | Summer | B2 | 25 | 8000 | 7600.38 | 121.01 | 121.02 | 0.01 | 0
2035 | PJM_ROR_2_PJM_ROM | PJM_ROR | PJM_ROM | Internal | Summer | B3 | 75 | 8000 | 1149.87 | 118.98 | 118.99 | 0.01 | 0
2035 | PJM_ROR_2_PJM_ROM | PJM_ROR | PJM_ROM | Internal | Summer | B4 | 100 | 8000 | 0 | 116.75 | 116.74 | 0.01 | 0
2035 | PJM_ROR_2_PJM_ROM | PJM_ROR | PJM_ROM | Internal | Summer | B5 | 200 | 8000 | 1543.15 | 111.81 | 111.82 | 0.01 | 0
2035 | PJM_ROR_2_PJM_ROM | PJM_ROR | PJM_ROM | Internal | Summer | B6 | 300 | 8000 | 3301.86 | 83.28 | 83.29 | 0.01 | 0
2035 | PJM_ROR_2_PJM_ROM | PJM_ROR | PJM_ROM | Internal | Summer | B7 | 400 | 8000 | 2309.91 | 76.02 | 76.04 | 0.01 | 0
2035 | PJM_ROR_2_PJM_ROM | PJM_ROR | PJM_ROM | Internal | Summer | B8 | 500 | 8000 | 3882.86 | 70.77 | 70.78 | 0.01 | 0
2035 | PJM_ROR_2_PJM_ROM | PJM_ROR | PJM_ROM | Internal | Summer | B9 | 800 | 8000 | 8000 | 56.37 | 64.56 | 0.01 | 8.17
2035 | PJM_ROR_2_PJM_ROM | PJM_ROR | PJM_ROM | Internal | Summer | B10 | 1262 | 8000 | 8000 | 45 | 60.76 | 0.01 | 15.75
2035 | PJM_ROR_2_PJM_ROM | PJM_ROR | PJM_ROM | Internal | Winter | B16 | 25 | 8000 | 4406.37 | 85.53 | 85.54 | 0.01 | 0
2035 | PJM_ROR_2_PJM_ROM | PJM_ROR | PJM_ROM | Internal | Winter | B17 | 100 | 8000 | 6639.44 | 80.78 | 80.8 | 0.01 | 0
2035 | PJM_ROR_2_PJM_ROM | PJM_ROR | PJM_ROM | Internal | Winter | B18 | 400 | 8000 | 8000 | 75.49 | 78.74 | 0.01 | 3.24
2035 | PJM_ROR_2_PJM_ROM | PJM_ROR | PJM_ROM | Internal | Winter | B19 | 700 | 8000 | 8000 | 72.8 | 72.82 | 0.01 | 0
2035 | PJM_ROR_2_PJM_ROM | PJM_ROR | PJM_ROM | Internal | Winter | B20 | 935 | 8000 | 8000 | 51.37 | 61.76 | 0.01 | 10.38
2035 | PJM_ROR_2_TVA_Transmission | PJM_ROR | TVA_Transmission | Internal | Shoulder | B11 | 25 | 2500 | 0 | 83.07 | 84.9 | 6 | 0
2035 | PJM_ROR_2_TVA_Transmission | PJM_ROR | TVA_Transmission | Internal | Shoulder | B12 | 200 | 2500 | 0 | 75.31 | 77.49 | 6 | 0
2035 | PJM_ROR_2_TVA_Transmission | PJM_ROR | TVA_Transmission | Internal | Shoulder | B13 | 600 | 2500 | 0 | 73.45 | 65.78 | 6 | 0
2035 | PJM_ROR_2_TVA_Transmission | PJM_ROR | TVA_Transmission | Internal | Shoulder | B14 | 900 | 2500 | 0 | 72.07 | 65.78 | 6 | 0
2035 | PJM_ROR_2_TVA_Transmission | PJM_ROR | TVA_Transmission | Internal | Shoulder | B15 | 1203 | 2500 | 0 | 52.28 | 53.54 | 6 | 0
2035 | PJM_ROR_2_TVA_Transmission | PJM_ROR | TVA_Transmission | Internal | Summer | B1 | 10 | 2500 | 1596.13 | 124.01 | 130.01 | 6 | 0
2035 | PJM_ROR_2_TVA_Transmission | PJM_ROR | TVA_Transmission | Internal | Summer | B2 | 25 | 2500 | 844.57 | 121.01 | 127.01 | 6 | 0
2035 | PJM_ROR_2_TVA_Transmission | PJM_ROR | TVA_Transmission | Internal | Summer | B3 | 75 | 2500 | 628.61 | 118.98 | 124.98 | 6 | 0
2035 | PJM_ROR_2_TVA_Transmission | PJM_ROR | TVA_Transmission | Internal | Summer | B4 | 100 | 2500 | 738.74 | 116.75 | 122.75 | 6 | 0
2035 | PJM_ROR_2_TVA_Transmission | PJM_ROR | TVA_Transmission | Internal | Summer | B5 | 200 | 2500 | 0 | 111.81 | 112.61 | 6 | 0
2035 | PJM_ROR_2_TVA_Transmission | PJM_ROR | TVA_Transmission | Internal | Summer | B6 | 300 | 2500 | 0 | 83.28 | 84.37 | 6 | 0
2035 | PJM_ROR_2_TVA_Transmission | PJM_ROR | TVA_Transmission | Internal | Summer | B7 | 400 | 2500 | 0 | 76.02 | 73.63 | 6 | 0
2035 | PJM_ROR_2_TVA_Transmission | PJM_ROR | TVA_Transmission | Internal | Summer | B8 | 500 | 2500 | 0 | 70.77 | 71.28 | 6 | 0
2035 | PJM_ROR_2_TVA_Transmission | PJM_ROR | TVA_Transmission | Internal | Summer | B9 | 800 | 2500 | 173.16 | 56.37 | 62.37 | 6 | 0
2035 | PJM_ROR_2_TVA_Transmission | PJM_ROR | TVA_Transmission | Internal | Summer | B10 | 1262 | 2500 | 602.73 | 45 | 51 | 6 | 0
2035 | PJM_ROR_2_TVA_Transmission | PJM_ROR | TVA_Transmission | Internal | Winter | B16 | 25 | 2500 | 0 | 85.53 | 86.68 | 6 | 0
2035 | PJM_ROR_2_TVA_Transmission | PJM_ROR | TVA_Transmission | Internal | Winter | B17 | 100 | 2500 | 0 | 80.78 | 75.04 | 6 | 0
2035 | PJM_ROR_2_TVA_Transmission | PJM_ROR | TVA_Transmission | Internal | Winter | B18 | 400 | 2500 | 0 | 75.49 | 67.82 | 6 | 0
2035 | PJM_ROR_2_TVA_Transmission | PJM_ROR | TVA_Transmission | Internal | Winter | B19 | 700 | 2500 | 0 | 72.8 | 65.37 | 6 | 0
2035 | PJM_ROR_2_TVA_Transmission | PJM_ROR | TVA_Transmission | Internal | Winter | B20 | 935 | 2500 | 0 | 51.37 | 53.59 | 6 | 0
2035 | PJM_ROR_2_VACAR | PJM_ROR | VACAR | Internal | Shoulder | B11 | 25 | 3865 | 1806.82 | 83.07 | 89.07 | 6 | 0
2035 | PJM_ROR_2_VACAR | PJM_ROR | VACAR | Internal | Shoulder | B12 | 200 | 3865 | 2077.8 | 75.31 | 81.31 | 6 | 0
2035 | PJM_ROR_2_VACAR | PJM_ROR | VACAR | Internal | Shoulder | B13 | 600 | 3865 | 1068.23 | 73.45 | 79.45 | 6 | 0
2035 | PJM_ROR_2_VACAR | PJM_ROR | VACAR | Internal | Shoulder | B14 | 900 | 3865 | 0 | 72.07 | 77.36 | 6 | 0
2035 | PJM_ROR_2_VACAR | PJM_ROR | VACAR | Internal | Shoulder | B15 | 1203 | 3865 | 3865 | 52.28 | 58.42 | 6 | 0.14
2035 | PJM_ROR_2_VACAR | PJM_ROR | VACAR | Internal | Summer | B1 | 10 | 3865 | 3865 | 124.01 | 130.86 | 6 | 0.85
2035 | PJM_ROR_2_VACAR | PJM_ROR | VACAR | Internal | Summer | B2 | 25 | 3865 | 3865 | 121.01 | 130.86 | 6 | 3.86
2035 | PJM_ROR_2_VACAR | PJM_ROR | VACAR | Internal | Summer | B3 | 75 | 3865 | 3865 | 118.98 | 130.86 | 6 | 5.88
2035 | PJM_ROR_2_VACAR | PJM_ROR | VACAR | Internal | Summer | B4 | 100 | 3865 | 3865 | 116.75 | 126.98 | 6 | 4.24
2035 | PJM_ROR_2_VACAR | PJM_ROR | VACAR | Internal | Summer | B5 | 200 | 3865 | 3535.2 | 111.81 | 117.81 | 6 | 0
2035 | PJM_ROR_2_VACAR | PJM_ROR | VACAR | Internal | Summer | B6 | 300 | 3865 | 1117.96 | 83.28 | 89.28 | 6 | 0
2035 | PJM_ROR_2_VACAR | PJM_ROR | VACAR | Internal | Summer | B7 | 400 | 3865 | 838.82 | 76.02 | 82.02 | 6 | 0
2035 | PJM_ROR_2_VACAR | PJM_ROR | VACAR | Internal | Summer | B8 | 500 | 3865 | 1139.49 | 70.77 | 76.77 | 6 | 0
2035 | PJM_ROR_2_VACAR | PJM_ROR | VACAR | Internal | Summer | B9 | 800 | 3865 | 3865 | 56.37 | 64.93 | 6 | 2.55
2035 | PJM_ROR_2_VACAR | PJM_ROR | VACAR | Internal | Summer | B10 | 1262 | 3865 | 3865 | 45 | 54.91 | 6 | 3.91
2035 | PJM_ROR_2_VACAR | PJM_ROR | VACAR | Internal | Winter | B16 | 25 | 3865 | 3865 | 85.53 | 97.12 | 6 | 5.59
2035 | PJM_ROR_2_VACAR | PJM_ROR | VACAR | Internal | Winter | B17 | 100 | 3865 | 2236.36 | 80.78 | 86.78 | 6 | 0
2035 | PJM_ROR_2_VACAR | PJM_ROR | VACAR | Internal | Winter | B18 | 400 | 3865 | 0 | 75.49 | 80.27 | 6 | 0
2035 | PJM_ROR_2_VACAR | PJM_ROR | VACAR | Internal | Winter | B19 | 700 | 3865 | 2091.18 | 72.8 | 78.8 | 6 | 0
2035 | PJM_ROR_2_VACAR | PJM_ROR | VACAR | Internal | Winter | B20 | 935 | 3865 | 2168.97 | 51.37 | 57.37 | 6 | 0
2035 | PJM_ROM_2_NYISO_A-F | PJM_ROM | NYISO_A-F | Internal | Shoulder | B11 | 25 | 2000 | 0 | 83.09 | 75.06 | 6 | 0
2035 | PJM_ROM_2_NYISO_A-F | PJM_ROM | NYISO_A-F | Internal | Shoulder | B12 | 200 | 2000 | 0 | 75.32 | 71.75 | 6 | 0
2035 | PJM_ROM_2_NYISO_A-F | PJM_ROM | NYISO_A-F | Internal | Shoulder | B13 | 600 | 2000 | 0 | 73.47 | 71.68 | 6 | 0
2035 | PJM_ROM_2_NYISO_A-F | PJM_ROM | NYISO_A-F | Internal | Shoulder | B14 | 900 | 2000 | 0 | 72.89 | 70.08 | 6 | 0
2035 | PJM_ROM_2_NYISO_A-F | PJM_ROM | NYISO_A-F | Internal | Shoulder | B15 | 1203 | 2000 | 0 | 64.09 | 70.08 | 6 | 0
2035 | PJM_ROM_2_NYISO_A-F | PJM_ROM | NYISO_A-F | Internal | Summer | B1 | 10 | 2000 | 0 | 162.42 | 108.98 | 6 | 0
2035 | PJM_ROM_2_NYISO_A-F | PJM_ROM | NYISO_A-F | Internal | Summer | B2 | 25 | 2000 | 0 | 121.02 | 105.61 | 6 | 0
2035 | PJM_ROM_2_NYISO_A-F | PJM_ROM | NYISO_A-F | Internal | Summer | B3 | 75 | 2000 | 0 | 118.99 | 91.39 | 6 | 0
2035 | PJM_ROM_2_NYISO_A-F | PJM_ROM | NYISO_A-F | Internal | Summer | B4 | 100 | 2000 | 0 | 116.74 | 83.37 | 6 | 0
2035 | PJM_ROM_2_NYISO_A-F | PJM_ROM | NYISO_A-F | Internal | Summer | B5 | 200 | 2000 | 0 | 111.82 | 83.37 | 6 | 0
2035 | PJM_ROM_2_NYISO_A-F | PJM_ROM | NYISO_A-F | Internal | Summer | B6 | 300 | 2000 | 0 | 83.29 | 75.29 | 6 | 0
2035 | PJM_ROM_2_NYISO_A-F | PJM_ROM | NYISO_A-F | Internal | Summer | B7 | 400 | 2000 | 0 | 76.04 | 72.19 | 6 | 0
2035 | PJM_ROM_2_NYISO_A-F | PJM_ROM | NYISO_A-F | Internal | Summer | B8 | 500 | 2000 | 0 | 70.78 | 68.81 | 6 | 0
2035 | PJM_ROM_2_NYISO_A-F | PJM_ROM | NYISO_A-F | Internal | Summer | B9 | 800 | 2000 | 0 | 64.56 | 66.76 | 6 | 0
2035 | PJM_ROM_2_NYISO_A-F | PJM_ROM | NYISO_A-F | Internal | Summer | B10 | 1262 | 2000 | 1678.98 | 60.76 | 66.76 | 6 | 0
2035 | PJM_ROM_2_NYISO_A-F | PJM_ROM | NYISO_A-F | Internal | Winter | B16 | 25 | 2000 | 0 | 85.54 | 77.54 | 6 | 0
2035 | PJM_ROM_2_NYISO_A-F | PJM_ROM | NYISO_A-F | Internal | Winter | B17 | 100 | 2000 | 0 | 80.8 | 76.18 | 6 | 0
2035 | PJM_ROM_2_NYISO_A-F | PJM_ROM | NYISO_A-F | Internal | Winter | B18 | 400 | 2000 | 0 | 78.74 | 73.49 | 6 | 0
2035 | PJM_ROM_2_NYISO_A-F | PJM_ROM | NYISO_A-F | Internal | Winter | B19 | 700 | 2000 | 0 | 72.82 | 70.8 | 6 | 0
2035 | PJM_ROM_2_NYISO_A-F | PJM_ROM | NYISO_A-F | Internal | Winter | B20 | 935 | 2000 | 2000 | 61.76 | 70.8 | 6 | 3.04
2035 | PJM_ROM_2_PJM_E | PJM_ROM | PJM_E | Internal | Shoulder | B11 | 25 | 8000 | 0 | 83.09 | 83.07 | 0.01 | 0
2035 | PJM_ROM_2_PJM_E | PJM_ROM | PJM_E | Internal | Shoulder | B12 | 200 | 8000 | 2533.06 | 75.32 | 75.33 | 0.01 | 0
2035 | PJM_ROM_2_PJM_E | PJM_ROM | PJM_E | Internal | Shoulder | B13 | 600 | 8000 | 5108.64 | 73.47 | 73.48 | 0.01 | 0
2035 | PJM_ROM_2_PJM_E | PJM_ROM | PJM_E | Internal | Shoulder | B14 | 900 | 8000 | 4572.6 | 72.89 | 72.9 | 0.01 | 0
2035 | PJM_ROM_2_PJM_E | PJM_ROM | PJM_E | Internal | Shoulder | B15 | 1203 | 8000 | 5771.85 | 64.09 | 64.1 | 0.01 | 0
2035 | PJM_ROM_2_PJM_E | PJM_ROM | PJM_E | Internal | Summer | B1 | 10 | 8000 | 5839.86 | 162.42 | 162.43 | 0.01 | 0
2035 | PJM_ROM_2_PJM_E | PJM_ROM | PJM_E | Internal | Summer | B2 | 25 | 8000 | 5701.43 | 121.02 | 121.03 | 0.01 | 0
2035 | PJM_ROM_2_PJM_E | PJM_ROM | PJM_E | Internal | Summer | B3 | 75 | 8000 | 1056.87 | 118.99 | 119.01 | 0.01 | 0
2035 | PJM_ROM_2_PJM_E | PJM_ROM | PJM_E | Internal | Summer | B4 | 100 | 8000 | 0 | 116.74 | 116.73 | 0.01 | 0
2035 | PJM_ROM_2_PJM_E | PJM_ROM | PJM_E | Internal | Summer | B5 | 200 | 8000 | 1983.32 | 111.82 | 111.84 | 0.01 | 0
2035 | PJM_ROM_2_PJM_E | PJM_ROM | PJM_E | Internal | Summer | B6 | 300 | 8000 | 3063.04 | 83.29 | 83.3 | 0.01 | 0
2035 | PJM_ROM_2_PJM_E | PJM_ROM | PJM_E | Internal | Summer | B7 | 400 | 8000 | 1267.05 | 76.04 | 76.05 | 0.01 | 0
2035 | PJM_ROM_2_PJM_E | PJM_ROM | PJM_E | Internal | Summer | B8 | 500 | 8000 | 3532.62 | 70.78 | 70.79 | 0.01 | 0
2035 | PJM_ROM_2_PJM_E | PJM_ROM | PJM_E | Internal | Summer | B9 | 800 | 8000 | 7019.02 | 64.56 | 64.57 | 0.01 | 0
2035 | PJM_ROM_2_PJM_E | PJM_ROM | PJM_E | Internal | Summer | B10 | 1262 | 8000 | 6466.8 | 60.76 | 60.77 | 0.01 | 0
2035 | PJM_ROM_2_PJM_E | PJM_ROM | PJM_E | Internal | Winter | B16 | 25 | 8000 | 3941.84 | 85.54 | 85.56 | 0.01 | 0
2035 | PJM_ROM_2_PJM_E | PJM_ROM | PJM_E | Internal | Winter | B17 | 100 | 8000 | 5283.75 | 80.8 | 80.81 | 0.01 | 0
2035 | PJM_ROM_2_PJM_E | PJM_ROM | PJM_E | Internal | Winter | B18 | 400 | 8000 | 6916.23 | 78.74 | 78.76 | 0.01 | 0
2035 | PJM_ROM_2_PJM_E | PJM_ROM | PJM_E | Internal | Winter | B19 | 700 | 8000 | 6791.14 | 72.82 | 72.83 | 0.01 | 0
2035 | PJM_ROM_2_PJM_E | PJM_ROM | PJM_E | Internal | Winter | B20 | 935 | 8000 | 6208.78 | 61.76 | 61.78 | 0.01 | 0
2035 | PJM_ROM_2_PJM_ROR | PJM_ROM | PJM_ROR | Internal | Shoulder | B11 | 25 | 8000 | 0 | 83.09 | 83.07 | 0.01 | 0
2035 | PJM_ROM_2_PJM_ROR | PJM_ROM | PJM_ROR | Internal | Shoulder | B12 | 200 | 8000 | 0 | 75.32 | 75.31 | 0.01 | 0
2035 | PJM_ROM_2_PJM_ROR | PJM_ROM | PJM_ROR | Internal | Shoulder | B13 | 600 | 8000 | 0 | 73.47 | 73.45 | 0.01 | 0
2035 | PJM_ROM_2_PJM_ROR | PJM_ROM | PJM_ROR | Internal | Shoulder | B14 | 900 | 8000 | 0 | 72.89 | 72.07 | 0.01 | 0
2035 | PJM_ROM_2_PJM_ROR | PJM_ROM | PJM_ROR | Internal | Shoulder | B15 | 1203 | 8000 | 0 | 64.09 | 52.28 | 0.01 | 0
2035 | PJM_ROM_2_PJM_ROR | PJM_ROM | PJM_ROR | Internal | Summer | B1 | 10 | 8000 | 0 | 162.42 | 124.01 | 0.01 | 0
2035 | PJM_ROM_2_PJM_ROR | PJM_ROM | PJM_ROR | Internal | Summer | B2 | 25 | 8000 | 0 | 121.02 | 121.01 | 0.01 | 0
2035 | PJM_ROM_2_PJM_ROR | PJM_ROM | PJM_ROR | Internal | Summer | B3 | 75 | 8000 | 0 | 118.99 | 118.98 | 0.01 | 0
2035 | PJM_ROM_2_PJM_ROR | PJM_ROM | PJM_ROR | Internal | Summer | B4 | 100 | 8000 | 727.66 | 116.74 | 116.75 | 0.01 | 0
2035 | PJM_ROM_2_PJM_ROR | PJM_ROM | PJM_ROR | Internal | Summer | B5 | 200 | 8000 | 0 | 111.82 | 111.81 | 0.01 | 0
2035 | PJM_ROM_2_PJM_ROR | PJM_ROM | PJM_ROR | Internal | Summer | B6 | 300 | 8000 | 0 | 83.29 | 83.28 | 0.01 | 0
2035 | PJM_ROM_2_PJM_ROR | PJM_ROM | PJM_ROR | Internal | Summer | B7 | 400 | 8000 | 0 | 76.04 | 76.02 | 0.01 | 0
2035 | PJM_ROM_2_PJM_ROR | PJM_ROM | PJM_ROR | Internal | Summer | B8 | 500 | 8000 | 0 | 70.78 | 70.77 | 0.01 | 0
2035 | PJM_ROM_2_PJM_ROR | PJM_ROM | PJM_ROR | Internal | Summer | B9 | 800 | 8000 | 0 | 64.56 | 56.37 | 0.01 | 0
2035 | PJM_ROM_2_PJM_ROR | PJM_ROM | PJM_ROR | Internal | Summer | B10 | 1262 | 8000 | 0 | 60.76 | 45 | 0.01 | 0
2035 | PJM_ROM_2_PJM_ROR | PJM_ROM | PJM_ROR | Internal | Winter | B16 | 25 | 8000 | 0 | 85.54 | 85.53 | 0.01 | 0
2035 | PJM_ROM_2_PJM_ROR | PJM_ROM | PJM_ROR | Internal | Winter | B17 | 100 | 8000 | 0 | 80.8 | 80.78 | 0.01 | 0
2035 | PJM_ROM_2_PJM_ROR | PJM_ROM | PJM_ROR | Internal | Winter | B18 | 400 | 8000 | 0 | 78.74 | 75.49 | 0.01 | 0
2035 | PJM_ROM_2_PJM_ROR | PJM_ROM | PJM_ROR | Internal | Winter | B19 | 700 | 8000 | 0 | 72.82 | 72.8 | 0.01 | 0
2035 | PJM_ROM_2_PJM_ROR | PJM_ROM | PJM_ROR | Internal | Winter | B20 | 935 | 8000 | 0 | 61.76 | 51.37 | 0.01 | 0
2035 | SOCO_2_FRCC | SOCO | FRCC | Internal | Shoulder | B11 | 25 | 3700 | 1659.63 | 84.73 | 94.73 | 10 | 0
2035 | SOCO_2_FRCC | SOCO | FRCC | Internal | Shoulder | B12 | 200 | 3700 | 0 | 80.56 | 85.77 | 10 | 0
2035 | SOCO_2_FRCC | SOCO | FRCC | Internal | Shoulder | B13 | 600 | 3700 | 3700 | 74.79 | 85.77 | 10 | 0.98
2035 | SOCO_2_FRCC | SOCO | FRCC | Internal | Shoulder | B14 | 900 | 3700 | 3700 | 74.79 | 85.77 | 10 | 0.98
2035 | SOCO_2_FRCC | SOCO | FRCC | Internal | Shoulder | B15 | 1203 | 3700 | 3700 | 65.42 | 77.95 | 10 | 2.52
2035 | SOCO_2_FRCC | SOCO | FRCC | Internal | Summer | B1 | 10 | 3700 | 681.79 | 130.47 | 140.47 | 10 | 0
2035 | SOCO_2_FRCC | SOCO | FRCC | Internal | Summer | B2 | 25 | 3700 | 0 | 130.47 | 137.35 | 10 | 0
2035 | SOCO_2_FRCC | SOCO | FRCC | Internal | Summer | B3 | 75 | 3700 | 0 | 130.47 | 137.35 | 10 | 0
2035 | SOCO_2_FRCC | SOCO | FRCC | Internal | Summer | B4 | 100 | 3700 | 982.92 | 127.35 | 137.35 | 10 | 0
2035 | SOCO_2_FRCC | SOCO | FRCC | Internal | Summer | B5 | 200 | 3700 | 0 | 107.81 | 117.13 | 10 | 0
2035 | SOCO_2_FRCC | SOCO | FRCC | Internal | Summer | B6 | 300 | 3700 | 0 | 79.28 | 88.44 | 10 | 0
2035 | SOCO_2_FRCC | SOCO | FRCC | Internal | Summer | B7 | 400 | 3700 | 0 | 79.03 | 84.74 | 10 | 0
2035 | SOCO_2_FRCC | SOCO | FRCC | Internal | Summer | B8 | 500 | 3700 | 0 | 79.03 | 84.74 | 10 | 0
2035 | SOCO_2_FRCC | SOCO | FRCC | Internal | Summer | B9 | 800 | 3700 | 3700 | 71.93 | 84.74 | 10 | 2.81
2035 | SOCO_2_FRCC | SOCO | FRCC | Internal | Summer | B10 | 1262 | 3700 | 3700 | 60 | 73.04 | 10 | 3.05
2035 | SOCO_2_FRCC | SOCO | FRCC | Internal | Winter | B16 | 25 | 3700 | 0 | 87.12 | 94.97 | 10 | 0
2035 | SOCO_2_FRCC | SOCO | FRCC | Internal | Winter | B17 | 100 | 3700 | 0 | 84.04 | 88.68 | 10 | 0
2035 | SOCO_2_FRCC | SOCO | FRCC | Internal | Winter | B18 | 400 | 3700 | 3700 | 76.83 | 88.68 | 10 | 1.85
2035 | SOCO_2_FRCC | SOCO | FRCC | Internal | Winter | B19 | 700 | 3700 | 3700 | 76.41 | 88.68 | 10 | 2.28
2035 | SOCO_2_FRCC | SOCO | FRCC | Internal | Winter | B20 | 935 | 3700 | 3700 | 63.61 | 74.54 | 10 | 0.93
2035 | SOCO_2_VACAR | SOCO | VACAR | Internal | Shoulder | B11 | 25 | 2000 | 0 | 84.73 | 89.07 | 10 | 0
2035 | SOCO_2_VACAR | SOCO | VACAR | Internal | Shoulder | B12 | 200 | 2000 | 0 | 80.56 | 81.31 | 10 | 0
2035 | SOCO_2_VACAR | SOCO | VACAR | Internal | Shoulder | B13 | 600 | 2000 | 0 | 74.79 | 79.45 | 10 | 0
2035 | SOCO_2_VACAR | SOCO | VACAR | Internal | Shoulder | B14 | 900 | 2000 | 0 | 74.79 | 77.36 | 10 | 0
2035 | SOCO_2_VACAR | SOCO | VACAR | Internal | Shoulder | B15 | 1203 | 2000 | 0 | 65.42 | 58.42 | 10 | 0
2035 | SOCO_2_VACAR | SOCO | VACAR | Internal | Summer | B1 | 10 | 2000 | 0 | 130.47 | 130.86 | 10 | 0
2035 | SOCO_2_VACAR | SOCO | VACAR | Internal | Summer | B2 | 25 | 2000 | 0 | 130.47 | 130.86 | 10 | 0
2035 | SOCO_2_VACAR | SOCO | VACAR | Internal | Summer | B3 | 75 | 2000 | 0 | 130.47 | 130.86 | 10 | 0
2035 | SOCO_2_VACAR | SOCO | VACAR | Internal | Summer | B4 | 100 | 2000 | 0 | 127.35 | 126.98 | 10 | 0
2035 | SOCO_2_VACAR | SOCO | VACAR | Internal | Summer | B5 | 200 | 2000 | 488.46 | 107.81 | 117.81 | 10 | 0
2035 | SOCO_2_VACAR | SOCO | VACAR | Internal | Summer | B6 | 300 | 2000 | 326.41 | 79.28 | 89.28 | 10 | 0
2035 | SOCO_2_VACAR | SOCO | VACAR | Internal | Summer | B7 | 400 | 2000 | 0 | 79.03 | 82.02 | 10 | 0
2035 | SOCO_2_VACAR | SOCO | VACAR | Internal | Summer | B8 | 500 | 2000 | 0 | 79.03 | 76.77 | 10 | 0
2035 | SOCO_2_VACAR | SOCO | VACAR | Internal | Summer | B9 | 800 | 2000 | 0 | 71.93 | 64.93 | 10 | 0
2035 | SOCO_2_VACAR | SOCO | VACAR | Internal | Summer | B10 | 1262 | 2000 | 0 | 60 | 54.91 | 10 | 0
2035 | SOCO_2_VACAR | SOCO | VACAR | Internal | Winter | B16 | 25 | 2000 | 740.35 | 87.12 | 97.12 | 10 | 0
2035 | SOCO_2_VACAR | SOCO | VACAR | Internal | Winter | B17 | 100 | 2000 | 0 | 84.04 | 86.78 | 10 | 0
2035 | SOCO_2_VACAR | SOCO | VACAR | Internal | Winter | B18 | 400 | 2000 | 0 | 76.83 | 80.27 | 10 | 0
2035 | SOCO_2_VACAR | SOCO | VACAR | Internal | Winter | B19 | 700 | 2000 | 0 | 76.41 | 78.8 | 10 | 0
2035 | SOCO_2_VACAR | SOCO | VACAR | Internal | Winter | B20 | 935 | 2000 | 0 | 63.61 | 57.37 | 10 | 0
2035 | SPP_N_2_ENT | SPP_N | ENT | Internal | Shoulder | B11 | 25 | 9240 | 6656.37 | 76.09 | 81.09 | 5 | 0
2035 | SPP_N_2_ENT | SPP_N | ENT | Internal | Shoulder | B12 | 200 | 9240 | 7666.84 | 67.56 | 72.56 | 5 | 0
2035 | SPP_N_2_ENT | SPP_N | ENT | Internal | Shoulder | B13 | 600 | 9240 | 9203.79 | 52.78 | 57.78 | 5 | 0
2035 | SPP_N_2_ENT | SPP_N | ENT | Internal | Shoulder | B14 | 900 | 9240 | 9240 | 35.85 | 50.23 | 5 | 9.38
2035 | SPP_N_2_ENT | SPP_N | ENT | Internal | Shoulder | B15 | 1203 | 9240 | 9240 | 30.94 | 41.51 | 5 | 5.56
2035 | SPP_N_2_ENT | SPP_N | ENT | Internal | Summer | B1 | 10 | 9240 | 1031.99 | 117 | 122 | 5 | 0
2035 | SPP_N_2_ENT | SPP_N | ENT | Internal | Summer | B2 | 25 | 9240 | 695.02 | 114.01 | 119.01 | 5 | 0
2035 | SPP_N_2_ENT | SPP_N | ENT | Internal | Summer | B3 | 75 | 9240 | 0 | 111.99 | 116.98 | 5 | 0
2035 | SPP_N_2_ENT | SPP_N | ENT | Internal | Summer | B4 | 100 | 9240 | 0 | 111.05 | 116.04 | 5 | 0
2035 | SPP_N_2_ENT | SPP_N | ENT | Internal | Summer | B5 | 200 | 9240 | 0 | 104.82 | 109.81 | 5 | 0
2035 | SPP_N_2_ENT | SPP_N | ENT | Internal | Summer | B6 | 300 | 9240 | 2090.07 | 76.29 | 81.29 | 5 | 0
2035 | SPP_N_2_ENT | SPP_N | ENT | Internal | Summer | B7 | 400 | 9240 | 9240 | 71.61 | 76.62 | 5 | 0.01
2035 | SPP_N_2_ENT | SPP_N | ENT | Internal | Summer | B8 | 500 | 9240 | 9240 | 66.02 | 71.03 | 5 | 0.01
2035 | SPP_N_2_ENT | SPP_N | ENT | Internal | Summer | B9 | 800 | 9240 | 9240 | 49.37 | 54.39 | 5 | 0.01
2035 | SPP_N_2_ENT | SPP_N | ENT | Internal | Summer | B10 | 1262 | 9240 | 9240 | 38 | 43.01 | 5 | 0.01
2035 | SPP_N_2_ENT | SPP_N | ENT | Internal | Winter | B16 | 25 | 9240 | 9240 | 40.38 | 79.12 | 5 | 33.74
2035 | SPP_N_2_ENT | SPP_N | ENT | Internal | Winter | B17 | 100 | 9240 | 9240 | 38.21 | 67.04 | 5 | 23.83
2035 | SPP_N_2_ENT | SPP_N | ENT | Internal | Winter | B18 | 400 | 9240 | 9240 | 48.44 | 59.82 | 5 | 6.37
2035 | SPP_N_2_ENT | SPP_N | ENT | Internal | Winter | B19 | 700 | 9240 | 9240 | 46.69 | 51.7 | 5 | 0.01
2035 | SPP_N_2_ENT | SPP_N | ENT | Internal | Winter | B20 | 935 | 9240 | 9240 | 33.13 | 41.88 | 5 | 3.75
2035 | SPP_N_2_MISO_MO-IL | SPP_N | MISO_MO-IL | Internal | Shoulder | B11 | 25 | 2263 | 1204.54 | 76.09 | 81.09 | 5 | 0
2035 | SPP_N_2_MISO_MO-IL | SPP_N | MISO_MO-IL | Internal | Shoulder | B12 | 200 | 2263 | 1660.67 | 67.56 | 72.56 | 5 | 0
2035 | SPP_N_2_MISO_MO-IL | SPP_N | MISO_MO-IL | Internal | Shoulder | B13 | 600 | 2263 | 2250.56 | 52.78 | 57.78 | 5 | 0
2035 | SPP_N_2_MISO_MO-IL | SPP_N | MISO_MO-IL | Internal | Shoulder | B14 | 900 | 2263 | 2263 | 35.85 | 52.66 | 5 | 11.81
2035 | SPP_N_2_MISO_MO-IL | SPP_N | MISO_MO-IL | Internal | Shoulder | B15 | 1203 | 2263 | 2263 | 30.94 | 45.54 | 5 | 9.6
2035 | SPP_N_2_MISO_MO-IL | SPP_N | MISO_MO-IL | Internal | Summer | B1 | 10 | 2263 | 2263 | 117 | 122.02 | 5 | 0.02
2035 | SPP_N_2_MISO_MO-IL | SPP_N | MISO_MO-IL | Internal | Summer | B2 | 25 | 2263 | 2151.41 | 114.01 | 119.01 | 5 | 0
2035 | SPP_N_2_MISO_MO-IL | SPP_N | MISO_MO-IL | Internal | Summer | B3 | 75 | 2263 | 1622.52 | 111.99 | 116.99 | 5 | 0
2035 | SPP_N_2_MISO_MO-IL | SPP_N | MISO_MO-IL | Internal | Summer | B4 | 100 | 2263 | 1412.33 | 111.05 | 116.05 | 5 | 0
2035 | SPP_N_2_MISO_MO-IL | SPP_N | MISO_MO-IL | Internal | Summer | B5 | 200 | 2263 | 1335.06 | 104.82 | 109.82 | 5 | 0
2035 | SPP_N_2_MISO_MO-IL | SPP_N | MISO_MO-IL | Internal | Summer | B6 | 300 | 2263 | 602.83 | 76.29 | 81.29 | 5 | 0
2035 | SPP_N_2_MISO_MO-IL | SPP_N | MISO_MO-IL | Internal | Summer | B7 | 400 | 2263 | 0 | 71.61 | 74.04 | 5 | 0
2035 | SPP_N_2_MISO_MO-IL | SPP_N | MISO_MO-IL | Internal | Summer | B8 | 500 | 2263 | 0 | 66.02 | 68.78 | 5 | 0
2035 | SPP_N_2_MISO_MO-IL | SPP_N | MISO_MO-IL | Internal | Summer | B9 | 800 | 2263 | 976.5 | 49.37 | 54.37 | 5 | 0
2035 | SPP_N_2_MISO_MO-IL | SPP_N | MISO_MO-IL | Internal | Summer | B10 | 1262 | 2263 | 1550.47 | 38 | 43 | 5 | 0
2035 | SPP_N_2_MISO_MO-IL | SPP_N | MISO_MO-IL | Internal | Winter | B16 | 25 | 2263 | 2263 | 40.38 | 78.68 | 5 | 33.29
2035 | SPP_N_2_MISO_MO-IL | SPP_N | MISO_MO-IL | Internal | Winter | B17 | 100 | 2263 | 2263 | 38.21 | 67.04 | 5 | 23.83
2035 | SPP_N_2_MISO_MO-IL | SPP_N | MISO_MO-IL | Internal | Winter | B18 | 400 | 2263 | 2263 | 48.44 | 59.67 | 5 | 6.23
2035 | SPP_N_2_MISO_MO-IL | SPP_N | MISO_MO-IL | Internal | Winter | B19 | 700 | 2263 | 2263 | 46.69 | 54.27 | 5 | 2.58
2035 | SPP_N_2_MISO_MO-IL | SPP_N | MISO_MO-IL | Internal | Winter | B20 | 935 | 2263 | 2263 | 33.13 | 45.59 | 5 | 7.46
2035 | SPP_N_2_MISO_W | SPP_N | MISO_W | Internal | Shoulder | B11 | 25 | 750 | 0 | 76.09 | 81.07 | 5 | 0
2035 | SPP_N_2_MISO_W | SPP_N | MISO_W | Internal | Shoulder | B12 | 200 | 750 | 0 | 67.56 | 72.55 | 5 | 0
2035 | SPP_N_2_MISO_W | SPP_N | MISO_W | Internal | Shoulder | B13 | 600 | 750 | 0 | 52.78 | 57.77 | 5 | 0
2035 | SPP_N_2_MISO_W | SPP_N | MISO_W | Internal | Shoulder | B14 | 900 | 750 | 750 | 35.85 | 47.81 | 5 | 6.96
2035 | SPP_N_2_MISO_W | SPP_N | MISO_W | Internal | Shoulder | B15 | 1203 | 750 | 750 | 30.94 | 41.43 | 5 | 5.48
2035 | SPP_N_2_MISO_W | SPP_N | MISO_W | Internal | Summer | B1 | 10 | 750 | 750 | 117 | 122.01 | 5 | 0.01
2035 | SPP_N_2_MISO_W | SPP_N | MISO_W | Internal | Summer | B2 | 25 | 750 | 0 | 114.01 | 118.99 | 5 | 0
2035 | SPP_N_2_MISO_W | SPP_N | MISO_W | Internal | Summer | B3 | 75 | 750 | 0 | 111.99 | 116.98 | 5 | 0
2035 | SPP_N_2_MISO_W | SPP_N | MISO_W | Internal | Summer | B4 | 100 | 750 | 0 | 111.05 | 116.04 | 5 | 0
2035 | SPP_N_2_MISO_W | SPP_N | MISO_W | Internal | Summer | B5 | 200 | 750 | 0 | 104.82 | 109.81 | 5 | 0
2035 | SPP_N_2_MISO_W | SPP_N | MISO_W | Internal | Summer | B6 | 300 | 750 | 0 | 76.29 | 81.28 | 5 | 0
2035 | SPP_N_2_MISO_W | SPP_N | MISO_W | Internal | Summer | B7 | 400 | 750 | 0 | 71.61 | 74.02 | 5 | 0
2035 | SPP_N_2_MISO_W | SPP_N | MISO_W | Internal | Summer | B8 | 500 | 750 | 0 | 66.02 | 68.77 | 5 | 0
2035 | SPP_N_2_MISO_W | SPP_N | MISO_W | Internal | Summer | B9 | 800 | 750 | 0 | 49.37 | 54.36 | 5 | 0
2035 | SPP_N_2_MISO_W | SPP_N | MISO_W | Internal | Summer | B10 | 1262 | 750 | 0 | 38 | 42.98 | 5 | 0
2035 | SPP_N_2_MISO_W | SPP_N | MISO_W | Internal | Winter | B16 | 25 | 750 | 750 | 40.38 | 54.26 | 5 | 8.88
2035 | SPP_N_2_MISO_W | SPP_N | MISO_W | Internal | Winter | B17 | 100 | 750 | 750 | 38.21 | 54.26 | 5 | 11.04
2035 | SPP_N_2_MISO_W | SPP_N | MISO_W | Internal | Winter | B18 | 400 | 750 | 750 | 48.44 | 56.95 | 5 | 3.51
2035 | SPP_N_2_MISO_W | SPP_N | MISO_W | Internal | Winter | B19 | 700 | 750 | 750 | 46.69 | 54.26 | 5 | 2.57
2035 | SPP_N_2_MISO_W | SPP_N | MISO_W | Internal | Winter | B20 | 935 | 750 | 750 | 33.13 | 41.43 | 5 | 3.3
2035 | SPP_N_2_NE | SPP_N | NE | Internal | Shoulder | B11 | 25 | 11328 | 0 | 76.09 | 76.07 | 0.01 | 0
2035 | SPP_N_2_NE | SPP_N | NE | Internal | Shoulder | B12 | 200 | 11328 | 0 | 67.56 | 67.55 | 0.01 | 0
2035 | SPP_N_2_NE | SPP_N | NE | Internal | Shoulder | B13 | 600 | 11328 | 0 | 52.78 | 52.77 | 0.01 | 0
2035 | SPP_N_2_NE | SPP_N | NE | Internal | Shoulder | B14 | 900 | 11328 | 0 | 35.85 | 35.84 | 0.01 | 0
2035 | SPP_N_2_NE | SPP_N | NE | Internal | Shoulder | B15 | 1203 | 11328 | 0 | 30.94 | 30.93 | 0.01 | 0
2035 | SPP_N_2_NE | SPP_N | NE | Internal | Summer | B1 | 10 | 11328 | 434.36 | 117 | 117.01 | 0.01 | 0
2035 | SPP_N_2_NE | SPP_N | NE | Internal | Summer | B2 | 25 | 11328 | 0 | 114.01 | 113.99 | 0.01 | 0
2035 | SPP_N_2_NE | SPP_N | NE | Internal | Summer | B3 | 75 | 11328 | 0 | 111.99 | 111.98 | 0.01 | 0
2035 | SPP_N_2_NE | SPP_N | NE | Internal | Summer | B4 | 100 | 11328 | 0 | 111.05 | 111.04 | 0.01 | 0
2035 | SPP_N_2_NE | SPP_N | NE | Internal | Summer | B5 | 200 | 11328 | 0 | 104.82 | 104.81 | 0.01 | 0
2035 | SPP_N_2_NE | SPP_N | NE | Internal | Summer | B6 | 300 | 11328 | 0 | 76.29 | 76.28 | 0.01 | 0
2035 | SPP_N_2_NE | SPP_N | NE | Internal | Summer | B7 | 400 | 11328 | 0 | 71.61 | 69.02 | 0.01 | 0
2035 | SPP_N_2_NE | SPP_N | NE | Internal | Summer | B8 | 500 | 11328 | 0 | 66.02 | 63.77 | 0.01 | 0
2035 | SPP_N_2_NE | SPP_N | NE | Internal | Summer | B9 | 800 | 11328 | 0 | 49.37 | 49.36 | 0.01 | 0
2035 | SPP_N_2_NE | SPP_N | NE | Internal | Summer | B10 | 1262 | 11328 | 0 | 38 | 37.98 | 0.01 | 0
2035 | SPP_N_2_NE | SPP_N | NE | Internal | Winter | B16 | 25 | 11328 | 0 | 40.38 | -22.61 | 0.01 | 0
2035 | SPP_N_2_NE | SPP_N | NE | Internal | Winter | B17 | 100 | 11328 | 0 | 38.21 | 38.2 | 0.01 | 0
2035 | SPP_N_2_NE | SPP_N | NE | Internal | Winter | B18 | 400 | 11328 | 0 | 48.44 | 48.43 | 0.01 | 0
2035 | SPP_N_2_NE | SPP_N | NE | Internal | Winter | B19 | 700 | 11328 | 0 | 46.69 | 46.68 | 0.01 | 0
2035 | SPP_N_2_NE | SPP_N | NE | Internal | Winter | B20 | 935 | 11328 | 0 | 33.13 | 33.12 | 0.01 | 0
2035 | SPP_N_2_SPP_S | SPP_N | SPP_S | Internal | Shoulder | B11 | 25 | 5571 | 0 | 76.09 | 76.09 | 0.01 | 0
2035 | SPP_N_2_SPP_S | SPP_N | SPP_S | Internal | Shoulder | B12 | 200 | 5571 | 0 | 67.56 | 67.55 | 0.01 | 0
2035 | SPP_N_2_SPP_S | SPP_N | SPP_S | Internal | Shoulder | B13 | 600 | 5571 | 0 | 52.78 | 50.97 | 0.01 | 0
2035 | SPP_N_2_SPP_S | SPP_N | SPP_S | Internal | Shoulder | B14 | 900 | 5571 | 0 | 35.85 | 35.84 | 0.01 | 0
2035 | SPP_N_2_SPP_S | SPP_N | SPP_S | Internal | Shoulder | B15 | 1203 | 5571 | 0 | 30.94 | 30.93 | 0.01 | 0
2035 | SPP_N_2_SPP_S | SPP_N | SPP_S | Internal | Summer | B1 | 10 | 5571 | 0 | 117 | 76.3 | 0.01 | 0
2035 | SPP_N_2_SPP_S | SPP_N | SPP_S | Internal | Summer | B2 | 25 | 5571 | 0 | 114.01 | 111.04 | 0.01 | 0
2035 | SPP_N_2_SPP_S | SPP_N | SPP_S | Internal | Summer | B3 | 75 | 5571 | 0 | 111.99 | 111.98 | 0.01 | 0
2035 | SPP_N_2_SPP_S | SPP_N | SPP_S | Internal | Summer | B4 | 100 | 5571 | 0 | 111.05 | 111.04 | 0.01 | 0
2035 | SPP_N_2_SPP_S | SPP_N | SPP_S | Internal | Summer | B5 | 200 | 5571 | 0 | 104.82 | 104.81 | 0.01 | 0
2035 | SPP_N_2_SPP_S | SPP_N | SPP_S | Internal | Summer | B6 | 300 | 5571 | 3302.12 | 76.29 | 76.3 | 0.01 | 0
2035 | SPP_N_2_SPP_S | SPP_N | SPP_S | Internal | Summer | B7 | 400 | 5571 | 2919.41 | 71.61 | 71.62 | 0.01 | 0
2035 | SPP_N_2_SPP_S | SPP_N | SPP_S | Internal | Summer | B8 | 500 | 5571 | 5300.85 | 66.02 | 66.03 | 0.01 | 0
2035 | SPP_N_2_SPP_S | SPP_N | SPP_S | Internal | Summer | B9 | 800 | 5571 | 2302.13 | 49.37 | 49.39 | 0.01 | 0
2035 | SPP_N_2_SPP_S | SPP_N | SPP_S | Internal | Summer | B10 | 1262 | 5571 | 2883.58 | 38 | 38.01 | 0.01 | 0
2035 | SPP_N_2_SPP_S | SPP_N | SPP_S | Internal | Winter | B16 | 25 | 5571 | 3233.38 | 40.38 | 40.39 | 0.01 | 0
2035 | SPP_N_2_SPP_S | SPP_N | SPP_S | Internal | Winter | B17 | 100 | 5571 | 3452.75 | 38.21 | 38.23 | 0.01 | 0
2035 | SPP_N_2_SPP_S | SPP_N | SPP_S | Internal | Winter | B18 | 400 | 5571 | 784.82 | 48.44 | 48.45 | 0.01 | 0
2035 | SPP_N_2_SPP_S | SPP_N | SPP_S | Internal | Winter | B19 | 700 | 5571 | 174.79 | 46.69 | 46.7 | 0.01 | 0
2035 | SPP_N_2_SPP_S | SPP_N | SPP_S | Internal | Winter | B20 | 935 | 5571 | 1598.1 | 33.13 | 33.14 | 0.01 | 0
2035 | SPP_S_2_ENT | SPP_S | ENT | Internal | Shoulder | B11 | 25 | 5132 | 923.33 | 76.09 | 81.09 | 5 | 0
2035 | SPP_S_2_ENT | SPP_S | ENT | Internal | Shoulder | B12 | 200 | 5132 | 5132 | 67.55 | 72.56 | 5 | 0.01
2035 | SPP_S_2_ENT | SPP_S | ENT | Internal | Shoulder | B13 | 600 | 5132 | 5132 | 50.97 | 57.78 | 5 | 1.81
2035 | SPP_S_2_ENT | SPP_S | ENT | Internal | Shoulder | B14 | 900 | 5132 | 5132 | 35.84 | 50.23 | 5 | 9.39
2035 | SPP_S_2_ENT | SPP_S | ENT | Internal | Shoulder | B15 | 1203 | 5132 | 5132 | 30.93 | 41.51 | 5 | 5.57
2035 | SPP_S_2_ENT | SPP_S | ENT | Internal | Summer | B1 | 10 | 5132 | 5132 | 76.3 | 122 | 5 | 40.7
2035 | SPP_S_2_ENT | SPP_S | ENT | Internal | Summer | B2 | 25 | 5132 | 5132 | 111.04 | 119.01 | 5 | 2.97
2035 | SPP_S_2_ENT | SPP_S | ENT | Internal | Summer | B3 | 75 | 5132 | 3646.76 | 111.98 | 116.98 | 5 | 0
2035 | SPP_S_2_ENT | SPP_S | ENT | Internal | Summer | B4 | 100 | 5132 | 3235.02 | 111.04 | 116.04 | 5 | 0
2035 | SPP_S_2_ENT | SPP_S | ENT | Internal | Summer | B5 | 200 | 5132 | 3196.68 | 104.81 | 109.81 | 5 | 0
2035 | SPP_S_2_ENT | SPP_S | ENT | Internal | Summer | B6 | 300 | 5132 | 0 | 76.3 | 81.29 | 5 | 0
2035 | SPP_S_2_ENT | SPP_S | ENT | Internal | Summer | B7 | 400 | 5132 | 158.65 | 71.62 | 76.62 | 5 | 0
2035 | SPP_S_2_ENT | SPP_S | ENT | Internal | Summer | B8 | 500 | 5132 | 4673.14 | 66.03 | 71.03 | 5 | 0
2035 | SPP_S_2_ENT | SPP_S | ENT | Internal | Summer | B9 | 800 | 5132 | 3273.73 | 49.39 | 54.39 | 5 | 0
2035 | SPP_S_2_ENT | SPP_S | ENT | Internal | Summer | B10 | 1262 | 5132 | 3320.64 | 38.01 | 43.01 | 5 | 0
2035 | SPP_S_2_ENT | SPP_S | ENT | Internal | Winter | B16 | 25 | 5132 | 5132 | 40.39 | 79.12 | 5 | 33.73
2035 | SPP_S_2_ENT | SPP_S | ENT | Internal | Winter | B17 | 100 | 5132 | 5132 | 38.23 | 67.04 | 5 | 23.82
2035 | SPP_S_2_ENT | SPP_S | ENT | Internal | Winter | B18 | 400 | 5132 | 5132 | 48.45 | 59.82 | 5 | 6.36
2035 | SPP_S_2_ENT | SPP_S | ENT | Internal | Winter | B19 | 700 | 5132 | 4863.95 | 46.7 | 51.7 | 5 | 0
2035 | SPP_S_2_ENT | SPP_S | ENT | Internal | Winter | B20 | 935 | 5132 | 5132 | 33.14 | 41.88 | 5 | 3.74
2035 | SPP_S_2_SPP_N | SPP_S | SPP_N | Internal | Shoulder | B11 | 25 | 2211 | 0 | 76.09 | 76.09 | 0.01 | 0
2035 | SPP_S_2_SPP_N | SPP_S | SPP_N | Internal | Shoulder | B12 | 200 | 2211 | 1824.1 | 67.55 | 67.56 | 0.01 | 0
2035 | SPP_S_2_SPP_N | SPP_S | SPP_N | Internal | Shoulder | B13 | 600 | 2211 | 2211 | 50.97 | 52.78 | 0.01 | 1.79
2035 | SPP_S_2_SPP_N | SPP_S | SPP_N | Internal | Shoulder | B14 | 900 | 2211 | 323.04 | 35.84 | 35.85 | 0.01 | 0
2035 | SPP_S_2_SPP_N | SPP_S | SPP_N | Internal | Shoulder | B15 | 1203 | 2211 | 999.46 | 30.93 | 30.94 | 0.01 | 0
2035 | SPP_S_2_SPP_N | SPP_S | SPP_N | Internal | Summer | B1 | 10 | 2211 | 2211 | 76.3 | 117 | 0.01 | 40.69
2035 | SPP_S_2_SPP_N | SPP_S | SPP_N | Internal | Summer | B2 | 25 | 2211 | 2211 | 111.04 | 114.01 | 0.01 | 2.96
2035 | SPP_S_2_SPP_N | SPP_S | SPP_N | Internal | Summer | B3 | 75 | 2211 | 1220.3 | 111.98 | 111.99 | 0.01 | 0
2035 | SPP_S_2_SPP_N | SPP_S | SPP_N | Internal | Summer | B4 | 100 | 2211 | 1045.01 | 111.04 | 111.05 | 0.01 | 0
2035 | SPP_S_2_SPP_N | SPP_S | SPP_N | Internal | Summer | B5 | 200 | 2211 | 1293.68 | 104.81 | 104.82 | 0.01 | 0
2035 | SPP_S_2_SPP_N | SPP_S | SPP_N | Internal | Summer | B6 | 300 | 2211 | 0 | 76.3 | 76.29 | 0.01 | 0
2035 | SPP_S_2_SPP_N | SPP_S | SPP_N | Internal | Summer | B7 | 400 | 2211 | 0 | 71.62 | 71.61 | 0.01 | 0
2035 | SPP_S_2_SPP_N | SPP_S | SPP_N | Internal | Summer | B8 | 500 | 2211 | 0 | 66.03 | 66.02 | 0.01 | 0
2035 | SPP_S_2_SPP_N | SPP_S | SPP_N | Internal | Summer | B9 | 800 | 2211 | 0 | 49.39 | 49.37 | 0.01 | 0
2035 | SPP_S_2_SPP_N | SPP_S | SPP_N | Internal | Summer | B10 | 1262 | 2211 | 0 | 38.01 | 38 | 0.01 | 0
2035 | SPP_S_2_SPP_N | SPP_S | SPP_N | Internal | Winter | B16 | 25 | 2211 | 0 | 40.39 | 40.38 | 0.01 | 0
2035 | SPP_S_2_SPP_N | SPP_S | SPP_N | Internal | Winter | B17 | 100 | 2211 | 0 | 38.23 | 38.21 | 0.01 | 0
2035 | SPP_S_2_SPP_N | SPP_S | SPP_N | Internal | Winter | B18 | 400 | 2211 | 0 | 48.45 | 48.44 | 0.01 | 0
2035 | SPP_S_2_SPP_N | SPP_S | SPP_N | Internal | Winter | B19 | 700 | 2211 | 0 | 46.7 | 46.69 | 0.01 | 0
2035 | SPP_S_2_SPP_N | SPP_S | SPP_N | Internal | Winter | B20 | 935 | 2211 | 0 | 33.14 | 33.13 | 0.01 | 0
2035 | TVA_2_ENT | TVA | ENT | Internal | Shoulder | B11 | 25 | 500 | 0 | 80.07 | 81.09 | 9 | 0
2035 | TVA_2_ENT | TVA | ENT | Internal | Shoulder | B12 | 200 | 500 | 0 | 73.77 | 72.56 | 9 | 0
2035 | TVA_2_ENT | TVA | ENT | Internal | Shoulder | B13 | 600 | 500 | 0 | 65.79 | 57.78 | 9 | 0
2035 | TVA_2_ENT | TVA | ENT | Internal | Shoulder | B14 | 900 | 500 | 0 | 65.79 | 50.23 | 9 | 0
2035 | TVA_2_ENT | TVA | ENT | Internal | Shoulder | B15 | 1203 | 500 | 0 | 53.55 | 41.51 | 9 | 0
2035 | TVA_2_ENT | TVA | ENT | Internal | Summer | B1 | 10 | 500 | 0 | 130.02 | 122 | 9 | 0
2035 | TVA_2_ENT | TVA | ENT | Internal | Summer | B2 | 25 | 500 | 0 | 127.02 | 119.01 | 9 | 0
2035 | TVA_2_ENT | TVA | ENT | Internal | Summer | B3 | 75 | 500 | 0 | 124.99 | 116.98 | 9 | 0
2035 | TVA_2_ENT | TVA | ENT | Internal | Summer | B4 | 100 | 500 | 0 | 122.76 | 116.04 | 9 | 0
2035 | TVA_2_ENT | TVA | ENT | Internal | Summer | B5 | 200 | 500 | 240.14 | 100.81 | 109.81 | 9 | 0
2035 | TVA_2_ENT | TVA | ENT | Internal | Summer | B6 | 300 | 500 | 0 | 78.32 | 81.29 | 9 | 0
2035 | TVA_2_ENT | TVA | ENT | Internal | Summer | B7 | 400 | 500 | 0 | 71.3 | 76.62 | 9 | 0
2035 | TVA_2_ENT | TVA | ENT | Internal | Summer | B8 | 500 | 500 | 0 | 71.3 | 71.03 | 9 | 0
2035 | TVA_2_ENT | TVA | ENT | Internal | Summer | B9 | 800 | 500 | 0 | 62.39 | 54.39 | 9 | 0
2035 | TVA_2_ENT | TVA | ENT | Internal | Summer | B10 | 1262 | 500 | 0 | 50.68 | 43.01 | 9 | 0
2035 | TVA_2_ENT | TVA | ENT | Internal | Winter | B16 | 25 | 500 | 0 | 86.69 | 79.12 | 9 | 0
2035 | TVA_2_ENT | TVA | ENT | Internal | Winter | B17 | 100 | 500 | 0 | 75.05 | 67.04 | 9 | 0
2035 | TVA_2_ENT | TVA | ENT | Internal | Winter | B18 | 400 | 500 | 0 | 67.83 | 59.82 | 9 | 0
2035 | TVA_2_ENT | TVA | ENT | Internal | Winter | B19 | 700 | 500 | 0 | 65.38 | 51.7 | 9 | 0
2035 | TVA_2_ENT | TVA | ENT | Internal | Winter | B20 | 935 | 500 | 0 | 53.6 | 41.88 | 9 | 0
2035 | TVA_2_MISO_MO-IL | TVA | MISO_MO-IL | Internal | Shoulder | B11 | 25 | 50 | 0 | 80.07 | 81.09 | 9 | 0
2035 | TVA_2_MISO_MO-IL | TVA | MISO_MO-IL | Internal | Shoulder | B12 | 200 | 50 | 0 | 73.77 | 72.56 | 9 | 0
2035 | TVA_2_MISO_MO-IL | TVA | MISO_MO-IL | Internal | Shoulder | B13 | 600 | 50 | 0 | 65.79 | 57.78 | 9 | 0
2035 | TVA_2_MISO_MO-IL | TVA | MISO_MO-IL | Internal | Shoulder | B14 | 900 | 50 | 0 | 65.79 | 52.66 | 9 | 0
2035 | TVA_2_MISO_MO-IL | TVA | MISO_MO-IL | Internal | Shoulder | B15 | 1203 | 50 | 0 | 53.55 | 45.54 | 9 | 0
2035 | TVA_2_MISO_MO-IL | TVA | MISO_MO-IL | Internal | Summer | B1 | 10 | 50 | 0 | 130.02 | 122.02 | 9 | 0
2035 | TVA_2_MISO_MO-IL | TVA | MISO_MO-IL | Internal | Summer | B2 | 25 | 50 | 0 | 127.02 | 119.01 | 9 | 0
2035 | TVA_2_MISO_MO-IL | TVA | MISO_MO-IL | Internal | Summer | B3 | 75 | 50 | 0 | 124.99 | 116.99 | 9 | 0
2035 | TVA_2_MISO_MO-IL | TVA | MISO_MO-IL | Internal | Summer | B4 | 100 | 50 | 0 | 122.76 | 116.05 | 9 | 0
2035 | TVA_2_MISO_MO-IL | TVA | MISO_MO-IL | Internal | Summer | B5 | 200 | 50 | 50 | 100.81 | 109.82 | 9 | 0.01
2035 | TVA_2_MISO_MO-IL | TVA | MISO_MO-IL | Internal | Summer | B6 | 300 | 50 | 0 | 78.32 | 81.29 | 9 | 0
2035 | TVA_2_MISO_MO-IL | TVA | MISO_MO-IL | Internal | Summer | B7 | 400 | 50 | 0 | 71.3 | 74.04 | 9 | 0
2035 | TVA_2_MISO_MO-IL | TVA | MISO_MO-IL | Internal | Summer | B8 | 500 | 50 | 0 | 71.3 | 68.78 | 9 | 0
2035 | TVA_2_MISO_MO-IL | TVA | MISO_MO-IL | Internal | Summer | B9 | 800 | 50 | 0 | 62.39 | 54.37 | 9 | 0
2035 | TVA_2_MISO_MO-IL | TVA | MISO_MO-IL | Internal | Summer | B10 | 1262 | 50 | 0 | 50.68 | 43 | 9 | 0
2035 | TVA_2_MISO_MO-IL | TVA | MISO_MO-IL | Internal | Winter | B16 | 25 | 50 | 0 | 86.69 | 78.68 | 9 | 0
2035 | TVA_2_MISO_MO-IL | TVA | MISO_MO-IL | Internal | Winter | B17 | 100 | 50 | 0 | 75.05 | 67.04 | 9 | 0
2035 | TVA_2_MISO_MO-IL | TVA | MISO_MO-IL | Internal | Winter | B18 | 400 | 50 | 0 | 67.83 | 59.67 | 9 | 0
2035 | TVA_2_MISO_MO-IL | TVA | MISO_MO-IL | Internal | Winter | B19 | 700 | 50 | 0 | 65.38 | 54.27 | 9 | 0
2035 | TVA_2_MISO_MO-IL | TVA | MISO_MO-IL | Internal | Winter | B20 | 935 | 50 | 0 | 53.6 | 45.59 | 9 | 0
2035 | TVA_2_NonRTO_Midwest | TVA | NonRTO_Midwest | Internal | Shoulder | B11 | 25 | 100 | 100 | 80.07 | 89.1 | 9 | 0.02
2035 | TVA_2_NonRTO_Midwest | TVA | NonRTO_Midwest | Internal | Shoulder | B12 | 200 | 100 | 100 | 73.77 | 83.38 | 9 | 0.6
2035 | TVA_2_NonRTO_Midwest | TVA | NonRTO_Midwest | Internal | Shoulder | B13 | 600 | 100 | 0 | 65.79 | 74.78 | 9 | 0
2035 | TVA_2_NonRTO_Midwest | TVA | NonRTO_Midwest | Internal | Shoulder | B14 | 900 | 100 | 0 | 65.79 | 62.07 | 9 | 0
2035 | TVA_2_NonRTO_Midwest | TVA | NonRTO_Midwest | Internal | Shoulder | B15 | 1203 | 100 | 0 | 53.55 | 45.54 | 9 | 0
2035 | TVA_2_NonRTO_Midwest | TVA | NonRTO_Midwest | Internal | Summer | B1 | 10 | 100 | 0 | 130.02 | 128.28 | 9 | 0
2035 | TVA_2_NonRTO_Midwest | TVA | NonRTO_Midwest | Internal | Summer | B2 | 25 | 100 | 0 | 127.02 | 128.28 | 9 | 0
2035 | TVA_2_NonRTO_Midwest | TVA | NonRTO_Midwest | Internal | Summer | B3 | 75 | 100 | 0 | 124.99 | 128.28 | 9 | 0
2035 | TVA_2_NonRTO_Midwest | TVA | NonRTO_Midwest | Internal | Summer | B4 | 100 | 100 | 0 | 122.76 | 124.06 | 9 | 0
2035 | TVA_2_NonRTO_Midwest | TVA | NonRTO_Midwest | Internal | Summer | B5 | 200 | 100 | 100 | 100.81 | 117.84 | 9 | 8.02
2035 | TVA_2_NonRTO_Midwest | TVA | NonRTO_Midwest | Internal | Summer | B6 | 300 | 100 | 100 | 78.32 | 89.3 | 9 | 1.98
2035 | TVA_2_NonRTO_Midwest | TVA | NonRTO_Midwest | Internal | Summer | B7 | 400 | 100 | 0 | 71.3 | 66.05 | 9 | 0
2035 | TVA_2_NonRTO_Midwest | TVA | NonRTO_Midwest | Internal | Summer | B8 | 500 | 100 | 0 | 71.3 | 63.28 | 9 | 0
2035 | TVA_2_NonRTO_Midwest | TVA | NonRTO_Midwest | Internal | Summer | B9 | 800 | 100 | 0 | 62.39 | 54.37 | 9 | 0
2035 | TVA_2_NonRTO_Midwest | TVA | NonRTO_Midwest | Internal | Summer | B10 | 1262 | 100 | 0 | 50.68 | 43 | 9 | 0
2035 | TVA_2_NonRTO_Midwest | TVA | NonRTO_Midwest | Internal | Winter | B16 | 25 | 100 | 0 | 86.69 | 95.52 | 9 | 0
2035 | TVA_2_NonRTO_Midwest | TVA | NonRTO_Midwest | Internal | Winter | B17 | 100 | 100 | 100 | 75.05 | 86.78 | 9 | 2.73
2035 | TVA_2_NonRTO_Midwest | TVA | NonRTO_Midwest | Internal | Winter | B18 | 400 | 100 | 31.11 | 67.83 | 76.83 | 9 | 0
2035 | TVA_2_NonRTO_Midwest | TVA | NonRTO_Midwest | Internal | Winter | B19 | 700 | 100 | 0 | 65.38 | 63.2 | 9 | 0
2035 | TVA_2_NonRTO_Midwest | TVA | NonRTO_Midwest | Internal | Winter | B20 | 935 | 100 | 0 | 53.6 | 45.59 | 9 | 0
2035 | TVA_2_PJM_ROR | TVA | PJM_ROR | Internal | Shoulder | B11 | 25 | 500 | 0 | 80.07 | 83.07 | 9 | 0
2035 | TVA_2_PJM_ROR | TVA | PJM_ROR | Internal | Shoulder | B12 | 200 | 500 | 0 | 73.77 | 75.31 | 9 | 0
2035 | TVA_2_PJM_ROR | TVA | PJM_ROR | Internal | Shoulder | B13 | 600 | 500 | 0 | 65.79 | 73.45 | 9 | 0
2035 | TVA_2_PJM_ROR | TVA | PJM_ROR | Internal | Shoulder | B14 | 900 | 500 | 0 | 65.79 | 72.07 | 9 | 0
2035 | TVA_2_PJM_ROR | TVA | PJM_ROR | Internal | Shoulder | B15 | 1203 | 500 | 0 | 53.55 | 52.28 | 9 | 0
2035 | TVA_2_PJM_ROR | TVA | PJM_ROR | Internal | Summer | B1 | 10 | 500 | 0 | 130.02 | 124.01 | 9 | 0
2035 | TVA_2_PJM_ROR | TVA | PJM_ROR | Internal | Summer | B2 | 25 | 500 | 0 | 127.02 | 121.01 | 9 | 0
2035 | TVA_2_PJM_ROR | TVA | PJM_ROR | Internal | Summer | B3 | 75 | 500 | 0 | 124.99 | 118.98 | 9 | 0
2035 | TVA_2_PJM_ROR | TVA | PJM_ROR | Internal | Summer | B4 | 100 | 500 | 0 | 122.76 | 116.75 | 9 | 0
2035 | TVA_2_PJM_ROR | TVA | PJM_ROR | Internal | Summer | B5 | 200 | 500 | 500 | 100.81 | 111.81 | 9 | 2
2035 | TVA_2_PJM_ROR | TVA | PJM_ROR | Internal | Summer | B6 | 300 | 500 | 0 | 78.32 | 83.28 | 9 | 0
2035 | TVA_2_PJM_ROR | TVA | PJM_ROR | Internal | Summer | B7 | 400 | 500 | 0 | 71.3 | 76.02 | 9 | 0
2035 | TVA_2_PJM_ROR | TVA | PJM_ROR | Internal | Summer | B8 | 500 | 500 | 0 | 71.3 | 70.77 | 9 | 0
2035 | TVA_2_PJM_ROR | TVA | PJM_ROR | Internal | Summer | B9 | 800 | 500 | 0 | 62.39 | 56.37 | 9 | 0
2035 | TVA_2_PJM_ROR | TVA | PJM_ROR | Internal | Summer | B10 | 1262 | 500 | 0 | 50.68 | 45 | 9 | 0
2035 | TVA_2_PJM_ROR | TVA | PJM_ROR | Internal | Winter | B16 | 25 | 500 | 0 | 86.69 | 85.53 | 9 | 0
2035 | TVA_2_PJM_ROR | TVA | PJM_ROR | Internal | Winter | B17 | 100 | 500 | 0 | 75.05 | 80.78 | 9 | 0
2035 | TVA_2_PJM_ROR | TVA | PJM_ROR | Internal | Winter | B18 | 400 | 500 | 0 | 67.83 | 75.49 | 9 | 0
2035 | TVA_2_PJM_ROR | TVA | PJM_ROR | Internal | Winter | B19 | 700 | 500 | 0 | 65.38 | 72.8 | 9 | 0
2035 | TVA_2_PJM_ROR | TVA | PJM_ROR | Internal | Winter | B20 | 935 | 500 | 0 | 53.6 | 51.37 | 9 | 0
2035 | TVA_2_SOCO | TVA | SOCO | Internal | Shoulder | B11 | 25 | 500 | 0 | 80.07 | 84.73 | 9 | 0
2035 | TVA_2_SOCO | TVA | SOCO | Internal | Shoulder | B12 | 200 | 500 | 0 | 73.77 | 80.56 | 9 | 0
2035 | TVA_2_SOCO | TVA | SOCO | Internal | Shoulder | B13 | 600 | 500 | 7.13 | 65.79 | 74.79 | 9 | 0
2035 | TVA_2_SOCO | TVA | SOCO | Internal | Shoulder | B14 | 900 | 500 | 4.85 | 65.79 | 74.79 | 9 | 0
2035 | TVA_2_SOCO | TVA | SOCO | Internal | Shoulder | B15 | 1203 | 500 | 500 | 53.55 | 65.42 | 9 | 2.87
2035 | TVA_2_SOCO | TVA | SOCO | Internal | Summer | B1 | 10 | 500 | 0 | 130.02 | 130.47 | 9 | 0
2035 | TVA_2_SOCO | TVA | SOCO | Internal | Summer | B2 | 25 | 500 | 0 | 127.02 | 130.47 | 9 | 0
2035 | TVA_2_SOCO | TVA | SOCO | Internal | Summer | B3 | 75 | 500 | 0 | 124.99 | 130.47 | 9 | 0
2035 | TVA_2_SOCO | TVA | SOCO | Internal | Summer | B4 | 100 | 500 | 0 | 122.76 | 127.35 | 9 | 0
2035 | TVA_2_SOCO | TVA | SOCO | Internal | Summer | B5 | 200 | 500 | 0 | 100.81 | 107.81 | 9 | 0
2035 | TVA_2_SOCO | TVA | SOCO | Internal | Summer | B6 | 300 | 500 | 0 | 78.32 | 79.28 | 9 | 0
2035 | TVA_2_SOCO | TVA | SOCO | Internal | Summer | B7 | 400 | 500 | 0 | 71.3 | 79.03 | 9 | 0
2035 | TVA_2_SOCO | TVA | SOCO | Internal | Summer | B8 | 500 | 500 | 0 | 71.3 | 79.03 | 9 | 0
2035 | TVA_2_SOCO | TVA | SOCO | Internal | Summer | B9 | 800 | 500 | 500 | 62.39 | 71.93 | 9 | 0.54
2035 | TVA_2_SOCO | TVA | SOCO | Internal | Summer | B10 | 1262 | 500 | 500 | 50.68 | 60 | 9 | 0.32
2035 | TVA_2_SOCO | TVA | SOCO | Internal | Winter | B16 | 25 | 500 | 0 | 86.69 | 87.12 | 9 | 0
2035 | TVA_2_SOCO | TVA | SOCO | Internal | Winter | B17 | 100 | 500 | 0 | 75.05 | 84.04 | 9 | 0
2035 | TVA_2_SOCO | TVA | SOCO | Internal | Winter | B18 | 400 | 500 | 133.89 | 67.83 | 76.83 | 9 | 0
2035 | TVA_2_SOCO | TVA | SOCO | Internal | Winter | B19 | 700 | 500 | 500 | 65.38 | 76.41 | 9 | 2.03
2035 | TVA_2_SOCO | TVA | SOCO | Internal | Winter | B20 | 935 | 500 | 500 | 53.6 | 63.61 | 9 | 1.01
2035 | TVA_2_VACAR | TVA | VACAR | Internal | Shoulder | B11 | 25 | 150 | 68.24 | 80.07 | 89.07 | 9 | 0
2035 | TVA_2_VACAR | TVA | VACAR | Internal | Shoulder | B12 | 200 | 150 | 0 | 73.77 | 81.31 | 9 | 0
2035 | TVA_2_VACAR | TVA | VACAR | Internal | Shoulder | B13 | 600 | 150 | 150 | 65.79 | 79.45 | 9 | 4.67
2035 | TVA_2_VACAR | TVA | VACAR | Internal | Shoulder | B14 | 900 | 150 | 150 | 65.79 | 77.36 | 9 | 2.57
2035 | TVA_2_VACAR | TVA | VACAR | Internal | Shoulder | B15 | 1203 | 150 | 0 | 53.55 | 58.42 | 9 | 0
2035 | TVA_2_VACAR | TVA | VACAR | Internal | Summer | B1 | 10 | 150 | 0 | 130.02 | 130.86 | 9 | 0
2035 | TVA_2_VACAR | TVA | VACAR | Internal | Summer | B2 | 25 | 150 | 0 | 127.02 | 130.86 | 9 | 0
2035 | TVA_2_VACAR | TVA | VACAR | Internal | Summer | B3 | 75 | 150 | 0 | 124.99 | 130.86 | 9 | 0
2035 | TVA_2_VACAR | TVA | VACAR | Internal | Summer | B4 | 100 | 150 | 0 | 122.76 | 126.98 | 9 | 0
2035 | TVA_2_VACAR | TVA | VACAR | Internal | Summer | B5 | 200 | 150 | 150 | 100.81 | 117.81 | 9 | 8
2035 | TVA_2_VACAR | TVA | VACAR | Internal | Summer | B6 | 300 | 150 | 150 | 78.32 | 89.28 | 9 | 1.95
2035 | TVA_2_VACAR | TVA | VACAR | Internal | Summer | B7 | 400 | 150 | 150 | 71.3 | 82.02 | 9 | 1.73
2035 | TVA_2_VACAR | TVA | VACAR | Internal | Summer | B8 | 500 | 150 | 0 | 71.3 | 76.77 | 9 | 0
2035 | TVA_2_VACAR | TVA | VACAR | Internal | Summer | B9 | 800 | 150 | 0 | 62.39 | 64.93 | 9 | 0
2035 | TVA_2_VACAR | TVA | VACAR | Internal | Summer | B10 | 1262 | 150 | 0 | 50.68 | 54.91 | 9 | 0
2035 | TVA_2_VACAR | TVA | VACAR | Internal | Winter | B16 | 25 | 150 | 150 | 86.69 | 97.12 | 9 | 1.43
2035 | TVA_2_VACAR | TVA | VACAR | Internal | Winter | B17 | 100 | 150 | 150 | 75.05 | 86.78 | 9 | 2.73
2035 | TVA_2_VACAR | TVA | VACAR | Internal | Winter | B18 | 400 | 150 | 150 | 67.83 | 80.27 | 9 | 3.45
2035 | TVA_2_VACAR | TVA | VACAR | Internal | Winter | B19 | 700 | 150 | 150 | 65.38 | 78.8 | 9 | 4.42
2035 | TVA_2_VACAR | TVA | VACAR | Internal | Winter | B20 | 935 | 150 | 0 | 53.6 | 57.37 | 9 | 0
2035 | TVA_Transmission_2_NonRTO_Midwest | TVA_Transmission | NonRTO_Midwest | Internal | Shoulder | B11 | 25 | 700 | 0 | 84.9 | 89.1 | 9 | 0
2035 | TVA_Transmission_2_NonRTO_Midwest | TVA_Transmission | NonRTO_Midwest | Internal | Shoulder | B12 | 200 | 700 | 0 | 77.49 | 83.38 | 9 | 0
2035 | TVA_Transmission_2_NonRTO_Midwest | TVA_Transmission | NonRTO_Midwest | Internal | Shoulder | B13 | 600 | 700 | 413.26 | 65.78 | 74.78 | 9 | 0
2035 | TVA_Transmission_2_NonRTO_Midwest | TVA_Transmission | NonRTO_Midwest | Internal | Shoulder | B14 | 900 | 700 | 0 | 65.78 | 62.07 | 9 | 0
2035 | TVA_Transmission_2_NonRTO_Midwest | TVA_Transmission | NonRTO_Midwest | Internal | Shoulder | B15 | 1203 | 700 | 0 | 53.54 | 45.54 | 9 | 0
2035 | TVA_Transmission_2_NonRTO_Midwest | TVA_Transmission | NonRTO_Midwest | Internal | Summer | B1 | 10 | 700 | 0 | 130.01 | 128.28 | 9 | 0
2035 | TVA_Transmission_2_NonRTO_Midwest | TVA_Transmission | NonRTO_Midwest | Internal | Summer | B2 | 25 | 700 | 0 | 127.01 | 128.28 | 9 | 0
2035 | TVA_Transmission_2_NonRTO_Midwest | TVA_Transmission | NonRTO_Midwest | Internal | Summer | B3 | 75 | 700 | 0 | 124.98 | 128.28 | 9 | 0
2035 | TVA_Transmission_2_NonRTO_Midwest | TVA_Transmission | NonRTO_Midwest | Internal | Summer | B4 | 100 | 700 | 0 | 122.75 | 124.06 | 9 | 0
2035 | TVA_Transmission_2_NonRTO_Midwest | TVA_Transmission | NonRTO_Midwest | Internal | Summer | B5 | 200 | 700 | 0 | 112.61 | 117.84 | 9 | 0
2035 | TVA_Transmission_2_NonRTO_Midwest | TVA_Transmission | NonRTO_Midwest | Internal | Summer | B6 | 300 | 700 | 0 | 84.37 | 89.3 | 9 | 0
2035 | TVA_Transmission_2_NonRTO_Midwest | TVA_Transmission | NonRTO_Midwest | Internal | Summer | B7 | 400 | 700 | 0 | 73.63 | 66.05 | 9 | 0
2035 | TVA_Transmission_2_NonRTO_Midwest | TVA_Transmission | NonRTO_Midwest | Internal | Summer | B8 | 500 | 700 | 0 | 71.28 | 63.28 | 9 | 0
2035 | TVA_Transmission_2_NonRTO_Midwest | TVA_Transmission | NonRTO_Midwest | Internal | Summer | B9 | 800 | 700 | 0 | 62.37 | 54.37 | 9 | 0
2035 | TVA_Transmission_2_NonRTO_Midwest | TVA_Transmission | NonRTO_Midwest | Internal | Summer | B10 | 1262 | 700 | 0 | 51 | 43 | 9 | 0
2035 | TVA_Transmission_2_NonRTO_Midwest | TVA_Transmission | NonRTO_Midwest | Internal | Winter | B16 | 25 | 700 | 0 | 86.68 | 95.52 | 9 | 0
2035 | TVA_Transmission_2_NonRTO_Midwest | TVA_Transmission | NonRTO_Midwest | Internal | Winter | B17 | 100 | 700 | 700 | 75.04 | 86.78 | 9 | 2.74
2035 | TVA_Transmission_2_NonRTO_Midwest | TVA_Transmission | NonRTO_Midwest | Internal | Winter | B18 | 400 | 700 | 700 | 67.82 | 76.83 | 9 | 0.01
2035 | TVA_Transmission_2_NonRTO_Midwest | TVA_Transmission | NonRTO_Midwest | Internal | Winter | B19 | 700 | 700 | 0 | 65.37 | 63.2 | 9 | 0
2035 | TVA_Transmission_2_NonRTO_Midwest | TVA_Transmission | NonRTO_Midwest | Internal | Winter | B20 | 935 | 700 | 0 | 53.59 | 45.59 | 9 | 0
2035 | TVA_Transmission_2_SOCO | TVA_Transmission | SOCO | Internal | Shoulder | B11 | 25 | 3200 | 0 | 84.9 | 84.73 | 9 | 0
2035 | TVA_Transmission_2_SOCO | TVA_Transmission | SOCO | Internal | Shoulder | B12 | 200 | 3200 | 0 | 77.49 | 80.56 | 9 | 0
2035 | TVA_Transmission_2_SOCO | TVA_Transmission | SOCO | Internal | Shoulder | B13 | 600 | 3200 | 3200 | 65.78 | 74.79 | 9 | 0.01
2035 | TVA_Transmission_2_SOCO | TVA_Transmission | SOCO | Internal | Shoulder | B14 | 900 | 3200 | 3200 | 65.78 | 74.79 | 9 | 0.01
2035 | TVA_Transmission_2_SOCO | TVA_Transmission | SOCO | Internal | Shoulder | B15 | 1203 | 3200 | 3200 | 53.54 | 65.42 | 9 | 2.89
2035 | TVA_Transmission_2_SOCO | TVA_Transmission | SOCO | Internal | Summer | B1 | 10 | 3200 | 0 | 130.01 | 130.47 | 9 | 0
2035 | TVA_Transmission_2_SOCO | TVA_Transmission | SOCO | Internal | Summer | B2 | 25 | 3200 | 0 | 127.01 | 130.47 | 9 | 0
2035 | TVA_Transmission_2_SOCO | TVA_Transmission | SOCO | Internal | Summer | B3 | 75 | 3200 | 0 | 124.98 | 130.47 | 9 | 0
2035 | TVA_Transmission_2_SOCO | TVA_Transmission | SOCO | Internal | Summer | B4 | 100 | 3200 | 0 | 122.75 | 127.35 | 9 | 0
2035 | TVA_Transmission_2_SOCO | TVA_Transmission | SOCO | Internal | Summer | B5 | 200 | 3200 | 0 | 112.61 | 107.81 | 9 | 0
2035 | TVA_Transmission_2_SOCO | TVA_Transmission | SOCO | Internal | Summer | B6 | 300 | 3200 | 0 | 84.37 | 79.28 | 9 | 0
2035 | TVA_Transmission_2_SOCO | TVA_Transmission | SOCO | Internal | Summer | B7 | 400 | 3200 | 0 | 73.63 | 79.03 | 9 | 0
2035 | TVA_Transmission_2_SOCO | TVA_Transmission | SOCO | Internal | Summer | B8 | 500 | 3200 | 0 | 71.28 | 79.03 | 9 | 0
2035 | TVA_Transmission_2_SOCO | TVA_Transmission | SOCO | Internal | Summer | B9 | 800 | 3200 | 3200 | 62.37 | 71.93 | 9 | 0.55
2035 | TVA_Transmission_2_SOCO | TVA_Transmission | SOCO | Internal | Summer | B10 | 1262 | 3200 | 2131 | 51 | 60 | 9 | 0
2035 | TVA_Transmission_2_SOCO | TVA_Transmission | SOCO | Internal | Winter | B16 | 25 | 3200 | 0 | 86.68 | 87.12 | 9 | 0
2035 | TVA_Transmission_2_SOCO | TVA_Transmission | SOCO | Internal | Winter | B17 | 100 | 3200 | 1280.36 | 75.04 | 84.04 | 9 | 0
2035 | TVA_Transmission_2_SOCO | TVA_Transmission | SOCO | Internal | Winter | B18 | 400 | 3200 | 3200 | 67.82 | 76.83 | 9 | 0.01
2035 | TVA_Transmission_2_SOCO | TVA_Transmission | SOCO | Internal | Winter | B19 | 700 | 3200 | 3200 | 65.37 | 76.41 | 9 | 2.04
2035 | TVA_Transmission_2_SOCO | TVA_Transmission | SOCO | Internal | Winter | B20 | 935 | 3200 | 3200 | 53.59 | 63.61 | 9 | 1.02
2035 | TVA_Transmission_2_TVA | TVA_Transmission | TVA | Internal | Shoulder | B11 | 25 | 99999 | 0 | 84.9 | 80.07 | 0.01 | 0
2035 | TVA_Transmission_2_TVA | TVA_Transmission | TVA | Internal | Shoulder | B12 | 200 | 99999 | 0 | 77.49 | 73.77 | 0.01 | 0
2035 | TVA_Transmission_2_TVA | TVA_Transmission | TVA | Internal | Shoulder | B13 | 600 | 99999 | 742.89 | 65.78 | 65.79 | 0.01 | 0
2035 | TVA_Transmission_2_TVA | TVA_Transmission | TVA | Internal | Shoulder | B14 | 900 | 99999 | 2000 | 65.78 | 65.79 | 0.01 | 0
2035 | TVA_Transmission_2_TVA | TVA_Transmission | TVA | Internal | Shoulder | B15 | 1203 | 99999 | 1950.38 | 53.54 | 53.55 | 0.01 | 0
2035 | TVA_Transmission_2_TVA | TVA_Transmission | TVA | Internal | Summer | B1 | 10 | 99999 | 3696.13 | 130.01 | 130.02 | 0.01 | 0
2035 | TVA_Transmission_2_TVA | TVA_Transmission | TVA | Internal | Summer | B2 | 25 | 99999 | 2840.39 | 127.01 | 127.02 | 0.01 | 0
2035 | TVA_Transmission_2_TVA | TVA_Transmission | TVA | Internal | Summer | B3 | 75 | 99999 | 1161.31 | 124.98 | 124.99 | 0.01 | 0
2035 | TVA_Transmission_2_TVA | TVA_Transmission | TVA | Internal | Summer | B4 | 100 | 99999 | 738.74 | 122.75 | 122.76 | 0.01 | 0
2035 | TVA_Transmission_2_TVA | TVA_Transmission | TVA | Internal | Summer | B5 | 200 | 99999 | 0 | 112.61 | 100.81 | 0.01 | 0
2035 | TVA_Transmission_2_TVA | TVA_Transmission | TVA | Internal | Summer | B6 | 300 | 99999 | 0 | 84.37 | 78.32 | 0.01 | 0
2035 | TVA_Transmission_2_TVA | TVA_Transmission | TVA | Internal | Summer | B7 | 400 | 99999 | 0 | 73.63 | 71.3 | 0.01 | 0
2035 | TVA_Transmission_2_TVA | TVA_Transmission | TVA | Internal | Summer | B8 | 500 | 99999 | 598.89 | 71.28 | 71.3 | 0.01 | 0
2035 | TVA_Transmission_2_TVA | TVA_Transmission | TVA | Internal | Summer | B9 | 800 | 99999 | 972.3 | 62.37 | 62.39 | 0.01 | 0
2035 | TVA_Transmission_2_TVA | TVA_Transmission | TVA | Internal | Summer | B10 | 1262 | 99999 | 0 | 51 | 50.68 | 0.01 | 0
2035 | TVA_Transmission_2_TVA | TVA_Transmission | TVA | Internal | Winter | B16 | 25 | 99999 | 1930.38 | 86.68 | 86.69 | 0.01 | 0
2035 | TVA_Transmission_2_TVA | TVA_Transmission | TVA | Internal | Winter | B17 | 100 | 99999 | 1989.34 | 75.04 | 75.05 | 0.01 | 0
2035 | TVA_Transmission_2_TVA | TVA_Transmission | TVA | Internal | Winter | B18 | 400 | 99999 | 1127.15 | 67.82 | 67.83 | 0.01 | 0
2035 | TVA_Transmission_2_TVA | TVA_Transmission | TVA | Internal | Winter | B19 | 700 | 99999 | 2000 | 65.37 | 65.38 | 0.01 | 0
2035 | TVA_Transmission_2_TVA | TVA_Transmission | TVA | Internal | Winter | B20 | 935 | 99999 | 2170.63 | 53.59 | 53.6 | 0.01 | 0
2035 | TVA_Transmission_2_VACAR | TVA_Transmission | VACAR | Internal | Shoulder | B11 | 25 | 900 | 0 | 84.9 | 89.07 | 9 | 0
2035 | TVA_Transmission_2_VACAR | TVA_Transmission | VACAR | Internal | Shoulder | B12 | 200 | 900 | 0 | 77.49 | 81.31 | 9 | 0
2035 | TVA_Transmission_2_VACAR | TVA_Transmission | VACAR | Internal | Shoulder | B13 | 600 | 900 | 900 | 65.78 | 79.45 | 9 | 4.68
2035 | TVA_Transmission_2_VACAR | TVA_Transmission | VACAR | Internal | Shoulder | B14 | 900 | 900 | 900 | 65.78 | 77.36 | 9 | 2.58
2035 | TVA_Transmission_2_VACAR | TVA_Transmission | VACAR | Internal | Shoulder | B15 | 1203 | 900 | 0 | 53.54 | 58.42 | 9 | 0
2035 | TVA_Transmission_2_VACAR | TVA_Transmission | VACAR | Internal | Summer | B1 | 10 | 900 | 0 | 130.01 | 130.86 | 9 | 0
2035 | TVA_Transmission_2_VACAR | TVA_Transmission | VACAR | Internal | Summer | B2 | 25 | 900 | 0 | 127.01 | 130.86 | 9 | 0
2035 | TVA_Transmission_2_VACAR | TVA_Transmission | VACAR | Internal | Summer | B3 | 75 | 900 | 0 | 124.98 | 130.86 | 9 | 0
2035 | TVA_Transmission_2_VACAR | TVA_Transmission | VACAR | Internal | Summer | B4 | 100 | 900 | 0 | 122.75 | 126.98 | 9 | 0
2035 | TVA_Transmission_2_VACAR | TVA_Transmission | VACAR | Internal | Summer | B5 | 200 | 900 | 0 | 112.61 | 117.81 | 9 | 0
2035 | TVA_Transmission_2_VACAR | TVA_Transmission | VACAR | Internal | Summer | B6 | 300 | 900 | 0 | 84.37 | 89.28 | 9 | 0
2035 | TVA_Transmission_2_VACAR | TVA_Transmission | VACAR | Internal | Summer | B7 | 400 | 900 | 0 | 73.63 | 82.02 | 9 | 0
2035 | TVA_Transmission_2_VACAR | TVA_Transmission | VACAR | Internal | Summer | B8 | 500 | 900 | 0 | 71.28 | 76.77 | 9 | 0
2035 | TVA_Transmission_2_VACAR | TVA_Transmission | VACAR | Internal | Summer | B9 | 800 | 900 | 0 | 62.37 | 64.93 | 9 | 0
2035 | TVA_Transmission_2_VACAR | TVA_Transmission | VACAR | Internal | Summer | B10 | 1262 | 900 | 0 | 51 | 54.91 | 9 | 0
2035 | TVA_Transmission_2_VACAR | TVA_Transmission | VACAR | Internal | Winter | B16 | 25 | 900 | 900 | 86.68 | 97.12 | 9 | 1.44
2035 | TVA_Transmission_2_VACAR | TVA_Transmission | VACAR | Internal | Winter | B17 | 100 | 900 | 900 | 75.04 | 86.78 | 9 | 2.74
2035 | TVA_Transmission_2_VACAR | TVA_Transmission | VACAR | Internal | Winter | B18 | 400 | 900 | 900 | 67.82 | 80.27 | 9 | 3.46
2035 | TVA_Transmission_2_VACAR | TVA_Transmission | VACAR | Internal | Winter | B19 | 700 | 900 | 900 | 65.37 | 78.8 | 9 | 4.43
2035 | TVA_Transmission_2_VACAR | TVA_Transmission | VACAR | Internal | Winter | B20 | 935 | 900 | 0 | 53.59 | 57.37 | 9 | 0
2035 | VACAR_2_SOCO | VACAR | SOCO | Internal | Shoulder | B11 | 25 | 3000 | 0 | 89.07 | 84.73 | 7 | 0
2035 | VACAR_2_SOCO | VACAR | SOCO | Internal | Shoulder | B12 | 200 | 3000 | 0 | 81.31 | 80.56 | 7 | 0
2035 | VACAR_2_SOCO | VACAR | SOCO | Internal | Shoulder | B13 | 600 | 3000 | 0 | 79.45 | 74.79 | 7 | 0
2035 | VACAR_2_SOCO | VACAR | SOCO | Internal | Shoulder | B14 | 900 | 3000 | 0 | 77.36 | 74.79 | 7 | 0
2035 | VACAR_2_SOCO | VACAR | SOCO | Internal | Shoulder | B15 | 1203 | 3000 | 55.93 | 58.42 | 65.42 | 7 | 0
2035 | VACAR_2_SOCO | VACAR | SOCO | Internal | Summer | B1 | 10 | 3000 | 0 | 130.86 | 130.47 | 7 | 0
2035 | VACAR_2_SOCO | VACAR | SOCO | Internal | Summer | B2 | 25 | 3000 | 0 | 130.86 | 130.47 | 7 | 0
2035 | VACAR_2_SOCO | VACAR | SOCO | Internal | Summer | B3 | 75 | 3000 | 0 | 130.86 | 130.47 | 7 | 0
2035 | VACAR_2_SOCO | VACAR | SOCO | Internal | Summer | B4 | 100 | 3000 | 0 | 126.98 | 127.35 | 7 | 0
2035 | VACAR_2_SOCO | VACAR | SOCO | Internal | Summer | B5 | 200 | 3000 | 0 | 117.81 | 107.81 | 7 | 0
2035 | VACAR_2_SOCO | VACAR | SOCO | Internal | Summer | B6 | 300 | 3000 | 0 | 89.28 | 79.28 | 7 | 0
2035 | VACAR_2_SOCO | VACAR | SOCO | Internal | Summer | B7 | 400 | 3000 | 0 | 82.02 | 79.03 | 7 | 0
2035 | VACAR_2_SOCO | VACAR | SOCO | Internal | Summer | B8 | 500 | 3000 | 0 | 76.77 | 79.03 | 7 | 0
2035 | VACAR_2_SOCO | VACAR | SOCO | Internal | Summer | B9 | 800 | 3000 | 304.71 | 64.93 | 71.93 | 7 | 0
2035 | VACAR_2_SOCO | VACAR | SOCO | Internal | Summer | B10 | 1262 | 3000 | 0 | 54.91 | 60 | 7 | 0
2035 | VACAR_2_SOCO | VACAR | SOCO | Internal | Winter | B16 | 25 | 3000 | 0 | 97.12 | 87.12 | 7 | 0
2035 | VACAR_2_SOCO | VACAR | SOCO | Internal | Winter | B17 | 100 | 3000 | 0 | 86.78 | 84.04 | 7 | 0
2035 | VACAR_2_SOCO | VACAR | SOCO | Internal | Winter | B18 | 400 | 3000 | 0 | 80.27 | 76.83 | 7 | 0
2035 | VACAR_2_SOCO | VACAR | SOCO | Internal | Winter | B19 | 700 | 3000 | 0 | 78.8 | 76.41 | 7 | 0
2035 | VACAR_2_SOCO | VACAR | SOCO | Internal | Winter | B20 | 935 | 3000 | 0 | 57.37 | 63.61 | 7 | 0
2040 | ENT_2_SOCO | ENT | SOCO | Internal | Shoulder | B11 | 25 | 2431 | 0 | 87.58 | 87.75 | 8 | 0
2040 | ENT_2_SOCO | ENT | SOCO | Internal | Shoulder | B12 | 200 | 2431 | 2281.95 | 78.79 | 86.79 | 8 | 0
2040 | ENT_2_SOCO | ENT | SOCO | Internal | Shoulder | B13 | 600 | 2431 | 2431 | 62.34 | 79.34 | 8 | 9
2040 | ENT_2_SOCO | ENT | SOCO | Internal | Shoulder | B14 | 900 | 2431 | 2431 | 60.72 | 79.34 | 8 | 10.62
2040 | ENT_2_SOCO | ENT | SOCO | Internal | Shoulder | B15 | 1203 | 2431 | 2431 | 46.31 | 63.31 | 8 | 9
2040 | ENT_2_SOCO | ENT | SOCO | Internal | Summer | B1 | 10 | 2431 | 2431 | 128.37 | 140.78 | 8 | 4.41
2040 | ENT_2_SOCO | ENT | SOCO | Internal | Summer | B2 | 25 | 2431 | 2431 | 125.91 | 140.78 | 8 | 6.88
2040 | ENT_2_SOCO | ENT | SOCO | Internal | Summer | B3 | 75 | 2431 | 2431 | 126.05 | 140.78 | 8 | 6.74
2040 | ENT_2_SOCO | ENT | SOCO | Internal | Summer | B4 | 100 | 2431 | 1555.52 | 125.02 | 133.02 | 8 | 0
2040 | ENT_2_SOCO | ENT | SOCO | Internal | Summer | B5 | 200 | 2431 | 0 | 114.51 | 112.5 | 8 | 0
2040 | ENT_2_SOCO | ENT | SOCO | Internal | Summer | B6 | 300 | 2431 | 0 | 87.4 | 85.51 | 8 | 0
2040 | ENT_2_SOCO | ENT | SOCO | Internal | Summer | B7 | 400 | 2431 | 0 | 82.73 | 85.51 | 8 | 0
2040 | ENT_2_SOCO | ENT | SOCO | Internal | Summer | B8 | 500 | 2431 | 709.31 | 77.51 | 85.51 | 8 | 0
2040 | ENT_2_SOCO | ENT | SOCO | Internal | Summer | B9 | 800 | 2431 | 2431 | 56.98 | 77.68 | 8 | 12.7
2040 | ENT_2_SOCO | ENT | SOCO | Internal | Summer | B10 | 1262 | 2431 | 2431 | 44.76 | 60.12 | 8 | 7.37
2040 | ENT_2_SOCO | ENT | SOCO | Internal | Winter | B16 | 25 | 2431 | 0 | 84.3 | 91.4 | 8 | 0
2040 | ENT_2_SOCO | ENT | SOCO | Internal | Winter | B17 | 100 | 2431 | 2431 | 76.67 | 90.88 | 8 | 6.21
2040 | ENT_2_SOCO | ENT | SOCO | Internal | Winter | B18 | 400 | 2431 | 2431 | 65.55 | 82.55 | 8 | 9
2040 | ENT_2_SOCO | ENT | SOCO | Internal | Winter | B19 | 700 | 2431 | 2431 | 62.47 | 82.55 | 8 | 12.08
2040 | ENT_2_SOCO | ENT | SOCO | Internal | Winter | B20 | 935 | 2431 | 2431 | 45.48 | 60.13 | 8 | 6.65
2040 | ENT_2_TVA_Transmission | ENT | TVA_Transmission | Internal | Shoulder | B11 | 25 | 2100 | 0 | 87.58 | 91.92 | 8 | 0
2040 | ENT_2_TVA_Transmission | ENT | TVA_Transmission | Internal | Shoulder | B12 | 200 | 2100 | 0 | 78.79 | 78.79 | 8 | 0
2040 | ENT_2_TVA_Transmission | ENT | TVA_Transmission | Internal | Shoulder | B13 | 600 | 2100 | 870.52 | 62.34 | 70.34 | 8 | 0
2040 | ENT_2_TVA_Transmission | ENT | TVA_Transmission | Internal | Shoulder | B14 | 900 | 2100 | 2100 | 60.72 | 70.34 | 8 | 1.62
2040 | ENT_2_TVA_Transmission | ENT | TVA_Transmission | Internal | Shoulder | B15 | 1203 | 2100 | 1879.22 | 46.31 | 54.31 | 8 | 0
2040 | ENT_2_TVA_Transmission | ENT | TVA_Transmission | Internal | Summer | B1 | 10 | 2100 | 1354.01 | 128.37 | 136.37 | 8 | 0
2040 | ENT_2_TVA_Transmission | ENT | TVA_Transmission | Internal | Summer | B2 | 25 | 2100 | 2100 | 125.91 | 136.37 | 8 | 2.46
2040 | ENT_2_TVA_Transmission | ENT | TVA_Transmission | Internal | Summer | B3 | 75 | 2100 | 195.01 | 126.05 | 134.05 | 8 | 0
2040 | ENT_2_TVA_Transmission | ENT | TVA_Transmission | Internal | Summer | B4 | 100 | 2100 | 0 | 125.02 | 131.62 | 8 | 0
2040 | ENT_2_TVA_Transmission | ENT | TVA_Transmission | Internal | Summer | B5 | 200 | 2100 | 0 | 114.51 | 117.14 | 8 | 0
2040 | ENT_2_TVA_Transmission | ENT | TVA_Transmission | Internal | Summer | B6 | 300 | 2100 | 0 | 87.4 | 90.58 | 8 | 0
2040 | ENT_2_TVA_Transmission | ENT | TVA_Transmission | Internal | Summer | B7 | 400 | 2100 | 0 | 82.73 | 82.76 | 8 | 0
2040 | ENT_2_TVA_Transmission | ENT | TVA_Transmission | Internal | Summer | B8 | 500 | 2100 | 0 | 77.51 | 76.8 | 8 | 0
2040 | ENT_2_TVA_Transmission | ENT | TVA_Transmission | Internal | Summer | B9 | 800 | 2100 | 0 | 56.98 | 64.97 | 8 | 0
2040 | ENT_2_TVA_Transmission | ENT | TVA_Transmission | Internal | Summer | B10 | 1262 | 2100 | 0 | 44.76 | 52.75 | 8 | 0
2040 | ENT_2_TVA_Transmission | ENT | TVA_Transmission | Internal | Winter | B16 | 25 | 2100 | 979.52 | 84.3 | 92.3 | 8 | 0
2040 | ENT_2_TVA_Transmission | ENT | TVA_Transmission | Internal | Winter | B17 | 100 | 2100 | 0 | 76.67 | 81.88 | 8 | 0
2040 | ENT_2_TVA_Transmission | ENT | TVA_Transmission | Internal | Winter | B18 | 400 | 2100 | 733.06 | 65.55 | 73.55 | 8 | 0
2040 | ENT_2_TVA_Transmission | ENT | TVA_Transmission | Internal | Winter | B19 | 700 | 2100 | 1921.64 | 62.47 | 70.47 | 8 | 0
2040 | ENT_2_TVA_Transmission | ENT | TVA_Transmission | Internal | Winter | B20 | 935 | 2100 | 324.93 | 45.48 | 53.48 | 8 | 0
2040 | HQ_NEISO_2_NEISO | HQ_NEISO | NEISO | Internal | Shoulder | B11 | 25 | 99999 | 4523.29 | 72.72 | 72.74 | 0.01 | 0
2040 | HQ_NEISO_2_NEISO | HQ_NEISO | NEISO | Internal | Shoulder | B12 | 200 | 99999 | 4507.22 | 71.74 | 71.75 | 0.01 | 0
2040 | HQ_NEISO_2_NEISO | HQ_NEISO | NEISO | Internal | Shoulder | B13 | 600 | 99999 | 4443.92 | 69.66 | 69.67 | 0.01 | 0
2040 | HQ_NEISO_2_NEISO | HQ_NEISO | NEISO | Internal | Shoulder | B14 | 900 | 99999 | 4333.2 | 69.66 | 69.67 | 0.01 | 0
2040 | HQ_NEISO_2_NEISO | HQ_NEISO | NEISO | Internal | Shoulder | B15 | 1203 | 99999 | 2251.49 | 69.66 | 69.67 | 0.01 | 0
2040 | HQ_NEISO_2_NEISO | HQ_NEISO | NEISO | Internal | Summer | B1 | 10 | 99999 | 5420.1 | 103.7 | 103.71 | 0.01 | 0
2040 | HQ_NEISO_2_NEISO | HQ_NEISO | NEISO | Internal | Summer | B2 | 25 | 99999 | 5313.83 | 115.76 | 115.77 | 0.01 | 0
2040 | HQ_NEISO_2_NEISO | HQ_NEISO | NEISO | Internal | Summer | B3 | 75 | 99999 | 5102.01 | 94.24 | 94.25 | 0.01 | 0
2040 | HQ_NEISO_2_NEISO | HQ_NEISO | NEISO | Internal | Summer | B4 | 100 | 99999 | 4919.84 | 68.89 | 68.91 | 0.01 | 0
2040 | HQ_NEISO_2_NEISO | HQ_NEISO | NEISO | Internal | Summer | B5 | 200 | 99999 | 4820.81 | 68.89 | 68.91 | 0.01 | 0
2040 | HQ_NEISO_2_NEISO | HQ_NEISO | NEISO | Internal | Summer | B6 | 300 | 99999 | 4709.12 | 68.89 | 68.91 | 0.01 | 0
2040 | HQ_NEISO_2_NEISO | HQ_NEISO | NEISO | Internal | Summer | B7 | 400 | 99999 | 4581.14 | 68.89 | 68.91 | 0.01 | 0
2040 | HQ_NEISO_2_NEISO | HQ_NEISO | NEISO | Internal | Summer | B8 | 500 | 99999 | 4480.51 | 68.89 | 68.91 | 0.01 | 0
2040 | HQ_NEISO_2_NEISO | HQ_NEISO | NEISO | Internal | Summer | B9 | 800 | 99999 | 4357.25 | 68.89 | 68.91 | 0.01 | 0
2040 | HQ_NEISO_2_NEISO | HQ_NEISO | NEISO | Internal | Summer | B10 | 1262 | 99999 | 1940.57 | 68.89 | 68.91 | 0.01 | 0
2040 | HQ_NEISO_2_NEISO | HQ_NEISO | NEISO | Internal | Winter | B16 | 25 | 99999 | 4746.16 | 84.63 | 84.64 | 0.01 | 0
2040 | HQ_NEISO_2_NEISO | HQ_NEISO | NEISO | Internal | Winter | B17 | 100 | 99999 | 4656.71 | 82.48 | 82.49 | 0.01 | 0
2040 | HQ_NEISO_2_NEISO | HQ_NEISO | NEISO | Internal | Winter | B18 | 400 | 99999 | 4588.26 | 80.05 | 80.06 | 0.01 | 0
2040 | HQ_NEISO_2_NEISO | HQ_NEISO | NEISO | Internal | Winter | B19 | 700 | 99999 | 4460.73 | 80.05 | 80.06 | 0.01 | 0
2040 | HQ_NEISO_2_NEISO | HQ_NEISO | NEISO | Internal | Winter | B20 | 935 | 99999 | 2471.08 | 80.05 | 80.06 | 0.01 | 0
2040 | HQ_NY_2_NYISO_A-F | HQ_NY | NYISO_A-F | Internal | Shoulder | B11 | 25 | 99999 | 2812.27 | 76.68 | 76.69 | 0.01 | 0
2040 | HQ_NY_2_NYISO_A-F | HQ_NY | NYISO_A-F | Internal | Shoulder | B12 | 200 | 99999 | 2847.69 | 74.72 | 74.74 | 0.01 | 0
2040 | HQ_NY_2_NYISO_A-F | HQ_NY | NYISO_A-F | Internal | Shoulder | B13 | 600 | 99999 | 2781.85 | 72.64 | 72.66 | 0.01 | 0
2040 | HQ_NY_2_NYISO_A-F | HQ_NY | NYISO_A-F | Internal | Shoulder | B14 | 900 | 99999 | 2673.14 | 72.64 | 72.66 | 0.01 | 0
2040 | HQ_NY_2_NYISO_A-F | HQ_NY | NYISO_A-F | Internal | Shoulder | B15 | 1203 | 99999 | 1582.7 | 72.64 | 72.66 | 0.01 | 0
2040 | HQ_NY_2_NYISO_A-F | HQ_NY | NYISO_A-F | Internal | Summer | B1 | 10 | 99999 | 3500.1 | 97.88 | 97.89 | 0.01 | 0
2040 | HQ_NY_2_NYISO_A-F | HQ_NY | NYISO_A-F | Internal | Summer | B2 | 25 | 99999 | 3406.71 | 118.76 | 118.77 | 0.01 | 0
2040 | HQ_NY_2_NYISO_A-F | HQ_NY | NYISO_A-F | Internal | Summer | B3 | 75 | 99999 | 3266.7 | 111.17 | 111.19 | 0.01 | 0
2040 | HQ_NY_2_NYISO_A-F | HQ_NY | NYISO_A-F | Internal | Summer | B4 | 100 | 99999 | 3116.37 | 97.88 | 97.89 | 0.01 | 0
2040 | HQ_NY_2_NYISO_A-F | HQ_NY | NYISO_A-F | Internal | Summer | B5 | 200 | 99999 | 3025.59 | 97.88 | 97.89 | 0.01 | 0
2040 | HQ_NY_2_NYISO_A-F | HQ_NY | NYISO_A-F | Internal | Summer | B6 | 300 | 99999 | 2934.86 | 81.39 | 81.4 | 0.01 | 0
2040 | HQ_NY_2_NYISO_A-F | HQ_NY | NYISO_A-F | Internal | Summer | B7 | 400 | 99999 | 2830.75 | 71.89 | 71.91 | 0.01 | 0
2040 | HQ_NY_2_NYISO_A-F | HQ_NY | NYISO_A-F | Internal | Summer | B8 | 500 | 99999 | 2760.25 | 71.62 | 71.64 | 0.01 | 0
2040 | HQ_NY_2_NYISO_A-F | HQ_NY | NYISO_A-F | Internal | Summer | B9 | 800 | 99999 | 2664.71 | 71.62 | 71.64 | 0.01 | 0
2040 | HQ_NY_2_NYISO_A-F | HQ_NY | NYISO_A-F | Internal | Summer | B10 | 1262 | 99999 | 1436.31 | 71.62 | 71.64 | 0.01 | 0
2040 | HQ_NY_2_NYISO_A-F | HQ_NY | NYISO_A-F | Internal | Winter | B16 | 25 | 99999 | 3058.87 | 79.48 | 79.5 | 0.01 | 0
2040 | HQ_NY_2_NYISO_A-F | HQ_NY | NYISO_A-F | Internal | Winter | B17 | 100 | 99999 | 3001.1 | 79.48 | 79.49 | 0.01 | 0
2040 | HQ_NY_2_NYISO_A-F | HQ_NY | NYISO_A-F | Internal | Winter | B18 | 400 | 99999 | 2934.69 | 75.4 | 75.41 | 0.01 | 0
2040 | HQ_NY_2_NYISO_A-F | HQ_NY | NYISO_A-F | Internal | Winter | B19 | 700 | 99999 | 2819.07 | 75.4 | 75.41 | 0.01 | 0
2040 | HQ_NY_2_NYISO_A-F | HQ_NY | NYISO_A-F | Internal | Winter | B20 | 935 | 99999 | 1762.97 | 75.4 | 75.41 | 0.01 | 0
2040 | HQ_IESO_2_IESO | HQ_IESO | IESO | Internal | Shoulder | B11 | 25 | 99999 | 400 | 80.21 | 80.22 | 0.01 | 0
2040 | HQ_IESO_2_IESO | HQ_IESO | IESO | Internal | Shoulder | B12 | 200 | 99999 | 400 | 74.47 | 74.49 | 0.01 | 0
2040 | HQ_IESO_2_IESO | HQ_IESO | IESO | Internal | Shoulder | B13 | 600 | 99999 | 400 | 72.98 | 72.99 | 0.01 | 0
2040 | HQ_IESO_2_IESO | HQ_IESO | IESO | Internal | Shoulder | B14 | 900 | 99999 | 400 | 72.98 | 72.99 | 0.01 | 0
2040 | HQ_IESO_2_IESO | HQ_IESO | IESO | Internal | Shoulder | B15 | 1203 | 99999 | 75.48 | 72.98 | 72.99 | 0.01 | 0
2040 | HQ_IESO_2_IESO | HQ_IESO | IESO | Internal | Summer | B1 | 10 | 99999 | 400.1 | 125.76 | 125.77 | 0.01 | 0
2040 | HQ_IESO_2_IESO | HQ_IESO | IESO | Internal | Summer | B2 | 25 | 99999 | 400.1 | 125.76 | 125.77 | 0.01 | 0
2040 | HQ_IESO_2_IESO | HQ_IESO | IESO | Internal | Summer | B3 | 75 | 99999 | 400.1 | 118.17 | 118.19 | 0.01 | 0
2040 | HQ_IESO_2_IESO | HQ_IESO | IESO | Internal | Summer | B4 | 100 | 99999 | 400.1 | 104.88 | 104.89 | 0.01 | 0
2040 | HQ_IESO_2_IESO | HQ_IESO | IESO | Internal | Summer | B5 | 200 | 99999 | 400.1 | 104.88 | 104.89 | 0.01 | 0
2040 | HQ_IESO_2_IESO | HQ_IESO | IESO | Internal | Summer | B6 | 300 | 99999 | 400 | 79.51 | 79.52 | 0.01 | 0
2040 | HQ_IESO_2_IESO | HQ_IESO | IESO | Internal | Summer | B7 | 400 | 99999 | 400 | 72.58 | 72.59 | 0.01 | 0
2040 | HQ_IESO_2_IESO | HQ_IESO | IESO | Internal | Summer | B8 | 500 | 99999 | 400 | 70.18 | 70.19 | 0.01 | 0
2040 | HQ_IESO_2_IESO | HQ_IESO | IESO | Internal | Summer | B9 | 800 | 99999 | 400 | 65.9 | 65.91 | 0.01 | 0
2040 | HQ_IESO_2_IESO | HQ_IESO | IESO | Internal | Summer | B10 | 1262 | 99999 | 12.04 | 65.9 | 65.91 | 0.01 | 0
2040 | HQ_IESO_2_IESO | HQ_IESO | IESO | Internal | Winter | B16 | 25 | 99999 | 400 | 82.56 | 82.57 | 0.01 | 0
2040 | HQ_IESO_2_IESO | HQ_IESO | IESO | Internal | Winter | B17 | 100 | 99999 | 400 | 82.47 | 82.48 | 0.01 | 0
2040 | HQ_IESO_2_IESO | HQ_IESO | IESO | Internal | Winter | B18 | 400 | 99999 | 400 | 75.99 | 76.01 | 0.01 | 0
2040 | HQ_IESO_2_IESO | HQ_IESO | IESO | Internal | Winter | B19 | 700 | 99999 | 400 | 75.99 | 76.01 | 0.01 | 0
2040 | HQ_IESO_2_IESO | HQ_IESO | IESO | Internal | Winter | B20 | 935 | 99999 | 91.98 | 75.99 | 76.01 | 0.01 | 0
2040 | IESO_2_MAPP_CA | IESO | MAPP_CA | Internal | Shoulder | B11 | 25 | 262 | 0 | 80.22 | 72.22 | 7 | 0
2040 | IESO_2_MAPP_CA | IESO | MAPP_CA | Internal | Shoulder | B12 | 200 | 262 | 0 | 74.49 | 70.76 | 7 | 0
2040 | IESO_2_MAPP_CA | IESO | MAPP_CA | Internal | Shoulder | B13 | 600 | 262 | 0 | 72.99 | 55.08 | 7 | 0
2040 | IESO_2_MAPP_CA | IESO | MAPP_CA | Internal | Shoulder | B14 | 900 | 262 | 0 | 72.99 | 43.66 | 7 | 0
2040 | IESO_2_MAPP_CA | IESO | MAPP_CA | Internal | Shoulder | B15 | 1203 | 262 | 0 | 72.99 | 43.66 | 7 | 0
2040 | IESO_2_MAPP_CA | IESO | MAPP_CA | Internal | Summer | B1 | 10 | 262 | 0 | 125.77 | 87.38 | 7 | 0
2040 | IESO_2_MAPP_CA | IESO | MAPP_CA | Internal | Summer | B2 | 25 | 262 | 0 | 125.77 | 87.38 | 7 | 0
2040 | IESO_2_MAPP_CA | IESO | MAPP_CA | Internal | Summer | B3 | 75 | 262 | 0 | 118.19 | 110.19 | 7 | 0
2040 | IESO_2_MAPP_CA | IESO | MAPP_CA | Internal | Summer | B4 | 100 | 262 | 0 | 104.89 | 96.89 | 7 | 0
2040 | IESO_2_MAPP_CA | IESO | MAPP_CA | Internal | Summer | B5 | 200 | 262 | 0 | 104.89 | 96.89 | 7 | 0
2040 | IESO_2_MAPP_CA | IESO | MAPP_CA | Internal | Summer | B6 | 300 | 262 | 0 | 79.52 | 73.39 | 7 | 0
2040 | IESO_2_MAPP_CA | IESO | MAPP_CA | Internal | Summer | B7 | 400 | 262 | 0 | 72.59 | 64.59 | 7 | 0
2040 | IESO_2_MAPP_CA | IESO | MAPP_CA | Internal | Summer | B8 | 500 | 262 | 0 | 70.19 | 62.19 | 7 | 0
2040 | IESO_2_MAPP_CA | IESO | MAPP_CA | Internal | Summer | B9 | 800 | 262 | 0 | 65.91 | 56.95 | 7 | 0
2040 | IESO_2_MAPP_CA | IESO | MAPP_CA | Internal | Summer | B10 | 1262 | 262 | 0 | 65.91 | 56.95 | 7 | 0
2040 | IESO_2_MAPP_CA | IESO | MAPP_CA | Internal | Winter | B16 | 25 | 262 | 0 | 82.57 | 52.53 | 7 | 0
2040 | IESO_2_MAPP_CA | IESO | MAPP_CA | Internal | Winter | B17 | 100 | 262 | 0 | 82.48 | 52.53 | 7 | 0
2040 | IESO_2_MAPP_CA | IESO | MAPP_CA | Internal | Winter | B18 | 400 | 262 | 0 | 76.01 | 52.53 | 7 | 0
2040 | IESO_2_MAPP_CA | IESO | MAPP_CA | Internal | Winter | B19 | 700 | 262 | 0 | 76.01 | 52.53 | 7 | 0
2040 | IESO_2_MAPP_CA | IESO | MAPP_CA | Internal | Winter | B20 | 935 | 262 | 0 | 76.01 | 52.53 | 7 | 0
2040 | IESO_2_MISO_MI | IESO | MISO_MI | Internal | Shoulder | B11 | 25 | 1840 | 1840 | 80.22 | 87.61 | 7 | 0.39
2040 | IESO_2_MISO_MI | IESO | MISO_MI | Internal | Shoulder | B12 | 200 | 1840 | 260.73 | 74.49 | 81.49 | 7 | 0
2040 | IESO_2_MISO_MI | IESO | MISO_MI | Internal | Shoulder | B13 | 600 | 1840 | 0 | 72.99 | 78.59 | 7 | 0
2040 | IESO_2_MISO_MI | IESO | MISO_MI | Internal | Shoulder | B14 | 900 | 1840 | 0 | 72.99 | 76.22 | 7 | 0
2040 | IESO_2_MISO_MI | IESO | MISO_MI | Internal | Shoulder | B15 | 1203 | 1840 | 0 | 72.99 | 55.7 | 7 | 0
2040 | IESO_2_MISO_MI | IESO | MISO_MI | Internal | Summer | B1 | 10 | 1840 | 1840 | 125.77 | 136.13 | 7 | 3.36
2040 | IESO_2_MISO_MI | IESO | MISO_MI | Internal | Summer | B2 | 25 | 1840 | 1126.28 | 125.77 | 132.77 | 7 | 0
2040 | IESO_2_MISO_MI | IESO | MISO_MI | Internal | Summer | B3 | 75 | 1840 | 1840 | 118.19 | 130.06 | 7 | 4.87
2040 | IESO_2_MISO_MI | IESO | MISO_MI | Internal | Summer | B4 | 100 | 1840 | 1840 | 104.89 | 127.62 | 7 | 15.73
2040 | IESO_2_MISO_MI | IESO | MISO_MI | Internal | Summer | B5 | 200 | 1840 | 1840 | 104.89 | 114.54 | 7 | 2.65
2040 | IESO_2_MISO_MI | IESO | MISO_MI | Internal | Summer | B6 | 300 | 1840 | 1840 | 79.52 | 87.43 | 7 | 0.91
2040 | IESO_2_MISO_MI | IESO | MISO_MI | Internal | Summer | B7 | 400 | 1840 | 542.03 | 72.59 | 79.59 | 7 | 0
2040 | IESO_2_MISO_MI | IESO | MISO_MI | Internal | Summer | B8 | 500 | 1840 | 0 | 70.19 | 75.84 | 7 | 0
2040 | IESO_2_MISO_MI | IESO | MISO_MI | Internal | Summer | B9 | 800 | 1840 | 0 | 65.91 | 57.91 | 7 | 0
2040 | IESO_2_MISO_MI | IESO | MISO_MI | Internal | Summer | B10 | 1262 | 1840 | 0 | 65.91 | 52.96 | 7 | 0
2040 | IESO_2_MISO_MI | IESO | MISO_MI | Internal | Winter | B16 | 25 | 1840 | 1840 | 82.57 | 95.42 | 7 | 5.85
2040 | IESO_2_MISO_MI | IESO | MISO_MI | Internal | Winter | B17 | 100 | 1840 | 114.15 | 82.48 | 89.48 | 7 | 0
2040 | IESO_2_MISO_MI | IESO | MISO_MI | Internal | Winter | B18 | 400 | 1840 | 491.77 | 76.01 | 83.01 | 7 | 0
2040 | IESO_2_MISO_MI | IESO | MISO_MI | Internal | Winter | B19 | 700 | 1840 | 0 | 76.01 | 76.21 | 7 | 0
2040 | IESO_2_MISO_MI | IESO | MISO_MI | Internal | Winter | B20 | 935 | 1840 | 0 | 76.01 | 54.1 | 7 | 0
2040 | IESO_2_MISO_W | IESO | MISO_W | Internal | Shoulder | B11 | 25 | 214 | 214 | 80.22 | 87.57 | 7 | 0.35
2040 | IESO_2_MISO_W | IESO | MISO_W | Internal | Shoulder | B12 | 200 | 214 | 0 | 74.49 | 70.78 | 7 | 0
2040 | IESO_2_MISO_W | IESO | MISO_W | Internal | Shoulder | B13 | 600 | 214 | 0 | 72.99 | 55.09 | 7 | 0
2040 | IESO_2_MISO_W | IESO | MISO_W | Internal | Shoulder | B14 | 900 | 214 | 0 | 72.99 | 43.67 | 7 | 0
2040 | IESO_2_MISO_W | IESO | MISO_W | Internal | Shoulder | B15 | 1203 | 214 | 0 | 72.99 | 39.84 | 7 | 0
2040 | IESO_2_MISO_W | IESO | MISO_W | Internal | Summer | B1 | 10 | 214 | 0 | 125.77 | 128.37 | 7 | 0
2040 | IESO_2_MISO_W | IESO | MISO_W | Internal | Summer | B2 | 25 | 214 | 0 | 125.77 | 125.89 | 7 | 0
2040 | IESO_2_MISO_W | IESO | MISO_W | Internal | Summer | B3 | 75 | 214 | 214 | 118.19 | 126.05 | 7 | 0.86
2040 | IESO_2_MISO_W | IESO | MISO_W | Internal | Summer | B4 | 100 | 214 | 214 | 104.89 | 125.02 | 7 | 13.13
2040 | IESO_2_MISO_W | IESO | MISO_W | Internal | Summer | B5 | 200 | 214 | 214 | 104.89 | 114.5 | 7 | 2.61
2040 | IESO_2_MISO_W | IESO | MISO_W | Internal | Summer | B6 | 300 | 214 | 214 | 79.52 | 87.39 | 7 | 0.87
2040 | IESO_2_MISO_W | IESO | MISO_W | Internal | Summer | B7 | 400 | 214 | 0 | 72.59 | 79.55 | 7 | 0
2040 | IESO_2_MISO_W | IESO | MISO_W | Internal | Summer | B8 | 500 | 214 | 0 | 70.19 | 71.84 | 7 | 0
2040 | IESO_2_MISO_W | IESO | MISO_W | Internal | Summer | B9 | 800 | 214 | 0 | 65.91 | 56.96 | 7 | 0
2040 | IESO_2_MISO_W | IESO | MISO_W | Internal | Summer | B10 | 1262 | 214 | 0 | 65.91 | 44.73 | 7 | 0
2040 | IESO_2_MISO_W | IESO | MISO_W | Internal | Winter | B16 | 25 | 214 | 0 | 82.57 | 44.5 | 7 | 0
2040 | IESO_2_MISO_W | IESO | MISO_W | Internal | Winter | B17 | 100 | 214 | 0 | 82.48 | 47 | 7 | 0
2040 | IESO_2_MISO_W | IESO | MISO_W | Internal | Winter | B18 | 400 | 214 | 0 | 76.01 | 52.54 | 7 | 0
2040 | IESO_2_MISO_W | IESO | MISO_W | Internal | Winter | B19 | 700 | 214 | 0 | 76.01 | 52.52 | 7 | 0
2040 | IESO_2_MISO_W | IESO | MISO_W | Internal | Winter | B20 | 935 | 214 | 0 | 76.01 | 39.79 | 7 | 0
2040 | IESO_2_NYISO_A-F | IESO | NYISO_A-F | Internal | Shoulder | B11 | 25 | 1725 | 0 | 80.22 | 76.69 | 7 | 0
2040 | IESO_2_NYISO_A-F | IESO | NYISO_A-F | Internal | Shoulder | B12 | 200 | 1725 | 0 | 74.49 | 74.74 | 7 | 0
2040 | IESO_2_NYISO_A-F | IESO | NYISO_A-F | Internal | Shoulder | B13 | 600 | 1725 | 0 | 72.99 | 72.66 | 7 | 0
2040 | IESO_2_NYISO_A-F | IESO | NYISO_A-F | Internal | Shoulder | B14 | 900 | 1725 | 0 | 72.99 | 72.66 | 7 | 0
2040 | IESO_2_NYISO_A-F | IESO | NYISO_A-F | Internal | Shoulder | B15 | 1203 | 1725 | 0 | 72.99 | 72.66 | 7 | 0
2040 | IESO_2_NYISO_A-F | IESO | NYISO_A-F | Internal | Summer | B1 | 10 | 1725 | 0 | 125.77 | 97.89 | 7 | 0
2040 | IESO_2_NYISO_A-F | IESO | NYISO_A-F | Internal | Summer | B2 | 25 | 1725 | 0 | 125.77 | 118.77 | 7 | 0
2040 | IESO_2_NYISO_A-F | IESO | NYISO_A-F | Internal | Summer | B3 | 75 | 1725 | 0 | 118.19 | 111.19 | 7 | 0
2040 | IESO_2_NYISO_A-F | IESO | NYISO_A-F | Internal | Summer | B4 | 100 | 1725 | 0 | 104.89 | 97.89 | 7 | 0
2040 | IESO_2_NYISO_A-F | IESO | NYISO_A-F | Internal | Summer | B5 | 200 | 1725 | 0 | 104.89 | 97.89 | 7 | 0
2040 | IESO_2_NYISO_A-F | IESO | NYISO_A-F | Internal | Summer | B6 | 300 | 1725 | 0 | 79.52 | 81.4 | 7 | 0
2040 | IESO_2_NYISO_A-F | IESO | NYISO_A-F | Internal | Summer | B7 | 400 | 1725 | 0 | 72.59 | 71.91 | 7 | 0
2040 | IESO_2_NYISO_A-F | IESO | NYISO_A-F | Internal | Summer | B8 | 500 | 1725 | 0 | 70.19 | 71.64 | 7 | 0
2040 | IESO_2_NYISO_A-F | IESO | NYISO_A-F | Internal | Summer | B9 | 800 | 1725 | 0 | 65.91 | 71.64 | 7 | 0
2040 | IESO_2_NYISO_A-F | IESO | NYISO_A-F | Internal | Summer | B10 | 1262 | 1725 | 0 | 65.91 | 71.64 | 7 | 0
2040 | IESO_2_NYISO_A-F | IESO | NYISO_A-F | Internal | Winter | B16 | 25 | 1725 | 0 | 82.57 | 79.5 | 7 | 0
2040 | IESO_2_NYISO_A-F | IESO | NYISO_A-F | Internal | Winter | B17 | 100 | 1725 | 0 | 82.48 | 79.49 | 7 | 0
2040 | IESO_2_NYISO_A-F | IESO | NYISO_A-F | Internal | Winter | B18 | 400 | 1725 | 0 | 76.01 | 75.41 | 7 | 0
2040 | IESO_2_NYISO_A-F | IESO | NYISO_A-F | Internal | Winter | B19 | 700 | 1725 | 0 | 76.01 | 75.41 | 7 | 0
2040 | IESO_2_NYISO_A-F | IESO | NYISO_A-F | Internal | Winter | B20 | 935 | 1725 | 0 | 76.01 | 75.41 | 7 | 0
2040 | MAPP_CA_2_IESO | MAPP_CA | IESO | Internal | Shoulder | B11 | 25 | 330 | 207.65 | 72.22 | 80.22 | 8 | 0
2040 | MAPP_CA_2_IESO | MAPP_CA | IESO | Internal | Shoulder | B12 | 200 | 330 | 0 | 70.76 | 74.49 | 8 | 0
2040 | MAPP_CA_2_IESO | MAPP_CA | IESO | Internal | Shoulder | B13 | 600 | 330 | 330 | 55.08 | 72.99 | 8 | 9.91
2040 | MAPP_CA_2_IESO | MAPP_CA | IESO | Internal | Shoulder | B14 | 900 | 330 | 330 | 43.66 | 72.99 | 8 | 21.33
2040 | MAPP_CA_2_IESO | MAPP_CA | IESO | Internal | Shoulder | B15 | 1203 | 330 | 330 | 43.66 | 72.99 | 8 | 21.33
2040 | MAPP_CA_2_IESO | MAPP_CA | IESO | Internal | Summer | B1 | 10 | 330 | 330 | 87.38 | 125.77 | 8 | 30.38
2040 | MAPP_CA_2_IESO | MAPP_CA | IESO | Internal | Summer | B2 | 25 | 330 | 330 | 87.38 | 125.77 | 8 | 30.38
2040 | MAPP_CA_2_IESO | MAPP_CA | IESO | Internal | Summer | B3 | 75 | 330 | 268.32 | 110.19 | 118.19 | 8 | 0
2040 | MAPP_CA_2_IESO | MAPP_CA | IESO | Internal | Summer | B4 | 100 | 330 | 160.56 | 96.89 | 104.89 | 8 | 0
2040 | MAPP_CA_2_IESO | MAPP_CA | IESO | Internal | Summer | B5 | 200 | 330 | 56.93 | 96.89 | 104.89 | 8 | 0
2040 | MAPP_CA_2_IESO | MAPP_CA | IESO | Internal | Summer | B6 | 300 | 330 | 0 | 73.39 | 79.52 | 8 | 0
2040 | MAPP_CA_2_IESO | MAPP_CA | IESO | Internal | Summer | B7 | 400 | 330 | 168.24 | 64.59 | 72.59 | 8 | 0
2040 | MAPP_CA_2_IESO | MAPP_CA | IESO | Internal | Summer | B8 | 500 | 330 | 90.5 | 62.19 | 70.19 | 8 | 0
2040 | MAPP_CA_2_IESO | MAPP_CA | IESO | Internal | Summer | B9 | 800 | 330 | 330 | 56.95 | 65.91 | 8 | 0.96
2040 | MAPP_CA_2_IESO | MAPP_CA | IESO | Internal | Summer | B10 | 1262 | 330 | 330 | 56.95 | 65.91 | 8 | 0.96
2040 | MAPP_CA_2_IESO | MAPP_CA | IESO | Internal | Winter | B16 | 25 | 330 | 330 | 52.53 | 82.57 | 8 | 22.04
2040 | MAPP_CA_2_IESO | MAPP_CA | IESO | Internal | Winter | B17 | 100 | 330 | 330 | 52.53 | 82.48 | 8 | 21.95
2040 | MAPP_CA_2_IESO | MAPP_CA | IESO | Internal | Winter | B18 | 400 | 330 | 330 | 52.53 | 76.01 | 8 | 15.48
2040 | MAPP_CA_2_IESO | MAPP_CA | IESO | Internal | Winter | B19 | 700 | 330 | 330 | 52.53 | 76.01 | 8 | 15.48
2040 | MAPP_CA_2_IESO | MAPP_CA | IESO | Internal | Winter | B20 | 935 | 330 | 330 | 52.53 | 76.01 | 8 | 15.48
2040 | MAPP_CA_2_MAPP_US | MAPP_CA | MAPP_US | Internal | Shoulder | B11 | 25 | 437 | 66.34 | 72.22 | 79.22 | 7 | 0
2040 | MAPP_CA_2_MAPP_US | MAPP_CA | MAPP_US | Internal | Shoulder | B12 | 200 | 437 | 0 | 70.76 | 63.76 | 7 | 0
2040 | MAPP_CA_2_MAPP_US | MAPP_CA | MAPP_US | Internal | Shoulder | B13 | 600 | 437 | 0 | 55.08 | 48.04 | 7 | 0
2040 | MAPP_CA_2_MAPP_US | MAPP_CA | MAPP_US | Internal | Shoulder | B14 | 900 | 437 | 0 | 43.66 | 36.67 | 7 | 0
2040 | MAPP_CA_2_MAPP_US | MAPP_CA | MAPP_US | Internal | Shoulder | B15 | 1203 | 437 | 0 | 43.66 | 32.84 | 7 | 0
2040 | MAPP_CA_2_MAPP_US | MAPP_CA | MAPP_US | Internal | Summer | B1 | 10 | 437 | 437 | 87.38 | 121.37 | 7 | 26.98
2040 | MAPP_CA_2_MAPP_US | MAPP_CA | MAPP_US | Internal | Summer | B2 | 25 | 437 | 437 | 87.38 | 118.89 | 7 | 24.51
2040 | MAPP_CA_2_MAPP_US | MAPP_CA | MAPP_US | Internal | Summer | B3 | 75 | 437 | 437 | 110.19 | 119.05 | 7 | 1.86
2040 | MAPP_CA_2_MAPP_US | MAPP_CA | MAPP_US | Internal | Summer | B4 | 100 | 437 | 437 | 96.89 | 118.02 | 7 | 14.13
2040 | MAPP_CA_2_MAPP_US | MAPP_CA | MAPP_US | Internal | Summer | B5 | 200 | 437 | 437 | 96.89 | 107.5 | 7 | 3.61
2040 | MAPP_CA_2_MAPP_US | MAPP_CA | MAPP_US | Internal | Summer | B6 | 300 | 437 | 193.76 | 73.39 | 80.39 | 7 | 0
2040 | MAPP_CA_2_MAPP_US | MAPP_CA | MAPP_US | Internal | Summer | B7 | 400 | 437 | 0 | 64.59 | 71.55 | 7 | 0
2040 | MAPP_CA_2_MAPP_US | MAPP_CA | MAPP_US | Internal | Summer | B8 | 500 | 437 | 0 | 62.19 | 59.84 | 7 | 0
2040 | MAPP_CA_2_MAPP_US | MAPP_CA | MAPP_US | Internal | Summer | B9 | 800 | 437 | 0 | 56.95 | 49.95 | 7 | 0
2040 | MAPP_CA_2_MAPP_US | MAPP_CA | MAPP_US | Internal | Summer | B10 | 1262 | 437 | 0 | 56.95 | 36.39 | 7 | 0
2040 | MAPP_CA_2_MAPP_US | MAPP_CA | MAPP_US | Internal | Winter | B16 | 25 | 437 | 0 | 52.53 | 35.72 | 7 | 0
2040 | MAPP_CA_2_MAPP_US | MAPP_CA | MAPP_US | Internal | Winter | B17 | 100 | 437 | 0 | 52.53 | 40 | 7 | 0
2040 | MAPP_CA_2_MAPP_US | MAPP_CA | MAPP_US | Internal | Winter | B18 | 400 | 437 | 0 | 52.53 | 45.53 | 7 | 0
2040 | MAPP_CA_2_MAPP_US | MAPP_CA | MAPP_US | Internal | Winter | B19 | 700 | 437 | 0 | 52.53 | 45.52 | 7 | 0
2040 | MAPP_CA_2_MAPP_US | MAPP_CA | MAPP_US | Internal | Winter | B20 | 935 | 437 | 0 | 52.53 | 32.79 | 7 | 0
2040 | MAPP_CA_2_MISO_W | MAPP_CA | MISO_W | Internal | Shoulder | B11 | 25 | 2058 | 2058 | 72.22 | 87.57 | 0.01 | 15.34
2040 | MAPP_CA_2_MISO_W | MAPP_CA | MISO_W | Internal | Shoulder | B12 | 200 | 2058 | 1868.28 | 70.76 | 70.78 | 0.01 | 0
2040 | MAPP_CA_2_MISO_W | MAPP_CA | MISO_W | Internal | Shoulder | B13 | 600 | 2058 | 1610.14 | 55.08 | 55.09 | 0.01 | 0
2040 | MAPP_CA_2_MISO_W | MAPP_CA | MISO_W | Internal | Shoulder | B14 | 900 | 2058 | 92.66 | 43.66 | 43.67 | 0.01 | 0
2040 | MAPP_CA_2_MISO_W | MAPP_CA | MISO_W | Internal | Shoulder | B15 | 1203 | 2058 | 0 | 43.66 | 39.84 | 0.01 | 0
2040 | MAPP_CA_2_MISO_W | MAPP_CA | MISO_W | Internal | Summer | B1 | 10 | 2058 | 2058 | 87.38 | 128.37 | 0.01 | 40.97
2040 | MAPP_CA_2_MISO_W | MAPP_CA | MISO_W | Internal | Summer | B2 | 25 | 2058 | 2058 | 87.38 | 125.89 | 0.01 | 38.5
2040 | MAPP_CA_2_MISO_W | MAPP_CA | MISO_W | Internal | Summer | B3 | 75 | 2058 | 2058 | 110.19 | 126.05 | 0.01 | 15.85
2040 | MAPP_CA_2_MISO_W | MAPP_CA | MISO_W | Internal | Summer | B4 | 100 | 2058 | 2058 | 96.89 | 125.02 | 0.01 | 28.12
2040 | MAPP_CA_2_MISO_W | MAPP_CA | MISO_W | Internal | Summer | B5 | 200 | 2058 | 2058 | 96.89 | 114.5 | 0.01 | 17.6
2040 | MAPP_CA_2_MISO_W | MAPP_CA | MISO_W | Internal | Summer | B6 | 300 | 2058 | 2058 | 73.39 | 87.39 | 0.01 | 13.99
2040 | MAPP_CA_2_MISO_W | MAPP_CA | MISO_W | Internal | Summer | B7 | 400 | 2058 | 2058 | 64.59 | 79.55 | 0.01 | 14.95
2040 | MAPP_CA_2_MISO_W | MAPP_CA | MISO_W | Internal | Summer | B8 | 500 | 2058 | 2058 | 62.19 | 71.84 | 0.01 | 9.64
2040 | MAPP_CA_2_MISO_W | MAPP_CA | MISO_W | Internal | Summer | B9 | 800 | 2058 | 579.73 | 56.95 | 56.96 | 0.01 | 0
2040 | MAPP_CA_2_MISO_W | MAPP_CA | MISO_W | Internal | Summer | B10 | 1262 | 2058 | 0 | 56.95 | 44.73 | 0.01 | 0
2040 | MAPP_CA_2_MISO_W | MAPP_CA | MISO_W | Internal | Winter | B16 | 25 | 2058 | 0 | 52.53 | 44.5 | 0.01 | 0
2040 | MAPP_CA_2_MISO_W | MAPP_CA | MISO_W | Internal | Winter | B17 | 100 | 2058 | 0 | 52.53 | 47 | 0.01 | 0
2040 | MAPP_CA_2_MISO_W | MAPP_CA | MISO_W | Internal | Winter | B18 | 400 | 2058 | 230.32 | 52.53 | 52.54 | 0.01 | 0
2040 | MAPP_CA_2_MISO_W | MAPP_CA | MISO_W | Internal | Winter | B19 | 700 | 2058 | 0 | 52.53 | 52.52 | 0.01 | 0
2040 | MAPP_CA_2_MISO_W | MAPP_CA | MISO_W | Internal | Winter | B20 | 935 | 2058 | 0 | 52.53 | 39.79 | 0.01 | 0
2040 | MAPP_US_2_MAPP_CA | MAPP_US | MAPP_CA | Internal | Shoulder | B11 | 25 | 230 | 0 | 79.22 | 72.22 | 7 | 0
2040 | MAPP_US_2_MAPP_CA | MAPP_US | MAPP_CA | Internal | Shoulder | B12 | 200 | 230 | 182.33 | 63.76 | 70.76 | 7 | 0
2040 | MAPP_US_2_MAPP_CA | MAPP_US | MAPP_CA | Internal | Shoulder | B13 | 600 | 230 | 230 | 48.04 | 55.08 | 7 | 0.04
2040 | MAPP_US_2_MAPP_CA | MAPP_US | MAPP_CA | Internal | Shoulder | B14 | 900 | 230 | 0 | 36.67 | 43.66 | 7 | 0
2040 | MAPP_US_2_MAPP_CA | MAPP_US | MAPP_CA | Internal | Shoulder | B15 | 1203 | 230 | 230 | 32.84 | 43.66 | 7 | 3.83
2040 | MAPP_US_2_MAPP_CA | MAPP_US | MAPP_CA | Internal | Summer | B1 | 10 | 230 | 0 | 121.37 | 87.38 | 7 | 0
2040 | MAPP_US_2_MAPP_CA | MAPP_US | MAPP_CA | Internal | Summer | B2 | 25 | 230 | 0 | 118.89 | 87.38 | 7 | 0
2040 | MAPP_US_2_MAPP_CA | MAPP_US | MAPP_CA | Internal | Summer | B3 | 75 | 230 | 0 | 119.05 | 110.19 | 7 | 0
2040 | MAPP_US_2_MAPP_CA | MAPP_US | MAPP_CA | Internal | Summer | B4 | 100 | 230 | 0 | 118.02 | 96.89 | 7 | 0
2040 | MAPP_US_2_MAPP_CA | MAPP_US | MAPP_CA | Internal | Summer | B5 | 200 | 230 | 0 | 107.5 | 96.89 | 7 | 0
2040 | MAPP_US_2_MAPP_CA | MAPP_US | MAPP_CA | Internal | Summer | B6 | 300 | 230 | 0 | 80.39 | 73.39 | 7 | 0
2040 | MAPP_US_2_MAPP_CA | MAPP_US | MAPP_CA | Internal | Summer | B7 | 400 | 230 | 0 | 71.55 | 64.59 | 7 | 0
2040 | MAPP_US_2_MAPP_CA | MAPP_US | MAPP_CA | Internal | Summer | B8 | 500 | 230 | 0 | 59.84 | 62.19 | 7 | 0
2040 | MAPP_US_2_MAPP_CA | MAPP_US | MAPP_CA | Internal | Summer | B9 | 800 | 230 | 185.09 | 49.95 | 56.95 | 7 | 0
2040 | MAPP_US_2_MAPP_CA | MAPP_US | MAPP_CA | Internal | Summer | B10 | 1262 | 230 | 230 | 36.39 | 56.95 | 7 | 13.56
2040 | MAPP_US_2_MAPP_CA | MAPP_US | MAPP_CA | Internal | Winter | B16 | 25 | 230 | 230 | 35.72 | 52.53 | 7 | 9.81
2040 | MAPP_US_2_MAPP_CA | MAPP_US | MAPP_CA | Internal | Winter | B17 | 100 | 230 | 230 | 40 | 52.53 | 7 | 5.53
2040 | MAPP_US_2_MAPP_CA | MAPP_US | MAPP_CA | Internal | Winter | B18 | 400 | 230 | 68.73 | 45.53 | 52.53 | 7 | 0
2040 | MAPP_US_2_MAPP_CA | MAPP_US | MAPP_CA | Internal | Winter | B19 | 700 | 230 | 230 | 45.52 | 52.53 | 7 | 0.01
2040 | MAPP_US_2_MAPP_CA | MAPP_US | MAPP_CA | Internal | Winter | B20 | 935 | 230 | 230 | 32.79 | 52.53 | 7 | 12.74
2040 | MAPP_US_2_MISO_W | MAPP_US | MISO_W | Internal | Shoulder | B11 | 25 | 2635 | 2635 | 79.22 | 87.57 | 7 | 1.35
2040 | MAPP_US_2_MISO_W | MAPP_US | MISO_W | Internal | Shoulder | B12 | 200 | 2635 | 2635 | 63.76 | 70.78 | 7 | 0.01
2040 | MAPP_US_2_MISO_W | MAPP_US | MISO_W | Internal | Shoulder | B13 | 600 | 2635 | 2635 | 48.04 | 55.09 | 7 | 0.05
2040 | MAPP_US_2_MISO_W | MAPP_US | MISO_W | Internal | Shoulder | B14 | 900 | 2635 | 1874.92 | 36.67 | 43.67 | 7 | 0
2040 | MAPP_US_2_MISO_W | MAPP_US | MISO_W | Internal | Shoulder | B15 | 1203 | 2635 | 1248.29 | 32.84 | 39.84 | 7 | 0
2040 | MAPP_US_2_MISO_W | MAPP_US | MISO_W | Internal | Summer | B1 | 10 | 2635 | 1378.94 | 121.37 | 128.37 | 7 | 0
2040 | MAPP_US_2_MISO_W | MAPP_US | MISO_W | Internal | Summer | B2 | 25 | 2635 | 2016.82 | 118.89 | 125.89 | 7 | 0
2040 | MAPP_US_2_MISO_W | MAPP_US | MISO_W | Internal | Summer | B3 | 75 | 2635 | 1911.96 | 119.05 | 126.05 | 7 | 0
2040 | MAPP_US_2_MISO_W | MAPP_US | MISO_W | Internal | Summer | B4 | 100 | 2635 | 2516.99 | 118.02 | 125.02 | 7 | 0
2040 | MAPP_US_2_MISO_W | MAPP_US | MISO_W | Internal | Summer | B5 | 200 | 2635 | 2307.96 | 107.5 | 114.5 | 7 | 0
2040 | MAPP_US_2_MISO_W | MAPP_US | MISO_W | Internal | Summer | B6 | 300 | 2635 | 2045.94 | 80.39 | 87.39 | 7 | 0
2040 | MAPP_US_2_MISO_W | MAPP_US | MISO_W | Internal | Summer | B7 | 400 | 2635 | 2635 | 71.55 | 79.55 | 7 | 1
2040 | MAPP_US_2_MISO_W | MAPP_US | MISO_W | Internal | Summer | B8 | 500 | 2635 | 2635 | 59.84 | 71.84 | 7 | 5
2040 | MAPP_US_2_MISO_W | MAPP_US | MISO_W | Internal | Summer | B9 | 800 | 2635 | 2635 | 49.95 | 56.96 | 7 | 0.01
2040 | MAPP_US_2_MISO_W | MAPP_US | MISO_W | Internal | Summer | B10 | 1262 | 2635 | 2635 | 36.39 | 44.73 | 7 | 1.34
2040 | MAPP_US_2_MISO_W | MAPP_US | MISO_W | Internal | Winter | B16 | 25 | 2635 | 2635 | 35.72 | 44.5 | 7 | 1.78
2040 | MAPP_US_2_MISO_W | MAPP_US | MISO_W | Internal | Winter | B17 | 100 | 2635 | 1058.97 | 40 | 47 | 7 | 0
2040 | MAPP_US_2_MISO_W | MAPP_US | MISO_W | Internal | Winter | B18 | 400 | 2635 | 2635 | 45.53 | 52.54 | 7 | 0.01
2040 | MAPP_US_2_MISO_W | MAPP_US | MISO_W | Internal | Winter | B19 | 700 | 2635 | 1288.93 | 45.52 | 52.52 | 7 | 0
2040 | MAPP_US_2_MISO_W | MAPP_US | MISO_W | Internal | Winter | B20 | 935 | 2635 | 804.65 | 32.79 | 39.79 | 7 | 0
2040 | MAPP_US_2_NE | MAPP_US | NE | Internal | Shoulder | B11 | 25 | 2000 | 0 | 79.22 | 82.57 | 7 | 0
2040 | MAPP_US_2_NE | MAPP_US | NE | Internal | Shoulder | B12 | 200 | 2000 | 0 | 63.76 | 65.78 | 7 | 0
2040 | MAPP_US_2_NE | MAPP_US | NE | Internal | Shoulder | B13 | 600 | 2000 | 0 | 48.04 | 50.09 | 7 | 0
2040 | MAPP_US_2_NE | MAPP_US | NE | Internal | Shoulder | B14 | 900 | 2000 | 0 | 36.67 | 38.5 | 7 | 0
2040 | MAPP_US_2_NE | MAPP_US | NE | Internal | Shoulder | B15 | 1203 | 2000 | 0 | 32.84 | 28.66 | 7 | 0
2040 | MAPP_US_2_NE | MAPP_US | NE | Internal | Summer | B1 | 10 | 2000 | 0 | 121.37 | 123.37 | 7 | 0
2040 | MAPP_US_2_NE | MAPP_US | NE | Internal | Summer | B2 | 25 | 2000 | 0 | 118.89 | 120.89 | 7 | 0
2040 | MAPP_US_2_NE | MAPP_US | NE | Internal | Summer | B3 | 75 | 2000 | 0 | 119.05 | 121.05 | 7 | 0
2040 | MAPP_US_2_NE | MAPP_US | NE | Internal | Summer | B4 | 100 | 2000 | 0 | 118.02 | 120.02 | 7 | 0
2040 | MAPP_US_2_NE | MAPP_US | NE | Internal | Summer | B5 | 200 | 2000 | 0 | 107.5 | 109.5 | 7 | 0
2040 | MAPP_US_2_NE | MAPP_US | NE | Internal | Summer | B6 | 300 | 2000 | 0 | 80.39 | 82.39 | 7 | 0
2040 | MAPP_US_2_NE | MAPP_US | NE | Internal | Summer | B7 | 400 | 2000 | 0 | 71.55 | 74.55 | 7 | 0
2040 | MAPP_US_2_NE | MAPP_US | NE | Internal | Summer | B8 | 500 | 2000 | 692.25 | 59.84 | 66.84 | 7 | 0
2040 | MAPP_US_2_NE | MAPP_US | NE | Internal | Summer | B9 | 800 | 2000 | 0 | 49.95 | 51.96 | 7 | 0
2040 | MAPP_US_2_NE | MAPP_US | NE | Internal | Summer | B10 | 1262 | 2000 | 0 | 36.39 | 39.73 | 7 | 0
2040 | MAPP_US_2_NE | MAPP_US | NE | Internal | Winter | B16 | 25 | 2000 | 0 | 35.72 | -21.15 | 7 | 0
2040 | MAPP_US_2_NE | MAPP_US | NE | Internal | Winter | B17 | 100 | 2000 | 0 | 40 | 39.54 | 7 | 0
2040 | MAPP_US_2_NE | MAPP_US | NE | Internal | Winter | B18 | 400 | 2000 | 0 | 45.53 | 47.54 | 7 | 0
2040 | MAPP_US_2_NE | MAPP_US | NE | Internal | Winter | B19 | 700 | 2000 | 0 | 45.52 | 47.52 | 7 | 0
2040 | MAPP_US_2_NE | MAPP_US | NE | Internal | Winter | B20 | 935 | 2000 | 0 | 32.79 | 34.78 | 7 | 0
2040 | MARITIMES_2_NEISO | MARITIMES | NEISO | Internal | Shoulder | B11 | 25 | 99999 | 1720.66 | 72.72 | 72.74 | 0.01 | 0
2040 | MARITIMES_2_NEISO | MARITIMES | NEISO | Internal | Shoulder | B12 | 200 | 99999 | 1717.44 | 71.74 | 71.75 | 0.01 | 0
2040 | MARITIMES_2_NEISO | MARITIMES | NEISO | Internal | Shoulder | B13 | 600 | 99999 | 1704.78 | 69.66 | 69.67 | 0.01 | 0
2040 | MARITIMES_2_NEISO | MARITIMES | NEISO | Internal | Shoulder | B14 | 900 | 99999 | 1682.64 | 69.66 | 69.67 | 0.01 | 0
2040 | MARITIMES_2_NEISO | MARITIMES | NEISO | Internal | Shoulder | B15 | 1203 | 99999 | 648.08 | 69.66 | 69.67 | 0.01 | 0
2040 | MARITIMES_2_NEISO | MARITIMES | NEISO | Internal | Summer | B1 | 10 | 99999 | 1900.1 | 103.7 | 103.71 | 0.01 | 0
2040 | MARITIMES_2_NEISO | MARITIMES | NEISO | Internal | Summer | B2 | 25 | 99999 | 1878.84 | 115.76 | 115.77 | 0.01 | 0
2040 | MARITIMES_2_NEISO | MARITIMES | NEISO | Internal | Summer | B3 | 75 | 99999 | 1836.48 | 94.24 | 94.25 | 0.01 | 0
2040 | MARITIMES_2_NEISO | MARITIMES | NEISO | Internal | Summer | B4 | 100 | 99999 | 1799.97 | 68.89 | 68.91 | 0.01 | 0
2040 | MARITIMES_2_NEISO | MARITIMES | NEISO | Internal | Summer | B5 | 200 | 99999 | 1780.16 | 68.89 | 68.91 | 0.01 | 0
2040 | MARITIMES_2_NEISO | MARITIMES | NEISO | Internal | Summer | B6 | 300 | 99999 | 1757.82 | 68.89 | 68.91 | 0.01 | 0
2040 | MARITIMES_2_NEISO | MARITIMES | NEISO | Internal | Summer | B7 | 400 | 99999 | 1732.23 | 68.89 | 68.91 | 0.01 | 0
2040 | MARITIMES_2_NEISO | MARITIMES | NEISO | Internal | Summer | B8 | 500 | 99999 | 1712.1 | 68.89 | 68.91 | 0.01 | 0
2040 | MARITIMES_2_NEISO | MARITIMES | NEISO | Internal | Summer | B9 | 800 | 99999 | 1687.45 | 68.89 | 68.91 | 0.01 | 0
2040 | MARITIMES_2_NEISO | MARITIMES | NEISO | Internal | Summer | B10 | 1262 | 99999 | 465.06 | 68.89 | 68.91 | 0.01 | 0
2040 | MARITIMES_2_NEISO | MARITIMES | NEISO | Internal | Winter | B16 | 25 | 99999 | 1765.23 | 84.63 | 84.64 | 0.01 | 0
2040 | MARITIMES_2_NEISO | MARITIMES | NEISO | Internal | Winter | B17 | 100 | 99999 | 1747.34 | 82.48 | 82.49 | 0.01 | 0
2040 | MARITIMES_2_NEISO | MARITIMES | NEISO | Internal | Winter | B18 | 400 | 99999 | 1733.65 | 80.05 | 80.06 | 0.01 | 0
2040 | MARITIMES_2_NEISO | MARITIMES | NEISO | Internal | Winter | B19 | 700 | 99999 | 1708.15 | 80.05 | 80.06 | 0.01 | 0
2040 | MARITIMES_2_NEISO | MARITIMES | NEISO | Internal | Winter | B20 | 935 | 99999 | 723.43 | 80.05 | 80.06 | 0.01 | 0
2040 | MISO_IN_2_MISO_MI | MISO_IN | MISO_MI | Internal | Shoulder | B11 | 25 | 5081 | 149.69 | 87.6 | 87.61 | 0.01 | 0
2040 | MISO_IN_2_MISO_MI | MISO_IN | MISO_MI | Internal | Shoulder | B12 | 200 | 5081 | 3012.7 | 81.47 | 81.49 | 0.01 | 0
2040 | MISO_IN_2_MISO_MI | MISO_IN | MISO_MI | Internal | Shoulder | B13 | 600 | 5081 | 3087.15 | 78.57 | 78.59 | 0.01 | 0
2040 | MISO_IN_2_MISO_MI | MISO_IN | MISO_MI | Internal | Shoulder | B14 | 900 | 5081 | 3949.37 | 76.21 | 76.22 | 0.01 | 0
2040 | MISO_IN_2_MISO_MI | MISO_IN | MISO_MI | Internal | Shoulder | B15 | 1203 | 5081 | 5081 | 53.86 | 55.7 | 0.01 | 1.83
2040 | MISO_IN_2_MISO_MI | MISO_IN | MISO_MI | Internal | Summer | B1 | 10 | 5081 | 1652.12 | 136.12 | 136.13 | 0.01 | 0
2040 | MISO_IN_2_MISO_MI | MISO_IN | MISO_MI | Internal | Summer | B2 | 25 | 5081 | 939.26 | 132.76 | 132.77 | 0.01 | 0
2040 | MISO_IN_2_MISO_MI | MISO_IN | MISO_MI | Internal | Summer | B3 | 75 | 5081 | 1100.52 | 130.05 | 130.06 | 0.01 | 0
2040 | MISO_IN_2_MISO_MI | MISO_IN | MISO_MI | Internal | Summer | B4 | 100 | 5081 | 360.44 | 127.61 | 127.62 | 0.01 | 0
2040 | MISO_IN_2_MISO_MI | MISO_IN | MISO_MI | Internal | Summer | B5 | 200 | 5081 | 18.92 | 114.53 | 114.54 | 0.01 | 0
2040 | MISO_IN_2_MISO_MI | MISO_IN | MISO_MI | Internal | Summer | B6 | 300 | 5081 | 565.27 | 87.41 | 87.43 | 0.01 | 0
2040 | MISO_IN_2_MISO_MI | MISO_IN | MISO_MI | Internal | Summer | B7 | 400 | 5081 | 3481.97 | 79.58 | 79.59 | 0.01 | 0
2040 | MISO_IN_2_MISO_MI | MISO_IN | MISO_MI | Internal | Summer | B8 | 500 | 5081 | 4869.67 | 75.83 | 75.84 | 0.01 | 0
2040 | MISO_IN_2_MISO_MI | MISO_IN | MISO_MI | Internal | Summer | B9 | 800 | 5081 | 5081 | 56.98 | 57.91 | 0.01 | 0.91
2040 | MISO_IN_2_MISO_MI | MISO_IN | MISO_MI | Internal | Summer | B10 | 1262 | 5081 | 5081 | 47.87 | 52.96 | 0.01 | 5.08
2040 | MISO_IN_2_MISO_MI | MISO_IN | MISO_MI | Internal | Winter | B16 | 25 | 5081 | 843.04 | 95.41 | 95.42 | 0.01 | 0
2040 | MISO_IN_2_MISO_MI | MISO_IN | MISO_MI | Internal | Winter | B17 | 100 | 5081 | 2716.19 | 89.47 | 89.48 | 0.01 | 0
2040 | MISO_IN_2_MISO_MI | MISO_IN | MISO_MI | Internal | Winter | B18 | 400 | 5081 | 3529.1 | 82.99 | 83.01 | 0.01 | 0
2040 | MISO_IN_2_MISO_MI | MISO_IN | MISO_MI | Internal | Winter | B19 | 700 | 5081 | 4519.49 | 76.2 | 76.21 | 0.01 | 0
2040 | MISO_IN_2_MISO_MI | MISO_IN | MISO_MI | Internal | Winter | B20 | 935 | 5081 | 5081 | 52.34 | 54.1 | 0.01 | 1.74
2040 | MISO_IN_2_MISO_MO-IL | MISO_IN | MISO_MO-IL | Internal | Shoulder | B11 | 25 | 9129 | 0 | 87.6 | 87.58 | 0.01 | 0
2040 | MISO_IN_2_MISO_MO-IL | MISO_IN | MISO_MO-IL | Internal | Shoulder | B12 | 200 | 9129 | 0 | 81.47 | 70.79 | 0.01 | 0
2040 | MISO_IN_2_MISO_MO-IL | MISO_IN | MISO_MO-IL | Internal | Shoulder | B13 | 600 | 9129 | 0 | 78.57 | 62.34 | 0.01 | 0
2040 | MISO_IN_2_MISO_MO-IL | MISO_IN | MISO_MO-IL | Internal | Shoulder | B14 | 900 | 9129 | 0 | 76.21 | 52.72 | 0.01 | 0
2040 | MISO_IN_2_MISO_MO-IL | MISO_IN | MISO_MO-IL | Internal | Shoulder | B15 | 1203 | 9129 | 0 | 53.86 | 46.31 | 0.01 | 0
2040 | MISO_IN_2_MISO_MO-IL | MISO_IN | MISO_MO-IL | Internal | Summer | B1 | 10 | 9129 | 0 | 136.12 | 131.54 | 0.01 | 0
2040 | MISO_IN_2_MISO_MO-IL | MISO_IN | MISO_MO-IL | Internal | Summer | B2 | 25 | 9129 | 0 | 132.76 | 128.37 | 0.01 | 0
2040 | MISO_IN_2_MISO_MO-IL | MISO_IN | MISO_MO-IL | Internal | Summer | B3 | 75 | 9129 | 0 | 130.05 | 126.06 | 0.01 | 0
2040 | MISO_IN_2_MISO_MO-IL | MISO_IN | MISO_MO-IL | Internal | Summer | B4 | 100 | 9129 | 0 | 127.61 | 125.03 | 0.01 | 0
2040 | MISO_IN_2_MISO_MO-IL | MISO_IN | MISO_MO-IL | Internal | Summer | B5 | 200 | 9129 | 0 | 114.53 | 114.51 | 0.01 | 0
2040 | MISO_IN_2_MISO_MO-IL | MISO_IN | MISO_MO-IL | Internal | Summer | B6 | 300 | 9129 | 0 | 87.41 | 87.4 | 0.01 | 0
2040 | MISO_IN_2_MISO_MO-IL | MISO_IN | MISO_MO-IL | Internal | Summer | B7 | 400 | 9129 | 0 | 79.58 | 79.56 | 0.01 | 0
2040 | MISO_IN_2_MISO_MO-IL | MISO_IN | MISO_MO-IL | Internal | Summer | B8 | 500 | 9129 | 0 | 75.83 | 71.85 | 0.01 | 0
2040 | MISO_IN_2_MISO_MO-IL | MISO_IN | MISO_MO-IL | Internal | Summer | B9 | 800 | 9129 | 0 | 56.98 | 56.97 | 0.01 | 0
2040 | MISO_IN_2_MISO_MO-IL | MISO_IN | MISO_MO-IL | Internal | Summer | B10 | 1262 | 9129 | 0 | 47.87 | 44.75 | 0.01 | 0
2040 | MISO_IN_2_MISO_MO-IL | MISO_IN | MISO_MO-IL | Internal | Winter | B16 | 25 | 9129 | 0 | 95.41 | 84.3 | 0.01 | 0
2040 | MISO_IN_2_MISO_MO-IL | MISO_IN | MISO_MO-IL | Internal | Winter | B17 | 100 | 9129 | 0 | 89.47 | 73.88 | 0.01 | 0
2040 | MISO_IN_2_MISO_MO-IL | MISO_IN | MISO_MO-IL | Internal | Winter | B18 | 400 | 9129 | 0 | 82.99 | 64.02 | 0.01 | 0
2040 | MISO_IN_2_MISO_MO-IL | MISO_IN | MISO_MO-IL | Internal | Winter | B19 | 700 | 9129 | 0 | 76.2 | 54.47 | 0.01 | 0
2040 | MISO_IN_2_MISO_MO-IL | MISO_IN | MISO_MO-IL | Internal | Winter | B20 | 935 | 9129 | 0 | 52.34 | 45.48 | 0.01 | 0
2040 | MISO_IN_2_NonRTO_Midwest | MISO_IN | NonRTO_Midwest | Internal | Shoulder | B11 | 25 | 4800 | 1754.79 | 87.6 | 95.6 | 8 | 0
2040 | MISO_IN_2_NonRTO_Midwest | MISO_IN | NonRTO_Midwest | Internal | Shoulder | B12 | 200 | 4800 | 314.91 | 81.47 | 89.47 | 8 | 0
2040 | MISO_IN_2_NonRTO_Midwest | MISO_IN | NonRTO_Midwest | Internal | Shoulder | B13 | 600 | 4800 | 0 | 78.57 | 79.34 | 8 | 0
2040 | MISO_IN_2_NonRTO_Midwest | MISO_IN | NonRTO_Midwest | Internal | Shoulder | B14 | 900 | 4800 | 0 | 76.21 | 79.34 | 8 | 0
2040 | MISO_IN_2_NonRTO_Midwest | MISO_IN | NonRTO_Midwest | Internal | Shoulder | B15 | 1203 | 4800 | 0 | 53.86 | 46.31 | 8 | 0
2040 | MISO_IN_2_NonRTO_Midwest | MISO_IN | NonRTO_Midwest | Internal | Summer | B1 | 10 | 4800 | 0 | 136.12 | 137.97 | 8 | 0
2040 | MISO_IN_2_NonRTO_Midwest | MISO_IN | NonRTO_Midwest | Internal | Summer | B2 | 25 | 4800 | 0 | 132.76 | 137.97 | 8 | 0
2040 | MISO_IN_2_NonRTO_Midwest | MISO_IN | NonRTO_Midwest | Internal | Summer | B3 | 75 | 4800 | 0 | 130.05 | 137.97 | 8 | 0
2040 | MISO_IN_2_NonRTO_Midwest | MISO_IN | NonRTO_Midwest | Internal | Summer | B4 | 100 | 4800 | 1448.02 | 127.61 | 135.61 | 8 | 0
2040 | MISO_IN_2_NonRTO_Midwest | MISO_IN | NonRTO_Midwest | Internal | Summer | B5 | 200 | 4800 | 1099.37 | 114.53 | 122.53 | 8 | 0
2040 | MISO_IN_2_NonRTO_Midwest | MISO_IN | NonRTO_Midwest | Internal | Summer | B6 | 300 | 4800 | 560.37 | 87.41 | 95.41 | 8 | 0
2040 | MISO_IN_2_NonRTO_Midwest | MISO_IN | NonRTO_Midwest | Internal | Summer | B7 | 400 | 4800 | 0 | 79.58 | 85.38 | 8 | 0
2040 | MISO_IN_2_NonRTO_Midwest | MISO_IN | NonRTO_Midwest | Internal | Summer | B8 | 500 | 4800 | 0 | 75.83 | 68.8 | 8 | 0
2040 | MISO_IN_2_NonRTO_Midwest | MISO_IN | NonRTO_Midwest | Internal | Summer | B9 | 800 | 4800 | 0 | 56.98 | 56.97 | 8 | 0
2040 | MISO_IN_2_NonRTO_Midwest | MISO_IN | NonRTO_Midwest | Internal | Summer | B10 | 1262 | 4800 | 0 | 47.87 | 44.75 | 8 | 0
2040 | MISO_IN_2_NonRTO_Midwest | MISO_IN | NonRTO_Midwest | Internal | Winter | B16 | 25 | 4800 | 2047.88 | 95.41 | 103.41 | 8 | 0
2040 | MISO_IN_2_NonRTO_Midwest | MISO_IN | NonRTO_Midwest | Internal | Winter | B17 | 100 | 4800 | 873.28 | 89.47 | 97.47 | 8 | 0
2040 | MISO_IN_2_NonRTO_Midwest | MISO_IN | NonRTO_Midwest | Internal | Winter | B18 | 400 | 4800 | 0 | 82.99 | 82.56 | 8 | 0
2040 | MISO_IN_2_NonRTO_Midwest | MISO_IN | NonRTO_Midwest | Internal | Winter | B19 | 700 | 4800 | 0 | 76.2 | 79.47 | 8 | 0
2040 | MISO_IN_2_NonRTO_Midwest | MISO_IN | NonRTO_Midwest | Internal | Winter | B20 | 935 | 4800 | 0 | 52.34 | 45.85 | 8 | 0
2040 | MISO_IN_2_PJM_ROR | MISO_IN | PJM_ROR | Internal | Shoulder | B11 | 25 | 992 | 0 | 87.6 | 89.57 | 2 | 0
2040 | MISO_IN_2_PJM_ROR | MISO_IN | PJM_ROR | Internal | Shoulder | B12 | 200 | 992 | 0 | 81.47 | 81.34 | 2 | 0
2040 | MISO_IN_2_PJM_ROR | MISO_IN | PJM_ROR | Internal | Shoulder | B13 | 600 | 992 | 0 | 78.57 | 76.59 | 2 | 0
2040 | MISO_IN_2_PJM_ROR | MISO_IN | PJM_ROR | Internal | Shoulder | B14 | 900 | 992 | 0 | 76.21 | 74.22 | 2 | 0
2040 | MISO_IN_2_PJM_ROR | MISO_IN | PJM_ROR | Internal | Shoulder | B15 | 1203 | 992 | 0 | 53.86 | 53.7 | 2 | 0
2040 | MISO_IN_2_PJM_ROR | MISO_IN | PJM_ROR | Internal | Summer | B1 | 10 | 992 | 0 | 136.12 | 130.37 | 2 | 0
2040 | MISO_IN_2_PJM_ROR | MISO_IN | PJM_ROR | Internal | Summer | B2 | 25 | 992 | 0 | 132.76 | 130.37 | 2 | 0
2040 | MISO_IN_2_PJM_ROR | MISO_IN | PJM_ROR | Internal | Summer | B3 | 75 | 992 | 0 | 130.05 | 128.05 | 2 | 0
2040 | MISO_IN_2_PJM_ROR | MISO_IN | PJM_ROR | Internal | Summer | B4 | 100 | 992 | 0 | 127.61 | 125.62 | 2 | 0
2040 | MISO_IN_2_PJM_ROR | MISO_IN | PJM_ROR | Internal | Summer | B5 | 200 | 992 | 0 | 114.53 | 116.5 | 2 | 0
2040 | MISO_IN_2_PJM_ROR | MISO_IN | PJM_ROR | Internal | Summer | B6 | 300 | 992 | 0 | 87.41 | 89.39 | 2 | 0
2040 | MISO_IN_2_PJM_ROR | MISO_IN | PJM_ROR | Internal | Summer | B7 | 400 | 992 | 0 | 79.58 | 79.89 | 2 | 0
2040 | MISO_IN_2_PJM_ROR | MISO_IN | PJM_ROR | Internal | Summer | B8 | 500 | 992 | 0 | 75.83 | 73.84 | 2 | 0
2040 | MISO_IN_2_PJM_ROR | MISO_IN | PJM_ROR | Internal | Summer | B9 | 800 | 992 | 0 | 56.98 | 58.97 | 2 | 0
2040 | MISO_IN_2_PJM_ROR | MISO_IN | PJM_ROR | Internal | Summer | B10 | 1262 | 992 | 0 | 47.87 | 46.9 | 2 | 0
2040 | MISO_IN_2_PJM_ROR | MISO_IN | PJM_ROR | Internal | Winter | B16 | 25 | 992 | 0 | 95.41 | 93.42 | 2 | 0
2040 | MISO_IN_2_PJM_ROR | MISO_IN | PJM_ROR | Internal | Winter | B17 | 100 | 992 | 0 | 89.47 | 87.48 | 2 | 0
2040 | MISO_IN_2_PJM_ROR | MISO_IN | PJM_ROR | Internal | Winter | B18 | 400 | 992 | 0 | 82.99 | 81.01 | 2 | 0
2040 | MISO_IN_2_PJM_ROR | MISO_IN | PJM_ROR | Internal | Winter | B19 | 700 | 992 | 0 | 76.2 | 74.71 | 2 | 0
2040 | MISO_IN_2_PJM_ROR | MISO_IN | PJM_ROR | Internal | Winter | B20 | 935 | 992 | 0 | 52.34 | 52.1 | 2 | 0
2040 | MISO_MI_2_IESO | MISO_MI | IESO | Internal | Shoulder | B11 | 25 | 1580 | 0 | 87.61 | 80.22 | 8 | 0
2040 | MISO_MI_2_IESO | MISO_MI | IESO | Internal | Shoulder | B12 | 200 | 1580 | 0 | 81.49 | 74.49 | 8 | 0
2040 | MISO_MI_2_IESO | MISO_MI | IESO | Internal | Shoulder | B13 | 600 | 1580 | 0 | 78.59 | 72.99 | 8 | 0
2040 | MISO_MI_2_IESO | MISO_MI | IESO | Internal | Shoulder | B14 | 900 | 1580 | 0 | 76.22 | 72.99 | 8 | 0
2040 | MISO_MI_2_IESO | MISO_MI | IESO | Internal | Shoulder | B15 | 1203 | 1580 | 1580 | 55.7 | 72.99 | 8 | 9.29
2040 | MISO_MI_2_IESO | MISO_MI | IESO | Internal | Summer | B1 | 10 | 1580 | 0 | 136.13 | 125.77 | 8 | 0
2040 | MISO_MI_2_IESO | MISO_MI | IESO | Internal | Summer | B2 | 25 | 1580 | 0 | 132.77 | 125.77 | 8 | 0
2040 | MISO_MI_2_IESO | MISO_MI | IESO | Internal | Summer | B3 | 75 | 1580 | 0 | 130.06 | 118.19 | 8 | 0
2040 | MISO_MI_2_IESO | MISO_MI | IESO | Internal | Summer | B4 | 100 | 1580 | 0 | 127.62 | 104.89 | 8 | 0
2040 | MISO_MI_2_IESO | MISO_MI | IESO | Internal | Summer | B5 | 200 | 1580 | 0 | 114.54 | 104.89 | 8 | 0
2040 | MISO_MI_2_IESO | MISO_MI | IESO | Internal | Summer | B6 | 300 | 1580 | 0 | 87.43 | 79.52 | 8 | 0
2040 | MISO_MI_2_IESO | MISO_MI | IESO | Internal | Summer | B7 | 400 | 1580 | 0 | 79.59 | 72.59 | 8 | 0
2040 | MISO_MI_2_IESO | MISO_MI | IESO | Internal | Summer | B8 | 500 | 1580 | 0 | 75.84 | 70.19 | 8 | 0
2040 | MISO_MI_2_IESO | MISO_MI | IESO | Internal | Summer | B9 | 800 | 1580 | 820.74 | 57.91 | 65.91 | 8 | 0
2040 | MISO_MI_2_IESO | MISO_MI | IESO | Internal | Summer | B10 | 1262 | 1580 | 1580 | 52.96 | 65.91 | 8 | 4.95
2040 | MISO_MI_2_IESO | MISO_MI | IESO | Internal | Winter | B16 | 25 | 1580 | 0 | 95.42 | 82.57 | 8 | 0
2040 | MISO_MI_2_IESO | MISO_MI | IESO | Internal | Winter | B17 | 100 | 1580 | 0 | 89.48 | 82.48 | 8 | 0
2040 | MISO_MI_2_IESO | MISO_MI | IESO | Internal | Winter | B18 | 400 | 1580 | 0 | 83.01 | 76.01 | 8 | 0
2040 | MISO_MI_2_IESO | MISO_MI | IESO | Internal | Winter | B19 | 700 | 1580 | 0 | 76.21 | 76.01 | 8 | 0
2040 | MISO_MI_2_IESO | MISO_MI | IESO | Internal | Winter | B20 | 935 | 1580 | 1580 | 54.1 | 76.01 | 8 | 13.91
2040 | MISO_MI_2_MISO_IN | MISO_MI | MISO_IN | Internal | Shoulder | B11 | 25 | 2126 | 0 | 87.61 | 87.6 | 0.01 | 0
2040 | MISO_MI_2_MISO_IN | MISO_MI | MISO_IN | Internal | Shoulder | B12 | 200 | 2126 | 0 | 81.49 | 81.47 | 0.01 | 0
2040 | MISO_MI_2_MISO_IN | MISO_MI | MISO_IN | Internal | Shoulder | B13 | 600 | 2126 | 0 | 78.59 | 78.57 | 0.01 | 0
2040 | MISO_MI_2_MISO_IN | MISO_MI | MISO_IN | Internal | Shoulder | B14 | 900 | 2126 | 0 | 76.22 | 76.21 | 0.01 | 0
2040 | MISO_MI_2_MISO_IN | MISO_MI | MISO_IN | Internal | Shoulder | B15 | 1203 | 2126 | 0 | 55.7 | 53.86 | 0.01 | 0
2040 | MISO_MI_2_MISO_IN | MISO_MI | MISO_IN | Internal | Summer | B1 | 10 | 2126 | 0 | 136.13 | 136.12 | 0.01 | 0
2040 | MISO_MI_2_MISO_IN | MISO_MI | MISO_IN | Internal | Summer | B2 | 25 | 2126 | 0 | 132.77 | 132.76 | 0.01 | 0
2040 | MISO_MI_2_MISO_IN | MISO_MI | MISO_IN | Internal | Summer | B3 | 75 | 2126 | 0 | 130.06 | 130.05 | 0.01 | 0
2040 | MISO_MI_2_MISO_IN | MISO_MI | MISO_IN | Internal | Summer | B4 | 100 | 2126 | 0 | 127.62 | 127.61 | 0.01 | 0
2040 | MISO_MI_2_MISO_IN | MISO_MI | MISO_IN | Internal | Summer | B5 | 200 | 2126 | 0 | 114.54 | 114.53 | 0.01 | 0
2040 | MISO_MI_2_MISO_IN | MISO_MI | MISO_IN | Internal | Summer | B6 | 300 | 2126 | 0 | 87.43 | 87.41 | 0.01 | 0
2040 | MISO_MI_2_MISO_IN | MISO_MI | MISO_IN | Internal | Summer | B7 | 400 | 2126 | 0 | 79.59 | 79.58 | 0.01 | 0
2040 | MISO_MI_2_MISO_IN | MISO_MI | MISO_IN | Internal | Summer | B8 | 500 | 2126 | 0 | 75.84 | 75.83 | 0.01 | 0
2040 | MISO_MI_2_MISO_IN | MISO_MI | MISO_IN | Internal | Summer | B9 | 800 | 2126 | 0 | 57.91 | 56.98 | 0.01 | 0
2040 | MISO_MI_2_MISO_IN | MISO_MI | MISO_IN | Internal | Summer | B10 | 1262 | 2126 | 0 | 52.96 | 47.87 | 0.01 | 0
2040 | MISO_MI_2_MISO_IN | MISO_MI | MISO_IN | Internal | Winter | B16 | 25 | 2126 | 0 | 95.42 | 95.41 | 0.01 | 0
2040 | MISO_MI_2_MISO_IN | MISO_MI | MISO_IN | Internal | Winter | B17 | 100 | 2126 | 0 | 89.48 | 89.47 | 0.01 | 0
2040 | MISO_MI_2_MISO_IN | MISO_MI | MISO_IN | Internal | Winter | B18 | 400 | 2126 | 0 | 83.01 | 82.99 | 0.01 | 0
2040 | MISO_MI_2_MISO_IN | MISO_MI | MISO_IN | Internal | Winter | B19 | 700 | 2126 | 0 | 76.21 | 76.2 | 0.01 | 0
2040 | MISO_MI_2_MISO_IN | MISO_MI | MISO_IN | Internal | Winter | B20 | 935 | 2126 | 0 | 54.1 | 52.34 | 0.01 | 0
2040 | MISO_MI_2_MISO_WUMS | MISO_MI | MISO_WUMS | Internal | Shoulder | B11 | 25 | 166 | 0 | 87.61 | 87.58 | 0.01 | 0
2040 | MISO_MI_2_MISO_WUMS | MISO_MI | MISO_WUMS | Internal | Shoulder | B12 | 200 | 166 | 166 | 81.49 | 81.55 | 0.01 | 0.06
2040 | MISO_MI_2_MISO_WUMS | MISO_MI | MISO_WUMS | Internal | Shoulder | B13 | 600 | 166 | 0 | 78.59 | 78.59 | 0.01 | 0
2040 | MISO_MI_2_MISO_WUMS | MISO_MI | MISO_WUMS | Internal | Shoulder | B14 | 900 | 166 | 0 | 76.22 | 76.22 | 0.01 | 0
2040 | MISO_MI_2_MISO_WUMS | MISO_MI | MISO_WUMS | Internal | Shoulder | B15 | 1203 | 166 | 0 | 55.7 | 52.67 | 0.01 | 0
2040 | MISO_MI_2_MISO_WUMS | MISO_MI | MISO_WUMS | Internal | Summer | B1 | 10 | 166 | 0 | 136.13 | 125.88 | 0.01 | 0
2040 | MISO_MI_2_MISO_WUMS | MISO_MI | MISO_WUMS | Internal | Summer | B2 | 25 | 166 | 0 | 132.77 | 125.88 | 0.01 | 0
2040 | MISO_MI_2_MISO_WUMS | MISO_MI | MISO_WUMS | Internal | Summer | B3 | 75 | 166 | 0 | 130.06 | 125.88 | 0.01 | 0
2040 | MISO_MI_2_MISO_WUMS | MISO_MI | MISO_WUMS | Internal | Summer | B4 | 100 | 166 | 0 | 127.62 | 125.88 | 0.01 | 0
2040 | MISO_MI_2_MISO_WUMS | MISO_MI | MISO_WUMS | Internal | Summer | B5 | 200 | 166 | 0 | 114.54 | 114.51 | 0.01 | 0
2040 | MISO_MI_2_MISO_WUMS | MISO_MI | MISO_WUMS | Internal | Summer | B6 | 300 | 166 | 0 | 87.43 | 87.4 | 0.01 | 0
2040 | MISO_MI_2_MISO_WUMS | MISO_MI | MISO_WUMS | Internal | Summer | B7 | 400 | 166 | 0 | 79.59 | 79.56 | 0.01 | 0
2040 | MISO_MI_2_MISO_WUMS | MISO_MI | MISO_WUMS | Internal | Summer | B8 | 500 | 166 | 0 | 75.84 | 75.84 | 0.01 | 0
2040 | MISO_MI_2_MISO_WUMS | MISO_MI | MISO_WUMS | Internal | Summer | B9 | 800 | 166 | 0 | 57.91 | 57.03 | 0.01 | 0
2040 | MISO_MI_2_MISO_WUMS | MISO_MI | MISO_WUMS | Internal | Summer | B10 | 1262 | 166 | 0 | 52.96 | 48.9 | 0.01 | 0
2040 | MISO_MI_2_MISO_WUMS | MISO_MI | MISO_WUMS | Internal | Winter | B16 | 25 | 166 | 0 | 95.42 | 91.42 | 0.01 | 0
2040 | MISO_MI_2_MISO_WUMS | MISO_MI | MISO_WUMS | Internal | Winter | B17 | 100 | 166 | 0 | 89.48 | 85.48 | 0.01 | 0
2040 | MISO_MI_2_MISO_WUMS | MISO_MI | MISO_WUMS | Internal | Winter | B18 | 400 | 166 | 0 | 83.01 | 83.01 | 0.01 | 0
2040 | MISO_MI_2_MISO_WUMS | MISO_MI | MISO_WUMS | Internal | Winter | B19 | 700 | 166 | 0 | 76.21 | 76.2 | 0.01 | 0
2040 | MISO_MI_2_MISO_WUMS | MISO_MI | MISO_WUMS | Internal | Winter | B20 | 935 | 166 | 0 | 54.1 | 51.77 | 0.01 | 0
2040 | MISO_MI_2_PJM_ROR | MISO_MI | PJM_ROR | Internal | Shoulder | B11 | 25 | 1424 | 0 | 87.61 | 89.57 | 2 | 0
2040 | MISO_MI_2_PJM_ROR | MISO_MI | PJM_ROR | Internal | Shoulder | B12 | 200 | 1424 | 0 | 81.49 | 81.34 | 2 | 0
2040 | MISO_MI_2_PJM_ROR | MISO_MI | PJM_ROR | Internal | Shoulder | B13 | 600 | 1424 | 0 | 78.59 | 76.59 | 2 | 0
2040 | MISO_MI_2_PJM_ROR | MISO_MI | PJM_ROR | Internal | Shoulder | B14 | 900 | 1424 | 0 | 76.22 | 74.22 | 2 | 0
2040 | MISO_MI_2_PJM_ROR | MISO_MI | PJM_ROR | Internal | Shoulder | B15 | 1203 | 1424 | 0 | 55.7 | 53.7 | 2 | 0
2040 | MISO_MI_2_PJM_ROR | MISO_MI | PJM_ROR | Internal | Summer | B1 | 10 | 1424 | 0 | 136.13 | 130.37 | 2 | 0
2040 | MISO_MI_2_PJM_ROR | MISO_MI | PJM_ROR | Internal | Summer | B2 | 25 | 1424 | 0 | 132.77 | 130.37 | 2 | 0
2040 | MISO_MI_2_PJM_ROR | MISO_MI | PJM_ROR | Internal | Summer | B3 | 75 | 1424 | 0 | 130.06 | 128.05 | 2 | 0
2040 | MISO_MI_2_PJM_ROR | MISO_MI | PJM_ROR | Internal | Summer | B4 | 100 | 1424 | 0 | 127.62 | 125.62 | 2 | 0
2040 | MISO_MI_2_PJM_ROR | MISO_MI | PJM_ROR | Internal | Summer | B5 | 200 | 1424 | 0 | 114.54 | 116.5 | 2 | 0
2040 | MISO_MI_2_PJM_ROR | MISO_MI | PJM_ROR | Internal | Summer | B6 | 300 | 1424 | 0 | 87.43 | 89.39 | 2 | 0
2040 | MISO_MI_2_PJM_ROR | MISO_MI | PJM_ROR | Internal | Summer | B7 | 400 | 1424 | 0 | 79.59 | 79.89 | 2 | 0
2040 | MISO_MI_2_PJM_ROR | MISO_MI | PJM_ROR | Internal | Summer | B8 | 500 | 1424 | 0 | 75.84 | 73.84 | 2 | 0
2040 | MISO_MI_2_PJM_ROR | MISO_MI | PJM_ROR | Internal | Summer | B9 | 800 | 1424 | 0 | 57.91 | 58.97 | 2 | 0
2040 | MISO_MI_2_PJM_ROR | MISO_MI | PJM_ROR | Internal | Summer | B10 | 1262 | 1424 | 0 | 52.96 | 46.9 | 2 | 0
2040 | MISO_MI_2_PJM_ROR | MISO_MI | PJM_ROR | Internal | Winter | B16 | 25 | 1424 | 0 | 95.42 | 93.42 | 2 | 0
2040 | MISO_MI_2_PJM_ROR | MISO_MI | PJM_ROR | Internal | Winter | B17 | 100 | 1424 | 0 | 89.48 | 87.48 | 2 | 0
2040 | MISO_MI_2_PJM_ROR | MISO_MI | PJM_ROR | Internal | Winter | B18 | 400 | 1424 | 0 | 83.01 | 81.01 | 2 | 0
2040 | MISO_MI_2_PJM_ROR | MISO_MI | PJM_ROR | Internal | Winter | B19 | 700 | 1424 | 0 | 76.21 | 74.71 | 2 | 0
2040 | MISO_MI_2_PJM_ROR | MISO_MI | PJM_ROR | Internal | Winter | B20 | 935 | 1424 | 0 | 54.1 | 52.1 | 2 | 0
2040 | MISO_MO-IL_2_ENT | MISO_MO-IL | ENT | Internal | Shoulder | B11 | 25 | 2540 | 0 | 87.58 | 87.58 | 8 | 0
2040 | MISO_MO-IL_2_ENT | MISO_MO-IL | ENT | Internal | Shoulder | B12 | 200 | 2540 | 222.58 | 70.79 | 78.79 | 8 | 0
2040 | MISO_MO-IL_2_ENT | MISO_MO-IL | ENT | Internal | Shoulder | B13 | 600 | 2540 | 0 | 62.34 | 62.34 | 8 | 0
2040 | MISO_MO-IL_2_ENT | MISO_MO-IL | ENT | Internal | Shoulder | B14 | 900 | 2540 | 84.81 | 52.72 | 60.72 | 8 | 0
2040 | MISO_MO-IL_2_ENT | MISO_MO-IL | ENT | Internal | Shoulder | B15 | 1203 | 2540 | 0 | 46.31 | 46.31 | 8 | 0
2040 | MISO_MO-IL_2_ENT | MISO_MO-IL | ENT | Internal | Summer | B1 | 10 | 2540 | 0 | 131.54 | 128.37 | 8 | 0
2040 | MISO_MO-IL_2_ENT | MISO_MO-IL | ENT | Internal | Summer | B2 | 25 | 2540 | 0 | 128.37 | 125.91 | 8 | 0
2040 | MISO_MO-IL_2_ENT | MISO_MO-IL | ENT | Internal | Summer | B3 | 75 | 2540 | 0 | 126.06 | 126.05 | 8 | 0
2040 | MISO_MO-IL_2_ENT | MISO_MO-IL | ENT | Internal | Summer | B4 | 100 | 2540 | 0 | 125.03 | 125.02 | 8 | 0
2040 | MISO_MO-IL_2_ENT | MISO_MO-IL | ENT | Internal | Summer | B5 | 200 | 2540 | 0 | 114.51 | 114.51 | 8 | 0
2040 | MISO_MO-IL_2_ENT | MISO_MO-IL | ENT | Internal | Summer | B6 | 300 | 2540 | 0 | 87.4 | 87.4 | 8 | 0
2040 | MISO_MO-IL_2_ENT | MISO_MO-IL | ENT | Internal | Summer | B7 | 400 | 2540 | 0 | 79.56 | 82.73 | 8 | 0
2040 | MISO_MO-IL_2_ENT | MISO_MO-IL | ENT | Internal | Summer | B8 | 500 | 2540 | 0 | 71.85 | 77.51 | 8 | 0
2040 | MISO_MO-IL_2_ENT | MISO_MO-IL | ENT | Internal | Summer | B9 | 800 | 2540 | 0 | 56.97 | 56.98 | 8 | 0
2040 | MISO_MO-IL_2_ENT | MISO_MO-IL | ENT | Internal | Summer | B10 | 1262 | 2540 | 0 | 44.75 | 44.76 | 8 | 0
2040 | MISO_MO-IL_2_ENT | MISO_MO-IL | ENT | Internal | Winter | B16 | 25 | 2540 | 0 | 84.3 | 84.3 | 8 | 0
2040 | MISO_MO-IL_2_ENT | MISO_MO-IL | ENT | Internal | Winter | B17 | 100 | 2540 | 0 | 73.88 | 76.67 | 8 | 0
2040 | MISO_MO-IL_2_ENT | MISO_MO-IL | ENT | Internal | Winter | B18 | 400 | 2540 | 0 | 64.02 | 65.55 | 8 | 0
2040 | MISO_MO-IL_2_ENT | MISO_MO-IL | ENT | Internal | Winter | B19 | 700 | 2540 | 105.95 | 54.47 | 62.47 | 8 | 0
2040 | MISO_MO-IL_2_ENT | MISO_MO-IL | ENT | Internal | Winter | B20 | 935 | 2540 | 0 | 45.48 | 45.48 | 8 | 0
2040 | MISO_MO-IL_2_MISO_IN | MISO_MO-IL | MISO_IN | Internal | Shoulder | B11 | 25 | 6229 | 5396.17 | 87.58 | 87.6 | 0.01 | 0
2040 | MISO_MO-IL_2_MISO_IN | MISO_MO-IL | MISO_IN | Internal | Shoulder | B12 | 200 | 6229 | 6229 | 70.79 | 81.47 | 0.01 | 10.67
2040 | MISO_MO-IL_2_MISO_IN | MISO_MO-IL | MISO_IN | Internal | Shoulder | B13 | 600 | 6229 | 6229 | 62.34 | 78.57 | 0.01 | 16.22
2040 | MISO_MO-IL_2_MISO_IN | MISO_MO-IL | MISO_IN | Internal | Shoulder | B14 | 900 | 6229 | 6229 | 52.72 | 76.21 | 0.01 | 23.48
2040 | MISO_MO-IL_2_MISO_IN | MISO_MO-IL | MISO_IN | Internal | Shoulder | B15 | 1203 | 6229 | 6229 | 46.31 | 53.86 | 0.01 | 7.54
2040 | MISO_MO-IL_2_MISO_IN | MISO_MO-IL | MISO_IN | Internal | Summer | B1 | 10 | 6229 | 6229 | 131.54 | 136.12 | 0.01 | 4.57
2040 | MISO_MO-IL_2_MISO_IN | MISO_MO-IL | MISO_IN | Internal | Summer | B2 | 25 | 6229 | 6229 | 128.37 | 132.76 | 0.01 | 4.38
2040 | MISO_MO-IL_2_MISO_IN | MISO_MO-IL | MISO_IN | Internal | Summer | B3 | 75 | 6229 | 6229 | 126.06 | 130.05 | 0.01 | 3.98
2040 | MISO_MO-IL_2_MISO_IN | MISO_MO-IL | MISO_IN | Internal | Summer | B4 | 100 | 6229 | 6229 | 125.03 | 127.61 | 0.01 | 2.56
2040 | MISO_MO-IL_2_MISO_IN | MISO_MO-IL | MISO_IN | Internal | Summer | B5 | 200 | 6229 | 4892.93 | 114.51 | 114.53 | 0.01 | 0
2040 | MISO_MO-IL_2_MISO_IN | MISO_MO-IL | MISO_IN | Internal | Summer | B6 | 300 | 6229 | 3784.5 | 87.4 | 87.41 | 0.01 | 0
2040 | MISO_MO-IL_2_MISO_IN | MISO_MO-IL | MISO_IN | Internal | Summer | B7 | 400 | 6229 | 5635.23 | 79.56 | 79.58 | 0.01 | 0
2040 | MISO_MO-IL_2_MISO_IN | MISO_MO-IL | MISO_IN | Internal | Summer | B8 | 500 | 6229 | 6229 | 71.85 | 75.83 | 0.01 | 3.96
2040 | MISO_MO-IL_2_MISO_IN | MISO_MO-IL | MISO_IN | Internal | Summer | B9 | 800 | 6229 | 5808.86 | 56.97 | 56.98 | 0.01 | 0
2040 | MISO_MO-IL_2_MISO_IN | MISO_MO-IL | MISO_IN | Internal | Summer | B10 | 1262 | 6229 | 6229 | 44.75 | 47.87 | 0.01 | 3.11
2040 | MISO_MO-IL_2_MISO_IN | MISO_MO-IL | MISO_IN | Internal | Winter | B16 | 25 | 6229 | 6229 | 84.3 | 95.41 | 0.01 | 11.1
2040 | MISO_MO-IL_2_MISO_IN | MISO_MO-IL | MISO_IN | Internal | Winter | B17 | 100 | 6229 | 6229 | 73.88 | 89.47 | 0.01 | 15.57
2040 | MISO_MO-IL_2_MISO_IN | MISO_MO-IL | MISO_IN | Internal | Winter | B18 | 400 | 6229 | 6229 | 64.02 | 82.99 | 0.01 | 18.97
2040 | MISO_MO-IL_2_MISO_IN | MISO_MO-IL | MISO_IN | Internal | Winter | B19 | 700 | 6229 | 6229 | 54.47 | 76.2 | 0.01 | 21.72
2040 | MISO_MO-IL_2_MISO_IN | MISO_MO-IL | MISO_IN | Internal | Winter | B20 | 935 | 6229 | 6229 | 45.48 | 52.34 | 0.01 | 6.86
2040 | MISO_MO-IL_2_MISO_W | MISO_MO-IL | MISO_W | Internal | Shoulder | B11 | 25 | 5033 | 0 | 87.58 | 87.57 | 0.01 | 0
2040 | MISO_MO-IL_2_MISO_W | MISO_MO-IL | MISO_W | Internal | Shoulder | B12 | 200 | 5033 | 0 | 70.79 | 70.78 | 0.01 | 0
2040 | MISO_MO-IL_2_MISO_W | MISO_MO-IL | MISO_W | Internal | Shoulder | B13 | 600 | 5033 | 0 | 62.34 | 55.09 | 0.01 | 0
2040 | MISO_MO-IL_2_MISO_W | MISO_MO-IL | MISO_W | Internal | Shoulder | B14 | 900 | 5033 | 0 | 52.72 | 43.67 | 0.01 | 0
2040 | MISO_MO-IL_2_MISO_W | MISO_MO-IL | MISO_W | Internal | Shoulder | B15 | 1203 | 5033 | 0 | 46.31 | 39.84 | 0.01 | 0
2040 | MISO_MO-IL_2_MISO_W | MISO_MO-IL | MISO_W | Internal | Summer | B1 | 10 | 5033 | 0 | 131.54 | 128.37 | 0.01 | 0
2040 | MISO_MO-IL_2_MISO_W | MISO_MO-IL | MISO_W | Internal | Summer | B2 | 25 | 5033 | 0 | 128.37 | 125.89 | 0.01 | 0
2040 | MISO_MO-IL_2_MISO_W | MISO_MO-IL | MISO_W | Internal | Summer | B3 | 75 | 5033 | 0 | 126.06 | 126.05 | 0.01 | 0
2040 | MISO_MO-IL_2_MISO_W | MISO_MO-IL | MISO_W | Internal | Summer | B4 | 100 | 5033 | 0 | 125.03 | 125.02 | 0.01 | 0
2040 | MISO_MO-IL_2_MISO_W | MISO_MO-IL | MISO_W | Internal | Summer | B5 | 200 | 5033 | 0 | 114.51 | 114.5 | 0.01 | 0
2040 | MISO_MO-IL_2_MISO_W | MISO_MO-IL | MISO_W | Internal | Summer | B6 | 300 | 5033 | 0 | 87.4 | 87.39 | 0.01 | 0
2040 | MISO_MO-IL_2_MISO_W | MISO_MO-IL | MISO_W | Internal | Summer | B7 | 400 | 5033 | 0 | 79.56 | 79.55 | 0.01 | 0
2040 | MISO_MO-IL_2_MISO_W | MISO_MO-IL | MISO_W | Internal | Summer | B8 | 500 | 5033 | 0 | 71.85 | 71.84 | 0.01 | 0
2040 | MISO_MO-IL_2_MISO_W | MISO_MO-IL | MISO_W | Internal | Summer | B9 | 800 | 5033 | 0 | 56.97 | 56.96 | 0.01 | 0
2040 | MISO_MO-IL_2_MISO_W | MISO_MO-IL | MISO_W | Internal | Summer | B10 | 1262 | 5033 | 0 | 44.75 | 44.73 | 0.01 | 0
2040 | MISO_MO-IL_2_MISO_W | MISO_MO-IL | MISO_W | Internal | Winter | B16 | 25 | 5033 | 0 | 84.3 | 44.5 | 0.01 | 0
2040 | MISO_MO-IL_2_MISO_W | MISO_MO-IL | MISO_W | Internal | Winter | B17 | 100 | 5033 | 0 | 73.88 | 47 | 0.01 | 0
2040 | MISO_MO-IL_2_MISO_W | MISO_MO-IL | MISO_W | Internal | Winter | B18 | 400 | 5033 | 0 | 64.02 | 52.54 | 0.01 | 0
2040 | MISO_MO-IL_2_MISO_W | MISO_MO-IL | MISO_W | Internal | Winter | B19 | 700 | 5033 | 0 | 54.47 | 52.52 | 0.01 | 0
2040 | MISO_MO-IL_2_MISO_W | MISO_MO-IL | MISO_W | Internal | Winter | B20 | 935 | 5033 | 0 | 45.48 | 39.79 | 0.01 | 0
2040 | MISO_MO-IL_2_PJM_ROR | MISO_MO-IL | PJM_ROR | Internal | Shoulder | B11 | 25 | 1212 | 0 | 87.58 | 89.57 | 2 | 0
2040 | MISO_MO-IL_2_PJM_ROR | MISO_MO-IL | PJM_ROR | Internal | Shoulder | B12 | 200 | 1212 | 1212 | 70.79 | 81.34 | 2 | 8.55
2040 | MISO_MO-IL_2_PJM_ROR | MISO_MO-IL | PJM_ROR | Internal | Shoulder | B13 | 600 | 1212 | 1212 | 62.34 | 76.59 | 2 | 12.25
2040 | MISO_MO-IL_2_PJM_ROR | MISO_MO-IL | PJM_ROR | Internal | Shoulder | B14 | 900 | 1212 | 1212 | 52.72 | 74.22 | 2 | 19.51
2040 | MISO_MO-IL_2_PJM_ROR | MISO_MO-IL | PJM_ROR | Internal | Shoulder | B15 | 1203 | 1212 | 1212 | 46.31 | 53.7 | 2 | 5.39
2040 | MISO_MO-IL_2_PJM_ROR | MISO_MO-IL | PJM_ROR | Internal | Summer | B1 | 10 | 1212 | 0 | 131.54 | 130.37 | 2 | 0
2040 | MISO_MO-IL_2_PJM_ROR | MISO_MO-IL | PJM_ROR | Internal | Summer | B2 | 25 | 1212 | 60.57 | 128.37 | 130.37 | 2 | 0
2040 | MISO_MO-IL_2_PJM_ROR | MISO_MO-IL | PJM_ROR | Internal | Summer | B3 | 75 | 1212 | 0 | 126.06 | 128.05 | 2 | 0
2040 | MISO_MO-IL_2_PJM_ROR | MISO_MO-IL | PJM_ROR | Internal | Summer | B4 | 100 | 1212 | 0 | 125.03 | 125.62 | 2 | 0
2040 | MISO_MO-IL_2_PJM_ROR | MISO_MO-IL | PJM_ROR | Internal | Summer | B5 | 200 | 1212 | 0 | 114.51 | 116.5 | 2 | 0
2040 | MISO_MO-IL_2_PJM_ROR | MISO_MO-IL | PJM_ROR | Internal | Summer | B6 | 300 | 1212 | 0 | 87.4 | 89.39 | 2 | 0
2040 | MISO_MO-IL_2_PJM_ROR | MISO_MO-IL | PJM_ROR | Internal | Summer | B7 | 400 | 1212 | 0 | 79.56 | 79.89 | 2 | 0
2040 | MISO_MO-IL_2_PJM_ROR | MISO_MO-IL | PJM_ROR | Internal | Summer | B8 | 500 | 1212 | 0 | 71.85 | 73.84 | 2 | 0
2040 | MISO_MO-IL_2_PJM_ROR | MISO_MO-IL | PJM_ROR | Internal | Summer | B9 | 800 | 1212 | 364.11 | 56.97 | 58.97 | 2 | 0
2040 | MISO_MO-IL_2_PJM_ROR | MISO_MO-IL | PJM_ROR | Internal | Summer | B10 | 1262 | 1212 | 1212 | 44.75 | 46.9 | 2 | 0.15
2040 | MISO_MO-IL_2_PJM_ROR | MISO_MO-IL | PJM_ROR | Internal | Winter | B16 | 25 | 1212 | 1212 | 84.3 | 93.42 | 2 | 7.13
2040 | MISO_MO-IL_2_PJM_ROR | MISO_MO-IL | PJM_ROR | Internal | Winter | B17 | 100 | 1212 | 1212 | 73.88 | 87.48 | 2 | 11.59
2040 | MISO_MO-IL_2_PJM_ROR | MISO_MO-IL | PJM_ROR | Internal | Winter | B18 | 400 | 1212 | 1212 | 64.02 | 81.01 | 2 | 14.99
2040 | MISO_MO-IL_2_PJM_ROR | MISO_MO-IL | PJM_ROR | Internal | Winter | B19 | 700 | 1212 | 1212 | 54.47 | 74.71 | 2 | 18.24
2040 | MISO_MO-IL_2_PJM_ROR | MISO_MO-IL | PJM_ROR | Internal | Winter | B20 | 935 | 1212 | 1212 | 45.48 | 52.1 | 2 | 4.62
2040 | MISO_MO-IL_2_TVA_Transmission | MISO_MO-IL | TVA_Transmission | Internal | Shoulder | B11 | 25 | 4000 | 0 | 87.58 | 91.92 | 8 | 0
2040 | MISO_MO-IL_2_TVA_Transmission | MISO_MO-IL | TVA_Transmission | Internal | Shoulder | B12 | 200 | 4000 | 700 | 70.79 | 78.79 | 8 | 0
2040 | MISO_MO-IL_2_TVA_Transmission | MISO_MO-IL | TVA_Transmission | Internal | Shoulder | B13 | 600 | 4000 | 3480.85 | 62.34 | 70.34 | 8 | 0
2040 | MISO_MO-IL_2_TVA_Transmission | MISO_MO-IL | TVA_Transmission | Internal | Shoulder | B14 | 900 | 4000 | 4000 | 52.72 | 70.34 | 8 | 9.62
2040 | MISO_MO-IL_2_TVA_Transmission | MISO_MO-IL | TVA_Transmission | Internal | Shoulder | B15 | 1203 | 4000 | 2975.2 | 46.31 | 54.31 | 8 | 0
2040 | MISO_MO-IL_2_TVA_Transmission | MISO_MO-IL | TVA_Transmission | Internal | Summer | B1 | 10 | 4000 | 0 | 131.54 | 136.37 | 8 | 0
2040 | MISO_MO-IL_2_TVA_Transmission | MISO_MO-IL | TVA_Transmission | Internal | Summer | B2 | 25 | 4000 | 63.34 | 128.37 | 136.37 | 8 | 0
2040 | MISO_MO-IL_2_TVA_Transmission | MISO_MO-IL | TVA_Transmission | Internal | Summer | B3 | 75 | 4000 | 0 | 126.06 | 134.05 | 8 | 0
2040 | MISO_MO-IL_2_TVA_Transmission | MISO_MO-IL | TVA_Transmission | Internal | Summer | B4 | 100 | 4000 | 0 | 125.03 | 131.62 | 8 | 0
2040 | MISO_MO-IL_2_TVA_Transmission | MISO_MO-IL | TVA_Transmission | Internal | Summer | B5 | 200 | 4000 | 0 | 114.51 | 117.14 | 8 | 0
2040 | MISO_MO-IL_2_TVA_Transmission | MISO_MO-IL | TVA_Transmission | Internal | Summer | B6 | 300 | 4000 | 0 | 87.4 | 90.58 | 8 | 0
2040 | MISO_MO-IL_2_TVA_Transmission | MISO_MO-IL | TVA_Transmission | Internal | Summer | B7 | 400 | 4000 | 0 | 79.56 | 82.76 | 8 | 0
2040 | MISO_MO-IL_2_TVA_Transmission | MISO_MO-IL | TVA_Transmission | Internal | Summer | B8 | 500 | 4000 | 0 | 71.85 | 76.8 | 8 | 0
2040 | MISO_MO-IL_2_TVA_Transmission | MISO_MO-IL | TVA_Transmission | Internal | Summer | B9 | 800 | 4000 | 1289.72 | 56.97 | 64.97 | 8 | 0
2040 | MISO_MO-IL_2_TVA_Transmission | MISO_MO-IL | TVA_Transmission | Internal | Summer | B10 | 1262 | 4000 | 31.59 | 44.75 | 52.75 | 8 | 0
2040 | MISO_MO-IL_2_TVA_Transmission | MISO_MO-IL | TVA_Transmission | Internal | Winter | B16 | 25 | 4000 | 2528.51 | 84.3 | 92.3 | 8 | 0
2040 | MISO_MO-IL_2_TVA_Transmission | MISO_MO-IL | TVA_Transmission | Internal | Winter | B17 | 100 | 4000 | 3210.79 | 73.88 | 81.88 | 8 | 0
2040 | MISO_MO-IL_2_TVA_Transmission | MISO_MO-IL | TVA_Transmission | Internal | Winter | B18 | 400 | 4000 | 4000 | 64.02 | 73.55 | 8 | 1.53
2040 | MISO_MO-IL_2_TVA_Transmission | MISO_MO-IL | TVA_Transmission | Internal | Winter | B19 | 700 | 4000 | 4000 | 54.47 | 70.47 | 8 | 8
2040 | MISO_MO-IL_2_TVA_Transmission | MISO_MO-IL | TVA_Transmission | Internal | Winter | B20 | 935 | 4000 | 1116.11 | 45.48 | 53.48 | 8 | 0
2040 | MISO_W_2_IESO | MISO_W | IESO | Internal | Shoulder | B11 | 25 | 164 | 0 | 87.57 | 80.22 | 8 | 0
2040 | MISO_W_2_IESO | MISO_W | IESO | Internal | Shoulder | B12 | 200 | 164 | 0 | 70.78 | 74.49 | 8 | 0
2040 | MISO_W_2_IESO | MISO_W | IESO | Internal | Shoulder | B13 | 600 | 164 | 164 | 55.09 | 72.99 | 8 | 9.9
2040 | MISO_W_2_IESO | MISO_W | IESO | Internal | Shoulder | B14 | 900 | 164 | 164 | 43.67 | 72.99 | 8 | 21.32
2040 | MISO_W_2_IESO | MISO_W | IESO | Internal | Shoulder | B15 | 1203 | 164 | 164 | 39.84 | 72.99 | 8 | 25.15
2040 | MISO_W_2_IESO | MISO_W | IESO | Internal | Summer | B1 | 10 | 164 | 0 | 128.37 | 125.77 | 8 | 0
2040 | MISO_W_2_IESO | MISO_W | IESO | Internal | Summer | B2 | 25 | 164 | 0 | 125.89 | 125.77 | 8 | 0
2040 | MISO_W_2_IESO | MISO_W | IESO | Internal | Summer | B3 | 75 | 164 | 0 | 126.05 | 118.19 | 8 | 0
2040 | MISO_W_2_IESO | MISO_W | IESO | Internal | Summer | B4 | 100 | 164 | 0 | 125.02 | 104.89 | 8 | 0
2040 | MISO_W_2_IESO | MISO_W | IESO | Internal | Summer | B5 | 200 | 164 | 0 | 114.5 | 104.89 | 8 | 0
2040 | MISO_W_2_IESO | MISO_W | IESO | Internal | Summer | B6 | 300 | 164 | 0 | 87.39 | 79.52 | 8 | 0
2040 | MISO_W_2_IESO | MISO_W | IESO | Internal | Summer | B7 | 400 | 164 | 0 | 79.55 | 72.59 | 8 | 0
2040 | MISO_W_2_IESO | MISO_W | IESO | Internal | Summer | B8 | 500 | 164 | 0 | 71.84 | 70.19 | 8 | 0
2040 | MISO_W_2_IESO | MISO_W | IESO | Internal | Summer | B9 | 800 | 164 | 164 | 56.96 | 65.91 | 8 | 0.95
2040 | MISO_W_2_IESO | MISO_W | IESO | Internal | Summer | B10 | 1262 | 164 | 164 | 44.73 | 65.91 | 8 | 13.18
2040 | MISO_W_2_IESO | MISO_W | IESO | Internal | Winter | B16 | 25 | 164 | 164 | 44.5 | 82.57 | 8 | 30.07
2040 | MISO_W_2_IESO | MISO_W | IESO | Internal | Winter | B17 | 100 | 164 | 164 | 47 | 82.48 | 8 | 27.48
2040 | MISO_W_2_IESO | MISO_W | IESO | Internal | Winter | B18 | 400 | 164 | 164 | 52.54 | 76.01 | 8 | 15.47
2040 | MISO_W_2_IESO | MISO_W | IESO | Internal | Winter | B19 | 700 | 164 | 164 | 52.52 | 76.01 | 8 | 15.49
2040 | MISO_W_2_IESO | MISO_W | IESO | Internal | Winter | B20 | 935 | 164 | 164 | 39.79 | 76.01 | 8 | 28.22
2040 | MISO_W_2_MAPP_CA | MISO_W | MAPP_CA | Internal | Shoulder | B11 | 25 | 788 | 0 | 87.57 | 72.22 | 0.01 | 0
2040 | MISO_W_2_MAPP_CA | MISO_W | MAPP_CA | Internal | Shoulder | B12 | 200 | 788 | 0 | 70.78 | 70.76 | 0.01 | 0
2040 | MISO_W_2_MAPP_CA | MISO_W | MAPP_CA | Internal | Shoulder | B13 | 600 | 788 | 0 | 55.09 | 55.08 | 0.01 | 0
2040 | MISO_W_2_MAPP_CA | MISO_W | MAPP_CA | Internal | Shoulder | B14 | 900 | 788 | 0 | 43.67 | 43.66 | 0.01 | 0
2040 | MISO_W_2_MAPP_CA | MISO_W | MAPP_CA | Internal | Shoulder | B15 | 1203 | 788 | 788 | 39.84 | 43.66 | 0.01 | 3.81
2040 | MISO_W_2_MAPP_CA | MISO_W | MAPP_CA | Internal | Summer | B1 | 10 | 788 | 0 | 128.37 | 87.38 | 0.01 | 0
2040 | MISO_W_2_MAPP_CA | MISO_W | MAPP_CA | Internal | Summer | B2 | 25 | 788 | 0 | 125.89 | 87.38 | 0.01 | 0
2040 | MISO_W_2_MAPP_CA | MISO_W | MAPP_CA | Internal | Summer | B3 | 75 | 788 | 0 | 126.05 | 110.19 | 0.01 | 0
2040 | MISO_W_2_MAPP_CA | MISO_W | MAPP_CA | Internal | Summer | B4 | 100 | 788 | 0 | 125.02 | 96.89 | 0.01 | 0
2040 | MISO_W_2_MAPP_CA | MISO_W | MAPP_CA | Internal | Summer | B5 | 200 | 788 | 0 | 114.5 | 96.89 | 0.01 | 0
2040 | MISO_W_2_MAPP_CA | MISO_W | MAPP_CA | Internal | Summer | B6 | 300 | 788 | 0 | 87.39 | 73.39 | 0.01 | 0
2040 | MISO_W_2_MAPP_CA | MISO_W | MAPP_CA | Internal | Summer | B7 | 400 | 788 | 0 | 79.55 | 64.59 | 0.01 | 0
2040 | MISO_W_2_MAPP_CA | MISO_W | MAPP_CA | Internal | Summer | B8 | 500 | 788 | 0 | 71.84 | 62.19 | 0.01 | 0
2040 | MISO_W_2_MAPP_CA | MISO_W | MAPP_CA | Internal | Summer | B9 | 800 | 788 | 0 | 56.96 | 56.95 | 0.01 | 0
2040 | MISO_W_2_MAPP_CA | MISO_W | MAPP_CA | Internal | Summer | B10 | 1262 | 788 | 788 | 44.73 | 56.95 | 0.01 | 12.2
2040 | MISO_W_2_MAPP_CA | MISO_W | MAPP_CA | Internal | Winter | B16 | 25 | 788 | 788 | 44.5 | 52.53 | 0.01 | 8.01
2040 | MISO_W_2_MAPP_CA | MISO_W | MAPP_CA | Internal | Winter | B17 | 100 | 788 | 788 | 47 | 52.53 | 0.01 | 5.52
2040 | MISO_W_2_MAPP_CA | MISO_W | MAPP_CA | Internal | Winter | B18 | 400 | 788 | 0 | 52.54 | 52.53 | 0.01 | 0
2040 | MISO_W_2_MAPP_CA | MISO_W | MAPP_CA | Internal | Winter | B19 | 700 | 788 | 12.44 | 52.52 | 52.53 | 0.01 | 0
2040 | MISO_W_2_MAPP_CA | MISO_W | MAPP_CA | Internal | Winter | B20 | 935 | 788 | 788 | 39.79 | 52.53 | 0.01 | 12.73
2040 | MISO_W_2_MISO_MO-IL | MISO_W | MISO_MO-IL | Internal | Shoulder | B11 | 25 | 7873 | 5452.17 | 87.57 | 87.58 | 0.01 | 0
2040 | MISO_W_2_MISO_MO-IL | MISO_W | MISO_MO-IL | Internal | Shoulder | B12 | 200 | 7873 | 6194.6 | 70.78 | 70.79 | 0.01 | 0
2040 | MISO_W_2_MISO_MO-IL | MISO_W | MISO_MO-IL | Internal | Shoulder | B13 | 600 | 7873 | 7873 | 55.09 | 62.34 | 0.01 | 7.23
2040 | MISO_W_2_MISO_MO-IL | MISO_W | MISO_MO-IL | Internal | Shoulder | B14 | 900 | 7873 | 7873 | 43.67 | 52.72 | 0.01 | 9.03
2040 | MISO_W_2_MISO_MO-IL | MISO_W | MISO_MO-IL | Internal | Shoulder | B15 | 1203 | 7873 | 7873 | 39.84 | 46.31 | 0.01 | 6.46
2040 | MISO_W_2_MISO_MO-IL | MISO_W | MISO_MO-IL | Internal | Summer | B1 | 10 | 7873 | 7873 | 128.37 | 131.54 | 0.01 | 3.16
2040 | MISO_W_2_MISO_MO-IL | MISO_W | MISO_MO-IL | Internal | Summer | B2 | 25 | 7873 | 7873 | 125.89 | 128.37 | 0.01 | 2.46
2040 | MISO_W_2_MISO_MO-IL | MISO_W | MISO_MO-IL | Internal | Summer | B3 | 75 | 7873 | 7105.24 | 126.05 | 126.06 | 0.01 | 0
2040 | MISO_W_2_MISO_MO-IL | MISO_W | MISO_MO-IL | Internal | Summer | B4 | 100 | 7873 | 6277.79 | 125.02 | 125.03 | 0.01 | 0
2040 | MISO_W_2_MISO_MO-IL | MISO_W | MISO_MO-IL | Internal | Summer | B5 | 200 | 7873 | 4530.52 | 114.5 | 114.51 | 0.01 | 0
2040 | MISO_W_2_MISO_MO-IL | MISO_W | MISO_MO-IL | Internal | Summer | B6 | 300 | 7873 | 2952.32 | 87.39 | 87.4 | 0.01 | 0
2040 | MISO_W_2_MISO_MO-IL | MISO_W | MISO_MO-IL | Internal | Summer | B7 | 400 | 7873 | 5126.77 | 79.55 | 79.56 | 0.01 | 0
2040 | MISO_W_2_MISO_MO-IL | MISO_W | MISO_MO-IL | Internal | Summer | B8 | 500 | 7873 | 4805.24 | 71.84 | 71.85 | 0.01 | 0
2040 | MISO_W_2_MISO_MO-IL | MISO_W | MISO_MO-IL | Internal | Summer | B9 | 800 | 7873 | 3621.5 | 56.96 | 56.97 | 0.01 | 0
2040 | MISO_W_2_MISO_MO-IL | MISO_W | MISO_MO-IL | Internal | Summer | B10 | 1262 | 7873 | 7228.95 | 44.73 | 44.75 | 0.01 | 0
2040 | MISO_W_2_MISO_MO-IL | MISO_W | MISO_MO-IL | Internal | Winter | B16 | 25 | 7873 | 7873 | 44.5 | 84.3 | 0.01 | 39.79
2040 | MISO_W_2_MISO_MO-IL | MISO_W | MISO_MO-IL | Internal | Winter | B17 | 100 | 7873 | 7873 | 47 | 73.88 | 0.01 | 26.87
2040 | MISO_W_2_MISO_MO-IL | MISO_W | MISO_MO-IL | Internal | Winter | B18 | 400 | 7873 | 7873 | 52.54 | 64.02 | 0.01 | 11.46
2040 | MISO_W_2_MISO_MO-IL | MISO_W | MISO_MO-IL | Internal | Winter | B19 | 700 | 7873 | 7873 | 52.52 | 54.47 | 0.01 | 1.94
2040 | MISO_W_2_MISO_MO-IL | MISO_W | MISO_MO-IL | Internal | Winter | B20 | 935 | 7873 | 7873 | 39.79 | 45.48 | 0.01 | 5.68
2040 | MISO_W_2_MISO_WUMS | MISO_W | MISO_WUMS | Internal | Shoulder | B11 | 25 | 3756 | 3659.32 | 87.57 | 87.58 | 0.01 | 0
2040 | MISO_W_2_MISO_WUMS | MISO_W | MISO_WUMS | Internal | Shoulder | B12 | 200 | 3756 | 3756 | 70.78 | 81.55 | 0.01 | 10.77
2040 | MISO_W_2_MISO_WUMS | MISO_W | MISO_WUMS | Internal | Shoulder | B13 | 600 | 3756 | 3756 | 55.09 | 78.59 | 0.01 | 23.48
2040 | MISO_W_2_MISO_WUMS | MISO_W | MISO_WUMS | Internal | Shoulder | B14 | 900 | 3756 | 3756 | 43.67 | 76.22 | 0.01 | 32.54
2040 | MISO_W_2_MISO_WUMS | MISO_W | MISO_WUMS | Internal | Shoulder | B15 | 1203 | 3756 | 3756 | 39.84 | 52.67 | 0.01 | 12.82
2040 | MISO_W_2_MISO_WUMS | MISO_W | MISO_WUMS | Internal | Summer | B1 | 10 | 3756 | 0 | 128.37 | 125.88 | 0.01 | 0
2040 | MISO_W_2_MISO_WUMS | MISO_W | MISO_WUMS | Internal | Summer | B2 | 25 | 3756 | 0 | 125.89 | 125.88 | 0.01 | 0
2040 | MISO_W_2_MISO_WUMS | MISO_W | MISO_WUMS | Internal | Summer | B3 | 75 | 3756 | 0 | 126.05 | 125.88 | 0.01 | 0
2040 | MISO_W_2_MISO_WUMS | MISO_W | MISO_WUMS | Internal | Summer | B4 | 100 | 3756 | 3756 | 125.02 | 125.88 | 0.01 | 0.85
2040 | MISO_W_2_MISO_WUMS | MISO_W | MISO_WUMS | Internal | Summer | B5 | 200 | 3756 | 3114.87 | 114.5 | 114.51 | 0.01 | 0
2040 | MISO_W_2_MISO_WUMS | MISO_W | MISO_WUMS | Internal | Summer | B6 | 300 | 3756 | 2492.51 | 87.39 | 87.4 | 0.01 | 0
2040 | MISO_W_2_MISO_WUMS | MISO_W | MISO_WUMS | Internal | Summer | B7 | 400 | 3756 | 2051.57 | 79.55 | 79.56 | 0.01 | 0
2040 | MISO_W_2_MISO_WUMS | MISO_W | MISO_WUMS | Internal | Summer | B8 | 500 | 3756 | 3756 | 71.84 | 75.84 | 0.01 | 3.99
2040 | MISO_W_2_MISO_WUMS | MISO_W | MISO_WUMS | Internal | Summer | B9 | 800 | 3756 | 3756 | 56.96 | 57.03 | 0.01 | 0.06
2040 | MISO_W_2_MISO_WUMS | MISO_W | MISO_WUMS | Internal | Summer | B10 | 1262 | 3756 | 3756 | 44.73 | 48.9 | 0.01 | 4.15
2040 | MISO_W_2_MISO_WUMS | MISO_W | MISO_WUMS | Internal | Winter | B16 | 25 | 3756 | 3756 | 44.5 | 91.42 | 0.01 | 46.91
2040 | MISO_W_2_MISO_WUMS | MISO_W | MISO_WUMS | Internal | Winter | B17 | 100 | 3756 | 3756 | 47 | 85.48 | 0.01 | 38.47
2040 | MISO_W_2_MISO_WUMS | MISO_W | MISO_WUMS | Internal | Winter | B18 | 400 | 3756 | 3756 | 52.54 | 83.01 | 0.01 | 30.45
2040 | MISO_W_2_MISO_WUMS | MISO_W | MISO_WUMS | Internal | Winter | B19 | 700 | 3756 | 3756 | 52.52 | 76.2 | 0.01 | 23.67
2040 | MISO_W_2_MISO_WUMS | MISO_W | MISO_WUMS | Internal | Winter | B20 | 935 | 3756 | 3756 | 39.79 | 51.77 | 0.01 | 11.97
2040 | MISO_W_2_NE | MISO_W | NE | Internal | Shoulder | B11 | 25 | 20297 | 0 | 87.57 | 82.57 | 7 | 0
2040 | MISO_W_2_NE | MISO_W | NE | Internal | Shoulder | B12 | 200 | 20297 | 0 | 70.78 | 65.78 | 7 | 0
2040 | MISO_W_2_NE | MISO_W | NE | Internal | Shoulder | B13 | 600 | 20297 | 0 | 55.09 | 50.09 | 7 | 0
2040 | MISO_W_2_NE | MISO_W | NE | Internal | Shoulder | B14 | 900 | 20297 | 0 | 43.67 | 38.5 | 7 | 0
2040 | MISO_W_2_NE | MISO_W | NE | Internal | Shoulder | B15 | 1203 | 20297 | 0 | 39.84 | 28.66 | 7 | 0
2040 | MISO_W_2_NE | MISO_W | NE | Internal | Summer | B1 | 10 | 20297 | 0 | 128.37 | 123.37 | 7 | 0
2040 | MISO_W_2_NE | MISO_W | NE | Internal | Summer | B2 | 25 | 20297 | 0 | 125.89 | 120.89 | 7 | 0
2040 | MISO_W_2_NE | MISO_W | NE | Internal | Summer | B3 | 75 | 20297 | 0 | 126.05 | 121.05 | 7 | 0
2040 | MISO_W_2_NE | MISO_W | NE | Internal | Summer | B4 | 100 | 20297 | 0 | 125.02 | 120.02 | 7 | 0
2040 | MISO_W_2_NE | MISO_W | NE | Internal | Summer | B5 | 200 | 20297 | 0 | 114.5 | 109.5 | 7 | 0
2040 | MISO_W_2_NE | MISO_W | NE | Internal | Summer | B6 | 300 | 20297 | 0 | 87.39 | 82.39 | 7 | 0
2040 | MISO_W_2_NE | MISO_W | NE | Internal | Summer | B7 | 400 | 20297 | 0 | 79.55 | 74.55 | 7 | 0
2040 | MISO_W_2_NE | MISO_W | NE | Internal | Summer | B8 | 500 | 20297 | 0 | 71.84 | 66.84 | 7 | 0
2040 | MISO_W_2_NE | MISO_W | NE | Internal | Summer | B9 | 800 | 20297 | 0 | 56.96 | 51.96 | 7 | 0
2040 | MISO_W_2_NE | MISO_W | NE | Internal | Summer | B10 | 1262 | 20297 | 0 | 44.73 | 39.73 | 7 | 0
2040 | MISO_W_2_NE | MISO_W | NE | Internal | Winter | B16 | 25 | 20297 | 0 | 44.5 | -21.15 | 7 | 0
2040 | MISO_W_2_NE | MISO_W | NE | Internal | Winter | B17 | 100 | 20297 | 0 | 47 | 39.54 | 7 | 0
2040 | MISO_W_2_NE | MISO_W | NE | Internal | Winter | B18 | 400 | 20297 | 0 | 52.54 | 47.54 | 7 | 0
2040 | MISO_W_2_NE | MISO_W | NE | Internal | Winter | B19 | 700 | 20297 | 0 | 52.52 | 47.52 | 7 | 0
2040 | MISO_W_2_NE | MISO_W | NE | Internal | Winter | B20 | 935 | 20297 | 0 | 39.79 | 34.78 | 7 | 0
2040 | MISO_W_2_PJM_ROR | MISO_W | PJM_ROR | Internal | Shoulder | B11 | 25 | 10135 | 2284.79 | 87.57 | 89.57 | 2 | 0
2040 | MISO_W_2_PJM_ROR | MISO_W | PJM_ROR | Internal | Shoulder | B12 | 200 | 10135 | 10135 | 70.78 | 81.34 | 2 | 8.56
2040 | MISO_W_2_PJM_ROR | MISO_W | PJM_ROR | Internal | Shoulder | B13 | 600 | 10135 | 10135 | 55.09 | 76.59 | 2 | 19.49
2040 | MISO_W_2_PJM_ROR | MISO_W | PJM_ROR | Internal | Shoulder | B14 | 900 | 10135 | 10135 | 43.67 | 74.22 | 2 | 28.55
2040 | MISO_W_2_PJM_ROR | MISO_W | PJM_ROR | Internal | Shoulder | B15 | 1203 | 10135 | 10135 | 39.84 | 53.7 | 2 | 11.87
2040 | MISO_W_2_PJM_ROR | MISO_W | PJM_ROR | Internal | Summer | B1 | 10 | 10135 | 6412.16 | 128.37 | 130.37 | 2 | 0
2040 | MISO_W_2_PJM_ROR | MISO_W | PJM_ROR | Internal | Summer | B2 | 25 | 10135 | 10135 | 125.89 | 130.37 | 2 | 2.47
2040 | MISO_W_2_PJM_ROR | MISO_W | PJM_ROR | Internal | Summer | B3 | 75 | 10135 | 4848.06 | 126.05 | 128.05 | 2 | 0
2040 | MISO_W_2_PJM_ROR | MISO_W | PJM_ROR | Internal | Summer | B4 | 100 | 10135 | 0 | 125.02 | 125.62 | 2 | 0
2040 | MISO_W_2_PJM_ROR | MISO_W | PJM_ROR | Internal | Summer | B5 | 200 | 10135 | 3865.24 | 114.5 | 116.5 | 2 | 0
2040 | MISO_W_2_PJM_ROR | MISO_W | PJM_ROR | Internal | Summer | B6 | 300 | 10135 | 1279.42 | 87.39 | 89.39 | 2 | 0
2040 | MISO_W_2_PJM_ROR | MISO_W | PJM_ROR | Internal | Summer | B7 | 400 | 10135 | 0 | 79.55 | 79.89 | 2 | 0
2040 | MISO_W_2_PJM_ROR | MISO_W | PJM_ROR | Internal | Summer | B8 | 500 | 10135 | 7108.01 | 71.84 | 73.84 | 2 | 0
2040 | MISO_W_2_PJM_ROR | MISO_W | PJM_ROR | Internal | Summer | B9 | 800 | 10135 | 10135 | 56.96 | 58.97 | 2 | 0.01
2040 | MISO_W_2_PJM_ROR | MISO_W | PJM_ROR | Internal | Summer | B10 | 1262 | 10135 | 10135 | 44.73 | 46.9 | 2 | 0.17
2040 | MISO_W_2_PJM_ROR | MISO_W | PJM_ROR | Internal | Winter | B16 | 25 | 10135 | 10135 | 44.5 | 93.42 | 2 | 46.92
2040 | MISO_W_2_PJM_ROR | MISO_W | PJM_ROR | Internal | Winter | B17 | 100 | 10135 | 10135 | 47 | 87.48 | 2 | 38.48
2040 | MISO_W_2_PJM_ROR | MISO_W | PJM_ROR | Internal | Winter | B18 | 400 | 10135 | 10135 | 52.54 | 81.01 | 2 | 26.47
2040 | MISO_W_2_PJM_ROR | MISO_W | PJM_ROR | Internal | Winter | B19 | 700 | 10135 | 10135 | 52.52 | 74.71 | 2 | 20.19
2040 | MISO_W_2_PJM_ROR | MISO_W | PJM_ROR | Internal | Winter | B20 | 935 | 10135 | 10135 | 39.79 | 52.1 | 2 | 10.3
2040 | MISO_W_2_SPP_N | MISO_W | SPP_N | Internal | Shoulder | B11 | 25 | 3200 | 0 | 87.57 | 82.58 | 7 | 0
2040 | MISO_W_2_SPP_N | MISO_W | SPP_N | Internal | Shoulder | B12 | 200 | 3200 | 0 | 70.78 | 65.79 | 7 | 0
2040 | MISO_W_2_SPP_N | MISO_W | SPP_N | Internal | Shoulder | B13 | 600 | 3200 | 0 | 55.09 | 50.1 | 7 | 0
2040 | MISO_W_2_SPP_N | MISO_W | SPP_N | Internal | Shoulder | B14 | 900 | 3200 | 0 | 43.67 | 38.52 | 7 | 0
2040 | MISO_W_2_SPP_N | MISO_W | SPP_N | Internal | Shoulder | B15 | 1203 | 3200 | 0 | 39.84 | 28.67 | 7 | 0
2040 | MISO_W_2_SPP_N | MISO_W | SPP_N | Internal | Summer | B1 | 10 | 3200 | 0 | 128.37 | 123.37 | 7 | 0
2040 | MISO_W_2_SPP_N | MISO_W | SPP_N | Internal | Summer | B2 | 25 | 3200 | 0 | 125.89 | 120.91 | 7 | 0
2040 | MISO_W_2_SPP_N | MISO_W | SPP_N | Internal | Summer | B3 | 75 | 3200 | 0 | 126.05 | 121.06 | 7 | 0
2040 | MISO_W_2_SPP_N | MISO_W | SPP_N | Internal | Summer | B4 | 100 | 3200 | 0 | 125.02 | 120.03 | 7 | 0
2040 | MISO_W_2_SPP_N | MISO_W | SPP_N | Internal | Summer | B5 | 200 | 3200 | 0 | 114.5 | 109.51 | 7 | 0
2040 | MISO_W_2_SPP_N | MISO_W | SPP_N | Internal | Summer | B6 | 300 | 3200 | 0 | 87.39 | 82.4 | 7 | 0
2040 | MISO_W_2_SPP_N | MISO_W | SPP_N | Internal | Summer | B7 | 400 | 3200 | 0 | 79.55 | 77.72 | 7 | 0
2040 | MISO_W_2_SPP_N | MISO_W | SPP_N | Internal | Summer | B8 | 500 | 3200 | 0 | 71.84 | 68.99 | 7 | 0
2040 | MISO_W_2_SPP_N | MISO_W | SPP_N | Internal | Summer | B9 | 800 | 3200 | 0 | 56.96 | 51.97 | 7 | 0
2040 | MISO_W_2_SPP_N | MISO_W | SPP_N | Internal | Summer | B10 | 1262 | 3200 | 0 | 44.73 | 39.75 | 7 | 0
2040 | MISO_W_2_SPP_N | MISO_W | SPP_N | Internal | Winter | B16 | 25 | 3200 | 0 | 44.5 | 40.07 | 7 | 0
2040 | MISO_W_2_SPP_N | MISO_W | SPP_N | Internal | Winter | B17 | 100 | 3200 | 0 | 47 | 39.55 | 7 | 0
2040 | MISO_W_2_SPP_N | MISO_W | SPP_N | Internal | Winter | B18 | 400 | 3200 | 0 | 52.54 | 47.55 | 7 | 0
2040 | MISO_W_2_SPP_N | MISO_W | SPP_N | Internal | Winter | B19 | 700 | 3200 | 0 | 52.52 | 47.53 | 7 | 0
2040 | MISO_W_2_SPP_N | MISO_W | SPP_N | Internal | Winter | B20 | 935 | 3200 | 0 | 39.79 | 34.79 | 7 | 0
2040 | MISO_WUMS_2_MISO_MI | MISO_WUMS | MISO_MI | Internal | Shoulder | B11 | 25 | 148 | 148 | 87.58 | 87.61 | 0.01 | 0.01
2040 | MISO_WUMS_2_MISO_MI | MISO_WUMS | MISO_MI | Internal | Shoulder | B12 | 200 | 148 | 0 | 81.55 | 81.49 | 0.01 | 0
2040 | MISO_WUMS_2_MISO_MI | MISO_WUMS | MISO_MI | Internal | Shoulder | B13 | 600 | 148 | 0 | 78.59 | 78.59 | 0.01 | 0
2040 | MISO_WUMS_2_MISO_MI | MISO_WUMS | MISO_MI | Internal | Shoulder | B14 | 900 | 148 | 0 | 76.22 | 76.22 | 0.01 | 0
2040 | MISO_WUMS_2_MISO_MI | MISO_WUMS | MISO_MI | Internal | Shoulder | B15 | 1203 | 148 | 148 | 52.67 | 55.7 | 0.01 | 3.02
2040 | MISO_WUMS_2_MISO_MI | MISO_WUMS | MISO_MI | Internal | Summer | B1 | 10 | 148 | 148 | 125.88 | 136.13 | 0.01 | 10.23
2040 | MISO_WUMS_2_MISO_MI | MISO_WUMS | MISO_MI | Internal | Summer | B2 | 25 | 148 | 148 | 125.88 | 132.77 | 0.01 | 6.87
2040 | MISO_WUMS_2_MISO_MI | MISO_WUMS | MISO_MI | Internal | Summer | B3 | 75 | 148 | 148 | 125.88 | 130.06 | 0.01 | 4.16
2040 | MISO_WUMS_2_MISO_MI | MISO_WUMS | MISO_MI | Internal | Summer | B4 | 100 | 148 | 148 | 125.88 | 127.62 | 0.01 | 1.72
2040 | MISO_WUMS_2_MISO_MI | MISO_WUMS | MISO_MI | Internal | Summer | B5 | 200 | 148 | 148 | 114.51 | 114.54 | 0.01 | 0.01
2040 | MISO_WUMS_2_MISO_MI | MISO_WUMS | MISO_MI | Internal | Summer | B6 | 300 | 148 | 148 | 87.4 | 87.43 | 0.01 | 0.01
2040 | MISO_WUMS_2_MISO_MI | MISO_WUMS | MISO_MI | Internal | Summer | B7 | 400 | 148 | 148 | 79.56 | 79.59 | 0.01 | 0.01
2040 | MISO_WUMS_2_MISO_MI | MISO_WUMS | MISO_MI | Internal | Summer | B8 | 500 | 148 | 0 | 75.84 | 75.84 | 0.01 | 0
2040 | MISO_WUMS_2_MISO_MI | MISO_WUMS | MISO_MI | Internal | Summer | B9 | 800 | 148 | 148 | 57.03 | 57.91 | 0.01 | 0.87
2040 | MISO_WUMS_2_MISO_MI | MISO_WUMS | MISO_MI | Internal | Summer | B10 | 1262 | 148 | 148 | 48.9 | 52.96 | 0.01 | 4.05
2040 | MISO_WUMS_2_MISO_MI | MISO_WUMS | MISO_MI | Internal | Winter | B16 | 25 | 148 | 148 | 91.42 | 95.42 | 0.01 | 3.99
2040 | MISO_WUMS_2_MISO_MI | MISO_WUMS | MISO_MI | Internal | Winter | B17 | 100 | 148 | 148 | 85.48 | 89.48 | 0.01 | 3.99
2040 | MISO_WUMS_2_MISO_MI | MISO_WUMS | MISO_MI | Internal | Winter | B18 | 400 | 148 | 0 | 83.01 | 83.01 | 0.01 | 0
2040 | MISO_WUMS_2_MISO_MI | MISO_WUMS | MISO_MI | Internal | Winter | B19 | 700 | 148 | 131.77 | 76.2 | 76.21 | 0.01 | 0
2040 | MISO_WUMS_2_MISO_MI | MISO_WUMS | MISO_MI | Internal | Winter | B20 | 935 | 148 | 148 | 51.77 | 54.1 | 0.01 | 2.31
2040 | MISO_WUMS_2_MISO_W | MISO_WUMS | MISO_W | Internal | Shoulder | B11 | 25 | 3264 | 0 | 87.58 | 87.57 | 0.01 | 0
2040 | MISO_WUMS_2_MISO_W | MISO_WUMS | MISO_W | Internal | Shoulder | B12 | 200 | 3264 | 0 | 81.55 | 70.78 | 0.01 | 0
2040 | MISO_WUMS_2_MISO_W | MISO_WUMS | MISO_W | Internal | Shoulder | B13 | 600 | 3264 | 0 | 78.59 | 55.09 | 0.01 | 0
2040 | MISO_WUMS_2_MISO_W | MISO_WUMS | MISO_W | Internal | Shoulder | B14 | 900 | 3264 | 0 | 76.22 | 43.67 | 0.01 | 0
2040 | MISO_WUMS_2_MISO_W | MISO_WUMS | MISO_W | Internal | Shoulder | B15 | 1203 | 3264 | 0 | 52.67 | 39.84 | 0.01 | 0
2040 | MISO_WUMS_2_MISO_W | MISO_WUMS | MISO_W | Internal | Summer | B1 | 10 | 3264 | 3264 | 125.88 | 128.37 | 0.01 | 2.47
2040 | MISO_WUMS_2_MISO_W | MISO_WUMS | MISO_W | Internal | Summer | B2 | 25 | 3264 | 3245.1 | 125.88 | 125.89 | 0.01 | 0
2040 | MISO_WUMS_2_MISO_W | MISO_WUMS | MISO_W | Internal | Summer | B3 | 75 | 3264 | 3264 | 125.88 | 126.05 | 0.01 | 0.15
2040 | MISO_WUMS_2_MISO_W | MISO_WUMS | MISO_W | Internal | Summer | B4 | 100 | 3264 | 0 | 125.88 | 125.02 | 0.01 | 0
2040 | MISO_WUMS_2_MISO_W | MISO_WUMS | MISO_W | Internal | Summer | B5 | 200 | 3264 | 0 | 114.51 | 114.5 | 0.01 | 0
2040 | MISO_WUMS_2_MISO_W | MISO_WUMS | MISO_W | Internal | Summer | B6 | 300 | 3264 | 0 | 87.4 | 87.39 | 0.01 | 0
2040 | MISO_WUMS_2_MISO_W | MISO_WUMS | MISO_W | Internal | Summer | B7 | 400 | 3264 | 0 | 79.56 | 79.55 | 0.01 | 0
2040 | MISO_WUMS_2_MISO_W | MISO_WUMS | MISO_W | Internal | Summer | B8 | 500 | 3264 | 0 | 75.84 | 71.84 | 0.01 | 0
2040 | MISO_WUMS_2_MISO_W | MISO_WUMS | MISO_W | Internal | Summer | B9 | 800 | 3264 | 0 | 57.03 | 56.96 | 0.01 | 0
2040 | MISO_WUMS_2_MISO_W | MISO_WUMS | MISO_W | Internal | Summer | B10 | 1262 | 3264 | 0 | 48.9 | 44.73 | 0.01 | 0
2040 | MISO_WUMS_2_MISO_W | MISO_WUMS | MISO_W | Internal | Winter | B16 | 25 | 3264 | 0 | 91.42 | 44.5 | 0.01 | 0
2040 | MISO_WUMS_2_MISO_W | MISO_WUMS | MISO_W | Internal | Winter | B17 | 100 | 3264 | 0 | 85.48 | 47 | 0.01 | 0
2040 | MISO_WUMS_2_MISO_W | MISO_WUMS | MISO_W | Internal | Winter | B18 | 400 | 3264 | 0 | 83.01 | 52.54 | 0.01 | 0
2040 | MISO_WUMS_2_MISO_W | MISO_WUMS | MISO_W | Internal | Winter | B19 | 700 | 3264 | 0 | 76.2 | 52.52 | 0.01 | 0
2040 | MISO_WUMS_2_MISO_W | MISO_WUMS | MISO_W | Internal | Winter | B20 | 935 | 3264 | 0 | 51.77 | 39.79 | 0.01 | 0
2040 | MISO_WUMS_2_PJM_ROR | MISO_WUMS | PJM_ROR | Internal | Shoulder | B11 | 25 | 1600 | 0 | 87.58 | 89.57 | 2 | 0
2040 | MISO_WUMS_2_PJM_ROR | MISO_WUMS | PJM_ROR | Internal | Shoulder | B12 | 200 | 1600 | 0 | 81.55 | 81.34 | 2 | 0
2040 | MISO_WUMS_2_PJM_ROR | MISO_WUMS | PJM_ROR | Internal | Shoulder | B13 | 600 | 1600 | 0 | 78.59 | 76.59 | 2 | 0
2040 | MISO_WUMS_2_PJM_ROR | MISO_WUMS | PJM_ROR | Internal | Shoulder | B14 | 900 | 1600 | 0 | 76.22 | 74.22 | 2 | 0
2040 | MISO_WUMS_2_PJM_ROR | MISO_WUMS | PJM_ROR | Internal | Shoulder | B15 | 1203 | 1600 | 0 | 52.67 | 53.7 | 2 | 0
2040 | MISO_WUMS_2_PJM_ROR | MISO_WUMS | PJM_ROR | Internal | Summer | B1 | 10 | 1600 | 1600 | 125.88 | 130.37 | 2 | 2.49
2040 | MISO_WUMS_2_PJM_ROR | MISO_WUMS | PJM_ROR | Internal | Summer | B2 | 25 | 1600 | 1600 | 125.88 | 130.37 | 2 | 2.49
2040 | MISO_WUMS_2_PJM_ROR | MISO_WUMS | PJM_ROR | Internal | Summer | B3 | 75 | 1600 | 1600 | 125.88 | 128.05 | 2 | 0.16
2040 | MISO_WUMS_2_PJM_ROR | MISO_WUMS | PJM_ROR | Internal | Summer | B4 | 100 | 1600 | 0 | 125.88 | 125.62 | 2 | 0
2040 | MISO_WUMS_2_PJM_ROR | MISO_WUMS | PJM_ROR | Internal | Summer | B5 | 200 | 1600 | 0 | 114.51 | 116.5 | 2 | 0
2040 | MISO_WUMS_2_PJM_ROR | MISO_WUMS | PJM_ROR | Internal | Summer | B6 | 300 | 1600 | 0 | 87.4 | 89.39 | 2 | 0
2040 | MISO_WUMS_2_PJM_ROR | MISO_WUMS | PJM_ROR | Internal | Summer | B7 | 400 | 1600 | 0 | 79.56 | 79.89 | 2 | 0
2040 | MISO_WUMS_2_PJM_ROR | MISO_WUMS | PJM_ROR | Internal | Summer | B8 | 500 | 1600 | 0 | 75.84 | 73.84 | 2 | 0
2040 | MISO_WUMS_2_PJM_ROR | MISO_WUMS | PJM_ROR | Internal | Summer | B9 | 800 | 1600 | 0 | 57.03 | 58.97 | 2 | 0
2040 | MISO_WUMS_2_PJM_ROR | MISO_WUMS | PJM_ROR | Internal | Summer | B10 | 1262 | 1600 | 0 | 48.9 | 46.9 | 2 | 0
2040 | MISO_WUMS_2_PJM_ROR | MISO_WUMS | PJM_ROR | Internal | Winter | B16 | 25 | 1600 | 1207.2 | 91.42 | 93.42 | 2 | 0
2040 | MISO_WUMS_2_PJM_ROR | MISO_WUMS | PJM_ROR | Internal | Winter | B17 | 100 | 1600 | 109.26 | 85.48 | 87.48 | 2 | 0
2040 | MISO_WUMS_2_PJM_ROR | MISO_WUMS | PJM_ROR | Internal | Winter | B18 | 400 | 1600 | 0 | 83.01 | 81.01 | 2 | 0
2040 | MISO_WUMS_2_PJM_ROR | MISO_WUMS | PJM_ROR | Internal | Winter | B19 | 700 | 1600 | 0 | 76.2 | 74.71 | 2 | 0
2040 | MISO_WUMS_2_PJM_ROR | MISO_WUMS | PJM_ROR | Internal | Winter | B20 | 935 | 1600 | 0 | 51.77 | 52.1 | 2 | 0
2040 | NE_2_MAPP_US | NE | MAPP_US | Internal | Shoulder | B11 | 25 | 1600 | 0 | 82.57 | 79.22 | 5 | 0
2040 | NE_2_MAPP_US | NE | MAPP_US | Internal | Shoulder | B12 | 200 | 1600 | 0 | 65.78 | 63.76 | 5 | 0
2040 | NE_2_MAPP_US | NE | MAPP_US | Internal | Shoulder | B13 | 600 | 1600 | 0 | 50.09 | 48.04 | 5 | 0
2040 | NE_2_MAPP_US | NE | MAPP_US | Internal | Shoulder | B14 | 900 | 1600 | 0 | 38.5 | 36.67 | 5 | 0
2040 | NE_2_MAPP_US | NE | MAPP_US | Internal | Shoulder | B15 | 1203 | 1600 | 0 | 28.66 | 32.84 | 5 | 0
2040 | NE_2_MAPP_US | NE | MAPP_US | Internal | Summer | B1 | 10 | 1600 | 0 | 123.37 | 121.37 | 5 | 0
2040 | NE_2_MAPP_US | NE | MAPP_US | Internal | Summer | B2 | 25 | 1600 | 0 | 120.89 | 118.89 | 5 | 0
2040 | NE_2_MAPP_US | NE | MAPP_US | Internal | Summer | B3 | 75 | 1600 | 0 | 121.05 | 119.05 | 5 | 0
2040 | NE_2_MAPP_US | NE | MAPP_US | Internal | Summer | B4 | 100 | 1600 | 0 | 120.02 | 118.02 | 5 | 0
2040 | NE_2_MAPP_US | NE | MAPP_US | Internal | Summer | B5 | 200 | 1600 | 0 | 109.5 | 107.5 | 5 | 0
2040 | NE_2_MAPP_US | NE | MAPP_US | Internal | Summer | B6 | 300 | 1600 | 0 | 82.39 | 80.39 | 5 | 0
2040 | NE_2_MAPP_US | NE | MAPP_US | Internal | Summer | B7 | 400 | 1600 | 0 | 74.55 | 71.55 | 5 | 0
2040 | NE_2_MAPP_US | NE | MAPP_US | Internal | Summer | B8 | 500 | 1600 | 0 | 66.84 | 59.84 | 5 | 0
2040 | NE_2_MAPP_US | NE | MAPP_US | Internal | Summer | B9 | 800 | 1600 | 0 | 51.96 | 49.95 | 5 | 0
2040 | NE_2_MAPP_US | NE | MAPP_US | Internal | Summer | B10 | 1262 | 1600 | 0 | 39.73 | 36.39 | 5 | 0
2040 | NE_2_MAPP_US | NE | MAPP_US | Internal | Winter | B16 | 25 | 1600 | 1600 | -21.15 | 35.72 | 5 | 51.86
2040 | NE_2_MAPP_US | NE | MAPP_US | Internal | Winter | B17 | 100 | 1600 | 0 | 39.54 | 40 | 5 | 0
2040 | NE_2_MAPP_US | NE | MAPP_US | Internal | Winter | B18 | 400 | 1600 | 0 | 47.54 | 45.53 | 5 | 0
2040 | NE_2_MAPP_US | NE | MAPP_US | Internal | Winter | B19 | 700 | 1600 | 0 | 47.52 | 45.52 | 5 | 0
2040 | NE_2_MAPP_US | NE | MAPP_US | Internal | Winter | B20 | 935 | 1600 | 0 | 34.78 | 32.79 | 5 | 0
2040 | NE_2_MISO_W | NE | MISO_W | Internal | Shoulder | B11 | 25 | 19097 | 7190.07 | 82.57 | 87.57 | 5 | 0
2040 | NE_2_MISO_W | NE | MISO_W | Internal | Shoulder | B12 | 200 | 19097 | 16176.37 | 65.78 | 70.78 | 5 | 0
2040 | NE_2_MISO_W | NE | MISO_W | Internal | Shoulder | B13 | 600 | 19097 | 17712.48 | 50.09 | 55.09 | 5 | 0
2040 | NE_2_MISO_W | NE | MISO_W | Internal | Shoulder | B14 | 900 | 19097 | 19097 | 38.5 | 43.67 | 5 | 0.17
2040 | NE_2_MISO_W | NE | MISO_W | Internal | Shoulder | B15 | 1203 | 19097 | 19097 | 28.66 | 39.84 | 5 | 6.18
2040 | NE_2_MISO_W | NE | MISO_W | Internal | Summer | B1 | 10 | 19097 | 12008.5 | 123.37 | 128.37 | 5 | 0
2040 | NE_2_MISO_W | NE | MISO_W | Internal | Summer | B2 | 25 | 19097 | 14038.3 | 120.89 | 125.89 | 5 | 0
2040 | NE_2_MISO_W | NE | MISO_W | Internal | Summer | B3 | 75 | 19097 | 8985.18 | 121.05 | 126.05 | 5 | 0
2040 | NE_2_MISO_W | NE | MISO_W | Internal | Summer | B4 | 100 | 19097 | 8267.08 | 120.02 | 125.02 | 5 | 0
2040 | NE_2_MISO_W | NE | MISO_W | Internal | Summer | B5 | 200 | 19097 | 9165.34 | 109.5 | 114.5 | 5 | 0
2040 | NE_2_MISO_W | NE | MISO_W | Internal | Summer | B6 | 300 | 19097 | 3290.75 | 82.39 | 87.39 | 5 | 0
2040 | NE_2_MISO_W | NE | MISO_W | Internal | Summer | B7 | 400 | 19097 | 3435.48 | 74.55 | 79.55 | 5 | 0
2040 | NE_2_MISO_W | NE | MISO_W | Internal | Summer | B8 | 500 | 19097 | 8696.31 | 66.84 | 71.84 | 5 | 0
2040 | NE_2_MISO_W | NE | MISO_W | Internal | Summer | B9 | 800 | 19097 | 10755.86 | 51.96 | 56.96 | 5 | 0
2040 | NE_2_MISO_W | NE | MISO_W | Internal | Summer | B10 | 1262 | 19097 | 14059.1 | 39.73 | 44.73 | 5 | 0
2040 | NE_2_MISO_W | NE | MISO_W | Internal | Winter | B16 | 25 | 19097 | 19097 | -21.15 | 44.5 | 5 | 60.65
2040 | NE_2_MISO_W | NE | MISO_W | Internal | Winter | B17 | 100 | 19097 | 19097 | 39.54 | 47 | 5 | 2.46
2040 | NE_2_MISO_W | NE | MISO_W | Internal | Winter | B18 | 400 | 19097 | 17775.18 | 47.54 | 52.54 | 5 | 0
2040 | NE_2_MISO_W | NE | MISO_W | Internal | Winter | B19 | 700 | 19097 | 18934.76 | 47.52 | 52.52 | 5 | 0
2040 | NE_2_MISO_W | NE | MISO_W | Internal | Winter | B20 | 935 | 19097 | 19097 | 34.78 | 39.79 | 5 | 0.01
2040 | NE_2_SPP_N | NE | SPP_N | Internal | Shoulder | B11 | 25 | 12798 | 8042.67 | 82.57 | 82.58 | 0.01 | 0
2040 | NE_2_SPP_N | NE | SPP_N | Internal | Shoulder | B12 | 200 | 12798 | 5230.01 | 65.78 | 65.79 | 0.01 | 0
2040 | NE_2_SPP_N | NE | SPP_N | Internal | Shoulder | B13 | 600 | 12798 | 6514.67 | 50.09 | 50.1 | 0.01 | 0
2040 | NE_2_SPP_N | NE | SPP_N | Internal | Shoulder | B14 | 900 | 12798 | 6754.06 | 38.5 | 38.52 | 0.01 | 0
2040 | NE_2_SPP_N | NE | SPP_N | Internal | Shoulder | B15 | 1203 | 12798 | 7093 | 28.66 | 28.67 | 0.01 | 0
2040 | NE_2_SPP_N | NE | SPP_N | Internal | Summer | B1 | 10 | 12798 | 0 | 123.37 | 123.37 | 0.01 | 0
2040 | NE_2_SPP_N | NE | SPP_N | Internal | Summer | B2 | 25 | 12798 | 5502.4 | 120.89 | 120.91 | 0.01 | 0
2040 | NE_2_SPP_N | NE | SPP_N | Internal | Summer | B3 | 75 | 12798 | 5989.4 | 121.05 | 121.06 | 0.01 | 0
2040 | NE_2_SPP_N | NE | SPP_N | Internal | Summer | B4 | 100 | 12798 | 3892.12 | 120.02 | 120.03 | 0.01 | 0
2040 | NE_2_SPP_N | NE | SPP_N | Internal | Summer | B5 | 200 | 12798 | 3901.27 | 109.5 | 109.51 | 0.01 | 0
2040 | NE_2_SPP_N | NE | SPP_N | Internal | Summer | B6 | 300 | 12798 | 10068.11 | 82.39 | 82.4 | 0.01 | 0
2040 | NE_2_SPP_N | NE | SPP_N | Internal | Summer | B7 | 400 | 12798 | 12798 | 74.55 | 77.72 | 0.01 | 3.16
2040 | NE_2_SPP_N | NE | SPP_N | Internal | Summer | B8 | 500 | 12798 | 12798 | 66.84 | 68.99 | 0.01 | 2.14
2040 | NE_2_SPP_N | NE | SPP_N | Internal | Summer | B9 | 800 | 12798 | 9963.62 | 51.96 | 51.97 | 0.01 | 0
2040 | NE_2_SPP_N | NE | SPP_N | Internal | Summer | B10 | 1262 | 12798 | 9940.76 | 39.73 | 39.75 | 0.01 | 0
2040 | NE_2_SPP_N | NE | SPP_N | Internal | Winter | B16 | 25 | 12798 | 12798 | -21.15 | 40.07 | 0.01 | 61.2
2040 | NE_2_SPP_N | NE | SPP_N | Internal | Winter | B17 | 100 | 12798 | 12560.6 | 39.54 | 39.55 | 0.01 | 0
2040 | NE_2_SPP_N | NE | SPP_N | Internal | Winter | B18 | 400 | 12798 | 10872.65 | 47.54 | 47.55 | 0.01 | 0
2040 | NE_2_SPP_N | NE | SPP_N | Internal | Winter | B19 | 700 | 12798 | 7843.33 | 47.52 | 47.53 | 0.01 | 0
2040 | NE_2_SPP_N | NE | SPP_N | Internal | Winter | B20 | 935 | 12798 | 9408.68 | 34.78 | 34.79 | 0.01 | 0
2040 | NEISO_2_NYISO_A-F | NEISO | NYISO_A-F | Internal | Shoulder | B11 | 25 | 600 | 600 | 72.74 | 76.69 | 3 | 0.96
2040 | NEISO_2_NYISO_A-F | NEISO | NYISO_A-F | Internal | Shoulder | B12 | 200 | 600 | 0 | 71.75 | 74.74 | 3 | 0
2040 | NEISO_2_NYISO_A-F | NEISO | NYISO_A-F | Internal | Shoulder | B13 | 600 | 600 | 0 | 69.67 | 72.66 | 3 | 0
2040 | NEISO_2_NYISO_A-F | NEISO | NYISO_A-F | Internal | Shoulder | B14 | 900 | 600 | 0 | 69.67 | 72.66 | 3 | 0
2040 | NEISO_2_NYISO_A-F | NEISO | NYISO_A-F | Internal | Shoulder | B15 | 1203 | 600 | 0 | 69.67 | 72.66 | 3 | 0
2040 | NEISO_2_NYISO_A-F | NEISO | NYISO_A-F | Internal | Summer | B1 | 10 | 600 | 0 | 103.71 | 97.89 | 3 | 0
2040 | NEISO_2_NYISO_A-F | NEISO | NYISO_A-F | Internal | Summer | B2 | 25 | 600 | 472.67 | 115.77 | 118.77 | 3 | 0
2040 | NEISO_2_NYISO_A-F | NEISO | NYISO_A-F | Internal | Summer | B3 | 75 | 600 | 600 | 94.25 | 111.19 | 3 | 13.94
2040 | NEISO_2_NYISO_A-F | NEISO | NYISO_A-F | Internal | Summer | B4 | 100 | 600 | 600 | 68.91 | 97.89 | 3 | 25.98
2040 | NEISO_2_NYISO_A-F | NEISO | NYISO_A-F | Internal | Summer | B5 | 200 | 600 | 600 | 68.91 | 97.89 | 3 | 25.98
2040 | NEISO_2_NYISO_A-F | NEISO | NYISO_A-F | Internal | Summer | B6 | 300 | 600 | 600 | 68.91 | 81.4 | 3 | 9.5
2040 | NEISO_2_NYISO_A-F | NEISO | NYISO_A-F | Internal | Summer | B7 | 400 | 600 | 478.09 | 68.91 | 71.91 | 3 | 0
2040 | NEISO_2_NYISO_A-F | NEISO | NYISO_A-F | Internal | Summer | B8 | 500 | 600 | 0 | 68.91 | 71.64 | 3 | 0
2040 | NEISO_2_NYISO_A-F | NEISO | NYISO_A-F | Internal | Summer | B9 | 800 | 600 | 0 | 68.91 | 71.64 | 3 | 0
2040 | NEISO_2_NYISO_A-F | NEISO | NYISO_A-F | Internal | Summer | B10 | 1262 | 600 | 0 | 68.91 | 71.64 | 3 | 0
2040 | NEISO_2_NYISO_A-F | NEISO | NYISO_A-F | Internal | Winter | B16 | 25 | 600 | 0 | 84.64 | 79.5 | 3 | 0
2040 | NEISO_2_NYISO_A-F | NEISO | NYISO_A-F | Internal | Winter | B17 | 100 | 600 | 0 | 82.49 | 79.49 | 3 | 0
2040 | NEISO_2_NYISO_A-F | NEISO | NYISO_A-F | Internal | Winter | B18 | 400 | 600 | 0 | 80.06 | 75.41 | 3 | 0
2040 | NEISO_2_NYISO_A-F | NEISO | NYISO_A-F | Internal | Winter | B19 | 700 | 600 | 0 | 80.06 | 75.41 | 3 | 0
2040 | NEISO_2_NYISO_A-F | NEISO | NYISO_A-F | Internal | Winter | B20 | 935 | 600 | 0 | 80.06 | 75.41 | 3 | 0
2040 | NEISO_2_NYISO_G-I | NEISO | NYISO_G-I | Internal | Shoulder | B11 | 25 | 600 | 600 | 72.74 | 76.71 | 3 | 0.97
2040 | NEISO_2_NYISO_G-I | NEISO | NYISO_G-I | Internal | Shoulder | B12 | 200 | 600 | 230.51 | 71.75 | 74.75 | 3 | 0
2040 | NEISO_2_NYISO_G-I | NEISO | NYISO_G-I | Internal | Shoulder | B13 | 600 | 600 | 96.82 | 69.67 | 72.67 | 3 | 0
2040 | NEISO_2_NYISO_G-I | NEISO | NYISO_G-I | Internal | Shoulder | B14 | 900 | 600 | 45.98 | 69.67 | 72.67 | 3 | 0
2040 | NEISO_2_NYISO_G-I | NEISO | NYISO_G-I | Internal | Shoulder | B15 | 1203 | 600 | 32.17 | 69.67 | 72.67 | 3 | 0
2040 | NEISO_2_NYISO_G-I | NEISO | NYISO_G-I | Internal | Summer | B1 | 10 | 600 | 600 | 103.71 | 161.41 | 3 | 54.7
2040 | NEISO_2_NYISO_G-I | NEISO | NYISO_G-I | Internal | Summer | B2 | 25 | 600 | 600 | 115.77 | 153.86 | 3 | 35.09
2040 | NEISO_2_NYISO_G-I | NEISO | NYISO_G-I | Internal | Summer | B3 | 75 | 600 | 600 | 94.25 | 111.2 | 3 | 13.95
2040 | NEISO_2_NYISO_G-I | NEISO | NYISO_G-I | Internal | Summer | B4 | 100 | 600 | 600 | 68.91 | 101.42 | 3 | 29.51
2040 | NEISO_2_NYISO_G-I | NEISO | NYISO_G-I | Internal | Summer | B5 | 200 | 600 | 600 | 68.91 | 101.42 | 3 | 29.51
2040 | NEISO_2_NYISO_G-I | NEISO | NYISO_G-I | Internal | Summer | B6 | 300 | 600 | 600 | 68.91 | 81.41 | 3 | 9.51
2040 | NEISO_2_NYISO_G-I | NEISO | NYISO_G-I | Internal | Summer | B7 | 400 | 600 | 600 | 68.91 | 71.92 | 3 | 0.01
2040 | NEISO_2_NYISO_G-I | NEISO | NYISO_G-I | Internal | Summer | B8 | 500 | 600 | 0 | 68.91 | 71.65 | 3 | 0
2040 | NEISO_2_NYISO_G-I | NEISO | NYISO_G-I | Internal | Summer | B9 | 800 | 600 | 0 | 68.91 | 71.65 | 3 | 0
2040 | NEISO_2_NYISO_G-I | NEISO | NYISO_G-I | Internal | Summer | B10 | 1262 | 600 | 0 | 68.91 | 71.65 | 3 | 0
2040 | NEISO_2_NYISO_G-I | NEISO | NYISO_G-I | Internal | Winter | B16 | 25 | 600 | 0 | 84.64 | 85.81 | 3 | 0
2040 | NEISO_2_NYISO_G-I | NEISO | NYISO_G-I | Internal | Winter | B17 | 100 | 600 | 0 | 82.49 | 84.36 | 3 | 0
2040 | NEISO_2_NYISO_G-I | NEISO | NYISO_G-I | Internal | Winter | B18 | 400 | 600 | 600 | 80.06 | 84.36 | 3 | 1.3
2040 | NEISO_2_NYISO_G-I | NEISO | NYISO_G-I | Internal | Winter | B19 | 700 | 600 | 513.01 | 80.06 | 83.06 | 3 | 0
2040 | NEISO_2_NYISO_G-I | NEISO | NYISO_G-I | Internal | Winter | B20 | 935 | 600 | 0 | 80.06 | 78.53 | 3 | 0
2040 | NEISO_2_NYISO_J-K | NEISO | NYISO_J-K | Internal | Shoulder | B11 | 25 | 520 | 520 | 72.74 | 105.07 | 3 | 29.34
2040 | NEISO_2_NYISO_J-K | NEISO | NYISO_J-K | Internal | Shoulder | B12 | 200 | 520 | 520 | 71.75 | 78.46 | 3 | 3.71
2040 | NEISO_2_NYISO_J-K | NEISO | NYISO_J-K | Internal | Shoulder | B13 | 600 | 520 | 520 | 69.67 | 78.46 | 3 | 5.79
2040 | NEISO_2_NYISO_J-K | NEISO | NYISO_J-K | Internal | Shoulder | B14 | 900 | 520 | 520 | 69.67 | 76.3 | 3 | 3.63
2040 | NEISO_2_NYISO_J-K | NEISO | NYISO_J-K | Internal | Shoulder | B15 | 1203 | 520 | 520 | 69.67 | 72.68 | 3 | 0.01
2040 | NEISO_2_NYISO_J-K | NEISO | NYISO_J-K | Internal | Summer | B1 | 10 | 520 | 520 | 103.71 | 161.42 | 3 | 54.71
2040 | NEISO_2_NYISO_J-K | NEISO | NYISO_J-K | Internal | Summer | B2 | 25 | 520 | 520 | 115.77 | 153.87 | 3 | 35.1
2040 | NEISO_2_NYISO_J-K | NEISO | NYISO_J-K | Internal | Summer | B3 | 75 | 520 | 520 | 94.25 | 111.21 | 3 | 13.96
2040 | NEISO_2_NYISO_J-K | NEISO | NYISO_J-K | Internal | Summer | B4 | 100 | 520 | 520 | 68.91 | 101.43 | 3 | 29.52
2040 | NEISO_2_NYISO_J-K | NEISO | NYISO_J-K | Internal | Summer | B5 | 200 | 520 | 520 | 68.91 | 101.43 | 3 | 29.52
2040 | NEISO_2_NYISO_J-K | NEISO | NYISO_J-K | Internal | Summer | B6 | 300 | 520 | 520 | 68.91 | 99.82 | 3 | 27.91
2040 | NEISO_2_NYISO_J-K | NEISO | NYISO_J-K | Internal | Summer | B7 | 400 | 520 | 520 | 68.91 | 99.82 | 3 | 27.91
2040 | NEISO_2_NYISO_J-K | NEISO | NYISO_J-K | Internal | Summer | B8 | 500 | 520 | 520 | 68.91 | 79.86 | 3 | 7.96
2040 | NEISO_2_NYISO_J-K | NEISO | NYISO_J-K | Internal | Summer | B9 | 800 | 520 | 520 | 68.91 | 74.22 | 3 | 2.31
2040 | NEISO_2_NYISO_J-K | NEISO | NYISO_J-K | Internal | Summer | B10 | 1262 | 520 | 0 | 68.91 | 71.66 | 3 | 0
2040 | NEISO_2_NYISO_J-K | NEISO | NYISO_J-K | Internal | Winter | B16 | 25 | 520 | 520 | 84.64 | 113.01 | 3 | 25.38
2040 | NEISO_2_NYISO_J-K | NEISO | NYISO_J-K | Internal | Winter | B17 | 100 | 520 | 520 | 82.49 | 93.38 | 3 | 7.89
2040 | NEISO_2_NYISO_J-K | NEISO | NYISO_J-K | Internal | Winter | B18 | 400 | 520 | 520 | 80.06 | 93.38 | 3 | 10.31
2040 | NEISO_2_NYISO_J-K | NEISO | NYISO_J-K | Internal | Winter | B19 | 700 | 520 | 520 | 80.06 | 90.02 | 3 | 6.95
2040 | NEISO_2_NYISO_J-K | NEISO | NYISO_J-K | Internal | Winter | B20 | 935 | 520 | 520 | 80.06 | 83.28 | 3 | 0.21
2040 | NonRTO_Midwest_2_MISO_IN | NonRTO_Midwest | MISO_IN | Internal | Shoulder | B11 | 25 | 4450 | 0 | 95.6 | 87.6 | 8 | 0
2040 | NonRTO_Midwest_2_MISO_IN | NonRTO_Midwest | MISO_IN | Internal | Shoulder | B12 | 200 | 4450 | 0 | 89.47 | 81.47 | 8 | 0
2040 | NonRTO_Midwest_2_MISO_IN | NonRTO_Midwest | MISO_IN | Internal | Shoulder | B13 | 600 | 4450 | 0 | 79.34 | 78.57 | 8 | 0
2040 | NonRTO_Midwest_2_MISO_IN | NonRTO_Midwest | MISO_IN | Internal | Shoulder | B14 | 900 | 4450 | 0 | 79.34 | 76.21 | 8 | 0
2040 | NonRTO_Midwest_2_MISO_IN | NonRTO_Midwest | MISO_IN | Internal | Shoulder | B15 | 1203 | 4450 | 0 | 46.31 | 53.86 | 8 | 0
2040 | NonRTO_Midwest_2_MISO_IN | NonRTO_Midwest | MISO_IN | Internal | Summer | B1 | 10 | 4450 | 0 | 137.97 | 136.12 | 8 | 0
2040 | NonRTO_Midwest_2_MISO_IN | NonRTO_Midwest | MISO_IN | Internal | Summer | B2 | 25 | 4450 | 0 | 137.97 | 132.76 | 8 | 0
2040 | NonRTO_Midwest_2_MISO_IN | NonRTO_Midwest | MISO_IN | Internal | Summer | B3 | 75 | 4450 | 0 | 137.97 | 130.05 | 8 | 0
2040 | NonRTO_Midwest_2_MISO_IN | NonRTO_Midwest | MISO_IN | Internal | Summer | B4 | 100 | 4450 | 0 | 135.61 | 127.61 | 8 | 0
2040 | NonRTO_Midwest_2_MISO_IN | NonRTO_Midwest | MISO_IN | Internal | Summer | B5 | 200 | 4450 | 0 | 122.53 | 114.53 | 8 | 0
2040 | NonRTO_Midwest_2_MISO_IN | NonRTO_Midwest | MISO_IN | Internal | Summer | B6 | 300 | 4450 | 0 | 95.41 | 87.41 | 8 | 0
2040 | NonRTO_Midwest_2_MISO_IN | NonRTO_Midwest | MISO_IN | Internal | Summer | B7 | 400 | 4450 | 0 | 85.38 | 79.58 | 8 | 0
2040 | NonRTO_Midwest_2_MISO_IN | NonRTO_Midwest | MISO_IN | Internal | Summer | B8 | 500 | 4450 | 0 | 68.8 | 75.83 | 8 | 0
2040 | NonRTO_Midwest_2_MISO_IN | NonRTO_Midwest | MISO_IN | Internal | Summer | B9 | 800 | 4450 | 0 | 56.97 | 56.98 | 8 | 0
2040 | NonRTO_Midwest_2_MISO_IN | NonRTO_Midwest | MISO_IN | Internal | Summer | B10 | 1262 | 4450 | 0 | 44.75 | 47.87 | 8 | 0
2040 | NonRTO_Midwest_2_MISO_IN | NonRTO_Midwest | MISO_IN | Internal | Winter | B16 | 25 | 4450 | 0 | 103.41 | 95.41 | 8 | 0
2040 | NonRTO_Midwest_2_MISO_IN | NonRTO_Midwest | MISO_IN | Internal | Winter | B17 | 100 | 4450 | 0 | 97.47 | 89.47 | 8 | 0
2040 | NonRTO_Midwest_2_MISO_IN | NonRTO_Midwest | MISO_IN | Internal | Winter | B18 | 400 | 4450 | 0 | 82.56 | 82.99 | 8 | 0
2040 | NonRTO_Midwest_2_MISO_IN | NonRTO_Midwest | MISO_IN | Internal | Winter | B19 | 700 | 4450 | 0 | 79.47 | 76.2 | 8 | 0
2040 | NonRTO_Midwest_2_MISO_IN | NonRTO_Midwest | MISO_IN | Internal | Winter | B20 | 935 | 4450 | 0 | 45.85 | 52.34 | 8 | 0
2040 | NonRTO_Midwest_2_TVA_Transmission | NonRTO_Midwest | TVA_Transmission | Internal | Shoulder | B11 | 25 | 2400 | 0 | 95.6 | 91.92 | 8 | 0
2040 | NonRTO_Midwest_2_TVA_Transmission | NonRTO_Midwest | TVA_Transmission | Internal | Shoulder | B12 | 200 | 2400 | 0 | 89.47 | 78.79 | 8 | 0
2040 | NonRTO_Midwest_2_TVA_Transmission | NonRTO_Midwest | TVA_Transmission | Internal | Shoulder | B13 | 600 | 2400 | 0 | 79.34 | 70.34 | 8 | 0
2040 | NonRTO_Midwest_2_TVA_Transmission | NonRTO_Midwest | TVA_Transmission | Internal | Shoulder | B14 | 900 | 2400 | 0 | 79.34 | 70.34 | 8 | 0
2040 | NonRTO_Midwest_2_TVA_Transmission | NonRTO_Midwest | TVA_Transmission | Internal | Shoulder | B15 | 1203 | 2400 | 266.03 | 46.31 | 54.31 | 8 | 0
2040 | NonRTO_Midwest_2_TVA_Transmission | NonRTO_Midwest | TVA_Transmission | Internal | Summer | B1 | 10 | 2400 | 0 | 137.97 | 136.37 | 8 | 0
2040 | NonRTO_Midwest_2_TVA_Transmission | NonRTO_Midwest | TVA_Transmission | Internal | Summer | B2 | 25 | 2400 | 0 | 137.97 | 136.37 | 8 | 0
2040 | NonRTO_Midwest_2_TVA_Transmission | NonRTO_Midwest | TVA_Transmission | Internal | Summer | B3 | 75 | 2400 | 0 | 137.97 | 134.05 | 8 | 0
2040 | NonRTO_Midwest_2_TVA_Transmission | NonRTO_Midwest | TVA_Transmission | Internal | Summer | B4 | 100 | 2400 | 0 | 135.61 | 131.62 | 8 | 0
2040 | NonRTO_Midwest_2_TVA_Transmission | NonRTO_Midwest | TVA_Transmission | Internal | Summer | B5 | 200 | 2400 | 0 | 122.53 | 117.14 | 8 | 0
2040 | NonRTO_Midwest_2_TVA_Transmission | NonRTO_Midwest | TVA_Transmission | Internal | Summer | B6 | 300 | 2400 | 0 | 95.41 | 90.58 | 8 | 0
2040 | NonRTO_Midwest_2_TVA_Transmission | NonRTO_Midwest | TVA_Transmission | Internal | Summer | B7 | 400 | 2400 | 0 | 85.38 | 82.76 | 8 | 0
2040 | NonRTO_Midwest_2_TVA_Transmission | NonRTO_Midwest | TVA_Transmission | Internal | Summer | B8 | 500 | 2400 | 439.85 | 68.8 | 76.8 | 8 | 0
2040 | NonRTO_Midwest_2_TVA_Transmission | NonRTO_Midwest | TVA_Transmission | Internal | Summer | B9 | 800 | 2400 | 1183.63 | 56.97 | 64.97 | 8 | 0
2040 | NonRTO_Midwest_2_TVA_Transmission | NonRTO_Midwest | TVA_Transmission | Internal | Summer | B10 | 1262 | 2400 | 0.34 | 44.75 | 52.75 | 8 | 0
2040 | NonRTO_Midwest_2_TVA_Transmission | NonRTO_Midwest | TVA_Transmission | Internal | Winter | B16 | 25 | 2400 | 0 | 103.41 | 92.3 | 8 | 0
2040 | NonRTO_Midwest_2_TVA_Transmission | NonRTO_Midwest | TVA_Transmission | Internal | Winter | B17 | 100 | 2400 | 0 | 97.47 | 81.88 | 8 | 0
2040 | NonRTO_Midwest_2_TVA_Transmission | NonRTO_Midwest | TVA_Transmission | Internal | Winter | B18 | 400 | 2400 | 0 | 82.56 | 73.55 | 8 | 0
2040 | NonRTO_Midwest_2_TVA_Transmission | NonRTO_Midwest | TVA_Transmission | Internal | Winter | B19 | 700 | 2400 | 0 | 79.47 | 70.47 | 8 | 0
2040 | NonRTO_Midwest_2_TVA_Transmission | NonRTO_Midwest | TVA_Transmission | Internal | Winter | B20 | 935 | 2400 | 0 | 45.85 | 53.48 | 8 | 0
2040 | NYISO_A-F_2_IESO | NYISO_A-F | IESO | Internal | Shoulder | B11 | 25 | 1600 | 0 | 76.69 | 80.22 | 7 | 0
2040 | NYISO_A-F_2_IESO | NYISO_A-F | IESO | Internal | Shoulder | B12 | 200 | 1600 | 0 | 74.74 | 74.49 | 7 | 0
2040 | NYISO_A-F_2_IESO | NYISO_A-F | IESO | Internal | Shoulder | B13 | 600 | 1600 | 0 | 72.66 | 72.99 | 7 | 0
2040 | NYISO_A-F_2_IESO | NYISO_A-F | IESO | Internal | Shoulder | B14 | 900 | 1600 | 0 | 72.66 | 72.99 | 7 | 0
2040 | NYISO_A-F_2_IESO | NYISO_A-F | IESO | Internal | Shoulder | B15 | 1203 | 1600 | 0 | 72.66 | 72.99 | 7 | 0
2040 | NYISO_A-F_2_IESO | NYISO_A-F | IESO | Internal | Summer | B1 | 10 | 1600 | 1600 | 97.89 | 125.77 | 7 | 20.88
2040 | NYISO_A-F_2_IESO | NYISO_A-F | IESO | Internal | Summer | B2 | 25 | 1600 | 1473.93 | 118.77 | 125.77 | 7 | 0
2040 | NYISO_A-F_2_IESO | NYISO_A-F | IESO | Internal | Summer | B3 | 75 | 1600 | 1558.79 | 111.19 | 118.19 | 7 | 0
2040 | NYISO_A-F_2_IESO | NYISO_A-F | IESO | Internal | Summer | B4 | 100 | 1600 | 702.51 | 97.89 | 104.89 | 7 | 0
2040 | NYISO_A-F_2_IESO | NYISO_A-F | IESO | Internal | Summer | B5 | 200 | 1600 | 55.38 | 97.89 | 104.89 | 7 | 0
2040 | NYISO_A-F_2_IESO | NYISO_A-F | IESO | Internal | Summer | B6 | 300 | 1600 | 0 | 81.4 | 79.52 | 7 | 0
2040 | NYISO_A-F_2_IESO | NYISO_A-F | IESO | Internal | Summer | B7 | 400 | 1600 | 0 | 71.91 | 72.59 | 7 | 0
2040 | NYISO_A-F_2_IESO | NYISO_A-F | IESO | Internal | Summer | B8 | 500 | 1600 | 0 | 71.64 | 70.19 | 7 | 0
2040 | NYISO_A-F_2_IESO | NYISO_A-F | IESO | Internal | Summer | B9 | 800 | 1600 | 0 | 71.64 | 65.91 | 7 | 0
2040 | NYISO_A-F_2_IESO | NYISO_A-F | IESO | Internal | Summer | B10 | 1262 | 1600 | 0 | 71.64 | 65.91 | 7 | 0
2040 | NYISO_A-F_2_IESO | NYISO_A-F | IESO | Internal | Winter | B16 | 25 | 1600 | 0 | 79.5 | 82.57 | 7 | 0
2040 | NYISO_A-F_2_IESO | NYISO_A-F | IESO | Internal | Winter | B17 | 100 | 1600 | 0 | 79.49 | 82.48 | 7 | 0
2040 | NYISO_A-F_2_IESO | NYISO_A-F | IESO | Internal | Winter | B18 | 400 | 1600 | 0 | 75.41 | 76.01 | 7 | 0
2040 | NYISO_A-F_2_IESO | NYISO_A-F | IESO | Internal | Winter | B19 | 700 | 1600 | 0 | 75.41 | 76.01 | 7 | 0
2040 | NYISO_A-F_2_IESO | NYISO_A-F | IESO | Internal | Winter | B20 | 935 | 1600 | 0 | 75.41 | 76.01 | 7 | 0
2040 | NYISO_A-F_2_NEISO | NYISO_A-F | NEISO | Internal | Shoulder | B11 | 25 | 600 | 0 | 76.69 | 72.74 | 3 | 0
2040 | NYISO_A-F_2_NEISO | NYISO_A-F | NEISO | Internal | Shoulder | B12 | 200 | 600 | 0 | 74.74 | 71.75 | 3 | 0
2040 | NYISO_A-F_2_NEISO | NYISO_A-F | NEISO | Internal | Shoulder | B13 | 600 | 600 | 0 | 72.66 | 69.67 | 3 | 0
2040 | NYISO_A-F_2_NEISO | NYISO_A-F | NEISO | Internal | Shoulder | B14 | 900 | 600 | 0 | 72.66 | 69.67 | 3 | 0
2040 | NYISO_A-F_2_NEISO | NYISO_A-F | NEISO | Internal | Shoulder | B15 | 1203 | 600 | 0 | 72.66 | 69.67 | 3 | 0
2040 | NYISO_A-F_2_NEISO | NYISO_A-F | NEISO | Internal | Summer | B1 | 10 | 600 | 600 | 97.89 | 103.71 | 3 | 2.82
2040 | NYISO_A-F_2_NEISO | NYISO_A-F | NEISO | Internal | Summer | B2 | 25 | 600 | 0 | 118.77 | 115.77 | 3 | 0
2040 | NYISO_A-F_2_NEISO | NYISO_A-F | NEISO | Internal | Summer | B3 | 75 | 600 | 0 | 111.19 | 94.25 | 3 | 0
2040 | NYISO_A-F_2_NEISO | NYISO_A-F | NEISO | Internal | Summer | B4 | 100 | 600 | 0 | 97.89 | 68.91 | 3 | 0
2040 | NYISO_A-F_2_NEISO | NYISO_A-F | NEISO | Internal | Summer | B5 | 200 | 600 | 0 | 97.89 | 68.91 | 3 | 0
2040 | NYISO_A-F_2_NEISO | NYISO_A-F | NEISO | Internal | Summer | B6 | 300 | 600 | 0 | 81.4 | 68.91 | 3 | 0
2040 | NYISO_A-F_2_NEISO | NYISO_A-F | NEISO | Internal | Summer | B7 | 400 | 600 | 0 | 71.91 | 68.91 | 3 | 0
2040 | NYISO_A-F_2_NEISO | NYISO_A-F | NEISO | Internal | Summer | B8 | 500 | 600 | 0 | 71.64 | 68.91 | 3 | 0
2040 | NYISO_A-F_2_NEISO | NYISO_A-F | NEISO | Internal | Summer | B9 | 800 | 600 | 0 | 71.64 | 68.91 | 3 | 0
2040 | NYISO_A-F_2_NEISO | NYISO_A-F | NEISO | Internal | Summer | B10 | 1262 | 600 | 0 | 71.64 | 68.91 | 3 | 0
2040 | NYISO_A-F_2_NEISO | NYISO_A-F | NEISO | Internal | Winter | B16 | 25 | 600 | 600 | 79.5 | 84.64 | 3 | 2.14
2040 | NYISO_A-F_2_NEISO | NYISO_A-F | NEISO | Internal | Winter | B17 | 100 | 600 | 393.03 | 79.49 | 82.49 | 3 | 0
2040 | NYISO_A-F_2_NEISO | NYISO_A-F | NEISO | Internal | Winter | B18 | 400 | 600 | 600 | 75.41 | 80.06 | 3 | 1.65
2040 | NYISO_A-F_2_NEISO | NYISO_A-F | NEISO | Internal | Winter | B19 | 700 | 600 | 600 | 75.41 | 80.06 | 3 | 1.65
2040 | NYISO_A-F_2_NEISO | NYISO_A-F | NEISO | Internal | Winter | B20 | 935 | 600 | 600 | 75.41 | 80.06 | 3 | 1.65
2040 | NYISO_A-F_2_NYISO_G-I | NYISO_A-F | NYISO_G-I | Internal | Shoulder | B11 | 25 | 4888 | 4628.34 | 76.69 | 76.71 | 0.01 | 0
2040 | NYISO_A-F_2_NYISO_G-I | NYISO_A-F | NYISO_G-I | Internal | Shoulder | B12 | 200 | 4888 | 3884.26 | 74.74 | 74.75 | 0.01 | 0
2040 | NYISO_A-F_2_NYISO_G-I | NYISO_A-F | NYISO_G-I | Internal | Shoulder | B13 | 600 | 4888 | 4399.43 | 72.66 | 72.67 | 0.01 | 0
2040 | NYISO_A-F_2_NYISO_G-I | NYISO_A-F | NYISO_G-I | Internal | Shoulder | B14 | 900 | 4888 | 4271.69 | 72.66 | 72.67 | 0.01 | 0
2040 | NYISO_A-F_2_NYISO_G-I | NYISO_A-F | NYISO_G-I | Internal | Shoulder | B15 | 1203 | 4888 | 3417.81 | 72.66 | 72.67 | 0.01 | 0
2040 | NYISO_A-F_2_NYISO_G-I | NYISO_A-F | NYISO_G-I | Internal | Summer | B1 | 10 | 4888 | 4888 | 97.89 | 161.41 | 0.01 | 63.51
2040 | NYISO_A-F_2_NYISO_G-I | NYISO_A-F | NYISO_G-I | Internal | Summer | B2 | 25 | 4888 | 4888 | 118.77 | 153.86 | 0.01 | 35.08
2040 | NYISO_A-F_2_NYISO_G-I | NYISO_A-F | NYISO_G-I | Internal | Summer | B3 | 75 | 4888 | 4359.58 | 111.19 | 111.2 | 0.01 | 0
2040 | NYISO_A-F_2_NYISO_G-I | NYISO_A-F | NYISO_G-I | Internal | Summer | B4 | 100 | 4888 | 4888 | 97.89 | 101.42 | 0.01 | 3.52
2040 | NYISO_A-F_2_NYISO_G-I | NYISO_A-F | NYISO_G-I | Internal | Summer | B5 | 200 | 4888 | 4888 | 97.89 | 101.42 | 0.01 | 3.52
2040 | NYISO_A-F_2_NYISO_G-I | NYISO_A-F | NYISO_G-I | Internal | Summer | B6 | 300 | 4888 | 4682.21 | 81.4 | 81.41 | 0.01 | 0
2040 | NYISO_A-F_2_NYISO_G-I | NYISO_A-F | NYISO_G-I | Internal | Summer | B7 | 400 | 4888 | 3529.2 | 71.91 | 71.92 | 0.01 | 0
2040 | NYISO_A-F_2_NYISO_G-I | NYISO_A-F | NYISO_G-I | Internal | Summer | B8 | 500 | 4888 | 3680.79 | 71.64 | 71.65 | 0.01 | 0
2040 | NYISO_A-F_2_NYISO_G-I | NYISO_A-F | NYISO_G-I | Internal | Summer | B9 | 800 | 4888 | 3550.17 | 71.64 | 71.65 | 0.01 | 0
2040 | NYISO_A-F_2_NYISO_G-I | NYISO_A-F | NYISO_G-I | Internal | Summer | B10 | 1262 | 4888 | 2041.18 | 71.64 | 71.65 | 0.01 | 0
2040 | NYISO_A-F_2_NYISO_G-I | NYISO_A-F | NYISO_G-I | Internal | Winter | B16 | 25 | 4888 | 4888 | 79.5 | 85.81 | 0.01 | 6.3
2040 | NYISO_A-F_2_NYISO_G-I | NYISO_A-F | NYISO_G-I | Internal | Winter | B17 | 100 | 4888 | 4888 | 79.49 | 84.36 | 0.01 | 4.86
2040 | NYISO_A-F_2_NYISO_G-I | NYISO_A-F | NYISO_G-I | Internal | Winter | B18 | 400 | 4888 | 4888 | 75.41 | 84.36 | 0.01 | 8.94
2040 | NYISO_A-F_2_NYISO_G-I | NYISO_A-F | NYISO_G-I | Internal | Winter | B19 | 700 | 4888 | 4888 | 75.41 | 83.06 | 0.01 | 7.64
2040 | NYISO_A-F_2_NYISO_G-I | NYISO_A-F | NYISO_G-I | Internal | Winter | B20 | 935 | 4888 | 4888 | 75.41 | 78.53 | 0.01 | 3.11
2040 | NYISO_A-F_2_PJM_ROM | NYISO_A-F | PJM_ROM | Internal | Shoulder | B11 | 25 | 1000 | 1000 | 76.69 | 89.58 | 8 | 4.89
2040 | NYISO_A-F_2_PJM_ROM | NYISO_A-F | PJM_ROM | Internal | Shoulder | B12 | 200 | 1000 | 0 | 74.74 | 81.35 | 8 | 0
2040 | NYISO_A-F_2_PJM_ROM | NYISO_A-F | PJM_ROM | Internal | Shoulder | B13 | 600 | 1000 | 0 | 72.66 | 76.6 | 8 | 0
2040 | NYISO_A-F_2_PJM_ROM | NYISO_A-F | PJM_ROM | Internal | Shoulder | B14 | 900 | 1000 | 0 | 72.66 | 76.11 | 8 | 0
2040 | NYISO_A-F_2_PJM_ROM | NYISO_A-F | PJM_ROM | Internal | Shoulder | B15 | 1203 | 1000 | 0 | 72.66 | 69.37 | 8 | 0
2040 | NYISO_A-F_2_PJM_ROM | NYISO_A-F | PJM_ROM | Internal | Summer | B1 | 10 | 1000 | 1000 | 97.89 | 169.4 | 8 | 63.51
2040 | NYISO_A-F_2_PJM_ROM | NYISO_A-F | PJM_ROM | Internal | Summer | B2 | 25 | 1000 | 1000 | 118.77 | 161.85 | 8 | 35.08
2040 | NYISO_A-F_2_PJM_ROM | NYISO_A-F | PJM_ROM | Internal | Summer | B3 | 75 | 1000 | 1000 | 111.19 | 128.06 | 8 | 8.87
2040 | NYISO_A-F_2_PJM_ROM | NYISO_A-F | PJM_ROM | Internal | Summer | B4 | 100 | 1000 | 1000 | 97.89 | 125.61 | 8 | 19.72
2040 | NYISO_A-F_2_PJM_ROM | NYISO_A-F | PJM_ROM | Internal | Summer | B5 | 200 | 1000 | 1000 | 97.89 | 116.51 | 8 | 10.62
2040 | NYISO_A-F_2_PJM_ROM | NYISO_A-F | PJM_ROM | Internal | Summer | B6 | 300 | 1000 | 920.07 | 81.4 | 89.4 | 8 | 0
2040 | NYISO_A-F_2_PJM_ROM | NYISO_A-F | PJM_ROM | Internal | Summer | B7 | 400 | 1000 | 388.58 | 71.91 | 79.91 | 8 | 0
2040 | NYISO_A-F_2_PJM_ROM | NYISO_A-F | PJM_ROM | Internal | Summer | B8 | 500 | 1000 | 0 | 71.64 | 73.85 | 8 | 0
2040 | NYISO_A-F_2_PJM_ROM | NYISO_A-F | PJM_ROM | Internal | Summer | B9 | 800 | 1000 | 0 | 71.64 | 67.6 | 8 | 0
2040 | NYISO_A-F_2_PJM_ROM | NYISO_A-F | PJM_ROM | Internal | Summer | B10 | 1262 | 1000 | 0 | 71.64 | 66.72 | 8 | 0
2040 | NYISO_A-F_2_PJM_ROM | NYISO_A-F | PJM_ROM | Internal | Winter | B16 | 25 | 1000 | 1000 | 79.5 | 93.44 | 8 | 5.94
2040 | NYISO_A-F_2_PJM_ROM | NYISO_A-F | PJM_ROM | Internal | Winter | B17 | 100 | 1000 | 667.3 | 79.49 | 87.49 | 8 | 0
2040 | NYISO_A-F_2_PJM_ROM | NYISO_A-F | PJM_ROM | Internal | Winter | B18 | 400 | 1000 | 0 | 75.41 | 82.19 | 8 | 0
2040 | NYISO_A-F_2_PJM_ROM | NYISO_A-F | PJM_ROM | Internal | Winter | B19 | 700 | 1000 | 0 | 75.41 | 82.19 | 8 | 0
2040 | NYISO_A-F_2_PJM_ROM | NYISO_A-F | PJM_ROM | Internal | Winter | B20 | 935 | 1000 | 0 | 75.41 | 72.52 | 8 | 0
2040 | NYISO_G-I_2_NEISO | NYISO_G-I | NEISO | Internal | Shoulder | B11 | 25 | 600 | 0 | 76.71 | 72.74 | 3 | 0
2040 | NYISO_G-I_2_NEISO | NYISO_G-I | NEISO | Internal | Shoulder | B12 | 200 | 600 | 0 | 74.75 | 71.75 | 3 | 0
2040 | NYISO_G-I_2_NEISO | NYISO_G-I | NEISO | Internal | Shoulder | B13 | 600 | 600 | 0 | 72.67 | 69.67 | 3 | 0
2040 | NYISO_G-I_2_NEISO | NYISO_G-I | NEISO | Internal | Shoulder | B14 | 900 | 600 | 0 | 72.67 | 69.67 | 3 | 0
2040 | NYISO_G-I_2_NEISO | NYISO_G-I | NEISO | Internal | Shoulder | B15 | 1203 | 600 | 0 | 72.67 | 69.67 | 3 | 0
2040 | NYISO_G-I_2_NEISO | NYISO_G-I | NEISO | Internal | Summer | B1 | 10 | 600 | 0 | 161.41 | 103.71 | 3 | 0
2040 | NYISO_G-I_2_NEISO | NYISO_G-I | NEISO | Internal | Summer | B2 | 25 | 600 | 0 | 153.86 | 115.77 | 3 | 0
2040 | NYISO_G-I_2_NEISO | NYISO_G-I | NEISO | Internal | Summer | B3 | 75 | 600 | 0 | 111.2 | 94.25 | 3 | 0
2040 | NYISO_G-I_2_NEISO | NYISO_G-I | NEISO | Internal | Summer | B4 | 100 | 600 | 0 | 101.42 | 68.91 | 3 | 0
2040 | NYISO_G-I_2_NEISO | NYISO_G-I | NEISO | Internal | Summer | B5 | 200 | 600 | 0 | 101.42 | 68.91 | 3 | 0
2040 | NYISO_G-I_2_NEISO | NYISO_G-I | NEISO | Internal | Summer | B6 | 300 | 600 | 0 | 81.41 | 68.91 | 3 | 0
2040 | NYISO_G-I_2_NEISO | NYISO_G-I | NEISO | Internal | Summer | B7 | 400 | 600 | 0 | 71.92 | 68.91 | 3 | 0
2040 | NYISO_G-I_2_NEISO | NYISO_G-I | NEISO | Internal | Summer | B8 | 500 | 600 | 0 | 71.65 | 68.91 | 3 | 0
2040 | NYISO_G-I_2_NEISO | NYISO_G-I | NEISO | Internal | Summer | B9 | 800 | 600 | 0 | 71.65 | 68.91 | 3 | 0
2040 | NYISO_G-I_2_NEISO | NYISO_G-I | NEISO | Internal | Summer | B10 | 1262 | 600 | 0 | 71.65 | 68.91 | 3 | 0
2040 | NYISO_G-I_2_NEISO | NYISO_G-I | NEISO | Internal | Winter | B16 | 25 | 600 | 0 | 85.81 | 84.64 | 3 | 0
2040 | NYISO_G-I_2_NEISO | NYISO_G-I | NEISO | Internal | Winter | B17 | 100 | 600 | 0 | 84.36 | 82.49 | 3 | 0
2040 | NYISO_G-I_2_NEISO | NYISO_G-I | NEISO | Internal | Winter | B18 | 400 | 600 | 0 | 84.36 | 80.06 | 3 | 0
2040 | NYISO_G-I_2_NEISO | NYISO_G-I | NEISO | Internal | Winter | B19 | 700 | 600 | 0 | 83.06 | 80.06 | 3 | 0
2040 | NYISO_G-I_2_NEISO | NYISO_G-I | NEISO | Internal | Winter | B20 | 935 | 600 | 0 | 78.53 | 80.06 | 3 | 0
2040 | NYISO_G-I_2_NYISO_A-F | NYISO_G-I | NYISO_A-F | Internal | Shoulder | B11 | 25 | 2637 | 0 | 76.71 | 76.69 | 0.01 | 0
2040 | NYISO_G-I_2_NYISO_A-F | NYISO_G-I | NYISO_A-F | Internal | Shoulder | B12 | 200 | 2637 | 0 | 74.75 | 74.74 | 0.01 | 0
2040 | NYISO_G-I_2_NYISO_A-F | NYISO_G-I | NYISO_A-F | Internal | Shoulder | B13 | 600 | 2637 | 0 | 72.67 | 72.66 | 0.01 | 0
2040 | NYISO_G-I_2_NYISO_A-F | NYISO_G-I | NYISO_A-F | Internal | Shoulder | B14 | 900 | 2637 | 0 | 72.67 | 72.66 | 0.01 | 0
2040 | NYISO_G-I_2_NYISO_A-F | NYISO_G-I | NYISO_A-F | Internal | Shoulder | B15 | 1203 | 2637 | 0 | 72.67 | 72.66 | 0.01 | 0
2040 | NYISO_G-I_2_NYISO_A-F | NYISO_G-I | NYISO_A-F | Internal | Summer | B1 | 10 | 2637 | 0 | 161.41 | 97.89 | 0.01 | 0
2040 | NYISO_G-I_2_NYISO_A-F | NYISO_G-I | NYISO_A-F | Internal | Summer | B2 | 25 | 2637 | 0 | 153.86 | 118.77 | 0.01 | 0
2040 | NYISO_G-I_2_NYISO_A-F | NYISO_G-I | NYISO_A-F | Internal | Summer | B3 | 75 | 2637 | 0 | 111.2 | 111.19 | 0.01 | 0
2040 | NYISO_G-I_2_NYISO_A-F | NYISO_G-I | NYISO_A-F | Internal | Summer | B4 | 100 | 2637 | 0 | 101.42 | 97.89 | 0.01 | 0
2040 | NYISO_G-I_2_NYISO_A-F | NYISO_G-I | NYISO_A-F | Internal | Summer | B5 | 200 | 2637 | 0 | 101.42 | 97.89 | 0.01 | 0
2040 | NYISO_G-I_2_NYISO_A-F | NYISO_G-I | NYISO_A-F | Internal | Summer | B6 | 300 | 2637 | 0 | 81.41 | 81.4 | 0.01 | 0
2040 | NYISO_G-I_2_NYISO_A-F | NYISO_G-I | NYISO_A-F | Internal | Summer | B7 | 400 | 2637 | 0 | 71.92 | 71.91 | 0.01 | 0
2040 | NYISO_G-I_2_NYISO_A-F | NYISO_G-I | NYISO_A-F | Internal | Summer | B8 | 500 | 2637 | 0 | 71.65 | 71.64 | 0.01 | 0
2040 | NYISO_G-I_2_NYISO_A-F | NYISO_G-I | NYISO_A-F | Internal | Summer | B9 | 800 | 2637 | 0 | 71.65 | 71.64 | 0.01 | 0
2040 | NYISO_G-I_2_NYISO_A-F | NYISO_G-I | NYISO_A-F | Internal | Summer | B10 | 1262 | 2637 | 0 | 71.65 | 71.64 | 0.01 | 0
2040 | NYISO_G-I_2_NYISO_A-F | NYISO_G-I | NYISO_A-F | Internal | Winter | B16 | 25 | 2637 | 0 | 85.81 | 79.5 | 0.01 | 0
2040 | NYISO_G-I_2_NYISO_A-F | NYISO_G-I | NYISO_A-F | Internal | Winter | B17 | 100 | 2637 | 0 | 84.36 | 79.49 | 0.01 | 0
2040 | NYISO_G-I_2_NYISO_A-F | NYISO_G-I | NYISO_A-F | Internal | Winter | B18 | 400 | 2637 | 0 | 84.36 | 75.41 | 0.01 | 0
2040 | NYISO_G-I_2_NYISO_A-F | NYISO_G-I | NYISO_A-F | Internal | Winter | B19 | 700 | 2637 | 0 | 83.06 | 75.41 | 0.01 | 0
2040 | NYISO_G-I_2_NYISO_A-F | NYISO_G-I | NYISO_A-F | Internal | Winter | B20 | 935 | 2637 | 0 | 78.53 | 75.41 | 0.01 | 0
2040 | NYISO_G-I_2_NYISO_J-K | NYISO_G-I | NYISO_J-K | Internal | Shoulder | B11 | 25 | 6130 | 6130 | 76.71 | 105.07 | 0.01 | 28.36
2040 | NYISO_G-I_2_NYISO_J-K | NYISO_G-I | NYISO_J-K | Internal | Shoulder | B12 | 200 | 6130 | 6130 | 74.75 | 78.46 | 0.01 | 3.7
2040 | NYISO_G-I_2_NYISO_J-K | NYISO_G-I | NYISO_J-K | Internal | Shoulder | B13 | 600 | 6130 | 6130 | 72.67 | 78.46 | 0.01 | 5.78
2040 | NYISO_G-I_2_NYISO_J-K | NYISO_G-I | NYISO_J-K | Internal | Shoulder | B14 | 900 | 6130 | 6130 | 72.67 | 76.3 | 0.01 | 3.62
2040 | NYISO_G-I_2_NYISO_J-K | NYISO_G-I | NYISO_J-K | Internal | Shoulder | B15 | 1203 | 6130 | 5753.95 | 72.67 | 72.68 | 0.01 | 0
2040 | NYISO_G-I_2_NYISO_J-K | NYISO_G-I | NYISO_J-K | Internal | Summer | B1 | 10 | 6130 | 5449.74 | 161.41 | 161.42 | 0.01 | 0
2040 | NYISO_G-I_2_NYISO_J-K | NYISO_G-I | NYISO_J-K | Internal | Summer | B2 | 25 | 6130 | 6046 | 153.86 | 153.87 | 0.01 | 0
2040 | NYISO_G-I_2_NYISO_J-K | NYISO_G-I | NYISO_J-K | Internal | Summer | B3 | 75 | 6130 | 4995.71 | 111.2 | 111.21 | 0.01 | 0
2040 | NYISO_G-I_2_NYISO_J-K | NYISO_G-I | NYISO_J-K | Internal | Summer | B4 | 100 | 6130 | 5812.49 | 101.42 | 101.43 | 0.01 | 0
2040 | NYISO_G-I_2_NYISO_J-K | NYISO_G-I | NYISO_J-K | Internal | Summer | B5 | 200 | 6130 | 5975.43 | 101.42 | 101.43 | 0.01 | 0
2040 | NYISO_G-I_2_NYISO_J-K | NYISO_G-I | NYISO_J-K | Internal | Summer | B6 | 300 | 6130 | 6130 | 81.41 | 99.82 | 0.01 | 18.39
2040 | NYISO_G-I_2_NYISO_J-K | NYISO_G-I | NYISO_J-K | Internal | Summer | B7 | 400 | 6130 | 6130 | 71.92 | 99.82 | 0.01 | 27.89
2040 | NYISO_G-I_2_NYISO_J-K | NYISO_G-I | NYISO_J-K | Internal | Summer | B8 | 500 | 6130 | 6130 | 71.65 | 79.86 | 0.01 | 8.2
2040 | NYISO_G-I_2_NYISO_J-K | NYISO_G-I | NYISO_J-K | Internal | Summer | B9 | 800 | 6130 | 6130 | 71.65 | 74.22 | 0.01 | 2.56
2040 | NYISO_G-I_2_NYISO_J-K | NYISO_G-I | NYISO_J-K | Internal | Summer | B10 | 1262 | 6130 | 5086.5 | 71.65 | 71.66 | 0.01 | 0
2040 | NYISO_G-I_2_NYISO_J-K | NYISO_G-I | NYISO_J-K | Internal | Winter | B16 | 25 | 6130 | 6130 | 85.81 | 113.01 | 0.01 | 27.2
2040 | NYISO_G-I_2_NYISO_J-K | NYISO_G-I | NYISO_J-K | Internal | Winter | B17 | 100 | 6130 | 6130 | 84.36 | 93.38 | 0.01 | 9
2040 | NYISO_G-I_2_NYISO_J-K | NYISO_G-I | NYISO_J-K | Internal | Winter | B18 | 400 | 6130 | 6130 | 84.36 | 93.38 | 0.01 | 9
2040 | NYISO_G-I_2_NYISO_J-K | NYISO_G-I | NYISO_J-K | Internal | Winter | B19 | 700 | 6130 | 6130 | 83.06 | 90.02 | 0.01 | 6.94
2040 | NYISO_G-I_2_NYISO_J-K | NYISO_G-I | NYISO_J-K | Internal | Winter | B20 | 935 | 6130 | 6130 | 78.53 | 83.28 | 0.01 | 4.73
2040 | NYISO_G-I_2_PJM_E | NYISO_G-I | PJM_E | Internal | Shoulder | B11 | 25 | 1500 | 1500 | 76.71 | 89.6 | 8 | 4.89
2040 | NYISO_G-I_2_PJM_E | NYISO_G-I | PJM_E | Internal | Shoulder | B12 | 200 | 1500 | 0 | 74.75 | 81.36 | 8 | 0
2040 | NYISO_G-I_2_PJM_E | NYISO_G-I | PJM_E | Internal | Shoulder | B13 | 600 | 1500 | 0 | 72.67 | 76.61 | 8 | 0
2040 | NYISO_G-I_2_PJM_E | NYISO_G-I | PJM_E | Internal | Shoulder | B14 | 900 | 1500 | 0 | 72.67 | 76.12 | 8 | 0
2040 | NYISO_G-I_2_PJM_E | NYISO_G-I | PJM_E | Internal | Shoulder | B15 | 1203 | 1500 | 0 | 72.67 | 69.38 | 8 | 0
2040 | NYISO_G-I_2_PJM_E | NYISO_G-I | PJM_E | Internal | Summer | B1 | 10 | 1500 | 1021.44 | 161.41 | 169.41 | 8 | 0
2040 | NYISO_G-I_2_PJM_E | NYISO_G-I | PJM_E | Internal | Summer | B2 | 25 | 1500 | 518.58 | 153.86 | 161.86 | 8 | 0
2040 | NYISO_G-I_2_PJM_E | NYISO_G-I | PJM_E | Internal | Summer | B3 | 75 | 1500 | 1500 | 111.2 | 128.07 | 8 | 8.87
2040 | NYISO_G-I_2_PJM_E | NYISO_G-I | PJM_E | Internal | Summer | B4 | 100 | 1500 | 1500 | 101.42 | 125.59 | 8 | 16.18
2040 | NYISO_G-I_2_PJM_E | NYISO_G-I | PJM_E | Internal | Summer | B5 | 200 | 1500 | 1500 | 101.42 | 116.53 | 8 | 7.11
2040 | NYISO_G-I_2_PJM_E | NYISO_G-I | PJM_E | Internal | Summer | B6 | 300 | 1500 | 1366.45 | 81.41 | 89.41 | 8 | 0
2040 | NYISO_G-I_2_PJM_E | NYISO_G-I | PJM_E | Internal | Summer | B7 | 400 | 1500 | 395.08 | 71.92 | 79.92 | 8 | 0
2040 | NYISO_G-I_2_PJM_E | NYISO_G-I | PJM_E | Internal | Summer | B8 | 500 | 1500 | 0 | 71.65 | 73.86 | 8 | 0
2040 | NYISO_G-I_2_PJM_E | NYISO_G-I | PJM_E | Internal | Summer | B9 | 800 | 1500 | 0 | 71.65 | 67.61 | 8 | 0
2040 | NYISO_G-I_2_PJM_E | NYISO_G-I | PJM_E | Internal | Summer | B10 | 1262 | 1500 | 0 | 71.65 | 66.73 | 8 | 0
2040 | NYISO_G-I_2_PJM_E | NYISO_G-I | PJM_E | Internal | Winter | B16 | 25 | 1500 | 0 | 85.81 | 93.45 | 8 | 0
2040 | NYISO_G-I_2_PJM_E | NYISO_G-I | PJM_E | Internal | Winter | B17 | 100 | 1500 | 0 | 84.36 | 87.5 | 8 | 0
2040 | NYISO_G-I_2_PJM_E | NYISO_G-I | PJM_E | Internal | Winter | B18 | 400 | 1500 | 0 | 84.36 | 83.48 | 8 | 0
2040 | NYISO_G-I_2_PJM_E | NYISO_G-I | PJM_E | Internal | Winter | B19 | 700 | 1500 | 0 | 83.06 | 82.2 | 8 | 0
2040 | NYISO_G-I_2_PJM_E | NYISO_G-I | PJM_E | Internal | Winter | B20 | 935 | 1500 | 0 | 78.53 | 72.53 | 8 | 0
2040 | NYISO_J-K_2_NYISO_G-I | NYISO_J-K | NYISO_G-I | Internal | Shoulder | B11 | 25 | 1999 | 0 | 105.07 | 76.71 | 0.01 | 0
2040 | NYISO_J-K_2_NYISO_G-I | NYISO_J-K | NYISO_G-I | Internal | Shoulder | B12 | 200 | 1999 | 0 | 78.46 | 74.75 | 0.01 | 0
2040 | NYISO_J-K_2_NYISO_G-I | NYISO_J-K | NYISO_G-I | Internal | Shoulder | B13 | 600 | 1999 | 0 | 78.46 | 72.67 | 0.01 | 0
2040 | NYISO_J-K_2_NYISO_G-I | NYISO_J-K | NYISO_G-I | Internal | Shoulder | B14 | 900 | 1999 | 0 | 76.3 | 72.67 | 0.01 | 0
2040 | NYISO_J-K_2_NYISO_G-I | NYISO_J-K | NYISO_G-I | Internal | Shoulder | B15 | 1203 | 1999 | 0 | 72.68 | 72.67 | 0.01 | 0
2040 | NYISO_J-K_2_NYISO_G-I | NYISO_J-K | NYISO_G-I | Internal | Summer | B1 | 10 | 1999 | 0 | 161.42 | 161.41 | 0.01 | 0
2040 | NYISO_J-K_2_NYISO_G-I | NYISO_J-K | NYISO_G-I | Internal | Summer | B2 | 25 | 1999 | 0 | 153.87 | 153.86 | 0.01 | 0
2040 | NYISO_J-K_2_NYISO_G-I | NYISO_J-K | NYISO_G-I | Internal | Summer | B3 | 75 | 1999 | 0 | 111.21 | 111.2 | 0.01 | 0
2040 | NYISO_J-K_2_NYISO_G-I | NYISO_J-K | NYISO_G-I | Internal | Summer | B4 | 100 | 1999 | 0 | 101.43 | 101.42 | 0.01 | 0
2040 | NYISO_J-K_2_NYISO_G-I | NYISO_J-K | NYISO_G-I | Internal | Summer | B5 | 200 | 1999 | 0 | 101.43 | 101.42 | 0.01 | 0
2040 | NYISO_J-K_2_NYISO_G-I | NYISO_J-K | NYISO_G-I | Internal | Summer | B6 | 300 | 1999 | 0 | 99.82 | 81.41 | 0.01 | 0
2040 | NYISO_J-K_2_NYISO_G-I | NYISO_J-K | NYISO_G-I | Internal | Summer | B7 | 400 | 1999 | 0 | 99.82 | 71.92 | 0.01 | 0
2040 | NYISO_J-K_2_NYISO_G-I | NYISO_J-K | NYISO_G-I | Internal | Summer | B8 | 500 | 1999 | 0 | 79.86 | 71.65 | 0.01 | 0
2040 | NYISO_J-K_2_NYISO_G-I | NYISO_J-K | NYISO_G-I | Internal | Summer | B9 | 800 | 1999 | 0 | 74.22 | 71.65 | 0.01 | 0
2040 | NYISO_J-K_2_NYISO_G-I | NYISO_J-K | NYISO_G-I | Internal | Summer | B10 | 1262 | 1999 | 0 | 71.66 | 71.65 | 0.01 | 0
2040 | NYISO_J-K_2_NYISO_G-I | NYISO_J-K | NYISO_G-I | Internal | Winter | B16 | 25 | 1999 | 0 | 113.01 | 85.81 | 0.01 | 0
2040 | NYISO_J-K_2_NYISO_G-I | NYISO_J-K | NYISO_G-I | Internal | Winter | B17 | 100 | 1999 | 0 | 93.38 | 84.36 | 0.01 | 0
2040 | NYISO_J-K_2_NYISO_G-I | NYISO_J-K | NYISO_G-I | Internal | Winter | B18 | 400 | 1999 | 0 | 93.38 | 84.36 | 0.01 | 0
2040 | NYISO_J-K_2_NYISO_G-I | NYISO_J-K | NYISO_G-I | Internal | Winter | B19 | 700 | 1999 | 0 | 90.02 | 83.06 | 0.01 | 0
2040 | NYISO_J-K_2_NYISO_G-I | NYISO_J-K | NYISO_G-I | Internal | Winter | B20 | 935 | 1999 | 0 | 83.28 | 78.53 | 0.01 | 0
2040 | NYISO_J-K_2_PJM_E | NYISO_J-K | PJM_E | Internal | Shoulder | B11 | 25 | 330 | 0 | 105.07 | 89.6 | 8 | 0
2040 | NYISO_J-K_2_PJM_E | NYISO_J-K | PJM_E | Internal | Shoulder | B12 | 200 | 330 | 0 | 78.46 | 81.36 | 8 | 0
2040 | NYISO_J-K_2_PJM_E | NYISO_J-K | PJM_E | Internal | Shoulder | B13 | 600 | 330 | 0 | 78.46 | 76.61 | 8 | 0
2040 | NYISO_J-K_2_PJM_E | NYISO_J-K | PJM_E | Internal | Shoulder | B14 | 900 | 330 | 0 | 76.3 | 76.12 | 8 | 0
2040 | NYISO_J-K_2_PJM_E | NYISO_J-K | PJM_E | Internal | Shoulder | B15 | 1203 | 330 | 0 | 72.68 | 69.38 | 8 | 0
2040 | NYISO_J-K_2_PJM_E | NYISO_J-K | PJM_E | Internal | Summer | B1 | 10 | 330 | 0 | 161.42 | 169.41 | 8 | 0
2040 | NYISO_J-K_2_PJM_E | NYISO_J-K | PJM_E | Internal | Summer | B2 | 25 | 330 | 0 | 153.87 | 161.86 | 8 | 0
2040 | NYISO_J-K_2_PJM_E | NYISO_J-K | PJM_E | Internal | Summer | B3 | 75 | 330 | 330 | 111.21 | 128.07 | 8 | 8.86
2040 | NYISO_J-K_2_PJM_E | NYISO_J-K | PJM_E | Internal | Summer | B4 | 100 | 330 | 330 | 101.43 | 125.59 | 8 | 16.16
2040 | NYISO_J-K_2_PJM_E | NYISO_J-K | PJM_E | Internal | Summer | B5 | 200 | 330 | 330 | 101.43 | 116.53 | 8 | 7.09
2040 | NYISO_J-K_2_PJM_E | NYISO_J-K | PJM_E | Internal | Summer | B6 | 300 | 330 | 0 | 99.82 | 89.41 | 8 | 0
2040 | NYISO_J-K_2_PJM_E | NYISO_J-K | PJM_E | Internal | Summer | B7 | 400 | 330 | 0 | 99.82 | 79.92 | 8 | 0
2040 | NYISO_J-K_2_PJM_E | NYISO_J-K | PJM_E | Internal | Summer | B8 | 500 | 330 | 0 | 79.86 | 73.86 | 8 | 0
2040 | NYISO_J-K_2_PJM_E | NYISO_J-K | PJM_E | Internal | Summer | B9 | 800 | 330 | 0 | 74.22 | 67.61 | 8 | 0
2040 | NYISO_J-K_2_PJM_E | NYISO_J-K | PJM_E | Internal | Summer | B10 | 1262 | 330 | 0 | 71.66 | 66.73 | 8 | 0
2040 | NYISO_J-K_2_PJM_E | NYISO_J-K | PJM_E | Internal | Winter | B16 | 25 | 330 | 0 | 113.01 | 93.45 | 8 | 0
2040 | NYISO_J-K_2_PJM_E | NYISO_J-K | PJM_E | Internal | Winter | B17 | 100 | 330 | 0 | 93.38 | 87.5 | 8 | 0
2040 | NYISO_J-K_2_PJM_E | NYISO_J-K | PJM_E | Internal | Winter | B18 | 400 | 330 | 0 | 93.38 | 83.48 | 8 | 0
2040 | NYISO_J-K_2_PJM_E | NYISO_J-K | PJM_E | Internal | Winter | B19 | 700 | 330 | 0 | 90.02 | 82.2 | 8 | 0
2040 | NYISO_J-K_2_PJM_E | NYISO_J-K | PJM_E | Internal | Winter | B20 | 935 | 330 | 0 | 83.28 | 72.53 | 8 | 0
2040 | PJM_E_2_NYISO_G-I | PJM_E | NYISO_G-I | Internal | Shoulder | B11 | 25 | 500 | 0 | 89.6 | 76.71 | 6 | 0
2040 | PJM_E_2_NYISO_G-I | PJM_E | NYISO_G-I | Internal | Shoulder | B12 | 200 | 500 | 0 | 81.36 | 74.75 | 6 | 0
2040 | PJM_E_2_NYISO_G-I | PJM_E | NYISO_G-I | Internal | Shoulder | B13 | 600 | 500 | 0 | 76.61 | 72.67 | 6 | 0
2040 | PJM_E_2_NYISO_G-I | PJM_E | NYISO_G-I | Internal | Shoulder | B14 | 900 | 500 | 0 | 76.12 | 72.67 | 6 | 0
2040 | PJM_E_2_NYISO_G-I | PJM_E | NYISO_G-I | Internal | Shoulder | B15 | 1203 | 500 | 0 | 69.38 | 72.67 | 6 | 0
2040 | PJM_E_2_NYISO_G-I | PJM_E | NYISO_G-I | Internal | Summer | B1 | 10 | 500 | 0 | 169.41 | 161.41 | 6 | 0
2040 | PJM_E_2_NYISO_G-I | PJM_E | NYISO_G-I | Internal | Summer | B2 | 25 | 500 | 0 | 161.86 | 153.86 | 6 | 0
2040 | PJM_E_2_NYISO_G-I | PJM_E | NYISO_G-I | Internal | Summer | B3 | 75 | 500 | 0 | 128.07 | 111.2 | 6 | 0
2040 | PJM_E_2_NYISO_G-I | PJM_E | NYISO_G-I | Internal | Summer | B4 | 100 | 500 | 0 | 125.59 | 101.42 | 6 | 0
2040 | PJM_E_2_NYISO_G-I | PJM_E | NYISO_G-I | Internal | Summer | B5 | 200 | 500 | 0 | 116.53 | 101.42 | 6 | 0
2040 | PJM_E_2_NYISO_G-I | PJM_E | NYISO_G-I | Internal | Summer | B6 | 300 | 500 | 0 | 89.41 | 81.41 | 6 | 0
2040 | PJM_E_2_NYISO_G-I | PJM_E | NYISO_G-I | Internal | Summer | B7 | 400 | 500 | 0 | 79.92 | 71.92 | 6 | 0
2040 | PJM_E_2_NYISO_G-I | PJM_E | NYISO_G-I | Internal | Summer | B8 | 500 | 500 | 0 | 73.86 | 71.65 | 6 | 0
2040 | PJM_E_2_NYISO_G-I | PJM_E | NYISO_G-I | Internal | Summer | B9 | 800 | 500 | 0 | 67.61 | 71.65 | 6 | 0
2040 | PJM_E_2_NYISO_G-I | PJM_E | NYISO_G-I | Internal | Summer | B10 | 1262 | 500 | 0 | 66.73 | 71.65 | 6 | 0
2040 | PJM_E_2_NYISO_G-I | PJM_E | NYISO_G-I | Internal | Winter | B16 | 25 | 500 | 0 | 93.45 | 85.81 | 6 | 0
2040 | PJM_E_2_NYISO_G-I | PJM_E | NYISO_G-I | Internal | Winter | B17 | 100 | 500 | 0 | 87.5 | 84.36 | 6 | 0
2040 | PJM_E_2_NYISO_G-I | PJM_E | NYISO_G-I | Internal | Winter | B18 | 400 | 500 | 0 | 83.48 | 84.36 | 6 | 0
2040 | PJM_E_2_NYISO_G-I | PJM_E | NYISO_G-I | Internal | Winter | B19 | 700 | 500 | 0 | 82.2 | 83.06 | 6 | 0
2040 | PJM_E_2_NYISO_G-I | PJM_E | NYISO_G-I | Internal | Winter | B20 | 935 | 500 | 29.81 | 72.53 | 78.53 | 6 | 0
2040 | PJM_E_2_NYISO_J-K | PJM_E | NYISO_J-K | Internal | Shoulder | B11 | 25 | 330 | 330 | 89.6 | 105.07 | 6 | 9.48
2040 | PJM_E_2_NYISO_J-K | PJM_E | NYISO_J-K | Internal | Shoulder | B12 | 200 | 330 | 0 | 81.36 | 78.46 | 6 | 0
2040 | PJM_E_2_NYISO_J-K | PJM_E | NYISO_J-K | Internal | Shoulder | B13 | 600 | 330 | 0 | 76.61 | 78.46 | 6 | 0
2040 | PJM_E_2_NYISO_J-K | PJM_E | NYISO_J-K | Internal | Shoulder | B14 | 900 | 330 | 0 | 76.12 | 76.3 | 6 | 0
2040 | PJM_E_2_NYISO_J-K | PJM_E | NYISO_J-K | Internal | Shoulder | B15 | 1203 | 330 | 0 | 69.38 | 72.68 | 6 | 0
2040 | PJM_E_2_NYISO_J-K | PJM_E | NYISO_J-K | Internal | Summer | B1 | 10 | 330 | 0 | 169.41 | 161.42 | 6 | 0
2040 | PJM_E_2_NYISO_J-K | PJM_E | NYISO_J-K | Internal | Summer | B2 | 25 | 330 | 0 | 161.86 | 153.87 | 6 | 0
2040 | PJM_E_2_NYISO_J-K | PJM_E | NYISO_J-K | Internal | Summer | B3 | 75 | 330 | 0 | 128.07 | 111.21 | 6 | 0
2040 | PJM_E_2_NYISO_J-K | PJM_E | NYISO_J-K | Internal | Summer | B4 | 100 | 330 | 0 | 125.59 | 101.43 | 6 | 0
2040 | PJM_E_2_NYISO_J-K | PJM_E | NYISO_J-K | Internal | Summer | B5 | 200 | 330 | 0 | 116.53 | 101.43 | 6 | 0
2040 | PJM_E_2_NYISO_J-K | PJM_E | NYISO_J-K | Internal | Summer | B6 | 300 | 330 | 330 | 89.41 | 99.82 | 6 | 4.4
2040 | PJM_E_2_NYISO_J-K | PJM_E | NYISO_J-K | Internal | Summer | B7 | 400 | 330 | 330 | 79.92 | 99.82 | 6 | 13.9
2040 | PJM_E_2_NYISO_J-K | PJM_E | NYISO_J-K | Internal | Summer | B8 | 500 | 330 | 294.82 | 73.86 | 79.86 | 6 | 0
2040 | PJM_E_2_NYISO_J-K | PJM_E | NYISO_J-K | Internal | Summer | B9 | 800 | 330 | 330 | 67.61 | 74.22 | 6 | 0.61
2040 | PJM_E_2_NYISO_J-K | PJM_E | NYISO_J-K | Internal | Summer | B10 | 1262 | 330 | 0 | 66.73 | 71.66 | 6 | 0
2040 | PJM_E_2_NYISO_J-K | PJM_E | NYISO_J-K | Internal | Winter | B16 | 25 | 330 | 330 | 93.45 | 113.01 | 6 | 13.57
2040 | PJM_E_2_NYISO_J-K | PJM_E | NYISO_J-K | Internal | Winter | B17 | 100 | 330 | 0 | 87.5 | 93.38 | 6 | 0
2040 | PJM_E_2_NYISO_J-K | PJM_E | NYISO_J-K | Internal | Winter | B18 | 400 | 330 | 330 | 83.48 | 93.38 | 6 | 3.9
2040 | PJM_E_2_NYISO_J-K | PJM_E | NYISO_J-K | Internal | Winter | B19 | 700 | 330 | 330 | 82.2 | 90.02 | 6 | 1.82
2040 | PJM_E_2_NYISO_J-K | PJM_E | NYISO_J-K | Internal | Winter | B20 | 935 | 330 | 330 | 72.53 | 83.28 | 6 | 4.74
2040 | PJM_E_2_PJM_ROM | PJM_E | PJM_ROM | Internal | Shoulder | B11 | 25 | 8000 | 0 | 89.6 | 89.58 | 0.01 | 0
2040 | PJM_E_2_PJM_ROM | PJM_E | PJM_ROM | Internal | Shoulder | B12 | 200 | 8000 | 0 | 81.36 | 81.35 | 0.01 | 0
2040 | PJM_E_2_PJM_ROM | PJM_E | PJM_ROM | Internal | Shoulder | B13 | 600 | 8000 | 0 | 76.61 | 76.6 | 0.01 | 0
2040 | PJM_E_2_PJM_ROM | PJM_E | PJM_ROM | Internal | Shoulder | B14 | 900 | 8000 | 0 | 76.12 | 76.11 | 0.01 | 0
2040 | PJM_E_2_PJM_ROM | PJM_E | PJM_ROM | Internal | Shoulder | B15 | 1203 | 8000 | 0 | 69.38 | 69.37 | 0.01 | 0
2040 | PJM_E_2_PJM_ROM | PJM_E | PJM_ROM | Internal | Summer | B1 | 10 | 8000 | 0 | 169.41 | 169.4 | 0.01 | 0
2040 | PJM_E_2_PJM_ROM | PJM_E | PJM_ROM | Internal | Summer | B2 | 25 | 8000 | 0 | 161.86 | 161.85 | 0.01 | 0
2040 | PJM_E_2_PJM_ROM | PJM_E | PJM_ROM | Internal | Summer | B3 | 75 | 8000 | 0 | 128.07 | 128.06 | 0.01 | 0
2040 | PJM_E_2_PJM_ROM | PJM_E | PJM_ROM | Internal | Summer | B4 | 100 | 8000 | 726.48 | 125.59 | 125.61 | 0.01 | 0
2040 | PJM_E_2_PJM_ROM | PJM_E | PJM_ROM | Internal | Summer | B5 | 200 | 8000 | 0 | 116.53 | 116.51 | 0.01 | 0
2040 | PJM_E_2_PJM_ROM | PJM_E | PJM_ROM | Internal | Summer | B6 | 300 | 8000 | 0 | 89.41 | 89.4 | 0.01 | 0
2040 | PJM_E_2_PJM_ROM | PJM_E | PJM_ROM | Internal | Summer | B7 | 400 | 8000 | 0 | 79.92 | 79.91 | 0.01 | 0
2040 | PJM_E_2_PJM_ROM | PJM_E | PJM_ROM | Internal | Summer | B8 | 500 | 8000 | 0 | 73.86 | 73.85 | 0.01 | 0
2040 | PJM_E_2_PJM_ROM | PJM_E | PJM_ROM | Internal | Summer | B9 | 800 | 8000 | 0 | 67.61 | 67.6 | 0.01 | 0
2040 | PJM_E_2_PJM_ROM | PJM_E | PJM_ROM | Internal | Summer | B10 | 1262 | 8000 | 0 | 66.73 | 66.72 | 0.01 | 0
2040 | PJM_E_2_PJM_ROM | PJM_E | PJM_ROM | Internal | Winter | B16 | 25 | 8000 | 0 | 93.45 | 93.44 | 0.01 | 0
2040 | PJM_E_2_PJM_ROM | PJM_E | PJM_ROM | Internal | Winter | B17 | 100 | 8000 | 0 | 87.5 | 87.49 | 0.01 | 0
2040 | PJM_E_2_PJM_ROM | PJM_E | PJM_ROM | Internal | Winter | B18 | 400 | 8000 | 0 | 83.48 | 82.19 | 0.01 | 0
2040 | PJM_E_2_PJM_ROM | PJM_E | PJM_ROM | Internal | Winter | B19 | 700 | 8000 | 0 | 82.2 | 82.19 | 0.01 | 0
2040 | PJM_E_2_PJM_ROM | PJM_E | PJM_ROM | Internal | Winter | B20 | 935 | 8000 | 0 | 72.53 | 72.52 | 0.01 | 0
2040 | PJM_ROR_2_MISO_IN | PJM_ROR | MISO_IN | Internal | Shoulder | B11 | 25 | 909 | 0 | 89.57 | 87.6 | 2 | 0
2040 | PJM_ROR_2_MISO_IN | PJM_ROR | MISO_IN | Internal | Shoulder | B12 | 200 | 909 | 0 | 81.34 | 81.47 | 2 | 0
2040 | PJM_ROR_2_MISO_IN | PJM_ROR | MISO_IN | Internal | Shoulder | B13 | 600 | 909 | 0 | 76.59 | 78.57 | 2 | 0
2040 | PJM_ROR_2_MISO_IN | PJM_ROR | MISO_IN | Internal | Shoulder | B14 | 900 | 909 | 0 | 74.22 | 76.21 | 2 | 0
2040 | PJM_ROR_2_MISO_IN | PJM_ROR | MISO_IN | Internal | Shoulder | B15 | 1203 | 909 | 0 | 53.7 | 53.86 | 2 | 0
2040 | PJM_ROR_2_MISO_IN | PJM_ROR | MISO_IN | Internal | Summer | B1 | 10 | 909 | 909 | 130.37 | 136.12 | 2 | 3.75
2040 | PJM_ROR_2_MISO_IN | PJM_ROR | MISO_IN | Internal | Summer | B2 | 25 | 909 | 909 | 130.37 | 132.76 | 2 | 0.39
2040 | PJM_ROR_2_MISO_IN | PJM_ROR | MISO_IN | Internal | Summer | B3 | 75 | 909 | 14.65 | 128.05 | 130.05 | 2 | 0
2040 | PJM_ROR_2_MISO_IN | PJM_ROR | MISO_IN | Internal | Summer | B4 | 100 | 909 | 0 | 125.62 | 127.61 | 2 | 0
2040 | PJM_ROR_2_MISO_IN | PJM_ROR | MISO_IN | Internal | Summer | B5 | 200 | 909 | 0 | 116.5 | 114.53 | 2 | 0
2040 | PJM_ROR_2_MISO_IN | PJM_ROR | MISO_IN | Internal | Summer | B6 | 300 | 909 | 0 | 89.39 | 87.41 | 2 | 0
2040 | PJM_ROR_2_MISO_IN | PJM_ROR | MISO_IN | Internal | Summer | B7 | 400 | 909 | 0 | 79.89 | 79.58 | 2 | 0
2040 | PJM_ROR_2_MISO_IN | PJM_ROR | MISO_IN | Internal | Summer | B8 | 500 | 909 | 0 | 73.84 | 75.83 | 2 | 0
2040 | PJM_ROR_2_MISO_IN | PJM_ROR | MISO_IN | Internal | Summer | B9 | 800 | 909 | 0 | 58.97 | 56.98 | 2 | 0
2040 | PJM_ROR_2_MISO_IN | PJM_ROR | MISO_IN | Internal | Summer | B10 | 1262 | 909 | 0 | 46.9 | 47.87 | 2 | 0
2040 | PJM_ROR_2_MISO_IN | PJM_ROR | MISO_IN | Internal | Winter | B16 | 25 | 909 | 0 | 93.42 | 95.41 | 2 | 0
2040 | PJM_ROR_2_MISO_IN | PJM_ROR | MISO_IN | Internal | Winter | B17 | 100 | 909 | 0 | 87.48 | 89.47 | 2 | 0
2040 | PJM_ROR_2_MISO_IN | PJM_ROR | MISO_IN | Internal | Winter | B18 | 400 | 909 | 0 | 81.01 | 82.99 | 2 | 0
2040 | PJM_ROR_2_MISO_IN | PJM_ROR | MISO_IN | Internal | Winter | B19 | 700 | 909 | 0 | 74.71 | 76.2 | 2 | 0
2040 | PJM_ROR_2_MISO_IN | PJM_ROR | MISO_IN | Internal | Winter | B20 | 935 | 909 | 0 | 52.1 | 52.34 | 2 | 0
2040 | PJM_ROR_2_MISO_MI | PJM_ROR | MISO_MI | Internal | Shoulder | B11 | 25 | 1305 | 0 | 89.57 | 87.61 | 2 | 0
2040 | PJM_ROR_2_MISO_MI | PJM_ROR | MISO_MI | Internal | Shoulder | B12 | 200 | 1305 | 0 | 81.34 | 81.49 | 2 | 0
2040 | PJM_ROR_2_MISO_MI | PJM_ROR | MISO_MI | Internal | Shoulder | B13 | 600 | 1305 | 607.28 | 76.59 | 78.59 | 2 | 0
2040 | PJM_ROR_2_MISO_MI | PJM_ROR | MISO_MI | Internal | Shoulder | B14 | 900 | 1305 | 529.74 | 74.22 | 76.22 | 2 | 0
2040 | PJM_ROR_2_MISO_MI | PJM_ROR | MISO_MI | Internal | Shoulder | B15 | 1203 | 1305 | 362.69 | 53.7 | 55.7 | 2 | 0
2040 | PJM_ROR_2_MISO_MI | PJM_ROR | MISO_MI | Internal | Summer | B1 | 10 | 1305 | 1305 | 130.37 | 136.13 | 2 | 3.76
2040 | PJM_ROR_2_MISO_MI | PJM_ROR | MISO_MI | Internal | Summer | B2 | 25 | 1305 | 1305 | 130.37 | 132.77 | 2 | 0.4
2040 | PJM_ROR_2_MISO_MI | PJM_ROR | MISO_MI | Internal | Summer | B3 | 75 | 1305 | 1305 | 128.05 | 130.06 | 2 | 0.01
2040 | PJM_ROR_2_MISO_MI | PJM_ROR | MISO_MI | Internal | Summer | B4 | 100 | 1305 | 701.9 | 125.62 | 127.62 | 2 | 0
2040 | PJM_ROR_2_MISO_MI | PJM_ROR | MISO_MI | Internal | Summer | B5 | 200 | 1305 | 0 | 116.5 | 114.54 | 2 | 0
2040 | PJM_ROR_2_MISO_MI | PJM_ROR | MISO_MI | Internal | Summer | B6 | 300 | 1305 | 0 | 89.39 | 87.43 | 2 | 0
2040 | PJM_ROR_2_MISO_MI | PJM_ROR | MISO_MI | Internal | Summer | B7 | 400 | 1305 | 0 | 79.89 | 79.59 | 2 | 0
2040 | PJM_ROR_2_MISO_MI | PJM_ROR | MISO_MI | Internal | Summer | B8 | 500 | 1305 | 194.56 | 73.84 | 75.84 | 2 | 0
2040 | PJM_ROR_2_MISO_MI | PJM_ROR | MISO_MI | Internal | Summer | B9 | 800 | 1305 | 0 | 58.97 | 57.91 | 2 | 0
2040 | PJM_ROR_2_MISO_MI | PJM_ROR | MISO_MI | Internal | Summer | B10 | 1262 | 1305 | 1305 | 46.9 | 52.96 | 2 | 4.06
2040 | PJM_ROR_2_MISO_MI | PJM_ROR | MISO_MI | Internal | Winter | B16 | 25 | 1305 | 693.13 | 93.42 | 95.42 | 2 | 0
2040 | PJM_ROR_2_MISO_MI | PJM_ROR | MISO_MI | Internal | Winter | B17 | 100 | 1305 | 656.78 | 87.48 | 89.48 | 2 | 0
2040 | PJM_ROR_2_MISO_MI | PJM_ROR | MISO_MI | Internal | Winter | B18 | 400 | 1305 | 264.06 | 81.01 | 83.01 | 2 | 0
2040 | PJM_ROR_2_MISO_MI | PJM_ROR | MISO_MI | Internal | Winter | B19 | 700 | 1305 | 0 | 74.71 | 76.21 | 2 | 0
2040 | PJM_ROR_2_MISO_MI | PJM_ROR | MISO_MI | Internal | Winter | B20 | 935 | 1305 | 936.91 | 52.1 | 54.1 | 2 | 0
2040 | PJM_ROR_2_MISO_MO-IL | PJM_ROR | MISO_MO-IL | Internal | Shoulder | B11 | 25 | 1111 | 0 | 89.57 | 87.58 | 2 | 0
2040 | PJM_ROR_2_MISO_MO-IL | PJM_ROR | MISO_MO-IL | Internal | Shoulder | B12 | 200 | 1111 | 0 | 81.34 | 70.79 | 2 | 0
2040 | PJM_ROR_2_MISO_MO-IL | PJM_ROR | MISO_MO-IL | Internal | Shoulder | B13 | 600 | 1111 | 0 | 76.59 | 62.34 | 2 | 0
2040 | PJM_ROR_2_MISO_MO-IL | PJM_ROR | MISO_MO-IL | Internal | Shoulder | B14 | 900 | 1111 | 0 | 74.22 | 52.72 | 2 | 0
2040 | PJM_ROR_2_MISO_MO-IL | PJM_ROR | MISO_MO-IL | Internal | Shoulder | B15 | 1203 | 1111 | 0 | 53.7 | 46.31 | 2 | 0
2040 | PJM_ROR_2_MISO_MO-IL | PJM_ROR | MISO_MO-IL | Internal | Summer | B1 | 10 | 1111 | 0 | 130.37 | 131.54 | 2 | 0
2040 | PJM_ROR_2_MISO_MO-IL | PJM_ROR | MISO_MO-IL | Internal | Summer | B2 | 25 | 1111 | 0 | 130.37 | 128.37 | 2 | 0
2040 | PJM_ROR_2_MISO_MO-IL | PJM_ROR | MISO_MO-IL | Internal | Summer | B3 | 75 | 1111 | 0 | 128.05 | 126.06 | 2 | 0
2040 | PJM_ROR_2_MISO_MO-IL | PJM_ROR | MISO_MO-IL | Internal | Summer | B4 | 100 | 1111 | 0 | 125.62 | 125.03 | 2 | 0
2040 | PJM_ROR_2_MISO_MO-IL | PJM_ROR | MISO_MO-IL | Internal | Summer | B5 | 200 | 1111 | 0 | 116.5 | 114.51 | 2 | 0
2040 | PJM_ROR_2_MISO_MO-IL | PJM_ROR | MISO_MO-IL | Internal | Summer | B6 | 300 | 1111 | 0 | 89.39 | 87.4 | 2 | 0
2040 | PJM_ROR_2_MISO_MO-IL | PJM_ROR | MISO_MO-IL | Internal | Summer | B7 | 400 | 1111 | 0 | 79.89 | 79.56 | 2 | 0
2040 | PJM_ROR_2_MISO_MO-IL | PJM_ROR | MISO_MO-IL | Internal | Summer | B8 | 500 | 1111 | 0 | 73.84 | 71.85 | 2 | 0
2040 | PJM_ROR_2_MISO_MO-IL | PJM_ROR | MISO_MO-IL | Internal | Summer | B9 | 800 | 1111 | 0 | 58.97 | 56.97 | 2 | 0
2040 | PJM_ROR_2_MISO_MO-IL | PJM_ROR | MISO_MO-IL | Internal | Summer | B10 | 1262 | 1111 | 0 | 46.9 | 44.75 | 2 | 0
2040 | PJM_ROR_2_MISO_MO-IL | PJM_ROR | MISO_MO-IL | Internal | Winter | B16 | 25 | 1111 | 0 | 93.42 | 84.3 | 2 | 0
2040 | PJM_ROR_2_MISO_MO-IL | PJM_ROR | MISO_MO-IL | Internal | Winter | B17 | 100 | 1111 | 0 | 87.48 | 73.88 | 2 | 0
2040 | PJM_ROR_2_MISO_MO-IL | PJM_ROR | MISO_MO-IL | Internal | Winter | B18 | 400 | 1111 | 0 | 81.01 | 64.02 | 2 | 0
2040 | PJM_ROR_2_MISO_MO-IL | PJM_ROR | MISO_MO-IL | Internal | Winter | B19 | 700 | 1111 | 0 | 74.71 | 54.47 | 2 | 0
2040 | PJM_ROR_2_MISO_MO-IL | PJM_ROR | MISO_MO-IL | Internal | Winter | B20 | 935 | 1111 | 0 | 52.1 | 45.48 | 2 | 0
2040 | PJM_ROR_2_MISO_W | PJM_ROR | MISO_W | Internal | Shoulder | B11 | 25 | 10071 | 0 | 89.57 | 87.57 | 2 | 0
2040 | PJM_ROR_2_MISO_W | PJM_ROR | MISO_W | Internal | Shoulder | B12 | 200 | 10071 | 0 | 81.34 | 70.78 | 2 | 0
2040 | PJM_ROR_2_MISO_W | PJM_ROR | MISO_W | Internal | Shoulder | B13 | 600 | 10071 | 0 | 76.59 | 55.09 | 2 | 0
2040 | PJM_ROR_2_MISO_W | PJM_ROR | MISO_W | Internal | Shoulder | B14 | 900 | 10071 | 0 | 74.22 | 43.67 | 2 | 0
2040 | PJM_ROR_2_MISO_W | PJM_ROR | MISO_W | Internal | Shoulder | B15 | 1203 | 10071 | 0 | 53.7 | 39.84 | 2 | 0
2040 | PJM_ROR_2_MISO_W | PJM_ROR | MISO_W | Internal | Summer | B1 | 10 | 10071 | 0 | 130.37 | 128.37 | 2 | 0
2040 | PJM_ROR_2_MISO_W | PJM_ROR | MISO_W | Internal | Summer | B2 | 25 | 10071 | 0 | 130.37 | 125.89 | 2 | 0
2040 | PJM_ROR_2_MISO_W | PJM_ROR | MISO_W | Internal | Summer | B3 | 75 | 10071 | 0 | 128.05 | 126.05 | 2 | 0
2040 | PJM_ROR_2_MISO_W | PJM_ROR | MISO_W | Internal | Summer | B4 | 100 | 10071 | 0 | 125.62 | 125.02 | 2 | 0
2040 | PJM_ROR_2_MISO_W | PJM_ROR | MISO_W | Internal | Summer | B5 | 200 | 10071 | 0 | 116.5 | 114.5 | 2 | 0
2040 | PJM_ROR_2_MISO_W | PJM_ROR | MISO_W | Internal | Summer | B6 | 300 | 10071 | 0 | 89.39 | 87.39 | 2 | 0
2040 | PJM_ROR_2_MISO_W | PJM_ROR | MISO_W | Internal | Summer | B7 | 400 | 10071 | 0 | 79.89 | 79.55 | 2 | 0
2040 | PJM_ROR_2_MISO_W | PJM_ROR | MISO_W | Internal | Summer | B8 | 500 | 10071 | 0 | 73.84 | 71.84 | 2 | 0
2040 | PJM_ROR_2_MISO_W | PJM_ROR | MISO_W | Internal | Summer | B9 | 800 | 10071 | 0 | 58.97 | 56.96 | 2 | 0
2040 | PJM_ROR_2_MISO_W | PJM_ROR | MISO_W | Internal | Summer | B10 | 1262 | 10071 | 0 | 46.9 | 44.73 | 2 | 0
2040 | PJM_ROR_2_MISO_W | PJM_ROR | MISO_W | Internal | Winter | B16 | 25 | 10071 | 0 | 93.42 | 44.5 | 2 | 0
2040 | PJM_ROR_2_MISO_W | PJM_ROR | MISO_W | Internal | Winter | B17 | 100 | 10071 | 0 | 87.48 | 47 | 2 | 0
2040 | PJM_ROR_2_MISO_W | PJM_ROR | MISO_W | Internal | Winter | B18 | 400 | 10071 | 0 | 81.01 | 52.54 | 2 | 0
2040 | PJM_ROR_2_MISO_W | PJM_ROR | MISO_W | Internal | Winter | B19 | 700 | 10071 | 0 | 74.71 | 52.52 | 2 | 0
2040 | PJM_ROR_2_MISO_W | PJM_ROR | MISO_W | Internal | Winter | B20 | 935 | 10071 | 0 | 52.1 | 39.79 | 2 | 0
2040 | PJM_ROR_2_MISO_WUMS | PJM_ROR | MISO_WUMS | Internal | Shoulder | B11 | 25 | 1467 | 0 | 89.57 | 87.58 | 2 | 0
2040 | PJM_ROR_2_MISO_WUMS | PJM_ROR | MISO_WUMS | Internal | Shoulder | B12 | 200 | 1467 | 0 | 81.34 | 81.55 | 2 | 0
2040 | PJM_ROR_2_MISO_WUMS | PJM_ROR | MISO_WUMS | Internal | Shoulder | B13 | 600 | 1467 | 1161.95 | 76.59 | 78.59 | 2 | 0
2040 | PJM_ROR_2_MISO_WUMS | PJM_ROR | MISO_WUMS | Internal | Shoulder | B14 | 900 | 1467 | 522.11 | 74.22 | 76.22 | 2 | 0
2040 | PJM_ROR_2_MISO_WUMS | PJM_ROR | MISO_WUMS | Internal | Shoulder | B15 | 1203 | 1467 | 0 | 53.7 | 52.67 | 2 | 0
2040 | PJM_ROR_2_MISO_WUMS | PJM_ROR | MISO_WUMS | Internal | Summer | B1 | 10 | 1467 | 0 | 130.37 | 125.88 | 2 | 0
2040 | PJM_ROR_2_MISO_WUMS | PJM_ROR | MISO_WUMS | Internal | Summer | B2 | 25 | 1467 | 0 | 130.37 | 125.88 | 2 | 0
2040 | PJM_ROR_2_MISO_WUMS | PJM_ROR | MISO_WUMS | Internal | Summer | B3 | 75 | 1467 | 0 | 128.05 | 125.88 | 2 | 0
2040 | PJM_ROR_2_MISO_WUMS | PJM_ROR | MISO_WUMS | Internal | Summer | B4 | 100 | 1467 | 0 | 125.62 | 125.88 | 2 | 0
2040 | PJM_ROR_2_MISO_WUMS | PJM_ROR | MISO_WUMS | Internal | Summer | B5 | 200 | 1467 | 0 | 116.5 | 114.51 | 2 | 0
2040 | PJM_ROR_2_MISO_WUMS | PJM_ROR | MISO_WUMS | Internal | Summer | B6 | 300 | 1467 | 0 | 89.39 | 87.4 | 2 | 0
2040 | PJM_ROR_2_MISO_WUMS | PJM_ROR | MISO_WUMS | Internal | Summer | B7 | 400 | 1467 | 0 | 79.89 | 79.56 | 2 | 0
2040 | PJM_ROR_2_MISO_WUMS | PJM_ROR | MISO_WUMS | Internal | Summer | B8 | 500 | 1467 | 49.03 | 73.84 | 75.84 | 2 | 0
2040 | PJM_ROR_2_MISO_WUMS | PJM_ROR | MISO_WUMS | Internal | Summer | B9 | 800 | 1467 | 0 | 58.97 | 57.03 | 2 | 0
2040 | PJM_ROR_2_MISO_WUMS | PJM_ROR | MISO_WUMS | Internal | Summer | B10 | 1262 | 1467 | 880.28 | 46.9 | 48.9 | 2 | 0
2040 | PJM_ROR_2_MISO_WUMS | PJM_ROR | MISO_WUMS | Internal | Winter | B16 | 25 | 1467 | 0 | 93.42 | 91.42 | 2 | 0
2040 | PJM_ROR_2_MISO_WUMS | PJM_ROR | MISO_WUMS | Internal | Winter | B17 | 100 | 1467 | 0 | 87.48 | 85.48 | 2 | 0
2040 | PJM_ROR_2_MISO_WUMS | PJM_ROR | MISO_WUMS | Internal | Winter | B18 | 400 | 1467 | 300.82 | 81.01 | 83.01 | 2 | 0
2040 | PJM_ROR_2_MISO_WUMS | PJM_ROR | MISO_WUMS | Internal | Winter | B19 | 700 | 1467 | 0 | 74.71 | 76.2 | 2 | 0
2040 | PJM_ROR_2_MISO_WUMS | PJM_ROR | MISO_WUMS | Internal | Winter | B20 | 935 | 1467 | 0 | 52.1 | 51.77 | 2 | 0
2040 | PJM_ROR_2_PJM_ROM | PJM_ROR | PJM_ROM | Internal | Shoulder | B11 | 25 | 8000 | 1885.69 | 89.57 | 89.58 | 0.01 | 0
2040 | PJM_ROR_2_PJM_ROM | PJM_ROR | PJM_ROM | Internal | Shoulder | B12 | 200 | 8000 | 7358.12 | 81.34 | 81.35 | 0.01 | 0
2040 | PJM_ROR_2_PJM_ROM | PJM_ROR | PJM_ROM | Internal | Shoulder | B13 | 600 | 8000 | 6877.16 | 76.59 | 76.6 | 0.01 | 0
2040 | PJM_ROR_2_PJM_ROM | PJM_ROR | PJM_ROM | Internal | Shoulder | B14 | 900 | 8000 | 8000 | 74.22 | 76.11 | 0.01 | 1.87
2040 | PJM_ROR_2_PJM_ROM | PJM_ROR | PJM_ROM | Internal | Shoulder | B15 | 1203 | 8000 | 8000 | 53.7 | 69.37 | 0.01 | 15.65
2040 | PJM_ROR_2_PJM_ROM | PJM_ROR | PJM_ROM | Internal | Summer | B1 | 10 | 8000 | 8000 | 130.37 | 169.4 | 0.01 | 39.02
2040 | PJM_ROR_2_PJM_ROM | PJM_ROR | PJM_ROM | Internal | Summer | B2 | 25 | 8000 | 8000 | 130.37 | 161.85 | 0.01 | 31.47
2040 | PJM_ROR_2_PJM_ROM | PJM_ROR | PJM_ROM | Internal | Summer | B3 | 75 | 8000 | 1919.7 | 128.05 | 128.06 | 0.01 | 0
2040 | PJM_ROR_2_PJM_ROM | PJM_ROR | PJM_ROM | Internal | Summer | B4 | 100 | 8000 | 0 | 125.62 | 125.61 | 0.01 | 0
2040 | PJM_ROR_2_PJM_ROM | PJM_ROR | PJM_ROM | Internal | Summer | B5 | 200 | 8000 | 2807.94 | 116.5 | 116.51 | 0.01 | 0
2040 | PJM_ROR_2_PJM_ROM | PJM_ROR | PJM_ROM | Internal | Summer | B6 | 300 | 8000 | 4496.86 | 89.39 | 89.4 | 0.01 | 0
2040 | PJM_ROR_2_PJM_ROM | PJM_ROR | PJM_ROM | Internal | Summer | B7 | 400 | 8000 | 3962.54 | 79.89 | 79.91 | 0.01 | 0
2040 | PJM_ROR_2_PJM_ROM | PJM_ROR | PJM_ROM | Internal | Summer | B8 | 500 | 8000 | 7197.58 | 73.84 | 73.85 | 0.01 | 0
2040 | PJM_ROR_2_PJM_ROM | PJM_ROR | PJM_ROM | Internal | Summer | B9 | 800 | 8000 | 8000 | 58.97 | 67.6 | 0.01 | 8.62
2040 | PJM_ROR_2_PJM_ROM | PJM_ROR | PJM_ROM | Internal | Summer | B10 | 1262 | 8000 | 8000 | 46.9 | 66.72 | 0.01 | 19.81
2040 | PJM_ROR_2_PJM_ROM | PJM_ROR | PJM_ROM | Internal | Winter | B16 | 25 | 8000 | 6086.79 | 93.42 | 93.44 | 0.01 | 0
2040 | PJM_ROR_2_PJM_ROM | PJM_ROR | PJM_ROM | Internal | Winter | B17 | 100 | 8000 | 6869.16 | 87.48 | 87.49 | 0.01 | 0
2040 | PJM_ROR_2_PJM_ROM | PJM_ROR | PJM_ROM | Internal | Winter | B18 | 400 | 8000 | 8000 | 81.01 | 82.19 | 0.01 | 1.17
2040 | PJM_ROR_2_PJM_ROM | PJM_ROR | PJM_ROM | Internal | Winter | B19 | 700 | 8000 | 8000 | 74.71 | 82.19 | 0.01 | 7.47
2040 | PJM_ROR_2_PJM_ROM | PJM_ROR | PJM_ROM | Internal | Winter | B20 | 935 | 8000 | 8000 | 52.1 | 72.52 | 0.01 | 20.42
2040 | PJM_ROR_2_TVA_Transmission | PJM_ROR | TVA_Transmission | Internal | Shoulder | B11 | 25 | 2500 | 0 | 89.57 | 91.92 | 6 | 0
2040 | PJM_ROR_2_TVA_Transmission | PJM_ROR | TVA_Transmission | Internal | Shoulder | B12 | 200 | 2500 | 0 | 81.34 | 78.79 | 6 | 0
2040 | PJM_ROR_2_TVA_Transmission | PJM_ROR | TVA_Transmission | Internal | Shoulder | B13 | 600 | 2500 | 0 | 76.59 | 70.34 | 6 | 0
2040 | PJM_ROR_2_TVA_Transmission | PJM_ROR | TVA_Transmission | Internal | Shoulder | B14 | 900 | 2500 | 0 | 74.22 | 70.34 | 6 | 0
2040 | PJM_ROR_2_TVA_Transmission | PJM_ROR | TVA_Transmission | Internal | Shoulder | B15 | 1203 | 2500 | 0 | 53.7 | 54.31 | 6 | 0
2040 | PJM_ROR_2_TVA_Transmission | PJM_ROR | TVA_Transmission | Internal | Summer | B1 | 10 | 2500 | 2472.94 | 130.37 | 136.37 | 6 | 0
2040 | PJM_ROR_2_TVA_Transmission | PJM_ROR | TVA_Transmission | Internal | Summer | B2 | 25 | 2500 | 814.01 | 130.37 | 136.37 | 6 | 0
2040 | PJM_ROR_2_TVA_Transmission | PJM_ROR | TVA_Transmission | Internal | Summer | B3 | 75 | 2500 | 1115.31 | 128.05 | 134.05 | 6 | 0
2040 | PJM_ROR_2_TVA_Transmission | PJM_ROR | TVA_Transmission | Internal | Summer | B4 | 100 | 2500 | 893.33 | 125.62 | 131.62 | 6 | 0
2040 | PJM_ROR_2_TVA_Transmission | PJM_ROR | TVA_Transmission | Internal | Summer | B5 | 200 | 2500 | 0 | 116.5 | 117.14 | 6 | 0
2040 | PJM_ROR_2_TVA_Transmission | PJM_ROR | TVA_Transmission | Internal | Summer | B6 | 300 | 2500 | 0 | 89.39 | 90.58 | 6 | 0
2040 | PJM_ROR_2_TVA_Transmission | PJM_ROR | TVA_Transmission | Internal | Summer | B7 | 400 | 2500 | 0 | 79.89 | 82.76 | 6 | 0
2040 | PJM_ROR_2_TVA_Transmission | PJM_ROR | TVA_Transmission | Internal | Summer | B8 | 500 | 2500 | 0 | 73.84 | 76.8 | 6 | 0
2040 | PJM_ROR_2_TVA_Transmission | PJM_ROR | TVA_Transmission | Internal | Summer | B9 | 800 | 2500 | 1941.08 | 58.97 | 64.97 | 6 | 0
2040 | PJM_ROR_2_TVA_Transmission | PJM_ROR | TVA_Transmission | Internal | Summer | B10 | 1262 | 2500 | 0 | 46.9 | 52.75 | 6 | 0
2040 | PJM_ROR_2_TVA_Transmission | PJM_ROR | TVA_Transmission | Internal | Winter | B16 | 25 | 2500 | 0 | 93.42 | 92.3 | 6 | 0
2040 | PJM_ROR_2_TVA_Transmission | PJM_ROR | TVA_Transmission | Internal | Winter | B17 | 100 | 2500 | 0 | 87.48 | 81.88 | 6 | 0
2040 | PJM_ROR_2_TVA_Transmission | PJM_ROR | TVA_Transmission | Internal | Winter | B18 | 400 | 2500 | 0 | 81.01 | 73.55 | 6 | 0
2040 | PJM_ROR_2_TVA_Transmission | PJM_ROR | TVA_Transmission | Internal | Winter | B19 | 700 | 2500 | 0 | 74.71 | 70.47 | 6 | 0
2040 | PJM_ROR_2_TVA_Transmission | PJM_ROR | TVA_Transmission | Internal | Winter | B20 | 935 | 2500 | 0 | 52.1 | 53.48 | 6 | 0
2040 | PJM_ROR_2_VACAR | PJM_ROR | VACAR | Internal | Shoulder | B11 | 25 | 3865 | 1323.55 | 89.57 | 95.57 | 6 | 0
2040 | PJM_ROR_2_VACAR | PJM_ROR | VACAR | Internal | Shoulder | B12 | 200 | 3865 | 1587.01 | 81.34 | 87.34 | 6 | 0
2040 | PJM_ROR_2_VACAR | PJM_ROR | VACAR | Internal | Shoulder | B13 | 600 | 3865 | 0 | 76.59 | 81.98 | 6 | 0
2040 | PJM_ROR_2_VACAR | PJM_ROR | VACAR | Internal | Shoulder | B14 | 900 | 3865 | 0 | 74.22 | 79.65 | 6 | 0
2040 | PJM_ROR_2_VACAR | PJM_ROR | VACAR | Internal | Shoulder | B15 | 1203 | 3865 | 3638.7 | 53.7 | 59.7 | 6 | 0
2040 | PJM_ROR_2_VACAR | PJM_ROR | VACAR | Internal | Summer | B1 | 10 | 3865 | 3865 | 130.37 | 138.5 | 6 | 2.14
2040 | PJM_ROR_2_VACAR | PJM_ROR | VACAR | Internal | Summer | B2 | 25 | 3865 | 3865 | 130.37 | 138.5 | 6 | 2.14
2040 | PJM_ROR_2_VACAR | PJM_ROR | VACAR | Internal | Summer | B3 | 75 | 3865 | 3865 | 128.05 | 138.5 | 6 | 4.46
2040 | PJM_ROR_2_VACAR | PJM_ROR | VACAR | Internal | Summer | B4 | 100 | 3865 | 3865 | 125.62 | 134.28 | 6 | 2.66
2040 | PJM_ROR_2_VACAR | PJM_ROR | VACAR | Internal | Summer | B5 | 200 | 3865 | 2307.82 | 116.5 | 122.5 | 6 | 0
2040 | PJM_ROR_2_VACAR | PJM_ROR | VACAR | Internal | Summer | B6 | 300 | 3865 | 781.07 | 89.39 | 95.39 | 6 | 0
2040 | PJM_ROR_2_VACAR | PJM_ROR | VACAR | Internal | Summer | B7 | 400 | 3865 | 0 | 79.89 | 85.82 | 6 | 0
2040 | PJM_ROR_2_VACAR | PJM_ROR | VACAR | Internal | Summer | B8 | 500 | 3865 | 62.14 | 73.84 | 79.84 | 6 | 0
2040 | PJM_ROR_2_VACAR | PJM_ROR | VACAR | Internal | Summer | B9 | 800 | 3865 | 3865 | 58.97 | 70.68 | 6 | 5.71
2040 | PJM_ROR_2_VACAR | PJM_ROR | VACAR | Internal | Summer | B10 | 1262 | 3865 | 3865 | 46.9 | 54.47 | 6 | 1.57
2040 | PJM_ROR_2_VACAR | PJM_ROR | VACAR | Internal | Winter | B16 | 25 | 3865 | 3865 | 93.42 | 101.4 | 6 | 1.97
2040 | PJM_ROR_2_VACAR | PJM_ROR | VACAR | Internal | Winter | B17 | 100 | 3865 | 1556.76 | 87.48 | 93.48 | 6 | 0
2040 | PJM_ROR_2_VACAR | PJM_ROR | VACAR | Internal | Winter | B18 | 400 | 3865 | 0 | 81.01 | 85.26 | 6 | 0
2040 | PJM_ROR_2_VACAR | PJM_ROR | VACAR | Internal | Winter | B19 | 700 | 3865 | 267.56 | 74.71 | 80.71 | 6 | 0
2040 | PJM_ROR_2_VACAR | PJM_ROR | VACAR | Internal | Winter | B20 | 935 | 3865 | 2901.63 | 52.1 | 58.1 | 6 | 0
2040 | PJM_ROM_2_NYISO_A-F | PJM_ROM | NYISO_A-F | Internal | Shoulder | B11 | 25 | 2000 | 0 | 89.58 | 76.69 | 6 | 0
2040 | PJM_ROM_2_NYISO_A-F | PJM_ROM | NYISO_A-F | Internal | Shoulder | B12 | 200 | 2000 | 0 | 81.35 | 74.74 | 6 | 0
2040 | PJM_ROM_2_NYISO_A-F | PJM_ROM | NYISO_A-F | Internal | Shoulder | B13 | 600 | 2000 | 0 | 76.6 | 72.66 | 6 | 0
2040 | PJM_ROM_2_NYISO_A-F | PJM_ROM | NYISO_A-F | Internal | Shoulder | B14 | 900 | 2000 | 0 | 76.11 | 72.66 | 6 | 0
2040 | PJM_ROM_2_NYISO_A-F | PJM_ROM | NYISO_A-F | Internal | Shoulder | B15 | 1203 | 2000 | 0 | 69.37 | 72.66 | 6 | 0
2040 | PJM_ROM_2_NYISO_A-F | PJM_ROM | NYISO_A-F | Internal | Summer | B1 | 10 | 2000 | 0 | 169.4 | 97.89 | 6 | 0
2040 | PJM_ROM_2_NYISO_A-F | PJM_ROM | NYISO_A-F | Internal | Summer | B2 | 25 | 2000 | 0 | 161.85 | 118.77 | 6 | 0
2040 | PJM_ROM_2_NYISO_A-F | PJM_ROM | NYISO_A-F | Internal | Summer | B3 | 75 | 2000 | 0 | 128.06 | 111.19 | 6 | 0
2040 | PJM_ROM_2_NYISO_A-F | PJM_ROM | NYISO_A-F | Internal | Summer | B4 | 100 | 2000 | 0 | 125.61 | 97.89 | 6 | 0
2040 | PJM_ROM_2_NYISO_A-F | PJM_ROM | NYISO_A-F | Internal | Summer | B5 | 200 | 2000 | 0 | 116.51 | 97.89 | 6 | 0
2040 | PJM_ROM_2_NYISO_A-F | PJM_ROM | NYISO_A-F | Internal | Summer | B6 | 300 | 2000 | 0 | 89.4 | 81.4 | 6 | 0
2040 | PJM_ROM_2_NYISO_A-F | PJM_ROM | NYISO_A-F | Internal | Summer | B7 | 400 | 2000 | 0 | 79.91 | 71.91 | 6 | 0
2040 | PJM_ROM_2_NYISO_A-F | PJM_ROM | NYISO_A-F | Internal | Summer | B8 | 500 | 2000 | 0 | 73.85 | 71.64 | 6 | 0
2040 | PJM_ROM_2_NYISO_A-F | PJM_ROM | NYISO_A-F | Internal | Summer | B9 | 800 | 2000 | 0 | 67.6 | 71.64 | 6 | 0
2040 | PJM_ROM_2_NYISO_A-F | PJM_ROM | NYISO_A-F | Internal | Summer | B10 | 1262 | 2000 | 0 | 66.72 | 71.64 | 6 | 0
2040 | PJM_ROM_2_NYISO_A-F | PJM_ROM | NYISO_A-F | Internal | Winter | B16 | 25 | 2000 | 0 | 93.44 | 79.5 | 6 | 0
2040 | PJM_ROM_2_NYISO_A-F | PJM_ROM | NYISO_A-F | Internal | Winter | B17 | 100 | 2000 | 0 | 87.49 | 79.49 | 6 | 0
2040 | PJM_ROM_2_NYISO_A-F | PJM_ROM | NYISO_A-F | Internal | Winter | B18 | 400 | 2000 | 0 | 82.19 | 75.41 | 6 | 0
2040 | PJM_ROM_2_NYISO_A-F | PJM_ROM | NYISO_A-F | Internal | Winter | B19 | 700 | 2000 | 0 | 82.19 | 75.41 | 6 | 0
2040 | PJM_ROM_2_NYISO_A-F | PJM_ROM | NYISO_A-F | Internal | Winter | B20 | 935 | 2000 | 0 | 72.52 | 75.41 | 6 | 0
2040 | PJM_ROM_2_PJM_E | PJM_ROM | PJM_E | Internal | Shoulder | B11 | 25 | 8000 | 982.18 | 89.58 | 89.6 | 0.01 | 0
2040 | PJM_ROM_2_PJM_E | PJM_ROM | PJM_E | Internal | Shoulder | B12 | 200 | 8000 | 4360.4 | 81.35 | 81.36 | 0.01 | 0
2040 | PJM_ROM_2_PJM_E | PJM_ROM | PJM_E | Internal | Shoulder | B13 | 600 | 8000 | 5127.24 | 76.6 | 76.61 | 0.01 | 0
2040 | PJM_ROM_2_PJM_E | PJM_ROM | PJM_E | Internal | Shoulder | B14 | 900 | 8000 | 6287.43 | 76.11 | 76.12 | 0.01 | 0
2040 | PJM_ROM_2_PJM_E | PJM_ROM | PJM_E | Internal | Shoulder | B15 | 1203 | 8000 | 7290.16 | 69.37 | 69.38 | 0.01 | 0
2040 | PJM_ROM_2_PJM_E | PJM_ROM | PJM_E | Internal | Summer | B1 | 10 | 8000 | 5458.99 | 169.4 | 169.41 | 0.01 | 0
2040 | PJM_ROM_2_PJM_E | PJM_ROM | PJM_E | Internal | Summer | B2 | 25 | 8000 | 6041.8 | 161.85 | 161.86 | 0.01 | 0
2040 | PJM_ROM_2_PJM_E | PJM_ROM | PJM_E | Internal | Summer | B3 | 75 | 8000 | 1514.71 | 128.06 | 128.07 | 0.01 | 0
2040 | PJM_ROM_2_PJM_E | PJM_ROM | PJM_E | Internal | Summer | B4 | 100 | 8000 | 0 | 125.61 | 125.59 | 0.01 | 0
2040 | PJM_ROM_2_PJM_E | PJM_ROM | PJM_E | Internal | Summer | B5 | 200 | 8000 | 3012.2 | 116.51 | 116.53 | 0.01 | 0
2040 | PJM_ROM_2_PJM_E | PJM_ROM | PJM_E | Internal | Summer | B6 | 300 | 8000 | 4452.97 | 89.4 | 89.41 | 0.01 | 0
2040 | PJM_ROM_2_PJM_E | PJM_ROM | PJM_E | Internal | Summer | B7 | 400 | 8000 | 3140.45 | 79.91 | 79.92 | 0.01 | 0
2040 | PJM_ROM_2_PJM_E | PJM_ROM | PJM_E | Internal | Summer | B8 | 500 | 8000 | 6718 | 73.85 | 73.86 | 0.01 | 0
2040 | PJM_ROM_2_PJM_E | PJM_ROM | PJM_E | Internal | Summer | B9 | 800 | 8000 | 6932.34 | 67.6 | 67.61 | 0.01 | 0
2040 | PJM_ROM_2_PJM_E | PJM_ROM | PJM_E | Internal | Summer | B10 | 1262 | 8000 | 7634.33 | 66.72 | 66.73 | 0.01 | 0
2040 | PJM_ROM_2_PJM_E | PJM_ROM | PJM_E | Internal | Winter | B16 | 25 | 8000 | 6222.08 | 93.44 | 93.45 | 0.01 | 0
2040 | PJM_ROM_2_PJM_E | PJM_ROM | PJM_E | Internal | Winter | B17 | 100 | 8000 | 6737.14 | 87.49 | 87.5 | 0.01 | 0
2040 | PJM_ROM_2_PJM_E | PJM_ROM | PJM_E | Internal | Winter | B18 | 400 | 8000 | 8000 | 82.19 | 83.48 | 0.01 | 1.28
2040 | PJM_ROM_2_PJM_E | PJM_ROM | PJM_E | Internal | Winter | B19 | 700 | 8000 | 7616.82 | 82.19 | 82.2 | 0.01 | 0
2040 | PJM_ROM_2_PJM_E | PJM_ROM | PJM_E | Internal | Winter | B20 | 935 | 8000 | 7637.72 | 72.52 | 72.53 | 0.01 | 0
2040 | PJM_ROM_2_PJM_ROR | PJM_ROM | PJM_ROR | Internal | Shoulder | B11 | 25 | 8000 | 0 | 89.58 | 89.57 | 0.01 | 0
2040 | PJM_ROM_2_PJM_ROR | PJM_ROM | PJM_ROR | Internal | Shoulder | B12 | 200 | 8000 | 0 | 81.35 | 81.34 | 0.01 | 0
2040 | PJM_ROM_2_PJM_ROR | PJM_ROM | PJM_ROR | Internal | Shoulder | B13 | 600 | 8000 | 0 | 76.6 | 76.59 | 0.01 | 0
2040 | PJM_ROM_2_PJM_ROR | PJM_ROM | PJM_ROR | Internal | Shoulder | B14 | 900 | 8000 | 0 | 76.11 | 74.22 | 0.01 | 0
2040 | PJM_ROM_2_PJM_ROR | PJM_ROM | PJM_ROR | Internal | Shoulder | B15 | 1203 | 8000 | 0 | 69.37 | 53.7 | 0.01 | 0
2040 | PJM_ROM_2_PJM_ROR | PJM_ROM | PJM_ROR | Internal | Summer | B1 | 10 | 8000 | 0 | 169.4 | 130.37 | 0.01 | 0
2040 | PJM_ROM_2_PJM_ROR | PJM_ROM | PJM_ROR | Internal | Summer | B2 | 25 | 8000 | 0 | 161.85 | 130.37 | 0.01 | 0
2040 | PJM_ROM_2_PJM_ROR | PJM_ROM | PJM_ROR | Internal | Summer | B3 | 75 | 8000 | 0 | 128.06 | 128.05 | 0.01 | 0
2040 | PJM_ROM_2_PJM_ROR | PJM_ROM | PJM_ROR | Internal | Summer | B4 | 100 | 8000 | 1508.3 | 125.61 | 125.62 | 0.01 | 0
2040 | PJM_ROM_2_PJM_ROR | PJM_ROM | PJM_ROR | Internal | Summer | B5 | 200 | 8000 | 0 | 116.51 | 116.5 | 0.01 | 0
2040 | PJM_ROM_2_PJM_ROR | PJM_ROM | PJM_ROR | Internal | Summer | B6 | 300 | 8000 | 0 | 89.4 | 89.39 | 0.01 | 0
2040 | PJM_ROM_2_PJM_ROR | PJM_ROM | PJM_ROR | Internal | Summer | B7 | 400 | 8000 | 0 | 79.91 | 79.89 | 0.01 | 0
2040 | PJM_ROM_2_PJM_ROR | PJM_ROM | PJM_ROR | Internal | Summer | B8 | 500 | 8000 | 0 | 73.85 | 73.84 | 0.01 | 0
2040 | PJM_ROM_2_PJM_ROR | PJM_ROM | PJM_ROR | Internal | Summer | B9 | 800 | 8000 | 0 | 67.6 | 58.97 | 0.01 | 0
2040 | PJM_ROM_2_PJM_ROR | PJM_ROM | PJM_ROR | Internal | Summer | B10 | 1262 | 8000 | 0 | 66.72 | 46.9 | 0.01 | 0
2040 | PJM_ROM_2_PJM_ROR | PJM_ROM | PJM_ROR | Internal | Winter | B16 | 25 | 8000 | 0 | 93.44 | 93.42 | 0.01 | 0
2040 | PJM_ROM_2_PJM_ROR | PJM_ROM | PJM_ROR | Internal | Winter | B17 | 100 | 8000 | 0 | 87.49 | 87.48 | 0.01 | 0
2040 | PJM_ROM_2_PJM_ROR | PJM_ROM | PJM_ROR | Internal | Winter | B18 | 400 | 8000 | 0 | 82.19 | 81.01 | 0.01 | 0
2040 | PJM_ROM_2_PJM_ROR | PJM_ROM | PJM_ROR | Internal | Winter | B19 | 700 | 8000 | 0 | 82.19 | 74.71 | 0.01 | 0
2040 | PJM_ROM_2_PJM_ROR | PJM_ROM | PJM_ROR | Internal | Winter | B20 | 935 | 8000 | 0 | 72.52 | 52.1 | 0.01 | 0
2040 | SOCO_2_FRCC | SOCO | FRCC | Internal | Shoulder | B11 | 25 | 3700 | 2389.3 | 87.75 | 97.75 | 10 | 0
2040 | SOCO_2_FRCC | SOCO | FRCC | Internal | Shoulder | B12 | 200 | 3700 | 0 | 86.79 | 92.08 | 10 | 0
2040 | SOCO_2_FRCC | SOCO | FRCC | Internal | Shoulder | B13 | 600 | 3700 | 3700 | 79.34 | 92.08 | 10 | 2.74
2040 | SOCO_2_FRCC | SOCO | FRCC | Internal | Shoulder | B14 | 900 | 3700 | 3700 | 79.34 | 92.08 | 10 | 2.74
2040 | SOCO_2_FRCC | SOCO | FRCC | Internal | Shoulder | B15 | 1203 | 3700 | 3506.09 | 63.31 | 73.31 | 10 | 0
2040 | SOCO_2_FRCC | SOCO | FRCC | Internal | Summer | B1 | 10 | 3700 | 504.8 | 140.78 | 150.78 | 10 | 0
2040 | SOCO_2_FRCC | SOCO | FRCC | Internal | Summer | B2 | 25 | 3700 | 0 | 140.78 | 147.01 | 10 | 0
2040 | SOCO_2_FRCC | SOCO | FRCC | Internal | Summer | B3 | 75 | 3700 | 0 | 140.78 | 147.01 | 10 | 0
2040 | SOCO_2_FRCC | SOCO | FRCC | Internal | Summer | B4 | 100 | 3700 | 674.7 | 133.02 | 143.02 | 10 | 0
2040 | SOCO_2_FRCC | SOCO | FRCC | Internal | Summer | B5 | 200 | 3700 | 0 | 112.5 | 108.32 | 10 | 0
2040 | SOCO_2_FRCC | SOCO | FRCC | Internal | Summer | B6 | 300 | 3700 | 0 | 85.51 | 94.86 | 10 | 0
2040 | SOCO_2_FRCC | SOCO | FRCC | Internal | Summer | B7 | 400 | 3700 | 0 | 85.51 | 90.88 | 10 | 0
2040 | SOCO_2_FRCC | SOCO | FRCC | Internal | Summer | B8 | 500 | 3700 | 0 | 85.51 | 90.88 | 10 | 0
2040 | SOCO_2_FRCC | SOCO | FRCC | Internal | Summer | B9 | 800 | 3700 | 3700 | 77.68 | 90.88 | 10 | 3.2
2040 | SOCO_2_FRCC | SOCO | FRCC | Internal | Summer | B10 | 1262 | 3700 | 2351.25 | 60.12 | 70.12 | 10 | 0
2040 | SOCO_2_FRCC | SOCO | FRCC | Internal | Winter | B16 | 25 | 3700 | 0 | 91.4 | 99.43 | 10 | 0
2040 | SOCO_2_FRCC | SOCO | FRCC | Internal | Winter | B17 | 100 | 3700 | 0 | 90.88 | 95.24 | 10 | 0
2040 | SOCO_2_FRCC | SOCO | FRCC | Internal | Winter | B18 | 400 | 3700 | 3700 | 82.55 | 95.24 | 10 | 2.7
2040 | SOCO_2_FRCC | SOCO | FRCC | Internal | Winter | B19 | 700 | 3700 | 3700 | 82.55 | 95.23 | 10 | 2.68
2040 | SOCO_2_FRCC | SOCO | FRCC | Internal | Winter | B20 | 935 | 3700 | 1297.4 | 60.13 | 70.13 | 10 | 0
2040 | SOCO_2_VACAR | SOCO | VACAR | Internal | Shoulder | B11 | 25 | 2000 | 0 | 87.75 | 95.57 | 10 | 0
2040 | SOCO_2_VACAR | SOCO | VACAR | Internal | Shoulder | B12 | 200 | 2000 | 0 | 86.79 | 87.34 | 10 | 0
2040 | SOCO_2_VACAR | SOCO | VACAR | Internal | Shoulder | B13 | 600 | 2000 | 0 | 79.34 | 81.98 | 10 | 0
2040 | SOCO_2_VACAR | SOCO | VACAR | Internal | Shoulder | B14 | 900 | 2000 | 0 | 79.34 | 79.65 | 10 | 0
2040 | SOCO_2_VACAR | SOCO | VACAR | Internal | Shoulder | B15 | 1203 | 2000 | 0 | 63.31 | 59.7 | 10 | 0
2040 | SOCO_2_VACAR | SOCO | VACAR | Internal | Summer | B1 | 10 | 2000 | 0 | 140.78 | 138.5 | 10 | 0
2040 | SOCO_2_VACAR | SOCO | VACAR | Internal | Summer | B2 | 25 | 2000 | 0 | 140.78 | 138.5 | 10 | 0
2040 | SOCO_2_VACAR | SOCO | VACAR | Internal | Summer | B3 | 75 | 2000 | 0 | 140.78 | 138.5 | 10 | 0
2040 | SOCO_2_VACAR | SOCO | VACAR | Internal | Summer | B4 | 100 | 2000 | 0 | 133.02 | 134.28 | 10 | 0
2040 | SOCO_2_VACAR | SOCO | VACAR | Internal | Summer | B5 | 200 | 2000 | 1203.59 | 112.5 | 122.5 | 10 | 0
2040 | SOCO_2_VACAR | SOCO | VACAR | Internal | Summer | B6 | 300 | 2000 | 0 | 85.51 | 95.39 | 10 | 0
2040 | SOCO_2_VACAR | SOCO | VACAR | Internal | Summer | B7 | 400 | 2000 | 0 | 85.51 | 85.82 | 10 | 0
2040 | SOCO_2_VACAR | SOCO | VACAR | Internal | Summer | B8 | 500 | 2000 | 0 | 85.51 | 79.84 | 10 | 0
2040 | SOCO_2_VACAR | SOCO | VACAR | Internal | Summer | B9 | 800 | 2000 | 0 | 77.68 | 70.68 | 10 | 0
2040 | SOCO_2_VACAR | SOCO | VACAR | Internal | Summer | B10 | 1262 | 2000 | 0 | 60.12 | 54.47 | 10 | 0
2040 | SOCO_2_VACAR | SOCO | VACAR | Internal | Winter | B16 | 25 | 2000 | 666.73 | 91.4 | 101.4 | 10 | 0
2040 | SOCO_2_VACAR | SOCO | VACAR | Internal | Winter | B17 | 100 | 2000 | 0 | 90.88 | 93.48 | 10 | 0
2040 | SOCO_2_VACAR | SOCO | VACAR | Internal | Winter | B18 | 400 | 2000 | 0 | 82.55 | 85.26 | 10 | 0
2040 | SOCO_2_VACAR | SOCO | VACAR | Internal | Winter | B19 | 700 | 2000 | 0 | 82.55 | 80.71 | 10 | 0
2040 | SOCO_2_VACAR | SOCO | VACAR | Internal | Winter | B20 | 935 | 2000 | 0 | 60.13 | 58.1 | 10 | 0
2040 | SPP_N_2_ENT | SPP_N | ENT | Internal | Shoulder | B11 | 25 | 9240 | 7446.24 | 82.58 | 87.58 | 5 | 0
2040 | SPP_N_2_ENT | SPP_N | ENT | Internal | Shoulder | B12 | 200 | 9240 | 9240 | 65.79 | 78.79 | 5 | 8
2040 | SPP_N_2_ENT | SPP_N | ENT | Internal | Shoulder | B13 | 600 | 9240 | 9240 | 50.1 | 62.34 | 5 | 7.23
2040 | SPP_N_2_ENT | SPP_N | ENT | Internal | Shoulder | B14 | 900 | 9240 | 9240 | 38.52 | 60.72 | 5 | 17.2
2040 | SPP_N_2_ENT | SPP_N | ENT | Internal | Shoulder | B15 | 1203 | 9240 | 9240 | 28.67 | 46.31 | 5 | 12.64
2040 | SPP_N_2_ENT | SPP_N | ENT | Internal | Summer | B1 | 10 | 9240 | 2216.01 | 123.37 | 128.37 | 5 | 0
2040 | SPP_N_2_ENT | SPP_N | ENT | Internal | Summer | B2 | 25 | 9240 | 3215.89 | 120.91 | 125.91 | 5 | 0
2040 | SPP_N_2_ENT | SPP_N | ENT | Internal | Summer | B3 | 75 | 9240 | 0 | 121.06 | 126.05 | 5 | 0
2040 | SPP_N_2_ENT | SPP_N | ENT | Internal | Summer | B4 | 100 | 9240 | 0 | 120.03 | 125.02 | 5 | 0
2040 | SPP_N_2_ENT | SPP_N | ENT | Internal | Summer | B5 | 200 | 9240 | 543.13 | 109.51 | 114.51 | 5 | 0
2040 | SPP_N_2_ENT | SPP_N | ENT | Internal | Summer | B6 | 300 | 9240 | 3559.24 | 82.4 | 87.4 | 5 | 0
2040 | SPP_N_2_ENT | SPP_N | ENT | Internal | Summer | B7 | 400 | 9240 | 9240 | 77.72 | 82.73 | 5 | 0.01
2040 | SPP_N_2_ENT | SPP_N | ENT | Internal | Summer | B8 | 500 | 9240 | 9240 | 68.99 | 77.51 | 5 | 3.52
2040 | SPP_N_2_ENT | SPP_N | ENT | Internal | Summer | B9 | 800 | 9240 | 9240 | 51.97 | 56.98 | 5 | 0.01
2040 | SPP_N_2_ENT | SPP_N | ENT | Internal | Summer | B10 | 1262 | 9240 | 9240 | 39.75 | 44.76 | 5 | 0.01
2040 | SPP_N_2_ENT | SPP_N | ENT | Internal | Winter | B16 | 25 | 9240 | 9240 | 40.07 | 84.3 | 5 | 39.23
2040 | SPP_N_2_ENT | SPP_N | ENT | Internal | Winter | B17 | 100 | 9240 | 9240 | 39.55 | 76.67 | 5 | 32.12
2040 | SPP_N_2_ENT | SPP_N | ENT | Internal | Winter | B18 | 400 | 9240 | 9240 | 47.55 | 65.55 | 5 | 13
2040 | SPP_N_2_ENT | SPP_N | ENT | Internal | Winter | B19 | 700 | 9240 | 9240 | 47.53 | 62.47 | 5 | 9.94
2040 | SPP_N_2_ENT | SPP_N | ENT | Internal | Winter | B20 | 935 | 9240 | 9240 | 34.79 | 45.48 | 5 | 5.69
2040 | SPP_N_2_MISO_MO-IL | SPP_N | MISO_MO-IL | Internal | Shoulder | B11 | 25 | 2263 | 1187.39 | 82.58 | 87.58 | 5 | 0
2040 | SPP_N_2_MISO_MO-IL | SPP_N | MISO_MO-IL | Internal | Shoulder | B12 | 200 | 2263 | 1609.2 | 65.79 | 70.79 | 5 | 0
2040 | SPP_N_2_MISO_MO-IL | SPP_N | MISO_MO-IL | Internal | Shoulder | B13 | 600 | 2263 | 2263 | 50.1 | 62.34 | 5 | 7.23
2040 | SPP_N_2_MISO_MO-IL | SPP_N | MISO_MO-IL | Internal | Shoulder | B14 | 900 | 2263 | 2263 | 38.52 | 52.72 | 5 | 9.2
2040 | SPP_N_2_MISO_MO-IL | SPP_N | MISO_MO-IL | Internal | Shoulder | B15 | 1203 | 2263 | 2263 | 28.67 | 46.31 | 5 | 12.64
2040 | SPP_N_2_MISO_MO-IL | SPP_N | MISO_MO-IL | Internal | Summer | B1 | 10 | 2263 | 2263 | 123.37 | 131.54 | 5 | 3.17
2040 | SPP_N_2_MISO_MO-IL | SPP_N | MISO_MO-IL | Internal | Summer | B2 | 25 | 2263 | 2263 | 120.91 | 128.37 | 5 | 2.46
2040 | SPP_N_2_MISO_MO-IL | SPP_N | MISO_MO-IL | Internal | Summer | B3 | 75 | 2263 | 1723.29 | 121.06 | 126.06 | 5 | 0
2040 | SPP_N_2_MISO_MO-IL | SPP_N | MISO_MO-IL | Internal | Summer | B4 | 100 | 2263 | 1511.68 | 120.03 | 125.03 | 5 | 0
2040 | SPP_N_2_MISO_MO-IL | SPP_N | MISO_MO-IL | Internal | Summer | B5 | 200 | 2263 | 1306.42 | 109.51 | 114.51 | 5 | 0
2040 | SPP_N_2_MISO_MO-IL | SPP_N | MISO_MO-IL | Internal | Summer | B6 | 300 | 2263 | 763.34 | 82.4 | 87.4 | 5 | 0
2040 | SPP_N_2_MISO_MO-IL | SPP_N | MISO_MO-IL | Internal | Summer | B7 | 400 | 2263 | 0 | 77.72 | 79.56 | 5 | 0
2040 | SPP_N_2_MISO_MO-IL | SPP_N | MISO_MO-IL | Internal | Summer | B8 | 500 | 2263 | 0 | 68.99 | 71.85 | 5 | 0
2040 | SPP_N_2_MISO_MO-IL | SPP_N | MISO_MO-IL | Internal | Summer | B9 | 800 | 2263 | 975.44 | 51.97 | 56.97 | 5 | 0
2040 | SPP_N_2_MISO_MO-IL | SPP_N | MISO_MO-IL | Internal | Summer | B10 | 1262 | 2263 | 1736.24 | 39.75 | 44.75 | 5 | 0
2040 | SPP_N_2_MISO_MO-IL | SPP_N | MISO_MO-IL | Internal | Winter | B16 | 25 | 2263 | 2263 | 40.07 | 84.3 | 5 | 39.23
2040 | SPP_N_2_MISO_MO-IL | SPP_N | MISO_MO-IL | Internal | Winter | B17 | 100 | 2263 | 2263 | 39.55 | 73.88 | 5 | 29.33
2040 | SPP_N_2_MISO_MO-IL | SPP_N | MISO_MO-IL | Internal | Winter | B18 | 400 | 2263 | 2263 | 47.55 | 64.02 | 5 | 11.46
2040 | SPP_N_2_MISO_MO-IL | SPP_N | MISO_MO-IL | Internal | Winter | B19 | 700 | 2263 | 2263 | 47.53 | 54.47 | 5 | 1.94
2040 | SPP_N_2_MISO_MO-IL | SPP_N | MISO_MO-IL | Internal | Winter | B20 | 935 | 2263 | 2263 | 34.79 | 45.48 | 5 | 5.69
2040 | SPP_N_2_MISO_W | SPP_N | MISO_W | Internal | Shoulder | B11 | 25 | 750 | 0 | 82.58 | 87.57 | 5 | 0
2040 | SPP_N_2_MISO_W | SPP_N | MISO_W | Internal | Shoulder | B12 | 200 | 750 | 0 | 65.79 | 70.78 | 5 | 0
2040 | SPP_N_2_MISO_W | SPP_N | MISO_W | Internal | Shoulder | B13 | 600 | 750 | 0 | 50.1 | 55.09 | 5 | 0
2040 | SPP_N_2_MISO_W | SPP_N | MISO_W | Internal | Shoulder | B14 | 900 | 750 | 750 | 38.52 | 43.67 | 5 | 0.16
2040 | SPP_N_2_MISO_W | SPP_N | MISO_W | Internal | Shoulder | B15 | 1203 | 750 | 750 | 28.67 | 39.84 | 5 | 6.17
2040 | SPP_N_2_MISO_W | SPP_N | MISO_W | Internal | Summer | B1 | 10 | 750 | 26.54 | 123.37 | 128.37 | 5 | 0
2040 | SPP_N_2_MISO_W | SPP_N | MISO_W | Internal | Summer | B2 | 25 | 750 | 0 | 120.91 | 125.89 | 5 | 0
2040 | SPP_N_2_MISO_W | SPP_N | MISO_W | Internal | Summer | B3 | 75 | 750 | 0 | 121.06 | 126.05 | 5 | 0
2040 | SPP_N_2_MISO_W | SPP_N | MISO_W | Internal | Summer | B4 | 100 | 750 | 0 | 120.03 | 125.02 | 5 | 0
2040 | SPP_N_2_MISO_W | SPP_N | MISO_W | Internal | Summer | B5 | 200 | 750 | 0 | 109.51 | 114.5 | 5 | 0
2040 | SPP_N_2_MISO_W | SPP_N | MISO_W | Internal | Summer | B6 | 300 | 750 | 0 | 82.4 | 87.39 | 5 | 0
2040 | SPP_N_2_MISO_W | SPP_N | MISO_W | Internal | Summer | B7 | 400 | 750 | 0 | 77.72 | 79.55 | 5 | 0
2040 | SPP_N_2_MISO_W | SPP_N | MISO_W | Internal | Summer | B8 | 500 | 750 | 0 | 68.99 | 71.84 | 5 | 0
2040 | SPP_N_2_MISO_W | SPP_N | MISO_W | Internal | Summer | B9 | 800 | 750 | 0 | 51.97 | 56.96 | 5 | 0
2040 | SPP_N_2_MISO_W | SPP_N | MISO_W | Internal | Summer | B10 | 1262 | 750 | 0 | 39.75 | 44.73 | 5 | 0
2040 | SPP_N_2_MISO_W | SPP_N | MISO_W | Internal | Winter | B16 | 25 | 750 | 0 | 40.07 | 44.5 | 5 | 0
2040 | SPP_N_2_MISO_W | SPP_N | MISO_W | Internal | Winter | B17 | 100 | 750 | 750 | 39.55 | 47 | 5 | 2.45
2040 | SPP_N_2_MISO_W | SPP_N | MISO_W | Internal | Winter | B18 | 400 | 750 | 0 | 47.55 | 52.54 | 5 | 0
2040 | SPP_N_2_MISO_W | SPP_N | MISO_W | Internal | Winter | B19 | 700 | 750 | 0 | 47.53 | 52.52 | 5 | 0
2040 | SPP_N_2_MISO_W | SPP_N | MISO_W | Internal | Winter | B20 | 935 | 750 | 750 | 34.79 | 39.79 | 5 | 0
2040 | SPP_N_2_NE | SPP_N | NE | Internal | Shoulder | B11 | 25 | 11328 | 0 | 82.58 | 82.57 | 0.01 | 0
2040 | SPP_N_2_NE | SPP_N | NE | Internal | Shoulder | B12 | 200 | 11328 | 0 | 65.79 | 65.78 | 0.01 | 0
2040 | SPP_N_2_NE | SPP_N | NE | Internal | Shoulder | B13 | 600 | 11328 | 0 | 50.1 | 50.09 | 0.01 | 0
2040 | SPP_N_2_NE | SPP_N | NE | Internal | Shoulder | B14 | 900 | 11328 | 0 | 38.52 | 38.5 | 0.01 | 0
2040 | SPP_N_2_NE | SPP_N | NE | Internal | Shoulder | B15 | 1203 | 11328 | 0 | 28.67 | 28.66 | 0.01 | 0
2040 | SPP_N_2_NE | SPP_N | NE | Internal | Summer | B1 | 10 | 11328 | 0 | 123.37 | 123.37 | 0.01 | 0
2040 | SPP_N_2_NE | SPP_N | NE | Internal | Summer | B2 | 25 | 11328 | 0 | 120.91 | 120.89 | 0.01 | 0
2040 | SPP_N_2_NE | SPP_N | NE | Internal | Summer | B3 | 75 | 11328 | 0 | 121.06 | 121.05 | 0.01 | 0
2040 | SPP_N_2_NE | SPP_N | NE | Internal | Summer | B4 | 100 | 11328 | 0 | 120.03 | 120.02 | 0.01 | 0
2040 | SPP_N_2_NE | SPP_N | NE | Internal | Summer | B5 | 200 | 11328 | 0 | 109.51 | 109.5 | 0.01 | 0
2040 | SPP_N_2_NE | SPP_N | NE | Internal | Summer | B6 | 300 | 11328 | 0 | 82.4 | 82.39 | 0.01 | 0
2040 | SPP_N_2_NE | SPP_N | NE | Internal | Summer | B7 | 400 | 11328 | 0 | 77.72 | 74.55 | 0.01 | 0
2040 | SPP_N_2_NE | SPP_N | NE | Internal | Summer | B8 | 500 | 11328 | 0 | 68.99 | 66.84 | 0.01 | 0
2040 | SPP_N_2_NE | SPP_N | NE | Internal | Summer | B9 | 800 | 11328 | 0 | 51.97 | 51.96 | 0.01 | 0
2040 | SPP_N_2_NE | SPP_N | NE | Internal | Summer | B10 | 1262 | 11328 | 0 | 39.75 | 39.73 | 0.01 | 0
2040 | SPP_N_2_NE | SPP_N | NE | Internal | Winter | B16 | 25 | 11328 | 0 | 40.07 | -21.15 | 0.01 | 0
2040 | SPP_N_2_NE | SPP_N | NE | Internal | Winter | B17 | 100 | 11328 | 0 | 39.55 | 39.54 | 0.01 | 0
2040 | SPP_N_2_NE | SPP_N | NE | Internal | Winter | B18 | 400 | 11328 | 0 | 47.55 | 47.54 | 0.01 | 0
2040 | SPP_N_2_NE | SPP_N | NE | Internal | Winter | B19 | 700 | 11328 | 0 | 47.53 | 47.52 | 0.01 | 0
2040 | SPP_N_2_NE | SPP_N | NE | Internal | Winter | B20 | 935 | 11328 | 0 | 34.79 | 34.78 | 0.01 | 0
2040 | SPP_N_2_SPP_S | SPP_N | SPP_S | Internal | Shoulder | B11 | 25 | 5571 | 0 | 82.58 | 82.58 | 0.01 | 0
2040 | SPP_N_2_SPP_S | SPP_N | SPP_S | Internal | Shoulder | B12 | 200 | 5571 | 0 | 65.79 | 62.16 | 0.01 | 0
2040 | SPP_N_2_SPP_S | SPP_N | SPP_S | Internal | Shoulder | B13 | 600 | 5571 | 0 | 50.1 | 50.09 | 0.01 | 0
2040 | SPP_N_2_SPP_S | SPP_N | SPP_S | Internal | Shoulder | B14 | 900 | 5571 | 0 | 38.52 | 38.5 | 0.01 | 0
2040 | SPP_N_2_SPP_S | SPP_N | SPP_S | Internal | Shoulder | B15 | 1203 | 5571 | 0 | 28.67 | 28.66 | 0.01 | 0
2040 | SPP_N_2_SPP_S | SPP_N | SPP_S | Internal | Summer | B1 | 10 | 5571 | 0 | 123.37 | 71.69 | 0.01 | 0
2040 | SPP_N_2_SPP_S | SPP_N | SPP_S | Internal | Summer | B2 | 25 | 5571 | 0 | 120.91 | 120.02 | 0.01 | 0
2040 | SPP_N_2_SPP_S | SPP_N | SPP_S | Internal | Summer | B3 | 75 | 5571 | 0 | 121.06 | 121.05 | 0.01 | 0
2040 | SPP_N_2_SPP_S | SPP_N | SPP_S | Internal | Summer | B4 | 100 | 5571 | 0 | 120.03 | 120.02 | 0.01 | 0
2040 | SPP_N_2_SPP_S | SPP_N | SPP_S | Internal | Summer | B5 | 200 | 5571 | 0 | 109.51 | 109.51 | 0.01 | 0
2040 | SPP_N_2_SPP_S | SPP_N | SPP_S | Internal | Summer | B6 | 300 | 5571 | 3424.16 | 82.4 | 82.41 | 0.01 | 0
2040 | SPP_N_2_SPP_S | SPP_N | SPP_S | Internal | Summer | B7 | 400 | 5571 | 2995.61 | 77.72 | 77.73 | 0.01 | 0
2040 | SPP_N_2_SPP_S | SPP_N | SPP_S | Internal | Summer | B8 | 500 | 5571 | 5486.21 | 68.99 | 69 | 0.01 | 0
2040 | SPP_N_2_SPP_S | SPP_N | SPP_S | Internal | Summer | B9 | 800 | 5571 | 3346.64 | 51.97 | 51.98 | 0.01 | 0
2040 | SPP_N_2_SPP_S | SPP_N | SPP_S | Internal | Summer | B10 | 1262 | 5571 | 4625.97 | 39.75 | 39.76 | 0.01 | 0
2040 | SPP_N_2_SPP_S | SPP_N | SPP_S | Internal | Winter | B16 | 25 | 5571 | 3495.73 | 40.07 | 40.08 | 0.01 | 0
2040 | SPP_N_2_SPP_S | SPP_N | SPP_S | Internal | Winter | B17 | 100 | 5571 | 3964.09 | 39.55 | 39.57 | 0.01 | 0
2040 | SPP_N_2_SPP_S | SPP_N | SPP_S | Internal | Winter | B18 | 400 | 5571 | 2645.22 | 47.55 | 47.56 | 0.01 | 0
2040 | SPP_N_2_SPP_S | SPP_N | SPP_S | Internal | Winter | B19 | 700 | 5571 | 819.16 | 47.53 | 47.54 | 0.01 | 0
2040 | SPP_N_2_SPP_S | SPP_N | SPP_S | Internal | Winter | B20 | 935 | 5571 | 485.89 | 34.79 | 34.8 | 0.01 | 0
2040 | SPP_S_2_ENT | SPP_S | ENT | Internal | Shoulder | B11 | 25 | 5132 | 1301.11 | 82.58 | 87.58 | 5 | 0
2040 | SPP_S_2_ENT | SPP_S | ENT | Internal | Shoulder | B12 | 200 | 5132 | 5132 | 62.16 | 78.79 | 5 | 11.62
2040 | SPP_S_2_ENT | SPP_S | ENT | Internal | Shoulder | B13 | 600 | 5132 | 5132 | 50.09 | 62.34 | 5 | 7.24
2040 | SPP_S_2_ENT | SPP_S | ENT | Internal | Shoulder | B14 | 900 | 5132 | 5132 | 38.5 | 60.72 | 5 | 17.21
2040 | SPP_S_2_ENT | SPP_S | ENT | Internal | Shoulder | B15 | 1203 | 5132 | 5132 | 28.66 | 46.31 | 5 | 12.65
2040 | SPP_S_2_ENT | SPP_S | ENT | Internal | Summer | B1 | 10 | 5132 | 5132 | 71.69 | 128.37 | 5 | 51.68
2040 | SPP_S_2_ENT | SPP_S | ENT | Internal | Summer | B2 | 25 | 5132 | 5132 | 120.02 | 125.91 | 5 | 0.88
2040 | SPP_S_2_ENT | SPP_S | ENT | Internal | Summer | B3 | 75 | 5132 | 4597.22 | 121.05 | 126.05 | 5 | 0
2040 | SPP_S_2_ENT | SPP_S | ENT | Internal | Summer | B4 | 100 | 5132 | 3882.2 | 120.02 | 125.02 | 5 | 0
2040 | SPP_S_2_ENT | SPP_S | ENT | Internal | Summer | B5 | 200 | 5132 | 4296.44 | 109.51 | 114.51 | 5 | 0
2040 | SPP_S_2_ENT | SPP_S | ENT | Internal | Summer | B6 | 300 | 5132 | 0 | 82.41 | 87.4 | 5 | 0
2040 | SPP_S_2_ENT | SPP_S | ENT | Internal | Summer | B7 | 400 | 5132 | 433.8 | 77.73 | 82.73 | 5 | 0
2040 | SPP_S_2_ENT | SPP_S | ENT | Internal | Summer | B8 | 500 | 5132 | 5132 | 69 | 77.51 | 5 | 3.51
2040 | SPP_S_2_ENT | SPP_S | ENT | Internal | Summer | B9 | 800 | 5132 | 4635.61 | 51.98 | 56.98 | 5 | 0
2040 | SPP_S_2_ENT | SPP_S | ENT | Internal | Summer | B10 | 1262 | 5132 | 5062.47 | 39.76 | 44.76 | 5 | 0
2040 | SPP_S_2_ENT | SPP_S | ENT | Internal | Winter | B16 | 25 | 5132 | 5132 | 40.08 | 84.3 | 5 | 39.22
2040 | SPP_S_2_ENT | SPP_S | ENT | Internal | Winter | B17 | 100 | 5132 | 5132 | 39.57 | 76.67 | 5 | 32.1
2040 | SPP_S_2_ENT | SPP_S | ENT | Internal | Winter | B18 | 400 | 5132 | 5132 | 47.56 | 65.55 | 5 | 12.99
2040 | SPP_S_2_ENT | SPP_S | ENT | Internal | Winter | B19 | 700 | 5132 | 5132 | 47.54 | 62.47 | 5 | 9.93
2040 | SPP_S_2_ENT | SPP_S | ENT | Internal | Winter | B20 | 935 | 5132 | 5132 | 34.8 | 45.48 | 5 | 5.68
2040 | SPP_S_2_SPP_N | SPP_S | SPP_N | Internal | Shoulder | B11 | 25 | 2211 | 0 | 82.58 | 82.58 | 0.01 | 0
2040 | SPP_S_2_SPP_N | SPP_S | SPP_N | Internal | Shoulder | B12 | 200 | 2211 | 2211 | 62.16 | 65.79 | 0.01 | 3.61
2040 | SPP_S_2_SPP_N | SPP_S | SPP_N | Internal | Shoulder | B13 | 600 | 2211 | 976.93 | 50.09 | 50.1 | 0.01 | 0
2040 | SPP_S_2_SPP_N | SPP_S | SPP_N | Internal | Shoulder | B14 | 900 | 2211 | 993.31 | 38.5 | 38.52 | 0.01 | 0
2040 | SPP_S_2_SPP_N | SPP_S | SPP_N | Internal | Shoulder | B15 | 1203 | 2211 | 1544.76 | 28.66 | 28.67 | 0.01 | 0
2040 | SPP_S_2_SPP_N | SPP_S | SPP_N | Internal | Summer | B1 | 10 | 2211 | 2211 | 71.69 | 123.37 | 0.01 | 51.67
2040 | SPP_S_2_SPP_N | SPP_S | SPP_N | Internal | Summer | B2 | 25 | 2211 | 2211 | 120.02 | 120.91 | 0.01 | 0.87
2040 | SPP_S_2_SPP_N | SPP_S | SPP_N | Internal | Summer | B3 | 75 | 2211 | 330.71 | 121.05 | 121.06 | 0.01 | 0
2040 | SPP_S_2_SPP_N | SPP_S | SPP_N | Internal | Summer | B4 | 100 | 2211 | 323.83 | 120.02 | 120.03 | 0.01 | 0
2040 | SPP_S_2_SPP_N | SPP_S | SPP_N | Internal | Summer | B5 | 200 | 2211 | 0 | 109.51 | 109.51 | 0.01 | 0
2040 | SPP_S_2_SPP_N | SPP_S | SPP_N | Internal | Summer | B6 | 300 | 2211 | 0 | 82.41 | 82.4 | 0.01 | 0
2040 | SPP_S_2_SPP_N | SPP_S | SPP_N | Internal | Summer | B7 | 400 | 2211 | 0 | 77.73 | 77.72 | 0.01 | 0
2040 | SPP_S_2_SPP_N | SPP_S | SPP_N | Internal | Summer | B8 | 500 | 2211 | 0 | 69 | 68.99 | 0.01 | 0
2040 | SPP_S_2_SPP_N | SPP_S | SPP_N | Internal | Summer | B9 | 800 | 2211 | 0 | 51.98 | 51.97 | 0.01 | 0
2040 | SPP_S_2_SPP_N | SPP_S | SPP_N | Internal | Summer | B10 | 1262 | 2211 | 0 | 39.76 | 39.75 | 0.01 | 0
2040 | SPP_S_2_SPP_N | SPP_S | SPP_N | Internal | Winter | B16 | 25 | 2211 | 0 | 40.08 | 40.07 | 0.01 | 0
2040 | SPP_S_2_SPP_N | SPP_S | SPP_N | Internal | Winter | B17 | 100 | 2211 | 0 | 39.57 | 39.55 | 0.01 | 0
2040 | SPP_S_2_SPP_N | SPP_S | SPP_N | Internal | Winter | B18 | 400 | 2211 | 0 | 47.56 | 47.55 | 0.01 | 0
2040 | SPP_S_2_SPP_N | SPP_S | SPP_N | Internal | Winter | B19 | 700 | 2211 | 0 | 47.54 | 47.53 | 0.01 | 0
2040 | SPP_S_2_SPP_N | SPP_S | SPP_N | Internal | Winter | B20 | 935 | 2211 | 0 | 34.8 | 34.79 | 0.01 | 0
2040 | TVA_2_ENT | TVA | ENT | Internal | Shoulder | B11 | 25 | 500 | 0 | 89.79 | 87.58 | 9 | 0
2040 | TVA_2_ENT | TVA | ENT | Internal | Shoulder | B12 | 200 | 500 | 0 | 78.34 | 78.79 | 9 | 0
2040 | TVA_2_ENT | TVA | ENT | Internal | Shoulder | B13 | 600 | 500 | 0 | 70.35 | 62.34 | 9 | 0
2040 | TVA_2_ENT | TVA | ENT | Internal | Shoulder | B14 | 900 | 500 | 0 | 70.35 | 60.72 | 9 | 0
2040 | TVA_2_ENT | TVA | ENT | Internal | Shoulder | B15 | 1203 | 500 | 0 | 54.32 | 46.31 | 9 | 0
2040 | TVA_2_ENT | TVA | ENT | Internal | Summer | B1 | 10 | 500 | 0 | 136.38 | 128.37 | 9 | 0
2040 | TVA_2_ENT | TVA | ENT | Internal | Summer | B2 | 25 | 500 | 0 | 136.38 | 125.91 | 9 | 0
2040 | TVA_2_ENT | TVA | ENT | Internal | Summer | B3 | 75 | 500 | 0 | 134.06 | 126.05 | 9 | 0
2040 | TVA_2_ENT | TVA | ENT | Internal | Summer | B4 | 100 | 500 | 0 | 131.63 | 125.02 | 9 | 0
2040 | TVA_2_ENT | TVA | ENT | Internal | Summer | B5 | 200 | 500 | 99.78 | 105.51 | 114.51 | 9 | 0
2040 | TVA_2_ENT | TVA | ENT | Internal | Summer | B6 | 300 | 500 | 0 | 84.5 | 87.4 | 9 | 0
2040 | TVA_2_ENT | TVA | ENT | Internal | Summer | B7 | 400 | 500 | 0 | 76.82 | 82.73 | 9 | 0
2040 | TVA_2_ENT | TVA | ENT | Internal | Summer | B8 | 500 | 500 | 0 | 76.82 | 77.51 | 9 | 0
2040 | TVA_2_ENT | TVA | ENT | Internal | Summer | B9 | 800 | 500 | 0 | 64.98 | 56.98 | 9 | 0
2040 | TVA_2_ENT | TVA | ENT | Internal | Summer | B10 | 1262 | 500 | 0 | 52.76 | 44.76 | 9 | 0
2040 | TVA_2_ENT | TVA | ENT | Internal | Winter | B16 | 25 | 500 | 0 | 92.31 | 84.3 | 9 | 0
2040 | TVA_2_ENT | TVA | ENT | Internal | Winter | B17 | 100 | 500 | 0 | 81.9 | 76.67 | 9 | 0
2040 | TVA_2_ENT | TVA | ENT | Internal | Winter | B18 | 400 | 500 | 0 | 73.56 | 65.55 | 9 | 0
2040 | TVA_2_ENT | TVA | ENT | Internal | Winter | B19 | 700 | 500 | 0 | 70.48 | 62.47 | 9 | 0
2040 | TVA_2_ENT | TVA | ENT | Internal | Winter | B20 | 935 | 500 | 0 | 53.49 | 45.48 | 9 | 0
2040 | TVA_2_MISO_MO-IL | TVA | MISO_MO-IL | Internal | Shoulder | B11 | 25 | 50 | 0 | 89.79 | 87.58 | 9 | 0
2040 | TVA_2_MISO_MO-IL | TVA | MISO_MO-IL | Internal | Shoulder | B12 | 200 | 50 | 0 | 78.34 | 70.79 | 9 | 0
2040 | TVA_2_MISO_MO-IL | TVA | MISO_MO-IL | Internal | Shoulder | B13 | 600 | 50 | 0 | 70.35 | 62.34 | 9 | 0
2040 | TVA_2_MISO_MO-IL | TVA | MISO_MO-IL | Internal | Shoulder | B14 | 900 | 50 | 0 | 70.35 | 52.72 | 9 | 0
2040 | TVA_2_MISO_MO-IL | TVA | MISO_MO-IL | Internal | Shoulder | B15 | 1203 | 50 | 0 | 54.32 | 46.31 | 9 | 0
2040 | TVA_2_MISO_MO-IL | TVA | MISO_MO-IL | Internal | Summer | B1 | 10 | 50 | 0 | 136.38 | 131.54 | 9 | 0
2040 | TVA_2_MISO_MO-IL | TVA | MISO_MO-IL | Internal | Summer | B2 | 25 | 50 | 0 | 136.38 | 128.37 | 9 | 0
2040 | TVA_2_MISO_MO-IL | TVA | MISO_MO-IL | Internal | Summer | B3 | 75 | 50 | 0 | 134.06 | 126.06 | 9 | 0
2040 | TVA_2_MISO_MO-IL | TVA | MISO_MO-IL | Internal | Summer | B4 | 100 | 50 | 0 | 131.63 | 125.03 | 9 | 0
2040 | TVA_2_MISO_MO-IL | TVA | MISO_MO-IL | Internal | Summer | B5 | 200 | 50 | 22.98 | 105.51 | 114.51 | 9 | 0
2040 | TVA_2_MISO_MO-IL | TVA | MISO_MO-IL | Internal | Summer | B6 | 300 | 50 | 0 | 84.5 | 87.4 | 9 | 0
2040 | TVA_2_MISO_MO-IL | TVA | MISO_MO-IL | Internal | Summer | B7 | 400 | 50 | 0 | 76.82 | 79.56 | 9 | 0
2040 | TVA_2_MISO_MO-IL | TVA | MISO_MO-IL | Internal | Summer | B8 | 500 | 50 | 0 | 76.82 | 71.85 | 9 | 0
2040 | TVA_2_MISO_MO-IL | TVA | MISO_MO-IL | Internal | Summer | B9 | 800 | 50 | 0 | 64.98 | 56.97 | 9 | 0
2040 | TVA_2_MISO_MO-IL | TVA | MISO_MO-IL | Internal | Summer | B10 | 1262 | 50 | 0 | 52.76 | 44.75 | 9 | 0
2040 | TVA_2_MISO_MO-IL | TVA | MISO_MO-IL | Internal | Winter | B16 | 25 | 50 | 0 | 92.31 | 84.3 | 9 | 0
2040 | TVA_2_MISO_MO-IL | TVA | MISO_MO-IL | Internal | Winter | B17 | 100 | 50 | 0 | 81.9 | 73.88 | 9 | 0
2040 | TVA_2_MISO_MO-IL | TVA | MISO_MO-IL | Internal | Winter | B18 | 400 | 50 | 0 | 73.56 | 64.02 | 9 | 0
2040 | TVA_2_MISO_MO-IL | TVA | MISO_MO-IL | Internal | Winter | B19 | 700 | 50 | 0 | 70.48 | 54.47 | 9 | 0
2040 | TVA_2_MISO_MO-IL | TVA | MISO_MO-IL | Internal | Winter | B20 | 935 | 50 | 0 | 53.49 | 45.48 | 9 | 0
2040 | TVA_2_NonRTO_Midwest | TVA | NonRTO_Midwest | Internal | Shoulder | B11 | 25 | 100 | 0 | 89.79 | 95.6 | 9 | 0
2040 | TVA_2_NonRTO_Midwest | TVA | NonRTO_Midwest | Internal | Shoulder | B12 | 200 | 100 | 100 | 78.34 | 89.47 | 9 | 2.13
2040 | TVA_2_NonRTO_Midwest | TVA | NonRTO_Midwest | Internal | Shoulder | B13 | 600 | 100 | 0 | 70.35 | 79.34 | 9 | 0
2040 | TVA_2_NonRTO_Midwest | TVA | NonRTO_Midwest | Internal | Shoulder | B14 | 900 | 100 | 0 | 70.35 | 79.34 | 9 | 0
2040 | TVA_2_NonRTO_Midwest | TVA | NonRTO_Midwest | Internal | Shoulder | B15 | 1203 | 100 | 0 | 54.32 | 46.31 | 9 | 0
2040 | TVA_2_NonRTO_Midwest | TVA | NonRTO_Midwest | Internal | Summer | B1 | 10 | 100 | 0 | 136.38 | 137.97 | 9 | 0
2040 | TVA_2_NonRTO_Midwest | TVA | NonRTO_Midwest | Internal | Summer | B2 | 25 | 100 | 0 | 136.38 | 137.97 | 9 | 0
2040 | TVA_2_NonRTO_Midwest | TVA | NonRTO_Midwest | Internal | Summer | B3 | 75 | 100 | 0 | 134.06 | 137.97 | 9 | 0
2040 | TVA_2_NonRTO_Midwest | TVA | NonRTO_Midwest | Internal | Summer | B4 | 100 | 100 | 0 | 131.63 | 135.61 | 9 | 0
2040 | TVA_2_NonRTO_Midwest | TVA | NonRTO_Midwest | Internal | Summer | B5 | 200 | 100 | 100 | 105.51 | 122.53 | 9 | 8.01
2040 | TVA_2_NonRTO_Midwest | TVA | NonRTO_Midwest | Internal | Summer | B6 | 300 | 100 | 100 | 84.5 | 95.41 | 9 | 1.91
2040 | TVA_2_NonRTO_Midwest | TVA | NonRTO_Midwest | Internal | Summer | B7 | 400 | 100 | 0 | 76.82 | 85.38 | 9 | 0
2040 | TVA_2_NonRTO_Midwest | TVA | NonRTO_Midwest | Internal | Summer | B8 | 500 | 100 | 0 | 76.82 | 68.8 | 9 | 0
2040 | TVA_2_NonRTO_Midwest | TVA | NonRTO_Midwest | Internal | Summer | B9 | 800 | 100 | 0 | 64.98 | 56.97 | 9 | 0
2040 | TVA_2_NonRTO_Midwest | TVA | NonRTO_Midwest | Internal | Summer | B10 | 1262 | 100 | 0 | 52.76 | 44.75 | 9 | 0
2040 | TVA_2_NonRTO_Midwest | TVA | NonRTO_Midwest | Internal | Winter | B16 | 25 | 100 | 100 | 92.31 | 103.41 | 9 | 2.1
2040 | TVA_2_NonRTO_Midwest | TVA | NonRTO_Midwest | Internal | Winter | B17 | 100 | 100 | 100 | 81.9 | 97.47 | 9 | 6.57
2040 | TVA_2_NonRTO_Midwest | TVA | NonRTO_Midwest | Internal | Winter | B18 | 400 | 100 | 21.47 | 73.56 | 82.56 | 9 | 0
2040 | TVA_2_NonRTO_Midwest | TVA | NonRTO_Midwest | Internal | Winter | B19 | 700 | 100 | 0 | 70.48 | 79.47 | 9 | 0
2040 | TVA_2_NonRTO_Midwest | TVA | NonRTO_Midwest | Internal | Winter | B20 | 935 | 100 | 0 | 53.49 | 45.85 | 9 | 0
2040 | TVA_2_PJM_ROR | TVA | PJM_ROR | Internal | Shoulder | B11 | 25 | 500 | 0 | 89.79 | 89.57 | 9 | 0
2040 | TVA_2_PJM_ROR | TVA | PJM_ROR | Internal | Shoulder | B12 | 200 | 500 | 0 | 78.34 | 81.34 | 9 | 0
2040 | TVA_2_PJM_ROR | TVA | PJM_ROR | Internal | Shoulder | B13 | 600 | 500 | 0 | 70.35 | 76.59 | 9 | 0
2040 | TVA_2_PJM_ROR | TVA | PJM_ROR | Internal | Shoulder | B14 | 900 | 500 | 0 | 70.35 | 74.22 | 9 | 0
2040 | TVA_2_PJM_ROR | TVA | PJM_ROR | Internal | Shoulder | B15 | 1203 | 500 | 0 | 54.32 | 53.7 | 9 | 0
2040 | TVA_2_PJM_ROR | TVA | PJM_ROR | Internal | Summer | B1 | 10 | 500 | 0 | 136.38 | 130.37 | 9 | 0
2040 | TVA_2_PJM_ROR | TVA | PJM_ROR | Internal | Summer | B2 | 25 | 500 | 0 | 136.38 | 130.37 | 9 | 0
2040 | TVA_2_PJM_ROR | TVA | PJM_ROR | Internal | Summer | B3 | 75 | 500 | 0 | 134.06 | 128.05 | 9 | 0
2040 | TVA_2_PJM_ROR | TVA | PJM_ROR | Internal | Summer | B4 | 100 | 500 | 0 | 131.63 | 125.62 | 9 | 0
2040 | TVA_2_PJM_ROR | TVA | PJM_ROR | Internal | Summer | B5 | 200 | 500 | 500 | 105.51 | 116.5 | 9 | 1.99
2040 | TVA_2_PJM_ROR | TVA | PJM_ROR | Internal | Summer | B6 | 300 | 500 | 0 | 84.5 | 89.39 | 9 | 0
2040 | TVA_2_PJM_ROR | TVA | PJM_ROR | Internal | Summer | B7 | 400 | 500 | 0 | 76.82 | 79.89 | 9 | 0
2040 | TVA_2_PJM_ROR | TVA | PJM_ROR | Internal | Summer | B8 | 500 | 500 | 0 | 76.82 | 73.84 | 9 | 0
2040 | TVA_2_PJM_ROR | TVA | PJM_ROR | Internal | Summer | B9 | 800 | 500 | 0 | 64.98 | 58.97 | 9 | 0
2040 | TVA_2_PJM_ROR | TVA | PJM_ROR | Internal | Summer | B10 | 1262 | 500 | 0 | 52.76 | 46.9 | 9 | 0
2040 | TVA_2_PJM_ROR | TVA | PJM_ROR | Internal | Winter | B16 | 25 | 500 | 0 | 92.31 | 93.42 | 9 | 0
2040 | TVA_2_PJM_ROR | TVA | PJM_ROR | Internal | Winter | B17 | 100 | 500 | 0 | 81.9 | 87.48 | 9 | 0
2040 | TVA_2_PJM_ROR | TVA | PJM_ROR | Internal | Winter | B18 | 400 | 500 | 0 | 73.56 | 81.01 | 9 | 0
2040 | TVA_2_PJM_ROR | TVA | PJM_ROR | Internal | Winter | B19 | 700 | 500 | 0 | 70.48 | 74.71 | 9 | 0
2040 | TVA_2_PJM_ROR | TVA | PJM_ROR | Internal | Winter | B20 | 935 | 500 | 0 | 53.49 | 52.1 | 9 | 0
2040 | TVA_2_SOCO | TVA | SOCO | Internal | Shoulder | B11 | 25 | 500 | 0 | 89.79 | 87.75 | 9 | 0
2040 | TVA_2_SOCO | TVA | SOCO | Internal | Shoulder | B12 | 200 | 500 | 0 | 78.34 | 86.79 | 9 | 0
2040 | TVA_2_SOCO | TVA | SOCO | Internal | Shoulder | B13 | 600 | 500 | 0 | 70.35 | 79.34 | 9 | 0
2040 | TVA_2_SOCO | TVA | SOCO | Internal | Shoulder | B14 | 900 | 500 | 0 | 70.35 | 79.34 | 9 | 0
2040 | TVA_2_SOCO | TVA | SOCO | Internal | Shoulder | B15 | 1203 | 500 | 0 | 54.32 | 63.31 | 9 | 0
2040 | TVA_2_SOCO | TVA | SOCO | Internal | Summer | B1 | 10 | 500 | 0 | 136.38 | 140.78 | 9 | 0
2040 | TVA_2_SOCO | TVA | SOCO | Internal | Summer | B2 | 25 | 500 | 0 | 136.38 | 140.78 | 9 | 0
2040 | TVA_2_SOCO | TVA | SOCO | Internal | Summer | B3 | 75 | 500 | 0 | 134.06 | 140.78 | 9 | 0
2040 | TVA_2_SOCO | TVA | SOCO | Internal | Summer | B4 | 100 | 500 | 0 | 131.63 | 133.02 | 9 | 0
2040 | TVA_2_SOCO | TVA | SOCO | Internal | Summer | B5 | 200 | 500 | 0 | 105.51 | 112.5 | 9 | 0
2040 | TVA_2_SOCO | TVA | SOCO | Internal | Summer | B6 | 300 | 500 | 0 | 84.5 | 85.51 | 9 | 0
2040 | TVA_2_SOCO | TVA | SOCO | Internal | Summer | B7 | 400 | 500 | 0 | 76.82 | 85.51 | 9 | 0
2040 | TVA_2_SOCO | TVA | SOCO | Internal | Summer | B8 | 500 | 500 | 0 | 76.82 | 85.51 | 9 | 0
2040 | TVA_2_SOCO | TVA | SOCO | Internal | Summer | B9 | 800 | 500 | 500 | 64.98 | 77.68 | 9 | 3.7
2040 | TVA_2_SOCO | TVA | SOCO | Internal | Summer | B10 | 1262 | 500 | 0 | 52.76 | 60.12 | 9 | 0
2040 | TVA_2_SOCO | TVA | SOCO | Internal | Winter | B16 | 25 | 500 | 0 | 92.31 | 91.4 | 9 | 0
2040 | TVA_2_SOCO | TVA | SOCO | Internal | Winter | B17 | 100 | 500 | 0 | 81.9 | 90.88 | 9 | 0
2040 | TVA_2_SOCO | TVA | SOCO | Internal | Winter | B18 | 400 | 500 | 0 | 73.56 | 82.55 | 9 | 0
2040 | TVA_2_SOCO | TVA | SOCO | Internal | Winter | B19 | 700 | 500 | 500 | 70.48 | 82.55 | 9 | 3.07
2040 | TVA_2_SOCO | TVA | SOCO | Internal | Winter | B20 | 935 | 500 | 0 | 53.49 | 60.13 | 9 | 0
2040 | TVA_2_VACAR | TVA | VACAR | Internal | Shoulder | B11 | 25 | 150 | 0 | 89.79 | 95.57 | 9 | 0
2040 | TVA_2_VACAR | TVA | VACAR | Internal | Shoulder | B12 | 200 | 150 | 69.55 | 78.34 | 87.34 | 9 | 0
2040 | TVA_2_VACAR | TVA | VACAR | Internal | Shoulder | B13 | 600 | 150 | 150 | 70.35 | 81.98 | 9 | 2.63
2040 | TVA_2_VACAR | TVA | VACAR | Internal | Shoulder | B14 | 900 | 150 | 150 | 70.35 | 79.65 | 9 | 0.3
2040 | TVA_2_VACAR | TVA | VACAR | Internal | Shoulder | B15 | 1203 | 150 | 0 | 54.32 | 59.7 | 9 | 0
2040 | TVA_2_VACAR | TVA | VACAR | Internal | Summer | B1 | 10 | 150 | 0 | 136.38 | 138.5 | 9 | 0
2040 | TVA_2_VACAR | TVA | VACAR | Internal | Summer | B2 | 25 | 150 | 0 | 136.38 | 138.5 | 9 | 0
2040 | TVA_2_VACAR | TVA | VACAR | Internal | Summer | B3 | 75 | 150 | 0 | 134.06 | 138.5 | 9 | 0
2040 | TVA_2_VACAR | TVA | VACAR | Internal | Summer | B4 | 100 | 150 | 0 | 131.63 | 134.28 | 9 | 0
2040 | TVA_2_VACAR | TVA | VACAR | Internal | Summer | B5 | 200 | 150 | 150 | 105.51 | 122.5 | 9 | 7.99
2040 | TVA_2_VACAR | TVA | VACAR | Internal | Summer | B6 | 300 | 150 | 150 | 84.5 | 95.39 | 9 | 1.89
2040 | TVA_2_VACAR | TVA | VACAR | Internal | Summer | B7 | 400 | 150 | 98.92 | 76.82 | 85.82 | 9 | 0
2040 | TVA_2_VACAR | TVA | VACAR | Internal | Summer | B8 | 500 | 150 | 0 | 76.82 | 79.84 | 9 | 0
2040 | TVA_2_VACAR | TVA | VACAR | Internal | Summer | B9 | 800 | 150 | 0 | 64.98 | 70.68 | 9 | 0
2040 | TVA_2_VACAR | TVA | VACAR | Internal | Summer | B10 | 1262 | 150 | 0 | 52.76 | 54.47 | 9 | 0
2040 | TVA_2_VACAR | TVA | VACAR | Internal | Winter | B16 | 25 | 150 | 150 | 92.31 | 101.4 | 9 | 0.09
2040 | TVA_2_VACAR | TVA | VACAR | Internal | Winter | B17 | 100 | 150 | 150 | 81.9 | 93.48 | 9 | 2.58
2040 | TVA_2_VACAR | TVA | VACAR | Internal | Winter | B18 | 400 | 150 | 150 | 73.56 | 85.26 | 9 | 2.7
2040 | TVA_2_VACAR | TVA | VACAR | Internal | Winter | B19 | 700 | 150 | 150 | 70.48 | 80.71 | 9 | 1.23
2040 | TVA_2_VACAR | TVA | VACAR | Internal | Winter | B20 | 935 | 150 | 0 | 53.49 | 58.1 | 9 | 0
2040 | TVA_Transmission_2_NonRTO_Midwest | TVA_Transmission | NonRTO_Midwest | Internal | Shoulder | B11 | 25 | 700 | 0 | 91.92 | 95.6 | 9 | 0
2040 | TVA_Transmission_2_NonRTO_Midwest | TVA_Transmission | NonRTO_Midwest | Internal | Shoulder | B12 | 200 | 700 | 700 | 78.79 | 89.47 | 9 | 1.68
2040 | TVA_Transmission_2_NonRTO_Midwest | TVA_Transmission | NonRTO_Midwest | Internal | Shoulder | B13 | 600 | 700 | 504.29 | 70.34 | 79.34 | 9 | 0
2040 | TVA_Transmission_2_NonRTO_Midwest | TVA_Transmission | NonRTO_Midwest | Internal | Shoulder | B14 | 900 | 700 | 5.54 | 70.34 | 79.34 | 9 | 0
2040 | TVA_Transmission_2_NonRTO_Midwest | TVA_Transmission | NonRTO_Midwest | Internal | Shoulder | B15 | 1203 | 700 | 0 | 54.31 | 46.31 | 9 | 0
2040 | TVA_Transmission_2_NonRTO_Midwest | TVA_Transmission | NonRTO_Midwest | Internal | Summer | B1 | 10 | 700 | 0 | 136.37 | 137.97 | 9 | 0
2040 | TVA_Transmission_2_NonRTO_Midwest | TVA_Transmission | NonRTO_Midwest | Internal | Summer | B2 | 25 | 700 | 0 | 136.37 | 137.97 | 9 | 0
2040 | TVA_Transmission_2_NonRTO_Midwest | TVA_Transmission | NonRTO_Midwest | Internal | Summer | B3 | 75 | 700 | 0 | 134.05 | 137.97 | 9 | 0
2040 | TVA_Transmission_2_NonRTO_Midwest | TVA_Transmission | NonRTO_Midwest | Internal | Summer | B4 | 100 | 700 | 0 | 131.62 | 135.61 | 9 | 0
2040 | TVA_Transmission_2_NonRTO_Midwest | TVA_Transmission | NonRTO_Midwest | Internal | Summer | B5 | 200 | 700 | 0 | 117.14 | 122.53 | 9 | 0
2040 | TVA_Transmission_2_NonRTO_Midwest | TVA_Transmission | NonRTO_Midwest | Internal | Summer | B6 | 300 | 700 | 0 | 90.58 | 95.41 | 9 | 0
2040 | TVA_Transmission_2_NonRTO_Midwest | TVA_Transmission | NonRTO_Midwest | Internal | Summer | B7 | 400 | 700 | 0 | 82.76 | 85.38 | 9 | 0
2040 | TVA_Transmission_2_NonRTO_Midwest | TVA_Transmission | NonRTO_Midwest | Internal | Summer | B8 | 500 | 700 | 0 | 76.8 | 68.8 | 9 | 0
2040 | TVA_Transmission_2_NonRTO_Midwest | TVA_Transmission | NonRTO_Midwest | Internal | Summer | B9 | 800 | 700 | 0 | 64.97 | 56.97 | 9 | 0
2040 | TVA_Transmission_2_NonRTO_Midwest | TVA_Transmission | NonRTO_Midwest | Internal | Summer | B10 | 1262 | 700 | 0 | 52.75 | 44.75 | 9 | 0
2040 | TVA_Transmission_2_NonRTO_Midwest | TVA_Transmission | NonRTO_Midwest | Internal | Winter | B16 | 25 | 700 | 700 | 92.3 | 103.41 | 9 | 2.11
2040 | TVA_Transmission_2_NonRTO_Midwest | TVA_Transmission | NonRTO_Midwest | Internal | Winter | B17 | 100 | 700 | 700 | 81.88 | 97.47 | 9 | 6.58
2040 | TVA_Transmission_2_NonRTO_Midwest | TVA_Transmission | NonRTO_Midwest | Internal | Winter | B18 | 400 | 700 | 700 | 73.55 | 82.56 | 9 | 0.01
2040 | TVA_Transmission_2_NonRTO_Midwest | TVA_Transmission | NonRTO_Midwest | Internal | Winter | B19 | 700 | 700 | 67.02 | 70.47 | 79.47 | 9 | 0
2040 | TVA_Transmission_2_NonRTO_Midwest | TVA_Transmission | NonRTO_Midwest | Internal | Winter | B20 | 935 | 700 | 0 | 53.48 | 45.85 | 9 | 0
2040 | TVA_Transmission_2_SOCO | TVA_Transmission | SOCO | Internal | Shoulder | B11 | 25 | 3200 | 0 | 91.92 | 87.75 | 9 | 0
2040 | TVA_Transmission_2_SOCO | TVA_Transmission | SOCO | Internal | Shoulder | B12 | 200 | 3200 | 0 | 78.79 | 86.79 | 9 | 0
2040 | TVA_Transmission_2_SOCO | TVA_Transmission | SOCO | Internal | Shoulder | B13 | 600 | 3200 | 1982.01 | 70.34 | 79.34 | 9 | 0
2040 | TVA_Transmission_2_SOCO | TVA_Transmission | SOCO | Internal | Shoulder | B14 | 900 | 3200 | 2478.47 | 70.34 | 79.34 | 9 | 0
2040 | TVA_Transmission_2_SOCO | TVA_Transmission | SOCO | Internal | Shoulder | B15 | 1203 | 3200 | 2947.41 | 54.31 | 63.31 | 9 | 0
2040 | TVA_Transmission_2_SOCO | TVA_Transmission | SOCO | Internal | Summer | B1 | 10 | 3200 | 0 | 136.37 | 140.78 | 9 | 0
2040 | TVA_Transmission_2_SOCO | TVA_Transmission | SOCO | Internal | Summer | B2 | 25 | 3200 | 0 | 136.37 | 140.78 | 9 | 0
2040 | TVA_Transmission_2_SOCO | TVA_Transmission | SOCO | Internal | Summer | B3 | 75 | 3200 | 0 | 134.05 | 140.78 | 9 | 0
2040 | TVA_Transmission_2_SOCO | TVA_Transmission | SOCO | Internal | Summer | B4 | 100 | 3200 | 0 | 131.62 | 133.02 | 9 | 0
2040 | TVA_Transmission_2_SOCO | TVA_Transmission | SOCO | Internal | Summer | B5 | 200 | 3200 | 0 | 117.14 | 112.5 | 9 | 0
2040 | TVA_Transmission_2_SOCO | TVA_Transmission | SOCO | Internal | Summer | B6 | 300 | 3200 | 0 | 90.58 | 85.51 | 9 | 0
2040 | TVA_Transmission_2_SOCO | TVA_Transmission | SOCO | Internal | Summer | B7 | 400 | 3200 | 0 | 82.76 | 85.51 | 9 | 0
2040 | TVA_Transmission_2_SOCO | TVA_Transmission | SOCO | Internal | Summer | B8 | 500 | 3200 | 0 | 76.8 | 85.51 | 9 | 0
2040 | TVA_Transmission_2_SOCO | TVA_Transmission | SOCO | Internal | Summer | B9 | 800 | 3200 | 3200 | 64.97 | 77.68 | 9 | 3.71
2040 | TVA_Transmission_2_SOCO | TVA_Transmission | SOCO | Internal | Summer | B10 | 1262 | 3200 | 0 | 52.75 | 60.12 | 9 | 0
2040 | TVA_Transmission_2_SOCO | TVA_Transmission | SOCO | Internal | Winter | B16 | 25 | 3200 | 0 | 92.3 | 91.4 | 9 | 0
2040 | TVA_Transmission_2_SOCO | TVA_Transmission | SOCO | Internal | Winter | B17 | 100 | 3200 | 915.96 | 81.88 | 90.88 | 9 | 0
2040 | TVA_Transmission_2_SOCO | TVA_Transmission | SOCO | Internal | Winter | B18 | 400 | 3200 | 2408.59 | 73.55 | 82.55 | 9 | 0
2040 | TVA_Transmission_2_SOCO | TVA_Transmission | SOCO | Internal | Winter | B19 | 700 | 3200 | 3200 | 70.47 | 82.55 | 9 | 3.08
2040 | TVA_Transmission_2_SOCO | TVA_Transmission | SOCO | Internal | Winter | B20 | 935 | 3200 | 0 | 53.48 | 60.13 | 9 | 0
2040 | TVA_Transmission_2_TVA | TVA_Transmission | TVA | Internal | Shoulder | B11 | 25 | 99999 | 0 | 91.92 | 89.79 | 0.01 | 0
2040 | TVA_Transmission_2_TVA | TVA_Transmission | TVA | Internal | Shoulder | B12 | 200 | 99999 | 0 | 78.79 | 78.34 | 0.01 | 0
2040 | TVA_Transmission_2_TVA | TVA_Transmission | TVA | Internal | Shoulder | B13 | 600 | 99999 | 965.06 | 70.34 | 70.35 | 0.01 | 0
2040 | TVA_Transmission_2_TVA | TVA_Transmission | TVA | Internal | Shoulder | B14 | 900 | 99999 | 2716 | 70.34 | 70.35 | 0.01 | 0
2040 | TVA_Transmission_2_TVA | TVA_Transmission | TVA | Internal | Shoulder | B15 | 1203 | 99999 | 2173.04 | 54.31 | 54.32 | 0.01 | 0
2040 | TVA_Transmission_2_TVA | TVA_Transmission | TVA | Internal | Summer | B1 | 10 | 99999 | 3826.95 | 136.37 | 136.38 | 0.01 | 0
2040 | TVA_Transmission_2_TVA | TVA_Transmission | TVA | Internal | Summer | B2 | 25 | 99999 | 2977.35 | 136.37 | 136.38 | 0.01 | 0
2040 | TVA_Transmission_2_TVA | TVA_Transmission | TVA | Internal | Summer | B3 | 75 | 99999 | 1310.33 | 134.05 | 134.06 | 0.01 | 0
2040 | TVA_Transmission_2_TVA | TVA_Transmission | TVA | Internal | Summer | B4 | 100 | 99999 | 893.33 | 131.62 | 131.63 | 0.01 | 0
2040 | TVA_Transmission_2_TVA | TVA_Transmission | TVA | Internal | Summer | B5 | 200 | 99999 | 0 | 117.14 | 105.51 | 0.01 | 0
2040 | TVA_Transmission_2_TVA | TVA_Transmission | TVA | Internal | Summer | B6 | 300 | 99999 | 0 | 90.58 | 84.5 | 0.01 | 0
2040 | TVA_Transmission_2_TVA | TVA_Transmission | TVA | Internal | Summer | B7 | 400 | 99999 | 0 | 82.76 | 76.82 | 0.01 | 0
2040 | TVA_Transmission_2_TVA | TVA_Transmission | TVA | Internal | Summer | B8 | 500 | 99999 | 439.85 | 76.8 | 76.82 | 0.01 | 0
2040 | TVA_Transmission_2_TVA | TVA_Transmission | TVA | Internal | Summer | B9 | 800 | 99999 | 1214.43 | 64.97 | 64.98 | 0.01 | 0
2040 | TVA_Transmission_2_TVA | TVA_Transmission | TVA | Internal | Summer | B10 | 1262 | 99999 | 31.94 | 52.75 | 52.76 | 0.01 | 0
2040 | TVA_Transmission_2_TVA | TVA_Transmission | TVA | Internal | Winter | B16 | 25 | 99999 | 1908.03 | 92.3 | 92.31 | 0.01 | 0
2040 | TVA_Transmission_2_TVA | TVA_Transmission | TVA | Internal | Winter | B17 | 100 | 99999 | 694.83 | 81.88 | 81.9 | 0.01 | 0
2040 | TVA_Transmission_2_TVA | TVA_Transmission | TVA | Internal | Winter | B18 | 400 | 99999 | 724.46 | 73.55 | 73.56 | 0.01 | 0
2040 | TVA_Transmission_2_TVA | TVA_Transmission | TVA | Internal | Winter | B19 | 700 | 99999 | 1754.61 | 70.47 | 70.48 | 0.01 | 0
2040 | TVA_Transmission_2_TVA | TVA_Transmission | TVA | Internal | Winter | B20 | 935 | 99999 | 1441.04 | 53.48 | 53.49 | 0.01 | 0
2040 | TVA_Transmission_2_VACAR | TVA_Transmission | VACAR | Internal | Shoulder | B11 | 25 | 900 | 0 | 91.92 | 95.57 | 9 | 0
2040 | TVA_Transmission_2_VACAR | TVA_Transmission | VACAR | Internal | Shoulder | B12 | 200 | 900 | 0 | 78.79 | 87.34 | 9 | 0
2040 | TVA_Transmission_2_VACAR | TVA_Transmission | VACAR | Internal | Shoulder | B13 | 600 | 900 | 900 | 70.34 | 81.98 | 9 | 2.64
2040 | TVA_Transmission_2_VACAR | TVA_Transmission | VACAR | Internal | Shoulder | B14 | 900 | 900 | 900 | 70.34 | 79.65 | 9 | 0.31
2040 | TVA_Transmission_2_VACAR | TVA_Transmission | VACAR | Internal | Shoulder | B15 | 1203 | 900 | 0 | 54.31 | 59.7 | 9 | 0
2040 | TVA_Transmission_2_VACAR | TVA_Transmission | VACAR | Internal | Summer | B1 | 10 | 900 | 0 | 136.37 | 138.5 | 9 | 0
2040 | TVA_Transmission_2_VACAR | TVA_Transmission | VACAR | Internal | Summer | B2 | 25 | 900 | 0 | 136.37 | 138.5 | 9 | 0
2040 | TVA_Transmission_2_VACAR | TVA_Transmission | VACAR | Internal | Summer | B3 | 75 | 900 | 0 | 134.05 | 138.5 | 9 | 0
2040 | TVA_Transmission_2_VACAR | TVA_Transmission | VACAR | Internal | Summer | B4 | 100 | 900 | 0 | 131.62 | 134.28 | 9 | 0
2040 | TVA_Transmission_2_VACAR | TVA_Transmission | VACAR | Internal | Summer | B5 | 200 | 900 | 0 | 117.14 | 122.5 | 9 | 0
2040 | TVA_Transmission_2_VACAR | TVA_Transmission | VACAR | Internal | Summer | B6 | 300 | 900 | 0 | 90.58 | 95.39 | 9 | 0
2040 | TVA_Transmission_2_VACAR | TVA_Transmission | VACAR | Internal | Summer | B7 | 400 | 900 | 0 | 82.76 | 85.82 | 9 | 0
2040 | TVA_Transmission_2_VACAR | TVA_Transmission | VACAR | Internal | Summer | B8 | 500 | 900 | 0 | 76.8 | 79.84 | 9 | 0
2040 | TVA_Transmission_2_VACAR | TVA_Transmission | VACAR | Internal | Summer | B9 | 800 | 900 | 0 | 64.97 | 70.68 | 9 | 0
2040 | TVA_Transmission_2_VACAR | TVA_Transmission | VACAR | Internal | Summer | B10 | 1262 | 900 | 0 | 52.75 | 54.47 | 9 | 0
2040 | TVA_Transmission_2_VACAR | TVA_Transmission | VACAR | Internal | Winter | B16 | 25 | 900 | 900 | 92.3 | 101.4 | 9 | 0.1
2040 | TVA_Transmission_2_VACAR | TVA_Transmission | VACAR | Internal | Winter | B17 | 100 | 900 | 900 | 81.88 | 93.48 | 9 | 2.59
2040 | TVA_Transmission_2_VACAR | TVA_Transmission | VACAR | Internal | Winter | B18 | 400 | 900 | 900 | 73.55 | 85.26 | 9 | 2.71
2040 | TVA_Transmission_2_VACAR | TVA_Transmission | VACAR | Internal | Winter | B19 | 700 | 900 | 900 | 70.47 | 80.71 | 9 | 1.24
2040 | TVA_Transmission_2_VACAR | TVA_Transmission | VACAR | Internal | Winter | B20 | 935 | 900 | 0 | 53.48 | 58.1 | 9 | 0
2040 | VACAR_2_SOCO | VACAR | SOCO | Internal | Shoulder | B11 | 25 | 3000 | 0 | 95.57 | 87.75 | 7 | 0
2040 | VACAR_2_SOCO | VACAR | SOCO | Internal | Shoulder | B12 | 200 | 3000 | 0 | 87.34 | 86.79 | 7 | 0
2040 | VACAR_2_SOCO | VACAR | SOCO | Internal | Shoulder | B13 | 600 | 3000 | 0 | 81.98 | 79.34 | 7 | 0
2040 | VACAR_2_SOCO | VACAR | SOCO | Internal | Shoulder | B14 | 900 | 3000 | 0 | 79.65 | 79.34 | 7 | 0
2040 | VACAR_2_SOCO | VACAR | SOCO | Internal | Shoulder | B15 | 1203 | 3000 | 0 | 59.7 | 63.31 | 7 | 0
2040 | VACAR_2_SOCO | VACAR | SOCO | Internal | Summer | B1 | 10 | 3000 | 0 | 138.5 | 140.78 | 7 | 0
2040 | VACAR_2_SOCO | VACAR | SOCO | Internal | Summer | B2 | 25 | 3000 | 0 | 138.5 | 140.78 | 7 | 0
2040 | VACAR_2_SOCO | VACAR | SOCO | Internal | Summer | B3 | 75 | 3000 | 0 | 138.5 | 140.78 | 7 | 0
2040 | VACAR_2_SOCO | VACAR | SOCO | Internal | Summer | B4 | 100 | 3000 | 0 | 134.28 | 133.02 | 7 | 0
2040 | VACAR_2_SOCO | VACAR | SOCO | Internal | Summer | B5 | 200 | 3000 | 0 | 122.5 | 112.5 | 7 | 0
2040 | VACAR_2_SOCO | VACAR | SOCO | Internal | Summer | B6 | 300 | 3000 | 0 | 95.39 | 85.51 | 7 | 0
2040 | VACAR_2_SOCO | VACAR | SOCO | Internal | Summer | B7 | 400 | 3000 | 0 | 85.82 | 85.51 | 7 | 0
2040 | VACAR_2_SOCO | VACAR | SOCO | Internal | Summer | B8 | 500 | 3000 | 0 | 79.84 | 85.51 | 7 | 0
2040 | VACAR_2_SOCO | VACAR | SOCO | Internal | Summer | B9 | 800 | 3000 | 1594.87 | 70.68 | 77.68 | 7 | 0
2040 | VACAR_2_SOCO | VACAR | SOCO | Internal | Summer | B10 | 1262 | 3000 | 0 | 54.47 | 60.12 | 7 | 0
2040 | VACAR_2_SOCO | VACAR | SOCO | Internal | Winter | B16 | 25 | 3000 | 0 | 101.4 | 91.4 | 7 | 0
2040 | VACAR_2_SOCO | VACAR | SOCO | Internal | Winter | B17 | 100 | 3000 | 0 | 93.48 | 90.88 | 7 | 0
2040 | VACAR_2_SOCO | VACAR | SOCO | Internal | Winter | B18 | 400 | 3000 | 0 | 85.26 | 82.55 | 7 | 0
2040 | VACAR_2_SOCO | VACAR | SOCO | Internal | Winter | B19 | 700 | 3000 | 0 | 80.71 | 82.55 | 7 | 0
2040 | VACAR_2_SOCO | VACAR | SOCO | Internal | Winter | B20 | 935 | 3000 | 0 | 58.1 | 60.13 | 7 | 0
2015 | AZ_NM_SNV_Coal_2_SPP_S | AZ_NM_SNV_Coal | SPP_S | External | Shoulder | B11 | 25 | 400 | 400 | 51.89 | 64.45 | 8.17 | 4.39
2015 | AZ_NM_SNV_Coal_2_SPP_S | AZ_NM_SNV_Coal | SPP_S | External | Shoulder | B12 | 200 | 400 | 0 | 51.89 | 52.86 | 8.17 | 0
2015 | AZ_NM_SNV_Coal_2_SPP_S | AZ_NM_SNV_Coal | SPP_S | External | Shoulder | B13 | 600 | 400 | 0 | 51.86 | 50.66 | 8.17 | 0
2015 | AZ_NM_SNV_Coal_2_SPP_S | AZ_NM_SNV_Coal | SPP_S | External | Shoulder | B14 | 900 | 400 | 0 | 51.86 | 50.54 | 8.17 | 0
2015 | AZ_NM_SNV_Coal_2_SPP_S | AZ_NM_SNV_Coal | SPP_S | External | Shoulder | B15 | 1203 | 400 | 0 | 51.84 | 47.93 | 8.17 | 0
2015 | AZ_NM_SNV_Coal_2_SPP_S | AZ_NM_SNV_Coal | SPP_S | External | Summer | B1 | 10 | 400 | 0 | 76.26 | 80.27 | 8.17 | 0
2015 | AZ_NM_SNV_Coal_2_SPP_S | AZ_NM_SNV_Coal | SPP_S | External | Summer | B2 | 25 | 400 | 0 | 76.26 | 80.27 | 8.17 | 0
2015 | AZ_NM_SNV_Coal_2_SPP_S | AZ_NM_SNV_Coal | SPP_S | External | Summer | B3 | 75 | 400 | 0 | 76.26 | 78.1 | 8.17 | 0
2015 | AZ_NM_SNV_Coal_2_SPP_S | AZ_NM_SNV_Coal | SPP_S | External | Summer | B4 | 100 | 400 | 0 | 75.88 | 71.75 | 8.17 | 0
2015 | AZ_NM_SNV_Coal_2_SPP_S | AZ_NM_SNV_Coal | SPP_S | External | Summer | B5 | 200 | 400 | 0 | 63.12 | 66.86 | 8.17 | 0
2015 | AZ_NM_SNV_Coal_2_SPP_S | AZ_NM_SNV_Coal | SPP_S | External | Summer | B6 | 300 | 400 | 0 | 55.67 | 58.56 | 8.17 | 0
2015 | AZ_NM_SNV_Coal_2_SPP_S | AZ_NM_SNV_Coal | SPP_S | External | Summer | B7 | 400 | 400 | 0 | 51.86 | 53.23 | 8.17 | 0
2015 | AZ_NM_SNV_Coal_2_SPP_S | AZ_NM_SNV_Coal | SPP_S | External | Summer | B8 | 500 | 400 | 0 | 51.86 | 50 | 8.17 | 0
2015 | AZ_NM_SNV_Coal_2_SPP_S | AZ_NM_SNV_Coal | SPP_S | External | Summer | B9 | 800 | 400 | 0 | 51.85 | 49.21 | 8.17 | 0
2015 | AZ_NM_SNV_Coal_2_SPP_S | AZ_NM_SNV_Coal | SPP_S | External | Summer | B10 | 1262 | 400 | 0 | 50.72 | 44.36 | 8.17 | 0
2015 | AZ_NM_SNV_Coal_2_SPP_S | AZ_NM_SNV_Coal | SPP_S | External | Winter | B16 | 25 | 400 | 0 | 54.35 | 55.55 | 8.17 | 0
2015 | AZ_NM_SNV_Coal_2_SPP_S | AZ_NM_SNV_Coal | SPP_S | External | Winter | B17 | 100 | 400 | 0 | 54.19 | 53.02 | 8.17 | 0
2015 | AZ_NM_SNV_Coal_2_SPP_S | AZ_NM_SNV_Coal | SPP_S | External | Winter | B18 | 400 | 400 | 0 | 54.19 | 52.9 | 8.17 | 0
2015 | AZ_NM_SNV_Coal_2_SPP_S | AZ_NM_SNV_Coal | SPP_S | External | Winter | B19 | 700 | 400 | 0 | 54.19 | 52.9 | 8.17 | 0
2015 | AZ_NM_SNV_Coal_2_SPP_S | AZ_NM_SNV_Coal | SPP_S | External | Winter | B20 | 935 | 400 | 0 | 54.17 | 45.58 | 8.17 | 0
2015 | ERCOT_2_SPP_S | ERCOT | SPP_S | External | Shoulder | B11 | 25 | 800 | 0 | 73.83 | 64.45 | 8 | 0
2015 | ERCOT_2_SPP_S | ERCOT | SPP_S | External | Shoulder | B12 | 200 | 800 | 0 | 54.99 | 52.86 | 8 | 0
2015 | ERCOT_2_SPP_S | ERCOT | SPP_S | External | Shoulder | B13 | 600 | 800 | 0 | 50.41 | 50.66 | 8 | 0
2015 | ERCOT_2_SPP_S | ERCOT | SPP_S | External | Shoulder | B14 | 900 | 800 | 0 | 50.41 | 50.54 | 8 | 0
2015 | ERCOT_2_SPP_S | ERCOT | SPP_S | External | Shoulder | B15 | 1203 | 800 | 0 | 50.41 | 47.93 | 8 | 0
2015 | ERCOT_2_SPP_S | ERCOT | SPP_S | External | Summer | B1 | 10 | 800 | 81.88 | 72.27 | 80.27 | 8 | 0
2015 | ERCOT_2_SPP_S | ERCOT | SPP_S | External | Summer | B2 | 25 | 800 | 210.96 | 72.27 | 80.27 | 8 | 0
2015 | ERCOT_2_SPP_S | ERCOT | SPP_S | External | Summer | B3 | 75 | 800 | 0 | 72.27 | 78.1 | 8 | 0
2015 | ERCOT_2_SPP_S | ERCOT | SPP_S | External | Summer | B4 | 100 | 800 | 0 | 72.27 | 71.75 | 8 | 0
2015 | ERCOT_2_SPP_S | ERCOT | SPP_S | External | Summer | B5 | 200 | 800 | 0 | 72.27 | 66.86 | 8 | 0
2015 | ERCOT_2_SPP_S | ERCOT | SPP_S | External | Summer | B6 | 300 | 800 | 0 | 63.56 | 58.56 | 8 | 0
2015 | ERCOT_2_SPP_S | ERCOT | SPP_S | External | Summer | B7 | 400 | 800 | 0 | 53.84 | 53.23 | 8 | 0
2015 | ERCOT_2_SPP_S | ERCOT | SPP_S | External | Summer | B8 | 500 | 800 | 0 | 49.36 | 50 | 8 | 0
2015 | ERCOT_2_SPP_S | ERCOT | SPP_S | External | Summer | B9 | 800 | 800 | 0 | 49.36 | 49.21 | 8 | 0
2015 | ERCOT_2_SPP_S | ERCOT | SPP_S | External | Summer | B10 | 1262 | 800 | 0 | 49.36 | 44.36 | 8 | 0
2015 | ERCOT_2_SPP_S | ERCOT | SPP_S | External | Winter | B16 | 25 | 800 | 0 | 57.4 | 55.55 | 8 | 0
2015 | ERCOT_2_SPP_S | ERCOT | SPP_S | External | Winter | B17 | 100 | 800 | 0 | 52.61 | 53.02 | 8 | 0
2015 | ERCOT_2_SPP_S | ERCOT | SPP_S | External | Winter | B18 | 400 | 800 | 0 | 52.61 | 52.9 | 8 | 0
2015 | ERCOT_2_SPP_S | ERCOT | SPP_S | External | Winter | B19 | 700 | 800 | 0 | 52.61 | 52.9 | 8 | 0
2015 | ERCOT_2_SPP_S | ERCOT | SPP_S | External | Winter | B20 | 935 | 800 | 0 | 50.58 | 45.58 | 8 | 0
2015 | MAPP_US_2_RMPA | MAPP_US | RMPA | External | Shoulder | B11 | 25 | 200 | 0 | 57.43 | 53.6 | 8 | 0
2015 | MAPP_US_2_RMPA | MAPP_US | RMPA | External | Shoulder | B12 | 200 | 200 | 0 | 45.84 | 53.6 | 8 | 0
2015 | MAPP_US_2_RMPA | MAPP_US | RMPA | External | Shoulder | B13 | 600 | 200 | 200 | 43.64 | 53.6 | 8 | 1.96
2015 | MAPP_US_2_RMPA | MAPP_US | RMPA | External | Shoulder | B14 | 900 | 200 | 200 | 43.52 | 53.6 | 8 | 2.09
2015 | MAPP_US_2_RMPA | MAPP_US | RMPA | External | Shoulder | B15 | 1203 | 200 | 200 | 40.9 | 52.9 | 8 | 4
2015 | MAPP_US_2_RMPA | MAPP_US | RMPA | External | Summer | B1 | 10 | 200 | 0 | 73.71 | 79.8 | 8 | 0
2015 | MAPP_US_2_RMPA | MAPP_US | RMPA | External | Summer | B2 | 25 | 200 | 0 | 73.42 | 79.8 | 8 | 0
2015 | MAPP_US_2_RMPA | MAPP_US | RMPA | External | Summer | B3 | 75 | 200 | 200 | 71.1 | 79.8 | 8 | 0.71
2015 | MAPP_US_2_RMPA | MAPP_US | RMPA | External | Summer | B4 | 100 | 200 | 0 | 66.24 | 67.72 | 8 | 0
2015 | MAPP_US_2_RMPA | MAPP_US | RMPA | External | Summer | B5 | 200 | 200 | 0 | 59.84 | 60 | 8 | 0
2015 | MAPP_US_2_RMPA | MAPP_US | RMPA | External | Summer | B6 | 300 | 200 | 53.16 | 51.54 | 59.54 | 8 | 0
2015 | MAPP_US_2_RMPA | MAPP_US | RMPA | External | Summer | B7 | 400 | 200 | 200 | 42.19 | 52.07 | 8 | 1.88
2015 | MAPP_US_2_RMPA | MAPP_US | RMPA | External | Summer | B8 | 500 | 200 | 200 | 42.19 | 52.07 | 8 | 1.88
2015 | MAPP_US_2_RMPA | MAPP_US | RMPA | External | Summer | B9 | 800 | 200 | 200 | 42.19 | 52.07 | 8 | 1.88
2015 | MAPP_US_2_RMPA | MAPP_US | RMPA | External | Summer | B10 | 1262 | 200 | 200 | 37.11 | 49.01 | 8 | 3.9
2015 | MAPP_US_2_RMPA | MAPP_US | RMPA | External | Winter | B16 | 25 | 200 | 200 | 48.52 | 62.33 | 8 | 5.81
2015 | MAPP_US_2_RMPA | MAPP_US | RMPA | External | Winter | B17 | 100 | 200 | 200 | 46 | 58 | 8 | 4
2015 | MAPP_US_2_RMPA | MAPP_US | RMPA | External | Winter | B18 | 400 | 200 | 200 | 45.88 | 56.52 | 8 | 2.64
2015 | MAPP_US_2_RMPA | MAPP_US | RMPA | External | Winter | B19 | 700 | 200 | 200 | 45.88 | 56.52 | 8 | 2.64
2015 | MAPP_US_2_RMPA | MAPP_US | RMPA | External | Winter | B20 | 935 | 200 | 200 | 38.56 | 48.81 | 8 | 2.25
2015 | NE_2_RMPA | NE | RMPA | External | Shoulder | B11 | 25 | 310 | 0 | 64.43 | 53.6 | 5 | 0
2015 | NE_2_RMPA | NE | RMPA | External | Shoulder | B12 | 200 | 310 | 0 | 52.84 | 53.6 | 5 | 0
2015 | NE_2_RMPA | NE | RMPA | External | Shoulder | B13 | 600 | 310 | 0 | 50.64 | 53.6 | 5 | 0
2015 | NE_2_RMPA | NE | RMPA | External | Shoulder | B14 | 900 | 310 | 0 | 50.52 | 53.6 | 5 | 0
2015 | NE_2_RMPA | NE | RMPA | External | Shoulder | B15 | 1203 | 310 | 234.69 | 47.9 | 52.9 | 5 | 0
2015 | NE_2_RMPA | NE | RMPA | External | Summer | B1 | 10 | 310 | 0 | 80.71 | 79.8 | 5 | 0
2015 | NE_2_RMPA | NE | RMPA | External | Summer | B2 | 25 | 310 | 0 | 80.42 | 79.8 | 5 | 0
2015 | NE_2_RMPA | NE | RMPA | External | Summer | B3 | 75 | 310 | 0 | 78.1 | 79.8 | 5 | 0
2015 | NE_2_RMPA | NE | RMPA | External | Summer | B4 | 100 | 310 | 0 | 73.24 | 67.72 | 5 | 0
2015 | NE_2_RMPA | NE | RMPA | External | Summer | B5 | 200 | 310 | 0 | 66.84 | 60 | 5 | 0
2015 | NE_2_RMPA | NE | RMPA | External | Summer | B6 | 300 | 310 | 0 | 58.54 | 59.54 | 5 | 0
2015 | NE_2_RMPA | NE | RMPA | External | Summer | B7 | 400 | 310 | 0 | 53.21 | 52.07 | 5 | 0
2015 | NE_2_RMPA | NE | RMPA | External | Summer | B8 | 500 | 310 | 0 | 49.97 | 52.07 | 5 | 0
2015 | NE_2_RMPA | NE | RMPA | External | Summer | B9 | 800 | 310 | 0 | 49.19 | 52.07 | 5 | 0
2015 | NE_2_RMPA | NE | RMPA | External | Summer | B10 | 1262 | 310 | 0 | 44.11 | 49.01 | 5 | 0
2015 | NE_2_RMPA | NE | RMPA | External | Winter | B16 | 25 | 310 | 310 | 55.52 | 62.33 | 5 | 1.81
2015 | NE_2_RMPA | NE | RMPA | External | Winter | B17 | 100 | 310 | 76.27 | 53 | 58 | 5 | 0
2015 | NE_2_RMPA | NE | RMPA | External | Winter | B18 | 400 | 310 | 0 | 52.88 | 56.52 | 5 | 0
2015 | NE_2_RMPA | NE | RMPA | External | Winter | B19 | 700 | 310 | 0 | 52.88 | 56.52 | 5 | 0
2015 | NE_2_RMPA | NE | RMPA | External | Winter | B20 | 935 | 310 | 0 | 45.56 | 48.81 | 5 | 0
2015 | NWPP_Coal_2_MAPP_US | NWPP_Coal | MAPP_US | External | Shoulder | B11 | 25 | 150 | 0 | 51.84 | 57.43 | 8 | 0
2015 | NWPP_Coal_2_MAPP_US | NWPP_Coal | MAPP_US | External | Shoulder | B12 | 200 | 150 | 0 | 51.84 | 45.84 | 8 | 0
2015 | NWPP_Coal_2_MAPP_US | NWPP_Coal | MAPP_US | External | Shoulder | B13 | 600 | 150 | 0 | 51.84 | 43.64 | 8 | 0
2015 | NWPP_Coal_2_MAPP_US | NWPP_Coal | MAPP_US | External | Shoulder | B14 | 900 | 150 | 0 | 51.84 | 43.52 | 8 | 0
2015 | NWPP_Coal_2_MAPP_US | NWPP_Coal | MAPP_US | External | Shoulder | B15 | 1203 | 150 | 0 | 51.84 | 40.9 | 8 | 0
2015 | NWPP_Coal_2_MAPP_US | NWPP_Coal | MAPP_US | External | Summer | B1 | 10 | 150 | 150 | 51.84 | 73.71 | 8 | 13.87
2015 | NWPP_Coal_2_MAPP_US | NWPP_Coal | MAPP_US | External | Summer | B2 | 25 | 150 | 150 | 51.84 | 73.42 | 8 | 13.58
2015 | NWPP_Coal_2_MAPP_US | NWPP_Coal | MAPP_US | External | Summer | B3 | 75 | 150 | 150 | 51.84 | 71.1 | 8 | 11.26
2015 | NWPP_Coal_2_MAPP_US | NWPP_Coal | MAPP_US | External | Summer | B4 | 100 | 150 | 150 | 51.84 | 66.24 | 8 | 6.4
2015 | NWPP_Coal_2_MAPP_US | NWPP_Coal | MAPP_US | External | Summer | B5 | 200 | 150 | 15.11 | 51.84 | 59.84 | 8 | 0
2015 | NWPP_Coal_2_MAPP_US | NWPP_Coal | MAPP_US | External | Summer | B6 | 300 | 150 | 0 | 51.84 | 51.54 | 8 | 0
2015 | NWPP_Coal_2_MAPP_US | NWPP_Coal | MAPP_US | External | Summer | B7 | 400 | 150 | 0 | 51.84 | 42.19 | 8 | 0
2015 | NWPP_Coal_2_MAPP_US | NWPP_Coal | MAPP_US | External | Summer | B8 | 500 | 150 | 0 | 51.84 | 42.19 | 8 | 0
2015 | NWPP_Coal_2_MAPP_US | NWPP_Coal | MAPP_US | External | Summer | B9 | 800 | 150 | 0 | 51.84 | 42.19 | 8 | 0
2015 | NWPP_Coal_2_MAPP_US | NWPP_Coal | MAPP_US | External | Summer | B10 | 1262 | 150 | 0 | 51.84 | 37.11 | 8 | 0
2015 | NWPP_Coal_2_MAPP_US | NWPP_Coal | MAPP_US | External | Winter | B16 | 25 | 150 | 0 | 54.17 | 48.52 | 8 | 0
2015 | NWPP_Coal_2_MAPP_US | NWPP_Coal | MAPP_US | External | Winter | B17 | 100 | 150 | 0 | 54.17 | 46 | 8 | 0
2015 | NWPP_Coal_2_MAPP_US | NWPP_Coal | MAPP_US | External | Winter | B18 | 400 | 150 | 0 | 54.17 | 45.88 | 8 | 0
2015 | NWPP_Coal_2_MAPP_US | NWPP_Coal | MAPP_US | External | Winter | B19 | 700 | 150 | 0 | 54.17 | 45.88 | 8 | 0
2015 | NWPP_Coal_2_MAPP_US | NWPP_Coal | MAPP_US | External | Winter | B20 | 935 | 150 | 0 | 54.17 | 38.56 | 8 | 0
2015 | RMPA_2_MAPP_US | RMPA | MAPP_US | External | Shoulder | B11 | 25 | 200 | 0 | 53.6 | 57.43 | 8 | 0
2015 | RMPA_2_MAPP_US | RMPA | MAPP_US | External | Shoulder | B12 | 200 | 200 | 0 | 53.6 | 45.84 | 8 | 0
2015 | RMPA_2_MAPP_US | RMPA | MAPP_US | External | Shoulder | B13 | 600 | 200 | 0 | 53.6 | 43.64 | 8 | 0
2015 | RMPA_2_MAPP_US | RMPA | MAPP_US | External | Shoulder | B14 | 900 | 200 | 0 | 53.6 | 43.52 | 8 | 0
2015 | RMPA_2_MAPP_US | RMPA | MAPP_US | External | Shoulder | B15 | 1203 | 200 | 0 | 52.9 | 40.9 | 8 | 0
2015 | RMPA_2_MAPP_US | RMPA | MAPP_US | External | Summer | B1 | 10 | 200 | 0 | 79.8 | 73.71 | 8 | 0
2015 | RMPA_2_MAPP_US | RMPA | MAPP_US | External | Summer | B2 | 25 | 200 | 0 | 79.8 | 73.42 | 8 | 0
2015 | RMPA_2_MAPP_US | RMPA | MAPP_US | External | Summer | B3 | 75 | 200 | 0 | 79.8 | 71.1 | 8 | 0
2015 | RMPA_2_MAPP_US | RMPA | MAPP_US | External | Summer | B4 | 100 | 200 | 0 | 67.72 | 66.24 | 8 | 0
2015 | RMPA_2_MAPP_US | RMPA | MAPP_US | External | Summer | B5 | 200 | 200 | 0 | 60 | 59.84 | 8 | 0
2015 | RMPA_2_MAPP_US | RMPA | MAPP_US | External | Summer | B6 | 300 | 200 | 0 | 59.54 | 51.54 | 8 | 0
2015 | RMPA_2_MAPP_US | RMPA | MAPP_US | External | Summer | B7 | 400 | 200 | 0 | 52.07 | 42.19 | 8 | 0
2015 | RMPA_2_MAPP_US | RMPA | MAPP_US | External | Summer | B8 | 500 | 200 | 0 | 52.07 | 42.19 | 8 | 0
2015 | RMPA_2_MAPP_US | RMPA | MAPP_US | External | Summer | B9 | 800 | 200 | 0 | 52.07 | 42.19 | 8 | 0
2015 | RMPA_2_MAPP_US | RMPA | MAPP_US | External | Summer | B10 | 1262 | 200 | 0 | 49.01 | 37.11 | 8 | 0
2015 | RMPA_2_MAPP_US | RMPA | MAPP_US | External | Winter | B16 | 25 | 200 | 0 | 62.33 | 48.52 | 8 | 0
2015 | RMPA_2_MAPP_US | RMPA | MAPP_US | External | Winter | B17 | 100 | 200 | 0 | 58 | 46 | 8 | 0
2015 | RMPA_2_MAPP_US | RMPA | MAPP_US | External | Winter | B18 | 400 | 200 | 0 | 56.52 | 45.88 | 8 | 0
2015 | RMPA_2_MAPP_US | RMPA | MAPP_US | External | Winter | B19 | 700 | 200 | 0 | 56.52 | 45.88 | 8 | 0
2015 | RMPA_2_MAPP_US | RMPA | MAPP_US | External | Winter | B20 | 935 | 200 | 0 | 48.81 | 38.56 | 8 | 0
2015 | RMPA_2_NE | RMPA | NE | External | Shoulder | B11 | 25 | 310 | 310 | 53.6 | 64.43 | 8 | 2.82
2015 | RMPA_2_NE | RMPA | NE | External | Shoulder | B12 | 200 | 310 | 0 | 53.6 | 52.84 | 8 | 0
2015 | RMPA_2_NE | RMPA | NE | External | Shoulder | B13 | 600 | 310 | 0 | 53.6 | 50.64 | 8 | 0
2015 | RMPA_2_NE | RMPA | NE | External | Shoulder | B14 | 900 | 310 | 0 | 53.6 | 50.52 | 8 | 0
2015 | RMPA_2_NE | RMPA | NE | External | Shoulder | B15 | 1203 | 310 | 0 | 52.9 | 47.9 | 8 | 0
2015 | RMPA_2_NE | RMPA | NE | External | Summer | B1 | 10 | 310 | 0 | 79.8 | 80.71 | 8 | 0
2015 | RMPA_2_NE | RMPA | NE | External | Summer | B2 | 25 | 310 | 0 | 79.8 | 80.42 | 8 | 0
2015 | RMPA_2_NE | RMPA | NE | External | Summer | B3 | 75 | 310 | 0 | 79.8 | 78.1 | 8 | 0
2015 | RMPA_2_NE | RMPA | NE | External | Summer | B4 | 100 | 310 | 0 | 67.72 | 73.24 | 8 | 0
2015 | RMPA_2_NE | RMPA | NE | External | Summer | B5 | 200 | 310 | 0 | 60 | 66.84 | 8 | 0
2015 | RMPA_2_NE | RMPA | NE | External | Summer | B6 | 300 | 310 | 0 | 59.54 | 58.54 | 8 | 0
2015 | RMPA_2_NE | RMPA | NE | External | Summer | B7 | 400 | 310 | 0 | 52.07 | 53.21 | 8 | 0
2015 | RMPA_2_NE | RMPA | NE | External | Summer | B8 | 500 | 310 | 0 | 52.07 | 49.97 | 8 | 0
2015 | RMPA_2_NE | RMPA | NE | External | Summer | B9 | 800 | 310 | 0 | 52.07 | 49.19 | 8 | 0
2015 | RMPA_2_NE | RMPA | NE | External | Summer | B10 | 1262 | 310 | 0 | 49.01 | 44.11 | 8 | 0
2015 | RMPA_2_NE | RMPA | NE | External | Winter | B16 | 25 | 310 | 0 | 62.33 | 55.52 | 8 | 0
2015 | RMPA_2_NE | RMPA | NE | External | Winter | B17 | 100 | 310 | 0 | 58 | 53 | 8 | 0
2015 | RMPA_2_NE | RMPA | NE | External | Winter | B18 | 400 | 310 | 0 | 56.52 | 52.88 | 8 | 0
2015 | RMPA_2_NE | RMPA | NE | External | Winter | B19 | 700 | 310 | 0 | 56.52 | 52.88 | 8 | 0
2015 | RMPA_2_NE | RMPA | NE | External | Winter | B20 | 935 | 310 | 0 | 48.81 | 45.56 | 8 | 0
2015 | RMPA_2_SPP_N | RMPA | SPP_N | External | Shoulder | B11 | 25 | 210 | 210 | 53.6 | 64.44 | 8 | 2.84
2015 | RMPA_2_SPP_N | RMPA | SPP_N | External | Shoulder | B12 | 200 | 210 | 0 | 53.6 | 52.85 | 8 | 0
2015 | RMPA_2_SPP_N | RMPA | SPP_N | External | Shoulder | B13 | 600 | 210 | 0 | 53.6 | 50.65 | 8 | 0
2015 | RMPA_2_SPP_N | RMPA | SPP_N | External | Shoulder | B14 | 900 | 210 | 0 | 53.6 | 50.53 | 8 | 0
2015 | RMPA_2_SPP_N | RMPA | SPP_N | External | Shoulder | B15 | 1203 | 210 | 0 | 52.9 | 47.92 | 8 | 0
2015 | RMPA_2_SPP_N | RMPA | SPP_N | External | Summer | B1 | 10 | 210 | 0 | 79.8 | 80.72 | 8 | 0
2015 | RMPA_2_SPP_N | RMPA | SPP_N | External | Summer | B2 | 25 | 210 | 0 | 79.8 | 80.43 | 8 | 0
2015 | RMPA_2_SPP_N | RMPA | SPP_N | External | Summer | B3 | 75 | 210 | 0 | 79.8 | 78.11 | 8 | 0
2015 | RMPA_2_SPP_N | RMPA | SPP_N | External | Summer | B4 | 100 | 210 | 0 | 67.72 | 73.25 | 8 | 0
2015 | RMPA_2_SPP_N | RMPA | SPP_N | External | Summer | B5 | 200 | 210 | 0 | 60 | 66.85 | 8 | 0
2015 | RMPA_2_SPP_N | RMPA | SPP_N | External | Summer | B6 | 300 | 210 | 0 | 59.54 | 58.55 | 8 | 0
2015 | RMPA_2_SPP_N | RMPA | SPP_N | External | Summer | B7 | 400 | 210 | 0 | 52.07 | 53.22 | 8 | 0
2015 | RMPA_2_SPP_N | RMPA | SPP_N | External | Summer | B8 | 500 | 210 | 0 | 52.07 | 49.99 | 8 | 0
2015 | RMPA_2_SPP_N | RMPA | SPP_N | External | Summer | B9 | 800 | 210 | 0 | 52.07 | 49.2 | 8 | 0
2015 | RMPA_2_SPP_N | RMPA | SPP_N | External | Summer | B10 | 1262 | 210 | 0 | 49.01 | 44.12 | 8 | 0
2015 | RMPA_2_SPP_N | RMPA | SPP_N | External | Winter | B16 | 25 | 210 | 0 | 62.33 | 55.54 | 8 | 0
2015 | RMPA_2_SPP_N | RMPA | SPP_N | External | Winter | B17 | 100 | 210 | 0 | 58 | 53.01 | 8 | 0
2015 | RMPA_2_SPP_N | RMPA | SPP_N | External | Winter | B18 | 400 | 210 | 0 | 56.52 | 52.89 | 8 | 0
2015 | RMPA_2_SPP_N | RMPA | SPP_N | External | Winter | B19 | 700 | 210 | 0 | 56.52 | 52.89 | 8 | 0
2015 | RMPA_2_SPP_N | RMPA | SPP_N | External | Winter | B20 | 935 | 210 | 0 | 48.81 | 45.57 | 8 | 0
2015 | SPP_N_2_RMPA | SPP_N | RMPA | External | Shoulder | B11 | 25 | 210 | 0 | 64.44 | 53.6 | 5 | 0
2015 | SPP_N_2_RMPA | SPP_N | RMPA | External | Shoulder | B12 | 200 | 210 | 0 | 52.85 | 53.6 | 5 | 0
2015 | SPP_N_2_RMPA | SPP_N | RMPA | External | Shoulder | B13 | 600 | 210 | 0 | 50.65 | 53.6 | 5 | 0
2015 | SPP_N_2_RMPA | SPP_N | RMPA | External | Shoulder | B14 | 900 | 210 | 0 | 50.53 | 53.6 | 5 | 0
2015 | SPP_N_2_RMPA | SPP_N | RMPA | External | Shoulder | B15 | 1203 | 210 | 0 | 47.92 | 52.9 | 5 | 0
2015 | SPP_N_2_RMPA | SPP_N | RMPA | External | Summer | B1 | 10 | 210 | 0 | 80.72 | 79.8 | 5 | 0
2015 | SPP_N_2_RMPA | SPP_N | RMPA | External | Summer | B2 | 25 | 210 | 0 | 80.43 | 79.8 | 5 | 0
2015 | SPP_N_2_RMPA | SPP_N | RMPA | External | Summer | B3 | 75 | 210 | 0 | 78.11 | 79.8 | 5 | 0
2015 | SPP_N_2_RMPA | SPP_N | RMPA | External | Summer | B4 | 100 | 210 | 0 | 73.25 | 67.72 | 5 | 0
2015 | SPP_N_2_RMPA | SPP_N | RMPA | External | Summer | B5 | 200 | 210 | 0 | 66.85 | 60 | 5 | 0
2015 | SPP_N_2_RMPA | SPP_N | RMPA | External | Summer | B6 | 300 | 210 | 0 | 58.55 | 59.54 | 5 | 0
2015 | SPP_N_2_RMPA | SPP_N | RMPA | External | Summer | B7 | 400 | 210 | 0 | 53.22 | 52.07 | 5 | 0
2015 | SPP_N_2_RMPA | SPP_N | RMPA | External | Summer | B8 | 500 | 210 | 0 | 49.99 | 52.07 | 5 | 0
2015 | SPP_N_2_RMPA | SPP_N | RMPA | External | Summer | B9 | 800 | 210 | 0 | 49.2 | 52.07 | 5 | 0
2015 | SPP_N_2_RMPA | SPP_N | RMPA | External | Summer | B10 | 1262 | 210 | 0 | 44.12 | 49.01 | 5 | 0
2015 | SPP_N_2_RMPA | SPP_N | RMPA | External | Winter | B16 | 25 | 210 | 210 | 55.54 | 62.33 | 5 | 1.8
2015 | SPP_N_2_RMPA | SPP_N | RMPA | External | Winter | B17 | 100 | 210 | 0 | 53.01 | 58 | 5 | 0
2015 | SPP_N_2_RMPA | SPP_N | RMPA | External | Winter | B18 | 400 | 210 | 0 | 52.89 | 56.52 | 5 | 0
2015 | SPP_N_2_RMPA | SPP_N | RMPA | External | Winter | B19 | 700 | 210 | 0 | 52.89 | 56.52 | 5 | 0
2015 | SPP_N_2_RMPA | SPP_N | RMPA | External | Winter | B20 | 935 | 210 | 0 | 45.57 | 48.81 | 5 | 0
2015 | SPP_S_2_ERCOT | SPP_S | ERCOT | External | Shoulder | B11 | 25 | 800 | 800 | 64.45 | 73.83 | 5 | 4.38
2015 | SPP_S_2_ERCOT | SPP_S | ERCOT | External | Shoulder | B12 | 200 | 800 | 0 | 52.86 | 54.99 | 5 | 0
2015 | SPP_S_2_ERCOT | SPP_S | ERCOT | External | Shoulder | B13 | 600 | 800 | 0 | 50.66 | 50.41 | 5 | 0
2015 | SPP_S_2_ERCOT | SPP_S | ERCOT | External | Shoulder | B14 | 900 | 800 | 0 | 50.54 | 50.41 | 5 | 0
2015 | SPP_S_2_ERCOT | SPP_S | ERCOT | External | Shoulder | B15 | 1203 | 800 | 0 | 47.93 | 50.41 | 5 | 0
2015 | SPP_S_2_ERCOT | SPP_S | ERCOT | External | Summer | B1 | 10 | 800 | 0 | 80.27 | 72.27 | 5 | 0
2015 | SPP_S_2_ERCOT | SPP_S | ERCOT | External | Summer | B2 | 25 | 800 | 0 | 80.27 | 72.27 | 5 | 0
2015 | SPP_S_2_ERCOT | SPP_S | ERCOT | External | Summer | B3 | 75 | 800 | 0 | 78.1 | 72.27 | 5 | 0
2015 | SPP_S_2_ERCOT | SPP_S | ERCOT | External | Summer | B4 | 100 | 800 | 0 | 71.75 | 72.27 | 5 | 0
2015 | SPP_S_2_ERCOT | SPP_S | ERCOT | External | Summer | B5 | 200 | 800 | 800 | 66.86 | 72.27 | 5 | 0.41
2015 | SPP_S_2_ERCOT | SPP_S | ERCOT | External | Summer | B6 | 300 | 800 | 496.06 | 58.56 | 63.56 | 5 | 0
2015 | SPP_S_2_ERCOT | SPP_S | ERCOT | External | Summer | B7 | 400 | 800 | 0 | 53.23 | 53.84 | 5 | 0
2015 | SPP_S_2_ERCOT | SPP_S | ERCOT | External | Summer | B8 | 500 | 800 | 0 | 50 | 49.36 | 5 | 0
2015 | SPP_S_2_ERCOT | SPP_S | ERCOT | External | Summer | B9 | 800 | 800 | 0 | 49.21 | 49.36 | 5 | 0
2015 | SPP_S_2_ERCOT | SPP_S | ERCOT | External | Summer | B10 | 1262 | 800 | 421.78 | 44.36 | 49.36 | 5 | 0
2015 | SPP_S_2_ERCOT | SPP_S | ERCOT | External | Winter | B16 | 25 | 800 | 0 | 55.55 | 57.4 | 5 | 0
2015 | SPP_S_2_ERCOT | SPP_S | ERCOT | External | Winter | B17 | 100 | 800 | 0 | 53.02 | 52.61 | 5 | 0
2015 | SPP_S_2_ERCOT | SPP_S | ERCOT | External | Winter | B18 | 400 | 800 | 0 | 52.9 | 52.61 | 5 | 0
2015 | SPP_S_2_ERCOT | SPP_S | ERCOT | External | Winter | B19 | 700 | 800 | 0 | 52.9 | 52.61 | 5 | 0
2015 | SPP_S_2_ERCOT | SPP_S | ERCOT | External | Winter | B20 | 935 | 800 | 763.27 | 45.58 | 50.58 | 5 | 0
2020 | AZ_NM_SNV_Coal_2_SPP_S | AZ_NM_SNV_Coal | SPP_S | External | Shoulder | B11 | 25 | 400 | 0 | 61.15 | 66.97 | 8.17 | 0
2020 | AZ_NM_SNV_Coal_2_SPP_S | AZ_NM_SNV_Coal | SPP_S | External | Shoulder | B12 | 200 | 400 | 0 | 61.15 | 56.24 | 8.17 | 0
2020 | AZ_NM_SNV_Coal_2_SPP_S | AZ_NM_SNV_Coal | SPP_S | External | Shoulder | B13 | 600 | 400 | 0 | 61.11 | 53.46 | 8.17 | 0
2020 | AZ_NM_SNV_Coal_2_SPP_S | AZ_NM_SNV_Coal | SPP_S | External | Shoulder | B14 | 900 | 400 | 0 | 61.11 | 51.42 | 8.17 | 0
2020 | AZ_NM_SNV_Coal_2_SPP_S | AZ_NM_SNV_Coal | SPP_S | External | Shoulder | B15 | 1203 | 400 | 0 | 60.84 | 47.7 | 8.17 | 0
2020 | AZ_NM_SNV_Coal_2_SPP_S | AZ_NM_SNV_Coal | SPP_S | External | Summer | B1 | 10 | 400 | 0 | 89.45 | 85.08 | 8.17 | 0
2020 | AZ_NM_SNV_Coal_2_SPP_S | AZ_NM_SNV_Coal | SPP_S | External | Summer | B2 | 25 | 400 | 0 | 89.45 | 83.25 | 8.17 | 0
2020 | AZ_NM_SNV_Coal_2_SPP_S | AZ_NM_SNV_Coal | SPP_S | External | Summer | B3 | 75 | 400 | 0 | 89.45 | 83.49 | 8.17 | 0
2020 | AZ_NM_SNV_Coal_2_SPP_S | AZ_NM_SNV_Coal | SPP_S | External | Summer | B4 | 100 | 400 | 0 | 89.45 | 80.16 | 8.17 | 0
2020 | AZ_NM_SNV_Coal_2_SPP_S | AZ_NM_SNV_Coal | SPP_S | External | Summer | B5 | 200 | 400 | 0 | 74.19 | 79.49 | 8.17 | 0
2020 | AZ_NM_SNV_Coal_2_SPP_S | AZ_NM_SNV_Coal | SPP_S | External | Summer | B6 | 300 | 400 | 0 | 65.54 | 62.97 | 8.17 | 0
2020 | AZ_NM_SNV_Coal_2_SPP_S | AZ_NM_SNV_Coal | SPP_S | External | Summer | B7 | 400 | 400 | 0 | 61.07 | 56.5 | 8.17 | 0
2020 | AZ_NM_SNV_Coal_2_SPP_S | AZ_NM_SNV_Coal | SPP_S | External | Summer | B8 | 500 | 400 | 0 | 61.07 | 54.84 | 8.17 | 0
2020 | AZ_NM_SNV_Coal_2_SPP_S | AZ_NM_SNV_Coal | SPP_S | External | Summer | B9 | 800 | 400 | 0 | 61.05 | 54.84 | 8.17 | 0
2020 | AZ_NM_SNV_Coal_2_SPP_S | AZ_NM_SNV_Coal | SPP_S | External | Summer | B10 | 1262 | 400 | 0 | 59.8 | 46.99 | 8.17 | 0
2020 | AZ_NM_SNV_Coal_2_SPP_S | AZ_NM_SNV_Coal | SPP_S | External | Winter | B16 | 25 | 400 | 0 | 63.99 | 59.13 | 8.17 | 0
2020 | AZ_NM_SNV_Coal_2_SPP_S | AZ_NM_SNV_Coal | SPP_S | External | Winter | B17 | 100 | 400 | 0 | 63.79 | 56.75 | 8.17 | 0
2020 | AZ_NM_SNV_Coal_2_SPP_S | AZ_NM_SNV_Coal | SPP_S | External | Winter | B18 | 400 | 400 | 0 | 63.79 | 55.52 | 8.17 | 0
2020 | AZ_NM_SNV_Coal_2_SPP_S | AZ_NM_SNV_Coal | SPP_S | External | Winter | B19 | 700 | 400 | 0 | 63.79 | 54.02 | 8.17 | 0
2020 | AZ_NM_SNV_Coal_2_SPP_S | AZ_NM_SNV_Coal | SPP_S | External | Winter | B20 | 935 | 400 | 0 | 60.78 | 45.44 | 8.17 | 0
2020 | ERCOT_2_SPP_S | ERCOT | SPP_S | External | Shoulder | B11 | 25 | 800 | 0 | 82.4 | 66.97 | 8 | 0
2020 | ERCOT_2_SPP_S | ERCOT | SPP_S | External | Shoulder | B12 | 200 | 800 | 0 | 58.66 | 56.24 | 8 | 0
2020 | ERCOT_2_SPP_S | ERCOT | SPP_S | External | Shoulder | B13 | 600 | 800 | 0 | 56.17 | 53.46 | 8 | 0
2020 | ERCOT_2_SPP_S | ERCOT | SPP_S | External | Shoulder | B14 | 900 | 800 | 0 | 56.17 | 51.42 | 8 | 0
2020 | ERCOT_2_SPP_S | ERCOT | SPP_S | External | Shoulder | B15 | 1203 | 800 | 0 | 56.17 | 47.7 | 8 | 0
2020 | ERCOT_2_SPP_S | ERCOT | SPP_S | External | Summer | B1 | 10 | 800 | 0 | 80.7 | 85.08 | 8 | 0
2020 | ERCOT_2_SPP_S | ERCOT | SPP_S | External | Summer | B2 | 25 | 800 | 0 | 80.7 | 83.25 | 8 | 0
2020 | ERCOT_2_SPP_S | ERCOT | SPP_S | External | Summer | B3 | 75 | 800 | 0 | 80.7 | 83.49 | 8 | 0
2020 | ERCOT_2_SPP_S | ERCOT | SPP_S | External | Summer | B4 | 100 | 800 | 0 | 80.7 | 80.16 | 8 | 0
2020 | ERCOT_2_SPP_S | ERCOT | SPP_S | External | Summer | B5 | 200 | 800 | 0 | 80.7 | 79.49 | 8 | 0
2020 | ERCOT_2_SPP_S | ERCOT | SPP_S | External | Summer | B6 | 300 | 800 | 0 | 68.05 | 62.97 | 8 | 0
2020 | ERCOT_2_SPP_S | ERCOT | SPP_S | External | Summer | B7 | 400 | 800 | 0 | 60.05 | 56.5 | 8 | 0
2020 | ERCOT_2_SPP_S | ERCOT | SPP_S | External | Summer | B8 | 500 | 800 | 0 | 55.03 | 54.84 | 8 | 0
2020 | ERCOT_2_SPP_S | ERCOT | SPP_S | External | Summer | B9 | 800 | 800 | 0 | 55.03 | 54.84 | 8 | 0
2020 | ERCOT_2_SPP_S | ERCOT | SPP_S | External | Summer | B10 | 1262 | 800 | 0 | 55.03 | 46.99 | 8 | 0
2020 | ERCOT_2_SPP_S | ERCOT | SPP_S | External | Winter | B16 | 25 | 800 | 0 | 64 | 59.13 | 8 | 0
2020 | ERCOT_2_SPP_S | ERCOT | SPP_S | External | Winter | B17 | 100 | 800 | 0 | 58.64 | 56.75 | 8 | 0
2020 | ERCOT_2_SPP_S | ERCOT | SPP_S | External | Winter | B18 | 400 | 800 | 0 | 58.64 | 55.52 | 8 | 0
2020 | ERCOT_2_SPP_S | ERCOT | SPP_S | External | Winter | B19 | 700 | 800 | 0 | 58.64 | 54.02 | 8 | 0
2020 | ERCOT_2_SPP_S | ERCOT | SPP_S | External | Winter | B20 | 935 | 800 | 0 | 53.71 | 45.44 | 8 | 0
2020 | MAPP_US_2_RMPA | MAPP_US | RMPA | External | Shoulder | B11 | 25 | 200 | 0 | 59.95 | 60.76 | 8 | 0
2020 | MAPP_US_2_RMPA | MAPP_US | RMPA | External | Shoulder | B12 | 200 | 200 | 200 | 48.75 | 60.76 | 8 | 4.01
2020 | MAPP_US_2_RMPA | MAPP_US | RMPA | External | Shoulder | B13 | 600 | 200 | 200 | 46.43 | 58.45 | 8 | 4.01
2020 | MAPP_US_2_RMPA | MAPP_US | RMPA | External | Shoulder | B14 | 900 | 200 | 200 | 45.98 | 57.67 | 8 | 3.68
2020 | MAPP_US_2_RMPA | MAPP_US | RMPA | External | Shoulder | B15 | 1203 | 200 | 200 | 42.36 | 52.93 | 8 | 2.56
2020 | MAPP_US_2_RMPA | MAPP_US | RMPA | External | Summer | B1 | 10 | 200 | 0 | 83.08 | 89.77 | 8 | 0
2020 | MAPP_US_2_RMPA | MAPP_US | RMPA | External | Summer | B2 | 25 | 200 | 0 | 81.25 | 88.25 | 8 | 0
2020 | MAPP_US_2_RMPA | MAPP_US | RMPA | External | Summer | B3 | 75 | 200 | 193.11 | 79.67 | 87.67 | 8 | 0
2020 | MAPP_US_2_RMPA | MAPP_US | RMPA | External | Summer | B4 | 100 | 200 | 0 | 77.48 | 81.28 | 8 | 0
2020 | MAPP_US_2_RMPA | MAPP_US | RMPA | External | Summer | B5 | 200 | 200 | 0 | 72.47 | 68.21 | 8 | 0
2020 | MAPP_US_2_RMPA | MAPP_US | RMPA | External | Summer | B6 | 300 | 200 | 0 | 55.95 | 58.99 | 8 | 0
2020 | MAPP_US_2_RMPA | MAPP_US | RMPA | External | Summer | B7 | 400 | 200 | 200 | 49.47 | 58.99 | 8 | 1.52
2020 | MAPP_US_2_RMPA | MAPP_US | RMPA | External | Summer | B8 | 500 | 200 | 200 | 45.4 | 57.4 | 8 | 4
2020 | MAPP_US_2_RMPA | MAPP_US | RMPA | External | Summer | B9 | 800 | 200 | 200 | 43.09 | 52.88 | 8 | 1.79
2020 | MAPP_US_2_RMPA | MAPP_US | RMPA | External | Summer | B10 | 1262 | 200 | 200 | 37.36 | 49.37 | 8 | 4.01
2020 | MAPP_US_2_RMPA | MAPP_US | RMPA | External | Winter | B16 | 25 | 200 | 200 | 55.29 | 69.6 | 8 | 6.31
2020 | MAPP_US_2_RMPA | MAPP_US | RMPA | External | Winter | B17 | 100 | 200 | 200 | 51.9 | 64.1 | 8 | 4.2
2020 | MAPP_US_2_RMPA | MAPP_US | RMPA | External | Winter | B18 | 400 | 200 | 200 | 48.49 | 60.49 | 8 | 4
2020 | MAPP_US_2_RMPA | MAPP_US | RMPA | External | Winter | B19 | 700 | 200 | 200 | 48.49 | 59.6 | 8 | 3.11
2020 | MAPP_US_2_RMPA | MAPP_US | RMPA | External | Winter | B20 | 935 | 200 | 200 | 39.64 | 50.42 | 8 | 2.78
2020 | NE_2_RMPA | NE | RMPA | External | Shoulder | B11 | 25 | 310 | 0 | 66.95 | 60.76 | 5 | 0
2020 | NE_2_RMPA | NE | RMPA | External | Shoulder | B12 | 200 | 310 | 310 | 55.75 | 60.76 | 5 | 0.01
2020 | NE_2_RMPA | NE | RMPA | External | Shoulder | B13 | 600 | 310 | 310 | 53.43 | 58.45 | 5 | 0.01
2020 | NE_2_RMPA | NE | RMPA | External | Shoulder | B14 | 900 | 310 | 310 | 51.39 | 57.67 | 5 | 1.27
2020 | NE_2_RMPA | NE | RMPA | External | Shoulder | B15 | 1203 | 310 | 310 | 47.68 | 52.93 | 5 | 0.25
2020 | NE_2_RMPA | NE | RMPA | External | Summer | B1 | 10 | 310 | 0 | 90.08 | 89.77 | 5 | 0
2020 | NE_2_RMPA | NE | RMPA | External | Summer | B2 | 25 | 310 | 137.8 | 83.25 | 88.25 | 5 | 0
2020 | NE_2_RMPA | NE | RMPA | External | Summer | B3 | 75 | 310 | 0 | 83.49 | 87.67 | 5 | 0
2020 | NE_2_RMPA | NE | RMPA | External | Summer | B4 | 100 | 310 | 0 | 80.16 | 81.28 | 5 | 0
2020 | NE_2_RMPA | NE | RMPA | External | Summer | B5 | 200 | 310 | 0 | 79.47 | 68.21 | 5 | 0
2020 | NE_2_RMPA | NE | RMPA | External | Summer | B6 | 300 | 310 | 0 | 62.95 | 58.99 | 5 | 0
2020 | NE_2_RMPA | NE | RMPA | External | Summer | B7 | 400 | 310 | 0 | 56.47 | 58.99 | 5 | 0
2020 | NE_2_RMPA | NE | RMPA | External | Summer | B8 | 500 | 310 | 197.26 | 52.4 | 57.4 | 5 | 0
2020 | NE_2_RMPA | NE | RMPA | External | Summer | B9 | 800 | 310 | 0 | 50.09 | 52.88 | 5 | 0
2020 | NE_2_RMPA | NE | RMPA | External | Summer | B10 | 1262 | 310 | 310 | 44.36 | 49.37 | 5 | 0.01
2020 | NE_2_RMPA | NE | RMPA | External | Winter | B16 | 25 | 310 | 310 | 59.11 | 69.6 | 5 | 5.49
2020 | NE_2_RMPA | NE | RMPA | External | Winter | B17 | 100 | 310 | 310 | 56.03 | 64.1 | 5 | 3.07
2020 | NE_2_RMPA | NE | RMPA | External | Winter | B18 | 400 | 310 | 214.87 | 55.49 | 60.49 | 5 | 0
2020 | NE_2_RMPA | NE | RMPA | External | Winter | B19 | 700 | 310 | 310 | 54 | 59.6 | 5 | 0.6
2020 | NE_2_RMPA | NE | RMPA | External | Winter | B20 | 935 | 310 | 266.61 | 45.42 | 50.42 | 5 | 0
2020 | NWPP_Coal_2_MAPP_US | NWPP_Coal | MAPP_US | External | Shoulder | B11 | 25 | 150 | 0 | 61.09 | 59.95 | 8 | 0
2020 | NWPP_Coal_2_MAPP_US | NWPP_Coal | MAPP_US | External | Shoulder | B12 | 200 | 150 | 0 | 61.09 | 48.75 | 8 | 0
2020 | NWPP_Coal_2_MAPP_US | NWPP_Coal | MAPP_US | External | Shoulder | B13 | 600 | 150 | 0 | 61.09 | 46.43 | 8 | 0
2020 | NWPP_Coal_2_MAPP_US | NWPP_Coal | MAPP_US | External | Shoulder | B14 | 900 | 150 | 0 | 61.09 | 45.98 | 8 | 0
2020 | NWPP_Coal_2_MAPP_US | NWPP_Coal | MAPP_US | External | Shoulder | B15 | 1203 | 150 | 0 | 61.09 | 42.36 | 8 | 0
2020 | NWPP_Coal_2_MAPP_US | NWPP_Coal | MAPP_US | External | Summer | B1 | 10 | 150 | 150 | 70.1 | 83.08 | 8 | 4.98
2020 | NWPP_Coal_2_MAPP_US | NWPP_Coal | MAPP_US | External | Summer | B2 | 25 | 150 | 150 | 63.78 | 81.25 | 8 | 9.47
2020 | NWPP_Coal_2_MAPP_US | NWPP_Coal | MAPP_US | External | Summer | B3 | 75 | 150 | 150 | 61.05 | 79.67 | 8 | 10.62
2020 | NWPP_Coal_2_MAPP_US | NWPP_Coal | MAPP_US | External | Summer | B4 | 100 | 150 | 150 | 61.05 | 77.48 | 8 | 8.44
2020 | NWPP_Coal_2_MAPP_US | NWPP_Coal | MAPP_US | External | Summer | B5 | 200 | 150 | 150 | 61.05 | 72.47 | 8 | 3.42
2020 | NWPP_Coal_2_MAPP_US | NWPP_Coal | MAPP_US | External | Summer | B6 | 300 | 150 | 0 | 61.05 | 55.95 | 8 | 0
2020 | NWPP_Coal_2_MAPP_US | NWPP_Coal | MAPP_US | External | Summer | B7 | 400 | 150 | 0 | 61.05 | 49.47 | 8 | 0
2020 | NWPP_Coal_2_MAPP_US | NWPP_Coal | MAPP_US | External | Summer | B8 | 500 | 150 | 0 | 61.05 | 45.4 | 8 | 0
2020 | NWPP_Coal_2_MAPP_US | NWPP_Coal | MAPP_US | External | Summer | B9 | 800 | 150 | 0 | 61.05 | 43.09 | 8 | 0
2020 | NWPP_Coal_2_MAPP_US | NWPP_Coal | MAPP_US | External | Summer | B10 | 1262 | 150 | 0 | 61.05 | 37.36 | 8 | 0
2020 | NWPP_Coal_2_MAPP_US | NWPP_Coal | MAPP_US | External | Winter | B16 | 25 | 150 | 0 | 63.78 | 55.29 | 8 | 0
2020 | NWPP_Coal_2_MAPP_US | NWPP_Coal | MAPP_US | External | Winter | B17 | 100 | 150 | 0 | 63.78 | 51.9 | 8 | 0
2020 | NWPP_Coal_2_MAPP_US | NWPP_Coal | MAPP_US | External | Winter | B18 | 400 | 150 | 0 | 63.78 | 48.49 | 8 | 0
2020 | NWPP_Coal_2_MAPP_US | NWPP_Coal | MAPP_US | External | Winter | B19 | 700 | 150 | 0 | 63.78 | 48.49 | 8 | 0
2020 | NWPP_Coal_2_MAPP_US | NWPP_Coal | MAPP_US | External | Winter | B20 | 935 | 150 | 0 | 63.78 | 39.64 | 8 | 0
2020 | RMPA_2_MAPP_US | RMPA | MAPP_US | External | Shoulder | B11 | 25 | 200 | 0 | 60.76 | 59.95 | 8 | 0
2020 | RMPA_2_MAPP_US | RMPA | MAPP_US | External | Shoulder | B12 | 200 | 200 | 0 | 60.76 | 48.75 | 8 | 0
2020 | RMPA_2_MAPP_US | RMPA | MAPP_US | External | Shoulder | B13 | 600 | 200 | 0 | 58.45 | 46.43 | 8 | 0
2020 | RMPA_2_MAPP_US | RMPA | MAPP_US | External | Shoulder | B14 | 900 | 200 | 0 | 57.67 | 45.98 | 8 | 0
2020 | RMPA_2_MAPP_US | RMPA | MAPP_US | External | Shoulder | B15 | 1203 | 200 | 0 | 52.93 | 42.36 | 8 | 0
2020 | RMPA_2_MAPP_US | RMPA | MAPP_US | External | Summer | B1 | 10 | 200 | 0 | 89.77 | 83.08 | 8 | 0
2020 | RMPA_2_MAPP_US | RMPA | MAPP_US | External | Summer | B2 | 25 | 200 | 0 | 88.25 | 81.25 | 8 | 0
2020 | RMPA_2_MAPP_US | RMPA | MAPP_US | External | Summer | B3 | 75 | 200 | 0 | 87.67 | 79.67 | 8 | 0
2020 | RMPA_2_MAPP_US | RMPA | MAPP_US | External | Summer | B4 | 100 | 200 | 0 | 81.28 | 77.48 | 8 | 0
2020 | RMPA_2_MAPP_US | RMPA | MAPP_US | External | Summer | B5 | 200 | 200 | 0 | 68.21 | 72.47 | 8 | 0
2020 | RMPA_2_MAPP_US | RMPA | MAPP_US | External | Summer | B6 | 300 | 200 | 0 | 58.99 | 55.95 | 8 | 0
2020 | RMPA_2_MAPP_US | RMPA | MAPP_US | External | Summer | B7 | 400 | 200 | 0 | 58.99 | 49.47 | 8 | 0
2020 | RMPA_2_MAPP_US | RMPA | MAPP_US | External | Summer | B8 | 500 | 200 | 0 | 57.4 | 45.4 | 8 | 0
2020 | RMPA_2_MAPP_US | RMPA | MAPP_US | External | Summer | B9 | 800 | 200 | 0 | 52.88 | 43.09 | 8 | 0
2020 | RMPA_2_MAPP_US | RMPA | MAPP_US | External | Summer | B10 | 1262 | 200 | 0 | 49.37 | 37.36 | 8 | 0
2020 | RMPA_2_MAPP_US | RMPA | MAPP_US | External | Winter | B16 | 25 | 200 | 0 | 69.6 | 55.29 | 8 | 0
2020 | RMPA_2_MAPP_US | RMPA | MAPP_US | External | Winter | B17 | 100 | 200 | 0 | 64.1 | 51.9 | 8 | 0
2020 | RMPA_2_MAPP_US | RMPA | MAPP_US | External | Winter | B18 | 400 | 200 | 0 | 60.49 | 48.49 | 8 | 0
2020 | RMPA_2_MAPP_US | RMPA | MAPP_US | External | Winter | B19 | 700 | 200 | 0 | 59.6 | 48.49 | 8 | 0
2020 | RMPA_2_MAPP_US | RMPA | MAPP_US | External | Winter | B20 | 935 | 200 | 0 | 50.42 | 39.64 | 8 | 0
2020 | RMPA_2_NE | RMPA | NE | External | Shoulder | B11 | 25 | 310 | 0 | 60.76 | 66.95 | 8 | 0
2020 | RMPA_2_NE | RMPA | NE | External | Shoulder | B12 | 200 | 310 | 0 | 60.76 | 55.75 | 8 | 0
2020 | RMPA_2_NE | RMPA | NE | External | Shoulder | B13 | 600 | 310 | 0 | 58.45 | 53.43 | 8 | 0
2020 | RMPA_2_NE | RMPA | NE | External | Shoulder | B14 | 900 | 310 | 0 | 57.67 | 51.39 | 8 | 0
2020 | RMPA_2_NE | RMPA | NE | External | Shoulder | B15 | 1203 | 310 | 0 | 52.93 | 47.68 | 8 | 0
2020 | RMPA_2_NE | RMPA | NE | External | Summer | B1 | 10 | 310 | 0 | 89.77 | 90.08 | 8 | 0
2020 | RMPA_2_NE | RMPA | NE | External | Summer | B2 | 25 | 310 | 0 | 88.25 | 83.25 | 8 | 0
2020 | RMPA_2_NE | RMPA | NE | External | Summer | B3 | 75 | 310 | 0 | 87.67 | 83.49 | 8 | 0
2020 | RMPA_2_NE | RMPA | NE | External | Summer | B4 | 100 | 310 | 0 | 81.28 | 80.16 | 8 | 0
2020 | RMPA_2_NE | RMPA | NE | External | Summer | B5 | 200 | 310 | 310 | 68.21 | 79.47 | 8 | 3.26
2020 | RMPA_2_NE | RMPA | NE | External | Summer | B6 | 300 | 310 | 0 | 58.99 | 62.95 | 8 | 0
2020 | RMPA_2_NE | RMPA | NE | External | Summer | B7 | 400 | 310 | 0 | 58.99 | 56.47 | 8 | 0
2020 | RMPA_2_NE | RMPA | NE | External | Summer | B8 | 500 | 310 | 0 | 57.4 | 52.4 | 8 | 0
2020 | RMPA_2_NE | RMPA | NE | External | Summer | B9 | 800 | 310 | 0 | 52.88 | 50.09 | 8 | 0
2020 | RMPA_2_NE | RMPA | NE | External | Summer | B10 | 1262 | 310 | 0 | 49.37 | 44.36 | 8 | 0
2020 | RMPA_2_NE | RMPA | NE | External | Winter | B16 | 25 | 310 | 0 | 69.6 | 59.11 | 8 | 0
2020 | RMPA_2_NE | RMPA | NE | External | Winter | B17 | 100 | 310 | 0 | 64.1 | 56.03 | 8 | 0
2020 | RMPA_2_NE | RMPA | NE | External | Winter | B18 | 400 | 310 | 0 | 60.49 | 55.49 | 8 | 0
2020 | RMPA_2_NE | RMPA | NE | External | Winter | B19 | 700 | 310 | 0 | 59.6 | 54 | 8 | 0
2020 | RMPA_2_NE | RMPA | NE | External | Winter | B20 | 935 | 310 | 0 | 50.42 | 45.42 | 8 | 0
2020 | RMPA_2_SPP_N | RMPA | SPP_N | External | Shoulder | B11 | 25 | 210 | 0 | 60.76 | 66.96 | 8 | 0
2020 | RMPA_2_SPP_N | RMPA | SPP_N | External | Shoulder | B12 | 200 | 210 | 0 | 60.76 | 55.76 | 8 | 0
2020 | RMPA_2_SPP_N | RMPA | SPP_N | External | Shoulder | B13 | 600 | 210 | 0 | 58.45 | 53.45 | 8 | 0
2020 | RMPA_2_SPP_N | RMPA | SPP_N | External | Shoulder | B14 | 900 | 210 | 0 | 57.67 | 51.4 | 8 | 0
2020 | RMPA_2_SPP_N | RMPA | SPP_N | External | Shoulder | B15 | 1203 | 210 | 0 | 52.93 | 47.69 | 8 | 0
2020 | RMPA_2_SPP_N | RMPA | SPP_N | External | Summer | B1 | 10 | 210 | 0 | 89.77 | 90.1 | 8 | 0
2020 | RMPA_2_SPP_N | RMPA | SPP_N | External | Summer | B2 | 25 | 210 | 0 | 88.25 | 83.26 | 8 | 0
2020 | RMPA_2_SPP_N | RMPA | SPP_N | External | Summer | B3 | 75 | 210 | 0 | 87.67 | 83.5 | 8 | 0
2020 | RMPA_2_SPP_N | RMPA | SPP_N | External | Summer | B4 | 100 | 210 | 0 | 81.28 | 80.18 | 8 | 0
2020 | RMPA_2_SPP_N | RMPA | SPP_N | External | Summer | B5 | 200 | 210 | 210 | 68.21 | 79.48 | 8 | 3.28
2020 | RMPA_2_SPP_N | RMPA | SPP_N | External | Summer | B6 | 300 | 210 | 0 | 58.99 | 62.96 | 8 | 0
2020 | RMPA_2_SPP_N | RMPA | SPP_N | External | Summer | B7 | 400 | 210 | 0 | 58.99 | 56.49 | 8 | 0
2020 | RMPA_2_SPP_N | RMPA | SPP_N | External | Summer | B8 | 500 | 210 | 0 | 57.4 | 52.41 | 8 | 0
2020 | RMPA_2_SPP_N | RMPA | SPP_N | External | Summer | B9 | 800 | 210 | 0 | 52.88 | 50.1 | 8 | 0
2020 | RMPA_2_SPP_N | RMPA | SPP_N | External | Summer | B10 | 1262 | 210 | 0 | 49.37 | 44.37 | 8 | 0
2020 | RMPA_2_SPP_N | RMPA | SPP_N | External | Winter | B16 | 25 | 210 | 0 | 69.6 | 59.12 | 8 | 0
2020 | RMPA_2_SPP_N | RMPA | SPP_N | External | Winter | B17 | 100 | 210 | 0 | 64.1 | 56.04 | 8 | 0
2020 | RMPA_2_SPP_N | RMPA | SPP_N | External | Winter | B18 | 400 | 210 | 0 | 60.49 | 55.51 | 8 | 0
2020 | RMPA_2_SPP_N | RMPA | SPP_N | External | Winter | B19 | 700 | 210 | 0 | 59.6 | 54.01 | 8 | 0
2020 | RMPA_2_SPP_N | RMPA | SPP_N | External | Winter | B20 | 935 | 210 | 0 | 50.42 | 45.43 | 8 | 0
2020 | SPP_N_2_RMPA | SPP_N | RMPA | External | Shoulder | B11 | 25 | 210 | 0 | 66.96 | 60.76 | 5 | 0
2020 | SPP_N_2_RMPA | SPP_N | RMPA | External | Shoulder | B12 | 200 | 210 | 23.31 | 55.76 | 60.76 | 5 | 0
2020 | SPP_N_2_RMPA | SPP_N | RMPA | External | Shoulder | B13 | 600 | 210 | 24.08 | 53.45 | 58.45 | 5 | 0
2020 | SPP_N_2_RMPA | SPP_N | RMPA | External | Shoulder | B14 | 900 | 210 | 210 | 51.4 | 57.67 | 5 | 1.26
2020 | SPP_N_2_RMPA | SPP_N | RMPA | External | Shoulder | B15 | 1203 | 210 | 210 | 47.69 | 52.93 | 5 | 0.24
2020 | SPP_N_2_RMPA | SPP_N | RMPA | External | Summer | B1 | 10 | 210 | 0 | 90.1 | 89.77 | 5 | 0
2020 | SPP_N_2_RMPA | SPP_N | RMPA | External | Summer | B2 | 25 | 210 | 0 | 83.26 | 88.25 | 5 | 0
2020 | SPP_N_2_RMPA | SPP_N | RMPA | External | Summer | B3 | 75 | 210 | 0 | 83.5 | 87.67 | 5 | 0
2020 | SPP_N_2_RMPA | SPP_N | RMPA | External | Summer | B4 | 100 | 210 | 0 | 80.18 | 81.28 | 5 | 0
2020 | SPP_N_2_RMPA | SPP_N | RMPA | External | Summer | B5 | 200 | 210 | 0 | 79.48 | 68.21 | 5 | 0
2020 | SPP_N_2_RMPA | SPP_N | RMPA | External | Summer | B6 | 300 | 210 | 0 | 62.96 | 58.99 | 5 | 0
2020 | SPP_N_2_RMPA | SPP_N | RMPA | External | Summer | B7 | 400 | 210 | 0 | 56.49 | 58.99 | 5 | 0
2020 | SPP_N_2_RMPA | SPP_N | RMPA | External | Summer | B8 | 500 | 210 | 0 | 52.41 | 57.4 | 5 | 0
2020 | SPP_N_2_RMPA | SPP_N | RMPA | External | Summer | B9 | 800 | 210 | 0 | 50.1 | 52.88 | 5 | 0
2020 | SPP_N_2_RMPA | SPP_N | RMPA | External | Summer | B10 | 1262 | 210 | 175.69 | 44.37 | 49.37 | 5 | 0
2020 | SPP_N_2_RMPA | SPP_N | RMPA | External | Winter | B16 | 25 | 210 | 210 | 59.12 | 69.6 | 5 | 5.47
2020 | SPP_N_2_RMPA | SPP_N | RMPA | External | Winter | B17 | 100 | 210 | 210 | 56.04 | 64.1 | 5 | 3.06
2020 | SPP_N_2_RMPA | SPP_N | RMPA | External | Winter | B18 | 400 | 210 | 0 | 55.51 | 60.49 | 5 | 0
2020 | SPP_N_2_RMPA | SPP_N | RMPA | External | Winter | B19 | 700 | 210 | 210 | 54.01 | 59.6 | 5 | 0.59
2020 | SPP_N_2_RMPA | SPP_N | RMPA | External | Winter | B20 | 935 | 210 | 0 | 45.43 | 50.42 | 5 | 0
2020 | SPP_S_2_ERCOT | SPP_S | ERCOT | External | Shoulder | B11 | 25 | 800 | 800 | 66.97 | 82.4 | 5 | 10.43
2020 | SPP_S_2_ERCOT | SPP_S | ERCOT | External | Shoulder | B12 | 200 | 800 | 0 | 56.24 | 58.66 | 5 | 0
2020 | SPP_S_2_ERCOT | SPP_S | ERCOT | External | Shoulder | B13 | 600 | 800 | 0 | 53.46 | 56.17 | 5 | 0
2020 | SPP_S_2_ERCOT | SPP_S | ERCOT | External | Shoulder | B14 | 900 | 800 | 0 | 51.42 | 56.17 | 5 | 0
2020 | SPP_S_2_ERCOT | SPP_S | ERCOT | External | Shoulder | B15 | 1203 | 800 | 800 | 47.7 | 56.17 | 5 | 3.47
2020 | SPP_S_2_ERCOT | SPP_S | ERCOT | External | Summer | B1 | 10 | 800 | 0 | 85.08 | 80.7 | 5 | 0
2020 | SPP_S_2_ERCOT | SPP_S | ERCOT | External | Summer | B2 | 25 | 800 | 0 | 83.25 | 80.7 | 5 | 0
2020 | SPP_S_2_ERCOT | SPP_S | ERCOT | External | Summer | B3 | 75 | 800 | 0 | 83.49 | 80.7 | 5 | 0
2020 | SPP_S_2_ERCOT | SPP_S | ERCOT | External | Summer | B4 | 100 | 800 | 0 | 80.16 | 80.7 | 5 | 0
2020 | SPP_S_2_ERCOT | SPP_S | ERCOT | External | Summer | B5 | 200 | 800 | 0 | 79.49 | 80.7 | 5 | 0
2020 | SPP_S_2_ERCOT | SPP_S | ERCOT | External | Summer | B6 | 300 | 800 | 800 | 62.97 | 68.05 | 5 | 0.08
2020 | SPP_S_2_ERCOT | SPP_S | ERCOT | External | Summer | B7 | 400 | 800 | 0 | 56.5 | 60.05 | 5 | 0
2020 | SPP_S_2_ERCOT | SPP_S | ERCOT | External | Summer | B8 | 500 | 800 | 0 | 54.84 | 55.03 | 5 | 0
2020 | SPP_S_2_ERCOT | SPP_S | ERCOT | External | Summer | B9 | 800 | 800 | 0 | 54.84 | 55.03 | 5 | 0
2020 | SPP_S_2_ERCOT | SPP_S | ERCOT | External | Summer | B10 | 1262 | 800 | 800 | 46.99 | 55.03 | 5 | 3.04
2020 | SPP_S_2_ERCOT | SPP_S | ERCOT | External | Winter | B16 | 25 | 800 | 0 | 59.13 | 64 | 5 | 0
2020 | SPP_S_2_ERCOT | SPP_S | ERCOT | External | Winter | B17 | 100 | 800 | 0 | 56.75 | 58.64 | 5 | 0
2020 | SPP_S_2_ERCOT | SPP_S | ERCOT | External | Winter | B18 | 400 | 800 | 0 | 55.52 | 58.64 | 5 | 0
2020 | SPP_S_2_ERCOT | SPP_S | ERCOT | External | Winter | B19 | 700 | 800 | 0 | 54.02 | 58.64 | 5 | 0
2020 | SPP_S_2_ERCOT | SPP_S | ERCOT | External | Winter | B20 | 935 | 800 | 800 | 45.44 | 53.71 | 5 | 3.27
2025 | AZ_NM_SNV_Coal_2_SPP_S | AZ_NM_SNV_Coal | SPP_S | External | Shoulder | B11 | 25 | 400 | 0 | 68.15 | 64.84 | 8.17 | 0
2025 | AZ_NM_SNV_Coal_2_SPP_S | AZ_NM_SNV_Coal | SPP_S | External | Shoulder | B12 | 200 | 400 | 0 | 68.14 | 57.18 | 8.17 | 0
2025 | AZ_NM_SNV_Coal_2_SPP_S | AZ_NM_SNV_Coal | SPP_S | External | Shoulder | B13 | 600 | 400 | 0 | 68.11 | 56.39 | 8.17 | 0
2025 | AZ_NM_SNV_Coal_2_SPP_S | AZ_NM_SNV_Coal | SPP_S | External | Shoulder | B14 | 900 | 400 | 0 | 68.11 | 50.13 | 8.17 | 0
2025 | AZ_NM_SNV_Coal_2_SPP_S | AZ_NM_SNV_Coal | SPP_S | External | Shoulder | B15 | 1203 | 400 | 0 | 66.82 | 39.25 | 8.17 | 0
2025 | AZ_NM_SNV_Coal_2_SPP_S | AZ_NM_SNV_Coal | SPP_S | External | Summer | B1 | 10 | 400 | 0 | 106.4 | 63.43 | 8.17 | 0
2025 | AZ_NM_SNV_Coal_2_SPP_S | AZ_NM_SNV_Coal | SPP_S | External | Summer | B2 | 25 | 400 | 0 | 103.99 | 91.91 | 8.17 | 0
2025 | AZ_NM_SNV_Coal_2_SPP_S | AZ_NM_SNV_Coal | SPP_S | External | Summer | B3 | 75 | 400 | 0 | 91.79 | 93.46 | 8.17 | 0
2025 | AZ_NM_SNV_Coal_2_SPP_S | AZ_NM_SNV_Coal | SPP_S | External | Summer | B4 | 100 | 400 | 400 | 79.63 | 91.91 | 8.17 | 4.12
2025 | AZ_NM_SNV_Coal_2_SPP_S | AZ_NM_SNV_Coal | SPP_S | External | Summer | B5 | 200 | 400 | 0 | 74.66 | 73.15 | 8.17 | 0
2025 | AZ_NM_SNV_Coal_2_SPP_S | AZ_NM_SNV_Coal | SPP_S | External | Summer | B6 | 300 | 400 | 0 | 71.49 | 63.43 | 8.17 | 0
2025 | AZ_NM_SNV_Coal_2_SPP_S | AZ_NM_SNV_Coal | SPP_S | External | Summer | B7 | 400 | 400 | 0 | 71.47 | 61.29 | 8.17 | 0
2025 | AZ_NM_SNV_Coal_2_SPP_S | AZ_NM_SNV_Coal | SPP_S | External | Summer | B8 | 500 | 400 | 0 | 71.47 | 58.61 | 8.17 | 0
2025 | AZ_NM_SNV_Coal_2_SPP_S | AZ_NM_SNV_Coal | SPP_S | External | Summer | B9 | 800 | 400 | 0 | 71.45 | 51.93 | 8.17 | 0
2025 | AZ_NM_SNV_Coal_2_SPP_S | AZ_NM_SNV_Coal | SPP_S | External | Summer | B10 | 1262 | 400 | 0 | 65.01 | 38.24 | 8.17 | 0
2025 | AZ_NM_SNV_Coal_2_SPP_S | AZ_NM_SNV_Coal | SPP_S | External | Winter | B16 | 25 | 400 | 0 | 70.47 | 62.89 | 8.17 | 0
2025 | AZ_NM_SNV_Coal_2_SPP_S | AZ_NM_SNV_Coal | SPP_S | External | Winter | B17 | 100 | 400 | 0 | 70.45 | 58.97 | 8.17 | 0
2025 | AZ_NM_SNV_Coal_2_SPP_S | AZ_NM_SNV_Coal | SPP_S | External | Winter | B18 | 400 | 400 | 0 | 70.29 | 56.79 | 8.17 | 0
2025 | AZ_NM_SNV_Coal_2_SPP_S | AZ_NM_SNV_Coal | SPP_S | External | Winter | B19 | 700 | 400 | 0 | 70.29 | 52.7 | 8.17 | 0
2025 | AZ_NM_SNV_Coal_2_SPP_S | AZ_NM_SNV_Coal | SPP_S | External | Winter | B20 | 935 | 400 | 0 | 64.02 | 39.07 | 8.17 | 0
2025 | ERCOT_2_SPP_S | ERCOT | SPP_S | External | Shoulder | B11 | 25 | 800 | 0 | 95.17 | 64.84 | 8 | 0
2025 | ERCOT_2_SPP_S | ERCOT | SPP_S | External | Shoulder | B12 | 200 | 800 | 0 | 64.76 | 57.18 | 8 | 0
2025 | ERCOT_2_SPP_S | ERCOT | SPP_S | External | Shoulder | B13 | 600 | 800 | 0 | 64.76 | 56.39 | 8 | 0
2025 | ERCOT_2_SPP_S | ERCOT | SPP_S | External | Shoulder | B14 | 900 | 800 | 0 | 64.76 | 50.13 | 8 | 0
2025 | ERCOT_2_SPP_S | ERCOT | SPP_S | External | Shoulder | B15 | 1203 | 800 | 0 | 48.4 | 39.25 | 8 | 0
2025 | ERCOT_2_SPP_S | ERCOT | SPP_S | External | Summer | B1 | 10 | 800 | 0 | 101.7 | 63.43 | 8 | 0
2025 | ERCOT_2_SPP_S | ERCOT | SPP_S | External | Summer | B2 | 25 | 800 | 0 | 93.3 | 91.91 | 8 | 0
2025 | ERCOT_2_SPP_S | ERCOT | SPP_S | External | Summer | B3 | 75 | 800 | 0 | 93.3 | 93.46 | 8 | 0
2025 | ERCOT_2_SPP_S | ERCOT | SPP_S | External | Summer | B4 | 100 | 800 | 0 | 93.3 | 91.91 | 8 | 0
2025 | ERCOT_2_SPP_S | ERCOT | SPP_S | External | Summer | B5 | 200 | 800 | 0 | 93.3 | 73.15 | 8 | 0
2025 | ERCOT_2_SPP_S | ERCOT | SPP_S | External | Summer | B6 | 300 | 800 | 0 | 69.33 | 63.43 | 8 | 0
2025 | ERCOT_2_SPP_S | ERCOT | SPP_S | External | Summer | B7 | 400 | 800 | 0 | 66.29 | 61.29 | 8 | 0
2025 | ERCOT_2_SPP_S | ERCOT | SPP_S | External | Summer | B8 | 500 | 800 | 0 | 63.5 | 58.61 | 8 | 0
2025 | ERCOT_2_SPP_S | ERCOT | SPP_S | External | Summer | B9 | 800 | 800 | 0 | 63.5 | 51.93 | 8 | 0
2025 | ERCOT_2_SPP_S | ERCOT | SPP_S | External | Summer | B10 | 1262 | 800 | 0 | 63.5 | 38.24 | 8 | 0
2025 | ERCOT_2_SPP_S | ERCOT | SPP_S | External | Winter | B16 | 25 | 800 | 0 | 67.47 | 62.89 | 8 | 0
2025 | ERCOT_2_SPP_S | ERCOT | SPP_S | External | Winter | B17 | 100 | 800 | 0 | 67.47 | 58.97 | 8 | 0
2025 | ERCOT_2_SPP_S | ERCOT | SPP_S | External | Winter | B18 | 400 | 800 | 0 | 67.47 | 56.79 | 8 | 0
2025 | ERCOT_2_SPP_S | ERCOT | SPP_S | External | Winter | B19 | 700 | 800 | 0 | 67.47 | 52.7 | 8 | 0
2025 | ERCOT_2_SPP_S | ERCOT | SPP_S | External | Winter | B20 | 935 | 800 | 0 | 46.27 | 39.07 | 8 | 0
2025 | MAPP_US_2_RMPA | MAPP_US | RMPA | External | Shoulder | B11 | 25 | 200 | 0 | 60.9 | 59.99 | 8 | 0
2025 | MAPP_US_2_RMPA | MAPP_US | RMPA | External | Shoulder | B12 | 200 | 200 | 0 | 55.17 | 59.97 | 8 | 0
2025 | MAPP_US_2_RMPA | MAPP_US | RMPA | External | Shoulder | B13 | 600 | 200 | 0 | 54.38 | 59.96 | 8 | 0
2025 | MAPP_US_2_RMPA | MAPP_US | RMPA | External | Shoulder | B14 | 900 | 200 | 200 | 49.53 | 59.95 | 8 | 2.42
2025 | MAPP_US_2_RMPA | MAPP_US | RMPA | External | Shoulder | B15 | 1203 | 200 | 0 | 37.25 | 44.26 | 8 | 0
2025 | MAPP_US_2_RMPA | MAPP_US | RMPA | External | Summer | B1 | 10 | 200 | 0 | 97.22 | 103.44 | 8 | 0
2025 | MAPP_US_2_RMPA | MAPP_US | RMPA | External | Summer | B2 | 25 | 200 | 0 | 92.58 | 95.82 | 8 | 0
2025 | MAPP_US_2_RMPA | MAPP_US | RMPA | External | Summer | B3 | 75 | 200 | 0 | 92.38 | 86.38 | 8 | 0
2025 | MAPP_US_2_RMPA | MAPP_US | RMPA | External | Summer | B4 | 100 | 200 | 0 | 89.91 | 79.63 | 8 | 0
2025 | MAPP_US_2_RMPA | MAPP_US | RMPA | External | Summer | B5 | 200 | 200 | 0 | 66.14 | 68.49 | 8 | 0
2025 | MAPP_US_2_RMPA | MAPP_US | RMPA | External | Summer | B6 | 300 | 200 | 0 | 56.41 | 63.32 | 8 | 0
2025 | MAPP_US_2_RMPA | MAPP_US | RMPA | External | Summer | B7 | 400 | 200 | 200 | 54.27 | 63.3 | 8 | 1.03
2025 | MAPP_US_2_RMPA | MAPP_US | RMPA | External | Summer | B8 | 500 | 200 | 200 | 48.59 | 63.3 | 8 | 6.71
2025 | MAPP_US_2_RMPA | MAPP_US | RMPA | External | Summer | B9 | 800 | 200 | 0 | 42.93 | 45.69 | 8 | 0
2025 | MAPP_US_2_RMPA | MAPP_US | RMPA | External | Summer | B10 | 1262 | 200 | 0 | 34.51 | 41.51 | 8 | 0
2025 | MAPP_US_2_RMPA | MAPP_US | RMPA | External | Winter | B16 | 25 | 200 | 200 | 60.89 | 74.23 | 8 | 5.34
2025 | MAPP_US_2_RMPA | MAPP_US | RMPA | External | Winter | B17 | 100 | 200 | 0 | 56.97 | 63.97 | 8 | 0
2025 | MAPP_US_2_RMPA | MAPP_US | RMPA | External | Winter | B18 | 400 | 200 | 0 | 54.78 | 61.78 | 8 | 0
2025 | MAPP_US_2_RMPA | MAPP_US | RMPA | External | Winter | B19 | 700 | 200 | 200 | 50.71 | 60.87 | 8 | 2.16
2025 | MAPP_US_2_RMPA | MAPP_US | RMPA | External | Winter | B20 | 935 | 200 | 0 | 37.05 | 42.78 | 8 | 0
2025 | NE_2_RMPA | NE | RMPA | External | Shoulder | B11 | 25 | 310 | 0 | 64.82 | 59.99 | 5 | 0
2025 | NE_2_RMPA | NE | RMPA | External | Shoulder | B12 | 200 | 310 | 0 | 57.17 | 59.97 | 5 | 0
2025 | NE_2_RMPA | NE | RMPA | External | Shoulder | B13 | 600 | 310 | 0 | 56.38 | 59.96 | 5 | 0
2025 | NE_2_RMPA | NE | RMPA | External | Shoulder | B14 | 900 | 310 | 310 | 51.51 | 59.95 | 5 | 3.44
2025 | NE_2_RMPA | NE | RMPA | External | Shoulder | B15 | 1203 | 310 | 310 | 39.25 | 44.26 | 5 | 0.01
2025 | NE_2_RMPA | NE | RMPA | External | Summer | B1 | 10 | 310 | 0 | 99.22 | 103.44 | 5 | 0
2025 | NE_2_RMPA | NE | RMPA | External | Summer | B2 | 25 | 310 | 0 | 94.58 | 95.82 | 5 | 0
2025 | NE_2_RMPA | NE | RMPA | External | Summer | B3 | 75 | 310 | 0 | 94.38 | 86.38 | 5 | 0
2025 | NE_2_RMPA | NE | RMPA | External | Summer | B4 | 100 | 310 | 0 | 91.91 | 79.63 | 5 | 0
2025 | NE_2_RMPA | NE | RMPA | External | Summer | B5 | 200 | 310 | 0 | 73.14 | 68.49 | 5 | 0
2025 | NE_2_RMPA | NE | RMPA | External | Summer | B6 | 300 | 310 | 0 | 63.41 | 63.32 | 5 | 0
2025 | NE_2_RMPA | NE | RMPA | External | Summer | B7 | 400 | 310 | 0 | 61.27 | 63.3 | 5 | 0
2025 | NE_2_RMPA | NE | RMPA | External | Summer | B8 | 500 | 310 | 310 | 50.59 | 63.3 | 5 | 7.71
2025 | NE_2_RMPA | NE | RMPA | External | Summer | B9 | 800 | 310 | 0 | 44.93 | 45.69 | 5 | 0
2025 | NE_2_RMPA | NE | RMPA | External | Summer | B10 | 1262 | 310 | 285.22 | 36.51 | 41.51 | 5 | 0
2025 | NE_2_RMPA | NE | RMPA | External | Winter | B16 | 25 | 310 | 310 | 62.89 | 74.23 | 5 | 6.34
2025 | NE_2_RMPA | NE | RMPA | External | Winter | B17 | 100 | 310 | 203.64 | 58.97 | 63.97 | 5 | 0
2025 | NE_2_RMPA | NE | RMPA | External | Winter | B18 | 400 | 310 | 23.54 | 56.78 | 61.78 | 5 | 0
2025 | NE_2_RMPA | NE | RMPA | External | Winter | B19 | 700 | 310 | 310 | 52.7 | 60.87 | 5 | 3.17
2025 | NE_2_RMPA | NE | RMPA | External | Winter | B20 | 935 | 310 | 0 | 39.05 | 42.78 | 5 | 0
2025 | NWPP_Coal_2_MAPP_US | NWPP_Coal | MAPP_US | External | Shoulder | B11 | 25 | 150 | 0 | 68.13 | 60.9 | 8 | 0
2025 | NWPP_Coal_2_MAPP_US | NWPP_Coal | MAPP_US | External | Shoulder | B12 | 200 | 150 | 0 | 68.13 | 55.17 | 8 | 0
2025 | NWPP_Coal_2_MAPP_US | NWPP_Coal | MAPP_US | External | Shoulder | B13 | 600 | 150 | 0 | 68.13 | 54.38 | 8 | 0
2025 | NWPP_Coal_2_MAPP_US | NWPP_Coal | MAPP_US | External | Shoulder | B14 | 900 | 150 | 0 | 68.13 | 49.53 | 8 | 0
2025 | NWPP_Coal_2_MAPP_US | NWPP_Coal | MAPP_US | External | Shoulder | B15 | 1203 | 150 | 0 | 68.13 | 37.25 | 8 | 0
2025 | NWPP_Coal_2_MAPP_US | NWPP_Coal | MAPP_US | External | Summer | B1 | 10 | 150 | 150 | 80.32 | 97.22 | 8 | 8.9
2025 | NWPP_Coal_2_MAPP_US | NWPP_Coal | MAPP_US | External | Summer | B2 | 25 | 150 | 150 | 71.46 | 92.58 | 8 | 13.12
2025 | NWPP_Coal_2_MAPP_US | NWPP_Coal | MAPP_US | External | Summer | B3 | 75 | 150 | 150 | 71.46 | 92.38 | 8 | 12.92
2025 | NWPP_Coal_2_MAPP_US | NWPP_Coal | MAPP_US | External | Summer | B4 | 100 | 150 | 150 | 71.46 | 89.91 | 8 | 10.45
2025 | NWPP_Coal_2_MAPP_US | NWPP_Coal | MAPP_US | External | Summer | B5 | 200 | 150 | 0 | 71.46 | 66.14 | 8 | 0
2025 | NWPP_Coal_2_MAPP_US | NWPP_Coal | MAPP_US | External | Summer | B6 | 300 | 150 | 0 | 71.46 | 56.41 | 8 | 0
2025 | NWPP_Coal_2_MAPP_US | NWPP_Coal | MAPP_US | External | Summer | B7 | 400 | 150 | 0 | 71.46 | 54.27 | 8 | 0
2025 | NWPP_Coal_2_MAPP_US | NWPP_Coal | MAPP_US | External | Summer | B8 | 500 | 150 | 0 | 71.46 | 48.59 | 8 | 0
2025 | NWPP_Coal_2_MAPP_US | NWPP_Coal | MAPP_US | External | Summer | B9 | 800 | 150 | 0 | 71.46 | 42.93 | 8 | 0
2025 | NWPP_Coal_2_MAPP_US | NWPP_Coal | MAPP_US | External | Summer | B10 | 1262 | 150 | 0 | 71.46 | 34.51 | 8 | 0
2025 | NWPP_Coal_2_MAPP_US | NWPP_Coal | MAPP_US | External | Winter | B16 | 25 | 150 | 0 | 70.45 | 60.89 | 8 | 0
2025 | NWPP_Coal_2_MAPP_US | NWPP_Coal | MAPP_US | External | Winter | B17 | 100 | 150 | 0 | 70.45 | 56.97 | 8 | 0
2025 | NWPP_Coal_2_MAPP_US | NWPP_Coal | MAPP_US | External | Winter | B18 | 400 | 150 | 0 | 70.45 | 54.78 | 8 | 0
2025 | NWPP_Coal_2_MAPP_US | NWPP_Coal | MAPP_US | External | Winter | B19 | 700 | 150 | 0 | 70.45 | 50.71 | 8 | 0
2025 | NWPP_Coal_2_MAPP_US | NWPP_Coal | MAPP_US | External | Winter | B20 | 935 | 150 | 0 | 70.45 | 37.05 | 8 | 0
2025 | RMPA_2_MAPP_US | RMPA | MAPP_US | External | Shoulder | B11 | 25 | 200 | 0 | 59.99 | 60.9 | 8 | 0
2025 | RMPA_2_MAPP_US | RMPA | MAPP_US | External | Shoulder | B12 | 200 | 200 | 0 | 59.97 | 55.17 | 8 | 0
2025 | RMPA_2_MAPP_US | RMPA | MAPP_US | External | Shoulder | B13 | 600 | 200 | 0 | 59.96 | 54.38 | 8 | 0
2025 | RMPA_2_MAPP_US | RMPA | MAPP_US | External | Shoulder | B14 | 900 | 200 | 0 | 59.95 | 49.53 | 8 | 0
2025 | RMPA_2_MAPP_US | RMPA | MAPP_US | External | Shoulder | B15 | 1203 | 200 | 0 | 44.26 | 37.25 | 8 | 0
2025 | RMPA_2_MAPP_US | RMPA | MAPP_US | External | Summer | B1 | 10 | 200 | 0 | 103.44 | 97.22 | 8 | 0
2025 | RMPA_2_MAPP_US | RMPA | MAPP_US | External | Summer | B2 | 25 | 200 | 0 | 95.82 | 92.58 | 8 | 0
2025 | RMPA_2_MAPP_US | RMPA | MAPP_US | External | Summer | B3 | 75 | 200 | 0 | 86.38 | 92.38 | 8 | 0
2025 | RMPA_2_MAPP_US | RMPA | MAPP_US | External | Summer | B4 | 100 | 200 | 200 | 79.63 | 89.91 | 8 | 2.28
2025 | RMPA_2_MAPP_US | RMPA | MAPP_US | External | Summer | B5 | 200 | 200 | 0 | 68.49 | 66.14 | 8 | 0
2025 | RMPA_2_MAPP_US | RMPA | MAPP_US | External | Summer | B6 | 300 | 200 | 0 | 63.32 | 56.41 | 8 | 0
2025 | RMPA_2_MAPP_US | RMPA | MAPP_US | External | Summer | B7 | 400 | 200 | 0 | 63.3 | 54.27 | 8 | 0
2025 | RMPA_2_MAPP_US | RMPA | MAPP_US | External | Summer | B8 | 500 | 200 | 0 | 63.3 | 48.59 | 8 | 0
2025 | RMPA_2_MAPP_US | RMPA | MAPP_US | External | Summer | B9 | 800 | 200 | 0 | 45.69 | 42.93 | 8 | 0
2025 | RMPA_2_MAPP_US | RMPA | MAPP_US | External | Summer | B10 | 1262 | 200 | 0 | 41.51 | 34.51 | 8 | 0
2025 | RMPA_2_MAPP_US | RMPA | MAPP_US | External | Winter | B16 | 25 | 200 | 0 | 74.23 | 60.89 | 8 | 0
2025 | RMPA_2_MAPP_US | RMPA | MAPP_US | External | Winter | B17 | 100 | 200 | 0 | 63.97 | 56.97 | 8 | 0
2025 | RMPA_2_MAPP_US | RMPA | MAPP_US | External | Winter | B18 | 400 | 200 | 0 | 61.78 | 54.78 | 8 | 0
2025 | RMPA_2_MAPP_US | RMPA | MAPP_US | External | Winter | B19 | 700 | 200 | 0 | 60.87 | 50.71 | 8 | 0
2025 | RMPA_2_MAPP_US | RMPA | MAPP_US | External | Winter | B20 | 935 | 200 | 0 | 42.78 | 37.05 | 8 | 0
2025 | RMPA_2_NE | RMPA | NE | External | Shoulder | B11 | 25 | 310 | 0 | 59.99 | 64.82 | 8 | 0
2025 | RMPA_2_NE | RMPA | NE | External | Shoulder | B12 | 200 | 310 | 0 | 59.97 | 57.17 | 8 | 0
2025 | RMPA_2_NE | RMPA | NE | External | Shoulder | B13 | 600 | 310 | 0 | 59.96 | 56.38 | 8 | 0
2025 | RMPA_2_NE | RMPA | NE | External | Shoulder | B14 | 900 | 310 | 0 | 59.95 | 51.51 | 8 | 0
2025 | RMPA_2_NE | RMPA | NE | External | Shoulder | B15 | 1203 | 310 | 0 | 44.26 | 39.25 | 8 | 0
2025 | RMPA_2_NE | RMPA | NE | External | Summer | B1 | 10 | 310 | 0 | 103.44 | 99.22 | 8 | 0
2025 | RMPA_2_NE | RMPA | NE | External | Summer | B2 | 25 | 310 | 0 | 95.82 | 94.58 | 8 | 0
2025 | RMPA_2_NE | RMPA | NE | External | Summer | B3 | 75 | 310 | 211.94 | 86.38 | 94.38 | 8 | 0
2025 | RMPA_2_NE | RMPA | NE | External | Summer | B4 | 100 | 310 | 310 | 79.63 | 91.91 | 8 | 4.28
2025 | RMPA_2_NE | RMPA | NE | External | Summer | B5 | 200 | 310 | 0 | 68.49 | 73.14 | 8 | 0
2025 | RMPA_2_NE | RMPA | NE | External | Summer | B6 | 300 | 310 | 0 | 63.32 | 63.41 | 8 | 0
2025 | RMPA_2_NE | RMPA | NE | External | Summer | B7 | 400 | 310 | 0 | 63.3 | 61.27 | 8 | 0
2025 | RMPA_2_NE | RMPA | NE | External | Summer | B8 | 500 | 310 | 0 | 63.3 | 50.59 | 8 | 0
2025 | RMPA_2_NE | RMPA | NE | External | Summer | B9 | 800 | 310 | 0 | 45.69 | 44.93 | 8 | 0
2025 | RMPA_2_NE | RMPA | NE | External | Summer | B10 | 1262 | 310 | 0 | 41.51 | 36.51 | 8 | 0
2025 | RMPA_2_NE | RMPA | NE | External | Winter | B16 | 25 | 310 | 0 | 74.23 | 62.89 | 8 | 0
2025 | RMPA_2_NE | RMPA | NE | External | Winter | B17 | 100 | 310 | 0 | 63.97 | 58.97 | 8 | 0
2025 | RMPA_2_NE | RMPA | NE | External | Winter | B18 | 400 | 310 | 0 | 61.78 | 56.78 | 8 | 0
2025 | RMPA_2_NE | RMPA | NE | External | Winter | B19 | 700 | 310 | 0 | 60.87 | 52.7 | 8 | 0
2025 | RMPA_2_NE | RMPA | NE | External | Winter | B20 | 935 | 310 | 0 | 42.78 | 39.05 | 8 | 0
2025 | RMPA_2_SPP_N | RMPA | SPP_N | External | Shoulder | B11 | 25 | 210 | 0 | 59.99 | 64.83 | 8 | 0
2025 | RMPA_2_SPP_N | RMPA | SPP_N | External | Shoulder | B12 | 200 | 210 | 0 | 59.97 | 57.18 | 8 | 0
2025 | RMPA_2_SPP_N | RMPA | SPP_N | External | Shoulder | B13 | 600 | 210 | 0 | 59.96 | 56.39 | 8 | 0
2025 | RMPA_2_SPP_N | RMPA | SPP_N | External | Shoulder | B14 | 900 | 210 | 0 | 59.95 | 51.53 | 8 | 0
2025 | RMPA_2_SPP_N | RMPA | SPP_N | External | Shoulder | B15 | 1203 | 210 | 0 | 44.26 | 39.26 | 8 | 0
2025 | RMPA_2_SPP_N | RMPA | SPP_N | External | Summer | B1 | 10 | 210 | 0 | 103.44 | 99.23 | 8 | 0
2025 | RMPA_2_SPP_N | RMPA | SPP_N | External | Summer | B2 | 25 | 210 | 0 | 95.82 | 94.6 | 8 | 0
2025 | RMPA_2_SPP_N | RMPA | SPP_N | External | Summer | B3 | 75 | 210 | 210 | 86.38 | 94.4 | 8 | 0.01
2025 | RMPA_2_SPP_N | RMPA | SPP_N | External | Summer | B4 | 100 | 210 | 210 | 79.63 | 91.92 | 8 | 4.3
2025 | RMPA_2_SPP_N | RMPA | SPP_N | External | Summer | B5 | 200 | 210 | 0 | 68.49 | 73.15 | 8 | 0
2025 | RMPA_2_SPP_N | RMPA | SPP_N | External | Summer | B6 | 300 | 210 | 0 | 63.32 | 63.42 | 8 | 0
2025 | RMPA_2_SPP_N | RMPA | SPP_N | External | Summer | B7 | 400 | 210 | 0 | 63.3 | 61.28 | 8 | 0
2025 | RMPA_2_SPP_N | RMPA | SPP_N | External | Summer | B8 | 500 | 210 | 0 | 63.3 | 58.6 | 8 | 0
2025 | RMPA_2_SPP_N | RMPA | SPP_N | External | Summer | B9 | 800 | 210 | 0 | 45.69 | 51.92 | 8 | 0
2025 | RMPA_2_SPP_N | RMPA | SPP_N | External | Summer | B10 | 1262 | 210 | 0 | 41.51 | 38.23 | 8 | 0
2025 | RMPA_2_SPP_N | RMPA | SPP_N | External | Winter | B16 | 25 | 210 | 0 | 74.23 | 62.9 | 8 | 0
2025 | RMPA_2_SPP_N | RMPA | SPP_N | External | Winter | B17 | 100 | 210 | 0 | 63.97 | 58.98 | 8 | 0
2025 | RMPA_2_SPP_N | RMPA | SPP_N | External | Winter | B18 | 400 | 210 | 0 | 61.78 | 56.79 | 8 | 0
2025 | RMPA_2_SPP_N | RMPA | SPP_N | External | Winter | B19 | 700 | 210 | 0 | 60.87 | 52.71 | 8 | 0
2025 | RMPA_2_SPP_N | RMPA | SPP_N | External | Winter | B20 | 935 | 210 | 0 | 42.78 | 39.06 | 8 | 0
2025 | SPP_N_2_RMPA | SPP_N | RMPA | External | Shoulder | B11 | 25 | 210 | 0 | 64.83 | 59.99 | 5 | 0
2025 | SPP_N_2_RMPA | SPP_N | RMPA | External | Shoulder | B12 | 200 | 210 | 0 | 57.18 | 59.97 | 5 | 0
2025 | SPP_N_2_RMPA | SPP_N | RMPA | External | Shoulder | B13 | 600 | 210 | 0 | 56.39 | 59.96 | 5 | 0
2025 | SPP_N_2_RMPA | SPP_N | RMPA | External | Shoulder | B14 | 900 | 210 | 210 | 51.53 | 59.95 | 5 | 3.42
2025 | SPP_N_2_RMPA | SPP_N | RMPA | External | Shoulder | B15 | 1203 | 210 | 29.1 | 39.26 | 44.26 | 5 | 0
2025 | SPP_N_2_RMPA | SPP_N | RMPA | External | Summer | B1 | 10 | 210 | 0 | 99.23 | 103.44 | 5 | 0
2025 | SPP_N_2_RMPA | SPP_N | RMPA | External | Summer | B2 | 25 | 210 | 0 | 94.6 | 95.82 | 5 | 0
2025 | SPP_N_2_RMPA | SPP_N | RMPA | External | Summer | B3 | 75 | 210 | 0 | 94.4 | 86.38 | 5 | 0
2025 | SPP_N_2_RMPA | SPP_N | RMPA | External | Summer | B4 | 100 | 210 | 0 | 91.92 | 79.63 | 5 | 0
2025 | SPP_N_2_RMPA | SPP_N | RMPA | External | Summer | B5 | 200 | 210 | 0 | 73.15 | 68.49 | 5 | 0
2025 | SPP_N_2_RMPA | SPP_N | RMPA | External | Summer | B6 | 300 | 210 | 0 | 63.42 | 63.32 | 5 | 0
2025 | SPP_N_2_RMPA | SPP_N | RMPA | External | Summer | B7 | 400 | 210 | 0 | 61.28 | 63.3 | 5 | 0
2025 | SPP_N_2_RMPA | SPP_N | RMPA | External | Summer | B8 | 500 | 210 | 0 | 58.6 | 63.3 | 5 | 0
2025 | SPP_N_2_RMPA | SPP_N | RMPA | External | Summer | B9 | 800 | 210 | 0 | 51.92 | 45.69 | 5 | 0
2025 | SPP_N_2_RMPA | SPP_N | RMPA | External | Summer | B10 | 1262 | 210 | 0 | 38.23 | 41.51 | 5 | 0
2025 | SPP_N_2_RMPA | SPP_N | RMPA | External | Winter | B16 | 25 | 210 | 210 | 62.9 | 74.23 | 5 | 6.33
2025 | SPP_N_2_RMPA | SPP_N | RMPA | External | Winter | B17 | 100 | 210 | 0 | 58.98 | 63.97 | 5 | 0
2025 | SPP_N_2_RMPA | SPP_N | RMPA | External | Winter | B18 | 400 | 210 | 0 | 56.79 | 61.78 | 5 | 0
2025 | SPP_N_2_RMPA | SPP_N | RMPA | External | Winter | B19 | 700 | 210 | 210 | 52.71 | 60.87 | 5 | 3.16
2025 | SPP_N_2_RMPA | SPP_N | RMPA | External | Winter | B20 | 935 | 210 | 0 | 39.06 | 42.78 | 5 | 0
2025 | SPP_S_2_ERCOT | SPP_S | ERCOT | External | Shoulder | B11 | 25 | 800 | 800 | 64.84 | 95.17 | 5 | 25.33
2025 | SPP_S_2_ERCOT | SPP_S | ERCOT | External | Shoulder | B12 | 200 | 800 | 800 | 57.18 | 64.76 | 5 | 2.58
2025 | SPP_S_2_ERCOT | SPP_S | ERCOT | External | Shoulder | B13 | 600 | 800 | 800 | 56.39 | 64.76 | 5 | 3.36
2025 | SPP_S_2_ERCOT | SPP_S | ERCOT | External | Shoulder | B14 | 900 | 800 | 800 | 50.13 | 64.76 | 5 | 9.63
2025 | SPP_S_2_ERCOT | SPP_S | ERCOT | External | Shoulder | B15 | 1203 | 800 | 800 | 39.25 | 48.4 | 5 | 4.15
2025 | SPP_S_2_ERCOT | SPP_S | ERCOT | External | Summer | B1 | 10 | 800 | 800 | 63.43 | 101.7 | 5 | 33.27
2025 | SPP_S_2_ERCOT | SPP_S | ERCOT | External | Summer | B2 | 25 | 800 | 0 | 91.91 | 93.3 | 5 | 0
2025 | SPP_S_2_ERCOT | SPP_S | ERCOT | External | Summer | B3 | 75 | 800 | 0 | 93.46 | 93.3 | 5 | 0
2025 | SPP_S_2_ERCOT | SPP_S | ERCOT | External | Summer | B4 | 100 | 800 | 0 | 91.91 | 93.3 | 5 | 0
2025 | SPP_S_2_ERCOT | SPP_S | ERCOT | External | Summer | B5 | 200 | 800 | 800 | 73.15 | 93.3 | 5 | 15.15
2025 | SPP_S_2_ERCOT | SPP_S | ERCOT | External | Summer | B6 | 300 | 800 | 800 | 63.43 | 69.33 | 5 | 0.89
2025 | SPP_S_2_ERCOT | SPP_S | ERCOT | External | Summer | B7 | 400 | 800 | 558.48 | 61.29 | 66.29 | 5 | 0
2025 | SPP_S_2_ERCOT | SPP_S | ERCOT | External | Summer | B8 | 500 | 800 | 0 | 58.61 | 63.5 | 5 | 0
2025 | SPP_S_2_ERCOT | SPP_S | ERCOT | External | Summer | B9 | 800 | 800 | 800 | 51.93 | 63.5 | 5 | 6.57
2025 | SPP_S_2_ERCOT | SPP_S | ERCOT | External | Summer | B10 | 1262 | 800 | 800 | 38.24 | 63.5 | 5 | 20.26
2025 | SPP_S_2_ERCOT | SPP_S | ERCOT | External | Winter | B16 | 25 | 800 | 0 | 62.89 | 67.47 | 5 | 0
2025 | SPP_S_2_ERCOT | SPP_S | ERCOT | External | Winter | B17 | 100 | 800 | 800 | 58.97 | 67.47 | 5 | 3.5
2025 | SPP_S_2_ERCOT | SPP_S | ERCOT | External | Winter | B18 | 400 | 800 | 800 | 56.79 | 67.47 | 5 | 5.68
2025 | SPP_S_2_ERCOT | SPP_S | ERCOT | External | Winter | B19 | 700 | 800 | 800 | 52.7 | 67.47 | 5 | 9.77
2025 | SPP_S_2_ERCOT | SPP_S | ERCOT | External | Winter | B20 | 935 | 800 | 800 | 39.07 | 46.27 | 5 | 2.2
2030 | AZ_NM_SNV_Coal_2_SPP_S | AZ_NM_SNV_Coal | SPP_S | External | Shoulder | B11 | 25 | 400 | 0 | 74.98 | 65.31 | 8.17 | 0
2030 | AZ_NM_SNV_Coal_2_SPP_S | AZ_NM_SNV_Coal | SPP_S | External | Shoulder | B12 | 200 | 400 | 0 | 74.97 | 46.07 | 8.17 | 0
2030 | AZ_NM_SNV_Coal_2_SPP_S | AZ_NM_SNV_Coal | SPP_S | External | Shoulder | B13 | 600 | 400 | 0 | 74.03 | 44.23 | 8.17 | 0
2030 | AZ_NM_SNV_Coal_2_SPP_S | AZ_NM_SNV_Coal | SPP_S | External | Shoulder | B14 | 900 | 400 | 0 | 74.03 | 34.87 | 8.17 | 0
2030 | AZ_NM_SNV_Coal_2_SPP_S | AZ_NM_SNV_Coal | SPP_S | External | Shoulder | B15 | 1203 | 400 | 0 | 66.81 | 30.32 | 8.17 | 0
2030 | AZ_NM_SNV_Coal_2_SPP_S | AZ_NM_SNV_Coal | SPP_S | External | Summer | B1 | 10 | 400 | 0 | 121.59 | 46.07 | 8.17 | 0
2030 | AZ_NM_SNV_Coal_2_SPP_S | AZ_NM_SNV_Coal | SPP_S | External | Summer | B2 | 25 | 400 | 0 | 114.2 | 98.02 | 8.17 | 0
2030 | AZ_NM_SNV_Coal_2_SPP_S | AZ_NM_SNV_Coal | SPP_S | External | Summer | B3 | 75 | 400 | 400 | 92.41 | 101.52 | 8.17 | 0.95
2030 | AZ_NM_SNV_Coal_2_SPP_S | AZ_NM_SNV_Coal | SPP_S | External | Summer | B4 | 100 | 400 | 0 | 89.61 | 94.3 | 8.17 | 0
2030 | AZ_NM_SNV_Coal_2_SPP_S | AZ_NM_SNV_Coal | SPP_S | External | Summer | B5 | 200 | 400 | 0 | 82.17 | 69.99 | 8.17 | 0
2030 | AZ_NM_SNV_Coal_2_SPP_S | AZ_NM_SNV_Coal | SPP_S | External | Summer | B6 | 300 | 400 | 0 | 81.93 | 67.58 | 8.17 | 0
2030 | AZ_NM_SNV_Coal_2_SPP_S | AZ_NM_SNV_Coal | SPP_S | External | Summer | B7 | 400 | 400 | 0 | 81.81 | 65.14 | 8.17 | 0
2030 | AZ_NM_SNV_Coal_2_SPP_S | AZ_NM_SNV_Coal | SPP_S | External | Summer | B8 | 500 | 400 | 0 | 81.81 | 55.64 | 8.17 | 0
2030 | AZ_NM_SNV_Coal_2_SPP_S | AZ_NM_SNV_Coal | SPP_S | External | Summer | B9 | 800 | 400 | 0 | 73.64 | 43.17 | 8.17 | 0
2030 | AZ_NM_SNV_Coal_2_SPP_S | AZ_NM_SNV_Coal | SPP_S | External | Summer | B10 | 1262 | 400 | 0 | 65.48 | 34.85 | 8.17 | 0
2030 | AZ_NM_SNV_Coal_2_SPP_S | AZ_NM_SNV_Coal | SPP_S | External | Winter | B16 | 25 | 400 | 0 | 78.71 | 37.49 | 8.17 | 0
2030 | AZ_NM_SNV_Coal_2_SPP_S | AZ_NM_SNV_Coal | SPP_S | External | Winter | B17 | 100 | 400 | 0 | 77.97 | 35.84 | 8.17 | 0
2030 | AZ_NM_SNV_Coal_2_SPP_S | AZ_NM_SNV_Coal | SPP_S | External | Winter | B18 | 400 | 400 | 0 | 77.78 | 42.13 | 8.17 | 0
2030 | AZ_NM_SNV_Coal_2_SPP_S | AZ_NM_SNV_Coal | SPP_S | External | Winter | B19 | 700 | 400 | 0 | 77.78 | 40.96 | 8.17 | 0
2030 | AZ_NM_SNV_Coal_2_SPP_S | AZ_NM_SNV_Coal | SPP_S | External | Winter | B20 | 935 | 400 | 0 | 62.38 | 31.41 | 8.17 | 0
2030 | ERCOT_2_SPP_S | ERCOT | SPP_S | External | Shoulder | B11 | 25 | 800 | 0 | 105.07 | 65.31 | 8 | 0
2030 | ERCOT_2_SPP_S | ERCOT | SPP_S | External | Shoulder | B12 | 200 | 800 | 0 | 71.42 | 46.07 | 8 | 0
2030 | ERCOT_2_SPP_S | ERCOT | SPP_S | External | Shoulder | B13 | 600 | 800 | 0 | 71.42 | 44.23 | 8 | 0
2030 | ERCOT_2_SPP_S | ERCOT | SPP_S | External | Shoulder | B14 | 900 | 800 | 0 | 71.42 | 34.87 | 8 | 0
2030 | ERCOT_2_SPP_S | ERCOT | SPP_S | External | Shoulder | B15 | 1203 | 800 | 0 | 46.15 | 30.32 | 8 | 0
2030 | ERCOT_2_SPP_S | ERCOT | SPP_S | External | Summer | B1 | 10 | 800 | 0 | 103.02 | 46.07 | 8 | 0
2030 | ERCOT_2_SPP_S | ERCOT | SPP_S | External | Summer | B2 | 25 | 800 | 0 | 103.02 | 98.02 | 8 | 0
2030 | ERCOT_2_SPP_S | ERCOT | SPP_S | External | Summer | B3 | 75 | 800 | 0 | 103.02 | 101.52 | 8 | 0
2030 | ERCOT_2_SPP_S | ERCOT | SPP_S | External | Summer | B4 | 100 | 800 | 0 | 103.02 | 94.3 | 8 | 0
2030 | ERCOT_2_SPP_S | ERCOT | SPP_S | External | Summer | B5 | 200 | 800 | 0 | 103.02 | 69.99 | 8 | 0
2030 | ERCOT_2_SPP_S | ERCOT | SPP_S | External | Summer | B6 | 300 | 800 | 0 | 76.48 | 67.58 | 8 | 0
2030 | ERCOT_2_SPP_S | ERCOT | SPP_S | External | Summer | B7 | 400 | 800 | 0 | 70.03 | 65.14 | 8 | 0
2030 | ERCOT_2_SPP_S | ERCOT | SPP_S | External | Summer | B8 | 500 | 800 | 0 | 70.03 | 55.64 | 8 | 0
2030 | ERCOT_2_SPP_S | ERCOT | SPP_S | External | Summer | B9 | 800 | 800 | 0 | 70.03 | 43.17 | 8 | 0
2030 | ERCOT_2_SPP_S | ERCOT | SPP_S | External | Summer | B10 | 1262 | 800 | 0 | 60.07 | 34.85 | 8 | 0
2030 | ERCOT_2_SPP_S | ERCOT | SPP_S | External | Winter | B16 | 25 | 800 | 0 | 74.38 | 37.49 | 8 | 0
2030 | ERCOT_2_SPP_S | ERCOT | SPP_S | External | Winter | B17 | 100 | 800 | 0 | 74.38 | 35.84 | 8 | 0
2030 | ERCOT_2_SPP_S | ERCOT | SPP_S | External | Winter | B18 | 400 | 800 | 0 | 74.38 | 42.13 | 8 | 0
2030 | ERCOT_2_SPP_S | ERCOT | SPP_S | External | Winter | B19 | 700 | 800 | 0 | 74.38 | 40.96 | 8 | 0
2030 | ERCOT_2_SPP_S | ERCOT | SPP_S | External | Winter | B20 | 935 | 800 | 0 | 44.94 | 31.41 | 8 | 0
2030 | MAPP_US_2_RMPA | MAPP_US | RMPA | External | Shoulder | B11 | 25 | 200 | 0 | 63.28 | 66.81 | 8 | 0
2030 | MAPP_US_2_RMPA | MAPP_US | RMPA | External | Shoulder | B12 | 200 | 200 | 200 | 49.97 | 64.34 | 8 | 6.37
2030 | MAPP_US_2_RMPA | MAPP_US | RMPA | External | Shoulder | B13 | 600 | 200 | 200 | 42.23 | 64.34 | 8 | 14.11
2030 | MAPP_US_2_RMPA | MAPP_US | RMPA | External | Shoulder | B14 | 900 | 200 | 200 | 33.16 | 64.34 | 8 | 23.19
2030 | MAPP_US_2_RMPA | MAPP_US | RMPA | External | Shoulder | B15 | 1203 | 200 | 200 | 31.24 | 46.48 | 8 | 7.24
2030 | MAPP_US_2_RMPA | MAPP_US | RMPA | External | Summer | B1 | 10 | 200 | 200 | 102.04 | 114.27 | 8 | 4.23
2030 | MAPP_US_2_RMPA | MAPP_US | RMPA | External | Summer | B2 | 25 | 200 | 0 | 100.27 | 107.27 | 8 | 0
2030 | MAPP_US_2_RMPA | MAPP_US | RMPA | External | Summer | B3 | 75 | 200 | 0 | 100.26 | 100.58 | 8 | 0
2030 | MAPP_US_2_RMPA | MAPP_US | RMPA | External | Summer | B4 | 100 | 200 | 0 | 92.29 | 86.3 | 8 | 0
2030 | MAPP_US_2_RMPA | MAPP_US | RMPA | External | Summer | B5 | 200 | 200 | 200 | 67.98 | 76.03 | 8 | 0.05
2030 | MAPP_US_2_RMPA | MAPP_US | RMPA | External | Summer | B6 | 300 | 200 | 200 | 61.52 | 73.77 | 8 | 4.25
2030 | MAPP_US_2_RMPA | MAPP_US | RMPA | External | Summer | B7 | 400 | 200 | 200 | 54.39 | 73.64 | 8 | 11.25
2030 | MAPP_US_2_RMPA | MAPP_US | RMPA | External | Summer | B8 | 500 | 200 | 200 | 43.2 | 65.9 | 8 | 14.71
2030 | MAPP_US_2_RMPA | MAPP_US | RMPA | External | Summer | B9 | 800 | 200 | 200 | 39.64 | 47.65 | 8 | 0
2030 | MAPP_US_2_RMPA | MAPP_US | RMPA | External | Summer | B10 | 1262 | 200 | 144.8 | 32.83 | 40.83 | 8 | 0
2030 | MAPP_US_2_RMPA | MAPP_US | RMPA | External | Winter | B16 | 25 | 200 | 200 | 35.48 | 82.36 | 8 | 38.88
2030 | MAPP_US_2_RMPA | MAPP_US | RMPA | External | Winter | B17 | 100 | 200 | 200 | 35.51 | 78.43 | 8 | 34.93
2030 | MAPP_US_2_RMPA | MAPP_US | RMPA | External | Winter | B18 | 400 | 200 | 200 | 40.1 | 69.62 | 8 | 21.52
2030 | MAPP_US_2_RMPA | MAPP_US | RMPA | External | Winter | B19 | 700 | 200 | 200 | 38.97 | 69.62 | 8 | 22.64
2030 | MAPP_US_2_RMPA | MAPP_US | RMPA | External | Winter | B20 | 935 | 200 | 42.26 | 31.24 | 39.24 | 8 | 0
2030 | NE_2_RMPA | NE | RMPA | External | Shoulder | B11 | 25 | 310 | 0 | 65.28 | 66.81 | 5 | 0
2030 | NE_2_RMPA | NE | RMPA | External | Shoulder | B12 | 200 | 310 | 310 | 51.97 | 64.34 | 5 | 7.37
2030 | NE_2_RMPA | NE | RMPA | External | Shoulder | B13 | 600 | 310 | 310 | 44.23 | 64.34 | 5 | 15.11
2030 | NE_2_RMPA | NE | RMPA | External | Shoulder | B14 | 900 | 310 | 310 | 34.87 | 64.34 | 5 | 24.47
2030 | NE_2_RMPA | NE | RMPA | External | Shoulder | B15 | 1203 | 310 | 310 | 30.32 | 46.48 | 5 | 11.15
2030 | NE_2_RMPA | NE | RMPA | External | Summer | B1 | 10 | 310 | 310 | 104.04 | 114.27 | 5 | 5.23
2030 | NE_2_RMPA | NE | RMPA | External | Summer | B2 | 25 | 310 | 59.28 | 102.27 | 107.27 | 5 | 0
2030 | NE_2_RMPA | NE | RMPA | External | Summer | B3 | 75 | 310 | 0 | 102.26 | 100.58 | 5 | 0
2030 | NE_2_RMPA | NE | RMPA | External | Summer | B4 | 100 | 310 | 0 | 94.29 | 86.3 | 5 | 0
2030 | NE_2_RMPA | NE | RMPA | External | Summer | B5 | 200 | 310 | 310 | 69.98 | 76.03 | 5 | 1.05
2030 | NE_2_RMPA | NE | RMPA | External | Summer | B6 | 300 | 310 | 310 | 63.52 | 73.77 | 5 | 5.25
2030 | NE_2_RMPA | NE | RMPA | External | Summer | B7 | 400 | 310 | 310 | 59.71 | 73.64 | 5 | 8.93
2030 | NE_2_RMPA | NE | RMPA | External | Summer | B8 | 500 | 310 | 310 | 50.2 | 65.9 | 5 | 10.71
2030 | NE_2_RMPA | NE | RMPA | External | Summer | B9 | 800 | 310 | 310 | 41.64 | 47.65 | 5 | 1
2030 | NE_2_RMPA | NE | RMPA | External | Summer | B10 | 1262 | 310 | 310 | 34.83 | 40.83 | 5 | 1
2030 | NE_2_RMPA | NE | RMPA | External | Winter | B16 | 25 | 310 | 310 | -30.31 | 82.36 | 5 | 107.67
2030 | NE_2_RMPA | NE | RMPA | External | Winter | B17 | 100 | 310 | 310 | 30.51 | 78.43 | 5 | 42.93
2030 | NE_2_RMPA | NE | RMPA | External | Winter | B18 | 400 | 310 | 310 | 42.1 | 69.62 | 5 | 22.52
2030 | NE_2_RMPA | NE | RMPA | External | Winter | B19 | 700 | 310 | 310 | 40.96 | 69.62 | 5 | 23.66
2030 | NE_2_RMPA | NE | RMPA | External | Winter | B20 | 935 | 310 | 310 | 31.38 | 39.24 | 5 | 2.85
2030 | NWPP_Coal_2_MAPP_US | NWPP_Coal | MAPP_US | External | Shoulder | B11 | 25 | 150 | 0 | 74.98 | 63.28 | 8 | 0
2030 | NWPP_Coal_2_MAPP_US | NWPP_Coal | MAPP_US | External | Shoulder | B12 | 200 | 150 | 0 | 74.98 | 49.97 | 8 | 0
2030 | NWPP_Coal_2_MAPP_US | NWPP_Coal | MAPP_US | External | Shoulder | B13 | 600 | 150 | 0 | 74.98 | 42.23 | 8 | 0
2030 | NWPP_Coal_2_MAPP_US | NWPP_Coal | MAPP_US | External | Shoulder | B14 | 900 | 150 | 0 | 74.98 | 33.16 | 8 | 0
2030 | NWPP_Coal_2_MAPP_US | NWPP_Coal | MAPP_US | External | Shoulder | B15 | 1203 | 150 | 0 | 74.98 | 31.24 | 8 | 0
2030 | NWPP_Coal_2_MAPP_US | NWPP_Coal | MAPP_US | External | Summer | B1 | 10 | 150 | 150 | 85.28 | 102.04 | 8 | 8.76
2030 | NWPP_Coal_2_MAPP_US | NWPP_Coal | MAPP_US | External | Summer | B2 | 25 | 150 | 150 | 85.28 | 100.27 | 8 | 6.99
2030 | NWPP_Coal_2_MAPP_US | NWPP_Coal | MAPP_US | External | Summer | B3 | 75 | 150 | 150 | 81.81 | 100.26 | 8 | 10.45
2030 | NWPP_Coal_2_MAPP_US | NWPP_Coal | MAPP_US | External | Summer | B4 | 100 | 150 | 150 | 81.81 | 92.29 | 8 | 2.48
2030 | NWPP_Coal_2_MAPP_US | NWPP_Coal | MAPP_US | External | Summer | B5 | 200 | 150 | 0 | 81.81 | 67.98 | 8 | 0
2030 | NWPP_Coal_2_MAPP_US | NWPP_Coal | MAPP_US | External | Summer | B6 | 300 | 150 | 0 | 81.81 | 61.52 | 8 | 0
2030 | NWPP_Coal_2_MAPP_US | NWPP_Coal | MAPP_US | External | Summer | B7 | 400 | 150 | 0 | 81.81 | 54.39 | 8 | 0
2030 | NWPP_Coal_2_MAPP_US | NWPP_Coal | MAPP_US | External | Summer | B8 | 500 | 150 | 0 | 81.81 | 43.2 | 8 | 0
2030 | NWPP_Coal_2_MAPP_US | NWPP_Coal | MAPP_US | External | Summer | B9 | 800 | 150 | 0 | 81.81 | 39.64 | 8 | 0
2030 | NWPP_Coal_2_MAPP_US | NWPP_Coal | MAPP_US | External | Summer | B10 | 1262 | 150 | 0 | 81.81 | 32.83 | 8 | 0
2030 | NWPP_Coal_2_MAPP_US | NWPP_Coal | MAPP_US | External | Winter | B16 | 25 | 150 | 0 | 78.71 | 35.48 | 8 | 0
2030 | NWPP_Coal_2_MAPP_US | NWPP_Coal | MAPP_US | External | Winter | B17 | 100 | 150 | 0 | 78.71 | 35.51 | 8 | 0
2030 | NWPP_Coal_2_MAPP_US | NWPP_Coal | MAPP_US | External | Winter | B18 | 400 | 150 | 0 | 78.71 | 40.1 | 8 | 0
2030 | NWPP_Coal_2_MAPP_US | NWPP_Coal | MAPP_US | External | Winter | B19 | 700 | 150 | 0 | 78.71 | 38.97 | 8 | 0
2030 | NWPP_Coal_2_MAPP_US | NWPP_Coal | MAPP_US | External | Winter | B20 | 935 | 150 | 0 | 78.71 | 31.24 | 8 | 0
2030 | RMPA_2_MAPP_US | RMPA | MAPP_US | External | Shoulder | B11 | 25 | 200 | 0 | 66.81 | 63.28 | 8 | 0
2030 | RMPA_2_MAPP_US | RMPA | MAPP_US | External | Shoulder | B12 | 200 | 200 | 0 | 64.34 | 49.97 | 8 | 0
2030 | RMPA_2_MAPP_US | RMPA | MAPP_US | External | Shoulder | B13 | 600 | 200 | 0 | 64.34 | 42.23 | 8 | 0
2030 | RMPA_2_MAPP_US | RMPA | MAPP_US | External | Shoulder | B14 | 900 | 200 | 0 | 64.34 | 33.16 | 8 | 0
2030 | RMPA_2_MAPP_US | RMPA | MAPP_US | External | Shoulder | B15 | 1203 | 200 | 0 | 46.48 | 31.24 | 8 | 0
2030 | RMPA_2_MAPP_US | RMPA | MAPP_US | External | Summer | B1 | 10 | 200 | 0 | 114.27 | 102.04 | 8 | 0
2030 | RMPA_2_MAPP_US | RMPA | MAPP_US | External | Summer | B2 | 25 | 200 | 0 | 107.27 | 100.27 | 8 | 0
2030 | RMPA_2_MAPP_US | RMPA | MAPP_US | External | Summer | B3 | 75 | 200 | 0 | 100.58 | 100.26 | 8 | 0
2030 | RMPA_2_MAPP_US | RMPA | MAPP_US | External | Summer | B4 | 100 | 200 | 0 | 86.3 | 92.29 | 8 | 0
2030 | RMPA_2_MAPP_US | RMPA | MAPP_US | External | Summer | B5 | 200 | 200 | 0 | 76.03 | 67.98 | 8 | 0
2030 | RMPA_2_MAPP_US | RMPA | MAPP_US | External | Summer | B6 | 300 | 200 | 0 | 73.77 | 61.52 | 8 | 0
2030 | RMPA_2_MAPP_US | RMPA | MAPP_US | External | Summer | B7 | 400 | 200 | 0 | 73.64 | 54.39 | 8 | 0
2030 | RMPA_2_MAPP_US | RMPA | MAPP_US | External | Summer | B8 | 500 | 200 | 0 | 65.9 | 43.2 | 8 | 0
2030 | RMPA_2_MAPP_US | RMPA | MAPP_US | External | Summer | B9 | 800 | 200 | 0 | 47.65 | 39.64 | 8 | 0
2030 | RMPA_2_MAPP_US | RMPA | MAPP_US | External | Summer | B10 | 1262 | 200 | 0 | 40.83 | 32.83 | 8 | 0
2030 | RMPA_2_MAPP_US | RMPA | MAPP_US | External | Winter | B16 | 25 | 200 | 0 | 82.36 | 35.48 | 8 | 0
2030 | RMPA_2_MAPP_US | RMPA | MAPP_US | External | Winter | B17 | 100 | 200 | 0 | 78.43 | 35.51 | 8 | 0
2030 | RMPA_2_MAPP_US | RMPA | MAPP_US | External | Winter | B18 | 400 | 200 | 0 | 69.62 | 40.1 | 8 | 0
2030 | RMPA_2_MAPP_US | RMPA | MAPP_US | External | Winter | B19 | 700 | 200 | 0 | 69.62 | 38.97 | 8 | 0
2030 | RMPA_2_MAPP_US | RMPA | MAPP_US | External | Winter | B20 | 935 | 200 | 0 | 39.24 | 31.24 | 8 | 0
2030 | RMPA_2_NE | RMPA | NE | External | Shoulder | B11 | 25 | 310 | 0 | 66.81 | 65.28 | 8 | 0
2030 | RMPA_2_NE | RMPA | NE | External | Shoulder | B12 | 200 | 310 | 0 | 64.34 | 51.97 | 8 | 0
2030 | RMPA_2_NE | RMPA | NE | External | Shoulder | B13 | 600 | 310 | 0 | 64.34 | 44.23 | 8 | 0
2030 | RMPA_2_NE | RMPA | NE | External | Shoulder | B14 | 900 | 310 | 0 | 64.34 | 34.87 | 8 | 0
2030 | RMPA_2_NE | RMPA | NE | External | Shoulder | B15 | 1203 | 310 | 0 | 46.48 | 30.32 | 8 | 0
2030 | RMPA_2_NE | RMPA | NE | External | Summer | B1 | 10 | 310 | 0 | 114.27 | 104.04 | 8 | 0
2030 | RMPA_2_NE | RMPA | NE | External | Summer | B2 | 25 | 310 | 0 | 107.27 | 102.27 | 8 | 0
2030 | RMPA_2_NE | RMPA | NE | External | Summer | B3 | 75 | 310 | 0 | 100.58 | 102.26 | 8 | 0
2030 | RMPA_2_NE | RMPA | NE | External | Summer | B4 | 100 | 310 | 0 | 86.3 | 94.29 | 8 | 0
2030 | RMPA_2_NE | RMPA | NE | External | Summer | B5 | 200 | 310 | 0 | 76.03 | 69.98 | 8 | 0
2030 | RMPA_2_NE | RMPA | NE | External | Summer | B6 | 300 | 310 | 0 | 73.77 | 63.52 | 8 | 0
2030 | RMPA_2_NE | RMPA | NE | External | Summer | B7 | 400 | 310 | 0 | 73.64 | 59.71 | 8 | 0
2030 | RMPA_2_NE | RMPA | NE | External | Summer | B8 | 500 | 310 | 0 | 65.9 | 50.2 | 8 | 0
2030 | RMPA_2_NE | RMPA | NE | External | Summer | B9 | 800 | 310 | 0 | 47.65 | 41.64 | 8 | 0
2030 | RMPA_2_NE | RMPA | NE | External | Summer | B10 | 1262 | 310 | 0 | 40.83 | 34.83 | 8 | 0
2030 | RMPA_2_NE | RMPA | NE | External | Winter | B16 | 25 | 310 | 0 | 82.36 | -30.31 | 8 | 0
2030 | RMPA_2_NE | RMPA | NE | External | Winter | B17 | 100 | 310 | 0 | 78.43 | 30.51 | 8 | 0
2030 | RMPA_2_NE | RMPA | NE | External | Winter | B18 | 400 | 310 | 0 | 69.62 | 42.1 | 8 | 0
2030 | RMPA_2_NE | RMPA | NE | External | Winter | B19 | 700 | 310 | 0 | 69.62 | 40.96 | 8 | 0
2030 | RMPA_2_NE | RMPA | NE | External | Winter | B20 | 935 | 310 | 0 | 39.24 | 31.38 | 8 | 0
2030 | RMPA_2_SPP_N | RMPA | SPP_N | External | Shoulder | B11 | 25 | 210 | 0 | 66.81 | 65.29 | 8 | 0
2030 | RMPA_2_SPP_N | RMPA | SPP_N | External | Shoulder | B12 | 200 | 210 | 0 | 64.34 | 51.99 | 8 | 0
2030 | RMPA_2_SPP_N | RMPA | SPP_N | External | Shoulder | B13 | 600 | 210 | 0 | 64.34 | 44.24 | 8 | 0
2030 | RMPA_2_SPP_N | RMPA | SPP_N | External | Shoulder | B14 | 900 | 210 | 0 | 64.34 | 34.88 | 8 | 0
2030 | RMPA_2_SPP_N | RMPA | SPP_N | External | Shoulder | B15 | 1203 | 210 | 0 | 46.48 | 30.33 | 8 | 0
2030 | RMPA_2_SPP_N | RMPA | SPP_N | External | Summer | B1 | 10 | 210 | 0 | 114.27 | 104.05 | 8 | 0
2030 | RMPA_2_SPP_N | RMPA | SPP_N | External | Summer | B2 | 25 | 210 | 0 | 107.27 | 102.28 | 8 | 0
2030 | RMPA_2_SPP_N | RMPA | SPP_N | External | Summer | B3 | 75 | 210 | 0 | 100.58 | 102.27 | 8 | 0
2030 | RMPA_2_SPP_N | RMPA | SPP_N | External | Summer | B4 | 100 | 210 | 92.72 | 86.3 | 94.3 | 8 | 0
2030 | RMPA_2_SPP_N | RMPA | SPP_N | External | Summer | B5 | 200 | 210 | 0 | 76.03 | 69.99 | 8 | 0
2030 | RMPA_2_SPP_N | RMPA | SPP_N | External | Summer | B6 | 300 | 210 | 0 | 73.77 | 67.57 | 8 | 0
2030 | RMPA_2_SPP_N | RMPA | SPP_N | External | Summer | B7 | 400 | 210 | 0 | 73.64 | 65.13 | 8 | 0
2030 | RMPA_2_SPP_N | RMPA | SPP_N | External | Summer | B8 | 500 | 210 | 0 | 65.9 | 55.63 | 8 | 0
2030 | RMPA_2_SPP_N | RMPA | SPP_N | External | Summer | B9 | 800 | 210 | 0 | 47.65 | 42.65 | 8 | 0
2030 | RMPA_2_SPP_N | RMPA | SPP_N | External | Summer | B10 | 1262 | 210 | 0 | 40.83 | 34.84 | 8 | 0
2030 | RMPA_2_SPP_N | RMPA | SPP_N | External | Winter | B16 | 25 | 210 | 0 | 82.36 | 37.48 | 8 | 0
2030 | RMPA_2_SPP_N | RMPA | SPP_N | External | Winter | B17 | 100 | 210 | 0 | 78.43 | 35.82 | 8 | 0
2030 | RMPA_2_SPP_N | RMPA | SPP_N | External | Winter | B18 | 400 | 210 | 0 | 69.62 | 42.11 | 8 | 0
2030 | RMPA_2_SPP_N | RMPA | SPP_N | External | Winter | B19 | 700 | 210 | 0 | 69.62 | 40.97 | 8 | 0
2030 | RMPA_2_SPP_N | RMPA | SPP_N | External | Winter | B20 | 935 | 210 | 0 | 39.24 | 31.4 | 8 | 0
2030 | SPP_N_2_RMPA | SPP_N | RMPA | External | Shoulder | B11 | 25 | 210 | 0 | 65.29 | 66.81 | 5 | 0
2030 | SPP_N_2_RMPA | SPP_N | RMPA | External | Shoulder | B12 | 200 | 210 | 210 | 51.99 | 64.34 | 5 | 7.36
2030 | SPP_N_2_RMPA | SPP_N | RMPA | External | Shoulder | B13 | 600 | 210 | 210 | 44.24 | 64.34 | 5 | 15.1
2030 | SPP_N_2_RMPA | SPP_N | RMPA | External | Shoulder | B14 | 900 | 210 | 210 | 34.88 | 64.34 | 5 | 24.46
2030 | SPP_N_2_RMPA | SPP_N | RMPA | External | Shoulder | B15 | 1203 | 210 | 210 | 30.33 | 46.48 | 5 | 11.14
2030 | SPP_N_2_RMPA | SPP_N | RMPA | External | Summer | B1 | 10 | 210 | 210 | 104.05 | 114.27 | 5 | 5.22
2030 | SPP_N_2_RMPA | SPP_N | RMPA | External | Summer | B2 | 25 | 210 | 0 | 102.28 | 107.27 | 5 | 0
2030 | SPP_N_2_RMPA | SPP_N | RMPA | External | Summer | B3 | 75 | 210 | 0 | 102.27 | 100.58 | 5 | 0
2030 | SPP_N_2_RMPA | SPP_N | RMPA | External | Summer | B4 | 100 | 210 | 0 | 94.3 | 86.3 | 5 | 0
2030 | SPP_N_2_RMPA | SPP_N | RMPA | External | Summer | B5 | 200 | 210 | 210 | 69.99 | 76.03 | 5 | 1.04
2030 | SPP_N_2_RMPA | SPP_N | RMPA | External | Summer | B6 | 300 | 210 | 210 | 67.57 | 73.77 | 5 | 1.2
2030 | SPP_N_2_RMPA | SPP_N | RMPA | External | Summer | B7 | 400 | 210 | 210 | 65.13 | 73.64 | 5 | 3.51
2030 | SPP_N_2_RMPA | SPP_N | RMPA | External | Summer | B8 | 500 | 210 | 210 | 55.63 | 65.9 | 5 | 5.28
2030 | SPP_N_2_RMPA | SPP_N | RMPA | External | Summer | B9 | 800 | 210 | 180.78 | 42.65 | 47.65 | 5 | 0
2030 | SPP_N_2_RMPA | SPP_N | RMPA | External | Summer | B10 | 1262 | 210 | 210 | 34.84 | 40.83 | 5 | 0.99
2030 | SPP_N_2_RMPA | SPP_N | RMPA | External | Winter | B16 | 25 | 210 | 210 | 37.48 | 82.36 | 5 | 39.88
2030 | SPP_N_2_RMPA | SPP_N | RMPA | External | Winter | B17 | 100 | 210 | 210 | 35.82 | 78.43 | 5 | 37.61
2030 | SPP_N_2_RMPA | SPP_N | RMPA | External | Winter | B18 | 400 | 210 | 210 | 42.11 | 69.62 | 5 | 22.5
2030 | SPP_N_2_RMPA | SPP_N | RMPA | External | Winter | B19 | 700 | 210 | 210 | 40.97 | 69.62 | 5 | 23.64
2030 | SPP_N_2_RMPA | SPP_N | RMPA | External | Winter | B20 | 935 | 210 | 210 | 31.4 | 39.24 | 5 | 2.84
2030 | SPP_S_2_ERCOT | SPP_S | ERCOT | External | Shoulder | B11 | 25 | 800 | 800 | 65.31 | 105.07 | 5 | 34.77
2030 | SPP_S_2_ERCOT | SPP_S | ERCOT | External | Shoulder | B12 | 200 | 800 | 800 | 46.07 | 71.42 | 5 | 20.35
2030 | SPP_S_2_ERCOT | SPP_S | ERCOT | External | Shoulder | B13 | 600 | 800 | 800 | 44.23 | 71.42 | 5 | 22.18
2030 | SPP_S_2_ERCOT | SPP_S | ERCOT | External | Shoulder | B14 | 900 | 800 | 800 | 34.87 | 71.42 | 5 | 31.55
2030 | SPP_S_2_ERCOT | SPP_S | ERCOT | External | Shoulder | B15 | 1203 | 800 | 800 | 30.32 | 46.15 | 5 | 10.82
2030 | SPP_S_2_ERCOT | SPP_S | ERCOT | External | Summer | B1 | 10 | 800 | 800 | 46.07 | 103.02 | 5 | 51.95
2030 | SPP_S_2_ERCOT | SPP_S | ERCOT | External | Summer | B2 | 25 | 800 | 476.4 | 98.02 | 103.02 | 5 | 0
2030 | SPP_S_2_ERCOT | SPP_S | ERCOT | External | Summer | B3 | 75 | 800 | 0 | 101.52 | 103.02 | 5 | 0
2030 | SPP_S_2_ERCOT | SPP_S | ERCOT | External | Summer | B4 | 100 | 800 | 800 | 94.3 | 103.02 | 5 | 3.72
2030 | SPP_S_2_ERCOT | SPP_S | ERCOT | External | Summer | B5 | 200 | 800 | 800 | 69.99 | 103.02 | 5 | 28.03
2030 | SPP_S_2_ERCOT | SPP_S | ERCOT | External | Summer | B6 | 300 | 800 | 800 | 67.58 | 76.48 | 5 | 3.9
2030 | SPP_S_2_ERCOT | SPP_S | ERCOT | External | Summer | B7 | 400 | 800 | 0 | 65.14 | 70.03 | 5 | 0
2030 | SPP_S_2_ERCOT | SPP_S | ERCOT | External | Summer | B8 | 500 | 800 | 800 | 55.64 | 70.03 | 5 | 9.4
2030 | SPP_S_2_ERCOT | SPP_S | ERCOT | External | Summer | B9 | 800 | 800 | 800 | 43.17 | 70.03 | 5 | 21.86
2030 | SPP_S_2_ERCOT | SPP_S | ERCOT | External | Summer | B10 | 1262 | 800 | 800 | 34.85 | 60.07 | 5 | 20.22
2030 | SPP_S_2_ERCOT | SPP_S | ERCOT | External | Winter | B16 | 25 | 800 | 800 | 37.49 | 74.38 | 5 | 31.89
2030 | SPP_S_2_ERCOT | SPP_S | ERCOT | External | Winter | B17 | 100 | 800 | 800 | 35.84 | 74.38 | 5 | 33.55
2030 | SPP_S_2_ERCOT | SPP_S | ERCOT | External | Winter | B18 | 400 | 800 | 800 | 42.13 | 74.38 | 5 | 27.25
2030 | SPP_S_2_ERCOT | SPP_S | ERCOT | External | Winter | B19 | 700 | 800 | 800 | 40.96 | 74.38 | 5 | 28.42
2030 | SPP_S_2_ERCOT | SPP_S | ERCOT | External | Winter | B20 | 935 | 800 | 800 | 31.41 | 44.94 | 5 | 8.53
2035 | AZ_NM_SNV_Coal_2_SPP_S | AZ_NM_SNV_Coal | SPP_S | External | Shoulder | B11 | 25 | 400 | 0 | 92.99 | 76.09 | 8.17 | 0
2035 | AZ_NM_SNV_Coal_2_SPP_S | AZ_NM_SNV_Coal | SPP_S | External | Shoulder | B12 | 200 | 400 | 0 | 85.04 | 67.55 | 8.17 | 0
2035 | AZ_NM_SNV_Coal_2_SPP_S | AZ_NM_SNV_Coal | SPP_S | External | Shoulder | B13 | 600 | 400 | 0 | 80.44 | 50.97 | 8.17 | 0
2035 | AZ_NM_SNV_Coal_2_SPP_S | AZ_NM_SNV_Coal | SPP_S | External | Shoulder | B14 | 900 | 400 | 0 | 80.44 | 35.84 | 8.17 | 0
2035 | AZ_NM_SNV_Coal_2_SPP_S | AZ_NM_SNV_Coal | SPP_S | External | Shoulder | B15 | 1203 | 400 | 0 | 65.75 | 30.93 | 8.17 | 0
2035 | AZ_NM_SNV_Coal_2_SPP_S | AZ_NM_SNV_Coal | SPP_S | External | Summer | B1 | 10 | 400 | 0 | 137.45 | 76.3 | 8.17 | 0
2035 | AZ_NM_SNV_Coal_2_SPP_S | AZ_NM_SNV_Coal | SPP_S | External | Summer | B2 | 25 | 400 | 0 | 129.82 | 111.04 | 8.17 | 0
2035 | AZ_NM_SNV_Coal_2_SPP_S | AZ_NM_SNV_Coal | SPP_S | External | Summer | B3 | 75 | 400 | 0 | 107.14 | 111.98 | 8.17 | 0
2035 | AZ_NM_SNV_Coal_2_SPP_S | AZ_NM_SNV_Coal | SPP_S | External | Summer | B4 | 100 | 400 | 400 | 101.02 | 111.04 | 8.17 | 1.85
2035 | AZ_NM_SNV_Coal_2_SPP_S | AZ_NM_SNV_Coal | SPP_S | External | Summer | B5 | 200 | 400 | 400 | 93.07 | 104.81 | 8.17 | 3.58
2035 | AZ_NM_SNV_Coal_2_SPP_S | AZ_NM_SNV_Coal | SPP_S | External | Summer | B6 | 300 | 400 | 0 | 92.86 | 76.3 | 8.17 | 0
2035 | AZ_NM_SNV_Coal_2_SPP_S | AZ_NM_SNV_Coal | SPP_S | External | Summer | B7 | 400 | 400 | 0 | 92.85 | 71.62 | 8.17 | 0
2035 | AZ_NM_SNV_Coal_2_SPP_S | AZ_NM_SNV_Coal | SPP_S | External | Summer | B8 | 500 | 400 | 0 | 92.85 | 66.03 | 8.17 | 0
2035 | AZ_NM_SNV_Coal_2_SPP_S | AZ_NM_SNV_Coal | SPP_S | External | Summer | B9 | 800 | 400 | 0 | 80.11 | 49.39 | 8.17 | 0
2035 | AZ_NM_SNV_Coal_2_SPP_S | AZ_NM_SNV_Coal | SPP_S | External | Summer | B10 | 1262 | 400 | 0 | 48.35 | 38.01 | 8.17 | 0
2035 | AZ_NM_SNV_Coal_2_SPP_S | AZ_NM_SNV_Coal | SPP_S | External | Winter | B16 | 25 | 400 | 0 | 98 | 40.39 | 8.17 | 0
2035 | AZ_NM_SNV_Coal_2_SPP_S | AZ_NM_SNV_Coal | SPP_S | External | Winter | B17 | 100 | 400 | 0 | 88.21 | 38.23 | 8.17 | 0
2035 | AZ_NM_SNV_Coal_2_SPP_S | AZ_NM_SNV_Coal | SPP_S | External | Winter | B18 | 400 | 400 | 0 | 84.76 | 48.45 | 8.17 | 0
2035 | AZ_NM_SNV_Coal_2_SPP_S | AZ_NM_SNV_Coal | SPP_S | External | Winter | B19 | 700 | 400 | 0 | 84.76 | 46.7 | 8.17 | 0
2035 | AZ_NM_SNV_Coal_2_SPP_S | AZ_NM_SNV_Coal | SPP_S | External | Winter | B20 | 935 | 400 | 0 | 61.08 | 33.14 | 8.17 | 0
2035 | ERCOT_2_SPP_S | ERCOT | SPP_S | External | Shoulder | B11 | 25 | 800 | 0 | 114.98 | 76.09 | 8 | 0
2035 | ERCOT_2_SPP_S | ERCOT | SPP_S | External | Shoulder | B12 | 200 | 800 | 0 | 78.08 | 67.55 | 8 | 0
2035 | ERCOT_2_SPP_S | ERCOT | SPP_S | External | Shoulder | B13 | 600 | 800 | 0 | 78.08 | 50.97 | 8 | 0
2035 | ERCOT_2_SPP_S | ERCOT | SPP_S | External | Shoulder | B14 | 900 | 800 | 0 | 78.08 | 35.84 | 8 | 0
2035 | ERCOT_2_SPP_S | ERCOT | SPP_S | External | Shoulder | B15 | 1203 | 800 | 0 | 47.69 | 30.93 | 8 | 0
2035 | ERCOT_2_SPP_S | ERCOT | SPP_S | External | Summer | B1 | 10 | 800 | 0 | 112.66 | 76.3 | 8 | 0
2035 | ERCOT_2_SPP_S | ERCOT | SPP_S | External | Summer | B2 | 25 | 800 | 0 | 112.66 | 111.04 | 8 | 0
2035 | ERCOT_2_SPP_S | ERCOT | SPP_S | External | Summer | B3 | 75 | 800 | 0 | 112.66 | 111.98 | 8 | 0
2035 | ERCOT_2_SPP_S | ERCOT | SPP_S | External | Summer | B4 | 100 | 800 | 0 | 112.66 | 111.04 | 8 | 0
2035 | ERCOT_2_SPP_S | ERCOT | SPP_S | External | Summer | B5 | 200 | 800 | 0 | 112.66 | 104.81 | 8 | 0
2035 | ERCOT_2_SPP_S | ERCOT | SPP_S | External | Summer | B6 | 300 | 800 | 0 | 83.58 | 76.3 | 8 | 0
2035 | ERCOT_2_SPP_S | ERCOT | SPP_S | External | Summer | B7 | 400 | 800 | 0 | 76.52 | 71.62 | 8 | 0
2035 | ERCOT_2_SPP_S | ERCOT | SPP_S | External | Summer | B8 | 500 | 800 | 0 | 76.52 | 66.03 | 8 | 0
2035 | ERCOT_2_SPP_S | ERCOT | SPP_S | External | Summer | B9 | 800 | 800 | 0 | 76.52 | 49.39 | 8 | 0
2035 | ERCOT_2_SPP_S | ERCOT | SPP_S | External | Summer | B10 | 1262 | 800 | 0 | 49.19 | 38.01 | 8 | 0
2035 | ERCOT_2_SPP_S | ERCOT | SPP_S | External | Winter | B16 | 25 | 800 | 0 | 81.34 | 40.39 | 8 | 0
2035 | ERCOT_2_SPP_S | ERCOT | SPP_S | External | Winter | B17 | 100 | 800 | 0 | 81.34 | 38.23 | 8 | 0
2035 | ERCOT_2_SPP_S | ERCOT | SPP_S | External | Winter | B18 | 400 | 800 | 0 | 81.34 | 48.45 | 8 | 0
2035 | ERCOT_2_SPP_S | ERCOT | SPP_S | External | Winter | B19 | 700 | 800 | 0 | 79.13 | 46.7 | 8 | 0
2035 | ERCOT_2_SPP_S | ERCOT | SPP_S | External | Winter | B20 | 935 | 800 | 0 | 47.34 | 33.14 | 8 | 0
2035 | MAPP_US_2_RMPA | MAPP_US | RMPA | External | Shoulder | B11 | 25 | 200 | 200 | 69.26 | 81.07 | 8 | 3.81
2035 | MAPP_US_2_RMPA | MAPP_US | RMPA | External | Shoulder | B12 | 200 | 200 | 137.8 | 64.55 | 72.55 | 8 | 0
2035 | MAPP_US_2_RMPA | MAPP_US | RMPA | External | Shoulder | B13 | 600 | 200 | 200 | 47 | 68.06 | 8 | 13.06
2035 | MAPP_US_2_RMPA | MAPP_US | RMPA | External | Shoulder | B14 | 900 | 200 | 200 | 40.81 | 68.06 | 8 | 19.25
2035 | MAPP_US_2_RMPA | MAPP_US | RMPA | External | Shoulder | B15 | 1203 | 200 | 200 | 34.43 | 49.26 | 8 | 6.84
2035 | MAPP_US_2_RMPA | MAPP_US | RMPA | External | Summer | B1 | 10 | 200 | 200 | 115.01 | 124.08 | 8 | 1.07
2035 | MAPP_US_2_RMPA | MAPP_US | RMPA | External | Summer | B2 | 25 | 200 | 200 | 111.99 | 121.65 | 8 | 1.66
2035 | MAPP_US_2_RMPA | MAPP_US | RMPA | External | Summer | B3 | 75 | 200 | 0 | 109.98 | 103.99 | 8 | 0
2035 | MAPP_US_2_RMPA | MAPP_US | RMPA | External | Summer | B4 | 100 | 200 | 0 | 109.02 | 101.02 | 8 | 0
2035 | MAPP_US_2_RMPA | MAPP_US | RMPA | External | Summer | B5 | 200 | 200 | 0 | 102.81 | 84.91 | 8 | 0
2035 | MAPP_US_2_RMPA | MAPP_US | RMPA | External | Summer | B6 | 300 | 200 | 200 | 74.28 | 82.84 | 8 | 0.56
2035 | MAPP_US_2_RMPA | MAPP_US | RMPA | External | Summer | B7 | 400 | 200 | 200 | 62.02 | 79.17 | 8 | 9.14
2035 | MAPP_US_2_RMPA | MAPP_US | RMPA | External | Summer | B8 | 500 | 200 | 200 | 56.77 | 71.02 | 8 | 6.25
2035 | MAPP_US_2_RMPA | MAPP_US | RMPA | External | Summer | B9 | 800 | 200 | 198.62 | 43.48 | 51.48 | 8 | 0
2035 | MAPP_US_2_RMPA | MAPP_US | RMPA | External | Summer | B10 | 1262 | 200 | 0 | 35.98 | 40.18 | 8 | 0
2035 | MAPP_US_2_RMPA | MAPP_US | RMPA | External | Winter | B16 | 25 | 200 | 200 | 30.35 | 89.94 | 8 | 51.59
2035 | MAPP_US_2_RMPA | MAPP_US | RMPA | External | Winter | B17 | 100 | 200 | 200 | 43.2 | 86.27 | 8 | 35.07
2035 | MAPP_US_2_RMPA | MAPP_US | RMPA | External | Winter | B18 | 400 | 200 | 200 | 47.26 | 76.6 | 8 | 21.34
2035 | MAPP_US_2_RMPA | MAPP_US | RMPA | External | Winter | B19 | 700 | 200 | 200 | 47.26 | 76.6 | 8 | 21.34
2035 | MAPP_US_2_RMPA | MAPP_US | RMPA | External | Winter | B20 | 935 | 200 | 0 | 34.43 | 38.61 | 8 | 0
2035 | NE_2_RMPA | NE | RMPA | External | Shoulder | B11 | 25 | 310 | 4.92 | 76.07 | 81.07 | 5 | 0
2035 | NE_2_RMPA | NE | RMPA | External | Shoulder | B12 | 200 | 310 | 245.52 | 67.55 | 72.55 | 5 | 0
2035 | NE_2_RMPA | NE | RMPA | External | Shoulder | B13 | 600 | 310 | 310 | 52.77 | 68.06 | 5 | 10.29
2035 | NE_2_RMPA | NE | RMPA | External | Shoulder | B14 | 900 | 310 | 310 | 35.84 | 68.06 | 5 | 27.22
2035 | NE_2_RMPA | NE | RMPA | External | Shoulder | B15 | 1203 | 310 | 310 | 30.93 | 49.26 | 5 | 13.33
2035 | NE_2_RMPA | NE | RMPA | External | Summer | B1 | 10 | 310 | 310 | 117.01 | 124.08 | 5 | 2.07
2035 | NE_2_RMPA | NE | RMPA | External | Summer | B2 | 25 | 310 | 310 | 113.99 | 121.65 | 5 | 2.66
2035 | NE_2_RMPA | NE | RMPA | External | Summer | B3 | 75 | 310 | 0 | 111.98 | 103.99 | 5 | 0
2035 | NE_2_RMPA | NE | RMPA | External | Summer | B4 | 100 | 310 | 0 | 111.04 | 101.02 | 5 | 0
2035 | NE_2_RMPA | NE | RMPA | External | Summer | B5 | 200 | 310 | 0 | 104.81 | 84.91 | 5 | 0
2035 | NE_2_RMPA | NE | RMPA | External | Summer | B6 | 300 | 310 | 310 | 76.28 | 82.84 | 5 | 1.56
2035 | NE_2_RMPA | NE | RMPA | External | Summer | B7 | 400 | 310 | 310 | 69.02 | 79.17 | 5 | 5.14
2035 | NE_2_RMPA | NE | RMPA | External | Summer | B8 | 500 | 310 | 310 | 63.77 | 71.02 | 5 | 2.25
2035 | NE_2_RMPA | NE | RMPA | External | Summer | B9 | 800 | 310 | 0 | 49.36 | 51.48 | 5 | 0
2035 | NE_2_RMPA | NE | RMPA | External | Summer | B10 | 1262 | 310 | 0 | 37.98 | 40.18 | 5 | 0
2035 | NE_2_RMPA | NE | RMPA | External | Winter | B16 | 25 | 310 | 310 | -22.61 | 89.94 | 5 | 107.55
2035 | NE_2_RMPA | NE | RMPA | External | Winter | B17 | 100 | 310 | 310 | 38.2 | 86.27 | 5 | 43.07
2035 | NE_2_RMPA | NE | RMPA | External | Winter | B18 | 400 | 310 | 310 | 48.43 | 76.6 | 5 | 23.17
2035 | NE_2_RMPA | NE | RMPA | External | Winter | B19 | 700 | 310 | 310 | 46.68 | 76.6 | 5 | 24.92
2035 | NE_2_RMPA | NE | RMPA | External | Winter | B20 | 935 | 310 | 310 | 33.12 | 38.61 | 5 | 0.49
2035 | NWPP_Coal_2_MAPP_US | NWPP_Coal | MAPP_US | External | Shoulder | B11 | 25 | 150 | 0 | 92.99 | 69.26 | 8 | 0
2035 | NWPP_Coal_2_MAPP_US | NWPP_Coal | MAPP_US | External | Shoulder | B12 | 200 | 150 | 0 | 92.99 | 64.55 | 8 | 0
2035 | NWPP_Coal_2_MAPP_US | NWPP_Coal | MAPP_US | External | Shoulder | B13 | 600 | 150 | 0 | 92.99 | 47 | 8 | 0
2035 | NWPP_Coal_2_MAPP_US | NWPP_Coal | MAPP_US | External | Shoulder | B14 | 900 | 150 | 0 | 92.99 | 40.81 | 8 | 0
2035 | NWPP_Coal_2_MAPP_US | NWPP_Coal | MAPP_US | External | Shoulder | B15 | 1203 | 150 | 0 | 92.99 | 34.43 | 8 | 0
2035 | NWPP_Coal_2_MAPP_US | NWPP_Coal | MAPP_US | External | Summer | B1 | 10 | 150 | 0 | 129.28 | 115.01 | 8 | 0
2035 | NWPP_Coal_2_MAPP_US | NWPP_Coal | MAPP_US | External | Summer | B2 | 25 | 150 | 0 | 113.49 | 111.99 | 8 | 0
2035 | NWPP_Coal_2_MAPP_US | NWPP_Coal | MAPP_US | External | Summer | B3 | 75 | 150 | 150 | 92.86 | 109.98 | 8 | 9.12
2035 | NWPP_Coal_2_MAPP_US | NWPP_Coal | MAPP_US | External | Summer | B4 | 100 | 150 | 150 | 92.86 | 109.02 | 8 | 8.17
2035 | NWPP_Coal_2_MAPP_US | NWPP_Coal | MAPP_US | External | Summer | B5 | 200 | 150 | 150 | 92.86 | 102.81 | 8 | 1.95
2035 | NWPP_Coal_2_MAPP_US | NWPP_Coal | MAPP_US | External | Summer | B6 | 300 | 150 | 0 | 92.86 | 74.28 | 8 | 0
2035 | NWPP_Coal_2_MAPP_US | NWPP_Coal | MAPP_US | External | Summer | B7 | 400 | 150 | 0 | 92.86 | 62.02 | 8 | 0
2035 | NWPP_Coal_2_MAPP_US | NWPP_Coal | MAPP_US | External | Summer | B8 | 500 | 150 | 0 | 92.86 | 56.77 | 8 | 0
2035 | NWPP_Coal_2_MAPP_US | NWPP_Coal | MAPP_US | External | Summer | B9 | 800 | 150 | 0 | 92.86 | 43.48 | 8 | 0
2035 | NWPP_Coal_2_MAPP_US | NWPP_Coal | MAPP_US | External | Summer | B10 | 1262 | 150 | 0 | 92.86 | 35.98 | 8 | 0
2035 | NWPP_Coal_2_MAPP_US | NWPP_Coal | MAPP_US | External | Winter | B16 | 25 | 150 | 0 | 98 | 30.35 | 8 | 0
2035 | NWPP_Coal_2_MAPP_US | NWPP_Coal | MAPP_US | External | Winter | B17 | 100 | 150 | 0 | 92.93 | 43.2 | 8 | 0
2035 | NWPP_Coal_2_MAPP_US | NWPP_Coal | MAPP_US | External | Winter | B18 | 400 | 150 | 0 | 92.93 | 47.26 | 8 | 0
2035 | NWPP_Coal_2_MAPP_US | NWPP_Coal | MAPP_US | External | Winter | B19 | 700 | 150 | 0 | 92.93 | 47.26 | 8 | 0
2035 | NWPP_Coal_2_MAPP_US | NWPP_Coal | MAPP_US | External | Winter | B20 | 935 | 150 | 0 | 92.93 | 34.43 | 8 | 0
2035 | RMPA_2_MAPP_US | RMPA | MAPP_US | External | Shoulder | B11 | 25 | 200 | 0 | 81.07 | 69.26 | 8 | 0
2035 | RMPA_2_MAPP_US | RMPA | MAPP_US | External | Shoulder | B12 | 200 | 200 | 0 | 72.55 | 64.55 | 8 | 0
2035 | RMPA_2_MAPP_US | RMPA | MAPP_US | External | Shoulder | B13 | 600 | 200 | 0 | 68.06 | 47 | 8 | 0
2035 | RMPA_2_MAPP_US | RMPA | MAPP_US | External | Shoulder | B14 | 900 | 200 | 0 | 68.06 | 40.81 | 8 | 0
2035 | RMPA_2_MAPP_US | RMPA | MAPP_US | External | Shoulder | B15 | 1203 | 200 | 0 | 49.26 | 34.43 | 8 | 0
2035 | RMPA_2_MAPP_US | RMPA | MAPP_US | External | Summer | B1 | 10 | 200 | 0 | 124.08 | 115.01 | 8 | 0
2035 | RMPA_2_MAPP_US | RMPA | MAPP_US | External | Summer | B2 | 25 | 200 | 0 | 121.65 | 111.99 | 8 | 0
2035 | RMPA_2_MAPP_US | RMPA | MAPP_US | External | Summer | B3 | 75 | 200 | 0 | 103.99 | 109.98 | 8 | 0
2035 | RMPA_2_MAPP_US | RMPA | MAPP_US | External | Summer | B4 | 100 | 200 | 190.67 | 101.02 | 109.02 | 8 | 0
2035 | RMPA_2_MAPP_US | RMPA | MAPP_US | External | Summer | B5 | 200 | 200 | 200 | 84.91 | 102.81 | 8 | 9.91
2035 | RMPA_2_MAPP_US | RMPA | MAPP_US | External | Summer | B6 | 300 | 200 | 0 | 82.84 | 74.28 | 8 | 0
2035 | RMPA_2_MAPP_US | RMPA | MAPP_US | External | Summer | B7 | 400 | 200 | 0 | 79.17 | 62.02 | 8 | 0
2035 | RMPA_2_MAPP_US | RMPA | MAPP_US | External | Summer | B8 | 500 | 200 | 0 | 71.02 | 56.77 | 8 | 0
2035 | RMPA_2_MAPP_US | RMPA | MAPP_US | External | Summer | B9 | 800 | 200 | 0 | 51.48 | 43.48 | 8 | 0
2035 | RMPA_2_MAPP_US | RMPA | MAPP_US | External | Summer | B10 | 1262 | 200 | 0 | 40.18 | 35.98 | 8 | 0
2035 | RMPA_2_MAPP_US | RMPA | MAPP_US | External | Winter | B16 | 25 | 200 | 0 | 89.94 | 30.35 | 8 | 0
2035 | RMPA_2_MAPP_US | RMPA | MAPP_US | External | Winter | B17 | 100 | 200 | 0 | 86.27 | 43.2 | 8 | 0
2035 | RMPA_2_MAPP_US | RMPA | MAPP_US | External | Winter | B18 | 400 | 200 | 0 | 76.6 | 47.26 | 8 | 0
2035 | RMPA_2_MAPP_US | RMPA | MAPP_US | External | Winter | B19 | 700 | 200 | 0 | 76.6 | 47.26 | 8 | 0
2035 | RMPA_2_MAPP_US | RMPA | MAPP_US | External | Winter | B20 | 935 | 200 | 0 | 38.61 | 34.43 | 8 | 0
2035 | RMPA_2_NE | RMPA | NE | External | Shoulder | B11 | 25 | 310 | 0 | 81.07 | 76.07 | 8 | 0
2035 | RMPA_2_NE | RMPA | NE | External | Shoulder | B12 | 200 | 310 | 0 | 72.55 | 67.55 | 8 | 0
2035 | RMPA_2_NE | RMPA | NE | External | Shoulder | B13 | 600 | 310 | 0 | 68.06 | 52.77 | 8 | 0
2035 | RMPA_2_NE | RMPA | NE | External | Shoulder | B14 | 900 | 310 | 0 | 68.06 | 35.84 | 8 | 0
2035 | RMPA_2_NE | RMPA | NE | External | Shoulder | B15 | 1203 | 310 | 0 | 49.26 | 30.93 | 8 | 0
2035 | RMPA_2_NE | RMPA | NE | External | Summer | B1 | 10 | 310 | 0 | 124.08 | 117.01 | 8 | 0
2035 | RMPA_2_NE | RMPA | NE | External | Summer | B2 | 25 | 310 | 0 | 121.65 | 113.99 | 8 | 0
2035 | RMPA_2_NE | RMPA | NE | External | Summer | B3 | 75 | 310 | 0 | 103.99 | 111.98 | 8 | 0
2035 | RMPA_2_NE | RMPA | NE | External | Summer | B4 | 100 | 310 | 310 | 101.02 | 111.04 | 8 | 2.01
2035 | RMPA_2_NE | RMPA | NE | External | Summer | B5 | 200 | 310 | 310 | 84.91 | 104.81 | 8 | 11.91
2035 | RMPA_2_NE | RMPA | NE | External | Summer | B6 | 300 | 310 | 0 | 82.84 | 76.28 | 8 | 0
2035 | RMPA_2_NE | RMPA | NE | External | Summer | B7 | 400 | 310 | 0 | 79.17 | 69.02 | 8 | 0
2035 | RMPA_2_NE | RMPA | NE | External | Summer | B8 | 500 | 310 | 0 | 71.02 | 63.77 | 8 | 0
2035 | RMPA_2_NE | RMPA | NE | External | Summer | B9 | 800 | 310 | 0 | 51.48 | 49.36 | 8 | 0
2035 | RMPA_2_NE | RMPA | NE | External | Summer | B10 | 1262 | 310 | 0 | 40.18 | 37.98 | 8 | 0
2035 | RMPA_2_NE | RMPA | NE | External | Winter | B16 | 25 | 310 | 0 | 89.94 | -22.61 | 8 | 0
2035 | RMPA_2_NE | RMPA | NE | External | Winter | B17 | 100 | 310 | 0 | 86.27 | 38.2 | 8 | 0
2035 | RMPA_2_NE | RMPA | NE | External | Winter | B18 | 400 | 310 | 0 | 76.6 | 48.43 | 8 | 0
2035 | RMPA_2_NE | RMPA | NE | External | Winter | B19 | 700 | 310 | 0 | 76.6 | 46.68 | 8 | 0
2035 | RMPA_2_NE | RMPA | NE | External | Winter | B20 | 935 | 310 | 0 | 38.61 | 33.12 | 8 | 0
2035 | RMPA_2_SPP_N | RMPA | SPP_N | External | Shoulder | B11 | 25 | 210 | 0 | 81.07 | 76.09 | 8 | 0
2035 | RMPA_2_SPP_N | RMPA | SPP_N | External | Shoulder | B12 | 200 | 210 | 0 | 72.55 | 67.56 | 8 | 0
2035 | RMPA_2_SPP_N | RMPA | SPP_N | External | Shoulder | B13 | 600 | 210 | 0 | 68.06 | 52.78 | 8 | 0
2035 | RMPA_2_SPP_N | RMPA | SPP_N | External | Shoulder | B14 | 900 | 210 | 0 | 68.06 | 35.85 | 8 | 0
2035 | RMPA_2_SPP_N | RMPA | SPP_N | External | Shoulder | B15 | 1203 | 210 | 0 | 49.26 | 30.94 | 8 | 0
2035 | RMPA_2_SPP_N | RMPA | SPP_N | External | Summer | B1 | 10 | 210 | 0 | 124.08 | 117 | 8 | 0
2035 | RMPA_2_SPP_N | RMPA | SPP_N | External | Summer | B2 | 25 | 210 | 0 | 121.65 | 114.01 | 8 | 0
2035 | RMPA_2_SPP_N | RMPA | SPP_N | External | Summer | B3 | 75 | 210 | 96.1 | 103.99 | 111.99 | 8 | 0
2035 | RMPA_2_SPP_N | RMPA | SPP_N | External | Summer | B4 | 100 | 210 | 210 | 101.02 | 111.05 | 8 | 2.03
2035 | RMPA_2_SPP_N | RMPA | SPP_N | External | Summer | B5 | 200 | 210 | 210 | 84.91 | 104.82 | 8 | 11.92
2035 | RMPA_2_SPP_N | RMPA | SPP_N | External | Summer | B6 | 300 | 210 | 0 | 82.84 | 76.29 | 8 | 0
2035 | RMPA_2_SPP_N | RMPA | SPP_N | External | Summer | B7 | 400 | 210 | 0 | 79.17 | 71.61 | 8 | 0
2035 | RMPA_2_SPP_N | RMPA | SPP_N | External | Summer | B8 | 500 | 210 | 0 | 71.02 | 66.02 | 8 | 0
2035 | RMPA_2_SPP_N | RMPA | SPP_N | External | Summer | B9 | 800 | 210 | 0 | 51.48 | 49.37 | 8 | 0
2035 | RMPA_2_SPP_N | RMPA | SPP_N | External | Summer | B10 | 1262 | 210 | 0 | 40.18 | 38 | 8 | 0
2035 | RMPA_2_SPP_N | RMPA | SPP_N | External | Winter | B16 | 25 | 210 | 0 | 89.94 | 40.38 | 8 | 0
2035 | RMPA_2_SPP_N | RMPA | SPP_N | External | Winter | B17 | 100 | 210 | 0 | 86.27 | 38.21 | 8 | 0
2035 | RMPA_2_SPP_N | RMPA | SPP_N | External | Winter | B18 | 400 | 210 | 0 | 76.6 | 48.44 | 8 | 0
2035 | RMPA_2_SPP_N | RMPA | SPP_N | External | Winter | B19 | 700 | 210 | 0 | 76.6 | 46.69 | 8 | 0
2035 | RMPA_2_SPP_N | RMPA | SPP_N | External | Winter | B20 | 935 | 210 | 0 | 38.61 | 33.13 | 8 | 0
2035 | SPP_N_2_RMPA | SPP_N | RMPA | External | Shoulder | B11 | 25 | 210 | 0 | 76.09 | 81.07 | 5 | 0
2035 | SPP_N_2_RMPA | SPP_N | RMPA | External | Shoulder | B12 | 200 | 210 | 0 | 67.56 | 72.55 | 5 | 0
2035 | SPP_N_2_RMPA | SPP_N | RMPA | External | Shoulder | B13 | 600 | 210 | 210 | 52.78 | 68.06 | 5 | 10.28
2035 | SPP_N_2_RMPA | SPP_N | RMPA | External | Shoulder | B14 | 900 | 210 | 210 | 35.85 | 68.06 | 5 | 27.21
2035 | SPP_N_2_RMPA | SPP_N | RMPA | External | Shoulder | B15 | 1203 | 210 | 210 | 30.94 | 49.26 | 5 | 13.32
2035 | SPP_N_2_RMPA | SPP_N | RMPA | External | Summer | B1 | 10 | 210 | 210 | 117 | 124.08 | 5 | 2.08
2035 | SPP_N_2_RMPA | SPP_N | RMPA | External | Summer | B2 | 25 | 210 | 210 | 114.01 | 121.65 | 5 | 2.64
2035 | SPP_N_2_RMPA | SPP_N | RMPA | External | Summer | B3 | 75 | 210 | 0 | 111.99 | 103.99 | 5 | 0
2035 | SPP_N_2_RMPA | SPP_N | RMPA | External | Summer | B4 | 100 | 210 | 0 | 111.05 | 101.02 | 5 | 0
2035 | SPP_N_2_RMPA | SPP_N | RMPA | External | Summer | B5 | 200 | 210 | 0 | 104.82 | 84.91 | 5 | 0
2035 | SPP_N_2_RMPA | SPP_N | RMPA | External | Summer | B6 | 300 | 210 | 210 | 76.29 | 82.84 | 5 | 1.55
2035 | SPP_N_2_RMPA | SPP_N | RMPA | External | Summer | B7 | 400 | 210 | 210 | 71.61 | 79.17 | 5 | 2.56
2035 | SPP_N_2_RMPA | SPP_N | RMPA | External | Summer | B8 | 500 | 210 | 123.07 | 66.02 | 71.02 | 5 | 0
2035 | SPP_N_2_RMPA | SPP_N | RMPA | External | Summer | B9 | 800 | 210 | 0 | 49.37 | 51.48 | 5 | 0
2035 | SPP_N_2_RMPA | SPP_N | RMPA | External | Summer | B10 | 1262 | 210 | 0 | 38 | 40.18 | 5 | 0
2035 | SPP_N_2_RMPA | SPP_N | RMPA | External | Winter | B16 | 25 | 210 | 210 | 40.38 | 89.94 | 5 | 44.56
2035 | SPP_N_2_RMPA | SPP_N | RMPA | External | Winter | B17 | 100 | 210 | 210 | 38.21 | 86.27 | 5 | 43.06
2035 | SPP_N_2_RMPA | SPP_N | RMPA | External | Winter | B18 | 400 | 210 | 210 | 48.44 | 76.6 | 5 | 23.16
2035 | SPP_N_2_RMPA | SPP_N | RMPA | External | Winter | B19 | 700 | 210 | 210 | 46.69 | 76.6 | 5 | 24.9
2035 | SPP_N_2_RMPA | SPP_N | RMPA | External | Winter | B20 | 935 | 210 | 210 | 33.13 | 38.61 | 5 | 0.48
2035 | SPP_S_2_ERCOT | SPP_S | ERCOT | External | Shoulder | B11 | 25 | 800 | 800 | 76.09 | 114.98 | 5 | 33.9
2035 | SPP_S_2_ERCOT | SPP_S | ERCOT | External | Shoulder | B12 | 200 | 800 | 800 | 67.55 | 78.08 | 5 | 5.53
2035 | SPP_S_2_ERCOT | SPP_S | ERCOT | External | Shoulder | B13 | 600 | 800 | 800 | 50.97 | 78.08 | 5 | 22.11
2035 | SPP_S_2_ERCOT | SPP_S | ERCOT | External | Shoulder | B14 | 900 | 800 | 800 | 35.84 | 78.08 | 5 | 37.24
2035 | SPP_S_2_ERCOT | SPP_S | ERCOT | External | Shoulder | B15 | 1203 | 800 | 800 | 30.93 | 47.69 | 5 | 11.76
2035 | SPP_S_2_ERCOT | SPP_S | ERCOT | External | Summer | B1 | 10 | 800 | 800 | 76.3 | 112.66 | 5 | 31.36
2035 | SPP_S_2_ERCOT | SPP_S | ERCOT | External | Summer | B2 | 25 | 800 | 0 | 111.04 | 112.66 | 5 | 0
2035 | SPP_S_2_ERCOT | SPP_S | ERCOT | External | Summer | B3 | 75 | 800 | 0 | 111.98 | 112.66 | 5 | 0
2035 | SPP_S_2_ERCOT | SPP_S | ERCOT | External | Summer | B4 | 100 | 800 | 0 | 111.04 | 112.66 | 5 | 0
2035 | SPP_S_2_ERCOT | SPP_S | ERCOT | External | Summer | B5 | 200 | 800 | 800 | 104.81 | 112.66 | 5 | 2.85
2035 | SPP_S_2_ERCOT | SPP_S | ERCOT | External | Summer | B6 | 300 | 800 | 800 | 76.3 | 83.58 | 5 | 2.28
2035 | SPP_S_2_ERCOT | SPP_S | ERCOT | External | Summer | B7 | 400 | 800 | 0 | 71.62 | 76.52 | 5 | 0
2035 | SPP_S_2_ERCOT | SPP_S | ERCOT | External | Summer | B8 | 500 | 800 | 800 | 66.03 | 76.52 | 5 | 5.48
2035 | SPP_S_2_ERCOT | SPP_S | ERCOT | External | Summer | B9 | 800 | 800 | 800 | 49.39 | 76.52 | 5 | 22.13
2035 | SPP_S_2_ERCOT | SPP_S | ERCOT | External | Summer | B10 | 1262 | 800 | 800 | 38.01 | 49.19 | 5 | 6.19
2035 | SPP_S_2_ERCOT | SPP_S | ERCOT | External | Winter | B16 | 25 | 800 | 800 | 40.39 | 81.34 | 5 | 35.95
2035 | SPP_S_2_ERCOT | SPP_S | ERCOT | External | Winter | B17 | 100 | 800 | 800 | 38.23 | 81.34 | 5 | 38.12
2035 | SPP_S_2_ERCOT | SPP_S | ERCOT | External | Winter | B18 | 400 | 800 | 800 | 48.45 | 81.34 | 5 | 27.89
2035 | SPP_S_2_ERCOT | SPP_S | ERCOT | External | Winter | B19 | 700 | 800 | 800 | 46.7 | 79.13 | 5 | 27.42
2035 | SPP_S_2_ERCOT | SPP_S | ERCOT | External | Winter | B20 | 935 | 800 | 800 | 33.14 | 47.34 | 5 | 9.2
2040 | AZ_NM_SNV_Coal_2_SPP_S | AZ_NM_SNV_Coal | SPP_S | External | Shoulder | B11 | 25 | 400 | 0 | 94.61 | 82.58 | 8.17 | 0
2040 | AZ_NM_SNV_Coal_2_SPP_S | AZ_NM_SNV_Coal | SPP_S | External | Shoulder | B12 | 200 | 400 | 0 | 94.6 | 62.16 | 8.17 | 0
2040 | AZ_NM_SNV_Coal_2_SPP_S | AZ_NM_SNV_Coal | SPP_S | External | Shoulder | B13 | 600 | 400 | 0 | 86.43 | 50.09 | 8.17 | 0
2040 | AZ_NM_SNV_Coal_2_SPP_S | AZ_NM_SNV_Coal | SPP_S | External | Shoulder | B14 | 900 | 400 | 0 | 86.35 | 38.5 | 8.17 | 0
2040 | AZ_NM_SNV_Coal_2_SPP_S | AZ_NM_SNV_Coal | SPP_S | External | Shoulder | B15 | 1203 | 400 | 0 | 56.52 | 28.66 | 8.17 | 0
2040 | AZ_NM_SNV_Coal_2_SPP_S | AZ_NM_SNV_Coal | SPP_S | External | Summer | B1 | 10 | 400 | 0 | 154.18 | 71.69 | 8.17 | 0
2040 | AZ_NM_SNV_Coal_2_SPP_S | AZ_NM_SNV_Coal | SPP_S | External | Summer | B2 | 25 | 400 | 0 | 154.18 | 120.02 | 8.17 | 0
2040 | AZ_NM_SNV_Coal_2_SPP_S | AZ_NM_SNV_Coal | SPP_S | External | Summer | B3 | 75 | 400 | 0 | 131.25 | 121.05 | 8.17 | 0
2040 | AZ_NM_SNV_Coal_2_SPP_S | AZ_NM_SNV_Coal | SPP_S | External | Summer | B4 | 100 | 400 | 0 | 114.02 | 120.02 | 8.17 | 0
2040 | AZ_NM_SNV_Coal_2_SPP_S | AZ_NM_SNV_Coal | SPP_S | External | Summer | B5 | 200 | 400 | 0 | 104.59 | 109.51 | 8.17 | 0
2040 | AZ_NM_SNV_Coal_2_SPP_S | AZ_NM_SNV_Coal | SPP_S | External | Summer | B6 | 300 | 400 | 0 | 104.37 | 82.41 | 8.17 | 0
2040 | AZ_NM_SNV_Coal_2_SPP_S | AZ_NM_SNV_Coal | SPP_S | External | Summer | B7 | 400 | 400 | 0 | 94.62 | 77.73 | 8.17 | 0
2040 | AZ_NM_SNV_Coal_2_SPP_S | AZ_NM_SNV_Coal | SPP_S | External | Summer | B8 | 500 | 400 | 0 | 94.6 | 69 | 8.17 | 0
2040 | AZ_NM_SNV_Coal_2_SPP_S | AZ_NM_SNV_Coal | SPP_S | External | Summer | B9 | 800 | 400 | 0 | 86.43 | 51.98 | 8.17 | 0
2040 | AZ_NM_SNV_Coal_2_SPP_S | AZ_NM_SNV_Coal | SPP_S | External | Summer | B10 | 1262 | 400 | 0 | 50.2 | 39.76 | 8.17 | 0
2040 | AZ_NM_SNV_Coal_2_SPP_S | AZ_NM_SNV_Coal | SPP_S | External | Winter | B16 | 25 | 400 | 0 | 99.07 | 40.08 | 8.17 | 0
2040 | AZ_NM_SNV_Coal_2_SPP_S | AZ_NM_SNV_Coal | SPP_S | External | Winter | B17 | 100 | 400 | 0 | 94.94 | 39.57 | 8.17 | 0
2040 | AZ_NM_SNV_Coal_2_SPP_S | AZ_NM_SNV_Coal | SPP_S | External | Winter | B18 | 400 | 400 | 0 | 91.3 | 47.56 | 8.17 | 0
2040 | AZ_NM_SNV_Coal_2_SPP_S | AZ_NM_SNV_Coal | SPP_S | External | Winter | B19 | 700 | 400 | 0 | 86.78 | 47.54 | 8.17 | 0
2040 | AZ_NM_SNV_Coal_2_SPP_S | AZ_NM_SNV_Coal | SPP_S | External | Winter | B20 | 935 | 400 | 0 | 55.83 | 34.8 | 8.17 | 0
2040 | ERCOT_2_SPP_S | ERCOT | SPP_S | External | Shoulder | B11 | 25 | 800 | 0 | 92.17 | 82.58 | 8 | 0
2040 | ERCOT_2_SPP_S | ERCOT | SPP_S | External | Shoulder | B12 | 200 | 800 | 0 | 84.36 | 62.16 | 8 | 0
2040 | ERCOT_2_SPP_S | ERCOT | SPP_S | External | Shoulder | B13 | 600 | 800 | 0 | 84.36 | 50.09 | 8 | 0
2040 | ERCOT_2_SPP_S | ERCOT | SPP_S | External | Shoulder | B14 | 900 | 800 | 0 | 79.9 | 38.5 | 8 | 0
2040 | ERCOT_2_SPP_S | ERCOT | SPP_S | External | Shoulder | B15 | 1203 | 800 | 0 | 49.15 | 28.66 | 8 | 0
2040 | ERCOT_2_SPP_S | ERCOT | SPP_S | External | Summer | B1 | 10 | 800 | 0 | 121.74 | 71.69 | 8 | 0
2040 | ERCOT_2_SPP_S | ERCOT | SPP_S | External | Summer | B2 | 25 | 800 | 0 | 121.74 | 120.02 | 8 | 0
2040 | ERCOT_2_SPP_S | ERCOT | SPP_S | External | Summer | B3 | 75 | 800 | 0 | 121.74 | 121.05 | 8 | 0
2040 | ERCOT_2_SPP_S | ERCOT | SPP_S | External | Summer | B4 | 100 | 800 | 0 | 121.74 | 120.02 | 8 | 0
2040 | ERCOT_2_SPP_S | ERCOT | SPP_S | External | Summer | B5 | 200 | 800 | 0 | 121.74 | 109.51 | 8 | 0
2040 | ERCOT_2_SPP_S | ERCOT | SPP_S | External | Summer | B6 | 300 | 800 | 0 | 90.27 | 82.41 | 8 | 0
2040 | ERCOT_2_SPP_S | ERCOT | SPP_S | External | Summer | B7 | 400 | 800 | 0 | 82.62 | 77.73 | 8 | 0
2040 | ERCOT_2_SPP_S | ERCOT | SPP_S | External | Summer | B8 | 500 | 800 | 0 | 82.62 | 69 | 8 | 0
2040 | ERCOT_2_SPP_S | ERCOT | SPP_S | External | Summer | B9 | 800 | 800 | 0 | 82.62 | 51.98 | 8 | 0
2040 | ERCOT_2_SPP_S | ERCOT | SPP_S | External | Summer | B10 | 1262 | 800 | 0 | 51.57 | 39.76 | 8 | 0
2040 | ERCOT_2_SPP_S | ERCOT | SPP_S | External | Winter | B16 | 25 | 800 | 0 | 87.97 | 40.08 | 8 | 0
2040 | ERCOT_2_SPP_S | ERCOT | SPP_S | External | Winter | B17 | 100 | 800 | 0 | 87.97 | 39.57 | 8 | 0
2040 | ERCOT_2_SPP_S | ERCOT | SPP_S | External | Winter | B18 | 400 | 800 | 0 | 87.97 | 47.56 | 8 | 0
2040 | ERCOT_2_SPP_S | ERCOT | SPP_S | External | Winter | B19 | 700 | 800 | 0 | 79.91 | 47.54 | 8 | 0
2040 | ERCOT_2_SPP_S | ERCOT | SPP_S | External | Winter | B20 | 935 | 800 | 0 | 49.23 | 34.8 | 8 | 0
2040 | MAPP_US_2_RMPA | MAPP_US | RMPA | External | Shoulder | B11 | 25 | 200 | 0 | 79.22 | 86.43 | 8 | 0
2040 | MAPP_US_2_RMPA | MAPP_US | RMPA | External | Shoulder | B12 | 200 | 200 | 0 | 63.76 | 70.79 | 8 | 0
2040 | MAPP_US_2_RMPA | MAPP_US | RMPA | External | Shoulder | B13 | 600 | 200 | 200 | 48.04 | 60.99 | 8 | 4.95
2040 | MAPP_US_2_RMPA | MAPP_US | RMPA | External | Shoulder | B14 | 900 | 200 | 200 | 36.67 | 60.99 | 8 | 16.31
2040 | MAPP_US_2_RMPA | MAPP_US | RMPA | External | Shoulder | B15 | 1203 | 200 | 200 | 32.84 | 43.96 | 8 | 3.12
2040 | MAPP_US_2_RMPA | MAPP_US | RMPA | External | Summer | B1 | 10 | 200 | 200 | 121.37 | 133.09 | 8 | 3.72
2040 | MAPP_US_2_RMPA | MAPP_US | RMPA | External | Summer | B2 | 25 | 200 | 0 | 118.89 | 112.91 | 8 | 0
2040 | MAPP_US_2_RMPA | MAPP_US | RMPA | External | Summer | B3 | 75 | 200 | 0 | 119.05 | 123.09 | 8 | 0
2040 | MAPP_US_2_RMPA | MAPP_US | RMPA | External | Summer | B4 | 100 | 200 | 0 | 118.02 | 102.77 | 8 | 0
2040 | MAPP_US_2_RMPA | MAPP_US | RMPA | External | Summer | B5 | 200 | 200 | 0 | 107.5 | 89.1 | 8 | 0
2040 | MAPP_US_2_RMPA | MAPP_US | RMPA | External | Summer | B6 | 300 | 200 | 0 | 80.39 | 87.39 | 8 | 0
2040 | MAPP_US_2_RMPA | MAPP_US | RMPA | External | Summer | B7 | 400 | 200 | 29.32 | 71.55 | 79.55 | 8 | 0
2040 | MAPP_US_2_RMPA | MAPP_US | RMPA | External | Summer | B8 | 500 | 200 | 0 | 59.84 | 60.99 | 8 | 0
2040 | MAPP_US_2_RMPA | MAPP_US | RMPA | External | Summer | B9 | 800 | 200 | 0 | 49.95 | 43.96 | 8 | 0
2040 | MAPP_US_2_RMPA | MAPP_US | RMPA | External | Summer | B10 | 1262 | 200 | 0 | 36.39 | 40.23 | 8 | 0
2040 | MAPP_US_2_RMPA | MAPP_US | RMPA | External | Winter | B16 | 25 | 200 | 200 | 35.72 | 97.03 | 8 | 53.32
2040 | MAPP_US_2_RMPA | MAPP_US | RMPA | External | Winter | B17 | 100 | 200 | 200 | 40 | 97.03 | 8 | 49.03
2040 | MAPP_US_2_RMPA | MAPP_US | RMPA | External | Winter | B18 | 400 | 200 | 200 | 45.53 | 62.54 | 8 | 9.01
2040 | MAPP_US_2_RMPA | MAPP_US | RMPA | External | Winter | B19 | 700 | 200 | 200 | 45.52 | 62.54 | 8 | 9.02
2040 | MAPP_US_2_RMPA | MAPP_US | RMPA | External | Winter | B20 | 935 | 200 | 0 | 32.79 | 40.23 | 8 | 0
2040 | NE_2_RMPA | NE | RMPA | External | Shoulder | B11 | 25 | 310 | 0 | 82.57 | 86.43 | 5 | 0
2040 | NE_2_RMPA | NE | RMPA | External | Shoulder | B12 | 200 | 310 | 310 | 65.78 | 70.79 | 5 | 0.01
2040 | NE_2_RMPA | NE | RMPA | External | Shoulder | B13 | 600 | 310 | 310 | 50.09 | 60.99 | 5 | 5.9
2040 | NE_2_RMPA | NE | RMPA | External | Shoulder | B14 | 900 | 310 | 310 | 38.5 | 60.99 | 5 | 17.48
2040 | NE_2_RMPA | NE | RMPA | External | Shoulder | B15 | 1203 | 310 | 310 | 28.66 | 43.96 | 5 | 10.3
2040 | NE_2_RMPA | NE | RMPA | External | Summer | B1 | 10 | 310 | 310 | 123.37 | 133.09 | 5 | 4.72
2040 | NE_2_RMPA | NE | RMPA | External | Summer | B2 | 25 | 310 | 0 | 120.89 | 112.91 | 5 | 0
2040 | NE_2_RMPA | NE | RMPA | External | Summer | B3 | 75 | 310 | 0 | 121.05 | 123.09 | 5 | 0
2040 | NE_2_RMPA | NE | RMPA | External | Summer | B4 | 100 | 310 | 0 | 120.02 | 102.77 | 5 | 0
2040 | NE_2_RMPA | NE | RMPA | External | Summer | B5 | 200 | 310 | 0 | 109.5 | 89.1 | 5 | 0
2040 | NE_2_RMPA | NE | RMPA | External | Summer | B6 | 300 | 310 | 27.39 | 82.39 | 87.39 | 5 | 0
2040 | NE_2_RMPA | NE | RMPA | External | Summer | B7 | 400 | 310 | 93.09 | 74.55 | 79.55 | 5 | 0
2040 | NE_2_RMPA | NE | RMPA | External | Summer | B8 | 500 | 310 | 0 | 66.84 | 60.99 | 5 | 0
2040 | NE_2_RMPA | NE | RMPA | External | Summer | B9 | 800 | 310 | 0 | 51.96 | 43.96 | 5 | 0
2040 | NE_2_RMPA | NE | RMPA | External | Summer | B10 | 1262 | 310 | 0 | 39.73 | 40.23 | 5 | 0
2040 | NE_2_RMPA | NE | RMPA | External | Winter | B16 | 25 | 310 | 310 | -21.15 | 97.03 | 5 | 113.18
2040 | NE_2_RMPA | NE | RMPA | External | Winter | B17 | 100 | 310 | 310 | 39.54 | 97.03 | 5 | 52.49
2040 | NE_2_RMPA | NE | RMPA | External | Winter | B18 | 400 | 310 | 310 | 47.54 | 62.54 | 5 | 10
2040 | NE_2_RMPA | NE | RMPA | External | Winter | B19 | 700 | 310 | 310 | 47.52 | 62.54 | 5 | 10.02
2040 | NE_2_RMPA | NE | RMPA | External | Winter | B20 | 935 | 310 | 310 | 34.78 | 40.23 | 5 | 0.46
2040 | NWPP_Coal_2_MAPP_US | NWPP_Coal | MAPP_US | External | Shoulder | B11 | 25 | 150 | 0 | 94.6 | 79.22 | 8 | 0
2040 | NWPP_Coal_2_MAPP_US | NWPP_Coal | MAPP_US | External | Shoulder | B12 | 200 | 150 | 0 | 94.6 | 63.76 | 8 | 0
2040 | NWPP_Coal_2_MAPP_US | NWPP_Coal | MAPP_US | External | Shoulder | B13 | 600 | 150 | 0 | 94.6 | 48.04 | 8 | 0
2040 | NWPP_Coal_2_MAPP_US | NWPP_Coal | MAPP_US | External | Shoulder | B14 | 900 | 150 | 0 | 94.6 | 36.67 | 8 | 0
2040 | NWPP_Coal_2_MAPP_US | NWPP_Coal | MAPP_US | External | Shoulder | B15 | 1203 | 150 | 0 | 94.6 | 32.84 | 8 | 0
2040 | NWPP_Coal_2_MAPP_US | NWPP_Coal | MAPP_US | External | Summer | B1 | 10 | 150 | 150 | 94.6 | 121.37 | 8 | 18.77
2040 | NWPP_Coal_2_MAPP_US | NWPP_Coal | MAPP_US | External | Summer | B2 | 25 | 150 | 150 | 94.6 | 118.89 | 8 | 16.29
2040 | NWPP_Coal_2_MAPP_US | NWPP_Coal | MAPP_US | External | Summer | B3 | 75 | 150 | 150 | 94.6 | 119.05 | 8 | 16.45
2040 | NWPP_Coal_2_MAPP_US | NWPP_Coal | MAPP_US | External | Summer | B4 | 100 | 150 | 150 | 94.6 | 118.02 | 8 | 15.42
2040 | NWPP_Coal_2_MAPP_US | NWPP_Coal | MAPP_US | External | Summer | B5 | 200 | 150 | 150 | 94.6 | 107.5 | 8 | 4.9
2040 | NWPP_Coal_2_MAPP_US | NWPP_Coal | MAPP_US | External | Summer | B6 | 300 | 150 | 0 | 94.6 | 80.39 | 8 | 0
2040 | NWPP_Coal_2_MAPP_US | NWPP_Coal | MAPP_US | External | Summer | B7 | 400 | 150 | 0 | 94.6 | 71.55 | 8 | 0
2040 | NWPP_Coal_2_MAPP_US | NWPP_Coal | MAPP_US | External | Summer | B8 | 500 | 150 | 0 | 94.6 | 59.84 | 8 | 0
2040 | NWPP_Coal_2_MAPP_US | NWPP_Coal | MAPP_US | External | Summer | B9 | 800 | 150 | 0 | 94.6 | 49.95 | 8 | 0
2040 | NWPP_Coal_2_MAPP_US | NWPP_Coal | MAPP_US | External | Summer | B10 | 1262 | 150 | 0 | 94.6 | 36.39 | 8 | 0
2040 | NWPP_Coal_2_MAPP_US | NWPP_Coal | MAPP_US | External | Winter | B16 | 25 | 150 | 0 | 99.07 | 35.72 | 8 | 0
2040 | NWPP_Coal_2_MAPP_US | NWPP_Coal | MAPP_US | External | Winter | B17 | 100 | 150 | 0 | 94.95 | 40 | 8 | 0
2040 | NWPP_Coal_2_MAPP_US | NWPP_Coal | MAPP_US | External | Winter | B18 | 400 | 150 | 0 | 94.95 | 45.53 | 8 | 0
2040 | NWPP_Coal_2_MAPP_US | NWPP_Coal | MAPP_US | External | Winter | B19 | 700 | 150 | 0 | 94.95 | 45.52 | 8 | 0
2040 | NWPP_Coal_2_MAPP_US | NWPP_Coal | MAPP_US | External | Winter | B20 | 935 | 150 | 0 | 94.95 | 32.79 | 8 | 0
2040 | RMPA_2_MAPP_US | RMPA | MAPP_US | External | Shoulder | B11 | 25 | 200 | 0 | 86.43 | 79.22 | 8 | 0
2040 | RMPA_2_MAPP_US | RMPA | MAPP_US | External | Shoulder | B12 | 200 | 200 | 0 | 70.79 | 63.76 | 8 | 0
2040 | RMPA_2_MAPP_US | RMPA | MAPP_US | External | Shoulder | B13 | 600 | 200 | 0 | 60.99 | 48.04 | 8 | 0
2040 | RMPA_2_MAPP_US | RMPA | MAPP_US | External | Shoulder | B14 | 900 | 200 | 0 | 60.99 | 36.67 | 8 | 0
2040 | RMPA_2_MAPP_US | RMPA | MAPP_US | External | Shoulder | B15 | 1203 | 200 | 0 | 43.96 | 32.84 | 8 | 0
2040 | RMPA_2_MAPP_US | RMPA | MAPP_US | External | Summer | B1 | 10 | 200 | 0 | 133.09 | 121.37 | 8 | 0
2040 | RMPA_2_MAPP_US | RMPA | MAPP_US | External | Summer | B2 | 25 | 200 | 0 | 112.91 | 118.89 | 8 | 0
2040 | RMPA_2_MAPP_US | RMPA | MAPP_US | External | Summer | B3 | 75 | 200 | 0 | 123.09 | 119.05 | 8 | 0
2040 | RMPA_2_MAPP_US | RMPA | MAPP_US | External | Summer | B4 | 100 | 200 | 200 | 102.77 | 118.02 | 8 | 7.26
2040 | RMPA_2_MAPP_US | RMPA | MAPP_US | External | Summer | B5 | 200 | 200 | 200 | 89.1 | 107.5 | 8 | 10.4
2040 | RMPA_2_MAPP_US | RMPA | MAPP_US | External | Summer | B6 | 300 | 200 | 0 | 87.39 | 80.39 | 8 | 0
2040 | RMPA_2_MAPP_US | RMPA | MAPP_US | External | Summer | B7 | 400 | 200 | 0 | 79.55 | 71.55 | 8 | 0
2040 | RMPA_2_MAPP_US | RMPA | MAPP_US | External | Summer | B8 | 500 | 200 | 0 | 60.99 | 59.84 | 8 | 0
2040 | RMPA_2_MAPP_US | RMPA | MAPP_US | External | Summer | B9 | 800 | 200 | 0 | 43.96 | 49.95 | 8 | 0
2040 | RMPA_2_MAPP_US | RMPA | MAPP_US | External | Summer | B10 | 1262 | 200 | 0 | 40.23 | 36.39 | 8 | 0
2040 | RMPA_2_MAPP_US | RMPA | MAPP_US | External | Winter | B16 | 25 | 200 | 0 | 97.03 | 35.72 | 8 | 0
2040 | RMPA_2_MAPP_US | RMPA | MAPP_US | External | Winter | B17 | 100 | 200 | 0 | 97.03 | 40 | 8 | 0
2040 | RMPA_2_MAPP_US | RMPA | MAPP_US | External | Winter | B18 | 400 | 200 | 0 | 62.54 | 45.53 | 8 | 0
2040 | RMPA_2_MAPP_US | RMPA | MAPP_US | External | Winter | B19 | 700 | 200 | 0 | 62.54 | 45.52 | 8 | 0
2040 | RMPA_2_MAPP_US | RMPA | MAPP_US | External | Winter | B20 | 935 | 200 | 0 | 40.23 | 32.79 | 8 | 0
2040 | RMPA_2_NE | RMPA | NE | External | Shoulder | B11 | 25 | 310 | 0 | 86.43 | 82.57 | 8 | 0
2040 | RMPA_2_NE | RMPA | NE | External | Shoulder | B12 | 200 | 310 | 0 | 70.79 | 65.78 | 8 | 0
2040 | RMPA_2_NE | RMPA | NE | External | Shoulder | B13 | 600 | 310 | 0 | 60.99 | 50.09 | 8 | 0
2040 | RMPA_2_NE | RMPA | NE | External | Shoulder | B14 | 900 | 310 | 0 | 60.99 | 38.5 | 8 | 0
2040 | RMPA_2_NE | RMPA | NE | External | Shoulder | B15 | 1203 | 310 | 0 | 43.96 | 28.66 | 8 | 0
2040 | RMPA_2_NE | RMPA | NE | External | Summer | B1 | 10 | 310 | 0 | 133.09 | 123.37 | 8 | 0
2040 | RMPA_2_NE | RMPA | NE | External | Summer | B2 | 25 | 310 | 0 | 112.91 | 120.89 | 8 | 0
2040 | RMPA_2_NE | RMPA | NE | External | Summer | B3 | 75 | 310 | 0 | 123.09 | 121.05 | 8 | 0
2040 | RMPA_2_NE | RMPA | NE | External | Summer | B4 | 100 | 310 | 310 | 102.77 | 120.02 | 8 | 9.26
2040 | RMPA_2_NE | RMPA | NE | External | Summer | B5 | 200 | 310 | 310 | 89.1 | 109.5 | 8 | 12.4
2040 | RMPA_2_NE | RMPA | NE | External | Summer | B6 | 300 | 310 | 0 | 87.39 | 82.39 | 8 | 0
2040 | RMPA_2_NE | RMPA | NE | External | Summer | B7 | 400 | 310 | 0 | 79.55 | 74.55 | 8 | 0
2040 | RMPA_2_NE | RMPA | NE | External | Summer | B8 | 500 | 310 | 0 | 60.99 | 66.84 | 8 | 0
2040 | RMPA_2_NE | RMPA | NE | External | Summer | B9 | 800 | 310 | 170.16 | 43.96 | 51.96 | 8 | 0
2040 | RMPA_2_NE | RMPA | NE | External | Summer | B10 | 1262 | 310 | 0 | 40.23 | 39.73 | 8 | 0
2040 | RMPA_2_NE | RMPA | NE | External | Winter | B16 | 25 | 310 | 0 | 97.03 | -21.15 | 8 | 0
2040 | RMPA_2_NE | RMPA | NE | External | Winter | B17 | 100 | 310 | 0 | 97.03 | 39.54 | 8 | 0
2040 | RMPA_2_NE | RMPA | NE | External | Winter | B18 | 400 | 310 | 0 | 62.54 | 47.54 | 8 | 0
2040 | RMPA_2_NE | RMPA | NE | External | Winter | B19 | 700 | 310 | 0 | 62.54 | 47.52 | 8 | 0
2040 | RMPA_2_NE | RMPA | NE | External | Winter | B20 | 935 | 310 | 0 | 40.23 | 34.78 | 8 | 0
2040 | RMPA_2_SPP_N | RMPA | SPP_N | External | Shoulder | B11 | 25 | 210 | 0 | 86.43 | 82.58 | 8 | 0
2040 | RMPA_2_SPP_N | RMPA | SPP_N | External | Shoulder | B12 | 200 | 210 | 0 | 70.79 | 65.79 | 8 | 0
2040 | RMPA_2_SPP_N | RMPA | SPP_N | External | Shoulder | B13 | 600 | 210 | 0 | 60.99 | 50.1 | 8 | 0
2040 | RMPA_2_SPP_N | RMPA | SPP_N | External | Shoulder | B14 | 900 | 210 | 0 | 60.99 | 38.52 | 8 | 0
2040 | RMPA_2_SPP_N | RMPA | SPP_N | External | Shoulder | B15 | 1203 | 210 | 0 | 43.96 | 28.67 | 8 | 0
2040 | RMPA_2_SPP_N | RMPA | SPP_N | External | Summer | B1 | 10 | 210 | 0 | 133.09 | 123.37 | 8 | 0
2040 | RMPA_2_SPP_N | RMPA | SPP_N | External | Summer | B2 | 25 | 210 | 53.77 | 112.91 | 120.91 | 8 | 0
2040 | RMPA_2_SPP_N | RMPA | SPP_N | External | Summer | B3 | 75 | 210 | 0 | 123.09 | 121.06 | 8 | 0
2040 | RMPA_2_SPP_N | RMPA | SPP_N | External | Summer | B4 | 100 | 210 | 210 | 102.77 | 120.03 | 8 | 9.27
2040 | RMPA_2_SPP_N | RMPA | SPP_N | External | Summer | B5 | 200 | 210 | 210 | 89.1 | 109.51 | 8 | 12.41
2040 | RMPA_2_SPP_N | RMPA | SPP_N | External | Summer | B6 | 300 | 210 | 0 | 87.39 | 82.4 | 8 | 0
2040 | RMPA_2_SPP_N | RMPA | SPP_N | External | Summer | B7 | 400 | 210 | 0 | 79.55 | 77.72 | 8 | 0
2040 | RMPA_2_SPP_N | RMPA | SPP_N | External | Summer | B8 | 500 | 210 | 107.55 | 60.99 | 68.99 | 8 | 0
2040 | RMPA_2_SPP_N | RMPA | SPP_N | External | Summer | B9 | 800 | 210 | 210 | 43.96 | 51.97 | 8 | 0.01
2040 | RMPA_2_SPP_N | RMPA | SPP_N | External | Summer | B10 | 1262 | 210 | 0 | 40.23 | 39.75 | 8 | 0
2040 | RMPA_2_SPP_N | RMPA | SPP_N | External | Winter | B16 | 25 | 210 | 0 | 97.03 | 40.07 | 8 | 0
2040 | RMPA_2_SPP_N | RMPA | SPP_N | External | Winter | B17 | 100 | 210 | 0 | 97.03 | 39.55 | 8 | 0
2040 | RMPA_2_SPP_N | RMPA | SPP_N | External | Winter | B18 | 400 | 210 | 0 | 62.54 | 47.55 | 8 | 0
2040 | RMPA_2_SPP_N | RMPA | SPP_N | External | Winter | B19 | 700 | 210 | 0 | 62.54 | 47.53 | 8 | 0
2040 | RMPA_2_SPP_N | RMPA | SPP_N | External | Winter | B20 | 935 | 210 | 0 | 40.23 | 34.79 | 8 | 0
2040 | SPP_N_2_RMPA | SPP_N | RMPA | External | Shoulder | B11 | 25 | 210 | 0 | 82.58 | 86.43 | 5 | 0
2040 | SPP_N_2_RMPA | SPP_N | RMPA | External | Shoulder | B12 | 200 | 210 | 73.3 | 65.79 | 70.79 | 5 | 0
2040 | SPP_N_2_RMPA | SPP_N | RMPA | External | Shoulder | B13 | 600 | 210 | 210 | 50.1 | 60.99 | 5 | 5.88
2040 | SPP_N_2_RMPA | SPP_N | RMPA | External | Shoulder | B14 | 900 | 210 | 210 | 38.52 | 60.99 | 5 | 17.47
2040 | SPP_N_2_RMPA | SPP_N | RMPA | External | Shoulder | B15 | 1203 | 210 | 210 | 28.67 | 43.96 | 5 | 10.29
2040 | SPP_N_2_RMPA | SPP_N | RMPA | External | Summer | B1 | 10 | 210 | 210 | 123.37 | 133.09 | 5 | 4.72
2040 | SPP_N_2_RMPA | SPP_N | RMPA | External | Summer | B2 | 25 | 210 | 0 | 120.91 | 112.91 | 5 | 0
2040 | SPP_N_2_RMPA | SPP_N | RMPA | External | Summer | B3 | 75 | 210 | 0 | 121.06 | 123.09 | 5 | 0
2040 | SPP_N_2_RMPA | SPP_N | RMPA | External | Summer | B4 | 100 | 210 | 0 | 120.03 | 102.77 | 5 | 0
2040 | SPP_N_2_RMPA | SPP_N | RMPA | External | Summer | B5 | 200 | 210 | 0 | 109.51 | 89.1 | 5 | 0
2040 | SPP_N_2_RMPA | SPP_N | RMPA | External | Summer | B6 | 300 | 210 | 0 | 82.4 | 87.39 | 5 | 0
2040 | SPP_N_2_RMPA | SPP_N | RMPA | External | Summer | B7 | 400 | 210 | 0 | 77.72 | 79.55 | 5 | 0
2040 | SPP_N_2_RMPA | SPP_N | RMPA | External | Summer | B8 | 500 | 210 | 0 | 68.99 | 60.99 | 5 | 0
2040 | SPP_N_2_RMPA | SPP_N | RMPA | External | Summer | B9 | 800 | 210 | 0 | 51.97 | 43.96 | 5 | 0
2040 | SPP_N_2_RMPA | SPP_N | RMPA | External | Summer | B10 | 1262 | 210 | 0 | 39.75 | 40.23 | 5 | 0
2040 | SPP_N_2_RMPA | SPP_N | RMPA | External | Winter | B16 | 25 | 210 | 210 | 40.07 | 97.03 | 5 | 51.97
2040 | SPP_N_2_RMPA | SPP_N | RMPA | External | Winter | B17 | 100 | 210 | 210 | 39.55 | 97.03 | 5 | 52.48
2040 | SPP_N_2_RMPA | SPP_N | RMPA | External | Winter | B18 | 400 | 210 | 210 | 47.55 | 62.54 | 5 | 9.98
2040 | SPP_N_2_RMPA | SPP_N | RMPA | External | Winter | B19 | 700 | 210 | 210 | 47.53 | 62.54 | 5 | 10.01
2040 | SPP_N_2_RMPA | SPP_N | RMPA | External | Winter | B20 | 935 | 210 | 210 | 34.79 | 40.23 | 5 | 0.44
2040 | SPP_S_2_ERCOT | SPP_S | ERCOT | External | Shoulder | B11 | 25 | 800 | 800 | 82.58 | 92.17 | 5 | 4.59
2040 | SPP_S_2_ERCOT | SPP_S | ERCOT | External | Shoulder | B12 | 200 | 800 | 800 | 62.16 | 84.36 | 5 | 17.19
2040 | SPP_S_2_ERCOT | SPP_S | ERCOT | External | Shoulder | B13 | 600 | 800 | 800 | 50.09 | 84.36 | 5 | 29.27
2040 | SPP_S_2_ERCOT | SPP_S | ERCOT | External | Shoulder | B14 | 900 | 800 | 800 | 38.5 | 79.9 | 5 | 36.4
2040 | SPP_S_2_ERCOT | SPP_S | ERCOT | External | Shoulder | B15 | 1203 | 800 | 800 | 28.66 | 49.15 | 5 | 15.49
2040 | SPP_S_2_ERCOT | SPP_S | ERCOT | External | Summer | B1 | 10 | 800 | 800 | 71.69 | 121.74 | 5 | 45.06
2040 | SPP_S_2_ERCOT | SPP_S | ERCOT | External | Summer | B2 | 25 | 800 | 0 | 120.02 | 121.74 | 5 | 0
2040 | SPP_S_2_ERCOT | SPP_S | ERCOT | External | Summer | B3 | 75 | 800 | 0 | 121.05 | 121.74 | 5 | 0
2040 | SPP_S_2_ERCOT | SPP_S | ERCOT | External | Summer | B4 | 100 | 800 | 0 | 120.02 | 121.74 | 5 | 0
2040 | SPP_S_2_ERCOT | SPP_S | ERCOT | External | Summer | B5 | 200 | 800 | 800 | 109.51 | 121.74 | 5 | 7.23
2040 | SPP_S_2_ERCOT | SPP_S | ERCOT | External | Summer | B6 | 300 | 800 | 800 | 82.41 | 90.27 | 5 | 2.86
2040 | SPP_S_2_ERCOT | SPP_S | ERCOT | External | Summer | B7 | 400 | 800 | 0 | 77.73 | 82.62 | 5 | 0
2040 | SPP_S_2_ERCOT | SPP_S | ERCOT | External | Summer | B8 | 500 | 800 | 800 | 69 | 82.62 | 5 | 8.62
2040 | SPP_S_2_ERCOT | SPP_S | ERCOT | External | Summer | B9 | 800 | 800 | 800 | 51.98 | 82.62 | 5 | 25.64
2040 | SPP_S_2_ERCOT | SPP_S | ERCOT | External | Summer | B10 | 1262 | 800 | 800 | 39.76 | 51.57 | 5 | 6.81
2040 | SPP_S_2_ERCOT | SPP_S | ERCOT | External | Winter | B16 | 25 | 800 | 800 | 40.08 | 87.97 | 5 | 42.89
2040 | SPP_S_2_ERCOT | SPP_S | ERCOT | External | Winter | B17 | 100 | 800 | 800 | 39.57 | 87.97 | 5 | 43.4
2040 | SPP_S_2_ERCOT | SPP_S | ERCOT | External | Winter | B18 | 400 | 800 | 800 | 47.56 | 87.97 | 5 | 35.4
2040 | SPP_S_2_ERCOT | SPP_S | ERCOT | External | Winter | B19 | 700 | 800 | 800 | 47.54 | 79.91 | 5 | 27.37
2040 | SPP_S_2_ERCOT | SPP_S | ERCOT | External | Winter | B20 | 935 | 800 | 800 | 34.8 | 49.23 | 5 | 9.43