## Title
Future 5 Sensitivity 5: Clean Energy Standard, Top-Down Implementation
"The results presented herein use modeling assumptions developed by EIPC, EIPC stakeholders and CRA for purposes of EIPC capacity expansion modeling. As such, these results do not necessarily reflect the opinions or views of CRA or any individual EIPC stakeholder."

## Build Summary
EI New Build Summary
EI New Builds by Type
|  | Additions |  |  | Retirements
| 2010 | 2015 | 2020 | 2030 | 2015 | 2020 | 2030 | Total
Coal | 271.9155 | 8.4766 | 0 | 0 | 73.3478 | 44.887 | 58.9541 | 103.2033
Nuclear | 99.849 | 2.7406 | 4.53 | 11.2737 | 0 | 0.6145 | 1.4882 | 116.2905
CC | 132.682 | 25.2881 | 23.1567 | 39.4616 | 4.3047 | 0.37821 | 1.2302 | 214.6753
CT | 120.329 | 7.7161 | 16.0605 | 13.8974 | 1.0883 | 0 | 0.0135 | 156.9012
Steam Oil/Gas | 74.547 | 0 | 0 | 0 | 30.9451 | 0 | 0.126 | 43.4759
Hydro | 44.6048 | 0 | 0.8339 | 6.0541 | 0 | 0 | 0 | 51.4928
On-Shore Wind | 18.707 | 22.1949 | 9.9523 | 112.3407 | 0 | 0 | 0 | 163.1949
Off-Shore Wind | 0 | 0.469 | 0 | 1.1 | 0 | 0 | 0 | 1.569
Other Renewable | 3.613 | 2.3484 | 2.9013 | 4.5858 | 0 | 0 | 0 | 13.4484
New HQ/Maritimes | 0 | 0 | 0.5 | 2.5 | 0 | 0 | 0 | 3
Other | 17.054 | 0 | 0 | 0 | 0 | 0 | 0 | 17.054
Total w/o DR | 783.3012 | 69.2336 | 57.9348 | 191.2133 | 109.6859 | 45.8797 | 61.812 | 884.3054
DR | 33.1 | -1.344 | 16.8375 | 22.1146 | 0 | 0 | 0 | 70.7081
Total w/DR | 816.4012 | 67.8896 | 74.7723 | 213.3279 | 109.6859 | 45.8797 | 61.812 | 955.0135
EI New Builds by Region
| EI Cumulative New Builds |  |  |  | EI Cumulative New CCs |  |  |  | EI Cumulative New On-Shore Wind |  |  |  | EI Cumulative Coal Retirements
| 2015 | 2020 | 2030 |  |  | 2015 | 2020 | 2030 |  | 2015 | 2020 | 2030 |  | 2015 | 2020 | 2030
ENT | 890.29 | 955.33 | 2773.98 |  | ENT | 0 | 0 | 0 | ENT | 0 | 0 | 0 | ENT | 1690.02 | 1698.1 | 3150.9
FRCC | 4226.23 | 5351.78 | 9813.29 |  | FRCC | 1516.9 | 2642.45 | 2642.45 | FRCC | 0 | 0 | 0 | FRCC | 1134.4 | 2003.4 | 4835.66
IESO | 5144.99 | 5144.99 | 5144.99 |  | IESO | 1263 | 1263 | 1263 | IESO | 2105.9 | 2105.9 | 2105.9 | IESO | 6416 | 6416 | 6416
MAPP_CA | 337.4 | 667.3 | 4987.4 |  | MAPP_CA | 0 | 0 | 0 | MAPP_CA | 302.4 | 302.4 | 302.4 | MAPP_CA | 110.01 | 110.01 | 1745.9
MAPP_US | 729.6 | 2285.09 | 7096.91 |  | MAPP_US | 0 | 0 | 0 | MAPP_US | 421.3 | 1976.79 | 6141.83 | MAPP_US | 1056.42 | 1448.14 | 2081.5
MISO_IN | 618 | 4385.7 | 14160.97 |  | MISO_IN | 0 | 3531.75 | 13079.69 | MISO_IN | 0 | 0 | 0 | MISO_IN | 2185.1 | 4102.1 | 7227.67
MISO_MI | 2000 | 2000 | 7663.74 |  | MISO_MI | 0 | 0 | 2570.65 | MISO_MI | 2000 | 2000 | 2441.21 | MISO_MI | 2312.8 | 8597 | 10157
MISO_MO-IL | 2090 | 2090 | 2593.33 |  | MISO_MO-IL | 0 | 0 | 0 | MISO_MO-IL | 300 | 300 | 300 | MISO_MO-IL | 2192.7 | 5149.75 | 9252.21
MISO_W | 2894.83 | 2894.83 | 2966.5 |  | MISO_W | 0 | 0 | 0 | MISO_W | 2800.5 | 2800.5 | 2800.5 | MISO_W | 1243.36 | 2928.56 | 5310.65
MISO_WUMS | 1818.9 | 13780.63 | 22830.21 |  | MISO_WUMS | 0 | 4194.75 | 4194.75 | MISO_WUMS | 968.9 | 968.9 | 968.9 | MISO_WUMS | 1857.1 | 3970.1 | 5203.76
NE | 434.1 | 2909.65 | 56381.19 |  | NE | 0 | 0 | 0 | NE | 202 | 2677.55 | 56077.42 | NE | 0 | 0 | 1404.29
NEISO | 3384.16 | 5209.89 | 8158.71 |  | NEISO | 2049.5 | 2049.5 | 2049.5 | NEISO | 231.2 | 1733.57 | 4609.65 | NEISO | 2250.13 | 2570.13 | 2570.13
NonRTO_Midwest | 194.92 | 1188.44 | 3460.05 |  | NonRTO_Midwest | 194.92 | 1188.44 | 2553.8 | NonRTO_Midwest | 0 | 0 | 0 | NonRTO_Midwest | 1984.57 | 2593.57 | 3526.93
NYISO_A-F | 3289.7 | 3999.5 | 4067.43 |  | NYISO_A-F | 639 | 639 | 639 | NYISO_A-F | 2476.3 | 3186.1 | 3186.1 | NYISO_A-F | 2251.9 | 2251.9 | 2251.9
NYISO_G-I | 0 | 60 | 134.33 |  | NYISO_G-I | 0 | 0 | 0 | NYISO_G-I | 0 | 60 | 60 | NYISO_G-I | 368.2 | 368.2 | 368.2
NYISO_J-K | 1207.4 | 1207.4 | 1473.01 |  | NYISO_J-K | 1175.4 | 1175.4 | 1175.4 | NYISO_J-K | 0 | 0 | 0 | NYISO_J-K | 0 | 0 | 0
PJM_E | 5940.05 | 6065.99 | 7172.95 |  | PJM_E | 4634.3 | 4634.3 | 4634.3 | PJM_E | 1150 | 1150 | 1150 | PJM_E | 3285 | 3285 | 3853
PJM_ROM | 2243.7 | 3918.36 | 14201.69 |  | PJM_ROM | 1678.5 | 1678.5 | 3594.25 | PJM_ROM | 479.8 | 479.8 | 7040 | PJM_ROM | 9233.19 | 10523.5 | 15051.12
PJM_ROR | 14076.1 | 20472.66 | 42787.27 |  | PJM_ROR | 3077 | 8970.56 | 28776.1 | PJM_ROR | 8325.7 | 8325.7 | 10180.31 | PJM_ROR | 13338.9 | 27875.4 | 43906.69
SOCO | 5151.9 | 8813.61 | 10240.25 |  | SOCO | 5026.9 | 6488.61 | 7572.78 | SOCO | 0 | 0 | 0 | SOCO | 11531.02 | 12725.02 | 13686.51
SPP_N | 465.04 | 465.04 | 560.04 |  | SPP_N | 0 | 0 | 0 | SPP_N | 0 | 0 | 0 | SPP_N | 334 | 995.9 | 3826.72
SPP_S | 1830.99 | 5590.2 | 48728.91 |  | SPP_S | 0 | 0 | 0 | SPP_S | 430 | 580 | 43623.71 | SPP_S | 1578 | 2859 | 10450.93
TVA | 3115.89 | 9451.52 | 13558.79 |  | TVA | 1418 | 3068.3 | 4026.68 | TVA | 0 | 0 | 0 | TVA | 3610.95 | 8945.95 | 9882.95
VACAR | 7149.42 | 17760.49 | 24425.74 |  | VACAR | 2614.64 | 6920.24 | 9134.09 | VACAR | 0.9 | 3500 | 3500 | VACAR | 3383.99 | 6818 | 11028.16
| 69233.61 | 126668.4 | 315381.68 |  |  | 25288.06 | 48444.8 | 87906.44 |  | 22194.9 | 32147.21 | 144487.93 |  | 73347.76 | 118234.73 | 177188.78

## Generation
#1 | Total Generation (GWh)
Total Generation by Reporting Type: Entergy
ReportingType | 2015 | 2020 | 2025 | 2030 | 2035 | 2040
BM | 0 | 0 | 0 | 0 | 0 | 0
CC | 72068.39 | 78702.23 | 101168.46 | 90643.42 | 49853.98 | 28395.46
CSP | 0 | 0 | 0 | 0 | 0 | 0
CT | 0 | 0 | 0 | 665.69 | 328.05 | 328.05
Coal | 55193.99 | 52851.24 | 31347.42 | 16732.79 | 5957.34 | 17258.55
Geo | 0 | 0 | 0 | 0 | 0 | 0
H | 153 | 153 | 153 | 153 | 2533.88 | 2533.88
LFG | 63.07 | 63.07 | 63.07 | 909.81 | 909.81 | 909.81
Nuc | 42234.08 | 42234.08 | 42234.08 | 42234.08 | 35675.42 | 45114.39
PS | 44.84 | 68.44 | 86.14 | 68.44 | 70.59 | 43.36
PV | 0.57 | 125.9 | 194.25 | 200.81 | 208.17 | 213.2
PeakG | 0 | 13.85 | 1217.05 | 980.15 | 203.2 | 153.21
PeakO | 0 | 0 | 0 | 0 | 0 | 0
ST | 0 | 0 | 0 | 0 | 0 | 0
STOG | 1893.17 | 3113.33 | 136.04 | 9.37 | 0 | 0
STWD | 0 | 0 | 139.36 | 136.27 | 212.98 | 212.98
WT | 315.27 | 315.27 | 315.27 | 315.27 | 609.92 | 609.92
IGCC | 0 | 0 | 0 | 0 | 0 | 0
DemandResponse | 0 | 0 | 0 | 0 | 0 | 0
IGCC-CCS | 0 | 0 | 0 | 0 | 0 | 0
WT_off | 0 | 0 | 0 | 0 | 0 | 0
PseudoUnit | 0 | 0 | 0 | 0 | 0 | 0
FixedInterchange | 0 | 0 | 0 | 0 | 0 | 0
Total Generation by Reporting Type: FRCC
ReportingType | 2015 | 2020 | 2025 | 2030 | 2035 | 2040
BM | 0 | 0 | 0 | 0 | 0 | 0
CC | 147552.4 | 157074.53 | 176285.77 | 170011.31 | 110413.4 | 81604.82
CSP | 0 | 0 | 0 | 0 | 0 | 0
CT | 646.93 | 1108.07 | 2910.47 | 2604.12 | 1616.84 | 797.88
Coal | 56945.01 | 54461.94 | 30690.73 | 20130.72 | 3121.56 | 3121.07
Geo | 0 | 0 | 0 | 0 | 0 | 0
H | 27.85 | 27.85 | 27.85 | 27.85 | 27.85 | 27.85
LFG | 3831.62 | 3831.62 | 5392.66 | 5392.66 | 5392.66 | 5392.66
Nuc | 32180.57 | 32180.57 | 44923.67 | 65390.73 | 185421.55 | 233573.88
PS | 0 | 0 | 0 | 0 | 0 | 0
PV | 134.03 | 134.03 | 134.03 | 134.03 | 134.03 | 134.03
PeakG | 83.56 | 629.52 | 5009.44 | 4621.67 | 1427.53 | 361.17
PeakO | 0 | 0 | 0 | 0 | 0 | 0
ST | 0 | 0 | 0 | 0 | 0 | 0
STOG | 6174.16 | 7687.63 | 528.41 | 459.41 | 25.42 | 0
STWD | 0 | 131.92 | 734.6 | 1004.14 | 1366.56 | 1366.56
WT | 0 | 0 | 0 | 0 | 0 | 0
IGCC | 0 | 0 | 0 | 0 | 0 | 0
DemandResponse | 0 | 0 | 0 | 0 | 0 | 0
IGCC-CCS | 0 | 0 | 0 | 0 | 0 | 0
WT_off | 0 | 0 | 0 | 0 | 0 | 0
PseudoUnit | 0 | 0 | 0 | 0 | 0 | 0
FixedInterchange | 0 | 0 | 0 | 0 | 0 | 0
Total Generation by Reporting Type: MAPP_US
ReportingType | 2015 | 2020 | 2025 | 2030 | 2035 | 2040
BM | 0 | 0 | 0 | 0 | 0 | 0
CC | 310.17 | 677.55 | 1202.61 | 493.36 | 305.21 | 199.29
CSP | 0 | 0 | 0 | 0 | 0 | 0
CT | 0 | 0 | 45.41 | 28.88 | 10.17 | 14.67
Coal | 18596.79 | 15625.49 | 8134.46 | 4025.34 | 1425.75 | 3459.97
Geo | 354.6 | 354.6 | 354.6 | 354.6 | 354.6 | 354.6
H | 10150.02 | 10150.02 | 10150.02 | 10150.02 | 10150.02 | 10150.02
LFG | 15.77 | 15.77 | 15.77 | 580.79 | 580.79 | 580.79
Nuc | 0 | 0 | 0 | 0.01 | 0.07 | 0.07
PS | 0 | 0 | 0 | 0 | 0 | 0
PV | 0 | 0 | 0 | 0 | 0 | 0
PeakG | 30.77 | 90.12 | 381.02 | 152.6 | 112.07 | 112.07
PeakO | 0 | 0 | 0 | 0 | 0 | 0
ST | 0 | 0 | 0 | 0 | 0 | 0
STOG | 0 | 0 | 0 | 0 | 0 | 0
STWD | 0 | 0 | 0 | 0 | 0 | 0
WT | 5908.78 | 11349.52 | 24637.6 | 25917.87 | 41489.68 | 41489.68
IGCC | 0 | 0 | 0 | 0 | 0 | 0
DemandResponse | 0 | 0 | 0 | 0 | 0 | 0
IGCC-CCS | 0 | 0 | 0 | 0 | 0 | 0
WT_off | 0 | 0 | 0 | 0 | 0 | 0
PseudoUnit | 0 | 0 | 0 | 0 | 0 | 0
FixedInterchange | 0 | 0 | 0 | 0 | 0 | 0
Total Generation by Reporting Type: MISO_IN
ReportingType | 2015 | 2020 | 2025 | 2030 | 2035 | 2040
BM | 0 | 0 | 0 | 0 | 0 | 0
CC | 4923.58 | 29356.92 | 110474.28 | 110270.64 | 106102.56 | 91176.62
CSP | 0 | 0 | 0 | 0 | 0 | 0
CT | 0 | 0 | 0 | 0 | 0 | 0
Coal | 87581.58 | 76341.74 | 43705.33 | 26047.48 | 20477.85 | 33396.22
Geo | 0 | 0 | 0 | 0 | 0 | 0
H | 417.2 | 417.2 | 417.2 | 417.2 | 417.2 | 417.2
LFG | 291.71 | 291.71 | 291.71 | 923.41 | 923.41 | 923.41
Nuc | 0 | 0 | 0 | 0.07 | 0.07 | 0.08
PS | 0 | 0 | 0 | 0 | 0 | 0
PV | 0 | 392.72 | 637.73 | 637.73 | 657.09 | 679.52
PeakG | 10.56 | 48.07 | 283.95 | 283.95 | 283.95 | 283.95
PeakO | 0 | 0 | 0 | 0 | 0 | 0
ST | 0 | 0 | 0 | 0 | 0 | 0
STOG | 54.68 | 113.26 | 2.6 | 2.6 | 0 | 0
STWD | 0 | 0 | 0 | 0 | 0 | 0
WT | 1553.06 | 1553.06 | 1553.06 | 1553.06 | 1553.06 | 1553.06
IGCC | 4427.31 | 4427.31 | 4427.31 | 4427.31 | 4427.31 | 4427.31
DemandResponse | 0 | 0 | 0 | 0 | 0 | 0
IGCC-CCS | 0 | 0 | 0 | 0 | 0 | 0
WT_off | 0 | 0 | 0 | 0 | 0 | 0
PseudoUnit | 0 | 0 | 0 | 0 | 0 | 0
FixedInterchange | 0 | 0 | 0 | 0 | 0 | 0
Total Generation by Reporting Type: MISO_MI
ReportingType | 2015 | 2020 | 2025 | 2030 | 2035 | 2040
BM | 0 | 0 | 0 | 0 | 0 | 0
CC | 11018.52 | 19178.37 | 44026.37 | 43136.53 | 42202.31 | 37561.1
CSP | 0 | 0 | 0 | 0 | 0 | 0
CT | 0 | 0 | 0 | 1710.66 | 954.25 | 954.25
Coal | 57883.94 | 16171.34 | 5952.16 | 1132.82 | 794.43 | 2548.48
Geo | 0 | 0 | 0 | 0 | 0 | 0
H | 410 | 410 | 410 | 410 | 410 | 410
LFG | 1285.09 | 1285.09 | 2548.5 | 2548.5 | 2548.5 | 2548.5
Nuc | 14714.16 | 14714.16 | 14714.16 | 14714.16 | 8654.01 | 25954.63
PS | 1375.92 | 1984.32 | 2708.91 | 1865.45 | 1865.45 | 1411.79
PV | 0 | 0 | 0 | 0 | 0 | 0
PeakG | 29.96 | 104.85 | 330.75 | 332.25 | 258.63 | 299.38
PeakO | 0 | 0 | 0 | 0 | 0 | 0
ST | 0 | 0 | 0 | 0 | 0 | 0
STOG | 526.93 | 1140.53 | 25.74 | 25.74 | 0 | 0
STWD | 261.97 | 766.46 | 1142.3 | 1142.3 | 1142.3 | 1142.3
WT | 5161.16 | 5161.16 | 5948.76 | 6346.79 | 6773.47 | 7101.08
IGCC | 0 | 0 | 0 | 0 | 0 | 0
DemandResponse | 0 | 0 | 0 | 0 | 0 | 0
IGCC-CCS | 0 | 0 | 0 | 0 | 0 | 0
WT_off | 0 | 0 | 0 | 0 | 0 | 0
PseudoUnit | 0 | 0 | 0 | 0 | 0 | 0
FixedInterchange | 0 | 0 | 0 | 0 | 0 | 0
Total Generation by Reporting Type: MISO_MO-IL
ReportingType | 2015 | 2020 | 2025 | 2030 | 2035 | 2040
BM | 0 | 0 | 0 | 0 | 0 | 0
CC | 3435.56 | 5973.41 | 7113.6 | 7014.63 | 4399.82 | 2586.23
CSP | 0 | 0 | 0 | 0 | 0 | 0
CT | 0 | 0 | 0 | 0 | 0 | 0
Coal | 97948.99 | 75631.38 | 48223.53 | 32119.06 | 20468.08 | 35573.78
Geo | 0 | 0 | 0 | 0 | 0 | 0
H | 1317.1 | 1317.1 | 2690.42 | 2690.42 | 2690.42 | 2690.42
LFG | 141.91 | 141.91 | 141.91 | 1902.67 | 1902.67 | 1902.67
Nuc | 17393.71 | 17393.71 | 17393.71 | 17393.71 | 17393.71 | 17393.71
PS | 334.4 | 466.4 | 642.4 | 438.46 | 438.46 | 334.4
PV | 0 | 0 | 0 | 0 | 0 | 0
PeakG | 290.65 | 677.8 | 1723.92 | 1646 | 1440.39 | 1646
PeakO | 0 | 0 | 0 | 0 | 0 | 0
ST | 0 | 0 | 0 | 0 | 0 | 0
STOG | 57.9 | 215.79 | 5.26 | 3.11 | 0 | 0
STWD | 0 | 0 | 0 | 0 | 0 | 0
WT | 2075.16 | 2075.16 | 2075.16 | 2075.16 | 19215.14 | 19215.14
IGCC | 0 | 0 | 0 | 0 | 0 | 0
DemandResponse | 0 | 0 | 0 | 0 | 0 | 0
IGCC-CCS | 0 | 0 | 0 | 0 | 0 | 0
WT_off | 0 | 0 | 0 | 0 | 0 | 0
PseudoUnit | 0 | 0 | 0 | 0 | 0 | 0
FixedInterchange | 0 | 0 | 0 | 0 | 0 | 0
Total Generation by Reporting Type: MISO_W
ReportingType | 2015 | 2020 | 2025 | 2030 | 2035 | 2040
BM | 0 | 0 | 0 | 0 | 0 | 0
CC | 8981.8 | 12093.24 | 22456.32 | 19317.02 | 8963.08 | 3706.63
CSP | 0 | 0 | 0 | 0 | 0 | 0
CT | 0 | 0 | 0 | 0 | 0 | 0
Coal | 94391.31 | 81732.91 | 59782.59 | 43808.62 | 17899.3 | 34525.72
Geo | 0 | 0 | 0 | 0 | 0 | 0
H | 1643.73 | 1643.73 | 1643.73 | 1643.73 | 1643.73 | 1643.73
LFG | 1616.22 | 1616.22 | 2181.24 | 2181.24 | 2181.24 | 2181.24
Nuc | 18393.35 | 18393.35 | 18393.35 | 18393.35 | 0.78 | 0.78
PS | 0 | 0 | 0 | 0 | 0 | 0
PV | 0 | 0 | 0 | 0 | 0 | 0
PeakG | 128.96 | 292.09 | 424.97 | 623.77 | 292.09 | 292.09
PeakO | 0 | 0 | 0 | 0 | 0 | 0
ST | 0 | 0 | 0 | 0 | 0 | 0
STOG | 5.87 | 5.87 | 1.3 | 0 | 0 | 0
STWD | 0 | 1838 | 615.73 | 502.89 | 1967.27 | 1967.27
WT | 27590.66 | 27590.66 | 27590.66 | 27590.66 | 135361.67 | 135361.67
IGCC | 0 | 0 | 0 | 0 | 0 | 0
DemandResponse | 0 | 0 | 0 | 0 | 0 | 0
IGCC-CCS | 0 | 0 | 0 | 0 | 0 | 0
WT_off | 0 | 0 | 0 | 0 | 0 | 0
PseudoUnit | 0 | 0 | 0 | 0 | 0 | 0
FixedInterchange | 0 | 0 | 0 | 0 | 0 | 0
Total Generation by Reporting Type: MISO_WUMS
ReportingType | 2015 | 2020 | 2025 | 2030 | 2035 | 2040
BM | 0 | 0 | 0 | 0 | 0 | 0
CC | 11701.97 | 43894.33 | 52694.53 | 52499.1 | 42870.44 | 38984.7
CSP | 0 | 0 | 0 | 0 | 0 | 0
CT | 0 | 661.46 | 2092.67 | 2030.86 | 2702.79 | 4908.54
Coal | 34875.29 | 29037.73 | 8791.2 | 5246.14 | 5437.03 | 8631.39
Geo | 0 | 0 | 0 | 0 | 0 | 0
H | 1018.41 | 1023.31 | 1023.31 | 1023.31 | 1023.31 | 1023.31
LFG | 559.76 | 559.76 | 2320.52 | 2320.52 | 2320.52 | 2320.52
Nuc | 14153.33 | 14153.33 | 14153.33 | 14153.33 | 0.78 | 0.78
PS | 0 | 0 | 0 | 0 | 0 | 0
PV | 0 | 0 | 0 | 0 | 0 | 0
PeakG | 43.29 | 0 | 0 | 0 | 0 | 0
PeakO | 0 | 0 | 0 | 0 | 0 | 0
ST | 0 | 0 | 0 | 0 | 0 | 0
STOG | 2.33 | 0 | 0 | 0 | 0 | 0
STWD | 0 | 94.85 | 130.9 | 108.83 | 261.49 | 493.73
WT | 4109.61 | 4109.61 | 4109.61 | 4109.61 | 4197.83 | 4197.83
IGCC | 0 | 0 | 0 | 0 | 0 | 0
DemandResponse | 0 | 0 | 0 | 0 | 0 | 0
IGCC-CCS | 0 | 0 | 0 | 0 | 0 | 0
WT_off | 0 | 0 | 0 | 0 | 0 | 0
PseudoUnit | 0 | 0 | 0 | 0 | 0 | 0
FixedInterchange | 0 | 0 | 0 | 0 | 0 | 0
Total Generation by Reporting Type: Nebraska
ReportingType | 2015 | 2020 | 2025 | 2030 | 2035 | 2040
BM | 0 | 0 | 0 | 0 | 0 | 0
CC | 1150.82 | 993.52 | 2509.88 | 381.54 | 381.54 | 247.08
CSP | 0 | 0 | 0 | 0 | 0 | 0
CT | 0 | 0 | 0 | 0 | 0 | 0
Coal | 30719.51 | 30424.37 | 27413.22 | 14772.89 | 7401.08 | 12319.39
Geo | 0 | 0 | 0 | 0 | 0 | 0
H | 591 | 591 | 591 | 591 | 591 | 591
LFG | 47.3 | 47.3 | 417.69 | 612.32 | 610.48 | 610.48
Nuc | 9752.32 | 9752.32 | 9752.32 | 9752.32 | 1.55 | 1.38
PS | 0 | 0 | 0 | 0 | 0 | 0
PV | 0 | 0 | 0 | 0 | 0 | 0
PeakG | 55.7 | 242.55 | 866.76 | 11.79 | 11.79 | 0
PeakO | 0 | 0 | 0 | 0 | 0 | 0
ST | 0 | 0 | 0 | 0 | 0 | 0
STOG | 0 | 0 | 0 | 0 | 0 | 0
STWD | 0 | 0 | 0 | 0 | 0 | 0
WT | 1220.72 | 10005.5 | 33809.41 | 199500.8 | 250354.57 | 250367.31
IGCC | 0 | 0 | 0 | 0 | 0 | 0
DemandResponse | 0 | 0 | 0 | 0 | 0 | 0
IGCC-CCS | 0 | 0 | 0 | 0 | 0 | 0
WT_off | 0 | 0 | 0 | 0 | 0 | 0
PseudoUnit | 0 | 0 | 0 | 0 | 0 | 0
FixedInterchange | 0 | 0 | 0 | 0 | 0 | 0
Total Generation by Reporting Type: NEISO
ReportingType | 2015 | 2020 | 2025 | 2030 | 2035 | 2040
BM | 1882.96 | 1223.25 | 527.9 | 527.9 | 527.9 | 527.9
CC | 47731 | 41764.09 | 42517.98 | 40832.52 | 46696.22 | 49871.05
CSP | 0 | 0 | 0 | 0 | 0 | 0
CT | 3.12 | 10.92 | 10.92 | 10.61 | 10.61 | 10.61
Coal | 665.99 | 0 | 0 | 0 | 0 | 0
Geo | 0 | 0 | 0 | 0 | 0 | 0
H | 12289.94 | 12289.94 | 12289.94 | 12303.66 | 12303.66 | 12303.66
LFG | 4582.65 | 4582.65 | 5132.48 | 5132.48 | 5132.48 | 5132.48
Nuc | 36181.73 | 36181.73 | 36181.73 | 36181.73 | 26141.23 | 19310.53
PS | 58.59 | 184.96 | 238.12 | 200.74 | 227.04 | 207.33
PV | 5.26 | 571.78 | 571.78 | 571.78 | 571.78 | 574.47
PeakG | 26.88 | 38.51 | 62.14 | 56.93 | 72.68 | 57.03
PeakO | 0 | 0 | 0.07 | 0 | 0 | 0
ST | 0 | 0 | 0 | 0 | 0 | 0
STOG | 0 | 0 | 0 | 0 | 0 | 0
STWD | 4274.88 | 4274.88 | 2242 | 2198.67 | 2950.18 | 3128.69
WT | 1283.3 | 5723.62 | 11566.53 | 14223.97 | 15514.26 | 15514.26
IGCC | 0 | 0 | 0 | 0 | 0 | 0
DemandResponse | 0 | 0 | 0 | 0 | 0 | 0
IGCC-CCS | 0 | 0 | 0 | 0 | 0 | 0
WT_off | 1870.13 | 1870.13 | 1870.13 | 1870.13 | 0 | 0
PseudoUnit | 0 | 0 | 0 | 0 | 0 | 0
FixedInterchange | 0 | 0 | 0 | 0 | 0 | 0
Total Generation by Reporting Type: NonRTO_Midwest
ReportingType | 2015 | 2020 | 2025 | 2030 | 2035 | 2040
BM | 0 | 0 | 0 | 0 | 0 | 0
CC | 348.91 | 4241.78 | 18823.41 | 19489.83 | 15994.1 | 12753.25
CSP | 0 | 0 | 0 | 0 | 0 | 0
CT | 0 | 0 | 0 | 0 | 0 | 0
Coal | 58344.89 | 56548.59 | 42200.56 | 40802.52 | 12740.48 | 12226.66
Geo | 0 | 0 | 0 | 0 | 0 | 0
H | 457.8 | 457.8 | 3593.23 | 3593.25 | 3593.25 | 3593.25
LFG | 110.38 | 110.38 | 1373.79 | 1373.79 | 1373.79 | 1373.79
Nuc | 0 | 0 | 0.01 | 0.07 | 32425.25 | 38120.6
PS | 0 | 0 | 0 | 0 | 0 | 0
PV | 0 | 0 | 0 | 0 | 0 | 0
PeakG | 173.63 | 522.26 | 694.08 | 814.85 | 544.83 | 501.33
PeakO | 0 | 0 | 0 | 0 | 0 | 0
ST | 0 | 0 | 0 | 0 | 0 | 0
STOG | 0 | 0 | 0 | 0 | 0 | 0
STWD | 0 | 0 | 0 | 0 | 0 | 0
WT | 151.43 | 151.43 | 151.43 | 151.43 | 151.43 | 151.43
IGCC | 0 | 0 | 0 | 0 | 0 | 0
DemandResponse | 0 | 0 | 0 | 0 | 0 | 0
IGCC-CCS | 0 | 0 | 0 | 0 | 0 | 0
WT_off | 0 | 0 | 0 | 0 | 0 | 0
PseudoUnit | 0 | 0 | 0 | 0 | 0 | 0
FixedInterchange | 0 | 0 | 0 | 0 | 0 | 0
Total Generation by Reporting Type: NYISO_A-F
ReportingType | 2015 | 2020 | 2025 | 2030 | 2035 | 2040
BM | 0 | 0 | 0 | 0 | 0 | 0
CC | 5730.18 | 9100.81 | 15228.34 | 10649.82 | 21382.34 | 24664.36
CSP | 0 | 0 | 0 | 0 | 0 | 0
CT | 0 | 0 | 0 | 0 | 0 | 0
Coal | 0 | 0 | 0 | 0 | 0 | 0
Geo | 0 | 0 | 0 | 0 | 0 | 0
H | 27149.99 | 27149.99 | 27149.98 | 27149.99 | 27149.99 | 27149.98
LFG | 1359.2 | 1359.2 | 1359.2 | 1894.79 | 1894.79 | 1894.79
Nuc | 26211.3 | 26211.3 | 26211.3 | 21372.53 | 16850.79 | 10212.67
PS | 49.42 | 111.92 | 430.81 | 407.87 | 1002.52 | 1159.83
PV | 0 | 0 | 0 | 0 | 0 | 0
PeakG | 0 | 1.09 | 6.58 | 0 | 20.68 | 25.41
PeakO | 0 | 0 | 0 | 0 | 0 | 0
ST | 0 | 0 | 0 | 0 | 0 | 0
STOG | 0 | 0 | 0 | 0 | 0 | 0
STWD | 0 | 0 | 0 | 0 | 210.54 | 295.73
WT | 10101.82 | 11933.66 | 11933.66 | 11933.66 | 11933.66 | 11933.66
IGCC | 0 | 0 | 0 | 0 | 0 | 0
DemandResponse | 0 | 0 | 0 | 0 | 0 | 0
IGCC-CCS | 0 | 0 | 0 | 0 | 0 | 0
WT_off | 0 | 0 | 0 | 0 | 0 | 0
PseudoUnit | 0 | 0 | 0 | 0 | 0 | 0
FixedInterchange | 0 | 0 | 0 | 0 | 0 | 0
Total Generation by Reporting Type: NYISO_G-I
ReportingType | 2015 | 2020 | 2025 | 2030 | 2035 | 2040
BM | 0 | 0 | 0 | 0 | 0 | 0
CC | 7905.16 | 8668.68 | 8722.67 | 8695.5 | 12543.09 | 36714.16
CSP | 0 | 0 | 0 | 0 | 0 | 0
CT | 0 | 0 | 0 | 0 | 0 | 0
Coal | 0 | 0 | 0 | 0 | 0 | 0
Geo | 0 | 0 | 0 | 0 | 0 | 0
H | 266.56 | 266.56 | 266.56 | 266.56 | 266.56 | 266.56
LFG | 504.58 | 504.58 | 507.04 | 1090.62 | 1090.62 | 1090.62
Nuc | 15929.31 | 15929.31 | 15929.31 | 15929.31 | 7987.24 | 3.12
PS | 0 | 0 | 0 | 0 | 0 | 0
PV | 0 | 0 | 0 | 0 | 0 | 0
PeakG | 0.01 | 0.03 | 1.05 | 1.05 | 1.05 | 0.85
PeakO | 0 | 0 | 0 | 0 | 0 | 0
ST | 0 | 0 | 0 | 0 | 0 | 0
STOG | 0 | 0 | 0 | 0 | 0 | 0
STWD | 0 | 0 | 0 | 0 | 0 | 0
WT | 0 | 178.23 | 178.23 | 178.23 | 178.23 | 178.23
IGCC | 0 | 0 | 0 | 0 | 0 | 0
DemandResponse | 0 | 0 | 0 | 0 | 0 | 0
IGCC-CCS | 0 | 0 | 0 | 0 | 0 | 0
WT_off | 0 | 0 | 0 | 0 | 0 | 0
PseudoUnit | 0 | 0 | 0 | 0 | 0 | 0
FixedInterchange | 0 | 0 | 0 | 0 | 0 | 0
Total Generation by Reporting Type: NYISO_J-K
ReportingType | 2015 | 2020 | 2025 | 2030 | 2035 | 2040
BM | 0 | 0 | 0 | 0 | 0 | 0
CC | 22846.04 | 29454.79 | 32778.94 | 30792.97 | 35226.73 | 35590.7
CSP | 0 | 0 | 0 | 0 | 0 | 0
CT | 0 | 0 | 0 | 73.26 | 1191.73 | 1108.82
Coal | 0 | 0 | 0 | 0 | 0 | 0
Geo | 0 | 0 | 0 | 0 | 0 | 0
H | 0 | 0 | 0 | 0 | 0 | 0
LFG | 977.62 | 977.62 | 977.62 | 1563.66 | 1563.66 | 1563.66
Nuc | 0 | 0 | 0 | 0.04 | 0.12 | 0.19
PS | 0 | 0 | 0 | 0 | 0 | 0
PV | 53.26 | 53.26 | 53.26 | 53.26 | 0 | 0
PeakG | 52.91 | 166.42 | 1114.53 | 1107.93 | 1859.73 | 1621.05
PeakO | 0 | 0 | 0 | 0 | 0 | 0
ST | 0 | 0 | 0 | 0 | 0 | 0
STOG | 862.51 | 1644.19 | 523.28 | 576.87 | 337.06 | 244.18
STWD | 0 | 0 | 0 | 0 | 0 | 0
WT | 0 | 0 | 0 | 0 | 0 | 0
IGCC | 0 | 0 | 0 | 0 | 0 | 0
DemandResponse | 0 | 0 | 0 | 0 | 0 | 0
IGCC-CCS | 0 | 0 | 0 | 0 | 0 | 0
WT_off | 0 | 0 | 0 | 0 | 0 | 0
PseudoUnit | 0 | 0 | 0 | 0 | 0 | 0
FixedInterchange | 0 | 0 | 0 | 0 | 0 | 0
Total Generation by Reporting Type: PJM_E
ReportingType | 2015 | 2020 | 2025 | 2030 | 2035 | 2040
BM | 12.03 | 101.5 | 223.98 | 223.98 | 223.98 | 223.98
CC | 22159.42 | 39815.94 | 77079.68 | 74688.88 | 74556.1 | 73878.73
CSP | 0 | 0 | 0 | 0 | 0 | 0
CT | 0 | 0.86 | 2.69 | 10.03 | 1096.26 | 2417.45
Coal | 465.47 | 1087.1 | 76.51 | 32.63 | 19.61 | 32.63
Geo | 0 | 0 | 0 | 0 | 0 | 0
H | 1839.27 | 1839.27 | 1839.27 | 1839.27 | 1839.27 | 1839.27
LFG | 3714.15 | 4707.06 | 4761.94 | 4761.94 | 4761.94 | 4761.94
Nuc | 66287.73 | 61501.14 | 61501.14 | 61501.14 | 44177.54 | 35032.79
PS | 174 | 304 | 545.9 | 478.6 | 478.6 | 544
PV | 102.4 | 102.4 | 102.4 | 102.4 | 102.4 | 102.4
PeakG | 22.93 | 80.25 | 1105.72 | 1629.21 | 1628.03 | 1628.03
PeakO | 0 | 0 | 0 | 0 | 0 | 0
ST | 0 | 0 | 0 | 0 | 0 | 0
STOG | 268.49 | 1000.72 | 52.82 | 50.16 | 2.71 | 23.81
STWD | 0 | 0 | 0 | 0 | 0 | 0
WT | 2143.36 | 2143.36 | 2143.36 | 2143.36 | 2143.36 | 2143.36
IGCC | 0 | 0 | 0 | 0 | 0 | 0
DemandResponse | 0 | 0 | 0 | 0 | 0 | 0
IGCC-CCS | 0 | 0 | 0 | 0 | 0 | 0
WT_off | 0 | 0 | 3990.52 | 3990.53 | 3990.53 | 3990.53
PseudoUnit | 0 | 0 | 0 | 0 | 0 | 0
FixedInterchange | 0 | 0 | 0 | 0 | 0 | 0
Total Generation by Reporting Type: PJM_ROM
ReportingType | 2015 | 2020 | 2025 | 2030 | 2035 | 2040
BM | 5.77 | 60.9 | 134.39 | 134.39 | 134.39 | 134.39
CC | 17855.83 | 24542.71 | 38854.11 | 53584.31 | 154203.18 | 198047.06
CSP | 0 | 0 | 0 | 0 | 0 | 0
CT | 0.15 | 0.52 | 6.13 | 10.61 | 10.61 | 10.61
Coal | 52025.36 | 44500.33 | 3367.29 | 2022.43 | 1739.98 | 2104.62
Geo | 0 | 0 | 0 | 0 | 0 | 0
H | 3645.46 | 3645.46 | 6490.47 | 6490.47 | 6490.47 | 6490.47
LFG | 2813.8 | 4903.85 | 4903.85 | 4903.85 | 4903.85 | 4903.85
Nuc | 39227.38 | 39227.38 | 39227.38 | 39227.38 | 25736.15 | 18733.49
PS | 658.15 | 1226.02 | 1961.6 | 1810.3 | 1810.3 | 2057.68
PV | 10.51 | 2480.06 | 4036.96 | 4458.73 | 4625.61 | 4825.22
PeakG | 0 | 48.51 | 155.51 | 175.91 | 568.26 | 152.46
PeakO | 0 | 0 | 0 | 0 | 0 | 0
ST | 0 | 0 | 0 | 0 | 0 | 0
STOG | 691.59 | 1491.67 | 115.26 | 115.26 | 0 | 115.26
STWD | 352.15 | 490.56 | 490.56 | 490.56 | 490.56 | 490.56
WT | 3032.09 | 3032.09 | 9810.58 | 17226.14 | 17226.14 | 17226.14
IGCC | 0 | 0 | 0 | 0 | 0 | 0
DemandResponse | 0 | 0 | 0 | 0 | 0 | 0
IGCC-CCS | 0 | 0 | 0 | 0 | 0 | 0
WT_off | 0 | 0 | 0 | 0 | 0 | 0
PseudoUnit | 0 | 0 | 0 | 0 | 0 | 0
FixedInterchange | 0 | 0 | 0 | 0 | 0 | 0
Total Generation by Reporting Type: PJM_ROR
ReportingType | 2015 | 2020 | 2025 | 2030 | 2035 | 2040
BM | 0 | 21.3 | 1055.5 | 2426.45 | 2426.45 | 1440.97
CC | 61368.27 | 128238.83 | 266186.89 | 291181.3 | 258537.69 | 232557.19
CSP | 0 | 0 | 0 | 0 | 0 | 0
CT | 5.69 | 11.78 | 20.49 | 65.01 | 65.01 | 112.58
Coal | 358498.11 | 250112 | 120132.36 | 83965.82 | 50544.07 | 93124.1
Geo | 0 | 0 | 0 | 0 | 0 | 0
H | 4602.26 | 6925.78 | 6925.78 | 6925.78 | 6925.78 | 6925.78
LFG | 4252.63 | 4252.63 | 8302.71 | 8302.71 | 8302.71 | 8302.71
Nuc | 156083.84 | 156083.84 | 156083.84 | 149330.43 | 116030.78 | 85716.6
PS | 1742.93 | 2649.66 | 4102.16 | 3270.28 | 3072.49 | 2341.56
PV | 63.07 | 63.07 | 63.07 | 63.07 | 63.07 | 63.07
PeakG | 1258.26 | 1674.63 | 5283.44 | 5806.17 | 4410.91 | 4747.23
PeakO | 0 | 0 | 0 | 0 | 0 | 0
ST | 0 | 0 | 0 | 0 | 0 | 0
STOG | 803.08 | 1815.49 | 68.17 | 64.83 | 0 | 0
STWD | 78.86 | 999.53 | 1359.55 | 1359.55 | 1359.55 | 1359.55
WT | 28147.97 | 28147.97 | 28682.04 | 32601.14 | 36784.34 | 42773.36
IGCC | 0 | 0 | 0 | 0 | 0 | 0
DemandResponse | 0 | 0 | 0 | 0 | 0 | 0
IGCC-CCS | 0 | 0 | 0 | 0 | 0 | 0
WT_off | 0 | 0 | 0 | 0 | 0 | 0
PseudoUnit | 0 | 0 | 0 | 0 | 0 | 0
FixedInterchange | 0 | 0 | 0 | 0 | 0 | 0
Total Generation by Reporting Type: SOCO
ReportingType | 2015 | 2020 | 2025 | 2030 | 2035 | 2040
BM | 0 | 0 | 28.11 | 63.61 | 96.82 | 119.4
CC | 122202.74 | 128305.77 | 169641.56 | 169995.16 | 139073.46 | 69319.85
CSP | 0 | 0 | 0 | 0 | 0 | 0
CT | 0 | 0 | 0 | 0 | 0 | 0
Coal | 88852.95 | 87299.58 | 51741.7 | 43918.98 | 9849.42 | 8675.98
Geo | 0 | 0 | 0 | 0 | 0 | 0
H | 10893.11 | 10893.11 | 10893.11 | 10893.11 | 10893.11 | 10893.11
LFG | 291.71 | 291.71 | 1138.45 | 1138.45 | 1138.45 | 1138.45
Nuc | 45497.84 | 62634.5 | 62634.5 | 64465.53 | 136769.82 | 228594.48
PS | 1273 | 1943 | 2171.64 | 2233.66 | 1943 | 1273
PV | 0 | 0 | 0 | 0 | 0 | 0
PeakG | 1038.13 | 2230.76 | 4922.18 | 4810 | 3238.45 | 2414.24
PeakO | 0 | 0 | 0 | 0 | 0 | 0
ST | 0 | 0 | 0 | 0 | 0 | 0
STOG | 0 | 0 | 0 | 0 | 0 | 0
STWD | 0 | 0 | 752.52 | 1133.39 | 2356.83 | 3441.67
WT | 0 | 0 | 0 | 0 | 0 | 0
IGCC | 0 | 0 | 0 | 0 | 0 | 0
DemandResponse | 0 | 0 | 0 | 0 | 0 | 0
IGCC-CCS | 0 | 0 | 0 | 0 | 0 | 0
WT_off | 0 | 0 | 0 | 0 | 0 | 0
PseudoUnit | 0 | 0 | 0 | 0 | 0 | 0
FixedInterchange | 0 | 0 | 0 | 0 | 0 | 0
Total Generation by Reporting Type: SPP_N
ReportingType | 2015 | 2020 | 2025 | 2030 | 2035 | 2040
BM | 0 | 0 | 0 | 0 | 0 | 0
CC | 7638.87 | 7896.63 | 10577.55 | 3037.46 | 1836.79 | 956.57
CSP | 0 | 0 | 0 | 0 | 0 | 0
CT | 0 | 0 | 0 | 0 | 0 | 0
Coal | 59322.93 | 54258.76 | 48691.32 | 14251.55 | 4027.98 | 13506.97
Geo | 0 | 0 | 0 | 0 | 0 | 0
H | 60 | 60 | 60 | 60 | 60 | 60
LFG | 55.19 | 55.19 | 804.17 | 804.17 | 804.17 | 804.17
Nuc | 9035.69 | 9035.69 | 9035.69 | 9035.69 | 9035.69 | 8849.6
PS | 0 | 0 | 0 | 0 | 0 | 0
PV | 0 | 0 | 0 | 0 | 0 | 0
PeakG | 0 | 130.73 | 1615.17 | 131.28 | 13.17 | 0
PeakO | 0 | 0 | 0 | 0 | 0 | 0
ST | 0 | 0 | 0 | 0 | 0 | 0
STOG | 309.9 | 619.83 | 12.21 | 0 | 0 | 0
STWD | 0 | 0 | 0 | 0 | 0 | 0
WT | 4213.48 | 4213.48 | 4213.48 | 4213.48 | 88605.93 | 88605.93
IGCC | 0 | 0 | 0 | 0 | 0 | 0
DemandResponse | 0 | 0 | 0 | 0 | 0 | 0
IGCC-CCS | 0 | 0 | 0 | 0 | 0 | 0
WT_off | 0 | 0 | 0 | 0 | 0 | 0
PseudoUnit | 0 | 0 | 0 | 0 | 0 | 0
FixedInterchange | 0 | 0 | 0 | 0 | 0 | 0
Total Generation by Reporting Type: SPP_S
ReportingType | 2015 | 2020 | 2025 | 2030 | 2035 | 2040
BM | 0 | 0 | 0 | 0 | 0 | 0
CC | 49317.08 | 65982.41 | 79678.17 | 29481.61 | 15476.35 | 10648.26
CSP | 0 | 0 | 0 | 0 | 0 | 0
CT | 4.01 | 482.3 | 2761.49 | 791.37 | 387.73 | 531.63
Coal | 88955.08 | 81411.72 | 52628.41 | 3896.62 | 2223.75 | 4282.13
Geo | 0 | 0 | 0 | 0 | 0 | 0
H | 10050.79 | 10050.79 | 10050.79 | 10050.79 | 10050.79 | 10050.79
LFG | 149.8 | 149.8 | 898.78 | 898.78 | 898.78 | 898.78
Nuc | 0 | 0 | 0.02 | 0.04 | 0.07 | 0.07
PS | 327.81 | 533.64 | 578.24 | 516.72 | 879.8 | 733.64
PV | 0 | 0 | 0 | 0 | 0 | 0
PeakG | 0 | 0 | 2024.01 | 265.63 | 6.84 | 0
PeakO | 0 | 0 | 0 | 0 | 0 | 0
ST | 0 | 0 | 0 | 0 | 0 | 0
STOG | 3476.57 | 6274.36 | 521.78 | 0 | 0 | 0
STWD | 0 | 0 | 34.15 | 54.81 | 54.81 | 54.81
WT | 9404.55 | 9921.85 | 9921.85 | 158365.84 | 188486.26 | 198305.19
IGCC | 0 | 0 | 0 | 0 | 0 | 0
DemandResponse | 0 | 0 | 0 | 0 | 0 | 0
IGCC-CCS | 0 | 0 | 0 | 0 | 0 | 0
WT_off | 0 | 0 | 0 | 0 | 0 | 0
PseudoUnit | 0 | 0 | 0 | 0 | 0 | 0
FixedInterchange | 0 | 0 | 0 | 0 | 0 | 0
Total Generation by Reporting Type: TVA
ReportingType | 2015 | 2020 | 2025 | 2030 | 2035 | 2040
BM | 0 | 0 | 0 | 0 | 0 | 0
CC | 17753.45 | 51859.33 | 64790.8 | 64136.86 | 56672.7 | 33156.13
CSP | 0 | 0 | 0 | 0 | 0 | 0
CT | 0 | 988.62 | 1637.15 | 1394.3 | 1473.09 | 206.32
Coal | 85727.15 | 45851.34 | 35059.82 | 24260.75 | 335.66 | 350.35
Geo | 0 | 0 | 0 | 0 | 0 | 0
H | 17444.8 | 17444.8 | 17444.8 | 17545.57 | 17545.57 | 17545.57
LFG | 102.49 | 102.49 | 949.23 | 949.23 | 949.23 | 949.23
Nuc | 65391.09 | 65391.09 | 65391.09 | 88872.12 | 111669.23 | 136809.68
PS | 718.59 | 1324.68 | 1636.42 | 1324.68 | 1326.53 | 886.09
PV | 0 | 0 | 0 | 0 | 0 | 0
PeakG | 0 | 24.06 | 98.52 | 105.16 | 89.63 | 54.34
PeakO | 0 | 0 | 0 | 0 | 0 | 0
ST | 0 | 0 | 0 | 0 | 0 | 0
STOG | 0 | 0 | 0 | 0 | 0 | 0
STWD | 0 | 0 | 3.83 | 3.83 | 35.04 | 35.04
WT | 73.94 | 73.94 | 73.94 | 73.94 | 73.94 | 73.94
IGCC | 0 | 0 | 0 | 0 | 0 | 0
DemandResponse | 0 | 0 | 0 | 0 | 0 | 0
IGCC-CCS | 0 | 0 | 0 | 0 | 0 | 0
WT_off | 0 | 0 | 0 | 0 | 0 | 0
PseudoUnit | 0 | 0 | 0 | 0 | 0 | 0
FixedInterchange | 0 | 0 | 0 | 0 | 0 | 0
Total Generation by Reporting Type: TVA_Transmission
ReportingType | 2015 | 2020 | 2025 | 2030 | 2035 | 2040
BM | 0 | 0 | 0 | 0 | 0 | 0
CC | 0 | 0 | 0 | 0 | 0 | 0
CSP | 0 | 0 | 0 | 0 | 0 | 0
CT | 0 | 0 | 0 | 0 | 0 | 0
Coal | 0 | 0 | 0 | 0 | 0 | 0
Geo | 0 | 0 | 0 | 0 | 0 | 0
H | 0 | 0 | 0 | 0 | 0 | 0
LFG | 0 | 0 | 0 | 0 | 0 | 0
Nuc | 0 | 0 | 0 | 0 | 0 | 0
PS | 0 | 0 | 0 | 0 | 0 | 0
PV | 0 | 0 | 0 | 0 | 0 | 0
PeakG | 0 | 0 | 0 | 0 | 0 | 0
PeakO | 0 | 0 | 0 | 0 | 0 | 0
ST | 0 | 0 | 0 | 0 | 0 | 0
STOG | 0 | 0 | 0 | 0 | 0 | 0
STWD | 0 | 0 | 0 | 0 | 0 | 0
WT | 0 | 0 | 0 | 0 | 0 | 0
IGCC | 0 | 0 | 0 | 0 | 0 | 0
DemandResponse | 0 | 0 | 0 | 0 | 0 | 0
IGCC-CCS | 0 | 0 | 0 | 0 | 0 | 0
WT_off | 0 | 0 | 0 | 0 | 0 | 0
PseudoUnit | 0 | 0 | 0 | 0 | 0 | 0
FixedInterchange | 0 | 0 | 0 | 0 | 0 | 0
Total Generation by Reporting Type: VACAR
ReportingType | 2015 | 2020 | 2025 | 2030 | 2035 | 2040
BM | 6.84 | 1730.81 | 6363.36 | 6811.59 | 8180.29 | 9306.23
CC | 21163.86 | 40197.84 | 90014.89 | 82682.31 | 48875.56 | 37553.24
CSP | 0 | 0 | 0 | 0 | 0 | 0
CT | 456.55 | 517.04 | 800.03 | 739.47 | 519.85 | 477.93
Coal | 103880.92 | 96375.18 | 43821.22 | 21453.82 | 4944.3 | 6250.11
Geo | 0 | 0 | 0 | 0 | 0 | 0
H | 4325 | 4325 | 4325 | 4325 | 4325 | 4325
LFG | 499.37 | 1343.43 | 1343.43 | 1343.43 | 1343.43 | 1343.43
Nuc | 89032.75 | 107182.03 | 107182.03 | 136474.78 | 232313.69 | 257348.8
PS | 1146.51 | 1203.36 | 2868.44 | 2673.39 | 2694.19 | 3802.86
PV | 42.05 | 308.79 | 321.36 | 328.64 | 350.9 | 369.21
PeakG | 55.89 | 124.15 | 339.46 | 378.39 | 278.08 | 251.88
PeakO | 0 | 0 | 0 | 0 | 0 | 0
ST | 0 | 0 | 0 | 0 | 0 | 0
STOG | 0 | 0 | 0 | 0 | 0 | 0
STWD | 1969.25 | 1969.25 | 1969.25 | 1969.25 | 1969.25 | 1969.25
WT | 2.34 | 7866.99 | 7866.99 | 7866.99 | 7866.99 | 7866.99
IGCC | 0 | 0 | 0 | 0 | 0 | 0
DemandResponse | 0 | 0 | 0 | 0 | 0 | 0
IGCC-CCS | 0 | 0 | 0 | 0 | 0 | 0
WT_off | 3.46 | 3.46 | 3.46 | 3.46 | 3.46 | 3.46
PseudoUnit | 0 | 0 | 0 | 0 | 0 | 0
FixedInterchange | 0 | 0 | 0 | 0 | 0 | 0
Total Generation by Reporting Type: IESO
ReportingType | 2015 | 2020 | 2025 | 2030 | 2035 | 2040
BM | 0 | 0 | 0 | 0 | 0 | 0
CC | 1088.23 | 974.91 | 306.56 | 145.47 | 139.15 | 1567.27
CSP | 0 | 0 | 0 | 0 | 0 | 0
CT | 0 | 0 | 0 | 0 | 0 | 0
Coal | 0 | 0 | 0 | 0 | 0 | 0
Geo | 0 | 0 | 0 | 0 | 0 | 0
H | 46189.03 | 46189.03 | 46189.03 | 46189.03 | 46189.03 | 46189.03
LFG | 926.37 | 926.37 | 926.37 | 926.37 | 926.37 | 930.31
Nuc | 101402.31 | 101402.31 | 101402.31 | 101402.31 | 93379.23 | 81383.57
PS | 4.3 | 4.3 | 53.5 | 90.38 | 87.33 | 87.33
PV | 78.84 | 78.84 | 78.84 | 78.84 | 78.84 | 78.84
PeakG | 0 | 0 | 0 | 0 | 0 | 0
PeakO | 0 | 0 | 0 | 0 | 0 | 0
ST | 0 | 0 | 0 | 0 | 0 | 0
STOG | 0 | 0 | 0 | 0 | 0 | 0
STWD | 0 | 0 | 0 | 0 | 0 | 0
WT | 8479.75 | 8479.75 | 8479.75 | 8479.75 | 3205.67 | 3205.67
IGCC | 0 | 0 | 0 | 0 | 0 | 0
DemandResponse | 0 | 0 | 0 | 0 | 0 | 0
IGCC-CCS | 0 | 0 | 0 | 0 | 0 | 0
WT_off | 0 | 0 | 0 | 0 | 0 | 0
PseudoUnit | 0 | 0 | 0 | 0 | 0 | 0
FixedInterchange | 0 | 0 | 0 | 0 | 0 | 0
Total Generation by Reporting Type: MAPP_CA
ReportingType | 2015 | 2020 | 2025 | 2030 | 2035 | 2040
BM | 0 | 0 | 0 | 0 | 0 | 0
CC | 3887.42 | 3549.86 | 3361.51 | 0 | 0 | 0
CSP | 0 | 0 | 0 | 0 | 0 | 0
CT | 0 | 0 | 0 | 0 | 0 | 0
Coal | 637.28 | 2691.07 | 0 | 0 | 0 | 0
Geo | 0 | 0 | 0 | 0 | 0 | 0
H | 41520.42 | 43455.47 | 54366.11 | 68795.52 | 68795.52 | 68795.52
LFG | 0 | 0 | 0 | 0 | 0 | 0
Nuc | 0 | 0 | 0 | 0 | 0.03 | 0.07
PS | 0 | 0 | 0 | 0 | 0 | 0
PV | 0 | 0 | 0 | 0 | 0 | 0
PeakG | 0 | 0 | 0 | 0 | 0 | 0
PeakO | 0 | 0 | 0 | 0 | 0 | 0
ST | 0 | 0 | 0 | 0 | 0 | 0
STOG | 0 | 0 | 0 | 0 | 0 | 0
STWD | 0 | 0 | 0 | 0 | 0 | 0
WT | 1446.06 | 1446.06 | 1446.06 | 1446.06 | 1446.06 | 1446.06
IGCC | 0 | 0 | 0 | 0 | 0 | 0
DemandResponse | 0 | 0 | 0 | 0 | 0 | 0
IGCC-CCS | 0 | 0 | 0 | 0 | 0 | 0
WT_off | 0 | 0 | 0 | 0 | 0 | 0
PseudoUnit | 0 | 0 | 0 | 0 | 0 | 0
FixedInterchange | 0 | 0 | 0 | 0 | 0 | 0
Total Generation by Reporting Type: AZ_NM_SNV_Coal
ReportingType | 2015 | 2020 | 2025 | 2030 | 2035 | 2040
BM | 0 | 0 | 0 | 0 | 0 | 0
CC | 0 | 0 | 0 | 0 | 0 | 0
CSP | 0 | 0 | 0 | 0 | 0 | 0
CT | 0 | 0 | 0 | 0 | 0 | 0
Coal | 75122.68 | 75113.62 | 69385.1 | 46405.4 | 27507.82 | 34881.25
Geo | 0 | 0 | 0 | 0 | 0 | 0
H | 0 | 0 | 0 | 0 | 0 | 0
LFG | 0 | 0 | 0 | 0 | 0 | 0
Nuc | 0 | 0 | 0 | 0 | 0 | 0
PS | 0 | 0 | 0 | 0 | 0 | 0
PV | 0 | 0 | 0 | 0 | 0 | 0
PeakG | 0 | 0 | 0 | 0 | 0 | 0
PeakO | 0 | 0 | 0 | 0 | 0 | 0
ST | 0 | 0 | 0 | 0 | 0 | 0
STOG | 0 | 0 | 0 | 0 | 0 | 0
STWD | 0 | 0 | 0 | 0 | 0 | 0
WT | 0 | 0 | 0 | 0 | 0 | 0
IGCC | 0 | 0 | 0 | 0 | 0 | 0
DemandResponse | 0 | 0 | 0 | 0 | 0 | 0
IGCC-CCS | 0 | 0 | 0 | 0 | 0 | 0
WT_off | 0 | 0 | 0 | 0 | 0 | 0
PseudoUnit | 0 | 0 | 0 | 0 | 0 | 0
FixedInterchange | 0 | 0 | 0 | 0 | 0 | 0
Total Generation by Reporting Type: AZ_NM_SNV_Gas
ReportingType | 2015 | 2020 | 2025 | 2030 | 2035 | 2040
BM | 0 | 0 | 0 | 0 | 0 | 0
CC | 102007.71 | 116023.86 | 114694.02 | 116345.45 | 110271.28 | 93767.82
CSP | 0 | 0 | 0 | 0 | 0 | 0
CT | 0 | 0 | 162.99 | 281.87 | 0 | 0
Coal | 0 | 0 | 0 | 0 | 0 | 0
Geo | 0 | 0 | 0 | 0 | 0 | 0
H | 0 | 0 | 0 | 0 | 0 | 0
LFG | 0 | 0 | 0 | 0 | 0 | 0
Nuc | 0 | 0 | 0 | 0 | 0 | 0
PS | 0 | 0 | 0 | 0 | 0 | 0
PV | 0 | 0 | 0 | 0 | 0 | 0
PeakG | 0 | 0 | 385.59 | 740.63 | 0 | 0
PeakO | 0 | 0 | 0 | 0 | 0 | 0
ST | 0 | 0 | 0 | 0 | 0 | 0
STOG | 0 | 0 | 0 | 0 | 0 | 0
STWD | 0 | 0 | 0 | 0 | 0 | 0
WT | 0 | 0 | 0 | 0 | 0 | 0
IGCC | 0 | 0 | 0 | 0 | 0 | 0
DemandResponse | 0 | 0 | 0 | 0 | 0 | 0
IGCC-CCS | 0 | 0 | 0 | 0 | 0 | 0
WT_off | 0 | 0 | 0 | 0 | 0 | 0
PseudoUnit | 0 | 0 | 0 | 0 | 0 | 0
FixedInterchange | 0 | 0 | 0 | 0 | 0 | 0
Total Generation by Reporting Type: AZ_NM_SNV_NucRenew
ReportingType | 2015 | 2020 | 2025 | 2030 | 2035 | 2040
BM | 0 | 0 | 0 | 0 | 0 | 0
CC | 0 | 0 | 0 | 0 | 0 | 0
CSP | 0 | 0 | 0 | 0 | 0 | 0
CT | 0 | 0 | 0 | 0 | 0 | 0
Coal | 0 | 0 | 0 | 0 | 0 | 0
Geo | 0 | 0 | 12066.9 | 12066.9 | 12066.9 | 12066.9
H | 8952 | 8952 | 8952 | 8952 | 8952 | 8952
LFG | 55.19 | 533.48 | 533.48 | 533.48 | 533.48 | 533.48
Nuc | 30183.89 | 30183.89 | 30183.89 | 81386.23 | 131315.29 | 170751.94
PS | 45.36 | 45.36 | 88.56 | 153.36 | 88.56 | 204.44
PV | 365.63 | 365.63 | 365.63 | 365.63 | 365.63 | 365.63
PeakG | 0 | 0 | 0 | 0 | 0 | 0
PeakO | 0 | 0 | 0 | 0 | 0 | 0
ST | 981.12 | 2520.82 | 3490.17 | 3926.91 | 3926.91 | 3926.91
STOG | 0 | 0 | 0 | 0 | 0 | 0
STWD | 182.21 | 182.21 | 182.21 | 182.21 | 182.21 | 182.21
WT | 1407.73 | 11628.29 | 18307.71 | 23758.02 | 23758.02 | 23758.02
IGCC | 0 | 0 | 0 | 0 | 0 | 0
DemandResponse | 0 | 0 | 0 | 0 | 0 | 0
IGCC-CCS | 0 | 0 | 0 | 0 | 0 | 0
WT_off | 0 | 0 | 0 | 0 | 0 | 0
PseudoUnit | 0 | 0 | 0 | 0 | 0 | 0
FixedInterchange | 0 | 0 | 0 | 0 | 0 | 0
Total Generation by Reporting Type: ERCOT
ReportingType | 2015 | 2020 | 2025 | 2030 | 2035 | 2040
BM | 0 | 0 | 188.4 | 256.93 | 806.89 | 126.89
CC | 157179.87 | 197960.05 | 238828.81 | 194213.89 | 144352.53 | 121864.04
CSP | 0 | 0 | 0 | 0 | 0 | 0
CT | 0 | 8.17 | 335.21 | 171.64 | 171.64 | 171.64
Coal | 104516.55 | 76805.55 | 28461.41 | 17832.07 | 8373.76 | 18070.96
Geo | 0 | 0 | 0 | 0 | 0 | 0
H | 607.38 | 607.38 | 607.38 | 607.38 | 607.38 | 607.38
LFG | 591.3 | 591.3 | 3382.24 | 3382.24 | 3382.24 | 3382.24
Nuc | 39655.79 | 39655.79 | 53243.51 | 65206.89 | 133459.73 | 155093.72
PS | 0 | 0 | 0 | 0 | 0 | 0
PV | 30.84 | 30.84 | 30.84 | 30.84 | 2.63 | 2.63
PeakG | 0 | 18.92 | 5215.48 | 2947.33 | 2485.19 | 2179.67
PeakO | 0 | 0 | 0 | 0 | 0 | 0
ST | 0 | 0 | 0 | 0 | 0 | 0
STOG | 6380.17 | 9147.38 | 5138.62 | 2040.38 | 1350.52 | 1534.83
STWD | 0 | 0 | 0 | 0 | 0 | 0
WT | 27080.39 | 27080.39 | 36999.15 | 95903.18 | 98325.67 | 102669.75
IGCC | 0 | 0 | 0 | 0 | 0 | 0
DemandResponse | 0 | 0 | 0 | 0 | 0 | 0
IGCC-CCS | 0 | 0 | 0 | 0 | 0 | 0
WT_off | 0 | 0 | 0 | 0 | 0 | 0
PseudoUnit | 0 | 0 | 0 | 0 | 0 | 0
FixedInterchange | 0 | 0 | 0 | 0 | 0 | 0
Total Generation by Reporting Type: NP15
ReportingType | 2015 | 2020 | 2025 | 2030 | 2035 | 2040
BM | 0 | 0 | 0 | 0 | 0 | 0
CC | 33362.74 | 33092.69 | 38346.21 | 36697.04 | 4570.01 | 3008.6
CSP | 0 | 0 | 0 | 0 | 0 | 0
CT | 0 | 0 | 0 | 6.21 | 6.57 | 22.99
Coal | 213.44 | 213.44 | 213.44 | 0 | 0 | 0
Geo | 9050.48 | 13209.29 | 14043.68 | 14043.68 | 14043.68 | 14043.68
H | 24182 | 24182 | 24182 | 24182 | 24182 | 24182
LFG | 670.14 | 5124.6 | 5124.6 | 5124.6 | 5124.6 | 5124.6
Nuc | 17915.6 | 17915.6 | 17915.6 | 17915.6 | 17915.6 | 17915.6
PS | 1.12 | 3.6 | 18.86 | 230.99 | 257.61 | 364.9
PV | 153.52 | 153.52 | 153.52 | 153.52 | 139.28 | 139.28
PeakG | 0 | 0 | 0 | 76.33 | 75.33 | 118.18
PeakO | 0 | 0 | 0 | 0 | 0 | 0
ST | 99.08 | 99.08 | 99.08 | 99.08 | 99.08 | 99.08
STOG | 130.9 | 137.13 | 232.11 | 0 | 0 | 0
STWD | 3097.54 | 3097.54 | 3097.54 | 3097.54 | 3097.54 | 3097.54
WT | 3102.31 | 3102.31 | 3102.31 | 17748.35 | 34984.16 | 36442.86
IGCC | 0 | 0 | 0 | 0 | 0 | 0
DemandResponse | 0 | 0 | 0 | 0 | 0 | 0
IGCC-CCS | 0 | 0 | 0 | 0 | 0 | 0
WT_off | 0 | 0 | 0 | 0 | 0 | 0
PseudoUnit | 0 | 0 | 0 | 0 | 0 | 0
FixedInterchange | 0 | 0 | 0 | 0 | 0 | 0
Total Generation by Reporting Type: NWPP_Coal
ReportingType | 2015 | 2020 | 2025 | 2030 | 2035 | 2040
BM | 0 | 0 | 0 | 0 | 0 | 0
CC | 0 | 0 | 0 | 0 | 0 | 0
CSP | 0 | 0 | 0 | 0 | 0 | 0
CT | 0 | 0 | 0 | 0 | 0 | 0
Coal | 92100.8 | 91982.69 | 91551.71 | 83030.9 | 57759.73 | 64687.85
Geo | 0 | 0 | 0 | 0 | 0 | 0
H | 0 | 0 | 0 | 0 | 0 | 0
LFG | 0 | 0 | 0 | 0 | 0 | 0
Nuc | 0 | 0 | 0 | 0 | 0 | 0
PS | 0 | 0 | 0 | 0 | 0 | 0
PV | 0 | 0 | 0 | 0 | 0 | 0
PeakG | 0 | 0 | 0 | 0 | 0 | 0
PeakO | 0 | 0 | 0 | 0 | 0 | 0
ST | 0 | 0 | 0 | 0 | 0 | 0
STOG | 0 | 0 | 0 | 0 | 0 | 0
STWD | 0 | 0 | 0 | 0 | 0 | 0
WT | 0 | 0 | 0 | 0 | 0 | 0
IGCC | 0 | 0 | 0 | 0 | 0 | 0
DemandResponse | 0 | 0 | 0 | 0 | 0 | 0
IGCC-CCS | 0 | 0 | 0 | 0 | 0 | 0
WT_off | 0 | 0 | 0 | 0 | 0 | 0
PseudoUnit | 0 | 0 | 0 | 0 | 0 | 0
FixedInterchange | 0 | 0 | 0 | 0 | 0 | 0
Total Generation by Reporting Type: NWPP_Gas
ReportingType | 2015 | 2020 | 2025 | 2030 | 2035 | 2040
BM | 0 | 0 | 0 | 0 | 0 | 0
CC | 50575.36 | 50575.36 | 50575.36 | 50575.36 | 50575.36 | 43940.46
CSP | 0 | 0 | 0 | 0 | 0 | 0
CT | 0 | 0 | 0 | 4.9 | 0 | 0
Coal | 0 | 0 | 0 | 0 | 0 | 0
Geo | 0 | 0 | 0 | 0 | 0 | 0
H | 0 | 0 | 0 | 0 | 0 | 0
LFG | 0 | 0 | 0 | 0 | 0 | 0
Nuc | 0 | 0 | 0 | 0 | 0 | 0
PS | 0 | 0 | 0 | 0 | 0 | 0
PV | 0 | 0 | 0 | 0 | 0 | 0
PeakG | 0 | 0 | 0 | 0 | 0 | 0
PeakO | 0 | 0 | 0 | 0 | 0 | 0
ST | 0 | 0 | 0 | 0 | 0 | 0
STOG | 0 | 0 | 0 | 0 | 0 | 0
STWD | 0 | 0 | 0 | 0 | 0 | 0
WT | 0 | 0 | 0 | 0 | 0 | 0
IGCC | 0 | 0 | 0 | 0 | 0 | 0
DemandResponse | 0 | 0 | 0 | 0 | 0 | 0
IGCC-CCS | 0 | 0 | 0 | 0 | 0 | 0
WT_off | 0 | 0 | 0 | 0 | 0 | 0
PseudoUnit | 0 | 0 | 0 | 0 | 0 | 0
FixedInterchange | 0 | 0 | 0 | 0 | 0 | 0
Total Generation by Reporting Type: NWPP_NucRenew
ReportingType | 2015 | 2020 | 2025 | 2030 | 2035 | 2040
BM | 0 | 0 | 1.05 | 243.02 | 243.02 | 243.02
CC | 0 | 0 | 0 | 0 | 0 | 0
CSP | 0 | 0 | 0 | 0 | 0 | 0
CT | 0 | 0 | 0 | 0 | 0 | 0
Coal | 0 | 0 | 0 | 0 | 0 | 0
Geo | 3280.13 | 3280.13 | 6891.88 | 6891.88 | 6891.88 | 6891.88
H | 133486 | 133486 | 133486 | 133486 | 133486 | 133486
LFG | 1013.09 | 2940.73 | 2940.73 | 2940.73 | 2940.73 | 2940.73
Nuc | 8809.8 | 8809.8 | 8809.8 | 32711.73 | 104151.51 | 124342.42
PS | 0 | 0 | 0 | 0 | 2.12 | 0
PV | 7.88 | 7.88 | 7.88 | 7.88 | 7.88 | 7.88
PeakG | 0 | 0 | 0 | 0 | 0 | 0
PeakO | 0 | 0 | 0 | 0 | 0 | 0
ST | 0 | 0 | 0 | 0 | 0 | 0
STOG | 0 | 0 | 0 | 0 | 0 | 0
STWD | 0 | 82.05 | 2159.49 | 3931.49 | 3931.49 | 3931.49
WT | 15874.4 | 15874.4 | 15874.4 | 15874.4 | 15874.4 | 15874.4
IGCC | 0 | 0 | 0 | 0 | 0 | 0
DemandResponse | 0 | 0 | 0 | 0 | 0 | 0
IGCC-CCS | 0 | 0 | 0 | 0 | 0 | 0
WT_off | 0 | 0 | 0 | 0 | 0 | 0
PseudoUnit | 0 | 0 | 0 | 0 | 0 | 0
FixedInterchange | 0 | 0 | 0 | 0 | 0 | 0
Total Generation by Reporting Type: RMPA
ReportingType | 2015 | 2020 | 2025 | 2030 | 2035 | 2040
BM | 0 | 0 | 0 | 0 | 0 | 0
CC | 5662.33 | 8218.51 | 2878.62 | 14851.32 | 15482.28 | 2319.43
CSP | 0 | 0 | 0 | 0 | 0 | 0
CT | 0 | 0 | 0 | 0.71 | 0 | 0
Coal | 55435.07 | 54077.86 | 48257.14 | 40677.63 | 29250.25 | 43057.73
Geo | 0 | 1042.44 | 21387.54 | 21387.54 | 21387.54 | 21387.54
H | 4353 | 4353 | 4353 | 4353 | 4353 | 4353
LFG | 58.34 | 286.45 | 286.45 | 286.45 | 286.45 | 286.45
Nuc | 0 | 0 | 0 | 0.04 | 0.5 | 0.03
PS | 55.8 | 72.25 | 111.04 | 402.31 | 130.86 | 275.09
PV | 54.93 | 54.93 | 54.93 | 54.93 | 54.93 | 54.93
PeakG | 4.59 | 12.56 | 0 | 138.28 | 47.9 | 13.56
PeakO | 0 | 0 | 0 | 0 | 0 | 0
ST | 9.83 | 1255.62 | 1361.35 | 1411.32 | 1411.32 | 1411.32
STOG | 0 | 0 | 0 | 0 | 0 | 0
STWD | 0 | 0 | 0 | 0 | 0 | 0
WT | 6354.34 | 12459.77 | 12459.77 | 12893.99 | 12893.99 | 12893.99
IGCC | 0 | 0 | 0 | 0 | 9953.37 | 18573.88
DemandResponse | 0 | 0 | 0 | 0 | 0 | 0
IGCC-CCS | 0 | 0 | 0 | 0 | 0 | 0
WT_off | 0 | 0 | 0 | 0 | 0 | 0
PseudoUnit | 0 | 0 | 0 | 0 | 0 | 0
FixedInterchange | 0 | 0 | 0 | 0 | 0 | 0
Total Generation by Reporting Type: SP15
ReportingType | 2015 | 2020 | 2025 | 2030 | 2035 | 2040
BM | 44.8 | 44.8 | 39.65 | 37.81 | 44.8 | 44.8
CC | 39733.85 | 32134.21 | 38355.13 | 41896.43 | 15004.01 | 9007.54
CSP | 0 | 0 | 0 | 0 | 0 | 0
CT | 0 | 0 | 0 | 0 | 0 | 0
Coal | 761.6 | 761.6 | 761.6 | 0 | 0 | 0
Geo | 7774.15 | 19841.05 | 19841.05 | 19841.05 | 19841.05 | 19841.05
H | 5920 | 5920 | 5920 | 5920 | 5920 | 5920
LFG | 1759.71 | 6141.64 | 6141.64 | 6141.64 | 6141.64 | 6141.64
Nuc | 17526.13 | 17526.13 | 17526.13 | 17526.13 | 17526.13 | 17526.13
PS | 220.24 | 302.4 | 302.4 | 590.4 | 512.56 | 1362.96
PV | 331.57 | 331.57 | 331.57 | 331.57 | 323.24 | 323.24
PeakG | 0 | 0 | 0 | 315.12 | 337.35 | 375.19
PeakO | 0 | 0 | 0 | 0 | 0 | 0
ST | 1569.79 | 1569.79 | 1569.79 | 1569.79 | 1569.79 | 1569.79
STOG | 253.38 | 440.11 | 211.57 | 62.48 | 77.63 | 101.87
STWD | 833.95 | 833.95 | 833.95 | 833.95 | 833.95 | 833.95
WT | 5740.26 | 5740.26 | 5740.26 | 5740.26 | 26466.57 | 26466.57
IGCC | 0 | 0 | 0 | 0 | 0 | 0
DemandResponse | 0 | 0 | 0 | 0 | 0 | 0
IGCC-CCS | 0 | 0 | 0 | 0 | 0 | 0
WT_off | 0 | 0 | 0 | 0 | 0 | 0
PseudoUnit | 0 | 0 | 0 | 0 | 0 | 0
FixedInterchange | 0 | 0 | 0 | 0 | 0 | 0
Total Generation by Reporting Type: ALB
ReportingType | 2015 | 2020 | 2025 | 2030 | 2035 | 2040
BM | 0 | 0 | 0 | 0 | 0 | 0
CC | 16756.7 | 20126.77 | 29435.75 | 29435.75 | 36678.72 | 44039.46
CSP | 0 | 0 | 0 | 0 | 0 | 0
CT | 0 | 0 | 0 | 0 | 0 | 0
Coal | 46350.59 | 46350.59 | 46350.59 | 46350.59 | 46350.59 | 46350.59
Geo | 0 | 0 | 0 | 0 | 0 | 0
H | 1979.87 | 1979.87 | 1979.87 | 1979.87 | 1979.87 | 1979.87
LFG | 78.84 | 78.84 | 78.84 | 78.84 | 78.84 | 78.84
Nuc | 0 | 0 | 0 | 0 | 0 | 0.02
PS | 0 | 0 | 0 | 0 | 0 | 0
PV | 0 | 0 | 0 | 0 | 0 | 0
PeakG | 0 | 0 | 0 | 9.05 | 1.48 | 12.66
PeakO | 0 | 0 | 0 | 0 | 0 | 0
ST | 0 | 0 | 0 | 0 | 0 | 0
STOG | 0 | 0 | 0 | 0 | 0 | 0
STWD | 0 | 0 | 0.83 | 4.51 | 42.08 | 202.59
WT | 1553.84 | 1553.84 | 1553.84 | 1553.84 | 1553.84 | 1553.84
IGCC | 0 | 0 | 0 | 0 | 0 | 0
DemandResponse | 0 | 0 | 0 | 0 | 0 | 0
IGCC-CCS | 0 | 0 | 0 | 0 | 0 | 0
WT_off | 0 | 0 | 0 | 0 | 0 | 0
PseudoUnit | 0 | 0 | 0 | 0 | 0 | 0
FixedInterchange | 0 | 0 | 0 | 0 | 0 | 0
Total Generation by Reporting Type: BC
ReportingType | 2015 | 2020 | 2025 | 2030 | 2035 | 2040
BM | 0 | 0 | 0 | 0 | 0 | 0
CC | 7737.21 | 9059.28 | 12973.73 | 9533.59 | 10522.52 | 12973.73
CSP | 0 | 0 | 0 | 0 | 0 | 0
CT | 0 | 0 | 0 | 0 | 0 | 0
Coal | 0 | 0 | 0 | 0 | 0 | 0
Geo | 0 | 0 | 0 | 0 | 0 | 0
H | 54411.22 | 54411.22 | 54411.22 | 54411.22 | 54411.22 | 54411.22
LFG | 189.22 | 189.22 | 189.22 | 189.22 | 189.22 | 189.22
Nuc | 0 | 0 | 0 | 0 | 0 | 0
PS | 0 | 0 | 0 | 0 | 0 | 0
PV | 0 | 0 | 0 | 0 | 0 | 0
PeakG | 0 | 0 | 0 | 0 | 0 | 0
PeakO | 0 | 0 | 0 | 0 | 0 | 0
ST | 0 | 0 | 0 | 0 | 0 | 0
STOG | 1154.3 | 1243.54 | 0 | 0 | 0 | 0
STWD | 0 | 0 | 0 | 0 | 0 | 788.81
WT | 568.82 | 568.82 | 568.82 | 568.82 | 568.82 | 568.82
IGCC | 0 | 0 | 0 | 0 | 0 | 0
DemandResponse | 0 | 0 | 0 | 0 | 0 | 0
IGCC-CCS | 0 | 0 | 0 | 0 | 0 | 0
WT_off | 0 | 0 | 0 | 0 | 0 | 0
PseudoUnit | 0 | 0 | 0 | 0 | 0 | 0
FixedInterchange | 0 | 0 | 0 | 0 | 0 | 0
Total Generation by Reporting Type: HQ_IESO
ReportingType | 2015 | 2020 | 2025 | 2030 | 2035 | 2040
BM | 0 | 0 | 0 | 0 | 0 | 0
CC | 0 | 0 | 0 | 0 | 0 | 0
CSP | 0 | 0 | 0 | 0 | 0 | 0
CT | 0 | 0 | 0 | 0 | 0 | 0
Coal | 0 | 0 | 0 | 0 | 0 | 0
Geo | 0 | 0 | 0 | 0 | 0 | 0
H | 0 | 0 | 0 | 0 | 0 | 0
LFG | 0 | 0 | 0 | 0 | 0 | 0
Nuc | 0 | 0 | 0 | 0 | 0 | 0
PS | 0 | 0 | 0 | 0 | 0 | 0
PV | 0 | 0 | 0 | 0 | 0 | 0
PeakG | 0 | 0 | 0 | 0 | 0 | 0
PeakO | 0 | 0 | 0 | 0 | 0 | 0
ST | 0 | 0 | 0 | 0 | 0 | 0
STOG | 0 | 0 | 0 | 0 | 0 | 0
STWD | 0 | 0 | 0 | 0 | 0 | 0
WT | 0 | 0 | 0 | 0 | 0 | 0
IGCC | 0 | 0 | 0 | 0 | 0 | 0
DemandResponse | 0 | 0 | 0 | 0 | 0 | 0
IGCC-CCS | 0 | 0 | 0 | 0 | 0 | 0
WT_off | 0 | 0 | 0 | 0 | 0 | 0
PseudoUnit | 0 | 0 | 0 | 0 | 0 | 0
FixedInterchange | 2336 | 2336 | 2336 | 2336 | 2336 | 2336
Total Generation by Reporting Type: HQ_NEISO
ReportingType | 2015 | 2020 | 2025 | 2030 | 2035 | 2040
BM | 0 | 0 | 0 | 0 | 0 | 0
CC | 0 | 0 | 0 | 0 | 0 | 0
CSP | 0 | 0 | 0 | 0 | 0 | 0
CT | 0 | 0 | 0 | 0 | 0 | 0
Coal | 0 | 0 | 0 | 0 | 0 | 0
Geo | 0 | 0 | 0 | 0 | 0 | 0
H | 0 | 0 | 0 | 0 | 0 | 0
LFG | 0 | 0 | 0 | 0 | 0 | 0
Nuc | 0 | 0 | 0 | 0 | 0 | 0.01
PS | 0 | 0 | 0 | 0 | 0 | 0
PV | 0 | 0 | 0 | 0 | 0 | 0
PeakG | 0 | 0 | 0 | 0 | 0 | 0
PeakO | 0 | 0 | 0 | 0 | 0 | 0
ST | 0 | 0 | 0 | 0 | 0 | 0
STOG | 0 | 0 | 0 | 0 | 0 | 0
STWD | 0 | 0 | 0 | 0 | 0 | 0
WT | 0 | 0 | 0 | 0 | 0 | 0
IGCC | 0 | 0 | 0 | 0 | 0 | 0
DemandResponse | 0 | 0 | 0 | 0 | 0 | 0
IGCC-CCS | 0 | 0 | 0 | 0 | 0 | 0
WT_off | 0 | 0 | 0 | 0 | 0 | 0
PseudoUnit | 0 | 0 | 0 | 0 | 6306.37 | 12403.59
FixedInterchange | 19184.4 | 19184.4 | 19184.4 | 19184.4 | 19184.4 | 19184.4
Total Generation by Reporting Type: HQ_NY
ReportingType | 2015 | 2020 | 2025 | 2030 | 2035 | 2040
BM | 0 | 0 | 0 | 0 | 0 | 0
CC | 0 | 0 | 0 | 0 | 0 | 0
CSP | 0 | 0 | 0 | 0 | 0 | 0
CT | 0 | 0 | 0 | 0 | 0 | 0
Coal | 0 | 0 | 0 | 0 | 0 | 0
Geo | 0 | 0 | 0 | 0 | 0 | 0
H | 0 | 0 | 0 | 0 | 0 | 0
LFG | 0 | 0 | 0 | 0 | 0 | 0
Nuc | 0 | 0 | 0 | 0 | 0.04 | 0.07
PS | 0 | 0 | 0 | 0 | 0 | 0
PV | 0 | 0 | 0 | 0 | 0 | 0
PeakG | 0 | 0 | 0 | 0 | 0 | 0
PeakO | 0 | 0 | 0 | 0 | 0 | 0
ST | 0 | 0 | 0 | 0 | 0 | 0
STOG | 0 | 0 | 0 | 0 | 0 | 0
STWD | 0 | 0 | 0 | 0 | 0 | 0
WT | 0 | 0 | 0 | 0 | 0 | 0
IGCC | 0 | 0 | 0 | 0 | 0 | 0
DemandResponse | 0 | 0 | 0 | 0 | 0 | 0
IGCC-CCS | 0 | 0 | 0 | 0 | 0 | 0
WT_off | 0 | 0 | 0 | 0 | 0 | 0
PseudoUnit | 0 | 0 | 2391.66 | 14570.11 | 14570.11 | 14570.11
FixedInterchange | 5840 | 5840 | 5840 | 5840 | 5840 | 5840
Total Generation by Reporting Type: MARITIMES
ReportingType | 2015 | 2020 | 2025 | 2030 | 2035 | 2040
BM | 0 | 0 | 0 | 0 | 0 | 0
CC | 0 | 0 | 0 | 0 | 0 | 0
CSP | 0 | 0 | 0 | 0 | 0 | 0
CT | 0 | 0 | 0 | 0 | 0 | 0
Coal | 0 | 0 | 0 | 0 | 0 | 0
Geo | 0 | 0 | 0 | 0 | 0 | 0
H | 0 | 0 | 0 | 0 | 0 | 0
LFG | 0 | 0 | 0 | 0 | 0 | 0
Nuc | 0 | 0 | 0 | 0 | 0 | 0.01
PS | 0 | 0 | 0 | 0 | 0 | 0
PV | 0 | 0 | 0 | 0 | 0 | 0
PeakG | 0 | 0 | 0 | 0 | 0 | 0
PeakO | 0 | 0 | 0 | 0 | 0 | 0
ST | 0 | 0 | 0 | 0 | 0 | 0
STOG | 0 | 0 | 0 | 0 | 0 | 0
STWD | 0 | 0 | 0 | 0 | 0 | 0
WT | 0 | 0 | 0 | 0 | 0 | 0
IGCC | 0 | 0 | 0 | 0 | 0 | 0
DemandResponse | 0 | 0 | 0 | 0 | 0 | 0
IGCC-CCS | 0 | 0 | 0 | 0 | 0 | 0
WT_off | 0 | 0 | 0 | 0 | 0 | 0
PseudoUnit | 0 | 2480.72 | 2480.72 | 2480.72 | 2480.72 | 2480.72
FixedInterchange | 8760 | 8760 | 8760 | 8760 | 8760 | 8760
Total Generation by Reporting Type: All
ReportingType | 2015 | 2020 | 2025 | 2030 | 2035 | 2040
BM | 1952.4 | 3182.56 | 8562.34 | 10725.69 | 12684.54 | 12167.58
CC | 1083155.43 | 1399729.22 | 1962582.5 | 1866710.39 | 1634162.51 | 1432660.82
CSP | 0 | 0 | 0 | 0 | 0 | 0
CT | 1116.45 | 3789.74 | 10785.66 | 10600.21 | 10545.21 | 12073.96
Coal | 1806013.25 | 1497719.17 | 946740.84 | 632917.56 | 338649.84 | 498436.5
Geo | 20459.37 | 37727.52 | 74585.65 | 74585.65 | 74585.65 | 74585.65
H | 430354.22 | 434617.69 | 452882.09 | 467426.01 | 469806.9 | 469806.9
LFG | 32608.22 | 48005.68 | 65429.32 | 71133.39 | 71131.55 | 71135.49
Nuc | 913193.71 | 943693.07 | 970023.93 | 1120571.49 | 1504033.63 | 1727785.91
PS | 8230.98 | 12428.31 | 18545.14 | 16756.04 | 16888.03 | 17090.26
PV | 1434.35 | 5255.21 | 7138.04 | 7573.67 | 7685.49 | 7933.56
PeakG | 3306.67 | 7171.76 | 33261.33 | 28161.44 | 19709.23 | 17300.98
PeakO | 0 | 0 | 0.07 | 0 | 0 | 0
ST | 2659.82 | 5445.31 | 6520.39 | 7007.1 | 7007.1 | 7007.1
STOG | 23045.92 | 36090.84 | 7575.18 | 3410.21 | 1793.34 | 2019.96
STWD | 11050.81 | 14761.19 | 15888.78 | 18154.18 | 22464.62 | 24994.73
WT | 178096.59 | 223480.44 | 291113.7 | 700354.04 | 1047597.06 | 1069548.15
IGCC | 4427.31 | 4427.31 | 4427.31 | 4427.31 | 14380.68 | 23001.18
DemandResponse | 0 | 0 | 0 | 0 | 0 | 0
IGCC-CCS | 0 | 0 | 0 | 0 | 0 | 0
WT_off | 1873.58 | 1873.58 | 5864.11 | 5864.11 | 3993.98 | 3993.98
PseudoUnit | 0 | 2480.72 | 4872.38 | 17050.83 | 23357.2 | 29454.41
FixedInterchange | 36120.4 | 36120.4 | 36120.4 | 36120.4 | 36120.4 | 36120.4
Total Generation by Reporting Type: EI_US
ReportingType | 2015 | 2020 | 2025 | 2030 | 2035 | 2040
BM | 1907.6 | 3137.77 | 8333.25 | 10187.92 | 11589.83 | 11752.87
CC | 665164.01 | 928013.73 | 1432826.8 | 1373016.09 | 1246566.67 | 1100172.48
CSP | 0 | 0 | 0 | 0 | 0 | 0
CT | 1116.45 | 3781.56 | 10287.46 | 10134.86 | 10367 | 11879.33
Coal | 1430875.26 | 1149722.75 | 661759.86 | 398620.96 | 169407.69 | 291388.12
Geo | 354.6 | 354.6 | 354.6 | 354.6 | 354.6 | 354.6
H | 108753.3 | 111081.72 | 118435.48 | 118549.99 | 120930.88 | 120930.88
LFG | 27266.03 | 31193.05 | 45825.75 | 51529.82 | 51527.98 | 51527.98
Nuc | 697700.18 | 728199.54 | 740942.68 | 804422.57 | 1006285.61 | 1160772.41
PS | 7904.16 | 12000.39 | 17970.77 | 15288.6 | 15808.99 | 14795.54
PV | 411.15 | 4232.01 | 6114.84 | 6550.47 | 6713.05 | 6961.12
PeakG | 3302.08 | 7140.28 | 27660.26 | 23934.7 | 16761.99 | 14601.72
PeakO | 0 | 0 | 0.07 | 0 | 0 | 0
ST | 0 | 0 | 0 | 0 | 0 | 0
STOG | 15127.17 | 25122.68 | 1992.87 | 1307.34 | 365.19 | 383.25
STWD | 6937.11 | 10565.44 | 9614.76 | 10104.49 | 14377.36 | 15958.14
WT | 106488.69 | 135546.55 | 186581.62 | 516387.39 | 828519.86 | 844668.18
IGCC | 4427.31 | 4427.31 | 4427.31 | 4427.31 | 4427.31 | 4427.31
DemandResponse | 0 | 0 | 0 | 0 | 0 | 0
IGCC-CCS | 0 | 0 | 0 | 0 | 0 | 0
WT_off | 1873.58 | 1873.58 | 5864.11 | 5864.11 | 3993.98 | 3993.98
PseudoUnit | 0 | 2480.72 | 4872.38 | 17050.83 | 23357.2 | 29454.41
FixedInterchange | 33784.4 | 33784.4 | 33784.4 | 33784.4 | 33784.4 | 33784.4
Total Generation by Reporting Type: EI_Canada
ReportingType | 2015 | 2020 | 2025 | 2030 | 2035 | 2040
BM | 0 | 0 | 0 | 0 | 0 | 0
CC | 4975.66 | 4524.77 | 3668.08 | 145.47 | 139.15 | 1567.27
CSP | 0 | 0 | 0 | 0 | 0 | 0
CT | 0 | 0 | 0 | 0 | 0 | 0
Coal | 637.28 | 2691.07 | 0 | 0 | 0 | 0
Geo | 0 | 0 | 0 | 0 | 0 | 0
H | 87709.45 | 89644.5 | 100555.14 | 114984.55 | 114984.55 | 114984.55
LFG | 926.37 | 926.37 | 926.37 | 926.37 | 926.37 | 930.31
Nuc | 101402.31 | 101402.31 | 101402.31 | 101402.31 | 93379.26 | 81383.64
PS | 4.3 | 4.3 | 53.5 | 90.38 | 87.33 | 87.33
PV | 78.84 | 78.84 | 78.84 | 78.84 | 78.84 | 78.84
PeakG | 0 | 0 | 0 | 0 | 0 | 0
PeakO | 0 | 0 | 0 | 0 | 0 | 0
ST | 0 | 0 | 0 | 0 | 0 | 0
STOG | 0 | 0 | 0 | 0 | 0 | 0
STWD | 0 | 0 | 0 | 0 | 0 | 0
WT | 9925.81 | 9925.81 | 9925.81 | 9925.81 | 4651.73 | 4651.73
IGCC | 0 | 0 | 0 | 0 | 0 | 0
DemandResponse | 0 | 0 | 0 | 0 | 0 | 0
IGCC-CCS | 0 | 0 | 0 | 0 | 0 | 0
WT_off | 0 | 0 | 0 | 0 | 0 | 0
PseudoUnit | 0 | 0 | 0 | 0 | 0 | 0
FixedInterchange | 2336 | 2336 | 2336 | 2336 | 2336 | 2336
Total Generation by Reporting Type: EI
ReportingType | 2015 | 2020 | 2025 | 2030 | 2035 | 2040
BM | 1907.6 | 3137.77 | 8333.25 | 10187.92 | 11589.83 | 11752.87
CC | 670139.66 | 932538.5 | 1436494.87 | 1373161.56 | 1246705.82 | 1101739.76
CSP | 0 | 0 | 0 | 0 | 0 | 0
CT | 1116.45 | 3781.56 | 10287.46 | 10134.86 | 10367 | 11879.33
Coal | 1431512.54 | 1152413.83 | 661759.86 | 398620.96 | 169407.69 | 291388.12
Geo | 354.6 | 354.6 | 354.6 | 354.6 | 354.6 | 354.6
H | 196462.75 | 200726.22 | 218990.62 | 233534.54 | 235915.42 | 235915.42
LFG | 28192.4 | 32119.42 | 46752.12 | 52456.19 | 52454.35 | 52458.29
Nuc | 799102.48 | 829601.85 | 842344.99 | 905824.87 | 1099664.87 | 1242156.04
PS | 7908.47 | 12004.69 | 18024.28 | 15378.98 | 15896.32 | 14882.87
PV | 489.99 | 4310.85 | 6193.68 | 6629.31 | 6791.89 | 7039.96
PeakG | 3302.08 | 7140.28 | 27660.26 | 23934.7 | 16761.99 | 14601.72
PeakO | 0 | 0 | 0.07 | 0 | 0 | 0
ST | 0 | 0 | 0 | 0 | 0 | 0
STOG | 15127.17 | 25122.68 | 1992.87 | 1307.34 | 365.19 | 383.25
STWD | 6937.11 | 10565.44 | 9614.76 | 10104.49 | 14377.36 | 15958.14
WT | 116414.5 | 145472.36 | 196507.43 | 526313.19 | 833171.59 | 849319.9
IGCC | 4427.31 | 4427.31 | 4427.31 | 4427.31 | 4427.31 | 4427.31
DemandResponse | 0 | 0 | 0 | 0 | 0 | 0
IGCC-CCS | 0 | 0 | 0 | 0 | 0 | 0
WT_off | 1873.58 | 1873.58 | 5864.11 | 5864.11 | 3993.98 | 3993.98
PseudoUnit | 0 | 2480.72 | 4872.38 | 17050.83 | 23357.2 | 29454.41
FixedInterchange | 36120.4 | 36120.4 | 36120.4 | 36120.4 | 36120.4 | 36120.4
Total Generation by Reporting Type: Outside_EI
ReportingType | 2015 | 2020 | 2025 | 2030 | 2035 | 2040
BM | 44.8 | 44.8 | 229.09 | 537.77 | 1094.71 | 414.71
CC | 413015.77 | 467190.73 | 526087.62 | 493548.83 | 387456.69 | 330921.06
CSP | 0 | 0 | 0 | 0 | 0 | 0
CT | 0 | 8.17 | 498.2 | 465.35 | 178.21 | 194.64
Coal | 374500.72 | 345305.34 | 284980.98 | 234296.59 | 169242.15 | 207048.38
Geo | 20104.76 | 37372.91 | 74231.05 | 74231.05 | 74231.05 | 74231.05
H | 233891.47 | 233891.47 | 233891.47 | 233891.47 | 233891.47 | 233891.47
LFG | 4415.83 | 15886.26 | 18677.2 | 18677.2 | 18677.2 | 18677.2
Nuc | 114091.22 | 114091.22 | 127678.94 | 214746.62 | 404368.76 | 485629.86
PS | 322.52 | 423.62 | 520.86 | 1377.06 | 991.71 | 2207.4
PV | 944.36 | 944.36 | 944.36 | 944.36 | 893.6 | 893.6
PeakG | 4.59 | 31.48 | 5601.07 | 4226.74 | 2947.24 | 2699.27
PeakO | 0 | 0 | 0 | 0 | 0 | 0
ST | 2659.82 | 5445.31 | 6520.39 | 7007.1 | 7007.1 | 7007.1
STOG | 7918.75 | 10968.16 | 5582.31 | 2102.86 | 1428.15 | 1636.7
STWD | 4113.7 | 4195.75 | 6274.02 | 8049.69 | 8087.27 | 9036.58
WT | 61682.09 | 78008.08 | 94606.27 | 174040.85 | 214425.47 | 220228.25
IGCC | 0 | 0 | 0 | 0 | 9953.37 | 18573.88
DemandResponse | 0 | 0 | 0 | 0 | 0 | 0
IGCC-CCS | 0 | 0 | 0 | 0 | 0 | 0
WT_off | 0 | 0 | 0 | 0 | 0 | 0
PseudoUnit | 0 | 0 | 0 | 0 | 0 | 0
FixedInterchange | 0 | 0 | 0 | 0 | 0 | 0
#2 | Energy Demand (TWh)
Energy Demand by Pool & Region:
Pool/Region | 2015 | 2020 | 2025 | 2030 | 2035 | 2040
ENT | 170.26 | 175.54 | 177.34 | 183.87 | 181 | 184.46
FRCC | 249.48 | 260.95 | 271.89 | 275.57 | 309.06 | 326.18
MAPP_US | 29.17 | 31.41 | 31.86 | 35.25 | 39.47 | 41.82
MISO_IN | 101.22 | 100.9 | 101.94 | 112.66 | 117.72 | 121.41
MISO_MI | 97.66 | 100.75 | 106.38 | 110.24 | 115.31 | 119.8
MISO_MO-IL | 99.44 | 103.81 | 111.5 | 115.53 | 119.46 | 123.95
MISO_W | 139.47 | 141.73 | 151.35 | 168.59 | 175.05 | 179.33
MISO_WUMS | 69.39 | 70.31 | 73.54 | 72.62 | 81.3 | 84.31
NE | 33.62 | 35.9 | 36.09 | 41.26 | 43.68 | 44.91
NEISO | 132.39 | 133.52 | 134.39 | 132.78 | 133.46 | 134.17
NonRTO_Midwest | 59.38 | 62.44 | 68.03 | 68.12 | 68.21 | 69.49
NYISO_A-F | 59.68 | 62.57 | 62.76 | 64.05 | 64.93 | 66.72
NYISO_G-I | 18.17 | 19.03 | 19.55 | 19.94 | 20.91 | 21.92
NYISO_J-K | 68.56 | 72.99 | 75.2 | 77.47 | 82.66 | 87.24
PJM_E | 131.36 | 121.31 | 125.98 | 131.18 | 135.93 | 143.89
PJM_ROM | 147.08 | 151.77 | 157.61 | 164.06 | 170.1 | 175.07
PJM_ROR | 542.4 | 527.37 | 541.6 | 536.42 | 557.15 | 575.21
SOCO | 269.47 | 290.72 | 302.07 | 303.39 | 306.28 | 329.67
SPP_N | 81.47 | 87.77 | 92.68 | 97.82 | 104.85 | 108.36
SPP_S | 178.66 | 186.81 | 193.81 | 195.45 | 208.17 | 211.36
TVA | 186.95 | 181.85 | 185.89 | 199.35 | 191.49 | 190.12
TVA_Transmission | 0 | 0 | 0 | 0 | 0 | 0
VACAR | 249.92 | 276.43 | 289.58 | 295.84 | 315.88 | 332.36
IESO | 141.43 | 136.52 | 141.89 | 146.15 | 151.4 | 156.84
MAPP_CA | 53.64 | 56.53 | 59.08 | 61.18 | 63.73 | 66.38
AZ_NM_SNV_Coal | 133.54 | 142.62 | 153.09 | 170.69 | 176.61 | 192.29
AZ_NM_SNV_Gas | 0 | 0 | 0 | 0 | 0 | 0
AZ_NM_SNV_NucRenew | 0 | 0 | 0 | 0 | 0 | 0
ERCOT | 336.37 | 351.88 | 368.67 | 383.74 | 393.31 | 410.69
NP15 | 114.62 | 119.49 | 125.25 | 133.78 | 140.89 | 146.72
NWPP_Coal | 255.71 | 273.72 | 289.62 | 307.3 | 325.34 | 338.64
NWPP_Gas | 0 | 0 | 0 | 0 | 0 | 0
NWPP_NucRenew | 0 | 0 | 0 | 0 | 0 | 0
RMPA | 72.48 | 81.15 | 87.69 | 90.79 | 96.69 | 102.97
SP15 | 189.18 | 201.93 | 210.72 | 222.33 | 234.13 | 247.41
ALB | 69.09 | 72.79 | 78.47 | 83.82 | 90.06 | 96.76
BC | 66.88 | 68.93 | 72.69 | 75.96 | 79.83 | 83.9
HQ_IESO | 0 | 0 | 0 | 0 | 0 | 0
HQ_NEISO | 0 | 0 | 0 | 0 | 0 | 0
HQ_NY | 0 | 0 | 0 | 0 | 0 | 0
MARITIMES | 0 | 0 | 0 | 0 | 0 | 0
All | 4548.12 | 4701.43 | 4898.19 | 5077.21 | 5294.08 | 5514.33
EI_US | 3115.17 | 3195.88 | 3311.02 | 3401.48 | 3542.07 | 3671.72
EI_Canada | 195.07 | 193.04 | 200.97 | 207.33 | 215.13 | 223.22
EI | 3310.24 | 3388.92 | 3511.98 | 3608.81 | 3757.21 | 3894.94
Outside_EI | 1237.89 | 1312.5 | 1386.21 | 1468.4 | 1536.87 | 1619.39
#3 | Generation Minus Energy (TWh)
Generation Minus Energy by Pool & Region:
Pool/Region | 2015 | 2020 | 2025 | 2030 | 2035 | 2040
ENT | 1.71 | 2.1 | -0.29 | -30.82 | -84.44 | -88.68
FRCC | -1.9 | -3.68 | -5.25 | -5.79 | -0.12 | 0.2
MAPP_US | 6.2 | 6.85 | 13.06 | 6.45 | 14.96 | 14.54
MISO_IN | -1.96 | 12.04 | 59.85 | 31.91 | 17.13 | 11.45
MISO_MI | -4.99 | -39.84 | -28.57 | -36.88 | -49.7 | -39.87
MISO_MO-IL | 23.56 | 0.08 | -31.49 | -50.25 | -51.51 | -42.6
MISO_W | 13.28 | 3.48 | -18.26 | -54.53 | -6.74 | 0.35
MISO_WUMS | -2.93 | 23.23 | 11.78 | 8.87 | -22.49 | -23.75
NE | 9.91 | 16.16 | 39.27 | 184.36 | 215.67 | 219.22
NEISO | -21.53 | -24.81 | -21.17 | -18.67 | -23.31 | -27.53
NonRTO_Midwest | 0.2 | -0.41 | -1.2 | -1.89 | -1.38 | -0.77
NYISO_A-F | 10.92 | 13.3 | 19.56 | 9.35 | 15.52 | 10.62
NYISO_G-I | 6.44 | 6.52 | 6.05 | 6.22 | 1.16 | 16.33
NYISO_J-K | -43.77 | -40.69 | -39.75 | -43.31 | -42.49 | -47.11
PJM_E | -34.17 | -8.63 | 27.45 | 20.27 | -0.91 | -17.27
PJM_ROM | -26.76 | -26.12 | -48.05 | -33.41 | 47.84 | 80.22
PJM_ROR | 74.51 | 53.62 | 56.67 | 48.94 | -68.63 | -95.75
SOCO | 0.58 | 2.88 | 1.86 | -4.74 | -0.92 | -3.8
SPP_N | -0.83 | -11.5 | -17.67 | -66.29 | -0.46 | 4.42
SPP_S | -16.97 | -12 | -34.71 | 8.87 | 10.29 | 14.14
TVA | 0.26 | 1.21 | 1.2 | -0.68 | -1.32 | -0.05
TVA_Transmission | 0 | 0 | 0 | 0 | 0 | 0
VACAR | -27.33 | -13.28 | -22.36 | -28.79 | -2.21 | -1.49
IESO | 16.73 | 21.54 | 15.54 | 11.17 | -7.4 | -23.4
MAPP_CA | -6.15 | -5.39 | 0.1 | 9.06 | 6.51 | 3.86
AZ_NM_SNV_Coal | -58.41 | -67.51 | -83.7 | -124.28 | -149.1 | -157.41
AZ_NM_SNV_Gas | 102.01 | 116.02 | 115.24 | 117.37 | 110.27 | 93.77
AZ_NM_SNV_NucRenew | 42.17 | 54.41 | 74.17 | 131.32 | 181.19 | 220.74
ERCOT | -0.33 | 0.03 | 3.76 | -1.14 | 0 | -4.99
NP15 | -22.64 | -19.15 | -18.72 | -14.41 | -36.39 | -42.17
NWPP_Coal | -163.61 | -181.74 | -198.07 | -224.27 | -267.59 | -273.95
NWPP_Gas | 50.58 | 50.58 | 50.58 | 50.58 | 50.58 | 43.94
NWPP_NucRenew | 162.47 | 164.48 | 170.17 | 196.09 | 267.53 | 287.72
RMPA | -0.49 | 0.69 | 3.46 | 5.67 | -1.44 | 1.65
SP15 | -106.71 | -110.34 | -113.15 | -121.52 | -139.53 | -157.89
ALB | -2.37 | -2.7 | 0.93 | -4.41 | -3.38 | -2.54
BC | -2.82 | -3.46 | -4.55 | -11.25 | -14.14 | -14.97
HQ_IESO | 2.34 | 2.34 | 2.34 | 2.34 | 2.34 | 2.34
HQ_NEISO | 19.18 | 19.18 | 19.18 | 19.18 | 25.49 | 31.59
HQ_NY | 5.84 | 5.84 | 8.23 | 20.41 | 20.41 | 20.41
MARITIMES | 8.76 | 11.24 | 11.24 | 11.24 | 11.24 | 11.24
All | 10.97 | 16.57 | 24.73 | 22.34 | 22.52 | 22.79
EI_US | -1.77 | -3.22 | 6.63 | 0.04 | 23.07 | 46.09
EI_Canada | 12.92 | 18.49 | 17.98 | 22.56 | 1.45 | -17.2
EI | 11.15 | 15.27 | 24.61 | 22.6 | 24.52 | 28.89
Outside_EI | -0.18 | 1.3 | 0.12 | -0.26 | -2 | -6.1
#4 | Fuel Use (TBtu)
Total Fuel Consumption by Reporting Type: Entergy
ReportingType | 2015 | 2020 | 2025 | 2030 | 2035 | 2040
BM | 0 | 0 | 0 | 0 | 0 | 0
CC | 524.6 | 574.09 | 742.68 | 664.34 | 364.83 | 207.58
CSP | 0 | 0 | 0 | 0 | 0 | 0
CT | 0 | 0 | 0 | 7.2 | 3.55 | 3.55
Coal | 551.58 | 533.41 | 314.02 | 166.23 | 59.13 | 171.27
Geo | 0 | 0 | 0 | 0 | 0 | 0
H | 0 | 0 | 0 | 0 | 0 | 0
LFG | 0 | 0 | 0 | 11.56 | 11.56 | 11.56
Nuc | 464.87 | 464.87 | 464.87 | 464.87 | 392.68 | 486.72
PS | 0 | 0 | 0 | 0 | 0 | 0
PV | 0 | 0 | 0 | 0 | 0 | 0
PeakG | 0 | 0.16 | 14.33 | 11.54 | 2.39 | 1.8
PeakO | 0 | 0 | 0 | 0 | 0 | 0
ST | 0 | 0 | 0 | 0 | 0 | 0
STOG | 20.38 | 33.51 | 1.46 | 0.1 | 0 | 0
STWD | 0 | 0 | 1.83 | 1.79 | 2.79 | 2.79
WT | 0 | 0 | 0 | 0 | 0 | 0
IGCC | 0 | 0 | 0 | 0 | 0 | 0
DemandResponse | 0 | 0 | 0 | 0 | 0 | 0
IGCC-CCS | 0 | 0 | 0 | 0 | 0 | 0
WT_off | 0 | 0 | 0 | 0 | 0 | 0
PseudoUnit | 0 | 0 | 0 | 0 | 0 | 0
FixedInterchange | 0 | 0 | 0 | 0 | 0 | 0
Total Fuel Consumption by Reporting Type: FRCC
ReportingType | 2015 | 2020 | 2025 | 2030 | 2035 | 2040
BM | 0 | 0 | 0 | 0 | 0 | 0
CC | 1069.68 | 1138.85 | 1282.59 | 1235.22 | 798.09 | 589.15
CSP | 0 | 0 | 0 | 0 | 0 | 0
CT | 6.99 | 11.98 | 31.46 | 28.15 | 17.48 | 8.63
Coal | 602.21 | 579.82 | 333.53 | 226.9 | 42.59 | 42.59
Geo | 0 | 0 | 0 | 0 | 0 | 0
H | 0 | 0 | 0 | 0 | 0 | 0
LFG | 0 | 0 | 21.31 | 21.31 | 21.31 | 21.31
Nuc | 352.09 | 352.09 | 485.05 | 698.6 | 1944.62 | 2440.42
PS | 0 | 0 | 0 | 0 | 0 | 0
PV | 0 | 0 | 0 | 0 | 0 | 0
PeakG | 0.94 | 7.09 | 56.39 | 52.03 | 16.07 | 4.07
PeakO | 0 | 0 | 0 | 0 | 0 | 0
ST | 0 | 0 | 0 | 0 | 0 | 0
STOG | 63.74 | 79.37 | 5.46 | 4.74 | 0.26 | 0
STWD | 0 | 1.49 | 8.3 | 11.35 | 15.45 | 15.45
WT | 0 | 0 | 0 | 0 | 0 | 0
IGCC | 0 | 0 | 0 | 0 | 0 | 0
DemandResponse | 0 | 0 | 0 | 0 | 0 | 0
IGCC-CCS | 0 | 0 | 0 | 0 | 0 | 0
WT_off | 0 | 0 | 0 | 0 | 0 | 0
PseudoUnit | 0 | 0 | 0 | 0 | 0 | 0
FixedInterchange | 0 | 0 | 0 | 0 | 0 | 0
Total Fuel Consumption by Reporting Type: MAPP_US
ReportingType | 2015 | 2020 | 2025 | 2030 | 2035 | 2040
BM | 0 | 0 | 0 | 0 | 0 | 0
CC | 2.24 | 4.88 | 8.66 | 3.56 | 2.2 | 1.44
CSP | 0 | 0 | 0 | 0 | 0 | 0
CT | 0 | 0 | 0.49 | 0.31 | 0.11 | 0.16
Coal | 199.28 | 166.61 | 85.94 | 41.93 | 15 | 36.09
Geo | 0 | 0 | 0 | 0 | 0 | 0
H | 0 | 0 | 0 | 0 | 0 | 0
LFG | 0 | 0 | 0 | 7.71 | 7.71 | 7.71
Nuc | 0 | 0 | 0 | 0 | 0.01 | 0.01
PS | 0 | 0 | 0 | 0 | 0 | 0
PV | 0 | 0 | 0 | 0 | 0 | 0
PeakG | 0.3 | 0.9 | 3.86 | 1.53 | 1.11 | 1.11
PeakO | 0 | 0 | 0 | 0 | 0 | 0
ST | 0 | 0 | 0 | 0 | 0 | 0
STOG | 0 | 0 | 0 | 0 | 0 | 0
STWD | 0 | 0 | 0 | 0 | 0 | 0
WT | 0.01 | 0.01 | 0.02 | 0.03 | 0.04 | 0.04
IGCC | 0 | 0 | 0 | 0 | 0 | 0
DemandResponse | 0 | 0 | 0 | 0 | 0 | 0
IGCC-CCS | 0 | 0 | 0 | 0 | 0 | 0
WT_off | 0 | 0 | 0 | 0 | 0 | 0
PseudoUnit | 0 | 0 | 0 | 0 | 0 | 0
FixedInterchange | 0 | 0 | 0 | 0 | 0 | 0
Total Fuel Consumption by Reporting Type: MISO_IN
ReportingType | 2015 | 2020 | 2025 | 2030 | 2035 | 2040
BM | 0 | 0 | 0 | 0 | 0 | 0
CC | 35.75 | 211.84 | 796.12 | 794.56 | 764.22 | 656.31
CSP | 0 | 0 | 0 | 0 | 0 | 0
CT | 0 | 0 | 0 | 0 | 0 | 0
Coal | 890.16 | 780.95 | 483.91 | 302.7 | 244.58 | 379.73
Geo | 0 | 0 | 0 | 0 | 0 | 0
H | 0 | 0 | 0 | 0 | 0 | 0
LFG | 0 | 0 | 0 | 8.62 | 8.62 | 8.62
Nuc | 0 | 0 | 0 | 0.01 | 0.01 | 0.01
PS | 0 | 0 | 0 | 0 | 0 | 0
PV | 0 | 0 | 0 | 0 | 0 | 0
PeakG | 0.13 | 0.57 | 3.38 | 3.38 | 3.38 | 3.38
PeakO | 0 | 0 | 0 | 0 | 0 | 0
ST | 0 | 0 | 0 | 0 | 0 | 0
STOG | 0.65 | 1.34 | 0.03 | 0.03 | 0 | 0
STWD | 0 | 0 | 0 | 0 | 0 | 0
WT | 0 | 0 | 0 | 0 | 0 | 0
IGCC | 40.45 | 40.45 | 40.45 | 40.45 | 40.45 | 40.45
DemandResponse | 0 | 0 | 0 | 0 | 0 | 0
IGCC-CCS | 0 | 0 | 0 | 0 | 0 | 0
WT_off | 0 | 0 | 0 | 0 | 0 | 0
PseudoUnit | 0 | 0 | 0 | 0 | 0 | 0
FixedInterchange | 0 | 0 | 0 | 0 | 0 | 0
Total Fuel Consumption by Reporting Type: MISO_MI
ReportingType | 2015 | 2020 | 2025 | 2030 | 2035 | 2040
BM | 0 | 0 | 0 | 0 | 0 | 0
CC | 83.28 | 145.32 | 327.39 | 319.42 | 312.99 | 275.24
CSP | 0 | 0 | 0 | 0 | 0 | 0
CT | 0 | 0 | 0 | 18.49 | 10.32 | 10.32
Coal | 580.74 | 158.92 | 58.94 | 11.71 | 8.21 | 26.34
Geo | 0 | 0 | 0 | 0 | 0 | 0
H | 0 | 0 | 0 | 0 | 0 | 0
LFG | 0 | 0 | 17.24 | 17.24 | 17.24 | 17.24
Nuc | 174.19 | 174.19 | 174.19 | 174.19 | 102.45 | 282.96
PS | 0 | 0 | 0 | 0 | 0 | 0
PV | 0 | 0 | 0 | 0 | 0 | 0
PeakG | 0.35 | 1.24 | 3.91 | 3.93 | 3.05 | 3.53
PeakO | 0 | 0 | 0 | 0 | 0 | 0
ST | 0 | 0 | 0 | 0 | 0 | 0
STOG | 6.28 | 13.6 | 0.31 | 0.31 | 0 | 0
STWD | 3.07 | 8.99 | 13.39 | 13.39 | 13.39 | 13.39
WT | 0.01 | 0.01 | 0.01 | 0.01 | 0.01 | 0.01
IGCC | 0 | 0 | 0 | 0 | 0 | 0
DemandResponse | 0 | 0 | 0 | 0 | 0 | 0
IGCC-CCS | 0 | 0 | 0 | 0 | 0 | 0
WT_off | 0 | 0 | 0 | 0 | 0 | 0
PseudoUnit | 0 | 0 | 0 | 0 | 0 | 0
FixedInterchange | 0 | 0 | 0 | 0 | 0 | 0
Total Fuel Consumption by Reporting Type: MISO_MO-IL
ReportingType | 2015 | 2020 | 2025 | 2030 | 2035 | 2040
BM | 0 | 0 | 0 | 0 | 0 | 0
CC | 25.15 | 43.66 | 52.31 | 51.53 | 32.36 | 18.88
CSP | 0 | 0 | 0 | 0 | 0 | 0
CT | 0 | 0 | 0 | 0 | 0 | 0
Coal | 987.38 | 755.32 | 484.41 | 323.25 | 208.48 | 358.11
Geo | 0 | 0 | 0 | 0 | 0 | 0
H | 0 | 0 | 0 | 0 | 0 | 0
LFG | 0 | 0 | 0 | 24.03 | 24.03 | 24.03
Nuc | 178.81 | 178.81 | 178.81 | 178.81 | 178.81 | 178.81
PS | 0 | 0 | 0 | 0 | 0 | 0
PV | 0 | 0 | 0 | 0 | 0 | 0
PeakG | 3.27 | 7.63 | 19.39 | 18.52 | 16.2 | 18.52
PeakO | 0 | 0 | 0 | 0 | 0 | 0
ST | 0 | 0 | 0 | 0 | 0 | 0
STOG | 0.7 | 2.62 | 0.06 | 0.04 | 0 | 0
STWD | 0 | 0 | 0 | 0 | 0 | 0
WT | 0 | 0 | 0 | 0 | 0.02 | 0.02
IGCC | 0 | 0 | 0 | 0 | 0 | 0
DemandResponse | 0 | 0 | 0 | 0 | 0 | 0
IGCC-CCS | 0 | 0 | 0 | 0 | 0 | 0
WT_off | 0 | 0 | 0 | 0 | 0 | 0
PseudoUnit | 0 | 0 | 0 | 0 | 0 | 0
FixedInterchange | 0 | 0 | 0 | 0 | 0 | 0
Total Fuel Consumption by Reporting Type: MISO_W
ReportingType | 2015 | 2020 | 2025 | 2030 | 2035 | 2040
BM | 0 | 0 | 0 | 0 | 0 | 0
CC | 64.89 | 87.44 | 162.4 | 139.57 | 64.81 | 26.86
CSP | 0 | 0 | 0 | 0 | 0 | 0
CT | 0 | 0 | 0 | 0 | 0 | 0
Coal | 991.93 | 848.43 | 627.7 | 462.41 | 191.02 | 365.09
Geo | 0 | 0 | 0 | 0 | 0 | 0
H | 0 | 0 | 0 | 0 | 0 | 0
LFG | 0 | 0 | 7.71 | 7.71 | 7.71 | 7.71
Nuc | 190.11 | 190.11 | 190.11 | 190.11 | 0.01 | 0.01
PS | 0 | 0 | 0 | 0 | 0 | 0
PV | 0 | 0 | 0 | 0 | 0 | 0
PeakG | 1.45 | 3.27 | 4.76 | 7.01 | 3.27 | 3.27
PeakO | 0 | 0 | 0 | 0 | 0 | 0
ST | 0 | 0 | 0 | 0 | 0 | 0
STOG | 0.07 | 0.07 | 0.02 | 0 | 0 | 0
STWD | 0 | 20.9 | 7 | 5.72 | 22.37 | 22.37
WT | 0.03 | 0.03 | 0.03 | 0.03 | 0.14 | 0.14
IGCC | 0 | 0 | 0 | 0 | 0 | 0
DemandResponse | 0 | 0 | 0 | 0 | 0 | 0
IGCC-CCS | 0 | 0 | 0 | 0 | 0 | 0
WT_off | 0 | 0 | 0 | 0 | 0 | 0
PseudoUnit | 0 | 0 | 0 | 0 | 0 | 0
FixedInterchange | 0 | 0 | 0 | 0 | 0 | 0
Total Fuel Consumption by Reporting Type: MISO_WUMS
ReportingType | 2015 | 2020 | 2025 | 2030 | 2035 | 2040
BM | 0 | 0 | 0 | 0 | 0 | 0
CC | 84.45 | 316.25 | 379.97 | 378.44 | 308.84 | 280.66
CSP | 0 | 0 | 0 | 0 | 0 | 0
CT | 0 | 7.15 | 22.62 | 21.95 | 29.22 | 53.06
Coal | 358.37 | 298.63 | 96.57 | 59.92 | 65.83 | 101.38
Geo | 0 | 0 | 0 | 0 | 0 | 0
H | 0 | 0 | 0 | 0 | 0 | 0
LFG | 0 | 0 | 24.03 | 24.03 | 24.03 | 24.03
Nuc | 150.68 | 150.68 | 150.68 | 150.68 | 0.01 | 0.01
PS | 0 | 0 | 0 | 0 | 0 | 0
PV | 0 | 0 | 0 | 0 | 0 | 0
PeakG | 0.52 | 0 | 0 | 0 | 0 | 0
PeakO | 0 | 0 | 0 | 0 | 0 | 0
ST | 0 | 0 | 0 | 0 | 0 | 0
STOG | 0.03 | 0 | 0 | 0 | 0 | 0
STWD | 0 | 1.25 | 1.73 | 1.43 | 3.45 | 6.51
WT | 0 | 0 | 0 | 0 | 0 | 0
IGCC | 0 | 0 | 0 | 0 | 0 | 0
DemandResponse | 0 | 0 | 0 | 0 | 0 | 0
IGCC-CCS | 0 | 0 | 0 | 0 | 0 | 0
WT_off | 0 | 0 | 0 | 0 | 0 | 0
PseudoUnit | 0 | 0 | 0 | 0 | 0 | 0
FixedInterchange | 0 | 0 | 0 | 0 | 0 | 0
Total Fuel Consumption by Reporting Type: Nebraska
ReportingType | 2015 | 2020 | 2025 | 2030 | 2035 | 2040
BM | 0 | 0 | 0 | 0 | 0 | 0
CC | 9 | 7.77 | 19.62 | 2.98 | 2.98 | 1.93
CSP | 0 | 0 | 0 | 0 | 0 | 0
CT | 0 | 0 | 0 | 0 | 0 | 0
Coal | 332.69 | 332.38 | 309.01 | 165.72 | 86.35 | 138.59
Geo | 0 | 0 | 0 | 0 | 0 | 0
H | 0 | 0 | 0 | 0 | 0 | 0
LFG | 0 | 0 | 5.06 | 7.71 | 7.69 | 7.69
Nuc | 104.28 | 104.28 | 104.28 | 104.28 | 0.02 | 0.01
PS | 0 | 0 | 0 | 0 | 0 | 0
PV | 0 | 0 | 0 | 0 | 0 | 0
PeakG | 0.64 | 2.8 | 10 | 0.14 | 0.14 | 0
PeakO | 0 | 0 | 0 | 0 | 0 | 0
ST | 0 | 0 | 0 | 0 | 0 | 0
STOG | 0 | 0 | 0 | 0 | 0 | 0
STWD | 0 | 0 | 0 | 0 | 0 | 0
WT | 0 | 0.01 | 0.03 | 0.2 | 0.25 | 0.25
IGCC | 0 | 0 | 0 | 0 | 0 | 0
DemandResponse | 0 | 0 | 0 | 0 | 0 | 0
IGCC-CCS | 0 | 0 | 0 | 0 | 0 | 0
WT_off | 0 | 0 | 0 | 0 | 0 | 0
PseudoUnit | 0 | 0 | 0 | 0 | 0 | 0
FixedInterchange | 0 | 0 | 0 | 0 | 0 | 0
Total Fuel Consumption by Reporting Type: NEISO
ReportingType | 2015 | 2020 | 2025 | 2030 | 2035 | 2040
BM | 24.48 | 15.9 | 6.86 | 6.86 | 6.86 | 6.86
CC | 343.61 | 300.62 | 305.96 | 293.83 | 336.03 | 358.87
CSP | 0 | 0 | 0 | 0 | 0 | 0
CT | 0.03 | 0.12 | 0.12 | 0.11 | 0.11 | 0.11
Coal | 7.41 | 0 | 0 | 0 | 0 | 0
Geo | 0 | 0 | 0 | 0 | 0 | 0
H | 0 | 0 | 0 | 0 | 0 | 0
LFG | 5.3 | 5.3 | 12.81 | 12.81 | 12.81 | 12.81
Nuc | 365.51 | 365.51 | 365.51 | 365.51 | 264.08 | 195.08
PS | 0 | 0 | 0 | 0 | 0 | 0
PV | 0 | 0 | 0 | 0 | 0 | 0
PeakG | 0.28 | 0.4 | 0.65 | 0.59 | 0.75 | 0.59
PeakO | 0 | 0 | 0 | 0 | 0 | 0
ST | 0 | 0 | 0 | 0 | 0 | 0
STOG | 0 | 0 | 0 | 0 | 0 | 0
STWD | 51.79 | 51.79 | 26.55 | 26.03 | 35.25 | 37.44
WT | 0 | 0.01 | 0.01 | 0.01 | 0.02 | 0.02
IGCC | 0 | 0 | 0 | 0 | 0 | 0
DemandResponse | 0 | 0 | 0 | 0 | 0 | 0
IGCC-CCS | 0 | 0 | 0 | 0 | 0 | 0
WT_off | 0 | 0 | 0 | 0 | 0 | 0
PseudoUnit | 0 | 0 | 0 | 0 | 0 | 0
FixedInterchange | 0 | 0 | 0 | 0 | 0 | 0
Total Fuel Consumption by Reporting Type: NonRTO_Midwest
ReportingType | 2015 | 2020 | 2025 | 2030 | 2035 | 2040
BM | 0 | 0 | 0 | 0 | 0 | 0
CC | 2.51 | 30.52 | 135.45 | 140.25 | 115.09 | 91.77
CSP | 0 | 0 | 0 | 0 | 0 | 0
CT | 0 | 0 | 0 | 0 | 0 | 0
Coal | 582.75 | 563.91 | 448.34 | 436.66 | 156.56 | 150.72
Geo | 0 | 0 | 0 | 0 | 0 | 0
H | 0 | 0 | 0 | 0 | 0 | 0
LFG | 0 | 0 | 17.24 | 17.24 | 17.24 | 17.24
Nuc | 0 | 0 | 0 | 0.01 | 338.35 | 397.78
PS | 0 | 0 | 0 | 0 | 0 | 0
PV | 0 | 0 | 0 | 0 | 0 | 0
PeakG | 1.98 | 5.95 | 7.91 | 9.29 | 6.21 | 5.72
PeakO | 0 | 0 | 0 | 0 | 0 | 0
ST | 0 | 0 | 0 | 0 | 0 | 0
STOG | 0 | 0 | 0 | 0 | 0 | 0
STWD | 0 | 0 | 0 | 0 | 0 | 0
WT | 0 | 0 | 0 | 0 | 0 | 0
IGCC | 0 | 0 | 0 | 0 | 0 | 0
DemandResponse | 0 | 0 | 0 | 0 | 0 | 0
IGCC-CCS | 0 | 0 | 0 | 0 | 0 | 0
WT_off | 0 | 0 | 0 | 0 | 0 | 0
PseudoUnit | 0 | 0 | 0 | 0 | 0 | 0
FixedInterchange | 0 | 0 | 0 | 0 | 0 | 0
Total Fuel Consumption by Reporting Type: NYISO_A-F
ReportingType | 2015 | 2020 | 2025 | 2030 | 2035 | 2040
BM | 0 | 0 | 0 | 0 | 0 | 0
CC | 42.23 | 66.96 | 112.7 | 77.8 | 158.12 | 184.83
CSP | 0 | 0 | 0 | 0 | 0 | 0
CT | 0 | 0 | 0 | 0 | 0 | 0
Coal | 0 | 0 | 0 | 0 | 0 | 0
Geo | 0 | 0 | 0 | 0 | 0 | 0
H | 0 | 0 | 0 | 0 | 0 | 0
LFG | 0.69 | 0.69 | 0.69 | 8 | 8 | 8
Nuc | 270.5 | 270.5 | 270.5 | 220.56 | 173.9 | 105.39
PS | 0 | 0 | 0 | 0 | 0 | 0
PV | 0 | 0 | 0 | 0 | 0 | 0
PeakG | 0 | 0.01 | 0.07 | 0 | 0.21 | 0.26
PeakO | 0 | 0 | 0 | 0 | 0 | 0
ST | 0 | 0 | 0 | 0 | 0 | 0
STOG | 0 | 0 | 0 | 0 | 0 | 0
STWD | 0 | 0 | 0 | 0 | 2.63 | 3.7
WT | 0.01 | 0.01 | 0.01 | 0.01 | 0.01 | 0.01
IGCC | 0 | 0 | 0 | 0 | 0 | 0
DemandResponse | 0 | 0 | 0 | 0 | 0 | 0
IGCC-CCS | 0 | 0 | 0 | 0 | 0 | 0
WT_off | 0 | 0 | 0 | 0 | 0 | 0
PseudoUnit | 0 | 0 | 0 | 0 | 0 | 0
FixedInterchange | 0 | 0 | 0 | 0 | 0 | 0
Total Fuel Consumption by Reporting Type: NYISO_G-I
ReportingType | 2015 | 2020 | 2025 | 2030 | 2035 | 2040
BM | 0 | 0 | 0 | 0 | 0 | 0
CC | 56.89 | 62.4 | 62.79 | 62.6 | 90.32 | 264.25
CSP | 0 | 0 | 0 | 0 | 0 | 0
CT | 0 | 0 | 0 | 0 | 0 | 0
Coal | 0 | 0 | 0 | 0 | 0 | 0
Geo | 0 | 0 | 0 | 0 | 0 | 0
H | 0 | 0 | 0 | 0 | 0 | 0
LFG | 0 | 0 | 0.03 | 8 | 8 | 8
Nuc | 162.83 | 162.83 | 162.83 | 162.83 | 81.65 | 0.03
PS | 0 | 0 | 0 | 0 | 0 | 0
PV | 0 | 0 | 0 | 0 | 0 | 0
PeakG | 0 | 0 | 0.01 | 0.01 | 0.01 | 0.01
PeakO | 0 | 0 | 0 | 0 | 0 | 0
ST | 0 | 0 | 0 | 0 | 0 | 0
STOG | 0 | 0 | 0 | 0 | 0 | 0
STWD | 0 | 0 | 0 | 0 | 0 | 0
WT | 0 | 0 | 0 | 0 | 0 | 0
IGCC | 0 | 0 | 0 | 0 | 0 | 0
DemandResponse | 0 | 0 | 0 | 0 | 0 | 0
IGCC-CCS | 0 | 0 | 0 | 0 | 0 | 0
WT_off | 0 | 0 | 0 | 0 | 0 | 0
PseudoUnit | 0 | 0 | 0 | 0 | 0 | 0
FixedInterchange | 0 | 0 | 0 | 0 | 0 | 0
Total Fuel Consumption by Reporting Type: NYISO_J-K
ReportingType | 2015 | 2020 | 2025 | 2030 | 2035 | 2040
BM | 0 | 0 | 0 | 0 | 0 | 0
CC | 165.21 | 214.63 | 240.01 | 224.63 | 258.36 | 260.8
CSP | 0 | 0 | 0 | 0 | 0 | 0
CT | 0 | 0 | 0 | 0.79 | 12.88 | 11.99
Coal | 0 | 0 | 0 | 0 | 0 | 0
Geo | 0 | 0 | 0 | 0 | 0 | 0
H | 0 | 0 | 0 | 0 | 0 | 0
LFG | 0 | 0 | 0 | 8 | 8 | 8
Nuc | 0 | 0 | 0 | 0 | 0.01 | 0.02
PS | 0 | 0 | 0 | 0 | 0 | 0
PV | 0 | 0 | 0 | 0 | 0 | 0
PeakG | 0.53 | 1.71 | 11.26 | 11.16 | 18.62 | 16.24
PeakO | 0 | 0 | 0 | 0 | 0 | 0
ST | 0 | 0 | 0 | 0 | 0 | 0
STOG | 8.94 | 17.04 | 5.42 | 5.98 | 3.49 | 2.53
STWD | 0 | 0 | 0 | 0 | 0 | 0
WT | 0 | 0 | 0 | 0 | 0 | 0
IGCC | 0 | 0 | 0 | 0 | 0 | 0
DemandResponse | 0 | 0 | 0 | 0 | 0 | 0
IGCC-CCS | 0 | 0 | 0 | 0 | 0 | 0
WT_off | 0 | 0 | 0 | 0 | 0 | 0
PseudoUnit | 0 | 0 | 0 | 0 | 0 | 0
FixedInterchange | 0 | 0 | 0 | 0 | 0 | 0
Total Fuel Consumption by Reporting Type: PJM_E
ReportingType | 2015 | 2020 | 2025 | 2030 | 2035 | 2040
BM | 0.16 | 1.32 | 2.91 | 2.91 | 2.91 | 2.91
CC | 161.84 | 292.2 | 566.92 | 547.53 | 546.21 | 540.6
CSP | 0 | 0 | 0 | 0 | 0 | 0
CT | 0 | 0.01 | 0.03 | 0.11 | 11.85 | 26.13
Coal | 4.86 | 11.99 | 0.7 | 0.3 | 0.18 | 0.3
Geo | 0 | 0 | 0 | 0 | 0 | 0
H | 0 | 0 | 0 | 0 | 0 | 0
LFG | 0.98 | 14.53 | 15.28 | 15.28 | 15.28 | 15.28
Nuc | 702.72 | 651.97 | 651.97 | 651.97 | 468.33 | 371.38
PS | 0 | 0 | 0 | 0 | 0 | 0
PV | 0 | 0 | 0 | 0 | 0 | 0
PeakG | 0.25 | 0.87 | 12.05 | 17.71 | 17.69 | 17.69
PeakO | 0 | 0 | 0 | 0 | 0 | 0
ST | 0 | 0 | 0 | 0 | 0 | 0
STOG | 3.02 | 11.24 | 0.59 | 0.56 | 0.03 | 0.27
STWD | 0 | 0 | 0 | 0 | 0 | 0
WT | 0 | 0 | 0 | 0 | 0 | 0
IGCC | 0 | 0 | 0 | 0 | 0 | 0
DemandResponse | 0 | 0 | 0 | 0 | 0 | 0
IGCC-CCS | 0 | 0 | 0 | 0 | 0 | 0
WT_off | 0 | 0 | 0 | 0 | 0 | 0
PseudoUnit | 0 | 0 | 0 | 0 | 0 | 0
FixedInterchange | 0 | 0 | 0 | 0 | 0 | 0
Total Fuel Consumption by Reporting Type: PJM_ROM
ReportingType | 2015 | 2020 | 2025 | 2030 | 2035 | 2040
BM | 0.07 | 0.79 | 1.75 | 1.75 | 1.75 | 1.75
CC | 129.23 | 178.68 | 284.22 | 390.34 | 1114.03 | 1428.56
CSP | 0 | 0 | 0 | 0 | 0 | 0
CT | 0 | 0.01 | 0.07 | 0.11 | 0.11 | 0.11
Coal | 503.07 | 429.67 | 35.04 | 22.37 | 19.64 | 23.17
Geo | 0 | 0 | 0 | 0 | 0 | 0
H | 0 | 0 | 0 | 0 | 0 | 0
LFG | 2.04 | 30.56 | 30.56 | 30.56 | 30.56 | 30.56
Nuc | 420.79 | 420.79 | 420.79 | 420.79 | 276.07 | 200.95
PS | 0 | 0 | 0 | 0 | 0 | 0
PV | 0 | 0 | 0 | 0 | 0 | 0
PeakG | 0 | 0.55 | 1.79 | 2.02 | 6.5 | 1.74
PeakO | 0 | 0 | 0 | 0 | 0 | 0
ST | 0 | 0 | 0 | 0 | 0 | 0
STOG | 7.33 | 15.8 | 1.22 | 1.22 | 0 | 1.22
STWD | 3.86 | 5.38 | 5.38 | 5.38 | 5.38 | 5.38
WT | 0 | 0 | 0.01 | 0.02 | 0.02 | 0.02
IGCC | 0 | 0 | 0 | 0 | 0 | 0
DemandResponse | 0 | 0 | 0 | 0 | 0 | 0
IGCC-CCS | 0 | 0 | 0 | 0 | 0 | 0
WT_off | 0 | 0 | 0 | 0 | 0 | 0
PseudoUnit | 0 | 0 | 0 | 0 | 0 | 0
FixedInterchange | 0 | 0 | 0 | 0 | 0 | 0
Total Fuel Consumption by Reporting Type: PJM_ROR
ReportingType | 2015 | 2020 | 2025 | 2030 | 2035 | 2040
BM | 0 | 0.28 | 13.72 | 31.54 | 31.54 | 18.73
CC | 448.26 | 934.61 | 1932.93 | 2110.67 | 1870.1 | 1678.94
CSP | 0 | 0 | 0 | 0 | 0 | 0
CT | 0.06 | 0.13 | 0.22 | 0.7 | 0.7 | 1.22
Coal | 3547.87 | 2442.11 | 1233.95 | 895.98 | 570.05 | 984.11
Geo | 0 | 0 | 0 | 0 | 0 | 0
H | 0 | 0 | 0 | 0 | 0 | 0
LFG | 6.18 | 6.18 | 61.46 | 61.46 | 61.46 | 61.46
Nuc | 1644.81 | 1644.81 | 1644.81 | 1573.64 | 1222.73 | 902.48
PS | 0 | 0 | 0 | 0 | 0 | 0
PV | 0 | 0 | 0 | 0 | 0 | 0
PeakG | 14.34 | 19.08 | 60.22 | 66.18 | 50.26 | 54.09
PeakO | 0 | 0 | 0 | 0 | 0 | 0
ST | 0 | 0 | 0 | 0 | 0 | 0
STOG | 8.41 | 19.01 | 0.71 | 0.68 | 0 | 0
STWD | 0.92 | 11.7 | 15.91 | 15.91 | 15.91 | 15.91
WT | 0.03 | 0.03 | 0.03 | 0.03 | 0.04 | 0.04
IGCC | 0 | 0 | 0 | 0 | 0 | 0
DemandResponse | 0 | 0 | 0 | 0 | 0 | 0
IGCC-CCS | 0 | 0 | 0 | 0 | 0 | 0
WT_off | 0 | 0 | 0 | 0 | 0 | 0
PseudoUnit | 0 | 0 | 0 | 0 | 0 | 0
FixedInterchange | 0 | 0 | 0 | 0 | 0 | 0
Total Fuel Consumption by Reporting Type: SOCO
ReportingType | 2015 | 2020 | 2025 | 2030 | 2035 | 2040
BM | 0 | 0 | 0.37 | 0.83 | 1.26 | 1.55
CC | 881.24 | 925.08 | 1226.55 | 1229.27 | 1002.4 | 499.88
CSP | 0 | 0 | 0 | 0 | 0 | 0
CT | 0 | 0 | 0 | 0 | 0 | 0
Coal | 901.81 | 887.87 | 553.2 | 474 | 124.65 | 112.27
Geo | 0 | 0 | 0 | 0 | 0 | 0
H | 0 | 0 | 0 | 0 | 0 | 0
LFG | 0 | 0 | 11.56 | 11.56 | 11.56 | 11.56
Nuc | 494.38 | 673.18 | 673.18 | 692.29 | 1446.71 | 2395.91
PS | 0 | 0 | 0 | 0 | 0 | 0
PV | 0 | 0 | 0 | 0 | 0 | 0
PeakG | 11.91 | 25.61 | 56.63 | 55.36 | 37.25 | 27.74
PeakO | 0 | 0 | 0 | 0 | 0 | 0
ST | 0 | 0 | 0 | 0 | 0 | 0
STOG | 0 | 0 | 0 | 0 | 0 | 0
STWD | 0 | 0 | 9.67 | 14.56 | 30.27 | 44.2
WT | 0 | 0 | 0 | 0 | 0 | 0
IGCC | 0 | 0 | 0 | 0 | 0 | 0
DemandResponse | 0 | 0 | 0 | 0 | 0 | 0
IGCC-CCS | 0 | 0 | 0 | 0 | 0 | 0
WT_off | 0 | 0 | 0 | 0 | 0 | 0
PseudoUnit | 0 | 0 | 0 | 0 | 0 | 0
FixedInterchange | 0 | 0 | 0 | 0 | 0 | 0
Total Fuel Consumption by Reporting Type: SPP_N
ReportingType | 2015 | 2020 | 2025 | 2030 | 2035 | 2040
BM | 0 | 0 | 0 | 0 | 0 | 0
CC | 56.03 | 58.06 | 77.78 | 22.3 | 13.49 | 7.03
CSP | 0 | 0 | 0 | 0 | 0 | 0
CT | 0 | 0 | 0 | 0 | 0 | 0
Coal | 619.46 | 562.8 | 500.83 | 146 | 41.19 | 137.81
Geo | 0 | 0 | 0 | 0 | 0 | 0
H | 0 | 0 | 0 | 0 | 0 | 0
LFG | 0 | 0 | 10.22 | 10.22 | 10.22 | 10.22
Nuc | 93.19 | 93.19 | 93.19 | 93.19 | 93.19 | 91.27
PS | 0 | 0 | 0 | 0 | 0 | 0
PV | 0 | 0 | 0 | 0 | 0 | 0
PeakG | 0 | 1.5 | 18.63 | 1.51 | 0.15 | 0
PeakO | 0 | 0 | 0 | 0 | 0 | 0
ST | 0 | 0 | 0 | 0 | 0 | 0
STOG | 3.55 | 7.09 | 0.14 | 0 | 0 | 0
STWD | 0 | 0 | 0 | 0 | 0 | 0
WT | 0 | 0 | 0 | 0 | 0.09 | 0.09
IGCC | 0 | 0 | 0 | 0 | 0 | 0
DemandResponse | 0 | 0 | 0 | 0 | 0 | 0
IGCC-CCS | 0 | 0 | 0 | 0 | 0 | 0
WT_off | 0 | 0 | 0 | 0 | 0 | 0
PseudoUnit | 0 | 0 | 0 | 0 | 0 | 0
FixedInterchange | 0 | 0 | 0 | 0 | 0 | 0
Total Fuel Consumption by Reporting Type: SPP_S
ReportingType | 2015 | 2020 | 2025 | 2030 | 2035 | 2040
BM | 0 | 0 | 0 | 0 | 0 | 0
CC | 358.56 | 481.63 | 585.71 | 215.66 | 113.71 | 78.33
CSP | 0 | 0 | 0 | 0 | 0 | 0
CT | 0.04 | 5.21 | 29.85 | 8.55 | 4.19 | 5.75
Coal | 899.9 | 832.55 | 532.57 | 38.54 | 22.2 | 41.79
Geo | 0 | 0 | 0 | 0 | 0 | 0
H | 0 | 0 | 0 | 0 | 0 | 0
LFG | 0 | 0 | 10.22 | 10.22 | 10.22 | 10.22
Nuc | 0 | 0 | 0 | 0 | 0.01 | 0.01
PS | 0 | 0 | 0 | 0 | 0 | 0
PV | 0 | 0 | 0 | 0 | 0 | 0
PeakG | 0 | 0 | 22.91 | 3 | 0.08 | 0
PeakO | 0 | 0 | 0 | 0 | 0 | 0
ST | 0 | 0 | 0 | 0 | 0 | 0
STOG | 37.01 | 66.88 | 5.53 | 0 | 0 | 0
STWD | 0 | 0 | 0.44 | 0.71 | 0.71 | 0.71
WT | 0.01 | 0.01 | 0.01 | 0.16 | 0.19 | 0.2
IGCC | 0 | 0 | 0 | 0 | 0 | 0
DemandResponse | 0 | 0 | 0 | 0 | 0 | 0
IGCC-CCS | 0 | 0 | 0 | 0 | 0 | 0
WT_off | 0 | 0 | 0 | 0 | 0 | 0
PseudoUnit | 0 | 0 | 0 | 0 | 0 | 0
FixedInterchange | 0 | 0 | 0 | 0 | 0 | 0
Total Fuel Consumption by Reporting Type: TVA
ReportingType | 2015 | 2020 | 2025 | 2030 | 2035 | 2040
BM | 0 | 0 | 0 | 0 | 0 | 0
CC | 128.33 | 377.36 | 471.98 | 467.07 | 411.21 | 239.13
CSP | 0 | 0 | 0 | 0 | 0 | 0
CT | 0 | 10.69 | 17.7 | 15.07 | 15.92 | 2.23
Coal | 873.49 | 457.5 | 348.85 | 239.68 | 3.86 | 4.03
Geo | 0 | 0 | 0 | 0 | 0 | 0
H | 0 | 0 | 0 | 0 | 0 | 0
LFG | 0 | 0 | 11.56 | 11.56 | 11.56 | 11.56
Nuc | 676.63 | 676.63 | 676.63 | 921.63 | 1161.48 | 1424.8
PS | 0 | 0 | 0 | 0 | 0 | 0
PV | 0 | 0 | 0 | 0 | 0 | 0
PeakG | 0 | 0.3 | 1.21 | 1.29 | 1.1 | 0.67
PeakO | 0 | 0 | 0 | 0 | 0 | 0
ST | 0 | 0 | 0 | 0 | 0 | 0
STOG | 0 | 0 | 0 | 0 | 0 | 0
STWD | 0 | 0 | 0.05 | 0.05 | 0.42 | 0.42
WT | 0 | 0 | 0 | 0 | 0 | 0
IGCC | 0 | 0 | 0 | 0 | 0 | 0
DemandResponse | 0 | 0 | 0 | 0 | 0 | 0
IGCC-CCS | 0 | 0 | 0 | 0 | 0 | 0
WT_off | 0 | 0 | 0 | 0 | 0 | 0
PseudoUnit | 0 | 0 | 0 | 0 | 0 | 0
FixedInterchange | 0 | 0 | 0 | 0 | 0 | 0
Total Fuel Consumption by Reporting Type: TVA_Transmission
ReportingType | 2015 | 2020 | 2025 | 2030 | 2035 | 2040
BM | 0 | 0 | 0 | 0 | 0 | 0
CC | 0 | 0 | 0 | 0 | 0 | 0
CSP | 0 | 0 | 0 | 0 | 0 | 0
CT | 0 | 0 | 0 | 0 | 0 | 0
Coal | 0 | 0 | 0 | 0 | 0 | 0
Geo | 0 | 0 | 0 | 0 | 0 | 0
H | 0 | 0 | 0 | 0 | 0 | 0
LFG | 0 | 0 | 0 | 0 | 0 | 0
Nuc | 0 | 0 | 0 | 0 | 0 | 0
PS | 0 | 0 | 0 | 0 | 0 | 0
PV | 0 | 0 | 0 | 0 | 0 | 0
PeakG | 0 | 0 | 0 | 0 | 0 | 0
PeakO | 0 | 0 | 0 | 0 | 0 | 0
ST | 0 | 0 | 0 | 0 | 0 | 0
STOG | 0 | 0 | 0 | 0 | 0 | 0
STWD | 0 | 0 | 0 | 0 | 0 | 0
WT | 0 | 0 | 0 | 0 | 0 | 0
IGCC | 0 | 0 | 0 | 0 | 0 | 0
DemandResponse | 0 | 0 | 0 | 0 | 0 | 0
IGCC-CCS | 0 | 0 | 0 | 0 | 0 | 0
WT_off | 0 | 0 | 0 | 0 | 0 | 0
PseudoUnit | 0 | 0 | 0 | 0 | 0 | 0
FixedInterchange | 0 | 0 | 0 | 0 | 0 | 0
Total Fuel Consumption by Reporting Type: VACAR
ReportingType | 2015 | 2020 | 2025 | 2030 | 2035 | 2040
BM | 0.09 | 22.5 | 82.72 | 88.55 | 106.34 | 120.98
CC | 153.44 | 290.3 | 650.44 | 597.62 | 352.87 | 271.19
CSP | 0 | 0 | 0 | 0 | 0 | 0
CT | 4.94 | 5.59 | 8.65 | 7.99 | 5.62 | 5.17
Coal | 1037.43 | 961.43 | 446.03 | 225.26 | 64.06 | 76.07
Geo | 0 | 0 | 0 | 0 | 0 | 0
H | 0 | 0 | 0 | 0 | 0 | 0
LFG | 0.04 | 11.56 | 11.56 | 11.56 | 11.56 | 11.56
Nuc | 910.72 | 1100.09 | 1100.09 | 1405.73 | 2410.9 | 2675.08
PS | 0 | 0 | 0 | 0 | 0 | 0
PV | 0 | 0 | 0 | 0 | 0 | 0
PeakG | 0.63 | 1.4 | 3.84 | 4.28 | 3.14 | 2.85
PeakO | 0 | 0 | 0 | 0 | 0 | 0
ST | 0 | 0 | 0 | 0 | 0 | 0
STOG | 0 | 0 | 0 | 0 | 0 | 0
STWD | 24.47 | 24.47 | 24.47 | 24.47 | 24.47 | 24.47
WT | 0 | 0.01 | 0.01 | 0.01 | 0.01 | 0.01
IGCC | 0 | 0 | 0 | 0 | 0 | 0
DemandResponse | 0 | 0 | 0 | 0 | 0 | 0
IGCC-CCS | 0 | 0 | 0 | 0 | 0 | 0
WT_off | 0 | 0 | 0 | 0 | 0 | 0
PseudoUnit | 0 | 0 | 0 | 0 | 0 | 0
FixedInterchange | 0 | 0 | 0 | 0 | 0 | 0
Total Fuel Consumption by Reporting Type: IESO
ReportingType | 2015 | 2020 | 2025 | 2030 | 2035 | 2040
BM | 0 | 0 | 0 | 0 | 0 | 0
CC | 7.83 | 7.02 | 2.21 | 1.05 | 1 | 11.28
CSP | 0 | 0 | 0 | 0 | 0 | 0
CT | 0 | 0 | 0 | 0 | 0 | 0
Coal | 0 | 0 | 0 | 0 | 0 | 0
Geo | 0 | 0 | 0 | 0 | 0 | 0
H | 0 | 0 | 0 | 0 | 0 | 0
LFG | 1.56 | 1.56 | 1.56 | 1.56 | 1.56 | 1.61
Nuc | 1064.72 | 1064.72 | 1064.72 | 1064.72 | 980.48 | 854.53
PS | 0 | 0 | 0 | 0 | 0 | 0
PV | 0 | 0 | 0 | 0 | 0 | 0
PeakG | 0 | 0 | 0 | 0 | 0 | 0
PeakO | 0 | 0 | 0 | 0 | 0 | 0
ST | 0 | 0 | 0 | 0 | 0 | 0
STOG | 0 | 0 | 0 | 0 | 0 | 0
STWD | 0 | 0 | 0 | 0 | 0 | 0
WT | 0.01 | 0.01 | 0.01 | 0.01 | 0 | 0
IGCC | 0 | 0 | 0 | 0 | 0 | 0
DemandResponse | 0 | 0 | 0 | 0 | 0 | 0
IGCC-CCS | 0 | 0 | 0 | 0 | 0 | 0
WT_off | 0 | 0 | 0 | 0 | 0 | 0
PseudoUnit | 0 | 0 | 0 | 0 | 0 | 0
FixedInterchange | 0 | 0 | 0 | 0 | 0 | 0
Total Fuel Consumption by Reporting Type: MAPP_CA
ReportingType | 2015 | 2020 | 2025 | 2030 | 2035 | 2040
BM | 0 | 0 | 0 | 0 | 0 | 0
CC | 29.05 | 26.4 | 24.92 | 0 | 0 | 0
CSP | 0 | 0 | 0 | 0 | 0 | 0
CT | 0 | 0 | 0 | 0 | 0 | 0
Coal | 6.38 | 26.96 | 0 | 0 | 0 | 0
Geo | 0 | 0 | 0 | 0 | 0 | 0
H | 0 | 0 | 0.01 | 0.03 | 0.03 | 0.03
LFG | 0 | 0 | 0 | 0 | 0 | 0
Nuc | 0 | 0 | 0 | 0 | 0 | 0.01
PS | 0 | 0 | 0 | 0 | 0 | 0
PV | 0 | 0 | 0 | 0 | 0 | 0
PeakG | 0 | 0 | 0 | 0 | 0 | 0
PeakO | 0 | 0 | 0 | 0 | 0 | 0
ST | 0 | 0 | 0 | 0 | 0 | 0
STOG | 0 | 0 | 0 | 0 | 0 | 0
STWD | 0 | 0 | 0 | 0 | 0 | 0
WT | 0 | 0 | 0 | 0 | 0 | 0
IGCC | 0 | 0 | 0 | 0 | 0 | 0
DemandResponse | 0 | 0 | 0 | 0 | 0 | 0
IGCC-CCS | 0 | 0 | 0 | 0 | 0 | 0
WT_off | 0 | 0 | 0 | 0 | 0 | 0
PseudoUnit | 0 | 0 | 0 | 0 | 0 | 0
FixedInterchange | 0 | 0 | 0 | 0 | 0 | 0
Total Fuel Consumption by Reporting Type: AZ_NM_SNV_Coal
ReportingType | 2015 | 2020 | 2025 | 2030 | 2035 | 2040
BM | 0 | 0 | 0 | 0 | 0 | 0
CC | 0 | 0 | 0 | 0 | 0 | 0
CSP | 0 | 0 | 0 | 0 | 0 | 0
CT | 0 | 0 | 0 | 0 | 0 | 0
Coal | 750.83 | 750.82 | 694.62 | 468.35 | 279.8 | 351.77
Geo | 0 | 0 | 0 | 0 | 0 | 0
H | 0 | 0 | 0 | 0 | 0 | 0
LFG | 0 | 0 | 0 | 0 | 0 | 0
Nuc | 0 | 0 | 0 | 0 | 0 | 0
PS | 0 | 0 | 0 | 0 | 0 | 0
PV | 0 | 0 | 0 | 0 | 0 | 0
PeakG | 0 | 0 | 0 | 0 | 0 | 0
PeakO | 0 | 0 | 0 | 0 | 0 | 0
ST | 0 | 0 | 0 | 0 | 0 | 0
STOG | 0 | 0 | 0 | 0 | 0 | 0
STWD | 0 | 0 | 0 | 0 | 0 | 0
WT | 0 | 0 | 0 | 0 | 0 | 0
IGCC | 0 | 0 | 0 | 0 | 0 | 0
DemandResponse | 0 | 0 | 0 | 0 | 0 | 0
IGCC-CCS | 0 | 0 | 0 | 0 | 0 | 0
WT_off | 0 | 0 | 0 | 0 | 0 | 0
PseudoUnit | 0 | 0 | 0 | 0 | 0 | 0
FixedInterchange | 0 | 0 | 0 | 0 | 0 | 0
Total Fuel Consumption by Reporting Type: AZ_NM_SNV_Gas
ReportingType | 2015 | 2020 | 2025 | 2030 | 2035 | 2040
BM | 0 | 0 | 0 | 0 | 0 | 0
CC | 736.41 | 842.73 | 832.52 | 845.2 | 799.66 | 678.54
CSP | 0 | 0 | 0 | 0 | 0 | 0
CT | 0 | 0 | 1.76 | 3.05 | 0 | 0
Coal | 0 | 0 | 0 | 0 | 0 | 0
Geo | 0 | 0 | 0 | 0 | 0 | 0
H | 0 | 0 | 0 | 0 | 0 | 0
LFG | 0 | 0 | 0 | 0 | 0 | 0
Nuc | 0 | 0 | 0 | 0 | 0 | 0
PS | 0 | 0 | 0 | 0 | 0 | 0
PV | 0 | 0 | 0 | 0 | 0 | 0
PeakG | 0 | 0 | 4.32 | 8.29 | 0 | 0
PeakO | 0 | 0 | 0 | 0 | 0 | 0
ST | 0 | 0 | 0 | 0 | 0 | 0
STOG | 0 | 0 | 0 | 0 | 0 | 0
STWD | 0 | 0 | 0 | 0 | 0 | 0
WT | 0 | 0 | 0 | 0 | 0 | 0
IGCC | 0 | 0 | 0 | 0 | 0 | 0
DemandResponse | 0 | 0 | 0 | 0 | 0 | 0
IGCC-CCS | 0 | 0 | 0 | 0 | 0 | 0
WT_off | 0 | 0 | 0 | 0 | 0 | 0
PseudoUnit | 0 | 0 | 0 | 0 | 0 | 0
FixedInterchange | 0 | 0 | 0 | 0 | 0 | 0
Total Fuel Consumption by Reporting Type: AZ_NM_SNV_NucRenew
ReportingType | 2015 | 2020 | 2025 | 2030 | 2035 | 2040
BM | 0 | 0 | 0 | 0 | 0 | 0
CC | 0 | 0 | 0 | 0 | 0 | 0
CSP | 0 | 0 | 0 | 0 | 0 | 0
CT | 0 | 0 | 0 | 0 | 0 | 0
Coal | 0 | 0 | 0 | 0 | 0 | 0
Geo | 0 | 0 | 0.01 | 0.01 | 0.01 | 0.01
H | 0 | 0 | 0 | 0 | 0 | 0
LFG | 0 | 6.53 | 6.53 | 6.53 | 6.53 | 6.53
Nuc | 317.72 | 317.72 | 317.72 | 851.96 | 1372.92 | 1784.4
PS | 0 | 0 | 0 | 0 | 0 | 0
PV | 0 | 0 | 0 | 0 | 0 | 0
PeakG | 0 | 0 | 0 | 0 | 0 | 0
PeakO | 0 | 0 | 0 | 0 | 0 | 0
ST | 0 | 0 | 0 | 0 | 0 | 0
STOG | 0 | 0 | 0 | 0 | 0 | 0
STWD | 1.77 | 1.77 | 1.77 | 1.77 | 1.77 | 1.77
WT | 0 | 0.01 | 0.02 | 0.02 | 0.02 | 0.02
IGCC | 0 | 0 | 0 | 0 | 0 | 0
DemandResponse | 0 | 0 | 0 | 0 | 0 | 0
IGCC-CCS | 0 | 0 | 0 | 0 | 0 | 0
WT_off | 0 | 0 | 0 | 0 | 0 | 0
PseudoUnit | 0 | 0 | 0 | 0 | 0 | 0
FixedInterchange | 0 | 0 | 0 | 0 | 0 | 0
Total Fuel Consumption by Reporting Type: ERCOT
ReportingType | 2015 | 2020 | 2025 | 2030 | 2035 | 2040
BM | 0 | 0 | 2.45 | 3.34 | 10.49 | 1.65
CC | 1136.96 | 1431.56 | 1734.87 | 1406.26 | 1044.15 | 880.98
CSP | 0 | 0 | 0 | 0 | 0 | 0
CT | 0 | 0.09 | 3.62 | 1.86 | 1.86 | 1.86
Coal | 1069.83 | 777.7 | 305.37 | 198.04 | 100.26 | 189.92
Geo | 0 | 0 | 0 | 0 | 0 | 0
H | 0 | 0 | 0 | 0 | 0 | 0
LFG | 0 | 0 | 38.09 | 38.09 | 38.09 | 38.09
Nuc | 422.69 | 422.69 | 564.47 | 689.29 | 1401.44 | 1627.17
PS | 0 | 0 | 0 | 0 | 0 | 0
PV | 0 | 0 | 0 | 0 | 0 | 0
PeakG | 0 | 0.22 | 60.73 | 34.32 | 29.2 | 25.38
PeakO | 0 | 0 | 0 | 0 | 0 | 0
ST | 0 | 0 | 0 | 0 | 0 | 0
STOG | 68.29 | 97.91 | 55 | 21.84 | 14.46 | 16.43
STWD | 0 | 0 | 0 | 0 | 0 | 0
WT | 0.03 | 0.03 | 0.04 | 0.1 | 0.1 | 0.1
IGCC | 0 | 0 | 0 | 0 | 0 | 0
DemandResponse | 0 | 0 | 0 | 0 | 0 | 0
IGCC-CCS | 0 | 0 | 0 | 0 | 0 | 0
WT_off | 0 | 0 | 0 | 0 | 0 | 0
PseudoUnit | 0 | 0 | 0 | 0 | 0 | 0
FixedInterchange | 0 | 0 | 0 | 0 | 0 | 0
Total Fuel Consumption by Reporting Type: NP15
ReportingType | 2015 | 2020 | 2025 | 2030 | 2035 | 2040
BM | 0 | 0 | 0 | 0 | 0 | 0
CC | 240.32 | 238.37 | 278.32 | 266.5 | 33.17 | 22.03
CSP | 0 | 0 | 0 | 0 | 0 | 0
CT | 0 | 0 | 0 | 0.07 | 0.07 | 0.25
Coal | 2.5 | 2.5 | 2.5 | 0 | 0 | 0
Geo | 0.01 | 0.01 | 0.01 | 0.01 | 0.01 | 0.01
H | 0 | 0 | 0 | 0 | 0 | 0
LFG | 0 | 60.8 | 60.8 | 60.8 | 60.8 | 60.8
Nuc | 187.74 | 187.74 | 187.74 | 187.74 | 187.74 | 187.74
PS | 0 | 0 | 0 | 0 | 0 | 0
PV | 0 | 0 | 0 | 0 | 0 | 0
PeakG | 0 | 0 | 0 | 0.82 | 0.81 | 1.26
PeakO | 0 | 0 | 0 | 0 | 0 | 0
ST | 0 | 0 | 0 | 0 | 0 | 0
STOG | 1.29 | 1.35 | 2.29 | 0 | 0 | 0
STWD | 37.44 | 37.44 | 37.44 | 37.44 | 37.44 | 37.44
WT | 0 | 0 | 0 | 0.02 | 0.03 | 0.04
IGCC | 0 | 0 | 0 | 0 | 0 | 0
DemandResponse | 0 | 0 | 0 | 0 | 0 | 0
IGCC-CCS | 0 | 0 | 0 | 0 | 0 | 0
WT_off | 0 | 0 | 0 | 0 | 0 | 0
PseudoUnit | 0 | 0 | 0 | 0 | 0 | 0
FixedInterchange | 0 | 0 | 0 | 0 | 0 | 0
Total Fuel Consumption by Reporting Type: NWPP_Coal
ReportingType | 2015 | 2020 | 2025 | 2030 | 2035 | 2040
BM | 0 | 0 | 0 | 0 | 0 | 0
CC | 0 | 0 | 0 | 0 | 0 | 0
CSP | 0 | 0 | 0 | 0 | 0 | 0
CT | 0 | 0 | 0 | 0 | 0 | 0
Coal | 972.11 | 972.01 | 971.56 | 881.93 | 621.16 | 690.47
Geo | 0 | 0 | 0 | 0 | 0 | 0
H | 0 | 0 | 0 | 0 | 0 | 0
LFG | 0 | 0 | 0 | 0 | 0 | 0
Nuc | 0 | 0 | 0 | 0 | 0 | 0
PS | 0 | 0 | 0 | 0 | 0 | 0
PV | 0 | 0 | 0 | 0 | 0 | 0
PeakG | 0 | 0 | 0 | 0 | 0 | 0
PeakO | 0 | 0 | 0 | 0 | 0 | 0
ST | 0 | 0 | 0 | 0 | 0 | 0
STOG | 0 | 0 | 0 | 0 | 0 | 0
STWD | 0 | 0 | 0 | 0 | 0 | 0
WT | 0 | 0 | 0 | 0 | 0 | 0
IGCC | 0 | 0 | 0 | 0 | 0 | 0
DemandResponse | 0 | 0 | 0 | 0 | 0 | 0
IGCC-CCS | 0 | 0 | 0 | 0 | 0 | 0
WT_off | 0 | 0 | 0 | 0 | 0 | 0
PseudoUnit | 0 | 0 | 0 | 0 | 0 | 0
FixedInterchange | 0 | 0 | 0 | 0 | 0 | 0
Total Fuel Consumption by Reporting Type: NWPP_Gas
ReportingType | 2015 | 2020 | 2025 | 2030 | 2035 | 2040
BM | 0 | 0 | 0 | 0 | 0 | 0
CC | 363.94 | 363.94 | 363.94 | 363.94 | 363.94 | 316.2
CSP | 0 | 0 | 0 | 0 | 0 | 0
CT | 0 | 0 | 0 | 0.05 | 0 | 0
Coal | 0 | 0 | 0 | 0 | 0 | 0
Geo | 0 | 0 | 0 | 0 | 0 | 0
H | 0 | 0 | 0 | 0 | 0 | 0
LFG | 0 | 0 | 0 | 0 | 0 | 0
Nuc | 0 | 0 | 0 | 0 | 0 | 0
PS | 0 | 0 | 0 | 0 | 0 | 0
PV | 0 | 0 | 0 | 0 | 0 | 0
PeakG | 0 | 0 | 0 | 0 | 0 | 0
PeakO | 0 | 0 | 0 | 0 | 0 | 0
ST | 0 | 0 | 0 | 0 | 0 | 0
STOG | 0 | 0 | 0 | 0 | 0 | 0
STWD | 0 | 0 | 0 | 0 | 0 | 0
WT | 0 | 0 | 0 | 0 | 0 | 0
IGCC | 0 | 0 | 0 | 0 | 0 | 0
DemandResponse | 0 | 0 | 0 | 0 | 0 | 0
IGCC-CCS | 0 | 0 | 0 | 0 | 0 | 0
WT_off | 0 | 0 | 0 | 0 | 0 | 0
PseudoUnit | 0 | 0 | 0 | 0 | 0 | 0
FixedInterchange | 0 | 0 | 0 | 0 | 0 | 0
Total Fuel Consumption by Reporting Type: NWPP_NucRenew
ReportingType | 2015 | 2020 | 2025 | 2030 | 2035 | 2040
BM | 0 | 0 | 0.01 | 3.16 | 3.16 | 3.16
CC | 0 | 0 | 0 | 0 | 0 | 0
CSP | 0 | 0 | 0 | 0 | 0 | 0
CT | 0 | 0 | 0 | 0 | 0 | 0
Coal | 0 | 0 | 0 | 0 | 0 | 0
Geo | 0 | 0 | 0.01 | 0.01 | 0.01 | 0.01
H | 0 | 0 | 0 | 0 | 0 | 0
LFG | 2.74 | 29.05 | 29.05 | 29.05 | 29.05 | 29.05
Nuc | 88.66 | 88.66 | 88.66 | 338.05 | 1083.46 | 1294.13
PS | 0 | 0 | 0 | 0 | 0 | 0
PV | 0 | 0 | 0 | 0 | 0 | 0
PeakG | 0 | 0 | 0 | 0 | 0 | 0
PeakO | 0 | 0 | 0 | 0 | 0 | 0
ST | 0 | 0 | 0 | 0 | 0 | 0
STOG | 0 | 0 | 0 | 0 | 0 | 0
STWD | 0 | 0.96 | 25.36 | 46.18 | 46.18 | 46.18
WT | 0.02 | 0.02 | 0.02 | 0.02 | 0.02 | 0.02
IGCC | 0 | 0 | 0 | 0 | 0 | 0
DemandResponse | 0 | 0 | 0 | 0 | 0 | 0
IGCC-CCS | 0 | 0 | 0 | 0 | 0 | 0
WT_off | 0 | 0 | 0 | 0 | 0 | 0
PseudoUnit | 0 | 0 | 0 | 0 | 0 | 0
FixedInterchange | 0 | 0 | 0 | 0 | 0 | 0
Total Fuel Consumption by Reporting Type: RMPA
ReportingType | 2015 | 2020 | 2025 | 2030 | 2035 | 2040
BM | 0 | 0 | 0 | 0 | 0 | 0
CC | 42.9 | 62.27 | 21.81 | 112.53 | 117.31 | 17.57
CSP | 0 | 0 | 0 | 0 | 0 | 0
CT | 0 | 0 | 0 | 0.01 | 0 | 0
Coal | 577.93 | 564.94 | 513.85 | 438.48 | 319.14 | 462.37
Geo | 0 | 0 | 0.02 | 0.02 | 0.02 | 0.02
H | 0 | 0 | 0 | 0 | 0 | 0
LFG | 0.15 | 3.26 | 3.26 | 3.26 | 3.26 | 3.26
Nuc | 0 | 0 | 0 | 0 | 0.05 | 0
PS | 0 | 0 | 0 | 0 | 0 | 0
PV | 0 | 0 | 0 | 0 | 0 | 0
PeakG | 0.05 | 0.14 | 0 | 1.51 | 0.52 | 0.15
PeakO | 0 | 0 | 0 | 0 | 0 | 0
ST | 0 | 0 | 0 | 0 | 0 | 0
STOG | 0 | 0 | 0 | 0 | 0 | 0
STWD | 0 | 0 | 0 | 0 | 0 | 0
WT | 0.01 | 0.01 | 0.01 | 0.01 | 0.01 | 0.01
IGCC | 0 | 0 | 0 | 0 | 90.95 | 169.72
DemandResponse | 0 | 0 | 0 | 0 | 0 | 0
IGCC-CCS | 0 | 0 | 0 | 0 | 0 | 0
WT_off | 0 | 0 | 0 | 0 | 0 | 0
PseudoUnit | 0 | 0 | 0 | 0 | 0 | 0
FixedInterchange | 0 | 0 | 0 | 0 | 0 | 0
Total Fuel Consumption by Reporting Type: SP15
ReportingType | 2015 | 2020 | 2025 | 2030 | 2035 | 2040
BM | 0.58 | 0.58 | 0.52 | 0.49 | 0.58 | 0.58
CC | 286.93 | 232.51 | 279.83 | 305.65 | 108.83 | 65.41
CSP | 0 | 0 | 0 | 0 | 0 | 0
CT | 0 | 0 | 0 | 0 | 0 | 0
Coal | 8.42 | 8.42 | 8.42 | 0 | 0 | 0
Geo | 0.01 | 0.02 | 0.02 | 0.02 | 0.02 | 0.02
H | 0 | 0 | 0 | 0 | 0 | 0
LFG | 0.99 | 60.8 | 60.8 | 60.8 | 60.8 | 60.8
Nuc | 173.28 | 173.28 | 173.28 | 173.28 | 173.28 | 173.28
PS | 0 | 0 | 0 | 0 | 0 | 0
PV | 0 | 0 | 0 | 0 | 0 | 0
PeakG | 0 | 0 | 0 | 3.67 | 3.93 | 4.37
PeakO | 0 | 0 | 0 | 0 | 0 | 0
ST | 0 | 0 | 0 | 0 | 0 | 0
STOG | 2.65 | 4.6 | 2.21 | 0.65 | 0.81 | 1.06
STWD | 9.59 | 9.59 | 9.59 | 9.59 | 9.59 | 9.59
WT | 0.01 | 0.01 | 0.01 | 0.01 | 0.03 | 0.03
IGCC | 0 | 0 | 0 | 0 | 0 | 0
DemandResponse | 0 | 0 | 0 | 0 | 0 | 0
IGCC-CCS | 0 | 0 | 0 | 0 | 0 | 0
WT_off | 0 | 0 | 0 | 0 | 0 | 0
PseudoUnit | 0 | 0 | 0 | 0 | 0 | 0
FixedInterchange | 0 | 0 | 0 | 0 | 0 | 0
Total Fuel Consumption by Reporting Type: ALB
ReportingType | 2015 | 2020 | 2025 | 2030 | 2035 | 2040
BM | 0 | 0 | 0 | 0 | 0 | 0
CC | 129 | 153.29 | 220.32 | 220.32 | 272.22 | 324.73
CSP | 0 | 0 | 0 | 0 | 0 | 0
CT | 0 | 0 | 0 | 0 | 0 | 0
Coal | 470.15 | 470.15 | 470.15 | 470.15 | 470.15 | 470.15
Geo | 0 | 0 | 0 | 0 | 0 | 0
H | 0 | 0 | 0 | 0 | 0 | 0
LFG | 0 | 0 | 0 | 0 | 0 | 0
Nuc | 0 | 0 | 0 | 0 | 0 | 0
PS | 0 | 0 | 0 | 0 | 0 | 0
PV | 0 | 0 | 0 | 0 | 0 | 0
PeakG | 0 | 0 | 0 | 0.1 | 0.02 | 0.14
PeakO | 0 | 0 | 0 | 0 | 0 | 0
ST | 0 | 0 | 0 | 0 | 0 | 0
STOG | 0 | 0 | 0 | 0 | 0 | 0
STWD | 0 | 0 | 0.01 | 0.05 | 0.45 | 2.16
WT | 0 | 0 | 0 | 0 | 0 | 0
IGCC | 0 | 0 | 0 | 0 | 0 | 0
DemandResponse | 0 | 0 | 0 | 0 | 0 | 0
IGCC-CCS | 0 | 0 | 0 | 0 | 0 | 0
WT_off | 0 | 0 | 0 | 0 | 0 | 0
PseudoUnit | 0 | 0 | 0 | 0 | 0 | 0
FixedInterchange | 0 | 0 | 0 | 0 | 0 | 0
Total Fuel Consumption by Reporting Type: BC
ReportingType | 2015 | 2020 | 2025 | 2030 | 2035 | 2040
BM | 0 | 0 | 0 | 0 | 0 | 0
CC | 55.68 | 65.19 | 93.36 | 68.6 | 75.72 | 93.36
CSP | 0 | 0 | 0 | 0 | 0 | 0
CT | 0 | 0 | 0 | 0 | 0 | 0
Coal | 0 | 0 | 0 | 0 | 0 | 0
Geo | 0 | 0 | 0 | 0 | 0 | 0
H | 0 | 0 | 0 | 0 | 0 | 0
LFG | 0 | 0 | 0 | 0 | 0 | 0
Nuc | 0 | 0 | 0 | 0 | 0 | 0
PS | 0 | 0 | 0 | 0 | 0 | 0
PV | 0 | 0 | 0 | 0 | 0 | 0
PeakG | 0 | 0 | 0 | 0 | 0 | 0
PeakO | 0 | 0 | 0 | 0 | 0 | 0
ST | 0 | 0 | 0 | 0 | 0 | 0
STOG | 11.22 | 12.09 | 0 | 0 | 0 | 0
STWD | 0 | 0 | 0 | 0 | 0 | 9.18
WT | 0 | 0 | 0 | 0 | 0 | 0
IGCC | 0 | 0 | 0 | 0 | 0 | 0
DemandResponse | 0 | 0 | 0 | 0 | 0 | 0
IGCC-CCS | 0 | 0 | 0 | 0 | 0 | 0
WT_off | 0 | 0 | 0 | 0 | 0 | 0
PseudoUnit | 0 | 0 | 0 | 0 | 0 | 0
FixedInterchange | 0 | 0 | 0 | 0 | 0 | 0
Total Fuel Consumption by Reporting Type: HQ_IESO
ReportingType | 2015 | 2020 | 2025 | 2030 | 2035 | 2040
BM | 0 | 0 | 0 | 0 | 0 | 0
CC | 0 | 0 | 0 | 0 | 0 | 0
CSP | 0 | 0 | 0 | 0 | 0 | 0
CT | 0 | 0 | 0 | 0 | 0 | 0
Coal | 0 | 0 | 0 | 0 | 0 | 0
Geo | 0 | 0 | 0 | 0 | 0 | 0
H | 0 | 0 | 0 | 0 | 0 | 0
LFG | 0 | 0 | 0 | 0 | 0 | 0
Nuc | 0 | 0 | 0 | 0 | 0 | 0
PS | 0 | 0 | 0 | 0 | 0 | 0
PV | 0 | 0 | 0 | 0 | 0 | 0
PeakG | 0 | 0 | 0 | 0 | 0 | 0
PeakO | 0 | 0 | 0 | 0 | 0 | 0
ST | 0 | 0 | 0 | 0 | 0 | 0
STOG | 0 | 0 | 0 | 0 | 0 | 0
STWD | 0 | 0 | 0 | 0 | 0 | 0
WT | 0 | 0 | 0 | 0 | 0 | 0
IGCC | 0 | 0 | 0 | 0 | 0 | 0
DemandResponse | 0 | 0 | 0 | 0 | 0 | 0
IGCC-CCS | 0 | 0 | 0 | 0 | 0 | 0
WT_off | 0 | 0 | 0 | 0 | 0 | 0
PseudoUnit | 0 | 0 | 0 | 0 | 0 | 0
FixedInterchange | 0 | 0 | 0 | 0 | 0 | 0
Total Fuel Consumption by Reporting Type: HQ_NEISO
ReportingType | 2015 | 2020 | 2025 | 2030 | 2035 | 2040
BM | 0 | 0 | 0 | 0 | 0 | 0
CC | 0 | 0 | 0 | 0 | 0 | 0
CSP | 0 | 0 | 0 | 0 | 0 | 0
CT | 0 | 0 | 0 | 0 | 0 | 0
Coal | 0 | 0 | 0 | 0 | 0 | 0
Geo | 0 | 0 | 0 | 0 | 0 | 0
H | 0 | 0 | 0 | 0 | 0 | 0
LFG | 0 | 0 | 0 | 0 | 0 | 0
Nuc | 0 | 0 | 0 | 0 | 0 | 0
PS | 0 | 0 | 0 | 0 | 0 | 0
PV | 0 | 0 | 0 | 0 | 0 | 0
PeakG | 0 | 0 | 0 | 0 | 0 | 0
PeakO | 0 | 0 | 0 | 0 | 0 | 0
ST | 0 | 0 | 0 | 0 | 0 | 0
STOG | 0 | 0 | 0 | 0 | 0 | 0
STWD | 0 | 0 | 0 | 0 | 0 | 0
WT | 0 | 0 | 0 | 0 | 0 | 0
IGCC | 0 | 0 | 0 | 0 | 0 | 0
DemandResponse | 0 | 0 | 0 | 0 | 0 | 0
IGCC-CCS | 0 | 0 | 0 | 0 | 0 | 0
WT_off | 0 | 0 | 0 | 0 | 0 | 0
PseudoUnit | 0 | 0 | 0 | 0 | 0.01 | 0.01
FixedInterchange | 0.02 | 0.02 | 0.02 | 0.02 | 0.02 | 0.02
Total Fuel Consumption by Reporting Type: HQ_NY
ReportingType | 2015 | 2020 | 2025 | 2030 | 2035 | 2040
BM | 0 | 0 | 0 | 0 | 0 | 0
CC | 0 | 0 | 0 | 0 | 0 | 0
CSP | 0 | 0 | 0 | 0 | 0 | 0
CT | 0 | 0 | 0 | 0 | 0 | 0
Coal | 0 | 0 | 0 | 0 | 0 | 0
Geo | 0 | 0 | 0 | 0 | 0 | 0
H | 0 | 0 | 0 | 0 | 0 | 0
LFG | 0 | 0 | 0 | 0 | 0 | 0
Nuc | 0 | 0 | 0 | 0 | 0 | 0.01
PS | 0 | 0 | 0 | 0 | 0 | 0
PV | 0 | 0 | 0 | 0 | 0 | 0
PeakG | 0 | 0 | 0 | 0 | 0 | 0
PeakO | 0 | 0 | 0 | 0 | 0 | 0
ST | 0 | 0 | 0 | 0 | 0 | 0
STOG | 0 | 0 | 0 | 0 | 0 | 0
STWD | 0 | 0 | 0 | 0 | 0 | 0
WT | 0 | 0 | 0 | 0 | 0 | 0
IGCC | 0 | 0 | 0 | 0 | 0 | 0
DemandResponse | 0 | 0 | 0 | 0 | 0 | 0
IGCC-CCS | 0 | 0 | 0 | 0 | 0 | 0
WT_off | 0 | 0 | 0 | 0 | 0 | 0
PseudoUnit | 0 | 0 | 0 | 0.01 | 0.01 | 0.01
FixedInterchange | 0.01 | 0.01 | 0.01 | 0.01 | 0.01 | 0.01
Total Fuel Consumption by Reporting Type: MARITIMES
ReportingType | 2015 | 2020 | 2025 | 2030 | 2035 | 2040
BM | 0 | 0 | 0 | 0 | 0 | 0
CC | 0 | 0 | 0 | 0 | 0 | 0
CSP | 0 | 0 | 0 | 0 | 0 | 0
CT | 0 | 0 | 0 | 0 | 0 | 0
Coal | 0 | 0 | 0 | 0 | 0 | 0
Geo | 0 | 0 | 0 | 0 | 0 | 0
H | 0 | 0 | 0 | 0 | 0 | 0
LFG | 0 | 0 | 0 | 0 | 0 | 0
Nuc | 0 | 0 | 0 | 0 | 0 | 0
PS | 0 | 0 | 0 | 0 | 0 | 0
PV | 0 | 0 | 0 | 0 | 0 | 0
PeakG | 0 | 0 | 0 | 0 | 0 | 0
PeakO | 0 | 0 | 0 | 0 | 0 | 0
ST | 0 | 0 | 0 | 0 | 0 | 0
STOG | 0 | 0 | 0 | 0 | 0 | 0
STWD | 0 | 0 | 0 | 0 | 0 | 0
WT | 0 | 0 | 0 | 0 | 0 | 0
IGCC | 0 | 0 | 0 | 0 | 0 | 0
DemandResponse | 0 | 0 | 0 | 0 | 0 | 0
IGCC-CCS | 0 | 0 | 0 | 0 | 0 | 0
WT_off | 0 | 0 | 0 | 0 | 0 | 0
PseudoUnit | 0 | 0 | 0 | 0 | 0 | 0
FixedInterchange | 0.01 | 0.01 | 0.01 | 0.01 | 0.01 | 0.01
Total Fuel Consumption by Reporting Type: All
ReportingType | 2015 | 2020 | 2025 | 2030 | 2035 | 2040
BM | 25.38 | 41.37 | 111.31 | 139.43 | 164.9 | 158.18
CC | 7855.46 | 10166.45 | 14277.26 | 13559.24 | 11849.27 | 10372.33
CSP | 0 | 0 | 0 | 0 | 0 | 0
CT | 12.07 | 40.97 | 116.59 | 114.59 | 113.99 | 130.52
Coal | 18330.53 | 15177.8 | 9860.04 | 6696.5 | 3714.09 | 5314.14
Geo | 0.02 | 0.04 | 0.07 | 0.07 | 0.07 | 0.07
H | 0 | 0 | 0.02 | 0.04 | 0.04 | 0.04
LFG | 20.69 | 230.83 | 468.63 | 546.48 | 546.46 | 546.51
Nuc | 9611.91 | 9929.34 | 10204.08 | 11774.76 | 15755.37 | 18070.4
PS | 0 | 0 | 0 | 0 | 0 | 0
PV | 0 | 0.01 | 0.01 | 0.01 | 0.01 | 0.01
PeakG | 37.57 | 81.41 | 378.24 | 319.19 | 222.08 | 194.58
PeakO | 0 | 0 | 0 | 0 | 0 | 0
ST | 0 | 0.01 | 0.01 | 0.01 | 0.01 | 0.01
STOG | 243.56 | 383.53 | 80.46 | 36.15 | 19.05 | 21.51
STWD | 132.91 | 175.72 | 188.88 | 215.81 | 267.91 | 299.06
WT | 0.18 | 0.22 | 0.29 | 0.7 | 1.05 | 1.07
IGCC | 40.45 | 40.45 | 40.45 | 40.45 | 131.4 | 210.17
DemandResponse | 0 | 0 | 0 | 0 | 0 | 0
IGCC-CCS | 0 | 0 | 0 | 0 | 0 | 0
WT_off | 0 | 0 | 0.01 | 0.01 | 0 | 0
PseudoUnit | 0 | 0 | 0 | 0.02 | 0.02 | 0.03
FixedInterchange | 0.04 | 0.04 | 0.04 | 0.04 | 0.04 | 0.04
Total Fuel Consumption by Reporting Type: EI_US
ReportingType | 2015 | 2020 | 2025 | 2030 | 2035 | 2040
BM | 24.8 | 40.79 | 108.33 | 132.44 | 150.67 | 152.79
CC | 4826.42 | 6743.16 | 10425.17 | 9969.19 | 9033.27 | 7962.23
CSP | 0 | 0 | 0 | 0 | 0 | 0
CT | 12.07 | 40.88 | 111.21 | 109.56 | 112.07 | 128.42
Coal | 14472.38 | 11604.3 | 6893.58 | 4239.55 | 1923.58 | 3149.45
Geo | 0 | 0 | 0 | 0 | 0 | 0
H | 0 | 0 | 0.01 | 0.01 | 0.01 | 0.01
LFG | 15.24 | 68.84 | 268.54 | 346.39 | 346.37 | 346.37
Nuc | 7357.09 | 7674.53 | 7807.49 | 8469.71 | 10556 | 12149.14
PS | 0 | 0 | 0 | 0 | 0 | 0
PV | 0 | 0 | 0.01 | 0.01 | 0.01 | 0.01
PeakG | 37.52 | 81.05 | 313.19 | 270.48 | 187.6 | 163.28
PeakO | 0 | 0 | 0 | 0 | 0 | 0
ST | 0 | 0 | 0 | 0 | 0 | 0
STOG | 160.11 | 267.58 | 20.96 | 13.66 | 3.79 | 4.02
STWD | 84.11 | 125.95 | 114.71 | 120.78 | 172.48 | 192.74
WT | 0.11 | 0.14 | 0.19 | 0.52 | 0.83 | 0.84
IGCC | 40.45 | 40.45 | 40.45 | 40.45 | 40.45 | 40.45
DemandResponse | 0 | 0 | 0 | 0 | 0 | 0
IGCC-CCS | 0 | 0 | 0 | 0 | 0 | 0
WT_off | 0 | 0 | 0.01 | 0.01 | 0 | 0
PseudoUnit | 0 | 0 | 0 | 0.02 | 0.02 | 0.03
FixedInterchange | 0.03 | 0.03 | 0.03 | 0.03 | 0.03 | 0.03
Total Fuel Consumption by Reporting Type: EI_Canada
ReportingType | 2015 | 2020 | 2025 | 2030 | 2035 | 2040
BM | 0 | 0 | 0 | 0 | 0 | 0
CC | 36.89 | 33.42 | 27.13 | 1.05 | 1 | 11.28
CSP | 0 | 0 | 0 | 0 | 0 | 0
CT | 0 | 0 | 0 | 0 | 0 | 0
Coal | 6.38 | 26.96 | 0 | 0 | 0 | 0
Geo | 0 | 0 | 0 | 0 | 0 | 0
H | 0 | 0 | 0.01 | 0.03 | 0.03 | 0.03
LFG | 1.56 | 1.56 | 1.56 | 1.56 | 1.56 | 1.61
Nuc | 1064.72 | 1064.72 | 1064.72 | 1064.72 | 980.48 | 854.53
PS | 0 | 0 | 0 | 0 | 0 | 0
PV | 0 | 0 | 0 | 0 | 0 | 0
PeakG | 0 | 0 | 0 | 0 | 0 | 0
PeakO | 0 | 0 | 0 | 0 | 0 | 0
ST | 0 | 0 | 0 | 0 | 0 | 0
STOG | 0 | 0 | 0 | 0 | 0 | 0
STWD | 0 | 0 | 0 | 0 | 0 | 0
WT | 0.01 | 0.01 | 0.01 | 0.01 | 0 | 0
IGCC | 0 | 0 | 0 | 0 | 0 | 0
DemandResponse | 0 | 0 | 0 | 0 | 0 | 0
IGCC-CCS | 0 | 0 | 0 | 0 | 0 | 0
WT_off | 0 | 0 | 0 | 0 | 0 | 0
PseudoUnit | 0 | 0 | 0 | 0 | 0 | 0
FixedInterchange | 0 | 0 | 0 | 0 | 0 | 0
Total Fuel Consumption by Reporting Type: EI
ReportingType | 2015 | 2020 | 2025 | 2030 | 2035 | 2040
BM | 24.8 | 40.79 | 108.33 | 132.44 | 150.67 | 152.79
CC | 4863.31 | 6776.57 | 10452.3 | 9970.23 | 9034.27 | 7973.51
CSP | 0 | 0 | 0 | 0 | 0 | 0
CT | 12.07 | 40.88 | 111.21 | 109.56 | 112.07 | 128.42
Coal | 14478.76 | 11631.27 | 6893.58 | 4239.55 | 1923.58 | 3149.45
Geo | 0 | 0 | 0 | 0 | 0 | 0
H | 0 | 0 | 0.02 | 0.04 | 0.04 | 0.04
LFG | 16.8 | 70.4 | 270.11 | 347.95 | 347.93 | 347.98
Nuc | 8421.82 | 8739.25 | 8872.22 | 9534.43 | 11536.49 | 13003.67
PS | 0 | 0 | 0 | 0 | 0 | 0
PV | 0 | 0 | 0.01 | 0.01 | 0.01 | 0.01
PeakG | 37.52 | 81.05 | 313.19 | 270.48 | 187.6 | 163.28
PeakO | 0 | 0 | 0 | 0 | 0 | 0
ST | 0 | 0 | 0 | 0 | 0 | 0
STOG | 160.11 | 267.58 | 20.96 | 13.66 | 3.79 | 4.02
STWD | 84.11 | 125.95 | 114.71 | 120.78 | 172.48 | 192.74
WT | 0.12 | 0.15 | 0.2 | 0.53 | 0.83 | 0.85
IGCC | 40.45 | 40.45 | 40.45 | 40.45 | 40.45 | 40.45
DemandResponse | 0 | 0 | 0 | 0 | 0 | 0
IGCC-CCS | 0 | 0 | 0 | 0 | 0 | 0
WT_off | 0 | 0 | 0.01 | 0.01 | 0 | 0
PseudoUnit | 0 | 0 | 0 | 0.02 | 0.02 | 0.03
FixedInterchange | 0.04 | 0.04 | 0.04 | 0.04 | 0.04 | 0.04
Total Fuel Consumption by Reporting Type: Outside_EI
ReportingType | 2015 | 2020 | 2025 | 2030 | 2035 | 2040
BM | 0.58 | 0.58 | 2.98 | 6.99 | 14.23 | 5.39
CC | 2992.15 | 3389.87 | 3824.96 | 3589.01 | 2815 | 2398.82
CSP | 0 | 0 | 0 | 0 | 0 | 0
CT | 0 | 0.09 | 5.39 | 5.03 | 1.93 | 2.1
Coal | 3851.76 | 3546.53 | 2966.46 | 2456.95 | 1790.52 | 2164.69
Geo | 0.02 | 0.04 | 0.07 | 0.07 | 0.07 | 0.07
H | 0 | 0 | 0 | 0 | 0 | 0
LFG | 3.89 | 160.44 | 198.53 | 198.53 | 198.53 | 198.53
Nuc | 1190.09 | 1190.09 | 1331.86 | 2240.33 | 4218.89 | 5066.73
PS | 0 | 0 | 0 | 0 | 0 | 0
PV | 0 | 0 | 0 | 0 | 0 | 0
PeakG | 0.05 | 0.36 | 65.05 | 48.7 | 34.48 | 31.3
PeakO | 0 | 0 | 0 | 0 | 0 | 0
ST | 0 | 0.01 | 0.01 | 0.01 | 0.01 | 0.01
STOG | 83.45 | 115.95 | 59.51 | 22.49 | 15.27 | 17.49
STWD | 48.8 | 49.77 | 74.18 | 95.03 | 95.43 | 106.32
WT | 0.06 | 0.08 | 0.09 | 0.17 | 0.21 | 0.22
IGCC | 0 | 0 | 0 | 0 | 90.95 | 169.72
DemandResponse | 0 | 0 | 0 | 0 | 0 | 0
IGCC-CCS | 0 | 0 | 0 | 0 | 0 | 0
WT_off | 0 | 0 | 0 | 0 | 0 | 0
PseudoUnit | 0 | 0 | 0 | 0 | 0 | 0
FixedInterchange | 0 | 0 | 0 | 0 | 0 | 0
#5 | Annual Emmission Levels
SO2 Emissions (MMshortTons): Entergy
ReportingType | 2015 | 2020 | 2025 | 2030 | 2035 | 2040
BM | 0 | 0 | 0 | 0 | 0 | 0
CC | 0 | 0 | 0 | 0 | 0 | 0
CSP | 0 | 0 | 0 | 0 | 0 | 0
CT | 0 | 0 | 0 | 0 | 0 | 0
Coal | 0.22 | 0.1 | 0.02 | 0.01 | 0 | 0
Geo | 0 | 0 | 0 | 0 | 0 | 0
H | 0 | 0 | 0 | 0 | 0 | 0
LFG | 0 | 0 | 0 | 0 | 0 | 0
Nuc | 0 | 0 | 0 | 0 | 0 | 0
PS | 0 | 0 | 0 | 0 | 0 | 0
PV | 0 | 0 | 0 | 0 | 0 | 0
PeakG | 0 | 0 | 0 | 0 | 0 | 0
PeakO | 0 | 0 | 0 | 0 | 0 | 0
ST | 0 | 0 | 0 | 0 | 0 | 0
STOG | 0 | 0 | 0 | 0 | 0 | 0
STWD | 0 | 0 | 0 | 0 | 0 | 0
WT | 0 | 0 | 0 | 0 | 0 | 0
IGCC | 0 | 0 | 0 | 0 | 0 | 0
DemandResponse | 0 | 0 | 0 | 0 | 0 | 0
IGCC-CCS | 0 | 0 | 0 | 0 | 0 | 0
WT_off | 0 | 0 | 0 | 0 | 0 | 0
PseudoUnit | 0 | 0 | 0 | 0 | 0 | 0
FixedInterchange | 0 | 0 | 0 | 0 | 0 | 0
SO2 Emissions (MMshortTons): FRCC
ReportingType | 2015 | 2020 | 2025 | 2030 | 2035 | 2040
BM | 0 | 0 | 0 | 0 | 0 | 0
CC | 0 | 0 | 0 | 0 | 0 | 0
CSP | 0 | 0 | 0 | 0 | 0 | 0
CT | 0 | 0 | 0 | 0 | 0 | 0
Coal | 0.07 | 0.05 | 0.03 | 0.02 | 0 | 0
Geo | 0 | 0 | 0 | 0 | 0 | 0
H | 0 | 0 | 0 | 0 | 0 | 0
LFG | 0 | 0 | 0 | 0 | 0 | 0
Nuc | 0 | 0 | 0 | 0 | 0 | 0
PS | 0 | 0 | 0 | 0 | 0 | 0
PV | 0 | 0 | 0 | 0 | 0 | 0
PeakG | 0 | 0 | 0 | 0 | 0 | 0
PeakO | 0 | 0 | 0 | 0 | 0 | 0
ST | 0 | 0 | 0 | 0 | 0 | 0
STOG | 0 | 0 | 0 | 0 | 0 | 0
STWD | 0 | 0 | 0 | 0 | 0 | 0
WT | 0 | 0 | 0 | 0 | 0 | 0
IGCC | 0 | 0 | 0 | 0 | 0 | 0
DemandResponse | 0 | 0 | 0 | 0 | 0 | 0
IGCC-CCS | 0 | 0 | 0 | 0 | 0 | 0
WT_off | 0 | 0 | 0 | 0 | 0 | 0
PseudoUnit | 0 | 0 | 0 | 0 | 0 | 0
FixedInterchange | 0 | 0 | 0 | 0 | 0 | 0
SO2 Emissions (MMshortTons): MAPP_US
ReportingType | 2015 | 2020 | 2025 | 2030 | 2035 | 2040
BM | 0 | 0 | 0 | 0 | 0 | 0
CC | 0 | 0 | 0 | 0 | 0 | 0
CSP | 0 | 0 | 0 | 0 | 0 | 0
CT | 0 | 0 | 0 | 0 | 0 | 0
Coal | 0.04 | 0.01 | 0.01 | 0 | 0 | 0
Geo | 0 | 0 | 0 | 0 | 0 | 0
H | 0 | 0 | 0 | 0 | 0 | 0
LFG | 0 | 0 | 0 | 0 | 0 | 0
Nuc | 0 | 0 | 0 | 0 | 0 | 0
PS | 0 | 0 | 0 | 0 | 0 | 0
PV | 0 | 0 | 0 | 0 | 0 | 0
PeakG | 0 | 0 | 0 | 0 | 0 | 0
PeakO | 0 | 0 | 0 | 0 | 0 | 0
ST | 0 | 0 | 0 | 0 | 0 | 0
STOG | 0 | 0 | 0 | 0 | 0 | 0
STWD | 0 | 0 | 0 | 0 | 0 | 0
WT | 0 | 0 | 0 | 0 | 0 | 0
IGCC | 0 | 0 | 0 | 0 | 0 | 0
DemandResponse | 0 | 0 | 0 | 0 | 0 | 0
IGCC-CCS | 0 | 0 | 0 | 0 | 0 | 0
WT_off | 0 | 0 | 0 | 0 | 0 | 0
PseudoUnit | 0 | 0 | 0 | 0 | 0 | 0
FixedInterchange | 0 | 0 | 0 | 0 | 0 | 0
SO2 Emissions (MMshortTons): MISO_IN
ReportingType | 2015 | 2020 | 2025 | 2030 | 2035 | 2040
BM | 0 | 0 | 0 | 0 | 0 | 0
CC | 0 | 0 | 0 | 0 | 0 | 0
CSP | 0 | 0 | 0 | 0 | 0 | 0
CT | 0 | 0 | 0 | 0 | 0 | 0
Coal | 0.26 | 0.1 | 0.05 | 0.03 | 0.03 | 0.04
Geo | 0 | 0 | 0 | 0 | 0 | 0
H | 0 | 0 | 0 | 0 | 0 | 0
LFG | 0 | 0 | 0 | 0 | 0 | 0
Nuc | 0 | 0 | 0 | 0 | 0 | 0
PS | 0 | 0 | 0 | 0 | 0 | 0
PV | 0 | 0 | 0 | 0 | 0 | 0
PeakG | 0 | 0 | 0 | 0 | 0 | 0
PeakO | 0 | 0 | 0 | 0 | 0 | 0
ST | 0 | 0 | 0 | 0 | 0 | 0
STOG | 0 | 0 | 0 | 0 | 0 | 0
STWD | 0 | 0 | 0 | 0 | 0 | 0
WT | 0 | 0 | 0 | 0 | 0 | 0
IGCC | 0 | 0 | 0 | 0 | 0 | 0
DemandResponse | 0 | 0 | 0 | 0 | 0 | 0
IGCC-CCS | 0 | 0 | 0 | 0 | 0 | 0
WT_off | 0 | 0 | 0 | 0 | 0 | 0
PseudoUnit | 0 | 0 | 0 | 0 | 0 | 0
FixedInterchange | 0 | 0 | 0 | 0 | 0 | 0
SO2 Emissions (MMshortTons): MISO_MI
ReportingType | 2015 | 2020 | 2025 | 2030 | 2035 | 2040
BM | 0 | 0 | 0 | 0 | 0 | 0
CC | 0 | 0 | 0 | 0 | 0 | 0
CSP | 0 | 0 | 0 | 0 | 0 | 0
CT | 0 | 0 | 0 | 0 | 0 | 0
Coal | 0.26 | 0 | 0 | 0 | 0 | 0
Geo | 0 | 0 | 0 | 0 | 0 | 0
H | 0 | 0 | 0 | 0 | 0 | 0
LFG | 0 | 0 | 0 | 0 | 0 | 0
Nuc | 0 | 0 | 0 | 0 | 0 | 0
PS | 0 | 0 | 0 | 0 | 0 | 0
PV | 0 | 0 | 0 | 0 | 0 | 0
PeakG | 0 | 0 | 0 | 0 | 0 | 0
PeakO | 0 | 0 | 0 | 0 | 0 | 0
ST | 0 | 0 | 0 | 0 | 0 | 0
STOG | 0 | 0 | 0 | 0 | 0 | 0
STWD | 0 | 0 | 0 | 0 | 0 | 0
WT | 0 | 0 | 0 | 0 | 0 | 0
IGCC | 0 | 0 | 0 | 0 | 0 | 0
DemandResponse | 0 | 0 | 0 | 0 | 0 | 0
IGCC-CCS | 0 | 0 | 0 | 0 | 0 | 0
WT_off | 0 | 0 | 0 | 0 | 0 | 0
PseudoUnit | 0 | 0 | 0 | 0 | 0 | 0
FixedInterchange | 0 | 0 | 0 | 0 | 0 | 0
SO2 Emissions (MMshortTons): MISO_MO-IL
ReportingType | 2015 | 2020 | 2025 | 2030 | 2035 | 2040
BM | 0 | 0 | 0 | 0 | 0 | 0
CC | 0 | 0 | 0 | 0 | 0 | 0
CSP | 0 | 0 | 0 | 0 | 0 | 0
CT | 0 | 0 | 0 | 0 | 0 | 0
Coal | 0.46 | 0.14 | 0.02 | 0.01 | 0.01 | 0.01
Geo | 0 | 0 | 0 | 0 | 0 | 0
H | 0 | 0 | 0 | 0 | 0 | 0
LFG | 0 | 0 | 0 | 0 | 0 | 0
Nuc | 0 | 0 | 0 | 0 | 0 | 0
PS | 0 | 0 | 0 | 0 | 0 | 0
PV | 0 | 0 | 0 | 0 | 0 | 0
PeakG | 0 | 0 | 0 | 0 | 0 | 0
PeakO | 0 | 0 | 0 | 0 | 0 | 0
ST | 0 | 0 | 0 | 0 | 0 | 0
STOG | 0 | 0 | 0 | 0 | 0 | 0
STWD | 0 | 0 | 0 | 0 | 0 | 0
WT | 0 | 0 | 0 | 0 | 0 | 0
IGCC | 0 | 0 | 0 | 0 | 0 | 0
DemandResponse | 0 | 0 | 0 | 0 | 0 | 0
IGCC-CCS | 0 | 0 | 0 | 0 | 0 | 0
WT_off | 0 | 0 | 0 | 0 | 0 | 0
PseudoUnit | 0 | 0 | 0 | 0 | 0 | 0
FixedInterchange | 0 | 0 | 0 | 0 | 0 | 0
SO2 Emissions (MMshortTons): MISO_W
ReportingType | 2015 | 2020 | 2025 | 2030 | 2035 | 2040
BM | 0 | 0 | 0 | 0 | 0 | 0
CC | 0 | 0 | 0 | 0 | 0 | 0
CSP | 0 | 0 | 0 | 0 | 0 | 0
CT | 0 | 0 | 0 | 0 | 0 | 0
Coal | 0.26 | 0.06 | 0.03 | 0.02 | 0.01 | 0.02
Geo | 0 | 0 | 0 | 0 | 0 | 0
H | 0 | 0 | 0 | 0 | 0 | 0
LFG | 0 | 0 | 0 | 0 | 0 | 0
Nuc | 0 | 0 | 0 | 0 | 0 | 0
PS | 0 | 0 | 0 | 0 | 0 | 0
PV | 0 | 0 | 0 | 0 | 0 | 0
PeakG | 0 | 0 | 0 | 0 | 0 | 0
PeakO | 0 | 0 | 0 | 0 | 0 | 0
ST | 0 | 0 | 0 | 0 | 0 | 0
STOG | 0 | 0 | 0 | 0 | 0 | 0
STWD | 0 | 0 | 0 | 0 | 0 | 0
WT | 0 | 0 | 0 | 0 | 0 | 0
IGCC | 0 | 0 | 0 | 0 | 0 | 0
DemandResponse | 0 | 0 | 0 | 0 | 0 | 0
IGCC-CCS | 0 | 0 | 0 | 0 | 0 | 0
WT_off | 0 | 0 | 0 | 0 | 0 | 0
PseudoUnit | 0 | 0 | 0 | 0 | 0 | 0
FixedInterchange | 0 | 0 | 0 | 0 | 0 | 0
SO2 Emissions (MMshortTons): MISO_WUMS
ReportingType | 2015 | 2020 | 2025 | 2030 | 2035 | 2040
BM | 0 | 0 | 0 | 0 | 0 | 0
CC | 0 | 0 | 0 | 0 | 0 | 0
CSP | 0 | 0 | 0 | 0 | 0 | 0
CT | 0 | 0 | 0 | 0 | 0 | 0
Coal | 0.06 | 0.01 | 0 | 0 | 0 | 0
Geo | 0 | 0 | 0 | 0 | 0 | 0
H | 0 | 0 | 0 | 0 | 0 | 0
LFG | 0 | 0 | 0 | 0 | 0 | 0
Nuc | 0 | 0 | 0 | 0 | 0 | 0
PS | 0 | 0 | 0 | 0 | 0 | 0
PV | 0 | 0 | 0 | 0 | 0 | 0
PeakG | 0 | 0 | 0 | 0 | 0 | 0
PeakO | 0 | 0 | 0 | 0 | 0 | 0
ST | 0 | 0 | 0 | 0 | 0 | 0
STOG | 0 | 0 | 0 | 0 | 0 | 0
STWD | 0 | 0 | 0 | 0 | 0 | 0
WT | 0 | 0 | 0 | 0 | 0 | 0
IGCC | 0 | 0 | 0 | 0 | 0 | 0
DemandResponse | 0 | 0 | 0 | 0 | 0 | 0
IGCC-CCS | 0 | 0 | 0 | 0 | 0 | 0
WT_off | 0 | 0 | 0 | 0 | 0 | 0
PseudoUnit | 0 | 0 | 0 | 0 | 0 | 0
FixedInterchange | 0 | 0 | 0 | 0 | 0 | 0
SO2 Emissions (MMshortTons): Nebraska
ReportingType | 2015 | 2020 | 2025 | 2030 | 2035 | 2040
BM | 0 | 0 | 0 | 0 | 0 | 0
CC | 0 | 0 | 0 | 0 | 0 | 0
CSP | 0 | 0 | 0 | 0 | 0 | 0
CT | 0 | 0 | 0 | 0 | 0 | 0
Coal | 0.1 | 0.02 | 0.02 | 0 | 0 | 0
Geo | 0 | 0 | 0 | 0 | 0 | 0
H | 0 | 0 | 0 | 0 | 0 | 0
LFG | 0 | 0 | 0 | 0 | 0 | 0
Nuc | 0 | 0 | 0 | 0 | 0 | 0
PS | 0 | 0 | 0 | 0 | 0 | 0
PV | 0 | 0 | 0 | 0 | 0 | 0
PeakG | 0 | 0 | 0 | 0 | 0 | 0
PeakO | 0 | 0 | 0 | 0 | 0 | 0
ST | 0 | 0 | 0 | 0 | 0 | 0
STOG | 0 | 0 | 0 | 0 | 0 | 0
STWD | 0 | 0 | 0 | 0 | 0 | 0
WT | 0 | 0 | 0 | 0 | 0 | 0
IGCC | 0 | 0 | 0 | 0 | 0 | 0
DemandResponse | 0 | 0 | 0 | 0 | 0 | 0
IGCC-CCS | 0 | 0 | 0 | 0 | 0 | 0
WT_off | 0 | 0 | 0 | 0 | 0 | 0
PseudoUnit | 0 | 0 | 0 | 0 | 0 | 0
FixedInterchange | 0 | 0 | 0 | 0 | 0 | 0
SO2 Emissions (MMshortTons): NEISO
ReportingType | 2015 | 2020 | 2025 | 2030 | 2035 | 2040
BM | 0 | 0 | 0 | 0 | 0 | 0
CC | 0 | 0 | 0 | 0 | 0 | 0
CSP | 0 | 0 | 0 | 0 | 0 | 0
CT | 0 | 0 | 0 | 0 | 0 | 0
Coal | 0 | 0 | 0 | 0 | 0 | 0
Geo | 0 | 0 | 0 | 0 | 0 | 0
H | 0 | 0 | 0 | 0 | 0 | 0
LFG | 0 | 0 | 0 | 0 | 0 | 0
Nuc | 0 | 0 | 0 | 0 | 0 | 0
PS | 0 | 0 | 0 | 0 | 0 | 0
PV | 0 | 0 | 0 | 0 | 0 | 0
PeakG | 0 | 0 | 0 | 0 | 0 | 0
PeakO | 0 | 0 | 0 | 0 | 0 | 0
ST | 0 | 0 | 0 | 0 | 0 | 0
STOG | 0 | 0 | 0 | 0 | 0 | 0
STWD | 0 | 0 | 0 | 0 | 0 | 0
WT | 0 | 0 | 0 | 0 | 0 | 0
IGCC | 0 | 0 | 0 | 0 | 0 | 0
DemandResponse | 0 | 0 | 0 | 0 | 0 | 0
IGCC-CCS | 0 | 0 | 0 | 0 | 0 | 0
WT_off | 0 | 0 | 0 | 0 | 0 | 0
PseudoUnit | 0 | 0 | 0 | 0 | 0 | 0
FixedInterchange | 0 | 0 | 0 | 0 | 0 | 0
SO2 Emissions (MMshortTons): NonRTO_Midwest
ReportingType | 2015 | 2020 | 2025 | 2030 | 2035 | 2040
BM | 0 | 0 | 0 | 0 | 0 | 0
CC | 0 | 0 | 0 | 0 | 0 | 0
CSP | 0 | 0 | 0 | 0 | 0 | 0
CT | 0 | 0 | 0 | 0 | 0 | 0
Coal | 0.15 | 0.08 | 0.06 | 0.05 | 0.02 | 0.02
Geo | 0 | 0 | 0 | 0 | 0 | 0
H | 0 | 0 | 0 | 0 | 0 | 0
LFG | 0 | 0 | 0 | 0 | 0 | 0
Nuc | 0 | 0 | 0 | 0 | 0 | 0
PS | 0 | 0 | 0 | 0 | 0 | 0
PV | 0 | 0 | 0 | 0 | 0 | 0
PeakG | 0 | 0 | 0 | 0 | 0 | 0
PeakO | 0 | 0 | 0 | 0 | 0 | 0
ST | 0 | 0 | 0 | 0 | 0 | 0
STOG | 0 | 0 | 0 | 0 | 0 | 0
STWD | 0 | 0 | 0 | 0 | 0 | 0
WT | 0 | 0 | 0 | 0 | 0 | 0
IGCC | 0 | 0 | 0 | 0 | 0 | 0
DemandResponse | 0 | 0 | 0 | 0 | 0 | 0
IGCC-CCS | 0 | 0 | 0 | 0 | 0 | 0
WT_off | 0 | 0 | 0 | 0 | 0 | 0
PseudoUnit | 0 | 0 | 0 | 0 | 0 | 0
FixedInterchange | 0 | 0 | 0 | 0 | 0 | 0
SO2 Emissions (MMshortTons): NYISO_A-F
ReportingType | 2015 | 2020 | 2025 | 2030 | 2035 | 2040
BM | 0 | 0 | 0 | 0 | 0 | 0
CC | 0 | 0 | 0 | 0 | 0 | 0
CSP | 0 | 0 | 0 | 0 | 0 | 0
CT | 0 | 0 | 0 | 0 | 0 | 0
Coal | 0 | 0 | 0 | 0 | 0 | 0
Geo | 0 | 0 | 0 | 0 | 0 | 0
H | 0 | 0 | 0 | 0 | 0 | 0
LFG | 0 | 0 | 0 | 0 | 0 | 0
Nuc | 0 | 0 | 0 | 0 | 0 | 0
PS | 0 | 0 | 0 | 0 | 0 | 0
PV | 0 | 0 | 0 | 0 | 0 | 0
PeakG | 0 | 0 | 0 | 0 | 0 | 0
PeakO | 0 | 0 | 0 | 0 | 0 | 0
ST | 0 | 0 | 0 | 0 | 0 | 0
STOG | 0 | 0 | 0 | 0 | 0 | 0
STWD | 0 | 0 | 0 | 0 | 0 | 0
WT | 0 | 0 | 0 | 0 | 0 | 0
IGCC | 0 | 0 | 0 | 0 | 0 | 0
DemandResponse | 0 | 0 | 0 | 0 | 0 | 0
IGCC-CCS | 0 | 0 | 0 | 0 | 0 | 0
WT_off | 0 | 0 | 0 | 0 | 0 | 0
PseudoUnit | 0 | 0 | 0 | 0 | 0 | 0
FixedInterchange | 0 | 0 | 0 | 0 | 0 | 0
SO2 Emissions (MMshortTons): NYISO_G-I
ReportingType | 2015 | 2020 | 2025 | 2030 | 2035 | 2040
BM | 0 | 0 | 0 | 0 | 0 | 0
CC | 0 | 0 | 0 | 0 | 0 | 0
CSP | 0 | 0 | 0 | 0 | 0 | 0
CT | 0 | 0 | 0 | 0 | 0 | 0
Coal | 0 | 0 | 0 | 0 | 0 | 0
Geo | 0 | 0 | 0 | 0 | 0 | 0
H | 0 | 0 | 0 | 0 | 0 | 0
LFG | 0 | 0 | 0 | 0 | 0 | 0
Nuc | 0 | 0 | 0 | 0 | 0 | 0
PS | 0 | 0 | 0 | 0 | 0 | 0
PV | 0 | 0 | 0 | 0 | 0 | 0
PeakG | 0 | 0 | 0 | 0 | 0 | 0
PeakO | 0 | 0 | 0 | 0 | 0 | 0
ST | 0 | 0 | 0 | 0 | 0 | 0
STOG | 0 | 0 | 0 | 0 | 0 | 0
STWD | 0 | 0 | 0 | 0 | 0 | 0
WT | 0 | 0 | 0 | 0 | 0 | 0
IGCC | 0 | 0 | 0 | 0 | 0 | 0
DemandResponse | 0 | 0 | 0 | 0 | 0 | 0
IGCC-CCS | 0 | 0 | 0 | 0 | 0 | 0
WT_off | 0 | 0 | 0 | 0 | 0 | 0
PseudoUnit | 0 | 0 | 0 | 0 | 0 | 0
FixedInterchange | 0 | 0 | 0 | 0 | 0 | 0
SO2 Emissions (MMshortTons): NYISO_J-K
ReportingType | 2015 | 2020 | 2025 | 2030 | 2035 | 2040
BM | 0 | 0 | 0 | 0 | 0 | 0
CC | 0 | 0 | 0 | 0 | 0 | 0
CSP | 0 | 0 | 0 | 0 | 0 | 0
CT | 0 | 0 | 0 | 0 | 0 | 0
Coal | 0 | 0 | 0 | 0 | 0 | 0
Geo | 0 | 0 | 0 | 0 | 0 | 0
H | 0 | 0 | 0 | 0 | 0 | 0
LFG | 0 | 0 | 0 | 0 | 0 | 0
Nuc | 0 | 0 | 0 | 0 | 0 | 0
PS | 0 | 0 | 0 | 0 | 0 | 0
PV | 0 | 0 | 0 | 0 | 0 | 0
PeakG | 0 | 0 | 0 | 0 | 0 | 0
PeakO | 0 | 0 | 0 | 0 | 0 | 0
ST | 0 | 0 | 0 | 0 | 0 | 0
STOG | 0 | 0 | 0 | 0 | 0 | 0
STWD | 0 | 0 | 0 | 0 | 0 | 0
WT | 0 | 0 | 0 | 0 | 0 | 0
IGCC | 0 | 0 | 0 | 0 | 0 | 0
DemandResponse | 0 | 0 | 0 | 0 | 0 | 0
IGCC-CCS | 0 | 0 | 0 | 0 | 0 | 0
WT_off | 0 | 0 | 0 | 0 | 0 | 0
PseudoUnit | 0 | 0 | 0 | 0 | 0 | 0
FixedInterchange | 0 | 0 | 0 | 0 | 0 | 0
SO2 Emissions (MMshortTons): PJM_E
ReportingType | 2015 | 2020 | 2025 | 2030 | 2035 | 2040
BM | 0 | 0 | 0 | 0 | 0 | 0
CC | 0 | 0 | 0 | 0 | 0 | 0
CSP | 0 | 0 | 0 | 0 | 0 | 0
CT | 0 | 0 | 0 | 0 | 0 | 0
Coal | 0 | 0 | 0 | 0 | 0 | 0
Geo | 0 | 0 | 0 | 0 | 0 | 0
H | 0 | 0 | 0 | 0 | 0 | 0
LFG | 0 | 0 | 0 | 0 | 0 | 0
Nuc | 0 | 0 | 0 | 0 | 0 | 0
PS | 0 | 0 | 0 | 0 | 0 | 0
PV | 0 | 0 | 0 | 0 | 0 | 0
PeakG | 0 | 0 | 0 | 0 | 0 | 0
PeakO | 0 | 0 | 0 | 0 | 0 | 0
ST | 0 | 0 | 0 | 0 | 0 | 0
STOG | 0 | 0 | 0 | 0 | 0 | 0
STWD | 0 | 0 | 0 | 0 | 0 | 0
WT | 0 | 0 | 0 | 0 | 0 | 0
IGCC | 0 | 0 | 0 | 0 | 0 | 0
DemandResponse | 0 | 0 | 0 | 0 | 0 | 0
IGCC-CCS | 0 | 0 | 0 | 0 | 0 | 0
WT_off | 0 | 0 | 0 | 0 | 0 | 0
PseudoUnit | 0 | 0 | 0 | 0 | 0 | 0
FixedInterchange | 0 | 0 | 0 | 0 | 0 | 0
SO2 Emissions (MMshortTons): PJM_ROM
ReportingType | 2015 | 2020 | 2025 | 2030 | 2035 | 2040
BM | 0 | 0 | 0 | 0 | 0 | 0
CC | 0 | 0 | 0 | 0 | 0 | 0
CSP | 0 | 0 | 0 | 0 | 0 | 0
CT | 0 | 0 | 0 | 0 | 0 | 0
Coal | 0.14 | 0.05 | 0.01 | 0 | 0 | 0
Geo | 0 | 0 | 0 | 0 | 0 | 0
H | 0 | 0 | 0 | 0 | 0 | 0
LFG | 0 | 0 | 0 | 0 | 0 | 0
Nuc | 0 | 0 | 0 | 0 | 0 | 0
PS | 0 | 0 | 0 | 0 | 0 | 0
PV | 0 | 0 | 0 | 0 | 0 | 0
PeakG | 0 | 0 | 0 | 0 | 0 | 0
PeakO | 0 | 0 | 0 | 0 | 0 | 0
ST | 0 | 0 | 0 | 0 | 0 | 0
STOG | 0 | 0 | 0 | 0 | 0 | 0
STWD | 0 | 0 | 0 | 0 | 0 | 0
WT | 0 | 0 | 0 | 0 | 0 | 0
IGCC | 0 | 0 | 0 | 0 | 0 | 0
DemandResponse | 0 | 0 | 0 | 0 | 0 | 0
IGCC-CCS | 0 | 0 | 0 | 0 | 0 | 0
WT_off | 0 | 0 | 0 | 0 | 0 | 0
PseudoUnit | 0 | 0 | 0 | 0 | 0 | 0
FixedInterchange | 0 | 0 | 0 | 0 | 0 | 0
SO2 Emissions (MMshortTons): PJM_ROR
ReportingType | 2015 | 2020 | 2025 | 2030 | 2035 | 2040
BM | 0 | 0 | 0 | 0 | 0 | 0
CC | 0 | 0 | 0 | 0 | 0 | 0
CSP | 0 | 0 | 0 | 0 | 0 | 0
CT | 0 | 0 | 0 | 0 | 0 | 0
Coal | 1.39 | 0.22 | 0.12 | 0.09 | 0.05 | 0.09
Geo | 0 | 0 | 0 | 0 | 0 | 0
H | 0 | 0 | 0 | 0 | 0 | 0
LFG | 0 | 0 | 0 | 0 | 0 | 0
Nuc | 0 | 0 | 0 | 0 | 0 | 0
PS | 0 | 0 | 0 | 0 | 0 | 0
PV | 0 | 0 | 0 | 0 | 0 | 0
PeakG | 0 | 0 | 0 | 0 | 0 | 0
PeakO | 0 | 0 | 0 | 0 | 0 | 0
ST | 0 | 0 | 0 | 0 | 0 | 0
STOG | 0 | 0 | 0 | 0 | 0 | 0
STWD | 0 | 0 | 0 | 0 | 0 | 0
WT | 0 | 0 | 0 | 0 | 0 | 0
IGCC | 0 | 0 | 0 | 0 | 0 | 0
DemandResponse | 0 | 0 | 0 | 0 | 0 | 0
IGCC-CCS | 0 | 0 | 0 | 0 | 0 | 0
WT_off | 0 | 0 | 0 | 0 | 0 | 0
PseudoUnit | 0 | 0 | 0 | 0 | 0 | 0
FixedInterchange | 0 | 0 | 0 | 0 | 0 | 0
SO2 Emissions (MMshortTons): SOCO
ReportingType | 2015 | 2020 | 2025 | 2030 | 2035 | 2040
BM | 0 | 0 | 0 | 0 | 0 | 0
CC | 0 | 0 | 0 | 0 | 0 | 0
CSP | 0 | 0 | 0 | 0 | 0 | 0
CT | 0 | 0 | 0 | 0 | 0 | 0
Coal | 0.29 | 0.09 | 0.07 | 0.05 | 0.01 | 0.01
Geo | 0 | 0 | 0 | 0 | 0 | 0
H | 0 | 0 | 0 | 0 | 0 | 0
LFG | 0 | 0 | 0 | 0 | 0 | 0
Nuc | 0 | 0 | 0 | 0 | 0 | 0
PS | 0 | 0 | 0 | 0 | 0 | 0
PV | 0 | 0 | 0 | 0 | 0 | 0
PeakG | 0 | 0 | 0 | 0 | 0 | 0
PeakO | 0 | 0 | 0 | 0 | 0 | 0
ST | 0 | 0 | 0 | 0 | 0 | 0
STOG | 0 | 0 | 0 | 0 | 0 | 0
STWD | 0 | 0 | 0 | 0 | 0 | 0
WT | 0 | 0 | 0 | 0 | 0 | 0
IGCC | 0 | 0 | 0 | 0 | 0 | 0
DemandResponse | 0 | 0 | 0 | 0 | 0 | 0
IGCC-CCS | 0 | 0 | 0 | 0 | 0 | 0
WT_off | 0 | 0 | 0 | 0 | 0 | 0
PseudoUnit | 0 | 0 | 0 | 0 | 0 | 0
FixedInterchange | 0 | 0 | 0 | 0 | 0 | 0
SO2 Emissions (MMshortTons): SPP_N
ReportingType | 2015 | 2020 | 2025 | 2030 | 2035 | 2040
BM | 0 | 0 | 0 | 0 | 0 | 0
CC | 0 | 0 | 0 | 0 | 0 | 0
CSP | 0 | 0 | 0 | 0 | 0 | 0
CT | 0 | 0 | 0 | 0 | 0 | 0
Coal | 0.08 | 0.03 | 0.02 | 0.01 | 0 | 0
Geo | 0 | 0 | 0 | 0 | 0 | 0
H | 0 | 0 | 0 | 0 | 0 | 0
LFG | 0 | 0 | 0 | 0 | 0 | 0
Nuc | 0 | 0 | 0 | 0 | 0 | 0
PS | 0 | 0 | 0 | 0 | 0 | 0
PV | 0 | 0 | 0 | 0 | 0 | 0
PeakG | 0 | 0 | 0 | 0 | 0 | 0
PeakO | 0 | 0 | 0 | 0 | 0 | 0
ST | 0 | 0 | 0 | 0 | 0 | 0
STOG | 0 | 0 | 0 | 0 | 0 | 0
STWD | 0 | 0 | 0 | 0 | 0 | 0
WT | 0 | 0 | 0 | 0 | 0 | 0
IGCC | 0 | 0 | 0 | 0 | 0 | 0
DemandResponse | 0 | 0 | 0 | 0 | 0 | 0
IGCC-CCS | 0 | 0 | 0 | 0 | 0 | 0
WT_off | 0 | 0 | 0 | 0 | 0 | 0
PseudoUnit | 0 | 0 | 0 | 0 | 0 | 0
FixedInterchange | 0 | 0 | 0 | 0 | 0 | 0
SO2 Emissions (MMshortTons): SPP_S
ReportingType | 2015 | 2020 | 2025 | 2030 | 2035 | 2040
BM | 0 | 0 | 0 | 0 | 0 | 0
CC | 0 | 0 | 0 | 0 | 0 | 0
CSP | 0 | 0 | 0 | 0 | 0 | 0
CT | 0 | 0 | 0 | 0 | 0 | 0
Coal | 0.3 | 0.1 | 0.05 | 0 | 0 | 0
Geo | 0 | 0 | 0 | 0 | 0 | 0
H | 0 | 0 | 0 | 0 | 0 | 0
LFG | 0 | 0 | 0 | 0 | 0 | 0
Nuc | 0 | 0 | 0 | 0 | 0 | 0
PS | 0 | 0 | 0 | 0 | 0 | 0
PV | 0 | 0 | 0 | 0 | 0 | 0
PeakG | 0 | 0 | 0 | 0 | 0 | 0
PeakO | 0 | 0 | 0 | 0 | 0 | 0
ST | 0 | 0 | 0 | 0 | 0 | 0
STOG | 0 | 0 | 0 | 0 | 0 | 0
STWD | 0 | 0 | 0 | 0 | 0 | 0
WT | 0 | 0 | 0 | 0 | 0 | 0
IGCC | 0 | 0 | 0 | 0 | 0 | 0
DemandResponse | 0 | 0 | 0 | 0 | 0 | 0
IGCC-CCS | 0 | 0 | 0 | 0 | 0 | 0
WT_off | 0 | 0 | 0 | 0 | 0 | 0
PseudoUnit | 0 | 0 | 0 | 0 | 0 | 0
FixedInterchange | 0 | 0 | 0 | 0 | 0 | 0
SO2 Emissions (MMshortTons): TVA
ReportingType | 2015 | 2020 | 2025 | 2030 | 2035 | 2040
BM | 0 | 0 | 0 | 0 | 0 | 0
CC | 0 | 0 | 0 | 0 | 0 | 0
CSP | 0 | 0 | 0 | 0 | 0 | 0
CT | 0 | 0 | 0 | 0 | 0 | 0
Coal | 0.34 | 0.09 | 0.05 | 0.03 | 0 | 0
Geo | 0 | 0 | 0 | 0 | 0 | 0
H | 0 | 0 | 0 | 0 | 0 | 0
LFG | 0 | 0 | 0 | 0 | 0 | 0
Nuc | 0 | 0 | 0 | 0 | 0 | 0
PS | 0 | 0 | 0 | 0 | 0 | 0
PV | 0 | 0 | 0 | 0 | 0 | 0
PeakG | 0 | 0 | 0 | 0 | 0 | 0
PeakO | 0 | 0 | 0 | 0 | 0 | 0
ST | 0 | 0 | 0 | 0 | 0 | 0
STOG | 0 | 0 | 0 | 0 | 0 | 0
STWD | 0 | 0 | 0 | 0 | 0 | 0
WT | 0 | 0 | 0 | 0 | 0 | 0
IGCC | 0 | 0 | 0 | 0 | 0 | 0
DemandResponse | 0 | 0 | 0 | 0 | 0 | 0
IGCC-CCS | 0 | 0 | 0 | 0 | 0 | 0
WT_off | 0 | 0 | 0 | 0 | 0 | 0
PseudoUnit | 0 | 0 | 0 | 0 | 0 | 0
FixedInterchange | 0 | 0 | 0 | 0 | 0 | 0
SO2 Emissions (MMshortTons): TVA_Transmission
ReportingType | 2015 | 2020 | 2025 | 2030 | 2035 | 2040
BM | 0 | 0 | 0 | 0 | 0 | 0
CC | 0 | 0 | 0 | 0 | 0 | 0
CSP | 0 | 0 | 0 | 0 | 0 | 0
CT | 0 | 0 | 0 | 0 | 0 | 0
Coal | 0 | 0 | 0 | 0 | 0 | 0
Geo | 0 | 0 | 0 | 0 | 0 | 0
H | 0 | 0 | 0 | 0 | 0 | 0
LFG | 0 | 0 | 0 | 0 | 0 | 0
Nuc | 0 | 0 | 0 | 0 | 0 | 0
PS | 0 | 0 | 0 | 0 | 0 | 0
PV | 0 | 0 | 0 | 0 | 0 | 0
PeakG | 0 | 0 | 0 | 0 | 0 | 0
PeakO | 0 | 0 | 0 | 0 | 0 | 0
ST | 0 | 0 | 0 | 0 | 0 | 0
STOG | 0 | 0 | 0 | 0 | 0 | 0
STWD | 0 | 0 | 0 | 0 | 0 | 0
WT | 0 | 0 | 0 | 0 | 0 | 0
IGCC | 0 | 0 | 0 | 0 | 0 | 0
DemandResponse | 0 | 0 | 0 | 0 | 0 | 0
IGCC-CCS | 0 | 0 | 0 | 0 | 0 | 0
WT_off | 0 | 0 | 0 | 0 | 0 | 0
PseudoUnit | 0 | 0 | 0 | 0 | 0 | 0
FixedInterchange | 0 | 0 | 0 | 0 | 0 | 0
SO2 Emissions (MMshortTons): VACAR
ReportingType | 2015 | 2020 | 2025 | 2030 | 2035 | 2040
BM | 0 | 0 | 0 | 0 | 0 | 0
CC | 0 | 0 | 0 | 0 | 0 | 0
CSP | 0 | 0 | 0 | 0 | 0 | 0
CT | 0 | 0 | 0 | 0 | 0 | 0
Coal | 0.18 | 0.06 | 0.03 | 0.02 | 0.01 | 0.01
Geo | 0 | 0 | 0 | 0 | 0 | 0
H | 0 | 0 | 0 | 0 | 0 | 0
LFG | 0 | 0 | 0 | 0 | 0 | 0
Nuc | 0 | 0 | 0 | 0 | 0 | 0
PS | 0 | 0 | 0 | 0 | 0 | 0
PV | 0 | 0 | 0 | 0 | 0 | 0
PeakG | 0 | 0 | 0 | 0 | 0 | 0
PeakO | 0 | 0 | 0 | 0 | 0 | 0
ST | 0 | 0 | 0 | 0 | 0 | 0
STOG | 0 | 0 | 0 | 0 | 0 | 0
STWD | 0 | 0 | 0 | 0 | 0 | 0
WT | 0 | 0 | 0 | 0 | 0 | 0
IGCC | 0 | 0 | 0 | 0 | 0 | 0
DemandResponse | 0 | 0 | 0 | 0 | 0 | 0
IGCC-CCS | 0 | 0 | 0 | 0 | 0 | 0
WT_off | 0 | 0 | 0 | 0 | 0 | 0
PseudoUnit | 0 | 0 | 0 | 0 | 0 | 0
FixedInterchange | 0 | 0 | 0 | 0 | 0 | 0
SO2 Emissions (MMshortTons): IESO
ReportingType | 2015 | 2020 | 2025 | 2030 | 2035 | 2040
BM | 0 | 0 | 0 | 0 | 0 | 0
CC | 0 | 0 | 0 | 0 | 0 | 0
CSP | 0 | 0 | 0 | 0 | 0 | 0
CT | 0 | 0 | 0 | 0 | 0 | 0
Coal | 0 | 0 | 0 | 0 | 0 | 0
Geo | 0 | 0 | 0 | 0 | 0 | 0
H | 0 | 0 | 0 | 0 | 0 | 0
LFG | 0 | 0 | 0 | 0 | 0 | 0
Nuc | 0 | 0 | 0 | 0 | 0 | 0
PS | 0 | 0 | 0 | 0 | 0 | 0
PV | 0 | 0 | 0 | 0 | 0 | 0
PeakG | 0 | 0 | 0 | 0 | 0 | 0
PeakO | 0 | 0 | 0 | 0 | 0 | 0
ST | 0 | 0 | 0 | 0 | 0 | 0
STOG | 0 | 0 | 0 | 0 | 0 | 0
STWD | 0 | 0 | 0 | 0 | 0 | 0
WT | 0 | 0 | 0 | 0 | 0 | 0
IGCC | 0 | 0 | 0 | 0 | 0 | 0
DemandResponse | 0 | 0 | 0 | 0 | 0 | 0
IGCC-CCS | 0 | 0 | 0 | 0 | 0 | 0
WT_off | 0 | 0 | 0 | 0 | 0 | 0
PseudoUnit | 0 | 0 | 0 | 0 | 0 | 0
FixedInterchange | 0 | 0 | 0 | 0 | 0 | 0
SO2 Emissions (MMshortTons): MAPP_CA
ReportingType | 2015 | 2020 | 2025 | 2030 | 2035 | 2040
BM | 0 | 0 | 0 | 0 | 0 | 0
CC | 0 | 0 | 0 | 0 | 0 | 0
CSP | 0 | 0 | 0 | 0 | 0 | 0
CT | 0 | 0 | 0 | 0 | 0 | 0
Coal | 0.01 | 0.05 | 0 | 0 | 0 | 0
Geo | 0 | 0 | 0 | 0 | 0 | 0
H | 0 | 0 | 0 | 0 | 0 | 0
LFG | 0 | 0 | 0 | 0 | 0 | 0
Nuc | 0 | 0 | 0 | 0 | 0 | 0
PS | 0 | 0 | 0 | 0 | 0 | 0
PV | 0 | 0 | 0 | 0 | 0 | 0
PeakG | 0 | 0 | 0 | 0 | 0 | 0
PeakO | 0 | 0 | 0 | 0 | 0 | 0
ST | 0 | 0 | 0 | 0 | 0 | 0
STOG | 0 | 0 | 0 | 0 | 0 | 0
STWD | 0 | 0 | 0 | 0 | 0 | 0
WT | 0 | 0 | 0 | 0 | 0 | 0
IGCC | 0 | 0 | 0 | 0 | 0 | 0
DemandResponse | 0 | 0 | 0 | 0 | 0 | 0
IGCC-CCS | 0 | 0 | 0 | 0 | 0 | 0
WT_off | 0 | 0 | 0 | 0 | 0 | 0
PseudoUnit | 0 | 0 | 0 | 0 | 0 | 0
FixedInterchange | 0 | 0 | 0 | 0 | 0 | 0
SO2 Emissions (MMshortTons): AZ_NM_SNV_Coal
ReportingType | 2015 | 2020 | 2025 | 2030 | 2035 | 2040
BM | 0 | 0 | 0 | 0 | 0 | 0
CC | 0 | 0 | 0 | 0 | 0 | 0
CSP | 0 | 0 | 0 | 0 | 0 | 0
CT | 0 | 0 | 0 | 0 | 0 | 0
Coal | 0.03 | 0.02 | 0.02 | 0.02 | 0.01 | 0.01
Geo | 0 | 0 | 0 | 0 | 0 | 0
H | 0 | 0 | 0 | 0 | 0 | 0
LFG | 0 | 0 | 0 | 0 | 0 | 0
Nuc | 0 | 0 | 0 | 0 | 0 | 0
PS | 0 | 0 | 0 | 0 | 0 | 0
PV | 0 | 0 | 0 | 0 | 0 | 0
PeakG | 0 | 0 | 0 | 0 | 0 | 0
PeakO | 0 | 0 | 0 | 0 | 0 | 0
ST | 0 | 0 | 0 | 0 | 0 | 0
STOG | 0 | 0 | 0 | 0 | 0 | 0
STWD | 0 | 0 | 0 | 0 | 0 | 0
WT | 0 | 0 | 0 | 0 | 0 | 0
IGCC | 0 | 0 | 0 | 0 | 0 | 0
DemandResponse | 0 | 0 | 0 | 0 | 0 | 0
IGCC-CCS | 0 | 0 | 0 | 0 | 0 | 0
WT_off | 0 | 0 | 0 | 0 | 0 | 0
PseudoUnit | 0 | 0 | 0 | 0 | 0 | 0
FixedInterchange | 0 | 0 | 0 | 0 | 0 | 0
SO2 Emissions (MMshortTons): AZ_NM_SNV_Gas
ReportingType | 2015 | 2020 | 2025 | 2030 | 2035 | 2040
BM | 0 | 0 | 0 | 0 | 0 | 0
CC | 0 | 0 | 0 | 0 | 0 | 0
CSP | 0 | 0 | 0 | 0 | 0 | 0
CT | 0 | 0 | 0 | 0 | 0 | 0
Coal | 0 | 0 | 0 | 0 | 0 | 0
Geo | 0 | 0 | 0 | 0 | 0 | 0
H | 0 | 0 | 0 | 0 | 0 | 0
LFG | 0 | 0 | 0 | 0 | 0 | 0
Nuc | 0 | 0 | 0 | 0 | 0 | 0
PS | 0 | 0 | 0 | 0 | 0 | 0
PV | 0 | 0 | 0 | 0 | 0 | 0
PeakG | 0 | 0 | 0 | 0 | 0 | 0
PeakO | 0 | 0 | 0 | 0 | 0 | 0
ST | 0 | 0 | 0 | 0 | 0 | 0
STOG | 0 | 0 | 0 | 0 | 0 | 0
STWD | 0 | 0 | 0 | 0 | 0 | 0
WT | 0 | 0 | 0 | 0 | 0 | 0
IGCC | 0 | 0 | 0 | 0 | 0 | 0
DemandResponse | 0 | 0 | 0 | 0 | 0 | 0
IGCC-CCS | 0 | 0 | 0 | 0 | 0 | 0
WT_off | 0 | 0 | 0 | 0 | 0 | 0
PseudoUnit | 0 | 0 | 0 | 0 | 0 | 0
FixedInterchange | 0 | 0 | 0 | 0 | 0 | 0
SO2 Emissions (MMshortTons): AZ_NM_SNV_NucRenew
ReportingType | 2015 | 2020 | 2025 | 2030 | 2035 | 2040
BM | 0 | 0 | 0 | 0 | 0 | 0
CC | 0 | 0 | 0 | 0 | 0 | 0
CSP | 0 | 0 | 0 | 0 | 0 | 0
CT | 0 | 0 | 0 | 0 | 0 | 0
Coal | 0 | 0 | 0 | 0 | 0 | 0
Geo | 0 | 0 | 0 | 0 | 0 | 0
H | 0 | 0 | 0 | 0 | 0 | 0
LFG | 0 | 0 | 0 | 0 | 0 | 0
Nuc | 0 | 0 | 0 | 0 | 0 | 0
PS | 0 | 0 | 0 | 0 | 0 | 0
PV | 0 | 0 | 0 | 0 | 0 | 0
PeakG | 0 | 0 | 0 | 0 | 0 | 0
PeakO | 0 | 0 | 0 | 0 | 0 | 0
ST | 0 | 0 | 0 | 0 | 0 | 0
STOG | 0 | 0 | 0 | 0 | 0 | 0
STWD | 0 | 0 | 0 | 0 | 0 | 0
WT | 0 | 0 | 0 | 0 | 0 | 0
IGCC | 0 | 0 | 0 | 0 | 0 | 0
DemandResponse | 0 | 0 | 0 | 0 | 0 | 0
IGCC-CCS | 0 | 0 | 0 | 0 | 0 | 0
WT_off | 0 | 0 | 0 | 0 | 0 | 0
PseudoUnit | 0 | 0 | 0 | 0 | 0 | 0
FixedInterchange | 0 | 0 | 0 | 0 | 0 | 0
SO2 Emissions (MMshortTons): ERCOT
ReportingType | 2015 | 2020 | 2025 | 2030 | 2035 | 2040
BM | 0 | 0 | 0 | 0 | 0 | 0
CC | 0 | 0 | 0 | 0 | 0 | 0
CSP | 0 | 0 | 0 | 0 | 0 | 0
CT | 0 | 0 | 0 | 0 | 0 | 0
Coal | 0.2 | 0.06 | 0.02 | 0.02 | 0.01 | 0.01
Geo | 0 | 0 | 0 | 0 | 0 | 0
H | 0 | 0 | 0 | 0 | 0 | 0
LFG | 0 | 0 | 0 | 0 | 0 | 0
Nuc | 0 | 0 | 0 | 0 | 0 | 0
PS | 0 | 0 | 0 | 0 | 0 | 0
PV | 0 | 0 | 0 | 0 | 0 | 0
PeakG | 0 | 0 | 0 | 0 | 0 | 0
PeakO | 0 | 0 | 0 | 0 | 0 | 0
ST | 0 | 0 | 0 | 0 | 0 | 0
STOG | 0 | 0 | 0 | 0 | 0 | 0
STWD | 0 | 0 | 0 | 0 | 0 | 0
WT | 0 | 0 | 0 | 0 | 0 | 0
IGCC | 0 | 0 | 0 | 0 | 0 | 0
DemandResponse | 0 | 0 | 0 | 0 | 0 | 0
IGCC-CCS | 0 | 0 | 0 | 0 | 0 | 0
WT_off | 0 | 0 | 0 | 0 | 0 | 0
PseudoUnit | 0 | 0 | 0 | 0 | 0 | 0
FixedInterchange | 0 | 0 | 0 | 0 | 0 | 0
SO2 Emissions (MMshortTons): NP15
ReportingType | 2015 | 2020 | 2025 | 2030 | 2035 | 2040
BM | 0 | 0 | 0 | 0 | 0 | 0
CC | 0 | 0 | 0 | 0 | 0 | 0
CSP | 0 | 0 | 0 | 0 | 0 | 0
CT | 0 | 0 | 0 | 0 | 0 | 0
Coal | 0 | 0 | 0 | 0 | 0 | 0
Geo | 0 | 0 | 0 | 0 | 0 | 0
H | 0 | 0 | 0 | 0 | 0 | 0
LFG | 0 | 0 | 0 | 0 | 0 | 0
Nuc | 0 | 0 | 0 | 0 | 0 | 0
PS | 0 | 0 | 0 | 0 | 0 | 0
PV | 0 | 0 | 0 | 0 | 0 | 0
PeakG | 0 | 0 | 0 | 0 | 0 | 0
PeakO | 0 | 0 | 0 | 0 | 0 | 0
ST | 0 | 0 | 0 | 0 | 0 | 0
STOG | 0 | 0 | 0 | 0 | 0 | 0
STWD | 0 | 0 | 0 | 0 | 0 | 0
WT | 0 | 0 | 0 | 0 | 0 | 0
IGCC | 0 | 0 | 0 | 0 | 0 | 0
DemandResponse | 0 | 0 | 0 | 0 | 0 | 0
IGCC-CCS | 0 | 0 | 0 | 0 | 0 | 0
WT_off | 0 | 0 | 0 | 0 | 0 | 0
PseudoUnit | 0 | 0 | 0 | 0 | 0 | 0
FixedInterchange | 0 | 0 | 0 | 0 | 0 | 0
SO2 Emissions (MMshortTons): NWPP_Coal
ReportingType | 2015 | 2020 | 2025 | 2030 | 2035 | 2040
BM | 0 | 0 | 0 | 0 | 0 | 0
CC | 0 | 0 | 0 | 0 | 0 | 0
CSP | 0 | 0 | 0 | 0 | 0 | 0
CT | 0 | 0 | 0 | 0 | 0 | 0
Coal | 0.09 | 0.05 | 0.05 | 0.03 | 0.03 | 0.03
Geo | 0 | 0 | 0 | 0 | 0 | 0
H | 0 | 0 | 0 | 0 | 0 | 0
LFG | 0 | 0 | 0 | 0 | 0 | 0
Nuc | 0 | 0 | 0 | 0 | 0 | 0
PS | 0 | 0 | 0 | 0 | 0 | 0
PV | 0 | 0 | 0 | 0 | 0 | 0
PeakG | 0 | 0 | 0 | 0 | 0 | 0
PeakO | 0 | 0 | 0 | 0 | 0 | 0
ST | 0 | 0 | 0 | 0 | 0 | 0
STOG | 0 | 0 | 0 | 0 | 0 | 0
STWD | 0 | 0 | 0 | 0 | 0 | 0
WT | 0 | 0 | 0 | 0 | 0 | 0
IGCC | 0 | 0 | 0 | 0 | 0 | 0
DemandResponse | 0 | 0 | 0 | 0 | 0 | 0
IGCC-CCS | 0 | 0 | 0 | 0 | 0 | 0
WT_off | 0 | 0 | 0 | 0 | 0 | 0
PseudoUnit | 0 | 0 | 0 | 0 | 0 | 0
FixedInterchange | 0 | 0 | 0 | 0 | 0 | 0
SO2 Emissions (MMshortTons): NWPP_Gas
ReportingType | 2015 | 2020 | 2025 | 2030 | 2035 | 2040
BM | 0 | 0 | 0 | 0 | 0 | 0
CC | 0 | 0 | 0 | 0 | 0 | 0
CSP | 0 | 0 | 0 | 0 | 0 | 0
CT | 0 | 0 | 0 | 0 | 0 | 0
Coal | 0 | 0 | 0 | 0 | 0 | 0
Geo | 0 | 0 | 0 | 0 | 0 | 0
H | 0 | 0 | 0 | 0 | 0 | 0
LFG | 0 | 0 | 0 | 0 | 0 | 0
Nuc | 0 | 0 | 0 | 0 | 0 | 0
PS | 0 | 0 | 0 | 0 | 0 | 0
PV | 0 | 0 | 0 | 0 | 0 | 0
PeakG | 0 | 0 | 0 | 0 | 0 | 0
PeakO | 0 | 0 | 0 | 0 | 0 | 0
ST | 0 | 0 | 0 | 0 | 0 | 0
STOG | 0 | 0 | 0 | 0 | 0 | 0
STWD | 0 | 0 | 0 | 0 | 0 | 0
WT | 0 | 0 | 0 | 0 | 0 | 0
IGCC | 0 | 0 | 0 | 0 | 0 | 0
DemandResponse | 0 | 0 | 0 | 0 | 0 | 0
IGCC-CCS | 0 | 0 | 0 | 0 | 0 | 0
WT_off | 0 | 0 | 0 | 0 | 0 | 0
PseudoUnit | 0 | 0 | 0 | 0 | 0 | 0
FixedInterchange | 0 | 0 | 0 | 0 | 0 | 0
SO2 Emissions (MMshortTons): NWPP_NucRenew
ReportingType | 2015 | 2020 | 2025 | 2030 | 2035 | 2040
BM | 0 | 0 | 0 | 0 | 0 | 0
CC | 0 | 0 | 0 | 0 | 0 | 0
CSP | 0 | 0 | 0 | 0 | 0 | 0
CT | 0 | 0 | 0 | 0 | 0 | 0
Coal | 0 | 0 | 0 | 0 | 0 | 0
Geo | 0 | 0 | 0 | 0 | 0 | 0
H | 0 | 0 | 0 | 0 | 0 | 0
LFG | 0 | 0 | 0 | 0 | 0 | 0
Nuc | 0 | 0 | 0 | 0 | 0 | 0
PS | 0 | 0 | 0 | 0 | 0 | 0
PV | 0 | 0 | 0 | 0 | 0 | 0
PeakG | 0 | 0 | 0 | 0 | 0 | 0
PeakO | 0 | 0 | 0 | 0 | 0 | 0
ST | 0 | 0 | 0 | 0 | 0 | 0
STOG | 0 | 0 | 0 | 0 | 0 | 0
STWD | 0 | 0 | 0 | 0 | 0 | 0
WT | 0 | 0 | 0 | 0 | 0 | 0
IGCC | 0 | 0 | 0 | 0 | 0 | 0
DemandResponse | 0 | 0 | 0 | 0 | 0 | 0
IGCC-CCS | 0 | 0 | 0 | 0 | 0 | 0
WT_off | 0 | 0 | 0 | 0 | 0 | 0
PseudoUnit | 0 | 0 | 0 | 0 | 0 | 0
FixedInterchange | 0 | 0 | 0 | 0 | 0 | 0
SO2 Emissions (MMshortTons): RMPA
ReportingType | 2015 | 2020 | 2025 | 2030 | 2035 | 2040
BM | 0 | 0 | 0 | 0 | 0 | 0
CC | 0 | 0 | 0 | 0 | 0 | 0
CSP | 0 | 0 | 0 | 0 | 0 | 0
CT | 0 | 0 | 0 | 0 | 0 | 0
Coal | 0.06 | 0.03 | 0.02 | 0.02 | 0.01 | 0.02
Geo | 0 | 0 | 0 | 0 | 0 | 0
H | 0 | 0 | 0 | 0 | 0 | 0
LFG | 0 | 0 | 0 | 0 | 0 | 0
Nuc | 0 | 0 | 0 | 0 | 0 | 0
PS | 0 | 0 | 0 | 0 | 0 | 0
PV | 0 | 0 | 0 | 0 | 0 | 0
PeakG | 0 | 0 | 0 | 0 | 0 | 0
PeakO | 0 | 0 | 0 | 0 | 0 | 0
ST | 0 | 0 | 0 | 0 | 0 | 0
STOG | 0 | 0 | 0 | 0 | 0 | 0
STWD | 0 | 0 | 0 | 0 | 0 | 0
WT | 0 | 0 | 0 | 0 | 0 | 0
IGCC | 0 | 0 | 0 | 0 | 0 | 0
DemandResponse | 0 | 0 | 0 | 0 | 0 | 0
IGCC-CCS | 0 | 0 | 0 | 0 | 0 | 0
WT_off | 0 | 0 | 0 | 0 | 0 | 0
PseudoUnit | 0 | 0 | 0 | 0 | 0 | 0
FixedInterchange | 0 | 0 | 0 | 0 | 0 | 0
SO2 Emissions (MMshortTons): SP15
ReportingType | 2015 | 2020 | 2025 | 2030 | 2035 | 2040
BM | 0 | 0 | 0 | 0 | 0 | 0
CC | 0 | 0 | 0 | 0 | 0 | 0
CSP | 0 | 0 | 0 | 0 | 0 | 0
CT | 0 | 0 | 0 | 0 | 0 | 0
Coal | 0 | 0 | 0 | 0 | 0 | 0
Geo | 0 | 0 | 0 | 0 | 0 | 0
H | 0 | 0 | 0 | 0 | 0 | 0
LFG | 0 | 0 | 0 | 0 | 0 | 0
Nuc | 0 | 0 | 0 | 0 | 0 | 0
PS | 0 | 0 | 0 | 0 | 0 | 0
PV | 0 | 0 | 0 | 0 | 0 | 0
PeakG | 0 | 0 | 0 | 0 | 0 | 0
PeakO | 0 | 0 | 0 | 0 | 0 | 0
ST | 0 | 0 | 0 | 0 | 0 | 0
STOG | 0 | 0 | 0 | 0 | 0 | 0
STWD | 0 | 0 | 0 | 0 | 0 | 0
WT | 0 | 0 | 0 | 0 | 0 | 0
IGCC | 0 | 0 | 0 | 0 | 0 | 0
DemandResponse | 0 | 0 | 0 | 0 | 0 | 0
IGCC-CCS | 0 | 0 | 0 | 0 | 0 | 0
WT_off | 0 | 0 | 0 | 0 | 0 | 0
PseudoUnit | 0 | 0 | 0 | 0 | 0 | 0
FixedInterchange | 0 | 0 | 0 | 0 | 0 | 0
SO2 Emissions (MMshortTons): ALB
ReportingType | 2015 | 2020 | 2025 | 2030 | 2035 | 2040
BM | 0 | 0 | 0 | 0 | 0 | 0
CC | 0 | 0 | 0 | 0 | 0 | 0
CSP | 0 | 0 | 0 | 0 | 0 | 0
CT | 0 | 0 | 0 | 0 | 0 | 0
Coal | 0.17 | 0.14 | 0.14 | 0.14 | 0.14 | 0.14
Geo | 0 | 0 | 0 | 0 | 0 | 0
H | 0 | 0 | 0 | 0 | 0 | 0
LFG | 0 | 0 | 0 | 0 | 0 | 0
Nuc | 0 | 0 | 0 | 0 | 0 | 0
PS | 0 | 0 | 0 | 0 | 0 | 0
PV | 0 | 0 | 0 | 0 | 0 | 0
PeakG | 0 | 0 | 0 | 0 | 0 | 0
PeakO | 0 | 0 | 0 | 0 | 0 | 0
ST | 0 | 0 | 0 | 0 | 0 | 0
STOG | 0 | 0 | 0 | 0 | 0 | 0
STWD | 0 | 0 | 0 | 0 | 0 | 0
WT | 0 | 0 | 0 | 0 | 0 | 0
IGCC | 0 | 0 | 0 | 0 | 0 | 0
DemandResponse | 0 | 0 | 0 | 0 | 0 | 0
IGCC-CCS | 0 | 0 | 0 | 0 | 0 | 0
WT_off | 0 | 0 | 0 | 0 | 0 | 0
PseudoUnit | 0 | 0 | 0 | 0 | 0 | 0
FixedInterchange | 0 | 0 | 0 | 0 | 0 | 0
SO2 Emissions (MMshortTons): BC
ReportingType | 2015 | 2020 | 2025 | 2030 | 2035 | 2040
BM | 0 | 0 | 0 | 0 | 0 | 0
CC | 0 | 0 | 0 | 0 | 0 | 0
CSP | 0 | 0 | 0 | 0 | 0 | 0
CT | 0 | 0 | 0 | 0 | 0 | 0
Coal | 0 | 0 | 0 | 0 | 0 | 0
Geo | 0 | 0 | 0 | 0 | 0 | 0
H | 0 | 0 | 0 | 0 | 0 | 0
LFG | 0 | 0 | 0 | 0 | 0 | 0
Nuc | 0 | 0 | 0 | 0 | 0 | 0
PS | 0 | 0 | 0 | 0 | 0 | 0
PV | 0 | 0 | 0 | 0 | 0 | 0
PeakG | 0 | 0 | 0 | 0 | 0 | 0
PeakO | 0 | 0 | 0 | 0 | 0 | 0
ST | 0 | 0 | 0 | 0 | 0 | 0
STOG | 0 | 0 | 0 | 0 | 0 | 0
STWD | 0 | 0 | 0 | 0 | 0 | 0
WT | 0 | 0 | 0 | 0 | 0 | 0
IGCC | 0 | 0 | 0 | 0 | 0 | 0
DemandResponse | 0 | 0 | 0 | 0 | 0 | 0
IGCC-CCS | 0 | 0 | 0 | 0 | 0 | 0
WT_off | 0 | 0 | 0 | 0 | 0 | 0
PseudoUnit | 0 | 0 | 0 | 0 | 0 | 0
FixedInterchange | 0 | 0 | 0 | 0 | 0 | 0
SO2 Emissions (MMshortTons): HQ_IESO
ReportingType | 2015 | 2020 | 2025 | 2030 | 2035 | 2040
BM | 0 | 0 | 0 | 0 | 0 | 0
CC | 0 | 0 | 0 | 0 | 0 | 0
CSP | 0 | 0 | 0 | 0 | 0 | 0
CT | 0 | 0 | 0 | 0 | 0 | 0
Coal | 0 | 0 | 0 | 0 | 0 | 0
Geo | 0 | 0 | 0 | 0 | 0 | 0
H | 0 | 0 | 0 | 0 | 0 | 0
LFG | 0 | 0 | 0 | 0 | 0 | 0
Nuc | 0 | 0 | 0 | 0 | 0 | 0
PS | 0 | 0 | 0 | 0 | 0 | 0
PV | 0 | 0 | 0 | 0 | 0 | 0
PeakG | 0 | 0 | 0 | 0 | 0 | 0
PeakO | 0 | 0 | 0 | 0 | 0 | 0
ST | 0 | 0 | 0 | 0 | 0 | 0
STOG | 0 | 0 | 0 | 0 | 0 | 0
STWD | 0 | 0 | 0 | 0 | 0 | 0
WT | 0 | 0 | 0 | 0 | 0 | 0
IGCC | 0 | 0 | 0 | 0 | 0 | 0
DemandResponse | 0 | 0 | 0 | 0 | 0 | 0
IGCC-CCS | 0 | 0 | 0 | 0 | 0 | 0
WT_off | 0 | 0 | 0 | 0 | 0 | 0
PseudoUnit | 0 | 0 | 0 | 0 | 0 | 0
FixedInterchange | 0 | 0 | 0 | 0 | 0 | 0
SO2 Emissions (MMshortTons): HQ_NEISO
ReportingType | 2015 | 2020 | 2025 | 2030 | 2035 | 2040
BM | 0 | 0 | 0 | 0 | 0 | 0
CC | 0 | 0 | 0 | 0 | 0 | 0
CSP | 0 | 0 | 0 | 0 | 0 | 0
CT | 0 | 0 | 0 | 0 | 0 | 0
Coal | 0 | 0 | 0 | 0 | 0 | 0
Geo | 0 | 0 | 0 | 0 | 0 | 0
H | 0 | 0 | 0 | 0 | 0 | 0
LFG | 0 | 0 | 0 | 0 | 0 | 0
Nuc | 0 | 0 | 0 | 0 | 0 | 0
PS | 0 | 0 | 0 | 0 | 0 | 0
PV | 0 | 0 | 0 | 0 | 0 | 0
PeakG | 0 | 0 | 0 | 0 | 0 | 0
PeakO | 0 | 0 | 0 | 0 | 0 | 0
ST | 0 | 0 | 0 | 0 | 0 | 0
STOG | 0 | 0 | 0 | 0 | 0 | 0
STWD | 0 | 0 | 0 | 0 | 0 | 0
WT | 0 | 0 | 0 | 0 | 0 | 0
IGCC | 0 | 0 | 0 | 0 | 0 | 0
DemandResponse | 0 | 0 | 0 | 0 | 0 | 0
IGCC-CCS | 0 | 0 | 0 | 0 | 0 | 0
WT_off | 0 | 0 | 0 | 0 | 0 | 0
PseudoUnit | 0 | 0 | 0 | 0 | 0 | 0
FixedInterchange | 0 | 0 | 0 | 0 | 0 | 0
SO2 Emissions (MMshortTons): HQ_NY
ReportingType | 2015 | 2020 | 2025 | 2030 | 2035 | 2040
BM | 0 | 0 | 0 | 0 | 0 | 0
CC | 0 | 0 | 0 | 0 | 0 | 0
CSP | 0 | 0 | 0 | 0 | 0 | 0
CT | 0 | 0 | 0 | 0 | 0 | 0
Coal | 0 | 0 | 0 | 0 | 0 | 0
Geo | 0 | 0 | 0 | 0 | 0 | 0
H | 0 | 0 | 0 | 0 | 0 | 0
LFG | 0 | 0 | 0 | 0 | 0 | 0
Nuc | 0 | 0 | 0 | 0 | 0 | 0
PS | 0 | 0 | 0 | 0 | 0 | 0
PV | 0 | 0 | 0 | 0 | 0 | 0
PeakG | 0 | 0 | 0 | 0 | 0 | 0
PeakO | 0 | 0 | 0 | 0 | 0 | 0
ST | 0 | 0 | 0 | 0 | 0 | 0
STOG | 0 | 0 | 0 | 0 | 0 | 0
STWD | 0 | 0 | 0 | 0 | 0 | 0
WT | 0 | 0 | 0 | 0 | 0 | 0
IGCC | 0 | 0 | 0 | 0 | 0 | 0
DemandResponse | 0 | 0 | 0 | 0 | 0 | 0
IGCC-CCS | 0 | 0 | 0 | 0 | 0 | 0
WT_off | 0 | 0 | 0 | 0 | 0 | 0
PseudoUnit | 0 | 0 | 0 | 0 | 0 | 0
FixedInterchange | 0 | 0 | 0 | 0 | 0 | 0
SO2 Emissions (MMshortTons): MARITIMES
ReportingType | 2015 | 2020 | 2025 | 2030 | 2035 | 2040
BM | 0 | 0 | 0 | 0 | 0 | 0
CC | 0 | 0 | 0 | 0 | 0 | 0
CSP | 0 | 0 | 0 | 0 | 0 | 0
CT | 0 | 0 | 0 | 0 | 0 | 0
Coal | 0 | 0 | 0 | 0 | 0 | 0
Geo | 0 | 0 | 0 | 0 | 0 | 0
H | 0 | 0 | 0 | 0 | 0 | 0
LFG | 0 | 0 | 0 | 0 | 0 | 0
Nuc | 0 | 0 | 0 | 0 | 0 | 0
PS | 0 | 0 | 0 | 0 | 0 | 0
PV | 0 | 0 | 0 | 0 | 0 | 0
PeakG | 0 | 0 | 0 | 0 | 0 | 0
PeakO | 0 | 0 | 0 | 0 | 0 | 0
ST | 0 | 0 | 0 | 0 | 0 | 0
STOG | 0 | 0 | 0 | 0 | 0 | 0
STWD | 0 | 0 | 0 | 0 | 0 | 0
WT | 0 | 0 | 0 | 0 | 0 | 0
IGCC | 0 | 0 | 0 | 0 | 0 | 0
DemandResponse | 0 | 0 | 0 | 0 | 0 | 0
IGCC-CCS | 0 | 0 | 0 | 0 | 0 | 0
WT_off | 0 | 0 | 0 | 0 | 0 | 0
PseudoUnit | 0 | 0 | 0 | 0 | 0 | 0
FixedInterchange | 0 | 0 | 0 | 0 | 0 | 0
SO2 Emissions (MMshortTons): All
ReportingType | 2015 | 2020 | 2025 | 2030 | 2035 | 2040
BM | 0 | 0 | 0 | 0 | 0 | 0
CC | 0 | 0 | 0 | 0 | 0 | 0
CSP | 0 | 0 | 0 | 0 | 0 | 0
CT | 0 | 0 | 0 | 0 | 0 | 0
Coal | 5.19 | 1.56 | 0.86 | 0.58 | 0.35 | 0.44
Geo | 0 | 0 | 0 | 0 | 0 | 0
H | 0 | 0 | 0 | 0 | 0 | 0
LFG | 0 | 0 | 0 | 0 | 0 | 0
Nuc | 0 | 0 | 0 | 0 | 0 | 0
PS | 0 | 0 | 0 | 0 | 0 | 0
PV | 0 | 0 | 0 | 0 | 0 | 0
PeakG | 0 | 0 | 0 | 0 | 0 | 0
PeakO | 0 | 0 | 0 | 0 | 0 | 0
ST | 0 | 0 | 0 | 0 | 0 | 0
STOG | 0 | 0 | 0 | 0 | 0 | 0
STWD | 0 | 0 | 0 | 0 | 0 | 0
WT | 0 | 0 | 0 | 0 | 0 | 0
IGCC | 0 | 0 | 0 | 0 | 0 | 0
DemandResponse | 0 | 0 | 0 | 0 | 0 | 0
IGCC-CCS | 0 | 0 | 0 | 0 | 0 | 0
WT_off | 0 | 0 | 0 | 0 | 0 | 0
PseudoUnit | 0 | 0 | 0 | 0 | 0 | 0
FixedInterchange | 0 | 0 | 0 | 0 | 0 | 0
SO2 Emissions (MMshortTons): EI_US
ReportingType | 2015 | 2020 | 2025 | 2030 | 2035 | 2040
BM | 0 | 0 | 0 | 0 | 0 | 0
CC | 0 | 0 | 0 | 0 | 0 | 0
CSP | 0 | 0 | 0 | 0 | 0 | 0
CT | 0 | 0 | 0 | 0 | 0 | 0
Coal | 4.62 | 1.21 | 0.59 | 0.35 | 0.15 | 0.23
Geo | 0 | 0 | 0 | 0 | 0 | 0
H | 0 | 0 | 0 | 0 | 0 | 0
LFG | 0 | 0 | 0 | 0 | 0 | 0
Nuc | 0 | 0 | 0 | 0 | 0 | 0
PS | 0 | 0 | 0 | 0 | 0 | 0
PV | 0 | 0 | 0 | 0 | 0 | 0
PeakG | 0 | 0 | 0 | 0 | 0 | 0
PeakO | 0 | 0 | 0 | 0 | 0 | 0
ST | 0 | 0 | 0 | 0 | 0 | 0
STOG | 0 | 0 | 0 | 0 | 0 | 0
STWD | 0 | 0 | 0 | 0 | 0 | 0
WT | 0 | 0 | 0 | 0 | 0 | 0
IGCC | 0 | 0 | 0 | 0 | 0 | 0
DemandResponse | 0 | 0 | 0 | 0 | 0 | 0
IGCC-CCS | 0 | 0 | 0 | 0 | 0 | 0
WT_off | 0 | 0 | 0 | 0 | 0 | 0
PseudoUnit | 0 | 0 | 0 | 0 | 0 | 0
FixedInterchange | 0 | 0 | 0 | 0 | 0 | 0
SO2 Emissions (MMshortTons): EI_Canada
ReportingType | 2015 | 2020 | 2025 | 2030 | 2035 | 2040
BM | 0 | 0 | 0 | 0 | 0 | 0
CC | 0 | 0 | 0 | 0 | 0 | 0
CSP | 0 | 0 | 0 | 0 | 0 | 0
CT | 0 | 0 | 0 | 0 | 0 | 0
Coal | 0.01 | 0.05 | 0 | 0 | 0 | 0
Geo | 0 | 0 | 0 | 0 | 0 | 0
H | 0 | 0 | 0 | 0 | 0 | 0
LFG | 0 | 0 | 0 | 0 | 0 | 0
Nuc | 0 | 0 | 0 | 0 | 0 | 0
PS | 0 | 0 | 0 | 0 | 0 | 0
PV | 0 | 0 | 0 | 0 | 0 | 0
PeakG | 0 | 0 | 0 | 0 | 0 | 0
PeakO | 0 | 0 | 0 | 0 | 0 | 0
ST | 0 | 0 | 0 | 0 | 0 | 0
STOG | 0 | 0 | 0 | 0 | 0 | 0
STWD | 0 | 0 | 0 | 0 | 0 | 0
WT | 0 | 0 | 0 | 0 | 0 | 0
IGCC | 0 | 0 | 0 | 0 | 0 | 0
DemandResponse | 0 | 0 | 0 | 0 | 0 | 0
IGCC-CCS | 0 | 0 | 0 | 0 | 0 | 0
WT_off | 0 | 0 | 0 | 0 | 0 | 0
PseudoUnit | 0 | 0 | 0 | 0 | 0 | 0
FixedInterchange | 0 | 0 | 0 | 0 | 0 | 0
SO2 Emissions (MMshortTons): EI
ReportingType | 2015 | 2020 | 2025 | 2030 | 2035 | 2040
BM | 0 | 0 | 0 | 0 | 0 | 0
CC | 0 | 0 | 0 | 0 | 0 | 0
CSP | 0 | 0 | 0 | 0 | 0 | 0
CT | 0 | 0 | 0 | 0 | 0 | 0
Coal | 4.64 | 1.26 | 0.59 | 0.35 | 0.15 | 0.23
Geo | 0 | 0 | 0 | 0 | 0 | 0
H | 0 | 0 | 0 | 0 | 0 | 0
LFG | 0 | 0 | 0 | 0 | 0 | 0
Nuc | 0 | 0 | 0 | 0 | 0 | 0
PS | 0 | 0 | 0 | 0 | 0 | 0
PV | 0 | 0 | 0 | 0 | 0 | 0
PeakG | 0 | 0 | 0 | 0 | 0 | 0
PeakO | 0 | 0 | 0 | 0 | 0 | 0
ST | 0 | 0 | 0 | 0 | 0 | 0
STOG | 0 | 0 | 0 | 0 | 0 | 0
STWD | 0 | 0 | 0 | 0 | 0 | 0
WT | 0 | 0 | 0 | 0 | 0 | 0
IGCC | 0 | 0 | 0 | 0 | 0 | 0
DemandResponse | 0 | 0 | 0 | 0 | 0 | 0
IGCC-CCS | 0 | 0 | 0 | 0 | 0 | 0
WT_off | 0 | 0 | 0 | 0 | 0 | 0
PseudoUnit | 0 | 0 | 0 | 0 | 0 | 0
FixedInterchange | 0 | 0 | 0 | 0 | 0 | 0
SO2 Emissions (MMshortTons): Outside_EI
ReportingType | 2015 | 2020 | 2025 | 2030 | 2035 | 2040
BM | 0 | 0 | 0 | 0 | 0 | 0
CC | 0 | 0 | 0 | 0 | 0 | 0
CSP | 0 | 0 | 0 | 0 | 0 | 0
CT | 0 | 0 | 0 | 0 | 0 | 0
Coal | 0.56 | 0.3 | 0.26 | 0.23 | 0.2 | 0.21
Geo | 0 | 0 | 0 | 0 | 0 | 0
H | 0 | 0 | 0 | 0 | 0 | 0
LFG | 0 | 0 | 0 | 0 | 0 | 0
Nuc | 0 | 0 | 0 | 0 | 0 | 0
PS | 0 | 0 | 0 | 0 | 0 | 0
PV | 0 | 0 | 0 | 0 | 0 | 0
PeakG | 0 | 0 | 0 | 0 | 0 | 0
PeakO | 0 | 0 | 0 | 0 | 0 | 0
ST | 0 | 0 | 0 | 0 | 0 | 0
STOG | 0 | 0 | 0 | 0 | 0 | 0
STWD | 0 | 0 | 0 | 0 | 0 | 0
WT | 0 | 0 | 0 | 0 | 0 | 0
IGCC | 0 | 0 | 0 | 0 | 0 | 0
DemandResponse | 0 | 0 | 0 | 0 | 0 | 0
IGCC-CCS | 0 | 0 | 0 | 0 | 0 | 0
WT_off | 0 | 0 | 0 | 0 | 0 | 0
PseudoUnit | 0 | 0 | 0 | 0 | 0 | 0
FixedInterchange | 0 | 0 | 0 | 0 | 0 | 0
NOx Emissions (MMshortTons): Entergy
ReportingType | 2015 | 2020 | 2025 | 2030 | 2035 | 2040
BM | 0 | 0 | 0 | 0 | 0 | 0
CC | 0.01 | 0.01 | 0.01 | 0.01 | 0 | 0
CSP | 0 | 0 | 0 | 0 | 0 | 0
CT | 0 | 0 | 0 | 0 | 0 | 0
Coal | 0.05 | 0.05 | 0.03 | 0.01 | 0 | 0.01
Geo | 0 | 0 | 0 | 0 | 0 | 0
H | 0 | 0 | 0 | 0 | 0 | 0
LFG | 0 | 0 | 0 | 0 | 0 | 0
Nuc | 0 | 0 | 0 | 0 | 0 | 0
PS | 0 | 0 | 0 | 0 | 0 | 0
PV | 0 | 0 | 0 | 0 | 0 | 0
PeakG | 0 | 0 | 0 | 0 | 0 | 0
PeakO | 0 | 0 | 0 | 0 | 0 | 0
ST | 0 | 0 | 0 | 0 | 0 | 0
STOG | 0 | 0 | 0 | 0 | 0 | 0
STWD | 0 | 0 | 0 | 0 | 0 | 0
WT | 0 | 0 | 0 | 0 | 0 | 0
IGCC | 0 | 0 | 0 | 0 | 0 | 0
DemandResponse | 0 | 0 | 0 | 0 | 0 | 0
IGCC-CCS | 0 | 0 | 0 | 0 | 0 | 0
WT_off | 0 | 0 | 0 | 0 | 0 | 0
PseudoUnit | 0 | 0 | 0 | 0 | 0 | 0
FixedInterchange | 0 | 0 | 0 | 0 | 0 | 0
NOx Emissions (MMshortTons): FRCC
ReportingType | 2015 | 2020 | 2025 | 2030 | 2035 | 2040
BM | 0 | 0 | 0 | 0 | 0 | 0
CC | 0.01 | 0.01 | 0.01 | 0.01 | 0.01 | 0.01
CSP | 0 | 0 | 0 | 0 | 0 | 0
CT | 0 | 0 | 0 | 0 | 0 | 0
Coal | 0.04 | 0.03 | 0.02 | 0.01 | 0 | 0
Geo | 0 | 0 | 0 | 0 | 0 | 0
H | 0 | 0 | 0 | 0 | 0 | 0
LFG | 0 | 0 | 0 | 0 | 0 | 0
Nuc | 0 | 0 | 0 | 0 | 0 | 0
PS | 0 | 0 | 0 | 0 | 0 | 0
PV | 0 | 0 | 0 | 0 | 0 | 0
PeakG | 0 | 0 | 0 | 0 | 0 | 0
PeakO | 0 | 0 | 0 | 0 | 0 | 0
ST | 0 | 0 | 0 | 0 | 0 | 0
STOG | 0.01 | 0.01 | 0 | 0 | 0 | 0
STWD | 0 | 0 | 0 | 0 | 0 | 0
WT | 0 | 0 | 0 | 0 | 0 | 0
IGCC | 0 | 0 | 0 | 0 | 0 | 0
DemandResponse | 0 | 0 | 0 | 0 | 0 | 0
IGCC-CCS | 0 | 0 | 0 | 0 | 0 | 0
WT_off | 0 | 0 | 0 | 0 | 0 | 0
PseudoUnit | 0 | 0 | 0 | 0 | 0 | 0
FixedInterchange | 0 | 0 | 0 | 0 | 0 | 0
NOx Emissions (MMshortTons): MAPP_US
ReportingType | 2015 | 2020 | 2025 | 2030 | 2035 | 2040
BM | 0 | 0 | 0 | 0 | 0 | 0
CC | 0 | 0 | 0 | 0 | 0 | 0
CSP | 0 | 0 | 0 | 0 | 0 | 0
CT | 0 | 0 | 0 | 0 | 0 | 0
Coal | 0.04 | 0.03 | 0.01 | 0.01 | 0 | 0
Geo | 0 | 0 | 0 | 0 | 0 | 0
H | 0 | 0 | 0 | 0 | 0 | 0
LFG | 0 | 0 | 0 | 0 | 0 | 0
Nuc | 0 | 0 | 0 | 0 | 0 | 0
PS | 0 | 0 | 0 | 0 | 0 | 0
PV | 0 | 0 | 0 | 0 | 0 | 0
PeakG | 0 | 0 | 0 | 0 | 0 | 0
PeakO | 0 | 0 | 0 | 0 | 0 | 0
ST | 0 | 0 | 0 | 0 | 0 | 0
STOG | 0 | 0 | 0 | 0 | 0 | 0
STWD | 0 | 0 | 0 | 0 | 0 | 0
WT | 0 | 0 | 0 | 0 | 0 | 0
IGCC | 0 | 0 | 0 | 0 | 0 | 0
DemandResponse | 0 | 0 | 0 | 0 | 0 | 0
IGCC-CCS | 0 | 0 | 0 | 0 | 0 | 0
WT_off | 0 | 0 | 0 | 0 | 0 | 0
PseudoUnit | 0 | 0 | 0 | 0 | 0 | 0
FixedInterchange | 0 | 0 | 0 | 0 | 0 | 0
NOx Emissions (MMshortTons): MISO_IN
ReportingType | 2015 | 2020 | 2025 | 2030 | 2035 | 2040
BM | 0 | 0 | 0 | 0 | 0 | 0
CC | 0 | 0 | 0.01 | 0.01 | 0.01 | 0.01
CSP | 0 | 0 | 0 | 0 | 0 | 0
CT | 0 | 0 | 0 | 0 | 0 | 0
Coal | 0.07 | 0.06 | 0.03 | 0.02 | 0.01 | 0.02
Geo | 0 | 0 | 0 | 0 | 0 | 0
H | 0 | 0 | 0 | 0 | 0 | 0
LFG | 0 | 0 | 0 | 0 | 0 | 0
Nuc | 0 | 0 | 0 | 0 | 0 | 0
PS | 0 | 0 | 0 | 0 | 0 | 0
PV | 0 | 0 | 0 | 0 | 0 | 0
PeakG | 0 | 0 | 0 | 0 | 0 | 0
PeakO | 0 | 0 | 0 | 0 | 0 | 0
ST | 0 | 0 | 0 | 0 | 0 | 0
STOG | 0 | 0 | 0 | 0 | 0 | 0
STWD | 0 | 0 | 0 | 0 | 0 | 0
WT | 0 | 0 | 0 | 0 | 0 | 0
IGCC | 0 | 0 | 0 | 0 | 0 | 0
DemandResponse | 0 | 0 | 0 | 0 | 0 | 0
IGCC-CCS | 0 | 0 | 0 | 0 | 0 | 0
WT_off | 0 | 0 | 0 | 0 | 0 | 0
PseudoUnit | 0 | 0 | 0 | 0 | 0 | 0
FixedInterchange | 0 | 0 | 0 | 0 | 0 | 0
NOx Emissions (MMshortTons): MISO_MI
ReportingType | 2015 | 2020 | 2025 | 2030 | 2035 | 2040
BM | 0 | 0 | 0 | 0 | 0 | 0
CC | 0 | 0 | 0 | 0 | 0 | 0
CSP | 0 | 0 | 0 | 0 | 0 | 0
CT | 0 | 0 | 0 | 0 | 0 | 0
Coal | 0.06 | 0.01 | 0 | 0 | 0 | 0
Geo | 0 | 0 | 0 | 0 | 0 | 0
H | 0 | 0 | 0 | 0 | 0 | 0
LFG | 0 | 0 | 0 | 0 | 0 | 0
Nuc | 0 | 0 | 0 | 0 | 0 | 0
PS | 0 | 0 | 0 | 0 | 0 | 0
PV | 0 | 0 | 0 | 0 | 0 | 0
PeakG | 0 | 0 | 0 | 0 | 0 | 0
PeakO | 0 | 0 | 0 | 0 | 0 | 0
ST | 0 | 0 | 0 | 0 | 0 | 0
STOG | 0 | 0 | 0 | 0 | 0 | 0
STWD | 0 | 0 | 0 | 0 | 0 | 0
WT | 0 | 0 | 0 | 0 | 0 | 0
IGCC | 0 | 0 | 0 | 0 | 0 | 0
DemandResponse | 0 | 0 | 0 | 0 | 0 | 0
IGCC-CCS | 0 | 0 | 0 | 0 | 0 | 0
WT_off | 0 | 0 | 0 | 0 | 0 | 0
PseudoUnit | 0 | 0 | 0 | 0 | 0 | 0
FixedInterchange | 0 | 0 | 0 | 0 | 0 | 0
NOx Emissions (MMshortTons): MISO_MO-IL
ReportingType | 2015 | 2020 | 2025 | 2030 | 2035 | 2040
BM | 0 | 0 | 0 | 0 | 0 | 0
CC | 0 | 0 | 0 | 0 | 0 | 0
CSP | 0 | 0 | 0 | 0 | 0 | 0
CT | 0 | 0 | 0 | 0 | 0 | 0
Coal | 0.05 | 0.03 | 0.02 | 0.01 | 0.01 | 0.02
Geo | 0 | 0 | 0 | 0 | 0 | 0
H | 0 | 0 | 0 | 0 | 0 | 0
LFG | 0 | 0 | 0 | 0 | 0 | 0
Nuc | 0 | 0 | 0 | 0 | 0 | 0
PS | 0 | 0 | 0 | 0 | 0 | 0
PV | 0 | 0 | 0 | 0 | 0 | 0
PeakG | 0 | 0 | 0 | 0 | 0 | 0
PeakO | 0 | 0 | 0 | 0 | 0 | 0
ST | 0 | 0 | 0 | 0 | 0 | 0
STOG | 0 | 0 | 0 | 0 | 0 | 0
STWD | 0 | 0 | 0 | 0 | 0 | 0
WT | 0 | 0 | 0 | 0 | 0 | 0
IGCC | 0 | 0 | 0 | 0 | 0 | 0
DemandResponse | 0 | 0 | 0 | 0 | 0 | 0
IGCC-CCS | 0 | 0 | 0 | 0 | 0 | 0
WT_off | 0 | 0 | 0 | 0 | 0 | 0
PseudoUnit | 0 | 0 | 0 | 0 | 0 | 0
FixedInterchange | 0 | 0 | 0 | 0 | 0 | 0
NOx Emissions (MMshortTons): MISO_W
ReportingType | 2015 | 2020 | 2025 | 2030 | 2035 | 2040
BM | 0 | 0 | 0 | 0 | 0 | 0
CC | 0 | 0 | 0 | 0 | 0 | 0
CSP | 0 | 0 | 0 | 0 | 0 | 0
CT | 0 | 0 | 0 | 0 | 0 | 0
Coal | 0.1 | 0.09 | 0.06 | 0.04 | 0.02 | 0.03
Geo | 0 | 0 | 0 | 0 | 0 | 0
H | 0 | 0 | 0 | 0 | 0 | 0
LFG | 0 | 0 | 0 | 0 | 0 | 0
Nuc | 0 | 0 | 0 | 0 | 0 | 0
PS | 0 | 0 | 0 | 0 | 0 | 0
PV | 0 | 0 | 0 | 0 | 0 | 0
PeakG | 0 | 0 | 0 | 0 | 0 | 0
PeakO | 0 | 0 | 0 | 0 | 0 | 0
ST | 0 | 0 | 0 | 0 | 0 | 0
STOG | 0 | 0 | 0 | 0 | 0 | 0
STWD | 0 | 0 | 0 | 0 | 0 | 0
WT | 0 | 0 | 0 | 0 | 0 | 0
IGCC | 0 | 0 | 0 | 0 | 0 | 0
DemandResponse | 0 | 0 | 0 | 0 | 0 | 0
IGCC-CCS | 0 | 0 | 0 | 0 | 0 | 0
WT_off | 0 | 0 | 0 | 0 | 0 | 0
PseudoUnit | 0 | 0 | 0 | 0 | 0 | 0
FixedInterchange | 0 | 0 | 0 | 0 | 0 | 0
NOx Emissions (MMshortTons): MISO_WUMS
ReportingType | 2015 | 2020 | 2025 | 2030 | 2035 | 2040
BM | 0 | 0 | 0 | 0 | 0 | 0
CC | 0 | 0 | 0 | 0 | 0 | 0
CSP | 0 | 0 | 0 | 0 | 0 | 0
CT | 0 | 0 | 0 | 0 | 0 | 0
Coal | 0.01 | 0.01 | 0 | 0 | 0 | 0
Geo | 0 | 0 | 0 | 0 | 0 | 0
H | 0 | 0 | 0 | 0 | 0 | 0
LFG | 0 | 0 | 0 | 0 | 0 | 0
Nuc | 0 | 0 | 0 | 0 | 0 | 0
PS | 0 | 0 | 0 | 0 | 0 | 0
PV | 0 | 0 | 0 | 0 | 0 | 0
PeakG | 0 | 0 | 0 | 0 | 0 | 0
PeakO | 0 | 0 | 0 | 0 | 0 | 0
ST | 0 | 0 | 0 | 0 | 0 | 0
STOG | 0 | 0 | 0 | 0 | 0 | 0
STWD | 0 | 0 | 0 | 0 | 0 | 0
WT | 0 | 0 | 0 | 0 | 0 | 0
IGCC | 0 | 0 | 0 | 0 | 0 | 0
DemandResponse | 0 | 0 | 0 | 0 | 0 | 0
IGCC-CCS | 0 | 0 | 0 | 0 | 0 | 0
WT_off | 0 | 0 | 0 | 0 | 0 | 0
PseudoUnit | 0 | 0 | 0 | 0 | 0 | 0
FixedInterchange | 0 | 0 | 0 | 0 | 0 | 0
NOx Emissions (MMshortTons): Nebraska
ReportingType | 2015 | 2020 | 2025 | 2030 | 2035 | 2040
BM | 0 | 0 | 0 | 0 | 0 | 0
CC | 0 | 0 | 0 | 0 | 0 | 0
CSP | 0 | 0 | 0 | 0 | 0 | 0
CT | 0 | 0 | 0 | 0 | 0 | 0
Coal | 0.04 | 0.04 | 0.04 | 0.02 | 0.01 | 0.01
Geo | 0 | 0 | 0 | 0 | 0 | 0
H | 0 | 0 | 0 | 0 | 0 | 0
LFG | 0 | 0 | 0 | 0 | 0 | 0
Nuc | 0 | 0 | 0 | 0 | 0 | 0
PS | 0 | 0 | 0 | 0 | 0 | 0
PV | 0 | 0 | 0 | 0 | 0 | 0
PeakG | 0 | 0 | 0 | 0 | 0 | 0
PeakO | 0 | 0 | 0 | 0 | 0 | 0
ST | 0 | 0 | 0 | 0 | 0 | 0
STOG | 0 | 0 | 0 | 0 | 0 | 0
STWD | 0 | 0 | 0 | 0 | 0 | 0
WT | 0 | 0 | 0 | 0 | 0 | 0
IGCC | 0 | 0 | 0 | 0 | 0 | 0
DemandResponse | 0 | 0 | 0 | 0 | 0 | 0
IGCC-CCS | 0 | 0 | 0 | 0 | 0 | 0
WT_off | 0 | 0 | 0 | 0 | 0 | 0
PseudoUnit | 0 | 0 | 0 | 0 | 0 | 0
FixedInterchange | 0 | 0 | 0 | 0 | 0 | 0
NOx Emissions (MMshortTons): NEISO
ReportingType | 2015 | 2020 | 2025 | 2030 | 2035 | 2040
BM | 0 | 0 | 0 | 0 | 0 | 0
CC | 0 | 0 | 0 | 0 | 0 | 0
CSP | 0 | 0 | 0 | 0 | 0 | 0
CT | 0 | 0 | 0 | 0 | 0 | 0
Coal | 0 | 0 | 0 | 0 | 0 | 0
Geo | 0 | 0 | 0 | 0 | 0 | 0
H | 0 | 0 | 0 | 0 | 0 | 0
LFG | 0 | 0 | 0 | 0 | 0 | 0
Nuc | 0 | 0 | 0 | 0 | 0 | 0
PS | 0 | 0 | 0 | 0 | 0 | 0
PV | 0 | 0 | 0 | 0 | 0 | 0
PeakG | 0 | 0 | 0 | 0 | 0 | 0
PeakO | 0 | 0 | 0 | 0 | 0 | 0
ST | 0 | 0 | 0 | 0 | 0 | 0
STOG | 0 | 0 | 0 | 0 | 0 | 0
STWD | 0 | 0 | 0 | 0 | 0 | 0
WT | 0 | 0 | 0 | 0 | 0 | 0
IGCC | 0 | 0 | 0 | 0 | 0 | 0
DemandResponse | 0 | 0 | 0 | 0 | 0 | 0
IGCC-CCS | 0 | 0 | 0 | 0 | 0 | 0
WT_off | 0 | 0 | 0 | 0 | 0 | 0
PseudoUnit | 0 | 0 | 0 | 0 | 0 | 0
FixedInterchange | 0 | 0 | 0 | 0 | 0 | 0
NOx Emissions (MMshortTons): NonRTO_Midwest
ReportingType | 2015 | 2020 | 2025 | 2030 | 2035 | 2040
BM | 0 | 0 | 0 | 0 | 0 | 0
CC | 0 | 0 | 0 | 0 | 0 | 0
CSP | 0 | 0 | 0 | 0 | 0 | 0
CT | 0 | 0 | 0 | 0 | 0 | 0
Coal | 0.04 | 0.04 | 0.03 | 0.03 | 0.01 | 0
Geo | 0 | 0 | 0 | 0 | 0 | 0
H | 0 | 0 | 0 | 0 | 0 | 0
LFG | 0 | 0 | 0 | 0 | 0 | 0
Nuc | 0 | 0 | 0 | 0 | 0 | 0
PS | 0 | 0 | 0 | 0 | 0 | 0
PV | 0 | 0 | 0 | 0 | 0 | 0
PeakG | 0 | 0 | 0 | 0 | 0 | 0
PeakO | 0 | 0 | 0 | 0 | 0 | 0
ST | 0 | 0 | 0 | 0 | 0 | 0
STOG | 0 | 0 | 0 | 0 | 0 | 0
STWD | 0 | 0 | 0 | 0 | 0 | 0
WT | 0 | 0 | 0 | 0 | 0 | 0
IGCC | 0 | 0 | 0 | 0 | 0 | 0
DemandResponse | 0 | 0 | 0 | 0 | 0 | 0
IGCC-CCS | 0 | 0 | 0 | 0 | 0 | 0
WT_off | 0 | 0 | 0 | 0 | 0 | 0
PseudoUnit | 0 | 0 | 0 | 0 | 0 | 0
FixedInterchange | 0 | 0 | 0 | 0 | 0 | 0
NOx Emissions (MMshortTons): NYISO_A-F
ReportingType | 2015 | 2020 | 2025 | 2030 | 2035 | 2040
BM | 0 | 0 | 0 | 0 | 0 | 0
CC | 0 | 0 | 0 | 0 | 0 | 0
CSP | 0 | 0 | 0 | 0 | 0 | 0
CT | 0 | 0 | 0 | 0 | 0 | 0
Coal | 0 | 0 | 0 | 0 | 0 | 0
Geo | 0 | 0 | 0 | 0 | 0 | 0
H | 0 | 0 | 0 | 0 | 0 | 0
LFG | 0 | 0 | 0 | 0 | 0 | 0
Nuc | 0 | 0 | 0 | 0 | 0 | 0
PS | 0 | 0 | 0 | 0 | 0 | 0
PV | 0 | 0 | 0 | 0 | 0 | 0
PeakG | 0 | 0 | 0 | 0 | 0 | 0
PeakO | 0 | 0 | 0 | 0 | 0 | 0
ST | 0 | 0 | 0 | 0 | 0 | 0
STOG | 0 | 0 | 0 | 0 | 0 | 0
STWD | 0 | 0 | 0 | 0 | 0 | 0
WT | 0 | 0 | 0 | 0 | 0 | 0
IGCC | 0 | 0 | 0 | 0 | 0 | 0
DemandResponse | 0 | 0 | 0 | 0 | 0 | 0
IGCC-CCS | 0 | 0 | 0 | 0 | 0 | 0
WT_off | 0 | 0 | 0 | 0 | 0 | 0
PseudoUnit | 0 | 0 | 0 | 0 | 0 | 0
FixedInterchange | 0 | 0 | 0 | 0 | 0 | 0
NOx Emissions (MMshortTons): NYISO_G-I
ReportingType | 2015 | 2020 | 2025 | 2030 | 2035 | 2040
BM | 0 | 0 | 0 | 0 | 0 | 0
CC | 0 | 0 | 0 | 0 | 0 | 0
CSP | 0 | 0 | 0 | 0 | 0 | 0
CT | 0 | 0 | 0 | 0 | 0 | 0
Coal | 0 | 0 | 0 | 0 | 0 | 0
Geo | 0 | 0 | 0 | 0 | 0 | 0
H | 0 | 0 | 0 | 0 | 0 | 0
LFG | 0 | 0 | 0 | 0 | 0 | 0
Nuc | 0 | 0 | 0 | 0 | 0 | 0
PS | 0 | 0 | 0 | 0 | 0 | 0
PV | 0 | 0 | 0 | 0 | 0 | 0
PeakG | 0 | 0 | 0 | 0 | 0 | 0
PeakO | 0 | 0 | 0 | 0 | 0 | 0
ST | 0 | 0 | 0 | 0 | 0 | 0
STOG | 0 | 0 | 0 | 0 | 0 | 0
STWD | 0 | 0 | 0 | 0 | 0 | 0
WT | 0 | 0 | 0 | 0 | 0 | 0
IGCC | 0 | 0 | 0 | 0 | 0 | 0
DemandResponse | 0 | 0 | 0 | 0 | 0 | 0
IGCC-CCS | 0 | 0 | 0 | 0 | 0 | 0
WT_off | 0 | 0 | 0 | 0 | 0 | 0
PseudoUnit | 0 | 0 | 0 | 0 | 0 | 0
FixedInterchange | 0 | 0 | 0 | 0 | 0 | 0
NOx Emissions (MMshortTons): NYISO_J-K
ReportingType | 2015 | 2020 | 2025 | 2030 | 2035 | 2040
BM | 0 | 0 | 0 | 0 | 0 | 0
CC | 0 | 0 | 0 | 0 | 0 | 0
CSP | 0 | 0 | 0 | 0 | 0 | 0
CT | 0 | 0 | 0 | 0 | 0 | 0
Coal | 0 | 0 | 0 | 0 | 0 | 0
Geo | 0 | 0 | 0 | 0 | 0 | 0
H | 0 | 0 | 0 | 0 | 0 | 0
LFG | 0 | 0 | 0 | 0 | 0 | 0
Nuc | 0 | 0 | 0 | 0 | 0 | 0
PS | 0 | 0 | 0 | 0 | 0 | 0
PV | 0 | 0 | 0 | 0 | 0 | 0
PeakG | 0 | 0 | 0 | 0 | 0 | 0
PeakO | 0 | 0 | 0 | 0 | 0 | 0
ST | 0 | 0 | 0 | 0 | 0 | 0
STOG | 0 | 0 | 0 | 0 | 0 | 0
STWD | 0 | 0 | 0 | 0 | 0 | 0
WT | 0 | 0 | 0 | 0 | 0 | 0
IGCC | 0 | 0 | 0 | 0 | 0 | 0
DemandResponse | 0 | 0 | 0 | 0 | 0 | 0
IGCC-CCS | 0 | 0 | 0 | 0 | 0 | 0
WT_off | 0 | 0 | 0 | 0 | 0 | 0
PseudoUnit | 0 | 0 | 0 | 0 | 0 | 0
FixedInterchange | 0 | 0 | 0 | 0 | 0 | 0
NOx Emissions (MMshortTons): PJM_E
ReportingType | 2015 | 2020 | 2025 | 2030 | 2035 | 2040
BM | 0 | 0 | 0 | 0 | 0 | 0
CC | 0 | 0 | 0.01 | 0.01 | 0.01 | 0.01
CSP | 0 | 0 | 0 | 0 | 0 | 0
CT | 0 | 0 | 0 | 0 | 0 | 0
Coal | 0 | 0 | 0 | 0 | 0 | 0
Geo | 0 | 0 | 0 | 0 | 0 | 0
H | 0 | 0 | 0 | 0 | 0 | 0
LFG | 0 | 0 | 0 | 0 | 0 | 0
Nuc | 0 | 0 | 0 | 0 | 0 | 0
PS | 0 | 0 | 0 | 0 | 0 | 0
PV | 0 | 0 | 0 | 0 | 0 | 0
PeakG | 0 | 0 | 0 | 0 | 0 | 0
PeakO | 0 | 0 | 0 | 0 | 0 | 0
ST | 0 | 0 | 0 | 0 | 0 | 0
STOG | 0 | 0 | 0 | 0 | 0 | 0
STWD | 0 | 0 | 0 | 0 | 0 | 0
WT | 0 | 0 | 0 | 0 | 0 | 0
IGCC | 0 | 0 | 0 | 0 | 0 | 0
DemandResponse | 0 | 0 | 0 | 0 | 0 | 0
IGCC-CCS | 0 | 0 | 0 | 0 | 0 | 0
WT_off | 0 | 0 | 0 | 0 | 0 | 0
PseudoUnit | 0 | 0 | 0 | 0 | 0 | 0
FixedInterchange | 0 | 0 | 0 | 0 | 0 | 0
NOx Emissions (MMshortTons): PJM_ROM
ReportingType | 2015 | 2020 | 2025 | 2030 | 2035 | 2040
BM | 0 | 0 | 0 | 0 | 0 | 0
CC | 0 | 0 | 0 | 0 | 0.01 | 0.01
CSP | 0 | 0 | 0 | 0 | 0 | 0
CT | 0 | 0 | 0 | 0 | 0 | 0
Coal | 0.04 | 0.03 | 0 | 0 | 0 | 0
Geo | 0 | 0 | 0 | 0 | 0 | 0
H | 0 | 0 | 0 | 0 | 0 | 0
LFG | 0 | 0 | 0 | 0 | 0 | 0
Nuc | 0 | 0 | 0 | 0 | 0 | 0
PS | 0 | 0 | 0 | 0 | 0 | 0
PV | 0 | 0 | 0 | 0 | 0 | 0
PeakG | 0 | 0 | 0 | 0 | 0 | 0
PeakO | 0 | 0 | 0 | 0 | 0 | 0
ST | 0 | 0 | 0 | 0 | 0 | 0
STOG | 0 | 0 | 0 | 0 | 0 | 0
STWD | 0 | 0 | 0 | 0 | 0 | 0
WT | 0 | 0 | 0 | 0 | 0 | 0
IGCC | 0 | 0 | 0 | 0 | 0 | 0
DemandResponse | 0 | 0 | 0 | 0 | 0 | 0
IGCC-CCS | 0 | 0 | 0 | 0 | 0 | 0
WT_off | 0 | 0 | 0 | 0 | 0 | 0
PseudoUnit | 0 | 0 | 0 | 0 | 0 | 0
FixedInterchange | 0 | 0 | 0 | 0 | 0 | 0
NOx Emissions (MMshortTons): PJM_ROR
ReportingType | 2015 | 2020 | 2025 | 2030 | 2035 | 2040
BM | 0 | 0 | 0 | 0 | 0 | 0
CC | 0 | 0.01 | 0.02 | 0.02 | 0.02 | 0.02
CSP | 0 | 0 | 0 | 0 | 0 | 0
CT | 0 | 0 | 0 | 0 | 0 | 0
Coal | 0.27 | 0.15 | 0.07 | 0.05 | 0.03 | 0.05
Geo | 0 | 0 | 0 | 0 | 0 | 0
H | 0 | 0 | 0 | 0 | 0 | 0
LFG | 0 | 0 | 0 | 0 | 0 | 0
Nuc | 0 | 0 | 0 | 0 | 0 | 0
PS | 0 | 0 | 0 | 0 | 0 | 0
PV | 0 | 0 | 0 | 0 | 0 | 0
PeakG | 0 | 0 | 0 | 0 | 0 | 0
PeakO | 0 | 0 | 0 | 0 | 0 | 0
ST | 0 | 0 | 0 | 0 | 0 | 0
STOG | 0 | 0 | 0 | 0 | 0 | 0
STWD | 0 | 0 | 0 | 0 | 0 | 0
WT | 0 | 0 | 0 | 0 | 0 | 0
IGCC | 0 | 0 | 0 | 0 | 0 | 0
DemandResponse | 0 | 0 | 0 | 0 | 0 | 0
IGCC-CCS | 0 | 0 | 0 | 0 | 0 | 0
WT_off | 0 | 0 | 0 | 0 | 0 | 0
PseudoUnit | 0 | 0 | 0 | 0 | 0 | 0
FixedInterchange | 0 | 0 | 0 | 0 | 0 | 0
NOx Emissions (MMshortTons): SOCO
ReportingType | 2015 | 2020 | 2025 | 2030 | 2035 | 2040
BM | 0 | 0 | 0 | 0 | 0 | 0
CC | 0.01 | 0.01 | 0.01 | 0.01 | 0.01 | 0
CSP | 0 | 0 | 0 | 0 | 0 | 0
CT | 0 | 0 | 0 | 0 | 0 | 0
Coal | 0.06 | 0.04 | 0.03 | 0.02 | 0 | 0
Geo | 0 | 0 | 0 | 0 | 0 | 0
H | 0 | 0 | 0 | 0 | 0 | 0
LFG | 0 | 0 | 0 | 0 | 0 | 0
Nuc | 0 | 0 | 0 | 0 | 0 | 0
PS | 0 | 0 | 0 | 0 | 0 | 0
PV | 0 | 0 | 0 | 0 | 0 | 0
PeakG | 0 | 0 | 0 | 0 | 0 | 0
PeakO | 0 | 0 | 0 | 0 | 0 | 0
ST | 0 | 0 | 0 | 0 | 0 | 0
STOG | 0 | 0 | 0 | 0 | 0 | 0
STWD | 0 | 0 | 0 | 0 | 0 | 0
WT | 0 | 0 | 0 | 0 | 0 | 0
IGCC | 0 | 0 | 0 | 0 | 0 | 0
DemandResponse | 0 | 0 | 0 | 0 | 0 | 0
IGCC-CCS | 0 | 0 | 0 | 0 | 0 | 0
WT_off | 0 | 0 | 0 | 0 | 0 | 0
PseudoUnit | 0 | 0 | 0 | 0 | 0 | 0
FixedInterchange | 0 | 0 | 0 | 0 | 0 | 0
NOx Emissions (MMshortTons): SPP_N
ReportingType | 2015 | 2020 | 2025 | 2030 | 2035 | 2040
BM | 0 | 0 | 0 | 0 | 0 | 0
CC | 0 | 0 | 0 | 0 | 0 | 0
CSP | 0 | 0 | 0 | 0 | 0 | 0
CT | 0 | 0 | 0 | 0 | 0 | 0
Coal | 0.06 | 0.06 | 0.05 | 0.01 | 0 | 0.01
Geo | 0 | 0 | 0 | 0 | 0 | 0
H | 0 | 0 | 0 | 0 | 0 | 0
LFG | 0 | 0 | 0 | 0 | 0 | 0
Nuc | 0 | 0 | 0 | 0 | 0 | 0
PS | 0 | 0 | 0 | 0 | 0 | 0
PV | 0 | 0 | 0 | 0 | 0 | 0
PeakG | 0 | 0 | 0 | 0 | 0 | 0
PeakO | 0 | 0 | 0 | 0 | 0 | 0
ST | 0 | 0 | 0 | 0 | 0 | 0
STOG | 0 | 0 | 0 | 0 | 0 | 0
STWD | 0 | 0 | 0 | 0 | 0 | 0
WT | 0 | 0 | 0 | 0 | 0 | 0
IGCC | 0 | 0 | 0 | 0 | 0 | 0
DemandResponse | 0 | 0 | 0 | 0 | 0 | 0
IGCC-CCS | 0 | 0 | 0 | 0 | 0 | 0
WT_off | 0 | 0 | 0 | 0 | 0 | 0
PseudoUnit | 0 | 0 | 0 | 0 | 0 | 0
FixedInterchange | 0 | 0 | 0 | 0 | 0 | 0
NOx Emissions (MMshortTons): SPP_S
ReportingType | 2015 | 2020 | 2025 | 2030 | 2035 | 2040
BM | 0 | 0 | 0 | 0 | 0 | 0
CC | 0 | 0 | 0.01 | 0 | 0 | 0
CSP | 0 | 0 | 0 | 0 | 0 | 0
CT | 0 | 0 | 0 | 0 | 0 | 0
Coal | 0.1 | 0.1 | 0.06 | 0 | 0 | 0
Geo | 0 | 0 | 0 | 0 | 0 | 0
H | 0 | 0 | 0 | 0 | 0 | 0
LFG | 0 | 0 | 0 | 0 | 0 | 0
Nuc | 0 | 0 | 0 | 0 | 0 | 0
PS | 0 | 0 | 0 | 0 | 0 | 0
PV | 0 | 0 | 0 | 0 | 0 | 0
PeakG | 0 | 0 | 0 | 0 | 0 | 0
PeakO | 0 | 0 | 0 | 0 | 0 | 0
ST | 0 | 0 | 0 | 0 | 0 | 0
STOG | 0 | 0.01 | 0 | 0 | 0 | 0
STWD | 0 | 0 | 0 | 0 | 0 | 0
WT | 0 | 0 | 0 | 0 | 0 | 0
IGCC | 0 | 0 | 0 | 0 | 0 | 0
DemandResponse | 0 | 0 | 0 | 0 | 0 | 0
IGCC-CCS | 0 | 0 | 0 | 0 | 0 | 0
WT_off | 0 | 0 | 0 | 0 | 0 | 0
PseudoUnit | 0 | 0 | 0 | 0 | 0 | 0
FixedInterchange | 0 | 0 | 0 | 0 | 0 | 0
NOx Emissions (MMshortTons): TVA
ReportingType | 2015 | 2020 | 2025 | 2030 | 2035 | 2040
BM | 0 | 0 | 0 | 0 | 0 | 0
CC | 0 | 0 | 0 | 0 | 0 | 0
CSP | 0 | 0 | 0 | 0 | 0 | 0
CT | 0 | 0 | 0 | 0 | 0 | 0
Coal | 0.07 | 0.02 | 0.01 | 0.01 | 0 | 0
Geo | 0 | 0 | 0 | 0 | 0 | 0
H | 0 | 0 | 0 | 0 | 0 | 0
LFG | 0 | 0 | 0 | 0 | 0 | 0
Nuc | 0 | 0 | 0 | 0 | 0 | 0
PS | 0 | 0 | 0 | 0 | 0 | 0
PV | 0 | 0 | 0 | 0 | 0 | 0
PeakG | 0 | 0 | 0 | 0 | 0 | 0
PeakO | 0 | 0 | 0 | 0 | 0 | 0
ST | 0 | 0 | 0 | 0 | 0 | 0
STOG | 0 | 0 | 0 | 0 | 0 | 0
STWD | 0 | 0 | 0 | 0 | 0 | 0
WT | 0 | 0 | 0 | 0 | 0 | 0
IGCC | 0 | 0 | 0 | 0 | 0 | 0
DemandResponse | 0 | 0 | 0 | 0 | 0 | 0
IGCC-CCS | 0 | 0 | 0 | 0 | 0 | 0
WT_off | 0 | 0 | 0 | 0 | 0 | 0
PseudoUnit | 0 | 0 | 0 | 0 | 0 | 0
FixedInterchange | 0 | 0 | 0 | 0 | 0 | 0
NOx Emissions (MMshortTons): TVA_Transmission
ReportingType | 2015 | 2020 | 2025 | 2030 | 2035 | 2040
BM | 0 | 0 | 0 | 0 | 0 | 0
CC | 0 | 0 | 0 | 0 | 0 | 0
CSP | 0 | 0 | 0 | 0 | 0 | 0
CT | 0 | 0 | 0 | 0 | 0 | 0
Coal | 0 | 0 | 0 | 0 | 0 | 0
Geo | 0 | 0 | 0 | 0 | 0 | 0
H | 0 | 0 | 0 | 0 | 0 | 0
LFG | 0 | 0 | 0 | 0 | 0 | 0
Nuc | 0 | 0 | 0 | 0 | 0 | 0
PS | 0 | 0 | 0 | 0 | 0 | 0
PV | 0 | 0 | 0 | 0 | 0 | 0
PeakG | 0 | 0 | 0 | 0 | 0 | 0
PeakO | 0 | 0 | 0 | 0 | 0 | 0
ST | 0 | 0 | 0 | 0 | 0 | 0
STOG | 0 | 0 | 0 | 0 | 0 | 0
STWD | 0 | 0 | 0 | 0 | 0 | 0
WT | 0 | 0 | 0 | 0 | 0 | 0
IGCC | 0 | 0 | 0 | 0 | 0 | 0
DemandResponse | 0 | 0 | 0 | 0 | 0 | 0
IGCC-CCS | 0 | 0 | 0 | 0 | 0 | 0
WT_off | 0 | 0 | 0 | 0 | 0 | 0
PseudoUnit | 0 | 0 | 0 | 0 | 0 | 0
FixedInterchange | 0 | 0 | 0 | 0 | 0 | 0
NOx Emissions (MMshortTons): VACAR
ReportingType | 2015 | 2020 | 2025 | 2030 | 2035 | 2040
BM | 0 | 0 | 0 | 0 | 0 | 0
CC | 0 | 0 | 0.01 | 0.01 | 0 | 0
CSP | 0 | 0 | 0 | 0 | 0 | 0
CT | 0 | 0 | 0 | 0 | 0 | 0
Coal | 0.05 | 0.04 | 0.02 | 0.01 | 0 | 0
Geo | 0 | 0 | 0 | 0 | 0 | 0
H | 0 | 0 | 0 | 0 | 0 | 0
LFG | 0 | 0 | 0 | 0 | 0 | 0
Nuc | 0 | 0 | 0 | 0 | 0 | 0
PS | 0 | 0 | 0 | 0 | 0 | 0
PV | 0 | 0 | 0 | 0 | 0 | 0
PeakG | 0 | 0 | 0 | 0 | 0 | 0
PeakO | 0 | 0 | 0 | 0 | 0 | 0
ST | 0 | 0 | 0 | 0 | 0 | 0
STOG | 0 | 0 | 0 | 0 | 0 | 0
STWD | 0 | 0 | 0 | 0 | 0 | 0
WT | 0 | 0 | 0 | 0 | 0 | 0
IGCC | 0 | 0 | 0 | 0 | 0 | 0
DemandResponse | 0 | 0 | 0 | 0 | 0 | 0
IGCC-CCS | 0 | 0 | 0 | 0 | 0 | 0
WT_off | 0 | 0 | 0 | 0 | 0 | 0
PseudoUnit | 0 | 0 | 0 | 0 | 0 | 0
FixedInterchange | 0 | 0 | 0 | 0 | 0 | 0
NOx Emissions (MMshortTons): IESO
ReportingType | 2015 | 2020 | 2025 | 2030 | 2035 | 2040
BM | 0 | 0 | 0 | 0 | 0 | 0
CC | 0 | 0 | 0 | 0 | 0 | 0
CSP | 0 | 0 | 0 | 0 | 0 | 0
CT | 0 | 0 | 0 | 0 | 0 | 0
Coal | 0 | 0 | 0 | 0 | 0 | 0
Geo | 0 | 0 | 0 | 0 | 0 | 0
H | 0 | 0 | 0 | 0 | 0 | 0
LFG | 0 | 0 | 0 | 0 | 0 | 0
Nuc | 0 | 0 | 0 | 0 | 0 | 0
PS | 0 | 0 | 0 | 0 | 0 | 0
PV | 0 | 0 | 0 | 0 | 0 | 0
PeakG | 0 | 0 | 0 | 0 | 0 | 0
PeakO | 0 | 0 | 0 | 0 | 0 | 0
ST | 0 | 0 | 0 | 0 | 0 | 0
STOG | 0 | 0 | 0 | 0 | 0 | 0
STWD | 0 | 0 | 0 | 0 | 0 | 0
WT | 0 | 0 | 0 | 0 | 0 | 0
IGCC | 0 | 0 | 0 | 0 | 0 | 0
DemandResponse | 0 | 0 | 0 | 0 | 0 | 0
IGCC-CCS | 0 | 0 | 0 | 0 | 0 | 0
WT_off | 0 | 0 | 0 | 0 | 0 | 0
PseudoUnit | 0 | 0 | 0 | 0 | 0 | 0
FixedInterchange | 0 | 0 | 0 | 0 | 0 | 0
NOx Emissions (MMshortTons): MAPP_CA
ReportingType | 2015 | 2020 | 2025 | 2030 | 2035 | 2040
BM | 0 | 0 | 0 | 0 | 0 | 0
CC | 0 | 0 | 0 | 0 | 0 | 0
CSP | 0 | 0 | 0 | 0 | 0 | 0
CT | 0 | 0 | 0 | 0 | 0 | 0
Coal | 0 | 0 | 0 | 0 | 0 | 0
Geo | 0 | 0 | 0 | 0 | 0 | 0
H | 0 | 0 | 0 | 0 | 0 | 0
LFG | 0 | 0 | 0 | 0 | 0 | 0
Nuc | 0 | 0 | 0 | 0 | 0 | 0
PS | 0 | 0 | 0 | 0 | 0 | 0
PV | 0 | 0 | 0 | 0 | 0 | 0
PeakG | 0 | 0 | 0 | 0 | 0 | 0
PeakO | 0 | 0 | 0 | 0 | 0 | 0
ST | 0 | 0 | 0 | 0 | 0 | 0
STOG | 0 | 0 | 0 | 0 | 0 | 0
STWD | 0 | 0 | 0 | 0 | 0 | 0
WT | 0 | 0 | 0 | 0 | 0 | 0
IGCC | 0 | 0 | 0 | 0 | 0 | 0
DemandResponse | 0 | 0 | 0 | 0 | 0 | 0
IGCC-CCS | 0 | 0 | 0 | 0 | 0 | 0
WT_off | 0 | 0 | 0 | 0 | 0 | 0
PseudoUnit | 0 | 0 | 0 | 0 | 0 | 0
FixedInterchange | 0 | 0 | 0 | 0 | 0 | 0
NOx Emissions (MMshortTons): AZ_NM_SNV_Coal
ReportingType | 2015 | 2020 | 2025 | 2030 | 2035 | 2040
BM | 0 | 0 | 0 | 0 | 0 | 0
CC | 0 | 0 | 0 | 0 | 0 | 0
CSP | 0 | 0 | 0 | 0 | 0 | 0
CT | 0 | 0 | 0 | 0 | 0 | 0
Coal | 0.12 | 0.12 | 0.12 | 0.07 | 0.04 | 0.05
Geo | 0 | 0 | 0 | 0 | 0 | 0
H | 0 | 0 | 0 | 0 | 0 | 0
LFG | 0 | 0 | 0 | 0 | 0 | 0
Nuc | 0 | 0 | 0 | 0 | 0 | 0
PS | 0 | 0 | 0 | 0 | 0 | 0
PV | 0 | 0 | 0 | 0 | 0 | 0
PeakG | 0 | 0 | 0 | 0 | 0 | 0
PeakO | 0 | 0 | 0 | 0 | 0 | 0
ST | 0 | 0 | 0 | 0 | 0 | 0
STOG | 0 | 0 | 0 | 0 | 0 | 0
STWD | 0 | 0 | 0 | 0 | 0 | 0
WT | 0 | 0 | 0 | 0 | 0 | 0
IGCC | 0 | 0 | 0 | 0 | 0 | 0
DemandResponse | 0 | 0 | 0 | 0 | 0 | 0
IGCC-CCS | 0 | 0 | 0 | 0 | 0 | 0
WT_off | 0 | 0 | 0 | 0 | 0 | 0
PseudoUnit | 0 | 0 | 0 | 0 | 0 | 0
FixedInterchange | 0 | 0 | 0 | 0 | 0 | 0
NOx Emissions (MMshortTons): AZ_NM_SNV_Gas
ReportingType | 2015 | 2020 | 2025 | 2030 | 2035 | 2040
BM | 0 | 0 | 0 | 0 | 0 | 0
CC | 0.01 | 0.01 | 0.01 | 0.01 | 0.01 | 0.01
CSP | 0 | 0 | 0 | 0 | 0 | 0
CT | 0 | 0 | 0 | 0 | 0 | 0
Coal | 0 | 0 | 0 | 0 | 0 | 0
Geo | 0 | 0 | 0 | 0 | 0 | 0
H | 0 | 0 | 0 | 0 | 0 | 0
LFG | 0 | 0 | 0 | 0 | 0 | 0
Nuc | 0 | 0 | 0 | 0 | 0 | 0
PS | 0 | 0 | 0 | 0 | 0 | 0
PV | 0 | 0 | 0 | 0 | 0 | 0
PeakG | 0 | 0 | 0 | 0 | 0 | 0
PeakO | 0 | 0 | 0 | 0 | 0 | 0
ST | 0 | 0 | 0 | 0 | 0 | 0
STOG | 0 | 0 | 0 | 0 | 0 | 0
STWD | 0 | 0 | 0 | 0 | 0 | 0
WT | 0 | 0 | 0 | 0 | 0 | 0
IGCC | 0 | 0 | 0 | 0 | 0 | 0
DemandResponse | 0 | 0 | 0 | 0 | 0 | 0
IGCC-CCS | 0 | 0 | 0 | 0 | 0 | 0
WT_off | 0 | 0 | 0 | 0 | 0 | 0
PseudoUnit | 0 | 0 | 0 | 0 | 0 | 0
FixedInterchange | 0 | 0 | 0 | 0 | 0 | 0
NOx Emissions (MMshortTons): AZ_NM_SNV_NucRenew
ReportingType | 2015 | 2020 | 2025 | 2030 | 2035 | 2040
BM | 0 | 0 | 0 | 0 | 0 | 0
CC | 0 | 0 | 0 | 0 | 0 | 0
CSP | 0 | 0 | 0 | 0 | 0 | 0
CT | 0 | 0 | 0 | 0 | 0 | 0
Coal | 0 | 0 | 0 | 0 | 0 | 0
Geo | 0 | 0 | 0 | 0 | 0 | 0
H | 0 | 0 | 0 | 0 | 0 | 0
LFG | 0 | 0 | 0 | 0 | 0 | 0
Nuc | 0 | 0 | 0 | 0 | 0 | 0
PS | 0 | 0 | 0 | 0 | 0 | 0
PV | 0 | 0 | 0 | 0 | 0 | 0
PeakG | 0 | 0 | 0 | 0 | 0 | 0
PeakO | 0 | 0 | 0 | 0 | 0 | 0
ST | 0 | 0 | 0 | 0 | 0 | 0
STOG | 0 | 0 | 0 | 0 | 0 | 0
STWD | 0 | 0 | 0 | 0 | 0 | 0
WT | 0 | 0 | 0 | 0 | 0 | 0
IGCC | 0 | 0 | 0 | 0 | 0 | 0
DemandResponse | 0 | 0 | 0 | 0 | 0 | 0
IGCC-CCS | 0 | 0 | 0 | 0 | 0 | 0
WT_off | 0 | 0 | 0 | 0 | 0 | 0
PseudoUnit | 0 | 0 | 0 | 0 | 0 | 0
FixedInterchange | 0 | 0 | 0 | 0 | 0 | 0
NOx Emissions (MMshortTons): ERCOT
ReportingType | 2015 | 2020 | 2025 | 2030 | 2035 | 2040
BM | 0 | 0 | 0 | 0 | 0 | 0
CC | 0.01 | 0.01 | 0.02 | 0.01 | 0.01 | 0.01
CSP | 0 | 0 | 0 | 0 | 0 | 0
CT | 0 | 0 | 0 | 0 | 0 | 0
Coal | 0.06 | 0.04 | 0.01 | 0.01 | 0 | 0.01
Geo | 0 | 0 | 0 | 0 | 0 | 0
H | 0 | 0 | 0 | 0 | 0 | 0
LFG | 0 | 0 | 0 | 0 | 0 | 0
Nuc | 0 | 0 | 0 | 0 | 0 | 0
PS | 0 | 0 | 0 | 0 | 0 | 0
PV | 0 | 0 | 0 | 0 | 0 | 0
PeakG | 0 | 0 | 0 | 0 | 0 | 0
PeakO | 0 | 0 | 0 | 0 | 0 | 0
ST | 0 | 0 | 0 | 0 | 0 | 0
STOG | 0.01 | 0.01 | 0 | 0 | 0 | 0
STWD | 0 | 0 | 0 | 0 | 0 | 0
WT | 0 | 0 | 0 | 0 | 0 | 0
IGCC | 0 | 0 | 0 | 0 | 0 | 0
DemandResponse | 0 | 0 | 0 | 0 | 0 | 0
IGCC-CCS | 0 | 0 | 0 | 0 | 0 | 0
WT_off | 0 | 0 | 0 | 0 | 0 | 0
PseudoUnit | 0 | 0 | 0 | 0 | 0 | 0
FixedInterchange | 0 | 0 | 0 | 0 | 0 | 0
NOx Emissions (MMshortTons): NP15
ReportingType | 2015 | 2020 | 2025 | 2030 | 2035 | 2040
BM | 0 | 0 | 0 | 0 | 0 | 0
CC | 0 | 0 | 0 | 0 | 0 | 0
CSP | 0 | 0 | 0 | 0 | 0 | 0
CT | 0 | 0 | 0 | 0 | 0 | 0
Coal | 0 | 0 | 0 | 0 | 0 | 0
Geo | 0 | 0 | 0 | 0 | 0 | 0
H | 0 | 0 | 0 | 0 | 0 | 0
LFG | 0 | 0 | 0 | 0 | 0 | 0
Nuc | 0 | 0 | 0 | 0 | 0 | 0
PS | 0 | 0 | 0 | 0 | 0 | 0
PV | 0 | 0 | 0 | 0 | 0 | 0
PeakG | 0 | 0 | 0 | 0 | 0 | 0
PeakO | 0 | 0 | 0 | 0 | 0 | 0
ST | 0 | 0 | 0 | 0 | 0 | 0
STOG | 0 | 0 | 0 | 0 | 0 | 0
STWD | 0 | 0 | 0 | 0 | 0 | 0
WT | 0 | 0 | 0 | 0 | 0 | 0
IGCC | 0 | 0 | 0 | 0 | 0 | 0
DemandResponse | 0 | 0 | 0 | 0 | 0 | 0
IGCC-CCS | 0 | 0 | 0 | 0 | 0 | 0
WT_off | 0 | 0 | 0 | 0 | 0 | 0
PseudoUnit | 0 | 0 | 0 | 0 | 0 | 0
FixedInterchange | 0 | 0 | 0 | 0 | 0 | 0
NOx Emissions (MMshortTons): NWPP_Coal
ReportingType | 2015 | 2020 | 2025 | 2030 | 2035 | 2040
BM | 0 | 0 | 0 | 0 | 0 | 0
CC | 0 | 0 | 0 | 0 | 0 | 0
CSP | 0 | 0 | 0 | 0 | 0 | 0
CT | 0 | 0 | 0 | 0 | 0 | 0
Coal | 0.14 | 0.14 | 0.14 | 0.12 | 0.09 | 0.1
Geo | 0 | 0 | 0 | 0 | 0 | 0
H | 0 | 0 | 0 | 0 | 0 | 0
LFG | 0 | 0 | 0 | 0 | 0 | 0
Nuc | 0 | 0 | 0 | 0 | 0 | 0
PS | 0 | 0 | 0 | 0 | 0 | 0
PV | 0 | 0 | 0 | 0 | 0 | 0
PeakG | 0 | 0 | 0 | 0 | 0 | 0
PeakO | 0 | 0 | 0 | 0 | 0 | 0
ST | 0 | 0 | 0 | 0 | 0 | 0
STOG | 0 | 0 | 0 | 0 | 0 | 0
STWD | 0 | 0 | 0 | 0 | 0 | 0
WT | 0 | 0 | 0 | 0 | 0 | 0
IGCC | 0 | 0 | 0 | 0 | 0 | 0
DemandResponse | 0 | 0 | 0 | 0 | 0 | 0
IGCC-CCS | 0 | 0 | 0 | 0 | 0 | 0
WT_off | 0 | 0 | 0 | 0 | 0 | 0
PseudoUnit | 0 | 0 | 0 | 0 | 0 | 0
FixedInterchange | 0 | 0 | 0 | 0 | 0 | 0
NOx Emissions (MMshortTons): NWPP_Gas
ReportingType | 2015 | 2020 | 2025 | 2030 | 2035 | 2040
BM | 0 | 0 | 0 | 0 | 0 | 0
CC | 0 | 0 | 0 | 0 | 0 | 0
CSP | 0 | 0 | 0 | 0 | 0 | 0
CT | 0 | 0 | 0 | 0 | 0 | 0
Coal | 0 | 0 | 0 | 0 | 0 | 0
Geo | 0 | 0 | 0 | 0 | 0 | 0
H | 0 | 0 | 0 | 0 | 0 | 0
LFG | 0 | 0 | 0 | 0 | 0 | 0
Nuc | 0 | 0 | 0 | 0 | 0 | 0
PS | 0 | 0 | 0 | 0 | 0 | 0
PV | 0 | 0 | 0 | 0 | 0 | 0
PeakG | 0 | 0 | 0 | 0 | 0 | 0
PeakO | 0 | 0 | 0 | 0 | 0 | 0
ST | 0 | 0 | 0 | 0 | 0 | 0
STOG | 0 | 0 | 0 | 0 | 0 | 0
STWD | 0 | 0 | 0 | 0 | 0 | 0
WT | 0 | 0 | 0 | 0 | 0 | 0
IGCC | 0 | 0 | 0 | 0 | 0 | 0
DemandResponse | 0 | 0 | 0 | 0 | 0 | 0
IGCC-CCS | 0 | 0 | 0 | 0 | 0 | 0
WT_off | 0 | 0 | 0 | 0 | 0 | 0
PseudoUnit | 0 | 0 | 0 | 0 | 0 | 0
FixedInterchange | 0 | 0 | 0 | 0 | 0 | 0
NOx Emissions (MMshortTons): NWPP_NucRenew
ReportingType | 2015 | 2020 | 2025 | 2030 | 2035 | 2040
BM | 0 | 0 | 0 | 0 | 0 | 0
CC | 0 | 0 | 0 | 0 | 0 | 0
CSP | 0 | 0 | 0 | 0 | 0 | 0
CT | 0 | 0 | 0 | 0 | 0 | 0
Coal | 0 | 0 | 0 | 0 | 0 | 0
Geo | 0 | 0 | 0 | 0 | 0 | 0
H | 0 | 0 | 0 | 0 | 0 | 0
LFG | 0 | 0 | 0 | 0 | 0 | 0
Nuc | 0 | 0 | 0 | 0 | 0 | 0
PS | 0 | 0 | 0 | 0 | 0 | 0
PV | 0 | 0 | 0 | 0 | 0 | 0
PeakG | 0 | 0 | 0 | 0 | 0 | 0
PeakO | 0 | 0 | 0 | 0 | 0 | 0
ST | 0 | 0 | 0 | 0 | 0 | 0
STOG | 0 | 0 | 0 | 0 | 0 | 0
STWD | 0 | 0 | 0 | 0 | 0 | 0
WT | 0 | 0 | 0 | 0 | 0 | 0
IGCC | 0 | 0 | 0 | 0 | 0 | 0
DemandResponse | 0 | 0 | 0 | 0 | 0 | 0
IGCC-CCS | 0 | 0 | 0 | 0 | 0 | 0
WT_off | 0 | 0 | 0 | 0 | 0 | 0
PseudoUnit | 0 | 0 | 0 | 0 | 0 | 0
FixedInterchange | 0 | 0 | 0 | 0 | 0 | 0
NOx Emissions (MMshortTons): RMPA
ReportingType | 2015 | 2020 | 2025 | 2030 | 2035 | 2040
BM | 0 | 0 | 0 | 0 | 0 | 0
CC | 0 | 0 | 0 | 0 | 0 | 0
CSP | 0 | 0 | 0 | 0 | 0 | 0
CT | 0 | 0 | 0 | 0 | 0 | 0
Coal | 0.06 | 0.06 | 0.05 | 0.04 | 0.03 | 0.04
Geo | 0 | 0 | 0 | 0 | 0 | 0
H | 0 | 0 | 0 | 0 | 0 | 0
LFG | 0 | 0 | 0 | 0 | 0 | 0
Nuc | 0 | 0 | 0 | 0 | 0 | 0
PS | 0 | 0 | 0 | 0 | 0 | 0
PV | 0 | 0 | 0 | 0 | 0 | 0
PeakG | 0 | 0 | 0 | 0 | 0 | 0
PeakO | 0 | 0 | 0 | 0 | 0 | 0
ST | 0 | 0 | 0 | 0 | 0 | 0
STOG | 0 | 0 | 0 | 0 | 0 | 0
STWD | 0 | 0 | 0 | 0 | 0 | 0
WT | 0 | 0 | 0 | 0 | 0 | 0
IGCC | 0 | 0 | 0 | 0 | 0 | 0.01
DemandResponse | 0 | 0 | 0 | 0 | 0 | 0
IGCC-CCS | 0 | 0 | 0 | 0 | 0 | 0
WT_off | 0 | 0 | 0 | 0 | 0 | 0
PseudoUnit | 0 | 0 | 0 | 0 | 0 | 0
FixedInterchange | 0 | 0 | 0 | 0 | 0 | 0
NOx Emissions (MMshortTons): SP15
ReportingType | 2015 | 2020 | 2025 | 2030 | 2035 | 2040
BM | 0 | 0 | 0 | 0 | 0 | 0
CC | 0 | 0 | 0 | 0 | 0 | 0
CSP | 0 | 0 | 0 | 0 | 0 | 0
CT | 0 | 0 | 0 | 0 | 0 | 0
Coal | 0 | 0 | 0 | 0 | 0 | 0
Geo | 0 | 0 | 0 | 0 | 0 | 0
H | 0 | 0 | 0 | 0 | 0 | 0
LFG | 0 | 0 | 0 | 0 | 0 | 0
Nuc | 0 | 0 | 0 | 0 | 0 | 0
PS | 0 | 0 | 0 | 0 | 0 | 0
PV | 0 | 0 | 0 | 0 | 0 | 0
PeakG | 0 | 0 | 0 | 0 | 0 | 0
PeakO | 0 | 0 | 0 | 0 | 0 | 0
ST | 0 | 0 | 0 | 0 | 0 | 0
STOG | 0 | 0 | 0 | 0 | 0 | 0
STWD | 0 | 0 | 0 | 0 | 0 | 0
WT | 0 | 0 | 0 | 0 | 0 | 0
IGCC | 0 | 0 | 0 | 0 | 0 | 0
DemandResponse | 0 | 0 | 0 | 0 | 0 | 0
IGCC-CCS | 0 | 0 | 0 | 0 | 0 | 0
WT_off | 0 | 0 | 0 | 0 | 0 | 0
PseudoUnit | 0 | 0 | 0 | 0 | 0 | 0
FixedInterchange | 0 | 0 | 0 | 0 | 0 | 0
NOx Emissions (MMshortTons): ALB
ReportingType | 2015 | 2020 | 2025 | 2030 | 2035 | 2040
BM | 0 | 0 | 0 | 0 | 0 | 0
CC | 0 | 0 | 0 | 0 | 0 | 0
CSP | 0 | 0 | 0 | 0 | 0 | 0
CT | 0 | 0 | 0 | 0 | 0 | 0
Coal | 0.01 | 0.01 | 0.01 | 0.01 | 0.01 | 0.01
Geo | 0 | 0 | 0 | 0 | 0 | 0
H | 0 | 0 | 0 | 0 | 0 | 0
LFG | 0 | 0 | 0 | 0 | 0 | 0
Nuc | 0 | 0 | 0 | 0 | 0 | 0
PS | 0 | 0 | 0 | 0 | 0 | 0
PV | 0 | 0 | 0 | 0 | 0 | 0
PeakG | 0 | 0 | 0 | 0 | 0 | 0
PeakO | 0 | 0 | 0 | 0 | 0 | 0
ST | 0 | 0 | 0 | 0 | 0 | 0
STOG | 0 | 0 | 0 | 0 | 0 | 0
STWD | 0 | 0 | 0 | 0 | 0 | 0
WT | 0 | 0 | 0 | 0 | 0 | 0
IGCC | 0 | 0 | 0 | 0 | 0 | 0
DemandResponse | 0 | 0 | 0 | 0 | 0 | 0
IGCC-CCS | 0 | 0 | 0 | 0 | 0 | 0
WT_off | 0 | 0 | 0 | 0 | 0 | 0
PseudoUnit | 0 | 0 | 0 | 0 | 0 | 0
FixedInterchange | 0 | 0 | 0 | 0 | 0 | 0
NOx Emissions (MMshortTons): BC
ReportingType | 2015 | 2020 | 2025 | 2030 | 2035 | 2040
BM | 0 | 0 | 0 | 0 | 0 | 0
CC | 0 | 0 | 0 | 0 | 0 | 0
CSP | 0 | 0 | 0 | 0 | 0 | 0
CT | 0 | 0 | 0 | 0 | 0 | 0
Coal | 0 | 0 | 0 | 0 | 0 | 0
Geo | 0 | 0 | 0 | 0 | 0 | 0
H | 0 | 0 | 0 | 0 | 0 | 0
LFG | 0 | 0 | 0 | 0 | 0 | 0
Nuc | 0 | 0 | 0 | 0 | 0 | 0
PS | 0 | 0 | 0 | 0 | 0 | 0
PV | 0 | 0 | 0 | 0 | 0 | 0
PeakG | 0 | 0 | 0 | 0 | 0 | 0
PeakO | 0 | 0 | 0 | 0 | 0 | 0
ST | 0 | 0 | 0 | 0 | 0 | 0
STOG | 0 | 0 | 0 | 0 | 0 | 0
STWD | 0 | 0 | 0 | 0 | 0 | 0
WT | 0 | 0 | 0 | 0 | 0 | 0
IGCC | 0 | 0 | 0 | 0 | 0 | 0
DemandResponse | 0 | 0 | 0 | 0 | 0 | 0
IGCC-CCS | 0 | 0 | 0 | 0 | 0 | 0
WT_off | 0 | 0 | 0 | 0 | 0 | 0
PseudoUnit | 0 | 0 | 0 | 0 | 0 | 0
FixedInterchange | 0 | 0 | 0 | 0 | 0 | 0
NOx Emissions (MMshortTons): HQ_IESO
ReportingType | 2015 | 2020 | 2025 | 2030 | 2035 | 2040
BM | 0 | 0 | 0 | 0 | 0 | 0
CC | 0 | 0 | 0 | 0 | 0 | 0
CSP | 0 | 0 | 0 | 0 | 0 | 0
CT | 0 | 0 | 0 | 0 | 0 | 0
Coal | 0 | 0 | 0 | 0 | 0 | 0
Geo | 0 | 0 | 0 | 0 | 0 | 0
H | 0 | 0 | 0 | 0 | 0 | 0
LFG | 0 | 0 | 0 | 0 | 0 | 0
Nuc | 0 | 0 | 0 | 0 | 0 | 0
PS | 0 | 0 | 0 | 0 | 0 | 0
PV | 0 | 0 | 0 | 0 | 0 | 0
PeakG | 0 | 0 | 0 | 0 | 0 | 0
PeakO | 0 | 0 | 0 | 0 | 0 | 0
ST | 0 | 0 | 0 | 0 | 0 | 0
STOG | 0 | 0 | 0 | 0 | 0 | 0
STWD | 0 | 0 | 0 | 0 | 0 | 0
WT | 0 | 0 | 0 | 0 | 0 | 0
IGCC | 0 | 0 | 0 | 0 | 0 | 0
DemandResponse | 0 | 0 | 0 | 0 | 0 | 0
IGCC-CCS | 0 | 0 | 0 | 0 | 0 | 0
WT_off | 0 | 0 | 0 | 0 | 0 | 0
PseudoUnit | 0 | 0 | 0 | 0 | 0 | 0
FixedInterchange | 0 | 0 | 0 | 0 | 0 | 0
NOx Emissions (MMshortTons): HQ_NEISO
ReportingType | 2015 | 2020 | 2025 | 2030 | 2035 | 2040
BM | 0 | 0 | 0 | 0 | 0 | 0
CC | 0 | 0 | 0 | 0 | 0 | 0
CSP | 0 | 0 | 0 | 0 | 0 | 0
CT | 0 | 0 | 0 | 0 | 0 | 0
Coal | 0 | 0 | 0 | 0 | 0 | 0
Geo | 0 | 0 | 0 | 0 | 0 | 0
H | 0 | 0 | 0 | 0 | 0 | 0
LFG | 0 | 0 | 0 | 0 | 0 | 0
Nuc | 0 | 0 | 0 | 0 | 0 | 0
PS | 0 | 0 | 0 | 0 | 0 | 0
PV | 0 | 0 | 0 | 0 | 0 | 0
PeakG | 0 | 0 | 0 | 0 | 0 | 0
PeakO | 0 | 0 | 0 | 0 | 0 | 0
ST | 0 | 0 | 0 | 0 | 0 | 0
STOG | 0 | 0 | 0 | 0 | 0 | 0
STWD | 0 | 0 | 0 | 0 | 0 | 0
WT | 0 | 0 | 0 | 0 | 0 | 0
IGCC | 0 | 0 | 0 | 0 | 0 | 0
DemandResponse | 0 | 0 | 0 | 0 | 0 | 0
IGCC-CCS | 0 | 0 | 0 | 0 | 0 | 0
WT_off | 0 | 0 | 0 | 0 | 0 | 0
PseudoUnit | 0 | 0 | 0 | 0 | 0 | 0
FixedInterchange | 0 | 0 | 0 | 0 | 0 | 0
NOx Emissions (MMshortTons): HQ_NY
ReportingType | 2015 | 2020 | 2025 | 2030 | 2035 | 2040
BM | 0 | 0 | 0 | 0 | 0 | 0
CC | 0 | 0 | 0 | 0 | 0 | 0
CSP | 0 | 0 | 0 | 0 | 0 | 0
CT | 0 | 0 | 0 | 0 | 0 | 0
Coal | 0 | 0 | 0 | 0 | 0 | 0
Geo | 0 | 0 | 0 | 0 | 0 | 0
H | 0 | 0 | 0 | 0 | 0 | 0
LFG | 0 | 0 | 0 | 0 | 0 | 0
Nuc | 0 | 0 | 0 | 0 | 0 | 0
PS | 0 | 0 | 0 | 0 | 0 | 0
PV | 0 | 0 | 0 | 0 | 0 | 0
PeakG | 0 | 0 | 0 | 0 | 0 | 0
PeakO | 0 | 0 | 0 | 0 | 0 | 0
ST | 0 | 0 | 0 | 0 | 0 | 0
STOG | 0 | 0 | 0 | 0 | 0 | 0
STWD | 0 | 0 | 0 | 0 | 0 | 0
WT | 0 | 0 | 0 | 0 | 0 | 0
IGCC | 0 | 0 | 0 | 0 | 0 | 0
DemandResponse | 0 | 0 | 0 | 0 | 0 | 0
IGCC-CCS | 0 | 0 | 0 | 0 | 0 | 0
WT_off | 0 | 0 | 0 | 0 | 0 | 0
PseudoUnit | 0 | 0 | 0 | 0 | 0 | 0
FixedInterchange | 0 | 0 | 0 | 0 | 0 | 0
NOx Emissions (MMshortTons): MARITIMES
ReportingType | 2015 | 2020 | 2025 | 2030 | 2035 | 2040
BM | 0 | 0 | 0 | 0 | 0 | 0
CC | 0 | 0 | 0 | 0 | 0 | 0
CSP | 0 | 0 | 0 | 0 | 0 | 0
CT | 0 | 0 | 0 | 0 | 0 | 0
Coal | 0 | 0 | 0 | 0 | 0 | 0
Geo | 0 | 0 | 0 | 0 | 0 | 0
H | 0 | 0 | 0 | 0 | 0 | 0
LFG | 0 | 0 | 0 | 0 | 0 | 0
Nuc | 0 | 0 | 0 | 0 | 0 | 0
PS | 0 | 0 | 0 | 0 | 0 | 0
PV | 0 | 0 | 0 | 0 | 0 | 0
PeakG | 0 | 0 | 0 | 0 | 0 | 0
PeakO | 0 | 0 | 0 | 0 | 0 | 0
ST | 0 | 0 | 0 | 0 | 0 | 0
STOG | 0 | 0 | 0 | 0 | 0 | 0
STWD | 0 | 0 | 0 | 0 | 0 | 0
WT | 0 | 0 | 0 | 0 | 0 | 0
IGCC | 0 | 0 | 0 | 0 | 0 | 0
DemandResponse | 0 | 0 | 0 | 0 | 0 | 0
IGCC-CCS | 0 | 0 | 0 | 0 | 0 | 0
WT_off | 0 | 0 | 0 | 0 | 0 | 0
PseudoUnit | 0 | 0 | 0 | 0 | 0 | 0
FixedInterchange | 0 | 0 | 0 | 0 | 0 | 0
NOx Emissions (MMshortTons): All
ReportingType | 2015 | 2020 | 2025 | 2030 | 2035 | 2040
BM | 0 | 0 | 0 | 0 | 0 | 0
CC | 0.08 | 0.1 | 0.14 | 0.14 | 0.12 | 0.1
CSP | 0 | 0 | 0 | 0 | 0 | 0
CT | 0 | 0 | 0 | 0 | 0 | 0.01
Coal | 1.55 | 1.2 | 0.82 | 0.51 | 0.27 | 0.4
Geo | 0 | 0 | 0 | 0 | 0 | 0
H | 0 | 0 | 0 | 0 | 0 | 0
LFG | 0 | 0 | 0 | 0 | 0 | 0
Nuc | 0 | 0 | 0 | 0 | 0 | 0
PS | 0 | 0 | 0 | 0 | 0 | 0
PV | 0 | 0 | 0 | 0 | 0 | 0
PeakG | 0 | 0 | 0.02 | 0.02 | 0.01 | 0.01
PeakO | 0 | 0 | 0 | 0 | 0 | 0
ST | 0 | 0 | 0 | 0 | 0 | 0
STOG | 0.02 | 0.03 | 0.01 | 0 | 0 | 0
STWD | 0 | 0 | 0 | 0 | 0 | 0
WT | 0 | 0 | 0 | 0 | 0 | 0
IGCC | 0 | 0 | 0 | 0 | 0 | 0.01
DemandResponse | 0 | 0 | 0 | 0 | 0 | 0
IGCC-CCS | 0 | 0 | 0 | 0 | 0 | 0
WT_off | 0 | 0 | 0 | 0 | 0 | 0
PseudoUnit | 0 | 0 | 0 | 0 | 0 | 0
FixedInterchange | 0 | 0 | 0 | 0 | 0 | 0
NOx Emissions (MMshortTons): EI_US
ReportingType | 2015 | 2020 | 2025 | 2030 | 2035 | 2040
BM | 0 | 0 | 0 | 0 | 0 | 0
CC | 0.05 | 0.07 | 0.1 | 0.1 | 0.09 | 0.08
CSP | 0 | 0 | 0 | 0 | 0 | 0
CT | 0 | 0 | 0 | 0 | 0 | 0.01
Coal | 1.16 | 0.83 | 0.49 | 0.26 | 0.1 | 0.19
Geo | 0 | 0 | 0 | 0 | 0 | 0
H | 0 | 0 | 0 | 0 | 0 | 0
LFG | 0 | 0 | 0 | 0 | 0 | 0
Nuc | 0 | 0 | 0 | 0 | 0 | 0
PS | 0 | 0 | 0 | 0 | 0 | 0
PV | 0 | 0 | 0 | 0 | 0 | 0
PeakG | 0 | 0 | 0.02 | 0.01 | 0.01 | 0.01
PeakO | 0 | 0 | 0 | 0 | 0 | 0
ST | 0 | 0 | 0 | 0 | 0 | 0
STOG | 0.01 | 0.02 | 0 | 0 | 0 | 0
STWD | 0 | 0 | 0 | 0 | 0 | 0
WT | 0 | 0 | 0 | 0 | 0 | 0
IGCC | 0 | 0 | 0 | 0 | 0 | 0
DemandResponse | 0 | 0 | 0 | 0 | 0 | 0
IGCC-CCS | 0 | 0 | 0 | 0 | 0 | 0
WT_off | 0 | 0 | 0 | 0 | 0 | 0
PseudoUnit | 0 | 0 | 0 | 0 | 0 | 0
FixedInterchange | 0 | 0 | 0 | 0 | 0 | 0
NOx Emissions (MMshortTons): EI_Canada
ReportingType | 2015 | 2020 | 2025 | 2030 | 2035 | 2040
BM | 0 | 0 | 0 | 0 | 0 | 0
CC | 0 | 0 | 0 | 0 | 0 | 0
CSP | 0 | 0 | 0 | 0 | 0 | 0
CT | 0 | 0 | 0 | 0 | 0 | 0
Coal | 0 | 0 | 0 | 0 | 0 | 0
Geo | 0 | 0 | 0 | 0 | 0 | 0
H | 0 | 0 | 0 | 0 | 0 | 0
LFG | 0 | 0 | 0 | 0 | 0 | 0
Nuc | 0 | 0 | 0 | 0 | 0 | 0
PS | 0 | 0 | 0 | 0 | 0 | 0
PV | 0 | 0 | 0 | 0 | 0 | 0
PeakG | 0 | 0 | 0 | 0 | 0 | 0
PeakO | 0 | 0 | 0 | 0 | 0 | 0
ST | 0 | 0 | 0 | 0 | 0 | 0
STOG | 0 | 0 | 0 | 0 | 0 | 0
STWD | 0 | 0 | 0 | 0 | 0 | 0
WT | 0 | 0 | 0 | 0 | 0 | 0
IGCC | 0 | 0 | 0 | 0 | 0 | 0
DemandResponse | 0 | 0 | 0 | 0 | 0 | 0
IGCC-CCS | 0 | 0 | 0 | 0 | 0 | 0
WT_off | 0 | 0 | 0 | 0 | 0 | 0
PseudoUnit | 0 | 0 | 0 | 0 | 0 | 0
FixedInterchange | 0 | 0 | 0 | 0 | 0 | 0
NOx Emissions (MMshortTons): EI
ReportingType | 2015 | 2020 | 2025 | 2030 | 2035 | 2040
BM | 0 | 0 | 0 | 0 | 0 | 0
CC | 0.05 | 0.07 | 0.1 | 0.1 | 0.09 | 0.08
CSP | 0 | 0 | 0 | 0 | 0 | 0
CT | 0 | 0 | 0 | 0 | 0 | 0.01
Coal | 1.16 | 0.83 | 0.49 | 0.26 | 0.1 | 0.19
Geo | 0 | 0 | 0 | 0 | 0 | 0
H | 0 | 0 | 0 | 0 | 0 | 0
LFG | 0 | 0 | 0 | 0 | 0 | 0
Nuc | 0 | 0 | 0 | 0 | 0 | 0
PS | 0 | 0 | 0 | 0 | 0 | 0
PV | 0 | 0 | 0 | 0 | 0 | 0
PeakG | 0 | 0 | 0.02 | 0.01 | 0.01 | 0.01
PeakO | 0 | 0 | 0 | 0 | 0 | 0
ST | 0 | 0 | 0 | 0 | 0 | 0
STOG | 0.01 | 0.02 | 0 | 0 | 0 | 0
STWD | 0 | 0 | 0 | 0 | 0 | 0
WT | 0 | 0 | 0 | 0 | 0 | 0
IGCC | 0 | 0 | 0 | 0 | 0 | 0
DemandResponse | 0 | 0 | 0 | 0 | 0 | 0
IGCC-CCS | 0 | 0 | 0 | 0 | 0 | 0
WT_off | 0 | 0 | 0 | 0 | 0 | 0
PseudoUnit | 0 | 0 | 0 | 0 | 0 | 0
FixedInterchange | 0 | 0 | 0 | 0 | 0 | 0
NOx Emissions (MMshortTons): Outside_EI
ReportingType | 2015 | 2020 | 2025 | 2030 | 2035 | 2040
BM | 0 | 0 | 0 | 0 | 0 | 0
CC | 0.03 | 0.03 | 0.04 | 0.04 | 0.03 | 0.02
CSP | 0 | 0 | 0 | 0 | 0 | 0
CT | 0 | 0 | 0 | 0 | 0 | 0
Coal | 0.39 | 0.37 | 0.34 | 0.25 | 0.17 | 0.21
Geo | 0 | 0 | 0 | 0 | 0 | 0
H | 0 | 0 | 0 | 0 | 0 | 0
LFG | 0 | 0 | 0 | 0 | 0 | 0
Nuc | 0 | 0 | 0 | 0 | 0 | 0
PS | 0 | 0 | 0 | 0 | 0 | 0
PV | 0 | 0 | 0 | 0 | 0 | 0
PeakG | 0 | 0 | 0 | 0 | 0 | 0
PeakO | 0 | 0 | 0 | 0 | 0 | 0
ST | 0 | 0 | 0 | 0 | 0 | 0
STOG | 0.01 | 0.01 | 0.01 | 0 | 0 | 0
STWD | 0 | 0 | 0 | 0 | 0 | 0
WT | 0 | 0 | 0 | 0 | 0 | 0
IGCC | 0 | 0 | 0 | 0 | 0 | 0.01
DemandResponse | 0 | 0 | 0 | 0 | 0 | 0
IGCC-CCS | 0 | 0 | 0 | 0 | 0 | 0
WT_off | 0 | 0 | 0 | 0 | 0 | 0
PseudoUnit | 0 | 0 | 0 | 0 | 0 | 0
FixedInterchange | 0 | 0 | 0 | 0 | 0 | 0
CO2 Emissions (MMshortTons): Entergy
ReportingType | 2015 | 2020 | 2025 | 2030 | 2035 | 2040
BM | 0 | 0 | 0 | 0 | 0 | 0
CC | 30.61 | 33.5 | 43.33 | 38.76 | 21.29 | 12.11
CSP | 0 | 0 | 0 | 0 | 0 | 0
CT | 0 | 0 | 0 | 0.42 | 0.21 | 0.21
Coal | 58.56 | 56.47 | 33.35 | 17.65 | 6.27 | 18.21
Geo | 0 | 0 | 0 | 0 | 0 | 0
H | 0 | 0 | 0 | 0 | 0 | 0
LFG | 0 | 0 | 0 | 0 | 0 | 0
Nuc | 0 | 0 | 0 | 0 | 0 | 0
PS | 0 | 0 | 0 | 0 | 0 | 0
PV | 0 | 0 | 0 | 0 | 0 | 0
PeakG | 0 | 0.01 | 0.84 | 0.67 | 0.14 | 0.11
PeakO | 0 | 0 | 0 | 0 | 0 | 0
ST | 0 | 0 | 0 | 0 | 0 | 0
STOG | 1.19 | 1.96 | 0.09 | 0.01 | 0 | 0
STWD | 0 | 0 | 0 | 0 | 0 | 0
WT | 0 | 0 | 0 | 0 | 0 | 0
IGCC | 0 | 0 | 0 | 0 | 0 | 0
DemandResponse | 0 | 0 | 0 | 0 | 0 | 0
IGCC-CCS | 0 | 0 | 0 | 0 | 0 | 0
WT_off | 0 | 0 | 0 | 0 | 0 | 0
PseudoUnit | 0 | 0 | 0 | 0 | 0 | 0
FixedInterchange | 0 | 0 | 0 | 0 | 0 | 0
CO2 Emissions (MMshortTons): FRCC
ReportingType | 2015 | 2020 | 2025 | 2030 | 2035 | 2040
BM | 0 | 0 | 0 | 0 | 0 | 0
CC | 62.42 | 66.45 | 74.84 | 72.07 | 46.57 | 34.38
CSP | 0 | 0 | 0 | 0 | 0 | 0
CT | 0.41 | 0.7 | 1.84 | 1.64 | 1.02 | 0.5
Coal | 61.82 | 59.52 | 31.55 | 19.52 | 0.6 | 0.6
Geo | 0 | 0 | 0 | 0 | 0 | 0
H | 0 | 0 | 0 | 0 | 0 | 0
LFG | 0 | 0 | 0 | 0 | 0 | 0
Nuc | 0 | 0 | 0 | 0 | 0 | 0
PS | 0 | 0 | 0 | 0 | 0 | 0
PV | 0 | 0 | 0 | 0 | 0 | 0
PeakG | 0.05 | 0.41 | 3.29 | 3.04 | 0.94 | 0.24
PeakO | 0 | 0 | 0 | 0 | 0 | 0
ST | 0 | 0 | 0 | 0 | 0 | 0
STOG | 3.72 | 4.63 | 0.32 | 0.28 | 0.02 | 0
STWD | 0 | 0 | 0 | 0 | 0 | 0
WT | 0 | 0 | 0 | 0 | 0 | 0
IGCC | 0 | 0 | 0 | 0 | 0 | 0
DemandResponse | 0 | 0 | 0 | 0 | 0 | 0
IGCC-CCS | 0 | 0 | 0 | 0 | 0 | 0
WT_off | 0 | 0 | 0 | 0 | 0 | 0
PseudoUnit | 0 | 0 | 0 | 0 | 0 | 0
FixedInterchange | 0 | 0 | 0 | 0 | 0 | 0
CO2 Emissions (MMshortTons): MAPP_US
ReportingType | 2015 | 2020 | 2025 | 2030 | 2035 | 2040
BM | 0 | 0 | 0 | 0 | 0 | 0
CC | 0.13 | 0.28 | 0.51 | 0.21 | 0.13 | 0.08
CSP | 0 | 0 | 0 | 0 | 0 | 0
CT | 0 | 0 | 0.03 | 0.02 | 0.01 | 0.01
Coal | 21.37 | 17.87 | 9.2 | 4.47 | 1.6 | 3.85
Geo | 0 | 0 | 0 | 0 | 0 | 0
H | 0 | 0 | 0 | 0 | 0 | 0
LFG | 0 | 0 | 0 | 0 | 0 | 0
Nuc | 0 | 0 | 0 | 0 | 0 | 0
PS | 0 | 0 | 0 | 0 | 0 | 0
PV | 0 | 0 | 0 | 0 | 0 | 0
PeakG | 0.02 | 0.05 | 0.23 | 0.09 | 0.06 | 0.06
PeakO | 0 | 0 | 0 | 0 | 0 | 0
ST | 0 | 0 | 0 | 0 | 0 | 0
STOG | 0 | 0 | 0 | 0 | 0 | 0
STWD | 0 | 0 | 0 | 0 | 0 | 0
WT | 0 | 0 | 0 | 0 | 0 | 0
IGCC | 0 | 0 | 0 | 0 | 0 | 0
DemandResponse | 0 | 0 | 0 | 0 | 0 | 0
IGCC-CCS | 0 | 0 | 0 | 0 | 0 | 0
WT_off | 0 | 0 | 0 | 0 | 0 | 0
PseudoUnit | 0 | 0 | 0 | 0 | 0 | 0
FixedInterchange | 0 | 0 | 0 | 0 | 0 | 0
CO2 Emissions (MMshortTons): MISO_IN
ReportingType | 2015 | 2020 | 2025 | 2030 | 2035 | 2040
BM | 0 | 0 | 0 | 0 | 0 | 0
CC | 2.09 | 12.36 | 46.45 | 46.36 | 44.59 | 38.29
CSP | 0 | 0 | 0 | 0 | 0 | 0
CT | 0 | 0 | 0 | 0 | 0 | 0
Coal | 91.97 | 80.54 | 34.07 | 15.4 | 9.41 | 23.35
Geo | 0 | 0 | 0 | 0 | 0 | 0
H | 0 | 0 | 0 | 0 | 0 | 0
LFG | 0 | 0 | 0 | 0 | 0 | 0
Nuc | 0 | 0 | 0 | 0 | 0 | 0
PS | 0 | 0 | 0 | 0 | 0 | 0
PV | 0 | 0 | 0 | 0 | 0 | 0
PeakG | 0.01 | 0.03 | 0.2 | 0.2 | 0.2 | 0.2
PeakO | 0 | 0 | 0 | 0 | 0 | 0
ST | 0 | 0 | 0 | 0 | 0 | 0
STOG | 0.04 | 0.08 | 0 | 0 | 0 | 0
STWD | 0 | 0 | 0 | 0 | 0 | 0
WT | 0 | 0 | 0 | 0 | 0 | 0
IGCC | 4.15 | 4.15 | 4.15 | 4.15 | 4.15 | 4.15
DemandResponse | 0 | 0 | 0 | 0 | 0 | 0
IGCC-CCS | 0 | 0 | 0 | 0 | 0 | 0
WT_off | 0 | 0 | 0 | 0 | 0 | 0
PseudoUnit | 0 | 0 | 0 | 0 | 0 | 0
FixedInterchange | 0 | 0 | 0 | 0 | 0 | 0
CO2 Emissions (MMshortTons): MISO_MI
ReportingType | 2015 | 2020 | 2025 | 2030 | 2035 | 2040
BM | 0 | 0 | 0 | 0 | 0 | 0
CC | 4.86 | 8.48 | 19.1 | 18.64 | 18.26 | 16.06
CSP | 0 | 0 | 0 | 0 | 0 | 0
CT | 0 | 0 | 0 | 1.08 | 0.6 | 0.6
Coal | 61.51 | 16.9 | 6.27 | 1.25 | 0.87 | 2.8
Geo | 0 | 0 | 0 | 0 | 0 | 0
H | 0 | 0 | 0 | 0 | 0 | 0
LFG | 0 | 0 | 0 | 0 | 0 | 0
Nuc | 0 | 0 | 0 | 0 | 0 | 0
PS | 0 | 0 | 0 | 0 | 0 | 0
PV | 0 | 0 | 0 | 0 | 0 | 0
PeakG | 0.02 | 0.07 | 0.23 | 0.23 | 0.18 | 0.21
PeakO | 0 | 0 | 0 | 0 | 0 | 0
ST | 0 | 0 | 0 | 0 | 0 | 0
STOG | 0.37 | 0.79 | 0.02 | 0.02 | 0 | 0
STWD | 0 | 0 | 0 | 0 | 0 | 0
WT | 0 | 0 | 0 | 0 | 0 | 0
IGCC | 0 | 0 | 0 | 0 | 0 | 0
DemandResponse | 0 | 0 | 0 | 0 | 0 | 0
IGCC-CCS | 0 | 0 | 0 | 0 | 0 | 0
WT_off | 0 | 0 | 0 | 0 | 0 | 0
PseudoUnit | 0 | 0 | 0 | 0 | 0 | 0
FixedInterchange | 0 | 0 | 0 | 0 | 0 | 0
CO2 Emissions (MMshortTons): MISO_MO-IL
ReportingType | 2015 | 2020 | 2025 | 2030 | 2035 | 2040
BM | 0 | 0 | 0 | 0 | 0 | 0
CC | 1.47 | 2.55 | 3.05 | 3.01 | 1.89 | 1.1
CSP | 0 | 0 | 0 | 0 | 0 | 0
CT | 0 | 0 | 0 | 0 | 0 | 0
Coal | 104.13 | 79.52 | 47.13 | 29.58 | 17.43 | 33.21
Geo | 0 | 0 | 0 | 0 | 0 | 0
H | 0 | 0 | 0 | 0 | 0 | 0
LFG | 0 | 0 | 0 | 0 | 0 | 0
Nuc | 0 | 0 | 0 | 0 | 0 | 0
PS | 0 | 0 | 0 | 0 | 0 | 0
PV | 0 | 0 | 0 | 0 | 0 | 0
PeakG | 0.19 | 0.44 | 1.13 | 1.08 | 0.95 | 1.08
PeakO | 0 | 0 | 0 | 0 | 0 | 0
ST | 0 | 0 | 0 | 0 | 0 | 0
STOG | 0.04 | 0.15 | 0 | 0 | 0 | 0
STWD | 0 | 0 | 0 | 0 | 0 | 0
WT | 0 | 0 | 0 | 0 | 0 | 0
IGCC | 0 | 0 | 0 | 0 | 0 | 0
DemandResponse | 0 | 0 | 0 | 0 | 0 | 0
IGCC-CCS | 0 | 0 | 0 | 0 | 0 | 0
WT_off | 0 | 0 | 0 | 0 | 0 | 0
PseudoUnit | 0 | 0 | 0 | 0 | 0 | 0
FixedInterchange | 0 | 0 | 0 | 0 | 0 | 0
CO2 Emissions (MMshortTons): MISO_W
ReportingType | 2015 | 2020 | 2025 | 2030 | 2035 | 2040
BM | 0 | 0 | 0 | 0 | 0 | 0
CC | 3.79 | 5.1 | 9.48 | 8.14 | 3.78 | 1.57
CSP | 0 | 0 | 0 | 0 | 0 | 0
CT | 0 | 0 | 0 | 0 | 0 | 0
Coal | 105.62 | 90.36 | 63.05 | 45.47 | 16.92 | 35.1
Geo | 0 | 0 | 0 | 0 | 0 | 0
H | 0 | 0 | 0 | 0 | 0 | 0
LFG | 0 | 0 | 0 | 0 | 0 | 0
Nuc | 0 | 0 | 0 | 0 | 0 | 0
PS | 0 | 0 | 0 | 0 | 0 | 0
PV | 0 | 0 | 0 | 0 | 0 | 0
PeakG | 0.08 | 0.19 | 0.28 | 0.41 | 0.19 | 0.19
PeakO | 0 | 0 | 0 | 0 | 0 | 0
ST | 0 | 0 | 0 | 0 | 0 | 0
STOG | 0 | 0 | 0 | 0 | 0 | 0
STWD | 0 | 0 | 0 | 0 | 0 | 0
WT | 0 | 0 | 0 | 0 | 0 | 0
IGCC | 0 | 0 | 0 | 0 | 0 | 0
DemandResponse | 0 | 0 | 0 | 0 | 0 | 0
IGCC-CCS | 0 | 0 | 0 | 0 | 0 | 0
WT_off | 0 | 0 | 0 | 0 | 0 | 0
PseudoUnit | 0 | 0 | 0 | 0 | 0 | 0
FixedInterchange | 0 | 0 | 0 | 0 | 0 | 0
CO2 Emissions (MMshortTons): MISO_WUMS
ReportingType | 2015 | 2020 | 2025 | 2030 | 2035 | 2040
BM | 0 | 0 | 0 | 0 | 0 | 0
CC | 4.93 | 18.45 | 22.17 | 22.08 | 18.02 | 16.38
CSP | 0 | 0 | 0 | 0 | 0 | 0
CT | 0 | 0.42 | 1.32 | 1.28 | 1.7 | 3.1
Coal | 38.08 | 31.67 | 7.5 | 3.47 | 2.15 | 5.45
Geo | 0 | 0 | 0 | 0 | 0 | 0
H | 0 | 0 | 0 | 0 | 0 | 0
LFG | 0 | 0 | 0 | 0 | 0 | 0
Nuc | 0 | 0 | 0 | 0 | 0 | 0
PS | 0 | 0 | 0 | 0 | 0 | 0
PV | 0 | 0 | 0 | 0 | 0 | 0
PeakG | 0.03 | 0 | 0 | 0 | 0 | 0
PeakO | 0 | 0 | 0 | 0 | 0 | 0
ST | 0 | 0 | 0 | 0 | 0 | 0
STOG | 0 | 0 | 0 | 0 | 0 | 0
STWD | 0 | 0 | 0 | 0 | 0 | 0
WT | 0 | 0 | 0 | 0 | 0 | 0
IGCC | 0 | 0 | 0 | 0 | 0 | 0
DemandResponse | 0 | 0 | 0 | 0 | 0 | 0
IGCC-CCS | 0 | 0 | 0 | 0 | 0 | 0
WT_off | 0 | 0 | 0 | 0 | 0 | 0
PseudoUnit | 0 | 0 | 0 | 0 | 0 | 0
FixedInterchange | 0 | 0 | 0 | 0 | 0 | 0
CO2 Emissions (MMshortTons): Nebraska
ReportingType | 2015 | 2020 | 2025 | 2030 | 2035 | 2040
BM | 0 | 0 | 0 | 0 | 0 | 0
CC | 0.53 | 0.45 | 1.15 | 0.17 | 0.17 | 0.11
CSP | 0 | 0 | 0 | 0 | 0 | 0
CT | 0 | 0 | 0 | 0 | 0 | 0
Coal | 35.38 | 35.35 | 29.4 | 14.16 | 6.1 | 11.66
Geo | 0 | 0 | 0 | 0 | 0 | 0
H | 0 | 0 | 0 | 0 | 0 | 0
LFG | 0 | 0 | 0 | 0 | 0 | 0
Nuc | 0 | 0 | 0 | 0 | 0 | 0
PS | 0 | 0 | 0 | 0 | 0 | 0
PV | 0 | 0 | 0 | 0 | 0 | 0
PeakG | 0.04 | 0.16 | 0.58 | 0.01 | 0.01 | 0
PeakO | 0 | 0 | 0 | 0 | 0 | 0
ST | 0 | 0 | 0 | 0 | 0 | 0
STOG | 0 | 0 | 0 | 0 | 0 | 0
STWD | 0 | 0 | 0 | 0 | 0 | 0
WT | 0 | 0 | 0 | 0 | 0 | 0
IGCC | 0 | 0 | 0 | 0 | 0 | 0
DemandResponse | 0 | 0 | 0 | 0 | 0 | 0
IGCC-CCS | 0 | 0 | 0 | 0 | 0 | 0
WT_off | 0 | 0 | 0 | 0 | 0 | 0
PseudoUnit | 0 | 0 | 0 | 0 | 0 | 0
FixedInterchange | 0 | 0 | 0 | 0 | 0 | 0
CO2 Emissions (MMshortTons): NEISO
ReportingType | 2015 | 2020 | 2025 | 2030 | 2035 | 2040
BM | 0 | 0 | 0 | 0 | 0 | 0
CC | 20.05 | 17.54 | 17.85 | 17.14 | 19.61 | 20.94
CSP | 0 | 0 | 0 | 0 | 0 | 0
CT | 0 | 0.01 | 0.01 | 0.01 | 0.01 | 0.01
Coal | 0.76 | 0 | 0 | 0 | 0 | 0
Geo | 0 | 0 | 0 | 0 | 0 | 0
H | 0 | 0 | 0 | 0 | 0 | 0
LFG | 0 | 0 | 0 | 0 | 0 | 0
Nuc | 0 | 0 | 0 | 0 | 0 | 0
PS | 0 | 0 | 0 | 0 | 0 | 0
PV | 0 | 0 | 0 | 0 | 0 | 0
PeakG | 0.02 | 0.02 | 0.04 | 0.03 | 0.04 | 0.03
PeakO | 0 | 0 | 0 | 0 | 0 | 0
ST | 0 | 0 | 0 | 0 | 0 | 0
STOG | 0 | 0 | 0 | 0 | 0 | 0
STWD | 0 | 0 | 0 | 0 | 0 | 0
WT | 0 | 0 | 0 | 0 | 0 | 0
IGCC | 0 | 0 | 0 | 0 | 0 | 0
DemandResponse | 0 | 0 | 0 | 0 | 0 | 0
IGCC-CCS | 0 | 0 | 0 | 0 | 0 | 0
WT_off | 0 | 0 | 0 | 0 | 0 | 0
PseudoUnit | 0 | 0 | 0 | 0 | 0 | 0
FixedInterchange | 0 | 0 | 0 | 0 | 0 | 0
CO2 Emissions (MMshortTons): NonRTO_Midwest
ReportingType | 2015 | 2020 | 2025 | 2030 | 2035 | 2040
BM | 0 | 0 | 0 | 0 | 0 | 0
CC | 0.15 | 1.78 | 7.9 | 8.18 | 6.72 | 5.35
CSP | 0 | 0 | 0 | 0 | 0 | 0
CT | 0 | 0 | 0 | 0 | 0 | 0
Coal | 59.82 | 57.89 | 35 | 32.7 | 3.95 | 3.35
Geo | 0 | 0 | 0 | 0 | 0 | 0
H | 0 | 0 | 0 | 0 | 0 | 0
LFG | 0 | 0 | 0 | 0 | 0 | 0
Nuc | 0 | 0 | 0 | 0 | 0 | 0
PS | 0 | 0 | 0 | 0 | 0 | 0
PV | 0 | 0 | 0 | 0 | 0 | 0
PeakG | 0.12 | 0.35 | 0.46 | 0.54 | 0.36 | 0.33
PeakO | 0 | 0 | 0 | 0 | 0 | 0
ST | 0 | 0 | 0 | 0 | 0 | 0
STOG | 0 | 0 | 0 | 0 | 0 | 0
STWD | 0 | 0 | 0 | 0 | 0 | 0
WT | 0 | 0 | 0 | 0 | 0 | 0
IGCC | 0 | 0 | 0 | 0 | 0 | 0
DemandResponse | 0 | 0 | 0 | 0 | 0 | 0
IGCC-CCS | 0 | 0 | 0 | 0 | 0 | 0
WT_off | 0 | 0 | 0 | 0 | 0 | 0
PseudoUnit | 0 | 0 | 0 | 0 | 0 | 0
FixedInterchange | 0 | 0 | 0 | 0 | 0 | 0
CO2 Emissions (MMshortTons): NYISO_A-F
ReportingType | 2015 | 2020 | 2025 | 2030 | 2035 | 2040
BM | 0 | 0 | 0 | 0 | 0 | 0
CC | 2.46 | 3.91 | 6.58 | 4.54 | 9.23 | 10.78
CSP | 0 | 0 | 0 | 0 | 0 | 0
CT | 0 | 0 | 0 | 0 | 0 | 0
Coal | 0 | 0 | 0 | 0 | 0 | 0
Geo | 0 | 0 | 0 | 0 | 0 | 0
H | 0 | 0 | 0 | 0 | 0 | 0
LFG | 0 | 0 | 0 | 0 | 0 | 0
Nuc | 0 | 0 | 0 | 0 | 0 | 0
PS | 0 | 0 | 0 | 0 | 0 | 0
PV | 0 | 0 | 0 | 0 | 0 | 0
PeakG | 0 | 0 | 0 | 0 | 0.01 | 0.01
PeakO | 0 | 0 | 0 | 0 | 0 | 0
ST | 0 | 0 | 0 | 0 | 0 | 0
STOG | 0 | 0 | 0 | 0 | 0 | 0
STWD | 0 | 0 | 0 | 0 | 0 | 0
WT | 0 | 0 | 0 | 0 | 0 | 0
IGCC | 0 | 0 | 0 | 0 | 0 | 0
DemandResponse | 0 | 0 | 0 | 0 | 0 | 0
IGCC-CCS | 0 | 0 | 0 | 0 | 0 | 0
WT_off | 0 | 0 | 0 | 0 | 0 | 0
PseudoUnit | 0 | 0 | 0 | 0 | 0 | 0
FixedInterchange | 0 | 0 | 0 | 0 | 0 | 0
CO2 Emissions (MMshortTons): NYISO_G-I
ReportingType | 2015 | 2020 | 2025 | 2030 | 2035 | 2040
BM | 0 | 0 | 0 | 0 | 0 | 0
CC | 3.32 | 3.64 | 3.66 | 3.65 | 5.27 | 15.42
CSP | 0 | 0 | 0 | 0 | 0 | 0
CT | 0 | 0 | 0 | 0 | 0 | 0
Coal | 0 | 0 | 0 | 0 | 0 | 0
Geo | 0 | 0 | 0 | 0 | 0 | 0
H | 0 | 0 | 0 | 0 | 0 | 0
LFG | 0 | 0 | 0 | 0 | 0 | 0
Nuc | 0 | 0 | 0 | 0 | 0 | 0
PS | 0 | 0 | 0 | 0 | 0 | 0
PV | 0 | 0 | 0 | 0 | 0 | 0
PeakG | 0 | 0 | 0 | 0 | 0 | 0
PeakO | 0 | 0 | 0 | 0 | 0 | 0
ST | 0 | 0 | 0 | 0 | 0 | 0
STOG | 0 | 0 | 0 | 0 | 0 | 0
STWD | 0 | 0 | 0 | 0 | 0 | 0
WT | 0 | 0 | 0 | 0 | 0 | 0
IGCC | 0 | 0 | 0 | 0 | 0 | 0
DemandResponse | 0 | 0 | 0 | 0 | 0 | 0
IGCC-CCS | 0 | 0 | 0 | 0 | 0 | 0
WT_off | 0 | 0 | 0 | 0 | 0 | 0
PseudoUnit | 0 | 0 | 0 | 0 | 0 | 0
FixedInterchange | 0 | 0 | 0 | 0 | 0 | 0
CO2 Emissions (MMshortTons): NYISO_J-K
ReportingType | 2015 | 2020 | 2025 | 2030 | 2035 | 2040
BM | 0 | 0 | 0 | 0 | 0 | 0
CC | 9.64 | 12.52 | 14 | 13.11 | 15.07 | 15.22
CSP | 0 | 0 | 0 | 0 | 0 | 0
CT | 0 | 0 | 0 | 0.05 | 0.75 | 0.7
Coal | 0 | 0 | 0 | 0 | 0 | 0
Geo | 0 | 0 | 0 | 0 | 0 | 0
H | 0 | 0 | 0 | 0 | 0 | 0
LFG | 0 | 0 | 0 | 0 | 0 | 0
Nuc | 0 | 0 | 0 | 0 | 0 | 0
PS | 0 | 0 | 0 | 0 | 0 | 0
PV | 0 | 0 | 0 | 0 | 0 | 0
PeakG | 0.03 | 0.1 | 0.66 | 0.65 | 1.09 | 0.95
PeakO | 0 | 0 | 0 | 0 | 0 | 0
ST | 0 | 0 | 0 | 0 | 0 | 0
STOG | 0.52 | 0.99 | 0.32 | 0.35 | 0.2 | 0.15
STWD | 0 | 0 | 0 | 0 | 0 | 0
WT | 0 | 0 | 0 | 0 | 0 | 0
IGCC | 0 | 0 | 0 | 0 | 0 | 0
DemandResponse | 0 | 0 | 0 | 0 | 0 | 0
IGCC-CCS | 0 | 0 | 0 | 0 | 0 | 0
WT_off | 0 | 0 | 0 | 0 | 0 | 0
PseudoUnit | 0 | 0 | 0 | 0 | 0 | 0
FixedInterchange | 0 | 0 | 0 | 0 | 0 | 0
CO2 Emissions (MMshortTons): PJM_E
ReportingType | 2015 | 2020 | 2025 | 2030 | 2035 | 2040
BM | 0 | 0 | 0 | 0 | 0 | 0
CC | 9.44 | 17.05 | 33.08 | 31.95 | 31.87 | 31.54
CSP | 0 | 0 | 0 | 0 | 0 | 0
CT | 0 | 0 | 0 | 0.01 | 0.69 | 1.52
Coal | 0.5 | 1.23 | 0.07 | 0.03 | 0.02 | 0.03
Geo | 0 | 0 | 0 | 0 | 0 | 0
H | 0 | 0 | 0 | 0 | 0 | 0
LFG | 0 | 0 | 0 | 0 | 0 | 0
Nuc | 0 | 0 | 0 | 0 | 0 | 0
PS | 0 | 0 | 0 | 0 | 0 | 0
PV | 0 | 0 | 0 | 0 | 0 | 0
PeakG | 0.01 | 0.05 | 0.7 | 1.03 | 1.03 | 1.03
PeakO | 0 | 0 | 0 | 0 | 0 | 0
ST | 0 | 0 | 0 | 0 | 0 | 0
STOG | 0.18 | 0.66 | 0.03 | 0.03 | 0 | 0.02
STWD | 0 | 0 | 0 | 0 | 0 | 0
WT | 0 | 0 | 0 | 0 | 0 | 0
IGCC | 0 | 0 | 0 | 0 | 0 | 0
DemandResponse | 0 | 0 | 0 | 0 | 0 | 0
IGCC-CCS | 0 | 0 | 0 | 0 | 0 | 0
WT_off | 0 | 0 | 0 | 0 | 0 | 0
PseudoUnit | 0 | 0 | 0 | 0 | 0 | 0
FixedInterchange | 0 | 0 | 0 | 0 | 0 | 0
CO2 Emissions (MMshortTons): PJM_ROM
ReportingType | 2015 | 2020 | 2025 | 2030 | 2035 | 2040
BM | 0 | 0 | 0 | 0 | 0 | 0
CC | 7.54 | 10.43 | 16.58 | 22.78 | 65 | 83.36
CSP | 0 | 0 | 0 | 0 | 0 | 0
CT | 0 | 0 | 0 | 0.01 | 0.01 | 0.01
Coal | 51.64 | 44.11 | 2.71 | 1.23 | 0.95 | 1.31
Geo | 0 | 0 | 0 | 0 | 0 | 0
H | 0 | 0 | 0 | 0 | 0 | 0
LFG | 0 | 0 | 0 | 0 | 0 | 0
Nuc | 0 | 0 | 0 | 0 | 0 | 0
PS | 0 | 0 | 0 | 0 | 0 | 0
PV | 0 | 0 | 0 | 0 | 0 | 0
PeakG | 0 | 0.03 | 0.1 | 0.12 | 0.38 | 0.1
PeakO | 0 | 0 | 0 | 0 | 0 | 0
ST | 0 | 0 | 0 | 0 | 0 | 0
STOG | 0.43 | 0.92 | 0.07 | 0.07 | 0 | 0.07
STWD | 0 | 0 | 0 | 0 | 0 | 0
WT | 0 | 0 | 0 | 0 | 0 | 0
IGCC | 0 | 0 | 0 | 0 | 0 | 0
DemandResponse | 0 | 0 | 0 | 0 | 0 | 0
IGCC-CCS | 0 | 0 | 0 | 0 | 0 | 0
WT_off | 0 | 0 | 0 | 0 | 0 | 0
PseudoUnit | 0 | 0 | 0 | 0 | 0 | 0
FixedInterchange | 0 | 0 | 0 | 0 | 0 | 0
CO2 Emissions (MMshortTons): PJM_ROR
ReportingType | 2015 | 2020 | 2025 | 2030 | 2035 | 2040
BM | 0 | 0 | 0 | 0 | 0 | 0
CC | 26.16 | 54.53 | 112.78 | 123.16 | 109.12 | 97.96
CSP | 0 | 0 | 0 | 0 | 0 | 0
CT | 0 | 0.01 | 0.01 | 0.04 | 0.04 | 0.07
Coal | 366.06 | 250.9 | 99.29 | 58.54 | 25 | 67.59
Geo | 0 | 0 | 0 | 0 | 0 | 0
H | 0 | 0 | 0 | 0 | 0 | 0
LFG | 0 | 0 | 0 | 0 | 0 | 0
Nuc | 0 | 0 | 0 | 0 | 0 | 0
PS | 0 | 0 | 0 | 0 | 0 | 0
PV | 0 | 0 | 0 | 0 | 0 | 0
PeakG | 0.84 | 1.11 | 3.51 | 3.86 | 2.93 | 3.16
PeakO | 0 | 0 | 0 | 0 | 0 | 0
ST | 0 | 0 | 0 | 0 | 0 | 0
STOG | 0.49 | 1.11 | 0.04 | 0.04 | 0 | 0
STWD | 0 | 0 | 0 | 0 | 0 | 0
WT | 0 | 0 | 0 | 0 | 0 | 0
IGCC | 0 | 0 | 0 | 0 | 0 | 0
DemandResponse | 0 | 0 | 0 | 0 | 0 | 0
IGCC-CCS | 0 | 0 | 0 | 0 | 0 | 0
WT_off | 0 | 0 | 0 | 0 | 0 | 0
PseudoUnit | 0 | 0 | 0 | 0 | 0 | 0
FixedInterchange | 0 | 0 | 0 | 0 | 0 | 0
CO2 Emissions (MMshortTons): SOCO
ReportingType | 2015 | 2020 | 2025 | 2030 | 2035 | 2040
BM | 0 | 0 | 0 | 0 | 0 | 0
CC | 51.42 | 53.98 | 71.57 | 71.73 | 58.49 | 29.17
CSP | 0 | 0 | 0 | 0 | 0 | 0
CT | 0 | 0 | 0 | 0 | 0 | 0
Coal | 92.84 | 92.04 | 46.48 | 38.33 | 2.42 | 1.15
Geo | 0 | 0 | 0 | 0 | 0 | 0
H | 0 | 0 | 0 | 0 | 0 | 0
LFG | 0 | 0 | 0 | 0 | 0 | 0
Nuc | 0 | 0 | 0 | 0 | 0 | 0
PS | 0 | 0 | 0 | 0 | 0 | 0
PV | 0 | 0 | 0 | 0 | 0 | 0
PeakG | 0.7 | 1.49 | 3.3 | 3.23 | 2.17 | 1.62
PeakO | 0 | 0 | 0 | 0 | 0 | 0
ST | 0 | 0 | 0 | 0 | 0 | 0
STOG | 0 | 0 | 0 | 0 | 0 | 0
STWD | 0 | 0 | 0 | 0 | 0 | 0
WT | 0 | 0 | 0 | 0 | 0 | 0
IGCC | 0 | 0 | 0 | 0 | 0 | 0
DemandResponse | 0 | 0 | 0 | 0 | 0 | 0
IGCC-CCS | 0 | 0 | 0 | 0 | 0 | 0
WT_off | 0 | 0 | 0 | 0 | 0 | 0
PseudoUnit | 0 | 0 | 0 | 0 | 0 | 0
FixedInterchange | 0 | 0 | 0 | 0 | 0 | 0
CO2 Emissions (MMshortTons): SPP_N
ReportingType | 2015 | 2020 | 2025 | 2030 | 2035 | 2040
BM | 0 | 0 | 0 | 0 | 0 | 0
CC | 3.27 | 3.39 | 4.54 | 1.3 | 0.79 | 0.41
CSP | 0 | 0 | 0 | 0 | 0 | 0
CT | 0 | 0 | 0 | 0 | 0 | 0
Coal | 65.88 | 59.85 | 53.26 | 15.53 | 4.38 | 14.65
Geo | 0 | 0 | 0 | 0 | 0 | 0
H | 0 | 0 | 0 | 0 | 0 | 0
LFG | 0 | 0 | 0 | 0 | 0 | 0
Nuc | 0 | 0 | 0 | 0 | 0 | 0
PS | 0 | 0 | 0 | 0 | 0 | 0
PV | 0 | 0 | 0 | 0 | 0 | 0
PeakG | 0 | 0.09 | 1.09 | 0.09 | 0.01 | 0
PeakO | 0 | 0 | 0 | 0 | 0 | 0
ST | 0 | 0 | 0 | 0 | 0 | 0
STOG | 0.21 | 0.41 | 0.01 | 0 | 0 | 0
STWD | 0 | 0 | 0 | 0 | 0 | 0
WT | 0 | 0 | 0 | 0 | 0 | 0
IGCC | 0 | 0 | 0 | 0 | 0 | 0
DemandResponse | 0 | 0 | 0 | 0 | 0 | 0
IGCC-CCS | 0 | 0 | 0 | 0 | 0 | 0
WT_off | 0 | 0 | 0 | 0 | 0 | 0
PseudoUnit | 0 | 0 | 0 | 0 | 0 | 0
FixedInterchange | 0 | 0 | 0 | 0 | 0 | 0
CO2 Emissions (MMshortTons): SPP_S
ReportingType | 2015 | 2020 | 2025 | 2030 | 2035 | 2040
BM | 0 | 0 | 0 | 0 | 0 | 0
CC | 20.92 | 28.1 | 34.18 | 12.58 | 6.64 | 4.57
CSP | 0 | 0 | 0 | 0 | 0 | 0
CT | 0 | 0.3 | 1.74 | 0.5 | 0.24 | 0.34
Coal | 95.68 | 88.68 | 56.72 | 4.08 | 2.34 | 4.43
Geo | 0 | 0 | 0 | 0 | 0 | 0
H | 0 | 0 | 0 | 0 | 0 | 0
LFG | 0 | 0 | 0 | 0 | 0 | 0
Nuc | 0 | 0 | 0 | 0 | 0 | 0
PS | 0 | 0 | 0 | 0 | 0 | 0
PV | 0 | 0 | 0 | 0 | 0 | 0
PeakG | 0 | 0 | 1.34 | 0.18 | 0 | 0
PeakO | 0 | 0 | 0 | 0 | 0 | 0
ST | 0 | 0 | 0 | 0 | 0 | 0
STOG | 2.16 | 3.9 | 0.32 | 0 | 0 | 0
STWD | 0 | 0 | 0 | 0 | 0 | 0
WT | 0 | 0 | 0 | 0 | 0 | 0
IGCC | 0 | 0 | 0 | 0 | 0 | 0
DemandResponse | 0 | 0 | 0 | 0 | 0 | 0
IGCC-CCS | 0 | 0 | 0 | 0 | 0 | 0
WT_off | 0 | 0 | 0 | 0 | 0 | 0
PseudoUnit | 0 | 0 | 0 | 0 | 0 | 0
FixedInterchange | 0 | 0 | 0 | 0 | 0 | 0
CO2 Emissions (MMshortTons): TVA
ReportingType | 2015 | 2020 | 2025 | 2030 | 2035 | 2040
BM | 0 | 0 | 0 | 0 | 0 | 0
CC | 7.49 | 22.02 | 27.54 | 27.25 | 23.99 | 13.95
CSP | 0 | 0 | 0 | 0 | 0 | 0
CT | 0 | 0.62 | 1.03 | 0.88 | 0.93 | 0.13
Coal | 91.12 | 47.16 | 35.93 | 24.63 | 0.42 | 0.43
Geo | 0 | 0 | 0 | 0 | 0 | 0
H | 0 | 0 | 0 | 0 | 0 | 0
LFG | 0 | 0 | 0 | 0 | 0 | 0
Nuc | 0 | 0 | 0 | 0 | 0 | 0
PS | 0 | 0 | 0 | 0 | 0 | 0
PV | 0 | 0 | 0 | 0 | 0 | 0
PeakG | 0 | 0.02 | 0.07 | 0.08 | 0.06 | 0.04
PeakO | 0 | 0 | 0 | 0 | 0 | 0
ST | 0 | 0 | 0 | 0 | 0 | 0
STOG | 0 | 0 | 0 | 0 | 0 | 0
STWD | 0 | 0 | 0 | 0 | 0 | 0
WT | 0 | 0 | 0 | 0 | 0 | 0
IGCC | 0 | 0 | 0 | 0 | 0 | 0
DemandResponse | 0 | 0 | 0 | 0 | 0 | 0
IGCC-CCS | 0 | 0 | 0 | 0 | 0 | 0
WT_off | 0 | 0 | 0 | 0 | 0 | 0
PseudoUnit | 0 | 0 | 0 | 0 | 0 | 0
FixedInterchange | 0 | 0 | 0 | 0 | 0 | 0
CO2 Emissions (MMshortTons): TVA_Transmission
ReportingType | 2015 | 2020 | 2025 | 2030 | 2035 | 2040
BM | 0 | 0 | 0 | 0 | 0 | 0
CC | 0 | 0 | 0 | 0 | 0 | 0
CSP | 0 | 0 | 0 | 0 | 0 | 0
CT | 0 | 0 | 0 | 0 | 0 | 0
Coal | 0 | 0 | 0 | 0 | 0 | 0
Geo | 0 | 0 | 0 | 0 | 0 | 0
H | 0 | 0 | 0 | 0 | 0 | 0
LFG | 0 | 0 | 0 | 0 | 0 | 0
Nuc | 0 | 0 | 0 | 0 | 0 | 0
PS | 0 | 0 | 0 | 0 | 0 | 0
PV | 0 | 0 | 0 | 0 | 0 | 0
PeakG | 0 | 0 | 0 | 0 | 0 | 0
PeakO | 0 | 0 | 0 | 0 | 0 | 0
ST | 0 | 0 | 0 | 0 | 0 | 0
STOG | 0 | 0 | 0 | 0 | 0 | 0
STWD | 0 | 0 | 0 | 0 | 0 | 0
WT | 0 | 0 | 0 | 0 | 0 | 0
IGCC | 0 | 0 | 0 | 0 | 0 | 0
DemandResponse | 0 | 0 | 0 | 0 | 0 | 0
IGCC-CCS | 0 | 0 | 0 | 0 | 0 | 0
WT_off | 0 | 0 | 0 | 0 | 0 | 0
PseudoUnit | 0 | 0 | 0 | 0 | 0 | 0
FixedInterchange | 0 | 0 | 0 | 0 | 0 | 0
CO2 Emissions (MMshortTons): VACAR
ReportingType | 2015 | 2020 | 2025 | 2030 | 2035 | 2040
BM | 0 | 0 | 0 | 0 | 0 | 0
CC | 8.95 | 16.94 | 37.95 | 34.87 | 20.59 | 15.82
CSP | 0 | 0 | 0 | 0 | 0 | 0
CT | 0.29 | 0.33 | 0.5 | 0.47 | 0.33 | 0.3
Coal | 106.49 | 98.69 | 40.44 | 17.78 | 1.23 | 2.47
Geo | 0 | 0 | 0 | 0 | 0 | 0
H | 0 | 0 | 0 | 0 | 0 | 0
LFG | 0 | 0 | 0 | 0 | 0 | 0
Nuc | 0 | 0 | 0 | 0 | 0 | 0
PS | 0 | 0 | 0 | 0 | 0 | 0
PV | 0 | 0 | 0 | 0 | 0 | 0
PeakG | 0.04 | 0.08 | 0.22 | 0.25 | 0.18 | 0.17
PeakO | 0 | 0 | 0 | 0 | 0 | 0
ST | 0 | 0 | 0 | 0 | 0 | 0
STOG | 0 | 0 | 0 | 0 | 0 | 0
STWD | 0 | 0 | 0 | 0 | 0 | 0
WT | 0 | 0 | 0 | 0 | 0 | 0
IGCC | 0 | 0 | 0 | 0 | 0 | 0
DemandResponse | 0 | 0 | 0 | 0 | 0 | 0
IGCC-CCS | 0 | 0 | 0 | 0 | 0 | 0
WT_off | 0 | 0 | 0 | 0 | 0 | 0
PseudoUnit | 0 | 0 | 0 | 0 | 0 | 0
FixedInterchange | 0 | 0 | 0 | 0 | 0 | 0
CO2 Emissions (MMshortTons): IESO
ReportingType | 2015 | 2020 | 2025 | 2030 | 2035 | 2040
BM | 0 | 0 | 0 | 0 | 0 | 0
CC | 0.46 | 0.41 | 0.13 | 0.06 | 0.06 | 0.66
CSP | 0 | 0 | 0 | 0 | 0 | 0
CT | 0 | 0 | 0 | 0 | 0 | 0
Coal | 0 | 0 | 0 | 0 | 0 | 0
Geo | 0 | 0 | 0 | 0 | 0 | 0
H | 0 | 0 | 0 | 0 | 0 | 0
LFG | 0 | 0 | 0 | 0 | 0 | 0
Nuc | 0 | 0 | 0 | 0 | 0 | 0
PS | 0 | 0 | 0 | 0 | 0 | 0
PV | 0 | 0 | 0 | 0 | 0 | 0
PeakG | 0 | 0 | 0 | 0 | 0 | 0
PeakO | 0 | 0 | 0 | 0 | 0 | 0
ST | 0 | 0 | 0 | 0 | 0 | 0
STOG | 0 | 0 | 0 | 0 | 0 | 0
STWD | 0 | 0 | 0 | 0 | 0 | 0
WT | 0 | 0 | 0 | 0 | 0 | 0
IGCC | 0 | 0 | 0 | 0 | 0 | 0
DemandResponse | 0 | 0 | 0 | 0 | 0 | 0
IGCC-CCS | 0 | 0 | 0 | 0 | 0 | 0
WT_off | 0 | 0 | 0 | 0 | 0 | 0
PseudoUnit | 0 | 0 | 0 | 0 | 0 | 0
FixedInterchange | 0 | 0 | 0 | 0 | 0 | 0
CO2 Emissions (MMshortTons): MAPP_CA
ReportingType | 2015 | 2020 | 2025 | 2030 | 2035 | 2040
BM | 0 | 0 | 0 | 0 | 0 | 0
CC | 1.7 | 1.54 | 1.45 | 0 | 0 | 0
CSP | 0 | 0 | 0 | 0 | 0 | 0
CT | 0 | 0 | 0 | 0 | 0 | 0
Coal | 0.66 | 2.77 | 0 | 0 | 0 | 0
Geo | 0 | 0 | 0 | 0 | 0 | 0
H | 0 | 0 | 0 | 0 | 0 | 0
LFG | 0 | 0 | 0 | 0 | 0 | 0
Nuc | 0 | 0 | 0 | 0 | 0 | 0
PS | 0 | 0 | 0 | 0 | 0 | 0
PV | 0 | 0 | 0 | 0 | 0 | 0
PeakG | 0 | 0 | 0 | 0 | 0 | 0
PeakO | 0 | 0 | 0 | 0 | 0 | 0
ST | 0 | 0 | 0 | 0 | 0 | 0
STOG | 0 | 0 | 0 | 0 | 0 | 0
STWD | 0 | 0 | 0 | 0 | 0 | 0
WT | 0 | 0 | 0 | 0 | 0 | 0
IGCC | 0 | 0 | 0 | 0 | 0 | 0
DemandResponse | 0 | 0 | 0 | 0 | 0 | 0
IGCC-CCS | 0 | 0 | 0 | 0 | 0 | 0
WT_off | 0 | 0 | 0 | 0 | 0 | 0
PseudoUnit | 0 | 0 | 0 | 0 | 0 | 0
FixedInterchange | 0 | 0 | 0 | 0 | 0 | 0
CO2 Emissions (MMshortTons): AZ_NM_SNV_Coal
ReportingType | 2015 | 2020 | 2025 | 2030 | 2035 | 2040
BM | 0 | 0 | 0 | 0 | 0 | 0
CC | 0 | 0 | 0 | 0 | 0 | 0
CSP | 0 | 0 | 0 | 0 | 0 | 0
CT | 0 | 0 | 0 | 0 | 0 | 0
Coal | 77.07 | 77.71 | 71.45 | 43.57 | 24.14 | 31.63
Geo | 0 | 0 | 0 | 0 | 0 | 0
H | 0 | 0 | 0 | 0 | 0 | 0
LFG | 0 | 0 | 0 | 0 | 0 | 0
Nuc | 0 | 0 | 0 | 0 | 0 | 0
PS | 0 | 0 | 0 | 0 | 0 | 0
PV | 0 | 0 | 0 | 0 | 0 | 0
PeakG | 0 | 0 | 0 | 0 | 0 | 0
PeakO | 0 | 0 | 0 | 0 | 0 | 0
ST | 0 | 0 | 0 | 0 | 0 | 0
STOG | 0 | 0 | 0 | 0 | 0 | 0
STWD | 0 | 0 | 0 | 0 | 0 | 0
WT | 0 | 0 | 0 | 0 | 0 | 0
IGCC | 0 | 0 | 0 | 0 | 0 | 0
DemandResponse | 0 | 0 | 0 | 0 | 0 | 0
IGCC-CCS | 0 | 0 | 0 | 0 | 0 | 0
WT_off | 0 | 0 | 0 | 0 | 0 | 0
PseudoUnit | 0 | 0 | 0 | 0 | 0 | 0
FixedInterchange | 0 | 0 | 0 | 0 | 0 | 0
CO2 Emissions (MMshortTons): AZ_NM_SNV_Gas
ReportingType | 2015 | 2020 | 2025 | 2030 | 2035 | 2040
BM | 0 | 0 | 0 | 0 | 0 | 0
CC | 42.97 | 49.17 | 48.58 | 49.32 | 46.66 | 39.59
CSP | 0 | 0 | 0 | 0 | 0 | 0
CT | 0 | 0 | 0.1 | 0.18 | 0 | 0
Coal | 0 | 0 | 0 | 0 | 0 | 0
Geo | 0 | 0 | 0 | 0 | 0 | 0
H | 0 | 0 | 0 | 0 | 0 | 0
LFG | 0 | 0 | 0 | 0 | 0 | 0
Nuc | 0 | 0 | 0 | 0 | 0 | 0
PS | 0 | 0 | 0 | 0 | 0 | 0
PV | 0 | 0 | 0 | 0 | 0 | 0
PeakG | 0 | 0 | 0.25 | 0.48 | 0 | 0
PeakO | 0 | 0 | 0 | 0 | 0 | 0
ST | 0 | 0 | 0 | 0 | 0 | 0
STOG | 0 | 0 | 0 | 0 | 0 | 0
STWD | 0 | 0 | 0 | 0 | 0 | 0
WT | 0 | 0 | 0 | 0 | 0 | 0
IGCC | 0 | 0 | 0 | 0 | 0 | 0
DemandResponse | 0 | 0 | 0 | 0 | 0 | 0
IGCC-CCS | 0 | 0 | 0 | 0 | 0 | 0
WT_off | 0 | 0 | 0 | 0 | 0 | 0
PseudoUnit | 0 | 0 | 0 | 0 | 0 | 0
FixedInterchange | 0 | 0 | 0 | 0 | 0 | 0
CO2 Emissions (MMshortTons): AZ_NM_SNV_NucRenew
ReportingType | 2015 | 2020 | 2025 | 2030 | 2035 | 2040
BM | 0 | 0 | 0 | 0 | 0 | 0
CC | 0 | 0 | 0 | 0 | 0 | 0
CSP | 0 | 0 | 0 | 0 | 0 | 0
CT | 0 | 0 | 0 | 0 | 0 | 0
Coal | 0 | 0 | 0 | 0 | 0 | 0
Geo | 0 | 0 | 0 | 0 | 0 | 0
H | 0 | 0 | 0 | 0 | 0 | 0
LFG | 0 | 0 | 0 | 0 | 0 | 0
Nuc | 0 | 0 | 0 | 0 | 0 | 0
PS | 0 | 0 | 0 | 0 | 0 | 0
PV | 0 | 0 | 0 | 0 | 0 | 0
PeakG | 0 | 0 | 0 | 0 | 0 | 0
PeakO | 0 | 0 | 0 | 0 | 0 | 0
ST | 0 | 0 | 0 | 0 | 0 | 0
STOG | 0 | 0 | 0 | 0 | 0 | 0
STWD | 0 | 0 | 0 | 0 | 0 | 0
WT | 0 | 0 | 0 | 0 | 0 | 0
IGCC | 0 | 0 | 0 | 0 | 0 | 0
DemandResponse | 0 | 0 | 0 | 0 | 0 | 0
IGCC-CCS | 0 | 0 | 0 | 0 | 0 | 0
WT_off | 0 | 0 | 0 | 0 | 0 | 0
PseudoUnit | 0 | 0 | 0 | 0 | 0 | 0
FixedInterchange | 0 | 0 | 0 | 0 | 0 | 0
CO2 Emissions (MMshortTons): ERCOT
ReportingType | 2015 | 2020 | 2025 | 2030 | 2035 | 2040
BM | 0 | 0 | 0 | 0 | 0 | 0
CC | 66.34 | 83.53 | 101.23 | 82.05 | 60.93 | 51.4
CSP | 0 | 0 | 0 | 0 | 0 | 0
CT | 0 | 0.01 | 0.21 | 0.11 | 0.11 | 0.11
Coal | 114.11 | 83 | 25.98 | 14.54 | 4.12 | 13.65
Geo | 0 | 0 | 0 | 0 | 0 | 0
H | 0 | 0 | 0 | 0 | 0 | 0
LFG | 0 | 0 | 0 | 0 | 0 | 0
Nuc | 0 | 0 | 0 | 0 | 0 | 0
PS | 0 | 0 | 0 | 0 | 0 | 0
PV | 0 | 0 | 0 | 0 | 0 | 0
PeakG | 0 | 0.01 | 3.54 | 2 | 1.7 | 1.48
PeakO | 0 | 0 | 0 | 0 | 0 | 0
ST | 0 | 0 | 0 | 0 | 0 | 0
STOG | 3.98 | 5.71 | 3.21 | 1.27 | 0.84 | 0.96
STWD | 0 | 0 | 0 | 0 | 0 | 0
WT | 0 | 0 | 0 | 0 | 0 | 0
IGCC | 0 | 0 | 0 | 0 | 0 | 0
DemandResponse | 0 | 0 | 0 | 0 | 0 | 0
IGCC-CCS | 0 | 0 | 0 | 0 | 0 | 0
WT_off | 0 | 0 | 0 | 0 | 0 | 0
PseudoUnit | 0 | 0 | 0 | 0 | 0 | 0
FixedInterchange | 0 | 0 | 0 | 0 | 0 | 0
CO2 Emissions (MMshortTons): NP15
ReportingType | 2015 | 2020 | 2025 | 2030 | 2035 | 2040
BM | 0 | 0 | 0 | 0 | 0 | 0
CC | 14.02 | 13.91 | 16.24 | 15.55 | 1.94 | 1.29
CSP | 0 | 0 | 0 | 0 | 0 | 0
CT | 0 | 0 | 0 | 0 | 0 | 0.01
Coal | 0.27 | 0.27 | 0.27 | 0 | 0 | 0
Geo | 0 | 0 | 0 | 0 | 0 | 0
H | 0 | 0 | 0 | 0 | 0 | 0
LFG | 0 | 0 | 0 | 0 | 0 | 0
Nuc | 0 | 0 | 0 | 0 | 0 | 0
PS | 0 | 0 | 0 | 0 | 0 | 0
PV | 0 | 0 | 0 | 0 | 0 | 0
PeakG | 0 | 0 | 0 | 0.05 | 0.05 | 0.07
PeakO | 0 | 0 | 0 | 0 | 0 | 0
ST | 0 | 0 | 0 | 0 | 0 | 0
STOG | 0.08 | 0.08 | 0.13 | 0 | 0 | 0
STWD | 0 | 0 | 0 | 0 | 0 | 0
WT | 0 | 0 | 0 | 0 | 0 | 0
IGCC | 0 | 0 | 0 | 0 | 0 | 0
DemandResponse | 0 | 0 | 0 | 0 | 0 | 0
IGCC-CCS | 0 | 0 | 0 | 0 | 0 | 0
WT_off | 0 | 0 | 0 | 0 | 0 | 0
PseudoUnit | 0 | 0 | 0 | 0 | 0 | 0
FixedInterchange | 0 | 0 | 0 | 0 | 0 | 0
CO2 Emissions (MMshortTons): NWPP_Coal
ReportingType | 2015 | 2020 | 2025 | 2030 | 2035 | 2040
BM | 0 | 0 | 0 | 0 | 0 | 0
CC | 0 | 0 | 0 | 0 | 0 | 0
CSP | 0 | 0 | 0 | 0 | 0 | 0
CT | 0 | 0 | 0 | 0 | 0 | 0
Coal | 102.44 | 102.63 | 101.02 | 91.61 | 63.88 | 71.25
Geo | 0 | 0 | 0 | 0 | 0 | 0
H | 0 | 0 | 0 | 0 | 0 | 0
LFG | 0 | 0 | 0 | 0 | 0 | 0
Nuc | 0 | 0 | 0 | 0 | 0 | 0
PS | 0 | 0 | 0 | 0 | 0 | 0
PV | 0 | 0 | 0 | 0 | 0 | 0
PeakG | 0 | 0 | 0 | 0 | 0 | 0
PeakO | 0 | 0 | 0 | 0 | 0 | 0
ST | 0 | 0 | 0 | 0 | 0 | 0
STOG | 0 | 0 | 0 | 0 | 0 | 0
STWD | 0 | 0 | 0 | 0 | 0 | 0
WT | 0 | 0 | 0 | 0 | 0 | 0
IGCC | 0 | 0 | 0 | 0 | 0 | 0
DemandResponse | 0 | 0 | 0 | 0 | 0 | 0
IGCC-CCS | 0 | 0 | 0 | 0 | 0 | 0
WT_off | 0 | 0 | 0 | 0 | 0 | 0
PseudoUnit | 0 | 0 | 0 | 0 | 0 | 0
FixedInterchange | 0 | 0 | 0 | 0 | 0 | 0
CO2 Emissions (MMshortTons): NWPP_Gas
ReportingType | 2015 | 2020 | 2025 | 2030 | 2035 | 2040
BM | 0 | 0 | 0 | 0 | 0 | 0
CC | 21.24 | 21.24 | 21.24 | 21.24 | 21.24 | 18.45
CSP | 0 | 0 | 0 | 0 | 0 | 0
CT | 0 | 0 | 0 | 0 | 0 | 0
Coal | 0 | 0 | 0 | 0 | 0 | 0
Geo | 0 | 0 | 0 | 0 | 0 | 0
H | 0 | 0 | 0 | 0 | 0 | 0
LFG | 0 | 0 | 0 | 0 | 0 | 0
Nuc | 0 | 0 | 0 | 0 | 0 | 0
PS | 0 | 0 | 0 | 0 | 0 | 0
PV | 0 | 0 | 0 | 0 | 0 | 0
PeakG | 0 | 0 | 0 | 0 | 0 | 0
PeakO | 0 | 0 | 0 | 0 | 0 | 0
ST | 0 | 0 | 0 | 0 | 0 | 0
STOG | 0 | 0 | 0 | 0 | 0 | 0
STWD | 0 | 0 | 0 | 0 | 0 | 0
WT | 0 | 0 | 0 | 0 | 0 | 0
IGCC | 0 | 0 | 0 | 0 | 0 | 0
DemandResponse | 0 | 0 | 0 | 0 | 0 | 0
IGCC-CCS | 0 | 0 | 0 | 0 | 0 | 0
WT_off | 0 | 0 | 0 | 0 | 0 | 0
PseudoUnit | 0 | 0 | 0 | 0 | 0 | 0
FixedInterchange | 0 | 0 | 0 | 0 | 0 | 0
CO2 Emissions (MMshortTons): NWPP_NucRenew
ReportingType | 2015 | 2020 | 2025 | 2030 | 2035 | 2040
BM | 0 | 0 | 0 | 0 | 0 | 0
CC | 0 | 0 | 0 | 0 | 0 | 0
CSP | 0 | 0 | 0 | 0 | 0 | 0
CT | 0 | 0 | 0 | 0 | 0 | 0
Coal | 0 | 0 | 0 | 0 | 0 | 0
Geo | 0 | 0 | 0 | 0 | 0 | 0
H | 0 | 0 | 0 | 0 | 0 | 0
LFG | 0 | 0 | 0 | 0 | 0 | 0
Nuc | 0 | 0 | 0 | 0 | 0 | 0
PS | 0 | 0 | 0 | 0 | 0 | 0
PV | 0 | 0 | 0 | 0 | 0 | 0
PeakG | 0 | 0 | 0 | 0 | 0 | 0
PeakO | 0 | 0 | 0 | 0 | 0 | 0
ST | 0 | 0 | 0 | 0 | 0 | 0
STOG | 0 | 0 | 0 | 0 | 0 | 0
STWD | 0 | 0 | 0 | 0 | 0 | 0
WT | 0 | 0 | 0 | 0 | 0 | 0
IGCC | 0 | 0 | 0 | 0 | 0 | 0
DemandResponse | 0 | 0 | 0 | 0 | 0 | 0
IGCC-CCS | 0 | 0 | 0 | 0 | 0 | 0
WT_off | 0 | 0 | 0 | 0 | 0 | 0
PseudoUnit | 0 | 0 | 0 | 0 | 0 | 0
FixedInterchange | 0 | 0 | 0 | 0 | 0 | 0
CO2 Emissions (MMshortTons): RMPA
ReportingType | 2015 | 2020 | 2025 | 2030 | 2035 | 2040
BM | 0 | 0 | 0 | 0 | 0 | 0
CC | 2.5 | 3.63 | 1.27 | 6.57 | 6.84 | 1.03
CSP | 0 | 0 | 0 | 0 | 0 | 0
CT | 0 | 0 | 0 | 0 | 0 | 0
Coal | 61.31 | 59.93 | 50.44 | 40.91 | 28.22 | 43.45
Geo | 0 | 0 | 0 | 0 | 0 | 0
H | 0 | 0 | 0 | 0 | 0 | 0
LFG | 0 | 0 | 0 | 0 | 0 | 0
Nuc | 0 | 0 | 0 | 0 | 0 | 0
PS | 0 | 0 | 0 | 0 | 0 | 0
PV | 0 | 0 | 0 | 0 | 0 | 0
PeakG | 0 | 0.01 | 0 | 0.09 | 0.03 | 0.01
PeakO | 0 | 0 | 0 | 0 | 0 | 0
ST | 0 | 0 | 0 | 0 | 0 | 0
STOG | 0 | 0 | 0 | 0 | 0 | 0
STWD | 0 | 0 | 0 | 0 | 0 | 0
WT | 0 | 0 | 0 | 0 | 0 | 0
IGCC | 0 | 0 | 0 | 0 | 9.66 | 18.03
DemandResponse | 0 | 0 | 0 | 0 | 0 | 0
IGCC-CCS | 0 | 0 | 0 | 0 | 0 | 0
WT_off | 0 | 0 | 0 | 0 | 0 | 0
PseudoUnit | 0 | 0 | 0 | 0 | 0 | 0
FixedInterchange | 0 | 0 | 0 | 0 | 0 | 0
CO2 Emissions (MMshortTons): SP15
ReportingType | 2015 | 2020 | 2025 | 2030 | 2035 | 2040
BM | 0 | 0 | 0 | 0 | 0 | 0
CC | 16.74 | 13.57 | 16.33 | 17.83 | 6.35 | 3.82
CSP | 0 | 0 | 0 | 0 | 0 | 0
CT | 0 | 0 | 0 | 0 | 0 | 0
Coal | 0.9 | 0.9 | 0.9 | 0 | 0 | 0
Geo | 0 | 0 | 0 | 0 | 0 | 0
H | 0 | 0 | 0 | 0 | 0 | 0
LFG | 0 | 0 | 0 | 0 | 0 | 0
Nuc | 0 | 0 | 0 | 0 | 0 | 0
PS | 0 | 0 | 0 | 0 | 0 | 0
PV | 0 | 0 | 0 | 0 | 0 | 0
PeakG | 0 | 0 | 0 | 0.21 | 0.23 | 0.26
PeakO | 0 | 0 | 0 | 0 | 0 | 0
ST | 0 | 0 | 0 | 0 | 0 | 0
STOG | 0.15 | 0.27 | 0.13 | 0.04 | 0.05 | 0.06
STWD | 0 | 0 | 0 | 0 | 0 | 0
WT | 0 | 0 | 0 | 0 | 0 | 0
IGCC | 0 | 0 | 0 | 0 | 0 | 0
DemandResponse | 0 | 0 | 0 | 0 | 0 | 0
IGCC-CCS | 0 | 0 | 0 | 0 | 0 | 0
WT_off | 0 | 0 | 0 | 0 | 0 | 0
PseudoUnit | 0 | 0 | 0 | 0 | 0 | 0
FixedInterchange | 0 | 0 | 0 | 0 | 0 | 0
CO2 Emissions (MMshortTons): ALB
ReportingType | 2015 | 2020 | 2025 | 2030 | 2035 | 2040
BM | 0 | 0 | 0 | 0 | 0 | 0
CC | 7.53 | 8.94 | 12.86 | 12.86 | 15.88 | 18.95
CSP | 0 | 0 | 0 | 0 | 0 | 0
CT | 0 | 0 | 0 | 0 | 0 | 0
Coal | 50 | 50 | 50 | 50 | 50 | 50
Geo | 0 | 0 | 0 | 0 | 0 | 0
H | 0 | 0 | 0 | 0 | 0 | 0
LFG | 0 | 0 | 0 | 0 | 0 | 0
Nuc | 0 | 0 | 0 | 0 | 0 | 0
PS | 0 | 0 | 0 | 0 | 0 | 0
PV | 0 | 0 | 0 | 0 | 0 | 0
PeakG | 0 | 0 | 0 | 0.01 | 0 | 0.01
PeakO | 0 | 0 | 0 | 0 | 0 | 0
ST | 0 | 0 | 0 | 0 | 0 | 0
STOG | 0 | 0 | 0 | 0 | 0 | 0
STWD | 0 | 0 | 0 | 0 | 0 | 0
WT | 0 | 0 | 0 | 0 | 0 | 0
IGCC | 0 | 0 | 0 | 0 | 0 | 0
DemandResponse | 0 | 0 | 0 | 0 | 0 | 0
IGCC-CCS | 0 | 0 | 0 | 0 | 0 | 0
WT_off | 0 | 0 | 0 | 0 | 0 | 0
PseudoUnit | 0 | 0 | 0 | 0 | 0 | 0
FixedInterchange | 0 | 0 | 0 | 0 | 0 | 0
CO2 Emissions (MMshortTons): BC
ReportingType | 2015 | 2020 | 2025 | 2030 | 2035 | 2040
BM | 0 | 0 | 0 | 0 | 0 | 0
CC | 3.25 | 3.8 | 5.45 | 4 | 4.42 | 5.45
CSP | 0 | 0 | 0 | 0 | 0 | 0
CT | 0 | 0 | 0 | 0 | 0 | 0
Coal | 0 | 0 | 0 | 0 | 0 | 0
Geo | 0 | 0 | 0 | 0 | 0 | 0
H | 0 | 0 | 0 | 0 | 0 | 0
LFG | 0 | 0 | 0 | 0 | 0 | 0
Nuc | 0 | 0 | 0 | 0 | 0 | 0
PS | 0 | 0 | 0 | 0 | 0 | 0
PV | 0 | 0 | 0 | 0 | 0 | 0
PeakG | 0 | 0 | 0 | 0 | 0 | 0
PeakO | 0 | 0 | 0 | 0 | 0 | 0
ST | 0 | 0 | 0 | 0 | 0 | 0
STOG | 0.65 | 0.71 | 0 | 0 | 0 | 0
STWD | 0 | 0 | 0 | 0 | 0 | 0
WT | 0 | 0 | 0 | 0 | 0 | 0
IGCC | 0 | 0 | 0 | 0 | 0 | 0
DemandResponse | 0 | 0 | 0 | 0 | 0 | 0
IGCC-CCS | 0 | 0 | 0 | 0 | 0 | 0
WT_off | 0 | 0 | 0 | 0 | 0 | 0
PseudoUnit | 0 | 0 | 0 | 0 | 0 | 0
FixedInterchange | 0 | 0 | 0 | 0 | 0 | 0
CO2 Emissions (MMshortTons): HQ_IESO
ReportingType | 2015 | 2020 | 2025 | 2030 | 2035 | 2040
BM | 0 | 0 | 0 | 0 | 0 | 0
CC | 0 | 0 | 0 | 0 | 0 | 0
CSP | 0 | 0 | 0 | 0 | 0 | 0
CT | 0 | 0 | 0 | 0 | 0 | 0
Coal | 0 | 0 | 0 | 0 | 0 | 0
Geo | 0 | 0 | 0 | 0 | 0 | 0
H | 0 | 0 | 0 | 0 | 0 | 0
LFG | 0 | 0 | 0 | 0 | 0 | 0
Nuc | 0 | 0 | 0 | 0 | 0 | 0
PS | 0 | 0 | 0 | 0 | 0 | 0
PV | 0 | 0 | 0 | 0 | 0 | 0
PeakG | 0 | 0 | 0 | 0 | 0 | 0
PeakO | 0 | 0 | 0 | 0 | 0 | 0
ST | 0 | 0 | 0 | 0 | 0 | 0
STOG | 0 | 0 | 0 | 0 | 0 | 0
STWD | 0 | 0 | 0 | 0 | 0 | 0
WT | 0 | 0 | 0 | 0 | 0 | 0
IGCC | 0 | 0 | 0 | 0 | 0 | 0
DemandResponse | 0 | 0 | 0 | 0 | 0 | 0
IGCC-CCS | 0 | 0 | 0 | 0 | 0 | 0
WT_off | 0 | 0 | 0 | 0 | 0 | 0
PseudoUnit | 0 | 0 | 0 | 0 | 0 | 0
FixedInterchange | 0 | 0 | 0 | 0 | 0 | 0
CO2 Emissions (MMshortTons): HQ_NEISO
ReportingType | 2015 | 2020 | 2025 | 2030 | 2035 | 2040
BM | 0 | 0 | 0 | 0 | 0 | 0
CC | 0 | 0 | 0 | 0 | 0 | 0
CSP | 0 | 0 | 0 | 0 | 0 | 0
CT | 0 | 0 | 0 | 0 | 0 | 0
Coal | 0 | 0 | 0 | 0 | 0 | 0
Geo | 0 | 0 | 0 | 0 | 0 | 0
H | 0 | 0 | 0 | 0 | 0 | 0
LFG | 0 | 0 | 0 | 0 | 0 | 0
Nuc | 0 | 0 | 0 | 0 | 0 | 0
PS | 0 | 0 | 0 | 0 | 0 | 0
PV | 0 | 0 | 0 | 0 | 0 | 0
PeakG | 0 | 0 | 0 | 0 | 0 | 0
PeakO | 0 | 0 | 0 | 0 | 0 | 0
ST | 0 | 0 | 0 | 0 | 0 | 0
STOG | 0 | 0 | 0 | 0 | 0 | 0
STWD | 0 | 0 | 0 | 0 | 0 | 0
WT | 0 | 0 | 0 | 0 | 0 | 0
IGCC | 0 | 0 | 0 | 0 | 0 | 0
DemandResponse | 0 | 0 | 0 | 0 | 0 | 0
IGCC-CCS | 0 | 0 | 0 | 0 | 0 | 0
WT_off | 0 | 0 | 0 | 0 | 0 | 0
PseudoUnit | 0 | 0 | 0 | 0 | 0 | 0
FixedInterchange | 0 | 0 | 0 | 0 | 0 | 0
CO2 Emissions (MMshortTons): HQ_NY
ReportingType | 2015 | 2020 | 2025 | 2030 | 2035 | 2040
BM | 0 | 0 | 0 | 0 | 0 | 0
CC | 0 | 0 | 0 | 0 | 0 | 0
CSP | 0 | 0 | 0 | 0 | 0 | 0
CT | 0 | 0 | 0 | 0 | 0 | 0
Coal | 0 | 0 | 0 | 0 | 0 | 0
Geo | 0 | 0 | 0 | 0 | 0 | 0
H | 0 | 0 | 0 | 0 | 0 | 0
LFG | 0 | 0 | 0 | 0 | 0 | 0
Nuc | 0 | 0 | 0 | 0 | 0 | 0
PS | 0 | 0 | 0 | 0 | 0 | 0
PV | 0 | 0 | 0 | 0 | 0 | 0
PeakG | 0 | 0 | 0 | 0 | 0 | 0
PeakO | 0 | 0 | 0 | 0 | 0 | 0
ST | 0 | 0 | 0 | 0 | 0 | 0
STOG | 0 | 0 | 0 | 0 | 0 | 0
STWD | 0 | 0 | 0 | 0 | 0 | 0
WT | 0 | 0 | 0 | 0 | 0 | 0
IGCC | 0 | 0 | 0 | 0 | 0 | 0
DemandResponse | 0 | 0 | 0 | 0 | 0 | 0
IGCC-CCS | 0 | 0 | 0 | 0 | 0 | 0
WT_off | 0 | 0 | 0 | 0 | 0 | 0
PseudoUnit | 0 | 0 | 0 | 0 | 0 | 0
FixedInterchange | 0 | 0 | 0 | 0 | 0 | 0
CO2 Emissions (MMshortTons): MARITIMES
ReportingType | 2015 | 2020 | 2025 | 2030 | 2035 | 2040
BM | 0 | 0 | 0 | 0 | 0 | 0
CC | 0 | 0 | 0 | 0 | 0 | 0
CSP | 0 | 0 | 0 | 0 | 0 | 0
CT | 0 | 0 | 0 | 0 | 0 | 0
Coal | 0 | 0 | 0 | 0 | 0 | 0
Geo | 0 | 0 | 0 | 0 | 0 | 0
H | 0 | 0 | 0 | 0 | 0 | 0
LFG | 0 | 0 | 0 | 0 | 0 | 0
Nuc | 0 | 0 | 0 | 0 | 0 | 0
PS | 0 | 0 | 0 | 0 | 0 | 0
PV | 0 | 0 | 0 | 0 | 0 | 0
PeakG | 0 | 0 | 0 | 0 | 0 | 0
PeakO | 0 | 0 | 0 | 0 | 0 | 0
ST | 0 | 0 | 0 | 0 | 0 | 0
STOG | 0 | 0 | 0 | 0 | 0 | 0
STWD | 0 | 0 | 0 | 0 | 0 | 0
WT | 0 | 0 | 0 | 0 | 0 | 0
IGCC | 0 | 0 | 0 | 0 | 0 | 0
DemandResponse | 0 | 0 | 0 | 0 | 0 | 0
IGCC-CCS | 0 | 0 | 0 | 0 | 0 | 0
WT_off | 0 | 0 | 0 | 0 | 0 | 0
PseudoUnit | 0 | 0 | 0 | 0 | 0 | 0
FixedInterchange | 0 | 0 | 0 | 0 | 0 | 0
CO2 Emissions (MMshortTons): All
ReportingType | 2015 | 2020 | 2025 | 2030 | 2035 | 2040
BM | 0 | 0 | 0 | 0 | 0 | 0
CC | 458.36 | 593.2 | 833.07 | 791.17 | 691.4 | 605.22
CSP | 0 | 0 | 0 | 0 | 0 | 0
CT | 0.7 | 2.39 | 6.8 | 6.69 | 6.65 | 7.62
Coal | 1915.95 | 1585.9 | 931.47 | 584.44 | 272.42 | 439.62
Geo | 0 | 0 | 0 | 0 | 0 | 0
H | 0 | 0 | 0 | 0 | 0 | 0
LFG | 0 | 0 | 0 | 0 | 0 | 0
Nuc | 0 | 0 | 0 | 0 | 0 | 0
PS | 0 | 0 | 0 | 0 | 0 | 0
PV | 0 | 0 | 0 | 0 | 0 | 0
PeakG | 2.19 | 4.75 | 22.07 | 18.62 | 12.96 | 11.35
PeakO | 0 | 0 | 0 | 0 | 0 | 0
ST | 0 | 0 | 0 | 0 | 0 | 0
STOG | 14.21 | 22.38 | 4.69 | 2.11 | 1.11 | 1.26
STWD | 0 | 0 | 0 | 0 | 0 | 0
WT | 0 | 0 | 0 | 0 | 0 | 0
IGCC | 4.15 | 4.15 | 4.15 | 4.15 | 13.81 | 22.18
DemandResponse | 0 | 0 | 0 | 0 | 0 | 0
IGCC-CCS | 0 | 0 | 0 | 0 | 0 | 0
WT_off | 0 | 0 | 0 | 0 | 0 | 0
PseudoUnit | 0 | 0 | 0 | 0 | 0 | 0
FixedInterchange | 0 | 0 | 0 | 0 | 0 | 0
CO2 Emissions (MMshortTons): EI_US
ReportingType | 2015 | 2020 | 2025 | 2030 | 2035 | 2040
BM | 0 | 0 | 0 | 0 | 0 | 0
CC | 281.62 | 393.46 | 608.3 | 581.69 | 527.08 | 464.59
CSP | 0 | 0 | 0 | 0 | 0 | 0
CT | 0.7 | 2.39 | 6.49 | 6.39 | 6.54 | 7.49
Coal | 1509.21 | 1208.71 | 631.41 | 343.81 | 102.07 | 229.65
Geo | 0 | 0 | 0 | 0 | 0 | 0
H | 0 | 0 | 0 | 0 | 0 | 0
LFG | 0 | 0 | 0 | 0 | 0 | 0
Nuc | 0 | 0 | 0 | 0 | 0 | 0
PS | 0 | 0 | 0 | 0 | 0 | 0
PV | 0 | 0 | 0 | 0 | 0 | 0
PeakG | 2.19 | 4.73 | 18.27 | 15.78 | 10.95 | 9.53
PeakO | 0 | 0 | 0 | 0 | 0 | 0
ST | 0 | 0 | 0 | 0 | 0 | 0
STOG | 9.34 | 15.61 | 1.22 | 0.8 | 0.22 | 0.23
STWD | 0 | 0 | 0 | 0 | 0 | 0
WT | 0 | 0 | 0 | 0 | 0 | 0
IGCC | 4.15 | 4.15 | 4.15 | 4.15 | 4.15 | 4.15
DemandResponse | 0 | 0 | 0 | 0 | 0 | 0
IGCC-CCS | 0 | 0 | 0 | 0 | 0 | 0
WT_off | 0 | 0 | 0 | 0 | 0 | 0
PseudoUnit | 0 | 0 | 0 | 0 | 0 | 0
FixedInterchange | 0 | 0 | 0 | 0 | 0 | 0
CO2 Emissions (MMshortTons): EI_Canada
ReportingType | 2015 | 2020 | 2025 | 2030 | 2035 | 2040
BM | 0 | 0 | 0 | 0 | 0 | 0
CC | 2.15 | 1.95 | 1.58 | 0.06 | 0.06 | 0.66
CSP | 0 | 0 | 0 | 0 | 0 | 0
CT | 0 | 0 | 0 | 0 | 0 | 0
Coal | 0.66 | 2.77 | 0 | 0 | 0 | 0
Geo | 0 | 0 | 0 | 0 | 0 | 0
H | 0 | 0 | 0 | 0 | 0 | 0
LFG | 0 | 0 | 0 | 0 | 0 | 0
Nuc | 0 | 0 | 0 | 0 | 0 | 0
PS | 0 | 0 | 0 | 0 | 0 | 0
PV | 0 | 0 | 0 | 0 | 0 | 0
PeakG | 0 | 0 | 0 | 0 | 0 | 0
PeakO | 0 | 0 | 0 | 0 | 0 | 0
ST | 0 | 0 | 0 | 0 | 0 | 0
STOG | 0 | 0 | 0 | 0 | 0 | 0
STWD | 0 | 0 | 0 | 0 | 0 | 0
WT | 0 | 0 | 0 | 0 | 0 | 0
IGCC | 0 | 0 | 0 | 0 | 0 | 0
DemandResponse | 0 | 0 | 0 | 0 | 0 | 0
IGCC-CCS | 0 | 0 | 0 | 0 | 0 | 0
WT_off | 0 | 0 | 0 | 0 | 0 | 0
PseudoUnit | 0 | 0 | 0 | 0 | 0 | 0
FixedInterchange | 0 | 0 | 0 | 0 | 0 | 0
CO2 Emissions (MMshortTons): EI
ReportingType | 2015 | 2020 | 2025 | 2030 | 2035 | 2040
BM | 0 | 0 | 0 | 0 | 0 | 0
CC | 283.77 | 395.41 | 609.88 | 581.75 | 527.14 | 465.25
CSP | 0 | 0 | 0 | 0 | 0 | 0
CT | 0.7 | 2.39 | 6.49 | 6.39 | 6.54 | 7.49
Coal | 1509.87 | 1211.48 | 631.41 | 343.81 | 102.07 | 229.65
Geo | 0 | 0 | 0 | 0 | 0 | 0
H | 0 | 0 | 0 | 0 | 0 | 0
LFG | 0 | 0 | 0 | 0 | 0 | 0
Nuc | 0 | 0 | 0 | 0 | 0 | 0
PS | 0 | 0 | 0 | 0 | 0 | 0
PV | 0 | 0 | 0 | 0 | 0 | 0
PeakG | 2.19 | 4.73 | 18.27 | 15.78 | 10.95 | 9.53
PeakO | 0 | 0 | 0 | 0 | 0 | 0
ST | 0 | 0 | 0 | 0 | 0 | 0
STOG | 9.34 | 15.61 | 1.22 | 0.8 | 0.22 | 0.23
STWD | 0 | 0 | 0 | 0 | 0 | 0
WT | 0 | 0 | 0 | 0 | 0 | 0
IGCC | 4.15 | 4.15 | 4.15 | 4.15 | 4.15 | 4.15
DemandResponse | 0 | 0 | 0 | 0 | 0 | 0
IGCC-CCS | 0 | 0 | 0 | 0 | 0 | 0
WT_off | 0 | 0 | 0 | 0 | 0 | 0
PseudoUnit | 0 | 0 | 0 | 0 | 0 | 0
FixedInterchange | 0 | 0 | 0 | 0 | 0 | 0
CO2 Emissions (MMshortTons): Outside_EI
ReportingType | 2015 | 2020 | 2025 | 2030 | 2035 | 2040
BM | 0 | 0 | 0 | 0 | 0 | 0
CC | 174.59 | 197.8 | 223.18 | 209.42 | 164.25 | 139.97
CSP | 0 | 0 | 0 | 0 | 0 | 0
CT | 0 | 0.01 | 0.31 | 0.29 | 0.11 | 0.12
Coal | 406.08 | 374.42 | 300.05 | 240.63 | 170.36 | 209.98
Geo | 0 | 0 | 0 | 0 | 0 | 0
H | 0 | 0 | 0 | 0 | 0 | 0
LFG | 0 | 0 | 0 | 0 | 0 | 0
Nuc | 0 | 0 | 0 | 0 | 0 | 0
PS | 0 | 0 | 0 | 0 | 0 | 0
PV | 0 | 0 | 0 | 0 | 0 | 0
PeakG | 0 | 0.02 | 3.8 | 2.84 | 2.01 | 1.83
PeakO | 0 | 0 | 0 | 0 | 0 | 0
ST | 0 | 0 | 0 | 0 | 0 | 0
STOG | 4.87 | 6.77 | 3.47 | 1.31 | 0.89 | 1.02
STWD | 0 | 0 | 0 | 0 | 0 | 0
WT | 0 | 0 | 0 | 0 | 0 | 0
IGCC | 0 | 0 | 0 | 0 | 9.66 | 18.03
DemandResponse | 0 | 0 | 0 | 0 | 0 | 0
IGCC-CCS | 0 | 0 | 0 | 0 | 0 | 0
WT_off | 0 | 0 | 0 | 0 | 0 | 0
PseudoUnit | 0 | 0 | 0 | 0 | 0 | 0
FixedInterchange | 0 | 0 | 0 | 0 | 0 | 0
CO2 Emissions (MMmetricTons): Entergy
ReportingType | 2015 | 2020 | 2025 | 2030 | 2035 | 2040
BM | 0 | 0 | 0 | 0 | 0 | 0
CC | 27.77 | 30.39 | 39.31 | 35.17 | 19.31 | 10.99
CSP | 0 | 0 | 0 | 0 | 0 | 0
CT | 0 | 0 | 0 | 0.38 | 0.19 | 0.19
Coal | 53.12 | 51.22 | 30.26 | 16.01 | 5.69 | 16.52
Geo | 0 | 0 | 0 | 0 | 0 | 0
H | 0 | 0 | 0 | 0 | 0 | 0
LFG | 0 | 0 | 0 | 0 | 0 | 0
Nuc | 0 | 0 | 0 | 0 | 0 | 0
PS | 0 | 0 | 0 | 0 | 0 | 0
PV | 0 | 0 | 0 | 0 | 0 | 0
PeakG | 0 | 0.01 | 0.76 | 0.61 | 0.13 | 0.1
PeakO | 0 | 0 | 0 | 0 | 0 | 0
ST | 0 | 0 | 0 | 0 | 0 | 0
STOG | 1.08 | 1.77 | 0.08 | 0.01 | 0 | 0
STWD | 0 | 0 | 0 | 0 | 0 | 0
WT | 0 | 0 | 0 | 0 | 0 | 0
IGCC | 0 | 0 | 0 | 0 | 0 | 0
DemandResponse | 0 | 0 | 0 | 0 | 0 | 0
IGCC-CCS | 0 | 0 | 0 | 0 | 0 | 0
WT_off | 0 | 0 | 0 | 0 | 0 | 0
PseudoUnit | 0 | 0 | 0 | 0 | 0 | 0
FixedInterchange | 0 | 0 | 0 | 0 | 0 | 0
CO2 Emissions (MMmetricTons): FRCC
ReportingType | 2015 | 2020 | 2025 | 2030 | 2035 | 2040
BM | 0 | 0 | 0 | 0 | 0 | 0
CC | 56.62 | 60.28 | 67.89 | 65.38 | 42.25 | 31.19
CSP | 0 | 0 | 0 | 0 | 0 | 0
CT | 0.37 | 0.63 | 1.67 | 1.49 | 0.93 | 0.46
Coal | 56.08 | 53.99 | 28.62 | 17.71 | 0.54 | 0.54
Geo | 0 | 0 | 0 | 0 | 0 | 0
H | 0 | 0 | 0 | 0 | 0 | 0
LFG | 0 | 0 | 0 | 0 | 0 | 0
Nuc | 0 | 0 | 0 | 0 | 0 | 0
PS | 0 | 0 | 0 | 0 | 0 | 0
PV | 0 | 0 | 0 | 0 | 0 | 0
PeakG | 0.05 | 0.38 | 2.99 | 2.75 | 0.85 | 0.22
PeakO | 0 | 0 | 0 | 0 | 0 | 0
ST | 0 | 0 | 0 | 0 | 0 | 0
STOG | 3.37 | 4.2 | 0.29 | 0.25 | 0.01 | 0
STWD | 0 | 0 | 0 | 0 | 0 | 0
WT | 0 | 0 | 0 | 0 | 0 | 0
IGCC | 0 | 0 | 0 | 0 | 0 | 0
DemandResponse | 0 | 0 | 0 | 0 | 0 | 0
IGCC-CCS | 0 | 0 | 0 | 0 | 0 | 0
WT_off | 0 | 0 | 0 | 0 | 0 | 0
PseudoUnit | 0 | 0 | 0 | 0 | 0 | 0
FixedInterchange | 0 | 0 | 0 | 0 | 0 | 0
CO2 Emissions (MMmetricTons): MAPP_US
ReportingType | 2015 | 2020 | 2025 | 2030 | 2035 | 2040
BM | 0 | 0 | 0 | 0 | 0 | 0
CC | 0.12 | 0.26 | 0.46 | 0.19 | 0.12 | 0.08
CSP | 0 | 0 | 0 | 0 | 0 | 0
CT | 0 | 0 | 0.03 | 0.02 | 0.01 | 0.01
Coal | 19.38 | 16.21 | 8.35 | 4.06 | 1.46 | 3.49
Geo | 0 | 0 | 0 | 0 | 0 | 0
H | 0 | 0 | 0 | 0 | 0 | 0
LFG | 0 | 0 | 0 | 0 | 0 | 0
Nuc | 0 | 0 | 0 | 0 | 0 | 0
PS | 0 | 0 | 0 | 0 | 0 | 0
PV | 0 | 0 | 0 | 0 | 0 | 0
PeakG | 0.02 | 0.05 | 0.2 | 0.08 | 0.06 | 0.06
PeakO | 0 | 0 | 0 | 0 | 0 | 0
ST | 0 | 0 | 0 | 0 | 0 | 0
STOG | 0 | 0 | 0 | 0 | 0 | 0
STWD | 0 | 0 | 0 | 0 | 0 | 0
WT | 0 | 0 | 0 | 0 | 0 | 0
IGCC | 0 | 0 | 0 | 0 | 0 | 0
DemandResponse | 0 | 0 | 0 | 0 | 0 | 0
IGCC-CCS | 0 | 0 | 0 | 0 | 0 | 0
WT_off | 0 | 0 | 0 | 0 | 0 | 0
PseudoUnit | 0 | 0 | 0 | 0 | 0 | 0
FixedInterchange | 0 | 0 | 0 | 0 | 0 | 0
CO2 Emissions (MMmetricTons): MISO_IN
ReportingType | 2015 | 2020 | 2025 | 2030 | 2035 | 2040
BM | 0 | 0 | 0 | 0 | 0 | 0
CC | 1.89 | 11.21 | 42.14 | 42.06 | 40.45 | 34.74
CSP | 0 | 0 | 0 | 0 | 0 | 0
CT | 0 | 0 | 0 | 0 | 0 | 0
Coal | 83.44 | 73.07 | 30.91 | 13.97 | 8.54 | 21.19
Geo | 0 | 0 | 0 | 0 | 0 | 0
H | 0 | 0 | 0 | 0 | 0 | 0
LFG | 0 | 0 | 0 | 0 | 0 | 0
Nuc | 0 | 0 | 0 | 0 | 0 | 0
PS | 0 | 0 | 0 | 0 | 0 | 0
PV | 0 | 0 | 0 | 0 | 0 | 0
PeakG | 0.01 | 0.03 | 0.18 | 0.18 | 0.18 | 0.18
PeakO | 0 | 0 | 0 | 0 | 0 | 0
ST | 0 | 0 | 0 | 0 | 0 | 0
STOG | 0.03 | 0.07 | 0 | 0 | 0 | 0
STWD | 0 | 0 | 0 | 0 | 0 | 0
WT | 0 | 0 | 0 | 0 | 0 | 0
IGCC | 3.76 | 3.76 | 3.76 | 3.76 | 3.76 | 3.76
DemandResponse | 0 | 0 | 0 | 0 | 0 | 0
IGCC-CCS | 0 | 0 | 0 | 0 | 0 | 0
WT_off | 0 | 0 | 0 | 0 | 0 | 0
PseudoUnit | 0 | 0 | 0 | 0 | 0 | 0
FixedInterchange | 0 | 0 | 0 | 0 | 0 | 0
CO2 Emissions (MMmetricTons): MISO_MI
ReportingType | 2015 | 2020 | 2025 | 2030 | 2035 | 2040
BM | 0 | 0 | 0 | 0 | 0 | 0
CC | 4.41 | 7.69 | 17.33 | 16.91 | 16.57 | 14.57
CSP | 0 | 0 | 0 | 0 | 0 | 0
CT | 0 | 0 | 0 | 0.98 | 0.55 | 0.55
Coal | 55.8 | 15.33 | 5.69 | 1.13 | 0.79 | 2.54
Geo | 0 | 0 | 0 | 0 | 0 | 0
H | 0 | 0 | 0 | 0 | 0 | 0
LFG | 0 | 0 | 0 | 0 | 0 | 0
Nuc | 0 | 0 | 0 | 0 | 0 | 0
PS | 0 | 0 | 0 | 0 | 0 | 0
PV | 0 | 0 | 0 | 0 | 0 | 0
PeakG | 0.02 | 0.07 | 0.21 | 0.21 | 0.16 | 0.19
PeakO | 0 | 0 | 0 | 0 | 0 | 0
ST | 0 | 0 | 0 | 0 | 0 | 0
STOG | 0.33 | 0.72 | 0.02 | 0.02 | 0 | 0
STWD | 0 | 0 | 0 | 0 | 0 | 0
WT | 0 | 0 | 0 | 0 | 0 | 0
IGCC | 0 | 0 | 0 | 0 | 0 | 0
DemandResponse | 0 | 0 | 0 | 0 | 0 | 0
IGCC-CCS | 0 | 0 | 0 | 0 | 0 | 0
WT_off | 0 | 0 | 0 | 0 | 0 | 0
PseudoUnit | 0 | 0 | 0 | 0 | 0 | 0
FixedInterchange | 0 | 0 | 0 | 0 | 0 | 0
CO2 Emissions (MMmetricTons): MISO_MO-IL
ReportingType | 2015 | 2020 | 2025 | 2030 | 2035 | 2040
BM | 0 | 0 | 0 | 0 | 0 | 0
CC | 1.33 | 2.31 | 2.77 | 2.73 | 1.71 | 1
CSP | 0 | 0 | 0 | 0 | 0 | 0
CT | 0 | 0 | 0 | 0 | 0 | 0
Coal | 94.46 | 72.14 | 42.76 | 26.84 | 15.81 | 30.13
Geo | 0 | 0 | 0 | 0 | 0 | 0
H | 0 | 0 | 0 | 0 | 0 | 0
LFG | 0 | 0 | 0 | 0 | 0 | 0
Nuc | 0 | 0 | 0 | 0 | 0 | 0
PS | 0 | 0 | 0 | 0 | 0 | 0
PV | 0 | 0 | 0 | 0 | 0 | 0
PeakG | 0.17 | 0.4 | 1.03 | 0.98 | 0.86 | 0.98
PeakO | 0 | 0 | 0 | 0 | 0 | 0
ST | 0 | 0 | 0 | 0 | 0 | 0
STOG | 0.04 | 0.14 | 0 | 0 | 0 | 0
STWD | 0 | 0 | 0 | 0 | 0 | 0
WT | 0 | 0 | 0 | 0 | 0 | 0
IGCC | 0 | 0 | 0 | 0 | 0 | 0
DemandResponse | 0 | 0 | 0 | 0 | 0 | 0
IGCC-CCS | 0 | 0 | 0 | 0 | 0 | 0
WT_off | 0 | 0 | 0 | 0 | 0 | 0
PseudoUnit | 0 | 0 | 0 | 0 | 0 | 0
FixedInterchange | 0 | 0 | 0 | 0 | 0 | 0
CO2 Emissions (MMmetricTons): MISO_W
ReportingType | 2015 | 2020 | 2025 | 2030 | 2035 | 2040
BM | 0 | 0 | 0 | 0 | 0 | 0
CC | 3.43 | 4.63 | 8.6 | 7.39 | 3.43 | 1.42
CSP | 0 | 0 | 0 | 0 | 0 | 0
CT | 0 | 0 | 0 | 0 | 0 | 0
Coal | 95.81 | 81.97 | 57.19 | 41.25 | 15.35 | 31.84
Geo | 0 | 0 | 0 | 0 | 0 | 0
H | 0 | 0 | 0 | 0 | 0 | 0
LFG | 0 | 0 | 0 | 0 | 0 | 0
Nuc | 0 | 0 | 0 | 0 | 0 | 0
PS | 0 | 0 | 0 | 0 | 0 | 0
PV | 0 | 0 | 0 | 0 | 0 | 0
PeakG | 0.08 | 0.17 | 0.25 | 0.37 | 0.17 | 0.17
PeakO | 0 | 0 | 0 | 0 | 0 | 0
ST | 0 | 0 | 0 | 0 | 0 | 0
STOG | 0 | 0 | 0 | 0 | 0 | 0
STWD | 0 | 0 | 0 | 0 | 0 | 0
WT | 0 | 0 | 0 | 0 | 0 | 0
IGCC | 0 | 0 | 0 | 0 | 0 | 0
DemandResponse | 0 | 0 | 0 | 0 | 0 | 0
IGCC-CCS | 0 | 0 | 0 | 0 | 0 | 0
WT_off | 0 | 0 | 0 | 0 | 0 | 0
PseudoUnit | 0 | 0 | 0 | 0 | 0 | 0
FixedInterchange | 0 | 0 | 0 | 0 | 0 | 0
CO2 Emissions (MMmetricTons): MISO_WUMS
ReportingType | 2015 | 2020 | 2025 | 2030 | 2035 | 2040
BM | 0 | 0 | 0 | 0 | 0 | 0
CC | 4.47 | 16.74 | 20.11 | 20.03 | 16.35 | 14.86
CSP | 0 | 0 | 0 | 0 | 0 | 0
CT | 0 | 0.38 | 1.2 | 1.16 | 1.55 | 2.81
Coal | 34.55 | 28.73 | 6.8 | 3.15 | 1.95 | 4.94
Geo | 0 | 0 | 0 | 0 | 0 | 0
H | 0 | 0 | 0 | 0 | 0 | 0
LFG | 0 | 0 | 0 | 0 | 0 | 0
Nuc | 0 | 0 | 0 | 0 | 0 | 0
PS | 0 | 0 | 0 | 0 | 0 | 0
PV | 0 | 0 | 0 | 0 | 0 | 0
PeakG | 0.03 | 0 | 0 | 0 | 0 | 0
PeakO | 0 | 0 | 0 | 0 | 0 | 0
ST | 0 | 0 | 0 | 0 | 0 | 0
STOG | 0 | 0 | 0 | 0 | 0 | 0
STWD | 0 | 0 | 0 | 0 | 0 | 0
WT | 0 | 0 | 0 | 0 | 0 | 0
IGCC | 0 | 0 | 0 | 0 | 0 | 0
DemandResponse | 0 | 0 | 0 | 0 | 0 | 0
IGCC-CCS | 0 | 0 | 0 | 0 | 0 | 0
WT_off | 0 | 0 | 0 | 0 | 0 | 0
PseudoUnit | 0 | 0 | 0 | 0 | 0 | 0
FixedInterchange | 0 | 0 | 0 | 0 | 0 | 0
CO2 Emissions (MMmetricTons): Nebraska
ReportingType | 2015 | 2020 | 2025 | 2030 | 2035 | 2040
BM | 0 | 0 | 0 | 0 | 0 | 0
CC | 0.48 | 0.41 | 1.04 | 0.16 | 0.16 | 0.1
CSP | 0 | 0 | 0 | 0 | 0 | 0
CT | 0 | 0 | 0 | 0 | 0 | 0
Coal | 32.1 | 32.07 | 26.67 | 12.84 | 5.54 | 10.58
Geo | 0 | 0 | 0 | 0 | 0 | 0
H | 0 | 0 | 0 | 0 | 0 | 0
LFG | 0 | 0 | 0 | 0 | 0 | 0
Nuc | 0 | 0 | 0 | 0 | 0 | 0
PS | 0 | 0 | 0 | 0 | 0 | 0
PV | 0 | 0 | 0 | 0 | 0 | 0
PeakG | 0.03 | 0.15 | 0.53 | 0.01 | 0.01 | 0
PeakO | 0 | 0 | 0 | 0 | 0 | 0
ST | 0 | 0 | 0 | 0 | 0 | 0
STOG | 0 | 0 | 0 | 0 | 0 | 0
STWD | 0 | 0 | 0 | 0 | 0 | 0
WT | 0 | 0 | 0 | 0 | 0 | 0
IGCC | 0 | 0 | 0 | 0 | 0 | 0
DemandResponse | 0 | 0 | 0 | 0 | 0 | 0
IGCC-CCS | 0 | 0 | 0 | 0 | 0 | 0
WT_off | 0 | 0 | 0 | 0 | 0 | 0
PseudoUnit | 0 | 0 | 0 | 0 | 0 | 0
FixedInterchange | 0 | 0 | 0 | 0 | 0 | 0
CO2 Emissions (MMmetricTons): NEISO
ReportingType | 2015 | 2020 | 2025 | 2030 | 2035 | 2040
BM | 0 | 0 | 0 | 0 | 0 | 0
CC | 18.19 | 15.91 | 16.2 | 15.55 | 17.79 | 19
CSP | 0 | 0 | 0 | 0 | 0 | 0
CT | 0 | 0.01 | 0.01 | 0.01 | 0.01 | 0.01
Coal | 0.69 | 0 | 0 | 0 | 0 | 0
Geo | 0 | 0 | 0 | 0 | 0 | 0
H | 0 | 0 | 0 | 0 | 0 | 0
LFG | 0 | 0 | 0 | 0 | 0 | 0
Nuc | 0 | 0 | 0 | 0 | 0 | 0
PS | 0 | 0 | 0 | 0 | 0 | 0
PV | 0 | 0 | 0 | 0 | 0 | 0
PeakG | 0.01 | 0.02 | 0.03 | 0.03 | 0.04 | 0.03
PeakO | 0 | 0 | 0 | 0 | 0 | 0
ST | 0 | 0 | 0 | 0 | 0 | 0
STOG | 0 | 0 | 0 | 0 | 0 | 0
STWD | 0 | 0 | 0 | 0 | 0 | 0
WT | 0 | 0 | 0 | 0 | 0 | 0
IGCC | 0 | 0 | 0 | 0 | 0 | 0
DemandResponse | 0 | 0 | 0 | 0 | 0 | 0
IGCC-CCS | 0 | 0 | 0 | 0 | 0 | 0
WT_off | 0 | 0 | 0 | 0 | 0 | 0
PseudoUnit | 0 | 0 | 0 | 0 | 0 | 0
FixedInterchange | 0 | 0 | 0 | 0 | 0 | 0
CO2 Emissions (MMmetricTons): NonRTO_Midwest
ReportingType | 2015 | 2020 | 2025 | 2030 | 2035 | 2040
BM | 0 | 0 | 0 | 0 | 0 | 0
CC | 0.13 | 1.62 | 7.17 | 7.42 | 6.09 | 4.86
CSP | 0 | 0 | 0 | 0 | 0 | 0
CT | 0 | 0 | 0 | 0 | 0 | 0
Coal | 54.27 | 52.51 | 31.75 | 29.66 | 3.58 | 3.04
Geo | 0 | 0 | 0 | 0 | 0 | 0
H | 0 | 0 | 0 | 0 | 0 | 0
LFG | 0 | 0 | 0 | 0 | 0 | 0
Nuc | 0 | 0 | 0 | 0 | 0 | 0
PS | 0 | 0 | 0 | 0 | 0 | 0
PV | 0 | 0 | 0 | 0 | 0 | 0
PeakG | 0.1 | 0.32 | 0.42 | 0.49 | 0.33 | 0.3
PeakO | 0 | 0 | 0 | 0 | 0 | 0
ST | 0 | 0 | 0 | 0 | 0 | 0
STOG | 0 | 0 | 0 | 0 | 0 | 0
STWD | 0 | 0 | 0 | 0 | 0 | 0
WT | 0 | 0 | 0 | 0 | 0 | 0
IGCC | 0 | 0 | 0 | 0 | 0 | 0
DemandResponse | 0 | 0 | 0 | 0 | 0 | 0
IGCC-CCS | 0 | 0 | 0 | 0 | 0 | 0
WT_off | 0 | 0 | 0 | 0 | 0 | 0
PseudoUnit | 0 | 0 | 0 | 0 | 0 | 0
FixedInterchange | 0 | 0 | 0 | 0 | 0 | 0
CO2 Emissions (MMmetricTons): NYISO_A-F
ReportingType | 2015 | 2020 | 2025 | 2030 | 2035 | 2040
BM | 0 | 0 | 0 | 0 | 0 | 0
CC | 2.24 | 3.54 | 5.97 | 4.12 | 8.37 | 9.78
CSP | 0 | 0 | 0 | 0 | 0 | 0
CT | 0 | 0 | 0 | 0 | 0 | 0
Coal | 0 | 0 | 0 | 0 | 0 | 0
Geo | 0 | 0 | 0 | 0 | 0 | 0
H | 0 | 0 | 0 | 0 | 0 | 0
LFG | 0 | 0 | 0 | 0 | 0 | 0
Nuc | 0 | 0 | 0 | 0 | 0 | 0
PS | 0 | 0 | 0 | 0 | 0 | 0
PV | 0 | 0 | 0 | 0 | 0 | 0
PeakG | 0 | 0 | 0 | 0 | 0.01 | 0.01
PeakO | 0 | 0 | 0 | 0 | 0 | 0
ST | 0 | 0 | 0 | 0 | 0 | 0
STOG | 0 | 0 | 0 | 0 | 0 | 0
STWD | 0 | 0 | 0 | 0 | 0 | 0
WT | 0 | 0 | 0 | 0 | 0 | 0
IGCC | 0 | 0 | 0 | 0 | 0 | 0
DemandResponse | 0 | 0 | 0 | 0 | 0 | 0
IGCC-CCS | 0 | 0 | 0 | 0 | 0 | 0
WT_off | 0 | 0 | 0 | 0 | 0 | 0
PseudoUnit | 0 | 0 | 0 | 0 | 0 | 0
FixedInterchange | 0 | 0 | 0 | 0 | 0 | 0
CO2 Emissions (MMmetricTons): NYISO_G-I
ReportingType | 2015 | 2020 | 2025 | 2030 | 2035 | 2040
BM | 0 | 0 | 0 | 0 | 0 | 0
CC | 3.01 | 3.3 | 3.32 | 3.31 | 4.78 | 13.99
CSP | 0 | 0 | 0 | 0 | 0 | 0
CT | 0 | 0 | 0 | 0 | 0 | 0
Coal | 0 | 0 | 0 | 0 | 0 | 0
Geo | 0 | 0 | 0 | 0 | 0 | 0
H | 0 | 0 | 0 | 0 | 0 | 0
LFG | 0 | 0 | 0 | 0 | 0 | 0
Nuc | 0 | 0 | 0 | 0 | 0 | 0
PS | 0 | 0 | 0 | 0 | 0 | 0
PV | 0 | 0 | 0 | 0 | 0 | 0
PeakG | 0 | 0 | 0 | 0 | 0 | 0
PeakO | 0 | 0 | 0 | 0 | 0 | 0
ST | 0 | 0 | 0 | 0 | 0 | 0
STOG | 0 | 0 | 0 | 0 | 0 | 0
STWD | 0 | 0 | 0 | 0 | 0 | 0
WT | 0 | 0 | 0 | 0 | 0 | 0
IGCC | 0 | 0 | 0 | 0 | 0 | 0
DemandResponse | 0 | 0 | 0 | 0 | 0 | 0
IGCC-CCS | 0 | 0 | 0 | 0 | 0 | 0
WT_off | 0 | 0 | 0 | 0 | 0 | 0
PseudoUnit | 0 | 0 | 0 | 0 | 0 | 0
FixedInterchange | 0 | 0 | 0 | 0 | 0 | 0
CO2 Emissions (MMmetricTons): NYISO_J-K
ReportingType | 2015 | 2020 | 2025 | 2030 | 2035 | 2040
BM | 0 | 0 | 0 | 0 | 0 | 0
CC | 8.75 | 11.36 | 12.7 | 11.89 | 13.68 | 13.81
CSP | 0 | 0 | 0 | 0 | 0 | 0
CT | 0 | 0 | 0 | 0.04 | 0.68 | 0.63
Coal | 0 | 0 | 0 | 0 | 0 | 0
Geo | 0 | 0 | 0 | 0 | 0 | 0
H | 0 | 0 | 0 | 0 | 0 | 0
LFG | 0 | 0 | 0 | 0 | 0 | 0
Nuc | 0 | 0 | 0 | 0 | 0 | 0
PS | 0 | 0 | 0 | 0 | 0 | 0
PV | 0 | 0 | 0 | 0 | 0 | 0
PeakG | 0.03 | 0.09 | 0.6 | 0.59 | 0.99 | 0.86
PeakO | 0 | 0 | 0 | 0 | 0 | 0
ST | 0 | 0 | 0 | 0 | 0 | 0
STOG | 0.47 | 0.9 | 0.29 | 0.32 | 0.18 | 0.13
STWD | 0 | 0 | 0 | 0 | 0 | 0
WT | 0 | 0 | 0 | 0 | 0 | 0
IGCC | 0 | 0 | 0 | 0 | 0 | 0
DemandResponse | 0 | 0 | 0 | 0 | 0 | 0
IGCC-CCS | 0 | 0 | 0 | 0 | 0 | 0
WT_off | 0 | 0 | 0 | 0 | 0 | 0
PseudoUnit | 0 | 0 | 0 | 0 | 0 | 0
FixedInterchange | 0 | 0 | 0 | 0 | 0 | 0
CO2 Emissions (MMmetricTons): PJM_E
ReportingType | 2015 | 2020 | 2025 | 2030 | 2035 | 2040
BM | 0 | 0 | 0 | 0 | 0 | 0
CC | 8.57 | 15.47 | 30.01 | 28.98 | 28.91 | 28.62
CSP | 0 | 0 | 0 | 0 | 0 | 0
CT | 0 | 0 | 0 | 0.01 | 0.63 | 1.38
Coal | 0.45 | 1.12 | 0.07 | 0.03 | 0.02 | 0.03
Geo | 0 | 0 | 0 | 0 | 0 | 0
H | 0 | 0 | 0 | 0 | 0 | 0
LFG | 0 | 0 | 0 | 0 | 0 | 0
Nuc | 0 | 0 | 0 | 0 | 0 | 0
PS | 0 | 0 | 0 | 0 | 0 | 0
PV | 0 | 0 | 0 | 0 | 0 | 0
PeakG | 0.01 | 0.05 | 0.64 | 0.94 | 0.94 | 0.94
PeakO | 0 | 0 | 0 | 0 | 0 | 0
ST | 0 | 0 | 0 | 0 | 0 | 0
STOG | 0.16 | 0.59 | 0.03 | 0.03 | 0 | 0.01
STWD | 0 | 0 | 0 | 0 | 0 | 0
WT | 0 | 0 | 0 | 0 | 0 | 0
IGCC | 0 | 0 | 0 | 0 | 0 | 0
DemandResponse | 0 | 0 | 0 | 0 | 0 | 0
IGCC-CCS | 0 | 0 | 0 | 0 | 0 | 0
WT_off | 0 | 0 | 0 | 0 | 0 | 0
PseudoUnit | 0 | 0 | 0 | 0 | 0 | 0
FixedInterchange | 0 | 0 | 0 | 0 | 0 | 0
CO2 Emissions (MMmetricTons): PJM_ROM
ReportingType | 2015 | 2020 | 2025 | 2030 | 2035 | 2040
BM | 0 | 0 | 0 | 0 | 0 | 0
CC | 6.84 | 9.46 | 15.05 | 20.66 | 58.97 | 75.62
CSP | 0 | 0 | 0 | 0 | 0 | 0
CT | 0 | 0 | 0 | 0.01 | 0.01 | 0.01
Coal | 46.85 | 40.01 | 2.46 | 1.12 | 0.86 | 1.19
Geo | 0 | 0 | 0 | 0 | 0 | 0
H | 0 | 0 | 0 | 0 | 0 | 0
LFG | 0 | 0 | 0 | 0 | 0 | 0
Nuc | 0 | 0 | 0 | 0 | 0 | 0
PS | 0 | 0 | 0 | 0 | 0 | 0
PV | 0 | 0 | 0 | 0 | 0 | 0
PeakG | 0 | 0.03 | 0.09 | 0.11 | 0.34 | 0.09
PeakO | 0 | 0 | 0 | 0 | 0 | 0
ST | 0 | 0 | 0 | 0 | 0 | 0
STOG | 0.39 | 0.84 | 0.06 | 0.06 | 0 | 0.06
STWD | 0 | 0 | 0 | 0 | 0 | 0
WT | 0 | 0 | 0 | 0 | 0 | 0
IGCC | 0 | 0 | 0 | 0 | 0 | 0
DemandResponse | 0 | 0 | 0 | 0 | 0 | 0
IGCC-CCS | 0 | 0 | 0 | 0 | 0 | 0
WT_off | 0 | 0 | 0 | 0 | 0 | 0
PseudoUnit | 0 | 0 | 0 | 0 | 0 | 0
FixedInterchange | 0 | 0 | 0 | 0 | 0 | 0
CO2 Emissions (MMmetricTons): PJM_ROR
ReportingType | 2015 | 2020 | 2025 | 2030 | 2035 | 2040
BM | 0 | 0 | 0 | 0 | 0 | 0
CC | 23.73 | 49.47 | 102.32 | 111.73 | 98.99 | 88.87
CSP | 0 | 0 | 0 | 0 | 0 | 0
CT | 0 | 0.01 | 0.01 | 0.04 | 0.04 | 0.06
Coal | 332.09 | 227.61 | 90.08 | 53.11 | 22.68 | 61.32
Geo | 0 | 0 | 0 | 0 | 0 | 0
H | 0 | 0 | 0 | 0 | 0 | 0
LFG | 0 | 0 | 0 | 0 | 0 | 0
Nuc | 0 | 0 | 0 | 0 | 0 | 0
PS | 0 | 0 | 0 | 0 | 0 | 0
PV | 0 | 0 | 0 | 0 | 0 | 0
PeakG | 0.76 | 1.01 | 3.19 | 3.5 | 2.66 | 2.86
PeakO | 0 | 0 | 0 | 0 | 0 | 0
ST | 0 | 0 | 0 | 0 | 0 | 0
STOG | 0.45 | 1.01 | 0.04 | 0.04 | 0 | 0
STWD | 0 | 0 | 0 | 0 | 0 | 0
WT | 0 | 0 | 0 | 0 | 0 | 0
IGCC | 0 | 0 | 0 | 0 | 0 | 0
DemandResponse | 0 | 0 | 0 | 0 | 0 | 0
IGCC-CCS | 0 | 0 | 0 | 0 | 0 | 0
WT_off | 0 | 0 | 0 | 0 | 0 | 0
PseudoUnit | 0 | 0 | 0 | 0 | 0 | 0
FixedInterchange | 0 | 0 | 0 | 0 | 0 | 0
CO2 Emissions (MMmetricTons): SOCO
ReportingType | 2015 | 2020 | 2025 | 2030 | 2035 | 2040
BM | 0 | 0 | 0 | 0 | 0 | 0
CC | 46.65 | 48.97 | 64.93 | 65.07 | 53.06 | 26.46
CSP | 0 | 0 | 0 | 0 | 0 | 0
CT | 0 | 0 | 0 | 0 | 0 | 0
Coal | 84.23 | 83.5 | 42.17 | 34.77 | 2.2 | 1.05
Geo | 0 | 0 | 0 | 0 | 0 | 0
H | 0 | 0 | 0 | 0 | 0 | 0
LFG | 0 | 0 | 0 | 0 | 0 | 0
Nuc | 0 | 0 | 0 | 0 | 0 | 0
PS | 0 | 0 | 0 | 0 | 0 | 0
PV | 0 | 0 | 0 | 0 | 0 | 0
PeakG | 0.63 | 1.36 | 3 | 2.93 | 1.97 | 1.47
PeakO | 0 | 0 | 0 | 0 | 0 | 0
ST | 0 | 0 | 0 | 0 | 0 | 0
STOG | 0 | 0 | 0 | 0 | 0 | 0
STWD | 0 | 0 | 0 | 0 | 0 | 0
WT | 0 | 0 | 0 | 0 | 0 | 0
IGCC | 0 | 0 | 0 | 0 | 0 | 0
DemandResponse | 0 | 0 | 0 | 0 | 0 | 0
IGCC-CCS | 0 | 0 | 0 | 0 | 0 | 0
WT_off | 0 | 0 | 0 | 0 | 0 | 0
PseudoUnit | 0 | 0 | 0 | 0 | 0 | 0
FixedInterchange | 0 | 0 | 0 | 0 | 0 | 0
CO2 Emissions (MMmetricTons): SPP_N
ReportingType | 2015 | 2020 | 2025 | 2030 | 2035 | 2040
BM | 0 | 0 | 0 | 0 | 0 | 0
CC | 2.97 | 3.07 | 4.12 | 1.18 | 0.71 | 0.37
CSP | 0 | 0 | 0 | 0 | 0 | 0
CT | 0 | 0 | 0 | 0 | 0 | 0
Coal | 59.76 | 54.3 | 48.32 | 14.08 | 3.97 | 13.29
Geo | 0 | 0 | 0 | 0 | 0 | 0
H | 0 | 0 | 0 | 0 | 0 | 0
LFG | 0 | 0 | 0 | 0 | 0 | 0
Nuc | 0 | 0 | 0 | 0 | 0 | 0
PS | 0 | 0 | 0 | 0 | 0 | 0
PV | 0 | 0 | 0 | 0 | 0 | 0
PeakG | 0 | 0.08 | 0.99 | 0.08 | 0.01 | 0
PeakO | 0 | 0 | 0 | 0 | 0 | 0
ST | 0 | 0 | 0 | 0 | 0 | 0
STOG | 0.19 | 0.38 | 0.01 | 0 | 0 | 0
STWD | 0 | 0 | 0 | 0 | 0 | 0
WT | 0 | 0 | 0 | 0 | 0 | 0
IGCC | 0 | 0 | 0 | 0 | 0 | 0
DemandResponse | 0 | 0 | 0 | 0 | 0 | 0
IGCC-CCS | 0 | 0 | 0 | 0 | 0 | 0
WT_off | 0 | 0 | 0 | 0 | 0 | 0
PseudoUnit | 0 | 0 | 0 | 0 | 0 | 0
FixedInterchange | 0 | 0 | 0 | 0 | 0 | 0
CO2 Emissions (MMmetricTons): SPP_S
ReportingType | 2015 | 2020 | 2025 | 2030 | 2035 | 2040
BM | 0 | 0 | 0 | 0 | 0 | 0
CC | 18.98 | 25.49 | 31 | 11.42 | 6.02 | 4.15
CSP | 0 | 0 | 0 | 0 | 0 | 0
CT | 0 | 0.28 | 1.58 | 0.45 | 0.22 | 0.3
Coal | 86.8 | 80.45 | 51.45 | 3.7 | 2.13 | 4.02
Geo | 0 | 0 | 0 | 0 | 0 | 0
H | 0 | 0 | 0 | 0 | 0 | 0
LFG | 0 | 0 | 0 | 0 | 0 | 0
Nuc | 0 | 0 | 0 | 0 | 0 | 0
PS | 0 | 0 | 0 | 0 | 0 | 0
PV | 0 | 0 | 0 | 0 | 0 | 0
PeakG | 0 | 0 | 1.21 | 0.16 | 0 | 0
PeakO | 0 | 0 | 0 | 0 | 0 | 0
ST | 0 | 0 | 0 | 0 | 0 | 0
STOG | 1.96 | 3.54 | 0.29 | 0 | 0 | 0
STWD | 0 | 0 | 0 | 0 | 0 | 0
WT | 0 | 0 | 0 | 0 | 0 | 0
IGCC | 0 | 0 | 0 | 0 | 0 | 0
DemandResponse | 0 | 0 | 0 | 0 | 0 | 0
IGCC-CCS | 0 | 0 | 0 | 0 | 0 | 0
WT_off | 0 | 0 | 0 | 0 | 0 | 0
PseudoUnit | 0 | 0 | 0 | 0 | 0 | 0
FixedInterchange | 0 | 0 | 0 | 0 | 0 | 0
CO2 Emissions (MMmetricTons): TVA
ReportingType | 2015 | 2020 | 2025 | 2030 | 2035 | 2040
BM | 0 | 0 | 0 | 0 | 0 | 0
CC | 6.79 | 19.98 | 24.98 | 24.72 | 21.77 | 12.66
CSP | 0 | 0 | 0 | 0 | 0 | 0
CT | 0 | 0.57 | 0.94 | 0.8 | 0.84 | 0.12
Coal | 82.66 | 42.78 | 32.6 | 22.34 | 0.38 | 0.39
Geo | 0 | 0 | 0 | 0 | 0 | 0
H | 0 | 0 | 0 | 0 | 0 | 0
LFG | 0 | 0 | 0 | 0 | 0 | 0
Nuc | 0 | 0 | 0 | 0 | 0 | 0
PS | 0 | 0 | 0 | 0 | 0 | 0
PV | 0 | 0 | 0 | 0 | 0 | 0
PeakG | 0 | 0.02 | 0.06 | 0.07 | 0.06 | 0.04
PeakO | 0 | 0 | 0 | 0 | 0 | 0
ST | 0 | 0 | 0 | 0 | 0 | 0
STOG | 0 | 0 | 0 | 0 | 0 | 0
STWD | 0 | 0 | 0 | 0 | 0 | 0
WT | 0 | 0 | 0 | 0 | 0 | 0
IGCC | 0 | 0 | 0 | 0 | 0 | 0
DemandResponse | 0 | 0 | 0 | 0 | 0 | 0
IGCC-CCS | 0 | 0 | 0 | 0 | 0 | 0
WT_off | 0 | 0 | 0 | 0 | 0 | 0
PseudoUnit | 0 | 0 | 0 | 0 | 0 | 0
FixedInterchange | 0 | 0 | 0 | 0 | 0 | 0
CO2 Emissions (MMmetricTons): TVA_Transmission
ReportingType | 2015 | 2020 | 2025 | 2030 | 2035 | 2040
BM | 0 | 0 | 0 | 0 | 0 | 0
CC | 0 | 0 | 0 | 0 | 0 | 0
CSP | 0 | 0 | 0 | 0 | 0 | 0
CT | 0 | 0 | 0 | 0 | 0 | 0
Coal | 0 | 0 | 0 | 0 | 0 | 0
Geo | 0 | 0 | 0 | 0 | 0 | 0
H | 0 | 0 | 0 | 0 | 0 | 0
LFG | 0 | 0 | 0 | 0 | 0 | 0
Nuc | 0 | 0 | 0 | 0 | 0 | 0
PS | 0 | 0 | 0 | 0 | 0 | 0
PV | 0 | 0 | 0 | 0 | 0 | 0
PeakG | 0 | 0 | 0 | 0 | 0 | 0
PeakO | 0 | 0 | 0 | 0 | 0 | 0
ST | 0 | 0 | 0 | 0 | 0 | 0
STOG | 0 | 0 | 0 | 0 | 0 | 0
STWD | 0 | 0 | 0 | 0 | 0 | 0
WT | 0 | 0 | 0 | 0 | 0 | 0
IGCC | 0 | 0 | 0 | 0 | 0 | 0
DemandResponse | 0 | 0 | 0 | 0 | 0 | 0
IGCC-CCS | 0 | 0 | 0 | 0 | 0 | 0
WT_off | 0 | 0 | 0 | 0 | 0 | 0
PseudoUnit | 0 | 0 | 0 | 0 | 0 | 0
FixedInterchange | 0 | 0 | 0 | 0 | 0 | 0
CO2 Emissions (MMmetricTons): VACAR
ReportingType | 2015 | 2020 | 2025 | 2030 | 2035 | 2040
BM | 0 | 0 | 0 | 0 | 0 | 0
CC | 8.12 | 15.37 | 34.43 | 31.63 | 18.68 | 14.36
CSP | 0 | 0 | 0 | 0 | 0 | 0
CT | 0.26 | 0.3 | 0.46 | 0.42 | 0.3 | 0.27
Coal | 96.6 | 89.53 | 36.69 | 16.13 | 1.12 | 2.24
Geo | 0 | 0 | 0 | 0 | 0 | 0
H | 0 | 0 | 0 | 0 | 0 | 0
LFG | 0 | 0 | 0 | 0 | 0 | 0
Nuc | 0 | 0 | 0 | 0 | 0 | 0
PS | 0 | 0 | 0 | 0 | 0 | 0
PV | 0 | 0 | 0 | 0 | 0 | 0
PeakG | 0.03 | 0.07 | 0.2 | 0.23 | 0.17 | 0.15
PeakO | 0 | 0 | 0 | 0 | 0 | 0
ST | 0 | 0 | 0 | 0 | 0 | 0
STOG | 0 | 0 | 0 | 0 | 0 | 0
STWD | 0 | 0 | 0 | 0 | 0 | 0
WT | 0 | 0 | 0 | 0 | 0 | 0
IGCC | 0 | 0 | 0 | 0 | 0 | 0
DemandResponse | 0 | 0 | 0 | 0 | 0 | 0
IGCC-CCS | 0 | 0 | 0 | 0 | 0 | 0
WT_off | 0 | 0 | 0 | 0 | 0 | 0
PseudoUnit | 0 | 0 | 0 | 0 | 0 | 0
FixedInterchange | 0 | 0 | 0 | 0 | 0 | 0
CO2 Emissions (MMmetricTons): IESO
ReportingType | 2015 | 2020 | 2025 | 2030 | 2035 | 2040
BM | 0 | 0 | 0 | 0 | 0 | 0
CC | 0.41 | 0.37 | 0.12 | 0.06 | 0.05 | 0.6
CSP | 0 | 0 | 0 | 0 | 0 | 0
CT | 0 | 0 | 0 | 0 | 0 | 0
Coal | 0 | 0 | 0 | 0 | 0 | 0
Geo | 0 | 0 | 0 | 0 | 0 | 0
H | 0 | 0 | 0 | 0 | 0 | 0
LFG | 0 | 0 | 0 | 0 | 0 | 0
Nuc | 0 | 0 | 0 | 0 | 0 | 0
PS | 0 | 0 | 0 | 0 | 0 | 0
PV | 0 | 0 | 0 | 0 | 0 | 0
PeakG | 0 | 0 | 0 | 0 | 0 | 0
PeakO | 0 | 0 | 0 | 0 | 0 | 0
ST | 0 | 0 | 0 | 0 | 0 | 0
STOG | 0 | 0 | 0 | 0 | 0 | 0
STWD | 0 | 0 | 0 | 0 | 0 | 0
WT | 0 | 0 | 0 | 0 | 0 | 0
IGCC | 0 | 0 | 0 | 0 | 0 | 0
DemandResponse | 0 | 0 | 0 | 0 | 0 | 0
IGCC-CCS | 0 | 0 | 0 | 0 | 0 | 0
WT_off | 0 | 0 | 0 | 0 | 0 | 0
PseudoUnit | 0 | 0 | 0 | 0 | 0 | 0
FixedInterchange | 0 | 0 | 0 | 0 | 0 | 0
CO2 Emissions (MMmetricTons): MAPP_CA
ReportingType | 2015 | 2020 | 2025 | 2030 | 2035 | 2040
BM | 0 | 0 | 0 | 0 | 0 | 0
CC | 1.54 | 1.4 | 1.32 | 0 | 0 | 0
CSP | 0 | 0 | 0 | 0 | 0 | 0
CT | 0 | 0 | 0 | 0 | 0 | 0
Coal | 0.59 | 2.51 | 0 | 0 | 0 | 0
Geo | 0 | 0 | 0 | 0 | 0 | 0
H | 0 | 0 | 0 | 0 | 0 | 0
LFG | 0 | 0 | 0 | 0 | 0 | 0
Nuc | 0 | 0 | 0 | 0 | 0 | 0
PS | 0 | 0 | 0 | 0 | 0 | 0
PV | 0 | 0 | 0 | 0 | 0 | 0
PeakG | 0 | 0 | 0 | 0 | 0 | 0
PeakO | 0 | 0 | 0 | 0 | 0 | 0
ST | 0 | 0 | 0 | 0 | 0 | 0
STOG | 0 | 0 | 0 | 0 | 0 | 0
STWD | 0 | 0 | 0 | 0 | 0 | 0
WT | 0 | 0 | 0 | 0 | 0 | 0
IGCC | 0 | 0 | 0 | 0 | 0 | 0
DemandResponse | 0 | 0 | 0 | 0 | 0 | 0
IGCC-CCS | 0 | 0 | 0 | 0 | 0 | 0
WT_off | 0 | 0 | 0 | 0 | 0 | 0
PseudoUnit | 0 | 0 | 0 | 0 | 0 | 0
FixedInterchange | 0 | 0 | 0 | 0 | 0 | 0
CO2 Emissions (MMmetricTons): AZ_NM_SNV_Coal
ReportingType | 2015 | 2020 | 2025 | 2030 | 2035 | 2040
BM | 0 | 0 | 0 | 0 | 0 | 0
CC | 0 | 0 | 0 | 0 | 0 | 0
CSP | 0 | 0 | 0 | 0 | 0 | 0
CT | 0 | 0 | 0 | 0 | 0 | 0
Coal | 69.92 | 70.5 | 64.82 | 39.53 | 21.9 | 28.69
Geo | 0 | 0 | 0 | 0 | 0 | 0
H | 0 | 0 | 0 | 0 | 0 | 0
LFG | 0 | 0 | 0 | 0 | 0 | 0
Nuc | 0 | 0 | 0 | 0 | 0 | 0
PS | 0 | 0 | 0 | 0 | 0 | 0
PV | 0 | 0 | 0 | 0 | 0 | 0
PeakG | 0 | 0 | 0 | 0 | 0 | 0
PeakO | 0 | 0 | 0 | 0 | 0 | 0
ST | 0 | 0 | 0 | 0 | 0 | 0
STOG | 0 | 0 | 0 | 0 | 0 | 0
STWD | 0 | 0 | 0 | 0 | 0 | 0
WT | 0 | 0 | 0 | 0 | 0 | 0
IGCC | 0 | 0 | 0 | 0 | 0 | 0
DemandResponse | 0 | 0 | 0 | 0 | 0 | 0
IGCC-CCS | 0 | 0 | 0 | 0 | 0 | 0
WT_off | 0 | 0 | 0 | 0 | 0 | 0
PseudoUnit | 0 | 0 | 0 | 0 | 0 | 0
FixedInterchange | 0 | 0 | 0 | 0 | 0 | 0
CO2 Emissions (MMmetricTons): AZ_NM_SNV_Gas
ReportingType | 2015 | 2020 | 2025 | 2030 | 2035 | 2040
BM | 0 | 0 | 0 | 0 | 0 | 0
CC | 38.98 | 44.61 | 44.07 | 44.74 | 42.33 | 35.92
CSP | 0 | 0 | 0 | 0 | 0 | 0
CT | 0 | 0 | 0.09 | 0.16 | 0 | 0
Coal | 0 | 0 | 0 | 0 | 0 | 0
Geo | 0 | 0 | 0 | 0 | 0 | 0
H | 0 | 0 | 0 | 0 | 0 | 0
LFG | 0 | 0 | 0 | 0 | 0 | 0
Nuc | 0 | 0 | 0 | 0 | 0 | 0
PS | 0 | 0 | 0 | 0 | 0 | 0
PV | 0 | 0 | 0 | 0 | 0 | 0
PeakG | 0 | 0 | 0.23 | 0.44 | 0 | 0
PeakO | 0 | 0 | 0 | 0 | 0 | 0
ST | 0 | 0 | 0 | 0 | 0 | 0
STOG | 0 | 0 | 0 | 0 | 0 | 0
STWD | 0 | 0 | 0 | 0 | 0 | 0
WT | 0 | 0 | 0 | 0 | 0 | 0
IGCC | 0 | 0 | 0 | 0 | 0 | 0
DemandResponse | 0 | 0 | 0 | 0 | 0 | 0
IGCC-CCS | 0 | 0 | 0 | 0 | 0 | 0
WT_off | 0 | 0 | 0 | 0 | 0 | 0
PseudoUnit | 0 | 0 | 0 | 0 | 0 | 0
FixedInterchange | 0 | 0 | 0 | 0 | 0 | 0
CO2 Emissions (MMmetricTons): AZ_NM_SNV_NucRenew
ReportingType | 2015 | 2020 | 2025 | 2030 | 2035 | 2040
BM | 0 | 0 | 0 | 0 | 0 | 0
CC | 0 | 0 | 0 | 0 | 0 | 0
CSP | 0 | 0 | 0 | 0 | 0 | 0
CT | 0 | 0 | 0 | 0 | 0 | 0
Coal | 0 | 0 | 0 | 0 | 0 | 0
Geo | 0 | 0 | 0 | 0 | 0 | 0
H | 0 | 0 | 0 | 0 | 0 | 0
LFG | 0 | 0 | 0 | 0 | 0 | 0
Nuc | 0 | 0 | 0 | 0 | 0 | 0
PS | 0 | 0 | 0 | 0 | 0 | 0
PV | 0 | 0 | 0 | 0 | 0 | 0
PeakG | 0 | 0 | 0 | 0 | 0 | 0
PeakO | 0 | 0 | 0 | 0 | 0 | 0
ST | 0 | 0 | 0 | 0 | 0 | 0
STOG | 0 | 0 | 0 | 0 | 0 | 0
STWD | 0 | 0 | 0 | 0 | 0 | 0
WT | 0 | 0 | 0 | 0 | 0 | 0
IGCC | 0 | 0 | 0 | 0 | 0 | 0
DemandResponse | 0 | 0 | 0 | 0 | 0 | 0
IGCC-CCS | 0 | 0 | 0 | 0 | 0 | 0
WT_off | 0 | 0 | 0 | 0 | 0 | 0
PseudoUnit | 0 | 0 | 0 | 0 | 0 | 0
FixedInterchange | 0 | 0 | 0 | 0 | 0 | 0
CO2 Emissions (MMmetricTons): ERCOT
ReportingType | 2015 | 2020 | 2025 | 2030 | 2035 | 2040
BM | 0 | 0 | 0 | 0 | 0 | 0
CC | 60.18 | 75.78 | 91.83 | 74.44 | 55.27 | 46.63
CSP | 0 | 0 | 0 | 0 | 0 | 0
CT | 0 | 0 | 0.19 | 0.1 | 0.1 | 0.1
Coal | 103.52 | 75.29 | 23.57 | 13.19 | 3.74 | 12.38
Geo | 0 | 0 | 0 | 0 | 0 | 0
H | 0 | 0 | 0 | 0 | 0 | 0
LFG | 0 | 0 | 0 | 0 | 0 | 0
Nuc | 0 | 0 | 0 | 0 | 0 | 0
PS | 0 | 0 | 0 | 0 | 0 | 0
PV | 0 | 0 | 0 | 0 | 0 | 0
PeakG | 0 | 0.01 | 3.21 | 1.82 | 1.55 | 1.34
PeakO | 0 | 0 | 0 | 0 | 0 | 0
ST | 0 | 0 | 0 | 0 | 0 | 0
STOG | 3.62 | 5.18 | 2.91 | 1.16 | 0.77 | 0.87
STWD | 0 | 0 | 0 | 0 | 0 | 0
WT | 0 | 0 | 0 | 0 | 0 | 0
IGCC | 0 | 0 | 0 | 0 | 0 | 0
DemandResponse | 0 | 0 | 0 | 0 | 0 | 0
IGCC-CCS | 0 | 0 | 0 | 0 | 0 | 0
WT_off | 0 | 0 | 0 | 0 | 0 | 0
PseudoUnit | 0 | 0 | 0 | 0 | 0 | 0
FixedInterchange | 0 | 0 | 0 | 0 | 0 | 0
CO2 Emissions (MMmetricTons): NP15
ReportingType | 2015 | 2020 | 2025 | 2030 | 2035 | 2040
BM | 0 | 0 | 0 | 0 | 0 | 0
CC | 12.72 | 12.62 | 14.73 | 14.11 | 1.76 | 1.17
CSP | 0 | 0 | 0 | 0 | 0 | 0
CT | 0 | 0 | 0 | 0 | 0 | 0.01
Coal | 0.24 | 0.24 | 0.24 | 0 | 0 | 0
Geo | 0 | 0 | 0 | 0 | 0 | 0
H | 0 | 0 | 0 | 0 | 0 | 0
LFG | 0 | 0 | 0 | 0 | 0 | 0
Nuc | 0 | 0 | 0 | 0 | 0 | 0
PS | 0 | 0 | 0 | 0 | 0 | 0
PV | 0 | 0 | 0 | 0 | 0 | 0
PeakG | 0 | 0 | 0 | 0.04 | 0.04 | 0.07
PeakO | 0 | 0 | 0 | 0 | 0 | 0
ST | 0 | 0 | 0 | 0 | 0 | 0
STOG | 0.07 | 0.07 | 0.12 | 0 | 0 | 0
STWD | 0 | 0 | 0 | 0 | 0 | 0
WT | 0 | 0 | 0 | 0 | 0 | 0
IGCC | 0 | 0 | 0 | 0 | 0 | 0
DemandResponse | 0 | 0 | 0 | 0 | 0 | 0
IGCC-CCS | 0 | 0 | 0 | 0 | 0 | 0
WT_off | 0 | 0 | 0 | 0 | 0 | 0
PseudoUnit | 0 | 0 | 0 | 0 | 0 | 0
FixedInterchange | 0 | 0 | 0 | 0 | 0 | 0
CO2 Emissions (MMmetricTons): NWPP_Coal
ReportingType | 2015 | 2020 | 2025 | 2030 | 2035 | 2040
BM | 0 | 0 | 0 | 0 | 0 | 0
CC | 0 | 0 | 0 | 0 | 0 | 0
CSP | 0 | 0 | 0 | 0 | 0 | 0
CT | 0 | 0 | 0 | 0 | 0 | 0
Coal | 92.93 | 93.11 | 91.65 | 83.11 | 57.95 | 64.64
Geo | 0 | 0 | 0 | 0 | 0 | 0
H | 0 | 0 | 0 | 0 | 0 | 0
LFG | 0 | 0 | 0 | 0 | 0 | 0
Nuc | 0 | 0 | 0 | 0 | 0 | 0
PS | 0 | 0 | 0 | 0 | 0 | 0
PV | 0 | 0 | 0 | 0 | 0 | 0
PeakG | 0 | 0 | 0 | 0 | 0 | 0
PeakO | 0 | 0 | 0 | 0 | 0 | 0
ST | 0 | 0 | 0 | 0 | 0 | 0
STOG | 0 | 0 | 0 | 0 | 0 | 0
STWD | 0 | 0 | 0 | 0 | 0 | 0
WT | 0 | 0 | 0 | 0 | 0 | 0
IGCC | 0 | 0 | 0 | 0 | 0 | 0
DemandResponse | 0 | 0 | 0 | 0 | 0 | 0
IGCC-CCS | 0 | 0 | 0 | 0 | 0 | 0
WT_off | 0 | 0 | 0 | 0 | 0 | 0
PseudoUnit | 0 | 0 | 0 | 0 | 0 | 0
FixedInterchange | 0 | 0 | 0 | 0 | 0 | 0
CO2 Emissions (MMmetricTons): NWPP_Gas
ReportingType | 2015 | 2020 | 2025 | 2030 | 2035 | 2040
BM | 0 | 0 | 0 | 0 | 0 | 0
CC | 19.26 | 19.26 | 19.26 | 19.26 | 19.26 | 16.74
CSP | 0 | 0 | 0 | 0 | 0 | 0
CT | 0 | 0 | 0 | 0 | 0 | 0
Coal | 0 | 0 | 0 | 0 | 0 | 0
Geo | 0 | 0 | 0 | 0 | 0 | 0
H | 0 | 0 | 0 | 0 | 0 | 0
LFG | 0 | 0 | 0 | 0 | 0 | 0
Nuc | 0 | 0 | 0 | 0 | 0 | 0
PS | 0 | 0 | 0 | 0 | 0 | 0
PV | 0 | 0 | 0 | 0 | 0 | 0
PeakG | 0 | 0 | 0 | 0 | 0 | 0
PeakO | 0 | 0 | 0 | 0 | 0 | 0
ST | 0 | 0 | 0 | 0 | 0 | 0
STOG | 0 | 0 | 0 | 0 | 0 | 0
STWD | 0 | 0 | 0 | 0 | 0 | 0
WT | 0 | 0 | 0 | 0 | 0 | 0
IGCC | 0 | 0 | 0 | 0 | 0 | 0
DemandResponse | 0 | 0 | 0 | 0 | 0 | 0
IGCC-CCS | 0 | 0 | 0 | 0 | 0 | 0
WT_off | 0 | 0 | 0 | 0 | 0 | 0
PseudoUnit | 0 | 0 | 0 | 0 | 0 | 0
FixedInterchange | 0 | 0 | 0 | 0 | 0 | 0
CO2 Emissions (MMmetricTons): NWPP_NucRenew
ReportingType | 2015 | 2020 | 2025 | 2030 | 2035 | 2040
BM | 0 | 0 | 0 | 0 | 0 | 0
CC | 0 | 0 | 0 | 0 | 0 | 0
CSP | 0 | 0 | 0 | 0 | 0 | 0
CT | 0 | 0 | 0 | 0 | 0 | 0
Coal | 0 | 0 | 0 | 0 | 0 | 0
Geo | 0 | 0 | 0 | 0 | 0 | 0
H | 0 | 0 | 0 | 0 | 0 | 0
LFG | 0 | 0 | 0 | 0 | 0 | 0
Nuc | 0 | 0 | 0 | 0 | 0 | 0
PS | 0 | 0 | 0 | 0 | 0 | 0
PV | 0 | 0 | 0 | 0 | 0 | 0
PeakG | 0 | 0 | 0 | 0 | 0 | 0
PeakO | 0 | 0 | 0 | 0 | 0 | 0
ST | 0 | 0 | 0 | 0 | 0 | 0
STOG | 0 | 0 | 0 | 0 | 0 | 0
STWD | 0 | 0 | 0 | 0 | 0 | 0
WT | 0 | 0 | 0 | 0 | 0 | 0
IGCC | 0 | 0 | 0 | 0 | 0 | 0
DemandResponse | 0 | 0 | 0 | 0 | 0 | 0
IGCC-CCS | 0 | 0 | 0 | 0 | 0 | 0
WT_off | 0 | 0 | 0 | 0 | 0 | 0
PseudoUnit | 0 | 0 | 0 | 0 | 0 | 0
FixedInterchange | 0 | 0 | 0 | 0 | 0 | 0
CO2 Emissions (MMmetricTons): RMPA
ReportingType | 2015 | 2020 | 2025 | 2030 | 2035 | 2040
BM | 0 | 0 | 0 | 0 | 0 | 0
CC | 2.27 | 3.3 | 1.15 | 5.96 | 6.21 | 0.93
CSP | 0 | 0 | 0 | 0 | 0 | 0
CT | 0 | 0 | 0 | 0 | 0 | 0
Coal | 55.62 | 54.37 | 45.76 | 37.11 | 25.6 | 39.42
Geo | 0 | 0 | 0 | 0 | 0 | 0
H | 0 | 0 | 0 | 0 | 0 | 0
LFG | 0 | 0 | 0 | 0 | 0 | 0
Nuc | 0 | 0 | 0 | 0 | 0 | 0
PS | 0 | 0 | 0 | 0 | 0 | 0
PV | 0 | 0 | 0 | 0 | 0 | 0
PeakG | 0 | 0.01 | 0 | 0.08 | 0.03 | 0.01
PeakO | 0 | 0 | 0 | 0 | 0 | 0
ST | 0 | 0 | 0 | 0 | 0 | 0
STOG | 0 | 0 | 0 | 0 | 0 | 0
STWD | 0 | 0 | 0 | 0 | 0 | 0
WT | 0 | 0 | 0 | 0 | 0 | 0
IGCC | 0 | 0 | 0 | 0 | 8.77 | 16.36
DemandResponse | 0 | 0 | 0 | 0 | 0 | 0
IGCC-CCS | 0 | 0 | 0 | 0 | 0 | 0
WT_off | 0 | 0 | 0 | 0 | 0 | 0
PseudoUnit | 0 | 0 | 0 | 0 | 0 | 0
FixedInterchange | 0 | 0 | 0 | 0 | 0 | 0
CO2 Emissions (MMmetricTons): SP15
ReportingType | 2015 | 2020 | 2025 | 2030 | 2035 | 2040
BM | 0 | 0 | 0 | 0 | 0 | 0
CC | 15.19 | 12.31 | 14.81 | 16.18 | 5.76 | 3.46
CSP | 0 | 0 | 0 | 0 | 0 | 0
CT | 0 | 0 | 0 | 0 | 0 | 0
Coal | 0.81 | 0.81 | 0.81 | 0 | 0 | 0
Geo | 0 | 0 | 0 | 0 | 0 | 0
H | 0 | 0 | 0 | 0 | 0 | 0
LFG | 0 | 0 | 0 | 0 | 0 | 0
Nuc | 0 | 0 | 0 | 0 | 0 | 0
PS | 0 | 0 | 0 | 0 | 0 | 0
PV | 0 | 0 | 0 | 0 | 0 | 0
PeakG | 0 | 0 | 0 | 0.19 | 0.21 | 0.23
PeakO | 0 | 0 | 0 | 0 | 0 | 0
ST | 0 | 0 | 0 | 0 | 0 | 0
STOG | 0.14 | 0.24 | 0.12 | 0.03 | 0.04 | 0.06
STWD | 0 | 0 | 0 | 0 | 0 | 0
WT | 0 | 0 | 0 | 0 | 0 | 0
IGCC | 0 | 0 | 0 | 0 | 0 | 0
DemandResponse | 0 | 0 | 0 | 0 | 0 | 0
IGCC-CCS | 0 | 0 | 0 | 0 | 0 | 0
WT_off | 0 | 0 | 0 | 0 | 0 | 0
PseudoUnit | 0 | 0 | 0 | 0 | 0 | 0
FixedInterchange | 0 | 0 | 0 | 0 | 0 | 0
CO2 Emissions (MMmetricTons): ALB
ReportingType | 2015 | 2020 | 2025 | 2030 | 2035 | 2040
BM | 0 | 0 | 0 | 0 | 0 | 0
CC | 6.83 | 8.11 | 11.66 | 11.66 | 14.41 | 17.19
CSP | 0 | 0 | 0 | 0 | 0 | 0
CT | 0 | 0 | 0 | 0 | 0 | 0
Coal | 45.36 | 45.36 | 45.36 | 45.36 | 45.36 | 45.36
Geo | 0 | 0 | 0 | 0 | 0 | 0
H | 0 | 0 | 0 | 0 | 0 | 0
LFG | 0 | 0 | 0 | 0 | 0 | 0
Nuc | 0 | 0 | 0 | 0 | 0 | 0
PS | 0 | 0 | 0 | 0 | 0 | 0
PV | 0 | 0 | 0 | 0 | 0 | 0
PeakG | 0 | 0 | 0 | 0.01 | 0 | 0.01
PeakO | 0 | 0 | 0 | 0 | 0 | 0
ST | 0 | 0 | 0 | 0 | 0 | 0
STOG | 0 | 0 | 0 | 0 | 0 | 0
STWD | 0 | 0 | 0 | 0 | 0 | 0
WT | 0 | 0 | 0 | 0 | 0 | 0
IGCC | 0 | 0 | 0 | 0 | 0 | 0
DemandResponse | 0 | 0 | 0 | 0 | 0 | 0
IGCC-CCS | 0 | 0 | 0 | 0 | 0 | 0
WT_off | 0 | 0 | 0 | 0 | 0 | 0
PseudoUnit | 0 | 0 | 0 | 0 | 0 | 0
FixedInterchange | 0 | 0 | 0 | 0 | 0 | 0
CO2 Emissions (MMmetricTons): BC
ReportingType | 2015 | 2020 | 2025 | 2030 | 2035 | 2040
BM | 0 | 0 | 0 | 0 | 0 | 0
CC | 2.95 | 3.45 | 4.94 | 3.63 | 4.01 | 4.94
CSP | 0 | 0 | 0 | 0 | 0 | 0
CT | 0 | 0 | 0 | 0 | 0 | 0
Coal | 0 | 0 | 0 | 0 | 0 | 0
Geo | 0 | 0 | 0 | 0 | 0 | 0
H | 0 | 0 | 0 | 0 | 0 | 0
LFG | 0 | 0 | 0 | 0 | 0 | 0
Nuc | 0 | 0 | 0 | 0 | 0 | 0
PS | 0 | 0 | 0 | 0 | 0 | 0
PV | 0 | 0 | 0 | 0 | 0 | 0
PeakG | 0 | 0 | 0 | 0 | 0 | 0
PeakO | 0 | 0 | 0 | 0 | 0 | 0
ST | 0 | 0 | 0 | 0 | 0 | 0
STOG | 0.59 | 0.64 | 0 | 0 | 0 | 0
STWD | 0 | 0 | 0 | 0 | 0 | 0
WT | 0 | 0 | 0 | 0 | 0 | 0
IGCC | 0 | 0 | 0 | 0 | 0 | 0
DemandResponse | 0 | 0 | 0 | 0 | 0 | 0
IGCC-CCS | 0 | 0 | 0 | 0 | 0 | 0
WT_off | 0 | 0 | 0 | 0 | 0 | 0
PseudoUnit | 0 | 0 | 0 | 0 | 0 | 0
FixedInterchange | 0 | 0 | 0 | 0 | 0 | 0
CO2 Emissions (MMmetricTons): HQ_IESO
ReportingType | 2015 | 2020 | 2025 | 2030 | 2035 | 2040
BM | 0 | 0 | 0 | 0 | 0 | 0
CC | 0 | 0 | 0 | 0 | 0 | 0
CSP | 0 | 0 | 0 | 0 | 0 | 0
CT | 0 | 0 | 0 | 0 | 0 | 0
Coal | 0 | 0 | 0 | 0 | 0 | 0
Geo | 0 | 0 | 0 | 0 | 0 | 0
H | 0 | 0 | 0 | 0 | 0 | 0
LFG | 0 | 0 | 0 | 0 | 0 | 0
Nuc | 0 | 0 | 0 | 0 | 0 | 0
PS | 0 | 0 | 0 | 0 | 0 | 0
PV | 0 | 0 | 0 | 0 | 0 | 0
PeakG | 0 | 0 | 0 | 0 | 0 | 0
PeakO | 0 | 0 | 0 | 0 | 0 | 0
ST | 0 | 0 | 0 | 0 | 0 | 0
STOG | 0 | 0 | 0 | 0 | 0 | 0
STWD | 0 | 0 | 0 | 0 | 0 | 0
WT | 0 | 0 | 0 | 0 | 0 | 0
IGCC | 0 | 0 | 0 | 0 | 0 | 0
DemandResponse | 0 | 0 | 0 | 0 | 0 | 0
IGCC-CCS | 0 | 0 | 0 | 0 | 0 | 0
WT_off | 0 | 0 | 0 | 0 | 0 | 0
PseudoUnit | 0 | 0 | 0 | 0 | 0 | 0
FixedInterchange | 0 | 0 | 0 | 0 | 0 | 0
CO2 Emissions (MMmetricTons): HQ_NEISO
ReportingType | 2015 | 2020 | 2025 | 2030 | 2035 | 2040
BM | 0 | 0 | 0 | 0 | 0 | 0
CC | 0 | 0 | 0 | 0 | 0 | 0
CSP | 0 | 0 | 0 | 0 | 0 | 0
CT | 0 | 0 | 0 | 0 | 0 | 0
Coal | 0 | 0 | 0 | 0 | 0 | 0
Geo | 0 | 0 | 0 | 0 | 0 | 0
H | 0 | 0 | 0 | 0 | 0 | 0
LFG | 0 | 0 | 0 | 0 | 0 | 0
Nuc | 0 | 0 | 0 | 0 | 0 | 0
PS | 0 | 0 | 0 | 0 | 0 | 0
PV | 0 | 0 | 0 | 0 | 0 | 0
PeakG | 0 | 0 | 0 | 0 | 0 | 0
PeakO | 0 | 0 | 0 | 0 | 0 | 0
ST | 0 | 0 | 0 | 0 | 0 | 0
STOG | 0 | 0 | 0 | 0 | 0 | 0
STWD | 0 | 0 | 0 | 0 | 0 | 0
WT | 0 | 0 | 0 | 0 | 0 | 0
IGCC | 0 | 0 | 0 | 0 | 0 | 0
DemandResponse | 0 | 0 | 0 | 0 | 0 | 0
IGCC-CCS | 0 | 0 | 0 | 0 | 0 | 0
WT_off | 0 | 0 | 0 | 0 | 0 | 0
PseudoUnit | 0 | 0 | 0 | 0 | 0 | 0
FixedInterchange | 0 | 0 | 0 | 0 | 0 | 0
CO2 Emissions (MMmetricTons): HQ_NY
ReportingType | 2015 | 2020 | 2025 | 2030 | 2035 | 2040
BM | 0 | 0 | 0 | 0 | 0 | 0
CC | 0 | 0 | 0 | 0 | 0 | 0
CSP | 0 | 0 | 0 | 0 | 0 | 0
CT | 0 | 0 | 0 | 0 | 0 | 0
Coal | 0 | 0 | 0 | 0 | 0 | 0
Geo | 0 | 0 | 0 | 0 | 0 | 0
H | 0 | 0 | 0 | 0 | 0 | 0
LFG | 0 | 0 | 0 | 0 | 0 | 0
Nuc | 0 | 0 | 0 | 0 | 0 | 0
PS | 0 | 0 | 0 | 0 | 0 | 0
PV | 0 | 0 | 0 | 0 | 0 | 0
PeakG | 0 | 0 | 0 | 0 | 0 | 0
PeakO | 0 | 0 | 0 | 0 | 0 | 0
ST | 0 | 0 | 0 | 0 | 0 | 0
STOG | 0 | 0 | 0 | 0 | 0 | 0
STWD | 0 | 0 | 0 | 0 | 0 | 0
WT | 0 | 0 | 0 | 0 | 0 | 0
IGCC | 0 | 0 | 0 | 0 | 0 | 0
DemandResponse | 0 | 0 | 0 | 0 | 0 | 0
IGCC-CCS | 0 | 0 | 0 | 0 | 0 | 0
WT_off | 0 | 0 | 0 | 0 | 0 | 0
PseudoUnit | 0 | 0 | 0 | 0 | 0 | 0
FixedInterchange | 0 | 0 | 0 | 0 | 0 | 0
CO2 Emissions (MMmetricTons): MARITIMES
ReportingType | 2015 | 2020 | 2025 | 2030 | 2035 | 2040
BM | 0 | 0 | 0 | 0 | 0 | 0
CC | 0 | 0 | 0 | 0 | 0 | 0
CSP | 0 | 0 | 0 | 0 | 0 | 0
CT | 0 | 0 | 0 | 0 | 0 | 0
Coal | 0 | 0 | 0 | 0 | 0 | 0
Geo | 0 | 0 | 0 | 0 | 0 | 0
H | 0 | 0 | 0 | 0 | 0 | 0
LFG | 0 | 0 | 0 | 0 | 0 | 0
Nuc | 0 | 0 | 0 | 0 | 0 | 0
PS | 0 | 0 | 0 | 0 | 0 | 0
PV | 0 | 0 | 0 | 0 | 0 | 0
PeakG | 0 | 0 | 0 | 0 | 0 | 0
PeakO | 0 | 0 | 0 | 0 | 0 | 0
ST | 0 | 0 | 0 | 0 | 0 | 0
STOG | 0 | 0 | 0 | 0 | 0 | 0
STWD | 0 | 0 | 0 | 0 | 0 | 0
WT | 0 | 0 | 0 | 0 | 0 | 0
IGCC | 0 | 0 | 0 | 0 | 0 | 0
DemandResponse | 0 | 0 | 0 | 0 | 0 | 0
IGCC-CCS | 0 | 0 | 0 | 0 | 0 | 0
WT_off | 0 | 0 | 0 | 0 | 0 | 0
PseudoUnit | 0 | 0 | 0 | 0 | 0 | 0
FixedInterchange | 0 | 0 | 0 | 0 | 0 | 0
CO2 Emissions (MMmetricTons): All
ReportingType | 2015 | 2020 | 2025 | 2030 | 2035 | 2040
BM | 0 | 0 | 0 | 0 | 0 | 0
CC | 415.82 | 538.15 | 755.75 | 717.74 | 627.23 | 549.05
CSP | 0 | 0 | 0 | 0 | 0 | 0
CT | 0.64 | 2.17 | 6.17 | 6.07 | 6.03 | 6.91
Coal | 1738.13 | 1438.71 | 845.02 | 530.19 | 247.14 | 398.82
Geo | 0 | 0 | 0 | 0 | 0 | 0
H | 0 | 0 | 0 | 0 | 0 | 0
LFG | 0 | 0 | 0 | 0 | 0 | 0
Nuc | 0 | 0 | 0 | 0 | 0 | 0
PS | 0 | 0 | 0 | 0 | 0 | 0
PV | 0 | 0 | 0 | 0 | 0 | 0
PeakG | 1.99 | 4.31 | 20.02 | 16.9 | 11.76 | 10.3
PeakO | 0 | 0 | 0 | 0 | 0 | 0
ST | 0 | 0 | 0 | 0 | 0 | 0
STOG | 12.89 | 20.3 | 4.26 | 1.91 | 1.01 | 1.14
STWD | 0 | 0 | 0 | 0 | 0 | 0
WT | 0 | 0 | 0 | 0 | 0 | 0
IGCC | 3.76 | 3.76 | 3.76 | 3.76 | 12.53 | 20.12
DemandResponse | 0 | 0 | 0 | 0 | 0 | 0
IGCC-CCS | 0 | 0 | 0 | 0 | 0 | 0
WT_off | 0 | 0 | 0 | 0 | 0 | 0
PseudoUnit | 0 | 0 | 0 | 0 | 0 | 0
FixedInterchange | 0 | 0 | 0 | 0 | 0 | 0
CO2 Emissions (MMmetricTons): EI_US
ReportingType | 2015 | 2020 | 2025 | 2030 | 2035 | 2040
BM | 0 | 0 | 0 | 0 | 0 | 0
CC | 255.48 | 356.94 | 551.84 | 527.71 | 478.16 | 421.47
CSP | 0 | 0 | 0 | 0 | 0 | 0
CT | 0.64 | 2.16 | 5.89 | 5.8 | 5.93 | 6.8
Coal | 1369.14 | 1096.53 | 572.81 | 311.9 | 92.6 | 208.33
Geo | 0 | 0 | 0 | 0 | 0 | 0
H | 0 | 0 | 0 | 0 | 0 | 0
LFG | 0 | 0 | 0 | 0 | 0 | 0
Nuc | 0 | 0 | 0 | 0 | 0 | 0
PS | 0 | 0 | 0 | 0 | 0 | 0
PV | 0 | 0 | 0 | 0 | 0 | 0
PeakG | 1.99 | 4.29 | 16.58 | 14.32 | 9.93 | 8.64
PeakO | 0 | 0 | 0 | 0 | 0 | 0
ST | 0 | 0 | 0 | 0 | 0 | 0
STOG | 8.48 | 14.16 | 1.11 | 0.72 | 0.2 | 0.21
STWD | 0 | 0 | 0 | 0 | 0 | 0
WT | 0 | 0 | 0 | 0 | 0 | 0
IGCC | 3.76 | 3.76 | 3.76 | 3.76 | 3.76 | 3.76
DemandResponse | 0 | 0 | 0 | 0 | 0 | 0
IGCC-CCS | 0 | 0 | 0 | 0 | 0 | 0
WT_off | 0 | 0 | 0 | 0 | 0 | 0
PseudoUnit | 0 | 0 | 0 | 0 | 0 | 0
FixedInterchange | 0 | 0 | 0 | 0 | 0 | 0
CO2 Emissions (MMmetricTons): EI_Canada
ReportingType | 2015 | 2020 | 2025 | 2030 | 2035 | 2040
BM | 0 | 0 | 0 | 0 | 0 | 0
CC | 1.95 | 1.77 | 1.44 | 0.06 | 0.05 | 0.6
CSP | 0 | 0 | 0 | 0 | 0 | 0
CT | 0 | 0 | 0 | 0 | 0 | 0
Coal | 0.59 | 2.51 | 0 | 0 | 0 | 0
Geo | 0 | 0 | 0 | 0 | 0 | 0
H | 0 | 0 | 0 | 0 | 0 | 0
LFG | 0 | 0 | 0 | 0 | 0 | 0
Nuc | 0 | 0 | 0 | 0 | 0 | 0
PS | 0 | 0 | 0 | 0 | 0 | 0
PV | 0 | 0 | 0 | 0 | 0 | 0
PeakG | 0 | 0 | 0 | 0 | 0 | 0
PeakO | 0 | 0 | 0 | 0 | 0 | 0
ST | 0 | 0 | 0 | 0 | 0 | 0
STOG | 0 | 0 | 0 | 0 | 0 | 0
STWD | 0 | 0 | 0 | 0 | 0 | 0
WT | 0 | 0 | 0 | 0 | 0 | 0
IGCC | 0 | 0 | 0 | 0 | 0 | 0
DemandResponse | 0 | 0 | 0 | 0 | 0 | 0
IGCC-CCS | 0 | 0 | 0 | 0 | 0 | 0
WT_off | 0 | 0 | 0 | 0 | 0 | 0
PseudoUnit | 0 | 0 | 0 | 0 | 0 | 0
FixedInterchange | 0 | 0 | 0 | 0 | 0 | 0
CO2 Emissions (MMmetricTons): EI
ReportingType | 2015 | 2020 | 2025 | 2030 | 2035 | 2040
BM | 0 | 0 | 0 | 0 | 0 | 0
CC | 257.43 | 358.71 | 553.28 | 527.76 | 478.22 | 422.07
CSP | 0 | 0 | 0 | 0 | 0 | 0
CT | 0.64 | 2.16 | 5.89 | 5.8 | 5.93 | 6.8
Coal | 1369.74 | 1099.04 | 572.81 | 311.9 | 92.6 | 208.33
Geo | 0 | 0 | 0 | 0 | 0 | 0
H | 0 | 0 | 0 | 0 | 0 | 0
LFG | 0 | 0 | 0 | 0 | 0 | 0
Nuc | 0 | 0 | 0 | 0 | 0 | 0
PS | 0 | 0 | 0 | 0 | 0 | 0
PV | 0 | 0 | 0 | 0 | 0 | 0
PeakG | 1.99 | 4.29 | 16.58 | 14.32 | 9.93 | 8.64
PeakO | 0 | 0 | 0 | 0 | 0 | 0
ST | 0 | 0 | 0 | 0 | 0 | 0
STOG | 8.48 | 14.16 | 1.11 | 0.72 | 0.2 | 0.21
STWD | 0 | 0 | 0 | 0 | 0 | 0
WT | 0 | 0 | 0 | 0 | 0 | 0
IGCC | 3.76 | 3.76 | 3.76 | 3.76 | 3.76 | 3.76
DemandResponse | 0 | 0 | 0 | 0 | 0 | 0
IGCC-CCS | 0 | 0 | 0 | 0 | 0 | 0
WT_off | 0 | 0 | 0 | 0 | 0 | 0
PseudoUnit | 0 | 0 | 0 | 0 | 0 | 0
FixedInterchange | 0 | 0 | 0 | 0 | 0 | 0
CO2 Emissions (MMmetricTons): Outside_EI
ReportingType | 2015 | 2020 | 2025 | 2030 | 2035 | 2040
BM | 0 | 0 | 0 | 0 | 0 | 0
CC | 158.39 | 179.44 | 202.47 | 189.98 | 149.01 | 126.98
CSP | 0 | 0 | 0 | 0 | 0 | 0
CT | 0 | 0 | 0.29 | 0.27 | 0.1 | 0.11
Coal | 368.39 | 339.67 | 272.21 | 218.3 | 154.55 | 190.49
Geo | 0 | 0 | 0 | 0 | 0 | 0
H | 0 | 0 | 0 | 0 | 0 | 0
LFG | 0 | 0 | 0 | 0 | 0 | 0
Nuc | 0 | 0 | 0 | 0 | 0 | 0
PS | 0 | 0 | 0 | 0 | 0 | 0
PV | 0 | 0 | 0 | 0 | 0 | 0
PeakG | 0 | 0.02 | 3.44 | 2.58 | 1.83 | 1.66
PeakO | 0 | 0 | 0 | 0 | 0 | 0
ST | 0 | 0 | 0 | 0 | 0 | 0
STOG | 4.42 | 6.14 | 3.15 | 1.19 | 0.81 | 0.93
STWD | 0 | 0 | 0 | 0 | 0 | 0
WT | 0 | 0 | 0 | 0 | 0 | 0
IGCC | 0 | 0 | 0 | 0 | 8.77 | 16.36
DemandResponse | 0 | 0 | 0 | 0 | 0 | 0
IGCC-CCS | 0 | 0 | 0 | 0 | 0 | 0
WT_off | 0 | 0 | 0 | 0 | 0 | 0
PseudoUnit | 0 | 0 | 0 | 0 | 0 | 0
FixedInterchange | 0 | 0 | 0 | 0 | 0 | 0
#6 | Fuel Cost [includes coal shadow price] ($million)
Fuel Cost by Reporting Type: Entergy
ReportingType | 2015 | 2020 | 2025 | 2030 | 2035 | 2040
BM | 0 | 0 | 0 | 0 | 0 | 0
CC | 2568.65 | 3043.53 | 4181.28 | 3949.94 | 2420.25 | 1528.15
CSP | 0 | 0 | 0 | 0 | 0 | 0
CT | 0 | 0 | 0 | 41.49 | 23.01 | 26.02
Coal | 1297.12 | 1145.95 | 673.82 | 352.78 | 125.06 | 364.29
Geo | 0 | 0 | 0 | 0 | 0 | 0
H | 0 | 0 | 0 | 0 | 0 | 0
LFG | 0 | 0 | 0 | 0.14 | 0.14 | 0.14
Nuc | 372.97 | 380.57 | 404.36 | 412.26 | 348.24 | 431.63
PS | 0 | 0 | 0 | 0 | 0 | 0
PV | 0 | 0 | 0 | 0 | 0 | 0
PeakG | 0 | 0.84 | 78.34 | 66.53 | 15.52 | 13.23
PeakO | 0 | 0 | 0 | 0 | 0 | 0
ST | 0 | 0 | 0 | 0 | 0 | 0
STOG | 97.12 | 172.96 | 7.97 | 0.58 | 0 | 0
STWD | 0 | 0 | 11.94 | 11.67 | 18.24 | 18.24
WT | 0 | 0 | 0 | 0 | 0 | 0
IGCC | 0 | 0 | 0 | 0 | 0 | 0
DemandResponse | 0 | 0 | 0 | 0 | 0 | 0
IGCC-CCS | 0 | 0 | 0 | 0 | 0 | 0
WT_off | 0 | 0 | 0 | 0 | 0 | 0
PseudoUnit | 0 | 0 | 0 | 0 | 0 | 0
FixedInterchange | 0 | 0 | 0 | 0 | 0 | 0
Fuel Cost by Reporting Type: FRCC
ReportingType | 2015 | 2020 | 2025 | 2030 | 2035 | 2040
BM | 0 | 0 | 0 | 0 | 0 | 0
CC | 6256.33 | 7155.56 | 8537.02 | 8659.56 | 6178.26 | 5065.87
CSP | 0 | 0 | 0 | 0 | 0 | 0
CT | 40.25 | 73.95 | 206.94 | 193.68 | 133.23 | 73.05
Coal | 1748.21 | 1698.35 | 959.3 | 621.08 | 107.22 | 107.21
Geo | 0 | 0 | 0 | 0 | 0 | 0
H | 0 | 0 | 0 | 0 | 0 | 0
LFG | 0 | 0 | 0.25 | 0.25 | 0.25 | 0.25
Nuc | 282.48 | 288.24 | 421.91 | 619.54 | 1724.54 | 2164.22
PS | 0 | 0 | 0 | 0 | 0 | 0
PV | 0 | 0 | 0 | 0 | 0 | 0
PeakG | 5.41 | 43.77 | 369.69 | 358.29 | 122.41 | 34.43
PeakO | 0 | 0 | 0 | 0 | 0 | 0
ST | 0 | 0 | 0 | 0 | 0 | 0
STOG | 367.06 | 492.01 | 35.62 | 32.58 | 2 | 0
STWD | 0 | 9.73 | 54.21 | 74.1 | 100.84 | 100.84
WT | 0 | 0 | 0 | 0 | 0 | 0
IGCC | 0 | 0 | 0 | 0 | 0 | 0
DemandResponse | 0 | 0 | 0 | 0 | 0 | 0
IGCC-CCS | 0 | 0 | 0 | 0 | 0 | 0
WT_off | 0 | 0 | 0 | 0 | 0 | 0
PseudoUnit | 0 | 0 | 0 | 0 | 0 | 0
FixedInterchange | 0 | 0 | 0 | 0 | 0 | 0
Fuel Cost by Reporting Type: MAPP_US
ReportingType | 2015 | 2020 | 2025 | 2030 | 2035 | 2040
BM | 0 | 0 | 0 | 0 | 0 | 0
CC | 9.96 | 24.49 | 47.13 | 20.3 | 14.18 | 10.54
CSP | 0 | 0 | 0 | 0 | 0 | 0
CT | 0 | 0 | 2.59 | 1.77 | 0.71 | 1.16
Coal | 253.24 | 198.95 | 92.54 | 41.29 | 15.76 | 35.85
Geo | 0 | 0 | 0 | 0 | 0 | 0
H | 0 | 0 | 0 | 0 | 0 | 0
LFG | 0 | 0 | 0 | 0.09 | 0.09 | 0.09
Nuc | 0 | 0 | 0 | 0 | 0.01 | 0.01
PS | 0 | 0 | 0 | 0 | 0 | 0
PV | 0 | 0 | 0 | 0 | 0 | 0
PeakG | 1.35 | 4.41 | 20.39 | 8.69 | 7.14 | 8.12
PeakO | 0 | 0 | 0 | 0 | 0 | 0
ST | 0 | 0 | 0 | 0 | 0 | 0
STOG | 0 | 0 | 0 | 0 | 0 | 0
STWD | 0 | 0 | 0 | 0 | 0 | 0
WT | 0 | 0 | 0 | 0 | 0 | 0
IGCC | 0 | 0 | 0 | 0 | 0 | 0
DemandResponse | 0 | 0 | 0 | 0 | 0 | 0
IGCC-CCS | 0 | 0 | 0 | 0 | 0 | 0
WT_off | 0 | 0 | 0 | 0 | 0 | 0
PseudoUnit | 0 | 0 | 0 | 0 | 0 | 0
FixedInterchange | 0 | 0 | 0 | 0 | 0 | 0
Fuel Cost by Reporting Type: MISO_IN
ReportingType | 2015 | 2020 | 2025 | 2030 | 2035 | 2040
BM | 0 | 0 | 0 | 0 | 0 | 0
CC | 163.58 | 1034.71 | 4166.54 | 4441.51 | 4822.49 | 4662.5
CSP | 0 | 0 | 0 | 0 | 0 | 0
CT | 0 | 0 | 0 | 0 | 0 | 0
Coal | 1818.86 | 1540.5 | 906.47 | 550.66 | 397.43 | 648.86
Geo | 0 | 0 | 0 | 0 | 0 | 0
H | 0 | 0 | 0 | 0 | 0 | 0
LFG | 0 | 0 | 0 | 0.1 | 0.1 | 0.1
Nuc | 0 | 0 | 0 | 0.01 | 0.01 | 0.01
PS | 0 | 0 | 0 | 0 | 0 | 0
PV | 0 | 0 | 0 | 0 | 0 | 0
PeakG | 0.55 | 2.7 | 17.04 | 18.19 | 20.54 | 23.29
PeakO | 0 | 0 | 0 | 0 | 0 | 0
ST | 0 | 0 | 0 | 0 | 0 | 0
STOG | 2.86 | 6.38 | 0.16 | 0.17 | 0 | 0
STWD | 0 | 0 | 0 | 0 | 0 | 0
WT | 0 | 0 | 0 | 0 | 0 | 0
IGCC | 90.32 | 90.24 | 83.93 | 82.65 | 78.74 | 79.82
DemandResponse | 0 | 0 | 0 | 0 | 0 | 0
IGCC-CCS | 0 | 0 | 0 | 0 | 0 | 0
WT_off | 0 | 0 | 0 | 0 | 0 | 0
PseudoUnit | 0 | 0 | 0 | 0 | 0 | 0
FixedInterchange | 0 | 0 | 0 | 0 | 0 | 0
Fuel Cost by Reporting Type: MISO_MI
ReportingType | 2015 | 2020 | 2025 | 2030 | 2035 | 2040
BM | 0 | 0 | 0 | 0 | 0 | 0
CC | 369.31 | 704.24 | 1703.45 | 1782.72 | 1976.62 | 1977.48
CSP | 0 | 0 | 0 | 0 | 0 | 0
CT | 0 | 0 | 0 | 100.22 | 63.27 | 71.97
Coal | 1415.62 | 377.19 | 138.72 | 25.61 | 17.96 | 57.62
Geo | 0 | 0 | 0 | 0 | 0 | 0
H | 0 | 0 | 0 | 0 | 0 | 0
LFG | 0 | 0 | 0.2 | 0.2 | 0.2 | 0.2
Nuc | 139.75 | 142.6 | 151.51 | 154.47 | 90.85 | 250.94
PS | 0 | 0 | 0 | 0 | 0 | 0
PV | 0 | 0 | 0 | 0 | 0 | 0
PeakG | 1.53 | 5.85 | 19.74 | 21.29 | 18.73 | 24.66
PeakO | 0 | 0 | 0 | 0 | 0 | 0
ST | 0 | 0 | 0 | 0 | 0 | 0
STOG | 27.21 | 64.65 | 1.55 | 1.66 | 0 | 0
STWD | 20.05 | 58.66 | 87.42 | 87.42 | 87.42 | 87.42
WT | 0 | 0 | 0 | 0 | 0 | 0
IGCC | 0 | 0 | 0 | 0 | 0 | 0
DemandResponse | 0 | 0 | 0 | 0 | 0 | 0
IGCC-CCS | 0 | 0 | 0 | 0 | 0 | 0
WT_off | 0 | 0 | 0 | 0 | 0 | 0
PseudoUnit | 0 | 0 | 0 | 0 | 0 | 0
FixedInterchange | 0 | 0 | 0 | 0 | 0 | 0
Fuel Cost by Reporting Type: MISO_MO-IL
ReportingType | 2015 | 2020 | 2025 | 2030 | 2035 | 2040
BM | 0 | 0 | 0 | 0 | 0 | 0
CC | 114.77 | 214.67 | 279.53 | 296.8 | 209.11 | 136.06
CSP | 0 | 0 | 0 | 0 | 0 | 0
CT | 0 | 0 | 0 | 0 | 0 | 0
Coal | 2063.15 | 1454.34 | 908.61 | 592.84 | 372.64 | 651.73
Geo | 0 | 0 | 0 | 0 | 0 | 0
H | 0 | 0 | 0 | 0 | 0 | 0
LFG | 0 | 0 | 0 | 0.29 | 0.29 | 0.29
Nuc | 143.46 | 146.38 | 155.53 | 158.57 | 158.57 | 158.57
PS | 0 | 0 | 0 | 0 | 0 | 0
PV | 0 | 0 | 0 | 0 | 0 | 0
PeakG | 14.42 | 36.38 | 100.1 | 102.63 | 101.47 | 131.5
PeakO | 0 | 0 | 0 | 0 | 0 | 0
ST | 0 | 0 | 0 | 0 | 0 | 0
STOG | 3.1 | 12.5 | 0.33 | 0.21 | 0 | 0
STWD | 0 | 0 | 0 | 0 | 0 | 0
WT | 0 | 0 | 0 | 0 | 0 | 0
IGCC | 0 | 0 | 0 | 0 | 0 | 0
DemandResponse | 0 | 0 | 0 | 0 | 0 | 0
IGCC-CCS | 0 | 0 | 0 | 0 | 0 | 0
WT_off | 0 | 0 | 0 | 0 | 0 | 0
PseudoUnit | 0 | 0 | 0 | 0 | 0 | 0
FixedInterchange | 0 | 0 | 0 | 0 | 0 | 0
Fuel Cost by Reporting Type: MISO_W
ReportingType | 2015 | 2020 | 2025 | 2030 | 2035 | 2040
BM | 0 | 0 | 0 | 0 | 0 | 0
CC | 299.08 | 449.91 | 896.16 | 820.83 | 422.87 | 197.81
CSP | 0 | 0 | 0 | 0 | 0 | 0
CT | 0 | 0 | 0 | 0 | 0 | 0
Coal | 1817.02 | 1390.34 | 1011.23 | 708.71 | 279.91 | 549.38
Geo | 0 | 0 | 0 | 0 | 0 | 0
H | 0 | 0 | 0 | 0 | 0 | 0
LFG | 0 | 0 | 0.09 | 0.09 | 0.09 | 0.09
Nuc | 152.53 | 155.64 | 165.37 | 168.6 | 0.01 | 0.01
PS | 0 | 0 | 0 | 0 | 0 | 0
PV | 0 | 0 | 0 | 0 | 0 | 0
PeakG | 6.46 | 16.14 | 25.21 | 39.85 | 21.08 | 23.91
PeakO | 0 | 0 | 0 | 0 | 0 | 0
ST | 0 | 0 | 0 | 0 | 0 | 0
STOG | 0.32 | 0.36 | 0.09 | 0 | 0 | 0
STWD | 0 | 136.44 | 45.71 | 37.33 | 146.04 | 146.04
WT | 0 | 0 | 0 | 0 | 0 | 0
IGCC | 0 | 0 | 0 | 0 | 0 | 0
DemandResponse | 0 | 0 | 0 | 0 | 0 | 0
IGCC-CCS | 0 | 0 | 0 | 0 | 0 | 0
WT_off | 0 | 0 | 0 | 0 | 0 | 0
PseudoUnit | 0 | 0 | 0 | 0 | 0 | 0
FixedInterchange | 0 | 0 | 0 | 0 | 0 | 0
Fuel Cost by Reporting Type: MISO_WUMS
ReportingType | 2015 | 2020 | 2025 | 2030 | 2035 | 2040
BM | 0 | 0 | 0 | 0 | 0 | 0
CC | 373.7 | 1528.38 | 1965.3 | 2099.6 | 1948.3 | 2000.93
CSP | 0 | 0 | 0 | 0 | 0 | 0
CT | 0 | 33.42 | 113.8 | 117.51 | 176.9 | 365.32
Coal | 860.17 | 677.42 | 225.91 | 140.82 | 151.29 | 223.24
Geo | 0 | 0 | 0 | 0 | 0 | 0
H | 0 | 0 | 0 | 0 | 0 | 0
LFG | 0 | 0 | 0.29 | 0.29 | 0.29 | 0.29
Nuc | 120.89 | 123.35 | 131.06 | 133.62 | 0.01 | 0.01
PS | 0 | 0 | 0 | 0 | 0 | 0
PV | 0 | 0 | 0 | 0 | 0 | 0
PeakG | 2.21 | 0 | 0 | 0 | 0 | 0
PeakO | 0 | 0 | 0 | 0 | 0 | 0
ST | 0 | 0 | 0 | 0 | 0 | 0
STOG | 0.13 | 0 | 0 | 0 | 0 | 0
STWD | 0 | 8.16 | 11.27 | 9.37 | 22.51 | 42.5
WT | 0 | 0 | 0 | 0 | 0 | 0
IGCC | 0 | 0 | 0 | 0 | 0 | 0
DemandResponse | 0 | 0 | 0 | 0 | 0 | 0
IGCC-CCS | 0 | 0 | 0 | 0 | 0 | 0
WT_off | 0 | 0 | 0 | 0 | 0 | 0
PseudoUnit | 0 | 0 | 0 | 0 | 0 | 0
FixedInterchange | 0 | 0 | 0 | 0 | 0 | 0
Fuel Cost by Reporting Type: Nebraska
ReportingType | 2015 | 2020 | 2025 | 2030 | 2035 | 2040
BM | 0 | 0 | 0 | 0 | 0 | 0
CC | 41.06 | 39.41 | 107.6 | 17.06 | 19.38 | 14.28
CSP | 0 | 0 | 0 | 0 | 0 | 0
CT | 0 | 0 | 0 | 0 | 0 | 0
Coal | 477.58 | 414.52 | 381.99 | 196.66 | 104.57 | 163.57
Geo | 0 | 0 | 0 | 0 | 0 | 0
H | 0 | 0 | 0 | 0 | 0 | 0
LFG | 0 | 0 | 0.06 | 0.09 | 0.09 | 0.09
Nuc | 83.67 | 85.37 | 90.71 | 92.48 | 0.01 | 0.01
PS | 0 | 0 | 0 | 0 | 0 | 0
PV | 0 | 0 | 0 | 0 | 0 | 0
PeakG | 2.87 | 13.83 | 53.23 | 0.78 | 0.88 | 0
PeakO | 0 | 0 | 0 | 0 | 0 | 0
ST | 0 | 0 | 0 | 0 | 0 | 0
STOG | 0 | 0 | 0 | 0 | 0 | 0
STWD | 0 | 0 | 0 | 0 | 0 | 0
WT | 0 | 0 | 0 | 0 | 0 | 0
IGCC | 0 | 0 | 0 | 0 | 0 | 0
DemandResponse | 0 | 0 | 0 | 0 | 0 | 0
IGCC-CCS | 0 | 0 | 0 | 0 | 0 | 0
WT_off | 0 | 0 | 0 | 0 | 0 | 0
PseudoUnit | 0 | 0 | 0 | 0 | 0 | 0
FixedInterchange | 0 | 0 | 0 | 0 | 0 | 0
Fuel Cost by Reporting Type: NEISO
ReportingType | 2015 | 2020 | 2025 | 2030 | 2035 | 2040
BM | 159.81 | 103.82 | 44.8 | 44.8 | 44.8 | 44.8
CC | 1618.88 | 1433.63 | 1500.97 | 1481.51 | 1814.68 | 2109.44
CSP | 0 | 0 | 0 | 0 | 0 | 0
CT | 0.15 | 0.52 | 0.53 | 0.54 | 0.57 | 0.61
Coal | 22.81 | 0 | 0 | 0 | 0 | 0
Geo | 0 | 0 | 0 | 0 | 0 | 0
H | 0 | 0 | 0 | 0 | 0 | 0
LFG | 0.06 | 0.06 | 0.15 | 0.15 | 0.15 | 0.15
Nuc | 293.25 | 299.23 | 317.93 | 324.14 | 234.19 | 173
PS | 0 | 0 | 0 | 0 | 0 | 0
PV | 0 | 0 | 0 | 0 | 0 | 0
PeakG | 1.2 | 1.76 | 2.92 | 2.77 | 3.73 | 3.15
PeakO | 0 | 0 | 0.02 | 0 | 0 | 0
ST | 0 | 0 | 0 | 0 | 0 | 0
STOG | 0 | 0 | 0 | 0 | 0 | 0
STWD | 338.09 | 338.09 | 173.33 | 169.96 | 230.11 | 244.46
WT | 0 | 0 | 0 | 0 | 0 | 0
IGCC | 0 | 0 | 0 | 0 | 0 | 0
DemandResponse | 0 | 0 | 0 | 0 | 0 | 0
IGCC-CCS | 0 | 0 | 0 | 0 | 0 | 0
WT_off | 0 | 0 | 0 | 0 | 0 | 0
PseudoUnit | 0 | 0 | 0 | 0 | 0 | 0
FixedInterchange | 0 | 0 | 0 | 0 | 0 | 0
Fuel Cost by Reporting Type: NonRTO_Midwest
ReportingType | 2015 | 2020 | 2025 | 2030 | 2035 | 2040
BM | 0 | 0 | 0 | 0 | 0 | 0
CC | 12.95 | 167.81 | 788.57 | 864.73 | 798.68 | 713.43
CSP | 0 | 0 | 0 | 0 | 0 | 0
CT | 0 | 0 | 0 | 0 | 0 | 0
Coal | 1311.82 | 1261.14 | 917.85 | 880.93 | 299.84 | 288.69
Geo | 0 | 0 | 0 | 0 | 0 | 0
H | 0 | 0 | 0 | 0 | 0 | 0
LFG | 0 | 0 | 0.2 | 0.2 | 0.2 | 0.2
Nuc | 0 | 0 | 0 | 0.01 | 300.06 | 352.76
PS | 0 | 0 | 0 | 0 | 0 | 0
PV | 0 | 0 | 0 | 0 | 0 | 0
PeakG | 9.85 | 31.78 | 44.85 | 55.38 | 41.47 | 42.99
PeakO | 0 | 0 | 0 | 0 | 0 | 0
ST | 0 | 0 | 0 | 0 | 0 | 0
STOG | 0 | 0 | 0 | 0 | 0 | 0
STWD | 0 | 0 | 0 | 0 | 0 | 0
WT | 0 | 0 | 0 | 0 | 0 | 0
IGCC | 0 | 0 | 0 | 0 | 0 | 0
DemandResponse | 0 | 0 | 0 | 0 | 0 | 0
IGCC-CCS | 0 | 0 | 0 | 0 | 0 | 0
WT_off | 0 | 0 | 0 | 0 | 0 | 0
PseudoUnit | 0 | 0 | 0 | 0 | 0 | 0
FixedInterchange | 0 | 0 | 0 | 0 | 0 | 0
Fuel Cost by Reporting Type: NYISO_A-F
ReportingType | 2015 | 2020 | 2025 | 2030 | 2035 | 2040
BM | 0 | 0 | 0 | 0 | 0 | 0
CC | 219.87 | 346.47 | 608.76 | 438.33 | 938.69 | 1175.4
CSP | 0 | 0 | 0 | 0 | 0 | 0
CT | 0 | 0 | 0 | 0 | 0 | 0
Coal | 0 | 0 | 0 | 0 | 0 | 0
Geo | 0 | 0 | 0 | 0 | 0 | 0
H | 0 | 0 | 0 | 0 | 0 | 0
LFG | 0.01 | 0.01 | 0.01 | 0.09 | 0.09 | 0.09
Nuc | 217.02 | 221.45 | 235.29 | 195.6 | 154.22 | 93.47
PS | 0 | 0 | 0 | 0 | 0 | 0
PV | 0 | 0 | 0 | 0 | 0 | 0
PeakG | 0 | 0.05 | 0.34 | 0 | 1.19 | 1.58
PeakO | 0 | 0 | 0 | 0 | 0 | 0
ST | 0 | 0 | 0 | 0 | 0 | 0
STOG | 0 | 0 | 0 | 0 | 0 | 0
STWD | 0 | 0 | 0 | 0 | 17.17 | 24.12
WT | 0 | 0 | 0 | 0 | 0 | 0
IGCC | 0 | 0 | 0 | 0 | 0 | 0
DemandResponse | 0 | 0 | 0 | 0 | 0 | 0
IGCC-CCS | 0 | 0 | 0 | 0 | 0 | 0
WT_off | 0 | 0 | 0 | 0 | 0 | 0
PseudoUnit | 0 | 0 | 0 | 0 | 0 | 0
FixedInterchange | 0 | 0 | 0 | 0 | 0 | 0
Fuel Cost by Reporting Type: NYISO_G-I
ReportingType | 2015 | 2020 | 2025 | 2030 | 2035 | 2040
BM | 0 | 0 | 0 | 0 | 0 | 0
CC | 283.01 | 313.41 | 331.57 | 344.25 | 527.1 | 1645.11
CSP | 0 | 0 | 0 | 0 | 0 | 0
CT | 0 | 0 | 0 | 0 | 0 | 0
Coal | 0 | 0 | 0 | 0 | 0 | 0
Geo | 0 | 0 | 0 | 0 | 0 | 0
H | 0 | 0 | 0 | 0 | 0 | 0
LFG | 0 | 0 | 0 | 0.09 | 0.09 | 0.09
Nuc | 130.64 | 133.3 | 141.63 | 144.4 | 72.41 | 0.03
PS | 0 | 0 | 0 | 0 | 0 | 0
PV | 0 | 0 | 0 | 0 | 0 | 0
PeakG | 0 | 0 | 0.07 | 0.07 | 0.08 | 0.07
PeakO | 0 | 0 | 0 | 0 | 0 | 0
ST | 0 | 0 | 0 | 0 | 0 | 0
STOG | 0 | 0 | 0 | 0 | 0 | 0
STWD | 0 | 0 | 0 | 0 | 0 | 0
WT | 0 | 0 | 0 | 0 | 0 | 0
IGCC | 0 | 0 | 0 | 0 | 0 | 0
DemandResponse | 0 | 0 | 0 | 0 | 0 | 0
IGCC-CCS | 0 | 0 | 0 | 0 | 0 | 0
WT_off | 0 | 0 | 0 | 0 | 0 | 0
PseudoUnit | 0 | 0 | 0 | 0 | 0 | 0
FixedInterchange | 0 | 0 | 0 | 0 | 0 | 0
Fuel Cost by Reporting Type: NYISO_J-K
ReportingType | 2015 | 2020 | 2025 | 2030 | 2035 | 2040
BM | 0 | 0 | 0 | 0 | 0 | 0
CC | 779.78 | 1009.58 | 1189.48 | 1160.23 | 1439.96 | 1578.51
CSP | 0 | 0 | 0 | 0 | 0 | 0
CT | 0 | 0 | 0 | 3.75 | 64.74 | 64.93
Coal | 0 | 0 | 0 | 0 | 0 | 0
Geo | 0 | 0 | 0 | 0 | 0 | 0
H | 0 | 0 | 0 | 0 | 0 | 0
LFG | 0 | 0 | 0 | 0.09 | 0.09 | 0.09
Nuc | 0 | 0 | 0 | 0 | 0.01 | 0.02
PS | 0 | 0 | 0 | 0 | 0 | 0
PV | 0 | 0 | 0 | 0 | 0 | 0
PeakG | 2.33 | 7.49 | 51.48 | 52.85 | 94.02 | 88.84
PeakO | 0 | 0 | 0 | 0 | 0 | 0
ST | 0 | 0 | 0 | 0 | 0 | 0
STOG | 39.67 | 74.71 | 24.8 | 28.32 | 17.55 | 13.71
STWD | 0 | 0 | 0 | 0 | 0 | 0
WT | 0 | 0 | 0 | 0 | 0 | 0
IGCC | 0 | 0 | 0 | 0 | 0 | 0
DemandResponse | 0 | 0 | 0 | 0 | 0 | 0
IGCC-CCS | 0 | 0 | 0 | 0 | 0 | 0
WT_off | 0 | 0 | 0 | 0 | 0 | 0
PseudoUnit | 0 | 0 | 0 | 0 | 0 | 0
FixedInterchange | 0 | 0 | 0 | 0 | 0 | 0
Fuel Cost by Reporting Type: PJM_E
ReportingType | 2015 | 2020 | 2025 | 2030 | 2035 | 2040
BM | 1.02 | 8.61 | 19.01 | 19.01 | 19.01 | 19.01
CC | 805.76 | 1478.91 | 3013.66 | 3043.15 | 3222.55 | 3443.54
CSP | 0 | 0 | 0 | 0 | 0 | 0
CT | 0 | 0.04 | 0.15 | 0.57 | 66 | 156.66
Coal | 14.72 | 35.13 | 2.1 | 0.89 | 0.51 | 0.85
Geo | 0 | 0 | 0 | 0 | 0 | 0
H | 0 | 0 | 0 | 0 | 0 | 0
LFG | 0.01 | 0.17 | 0.18 | 0.18 | 0.18 | 0.18
Nuc | 563.79 | 533.75 | 567.11 | 578.18 | 415.32 | 329.35
PS | 0 | 0 | 0 | 0 | 0 | 0
PV | 0 | 0 | 0 | 0 | 0 | 0
PeakG | 1.2 | 4.21 | 60.92 | 93 | 98.54 | 106.07
PeakO | 0 | 0 | 0 | 0 | 0 | 0
ST | 0 | 0 | 0 | 0 | 0 | 0
STOG | 14.48 | 54.2 | 3 | 2.96 | 0.17 | 1.6
STWD | 0 | 0 | 0 | 0 | 0 | 0
WT | 0 | 0 | 0 | 0 | 0 | 0
IGCC | 0 | 0 | 0 | 0 | 0 | 0
DemandResponse | 0 | 0 | 0 | 0 | 0 | 0
IGCC-CCS | 0 | 0 | 0 | 0 | 0 | 0
WT_off | 0 | 0 | 0 | 0 | 0 | 0
PseudoUnit | 0 | 0 | 0 | 0 | 0 | 0
FixedInterchange | 0 | 0 | 0 | 0 | 0 | 0
Fuel Cost by Reporting Type: PJM_ROM
ReportingType | 2015 | 2020 | 2025 | 2030 | 2035 | 2040
BM | 0.49 | 5.17 | 11.41 | 11.41 | 11.41 | 11.41
CC | 660.95 | 919.04 | 1537.7 | 2194.9 | 6636.61 | 9197.16
CSP | 0 | 0 | 0 | 0 | 0 | 0
CT | 0.01 | 0.03 | 0.34 | 0.61 | 0.64 | 0.69
Coal | 1243.98 | 1066.39 | 82.01 | 50 | 42.26 | 50.05
Geo | 0 | 0 | 0 | 0 | 0 | 0
H | 0 | 0 | 0 | 0 | 0 | 0
LFG | 0.02 | 0.36 | 0.36 | 0.36 | 0.36 | 0.36
Nuc | 337.6 | 344.49 | 366.02 | 373.17 | 244.83 | 178.21
PS | 0 | 0 | 0 | 0 | 0 | 0
PV | 0 | 0 | 0 | 0 | 0 | 0
PeakG | 0 | 2.7 | 9.13 | 10.7 | 36.41 | 10.49
PeakO | 0 | 0 | 0 | 0 | 0 | 0
ST | 0 | 0 | 0 | 0 | 0 | 0
STOG | 35.46 | 77.83 | 6.23 | 6.46 | 0 | 7.34
STWD | 25.2 | 35.1 | 35.1 | 35.1 | 35.1 | 35.1
WT | 0 | 0 | 0 | 0 | 0 | 0
IGCC | 0 | 0 | 0 | 0 | 0 | 0
DemandResponse | 0 | 0 | 0 | 0 | 0 | 0
IGCC-CCS | 0 | 0 | 0 | 0 | 0 | 0
WT_off | 0 | 0 | 0 | 0 | 0 | 0
PseudoUnit | 0 | 0 | 0 | 0 | 0 | 0
FixedInterchange | 0 | 0 | 0 | 0 | 0 | 0
Fuel Cost by Reporting Type: PJM_ROR
ReportingType | 2015 | 2020 | 2025 | 2030 | 2035 | 2040
BM | 0 | 1.81 | 89.58 | 205.93 | 205.93 | 122.3
CC | 2037.04 | 4562.75 | 10108.07 | 11816.04 | 11813.69 | 11924.54
CSP | 0 | 0 | 0 | 0 | 0 | 0
CT | 0.27 | 0.6 | 1.12 | 3.76 | 4.25 | 8.35
Coal | 7794.02 | 5295.01 | 2437.22 | 1749.45 | 1046.92 | 1826.59
Geo | 0 | 0 | 0 | 0 | 0 | 0
H | 0 | 0 | 0 | 0 | 0 | 0
LFG | 0.07 | 0.07 | 0.73 | 0.73 | 0.73 | 0.73
Nuc | 1319.64 | 1346.55 | 1430.71 | 1395.54 | 1084.35 | 800.34
PS | 0 | 0 | 0 | 0 | 0 | 0
PV | 0 | 0 | 0 | 0 | 0 | 0
PeakG | 62.89 | 89.68 | 303.87 | 354.15 | 303.8 | 371.07
PeakO | 0 | 0 | 0 | 0 | 0 | 0
ST | 0 | 0 | 0 | 0 | 0 | 0
STOG | 36.9 | 90.43 | 3.58 | 3.63 | 0 | 0
STWD | 6.03 | 76.36 | 103.87 | 103.87 | 103.87 | 103.87
WT | 0 | 0 | 0 | 0 | 0 | 0
IGCC | 0 | 0 | 0 | 0 | 0 | 0
DemandResponse | 0 | 0 | 0 | 0 | 0 | 0
IGCC-CCS | 0 | 0 | 0 | 0 | 0 | 0
WT_off | 0 | 0 | 0 | 0 | 0 | 0
PseudoUnit | 0 | 0 | 0 | 0 | 0 | 0
FixedInterchange | 0 | 0 | 0 | 0 | 0 | 0
Fuel Cost by Reporting Type: SOCO
ReportingType | 2015 | 2020 | 2025 | 2030 | 2035 | 2040
BM | 0 | 0 | 2.39 | 5.4 | 8.22 | 10.13
CC | 4587.29 | 5144.94 | 7244.08 | 7698.33 | 7047.23 | 3936.51
CSP | 0 | 0 | 0 | 0 | 0 | 0
CT | 0 | 0 | 0 | 0 | 0 | 0
Coal | 2380.44 | 2421.54 | 1417.7 | 1203.53 | 279.2 | 255.2
Geo | 0 | 0 | 0 | 0 | 0 | 0
H | 0 | 0 | 0 | 0 | 0 | 0
LFG | 0 | 0 | 0.14 | 0.14 | 0.14 | 0.14
Nuc | 396.64 | 551.11 | 585.56 | 613.94 | 1282.98 | 2124.74
PS | 0 | 0 | 0 | 0 | 0 | 0
PV | 0 | 0 | 0 | 0 | 0 | 0
PeakG | 60.36 | 138.69 | 325.04 | 335.69 | 254.21 | 214.25
PeakO | 0 | 0 | 0 | 0 | 0 | 0
ST | 0 | 0 | 0 | 0 | 0 | 0
STOG | 0 | 0 | 0 | 0 | 0 | 0
STWD | 0 | 0 | 63.1 | 95.04 | 197.62 | 288.59
WT | 0 | 0 | 0 | 0 | 0 | 0
IGCC | 0 | 0 | 0 | 0 | 0 | 0
DemandResponse | 0 | 0 | 0 | 0 | 0 | 0
IGCC-CCS | 0 | 0 | 0 | 0 | 0 | 0
WT_off | 0 | 0 | 0 | 0 | 0 | 0
PseudoUnit | 0 | 0 | 0 | 0 | 0 | 0
FixedInterchange | 0 | 0 | 0 | 0 | 0 | 0
Fuel Cost by Reporting Type: SPP_N
ReportingType | 2015 | 2020 | 2025 | 2030 | 2035 | 2040
BM | 0 | 0 | 0 | 0 | 0 | 0
CC | 265.91 | 306.6 | 439.98 | 131.23 | 89.17 | 52.69
CSP | 0 | 0 | 0 | 0 | 0 | 0
CT | 0 | 0 | 0 | 0 | 0 | 0
Coal | 1093.11 | 876.72 | 777.39 | 222.41 | 63.22 | 210.58
Geo | 0 | 0 | 0 | 0 | 0 | 0
H | 0 | 0 | 0 | 0 | 0 | 0
LFG | 0 | 0 | 0.12 | 0.12 | 0.12 | 0.12
Nuc | 74.76 | 76.29 | 81.06 | 82.64 | 82.64 | 80.94
PS | 0 | 0 | 0 | 0 | 0 | 0
PV | 0 | 0 | 0 | 0 | 0 | 0
PeakG | 0 | 7.64 | 101.73 | 8.82 | 1 | 0
PeakO | 0 | 0 | 0 | 0 | 0 | 0
ST | 0 | 0 | 0 | 0 | 0 | 0
STOG | 16.4 | 36.26 | 0.76 | 0 | 0 | 0
STWD | 0 | 0 | 0 | 0 | 0 | 0
WT | 0 | 0 | 0 | 0 | 0 | 0
IGCC | 0 | 0 | 0 | 0 | 0 | 0
DemandResponse | 0 | 0 | 0 | 0 | 0 | 0
IGCC-CCS | 0 | 0 | 0 | 0 | 0 | 0
WT_off | 0 | 0 | 0 | 0 | 0 | 0
PseudoUnit | 0 | 0 | 0 | 0 | 0 | 0
FixedInterchange | 0 | 0 | 0 | 0 | 0 | 0
Fuel Cost by Reporting Type: SPP_S
ReportingType | 2015 | 2020 | 2025 | 2030 | 2035 | 2040
BM | 0 | 0 | 0 | 0 | 0 | 0
CC | 1733.52 | 2538.37 | 3279.41 | 1252.43 | 734.42 | 572.2
CSP | 0 | 0 | 0 | 0 | 0 | 0
CT | 0.2 | 26.63 | 161.6 | 48.99 | 27.03 | 41.95
Coal | 1926.66 | 1647.1 | 1033.27 | 76.76 | 44.75 | 83.33
Geo | 0 | 0 | 0 | 0 | 0 | 0
H | 0 | 0 | 0 | 0 | 0 | 0
LFG | 0 | 0 | 0.12 | 0.12 | 0.12 | 0.12
Nuc | 0 | 0 | 0 | 0 | 0.01 | 0.01
PS | 0 | 0 | 0 | 0 | 0 | 0
PV | 0 | 0 | 0 | 0 | 0 | 0
PeakG | 0 | 0 | 124.01 | 17.21 | 0.5 | 0
PeakO | 0 | 0 | 0 | 0 | 0 | 0
ST | 0 | 0 | 0 | 0 | 0 | 0
STOG | 174.66 | 342.67 | 29.88 | 0 | 0 | 0
STWD | 0 | 0 | 2.9 | 4.66 | 4.66 | 4.66
WT | 0 | 0 | 0 | 0 | 0 | 0
IGCC | 0 | 0 | 0 | 0 | 0 | 0
DemandResponse | 0 | 0 | 0 | 0 | 0 | 0
IGCC-CCS | 0 | 0 | 0 | 0 | 0 | 0
WT_off | 0 | 0 | 0 | 0 | 0 | 0
PseudoUnit | 0 | 0 | 0 | 0 | 0 | 0
FixedInterchange | 0 | 0 | 0 | 0 | 0 | 0
Fuel Cost by Reporting Type: TVA
ReportingType | 2015 | 2020 | 2025 | 2030 | 2035 | 2040
BM | 0 | 0 | 0 | 0 | 0 | 0
CC | 652.82 | 2087.27 | 2758.3 | 2880.74 | 2850.26 | 1855.52
CSP | 0 | 0 | 0 | 0 | 0 | 0
CT | 0 | 57.46 | 100.81 | 90.19 | 107.11 | 16.91
Coal | 1996.35 | 1012.95 | 730.99 | 504.38 | 6.63 | 8.76
Geo | 0 | 0 | 0 | 0 | 0 | 0
H | 0 | 0 | 0 | 0 | 0 | 0
LFG | 0 | 0 | 0.14 | 0.14 | 0.14 | 0.14
Nuc | 542.87 | 553.94 | 588.56 | 817.33 | 1030.02 | 1263.54
PS | 0 | 0 | 0 | 0 | 0 | 0
PV | 0 | 0 | 0 | 0 | 0 | 0
PeakG | 0 | 1.58 | 6.86 | 7.74 | 7.42 | 5.07
PeakO | 0 | 0 | 0 | 0 | 0 | 0
ST | 0 | 0 | 0 | 0 | 0 | 0
STOG | 0 | 0 | 0 | 0 | 0 | 0
STWD | 0 | 0 | 0.3 | 0.3 | 2.75 | 2.75
WT | 0 | 0 | 0 | 0 | 0 | 0
IGCC | 0 | 0 | 0 | 0 | 0 | 0
DemandResponse | 0 | 0 | 0 | 0 | 0 | 0
IGCC-CCS | 0 | 0 | 0 | 0 | 0 | 0
WT_off | 0 | 0 | 0 | 0 | 0 | 0
PseudoUnit | 0 | 0 | 0 | 0 | 0 | 0
FixedInterchange | 0 | 0 | 0 | 0 | 0 | 0
Fuel Cost by Reporting Type: TVA_Transmission
ReportingType | 2015 | 2020 | 2025 | 2030 | 2035 | 2040
BM | 0 | 0 | 0 | 0 | 0 | 0
CC | 0 | 0 | 0 | 0 | 0 | 0
CSP | 0 | 0 | 0 | 0 | 0 | 0
CT | 0 | 0 | 0 | 0 | 0 | 0
Coal | 0 | 0 | 0 | 0 | 0 | 0
Geo | 0 | 0 | 0 | 0 | 0 | 0
H | 0 | 0 | 0 | 0 | 0 | 0
LFG | 0 | 0 | 0 | 0 | 0 | 0
Nuc | 0 | 0 | 0 | 0 | 0 | 0
PS | 0 | 0 | 0 | 0 | 0 | 0
PV | 0 | 0 | 0 | 0 | 0 | 0
PeakG | 0 | 0 | 0 | 0 | 0 | 0
PeakO | 0 | 0 | 0 | 0 | 0 | 0
ST | 0 | 0 | 0 | 0 | 0 | 0
STOG | 0 | 0 | 0 | 0 | 0 | 0
STWD | 0 | 0 | 0 | 0 | 0 | 0
WT | 0 | 0 | 0 | 0 | 0 | 0
IGCC | 0 | 0 | 0 | 0 | 0 | 0
DemandResponse | 0 | 0 | 0 | 0 | 0 | 0
IGCC-CCS | 0 | 0 | 0 | 0 | 0 | 0
WT_off | 0 | 0 | 0 | 0 | 0 | 0
PseudoUnit | 0 | 0 | 0 | 0 | 0 | 0
FixedInterchange | 0 | 0 | 0 | 0 | 0 | 0
Fuel Cost by Reporting Type: VACAR
ReportingType | 2015 | 2020 | 2025 | 2030 | 2035 | 2040
BM | 0.58 | 146.89 | 540.06 | 578.1 | 694.27 | 789.82
CC | 856.86 | 1747.12 | 4163.34 | 4013.86 | 2562.55 | 2131.68
CSP | 0 | 0 | 0 | 0 | 0 | 0
CT | 26.81 | 32.54 | 53.56 | 51.59 | 39.29 | 39.58
Coal | 3351.67 | 2921.5 | 1425.06 | 724.23 | 200.11 | 239.25
Geo | 0 | 0 | 0 | 0 | 0 | 0
H | 0 | 0 | 0 | 0 | 0 | 0
LFG | 0 | 0.14 | 0.14 | 0.14 | 0.14 | 0.14
Nuc | 730.67 | 900.6 | 956.89 | 1246.63 | 2138.03 | 2372.32
PS | 0 | 0 | 0 | 0 | 0 | 0
PV | 0 | 0 | 0 | 0 | 0 | 0
PeakG | 3.43 | 8.13 | 23.51 | 27.44 | 21.99 | 21.82
PeakO | 0 | 0 | 0 | 0 | 0 | 0
ST | 0 | 0 | 0 | 0 | 0 | 0
STOG | 0 | 0 | 0 | 0 | 0 | 0
STWD | 159.73 | 159.73 | 159.73 | 159.73 | 159.73 | 159.73
WT | 0 | 0 | 0 | 0 | 0 | 0
IGCC | 0 | 0 | 0 | 0 | 0 | 0
DemandResponse | 0 | 0 | 0 | 0 | 0 | 0
IGCC-CCS | 0 | 0 | 0 | 0 | 0 | 0
WT_off | 0 | 0 | 0 | 0 | 0 | 0
PseudoUnit | 0 | 0 | 0 | 0 | 0 | 0
FixedInterchange | 0 | 0 | 0 | 0 | 0 | 0
Fuel Cost by Reporting Type: IESO
ReportingType | 2015 | 2020 | 2025 | 2030 | 2035 | 2040
BM | 0 | 0 | 0 | 0 | 0 | 0
CC | 38.85 | 35.86 | 12.41 | 6.36 | 6.47 | 77.87
CSP | 0 | 0 | 0 | 0 | 0 | 0
CT | 0 | 0 | 0 | 0 | 0 | 0
Coal | 0 | 0 | 0 | 0 | 0 | 0
Geo | 0 | 0 | 0 | 0 | 0 | 0
H | 0 | 0 | 0 | 0 | 0 | 0
LFG | 0.02 | 0.02 | 0.02 | 0.02 | 0.02 | 0.02
Nuc | 854.23 | 871.65 | 926.13 | 944.22 | 869.51 | 757.81
PS | 0 | 0 | 0 | 0 | 0 | 0
PV | 0 | 0 | 0 | 0 | 0 | 0
PeakG | 0 | 0 | 0 | 0 | 0 | 0
PeakO | 0 | 0 | 0 | 0 | 0 | 0
ST | 0 | 0 | 0 | 0 | 0 | 0
STOG | 0 | 0 | 0 | 0 | 0 | 0
STWD | 0 | 0 | 0 | 0 | 0 | 0
WT | 0 | 0 | 0 | 0 | 0 | 0
IGCC | 0 | 0 | 0 | 0 | 0 | 0
DemandResponse | 0 | 0 | 0 | 0 | 0 | 0
IGCC-CCS | 0 | 0 | 0 | 0 | 0 | 0
WT_off | 0 | 0 | 0 | 0 | 0 | 0
PseudoUnit | 0 | 0 | 0 | 0 | 0 | 0
FixedInterchange | 0 | 0 | 0 | 0 | 0 | 0
Fuel Cost by Reporting Type: MAPP_CA
ReportingType | 2015 | 2020 | 2025 | 2030 | 2035 | 2040
BM | 0 | 0 | 0 | 0 | 0 | 0
CC | 137.7 | 140.55 | 148.53 | 0 | 0 | 0
CSP | 0 | 0 | 0 | 0 | 0 | 0
CT | 0 | 0 | 0 | 0 | 0 | 0
Coal | 27.78 | 117.45 | 0 | 0 | 0 | 0
Geo | 0 | 0 | 0 | 0 | 0 | 0
H | 0 | 0 | 0 | 0 | 0 | 0
LFG | 0 | 0 | 0 | 0 | 0 | 0
Nuc | 0 | 0 | 0 | 0 | 0 | 0.01
PS | 0 | 0 | 0 | 0 | 0 | 0
PV | 0 | 0 | 0 | 0 | 0 | 0
PeakG | 0 | 0 | 0 | 0 | 0 | 0
PeakO | 0 | 0 | 0 | 0 | 0 | 0
ST | 0 | 0 | 0 | 0 | 0 | 0
STOG | 0 | 0 | 0 | 0 | 0 | 0
STWD | 0 | 0 | 0 | 0 | 0 | 0
WT | 0 | 0 | 0 | 0 | 0 | 0
IGCC | 0 | 0 | 0 | 0 | 0 | 0
DemandResponse | 0 | 0 | 0 | 0 | 0 | 0
IGCC-CCS | 0 | 0 | 0 | 0 | 0 | 0
WT_off | 0 | 0 | 0 | 0 | 0 | 0
PseudoUnit | 0 | 0 | 0 | 0 | 0 | 0
FixedInterchange | 0 | 0 | 0 | 0 | 0 | 0
Fuel Cost by Reporting Type: AZ_NM_SNV_Coal
ReportingType | 2015 | 2020 | 2025 | 2030 | 2035 | 2040
BM | 0 | 0 | 0 | 0 | 0 | 0
CC | 0 | 0 | 0 | 0 | 0 | 0
CSP | 0 | 0 | 0 | 0 | 0 | 0
CT | 0 | 0 | 0 | 0 | 0 | 0
Coal | 1371.55 | 1291.3 | 1129.37 | 701.11 | 383.63 | 523.31
Geo | 0 | 0 | 0 | 0 | 0 | 0
H | 0 | 0 | 0 | 0 | 0 | 0
LFG | 0 | 0 | 0 | 0 | 0 | 0
Nuc | 0 | 0 | 0 | 0 | 0 | 0
PS | 0 | 0 | 0 | 0 | 0 | 0
PV | 0 | 0 | 0 | 0 | 0 | 0
PeakG | 0 | 0 | 0 | 0 | 0 | 0
PeakO | 0 | 0 | 0 | 0 | 0 | 0
ST | 0 | 0 | 0 | 0 | 0 | 0
STOG | 0 | 0 | 0 | 0 | 0 | 0
STWD | 0 | 0 | 0 | 0 | 0 | 0
WT | 0 | 0 | 0 | 0 | 0 | 0
IGCC | 0 | 0 | 0 | 0 | 0 | 0
DemandResponse | 0 | 0 | 0 | 0 | 0 | 0
IGCC-CCS | 0 | 0 | 0 | 0 | 0 | 0
WT_off | 0 | 0 | 0 | 0 | 0 | 0
PseudoUnit | 0 | 0 | 0 | 0 | 0 | 0
FixedInterchange | 0 | 0 | 0 | 0 | 0 | 0
Fuel Cost by Reporting Type: AZ_NM_SNV_Gas
ReportingType | 2015 | 2020 | 2025 | 2030 | 2035 | 2040
BM | 0 | 0 | 0 | 0 | 0 | 0
CC | 3620.9 | 4624.78 | 4885.66 | 5311.79 | 5583.02 | 5255.7
CSP | 0 | 0 | 0 | 0 | 0 | 0
CT | 0 | 0 | 9.95 | 18.39 | 0 | 0
Coal | 0 | 0 | 0 | 0 | 0 | 0
Geo | 0 | 0 | 0 | 0 | 0 | 0
H | 0 | 0 | 0 | 0 | 0 | 0
LFG | 0 | 0 | 0 | 0 | 0 | 0
Nuc | 0 | 0 | 0 | 0 | 0 | 0
PS | 0 | 0 | 0 | 0 | 0 | 0
PV | 0 | 0 | 0 | 0 | 0 | 0
PeakG | 0 | 0 | 24.37 | 50.06 | 0 | 0
PeakO | 0 | 0 | 0 | 0 | 0 | 0
ST | 0 | 0 | 0 | 0 | 0 | 0
STOG | 0 | 0 | 0 | 0 | 0 | 0
STWD | 0 | 0 | 0 | 0 | 0 | 0
WT | 0 | 0 | 0 | 0 | 0 | 0
IGCC | 0 | 0 | 0 | 0 | 0 | 0
DemandResponse | 0 | 0 | 0 | 0 | 0 | 0
IGCC-CCS | 0 | 0 | 0 | 0 | 0 | 0
WT_off | 0 | 0 | 0 | 0 | 0 | 0
PseudoUnit | 0 | 0 | 0 | 0 | 0 | 0
FixedInterchange | 0 | 0 | 0 | 0 | 0 | 0
Fuel Cost by Reporting Type: AZ_NM_SNV_NucRenew
ReportingType | 2015 | 2020 | 2025 | 2030 | 2035 | 2040
BM | 0 | 0 | 0 | 0 | 0 | 0
CC | 0 | 0 | 0 | 0 | 0 | 0
CSP | 0 | 0 | 0 | 0 | 0 | 0
CT | 0 | 0 | 0 | 0 | 0 | 0
Coal | 0 | 0 | 0 | 0 | 0 | 0
Geo | 0 | 0 | 0 | 0 | 0 | 0
H | 0 | 0 | 0 | 0 | 0 | 0
LFG | 0 | 0.08 | 0.08 | 0.08 | 0.08 | 0.08
Nuc | 254.91 | 260.1 | 276.36 | 755.54 | 1217.54 | 1582.45
PS | 0 | 0 | 0 | 0 | 0 | 0
PV | 0 | 0 | 0 | 0 | 0 | 0
PeakG | 0 | 0 | 0 | 0 | 0 | 0
PeakO | 0 | 0 | 0 | 0 | 0 | 0
ST | 0 | 0 | 0 | 0 | 0 | 0
STOG | 0 | 0 | 0 | 0 | 0 | 0
STWD | 11.54 | 11.54 | 11.54 | 11.54 | 11.54 | 11.54
WT | 0 | 0 | 0 | 0 | 0 | 0
IGCC | 0 | 0 | 0 | 0 | 0 | 0
DemandResponse | 0 | 0 | 0 | 0 | 0 | 0
IGCC-CCS | 0 | 0 | 0 | 0 | 0 | 0
WT_off | 0 | 0 | 0 | 0 | 0 | 0
PseudoUnit | 0 | 0 | 0 | 0 | 0 | 0
FixedInterchange | 0 | 0 | 0 | 0 | 0 | 0
Fuel Cost by Reporting Type: ERCOT
ReportingType | 2015 | 2020 | 2025 | 2030 | 2035 | 2040
BM | 0 | 0 | 15.99 | 21.81 | 68.48 | 10.77
CC | 5523.65 | 7548.65 | 9728.17 | 8342.97 | 6937.5 | 6585.53
CSP | 0 | 0 | 0 | 0 | 0 | 0
CT | 0 | 0.45 | 19.93 | 10.69 | 12.04 | 13.61
Coal | 2623.28 | 1812.85 | 674.36 | 421.05 | 191.42 | 442.06
Geo | 0 | 0 | 0 | 0 | 0 | 0
H | 0 | 0 | 0 | 0 | 0 | 0
LFG | 0 | 0 | 0.45 | 0.45 | 0.45 | 0.45
Nuc | 339.13 | 346.04 | 490.99 | 611.28 | 1242.83 | 1443.01
PS | 0 | 0 | 0 | 0 | 0 | 0
PV | 0 | 0 | 0 | 0 | 0 | 0
PeakG | 0 | 1.13 | 331.65 | 197.74 | 189.35 | 186.22
PeakO | 0 | 0 | 0 | 0 | 0 | 0
ST | 0 | 0 | 0 | 0 | 0 | 0
STOG | 324.2 | 504.02 | 299.3 | 125.69 | 93.66 | 120.39
STWD | 0 | 0 | 0 | 0 | 0 | 0
WT | 0 | 0 | 0 | 0 | 0 | 0
IGCC | 0 | 0 | 0 | 0 | 0 | 0
DemandResponse | 0 | 0 | 0 | 0 | 0 | 0
IGCC-CCS | 0 | 0 | 0 | 0 | 0 | 0
WT_off | 0 | 0 | 0 | 0 | 0 | 0
PseudoUnit | 0 | 0 | 0 | 0 | 0 | 0
FixedInterchange | 0 | 0 | 0 | 0 | 0 | 0
Fuel Cost by Reporting Type: NP15
ReportingType | 2015 | 2020 | 2025 | 2030 | 2035 | 2040
BM | 0 | 0 | 0 | 0 | 0 | 0
CC | 1256.67 | 1389.07 | 1730.38 | 1769.81 | 239.86 | 178.25
CSP | 0 | 0 | 0 | 0 | 0 | 0
CT | 0 | 0 | 0 | 0.43 | 0.51 | 2.01
Coal | 1.66 | 1.16 | 1.16 | 0 | 0 | 0
Geo | 0 | 0 | 0 | 0 | 0 | 0
H | 0 | 0 | 0 | 0 | 0 | 0
LFG | 0 | 0.72 | 0.72 | 0.72 | 0.72 | 0.72
Nuc | 150.62 | 153.69 | 163.3 | 166.49 | 166.49 | 166.49
PS | 0 | 0 | 0 | 0 | 0 | 0
PV | 0 | 0 | 0 | 0 | 0 | 0
PeakG | 0 | 0 | 0 | 5.28 | 5.82 | 10.23
PeakO | 0 | 0 | 0 | 0 | 0 | 0
ST | 0 | 0 | 0 | 0 | 0 | 0
STOG | 6.55 | 7.67 | 13.88 | 0 | 0 | 0
STWD | 244.45 | 244.45 | 244.45 | 244.45 | 244.45 | 244.45
WT | 0 | 0 | 0 | 0 | 0 | 0
IGCC | 0 | 0 | 0 | 0 | 0 | 0
DemandResponse | 0 | 0 | 0 | 0 | 0 | 0
IGCC-CCS | 0 | 0 | 0 | 0 | 0 | 0
WT_off | 0 | 0 | 0 | 0 | 0 | 0
PseudoUnit | 0 | 0 | 0 | 0 | 0 | 0
FixedInterchange | 0 | 0 | 0 | 0 | 0 | 0
Fuel Cost by Reporting Type: NWPP_Coal
ReportingType | 2015 | 2020 | 2025 | 2030 | 2035 | 2040
BM | 0 | 0 | 0 | 0 | 0 | 0
CC | 0 | 0 | 0 | 0 | 0 | 0
CSP | 0 | 0 | 0 | 0 | 0 | 0
CT | 0 | 0 | 0 | 0 | 0 | 0
Coal | 1389.94 | 1241.99 | 1228.51 | 1066.83 | 658.38 | 841.43
Geo | 0 | 0 | 0 | 0 | 0 | 0
H | 0 | 0 | 0 | 0 | 0 | 0
LFG | 0 | 0 | 0 | 0 | 0 | 0
Nuc | 0 | 0 | 0 | 0 | 0 | 0
PS | 0 | 0 | 0 | 0 | 0 | 0
PV | 0 | 0 | 0 | 0 | 0 | 0
PeakG | 0 | 0 | 0 | 0 | 0 | 0
PeakO | 0 | 0 | 0 | 0 | 0 | 0
ST | 0 | 0 | 0 | 0 | 0 | 0
STOG | 0 | 0 | 0 | 0 | 0 | 0
STWD | 0 | 0 | 0 | 0 | 0 | 0
WT | 0 | 0 | 0 | 0 | 0 | 0
IGCC | 0 | 0 | 0 | 0 | 0 | 0
DemandResponse | 0 | 0 | 0 | 0 | 0 | 0
IGCC-CCS | 0 | 0 | 0 | 0 | 0 | 0
WT_off | 0 | 0 | 0 | 0 | 0 | 0
PseudoUnit | 0 | 0 | 0 | 0 | 0 | 0
FixedInterchange | 0 | 0 | 0 | 0 | 0 | 0
Fuel Cost by Reporting Type: NWPP_Gas
ReportingType | 2015 | 2020 | 2025 | 2030 | 2035 | 2040
BM | 0 | 0 | 0 | 0 | 0 | 0
CC | 1739.07 | 1954.88 | 2106.72 | 2277.82 | 2596.85 | 2546.65
CSP | 0 | 0 | 0 | 0 | 0 | 0
CT | 0 | 0 | 0 | 0.31 | 0 | 0
Coal | 0 | 0 | 0 | 0 | 0 | 0
Geo | 0 | 0 | 0 | 0 | 0 | 0
H | 0 | 0 | 0 | 0 | 0 | 0
LFG | 0 | 0 | 0 | 0 | 0 | 0
Nuc | 0 | 0 | 0 | 0 | 0 | 0
PS | 0 | 0 | 0 | 0 | 0 | 0
PV | 0 | 0 | 0 | 0 | 0 | 0
PeakG | 0 | 0 | 0 | 0 | 0 | 0
PeakO | 0 | 0 | 0 | 0 | 0 | 0
ST | 0 | 0 | 0 | 0 | 0 | 0
STOG | 0 | 0 | 0 | 0 | 0 | 0
STWD | 0 | 0 | 0 | 0 | 0 | 0
WT | 0 | 0 | 0 | 0 | 0 | 0
IGCC | 0 | 0 | 0 | 0 | 0 | 0
DemandResponse | 0 | 0 | 0 | 0 | 0 | 0
IGCC-CCS | 0 | 0 | 0 | 0 | 0 | 0
WT_off | 0 | 0 | 0 | 0 | 0 | 0
PseudoUnit | 0 | 0 | 0 | 0 | 0 | 0
FixedInterchange | 0 | 0 | 0 | 0 | 0 | 0
Fuel Cost by Reporting Type: NWPP_NucRenew
ReportingType | 2015 | 2020 | 2025 | 2030 | 2035 | 2040
BM | 0 | 0 | 0.09 | 20.63 | 20.63 | 20.63
CC | 0 | 0 | 0 | 0 | 0 | 0
CSP | 0 | 0 | 0 | 0 | 0 | 0
CT | 0 | 0 | 0 | 0 | 0 | 0
Coal | 0 | 0 | 0 | 0 | 0 | 0
Geo | 0 | 0 | 0 | 0 | 0 | 0
H | 0 | 0 | 0 | 0 | 0 | 0
LFG | 0.03 | 0.34 | 0.34 | 0.34 | 0.34 | 0.34
Nuc | 71.13 | 72.58 | 77.12 | 299.79 | 960.83 | 1147.66
PS | 0 | 0 | 0 | 0 | 0 | 0
PV | 0 | 0 | 0 | 0 | 0 | 0
PeakG | 0 | 0 | 0 | 0 | 0 | 0
PeakO | 0 | 0 | 0 | 0 | 0 | 0
ST | 0 | 0 | 0 | 0 | 0 | 0
STOG | 0 | 0 | 0 | 0 | 0 | 0
STWD | 0 | 6.29 | 165.58 | 301.46 | 301.46 | 301.46
WT | 0 | 0 | 0 | 0 | 0 | 0
IGCC | 0 | 0 | 0 | 0 | 0 | 0
DemandResponse | 0 | 0 | 0 | 0 | 0 | 0
IGCC-CCS | 0 | 0 | 0 | 0 | 0 | 0
WT_off | 0 | 0 | 0 | 0 | 0 | 0
PseudoUnit | 0 | 0 | 0 | 0 | 0 | 0
FixedInterchange | 0 | 0 | 0 | 0 | 0 | 0
Fuel Cost by Reporting Type: RMPA
ReportingType | 2015 | 2020 | 2025 | 2030 | 2035 | 2040
BM | 0 | 0 | 0 | 0 | 0 | 0
CC | 210.44 | 341.53 | 124.45 | 700.18 | 812.99 | 134.45
CSP | 0 | 0 | 0 | 0 | 0 | 0
CT | 0 | 0 | 0 | 0.05 | 0 | 0
Coal | 751.39 | 628.75 | 569.13 | 471.4 | 336.89 | 495.56
Geo | 0 | 0 | 0 | 0 | 0 | 0
H | 0 | 0 | 0 | 0 | 0 | 0
LFG | 0 | 0.04 | 0.04 | 0.04 | 0.04 | 0.04
Nuc | 0 | 0 | 0 | 0 | 0.04 | 0
PS | 0 | 0 | 0 | 0 | 0 | 0
PV | 0 | 0 | 0 | 0 | 0 | 0
PeakG | 0.24 | 0.72 | 0 | 9.15 | 3.55 | 1.13
PeakO | 0 | 0 | 0 | 0 | 0 | 0
ST | 0 | 0 | 0 | 0 | 0 | 0
STOG | 0 | 0 | 0 | 0 | 0 | 0
STWD | 0 | 0 | 0 | 0 | 0 | 0
WT | 0 | 0 | 0 | 0 | 0 | 0
IGCC | 0 | 0 | 0 | 0 | 105.58 | 197.02
DemandResponse | 0 | 0 | 0 | 0 | 0 | 0
IGCC-CCS | 0 | 0 | 0 | 0 | 0 | 0
WT_off | 0 | 0 | 0 | 0 | 0 | 0
PseudoUnit | 0 | 0 | 0 | 0 | 0 | 0
FixedInterchange | 0 | 0 | 0 | 0 | 0 | 0
Fuel Cost by Reporting Type: SP15
ReportingType | 2015 | 2020 | 2025 | 2030 | 2035 | 2040
BM | 3.8 | 3.8 | 3.36 | 3.21 | 3.8 | 3.8
CC | 1488.57 | 1342.73 | 1730.3 | 2012.51 | 783.67 | 527.34
CSP | 0 | 0 | 0 | 0 | 0 | 0
CT | 0 | 0 | 0 | 0 | 0 | 0
Coal | 5.6 | 3.9 | 3.9 | 0 | 0 | 0
Geo | 0 | 0 | 0 | 0 | 0 | 0
H | 0 | 0 | 0 | 0 | 0 | 0
LFG | 0.01 | 0.72 | 0.72 | 0.72 | 0.72 | 0.72
Nuc | 139.02 | 141.86 | 150.73 | 153.67 | 153.67 | 153.67
PS | 0 | 0 | 0 | 0 | 0 | 0
PV | 0 | 0 | 0 | 0 | 0 | 0
PeakG | 0 | 0 | 0 | 23.66 | 28.32 | 35.26
PeakO | 0 | 0 | 0 | 0 | 0 | 0
ST | 0 | 0 | 0 | 0 | 0 | 0
STOG | 13.37 | 25.94 | 13.33 | 4.2 | 5.84 | 8.58
STWD | 62.63 | 62.63 | 62.63 | 62.63 | 62.63 | 62.63
WT | 0 | 0 | 0 | 0 | 0 | 0
IGCC | 0 | 0 | 0 | 0 | 0 | 0
DemandResponse | 0 | 0 | 0 | 0 | 0 | 0
IGCC-CCS | 0 | 0 | 0 | 0 | 0 | 0
WT_off | 0 | 0 | 0 | 0 | 0 | 0
PseudoUnit | 0 | 0 | 0 | 0 | 0 | 0
FixedInterchange | 0 | 0 | 0 | 0 | 0 | 0
Fuel Cost by Reporting Type: ALB
ReportingType | 2015 | 2020 | 2025 | 2030 | 2035 | 2040
BM | 0 | 0 | 0 | 0 | 0 | 0
CC | 623.23 | 857.11 | 1378.7 | 1536.9 | 2149.69 | 2889.46
CSP | 0 | 0 | 0 | 0 | 0 | 0
CT | 0 | 0 | 0 | 0 | 0 | 0
Coal | 312.81 | 217.7 | 217.7 | 217.7 | 217.7 | 217.7
Geo | 0 | 0 | 0 | 0 | 0 | 0
H | 0 | 0 | 0 | 0 | 0 | 0
LFG | 0 | 0 | 0 | 0 | 0 | 0
Nuc | 0 | 0 | 0 | 0 | 0 | 0
PS | 0 | 0 | 0 | 0 | 0 | 0
PV | 0 | 0 | 0 | 0 | 0 | 0
PeakG | 0 | 0 | 0 | 0.67 | 0.12 | 1.17
PeakO | 0 | 0 | 0 | 0 | 0 | 0
ST | 0 | 0 | 0 | 0 | 0 | 0
STOG | 0 | 0 | 0 | 0 | 0 | 0
STWD | 0 | 0 | 0.06 | 0.31 | 2.93 | 14.12
WT | 0 | 0 | 0 | 0 | 0 | 0
IGCC | 0 | 0 | 0 | 0 | 0 | 0
DemandResponse | 0 | 0 | 0 | 0 | 0 | 0
IGCC-CCS | 0 | 0 | 0 | 0 | 0 | 0
WT_off | 0 | 0 | 0 | 0 | 0 | 0
PseudoUnit | 0 | 0 | 0 | 0 | 0 | 0
FixedInterchange | 0 | 0 | 0 | 0 | 0 | 0
Fuel Cost by Reporting Type: BC
ReportingType | 2015 | 2020 | 2025 | 2030 | 2035 | 2040
BM | 0 | 0 | 0 | 0 | 0 | 0
CC | 267.18 | 361.85 | 580.12 | 479.5 | 605.39 | 832.29
CSP | 0 | 0 | 0 | 0 | 0 | 0
CT | 0 | 0 | 0 | 0 | 0 | 0
Coal | 0 | 0 | 0 | 0 | 0 | 0
Geo | 0 | 0 | 0 | 0 | 0 | 0
H | 0 | 0 | 0 | 0 | 0 | 0
LFG | 0 | 0 | 0 | 0 | 0 | 0
Nuc | 0 | 0 | 0 | 0 | 0 | 0
PS | 0 | 0 | 0 | 0 | 0 | 0
PV | 0 | 0 | 0 | 0 | 0 | 0
PeakG | 0 | 0 | 0 | 0 | 0 | 0
PeakO | 0 | 0 | 0 | 0 | 0 | 0
ST | 0 | 0 | 0 | 0 | 0 | 0
STOG | 50.97 | 63.52 | 0 | 0 | 0 | 0
STWD | 0 | 0 | 0 | 0 | 0 | 59.91
WT | 0 | 0 | 0 | 0 | 0 | 0
IGCC | 0 | 0 | 0 | 0 | 0 | 0
DemandResponse | 0 | 0 | 0 | 0 | 0 | 0
IGCC-CCS | 0 | 0 | 0 | 0 | 0 | 0
WT_off | 0 | 0 | 0 | 0 | 0 | 0
PseudoUnit | 0 | 0 | 0 | 0 | 0 | 0
FixedInterchange | 0 | 0 | 0 | 0 | 0 | 0
Fuel Cost by Reporting Type: HQ_IESO
ReportingType | 2015 | 2020 | 2025 | 2030 | 2035 | 2040
BM | 0 | 0 | 0 | 0 | 0 | 0
CC | 0 | 0 | 0 | 0 | 0 | 0
CSP | 0 | 0 | 0 | 0 | 0 | 0
CT | 0 | 0 | 0 | 0 | 0 | 0
Coal | 0 | 0 | 0 | 0 | 0 | 0
Geo | 0 | 0 | 0 | 0 | 0 | 0
H | 0 | 0 | 0 | 0 | 0 | 0
LFG | 0 | 0 | 0 | 0 | 0 | 0
Nuc | 0 | 0 | 0 | 0 | 0 | 0
PS | 0 | 0 | 0 | 0 | 0 | 0
PV | 0 | 0 | 0 | 0 | 0 | 0
PeakG | 0 | 0 | 0 | 0 | 0 | 0
PeakO | 0 | 0 | 0 | 0 | 0 | 0
ST | 0 | 0 | 0 | 0 | 0 | 0
STOG | 0 | 0 | 0 | 0 | 0 | 0
STWD | 0 | 0 | 0 | 0 | 0 | 0
WT | 0 | 0 | 0 | 0 | 0 | 0
IGCC | 0 | 0 | 0 | 0 | 0 | 0
DemandResponse | 0 | 0 | 0 | 0 | 0 | 0
IGCC-CCS | 0 | 0 | 0 | 0 | 0 | 0
WT_off | 0 | 0 | 0 | 0 | 0 | 0
PseudoUnit | 0 | 0 | 0 | 0 | 0 | 0
FixedInterchange | 0 | 0 | 0 | 0 | 0 | 0
Fuel Cost by Reporting Type: HQ_NEISO
ReportingType | 2015 | 2020 | 2025 | 2030 | 2035 | 2040
BM | 0 | 0 | 0 | 0 | 0 | 0
CC | 0 | 0 | 0 | 0 | 0 | 0
CSP | 0 | 0 | 0 | 0 | 0 | 0
CT | 0 | 0 | 0 | 0 | 0 | 0
Coal | 0 | 0 | 0 | 0 | 0 | 0
Geo | 0 | 0 | 0 | 0 | 0 | 0
H | 0 | 0 | 0 | 0 | 0 | 0
LFG | 0 | 0 | 0 | 0 | 0 | 0
Nuc | 0 | 0 | 0 | 0 | 0 | 0
PS | 0 | 0 | 0 | 0 | 0 | 0
PV | 0 | 0 | 0 | 0 | 0 | 0
PeakG | 0 | 0 | 0 | 0 | 0 | 0
PeakO | 0 | 0 | 0 | 0 | 0 | 0
ST | 0 | 0 | 0 | 0 | 0 | 0
STOG | 0 | 0 | 0 | 0 | 0 | 0
STWD | 0 | 0 | 0 | 0 | 0 | 0
WT | 0 | 0 | 0 | 0 | 0 | 0
IGCC | 0 | 0 | 0 | 0 | 0 | 0
DemandResponse | 0 | 0 | 0 | 0 | 0 | 0
IGCC-CCS | 0 | 0 | 0 | 0 | 0 | 0
WT_off | 0 | 0 | 0 | 0 | 0 | 0
PseudoUnit | 0 | 0 | 0 | 0 | 0 | 0
FixedInterchange | 0 | 0 | 0 | 0 | 0 | 0
Fuel Cost by Reporting Type: HQ_NY
ReportingType | 2015 | 2020 | 2025 | 2030 | 2035 | 2040
BM | 0 | 0 | 0 | 0 | 0 | 0
CC | 0 | 0 | 0 | 0 | 0 | 0
CSP | 0 | 0 | 0 | 0 | 0 | 0
CT | 0 | 0 | 0 | 0 | 0 | 0
Coal | 0 | 0 | 0 | 0 | 0 | 0
Geo | 0 | 0 | 0 | 0 | 0 | 0
H | 0 | 0 | 0 | 0 | 0 | 0
LFG | 0 | 0 | 0 | 0 | 0 | 0
Nuc | 0 | 0 | 0 | 0 | 0 | 0.01
PS | 0 | 0 | 0 | 0 | 0 | 0
PV | 0 | 0 | 0 | 0 | 0 | 0
PeakG | 0 | 0 | 0 | 0 | 0 | 0
PeakO | 0 | 0 | 0 | 0 | 0 | 0
ST | 0 | 0 | 0 | 0 | 0 | 0
STOG | 0 | 0 | 0 | 0 | 0 | 0
STWD | 0 | 0 | 0 | 0 | 0 | 0
WT | 0 | 0 | 0 | 0 | 0 | 0
IGCC | 0 | 0 | 0 | 0 | 0 | 0
DemandResponse | 0 | 0 | 0 | 0 | 0 | 0
IGCC-CCS | 0 | 0 | 0 | 0 | 0 | 0
WT_off | 0 | 0 | 0 | 0 | 0 | 0
PseudoUnit | 0 | 0 | 0 | 0 | 0 | 0
FixedInterchange | 0 | 0 | 0 | 0 | 0 | 0
Fuel Cost by Reporting Type: MARITIMES
ReportingType | 2015 | 2020 | 2025 | 2030 | 2035 | 2040
BM | 0 | 0 | 0 | 0 | 0 | 0
CC | 0 | 0 | 0 | 0 | 0 | 0
CSP | 0 | 0 | 0 | 0 | 0 | 0
CT | 0 | 0 | 0 | 0 | 0 | 0
Coal | 0 | 0 | 0 | 0 | 0 | 0
Geo | 0 | 0 | 0 | 0 | 0 | 0
H | 0 | 0 | 0 | 0 | 0 | 0
LFG | 0 | 0 | 0 | 0 | 0 | 0
Nuc | 0 | 0 | 0 | 0 | 0 | 0
PS | 0 | 0 | 0 | 0 | 0 | 0
PV | 0 | 0 | 0 | 0 | 0 | 0
PeakG | 0 | 0 | 0 | 0 | 0 | 0
PeakO | 0 | 0 | 0 | 0 | 0 | 0
ST | 0 | 0 | 0 | 0 | 0 | 0
STOG | 0 | 0 | 0 | 0 | 0 | 0
STWD | 0 | 0 | 0 | 0 | 0 | 0
WT | 0 | 0 | 0 | 0 | 0 | 0
IGCC | 0 | 0 | 0 | 0 | 0 | 0
DemandResponse | 0 | 0 | 0 | 0 | 0 | 0
IGCC-CCS | 0 | 0 | 0 | 0 | 0 | 0
WT_off | 0 | 0 | 0 | 0 | 0 | 0
PseudoUnit | 0 | 0 | 0 | 0 | 0 | 0
FixedInterchange | 0 | 0 | 0 | 0 | 0 | 0
Fuel Cost by Reporting Type: All
ReportingType | 2015 | 2020 | 2025 | 2030 | 2035 | 2040
BM | 165.7 | 270.11 | 726.69 | 910.29 | 1076.54 | 1032.67
CC | 39617.36 | 54847.8 | 81273.34 | 81845.91 | 78202.48 | 74956.93
CSP | 0 | 0 | 0 | 0 | 0 | 0
CT | 67.68 | 225.66 | 671.32 | 684.55 | 719.29 | 882.82
Coal | 39370.55 | 30750.13 | 17946.33 | 11521.12 | 5343.3 | 8285.11
Geo | 0 | 0 | 0 | 0 | 0 | 0
H | 0 | 0 | 0 | 0 | 0 | 0
LFG | 0.25 | 2.74 | 5.56 | 6.49 | 6.49 | 6.49
Nuc | 7711.69 | 8128.82 | 8875.83 | 10442.11 | 13972.21 | 16025.22
PS | 0 | 0 | 0 | 0 | 0 | 0
PV | 0 | 0 | 0 | 0 | 0 | 0
PeakG | 176.29 | 419.5 | 2094.5 | 1868.63 | 1399.28 | 1358.53
PeakO | 0 | 0 | 0.02 | 0 | 0 | 0
ST | 0 | 0 | 0 | 0 | 0 | 0
STOG | 1210.45 | 2026.09 | 440.48 | 206.46 | 119.23 | 151.62
STWD | 867.71 | 1147.2 | 1233.13 | 1408.93 | 1749.07 | 1952.42
WT | 0 | 0 | 0 | 0.01 | 0.01 | 0.01
IGCC | 90.32 | 90.24 | 83.93 | 82.65 | 184.32 | 276.84
DemandResponse | 0 | 0 | 0 | 0 | 0 | 0
IGCC-CCS | 0 | 0 | 0 | 0 | 0 | 0
WT_off | 0 | 0 | 0 | 0 | 0 | 0
PseudoUnit | 0 | 0 | 0 | 0 | 0 | 0
FixedInterchange | 0 | 0 | 0 | 0 | 0 | 0
Fuel Cost by Reporting Type: EI_US
ReportingType | 2015 | 2020 | 2025 | 2030 | 2035 | 2040
BM | 161.9 | 266.3 | 707.25 | 864.65 | 983.63 | 997.47
CC | 24711.11 | 36250.79 | 58847.91 | 59408.06 | 58487.05 | 55929.38
CSP | 0 | 0 | 0 | 0 | 0 | 0
CT | 67.68 | 225.2 | 641.44 | 654.67 | 706.74 | 867.2
Coal | 32886.54 | 25435.04 | 14122.19 | 8643.04 | 3555.29 | 5765.06
Geo | 0 | 0 | 0 | 0 | 0 | 0
H | 0 | 0 | 0 | 0 | 0 | 0
LFG | 0.18 | 0.82 | 3.19 | 4.11 | 4.11 | 4.11
Nuc | 5902.64 | 6282.88 | 6791.2 | 7511.12 | 9361.29 | 10774.12
PS | 0 | 0 | 0 | 0 | 0 | 0
PV | 0 | 0 | 0 | 0 | 0 | 0
PeakG | 176.05 | 417.65 | 1738.48 | 1582.07 | 1172.12 | 1124.53
PeakO | 0 | 0 | 0.02 | 0 | 0 | 0
ST | 0 | 0 | 0 | 0 | 0 | 0
STOG | 815.36 | 1424.95 | 113.96 | 76.57 | 19.72 | 22.65
STWD | 549.09 | 822.28 | 748.87 | 788.54 | 1126.06 | 1258.32
WT | 0 | 0 | 0 | 0.01 | 0.01 | 0.01
IGCC | 90.32 | 90.24 | 83.93 | 82.65 | 78.74 | 79.82
DemandResponse | 0 | 0 | 0 | 0 | 0 | 0
IGCC-CCS | 0 | 0 | 0 | 0 | 0 | 0
WT_off | 0 | 0 | 0 | 0 | 0 | 0
PseudoUnit | 0 | 0 | 0 | 0 | 0 | 0
FixedInterchange | 0 | 0 | 0 | 0 | 0 | 0
Fuel Cost by Reporting Type: EI_Canada
ReportingType | 2015 | 2020 | 2025 | 2030 | 2035 | 2040
BM | 0 | 0 | 0 | 0 | 0 | 0
CC | 176.55 | 176.4 | 160.94 | 6.36 | 6.47 | 77.87
CSP | 0 | 0 | 0 | 0 | 0 | 0
CT | 0 | 0 | 0 | 0 | 0 | 0
Coal | 27.78 | 117.45 | 0 | 0 | 0 | 0
Geo | 0 | 0 | 0 | 0 | 0 | 0
H | 0 | 0 | 0 | 0 | 0 | 0
LFG | 0.02 | 0.02 | 0.02 | 0.02 | 0.02 | 0.02
Nuc | 854.23 | 871.65 | 926.13 | 944.22 | 869.52 | 757.82
PS | 0 | 0 | 0 | 0 | 0 | 0
PV | 0 | 0 | 0 | 0 | 0 | 0
PeakG | 0 | 0 | 0 | 0 | 0 | 0
PeakO | 0 | 0 | 0 | 0 | 0 | 0
ST | 0 | 0 | 0 | 0 | 0 | 0
STOG | 0 | 0 | 0 | 0 | 0 | 0
STWD | 0 | 0 | 0 | 0 | 0 | 0
WT | 0 | 0 | 0 | 0 | 0 | 0
IGCC | 0 | 0 | 0 | 0 | 0 | 0
DemandResponse | 0 | 0 | 0 | 0 | 0 | 0
IGCC-CCS | 0 | 0 | 0 | 0 | 0 | 0
WT_off | 0 | 0 | 0 | 0 | 0 | 0
PseudoUnit | 0 | 0 | 0 | 0 | 0 | 0
FixedInterchange | 0 | 0 | 0 | 0 | 0 | 0
Fuel Cost by Reporting Type: EI
ReportingType | 2015 | 2020 | 2025 | 2030 | 2035 | 2040
BM | 161.9 | 266.3 | 707.25 | 864.65 | 983.63 | 997.47
CC | 24887.66 | 36427.2 | 59008.85 | 59414.43 | 58493.52 | 56007.25
CSP | 0 | 0 | 0 | 0 | 0 | 0
CT | 67.68 | 225.2 | 641.44 | 654.67 | 706.74 | 867.2
Coal | 32914.32 | 25552.49 | 14122.19 | 8643.04 | 3555.29 | 5765.06
Geo | 0 | 0 | 0 | 0 | 0 | 0
H | 0 | 0 | 0 | 0 | 0 | 0
LFG | 0.2 | 0.84 | 3.21 | 4.13 | 4.13 | 4.13
Nuc | 6756.88 | 7154.54 | 7717.33 | 8455.34 | 10230.81 | 11531.94
PS | 0 | 0 | 0 | 0 | 0 | 0
PV | 0 | 0 | 0 | 0 | 0 | 0
PeakG | 176.05 | 417.65 | 1738.48 | 1582.07 | 1172.12 | 1124.53
PeakO | 0 | 0 | 0.02 | 0 | 0 | 0
ST | 0 | 0 | 0 | 0 | 0 | 0
STOG | 815.36 | 1424.95 | 113.96 | 76.57 | 19.72 | 22.65
STWD | 549.09 | 822.28 | 748.87 | 788.54 | 1126.06 | 1258.32
WT | 0 | 0 | 0 | 0.01 | 0.01 | 0.01
IGCC | 90.32 | 90.24 | 83.93 | 82.65 | 78.74 | 79.82
DemandResponse | 0 | 0 | 0 | 0 | 0 | 0
IGCC-CCS | 0 | 0 | 0 | 0 | 0 | 0
WT_off | 0 | 0 | 0 | 0 | 0 | 0
PseudoUnit | 0 | 0 | 0 | 0 | 0 | 0
FixedInterchange | 0 | 0 | 0 | 0 | 0 | 0
Fuel Cost by Reporting Type: Outside_EI
ReportingType | 2015 | 2020 | 2025 | 2030 | 2035 | 2040
BM | 3.8 | 3.8 | 19.44 | 45.64 | 92.91 | 35.2
CC | 14729.71 | 18420.61 | 22264.5 | 22431.48 | 19708.96 | 18949.68
CSP | 0 | 0 | 0 | 0 | 0 | 0
CT | 0 | 0.45 | 29.88 | 29.88 | 12.55 | 15.62
Coal | 6456.24 | 5197.64 | 3824.13 | 2878.08 | 1788.02 | 2520.06
Geo | 0 | 0 | 0 | 0 | 0 | 0
H | 0 | 0 | 0 | 0 | 0 | 0
LFG | 0.05 | 1.9 | 2.36 | 2.36 | 2.36 | 2.36
Nuc | 954.81 | 974.28 | 1158.49 | 1986.77 | 3741.4 | 4493.28
PS | 0 | 0 | 0 | 0 | 0 | 0
PV | 0 | 0 | 0 | 0 | 0 | 0
PeakG | 0.24 | 1.86 | 356.03 | 286.56 | 227.16 | 233.99
PeakO | 0 | 0 | 0 | 0 | 0 | 0
ST | 0 | 0 | 0 | 0 | 0 | 0
STOG | 395.09 | 601.15 | 326.52 | 129.89 | 99.5 | 128.97
STWD | 318.62 | 324.91 | 484.26 | 620.39 | 623.01 | 694.11
WT | 0 | 0 | 0 | 0 | 0 | 0
IGCC | 0 | 0 | 0 | 0 | 105.58 | 197.02
DemandResponse | 0 | 0 | 0 | 0 | 0 | 0
IGCC-CCS | 0 | 0 | 0 | 0 | 0 | 0
WT_off | 0 | 0 | 0 | 0 | 0 | 0
PseudoUnit | 0 | 0 | 0 | 0 | 0 | 0
FixedInterchange | 0 | 0 | 0 | 0 | 0 | 0
#7 | Emission Cost ($million)
==== Emission Program: TitleIV_CAIRSO2 : (SO2) ====
Emission Cost by Reporting Type: Entergy
ReportingType | 2015 | 2020 | 2025 | 2030 | 2035 | 2040
BM | 0 | 0 | 0 | 0 | 0 | 0
CC | 0 | 0 | 0 | 0 | 0 | 0
CSP | 0 | 0 | 0 | 0 | 0 | 0
CT | 0 | 0 | 0 | 0 | 0 | 0
Coal | 28.13 | 0 | 0 | 0 | 0 | 0
Geo | 0 | 0 | 0 | 0 | 0 | 0
H | 0 | 0 | 0 | 0 | 0 | 0
LFG | 0 | 0 | 0 | 0 | 0 | 0
Nuc | 0 | 0 | 0 | 0 | 0 | 0
PS | 0 | 0 | 0 | 0 | 0 | 0
PV | 0 | 0 | 0 | 0 | 0 | 0
PeakG | 0 | 0 | 0 | 0 | 0 | 0
PeakO | 0 | 0 | 0 | 0 | 0 | 0
ST | 0 | 0 | 0 | 0 | 0 | 0
STOG | 0 | 0 | 0 | 0 | 0 | 0
STWD | 0 | 0 | 0 | 0 | 0 | 0
WT | 0 | 0 | 0 | 0 | 0 | 0
IGCC | 0 | 0 | 0 | 0 | 0 | 0
DemandResponse | 0 | 0 | 0 | 0 | 0 | 0
IGCC-CCS | 0 | 0 | 0 | 0 | 0 | 0
WT_off | 0 | 0 | 0 | 0 | 0 | 0
PseudoUnit | 0 | 0 | 0 | 0 | 0 | 0
FixedInterchange | 0 | 0 | 0 | 0 | 0 | 0
Emission Cost by Reporting Type: FRCC
ReportingType | 2015 | 2020 | 2025 | 2030 | 2035 | 2040
BM | 0 | 0 | 0 | 0 | 0 | 0
CC | 0 | 0 | 0 | 0 | 0 | 0
CSP | 0 | 0 | 0 | 0 | 0 | 0
CT | 0 | 0 | 0 | 0 | 0 | 0
Coal | 12.61 | 0 | 0 | 0 | 0 | 0
Geo | 0 | 0 | 0 | 0 | 0 | 0
H | 0 | 0 | 0 | 0 | 0 | 0
LFG | 0 | 0 | 0 | 0 | 0 | 0
Nuc | 0 | 0 | 0 | 0 | 0 | 0
PS | 0 | 0 | 0 | 0 | 0 | 0
PV | 0 | 0 | 0 | 0 | 0 | 0
PeakG | 0 | 0 | 0 | 0 | 0 | 0
PeakO | 0 | 0 | 0 | 0 | 0 | 0
ST | 0 | 0 | 0 | 0 | 0 | 0
STOG | 0 | 0 | 0 | 0 | 0 | 0
STWD | 0 | 0 | 0 | 0 | 0 | 0
WT | 0 | 0 | 0 | 0 | 0 | 0
IGCC | 0 | 0 | 0 | 0 | 0 | 0
DemandResponse | 0 | 0 | 0 | 0 | 0 | 0
IGCC-CCS | 0 | 0 | 0 | 0 | 0 | 0
WT_off | 0 | 0 | 0 | 0 | 0 | 0
PseudoUnit | 0 | 0 | 0 | 0 | 0 | 0
FixedInterchange | 0 | 0 | 0 | 0 | 0 | 0
Emission Cost by Reporting Type: MAPP_US
ReportingType | 2015 | 2020 | 2025 | 2030 | 2035 | 2040
BM | 0 | 0 | 0 | 0 | 0 | 0
CC | 0 | 0 | 0 | 0 | 0 | 0
CSP | 0 | 0 | 0 | 0 | 0 | 0
CT | 0 | 0 | 0 | 0 | 0 | 0
Coal | 2.61 | 0 | 0 | 0 | 0 | 0
Geo | 0 | 0 | 0 | 0 | 0 | 0
H | 0 | 0 | 0 | 0 | 0 | 0
LFG | 0 | 0 | 0 | 0 | 0 | 0
Nuc | 0 | 0 | 0 | 0 | 0 | 0
PS | 0 | 0 | 0 | 0 | 0 | 0
PV | 0 | 0 | 0 | 0 | 0 | 0
PeakG | 0 | 0 | 0 | 0 | 0 | 0
PeakO | 0 | 0 | 0 | 0 | 0 | 0
ST | 0 | 0 | 0 | 0 | 0 | 0
STOG | 0 | 0 | 0 | 0 | 0 | 0
STWD | 0 | 0 | 0 | 0 | 0 | 0
WT | 0 | 0 | 0 | 0 | 0 | 0
IGCC | 0 | 0 | 0 | 0 | 0 | 0
DemandResponse | 0 | 0 | 0 | 0 | 0 | 0
IGCC-CCS | 0 | 0 | 0 | 0 | 0 | 0
WT_off | 0 | 0 | 0 | 0 | 0 | 0
PseudoUnit | 0 | 0 | 0 | 0 | 0 | 0
FixedInterchange | 0 | 0 | 0 | 0 | 0 | 0
Emission Cost by Reporting Type: MISO_IN
ReportingType | 2015 | 2020 | 2025 | 2030 | 2035 | 2040
BM | 0 | 0 | 0 | 0 | 0 | 0
CC | 0 | 0 | 0 | 0 | 0 | 0
CSP | 0 | 0 | 0 | 0 | 0 | 0
CT | 0 | 0 | 0 | 0 | 0 | 0
Coal | 48.72 | 0 | 0 | 0 | 0 | 0
Geo | 0 | 0 | 0 | 0 | 0 | 0
H | 0 | 0 | 0 | 0 | 0 | 0
LFG | 0 | 0 | 0 | 0 | 0 | 0
Nuc | 0 | 0 | 0 | 0 | 0 | 0
PS | 0 | 0 | 0 | 0 | 0 | 0
PV | 0 | 0 | 0 | 0 | 0 | 0
PeakG | 0 | 0 | 0 | 0 | 0 | 0
PeakO | 0 | 0 | 0 | 0 | 0 | 0
ST | 0 | 0 | 0 | 0 | 0 | 0
STOG | 0 | 0 | 0 | 0 | 0 | 0
STWD | 0 | 0 | 0 | 0 | 0 | 0
WT | 0 | 0 | 0 | 0 | 0 | 0
IGCC | 0.38 | 0 | 0 | 0 | 0 | 0
DemandResponse | 0 | 0 | 0 | 0 | 0 | 0
IGCC-CCS | 0 | 0 | 0 | 0 | 0 | 0
WT_off | 0 | 0 | 0 | 0 | 0 | 0
PseudoUnit | 0 | 0 | 0 | 0 | 0 | 0
FixedInterchange | 0 | 0 | 0 | 0 | 0 | 0
Emission Cost by Reporting Type: MISO_MI
ReportingType | 2015 | 2020 | 2025 | 2030 | 2035 | 2040
BM | 0 | 0 | 0 | 0 | 0 | 0
CC | 0 | 0 | 0 | 0 | 0 | 0
CSP | 0 | 0 | 0 | 0 | 0 | 0
CT | 0 | 0 | 0 | 0 | 0 | 0
Coal | 48.11 | 0 | 0 | 0 | 0 | 0
Geo | 0 | 0 | 0 | 0 | 0 | 0
H | 0 | 0 | 0 | 0 | 0 | 0
LFG | 0 | 0 | 0 | 0 | 0 | 0
Nuc | 0 | 0 | 0 | 0 | 0 | 0
PS | 0 | 0 | 0 | 0 | 0 | 0
PV | 0 | 0 | 0 | 0 | 0 | 0
PeakG | 0 | 0 | 0 | 0 | 0 | 0
PeakO | 0 | 0 | 0 | 0 | 0 | 0
ST | 0 | 0 | 0 | 0 | 0 | 0
STOG | 0 | 0 | 0 | 0 | 0 | 0
STWD | 0 | 0 | 0 | 0 | 0 | 0
WT | 0 | 0 | 0 | 0 | 0 | 0
IGCC | 0 | 0 | 0 | 0 | 0 | 0
DemandResponse | 0 | 0 | 0 | 0 | 0 | 0
IGCC-CCS | 0 | 0 | 0 | 0 | 0 | 0
WT_off | 0 | 0 | 0 | 0 | 0 | 0
PseudoUnit | 0 | 0 | 0 | 0 | 0 | 0
FixedInterchange | 0 | 0 | 0 | 0 | 0 | 0
Emission Cost by Reporting Type: MISO_MO-IL
ReportingType | 2015 | 2020 | 2025 | 2030 | 2035 | 2040
BM | 0 | 0 | 0 | 0 | 0 | 0
CC | 0 | 0 | 0 | 0 | 0 | 0
CSP | 0 | 0 | 0 | 0 | 0 | 0
CT | 0 | 0 | 0 | 0 | 0 | 0
Coal | 84.64 | 0 | 0 | 0 | 0 | 0
Geo | 0 | 0 | 0 | 0 | 0 | 0
H | 0 | 0 | 0 | 0 | 0 | 0
LFG | 0 | 0 | 0 | 0 | 0 | 0
Nuc | 0 | 0 | 0 | 0 | 0 | 0
PS | 0 | 0 | 0 | 0 | 0 | 0
PV | 0 | 0 | 0 | 0 | 0 | 0
PeakG | 0 | 0 | 0 | 0 | 0 | 0
PeakO | 0 | 0 | 0 | 0 | 0 | 0
ST | 0 | 0 | 0 | 0 | 0 | 0
STOG | 0 | 0 | 0 | 0 | 0 | 0
STWD | 0 | 0 | 0 | 0 | 0 | 0
WT | 0 | 0 | 0 | 0 | 0 | 0
IGCC | 0 | 0 | 0 | 0 | 0 | 0
DemandResponse | 0 | 0 | 0 | 0 | 0 | 0
IGCC-CCS | 0 | 0 | 0 | 0 | 0 | 0
WT_off | 0 | 0 | 0 | 0 | 0 | 0
PseudoUnit | 0 | 0 | 0 | 0 | 0 | 0
FixedInterchange | 0 | 0 | 0 | 0 | 0 | 0
Emission Cost by Reporting Type: MISO_W
ReportingType | 2015 | 2020 | 2025 | 2030 | 2035 | 2040
BM | 0 | 0 | 0 | 0 | 0 | 0
CC | 0 | 0 | 0 | 0 | 0 | 0
CSP | 0 | 0 | 0 | 0 | 0 | 0
CT | 0 | 0 | 0 | 0 | 0 | 0
Coal | 49.14 | 0 | 0 | 0 | 0 | 0
Geo | 0 | 0 | 0 | 0 | 0 | 0
H | 0 | 0 | 0 | 0 | 0 | 0
LFG | 0 | 0 | 0 | 0 | 0 | 0
Nuc | 0 | 0 | 0 | 0 | 0 | 0
PS | 0 | 0 | 0 | 0 | 0 | 0
PV | 0 | 0 | 0 | 0 | 0 | 0
PeakG | 0 | 0 | 0 | 0 | 0 | 0
PeakO | 0 | 0 | 0 | 0 | 0 | 0
ST | 0 | 0 | 0 | 0 | 0 | 0
STOG | 0 | 0 | 0 | 0 | 0 | 0
STWD | 0 | 0 | 0 | 0 | 0 | 0
WT | 0 | 0 | 0 | 0 | 0 | 0
IGCC | 0 | 0 | 0 | 0 | 0 | 0
DemandResponse | 0 | 0 | 0 | 0 | 0 | 0
IGCC-CCS | 0 | 0 | 0 | 0 | 0 | 0
WT_off | 0 | 0 | 0 | 0 | 0 | 0
PseudoUnit | 0 | 0 | 0 | 0 | 0 | 0
FixedInterchange | 0 | 0 | 0 | 0 | 0 | 0
Emission Cost by Reporting Type: MISO_WUMS
ReportingType | 2015 | 2020 | 2025 | 2030 | 2035 | 2040
BM | 0 | 0 | 0 | 0 | 0 | 0
CC | 0 | 0 | 0 | 0 | 0 | 0
CSP | 0 | 0 | 0 | 0 | 0 | 0
CT | 0 | 0 | 0 | 0 | 0 | 0
Coal | 11.22 | 0 | 0 | 0 | 0 | 0
Geo | 0 | 0 | 0 | 0 | 0 | 0
H | 0 | 0 | 0 | 0 | 0 | 0
LFG | 0 | 0 | 0 | 0 | 0 | 0
Nuc | 0 | 0 | 0 | 0 | 0 | 0
PS | 0 | 0 | 0 | 0 | 0 | 0
PV | 0 | 0 | 0 | 0 | 0 | 0
PeakG | 0 | 0 | 0 | 0 | 0 | 0
PeakO | 0 | 0 | 0 | 0 | 0 | 0
ST | 0 | 0 | 0 | 0 | 0 | 0
STOG | 0 | 0 | 0 | 0 | 0 | 0
STWD | 0 | 0 | 0 | 0 | 0 | 0
WT | 0 | 0 | 0 | 0 | 0 | 0
IGCC | 0 | 0 | 0 | 0 | 0 | 0
DemandResponse | 0 | 0 | 0 | 0 | 0 | 0
IGCC-CCS | 0 | 0 | 0 | 0 | 0 | 0
WT_off | 0 | 0 | 0 | 0 | 0 | 0
PseudoUnit | 0 | 0 | 0 | 0 | 0 | 0
FixedInterchange | 0 | 0 | 0 | 0 | 0 | 0
Emission Cost by Reporting Type: Nebraska
ReportingType | 2015 | 2020 | 2025 | 2030 | 2035 | 2040
BM | 0 | 0 | 0 | 0 | 0 | 0
CC | 0 | 0 | 0 | 0 | 0 | 0
CSP | 0 | 0 | 0 | 0 | 0 | 0
CT | 0 | 0 | 0 | 0 | 0 | 0
Coal | 6.78 | 0 | 0 | 0 | 0 | 0
Geo | 0 | 0 | 0 | 0 | 0 | 0
H | 0 | 0 | 0 | 0 | 0 | 0
LFG | 0 | 0 | 0 | 0 | 0 | 0
Nuc | 0 | 0 | 0 | 0 | 0 | 0
PS | 0 | 0 | 0 | 0 | 0 | 0
PV | 0 | 0 | 0 | 0 | 0 | 0
PeakG | 0 | 0 | 0 | 0 | 0 | 0
PeakO | 0 | 0 | 0 | 0 | 0 | 0
ST | 0 | 0 | 0 | 0 | 0 | 0
STOG | 0 | 0 | 0 | 0 | 0 | 0
STWD | 0 | 0 | 0 | 0 | 0 | 0
WT | 0 | 0 | 0 | 0 | 0 | 0
IGCC | 0 | 0 | 0 | 0 | 0 | 0
DemandResponse | 0 | 0 | 0 | 0 | 0 | 0
IGCC-CCS | 0 | 0 | 0 | 0 | 0 | 0
WT_off | 0 | 0 | 0 | 0 | 0 | 0
PseudoUnit | 0 | 0 | 0 | 0 | 0 | 0
FixedInterchange | 0 | 0 | 0 | 0 | 0 | 0
Emission Cost by Reporting Type: NEISO
ReportingType | 2015 | 2020 | 2025 | 2030 | 2035 | 2040
BM | 0 | 0 | 0 | 0 | 0 | 0
CC | 0 | 0 | 0 | 0 | 0 | 0
CSP | 0 | 0 | 0 | 0 | 0 | 0
CT | 0 | 0 | 0 | 0 | 0 | 0
Coal | 0.02 | 0 | 0 | 0 | 0 | 0
Geo | 0 | 0 | 0 | 0 | 0 | 0
H | 0 | 0 | 0 | 0 | 0 | 0
LFG | 0 | 0 | 0 | 0 | 0 | 0
Nuc | 0 | 0 | 0 | 0 | 0 | 0
PS | 0 | 0 | 0 | 0 | 0 | 0
PV | 0 | 0 | 0 | 0 | 0 | 0
PeakG | 0 | 0 | 0 | 0 | 0 | 0
PeakO | 0 | 0 | 0 | 0 | 0 | 0
ST | 0 | 0 | 0 | 0 | 0 | 0
STOG | 0 | 0 | 0 | 0 | 0 | 0
STWD | 0 | 0 | 0 | 0 | 0 | 0
WT | 0 | 0 | 0 | 0 | 0 | 0
IGCC | 0 | 0 | 0 | 0 | 0 | 0
DemandResponse | 0 | 0 | 0 | 0 | 0 | 0
IGCC-CCS | 0 | 0 | 0 | 0 | 0 | 0
WT_off | 0 | 0 | 0 | 0 | 0 | 0
PseudoUnit | 0 | 0 | 0 | 0 | 0 | 0
FixedInterchange | 0 | 0 | 0 | 0 | 0 | 0
Emission Cost by Reporting Type: NonRTO_Midwest
ReportingType | 2015 | 2020 | 2025 | 2030 | 2035 | 2040
BM | 0 | 0 | 0 | 0 | 0 | 0
CC | 0 | 0 | 0 | 0 | 0 | 0
CSP | 0 | 0 | 0 | 0 | 0 | 0
CT | 0 | 0 | 0 | 0 | 0 | 0
Coal | 28.08 | 0 | 0 | 0 | 0 | 0
Geo | 0 | 0 | 0 | 0 | 0 | 0
H | 0 | 0 | 0 | 0 | 0 | 0
LFG | 0 | 0 | 0 | 0 | 0 | 0
Nuc | 0 | 0 | 0 | 0 | 0 | 0
PS | 0 | 0 | 0 | 0 | 0 | 0
PV | 0 | 0 | 0 | 0 | 0 | 0
PeakG | 0 | 0 | 0 | 0 | 0 | 0
PeakO | 0 | 0 | 0 | 0 | 0 | 0
ST | 0 | 0 | 0 | 0 | 0 | 0
STOG | 0 | 0 | 0 | 0 | 0 | 0
STWD | 0 | 0 | 0 | 0 | 0 | 0
WT | 0 | 0 | 0 | 0 | 0 | 0
IGCC | 0 | 0 | 0 | 0 | 0 | 0
DemandResponse | 0 | 0 | 0 | 0 | 0 | 0
IGCC-CCS | 0 | 0 | 0 | 0 | 0 | 0
WT_off | 0 | 0 | 0 | 0 | 0 | 0
PseudoUnit | 0 | 0 | 0 | 0 | 0 | 0
FixedInterchange | 0 | 0 | 0 | 0 | 0 | 0
Emission Cost by Reporting Type: NYISO_A-F
ReportingType | 2015 | 2020 | 2025 | 2030 | 2035 | 2040
BM | 0 | 0 | 0 | 0 | 0 | 0
CC | 0 | 0 | 0 | 0 | 0 | 0
CSP | 0 | 0 | 0 | 0 | 0 | 0
CT | 0 | 0 | 0 | 0 | 0 | 0
Coal | 0 | 0 | 0 | 0 | 0 | 0
Geo | 0 | 0 | 0 | 0 | 0 | 0
H | 0 | 0 | 0 | 0 | 0 | 0
LFG | 0 | 0 | 0 | 0 | 0 | 0
Nuc | 0 | 0 | 0 | 0 | 0 | 0
PS | 0 | 0 | 0 | 0 | 0 | 0
PV | 0 | 0 | 0 | 0 | 0 | 0
PeakG | 0 | 0 | 0 | 0 | 0 | 0
PeakO | 0 | 0 | 0 | 0 | 0 | 0
ST | 0 | 0 | 0 | 0 | 0 | 0
STOG | 0 | 0 | 0 | 0 | 0 | 0
STWD | 0 | 0 | 0 | 0 | 0 | 0
WT | 0 | 0 | 0 | 0 | 0 | 0
IGCC | 0 | 0 | 0 | 0 | 0 | 0
DemandResponse | 0 | 0 | 0 | 0 | 0 | 0
IGCC-CCS | 0 | 0 | 0 | 0 | 0 | 0
WT_off | 0 | 0 | 0 | 0 | 0 | 0
PseudoUnit | 0 | 0 | 0 | 0 | 0 | 0
FixedInterchange | 0 | 0 | 0 | 0 | 0 | 0
Emission Cost by Reporting Type: NYISO_G-I
ReportingType | 2015 | 2020 | 2025 | 2030 | 2035 | 2040
BM | 0 | 0 | 0 | 0 | 0 | 0
CC | 0 | 0 | 0 | 0 | 0 | 0
CSP | 0 | 0 | 0 | 0 | 0 | 0
CT | 0 | 0 | 0 | 0 | 0 | 0
Coal | 0 | 0 | 0 | 0 | 0 | 0
Geo | 0 | 0 | 0 | 0 | 0 | 0
H | 0 | 0 | 0 | 0 | 0 | 0
LFG | 0 | 0 | 0 | 0 | 0 | 0
Nuc | 0 | 0 | 0 | 0 | 0 | 0
PS | 0 | 0 | 0 | 0 | 0 | 0
PV | 0 | 0 | 0 | 0 | 0 | 0
PeakG | 0 | 0 | 0 | 0 | 0 | 0
PeakO | 0 | 0 | 0 | 0 | 0 | 0
ST | 0 | 0 | 0 | 0 | 0 | 0
STOG | 0 | 0 | 0 | 0 | 0 | 0
STWD | 0 | 0 | 0 | 0 | 0 | 0
WT | 0 | 0 | 0 | 0 | 0 | 0
IGCC | 0 | 0 | 0 | 0 | 0 | 0
DemandResponse | 0 | 0 | 0 | 0 | 0 | 0
IGCC-CCS | 0 | 0 | 0 | 0 | 0 | 0
WT_off | 0 | 0 | 0 | 0 | 0 | 0
PseudoUnit | 0 | 0 | 0 | 0 | 0 | 0
FixedInterchange | 0 | 0 | 0 | 0 | 0 | 0
Emission Cost by Reporting Type: NYISO_J-K
ReportingType | 2015 | 2020 | 2025 | 2030 | 2035 | 2040
BM | 0 | 0 | 0 | 0 | 0 | 0
CC | 0 | 0 | 0 | 0 | 0 | 0
CSP | 0 | 0 | 0 | 0 | 0 | 0
CT | 0 | 0 | 0 | 0 | 0 | 0
Coal | 0 | 0 | 0 | 0 | 0 | 0
Geo | 0 | 0 | 0 | 0 | 0 | 0
H | 0 | 0 | 0 | 0 | 0 | 0
LFG | 0 | 0 | 0 | 0 | 0 | 0
Nuc | 0 | 0 | 0 | 0 | 0 | 0
PS | 0 | 0 | 0 | 0 | 0 | 0
PV | 0 | 0 | 0 | 0 | 0 | 0
PeakG | 0 | 0 | 0 | 0 | 0 | 0
PeakO | 0 | 0 | 0 | 0 | 0 | 0
ST | 0 | 0 | 0 | 0 | 0 | 0
STOG | 0 | 0 | 0 | 0 | 0 | 0
STWD | 0 | 0 | 0 | 0 | 0 | 0
WT | 0 | 0 | 0 | 0 | 0 | 0
IGCC | 0 | 0 | 0 | 0 | 0 | 0
DemandResponse | 0 | 0 | 0 | 0 | 0 | 0
IGCC-CCS | 0 | 0 | 0 | 0 | 0 | 0
WT_off | 0 | 0 | 0 | 0 | 0 | 0
PseudoUnit | 0 | 0 | 0 | 0 | 0 | 0
FixedInterchange | 0 | 0 | 0 | 0 | 0 | 0
Emission Cost by Reporting Type: PJM_E
ReportingType | 2015 | 2020 | 2025 | 2030 | 2035 | 2040
BM | 0 | 0 | 0 | 0 | 0 | 0
CC | 0 | 0 | 0 | 0 | 0 | 0
CSP | 0 | 0 | 0 | 0 | 0 | 0
CT | 0 | 0 | 0 | 0 | 0 | 0
Coal | 0.04 | 0 | 0 | 0 | 0 | 0
Geo | 0 | 0 | 0 | 0 | 0 | 0
H | 0 | 0 | 0 | 0 | 0 | 0
LFG | 0 | 0 | 0 | 0 | 0 | 0
Nuc | 0 | 0 | 0 | 0 | 0 | 0
PS | 0 | 0 | 0 | 0 | 0 | 0
PV | 0 | 0 | 0 | 0 | 0 | 0
PeakG | 0 | 0 | 0 | 0 | 0 | 0
PeakO | 0 | 0 | 0 | 0 | 0 | 0
ST | 0 | 0 | 0 | 0 | 0 | 0
STOG | 0 | 0 | 0 | 0 | 0 | 0
STWD | 0 | 0 | 0 | 0 | 0 | 0
WT | 0 | 0 | 0 | 0 | 0 | 0
IGCC | 0 | 0 | 0 | 0 | 0 | 0
DemandResponse | 0 | 0 | 0 | 0 | 0 | 0
IGCC-CCS | 0 | 0 | 0 | 0 | 0 | 0
WT_off | 0 | 0 | 0 | 0 | 0 | 0
PseudoUnit | 0 | 0 | 0 | 0 | 0 | 0
FixedInterchange | 0 | 0 | 0 | 0 | 0 | 0
Emission Cost by Reporting Type: PJM_ROM
ReportingType | 2015 | 2020 | 2025 | 2030 | 2035 | 2040
BM | 0 | 0 | 0 | 0 | 0 | 0
CC | 0 | 0 | 0 | 0 | 0 | 0
CSP | 0 | 0 | 0 | 0 | 0 | 0
CT | 0 | 0 | 0 | 0 | 0 | 0
Coal | 26.62 | 0 | 0 | 0 | 0 | 0
Geo | 0 | 0 | 0 | 0 | 0 | 0
H | 0 | 0 | 0 | 0 | 0 | 0
LFG | 0 | 0 | 0 | 0 | 0 | 0
Nuc | 0 | 0 | 0 | 0 | 0 | 0
PS | 0 | 0 | 0 | 0 | 0 | 0
PV | 0 | 0 | 0 | 0 | 0 | 0
PeakG | 0 | 0 | 0 | 0 | 0 | 0
PeakO | 0 | 0 | 0 | 0 | 0 | 0
ST | 0 | 0 | 0 | 0 | 0 | 0
STOG | 0 | 0 | 0 | 0 | 0 | 0
STWD | 0 | 0 | 0 | 0 | 0 | 0
WT | 0 | 0 | 0 | 0 | 0 | 0
IGCC | 0 | 0 | 0 | 0 | 0 | 0
DemandResponse | 0 | 0 | 0 | 0 | 0 | 0
IGCC-CCS | 0 | 0 | 0 | 0 | 0 | 0
WT_off | 0 | 0 | 0 | 0 | 0 | 0
PseudoUnit | 0 | 0 | 0 | 0 | 0 | 0
FixedInterchange | 0 | 0 | 0 | 0 | 0 | 0
Emission Cost by Reporting Type: PJM_ROR
ReportingType | 2015 | 2020 | 2025 | 2030 | 2035 | 2040
BM | 0 | 0 | 0 | 0 | 0 | 0
CC | 0 | 0 | 0 | 0 | 0 | 0
CSP | 0 | 0 | 0 | 0 | 0 | 0
CT | 0 | 0 | 0 | 0 | 0 | 0
Coal | 258.6 | 0 | 0 | 0 | 0 | 0
Geo | 0 | 0 | 0 | 0 | 0 | 0
H | 0 | 0 | 0 | 0 | 0 | 0
LFG | 0 | 0 | 0 | 0 | 0 | 0
Nuc | 0 | 0 | 0 | 0 | 0 | 0
PS | 0 | 0 | 0 | 0 | 0 | 0
PV | 0 | 0 | 0 | 0 | 0 | 0
PeakG | 0 | 0 | 0 | 0 | 0 | 0
PeakO | 0 | 0 | 0 | 0 | 0 | 0
ST | 0 | 0 | 0 | 0 | 0 | 0
STOG | 0 | 0 | 0 | 0 | 0 | 0
STWD | 0 | 0 | 0 | 0 | 0 | 0
WT | 0 | 0 | 0 | 0 | 0 | 0
IGCC | 0 | 0 | 0 | 0 | 0 | 0
DemandResponse | 0 | 0 | 0 | 0 | 0 | 0
IGCC-CCS | 0 | 0 | 0 | 0 | 0 | 0
WT_off | 0 | 0 | 0 | 0 | 0 | 0
PseudoUnit | 0 | 0 | 0 | 0 | 0 | 0
FixedInterchange | 0 | 0 | 0 | 0 | 0 | 0
Emission Cost by Reporting Type: SOCO
ReportingType | 2015 | 2020 | 2025 | 2030 | 2035 | 2040
BM | 0 | 0 | 0 | 0 | 0 | 0
CC | 0 | 0 | 0 | 0 | 0 | 0
CSP | 0 | 0 | 0 | 0 | 0 | 0
CT | 0 | 0 | 0 | 0 | 0 | 0
Coal | 53.82 | 0 | 0 | 0 | 0 | 0
Geo | 0 | 0 | 0 | 0 | 0 | 0
H | 0 | 0 | 0 | 0 | 0 | 0
LFG | 0 | 0 | 0 | 0 | 0 | 0
Nuc | 0 | 0 | 0 | 0 | 0 | 0
PS | 0 | 0 | 0 | 0 | 0 | 0
PV | 0 | 0 | 0 | 0 | 0 | 0
PeakG | 0 | 0 | 0 | 0 | 0 | 0
PeakO | 0 | 0 | 0 | 0 | 0 | 0
ST | 0 | 0 | 0 | 0 | 0 | 0
STOG | 0 | 0 | 0 | 0 | 0 | 0
STWD | 0 | 0 | 0 | 0 | 0 | 0
WT | 0 | 0 | 0 | 0 | 0 | 0
IGCC | 0 | 0 | 0 | 0 | 0 | 0
DemandResponse | 0 | 0 | 0 | 0 | 0 | 0
IGCC-CCS | 0 | 0 | 0 | 0 | 0 | 0
WT_off | 0 | 0 | 0 | 0 | 0 | 0
PseudoUnit | 0 | 0 | 0 | 0 | 0 | 0
FixedInterchange | 0 | 0 | 0 | 0 | 0 | 0
Emission Cost by Reporting Type: SPP_N
ReportingType | 2015 | 2020 | 2025 | 2030 | 2035 | 2040
BM | 0 | 0 | 0 | 0 | 0 | 0
CC | 0 | 0 | 0 | 0 | 0 | 0
CSP | 0 | 0 | 0 | 0 | 0 | 0
CT | 0 | 0 | 0 | 0 | 0 | 0
Coal | 9.6 | 0 | 0 | 0 | 0 | 0
Geo | 0 | 0 | 0 | 0 | 0 | 0
H | 0 | 0 | 0 | 0 | 0 | 0
LFG | 0 | 0 | 0 | 0 | 0 | 0
Nuc | 0 | 0 | 0 | 0 | 0 | 0
PS | 0 | 0 | 0 | 0 | 0 | 0
PV | 0 | 0 | 0 | 0 | 0 | 0
PeakG | 0 | 0 | 0 | 0 | 0 | 0
PeakO | 0 | 0 | 0 | 0 | 0 | 0
ST | 0 | 0 | 0 | 0 | 0 | 0
STOG | 0 | 0 | 0 | 0 | 0 | 0
STWD | 0 | 0 | 0 | 0 | 0 | 0
WT | 0 | 0 | 0 | 0 | 0 | 0
IGCC | 0 | 0 | 0 | 0 | 0 | 0
DemandResponse | 0 | 0 | 0 | 0 | 0 | 0
IGCC-CCS | 0 | 0 | 0 | 0 | 0 | 0
WT_off | 0 | 0 | 0 | 0 | 0 | 0
PseudoUnit | 0 | 0 | 0 | 0 | 0 | 0
FixedInterchange | 0 | 0 | 0 | 0 | 0 | 0
Emission Cost by Reporting Type: SPP_S
ReportingType | 2015 | 2020 | 2025 | 2030 | 2035 | 2040
BM | 0 | 0 | 0 | 0 | 0 | 0
CC | 0 | 0 | 0 | 0 | 0 | 0
CSP | 0 | 0 | 0 | 0 | 0 | 0
CT | 0 | 0 | 0 | 0 | 0 | 0
Coal | 28.85 | 0 | 0 | 0 | 0 | 0
Geo | 0 | 0 | 0 | 0 | 0 | 0
H | 0 | 0 | 0 | 0 | 0 | 0
LFG | 0 | 0 | 0 | 0 | 0 | 0
Nuc | 0 | 0 | 0 | 0 | 0 | 0
PS | 0 | 0 | 0 | 0 | 0 | 0
PV | 0 | 0 | 0 | 0 | 0 | 0
PeakG | 0 | 0 | 0 | 0 | 0 | 0
PeakO | 0 | 0 | 0 | 0 | 0 | 0
ST | 0 | 0 | 0 | 0 | 0 | 0
STOG | 0 | 0 | 0 | 0 | 0 | 0
STWD | 0 | 0 | 0 | 0 | 0 | 0
WT | 0 | 0 | 0 | 0 | 0 | 0
IGCC | 0 | 0 | 0 | 0 | 0 | 0
DemandResponse | 0 | 0 | 0 | 0 | 0 | 0
IGCC-CCS | 0 | 0 | 0 | 0 | 0 | 0
WT_off | 0 | 0 | 0 | 0 | 0 | 0
PseudoUnit | 0 | 0 | 0 | 0 | 0 | 0
FixedInterchange | 0 | 0 | 0 | 0 | 0 | 0
Emission Cost by Reporting Type: TVA
ReportingType | 2015 | 2020 | 2025 | 2030 | 2035 | 2040
BM | 0 | 0 | 0 | 0 | 0 | 0
CC | 0 | 0 | 0 | 0 | 0 | 0
CSP | 0 | 0 | 0 | 0 | 0 | 0
CT | 0 | 0 | 0 | 0 | 0 | 0
Coal | 63.84 | 0 | 0 | 0 | 0 | 0
Geo | 0 | 0 | 0 | 0 | 0 | 0
H | 0 | 0 | 0 | 0 | 0 | 0
LFG | 0 | 0 | 0 | 0 | 0 | 0
Nuc | 0 | 0 | 0 | 0 | 0 | 0
PS | 0 | 0 | 0 | 0 | 0 | 0
PV | 0 | 0 | 0 | 0 | 0 | 0
PeakG | 0 | 0 | 0 | 0 | 0 | 0
PeakO | 0 | 0 | 0 | 0 | 0 | 0
ST | 0 | 0 | 0 | 0 | 0 | 0
STOG | 0 | 0 | 0 | 0 | 0 | 0
STWD | 0 | 0 | 0 | 0 | 0 | 0
WT | 0 | 0 | 0 | 0 | 0 | 0
IGCC | 0 | 0 | 0 | 0 | 0 | 0
DemandResponse | 0 | 0 | 0 | 0 | 0 | 0
IGCC-CCS | 0 | 0 | 0 | 0 | 0 | 0
WT_off | 0 | 0 | 0 | 0 | 0 | 0
PseudoUnit | 0 | 0 | 0 | 0 | 0 | 0
FixedInterchange | 0 | 0 | 0 | 0 | 0 | 0
Emission Cost by Reporting Type: TVA_Transmission
ReportingType | 2015 | 2020 | 2025 | 2030 | 2035 | 2040
BM | 0 | 0 | 0 | 0 | 0 | 0
CC | 0 | 0 | 0 | 0 | 0 | 0
CSP | 0 | 0 | 0 | 0 | 0 | 0
CT | 0 | 0 | 0 | 0 | 0 | 0
Coal | 0 | 0 | 0 | 0 | 0 | 0
Geo | 0 | 0 | 0 | 0 | 0 | 0
H | 0 | 0 | 0 | 0 | 0 | 0
LFG | 0 | 0 | 0 | 0 | 0 | 0
Nuc | 0 | 0 | 0 | 0 | 0 | 0
PS | 0 | 0 | 0 | 0 | 0 | 0
PV | 0 | 0 | 0 | 0 | 0 | 0
PeakG | 0 | 0 | 0 | 0 | 0 | 0
PeakO | 0 | 0 | 0 | 0 | 0 | 0
ST | 0 | 0 | 0 | 0 | 0 | 0
STOG | 0 | 0 | 0 | 0 | 0 | 0
STWD | 0 | 0 | 0 | 0 | 0 | 0
WT | 0 | 0 | 0 | 0 | 0 | 0
IGCC | 0 | 0 | 0 | 0 | 0 | 0
DemandResponse | 0 | 0 | 0 | 0 | 0 | 0
IGCC-CCS | 0 | 0 | 0 | 0 | 0 | 0
WT_off | 0 | 0 | 0 | 0 | 0 | 0
PseudoUnit | 0 | 0 | 0 | 0 | 0 | 0
FixedInterchange | 0 | 0 | 0 | 0 | 0 | 0
Emission Cost by Reporting Type: VACAR
ReportingType | 2015 | 2020 | 2025 | 2030 | 2035 | 2040
BM | 0 | 0 | 0 | 0 | 0 | 0
CC | 0 | 0 | 0 | 0 | 0 | 0
CSP | 0 | 0 | 0 | 0 | 0 | 0
CT | 0 | 0 | 0 | 0 | 0 | 0
Coal | 34.01 | 0 | 0 | 0 | 0 | 0
Geo | 0 | 0 | 0 | 0 | 0 | 0
H | 0 | 0 | 0 | 0 | 0 | 0
LFG | 0 | 0 | 0 | 0 | 0 | 0
Nuc | 0 | 0 | 0 | 0 | 0 | 0
PS | 0 | 0 | 0 | 0 | 0 | 0
PV | 0 | 0 | 0 | 0 | 0 | 0
PeakG | 0 | 0 | 0 | 0 | 0 | 0
PeakO | 0 | 0 | 0 | 0 | 0 | 0
ST | 0 | 0 | 0 | 0 | 0 | 0
STOG | 0 | 0 | 0 | 0 | 0 | 0
STWD | 0 | 0 | 0 | 0 | 0 | 0
WT | 0 | 0 | 0 | 0 | 0 | 0
IGCC | 0 | 0 | 0 | 0 | 0 | 0
DemandResponse | 0 | 0 | 0 | 0 | 0 | 0
IGCC-CCS | 0 | 0 | 0 | 0 | 0 | 0
WT_off | 0 | 0 | 0 | 0 | 0 | 0
PseudoUnit | 0 | 0 | 0 | 0 | 0 | 0
FixedInterchange | 0 | 0 | 0 | 0 | 0 | 0
Emission Cost by Reporting Type: IESO
ReportingType | 2015 | 2020 | 2025 | 2030 | 2035 | 2040
BM | 0 | 0 | 0 | 0 | 0 | 0
CC | 0 | 0 | 0 | 0 | 0 | 0
CSP | 0 | 0 | 0 | 0 | 0 | 0
CT | 0 | 0 | 0 | 0 | 0 | 0
Coal | 0 | 0 | 0 | 0 | 0 | 0
Geo | 0 | 0 | 0 | 0 | 0 | 0
H | 0 | 0 | 0 | 0 | 0 | 0
LFG | 0 | 0 | 0 | 0 | 0 | 0
Nuc | 0 | 0 | 0 | 0 | 0 | 0
PS | 0 | 0 | 0 | 0 | 0 | 0
PV | 0 | 0 | 0 | 0 | 0 | 0
PeakG | 0 | 0 | 0 | 0 | 0 | 0
PeakO | 0 | 0 | 0 | 0 | 0 | 0
ST | 0 | 0 | 0 | 0 | 0 | 0
STOG | 0 | 0 | 0 | 0 | 0 | 0
STWD | 0 | 0 | 0 | 0 | 0 | 0
WT | 0 | 0 | 0 | 0 | 0 | 0
IGCC | 0 | 0 | 0 | 0 | 0 | 0
DemandResponse | 0 | 0 | 0 | 0 | 0 | 0
IGCC-CCS | 0 | 0 | 0 | 0 | 0 | 0
WT_off | 0 | 0 | 0 | 0 | 0 | 0
PseudoUnit | 0 | 0 | 0 | 0 | 0 | 0
FixedInterchange | 0 | 0 | 0 | 0 | 0 | 0
Emission Cost by Reporting Type: MAPP_CA
ReportingType | 2015 | 2020 | 2025 | 2030 | 2035 | 2040
BM | 0 | 0 | 0 | 0 | 0 | 0
CC | 0 | 0 | 0 | 0 | 0 | 0
CSP | 0 | 0 | 0 | 0 | 0 | 0
CT | 0 | 0 | 0 | 0 | 0 | 0
Coal | 0 | 0 | 0 | 0 | 0 | 0
Geo | 0 | 0 | 0 | 0 | 0 | 0
H | 0 | 0 | 0 | 0 | 0 | 0
LFG | 0 | 0 | 0 | 0 | 0 | 0
Nuc | 0 | 0 | 0 | 0 | 0 | 0
PS | 0 | 0 | 0 | 0 | 0 | 0
PV | 0 | 0 | 0 | 0 | 0 | 0
PeakG | 0 | 0 | 0 | 0 | 0 | 0
PeakO | 0 | 0 | 0 | 0 | 0 | 0
ST | 0 | 0 | 0 | 0 | 0 | 0
STOG | 0 | 0 | 0 | 0 | 0 | 0
STWD | 0 | 0 | 0 | 0 | 0 | 0
WT | 0 | 0 | 0 | 0 | 0 | 0
IGCC | 0 | 0 | 0 | 0 | 0 | 0
DemandResponse | 0 | 0 | 0 | 0 | 0 | 0
IGCC-CCS | 0 | 0 | 0 | 0 | 0 | 0
WT_off | 0 | 0 | 0 | 0 | 0 | 0
PseudoUnit | 0 | 0 | 0 | 0 | 0 | 0
FixedInterchange | 0 | 0 | 0 | 0 | 0 | 0
Emission Cost by Reporting Type: AZ_NM_SNV_Coal
ReportingType | 2015 | 2020 | 2025 | 2030 | 2035 | 2040
BM | 0 | 0 | 0 | 0 | 0 | 0
CC | 0 | 0 | 0 | 0 | 0 | 0
CSP | 0 | 0 | 0 | 0 | 0 | 0
CT | 0 | 0 | 0 | 0 | 0 | 0
Coal | 2.17 | 0 | 0 | 0 | 0 | 0
Geo | 0 | 0 | 0 | 0 | 0 | 0
H | 0 | 0 | 0 | 0 | 0 | 0
LFG | 0 | 0 | 0 | 0 | 0 | 0
Nuc | 0 | 0 | 0 | 0 | 0 | 0
PS | 0 | 0 | 0 | 0 | 0 | 0
PV | 0 | 0 | 0 | 0 | 0 | 0
PeakG | 0 | 0 | 0 | 0 | 0 | 0
PeakO | 0 | 0 | 0 | 0 | 0 | 0
ST | 0 | 0 | 0 | 0 | 0 | 0
STOG | 0 | 0 | 0 | 0 | 0 | 0
STWD | 0 | 0 | 0 | 0 | 0 | 0
WT | 0 | 0 | 0 | 0 | 0 | 0
IGCC | 0 | 0 | 0 | 0 | 0 | 0
DemandResponse | 0 | 0 | 0 | 0 | 0 | 0
IGCC-CCS | 0 | 0 | 0 | 0 | 0 | 0
WT_off | 0 | 0 | 0 | 0 | 0 | 0
PseudoUnit | 0 | 0 | 0 | 0 | 0 | 0
FixedInterchange | 0 | 0 | 0 | 0 | 0 | 0
Emission Cost by Reporting Type: AZ_NM_SNV_Gas
ReportingType | 2015 | 2020 | 2025 | 2030 | 2035 | 2040
BM | 0 | 0 | 0 | 0 | 0 | 0
CC | 0 | 0 | 0 | 0 | 0 | 0
CSP | 0 | 0 | 0 | 0 | 0 | 0
CT | 0 | 0 | 0 | 0 | 0 | 0
Coal | 0 | 0 | 0 | 0 | 0 | 0
Geo | 0 | 0 | 0 | 0 | 0 | 0
H | 0 | 0 | 0 | 0 | 0 | 0
LFG | 0 | 0 | 0 | 0 | 0 | 0
Nuc | 0 | 0 | 0 | 0 | 0 | 0
PS | 0 | 0 | 0 | 0 | 0 | 0
PV | 0 | 0 | 0 | 0 | 0 | 0
PeakG | 0 | 0 | 0 | 0 | 0 | 0
PeakO | 0 | 0 | 0 | 0 | 0 | 0
ST | 0 | 0 | 0 | 0 | 0 | 0
STOG | 0 | 0 | 0 | 0 | 0 | 0
STWD | 0 | 0 | 0 | 0 | 0 | 0
WT | 0 | 0 | 0 | 0 | 0 | 0
IGCC | 0 | 0 | 0 | 0 | 0 | 0
DemandResponse | 0 | 0 | 0 | 0 | 0 | 0
IGCC-CCS | 0 | 0 | 0 | 0 | 0 | 0
WT_off | 0 | 0 | 0 | 0 | 0 | 0
PseudoUnit | 0 | 0 | 0 | 0 | 0 | 0
FixedInterchange | 0 | 0 | 0 | 0 | 0 | 0
Emission Cost by Reporting Type: AZ_NM_SNV_NucRenew
ReportingType | 2015 | 2020 | 2025 | 2030 | 2035 | 2040
BM | 0 | 0 | 0 | 0 | 0 | 0
CC | 0 | 0 | 0 | 0 | 0 | 0
CSP | 0 | 0 | 0 | 0 | 0 | 0
CT | 0 | 0 | 0 | 0 | 0 | 0
Coal | 0 | 0 | 0 | 0 | 0 | 0
Geo | 0 | 0 | 0 | 0 | 0 | 0
H | 0 | 0 | 0 | 0 | 0 | 0
LFG | 0 | 0 | 0 | 0 | 0 | 0
Nuc | 0 | 0 | 0 | 0 | 0 | 0
PS | 0 | 0 | 0 | 0 | 0 | 0
PV | 0 | 0 | 0 | 0 | 0 | 0
PeakG | 0 | 0 | 0 | 0 | 0 | 0
PeakO | 0 | 0 | 0 | 0 | 0 | 0
ST | 0 | 0 | 0 | 0 | 0 | 0
STOG | 0 | 0 | 0 | 0 | 0 | 0
STWD | 0 | 0 | 0 | 0 | 0 | 0
WT | 0 | 0 | 0 | 0 | 0 | 0
IGCC | 0 | 0 | 0 | 0 | 0 | 0
DemandResponse | 0 | 0 | 0 | 0 | 0 | 0
IGCC-CCS | 0 | 0 | 0 | 0 | 0 | 0
WT_off | 0 | 0 | 0 | 0 | 0 | 0
PseudoUnit | 0 | 0 | 0 | 0 | 0 | 0
FixedInterchange | 0 | 0 | 0 | 0 | 0 | 0
Emission Cost by Reporting Type: ERCOT
ReportingType | 2015 | 2020 | 2025 | 2030 | 2035 | 2040
BM | 0 | 0 | 0 | 0 | 0 | 0
CC | 0 | 0 | 0 | 0 | 0 | 0
CSP | 0 | 0 | 0 | 0 | 0 | 0
CT | 0 | 0 | 0 | 0 | 0 | 0
Coal | 37.59 | 0 | 0 | 0 | 0 | 0
Geo | 0 | 0 | 0 | 0 | 0 | 0
H | 0 | 0 | 0 | 0 | 0 | 0
LFG | 0 | 0 | 0 | 0 | 0 | 0
Nuc | 0 | 0 | 0 | 0 | 0 | 0
PS | 0 | 0 | 0 | 0 | 0 | 0
PV | 0 | 0 | 0 | 0 | 0 | 0
PeakG | 0 | 0 | 0 | 0 | 0 | 0
PeakO | 0 | 0 | 0 | 0 | 0 | 0
ST | 0 | 0 | 0 | 0 | 0 | 0
STOG | 0 | 0 | 0 | 0 | 0 | 0
STWD | 0 | 0 | 0 | 0 | 0 | 0
WT | 0 | 0 | 0 | 0 | 0 | 0
IGCC | 0 | 0 | 0 | 0 | 0 | 0
DemandResponse | 0 | 0 | 0 | 0 | 0 | 0
IGCC-CCS | 0 | 0 | 0 | 0 | 0 | 0
WT_off | 0 | 0 | 0 | 0 | 0 | 0
PseudoUnit | 0 | 0 | 0 | 0 | 0 | 0
FixedInterchange | 0 | 0 | 0 | 0 | 0 | 0
Emission Cost by Reporting Type: NP15
ReportingType | 2015 | 2020 | 2025 | 2030 | 2035 | 2040
BM | 0 | 0 | 0 | 0 | 0 | 0
CC | 0 | 0 | 0 | 0 | 0 | 0
CSP | 0 | 0 | 0 | 0 | 0 | 0
CT | 0 | 0 | 0 | 0 | 0 | 0
Coal | 0 | 0 | 0 | 0 | 0 | 0
Geo | 0 | 0 | 0 | 0 | 0 | 0
H | 0 | 0 | 0 | 0 | 0 | 0
LFG | 0 | 0 | 0 | 0 | 0 | 0
Nuc | 0 | 0 | 0 | 0 | 0 | 0
PS | 0 | 0 | 0 | 0 | 0 | 0
PV | 0 | 0 | 0 | 0 | 0 | 0
PeakG | 0 | 0 | 0 | 0 | 0 | 0
PeakO | 0 | 0 | 0 | 0 | 0 | 0
ST | 0 | 0 | 0 | 0 | 0 | 0
STOG | 0 | 0 | 0 | 0 | 0 | 0
STWD | 0 | 0 | 0 | 0 | 0 | 0
WT | 0 | 0 | 0 | 0 | 0 | 0
IGCC | 0 | 0 | 0 | 0 | 0 | 0
DemandResponse | 0 | 0 | 0 | 0 | 0 | 0
IGCC-CCS | 0 | 0 | 0 | 0 | 0 | 0
WT_off | 0 | 0 | 0 | 0 | 0 | 0
PseudoUnit | 0 | 0 | 0 | 0 | 0 | 0
FixedInterchange | 0 | 0 | 0 | 0 | 0 | 0
Emission Cost by Reporting Type: NWPP_Coal
ReportingType | 2015 | 2020 | 2025 | 2030 | 2035 | 2040
BM | 0 | 0 | 0 | 0 | 0 | 0
CC | 0 | 0 | 0 | 0 | 0 | 0
CSP | 0 | 0 | 0 | 0 | 0 | 0
CT | 0 | 0 | 0 | 0 | 0 | 0
Coal | 6.1 | 0 | 0 | 0 | 0 | 0
Geo | 0 | 0 | 0 | 0 | 0 | 0
H | 0 | 0 | 0 | 0 | 0 | 0
LFG | 0 | 0 | 0 | 0 | 0 | 0
Nuc | 0 | 0 | 0 | 0 | 0 | 0
PS | 0 | 0 | 0 | 0 | 0 | 0
PV | 0 | 0 | 0 | 0 | 0 | 0
PeakG | 0 | 0 | 0 | 0 | 0 | 0
PeakO | 0 | 0 | 0 | 0 | 0 | 0
ST | 0 | 0 | 0 | 0 | 0 | 0
STOG | 0 | 0 | 0 | 0 | 0 | 0
STWD | 0 | 0 | 0 | 0 | 0 | 0
WT | 0 | 0 | 0 | 0 | 0 | 0
IGCC | 0 | 0 | 0 | 0 | 0 | 0
DemandResponse | 0 | 0 | 0 | 0 | 0 | 0
IGCC-CCS | 0 | 0 | 0 | 0 | 0 | 0
WT_off | 0 | 0 | 0 | 0 | 0 | 0
PseudoUnit | 0 | 0 | 0 | 0 | 0 | 0
FixedInterchange | 0 | 0 | 0 | 0 | 0 | 0
Emission Cost by Reporting Type: NWPP_Gas
ReportingType | 2015 | 2020 | 2025 | 2030 | 2035 | 2040
BM | 0 | 0 | 0 | 0 | 0 | 0
CC | 0 | 0 | 0 | 0 | 0 | 0
CSP | 0 | 0 | 0 | 0 | 0 | 0
CT | 0 | 0 | 0 | 0 | 0 | 0
Coal | 0 | 0 | 0 | 0 | 0 | 0
Geo | 0 | 0 | 0 | 0 | 0 | 0
H | 0 | 0 | 0 | 0 | 0 | 0
LFG | 0 | 0 | 0 | 0 | 0 | 0
Nuc | 0 | 0 | 0 | 0 | 0 | 0
PS | 0 | 0 | 0 | 0 | 0 | 0
PV | 0 | 0 | 0 | 0 | 0 | 0
PeakG | 0 | 0 | 0 | 0 | 0 | 0
PeakO | 0 | 0 | 0 | 0 | 0 | 0
ST | 0 | 0 | 0 | 0 | 0 | 0
STOG | 0 | 0 | 0 | 0 | 0 | 0
STWD | 0 | 0 | 0 | 0 | 0 | 0
WT | 0 | 0 | 0 | 0 | 0 | 0
IGCC | 0 | 0 | 0 | 0 | 0 | 0
DemandResponse | 0 | 0 | 0 | 0 | 0 | 0
IGCC-CCS | 0 | 0 | 0 | 0 | 0 | 0
WT_off | 0 | 0 | 0 | 0 | 0 | 0
PseudoUnit | 0 | 0 | 0 | 0 | 0 | 0
FixedInterchange | 0 | 0 | 0 | 0 | 0 | 0
Emission Cost by Reporting Type: NWPP_NucRenew
ReportingType | 2015 | 2020 | 2025 | 2030 | 2035 | 2040
BM | 0 | 0 | 0 | 0 | 0 | 0
CC | 0 | 0 | 0 | 0 | 0 | 0
CSP | 0 | 0 | 0 | 0 | 0 | 0
CT | 0 | 0 | 0 | 0 | 0 | 0
Coal | 0 | 0 | 0 | 0 | 0 | 0
Geo | 0 | 0 | 0 | 0 | 0 | 0
H | 0 | 0 | 0 | 0 | 0 | 0
LFG | 0 | 0 | 0 | 0 | 0 | 0
Nuc | 0 | 0 | 0 | 0 | 0 | 0
PS | 0 | 0 | 0 | 0 | 0 | 0
PV | 0 | 0 | 0 | 0 | 0 | 0
PeakG | 0 | 0 | 0 | 0 | 0 | 0
PeakO | 0 | 0 | 0 | 0 | 0 | 0
ST | 0 | 0 | 0 | 0 | 0 | 0
STOG | 0 | 0 | 0 | 0 | 0 | 0
STWD | 0 | 0 | 0 | 0 | 0 | 0
WT | 0 | 0 | 0 | 0 | 0 | 0
IGCC | 0 | 0 | 0 | 0 | 0 | 0
DemandResponse | 0 | 0 | 0 | 0 | 0 | 0
IGCC-CCS | 0 | 0 | 0 | 0 | 0 | 0
WT_off | 0 | 0 | 0 | 0 | 0 | 0
PseudoUnit | 0 | 0 | 0 | 0 | 0 | 0
FixedInterchange | 0 | 0 | 0 | 0 | 0 | 0
Emission Cost by Reporting Type: RMPA
ReportingType | 2015 | 2020 | 2025 | 2030 | 2035 | 2040
BM | 0 | 0 | 0 | 0 | 0 | 0
CC | 0 | 0 | 0 | 0 | 0 | 0
CSP | 0 | 0 | 0 | 0 | 0 | 0
CT | 0 | 0 | 0 | 0 | 0 | 0
Coal | 3.74 | 0 | 0 | 0 | 0 | 0
Geo | 0 | 0 | 0 | 0 | 0 | 0
H | 0 | 0 | 0 | 0 | 0 | 0
LFG | 0 | 0 | 0 | 0 | 0 | 0
Nuc | 0 | 0 | 0 | 0 | 0 | 0
PS | 0 | 0 | 0 | 0 | 0 | 0
PV | 0 | 0 | 0 | 0 | 0 | 0
PeakG | 0 | 0 | 0 | 0 | 0 | 0
PeakO | 0 | 0 | 0 | 0 | 0 | 0
ST | 0 | 0 | 0 | 0 | 0 | 0
STOG | 0 | 0 | 0 | 0 | 0 | 0
STWD | 0 | 0 | 0 | 0 | 0 | 0
WT | 0 | 0 | 0 | 0 | 0 | 0
IGCC | 0 | 0 | 0 | 0 | 0 | 0
DemandResponse | 0 | 0 | 0 | 0 | 0 | 0
IGCC-CCS | 0 | 0 | 0 | 0 | 0 | 0
WT_off | 0 | 0 | 0 | 0 | 0 | 0
PseudoUnit | 0 | 0 | 0 | 0 | 0 | 0
FixedInterchange | 0 | 0 | 0 | 0 | 0 | 0
Emission Cost by Reporting Type: SP15
ReportingType | 2015 | 2020 | 2025 | 2030 | 2035 | 2040
BM | 0 | 0 | 0 | 0 | 0 | 0
CC | 0 | 0 | 0 | 0 | 0 | 0
CSP | 0 | 0 | 0 | 0 | 0 | 0
CT | 0 | 0 | 0 | 0 | 0 | 0
Coal | 0.01 | 0 | 0 | 0 | 0 | 0
Geo | 0 | 0 | 0 | 0 | 0 | 0
H | 0 | 0 | 0 | 0 | 0 | 0
LFG | 0 | 0 | 0 | 0 | 0 | 0
Nuc | 0 | 0 | 0 | 0 | 0 | 0
PS | 0 | 0 | 0 | 0 | 0 | 0
PV | 0 | 0 | 0 | 0 | 0 | 0
PeakG | 0 | 0 | 0 | 0 | 0 | 0
PeakO | 0 | 0 | 0 | 0 | 0 | 0
ST | 0 | 0 | 0 | 0 | 0 | 0
STOG | 0 | 0 | 0 | 0 | 0 | 0
STWD | 0 | 0 | 0 | 0 | 0 | 0
WT | 0 | 0 | 0 | 0 | 0 | 0
IGCC | 0 | 0 | 0 | 0 | 0 | 0
DemandResponse | 0 | 0 | 0 | 0 | 0 | 0
IGCC-CCS | 0 | 0 | 0 | 0 | 0 | 0
WT_off | 0 | 0 | 0 | 0 | 0 | 0
PseudoUnit | 0 | 0 | 0 | 0 | 0 | 0
FixedInterchange | 0 | 0 | 0 | 0 | 0 | 0
Emission Cost by Reporting Type: ALB
ReportingType | 2015 | 2020 | 2025 | 2030 | 2035 | 2040
BM | 0 | 0 | 0 | 0 | 0 | 0
CC | 0 | 0 | 0 | 0 | 0 | 0
CSP | 0 | 0 | 0 | 0 | 0 | 0
CT | 0 | 0 | 0 | 0 | 0 | 0
Coal | 0 | 0 | 0 | 0 | 0 | 0
Geo | 0 | 0 | 0 | 0 | 0 | 0
H | 0 | 0 | 0 | 0 | 0 | 0
LFG | 0 | 0 | 0 | 0 | 0 | 0
Nuc | 0 | 0 | 0 | 0 | 0 | 0
PS | 0 | 0 | 0 | 0 | 0 | 0
PV | 0 | 0 | 0 | 0 | 0 | 0
PeakG | 0 | 0 | 0 | 0 | 0 | 0
PeakO | 0 | 0 | 0 | 0 | 0 | 0
ST | 0 | 0 | 0 | 0 | 0 | 0
STOG | 0 | 0 | 0 | 0 | 0 | 0
STWD | 0 | 0 | 0 | 0 | 0 | 0
WT | 0 | 0 | 0 | 0 | 0 | 0
IGCC | 0 | 0 | 0 | 0 | 0 | 0
DemandResponse | 0 | 0 | 0 | 0 | 0 | 0
IGCC-CCS | 0 | 0 | 0 | 0 | 0 | 0
WT_off | 0 | 0 | 0 | 0 | 0 | 0
PseudoUnit | 0 | 0 | 0 | 0 | 0 | 0
FixedInterchange | 0 | 0 | 0 | 0 | 0 | 0
Emission Cost by Reporting Type: BC
ReportingType | 2015 | 2020 | 2025 | 2030 | 2035 | 2040
BM | 0 | 0 | 0 | 0 | 0 | 0
CC | 0 | 0 | 0 | 0 | 0 | 0
CSP | 0 | 0 | 0 | 0 | 0 | 0
CT | 0 | 0 | 0 | 0 | 0 | 0
Coal | 0 | 0 | 0 | 0 | 0 | 0
Geo | 0 | 0 | 0 | 0 | 0 | 0
H | 0 | 0 | 0 | 0 | 0 | 0
LFG | 0 | 0 | 0 | 0 | 0 | 0
Nuc | 0 | 0 | 0 | 0 | 0 | 0
PS | 0 | 0 | 0 | 0 | 0 | 0
PV | 0 | 0 | 0 | 0 | 0 | 0
PeakG | 0 | 0 | 0 | 0 | 0 | 0
PeakO | 0 | 0 | 0 | 0 | 0 | 0
ST | 0 | 0 | 0 | 0 | 0 | 0
STOG | 0 | 0 | 0 | 0 | 0 | 0
STWD | 0 | 0 | 0 | 0 | 0 | 0
WT | 0 | 0 | 0 | 0 | 0 | 0
IGCC | 0 | 0 | 0 | 0 | 0 | 0
DemandResponse | 0 | 0 | 0 | 0 | 0 | 0
IGCC-CCS | 0 | 0 | 0 | 0 | 0 | 0
WT_off | 0 | 0 | 0 | 0 | 0 | 0
PseudoUnit | 0 | 0 | 0 | 0 | 0 | 0
FixedInterchange | 0 | 0 | 0 | 0 | 0 | 0
Emission Cost by Reporting Type: HQ_IESO
ReportingType | 2015 | 2020 | 2025 | 2030 | 2035 | 2040
BM | 0 | 0 | 0 | 0 | 0 | 0
CC | 0 | 0 | 0 | 0 | 0 | 0
CSP | 0 | 0 | 0 | 0 | 0 | 0
CT | 0 | 0 | 0 | 0 | 0 | 0
Coal | 0 | 0 | 0 | 0 | 0 | 0
Geo | 0 | 0 | 0 | 0 | 0 | 0
H | 0 | 0 | 0 | 0 | 0 | 0
LFG | 0 | 0 | 0 | 0 | 0 | 0
Nuc | 0 | 0 | 0 | 0 | 0 | 0
PS | 0 | 0 | 0 | 0 | 0 | 0
PV | 0 | 0 | 0 | 0 | 0 | 0
PeakG | 0 | 0 | 0 | 0 | 0 | 0
PeakO | 0 | 0 | 0 | 0 | 0 | 0
ST | 0 | 0 | 0 | 0 | 0 | 0
STOG | 0 | 0 | 0 | 0 | 0 | 0
STWD | 0 | 0 | 0 | 0 | 0 | 0
WT | 0 | 0 | 0 | 0 | 0 | 0
IGCC | 0 | 0 | 0 | 0 | 0 | 0
DemandResponse | 0 | 0 | 0 | 0 | 0 | 0
IGCC-CCS | 0 | 0 | 0 | 0 | 0 | 0
WT_off | 0 | 0 | 0 | 0 | 0 | 0
PseudoUnit | 0 | 0 | 0 | 0 | 0 | 0
FixedInterchange | 0 | 0 | 0 | 0 | 0 | 0
Emission Cost by Reporting Type: HQ_NEISO
ReportingType | 2015 | 2020 | 2025 | 2030 | 2035 | 2040
BM | 0 | 0 | 0 | 0 | 0 | 0
CC | 0 | 0 | 0 | 0 | 0 | 0
CSP | 0 | 0 | 0 | 0 | 0 | 0
CT | 0 | 0 | 0 | 0 | 0 | 0
Coal | 0 | 0 | 0 | 0 | 0 | 0
Geo | 0 | 0 | 0 | 0 | 0 | 0
H | 0 | 0 | 0 | 0 | 0 | 0
LFG | 0 | 0 | 0 | 0 | 0 | 0
Nuc | 0 | 0 | 0 | 0 | 0 | 0
PS | 0 | 0 | 0 | 0 | 0 | 0
PV | 0 | 0 | 0 | 0 | 0 | 0
PeakG | 0 | 0 | 0 | 0 | 0 | 0
PeakO | 0 | 0 | 0 | 0 | 0 | 0
ST | 0 | 0 | 0 | 0 | 0 | 0
STOG | 0 | 0 | 0 | 0 | 0 | 0
STWD | 0 | 0 | 0 | 0 | 0 | 0
WT | 0 | 0 | 0 | 0 | 0 | 0
IGCC | 0 | 0 | 0 | 0 | 0 | 0
DemandResponse | 0 | 0 | 0 | 0 | 0 | 0
IGCC-CCS | 0 | 0 | 0 | 0 | 0 | 0
WT_off | 0 | 0 | 0 | 0 | 0 | 0
PseudoUnit | 0 | 0 | 0 | 0 | 0 | 0
FixedInterchange | 0 | 0 | 0 | 0 | 0 | 0
Emission Cost by Reporting Type: HQ_NY
ReportingType | 2015 | 2020 | 2025 | 2030 | 2035 | 2040
BM | 0 | 0 | 0 | 0 | 0 | 0
CC | 0 | 0 | 0 | 0 | 0 | 0
CSP | 0 | 0 | 0 | 0 | 0 | 0
CT | 0 | 0 | 0 | 0 | 0 | 0
Coal | 0 | 0 | 0 | 0 | 0 | 0
Geo | 0 | 0 | 0 | 0 | 0 | 0
H | 0 | 0 | 0 | 0 | 0 | 0
LFG | 0 | 0 | 0 | 0 | 0 | 0
Nuc | 0 | 0 | 0 | 0 | 0 | 0
PS | 0 | 0 | 0 | 0 | 0 | 0
PV | 0 | 0 | 0 | 0 | 0 | 0
PeakG | 0 | 0 | 0 | 0 | 0 | 0
PeakO | 0 | 0 | 0 | 0 | 0 | 0
ST | 0 | 0 | 0 | 0 | 0 | 0
STOG | 0 | 0 | 0 | 0 | 0 | 0
STWD | 0 | 0 | 0 | 0 | 0 | 0
WT | 0 | 0 | 0 | 0 | 0 | 0
IGCC | 0 | 0 | 0 | 0 | 0 | 0
DemandResponse | 0 | 0 | 0 | 0 | 0 | 0
IGCC-CCS | 0 | 0 | 0 | 0 | 0 | 0
WT_off | 0 | 0 | 0 | 0 | 0 | 0
PseudoUnit | 0 | 0 | 0 | 0 | 0 | 0
FixedInterchange | 0 | 0 | 0 | 0 | 0 | 0
Emission Cost by Reporting Type: MARITIMES
ReportingType | 2015 | 2020 | 2025 | 2030 | 2035 | 2040
BM | 0 | 0 | 0 | 0 | 0 | 0
CC | 0 | 0 | 0 | 0 | 0 | 0
CSP | 0 | 0 | 0 | 0 | 0 | 0
CT | 0 | 0 | 0 | 0 | 0 | 0
Coal | 0 | 0 | 0 | 0 | 0 | 0
Geo | 0 | 0 | 0 | 0 | 0 | 0
H | 0 | 0 | 0 | 0 | 0 | 0
LFG | 0 | 0 | 0 | 0 | 0 | 0
Nuc | 0 | 0 | 0 | 0 | 0 | 0
PS | 0 | 0 | 0 | 0 | 0 | 0
PV | 0 | 0 | 0 | 0 | 0 | 0
PeakG | 0 | 0 | 0 | 0 | 0 | 0
PeakO | 0 | 0 | 0 | 0 | 0 | 0
ST | 0 | 0 | 0 | 0 | 0 | 0
STOG | 0 | 0 | 0 | 0 | 0 | 0
STWD | 0 | 0 | 0 | 0 | 0 | 0
WT | 0 | 0 | 0 | 0 | 0 | 0
IGCC | 0 | 0 | 0 | 0 | 0 | 0
DemandResponse | 0 | 0 | 0 | 0 | 0 | 0
IGCC-CCS | 0 | 0 | 0 | 0 | 0 | 0
WT_off | 0 | 0 | 0 | 0 | 0 | 0
PseudoUnit | 0 | 0 | 0 | 0 | 0 | 0
FixedInterchange | 0 | 0 | 0 | 0 | 0 | 0
Emission Cost by Reporting Type: All
ReportingType | 2015 | 2020 | 2025 | 2030 | 2035 | 2040
BM | 0 | 0 | 0 | 0 | 0 | 0
CC | 0 | 0 | 0 | 0 | 0 | 0
CSP | 0 | 0 | 0 | 0 | 0 | 0
CT | 0 | 0 | 0 | 0 | 0 | 0
Coal | 845.07 | 0 | 0 | 0 | 0 | 0
Geo | 0 | 0 | 0 | 0 | 0 | 0
H | 0 | 0 | 0 | 0 | 0 | 0
LFG | 0 | 0 | 0 | 0 | 0 | 0
Nuc | 0 | 0 | 0 | 0 | 0 | 0
PS | 0 | 0 | 0 | 0 | 0 | 0
PV | 0 | 0 | 0 | 0 | 0 | 0
PeakG | 0 | 0 | 0 | 0 | 0 | 0
PeakO | 0 | 0 | 0 | 0 | 0 | 0
ST | 0 | 0 | 0 | 0 | 0 | 0
STOG | 0 | 0 | 0 | 0 | 0 | 0
STWD | 0 | 0 | 0 | 0 | 0 | 0
WT | 0 | 0 | 0 | 0 | 0 | 0
IGCC | 0.38 | 0 | 0 | 0 | 0 | 0
DemandResponse | 0 | 0 | 0 | 0 | 0 | 0
IGCC-CCS | 0 | 0 | 0 | 0 | 0 | 0
WT_off | 0 | 0 | 0 | 0 | 0 | 0
PseudoUnit | 0 | 0 | 0 | 0 | 0 | 0
FixedInterchange | 0 | 0 | 0 | 0 | 0 | 0
Emission Cost by Reporting Type: EI_US
ReportingType | 2015 | 2020 | 2025 | 2030 | 2035 | 2040
BM | 0 | 0 | 0 | 0 | 0 | 0
CC | 0 | 0 | 0 | 0 | 0 | 0
CSP | 0 | 0 | 0 | 0 | 0 | 0
CT | 0 | 0 | 0 | 0 | 0 | 0
Coal | 795.46 | 0 | 0 | 0 | 0 | 0
Geo | 0 | 0 | 0 | 0 | 0 | 0
H | 0 | 0 | 0 | 0 | 0 | 0
LFG | 0 | 0 | 0 | 0 | 0 | 0
Nuc | 0 | 0 | 0 | 0 | 0 | 0
PS | 0 | 0 | 0 | 0 | 0 | 0
PV | 0 | 0 | 0 | 0 | 0 | 0
PeakG | 0 | 0 | 0 | 0 | 0 | 0
PeakO | 0 | 0 | 0 | 0 | 0 | 0
ST | 0 | 0 | 0 | 0 | 0 | 0
STOG | 0 | 0 | 0 | 0 | 0 | 0
STWD | 0 | 0 | 0 | 0 | 0 | 0
WT | 0 | 0 | 0 | 0 | 0 | 0
IGCC | 0.38 | 0 | 0 | 0 | 0 | 0
DemandResponse | 0 | 0 | 0 | 0 | 0 | 0
IGCC-CCS | 0 | 0 | 0 | 0 | 0 | 0
WT_off | 0 | 0 | 0 | 0 | 0 | 0
PseudoUnit | 0 | 0 | 0 | 0 | 0 | 0
FixedInterchange | 0 | 0 | 0 | 0 | 0 | 0
Emission Cost by Reporting Type: EI_Canada
ReportingType | 2015 | 2020 | 2025 | 2030 | 2035 | 2040
BM | 0 | 0 | 0 | 0 | 0 | 0
CC | 0 | 0 | 0 | 0 | 0 | 0
CSP | 0 | 0 | 0 | 0 | 0 | 0
CT | 0 | 0 | 0 | 0 | 0 | 0
Coal | 0 | 0 | 0 | 0 | 0 | 0
Geo | 0 | 0 | 0 | 0 | 0 | 0
H | 0 | 0 | 0 | 0 | 0 | 0
LFG | 0 | 0 | 0 | 0 | 0 | 0
Nuc | 0 | 0 | 0 | 0 | 0 | 0
PS | 0 | 0 | 0 | 0 | 0 | 0
PV | 0 | 0 | 0 | 0 | 0 | 0
PeakG | 0 | 0 | 0 | 0 | 0 | 0
PeakO | 0 | 0 | 0 | 0 | 0 | 0
ST | 0 | 0 | 0 | 0 | 0 | 0
STOG | 0 | 0 | 0 | 0 | 0 | 0
STWD | 0 | 0 | 0 | 0 | 0 | 0
WT | 0 | 0 | 0 | 0 | 0 | 0
IGCC | 0 | 0 | 0 | 0 | 0 | 0
DemandResponse | 0 | 0 | 0 | 0 | 0 | 0
IGCC-CCS | 0 | 0 | 0 | 0 | 0 | 0
WT_off | 0 | 0 | 0 | 0 | 0 | 0
PseudoUnit | 0 | 0 | 0 | 0 | 0 | 0
FixedInterchange | 0 | 0 | 0 | 0 | 0 | 0
Emission Cost by Reporting Type: EI
ReportingType | 2015 | 2020 | 2025 | 2030 | 2035 | 2040
BM | 0 | 0 | 0 | 0 | 0 | 0
CC | 0 | 0 | 0 | 0 | 0 | 0
CSP | 0 | 0 | 0 | 0 | 0 | 0
CT | 0 | 0 | 0 | 0 | 0 | 0
Coal | 795.46 | 0 | 0 | 0 | 0 | 0
Geo | 0 | 0 | 0 | 0 | 0 | 0
H | 0 | 0 | 0 | 0 | 0 | 0
LFG | 0 | 0 | 0 | 0 | 0 | 0
Nuc | 0 | 0 | 0 | 0 | 0 | 0
PS | 0 | 0 | 0 | 0 | 0 | 0
PV | 0 | 0 | 0 | 0 | 0 | 0
PeakG | 0 | 0 | 0 | 0 | 0 | 0
PeakO | 0 | 0 | 0 | 0 | 0 | 0
ST | 0 | 0 | 0 | 0 | 0 | 0
STOG | 0 | 0 | 0 | 0 | 0 | 0
STWD | 0 | 0 | 0 | 0 | 0 | 0
WT | 0 | 0 | 0 | 0 | 0 | 0
IGCC | 0.38 | 0 | 0 | 0 | 0 | 0
DemandResponse | 0 | 0 | 0 | 0 | 0 | 0
IGCC-CCS | 0 | 0 | 0 | 0 | 0 | 0
WT_off | 0 | 0 | 0 | 0 | 0 | 0
PseudoUnit | 0 | 0 | 0 | 0 | 0 | 0
FixedInterchange | 0 | 0 | 0 | 0 | 0 | 0
Emission Cost by Reporting Type: Outside_EI
ReportingType | 2015 | 2020 | 2025 | 2030 | 2035 | 2040
BM | 0 | 0 | 0 | 0 | 0 | 0
CC | 0 | 0 | 0 | 0 | 0 | 0
CSP | 0 | 0 | 0 | 0 | 0 | 0
CT | 0 | 0 | 0 | 0 | 0 | 0
Coal | 49.61 | 0 | 0 | 0 | 0 | 0
Geo | 0 | 0 | 0 | 0 | 0 | 0
H | 0 | 0 | 0 | 0 | 0 | 0
LFG | 0 | 0 | 0 | 0 | 0 | 0
Nuc | 0 | 0 | 0 | 0 | 0 | 0
PS | 0 | 0 | 0 | 0 | 0 | 0
PV | 0 | 0 | 0 | 0 | 0 | 0
PeakG | 0 | 0 | 0 | 0 | 0 | 0
PeakO | 0 | 0 | 0 | 0 | 0 | 0
ST | 0 | 0 | 0 | 0 | 0 | 0
STOG | 0 | 0 | 0 | 0 | 0 | 0
STWD | 0 | 0 | 0 | 0 | 0 | 0
WT | 0 | 0 | 0 | 0 | 0 | 0
IGCC | 0 | 0 | 0 | 0 | 0 | 0
DemandResponse | 0 | 0 | 0 | 0 | 0 | 0
IGCC-CCS | 0 | 0 | 0 | 0 | 0 | 0
WT_off | 0 | 0 | 0 | 0 | 0 | 0
PseudoUnit | 0 | 0 | 0 | 0 | 0 | 0
FixedInterchange | 0 | 0 | 0 | 0 | 0 | 0
==== Emission Program: CAIRNoxSeasonal : (NOx) ====
Emission Cost by Reporting Type: Entergy
ReportingType | 2015 | 2020 | 2025 | 2030 | 2035 | 2040
BM | 0 | 0 | 0 | 0 | 0 | 0
CC | 0 | 0 | 0 | 0 | 0 | 0
CSP | 0 | 0 | 0 | 0 | 0 | 0
CT | 0 | 0 | 0 | 0 | 0 | 0
Coal | 0 | 0 | 0 | 0 | 0 | 0
Geo | 0 | 0 | 0 | 0 | 0 | 0
H | 0 | 0 | 0 | 0 | 0 | 0
LFG | 0 | 0 | 0 | 0 | 0 | 0
Nuc | 0 | 0 | 0 | 0 | 0 | 0
PS | 0 | 0 | 0 | 0 | 0 | 0
PV | 0 | 0 | 0 | 0 | 0 | 0
PeakG | 0 | 0 | 0 | 0 | 0 | 0
PeakO | 0 | 0 | 0 | 0 | 0 | 0
ST | 0 | 0 | 0 | 0 | 0 | 0
STOG | 0 | 0 | 0 | 0 | 0 | 0
STWD | 0 | 0 | 0 | 0 | 0 | 0
WT | 0 | 0 | 0 | 0 | 0 | 0
IGCC | 0 | 0 | 0 | 0 | 0 | 0
DemandResponse | 0 | 0 | 0 | 0 | 0 | 0
IGCC-CCS | 0 | 0 | 0 | 0 | 0 | 0
WT_off | 0 | 0 | 0 | 0 | 0 | 0
PseudoUnit | 0 | 0 | 0 | 0 | 0 | 0
FixedInterchange | 0 | 0 | 0 | 0 | 0 | 0
Emission Cost by Reporting Type: FRCC
ReportingType | 2015 | 2020 | 2025 | 2030 | 2035 | 2040
BM | 0 | 0 | 0 | 0 | 0 | 0
CC | 0 | 0 | 0 | 0 | 0 | 0
CSP | 0 | 0 | 0 | 0 | 0 | 0
CT | 0 | 0 | 0 | 0 | 0 | 0
Coal | 0 | 0 | 0 | 0 | 0 | 0
Geo | 0 | 0 | 0 | 0 | 0 | 0
H | 0 | 0 | 0 | 0 | 0 | 0
LFG | 0 | 0 | 0 | 0 | 0 | 0
Nuc | 0 | 0 | 0 | 0 | 0 | 0
PS | 0 | 0 | 0 | 0 | 0 | 0
PV | 0 | 0 | 0 | 0 | 0 | 0
PeakG | 0 | 0 | 0 | 0 | 0 | 0
PeakO | 0 | 0 | 0 | 0 | 0 | 0
ST | 0 | 0 | 0 | 0 | 0 | 0
STOG | 0 | 0 | 0 | 0 | 0 | 0
STWD | 0 | 0 | 0 | 0 | 0 | 0
WT | 0 | 0 | 0 | 0 | 0 | 0
IGCC | 0 | 0 | 0 | 0 | 0 | 0
DemandResponse | 0 | 0 | 0 | 0 | 0 | 0
IGCC-CCS | 0 | 0 | 0 | 0 | 0 | 0
WT_off | 0 | 0 | 0 | 0 | 0 | 0
PseudoUnit | 0 | 0 | 0 | 0 | 0 | 0
FixedInterchange | 0 | 0 | 0 | 0 | 0 | 0
Emission Cost by Reporting Type: MAPP_US
ReportingType | 2015 | 2020 | 2025 | 2030 | 2035 | 2040
BM | 0 | 0 | 0 | 0 | 0 | 0
CC | 0 | 0 | 0 | 0 | 0 | 0
CSP | 0 | 0 | 0 | 0 | 0 | 0
CT | 0 | 0 | 0 | 0 | 0 | 0
Coal | 0 | 0 | 0 | 0 | 0 | 0
Geo | 0 | 0 | 0 | 0 | 0 | 0
H | 0 | 0 | 0 | 0 | 0 | 0
LFG | 0 | 0 | 0 | 0 | 0 | 0
Nuc | 0 | 0 | 0 | 0 | 0 | 0
PS | 0 | 0 | 0 | 0 | 0 | 0
PV | 0 | 0 | 0 | 0 | 0 | 0
PeakG | 0 | 0 | 0 | 0 | 0 | 0
PeakO | 0 | 0 | 0 | 0 | 0 | 0
ST | 0 | 0 | 0 | 0 | 0 | 0
STOG | 0 | 0 | 0 | 0 | 0 | 0
STWD | 0 | 0 | 0 | 0 | 0 | 0
WT | 0 | 0 | 0 | 0 | 0 | 0
IGCC | 0 | 0 | 0 | 0 | 0 | 0
DemandResponse | 0 | 0 | 0 | 0 | 0 | 0
IGCC-CCS | 0 | 0 | 0 | 0 | 0 | 0
WT_off | 0 | 0 | 0 | 0 | 0 | 0
PseudoUnit | 0 | 0 | 0 | 0 | 0 | 0
FixedInterchange | 0 | 0 | 0 | 0 | 0 | 0
Emission Cost by Reporting Type: MISO_IN
ReportingType | 2015 | 2020 | 2025 | 2030 | 2035 | 2040
BM | 0 | 0 | 0 | 0 | 0 | 0
CC | 0 | 0 | 0 | 0 | 0 | 0
CSP | 0 | 0 | 0 | 0 | 0 | 0
CT | 0 | 0 | 0 | 0 | 0 | 0
Coal | 0 | 0 | 0 | 0 | 0 | 0
Geo | 0 | 0 | 0 | 0 | 0 | 0
H | 0 | 0 | 0 | 0 | 0 | 0
LFG | 0 | 0 | 0 | 0 | 0 | 0
Nuc | 0 | 0 | 0 | 0 | 0 | 0
PS | 0 | 0 | 0 | 0 | 0 | 0
PV | 0 | 0 | 0 | 0 | 0 | 0
PeakG | 0 | 0 | 0 | 0 | 0 | 0
PeakO | 0 | 0 | 0 | 0 | 0 | 0
ST | 0 | 0 | 0 | 0 | 0 | 0
STOG | 0 | 0 | 0 | 0 | 0 | 0
STWD | 0 | 0 | 0 | 0 | 0 | 0
WT | 0 | 0 | 0 | 0 | 0 | 0
IGCC | 0 | 0 | 0 | 0 | 0 | 0
DemandResponse | 0 | 0 | 0 | 0 | 0 | 0
IGCC-CCS | 0 | 0 | 0 | 0 | 0 | 0
WT_off | 0 | 0 | 0 | 0 | 0 | 0
PseudoUnit | 0 | 0 | 0 | 0 | 0 | 0
FixedInterchange | 0 | 0 | 0 | 0 | 0 | 0
Emission Cost by Reporting Type: MISO_MI
ReportingType | 2015 | 2020 | 2025 | 2030 | 2035 | 2040
BM | 0 | 0 | 0 | 0 | 0 | 0
CC | 0 | 0 | 0 | 0 | 0 | 0
CSP | 0 | 0 | 0 | 0 | 0 | 0
CT | 0 | 0 | 0 | 0 | 0 | 0
Coal | 0 | 0 | 0 | 0 | 0 | 0
Geo | 0 | 0 | 0 | 0 | 0 | 0
H | 0 | 0 | 0 | 0 | 0 | 0
LFG | 0 | 0 | 0 | 0 | 0 | 0
Nuc | 0 | 0 | 0 | 0 | 0 | 0
PS | 0 | 0 | 0 | 0 | 0 | 0
PV | 0 | 0 | 0 | 0 | 0 | 0
PeakG | 0 | 0 | 0 | 0 | 0 | 0
PeakO | 0 | 0 | 0 | 0 | 0 | 0
ST | 0 | 0 | 0 | 0 | 0 | 0
STOG | 0 | 0 | 0 | 0 | 0 | 0
STWD | 0 | 0 | 0 | 0 | 0 | 0
WT | 0 | 0 | 0 | 0 | 0 | 0
IGCC | 0 | 0 | 0 | 0 | 0 | 0
DemandResponse | 0 | 0 | 0 | 0 | 0 | 0
IGCC-CCS | 0 | 0 | 0 | 0 | 0 | 0
WT_off | 0 | 0 | 0 | 0 | 0 | 0
PseudoUnit | 0 | 0 | 0 | 0 | 0 | 0
FixedInterchange | 0 | 0 | 0 | 0 | 0 | 0
Emission Cost by Reporting Type: MISO_MO-IL
ReportingType | 2015 | 2020 | 2025 | 2030 | 2035 | 2040
BM | 0 | 0 | 0 | 0 | 0 | 0
CC | 0 | 0 | 0 | 0 | 0 | 0
CSP | 0 | 0 | 0 | 0 | 0 | 0
CT | 0 | 0 | 0 | 0 | 0 | 0
Coal | 0 | 0 | 0 | 0 | 0 | 0
Geo | 0 | 0 | 0 | 0 | 0 | 0
H | 0 | 0 | 0 | 0 | 0 | 0
LFG | 0 | 0 | 0 | 0 | 0 | 0
Nuc | 0 | 0 | 0 | 0 | 0 | 0
PS | 0 | 0 | 0 | 0 | 0 | 0
PV | 0 | 0 | 0 | 0 | 0 | 0
PeakG | 0 | 0 | 0 | 0 | 0 | 0
PeakO | 0 | 0 | 0 | 0 | 0 | 0
ST | 0 | 0 | 0 | 0 | 0 | 0
STOG | 0 | 0 | 0 | 0 | 0 | 0
STWD | 0 | 0 | 0 | 0 | 0 | 0
WT | 0 | 0 | 0 | 0 | 0 | 0
IGCC | 0 | 0 | 0 | 0 | 0 | 0
DemandResponse | 0 | 0 | 0 | 0 | 0 | 0
IGCC-CCS | 0 | 0 | 0 | 0 | 0 | 0
WT_off | 0 | 0 | 0 | 0 | 0 | 0
PseudoUnit | 0 | 0 | 0 | 0 | 0 | 0
FixedInterchange | 0 | 0 | 0 | 0 | 0 | 0
Emission Cost by Reporting Type: MISO_W
ReportingType | 2015 | 2020 | 2025 | 2030 | 2035 | 2040
BM | 0 | 0 | 0 | 0 | 0 | 0
CC | 0 | 0 | 0 | 0 | 0 | 0
CSP | 0 | 0 | 0 | 0 | 0 | 0
CT | 0 | 0 | 0 | 0 | 0 | 0
Coal | 0 | 0 | 0 | 0 | 0 | 0
Geo | 0 | 0 | 0 | 0 | 0 | 0
H | 0 | 0 | 0 | 0 | 0 | 0
LFG | 0 | 0 | 0 | 0 | 0 | 0
Nuc | 0 | 0 | 0 | 0 | 0 | 0
PS | 0 | 0 | 0 | 0 | 0 | 0
PV | 0 | 0 | 0 | 0 | 0 | 0
PeakG | 0 | 0 | 0 | 0 | 0 | 0
PeakO | 0 | 0 | 0 | 0 | 0 | 0
ST | 0 | 0 | 0 | 0 | 0 | 0
STOG | 0 | 0 | 0 | 0 | 0 | 0
STWD | 0 | 0 | 0 | 0 | 0 | 0
WT | 0 | 0 | 0 | 0 | 0 | 0
IGCC | 0 | 0 | 0 | 0 | 0 | 0
DemandResponse | 0 | 0 | 0 | 0 | 0 | 0
IGCC-CCS | 0 | 0 | 0 | 0 | 0 | 0
WT_off | 0 | 0 | 0 | 0 | 0 | 0
PseudoUnit | 0 | 0 | 0 | 0 | 0 | 0
FixedInterchange | 0 | 0 | 0 | 0 | 0 | 0
Emission Cost by Reporting Type: MISO_WUMS
ReportingType | 2015 | 2020 | 2025 | 2030 | 2035 | 2040
BM | 0 | 0 | 0 | 0 | 0 | 0
CC | 0 | 0 | 0 | 0 | 0 | 0
CSP | 0 | 0 | 0 | 0 | 0 | 0
CT | 0 | 0 | 0 | 0 | 0 | 0
Coal | 0 | 0 | 0 | 0 | 0 | 0
Geo | 0 | 0 | 0 | 0 | 0 | 0
H | 0 | 0 | 0 | 0 | 0 | 0
LFG | 0 | 0 | 0 | 0 | 0 | 0
Nuc | 0 | 0 | 0 | 0 | 0 | 0
PS | 0 | 0 | 0 | 0 | 0 | 0
PV | 0 | 0 | 0 | 0 | 0 | 0
PeakG | 0 | 0 | 0 | 0 | 0 | 0
PeakO | 0 | 0 | 0 | 0 | 0 | 0
ST | 0 | 0 | 0 | 0 | 0 | 0
STOG | 0 | 0 | 0 | 0 | 0 | 0
STWD | 0 | 0 | 0 | 0 | 0 | 0
WT | 0 | 0 | 0 | 0 | 0 | 0
IGCC | 0 | 0 | 0 | 0 | 0 | 0
DemandResponse | 0 | 0 | 0 | 0 | 0 | 0
IGCC-CCS | 0 | 0 | 0 | 0 | 0 | 0
WT_off | 0 | 0 | 0 | 0 | 0 | 0
PseudoUnit | 0 | 0 | 0 | 0 | 0 | 0
FixedInterchange | 0 | 0 | 0 | 0 | 0 | 0
Emission Cost by Reporting Type: Nebraska
ReportingType | 2015 | 2020 | 2025 | 2030 | 2035 | 2040
BM | 0 | 0 | 0 | 0 | 0 | 0
CC | 0 | 0 | 0 | 0 | 0 | 0
CSP | 0 | 0 | 0 | 0 | 0 | 0
CT | 0 | 0 | 0 | 0 | 0 | 0
Coal | 0 | 0 | 0 | 0 | 0 | 0
Geo | 0 | 0 | 0 | 0 | 0 | 0
H | 0 | 0 | 0 | 0 | 0 | 0
LFG | 0 | 0 | 0 | 0 | 0 | 0
Nuc | 0 | 0 | 0 | 0 | 0 | 0
PS | 0 | 0 | 0 | 0 | 0 | 0
PV | 0 | 0 | 0 | 0 | 0 | 0
PeakG | 0 | 0 | 0 | 0 | 0 | 0
PeakO | 0 | 0 | 0 | 0 | 0 | 0
ST | 0 | 0 | 0 | 0 | 0 | 0
STOG | 0 | 0 | 0 | 0 | 0 | 0
STWD | 0 | 0 | 0 | 0 | 0 | 0
WT | 0 | 0 | 0 | 0 | 0 | 0
IGCC | 0 | 0 | 0 | 0 | 0 | 0
DemandResponse | 0 | 0 | 0 | 0 | 0 | 0
IGCC-CCS | 0 | 0 | 0 | 0 | 0 | 0
WT_off | 0 | 0 | 0 | 0 | 0 | 0
PseudoUnit | 0 | 0 | 0 | 0 | 0 | 0
FixedInterchange | 0 | 0 | 0 | 0 | 0 | 0
Emission Cost by Reporting Type: NEISO
ReportingType | 2015 | 2020 | 2025 | 2030 | 2035 | 2040
BM | 0 | 0 | 0 | 0 | 0 | 0
CC | 0 | 0 | 0 | 0 | 0 | 0
CSP | 0 | 0 | 0 | 0 | 0 | 0
CT | 0 | 0 | 0 | 0 | 0 | 0
Coal | 0 | 0 | 0 | 0 | 0 | 0
Geo | 0 | 0 | 0 | 0 | 0 | 0
H | 0 | 0 | 0 | 0 | 0 | 0
LFG | 0 | 0 | 0 | 0 | 0 | 0
Nuc | 0 | 0 | 0 | 0 | 0 | 0
PS | 0 | 0 | 0 | 0 | 0 | 0
PV | 0 | 0 | 0 | 0 | 0 | 0
PeakG | 0 | 0 | 0 | 0 | 0 | 0
PeakO | 0 | 0 | 0 | 0 | 0 | 0
ST | 0 | 0 | 0 | 0 | 0 | 0
STOG | 0 | 0 | 0 | 0 | 0 | 0
STWD | 0 | 0 | 0 | 0 | 0 | 0
WT | 0 | 0 | 0 | 0 | 0 | 0
IGCC | 0 | 0 | 0 | 0 | 0 | 0
DemandResponse | 0 | 0 | 0 | 0 | 0 | 0
IGCC-CCS | 0 | 0 | 0 | 0 | 0 | 0
WT_off | 0 | 0 | 0 | 0 | 0 | 0
PseudoUnit | 0 | 0 | 0 | 0 | 0 | 0
FixedInterchange | 0 | 0 | 0 | 0 | 0 | 0
Emission Cost by Reporting Type: NonRTO_Midwest
ReportingType | 2015 | 2020 | 2025 | 2030 | 2035 | 2040
BM | 0 | 0 | 0 | 0 | 0 | 0
CC | 0 | 0 | 0 | 0 | 0 | 0
CSP | 0 | 0 | 0 | 0 | 0 | 0
CT | 0 | 0 | 0 | 0 | 0 | 0
Coal | 0 | 0 | 0 | 0 | 0 | 0
Geo | 0 | 0 | 0 | 0 | 0 | 0
H | 0 | 0 | 0 | 0 | 0 | 0
LFG | 0 | 0 | 0 | 0 | 0 | 0
Nuc | 0 | 0 | 0 | 0 | 0 | 0
PS | 0 | 0 | 0 | 0 | 0 | 0
PV | 0 | 0 | 0 | 0 | 0 | 0
PeakG | 0 | 0 | 0 | 0 | 0 | 0
PeakO | 0 | 0 | 0 | 0 | 0 | 0
ST | 0 | 0 | 0 | 0 | 0 | 0
STOG | 0 | 0 | 0 | 0 | 0 | 0
STWD | 0 | 0 | 0 | 0 | 0 | 0
WT | 0 | 0 | 0 | 0 | 0 | 0
IGCC | 0 | 0 | 0 | 0 | 0 | 0
DemandResponse | 0 | 0 | 0 | 0 | 0 | 0
IGCC-CCS | 0 | 0 | 0 | 0 | 0 | 0
WT_off | 0 | 0 | 0 | 0 | 0 | 0
PseudoUnit | 0 | 0 | 0 | 0 | 0 | 0
FixedInterchange | 0 | 0 | 0 | 0 | 0 | 0
Emission Cost by Reporting Type: NYISO_A-F
ReportingType | 2015 | 2020 | 2025 | 2030 | 2035 | 2040
BM | 0 | 0 | 0 | 0 | 0 | 0
CC | 0 | 0 | 0 | 0 | 0 | 0
CSP | 0 | 0 | 0 | 0 | 0 | 0
CT | 0 | 0 | 0 | 0 | 0 | 0
Coal | 0 | 0 | 0 | 0 | 0 | 0
Geo | 0 | 0 | 0 | 0 | 0 | 0
H | 0 | 0 | 0 | 0 | 0 | 0
LFG | 0 | 0 | 0 | 0 | 0 | 0
Nuc | 0 | 0 | 0 | 0 | 0 | 0
PS | 0 | 0 | 0 | 0 | 0 | 0
PV | 0 | 0 | 0 | 0 | 0 | 0
PeakG | 0 | 0 | 0 | 0 | 0 | 0
PeakO | 0 | 0 | 0 | 0 | 0 | 0
ST | 0 | 0 | 0 | 0 | 0 | 0
STOG | 0 | 0 | 0 | 0 | 0 | 0
STWD | 0 | 0 | 0 | 0 | 0 | 0
WT | 0 | 0 | 0 | 0 | 0 | 0
IGCC | 0 | 0 | 0 | 0 | 0 | 0
DemandResponse | 0 | 0 | 0 | 0 | 0 | 0
IGCC-CCS | 0 | 0 | 0 | 0 | 0 | 0
WT_off | 0 | 0 | 0 | 0 | 0 | 0
PseudoUnit | 0 | 0 | 0 | 0 | 0 | 0
FixedInterchange | 0 | 0 | 0 | 0 | 0 | 0
Emission Cost by Reporting Type: NYISO_G-I
ReportingType | 2015 | 2020 | 2025 | 2030 | 2035 | 2040
BM | 0 | 0 | 0 | 0 | 0 | 0
CC | 0 | 0 | 0 | 0 | 0 | 0
CSP | 0 | 0 | 0 | 0 | 0 | 0
CT | 0 | 0 | 0 | 0 | 0 | 0
Coal | 0 | 0 | 0 | 0 | 0 | 0
Geo | 0 | 0 | 0 | 0 | 0 | 0
H | 0 | 0 | 0 | 0 | 0 | 0
LFG | 0 | 0 | 0 | 0 | 0 | 0
Nuc | 0 | 0 | 0 | 0 | 0 | 0
PS | 0 | 0 | 0 | 0 | 0 | 0
PV | 0 | 0 | 0 | 0 | 0 | 0
PeakG | 0 | 0 | 0 | 0 | 0 | 0
PeakO | 0 | 0 | 0 | 0 | 0 | 0
ST | 0 | 0 | 0 | 0 | 0 | 0
STOG | 0 | 0 | 0 | 0 | 0 | 0
STWD | 0 | 0 | 0 | 0 | 0 | 0
WT | 0 | 0 | 0 | 0 | 0 | 0
IGCC | 0 | 0 | 0 | 0 | 0 | 0
DemandResponse | 0 | 0 | 0 | 0 | 0 | 0
IGCC-CCS | 0 | 0 | 0 | 0 | 0 | 0
WT_off | 0 | 0 | 0 | 0 | 0 | 0
PseudoUnit | 0 | 0 | 0 | 0 | 0 | 0
FixedInterchange | 0 | 0 | 0 | 0 | 0 | 0
Emission Cost by Reporting Type: NYISO_J-K
ReportingType | 2015 | 2020 | 2025 | 2030 | 2035 | 2040
BM | 0 | 0 | 0 | 0 | 0 | 0
CC | 0 | 0 | 0 | 0 | 0 | 0
CSP | 0 | 0 | 0 | 0 | 0 | 0
CT | 0 | 0 | 0 | 0 | 0 | 0
Coal | 0 | 0 | 0 | 0 | 0 | 0
Geo | 0 | 0 | 0 | 0 | 0 | 0
H | 0 | 0 | 0 | 0 | 0 | 0
LFG | 0 | 0 | 0 | 0 | 0 | 0
Nuc | 0 | 0 | 0 | 0 | 0 | 0
PS | 0 | 0 | 0 | 0 | 0 | 0
PV | 0 | 0 | 0 | 0 | 0 | 0
PeakG | 0 | 0 | 0 | 0 | 0 | 0
PeakO | 0 | 0 | 0 | 0 | 0 | 0
ST | 0 | 0 | 0 | 0 | 0 | 0
STOG | 0 | 0 | 0 | 0 | 0 | 0
STWD | 0 | 0 | 0 | 0 | 0 | 0
WT | 0 | 0 | 0 | 0 | 0 | 0
IGCC | 0 | 0 | 0 | 0 | 0 | 0
DemandResponse | 0 | 0 | 0 | 0 | 0 | 0
IGCC-CCS | 0 | 0 | 0 | 0 | 0 | 0
WT_off | 0 | 0 | 0 | 0 | 0 | 0
PseudoUnit | 0 | 0 | 0 | 0 | 0 | 0
FixedInterchange | 0 | 0 | 0 | 0 | 0 | 0
Emission Cost by Reporting Type: PJM_E
ReportingType | 2015 | 2020 | 2025 | 2030 | 2035 | 2040
BM | 0 | 0 | 0 | 0 | 0 | 0
CC | 0 | 0 | 0 | 0 | 0 | 0
CSP | 0 | 0 | 0 | 0 | 0 | 0
CT | 0 | 0 | 0 | 0 | 0 | 0
Coal | 0 | 0 | 0 | 0 | 0 | 0
Geo | 0 | 0 | 0 | 0 | 0 | 0
H | 0 | 0 | 0 | 0 | 0 | 0
LFG | 0 | 0 | 0 | 0 | 0 | 0
Nuc | 0 | 0 | 0 | 0 | 0 | 0
PS | 0 | 0 | 0 | 0 | 0 | 0
PV | 0 | 0 | 0 | 0 | 0 | 0
PeakG | 0 | 0 | 0 | 0 | 0 | 0
PeakO | 0 | 0 | 0 | 0 | 0 | 0
ST | 0 | 0 | 0 | 0 | 0 | 0
STOG | 0 | 0 | 0 | 0 | 0 | 0
STWD | 0 | 0 | 0 | 0 | 0 | 0
WT | 0 | 0 | 0 | 0 | 0 | 0
IGCC | 0 | 0 | 0 | 0 | 0 | 0
DemandResponse | 0 | 0 | 0 | 0 | 0 | 0
IGCC-CCS | 0 | 0 | 0 | 0 | 0 | 0
WT_off | 0 | 0 | 0 | 0 | 0 | 0
PseudoUnit | 0 | 0 | 0 | 0 | 0 | 0
FixedInterchange | 0 | 0 | 0 | 0 | 0 | 0
Emission Cost by Reporting Type: PJM_ROM
ReportingType | 2015 | 2020 | 2025 | 2030 | 2035 | 2040
BM | 0 | 0 | 0 | 0 | 0 | 0
CC | 0 | 0 | 0 | 0 | 0 | 0
CSP | 0 | 0 | 0 | 0 | 0 | 0
CT | 0 | 0 | 0 | 0 | 0 | 0
Coal | 0 | 0 | 0 | 0 | 0 | 0
Geo | 0 | 0 | 0 | 0 | 0 | 0
H | 0 | 0 | 0 | 0 | 0 | 0
LFG | 0 | 0 | 0 | 0 | 0 | 0
Nuc | 0 | 0 | 0 | 0 | 0 | 0
PS | 0 | 0 | 0 | 0 | 0 | 0
PV | 0 | 0 | 0 | 0 | 0 | 0
PeakG | 0 | 0 | 0 | 0 | 0 | 0
PeakO | 0 | 0 | 0 | 0 | 0 | 0
ST | 0 | 0 | 0 | 0 | 0 | 0
STOG | 0 | 0 | 0 | 0 | 0 | 0
STWD | 0 | 0 | 0 | 0 | 0 | 0
WT | 0 | 0 | 0 | 0 | 0 | 0
IGCC | 0 | 0 | 0 | 0 | 0 | 0
DemandResponse | 0 | 0 | 0 | 0 | 0 | 0
IGCC-CCS | 0 | 0 | 0 | 0 | 0 | 0
WT_off | 0 | 0 | 0 | 0 | 0 | 0
PseudoUnit | 0 | 0 | 0 | 0 | 0 | 0
FixedInterchange | 0 | 0 | 0 | 0 | 0 | 0
Emission Cost by Reporting Type: PJM_ROR
ReportingType | 2015 | 2020 | 2025 | 2030 | 2035 | 2040
BM | 0 | 0 | 0 | 0 | 0 | 0
CC | 0 | 0 | 0 | 0 | 0 | 0
CSP | 0 | 0 | 0 | 0 | 0 | 0
CT | 0 | 0 | 0 | 0 | 0 | 0
Coal | 0 | 0 | 0 | 0 | 0 | 0
Geo | 0 | 0 | 0 | 0 | 0 | 0
H | 0 | 0 | 0 | 0 | 0 | 0
LFG | 0 | 0 | 0 | 0 | 0 | 0
Nuc | 0 | 0 | 0 | 0 | 0 | 0
PS | 0 | 0 | 0 | 0 | 0 | 0
PV | 0 | 0 | 0 | 0 | 0 | 0
PeakG | 0 | 0 | 0 | 0 | 0 | 0
PeakO | 0 | 0 | 0 | 0 | 0 | 0
ST | 0 | 0 | 0 | 0 | 0 | 0
STOG | 0 | 0 | 0 | 0 | 0 | 0
STWD | 0 | 0 | 0 | 0 | 0 | 0
WT | 0 | 0 | 0 | 0 | 0 | 0
IGCC | 0 | 0 | 0 | 0 | 0 | 0
DemandResponse | 0 | 0 | 0 | 0 | 0 | 0
IGCC-CCS | 0 | 0 | 0 | 0 | 0 | 0
WT_off | 0 | 0 | 0 | 0 | 0 | 0
PseudoUnit | 0 | 0 | 0 | 0 | 0 | 0
FixedInterchange | 0 | 0 | 0 | 0 | 0 | 0
Emission Cost by Reporting Type: SOCO
ReportingType | 2015 | 2020 | 2025 | 2030 | 2035 | 2040
BM | 0 | 0 | 0 | 0 | 0 | 0
CC | 0 | 0 | 0 | 0 | 0 | 0
CSP | 0 | 0 | 0 | 0 | 0 | 0
CT | 0 | 0 | 0 | 0 | 0 | 0
Coal | 0 | 0 | 0 | 0 | 0 | 0
Geo | 0 | 0 | 0 | 0 | 0 | 0
H | 0 | 0 | 0 | 0 | 0 | 0
LFG | 0 | 0 | 0 | 0 | 0 | 0
Nuc | 0 | 0 | 0 | 0 | 0 | 0
PS | 0 | 0 | 0 | 0 | 0 | 0
PV | 0 | 0 | 0 | 0 | 0 | 0
PeakG | 0 | 0 | 0 | 0 | 0 | 0
PeakO | 0 | 0 | 0 | 0 | 0 | 0
ST | 0 | 0 | 0 | 0 | 0 | 0
STOG | 0 | 0 | 0 | 0 | 0 | 0
STWD | 0 | 0 | 0 | 0 | 0 | 0
WT | 0 | 0 | 0 | 0 | 0 | 0
IGCC | 0 | 0 | 0 | 0 | 0 | 0
DemandResponse | 0 | 0 | 0 | 0 | 0 | 0
IGCC-CCS | 0 | 0 | 0 | 0 | 0 | 0
WT_off | 0 | 0 | 0 | 0 | 0 | 0
PseudoUnit | 0 | 0 | 0 | 0 | 0 | 0
FixedInterchange | 0 | 0 | 0 | 0 | 0 | 0
Emission Cost by Reporting Type: SPP_N
ReportingType | 2015 | 2020 | 2025 | 2030 | 2035 | 2040
BM | 0 | 0 | 0 | 0 | 0 | 0
CC | 0 | 0 | 0 | 0 | 0 | 0
CSP | 0 | 0 | 0 | 0 | 0 | 0
CT | 0 | 0 | 0 | 0 | 0 | 0
Coal | 0 | 0 | 0 | 0 | 0 | 0
Geo | 0 | 0 | 0 | 0 | 0 | 0
H | 0 | 0 | 0 | 0 | 0 | 0
LFG | 0 | 0 | 0 | 0 | 0 | 0
Nuc | 0 | 0 | 0 | 0 | 0 | 0
PS | 0 | 0 | 0 | 0 | 0 | 0
PV | 0 | 0 | 0 | 0 | 0 | 0
PeakG | 0 | 0 | 0 | 0 | 0 | 0
PeakO | 0 | 0 | 0 | 0 | 0 | 0
ST | 0 | 0 | 0 | 0 | 0 | 0
STOG | 0 | 0 | 0 | 0 | 0 | 0
STWD | 0 | 0 | 0 | 0 | 0 | 0
WT | 0 | 0 | 0 | 0 | 0 | 0
IGCC | 0 | 0 | 0 | 0 | 0 | 0
DemandResponse | 0 | 0 | 0 | 0 | 0 | 0
IGCC-CCS | 0 | 0 | 0 | 0 | 0 | 0
WT_off | 0 | 0 | 0 | 0 | 0 | 0
PseudoUnit | 0 | 0 | 0 | 0 | 0 | 0
FixedInterchange | 0 | 0 | 0 | 0 | 0 | 0
Emission Cost by Reporting Type: SPP_S
ReportingType | 2015 | 2020 | 2025 | 2030 | 2035 | 2040
BM | 0 | 0 | 0 | 0 | 0 | 0
CC | 0 | 0 | 0 | 0 | 0 | 0
CSP | 0 | 0 | 0 | 0 | 0 | 0
CT | 0 | 0 | 0 | 0 | 0 | 0
Coal | 0 | 0 | 0 | 0 | 0 | 0
Geo | 0 | 0 | 0 | 0 | 0 | 0
H | 0 | 0 | 0 | 0 | 0 | 0
LFG | 0 | 0 | 0 | 0 | 0 | 0
Nuc | 0 | 0 | 0 | 0 | 0 | 0
PS | 0 | 0 | 0 | 0 | 0 | 0
PV | 0 | 0 | 0 | 0 | 0 | 0
PeakG | 0 | 0 | 0 | 0 | 0 | 0
PeakO | 0 | 0 | 0 | 0 | 0 | 0
ST | 0 | 0 | 0 | 0 | 0 | 0
STOG | 0 | 0 | 0 | 0 | 0 | 0
STWD | 0 | 0 | 0 | 0 | 0 | 0
WT | 0 | 0 | 0 | 0 | 0 | 0
IGCC | 0 | 0 | 0 | 0 | 0 | 0
DemandResponse | 0 | 0 | 0 | 0 | 0 | 0
IGCC-CCS | 0 | 0 | 0 | 0 | 0 | 0
WT_off | 0 | 0 | 0 | 0 | 0 | 0
PseudoUnit | 0 | 0 | 0 | 0 | 0 | 0
FixedInterchange | 0 | 0 | 0 | 0 | 0 | 0
Emission Cost by Reporting Type: TVA
ReportingType | 2015 | 2020 | 2025 | 2030 | 2035 | 2040
BM | 0 | 0 | 0 | 0 | 0 | 0
CC | 0 | 0 | 0 | 0 | 0 | 0
CSP | 0 | 0 | 0 | 0 | 0 | 0
CT | 0 | 0 | 0 | 0 | 0 | 0
Coal | 0 | 0 | 0 | 0 | 0 | 0
Geo | 0 | 0 | 0 | 0 | 0 | 0
H | 0 | 0 | 0 | 0 | 0 | 0
LFG | 0 | 0 | 0 | 0 | 0 | 0
Nuc | 0 | 0 | 0 | 0 | 0 | 0
PS | 0 | 0 | 0 | 0 | 0 | 0
PV | 0 | 0 | 0 | 0 | 0 | 0
PeakG | 0 | 0 | 0 | 0 | 0 | 0
PeakO | 0 | 0 | 0 | 0 | 0 | 0
ST | 0 | 0 | 0 | 0 | 0 | 0
STOG | 0 | 0 | 0 | 0 | 0 | 0
STWD | 0 | 0 | 0 | 0 | 0 | 0
WT | 0 | 0 | 0 | 0 | 0 | 0
IGCC | 0 | 0 | 0 | 0 | 0 | 0
DemandResponse | 0 | 0 | 0 | 0 | 0 | 0
IGCC-CCS | 0 | 0 | 0 | 0 | 0 | 0
WT_off | 0 | 0 | 0 | 0 | 0 | 0
PseudoUnit | 0 | 0 | 0 | 0 | 0 | 0
FixedInterchange | 0 | 0 | 0 | 0 | 0 | 0
Emission Cost by Reporting Type: TVA_Transmission
ReportingType | 2015 | 2020 | 2025 | 2030 | 2035 | 2040
BM | 0 | 0 | 0 | 0 | 0 | 0
CC | 0 | 0 | 0 | 0 | 0 | 0
CSP | 0 | 0 | 0 | 0 | 0 | 0
CT | 0 | 0 | 0 | 0 | 0 | 0
Coal | 0 | 0 | 0 | 0 | 0 | 0
Geo | 0 | 0 | 0 | 0 | 0 | 0
H | 0 | 0 | 0 | 0 | 0 | 0
LFG | 0 | 0 | 0 | 0 | 0 | 0
Nuc | 0 | 0 | 0 | 0 | 0 | 0
PS | 0 | 0 | 0 | 0 | 0 | 0
PV | 0 | 0 | 0 | 0 | 0 | 0
PeakG | 0 | 0 | 0 | 0 | 0 | 0
PeakO | 0 | 0 | 0 | 0 | 0 | 0
ST | 0 | 0 | 0 | 0 | 0 | 0
STOG | 0 | 0 | 0 | 0 | 0 | 0
STWD | 0 | 0 | 0 | 0 | 0 | 0
WT | 0 | 0 | 0 | 0 | 0 | 0
IGCC | 0 | 0 | 0 | 0 | 0 | 0
DemandResponse | 0 | 0 | 0 | 0 | 0 | 0
IGCC-CCS | 0 | 0 | 0 | 0 | 0 | 0
WT_off | 0 | 0 | 0 | 0 | 0 | 0
PseudoUnit | 0 | 0 | 0 | 0 | 0 | 0
FixedInterchange | 0 | 0 | 0 | 0 | 0 | 0
Emission Cost by Reporting Type: VACAR
ReportingType | 2015 | 2020 | 2025 | 2030 | 2035 | 2040
BM | 0 | 0 | 0 | 0 | 0 | 0
CC | 0 | 0 | 0 | 0 | 0 | 0
CSP | 0 | 0 | 0 | 0 | 0 | 0
CT | 0 | 0 | 0 | 0 | 0 | 0
Coal | 0 | 0 | 0 | 0 | 0 | 0
Geo | 0 | 0 | 0 | 0 | 0 | 0
H | 0 | 0 | 0 | 0 | 0 | 0
LFG | 0 | 0 | 0 | 0 | 0 | 0
Nuc | 0 | 0 | 0 | 0 | 0 | 0
PS | 0 | 0 | 0 | 0 | 0 | 0
PV | 0 | 0 | 0 | 0 | 0 | 0
PeakG | 0 | 0 | 0 | 0 | 0 | 0
PeakO | 0 | 0 | 0 | 0 | 0 | 0
ST | 0 | 0 | 0 | 0 | 0 | 0
STOG | 0 | 0 | 0 | 0 | 0 | 0
STWD | 0 | 0 | 0 | 0 | 0 | 0
WT | 0 | 0 | 0 | 0 | 0 | 0
IGCC | 0 | 0 | 0 | 0 | 0 | 0
DemandResponse | 0 | 0 | 0 | 0 | 0 | 0
IGCC-CCS | 0 | 0 | 0 | 0 | 0 | 0
WT_off | 0 | 0 | 0 | 0 | 0 | 0
PseudoUnit | 0 | 0 | 0 | 0 | 0 | 0
FixedInterchange | 0 | 0 | 0 | 0 | 0 | 0
Emission Cost by Reporting Type: IESO
ReportingType | 2015 | 2020 | 2025 | 2030 | 2035 | 2040
BM | 0 | 0 | 0 | 0 | 0 | 0
CC | 0 | 0 | 0 | 0 | 0 | 0
CSP | 0 | 0 | 0 | 0 | 0 | 0
CT | 0 | 0 | 0 | 0 | 0 | 0
Coal | 0 | 0 | 0 | 0 | 0 | 0
Geo | 0 | 0 | 0 | 0 | 0 | 0
H | 0 | 0 | 0 | 0 | 0 | 0
LFG | 0 | 0 | 0 | 0 | 0 | 0
Nuc | 0 | 0 | 0 | 0 | 0 | 0
PS | 0 | 0 | 0 | 0 | 0 | 0
PV | 0 | 0 | 0 | 0 | 0 | 0
PeakG | 0 | 0 | 0 | 0 | 0 | 0
PeakO | 0 | 0 | 0 | 0 | 0 | 0
ST | 0 | 0 | 0 | 0 | 0 | 0
STOG | 0 | 0 | 0 | 0 | 0 | 0
STWD | 0 | 0 | 0 | 0 | 0 | 0
WT | 0 | 0 | 0 | 0 | 0 | 0
IGCC | 0 | 0 | 0 | 0 | 0 | 0
DemandResponse | 0 | 0 | 0 | 0 | 0 | 0
IGCC-CCS | 0 | 0 | 0 | 0 | 0 | 0
WT_off | 0 | 0 | 0 | 0 | 0 | 0
PseudoUnit | 0 | 0 | 0 | 0 | 0 | 0
FixedInterchange | 0 | 0 | 0 | 0 | 0 | 0
Emission Cost by Reporting Type: MAPP_CA
ReportingType | 2015 | 2020 | 2025 | 2030 | 2035 | 2040
BM | 0 | 0 | 0 | 0 | 0 | 0
CC | 0 | 0 | 0 | 0 | 0 | 0
CSP | 0 | 0 | 0 | 0 | 0 | 0
CT | 0 | 0 | 0 | 0 | 0 | 0
Coal | 0 | 0 | 0 | 0 | 0 | 0
Geo | 0 | 0 | 0 | 0 | 0 | 0
H | 0 | 0 | 0 | 0 | 0 | 0
LFG | 0 | 0 | 0 | 0 | 0 | 0
Nuc | 0 | 0 | 0 | 0 | 0 | 0
PS | 0 | 0 | 0 | 0 | 0 | 0
PV | 0 | 0 | 0 | 0 | 0 | 0
PeakG | 0 | 0 | 0 | 0 | 0 | 0
PeakO | 0 | 0 | 0 | 0 | 0 | 0
ST | 0 | 0 | 0 | 0 | 0 | 0
STOG | 0 | 0 | 0 | 0 | 0 | 0
STWD | 0 | 0 | 0 | 0 | 0 | 0
WT | 0 | 0 | 0 | 0 | 0 | 0
IGCC | 0 | 0 | 0 | 0 | 0 | 0
DemandResponse | 0 | 0 | 0 | 0 | 0 | 0
IGCC-CCS | 0 | 0 | 0 | 0 | 0 | 0
WT_off | 0 | 0 | 0 | 0 | 0 | 0
PseudoUnit | 0 | 0 | 0 | 0 | 0 | 0
FixedInterchange | 0 | 0 | 0 | 0 | 0 | 0
Emission Cost by Reporting Type: AZ_NM_SNV_Coal
ReportingType | 2015 | 2020 | 2025 | 2030 | 2035 | 2040
BM | 0 | 0 | 0 | 0 | 0 | 0
CC | 0 | 0 | 0 | 0 | 0 | 0
CSP | 0 | 0 | 0 | 0 | 0 | 0
CT | 0 | 0 | 0 | 0 | 0 | 0
Coal | 0 | 0 | 0 | 0 | 0 | 0
Geo | 0 | 0 | 0 | 0 | 0 | 0
H | 0 | 0 | 0 | 0 | 0 | 0
LFG | 0 | 0 | 0 | 0 | 0 | 0
Nuc | 0 | 0 | 0 | 0 | 0 | 0
PS | 0 | 0 | 0 | 0 | 0 | 0
PV | 0 | 0 | 0 | 0 | 0 | 0
PeakG | 0 | 0 | 0 | 0 | 0 | 0
PeakO | 0 | 0 | 0 | 0 | 0 | 0
ST | 0 | 0 | 0 | 0 | 0 | 0
STOG | 0 | 0 | 0 | 0 | 0 | 0
STWD | 0 | 0 | 0 | 0 | 0 | 0
WT | 0 | 0 | 0 | 0 | 0 | 0
IGCC | 0 | 0 | 0 | 0 | 0 | 0
DemandResponse | 0 | 0 | 0 | 0 | 0 | 0
IGCC-CCS | 0 | 0 | 0 | 0 | 0 | 0
WT_off | 0 | 0 | 0 | 0 | 0 | 0
PseudoUnit | 0 | 0 | 0 | 0 | 0 | 0
FixedInterchange | 0 | 0 | 0 | 0 | 0 | 0
Emission Cost by Reporting Type: AZ_NM_SNV_Gas
ReportingType | 2015 | 2020 | 2025 | 2030 | 2035 | 2040
BM | 0 | 0 | 0 | 0 | 0 | 0
CC | 0 | 0 | 0 | 0 | 0 | 0
CSP | 0 | 0 | 0 | 0 | 0 | 0
CT | 0 | 0 | 0 | 0 | 0 | 0
Coal | 0 | 0 | 0 | 0 | 0 | 0
Geo | 0 | 0 | 0 | 0 | 0 | 0
H | 0 | 0 | 0 | 0 | 0 | 0
LFG | 0 | 0 | 0 | 0 | 0 | 0
Nuc | 0 | 0 | 0 | 0 | 0 | 0
PS | 0 | 0 | 0 | 0 | 0 | 0
PV | 0 | 0 | 0 | 0 | 0 | 0
PeakG | 0 | 0 | 0 | 0 | 0 | 0
PeakO | 0 | 0 | 0 | 0 | 0 | 0
ST | 0 | 0 | 0 | 0 | 0 | 0
STOG | 0 | 0 | 0 | 0 | 0 | 0
STWD | 0 | 0 | 0 | 0 | 0 | 0
WT | 0 | 0 | 0 | 0 | 0 | 0
IGCC | 0 | 0 | 0 | 0 | 0 | 0
DemandResponse | 0 | 0 | 0 | 0 | 0 | 0
IGCC-CCS | 0 | 0 | 0 | 0 | 0 | 0
WT_off | 0 | 0 | 0 | 0 | 0 | 0
PseudoUnit | 0 | 0 | 0 | 0 | 0 | 0
FixedInterchange | 0 | 0 | 0 | 0 | 0 | 0
Emission Cost by Reporting Type: AZ_NM_SNV_NucRenew
ReportingType | 2015 | 2020 | 2025 | 2030 | 2035 | 2040
BM | 0 | 0 | 0 | 0 | 0 | 0
CC | 0 | 0 | 0 | 0 | 0 | 0
CSP | 0 | 0 | 0 | 0 | 0 | 0
CT | 0 | 0 | 0 | 0 | 0 | 0
Coal | 0 | 0 | 0 | 0 | 0 | 0
Geo | 0 | 0 | 0 | 0 | 0 | 0
H | 0 | 0 | 0 | 0 | 0 | 0
LFG | 0 | 0 | 0 | 0 | 0 | 0
Nuc | 0 | 0 | 0 | 0 | 0 | 0
PS | 0 | 0 | 0 | 0 | 0 | 0
PV | 0 | 0 | 0 | 0 | 0 | 0
PeakG | 0 | 0 | 0 | 0 | 0 | 0
PeakO | 0 | 0 | 0 | 0 | 0 | 0
ST | 0 | 0 | 0 | 0 | 0 | 0
STOG | 0 | 0 | 0 | 0 | 0 | 0
STWD | 0 | 0 | 0 | 0 | 0 | 0
WT | 0 | 0 | 0 | 0 | 0 | 0
IGCC | 0 | 0 | 0 | 0 | 0 | 0
DemandResponse | 0 | 0 | 0 | 0 | 0 | 0
IGCC-CCS | 0 | 0 | 0 | 0 | 0 | 0
WT_off | 0 | 0 | 0 | 0 | 0 | 0
PseudoUnit | 0 | 0 | 0 | 0 | 0 | 0
FixedInterchange | 0 | 0 | 0 | 0 | 0 | 0
Emission Cost by Reporting Type: ERCOT
ReportingType | 2015 | 2020 | 2025 | 2030 | 2035 | 2040
BM | 0 | 0 | 0 | 0 | 0 | 0
CC | 0 | 0 | 0 | 0 | 0 | 0
CSP | 0 | 0 | 0 | 0 | 0 | 0
CT | 0 | 0 | 0 | 0 | 0 | 0
Coal | 0 | 0 | 0 | 0 | 0 | 0
Geo | 0 | 0 | 0 | 0 | 0 | 0
H | 0 | 0 | 0 | 0 | 0 | 0
LFG | 0 | 0 | 0 | 0 | 0 | 0
Nuc | 0 | 0 | 0 | 0 | 0 | 0
PS | 0 | 0 | 0 | 0 | 0 | 0
PV | 0 | 0 | 0 | 0 | 0 | 0
PeakG | 0 | 0 | 0 | 0 | 0 | 0
PeakO | 0 | 0 | 0 | 0 | 0 | 0
ST | 0 | 0 | 0 | 0 | 0 | 0
STOG | 0 | 0 | 0 | 0 | 0 | 0
STWD | 0 | 0 | 0 | 0 | 0 | 0
WT | 0 | 0 | 0 | 0 | 0 | 0
IGCC | 0 | 0 | 0 | 0 | 0 | 0
DemandResponse | 0 | 0 | 0 | 0 | 0 | 0
IGCC-CCS | 0 | 0 | 0 | 0 | 0 | 0
WT_off | 0 | 0 | 0 | 0 | 0 | 0
PseudoUnit | 0 | 0 | 0 | 0 | 0 | 0
FixedInterchange | 0 | 0 | 0 | 0 | 0 | 0
Emission Cost by Reporting Type: NP15
ReportingType | 2015 | 2020 | 2025 | 2030 | 2035 | 2040
BM | 0 | 0 | 0 | 0 | 0 | 0
CC | 0 | 0 | 0 | 0 | 0 | 0
CSP | 0 | 0 | 0 | 0 | 0 | 0
CT | 0 | 0 | 0 | 0 | 0 | 0
Coal | 0 | 0 | 0 | 0 | 0 | 0
Geo | 0 | 0 | 0 | 0 | 0 | 0
H | 0 | 0 | 0 | 0 | 0 | 0
LFG | 0 | 0 | 0 | 0 | 0 | 0
Nuc | 0 | 0 | 0 | 0 | 0 | 0
PS | 0 | 0 | 0 | 0 | 0 | 0
PV | 0 | 0 | 0 | 0 | 0 | 0
PeakG | 0 | 0 | 0 | 0 | 0 | 0
PeakO | 0 | 0 | 0 | 0 | 0 | 0
ST | 0 | 0 | 0 | 0 | 0 | 0
STOG | 0 | 0 | 0 | 0 | 0 | 0
STWD | 0 | 0 | 0 | 0 | 0 | 0
WT | 0 | 0 | 0 | 0 | 0 | 0
IGCC | 0 | 0 | 0 | 0 | 0 | 0
DemandResponse | 0 | 0 | 0 | 0 | 0 | 0
IGCC-CCS | 0 | 0 | 0 | 0 | 0 | 0
WT_off | 0 | 0 | 0 | 0 | 0 | 0
PseudoUnit | 0 | 0 | 0 | 0 | 0 | 0
FixedInterchange | 0 | 0 | 0 | 0 | 0 | 0
Emission Cost by Reporting Type: NWPP_Coal
ReportingType | 2015 | 2020 | 2025 | 2030 | 2035 | 2040
BM | 0 | 0 | 0 | 0 | 0 | 0
CC | 0 | 0 | 0 | 0 | 0 | 0
CSP | 0 | 0 | 0 | 0 | 0 | 0
CT | 0 | 0 | 0 | 0 | 0 | 0
Coal | 0 | 0 | 0 | 0 | 0 | 0
Geo | 0 | 0 | 0 | 0 | 0 | 0
H | 0 | 0 | 0 | 0 | 0 | 0
LFG | 0 | 0 | 0 | 0 | 0 | 0
Nuc | 0 | 0 | 0 | 0 | 0 | 0
PS | 0 | 0 | 0 | 0 | 0 | 0
PV | 0 | 0 | 0 | 0 | 0 | 0
PeakG | 0 | 0 | 0 | 0 | 0 | 0
PeakO | 0 | 0 | 0 | 0 | 0 | 0
ST | 0 | 0 | 0 | 0 | 0 | 0
STOG | 0 | 0 | 0 | 0 | 0 | 0
STWD | 0 | 0 | 0 | 0 | 0 | 0
WT | 0 | 0 | 0 | 0 | 0 | 0
IGCC | 0 | 0 | 0 | 0 | 0 | 0
DemandResponse | 0 | 0 | 0 | 0 | 0 | 0
IGCC-CCS | 0 | 0 | 0 | 0 | 0 | 0
WT_off | 0 | 0 | 0 | 0 | 0 | 0
PseudoUnit | 0 | 0 | 0 | 0 | 0 | 0
FixedInterchange | 0 | 0 | 0 | 0 | 0 | 0
Emission Cost by Reporting Type: NWPP_Gas
ReportingType | 2015 | 2020 | 2025 | 2030 | 2035 | 2040
BM | 0 | 0 | 0 | 0 | 0 | 0
CC | 0 | 0 | 0 | 0 | 0 | 0
CSP | 0 | 0 | 0 | 0 | 0 | 0
CT | 0 | 0 | 0 | 0 | 0 | 0
Coal | 0 | 0 | 0 | 0 | 0 | 0
Geo | 0 | 0 | 0 | 0 | 0 | 0
H | 0 | 0 | 0 | 0 | 0 | 0
LFG | 0 | 0 | 0 | 0 | 0 | 0
Nuc | 0 | 0 | 0 | 0 | 0 | 0
PS | 0 | 0 | 0 | 0 | 0 | 0
PV | 0 | 0 | 0 | 0 | 0 | 0
PeakG | 0 | 0 | 0 | 0 | 0 | 0
PeakO | 0 | 0 | 0 | 0 | 0 | 0
ST | 0 | 0 | 0 | 0 | 0 | 0
STOG | 0 | 0 | 0 | 0 | 0 | 0
STWD | 0 | 0 | 0 | 0 | 0 | 0
WT | 0 | 0 | 0 | 0 | 0 | 0
IGCC | 0 | 0 | 0 | 0 | 0 | 0
DemandResponse | 0 | 0 | 0 | 0 | 0 | 0
IGCC-CCS | 0 | 0 | 0 | 0 | 0 | 0
WT_off | 0 | 0 | 0 | 0 | 0 | 0
PseudoUnit | 0 | 0 | 0 | 0 | 0 | 0
FixedInterchange | 0 | 0 | 0 | 0 | 0 | 0
Emission Cost by Reporting Type: NWPP_NucRenew
ReportingType | 2015 | 2020 | 2025 | 2030 | 2035 | 2040
BM | 0 | 0 | 0 | 0 | 0 | 0
CC | 0 | 0 | 0 | 0 | 0 | 0
CSP | 0 | 0 | 0 | 0 | 0 | 0
CT | 0 | 0 | 0 | 0 | 0 | 0
Coal | 0 | 0 | 0 | 0 | 0 | 0
Geo | 0 | 0 | 0 | 0 | 0 | 0
H | 0 | 0 | 0 | 0 | 0 | 0
LFG | 0 | 0 | 0 | 0 | 0 | 0
Nuc | 0 | 0 | 0 | 0 | 0 | 0
PS | 0 | 0 | 0 | 0 | 0 | 0
PV | 0 | 0 | 0 | 0 | 0 | 0
PeakG | 0 | 0 | 0 | 0 | 0 | 0
PeakO | 0 | 0 | 0 | 0 | 0 | 0
ST | 0 | 0 | 0 | 0 | 0 | 0
STOG | 0 | 0 | 0 | 0 | 0 | 0
STWD | 0 | 0 | 0 | 0 | 0 | 0
WT | 0 | 0 | 0 | 0 | 0 | 0
IGCC | 0 | 0 | 0 | 0 | 0 | 0
DemandResponse | 0 | 0 | 0 | 0 | 0 | 0
IGCC-CCS | 0 | 0 | 0 | 0 | 0 | 0
WT_off | 0 | 0 | 0 | 0 | 0 | 0
PseudoUnit | 0 | 0 | 0 | 0 | 0 | 0
FixedInterchange | 0 | 0 | 0 | 0 | 0 | 0
Emission Cost by Reporting Type: RMPA
ReportingType | 2015 | 2020 | 2025 | 2030 | 2035 | 2040
BM | 0 | 0 | 0 | 0 | 0 | 0
CC | 0 | 0 | 0 | 0 | 0 | 0
CSP | 0 | 0 | 0 | 0 | 0 | 0
CT | 0 | 0 | 0 | 0 | 0 | 0
Coal | 0 | 0 | 0 | 0 | 0 | 0
Geo | 0 | 0 | 0 | 0 | 0 | 0
H | 0 | 0 | 0 | 0 | 0 | 0
LFG | 0 | 0 | 0 | 0 | 0 | 0
Nuc | 0 | 0 | 0 | 0 | 0 | 0
PS | 0 | 0 | 0 | 0 | 0 | 0
PV | 0 | 0 | 0 | 0 | 0 | 0
PeakG | 0 | 0 | 0 | 0 | 0 | 0
PeakO | 0 | 0 | 0 | 0 | 0 | 0
ST | 0 | 0 | 0 | 0 | 0 | 0
STOG | 0 | 0 | 0 | 0 | 0 | 0
STWD | 0 | 0 | 0 | 0 | 0 | 0
WT | 0 | 0 | 0 | 0 | 0 | 0
IGCC | 0 | 0 | 0 | 0 | 0 | 0
DemandResponse | 0 | 0 | 0 | 0 | 0 | 0
IGCC-CCS | 0 | 0 | 0 | 0 | 0 | 0
WT_off | 0 | 0 | 0 | 0 | 0 | 0
PseudoUnit | 0 | 0 | 0 | 0 | 0 | 0
FixedInterchange | 0 | 0 | 0 | 0 | 0 | 0
Emission Cost by Reporting Type: SP15
ReportingType | 2015 | 2020 | 2025 | 2030 | 2035 | 2040
BM | 0 | 0 | 0 | 0 | 0 | 0
CC | 0 | 0 | 0 | 0 | 0 | 0
CSP | 0 | 0 | 0 | 0 | 0 | 0
CT | 0 | 0 | 0 | 0 | 0 | 0
Coal | 0 | 0 | 0 | 0 | 0 | 0
Geo | 0 | 0 | 0 | 0 | 0 | 0
H | 0 | 0 | 0 | 0 | 0 | 0
LFG | 0 | 0 | 0 | 0 | 0 | 0
Nuc | 0 | 0 | 0 | 0 | 0 | 0
PS | 0 | 0 | 0 | 0 | 0 | 0
PV | 0 | 0 | 0 | 0 | 0 | 0
PeakG | 0 | 0 | 0 | 0 | 0 | 0
PeakO | 0 | 0 | 0 | 0 | 0 | 0
ST | 0 | 0 | 0 | 0 | 0 | 0
STOG | 0 | 0 | 0 | 0 | 0 | 0
STWD | 0 | 0 | 0 | 0 | 0 | 0
WT | 0 | 0 | 0 | 0 | 0 | 0
IGCC | 0 | 0 | 0 | 0 | 0 | 0
DemandResponse | 0 | 0 | 0 | 0 | 0 | 0
IGCC-CCS | 0 | 0 | 0 | 0 | 0 | 0
WT_off | 0 | 0 | 0 | 0 | 0 | 0
PseudoUnit | 0 | 0 | 0 | 0 | 0 | 0
FixedInterchange | 0 | 0 | 0 | 0 | 0 | 0
Emission Cost by Reporting Type: ALB
ReportingType | 2015 | 2020 | 2025 | 2030 | 2035 | 2040
BM | 0 | 0 | 0 | 0 | 0 | 0
CC | 0 | 0 | 0 | 0 | 0 | 0
CSP | 0 | 0 | 0 | 0 | 0 | 0
CT | 0 | 0 | 0 | 0 | 0 | 0
Coal | 0 | 0 | 0 | 0 | 0 | 0
Geo | 0 | 0 | 0 | 0 | 0 | 0
H | 0 | 0 | 0 | 0 | 0 | 0
LFG | 0 | 0 | 0 | 0 | 0 | 0
Nuc | 0 | 0 | 0 | 0 | 0 | 0
PS | 0 | 0 | 0 | 0 | 0 | 0
PV | 0 | 0 | 0 | 0 | 0 | 0
PeakG | 0 | 0 | 0 | 0 | 0 | 0
PeakO | 0 | 0 | 0 | 0 | 0 | 0
ST | 0 | 0 | 0 | 0 | 0 | 0
STOG | 0 | 0 | 0 | 0 | 0 | 0
STWD | 0 | 0 | 0 | 0 | 0 | 0
WT | 0 | 0 | 0 | 0 | 0 | 0
IGCC | 0 | 0 | 0 | 0 | 0 | 0
DemandResponse | 0 | 0 | 0 | 0 | 0 | 0
IGCC-CCS | 0 | 0 | 0 | 0 | 0 | 0
WT_off | 0 | 0 | 0 | 0 | 0 | 0
PseudoUnit | 0 | 0 | 0 | 0 | 0 | 0
FixedInterchange | 0 | 0 | 0 | 0 | 0 | 0
Emission Cost by Reporting Type: BC
ReportingType | 2015 | 2020 | 2025 | 2030 | 2035 | 2040
BM | 0 | 0 | 0 | 0 | 0 | 0
CC | 0 | 0 | 0 | 0 | 0 | 0
CSP | 0 | 0 | 0 | 0 | 0 | 0
CT | 0 | 0 | 0 | 0 | 0 | 0
Coal | 0 | 0 | 0 | 0 | 0 | 0
Geo | 0 | 0 | 0 | 0 | 0 | 0
H | 0 | 0 | 0 | 0 | 0 | 0
LFG | 0 | 0 | 0 | 0 | 0 | 0
Nuc | 0 | 0 | 0 | 0 | 0 | 0
PS | 0 | 0 | 0 | 0 | 0 | 0
PV | 0 | 0 | 0 | 0 | 0 | 0
PeakG | 0 | 0 | 0 | 0 | 0 | 0
PeakO | 0 | 0 | 0 | 0 | 0 | 0
ST | 0 | 0 | 0 | 0 | 0 | 0
STOG | 0 | 0 | 0 | 0 | 0 | 0
STWD | 0 | 0 | 0 | 0 | 0 | 0
WT | 0 | 0 | 0 | 0 | 0 | 0
IGCC | 0 | 0 | 0 | 0 | 0 | 0
DemandResponse | 0 | 0 | 0 | 0 | 0 | 0
IGCC-CCS | 0 | 0 | 0 | 0 | 0 | 0
WT_off | 0 | 0 | 0 | 0 | 0 | 0
PseudoUnit | 0 | 0 | 0 | 0 | 0 | 0
FixedInterchange | 0 | 0 | 0 | 0 | 0 | 0
Emission Cost by Reporting Type: HQ_IESO
ReportingType | 2015 | 2020 | 2025 | 2030 | 2035 | 2040
BM | 0 | 0 | 0 | 0 | 0 | 0
CC | 0 | 0 | 0 | 0 | 0 | 0
CSP | 0 | 0 | 0 | 0 | 0 | 0
CT | 0 | 0 | 0 | 0 | 0 | 0
Coal | 0 | 0 | 0 | 0 | 0 | 0
Geo | 0 | 0 | 0 | 0 | 0 | 0
H | 0 | 0 | 0 | 0 | 0 | 0
LFG | 0 | 0 | 0 | 0 | 0 | 0
Nuc | 0 | 0 | 0 | 0 | 0 | 0
PS | 0 | 0 | 0 | 0 | 0 | 0
PV | 0 | 0 | 0 | 0 | 0 | 0
PeakG | 0 | 0 | 0 | 0 | 0 | 0
PeakO | 0 | 0 | 0 | 0 | 0 | 0
ST | 0 | 0 | 0 | 0 | 0 | 0
STOG | 0 | 0 | 0 | 0 | 0 | 0
STWD | 0 | 0 | 0 | 0 | 0 | 0
WT | 0 | 0 | 0 | 0 | 0 | 0
IGCC | 0 | 0 | 0 | 0 | 0 | 0
DemandResponse | 0 | 0 | 0 | 0 | 0 | 0
IGCC-CCS | 0 | 0 | 0 | 0 | 0 | 0
WT_off | 0 | 0 | 0 | 0 | 0 | 0
PseudoUnit | 0 | 0 | 0 | 0 | 0 | 0
FixedInterchange | 0 | 0 | 0 | 0 | 0 | 0
Emission Cost by Reporting Type: HQ_NEISO
ReportingType | 2015 | 2020 | 2025 | 2030 | 2035 | 2040
BM | 0 | 0 | 0 | 0 | 0 | 0
CC | 0 | 0 | 0 | 0 | 0 | 0
CSP | 0 | 0 | 0 | 0 | 0 | 0
CT | 0 | 0 | 0 | 0 | 0 | 0
Coal | 0 | 0 | 0 | 0 | 0 | 0
Geo | 0 | 0 | 0 | 0 | 0 | 0
H | 0 | 0 | 0 | 0 | 0 | 0
LFG | 0 | 0 | 0 | 0 | 0 | 0
Nuc | 0 | 0 | 0 | 0 | 0 | 0
PS | 0 | 0 | 0 | 0 | 0 | 0
PV | 0 | 0 | 0 | 0 | 0 | 0
PeakG | 0 | 0 | 0 | 0 | 0 | 0
PeakO | 0 | 0 | 0 | 0 | 0 | 0
ST | 0 | 0 | 0 | 0 | 0 | 0
STOG | 0 | 0 | 0 | 0 | 0 | 0
STWD | 0 | 0 | 0 | 0 | 0 | 0
WT | 0 | 0 | 0 | 0 | 0 | 0
IGCC | 0 | 0 | 0 | 0 | 0 | 0
DemandResponse | 0 | 0 | 0 | 0 | 0 | 0
IGCC-CCS | 0 | 0 | 0 | 0 | 0 | 0
WT_off | 0 | 0 | 0 | 0 | 0 | 0
PseudoUnit | 0 | 0 | 0 | 0 | 0 | 0
FixedInterchange | 0 | 0 | 0 | 0 | 0 | 0
Emission Cost by Reporting Type: HQ_NY
ReportingType | 2015 | 2020 | 2025 | 2030 | 2035 | 2040
BM | 0 | 0 | 0 | 0 | 0 | 0
CC | 0 | 0 | 0 | 0 | 0 | 0
CSP | 0 | 0 | 0 | 0 | 0 | 0
CT | 0 | 0 | 0 | 0 | 0 | 0
Coal | 0 | 0 | 0 | 0 | 0 | 0
Geo | 0 | 0 | 0 | 0 | 0 | 0
H | 0 | 0 | 0 | 0 | 0 | 0
LFG | 0 | 0 | 0 | 0 | 0 | 0
Nuc | 0 | 0 | 0 | 0 | 0 | 0
PS | 0 | 0 | 0 | 0 | 0 | 0
PV | 0 | 0 | 0 | 0 | 0 | 0
PeakG | 0 | 0 | 0 | 0 | 0 | 0
PeakO | 0 | 0 | 0 | 0 | 0 | 0
ST | 0 | 0 | 0 | 0 | 0 | 0
STOG | 0 | 0 | 0 | 0 | 0 | 0
STWD | 0 | 0 | 0 | 0 | 0 | 0
WT | 0 | 0 | 0 | 0 | 0 | 0
IGCC | 0 | 0 | 0 | 0 | 0 | 0
DemandResponse | 0 | 0 | 0 | 0 | 0 | 0
IGCC-CCS | 0 | 0 | 0 | 0 | 0 | 0
WT_off | 0 | 0 | 0 | 0 | 0 | 0
PseudoUnit | 0 | 0 | 0 | 0 | 0 | 0
FixedInterchange | 0 | 0 | 0 | 0 | 0 | 0
Emission Cost by Reporting Type: MARITIMES
ReportingType | 2015 | 2020 | 2025 | 2030 | 2035 | 2040
BM | 0 | 0 | 0 | 0 | 0 | 0
CC | 0 | 0 | 0 | 0 | 0 | 0
CSP | 0 | 0 | 0 | 0 | 0 | 0
CT | 0 | 0 | 0 | 0 | 0 | 0
Coal | 0 | 0 | 0 | 0 | 0 | 0
Geo | 0 | 0 | 0 | 0 | 0 | 0
H | 0 | 0 | 0 | 0 | 0 | 0
LFG | 0 | 0 | 0 | 0 | 0 | 0
Nuc | 0 | 0 | 0 | 0 | 0 | 0
PS | 0 | 0 | 0 | 0 | 0 | 0
PV | 0 | 0 | 0 | 0 | 0 | 0
PeakG | 0 | 0 | 0 | 0 | 0 | 0
PeakO | 0 | 0 | 0 | 0 | 0 | 0
ST | 0 | 0 | 0 | 0 | 0 | 0
STOG | 0 | 0 | 0 | 0 | 0 | 0
STWD | 0 | 0 | 0 | 0 | 0 | 0
WT | 0 | 0 | 0 | 0 | 0 | 0
IGCC | 0 | 0 | 0 | 0 | 0 | 0
DemandResponse | 0 | 0 | 0 | 0 | 0 | 0
IGCC-CCS | 0 | 0 | 0 | 0 | 0 | 0
WT_off | 0 | 0 | 0 | 0 | 0 | 0
PseudoUnit | 0 | 0 | 0 | 0 | 0 | 0
FixedInterchange | 0 | 0 | 0 | 0 | 0 | 0
Emission Cost by Reporting Type: All
ReportingType | 2015 | 2020 | 2025 | 2030 | 2035 | 2040
BM | 0 | 0 | 0 | 0 | 0 | 0
CC | 0 | 0 | 0 | 0 | 0 | 0
CSP | 0 | 0 | 0 | 0 | 0 | 0
CT | 0 | 0 | 0 | 0 | 0 | 0
Coal | 0 | 0 | 0 | 0 | 0 | 0
Geo | 0 | 0 | 0 | 0 | 0 | 0
H | 0 | 0 | 0 | 0 | 0 | 0
LFG | 0 | 0 | 0 | 0 | 0 | 0
Nuc | 0 | 0 | 0 | 0 | 0 | 0
PS | 0 | 0 | 0 | 0 | 0 | 0
PV | 0 | 0 | 0 | 0 | 0 | 0
PeakG | 0 | 0 | 0 | 0 | 0 | 0
PeakO | 0 | 0 | 0 | 0 | 0 | 0
ST | 0 | 0 | 0 | 0 | 0 | 0
STOG | 0 | 0 | 0 | 0 | 0 | 0
STWD | 0 | 0 | 0 | 0 | 0 | 0
WT | 0 | 0 | 0 | 0 | 0 | 0
IGCC | 0 | 0 | 0 | 0 | 0 | 0
DemandResponse | 0 | 0 | 0 | 0 | 0 | 0
IGCC-CCS | 0 | 0 | 0 | 0 | 0 | 0
WT_off | 0 | 0 | 0 | 0 | 0 | 0
PseudoUnit | 0 | 0 | 0 | 0 | 0 | 0
FixedInterchange | 0 | 0 | 0 | 0 | 0 | 0
Emission Cost by Reporting Type: EI_US
ReportingType | 2015 | 2020 | 2025 | 2030 | 2035 | 2040
BM | 0 | 0 | 0 | 0 | 0 | 0
CC | 0 | 0 | 0 | 0 | 0 | 0
CSP | 0 | 0 | 0 | 0 | 0 | 0
CT | 0 | 0 | 0 | 0 | 0 | 0
Coal | 0 | 0 | 0 | 0 | 0 | 0
Geo | 0 | 0 | 0 | 0 | 0 | 0
H | 0 | 0 | 0 | 0 | 0 | 0
LFG | 0 | 0 | 0 | 0 | 0 | 0
Nuc | 0 | 0 | 0 | 0 | 0 | 0
PS | 0 | 0 | 0 | 0 | 0 | 0
PV | 0 | 0 | 0 | 0 | 0 | 0
PeakG | 0 | 0 | 0 | 0 | 0 | 0
PeakO | 0 | 0 | 0 | 0 | 0 | 0
ST | 0 | 0 | 0 | 0 | 0 | 0
STOG | 0 | 0 | 0 | 0 | 0 | 0
STWD | 0 | 0 | 0 | 0 | 0 | 0
WT | 0 | 0 | 0 | 0 | 0 | 0
IGCC | 0 | 0 | 0 | 0 | 0 | 0
DemandResponse | 0 | 0 | 0 | 0 | 0 | 0
IGCC-CCS | 0 | 0 | 0 | 0 | 0 | 0
WT_off | 0 | 0 | 0 | 0 | 0 | 0
PseudoUnit | 0 | 0 | 0 | 0 | 0 | 0
FixedInterchange | 0 | 0 | 0 | 0 | 0 | 0
Emission Cost by Reporting Type: EI_Canada
ReportingType | 2015 | 2020 | 2025 | 2030 | 2035 | 2040
BM | 0 | 0 | 0 | 0 | 0 | 0
CC | 0 | 0 | 0 | 0 | 0 | 0
CSP | 0 | 0 | 0 | 0 | 0 | 0
CT | 0 | 0 | 0 | 0 | 0 | 0
Coal | 0 | 0 | 0 | 0 | 0 | 0
Geo | 0 | 0 | 0 | 0 | 0 | 0
H | 0 | 0 | 0 | 0 | 0 | 0
LFG | 0 | 0 | 0 | 0 | 0 | 0
Nuc | 0 | 0 | 0 | 0 | 0 | 0
PS | 0 | 0 | 0 | 0 | 0 | 0
PV | 0 | 0 | 0 | 0 | 0 | 0
PeakG | 0 | 0 | 0 | 0 | 0 | 0
PeakO | 0 | 0 | 0 | 0 | 0 | 0
ST | 0 | 0 | 0 | 0 | 0 | 0
STOG | 0 | 0 | 0 | 0 | 0 | 0
STWD | 0 | 0 | 0 | 0 | 0 | 0
WT | 0 | 0 | 0 | 0 | 0 | 0
IGCC | 0 | 0 | 0 | 0 | 0 | 0
DemandResponse | 0 | 0 | 0 | 0 | 0 | 0
IGCC-CCS | 0 | 0 | 0 | 0 | 0 | 0
WT_off | 0 | 0 | 0 | 0 | 0 | 0
PseudoUnit | 0 | 0 | 0 | 0 | 0 | 0
FixedInterchange | 0 | 0 | 0 | 0 | 0 | 0
Emission Cost by Reporting Type: EI
ReportingType | 2015 | 2020 | 2025 | 2030 | 2035 | 2040
BM | 0 | 0 | 0 | 0 | 0 | 0
CC | 0 | 0 | 0 | 0 | 0 | 0
CSP | 0 | 0 | 0 | 0 | 0 | 0
CT | 0 | 0 | 0 | 0 | 0 | 0
Coal | 0 | 0 | 0 | 0 | 0 | 0
Geo | 0 | 0 | 0 | 0 | 0 | 0
H | 0 | 0 | 0 | 0 | 0 | 0
LFG | 0 | 0 | 0 | 0 | 0 | 0
Nuc | 0 | 0 | 0 | 0 | 0 | 0
PS | 0 | 0 | 0 | 0 | 0 | 0
PV | 0 | 0 | 0 | 0 | 0 | 0
PeakG | 0 | 0 | 0 | 0 | 0 | 0
PeakO | 0 | 0 | 0 | 0 | 0 | 0
ST | 0 | 0 | 0 | 0 | 0 | 0
STOG | 0 | 0 | 0 | 0 | 0 | 0
STWD | 0 | 0 | 0 | 0 | 0 | 0
WT | 0 | 0 | 0 | 0 | 0 | 0
IGCC | 0 | 0 | 0 | 0 | 0 | 0
DemandResponse | 0 | 0 | 0 | 0 | 0 | 0
IGCC-CCS | 0 | 0 | 0 | 0 | 0 | 0
WT_off | 0 | 0 | 0 | 0 | 0 | 0
PseudoUnit | 0 | 0 | 0 | 0 | 0 | 0
FixedInterchange | 0 | 0 | 0 | 0 | 0 | 0
Emission Cost by Reporting Type: Outside_EI
ReportingType | 2015 | 2020 | 2025 | 2030 | 2035 | 2040
BM | 0 | 0 | 0 | 0 | 0 | 0
CC | 0 | 0 | 0 | 0 | 0 | 0
CSP | 0 | 0 | 0 | 0 | 0 | 0
CT | 0 | 0 | 0 | 0 | 0 | 0
Coal | 0 | 0 | 0 | 0 | 0 | 0
Geo | 0 | 0 | 0 | 0 | 0 | 0
H | 0 | 0 | 0 | 0 | 0 | 0
LFG | 0 | 0 | 0 | 0 | 0 | 0
Nuc | 0 | 0 | 0 | 0 | 0 | 0
PS | 0 | 0 | 0 | 0 | 0 | 0
PV | 0 | 0 | 0 | 0 | 0 | 0
PeakG | 0 | 0 | 0 | 0 | 0 | 0
PeakO | 0 | 0 | 0 | 0 | 0 | 0
ST | 0 | 0 | 0 | 0 | 0 | 0
STOG | 0 | 0 | 0 | 0 | 0 | 0
STWD | 0 | 0 | 0 | 0 | 0 | 0
WT | 0 | 0 | 0 | 0 | 0 | 0
IGCC | 0 | 0 | 0 | 0 | 0 | 0
DemandResponse | 0 | 0 | 0 | 0 | 0 | 0
IGCC-CCS | 0 | 0 | 0 | 0 | 0 | 0
WT_off | 0 | 0 | 0 | 0 | 0 | 0
PseudoUnit | 0 | 0 | 0 | 0 | 0 | 0
FixedInterchange | 0 | 0 | 0 | 0 | 0 | 0
==== Emission Program: CAMR : (Hg) ====
Emission Cost by Reporting Type: Entergy
ReportingType | 2015 | 2020 | 2025 | 2030 | 2035 | 2040
BM | 0 | 0 | 0 | 0 | 0 | 0
CC | 0 | 0 | 0 | 0 | 0 | 0
CSP | 0 | 0 | 0 | 0 | 0 | 0
CT | 0 | 0 | 0 | 0 | 0 | 0
Coal | 0 | 0 | 0 | 0 | 0 | 0
Geo | 0 | 0 | 0 | 0 | 0 | 0
H | 0 | 0 | 0 | 0 | 0 | 0
LFG | 0 | 0 | 0 | 0 | 0 | 0
Nuc | 0 | 0 | 0 | 0 | 0 | 0
PS | 0 | 0 | 0 | 0 | 0 | 0
PV | 0 | 0 | 0 | 0 | 0 | 0
PeakG | 0 | 0 | 0 | 0 | 0 | 0
PeakO | 0 | 0 | 0 | 0 | 0 | 0
ST | 0 | 0 | 0 | 0 | 0 | 0
STOG | 0 | 0 | 0 | 0 | 0 | 0
STWD | 0 | 0 | 0 | 0 | 0 | 0
WT | 0 | 0 | 0 | 0 | 0 | 0
IGCC | 0 | 0 | 0 | 0 | 0 | 0
DemandResponse | 0 | 0 | 0 | 0 | 0 | 0
IGCC-CCS | 0 | 0 | 0 | 0 | 0 | 0
WT_off | 0 | 0 | 0 | 0 | 0 | 0
PseudoUnit | 0 | 0 | 0 | 0 | 0 | 0
FixedInterchange | 0 | 0 | 0 | 0 | 0 | 0
Emission Cost by Reporting Type: FRCC
ReportingType | 2015 | 2020 | 2025 | 2030 | 2035 | 2040
BM | 0 | 0 | 0 | 0 | 0 | 0
CC | 0 | 0 | 0 | 0 | 0 | 0
CSP | 0 | 0 | 0 | 0 | 0 | 0
CT | 0 | 0 | 0 | 0 | 0 | 0
Coal | 0 | 0 | 0 | 0 | 0 | 0
Geo | 0 | 0 | 0 | 0 | 0 | 0
H | 0 | 0 | 0 | 0 | 0 | 0
LFG | 0 | 0 | 0 | 0 | 0 | 0
Nuc | 0 | 0 | 0 | 0 | 0 | 0
PS | 0 | 0 | 0 | 0 | 0 | 0
PV | 0 | 0 | 0 | 0 | 0 | 0
PeakG | 0 | 0 | 0 | 0 | 0 | 0
PeakO | 0 | 0 | 0 | 0 | 0 | 0
ST | 0 | 0 | 0 | 0 | 0 | 0
STOG | 0 | 0 | 0 | 0 | 0 | 0
STWD | 0 | 0 | 0 | 0 | 0 | 0
WT | 0 | 0 | 0 | 0 | 0 | 0
IGCC | 0 | 0 | 0 | 0 | 0 | 0
DemandResponse | 0 | 0 | 0 | 0 | 0 | 0
IGCC-CCS | 0 | 0 | 0 | 0 | 0 | 0
WT_off | 0 | 0 | 0 | 0 | 0 | 0
PseudoUnit | 0 | 0 | 0 | 0 | 0 | 0
FixedInterchange | 0 | 0 | 0 | 0 | 0 | 0
Emission Cost by Reporting Type: MAPP_US
ReportingType | 2015 | 2020 | 2025 | 2030 | 2035 | 2040
BM | 0 | 0 | 0 | 0 | 0 | 0
CC | 0 | 0 | 0 | 0 | 0 | 0
CSP | 0 | 0 | 0 | 0 | 0 | 0
CT | 0 | 0 | 0 | 0 | 0 | 0
Coal | 0 | 0 | 0 | 0 | 0 | 0
Geo | 0 | 0 | 0 | 0 | 0 | 0
H | 0 | 0 | 0 | 0 | 0 | 0
LFG | 0 | 0 | 0 | 0 | 0 | 0
Nuc | 0 | 0 | 0 | 0 | 0 | 0
PS | 0 | 0 | 0 | 0 | 0 | 0
PV | 0 | 0 | 0 | 0 | 0 | 0
PeakG | 0 | 0 | 0 | 0 | 0 | 0
PeakO | 0 | 0 | 0 | 0 | 0 | 0
ST | 0 | 0 | 0 | 0 | 0 | 0
STOG | 0 | 0 | 0 | 0 | 0 | 0
STWD | 0 | 0 | 0 | 0 | 0 | 0
WT | 0 | 0 | 0 | 0 | 0 | 0
IGCC | 0 | 0 | 0 | 0 | 0 | 0
DemandResponse | 0 | 0 | 0 | 0 | 0 | 0
IGCC-CCS | 0 | 0 | 0 | 0 | 0 | 0
WT_off | 0 | 0 | 0 | 0 | 0 | 0
PseudoUnit | 0 | 0 | 0 | 0 | 0 | 0
FixedInterchange | 0 | 0 | 0 | 0 | 0 | 0
Emission Cost by Reporting Type: MISO_IN
ReportingType | 2015 | 2020 | 2025 | 2030 | 2035 | 2040
BM | 0 | 0 | 0 | 0 | 0 | 0
CC | 0 | 0 | 0 | 0 | 0 | 0
CSP | 0 | 0 | 0 | 0 | 0 | 0
CT | 0 | 0 | 0 | 0 | 0 | 0
Coal | 0 | 0 | 0 | 0 | 0 | 0
Geo | 0 | 0 | 0 | 0 | 0 | 0
H | 0 | 0 | 0 | 0 | 0 | 0
LFG | 0 | 0 | 0 | 0 | 0 | 0
Nuc | 0 | 0 | 0 | 0 | 0 | 0
PS | 0 | 0 | 0 | 0 | 0 | 0
PV | 0 | 0 | 0 | 0 | 0 | 0
PeakG | 0 | 0 | 0 | 0 | 0 | 0
PeakO | 0 | 0 | 0 | 0 | 0 | 0
ST | 0 | 0 | 0 | 0 | 0 | 0
STOG | 0 | 0 | 0 | 0 | 0 | 0
STWD | 0 | 0 | 0 | 0 | 0 | 0
WT | 0 | 0 | 0 | 0 | 0 | 0
IGCC | 0 | 0 | 0 | 0 | 0 | 0
DemandResponse | 0 | 0 | 0 | 0 | 0 | 0
IGCC-CCS | 0 | 0 | 0 | 0 | 0 | 0
WT_off | 0 | 0 | 0 | 0 | 0 | 0
PseudoUnit | 0 | 0 | 0 | 0 | 0 | 0
FixedInterchange | 0 | 0 | 0 | 0 | 0 | 0
Emission Cost by Reporting Type: MISO_MI
ReportingType | 2015 | 2020 | 2025 | 2030 | 2035 | 2040
BM | 0 | 0 | 0 | 0 | 0 | 0
CC | 0 | 0 | 0 | 0 | 0 | 0
CSP | 0 | 0 | 0 | 0 | 0 | 0
CT | 0 | 0 | 0 | 0 | 0 | 0
Coal | 0 | 0 | 0 | 0 | 0 | 0
Geo | 0 | 0 | 0 | 0 | 0 | 0
H | 0 | 0 | 0 | 0 | 0 | 0
LFG | 0 | 0 | 0 | 0 | 0 | 0
Nuc | 0 | 0 | 0 | 0 | 0 | 0
PS | 0 | 0 | 0 | 0 | 0 | 0
PV | 0 | 0 | 0 | 0 | 0 | 0
PeakG | 0 | 0 | 0 | 0 | 0 | 0
PeakO | 0 | 0 | 0 | 0 | 0 | 0
ST | 0 | 0 | 0 | 0 | 0 | 0
STOG | 0 | 0 | 0 | 0 | 0 | 0
STWD | 0 | 0 | 0 | 0 | 0 | 0
WT | 0 | 0 | 0 | 0 | 0 | 0
IGCC | 0 | 0 | 0 | 0 | 0 | 0
DemandResponse | 0 | 0 | 0 | 0 | 0 | 0
IGCC-CCS | 0 | 0 | 0 | 0 | 0 | 0
WT_off | 0 | 0 | 0 | 0 | 0 | 0
PseudoUnit | 0 | 0 | 0 | 0 | 0 | 0
FixedInterchange | 0 | 0 | 0 | 0 | 0 | 0
Emission Cost by Reporting Type: MISO_MO-IL
ReportingType | 2015 | 2020 | 2025 | 2030 | 2035 | 2040
BM | 0 | 0 | 0 | 0 | 0 | 0
CC | 0 | 0 | 0 | 0 | 0 | 0
CSP | 0 | 0 | 0 | 0 | 0 | 0
CT | 0 | 0 | 0 | 0 | 0 | 0
Coal | 0 | 0 | 0 | 0 | 0 | 0
Geo | 0 | 0 | 0 | 0 | 0 | 0
H | 0 | 0 | 0 | 0 | 0 | 0
LFG | 0 | 0 | 0 | 0 | 0 | 0
Nuc | 0 | 0 | 0 | 0 | 0 | 0
PS | 0 | 0 | 0 | 0 | 0 | 0
PV | 0 | 0 | 0 | 0 | 0 | 0
PeakG | 0 | 0 | 0 | 0 | 0 | 0
PeakO | 0 | 0 | 0 | 0 | 0 | 0
ST | 0 | 0 | 0 | 0 | 0 | 0
STOG | 0 | 0 | 0 | 0 | 0 | 0
STWD | 0 | 0 | 0 | 0 | 0 | 0
WT | 0 | 0 | 0 | 0 | 0 | 0
IGCC | 0 | 0 | 0 | 0 | 0 | 0
DemandResponse | 0 | 0 | 0 | 0 | 0 | 0
IGCC-CCS | 0 | 0 | 0 | 0 | 0 | 0
WT_off | 0 | 0 | 0 | 0 | 0 | 0
PseudoUnit | 0 | 0 | 0 | 0 | 0 | 0
FixedInterchange | 0 | 0 | 0 | 0 | 0 | 0
Emission Cost by Reporting Type: MISO_W
ReportingType | 2015 | 2020 | 2025 | 2030 | 2035 | 2040
BM | 0 | 0 | 0 | 0 | 0 | 0
CC | 0 | 0 | 0 | 0 | 0 | 0
CSP | 0 | 0 | 0 | 0 | 0 | 0
CT | 0 | 0 | 0 | 0 | 0 | 0
Coal | 0 | 0 | 0 | 0 | 0 | 0
Geo | 0 | 0 | 0 | 0 | 0 | 0
H | 0 | 0 | 0 | 0 | 0 | 0
LFG | 0 | 0 | 0 | 0 | 0 | 0
Nuc | 0 | 0 | 0 | 0 | 0 | 0
PS | 0 | 0 | 0 | 0 | 0 | 0
PV | 0 | 0 | 0 | 0 | 0 | 0
PeakG | 0 | 0 | 0 | 0 | 0 | 0
PeakO | 0 | 0 | 0 | 0 | 0 | 0
ST | 0 | 0 | 0 | 0 | 0 | 0
STOG | 0 | 0 | 0 | 0 | 0 | 0
STWD | 0 | 0 | 0 | 0 | 0 | 0
WT | 0 | 0 | 0 | 0 | 0 | 0
IGCC | 0 | 0 | 0 | 0 | 0 | 0
DemandResponse | 0 | 0 | 0 | 0 | 0 | 0
IGCC-CCS | 0 | 0 | 0 | 0 | 0 | 0
WT_off | 0 | 0 | 0 | 0 | 0 | 0
PseudoUnit | 0 | 0 | 0 | 0 | 0 | 0
FixedInterchange | 0 | 0 | 0 | 0 | 0 | 0
Emission Cost by Reporting Type: MISO_WUMS
ReportingType | 2015 | 2020 | 2025 | 2030 | 2035 | 2040
BM | 0 | 0 | 0 | 0 | 0 | 0
CC | 0 | 0 | 0 | 0 | 0 | 0
CSP | 0 | 0 | 0 | 0 | 0 | 0
CT | 0 | 0 | 0 | 0 | 0 | 0
Coal | 0 | 0 | 0 | 0 | 0 | 0
Geo | 0 | 0 | 0 | 0 | 0 | 0
H | 0 | 0 | 0 | 0 | 0 | 0
LFG | 0 | 0 | 0 | 0 | 0 | 0
Nuc | 0 | 0 | 0 | 0 | 0 | 0
PS | 0 | 0 | 0 | 0 | 0 | 0
PV | 0 | 0 | 0 | 0 | 0 | 0
PeakG | 0 | 0 | 0 | 0 | 0 | 0
PeakO | 0 | 0 | 0 | 0 | 0 | 0
ST | 0 | 0 | 0 | 0 | 0 | 0
STOG | 0 | 0 | 0 | 0 | 0 | 0
STWD | 0 | 0 | 0 | 0 | 0 | 0
WT | 0 | 0 | 0 | 0 | 0 | 0
IGCC | 0 | 0 | 0 | 0 | 0 | 0
DemandResponse | 0 | 0 | 0 | 0 | 0 | 0
IGCC-CCS | 0 | 0 | 0 | 0 | 0 | 0
WT_off | 0 | 0 | 0 | 0 | 0 | 0
PseudoUnit | 0 | 0 | 0 | 0 | 0 | 0
FixedInterchange | 0 | 0 | 0 | 0 | 0 | 0
Emission Cost by Reporting Type: Nebraska
ReportingType | 2015 | 2020 | 2025 | 2030 | 2035 | 2040
BM | 0 | 0 | 0 | 0 | 0 | 0
CC | 0 | 0 | 0 | 0 | 0 | 0
CSP | 0 | 0 | 0 | 0 | 0 | 0
CT | 0 | 0 | 0 | 0 | 0 | 0
Coal | 0 | 0 | 0 | 0 | 0 | 0
Geo | 0 | 0 | 0 | 0 | 0 | 0
H | 0 | 0 | 0 | 0 | 0 | 0
LFG | 0 | 0 | 0 | 0 | 0 | 0
Nuc | 0 | 0 | 0 | 0 | 0 | 0
PS | 0 | 0 | 0 | 0 | 0 | 0
PV | 0 | 0 | 0 | 0 | 0 | 0
PeakG | 0 | 0 | 0 | 0 | 0 | 0
PeakO | 0 | 0 | 0 | 0 | 0 | 0
ST | 0 | 0 | 0 | 0 | 0 | 0
STOG | 0 | 0 | 0 | 0 | 0 | 0
STWD | 0 | 0 | 0 | 0 | 0 | 0
WT | 0 | 0 | 0 | 0 | 0 | 0
IGCC | 0 | 0 | 0 | 0 | 0 | 0
DemandResponse | 0 | 0 | 0 | 0 | 0 | 0
IGCC-CCS | 0 | 0 | 0 | 0 | 0 | 0
WT_off | 0 | 0 | 0 | 0 | 0 | 0
PseudoUnit | 0 | 0 | 0 | 0 | 0 | 0
FixedInterchange | 0 | 0 | 0 | 0 | 0 | 0
Emission Cost by Reporting Type: NEISO
ReportingType | 2015 | 2020 | 2025 | 2030 | 2035 | 2040
BM | 0 | 0 | 0 | 0 | 0 | 0
CC | 0 | 0 | 0 | 0 | 0 | 0
CSP | 0 | 0 | 0 | 0 | 0 | 0
CT | 0 | 0 | 0 | 0 | 0 | 0
Coal | 0 | 0 | 0 | 0 | 0 | 0
Geo | 0 | 0 | 0 | 0 | 0 | 0
H | 0 | 0 | 0 | 0 | 0 | 0
LFG | 0 | 0 | 0 | 0 | 0 | 0
Nuc | 0 | 0 | 0 | 0 | 0 | 0
PS | 0 | 0 | 0 | 0 | 0 | 0
PV | 0 | 0 | 0 | 0 | 0 | 0
PeakG | 0 | 0 | 0 | 0 | 0 | 0
PeakO | 0 | 0 | 0 | 0 | 0 | 0
ST | 0 | 0 | 0 | 0 | 0 | 0
STOG | 0 | 0 | 0 | 0 | 0 | 0
STWD | 0 | 0 | 0 | 0 | 0 | 0
WT | 0 | 0 | 0 | 0 | 0 | 0
IGCC | 0 | 0 | 0 | 0 | 0 | 0
DemandResponse | 0 | 0 | 0 | 0 | 0 | 0
IGCC-CCS | 0 | 0 | 0 | 0 | 0 | 0
WT_off | 0 | 0 | 0 | 0 | 0 | 0
PseudoUnit | 0 | 0 | 0 | 0 | 0 | 0
FixedInterchange | 0 | 0 | 0 | 0 | 0 | 0
Emission Cost by Reporting Type: NonRTO_Midwest
ReportingType | 2015 | 2020 | 2025 | 2030 | 2035 | 2040
BM | 0 | 0 | 0 | 0 | 0 | 0
CC | 0 | 0 | 0 | 0 | 0 | 0
CSP | 0 | 0 | 0 | 0 | 0 | 0
CT | 0 | 0 | 0 | 0 | 0 | 0
Coal | 0 | 0 | 0 | 0 | 0 | 0
Geo | 0 | 0 | 0 | 0 | 0 | 0
H | 0 | 0 | 0 | 0 | 0 | 0
LFG | 0 | 0 | 0 | 0 | 0 | 0
Nuc | 0 | 0 | 0 | 0 | 0 | 0
PS | 0 | 0 | 0 | 0 | 0 | 0
PV | 0 | 0 | 0 | 0 | 0 | 0
PeakG | 0 | 0 | 0 | 0 | 0 | 0
PeakO | 0 | 0 | 0 | 0 | 0 | 0
ST | 0 | 0 | 0 | 0 | 0 | 0
STOG | 0 | 0 | 0 | 0 | 0 | 0
STWD | 0 | 0 | 0 | 0 | 0 | 0
WT | 0 | 0 | 0 | 0 | 0 | 0
IGCC | 0 | 0 | 0 | 0 | 0 | 0
DemandResponse | 0 | 0 | 0 | 0 | 0 | 0
IGCC-CCS | 0 | 0 | 0 | 0 | 0 | 0
WT_off | 0 | 0 | 0 | 0 | 0 | 0
PseudoUnit | 0 | 0 | 0 | 0 | 0 | 0
FixedInterchange | 0 | 0 | 0 | 0 | 0 | 0
Emission Cost by Reporting Type: NYISO_A-F
ReportingType | 2015 | 2020 | 2025 | 2030 | 2035 | 2040
BM | 0 | 0 | 0 | 0 | 0 | 0
CC | 0 | 0 | 0 | 0 | 0 | 0
CSP | 0 | 0 | 0 | 0 | 0 | 0
CT | 0 | 0 | 0 | 0 | 0 | 0
Coal | 0 | 0 | 0 | 0 | 0 | 0
Geo | 0 | 0 | 0 | 0 | 0 | 0
H | 0 | 0 | 0 | 0 | 0 | 0
LFG | 0 | 0 | 0 | 0 | 0 | 0
Nuc | 0 | 0 | 0 | 0 | 0 | 0
PS | 0 | 0 | 0 | 0 | 0 | 0
PV | 0 | 0 | 0 | 0 | 0 | 0
PeakG | 0 | 0 | 0 | 0 | 0 | 0
PeakO | 0 | 0 | 0 | 0 | 0 | 0
ST | 0 | 0 | 0 | 0 | 0 | 0
STOG | 0 | 0 | 0 | 0 | 0 | 0
STWD | 0 | 0 | 0 | 0 | 0 | 0
WT | 0 | 0 | 0 | 0 | 0 | 0
IGCC | 0 | 0 | 0 | 0 | 0 | 0
DemandResponse | 0 | 0 | 0 | 0 | 0 | 0
IGCC-CCS | 0 | 0 | 0 | 0 | 0 | 0
WT_off | 0 | 0 | 0 | 0 | 0 | 0
PseudoUnit | 0 | 0 | 0 | 0 | 0 | 0
FixedInterchange | 0 | 0 | 0 | 0 | 0 | 0
Emission Cost by Reporting Type: NYISO_G-I
ReportingType | 2015 | 2020 | 2025 | 2030 | 2035 | 2040
BM | 0 | 0 | 0 | 0 | 0 | 0
CC | 0 | 0 | 0 | 0 | 0 | 0
CSP | 0 | 0 | 0 | 0 | 0 | 0
CT | 0 | 0 | 0 | 0 | 0 | 0
Coal | 0 | 0 | 0 | 0 | 0 | 0
Geo | 0 | 0 | 0 | 0 | 0 | 0
H | 0 | 0 | 0 | 0 | 0 | 0
LFG | 0 | 0 | 0 | 0 | 0 | 0
Nuc | 0 | 0 | 0 | 0 | 0 | 0
PS | 0 | 0 | 0 | 0 | 0 | 0
PV | 0 | 0 | 0 | 0 | 0 | 0
PeakG | 0 | 0 | 0 | 0 | 0 | 0
PeakO | 0 | 0 | 0 | 0 | 0 | 0
ST | 0 | 0 | 0 | 0 | 0 | 0
STOG | 0 | 0 | 0 | 0 | 0 | 0
STWD | 0 | 0 | 0 | 0 | 0 | 0
WT | 0 | 0 | 0 | 0 | 0 | 0
IGCC | 0 | 0 | 0 | 0 | 0 | 0
DemandResponse | 0 | 0 | 0 | 0 | 0 | 0
IGCC-CCS | 0 | 0 | 0 | 0 | 0 | 0
WT_off | 0 | 0 | 0 | 0 | 0 | 0
PseudoUnit | 0 | 0 | 0 | 0 | 0 | 0
FixedInterchange | 0 | 0 | 0 | 0 | 0 | 0
Emission Cost by Reporting Type: NYISO_J-K
ReportingType | 2015 | 2020 | 2025 | 2030 | 2035 | 2040
BM | 0 | 0 | 0 | 0 | 0 | 0
CC | 0 | 0 | 0 | 0 | 0 | 0
CSP | 0 | 0 | 0 | 0 | 0 | 0
CT | 0 | 0 | 0 | 0 | 0 | 0
Coal | 0 | 0 | 0 | 0 | 0 | 0
Geo | 0 | 0 | 0 | 0 | 0 | 0
H | 0 | 0 | 0 | 0 | 0 | 0
LFG | 0 | 0 | 0 | 0 | 0 | 0
Nuc | 0 | 0 | 0 | 0 | 0 | 0
PS | 0 | 0 | 0 | 0 | 0 | 0
PV | 0 | 0 | 0 | 0 | 0 | 0
PeakG | 0 | 0 | 0 | 0 | 0 | 0
PeakO | 0 | 0 | 0 | 0 | 0 | 0
ST | 0 | 0 | 0 | 0 | 0 | 0
STOG | 0 | 0 | 0 | 0 | 0 | 0
STWD | 0 | 0 | 0 | 0 | 0 | 0
WT | 0 | 0 | 0 | 0 | 0 | 0
IGCC | 0 | 0 | 0 | 0 | 0 | 0
DemandResponse | 0 | 0 | 0 | 0 | 0 | 0
IGCC-CCS | 0 | 0 | 0 | 0 | 0 | 0
WT_off | 0 | 0 | 0 | 0 | 0 | 0
PseudoUnit | 0 | 0 | 0 | 0 | 0 | 0
FixedInterchange | 0 | 0 | 0 | 0 | 0 | 0
Emission Cost by Reporting Type: PJM_E
ReportingType | 2015 | 2020 | 2025 | 2030 | 2035 | 2040
BM | 0 | 0 | 0 | 0 | 0 | 0
CC | 0 | 0 | 0 | 0 | 0 | 0
CSP | 0 | 0 | 0 | 0 | 0 | 0
CT | 0 | 0 | 0 | 0 | 0 | 0
Coal | 0 | 0 | 0 | 0 | 0 | 0
Geo | 0 | 0 | 0 | 0 | 0 | 0
H | 0 | 0 | 0 | 0 | 0 | 0
LFG | 0 | 0 | 0 | 0 | 0 | 0
Nuc | 0 | 0 | 0 | 0 | 0 | 0
PS | 0 | 0 | 0 | 0 | 0 | 0
PV | 0 | 0 | 0 | 0 | 0 | 0
PeakG | 0 | 0 | 0 | 0 | 0 | 0
PeakO | 0 | 0 | 0 | 0 | 0 | 0
ST | 0 | 0 | 0 | 0 | 0 | 0
STOG | 0 | 0 | 0 | 0 | 0 | 0
STWD | 0 | 0 | 0 | 0 | 0 | 0
WT | 0 | 0 | 0 | 0 | 0 | 0
IGCC | 0 | 0 | 0 | 0 | 0 | 0
DemandResponse | 0 | 0 | 0 | 0 | 0 | 0
IGCC-CCS | 0 | 0 | 0 | 0 | 0 | 0
WT_off | 0 | 0 | 0 | 0 | 0 | 0
PseudoUnit | 0 | 0 | 0 | 0 | 0 | 0
FixedInterchange | 0 | 0 | 0 | 0 | 0 | 0
Emission Cost by Reporting Type: PJM_ROM
ReportingType | 2015 | 2020 | 2025 | 2030 | 2035 | 2040
BM | 0 | 0 | 0 | 0 | 0 | 0
CC | 0 | 0 | 0 | 0 | 0 | 0
CSP | 0 | 0 | 0 | 0 | 0 | 0
CT | 0 | 0 | 0 | 0 | 0 | 0
Coal | 0 | 0 | 0 | 0 | 0 | 0
Geo | 0 | 0 | 0 | 0 | 0 | 0
H | 0 | 0 | 0 | 0 | 0 | 0
LFG | 0 | 0 | 0 | 0 | 0 | 0
Nuc | 0 | 0 | 0 | 0 | 0 | 0
PS | 0 | 0 | 0 | 0 | 0 | 0
PV | 0 | 0 | 0 | 0 | 0 | 0
PeakG | 0 | 0 | 0 | 0 | 0 | 0
PeakO | 0 | 0 | 0 | 0 | 0 | 0
ST | 0 | 0 | 0 | 0 | 0 | 0
STOG | 0 | 0 | 0 | 0 | 0 | 0
STWD | 0 | 0 | 0 | 0 | 0 | 0
WT | 0 | 0 | 0 | 0 | 0 | 0
IGCC | 0 | 0 | 0 | 0 | 0 | 0
DemandResponse | 0 | 0 | 0 | 0 | 0 | 0
IGCC-CCS | 0 | 0 | 0 | 0 | 0 | 0
WT_off | 0 | 0 | 0 | 0 | 0 | 0
PseudoUnit | 0 | 0 | 0 | 0 | 0 | 0
FixedInterchange | 0 | 0 | 0 | 0 | 0 | 0
Emission Cost by Reporting Type: PJM_ROR
ReportingType | 2015 | 2020 | 2025 | 2030 | 2035 | 2040
BM | 0 | 0 | 0 | 0 | 0 | 0
CC | 0 | 0 | 0 | 0 | 0 | 0
CSP | 0 | 0 | 0 | 0 | 0 | 0
CT | 0 | 0 | 0 | 0 | 0 | 0
Coal | 0 | 0 | 0 | 0 | 0 | 0
Geo | 0 | 0 | 0 | 0 | 0 | 0
H | 0 | 0 | 0 | 0 | 0 | 0
LFG | 0 | 0 | 0 | 0 | 0 | 0
Nuc | 0 | 0 | 0 | 0 | 0 | 0
PS | 0 | 0 | 0 | 0 | 0 | 0
PV | 0 | 0 | 0 | 0 | 0 | 0
PeakG | 0 | 0 | 0 | 0 | 0 | 0
PeakO | 0 | 0 | 0 | 0 | 0 | 0
ST | 0 | 0 | 0 | 0 | 0 | 0
STOG | 0 | 0 | 0 | 0 | 0 | 0
STWD | 0 | 0 | 0 | 0 | 0 | 0
WT | 0 | 0 | 0 | 0 | 0 | 0
IGCC | 0 | 0 | 0 | 0 | 0 | 0
DemandResponse | 0 | 0 | 0 | 0 | 0 | 0
IGCC-CCS | 0 | 0 | 0 | 0 | 0 | 0
WT_off | 0 | 0 | 0 | 0 | 0 | 0
PseudoUnit | 0 | 0 | 0 | 0 | 0 | 0
FixedInterchange | 0 | 0 | 0 | 0 | 0 | 0
Emission Cost by Reporting Type: SOCO
ReportingType | 2015 | 2020 | 2025 | 2030 | 2035 | 2040
BM | 0 | 0 | 0 | 0 | 0 | 0
CC | 0 | 0 | 0 | 0 | 0 | 0
CSP | 0 | 0 | 0 | 0 | 0 | 0
CT | 0 | 0 | 0 | 0 | 0 | 0
Coal | 0 | 0 | 0 | 0 | 0 | 0
Geo | 0 | 0 | 0 | 0 | 0 | 0
H | 0 | 0 | 0 | 0 | 0 | 0
LFG | 0 | 0 | 0 | 0 | 0 | 0
Nuc | 0 | 0 | 0 | 0 | 0 | 0
PS | 0 | 0 | 0 | 0 | 0 | 0
PV | 0 | 0 | 0 | 0 | 0 | 0
PeakG | 0 | 0 | 0 | 0 | 0 | 0
PeakO | 0 | 0 | 0 | 0 | 0 | 0
ST | 0 | 0 | 0 | 0 | 0 | 0
STOG | 0 | 0 | 0 | 0 | 0 | 0
STWD | 0 | 0 | 0 | 0 | 0 | 0
WT | 0 | 0 | 0 | 0 | 0 | 0
IGCC | 0 | 0 | 0 | 0 | 0 | 0
DemandResponse | 0 | 0 | 0 | 0 | 0 | 0
IGCC-CCS | 0 | 0 | 0 | 0 | 0 | 0
WT_off | 0 | 0 | 0 | 0 | 0 | 0
PseudoUnit | 0 | 0 | 0 | 0 | 0 | 0
FixedInterchange | 0 | 0 | 0 | 0 | 0 | 0
Emission Cost by Reporting Type: SPP_N
ReportingType | 2015 | 2020 | 2025 | 2030 | 2035 | 2040
BM | 0 | 0 | 0 | 0 | 0 | 0
CC | 0 | 0 | 0 | 0 | 0 | 0
CSP | 0 | 0 | 0 | 0 | 0 | 0
CT | 0 | 0 | 0 | 0 | 0 | 0
Coal | 0 | 0 | 0 | 0 | 0 | 0
Geo | 0 | 0 | 0 | 0 | 0 | 0
H | 0 | 0 | 0 | 0 | 0 | 0
LFG | 0 | 0 | 0 | 0 | 0 | 0
Nuc | 0 | 0 | 0 | 0 | 0 | 0
PS | 0 | 0 | 0 | 0 | 0 | 0
PV | 0 | 0 | 0 | 0 | 0 | 0
PeakG | 0 | 0 | 0 | 0 | 0 | 0
PeakO | 0 | 0 | 0 | 0 | 0 | 0
ST | 0 | 0 | 0 | 0 | 0 | 0
STOG | 0 | 0 | 0 | 0 | 0 | 0
STWD | 0 | 0 | 0 | 0 | 0 | 0
WT | 0 | 0 | 0 | 0 | 0 | 0
IGCC | 0 | 0 | 0 | 0 | 0 | 0
DemandResponse | 0 | 0 | 0 | 0 | 0 | 0
IGCC-CCS | 0 | 0 | 0 | 0 | 0 | 0
WT_off | 0 | 0 | 0 | 0 | 0 | 0
PseudoUnit | 0 | 0 | 0 | 0 | 0 | 0
FixedInterchange | 0 | 0 | 0 | 0 | 0 | 0
Emission Cost by Reporting Type: SPP_S
ReportingType | 2015 | 2020 | 2025 | 2030 | 2035 | 2040
BM | 0 | 0 | 0 | 0 | 0 | 0
CC | 0 | 0 | 0 | 0 | 0 | 0
CSP | 0 | 0 | 0 | 0 | 0 | 0
CT | 0 | 0 | 0 | 0 | 0 | 0
Coal | 0 | 0 | 0 | 0 | 0 | 0
Geo | 0 | 0 | 0 | 0 | 0 | 0
H | 0 | 0 | 0 | 0 | 0 | 0
LFG | 0 | 0 | 0 | 0 | 0 | 0
Nuc | 0 | 0 | 0 | 0 | 0 | 0
PS | 0 | 0 | 0 | 0 | 0 | 0
PV | 0 | 0 | 0 | 0 | 0 | 0
PeakG | 0 | 0 | 0 | 0 | 0 | 0
PeakO | 0 | 0 | 0 | 0 | 0 | 0
ST | 0 | 0 | 0 | 0 | 0 | 0
STOG | 0 | 0 | 0 | 0 | 0 | 0
STWD | 0 | 0 | 0 | 0 | 0 | 0
WT | 0 | 0 | 0 | 0 | 0 | 0
IGCC | 0 | 0 | 0 | 0 | 0 | 0
DemandResponse | 0 | 0 | 0 | 0 | 0 | 0
IGCC-CCS | 0 | 0 | 0 | 0 | 0 | 0
WT_off | 0 | 0 | 0 | 0 | 0 | 0
PseudoUnit | 0 | 0 | 0 | 0 | 0 | 0
FixedInterchange | 0 | 0 | 0 | 0 | 0 | 0
Emission Cost by Reporting Type: TVA
ReportingType | 2015 | 2020 | 2025 | 2030 | 2035 | 2040
BM | 0 | 0 | 0 | 0 | 0 | 0
CC | 0 | 0 | 0 | 0 | 0 | 0
CSP | 0 | 0 | 0 | 0 | 0 | 0
CT | 0 | 0 | 0 | 0 | 0 | 0
Coal | 0 | 0 | 0 | 0 | 0 | 0
Geo | 0 | 0 | 0 | 0 | 0 | 0
H | 0 | 0 | 0 | 0 | 0 | 0
LFG | 0 | 0 | 0 | 0 | 0 | 0
Nuc | 0 | 0 | 0 | 0 | 0 | 0
PS | 0 | 0 | 0 | 0 | 0 | 0
PV | 0 | 0 | 0 | 0 | 0 | 0
PeakG | 0 | 0 | 0 | 0 | 0 | 0
PeakO | 0 | 0 | 0 | 0 | 0 | 0
ST | 0 | 0 | 0 | 0 | 0 | 0
STOG | 0 | 0 | 0 | 0 | 0 | 0
STWD | 0 | 0 | 0 | 0 | 0 | 0
WT | 0 | 0 | 0 | 0 | 0 | 0
IGCC | 0 | 0 | 0 | 0 | 0 | 0
DemandResponse | 0 | 0 | 0 | 0 | 0 | 0
IGCC-CCS | 0 | 0 | 0 | 0 | 0 | 0
WT_off | 0 | 0 | 0 | 0 | 0 | 0
PseudoUnit | 0 | 0 | 0 | 0 | 0 | 0
FixedInterchange | 0 | 0 | 0 | 0 | 0 | 0
Emission Cost by Reporting Type: TVA_Transmission
ReportingType | 2015 | 2020 | 2025 | 2030 | 2035 | 2040
BM | 0 | 0 | 0 | 0 | 0 | 0
CC | 0 | 0 | 0 | 0 | 0 | 0
CSP | 0 | 0 | 0 | 0 | 0 | 0
CT | 0 | 0 | 0 | 0 | 0 | 0
Coal | 0 | 0 | 0 | 0 | 0 | 0
Geo | 0 | 0 | 0 | 0 | 0 | 0
H | 0 | 0 | 0 | 0 | 0 | 0
LFG | 0 | 0 | 0 | 0 | 0 | 0
Nuc | 0 | 0 | 0 | 0 | 0 | 0
PS | 0 | 0 | 0 | 0 | 0 | 0
PV | 0 | 0 | 0 | 0 | 0 | 0
PeakG | 0 | 0 | 0 | 0 | 0 | 0
PeakO | 0 | 0 | 0 | 0 | 0 | 0
ST | 0 | 0 | 0 | 0 | 0 | 0
STOG | 0 | 0 | 0 | 0 | 0 | 0
STWD | 0 | 0 | 0 | 0 | 0 | 0
WT | 0 | 0 | 0 | 0 | 0 | 0
IGCC | 0 | 0 | 0 | 0 | 0 | 0
DemandResponse | 0 | 0 | 0 | 0 | 0 | 0
IGCC-CCS | 0 | 0 | 0 | 0 | 0 | 0
WT_off | 0 | 0 | 0 | 0 | 0 | 0
PseudoUnit | 0 | 0 | 0 | 0 | 0 | 0
FixedInterchange | 0 | 0 | 0 | 0 | 0 | 0
Emission Cost by Reporting Type: VACAR
ReportingType | 2015 | 2020 | 2025 | 2030 | 2035 | 2040
BM | 0 | 0 | 0 | 0 | 0 | 0
CC | 0 | 0 | 0 | 0 | 0 | 0
CSP | 0 | 0 | 0 | 0 | 0 | 0
CT | 0 | 0 | 0 | 0 | 0 | 0
Coal | 0 | 0 | 0 | 0 | 0 | 0
Geo | 0 | 0 | 0 | 0 | 0 | 0
H | 0 | 0 | 0 | 0 | 0 | 0
LFG | 0 | 0 | 0 | 0 | 0 | 0
Nuc | 0 | 0 | 0 | 0 | 0 | 0
PS | 0 | 0 | 0 | 0 | 0 | 0
PV | 0 | 0 | 0 | 0 | 0 | 0
PeakG | 0 | 0 | 0 | 0 | 0 | 0
PeakO | 0 | 0 | 0 | 0 | 0 | 0
ST | 0 | 0 | 0 | 0 | 0 | 0
STOG | 0 | 0 | 0 | 0 | 0 | 0
STWD | 0 | 0 | 0 | 0 | 0 | 0
WT | 0 | 0 | 0 | 0 | 0 | 0
IGCC | 0 | 0 | 0 | 0 | 0 | 0
DemandResponse | 0 | 0 | 0 | 0 | 0 | 0
IGCC-CCS | 0 | 0 | 0 | 0 | 0 | 0
WT_off | 0 | 0 | 0 | 0 | 0 | 0
PseudoUnit | 0 | 0 | 0 | 0 | 0 | 0
FixedInterchange | 0 | 0 | 0 | 0 | 0 | 0
Emission Cost by Reporting Type: IESO
ReportingType | 2015 | 2020 | 2025 | 2030 | 2035 | 2040
BM | 0 | 0 | 0 | 0 | 0 | 0
CC | 0 | 0 | 0 | 0 | 0 | 0
CSP | 0 | 0 | 0 | 0 | 0 | 0
CT | 0 | 0 | 0 | 0 | 0 | 0
Coal | 0 | 0 | 0 | 0 | 0 | 0
Geo | 0 | 0 | 0 | 0 | 0 | 0
H | 0 | 0 | 0 | 0 | 0 | 0
LFG | 0 | 0 | 0 | 0 | 0 | 0
Nuc | 0 | 0 | 0 | 0 | 0 | 0
PS | 0 | 0 | 0 | 0 | 0 | 0
PV | 0 | 0 | 0 | 0 | 0 | 0
PeakG | 0 | 0 | 0 | 0 | 0 | 0
PeakO | 0 | 0 | 0 | 0 | 0 | 0
ST | 0 | 0 | 0 | 0 | 0 | 0
STOG | 0 | 0 | 0 | 0 | 0 | 0
STWD | 0 | 0 | 0 | 0 | 0 | 0
WT | 0 | 0 | 0 | 0 | 0 | 0
IGCC | 0 | 0 | 0 | 0 | 0 | 0
DemandResponse | 0 | 0 | 0 | 0 | 0 | 0
IGCC-CCS | 0 | 0 | 0 | 0 | 0 | 0
WT_off | 0 | 0 | 0 | 0 | 0 | 0
PseudoUnit | 0 | 0 | 0 | 0 | 0 | 0
FixedInterchange | 0 | 0 | 0 | 0 | 0 | 0
Emission Cost by Reporting Type: MAPP_CA
ReportingType | 2015 | 2020 | 2025 | 2030 | 2035 | 2040
BM | 0 | 0 | 0 | 0 | 0 | 0
CC | 0 | 0 | 0 | 0 | 0 | 0
CSP | 0 | 0 | 0 | 0 | 0 | 0
CT | 0 | 0 | 0 | 0 | 0 | 0
Coal | 0 | 0 | 0 | 0 | 0 | 0
Geo | 0 | 0 | 0 | 0 | 0 | 0
H | 0 | 0 | 0 | 0 | 0 | 0
LFG | 0 | 0 | 0 | 0 | 0 | 0
Nuc | 0 | 0 | 0 | 0 | 0 | 0
PS | 0 | 0 | 0 | 0 | 0 | 0
PV | 0 | 0 | 0 | 0 | 0 | 0
PeakG | 0 | 0 | 0 | 0 | 0 | 0
PeakO | 0 | 0 | 0 | 0 | 0 | 0
ST | 0 | 0 | 0 | 0 | 0 | 0
STOG | 0 | 0 | 0 | 0 | 0 | 0
STWD | 0 | 0 | 0 | 0 | 0 | 0
WT | 0 | 0 | 0 | 0 | 0 | 0
IGCC | 0 | 0 | 0 | 0 | 0 | 0
DemandResponse | 0 | 0 | 0 | 0 | 0 | 0
IGCC-CCS | 0 | 0 | 0 | 0 | 0 | 0
WT_off | 0 | 0 | 0 | 0 | 0 | 0
PseudoUnit | 0 | 0 | 0 | 0 | 0 | 0
FixedInterchange | 0 | 0 | 0 | 0 | 0 | 0
Emission Cost by Reporting Type: AZ_NM_SNV_Coal
ReportingType | 2015 | 2020 | 2025 | 2030 | 2035 | 2040
BM | 0 | 0 | 0 | 0 | 0 | 0
CC | 0 | 0 | 0 | 0 | 0 | 0
CSP | 0 | 0 | 0 | 0 | 0 | 0
CT | 0 | 0 | 0 | 0 | 0 | 0
Coal | 0 | 0 | 0 | 0 | 0 | 0
Geo | 0 | 0 | 0 | 0 | 0 | 0
H | 0 | 0 | 0 | 0 | 0 | 0
LFG | 0 | 0 | 0 | 0 | 0 | 0
Nuc | 0 | 0 | 0 | 0 | 0 | 0
PS | 0 | 0 | 0 | 0 | 0 | 0
PV | 0 | 0 | 0 | 0 | 0 | 0
PeakG | 0 | 0 | 0 | 0 | 0 | 0
PeakO | 0 | 0 | 0 | 0 | 0 | 0
ST | 0 | 0 | 0 | 0 | 0 | 0
STOG | 0 | 0 | 0 | 0 | 0 | 0
STWD | 0 | 0 | 0 | 0 | 0 | 0
WT | 0 | 0 | 0 | 0 | 0 | 0
IGCC | 0 | 0 | 0 | 0 | 0 | 0
DemandResponse | 0 | 0 | 0 | 0 | 0 | 0
IGCC-CCS | 0 | 0 | 0 | 0 | 0 | 0
WT_off | 0 | 0 | 0 | 0 | 0 | 0
PseudoUnit | 0 | 0 | 0 | 0 | 0 | 0
FixedInterchange | 0 | 0 | 0 | 0 | 0 | 0
Emission Cost by Reporting Type: AZ_NM_SNV_Gas
ReportingType | 2015 | 2020 | 2025 | 2030 | 2035 | 2040
BM | 0 | 0 | 0 | 0 | 0 | 0
CC | 0 | 0 | 0 | 0 | 0 | 0
CSP | 0 | 0 | 0 | 0 | 0 | 0
CT | 0 | 0 | 0 | 0 | 0 | 0
Coal | 0 | 0 | 0 | 0 | 0 | 0
Geo | 0 | 0 | 0 | 0 | 0 | 0
H | 0 | 0 | 0 | 0 | 0 | 0
LFG | 0 | 0 | 0 | 0 | 0 | 0
Nuc | 0 | 0 | 0 | 0 | 0 | 0
PS | 0 | 0 | 0 | 0 | 0 | 0
PV | 0 | 0 | 0 | 0 | 0 | 0
PeakG | 0 | 0 | 0 | 0 | 0 | 0
PeakO | 0 | 0 | 0 | 0 | 0 | 0
ST | 0 | 0 | 0 | 0 | 0 | 0
STOG | 0 | 0 | 0 | 0 | 0 | 0
STWD | 0 | 0 | 0 | 0 | 0 | 0
WT | 0 | 0 | 0 | 0 | 0 | 0
IGCC | 0 | 0 | 0 | 0 | 0 | 0
DemandResponse | 0 | 0 | 0 | 0 | 0 | 0
IGCC-CCS | 0 | 0 | 0 | 0 | 0 | 0
WT_off | 0 | 0 | 0 | 0 | 0 | 0
PseudoUnit | 0 | 0 | 0 | 0 | 0 | 0
FixedInterchange | 0 | 0 | 0 | 0 | 0 | 0
Emission Cost by Reporting Type: AZ_NM_SNV_NucRenew
ReportingType | 2015 | 2020 | 2025 | 2030 | 2035 | 2040
BM | 0 | 0 | 0 | 0 | 0 | 0
CC | 0 | 0 | 0 | 0 | 0 | 0
CSP | 0 | 0 | 0 | 0 | 0 | 0
CT | 0 | 0 | 0 | 0 | 0 | 0
Coal | 0 | 0 | 0 | 0 | 0 | 0
Geo | 0 | 0 | 0 | 0 | 0 | 0
H | 0 | 0 | 0 | 0 | 0 | 0
LFG | 0 | 0 | 0 | 0 | 0 | 0
Nuc | 0 | 0 | 0 | 0 | 0 | 0
PS | 0 | 0 | 0 | 0 | 0 | 0
PV | 0 | 0 | 0 | 0 | 0 | 0
PeakG | 0 | 0 | 0 | 0 | 0 | 0
PeakO | 0 | 0 | 0 | 0 | 0 | 0
ST | 0 | 0 | 0 | 0 | 0 | 0
STOG | 0 | 0 | 0 | 0 | 0 | 0
STWD | 0 | 0 | 0 | 0 | 0 | 0
WT | 0 | 0 | 0 | 0 | 0 | 0
IGCC | 0 | 0 | 0 | 0 | 0 | 0
DemandResponse | 0 | 0 | 0 | 0 | 0 | 0
IGCC-CCS | 0 | 0 | 0 | 0 | 0 | 0
WT_off | 0 | 0 | 0 | 0 | 0 | 0
PseudoUnit | 0 | 0 | 0 | 0 | 0 | 0
FixedInterchange | 0 | 0 | 0 | 0 | 0 | 0
Emission Cost by Reporting Type: ERCOT
ReportingType | 2015 | 2020 | 2025 | 2030 | 2035 | 2040
BM | 0 | 0 | 0 | 0 | 0 | 0
CC | 0 | 0 | 0 | 0 | 0 | 0
CSP | 0 | 0 | 0 | 0 | 0 | 0
CT | 0 | 0 | 0 | 0 | 0 | 0
Coal | 0 | 0 | 0 | 0 | 0 | 0
Geo | 0 | 0 | 0 | 0 | 0 | 0
H | 0 | 0 | 0 | 0 | 0 | 0
LFG | 0 | 0 | 0 | 0 | 0 | 0
Nuc | 0 | 0 | 0 | 0 | 0 | 0
PS | 0 | 0 | 0 | 0 | 0 | 0
PV | 0 | 0 | 0 | 0 | 0 | 0
PeakG | 0 | 0 | 0 | 0 | 0 | 0
PeakO | 0 | 0 | 0 | 0 | 0 | 0
ST | 0 | 0 | 0 | 0 | 0 | 0
STOG | 0 | 0 | 0 | 0 | 0 | 0
STWD | 0 | 0 | 0 | 0 | 0 | 0
WT | 0 | 0 | 0 | 0 | 0 | 0
IGCC | 0 | 0 | 0 | 0 | 0 | 0
DemandResponse | 0 | 0 | 0 | 0 | 0 | 0
IGCC-CCS | 0 | 0 | 0 | 0 | 0 | 0
WT_off | 0 | 0 | 0 | 0 | 0 | 0
PseudoUnit | 0 | 0 | 0 | 0 | 0 | 0
FixedInterchange | 0 | 0 | 0 | 0 | 0 | 0
Emission Cost by Reporting Type: NP15
ReportingType | 2015 | 2020 | 2025 | 2030 | 2035 | 2040
BM | 0 | 0 | 0 | 0 | 0 | 0
CC | 0 | 0 | 0 | 0 | 0 | 0
CSP | 0 | 0 | 0 | 0 | 0 | 0
CT | 0 | 0 | 0 | 0 | 0 | 0
Coal | 0 | 0 | 0 | 0 | 0 | 0
Geo | 0 | 0 | 0 | 0 | 0 | 0
H | 0 | 0 | 0 | 0 | 0 | 0
LFG | 0 | 0 | 0 | 0 | 0 | 0
Nuc | 0 | 0 | 0 | 0 | 0 | 0
PS | 0 | 0 | 0 | 0 | 0 | 0
PV | 0 | 0 | 0 | 0 | 0 | 0
PeakG | 0 | 0 | 0 | 0 | 0 | 0
PeakO | 0 | 0 | 0 | 0 | 0 | 0
ST | 0 | 0 | 0 | 0 | 0 | 0
STOG | 0 | 0 | 0 | 0 | 0 | 0
STWD | 0 | 0 | 0 | 0 | 0 | 0
WT | 0 | 0 | 0 | 0 | 0 | 0
IGCC | 0 | 0 | 0 | 0 | 0 | 0
DemandResponse | 0 | 0 | 0 | 0 | 0 | 0
IGCC-CCS | 0 | 0 | 0 | 0 | 0 | 0
WT_off | 0 | 0 | 0 | 0 | 0 | 0
PseudoUnit | 0 | 0 | 0 | 0 | 0 | 0
FixedInterchange | 0 | 0 | 0 | 0 | 0 | 0
Emission Cost by Reporting Type: NWPP_Coal
ReportingType | 2015 | 2020 | 2025 | 2030 | 2035 | 2040
BM | 0 | 0 | 0 | 0 | 0 | 0
CC | 0 | 0 | 0 | 0 | 0 | 0
CSP | 0 | 0 | 0 | 0 | 0 | 0
CT | 0 | 0 | 0 | 0 | 0 | 0
Coal | 0 | 0 | 0 | 0 | 0 | 0
Geo | 0 | 0 | 0 | 0 | 0 | 0
H | 0 | 0 | 0 | 0 | 0 | 0
LFG | 0 | 0 | 0 | 0 | 0 | 0
Nuc | 0 | 0 | 0 | 0 | 0 | 0
PS | 0 | 0 | 0 | 0 | 0 | 0
PV | 0 | 0 | 0 | 0 | 0 | 0
PeakG | 0 | 0 | 0 | 0 | 0 | 0
PeakO | 0 | 0 | 0 | 0 | 0 | 0
ST | 0 | 0 | 0 | 0 | 0 | 0
STOG | 0 | 0 | 0 | 0 | 0 | 0
STWD | 0 | 0 | 0 | 0 | 0 | 0
WT | 0 | 0 | 0 | 0 | 0 | 0
IGCC | 0 | 0 | 0 | 0 | 0 | 0
DemandResponse | 0 | 0 | 0 | 0 | 0 | 0
IGCC-CCS | 0 | 0 | 0 | 0 | 0 | 0
WT_off | 0 | 0 | 0 | 0 | 0 | 0
PseudoUnit | 0 | 0 | 0 | 0 | 0 | 0
FixedInterchange | 0 | 0 | 0 | 0 | 0 | 0
Emission Cost by Reporting Type: NWPP_Gas
ReportingType | 2015 | 2020 | 2025 | 2030 | 2035 | 2040
BM | 0 | 0 | 0 | 0 | 0 | 0
CC | 0 | 0 | 0 | 0 | 0 | 0
CSP | 0 | 0 | 0 | 0 | 0 | 0
CT | 0 | 0 | 0 | 0 | 0 | 0
Coal | 0 | 0 | 0 | 0 | 0 | 0
Geo | 0 | 0 | 0 | 0 | 0 | 0
H | 0 | 0 | 0 | 0 | 0 | 0
LFG | 0 | 0 | 0 | 0 | 0 | 0
Nuc | 0 | 0 | 0 | 0 | 0 | 0
PS | 0 | 0 | 0 | 0 | 0 | 0
PV | 0 | 0 | 0 | 0 | 0 | 0
PeakG | 0 | 0 | 0 | 0 | 0 | 0
PeakO | 0 | 0 | 0 | 0 | 0 | 0
ST | 0 | 0 | 0 | 0 | 0 | 0
STOG | 0 | 0 | 0 | 0 | 0 | 0
STWD | 0 | 0 | 0 | 0 | 0 | 0
WT | 0 | 0 | 0 | 0 | 0 | 0
IGCC | 0 | 0 | 0 | 0 | 0 | 0
DemandResponse | 0 | 0 | 0 | 0 | 0 | 0
IGCC-CCS | 0 | 0 | 0 | 0 | 0 | 0
WT_off | 0 | 0 | 0 | 0 | 0 | 0
PseudoUnit | 0 | 0 | 0 | 0 | 0 | 0
FixedInterchange | 0 | 0 | 0 | 0 | 0 | 0
Emission Cost by Reporting Type: NWPP_NucRenew
ReportingType | 2015 | 2020 | 2025 | 2030 | 2035 | 2040
BM | 0 | 0 | 0 | 0 | 0 | 0
CC | 0 | 0 | 0 | 0 | 0 | 0
CSP | 0 | 0 | 0 | 0 | 0 | 0
CT | 0 | 0 | 0 | 0 | 0 | 0
Coal | 0 | 0 | 0 | 0 | 0 | 0
Geo | 0 | 0 | 0 | 0 | 0 | 0
H | 0 | 0 | 0 | 0 | 0 | 0
LFG | 0 | 0 | 0 | 0 | 0 | 0
Nuc | 0 | 0 | 0 | 0 | 0 | 0
PS | 0 | 0 | 0 | 0 | 0 | 0
PV | 0 | 0 | 0 | 0 | 0 | 0
PeakG | 0 | 0 | 0 | 0 | 0 | 0
PeakO | 0 | 0 | 0 | 0 | 0 | 0
ST | 0 | 0 | 0 | 0 | 0 | 0
STOG | 0 | 0 | 0 | 0 | 0 | 0
STWD | 0 | 0 | 0 | 0 | 0 | 0
WT | 0 | 0 | 0 | 0 | 0 | 0
IGCC | 0 | 0 | 0 | 0 | 0 | 0
DemandResponse | 0 | 0 | 0 | 0 | 0 | 0
IGCC-CCS | 0 | 0 | 0 | 0 | 0 | 0
WT_off | 0 | 0 | 0 | 0 | 0 | 0
PseudoUnit | 0 | 0 | 0 | 0 | 0 | 0
FixedInterchange | 0 | 0 | 0 | 0 | 0 | 0
Emission Cost by Reporting Type: RMPA
ReportingType | 2015 | 2020 | 2025 | 2030 | 2035 | 2040
BM | 0 | 0 | 0 | 0 | 0 | 0
CC | 0 | 0 | 0 | 0 | 0 | 0
CSP | 0 | 0 | 0 | 0 | 0 | 0
CT | 0 | 0 | 0 | 0 | 0 | 0
Coal | 0 | 0 | 0 | 0 | 0 | 0
Geo | 0 | 0 | 0 | 0 | 0 | 0
H | 0 | 0 | 0 | 0 | 0 | 0
LFG | 0 | 0 | 0 | 0 | 0 | 0
Nuc | 0 | 0 | 0 | 0 | 0 | 0
PS | 0 | 0 | 0 | 0 | 0 | 0
PV | 0 | 0 | 0 | 0 | 0 | 0
PeakG | 0 | 0 | 0 | 0 | 0 | 0
PeakO | 0 | 0 | 0 | 0 | 0 | 0
ST | 0 | 0 | 0 | 0 | 0 | 0
STOG | 0 | 0 | 0 | 0 | 0 | 0
STWD | 0 | 0 | 0 | 0 | 0 | 0
WT | 0 | 0 | 0 | 0 | 0 | 0
IGCC | 0 | 0 | 0 | 0 | 0 | 0
DemandResponse | 0 | 0 | 0 | 0 | 0 | 0
IGCC-CCS | 0 | 0 | 0 | 0 | 0 | 0
WT_off | 0 | 0 | 0 | 0 | 0 | 0
PseudoUnit | 0 | 0 | 0 | 0 | 0 | 0
FixedInterchange | 0 | 0 | 0 | 0 | 0 | 0
Emission Cost by Reporting Type: SP15
ReportingType | 2015 | 2020 | 2025 | 2030 | 2035 | 2040
BM | 0 | 0 | 0 | 0 | 0 | 0
CC | 0 | 0 | 0 | 0 | 0 | 0
CSP | 0 | 0 | 0 | 0 | 0 | 0
CT | 0 | 0 | 0 | 0 | 0 | 0
Coal | 0 | 0 | 0 | 0 | 0 | 0
Geo | 0 | 0 | 0 | 0 | 0 | 0
H | 0 | 0 | 0 | 0 | 0 | 0
LFG | 0 | 0 | 0 | 0 | 0 | 0
Nuc | 0 | 0 | 0 | 0 | 0 | 0
PS | 0 | 0 | 0 | 0 | 0 | 0
PV | 0 | 0 | 0 | 0 | 0 | 0
PeakG | 0 | 0 | 0 | 0 | 0 | 0
PeakO | 0 | 0 | 0 | 0 | 0 | 0
ST | 0 | 0 | 0 | 0 | 0 | 0
STOG | 0 | 0 | 0 | 0 | 0 | 0
STWD | 0 | 0 | 0 | 0 | 0 | 0
WT | 0 | 0 | 0 | 0 | 0 | 0
IGCC | 0 | 0 | 0 | 0 | 0 | 0
DemandResponse | 0 | 0 | 0 | 0 | 0 | 0
IGCC-CCS | 0 | 0 | 0 | 0 | 0 | 0
WT_off | 0 | 0 | 0 | 0 | 0 | 0
PseudoUnit | 0 | 0 | 0 | 0 | 0 | 0
FixedInterchange | 0 | 0 | 0 | 0 | 0 | 0
Emission Cost by Reporting Type: ALB
ReportingType | 2015 | 2020 | 2025 | 2030 | 2035 | 2040
BM | 0 | 0 | 0 | 0 | 0 | 0
CC | 0 | 0 | 0 | 0 | 0 | 0
CSP | 0 | 0 | 0 | 0 | 0 | 0
CT | 0 | 0 | 0 | 0 | 0 | 0
Coal | 0 | 0 | 0 | 0 | 0 | 0
Geo | 0 | 0 | 0 | 0 | 0 | 0
H | 0 | 0 | 0 | 0 | 0 | 0
LFG | 0 | 0 | 0 | 0 | 0 | 0
Nuc | 0 | 0 | 0 | 0 | 0 | 0
PS | 0 | 0 | 0 | 0 | 0 | 0
PV | 0 | 0 | 0 | 0 | 0 | 0
PeakG | 0 | 0 | 0 | 0 | 0 | 0
PeakO | 0 | 0 | 0 | 0 | 0 | 0
ST | 0 | 0 | 0 | 0 | 0 | 0
STOG | 0 | 0 | 0 | 0 | 0 | 0
STWD | 0 | 0 | 0 | 0 | 0 | 0
WT | 0 | 0 | 0 | 0 | 0 | 0
IGCC | 0 | 0 | 0 | 0 | 0 | 0
DemandResponse | 0 | 0 | 0 | 0 | 0 | 0
IGCC-CCS | 0 | 0 | 0 | 0 | 0 | 0
WT_off | 0 | 0 | 0 | 0 | 0 | 0
PseudoUnit | 0 | 0 | 0 | 0 | 0 | 0
FixedInterchange | 0 | 0 | 0 | 0 | 0 | 0
Emission Cost by Reporting Type: BC
ReportingType | 2015 | 2020 | 2025 | 2030 | 2035 | 2040
BM | 0 | 0 | 0 | 0 | 0 | 0
CC | 0 | 0 | 0 | 0 | 0 | 0
CSP | 0 | 0 | 0 | 0 | 0 | 0
CT | 0 | 0 | 0 | 0 | 0 | 0
Coal | 0 | 0 | 0 | 0 | 0 | 0
Geo | 0 | 0 | 0 | 0 | 0 | 0
H | 0 | 0 | 0 | 0 | 0 | 0
LFG | 0 | 0 | 0 | 0 | 0 | 0
Nuc | 0 | 0 | 0 | 0 | 0 | 0
PS | 0 | 0 | 0 | 0 | 0 | 0
PV | 0 | 0 | 0 | 0 | 0 | 0
PeakG | 0 | 0 | 0 | 0 | 0 | 0
PeakO | 0 | 0 | 0 | 0 | 0 | 0
ST | 0 | 0 | 0 | 0 | 0 | 0
STOG | 0 | 0 | 0 | 0 | 0 | 0
STWD | 0 | 0 | 0 | 0 | 0 | 0
WT | 0 | 0 | 0 | 0 | 0 | 0
IGCC | 0 | 0 | 0 | 0 | 0 | 0
DemandResponse | 0 | 0 | 0 | 0 | 0 | 0
IGCC-CCS | 0 | 0 | 0 | 0 | 0 | 0
WT_off | 0 | 0 | 0 | 0 | 0 | 0
PseudoUnit | 0 | 0 | 0 | 0 | 0 | 0
FixedInterchange | 0 | 0 | 0 | 0 | 0 | 0
Emission Cost by Reporting Type: HQ_IESO
ReportingType | 2015 | 2020 | 2025 | 2030 | 2035 | 2040
BM | 0 | 0 | 0 | 0 | 0 | 0
CC | 0 | 0 | 0 | 0 | 0 | 0
CSP | 0 | 0 | 0 | 0 | 0 | 0
CT | 0 | 0 | 0 | 0 | 0 | 0
Coal | 0 | 0 | 0 | 0 | 0 | 0
Geo | 0 | 0 | 0 | 0 | 0 | 0
H | 0 | 0 | 0 | 0 | 0 | 0
LFG | 0 | 0 | 0 | 0 | 0 | 0
Nuc | 0 | 0 | 0 | 0 | 0 | 0
PS | 0 | 0 | 0 | 0 | 0 | 0
PV | 0 | 0 | 0 | 0 | 0 | 0
PeakG | 0 | 0 | 0 | 0 | 0 | 0
PeakO | 0 | 0 | 0 | 0 | 0 | 0
ST | 0 | 0 | 0 | 0 | 0 | 0
STOG | 0 | 0 | 0 | 0 | 0 | 0
STWD | 0 | 0 | 0 | 0 | 0 | 0
WT | 0 | 0 | 0 | 0 | 0 | 0
IGCC | 0 | 0 | 0 | 0 | 0 | 0
DemandResponse | 0 | 0 | 0 | 0 | 0 | 0
IGCC-CCS | 0 | 0 | 0 | 0 | 0 | 0
WT_off | 0 | 0 | 0 | 0 | 0 | 0
PseudoUnit | 0 | 0 | 0 | 0 | 0 | 0
FixedInterchange | 0 | 0 | 0 | 0 | 0 | 0
Emission Cost by Reporting Type: HQ_NEISO
ReportingType | 2015 | 2020 | 2025 | 2030 | 2035 | 2040
BM | 0 | 0 | 0 | 0 | 0 | 0
CC | 0 | 0 | 0 | 0 | 0 | 0
CSP | 0 | 0 | 0 | 0 | 0 | 0
CT | 0 | 0 | 0 | 0 | 0 | 0
Coal | 0 | 0 | 0 | 0 | 0 | 0
Geo | 0 | 0 | 0 | 0 | 0 | 0
H | 0 | 0 | 0 | 0 | 0 | 0
LFG | 0 | 0 | 0 | 0 | 0 | 0
Nuc | 0 | 0 | 0 | 0 | 0 | 0
PS | 0 | 0 | 0 | 0 | 0 | 0
PV | 0 | 0 | 0 | 0 | 0 | 0
PeakG | 0 | 0 | 0 | 0 | 0 | 0
PeakO | 0 | 0 | 0 | 0 | 0 | 0
ST | 0 | 0 | 0 | 0 | 0 | 0
STOG | 0 | 0 | 0 | 0 | 0 | 0
STWD | 0 | 0 | 0 | 0 | 0 | 0
WT | 0 | 0 | 0 | 0 | 0 | 0
IGCC | 0 | 0 | 0 | 0 | 0 | 0
DemandResponse | 0 | 0 | 0 | 0 | 0 | 0
IGCC-CCS | 0 | 0 | 0 | 0 | 0 | 0
WT_off | 0 | 0 | 0 | 0 | 0 | 0
PseudoUnit | 0 | 0 | 0 | 0 | 0 | 0
FixedInterchange | 0 | 0 | 0 | 0 | 0 | 0
Emission Cost by Reporting Type: HQ_NY
ReportingType | 2015 | 2020 | 2025 | 2030 | 2035 | 2040
BM | 0 | 0 | 0 | 0 | 0 | 0
CC | 0 | 0 | 0 | 0 | 0 | 0
CSP | 0 | 0 | 0 | 0 | 0 | 0
CT | 0 | 0 | 0 | 0 | 0 | 0
Coal | 0 | 0 | 0 | 0 | 0 | 0
Geo | 0 | 0 | 0 | 0 | 0 | 0
H | 0 | 0 | 0 | 0 | 0 | 0
LFG | 0 | 0 | 0 | 0 | 0 | 0
Nuc | 0 | 0 | 0 | 0 | 0 | 0
PS | 0 | 0 | 0 | 0 | 0 | 0
PV | 0 | 0 | 0 | 0 | 0 | 0
PeakG | 0 | 0 | 0 | 0 | 0 | 0
PeakO | 0 | 0 | 0 | 0 | 0 | 0
ST | 0 | 0 | 0 | 0 | 0 | 0
STOG | 0 | 0 | 0 | 0 | 0 | 0
STWD | 0 | 0 | 0 | 0 | 0 | 0
WT | 0 | 0 | 0 | 0 | 0 | 0
IGCC | 0 | 0 | 0 | 0 | 0 | 0
DemandResponse | 0 | 0 | 0 | 0 | 0 | 0
IGCC-CCS | 0 | 0 | 0 | 0 | 0 | 0
WT_off | 0 | 0 | 0 | 0 | 0 | 0
PseudoUnit | 0 | 0 | 0 | 0 | 0 | 0
FixedInterchange | 0 | 0 | 0 | 0 | 0 | 0
Emission Cost by Reporting Type: MARITIMES
ReportingType | 2015 | 2020 | 2025 | 2030 | 2035 | 2040
BM | 0 | 0 | 0 | 0 | 0 | 0
CC | 0 | 0 | 0 | 0 | 0 | 0
CSP | 0 | 0 | 0 | 0 | 0 | 0
CT | 0 | 0 | 0 | 0 | 0 | 0
Coal | 0 | 0 | 0 | 0 | 0 | 0
Geo | 0 | 0 | 0 | 0 | 0 | 0
H | 0 | 0 | 0 | 0 | 0 | 0
LFG | 0 | 0 | 0 | 0 | 0 | 0
Nuc | 0 | 0 | 0 | 0 | 0 | 0
PS | 0 | 0 | 0 | 0 | 0 | 0
PV | 0 | 0 | 0 | 0 | 0 | 0
PeakG | 0 | 0 | 0 | 0 | 0 | 0
PeakO | 0 | 0 | 0 | 0 | 0 | 0
ST | 0 | 0 | 0 | 0 | 0 | 0
STOG | 0 | 0 | 0 | 0 | 0 | 0
STWD | 0 | 0 | 0 | 0 | 0 | 0
WT | 0 | 0 | 0 | 0 | 0 | 0
IGCC | 0 | 0 | 0 | 0 | 0 | 0
DemandResponse | 0 | 0 | 0 | 0 | 0 | 0
IGCC-CCS | 0 | 0 | 0 | 0 | 0 | 0
WT_off | 0 | 0 | 0 | 0 | 0 | 0
PseudoUnit | 0 | 0 | 0 | 0 | 0 | 0
FixedInterchange | 0 | 0 | 0 | 0 | 0 | 0
Emission Cost by Reporting Type: All
ReportingType | 2015 | 2020 | 2025 | 2030 | 2035 | 2040
BM | 0 | 0 | 0 | 0 | 0 | 0
CC | 0 | 0 | 0 | 0 | 0 | 0
CSP | 0 | 0 | 0 | 0 | 0 | 0
CT | 0 | 0 | 0 | 0 | 0 | 0
Coal | 0 | 0 | 0 | 0 | 0 | 0
Geo | 0 | 0 | 0 | 0 | 0 | 0
H | 0 | 0 | 0 | 0 | 0 | 0
LFG | 0 | 0 | 0 | 0 | 0 | 0
Nuc | 0 | 0 | 0 | 0 | 0 | 0
PS | 0 | 0 | 0 | 0 | 0 | 0
PV | 0 | 0 | 0 | 0 | 0 | 0
PeakG | 0 | 0 | 0 | 0 | 0 | 0
PeakO | 0 | 0 | 0 | 0 | 0 | 0
ST | 0 | 0 | 0 | 0 | 0 | 0
STOG | 0 | 0 | 0 | 0 | 0 | 0
STWD | 0 | 0 | 0 | 0 | 0 | 0
WT | 0 | 0 | 0 | 0 | 0 | 0
IGCC | 0 | 0 | 0 | 0 | 0 | 0
DemandResponse | 0 | 0 | 0 | 0 | 0 | 0
IGCC-CCS | 0 | 0 | 0 | 0 | 0 | 0
WT_off | 0 | 0 | 0 | 0 | 0 | 0
PseudoUnit | 0 | 0 | 0 | 0 | 0 | 0
FixedInterchange | 0 | 0 | 0 | 0 | 0 | 0
Emission Cost by Reporting Type: EI_US
ReportingType | 2015 | 2020 | 2025 | 2030 | 2035 | 2040
BM | 0 | 0 | 0 | 0 | 0 | 0
CC | 0 | 0 | 0 | 0 | 0 | 0
CSP | 0 | 0 | 0 | 0 | 0 | 0
CT | 0 | 0 | 0 | 0 | 0 | 0
Coal | 0 | 0 | 0 | 0 | 0 | 0
Geo | 0 | 0 | 0 | 0 | 0 | 0
H | 0 | 0 | 0 | 0 | 0 | 0
LFG | 0 | 0 | 0 | 0 | 0 | 0
Nuc | 0 | 0 | 0 | 0 | 0 | 0
PS | 0 | 0 | 0 | 0 | 0 | 0
PV | 0 | 0 | 0 | 0 | 0 | 0
PeakG | 0 | 0 | 0 | 0 | 0 | 0
PeakO | 0 | 0 | 0 | 0 | 0 | 0
ST | 0 | 0 | 0 | 0 | 0 | 0
STOG | 0 | 0 | 0 | 0 | 0 | 0
STWD | 0 | 0 | 0 | 0 | 0 | 0
WT | 0 | 0 | 0 | 0 | 0 | 0
IGCC | 0 | 0 | 0 | 0 | 0 | 0
DemandResponse | 0 | 0 | 0 | 0 | 0 | 0
IGCC-CCS | 0 | 0 | 0 | 0 | 0 | 0
WT_off | 0 | 0 | 0 | 0 | 0 | 0
PseudoUnit | 0 | 0 | 0 | 0 | 0 | 0
FixedInterchange | 0 | 0 | 0 | 0 | 0 | 0
Emission Cost by Reporting Type: EI_Canada
ReportingType | 2015 | 2020 | 2025 | 2030 | 2035 | 2040
BM | 0 | 0 | 0 | 0 | 0 | 0
CC | 0 | 0 | 0 | 0 | 0 | 0
CSP | 0 | 0 | 0 | 0 | 0 | 0
CT | 0 | 0 | 0 | 0 | 0 | 0
Coal | 0 | 0 | 0 | 0 | 0 | 0
Geo | 0 | 0 | 0 | 0 | 0 | 0
H | 0 | 0 | 0 | 0 | 0 | 0
LFG | 0 | 0 | 0 | 0 | 0 | 0
Nuc | 0 | 0 | 0 | 0 | 0 | 0
PS | 0 | 0 | 0 | 0 | 0 | 0
PV | 0 | 0 | 0 | 0 | 0 | 0
PeakG | 0 | 0 | 0 | 0 | 0 | 0
PeakO | 0 | 0 | 0 | 0 | 0 | 0
ST | 0 | 0 | 0 | 0 | 0 | 0
STOG | 0 | 0 | 0 | 0 | 0 | 0
STWD | 0 | 0 | 0 | 0 | 0 | 0
WT | 0 | 0 | 0 | 0 | 0 | 0
IGCC | 0 | 0 | 0 | 0 | 0 | 0
DemandResponse | 0 | 0 | 0 | 0 | 0 | 0
IGCC-CCS | 0 | 0 | 0 | 0 | 0 | 0
WT_off | 0 | 0 | 0 | 0 | 0 | 0
PseudoUnit | 0 | 0 | 0 | 0 | 0 | 0
FixedInterchange | 0 | 0 | 0 | 0 | 0 | 0
Emission Cost by Reporting Type: EI
ReportingType | 2015 | 2020 | 2025 | 2030 | 2035 | 2040
BM | 0 | 0 | 0 | 0 | 0 | 0
CC | 0 | 0 | 0 | 0 | 0 | 0
CSP | 0 | 0 | 0 | 0 | 0 | 0
CT | 0 | 0 | 0 | 0 | 0 | 0
Coal | 0 | 0 | 0 | 0 | 0 | 0
Geo | 0 | 0 | 0 | 0 | 0 | 0
H | 0 | 0 | 0 | 0 | 0 | 0
LFG | 0 | 0 | 0 | 0 | 0 | 0
Nuc | 0 | 0 | 0 | 0 | 0 | 0
PS | 0 | 0 | 0 | 0 | 0 | 0
PV | 0 | 0 | 0 | 0 | 0 | 0
PeakG | 0 | 0 | 0 | 0 | 0 | 0
PeakO | 0 | 0 | 0 | 0 | 0 | 0
ST | 0 | 0 | 0 | 0 | 0 | 0
STOG | 0 | 0 | 0 | 0 | 0 | 0
STWD | 0 | 0 | 0 | 0 | 0 | 0
WT | 0 | 0 | 0 | 0 | 0 | 0
IGCC | 0 | 0 | 0 | 0 | 0 | 0
DemandResponse | 0 | 0 | 0 | 0 | 0 | 0
IGCC-CCS | 0 | 0 | 0 | 0 | 0 | 0
WT_off | 0 | 0 | 0 | 0 | 0 | 0
PseudoUnit | 0 | 0 | 0 | 0 | 0 | 0
FixedInterchange | 0 | 0 | 0 | 0 | 0 | 0
Emission Cost by Reporting Type: Outside_EI
ReportingType | 2015 | 2020 | 2025 | 2030 | 2035 | 2040
BM | 0 | 0 | 0 | 0 | 0 | 0
CC | 0 | 0 | 0 | 0 | 0 | 0
CSP | 0 | 0 | 0 | 0 | 0 | 0
CT | 0 | 0 | 0 | 0 | 0 | 0
Coal | 0 | 0 | 0 | 0 | 0 | 0
Geo | 0 | 0 | 0 | 0 | 0 | 0
H | 0 | 0 | 0 | 0 | 0 | 0
LFG | 0 | 0 | 0 | 0 | 0 | 0
Nuc | 0 | 0 | 0 | 0 | 0 | 0
PS | 0 | 0 | 0 | 0 | 0 | 0
PV | 0 | 0 | 0 | 0 | 0 | 0
PeakG | 0 | 0 | 0 | 0 | 0 | 0
PeakO | 0 | 0 | 0 | 0 | 0 | 0
ST | 0 | 0 | 0 | 0 | 0 | 0
STOG | 0 | 0 | 0 | 0 | 0 | 0
STWD | 0 | 0 | 0 | 0 | 0 | 0
WT | 0 | 0 | 0 | 0 | 0 | 0
IGCC | 0 | 0 | 0 | 0 | 0 | 0
DemandResponse | 0 | 0 | 0 | 0 | 0 | 0
IGCC-CCS | 0 | 0 | 0 | 0 | 0 | 0
WT_off | 0 | 0 | 0 | 0 | 0 | 0
PseudoUnit | 0 | 0 | 0 | 0 | 0 | 0
FixedInterchange | 0 | 0 | 0 | 0 | 0 | 0
==== Emission Program: CAIRNOxAnnual : (NOx) ====
Emission Cost by Reporting Type: Entergy
ReportingType | 2015 | 2020 | 2025 | 2030 | 2035 | 2040
BM | 0 | 0 | 0 | 0 | 0 | 0
CC | 0 | 0 | 0 | 0 | 0 | 0
CSP | 0 | 0 | 0 | 0 | 0 | 0
CT | 0 | 0 | 0 | 0 | 0 | 0
Coal | 0 | 0 | 0 | 0 | 0 | 0
Geo | 0 | 0 | 0 | 0 | 0 | 0
H | 0 | 0 | 0 | 0 | 0 | 0
LFG | 0 | 0 | 0 | 0 | 0 | 0
Nuc | 0 | 0 | 0 | 0 | 0 | 0
PS | 0 | 0 | 0 | 0 | 0 | 0
PV | 0 | 0 | 0 | 0 | 0 | 0
PeakG | 0 | 0 | 0 | 0 | 0 | 0
PeakO | 0 | 0 | 0 | 0 | 0 | 0
ST | 0 | 0 | 0 | 0 | 0 | 0
STOG | 0 | 0 | 0 | 0 | 0 | 0
STWD | 0 | 0 | 0 | 0 | 0 | 0
WT | 0 | 0 | 0 | 0 | 0 | 0
IGCC | 0 | 0 | 0 | 0 | 0 | 0
DemandResponse | 0 | 0 | 0 | 0 | 0 | 0
IGCC-CCS | 0 | 0 | 0 | 0 | 0 | 0
WT_off | 0 | 0 | 0 | 0 | 0 | 0
PseudoUnit | 0 | 0 | 0 | 0 | 0 | 0
FixedInterchange | 0 | 0 | 0 | 0 | 0 | 0
Emission Cost by Reporting Type: FRCC
ReportingType | 2015 | 2020 | 2025 | 2030 | 2035 | 2040
BM | 0 | 0 | 0 | 0 | 0 | 0
CC | 0 | 0 | 0 | 0 | 0 | 0
CSP | 0 | 0 | 0 | 0 | 0 | 0
CT | 0 | 0 | 0 | 0 | 0 | 0
Coal | 0 | 0 | 0 | 0 | 0 | 0
Geo | 0 | 0 | 0 | 0 | 0 | 0
H | 0 | 0 | 0 | 0 | 0 | 0
LFG | 0 | 0 | 0 | 0 | 0 | 0
Nuc | 0 | 0 | 0 | 0 | 0 | 0
PS | 0 | 0 | 0 | 0 | 0 | 0
PV | 0 | 0 | 0 | 0 | 0 | 0
PeakG | 0 | 0 | 0 | 0 | 0 | 0
PeakO | 0 | 0 | 0 | 0 | 0 | 0
ST | 0 | 0 | 0 | 0 | 0 | 0
STOG | 0 | 0 | 0 | 0 | 0 | 0
STWD | 0 | 0 | 0 | 0 | 0 | 0
WT | 0 | 0 | 0 | 0 | 0 | 0
IGCC | 0 | 0 | 0 | 0 | 0 | 0
DemandResponse | 0 | 0 | 0 | 0 | 0 | 0
IGCC-CCS | 0 | 0 | 0 | 0 | 0 | 0
WT_off | 0 | 0 | 0 | 0 | 0 | 0
PseudoUnit | 0 | 0 | 0 | 0 | 0 | 0
FixedInterchange | 0 | 0 | 0 | 0 | 0 | 0
Emission Cost by Reporting Type: MAPP_US
ReportingType | 2015 | 2020 | 2025 | 2030 | 2035 | 2040
BM | 0 | 0 | 0 | 0 | 0 | 0
CC | 0 | 0 | 0 | 0 | 0 | 0
CSP | 0 | 0 | 0 | 0 | 0 | 0
CT | 0 | 0 | 0 | 0 | 0 | 0
Coal | 0 | 0 | 0 | 0 | 0 | 0
Geo | 0 | 0 | 0 | 0 | 0 | 0
H | 0 | 0 | 0 | 0 | 0 | 0
LFG | 0 | 0 | 0 | 0 | 0 | 0
Nuc | 0 | 0 | 0 | 0 | 0 | 0
PS | 0 | 0 | 0 | 0 | 0 | 0
PV | 0 | 0 | 0 | 0 | 0 | 0
PeakG | 0 | 0 | 0 | 0 | 0 | 0
PeakO | 0 | 0 | 0 | 0 | 0 | 0
ST | 0 | 0 | 0 | 0 | 0 | 0
STOG | 0 | 0 | 0 | 0 | 0 | 0
STWD | 0 | 0 | 0 | 0 | 0 | 0
WT | 0 | 0 | 0 | 0 | 0 | 0
IGCC | 0 | 0 | 0 | 0 | 0 | 0
DemandResponse | 0 | 0 | 0 | 0 | 0 | 0
IGCC-CCS | 0 | 0 | 0 | 0 | 0 | 0
WT_off | 0 | 0 | 0 | 0 | 0 | 0
PseudoUnit | 0 | 0 | 0 | 0 | 0 | 0
FixedInterchange | 0 | 0 | 0 | 0 | 0 | 0
Emission Cost by Reporting Type: MISO_IN
ReportingType | 2015 | 2020 | 2025 | 2030 | 2035 | 2040
BM | 0 | 0 | 0 | 0 | 0 | 0
CC | 0 | 0 | 0 | 0 | 0 | 0
CSP | 0 | 0 | 0 | 0 | 0 | 0
CT | 0 | 0 | 0 | 0 | 0 | 0
Coal | 0 | 0 | 0 | 0 | 0 | 0
Geo | 0 | 0 | 0 | 0 | 0 | 0
H | 0 | 0 | 0 | 0 | 0 | 0
LFG | 0 | 0 | 0 | 0 | 0 | 0
Nuc | 0 | 0 | 0 | 0 | 0 | 0
PS | 0 | 0 | 0 | 0 | 0 | 0
PV | 0 | 0 | 0 | 0 | 0 | 0
PeakG | 0 | 0 | 0 | 0 | 0 | 0
PeakO | 0 | 0 | 0 | 0 | 0 | 0
ST | 0 | 0 | 0 | 0 | 0 | 0
STOG | 0 | 0 | 0 | 0 | 0 | 0
STWD | 0 | 0 | 0 | 0 | 0 | 0
WT | 0 | 0 | 0 | 0 | 0 | 0
IGCC | 0 | 0 | 0 | 0 | 0 | 0
DemandResponse | 0 | 0 | 0 | 0 | 0 | 0
IGCC-CCS | 0 | 0 | 0 | 0 | 0 | 0
WT_off | 0 | 0 | 0 | 0 | 0 | 0
PseudoUnit | 0 | 0 | 0 | 0 | 0 | 0
FixedInterchange | 0 | 0 | 0 | 0 | 0 | 0
Emission Cost by Reporting Type: MISO_MI
ReportingType | 2015 | 2020 | 2025 | 2030 | 2035 | 2040
BM | 0 | 0 | 0 | 0 | 0 | 0
CC | 0 | 0 | 0 | 0 | 0 | 0
CSP | 0 | 0 | 0 | 0 | 0 | 0
CT | 0 | 0 | 0 | 0 | 0 | 0
Coal | 0 | 0 | 0 | 0 | 0 | 0
Geo | 0 | 0 | 0 | 0 | 0 | 0
H | 0 | 0 | 0 | 0 | 0 | 0
LFG | 0 | 0 | 0 | 0 | 0 | 0
Nuc | 0 | 0 | 0 | 0 | 0 | 0
PS | 0 | 0 | 0 | 0 | 0 | 0
PV | 0 | 0 | 0 | 0 | 0 | 0
PeakG | 0 | 0 | 0 | 0 | 0 | 0
PeakO | 0 | 0 | 0 | 0 | 0 | 0
ST | 0 | 0 | 0 | 0 | 0 | 0
STOG | 0 | 0 | 0 | 0 | 0 | 0
STWD | 0 | 0 | 0 | 0 | 0 | 0
WT | 0 | 0 | 0 | 0 | 0 | 0
IGCC | 0 | 0 | 0 | 0 | 0 | 0
DemandResponse | 0 | 0 | 0 | 0 | 0 | 0
IGCC-CCS | 0 | 0 | 0 | 0 | 0 | 0
WT_off | 0 | 0 | 0 | 0 | 0 | 0
PseudoUnit | 0 | 0 | 0 | 0 | 0 | 0
FixedInterchange | 0 | 0 | 0 | 0 | 0 | 0
Emission Cost by Reporting Type: MISO_MO-IL
ReportingType | 2015 | 2020 | 2025 | 2030 | 2035 | 2040
BM | 0 | 0 | 0 | 0 | 0 | 0
CC | 0 | 0 | 0 | 0 | 0 | 0
CSP | 0 | 0 | 0 | 0 | 0 | 0
CT | 0 | 0 | 0 | 0 | 0 | 0
Coal | 0 | 0 | 0 | 0 | 0 | 0
Geo | 0 | 0 | 0 | 0 | 0 | 0
H | 0 | 0 | 0 | 0 | 0 | 0
LFG | 0 | 0 | 0 | 0 | 0 | 0
Nuc | 0 | 0 | 0 | 0 | 0 | 0
PS | 0 | 0 | 0 | 0 | 0 | 0
PV | 0 | 0 | 0 | 0 | 0 | 0
PeakG | 0 | 0 | 0 | 0 | 0 | 0
PeakO | 0 | 0 | 0 | 0 | 0 | 0
ST | 0 | 0 | 0 | 0 | 0 | 0
STOG | 0 | 0 | 0 | 0 | 0 | 0
STWD | 0 | 0 | 0 | 0 | 0 | 0
WT | 0 | 0 | 0 | 0 | 0 | 0
IGCC | 0 | 0 | 0 | 0 | 0 | 0
DemandResponse | 0 | 0 | 0 | 0 | 0 | 0
IGCC-CCS | 0 | 0 | 0 | 0 | 0 | 0
WT_off | 0 | 0 | 0 | 0 | 0 | 0
PseudoUnit | 0 | 0 | 0 | 0 | 0 | 0
FixedInterchange | 0 | 0 | 0 | 0 | 0 | 0
Emission Cost by Reporting Type: MISO_W
ReportingType | 2015 | 2020 | 2025 | 2030 | 2035 | 2040
BM | 0 | 0 | 0 | 0 | 0 | 0
CC | 0 | 0 | 0 | 0 | 0 | 0
CSP | 0 | 0 | 0 | 0 | 0 | 0
CT | 0 | 0 | 0 | 0 | 0 | 0
Coal | 0 | 0 | 0 | 0 | 0 | 0
Geo | 0 | 0 | 0 | 0 | 0 | 0
H | 0 | 0 | 0 | 0 | 0 | 0
LFG | 0 | 0 | 0 | 0 | 0 | 0
Nuc | 0 | 0 | 0 | 0 | 0 | 0
PS | 0 | 0 | 0 | 0 | 0 | 0
PV | 0 | 0 | 0 | 0 | 0 | 0
PeakG | 0 | 0 | 0 | 0 | 0 | 0
PeakO | 0 | 0 | 0 | 0 | 0 | 0
ST | 0 | 0 | 0 | 0 | 0 | 0
STOG | 0 | 0 | 0 | 0 | 0 | 0
STWD | 0 | 0 | 0 | 0 | 0 | 0
WT | 0 | 0 | 0 | 0 | 0 | 0
IGCC | 0 | 0 | 0 | 0 | 0 | 0
DemandResponse | 0 | 0 | 0 | 0 | 0 | 0
IGCC-CCS | 0 | 0 | 0 | 0 | 0 | 0
WT_off | 0 | 0 | 0 | 0 | 0 | 0
PseudoUnit | 0 | 0 | 0 | 0 | 0 | 0
FixedInterchange | 0 | 0 | 0 | 0 | 0 | 0
Emission Cost by Reporting Type: MISO_WUMS
ReportingType | 2015 | 2020 | 2025 | 2030 | 2035 | 2040
BM | 0 | 0 | 0 | 0 | 0 | 0
CC | 0 | 0 | 0 | 0 | 0 | 0
CSP | 0 | 0 | 0 | 0 | 0 | 0
CT | 0 | 0 | 0 | 0 | 0 | 0
Coal | 0 | 0 | 0 | 0 | 0 | 0
Geo | 0 | 0 | 0 | 0 | 0 | 0
H | 0 | 0 | 0 | 0 | 0 | 0
LFG | 0 | 0 | 0 | 0 | 0 | 0
Nuc | 0 | 0 | 0 | 0 | 0 | 0
PS | 0 | 0 | 0 | 0 | 0 | 0
PV | 0 | 0 | 0 | 0 | 0 | 0
PeakG | 0 | 0 | 0 | 0 | 0 | 0
PeakO | 0 | 0 | 0 | 0 | 0 | 0
ST | 0 | 0 | 0 | 0 | 0 | 0
STOG | 0 | 0 | 0 | 0 | 0 | 0
STWD | 0 | 0 | 0 | 0 | 0 | 0
WT | 0 | 0 | 0 | 0 | 0 | 0
IGCC | 0 | 0 | 0 | 0 | 0 | 0
DemandResponse | 0 | 0 | 0 | 0 | 0 | 0
IGCC-CCS | 0 | 0 | 0 | 0 | 0 | 0
WT_off | 0 | 0 | 0 | 0 | 0 | 0
PseudoUnit | 0 | 0 | 0 | 0 | 0 | 0
FixedInterchange | 0 | 0 | 0 | 0 | 0 | 0
Emission Cost by Reporting Type: Nebraska
ReportingType | 2015 | 2020 | 2025 | 2030 | 2035 | 2040
BM | 0 | 0 | 0 | 0 | 0 | 0
CC | 0 | 0 | 0 | 0 | 0 | 0
CSP | 0 | 0 | 0 | 0 | 0 | 0
CT | 0 | 0 | 0 | 0 | 0 | 0
Coal | 0 | 0 | 0 | 0 | 0 | 0
Geo | 0 | 0 | 0 | 0 | 0 | 0
H | 0 | 0 | 0 | 0 | 0 | 0
LFG | 0 | 0 | 0 | 0 | 0 | 0
Nuc | 0 | 0 | 0 | 0 | 0 | 0
PS | 0 | 0 | 0 | 0 | 0 | 0
PV | 0 | 0 | 0 | 0 | 0 | 0
PeakG | 0 | 0 | 0 | 0 | 0 | 0
PeakO | 0 | 0 | 0 | 0 | 0 | 0
ST | 0 | 0 | 0 | 0 | 0 | 0
STOG | 0 | 0 | 0 | 0 | 0 | 0
STWD | 0 | 0 | 0 | 0 | 0 | 0
WT | 0 | 0 | 0 | 0 | 0 | 0
IGCC | 0 | 0 | 0 | 0 | 0 | 0
DemandResponse | 0 | 0 | 0 | 0 | 0 | 0
IGCC-CCS | 0 | 0 | 0 | 0 | 0 | 0
WT_off | 0 | 0 | 0 | 0 | 0 | 0
PseudoUnit | 0 | 0 | 0 | 0 | 0 | 0
FixedInterchange | 0 | 0 | 0 | 0 | 0 | 0
Emission Cost by Reporting Type: NEISO
ReportingType | 2015 | 2020 | 2025 | 2030 | 2035 | 2040
BM | 0 | 0 | 0 | 0 | 0 | 0
CC | 0 | 0 | 0 | 0 | 0 | 0
CSP | 0 | 0 | 0 | 0 | 0 | 0
CT | 0 | 0 | 0 | 0 | 0 | 0
Coal | 0 | 0 | 0 | 0 | 0 | 0
Geo | 0 | 0 | 0 | 0 | 0 | 0
H | 0 | 0 | 0 | 0 | 0 | 0
LFG | 0 | 0 | 0 | 0 | 0 | 0
Nuc | 0 | 0 | 0 | 0 | 0 | 0
PS | 0 | 0 | 0 | 0 | 0 | 0
PV | 0 | 0 | 0 | 0 | 0 | 0
PeakG | 0 | 0 | 0 | 0 | 0 | 0
PeakO | 0 | 0 | 0 | 0 | 0 | 0
ST | 0 | 0 | 0 | 0 | 0 | 0
STOG | 0 | 0 | 0 | 0 | 0 | 0
STWD | 0 | 0 | 0 | 0 | 0 | 0
WT | 0 | 0 | 0 | 0 | 0 | 0
IGCC | 0 | 0 | 0 | 0 | 0 | 0
DemandResponse | 0 | 0 | 0 | 0 | 0 | 0
IGCC-CCS | 0 | 0 | 0 | 0 | 0 | 0
WT_off | 0 | 0 | 0 | 0 | 0 | 0
PseudoUnit | 0 | 0 | 0 | 0 | 0 | 0
FixedInterchange | 0 | 0 | 0 | 0 | 0 | 0
Emission Cost by Reporting Type: NonRTO_Midwest
ReportingType | 2015 | 2020 | 2025 | 2030 | 2035 | 2040
BM | 0 | 0 | 0 | 0 | 0 | 0
CC | 0 | 0 | 0 | 0 | 0 | 0
CSP | 0 | 0 | 0 | 0 | 0 | 0
CT | 0 | 0 | 0 | 0 | 0 | 0
Coal | 0 | 0 | 0 | 0 | 0 | 0
Geo | 0 | 0 | 0 | 0 | 0 | 0
H | 0 | 0 | 0 | 0 | 0 | 0
LFG | 0 | 0 | 0 | 0 | 0 | 0
Nuc | 0 | 0 | 0 | 0 | 0 | 0
PS | 0 | 0 | 0 | 0 | 0 | 0
PV | 0 | 0 | 0 | 0 | 0 | 0
PeakG | 0 | 0 | 0 | 0 | 0 | 0
PeakO | 0 | 0 | 0 | 0 | 0 | 0
ST | 0 | 0 | 0 | 0 | 0 | 0
STOG | 0 | 0 | 0 | 0 | 0 | 0
STWD | 0 | 0 | 0 | 0 | 0 | 0
WT | 0 | 0 | 0 | 0 | 0 | 0
IGCC | 0 | 0 | 0 | 0 | 0 | 0
DemandResponse | 0 | 0 | 0 | 0 | 0 | 0
IGCC-CCS | 0 | 0 | 0 | 0 | 0 | 0
WT_off | 0 | 0 | 0 | 0 | 0 | 0
PseudoUnit | 0 | 0 | 0 | 0 | 0 | 0
FixedInterchange | 0 | 0 | 0 | 0 | 0 | 0
Emission Cost by Reporting Type: NYISO_A-F
ReportingType | 2015 | 2020 | 2025 | 2030 | 2035 | 2040
BM | 0 | 0 | 0 | 0 | 0 | 0
CC | 0 | 0 | 0 | 0 | 0 | 0
CSP | 0 | 0 | 0 | 0 | 0 | 0
CT | 0 | 0 | 0 | 0 | 0 | 0
Coal | 0 | 0 | 0 | 0 | 0 | 0
Geo | 0 | 0 | 0 | 0 | 0 | 0
H | 0 | 0 | 0 | 0 | 0 | 0
LFG | 0 | 0 | 0 | 0 | 0 | 0
Nuc | 0 | 0 | 0 | 0 | 0 | 0
PS | 0 | 0 | 0 | 0 | 0 | 0
PV | 0 | 0 | 0 | 0 | 0 | 0
PeakG | 0 | 0 | 0 | 0 | 0 | 0
PeakO | 0 | 0 | 0 | 0 | 0 | 0
ST | 0 | 0 | 0 | 0 | 0 | 0
STOG | 0 | 0 | 0 | 0 | 0 | 0
STWD | 0 | 0 | 0 | 0 | 0 | 0
WT | 0 | 0 | 0 | 0 | 0 | 0
IGCC | 0 | 0 | 0 | 0 | 0 | 0
DemandResponse | 0 | 0 | 0 | 0 | 0 | 0
IGCC-CCS | 0 | 0 | 0 | 0 | 0 | 0
WT_off | 0 | 0 | 0 | 0 | 0 | 0
PseudoUnit | 0 | 0 | 0 | 0 | 0 | 0
FixedInterchange | 0 | 0 | 0 | 0 | 0 | 0
Emission Cost by Reporting Type: NYISO_G-I
ReportingType | 2015 | 2020 | 2025 | 2030 | 2035 | 2040
BM | 0 | 0 | 0 | 0 | 0 | 0
CC | 0 | 0 | 0 | 0 | 0 | 0
CSP | 0 | 0 | 0 | 0 | 0 | 0
CT | 0 | 0 | 0 | 0 | 0 | 0
Coal | 0 | 0 | 0 | 0 | 0 | 0
Geo | 0 | 0 | 0 | 0 | 0 | 0
H | 0 | 0 | 0 | 0 | 0 | 0
LFG | 0 | 0 | 0 | 0 | 0 | 0
Nuc | 0 | 0 | 0 | 0 | 0 | 0
PS | 0 | 0 | 0 | 0 | 0 | 0
PV | 0 | 0 | 0 | 0 | 0 | 0
PeakG | 0 | 0 | 0 | 0 | 0 | 0
PeakO | 0 | 0 | 0 | 0 | 0 | 0
ST | 0 | 0 | 0 | 0 | 0 | 0
STOG | 0 | 0 | 0 | 0 | 0 | 0
STWD | 0 | 0 | 0 | 0 | 0 | 0
WT | 0 | 0 | 0 | 0 | 0 | 0
IGCC | 0 | 0 | 0 | 0 | 0 | 0
DemandResponse | 0 | 0 | 0 | 0 | 0 | 0
IGCC-CCS | 0 | 0 | 0 | 0 | 0 | 0
WT_off | 0 | 0 | 0 | 0 | 0 | 0
PseudoUnit | 0 | 0 | 0 | 0 | 0 | 0
FixedInterchange | 0 | 0 | 0 | 0 | 0 | 0
Emission Cost by Reporting Type: NYISO_J-K
ReportingType | 2015 | 2020 | 2025 | 2030 | 2035 | 2040
BM | 0 | 0 | 0 | 0 | 0 | 0
CC | 0 | 0 | 0 | 0 | 0 | 0
CSP | 0 | 0 | 0 | 0 | 0 | 0
CT | 0 | 0 | 0 | 0 | 0 | 0
Coal | 0 | 0 | 0 | 0 | 0 | 0
Geo | 0 | 0 | 0 | 0 | 0 | 0
H | 0 | 0 | 0 | 0 | 0 | 0
LFG | 0 | 0 | 0 | 0 | 0 | 0
Nuc | 0 | 0 | 0 | 0 | 0 | 0
PS | 0 | 0 | 0 | 0 | 0 | 0
PV | 0 | 0 | 0 | 0 | 0 | 0
PeakG | 0 | 0 | 0 | 0 | 0 | 0
PeakO | 0 | 0 | 0 | 0 | 0 | 0
ST | 0 | 0 | 0 | 0 | 0 | 0
STOG | 0 | 0 | 0 | 0 | 0 | 0
STWD | 0 | 0 | 0 | 0 | 0 | 0
WT | 0 | 0 | 0 | 0 | 0 | 0
IGCC | 0 | 0 | 0 | 0 | 0 | 0
DemandResponse | 0 | 0 | 0 | 0 | 0 | 0
IGCC-CCS | 0 | 0 | 0 | 0 | 0 | 0
WT_off | 0 | 0 | 0 | 0 | 0 | 0
PseudoUnit | 0 | 0 | 0 | 0 | 0 | 0
FixedInterchange | 0 | 0 | 0 | 0 | 0 | 0
Emission Cost by Reporting Type: PJM_E
ReportingType | 2015 | 2020 | 2025 | 2030 | 2035 | 2040
BM | 0 | 0 | 0 | 0 | 0 | 0
CC | 0 | 0 | 0 | 0 | 0 | 0
CSP | 0 | 0 | 0 | 0 | 0 | 0
CT | 0 | 0 | 0 | 0 | 0 | 0
Coal | 0 | 0 | 0 | 0 | 0 | 0
Geo | 0 | 0 | 0 | 0 | 0 | 0
H | 0 | 0 | 0 | 0 | 0 | 0
LFG | 0 | 0 | 0 | 0 | 0 | 0
Nuc | 0 | 0 | 0 | 0 | 0 | 0
PS | 0 | 0 | 0 | 0 | 0 | 0
PV | 0 | 0 | 0 | 0 | 0 | 0
PeakG | 0 | 0 | 0 | 0 | 0 | 0
PeakO | 0 | 0 | 0 | 0 | 0 | 0
ST | 0 | 0 | 0 | 0 | 0 | 0
STOG | 0 | 0 | 0 | 0 | 0 | 0
STWD | 0 | 0 | 0 | 0 | 0 | 0
WT | 0 | 0 | 0 | 0 | 0 | 0
IGCC | 0 | 0 | 0 | 0 | 0 | 0
DemandResponse | 0 | 0 | 0 | 0 | 0 | 0
IGCC-CCS | 0 | 0 | 0 | 0 | 0 | 0
WT_off | 0 | 0 | 0 | 0 | 0 | 0
PseudoUnit | 0 | 0 | 0 | 0 | 0 | 0
FixedInterchange | 0 | 0 | 0 | 0 | 0 | 0
Emission Cost by Reporting Type: PJM_ROM
ReportingType | 2015 | 2020 | 2025 | 2030 | 2035 | 2040
BM | 0 | 0 | 0 | 0 | 0 | 0
CC | 0 | 0 | 0 | 0 | 0 | 0
CSP | 0 | 0 | 0 | 0 | 0 | 0
CT | 0 | 0 | 0 | 0 | 0 | 0
Coal | 0 | 0 | 0 | 0 | 0 | 0
Geo | 0 | 0 | 0 | 0 | 0 | 0
H | 0 | 0 | 0 | 0 | 0 | 0
LFG | 0 | 0 | 0 | 0 | 0 | 0
Nuc | 0 | 0 | 0 | 0 | 0 | 0
PS | 0 | 0 | 0 | 0 | 0 | 0
PV | 0 | 0 | 0 | 0 | 0 | 0
PeakG | 0 | 0 | 0 | 0 | 0 | 0
PeakO | 0 | 0 | 0 | 0 | 0 | 0
ST | 0 | 0 | 0 | 0 | 0 | 0
STOG | 0 | 0 | 0 | 0 | 0 | 0
STWD | 0 | 0 | 0 | 0 | 0 | 0
WT | 0 | 0 | 0 | 0 | 0 | 0
IGCC | 0 | 0 | 0 | 0 | 0 | 0
DemandResponse | 0 | 0 | 0 | 0 | 0 | 0
IGCC-CCS | 0 | 0 | 0 | 0 | 0 | 0
WT_off | 0 | 0 | 0 | 0 | 0 | 0
PseudoUnit | 0 | 0 | 0 | 0 | 0 | 0
FixedInterchange | 0 | 0 | 0 | 0 | 0 | 0
Emission Cost by Reporting Type: PJM_ROR
ReportingType | 2015 | 2020 | 2025 | 2030 | 2035 | 2040
BM | 0 | 0 | 0 | 0 | 0 | 0
CC | 0 | 0 | 0 | 0 | 0 | 0
CSP | 0 | 0 | 0 | 0 | 0 | 0
CT | 0 | 0 | 0 | 0 | 0 | 0
Coal | 0 | 0 | 0 | 0 | 0 | 0
Geo | 0 | 0 | 0 | 0 | 0 | 0
H | 0 | 0 | 0 | 0 | 0 | 0
LFG | 0 | 0 | 0 | 0 | 0 | 0
Nuc | 0 | 0 | 0 | 0 | 0 | 0
PS | 0 | 0 | 0 | 0 | 0 | 0
PV | 0 | 0 | 0 | 0 | 0 | 0
PeakG | 0 | 0 | 0 | 0 | 0 | 0
PeakO | 0 | 0 | 0 | 0 | 0 | 0
ST | 0 | 0 | 0 | 0 | 0 | 0
STOG | 0 | 0 | 0 | 0 | 0 | 0
STWD | 0 | 0 | 0 | 0 | 0 | 0
WT | 0 | 0 | 0 | 0 | 0 | 0
IGCC | 0 | 0 | 0 | 0 | 0 | 0
DemandResponse | 0 | 0 | 0 | 0 | 0 | 0
IGCC-CCS | 0 | 0 | 0 | 0 | 0 | 0
WT_off | 0 | 0 | 0 | 0 | 0 | 0
PseudoUnit | 0 | 0 | 0 | 0 | 0 | 0
FixedInterchange | 0 | 0 | 0 | 0 | 0 | 0
Emission Cost by Reporting Type: SOCO
ReportingType | 2015 | 2020 | 2025 | 2030 | 2035 | 2040
BM | 0 | 0 | 0 | 0 | 0 | 0
CC | 0 | 0 | 0 | 0 | 0 | 0
CSP | 0 | 0 | 0 | 0 | 0 | 0
CT | 0 | 0 | 0 | 0 | 0 | 0
Coal | 0 | 0 | 0 | 0 | 0 | 0
Geo | 0 | 0 | 0 | 0 | 0 | 0
H | 0 | 0 | 0 | 0 | 0 | 0
LFG | 0 | 0 | 0 | 0 | 0 | 0
Nuc | 0 | 0 | 0 | 0 | 0 | 0
PS | 0 | 0 | 0 | 0 | 0 | 0
PV | 0 | 0 | 0 | 0 | 0 | 0
PeakG | 0 | 0 | 0 | 0 | 0 | 0
PeakO | 0 | 0 | 0 | 0 | 0 | 0
ST | 0 | 0 | 0 | 0 | 0 | 0
STOG | 0 | 0 | 0 | 0 | 0 | 0
STWD | 0 | 0 | 0 | 0 | 0 | 0
WT | 0 | 0 | 0 | 0 | 0 | 0
IGCC | 0 | 0 | 0 | 0 | 0 | 0
DemandResponse | 0 | 0 | 0 | 0 | 0 | 0
IGCC-CCS | 0 | 0 | 0 | 0 | 0 | 0
WT_off | 0 | 0 | 0 | 0 | 0 | 0
PseudoUnit | 0 | 0 | 0 | 0 | 0 | 0
FixedInterchange | 0 | 0 | 0 | 0 | 0 | 0
Emission Cost by Reporting Type: SPP_N
ReportingType | 2015 | 2020 | 2025 | 2030 | 2035 | 2040
BM | 0 | 0 | 0 | 0 | 0 | 0
CC | 0 | 0 | 0 | 0 | 0 | 0
CSP | 0 | 0 | 0 | 0 | 0 | 0
CT | 0 | 0 | 0 | 0 | 0 | 0
Coal | 0 | 0 | 0 | 0 | 0 | 0
Geo | 0 | 0 | 0 | 0 | 0 | 0
H | 0 | 0 | 0 | 0 | 0 | 0
LFG | 0 | 0 | 0 | 0 | 0 | 0
Nuc | 0 | 0 | 0 | 0 | 0 | 0
PS | 0 | 0 | 0 | 0 | 0 | 0
PV | 0 | 0 | 0 | 0 | 0 | 0
PeakG | 0 | 0 | 0 | 0 | 0 | 0
PeakO | 0 | 0 | 0 | 0 | 0 | 0
ST | 0 | 0 | 0 | 0 | 0 | 0
STOG | 0 | 0 | 0 | 0 | 0 | 0
STWD | 0 | 0 | 0 | 0 | 0 | 0
WT | 0 | 0 | 0 | 0 | 0 | 0
IGCC | 0 | 0 | 0 | 0 | 0 | 0
DemandResponse | 0 | 0 | 0 | 0 | 0 | 0
IGCC-CCS | 0 | 0 | 0 | 0 | 0 | 0
WT_off | 0 | 0 | 0 | 0 | 0 | 0
PseudoUnit | 0 | 0 | 0 | 0 | 0 | 0
FixedInterchange | 0 | 0 | 0 | 0 | 0 | 0
Emission Cost by Reporting Type: SPP_S
ReportingType | 2015 | 2020 | 2025 | 2030 | 2035 | 2040
BM | 0 | 0 | 0 | 0 | 0 | 0
CC | 0 | 0 | 0 | 0 | 0 | 0
CSP | 0 | 0 | 0 | 0 | 0 | 0
CT | 0 | 0 | 0 | 0 | 0 | 0
Coal | 0 | 0 | 0 | 0 | 0 | 0
Geo | 0 | 0 | 0 | 0 | 0 | 0
H | 0 | 0 | 0 | 0 | 0 | 0
LFG | 0 | 0 | 0 | 0 | 0 | 0
Nuc | 0 | 0 | 0 | 0 | 0 | 0
PS | 0 | 0 | 0 | 0 | 0 | 0
PV | 0 | 0 | 0 | 0 | 0 | 0
PeakG | 0 | 0 | 0 | 0 | 0 | 0
PeakO | 0 | 0 | 0 | 0 | 0 | 0
ST | 0 | 0 | 0 | 0 | 0 | 0
STOG | 0 | 0 | 0 | 0 | 0 | 0
STWD | 0 | 0 | 0 | 0 | 0 | 0
WT | 0 | 0 | 0 | 0 | 0 | 0
IGCC | 0 | 0 | 0 | 0 | 0 | 0
DemandResponse | 0 | 0 | 0 | 0 | 0 | 0
IGCC-CCS | 0 | 0 | 0 | 0 | 0 | 0
WT_off | 0 | 0 | 0 | 0 | 0 | 0
PseudoUnit | 0 | 0 | 0 | 0 | 0 | 0
FixedInterchange | 0 | 0 | 0 | 0 | 0 | 0
Emission Cost by Reporting Type: TVA
ReportingType | 2015 | 2020 | 2025 | 2030 | 2035 | 2040
BM | 0 | 0 | 0 | 0 | 0 | 0
CC | 0 | 0 | 0 | 0 | 0 | 0
CSP | 0 | 0 | 0 | 0 | 0 | 0
CT | 0 | 0 | 0 | 0 | 0 | 0
Coal | 0 | 0 | 0 | 0 | 0 | 0
Geo | 0 | 0 | 0 | 0 | 0 | 0
H | 0 | 0 | 0 | 0 | 0 | 0
LFG | 0 | 0 | 0 | 0 | 0 | 0
Nuc | 0 | 0 | 0 | 0 | 0 | 0
PS | 0 | 0 | 0 | 0 | 0 | 0
PV | 0 | 0 | 0 | 0 | 0 | 0
PeakG | 0 | 0 | 0 | 0 | 0 | 0
PeakO | 0 | 0 | 0 | 0 | 0 | 0
ST | 0 | 0 | 0 | 0 | 0 | 0
STOG | 0 | 0 | 0 | 0 | 0 | 0
STWD | 0 | 0 | 0 | 0 | 0 | 0
WT | 0 | 0 | 0 | 0 | 0 | 0
IGCC | 0 | 0 | 0 | 0 | 0 | 0
DemandResponse | 0 | 0 | 0 | 0 | 0 | 0
IGCC-CCS | 0 | 0 | 0 | 0 | 0 | 0
WT_off | 0 | 0 | 0 | 0 | 0 | 0
PseudoUnit | 0 | 0 | 0 | 0 | 0 | 0
FixedInterchange | 0 | 0 | 0 | 0 | 0 | 0
Emission Cost by Reporting Type: TVA_Transmission
ReportingType | 2015 | 2020 | 2025 | 2030 | 2035 | 2040
BM | 0 | 0 | 0 | 0 | 0 | 0
CC | 0 | 0 | 0 | 0 | 0 | 0
CSP | 0 | 0 | 0 | 0 | 0 | 0
CT | 0 | 0 | 0 | 0 | 0 | 0
Coal | 0 | 0 | 0 | 0 | 0 | 0
Geo | 0 | 0 | 0 | 0 | 0 | 0
H | 0 | 0 | 0 | 0 | 0 | 0
LFG | 0 | 0 | 0 | 0 | 0 | 0
Nuc | 0 | 0 | 0 | 0 | 0 | 0
PS | 0 | 0 | 0 | 0 | 0 | 0
PV | 0 | 0 | 0 | 0 | 0 | 0
PeakG | 0 | 0 | 0 | 0 | 0 | 0
PeakO | 0 | 0 | 0 | 0 | 0 | 0
ST | 0 | 0 | 0 | 0 | 0 | 0
STOG | 0 | 0 | 0 | 0 | 0 | 0
STWD | 0 | 0 | 0 | 0 | 0 | 0
WT | 0 | 0 | 0 | 0 | 0 | 0
IGCC | 0 | 0 | 0 | 0 | 0 | 0
DemandResponse | 0 | 0 | 0 | 0 | 0 | 0
IGCC-CCS | 0 | 0 | 0 | 0 | 0 | 0
WT_off | 0 | 0 | 0 | 0 | 0 | 0
PseudoUnit | 0 | 0 | 0 | 0 | 0 | 0
FixedInterchange | 0 | 0 | 0 | 0 | 0 | 0
Emission Cost by Reporting Type: VACAR
ReportingType | 2015 | 2020 | 2025 | 2030 | 2035 | 2040
BM | 0 | 0 | 0 | 0 | 0 | 0
CC | 0 | 0 | 0 | 0 | 0 | 0
CSP | 0 | 0 | 0 | 0 | 0 | 0
CT | 0 | 0 | 0 | 0 | 0 | 0
Coal | 0 | 0 | 0 | 0 | 0 | 0
Geo | 0 | 0 | 0 | 0 | 0 | 0
H | 0 | 0 | 0 | 0 | 0 | 0
LFG | 0 | 0 | 0 | 0 | 0 | 0
Nuc | 0 | 0 | 0 | 0 | 0 | 0
PS | 0 | 0 | 0 | 0 | 0 | 0
PV | 0 | 0 | 0 | 0 | 0 | 0
PeakG | 0 | 0 | 0 | 0 | 0 | 0
PeakO | 0 | 0 | 0 | 0 | 0 | 0
ST | 0 | 0 | 0 | 0 | 0 | 0
STOG | 0 | 0 | 0 | 0 | 0 | 0
STWD | 0 | 0 | 0 | 0 | 0 | 0
WT | 0 | 0 | 0 | 0 | 0 | 0
IGCC | 0 | 0 | 0 | 0 | 0 | 0
DemandResponse | 0 | 0 | 0 | 0 | 0 | 0
IGCC-CCS | 0 | 0 | 0 | 0 | 0 | 0
WT_off | 0 | 0 | 0 | 0 | 0 | 0
PseudoUnit | 0 | 0 | 0 | 0 | 0 | 0
FixedInterchange | 0 | 0 | 0 | 0 | 0 | 0
Emission Cost by Reporting Type: IESO
ReportingType | 2015 | 2020 | 2025 | 2030 | 2035 | 2040
BM | 0 | 0 | 0 | 0 | 0 | 0
CC | 0 | 0 | 0 | 0 | 0 | 0
CSP | 0 | 0 | 0 | 0 | 0 | 0
CT | 0 | 0 | 0 | 0 | 0 | 0
Coal | 0 | 0 | 0 | 0 | 0 | 0
Geo | 0 | 0 | 0 | 0 | 0 | 0
H | 0 | 0 | 0 | 0 | 0 | 0
LFG | 0 | 0 | 0 | 0 | 0 | 0
Nuc | 0 | 0 | 0 | 0 | 0 | 0
PS | 0 | 0 | 0 | 0 | 0 | 0
PV | 0 | 0 | 0 | 0 | 0 | 0
PeakG | 0 | 0 | 0 | 0 | 0 | 0
PeakO | 0 | 0 | 0 | 0 | 0 | 0
ST | 0 | 0 | 0 | 0 | 0 | 0
STOG | 0 | 0 | 0 | 0 | 0 | 0
STWD | 0 | 0 | 0 | 0 | 0 | 0
WT | 0 | 0 | 0 | 0 | 0 | 0
IGCC | 0 | 0 | 0 | 0 | 0 | 0
DemandResponse | 0 | 0 | 0 | 0 | 0 | 0
IGCC-CCS | 0 | 0 | 0 | 0 | 0 | 0
WT_off | 0 | 0 | 0 | 0 | 0 | 0
PseudoUnit | 0 | 0 | 0 | 0 | 0 | 0
FixedInterchange | 0 | 0 | 0 | 0 | 0 | 0
Emission Cost by Reporting Type: MAPP_CA
ReportingType | 2015 | 2020 | 2025 | 2030 | 2035 | 2040
BM | 0 | 0 | 0 | 0 | 0 | 0
CC | 0 | 0 | 0 | 0 | 0 | 0
CSP | 0 | 0 | 0 | 0 | 0 | 0
CT | 0 | 0 | 0 | 0 | 0 | 0
Coal | 0 | 0 | 0 | 0 | 0 | 0
Geo | 0 | 0 | 0 | 0 | 0 | 0
H | 0 | 0 | 0 | 0 | 0 | 0
LFG | 0 | 0 | 0 | 0 | 0 | 0
Nuc | 0 | 0 | 0 | 0 | 0 | 0
PS | 0 | 0 | 0 | 0 | 0 | 0
PV | 0 | 0 | 0 | 0 | 0 | 0
PeakG | 0 | 0 | 0 | 0 | 0 | 0
PeakO | 0 | 0 | 0 | 0 | 0 | 0
ST | 0 | 0 | 0 | 0 | 0 | 0
STOG | 0 | 0 | 0 | 0 | 0 | 0
STWD | 0 | 0 | 0 | 0 | 0 | 0
WT | 0 | 0 | 0 | 0 | 0 | 0
IGCC | 0 | 0 | 0 | 0 | 0 | 0
DemandResponse | 0 | 0 | 0 | 0 | 0 | 0
IGCC-CCS | 0 | 0 | 0 | 0 | 0 | 0
WT_off | 0 | 0 | 0 | 0 | 0 | 0
PseudoUnit | 0 | 0 | 0 | 0 | 0 | 0
FixedInterchange | 0 | 0 | 0 | 0 | 0 | 0
Emission Cost by Reporting Type: AZ_NM_SNV_Coal
ReportingType | 2015 | 2020 | 2025 | 2030 | 2035 | 2040
BM | 0 | 0 | 0 | 0 | 0 | 0
CC | 0 | 0 | 0 | 0 | 0 | 0
CSP | 0 | 0 | 0 | 0 | 0 | 0
CT | 0 | 0 | 0 | 0 | 0 | 0
Coal | 0 | 0 | 0 | 0 | 0 | 0
Geo | 0 | 0 | 0 | 0 | 0 | 0
H | 0 | 0 | 0 | 0 | 0 | 0
LFG | 0 | 0 | 0 | 0 | 0 | 0
Nuc | 0 | 0 | 0 | 0 | 0 | 0
PS | 0 | 0 | 0 | 0 | 0 | 0
PV | 0 | 0 | 0 | 0 | 0 | 0
PeakG | 0 | 0 | 0 | 0 | 0 | 0
PeakO | 0 | 0 | 0 | 0 | 0 | 0
ST | 0 | 0 | 0 | 0 | 0 | 0
STOG | 0 | 0 | 0 | 0 | 0 | 0
STWD | 0 | 0 | 0 | 0 | 0 | 0
WT | 0 | 0 | 0 | 0 | 0 | 0
IGCC | 0 | 0 | 0 | 0 | 0 | 0
DemandResponse | 0 | 0 | 0 | 0 | 0 | 0
IGCC-CCS | 0 | 0 | 0 | 0 | 0 | 0
WT_off | 0 | 0 | 0 | 0 | 0 | 0
PseudoUnit | 0 | 0 | 0 | 0 | 0 | 0
FixedInterchange | 0 | 0 | 0 | 0 | 0 | 0
Emission Cost by Reporting Type: AZ_NM_SNV_Gas
ReportingType | 2015 | 2020 | 2025 | 2030 | 2035 | 2040
BM | 0 | 0 | 0 | 0 | 0 | 0
CC | 0 | 0 | 0 | 0 | 0 | 0
CSP | 0 | 0 | 0 | 0 | 0 | 0
CT | 0 | 0 | 0 | 0 | 0 | 0
Coal | 0 | 0 | 0 | 0 | 0 | 0
Geo | 0 | 0 | 0 | 0 | 0 | 0
H | 0 | 0 | 0 | 0 | 0 | 0
LFG | 0 | 0 | 0 | 0 | 0 | 0
Nuc | 0 | 0 | 0 | 0 | 0 | 0
PS | 0 | 0 | 0 | 0 | 0 | 0
PV | 0 | 0 | 0 | 0 | 0 | 0
PeakG | 0 | 0 | 0 | 0 | 0 | 0
PeakO | 0 | 0 | 0 | 0 | 0 | 0
ST | 0 | 0 | 0 | 0 | 0 | 0
STOG | 0 | 0 | 0 | 0 | 0 | 0
STWD | 0 | 0 | 0 | 0 | 0 | 0
WT | 0 | 0 | 0 | 0 | 0 | 0
IGCC | 0 | 0 | 0 | 0 | 0 | 0
DemandResponse | 0 | 0 | 0 | 0 | 0 | 0
IGCC-CCS | 0 | 0 | 0 | 0 | 0 | 0
WT_off | 0 | 0 | 0 | 0 | 0 | 0
PseudoUnit | 0 | 0 | 0 | 0 | 0 | 0
FixedInterchange | 0 | 0 | 0 | 0 | 0 | 0
Emission Cost by Reporting Type: AZ_NM_SNV_NucRenew
ReportingType | 2015 | 2020 | 2025 | 2030 | 2035 | 2040
BM | 0 | 0 | 0 | 0 | 0 | 0
CC | 0 | 0 | 0 | 0 | 0 | 0
CSP | 0 | 0 | 0 | 0 | 0 | 0
CT | 0 | 0 | 0 | 0 | 0 | 0
Coal | 0 | 0 | 0 | 0 | 0 | 0
Geo | 0 | 0 | 0 | 0 | 0 | 0
H | 0 | 0 | 0 | 0 | 0 | 0
LFG | 0 | 0 | 0 | 0 | 0 | 0
Nuc | 0 | 0 | 0 | 0 | 0 | 0
PS | 0 | 0 | 0 | 0 | 0 | 0
PV | 0 | 0 | 0 | 0 | 0 | 0
PeakG | 0 | 0 | 0 | 0 | 0 | 0
PeakO | 0 | 0 | 0 | 0 | 0 | 0
ST | 0 | 0 | 0 | 0 | 0 | 0
STOG | 0 | 0 | 0 | 0 | 0 | 0
STWD | 0 | 0 | 0 | 0 | 0 | 0
WT | 0 | 0 | 0 | 0 | 0 | 0
IGCC | 0 | 0 | 0 | 0 | 0 | 0
DemandResponse | 0 | 0 | 0 | 0 | 0 | 0
IGCC-CCS | 0 | 0 | 0 | 0 | 0 | 0
WT_off | 0 | 0 | 0 | 0 | 0 | 0
PseudoUnit | 0 | 0 | 0 | 0 | 0 | 0
FixedInterchange | 0 | 0 | 0 | 0 | 0 | 0
Emission Cost by Reporting Type: ERCOT
ReportingType | 2015 | 2020 | 2025 | 2030 | 2035 | 2040
BM | 0 | 0 | 0 | 0 | 0 | 0
CC | 0 | 0 | 0 | 0 | 0 | 0
CSP | 0 | 0 | 0 | 0 | 0 | 0
CT | 0 | 0 | 0 | 0 | 0 | 0
Coal | 0 | 0 | 0 | 0 | 0 | 0
Geo | 0 | 0 | 0 | 0 | 0 | 0
H | 0 | 0 | 0 | 0 | 0 | 0
LFG | 0 | 0 | 0 | 0 | 0 | 0
Nuc | 0 | 0 | 0 | 0 | 0 | 0
PS | 0 | 0 | 0 | 0 | 0 | 0
PV | 0 | 0 | 0 | 0 | 0 | 0
PeakG | 0 | 0 | 0 | 0 | 0 | 0
PeakO | 0 | 0 | 0 | 0 | 0 | 0
ST | 0 | 0 | 0 | 0 | 0 | 0
STOG | 0 | 0 | 0 | 0 | 0 | 0
STWD | 0 | 0 | 0 | 0 | 0 | 0
WT | 0 | 0 | 0 | 0 | 0 | 0
IGCC | 0 | 0 | 0 | 0 | 0 | 0
DemandResponse | 0 | 0 | 0 | 0 | 0 | 0
IGCC-CCS | 0 | 0 | 0 | 0 | 0 | 0
WT_off | 0 | 0 | 0 | 0 | 0 | 0
PseudoUnit | 0 | 0 | 0 | 0 | 0 | 0
FixedInterchange | 0 | 0 | 0 | 0 | 0 | 0
Emission Cost by Reporting Type: NP15
ReportingType | 2015 | 2020 | 2025 | 2030 | 2035 | 2040
BM | 0 | 0 | 0 | 0 | 0 | 0
CC | 0 | 0 | 0 | 0 | 0 | 0
CSP | 0 | 0 | 0 | 0 | 0 | 0
CT | 0 | 0 | 0 | 0 | 0 | 0
Coal | 0 | 0 | 0 | 0 | 0 | 0
Geo | 0 | 0 | 0 | 0 | 0 | 0
H | 0 | 0 | 0 | 0 | 0 | 0
LFG | 0 | 0 | 0 | 0 | 0 | 0
Nuc | 0 | 0 | 0 | 0 | 0 | 0
PS | 0 | 0 | 0 | 0 | 0 | 0
PV | 0 | 0 | 0 | 0 | 0 | 0
PeakG | 0 | 0 | 0 | 0 | 0 | 0
PeakO | 0 | 0 | 0 | 0 | 0 | 0
ST | 0 | 0 | 0 | 0 | 0 | 0
STOG | 0 | 0 | 0 | 0 | 0 | 0
STWD | 0 | 0 | 0 | 0 | 0 | 0
WT | 0 | 0 | 0 | 0 | 0 | 0
IGCC | 0 | 0 | 0 | 0 | 0 | 0
DemandResponse | 0 | 0 | 0 | 0 | 0 | 0
IGCC-CCS | 0 | 0 | 0 | 0 | 0 | 0
WT_off | 0 | 0 | 0 | 0 | 0 | 0
PseudoUnit | 0 | 0 | 0 | 0 | 0 | 0
FixedInterchange | 0 | 0 | 0 | 0 | 0 | 0
Emission Cost by Reporting Type: NWPP_Coal
ReportingType | 2015 | 2020 | 2025 | 2030 | 2035 | 2040
BM | 0 | 0 | 0 | 0 | 0 | 0
CC | 0 | 0 | 0 | 0 | 0 | 0
CSP | 0 | 0 | 0 | 0 | 0 | 0
CT | 0 | 0 | 0 | 0 | 0 | 0
Coal | 0 | 0 | 0 | 0 | 0 | 0
Geo | 0 | 0 | 0 | 0 | 0 | 0
H | 0 | 0 | 0 | 0 | 0 | 0
LFG | 0 | 0 | 0 | 0 | 0 | 0
Nuc | 0 | 0 | 0 | 0 | 0 | 0
PS | 0 | 0 | 0 | 0 | 0 | 0
PV | 0 | 0 | 0 | 0 | 0 | 0
PeakG | 0 | 0 | 0 | 0 | 0 | 0
PeakO | 0 | 0 | 0 | 0 | 0 | 0
ST | 0 | 0 | 0 | 0 | 0 | 0
STOG | 0 | 0 | 0 | 0 | 0 | 0
STWD | 0 | 0 | 0 | 0 | 0 | 0
WT | 0 | 0 | 0 | 0 | 0 | 0
IGCC | 0 | 0 | 0 | 0 | 0 | 0
DemandResponse | 0 | 0 | 0 | 0 | 0 | 0
IGCC-CCS | 0 | 0 | 0 | 0 | 0 | 0
WT_off | 0 | 0 | 0 | 0 | 0 | 0
PseudoUnit | 0 | 0 | 0 | 0 | 0 | 0
FixedInterchange | 0 | 0 | 0 | 0 | 0 | 0
Emission Cost by Reporting Type: NWPP_Gas
ReportingType | 2015 | 2020 | 2025 | 2030 | 2035 | 2040
BM | 0 | 0 | 0 | 0 | 0 | 0
CC | 0 | 0 | 0 | 0 | 0 | 0
CSP | 0 | 0 | 0 | 0 | 0 | 0
CT | 0 | 0 | 0 | 0 | 0 | 0
Coal | 0 | 0 | 0 | 0 | 0 | 0
Geo | 0 | 0 | 0 | 0 | 0 | 0
H | 0 | 0 | 0 | 0 | 0 | 0
LFG | 0 | 0 | 0 | 0 | 0 | 0
Nuc | 0 | 0 | 0 | 0 | 0 | 0
PS | 0 | 0 | 0 | 0 | 0 | 0
PV | 0 | 0 | 0 | 0 | 0 | 0
PeakG | 0 | 0 | 0 | 0 | 0 | 0
PeakO | 0 | 0 | 0 | 0 | 0 | 0
ST | 0 | 0 | 0 | 0 | 0 | 0
STOG | 0 | 0 | 0 | 0 | 0 | 0
STWD | 0 | 0 | 0 | 0 | 0 | 0
WT | 0 | 0 | 0 | 0 | 0 | 0
IGCC | 0 | 0 | 0 | 0 | 0 | 0
DemandResponse | 0 | 0 | 0 | 0 | 0 | 0
IGCC-CCS | 0 | 0 | 0 | 0 | 0 | 0
WT_off | 0 | 0 | 0 | 0 | 0 | 0
PseudoUnit | 0 | 0 | 0 | 0 | 0 | 0
FixedInterchange | 0 | 0 | 0 | 0 | 0 | 0
Emission Cost by Reporting Type: NWPP_NucRenew
ReportingType | 2015 | 2020 | 2025 | 2030 | 2035 | 2040
BM | 0 | 0 | 0 | 0 | 0 | 0
CC | 0 | 0 | 0 | 0 | 0 | 0
CSP | 0 | 0 | 0 | 0 | 0 | 0
CT | 0 | 0 | 0 | 0 | 0 | 0
Coal | 0 | 0 | 0 | 0 | 0 | 0
Geo | 0 | 0 | 0 | 0 | 0 | 0
H | 0 | 0 | 0 | 0 | 0 | 0
LFG | 0 | 0 | 0 | 0 | 0 | 0
Nuc | 0 | 0 | 0 | 0 | 0 | 0
PS | 0 | 0 | 0 | 0 | 0 | 0
PV | 0 | 0 | 0 | 0 | 0 | 0
PeakG | 0 | 0 | 0 | 0 | 0 | 0
PeakO | 0 | 0 | 0 | 0 | 0 | 0
ST | 0 | 0 | 0 | 0 | 0 | 0
STOG | 0 | 0 | 0 | 0 | 0 | 0
STWD | 0 | 0 | 0 | 0 | 0 | 0
WT | 0 | 0 | 0 | 0 | 0 | 0
IGCC | 0 | 0 | 0 | 0 | 0 | 0
DemandResponse | 0 | 0 | 0 | 0 | 0 | 0
IGCC-CCS | 0 | 0 | 0 | 0 | 0 | 0
WT_off | 0 | 0 | 0 | 0 | 0 | 0
PseudoUnit | 0 | 0 | 0 | 0 | 0 | 0
FixedInterchange | 0 | 0 | 0 | 0 | 0 | 0
Emission Cost by Reporting Type: RMPA
ReportingType | 2015 | 2020 | 2025 | 2030 | 2035 | 2040
BM | 0 | 0 | 0 | 0 | 0 | 0
CC | 0 | 0 | 0 | 0 | 0 | 0
CSP | 0 | 0 | 0 | 0 | 0 | 0
CT | 0 | 0 | 0 | 0 | 0 | 0
Coal | 0 | 0 | 0 | 0 | 0 | 0
Geo | 0 | 0 | 0 | 0 | 0 | 0
H | 0 | 0 | 0 | 0 | 0 | 0
LFG | 0 | 0 | 0 | 0 | 0 | 0
Nuc | 0 | 0 | 0 | 0 | 0 | 0
PS | 0 | 0 | 0 | 0 | 0 | 0
PV | 0 | 0 | 0 | 0 | 0 | 0
PeakG | 0 | 0 | 0 | 0 | 0 | 0
PeakO | 0 | 0 | 0 | 0 | 0 | 0
ST | 0 | 0 | 0 | 0 | 0 | 0
STOG | 0 | 0 | 0 | 0 | 0 | 0
STWD | 0 | 0 | 0 | 0 | 0 | 0
WT | 0 | 0 | 0 | 0 | 0 | 0
IGCC | 0 | 0 | 0 | 0 | 0 | 0
DemandResponse | 0 | 0 | 0 | 0 | 0 | 0
IGCC-CCS | 0 | 0 | 0 | 0 | 0 | 0
WT_off | 0 | 0 | 0 | 0 | 0 | 0
PseudoUnit | 0 | 0 | 0 | 0 | 0 | 0
FixedInterchange | 0 | 0 | 0 | 0 | 0 | 0
Emission Cost by Reporting Type: SP15
ReportingType | 2015 | 2020 | 2025 | 2030 | 2035 | 2040
BM | 0 | 0 | 0 | 0 | 0 | 0
CC | 0 | 0 | 0 | 0 | 0 | 0
CSP | 0 | 0 | 0 | 0 | 0 | 0
CT | 0 | 0 | 0 | 0 | 0 | 0
Coal | 0 | 0 | 0 | 0 | 0 | 0
Geo | 0 | 0 | 0 | 0 | 0 | 0
H | 0 | 0 | 0 | 0 | 0 | 0
LFG | 0 | 0 | 0 | 0 | 0 | 0
Nuc | 0 | 0 | 0 | 0 | 0 | 0
PS | 0 | 0 | 0 | 0 | 0 | 0
PV | 0 | 0 | 0 | 0 | 0 | 0
PeakG | 0 | 0 | 0 | 0 | 0 | 0
PeakO | 0 | 0 | 0 | 0 | 0 | 0
ST | 0 | 0 | 0 | 0 | 0 | 0
STOG | 0 | 0 | 0 | 0 | 0 | 0
STWD | 0 | 0 | 0 | 0 | 0 | 0
WT | 0 | 0 | 0 | 0 | 0 | 0
IGCC | 0 | 0 | 0 | 0 | 0 | 0
DemandResponse | 0 | 0 | 0 | 0 | 0 | 0
IGCC-CCS | 0 | 0 | 0 | 0 | 0 | 0
WT_off | 0 | 0 | 0 | 0 | 0 | 0
PseudoUnit | 0 | 0 | 0 | 0 | 0 | 0
FixedInterchange | 0 | 0 | 0 | 0 | 0 | 0
Emission Cost by Reporting Type: ALB
ReportingType | 2015 | 2020 | 2025 | 2030 | 2035 | 2040
BM | 0 | 0 | 0 | 0 | 0 | 0
CC | 0 | 0 | 0 | 0 | 0 | 0
CSP | 0 | 0 | 0 | 0 | 0 | 0
CT | 0 | 0 | 0 | 0 | 0 | 0
Coal | 0 | 0 | 0 | 0 | 0 | 0
Geo | 0 | 0 | 0 | 0 | 0 | 0
H | 0 | 0 | 0 | 0 | 0 | 0
LFG | 0 | 0 | 0 | 0 | 0 | 0
Nuc | 0 | 0 | 0 | 0 | 0 | 0
PS | 0 | 0 | 0 | 0 | 0 | 0
PV | 0 | 0 | 0 | 0 | 0 | 0
PeakG | 0 | 0 | 0 | 0 | 0 | 0
PeakO | 0 | 0 | 0 | 0 | 0 | 0
ST | 0 | 0 | 0 | 0 | 0 | 0
STOG | 0 | 0 | 0 | 0 | 0 | 0
STWD | 0 | 0 | 0 | 0 | 0 | 0
WT | 0 | 0 | 0 | 0 | 0 | 0
IGCC | 0 | 0 | 0 | 0 | 0 | 0
DemandResponse | 0 | 0 | 0 | 0 | 0 | 0
IGCC-CCS | 0 | 0 | 0 | 0 | 0 | 0
WT_off | 0 | 0 | 0 | 0 | 0 | 0
PseudoUnit | 0 | 0 | 0 | 0 | 0 | 0
FixedInterchange | 0 | 0 | 0 | 0 | 0 | 0
Emission Cost by Reporting Type: BC
ReportingType | 2015 | 2020 | 2025 | 2030 | 2035 | 2040
BM | 0 | 0 | 0 | 0 | 0 | 0
CC | 0 | 0 | 0 | 0 | 0 | 0
CSP | 0 | 0 | 0 | 0 | 0 | 0
CT | 0 | 0 | 0 | 0 | 0 | 0
Coal | 0 | 0 | 0 | 0 | 0 | 0
Geo | 0 | 0 | 0 | 0 | 0 | 0
H | 0 | 0 | 0 | 0 | 0 | 0
LFG | 0 | 0 | 0 | 0 | 0 | 0
Nuc | 0 | 0 | 0 | 0 | 0 | 0
PS | 0 | 0 | 0 | 0 | 0 | 0
PV | 0 | 0 | 0 | 0 | 0 | 0
PeakG | 0 | 0 | 0 | 0 | 0 | 0
PeakO | 0 | 0 | 0 | 0 | 0 | 0
ST | 0 | 0 | 0 | 0 | 0 | 0
STOG | 0 | 0 | 0 | 0 | 0 | 0
STWD | 0 | 0 | 0 | 0 | 0 | 0
WT | 0 | 0 | 0 | 0 | 0 | 0
IGCC | 0 | 0 | 0 | 0 | 0 | 0
DemandResponse | 0 | 0 | 0 | 0 | 0 | 0
IGCC-CCS | 0 | 0 | 0 | 0 | 0 | 0
WT_off | 0 | 0 | 0 | 0 | 0 | 0
PseudoUnit | 0 | 0 | 0 | 0 | 0 | 0
FixedInterchange | 0 | 0 | 0 | 0 | 0 | 0
Emission Cost by Reporting Type: HQ_IESO
ReportingType | 2015 | 2020 | 2025 | 2030 | 2035 | 2040
BM | 0 | 0 | 0 | 0 | 0 | 0
CC | 0 | 0 | 0 | 0 | 0 | 0
CSP | 0 | 0 | 0 | 0 | 0 | 0
CT | 0 | 0 | 0 | 0 | 0 | 0
Coal | 0 | 0 | 0 | 0 | 0 | 0
Geo | 0 | 0 | 0 | 0 | 0 | 0
H | 0 | 0 | 0 | 0 | 0 | 0
LFG | 0 | 0 | 0 | 0 | 0 | 0
Nuc | 0 | 0 | 0 | 0 | 0 | 0
PS | 0 | 0 | 0 | 0 | 0 | 0
PV | 0 | 0 | 0 | 0 | 0 | 0
PeakG | 0 | 0 | 0 | 0 | 0 | 0
PeakO | 0 | 0 | 0 | 0 | 0 | 0
ST | 0 | 0 | 0 | 0 | 0 | 0
STOG | 0 | 0 | 0 | 0 | 0 | 0
STWD | 0 | 0 | 0 | 0 | 0 | 0
WT | 0 | 0 | 0 | 0 | 0 | 0
IGCC | 0 | 0 | 0 | 0 | 0 | 0
DemandResponse | 0 | 0 | 0 | 0 | 0 | 0
IGCC-CCS | 0 | 0 | 0 | 0 | 0 | 0
WT_off | 0 | 0 | 0 | 0 | 0 | 0
PseudoUnit | 0 | 0 | 0 | 0 | 0 | 0
FixedInterchange | 0 | 0 | 0 | 0 | 0 | 0
Emission Cost by Reporting Type: HQ_NEISO
ReportingType | 2015 | 2020 | 2025 | 2030 | 2035 | 2040
BM | 0 | 0 | 0 | 0 | 0 | 0
CC | 0 | 0 | 0 | 0 | 0 | 0
CSP | 0 | 0 | 0 | 0 | 0 | 0
CT | 0 | 0 | 0 | 0 | 0 | 0
Coal | 0 | 0 | 0 | 0 | 0 | 0
Geo | 0 | 0 | 0 | 0 | 0 | 0
H | 0 | 0 | 0 | 0 | 0 | 0
LFG | 0 | 0 | 0 | 0 | 0 | 0
Nuc | 0 | 0 | 0 | 0 | 0 | 0
PS | 0 | 0 | 0 | 0 | 0 | 0
PV | 0 | 0 | 0 | 0 | 0 | 0
PeakG | 0 | 0 | 0 | 0 | 0 | 0
PeakO | 0 | 0 | 0 | 0 | 0 | 0
ST | 0 | 0 | 0 | 0 | 0 | 0
STOG | 0 | 0 | 0 | 0 | 0 | 0
STWD | 0 | 0 | 0 | 0 | 0 | 0
WT | 0 | 0 | 0 | 0 | 0 | 0
IGCC | 0 | 0 | 0 | 0 | 0 | 0
DemandResponse | 0 | 0 | 0 | 0 | 0 | 0
IGCC-CCS | 0 | 0 | 0 | 0 | 0 | 0
WT_off | 0 | 0 | 0 | 0 | 0 | 0
PseudoUnit | 0 | 0 | 0 | 0 | 0 | 0
FixedInterchange | 0 | 0 | 0 | 0 | 0 | 0
Emission Cost by Reporting Type: HQ_NY
ReportingType | 2015 | 2020 | 2025 | 2030 | 2035 | 2040
BM | 0 | 0 | 0 | 0 | 0 | 0
CC | 0 | 0 | 0 | 0 | 0 | 0
CSP | 0 | 0 | 0 | 0 | 0 | 0
CT | 0 | 0 | 0 | 0 | 0 | 0
Coal | 0 | 0 | 0 | 0 | 0 | 0
Geo | 0 | 0 | 0 | 0 | 0 | 0
H | 0 | 0 | 0 | 0 | 0 | 0
LFG | 0 | 0 | 0 | 0 | 0 | 0
Nuc | 0 | 0 | 0 | 0 | 0 | 0
PS | 0 | 0 | 0 | 0 | 0 | 0
PV | 0 | 0 | 0 | 0 | 0 | 0
PeakG | 0 | 0 | 0 | 0 | 0 | 0
PeakO | 0 | 0 | 0 | 0 | 0 | 0
ST | 0 | 0 | 0 | 0 | 0 | 0
STOG | 0 | 0 | 0 | 0 | 0 | 0
STWD | 0 | 0 | 0 | 0 | 0 | 0
WT | 0 | 0 | 0 | 0 | 0 | 0
IGCC | 0 | 0 | 0 | 0 | 0 | 0
DemandResponse | 0 | 0 | 0 | 0 | 0 | 0
IGCC-CCS | 0 | 0 | 0 | 0 | 0 | 0
WT_off | 0 | 0 | 0 | 0 | 0 | 0
PseudoUnit | 0 | 0 | 0 | 0 | 0 | 0
FixedInterchange | 0 | 0 | 0 | 0 | 0 | 0
Emission Cost by Reporting Type: MARITIMES
ReportingType | 2015 | 2020 | 2025 | 2030 | 2035 | 2040
BM | 0 | 0 | 0 | 0 | 0 | 0
CC | 0 | 0 | 0 | 0 | 0 | 0
CSP | 0 | 0 | 0 | 0 | 0 | 0
CT | 0 | 0 | 0 | 0 | 0 | 0
Coal | 0 | 0 | 0 | 0 | 0 | 0
Geo | 0 | 0 | 0 | 0 | 0 | 0
H | 0 | 0 | 0 | 0 | 0 | 0
LFG | 0 | 0 | 0 | 0 | 0 | 0
Nuc | 0 | 0 | 0 | 0 | 0 | 0
PS | 0 | 0 | 0 | 0 | 0 | 0
PV | 0 | 0 | 0 | 0 | 0 | 0
PeakG | 0 | 0 | 0 | 0 | 0 | 0
PeakO | 0 | 0 | 0 | 0 | 0 | 0
ST | 0 | 0 | 0 | 0 | 0 | 0
STOG | 0 | 0 | 0 | 0 | 0 | 0
STWD | 0 | 0 | 0 | 0 | 0 | 0
WT | 0 | 0 | 0 | 0 | 0 | 0
IGCC | 0 | 0 | 0 | 0 | 0 | 0
DemandResponse | 0 | 0 | 0 | 0 | 0 | 0
IGCC-CCS | 0 | 0 | 0 | 0 | 0 | 0
WT_off | 0 | 0 | 0 | 0 | 0 | 0
PseudoUnit | 0 | 0 | 0 | 0 | 0 | 0
FixedInterchange | 0 | 0 | 0 | 0 | 0 | 0
Emission Cost by Reporting Type: All
ReportingType | 2015 | 2020 | 2025 | 2030 | 2035 | 2040
BM | 0 | 0 | 0 | 0 | 0 | 0
CC | 0 | 0 | 0 | 0 | 0 | 0
CSP | 0 | 0 | 0 | 0 | 0 | 0
CT | 0 | 0 | 0 | 0 | 0 | 0
Coal | 0 | 0 | 0 | 0 | 0 | 0
Geo | 0 | 0 | 0 | 0 | 0 | 0
H | 0 | 0 | 0 | 0 | 0 | 0
LFG | 0 | 0 | 0 | 0 | 0 | 0
Nuc | 0 | 0 | 0 | 0 | 0 | 0
PS | 0 | 0 | 0 | 0 | 0 | 0
PV | 0 | 0 | 0 | 0 | 0 | 0
PeakG | 0 | 0 | 0 | 0 | 0 | 0
PeakO | 0 | 0 | 0 | 0 | 0 | 0
ST | 0 | 0 | 0 | 0 | 0 | 0
STOG | 0 | 0 | 0 | 0 | 0 | 0
STWD | 0 | 0 | 0 | 0 | 0 | 0
WT | 0 | 0 | 0 | 0 | 0 | 0
IGCC | 0 | 0 | 0 | 0 | 0 | 0
DemandResponse | 0 | 0 | 0 | 0 | 0 | 0
IGCC-CCS | 0 | 0 | 0 | 0 | 0 | 0
WT_off | 0 | 0 | 0 | 0 | 0 | 0
PseudoUnit | 0 | 0 | 0 | 0 | 0 | 0
FixedInterchange | 0 | 0 | 0 | 0 | 0 | 0
Emission Cost by Reporting Type: EI_US
ReportingType | 2015 | 2020 | 2025 | 2030 | 2035 | 2040
BM | 0 | 0 | 0 | 0 | 0 | 0
CC | 0 | 0 | 0 | 0 | 0 | 0
CSP | 0 | 0 | 0 | 0 | 0 | 0
CT | 0 | 0 | 0 | 0 | 0 | 0
Coal | 0 | 0 | 0 | 0 | 0 | 0
Geo | 0 | 0 | 0 | 0 | 0 | 0
H | 0 | 0 | 0 | 0 | 0 | 0
LFG | 0 | 0 | 0 | 0 | 0 | 0
Nuc | 0 | 0 | 0 | 0 | 0 | 0
PS | 0 | 0 | 0 | 0 | 0 | 0
PV | 0 | 0 | 0 | 0 | 0 | 0
PeakG | 0 | 0 | 0 | 0 | 0 | 0
PeakO | 0 | 0 | 0 | 0 | 0 | 0
ST | 0 | 0 | 0 | 0 | 0 | 0
STOG | 0 | 0 | 0 | 0 | 0 | 0
STWD | 0 | 0 | 0 | 0 | 0 | 0
WT | 0 | 0 | 0 | 0 | 0 | 0
IGCC | 0 | 0 | 0 | 0 | 0 | 0
DemandResponse | 0 | 0 | 0 | 0 | 0 | 0
IGCC-CCS | 0 | 0 | 0 | 0 | 0 | 0
WT_off | 0 | 0 | 0 | 0 | 0 | 0
PseudoUnit | 0 | 0 | 0 | 0 | 0 | 0
FixedInterchange | 0 | 0 | 0 | 0 | 0 | 0
Emission Cost by Reporting Type: EI_Canada
ReportingType | 2015 | 2020 | 2025 | 2030 | 2035 | 2040
BM | 0 | 0 | 0 | 0 | 0 | 0
CC | 0 | 0 | 0 | 0 | 0 | 0
CSP | 0 | 0 | 0 | 0 | 0 | 0
CT | 0 | 0 | 0 | 0 | 0 | 0
Coal | 0 | 0 | 0 | 0 | 0 | 0
Geo | 0 | 0 | 0 | 0 | 0 | 0
H | 0 | 0 | 0 | 0 | 0 | 0
LFG | 0 | 0 | 0 | 0 | 0 | 0
Nuc | 0 | 0 | 0 | 0 | 0 | 0
PS | 0 | 0 | 0 | 0 | 0 | 0
PV | 0 | 0 | 0 | 0 | 0 | 0
PeakG | 0 | 0 | 0 | 0 | 0 | 0
PeakO | 0 | 0 | 0 | 0 | 0 | 0
ST | 0 | 0 | 0 | 0 | 0 | 0
STOG | 0 | 0 | 0 | 0 | 0 | 0
STWD | 0 | 0 | 0 | 0 | 0 | 0
WT | 0 | 0 | 0 | 0 | 0 | 0
IGCC | 0 | 0 | 0 | 0 | 0 | 0
DemandResponse | 0 | 0 | 0 | 0 | 0 | 0
IGCC-CCS | 0 | 0 | 0 | 0 | 0 | 0
WT_off | 0 | 0 | 0 | 0 | 0 | 0
PseudoUnit | 0 | 0 | 0 | 0 | 0 | 0
FixedInterchange | 0 | 0 | 0 | 0 | 0 | 0
Emission Cost by Reporting Type: EI
ReportingType | 2015 | 2020 | 2025 | 2030 | 2035 | 2040
BM | 0 | 0 | 0 | 0 | 0 | 0
CC | 0 | 0 | 0 | 0 | 0 | 0
CSP | 0 | 0 | 0 | 0 | 0 | 0
CT | 0 | 0 | 0 | 0 | 0 | 0
Coal | 0 | 0 | 0 | 0 | 0 | 0
Geo | 0 | 0 | 0 | 0 | 0 | 0
H | 0 | 0 | 0 | 0 | 0 | 0
LFG | 0 | 0 | 0 | 0 | 0 | 0
Nuc | 0 | 0 | 0 | 0 | 0 | 0
PS | 0 | 0 | 0 | 0 | 0 | 0
PV | 0 | 0 | 0 | 0 | 0 | 0
PeakG | 0 | 0 | 0 | 0 | 0 | 0
PeakO | 0 | 0 | 0 | 0 | 0 | 0
ST | 0 | 0 | 0 | 0 | 0 | 0
STOG | 0 | 0 | 0 | 0 | 0 | 0
STWD | 0 | 0 | 0 | 0 | 0 | 0
WT | 0 | 0 | 0 | 0 | 0 | 0
IGCC | 0 | 0 | 0 | 0 | 0 | 0
DemandResponse | 0 | 0 | 0 | 0 | 0 | 0
IGCC-CCS | 0 | 0 | 0 | 0 | 0 | 0
WT_off | 0 | 0 | 0 | 0 | 0 | 0
PseudoUnit | 0 | 0 | 0 | 0 | 0 | 0
FixedInterchange | 0 | 0 | 0 | 0 | 0 | 0
Emission Cost by Reporting Type: Outside_EI
ReportingType | 2015 | 2020 | 2025 | 2030 | 2035 | 2040
BM | 0 | 0 | 0 | 0 | 0 | 0
CC | 0 | 0 | 0 | 0 | 0 | 0
CSP | 0 | 0 | 0 | 0 | 0 | 0
CT | 0 | 0 | 0 | 0 | 0 | 0
Coal | 0 | 0 | 0 | 0 | 0 | 0
Geo | 0 | 0 | 0 | 0 | 0 | 0
H | 0 | 0 | 0 | 0 | 0 | 0
LFG | 0 | 0 | 0 | 0 | 0 | 0
Nuc | 0 | 0 | 0 | 0 | 0 | 0
PS | 0 | 0 | 0 | 0 | 0 | 0
PV | 0 | 0 | 0 | 0 | 0 | 0
PeakG | 0 | 0 | 0 | 0 | 0 | 0
PeakO | 0 | 0 | 0 | 0 | 0 | 0
ST | 0 | 0 | 0 | 0 | 0 | 0
STOG | 0 | 0 | 0 | 0 | 0 | 0
STWD | 0 | 0 | 0 | 0 | 0 | 0
WT | 0 | 0 | 0 | 0 | 0 | 0
IGCC | 0 | 0 | 0 | 0 | 0 | 0
DemandResponse | 0 | 0 | 0 | 0 | 0 | 0
IGCC-CCS | 0 | 0 | 0 | 0 | 0 | 0
WT_off | 0 | 0 | 0 | 0 | 0 | 0
PseudoUnit | 0 | 0 | 0 | 0 | 0 | 0
FixedInterchange | 0 | 0 | 0 | 0 | 0 | 0
==== Emission Program: Carbon_CA : (CO2) ====
Emission Cost by Reporting Type: Entergy
ReportingType | 2015 | 2020 | 2025 | 2030 | 2035 | 2040
BM | 0 | 0 | 0 | 0 | 0 | 0
CC | 0 | 0 | 0 | 0 | 0 | 0
CSP | 0 | 0 | 0 | 0 | 0 | 0
CT | 0 | 0 | 0 | 0 | 0 | 0
Coal | 0 | 0 | 0 | 0 | 0 | 0
Geo | 0 | 0 | 0 | 0 | 0 | 0
H | 0 | 0 | 0 | 0 | 0 | 0
LFG | 0 | 0 | 0 | 0 | 0 | 0
Nuc | 0 | 0 | 0 | 0 | 0 | 0
PS | 0 | 0 | 0 | 0 | 0 | 0
PV | 0 | 0 | 0 | 0 | 0 | 0
PeakG | 0 | 0 | 0 | 0 | 0 | 0
PeakO | 0 | 0 | 0 | 0 | 0 | 0
ST | 0 | 0 | 0 | 0 | 0 | 0
STOG | 0 | 0 | 0 | 0 | 0 | 0
STWD | 0 | 0 | 0 | 0 | 0 | 0
WT | 0 | 0 | 0 | 0 | 0 | 0
IGCC | 0 | 0 | 0 | 0 | 0 | 0
DemandResponse | 0 | 0 | 0 | 0 | 0 | 0
IGCC-CCS | 0 | 0 | 0 | 0 | 0 | 0
WT_off | 0 | 0 | 0 | 0 | 0 | 0
PseudoUnit | 0 | 0 | 0 | 0 | 0 | 0
FixedInterchange | 0 | 0 | 0 | 0 | 0 | 0
Emission Cost by Reporting Type: FRCC
ReportingType | 2015 | 2020 | 2025 | 2030 | 2035 | 2040
BM | 0 | 0 | 0 | 0 | 0 | 0
CC | 0 | 0 | 0 | 0 | 0 | 0
CSP | 0 | 0 | 0 | 0 | 0 | 0
CT | 0 | 0 | 0 | 0 | 0 | 0
Coal | 0 | 0 | 0 | 0 | 0 | 0
Geo | 0 | 0 | 0 | 0 | 0 | 0
H | 0 | 0 | 0 | 0 | 0 | 0
LFG | 0 | 0 | 0 | 0 | 0 | 0
Nuc | 0 | 0 | 0 | 0 | 0 | 0
PS | 0 | 0 | 0 | 0 | 0 | 0
PV | 0 | 0 | 0 | 0 | 0 | 0
PeakG | 0 | 0 | 0 | 0 | 0 | 0
PeakO | 0 | 0 | 0 | 0 | 0 | 0
ST | 0 | 0 | 0 | 0 | 0 | 0
STOG | 0 | 0 | 0 | 0 | 0 | 0
STWD | 0 | 0 | 0 | 0 | 0 | 0
WT | 0 | 0 | 0 | 0 | 0 | 0
IGCC | 0 | 0 | 0 | 0 | 0 | 0
DemandResponse | 0 | 0 | 0 | 0 | 0 | 0
IGCC-CCS | 0 | 0 | 0 | 0 | 0 | 0
WT_off | 0 | 0 | 0 | 0 | 0 | 0
PseudoUnit | 0 | 0 | 0 | 0 | 0 | 0
FixedInterchange | 0 | 0 | 0 | 0 | 0 | 0
Emission Cost by Reporting Type: MAPP_US
ReportingType | 2015 | 2020 | 2025 | 2030 | 2035 | 2040
BM | 0 | 0 | 0 | 0 | 0 | 0
CC | 0 | 0 | 0 | 0 | 0 | 0
CSP | 0 | 0 | 0 | 0 | 0 | 0
CT | 0 | 0 | 0 | 0 | 0 | 0
Coal | 0 | 0 | 0 | 0 | 0 | 0
Geo | 0 | 0 | 0 | 0 | 0 | 0
H | 0 | 0 | 0 | 0 | 0 | 0
LFG | 0 | 0 | 0 | 0 | 0 | 0
Nuc | 0 | 0 | 0 | 0 | 0 | 0
PS | 0 | 0 | 0 | 0 | 0 | 0
PV | 0 | 0 | 0 | 0 | 0 | 0
PeakG | 0 | 0 | 0 | 0 | 0 | 0
PeakO | 0 | 0 | 0 | 0 | 0 | 0
ST | 0 | 0 | 0 | 0 | 0 | 0
STOG | 0 | 0 | 0 | 0 | 0 | 0
STWD | 0 | 0 | 0 | 0 | 0 | 0
WT | 0 | 0 | 0 | 0 | 0 | 0
IGCC | 0 | 0 | 0 | 0 | 0 | 0
DemandResponse | 0 | 0 | 0 | 0 | 0 | 0
IGCC-CCS | 0 | 0 | 0 | 0 | 0 | 0
WT_off | 0 | 0 | 0 | 0 | 0 | 0
PseudoUnit | 0 | 0 | 0 | 0 | 0 | 0
FixedInterchange | 0 | 0 | 0 | 0 | 0 | 0
Emission Cost by Reporting Type: MISO_IN
ReportingType | 2015 | 2020 | 2025 | 2030 | 2035 | 2040
BM | 0 | 0 | 0 | 0 | 0 | 0
CC | 0 | 0 | 0 | 0 | 0 | 0
CSP | 0 | 0 | 0 | 0 | 0 | 0
CT | 0 | 0 | 0 | 0 | 0 | 0
Coal | 0 | 0 | 0 | 0 | 0 | 0
Geo | 0 | 0 | 0 | 0 | 0 | 0
H | 0 | 0 | 0 | 0 | 0 | 0
LFG | 0 | 0 | 0 | 0 | 0 | 0
Nuc | 0 | 0 | 0 | 0 | 0 | 0
PS | 0 | 0 | 0 | 0 | 0 | 0
PV | 0 | 0 | 0 | 0 | 0 | 0
PeakG | 0 | 0 | 0 | 0 | 0 | 0
PeakO | 0 | 0 | 0 | 0 | 0 | 0
ST | 0 | 0 | 0 | 0 | 0 | 0
STOG | 0 | 0 | 0 | 0 | 0 | 0
STWD | 0 | 0 | 0 | 0 | 0 | 0
WT | 0 | 0 | 0 | 0 | 0 | 0
IGCC | 0 | 0 | 0 | 0 | 0 | 0
DemandResponse | 0 | 0 | 0 | 0 | 0 | 0
IGCC-CCS | 0 | 0 | 0 | 0 | 0 | 0
WT_off | 0 | 0 | 0 | 0 | 0 | 0
PseudoUnit | 0 | 0 | 0 | 0 | 0 | 0
FixedInterchange | 0 | 0 | 0 | 0 | 0 | 0
Emission Cost by Reporting Type: MISO_MI
ReportingType | 2015 | 2020 | 2025 | 2030 | 2035 | 2040
BM | 0 | 0 | 0 | 0 | 0 | 0
CC | 0 | 0 | 0 | 0 | 0 | 0
CSP | 0 | 0 | 0 | 0 | 0 | 0
CT | 0 | 0 | 0 | 0 | 0 | 0
Coal | 0 | 0 | 0 | 0 | 0 | 0
Geo | 0 | 0 | 0 | 0 | 0 | 0
H | 0 | 0 | 0 | 0 | 0 | 0
LFG | 0 | 0 | 0 | 0 | 0 | 0
Nuc | 0 | 0 | 0 | 0 | 0 | 0
PS | 0 | 0 | 0 | 0 | 0 | 0
PV | 0 | 0 | 0 | 0 | 0 | 0
PeakG | 0 | 0 | 0 | 0 | 0 | 0
PeakO | 0 | 0 | 0 | 0 | 0 | 0
ST | 0 | 0 | 0 | 0 | 0 | 0
STOG | 0 | 0 | 0 | 0 | 0 | 0
STWD | 0 | 0 | 0 | 0 | 0 | 0
WT | 0 | 0 | 0 | 0 | 0 | 0
IGCC | 0 | 0 | 0 | 0 | 0 | 0
DemandResponse | 0 | 0 | 0 | 0 | 0 | 0
IGCC-CCS | 0 | 0 | 0 | 0 | 0 | 0
WT_off | 0 | 0 | 0 | 0 | 0 | 0
PseudoUnit | 0 | 0 | 0 | 0 | 0 | 0
FixedInterchange | 0 | 0 | 0 | 0 | 0 | 0
Emission Cost by Reporting Type: MISO_MO-IL
ReportingType | 2015 | 2020 | 2025 | 2030 | 2035 | 2040
BM | 0 | 0 | 0 | 0 | 0 | 0
CC | 0 | 0 | 0 | 0 | 0 | 0
CSP | 0 | 0 | 0 | 0 | 0 | 0
CT | 0 | 0 | 0 | 0 | 0 | 0
Coal | 0 | 0 | 0 | 0 | 0 | 0
Geo | 0 | 0 | 0 | 0 | 0 | 0
H | 0 | 0 | 0 | 0 | 0 | 0
LFG | 0 | 0 | 0 | 0 | 0 | 0
Nuc | 0 | 0 | 0 | 0 | 0 | 0
PS | 0 | 0 | 0 | 0 | 0 | 0
PV | 0 | 0 | 0 | 0 | 0 | 0
PeakG | 0 | 0 | 0 | 0 | 0 | 0
PeakO | 0 | 0 | 0 | 0 | 0 | 0
ST | 0 | 0 | 0 | 0 | 0 | 0
STOG | 0 | 0 | 0 | 0 | 0 | 0
STWD | 0 | 0 | 0 | 0 | 0 | 0
WT | 0 | 0 | 0 | 0 | 0 | 0
IGCC | 0 | 0 | 0 | 0 | 0 | 0
DemandResponse | 0 | 0 | 0 | 0 | 0 | 0
IGCC-CCS | 0 | 0 | 0 | 0 | 0 | 0
WT_off | 0 | 0 | 0 | 0 | 0 | 0
PseudoUnit | 0 | 0 | 0 | 0 | 0 | 0
FixedInterchange | 0 | 0 | 0 | 0 | 0 | 0
Emission Cost by Reporting Type: MISO_W
ReportingType | 2015 | 2020 | 2025 | 2030 | 2035 | 2040
BM | 0 | 0 | 0 | 0 | 0 | 0
CC | 0 | 0 | 0 | 0 | 0 | 0
CSP | 0 | 0 | 0 | 0 | 0 | 0
CT | 0 | 0 | 0 | 0 | 0 | 0
Coal | 0 | 0 | 0 | 0 | 0 | 0
Geo | 0 | 0 | 0 | 0 | 0 | 0
H | 0 | 0 | 0 | 0 | 0 | 0
LFG | 0 | 0 | 0 | 0 | 0 | 0
Nuc | 0 | 0 | 0 | 0 | 0 | 0
PS | 0 | 0 | 0 | 0 | 0 | 0
PV | 0 | 0 | 0 | 0 | 0 | 0
PeakG | 0 | 0 | 0 | 0 | 0 | 0
PeakO | 0 | 0 | 0 | 0 | 0 | 0
ST | 0 | 0 | 0 | 0 | 0 | 0
STOG | 0 | 0 | 0 | 0 | 0 | 0
STWD | 0 | 0 | 0 | 0 | 0 | 0
WT | 0 | 0 | 0 | 0 | 0 | 0
IGCC | 0 | 0 | 0 | 0 | 0 | 0
DemandResponse | 0 | 0 | 0 | 0 | 0 | 0
IGCC-CCS | 0 | 0 | 0 | 0 | 0 | 0
WT_off | 0 | 0 | 0 | 0 | 0 | 0
PseudoUnit | 0 | 0 | 0 | 0 | 0 | 0
FixedInterchange | 0 | 0 | 0 | 0 | 0 | 0
Emission Cost by Reporting Type: MISO_WUMS
ReportingType | 2015 | 2020 | 2025 | 2030 | 2035 | 2040
BM | 0 | 0 | 0 | 0 | 0 | 0
CC | 0 | 0 | 0 | 0 | 0 | 0
CSP | 0 | 0 | 0 | 0 | 0 | 0
CT | 0 | 0 | 0 | 0 | 0 | 0
Coal | 0 | 0 | 0 | 0 | 0 | 0
Geo | 0 | 0 | 0 | 0 | 0 | 0
H | 0 | 0 | 0 | 0 | 0 | 0
LFG | 0 | 0 | 0 | 0 | 0 | 0
Nuc | 0 | 0 | 0 | 0 | 0 | 0
PS | 0 | 0 | 0 | 0 | 0 | 0
PV | 0 | 0 | 0 | 0 | 0 | 0
PeakG | 0 | 0 | 0 | 0 | 0 | 0
PeakO | 0 | 0 | 0 | 0 | 0 | 0
ST | 0 | 0 | 0 | 0 | 0 | 0
STOG | 0 | 0 | 0 | 0 | 0 | 0
STWD | 0 | 0 | 0 | 0 | 0 | 0
WT | 0 | 0 | 0 | 0 | 0 | 0
IGCC | 0 | 0 | 0 | 0 | 0 | 0
DemandResponse | 0 | 0 | 0 | 0 | 0 | 0
IGCC-CCS | 0 | 0 | 0 | 0 | 0 | 0
WT_off | 0 | 0 | 0 | 0 | 0 | 0
PseudoUnit | 0 | 0 | 0 | 0 | 0 | 0
FixedInterchange | 0 | 0 | 0 | 0 | 0 | 0
Emission Cost by Reporting Type: Nebraska
ReportingType | 2015 | 2020 | 2025 | 2030 | 2035 | 2040
BM | 0 | 0 | 0 | 0 | 0 | 0
CC | 0 | 0 | 0 | 0 | 0 | 0
CSP | 0 | 0 | 0 | 0 | 0 | 0
CT | 0 | 0 | 0 | 0 | 0 | 0
Coal | 0 | 0 | 0 | 0 | 0 | 0
Geo | 0 | 0 | 0 | 0 | 0 | 0
H | 0 | 0 | 0 | 0 | 0 | 0
LFG | 0 | 0 | 0 | 0 | 0 | 0
Nuc | 0 | 0 | 0 | 0 | 0 | 0
PS | 0 | 0 | 0 | 0 | 0 | 0
PV | 0 | 0 | 0 | 0 | 0 | 0
PeakG | 0 | 0 | 0 | 0 | 0 | 0
PeakO | 0 | 0 | 0 | 0 | 0 | 0
ST | 0 | 0 | 0 | 0 | 0 | 0
STOG | 0 | 0 | 0 | 0 | 0 | 0
STWD | 0 | 0 | 0 | 0 | 0 | 0
WT | 0 | 0 | 0 | 0 | 0 | 0
IGCC | 0 | 0 | 0 | 0 | 0 | 0
DemandResponse | 0 | 0 | 0 | 0 | 0 | 0
IGCC-CCS | 0 | 0 | 0 | 0 | 0 | 0
WT_off | 0 | 0 | 0 | 0 | 0 | 0
PseudoUnit | 0 | 0 | 0 | 0 | 0 | 0
FixedInterchange | 0 | 0 | 0 | 0 | 0 | 0
Emission Cost by Reporting Type: NEISO
ReportingType | 2015 | 2020 | 2025 | 2030 | 2035 | 2040
BM | 0 | 0 | 0 | 0 | 0 | 0
CC | 0 | 0 | 0 | 0 | 0 | 0
CSP | 0 | 0 | 0 | 0 | 0 | 0
CT | 0 | 0 | 0 | 0 | 0 | 0
Coal | 0 | 0 | 0 | 0 | 0 | 0
Geo | 0 | 0 | 0 | 0 | 0 | 0
H | 0 | 0 | 0 | 0 | 0 | 0
LFG | 0 | 0 | 0 | 0 | 0 | 0
Nuc | 0 | 0 | 0 | 0 | 0 | 0
PS | 0 | 0 | 0 | 0 | 0 | 0
PV | 0 | 0 | 0 | 0 | 0 | 0
PeakG | 0 | 0 | 0 | 0 | 0 | 0
PeakO | 0 | 0 | 0 | 0 | 0 | 0
ST | 0 | 0 | 0 | 0 | 0 | 0
STOG | 0 | 0 | 0 | 0 | 0 | 0
STWD | 0 | 0 | 0 | 0 | 0 | 0
WT | 0 | 0 | 0 | 0 | 0 | 0
IGCC | 0 | 0 | 0 | 0 | 0 | 0
DemandResponse | 0 | 0 | 0 | 0 | 0 | 0
IGCC-CCS | 0 | 0 | 0 | 0 | 0 | 0
WT_off | 0 | 0 | 0 | 0 | 0 | 0
PseudoUnit | 0 | 0 | 0 | 0 | 0 | 0
FixedInterchange | 0 | 0 | 0 | 0 | 0 | 0
Emission Cost by Reporting Type: NonRTO_Midwest
ReportingType | 2015 | 2020 | 2025 | 2030 | 2035 | 2040
BM | 0 | 0 | 0 | 0 | 0 | 0
CC | 0 | 0 | 0 | 0 | 0 | 0
CSP | 0 | 0 | 0 | 0 | 0 | 0
CT | 0 | 0 | 0 | 0 | 0 | 0
Coal | 0 | 0 | 0 | 0 | 0 | 0
Geo | 0 | 0 | 0 | 0 | 0 | 0
H | 0 | 0 | 0 | 0 | 0 | 0
LFG | 0 | 0 | 0 | 0 | 0 | 0
Nuc | 0 | 0 | 0 | 0 | 0 | 0
PS | 0 | 0 | 0 | 0 | 0 | 0
PV | 0 | 0 | 0 | 0 | 0 | 0
PeakG | 0 | 0 | 0 | 0 | 0 | 0
PeakO | 0 | 0 | 0 | 0 | 0 | 0
ST | 0 | 0 | 0 | 0 | 0 | 0
STOG | 0 | 0 | 0 | 0 | 0 | 0
STWD | 0 | 0 | 0 | 0 | 0 | 0
WT | 0 | 0 | 0 | 0 | 0 | 0
IGCC | 0 | 0 | 0 | 0 | 0 | 0
DemandResponse | 0 | 0 | 0 | 0 | 0 | 0
IGCC-CCS | 0 | 0 | 0 | 0 | 0 | 0
WT_off | 0 | 0 | 0 | 0 | 0 | 0
PseudoUnit | 0 | 0 | 0 | 0 | 0 | 0
FixedInterchange | 0 | 0 | 0 | 0 | 0 | 0
Emission Cost by Reporting Type: NYISO_A-F
ReportingType | 2015 | 2020 | 2025 | 2030 | 2035 | 2040
BM | 0 | 0 | 0 | 0 | 0 | 0
CC | 0 | 0 | 0 | 0 | 0 | 0
CSP | 0 | 0 | 0 | 0 | 0 | 0
CT | 0 | 0 | 0 | 0 | 0 | 0
Coal | 0 | 0 | 0 | 0 | 0 | 0
Geo | 0 | 0 | 0 | 0 | 0 | 0
H | 0 | 0 | 0 | 0 | 0 | 0
LFG | 0 | 0 | 0 | 0 | 0 | 0
Nuc | 0 | 0 | 0 | 0 | 0 | 0
PS | 0 | 0 | 0 | 0 | 0 | 0
PV | 0 | 0 | 0 | 0 | 0 | 0
PeakG | 0 | 0 | 0 | 0 | 0 | 0
PeakO | 0 | 0 | 0 | 0 | 0 | 0
ST | 0 | 0 | 0 | 0 | 0 | 0
STOG | 0 | 0 | 0 | 0 | 0 | 0
STWD | 0 | 0 | 0 | 0 | 0 | 0
WT | 0 | 0 | 0 | 0 | 0 | 0
IGCC | 0 | 0 | 0 | 0 | 0 | 0
DemandResponse | 0 | 0 | 0 | 0 | 0 | 0
IGCC-CCS | 0 | 0 | 0 | 0 | 0 | 0
WT_off | 0 | 0 | 0 | 0 | 0 | 0
PseudoUnit | 0 | 0 | 0 | 0 | 0 | 0
FixedInterchange | 0 | 0 | 0 | 0 | 0 | 0
Emission Cost by Reporting Type: NYISO_G-I
ReportingType | 2015 | 2020 | 2025 | 2030 | 2035 | 2040
BM | 0 | 0 | 0 | 0 | 0 | 0
CC | 0 | 0 | 0 | 0 | 0 | 0
CSP | 0 | 0 | 0 | 0 | 0 | 0
CT | 0 | 0 | 0 | 0 | 0 | 0
Coal | 0 | 0 | 0 | 0 | 0 | 0
Geo | 0 | 0 | 0 | 0 | 0 | 0
H | 0 | 0 | 0 | 0 | 0 | 0
LFG | 0 | 0 | 0 | 0 | 0 | 0
Nuc | 0 | 0 | 0 | 0 | 0 | 0
PS | 0 | 0 | 0 | 0 | 0 | 0
PV | 0 | 0 | 0 | 0 | 0 | 0
PeakG | 0 | 0 | 0 | 0 | 0 | 0
PeakO | 0 | 0 | 0 | 0 | 0 | 0
ST | 0 | 0 | 0 | 0 | 0 | 0
STOG | 0 | 0 | 0 | 0 | 0 | 0
STWD | 0 | 0 | 0 | 0 | 0 | 0
WT | 0 | 0 | 0 | 0 | 0 | 0
IGCC | 0 | 0 | 0 | 0 | 0 | 0
DemandResponse | 0 | 0 | 0 | 0 | 0 | 0
IGCC-CCS | 0 | 0 | 0 | 0 | 0 | 0
WT_off | 0 | 0 | 0 | 0 | 0 | 0
PseudoUnit | 0 | 0 | 0 | 0 | 0 | 0
FixedInterchange | 0 | 0 | 0 | 0 | 0 | 0
Emission Cost by Reporting Type: NYISO_J-K
ReportingType | 2015 | 2020 | 2025 | 2030 | 2035 | 2040
BM | 0 | 0 | 0 | 0 | 0 | 0
CC | 0 | 0 | 0 | 0 | 0 | 0
CSP | 0 | 0 | 0 | 0 | 0 | 0
CT | 0 | 0 | 0 | 0 | 0 | 0
Coal | 0 | 0 | 0 | 0 | 0 | 0
Geo | 0 | 0 | 0 | 0 | 0 | 0
H | 0 | 0 | 0 | 0 | 0 | 0
LFG | 0 | 0 | 0 | 0 | 0 | 0
Nuc | 0 | 0 | 0 | 0 | 0 | 0
PS | 0 | 0 | 0 | 0 | 0 | 0
PV | 0 | 0 | 0 | 0 | 0 | 0
PeakG | 0 | 0 | 0 | 0 | 0 | 0
PeakO | 0 | 0 | 0 | 0 | 0 | 0
ST | 0 | 0 | 0 | 0 | 0 | 0
STOG | 0 | 0 | 0 | 0 | 0 | 0
STWD | 0 | 0 | 0 | 0 | 0 | 0
WT | 0 | 0 | 0 | 0 | 0 | 0
IGCC | 0 | 0 | 0 | 0 | 0 | 0
DemandResponse | 0 | 0 | 0 | 0 | 0 | 0
IGCC-CCS | 0 | 0 | 0 | 0 | 0 | 0
WT_off | 0 | 0 | 0 | 0 | 0 | 0
PseudoUnit | 0 | 0 | 0 | 0 | 0 | 0
FixedInterchange | 0 | 0 | 0 | 0 | 0 | 0
Emission Cost by Reporting Type: PJM_E
ReportingType | 2015 | 2020 | 2025 | 2030 | 2035 | 2040
BM | 0 | 0 | 0 | 0 | 0 | 0
CC | 0 | 0 | 0 | 0 | 0 | 0
CSP | 0 | 0 | 0 | 0 | 0 | 0
CT | 0 | 0 | 0 | 0 | 0 | 0
Coal | 0 | 0 | 0 | 0 | 0 | 0
Geo | 0 | 0 | 0 | 0 | 0 | 0
H | 0 | 0 | 0 | 0 | 0 | 0
LFG | 0 | 0 | 0 | 0 | 0 | 0
Nuc | 0 | 0 | 0 | 0 | 0 | 0
PS | 0 | 0 | 0 | 0 | 0 | 0
PV | 0 | 0 | 0 | 0 | 0 | 0
PeakG | 0 | 0 | 0 | 0 | 0 | 0
PeakO | 0 | 0 | 0 | 0 | 0 | 0
ST | 0 | 0 | 0 | 0 | 0 | 0
STOG | 0 | 0 | 0 | 0 | 0 | 0
STWD | 0 | 0 | 0 | 0 | 0 | 0
WT | 0 | 0 | 0 | 0 | 0 | 0
IGCC | 0 | 0 | 0 | 0 | 0 | 0
DemandResponse | 0 | 0 | 0 | 0 | 0 | 0
IGCC-CCS | 0 | 0 | 0 | 0 | 0 | 0
WT_off | 0 | 0 | 0 | 0 | 0 | 0
PseudoUnit | 0 | 0 | 0 | 0 | 0 | 0
FixedInterchange | 0 | 0 | 0 | 0 | 0 | 0
Emission Cost by Reporting Type: PJM_ROM
ReportingType | 2015 | 2020 | 2025 | 2030 | 2035 | 2040
BM | 0 | 0 | 0 | 0 | 0 | 0
CC | 0 | 0 | 0 | 0 | 0 | 0
CSP | 0 | 0 | 0 | 0 | 0 | 0
CT | 0 | 0 | 0 | 0 | 0 | 0
Coal | 0 | 0 | 0 | 0 | 0 | 0
Geo | 0 | 0 | 0 | 0 | 0 | 0
H | 0 | 0 | 0 | 0 | 0 | 0
LFG | 0 | 0 | 0 | 0 | 0 | 0
Nuc | 0 | 0 | 0 | 0 | 0 | 0
PS | 0 | 0 | 0 | 0 | 0 | 0
PV | 0 | 0 | 0 | 0 | 0 | 0
PeakG | 0 | 0 | 0 | 0 | 0 | 0
PeakO | 0 | 0 | 0 | 0 | 0 | 0
ST | 0 | 0 | 0 | 0 | 0 | 0
STOG | 0 | 0 | 0 | 0 | 0 | 0
STWD | 0 | 0 | 0 | 0 | 0 | 0
WT | 0 | 0 | 0 | 0 | 0 | 0
IGCC | 0 | 0 | 0 | 0 | 0 | 0
DemandResponse | 0 | 0 | 0 | 0 | 0 | 0
IGCC-CCS | 0 | 0 | 0 | 0 | 0 | 0
WT_off | 0 | 0 | 0 | 0 | 0 | 0
PseudoUnit | 0 | 0 | 0 | 0 | 0 | 0
FixedInterchange | 0 | 0 | 0 | 0 | 0 | 0
Emission Cost by Reporting Type: PJM_ROR
ReportingType | 2015 | 2020 | 2025 | 2030 | 2035 | 2040
BM | 0 | 0 | 0 | 0 | 0 | 0
CC | 0 | 0 | 0 | 0 | 0 | 0
CSP | 0 | 0 | 0 | 0 | 0 | 0
CT | 0 | 0 | 0 | 0 | 0 | 0
Coal | 0 | 0 | 0 | 0 | 0 | 0
Geo | 0 | 0 | 0 | 0 | 0 | 0
H | 0 | 0 | 0 | 0 | 0 | 0
LFG | 0 | 0 | 0 | 0 | 0 | 0
Nuc | 0 | 0 | 0 | 0 | 0 | 0
PS | 0 | 0 | 0 | 0 | 0 | 0
PV | 0 | 0 | 0 | 0 | 0 | 0
PeakG | 0 | 0 | 0 | 0 | 0 | 0
PeakO | 0 | 0 | 0 | 0 | 0 | 0
ST | 0 | 0 | 0 | 0 | 0 | 0
STOG | 0 | 0 | 0 | 0 | 0 | 0
STWD | 0 | 0 | 0 | 0 | 0 | 0
WT | 0 | 0 | 0 | 0 | 0 | 0
IGCC | 0 | 0 | 0 | 0 | 0 | 0
DemandResponse | 0 | 0 | 0 | 0 | 0 | 0
IGCC-CCS | 0 | 0 | 0 | 0 | 0 | 0
WT_off | 0 | 0 | 0 | 0 | 0 | 0
PseudoUnit | 0 | 0 | 0 | 0 | 0 | 0
FixedInterchange | 0 | 0 | 0 | 0 | 0 | 0
Emission Cost by Reporting Type: SOCO
ReportingType | 2015 | 2020 | 2025 | 2030 | 2035 | 2040
BM | 0 | 0 | 0 | 0 | 0 | 0
CC | 0 | 0 | 0 | 0 | 0 | 0
CSP | 0 | 0 | 0 | 0 | 0 | 0
CT | 0 | 0 | 0 | 0 | 0 | 0
Coal | 0 | 0 | 0 | 0 | 0 | 0
Geo | 0 | 0 | 0 | 0 | 0 | 0
H | 0 | 0 | 0 | 0 | 0 | 0
LFG | 0 | 0 | 0 | 0 | 0 | 0
Nuc | 0 | 0 | 0 | 0 | 0 | 0
PS | 0 | 0 | 0 | 0 | 0 | 0
PV | 0 | 0 | 0 | 0 | 0 | 0
PeakG | 0 | 0 | 0 | 0 | 0 | 0
PeakO | 0 | 0 | 0 | 0 | 0 | 0
ST | 0 | 0 | 0 | 0 | 0 | 0
STOG | 0 | 0 | 0 | 0 | 0 | 0
STWD | 0 | 0 | 0 | 0 | 0 | 0
WT | 0 | 0 | 0 | 0 | 0 | 0
IGCC | 0 | 0 | 0 | 0 | 0 | 0
DemandResponse | 0 | 0 | 0 | 0 | 0 | 0
IGCC-CCS | 0 | 0 | 0 | 0 | 0 | 0
WT_off | 0 | 0 | 0 | 0 | 0 | 0
PseudoUnit | 0 | 0 | 0 | 0 | 0 | 0
FixedInterchange | 0 | 0 | 0 | 0 | 0 | 0
Emission Cost by Reporting Type: SPP_N
ReportingType | 2015 | 2020 | 2025 | 2030 | 2035 | 2040
BM | 0 | 0 | 0 | 0 | 0 | 0
CC | 0 | 0 | 0 | 0 | 0 | 0
CSP | 0 | 0 | 0 | 0 | 0 | 0
CT | 0 | 0 | 0 | 0 | 0 | 0
Coal | 0 | 0 | 0 | 0 | 0 | 0
Geo | 0 | 0 | 0 | 0 | 0 | 0
H | 0 | 0 | 0 | 0 | 0 | 0
LFG | 0 | 0 | 0 | 0 | 0 | 0
Nuc | 0 | 0 | 0 | 0 | 0 | 0
PS | 0 | 0 | 0 | 0 | 0 | 0
PV | 0 | 0 | 0 | 0 | 0 | 0
PeakG | 0 | 0 | 0 | 0 | 0 | 0
PeakO | 0 | 0 | 0 | 0 | 0 | 0
ST | 0 | 0 | 0 | 0 | 0 | 0
STOG | 0 | 0 | 0 | 0 | 0 | 0
STWD | 0 | 0 | 0 | 0 | 0 | 0
WT | 0 | 0 | 0 | 0 | 0 | 0
IGCC | 0 | 0 | 0 | 0 | 0 | 0
DemandResponse | 0 | 0 | 0 | 0 | 0 | 0
IGCC-CCS | 0 | 0 | 0 | 0 | 0 | 0
WT_off | 0 | 0 | 0 | 0 | 0 | 0
PseudoUnit | 0 | 0 | 0 | 0 | 0 | 0
FixedInterchange | 0 | 0 | 0 | 0 | 0 | 0
Emission Cost by Reporting Type: SPP_S
ReportingType | 2015 | 2020 | 2025 | 2030 | 2035 | 2040
BM | 0 | 0 | 0 | 0 | 0 | 0
CC | 0 | 0 | 0 | 0 | 0 | 0
CSP | 0 | 0 | 0 | 0 | 0 | 0
CT | 0 | 0 | 0 | 0 | 0 | 0
Coal | 0 | 0 | 0 | 0 | 0 | 0
Geo | 0 | 0 | 0 | 0 | 0 | 0
H | 0 | 0 | 0 | 0 | 0 | 0
LFG | 0 | 0 | 0 | 0 | 0 | 0
Nuc | 0 | 0 | 0 | 0 | 0 | 0
PS | 0 | 0 | 0 | 0 | 0 | 0
PV | 0 | 0 | 0 | 0 | 0 | 0
PeakG | 0 | 0 | 0 | 0 | 0 | 0
PeakO | 0 | 0 | 0 | 0 | 0 | 0
ST | 0 | 0 | 0 | 0 | 0 | 0
STOG | 0 | 0 | 0 | 0 | 0 | 0
STWD | 0 | 0 | 0 | 0 | 0 | 0
WT | 0 | 0 | 0 | 0 | 0 | 0
IGCC | 0 | 0 | 0 | 0 | 0 | 0
DemandResponse | 0 | 0 | 0 | 0 | 0 | 0
IGCC-CCS | 0 | 0 | 0 | 0 | 0 | 0
WT_off | 0 | 0 | 0 | 0 | 0 | 0
PseudoUnit | 0 | 0 | 0 | 0 | 0 | 0
FixedInterchange | 0 | 0 | 0 | 0 | 0 | 0
Emission Cost by Reporting Type: TVA
ReportingType | 2015 | 2020 | 2025 | 2030 | 2035 | 2040
BM | 0 | 0 | 0 | 0 | 0 | 0
CC | 0 | 0 | 0 | 0 | 0 | 0
CSP | 0 | 0 | 0 | 0 | 0 | 0
CT | 0 | 0 | 0 | 0 | 0 | 0
Coal | 0 | 0 | 0 | 0 | 0 | 0
Geo | 0 | 0 | 0 | 0 | 0 | 0
H | 0 | 0 | 0 | 0 | 0 | 0
LFG | 0 | 0 | 0 | 0 | 0 | 0
Nuc | 0 | 0 | 0 | 0 | 0 | 0
PS | 0 | 0 | 0 | 0 | 0 | 0
PV | 0 | 0 | 0 | 0 | 0 | 0
PeakG | 0 | 0 | 0 | 0 | 0 | 0
PeakO | 0 | 0 | 0 | 0 | 0 | 0
ST | 0 | 0 | 0 | 0 | 0 | 0
STOG | 0 | 0 | 0 | 0 | 0 | 0
STWD | 0 | 0 | 0 | 0 | 0 | 0
WT | 0 | 0 | 0 | 0 | 0 | 0
IGCC | 0 | 0 | 0 | 0 | 0 | 0
DemandResponse | 0 | 0 | 0 | 0 | 0 | 0
IGCC-CCS | 0 | 0 | 0 | 0 | 0 | 0
WT_off | 0 | 0 | 0 | 0 | 0 | 0
PseudoUnit | 0 | 0 | 0 | 0 | 0 | 0
FixedInterchange | 0 | 0 | 0 | 0 | 0 | 0
Emission Cost by Reporting Type: TVA_Transmission
ReportingType | 2015 | 2020 | 2025 | 2030 | 2035 | 2040
BM | 0 | 0 | 0 | 0 | 0 | 0
CC | 0 | 0 | 0 | 0 | 0 | 0
CSP | 0 | 0 | 0 | 0 | 0 | 0
CT | 0 | 0 | 0 | 0 | 0 | 0
Coal | 0 | 0 | 0 | 0 | 0 | 0
Geo | 0 | 0 | 0 | 0 | 0 | 0
H | 0 | 0 | 0 | 0 | 0 | 0
LFG | 0 | 0 | 0 | 0 | 0 | 0
Nuc | 0 | 0 | 0 | 0 | 0 | 0
PS | 0 | 0 | 0 | 0 | 0 | 0
PV | 0 | 0 | 0 | 0 | 0 | 0
PeakG | 0 | 0 | 0 | 0 | 0 | 0
PeakO | 0 | 0 | 0 | 0 | 0 | 0
ST | 0 | 0 | 0 | 0 | 0 | 0
STOG | 0 | 0 | 0 | 0 | 0 | 0
STWD | 0 | 0 | 0 | 0 | 0 | 0
WT | 0 | 0 | 0 | 0 | 0 | 0
IGCC | 0 | 0 | 0 | 0 | 0 | 0
DemandResponse | 0 | 0 | 0 | 0 | 0 | 0
IGCC-CCS | 0 | 0 | 0 | 0 | 0 | 0
WT_off | 0 | 0 | 0 | 0 | 0 | 0
PseudoUnit | 0 | 0 | 0 | 0 | 0 | 0
FixedInterchange | 0 | 0 | 0 | 0 | 0 | 0
Emission Cost by Reporting Type: VACAR
ReportingType | 2015 | 2020 | 2025 | 2030 | 2035 | 2040
BM | 0 | 0 | 0 | 0 | 0 | 0
CC | 0 | 0 | 0 | 0 | 0 | 0
CSP | 0 | 0 | 0 | 0 | 0 | 0
CT | 0 | 0 | 0 | 0 | 0 | 0
Coal | 0 | 0 | 0 | 0 | 0 | 0
Geo | 0 | 0 | 0 | 0 | 0 | 0
H | 0 | 0 | 0 | 0 | 0 | 0
LFG | 0 | 0 | 0 | 0 | 0 | 0
Nuc | 0 | 0 | 0 | 0 | 0 | 0
PS | 0 | 0 | 0 | 0 | 0 | 0
PV | 0 | 0 | 0 | 0 | 0 | 0
PeakG | 0 | 0 | 0 | 0 | 0 | 0
PeakO | 0 | 0 | 0 | 0 | 0 | 0
ST | 0 | 0 | 0 | 0 | 0 | 0
STOG | 0 | 0 | 0 | 0 | 0 | 0
STWD | 0 | 0 | 0 | 0 | 0 | 0
WT | 0 | 0 | 0 | 0 | 0 | 0
IGCC | 0 | 0 | 0 | 0 | 0 | 0
DemandResponse | 0 | 0 | 0 | 0 | 0 | 0
IGCC-CCS | 0 | 0 | 0 | 0 | 0 | 0
WT_off | 0 | 0 | 0 | 0 | 0 | 0
PseudoUnit | 0 | 0 | 0 | 0 | 0 | 0
FixedInterchange | 0 | 0 | 0 | 0 | 0 | 0
Emission Cost by Reporting Type: IESO
ReportingType | 2015 | 2020 | 2025 | 2030 | 2035 | 2040
BM | 0 | 0 | 0 | 0 | 0 | 0
CC | 0 | 0 | 0 | 0 | 0 | 0
CSP | 0 | 0 | 0 | 0 | 0 | 0
CT | 0 | 0 | 0 | 0 | 0 | 0
Coal | 0 | 0 | 0 | 0 | 0 | 0
Geo | 0 | 0 | 0 | 0 | 0 | 0
H | 0 | 0 | 0 | 0 | 0 | 0
LFG | 0 | 0 | 0 | 0 | 0 | 0
Nuc | 0 | 0 | 0 | 0 | 0 | 0
PS | 0 | 0 | 0 | 0 | 0 | 0
PV | 0 | 0 | 0 | 0 | 0 | 0
PeakG | 0 | 0 | 0 | 0 | 0 | 0
PeakO | 0 | 0 | 0 | 0 | 0 | 0
ST | 0 | 0 | 0 | 0 | 0 | 0
STOG | 0 | 0 | 0 | 0 | 0 | 0
STWD | 0 | 0 | 0 | 0 | 0 | 0
WT | 0 | 0 | 0 | 0 | 0 | 0
IGCC | 0 | 0 | 0 | 0 | 0 | 0
DemandResponse | 0 | 0 | 0 | 0 | 0 | 0
IGCC-CCS | 0 | 0 | 0 | 0 | 0 | 0
WT_off | 0 | 0 | 0 | 0 | 0 | 0
PseudoUnit | 0 | 0 | 0 | 0 | 0 | 0
FixedInterchange | 0 | 0 | 0 | 0 | 0 | 0
Emission Cost by Reporting Type: MAPP_CA
ReportingType | 2015 | 2020 | 2025 | 2030 | 2035 | 2040
BM | 0 | 0 | 0 | 0 | 0 | 0
CC | 0 | 0 | 0 | 0 | 0 | 0
CSP | 0 | 0 | 0 | 0 | 0 | 0
CT | 0 | 0 | 0 | 0 | 0 | 0
Coal | 0 | 0 | 0 | 0 | 0 | 0
Geo | 0 | 0 | 0 | 0 | 0 | 0
H | 0 | 0 | 0 | 0 | 0 | 0
LFG | 0 | 0 | 0 | 0 | 0 | 0
Nuc | 0 | 0 | 0 | 0 | 0 | 0
PS | 0 | 0 | 0 | 0 | 0 | 0
PV | 0 | 0 | 0 | 0 | 0 | 0
PeakG | 0 | 0 | 0 | 0 | 0 | 0
PeakO | 0 | 0 | 0 | 0 | 0 | 0
ST | 0 | 0 | 0 | 0 | 0 | 0
STOG | 0 | 0 | 0 | 0 | 0 | 0
STWD | 0 | 0 | 0 | 0 | 0 | 0
WT | 0 | 0 | 0 | 0 | 0 | 0
IGCC | 0 | 0 | 0 | 0 | 0 | 0
DemandResponse | 0 | 0 | 0 | 0 | 0 | 0
IGCC-CCS | 0 | 0 | 0 | 0 | 0 | 0
WT_off | 0 | 0 | 0 | 0 | 0 | 0
PseudoUnit | 0 | 0 | 0 | 0 | 0 | 0
FixedInterchange | 0 | 0 | 0 | 0 | 0 | 0
Emission Cost by Reporting Type: AZ_NM_SNV_Coal
ReportingType | 2015 | 2020 | 2025 | 2030 | 2035 | 2040
BM | 0 | 0 | 0 | 0 | 0 | 0
CC | 0 | 0 | 0 | 0 | 0 | 0
CSP | 0 | 0 | 0 | 0 | 0 | 0
CT | 0 | 0 | 0 | 0 | 0 | 0
Coal | 0 | 0 | 0 | 0 | 0 | 0
Geo | 0 | 0 | 0 | 0 | 0 | 0
H | 0 | 0 | 0 | 0 | 0 | 0
LFG | 0 | 0 | 0 | 0 | 0 | 0
Nuc | 0 | 0 | 0 | 0 | 0 | 0
PS | 0 | 0 | 0 | 0 | 0 | 0
PV | 0 | 0 | 0 | 0 | 0 | 0
PeakG | 0 | 0 | 0 | 0 | 0 | 0
PeakO | 0 | 0 | 0 | 0 | 0 | 0
ST | 0 | 0 | 0 | 0 | 0 | 0
STOG | 0 | 0 | 0 | 0 | 0 | 0
STWD | 0 | 0 | 0 | 0 | 0 | 0
WT | 0 | 0 | 0 | 0 | 0 | 0
IGCC | 0 | 0 | 0 | 0 | 0 | 0
DemandResponse | 0 | 0 | 0 | 0 | 0 | 0
IGCC-CCS | 0 | 0 | 0 | 0 | 0 | 0
WT_off | 0 | 0 | 0 | 0 | 0 | 0
PseudoUnit | 0 | 0 | 0 | 0 | 0 | 0
FixedInterchange | 0 | 0 | 0 | 0 | 0 | 0
Emission Cost by Reporting Type: AZ_NM_SNV_Gas
ReportingType | 2015 | 2020 | 2025 | 2030 | 2035 | 2040
BM | 0 | 0 | 0 | 0 | 0 | 0
CC | 0 | 0 | 0 | 0 | 0 | 0
CSP | 0 | 0 | 0 | 0 | 0 | 0
CT | 0 | 0 | 0 | 0 | 0 | 0
Coal | 0 | 0 | 0 | 0 | 0 | 0
Geo | 0 | 0 | 0 | 0 | 0 | 0
H | 0 | 0 | 0 | 0 | 0 | 0
LFG | 0 | 0 | 0 | 0 | 0 | 0
Nuc | 0 | 0 | 0 | 0 | 0 | 0
PS | 0 | 0 | 0 | 0 | 0 | 0
PV | 0 | 0 | 0 | 0 | 0 | 0
PeakG | 0 | 0 | 0 | 0 | 0 | 0
PeakO | 0 | 0 | 0 | 0 | 0 | 0
ST | 0 | 0 | 0 | 0 | 0 | 0
STOG | 0 | 0 | 0 | 0 | 0 | 0
STWD | 0 | 0 | 0 | 0 | 0 | 0
WT | 0 | 0 | 0 | 0 | 0 | 0
IGCC | 0 | 0 | 0 | 0 | 0 | 0
DemandResponse | 0 | 0 | 0 | 0 | 0 | 0
IGCC-CCS | 0 | 0 | 0 | 0 | 0 | 0
WT_off | 0 | 0 | 0 | 0 | 0 | 0
PseudoUnit | 0 | 0 | 0 | 0 | 0 | 0
FixedInterchange | 0 | 0 | 0 | 0 | 0 | 0
Emission Cost by Reporting Type: AZ_NM_SNV_NucRenew
ReportingType | 2015 | 2020 | 2025 | 2030 | 2035 | 2040
BM | 0 | 0 | 0 | 0 | 0 | 0
CC | 0 | 0 | 0 | 0 | 0 | 0
CSP | 0 | 0 | 0 | 0 | 0 | 0
CT | 0 | 0 | 0 | 0 | 0 | 0
Coal | 0 | 0 | 0 | 0 | 0 | 0
Geo | 0 | 0 | 0 | 0 | 0 | 0
H | 0 | 0 | 0 | 0 | 0 | 0
LFG | 0 | 0 | 0 | 0 | 0 | 0
Nuc | 0 | 0 | 0 | 0 | 0 | 0
PS | 0 | 0 | 0 | 0 | 0 | 0
PV | 0 | 0 | 0 | 0 | 0 | 0
PeakG | 0 | 0 | 0 | 0 | 0 | 0
PeakO | 0 | 0 | 0 | 0 | 0 | 0
ST | 0 | 0 | 0 | 0 | 0 | 0
STOG | 0 | 0 | 0 | 0 | 0 | 0
STWD | 0 | 0 | 0 | 0 | 0 | 0
WT | 0 | 0 | 0 | 0 | 0 | 0
IGCC | 0 | 0 | 0 | 0 | 0 | 0
DemandResponse | 0 | 0 | 0 | 0 | 0 | 0
IGCC-CCS | 0 | 0 | 0 | 0 | 0 | 0
WT_off | 0 | 0 | 0 | 0 | 0 | 0
PseudoUnit | 0 | 0 | 0 | 0 | 0 | 0
FixedInterchange | 0 | 0 | 0 | 0 | 0 | 0
Emission Cost by Reporting Type: ERCOT
ReportingType | 2015 | 2020 | 2025 | 2030 | 2035 | 2040
BM | 0 | 0 | 0 | 0 | 0 | 0
CC | 0 | 0 | 0 | 0 | 0 | 0
CSP | 0 | 0 | 0 | 0 | 0 | 0
CT | 0 | 0 | 0 | 0 | 0 | 0
Coal | 0 | 0 | 0 | 0 | 0 | 0
Geo | 0 | 0 | 0 | 0 | 0 | 0
H | 0 | 0 | 0 | 0 | 0 | 0
LFG | 0 | 0 | 0 | 0 | 0 | 0
Nuc | 0 | 0 | 0 | 0 | 0 | 0
PS | 0 | 0 | 0 | 0 | 0 | 0
PV | 0 | 0 | 0 | 0 | 0 | 0
PeakG | 0 | 0 | 0 | 0 | 0 | 0
PeakO | 0 | 0 | 0 | 0 | 0 | 0
ST | 0 | 0 | 0 | 0 | 0 | 0
STOG | 0 | 0 | 0 | 0 | 0 | 0
STWD | 0 | 0 | 0 | 0 | 0 | 0
WT | 0 | 0 | 0 | 0 | 0 | 0
IGCC | 0 | 0 | 0 | 0 | 0 | 0
DemandResponse | 0 | 0 | 0 | 0 | 0 | 0
IGCC-CCS | 0 | 0 | 0 | 0 | 0 | 0
WT_off | 0 | 0 | 0 | 0 | 0 | 0
PseudoUnit | 0 | 0 | 0 | 0 | 0 | 0
FixedInterchange | 0 | 0 | 0 | 0 | 0 | 0
Emission Cost by Reporting Type: NP15
ReportingType | 2015 | 2020 | 2025 | 2030 | 2035 | 2040
BM | 0 | 0 | 0 | 0 | 0 | 0
CC | 242.95 | 307.55 | 458.31 | 560.09 | 88.98 | 75.42
CSP | 0 | 0 | 0 | 0 | 0 | 0
CT | 0 | 0 | 0 | 0.14 | 0.19 | 0.85
Coal | 4.6 | 5.87 | 7.49 | 0 | 0 | 0
Geo | 0 | 0 | 0 | 0 | 0 | 0
H | 0 | 0 | 0 | 0 | 0 | 0
LFG | 0 | 0 | 0 | 0 | 0 | 0
Nuc | 0 | 0 | 0 | 0 | 0 | 0
PS | 0 | 0 | 0 | 0 | 0 | 0
PV | 0 | 0 | 0 | 0 | 0 | 0
PeakG | 0 | 0 | 0 | 1.72 | 2.16 | 4.33
PeakO | 0 | 0 | 0 | 0 | 0 | 0
ST | 0 | 0 | 0 | 0 | 0 | 0
STOG | 1.31 | 1.75 | 3.77 | 0 | 0 | 0
STWD | 0 | 0 | 0 | 0 | 0 | 0
WT | 0 | 0 | 0 | 0 | 0 | 0
IGCC | 0 | 0 | 0 | 0 | 0 | 0
DemandResponse | 0 | 0 | 0 | 0 | 0 | 0
IGCC-CCS | 0 | 0 | 0 | 0 | 0 | 0
WT_off | 0 | 0 | 0 | 0 | 0 | 0
PseudoUnit | 0 | 0 | 0 | 0 | 0 | 0
FixedInterchange | 0 | 0 | 0 | 0 | 0 | 0
Emission Cost by Reporting Type: NWPP_Coal
ReportingType | 2015 | 2020 | 2025 | 2030 | 2035 | 2040
BM | 0 | 0 | 0 | 0 | 0 | 0
CC | 0 | 0 | 0 | 0 | 0 | 0
CSP | 0 | 0 | 0 | 0 | 0 | 0
CT | 0 | 0 | 0 | 0 | 0 | 0
Coal | 0 | 0 | 0 | 0 | 0 | 0
Geo | 0 | 0 | 0 | 0 | 0 | 0
H | 0 | 0 | 0 | 0 | 0 | 0
LFG | 0 | 0 | 0 | 0 | 0 | 0
Nuc | 0 | 0 | 0 | 0 | 0 | 0
PS | 0 | 0 | 0 | 0 | 0 | 0
PV | 0 | 0 | 0 | 0 | 0 | 0
PeakG | 0 | 0 | 0 | 0 | 0 | 0
PeakO | 0 | 0 | 0 | 0 | 0 | 0
ST | 0 | 0 | 0 | 0 | 0 | 0
STOG | 0 | 0 | 0 | 0 | 0 | 0
STWD | 0 | 0 | 0 | 0 | 0 | 0
WT | 0 | 0 | 0 | 0 | 0 | 0
IGCC | 0 | 0 | 0 | 0 | 0 | 0
DemandResponse | 0 | 0 | 0 | 0 | 0 | 0
IGCC-CCS | 0 | 0 | 0 | 0 | 0 | 0
WT_off | 0 | 0 | 0 | 0 | 0 | 0
PseudoUnit | 0 | 0 | 0 | 0 | 0 | 0
FixedInterchange | 0 | 0 | 0 | 0 | 0 | 0
Emission Cost by Reporting Type: NWPP_Gas
ReportingType | 2015 | 2020 | 2025 | 2030 | 2035 | 2040
BM | 0 | 0 | 0 | 0 | 0 | 0
CC | 0 | 0 | 0 | 0 | 0 | 0
CSP | 0 | 0 | 0 | 0 | 0 | 0
CT | 0 | 0 | 0 | 0 | 0 | 0
Coal | 0 | 0 | 0 | 0 | 0 | 0
Geo | 0 | 0 | 0 | 0 | 0 | 0
H | 0 | 0 | 0 | 0 | 0 | 0
LFG | 0 | 0 | 0 | 0 | 0 | 0
Nuc | 0 | 0 | 0 | 0 | 0 | 0
PS | 0 | 0 | 0 | 0 | 0 | 0
PV | 0 | 0 | 0 | 0 | 0 | 0
PeakG | 0 | 0 | 0 | 0 | 0 | 0
PeakO | 0 | 0 | 0 | 0 | 0 | 0
ST | 0 | 0 | 0 | 0 | 0 | 0
STOG | 0 | 0 | 0 | 0 | 0 | 0
STWD | 0 | 0 | 0 | 0 | 0 | 0
WT | 0 | 0 | 0 | 0 | 0 | 0
IGCC | 0 | 0 | 0 | 0 | 0 | 0
DemandResponse | 0 | 0 | 0 | 0 | 0 | 0
IGCC-CCS | 0 | 0 | 0 | 0 | 0 | 0
WT_off | 0 | 0 | 0 | 0 | 0 | 0
PseudoUnit | 0 | 0 | 0 | 0 | 0 | 0
FixedInterchange | 0 | 0 | 0 | 0 | 0 | 0
Emission Cost by Reporting Type: NWPP_NucRenew
ReportingType | 2015 | 2020 | 2025 | 2030 | 2035 | 2040
BM | 0 | 0 | 0 | 0 | 0 | 0
CC | 0 | 0 | 0 | 0 | 0 | 0
CSP | 0 | 0 | 0 | 0 | 0 | 0
CT | 0 | 0 | 0 | 0 | 0 | 0
Coal | 0 | 0 | 0 | 0 | 0 | 0
Geo | 0 | 0 | 0 | 0 | 0 | 0
H | 0 | 0 | 0 | 0 | 0 | 0
LFG | 0 | 0 | 0 | 0 | 0 | 0
Nuc | 0 | 0 | 0 | 0 | 0 | 0
PS | 0 | 0 | 0 | 0 | 0 | 0
PV | 0 | 0 | 0 | 0 | 0 | 0
PeakG | 0 | 0 | 0 | 0 | 0 | 0
PeakO | 0 | 0 | 0 | 0 | 0 | 0
ST | 0 | 0 | 0 | 0 | 0 | 0
STOG | 0 | 0 | 0 | 0 | 0 | 0
STWD | 0 | 0 | 0 | 0 | 0 | 0
WT | 0 | 0 | 0 | 0 | 0 | 0
IGCC | 0 | 0 | 0 | 0 | 0 | 0
DemandResponse | 0 | 0 | 0 | 0 | 0 | 0
IGCC-CCS | 0 | 0 | 0 | 0 | 0 | 0
WT_off | 0 | 0 | 0 | 0 | 0 | 0
PseudoUnit | 0 | 0 | 0 | 0 | 0 | 0
FixedInterchange | 0 | 0 | 0 | 0 | 0 | 0
Emission Cost by Reporting Type: RMPA
ReportingType | 2015 | 2020 | 2025 | 2030 | 2035 | 2040
BM | 0 | 0 | 0 | 0 | 0 | 0
CC | 0 | 0 | 0 | 0 | 0 | 0
CSP | 0 | 0 | 0 | 0 | 0 | 0
CT | 0 | 0 | 0 | 0 | 0 | 0
Coal | 0 | 0 | 0 | 0 | 0 | 0
Geo | 0 | 0 | 0 | 0 | 0 | 0
H | 0 | 0 | 0 | 0 | 0 | 0
LFG | 0 | 0 | 0 | 0 | 0 | 0
Nuc | 0 | 0 | 0 | 0 | 0 | 0
PS | 0 | 0 | 0 | 0 | 0 | 0
PV | 0 | 0 | 0 | 0 | 0 | 0
PeakG | 0 | 0 | 0 | 0 | 0 | 0
PeakO | 0 | 0 | 0 | 0 | 0 | 0
ST | 0 | 0 | 0 | 0 | 0 | 0
STOG | 0 | 0 | 0 | 0 | 0 | 0
STWD | 0 | 0 | 0 | 0 | 0 | 0
WT | 0 | 0 | 0 | 0 | 0 | 0
IGCC | 0 | 0 | 0 | 0 | 0 | 0
DemandResponse | 0 | 0 | 0 | 0 | 0 | 0
IGCC-CCS | 0 | 0 | 0 | 0 | 0 | 0
WT_off | 0 | 0 | 0 | 0 | 0 | 0
PseudoUnit | 0 | 0 | 0 | 0 | 0 | 0
FixedInterchange | 0 | 0 | 0 | 0 | 0 | 0
Emission Cost by Reporting Type: SP15
ReportingType | 2015 | 2020 | 2025 | 2030 | 2035 | 2040
BM | 0 | 0 | 0 | 0 | 0 | 0
CC | 290.07 | 300 | 460.8 | 642.37 | 291.91 | 223.93
CSP | 0 | 0 | 0 | 0 | 0 | 0
CT | 0 | 0 | 0 | 0 | 0 | 0
Coal | 15.51 | 19.79 | 25.26 | 0 | 0 | 0
Geo | 0 | 0 | 0 | 0 | 0 | 0
H | 0 | 0 | 0 | 0 | 0 | 0
LFG | 0 | 0 | 0 | 0 | 0 | 0
Nuc | 0 | 0 | 0 | 0 | 0 | 0
PS | 0 | 0 | 0 | 0 | 0 | 0
PV | 0 | 0 | 0 | 0 | 0 | 0
PeakG | 0 | 0 | 0 | 7.72 | 10.55 | 14.97
PeakO | 0 | 0 | 0 | 0 | 0 | 0
ST | 0 | 0 | 0 | 0 | 0 | 0
STOG | 2.68 | 5.93 | 3.64 | 1.37 | 2.18 | 3.64
STWD | 0 | 0 | 0 | 0 | 0 | 0
WT | 0 | 0 | 0 | 0 | 0 | 0
IGCC | 0 | 0 | 0 | 0 | 0 | 0
DemandResponse | 0 | 0 | 0 | 0 | 0 | 0
IGCC-CCS | 0 | 0 | 0 | 0 | 0 | 0
WT_off | 0 | 0 | 0 | 0 | 0 | 0
PseudoUnit | 0 | 0 | 0 | 0 | 0 | 0
FixedInterchange | 0 | 0 | 0 | 0 | 0 | 0
Emission Cost by Reporting Type: ALB
ReportingType | 2015 | 2020 | 2025 | 2030 | 2035 | 2040
BM | 0 | 0 | 0 | 0 | 0 | 0
CC | 0 | 0 | 0 | 0 | 0 | 0
CSP | 0 | 0 | 0 | 0 | 0 | 0
CT | 0 | 0 | 0 | 0 | 0 | 0
Coal | 0 | 0 | 0 | 0 | 0 | 0
Geo | 0 | 0 | 0 | 0 | 0 | 0
H | 0 | 0 | 0 | 0 | 0 | 0
LFG | 0 | 0 | 0 | 0 | 0 | 0
Nuc | 0 | 0 | 0 | 0 | 0 | 0
PS | 0 | 0 | 0 | 0 | 0 | 0
PV | 0 | 0 | 0 | 0 | 0 | 0
PeakG | 0 | 0 | 0 | 0 | 0 | 0
PeakO | 0 | 0 | 0 | 0 | 0 | 0
ST | 0 | 0 | 0 | 0 | 0 | 0
STOG | 0 | 0 | 0 | 0 | 0 | 0
STWD | 0 | 0 | 0 | 0 | 0 | 0
WT | 0 | 0 | 0 | 0 | 0 | 0
IGCC | 0 | 0 | 0 | 0 | 0 | 0
DemandResponse | 0 | 0 | 0 | 0 | 0 | 0
IGCC-CCS | 0 | 0 | 0 | 0 | 0 | 0
WT_off | 0 | 0 | 0 | 0 | 0 | 0
PseudoUnit | 0 | 0 | 0 | 0 | 0 | 0
FixedInterchange | 0 | 0 | 0 | 0 | 0 | 0
Emission Cost by Reporting Type: BC
ReportingType | 2015 | 2020 | 2025 | 2030 | 2035 | 2040
BM | 0 | 0 | 0 | 0 | 0 | 0
CC | 0 | 0 | 0 | 0 | 0 | 0
CSP | 0 | 0 | 0 | 0 | 0 | 0
CT | 0 | 0 | 0 | 0 | 0 | 0
Coal | 0 | 0 | 0 | 0 | 0 | 0
Geo | 0 | 0 | 0 | 0 | 0 | 0
H | 0 | 0 | 0 | 0 | 0 | 0
LFG | 0 | 0 | 0 | 0 | 0 | 0
Nuc | 0 | 0 | 0 | 0 | 0 | 0
PS | 0 | 0 | 0 | 0 | 0 | 0
PV | 0 | 0 | 0 | 0 | 0 | 0
PeakG | 0 | 0 | 0 | 0 | 0 | 0
PeakO | 0 | 0 | 0 | 0 | 0 | 0
ST | 0 | 0 | 0 | 0 | 0 | 0
STOG | 0 | 0 | 0 | 0 | 0 | 0
STWD | 0 | 0 | 0 | 0 | 0 | 0
WT | 0 | 0 | 0 | 0 | 0 | 0
IGCC | 0 | 0 | 0 | 0 | 0 | 0
DemandResponse | 0 | 0 | 0 | 0 | 0 | 0
IGCC-CCS | 0 | 0 | 0 | 0 | 0 | 0
WT_off | 0 | 0 | 0 | 0 | 0 | 0
PseudoUnit | 0 | 0 | 0 | 0 | 0 | 0
FixedInterchange | 0 | 0 | 0 | 0 | 0 | 0
Emission Cost by Reporting Type: HQ_IESO
ReportingType | 2015 | 2020 | 2025 | 2030 | 2035 | 2040
BM | 0 | 0 | 0 | 0 | 0 | 0
CC | 0 | 0 | 0 | 0 | 0 | 0
CSP | 0 | 0 | 0 | 0 | 0 | 0
CT | 0 | 0 | 0 | 0 | 0 | 0
Coal | 0 | 0 | 0 | 0 | 0 | 0
Geo | 0 | 0 | 0 | 0 | 0 | 0
H | 0 | 0 | 0 | 0 | 0 | 0
LFG | 0 | 0 | 0 | 0 | 0 | 0
Nuc | 0 | 0 | 0 | 0 | 0 | 0
PS | 0 | 0 | 0 | 0 | 0 | 0
PV | 0 | 0 | 0 | 0 | 0 | 0
PeakG | 0 | 0 | 0 | 0 | 0 | 0
PeakO | 0 | 0 | 0 | 0 | 0 | 0
ST | 0 | 0 | 0 | 0 | 0 | 0
STOG | 0 | 0 | 0 | 0 | 0 | 0
STWD | 0 | 0 | 0 | 0 | 0 | 0
WT | 0 | 0 | 0 | 0 | 0 | 0
IGCC | 0 | 0 | 0 | 0 | 0 | 0
DemandResponse | 0 | 0 | 0 | 0 | 0 | 0
IGCC-CCS | 0 | 0 | 0 | 0 | 0 | 0
WT_off | 0 | 0 | 0 | 0 | 0 | 0
PseudoUnit | 0 | 0 | 0 | 0 | 0 | 0
FixedInterchange | 0 | 0 | 0 | 0 | 0 | 0
Emission Cost by Reporting Type: HQ_NEISO
ReportingType | 2015 | 2020 | 2025 | 2030 | 2035 | 2040
BM | 0 | 0 | 0 | 0 | 0 | 0
CC | 0 | 0 | 0 | 0 | 0 | 0
CSP | 0 | 0 | 0 | 0 | 0 | 0
CT | 0 | 0 | 0 | 0 | 0 | 0
Coal | 0 | 0 | 0 | 0 | 0 | 0
Geo | 0 | 0 | 0 | 0 | 0 | 0
H | 0 | 0 | 0 | 0 | 0 | 0
LFG | 0 | 0 | 0 | 0 | 0 | 0
Nuc | 0 | 0 | 0 | 0 | 0 | 0
PS | 0 | 0 | 0 | 0 | 0 | 0
PV | 0 | 0 | 0 | 0 | 0 | 0
PeakG | 0 | 0 | 0 | 0 | 0 | 0
PeakO | 0 | 0 | 0 | 0 | 0 | 0
ST | 0 | 0 | 0 | 0 | 0 | 0
STOG | 0 | 0 | 0 | 0 | 0 | 0
STWD | 0 | 0 | 0 | 0 | 0 | 0
WT | 0 | 0 | 0 | 0 | 0 | 0
IGCC | 0 | 0 | 0 | 0 | 0 | 0
DemandResponse | 0 | 0 | 0 | 0 | 0 | 0
IGCC-CCS | 0 | 0 | 0 | 0 | 0 | 0
WT_off | 0 | 0 | 0 | 0 | 0 | 0
PseudoUnit | 0 | 0 | 0 | 0 | 0 | 0
FixedInterchange | 0 | 0 | 0 | 0 | 0 | 0
Emission Cost by Reporting Type: HQ_NY
ReportingType | 2015 | 2020 | 2025 | 2030 | 2035 | 2040
BM | 0 | 0 | 0 | 0 | 0 | 0
CC | 0 | 0 | 0 | 0 | 0 | 0
CSP | 0 | 0 | 0 | 0 | 0 | 0
CT | 0 | 0 | 0 | 0 | 0 | 0
Coal | 0 | 0 | 0 | 0 | 0 | 0
Geo | 0 | 0 | 0 | 0 | 0 | 0
H | 0 | 0 | 0 | 0 | 0 | 0
LFG | 0 | 0 | 0 | 0 | 0 | 0
Nuc | 0 | 0 | 0 | 0 | 0 | 0
PS | 0 | 0 | 0 | 0 | 0 | 0
PV | 0 | 0 | 0 | 0 | 0 | 0
PeakG | 0 | 0 | 0 | 0 | 0 | 0
PeakO | 0 | 0 | 0 | 0 | 0 | 0
ST | 0 | 0 | 0 | 0 | 0 | 0
STOG | 0 | 0 | 0 | 0 | 0 | 0
STWD | 0 | 0 | 0 | 0 | 0 | 0
WT | 0 | 0 | 0 | 0 | 0 | 0
IGCC | 0 | 0 | 0 | 0 | 0 | 0
DemandResponse | 0 | 0 | 0 | 0 | 0 | 0
IGCC-CCS | 0 | 0 | 0 | 0 | 0 | 0
WT_off | 0 | 0 | 0 | 0 | 0 | 0
PseudoUnit | 0 | 0 | 0 | 0 | 0 | 0
FixedInterchange | 0 | 0 | 0 | 0 | 0 | 0
Emission Cost by Reporting Type: MARITIMES
ReportingType | 2015 | 2020 | 2025 | 2030 | 2035 | 2040
BM | 0 | 0 | 0 | 0 | 0 | 0
CC | 0 | 0 | 0 | 0 | 0 | 0
CSP | 0 | 0 | 0 | 0 | 0 | 0
CT | 0 | 0 | 0 | 0 | 0 | 0
Coal | 0 | 0 | 0 | 0 | 0 | 0
Geo | 0 | 0 | 0 | 0 | 0 | 0
H | 0 | 0 | 0 | 0 | 0 | 0
LFG | 0 | 0 | 0 | 0 | 0 | 0
Nuc | 0 | 0 | 0 | 0 | 0 | 0
PS | 0 | 0 | 0 | 0 | 0 | 0
PV | 0 | 0 | 0 | 0 | 0 | 0
PeakG | 0 | 0 | 0 | 0 | 0 | 0
PeakO | 0 | 0 | 0 | 0 | 0 | 0
ST | 0 | 0 | 0 | 0 | 0 | 0
STOG | 0 | 0 | 0 | 0 | 0 | 0
STWD | 0 | 0 | 0 | 0 | 0 | 0
WT | 0 | 0 | 0 | 0 | 0 | 0
IGCC | 0 | 0 | 0 | 0 | 0 | 0
DemandResponse | 0 | 0 | 0 | 0 | 0 | 0
IGCC-CCS | 0 | 0 | 0 | 0 | 0 | 0
WT_off | 0 | 0 | 0 | 0 | 0 | 0
PseudoUnit | 0 | 0 | 0 | 0 | 0 | 0
FixedInterchange | 0 | 0 | 0 | 0 | 0 | 0
Emission Cost by Reporting Type: All
ReportingType | 2015 | 2020 | 2025 | 2030 | 2035 | 2040
BM | 0 | 0 | 0 | 0 | 0 | 0
CC | 533.02 | 607.55 | 919.11 | 1202.47 | 380.89 | 299.35
CSP | 0 | 0 | 0 | 0 | 0 | 0
CT | 0 | 0 | 0 | 0.14 | 0.19 | 0.85
Coal | 20.1 | 25.66 | 32.75 | 0 | 0 | 0
Geo | 0 | 0 | 0 | 0 | 0 | 0
H | 0 | 0 | 0 | 0 | 0 | 0
LFG | 0 | 0 | 0 | 0 | 0 | 0
Nuc | 0 | 0 | 0 | 0 | 0 | 0
PS | 0 | 0 | 0 | 0 | 0 | 0
PV | 0 | 0 | 0 | 0 | 0 | 0
PeakG | 0 | 0 | 0 | 9.44 | 12.71 | 19.3
PeakO | 0 | 0 | 0 | 0 | 0 | 0
ST | 0 | 0 | 0 | 0 | 0 | 0
STOG | 3.98 | 7.68 | 7.41 | 1.37 | 2.18 | 3.64
STWD | 0 | 0 | 0 | 0 | 0 | 0
WT | 0 | 0 | 0 | 0 | 0 | 0
IGCC | 0 | 0 | 0 | 0 | 0 | 0
DemandResponse | 0 | 0 | 0 | 0 | 0 | 0
IGCC-CCS | 0 | 0 | 0 | 0 | 0 | 0
WT_off | 0 | 0 | 0 | 0 | 0 | 0
PseudoUnit | 0 | 0 | 0 | 0 | 0 | 0
FixedInterchange | 0 | 0 | 0 | 0 | 0 | 0
Emission Cost by Reporting Type: EI_US
ReportingType | 2015 | 2020 | 2025 | 2030 | 2035 | 2040
BM | 0 | 0 | 0 | 0 | 0 | 0
CC | 0 | 0 | 0 | 0 | 0 | 0
CSP | 0 | 0 | 0 | 0 | 0 | 0
CT | 0 | 0 | 0 | 0 | 0 | 0
Coal | 0 | 0 | 0 | 0 | 0 | 0
Geo | 0 | 0 | 0 | 0 | 0 | 0
H | 0 | 0 | 0 | 0 | 0 | 0
LFG | 0 | 0 | 0 | 0 | 0 | 0
Nuc | 0 | 0 | 0 | 0 | 0 | 0
PS | 0 | 0 | 0 | 0 | 0 | 0
PV | 0 | 0 | 0 | 0 | 0 | 0
PeakG | 0 | 0 | 0 | 0 | 0 | 0
PeakO | 0 | 0 | 0 | 0 | 0 | 0
ST | 0 | 0 | 0 | 0 | 0 | 0
STOG | 0 | 0 | 0 | 0 | 0 | 0
STWD | 0 | 0 | 0 | 0 | 0 | 0
WT | 0 | 0 | 0 | 0 | 0 | 0
IGCC | 0 | 0 | 0 | 0 | 0 | 0
DemandResponse | 0 | 0 | 0 | 0 | 0 | 0
IGCC-CCS | 0 | 0 | 0 | 0 | 0 | 0
WT_off | 0 | 0 | 0 | 0 | 0 | 0
PseudoUnit | 0 | 0 | 0 | 0 | 0 | 0
FixedInterchange | 0 | 0 | 0 | 0 | 0 | 0
Emission Cost by Reporting Type: EI_Canada
ReportingType | 2015 | 2020 | 2025 | 2030 | 2035 | 2040
BM | 0 | 0 | 0 | 0 | 0 | 0
CC | 0 | 0 | 0 | 0 | 0 | 0
CSP | 0 | 0 | 0 | 0 | 0 | 0
CT | 0 | 0 | 0 | 0 | 0 | 0
Coal | 0 | 0 | 0 | 0 | 0 | 0
Geo | 0 | 0 | 0 | 0 | 0 | 0
H | 0 | 0 | 0 | 0 | 0 | 0
LFG | 0 | 0 | 0 | 0 | 0 | 0
Nuc | 0 | 0 | 0 | 0 | 0 | 0
PS | 0 | 0 | 0 | 0 | 0 | 0
PV | 0 | 0 | 0 | 0 | 0 | 0
PeakG | 0 | 0 | 0 | 0 | 0 | 0
PeakO | 0 | 0 | 0 | 0 | 0 | 0
ST | 0 | 0 | 0 | 0 | 0 | 0
STOG | 0 | 0 | 0 | 0 | 0 | 0
STWD | 0 | 0 | 0 | 0 | 0 | 0
WT | 0 | 0 | 0 | 0 | 0 | 0
IGCC | 0 | 0 | 0 | 0 | 0 | 0
DemandResponse | 0 | 0 | 0 | 0 | 0 | 0
IGCC-CCS | 0 | 0 | 0 | 0 | 0 | 0
WT_off | 0 | 0 | 0 | 0 | 0 | 0
PseudoUnit | 0 | 0 | 0 | 0 | 0 | 0
FixedInterchange | 0 | 0 | 0 | 0 | 0 | 0
Emission Cost by Reporting Type: EI
ReportingType | 2015 | 2020 | 2025 | 2030 | 2035 | 2040
BM | 0 | 0 | 0 | 0 | 0 | 0
CC | 0 | 0 | 0 | 0 | 0 | 0
CSP | 0 | 0 | 0 | 0 | 0 | 0
CT | 0 | 0 | 0 | 0 | 0 | 0
Coal | 0 | 0 | 0 | 0 | 0 | 0
Geo | 0 | 0 | 0 | 0 | 0 | 0
H | 0 | 0 | 0 | 0 | 0 | 0
LFG | 0 | 0 | 0 | 0 | 0 | 0
Nuc | 0 | 0 | 0 | 0 | 0 | 0
PS | 0 | 0 | 0 | 0 | 0 | 0
PV | 0 | 0 | 0 | 0 | 0 | 0
PeakG | 0 | 0 | 0 | 0 | 0 | 0
PeakO | 0 | 0 | 0 | 0 | 0 | 0
ST | 0 | 0 | 0 | 0 | 0 | 0
STOG | 0 | 0 | 0 | 0 | 0 | 0
STWD | 0 | 0 | 0 | 0 | 0 | 0
WT | 0 | 0 | 0 | 0 | 0 | 0
IGCC | 0 | 0 | 0 | 0 | 0 | 0
DemandResponse | 0 | 0 | 0 | 0 | 0 | 0
IGCC-CCS | 0 | 0 | 0 | 0 | 0 | 0
WT_off | 0 | 0 | 0 | 0 | 0 | 0
PseudoUnit | 0 | 0 | 0 | 0 | 0 | 0
FixedInterchange | 0 | 0 | 0 | 0 | 0 | 0
Emission Cost by Reporting Type: Outside_EI
ReportingType | 2015 | 2020 | 2025 | 2030 | 2035 | 2040
BM | 0 | 0 | 0 | 0 | 0 | 0
CC | 533.02 | 607.55 | 919.11 | 1202.47 | 380.89 | 299.35
CSP | 0 | 0 | 0 | 0 | 0 | 0
CT | 0 | 0 | 0 | 0.14 | 0.19 | 0.85
Coal | 20.1 | 25.66 | 32.75 | 0 | 0 | 0
Geo | 0 | 0 | 0 | 0 | 0 | 0
H | 0 | 0 | 0 | 0 | 0 | 0
LFG | 0 | 0 | 0 | 0 | 0 | 0
Nuc | 0 | 0 | 0 | 0 | 0 | 0
PS | 0 | 0 | 0 | 0 | 0 | 0
PV | 0 | 0 | 0 | 0 | 0 | 0
PeakG | 0 | 0 | 0 | 9.44 | 12.71 | 19.3
PeakO | 0 | 0 | 0 | 0 | 0 | 0
ST | 0 | 0 | 0 | 0 | 0 | 0
STOG | 3.98 | 7.68 | 7.41 | 1.37 | 2.18 | 3.64
STWD | 0 | 0 | 0 | 0 | 0 | 0
WT | 0 | 0 | 0 | 0 | 0 | 0
IGCC | 0 | 0 | 0 | 0 | 0 | 0
DemandResponse | 0 | 0 | 0 | 0 | 0 | 0
IGCC-CCS | 0 | 0 | 0 | 0 | 0 | 0
WT_off | 0 | 0 | 0 | 0 | 0 | 0
PseudoUnit | 0 | 0 | 0 | 0 | 0 | 0
FixedInterchange | 0 | 0 | 0 | 0 | 0 | 0
==== Emission Program: RGGI : (CO2) ====
Emission Cost by Reporting Type: Entergy
ReportingType | 2015 | 2020 | 2025 | 2030 | 2035 | 2040
BM | 0 | 0 | 0 | 0 | 0 | 0
CC | 0 | 0 | 0 | 0 | 0 | 0
CSP | 0 | 0 | 0 | 0 | 0 | 0
CT | 0 | 0 | 0 | 0 | 0 | 0
Coal | 0 | 0 | 0 | 0 | 0 | 0
Geo | 0 | 0 | 0 | 0 | 0 | 0
H | 0 | 0 | 0 | 0 | 0 | 0
LFG | 0 | 0 | 0 | 0 | 0 | 0
Nuc | 0 | 0 | 0 | 0 | 0 | 0
PS | 0 | 0 | 0 | 0 | 0 | 0
PV | 0 | 0 | 0 | 0 | 0 | 0
PeakG | 0 | 0 | 0 | 0 | 0 | 0
PeakO | 0 | 0 | 0 | 0 | 0 | 0
ST | 0 | 0 | 0 | 0 | 0 | 0
STOG | 0 | 0 | 0 | 0 | 0 | 0
STWD | 0 | 0 | 0 | 0 | 0 | 0
WT | 0 | 0 | 0 | 0 | 0 | 0
IGCC | 0 | 0 | 0 | 0 | 0 | 0
DemandResponse | 0 | 0 | 0 | 0 | 0 | 0
IGCC-CCS | 0 | 0 | 0 | 0 | 0 | 0
WT_off | 0 | 0 | 0 | 0 | 0 | 0
PseudoUnit | 0 | 0 | 0 | 0 | 0 | 0
FixedInterchange | 0 | 0 | 0 | 0 | 0 | 0
Emission Cost by Reporting Type: FRCC
ReportingType | 2015 | 2020 | 2025 | 2030 | 2035 | 2040
BM | 0 | 0 | 0 | 0 | 0 | 0
CC | 0 | 0 | 0 | 0 | 0 | 0
CSP | 0 | 0 | 0 | 0 | 0 | 0
CT | 0 | 0 | 0 | 0 | 0 | 0
Coal | 0 | 0 | 0 | 0 | 0 | 0
Geo | 0 | 0 | 0 | 0 | 0 | 0
H | 0 | 0 | 0 | 0 | 0 | 0
LFG | 0 | 0 | 0 | 0 | 0 | 0
Nuc | 0 | 0 | 0 | 0 | 0 | 0
PS | 0 | 0 | 0 | 0 | 0 | 0
PV | 0 | 0 | 0 | 0 | 0 | 0
PeakG | 0 | 0 | 0 | 0 | 0 | 0
PeakO | 0 | 0 | 0 | 0 | 0 | 0
ST | 0 | 0 | 0 | 0 | 0 | 0
STOG | 0 | 0 | 0 | 0 | 0 | 0
STWD | 0 | 0 | 0 | 0 | 0 | 0
WT | 0 | 0 | 0 | 0 | 0 | 0
IGCC | 0 | 0 | 0 | 0 | 0 | 0
DemandResponse | 0 | 0 | 0 | 0 | 0 | 0
IGCC-CCS | 0 | 0 | 0 | 0 | 0 | 0
WT_off | 0 | 0 | 0 | 0 | 0 | 0
PseudoUnit | 0 | 0 | 0 | 0 | 0 | 0
FixedInterchange | 0 | 0 | 0 | 0 | 0 | 0
Emission Cost by Reporting Type: MAPP_US
ReportingType | 2015 | 2020 | 2025 | 2030 | 2035 | 2040
BM | 0 | 0 | 0 | 0 | 0 | 0
CC | 0 | 0 | 0 | 0 | 0 | 0
CSP | 0 | 0 | 0 | 0 | 0 | 0
CT | 0 | 0 | 0 | 0 | 0 | 0
Coal | 0 | 0 | 0 | 0 | 0 | 0
Geo | 0 | 0 | 0 | 0 | 0 | 0
H | 0 | 0 | 0 | 0 | 0 | 0
LFG | 0 | 0 | 0 | 0 | 0 | 0
Nuc | 0 | 0 | 0 | 0 | 0 | 0
PS | 0 | 0 | 0 | 0 | 0 | 0
PV | 0 | 0 | 0 | 0 | 0 | 0
PeakG | 0 | 0 | 0 | 0 | 0 | 0
PeakO | 0 | 0 | 0 | 0 | 0 | 0
ST | 0 | 0 | 0 | 0 | 0 | 0
STOG | 0 | 0 | 0 | 0 | 0 | 0
STWD | 0 | 0 | 0 | 0 | 0 | 0
WT | 0 | 0 | 0 | 0 | 0 | 0
IGCC | 0 | 0 | 0 | 0 | 0 | 0
DemandResponse | 0 | 0 | 0 | 0 | 0 | 0
IGCC-CCS | 0 | 0 | 0 | 0 | 0 | 0
WT_off | 0 | 0 | 0 | 0 | 0 | 0
PseudoUnit | 0 | 0 | 0 | 0 | 0 | 0
FixedInterchange | 0 | 0 | 0 | 0 | 0 | 0
Emission Cost by Reporting Type: MISO_IN
ReportingType | 2015 | 2020 | 2025 | 2030 | 2035 | 2040
BM | 0 | 0 | 0 | 0 | 0 | 0
CC | 0 | 0 | 0 | 0 | 0 | 0
CSP | 0 | 0 | 0 | 0 | 0 | 0
CT | 0 | 0 | 0 | 0 | 0 | 0
Coal | 0 | 0 | 0 | 0 | 0 | 0
Geo | 0 | 0 | 0 | 0 | 0 | 0
H | 0 | 0 | 0 | 0 | 0 | 0
LFG | 0 | 0 | 0 | 0 | 0 | 0
Nuc | 0 | 0 | 0 | 0 | 0 | 0
PS | 0 | 0 | 0 | 0 | 0 | 0
PV | 0 | 0 | 0 | 0 | 0 | 0
PeakG | 0 | 0 | 0 | 0 | 0 | 0
PeakO | 0 | 0 | 0 | 0 | 0 | 0
ST | 0 | 0 | 0 | 0 | 0 | 0
STOG | 0 | 0 | 0 | 0 | 0 | 0
STWD | 0 | 0 | 0 | 0 | 0 | 0
WT | 0 | 0 | 0 | 0 | 0 | 0
IGCC | 0 | 0 | 0 | 0 | 0 | 0
DemandResponse | 0 | 0 | 0 | 0 | 0 | 0
IGCC-CCS | 0 | 0 | 0 | 0 | 0 | 0
WT_off | 0 | 0 | 0 | 0 | 0 | 0
PseudoUnit | 0 | 0 | 0 | 0 | 0 | 0
FixedInterchange | 0 | 0 | 0 | 0 | 0 | 0
Emission Cost by Reporting Type: MISO_MI
ReportingType | 2015 | 2020 | 2025 | 2030 | 2035 | 2040
BM | 0 | 0 | 0 | 0 | 0 | 0
CC | 0 | 0 | 0 | 0 | 0 | 0
CSP | 0 | 0 | 0 | 0 | 0 | 0
CT | 0 | 0 | 0 | 0 | 0 | 0
Coal | 0 | 0 | 0 | 0 | 0 | 0
Geo | 0 | 0 | 0 | 0 | 0 | 0
H | 0 | 0 | 0 | 0 | 0 | 0
LFG | 0 | 0 | 0 | 0 | 0 | 0
Nuc | 0 | 0 | 0 | 0 | 0 | 0
PS | 0 | 0 | 0 | 0 | 0 | 0
PV | 0 | 0 | 0 | 0 | 0 | 0
PeakG | 0 | 0 | 0 | 0 | 0 | 0
PeakO | 0 | 0 | 0 | 0 | 0 | 0
ST | 0 | 0 | 0 | 0 | 0 | 0
STOG | 0 | 0 | 0 | 0 | 0 | 0
STWD | 0 | 0 | 0 | 0 | 0 | 0
WT | 0 | 0 | 0 | 0 | 0 | 0
IGCC | 0 | 0 | 0 | 0 | 0 | 0
DemandResponse | 0 | 0 | 0 | 0 | 0 | 0
IGCC-CCS | 0 | 0 | 0 | 0 | 0 | 0
WT_off | 0 | 0 | 0 | 0 | 0 | 0
PseudoUnit | 0 | 0 | 0 | 0 | 0 | 0
FixedInterchange | 0 | 0 | 0 | 0 | 0 | 0
Emission Cost by Reporting Type: MISO_MO-IL
ReportingType | 2015 | 2020 | 2025 | 2030 | 2035 | 2040
BM | 0 | 0 | 0 | 0 | 0 | 0
CC | 0 | 0 | 0 | 0 | 0 | 0
CSP | 0 | 0 | 0 | 0 | 0 | 0
CT | 0 | 0 | 0 | 0 | 0 | 0
Coal | 0 | 0 | 0 | 0 | 0 | 0
Geo | 0 | 0 | 0 | 0 | 0 | 0
H | 0 | 0 | 0 | 0 | 0 | 0
LFG | 0 | 0 | 0 | 0 | 0 | 0
Nuc | 0 | 0 | 0 | 0 | 0 | 0
PS | 0 | 0 | 0 | 0 | 0 | 0
PV | 0 | 0 | 0 | 0 | 0 | 0
PeakG | 0 | 0 | 0 | 0 | 0 | 0
PeakO | 0 | 0 | 0 | 0 | 0 | 0
ST | 0 | 0 | 0 | 0 | 0 | 0
STOG | 0 | 0 | 0 | 0 | 0 | 0
STWD | 0 | 0 | 0 | 0 | 0 | 0
WT | 0 | 0 | 0 | 0 | 0 | 0
IGCC | 0 | 0 | 0 | 0 | 0 | 0
DemandResponse | 0 | 0 | 0 | 0 | 0 | 0
IGCC-CCS | 0 | 0 | 0 | 0 | 0 | 0
WT_off | 0 | 0 | 0 | 0 | 0 | 0
PseudoUnit | 0 | 0 | 0 | 0 | 0 | 0
FixedInterchange | 0 | 0 | 0 | 0 | 0 | 0
Emission Cost by Reporting Type: MISO_W
ReportingType | 2015 | 2020 | 2025 | 2030 | 2035 | 2040
BM | 0 | 0 | 0 | 0 | 0 | 0
CC | 0 | 0 | 0 | 0 | 0 | 0
CSP | 0 | 0 | 0 | 0 | 0 | 0
CT | 0 | 0 | 0 | 0 | 0 | 0
Coal | 0 | 0 | 0 | 0 | 0 | 0
Geo | 0 | 0 | 0 | 0 | 0 | 0
H | 0 | 0 | 0 | 0 | 0 | 0
LFG | 0 | 0 | 0 | 0 | 0 | 0
Nuc | 0 | 0 | 0 | 0 | 0 | 0
PS | 0 | 0 | 0 | 0 | 0 | 0
PV | 0 | 0 | 0 | 0 | 0 | 0
PeakG | 0 | 0 | 0 | 0 | 0 | 0
PeakO | 0 | 0 | 0 | 0 | 0 | 0
ST | 0 | 0 | 0 | 0 | 0 | 0
STOG | 0 | 0 | 0 | 0 | 0 | 0
STWD | 0 | 0 | 0 | 0 | 0 | 0
WT | 0 | 0 | 0 | 0 | 0 | 0
IGCC | 0 | 0 | 0 | 0 | 0 | 0
DemandResponse | 0 | 0 | 0 | 0 | 0 | 0
IGCC-CCS | 0 | 0 | 0 | 0 | 0 | 0
WT_off | 0 | 0 | 0 | 0 | 0 | 0
PseudoUnit | 0 | 0 | 0 | 0 | 0 | 0
FixedInterchange | 0 | 0 | 0 | 0 | 0 | 0
Emission Cost by Reporting Type: MISO_WUMS
ReportingType | 2015 | 2020 | 2025 | 2030 | 2035 | 2040
BM | 0 | 0 | 0 | 0 | 0 | 0
CC | 0 | 0 | 0 | 0 | 0 | 0
CSP | 0 | 0 | 0 | 0 | 0 | 0
CT | 0 | 0 | 0 | 0 | 0 | 0
Coal | 0 | 0 | 0 | 0 | 0 | 0
Geo | 0 | 0 | 0 | 0 | 0 | 0
H | 0 | 0 | 0 | 0 | 0 | 0
LFG | 0 | 0 | 0 | 0 | 0 | 0
Nuc | 0 | 0 | 0 | 0 | 0 | 0
PS | 0 | 0 | 0 | 0 | 0 | 0
PV | 0 | 0 | 0 | 0 | 0 | 0
PeakG | 0 | 0 | 0 | 0 | 0 | 0
PeakO | 0 | 0 | 0 | 0 | 0 | 0
ST | 0 | 0 | 0 | 0 | 0 | 0
STOG | 0 | 0 | 0 | 0 | 0 | 0
STWD | 0 | 0 | 0 | 0 | 0 | 0
WT | 0 | 0 | 0 | 0 | 0 | 0
IGCC | 0 | 0 | 0 | 0 | 0 | 0
DemandResponse | 0 | 0 | 0 | 0 | 0 | 0
IGCC-CCS | 0 | 0 | 0 | 0 | 0 | 0
WT_off | 0 | 0 | 0 | 0 | 0 | 0
PseudoUnit | 0 | 0 | 0 | 0 | 0 | 0
FixedInterchange | 0 | 0 | 0 | 0 | 0 | 0
Emission Cost by Reporting Type: Nebraska
ReportingType | 2015 | 2020 | 2025 | 2030 | 2035 | 2040
BM | 0 | 0 | 0 | 0 | 0 | 0
CC | 0 | 0 | 0 | 0 | 0 | 0
CSP | 0 | 0 | 0 | 0 | 0 | 0
CT | 0 | 0 | 0 | 0 | 0 | 0
Coal | 0 | 0 | 0 | 0 | 0 | 0
Geo | 0 | 0 | 0 | 0 | 0 | 0
H | 0 | 0 | 0 | 0 | 0 | 0
LFG | 0 | 0 | 0 | 0 | 0 | 0
Nuc | 0 | 0 | 0 | 0 | 0 | 0
PS | 0 | 0 | 0 | 0 | 0 | 0
PV | 0 | 0 | 0 | 0 | 0 | 0
PeakG | 0 | 0 | 0 | 0 | 0 | 0
PeakO | 0 | 0 | 0 | 0 | 0 | 0
ST | 0 | 0 | 0 | 0 | 0 | 0
STOG | 0 | 0 | 0 | 0 | 0 | 0
STWD | 0 | 0 | 0 | 0 | 0 | 0
WT | 0 | 0 | 0 | 0 | 0 | 0
IGCC | 0 | 0 | 0 | 0 | 0 | 0
DemandResponse | 0 | 0 | 0 | 0 | 0 | 0
IGCC-CCS | 0 | 0 | 0 | 0 | 0 | 0
WT_off | 0 | 0 | 0 | 0 | 0 | 0
PseudoUnit | 0 | 0 | 0 | 0 | 0 | 0
FixedInterchange | 0 | 0 | 0 | 0 | 0 | 0
Emission Cost by Reporting Type: NEISO
ReportingType | 2015 | 2020 | 2025 | 2030 | 2035 | 2040
BM | 0 | 0 | 0 | 0 | 0 | 0
CC | 37.89 | 33.15 | 33.74 | 32.4 | 37.06 | 39.57
CSP | 0 | 0 | 0 | 0 | 0 | 0
CT | 0 | 0.01 | 0.01 | 0.01 | 0.01 | 0.01
Coal | 1.44 | 0 | 0 | 0 | 0 | 0
Geo | 0 | 0 | 0 | 0 | 0 | 0
H | 0 | 0 | 0 | 0 | 0 | 0
LFG | 0 | 0 | 0 | 0 | 0 | 0
Nuc | 0 | 0 | 0 | 0 | 0 | 0
PS | 0 | 0 | 0 | 0 | 0 | 0
PV | 0 | 0 | 0 | 0 | 0 | 0
PeakG | 0.03 | 0.04 | 0.07 | 0.07 | 0.08 | 0.07
PeakO | 0 | 0 | 0 | 0 | 0 | 0
ST | 0 | 0 | 0 | 0 | 0 | 0
STOG | 0 | 0 | 0 | 0 | 0 | 0
STWD | 0 | 0 | 0 | 0 | 0 | 0
WT | 0 | 0 | 0 | 0 | 0 | 0
IGCC | 0 | 0 | 0 | 0 | 0 | 0
DemandResponse | 0 | 0 | 0 | 0 | 0 | 0
IGCC-CCS | 0 | 0 | 0 | 0 | 0 | 0
WT_off | 0 | 0 | 0 | 0 | 0 | 0
PseudoUnit | 0 | 0 | 0 | 0 | 0 | 0
FixedInterchange | 0 | 0 | 0 | 0 | 0 | 0
Emission Cost by Reporting Type: NonRTO_Midwest
ReportingType | 2015 | 2020 | 2025 | 2030 | 2035 | 2040
BM | 0 | 0 | 0 | 0 | 0 | 0
CC | 0 | 0 | 0 | 0 | 0 | 0
CSP | 0 | 0 | 0 | 0 | 0 | 0
CT | 0 | 0 | 0 | 0 | 0 | 0
Coal | 0 | 0 | 0 | 0 | 0 | 0
Geo | 0 | 0 | 0 | 0 | 0 | 0
H | 0 | 0 | 0 | 0 | 0 | 0
LFG | 0 | 0 | 0 | 0 | 0 | 0
Nuc | 0 | 0 | 0 | 0 | 0 | 0
PS | 0 | 0 | 0 | 0 | 0 | 0
PV | 0 | 0 | 0 | 0 | 0 | 0
PeakG | 0 | 0 | 0 | 0 | 0 | 0
PeakO | 0 | 0 | 0 | 0 | 0 | 0
ST | 0 | 0 | 0 | 0 | 0 | 0
STOG | 0 | 0 | 0 | 0 | 0 | 0
STWD | 0 | 0 | 0 | 0 | 0 | 0
WT | 0 | 0 | 0 | 0 | 0 | 0
IGCC | 0 | 0 | 0 | 0 | 0 | 0
DemandResponse | 0 | 0 | 0 | 0 | 0 | 0
IGCC-CCS | 0 | 0 | 0 | 0 | 0 | 0
WT_off | 0 | 0 | 0 | 0 | 0 | 0
PseudoUnit | 0 | 0 | 0 | 0 | 0 | 0
FixedInterchange | 0 | 0 | 0 | 0 | 0 | 0
Emission Cost by Reporting Type: NYISO_A-F
ReportingType | 2015 | 2020 | 2025 | 2030 | 2035 | 2040
BM | 0 | 0 | 0 | 0 | 0 | 0
CC | 4.66 | 7.38 | 12.43 | 8.58 | 17.44 | 20.38
CSP | 0 | 0 | 0 | 0 | 0 | 0
CT | 0 | 0 | 0 | 0 | 0 | 0
Coal | 0 | 0 | 0 | 0 | 0 | 0
Geo | 0 | 0 | 0 | 0 | 0 | 0
H | 0 | 0 | 0 | 0 | 0 | 0
LFG | 0 | 0 | 0 | 0 | 0 | 0
Nuc | 0 | 0 | 0 | 0 | 0 | 0
PS | 0 | 0 | 0 | 0 | 0 | 0
PV | 0 | 0 | 0 | 0 | 0 | 0
PeakG | 0 | 0 | 0.01 | 0 | 0.02 | 0.03
PeakO | 0 | 0 | 0 | 0 | 0 | 0
ST | 0 | 0 | 0 | 0 | 0 | 0
STOG | 0 | 0 | 0 | 0 | 0 | 0
STWD | 0 | 0 | 0 | 0 | 0 | 0
WT | 0 | 0 | 0 | 0 | 0 | 0
IGCC | 0 | 0 | 0 | 0 | 0 | 0
DemandResponse | 0 | 0 | 0 | 0 | 0 | 0
IGCC-CCS | 0 | 0 | 0 | 0 | 0 | 0
WT_off | 0 | 0 | 0 | 0 | 0 | 0
PseudoUnit | 0 | 0 | 0 | 0 | 0 | 0
FixedInterchange | 0 | 0 | 0 | 0 | 0 | 0
Emission Cost by Reporting Type: NYISO_G-I
ReportingType | 2015 | 2020 | 2025 | 2030 | 2035 | 2040
BM | 0 | 0 | 0 | 0 | 0 | 0
CC | 6.27 | 6.88 | 6.92 | 6.9 | 9.96 | 29.14
CSP | 0 | 0 | 0 | 0 | 0 | 0
CT | 0 | 0 | 0 | 0 | 0 | 0
Coal | 0 | 0 | 0 | 0 | 0 | 0
Geo | 0 | 0 | 0 | 0 | 0 | 0
H | 0 | 0 | 0 | 0 | 0 | 0
LFG | 0 | 0 | 0 | 0 | 0 | 0
Nuc | 0 | 0 | 0 | 0 | 0 | 0
PS | 0 | 0 | 0 | 0 | 0 | 0
PV | 0 | 0 | 0 | 0 | 0 | 0
PeakG | 0 | 0 | 0 | 0 | 0 | 0
PeakO | 0 | 0 | 0 | 0 | 0 | 0
ST | 0 | 0 | 0 | 0 | 0 | 0
STOG | 0 | 0 | 0 | 0 | 0 | 0
STWD | 0 | 0 | 0 | 0 | 0 | 0
WT | 0 | 0 | 0 | 0 | 0 | 0
IGCC | 0 | 0 | 0 | 0 | 0 | 0
DemandResponse | 0 | 0 | 0 | 0 | 0 | 0
IGCC-CCS | 0 | 0 | 0 | 0 | 0 | 0
WT_off | 0 | 0 | 0 | 0 | 0 | 0
PseudoUnit | 0 | 0 | 0 | 0 | 0 | 0
FixedInterchange | 0 | 0 | 0 | 0 | 0 | 0
Emission Cost by Reporting Type: NYISO_J-K
ReportingType | 2015 | 2020 | 2025 | 2030 | 2035 | 2040
BM | 0 | 0 | 0 | 0 | 0 | 0
CC | 18.22 | 23.67 | 26.47 | 24.77 | 28.49 | 28.76
CSP | 0 | 0 | 0 | 0 | 0 | 0
CT | 0 | 0 | 0 | 0.09 | 1.42 | 1.32
Coal | 0 | 0 | 0 | 0 | 0 | 0
Geo | 0 | 0 | 0 | 0 | 0 | 0
H | 0 | 0 | 0 | 0 | 0 | 0
LFG | 0 | 0 | 0 | 0 | 0 | 0
Nuc | 0 | 0 | 0 | 0 | 0 | 0
PS | 0 | 0 | 0 | 0 | 0 | 0
PV | 0 | 0 | 0 | 0 | 0 | 0
PeakG | 0.06 | 0.19 | 1.24 | 1.23 | 2.05 | 1.79
PeakO | 0 | 0 | 0 | 0 | 0 | 0
ST | 0 | 0 | 0 | 0 | 0 | 0
STOG | 0.99 | 1.88 | 0.6 | 0.66 | 0.39 | 0.28
STWD | 0 | 0 | 0 | 0 | 0 | 0
WT | 0 | 0 | 0 | 0 | 0 | 0
IGCC | 0 | 0 | 0 | 0 | 0 | 0
DemandResponse | 0 | 0 | 0 | 0 | 0 | 0
IGCC-CCS | 0 | 0 | 0 | 0 | 0 | 0
WT_off | 0 | 0 | 0 | 0 | 0 | 0
PseudoUnit | 0 | 0 | 0 | 0 | 0 | 0
FixedInterchange | 0 | 0 | 0 | 0 | 0 | 0
Emission Cost by Reporting Type: PJM_E
ReportingType | 2015 | 2020 | 2025 | 2030 | 2035 | 2040
BM | 0 | 0 | 0 | 0 | 0 | 0
CC | 17.85 | 32.22 | 62.52 | 60.38 | 60.23 | 59.61
CSP | 0 | 0 | 0 | 0 | 0 | 0
CT | 0 | 0 | 0 | 0.01 | 1.31 | 2.88
Coal | 0.94 | 2.32 | 0.14 | 0.06 | 0.03 | 0.06
Geo | 0 | 0 | 0 | 0 | 0 | 0
H | 0 | 0 | 0 | 0 | 0 | 0
LFG | 0 | 0 | 0 | 0 | 0 | 0
Nuc | 0 | 0 | 0 | 0 | 0 | 0
PS | 0 | 0 | 0 | 0 | 0 | 0
PV | 0 | 0 | 0 | 0 | 0 | 0
PeakG | 0.03 | 0.1 | 1.33 | 1.95 | 1.95 | 1.95
PeakO | 0 | 0 | 0 | 0 | 0 | 0
ST | 0 | 0 | 0 | 0 | 0 | 0
STOG | 0.33 | 1.24 | 0.07 | 0.06 | 0 | 0.03
STWD | 0 | 0 | 0 | 0 | 0 | 0
WT | 0 | 0 | 0 | 0 | 0 | 0
IGCC | 0 | 0 | 0 | 0 | 0 | 0
DemandResponse | 0 | 0 | 0 | 0 | 0 | 0
IGCC-CCS | 0 | 0 | 0 | 0 | 0 | 0
WT_off | 0 | 0 | 0 | 0 | 0 | 0
PseudoUnit | 0 | 0 | 0 | 0 | 0 | 0
FixedInterchange | 0 | 0 | 0 | 0 | 0 | 0
Emission Cost by Reporting Type: PJM_ROM
ReportingType | 2015 | 2020 | 2025 | 2030 | 2035 | 2040
BM | 0 | 0 | 0 | 0 | 0 | 0
CC | 0.15 | 0.27 | 0.72 | 0.82 | 0.51 | 0.49
CSP | 0 | 0 | 0 | 0 | 0 | 0
CT | 0 | 0 | 0 | 0 | 0 | 0
Coal | 14.17 | 18.01 | 2.07 | 0.87 | 0.85 | 0.98
Geo | 0 | 0 | 0 | 0 | 0 | 0
H | 0 | 0 | 0 | 0 | 0 | 0
LFG | 0 | 0 | 0 | 0 | 0 | 0
Nuc | 0 | 0 | 0 | 0 | 0 | 0
PS | 0 | 0 | 0 | 0 | 0 | 0
PV | 0 | 0 | 0 | 0 | 0 | 0
PeakG | 0 | 0.06 | 0.2 | 0.22 | 0.72 | 0.19
PeakO | 0 | 0 | 0 | 0 | 0 | 0
ST | 0 | 0 | 0 | 0 | 0 | 0
STOG | 0 | 0 | 0 | 0 | 0 | 0
STWD | 0 | 0 | 0 | 0 | 0 | 0
WT | 0 | 0 | 0 | 0 | 0 | 0
IGCC | 0 | 0 | 0 | 0 | 0 | 0
DemandResponse | 0 | 0 | 0 | 0 | 0 | 0
IGCC-CCS | 0 | 0 | 0 | 0 | 0 | 0
WT_off | 0 | 0 | 0 | 0 | 0 | 0
PseudoUnit | 0 | 0 | 0 | 0 | 0 | 0
FixedInterchange | 0 | 0 | 0 | 0 | 0 | 0
Emission Cost by Reporting Type: PJM_ROR
ReportingType | 2015 | 2020 | 2025 | 2030 | 2035 | 2040
BM | 0 | 0 | 0 | 0 | 0 | 0
CC | 0 | 0 | 0 | 0 | 0 | 0
CSP | 0 | 0 | 0 | 0 | 0 | 0
CT | 0 | 0 | 0 | 0 | 0 | 0
Coal | 0 | 0 | 0 | 0 | 0 | 0
Geo | 0 | 0 | 0 | 0 | 0 | 0
H | 0 | 0 | 0 | 0 | 0 | 0
LFG | 0 | 0 | 0 | 0 | 0 | 0
Nuc | 0 | 0 | 0 | 0 | 0 | 0
PS | 0 | 0 | 0 | 0 | 0 | 0
PV | 0 | 0 | 0 | 0 | 0 | 0
PeakG | 0 | 0 | 0 | 0 | 0 | 0
PeakO | 0 | 0 | 0 | 0 | 0 | 0
ST | 0 | 0 | 0 | 0 | 0 | 0
STOG | 0 | 0 | 0 | 0 | 0 | 0
STWD | 0 | 0 | 0 | 0 | 0 | 0
WT | 0 | 0 | 0 | 0 | 0 | 0
IGCC | 0 | 0 | 0 | 0 | 0 | 0
DemandResponse | 0 | 0 | 0 | 0 | 0 | 0
IGCC-CCS | 0 | 0 | 0 | 0 | 0 | 0
WT_off | 0 | 0 | 0 | 0 | 0 | 0
PseudoUnit | 0 | 0 | 0 | 0 | 0 | 0
FixedInterchange | 0 | 0 | 0 | 0 | 0 | 0
Emission Cost by Reporting Type: SOCO
ReportingType | 2015 | 2020 | 2025 | 2030 | 2035 | 2040
BM | 0 | 0 | 0 | 0 | 0 | 0
CC | 0 | 0 | 0 | 0 | 0 | 0
CSP | 0 | 0 | 0 | 0 | 0 | 0
CT | 0 | 0 | 0 | 0 | 0 | 0
Coal | 0 | 0 | 0 | 0 | 0 | 0
Geo | 0 | 0 | 0 | 0 | 0 | 0
H | 0 | 0 | 0 | 0 | 0 | 0
LFG | 0 | 0 | 0 | 0 | 0 | 0
Nuc | 0 | 0 | 0 | 0 | 0 | 0
PS | 0 | 0 | 0 | 0 | 0 | 0
PV | 0 | 0 | 0 | 0 | 0 | 0
PeakG | 0 | 0 | 0 | 0 | 0 | 0
PeakO | 0 | 0 | 0 | 0 | 0 | 0
ST | 0 | 0 | 0 | 0 | 0 | 0
STOG | 0 | 0 | 0 | 0 | 0 | 0
STWD | 0 | 0 | 0 | 0 | 0 | 0
WT | 0 | 0 | 0 | 0 | 0 | 0
IGCC | 0 | 0 | 0 | 0 | 0 | 0
DemandResponse | 0 | 0 | 0 | 0 | 0 | 0
IGCC-CCS | 0 | 0 | 0 | 0 | 0 | 0
WT_off | 0 | 0 | 0 | 0 | 0 | 0
PseudoUnit | 0 | 0 | 0 | 0 | 0 | 0
FixedInterchange | 0 | 0 | 0 | 0 | 0 | 0
Emission Cost by Reporting Type: SPP_N
ReportingType | 2015 | 2020 | 2025 | 2030 | 2035 | 2040
BM | 0 | 0 | 0 | 0 | 0 | 0
CC | 0 | 0 | 0 | 0 | 0 | 0
CSP | 0 | 0 | 0 | 0 | 0 | 0
CT | 0 | 0 | 0 | 0 | 0 | 0
Coal | 0 | 0 | 0 | 0 | 0 | 0
Geo | 0 | 0 | 0 | 0 | 0 | 0
H | 0 | 0 | 0 | 0 | 0 | 0
LFG | 0 | 0 | 0 | 0 | 0 | 0
Nuc | 0 | 0 | 0 | 0 | 0 | 0
PS | 0 | 0 | 0 | 0 | 0 | 0
PV | 0 | 0 | 0 | 0 | 0 | 0
PeakG | 0 | 0 | 0 | 0 | 0 | 0
PeakO | 0 | 0 | 0 | 0 | 0 | 0
ST | 0 | 0 | 0 | 0 | 0 | 0
STOG | 0 | 0 | 0 | 0 | 0 | 0
STWD | 0 | 0 | 0 | 0 | 0 | 0
WT | 0 | 0 | 0 | 0 | 0 | 0
IGCC | 0 | 0 | 0 | 0 | 0 | 0
DemandResponse | 0 | 0 | 0 | 0 | 0 | 0
IGCC-CCS | 0 | 0 | 0 | 0 | 0 | 0
WT_off | 0 | 0 | 0 | 0 | 0 | 0
PseudoUnit | 0 | 0 | 0 | 0 | 0 | 0
FixedInterchange | 0 | 0 | 0 | 0 | 0 | 0
Emission Cost by Reporting Type: SPP_S
ReportingType | 2015 | 2020 | 2025 | 2030 | 2035 | 2040
BM | 0 | 0 | 0 | 0 | 0 | 0
CC | 0 | 0 | 0 | 0 | 0 | 0
CSP | 0 | 0 | 0 | 0 | 0 | 0
CT | 0 | 0 | 0 | 0 | 0 | 0
Coal | 0 | 0 | 0 | 0 | 0 | 0
Geo | 0 | 0 | 0 | 0 | 0 | 0
H | 0 | 0 | 0 | 0 | 0 | 0
LFG | 0 | 0 | 0 | 0 | 0 | 0
Nuc | 0 | 0 | 0 | 0 | 0 | 0
PS | 0 | 0 | 0 | 0 | 0 | 0
PV | 0 | 0 | 0 | 0 | 0 | 0
PeakG | 0 | 0 | 0 | 0 | 0 | 0
PeakO | 0 | 0 | 0 | 0 | 0 | 0
ST | 0 | 0 | 0 | 0 | 0 | 0
STOG | 0 | 0 | 0 | 0 | 0 | 0
STWD | 0 | 0 | 0 | 0 | 0 | 0
WT | 0 | 0 | 0 | 0 | 0 | 0
IGCC | 0 | 0 | 0 | 0 | 0 | 0
DemandResponse | 0 | 0 | 0 | 0 | 0 | 0
IGCC-CCS | 0 | 0 | 0 | 0 | 0 | 0
WT_off | 0 | 0 | 0 | 0 | 0 | 0
PseudoUnit | 0 | 0 | 0 | 0 | 0 | 0
FixedInterchange | 0 | 0 | 0 | 0 | 0 | 0
Emission Cost by Reporting Type: TVA
ReportingType | 2015 | 2020 | 2025 | 2030 | 2035 | 2040
BM | 0 | 0 | 0 | 0 | 0 | 0
CC | 0 | 0 | 0 | 0 | 0 | 0
CSP | 0 | 0 | 0 | 0 | 0 | 0
CT | 0 | 0 | 0 | 0 | 0 | 0
Coal | 0 | 0 | 0 | 0 | 0 | 0
Geo | 0 | 0 | 0 | 0 | 0 | 0
H | 0 | 0 | 0 | 0 | 0 | 0
LFG | 0 | 0 | 0 | 0 | 0 | 0
Nuc | 0 | 0 | 0 | 0 | 0 | 0
PS | 0 | 0 | 0 | 0 | 0 | 0
PV | 0 | 0 | 0 | 0 | 0 | 0
PeakG | 0 | 0 | 0 | 0 | 0 | 0
PeakO | 0 | 0 | 0 | 0 | 0 | 0
ST | 0 | 0 | 0 | 0 | 0 | 0
STOG | 0 | 0 | 0 | 0 | 0 | 0
STWD | 0 | 0 | 0 | 0 | 0 | 0
WT | 0 | 0 | 0 | 0 | 0 | 0
IGCC | 0 | 0 | 0 | 0 | 0 | 0
DemandResponse | 0 | 0 | 0 | 0 | 0 | 0
IGCC-CCS | 0 | 0 | 0 | 0 | 0 | 0
WT_off | 0 | 0 | 0 | 0 | 0 | 0
PseudoUnit | 0 | 0 | 0 | 0 | 0 | 0
FixedInterchange | 0 | 0 | 0 | 0 | 0 | 0
Emission Cost by Reporting Type: TVA_Transmission
ReportingType | 2015 | 2020 | 2025 | 2030 | 2035 | 2040
BM | 0 | 0 | 0 | 0 | 0 | 0
CC | 0 | 0 | 0 | 0 | 0 | 0
CSP | 0 | 0 | 0 | 0 | 0 | 0
CT | 0 | 0 | 0 | 0 | 0 | 0
Coal | 0 | 0 | 0 | 0 | 0 | 0
Geo | 0 | 0 | 0 | 0 | 0 | 0
H | 0 | 0 | 0 | 0 | 0 | 0
LFG | 0 | 0 | 0 | 0 | 0 | 0
Nuc | 0 | 0 | 0 | 0 | 0 | 0
PS | 0 | 0 | 0 | 0 | 0 | 0
PV | 0 | 0 | 0 | 0 | 0 | 0
PeakG | 0 | 0 | 0 | 0 | 0 | 0
PeakO | 0 | 0 | 0 | 0 | 0 | 0
ST | 0 | 0 | 0 | 0 | 0 | 0
STOG | 0 | 0 | 0 | 0 | 0 | 0
STWD | 0 | 0 | 0 | 0 | 0 | 0
WT | 0 | 0 | 0 | 0 | 0 | 0
IGCC | 0 | 0 | 0 | 0 | 0 | 0
DemandResponse | 0 | 0 | 0 | 0 | 0 | 0
IGCC-CCS | 0 | 0 | 0 | 0 | 0 | 0
WT_off | 0 | 0 | 0 | 0 | 0 | 0
PseudoUnit | 0 | 0 | 0 | 0 | 0 | 0
FixedInterchange | 0 | 0 | 0 | 0 | 0 | 0
Emission Cost by Reporting Type: VACAR
ReportingType | 2015 | 2020 | 2025 | 2030 | 2035 | 2040
BM | 0 | 0 | 0 | 0 | 0 | 0
CC | 0 | 0 | 0 | 0 | 0 | 0
CSP | 0 | 0 | 0 | 0 | 0 | 0
CT | 0 | 0 | 0 | 0 | 0 | 0
Coal | 0 | 0 | 0 | 0 | 0 | 0
Geo | 0 | 0 | 0 | 0 | 0 | 0
H | 0 | 0 | 0 | 0 | 0 | 0
LFG | 0 | 0 | 0 | 0 | 0 | 0
Nuc | 0 | 0 | 0 | 0 | 0 | 0
PS | 0 | 0 | 0 | 0 | 0 | 0
PV | 0 | 0 | 0 | 0 | 0 | 0
PeakG | 0 | 0 | 0 | 0 | 0 | 0
PeakO | 0 | 0 | 0 | 0 | 0 | 0
ST | 0 | 0 | 0 | 0 | 0 | 0
STOG | 0 | 0 | 0 | 0 | 0 | 0
STWD | 0 | 0 | 0 | 0 | 0 | 0
WT | 0 | 0 | 0 | 0 | 0 | 0
IGCC | 0 | 0 | 0 | 0 | 0 | 0
DemandResponse | 0 | 0 | 0 | 0 | 0 | 0
IGCC-CCS | 0 | 0 | 0 | 0 | 0 | 0
WT_off | 0 | 0 | 0 | 0 | 0 | 0
PseudoUnit | 0 | 0 | 0 | 0 | 0 | 0
FixedInterchange | 0 | 0 | 0 | 0 | 0 | 0
Emission Cost by Reporting Type: IESO
ReportingType | 2015 | 2020 | 2025 | 2030 | 2035 | 2040
BM | 0 | 0 | 0 | 0 | 0 | 0
CC | 0 | 0 | 0 | 0 | 0 | 0
CSP | 0 | 0 | 0 | 0 | 0 | 0
CT | 0 | 0 | 0 | 0 | 0 | 0
Coal | 0 | 0 | 0 | 0 | 0 | 0
Geo | 0 | 0 | 0 | 0 | 0 | 0
H | 0 | 0 | 0 | 0 | 0 | 0
LFG | 0 | 0 | 0 | 0 | 0 | 0
Nuc | 0 | 0 | 0 | 0 | 0 | 0
PS | 0 | 0 | 0 | 0 | 0 | 0
PV | 0 | 0 | 0 | 0 | 0 | 0
PeakG | 0 | 0 | 0 | 0 | 0 | 0
PeakO | 0 | 0 | 0 | 0 | 0 | 0
ST | 0 | 0 | 0 | 0 | 0 | 0
STOG | 0 | 0 | 0 | 0 | 0 | 0
STWD | 0 | 0 | 0 | 0 | 0 | 0
WT | 0 | 0 | 0 | 0 | 0 | 0
IGCC | 0 | 0 | 0 | 0 | 0 | 0
DemandResponse | 0 | 0 | 0 | 0 | 0 | 0
IGCC-CCS | 0 | 0 | 0 | 0 | 0 | 0
WT_off | 0 | 0 | 0 | 0 | 0 | 0
PseudoUnit | 0 | 0 | 0 | 0 | 0 | 0
FixedInterchange | 0 | 0 | 0 | 0 | 0 | 0
Emission Cost by Reporting Type: MAPP_CA
ReportingType | 2015 | 2020 | 2025 | 2030 | 2035 | 2040
BM | 0 | 0 | 0 | 0 | 0 | 0
CC | 0 | 0 | 0 | 0 | 0 | 0
CSP | 0 | 0 | 0 | 0 | 0 | 0
CT | 0 | 0 | 0 | 0 | 0 | 0
Coal | 0 | 0 | 0 | 0 | 0 | 0
Geo | 0 | 0 | 0 | 0 | 0 | 0
H | 0 | 0 | 0 | 0 | 0 | 0
LFG | 0 | 0 | 0 | 0 | 0 | 0
Nuc | 0 | 0 | 0 | 0 | 0 | 0
PS | 0 | 0 | 0 | 0 | 0 | 0
PV | 0 | 0 | 0 | 0 | 0 | 0
PeakG | 0 | 0 | 0 | 0 | 0 | 0
PeakO | 0 | 0 | 0 | 0 | 0 | 0
ST | 0 | 0 | 0 | 0 | 0 | 0
STOG | 0 | 0 | 0 | 0 | 0 | 0
STWD | 0 | 0 | 0 | 0 | 0 | 0
WT | 0 | 0 | 0 | 0 | 0 | 0
IGCC | 0 | 0 | 0 | 0 | 0 | 0
DemandResponse | 0 | 0 | 0 | 0 | 0 | 0
IGCC-CCS | 0 | 0 | 0 | 0 | 0 | 0
WT_off | 0 | 0 | 0 | 0 | 0 | 0
PseudoUnit | 0 | 0 | 0 | 0 | 0 | 0
FixedInterchange | 0 | 0 | 0 | 0 | 0 | 0
Emission Cost by Reporting Type: AZ_NM_SNV_Coal
ReportingType | 2015 | 2020 | 2025 | 2030 | 2035 | 2040
BM | 0 | 0 | 0 | 0 | 0 | 0
CC | 0 | 0 | 0 | 0 | 0 | 0
CSP | 0 | 0 | 0 | 0 | 0 | 0
CT | 0 | 0 | 0 | 0 | 0 | 0
Coal | 0 | 0 | 0 | 0 | 0 | 0
Geo | 0 | 0 | 0 | 0 | 0 | 0
H | 0 | 0 | 0 | 0 | 0 | 0
LFG | 0 | 0 | 0 | 0 | 0 | 0
Nuc | 0 | 0 | 0 | 0 | 0 | 0
PS | 0 | 0 | 0 | 0 | 0 | 0
PV | 0 | 0 | 0 | 0 | 0 | 0
PeakG | 0 | 0 | 0 | 0 | 0 | 0
PeakO | 0 | 0 | 0 | 0 | 0 | 0
ST | 0 | 0 | 0 | 0 | 0 | 0
STOG | 0 | 0 | 0 | 0 | 0 | 0
STWD | 0 | 0 | 0 | 0 | 0 | 0
WT | 0 | 0 | 0 | 0 | 0 | 0
IGCC | 0 | 0 | 0 | 0 | 0 | 0
DemandResponse | 0 | 0 | 0 | 0 | 0 | 0
IGCC-CCS | 0 | 0 | 0 | 0 | 0 | 0
WT_off | 0 | 0 | 0 | 0 | 0 | 0
PseudoUnit | 0 | 0 | 0 | 0 | 0 | 0
FixedInterchange | 0 | 0 | 0 | 0 | 0 | 0
Emission Cost by Reporting Type: AZ_NM_SNV_Gas
ReportingType | 2015 | 2020 | 2025 | 2030 | 2035 | 2040
BM | 0 | 0 | 0 | 0 | 0 | 0
CC | 0 | 0 | 0 | 0 | 0 | 0
CSP | 0 | 0 | 0 | 0 | 0 | 0
CT | 0 | 0 | 0 | 0 | 0 | 0
Coal | 0 | 0 | 0 | 0 | 0 | 0
Geo | 0 | 0 | 0 | 0 | 0 | 0
H | 0 | 0 | 0 | 0 | 0 | 0
LFG | 0 | 0 | 0 | 0 | 0 | 0
Nuc | 0 | 0 | 0 | 0 | 0 | 0
PS | 0 | 0 | 0 | 0 | 0 | 0
PV | 0 | 0 | 0 | 0 | 0 | 0
PeakG | 0 | 0 | 0 | 0 | 0 | 0
PeakO | 0 | 0 | 0 | 0 | 0 | 0
ST | 0 | 0 | 0 | 0 | 0 | 0
STOG | 0 | 0 | 0 | 0 | 0 | 0
STWD | 0 | 0 | 0 | 0 | 0 | 0
WT | 0 | 0 | 0 | 0 | 0 | 0
IGCC | 0 | 0 | 0 | 0 | 0 | 0
DemandResponse | 0 | 0 | 0 | 0 | 0 | 0
IGCC-CCS | 0 | 0 | 0 | 0 | 0 | 0
WT_off | 0 | 0 | 0 | 0 | 0 | 0
PseudoUnit | 0 | 0 | 0 | 0 | 0 | 0
FixedInterchange | 0 | 0 | 0 | 0 | 0 | 0
Emission Cost by Reporting Type: AZ_NM_SNV_NucRenew
ReportingType | 2015 | 2020 | 2025 | 2030 | 2035 | 2040
BM | 0 | 0 | 0 | 0 | 0 | 0
CC | 0 | 0 | 0 | 0 | 0 | 0
CSP | 0 | 0 | 0 | 0 | 0 | 0
CT | 0 | 0 | 0 | 0 | 0 | 0
Coal | 0 | 0 | 0 | 0 | 0 | 0
Geo | 0 | 0 | 0 | 0 | 0 | 0
H | 0 | 0 | 0 | 0 | 0 | 0
LFG | 0 | 0 | 0 | 0 | 0 | 0
Nuc | 0 | 0 | 0 | 0 | 0 | 0
PS | 0 | 0 | 0 | 0 | 0 | 0
PV | 0 | 0 | 0 | 0 | 0 | 0
PeakG | 0 | 0 | 0 | 0 | 0 | 0
PeakO | 0 | 0 | 0 | 0 | 0 | 0
ST | 0 | 0 | 0 | 0 | 0 | 0
STOG | 0 | 0 | 0 | 0 | 0 | 0
STWD | 0 | 0 | 0 | 0 | 0 | 0
WT | 0 | 0 | 0 | 0 | 0 | 0
IGCC | 0 | 0 | 0 | 0 | 0 | 0
DemandResponse | 0 | 0 | 0 | 0 | 0 | 0
IGCC-CCS | 0 | 0 | 0 | 0 | 0 | 0
WT_off | 0 | 0 | 0 | 0 | 0 | 0
PseudoUnit | 0 | 0 | 0 | 0 | 0 | 0
FixedInterchange | 0 | 0 | 0 | 0 | 0 | 0
Emission Cost by Reporting Type: ERCOT
ReportingType | 2015 | 2020 | 2025 | 2030 | 2035 | 2040
BM | 0 | 0 | 0 | 0 | 0 | 0
CC | 0 | 0 | 0 | 0 | 0 | 0
CSP | 0 | 0 | 0 | 0 | 0 | 0
CT | 0 | 0 | 0 | 0 | 0 | 0
Coal | 0 | 0 | 0 | 0 | 0 | 0
Geo | 0 | 0 | 0 | 0 | 0 | 0
H | 0 | 0 | 0 | 0 | 0 | 0
LFG | 0 | 0 | 0 | 0 | 0 | 0
Nuc | 0 | 0 | 0 | 0 | 0 | 0
PS | 0 | 0 | 0 | 0 | 0 | 0
PV | 0 | 0 | 0 | 0 | 0 | 0
PeakG | 0 | 0 | 0 | 0 | 0 | 0
PeakO | 0 | 0 | 0 | 0 | 0 | 0
ST | 0 | 0 | 0 | 0 | 0 | 0
STOG | 0 | 0 | 0 | 0 | 0 | 0
STWD | 0 | 0 | 0 | 0 | 0 | 0
WT | 0 | 0 | 0 | 0 | 0 | 0
IGCC | 0 | 0 | 0 | 0 | 0 | 0
DemandResponse | 0 | 0 | 0 | 0 | 0 | 0
IGCC-CCS | 0 | 0 | 0 | 0 | 0 | 0
WT_off | 0 | 0 | 0 | 0 | 0 | 0
PseudoUnit | 0 | 0 | 0 | 0 | 0 | 0
FixedInterchange | 0 | 0 | 0 | 0 | 0 | 0
Emission Cost by Reporting Type: NP15
ReportingType | 2015 | 2020 | 2025 | 2030 | 2035 | 2040
BM | 0 | 0 | 0 | 0 | 0 | 0
CC | 0 | 0 | 0 | 0 | 0 | 0
CSP | 0 | 0 | 0 | 0 | 0 | 0
CT | 0 | 0 | 0 | 0 | 0 | 0
Coal | 0 | 0 | 0 | 0 | 0 | 0
Geo | 0 | 0 | 0 | 0 | 0 | 0
H | 0 | 0 | 0 | 0 | 0 | 0
LFG | 0 | 0 | 0 | 0 | 0 | 0
Nuc | 0 | 0 | 0 | 0 | 0 | 0
PS | 0 | 0 | 0 | 0 | 0 | 0
PV | 0 | 0 | 0 | 0 | 0 | 0
PeakG | 0 | 0 | 0 | 0 | 0 | 0
PeakO | 0 | 0 | 0 | 0 | 0 | 0
ST | 0 | 0 | 0 | 0 | 0 | 0
STOG | 0 | 0 | 0 | 0 | 0 | 0
STWD | 0 | 0 | 0 | 0 | 0 | 0
WT | 0 | 0 | 0 | 0 | 0 | 0
IGCC | 0 | 0 | 0 | 0 | 0 | 0
DemandResponse | 0 | 0 | 0 | 0 | 0 | 0
IGCC-CCS | 0 | 0 | 0 | 0 | 0 | 0
WT_off | 0 | 0 | 0 | 0 | 0 | 0
PseudoUnit | 0 | 0 | 0 | 0 | 0 | 0
FixedInterchange | 0 | 0 | 0 | 0 | 0 | 0
Emission Cost by Reporting Type: NWPP_Coal
ReportingType | 2015 | 2020 | 2025 | 2030 | 2035 | 2040
BM | 0 | 0 | 0 | 0 | 0 | 0
CC | 0 | 0 | 0 | 0 | 0 | 0
CSP | 0 | 0 | 0 | 0 | 0 | 0
CT | 0 | 0 | 0 | 0 | 0 | 0
Coal | 0 | 0 | 0 | 0 | 0 | 0
Geo | 0 | 0 | 0 | 0 | 0 | 0
H | 0 | 0 | 0 | 0 | 0 | 0
LFG | 0 | 0 | 0 | 0 | 0 | 0
Nuc | 0 | 0 | 0 | 0 | 0 | 0
PS | 0 | 0 | 0 | 0 | 0 | 0
PV | 0 | 0 | 0 | 0 | 0 | 0
PeakG | 0 | 0 | 0 | 0 | 0 | 0
PeakO | 0 | 0 | 0 | 0 | 0 | 0
ST | 0 | 0 | 0 | 0 | 0 | 0
STOG | 0 | 0 | 0 | 0 | 0 | 0
STWD | 0 | 0 | 0 | 0 | 0 | 0
WT | 0 | 0 | 0 | 0 | 0 | 0
IGCC | 0 | 0 | 0 | 0 | 0 | 0
DemandResponse | 0 | 0 | 0 | 0 | 0 | 0
IGCC-CCS | 0 | 0 | 0 | 0 | 0 | 0
WT_off | 0 | 0 | 0 | 0 | 0 | 0
PseudoUnit | 0 | 0 | 0 | 0 | 0 | 0
FixedInterchange | 0 | 0 | 0 | 0 | 0 | 0
Emission Cost by Reporting Type: NWPP_Gas
ReportingType | 2015 | 2020 | 2025 | 2030 | 2035 | 2040
BM | 0 | 0 | 0 | 0 | 0 | 0
CC | 0 | 0 | 0 | 0 | 0 | 0
CSP | 0 | 0 | 0 | 0 | 0 | 0
CT | 0 | 0 | 0 | 0 | 0 | 0
Coal | 0 | 0 | 0 | 0 | 0 | 0
Geo | 0 | 0 | 0 | 0 | 0 | 0
H | 0 | 0 | 0 | 0 | 0 | 0
LFG | 0 | 0 | 0 | 0 | 0 | 0
Nuc | 0 | 0 | 0 | 0 | 0 | 0
PS | 0 | 0 | 0 | 0 | 0 | 0
PV | 0 | 0 | 0 | 0 | 0 | 0
PeakG | 0 | 0 | 0 | 0 | 0 | 0
PeakO | 0 | 0 | 0 | 0 | 0 | 0
ST | 0 | 0 | 0 | 0 | 0 | 0
STOG | 0 | 0 | 0 | 0 | 0 | 0
STWD | 0 | 0 | 0 | 0 | 0 | 0
WT | 0 | 0 | 0 | 0 | 0 | 0
IGCC | 0 | 0 | 0 | 0 | 0 | 0
DemandResponse | 0 | 0 | 0 | 0 | 0 | 0
IGCC-CCS | 0 | 0 | 0 | 0 | 0 | 0
WT_off | 0 | 0 | 0 | 0 | 0 | 0
PseudoUnit | 0 | 0 | 0 | 0 | 0 | 0
FixedInterchange | 0 | 0 | 0 | 0 | 0 | 0
Emission Cost by Reporting Type: NWPP_NucRenew
ReportingType | 2015 | 2020 | 2025 | 2030 | 2035 | 2040
BM | 0 | 0 | 0 | 0 | 0 | 0
CC | 0 | 0 | 0 | 0 | 0 | 0
CSP | 0 | 0 | 0 | 0 | 0 | 0
CT | 0 | 0 | 0 | 0 | 0 | 0
Coal | 0 | 0 | 0 | 0 | 0 | 0
Geo | 0 | 0 | 0 | 0 | 0 | 0
H | 0 | 0 | 0 | 0 | 0 | 0
LFG | 0 | 0 | 0 | 0 | 0 | 0
Nuc | 0 | 0 | 0 | 0 | 0 | 0
PS | 0 | 0 | 0 | 0 | 0 | 0
PV | 0 | 0 | 0 | 0 | 0 | 0
PeakG | 0 | 0 | 0 | 0 | 0 | 0
PeakO | 0 | 0 | 0 | 0 | 0 | 0
ST | 0 | 0 | 0 | 0 | 0 | 0
STOG | 0 | 0 | 0 | 0 | 0 | 0
STWD | 0 | 0 | 0 | 0 | 0 | 0
WT | 0 | 0 | 0 | 0 | 0 | 0
IGCC | 0 | 0 | 0 | 0 | 0 | 0
DemandResponse | 0 | 0 | 0 | 0 | 0 | 0
IGCC-CCS | 0 | 0 | 0 | 0 | 0 | 0
WT_off | 0 | 0 | 0 | 0 | 0 | 0
PseudoUnit | 0 | 0 | 0 | 0 | 0 | 0
FixedInterchange | 0 | 0 | 0 | 0 | 0 | 0
Emission Cost by Reporting Type: RMPA
ReportingType | 2015 | 2020 | 2025 | 2030 | 2035 | 2040
BM | 0 | 0 | 0 | 0 | 0 | 0
CC | 0 | 0 | 0 | 0 | 0 | 0
CSP | 0 | 0 | 0 | 0 | 0 | 0
CT | 0 | 0 | 0 | 0 | 0 | 0
Coal | 0 | 0 | 0 | 0 | 0 | 0
Geo | 0 | 0 | 0 | 0 | 0 | 0
H | 0 | 0 | 0 | 0 | 0 | 0
LFG | 0 | 0 | 0 | 0 | 0 | 0
Nuc | 0 | 0 | 0 | 0 | 0 | 0
PS | 0 | 0 | 0 | 0 | 0 | 0
PV | 0 | 0 | 0 | 0 | 0 | 0
PeakG | 0 | 0 | 0 | 0 | 0 | 0
PeakO | 0 | 0 | 0 | 0 | 0 | 0
ST | 0 | 0 | 0 | 0 | 0 | 0
STOG | 0 | 0 | 0 | 0 | 0 | 0
STWD | 0 | 0 | 0 | 0 | 0 | 0
WT | 0 | 0 | 0 | 0 | 0 | 0
IGCC | 0 | 0 | 0 | 0 | 0 | 0
DemandResponse | 0 | 0 | 0 | 0 | 0 | 0
IGCC-CCS | 0 | 0 | 0 | 0 | 0 | 0
WT_off | 0 | 0 | 0 | 0 | 0 | 0
PseudoUnit | 0 | 0 | 0 | 0 | 0 | 0
FixedInterchange | 0 | 0 | 0 | 0 | 0 | 0
Emission Cost by Reporting Type: SP15
ReportingType | 2015 | 2020 | 2025 | 2030 | 2035 | 2040
BM | 0 | 0 | 0 | 0 | 0 | 0
CC | 0 | 0 | 0 | 0 | 0 | 0
CSP | 0 | 0 | 0 | 0 | 0 | 0
CT | 0 | 0 | 0 | 0 | 0 | 0
Coal | 0 | 0 | 0 | 0 | 0 | 0
Geo | 0 | 0 | 0 | 0 | 0 | 0
H | 0 | 0 | 0 | 0 | 0 | 0
LFG | 0 | 0 | 0 | 0 | 0 | 0
Nuc | 0 | 0 | 0 | 0 | 0 | 0
PS | 0 | 0 | 0 | 0 | 0 | 0
PV | 0 | 0 | 0 | 0 | 0 | 0
PeakG | 0 | 0 | 0 | 0 | 0 | 0
PeakO | 0 | 0 | 0 | 0 | 0 | 0
ST | 0 | 0 | 0 | 0 | 0 | 0
STOG | 0 | 0 | 0 | 0 | 0 | 0
STWD | 0 | 0 | 0 | 0 | 0 | 0
WT | 0 | 0 | 0 | 0 | 0 | 0
IGCC | 0 | 0 | 0 | 0 | 0 | 0
DemandResponse | 0 | 0 | 0 | 0 | 0 | 0
IGCC-CCS | 0 | 0 | 0 | 0 | 0 | 0
WT_off | 0 | 0 | 0 | 0 | 0 | 0
PseudoUnit | 0 | 0 | 0 | 0 | 0 | 0
FixedInterchange | 0 | 0 | 0 | 0 | 0 | 0
Emission Cost by Reporting Type: ALB
ReportingType | 2015 | 2020 | 2025 | 2030 | 2035 | 2040
BM | 0 | 0 | 0 | 0 | 0 | 0
CC | 0 | 0 | 0 | 0 | 0 | 0
CSP | 0 | 0 | 0 | 0 | 0 | 0
CT | 0 | 0 | 0 | 0 | 0 | 0
Coal | 0 | 0 | 0 | 0 | 0 | 0
Geo | 0 | 0 | 0 | 0 | 0 | 0
H | 0 | 0 | 0 | 0 | 0 | 0
LFG | 0 | 0 | 0 | 0 | 0 | 0
Nuc | 0 | 0 | 0 | 0 | 0 | 0
PS | 0 | 0 | 0 | 0 | 0 | 0
PV | 0 | 0 | 0 | 0 | 0 | 0
PeakG | 0 | 0 | 0 | 0 | 0 | 0
PeakO | 0 | 0 | 0 | 0 | 0 | 0
ST | 0 | 0 | 0 | 0 | 0 | 0
STOG | 0 | 0 | 0 | 0 | 0 | 0
STWD | 0 | 0 | 0 | 0 | 0 | 0
WT | 0 | 0 | 0 | 0 | 0 | 0
IGCC | 0 | 0 | 0 | 0 | 0 | 0
DemandResponse | 0 | 0 | 0 | 0 | 0 | 0
IGCC-CCS | 0 | 0 | 0 | 0 | 0 | 0
WT_off | 0 | 0 | 0 | 0 | 0 | 0
PseudoUnit | 0 | 0 | 0 | 0 | 0 | 0
FixedInterchange | 0 | 0 | 0 | 0 | 0 | 0
Emission Cost by Reporting Type: BC
ReportingType | 2015 | 2020 | 2025 | 2030 | 2035 | 2040
BM | 0 | 0 | 0 | 0 | 0 | 0
CC | 0 | 0 | 0 | 0 | 0 | 0
CSP | 0 | 0 | 0 | 0 | 0 | 0
CT | 0 | 0 | 0 | 0 | 0 | 0
Coal | 0 | 0 | 0 | 0 | 0 | 0
Geo | 0 | 0 | 0 | 0 | 0 | 0
H | 0 | 0 | 0 | 0 | 0 | 0
LFG | 0 | 0 | 0 | 0 | 0 | 0
Nuc | 0 | 0 | 0 | 0 | 0 | 0
PS | 0 | 0 | 0 | 0 | 0 | 0
PV | 0 | 0 | 0 | 0 | 0 | 0
PeakG | 0 | 0 | 0 | 0 | 0 | 0
PeakO | 0 | 0 | 0 | 0 | 0 | 0
ST | 0 | 0 | 0 | 0 | 0 | 0
STOG | 0 | 0 | 0 | 0 | 0 | 0
STWD | 0 | 0 | 0 | 0 | 0 | 0
WT | 0 | 0 | 0 | 0 | 0 | 0
IGCC | 0 | 0 | 0 | 0 | 0 | 0
DemandResponse | 0 | 0 | 0 | 0 | 0 | 0
IGCC-CCS | 0 | 0 | 0 | 0 | 0 | 0
WT_off | 0 | 0 | 0 | 0 | 0 | 0
PseudoUnit | 0 | 0 | 0 | 0 | 0 | 0
FixedInterchange | 0 | 0 | 0 | 0 | 0 | 0
Emission Cost by Reporting Type: HQ_IESO
ReportingType | 2015 | 2020 | 2025 | 2030 | 2035 | 2040
BM | 0 | 0 | 0 | 0 | 0 | 0
CC | 0 | 0 | 0 | 0 | 0 | 0
CSP | 0 | 0 | 0 | 0 | 0 | 0
CT | 0 | 0 | 0 | 0 | 0 | 0
Coal | 0 | 0 | 0 | 0 | 0 | 0
Geo | 0 | 0 | 0 | 0 | 0 | 0
H | 0 | 0 | 0 | 0 | 0 | 0
LFG | 0 | 0 | 0 | 0 | 0 | 0
Nuc | 0 | 0 | 0 | 0 | 0 | 0
PS | 0 | 0 | 0 | 0 | 0 | 0
PV | 0 | 0 | 0 | 0 | 0 | 0
PeakG | 0 | 0 | 0 | 0 | 0 | 0
PeakO | 0 | 0 | 0 | 0 | 0 | 0
ST | 0 | 0 | 0 | 0 | 0 | 0
STOG | 0 | 0 | 0 | 0 | 0 | 0
STWD | 0 | 0 | 0 | 0 | 0 | 0
WT | 0 | 0 | 0 | 0 | 0 | 0
IGCC | 0 | 0 | 0 | 0 | 0 | 0
DemandResponse | 0 | 0 | 0 | 0 | 0 | 0
IGCC-CCS | 0 | 0 | 0 | 0 | 0 | 0
WT_off | 0 | 0 | 0 | 0 | 0 | 0
PseudoUnit | 0 | 0 | 0 | 0 | 0 | 0
FixedInterchange | 0 | 0 | 0 | 0 | 0 | 0
Emission Cost by Reporting Type: HQ_NEISO
ReportingType | 2015 | 2020 | 2025 | 2030 | 2035 | 2040
BM | 0 | 0 | 0 | 0 | 0 | 0
CC | 0 | 0 | 0 | 0 | 0 | 0
CSP | 0 | 0 | 0 | 0 | 0 | 0
CT | 0 | 0 | 0 | 0 | 0 | 0
Coal | 0 | 0 | 0 | 0 | 0 | 0
Geo | 0 | 0 | 0 | 0 | 0 | 0
H | 0 | 0 | 0 | 0 | 0 | 0
LFG | 0 | 0 | 0 | 0 | 0 | 0
Nuc | 0 | 0 | 0 | 0 | 0 | 0
PS | 0 | 0 | 0 | 0 | 0 | 0
PV | 0 | 0 | 0 | 0 | 0 | 0
PeakG | 0 | 0 | 0 | 0 | 0 | 0
PeakO | 0 | 0 | 0 | 0 | 0 | 0
ST | 0 | 0 | 0 | 0 | 0 | 0
STOG | 0 | 0 | 0 | 0 | 0 | 0
STWD | 0 | 0 | 0 | 0 | 0 | 0
WT | 0 | 0 | 0 | 0 | 0 | 0
IGCC | 0 | 0 | 0 | 0 | 0 | 0
DemandResponse | 0 | 0 | 0 | 0 | 0 | 0
IGCC-CCS | 0 | 0 | 0 | 0 | 0 | 0
WT_off | 0 | 0 | 0 | 0 | 0 | 0
PseudoUnit | 0 | 0 | 0 | 0 | 0 | 0
FixedInterchange | 0 | 0 | 0 | 0 | 0 | 0
Emission Cost by Reporting Type: HQ_NY
ReportingType | 2015 | 2020 | 2025 | 2030 | 2035 | 2040
BM | 0 | 0 | 0 | 0 | 0 | 0
CC | 0 | 0 | 0 | 0 | 0 | 0
CSP | 0 | 0 | 0 | 0 | 0 | 0
CT | 0 | 0 | 0 | 0 | 0 | 0
Coal | 0 | 0 | 0 | 0 | 0 | 0
Geo | 0 | 0 | 0 | 0 | 0 | 0
H | 0 | 0 | 0 | 0 | 0 | 0
LFG | 0 | 0 | 0 | 0 | 0 | 0
Nuc | 0 | 0 | 0 | 0 | 0 | 0
PS | 0 | 0 | 0 | 0 | 0 | 0
PV | 0 | 0 | 0 | 0 | 0 | 0
PeakG | 0 | 0 | 0 | 0 | 0 | 0
PeakO | 0 | 0 | 0 | 0 | 0 | 0
ST | 0 | 0 | 0 | 0 | 0 | 0
STOG | 0 | 0 | 0 | 0 | 0 | 0
STWD | 0 | 0 | 0 | 0 | 0 | 0
WT | 0 | 0 | 0 | 0 | 0 | 0
IGCC | 0 | 0 | 0 | 0 | 0 | 0
DemandResponse | 0 | 0 | 0 | 0 | 0 | 0
IGCC-CCS | 0 | 0 | 0 | 0 | 0 | 0
WT_off | 0 | 0 | 0 | 0 | 0 | 0
PseudoUnit | 0 | 0 | 0 | 0 | 0 | 0
FixedInterchange | 0 | 0 | 0 | 0 | 0 | 0
Emission Cost by Reporting Type: MARITIMES
ReportingType | 2015 | 2020 | 2025 | 2030 | 2035 | 2040
BM | 0 | 0 | 0 | 0 | 0 | 0
CC | 0 | 0 | 0 | 0 | 0 | 0
CSP | 0 | 0 | 0 | 0 | 0 | 0
CT | 0 | 0 | 0 | 0 | 0 | 0
Coal | 0 | 0 | 0 | 0 | 0 | 0
Geo | 0 | 0 | 0 | 0 | 0 | 0
H | 0 | 0 | 0 | 0 | 0 | 0
LFG | 0 | 0 | 0 | 0 | 0 | 0
Nuc | 0 | 0 | 0 | 0 | 0 | 0
PS | 0 | 0 | 0 | 0 | 0 | 0
PV | 0 | 0 | 0 | 0 | 0 | 0
PeakG | 0 | 0 | 0 | 0 | 0 | 0
PeakO | 0 | 0 | 0 | 0 | 0 | 0
ST | 0 | 0 | 0 | 0 | 0 | 0
STOG | 0 | 0 | 0 | 0 | 0 | 0
STWD | 0 | 0 | 0 | 0 | 0 | 0
WT | 0 | 0 | 0 | 0 | 0 | 0
IGCC | 0 | 0 | 0 | 0 | 0 | 0
DemandResponse | 0 | 0 | 0 | 0 | 0 | 0
IGCC-CCS | 0 | 0 | 0 | 0 | 0 | 0
WT_off | 0 | 0 | 0 | 0 | 0 | 0
PseudoUnit | 0 | 0 | 0 | 0 | 0 | 0
FixedInterchange | 0 | 0 | 0 | 0 | 0 | 0
Emission Cost by Reporting Type: All
ReportingType | 2015 | 2020 | 2025 | 2030 | 2035 | 2040
BM | 0 | 0 | 0 | 0 | 0 | 0
CC | 85.03 | 103.58 | 142.79 | 133.85 | 153.68 | 177.96
CSP | 0 | 0 | 0 | 0 | 0 | 0
CT | 0 | 0.01 | 0.02 | 0.11 | 2.74 | 4.22
Coal | 16.55 | 20.34 | 2.21 | 0.93 | 0.88 | 1.04
Geo | 0 | 0 | 0 | 0 | 0 | 0
H | 0 | 0 | 0 | 0 | 0 | 0
LFG | 0 | 0 | 0 | 0 | 0 | 0
Nuc | 0 | 0 | 0 | 0 | 0 | 0
PS | 0 | 0 | 0 | 0 | 0 | 0
PV | 0 | 0 | 0 | 0 | 0 | 0
PeakG | 0.12 | 0.39 | 2.85 | 3.47 | 4.83 | 4.03
PeakO | 0 | 0 | 0 | 0 | 0 | 0
ST | 0 | 0 | 0 | 0 | 0 | 0
STOG | 1.32 | 3.12 | 0.66 | 0.72 | 0.39 | 0.31
STWD | 0 | 0 | 0 | 0 | 0 | 0
WT | 0 | 0 | 0 | 0 | 0 | 0
IGCC | 0 | 0 | 0 | 0 | 0 | 0
DemandResponse | 0 | 0 | 0 | 0 | 0 | 0
IGCC-CCS | 0 | 0 | 0 | 0 | 0 | 0
WT_off | 0 | 0 | 0 | 0 | 0 | 0
PseudoUnit | 0 | 0 | 0 | 0 | 0 | 0
FixedInterchange | 0 | 0 | 0 | 0 | 0 | 0
Emission Cost by Reporting Type: EI_US
ReportingType | 2015 | 2020 | 2025 | 2030 | 2035 | 2040
BM | 0 | 0 | 0 | 0 | 0 | 0
CC | 85.03 | 103.58 | 142.79 | 133.85 | 153.68 | 177.96
CSP | 0 | 0 | 0 | 0 | 0 | 0
CT | 0 | 0.01 | 0.02 | 0.11 | 2.74 | 4.22
Coal | 16.55 | 20.34 | 2.21 | 0.93 | 0.88 | 1.04
Geo | 0 | 0 | 0 | 0 | 0 | 0
H | 0 | 0 | 0 | 0 | 0 | 0
LFG | 0 | 0 | 0 | 0 | 0 | 0
Nuc | 0 | 0 | 0 | 0 | 0 | 0
PS | 0 | 0 | 0 | 0 | 0 | 0
PV | 0 | 0 | 0 | 0 | 0 | 0
PeakG | 0.12 | 0.39 | 2.85 | 3.47 | 4.83 | 4.03
PeakO | 0 | 0 | 0 | 0 | 0 | 0
ST | 0 | 0 | 0 | 0 | 0 | 0
STOG | 1.32 | 3.12 | 0.66 | 0.72 | 0.39 | 0.31
STWD | 0 | 0 | 0 | 0 | 0 | 0
WT | 0 | 0 | 0 | 0 | 0 | 0
IGCC | 0 | 0 | 0 | 0 | 0 | 0
DemandResponse | 0 | 0 | 0 | 0 | 0 | 0
IGCC-CCS | 0 | 0 | 0 | 0 | 0 | 0
WT_off | 0 | 0 | 0 | 0 | 0 | 0
PseudoUnit | 0 | 0 | 0 | 0 | 0 | 0
FixedInterchange | 0 | 0 | 0 | 0 | 0 | 0
Emission Cost by Reporting Type: EI_Canada
ReportingType | 2015 | 2020 | 2025 | 2030 | 2035 | 2040
BM | 0 | 0 | 0 | 0 | 0 | 0
CC | 0 | 0 | 0 | 0 | 0 | 0
CSP | 0 | 0 | 0 | 0 | 0 | 0
CT | 0 | 0 | 0 | 0 | 0 | 0
Coal | 0 | 0 | 0 | 0 | 0 | 0
Geo | 0 | 0 | 0 | 0 | 0 | 0
H | 0 | 0 | 0 | 0 | 0 | 0
LFG | 0 | 0 | 0 | 0 | 0 | 0
Nuc | 0 | 0 | 0 | 0 | 0 | 0
PS | 0 | 0 | 0 | 0 | 0 | 0
PV | 0 | 0 | 0 | 0 | 0 | 0
PeakG | 0 | 0 | 0 | 0 | 0 | 0
PeakO | 0 | 0 | 0 | 0 | 0 | 0
ST | 0 | 0 | 0 | 0 | 0 | 0
STOG | 0 | 0 | 0 | 0 | 0 | 0
STWD | 0 | 0 | 0 | 0 | 0 | 0
WT | 0 | 0 | 0 | 0 | 0 | 0
IGCC | 0 | 0 | 0 | 0 | 0 | 0
DemandResponse | 0 | 0 | 0 | 0 | 0 | 0
IGCC-CCS | 0 | 0 | 0 | 0 | 0 | 0
WT_off | 0 | 0 | 0 | 0 | 0 | 0
PseudoUnit | 0 | 0 | 0 | 0 | 0 | 0
FixedInterchange | 0 | 0 | 0 | 0 | 0 | 0
Emission Cost by Reporting Type: EI
ReportingType | 2015 | 2020 | 2025 | 2030 | 2035 | 2040
BM | 0 | 0 | 0 | 0 | 0 | 0
CC | 85.03 | 103.58 | 142.79 | 133.85 | 153.68 | 177.96
CSP | 0 | 0 | 0 | 0 | 0 | 0
CT | 0 | 0.01 | 0.02 | 0.11 | 2.74 | 4.22
Coal | 16.55 | 20.34 | 2.21 | 0.93 | 0.88 | 1.04
Geo | 0 | 0 | 0 | 0 | 0 | 0
H | 0 | 0 | 0 | 0 | 0 | 0
LFG | 0 | 0 | 0 | 0 | 0 | 0
Nuc | 0 | 0 | 0 | 0 | 0 | 0
PS | 0 | 0 | 0 | 0 | 0 | 0
PV | 0 | 0 | 0 | 0 | 0 | 0
PeakG | 0.12 | 0.39 | 2.85 | 3.47 | 4.83 | 4.03
PeakO | 0 | 0 | 0 | 0 | 0 | 0
ST | 0 | 0 | 0 | 0 | 0 | 0
STOG | 1.32 | 3.12 | 0.66 | 0.72 | 0.39 | 0.31
STWD | 0 | 0 | 0 | 0 | 0 | 0
WT | 0 | 0 | 0 | 0 | 0 | 0
IGCC | 0 | 0 | 0 | 0 | 0 | 0
DemandResponse | 0 | 0 | 0 | 0 | 0 | 0
IGCC-CCS | 0 | 0 | 0 | 0 | 0 | 0
WT_off | 0 | 0 | 0 | 0 | 0 | 0
PseudoUnit | 0 | 0 | 0 | 0 | 0 | 0
FixedInterchange | 0 | 0 | 0 | 0 | 0 | 0
Emission Cost by Reporting Type: Outside_EI
ReportingType | 2015 | 2020 | 2025 | 2030 | 2035 | 2040
BM | 0 | 0 | 0 | 0 | 0 | 0
CC | 0 | 0 | 0 | 0 | 0 | 0
CSP | 0 | 0 | 0 | 0 | 0 | 0
CT | 0 | 0 | 0 | 0 | 0 | 0
Coal | 0 | 0 | 0 | 0 | 0 | 0
Geo | 0 | 0 | 0 | 0 | 0 | 0
H | 0 | 0 | 0 | 0 | 0 | 0
LFG | 0 | 0 | 0 | 0 | 0 | 0
Nuc | 0 | 0 | 0 | 0 | 0 | 0
PS | 0 | 0 | 0 | 0 | 0 | 0
PV | 0 | 0 | 0 | 0 | 0 | 0
PeakG | 0 | 0 | 0 | 0 | 0 | 0
PeakO | 0 | 0 | 0 | 0 | 0 | 0
ST | 0 | 0 | 0 | 0 | 0 | 0
STOG | 0 | 0 | 0 | 0 | 0 | 0
STWD | 0 | 0 | 0 | 0 | 0 | 0
WT | 0 | 0 | 0 | 0 | 0 | 0
IGCC | 0 | 0 | 0 | 0 | 0 | 0
DemandResponse | 0 | 0 | 0 | 0 | 0 | 0
IGCC-CCS | 0 | 0 | 0 | 0 | 0 | 0
WT_off | 0 | 0 | 0 | 0 | 0 | 0
PseudoUnit | 0 | 0 | 0 | 0 | 0 | 0
FixedInterchange | 0 | 0 | 0 | 0 | 0 | 0
#8 | Base VOM Costs ($million)
Base VOM Costs by Reporting Type: Entergy
ReportingType | 2015 | 2020 | 2025 | 2030 | 2035 | 2040
BM | 0 | 0 | 0 | 0 | 0 | 0
CC | 171.09 | 186.84 | 240.17 | 215.19 | 118.35 | 67.41
CSP | 0 | 0 | 0 | 0 | 0 | 0
CT | 0 | 0 | 0 | 6.57 | 3.24 | 3.24
Coal | 211.96 | 221.82 | 131.7 | 70.38 | 25.06 | 72.62
Geo | 0 | 0 | 0 | 0 | 0 | 0
H | 0 | 0 | 0 | 0 | 0.03 | 0.03
LFG | 0 | 0 | 0 | 0.01 | 0.01 | 0.01
Nuc | 100.26 | 100.26 | 100.26 | 100.26 | 84.69 | 101.38
PS | 0 | 0 | 0 | 0 | 0 | 0
PV | 0 | 0 | 0 | 0 | 0 | 0
PeakG | 0 | 0.12 | 10.11 | 8.14 | 1.69 | 1.27
PeakO | 0 | 0 | 0 | 0 | 0 | 0
ST | 0 | 0 | 0 | 0 | 0 | 0
STOG | 4.49 | 7.39 | 0.32 | 0.02 | 0 | 0
STWD | 0 | 0 | 0.33 | 0.32 | 0.51 | 0.51
WT | 0 | 0 | 0 | 0 | 0.01 | 0.01
IGCC | 0 | 0 | 0 | 0 | 0 | 0
DemandResponse | 0 | 0 | 0 | 0 | 0 | 0
IGCC-CCS | 0 | 0 | 0 | 0 | 0 | 0
WT_off | 0 | 0 | 0 | 0 | 0 | 0
PseudoUnit | 0 | 0 | 0 | 0 | 0 | 0
FixedInterchange | 0 | 0 | 0 | 0 | 0 | 0
Base VOM Costs by Reporting Type: FRCC
ReportingType | 2015 | 2020 | 2025 | 2030 | 2035 | 2040
BM | 0 | 0 | 0 | 0 | 0 | 0
CC | 357.81 | 385.98 | 439.81 | 423.24 | 269.21 | 197.62
CSP | 0 | 0 | 0 | 0 | 0 | 0
CT | 6.39 | 10.94 | 28.74 | 25.72 | 15.97 | 7.88
Coal | 216.09 | 228.25 | 128.62 | 84.37 | 13.08 | 13.08
Geo | 0 | 0 | 0 | 0 | 0 | 0
H | 0 | 0 | 0 | 0 | 0 | 0
LFG | 0.04 | 0.04 | 0.06 | 0.06 | 0.06 | 0.06
Nuc | 76.4 | 76.4 | 102.41 | 144.2 | 385.08 | 479.05
PS | 0 | 0 | 0 | 0 | 0 | 0
PV | 0 | 0 | 0 | 0 | 0 | 0
PeakG | 0.69 | 5.23 | 41.62 | 38.4 | 11.86 | 3
PeakO | 0 | 0 | 0 | 0 | 0 | 0
ST | 0 | 0 | 0 | 0 | 0 | 0
STOG | 14.66 | 18.25 | 1.25 | 1.09 | 0.06 | 0
STWD | 0 | 0.31 | 1.74 | 2.38 | 3.24 | 3.24
WT | 0 | 0 | 0 | 0 | 0 | 0
IGCC | 0 | 0 | 0 | 0 | 0 | 0
DemandResponse | 0 | 0 | 0 | 0 | 0 | 0
IGCC-CCS | 0 | 0 | 0 | 0 | 0 | 0
WT_off | 0 | 0 | 0 | 0 | 0 | 0
PseudoUnit | 0 | 0 | 0 | 0 | 0 | 0
FixedInterchange | 0 | 0 | 0 | 0 | 0 | 0
Base VOM Costs by Reporting Type: MAPP_US
ReportingType | 2015 | 2020 | 2025 | 2030 | 2035 | 2040
BM | 0 | 0 | 0 | 0 | 0 | 0
CC | 0.74 | 1.61 | 2.85 | 1.17 | 0.72 | 0.47
CSP | 0 | 0 | 0 | 0 | 0 | 0
CT | 0 | 0 | 0.45 | 0.29 | 0.1 | 0.14
Coal | 70.57 | 65.49 | 34.09 | 16.87 | 5.98 | 14.5
Geo | 0 | 0 | 0 | 0 | 0 | 0
H | 0 | 0 | 0 | 0 | 0 | 0
LFG | 0 | 0 | 0 | 0.01 | 0.01 | 0.01
Nuc | 0 | 0 | 0 | 0 | 0 | 0
PS | 0 | 0 | 0 | 0 | 0 | 0
PV | 0 | 0 | 0 | 0 | 0 | 0
PeakG | 0.26 | 0.75 | 3.17 | 1.27 | 0.93 | 0.93
PeakO | 0 | 0 | 0 | 0 | 0 | 0
ST | 0 | 0 | 0 | 0 | 0 | 0
STOG | 0 | 0 | 0 | 0 | 0 | 0
STWD | 0 | 0 | 0 | 0 | 0 | 0
WT | 0.07 | 0.13 | 0.27 | 0.28 | 0.45 | 0.45
IGCC | 0 | 0 | 0 | 0 | 0 | 0
DemandResponse | 0 | 0 | 0 | 0 | 0 | 0
IGCC-CCS | 0 | 0 | 0 | 0 | 0 | 0
WT_off | 0 | 0 | 0 | 0 | 0 | 0
PseudoUnit | 0 | 0 | 0 | 0 | 0 | 0
FixedInterchange | 0 | 0 | 0 | 0 | 0 | 0
Base VOM Costs by Reporting Type: MISO_IN
ReportingType | 2015 | 2020 | 2025 | 2030 | 2035 | 2040
BM | 0 | 0 | 0 | 0 | 0 | 0
CC | 11.69 | 91.43 | 367.72 | 367.24 | 353.74 | 303.71
CSP | 0 | 0 | 0 | 0 | 0 | 0
CT | 0 | 0 | 0 | 0 | 0 | 0
Coal | 332.35 | 319.95 | 183.17 | 109.16 | 85.82 | 139.96
Geo | 0 | 0 | 0 | 0 | 0 | 0
H | 0 | 0 | 0 | 0 | 0 | 0
LFG | 0 | 0 | 0 | 0.01 | 0.01 | 0.01
Nuc | 0 | 0 | 0 | 0 | 0 | 0
PS | 0 | 0 | 0 | 0 | 0 | 0
PV | 0 | 0 | 0.01 | 0.01 | 0.01 | 0.01
PeakG | 0.09 | 0.4 | 2.36 | 2.36 | 2.36 | 2.36
PeakO | 0 | 0 | 0 | 0 | 0 | 0
ST | 0 | 0 | 0 | 0 | 0 | 0
STOG | 0.13 | 0.27 | 0.01 | 0.01 | 0 | 0
STWD | 0 | 0 | 0 | 0 | 0 | 0
WT | 0.02 | 0.02 | 0.02 | 0.02 | 0.02 | 0.02
IGCC | 30.43 | 30.43 | 30.43 | 30.43 | 30.43 | 30.43
DemandResponse | 0 | 0 | 0 | 0 | 0 | 0
IGCC-CCS | 0 | 0 | 0 | 0 | 0 | 0
WT_off | 0 | 0 | 0 | 0 | 0 | 0
PseudoUnit | 0 | 0 | 0 | 0 | 0 | 0
FixedInterchange | 0 | 0 | 0 | 0 | 0 | 0
Base VOM Costs by Reporting Type: MISO_MI
ReportingType | 2015 | 2020 | 2025 | 2030 | 2035 | 2040
BM | 0 | 0 | 0 | 0 | 0 | 0
CC | 26.16 | 45.53 | 125.24 | 123.13 | 120.91 | 109.86
CSP | 0 | 0 | 0 | 0 | 0 | 0
CT | 0 | 0 | 0 | 16.89 | 9.42 | 9.42
Coal | 219.65 | 67.77 | 24.95 | 4.75 | 3.33 | 10.68
Geo | 0 | 0 | 0 | 0 | 0 | 0
H | 0 | 0 | 0 | 0 | 0 | 0
LFG | 0.01 | 0.01 | 0.03 | 0.03 | 0.03 | 0.03
Nuc | 34.93 | 34.93 | 34.93 | 34.93 | 20.54 | 55.87
PS | 0 | 0 | 0 | 0 | 0 | 0
PV | 0 | 0 | 0 | 0 | 0 | 0
PeakG | 0.25 | 0.87 | 2.75 | 2.76 | 2.15 | 2.49
PeakO | 0 | 0 | 0 | 0 | 0 | 0
ST | 0 | 0 | 0 | 0 | 0 | 0
STOG | 1.25 | 2.71 | 0.06 | 0.06 | 0 | 0
STWD | 0.62 | 1.82 | 2.71 | 2.71 | 2.71 | 2.71
WT | 0.06 | 0.06 | 0.06 | 0.07 | 0.07 | 0.08
IGCC | 0 | 0 | 0 | 0 | 0 | 0
DemandResponse | 0 | 0 | 0 | 0 | 0 | 0
IGCC-CCS | 0 | 0 | 0 | 0 | 0 | 0
WT_off | 0 | 0 | 0 | 0 | 0 | 0
PseudoUnit | 0 | 0 | 0 | 0 | 0 | 0
FixedInterchange | 0 | 0 | 0 | 0 | 0 | 0
Base VOM Costs by Reporting Type: MISO_MO-IL
ReportingType | 2015 | 2020 | 2025 | 2030 | 2035 | 2040
BM | 0 | 0 | 0 | 0 | 0 | 0
CC | 8.16 | 14.18 | 16.89 | 16.65 | 10.45 | 6.14
CSP | 0 | 0 | 0 | 0 | 0 | 0
CT | 0 | 0 | 0 | 0 | 0 | 0
Coal | 377.95 | 317.77 | 202.91 | 135.42 | 86.37 | 149.89
Geo | 0 | 0 | 0 | 0 | 0 | 0
H | 0 | 0 | 0.02 | 0.02 | 0.02 | 0.02
LFG | 0 | 0 | 0 | 0.02 | 0.02 | 0.02
Nuc | 41.29 | 41.29 | 41.29 | 41.29 | 41.29 | 41.29
PS | 0 | 0 | 0 | 0 | 0 | 0
PV | 0 | 0 | 0 | 0 | 0 | 0
PeakG | 2.42 | 5.63 | 14.32 | 13.68 | 11.97 | 13.68
PeakO | 0 | 0 | 0 | 0 | 0 | 0
ST | 0 | 0 | 0 | 0 | 0 | 0
STOG | 0.14 | 0.51 | 0.01 | 0.01 | 0 | 0
STWD | 0 | 0 | 0 | 0 | 0 | 0
WT | 0.02 | 0.02 | 0.02 | 0.02 | 0.21 | 0.21
IGCC | 0 | 0 | 0 | 0 | 0 | 0
DemandResponse | 0 | 0 | 0 | 0 | 0 | 0
IGCC-CCS | 0 | 0 | 0 | 0 | 0 | 0
WT_off | 0 | 0 | 0 | 0 | 0 | 0
PseudoUnit | 0 | 0 | 0 | 0 | 0 | 0
FixedInterchange | 0 | 0 | 0 | 0 | 0 | 0
Base VOM Costs by Reporting Type: MISO_W
ReportingType | 2015 | 2020 | 2025 | 2030 | 2035 | 2040
BM | 0 | 0 | 0 | 0 | 0 | 0
CC | 21.32 | 28.71 | 53.31 | 45.86 | 21.28 | 8.8
CSP | 0 | 0 | 0 | 0 | 0 | 0
CT | 0 | 0 | 0 | 0 | 0 | 0
Coal | 358.19 | 342.54 | 250.55 | 183.6 | 75.02 | 144.7
Geo | 0 | 0 | 0 | 0 | 0 | 0
H | 0 | 0 | 0 | 0 | 0 | 0
LFG | 0.02 | 0.02 | 0.02 | 0.02 | 0.02 | 0.02
Nuc | 43.67 | 43.67 | 43.67 | 43.67 | 0 | 0
PS | 0 | 0 | 0 | 0 | 0 | 0
PV | 0 | 0 | 0 | 0 | 0 | 0
PeakG | 1.07 | 2.43 | 3.53 | 5.18 | 2.43 | 2.43
PeakO | 0 | 0 | 0 | 0 | 0 | 0
ST | 0 | 0 | 0 | 0 | 0 | 0
STOG | 0.01 | 0.01 | 0 | 0 | 0 | 0
STWD | 0 | 4.36 | 1.46 | 1.19 | 4.67 | 4.67
WT | 0.32 | 0.32 | 0.32 | 0.32 | 1.46 | 1.46
IGCC | 0 | 0 | 0 | 0 | 0 | 0
DemandResponse | 0 | 0 | 0 | 0 | 0 | 0
IGCC-CCS | 0 | 0 | 0 | 0 | 0 | 0
WT_off | 0 | 0 | 0 | 0 | 0 | 0
PseudoUnit | 0 | 0 | 0 | 0 | 0 | 0
FixedInterchange | 0 | 0 | 0 | 0 | 0 | 0
Base VOM Costs by Reporting Type: MISO_WUMS
ReportingType | 2015 | 2020 | 2025 | 2030 | 2035 | 2040
BM | 0 | 0 | 0 | 0 | 0 | 0
CC | 27.78 | 129.37 | 158.92 | 158.45 | 125.93 | 112.95
CSP | 0 | 0 | 0 | 0 | 0 | 0
CT | 0 | 6.53 | 20.67 | 20.06 | 26.69 | 48.48
Coal | 132.72 | 121.85 | 36.9 | 22.01 | 22.81 | 36.2
Geo | 0 | 0 | 0 | 0 | 0 | 0
H | 0 | 0 | 0 | 0 | 0 | 0
LFG | 0.01 | 0.01 | 0.03 | 0.03 | 0.03 | 0.03
Nuc | 33.6 | 33.6 | 33.6 | 33.6 | 0 | 0
PS | 0 | 0 | 0 | 0 | 0 | 0
PV | 0 | 0 | 0 | 0 | 0 | 0
PeakG | 0.36 | 0 | 0 | 0 | 0 | 0
PeakO | 0 | 0 | 0 | 0 | 0 | 0
ST | 0 | 0 | 0 | 0 | 0 | 0
STOG | 0.01 | 0 | 0 | 0 | 0 | 0
STWD | 0 | 0.23 | 0.31 | 0.26 | 0.62 | 1.17
WT | 0.05 | 0.05 | 0.05 | 0.05 | 0.05 | 0.05
IGCC | 0 | 0 | 0 | 0 | 0 | 0
DemandResponse | 0 | 0 | 0 | 0 | 0 | 0
IGCC-CCS | 0 | 0 | 0 | 0 | 0 | 0
WT_off | 0 | 0 | 0 | 0 | 0 | 0
PseudoUnit | 0 | 0 | 0 | 0 | 0 | 0
FixedInterchange | 0 | 0 | 0 | 0 | 0 | 0
Base VOM Costs by Reporting Type: Nebraska
ReportingType | 2015 | 2020 | 2025 | 2030 | 2035 | 2040
BM | 0 | 0 | 0 | 0 | 0 | 0
CC | 2.73 | 2.36 | 5.96 | 0.91 | 0.91 | 0.59
CSP | 0 | 0 | 0 | 0 | 0 | 0
CT | 0 | 0 | 0 | 0 | 0 | 0
Coal | 117.38 | 127.61 | 114.99 | 62.02 | 31.06 | 51.72
Geo | 0 | 0 | 0 | 0 | 0 | 0
H | 0 | 0 | 0 | 0 | 0 | 0
LFG | 0 | 0 | 0 | 0.01 | 0.01 | 0.01
Nuc | 23.15 | 23.15 | 23.15 | 23.15 | 0 | 0
PS | 0 | 0 | 0 | 0 | 0 | 0
PV | 0 | 0 | 0 | 0 | 0 | 0
PeakG | 0.46 | 2.02 | 7.2 | 0.1 | 0.1 | 0
PeakO | 0 | 0 | 0 | 0 | 0 | 0
ST | 0 | 0 | 0 | 0 | 0 | 0
STOG | 0 | 0 | 0 | 0 | 0 | 0
STWD | 0 | 0 | 0 | 0 | 0 | 0
WT | 0.01 | 0.11 | 0.36 | 2.12 | 2.66 | 2.66
IGCC | 0 | 0 | 0 | 0 | 0 | 0
DemandResponse | 0 | 0 | 0 | 0 | 0 | 0
IGCC-CCS | 0 | 0 | 0 | 0 | 0 | 0
WT_off | 0 | 0 | 0 | 0 | 0 | 0
PseudoUnit | 0 | 0 | 0 | 0 | 0 | 0
FixedInterchange | 0 | 0 | 0 | 0 | 0 | 0
Base VOM Costs by Reporting Type: NEISO
ReportingType | 2015 | 2020 | 2025 | 2030 | 2035 | 2040
BM | 9.41 | 6.11 | 2.64 | 2.64 | 2.64 | 2.64
CC | 114.16 | 99.95 | 101.69 | 97.59 | 111.57 | 119.08
CSP | 0 | 0 | 0 | 0 | 0 | 0
CT | 0.03 | 0.11 | 0.11 | 0.1 | 0.1 | 0.1
Coal | 2.53 | 0 | 0 | 0 | 0 | 0
Geo | 0 | 0 | 0 | 0 | 0 | 0
H | 0 | 0 | 0 | 0 | 0 | 0
LFG | 0.05 | 0.05 | 0.06 | 0.06 | 0.06 | 0.06
Nuc | 85.9 | 85.9 | 85.9 | 85.9 | 62.06 | 45.84
PS | 0 | 0 | 0 | 0 | 0 | 0
PV | 0 | 0.01 | 0.01 | 0.01 | 0.01 | 0.01
PeakG | 0.22 | 0.32 | 0.52 | 0.47 | 0.6 | 0.47
PeakO | 0 | 0 | 0 | 0 | 0 | 0
ST | 0 | 0 | 0 | 0 | 0 | 0
STOG | 0 | 0 | 0 | 0 | 0 | 0
STWD | 10.15 | 10.15 | 5.32 | 5.22 | 7 | 7.43
WT | 0.01 | 0.06 | 0.12 | 0.15 | 0.17 | 0.17
IGCC | 0 | 0 | 0 | 0 | 0 | 0
DemandResponse | 0 | 0 | 0 | 0 | 0 | 0
IGCC-CCS | 0 | 0 | 0 | 0 | 0 | 0
WT_off | 0.02 | 0.02 | 0.02 | 0.02 | 0 | 0
PseudoUnit | 0 | 0 | 0 | 0 | 0 | 0
FixedInterchange | 0 | 0 | 0 | 0 | 0 | 0
Base VOM Costs by Reporting Type: NonRTO_Midwest
ReportingType | 2015 | 2020 | 2025 | 2030 | 2035 | 2040
BM | 0 | 0 | 0 | 0 | 0 | 0
CC | 1.2 | 14.55 | 64.57 | 66.86 | 54.87 | 43.75
CSP | 0 | 0 | 0 | 0 | 0 | 0
CT | 0 | 0 | 0 | 0 | 0 | 0
Coal | 221.4 | 236.99 | 176.86 | 171 | 53.4 | 51.24
Geo | 0 | 0 | 0 | 0 | 0 | 0
H | 0 | 0 | 0.04 | 0.04 | 0.04 | 0.04
LFG | 0 | 0 | 0.01 | 0.01 | 0.01 | 0.01
Nuc | 0 | 0 | 0 | 0 | 66.2 | 77.83
PS | 0 | 0 | 0 | 0 | 0 | 0
PV | 0 | 0 | 0 | 0 | 0 | 0
PeakG | 1.44 | 4.34 | 5.77 | 6.77 | 4.53 | 4.17
PeakO | 0 | 0 | 0 | 0 | 0 | 0
ST | 0 | 0 | 0 | 0 | 0 | 0
STOG | 0 | 0 | 0 | 0 | 0 | 0
STWD | 0 | 0 | 0 | 0 | 0 | 0
WT | 0 | 0 | 0 | 0 | 0 | 0
IGCC | 0 | 0 | 0 | 0 | 0 | 0
DemandResponse | 0 | 0 | 0 | 0 | 0 | 0
IGCC-CCS | 0 | 0 | 0 | 0 | 0 | 0
WT_off | 0 | 0 | 0 | 0 | 0 | 0
PseudoUnit | 0 | 0 | 0 | 0 | 0 | 0
FixedInterchange | 0 | 0 | 0 | 0 | 0 | 0
Base VOM Costs by Reporting Type: NYISO_A-F
ReportingType | 2015 | 2020 | 2025 | 2030 | 2035 | 2040
BM | 0 | 0 | 0 | 0 | 0 | 0
CC | 14.13 | 23.63 | 38.63 | 28.08 | 55.24 | 62.8
CSP | 0 | 0 | 0 | 0 | 0 | 0
CT | 0 | 0 | 0 | 0 | 0 | 0
Coal | 0 | 0 | 0 | 0 | 0 | 0
Geo | 0 | 0 | 0 | 0 | 0 | 0
H | 0 | 0 | 0 | 0 | 0 | 0
LFG | 0.02 | 0.02 | 0.02 | 0.02 | 0.02 | 0.02
Nuc | 62.23 | 62.23 | 62.23 | 50.74 | 40 | 24.24
PS | 0 | 0 | 0 | 0 | 0 | 0
PV | 0 | 0 | 0 | 0 | 0 | 0
PeakG | 0 | 0.01 | 0.05 | 0 | 0.17 | 0.21
PeakO | 0 | 0 | 0 | 0 | 0 | 0
ST | 0 | 0 | 0 | 0 | 0 | 0
STOG | 0 | 0 | 0 | 0 | 0 | 0
STWD | 0 | 0 | 0 | 0 | 0.5 | 0.7
WT | 0.11 | 0.13 | 0.13 | 0.13 | 0.13 | 0.13
IGCC | 0 | 0 | 0 | 0 | 0 | 0
DemandResponse | 0 | 0 | 0 | 0 | 0 | 0
IGCC-CCS | 0 | 0 | 0 | 0 | 0 | 0
WT_off | 0 | 0 | 0 | 0 | 0 | 0
PseudoUnit | 0 | 0 | 0 | 0 | 0 | 0
FixedInterchange | 0 | 0 | 0 | 0 | 0 | 0
Base VOM Costs by Reporting Type: NYISO_G-I
ReportingType | 2015 | 2020 | 2025 | 2030 | 2035 | 2040
BM | 0 | 0 | 0 | 0 | 0 | 0
CC | 18.77 | 20.58 | 20.71 | 20.64 | 33.76 | 116.69
CSP | 0 | 0 | 0 | 0 | 0 | 0
CT | 0 | 0 | 0 | 0 | 0 | 0
Coal | 0 | 0 | 0 | 0 | 0 | 0
Geo | 0 | 0 | 0 | 0 | 0 | 0
H | 0 | 0 | 0 | 0 | 0 | 0
LFG | 0.01 | 0.01 | 0.01 | 0.01 | 0.01 | 0.01
Nuc | 37.82 | 37.82 | 37.82 | 37.82 | 18.96 | 0.01
PS | 0 | 0 | 0 | 0 | 0 | 0
PV | 0 | 0 | 0 | 0 | 0 | 0
PeakG | 0 | 0 | 0.01 | 0.01 | 0.01 | 0.01
PeakO | 0 | 0 | 0 | 0 | 0 | 0
ST | 0 | 0 | 0 | 0 | 0 | 0
STOG | 0 | 0 | 0 | 0 | 0 | 0
STWD | 0 | 0 | 0 | 0 | 0 | 0
WT | 0 | 0 | 0 | 0 | 0 | 0
IGCC | 0 | 0 | 0 | 0 | 0 | 0
DemandResponse | 0 | 0 | 0 | 0 | 0 | 0
IGCC-CCS | 0 | 0 | 0 | 0 | 0 | 0
WT_off | 0 | 0 | 0 | 0 | 0 | 0
PseudoUnit | 0 | 0 | 0 | 0 | 0 | 0
FixedInterchange | 0 | 0 | 0 | 0 | 0 | 0
Base VOM Costs by Reporting Type: NYISO_J-K
ReportingType | 2015 | 2020 | 2025 | 2030 | 2035 | 2040
BM | 0 | 0 | 0 | 0 | 0 | 0
CC | 60.2 | 78.63 | 86.3 | 81.73 | 92.33 | 93.97
CSP | 0 | 0 | 0 | 0 | 0 | 0
CT | 0 | 0 | 0 | 0.72 | 11.77 | 10.95
Coal | 0 | 0 | 0 | 0 | 0 | 0
Geo | 0 | 0 | 0 | 0 | 0 | 0
H | 0 | 0 | 0 | 0 | 0 | 0
LFG | 0.01 | 0.01 | 0.01 | 0.02 | 0.02 | 0.02
Nuc | 0 | 0 | 0 | 0 | 0 | 0
PS | 0 | 0 | 0 | 0 | 0 | 0
PV | 0 | 0 | 0 | 0 | 0 | 0
PeakG | 0.44 | 1.38 | 9.26 | 9.21 | 15.45 | 13.47
PeakO | 0 | 0 | 0 | 0 | 0 | 0
ST | 0 | 0 | 0 | 0 | 0 | 0
STOG | 2.05 | 3.9 | 1.24 | 1.37 | 0.8 | 0.58
STWD | 0 | 0 | 0 | 0 | 0 | 0
WT | 0 | 0 | 0 | 0 | 0 | 0
IGCC | 0 | 0 | 0 | 0 | 0 | 0
DemandResponse | 0 | 0 | 0 | 0 | 0 | 0
IGCC-CCS | 0 | 0 | 0 | 0 | 0 | 0
WT_off | 0 | 0 | 0 | 0 | 0 | 0
PseudoUnit | 0 | 0 | 0 | 0 | 0 | 0
FixedInterchange | 0 | 0 | 0 | 0 | 0 | 0
Base VOM Costs by Reporting Type: PJM_E
ReportingType | 2015 | 2020 | 2025 | 2030 | 2035 | 2040
BM | 0.06 | 0.51 | 1.12 | 1.12 | 1.12 | 1.12
CC | 59.15 | 111.56 | 217.31 | 211.64 | 209.89 | 209.32
CSP | 0 | 0 | 0 | 0 | 0 | 0
CT | 0 | 0.01 | 0.03 | 0.1 | 10.83 | 23.87
Coal | 1.86 | 4.57 | 0.33 | 0.14 | 0.08 | 0.14
Geo | 0 | 0 | 0 | 0 | 0 | 0
H | 0 | 0 | 0 | 0 | 0 | 0
LFG | 0.04 | 0.05 | 0.05 | 0.05 | 0.05 | 0.05
Nuc | 157.37 | 146 | 146 | 146 | 104.88 | 83.17
PS | 0 | 0 | 0 | 0 | 0 | 0
PV | 0 | 0 | 0 | 0 | 0 | 0
PeakG | 0.19 | 0.67 | 9.19 | 13.54 | 13.53 | 13.53
PeakO | 0 | 0 | 0 | 0 | 0 | 0
ST | 0 | 0 | 0 | 0 | 0 | 0
STOG | 0.64 | 2.38 | 0.13 | 0.12 | 0.01 | 0.06
STWD | 0 | 0 | 0 | 0 | 0 | 0
WT | 0.02 | 0.02 | 0.02 | 0.02 | 0.02 | 0.02
IGCC | 0 | 0 | 0 | 0 | 0 | 0
DemandResponse | 0 | 0 | 0 | 0 | 0 | 0
IGCC-CCS | 0 | 0 | 0 | 0 | 0 | 0
WT_off | 0 | 0 | 0.04 | 0.04 | 0.04 | 0.04
PseudoUnit | 0 | 0 | 0 | 0 | 0 | 0
FixedInterchange | 0 | 0 | 0 | 0 | 0 | 0
Base VOM Costs by Reporting Type: PJM_ROM
ReportingType | 2015 | 2020 | 2025 | 2030 | 2035 | 2040
BM | 0.03 | 0.3 | 0.67 | 0.67 | 0.67 | 0.67
CC | 47.36 | 65.26 | 105.77 | 156.19 | 501.71 | 653.59
CSP | 0 | 0 | 0 | 0 | 0 | 0
CT | 0 | 0.01 | 0.06 | 0.1 | 0.1 | 0.1
Coal | 197.54 | 186.51 | 14.12 | 8.48 | 7.29 | 8.82
Geo | 0 | 0 | 0 | 0 | 0 | 0
H | 0 | 0 | 0.03 | 0.03 | 0.03 | 0.03
LFG | 0.03 | 0.05 | 0.05 | 0.05 | 0.05 | 0.05
Nuc | 93.13 | 93.13 | 93.13 | 93.13 | 61.1 | 44.47
PS | 0 | 0 | 0 | 0 | 0 | 0
PV | 0 | 0.03 | 0.04 | 0.05 | 0.05 | 0.05
PeakG | 0 | 0.4 | 1.29 | 1.46 | 4.72 | 1.27
PeakO | 0 | 0 | 0 | 0 | 0 | 0
ST | 0 | 0 | 0 | 0 | 0 | 0
STOG | 1.64 | 3.54 | 0.27 | 0.27 | 0 | 0.27
STWD | 0.84 | 1.16 | 1.16 | 1.16 | 1.16 | 1.16
WT | 0.03 | 0.03 | 0.11 | 0.19 | 0.19 | 0.19
IGCC | 0 | 0 | 0 | 0 | 0 | 0
DemandResponse | 0 | 0 | 0 | 0 | 0 | 0
IGCC-CCS | 0 | 0 | 0 | 0 | 0 | 0
WT_off | 0 | 0 | 0 | 0 | 0 | 0
PseudoUnit | 0 | 0 | 0 | 0 | 0 | 0
FixedInterchange | 0 | 0 | 0 | 0 | 0 | 0
Base VOM Costs by Reporting Type: PJM_ROR
ReportingType | 2015 | 2020 | 2025 | 2030 | 2035 | 2040
BM | 0 | 0.11 | 5.27 | 12.13 | 12.13 | 7.2
CC | 160.95 | 369.61 | 833.24 | 923.27 | 821.21 | 741.25
CSP | 0 | 0 | 0 | 0 | 0 | 0
CT | 0.06 | 0.12 | 0.2 | 0.64 | 0.64 | 1.11
Coal | 1367.97 | 1049.19 | 504.44 | 352.72 | 212.36 | 391.25
Geo | 0 | 0 | 0 | 0 | 0 | 0
H | 0 | 0.03 | 0.03 | 0.03 | 0.03 | 0.03
LFG | 0.05 | 0.05 | 0.09 | 0.09 | 0.09 | 0.09
Nuc | 370.54 | 370.54 | 370.54 | 354.51 | 275.46 | 200.92
PS | 0 | 0 | 0 | 0 | 0 | 0
PV | 0 | 0 | 0 | 0 | 0 | 0
PeakG | 10.45 | 13.91 | 43.9 | 48.24 | 36.65 | 39.44
PeakO | 0 | 0 | 0 | 0 | 0 | 0
ST | 0 | 0 | 0 | 0 | 0 | 0
STOG | 1.91 | 4.31 | 0.16 | 0.15 | 0 | 0
STWD | 0.19 | 2.37 | 3.23 | 3.23 | 3.23 | 3.23
WT | 0.31 | 0.31 | 0.31 | 0.36 | 0.4 | 0.46
IGCC | 0 | 0 | 0 | 0 | 0 | 0
DemandResponse | 0 | 0 | 0 | 0 | 0 | 0
IGCC-CCS | 0 | 0 | 0 | 0 | 0 | 0
WT_off | 0 | 0 | 0 | 0 | 0 | 0
PseudoUnit | 0 | 0 | 0 | 0 | 0 | 0
FixedInterchange | 0 | 0 | 0 | 0 | 0 | 0
Base VOM Costs by Reporting Type: SOCO
ReportingType | 2015 | 2020 | 2025 | 2030 | 2035 | 2040
BM | 0 | 0 | 0.14 | 0.32 | 0.48 | 0.6
CC | 313.42 | 335.42 | 463.78 | 464.62 | 372.24 | 169.29
CSP | 0 | 0 | 0 | 0 | 0 | 0
CT | 0 | 0 | 0 | 0 | 0 | 0
Coal | 337.17 | 365.87 | 216.85 | 184.06 | 41.28 | 36.36
Geo | 0 | 0 | 0 | 0 | 0 | 0
H | 0 | 0 | 0 | 0 | 0 | 0
LFG | 0 | 0 | 0.01 | 0.01 | 0.01 | 0.01
Nuc | 108.01 | 143 | 143 | 146.74 | 294.36 | 474.98
PS | 0 | 0 | 0 | 0 | 0 | 0
PV | 0 | 0 | 0 | 0 | 0 | 0
PeakG | 8.63 | 18.54 | 40.9 | 39.97 | 26.91 | 20.06
PeakO | 0 | 0 | 0 | 0 | 0 | 0
ST | 0 | 0 | 0 | 0 | 0 | 0
STOG | 0 | 0 | 0 | 0 | 0 | 0
STWD | 0 | 0 | 1.79 | 2.69 | 5.6 | 8.17
WT | 0 | 0 | 0 | 0 | 0 | 0
IGCC | 0 | 0 | 0 | 0 | 0 | 0
DemandResponse | 0 | 0 | 0 | 0 | 0 | 0
IGCC-CCS | 0 | 0 | 0 | 0 | 0 | 0
WT_off | 0 | 0 | 0 | 0 | 0 | 0
PseudoUnit | 0 | 0 | 0 | 0 | 0 | 0
FixedInterchange | 0 | 0 | 0 | 0 | 0 | 0
Base VOM Costs by Reporting Type: SPP_N
ReportingType | 2015 | 2020 | 2025 | 2030 | 2035 | 2040
BM | 0 | 0 | 0 | 0 | 0 | 0
CC | 18.13 | 18.75 | 25.11 | 7.21 | 4.36 | 2.27
CSP | 0 | 0 | 0 | 0 | 0 | 0
CT | 0 | 0 | 0 | 0 | 0 | 0
Coal | 226.74 | 227.61 | 204.27 | 59.84 | 16.91 | 56.72
Geo | 0 | 0 | 0 | 0 | 0 | 0
H | 0 | 0 | 0 | 0 | 0 | 0
LFG | 0 | 0 | 0.01 | 0.01 | 0.01 | 0.01
Nuc | 21.45 | 21.45 | 21.45 | 21.45 | 21.45 | 21.01
PS | 0 | 0 | 0 | 0 | 0 | 0
PV | 0 | 0 | 0 | 0 | 0 | 0
PeakG | 0 | 1.09 | 13.42 | 1.09 | 0.11 | 0
PeakO | 0 | 0 | 0 | 0 | 0 | 0
ST | 0 | 0 | 0 | 0 | 0 | 0
STOG | 0.74 | 1.47 | 0.03 | 0 | 0 | 0
STWD | 0 | 0 | 0 | 0 | 0 | 0
WT | 0.05 | 0.05 | 0.05 | 0.05 | 0.95 | 0.95
IGCC | 0 | 0 | 0 | 0 | 0 | 0
DemandResponse | 0 | 0 | 0 | 0 | 0 | 0
IGCC-CCS | 0 | 0 | 0 | 0 | 0 | 0
WT_off | 0 | 0 | 0 | 0 | 0 | 0
PseudoUnit | 0 | 0 | 0 | 0 | 0 | 0
FixedInterchange | 0 | 0 | 0 | 0 | 0 | 0
Base VOM Costs by Reporting Type: SPP_S
ReportingType | 2015 | 2020 | 2025 | 2030 | 2035 | 2040
BM | 0 | 0 | 0 | 0 | 0 | 0
CC | 117.08 | 156.64 | 189.16 | 69.99 | 36.74 | 25.28
CSP | 0 | 0 | 0 | 0 | 0 | 0
CT | 0.04 | 4.76 | 27.27 | 7.82 | 3.83 | 5.25
Coal | 341.01 | 341.64 | 221.01 | 16.4 | 9.36 | 18.04
Geo | 0 | 0 | 0 | 0 | 0 | 0
H | 0 | 0 | 0 | 0 | 0 | 0
LFG | 0 | 0 | 0.01 | 0.01 | 0.01 | 0.01
Nuc | 0 | 0 | 0 | 0 | 0 | 0
PS | 0 | 0 | 0 | 0 | 0 | 0
PV | 0 | 0 | 0 | 0 | 0 | 0
PeakG | 0 | 0 | 16.82 | 2.21 | 0.06 | 0
PeakO | 0 | 0 | 0 | 0 | 0 | 0
ST | 0 | 0 | 0 | 0 | 0 | 0
STOG | 8.25 | 14.9 | 1.24 | 0 | 0 | 0
STWD | 0 | 0 | 0.08 | 0.13 | 0.13 | 0.13
WT | 0.11 | 0.12 | 0.12 | 1.69 | 2.01 | 2.12
IGCC | 0 | 0 | 0 | 0 | 0 | 0
DemandResponse | 0 | 0 | 0 | 0 | 0 | 0
IGCC-CCS | 0 | 0 | 0 | 0 | 0 | 0
WT_off | 0 | 0 | 0 | 0 | 0 | 0
PseudoUnit | 0 | 0 | 0 | 0 | 0 | 0
FixedInterchange | 0 | 0 | 0 | 0 | 0 | 0
Base VOM Costs by Reporting Type: TVA
ReportingType | 2015 | 2020 | 2025 | 2030 | 2035 | 2040
BM | 0 | 0 | 0 | 0 | 0 | 0
CC | 47.22 | 147.02 | 186.28 | 184.73 | 166.11 | 96.36
CSP | 0 | 0 | 0 | 0 | 0 | 0
CT | 0 | 9.76 | 16.17 | 13.77 | 14.55 | 2.04
Coal | 325.31 | 192.16 | 146.93 | 101.68 | 1.41 | 1.47
Geo | 0 | 0 | 0 | 0 | 0 | 0
H | 0 | 0 | 0 | 0 | 0 | 0
LFG | 0 | 0 | 0.01 | 0.01 | 0.01 | 0.01
Nuc | 152.12 | 152.12 | 152.12 | 200.06 | 240.1 | 288.12
PS | 0 | 0 | 0 | 0 | 0 | 0
PV | 0 | 0 | 0 | 0 | 0 | 0
PeakG | 0 | 0.2 | 0.82 | 0.87 | 0.74 | 0.45
PeakO | 0 | 0 | 0 | 0 | 0 | 0
ST | 0 | 0 | 0 | 0 | 0 | 0
STOG | 0 | 0 | 0 | 0 | 0 | 0
STWD | 0 | 0 | 0.01 | 0.01 | 0.08 | 0.08
WT | 0 | 0 | 0 | 0 | 0 | 0
IGCC | 0 | 0 | 0 | 0 | 0 | 0
DemandResponse | 0 | 0 | 0 | 0 | 0 | 0
IGCC-CCS | 0 | 0 | 0 | 0 | 0 | 0
WT_off | 0 | 0 | 0 | 0 | 0 | 0
PseudoUnit | 0 | 0 | 0 | 0 | 0 | 0
FixedInterchange | 0 | 0 | 0 | 0 | 0 | 0
Base VOM Costs by Reporting Type: TVA_Transmission
ReportingType | 2015 | 2020 | 2025 | 2030 | 2035 | 2040
BM | 0 | 0 | 0 | 0 | 0 | 0
CC | 0 | 0 | 0 | 0 | 0 | 0
CSP | 0 | 0 | 0 | 0 | 0 | 0
CT | 0 | 0 | 0 | 0 | 0 | 0
Coal | 0 | 0 | 0 | 0 | 0 | 0
Geo | 0 | 0 | 0 | 0 | 0 | 0
H | 0 | 0 | 0 | 0 | 0 | 0
LFG | 0 | 0 | 0 | 0 | 0 | 0
Nuc | 0 | 0 | 0 | 0 | 0 | 0
PS | 0 | 0 | 0 | 0 | 0 | 0
PV | 0 | 0 | 0 | 0 | 0 | 0
PeakG | 0 | 0 | 0 | 0 | 0 | 0
PeakO | 0 | 0 | 0 | 0 | 0 | 0
ST | 0 | 0 | 0 | 0 | 0 | 0
STOG | 0 | 0 | 0 | 0 | 0 | 0
STWD | 0 | 0 | 0 | 0 | 0 | 0
WT | 0 | 0 | 0 | 0 | 0 | 0
IGCC | 0 | 0 | 0 | 0 | 0 | 0
DemandResponse | 0 | 0 | 0 | 0 | 0 | 0
IGCC-CCS | 0 | 0 | 0 | 0 | 0 | 0
WT_off | 0 | 0 | 0 | 0 | 0 | 0
PseudoUnit | 0 | 0 | 0 | 0 | 0 | 0
FixedInterchange | 0 | 0 | 0 | 0 | 0 | 0
Base VOM Costs by Reporting Type: VACAR
ReportingType | 2015 | 2020 | 2025 | 2030 | 2035 | 2040
BM | 0.03 | 8.65 | 31.8 | 34.04 | 40.88 | 46.51
CC | 59.12 | 122.14 | 285.17 | 260.04 | 152.19 | 114.61
CSP | 0 | 0 | 0 | 0 | 0 | 0
CT | 4.51 | 5.11 | 7.9 | 7.3 | 5.13 | 4.72
Coal | 397.08 | 404.28 | 183.93 | 90.15 | 20.76 | 26.31
Geo | 0 | 0 | 0 | 0 | 0 | 0
H | 0 | 0 | 0 | 0 | 0 | 0
LFG | 0.01 | 0.01 | 0.01 | 0.01 | 0.01 | 0.01
Nuc | 211.36 | 248.42 | 248.42 | 308.22 | 495.48 | 541.79
PS | 0 | 0 | 0 | 0 | 0 | 0
PV | 0 | 0 | 0 | 0 | 0 | 0
PeakG | 0.46 | 1.03 | 2.82 | 3.14 | 2.31 | 2.09
PeakO | 0 | 0 | 0 | 0 | 0 | 0
ST | 0 | 0 | 0 | 0 | 0 | 0
STOG | 0 | 0 | 0 | 0 | 0 | 0
STWD | 4.67 | 4.67 | 4.67 | 4.67 | 4.67 | 4.67
WT | 0 | 0.08 | 0.08 | 0.08 | 0.08 | 0.08
IGCC | 0 | 0 | 0 | 0 | 0 | 0
DemandResponse | 0 | 0 | 0 | 0 | 0 | 0
IGCC-CCS | 0 | 0 | 0 | 0 | 0 | 0
WT_off | 0 | 0 | 0 | 0 | 0 | 0
PseudoUnit | 0 | 0 | 0 | 0 | 0 | 0
FixedInterchange | 0 | 0 | 0 | 0 | 0 | 0
Base VOM Costs by Reporting Type: IESO
ReportingType | 2015 | 2020 | 2025 | 2030 | 2035 | 2040
BM | 0 | 0 | 0 | 0 | 0 | 0
CC | 2.71 | 2.39 | 0.75 | 0.35 | 0.34 | 3.93
CSP | 0 | 0 | 0 | 0 | 0 | 0
CT | 0 | 0 | 0 | 0 | 0 | 0
Coal | 0 | 0 | 0 | 0 | 0 | 0
Geo | 0 | 0 | 0 | 0 | 0 | 0
H | 0 | 0 | 0 | 0 | 0 | 0
LFG | 0.01 | 0.01 | 0.01 | 0.01 | 0.01 | 0.01
Nuc | 240.73 | 240.73 | 240.73 | 240.73 | 221.68 | 193.2
PS | 0 | 0 | 0 | 0 | 0 | 0
PV | 0 | 0 | 0 | 0 | 0 | 0
PeakG | 0 | 0 | 0 | 0 | 0 | 0
PeakO | 0 | 0 | 0 | 0 | 0 | 0
ST | 0 | 0 | 0 | 0 | 0 | 0
STOG | 0 | 0 | 0 | 0 | 0 | 0
STWD | 0 | 0 | 0 | 0 | 0 | 0
WT | 0.09 | 0.09 | 0.09 | 0.09 | 0.04 | 0.04
IGCC | 0 | 0 | 0 | 0 | 0 | 0
DemandResponse | 0 | 0 | 0 | 0 | 0 | 0
IGCC-CCS | 0 | 0 | 0 | 0 | 0 | 0
WT_off | 0 | 0 | 0 | 0 | 0 | 0
PseudoUnit | 0 | 0 | 0 | 0 | 0 | 0
FixedInterchange | 0 | 0 | 0 | 0 | 0 | 0
Base VOM Costs by Reporting Type: MAPP_CA
ReportingType | 2015 | 2020 | 2025 | 2030 | 2035 | 2040
BM | 0 | 0 | 0 | 0 | 0 | 0
CC | 9.23 | 8.43 | 7.98 | 0 | 0 | 0
CSP | 0 | 0 | 0 | 0 | 0 | 0
CT | 0 | 0 | 0 | 0 | 0 | 0
Coal | 2.27 | 9.58 | 0 | 0 | 0 | 0
Geo | 0 | 0 | 0 | 0 | 0 | 0
H | 0 | 0.02 | 0.15 | 0.32 | 0.32 | 0.32
LFG | 0 | 0 | 0 | 0 | 0 | 0
Nuc | 0 | 0 | 0 | 0 | 0 | 0
PS | 0 | 0 | 0 | 0 | 0 | 0
PV | 0 | 0 | 0 | 0 | 0 | 0
PeakG | 0 | 0 | 0 | 0 | 0 | 0
PeakO | 0 | 0 | 0 | 0 | 0 | 0
ST | 0 | 0 | 0 | 0 | 0 | 0
STOG | 0 | 0 | 0 | 0 | 0 | 0
STWD | 0 | 0 | 0 | 0 | 0 | 0
WT | 0.02 | 0.02 | 0.02 | 0.02 | 0.02 | 0.02
IGCC | 0 | 0 | 0 | 0 | 0 | 0
DemandResponse | 0 | 0 | 0 | 0 | 0 | 0
IGCC-CCS | 0 | 0 | 0 | 0 | 0 | 0
WT_off | 0 | 0 | 0 | 0 | 0 | 0
PseudoUnit | 0 | 0 | 0 | 0 | 0 | 0
FixedInterchange | 0 | 0 | 0 | 0 | 0 | 0
Base VOM Costs by Reporting Type: AZ_NM_SNV_Coal
ReportingType | 2015 | 2020 | 2025 | 2030 | 2035 | 2040
BM | 0 | 0 | 0 | 0 | 0 | 0
CC | 0 | 0 | 0 | 0 | 0 | 0
CSP | 0 | 0 | 0 | 0 | 0 | 0
CT | 0 | 0 | 0 | 0 | 0 | 0
Coal | 285.07 | 314.8 | 290.79 | 194.48 | 115.28 | 146.19
Geo | 0 | 0 | 0 | 0 | 0 | 0
H | 0 | 0 | 0 | 0 | 0 | 0
LFG | 0 | 0 | 0 | 0 | 0 | 0
Nuc | 0 | 0 | 0 | 0 | 0 | 0
PS | 0 | 0 | 0 | 0 | 0 | 0
PV | 0 | 0 | 0 | 0 | 0 | 0
PeakG | 0 | 0 | 0 | 0 | 0 | 0
PeakO | 0 | 0 | 0 | 0 | 0 | 0
ST | 0 | 0 | 0 | 0 | 0 | 0
STOG | 0 | 0 | 0 | 0 | 0 | 0
STWD | 0 | 0 | 0 | 0 | 0 | 0
WT | 0 | 0 | 0 | 0 | 0 | 0
IGCC | 0 | 0 | 0 | 0 | 0 | 0
DemandResponse | 0 | 0 | 0 | 0 | 0 | 0
IGCC-CCS | 0 | 0 | 0 | 0 | 0 | 0
WT_off | 0 | 0 | 0 | 0 | 0 | 0
PseudoUnit | 0 | 0 | 0 | 0 | 0 | 0
FixedInterchange | 0 | 0 | 0 | 0 | 0 | 0
Base VOM Costs by Reporting Type: AZ_NM_SNV_Gas
ReportingType | 2015 | 2020 | 2025 | 2030 | 2035 | 2040
BM | 0 | 0 | 0 | 0 | 0 | 0
CC | 244.61 | 280.83 | 277.67 | 281.59 | 266.73 | 226.24
CSP | 0 | 0 | 0 | 0 | 0 | 0
CT | 0 | 0 | 1.61 | 2.78 | 0 | 0
Coal | 0 | 0 | 0 | 0 | 0 | 0
Geo | 0 | 0 | 0 | 0 | 0 | 0
H | 0 | 0 | 0 | 0 | 0 | 0
LFG | 0 | 0 | 0 | 0 | 0 | 0
Nuc | 0 | 0 | 0 | 0 | 0 | 0
PS | 0 | 0 | 0 | 0 | 0 | 0
PV | 0 | 0 | 0 | 0 | 0 | 0
PeakG | 0 | 0 | 3.2 | 6.15 | 0 | 0
PeakO | 0 | 0 | 0 | 0 | 0 | 0
ST | 0 | 0 | 0 | 0 | 0 | 0
STOG | 0 | 0 | 0 | 0 | 0 | 0
STWD | 0 | 0 | 0 | 0 | 0 | 0
WT | 0 | 0 | 0 | 0 | 0 | 0
IGCC | 0 | 0 | 0 | 0 | 0 | 0
DemandResponse | 0 | 0 | 0 | 0 | 0 | 0
IGCC-CCS | 0 | 0 | 0 | 0 | 0 | 0
WT_off | 0 | 0 | 0 | 0 | 0 | 0
PseudoUnit | 0 | 0 | 0 | 0 | 0 | 0
FixedInterchange | 0 | 0 | 0 | 0 | 0 | 0
Base VOM Costs by Reporting Type: AZ_NM_SNV_NucRenew
ReportingType | 2015 | 2020 | 2025 | 2030 | 2035 | 2040
BM | 0 | 0 | 0 | 0 | 0 | 0
CC | 0 | 0 | 0 | 0 | 0 | 0
CSP | 0 | 0 | 0 | 0 | 0 | 0
CT | 0 | 0 | 0 | 0 | 0 | 0
Coal | 0 | 0 | 0 | 0 | 0 | 0
Geo | 0 | 0 | 116.31 | 116.31 | 116.31 | 116.31
H | 0 | 0 | 0 | 0 | 0 | 0
LFG | 0 | 0.01 | 0.01 | 0.01 | 0.01 | 0.01
Nuc | 71.66 | 71.66 | 71.66 | 176.19 | 278.13 | 358.65
PS | 0 | 0 | 0 | 0 | 0 | 0
PV | 0 | 0 | 0 | 0 | 0 | 0
PeakG | 0 | 0 | 0 | 0 | 0 | 0
PeakO | 0 | 0 | 0 | 0 | 0 | 0
ST | 0.01 | 0.03 | 0.04 | 0.04 | 0.04 | 0.04
STOG | 0 | 0 | 0 | 0 | 0 | 0
STWD | 0.43 | 0.43 | 0.43 | 0.43 | 0.43 | 0.43
WT | 0.02 | 0.13 | 0.2 | 0.25 | 0.25 | 0.25
IGCC | 0 | 0 | 0 | 0 | 0 | 0
DemandResponse | 0 | 0 | 0 | 0 | 0 | 0
IGCC-CCS | 0 | 0 | 0 | 0 | 0 | 0
WT_off | 0 | 0 | 0 | 0 | 0 | 0
PseudoUnit | 0 | 0 | 0 | 0 | 0 | 0
FixedInterchange | 0 | 0 | 0 | 0 | 0 | 0
Base VOM Costs by Reporting Type: ERCOT
ReportingType | 2015 | 2020 | 2025 | 2030 | 2035 | 2040
BM | 0 | 0 | 0.94 | 1.28 | 4.03 | 0.63
CC | 378.87 | 492.07 | 605.11 | 484.52 | 354.68 | 299.96
CSP | 0 | 0 | 0 | 0 | 0 | 0
CT | 0 | 0.08 | 3.31 | 1.7 | 1.7 | 1.7
Coal | 403.67 | 322.8 | 119.76 | 74.95 | 35.22 | 76.41
Geo | 0 | 0 | 0 | 0 | 0 | 0
H | 0 | 0 | 0 | 0 | 0 | 0
LFG | 0.01 | 0.01 | 0.04 | 0.04 | 0.04 | 0.04
Nuc | 94.14 | 94.14 | 121.88 | 146.31 | 285.66 | 329.83
PS | 0 | 0 | 0 | 0 | 0 | 0
PV | 0 | 0 | 0 | 0 | 0 | 0
PeakG | 0 | 0.16 | 43.34 | 24.49 | 20.65 | 18.11
PeakO | 0 | 0 | 0 | 0 | 0 | 0
ST | 0 | 0 | 0 | 0 | 0 | 0
STOG | 15.15 | 21.72 | 12.2 | 4.84 | 3.21 | 3.64
STWD | 0 | 0 | 0 | 0 | 0 | 0
WT | 0.32 | 0.32 | 0.43 | 1.05 | 1.08 | 1.12
IGCC | 0 | 0 | 0 | 0 | 0 | 0
DemandResponse | 0 | 0 | 0 | 0 | 0 | 0
IGCC-CCS | 0 | 0 | 0 | 0 | 0 | 0
WT_off | 0 | 0 | 0 | 0 | 0 | 0
PseudoUnit | 0 | 0 | 0 | 0 | 0 | 0
FixedInterchange | 0 | 0 | 0 | 0 | 0 | 0
Base VOM Costs by Reporting Type: NP15
ReportingType | 2015 | 2020 | 2025 | 2030 | 2035 | 2040
BM | 0 | 0 | 0 | 0 | 0 | 0
CC | 79.59 | 80.85 | 93.4 | 89.66 | 11.29 | 7.52
CSP | 0 | 0 | 0 | 0 | 0 | 0
CT | 0 | 0 | 0 | 0.06 | 0.06 | 0.23
Coal | 0.81 | 0.89 | 0.89 | 0 | 0 | 0
Geo | 0.11 | 40.19 | 48.23 | 48.23 | 48.23 | 48.23
H | 0 | 0 | 0 | 0 | 0 | 0
LFG | 0.01 | 0.06 | 0.06 | 0.06 | 0.06 | 0.06
Nuc | 42.53 | 42.53 | 42.53 | 42.53 | 42.53 | 42.53
PS | 0 | 0 | 0 | 0 | 0 | 0
PV | 0 | 0 | 0 | 0 | 0 | 0
PeakG | 0 | 0 | 0 | 0.63 | 0.63 | 0.98
PeakO | 0 | 0 | 0 | 0 | 0 | 0
ST | 0 | 0 | 0 | 0 | 0 | 0
STOG | 0.31 | 0.33 | 0.55 | 0 | 0 | 0
STWD | 7.35 | 7.35 | 7.35 | 7.35 | 7.35 | 7.35
WT | 0.04 | 0.04 | 0.04 | 0.19 | 0.38 | 0.39
IGCC | 0 | 0 | 0 | 0 | 0 | 0
DemandResponse | 0 | 0 | 0 | 0 | 0 | 0
IGCC-CCS | 0 | 0 | 0 | 0 | 0 | 0
WT_off | 0 | 0 | 0 | 0 | 0 | 0
PseudoUnit | 0 | 0 | 0 | 0 | 0 | 0
FixedInterchange | 0 | 0 | 0 | 0 | 0 | 0
Base VOM Costs by Reporting Type: NWPP_Coal
ReportingType | 2015 | 2020 | 2025 | 2030 | 2035 | 2040
BM | 0 | 0 | 0 | 0 | 0 | 0
CC | 0 | 0 | 0 | 0 | 0 | 0
CSP | 0 | 0 | 0 | 0 | 0 | 0
CT | 0 | 0 | 0 | 0 | 0 | 0
Coal | 349.5 | 385.5 | 383.69 | 347.98 | 242.07 | 271.11
Geo | 0 | 0 | 0 | 0 | 0 | 0
H | 0 | 0 | 0 | 0 | 0 | 0
LFG | 0 | 0 | 0 | 0 | 0 | 0
Nuc | 0 | 0 | 0 | 0 | 0 | 0
PS | 0 | 0 | 0 | 0 | 0 | 0
PV | 0 | 0 | 0 | 0 | 0 | 0
PeakG | 0 | 0 | 0 | 0 | 0 | 0
PeakO | 0 | 0 | 0 | 0 | 0 | 0
ST | 0 | 0 | 0 | 0 | 0 | 0
STOG | 0 | 0 | 0 | 0 | 0 | 0
STWD | 0 | 0 | 0 | 0 | 0 | 0
WT | 0 | 0 | 0 | 0 | 0 | 0
IGCC | 0 | 0 | 0 | 0 | 0 | 0
DemandResponse | 0 | 0 | 0 | 0 | 0 | 0
IGCC-CCS | 0 | 0 | 0 | 0 | 0 | 0
WT_off | 0 | 0 | 0 | 0 | 0 | 0
PseudoUnit | 0 | 0 | 0 | 0 | 0 | 0
FixedInterchange | 0 | 0 | 0 | 0 | 0 | 0
Base VOM Costs by Reporting Type: NWPP_Gas
ReportingType | 2015 | 2020 | 2025 | 2030 | 2035 | 2040
BM | 0 | 0 | 0 | 0 | 0 | 0
CC | 122.48 | 122.48 | 122.48 | 122.48 | 122.48 | 104.31
CSP | 0 | 0 | 0 | 0 | 0 | 0
CT | 0 | 0 | 0 | 0.05 | 0 | 0
Coal | 0 | 0 | 0 | 0 | 0 | 0
Geo | 0 | 0 | 0 | 0 | 0 | 0
H | 0 | 0 | 0 | 0 | 0 | 0
LFG | 0 | 0 | 0 | 0 | 0 | 0
Nuc | 0 | 0 | 0 | 0 | 0 | 0
PS | 0 | 0 | 0 | 0 | 0 | 0
PV | 0 | 0 | 0 | 0 | 0 | 0
PeakG | 0 | 0 | 0 | 0 | 0 | 0
PeakO | 0 | 0 | 0 | 0 | 0 | 0
ST | 0 | 0 | 0 | 0 | 0 | 0
STOG | 0 | 0 | 0 | 0 | 0 | 0
STWD | 0 | 0 | 0 | 0 | 0 | 0
WT | 0 | 0 | 0 | 0 | 0 | 0
IGCC | 0 | 0 | 0 | 0 | 0 | 0
DemandResponse | 0 | 0 | 0 | 0 | 0 | 0
IGCC-CCS | 0 | 0 | 0 | 0 | 0 | 0
WT_off | 0 | 0 | 0 | 0 | 0 | 0
PseudoUnit | 0 | 0 | 0 | 0 | 0 | 0
FixedInterchange | 0 | 0 | 0 | 0 | 0 | 0
Base VOM Costs by Reporting Type: NWPP_NucRenew
ReportingType | 2015 | 2020 | 2025 | 2030 | 2035 | 2040
BM | 0 | 0 | 0.01 | 1.21 | 1.21 | 1.21
CC | 0 | 0 | 0 | 0 | 0 | 0
CSP | 0 | 0 | 0 | 0 | 0 | 0
CT | 0 | 0 | 0 | 0 | 0 | 0
Coal | 0 | 0 | 0 | 0 | 0 | 0
Geo | 6.93 | 6.93 | 41.74 | 41.74 | 41.74 | 41.74
H | 0 | 0 | 0 | 0 | 0 | 0
LFG | 0.01 | 0.03 | 0.03 | 0.03 | 0.03 | 0.03
Nuc | 20.91 | 20.91 | 20.91 | 69.71 | 215.57 | 256.79
PS | 0 | 0 | 0 | 0 | 0 | 0
PV | 0 | 0 | 0 | 0 | 0 | 0
PeakG | 0 | 0 | 0 | 0 | 0 | 0
PeakO | 0 | 0 | 0 | 0 | 0 | 0
ST | 0 | 0 | 0 | 0 | 0 | 0
STOG | 0 | 0 | 0 | 0 | 0 | 0
STWD | 0 | 0.19 | 5.13 | 9.33 | 9.33 | 9.33
WT | 0.19 | 0.19 | 0.19 | 0.19 | 0.19 | 0.19
IGCC | 0 | 0 | 0 | 0 | 0 | 0
DemandResponse | 0 | 0 | 0 | 0 | 0 | 0
IGCC-CCS | 0 | 0 | 0 | 0 | 0 | 0
WT_off | 0 | 0 | 0 | 0 | 0 | 0
PseudoUnit | 0 | 0 | 0 | 0 | 0 | 0
FixedInterchange | 0 | 0 | 0 | 0 | 0 | 0
Base VOM Costs by Reporting Type: RMPA
ReportingType | 2015 | 2020 | 2025 | 2030 | 2035 | 2040
BM | 0 | 0 | 0 | 0 | 0 | 0
CC | 13.44 | 19.51 | 6.83 | 35.26 | 36.75 | 5.51
CSP | 0 | 0 | 0 | 0 | 0 | 0
CT | 0 | 0 | 0 | 0.01 | 0 | 0
Coal | 211.72 | 226.81 | 202.42 | 170.65 | 122.76 | 180.63
Geo | 0 | 10.05 | 206.14 | 206.14 | 206.14 | 206.14
H | 0 | 0 | 0 | 0 | 0 | 0
LFG | 0 | 0 | 0 | 0 | 0 | 0
Nuc | 0 | 0 | 0 | 0 | 0 | 0
PS | 0 | 0 | 0 | 0 | 0 | 0
PV | 0 | 0 | 0 | 0 | 0 | 0
PeakG | 0.04 | 0.1 | 0 | 1.15 | 0.4 | 0.11
PeakO | 0 | 0 | 0 | 0 | 0 | 0
ST | 0 | 0.01 | 0.01 | 0.01 | 0.01 | 0.01
STOG | 0 | 0 | 0 | 0 | 0 | 0
STWD | 0 | 0 | 0 | 0 | 0 | 0
WT | 0.07 | 0.14 | 0.14 | 0.14 | 0.14 | 0.14
IGCC | 0 | 0 | 0 | 0 | 68.41 | 127.65
DemandResponse | 0 | 0 | 0 | 0 | 0 | 0
IGCC-CCS | 0 | 0 | 0 | 0 | 0 | 0
WT_off | 0 | 0 | 0 | 0 | 0 | 0
PseudoUnit | 0 | 0 | 0 | 0 | 0 | 0
FixedInterchange | 0 | 0 | 0 | 0 | 0 | 0
Base VOM Costs by Reporting Type: SP15
ReportingType | 2015 | 2020 | 2025 | 2030 | 2035 | 2040
BM | 0.22 | 0.22 | 0.2 | 0.19 | 0.22 | 0.22
CC | 95.31 | 77.28 | 92.05 | 100.52 | 35.91 | 21.55
CSP | 0 | 0 | 0 | 0 | 0 | 0
CT | 0 | 0 | 0 | 0 | 0 | 0
Coal | 2.89 | 3.19 | 3.19 | 0 | 0 | 0
Geo | 4.1 | 120.4 | 120.4 | 120.4 | 120.4 | 120.4
H | 0 | 0 | 0 | 0 | 0 | 0
LFG | 0.02 | 0.07 | 0.07 | 0.07 | 0.07 | 0.07
Nuc | 41.61 | 41.61 | 41.61 | 41.61 | 41.61 | 41.61
PS | 0 | 0 | 0 | 0 | 0 | 0
PV | 0 | 0 | 0 | 0 | 0 | 0
PeakG | 0 | 0 | 0 | 2.62 | 2.8 | 3.12
PeakO | 0 | 0 | 0 | 0 | 0 | 0
ST | 0.02 | 0.02 | 0.02 | 0.02 | 0.02 | 0.02
STOG | 0.6 | 1.04 | 0.5 | 0.15 | 0.18 | 0.24
STWD | 1.98 | 1.98 | 1.98 | 1.98 | 1.98 | 1.98
WT | 0.07 | 0.07 | 0.07 | 0.07 | 0.29 | 0.29
IGCC | 0 | 0 | 0 | 0 | 0 | 0
DemandResponse | 0 | 0 | 0 | 0 | 0 | 0
IGCC-CCS | 0 | 0 | 0 | 0 | 0 | 0
WT_off | 0 | 0 | 0 | 0 | 0 | 0
PseudoUnit | 0 | 0 | 0 | 0 | 0 | 0
FixedInterchange | 0 | 0 | 0 | 0 | 0 | 0
Base VOM Costs by Reporting Type: ALB
ReportingType | 2015 | 2020 | 2025 | 2030 | 2035 | 2040
BM | 0 | 0 | 0 | 0 | 0 | 0
CC | 39.78 | 51.29 | 83.22 | 83.22 | 108.52 | 134.7
CSP | 0 | 0 | 0 | 0 | 0 | 0
CT | 0 | 0 | 0 | 0 | 0 | 0
Coal | 167.67 | 167.67 | 167.67 | 167.67 | 167.67 | 167.67
Geo | 0 | 0 | 0 | 0 | 0 | 0
H | 0 | 0 | 0 | 0 | 0 | 0
LFG | 0 | 0 | 0 | 0 | 0 | 0
Nuc | 0 | 0 | 0 | 0 | 0 | 0
PS | 0 | 0 | 0 | 0 | 0 | 0
PV | 0 | 0 | 0 | 0 | 0 | 0
PeakG | 0 | 0 | 0 | 0.08 | 0.01 | 0.11
PeakO | 0 | 0 | 0 | 0 | 0 | 0
ST | 0 | 0 | 0 | 0 | 0 | 0
STOG | 0 | 0 | 0 | 0 | 0 | 0
STWD | 0 | 0 | 0 | 0.01 | 0.1 | 0.48
WT | 0.02 | 0.02 | 0.02 | 0.02 | 0.02 | 0.02
IGCC | 0 | 0 | 0 | 0 | 0 | 0
DemandResponse | 0 | 0 | 0 | 0 | 0 | 0
IGCC-CCS | 0 | 0 | 0 | 0 | 0 | 0
WT_off | 0 | 0 | 0 | 0 | 0 | 0
PseudoUnit | 0 | 0 | 0 | 0 | 0 | 0
FixedInterchange | 0 | 0 | 0 | 0 | 0 | 0
Base VOM Costs by Reporting Type: BC
ReportingType | 2015 | 2020 | 2025 | 2030 | 2035 | 2040
BM | 0 | 0 | 0 | 0 | 0 | 0
CC | 24.89 | 29.42 | 42.85 | 31.05 | 34.44 | 42.85
CSP | 0 | 0 | 0 | 0 | 0 | 0
CT | 0 | 0 | 0 | 0 | 0 | 0
Coal | 0 | 0 | 0 | 0 | 0 | 0
Geo | 0 | 0 | 0 | 0 | 0 | 0
H | 0 | 0 | 0 | 0 | 0 | 0
LFG | 0 | 0 | 0 | 0 | 0 | 0
Nuc | 0 | 0 | 0 | 0 | 0 | 0
PS | 0 | 0 | 0 | 0 | 0 | 0
PV | 0 | 0 | 0 | 0 | 0 | 0
PeakG | 0 | 0 | 0 | 0 | 0 | 0
PeakO | 0 | 0 | 0 | 0 | 0 | 0
ST | 0 | 0 | 0 | 0 | 0 | 0
STOG | 2.74 | 2.95 | 0 | 0 | 0 | 0
STWD | 0 | 0 | 0 | 0 | 0 | 1.87
WT | 0.01 | 0.01 | 0.01 | 0.01 | 0.01 | 0.01
IGCC | 0 | 0 | 0 | 0 | 0 | 0
DemandResponse | 0 | 0 | 0 | 0 | 0 | 0
IGCC-CCS | 0 | 0 | 0 | 0 | 0 | 0
WT_off | 0 | 0 | 0 | 0 | 0 | 0
PseudoUnit | 0 | 0 | 0 | 0 | 0 | 0
FixedInterchange | 0 | 0 | 0 | 0 | 0 | 0
Base VOM Costs by Reporting Type: HQ_IESO
ReportingType | 2015 | 2020 | 2025 | 2030 | 2035 | 2040
BM | 0 | 0 | 0 | 0 | 0 | 0
CC | 0 | 0 | 0 | 0 | 0 | 0
CSP | 0 | 0 | 0 | 0 | 0 | 0
CT | 0 | 0 | 0 | 0 | 0 | 0
Coal | 0 | 0 | 0 | 0 | 0 | 0
Geo | 0 | 0 | 0 | 0 | 0 | 0
H | 0 | 0 | 0 | 0 | 0 | 0
LFG | 0 | 0 | 0 | 0 | 0 | 0
Nuc | 0 | 0 | 0 | 0 | 0 | 0
PS | 0 | 0 | 0 | 0 | 0 | 0
PV | 0 | 0 | 0 | 0 | 0 | 0
PeakG | 0 | 0 | 0 | 0 | 0 | 0
PeakO | 0 | 0 | 0 | 0 | 0 | 0
ST | 0 | 0 | 0 | 0 | 0 | 0
STOG | 0 | 0 | 0 | 0 | 0 | 0
STWD | 0 | 0 | 0 | 0 | 0 | 0
WT | 0 | 0 | 0 | 0 | 0 | 0
IGCC | 0 | 0 | 0 | 0 | 0 | 0
DemandResponse | 0 | 0 | 0 | 0 | 0 | 0
IGCC-CCS | 0 | 0 | 0 | 0 | 0 | 0
WT_off | 0 | 0 | 0 | 0 | 0 | 0
PseudoUnit | 0 | 0 | 0 | 0 | 0 | 0
FixedInterchange | 0 | 0 | 0 | 0 | 0 | 0
Base VOM Costs by Reporting Type: HQ_NEISO
ReportingType | 2015 | 2020 | 2025 | 2030 | 2035 | 2040
BM | 0 | 0 | 0 | 0 | 0 | 0
CC | 0 | 0 | 0 | 0 | 0 | 0
CSP | 0 | 0 | 0 | 0 | 0 | 0
CT | 0 | 0 | 0 | 0 | 0 | 0
Coal | 0 | 0 | 0 | 0 | 0 | 0
Geo | 0 | 0 | 0 | 0 | 0 | 0
H | 0 | 0 | 0 | 0 | 0 | 0
LFG | 0 | 0 | 0 | 0 | 0 | 0
Nuc | 0 | 0 | 0 | 0 | 0 | 0
PS | 0 | 0 | 0 | 0 | 0 | 0
PV | 0 | 0 | 0 | 0 | 0 | 0
PeakG | 0 | 0 | 0 | 0 | 0 | 0
PeakO | 0 | 0 | 0 | 0 | 0 | 0
ST | 0 | 0 | 0 | 0 | 0 | 0
STOG | 0 | 0 | 0 | 0 | 0 | 0
STWD | 0 | 0 | 0 | 0 | 0 | 0
WT | 0 | 0 | 0 | 0 | 0 | 0
IGCC | 0 | 0 | 0 | 0 | 0 | 0
DemandResponse | 0 | 0 | 0 | 0 | 0 | 0
IGCC-CCS | 0 | 0 | 0 | 0 | 0 | 0
WT_off | 0 | 0 | 0 | 0 | 0 | 0
PseudoUnit | 0 | 0 | 0 | 0 | 44.14 | 86.83
FixedInterchange | 0 | 0 | 0 | 0 | 0 | 0
Base VOM Costs by Reporting Type: HQ_NY
ReportingType | 2015 | 2020 | 2025 | 2030 | 2035 | 2040
BM | 0 | 0 | 0 | 0 | 0 | 0
CC | 0 | 0 | 0 | 0 | 0 | 0
CSP | 0 | 0 | 0 | 0 | 0 | 0
CT | 0 | 0 | 0 | 0 | 0 | 0
Coal | 0 | 0 | 0 | 0 | 0 | 0
Geo | 0 | 0 | 0 | 0 | 0 | 0
H | 0 | 0 | 0 | 0 | 0 | 0
LFG | 0 | 0 | 0 | 0 | 0 | 0
Nuc | 0 | 0 | 0 | 0 | 0 | 0
PS | 0 | 0 | 0 | 0 | 0 | 0
PV | 0 | 0 | 0 | 0 | 0 | 0
PeakG | 0 | 0 | 0 | 0 | 0 | 0
PeakO | 0 | 0 | 0 | 0 | 0 | 0
ST | 0 | 0 | 0 | 0 | 0 | 0
STOG | 0 | 0 | 0 | 0 | 0 | 0
STWD | 0 | 0 | 0 | 0 | 0 | 0
WT | 0 | 0 | 0 | 0 | 0 | 0
IGCC | 0 | 0 | 0 | 0 | 0 | 0
DemandResponse | 0 | 0 | 0 | 0 | 0 | 0
IGCC-CCS | 0 | 0 | 0 | 0 | 0 | 0
WT_off | 0 | 0 | 0 | 0 | 0 | 0
PseudoUnit | 0 | 0 | 16.74 | 101.99 | 101.99 | 101.99
FixedInterchange | 0 | 0 | 0 | 0 | 0 | 0
Base VOM Costs by Reporting Type: MARITIMES
ReportingType | 2015 | 2020 | 2025 | 2030 | 2035 | 2040
BM | 0 | 0 | 0 | 0 | 0 | 0
CC | 0 | 0 | 0 | 0 | 0 | 0
CSP | 0 | 0 | 0 | 0 | 0 | 0
CT | 0 | 0 | 0 | 0 | 0 | 0
Coal | 0 | 0 | 0 | 0 | 0 | 0
Geo | 0 | 0 | 0 | 0 | 0 | 0
H | 0 | 0 | 0 | 0 | 0 | 0
LFG | 0 | 0 | 0 | 0 | 0 | 0
Nuc | 0 | 0 | 0 | 0 | 0 | 0
PS | 0 | 0 | 0 | 0 | 0 | 0
PV | 0 | 0 | 0 | 0 | 0 | 0
PeakG | 0 | 0 | 0 | 0 | 0 | 0
PeakO | 0 | 0 | 0 | 0 | 0 | 0
ST | 0 | 0 | 0 | 0 | 0 | 0
STOG | 0 | 0 | 0 | 0 | 0 | 0
STWD | 0 | 0 | 0 | 0 | 0 | 0
WT | 0 | 0 | 0 | 0 | 0 | 0
IGCC | 0 | 0 | 0 | 0 | 0 | 0
DemandResponse | 0 | 0 | 0 | 0 | 0 | 0
IGCC-CCS | 0 | 0 | 0 | 0 | 0 | 0
WT_off | 0 | 0 | 0 | 0 | 0 | 0
PseudoUnit | 0 | 17.37 | 17.37 | 17.37 | 17.37 | 17.37
FixedInterchange | 0 | 0 | 0 | 0 | 0 | 0
Base VOM Costs by Reporting Type: All
ReportingType | 2015 | 2020 | 2025 | 2030 | 2035 | 2040
BM | 9.76 | 15.9 | 42.79 | 53.6 | 63.39 | 60.8
CC | 2669.28 | 3614.31 | 5360.95 | 5153.07 | 4604.89 | 4102.39
CSP | 0 | 0 | 0 | 0 | 0 | 0
CT | 11.03 | 37.43 | 106.52 | 104.69 | 104.14 | 119.24
Coal | 6879.09 | 6253.13 | 3945.05 | 2628.78 | 1394.39 | 2065.72
Geo | 11.14 | 177.58 | 532.83 | 532.83 | 532.83 | 532.83
H | 0 | 0.05 | 0.27 | 0.44 | 0.47 | 0.47
LFG | 0.38 | 0.54 | 0.73 | 0.79 | 0.79 | 0.79
Nuc | 2164.81 | 2225.48 | 2279.24 | 2582.75 | 3296.84 | 3702.59
PS | 0 | 0 | 0 | 0 | 0 | 0
PV | 0.02 | 0.06 | 0.08 | 0.08 | 0.08 | 0.09
PeakG | 27.48 | 59.59 | 276.37 | 233.99 | 163.76 | 143.75
PeakO | 0 | 0 | 0 | 0 | 0 | 0
ST | 0.03 | 0.06 | 0.07 | 0.07 | 0.07 | 0.07
STOG | 54.71 | 85.68 | 17.98 | 8.1 | 4.26 | 4.8
STWD | 26.23 | 35.04 | 37.72 | 43.1 | 53.33 | 59.34
WT | 2.03 | 2.51 | 3.23 | 7.58 | 11.27 | 11.5
IGCC | 30.43 | 30.43 | 30.43 | 30.43 | 98.83 | 158.08
DemandResponse | 0 | 0 | 0 | 0 | 0 | 0
IGCC-CCS | 0 | 0 | 0 | 0 | 0 | 0
WT_off | 0.02 | 0.02 | 0.06 | 0.06 | 0.04 | 0.04
PseudoUnit | 0 | 17.37 | 34.11 | 119.36 | 163.5 | 206.18
FixedInterchange | 0 | 0 | 0 | 0 | 0 | 0
Base VOM Costs by Reporting Type: EI_US
ReportingType | 2015 | 2020 | 2025 | 2030 | 2035 | 2040
BM | 9.53 | 15.68 | 41.64 | 50.91 | 57.92 | 58.73
CC | 1658.38 | 2449.75 | 4028.59 | 3924.41 | 3633.72 | 3255.81
CSP | 0 | 0 | 0 | 0 | 0 | 0
CT | 11.03 | 37.35 | 101.6 | 100.09 | 102.38 | 117.32
Coal | 5455.48 | 4821.87 | 2776.62 | 1673.04 | 711.38 | 1223.72
Geo | 0 | 0 | 0 | 0 | 0 | 0
H | 0 | 0.03 | 0.11 | 0.12 | 0.14 | 0.14
LFG | 0.32 | 0.36 | 0.51 | 0.57 | 0.57 | 0.57
Nuc | 1653.22 | 1713.9 | 1739.92 | 1865.67 | 2211.67 | 2479.98
PS | 0 | 0 | 0 | 0 | 0 | 0
PV | 0 | 0.05 | 0.07 | 0.07 | 0.07 | 0.07
PeakG | 27.44 | 59.33 | 229.83 | 198.87 | 139.28 | 121.33
PeakO | 0 | 0 | 0 | 0 | 0 | 0
ST | 0 | 0 | 0 | 0 | 0 | 0
STOG | 35.91 | 59.64 | 4.73 | 3.1 | 0.87 | 0.91
STWD | 16.47 | 25.08 | 22.83 | 23.99 | 34.13 | 37.88
WT | 1.2 | 1.51 | 2.05 | 5.55 | 8.87 | 9.04
IGCC | 30.43 | 30.43 | 30.43 | 30.43 | 30.43 | 30.43
DemandResponse | 0 | 0 | 0 | 0 | 0 | 0
IGCC-CCS | 0 | 0 | 0 | 0 | 0 | 0
WT_off | 0.02 | 0.02 | 0.06 | 0.06 | 0.04 | 0.04
PseudoUnit | 0 | 17.37 | 34.11 | 119.36 | 163.5 | 206.18
FixedInterchange | 0 | 0 | 0 | 0 | 0 | 0
Base VOM Costs by Reporting Type: EI_Canada
ReportingType | 2015 | 2020 | 2025 | 2030 | 2035 | 2040
BM | 0 | 0 | 0 | 0 | 0 | 0
CC | 11.93 | 10.81 | 8.73 | 0.35 | 0.34 | 3.93
CSP | 0 | 0 | 0 | 0 | 0 | 0
CT | 0 | 0 | 0 | 0 | 0 | 0
Coal | 2.27 | 9.58 | 0 | 0 | 0 | 0
Geo | 0 | 0 | 0 | 0 | 0 | 0
H | 0 | 0.02 | 0.15 | 0.32 | 0.32 | 0.32
LFG | 0.01 | 0.01 | 0.01 | 0.01 | 0.01 | 0.01
Nuc | 240.73 | 240.73 | 240.73 | 240.73 | 221.68 | 193.2
PS | 0 | 0 | 0 | 0 | 0 | 0
PV | 0 | 0 | 0 | 0 | 0 | 0
PeakG | 0 | 0 | 0 | 0 | 0 | 0
PeakO | 0 | 0 | 0 | 0 | 0 | 0
ST | 0 | 0 | 0 | 0 | 0 | 0
STOG | 0 | 0 | 0 | 0 | 0 | 0
STWD | 0 | 0 | 0 | 0 | 0 | 0
WT | 0.11 | 0.11 | 0.11 | 0.11 | 0.05 | 0.05
IGCC | 0 | 0 | 0 | 0 | 0 | 0
DemandResponse | 0 | 0 | 0 | 0 | 0 | 0
IGCC-CCS | 0 | 0 | 0 | 0 | 0 | 0
WT_off | 0 | 0 | 0 | 0 | 0 | 0
PseudoUnit | 0 | 0 | 0 | 0 | 0 | 0
FixedInterchange | 0 | 0 | 0 | 0 | 0 | 0
Base VOM Costs by Reporting Type: EI
ReportingType | 2015 | 2020 | 2025 | 2030 | 2035 | 2040
BM | 9.53 | 15.68 | 41.64 | 50.91 | 57.92 | 58.73
CC | 1670.31 | 2460.56 | 4037.32 | 3924.76 | 3634.06 | 3259.74
CSP | 0 | 0 | 0 | 0 | 0 | 0
CT | 11.03 | 37.35 | 101.6 | 100.09 | 102.38 | 117.32
Coal | 5457.75 | 4831.46 | 2776.62 | 1673.04 | 711.38 | 1223.72
Geo | 0 | 0 | 0 | 0 | 0 | 0
H | 0 | 0.05 | 0.27 | 0.44 | 0.47 | 0.47
LFG | 0.33 | 0.37 | 0.52 | 0.58 | 0.58 | 0.58
Nuc | 1893.95 | 1954.63 | 1980.65 | 2106.4 | 2433.35 | 2673.19
PS | 0 | 0 | 0 | 0 | 0 | 0
PV | 0.01 | 0.05 | 0.07 | 0.07 | 0.07 | 0.08
PeakG | 27.44 | 59.33 | 229.83 | 198.87 | 139.28 | 121.33
PeakO | 0 | 0 | 0 | 0 | 0 | 0
ST | 0 | 0 | 0 | 0 | 0 | 0
STOG | 35.91 | 59.64 | 4.73 | 3.1 | 0.87 | 0.91
STWD | 16.47 | 25.08 | 22.83 | 23.99 | 34.13 | 37.88
WT | 1.31 | 1.62 | 2.16 | 5.66 | 8.92 | 9.1
IGCC | 30.43 | 30.43 | 30.43 | 30.43 | 30.43 | 30.43
DemandResponse | 0 | 0 | 0 | 0 | 0 | 0
IGCC-CCS | 0 | 0 | 0 | 0 | 0 | 0
WT_off | 0.02 | 0.02 | 0.06 | 0.06 | 0.04 | 0.04
PseudoUnit | 0 | 17.37 | 34.11 | 119.36 | 163.5 | 206.18
FixedInterchange | 0 | 0 | 0 | 0 | 0 | 0
Base VOM Costs by Reporting Type: Outside_EI
ReportingType | 2015 | 2020 | 2025 | 2030 | 2035 | 2040
BM | 0.22 | 0.22 | 1.14 | 2.69 | 5.47 | 2.07
CC | 998.97 | 1153.74 | 1323.63 | 1228.31 | 970.82 | 842.65
CSP | 0 | 0 | 0 | 0 | 0 | 0
CT | 0 | 0.08 | 4.92 | 4.6 | 1.76 | 1.92
Coal | 1421.34 | 1421.67 | 1168.43 | 955.75 | 683.01 | 842
Geo | 11.13 | 177.57 | 532.83 | 532.83 | 532.83 | 532.83
H | 0 | 0 | 0 | 0 | 0 | 0
LFG | 0.05 | 0.17 | 0.2 | 0.2 | 0.2 | 0.2
Nuc | 270.85 | 270.85 | 298.59 | 476.35 | 863.49 | 1029.4
PS | 0 | 0 | 0 | 0 | 0 | 0
PV | 0.01 | 0.01 | 0.01 | 0.01 | 0.01 | 0.01
PeakG | 0.04 | 0.26 | 46.54 | 35.12 | 24.49 | 22.43
PeakO | 0 | 0 | 0 | 0 | 0 | 0
ST | 0.03 | 0.06 | 0.07 | 0.07 | 0.07 | 0.07
STOG | 18.8 | 26.04 | 13.25 | 4.99 | 3.39 | 3.89
STWD | 9.77 | 9.96 | 14.89 | 19.11 | 19.2 | 21.45
WT | 0.72 | 0.9 | 1.07 | 1.92 | 2.34 | 2.41
IGCC | 0 | 0 | 0 | 0 | 68.41 | 127.65
DemandResponse | 0 | 0 | 0 | 0 | 0 | 0
IGCC-CCS | 0 | 0 | 0 | 0 | 0 | 0
WT_off | 0 | 0 | 0 | 0 | 0 | 0
PseudoUnit | 0 | 0 | 0 | 0 | 0 | 0
FixedInterchange | 0 | 0 | 0 | 0 | 0 | 0
#9 | Retrofit VOM Costs ($million)
Retrofit VOM Costs by Reporting Type: Entergy
ReportingType | 2015 | 2020 | 2025 | 2030 | 2035 | 2040
BM | 0 | 0 | 0 | 0 | 0 | 0
CC | 0 | 0 | 0 | 0 | 0 | 0
CSP | 0 | 0 | 0 | 0 | 0 | 0
CT | 0 | 0 | 0 | 0 | 0 | 0
Coal | 12.06 | 330.67 | 115.19 | 52.98 | 18 | 40.17
Geo | 0 | 0 | 0 | 0 | 0 | 0
H | 0 | 0 | 0 | 0 | 0 | 0
LFG | 0 | 0 | 0 | 0 | 0 | 0
Nuc | 0 | 0 | 0 | 0 | 0 | 0
PS | 0 | 0 | 0 | 0 | 0 | 0
PV | 0 | 0 | 0 | 0 | 0 | 0
PeakG | 0 | 0 | 0 | 0 | 0 | 0
PeakO | 0 | 0 | 0 | 0 | 0 | 0
ST | 0 | 0 | 0 | 0 | 0 | 0
STOG | 0 | 0 | 0 | 0 | 0 | 0
STWD | 0 | 0 | 0 | 0 | 0 | 0
WT | 0 | 0 | 0 | 0 | 0 | 0
IGCC | 0 | 0 | 0 | 0 | 0 | 0
DemandResponse | 0 | 0 | 0 | 0 | 0 | 0
IGCC-CCS | 0 | 0 | 0 | 0 | 0 | 0
WT_off | 0 | 0 | 0 | 0 | 0 | 0
PseudoUnit | 0 | 0 | 0 | 0 | 0 | 0
FixedInterchange | 0 | 0 | 0 | 0 | 0 | 0
Retrofit VOM Costs by Reporting Type: FRCC
ReportingType | 2015 | 2020 | 2025 | 2030 | 2035 | 2040
BM | 0 | 0 | 0 | 0 | 0 | 0
CC | 0 | 0 | 0 | 0 | 0 | 0
CSP | 0 | 0 | 0 | 0 | 0 | 0
CT | 0 | 0 | 0 | 0 | 0 | 0
Coal | 231.23 | 274.06 | 166.19 | 109.82 | 20.72 | 20.72
Geo | 0 | 0 | 0 | 0 | 0 | 0
H | 0 | 0 | 0 | 0 | 0 | 0
LFG | 0 | 0 | 0 | 0 | 0 | 0
Nuc | 0 | 0 | 0 | 0 | 0 | 0
PS | 0 | 0 | 0 | 0 | 0 | 0
PV | 0 | 0 | 0 | 0 | 0 | 0
PeakG | 0 | 0 | 0 | 0 | 0 | 0
PeakO | 0 | 0 | 0 | 0 | 0 | 0
ST | 0 | 0 | 0 | 0 | 0 | 0
STOG | 0 | 0 | 0 | 0 | 0 | 0
STWD | 0 | 0 | 0 | 0 | 0 | 0
WT | 0 | 0 | 0 | 0 | 0 | 0
IGCC | 0 | 0 | 0 | 0 | 0 | 0
DemandResponse | 0 | 0 | 0 | 0 | 0 | 0
IGCC-CCS | 0 | 0 | 0 | 0 | 0 | 0
WT_off | 0 | 0 | 0 | 0 | 0 | 0
PseudoUnit | 0 | 0 | 0 | 0 | 0 | 0
FixedInterchange | 0 | 0 | 0 | 0 | 0 | 0
Retrofit VOM Costs by Reporting Type: MAPP_US
ReportingType | 2015 | 2020 | 2025 | 2030 | 2035 | 2040
BM | 0 | 0 | 0 | 0 | 0 | 0
CC | 0 | 0 | 0 | 0 | 0 | 0
CSP | 0 | 0 | 0 | 0 | 0 | 0
CT | 0 | 0 | 0 | 0 | 0 | 0
Coal | 81.79 | 90.29 | 48.26 | 20.96 | 8.16 | 18.25
Geo | 0 | 0 | 0 | 0 | 0 | 0
H | 0 | 0 | 0 | 0 | 0 | 0
LFG | 0 | 0 | 0 | 0 | 0 | 0
Nuc | 0 | 0 | 0 | 0 | 0 | 0
PS | 0 | 0 | 0 | 0 | 0 | 0
PV | 0 | 0 | 0 | 0 | 0 | 0
PeakG | 0 | 0 | 0 | 0 | 0 | 0
PeakO | 0 | 0 | 0 | 0 | 0 | 0
ST | 0 | 0 | 0 | 0 | 0 | 0
STOG | 0 | 0 | 0 | 0 | 0 | 0
STWD | 0 | 0 | 0 | 0 | 0 | 0
WT | 0 | 0 | 0 | 0 | 0 | 0
IGCC | 0 | 0 | 0 | 0 | 0 | 0
DemandResponse | 0 | 0 | 0 | 0 | 0 | 0
IGCC-CCS | 0 | 0 | 0 | 0 | 0 | 0
WT_off | 0 | 0 | 0 | 0 | 0 | 0
PseudoUnit | 0 | 0 | 0 | 0 | 0 | 0
FixedInterchange | 0 | 0 | 0 | 0 | 0 | 0
Retrofit VOM Costs by Reporting Type: MISO_IN
ReportingType | 2015 | 2020 | 2025 | 2030 | 2035 | 2040
BM | 0 | 0 | 0 | 0 | 0 | 0
CC | 0 | 0 | 0 | 0 | 0 | 0
CSP | 0 | 0 | 0 | 0 | 0 | 0
CT | 0 | 0 | 0 | 0 | 0 | 0
Coal | 301.39 | 384.15 | 237.94 | 156.48 | 130.4 | 190.22
Geo | 0 | 0 | 0 | 0 | 0 | 0
H | 0 | 0 | 0 | 0 | 0 | 0
LFG | 0 | 0 | 0 | 0 | 0 | 0
Nuc | 0 | 0 | 0 | 0 | 0 | 0
PS | 0 | 0 | 0 | 0 | 0 | 0
PV | 0 | 0 | 0 | 0 | 0 | 0
PeakG | 0 | 0 | 0 | 0 | 0 | 0
PeakO | 0 | 0 | 0 | 0 | 0 | 0
ST | 0 | 0 | 0 | 0 | 0 | 0
STOG | 0 | 0 | 0 | 0 | 0 | 0
STWD | 0 | 0 | 0 | 0 | 0 | 0
WT | 0 | 0 | 0 | 0 | 0 | 0
IGCC | 0 | 0 | 0 | 0 | 0 | 0
DemandResponse | 0 | 0 | 0 | 0 | 0 | 0
IGCC-CCS | 0 | 0 | 0 | 0 | 0 | 0
WT_off | 0 | 0 | 0 | 0 | 0 | 0
PseudoUnit | 0 | 0 | 0 | 0 | 0 | 0
FixedInterchange | 0 | 0 | 0 | 0 | 0 | 0
Retrofit VOM Costs by Reporting Type: MISO_MI
ReportingType | 2015 | 2020 | 2025 | 2030 | 2035 | 2040
BM | 0 | 0 | 0 | 0 | 0 | 0
CC | 0 | 0 | 0 | 0 | 0 | 0
CSP | 0 | 0 | 0 | 0 | 0 | 0
CT | 0 | 0 | 0 | 0 | 0 | 0
Coal | 45.05 | 64.45 | 22.8 | 3.41 | 2.39 | 7.68
Geo | 0 | 0 | 0 | 0 | 0 | 0
H | 0 | 0 | 0 | 0 | 0 | 0
LFG | 0 | 0 | 0 | 0 | 0 | 0
Nuc | 0 | 0 | 0 | 0 | 0 | 0
PS | 0 | 0 | 0 | 0 | 0 | 0
PV | 0 | 0 | 0 | 0 | 0 | 0
PeakG | 0 | 0 | 0 | 0 | 0 | 0
PeakO | 0 | 0 | 0 | 0 | 0 | 0
ST | 0 | 0 | 0 | 0 | 0 | 0
STOG | 0 | 0 | 0 | 0 | 0 | 0
STWD | 0 | 0 | 0 | 0 | 0 | 0
WT | 0 | 0 | 0 | 0 | 0 | 0
IGCC | 0 | 0 | 0 | 0 | 0 | 0
DemandResponse | 0 | 0 | 0 | 0 | 0 | 0
IGCC-CCS | 0 | 0 | 0 | 0 | 0 | 0
WT_off | 0 | 0 | 0 | 0 | 0 | 0
PseudoUnit | 0 | 0 | 0 | 0 | 0 | 0
FixedInterchange | 0 | 0 | 0 | 0 | 0 | 0
Retrofit VOM Costs by Reporting Type: MISO_MO-IL
ReportingType | 2015 | 2020 | 2025 | 2030 | 2035 | 2040
BM | 0 | 0 | 0 | 0 | 0 | 0
CC | 0 | 0 | 0 | 0 | 0 | 0
CSP | 0 | 0 | 0 | 0 | 0 | 0
CT | 0 | 0 | 0 | 0 | 0 | 0
Coal | 120.79 | 387.11 | 140.42 | 81.55 | 54.86 | 92.75
Geo | 0 | 0 | 0 | 0 | 0 | 0
H | 0 | 0 | 0 | 0 | 0 | 0
LFG | 0 | 0 | 0 | 0 | 0 | 0
Nuc | 0 | 0 | 0 | 0 | 0 | 0
PS | 0 | 0 | 0 | 0 | 0 | 0
PV | 0 | 0 | 0 | 0 | 0 | 0
PeakG | 0 | 0 | 0 | 0 | 0 | 0
PeakO | 0 | 0 | 0 | 0 | 0 | 0
ST | 0 | 0 | 0 | 0 | 0 | 0
STOG | 0 | 0 | 0 | 0 | 0 | 0
STWD | 0 | 0 | 0 | 0 | 0 | 0
WT | 0 | 0 | 0 | 0 | 0 | 0
IGCC | 0 | 0 | 0 | 0 | 0 | 0
DemandResponse | 0 | 0 | 0 | 0 | 0 | 0
IGCC-CCS | 0 | 0 | 0 | 0 | 0 | 0
WT_off | 0 | 0 | 0 | 0 | 0 | 0
PseudoUnit | 0 | 0 | 0 | 0 | 0 | 0
FixedInterchange | 0 | 0 | 0 | 0 | 0 | 0
Retrofit VOM Costs by Reporting Type: MISO_W
ReportingType | 2015 | 2020 | 2025 | 2030 | 2035 | 2040
BM | 0 | 0 | 0 | 0 | 0 | 0
CC | 0 | 0 | 0 | 0 | 0 | 0
CSP | 0 | 0 | 0 | 0 | 0 | 0
CT | 0 | 0 | 0 | 0 | 0 | 0
Coal | 144.49 | 414.28 | 256.64 | 171.18 | 68.47 | 125.56
Geo | 0 | 0 | 0 | 0 | 0 | 0
H | 0 | 0 | 0 | 0 | 0 | 0
LFG | 0 | 0 | 0 | 0 | 0 | 0
Nuc | 0 | 0 | 0 | 0 | 0 | 0
PS | 0 | 0 | 0 | 0 | 0 | 0
PV | 0 | 0 | 0 | 0 | 0 | 0
PeakG | 0 | 0 | 0 | 0 | 0 | 0
PeakO | 0 | 0 | 0 | 0 | 0 | 0
ST | 0 | 0 | 0 | 0 | 0 | 0
STOG | 0 | 0 | 0 | 0 | 0 | 0
STWD | 0 | 0 | 0 | 0 | 0 | 0
WT | 0 | 0 | 0 | 0 | 0 | 0
IGCC | 0 | 0 | 0 | 0 | 0 | 0
DemandResponse | 0 | 0 | 0 | 0 | 0 | 0
IGCC-CCS | 0 | 0 | 0 | 0 | 0 | 0
WT_off | 0 | 0 | 0 | 0 | 0 | 0
PseudoUnit | 0 | 0 | 0 | 0 | 0 | 0
FixedInterchange | 0 | 0 | 0 | 0 | 0 | 0
Retrofit VOM Costs by Reporting Type: MISO_WUMS
ReportingType | 2015 | 2020 | 2025 | 2030 | 2035 | 2040
BM | 0 | 0 | 0 | 0 | 0 | 0
CC | 0 | 0 | 0 | 0 | 0 | 0
CSP | 0 | 0 | 0 | 0 | 0 | 0
CT | 0 | 0 | 0 | 0 | 0 | 0
Coal | 100.78 | 140.76 | 51.36 | 36.08 | 40.78 | 56.46
Geo | 0 | 0 | 0 | 0 | 0 | 0
H | 0 | 0 | 0 | 0 | 0 | 0
LFG | 0 | 0 | 0 | 0 | 0 | 0
Nuc | 0 | 0 | 0 | 0 | 0 | 0
PS | 0 | 0 | 0 | 0 | 0 | 0
PV | 0 | 0 | 0 | 0 | 0 | 0
PeakG | 0 | 0 | 0 | 0 | 0 | 0
PeakO | 0 | 0 | 0 | 0 | 0 | 0
ST | 0 | 0 | 0 | 0 | 0 | 0
STOG | 0 | 0 | 0 | 0 | 0 | 0
STWD | 0 | 0 | 0 | 0 | 0 | 0
WT | 0 | 0 | 0 | 0 | 0 | 0
IGCC | 0 | 0 | 0 | 0 | 0 | 0
DemandResponse | 0 | 0 | 0 | 0 | 0 | 0
IGCC-CCS | 0 | 0 | 0 | 0 | 0 | 0
WT_off | 0 | 0 | 0 | 0 | 0 | 0
PseudoUnit | 0 | 0 | 0 | 0 | 0 | 0
FixedInterchange | 0 | 0 | 0 | 0 | 0 | 0
Retrofit VOM Costs by Reporting Type: Nebraska
ReportingType | 2015 | 2020 | 2025 | 2030 | 2035 | 2040
BM | 0 | 0 | 0 | 0 | 0 | 0
CC | 0 | 0 | 0 | 0 | 0 | 0
CSP | 0 | 0 | 0 | 0 | 0 | 0
CT | 0 | 0 | 0 | 0 | 0 | 0
Coal | 16.57 | 135.66 | 128.99 | 47.02 | 27.06 | 39.42
Geo | 0 | 0 | 0 | 0 | 0 | 0
H | 0 | 0 | 0 | 0 | 0 | 0
LFG | 0 | 0 | 0 | 0 | 0 | 0
Nuc | 0 | 0 | 0 | 0 | 0 | 0
PS | 0 | 0 | 0 | 0 | 0 | 0
PV | 0 | 0 | 0 | 0 | 0 | 0
PeakG | 0 | 0 | 0 | 0 | 0 | 0
PeakO | 0 | 0 | 0 | 0 | 0 | 0
ST | 0 | 0 | 0 | 0 | 0 | 0
STOG | 0 | 0 | 0 | 0 | 0 | 0
STWD | 0 | 0 | 0 | 0 | 0 | 0
WT | 0 | 0 | 0 | 0 | 0 | 0
IGCC | 0 | 0 | 0 | 0 | 0 | 0
DemandResponse | 0 | 0 | 0 | 0 | 0 | 0
IGCC-CCS | 0 | 0 | 0 | 0 | 0 | 0
WT_off | 0 | 0 | 0 | 0 | 0 | 0
PseudoUnit | 0 | 0 | 0 | 0 | 0 | 0
FixedInterchange | 0 | 0 | 0 | 0 | 0 | 0
Retrofit VOM Costs by Reporting Type: NEISO
ReportingType | 2015 | 2020 | 2025 | 2030 | 2035 | 2040
BM | 0 | 0 | 0 | 0 | 0 | 0
CC | 0 | 0 | 0 | 0 | 0 | 0
CSP | 0 | 0 | 0 | 0 | 0 | 0
CT | 0 | 0 | 0 | 0 | 0 | 0
Coal | 3.23 | 0 | 0 | 0 | 0 | 0
Geo | 0 | 0 | 0 | 0 | 0 | 0
H | 0 | 0 | 0 | 0 | 0 | 0
LFG | 0 | 0 | 0 | 0 | 0 | 0
Nuc | 0 | 0 | 0 | 0 | 0 | 0
PS | 0 | 0 | 0 | 0 | 0 | 0
PV | 0 | 0 | 0 | 0 | 0 | 0
PeakG | 0 | 0 | 0 | 0 | 0 | 0
PeakO | 0 | 0 | 0 | 0 | 0 | 0
ST | 0 | 0 | 0 | 0 | 0 | 0
STOG | 0 | 0 | 0 | 0 | 0 | 0
STWD | 0 | 0 | 0 | 0 | 0 | 0
WT | 0 | 0 | 0 | 0 | 0 | 0
IGCC | 0 | 0 | 0 | 0 | 0 | 0
DemandResponse | 0 | 0 | 0 | 0 | 0 | 0
IGCC-CCS | 0 | 0 | 0 | 0 | 0 | 0
WT_off | 0 | 0 | 0 | 0 | 0 | 0
PseudoUnit | 0 | 0 | 0 | 0 | 0 | 0
FixedInterchange | 0 | 0 | 0 | 0 | 0 | 0
Retrofit VOM Costs by Reporting Type: NonRTO_Midwest
ReportingType | 2015 | 2020 | 2025 | 2030 | 2035 | 2040
BM | 0 | 0 | 0 | 0 | 0 | 0
CC | 0 | 0 | 0 | 0 | 0 | 0
CSP | 0 | 0 | 0 | 0 | 0 | 0
CT | 0 | 0 | 0 | 0 | 0 | 0
Coal | 228.32 | 282.92 | 235.87 | 224.23 | 90.51 | 91.6
Geo | 0 | 0 | 0 | 0 | 0 | 0
H | 0 | 0 | 0 | 0 | 0 | 0
LFG | 0 | 0 | 0 | 0 | 0 | 0
Nuc | 0 | 0 | 0 | 0 | 0 | 0
PS | 0 | 0 | 0 | 0 | 0 | 0
PV | 0 | 0 | 0 | 0 | 0 | 0
PeakG | 0 | 0 | 0 | 0 | 0 | 0
PeakO | 0 | 0 | 0 | 0 | 0 | 0
ST | 0 | 0 | 0 | 0 | 0 | 0
STOG | 0 | 0 | 0 | 0 | 0 | 0
STWD | 0 | 0 | 0 | 0 | 0 | 0
WT | 0 | 0 | 0 | 0 | 0 | 0
IGCC | 0 | 0 | 0 | 0 | 0 | 0
DemandResponse | 0 | 0 | 0 | 0 | 0 | 0
IGCC-CCS | 0 | 0 | 0 | 0 | 0 | 0
WT_off | 0 | 0 | 0 | 0 | 0 | 0
PseudoUnit | 0 | 0 | 0 | 0 | 0 | 0
FixedInterchange | 0 | 0 | 0 | 0 | 0 | 0
Retrofit VOM Costs by Reporting Type: NYISO_A-F
ReportingType | 2015 | 2020 | 2025 | 2030 | 2035 | 2040
BM | 0 | 0 | 0 | 0 | 0 | 0
CC | 0 | 0 | 0 | 0 | 0 | 0
CSP | 0 | 0 | 0 | 0 | 0 | 0
CT | 0 | 0 | 0 | 0 | 0 | 0
Coal | 0 | 0 | 0 | 0 | 0 | 0
Geo | 0 | 0 | 0 | 0 | 0 | 0
H | 0 | 0 | 0 | 0 | 0 | 0
LFG | 0 | 0 | 0 | 0 | 0 | 0
Nuc | 0 | 0 | 0 | 0 | 0 | 0
PS | 0 | 0 | 0 | 0 | 0 | 0
PV | 0 | 0 | 0 | 0 | 0 | 0
PeakG | 0 | 0 | 0 | 0 | 0 | 0
PeakO | 0 | 0 | 0 | 0 | 0 | 0
ST | 0 | 0 | 0 | 0 | 0 | 0
STOG | 0 | 0 | 0 | 0 | 0 | 0
STWD | 0 | 0 | 0 | 0 | 0 | 0
WT | 0 | 0 | 0 | 0 | 0 | 0
IGCC | 0 | 0 | 0 | 0 | 0 | 0
DemandResponse | 0 | 0 | 0 | 0 | 0 | 0
IGCC-CCS | 0 | 0 | 0 | 0 | 0 | 0
WT_off | 0 | 0 | 0 | 0 | 0 | 0
PseudoUnit | 0 | 0 | 0 | 0 | 0 | 0
FixedInterchange | 0 | 0 | 0 | 0 | 0 | 0
Retrofit VOM Costs by Reporting Type: NYISO_G-I
ReportingType | 2015 | 2020 | 2025 | 2030 | 2035 | 2040
BM | 0 | 0 | 0 | 0 | 0 | 0
CC | 0 | 0 | 0 | 0 | 0 | 0
CSP | 0 | 0 | 0 | 0 | 0 | 0
CT | 0 | 0 | 0 | 0 | 0 | 0
Coal | 0 | 0 | 0 | 0 | 0 | 0
Geo | 0 | 0 | 0 | 0 | 0 | 0
H | 0 | 0 | 0 | 0 | 0 | 0
LFG | 0 | 0 | 0 | 0 | 0 | 0
Nuc | 0 | 0 | 0 | 0 | 0 | 0
PS | 0 | 0 | 0 | 0 | 0 | 0
PV | 0 | 0 | 0 | 0 | 0 | 0
PeakG | 0 | 0 | 0 | 0 | 0 | 0
PeakO | 0 | 0 | 0 | 0 | 0 | 0
ST | 0 | 0 | 0 | 0 | 0 | 0
STOG | 0 | 0 | 0 | 0 | 0 | 0
STWD | 0 | 0 | 0 | 0 | 0 | 0
WT | 0 | 0 | 0 | 0 | 0 | 0
IGCC | 0 | 0 | 0 | 0 | 0 | 0
DemandResponse | 0 | 0 | 0 | 0 | 0 | 0
IGCC-CCS | 0 | 0 | 0 | 0 | 0 | 0
WT_off | 0 | 0 | 0 | 0 | 0 | 0
PseudoUnit | 0 | 0 | 0 | 0 | 0 | 0
FixedInterchange | 0 | 0 | 0 | 0 | 0 | 0
Retrofit VOM Costs by Reporting Type: NYISO_J-K
ReportingType | 2015 | 2020 | 2025 | 2030 | 2035 | 2040
BM | 0 | 0 | 0 | 0 | 0 | 0
CC | 0 | 0 | 0 | 0 | 0 | 0
CSP | 0 | 0 | 0 | 0 | 0 | 0
CT | 0 | 0 | 0 | 0 | 0 | 0
Coal | 0 | 0 | 0 | 0 | 0 | 0
Geo | 0 | 0 | 0 | 0 | 0 | 0
H | 0 | 0 | 0 | 0 | 0 | 0
LFG | 0 | 0 | 0 | 0 | 0 | 0
Nuc | 0 | 0 | 0 | 0 | 0 | 0
PS | 0 | 0 | 0 | 0 | 0 | 0
PV | 0 | 0 | 0 | 0 | 0 | 0
PeakG | 0 | 0 | 0 | 0 | 0 | 0
PeakO | 0 | 0 | 0 | 0 | 0 | 0
ST | 0 | 0 | 0 | 0 | 0 | 0
STOG | 0 | 0 | 0 | 0 | 0 | 0
STWD | 0 | 0 | 0 | 0 | 0 | 0
WT | 0 | 0 | 0 | 0 | 0 | 0
IGCC | 0 | 0 | 0 | 0 | 0 | 0
DemandResponse | 0 | 0 | 0 | 0 | 0 | 0
IGCC-CCS | 0 | 0 | 0 | 0 | 0 | 0
WT_off | 0 | 0 | 0 | 0 | 0 | 0
PseudoUnit | 0 | 0 | 0 | 0 | 0 | 0
FixedInterchange | 0 | 0 | 0 | 0 | 0 | 0
Retrofit VOM Costs by Reporting Type: PJM_E
ReportingType | 2015 | 2020 | 2025 | 2030 | 2035 | 2040
BM | 0 | 0 | 0 | 0 | 0 | 0
CC | 0 | 0 | 0 | 0 | 0 | 0
CSP | 0 | 0 | 0 | 0 | 0 | 0
CT | 0 | 0 | 0 | 0 | 0 | 0
Coal | 1.96 | 6.68 | 0 | 0 | 0 | 0
Geo | 0 | 0 | 0 | 0 | 0 | 0
H | 0 | 0 | 0 | 0 | 0 | 0
LFG | 0 | 0 | 0 | 0 | 0 | 0
Nuc | 0 | 0 | 0 | 0 | 0 | 0
PS | 0 | 0 | 0 | 0 | 0 | 0
PV | 0 | 0 | 0 | 0 | 0 | 0
PeakG | 0 | 0 | 0 | 0 | 0 | 0
PeakO | 0 | 0 | 0 | 0 | 0 | 0
ST | 0 | 0 | 0 | 0 | 0 | 0
STOG | 0 | 0 | 0 | 0 | 0 | 0
STWD | 0 | 0 | 0 | 0 | 0 | 0
WT | 0 | 0 | 0 | 0 | 0 | 0
IGCC | 0 | 0 | 0 | 0 | 0 | 0
DemandResponse | 0 | 0 | 0 | 0 | 0 | 0
IGCC-CCS | 0 | 0 | 0 | 0 | 0 | 0
WT_off | 0 | 0 | 0 | 0 | 0 | 0
PseudoUnit | 0 | 0 | 0 | 0 | 0 | 0
FixedInterchange | 0 | 0 | 0 | 0 | 0 | 0
Retrofit VOM Costs by Reporting Type: PJM_ROM
ReportingType | 2015 | 2020 | 2025 | 2030 | 2035 | 2040
BM | 0 | 0 | 0 | 0 | 0 | 0
CC | 0 | 0 | 0 | 0 | 0 | 0
CSP | 0 | 0 | 0 | 0 | 0 | 0
CT | 0 | 0 | 0 | 0 | 0 | 0
Coal | 195.59 | 207.88 | 22.32 | 13.77 | 11.64 | 14.04
Geo | 0 | 0 | 0 | 0 | 0 | 0
H | 0 | 0 | 0 | 0 | 0 | 0
LFG | 0 | 0 | 0 | 0 | 0 | 0
Nuc | 0 | 0 | 0 | 0 | 0 | 0
PS | 0 | 0 | 0 | 0 | 0 | 0
PV | 0 | 0 | 0 | 0 | 0 | 0
PeakG | 0 | 0 | 0 | 0 | 0 | 0
PeakO | 0 | 0 | 0 | 0 | 0 | 0
ST | 0 | 0 | 0 | 0 | 0 | 0
STOG | 0 | 0 | 0 | 0 | 0 | 0
STWD | 0 | 0 | 0 | 0 | 0 | 0
WT | 0 | 0 | 0 | 0 | 0 | 0
IGCC | 0 | 0 | 0 | 0 | 0 | 0
DemandResponse | 0 | 0 | 0 | 0 | 0 | 0
IGCC-CCS | 0 | 0 | 0 | 0 | 0 | 0
WT_off | 0 | 0 | 0 | 0 | 0 | 0
PseudoUnit | 0 | 0 | 0 | 0 | 0 | 0
FixedInterchange | 0 | 0 | 0 | 0 | 0 | 0
Retrofit VOM Costs by Reporting Type: PJM_ROR
ReportingType | 2015 | 2020 | 2025 | 2030 | 2035 | 2040
BM | 0 | 0 | 0 | 0 | 0 | 0
CC | 0 | 0 | 0 | 0 | 0 | 0
CSP | 0 | 0 | 0 | 0 | 0 | 0
CT | 0 | 0 | 0 | 0 | 0 | 0
Coal | 949.71 | 999.77 | 484.98 | 360.13 | 253.44 | 380.84
Geo | 0 | 0 | 0 | 0 | 0 | 0
H | 0 | 0 | 0 | 0 | 0 | 0
LFG | 0 | 0 | 0 | 0 | 0 | 0
Nuc | 0 | 0 | 0 | 0 | 0 | 0
PS | 0 | 0 | 0 | 0 | 0 | 0
PV | 0 | 0 | 0 | 0 | 0 | 0
PeakG | 0 | 0 | 0 | 0 | 0 | 0
PeakO | 0 | 0 | 0 | 0 | 0 | 0
ST | 0 | 0 | 0 | 0 | 0 | 0
STOG | 0 | 0 | 0 | 0 | 0 | 0
STWD | 0 | 0 | 0 | 0 | 0 | 0
WT | 0 | 0 | 0 | 0 | 0 | 0
IGCC | 0 | 0 | 0 | 0 | 0 | 0
DemandResponse | 0 | 0 | 0 | 0 | 0 | 0
IGCC-CCS | 0 | 0 | 0 | 0 | 0 | 0
WT_off | 0 | 0 | 0 | 0 | 0 | 0
PseudoUnit | 0 | 0 | 0 | 0 | 0 | 0
FixedInterchange | 0 | 0 | 0 | 0 | 0 | 0
Retrofit VOM Costs by Reporting Type: SOCO
ReportingType | 2015 | 2020 | 2025 | 2030 | 2035 | 2040
BM | 0 | 0 | 0 | 0 | 0 | 0
CC | 0 | 0 | 0 | 0 | 0 | 0
CSP | 0 | 0 | 0 | 0 | 0 | 0
CT | 0 | 0 | 0 | 0 | 0 | 0
Coal | 320.38 | 456.07 | 291.83 | 242.45 | 69.65 | 63.32
Geo | 0 | 0 | 0 | 0 | 0 | 0
H | 0 | 0 | 0 | 0 | 0 | 0
LFG | 0 | 0 | 0 | 0 | 0 | 0
Nuc | 0 | 0 | 0 | 0 | 0 | 0
PS | 0 | 0 | 0 | 0 | 0 | 0
PV | 0 | 0 | 0 | 0 | 0 | 0
PeakG | 0 | 0 | 0 | 0 | 0 | 0
PeakO | 0 | 0 | 0 | 0 | 0 | 0
ST | 0 | 0 | 0 | 0 | 0 | 0
STOG | 0 | 0 | 0 | 0 | 0 | 0
STWD | 0 | 0 | 0 | 0 | 0 | 0
WT | 0 | 0 | 0 | 0 | 0 | 0
IGCC | 0 | 0 | 0 | 0 | 0 | 0
DemandResponse | 0 | 0 | 0 | 0 | 0 | 0
IGCC-CCS | 0 | 0 | 0 | 0 | 0 | 0
WT_off | 0 | 0 | 0 | 0 | 0 | 0
PseudoUnit | 0 | 0 | 0 | 0 | 0 | 0
FixedInterchange | 0 | 0 | 0 | 0 | 0 | 0
Retrofit VOM Costs by Reporting Type: SPP_N
ReportingType | 2015 | 2020 | 2025 | 2030 | 2035 | 2040
BM | 0 | 0 | 0 | 0 | 0 | 0
CC | 0 | 0 | 0 | 0 | 0 | 0
CSP | 0 | 0 | 0 | 0 | 0 | 0
CT | 0 | 0 | 0 | 0 | 0 | 0
Coal | 173.17 | 306.57 | 246.19 | 56.09 | 15.52 | 50.74
Geo | 0 | 0 | 0 | 0 | 0 | 0
H | 0 | 0 | 0 | 0 | 0 | 0
LFG | 0 | 0 | 0 | 0 | 0 | 0
Nuc | 0 | 0 | 0 | 0 | 0 | 0
PS | 0 | 0 | 0 | 0 | 0 | 0
PV | 0 | 0 | 0 | 0 | 0 | 0
PeakG | 0 | 0 | 0 | 0 | 0 | 0
PeakO | 0 | 0 | 0 | 0 | 0 | 0
ST | 0 | 0 | 0 | 0 | 0 | 0
STOG | 0 | 0 | 0 | 0 | 0 | 0
STWD | 0 | 0 | 0 | 0 | 0 | 0
WT | 0 | 0 | 0 | 0 | 0 | 0
IGCC | 0 | 0 | 0 | 0 | 0 | 0
DemandResponse | 0 | 0 | 0 | 0 | 0 | 0
IGCC-CCS | 0 | 0 | 0 | 0 | 0 | 0
WT_off | 0 | 0 | 0 | 0 | 0 | 0
PseudoUnit | 0 | 0 | 0 | 0 | 0 | 0
FixedInterchange | 0 | 0 | 0 | 0 | 0 | 0
Retrofit VOM Costs by Reporting Type: SPP_S
ReportingType | 2015 | 2020 | 2025 | 2030 | 2035 | 2040
BM | 0 | 0 | 0 | 0 | 0 | 0
CC | 0 | 0 | 0 | 0 | 0 | 0
CSP | 0 | 0 | 0 | 0 | 0 | 0
CT | 0 | 0 | 0 | 0 | 0 | 0
Coal | 77.79 | 710.17 | 372.52 | 20.56 | 11.84 | 20
Geo | 0 | 0 | 0 | 0 | 0 | 0
H | 0 | 0 | 0 | 0 | 0 | 0
LFG | 0 | 0 | 0 | 0 | 0 | 0
Nuc | 0 | 0 | 0 | 0 | 0 | 0
PS | 0 | 0 | 0 | 0 | 0 | 0
PV | 0 | 0 | 0 | 0 | 0 | 0
PeakG | 0 | 0 | 0 | 0 | 0 | 0
PeakO | 0 | 0 | 0 | 0 | 0 | 0
ST | 0 | 0 | 0 | 0 | 0 | 0
STOG | 0 | 0 | 0 | 0 | 0 | 0
STWD | 0 | 0 | 0 | 0 | 0 | 0
WT | 0 | 0 | 0 | 0 | 0 | 0
IGCC | 0 | 0 | 0 | 0 | 0 | 0
DemandResponse | 0 | 0 | 0 | 0 | 0 | 0
IGCC-CCS | 0 | 0 | 0 | 0 | 0 | 0
WT_off | 0 | 0 | 0 | 0 | 0 | 0
PseudoUnit | 0 | 0 | 0 | 0 | 0 | 0
FixedInterchange | 0 | 0 | 0 | 0 | 0 | 0
Retrofit VOM Costs by Reporting Type: TVA
ReportingType | 2015 | 2020 | 2025 | 2030 | 2035 | 2040
BM | 0 | 0 | 0 | 0 | 0 | 0
CC | 0 | 0 | 0 | 0 | 0 | 0
CSP | 0 | 0 | 0 | 0 | 0 | 0
CT | 0 | 0 | 0 | 0 | 0 | 0
Coal | 204.63 | 247.18 | 162.69 | 109.46 | 2.5 | 2.61
Geo | 0 | 0 | 0 | 0 | 0 | 0
H | 0 | 0 | 0 | 0 | 0 | 0
LFG | 0 | 0 | 0 | 0 | 0 | 0
Nuc | 0 | 0 | 0 | 0 | 0 | 0
PS | 0 | 0 | 0 | 0 | 0 | 0
PV | 0 | 0 | 0 | 0 | 0 | 0
PeakG | 0 | 0 | 0 | 0 | 0 | 0
PeakO | 0 | 0 | 0 | 0 | 0 | 0
ST | 0 | 0 | 0 | 0 | 0 | 0
STOG | 0 | 0 | 0 | 0 | 0 | 0
STWD | 0 | 0 | 0 | 0 | 0 | 0
WT | 0 | 0 | 0 | 0 | 0 | 0
IGCC | 0 | 0 | 0 | 0 | 0 | 0
DemandResponse | 0 | 0 | 0 | 0 | 0 | 0
IGCC-CCS | 0 | 0 | 0 | 0 | 0 | 0
WT_off | 0 | 0 | 0 | 0 | 0 | 0
PseudoUnit | 0 | 0 | 0 | 0 | 0 | 0
FixedInterchange | 0 | 0 | 0 | 0 | 0 | 0
Retrofit VOM Costs by Reporting Type: TVA_Transmission
ReportingType | 2015 | 2020 | 2025 | 2030 | 2035 | 2040
BM | 0 | 0 | 0 | 0 | 0 | 0
CC | 0 | 0 | 0 | 0 | 0 | 0
CSP | 0 | 0 | 0 | 0 | 0 | 0
CT | 0 | 0 | 0 | 0 | 0 | 0
Coal | 0 | 0 | 0 | 0 | 0 | 0
Geo | 0 | 0 | 0 | 0 | 0 | 0
H | 0 | 0 | 0 | 0 | 0 | 0
LFG | 0 | 0 | 0 | 0 | 0 | 0
Nuc | 0 | 0 | 0 | 0 | 0 | 0
PS | 0 | 0 | 0 | 0 | 0 | 0
PV | 0 | 0 | 0 | 0 | 0 | 0
PeakG | 0 | 0 | 0 | 0 | 0 | 0
PeakO | 0 | 0 | 0 | 0 | 0 | 0
ST | 0 | 0 | 0 | 0 | 0 | 0
STOG | 0 | 0 | 0 | 0 | 0 | 0
STWD | 0 | 0 | 0 | 0 | 0 | 0
WT | 0 | 0 | 0 | 0 | 0 | 0
IGCC | 0 | 0 | 0 | 0 | 0 | 0
DemandResponse | 0 | 0 | 0 | 0 | 0 | 0
IGCC-CCS | 0 | 0 | 0 | 0 | 0 | 0
WT_off | 0 | 0 | 0 | 0 | 0 | 0
PseudoUnit | 0 | 0 | 0 | 0 | 0 | 0
FixedInterchange | 0 | 0 | 0 | 0 | 0 | 0
Retrofit VOM Costs by Reporting Type: VACAR
ReportingType | 2015 | 2020 | 2025 | 2030 | 2035 | 2040
BM | 0 | 0 | 0 | 0 | 0 | 0
CC | 0 | 0 | 0 | 0 | 0 | 0
CSP | 0 | 0 | 0 | 0 | 0 | 0
CT | 0 | 0 | 0 | 0 | 0 | 0
Coal | 391.19 | 426.43 | 192.78 | 92.53 | 31.88 | 31.88
Geo | 0 | 0 | 0 | 0 | 0 | 0
H | 0 | 0 | 0 | 0 | 0 | 0
LFG | 0 | 0 | 0 | 0 | 0 | 0
Nuc | 0 | 0 | 0 | 0 | 0 | 0
PS | 0 | 0 | 0 | 0 | 0 | 0
PV | 0 | 0 | 0 | 0 | 0 | 0
PeakG | 0 | 0 | 0 | 0 | 0 | 0
PeakO | 0 | 0 | 0 | 0 | 0 | 0
ST | 0 | 0 | 0 | 0 | 0 | 0
STOG | 0 | 0 | 0 | 0 | 0 | 0
STWD | 0 | 0 | 0 | 0 | 0 | 0
WT | 0 | 0 | 0 | 0 | 0 | 0
IGCC | 0 | 0 | 0 | 0 | 0 | 0
DemandResponse | 0 | 0 | 0 | 0 | 0 | 0
IGCC-CCS | 0 | 0 | 0 | 0 | 0 | 0
WT_off | 0 | 0 | 0 | 0 | 0 | 0
PseudoUnit | 0 | 0 | 0 | 0 | 0 | 0
FixedInterchange | 0 | 0 | 0 | 0 | 0 | 0
Retrofit VOM Costs by Reporting Type: IESO
ReportingType | 2015 | 2020 | 2025 | 2030 | 2035 | 2040
BM | 0 | 0 | 0 | 0 | 0 | 0
CC | 0 | 0 | 0 | 0 | 0 | 0
CSP | 0 | 0 | 0 | 0 | 0 | 0
CT | 0 | 0 | 0 | 0 | 0 | 0
Coal | 0 | 0 | 0 | 0 | 0 | 0
Geo | 0 | 0 | 0 | 0 | 0 | 0
H | 0 | 0 | 0 | 0 | 0 | 0
LFG | 0 | 0 | 0 | 0 | 0 | 0
Nuc | 0 | 0 | 0 | 0 | 0 | 0
PS | 0 | 0 | 0 | 0 | 0 | 0
PV | 0 | 0 | 0 | 0 | 0 | 0
PeakG | 0 | 0 | 0 | 0 | 0 | 0
PeakO | 0 | 0 | 0 | 0 | 0 | 0
ST | 0 | 0 | 0 | 0 | 0 | 0
STOG | 0 | 0 | 0 | 0 | 0 | 0
STWD | 0 | 0 | 0 | 0 | 0 | 0
WT | 0 | 0 | 0 | 0 | 0 | 0
IGCC | 0 | 0 | 0 | 0 | 0 | 0
DemandResponse | 0 | 0 | 0 | 0 | 0 | 0
IGCC-CCS | 0 | 0 | 0 | 0 | 0 | 0
WT_off | 0 | 0 | 0 | 0 | 0 | 0
PseudoUnit | 0 | 0 | 0 | 0 | 0 | 0
FixedInterchange | 0 | 0 | 0 | 0 | 0 | 0
Retrofit VOM Costs by Reporting Type: MAPP_CA
ReportingType | 2015 | 2020 | 2025 | 2030 | 2035 | 2040
BM | 0 | 0 | 0 | 0 | 0 | 0
CC | 0 | 0 | 0 | 0 | 0 | 0
CSP | 0 | 0 | 0 | 0 | 0 | 0
CT | 0 | 0 | 0 | 0 | 0 | 0
Coal | 0 | 0 | 0 | 0 | 0 | 0
Geo | 0 | 0 | 0 | 0 | 0 | 0
H | 0 | 0 | 0 | 0 | 0 | 0
LFG | 0 | 0 | 0 | 0 | 0 | 0
Nuc | 0 | 0 | 0 | 0 | 0 | 0
PS | 0 | 0 | 0 | 0 | 0 | 0
PV | 0 | 0 | 0 | 0 | 0 | 0
PeakG | 0 | 0 | 0 | 0 | 0 | 0
PeakO | 0 | 0 | 0 | 0 | 0 | 0
ST | 0 | 0 | 0 | 0 | 0 | 0
STOG | 0 | 0 | 0 | 0 | 0 | 0
STWD | 0 | 0 | 0 | 0 | 0 | 0
WT | 0 | 0 | 0 | 0 | 0 | 0
IGCC | 0 | 0 | 0 | 0 | 0 | 0
DemandResponse | 0 | 0 | 0 | 0 | 0 | 0
IGCC-CCS | 0 | 0 | 0 | 0 | 0 | 0
WT_off | 0 | 0 | 0 | 0 | 0 | 0
PseudoUnit | 0 | 0 | 0 | 0 | 0 | 0
FixedInterchange | 0 | 0 | 0 | 0 | 0 | 0
Retrofit VOM Costs by Reporting Type: AZ_NM_SNV_Coal
ReportingType | 2015 | 2020 | 2025 | 2030 | 2035 | 2040
BM | 0 | 0 | 0 | 0 | 0 | 0
CC | 0 | 0 | 0 | 0 | 0 | 0
CSP | 0 | 0 | 0 | 0 | 0 | 0
CT | 0 | 0 | 0 | 0 | 0 | 0
Coal | 348.88 | 394.07 | 349.33 | 237.31 | 147.09 | 189.5
Geo | 0 | 0 | 0 | 0 | 0 | 0
H | 0 | 0 | 0 | 0 | 0 | 0
LFG | 0 | 0 | 0 | 0 | 0 | 0
Nuc | 0 | 0 | 0 | 0 | 0 | 0
PS | 0 | 0 | 0 | 0 | 0 | 0
PV | 0 | 0 | 0 | 0 | 0 | 0
PeakG | 0 | 0 | 0 | 0 | 0 | 0
PeakO | 0 | 0 | 0 | 0 | 0 | 0
ST | 0 | 0 | 0 | 0 | 0 | 0
STOG | 0 | 0 | 0 | 0 | 0 | 0
STWD | 0 | 0 | 0 | 0 | 0 | 0
WT | 0 | 0 | 0 | 0 | 0 | 0
IGCC | 0 | 0 | 0 | 0 | 0 | 0
DemandResponse | 0 | 0 | 0 | 0 | 0 | 0
IGCC-CCS | 0 | 0 | 0 | 0 | 0 | 0
WT_off | 0 | 0 | 0 | 0 | 0 | 0
PseudoUnit | 0 | 0 | 0 | 0 | 0 | 0
FixedInterchange | 0 | 0 | 0 | 0 | 0 | 0
Retrofit VOM Costs by Reporting Type: AZ_NM_SNV_Gas
ReportingType | 2015 | 2020 | 2025 | 2030 | 2035 | 2040
BM | 0 | 0 | 0 | 0 | 0 | 0
CC | 0 | 0 | 0 | 0 | 0 | 0
CSP | 0 | 0 | 0 | 0 | 0 | 0
CT | 0 | 0 | 0 | 0 | 0 | 0
Coal | 0 | 0 | 0 | 0 | 0 | 0
Geo | 0 | 0 | 0 | 0 | 0 | 0
H | 0 | 0 | 0 | 0 | 0 | 0
LFG | 0 | 0 | 0 | 0 | 0 | 0
Nuc | 0 | 0 | 0 | 0 | 0 | 0
PS | 0 | 0 | 0 | 0 | 0 | 0
PV | 0 | 0 | 0 | 0 | 0 | 0
PeakG | 0 | 0 | 0 | 0 | 0 | 0
PeakO | 0 | 0 | 0 | 0 | 0 | 0
ST | 0 | 0 | 0 | 0 | 0 | 0
STOG | 0 | 0 | 0 | 0 | 0 | 0
STWD | 0 | 0 | 0 | 0 | 0 | 0
WT | 0 | 0 | 0 | 0 | 0 | 0
IGCC | 0 | 0 | 0 | 0 | 0 | 0
DemandResponse | 0 | 0 | 0 | 0 | 0 | 0
IGCC-CCS | 0 | 0 | 0 | 0 | 0 | 0
WT_off | 0 | 0 | 0 | 0 | 0 | 0
PseudoUnit | 0 | 0 | 0 | 0 | 0 | 0
FixedInterchange | 0 | 0 | 0 | 0 | 0 | 0
Retrofit VOM Costs by Reporting Type: AZ_NM_SNV_NucRenew
ReportingType | 2015 | 2020 | 2025 | 2030 | 2035 | 2040
BM | 0 | 0 | 0 | 0 | 0 | 0
CC | 0 | 0 | 0 | 0 | 0 | 0
CSP | 0 | 0 | 0 | 0 | 0 | 0
CT | 0 | 0 | 0 | 0 | 0 | 0
Coal | 0 | 0 | 0 | 0 | 0 | 0
Geo | 0 | 0 | 0 | 0 | 0 | 0
H | 0 | 0 | 0 | 0 | 0 | 0
LFG | 0 | 0 | 0 | 0 | 0 | 0
Nuc | 0 | 0 | 0 | 0 | 0 | 0
PS | 0 | 0 | 0 | 0 | 0 | 0
PV | 0 | 0 | 0 | 0 | 0 | 0
PeakG | 0 | 0 | 0 | 0 | 0 | 0
PeakO | 0 | 0 | 0 | 0 | 0 | 0
ST | 0 | 0 | 0 | 0 | 0 | 0
STOG | 0 | 0 | 0 | 0 | 0 | 0
STWD | 0 | 0 | 0 | 0 | 0 | 0
WT | 0 | 0 | 0 | 0 | 0 | 0
IGCC | 0 | 0 | 0 | 0 | 0 | 0
DemandResponse | 0 | 0 | 0 | 0 | 0 | 0
IGCC-CCS | 0 | 0 | 0 | 0 | 0 | 0
WT_off | 0 | 0 | 0 | 0 | 0 | 0
PseudoUnit | 0 | 0 | 0 | 0 | 0 | 0
FixedInterchange | 0 | 0 | 0 | 0 | 0 | 0
Retrofit VOM Costs by Reporting Type: ERCOT
ReportingType | 2015 | 2020 | 2025 | 2030 | 2035 | 2040
BM | 0 | 0 | 0 | 0 | 0 | 0
CC | 0 | 0 | 0 | 0 | 0 | 0
CSP | 0 | 0 | 0 | 0 | 0 | 0
CT | 0 | 0 | 0 | 0 | 0 | 0
Coal | 267.74 | 340.1 | 130.09 | 92.76 | 45.12 | 46.63
Geo | 0 | 0 | 0 | 0 | 0 | 0
H | 0 | 0 | 0 | 0 | 0 | 0
LFG | 0 | 0 | 0 | 0 | 0 | 0
Nuc | 0 | 0 | 0 | 0 | 0 | 0
PS | 0 | 0 | 0 | 0 | 0 | 0
PV | 0 | 0 | 0 | 0 | 0 | 0
PeakG | 0 | 0 | 0 | 0 | 0 | 0
PeakO | 0 | 0 | 0 | 0 | 0 | 0
ST | 0 | 0 | 0 | 0 | 0 | 0
STOG | 0 | 0 | 0 | 0 | 0 | 0
STWD | 0 | 0 | 0 | 0 | 0 | 0
WT | 0 | 0 | 0 | 0 | 0 | 0
IGCC | 0 | 0 | 0 | 0 | 0 | 0
DemandResponse | 0 | 0 | 0 | 0 | 0 | 0
IGCC-CCS | 0 | 0 | 0 | 0 | 0 | 0
WT_off | 0 | 0 | 0 | 0 | 0 | 0
PseudoUnit | 0 | 0 | 0 | 0 | 0 | 0
FixedInterchange | 0 | 0 | 0 | 0 | 0 | 0
Retrofit VOM Costs by Reporting Type: NP15
ReportingType | 2015 | 2020 | 2025 | 2030 | 2035 | 2040
BM | 0 | 0 | 0 | 0 | 0 | 0
CC | 0 | 0 | 0 | 0 | 0 | 0
CSP | 0 | 0 | 0 | 0 | 0 | 0
CT | 0 | 0 | 0 | 0 | 0 | 0
Coal | 1.46 | 1.59 | 1.59 | 0 | 0 | 0
Geo | 0 | 0 | 0 | 0 | 0 | 0
H | 0 | 0 | 0 | 0 | 0 | 0
LFG | 0 | 0 | 0 | 0 | 0 | 0
Nuc | 0 | 0 | 0 | 0 | 0 | 0
PS | 0 | 0 | 0 | 0 | 0 | 0
PV | 0 | 0 | 0 | 0 | 0 | 0
PeakG | 0 | 0 | 0 | 0 | 0 | 0
PeakO | 0 | 0 | 0 | 0 | 0 | 0
ST | 0 | 0 | 0 | 0 | 0 | 0
STOG | 0 | 0 | 0 | 0 | 0 | 0
STWD | 0 | 0 | 0 | 0 | 0 | 0
WT | 0 | 0 | 0 | 0 | 0 | 0
IGCC | 0 | 0 | 0 | 0 | 0 | 0
DemandResponse | 0 | 0 | 0 | 0 | 0 | 0
IGCC-CCS | 0 | 0 | 0 | 0 | 0 | 0
WT_off | 0 | 0 | 0 | 0 | 0 | 0
PseudoUnit | 0 | 0 | 0 | 0 | 0 | 0
FixedInterchange | 0 | 0 | 0 | 0 | 0 | 0
Retrofit VOM Costs by Reporting Type: NWPP_Coal
ReportingType | 2015 | 2020 | 2025 | 2030 | 2035 | 2040
BM | 0 | 0 | 0 | 0 | 0 | 0
CC | 0 | 0 | 0 | 0 | 0 | 0
CSP | 0 | 0 | 0 | 0 | 0 | 0
CT | 0 | 0 | 0 | 0 | 0 | 0
Coal | 514.07 | 667.89 | 668.2 | 567.51 | 321.42 | 356.58
Geo | 0 | 0 | 0 | 0 | 0 | 0
H | 0 | 0 | 0 | 0 | 0 | 0
LFG | 0 | 0 | 0 | 0 | 0 | 0
Nuc | 0 | 0 | 0 | 0 | 0 | 0
PS | 0 | 0 | 0 | 0 | 0 | 0
PV | 0 | 0 | 0 | 0 | 0 | 0
PeakG | 0 | 0 | 0 | 0 | 0 | 0
PeakO | 0 | 0 | 0 | 0 | 0 | 0
ST | 0 | 0 | 0 | 0 | 0 | 0
STOG | 0 | 0 | 0 | 0 | 0 | 0
STWD | 0 | 0 | 0 | 0 | 0 | 0
WT | 0 | 0 | 0 | 0 | 0 | 0
IGCC | 0 | 0 | 0 | 0 | 0 | 0
DemandResponse | 0 | 0 | 0 | 0 | 0 | 0
IGCC-CCS | 0 | 0 | 0 | 0 | 0 | 0
WT_off | 0 | 0 | 0 | 0 | 0 | 0
PseudoUnit | 0 | 0 | 0 | 0 | 0 | 0
FixedInterchange | 0 | 0 | 0 | 0 | 0 | 0
Retrofit VOM Costs by Reporting Type: NWPP_Gas
ReportingType | 2015 | 2020 | 2025 | 2030 | 2035 | 2040
BM | 0 | 0 | 0 | 0 | 0 | 0
CC | 0 | 0 | 0 | 0 | 0 | 0
CSP | 0 | 0 | 0 | 0 | 0 | 0
CT | 0 | 0 | 0 | 0 | 0 | 0
Coal | 0 | 0 | 0 | 0 | 0 | 0
Geo | 0 | 0 | 0 | 0 | 0 | 0
H | 0 | 0 | 0 | 0 | 0 | 0
LFG | 0 | 0 | 0 | 0 | 0 | 0
Nuc | 0 | 0 | 0 | 0 | 0 | 0
PS | 0 | 0 | 0 | 0 | 0 | 0
PV | 0 | 0 | 0 | 0 | 0 | 0
PeakG | 0 | 0 | 0 | 0 | 0 | 0
PeakO | 0 | 0 | 0 | 0 | 0 | 0
ST | 0 | 0 | 0 | 0 | 0 | 0
STOG | 0 | 0 | 0 | 0 | 0 | 0
STWD | 0 | 0 | 0 | 0 | 0 | 0
WT | 0 | 0 | 0 | 0 | 0 | 0
IGCC | 0 | 0 | 0 | 0 | 0 | 0
DemandResponse | 0 | 0 | 0 | 0 | 0 | 0
IGCC-CCS | 0 | 0 | 0 | 0 | 0 | 0
WT_off | 0 | 0 | 0 | 0 | 0 | 0
PseudoUnit | 0 | 0 | 0 | 0 | 0 | 0
FixedInterchange | 0 | 0 | 0 | 0 | 0 | 0
Retrofit VOM Costs by Reporting Type: NWPP_NucRenew
ReportingType | 2015 | 2020 | 2025 | 2030 | 2035 | 2040
BM | 0 | 0 | 0 | 0 | 0 | 0
CC | 0 | 0 | 0 | 0 | 0 | 0
CSP | 0 | 0 | 0 | 0 | 0 | 0
CT | 0 | 0 | 0 | 0 | 0 | 0
Coal | 0 | 0 | 0 | 0 | 0 | 0
Geo | 0 | 0 | 0 | 0 | 0 | 0
H | 0 | 0 | 0 | 0 | 0 | 0
LFG | 0 | 0 | 0 | 0 | 0 | 0
Nuc | 0 | 0 | 0 | 0 | 0 | 0
PS | 0 | 0 | 0 | 0 | 0 | 0
PV | 0 | 0 | 0 | 0 | 0 | 0
PeakG | 0 | 0 | 0 | 0 | 0 | 0
PeakO | 0 | 0 | 0 | 0 | 0 | 0
ST | 0 | 0 | 0 | 0 | 0 | 0
STOG | 0 | 0 | 0 | 0 | 0 | 0
STWD | 0 | 0 | 0 | 0 | 0 | 0
WT | 0 | 0 | 0 | 0 | 0 | 0
IGCC | 0 | 0 | 0 | 0 | 0 | 0
DemandResponse | 0 | 0 | 0 | 0 | 0 | 0
IGCC-CCS | 0 | 0 | 0 | 0 | 0 | 0
WT_off | 0 | 0 | 0 | 0 | 0 | 0
PseudoUnit | 0 | 0 | 0 | 0 | 0 | 0
FixedInterchange | 0 | 0 | 0 | 0 | 0 | 0
Retrofit VOM Costs by Reporting Type: RMPA
ReportingType | 2015 | 2020 | 2025 | 2030 | 2035 | 2040
BM | 0 | 0 | 0 | 0 | 0 | 0
CC | 0 | 0 | 0 | 0 | 0 | 0
CSP | 0 | 0 | 0 | 0 | 0 | 0
CT | 0 | 0 | 0 | 0 | 0 | 0
Coal | 259.51 | 340.11 | 318.21 | 247.53 | 159.69 | 271.53
Geo | 0 | 0 | 0 | 0 | 0 | 0
H | 0 | 0 | 0 | 0 | 0 | 0
LFG | 0 | 0 | 0 | 0 | 0 | 0
Nuc | 0 | 0 | 0 | 0 | 0 | 0
PS | 0 | 0 | 0 | 0 | 0 | 0
PV | 0 | 0 | 0 | 0 | 0 | 0
PeakG | 0 | 0 | 0 | 0 | 0 | 0
PeakO | 0 | 0 | 0 | 0 | 0 | 0
ST | 0 | 0 | 0 | 0 | 0 | 0
STOG | 0 | 0 | 0 | 0 | 0 | 0
STWD | 0 | 0 | 0 | 0 | 0 | 0
WT | 0 | 0 | 0 | 0 | 0 | 0
IGCC | 0 | 0 | 0 | 0 | 0 | 0
DemandResponse | 0 | 0 | 0 | 0 | 0 | 0
IGCC-CCS | 0 | 0 | 0 | 0 | 0 | 0
WT_off | 0 | 0 | 0 | 0 | 0 | 0
PseudoUnit | 0 | 0 | 0 | 0 | 0 | 0
FixedInterchange | 0 | 0 | 0 | 0 | 0 | 0
Retrofit VOM Costs by Reporting Type: SP15
ReportingType | 2015 | 2020 | 2025 | 2030 | 2035 | 2040
BM | 0 | 0 | 0 | 0 | 0 | 0
CC | 0 | 0 | 0 | 0 | 0 | 0
CSP | 0 | 0 | 0 | 0 | 0 | 0
CT | 0 | 0 | 0 | 0 | 0 | 0
Coal | 5.19 | 5.66 | 5.66 | 0 | 0 | 0
Geo | 0 | 0 | 0 | 0 | 0 | 0
H | 0 | 0 | 0 | 0 | 0 | 0
LFG | 0 | 0 | 0 | 0 | 0 | 0
Nuc | 0 | 0 | 0 | 0 | 0 | 0
PS | 0 | 0 | 0 | 0 | 0 | 0
PV | 0 | 0 | 0 | 0 | 0 | 0
PeakG | 0 | 0 | 0 | 0 | 0 | 0
PeakO | 0 | 0 | 0 | 0 | 0 | 0
ST | 0 | 0 | 0 | 0 | 0 | 0
STOG | 0 | 0 | 0 | 0 | 0 | 0
STWD | 0 | 0 | 0 | 0 | 0 | 0
WT | 0 | 0 | 0 | 0 | 0 | 0
IGCC | 0 | 0 | 0 | 0 | 0 | 0
DemandResponse | 0 | 0 | 0 | 0 | 0 | 0
IGCC-CCS | 0 | 0 | 0 | 0 | 0 | 0
WT_off | 0 | 0 | 0 | 0 | 0 | 0
PseudoUnit | 0 | 0 | 0 | 0 | 0 | 0
FixedInterchange | 0 | 0 | 0 | 0 | 0 | 0
Retrofit VOM Costs by Reporting Type: ALB
ReportingType | 2015 | 2020 | 2025 | 2030 | 2035 | 2040
BM | 0 | 0 | 0 | 0 | 0 | 0
CC | 0 | 0 | 0 | 0 | 0 | 0
CSP | 0 | 0 | 0 | 0 | 0 | 0
CT | 0 | 0 | 0 | 0 | 0 | 0
Coal | 21.2 | 21.2 | 21.2 | 21.2 | 21.2 | 21.2
Geo | 0 | 0 | 0 | 0 | 0 | 0
H | 0 | 0 | 0 | 0 | 0 | 0
LFG | 0 | 0 | 0 | 0 | 0 | 0
Nuc | 0 | 0 | 0 | 0 | 0 | 0
PS | 0 | 0 | 0 | 0 | 0 | 0
PV | 0 | 0 | 0 | 0 | 0 | 0
PeakG | 0 | 0 | 0 | 0 | 0 | 0
PeakO | 0 | 0 | 0 | 0 | 0 | 0
ST | 0 | 0 | 0 | 0 | 0 | 0
STOG | 0 | 0 | 0 | 0 | 0 | 0
STWD | 0 | 0 | 0 | 0 | 0 | 0
WT | 0 | 0 | 0 | 0 | 0 | 0
IGCC | 0 | 0 | 0 | 0 | 0 | 0
DemandResponse | 0 | 0 | 0 | 0 | 0 | 0
IGCC-CCS | 0 | 0 | 0 | 0 | 0 | 0
WT_off | 0 | 0 | 0 | 0 | 0 | 0
PseudoUnit | 0 | 0 | 0 | 0 | 0 | 0
FixedInterchange | 0 | 0 | 0 | 0 | 0 | 0
Retrofit VOM Costs by Reporting Type: BC
ReportingType | 2015 | 2020 | 2025 | 2030 | 2035 | 2040
BM | 0 | 0 | 0 | 0 | 0 | 0
CC | 0 | 0 | 0 | 0 | 0 | 0
CSP | 0 | 0 | 0 | 0 | 0 | 0
CT | 0 | 0 | 0 | 0 | 0 | 0
Coal | 0 | 0 | 0 | 0 | 0 | 0
Geo | 0 | 0 | 0 | 0 | 0 | 0
H | 0 | 0 | 0 | 0 | 0 | 0
LFG | 0 | 0 | 0 | 0 | 0 | 0
Nuc | 0 | 0 | 0 | 0 | 0 | 0
PS | 0 | 0 | 0 | 0 | 0 | 0
PV | 0 | 0 | 0 | 0 | 0 | 0
PeakG | 0 | 0 | 0 | 0 | 0 | 0
PeakO | 0 | 0 | 0 | 0 | 0 | 0
ST | 0 | 0 | 0 | 0 | 0 | 0
STOG | 0 | 0 | 0 | 0 | 0 | 0
STWD | 0 | 0 | 0 | 0 | 0 | 0
WT | 0 | 0 | 0 | 0 | 0 | 0
IGCC | 0 | 0 | 0 | 0 | 0 | 0
DemandResponse | 0 | 0 | 0 | 0 | 0 | 0
IGCC-CCS | 0 | 0 | 0 | 0 | 0 | 0
WT_off | 0 | 0 | 0 | 0 | 0 | 0
PseudoUnit | 0 | 0 | 0 | 0 | 0 | 0
FixedInterchange | 0 | 0 | 0 | 0 | 0 | 0
Retrofit VOM Costs by Reporting Type: HQ_IESO
ReportingType | 2015 | 2020 | 2025 | 2030 | 2035 | 2040
BM | 0 | 0 | 0 | 0 | 0 | 0
CC | 0 | 0 | 0 | 0 | 0 | 0
CSP | 0 | 0 | 0 | 0 | 0 | 0
CT | 0 | 0 | 0 | 0 | 0 | 0
Coal | 0 | 0 | 0 | 0 | 0 | 0
Geo | 0 | 0 | 0 | 0 | 0 | 0
H | 0 | 0 | 0 | 0 | 0 | 0
LFG | 0 | 0 | 0 | 0 | 0 | 0
Nuc | 0 | 0 | 0 | 0 | 0 | 0
PS | 0 | 0 | 0 | 0 | 0 | 0
PV | 0 | 0 | 0 | 0 | 0 | 0
PeakG | 0 | 0 | 0 | 0 | 0 | 0
PeakO | 0 | 0 | 0 | 0 | 0 | 0
ST | 0 | 0 | 0 | 0 | 0 | 0
STOG | 0 | 0 | 0 | 0 | 0 | 0
STWD | 0 | 0 | 0 | 0 | 0 | 0
WT | 0 | 0 | 0 | 0 | 0 | 0
IGCC | 0 | 0 | 0 | 0 | 0 | 0
DemandResponse | 0 | 0 | 0 | 0 | 0 | 0
IGCC-CCS | 0 | 0 | 0 | 0 | 0 | 0
WT_off | 0 | 0 | 0 | 0 | 0 | 0
PseudoUnit | 0 | 0 | 0 | 0 | 0 | 0
FixedInterchange | 0 | 0 | 0 | 0 | 0 | 0
Retrofit VOM Costs by Reporting Type: HQ_NEISO
ReportingType | 2015 | 2020 | 2025 | 2030 | 2035 | 2040
BM | 0 | 0 | 0 | 0 | 0 | 0
CC | 0 | 0 | 0 | 0 | 0 | 0
CSP | 0 | 0 | 0 | 0 | 0 | 0
CT | 0 | 0 | 0 | 0 | 0 | 0
Coal | 0 | 0 | 0 | 0 | 0 | 0
Geo | 0 | 0 | 0 | 0 | 0 | 0
H | 0 | 0 | 0 | 0 | 0 | 0
LFG | 0 | 0 | 0 | 0 | 0 | 0
Nuc | 0 | 0 | 0 | 0 | 0 | 0
PS | 0 | 0 | 0 | 0 | 0 | 0
PV | 0 | 0 | 0 | 0 | 0 | 0
PeakG | 0 | 0 | 0 | 0 | 0 | 0
PeakO | 0 | 0 | 0 | 0 | 0 | 0
ST | 0 | 0 | 0 | 0 | 0 | 0
STOG | 0 | 0 | 0 | 0 | 0 | 0
STWD | 0 | 0 | 0 | 0 | 0 | 0
WT | 0 | 0 | 0 | 0 | 0 | 0
IGCC | 0 | 0 | 0 | 0 | 0 | 0
DemandResponse | 0 | 0 | 0 | 0 | 0 | 0
IGCC-CCS | 0 | 0 | 0 | 0 | 0 | 0
WT_off | 0 | 0 | 0 | 0 | 0 | 0
PseudoUnit | 0 | 0 | 0 | 0 | 0 | 0
FixedInterchange | 0 | 0 | 0 | 0 | 0 | 0
Retrofit VOM Costs by Reporting Type: HQ_NY
ReportingType | 2015 | 2020 | 2025 | 2030 | 2035 | 2040
BM | 0 | 0 | 0 | 0 | 0 | 0
CC | 0 | 0 | 0 | 0 | 0 | 0
CSP | 0 | 0 | 0 | 0 | 0 | 0
CT | 0 | 0 | 0 | 0 | 0 | 0
Coal | 0 | 0 | 0 | 0 | 0 | 0
Geo | 0 | 0 | 0 | 0 | 0 | 0
H | 0 | 0 | 0 | 0 | 0 | 0
LFG | 0 | 0 | 0 | 0 | 0 | 0
Nuc | 0 | 0 | 0 | 0 | 0 | 0
PS | 0 | 0 | 0 | 0 | 0 | 0
PV | 0 | 0 | 0 | 0 | 0 | 0
PeakG | 0 | 0 | 0 | 0 | 0 | 0
PeakO | 0 | 0 | 0 | 0 | 0 | 0
ST | 0 | 0 | 0 | 0 | 0 | 0
STOG | 0 | 0 | 0 | 0 | 0 | 0
STWD | 0 | 0 | 0 | 0 | 0 | 0
WT | 0 | 0 | 0 | 0 | 0 | 0
IGCC | 0 | 0 | 0 | 0 | 0 | 0
DemandResponse | 0 | 0 | 0 | 0 | 0 | 0
IGCC-CCS | 0 | 0 | 0 | 0 | 0 | 0
WT_off | 0 | 0 | 0 | 0 | 0 | 0
PseudoUnit | 0 | 0 | 0 | 0 | 0 | 0
FixedInterchange | 0 | 0 | 0 | 0 | 0 | 0
Retrofit VOM Costs by Reporting Type: MARITIMES
ReportingType | 2015 | 2020 | 2025 | 2030 | 2035 | 2040
BM | 0 | 0 | 0 | 0 | 0 | 0
CC | 0 | 0 | 0 | 0 | 0 | 0
CSP | 0 | 0 | 0 | 0 | 0 | 0
CT | 0 | 0 | 0 | 0 | 0 | 0
Coal | 0 | 0 | 0 | 0 | 0 | 0
Geo | 0 | 0 | 0 | 0 | 0 | 0
H | 0 | 0 | 0 | 0 | 0 | 0
LFG | 0 | 0 | 0 | 0 | 0 | 0
Nuc | 0 | 0 | 0 | 0 | 0 | 0
PS | 0 | 0 | 0 | 0 | 0 | 0
PV | 0 | 0 | 0 | 0 | 0 | 0
PeakG | 0 | 0 | 0 | 0 | 0 | 0
PeakO | 0 | 0 | 0 | 0 | 0 | 0
ST | 0 | 0 | 0 | 0 | 0 | 0
STOG | 0 | 0 | 0 | 0 | 0 | 0
STWD | 0 | 0 | 0 | 0 | 0 | 0
WT | 0 | 0 | 0 | 0 | 0 | 0
IGCC | 0 | 0 | 0 | 0 | 0 | 0
DemandResponse | 0 | 0 | 0 | 0 | 0 | 0
IGCC-CCS | 0 | 0 | 0 | 0 | 0 | 0
WT_off | 0 | 0 | 0 | 0 | 0 | 0
PseudoUnit | 0 | 0 | 0 | 0 | 0 | 0
FixedInterchange | 0 | 0 | 0 | 0 | 0 | 0
retrofit VOM Costs by Reporting Type: All
ReportingType | 2015 | 2020 | 2025 | 2030 | 2035 | 2040
BM | 0 | 0 | 0 | 0 | 0 | 0
CC | 0 | 0 | 0 | 0 | 0 | 0
CSP | 0 | 0 | 0 | 0 | 0 | 0
CT | 0 | 0 | 0 | 0 | 0 | 0
Coal | 5018.16 | 7635.74 | 4671.25 | 2964.99 | 1552.36 | 2131.69
Geo | 0 | 0 | 0 | 0 | 0 | 0
H | 0 | 0 | 0 | 0 | 0 | 0
LFG | 0 | 0 | 0 | 0 | 0 | 0
Nuc | 0 | 0 | 0 | 0 | 0 | 0
PS | 0 | 0 | 0 | 0 | 0 | 0
PV | 0 | 0 | 0 | 0 | 0 | 0
PeakG | 0 | 0 | 0 | 0 | 0 | 0
PeakO | 0 | 0 | 0 | 0 | 0 | 0
ST | 0 | 0 | 0 | 0 | 0 | 0
STOG | 0 | 0 | 0 | 0 | 0 | 0
STWD | 0 | 0 | 0 | 0 | 0 | 0
WT | 0 | 0 | 0 | 0 | 0 | 0
IGCC | 0 | 0 | 0 | 0 | 0 | 0
DemandResponse | 0 | 0 | 0 | 0 | 0 | 0
IGCC-CCS | 0 | 0 | 0 | 0 | 0 | 0
WT_off | 0 | 0 | 0 | 0 | 0 | 0
PseudoUnit | 0 | 0 | 0 | 0 | 0 | 0
FixedInterchange | 0 | 0 | 0 | 0 | 0 | 0
retrofit VOM Costs by Reporting Type: EI_US
ReportingType | 2015 | 2020 | 2025 | 2030 | 2035 | 2040
BM | 0 | 0 | 0 | 0 | 0 | 0
CC | 0 | 0 | 0 | 0 | 0 | 0
CSP | 0 | 0 | 0 | 0 | 0 | 0
CT | 0 | 0 | 0 | 0 | 0 | 0
Coal | 3600.11 | 5865.11 | 3176.97 | 1798.69 | 857.84 | 1246.25
Geo | 0 | 0 | 0 | 0 | 0 | 0
H | 0 | 0 | 0 | 0 | 0 | 0
LFG | 0 | 0 | 0 | 0 | 0 | 0
Nuc | 0 | 0 | 0 | 0 | 0 | 0
PS | 0 | 0 | 0 | 0 | 0 | 0
PV | 0 | 0 | 0 | 0 | 0 | 0
PeakG | 0 | 0 | 0 | 0 | 0 | 0
PeakO | 0 | 0 | 0 | 0 | 0 | 0
ST | 0 | 0 | 0 | 0 | 0 | 0
STOG | 0 | 0 | 0 | 0 | 0 | 0
STWD | 0 | 0 | 0 | 0 | 0 | 0
WT | 0 | 0 | 0 | 0 | 0 | 0
IGCC | 0 | 0 | 0 | 0 | 0 | 0
DemandResponse | 0 | 0 | 0 | 0 | 0 | 0
IGCC-CCS | 0 | 0 | 0 | 0 | 0 | 0
WT_off | 0 | 0 | 0 | 0 | 0 | 0
PseudoUnit | 0 | 0 | 0 | 0 | 0 | 0
FixedInterchange | 0 | 0 | 0 | 0 | 0 | 0
retrofit VOM Costs by Reporting Type: EI_Canada
ReportingType | 2015 | 2020 | 2025 | 2030 | 2035 | 2040
BM | 0 | 0 | 0 | 0 | 0 | 0
CC | 0 | 0 | 0 | 0 | 0 | 0
CSP | 0 | 0 | 0 | 0 | 0 | 0
CT | 0 | 0 | 0 | 0 | 0 | 0
Coal | 0 | 0 | 0 | 0 | 0 | 0
Geo | 0 | 0 | 0 | 0 | 0 | 0
H | 0 | 0 | 0 | 0 | 0 | 0
LFG | 0 | 0 | 0 | 0 | 0 | 0
Nuc | 0 | 0 | 0 | 0 | 0 | 0
PS | 0 | 0 | 0 | 0 | 0 | 0
PV | 0 | 0 | 0 | 0 | 0 | 0
PeakG | 0 | 0 | 0 | 0 | 0 | 0
PeakO | 0 | 0 | 0 | 0 | 0 | 0
ST | 0 | 0 | 0 | 0 | 0 | 0
STOG | 0 | 0 | 0 | 0 | 0 | 0
STWD | 0 | 0 | 0 | 0 | 0 | 0
WT | 0 | 0 | 0 | 0 | 0 | 0
IGCC | 0 | 0 | 0 | 0 | 0 | 0
DemandResponse | 0 | 0 | 0 | 0 | 0 | 0
IGCC-CCS | 0 | 0 | 0 | 0 | 0 | 0
WT_off | 0 | 0 | 0 | 0 | 0 | 0
PseudoUnit | 0 | 0 | 0 | 0 | 0 | 0
FixedInterchange | 0 | 0 | 0 | 0 | 0 | 0
retrofit VOM Costs by Reporting Type: EI
ReportingType | 2015 | 2020 | 2025 | 2030 | 2035 | 2040
BM | 0 | 0 | 0 | 0 | 0 | 0
CC | 0 | 0 | 0 | 0 | 0 | 0
CSP | 0 | 0 | 0 | 0 | 0 | 0
CT | 0 | 0 | 0 | 0 | 0 | 0
Coal | 3600.11 | 5865.11 | 3176.97 | 1798.69 | 857.84 | 1246.25
Geo | 0 | 0 | 0 | 0 | 0 | 0
H | 0 | 0 | 0 | 0 | 0 | 0
LFG | 0 | 0 | 0 | 0 | 0 | 0
Nuc | 0 | 0 | 0 | 0 | 0 | 0
PS | 0 | 0 | 0 | 0 | 0 | 0
PV | 0 | 0 | 0 | 0 | 0 | 0
PeakG | 0 | 0 | 0 | 0 | 0 | 0
PeakO | 0 | 0 | 0 | 0 | 0 | 0
ST | 0 | 0 | 0 | 0 | 0 | 0
STOG | 0 | 0 | 0 | 0 | 0 | 0
STWD | 0 | 0 | 0 | 0 | 0 | 0
WT | 0 | 0 | 0 | 0 | 0 | 0
IGCC | 0 | 0 | 0 | 0 | 0 | 0
DemandResponse | 0 | 0 | 0 | 0 | 0 | 0
IGCC-CCS | 0 | 0 | 0 | 0 | 0 | 0
WT_off | 0 | 0 | 0 | 0 | 0 | 0
PseudoUnit | 0 | 0 | 0 | 0 | 0 | 0
FixedInterchange | 0 | 0 | 0 | 0 | 0 | 0
retrofit VOM Costs by Reporting Type: Outside_EI
ReportingType | 2015 | 2020 | 2025 | 2030 | 2035 | 2040
BM | 0 | 0 | 0 | 0 | 0 | 0
CC | 0 | 0 | 0 | 0 | 0 | 0
CSP | 0 | 0 | 0 | 0 | 0 | 0
CT | 0 | 0 | 0 | 0 | 0 | 0
Coal | 1418.05 | 1770.63 | 1494.28 | 1166.31 | 694.52 | 885.44
Geo | 0 | 0 | 0 | 0 | 0 | 0
H | 0 | 0 | 0 | 0 | 0 | 0
LFG | 0 | 0 | 0 | 0 | 0 | 0
Nuc | 0 | 0 | 0 | 0 | 0 | 0
PS | 0 | 0 | 0 | 0 | 0 | 0
PV | 0 | 0 | 0 | 0 | 0 | 0
PeakG | 0 | 0 | 0 | 0 | 0 | 0
PeakO | 0 | 0 | 0 | 0 | 0 | 0
ST | 0 | 0 | 0 | 0 | 0 | 0
STOG | 0 | 0 | 0 | 0 | 0 | 0
STWD | 0 | 0 | 0 | 0 | 0 | 0
WT | 0 | 0 | 0 | 0 | 0 | 0
IGCC | 0 | 0 | 0 | 0 | 0 | 0
DemandResponse | 0 | 0 | 0 | 0 | 0 | 0
IGCC-CCS | 0 | 0 | 0 | 0 | 0 | 0
WT_off | 0 | 0 | 0 | 0 | 0 | 0
PseudoUnit | 0 | 0 | 0 | 0 | 0 | 0
FixedInterchange | 0 | 0 | 0 | 0 | 0 | 0
#10 | Base FOM Costs ($million)
Base FOM Costs by Reporting Type: Entergy
ReportingType | 2015 | 2020 | 2025 | 2030 | 2035 | 2040
BM | 0 | 0 | 0 | 0 | 0 | 0
CC | 413.46 | 525.29 | 422.2 | 450.21 | 515.09 | 515.09
CSP | 0 | 0 | 0 | 0 | 0 | 0
CT | 0 | 0 | 0 | 11.2 | 11.2 | 11.2
Coal | 464.11 | 499.65 | 427.97 | 392.72 | 351.24 | 413.32
Geo | 0 | 0 | 0 | 0 | 0 | 0
H | 10.6 | 10.6 | 10.6 | 10.6 | 20.84 | 20.84
LFG | 0.97 | 0.97 | 0.97 | 13.89 | 13.89 | 13.89
Nuc | 789.41 | 804.93 | 789.41 | 789.41 | 666.82 | 1321.52
PS | 1.4 | 1.4 | 1.4 | 1.4 | 1.4 | 1.4
PV | 0 | 1.09 | 1.68 | 1.74 | 1.8 | 1.85
PeakG | 47.54 | 69.98 | 49.29 | 63.1 | 67 | 67
PeakO | 4.42 | 5.87 | 5.08 | 5.22 | 5.22 | 5.22
ST | 0 | 0 | 0 | 0 | 0 | 0
STOG | 208.69 | 246.93 | 211.68 | 211.68 | 211.68 | 211.68
STWD | 6.6 | 8.26 | 6.73 | 6.73 | 6.73 | 6.73
WT | 3.66 | 3.66 | 3.66 | 3.66 | 6.47 | 6.47
IGCC | 0 | 0 | 0 | 0 | 0 | 0
DemandResponse | 0 | 0 | 0 | 0 | 0 | 0
IGCC-CCS | 0 | 0 | 0 | 0 | 0 | 0
WT_off | 0 | 0 | 0 | 0 | 0 | 0
PseudoUnit | 0 | 0 | 0 | 0 | 0 | 0
FixedInterchange | 0 | 0 | 0 | 0 | 0 | 0
Base FOM Costs by Reporting Type: FRCC
ReportingType | 2015 | 2020 | 2025 | 2030 | 2035 | 2040
BM | 0 | 0 | 0 | 0 | 0 | 0
CC | 674.93 | 866.57 | 704.85 | 732.57 | 821.16 | 846.14
CSP | 0 | 0 | 0 | 0 | 0 | 0
CT | 16.6 | 16.6 | 16.6 | 16.6 | 16.6 | 16.6
Coal | 540.07 | 513.77 | 489.38 | 345.76 | 51.67 | 52.28
Geo | 0 | 0 | 0 | 0 | 0 | 0
H | 0.78 | 0.78 | 0.78 | 0.78 | 0.78 | 0.78
LFG | 58.63 | 58.63 | 82.46 | 82.46 | 82.46 | 82.46
Nuc | 601.49 | 635.55 | 746.69 | 979.89 | 2835.4 | 2956.85
PS | 0 | 0 | 0 | 0 | 0 | 0
PV | 0.75 | 0.75 | 0.75 | 0.75 | 0.75 | 0.75
PeakG | 149.81 | 217.71 | 155.12 | 202.68 | 202.68 | 202.68
PeakO | 64.61 | 83.43 | 68.43 | 68.43 | 68.43 | 68.43
ST | 0 | 0 | 0 | 0 | 0 | 0
STOG | 314.6 | 372.25 | 319.11 | 319.11 | 136.95 | 37.73
STWD | 6.25 | 7.82 | 6.37 | 6.37 | 6.37 | 6.37
WT | 0 | 0 | 0 | 0 | 0 | 0
IGCC | 0 | 0 | 0 | 0 | 0 | 0
DemandResponse | 0 | 0 | 0 | 0 | 0 | 0
IGCC-CCS | 0 | 0 | 0 | 0 | 0 | 0
WT_off | 0 | 0 | 0 | 0 | 0 | 0
PseudoUnit | 0 | 0 | 0 | 0 | 0 | 0
FixedInterchange | 0 | 0 | 0 | 0 | 0 | 0
Base FOM Costs by Reporting Type: MAPP_US
ReportingType | 2015 | 2020 | 2025 | 2030 | 2035 | 2040
BM | 0 | 0 | 0 | 0 | 0 | 0
CC | 8.58 | 10.9 | 8.79 | 8.81 | 9.52 | 10.72
CSP | 0 | 0 | 0 | 0 | 0 | 0
CT | 2.06 | 2.06 | 2.06 | 5.91 | 7.29 | 10.51
Coal | 168.51 | 151.27 | 105.45 | 106.61 | 106.61 | 129.97
Geo | 3.95 | 3.95 | 3.95 | 3.95 | 3.95 | 3.95
H | 31.14 | 31.14 | 31.14 | 31.14 | 31.14 | 31.14
LFG | 0.24 | 0.24 | 0.24 | 8.86 | 8.86 | 8.86
Nuc | 0.01 | 0.01 | 0.01 | 0.01 | 0.01 | 0.01
PS | 0 | 0 | 0 | 0 | 0 | 0
PV | 0 | 0 | 0 | 0 | 0 | 0
PeakG | 12.29 | 19.13 | 14.16 | 16.07 | 17.04 | 17.04
PeakO | 8.37 | 11.5 | 9.22 | 9.22 | 9.22 | 9.22
ST | 0 | 0 | 0 | 0 | 0 | 0
STOG | 0 | 0 | 0 | 0 | 0 | 0
STWD | 0 | 0 | 0 | 0 | 0 | 0
WT | 55.22 | 98.89 | 205.53 | 215.81 | 340.79 | 340.79
IGCC | 0 | 0 | 0 | 0 | 0 | 0
DemandResponse | 0 | 0 | 0 | 0 | 0 | 0
IGCC-CCS | 0 | 0 | 0 | 0 | 0 | 0
WT_off | 0 | 0 | 0 | 0 | 0 | 0
PseudoUnit | 0 | 0 | 0 | 0 | 0 | 0
FixedInterchange | 0 | 0 | 0 | 0 | 0 | 0
Base FOM Costs by Reporting Type: MISO_IN
ReportingType | 2015 | 2020 | 2025 | 2030 | 2035 | 2040
BM | 0 | 0 | 0 | 0 | 0 | 0
CC | 41.43 | 103.48 | 230.48 | 233.99 | 239.96 | 239.96
CSP | 0 | 0 | 0 | 0 | 0 | 0
CT | 0 | 0 | 0 | 0 | 0 | 0
Coal | 865.5 | 805.66 | 626.76 | 585.46 | 665.08 | 773.13
Geo | 0 | 0 | 0 | 0 | 0 | 0
H | 1.07 | 1.07 | 1.07 | 1.07 | 1.07 | 1.07
LFG | 4.46 | 4.46 | 4.46 | 14.11 | 14.11 | 14.11
Nuc | 0.01 | 0.01 | 0.01 | 0.01 | 0.01 | 0.01
PS | 0 | 0 | 0 | 0 | 0 | 0
PV | 0 | 3.94 | 6.4 | 6.4 | 6.59 | 6.82
PeakG | 52.35 | 76.94 | 54.27 | 73.39 | 73.39 | 73.39
PeakO | 10.59 | 13.5 | 10.82 | 10.82 | 10.82 | 10.82
ST | 0 | 0 | 0 | 0 | 0 | 0
STOG | 12.26 | 14.51 | 12.44 | 12.44 | 12.44 | 12.44
STWD | 0 | 0 | 0 | 0 | 0 | 0
WT | 18.31 | 18.31 | 18.31 | 18.31 | 18.31 | 18.31
IGCC | 30.22 | 30.22 | 30.22 | 30.22 | 30.22 | 30.22
DemandResponse | 0 | 0 | 0 | 0 | 0 | 0
IGCC-CCS | 0 | 0 | 0 | 0 | 0 | 0
WT_off | 0 | 0 | 0 | 0 | 0 | 0
PseudoUnit | 0 | 0 | 0 | 0 | 0 | 0
FixedInterchange | 0 | 0 | 0 | 0 | 0 | 0
Base FOM Costs by Reporting Type: MISO_MI
ReportingType | 2015 | 2020 | 2025 | 2030 | 2035 | 2040
BM | 0 | 0 | 0 | 0 | 0 | 0
CC | 128.88 | 172.17 | 179.31 | 185.7 | 197.91 | 197.91
CSP | 0 | 0 | 0 | 0 | 0 | 0
CT | 0 | 0 | 0 | 16.68 | 16.68 | 16.68
Coal | 638.06 | 181.23 | 118.52 | 45.81 | 45.81 | 50.95
Geo | 0 | 0 | 0 | 0 | 0 | 0
H | 2.01 | 2.01 | 2.01 | 2.01 | 2.01 | 2.01
LFG | 19.67 | 19.67 | 38.95 | 38.95 | 38.95 | 38.95
Nuc | 275.03 | 275.03 | 275.03 | 275.03 | 161.75 | 614.86
PS | 44.44 | 44.44 | 44.44 | 44.44 | 44.44 | 44.44
PV | 0 | 0 | 0 | 0 | 0 | 0
PeakG | 61.2 | 89.88 | 71.67 | 85.63 | 85.63 | 85.63
PeakO | 15.67 | 19.97 | 16.01 | 16.01 | 16.01 | 16.01
ST | 0 | 0 | 0 | 0 | 0 | 0
STOG | 125.33 | 148.3 | 127.13 | 127.13 | 127.13 | 127.13
STWD | 5.22 | 6.54 | 5.33 | 5.33 | 5.33 | 5.33
WT | 61.65 | 61.65 | 69.88 | 74.04 | 78.5 | 82.39
IGCC | 0 | 0 | 0 | 0 | 0 | 0
DemandResponse | 0 | 0 | 0 | 0 | 0 | 0
IGCC-CCS | 0 | 0 | 0 | 0 | 0 | 0
WT_off | 0 | 0 | 0 | 0 | 0 | 0
PseudoUnit | 0 | 0 | 0 | 0 | 0 | 0
FixedInterchange | 0 | 0 | 0 | 0 | 0 | 0
Base FOM Costs by Reporting Type: MISO_MO-IL
ReportingType | 2015 | 2020 | 2025 | 2030 | 2035 | 2040
BM | 0 | 0 | 0 | 0 | 0 | 0
CC | 31.4 | 39.92 | 32.06 | 35.22 | 39.25 | 39.25
CSP | 0 | 0 | 0 | 0 | 0 | 0
CT | 0 | 0 | 0 | 0 | 0 | 0
Coal | 901.93 | 771.29 | 495.38 | 462.9 | 567.7 | 597.5
Geo | 0 | 0 | 0 | 0 | 0 | 0
H | 5.01 | 5.01 | 9 | 9 | 9 | 9
LFG | 2.17 | 2.17 | 2.17 | 29.04 | 29.04 | 29.04
Nuc | 308.98 | 325.11 | 325.11 | 325.11 | 325.11 | 325.11
PS | 10.45 | 10.45 | 10.45 | 10.45 | 10.45 | 10.45
PV | 0 | 0 | 0 | 0 | 0 | 0
PeakG | 77.83 | 114.84 | 80.73 | 103.92 | 110.46 | 110.46
PeakO | 21.48 | 28.65 | 22.96 | 22.96 | 22.96 | 22.96
ST | 0 | 0 | 0 | 0 | 0 | 0
STOG | 26.02 | 30.78 | 26.39 | 26.39 | 26.39 | 26.39
STWD | 0 | 0 | 0 | 0 | 0 | 0
WT | 21.36 | 21.36 | 21.36 | 21.36 | 178.56 | 178.56
IGCC | 0 | 0 | 0 | 0 | 0 | 0
DemandResponse | 0 | 0 | 0 | 0 | 0 | 0
IGCC-CCS | 0 | 0 | 0 | 0 | 0 | 0
WT_off | 0 | 0 | 0 | 0 | 0 | 0
PseudoUnit | 0 | 0 | 0 | 0 | 0 | 0
FixedInterchange | 0 | 0 | 0 | 0 | 0 | 0
Base FOM Costs by Reporting Type: MISO_W
ReportingType | 2015 | 2020 | 2025 | 2030 | 2035 | 2040
BM | 0 | 0 | 0 | 0 | 0 | 0
CC | 90.43 | 114.8 | 92.68 | 92.68 | 109.48 | 112.22
CSP | 0 | 0 | 0 | 0 | 0 | 0
CT | 0 | 0 | 0 | 0 | 0 | 0
Coal | 840.45 | 804.13 | 672.28 | 600.92 | 526.04 | 675.53
Geo | 0 | 0 | 0 | 0 | 0 | 0
H | 7.08 | 7.08 | 7.08 | 7.08 | 7.08 | 7.08
LFG | 24.73 | 24.73 | 33.36 | 33.36 | 33.36 | 33.36
Nuc | 343.79 | 343.79 | 343.79 | 602.57 | 0.04 | 0.04
PS | 0 | 0 | 0 | 0 | 0 | 0
PV | 0 | 0 | 0 | 0 | 0 | 0
PeakG | 87.12 | 123.54 | 89.97 | 105.17 | 108.71 | 108.71
PeakO | 56.38 | 79.08 | 64.57 | 64.57 | 64.57 | 64.57
ST | 0 | 0 | 0 | 0 | 0 | 0
STOG | 7.56 | 8.94 | 7.67 | 7.67 | 7.67 | 7.67
STWD | 10.03 | 12.55 | 10.23 | 10.23 | 10.23 | 10.23
WT | 268.82 | 268.82 | 268.82 | 268.82 | 1185.36 | 1185.36
IGCC | 0 | 0 | 0 | 0 | 0 | 0
DemandResponse | 0 | 0 | 0 | 0 | 0 | 0
IGCC-CCS | 0 | 0 | 0 | 0 | 0 | 0
WT_off | 0 | 0 | 0 | 0 | 0 | 0
PseudoUnit | 0 | 0 | 0 | 0 | 0 | 0
FixedInterchange | 0 | 0 | 0 | 0 | 0 | 0
Base FOM Costs by Reporting Type: MISO_WUMS
ReportingType | 2015 | 2020 | 2025 | 2030 | 2035 | 2040
BM | 0 | 0 | 0 | 0 | 0 | 0
CC | 80.83 | 163.12 | 142.9 | 142.9 | 157.59 | 161.4
CSP | 0 | 0 | 0 | 0 | 0 | 0
CT | 0 | 51.99 | 51.99 | 111.08 | 160.15 | 174.89
Coal | 393.51 | 274.6 | 173.77 | 175.91 | 176.87 | 186.87
Geo | 0 | 0 | 0 | 0 | 0 | 0
H | 4.79 | 4.8 | 4.8 | 4.8 | 4.8 | 4.8
LFG | 8.57 | 8.57 | 35.44 | 35.44 | 35.44 | 35.44
Nuc | 264.54 | 287.77 | 264.54 | 570.75 | 0.04 | 0.04
PS | 0 | 0 | 0 | 0 | 0 | 0
PV | 0 | 0 | 0 | 0 | 0 | 0
PeakG | 55.64 | 81.65 | 65.08 | 77.65 | 77.65 | 77.65
PeakO | 13.52 | 17.78 | 14.69 | 14.69 | 14.69 | 14.69
ST | 0 | 0 | 0 | 0 | 0 | 0
STOG | 13.21 | 15.63 | 13.39 | 13.39 | 13.39 | 13.39
STWD | 3.37 | 4.21 | 3.43 | 3.43 | 3.43 | 3.43
WT | 46.36 | 46.36 | 46.36 | 46.36 | 47.23 | 47.23
IGCC | 0 | 0 | 0 | 0 | 0 | 0
DemandResponse | 0 | 0 | 0 | 0 | 0 | 0
IGCC-CCS | 0 | 0 | 0 | 0 | 0 | 0
WT_off | 0 | 0 | 0 | 0 | 0 | 0
PseudoUnit | 0 | 0 | 0 | 0 | 0 | 0
FixedInterchange | 0 | 0 | 0 | 0 | 0 | 0
Base FOM Costs by Reporting Type: Nebraska
ReportingType | 2015 | 2020 | 2025 | 2030 | 2035 | 2040
BM | 0 | 0 | 0 | 0 | 0 | 0
CC | 10.62 | 13.51 | 10.85 | 10.85 | 12.75 | 13.28
CSP | 0 | 0 | 0 | 0 | 0 | 0
CT | 0 | 0 | 0 | 0 | 0 | 0
Coal | 257.61 | 296.53 | 296.82 | 174.98 | 185.59 | 256.75
Geo | 0 | 0 | 0 | 0 | 0 | 0
H | 2.38 | 2.38 | 2.38 | 2.38 | 2.38 | 2.38
LFG | 0.72 | 0.72 | 6.38 | 9.35 | 9.35 | 9.35
Nuc | 182.28 | 198.29 | 182.28 | 249.21 | 0.09 | 0.09
PS | 0 | 0 | 0 | 0 | 0 | 0
PV | 0 | 0 | 0 | 0 | 0 | 0
PeakG | 21.82 | 37.31 | 31.37 | 31.37 | 31.37 | 31.37
PeakO | 9.57 | 12.19 | 9.77 | 9.77 | 9.77 | 9.77
ST | 0 | 0 | 0 | 0 | 0 | 0
STOG | 0 | 0 | 0 | 0 | 0 | 0
STWD | 0 | 0 | 0 | 0 | 0 | 0
WT | 10.53 | 80.03 | 268.33 | 1579.1 | 1982.1 | 1982.1
IGCC | 0 | 0 | 0 | 0 | 0 | 0
DemandResponse | 0 | 0 | 0 | 0 | 0 | 0
IGCC-CCS | 0 | 0 | 0 | 0 | 0 | 0
WT_off | 0 | 0 | 0 | 0 | 0 | 0
PseudoUnit | 0 | 0 | 0 | 0 | 0 | 0
FixedInterchange | 0 | 0 | 0 | 0 | 0 | 0
Base FOM Costs by Reporting Type: NEISO
ReportingType | 2015 | 2020 | 2025 | 2030 | 2035 | 2040
BM | 25.35 | 25.35 | 25.35 | 25.35 | 25.35 | 25.35
CC | 319.04 | 383.35 | 298.59 | 325.48 | 358.91 | 358.91
CSP | 0 | 0 | 0 | 0 | 0 | 0
CT | 2.24 | 2.24 | 2.24 | 2.17 | 2.17 | 2.17
Coal | 22.84 | 0 | 0 | 0 | 0 | 0
Geo | 0 | 0 | 0 | 0 | 0 | 0
H | 46.4 | 46.4 | 46.4 | 46.45 | 46.45 | 46.45
LFG | 70.11 | 70.11 | 78.5 | 78.5 | 78.5 | 78.5
Nuc | 676.28 | 735.67 | 676.28 | 676.28 | 488.61 | 932.14
PS | 39.74 | 39.74 | 39.74 | 39.74 | 39.74 | 39.74
PV | 0.03 | 5.43 | 5.43 | 5.43 | 5.43 | 5.46
PeakG | 19.94 | 29.61 | 20.7 | 22.52 | 28.85 | 28.85
PeakO | 25.48 | 32.48 | 26.03 | 26.03 | 26.03 | 26.03
ST | 0 | 0 | 0 | 0 | 0 | 0
STOG | 0 | 0 | 0 | 0 | 0 | 0
STWD | 19.55 | 24.46 | 19.93 | 19.93 | 19.93 | 19.93
WT | 13.44 | 55.61 | 111.11 | 136.35 | 148.61 | 148.61
IGCC | 0 | 0 | 0 | 0 | 0 | 0
DemandResponse | 0 | 0 | 0 | 0 | 0 | 0
IGCC-CCS | 0 | 0 | 0 | 0 | 0 | 0
WT_off | 24.96 | 24.96 | 24.96 | 24.96 | 0 | 0
PseudoUnit | 0 | 0 | 0 | 0 | 0 | 0
FixedInterchange | 0 | 0 | 0 | 0 | 0 | 0
Base FOM Costs by Reporting Type: NonRTO_Midwest
ReportingType | 2015 | 2020 | 2025 | 2030 | 2035 | 2040
BM | 0 | 0 | 0 | 0 | 0 | 0
CC | 2.8 | 17.1 | 36.74 | 36.74 | 36.74 | 36.74
CSP | 0 | 0 | 0 | 0 | 0 | 0
CT | 0 | 0 | 0 | 0 | 0 | 0
Coal | 637.09 | 624.65 | 553.42 | 585.7 | 197.56 | 194.27
Geo | 0 | 0 | 0 | 0 | 0 | 0
H | 2.04 | 2.04 | 12.66 | 12.66 | 12.66 | 12.66
LFG | 1.69 | 1.69 | 20.97 | 20.97 | 20.97 | 20.97
Nuc | 0.01 | 0.01 | 0.01 | 0.01 | 369.46 | 434.35
PS | 0 | 0 | 0 | 0 | 0 | 0
PV | 0 | 0 | 0 | 0 | 0 | 0
PeakG | 56.39 | 83.4 | 58.5 | 71.11 | 80.61 | 80.61
PeakO | 0.35 | 0.45 | 0.36 | 0.36 | 0.36 | 0.36
ST | 0 | 0 | 0 | 0 | 0 | 0
STOG | 0 | 0 | 0 | 0 | 0 | 0
STWD | 0 | 0 | 0 | 0 | 0 | 0
WT | 2.26 | 2.26 | 2.26 | 2.26 | 2.26 | 2.26
IGCC | 0 | 0 | 0 | 0 | 0 | 0
DemandResponse | 0 | 0 | 0 | 0 | 0 | 0
IGCC-CCS | 0 | 0 | 0 | 0 | 0 | 0
WT_off | 0 | 0 | 0 | 0 | 0 | 0
PseudoUnit | 0 | 0 | 0 | 0 | 0 | 0
FixedInterchange | 0 | 0 | 0 | 0 | 0 | 0
Base FOM Costs by Reporting Type: NYISO_A-F
ReportingType | 2015 | 2020 | 2025 | 2030 | 2035 | 2040
BM | 0 | 0 | 0 | 0 | 0 | 0
CC | 115.84 | 148.08 | 131.11 | 142.52 | 142.52 | 142.52
CSP | 0 | 0 | 0 | 0 | 0 | 0
CT | 0 | 0 | 0 | 0 | 0 | 0
Coal | 0 | 0 | 0 | 0 | 0 | 0
Geo | 0 | 0 | 0 | 0 | 0 | 0
H | 62.6 | 62.6 | 62.6 | 62.6 | 62.6 | 62.6
LFG | 20.8 | 20.8 | 20.8 | 28.97 | 28.97 | 28.97
Nuc | 489.92 | 509.2 | 489.92 | 399.48 | 552.03 | 578.17
PS | 33.52 | 33.52 | 33.52 | 33.52 | 33.52 | 33.52
PV | 0 | 0 | 0 | 0 | 0 | 0
PeakG | 3.78 | 5.56 | 5.31 | 5.31 | 5.31 | 5.31
PeakO | 1.14 | 1.46 | 1.17 | 1.17 | 1.17 | 1.17
ST | 0 | 0 | 0 | 0 | 0 | 0
STOG | 0 | 0 | 0 | 0 | 0 | 0
STWD | 2.76 | 3.45 | 2.81 | 2.81 | 2.81 | 2.81
WT | 113.42 | 133.35 | 133.35 | 133.35 | 133.35 | 133.35
IGCC | 0 | 0 | 0 | 0 | 0 | 0
DemandResponse | 0 | 0 | 0 | 0 | 0 | 0
IGCC-CCS | 0 | 0 | 0 | 0 | 0 | 0
WT_off | 0 | 0 | 0 | 0 | 0 | 0
PseudoUnit | 0 | 0 | 0 | 0 | 0 | 0
FixedInterchange | 0 | 0 | 0 | 0 | 0 | 0
Base FOM Costs by Reporting Type: NYISO_G-I
ReportingType | 2015 | 2020 | 2025 | 2030 | 2035 | 2040
BM | 0 | 0 | 0 | 0 | 0 | 0
CC | 34.33 | 43.65 | 35.09 | 35.19 | 50.02 | 95.61
CSP | 0 | 0 | 0 | 0 | 0 | 0
CT | 0 | 0 | 0 | 0 | 0 | 0
Coal | 0 | 0 | 0 | 0 | 0 | 0
Geo | 0 | 0 | 0 | 0 | 0 | 0
H | 0.46 | 0.46 | 0.46 | 0.46 | 0.46 | 0.46
LFG | 7.72 | 7.72 | 7.76 | 16.67 | 16.67 | 16.67
Nuc | 297.74 | 323.88 | 297.74 | 297.74 | 452.18 | 0.18
PS | 0 | 0 | 0 | 0 | 0 | 0
PV | 0 | 0 | 0 | 0 | 0 | 0
PeakG | 1.51 | 2.04 | 1.56 | 1.56 | 1.56 | 1.56
PeakO | 2.55 | 3.25 | 2.61 | 2.61 | 2.61 | 2.61
ST | 0 | 0 | 0 | 0 | 0 | 0
STOG | 0 | 0 | 0 | 0 | 0 | 0
STWD | 0 | 0 | 0 | 0 | 0 | 0
WT | 0 | 1.68 | 1.68 | 1.68 | 1.68 | 1.68
IGCC | 0 | 0 | 0 | 0 | 0 | 0
DemandResponse | 0 | 0 | 0 | 0 | 0 | 0
IGCC-CCS | 0 | 0 | 0 | 0 | 0 | 0
WT_off | 0 | 0 | 0 | 0 | 0 | 0
PseudoUnit | 0 | 0 | 0 | 0 | 0 | 0
FixedInterchange | 0 | 0 | 0 | 0 | 0 | 0
Base FOM Costs by Reporting Type: NYISO_J-K
ReportingType | 2015 | 2020 | 2025 | 2030 | 2035 | 2040
BM | 0 | 0 | 0 | 0 | 0 | 0
CC | 125.46 | 154.92 | 127.77 | 138.94 | 152.61 | 152.61
CSP | 0 | 0 | 0 | 0 | 0 | 0
CT | 0 | 0 | 0 | 1.28 | 15.13 | 17.52
Coal | 0 | 0 | 0 | 0 | 0 | 0
Geo | 0 | 0 | 0 | 0 | 0 | 0
H | 0 | 0 | 0 | 0 | 0 | 0
LFG | 14.96 | 14.96 | 14.96 | 23.9 | 23.9 | 23.9
Nuc | 0.01 | 0.01 | 0.01 | 0.01 | 0.01 | 0.01
PS | 0 | 0 | 0 | 0 | 0 | 0
PV | 0.53 | 0.53 | 0.53 | 0.53 | 0 | 0
PeakG | 54.7 | 77.08 | 56.45 | 62.35 | 66.78 | 66.78
PeakO | 61.69 | 79.16 | 63.78 | 65.02 | 65.02 | 65.02
ST | 0 | 0 | 0 | 0 | 0 | 0
STOG | 192.2 | 227.43 | 194.96 | 194.96 | 194.96 | 194.96
STWD | 0 | 0 | 0 | 0 | 0 | 0
WT | 0 | 0 | 0 | 0 | 0 | 0
IGCC | 0 | 0 | 0 | 0 | 0 | 0
DemandResponse | 0 | 0 | 0 | 0 | 0 | 0
IGCC-CCS | 0 | 0 | 0 | 0 | 0 | 0
WT_off | 0 | 0 | 0 | 0 | 0 | 0
PseudoUnit | 0 | 0 | 0 | 0 | 0 | 0
FixedInterchange | 0 | 0 | 0 | 0 | 0 | 0
Base FOM Costs by Reporting Type: PJM_E
ReportingType | 2015 | 2020 | 2025 | 2030 | 2035 | 2040
BM | 3.02 | 3.02 | 3.02 | 3.02 | 3.02 | 3.02
CC | 297.21 | 359.4 | 312.87 | 330.19 | 350.43 | 350.43
CSP | 0 | 0 | 0 | 0 | 0 | 0
CT | 0.18 | 0.18 | 0.18 | 0.18 | 11.07 | 51.97
Coal | 41.72 | 48.36 | 0.8 | 0.8 | 0.8 | 0.8
Geo | 0 | 0 | 0 | 0 | 0 | 0
H | 3.85 | 3.85 | 3.85 | 3.85 | 3.85 | 3.85
LFG | 56.83 | 71.99 | 72.83 | 72.83 | 72.83 | 72.83
Nuc | 1239 | 1184.31 | 1149.53 | 1149.53 | 825.73 | 1983.3
PS | 9.5 | 9.5 | 9.5 | 9.5 | 9.5 | 9.5
PV | 0.75 | 0.75 | 0.75 | 0.75 | 0.75 | 0.75
PeakG | 75.2 | 106.43 | 77.64 | 89.79 | 93.22 | 93.22
PeakO | 75.92 | 100.78 | 82.41 | 82.41 | 82.41 | 82.41
ST | 0 | 0 | 0 | 0 | 0 | 0
STOG | 115.25 | 136.37 | 116.9 | 116.9 | 116.9 | 116.9
STWD | 0 | 0 | 0 | 0 | 0 | 0
WT | 32.63 | 32.63 | 32.63 | 32.63 | 32.63 | 32.63
IGCC | 0 | 0 | 0 | 0 | 0 | 0
DemandResponse | 0 | 0 | 0 | 0 | 0 | 0
IGCC-CCS | 0 | 0 | 0 | 0 | 0 | 0
WT_off | 0 | 0 | 58.67 | 58.67 | 58.67 | 58.67
PseudoUnit | 0 | 0 | 0 | 0 | 0 | 0
FixedInterchange | 0 | 0 | 0 | 0 | 0 | 0
Base FOM Costs by Reporting Type: PJM_ROM
ReportingType | 2015 | 2020 | 2025 | 2030 | 2035 | 2040
BM | 1.81 | 1.81 | 1.81 | 1.81 | 1.81 | 1.81
CC | 142.43 | 174.53 | 145.82 | 178.66 | 389.89 | 475.18
CSP | 0 | 0 | 0 | 0 | 0 | 0
CT | 0.11 | 0.11 | 0.11 | 0.11 | 0.11 | 0.11
Coal | 504.36 | 418.69 | 85.73 | 87.93 | 99.79 | 102.96
Geo | 0 | 0 | 0 | 0 | 0 | 0
H | 19.83 | 19.83 | 29.48 | 29.48 | 29.48 | 29.48
LFG | 43.05 | 74.95 | 74.95 | 74.95 | 74.95 | 74.95
Nuc | 733.21 | 756.8 | 733.21 | 733.21 | 657.66 | 1060.55
PS | 35.92 | 35.92 | 35.92 | 35.92 | 35.92 | 35.92
PV | 0.06 | 23.6 | 38.44 | 42.46 | 44.05 | 45.96
PeakG | 30.83 | 44.67 | 41.32 | 41.32 | 41.32 | 41.32
PeakO | 45.95 | 58.57 | 46.94 | 46.94 | 46.94 | 46.94
ST | 0 | 0 | 0 | 0 | 0 | 0
STOG | 155.08 | 183.5 | 157.31 | 157.31 | 157.31 | 157.31
STWD | 2.24 | 2.81 | 2.29 | 2.29 | 2.29 | 2.29
WT | 38.48 | 38.48 | 124.44 | 222.65 | 222.65 | 222.65
IGCC | 0 | 0 | 0 | 0 | 0 | 0
DemandResponse | 0 | 0 | 0 | 0 | 0 | 0
IGCC-CCS | 0 | 0 | 0 | 0 | 0 | 0
WT_off | 0 | 0 | 0 | 0 | 0 | 0
PseudoUnit | 0 | 0 | 0 | 0 | 0 | 0
FixedInterchange | 0 | 0 | 0 | 0 | 0 | 0
Base FOM Costs by Reporting Type: PJM_ROR
ReportingType | 2015 | 2020 | 2025 | 2030 | 2035 | 2040
BM | 38.69 | 38.69 | 38.69 | 38.69 | 38.69 | 19.4
CC | 357.07 | 530.03 | 687.49 | 768.43 | 805.03 | 805.03
CSP | 0 | 0 | 0 | 0 | 0 | 0
CT | 0.19 | 0.19 | 0.19 | 1.14 | 1.14 | 1.14
Coal | 3475.62 | 2459.31 | 1599.06 | 1300.92 | 1536.83 | 1735.28
Geo | 0 | 0 | 0 | 0 | 0 | 0
H | 26.17 | 33.33 | 33.33 | 33.33 | 33.33 | 33.33
LFG | 65.06 | 65.06 | 126.87 | 126.87 | 126.87 | 126.87
Nuc | 2917.4 | 3014.07 | 2917.4 | 2791.17 | 2168.76 | 4503.44
PS | 73.14 | 73.14 | 73.14 | 73.14 | 73.14 | 73.14
PV | 0.35 | 0.35 | 0.35 | 0.35 | 0.35 | 0.35
PeakG | 325.76 | 481.29 | 337.93 | 436.45 | 464.24 | 464.24
PeakO | 48.69 | 65.15 | 52.22 | 52.22 | 52.22 | 52.22
ST | 0 | 0 | 0 | 0 | 0 | 0
STOG | 93.25 | 110.34 | 94.59 | 94.59 | 94.59 | 94.59
STWD | 6.22 | 7.78 | 6.34 | 6.34 | 6.34 | 6.34
WT | 322.6 | 322.6 | 327.98 | 374.66 | 424.49 | 495.83
IGCC | 0 | 0 | 0 | 0 | 0 | 0
DemandResponse | 0 | 0 | 0 | 0 | 0 | 0
IGCC-CCS | 0 | 0 | 0 | 0 | 0 | 0
WT_off | 0 | 0 | 0 | 0 | 0 | 0
PseudoUnit | 0 | 0 | 0 | 0 | 0 | 0
FixedInterchange | 0 | 0 | 0 | 0 | 0 | 0
Base FOM Costs by Reporting Type: SOCO
ReportingType | 2015 | 2020 | 2025 | 2030 | 2035 | 2040
BM | 5.53 | 5.53 | 5.53 | 5.53 | 5.53 | 5.53
CC | 511.87 | 652.19 | 558.54 | 579.51 | 658.43 | 586.11
CSP | 0 | 0 | 0 | 0 | 0 | 0
CT | 0 | 0 | 0 | 0 | 0 | 0
Coal | 935.89 | 896.6 | 856.14 | 916.12 | 219.79 | 143.2
Geo | 0 | 0 | 0 | 0 | 0 | 0
H | 59.74 | 59.74 | 59.74 | 59.74 | 59.74 | 59.74
LFG | 4.46 | 4.46 | 17.39 | 17.39 | 17.39 | 17.39
Nuc | 850.41 | 1045.67 | 1045.67 | 1066.53 | 1890.36 | 3324.85
PS | 39.76 | 39.76 | 39.76 | 39.76 | 39.76 | 39.76
PV | 0 | 0 | 0 | 0 | 0 | 0
PeakG | 182.94 | 270.92 | 189.83 | 246.58 | 262.59 | 262.59
PeakO | 32.01 | 41.31 | 33.6 | 34.14 | 34.14 | 10.85
ST | 0 | 0 | 0 | 0 | 0 | 0
STOG | 0 | 0 | 0 | 0 | 0 | 0
STWD | 21.41 | 26.79 | 21.83 | 21.83 | 21.83 | 21.83
WT | 0 | 0 | 0 | 0 | 0 | 0
IGCC | 0 | 0 | 0 | 0 | 0 | 0
DemandResponse | 0 | 0 | 0 | 0 | 0 | 0
IGCC-CCS | 0 | 0 | 0 | 0 | 0 | 0
WT_off | 0 | 0 | 0 | 0 | 0 | 0
PseudoUnit | 0 | 0 | 0 | 0 | 0 | 0
FixedInterchange | 0 | 0 | 0 | 0 | 0 | 0
Base FOM Costs by Reporting Type: SPP_N
ReportingType | 2015 | 2020 | 2025 | 2030 | 2035 | 2040
BM | 0 | 0 | 0 | 0 | 0 | 0
CC | 41.13 | 52.29 | 42 | 46.53 | 51.42 | 51.42
CSP | 0 | 0 | 0 | 0 | 0 | 0
CT | 0 | 0 | 0 | 0 | 0 | 0
Coal | 548.33 | 542.9 | 488.48 | 310.47 | 283.19 | 383.16
Geo | 0 | 0 | 0 | 0 | 0 | 0
H | 0.3 | 0.3 | 0.3 | 0.3 | 0.3 | 0.3
LFG | 0.84 | 0.84 | 12.28 | 12.28 | 12.28 | 12.28
Nuc | 160.51 | 168.89 | 168.89 | 168.89 | 168.89 | 168.89
PS | 0 | 0 | 0 | 0 | 0 | 0
PV | 0 | 0 | 0 | 0 | 0 | 0
PeakG | 74.97 | 117.69 | 105.7 | 105.7 | 105.7 | 105.7
PeakO | 34.89 | 44.84 | 35.94 | 35.94 | 35.94 | 35.94
ST | 0 | 0 | 0 | 0 | 0 | 0
STOG | 69.49 | 82.23 | 70.49 | 70.49 | 70.49 | 70.49
STWD | 0 | 0 | 0 | 0 | 0 | 0
WT | 41.99 | 41.99 | 41.99 | 41.99 | 731.89 | 731.89
IGCC | 0 | 0 | 0 | 0 | 0 | 0
DemandResponse | 0 | 0 | 0 | 0 | 0 | 0
IGCC-CCS | 0 | 0 | 0 | 0 | 0 | 0
WT_off | 0 | 0 | 0 | 0 | 0 | 0
PseudoUnit | 0 | 0 | 0 | 0 | 0 | 0
FixedInterchange | 0 | 0 | 0 | 0 | 0 | 0
Base FOM Costs by Reporting Type: SPP_S
ReportingType | 2015 | 2020 | 2025 | 2030 | 2035 | 2040
BM | 0 | 0 | 0 | 0 | 0 | 0
CC | 327.42 | 415.34 | 336.76 | 365.29 | 401.35 | 404.99
CSP | 0 | 0 | 0 | 0 | 0 | 0
CT | 2.76 | 26.93 | 26.93 | 26.93 | 26.93 | 37.18
Coal | 785.31 | 775.12 | 759.33 | 213.3 | 188.78 | 182.53
Geo | 0 | 0 | 0 | 0 | 0 | 0
H | 30.03 | 30.03 | 30.03 | 30.03 | 30.03 | 30.03
LFG | 2.29 | 2.29 | 13.72 | 13.72 | 13.72 | 13.72
Nuc | 0.01 | 0.01 | 0.01 | 0.01 | 0.01 | 0.01
PS | 10.59 | 10.59 | 10.59 | 10.59 | 10.59 | 10.59
PV | 0 | 0 | 0 | 0 | 0 | 0
PeakG | 60.2 | 87.93 | 62.37 | 76.78 | 82.77 | 82.77
PeakO | 3.36 | 4.54 | 3.63 | 3.63 | 3.64 | 3.66
ST | 0 | 0 | 0 | 0 | 0 | 0
STOG | 442.62 | 523.74 | 448.97 | 448.97 | 448.97 | 448.97
STWD | 2.69 | 3.37 | 2.75 | 2.75 | 2.75 | 2.75
WT | 90.68 | 94.89 | 94.89 | 1303.23 | 1548.42 | 1628.34
IGCC | 0 | 0 | 0 | 0 | 0 | 0
DemandResponse | 0 | 0 | 0 | 0 | 0 | 0
IGCC-CCS | 0 | 0 | 0 | 0 | 0 | 0
WT_off | 0 | 0 | 0 | 0 | 0 | 0
PseudoUnit | 0 | 0 | 0 | 0 | 0 | 0
FixedInterchange | 0 | 0 | 0 | 0 | 0 | 0
Base FOM Costs by Reporting Type: TVA
ReportingType | 2015 | 2020 | 2025 | 2030 | 2035 | 2040
BM | 0 | 0 | 0 | 0 | 0 | 0
CC | 152.84 | 212.53 | 193.18 | 199.04 | 223.49 | 223.49
CSP | 0 | 0 | 0 | 0 | 0 | 0
CT | 0 | 31.37 | 31.37 | 31.37 | 31.37 | 7.04
Coal | 1026.99 | 505.49 | 449.13 | 538.59 | 29.03 | 30.01
Geo | 0 | 0 | 0 | 0 | 0 | 0
H | 72.8 | 72.8 | 72.8 | 73.19 | 73.19 | 73.19
LFG | 1.57 | 1.57 | 14.49 | 14.49 | 14.49 | 14.49
Nuc | 1153.81 | 1199.07 | 1153.81 | 1421.35 | 1538.3 | 2535.45
PS | 41.38 | 41.38 | 41.38 | 41.38 | 41.38 | 41.38
PV | 0 | 0 | 0 | 0 | 0 | 0
PeakG | 99.24 | 153.37 | 140.99 | 140.99 | 140.99 | 140.99
PeakO | 1.87 | 2.54 | 1.92 | 2.49 | 2.49 | 2.49
ST | 0 | 0 | 0 | 0 | 0 | 0
STOG | 0 | 0 | 0 | 0 | 0 | 0
STWD | 0.16 | 0.2 | 0.16 | 0.16 | 0.16 | 0.16
WT | 0.99 | 0.99 | 0.99 | 0.99 | 0.99 | 0.99
IGCC | 0 | 0 | 0 | 0 | 0 | 0
DemandResponse | 0 | 0 | 0 | 0 | 0 | 0
IGCC-CCS | 0 | 0 | 0 | 0 | 0 | 0
WT_off | 0 | 0 | 0 | 0 | 0 | 0
PseudoUnit | 0 | 0 | 0 | 0 | 0 | 0
FixedInterchange | 0 | 0 | 0 | 0 | 0 | 0
Base FOM Costs by Reporting Type: TVA_Transmission
ReportingType | 2015 | 2020 | 2025 | 2030 | 2035 | 2040
BM | 0 | 0 | 0 | 0 | 0 | 0
CC | 0 | 0 | 0 | 0 | 0 | 0
CSP | 0 | 0 | 0 | 0 | 0 | 0
CT | 0 | 0 | 0 | 0 | 0 | 0
Coal | 0 | 0 | 0 | 0 | 0 | 0
Geo | 0 | 0 | 0 | 0 | 0 | 0
H | 0 | 0 | 0 | 0 | 0 | 0
LFG | 0 | 0 | 0 | 0 | 0 | 0
Nuc | 0 | 0 | 0 | 0 | 0 | 0
PS | 0 | 0 | 0 | 0 | 0 | 0
PV | 0 | 0 | 0 | 0 | 0 | 0
PeakG | 0 | 0 | 0 | 0 | 0 | 0
PeakO | 0 | 0 | 0 | 0 | 0 | 0
ST | 0 | 0 | 0 | 0 | 0 | 0
STOG | 0 | 0 | 0 | 0 | 0 | 0
STWD | 0 | 0 | 0 | 0 | 0 | 0
WT | 0 | 0 | 0 | 0 | 0 | 0
IGCC | 0 | 0 | 0 | 0 | 0 | 0
DemandResponse | 0 | 0 | 0 | 0 | 0 | 0
IGCC-CCS | 0 | 0 | 0 | 0 | 0 | 0
WT_off | 0 | 0 | 0 | 0 | 0 | 0
PseudoUnit | 0 | 0 | 0 | 0 | 0 | 0
FixedInterchange | 0 | 0 | 0 | 0 | 0 | 0
Base FOM Costs by Reporting Type: VACAR
ReportingType | 2015 | 2020 | 2025 | 2030 | 2035 | 2040
BM | 0.09 | 23.3 | 85.66 | 91.69 | 110.12 | 125.27
CC | 142.45 | 233.81 | 239.49 | 248.14 | 262.17 | 262.17
CSP | 0 | 0 | 0 | 0 | 0 | 0
CT | 24.81 | 24.81 | 24.81 | 24.81 | 24.81 | 24.81
Coal | 1224.02 | 1002.94 | 888.87 | 722.82 | 71.21 | 77.79
Geo | 0 | 0 | 0 | 0 | 0 | 0
H | 30.23 | 30.23 | 30.23 | 30.23 | 30.23 | 30.23
LFG | 7.64 | 20.52 | 20.52 | 20.52 | 20.52 | 20.52
Nuc | 1664.13 | 1955.26 | 1870.92 | 2204.68 | 3112.05 | 5159.7
PS | 62.1 | 62.1 | 62.1 | 62.1 | 62.1 | 62.1
PV | 0.23 | 2.55 | 2.66 | 2.72 | 2.91 | 3.07
PeakG | 142.93 | 209.84 | 148.17 | 188.38 | 199.72 | 199.72
PeakO | 36.13 | 46.34 | 37.33 | 38.01 | 38.01 | 38.01
ST | 0 | 0 | 0 | 0 | 0 | 0
STOG | 4.04 | 4.78 | 4.1 | 4.1 | 4.1 | 4.1
STWD | 9.01 | 11.27 | 9.18 | 9.18 | 9.18 | 9.18
WT | 0.03 | 98.25 | 98.25 | 98.25 | 98.25 | 98.25
IGCC | 0 | 0 | 0 | 0 | 0 | 0
DemandResponse | 0 | 0 | 0 | 0 | 0 | 0
IGCC-CCS | 0 | 0 | 0 | 0 | 0 | 0
WT_off | 0.05 | 0.05 | 0.05 | 0.05 | 0.05 | 0.05
PseudoUnit | 0 | 0 | 0 | 0 | 0 | 0
FixedInterchange | 0 | 0 | 0 | 0 | 0 | 0
Base FOM Costs by Reporting Type: IESO
ReportingType | 2015 | 2020 | 2025 | 2030 | 2035 | 2040
BM | 32.8 | 32.8 | 32.8 | 32.8 | 32.8 | 32.8
CC | 117.4 | 117.4 | 117.4 | 117.4 | 125.82 | 140.11
CSP | 0 | 0 | 0 | 0 | 0 | 0
CT | 2.46 | 2.46 | 2.46 | 2.46 | 2.46 | 19.38
Coal | 0 | 0 | 0 | 0 | 0 | 0
Geo | 0 | 0 | 0 | 0 | 0 | 0
H | 123.83 | 123.83 | 123.83 | 123.83 | 123.83 | 123.83
LFG | 14.17 | 14.17 | 14.17 | 14.17 | 14.17 | 14.23
Nuc | 1895.33 | 1895.33 | 1895.33 | 1895.33 | 1745.37 | 2079.68
PS | 2.92 | 2.92 | 2.92 | 2.92 | 2.92 | 2.92
PV | 18.26 | 18.26 | 18.26 | 18.26 | 0.44 | 0.44
PeakG | 11.67 | 13.67 | 13.67 | 13.67 | 13.67 | 13.67
PeakO | 0 | 0 | 0 | 0 | 0 | 0
ST | 0 | 0 | 0 | 0 | 0 | 0
STOG | 0 | 0 | 0 | 0 | 0 | 0
STWD | 0 | 0 | 0 | 0 | 0 | 0
WT | 102.92 | 102.92 | 102.92 | 102.92 | 43.8 | 43.8
IGCC | 0 | 0 | 0 | 0 | 0 | 0
DemandResponse | 0 | 0 | 0 | 0 | 0 | 0
IGCC-CCS | 0 | 0 | 0 | 0 | 0 | 0
WT_off | 0 | 0 | 0 | 0 | 0 | 0
PseudoUnit | 0 | 0 | 0 | 0 | 0 | 0
FixedInterchange | 0 | 0 | 0 | 0 | 0 | 0
Base FOM Costs by Reporting Type: MAPP_CA
ReportingType | 2015 | 2020 | 2025 | 2030 | 2035 | 2040
BM | 0 | 0 | 0 | 0 | 0 | 0
CC | 21.69 | 21.69 | 21.69 | 0 | 0 | 0
CSP | 0 | 0 | 0 | 0 | 0 | 0
CT | 0.23 | 0.23 | 0.23 | 0.23 | 0 | 0
Coal | 111.35 | 113.43 | 0 | 0 | 0 | 0
Geo | 0 | 0 | 0 | 0 | 0 | 0
H | 92.24 | 96.93 | 123.42 | 158.45 | 158.45 | 158.45
LFG | 0 | 0 | 0 | 0 | 0 | 0
Nuc | 0.01 | 0.01 | 0.01 | 0.01 | 0.01 | 0.01
PS | 0 | 0 | 0 | 0 | 0 | 0
PV | 0 | 0 | 0 | 0 | 0 | 0
PeakG | 9.88 | 9.88 | 9.88 | 9.88 | 13.09 | 13.09
PeakO | 0.09 | 0.09 | 0.09 | 0 | 0 | 0
ST | 0 | 0 | 0 | 0 | 0 | 0
STOG | 5.54 | 5.54 | 5.54 | 0 | 0 | 0
STWD | 0 | 0 | 0 | 0 | 0 | 0
WT | 17.9 | 17.9 | 17.9 | 17.9 | 17.9 | 17.9
IGCC | 0 | 0 | 0 | 0 | 0 | 0
DemandResponse | 0 | 0 | 0 | 0 | 0 | 0
IGCC-CCS | 0 | 0 | 0 | 0 | 0 | 0
WT_off | 0 | 0 | 0 | 0 | 0 | 0
PseudoUnit | 0 | 0 | 0 | 0 | 0 | 0
FixedInterchange | 0 | 0 | 0 | 0 | 0 | 0
Base FOM Costs by Reporting Type: AZ_NM_SNV_Coal
ReportingType | 2015 | 2020 | 2025 | 2030 | 2035 | 2040
BM | 0 | 0 | 0 | 0 | 0 | 0
CC | 0 | 0 | 0 | 0 | 0 | 0
CSP | 0 | 0 | 0 | 0 | 0 | 0
CT | 0 | 0 | 0 | 0 | 0 | 0
Coal | 711.23 | 759.61 | 762.1 | 569.33 | 530.02 | 555.64
Geo | 0 | 0 | 0 | 0 | 0 | 0
H | 0 | 0 | 0 | 0 | 0 | 0
LFG | 0 | 0 | 0 | 0 | 0 | 0
Nuc | 0 | 0 | 0 | 0 | 0 | 0
PS | 0 | 0 | 0 | 0 | 0 | 0
PV | 0 | 0 | 0 | 0 | 0 | 0
PeakG | 0 | 0 | 0 | 0 | 0 | 0
PeakO | 0 | 0 | 0 | 0 | 0 | 0
ST | 0 | 0 | 0 | 0 | 0 | 0
STOG | 0 | 0 | 0 | 0 | 0 | 0
STWD | 0 | 0 | 0 | 0 | 0 | 0
WT | 0 | 0 | 0 | 0 | 0 | 0
IGCC | 0 | 0 | 0 | 0 | 0 | 0
DemandResponse | 0 | 0 | 0 | 0 | 0 | 0
IGCC-CCS | 0 | 0 | 0 | 0 | 0 | 0
WT_off | 0 | 0 | 0 | 0 | 0 | 0
PseudoUnit | 0 | 0 | 0 | 0 | 0 | 0
FixedInterchange | 0 | 0 | 0 | 0 | 0 | 0
Base FOM Costs by Reporting Type: AZ_NM_SNV_Gas
ReportingType | 2015 | 2020 | 2025 | 2030 | 2035 | 2040
BM | 0 | 0 | 0 | 0 | 0 | 0
CC | 442.18 | 559.58 | 451.37 | 478.04 | 550.37 | 550.37
CSP | 0 | 0 | 0 | 0 | 0 | 0
CT | 4.93 | 4.93 | 4.93 | 4.93 | 0 | 0
Coal | 0 | 0 | 0 | 0 | 0 | 0
Geo | 0 | 0 | 0 | 0 | 0 | 0
H | 0 | 0 | 0 | 0 | 0 | 0
LFG | 0 | 0 | 0 | 0 | 0 | 0
Nuc | 0 | 0 | 0 | 0 | 0 | 0
PS | 0 | 0 | 0 | 0 | 0 | 0
PV | 0 | 0 | 0 | 0 | 0 | 0
PeakG | 49.64 | 73.7 | 59.05 | 71.82 | 0 | 0
PeakO | 0 | 0 | 0 | 0 | 0 | 0
ST | 0 | 0 | 0 | 0 | 0 | 0
STOG | 0 | 0 | 0 | 0 | 0 | 0
STWD | 0 | 0 | 0 | 0 | 0 | 0
WT | 0 | 0 | 0 | 0 | 0 | 0
IGCC | 0 | 0 | 0 | 0 | 0 | 0
DemandResponse | 0 | 0 | 0 | 0 | 0 | 0
IGCC-CCS | 0 | 0 | 0 | 0 | 0 | 0
WT_off | 0 | 0 | 0 | 0 | 0 | 0
PseudoUnit | 0 | 0 | 0 | 0 | 0 | 0
FixedInterchange | 0 | 0 | 0 | 0 | 0 | 0
Base FOM Costs by Reporting Type: AZ_NM_SNV_NucRenew
ReportingType | 2015 | 2020 | 2025 | 2030 | 2035 | 2040
BM | 0 | 0 | 0 | 0 | 0 | 0
CC | 0 | 0 | 0 | 0 | 0 | 0
CSP | 0 | 0 | 0 | 0 | 0 | 0
CT | 0 | 0 | 0 | 0 | 0 | 0
Coal | 0 | 0 | 0 | 0 | 0 | 0
Geo | 0 | 0 | 122.18 | 122.18 | 122.18 | 122.18
H | 44.6 | 44.6 | 44.6 | 44.6 | 44.6 | 44.6
LFG | 0.84 | 8.14 | 8.14 | 8.14 | 8.14 | 8.14
Nuc | 484.16 | 564.17 | 564.17 | 1147.57 | 1716.46 | 2165.8
PS | 5.13 | 5.13 | 5.13 | 5.13 | 5.13 | 5.13
PV | 2.38 | 2.38 | 2.38 | 2.38 | 2.38 | 2.38
PeakG | 0 | 0 | 0 | 0 | 0 | 0
PeakO | 0 | 0 | 0 | 0 | 0 | 0
ST | 17.92 | 46.04 | 63.75 | 71.73 | 71.73 | 71.73
STOG | 0 | 0 | 0 | 0 | 0 | 0
STWD | 0.83 | 1.04 | 0.85 | 0.85 | 0.85 | 0.85
WT | 17.57 | 124.59 | 194.54 | 251.61 | 251.61 | 251.61
IGCC | 0 | 0 | 0 | 0 | 0 | 0
DemandResponse | 0 | 0 | 0 | 0 | 0 | 0
IGCC-CCS | 0 | 0 | 0 | 0 | 0 | 0
WT_off | 0 | 0 | 0 | 0 | 0 | 0
PseudoUnit | 0 | 0 | 0 | 0 | 0 | 0
FixedInterchange | 0 | 0 | 0 | 0 | 0 | 0
Base FOM Costs by Reporting Type: ERCOT
ReportingType | 2015 | 2020 | 2025 | 2030 | 2035 | 2040
BM | 14.57 | 14.57 | 14.57 | 14.57 | 14.57 | 14.57
CC | 899.17 | 1185.04 | 995.35 | 1024.94 | 1158.05 | 1158.05
CSP | 0 | 0 | 0 | 0 | 0 | 0
CT | 1.67 | 1.67 | 1.67 | 1.67 | 1.67 | 1.67
Coal | 883.33 | 803.04 | 657.17 | 665.39 | 235.24 | 260.65
Geo | 0 | 0 | 0 | 0 | 0 | 0
H | 8.05 | 8.05 | 8.05 | 8.05 | 8.05 | 8.05
LFG | 9.05 | 9.05 | 51.64 | 51.64 | 51.64 | 51.64
Nuc | 574.09 | 734.71 | 896.03 | 1032.34 | 1810.01 | 2056.51
PS | 0 | 0 | 0 | 0 | 0 | 0
PV | 0.25 | 0.25 | 0.25 | 0.25 | 0.01 | 0.01
PeakG | 80.63 | 119.03 | 114.62 | 114.62 | 114.62 | 114.62
PeakO | 1.29 | 1.86 | 1.53 | 1.53 | 1.53 | 1.53
ST | 0 | 0 | 0 | 0 | 0 | 0
STOG | 832.01 | 984.5 | 843.94 | 843.94 | 843.41 | 843.41
STWD | 0 | 0 | 0 | 0 | 0 | 0
WT | 315.42 | 315.42 | 410.84 | 977.51 | 1000.81 | 1042.6
IGCC | 0 | 0 | 0 | 0 | 0 | 0
DemandResponse | 0 | 0 | 0 | 0 | 0 | 0
IGCC-CCS | 0 | 0 | 0 | 0 | 0 | 0
WT_off | 0 | 0 | 0 | 0 | 0 | 0
PseudoUnit | 0 | 0 | 0 | 0 | 0 | 0
FixedInterchange | 0 | 0 | 0 | 0 | 0 | 0
Base FOM Costs by Reporting Type: NP15
ReportingType | 2015 | 2020 | 2025 | 2030 | 2035 | 2040
BM | 0 | 0 | 0 | 0 | 0 | 0
CC | 205.4 | 258.04 | 212.25 | 226.85 | 253.32 | 253.32
CSP | 0 | 0 | 0 | 0 | 0 | 0
CT | 1.42 | 10.85 | 31.04 | 54.86 | 61.14 | 89.11
Coal | 1.65 | 2.13 | 1.99 | 0 | 0 | 0
Geo | 100.8 | 142.91 | 151.36 | 151.36 | 151.36 | 151.36
H | 125.7 | 125.7 | 125.7 | 125.7 | 125.7 | 125.7
LFG | 10.26 | 78.24 | 78.24 | 78.24 | 78.24 | 78.24
Nuc | 302.44 | 364.27 | 334.86 | 334.86 | 334.86 | 334.86
PS | 53.58 | 53.58 | 53.58 | 53.58 | 53.58 | 53.58
PV | 0.89 | 0.89 | 0.89 | 0.89 | 0.78 | 0.78
PeakG | 56.04 | 82.34 | 58.1 | 74.01 | 78.49 | 78.49
PeakO | 10.26 | 13.08 | 10.48 | 10.49 | 10.49 | 10.49
ST | 1.86 | 1.86 | 1.86 | 1.86 | 1.86 | 1.86
STOG | 167.55 | 198.25 | 169.95 | 169.95 | 169.95 | 169.95
STWD | 14.17 | 17.73 | 14.44 | 14.44 | 14.44 | 14.44
WT | 40.21 | 40.21 | 40.21 | 198.35 | 384.44 | 400.19
IGCC | 0 | 0 | 0 | 0 | 0 | 0
DemandResponse | 0 | 0 | 0 | 0 | 0 | 0
IGCC-CCS | 0 | 0 | 0 | 0 | 0 | 0
WT_off | 0 | 0 | 0 | 0 | 0 | 0
PseudoUnit | 0 | 0 | 0 | 0 | 0 | 0
FixedInterchange | 0 | 0 | 0 | 0 | 0 | 0
Base FOM Costs by Reporting Type: NWPP_Coal
ReportingType | 2015 | 2020 | 2025 | 2030 | 2035 | 2040
BM | 0 | 0 | 0 | 0 | 0 | 0
CC | 0 | 0 | 0 | 0 | 0 | 0
CSP | 0 | 0 | 0 | 0 | 0 | 0
CT | 0 | 0 | 0 | 0 | 0 | 0
Coal | 849.1 | 903.27 | 941.97 | 888.37 | 761.11 | 826.47
Geo | 0 | 0 | 0 | 0 | 0 | 0
H | 0 | 0 | 0 | 0 | 0 | 0
LFG | 0 | 0 | 0 | 0 | 0 | 0
Nuc | 0 | 0 | 0 | 0 | 0 | 0
PS | 0 | 0 | 0 | 0 | 0 | 0
PV | 0 | 0 | 0 | 0 | 0 | 0
PeakG | 0 | 0 | 0 | 0 | 0 | 0
PeakO | 0 | 0 | 0 | 0 | 0 | 0
ST | 0 | 0 | 0 | 0 | 0 | 0
STOG | 0 | 0 | 0 | 0 | 0 | 0
STWD | 0 | 0 | 0 | 0 | 0 | 0
WT | 0 | 0 | 0 | 0 | 0 | 0
IGCC | 0 | 0 | 0 | 0 | 0 | 0
DemandResponse | 0 | 0 | 0 | 0 | 0 | 0
IGCC-CCS | 0 | 0 | 0 | 0 | 0 | 0
WT_off | 0 | 0 | 0 | 0 | 0 | 0
PseudoUnit | 0 | 0 | 0 | 0 | 0 | 0
FixedInterchange | 0 | 0 | 0 | 0 | 0 | 0
Base FOM Costs by Reporting Type: NWPP_Gas
ReportingType | 2015 | 2020 | 2025 | 2030 | 2035 | 2040
BM | 0 | 0 | 0 | 0 | 0 | 0
CC | 192.07 | 243.03 | 196.06 | 196.06 | 239.03 | 234.71
CSP | 0 | 0 | 0 | 0 | 0 | 0
CT | 1 | 1 | 1 | 1 | 0 | 0
Coal | 0 | 0 | 0 | 0 | 0 | 0
Geo | 0 | 0 | 0 | 0 | 0 | 0
H | 0 | 0 | 0 | 0 | 0 | 0
LFG | 0 | 0 | 0 | 0 | 0 | 0
Nuc | 0 | 0 | 0 | 0 | 0 | 0
PS | 0 | 0 | 0 | 0 | 0 | 0
PV | 0 | 0 | 0 | 0 | 0 | 0
PeakG | 0 | 0 | 0 | 0 | 0 | 0
PeakO | 0 | 0 | 0 | 0 | 0 | 0
ST | 0 | 0 | 0 | 0 | 0 | 0
STOG | 0 | 0 | 0 | 0 | 0 | 0
STWD | 0 | 0 | 0 | 0 | 0 | 0
WT | 0 | 0 | 0 | 0 | 0 | 0
IGCC | 0 | 0 | 0 | 0 | 0 | 0
DemandResponse | 0 | 0 | 0 | 0 | 0 | 0
IGCC-CCS | 0 | 0 | 0 | 0 | 0 | 0
WT_off | 0 | 0 | 0 | 0 | 0 | 0
PseudoUnit | 0 | 0 | 0 | 0 | 0 | 0
FixedInterchange | 0 | 0 | 0 | 0 | 0 | 0
Base FOM Costs by Reporting Type: NWPP_NucRenew
ReportingType | 2015 | 2020 | 2025 | 2030 | 2035 | 2040
BM | 3.27 | 3.27 | 3.27 | 3.27 | 3.27 | 3.27
CC | 0 | 0 | 0 | 0 | 0 | 0
CSP | 0 | 0 | 0 | 0 | 0 | 0
CT | 0 | 0 | 0 | 0 | 0 | 0
Coal | 0 | 0 | 0 | 0 | 0 | 0
Geo | 35.81 | 35.81 | 72.38 | 72.38 | 72.38 | 72.38
H | 480.54 | 480.54 | 480.54 | 480.54 | 480.54 | 480.54
LFG | 15.5 | 44.91 | 44.91 | 44.91 | 44.91 | 44.91
Nuc | 164.67 | 164.67 | 164.67 | 437 | 1250.99 | 1541.5
PS | 6.12 | 6.12 | 6.12 | 6.12 | 6.12 | 6.12
PV | 0.04 | 0.04 | 0.04 | 0.04 | 0.04 | 0.04
PeakG | 0 | 0 | 0 | 0 | 0 | 0
PeakO | 0 | 0 | 0 | 0 | 0 | 0
ST | 0 | 0 | 0 | 0 | 0 | 0
STOG | 0 | 0 | 0 | 0 | 0 | 0
STWD | 17.98 | 22.5 | 18.33 | 18.33 | 18.33 | 18.33
WT | 228.93 | 228.93 | 228.93 | 228.93 | 228.93 | 228.93
IGCC | 0 | 0 | 0 | 0 | 0 | 0
DemandResponse | 0 | 0 | 0 | 0 | 0 | 0
IGCC-CCS | 0 | 0 | 0 | 0 | 0 | 0
WT_off | 0 | 0 | 0 | 0 | 0 | 0
PseudoUnit | 0 | 0 | 0 | 0 | 0 | 0
FixedInterchange | 0 | 0 | 0 | 0 | 0 | 0
Base FOM Costs by Reporting Type: RMPA
ReportingType | 2015 | 2020 | 2025 | 2030 | 2035 | 2040
BM | 0 | 0 | 0 | 0 | 0 | 0
CC | 79.71 | 101.34 | 81.4 | 99.64 | 99.64 | 99.64
CSP | 0 | 0 | 0 | 0 | 0 | 0
CT | 1.02 | 1.02 | 1.02 | 1.02 | 1.02 | 1.02
Coal | 483.02 | 500.78 | 501.4 | 496.31 | 507.38 | 616.78
Geo | 0 | 10.56 | 216.56 | 216.56 | 216.56 | 216.56
H | 13.99 | 13.99 | 13.99 | 13.99 | 13.99 | 13.99
LFG | 0.89 | 4.37 | 4.37 | 4.37 | 4.37 | 4.37
Nuc | 0.01 | 0.01 | 0.01 | 0.01 | 0.01 | 0.01
PS | 13.37 | 13.37 | 13.37 | 13.37 | 13.37 | 13.37
PV | 0.31 | 0.31 | 0.31 | 0.31 | 0.31 | 0.31
PeakG | 48.87 | 72.26 | 50.7 | 61.6 | 69.81 | 69.81
PeakO | 5.49 | 6.99 | 5.61 | 5.61 | 5.61 | 5.61
ST | 0.19 | 24.53 | 26.59 | 27.57 | 27.57 | 27.57
STOG | 0 | 0 | 0 | 0 | 0 | 0
STWD | 0 | 0 | 0 | 0 | 0 | 0
WT | 67.62 | 124.62 | 124.62 | 128.68 | 128.68 | 128.68
IGCC | 0 | 0 | 0 | 0 | 67.95 | 126.79
DemandResponse | 0 | 0 | 0 | 0 | 0 | 0
IGCC-CCS | 0 | 0 | 0 | 0 | 0 | 0
WT_off | 0 | 0 | 0 | 0 | 0 | 0
PseudoUnit | 0 | 0 | 0 | 0 | 0 | 0
FixedInterchange | 0 | 0 | 0 | 0 | 0 | 0
Base FOM Costs by Reporting Type: SP15
ReportingType | 2015 | 2020 | 2025 | 2030 | 2035 | 2040
BM | 0.6 | 0.6 | 0.6 | 0.6 | 0.6 | 0.6
CC | 299.75 | 377.64 | 311.5 | 321.09 | 355.07 | 364.66
CSP | 0 | 0 | 0 | 0 | 0 | 0
CT | 0 | 0 | 0 | 0 | 0 | 0
Coal | 6.4 | 8.11 | 7.61 | 0 | 0 | 0
Geo | 86.16 | 208.35 | 208.35 | 208.35 | 208.35 | 208.35
H | 16.57 | 16.57 | 16.57 | 16.57 | 16.57 | 16.57
LFG | 26.93 | 93.8 | 93.8 | 93.8 | 93.8 | 93.8
Nuc | 327.58 | 356.35 | 327.58 | 327.58 | 327.58 | 447.86
PS | 34.19 | 34.19 | 34.19 | 34.19 | 34.19 | 34.19
PV | 1.87 | 1.87 | 1.87 | 1.87 | 1.8 | 1.8
PeakG | 76.73 | 111.44 | 93.22 | 103.59 | 103.59 | 103.59
PeakO | 1.47 | 1.91 | 1.53 | 1.53 | 1.53 | 1.53
ST | 28.67 | 28.67 | 28.67 | 28.67 | 28.67 | 28.67
STOG | 449.74 | 532.16 | 456.18 | 456.18 | 456.18 | 456.18
STWD | 3.81 | 4.77 | 3.89 | 3.89 | 3.89 | 3.89
WT | 71.03 | 71.03 | 71.03 | 71.03 | 294.82 | 294.82
IGCC | 0 | 0 | 0 | 0 | 0 | 0
DemandResponse | 0 | 0 | 0 | 0 | 0 | 0
IGCC-CCS | 0 | 0 | 0 | 0 | 0 | 0
WT_off | 0 | 0 | 0 | 0 | 0 | 0
PseudoUnit | 0 | 0 | 0 | 0 | 0 | 0
FixedInterchange | 0 | 0 | 0 | 0 | 0 | 0
Base FOM Costs by Reporting Type: ALB
ReportingType | 2015 | 2020 | 2025 | 2030 | 2035 | 2040
BM | 0 | 0 | 0 | 0 | 0 | 0
CC | 65.34 | 71.61 | 91.55 | 102.72 | 118.57 | 134.1
CSP | 0 | 0 | 0 | 0 | 0 | 0
CT | 1.35 | 1.35 | 1.35 | 1.35 | 1.35 | 1.35
Coal | 380.9 | 399.22 | 412.86 | 439.17 | 499.16 | 562.47
Geo | 0 | 0 | 0 | 0 | 0 | 0
H | 12.99 | 12.99 | 12.99 | 12.99 | 12.99 | 12.99
LFG | 1.21 | 1.21 | 1.21 | 1.21 | 1.21 | 1.21
Nuc | 0.01 | 0.01 | 0.01 | 0.01 | 0.01 | 0.01
PS | 0 | 0 | 0 | 0 | 0 | 0
PV | 0 | 0 | 0 | 0 | 0 | 0
PeakG | 34.8 | 34.8 | 34.8 | 34.8 | 49.02 | 49.02
PeakO | 0 | 0 | 0 | 0 | 0 | 0
ST | 0 | 0 | 0 | 0 | 0 | 0
STOG | 0 | 0 | 0 | 0 | 0 | 0
STWD | 1.19 | 1.19 | 1.19 | 1.19 | 1.19 | 1.19
WT | 22.94 | 22.94 | 22.94 | 22.94 | 22.94 | 22.94
IGCC | 0 | 0 | 0 | 0 | 0 | 0
DemandResponse | 0 | 0 | 0 | 0 | 0 | 0
IGCC-CCS | 0 | 0 | 0 | 0 | 0 | 0
WT_off | 0 | 0 | 0 | 0 | 0 | 0
PseudoUnit | 0 | 0 | 0 | 0 | 0 | 0
FixedInterchange | 0 | 0 | 0 | 0 | 0 | 0
Base FOM Costs by Reporting Type: BC
ReportingType | 2015 | 2020 | 2025 | 2030 | 2035 | 2040
BM | 0 | 0 | 0 | 0 | 0 | 0
CC | 17.72 | 20.21 | 27.59 | 28.11 | 28.98 | 28.98
CSP | 0 | 0 | 0 | 0 | 0 | 0
CT | 0 | 0 | 0 | 4.5 | 9.86 | 15.48
Coal | 0 | 0 | 0 | 0 | 0 | 0
Geo | 0 | 0 | 0 | 0 | 0 | 0
H | 173.22 | 173.22 | 173.22 | 173.22 | 173.22 | 173.22
LFG | 2.9 | 2.9 | 2.9 | 2.9 | 2.9 | 2.9
Nuc | 0.01 | 0.01 | 0.01 | 0.01 | 0.01 | 0.01
PS | 0 | 0 | 0 | 0 | 0 | 0
PV | 0 | 0 | 0 | 0 | 0 | 0
PeakG | 2.66 | 2.77 | 3.3 | 3.3 | 3.3 | 3.3
PeakO | 1.16 | 1.29 | 1.29 | 1.29 | 1.29 | 1.29
ST | 0 | 0 | 0 | 0 | 0 | 0
STOG | 15.95 | 15.95 | 15.95 | 15.95 | 15.95 | 15.95
STWD | 16.34 | 16.34 | 16.34 | 16.34 | 16.34 | 16.34
WT | 7.53 | 7.53 | 7.53 | 7.53 | 7.53 | 7.53
IGCC | 0 | 0 | 0 | 0 | 0 | 0
DemandResponse | 0 | 0 | 0 | 0 | 0 | 0
IGCC-CCS | 0 | 0 | 0 | 0 | 0 | 0
WT_off | 0 | 0 | 0 | 0 | 0 | 0
PseudoUnit | 0 | 0 | 0 | 0 | 0 | 0
FixedInterchange | 0 | 0 | 0 | 0 | 0 | 0
Base FOM Costs by Reporting Type: HQ_IESO
ReportingType | 2015 | 2020 | 2025 | 2030 | 2035 | 2040
BM | 0 | 0 | 0 | 0 | 0 | 0
CC | 0 | 0 | 0 | 0 | 0 | 0
CSP | 0 | 0 | 0 | 0 | 0 | 0
CT | 0 | 0 | 0 | 0 | 0 | 0
Coal | 0 | 0 | 0 | 0 | 0 | 0
Geo | 0 | 0 | 0 | 0 | 0 | 0
H | 0 | 0 | 0 | 0 | 0 | 0
LFG | 0 | 0 | 0 | 0 | 0 | 0
Nuc | 0.01 | 0.01 | 0.01 | 0.01 | 0.01 | 0.01
PS | 0 | 0 | 0 | 0 | 0 | 0
PV | 0 | 0 | 0 | 0 | 0 | 0
PeakG | 0 | 0 | 0 | 0 | 0 | 0
PeakO | 0 | 0 | 0 | 0 | 0 | 0
ST | 0 | 0 | 0 | 0 | 0 | 0
STOG | 0 | 0 | 0 | 0 | 0 | 0
STWD | 0 | 0 | 0 | 0 | 0 | 0
WT | 0 | 0 | 0 | 0 | 0 | 0
IGCC | 0 | 0 | 0 | 0 | 0 | 0
DemandResponse | 0 | 0 | 0 | 0 | 0 | 0
IGCC-CCS | 0 | 0 | 0 | 0 | 0 | 0
WT_off | 0 | 0 | 0 | 0 | 0 | 0
PseudoUnit | 0 | 0 | 0 | 0 | 0 | 0
FixedInterchange | 0 | 0 | 0 | 0 | 0 | 0
Base FOM Costs by Reporting Type: HQ_NEISO
ReportingType | 2015 | 2020 | 2025 | 2030 | 2035 | 2040
BM | 0 | 0 | 0 | 0 | 0 | 0
CC | 0 | 0 | 0 | 0 | 0 | 0
CSP | 0 | 0 | 0 | 0 | 0 | 0
CT | 0 | 0 | 0 | 0 | 0 | 0
Coal | 0 | 0 | 0 | 0 | 0 | 0
Geo | 0 | 0 | 0 | 0 | 0 | 0
H | 0 | 0 | 0 | 0 | 0 | 0
LFG | 0 | 0 | 0 | 0 | 0 | 0
Nuc | 0.01 | 0.01 | 0.01 | 0.01 | 0.01 | 0.01
PS | 0 | 0 | 0 | 0 | 0 | 0
PV | 0 | 0 | 0 | 0 | 0 | 0
PeakG | 0 | 0 | 0 | 0 | 0 | 0
PeakO | 0 | 0 | 0 | 0 | 0 | 0
ST | 0 | 0 | 0 | 0 | 0 | 0
STOG | 0 | 0 | 0 | 0 | 0 | 0
STWD | 0 | 0 | 0 | 0 | 0 | 0
WT | 0 | 0 | 0 | 0 | 0 | 0
IGCC | 0 | 0 | 0 | 0 | 0 | 0
DemandResponse | 0 | 0 | 0 | 0 | 0 | 0
IGCC-CCS | 0 | 0 | 0 | 0 | 0 | 0
WT_off | 0 | 0 | 0 | 0 | 0 | 0
PseudoUnit | 0 | 0 | 0 | 0 | 18.1 | 35.6
FixedInterchange | 0 | 0 | 0 | 0 | 0 | 0
Base FOM Costs by Reporting Type: HQ_NY
ReportingType | 2015 | 2020 | 2025 | 2030 | 2035 | 2040
BM | 0 | 0 | 0 | 0 | 0 | 0
CC | 0 | 0 | 0 | 0 | 0 | 0
CSP | 0 | 0 | 0 | 0 | 0 | 0
CT | 0 | 0 | 0 | 0 | 0 | 0
Coal | 0 | 0 | 0 | 0 | 0 | 0
Geo | 0 | 0 | 0 | 0 | 0 | 0
H | 0 | 0 | 0 | 0 | 0 | 0
LFG | 0 | 0 | 0 | 0 | 0 | 0
Nuc | 0.01 | 0.01 | 0.01 | 0.01 | 0.01 | 0.01
PS | 0 | 0 | 0 | 0 | 0 | 0
PV | 0 | 0 | 0 | 0 | 0 | 0
PeakG | 0 | 0 | 0 | 0 | 0 | 0
PeakO | 0 | 0 | 0 | 0 | 0 | 0
ST | 0 | 0 | 0 | 0 | 0 | 0
STOG | 0 | 0 | 0 | 0 | 0 | 0
STWD | 0 | 0 | 0 | 0 | 0 | 0
WT | 0 | 0 | 0 | 0 | 0 | 0
IGCC | 0 | 0 | 0 | 0 | 0 | 0
DemandResponse | 0 | 0 | 0 | 0 | 0 | 0
IGCC-CCS | 0 | 0 | 0 | 0 | 0 | 0
WT_off | 0 | 0 | 0 | 0 | 0 | 0
PseudoUnit | 0 | 0 | 5.84 | 35.6 | 35.6 | 35.6
FixedInterchange | 0 | 0 | 0 | 0 | 0 | 0
Base FOM Costs by Reporting Type: MARITIMES
ReportingType | 2015 | 2020 | 2025 | 2030 | 2035 | 2040
BM | 0 | 0 | 0 | 0 | 0 | 0
CC | 0 | 0 | 0 | 0 | 0 | 0
CSP | 0 | 0 | 0 | 0 | 0 | 0
CT | 0 | 0 | 0 | 0 | 0 | 0
Coal | 0 | 0 | 0 | 0 | 0 | 0
Geo | 0 | 0 | 0 | 0 | 0 | 0
H | 0 | 0 | 0 | 0 | 0 | 0
LFG | 0 | 0 | 0 | 0 | 0 | 0
Nuc | 0.01 | 0.01 | 0.01 | 0.01 | 0.01 | 0.01
PS | 0 | 0 | 0 | 0 | 0 | 0
PV | 0 | 0 | 0 | 0 | 0 | 0
PeakG | 0 | 0 | 0 | 0 | 0 | 0
PeakO | 0 | 0 | 0 | 0 | 0 | 0
ST | 0 | 0 | 0 | 0 | 0 | 0
STOG | 0 | 0 | 0 | 0 | 0 | 0
STWD | 0 | 0 | 0 | 0 | 0 | 0
WT | 0 | 0 | 0 | 0 | 0 | 0
IGCC | 0 | 0 | 0 | 0 | 0 | 0
DemandResponse | 0 | 0 | 0 | 0 | 0 | 0
IGCC-CCS | 0 | 0 | 0 | 0 | 0 | 0
WT_off | 0 | 0 | 0 | 0 | 0 | 0
PseudoUnit | 0 | 7.12 | 7.12 | 7.12 | 7.12 | 7.12
FixedInterchange | 0 | 0 | 0 | 0 | 0 | 0
Base FOM Costs by Reporting Type: All
ReportingType | 2015 | 2020 | 2025 | 2030 | 2035 | 2040
BM | 125.73 | 148.94 | 211.3 | 217.33 | 235.75 | 231.61
CC | 6390.89 | 8342.56 | 7475.72 | 7882.46 | 8914.57 | 9045.11
CSP | 0 | 0 | 0 | 0 | 0 | 0
CT | 63.05 | 180 | 200.19 | 321.48 | 402.14 | 499.84
Coal | 17698.9 | 15061.77 | 12372.38 | 10626.28 | 7836.49 | 8808.29
Geo | 226.72 | 401.57 | 774.79 | 774.79 | 774.79 | 774.79
H | 1511 | 1522.88 | 1573.63 | 1609.09 | 1619.33 | 1619.33
LFG | 498.94 | 733.94 | 999.86 | 1086.91 | 1086.91 | 1086.97
Nuc | 16696.36 | 17842.96 | 17613.02 | 19875.67 | 23398.71 | 34525.89
PS | 517.25 | 517.25 | 517.25 | 517.25 | 517.25 | 517.25
PV | 26.7 | 62.98 | 80.98 | 85.12 | 68.4 | 70.76
PeakG | 2064.93 | 3020.71 | 2295.51 | 2735.14 | 2793.21 | 2793.21
PeakO | 594.4 | 778.05 | 630.01 | 633.08 | 633.09 | 609.82
ST | 48.64 | 101.1 | 120.87 | 129.83 | 129.83 | 129.83
STOG | 3250.38 | 3842.14 | 3296.67 | 3291.13 | 3108.45 | 3009.23
STWD | 149.83 | 183.08 | 152.43 | 152.43 | 152.43 | 152.43
WT | 2034.5 | 2477.92 | 3093.3 | 6582.89 | 9563.99 | 9776.68
IGCC | 30.22 | 30.22 | 30.22 | 30.22 | 98.17 | 157.02
DemandResponse | 0 | 0 | 0 | 0 | 0 | 0
IGCC-CCS | 0 | 0 | 0 | 0 | 0 | 0
WT_off | 25.01 | 25.01 | 83.68 | 83.68 | 58.72 | 58.72
PseudoUnit | 0 | 7.12 | 12.96 | 42.72 | 60.82 | 78.32
FixedInterchange | 0 | 0 | 0 | 0 | 0 | 0
Base FOM Costs by Reporting Type: EI_US
ReportingType | 2015 | 2020 | 2025 | 2030 | 2035 | 2040
BM | 74.48 | 97.69 | 160.05 | 166.08 | 184.51 | 180.37
CC | 4050.45 | 5386.99 | 4969.57 | 5287.61 | 5985.7 | 6081.16
CSP | 0 | 0 | 0 | 0 | 0 | 0
CT | 48.96 | 156.48 | 156.48 | 249.45 | 324.64 | 371.82
Coal | 14271.94 | 11572.17 | 9087.28 | 7567.72 | 5303.59 | 5986.29
Geo | 3.95 | 3.95 | 3.95 | 3.95 | 3.95 | 3.95
H | 419.29 | 426.46 | 450.73 | 451.16 | 461.4 | 461.4
LFG | 417.2 | 477.14 | 700.46 | 787.52 | 787.52 | 787.52
Nuc | 12948.03 | 13763.39 | 13430.31 | 14700.91 | 16213.37 | 25899.61
PS | 401.94 | 401.94 | 401.94 | 401.94 | 401.94 | 401.94
PV | 2.71 | 38.99 | 56.99 | 61.13 | 62.64 | 64.99
PeakG | 1694.01 | 2500.81 | 1858.16 | 2247.85 | 2347.62 | 2347.62
PeakO | 574.64 | 752.82 | 609.48 | 612.64 | 612.65 | 589.37
ST | 0 | 0 | 0 | 0 | 0 | 0
STOG | 1779.6 | 2105.75 | 1805.11 | 1805.11 | 1622.96 | 1523.74
STWD | 95.51 | 119.51 | 97.38 | 97.38 | 97.38 | 97.38
WT | 1142.42 | 1421.81 | 1871.83 | 4575.5 | 7182.52 | 7337.68
IGCC | 30.22 | 30.22 | 30.22 | 30.22 | 30.22 | 30.22
DemandResponse | 0 | 0 | 0 | 0 | 0 | 0
IGCC-CCS | 0 | 0 | 0 | 0 | 0 | 0
WT_off | 25.01 | 25.01 | 83.68 | 83.68 | 58.72 | 58.72
PseudoUnit | 0 | 7.12 | 12.96 | 42.72 | 60.82 | 78.32
FixedInterchange | 0 | 0 | 0 | 0 | 0 | 0
Base FOM Costs by Reporting Type: EI_Canada
ReportingType | 2015 | 2020 | 2025 | 2030 | 2035 | 2040
BM | 32.8 | 32.8 | 32.8 | 32.8 | 32.8 | 32.8
CC | 139.09 | 139.09 | 139.09 | 117.4 | 125.82 | 140.11
CSP | 0 | 0 | 0 | 0 | 0 | 0
CT | 2.7 | 2.7 | 2.7 | 2.7 | 2.46 | 19.38
Coal | 111.35 | 113.43 | 0 | 0 | 0 | 0
Geo | 0 | 0 | 0 | 0 | 0 | 0
H | 216.06 | 220.76 | 247.25 | 282.28 | 282.28 | 282.28
LFG | 14.17 | 14.17 | 14.17 | 14.17 | 14.17 | 14.23
Nuc | 1895.36 | 1895.36 | 1895.36 | 1895.36 | 1745.4 | 2079.7
PS | 2.92 | 2.92 | 2.92 | 2.92 | 2.92 | 2.92
PV | 18.26 | 18.26 | 18.26 | 18.26 | 0.44 | 0.44
PeakG | 21.55 | 23.55 | 23.55 | 23.55 | 26.76 | 26.76
PeakO | 0.09 | 0.09 | 0.09 | 0 | 0 | 0
ST | 0 | 0 | 0 | 0 | 0 | 0
STOG | 5.54 | 5.54 | 5.54 | 0 | 0 | 0
STWD | 0 | 0 | 0 | 0 | 0 | 0
WT | 120.82 | 120.82 | 120.82 | 120.82 | 61.7 | 61.7
IGCC | 0 | 0 | 0 | 0 | 0 | 0
DemandResponse | 0 | 0 | 0 | 0 | 0 | 0
IGCC-CCS | 0 | 0 | 0 | 0 | 0 | 0
WT_off | 0 | 0 | 0 | 0 | 0 | 0
PseudoUnit | 0 | 0 | 0 | 0 | 0 | 0
FixedInterchange | 0 | 0 | 0 | 0 | 0 | 0
Base FOM Costs by Reporting Type: EI
ReportingType | 2015 | 2020 | 2025 | 2030 | 2035 | 2040
BM | 107.28 | 130.49 | 192.85 | 198.88 | 217.31 | 213.17
CC | 4189.54 | 5526.08 | 5108.66 | 5405.01 | 6111.53 | 6221.27
CSP | 0 | 0 | 0 | 0 | 0 | 0
CT | 51.66 | 159.18 | 159.18 | 252.15 | 327.11 | 391.2
Coal | 14383.28 | 11685.6 | 9087.28 | 7567.72 | 5303.59 | 5986.29
Geo | 3.95 | 3.95 | 3.95 | 3.95 | 3.95 | 3.95
H | 635.35 | 647.23 | 697.98 | 733.44 | 743.68 | 743.68
LFG | 431.38 | 491.31 | 714.64 | 801.69 | 801.69 | 801.75
Nuc | 14843.39 | 15658.74 | 15325.67 | 16596.27 | 17958.77 | 27979.32
PS | 404.86 | 404.86 | 404.86 | 404.86 | 404.86 | 404.86
PV | 20.97 | 57.25 | 75.25 | 79.39 | 63.08 | 65.43
PeakG | 1715.56 | 2524.37 | 1881.71 | 2271.41 | 2374.38 | 2374.38
PeakO | 574.73 | 752.91 | 609.57 | 612.64 | 612.65 | 589.37
ST | 0 | 0 | 0 | 0 | 0 | 0
STOG | 1785.14 | 2111.28 | 1810.65 | 1805.11 | 1622.96 | 1523.74
STWD | 95.51 | 119.51 | 97.38 | 97.38 | 97.38 | 97.38
WT | 1263.24 | 1542.63 | 1992.65 | 4696.32 | 7244.23 | 7399.38
IGCC | 30.22 | 30.22 | 30.22 | 30.22 | 30.22 | 30.22
DemandResponse | 0 | 0 | 0 | 0 | 0 | 0
IGCC-CCS | 0 | 0 | 0 | 0 | 0 | 0
WT_off | 25.01 | 25.01 | 83.68 | 83.68 | 58.72 | 58.72
PseudoUnit | 0 | 7.12 | 12.96 | 42.72 | 60.82 | 78.32
FixedInterchange | 0 | 0 | 0 | 0 | 0 | 0
Base FOM Costs by Reporting Type: Outside_EI
ReportingType | 2015 | 2020 | 2025 | 2030 | 2035 | 2040
BM | 18.45 | 18.45 | 18.45 | 18.45 | 18.45 | 18.45
CC | 2201.34 | 2816.49 | 2367.06 | 2477.45 | 2803.05 | 2823.84
CSP | 0 | 0 | 0 | 0 | 0 | 0
CT | 11.39 | 20.82 | 41.02 | 69.33 | 75.03 | 108.64
Coal | 3315.62 | 3376.17 | 3285.1 | 3058.56 | 2532.9 | 2822.01
Geo | 222.78 | 397.63 | 770.84 | 770.84 | 770.84 | 770.84
H | 875.65 | 875.65 | 875.65 | 875.65 | 875.65 | 875.65
LFG | 67.56 | 242.63 | 285.22 | 285.22 | 285.22 | 285.22
Nuc | 1852.97 | 2184.21 | 2287.36 | 3279.4 | 5439.94 | 6546.57
PS | 112.39 | 112.39 | 112.39 | 112.39 | 112.39 | 112.39
PV | 5.73 | 5.73 | 5.73 | 5.73 | 5.32 | 5.32
PeakG | 349.37 | 496.34 | 413.8 | 463.74 | 418.84 | 418.84
PeakO | 19.67 | 25.14 | 20.44 | 20.44 | 20.45 | 20.45
ST | 48.64 | 101.1 | 120.87 | 129.83 | 129.83 | 129.83
STOG | 1465.24 | 1730.86 | 1486.02 | 1486.02 | 1485.49 | 1485.49
STWD | 54.33 | 63.57 | 55.05 | 55.05 | 55.05 | 55.05
WT | 771.26 | 935.29 | 1100.65 | 1886.57 | 2319.76 | 2377.3
IGCC | 0 | 0 | 0 | 0 | 67.95 | 126.79
DemandResponse | 0 | 0 | 0 | 0 | 0 | 0
IGCC-CCS | 0 | 0 | 0 | 0 | 0 | 0
WT_off | 0 | 0 | 0 | 0 | 0 | 0
PseudoUnit | 0 | 0 | 0 | 0 | 0 | 0
FixedInterchange | 0 | 0 | 0 | 0 | 0 | 0
#11 | Retrofit FOM Costs ($million)
Retrofit FOM Costs by Reporting Type: Entergy
ReportingType | 2015 | 2020 | 2025 | 2030 | 2035 | 2040
BM | 0 | 0 | 0 | 0 | 0 | 0
CC | 0 | 0 | 0 | 0 | 0 | 0
CSP | 0 | 0 | 0 | 0 | 0 | 0
CT | 0 | 0 | 0 | 0 | 0 | 0
Coal | 2.88 | 29.53 | 27.7 | 26.48 | 25.05 | 24.4
Geo | 0 | 0 | 0 | 0 | 0 | 0
H | 0 | 0 | 0 | 0 | 0 | 0
LFG | 0 | 0 | 0 | 0 | 0 | 0
Nuc | 0 | 0 | 0 | 0 | 0 | 0
PS | 0 | 0 | 0 | 0 | 0 | 0
PV | 0 | 0 | 0 | 0 | 0 | 0
PeakG | 0 | 0 | 0 | 0 | 0 | 0
PeakO | 0 | 0 | 0 | 0 | 0 | 0
ST | 0 | 0 | 0 | 0 | 0 | 0
STOG | 0 | 0 | 0 | 0 | 0 | 0
STWD | 0 | 0 | 0 | 0 | 0 | 0
WT | 0 | 0 | 0 | 0 | 0 | 0
IGCC | 0 | 0 | 0 | 0 | 0 | 0
DemandResponse | 0 | 0 | 0 | 0 | 0 | 0
IGCC-CCS | 0 | 0 | 0 | 0 | 0 | 0
WT_off | 0 | 0 | 0 | 0 | 0 | 0
PseudoUnit | 0 | 0 | 0 | 0 | 0 | 0
FixedInterchange | 0 | 0 | 0 | 0 | 0 | 0
Retrofit FOM Costs by Reporting Type: FRCC
ReportingType | 2015 | 2020 | 2025 | 2030 | 2035 | 2040
BM | 0 | 0 | 0 | 0 | 0 | 0
CC | 0 | 0 | 0 | 0 | 0 | 0
CSP | 0 | 0 | 0 | 0 | 0 | 0
CT | 0 | 0 | 0 | 0 | 0 | 0
Coal | 62.66 | 65.47 | 60.72 | 43.55 | 5.61 | 5.61
Geo | 0 | 0 | 0 | 0 | 0 | 0
H | 0 | 0 | 0 | 0 | 0 | 0
LFG | 0 | 0 | 0 | 0 | 0 | 0
Nuc | 0 | 0 | 0 | 0 | 0 | 0
PS | 0 | 0 | 0 | 0 | 0 | 0
PV | 0 | 0 | 0 | 0 | 0 | 0
PeakG | 0 | 0 | 0 | 0 | 0 | 0
PeakO | 0 | 0 | 0 | 0 | 0 | 0
ST | 0 | 0 | 0 | 0 | 0 | 0
STOG | 0 | 0 | 0 | 0 | 0 | 0
STWD | 0 | 0 | 0 | 0 | 0 | 0
WT | 0 | 0 | 0 | 0 | 0 | 0
IGCC | 0 | 0 | 0 | 0 | 0 | 0
DemandResponse | 0 | 0 | 0 | 0 | 0 | 0
IGCC-CCS | 0 | 0 | 0 | 0 | 0 | 0
WT_off | 0 | 0 | 0 | 0 | 0 | 0
PseudoUnit | 0 | 0 | 0 | 0 | 0 | 0
FixedInterchange | 0 | 0 | 0 | 0 | 0 | 0
Retrofit FOM Costs by Reporting Type: MAPP_US
ReportingType | 2015 | 2020 | 2025 | 2030 | 2035 | 2040
BM | 0 | 0 | 0 | 0 | 0 | 0
CC | 0 | 0 | 0 | 0 | 0 | 0
CSP | 0 | 0 | 0 | 0 | 0 | 0
CT | 0 | 0 | 0 | 0 | 0 | 0
Coal | 12.91 | 13.35 | 6.19 | 6.19 | 6.19 | 6.19
Geo | 0 | 0 | 0 | 0 | 0 | 0
H | 0 | 0 | 0 | 0 | 0 | 0
LFG | 0 | 0 | 0 | 0 | 0 | 0
Nuc | 0 | 0 | 0 | 0 | 0 | 0
PS | 0 | 0 | 0 | 0 | 0 | 0
PV | 0 | 0 | 0 | 0 | 0 | 0
PeakG | 0 | 0 | 0 | 0 | 0 | 0
PeakO | 0 | 0 | 0 | 0 | 0 | 0
ST | 0 | 0 | 0 | 0 | 0 | 0
STOG | 0 | 0 | 0 | 0 | 0 | 0
STWD | 0 | 0 | 0 | 0 | 0 | 0
WT | 0 | 0 | 0 | 0 | 0 | 0
IGCC | 0 | 0 | 0 | 0 | 0 | 0
DemandResponse | 0 | 0 | 0 | 0 | 0 | 0
IGCC-CCS | 0 | 0 | 0 | 0 | 0 | 0
WT_off | 0 | 0 | 0 | 0 | 0 | 0
PseudoUnit | 0 | 0 | 0 | 0 | 0 | 0
FixedInterchange | 0 | 0 | 0 | 0 | 0 | 0
Retrofit FOM Costs by Reporting Type: MISO_IN
ReportingType | 2015 | 2020 | 2025 | 2030 | 2035 | 2040
BM | 0 | 0 | 0 | 0 | 0 | 0
CC | 0 | 0 | 0 | 0 | 0 | 0
CSP | 0 | 0 | 0 | 0 | 0 | 0
CT | 0 | 0 | 0 | 0 | 0 | 0
Coal | 98.61 | 102.38 | 90.9 | 81.97 | 81.97 | 81.97
Geo | 0 | 0 | 0 | 0 | 0 | 0
H | 0 | 0 | 0 | 0 | 0 | 0
LFG | 0 | 0 | 0 | 0 | 0 | 0
Nuc | 0 | 0 | 0 | 0 | 0 | 0
PS | 0 | 0 | 0 | 0 | 0 | 0
PV | 0 | 0 | 0 | 0 | 0 | 0
PeakG | 0 | 0 | 0 | 0 | 0 | 0
PeakO | 0 | 0 | 0 | 0 | 0 | 0
ST | 0 | 0 | 0 | 0 | 0 | 0
STOG | 0 | 0 | 0 | 0 | 0 | 0
STWD | 0 | 0 | 0 | 0 | 0 | 0
WT | 0 | 0 | 0 | 0 | 0 | 0
IGCC | 0 | 0 | 0 | 0 | 0 | 0
DemandResponse | 0 | 0 | 0 | 0 | 0 | 0
IGCC-CCS | 0 | 0 | 0 | 0 | 0 | 0
WT_off | 0 | 0 | 0 | 0 | 0 | 0
PseudoUnit | 0 | 0 | 0 | 0 | 0 | 0
FixedInterchange | 0 | 0 | 0 | 0 | 0 | 0
Retrofit FOM Costs by Reporting Type: MISO_MI
ReportingType | 2015 | 2020 | 2025 | 2030 | 2035 | 2040
BM | 0 | 0 | 0 | 0 | 0 | 0
CC | 0 | 0 | 0 | 0 | 0 | 0
CSP | 0 | 0 | 0 | 0 | 0 | 0
CT | 0 | 0 | 0 | 0 | 0 | 0
Coal | 16.83 | 17.83 | 12.65 | 4.1 | 4.1 | 4.1
Geo | 0 | 0 | 0 | 0 | 0 | 0
H | 0 | 0 | 0 | 0 | 0 | 0
LFG | 0 | 0 | 0 | 0 | 0 | 0
Nuc | 0 | 0 | 0 | 0 | 0 | 0
PS | 0 | 0 | 0 | 0 | 0 | 0
PV | 0 | 0 | 0 | 0 | 0 | 0
PeakG | 0 | 0 | 0 | 0 | 0 | 0
PeakO | 0 | 0 | 0 | 0 | 0 | 0
ST | 0 | 0 | 0 | 0 | 0 | 0
STOG | 0 | 0 | 0 | 0 | 0 | 0
STWD | 0 | 0 | 0 | 0 | 0 | 0
WT | 0 | 0 | 0 | 0 | 0 | 0
IGCC | 0 | 0 | 0 | 0 | 0 | 0
DemandResponse | 0 | 0 | 0 | 0 | 0 | 0
IGCC-CCS | 0 | 0 | 0 | 0 | 0 | 0
WT_off | 0 | 0 | 0 | 0 | 0 | 0
PseudoUnit | 0 | 0 | 0 | 0 | 0 | 0
FixedInterchange | 0 | 0 | 0 | 0 | 0 | 0
Retrofit FOM Costs by Reporting Type: MISO_MO-IL
ReportingType | 2015 | 2020 | 2025 | 2030 | 2035 | 2040
BM | 0 | 0 | 0 | 0 | 0 | 0
CC | 0 | 0 | 0 | 0 | 0 | 0
CSP | 0 | 0 | 0 | 0 | 0 | 0
CT | 0 | 0 | 0 | 0 | 0 | 0
Coal | 29.13 | 51.21 | 41.65 | 30.69 | 30.68 | 30.68
Geo | 0 | 0 | 0 | 0 | 0 | 0
H | 0 | 0 | 0 | 0 | 0 | 0
LFG | 0 | 0 | 0 | 0 | 0 | 0
Nuc | 0 | 0 | 0 | 0 | 0 | 0
PS | 0 | 0 | 0 | 0 | 0 | 0
PV | 0 | 0 | 0 | 0 | 0 | 0
PeakG | 0 | 0 | 0 | 0 | 0 | 0
PeakO | 0 | 0 | 0 | 0 | 0 | 0
ST | 0 | 0 | 0 | 0 | 0 | 0
STOG | 0 | 0 | 0 | 0 | 0 | 0
STWD | 0 | 0 | 0 | 0 | 0 | 0
WT | 0 | 0 | 0 | 0 | 0 | 0
IGCC | 0 | 0 | 0 | 0 | 0 | 0
DemandResponse | 0 | 0 | 0 | 0 | 0 | 0
IGCC-CCS | 0 | 0 | 0 | 0 | 0 | 0
WT_off | 0 | 0 | 0 | 0 | 0 | 0
PseudoUnit | 0 | 0 | 0 | 0 | 0 | 0
FixedInterchange | 0 | 0 | 0 | 0 | 0 | 0
Retrofit FOM Costs by Reporting Type: MISO_W
ReportingType | 2015 | 2020 | 2025 | 2030 | 2035 | 2040
BM | 0 | 0 | 0 | 0 | 0 | 0
CC | 0 | 0 | 0 | 0 | 0 | 0
CSP | 0 | 0 | 0 | 0 | 0 | 0
CT | 0 | 0 | 0 | 0 | 0 | 0
Coal | 38.36 | 61.93 | 57.73 | 52.69 | 45.84 | 45.84
Geo | 0 | 0 | 0 | 0 | 0 | 0
H | 0 | 0 | 0 | 0 | 0 | 0
LFG | 0 | 0 | 0 | 0 | 0 | 0
Nuc | 0 | 0 | 0 | 0 | 0 | 0
PS | 0 | 0 | 0 | 0 | 0 | 0
PV | 0 | 0 | 0 | 0 | 0 | 0
PeakG | 0 | 0 | 0 | 0 | 0 | 0
PeakO | 0 | 0 | 0 | 0 | 0 | 0
ST | 0 | 0 | 0 | 0 | 0 | 0
STOG | 0 | 0 | 0 | 0 | 0 | 0
STWD | 0 | 0 | 0 | 0 | 0 | 0
WT | 0 | 0 | 0 | 0 | 0 | 0
IGCC | 0 | 0 | 0 | 0 | 0 | 0
DemandResponse | 0 | 0 | 0 | 0 | 0 | 0
IGCC-CCS | 0 | 0 | 0 | 0 | 0 | 0
WT_off | 0 | 0 | 0 | 0 | 0 | 0
PseudoUnit | 0 | 0 | 0 | 0 | 0 | 0
FixedInterchange | 0 | 0 | 0 | 0 | 0 | 0
Retrofit FOM Costs by Reporting Type: MISO_WUMS
ReportingType | 2015 | 2020 | 2025 | 2030 | 2035 | 2040
BM | 0 | 0 | 0 | 0 | 0 | 0
CC | 0 | 0 | 0 | 0 | 0 | 0
CSP | 0 | 0 | 0 | 0 | 0 | 0
CT | 0 | 0 | 0 | 0 | 0 | 0
Coal | 35.36 | 31.72 | 18.83 | 18.83 | 18.83 | 18.55
Geo | 0 | 0 | 0 | 0 | 0 | 0
H | 0 | 0 | 0 | 0 | 0 | 0
LFG | 0 | 0 | 0 | 0 | 0 | 0
Nuc | 0 | 0 | 0 | 0 | 0 | 0
PS | 0 | 0 | 0 | 0 | 0 | 0
PV | 0 | 0 | 0 | 0 | 0 | 0
PeakG | 0 | 0 | 0 | 0 | 0 | 0
PeakO | 0 | 0 | 0 | 0 | 0 | 0
ST | 0 | 0 | 0 | 0 | 0 | 0
STOG | 0 | 0 | 0 | 0 | 0 | 0
STWD | 0 | 0 | 0 | 0 | 0 | 0
WT | 0 | 0 | 0 | 0 | 0 | 0
IGCC | 0 | 0 | 0 | 0 | 0 | 0
DemandResponse | 0 | 0 | 0 | 0 | 0 | 0
IGCC-CCS | 0 | 0 | 0 | 0 | 0 | 0
WT_off | 0 | 0 | 0 | 0 | 0 | 0
PseudoUnit | 0 | 0 | 0 | 0 | 0 | 0
FixedInterchange | 0 | 0 | 0 | 0 | 0 | 0
Retrofit FOM Costs by Reporting Type: Nebraska
ReportingType | 2015 | 2020 | 2025 | 2030 | 2035 | 2040
BM | 0 | 0 | 0 | 0 | 0 | 0
CC | 0 | 0 | 0 | 0 | 0 | 0
CSP | 0 | 0 | 0 | 0 | 0 | 0
CT | 0 | 0 | 0 | 0 | 0 | 0
Coal | 4.88 | 22.22 | 21.38 | 16.47 | 16.47 | 16.47
Geo | 0 | 0 | 0 | 0 | 0 | 0
H | 0 | 0 | 0 | 0 | 0 | 0
LFG | 0 | 0 | 0 | 0 | 0 | 0
Nuc | 0 | 0 | 0 | 0 | 0 | 0
PS | 0 | 0 | 0 | 0 | 0 | 0
PV | 0 | 0 | 0 | 0 | 0 | 0
PeakG | 0 | 0 | 0 | 0 | 0 | 0
PeakO | 0 | 0 | 0 | 0 | 0 | 0
ST | 0 | 0 | 0 | 0 | 0 | 0
STOG | 0 | 0 | 0 | 0 | 0 | 0
STWD | 0 | 0 | 0 | 0 | 0 | 0
WT | 0 | 0 | 0 | 0 | 0 | 0
IGCC | 0 | 0 | 0 | 0 | 0 | 0
DemandResponse | 0 | 0 | 0 | 0 | 0 | 0
IGCC-CCS | 0 | 0 | 0 | 0 | 0 | 0
WT_off | 0 | 0 | 0 | 0 | 0 | 0
PseudoUnit | 0 | 0 | 0 | 0 | 0 | 0
FixedInterchange | 0 | 0 | 0 | 0 | 0 | 0
Retrofit FOM Costs by Reporting Type: NEISO
ReportingType | 2015 | 2020 | 2025 | 2030 | 2035 | 2040
BM | 0 | 0 | 0 | 0 | 0 | 0
CC | 0 | 0 | 0 | 0 | 0 | 0
CSP | 0 | 0 | 0 | 0 | 0 | 0
CT | 0 | 0 | 0 | 0 | 0 | 0
Coal | 4.08 | 0 | 0 | 0 | 0 | 0
Geo | 0 | 0 | 0 | 0 | 0 | 0
H | 0 | 0 | 0 | 0 | 0 | 0
LFG | 0 | 0 | 0 | 0 | 0 | 0
Nuc | 0 | 0 | 0 | 0 | 0 | 0
PS | 0 | 0 | 0 | 0 | 0 | 0
PV | 0 | 0 | 0 | 0 | 0 | 0
PeakG | 0 | 0 | 0 | 0 | 0 | 0
PeakO | 0 | 0 | 0 | 0 | 0 | 0
ST | 0 | 0 | 0 | 0 | 0 | 0
STOG | 0 | 0 | 0 | 0 | 0 | 0
STWD | 0 | 0 | 0 | 0 | 0 | 0
WT | 0 | 0 | 0 | 0 | 0 | 0
IGCC | 0 | 0 | 0 | 0 | 0 | 0
DemandResponse | 0 | 0 | 0 | 0 | 0 | 0
IGCC-CCS | 0 | 0 | 0 | 0 | 0 | 0
WT_off | 0 | 0 | 0 | 0 | 0 | 0
PseudoUnit | 0 | 0 | 0 | 0 | 0 | 0
FixedInterchange | 0 | 0 | 0 | 0 | 0 | 0
Retrofit FOM Costs by Reporting Type: NonRTO_Midwest
ReportingType | 2015 | 2020 | 2025 | 2030 | 2035 | 2040
BM | 0 | 0 | 0 | 0 | 0 | 0
CC | 0 | 0 | 0 | 0 | 0 | 0
CSP | 0 | 0 | 0 | 0 | 0 | 0
CT | 0 | 0 | 0 | 0 | 0 | 0
Coal | 83.38 | 86.65 | 79.42 | 79.42 | 28.16 | 23.17
Geo | 0 | 0 | 0 | 0 | 0 | 0
H | 0 | 0 | 0 | 0 | 0 | 0
LFG | 0 | 0 | 0 | 0 | 0 | 0
Nuc | 0 | 0 | 0 | 0 | 0 | 0
PS | 0 | 0 | 0 | 0 | 0 | 0
PV | 0 | 0 | 0 | 0 | 0 | 0
PeakG | 0 | 0 | 0 | 0 | 0 | 0
PeakO | 0 | 0 | 0 | 0 | 0 | 0
ST | 0 | 0 | 0 | 0 | 0 | 0
STOG | 0 | 0 | 0 | 0 | 0 | 0
STWD | 0 | 0 | 0 | 0 | 0 | 0
WT | 0 | 0 | 0 | 0 | 0 | 0
IGCC | 0 | 0 | 0 | 0 | 0 | 0
DemandResponse | 0 | 0 | 0 | 0 | 0 | 0
IGCC-CCS | 0 | 0 | 0 | 0 | 0 | 0
WT_off | 0 | 0 | 0 | 0 | 0 | 0
PseudoUnit | 0 | 0 | 0 | 0 | 0 | 0
FixedInterchange | 0 | 0 | 0 | 0 | 0 | 0
Retrofit FOM Costs by Reporting Type: NYISO_A-F
ReportingType | 2015 | 2020 | 2025 | 2030 | 2035 | 2040
BM | 0 | 0 | 0 | 0 | 0 | 0
CC | 0 | 0 | 0 | 0 | 0 | 0
CSP | 0 | 0 | 0 | 0 | 0 | 0
CT | 0 | 0 | 0 | 0 | 0 | 0
Coal | 0 | 0 | 0 | 0 | 0 | 0
Geo | 0 | 0 | 0 | 0 | 0 | 0
H | 0 | 0 | 0 | 0 | 0 | 0
LFG | 0 | 0 | 0 | 0 | 0 | 0
Nuc | 0 | 0 | 0 | 0 | 0 | 0
PS | 0 | 0 | 0 | 0 | 0 | 0
PV | 0 | 0 | 0 | 0 | 0 | 0
PeakG | 0 | 0 | 0 | 0 | 0 | 0
PeakO | 0 | 0 | 0 | 0 | 0 | 0
ST | 0 | 0 | 0 | 0 | 0 | 0
STOG | 0 | 0 | 0 | 0 | 0 | 0
STWD | 0 | 0 | 0 | 0 | 0 | 0
WT | 0 | 0 | 0 | 0 | 0 | 0
IGCC | 0 | 0 | 0 | 0 | 0 | 0
DemandResponse | 0 | 0 | 0 | 0 | 0 | 0
IGCC-CCS | 0 | 0 | 0 | 0 | 0 | 0
WT_off | 0 | 0 | 0 | 0 | 0 | 0
PseudoUnit | 0 | 0 | 0 | 0 | 0 | 0
FixedInterchange | 0 | 0 | 0 | 0 | 0 | 0
Retrofit FOM Costs by Reporting Type: NYISO_G-I
ReportingType | 2015 | 2020 | 2025 | 2030 | 2035 | 2040
BM | 0 | 0 | 0 | 0 | 0 | 0
CC | 0 | 0 | 0 | 0 | 0 | 0
CSP | 0 | 0 | 0 | 0 | 0 | 0
CT | 0 | 0 | 0 | 0 | 0 | 0
Coal | 0 | 0 | 0 | 0 | 0 | 0
Geo | 0 | 0 | 0 | 0 | 0 | 0
H | 0 | 0 | 0 | 0 | 0 | 0
LFG | 0 | 0 | 0 | 0 | 0 | 0
Nuc | 0 | 0 | 0 | 0 | 0 | 0
PS | 0 | 0 | 0 | 0 | 0 | 0
PV | 0 | 0 | 0 | 0 | 0 | 0
PeakG | 0 | 0 | 0 | 0 | 0 | 0
PeakO | 0 | 0 | 0 | 0 | 0 | 0
ST | 0 | 0 | 0 | 0 | 0 | 0
STOG | 0 | 0 | 0 | 0 | 0 | 0
STWD | 0 | 0 | 0 | 0 | 0 | 0
WT | 0 | 0 | 0 | 0 | 0 | 0
IGCC | 0 | 0 | 0 | 0 | 0 | 0
DemandResponse | 0 | 0 | 0 | 0 | 0 | 0
IGCC-CCS | 0 | 0 | 0 | 0 | 0 | 0
WT_off | 0 | 0 | 0 | 0 | 0 | 0
PseudoUnit | 0 | 0 | 0 | 0 | 0 | 0
FixedInterchange | 0 | 0 | 0 | 0 | 0 | 0
Retrofit FOM Costs by Reporting Type: NYISO_J-K
ReportingType | 2015 | 2020 | 2025 | 2030 | 2035 | 2040
BM | 0 | 0 | 0 | 0 | 0 | 0
CC | 0 | 0 | 0 | 0 | 0 | 0
CSP | 0 | 0 | 0 | 0 | 0 | 0
CT | 0 | 0 | 0 | 0 | 0 | 0
Coal | 0 | 0 | 0 | 0 | 0 | 0
Geo | 0 | 0 | 0 | 0 | 0 | 0
H | 0 | 0 | 0 | 0 | 0 | 0
LFG | 0 | 0 | 0 | 0 | 0 | 0
Nuc | 0 | 0 | 0 | 0 | 0 | 0
PS | 0 | 0 | 0 | 0 | 0 | 0
PV | 0 | 0 | 0 | 0 | 0 | 0
PeakG | 0 | 0 | 0 | 0 | 0 | 0
PeakO | 0 | 0 | 0 | 0 | 0 | 0
ST | 0 | 0 | 0 | 0 | 0 | 0
STOG | 0 | 0 | 0 | 0 | 0 | 0
STWD | 0 | 0 | 0 | 0 | 0 | 0
WT | 0 | 0 | 0 | 0 | 0 | 0
IGCC | 0 | 0 | 0 | 0 | 0 | 0
DemandResponse | 0 | 0 | 0 | 0 | 0 | 0
IGCC-CCS | 0 | 0 | 0 | 0 | 0 | 0
WT_off | 0 | 0 | 0 | 0 | 0 | 0
PseudoUnit | 0 | 0 | 0 | 0 | 0 | 0
FixedInterchange | 0 | 0 | 0 | 0 | 0 | 0
Retrofit FOM Costs by Reporting Type: PJM_E
ReportingType | 2015 | 2020 | 2025 | 2030 | 2035 | 2040
BM | 0 | 0 | 0 | 0 | 0 | 0
CC | 0 | 0 | 0 | 0 | 0 | 0
CSP | 0 | 0 | 0 | 0 | 0 | 0
CT | 0 | 0 | 0 | 0 | 0 | 0
Coal | 1.07 | 1.07 | 0 | 0 | 0 | 0
Geo | 0 | 0 | 0 | 0 | 0 | 0
H | 0 | 0 | 0 | 0 | 0 | 0
LFG | 0 | 0 | 0 | 0 | 0 | 0
Nuc | 0 | 0 | 0 | 0 | 0 | 0
PS | 0 | 0 | 0 | 0 | 0 | 0
PV | 0 | 0 | 0 | 0 | 0 | 0
PeakG | 0 | 0 | 0 | 0 | 0 | 0
PeakO | 0 | 0 | 0 | 0 | 0 | 0
ST | 0 | 0 | 0 | 0 | 0 | 0
STOG | 0 | 0 | 0 | 0 | 0 | 0
STWD | 0 | 0 | 0 | 0 | 0 | 0
WT | 0 | 0 | 0 | 0 | 0 | 0
IGCC | 0 | 0 | 0 | 0 | 0 | 0
DemandResponse | 0 | 0 | 0 | 0 | 0 | 0
IGCC-CCS | 0 | 0 | 0 | 0 | 0 | 0
WT_off | 0 | 0 | 0 | 0 | 0 | 0
PseudoUnit | 0 | 0 | 0 | 0 | 0 | 0
FixedInterchange | 0 | 0 | 0 | 0 | 0 | 0
Retrofit FOM Costs by Reporting Type: PJM_ROM
ReportingType | 2015 | 2020 | 2025 | 2030 | 2035 | 2040
BM | 0 | 0 | 0 | 0 | 0 | 0
CC | 0 | 0 | 0 | 0 | 0 | 0
CSP | 0 | 0 | 0 | 0 | 0 | 0
CT | 0 | 0 | 0 | 0 | 0 | 0
Coal | 46.44 | 46.04 | 8.54 | 8.54 | 8.54 | 8.54
Geo | 0 | 0 | 0 | 0 | 0 | 0
H | 0 | 0 | 0 | 0 | 0 | 0
LFG | 0 | 0 | 0 | 0 | 0 | 0
Nuc | 0 | 0 | 0 | 0 | 0 | 0
PS | 0 | 0 | 0 | 0 | 0 | 0
PV | 0 | 0 | 0 | 0 | 0 | 0
PeakG | 0 | 0 | 0 | 0 | 0 | 0
PeakO | 0 | 0 | 0 | 0 | 0 | 0
ST | 0 | 0 | 0 | 0 | 0 | 0
STOG | 0 | 0 | 0 | 0 | 0 | 0
STWD | 0 | 0 | 0 | 0 | 0 | 0
WT | 0 | 0 | 0 | 0 | 0 | 0
IGCC | 0 | 0 | 0 | 0 | 0 | 0
DemandResponse | 0 | 0 | 0 | 0 | 0 | 0
IGCC-CCS | 0 | 0 | 0 | 0 | 0 | 0
WT_off | 0 | 0 | 0 | 0 | 0 | 0
PseudoUnit | 0 | 0 | 0 | 0 | 0 | 0
FixedInterchange | 0 | 0 | 0 | 0 | 0 | 0
Retrofit FOM Costs by Reporting Type: PJM_ROR
ReportingType | 2015 | 2020 | 2025 | 2030 | 2035 | 2040
BM | 0 | 0 | 0 | 0 | 0 | 0
CC | 0 | 0 | 0 | 0 | 0 | 0
CSP | 0 | 0 | 0 | 0 | 0 | 0
CT | 0 | 0 | 0 | 0 | 0 | 0
Coal | 257.76 | 276.02 | 173.43 | 130.73 | 125.67 | 125.67
Geo | 0 | 0 | 0 | 0 | 0 | 0
H | 0 | 0 | 0 | 0 | 0 | 0
LFG | 0 | 0 | 0 | 0 | 0 | 0
Nuc | 0 | 0 | 0 | 0 | 0 | 0
PS | 0 | 0 | 0 | 0 | 0 | 0
PV | 0 | 0 | 0 | 0 | 0 | 0
PeakG | 0 | 0 | 0 | 0 | 0 | 0
PeakO | 0 | 0 | 0 | 0 | 0 | 0
ST | 0 | 0 | 0 | 0 | 0 | 0
STOG | 0 | 0 | 0 | 0 | 0 | 0
STWD | 0 | 0 | 0 | 0 | 0 | 0
WT | 0 | 0 | 0 | 0 | 0 | 0
IGCC | 0 | 0 | 0 | 0 | 0 | 0
DemandResponse | 0 | 0 | 0 | 0 | 0 | 0
IGCC-CCS | 0 | 0 | 0 | 0 | 0 | 0
WT_off | 0 | 0 | 0 | 0 | 0 | 0
PseudoUnit | 0 | 0 | 0 | 0 | 0 | 0
FixedInterchange | 0 | 0 | 0 | 0 | 0 | 0
Retrofit FOM Costs by Reporting Type: SOCO
ReportingType | 2015 | 2020 | 2025 | 2030 | 2035 | 2040
BM | 0 | 0 | 0 | 0 | 0 | 0
CC | 0 | 0 | 0 | 0 | 0 | 0
CSP | 0 | 0 | 0 | 0 | 0 | 0
CT | 0 | 0 | 0 | 0 | 0 | 0
Coal | 100.68 | 103.87 | 99.79 | 97.61 | 26.76 | 16.38
Geo | 0 | 0 | 0 | 0 | 0 | 0
H | 0 | 0 | 0 | 0 | 0 | 0
LFG | 0 | 0 | 0 | 0 | 0 | 0
Nuc | 0 | 0 | 0 | 0 | 0 | 0
PS | 0 | 0 | 0 | 0 | 0 | 0
PV | 0 | 0 | 0 | 0 | 0 | 0
PeakG | 0 | 0 | 0 | 0 | 0 | 0
PeakO | 0 | 0 | 0 | 0 | 0 | 0
ST | 0 | 0 | 0 | 0 | 0 | 0
STOG | 0 | 0 | 0 | 0 | 0 | 0
STWD | 0 | 0 | 0 | 0 | 0 | 0
WT | 0 | 0 | 0 | 0 | 0 | 0
IGCC | 0 | 0 | 0 | 0 | 0 | 0
DemandResponse | 0 | 0 | 0 | 0 | 0 | 0
IGCC-CCS | 0 | 0 | 0 | 0 | 0 | 0
WT_off | 0 | 0 | 0 | 0 | 0 | 0
PseudoUnit | 0 | 0 | 0 | 0 | 0 | 0
FixedInterchange | 0 | 0 | 0 | 0 | 0 | 0
Retrofit FOM Costs by Reporting Type: SPP_N
ReportingType | 2015 | 2020 | 2025 | 2030 | 2035 | 2040
BM | 0 | 0 | 0 | 0 | 0 | 0
CC | 0 | 0 | 0 | 0 | 0 | 0
CSP | 0 | 0 | 0 | 0 | 0 | 0
CT | 0 | 0 | 0 | 0 | 0 | 0
Coal | 35.72 | 41.28 | 39.29 | 29.3 | 24.97 | 24.97
Geo | 0 | 0 | 0 | 0 | 0 | 0
H | 0 | 0 | 0 | 0 | 0 | 0
LFG | 0 | 0 | 0 | 0 | 0 | 0
Nuc | 0 | 0 | 0 | 0 | 0 | 0
PS | 0 | 0 | 0 | 0 | 0 | 0
PV | 0 | 0 | 0 | 0 | 0 | 0
PeakG | 0 | 0 | 0 | 0 | 0 | 0
PeakO | 0 | 0 | 0 | 0 | 0 | 0
ST | 0 | 0 | 0 | 0 | 0 | 0
STOG | 0 | 0 | 0 | 0 | 0 | 0
STWD | 0 | 0 | 0 | 0 | 0 | 0
WT | 0 | 0 | 0 | 0 | 0 | 0
IGCC | 0 | 0 | 0 | 0 | 0 | 0
DemandResponse | 0 | 0 | 0 | 0 | 0 | 0
IGCC-CCS | 0 | 0 | 0 | 0 | 0 | 0
WT_off | 0 | 0 | 0 | 0 | 0 | 0
PseudoUnit | 0 | 0 | 0 | 0 | 0 | 0
FixedInterchange | 0 | 0 | 0 | 0 | 0 | 0
Retrofit FOM Costs by Reporting Type: SPP_S
ReportingType | 2015 | 2020 | 2025 | 2030 | 2035 | 2040
BM | 0 | 0 | 0 | 0 | 0 | 0
CC | 0 | 0 | 0 | 0 | 0 | 0
CSP | 0 | 0 | 0 | 0 | 0 | 0
CT | 0 | 0 | 0 | 0 | 0 | 0
Coal | 19.76 | 30.63 | 30.63 | 3.16 | 2.74 | 2.32
Geo | 0 | 0 | 0 | 0 | 0 | 0
H | 0 | 0 | 0 | 0 | 0 | 0
LFG | 0 | 0 | 0 | 0 | 0 | 0
Nuc | 0 | 0 | 0 | 0 | 0 | 0
PS | 0 | 0 | 0 | 0 | 0 | 0
PV | 0 | 0 | 0 | 0 | 0 | 0
PeakG | 0 | 0 | 0 | 0 | 0 | 0
PeakO | 0 | 0 | 0 | 0 | 0 | 0
ST | 0 | 0 | 0 | 0 | 0 | 0
STOG | 0 | 0 | 0 | 0 | 0 | 0
STWD | 0 | 0 | 0 | 0 | 0 | 0
WT | 0 | 0 | 0 | 0 | 0 | 0
IGCC | 0 | 0 | 0 | 0 | 0 | 0
DemandResponse | 0 | 0 | 0 | 0 | 0 | 0
IGCC-CCS | 0 | 0 | 0 | 0 | 0 | 0
WT_off | 0 | 0 | 0 | 0 | 0 | 0
PseudoUnit | 0 | 0 | 0 | 0 | 0 | 0
FixedInterchange | 0 | 0 | 0 | 0 | 0 | 0
Retrofit FOM Costs by Reporting Type: TVA
ReportingType | 2015 | 2020 | 2025 | 2030 | 2035 | 2040
BM | 0 | 0 | 0 | 0 | 0 | 0
CC | 0 | 0 | 0 | 0 | 0 | 0
CSP | 0 | 0 | 0 | 0 | 0 | 0
CT | 0 | 0 | 0 | 0 | 0 | 0
Coal | 45.15 | 45.97 | 39.7 | 39.7 | 0.43 | 0.43
Geo | 0 | 0 | 0 | 0 | 0 | 0
H | 0 | 0 | 0 | 0 | 0 | 0
LFG | 0 | 0 | 0 | 0 | 0 | 0
Nuc | 0 | 0 | 0 | 0 | 0 | 0
PS | 0 | 0 | 0 | 0 | 0 | 0
PV | 0 | 0 | 0 | 0 | 0 | 0
PeakG | 0 | 0 | 0 | 0 | 0 | 0
PeakO | 0 | 0 | 0 | 0 | 0 | 0
ST | 0 | 0 | 0 | 0 | 0 | 0
STOG | 0 | 0 | 0 | 0 | 0 | 0
STWD | 0 | 0 | 0 | 0 | 0 | 0
WT | 0 | 0 | 0 | 0 | 0 | 0
IGCC | 0 | 0 | 0 | 0 | 0 | 0
DemandResponse | 0 | 0 | 0 | 0 | 0 | 0
IGCC-CCS | 0 | 0 | 0 | 0 | 0 | 0
WT_off | 0 | 0 | 0 | 0 | 0 | 0
PseudoUnit | 0 | 0 | 0 | 0 | 0 | 0
FixedInterchange | 0 | 0 | 0 | 0 | 0 | 0
Retrofit FOM Costs by Reporting Type: TVA_Transmission
ReportingType | 2015 | 2020 | 2025 | 2030 | 2035 | 2040
BM | 0 | 0 | 0 | 0 | 0 | 0
CC | 0 | 0 | 0 | 0 | 0 | 0
CSP | 0 | 0 | 0 | 0 | 0 | 0
CT | 0 | 0 | 0 | 0 | 0 | 0
Coal | 0 | 0 | 0 | 0 | 0 | 0
Geo | 0 | 0 | 0 | 0 | 0 | 0
H | 0 | 0 | 0 | 0 | 0 | 0
LFG | 0 | 0 | 0 | 0 | 0 | 0
Nuc | 0 | 0 | 0 | 0 | 0 | 0
PS | 0 | 0 | 0 | 0 | 0 | 0
PV | 0 | 0 | 0 | 0 | 0 | 0
PeakG | 0 | 0 | 0 | 0 | 0 | 0
PeakO | 0 | 0 | 0 | 0 | 0 | 0
ST | 0 | 0 | 0 | 0 | 0 | 0
STOG | 0 | 0 | 0 | 0 | 0 | 0
STWD | 0 | 0 | 0 | 0 | 0 | 0
WT | 0 | 0 | 0 | 0 | 0 | 0
IGCC | 0 | 0 | 0 | 0 | 0 | 0
DemandResponse | 0 | 0 | 0 | 0 | 0 | 0
IGCC-CCS | 0 | 0 | 0 | 0 | 0 | 0
WT_off | 0 | 0 | 0 | 0 | 0 | 0
PseudoUnit | 0 | 0 | 0 | 0 | 0 | 0
FixedInterchange | 0 | 0 | 0 | 0 | 0 | 0
Retrofit FOM Costs by Reporting Type: VACAR
ReportingType | 2015 | 2020 | 2025 | 2030 | 2035 | 2040
BM | 0 | 0 | 0 | 0 | 0 | 0
CC | 0 | 0 | 0 | 0 | 0 | 0
CSP | 0 | 0 | 0 | 0 | 0 | 0
CT | 0 | 0 | 0 | 0 | 0 | 0
Coal | 138.1 | 129.19 | 113.96 | 87.09 | 9.49 | 9.49
Geo | 0 | 0 | 0 | 0 | 0 | 0
H | 0 | 0 | 0 | 0 | 0 | 0
LFG | 0 | 0 | 0 | 0 | 0 | 0
Nuc | 0 | 0 | 0 | 0 | 0 | 0
PS | 0 | 0 | 0 | 0 | 0 | 0
PV | 0 | 0 | 0 | 0 | 0 | 0
PeakG | 0 | 0 | 0 | 0 | 0 | 0
PeakO | 0 | 0 | 0 | 0 | 0 | 0
ST | 0 | 0 | 0 | 0 | 0 | 0
STOG | 0 | 0 | 0 | 0 | 0 | 0
STWD | 0 | 0 | 0 | 0 | 0 | 0
WT | 0 | 0 | 0 | 0 | 0 | 0
IGCC | 0 | 0 | 0 | 0 | 0 | 0
DemandResponse | 0 | 0 | 0 | 0 | 0 | 0
IGCC-CCS | 0 | 0 | 0 | 0 | 0 | 0
WT_off | 0 | 0 | 0 | 0 | 0 | 0
PseudoUnit | 0 | 0 | 0 | 0 | 0 | 0
FixedInterchange | 0 | 0 | 0 | 0 | 0 | 0
Retrofit FOM Costs by Reporting Type: IESO
ReportingType | 2015 | 2020 | 2025 | 2030 | 2035 | 2040
BM | 0 | 0 | 0 | 0 | 0 | 0
CC | 0 | 0 | 0 | 0 | 0 | 0
CSP | 0 | 0 | 0 | 0 | 0 | 0
CT | 0 | 0 | 0 | 0 | 0 | 0
Coal | 0 | 0 | 0 | 0 | 0 | 0
Geo | 0 | 0 | 0 | 0 | 0 | 0
H | 0 | 0 | 0 | 0 | 0 | 0
LFG | 0 | 0 | 0 | 0 | 0 | 0
Nuc | 0 | 0 | 0 | 0 | 0 | 0
PS | 0 | 0 | 0 | 0 | 0 | 0
PV | 0 | 0 | 0 | 0 | 0 | 0
PeakG | 0 | 0 | 0 | 0 | 0 | 0
PeakO | 0 | 0 | 0 | 0 | 0 | 0
ST | 0 | 0 | 0 | 0 | 0 | 0
STOG | 0 | 0 | 0 | 0 | 0 | 0
STWD | 0 | 0 | 0 | 0 | 0 | 0
WT | 0 | 0 | 0 | 0 | 0 | 0
IGCC | 0 | 0 | 0 | 0 | 0 | 0
DemandResponse | 0 | 0 | 0 | 0 | 0 | 0
IGCC-CCS | 0 | 0 | 0 | 0 | 0 | 0
WT_off | 0 | 0 | 0 | 0 | 0 | 0
PseudoUnit | 0 | 0 | 0 | 0 | 0 | 0
FixedInterchange | 0 | 0 | 0 | 0 | 0 | 0
Retrofit FOM Costs by Reporting Type: MAPP_CA
ReportingType | 2015 | 2020 | 2025 | 2030 | 2035 | 2040
BM | 0 | 0 | 0 | 0 | 0 | 0
CC | 0 | 0 | 0 | 0 | 0 | 0
CSP | 0 | 0 | 0 | 0 | 0 | 0
CT | 0 | 0 | 0 | 0 | 0 | 0
Coal | 0 | 0 | 0 | 0 | 0 | 0
Geo | 0 | 0 | 0 | 0 | 0 | 0
H | 0 | 0 | 0 | 0 | 0 | 0
LFG | 0 | 0 | 0 | 0 | 0 | 0
Nuc | 0 | 0 | 0 | 0 | 0 | 0
PS | 0 | 0 | 0 | 0 | 0 | 0
PV | 0 | 0 | 0 | 0 | 0 | 0
PeakG | 0 | 0 | 0 | 0 | 0 | 0
PeakO | 0 | 0 | 0 | 0 | 0 | 0
ST | 0 | 0 | 0 | 0 | 0 | 0
STOG | 0 | 0 | 0 | 0 | 0 | 0
STWD | 0 | 0 | 0 | 0 | 0 | 0
WT | 0 | 0 | 0 | 0 | 0 | 0
IGCC | 0 | 0 | 0 | 0 | 0 | 0
DemandResponse | 0 | 0 | 0 | 0 | 0 | 0
IGCC-CCS | 0 | 0 | 0 | 0 | 0 | 0
WT_off | 0 | 0 | 0 | 0 | 0 | 0
PseudoUnit | 0 | 0 | 0 | 0 | 0 | 0
FixedInterchange | 0 | 0 | 0 | 0 | 0 | 0
Retrofit FOM Costs by Reporting Type: AZ_NM_SNV_Coal
ReportingType | 2015 | 2020 | 2025 | 2030 | 2035 | 2040
BM | 0 | 0 | 0 | 0 | 0 | 0
CC | 0 | 0 | 0 | 0 | 0 | 0
CSP | 0 | 0 | 0 | 0 | 0 | 0
CT | 0 | 0 | 0 | 0 | 0 | 0
Coal | 66.26 | 71.22 | 72.14 | 46.55 | 33.07 | 33.07
Geo | 0 | 0 | 0 | 0 | 0 | 0
H | 0 | 0 | 0 | 0 | 0 | 0
LFG | 0 | 0 | 0 | 0 | 0 | 0
Nuc | 0 | 0 | 0 | 0 | 0 | 0
PS | 0 | 0 | 0 | 0 | 0 | 0
PV | 0 | 0 | 0 | 0 | 0 | 0
PeakG | 0 | 0 | 0 | 0 | 0 | 0
PeakO | 0 | 0 | 0 | 0 | 0 | 0
ST | 0 | 0 | 0 | 0 | 0 | 0
STOG | 0 | 0 | 0 | 0 | 0 | 0
STWD | 0 | 0 | 0 | 0 | 0 | 0
WT | 0 | 0 | 0 | 0 | 0 | 0
IGCC | 0 | 0 | 0 | 0 | 0 | 0
DemandResponse | 0 | 0 | 0 | 0 | 0 | 0
IGCC-CCS | 0 | 0 | 0 | 0 | 0 | 0
WT_off | 0 | 0 | 0 | 0 | 0 | 0
PseudoUnit | 0 | 0 | 0 | 0 | 0 | 0
FixedInterchange | 0 | 0 | 0 | 0 | 0 | 0
Retrofit FOM Costs by Reporting Type: AZ_NM_SNV_Gas
ReportingType | 2015 | 2020 | 2025 | 2030 | 2035 | 2040
BM | 0 | 0 | 0 | 0 | 0 | 0
CC | 0 | 0 | 0 | 0 | 0 | 0
CSP | 0 | 0 | 0 | 0 | 0 | 0
CT | 0 | 0 | 0 | 0 | 0 | 0
Coal | 0 | 0 | 0 | 0 | 0 | 0
Geo | 0 | 0 | 0 | 0 | 0 | 0
H | 0 | 0 | 0 | 0 | 0 | 0
LFG | 0 | 0 | 0 | 0 | 0 | 0
Nuc | 0 | 0 | 0 | 0 | 0 | 0
PS | 0 | 0 | 0 | 0 | 0 | 0
PV | 0 | 0 | 0 | 0 | 0 | 0
PeakG | 0 | 0 | 0 | 0 | 0 | 0
PeakO | 0 | 0 | 0 | 0 | 0 | 0
ST | 0 | 0 | 0 | 0 | 0 | 0
STOG | 0 | 0 | 0 | 0 | 0 | 0
STWD | 0 | 0 | 0 | 0 | 0 | 0
WT | 0 | 0 | 0 | 0 | 0 | 0
IGCC | 0 | 0 | 0 | 0 | 0 | 0
DemandResponse | 0 | 0 | 0 | 0 | 0 | 0
IGCC-CCS | 0 | 0 | 0 | 0 | 0 | 0
WT_off | 0 | 0 | 0 | 0 | 0 | 0
PseudoUnit | 0 | 0 | 0 | 0 | 0 | 0
FixedInterchange | 0 | 0 | 0 | 0 | 0 | 0
Retrofit FOM Costs by Reporting Type: AZ_NM_SNV_NucRenew
ReportingType | 2015 | 2020 | 2025 | 2030 | 2035 | 2040
BM | 0 | 0 | 0 | 0 | 0 | 0
CC | 0 | 0 | 0 | 0 | 0 | 0
CSP | 0 | 0 | 0 | 0 | 0 | 0
CT | 0 | 0 | 0 | 0 | 0 | 0
Coal | 0 | 0 | 0 | 0 | 0 | 0
Geo | 0 | 0 | 0 | 0 | 0 | 0
H | 0 | 0 | 0 | 0 | 0 | 0
LFG | 0 | 0 | 0 | 0 | 0 | 0
Nuc | 0 | 0 | 0 | 0 | 0 | 0
PS | 0 | 0 | 0 | 0 | 0 | 0
PV | 0 | 0 | 0 | 0 | 0 | 0
PeakG | 0 | 0 | 0 | 0 | 0 | 0
PeakO | 0 | 0 | 0 | 0 | 0 | 0
ST | 0 | 0 | 0 | 0 | 0 | 0
STOG | 0 | 0 | 0 | 0 | 0 | 0
STWD | 0 | 0 | 0 | 0 | 0 | 0
WT | 0 | 0 | 0 | 0 | 0 | 0
IGCC | 0 | 0 | 0 | 0 | 0 | 0
DemandResponse | 0 | 0 | 0 | 0 | 0 | 0
IGCC-CCS | 0 | 0 | 0 | 0 | 0 | 0
WT_off | 0 | 0 | 0 | 0 | 0 | 0
PseudoUnit | 0 | 0 | 0 | 0 | 0 | 0
FixedInterchange | 0 | 0 | 0 | 0 | 0 | 0
Retrofit FOM Costs by Reporting Type: ERCOT
ReportingType | 2015 | 2020 | 2025 | 2030 | 2035 | 2040
BM | 0 | 0 | 0 | 0 | 0 | 0
CC | 0 | 0 | 0 | 0 | 0 | 0
CSP | 0 | 0 | 0 | 0 | 0 | 0
CT | 0 | 0 | 0 | 0 | 0 | 0
Coal | 62.27 | 65.46 | 52.65 | 52.6 | 20.6 | 20.6
Geo | 0 | 0 | 0 | 0 | 0 | 0
H | 0 | 0 | 0 | 0 | 0 | 0
LFG | 0 | 0 | 0 | 0 | 0 | 0
Nuc | 0 | 0 | 0 | 0 | 0 | 0
PS | 0 | 0 | 0 | 0 | 0 | 0
PV | 0 | 0 | 0 | 0 | 0 | 0
PeakG | 0 | 0 | 0 | 0 | 0 | 0
PeakO | 0 | 0 | 0 | 0 | 0 | 0
ST | 0 | 0 | 0 | 0 | 0 | 0
STOG | 0 | 0 | 0 | 0 | 0 | 0
STWD | 0 | 0 | 0 | 0 | 0 | 0
WT | 0 | 0 | 0 | 0 | 0 | 0
IGCC | 0 | 0 | 0 | 0 | 0 | 0
DemandResponse | 0 | 0 | 0 | 0 | 0 | 0
IGCC-CCS | 0 | 0 | 0 | 0 | 0 | 0
WT_off | 0 | 0 | 0 | 0 | 0 | 0
PseudoUnit | 0 | 0 | 0 | 0 | 0 | 0
FixedInterchange | 0 | 0 | 0 | 0 | 0 | 0
Retrofit FOM Costs by Reporting Type: NP15
ReportingType | 2015 | 2020 | 2025 | 2030 | 2035 | 2040
BM | 0 | 0 | 0 | 0 | 0 | 0
CC | 0 | 0 | 0 | 0 | 0 | 0
CSP | 0 | 0 | 0 | 0 | 0 | 0
CT | 0 | 0 | 0 | 0 | 0 | 0
Coal | 0.19 | 0.34 | 0.34 | 0 | 0 | 0
Geo | 0 | 0 | 0 | 0 | 0 | 0
H | 0 | 0 | 0 | 0 | 0 | 0
LFG | 0 | 0 | 0 | 0 | 0 | 0
Nuc | 0 | 0 | 0 | 0 | 0 | 0
PS | 0 | 0 | 0 | 0 | 0 | 0
PV | 0 | 0 | 0 | 0 | 0 | 0
PeakG | 0 | 0 | 0 | 0 | 0 | 0
PeakO | 0 | 0 | 0 | 0 | 0 | 0
ST | 0 | 0 | 0 | 0 | 0 | 0
STOG | 0 | 0 | 0 | 0 | 0 | 0
STWD | 0 | 0 | 0 | 0 | 0 | 0
WT | 0 | 0 | 0 | 0 | 0 | 0
IGCC | 0 | 0 | 0 | 0 | 0 | 0
DemandResponse | 0 | 0 | 0 | 0 | 0 | 0
IGCC-CCS | 0 | 0 | 0 | 0 | 0 | 0
WT_off | 0 | 0 | 0 | 0 | 0 | 0
PseudoUnit | 0 | 0 | 0 | 0 | 0 | 0
FixedInterchange | 0 | 0 | 0 | 0 | 0 | 0
Retrofit FOM Costs by Reporting Type: NWPP_Coal
ReportingType | 2015 | 2020 | 2025 | 2030 | 2035 | 2040
BM | 0 | 0 | 0 | 0 | 0 | 0
CC | 0 | 0 | 0 | 0 | 0 | 0
CSP | 0 | 0 | 0 | 0 | 0 | 0
CT | 0 | 0 | 0 | 0 | 0 | 0
Coal | 61.35 | 70.84 | 71.2 | 67.93 | 61.32 | 61.32
Geo | 0 | 0 | 0 | 0 | 0 | 0
H | 0 | 0 | 0 | 0 | 0 | 0
LFG | 0 | 0 | 0 | 0 | 0 | 0
Nuc | 0 | 0 | 0 | 0 | 0 | 0
PS | 0 | 0 | 0 | 0 | 0 | 0
PV | 0 | 0 | 0 | 0 | 0 | 0
PeakG | 0 | 0 | 0 | 0 | 0 | 0
PeakO | 0 | 0 | 0 | 0 | 0 | 0
ST | 0 | 0 | 0 | 0 | 0 | 0
STOG | 0 | 0 | 0 | 0 | 0 | 0
STWD | 0 | 0 | 0 | 0 | 0 | 0
WT | 0 | 0 | 0 | 0 | 0 | 0
IGCC | 0 | 0 | 0 | 0 | 0 | 0
DemandResponse | 0 | 0 | 0 | 0 | 0 | 0
IGCC-CCS | 0 | 0 | 0 | 0 | 0 | 0
WT_off | 0 | 0 | 0 | 0 | 0 | 0
PseudoUnit | 0 | 0 | 0 | 0 | 0 | 0
FixedInterchange | 0 | 0 | 0 | 0 | 0 | 0
Retrofit FOM Costs by Reporting Type: NWPP_Gas
ReportingType | 2015 | 2020 | 2025 | 2030 | 2035 | 2040
BM | 0 | 0 | 0 | 0 | 0 | 0
CC | 0 | 0 | 0 | 0 | 0 | 0
CSP | 0 | 0 | 0 | 0 | 0 | 0
CT | 0 | 0 | 0 | 0 | 0 | 0
Coal | 0 | 0 | 0 | 0 | 0 | 0
Geo | 0 | 0 | 0 | 0 | 0 | 0
H | 0 | 0 | 0 | 0 | 0 | 0
LFG | 0 | 0 | 0 | 0 | 0 | 0
Nuc | 0 | 0 | 0 | 0 | 0 | 0
PS | 0 | 0 | 0 | 0 | 0 | 0
PV | 0 | 0 | 0 | 0 | 0 | 0
PeakG | 0 | 0 | 0 | 0 | 0 | 0
PeakO | 0 | 0 | 0 | 0 | 0 | 0
ST | 0 | 0 | 0 | 0 | 0 | 0
STOG | 0 | 0 | 0 | 0 | 0 | 0
STWD | 0 | 0 | 0 | 0 | 0 | 0
WT | 0 | 0 | 0 | 0 | 0 | 0
IGCC | 0 | 0 | 0 | 0 | 0 | 0
DemandResponse | 0 | 0 | 0 | 0 | 0 | 0
IGCC-CCS | 0 | 0 | 0 | 0 | 0 | 0
WT_off | 0 | 0 | 0 | 0 | 0 | 0
PseudoUnit | 0 | 0 | 0 | 0 | 0 | 0
FixedInterchange | 0 | 0 | 0 | 0 | 0 | 0
Retrofit FOM Costs by Reporting Type: NWPP_NucRenew
ReportingType | 2015 | 2020 | 2025 | 2030 | 2035 | 2040
BM | 0 | 0 | 0 | 0 | 0 | 0
CC | 0 | 0 | 0 | 0 | 0 | 0
CSP | 0 | 0 | 0 | 0 | 0 | 0
CT | 0 | 0 | 0 | 0 | 0 | 0
Coal | 0 | 0 | 0 | 0 | 0 | 0
Geo | 0 | 0 | 0 | 0 | 0 | 0
H | 0 | 0 | 0 | 0 | 0 | 0
LFG | 0 | 0 | 0 | 0 | 0 | 0
Nuc | 0 | 0 | 0 | 0 | 0 | 0
PS | 0 | 0 | 0 | 0 | 0 | 0
PV | 0 | 0 | 0 | 0 | 0 | 0
PeakG | 0 | 0 | 0 | 0 | 0 | 0
PeakO | 0 | 0 | 0 | 0 | 0 | 0
ST | 0 | 0 | 0 | 0 | 0 | 0
STOG | 0 | 0 | 0 | 0 | 0 | 0
STWD | 0 | 0 | 0 | 0 | 0 | 0
WT | 0 | 0 | 0 | 0 | 0 | 0
IGCC | 0 | 0 | 0 | 0 | 0 | 0
DemandResponse | 0 | 0 | 0 | 0 | 0 | 0
IGCC-CCS | 0 | 0 | 0 | 0 | 0 | 0
WT_off | 0 | 0 | 0 | 0 | 0 | 0
PseudoUnit | 0 | 0 | 0 | 0 | 0 | 0
FixedInterchange | 0 | 0 | 0 | 0 | 0 | 0
Retrofit FOM Costs by Reporting Type: RMPA
ReportingType | 2015 | 2020 | 2025 | 2030 | 2035 | 2040
BM | 0 | 0 | 0 | 0 | 0 | 0
CC | 0 | 0 | 0 | 0 | 0 | 0
CSP | 0 | 0 | 0 | 0 | 0 | 0
CT | 0 | 0 | 0 | 0 | 0 | 0
Coal | 26.21 | 35.01 | 34.95 | 32.43 | 32.03 | 32.03
Geo | 0 | 0 | 0 | 0 | 0 | 0
H | 0 | 0 | 0 | 0 | 0 | 0
LFG | 0 | 0 | 0 | 0 | 0 | 0
Nuc | 0 | 0 | 0 | 0 | 0 | 0
PS | 0 | 0 | 0 | 0 | 0 | 0
PV | 0 | 0 | 0 | 0 | 0 | 0
PeakG | 0 | 0 | 0 | 0 | 0 | 0
PeakO | 0 | 0 | 0 | 0 | 0 | 0
ST | 0 | 0 | 0 | 0 | 0 | 0
STOG | 0 | 0 | 0 | 0 | 0 | 0
STWD | 0 | 0 | 0 | 0 | 0 | 0
WT | 0 | 0 | 0 | 0 | 0 | 0
IGCC | 0 | 0 | 0 | 0 | 0 | 0
DemandResponse | 0 | 0 | 0 | 0 | 0 | 0
IGCC-CCS | 0 | 0 | 0 | 0 | 0 | 0
WT_off | 0 | 0 | 0 | 0 | 0 | 0
PseudoUnit | 0 | 0 | 0 | 0 | 0 | 0
FixedInterchange | 0 | 0 | 0 | 0 | 0 | 0
Retrofit FOM Costs by Reporting Type: SP15
ReportingType | 2015 | 2020 | 2025 | 2030 | 2035 | 2040
BM | 0 | 0 | 0 | 0 | 0 | 0
CC | 0 | 0 | 0 | 0 | 0 | 0
CSP | 0 | 0 | 0 | 0 | 0 | 0
CT | 0 | 0 | 0 | 0 | 0 | 0
Coal | 0.23 | 0.41 | 0.41 | 0 | 0 | 0
Geo | 0 | 0 | 0 | 0 | 0 | 0
H | 0 | 0 | 0 | 0 | 0 | 0
LFG | 0 | 0 | 0 | 0 | 0 | 0
Nuc | 0 | 0 | 0 | 0 | 0 | 0
PS | 0 | 0 | 0 | 0 | 0 | 0
PV | 0 | 0 | 0 | 0 | 0 | 0
PeakG | 0 | 0 | 0 | 0 | 0 | 0
PeakO | 0 | 0 | 0 | 0 | 0 | 0
ST | 0 | 0 | 0 | 0 | 0 | 0
STOG | 0 | 0 | 0 | 0 | 0 | 0
STWD | 0 | 0 | 0 | 0 | 0 | 0
WT | 0 | 0 | 0 | 0 | 0 | 0
IGCC | 0 | 0 | 0 | 0 | 0 | 0
DemandResponse | 0 | 0 | 0 | 0 | 0 | 0
IGCC-CCS | 0 | 0 | 0 | 0 | 0 | 0
WT_off | 0 | 0 | 0 | 0 | 0 | 0
PseudoUnit | 0 | 0 | 0 | 0 | 0 | 0
FixedInterchange | 0 | 0 | 0 | 0 | 0 | 0
Retrofit FOM Costs by Reporting Type: ALB
ReportingType | 2015 | 2020 | 2025 | 2030 | 2035 | 2040
BM | 0 | 0 | 0 | 0 | 0 | 0
CC | 0 | 0 | 0 | 0 | 0 | 0
CSP | 0 | 0 | 0 | 0 | 0 | 0
CT | 0 | 0 | 0 | 0 | 0 | 0
Coal | 0.29 | 0.29 | 0.29 | 0.29 | 0.29 | 0.29
Geo | 0 | 0 | 0 | 0 | 0 | 0
H | 0 | 0 | 0 | 0 | 0 | 0
LFG | 0 | 0 | 0 | 0 | 0 | 0
Nuc | 0 | 0 | 0 | 0 | 0 | 0
PS | 0 | 0 | 0 | 0 | 0 | 0
PV | 0 | 0 | 0 | 0 | 0 | 0
PeakG | 0 | 0 | 0 | 0 | 0 | 0
PeakO | 0 | 0 | 0 | 0 | 0 | 0
ST | 0 | 0 | 0 | 0 | 0 | 0
STOG | 0 | 0 | 0 | 0 | 0 | 0
STWD | 0 | 0 | 0 | 0 | 0 | 0
WT | 0 | 0 | 0 | 0 | 0 | 0
IGCC | 0 | 0 | 0 | 0 | 0 | 0
DemandResponse | 0 | 0 | 0 | 0 | 0 | 0
IGCC-CCS | 0 | 0 | 0 | 0 | 0 | 0
WT_off | 0 | 0 | 0 | 0 | 0 | 0
PseudoUnit | 0 | 0 | 0 | 0 | 0 | 0
FixedInterchange | 0 | 0 | 0 | 0 | 0 | 0
Retrofit FOM Costs by Reporting Type: BC
ReportingType | 2015 | 2020 | 2025 | 2030 | 2035 | 2040
BM | 0 | 0 | 0 | 0 | 0 | 0
CC | 0 | 0 | 0 | 0 | 0 | 0
CSP | 0 | 0 | 0 | 0 | 0 | 0
CT | 0 | 0 | 0 | 0 | 0 | 0
Coal | 0 | 0 | 0 | 0 | 0 | 0
Geo | 0 | 0 | 0 | 0 | 0 | 0
H | 0 | 0 | 0 | 0 | 0 | 0
LFG | 0 | 0 | 0 | 0 | 0 | 0
Nuc | 0 | 0 | 0 | 0 | 0 | 0
PS | 0 | 0 | 0 | 0 | 0 | 0
PV | 0 | 0 | 0 | 0 | 0 | 0
PeakG | 0 | 0 | 0 | 0 | 0 | 0
PeakO | 0 | 0 | 0 | 0 | 0 | 0
ST | 0 | 0 | 0 | 0 | 0 | 0
STOG | 0 | 0 | 0 | 0 | 0 | 0
STWD | 0 | 0 | 0 | 0 | 0 | 0
WT | 0 | 0 | 0 | 0 | 0 | 0
IGCC | 0 | 0 | 0 | 0 | 0 | 0
DemandResponse | 0 | 0 | 0 | 0 | 0 | 0
IGCC-CCS | 0 | 0 | 0 | 0 | 0 | 0
WT_off | 0 | 0 | 0 | 0 | 0 | 0
PseudoUnit | 0 | 0 | 0 | 0 | 0 | 0
FixedInterchange | 0 | 0 | 0 | 0 | 0 | 0
Retrofit FOM Costs by Reporting Type: HQ_IESO
ReportingType | 2015 | 2020 | 2025 | 2030 | 2035 | 2040
BM | 0 | 0 | 0 | 0 | 0 | 0
CC | 0 | 0 | 0 | 0 | 0 | 0
CSP | 0 | 0 | 0 | 0 | 0 | 0
CT | 0 | 0 | 0 | 0 | 0 | 0
Coal | 0 | 0 | 0 | 0 | 0 | 0
Geo | 0 | 0 | 0 | 0 | 0 | 0
H | 0 | 0 | 0 | 0 | 0 | 0
LFG | 0 | 0 | 0 | 0 | 0 | 0
Nuc | 0 | 0 | 0 | 0 | 0 | 0
PS | 0 | 0 | 0 | 0 | 0 | 0
PV | 0 | 0 | 0 | 0 | 0 | 0
PeakG | 0 | 0 | 0 | 0 | 0 | 0
PeakO | 0 | 0 | 0 | 0 | 0 | 0
ST | 0 | 0 | 0 | 0 | 0 | 0
STOG | 0 | 0 | 0 | 0 | 0 | 0
STWD | 0 | 0 | 0 | 0 | 0 | 0
WT | 0 | 0 | 0 | 0 | 0 | 0
IGCC | 0 | 0 | 0 | 0 | 0 | 0
DemandResponse | 0 | 0 | 0 | 0 | 0 | 0
IGCC-CCS | 0 | 0 | 0 | 0 | 0 | 0
WT_off | 0 | 0 | 0 | 0 | 0 | 0
PseudoUnit | 0 | 0 | 0 | 0 | 0 | 0
FixedInterchange | 0 | 0 | 0 | 0 | 0 | 0
Retrofit FOM Costs by Reporting Type: HQ_NEISO
ReportingType | 2015 | 2020 | 2025 | 2030 | 2035 | 2040
BM | 0 | 0 | 0 | 0 | 0 | 0
CC | 0 | 0 | 0 | 0 | 0 | 0
CSP | 0 | 0 | 0 | 0 | 0 | 0
CT | 0 | 0 | 0 | 0 | 0 | 0
Coal | 0 | 0 | 0 | 0 | 0 | 0
Geo | 0 | 0 | 0 | 0 | 0 | 0
H | 0 | 0 | 0 | 0 | 0 | 0
LFG | 0 | 0 | 0 | 0 | 0 | 0
Nuc | 0 | 0 | 0 | 0 | 0 | 0
PS | 0 | 0 | 0 | 0 | 0 | 0
PV | 0 | 0 | 0 | 0 | 0 | 0
PeakG | 0 | 0 | 0 | 0 | 0 | 0
PeakO | 0 | 0 | 0 | 0 | 0 | 0
ST | 0 | 0 | 0 | 0 | 0 | 0
STOG | 0 | 0 | 0 | 0 | 0 | 0
STWD | 0 | 0 | 0 | 0 | 0 | 0
WT | 0 | 0 | 0 | 0 | 0 | 0
IGCC | 0 | 0 | 0 | 0 | 0 | 0
DemandResponse | 0 | 0 | 0 | 0 | 0 | 0
IGCC-CCS | 0 | 0 | 0 | 0 | 0 | 0
WT_off | 0 | 0 | 0 | 0 | 0 | 0
PseudoUnit | 0 | 0 | 0 | 0 | 0 | 0
FixedInterchange | 0 | 0 | 0 | 0 | 0 | 0
Retrofit FOM Costs by Reporting Type: HQ_NY
ReportingType | 2015 | 2020 | 2025 | 2030 | 2035 | 2040
BM | 0 | 0 | 0 | 0 | 0 | 0
CC | 0 | 0 | 0 | 0 | 0 | 0
CSP | 0 | 0 | 0 | 0 | 0 | 0
CT | 0 | 0 | 0 | 0 | 0 | 0
Coal | 0 | 0 | 0 | 0 | 0 | 0
Geo | 0 | 0 | 0 | 0 | 0 | 0
H | 0 | 0 | 0 | 0 | 0 | 0
LFG | 0 | 0 | 0 | 0 | 0 | 0
Nuc | 0 | 0 | 0 | 0 | 0 | 0
PS | 0 | 0 | 0 | 0 | 0 | 0
PV | 0 | 0 | 0 | 0 | 0 | 0
PeakG | 0 | 0 | 0 | 0 | 0 | 0
PeakO | 0 | 0 | 0 | 0 | 0 | 0
ST | 0 | 0 | 0 | 0 | 0 | 0
STOG | 0 | 0 | 0 | 0 | 0 | 0
STWD | 0 | 0 | 0 | 0 | 0 | 0
WT | 0 | 0 | 0 | 0 | 0 | 0
IGCC | 0 | 0 | 0 | 0 | 0 | 0
DemandResponse | 0 | 0 | 0 | 0 | 0 | 0
IGCC-CCS | 0 | 0 | 0 | 0 | 0 | 0
WT_off | 0 | 0 | 0 | 0 | 0 | 0
PseudoUnit | 0 | 0 | 0 | 0 | 0 | 0
FixedInterchange | 0 | 0 | 0 | 0 | 0 | 0
Retrofit FOM Costs by Reporting Type: MARITIMES
ReportingType | 2015 | 2020 | 2025 | 2030 | 2035 | 2040
BM | 0 | 0 | 0 | 0 | 0 | 0
CC | 0 | 0 | 0 | 0 | 0 | 0
CSP | 0 | 0 | 0 | 0 | 0 | 0
CT | 0 | 0 | 0 | 0 | 0 | 0
Coal | 0 | 0 | 0 | 0 | 0 | 0
Geo | 0 | 0 | 0 | 0 | 0 | 0
H | 0 | 0 | 0 | 0 | 0 | 0
LFG | 0 | 0 | 0 | 0 | 0 | 0
Nuc | 0 | 0 | 0 | 0 | 0 | 0
PS | 0 | 0 | 0 | 0 | 0 | 0
PV | 0 | 0 | 0 | 0 | 0 | 0
PeakG | 0 | 0 | 0 | 0 | 0 | 0
PeakO | 0 | 0 | 0 | 0 | 0 | 0
ST | 0 | 0 | 0 | 0 | 0 | 0
STOG | 0 | 0 | 0 | 0 | 0 | 0
STWD | 0 | 0 | 0 | 0 | 0 | 0
WT | 0 | 0 | 0 | 0 | 0 | 0
IGCC | 0 | 0 | 0 | 0 | 0 | 0
DemandResponse | 0 | 0 | 0 | 0 | 0 | 0
IGCC-CCS | 0 | 0 | 0 | 0 | 0 | 0
WT_off | 0 | 0 | 0 | 0 | 0 | 0
PseudoUnit | 0 | 0 | 0 | 0 | 0 | 0
FixedInterchange | 0 | 0 | 0 | 0 | 0 | 0
Retrofit FOM Costs by Reporting Type: All
ReportingType | 2015 | 2020 | 2025 | 2030 | 2035 | 2040
BM | 0 | 0 | 0 | 0 | 0 | 0
CC | 0 | 0 | 0 | 0 | 0 | 0
CSP | 0 | 0 | 0 | 0 | 0 | 0
CT | 0 | 0 | 0 | 0 | 0 | 0
Coal | 1250.56 | 1399.92 | 1154.47 | 956.3 | 608.8 | 592.09
Geo | 0 | 0 | 0 | 0 | 0 | 0
H | 0 | 0 | 0 | 0 | 0 | 0
LFG | 0 | 0 | 0 | 0 | 0 | 0
Nuc | 0 | 0 | 0 | 0 | 0 | 0
PS | 0 | 0 | 0 | 0 | 0 | 0
PV | 0 | 0 | 0 | 0 | 0 | 0
PeakG | 0 | 0 | 0 | 0 | 0 | 0
PeakO | 0 | 0 | 0 | 0 | 0 | 0
ST | 0 | 0 | 0 | 0 | 0 | 0
STOG | 0 | 0 | 0 | 0 | 0 | 0
STWD | 0 | 0 | 0 | 0 | 0 | 0
WT | 0 | 0 | 0 | 0 | 0 | 0
IGCC | 0 | 0 | 0 | 0 | 0 | 0
DemandResponse | 0 | 0 | 0 | 0 | 0 | 0
IGCC-CCS | 0 | 0 | 0 | 0 | 0 | 0
WT_off | 0 | 0 | 0 | 0 | 0 | 0
PseudoUnit | 0 | 0 | 0 | 0 | 0 | 0
FixedInterchange | 0 | 0 | 0 | 0 | 0 | 0
Retrofit FOM Costs by Reporting Type: EI_US
ReportingType | 2015 | 2020 | 2025 | 2030 | 2035 | 2040
BM | 0 | 0 | 0 | 0 | 0 | 0
CC | 0 | 0 | 0 | 0 | 0 | 0
CSP | 0 | 0 | 0 | 0 | 0 | 0
CT | 0 | 0 | 0 | 0 | 0 | 0
Coal | 1033.76 | 1156.37 | 922.5 | 756.5 | 461.5 | 444.79
Geo | 0 | 0 | 0 | 0 | 0 | 0
H | 0 | 0 | 0 | 0 | 0 | 0
LFG | 0 | 0 | 0 | 0 | 0 | 0
Nuc | 0 | 0 | 0 | 0 | 0 | 0
PS | 0 | 0 | 0 | 0 | 0 | 0
PV | 0 | 0 | 0 | 0 | 0 | 0
PeakG | 0 | 0 | 0 | 0 | 0 | 0
PeakO | 0 | 0 | 0 | 0 | 0 | 0
ST | 0 | 0 | 0 | 0 | 0 | 0
STOG | 0 | 0 | 0 | 0 | 0 | 0
STWD | 0 | 0 | 0 | 0 | 0 | 0
WT | 0 | 0 | 0 | 0 | 0 | 0
IGCC | 0 | 0 | 0 | 0 | 0 | 0
DemandResponse | 0 | 0 | 0 | 0 | 0 | 0
IGCC-CCS | 0 | 0 | 0 | 0 | 0 | 0
WT_off | 0 | 0 | 0 | 0 | 0 | 0
PseudoUnit | 0 | 0 | 0 | 0 | 0 | 0
FixedInterchange | 0 | 0 | 0 | 0 | 0 | 0
Retrofit FOM Costs by Reporting Type: EI_Canada
ReportingType | 2015 | 2020 | 2025 | 2030 | 2035 | 2040
BM | 0 | 0 | 0 | 0 | 0 | 0
CC | 0 | 0 | 0 | 0 | 0 | 0
CSP | 0 | 0 | 0 | 0 | 0 | 0
CT | 0 | 0 | 0 | 0 | 0 | 0
Coal | 0 | 0 | 0 | 0 | 0 | 0
Geo | 0 | 0 | 0 | 0 | 0 | 0
H | 0 | 0 | 0 | 0 | 0 | 0
LFG | 0 | 0 | 0 | 0 | 0 | 0
Nuc | 0 | 0 | 0 | 0 | 0 | 0
PS | 0 | 0 | 0 | 0 | 0 | 0
PV | 0 | 0 | 0 | 0 | 0 | 0
PeakG | 0 | 0 | 0 | 0 | 0 | 0
PeakO | 0 | 0 | 0 | 0 | 0 | 0
ST | 0 | 0 | 0 | 0 | 0 | 0
STOG | 0 | 0 | 0 | 0 | 0 | 0
STWD | 0 | 0 | 0 | 0 | 0 | 0
WT | 0 | 0 | 0 | 0 | 0 | 0
IGCC | 0 | 0 | 0 | 0 | 0 | 0
DemandResponse | 0 | 0 | 0 | 0 | 0 | 0
IGCC-CCS | 0 | 0 | 0 | 0 | 0 | 0
WT_off | 0 | 0 | 0 | 0 | 0 | 0
PseudoUnit | 0 | 0 | 0 | 0 | 0 | 0
FixedInterchange | 0 | 0 | 0 | 0 | 0 | 0
Retrofit FOM Costs by Reporting Type: EI
ReportingType | 2015 | 2020 | 2025 | 2030 | 2035 | 2040
BM | 0 | 0 | 0 | 0 | 0 | 0
CC | 0 | 0 | 0 | 0 | 0 | 0
CSP | 0 | 0 | 0 | 0 | 0 | 0
CT | 0 | 0 | 0 | 0 | 0 | 0
Coal | 1033.76 | 1156.37 | 922.5 | 756.5 | 461.5 | 444.79
Geo | 0 | 0 | 0 | 0 | 0 | 0
H | 0 | 0 | 0 | 0 | 0 | 0
LFG | 0 | 0 | 0 | 0 | 0 | 0
Nuc | 0 | 0 | 0 | 0 | 0 | 0
PS | 0 | 0 | 0 | 0 | 0 | 0
PV | 0 | 0 | 0 | 0 | 0 | 0
PeakG | 0 | 0 | 0 | 0 | 0 | 0
PeakO | 0 | 0 | 0 | 0 | 0 | 0
ST | 0 | 0 | 0 | 0 | 0 | 0
STOG | 0 | 0 | 0 | 0 | 0 | 0
STWD | 0 | 0 | 0 | 0 | 0 | 0
WT | 0 | 0 | 0 | 0 | 0 | 0
IGCC | 0 | 0 | 0 | 0 | 0 | 0
DemandResponse | 0 | 0 | 0 | 0 | 0 | 0
IGCC-CCS | 0 | 0 | 0 | 0 | 0 | 0
WT_off | 0 | 0 | 0 | 0 | 0 | 0
PseudoUnit | 0 | 0 | 0 | 0 | 0 | 0
FixedInterchange | 0 | 0 | 0 | 0 | 0 | 0
Retrofit FOM Costs by Reporting Type: Outside_EI
ReportingType | 2015 | 2020 | 2025 | 2030 | 2035 | 2040
BM | 0 | 0 | 0 | 0 | 0 | 0
CC | 0 | 0 | 0 | 0 | 0 | 0
CSP | 0 | 0 | 0 | 0 | 0 | 0
CT | 0 | 0 | 0 | 0 | 0 | 0
Coal | 216.8 | 243.56 | 231.97 | 199.8 | 147.3 | 147.3
Geo | 0 | 0 | 0 | 0 | 0 | 0
H | 0 | 0 | 0 | 0 | 0 | 0
LFG | 0 | 0 | 0 | 0 | 0 | 0
Nuc | 0 | 0 | 0 | 0 | 0 | 0
PS | 0 | 0 | 0 | 0 | 0 | 0
PV | 0 | 0 | 0 | 0 | 0 | 0
PeakG | 0 | 0 | 0 | 0 | 0 | 0
PeakO | 0 | 0 | 0 | 0 | 0 | 0
ST | 0 | 0 | 0 | 0 | 0 | 0
STOG | 0 | 0 | 0 | 0 | 0 | 0
STWD | 0 | 0 | 0 | 0 | 0 | 0
WT | 0 | 0 | 0 | 0 | 0 | 0
IGCC | 0 | 0 | 0 | 0 | 0 | 0
DemandResponse | 0 | 0 | 0 | 0 | 0 | 0
IGCC-CCS | 0 | 0 | 0 | 0 | 0 | 0
WT_off | 0 | 0 | 0 | 0 | 0 | 0
PseudoUnit | 0 | 0 | 0 | 0 | 0 | 0
FixedInterchange | 0 | 0 | 0 | 0 | 0 | 0
#12 | Levelized Capital Costs ($million)
Levelized Capital Costs by Reporting Type: Entergy
ReportingType | 2015 | 2020 | 2025 | 2030 | 2035 | 2040
BM | 0 | 0 | 0 | 0 | 0 | 0
CC | 0 | 0 | 0 | 0 | 0 | 0
CSP | 0 | 0 | 0 | 0 | 0 | 0
CT | 0 | 0 | 0 | 129.4 | 129.4 | 129.4
Coal | 202.06 | 202.06 | 202.06 | 202.06 | 202.06 | 202.06
Geo | 0 | 0 | 0 | 0 | 0 | 0
H | 0 | 0 | 0 | 0 | 237.06 | 237.06
LFG | 0 | 0 | 0 | 29.03 | 29.03 | 29.03
Nuc | 0 | 0 | 0 | 0 | 0 | 1226.29
PS | 0 | 0 | 0 | 0 | 0 | 0
PV | 0.15 | 30.08 | 45.07 | 46.51 | 47.98 | 19.15
PeakG | 0 | 0 | 0 | 0 | 0 | 0
PeakO | 0 | 0 | 0 | 0 | 0 | 0
ST | 0 | 0 | 0 | 0 | 0 | 0
STOG | 0 | 0 | 0 | 0 | 0 | 0
STWD | 0 | 0 | 0 | 0 | 0 | 0
WT | 0 | 0 | 0 | 0 | 25.53 | 25.53
IGCC | 0 | 0 | 0 | 0 | 0 | 0
DemandResponse | 0 | 0 | 0 | 0 | 0 | 0
IGCC-CCS | 0 | 0 | 0 | 0 | 0 | 0
WT_off | 0 | 0 | 0 | 0 | 0 | 0
PseudoUnit | 0 | 0 | 0 | 0 | 0 | 0
FixedInterchange | 0 | 0 | 0 | 0 | 0 | 0
Levelized Capital Costs by Reporting Type: FRCC
ReportingType | 2015 | 2020 | 2025 | 2030 | 2035 | 2040
BM | 0 | 0 | 0 | 0 | 0 | 0
CC | 165.38 | 285.95 | 285.95 | 285.95 | 285.95 | 120.57
CSP | 0 | 0 | 0 | 0 | 0 | 0
CT | 196.14 | 196.14 | 196.14 | 196.14 | 0 | 0
Coal | 0 | 0 | 0 | 0 | 0 | 0
Geo | 0 | 0 | 0 | 0 | 0 | 0
H | 0 | 0 | 0 | 0 | 0 | 0
LFG | 0 | 0 | 54.31 | 54.31 | 54.31 | 54.31
Nuc | 0 | 0 | 911.99 | 2376.76 | 11867.55 | 16248.56
PS | 0 | 0 | 0 | 0 | 0 | 0
PV | 0 | 0 | 0 | 0 | 0 | 0
PeakG | 0 | 0 | 0 | 0 | 0 | 0
PeakO | 0 | 0 | 0 | 0 | 0 | 0
ST | 0 | 0 | 0 | 0 | 0 | 0
STOG | 0 | 0 | 0 | 0 | 0 | 0
STWD | 0 | 0 | 0 | 0 | 0 | 0
WT | 0 | 0 | 0 | 0 | 0 | 0
IGCC | 0 | 0 | 0 | 0 | 0 | 0
DemandResponse | 0 | 0 | 0 | 0 | 0 | 0
IGCC-CCS | 0 | 0 | 0 | 0 | 0 | 0
WT_off | 0 | 0 | 0 | 0 | 0 | 0
PseudoUnit | 0 | 0 | 0 | 0 | 0 | 0
FixedInterchange | 0 | 0 | 0 | 0 | 0 | 0
Levelized Capital Costs by Reporting Type: MAPP_US
ReportingType | 2015 | 2020 | 2025 | 2030 | 2035 | 2040
BM | 0 | 0 | 0 | 0 | 0 | 0
CC | 0 | 0 | 0 | 0 | 0 | 0
CSP | 0 | 0 | 0 | 0 | 0 | 0
CT | 25.9 | 25.9 | 25.9 | 71.86 | 63.36 | 102.38
Coal | 0 | 0 | 0 | 0 | 0 | 0
Geo | 0 | 0 | 0 | 0 | 0 | 0
H | 0 | 0 | 0 | 0 | 0 | 0
LFG | 0 | 0 | 0 | 19.19 | 19.19 | 19.19
Nuc | 0 | 0 | 0 | 0 | 0 | 0
PS | 0 | 0 | 0 | 0 | 0 | 0
PV | 0 | 0 | 0 | 0 | 0 | 0
PeakG | 0 | 0 | 0 | 0 | 0 | 0
PeakO | 0 | 0 | 0 | 0 | 0 | 0
ST | 0 | 0 | 0 | 0 | 0 | 0
STOG | 0 | 0 | 0 | 0 | 0 | 0
STWD | 0 | 0 | 0 | 0 | 0 | 0
WT | 122.91 | 555.11 | 1570.95 | 1619.14 | 2736.33 | 2304.14
IGCC | 0 | 0 | 0 | 0 | 0 | 0
DemandResponse | 0 | 0 | 0 | 0 | 0 | 0
IGCC-CCS | 0 | 0 | 0 | 0 | 0 | 0
WT_off | 0 | 0 | 0 | 0 | 0 | 0
PseudoUnit | 0 | 0 | 0 | 0 | 0 | 0
FixedInterchange | 0 | 0 | 0 | 0 | 0 | 0
Levelized Capital Costs by Reporting Type: MISO_IN
ReportingType | 2015 | 2020 | 2025 | 2030 | 2035 | 2040
BM | 0 | 0 | 0 | 0 | 0 | 0
CC | 0 | 405.24 | 1480.83 | 1480.83 | 1480.83 | 1480.83
CSP | 0 | 0 | 0 | 0 | 0 | 0
CT | 0 | 0 | 0 | 0 | 0 | 0
Coal | 0 | 0 | 0 | 0 | 0 | 0
Geo | 0 | 0 | 0 | 0 | 0 | 0
H | 0 | 0 | 0 | 0 | 0 | 0
LFG | 0 | 0 | 0 | 22.52 | 22.52 | 22.52
Nuc | 0 | 0 | 0 | 0 | 0 | 0
PS | 0 | 0 | 0 | 0 | 0 | 0
PV | 0 | 114.75 | 180.5 | 180.5 | 185.7 | 76.97
PeakG | 0 | 0 | 0 | 0 | 0 | 0
PeakO | 0 | 0 | 0 | 0 | 0 | 0
ST | 0 | 0 | 0 | 0 | 0 | 0
STOG | 0 | 0 | 0 | 0 | 0 | 0
STWD | 0 | 0 | 0 | 0 | 0 | 0
WT | 0 | 0 | 0 | 0 | 0 | 0
IGCC | 215.26 | 215.26 | 215.26 | 215.26 | 215.26 | 215.26
DemandResponse | 0 | 0 | 0 | 0 | 0 | 0
IGCC-CCS | 0 | 0 | 0 | 0 | 0 | 0
WT_off | 0 | 0 | 0 | 0 | 0 | 0
PseudoUnit | 0 | 0 | 0 | 0 | 0 | 0
FixedInterchange | 0 | 0 | 0 | 0 | 0 | 0
Levelized Capital Costs by Reporting Type: MISO_MI
ReportingType | 2015 | 2020 | 2025 | 2030 | 2035 | 2040
BM | 0 | 0 | 0 | 0 | 0 | 0
CC | 0 | 0 | 301.93 | 301.93 | 301.93 | 301.93
CSP | 0 | 0 | 0 | 0 | 0 | 0
CT | 0 | 0 | 0 | 193.59 | 193.59 | 193.59
Coal | 0 | 0 | 0 | 0 | 0 | 0
Geo | 0 | 0 | 0 | 0 | 0 | 0
H | 0 | 0 | 0 | 0 | 0 | 0
LFG | 0 | 0 | 46.68 | 46.68 | 46.68 | 46.68
Nuc | 0 | 0 | 0 | 0 | 0 | 1284.95
PS | 0 | 0 | 0 | 0 | 0 | 0
PV | 0 | 0 | 0 | 0 | 0 | 0
PeakG | 0 | 0 | 0 | 0 | 0 | 0
PeakO | 0 | 0 | 0 | 0 | 0 | 0
ST | 0 | 0 | 0 | 0 | 0 | 0
STOG | 0 | 0 | 0 | 0 | 0 | 0
STWD | 0 | 0 | 0 | 0 | 0 | 0
WT | 580.29 | 580.29 | 659.12 | 698.96 | 161.38 | 198.65
IGCC | 0 | 0 | 0 | 0 | 0 | 0
DemandResponse | 0 | 0 | 0 | 0 | 0 | 0
IGCC-CCS | 0 | 0 | 0 | 0 | 0 | 0
WT_off | 0 | 0 | 0 | 0 | 0 | 0
PseudoUnit | 0 | 0 | 0 | 0 | 0 | 0
FixedInterchange | 0 | 0 | 0 | 0 | 0 | 0
Levelized Capital Costs by Reporting Type: MISO_MO-IL
ReportingType | 2015 | 2020 | 2025 | 2030 | 2035 | 2040
BM | 0 | 0 | 0 | 0 | 0 | 0
CC | 0 | 0 | 0 | 0 | 0 | 0
CSP | 0 | 0 | 0 | 0 | 0 | 0
CT | 0 | 0 | 0 | 0 | 0 | 0
Coal | 574.94 | 574.94 | 574.94 | 574.94 | 574.94 | 574.94
Geo | 0 | 0 | 0 | 0 | 0 | 0
H | 0 | 0 | 92.29 | 92.29 | 92.29 | 92.29
LFG | 0 | 0 | 0 | 65.25 | 65.25 | 65.25
Nuc | 0 | 0 | 0 | 0 | 0 | 0
PS | 0 | 0 | 0 | 0 | 0 | 0
PV | 0 | 0 | 0 | 0 | 0 | 0
PeakG | 0 | 0 | 0 | 0 | 0 | 0
PeakO | 0 | 0 | 0 | 0 | 0 | 0
ST | 0 | 0 | 0 | 0 | 0 | 0
STOG | 0 | 0 | 0 | 0 | 0 | 0
STWD | 0 | 0 | 0 | 0 | 0 | 0
WT | 87.81 | 87.81 | 87.81 | 87.81 | 1519.41 | 1519.41
IGCC | 0 | 0 | 0 | 0 | 0 | 0
DemandResponse | 0 | 0 | 0 | 0 | 0 | 0
IGCC-CCS | 0 | 0 | 0 | 0 | 0 | 0
WT_off | 0 | 0 | 0 | 0 | 0 | 0
PseudoUnit | 0 | 0 | 0 | 0 | 0 | 0
FixedInterchange | 0 | 0 | 0 | 0 | 0 | 0
Levelized Capital Costs by Reporting Type: MISO_W
ReportingType | 2015 | 2020 | 2025 | 2030 | 2035 | 2040
BM | 0 | 0 | 0 | 0 | 0 | 0
CC | 0 | 0 | 0 | 0 | 0 | 0
CSP | 0 | 0 | 0 | 0 | 0 | 0
CT | 0 | 0 | 0 | 0 | 0 | 0
Coal | 0 | 0 | 0 | 0 | 0 | 0
Geo | 0 | 0 | 0 | 0 | 0 | 0
H | 0 | 0 | 0 | 0 | 0 | 0
LFG | 0 | 0 | 20.79 | 20.79 | 20.79 | 20.79
Nuc | 0 | 0 | 0 | 0 | 0 | 0
PS | 0 | 0 | 0 | 0 | 0 | 0
PV | 0 | 0 | 0 | 0 | 0 | 0
PeakG | 0 | 0 | 0 | 0 | 0 | 0
PeakO | 0 | 0 | 0 | 0 | 0 | 0
ST | 0 | 0 | 0 | 0 | 0 | 0
STOG | 0 | 0 | 0 | 0 | 0 | 0
STWD | 0 | 0 | 0 | 0 | 0 | 0
WT | 852.88 | 852.88 | 852.88 | 768.92 | 9191.89 | 9191.89
IGCC | 0 | 0 | 0 | 0 | 0 | 0
DemandResponse | 0 | 0 | 0 | 0 | 0 | 0
IGCC-CCS | 0 | 0 | 0 | 0 | 0 | 0
WT_off | 0 | 0 | 0 | 0 | 0 | 0
PseudoUnit | 0 | 0 | 0 | 0 | 0 | 0
FixedInterchange | 0 | 0 | 0 | 0 | 0 | 0
Levelized Capital Costs by Reporting Type: MISO_WUMS
ReportingType | 2015 | 2020 | 2025 | 2030 | 2035 | 2040
BM | 0 | 0 | 0 | 0 | 0 | 0
CC | 0 | 470.82 | 470.82 | 470.82 | 470.82 | 470.82
CSP | 0 | 0 | 0 | 0 | 0 | 0
CT | 0 | 600.02 | 600.02 | 1270.22 | 1826.76 | 1393.99
Coal | 184.51 | 184.51 | 184.51 | 184.51 | 184.51 | 184.51
Geo | 0 | 0 | 0 | 0 | 0 | 0
H | 0 | 0.35 | 0.35 | 0.35 | 0.35 | 0.35
LFG | 0 | 0 | 61.89 | 61.89 | 61.89 | 61.89
Nuc | 0 | 0 | 0 | 0 | 0 | 0
PS | 0 | 0 | 0 | 0 | 0 | 0
PV | 0 | 0 | 0 | 0 | 0 | 0
PeakG | 0 | 0 | 0 | 0 | 0 | 0
PeakO | 0 | 0 | 0 | 0 | 0 | 0
ST | 0 | 0 | 0 | 0 | 0 | 0
STOG | 0 | 0 | 0 | 0 | 0 | 0
STWD | 0 | 0 | 0 | 0 | 0 | 0
WT | 270.99 | 270.99 | 270.99 | 270.99 | 7.99 | 7.99
IGCC | 0 | 0 | 0 | 0 | 0 | 0
DemandResponse | 0 | 0 | 0 | 0 | 0 | 0
IGCC-CCS | 0 | 0 | 0 | 0 | 0 | 0
WT_off | 0 | 0 | 0 | 0 | 0 | 0
PseudoUnit | 0 | 0 | 0 | 0 | 0 | 0
FixedInterchange | 0 | 0 | 0 | 0 | 0 | 0
Levelized Capital Costs by Reporting Type: Nebraska
ReportingType | 2015 | 2020 | 2025 | 2030 | 2035 | 2040
BM | 0 | 0 | 0 | 0 | 0 | 0
CC | 0 | 0 | 0 | 0 | 0 | 0
CSP | 0 | 0 | 0 | 0 | 0 | 0
CT | 0 | 0 | 0 | 0 | 0 | 0
Coal | 66.52 | 66.52 | 66.52 | 66.52 | 66.52 | 66.52
Geo | 0 | 0 | 0 | 0 | 0 | 0
H | 0 | 0 | 0 | 0 | 0 | 0
LFG | 0 | 0 | 12.93 | 19.72 | 19.72 | 19.72
Nuc | 0 | 0 | 0 | 0 | 0 | 0
PS | 0 | 0 | 0 | 0 | 0 | 0
PV | 0 | 0 | 0 | 0 | 0 | 0
PeakG | 0 | 0 | 0 | 0 | 0 | 0
PeakO | 0 | 0 | 0 | 0 | 0 | 0
ST | 0 | 0 | 0 | 0 | 0 | 0
STOG | 0 | 0 | 0 | 0 | 0 | 0
STWD | 0 | 0 | 0 | 0 | 0 | 0
WT | 59.42 | 756.69 | 2574.96 | 15218.72 | 19063.24 | 18365.98
IGCC | 0 | 0 | 0 | 0 | 0 | 0
DemandResponse | 0 | 0 | 0 | 0 | 0 | 0
IGCC-CCS | 0 | 0 | 0 | 0 | 0 | 0
WT_off | 0 | 0 | 0 | 0 | 0 | 0
PseudoUnit | 0 | 0 | 0 | 0 | 0 | 0
FixedInterchange | 0 | 0 | 0 | 0 | 0 | 0
Levelized Capital Costs by Reporting Type: NEISO
ReportingType | 2015 | 2020 | 2025 | 2030 | 2035 | 2040
BM | 115.57 | 115.57 | 115.57 | 115.57 | 115.57 | 115.57
CC | 273.49 | 273.49 | 273.49 | 273.49 | 273.49 | 0
CSP | 0 | 0 | 0 | 0 | 0 | 0
CT | 30 | 30 | 30 | 29.13 | 0 | 0
Coal | 0 | 0 | 0 | 0 | 0 | 0
Geo | 0 | 0 | 0 | 0 | 0 | 0
H | 0 | 0 | 0 | 0.99 | 0.99 | 0.99
LFG | 14.72 | 14.72 | 34.82 | 34.82 | 20.1 | 20.1
Nuc | 0 | 0 | 0 | 0 | 0 | 0
PS | 0 | 0 | 0 | 0 | 0 | 0
PV | 0 | 164.26 | 164.26 | 164.26 | 164.26 | 0.72
PeakG | 0 | 0 | 0 | 0 | 0 | 0
PeakO | 0 | 0 | 0 | 0 | 0 | 0
ST | 0 | 0 | 0 | 0 | 0 | 0
STOG | 0 | 0 | 0 | 0 | 0 | 0
STWD | 0 | 0 | 0 | 0 | 0 | 0
WT | 68.84 | 498.13 | 1041.77 | 1279.87 | 1340.24 | 910.94
IGCC | 0 | 0 | 0 | 0 | 0 | 0
DemandResponse | 0 | 0 | 0 | 0 | 0 | 0
IGCC-CCS | 0 | 0 | 0 | 0 | 0 | 0
WT_off | 322.52 | 322.52 | 322.52 | 322.52 | 0 | 0
PseudoUnit | 0 | 0 | 0 | 0 | 0 | 0
FixedInterchange | 0 | 0 | 0 | 0 | 0 | 0
Levelized Capital Costs by Reporting Type: NonRTO_Midwest
ReportingType | 2015 | 2020 | 2025 | 2030 | 2035 | 2040
BM | 0 | 0 | 0 | 0 | 0 | 0
CC | 21.39 | 128.49 | 273 | 273 | 273 | 251.62
CSP | 0 | 0 | 0 | 0 | 0 | 0
CT | 0 | 0 | 0 | 0 | 0 | 0
Coal | 0 | 0 | 0 | 0 | 0 | 0
Geo | 0 | 0 | 0 | 0 | 0 | 0
H | 0 | 0 | 245.89 | 245.9 | 245.9 | 245.9
LFG | 0 | 0 | 43.27 | 43.27 | 43.27 | 43.27
Nuc | 0 | 0 | 0 | 0 | 2313.46 | 2719.81
PS | 0 | 0 | 0 | 0 | 0 | 0
PV | 0 | 0 | 0 | 0 | 0 | 0
PeakG | 0 | 0 | 0 | 0 | 0 | 0
PeakO | 0 | 0 | 0 | 0 | 0 | 0
ST | 0 | 0 | 0 | 0 | 0 | 0
STOG | 0 | 0 | 0 | 0 | 0 | 0
STWD | 0 | 0 | 0 | 0 | 0 | 0
WT | 0 | 0 | 0 | 0 | 0 | 0
IGCC | 0 | 0 | 0 | 0 | 0 | 0
DemandResponse | 0 | 0 | 0 | 0 | 0 | 0
IGCC-CCS | 0 | 0 | 0 | 0 | 0 | 0
WT_off | 0 | 0 | 0 | 0 | 0 | 0
PseudoUnit | 0 | 0 | 0 | 0 | 0 | 0
FixedInterchange | 0 | 0 | 0 | 0 | 0 | 0
Levelized Capital Costs by Reporting Type: NYISO_A-F
ReportingType | 2015 | 2020 | 2025 | 2030 | 2035 | 2040
BM | 0 | 0 | 0 | 0 | 0 | 0
CC | 85.71 | 85.71 | 85.71 | 85.71 | 85.71 | 0
CSP | 0 | 0 | 0 | 0 | 0 | 0
CT | 0 | 0 | 0 | 0 | 0 | 0
Coal | 0 | 0 | 0 | 0 | 0 | 0
Geo | 0 | 0 | 0 | 0 | 0 | 0
H | 0 | 0 | 0 | 0 | 0 | 0
LFG | 1.88 | 1.88 | 1.88 | 21.07 | 19.19 | 19.19
Nuc | 0 | 0 | 0 | 0 | 0 | 0
PS | 0 | 0 | 0 | 0 | 0 | 0
PV | 0 | 0 | 0 | 0 | 0 | 0
PeakG | 0 | 0 | 0 | 0 | 0 | 0
PeakO | 0 | 0 | 0 | 0 | 0 | 0
ST | 0 | 0 | 0 | 0 | 0 | 0
STOG | 0 | 0 | 0 | 0 | 0 | 0
STWD | 0 | 0 | 0 | 0 | 0 | 0
WT | 705.19 | 899.9 | 899.9 | 899.9 | 194.71 | 0
IGCC | 0 | 0 | 0 | 0 | 0 | 0
DemandResponse | 0 | 0 | 0 | 0 | 0 | 0
IGCC-CCS | 0 | 0 | 0 | 0 | 0 | 0
WT_off | 0 | 0 | 0 | 0 | 0 | 0
PseudoUnit | 0 | 0 | 0 | 0 | 0 | 0
FixedInterchange | 0 | 0 | 0 | 0 | 0 | 0
Levelized Capital Costs by Reporting Type: NYISO_G-I
ReportingType | 2015 | 2020 | 2025 | 2030 | 2035 | 2040
BM | 0 | 0 | 0 | 0 | 0 | 0
CC | 0 | 0 | 0 | 0 | 63.88 | 473.88
CSP | 0 | 0 | 0 | 0 | 0 | 0
CT | 0 | 0 | 0 | 0 | 0 | 0
Coal | 0 | 0 | 0 | 0 | 0 | 0
Geo | 0 | 0 | 0 | 0 | 0 | 0
H | 0 | 0 | 0 | 0 | 0 | 0
LFG | 0 | 0 | 0.09 | 21 | 21 | 21
Nuc | 0 | 0 | 0 | 0 | 0 | 0
PS | 0 | 0 | 0 | 0 | 0 | 0
PV | 0 | 0 | 0 | 0 | 0 | 0
PeakG | 0 | 0 | 0 | 0 | 0 | 0
PeakO | 0 | 0 | 0 | 0 | 0 | 0
ST | 0 | 0 | 0 | 0 | 0 | 0
STOG | 0 | 0 | 0 | 0 | 0 | 0
STWD | 0 | 0 | 0 | 0 | 0 | 0
WT | 0 | 16.46 | 16.46 | 16.46 | 16.46 | 0
IGCC | 0 | 0 | 0 | 0 | 0 | 0
DemandResponse | 0 | 0 | 0 | 0 | 0 | 0
IGCC-CCS | 0 | 0 | 0 | 0 | 0 | 0
WT_off | 0 | 0 | 0 | 0 | 0 | 0
PseudoUnit | 0 | 0 | 0 | 0 | 0 | 0
FixedInterchange | 0 | 0 | 0 | 0 | 0 | 0
Levelized Capital Costs by Reporting Type: NYISO_J-K
ReportingType | 2015 | 2020 | 2025 | 2030 | 2035 | 2040
BM | 0 | 0 | 0 | 0 | 0 | 0
CC | 226.37 | 226.37 | 226.37 | 226.37 | 226.37 | 0
CSP | 0 | 0 | 0 | 0 | 0 | 0
CT | 0 | 0 | 0 | 14.8 | 174.9 | 202.47
Coal | 0 | 0 | 0 | 0 | 0 | 0
Geo | 0 | 0 | 0 | 0 | 0 | 0
H | 0 | 0 | 0 | 0 | 0 | 0
LFG | 0 | 0 | 0 | 26.63 | 26.63 | 26.63
Nuc | 0 | 0 | 0 | 0 | 0 | 0
PS | 0 | 0 | 0 | 0 | 0 | 0
PV | 23.27 | 23.27 | 23.27 | 23.27 | 0 | 0
PeakG | 0 | 0 | 0 | 0 | 0 | 0
PeakO | 0 | 0 | 0 | 0 | 0 | 0
ST | 0 | 0 | 0 | 0 | 0 | 0
STOG | 0 | 0 | 0 | 0 | 0 | 0
STWD | 0 | 0 | 0 | 0 | 0 | 0
WT | 0 | 0 | 0 | 0 | 0 | 0
IGCC | 0 | 0 | 0 | 0 | 0 | 0
DemandResponse | 0 | 0 | 0 | 0 | 0 | 0
IGCC-CCS | 0 | 0 | 0 | 0 | 0 | 0
WT_off | 0 | 0 | 0 | 0 | 0 | 0
PseudoUnit | 0 | 0 | 0 | 0 | 0 | 0
FixedInterchange | 0 | 0 | 0 | 0 | 0 | 0
Levelized Capital Costs by Reporting Type: PJM_E
ReportingType | 2015 | 2020 | 2025 | 2030 | 2035 | 2040
BM | 14.48 | 14.48 | 14.48 | 14.48 | 14.48 | 14.48
CC | 673.31 | 673.31 | 673.31 | 673.31 | 582.39 | 0
CSP | 0 | 0 | 0 | 0 | 0 | 0
CT | 2.28 | 2.28 | 2.28 | 0 | 135.12 | 642.58
Coal | 9.09 | 9.09 | 9.09 | 9.09 | 9.09 | 9.09
Geo | 0 | 0 | 0 | 0 | 0 | 0
H | 0 | 0 | 0 | 0 | 0 | 0
LFG | 2.95 | 42.43 | 44.57 | 41.63 | 41.63 | 2.14
Nuc | 0 | 0 | 0 | 0 | 0 | 0
PS | 0 | 0 | 0 | 0 | 0 | 0
PV | 15.12 | 15.12 | 15.12 | 15.12 | 0 | 0
PeakG | 0 | 0 | 0 | 0 | 0 | 0
PeakO | 0 | 0 | 0 | 0 | 0 | 0
ST | 0 | 0 | 0 | 0 | 0 | 0
STOG | 0 | 0 | 0 | 0 | 0 | 0
STWD | 0 | 0 | 0 | 0 | 0 | 0
WT | 344.71 | 344.71 | 344.71 | 344.71 | 0 | 0
IGCC | 0 | 0 | 0 | 0 | 0 | 0
DemandResponse | 0 | 0 | 0 | 0 | 0 | 0
IGCC-CCS | 0 | 0 | 0 | 0 | 0 | 0
WT_off | 0 | 0 | 624.16 | 624.16 | 624.16 | 624.16
PseudoUnit | 0 | 0 | 0 | 0 | 0 | 0
FixedInterchange | 0 | 0 | 0 | 0 | 0 | 0
Levelized Capital Costs by Reporting Type: PJM_ROM
ReportingType | 2015 | 2020 | 2025 | 2030 | 2035 | 2040
BM | 7.8 | 7.8 | 7.8 | 7.8 | 7.8 | 7.8
CC | 232.92 | 232.92 | 232.92 | 489.37 | 2260.23 | 2820.88
CSP | 0 | 0 | 0 | 0 | 0 | 0
CT | 1.4 | 1.4 | 1.4 | 1.4 | 0 | 0
Coal | 10.21 | 10.21 | 10.21 | 10.21 | 10.21 | 10.21
Geo | 0 | 0 | 0 | 0 | 0 | 0
H | 0 | 0 | 223.48 | 223.48 | 223.48 | 223.48
LFG | 5.5 | 80.8 | 80.8 | 78.6 | 75.3 | 0
Nuc | 0 | 0 | 0 | 0 | 0 | 0
PS | 0 | 0 | 0 | 0 | 0 | 0
PV | 0 | 675.79 | 1067.1 | 1173.11 | 1215.06 | 589.44
PeakG | 0 | 0 | 0 | 0 | 0 | 0
PeakO | 0 | 0 | 0 | 0 | 0 | 0
ST | 0 | 0 | 0 | 0 | 0 | 0
STOG | 0 | 0 | 0 | 0 | 0 | 0
STWD | 0 | 0 | 0 | 0 | 0 | 0
WT | 138.79 | 138.79 | 954.29 | 1852.74 | 1747.29 | 1747.29
IGCC | 0 | 0 | 0 | 0 | 0 | 0
DemandResponse | 0 | 0 | 0 | 0 | 0 | 0
IGCC-CCS | 0 | 0 | 0 | 0 | 0 | 0
WT_off | 0 | 0 | 0 | 0 | 0 | 0
PseudoUnit | 0 | 0 | 0 | 0 | 0 | 0
FixedInterchange | 0 | 0 | 0 | 0 | 0 | 0
Levelized Capital Costs by Reporting Type: PJM_ROR
ReportingType | 2015 | 2020 | 2025 | 2030 | 2035 | 2040
BM | 165.77 | 165.77 | 165.77 | 165.77 | 165.77 | 80.7
CC | 350.7 | 1010.18 | 2767.76 | 3186.03 | 3165.94 | 2835.33
CSP | 0 | 0 | 0 | 0 | 0 | 0
CT | 2.4 | 2.4 | 2.4 | 13.65 | 11.25 | 11.25
Coal | 648.6 | 648.6 | 648.6 | 648.6 | 648.6 | 648.6
Geo | 0 | 0 | 0 | 0 | 0 | 0
H | 0 | 174.52 | 174.52 | 174.52 | 174.52 | 174.52
LFG | 16.47 | 16.47 | 157.67 | 149.74 | 141.19 | 141.19
Nuc | 0 | 0 | 0 | 0 | 0 | 569.06
PS | 0 | 0 | 0 | 0 | 0 | 0
PV | 0 | 0 | 0 | 0 | 0 | 0
PeakG | 0 | 0 | 0 | 0 | 0 | 0
PeakO | 0 | 0 | 0 | 0 | 0 | 0
ST | 0 | 0 | 0 | 0 | 0 | 0
STOG | 0 | 0 | 0 | 0 | 0 | 0
STWD | 0 | 0 | 0 | 0 | 0 | 0
WT | 2334.11 | 2334.11 | 2383.36 | 1858.46 | 932.51 | 1585.39
IGCC | 0 | 0 | 0 | 0 | 0 | 0
DemandResponse | 0 | 0 | 0 | 0 | 0 | 0
IGCC-CCS | 0 | 0 | 0 | 0 | 0 | 0
WT_off | 0 | 0 | 0 | 0 | 0 | 0
PseudoUnit | 0 | 0 | 0 | 0 | 0 | 0
FixedInterchange | 0 | 0 | 0 | 0 | 0 | 0
Levelized Capital Costs by Reporting Type: SOCO
ReportingType | 2015 | 2020 | 2025 | 2030 | 2035 | 2040
BM | 21 | 21 | 21 | 21 | 21 | 21
CC | 545.14 | 700.89 | 814.31 | 814.31 | 814.31 | 269.17
CSP | 0 | 0 | 0 | 0 | 0 | 0
CT | 0 | 0 | 0 | 0 | 0 | 0
Coal | 0 | 0 | 0 | 0 | 0 | 0
Geo | 0 | 0 | 0 | 0 | 0 | 0
H | 0 | 0 | 0 | 0 | 0 | 0
LFG | 0 | 0 | 28.54 | 28.54 | 28.54 | 28.54
Nuc | 0 | 1254.21 | 1254.21 | 1383.37 | 6484 | 14415.12
PS | 0 | 0 | 0 | 0 | 0 | 0
PV | 0 | 0 | 0 | 0 | 0 | 0
PeakG | 0 | 0 | 0 | 0 | 0 | 0
PeakO | 0 | 0 | 0 | 0 | 0 | 0
ST | 0 | 0 | 0 | 0 | 0 | 0
STOG | 0 | 0 | 0 | 0 | 0 | 0
STWD | 0 | 0 | 0 | 0 | 0 | 0
WT | 0 | 0 | 0 | 0 | 0 | 0
IGCC | 0 | 0 | 0 | 0 | 0 | 0
DemandResponse | 0 | 0 | 0 | 0 | 0 | 0
IGCC-CCS | 0 | 0 | 0 | 0 | 0 | 0
WT_off | 0 | 0 | 0 | 0 | 0 | 0
PseudoUnit | 0 | 0 | 0 | 0 | 0 | 0
FixedInterchange | 0 | 0 | 0 | 0 | 0 | 0
Levelized Capital Costs by Reporting Type: SPP_N
ReportingType | 2015 | 2020 | 2025 | 2030 | 2035 | 2040
BM | 0 | 0 | 0 | 0 | 0 | 0
CC | 0 | 0 | 0 | 0 | 0 | 0
CSP | 0 | 0 | 0 | 0 | 0 | 0
CT | 0 | 0 | 0 | 0 | 0 | 0
Coal | 128.56 | 128.56 | 128.56 | 128.56 | 128.56 | 128.56
Geo | 0 | 0 | 0 | 0 | 0 | 0
H | 0 | 0 | 0 | 0 | 0 | 0
LFG | 0 | 0 | 25.49 | 25.49 | 25.49 | 25.49
Nuc | 0 | 0 | 0 | 0 | 0 | 0
PS | 0 | 0 | 0 | 0 | 0 | 0
PV | 0 | 0 | 0 | 0 | 0 | 0
PeakG | 0 | 0 | 0 | 0 | 0 | 0
PeakO | 0 | 0 | 0 | 0 | 0 | 0
ST | 0 | 0 | 0 | 0 | 0 | 0
STOG | 0 | 0 | 0 | 0 | 0 | 0
STWD | 0 | 0 | 0 | 0 | 0 | 0
WT | 0 | 0 | 0 | 0 | 6558.57 | 6558.57
IGCC | 0 | 0 | 0 | 0 | 0 | 0
DemandResponse | 0 | 0 | 0 | 0 | 0 | 0
IGCC-CCS | 0 | 0 | 0 | 0 | 0 | 0
WT_off | 0 | 0 | 0 | 0 | 0 | 0
PseudoUnit | 0 | 0 | 0 | 0 | 0 | 0
FixedInterchange | 0 | 0 | 0 | 0 | 0 | 0
Levelized Capital Costs by Reporting Type: SPP_S
ReportingType | 2015 | 2020 | 2025 | 2030 | 2035 | 2040
BM | 0 | 0 | 0 | 0 | 0 | 0
CC | 0 | 0 | 0 | 0 | 0 | 0
CSP | 0 | 0 | 0 | 0 | 0 | 0
CT | 33.21 | 318.54 | 318.54 | 318.54 | 285.33 | 118.99
Coal | 273.14 | 273.14 | 273.14 | 273.14 | 273.14 | 273.14
Geo | 0 | 0 | 0 | 0 | 0 | 0
H | 0 | 0 | 0 | 0 | 0 | 0
LFG | 0 | 0 | 25.49 | 25.49 | 25.49 | 25.49
Nuc | 0 | 0 | 0 | 0 | 0 | 0
PS | 0 | 0 | 0 | 0 | 0 | 0
PV | 0 | 0 | 0 | 0 | 0 | 0
PeakG | 0 | 0 | 0 | 0 | 0 | 0
PeakO | 0 | 0 | 0 | 0 | 0 | 0
ST | 0 | 0 | 0 | 0 | 0 | 0
STOG | 0 | 0 | 0 | 0 | 0 | 0
STWD | 0 | 0 | 0 | 0 | 0 | 0
WT | 123.79 | 165.39 | 165.39 | 11652.53 | 13859.57 | 14577.8
IGCC | 0 | 0 | 0 | 0 | 0 | 0
DemandResponse | 0 | 0 | 0 | 0 | 0 | 0
IGCC-CCS | 0 | 0 | 0 | 0 | 0 | 0
WT_off | 0 | 0 | 0 | 0 | 0 | 0
PseudoUnit | 0 | 0 | 0 | 0 | 0 | 0
FixedInterchange | 0 | 0 | 0 | 0 | 0 | 0
Levelized Capital Costs by Reporting Type: TVA
ReportingType | 2015 | 2020 | 2025 | 2030 | 2035 | 2040
BM | 0 | 0 | 0 | 0 | 0 | 0
CC | 151.13 | 323.41 | 421.64 | 421.64 | 387.17 | 270.51
CSP | 0 | 0 | 0 | 0 | 0 | 0
CT | 0 | 376.13 | 376.13 | 376.13 | 376.13 | 0
Coal | 0 | 0 | 0 | 0 | 0 | 0
Geo | 0 | 0 | 0 | 0 | 0 | 0
H | 0 | 0 | 0 | 8.9 | 8.9 | 8.9
LFG | 0 | 0 | 28.24 | 28.24 | 28.24 | 28.24
Nuc | 684.91 | 684.91 | 684.91 | 2337.92 | 5320.44 | 7791.43
PS | 0 | 0 | 0 | 0 | 0 | 0
PV | 0 | 0 | 0 | 0 | 0 | 0
PeakG | 0 | 0 | 0 | 0 | 0 | 0
PeakO | 0 | 0 | 0 | 0 | 0 | 0
ST | 0 | 0 | 0 | 0 | 0 | 0
STOG | 0 | 0 | 0 | 0 | 0 | 0
STWD | 0 | 0 | 0 | 0 | 0 | 0
WT | 0 | 0 | 0 | 0 | 0 | 0
IGCC | 0 | 0 | 0 | 0 | 0 | 0
DemandResponse | 0 | 0 | 0 | 0 | 0 | 0
IGCC-CCS | 0 | 0 | 0 | 0 | 0 | 0
WT_off | 0 | 0 | 0 | 0 | 0 | 0
PseudoUnit | 0 | 0 | 0 | 0 | 0 | 0
FixedInterchange | 0 | 0 | 0 | 0 | 0 | 0
Levelized Capital Costs by Reporting Type: TVA_Transmission
ReportingType | 2015 | 2020 | 2025 | 2030 | 2035 | 2040
BM | 0 | 0 | 0 | 0 | 0 | 0
CC | 0 | 0 | 0 | 0 | 0 | 0
CSP | 0 | 0 | 0 | 0 | 0 | 0
CT | 0 | 0 | 0 | 0 | 0 | 0
Coal | 0 | 0 | 0 | 0 | 0 | 0
Geo | 0 | 0 | 0 | 0 | 0 | 0
H | 0 | 0 | 0 | 0 | 0 | 0
LFG | 0 | 0 | 0 | 0 | 0 | 0
Nuc | 0 | 0 | 0 | 0 | 0 | 0
PS | 0 | 0 | 0 | 0 | 0 | 0
PV | 0 | 0 | 0 | 0 | 0 | 0
PeakG | 0 | 0 | 0 | 0 | 0 | 0
PeakO | 0 | 0 | 0 | 0 | 0 | 0
ST | 0 | 0 | 0 | 0 | 0 | 0
STOG | 0 | 0 | 0 | 0 | 0 | 0
STWD | 0 | 0 | 0 | 0 | 0 | 0
WT | 0 | 0 | 0 | 0 | 0 | 0
IGCC | 0 | 0 | 0 | 0 | 0 | 0
DemandResponse | 0 | 0 | 0 | 0 | 0 | 0
IGCC-CCS | 0 | 0 | 0 | 0 | 0 | 0
WT_off | 0 | 0 | 0 | 0 | 0 | 0
PseudoUnit | 0 | 0 | 0 | 0 | 0 | 0
FixedInterchange | 0 | 0 | 0 | 0 | 0 | 0
Levelized Capital Costs by Reporting Type: VACAR
ReportingType | 2015 | 2020 | 2025 | 2030 | 2035 | 2040
BM | 0.34 | 79.25 | 274.13 | 292.98 | 350.56 | 397.93
CC | 275.07 | 720.14 | 944.82 | 944.82 | 944.82 | 669.75
CSP | 0 | 0 | 0 | 0 | 0 | 0
CT | 310.98 | 310.98 | 310.98 | 310.98 | 0 | 0
Coal | 220.45 | 220.45 | 220.45 | 220.45 | 220.45 | 220.45
Geo | 0 | 0 | 0 | 0 | 0 | 0
H | 0 | 0 | 0 | 0 | 0 | 0
LFG | 0.09 | 28.46 | 28.46 | 28.46 | 28.37 | 0
Nuc | 0 | 1320.06 | 1320.06 | 3373.64 | 11866.12 | 14635.82
PS | 0 | 0 | 0 | 0 | 0 | 0
PV | 0 | 60.23 | 62.83 | 64.34 | 68.96 | 12.53
PeakG | 0 | 0 | 0 | 0 | 0 | 0
PeakO | 0 | 0 | 0 | 0 | 0 | 0
ST | 0 | 0 | 0 | 0 | 0 | 0
STOG | 0 | 0 | 0 | 0 | 0 | 0
STWD | 0 | 0 | 0 | 0 | 0 | 0
WT | 0.24 | 905.81 | 905.81 | 905.81 | 905.57 | 0
IGCC | 0 | 0 | 0 | 0 | 0 | 0
DemandResponse | 0 | 0 | 0 | 0 | 0 | 0
IGCC-CCS | 0 | 0 | 0 | 0 | 0 | 0
WT_off | 0.61 | 0.61 | 0.61 | 0.61 | 0 | 0
PseudoUnit | 0 | 0 | 0 | 0 | 0 | 0
FixedInterchange | 0 | 0 | 0 | 0 | 0 | 0
Levelized Capital Costs by Reporting Type: IESO
ReportingType | 2015 | 2020 | 2025 | 2030 | 2035 | 2040
BM | 144.8 | 144.8 | 144.8 | 144.8 | 144.8 | 144.8
CC | 175.41 | 175.41 | 175.41 | 175.41 | 175.41 | 0
CSP | 0 | 0 | 0 | 0 | 0 | 0
CT | 41.8 | 41.8 | 41.8 | 41.8 | 0 | 277.23
Coal | 0 | 0 | 0 | 0 | 0 | 0
Geo | 0 | 0 | 0 | 0 | 0 | 0
H | 0 | 0 | 0 | 0 | 0 | 0
LFG | 5.12 | 5.12 | 5.12 | 5.12 | 0 | 0.17
Nuc | 0 | 0 | 0 | 0 | 0 | 0
PS | 0 | 0 | 0 | 0 | 0 | 0
PV | 539.74 | 539.74 | 539.74 | 539.74 | 0 | 0
PeakG | 0 | 0 | 0 | 0 | 0 | 0
PeakO | 0 | 0 | 0 | 0 | 0 | 0
ST | 0 | 0 | 0 | 0 | 0 | 0
STOG | 0 | 0 | 0 | 0 | 0 | 0
STWD | 0 | 0 | 0 | 0 | 0 | 0
WT | 660.4 | 660.4 | 660.4 | 660.4 | 0 | 0
IGCC | 0 | 0 | 0 | 0 | 0 | 0
DemandResponse | 0 | 0 | 0 | 0 | 0 | 0
IGCC-CCS | 0 | 0 | 0 | 0 | 0 | 0
WT_off | 0 | 0 | 0 | 0 | 0 | 0
PseudoUnit | 0 | 0 | 0 | 0 | 0 | 0
FixedInterchange | 0 | 0 | 0 | 0 | 0 | 0
Levelized Capital Costs by Reporting Type: MAPP_CA
ReportingType | 2015 | 2020 | 2025 | 2030 | 2035 | 2040
BM | 0 | 0 | 0 | 0 | 0 | 0
CC | 0 | 0 | 0 | 0 | 0 | 0
CSP | 0 | 0 | 0 | 0 | 0 | 0
CT | 2.94 | 2.94 | 2.94 | 2.94 | 0 | 0
Coal | 0 | 0 | 0 | 0 | 0 | 0
Geo | 0 | 0 | 0 | 0 | 0 | 0
H | 0 | 114.46 | 727.59 | 1538.45 | 1538.45 | 1538.45
LFG | 0 | 0 | 0 | 0 | 0 | 0
Nuc | 0 | 0 | 0 | 0 | 0 | 0
PS | 0 | 0 | 0 | 0 | 0 | 0
PV | 0 | 0 | 0 | 0 | 0 | 0
PeakG | 0 | 0 | 0 | 0 | 0 | 0
PeakO | 0 | 0 | 0 | 0 | 0 | 0
ST | 0 | 0 | 0 | 0 | 0 | 0
STOG | 0 | 0 | 0 | 0 | 0 | 0
STWD | 0 | 0 | 0 | 0 | 0 | 0
WT | 87.23 | 87.23 | 87.23 | 87.23 | 0 | 0
IGCC | 0 | 0 | 0 | 0 | 0 | 0
DemandResponse | 0 | 0 | 0 | 0 | 0 | 0
IGCC-CCS | 0 | 0 | 0 | 0 | 0 | 0
WT_off | 0 | 0 | 0 | 0 | 0 | 0
PseudoUnit | 0 | 0 | 0 | 0 | 0 | 0
FixedInterchange | 0 | 0 | 0 | 0 | 0 | 0
Levelized Capital Costs by Reporting Type: AZ_NM_SNV_Coal
ReportingType | 2015 | 2020 | 2025 | 2030 | 2035 | 2040
BM | 0 | 0 | 0 | 0 | 0 | 0
CC | 0 | 0 | 0 | 0 | 0 | 0
CSP | 0 | 0 | 0 | 0 | 0 | 0
CT | 0 | 0 | 0 | 0 | 0 | 0
Coal | 0 | 0 | 0 | 0 | 0 | 0
Geo | 0 | 0 | 0 | 0 | 0 | 0
H | 0 | 0 | 0 | 0 | 0 | 0
LFG | 0 | 0 | 0 | 0 | 0 | 0
Nuc | 0 | 0 | 0 | 0 | 0 | 0
PS | 0 | 0 | 0 | 0 | 0 | 0
PV | 0 | 0 | 0 | 0 | 0 | 0
PeakG | 0 | 0 | 0 | 0 | 0 | 0
PeakO | 0 | 0 | 0 | 0 | 0 | 0
ST | 0 | 0 | 0 | 0 | 0 | 0
STOG | 0 | 0 | 0 | 0 | 0 | 0
STWD | 0 | 0 | 0 | 0 | 0 | 0
WT | 0 | 0 | 0 | 0 | 0 | 0
IGCC | 0 | 0 | 0 | 0 | 0 | 0
DemandResponse | 0 | 0 | 0 | 0 | 0 | 0
IGCC-CCS | 0 | 0 | 0 | 0 | 0 | 0
WT_off | 0 | 0 | 0 | 0 | 0 | 0
PseudoUnit | 0 | 0 | 0 | 0 | 0 | 0
FixedInterchange | 0 | 0 | 0 | 0 | 0 | 0
Levelized Capital Costs by Reporting Type: AZ_NM_SNV_Gas
ReportingType | 2015 | 2020 | 2025 | 2030 | 2035 | 2040
BM | 0 | 0 | 0 | 0 | 0 | 0
CC | 79.32 | 79.32 | 79.32 | 79.32 | 79.32 | 0
CSP | 0 | 0 | 0 | 0 | 0 | 0
CT | 63.7 | 63.7 | 63.7 | 63.7 | 0 | 0
Coal | 0 | 0 | 0 | 0 | 0 | 0
Geo | 0 | 0 | 0 | 0 | 0 | 0
H | 0 | 0 | 0 | 0 | 0 | 0
LFG | 0 | 0 | 0 | 0 | 0 | 0
Nuc | 0 | 0 | 0 | 0 | 0 | 0
PS | 0 | 0 | 0 | 0 | 0 | 0
PV | 0 | 0 | 0 | 0 | 0 | 0
PeakG | 0 | 0 | 0 | 0 | 0 | 0
PeakO | 0 | 0 | 0 | 0 | 0 | 0
ST | 0 | 0 | 0 | 0 | 0 | 0
STOG | 0 | 0 | 0 | 0 | 0 | 0
STWD | 0 | 0 | 0 | 0 | 0 | 0
WT | 0 | 0 | 0 | 0 | 0 | 0
IGCC | 0 | 0 | 0 | 0 | 0 | 0
DemandResponse | 0 | 0 | 0 | 0 | 0 | 0
IGCC-CCS | 0 | 0 | 0 | 0 | 0 | 0
WT_off | 0 | 0 | 0 | 0 | 0 | 0
PseudoUnit | 0 | 0 | 0 | 0 | 0 | 0
FixedInterchange | 0 | 0 | 0 | 0 | 0 | 0
Levelized Capital Costs by Reporting Type: AZ_NM_SNV_NucRenew
ReportingType | 2015 | 2020 | 2025 | 2030 | 2035 | 2040
BM | 0 | 0 | 0 | 0 | 0 | 0
CC | 0 | 0 | 0 | 0 | 0 | 0
CSP | 0 | 0 | 0 | 0 | 0 | 0
CT | 0 | 0 | 0 | 0 | 0 | 0
Coal | 0 | 0 | 0 | 0 | 0 | 0
Geo | 0 | 0 | 623.07 | 623.07 | 623.07 | 623.07
H | 0 | 0 | 0 | 0 | 0 | 0
LFG | 0 | 16.74 | 16.74 | 16.74 | 16.74 | 0
Nuc | 0 | 0 | 0 | 3653.19 | 7215.53 | 10029.26
PS | 0 | 0 | 0 | 0 | 0 | 0
PV | 47.79 | 47.79 | 47.79 | 47.79 | 0 | 0
PeakG | 0 | 0 | 0 | 0 | 0 | 0
PeakO | 0 | 0 | 0 | 0 | 0 | 0
ST | 139.01 | 333.47 | 445.93 | 408.53 | 357.58 | 163.12
STOG | 0 | 0 | 0 | 0 | 0 | 0
STWD | 0 | 0 | 0 | 0 | 0 | 0
WT | 17.95 | 1030.54 | 1667.39 | 2187.05 | 2169.1 | 1156.51
IGCC | 0 | 0 | 0 | 0 | 0 | 0
DemandResponse | 0 | 0 | 0 | 0 | 0 | 0
IGCC-CCS | 0 | 0 | 0 | 0 | 0 | 0
WT_off | 0 | 0 | 0 | 0 | 0 | 0
PseudoUnit | 0 | 0 | 0 | 0 | 0 | 0
FixedInterchange | 0 | 0 | 0 | 0 | 0 | 0
Levelized Capital Costs by Reporting Type: ERCOT
ReportingType | 2015 | 2020 | 2025 | 2030 | 2035 | 2040
BM | 54.69 | 54.69 | 54.69 | 54.69 | 54.69 | 54.69
CC | 297.35 | 633.52 | 633.52 | 633.52 | 633.52 | 336.17
CSP | 0 | 0 | 0 | 0 | 0 | 0
CT | 20.97 | 20.97 | 20.97 | 20.97 | 0 | 0
Coal | 540.38 | 540.38 | 540.38 | 540.38 | 540.38 | 540.38
Geo | 0 | 0 | 0 | 0 | 0 | 0
H | 0 | 0 | 0 | 0 | 0 | 0
LFG | 0 | 0 | 93.08 | 93.08 | 93.08 | 93.08
Nuc | 0 | 0 | 954.56 | 1795 | 6589.87 | 8109.69
PS | 0 | 0 | 0 | 0 | 0 | 0
PV | 6.7 | 6.7 | 6.7 | 6.7 | 0 | 0
PeakG | 0 | 0 | 0 | 0 | 0 | 0
PeakO | 0 | 0 | 0 | 0 | 0 | 0
ST | 0 | 0 | 0 | 0 | 0 | 0
STOG | 0 | 0 | 0 | 0 | 0 | 0
STWD | 0 | 0 | 0 | 0 | 0 | 0
WT | 94.16 | 94.16 | 941.62 | 5974.4 | 6087.22 | 6458.38
IGCC | 0 | 0 | 0 | 0 | 0 | 0
DemandResponse | 0 | 0 | 0 | 0 | 0 | 0
IGCC-CCS | 0 | 0 | 0 | 0 | 0 | 0
WT_off | 0 | 0 | 0 | 0 | 0 | 0
PseudoUnit | 0 | 0 | 0 | 0 | 0 | 0
FixedInterchange | 0 | 0 | 0 | 0 | 0 | 0
Levelized Capital Costs by Reporting Type: NP15
ReportingType | 2015 | 2020 | 2025 | 2030 | 2035 | 2040
BM | 0 | 0 | 0 | 0 | 0 | 0
CC | 130.44 | 130.44 | 130.44 | 130.44 | 130.44 | 0
CSP | 0 | 0 | 0 | 0 | 0 | 0
CT | 17.85 | 134.09 | 378.87 | 667.46 | 725.71 | 948.57
Coal | 0 | 0 | 0 | 0 | 0 | 0
Geo | 0 | 242.57 | 289.38 | 289.38 | 289.38 | 46.81
H | 0 | 0 | 0 | 0 | 0 | 0
LFG | 0 | 172.57 | 172.57 | 172.57 | 172.57 | 0
Nuc | 0 | 0 | 0 | 0 | 0 | 0
PS | 0 | 0 | 0 | 0 | 0 | 0
PV | 3.82 | 3.82 | 3.82 | 3.82 | 0 | 0
PeakG | 0 | 0 | 0 | 0 | 0 | 0
PeakO | 0 | 0 | 0 | 0 | 0 | 0
ST | 17.26 | 17.26 | 17.26 | 17.26 | 0 | 0
STOG | 0 | 0 | 0 | 0 | 0 | 0
STWD | 0 | 0 | 0 | 0 | 0 | 0
WT | 31.59 | 31.59 | 31.59 | 1661.78 | 3548.64 | 3711
IGCC | 0 | 0 | 0 | 0 | 0 | 0
DemandResponse | 0 | 0 | 0 | 0 | 0 | 0
IGCC-CCS | 0 | 0 | 0 | 0 | 0 | 0
WT_off | 0 | 0 | 0 | 0 | 0 | 0
PseudoUnit | 0 | 0 | 0 | 0 | 0 | 0
FixedInterchange | 0 | 0 | 0 | 0 | 0 | 0
Levelized Capital Costs by Reporting Type: NWPP_Coal
ReportingType | 2015 | 2020 | 2025 | 2030 | 2035 | 2040
BM | 0 | 0 | 0 | 0 | 0 | 0
CC | 0 | 0 | 0 | 0 | 0 | 0
CSP | 0 | 0 | 0 | 0 | 0 | 0
CT | 0 | 0 | 0 | 0 | 0 | 0
Coal | 0 | 0 | 0 | 0 | 0 | 0
Geo | 0 | 0 | 0 | 0 | 0 | 0
H | 0 | 0 | 0 | 0 | 0 | 0
LFG | 0 | 0 | 0 | 0 | 0 | 0
Nuc | 0 | 0 | 0 | 0 | 0 | 0
PS | 0 | 0 | 0 | 0 | 0 | 0
PV | 0 | 0 | 0 | 0 | 0 | 0
PeakG | 0 | 0 | 0 | 0 | 0 | 0
PeakO | 0 | 0 | 0 | 0 | 0 | 0
ST | 0 | 0 | 0 | 0 | 0 | 0
STOG | 0 | 0 | 0 | 0 | 0 | 0
STWD | 0 | 0 | 0 | 0 | 0 | 0
WT | 0 | 0 | 0 | 0 | 0 | 0
IGCC | 0 | 0 | 0 | 0 | 0 | 0
DemandResponse | 0 | 0 | 0 | 0 | 0 | 0
IGCC-CCS | 0 | 0 | 0 | 0 | 0 | 0
WT_off | 0 | 0 | 0 | 0 | 0 | 0
PseudoUnit | 0 | 0 | 0 | 0 | 0 | 0
FixedInterchange | 0 | 0 | 0 | 0 | 0 | 0
Levelized Capital Costs by Reporting Type: NWPP_Gas
ReportingType | 2015 | 2020 | 2025 | 2030 | 2035 | 2040
BM | 0 | 0 | 0 | 0 | 0 | 0
CC | 33.4 | 33.4 | 33.4 | 33.4 | 33.4 | 0
CSP | 0 | 0 | 0 | 0 | 0 | 0
CT | 13.02 | 13.02 | 13.02 | 13.02 | 0 | 0
Coal | 0 | 0 | 0 | 0 | 0 | 0
Geo | 0 | 0 | 0 | 0 | 0 | 0
H | 0 | 0 | 0 | 0 | 0 | 0
LFG | 0 | 0 | 0 | 0 | 0 | 0
Nuc | 0 | 0 | 0 | 0 | 0 | 0
PS | 0 | 0 | 0 | 0 | 0 | 0
PV | 0 | 0 | 0 | 0 | 0 | 0
PeakG | 0 | 0 | 0 | 0 | 0 | 0
PeakO | 0 | 0 | 0 | 0 | 0 | 0
ST | 0 | 0 | 0 | 0 | 0 | 0
STOG | 0 | 0 | 0 | 0 | 0 | 0
STWD | 0 | 0 | 0 | 0 | 0 | 0
WT | 0 | 0 | 0 | 0 | 0 | 0
IGCC | 0 | 0 | 0 | 0 | 0 | 0
DemandResponse | 0 | 0 | 0 | 0 | 0 | 0
IGCC-CCS | 0 | 0 | 0 | 0 | 0 | 0
WT_off | 0 | 0 | 0 | 0 | 0 | 0
PseudoUnit | 0 | 0 | 0 | 0 | 0 | 0
FixedInterchange | 0 | 0 | 0 | 0 | 0 | 0
Levelized Capital Costs by Reporting Type: NWPP_NucRenew
ReportingType | 2015 | 2020 | 2025 | 2030 | 2035 | 2040
BM | 13.89 | 13.89 | 13.89 | 13.89 | 13.89 | 13.89
CC | 0 | 0 | 0 | 0 | 0 | 0
CSP | 0 | 0 | 0 | 0 | 0 | 0
CT | 0 | 0 | 0 | 0 | 0 | 0
Coal | 0 | 0 | 0 | 0 | 0 | 0
Geo | 39.91 | 39.91 | 226.59 | 226.59 | 186.68 | 186.68
H | 0 | 0 | 0 | 0 | 0 | 0
LFG | 7.13 | 74.32 | 74.32 | 74.32 | 67.19 | 0
Nuc | 0 | 0 | 0 | 1721.08 | 6865.18 | 8319.04
PS | 0 | 0 | 0 | 0 | 0 | 0
PV | 0 | 0 | 0 | 0 | 0 | 0
PeakG | 0 | 0 | 0 | 0 | 0 | 0
PeakO | 0 | 0 | 0 | 0 | 0 | 0
ST | 0 | 0 | 0 | 0 | 0 | 0
STOG | 0 | 0 | 0 | 0 | 0 | 0
STWD | 0 | 0 | 0 | 0 | 0 | 0
WT | 286.32 | 286.32 | 286.32 | 286.32 | 0 | 0
IGCC | 0 | 0 | 0 | 0 | 0 | 0
DemandResponse | 0 | 0 | 0 | 0 | 0 | 0
IGCC-CCS | 0 | 0 | 0 | 0 | 0 | 0
WT_off | 0 | 0 | 0 | 0 | 0 | 0
PseudoUnit | 0 | 0 | 0 | 0 | 0 | 0
FixedInterchange | 0 | 0 | 0 | 0 | 0 | 0
Levelized Capital Costs by Reporting Type: RMPA
ReportingType | 2015 | 2020 | 2025 | 2030 | 2035 | 2040
BM | 0 | 0 | 0 | 0 | 0 | 0
CC | 0 | 0 | 0 | 0 | 0 | 0
CSP | 0 | 0 | 0 | 0 | 0 | 0
CT | 15.2 | 15.2 | 15.2 | 15.2 | 0 | 0
Coal | 108.63 | 108.63 | 108.63 | 108.63 | 108.63 | 108.63
Geo | 0 | 56.13 | 1109.89 | 1109.89 | 1109.89 | 1053.76
H | 0 | 0 | 0 | 0 | 0 | 0
LFG | 0.39 | 8.36 | 8.36 | 8.36 | 7.97 | 0
Nuc | 0 | 0 | 0 | 0 | 0 | 0
PS | 0 | 0 | 0 | 0 | 0 | 0
PV | 0.51 | 0.51 | 0.51 | 0.51 | 0 | 0
PeakG | 0 | 0 | 0 | 0 | 0 | 0
PeakO | 0 | 0 | 0 | 0 | 0 | 0
ST | 1.46 | 172.69 | 186.04 | 192.35 | 190.89 | 19.66
STOG | 0 | 0 | 0 | 0 | 0 | 0
STWD | 0 | 0 | 0 | 0 | 0 | 0
WT | 221 | 785.76 | 785.76 | 824.41 | 603.41 | 38.65
IGCC | 0 | 0 | 0 | 0 | 427.37 | 797.51
DemandResponse | 0 | 0 | 0 | 0 | 0 | 0
IGCC-CCS | 0 | 0 | 0 | 0 | 0 | 0
WT_off | 0 | 0 | 0 | 0 | 0 | 0
PseudoUnit | 0 | 0 | 0 | 0 | 0 | 0
FixedInterchange | 0 | 0 | 0 | 0 | 0 | 0
Levelized Capital Costs by Reporting Type: SP15
ReportingType | 2015 | 2020 | 2025 | 2030 | 2035 | 2040
BM | 2.9 | 2.9 | 2.9 | 2.9 | 2.9 | 2.9
CC | 60.76 | 60.76 | 60.76 | 60.76 | 60.76 | 0
CSP | 0 | 0 | 0 | 0 | 0 | 0
CT | 0 | 0 | 0 | 0 | 0 | 0
Coal | 0 | 0 | 0 | 0 | 0 | 0
Geo | 23 | 647.36 | 647.36 | 624.36 | 624.36 | 0
H | 0 | 0 | 0 | 0 | 0 | 0
LFG | 2.85 | 171.81 | 171.81 | 171.5 | 168.96 | 0
Nuc | 0 | 0 | 0 | 0 | 0 | 0
PS | 0 | 0 | 0 | 0 | 0 | 0
PV | 2.22 | 2.22 | 2.22 | 2.22 | 0 | 0
PeakG | 0 | 0 | 0 | 0 | 0 | 0
PeakO | 0 | 0 | 0 | 0 | 0 | 0
ST | 262.18 | 262.18 | 262.18 | 262.18 | 0 | 0
STOG | 0 | 0 | 0 | 0 | 0 | 0
STWD | 0 | 0 | 0 | 0 | 0 | 0
WT | 233.4 | 233.4 | 233.4 | 233.4 | 2346.63 | 2346.63
IGCC | 0 | 0 | 0 | 0 | 0 | 0
DemandResponse | 0 | 0 | 0 | 0 | 0 | 0
IGCC-CCS | 0 | 0 | 0 | 0 | 0 | 0
WT_off | 0 | 0 | 0 | 0 | 0 | 0
PseudoUnit | 0 | 0 | 0 | 0 | 0 | 0
FixedInterchange | 0 | 0 | 0 | 0 | 0 | 0
Levelized Capital Costs by Reporting Type: ALB
ReportingType | 2015 | 2020 | 2025 | 2030 | 2035 | 2040
BM | 0 | 0 | 0 | 0 | 0 | 0
CC | 0 | 49.5 | 185.68 | 185.68 | 297.92 | 418.44
CSP | 0 | 0 | 0 | 0 | 0 | 0
CT | 16.7 | 16.7 | 16.7 | 16.7 | 0 | 0
Coal | 147.62 | 147.62 | 147.62 | 147.62 | 147.62 | 147.62
Geo | 0 | 0 | 0 | 0 | 0 | 0
H | 0 | 0 | 0 | 0 | 0 | 0
LFG | 0 | 0 | 0 | 0 | 0 | 0
Nuc | 0 | 0 | 0 | 0 | 0 | 0
PS | 0 | 0 | 0 | 0 | 0 | 0
PV | 0 | 0 | 0 | 0 | 0 | 0
PeakG | 0 | 0 | 0 | 0 | 0 | 0
PeakO | 0 | 0 | 0 | 0 | 0 | 0
ST | 0 | 0 | 0 | 0 | 0 | 0
STOG | 0 | 0 | 0 | 0 | 0 | 0
STWD | 0 | 0 | 0 | 0 | 0 | 0
WT | 2.54 | 2.54 | 2.54 | 2.54 | 0 | 0
IGCC | 0 | 0 | 0 | 0 | 0 | 0
DemandResponse | 0 | 0 | 0 | 0 | 0 | 0
IGCC-CCS | 0 | 0 | 0 | 0 | 0 | 0
WT_off | 0 | 0 | 0 | 0 | 0 | 0
PseudoUnit | 0 | 0 | 0 | 0 | 0 | 0
FixedInterchange | 0 | 0 | 0 | 0 | 0 | 0
Levelized Capital Costs by Reporting Type: BC
ReportingType | 2015 | 2020 | 2025 | 2030 | 2035 | 2040
BM | 0 | 0 | 0 | 0 | 0 | 0
CC | 93.61 | 113.31 | 170.58 | 170.58 | 170.58 | 76.97
CSP | 0 | 0 | 0 | 0 | 0 | 0
CT | 0 | 0 | 0 | 53.82 | 117.94 | 185.27
Coal | 0 | 0 | 0 | 0 | 0 | 0
Geo | 0 | 0 | 0 | 0 | 0 | 0
H | 0 | 0 | 0 | 0 | 0 | 0
LFG | 0 | 0 | 0 | 0 | 0 | 0
Nuc | 0 | 0 | 0 | 0 | 0 | 0
PS | 0 | 0 | 0 | 0 | 0 | 0
PV | 0 | 0 | 0 | 0 | 0 | 0
PeakG | 0 | 0 | 0 | 0 | 0 | 0
PeakO | 0 | 0 | 0 | 0 | 0 | 0
ST | 0 | 0 | 0 | 0 | 0 | 0
STOG | 0 | 0 | 0 | 0 | 0 | 0
STWD | 0 | 0 | 0 | 0 | 0 | 0
WT | 40.68 | 40.68 | 40.68 | 40.68 | 0 | 0
IGCC | 0 | 0 | 0 | 0 | 0 | 0
DemandResponse | 0 | 0 | 0 | 0 | 0 | 0
IGCC-CCS | 0 | 0 | 0 | 0 | 0 | 0
WT_off | 0 | 0 | 0 | 0 | 0 | 0
PseudoUnit | 0 | 0 | 0 | 0 | 0 | 0
FixedInterchange | 0 | 0 | 0 | 0 | 0 | 0
Levelized Capital Costs by Reporting Type: HQ_IESO
ReportingType | 2015 | 2020 | 2025 | 2030 | 2035 | 2040
BM | 0 | 0 | 0 | 0 | 0 | 0
CC | 0 | 0 | 0 | 0 | 0 | 0
CSP | 0 | 0 | 0 | 0 | 0 | 0
CT | 0 | 0 | 0 | 0 | 0 | 0
Coal | 0 | 0 | 0 | 0 | 0 | 0
Geo | 0 | 0 | 0 | 0 | 0 | 0
H | 0 | 0 | 0 | 0 | 0 | 0
LFG | 0 | 0 | 0 | 0 | 0 | 0
Nuc | 0 | 0 | 0 | 0 | 0 | 0
PS | 0 | 0 | 0 | 0 | 0 | 0
PV | 0 | 0 | 0 | 0 | 0 | 0
PeakG | 0 | 0 | 0 | 0 | 0 | 0
PeakO | 0 | 0 | 0 | 0 | 0 | 0
ST | 0 | 0 | 0 | 0 | 0 | 0
STOG | 0 | 0 | 0 | 0 | 0 | 0
STWD | 0 | 0 | 0 | 0 | 0 | 0
WT | 0 | 0 | 0 | 0 | 0 | 0
IGCC | 0 | 0 | 0 | 0 | 0 | 0
DemandResponse | 0 | 0 | 0 | 0 | 0 | 0
IGCC-CCS | 0 | 0 | 0 | 0 | 0 | 0
WT_off | 0 | 0 | 0 | 0 | 0 | 0
PseudoUnit | 0 | 0 | 0 | 0 | 0 | 0
FixedInterchange | 0 | 0 | 0 | 0 | 0 | 0
Levelized Capital Costs by Reporting Type: HQ_NEISO
ReportingType | 2015 | 2020 | 2025 | 2030 | 2035 | 2040
BM | 0 | 0 | 0 | 0 | 0 | 0
CC | 0 | 0 | 0 | 0 | 0 | 0
CSP | 0 | 0 | 0 | 0 | 0 | 0
CT | 0 | 0 | 0 | 0 | 0 | 0
Coal | 0 | 0 | 0 | 0 | 0 | 0
Geo | 0 | 0 | 0 | 0 | 0 | 0
H | 0 | 0 | 0 | 0 | 0 | 0
LFG | 0 | 0 | 0 | 0 | 0 | 0
Nuc | 0 | 0 | 0 | 0 | 0 | 0
PS | 0 | 0 | 0 | 0 | 0 | 0
PV | 0 | 0 | 0 | 0 | 0 | 0
PeakG | 0 | 0 | 0 | 0 | 0 | 0
PeakO | 0 | 0 | 0 | 0 | 0 | 0
ST | 0 | 0 | 0 | 0 | 0 | 0
STOG | 0 | 0 | 0 | 0 | 0 | 0
STWD | 0 | 0 | 0 | 0 | 0 | 0
WT | 0 | 0 | 0 | 0 | 0 | 0
IGCC | 0 | 0 | 0 | 0 | 0 | 0
DemandResponse | 0 | 0 | 0 | 0 | 0 | 0
IGCC-CCS | 0 | 0 | 0 | 0 | 0 | 0
WT_off | 0 | 0 | 0 | 0 | 0 | 0
PseudoUnit | 0 | 0 | 0 | 0 | 418.97 | 824.05
FixedInterchange | 0 | 0 | 0 | 0 | 0 | 0
Levelized Capital Costs by Reporting Type: HQ_NY
ReportingType | 2015 | 2020 | 2025 | 2030 | 2035 | 2040
BM | 0 | 0 | 0 | 0 | 0 | 0
CC | 0 | 0 | 0 | 0 | 0 | 0
CSP | 0 | 0 | 0 | 0 | 0 | 0
CT | 0 | 0 | 0 | 0 | 0 | 0
Coal | 0 | 0 | 0 | 0 | 0 | 0
Geo | 0 | 0 | 0 | 0 | 0 | 0
H | 0 | 0 | 0 | 0 | 0 | 0
LFG | 0 | 0 | 0 | 0 | 0 | 0
Nuc | 0 | 0 | 0 | 0 | 0 | 0
PS | 0 | 0 | 0 | 0 | 0 | 0
PV | 0 | 0 | 0 | 0 | 0 | 0
PeakG | 0 | 0 | 0 | 0 | 0 | 0
PeakO | 0 | 0 | 0 | 0 | 0 | 0
ST | 0 | 0 | 0 | 0 | 0 | 0
STOG | 0 | 0 | 0 | 0 | 0 | 0
STWD | 0 | 0 | 0 | 0 | 0 | 0
WT | 0 | 0 | 0 | 0 | 0 | 0
IGCC | 0 | 0 | 0 | 0 | 0 | 0
DemandResponse | 0 | 0 | 0 | 0 | 0 | 0
IGCC-CCS | 0 | 0 | 0 | 0 | 0 | 0
WT_off | 0 | 0 | 0 | 0 | 0 | 0
PseudoUnit | 0 | 0 | 135.27 | 824.05 | 824.05 | 824.05
FixedInterchange | 0 | 0 | 0 | 0 | 0 | 0
Levelized Capital Costs by Reporting Type: MARITIMES
ReportingType | 2015 | 2020 | 2025 | 2030 | 2035 | 2040
BM | 0 | 0 | 0 | 0 | 0 | 0
CC | 0 | 0 | 0 | 0 | 0 | 0
CSP | 0 | 0 | 0 | 0 | 0 | 0
CT | 0 | 0 | 0 | 0 | 0 | 0
Coal | 0 | 0 | 0 | 0 | 0 | 0
Geo | 0 | 0 | 0 | 0 | 0 | 0
H | 0 | 0 | 0 | 0 | 0 | 0
LFG | 0 | 0 | 0 | 0 | 0 | 0
Nuc | 0 | 0 | 0 | 0 | 0 | 0
PS | 0 | 0 | 0 | 0 | 0 | 0
PV | 0 | 0 | 0 | 0 | 0 | 0
PeakG | 0 | 0 | 0 | 0 | 0 | 0
PeakO | 0 | 0 | 0 | 0 | 0 | 0
ST | 0 | 0 | 0 | 0 | 0 | 0
STOG | 0 | 0 | 0 | 0 | 0 | 0
STWD | 0 | 0 | 0 | 0 | 0 | 0
WT | 0 | 0 | 0 | 0 | 0 | 0
IGCC | 0 | 0 | 0 | 0 | 0 | 0
DemandResponse | 0 | 0 | 0 | 0 | 0 | 0
IGCC-CCS | 0 | 0 | 0 | 0 | 0 | 0
WT_off | 0 | 0 | 0 | 0 | 0 | 0
PseudoUnit | 0 | 173.48 | 173.48 | 173.48 | 173.48 | 173.48
FixedInterchange | 0 | 0 | 0 | 0 | 0 | 0
Levelized Capital Costs by Reporting Type: All
ReportingType | 2015 | 2020 | 2025 | 2030 | 2035 | 2040
BM | 541.24 | 620.15 | 815.03 | 833.88 | 891.46 | 853.76
CC | 3870.92 | 6812.6 | 10721.99 | 11396.71 | 13198.21 | 10796.87
CSP | 0 | 0 | 0 | 0 | 0 | 0
CT | 794.5 | 2172.21 | 2416.99 | 3821.45 | 4039.49 | 4205.71
Coal | 3114.71 | 3114.71 | 3114.71 | 3114.71 | 3114.71 | 3114.71
Geo | 62.91 | 985.97 | 2896.29 | 2873.29 | 2833.38 | 1910.32
H | 0 | 289.33 | 1464.13 | 2284.88 | 2521.94 | 2521.94
LFG | 57.1 | 633.7 | 1237.92 | 1434.05 | 1390.33 | 813.91
Nuc | 684.91 | 3259.17 | 5125.72 | 16640.97 | 58522.14 | 85349.03
PS | 0 | 0 | 0 | 0 | 0 | 0
PV | 639.32 | 1684.27 | 2158.94 | 2267.9 | 1681.95 | 698.81
PeakG | 0 | 0 | 0 | 0 | 0 | 0
PeakO | 0 | 0 | 0 | 0 | 0 | 0
ST | 419.92 | 785.61 | 911.41 | 880.32 | 548.47 | 182.78
STOG | 0 | 0 | 0 | 0 | 0 | 0
STWD | 0 | 0 | 0 | 0 | 0 | 0
WT | 7365.23 | 11659.66 | 17465.31 | 49433.23 | 73015.7 | 70704.77
IGCC | 215.26 | 215.26 | 215.26 | 215.26 | 642.63 | 1012.77
DemandResponse | 0 | 0 | 0 | 0 | 0 | 0
IGCC-CCS | 0 | 0 | 0 | 0 | 0 | 0
WT_off | 323.12 | 323.12 | 947.28 | 947.28 | 624.16 | 624.16
PseudoUnit | 0 | 173.48 | 308.75 | 997.53 | 1416.5 | 1821.58
FixedInterchange | 0 | 0 | 0 | 0 | 0 | 0
Levelized Capital Costs by Reporting Type: EI_US
ReportingType | 2015 | 2020 | 2025 | 2030 | 2035 | 2040
BM | 324.96 | 403.86 | 598.74 | 617.6 | 675.18 | 637.47
CC | 3000.62 | 5536.93 | 9252.87 | 9927.6 | 11616.86 | 9965.29
CSP | 0 | 0 | 0 | 0 | 0 | 0
CT | 602.31 | 1863.79 | 1863.79 | 2925.84 | 3195.84 | 2794.65
Coal | 2318.08 | 2318.08 | 2318.08 | 2318.08 | 2318.08 | 2318.08
Geo | 0 | 0 | 0 | 0 | 0 | 0
H | 0 | 174.87 | 736.54 | 746.43 | 983.49 | 983.49
LFG | 41.61 | 184.77 | 695.92 | 892.36 | 863.82 | 720.66
Nuc | 684.91 | 3259.17 | 4171.16 | 9471.7 | 37851.57 | 58891.04
PS | 0 | 0 | 0 | 0 | 0 | 0
PV | 38.54 | 1083.49 | 1558.16 | 1667.12 | 1681.95 | 698.81
PeakG | 0 | 0 | 0 | 0 | 0 | 0
PeakO | 0 | 0 | 0 | 0 | 0 | 0
ST | 0 | 0 | 0 | 0 | 0 | 0
STOG | 0 | 0 | 0 | 0 | 0 | 0
STWD | 0 | 0 | 0 | 0 | 0 | 0
WT | 5689.97 | 8407.05 | 12728.38 | 37475.02 | 58260.7 | 56993.6
IGCC | 215.26 | 215.26 | 215.26 | 215.26 | 215.26 | 215.26
DemandResponse | 0 | 0 | 0 | 0 | 0 | 0
IGCC-CCS | 0 | 0 | 0 | 0 | 0 | 0
WT_off | 323.12 | 323.12 | 947.28 | 947.28 | 624.16 | 624.16
PseudoUnit | 0 | 173.48 | 308.75 | 997.53 | 1416.5 | 1821.58
FixedInterchange | 0 | 0 | 0 | 0 | 0 | 0
Levelized Capital Costs by Reporting Type: EI_Canada
ReportingType | 2015 | 2020 | 2025 | 2030 | 2035 | 2040
BM | 144.8 | 144.8 | 144.8 | 144.8 | 144.8 | 144.8
CC | 175.41 | 175.41 | 175.41 | 175.41 | 175.41 | 0
CSP | 0 | 0 | 0 | 0 | 0 | 0
CT | 44.74 | 44.74 | 44.74 | 44.74 | 0 | 277.23
Coal | 0 | 0 | 0 | 0 | 0 | 0
Geo | 0 | 0 | 0 | 0 | 0 | 0
H | 0 | 114.46 | 727.59 | 1538.45 | 1538.45 | 1538.45
LFG | 5.12 | 5.12 | 5.12 | 5.12 | 0 | 0.17
Nuc | 0 | 0 | 0 | 0 | 0 | 0
PS | 0 | 0 | 0 | 0 | 0 | 0
PV | 539.74 | 539.74 | 539.74 | 539.74 | 0 | 0
PeakG | 0 | 0 | 0 | 0 | 0 | 0
PeakO | 0 | 0 | 0 | 0 | 0 | 0
ST | 0 | 0 | 0 | 0 | 0 | 0
STOG | 0 | 0 | 0 | 0 | 0 | 0
STWD | 0 | 0 | 0 | 0 | 0 | 0
WT | 747.62 | 747.62 | 747.62 | 747.62 | 0 | 0
IGCC | 0 | 0 | 0 | 0 | 0 | 0
DemandResponse | 0 | 0 | 0 | 0 | 0 | 0
IGCC-CCS | 0 | 0 | 0 | 0 | 0 | 0
WT_off | 0 | 0 | 0 | 0 | 0 | 0
PseudoUnit | 0 | 0 | 0 | 0 | 0 | 0
FixedInterchange | 0 | 0 | 0 | 0 | 0 | 0
Levelized Capital Costs by Reporting Type: EI
ReportingType | 2015 | 2020 | 2025 | 2030 | 2035 | 2040
BM | 469.76 | 548.67 | 743.55 | 762.4 | 819.98 | 782.28
CC | 3176.03 | 5712.34 | 9428.28 | 10103.01 | 11792.27 | 9965.29
CSP | 0 | 0 | 0 | 0 | 0 | 0
CT | 647.05 | 1908.52 | 1908.52 | 2970.57 | 3195.84 | 3071.87
Coal | 2318.08 | 2318.08 | 2318.08 | 2318.08 | 2318.08 | 2318.08
Geo | 0 | 0 | 0 | 0 | 0 | 0
H | 0 | 289.33 | 1464.13 | 2284.88 | 2521.94 | 2521.94
LFG | 46.73 | 189.88 | 701.03 | 897.48 | 863.82 | 720.83
Nuc | 684.91 | 3259.17 | 4171.16 | 9471.7 | 37851.57 | 58891.04
PS | 0 | 0 | 0 | 0 | 0 | 0
PV | 578.28 | 1623.23 | 2097.9 | 2206.86 | 1681.95 | 698.81
PeakG | 0 | 0 | 0 | 0 | 0 | 0
PeakO | 0 | 0 | 0 | 0 | 0 | 0
ST | 0 | 0 | 0 | 0 | 0 | 0
STOG | 0 | 0 | 0 | 0 | 0 | 0
STWD | 0 | 0 | 0 | 0 | 0 | 0
WT | 6437.59 | 9154.67 | 13476 | 38222.65 | 58260.7 | 56993.6
IGCC | 215.26 | 215.26 | 215.26 | 215.26 | 215.26 | 215.26
DemandResponse | 0 | 0 | 0 | 0 | 0 | 0
IGCC-CCS | 0 | 0 | 0 | 0 | 0 | 0
WT_off | 323.12 | 323.12 | 947.28 | 947.28 | 624.16 | 624.16
PseudoUnit | 0 | 173.48 | 308.75 | 997.53 | 1416.5 | 1821.58
FixedInterchange | 0 | 0 | 0 | 0 | 0 | 0
Levelized Capital Costs by Reporting Type: Outside_EI
ReportingType | 2015 | 2020 | 2025 | 2030 | 2035 | 2040
BM | 71.48 | 71.48 | 71.48 | 71.48 | 71.48 | 71.48
CC | 694.89 | 1100.26 | 1293.71 | 1293.71 | 1405.94 | 831.58
CSP | 0 | 0 | 0 | 0 | 0 | 0
CT | 147.45 | 263.68 | 508.46 | 850.88 | 843.65 | 1133.84
Coal | 796.63 | 796.63 | 796.63 | 796.63 | 796.63 | 796.63
Geo | 62.91 | 985.97 | 2896.29 | 2873.29 | 2833.38 | 1910.32
H | 0 | 0 | 0 | 0 | 0 | 0
LFG | 10.38 | 443.81 | 536.89 | 536.58 | 526.51 | 93.08
Nuc | 0 | 0 | 954.56 | 7169.27 | 20670.58 | 26457.99
PS | 0 | 0 | 0 | 0 | 0 | 0
PV | 61.04 | 61.04 | 61.04 | 61.04 | 0 | 0
PeakG | 0 | 0 | 0 | 0 | 0 | 0
PeakO | 0 | 0 | 0 | 0 | 0 | 0
ST | 419.92 | 785.61 | 911.41 | 880.32 | 548.47 | 182.78
STOG | 0 | 0 | 0 | 0 | 0 | 0
STWD | 0 | 0 | 0 | 0 | 0 | 0
WT | 927.64 | 2504.99 | 3989.3 | 11210.59 | 14755 | 13711.18
IGCC | 0 | 0 | 0 | 0 | 427.37 | 797.51
DemandResponse | 0 | 0 | 0 | 0 | 0 | 0
IGCC-CCS | 0 | 0 | 0 | 0 | 0 | 0
WT_off | 0 | 0 | 0 | 0 | 0 | 0
PseudoUnit | 0 | 0 | 0 | 0 | 0 | 0
FixedInterchange | 0 | 0 | 0 | 0 | 0 | 0
#13 | Levelized Retrofit Capital Costs ($million)
Levelized Retrofit Capital Costs by Reporting Type: Entergy
ReportingType | 2015 | 2020 | 2025 | 2030 | 2035 | 2040
BM | 0 | 0 | 0 | 0 | 0 | 0
CC | 0 | 0 | 0 | 0 | 0 | 0
CSP | 0 | 0 | 0 | 0 | 0 | 0
CT | 0 | 0 | 0 | 0 | 0 | 0
Coal | 0 | 334.32 | 334.32 | 0 | 0 | 0
Geo | 0 | 0 | 0 | 0 | 0 | 0
H | 0 | 0 | 0 | 0 | 0 | 0
LFG | 0 | 0 | 0 | 0 | 0 | 0
Nuc | 0 | 0 | 0 | 0 | 0 | 0
PS | 0 | 0 | 0 | 0 | 0 | 0
PV | 0 | 0 | 0 | 0 | 0 | 0
PeakG | 0 | 0 | 0 | 0 | 0 | 0
PeakO | 0 | 0 | 0 | 0 | 0 | 0
ST | 0 | 0 | 0 | 0 | 0 | 0
STOG | 0 | 0 | 0 | 0 | 0 | 0
STWD | 0 | 0 | 0 | 0 | 0 | 0
WT | 0 | 0 | 0 | 0 | 0 | 0
IGCC | 0 | 0 | 0 | 0 | 0 | 0
DemandResponse | 0 | 0 | 0 | 0 | 0 | 0
IGCC-CCS | 0 | 0 | 0 | 0 | 0 | 0
WT_off | 0 | 0 | 0 | 0 | 0 | 0
PseudoUnit | 0 | 0 | 0 | 0 | 0 | 0
FixedInterchange | 0 | 0 | 0 | 0 | 0 | 0
Levelized Retrofit Capital Costs by Reporting Type: FRCC
ReportingType | 2015 | 2020 | 2025 | 2030 | 2035 | 2040
BM | 0 | 0 | 0 | 0 | 0 | 0
CC | 0 | 0 | 0 | 0 | 0 | 0
CSP | 0 | 0 | 0 | 0 | 0 | 0
CT | 0 | 0 | 0 | 0 | 0 | 0
Coal | 73.1 | 84.63 | 252.53 | 167.9 | 0 | 0
Geo | 0 | 0 | 0 | 0 | 0 | 0
H | 0 | 0 | 0 | 0 | 0 | 0
LFG | 0 | 0 | 0 | 0 | 0 | 0
Nuc | 0 | 0 | 0 | 0 | 0 | 0
PS | 0 | 0 | 0 | 0 | 0 | 0
PV | 0 | 0 | 0 | 0 | 0 | 0
PeakG | 0 | 0 | 0 | 0 | 0 | 0
PeakO | 0 | 0 | 0 | 0 | 0 | 0
ST | 0 | 0 | 0 | 0 | 0 | 0
STOG | 0 | 0 | 0 | 0 | 0 | 0
STWD | 0 | 0 | 0 | 0 | 0 | 0
WT | 0 | 0 | 0 | 0 | 0 | 0
IGCC | 0 | 0 | 0 | 0 | 0 | 0
DemandResponse | 0 | 0 | 0 | 0 | 0 | 0
IGCC-CCS | 0 | 0 | 0 | 0 | 0 | 0
WT_off | 0 | 0 | 0 | 0 | 0 | 0
PseudoUnit | 0 | 0 | 0 | 0 | 0 | 0
FixedInterchange | 0 | 0 | 0 | 0 | 0 | 0
Levelized Retrofit Capital Costs by Reporting Type: MAPP_US
ReportingType | 2015 | 2020 | 2025 | 2030 | 2035 | 2040
BM | 0 | 0 | 0 | 0 | 0 | 0
CC | 0 | 0 | 0 | 0 | 0 | 0
CSP | 0 | 0 | 0 | 0 | 0 | 0
CT | 0 | 0 | 0 | 0 | 0 | 0
Coal | 22.36 | 39.13 | 16.77 | 0 | 0 | 0
Geo | 0 | 0 | 0 | 0 | 0 | 0
H | 0 | 0 | 0 | 0 | 0 | 0
LFG | 0 | 0 | 0 | 0 | 0 | 0
Nuc | 0 | 0 | 0 | 0 | 0 | 0
PS | 0 | 0 | 0 | 0 | 0 | 0
PV | 0 | 0 | 0 | 0 | 0 | 0
PeakG | 0 | 0 | 0 | 0 | 0 | 0
PeakO | 0 | 0 | 0 | 0 | 0 | 0
ST | 0 | 0 | 0 | 0 | 0 | 0
STOG | 0 | 0 | 0 | 0 | 0 | 0
STWD | 0 | 0 | 0 | 0 | 0 | 0
WT | 0 | 0 | 0 | 0 | 0 | 0
IGCC | 0 | 0 | 0 | 0 | 0 | 0
DemandResponse | 0 | 0 | 0 | 0 | 0 | 0
IGCC-CCS | 0 | 0 | 0 | 0 | 0 | 0
WT_off | 0 | 0 | 0 | 0 | 0 | 0
PseudoUnit | 0 | 0 | 0 | 0 | 0 | 0
FixedInterchange | 0 | 0 | 0 | 0 | 0 | 0
Levelized Retrofit Capital Costs by Reporting Type: MISO_IN
ReportingType | 2015 | 2020 | 2025 | 2030 | 2035 | 2040
BM | 0 | 0 | 0 | 0 | 0 | 0
CC | 0 | 0 | 0 | 0 | 0 | 0
CSP | 0 | 0 | 0 | 0 | 0 | 0
CT | 0 | 0 | 0 | 0 | 0 | 0
Coal | 0 | 146.12 | 905.85 | 759.73 | 0 | 0
Geo | 0 | 0 | 0 | 0 | 0 | 0
H | 0 | 0 | 0 | 0 | 0 | 0
LFG | 0 | 0 | 0 | 0 | 0 | 0
Nuc | 0 | 0 | 0 | 0 | 0 | 0
PS | 0 | 0 | 0 | 0 | 0 | 0
PV | 0 | 0 | 0 | 0 | 0 | 0
PeakG | 0 | 0 | 0 | 0 | 0 | 0
PeakO | 0 | 0 | 0 | 0 | 0 | 0
ST | 0 | 0 | 0 | 0 | 0 | 0
STOG | 0 | 0 | 0 | 0 | 0 | 0
STWD | 0 | 0 | 0 | 0 | 0 | 0
WT | 0 | 0 | 0 | 0 | 0 | 0
IGCC | 0 | 0 | 0 | 0 | 0 | 0
DemandResponse | 0 | 0 | 0 | 0 | 0 | 0
IGCC-CCS | 0 | 0 | 0 | 0 | 0 | 0
WT_off | 0 | 0 | 0 | 0 | 0 | 0
PseudoUnit | 0 | 0 | 0 | 0 | 0 | 0
FixedInterchange | 0 | 0 | 0 | 0 | 0 | 0
Levelized Retrofit Capital Costs by Reporting Type: MISO_MI
ReportingType | 2015 | 2020 | 2025 | 2030 | 2035 | 2040
BM | 0 | 0 | 0 | 0 | 0 | 0
CC | 0 | 0 | 0 | 0 | 0 | 0
CSP | 0 | 0 | 0 | 0 | 0 | 0
CT | 0 | 0 | 0 | 0 | 0 | 0
Coal | 15.14 | 77.4 | 62.26 | 0 | 0 | 0
Geo | 0 | 0 | 0 | 0 | 0 | 0
H | 0 | 0 | 0 | 0 | 0 | 0
LFG | 0 | 0 | 0 | 0 | 0 | 0
Nuc | 0 | 0 | 0 | 0 | 0 | 0
PS | 0 | 0 | 0 | 0 | 0 | 0
PV | 0 | 0 | 0 | 0 | 0 | 0
PeakG | 0 | 0 | 0 | 0 | 0 | 0
PeakO | 0 | 0 | 0 | 0 | 0 | 0
ST | 0 | 0 | 0 | 0 | 0 | 0
STOG | 0 | 0 | 0 | 0 | 0 | 0
STWD | 0 | 0 | 0 | 0 | 0 | 0
WT | 0 | 0 | 0 | 0 | 0 | 0
IGCC | 0 | 0 | 0 | 0 | 0 | 0
DemandResponse | 0 | 0 | 0 | 0 | 0 | 0
IGCC-CCS | 0 | 0 | 0 | 0 | 0 | 0
WT_off | 0 | 0 | 0 | 0 | 0 | 0
PseudoUnit | 0 | 0 | 0 | 0 | 0 | 0
FixedInterchange | 0 | 0 | 0 | 0 | 0 | 0
Levelized Retrofit Capital Costs by Reporting Type: MISO_MO-IL
ReportingType | 2015 | 2020 | 2025 | 2030 | 2035 | 2040
BM | 0 | 0 | 0 | 0 | 0 | 0
CC | 0 | 0 | 0 | 0 | 0 | 0
CSP | 0 | 0 | 0 | 0 | 0 | 0
CT | 0 | 0 | 0 | 0 | 0 | 0
Coal | 9.29 | 290.27 | 501.68 | 211.41 | 0 | 0
Geo | 0 | 0 | 0 | 0 | 0 | 0
H | 0 | 0 | 0 | 0 | 0 | 0
LFG | 0 | 0 | 0 | 0 | 0 | 0
Nuc | 0 | 0 | 0 | 0 | 0 | 0
PS | 0 | 0 | 0 | 0 | 0 | 0
PV | 0 | 0 | 0 | 0 | 0 | 0
PeakG | 0 | 0 | 0 | 0 | 0 | 0
PeakO | 0 | 0 | 0 | 0 | 0 | 0
ST | 0 | 0 | 0 | 0 | 0 | 0
STOG | 0 | 0 | 0 | 0 | 0 | 0
STWD | 0 | 0 | 0 | 0 | 0 | 0
WT | 0 | 0 | 0 | 0 | 0 | 0
IGCC | 0 | 0 | 0 | 0 | 0 | 0
DemandResponse | 0 | 0 | 0 | 0 | 0 | 0
IGCC-CCS | 0 | 0 | 0 | 0 | 0 | 0
WT_off | 0 | 0 | 0 | 0 | 0 | 0
PseudoUnit | 0 | 0 | 0 | 0 | 0 | 0
FixedInterchange | 0 | 0 | 0 | 0 | 0 | 0
Levelized Retrofit Capital Costs by Reporting Type: MISO_W
ReportingType | 2015 | 2020 | 2025 | 2030 | 2035 | 2040
BM | 0 | 0 | 0 | 0 | 0 | 0
CC | 0 | 0 | 0 | 0 | 0 | 0
CSP | 0 | 0 | 0 | 0 | 0 | 0
CT | 0 | 0 | 0 | 0 | 0 | 0
Coal | 26.68 | 279.54 | 454.4 | 174.86 | 0 | 0
Geo | 0 | 0 | 0 | 0 | 0 | 0
H | 0 | 0 | 0 | 0 | 0 | 0
LFG | 0 | 0 | 0 | 0 | 0 | 0
Nuc | 0 | 0 | 0 | 0 | 0 | 0
PS | 0 | 0 | 0 | 0 | 0 | 0
PV | 0 | 0 | 0 | 0 | 0 | 0
PeakG | 0 | 0 | 0 | 0 | 0 | 0
PeakO | 0 | 0 | 0 | 0 | 0 | 0
ST | 0 | 0 | 0 | 0 | 0 | 0
STOG | 0 | 0 | 0 | 0 | 0 | 0
STWD | 0 | 0 | 0 | 0 | 0 | 0
WT | 0 | 0 | 0 | 0 | 0 | 0
IGCC | 0 | 0 | 0 | 0 | 0 | 0
DemandResponse | 0 | 0 | 0 | 0 | 0 | 0
IGCC-CCS | 0 | 0 | 0 | 0 | 0 | 0
WT_off | 0 | 0 | 0 | 0 | 0 | 0
PseudoUnit | 0 | 0 | 0 | 0 | 0 | 0
FixedInterchange | 0 | 0 | 0 | 0 | 0 | 0
Levelized Retrofit Capital Costs by Reporting Type: MISO_WUMS
ReportingType | 2015 | 2020 | 2025 | 2030 | 2035 | 2040
BM | 0 | 0 | 0 | 0 | 0 | 0
CC | 0 | 0 | 0 | 0 | 0 | 0
CSP | 0 | 0 | 0 | 0 | 0 | 0
CT | 0 | 0 | 0 | 0 | 0 | 0
Coal | 197.26 | 201.02 | 275.44 | 247.7 | 0 | 0
Geo | 0 | 0 | 0 | 0 | 0 | 0
H | 0 | 0 | 0 | 0 | 0 | 0
LFG | 0 | 0 | 0 | 0 | 0 | 0
Nuc | 0 | 0 | 0 | 0 | 0 | 0
PS | 0 | 0 | 0 | 0 | 0 | 0
PV | 0 | 0 | 0 | 0 | 0 | 0
PeakG | 0 | 0 | 0 | 0 | 0 | 0
PeakO | 0 | 0 | 0 | 0 | 0 | 0
ST | 0 | 0 | 0 | 0 | 0 | 0
STOG | 0 | 0 | 0 | 0 | 0 | 0
STWD | 0 | 0 | 0 | 0 | 0 | 0
WT | 0 | 0 | 0 | 0 | 0 | 0
IGCC | 0 | 0 | 0 | 0 | 0 | 0
DemandResponse | 0 | 0 | 0 | 0 | 0 | 0
IGCC-CCS | 0 | 0 | 0 | 0 | 0 | 0
WT_off | 0 | 0 | 0 | 0 | 0 | 0
PseudoUnit | 0 | 0 | 0 | 0 | 0 | 0
FixedInterchange | 0 | 0 | 0 | 0 | 0 | 0
Levelized Retrofit Capital Costs by Reporting Type: Nebraska
ReportingType | 2015 | 2020 | 2025 | 2030 | 2035 | 2040
BM | 0 | 0 | 0 | 0 | 0 | 0
CC | 0 | 0 | 0 | 0 | 0 | 0
CSP | 0 | 0 | 0 | 0 | 0 | 0
CT | 0 | 0 | 0 | 0 | 0 | 0
Coal | 0 | 187.72 | 332.37 | 144.65 | 0 | 0
Geo | 0 | 0 | 0 | 0 | 0 | 0
H | 0 | 0 | 0 | 0 | 0 | 0
LFG | 0 | 0 | 0 | 0 | 0 | 0
Nuc | 0 | 0 | 0 | 0 | 0 | 0
PS | 0 | 0 | 0 | 0 | 0 | 0
PV | 0 | 0 | 0 | 0 | 0 | 0
PeakG | 0 | 0 | 0 | 0 | 0 | 0
PeakO | 0 | 0 | 0 | 0 | 0 | 0
ST | 0 | 0 | 0 | 0 | 0 | 0
STOG | 0 | 0 | 0 | 0 | 0 | 0
STWD | 0 | 0 | 0 | 0 | 0 | 0
WT | 0 | 0 | 0 | 0 | 0 | 0
IGCC | 0 | 0 | 0 | 0 | 0 | 0
DemandResponse | 0 | 0 | 0 | 0 | 0 | 0
IGCC-CCS | 0 | 0 | 0 | 0 | 0 | 0
WT_off | 0 | 0 | 0 | 0 | 0 | 0
PseudoUnit | 0 | 0 | 0 | 0 | 0 | 0
FixedInterchange | 0 | 0 | 0 | 0 | 0 | 0
Levelized Retrofit Capital Costs by Reporting Type: NEISO
ReportingType | 2015 | 2020 | 2025 | 2030 | 2035 | 2040
BM | 0 | 0 | 0 | 0 | 0 | 0
CC | 0 | 0 | 0 | 0 | 0 | 0
CSP | 0 | 0 | 0 | 0 | 0 | 0
CT | 0 | 0 | 0 | 0 | 0 | 0
Coal | 29.15 | 29.15 | 0 | 0 | 0 | 0
Geo | 0 | 0 | 0 | 0 | 0 | 0
H | 0 | 0 | 0 | 0 | 0 | 0
LFG | 0 | 0 | 0 | 0 | 0 | 0
Nuc | 0 | 0 | 0 | 0 | 0 | 0
PS | 0 | 0 | 0 | 0 | 0 | 0
PV | 0 | 0 | 0 | 0 | 0 | 0
PeakG | 0 | 0 | 0 | 0 | 0 | 0
PeakO | 0 | 0 | 0 | 0 | 0 | 0
ST | 0 | 0 | 0 | 0 | 0 | 0
STOG | 0 | 0 | 0 | 0 | 0 | 0
STWD | 0 | 0 | 0 | 0 | 0 | 0
WT | 0 | 0 | 0 | 0 | 0 | 0
IGCC | 0 | 0 | 0 | 0 | 0 | 0
DemandResponse | 0 | 0 | 0 | 0 | 0 | 0
IGCC-CCS | 0 | 0 | 0 | 0 | 0 | 0
WT_off | 0 | 0 | 0 | 0 | 0 | 0
PseudoUnit | 0 | 0 | 0 | 0 | 0 | 0
FixedInterchange | 0 | 0 | 0 | 0 | 0 | 0
Levelized Retrofit Capital Costs by Reporting Type: NonRTO_Midwest
ReportingType | 2015 | 2020 | 2025 | 2030 | 2035 | 2040
BM | 0 | 0 | 0 | 0 | 0 | 0
CC | 0 | 0 | 0 | 0 | 0 | 0
CSP | 0 | 0 | 0 | 0 | 0 | 0
CT | 0 | 0 | 0 | 0 | 0 | 0
Coal | 165.72 | 237.22 | 687.42 | 588.23 | 0 | 0
Geo | 0 | 0 | 0 | 0 | 0 | 0
H | 0 | 0 | 0 | 0 | 0 | 0
LFG | 0 | 0 | 0 | 0 | 0 | 0
Nuc | 0 | 0 | 0 | 0 | 0 | 0
PS | 0 | 0 | 0 | 0 | 0 | 0
PV | 0 | 0 | 0 | 0 | 0 | 0
PeakG | 0 | 0 | 0 | 0 | 0 | 0
PeakO | 0 | 0 | 0 | 0 | 0 | 0
ST | 0 | 0 | 0 | 0 | 0 | 0
STOG | 0 | 0 | 0 | 0 | 0 | 0
STWD | 0 | 0 | 0 | 0 | 0 | 0
WT | 0 | 0 | 0 | 0 | 0 | 0
IGCC | 0 | 0 | 0 | 0 | 0 | 0
DemandResponse | 0 | 0 | 0 | 0 | 0 | 0
IGCC-CCS | 0 | 0 | 0 | 0 | 0 | 0
WT_off | 0 | 0 | 0 | 0 | 0 | 0
PseudoUnit | 0 | 0 | 0 | 0 | 0 | 0
FixedInterchange | 0 | 0 | 0 | 0 | 0 | 0
Levelized Retrofit Capital Costs by Reporting Type: NYISO_A-F
ReportingType | 2015 | 2020 | 2025 | 2030 | 2035 | 2040
BM | 0 | 0 | 0 | 0 | 0 | 0
CC | 0 | 0 | 0 | 0 | 0 | 0
CSP | 0 | 0 | 0 | 0 | 0 | 0
CT | 0 | 0 | 0 | 0 | 0 | 0
Coal | 0 | 0 | 0 | 0 | 0 | 0
Geo | 0 | 0 | 0 | 0 | 0 | 0
H | 0 | 0 | 0 | 0 | 0 | 0
LFG | 0 | 0 | 0 | 0 | 0 | 0
Nuc | 0 | 0 | 0 | 0 | 0 | 0
PS | 0 | 0 | 0 | 0 | 0 | 0
PV | 0 | 0 | 0 | 0 | 0 | 0
PeakG | 0 | 0 | 0 | 0 | 0 | 0
PeakO | 0 | 0 | 0 | 0 | 0 | 0
ST | 0 | 0 | 0 | 0 | 0 | 0
STOG | 0 | 0 | 0 | 0 | 0 | 0
STWD | 0 | 0 | 0 | 0 | 0 | 0
WT | 0 | 0 | 0 | 0 | 0 | 0
IGCC | 0 | 0 | 0 | 0 | 0 | 0
DemandResponse | 0 | 0 | 0 | 0 | 0 | 0
IGCC-CCS | 0 | 0 | 0 | 0 | 0 | 0
WT_off | 0 | 0 | 0 | 0 | 0 | 0
PseudoUnit | 0 | 0 | 0 | 0 | 0 | 0
FixedInterchange | 0 | 0 | 0 | 0 | 0 | 0
Levelized Retrofit Capital Costs by Reporting Type: NYISO_G-I
ReportingType | 2015 | 2020 | 2025 | 2030 | 2035 | 2040
BM | 0 | 0 | 0 | 0 | 0 | 0
CC | 0 | 0 | 0 | 0 | 0 | 0
CSP | 0 | 0 | 0 | 0 | 0 | 0
CT | 0 | 0 | 0 | 0 | 0 | 0
Coal | 0 | 0 | 0 | 0 | 0 | 0
Geo | 0 | 0 | 0 | 0 | 0 | 0
H | 0 | 0 | 0 | 0 | 0 | 0
LFG | 0 | 0 | 0 | 0 | 0 | 0
Nuc | 0 | 0 | 0 | 0 | 0 | 0
PS | 0 | 0 | 0 | 0 | 0 | 0
PV | 0 | 0 | 0 | 0 | 0 | 0
PeakG | 0 | 0 | 0 | 0 | 0 | 0
PeakO | 0 | 0 | 0 | 0 | 0 | 0
ST | 0 | 0 | 0 | 0 | 0 | 0
STOG | 0 | 0 | 0 | 0 | 0 | 0
STWD | 0 | 0 | 0 | 0 | 0 | 0
WT | 0 | 0 | 0 | 0 | 0 | 0
IGCC | 0 | 0 | 0 | 0 | 0 | 0
DemandResponse | 0 | 0 | 0 | 0 | 0 | 0
IGCC-CCS | 0 | 0 | 0 | 0 | 0 | 0
WT_off | 0 | 0 | 0 | 0 | 0 | 0
PseudoUnit | 0 | 0 | 0 | 0 | 0 | 0
FixedInterchange | 0 | 0 | 0 | 0 | 0 | 0
Levelized Retrofit Capital Costs by Reporting Type: NYISO_J-K
ReportingType | 2015 | 2020 | 2025 | 2030 | 2035 | 2040
BM | 0 | 0 | 0 | 0 | 0 | 0
CC | 0 | 0 | 0 | 0 | 0 | 0
CSP | 0 | 0 | 0 | 0 | 0 | 0
CT | 0 | 0 | 0 | 0 | 0 | 0
Coal | 0 | 0 | 0 | 0 | 0 | 0
Geo | 0 | 0 | 0 | 0 | 0 | 0
H | 0 | 0 | 0 | 0 | 0 | 0
LFG | 0 | 0 | 0 | 0 | 0 | 0
Nuc | 0 | 0 | 0 | 0 | 0 | 0
PS | 0 | 0 | 0 | 0 | 0 | 0
PV | 0 | 0 | 0 | 0 | 0 | 0
PeakG | 0 | 0 | 0 | 0 | 0 | 0
PeakO | 0 | 0 | 0 | 0 | 0 | 0
ST | 0 | 0 | 0 | 0 | 0 | 0
STOG | 0 | 0 | 0 | 0 | 0 | 0
STWD | 0 | 0 | 0 | 0 | 0 | 0
WT | 0 | 0 | 0 | 0 | 0 | 0
IGCC | 0 | 0 | 0 | 0 | 0 | 0
DemandResponse | 0 | 0 | 0 | 0 | 0 | 0
IGCC-CCS | 0 | 0 | 0 | 0 | 0 | 0
WT_off | 0 | 0 | 0 | 0 | 0 | 0
PseudoUnit | 0 | 0 | 0 | 0 | 0 | 0
FixedInterchange | 0 | 0 | 0 | 0 | 0 | 0
Levelized Retrofit Capital Costs by Reporting Type: PJM_E
ReportingType | 2015 | 2020 | 2025 | 2030 | 2035 | 2040
BM | 0 | 0 | 0 | 0 | 0 | 0
CC | 0 | 0 | 0 | 0 | 0 | 0
CSP | 0 | 0 | 0 | 0 | 0 | 0
CT | 0 | 0 | 0 | 0 | 0 | 0
Coal | 22.45 | 22.45 | 0 | 0 | 0 | 0
Geo | 0 | 0 | 0 | 0 | 0 | 0
H | 0 | 0 | 0 | 0 | 0 | 0
LFG | 0 | 0 | 0 | 0 | 0 | 0
Nuc | 0 | 0 | 0 | 0 | 0 | 0
PS | 0 | 0 | 0 | 0 | 0 | 0
PV | 0 | 0 | 0 | 0 | 0 | 0
PeakG | 0 | 0 | 0 | 0 | 0 | 0
PeakO | 0 | 0 | 0 | 0 | 0 | 0
ST | 0 | 0 | 0 | 0 | 0 | 0
STOG | 0 | 0 | 0 | 0 | 0 | 0
STWD | 0 | 0 | 0 | 0 | 0 | 0
WT | 0 | 0 | 0 | 0 | 0 | 0
IGCC | 0 | 0 | 0 | 0 | 0 | 0
DemandResponse | 0 | 0 | 0 | 0 | 0 | 0
IGCC-CCS | 0 | 0 | 0 | 0 | 0 | 0
WT_off | 0 | 0 | 0 | 0 | 0 | 0
PseudoUnit | 0 | 0 | 0 | 0 | 0 | 0
FixedInterchange | 0 | 0 | 0 | 0 | 0 | 0
Levelized Retrofit Capital Costs by Reporting Type: PJM_ROM
ReportingType | 2015 | 2020 | 2025 | 2030 | 2035 | 2040
BM | 0 | 0 | 0 | 0 | 0 | 0
CC | 0 | 0 | 0 | 0 | 0 | 0
CSP | 0 | 0 | 0 | 0 | 0 | 0
CT | 0 | 0 | 0 | 0 | 0 | 0
Coal | 14.63 | 43.29 | 94.99 | 51.7 | 0 | 0
Geo | 0 | 0 | 0 | 0 | 0 | 0
H | 0 | 0 | 0 | 0 | 0 | 0
LFG | 0 | 0 | 0 | 0 | 0 | 0
Nuc | 0 | 0 | 0 | 0 | 0 | 0
PS | 0 | 0 | 0 | 0 | 0 | 0
PV | 0 | 0 | 0 | 0 | 0 | 0
PeakG | 0 | 0 | 0 | 0 | 0 | 0
PeakO | 0 | 0 | 0 | 0 | 0 | 0
ST | 0 | 0 | 0 | 0 | 0 | 0
STOG | 0 | 0 | 0 | 0 | 0 | 0
STWD | 0 | 0 | 0 | 0 | 0 | 0
WT | 0 | 0 | 0 | 0 | 0 | 0
IGCC | 0 | 0 | 0 | 0 | 0 | 0
DemandResponse | 0 | 0 | 0 | 0 | 0 | 0
IGCC-CCS | 0 | 0 | 0 | 0 | 0 | 0
WT_off | 0 | 0 | 0 | 0 | 0 | 0
PseudoUnit | 0 | 0 | 0 | 0 | 0 | 0
FixedInterchange | 0 | 0 | 0 | 0 | 0 | 0
Levelized Retrofit Capital Costs by Reporting Type: PJM_ROR
ReportingType | 2015 | 2020 | 2025 | 2030 | 2035 | 2040
BM | 0 | 0 | 0 | 0 | 0 | 0
CC | 0 | 0 | 0 | 0 | 0 | 0
CSP | 0 | 0 | 0 | 0 | 0 | 0
CT | 0 | 0 | 0 | 0 | 0 | 0
Coal | 46.99 | 539.48 | 2156.61 | 1617.12 | 0 | 0
Geo | 0 | 0 | 0 | 0 | 0 | 0
H | 0 | 0 | 0 | 0 | 0 | 0
LFG | 0 | 0 | 0 | 0 | 0 | 0
Nuc | 0 | 0 | 0 | 0 | 0 | 0
PS | 0 | 0 | 0 | 0 | 0 | 0
PV | 0 | 0 | 0 | 0 | 0 | 0
PeakG | 0 | 0 | 0 | 0 | 0 | 0
PeakO | 0 | 0 | 0 | 0 | 0 | 0
ST | 0 | 0 | 0 | 0 | 0 | 0
STOG | 0 | 0 | 0 | 0 | 0 | 0
STWD | 0 | 0 | 0 | 0 | 0 | 0
WT | 0 | 0 | 0 | 0 | 0 | 0
IGCC | 0 | 0 | 0 | 0 | 0 | 0
DemandResponse | 0 | 0 | 0 | 0 | 0 | 0
IGCC-CCS | 0 | 0 | 0 | 0 | 0 | 0
WT_off | 0 | 0 | 0 | 0 | 0 | 0
PseudoUnit | 0 | 0 | 0 | 0 | 0 | 0
FixedInterchange | 0 | 0 | 0 | 0 | 0 | 0
Levelized Retrofit Capital Costs by Reporting Type: SOCO
ReportingType | 2015 | 2020 | 2025 | 2030 | 2035 | 2040
BM | 0 | 0 | 0 | 0 | 0 | 0
CC | 0 | 0 | 0 | 0 | 0 | 0
CSP | 0 | 0 | 0 | 0 | 0 | 0
CT | 0 | 0 | 0 | 0 | 0 | 0
Coal | 400.34 | 512.79 | 597.05 | 484.6 | 0 | 0
Geo | 0 | 0 | 0 | 0 | 0 | 0
H | 0 | 0 | 0 | 0 | 0 | 0
LFG | 0 | 0 | 0 | 0 | 0 | 0
Nuc | 0 | 0 | 0 | 0 | 0 | 0
PS | 0 | 0 | 0 | 0 | 0 | 0
PV | 0 | 0 | 0 | 0 | 0 | 0
PeakG | 0 | 0 | 0 | 0 | 0 | 0
PeakO | 0 | 0 | 0 | 0 | 0 | 0
ST | 0 | 0 | 0 | 0 | 0 | 0
STOG | 0 | 0 | 0 | 0 | 0 | 0
STWD | 0 | 0 | 0 | 0 | 0 | 0
WT | 0 | 0 | 0 | 0 | 0 | 0
IGCC | 0 | 0 | 0 | 0 | 0 | 0
DemandResponse | 0 | 0 | 0 | 0 | 0 | 0
IGCC-CCS | 0 | 0 | 0 | 0 | 0 | 0
WT_off | 0 | 0 | 0 | 0 | 0 | 0
PseudoUnit | 0 | 0 | 0 | 0 | 0 | 0
FixedInterchange | 0 | 0 | 0 | 0 | 0 | 0
Levelized Retrofit Capital Costs by Reporting Type: SPP_N
ReportingType | 2015 | 2020 | 2025 | 2030 | 2035 | 2040
BM | 0 | 0 | 0 | 0 | 0 | 0
CC | 0 | 0 | 0 | 0 | 0 | 0
CSP | 0 | 0 | 0 | 0 | 0 | 0
CT | 0 | 0 | 0 | 0 | 0 | 0
Coal | 0 | 103.42 | 103.42 | 0 | 0 | 0
Geo | 0 | 0 | 0 | 0 | 0 | 0
H | 0 | 0 | 0 | 0 | 0 | 0
LFG | 0 | 0 | 0 | 0 | 0 | 0
Nuc | 0 | 0 | 0 | 0 | 0 | 0
PS | 0 | 0 | 0 | 0 | 0 | 0
PV | 0 | 0 | 0 | 0 | 0 | 0
PeakG | 0 | 0 | 0 | 0 | 0 | 0
PeakO | 0 | 0 | 0 | 0 | 0 | 0
ST | 0 | 0 | 0 | 0 | 0 | 0
STOG | 0 | 0 | 0 | 0 | 0 | 0
STWD | 0 | 0 | 0 | 0 | 0 | 0
WT | 0 | 0 | 0 | 0 | 0 | 0
IGCC | 0 | 0 | 0 | 0 | 0 | 0
DemandResponse | 0 | 0 | 0 | 0 | 0 | 0
IGCC-CCS | 0 | 0 | 0 | 0 | 0 | 0
WT_off | 0 | 0 | 0 | 0 | 0 | 0
PseudoUnit | 0 | 0 | 0 | 0 | 0 | 0
FixedInterchange | 0 | 0 | 0 | 0 | 0 | 0
Levelized Retrofit Capital Costs by Reporting Type: SPP_S
ReportingType | 2015 | 2020 | 2025 | 2030 | 2035 | 2040
BM | 0 | 0 | 0 | 0 | 0 | 0
CC | 0 | 0 | 0 | 0 | 0 | 0
CSP | 0 | 0 | 0 | 0 | 0 | 0
CT | 0 | 0 | 0 | 0 | 0 | 0
Coal | 0 | 168.7 | 168.7 | 0 | 0 | 0
Geo | 0 | 0 | 0 | 0 | 0 | 0
H | 0 | 0 | 0 | 0 | 0 | 0
LFG | 0 | 0 | 0 | 0 | 0 | 0
Nuc | 0 | 0 | 0 | 0 | 0 | 0
PS | 0 | 0 | 0 | 0 | 0 | 0
PV | 0 | 0 | 0 | 0 | 0 | 0
PeakG | 0 | 0 | 0 | 0 | 0 | 0
PeakO | 0 | 0 | 0 | 0 | 0 | 0
ST | 0 | 0 | 0 | 0 | 0 | 0
STOG | 0 | 0 | 0 | 0 | 0 | 0
STWD | 0 | 0 | 0 | 0 | 0 | 0
WT | 0 | 0 | 0 | 0 | 0 | 0
IGCC | 0 | 0 | 0 | 0 | 0 | 0
DemandResponse | 0 | 0 | 0 | 0 | 0 | 0
IGCC-CCS | 0 | 0 | 0 | 0 | 0 | 0
WT_off | 0 | 0 | 0 | 0 | 0 | 0
PseudoUnit | 0 | 0 | 0 | 0 | 0 | 0
FixedInterchange | 0 | 0 | 0 | 0 | 0 | 0
Levelized Retrofit Capital Costs by Reporting Type: TVA
ReportingType | 2015 | 2020 | 2025 | 2030 | 2035 | 2040
BM | 0 | 0 | 0 | 0 | 0 | 0
CC | 0 | 0 | 0 | 0 | 0 | 0
CSP | 0 | 0 | 0 | 0 | 0 | 0
CT | 0 | 0 | 0 | 0 | 0 | 0
Coal | 0 | 82.96 | 82.96 | 0 | 0 | 0
Geo | 0 | 0 | 0 | 0 | 0 | 0
H | 0 | 0 | 0 | 0 | 0 | 0
LFG | 0 | 0 | 0 | 0 | 0 | 0
Nuc | 0 | 0 | 0 | 0 | 0 | 0
PS | 0 | 0 | 0 | 0 | 0 | 0
PV | 0 | 0 | 0 | 0 | 0 | 0
PeakG | 0 | 0 | 0 | 0 | 0 | 0
PeakO | 0 | 0 | 0 | 0 | 0 | 0
ST | 0 | 0 | 0 | 0 | 0 | 0
STOG | 0 | 0 | 0 | 0 | 0 | 0
STWD | 0 | 0 | 0 | 0 | 0 | 0
WT | 0 | 0 | 0 | 0 | 0 | 0
IGCC | 0 | 0 | 0 | 0 | 0 | 0
DemandResponse | 0 | 0 | 0 | 0 | 0 | 0
IGCC-CCS | 0 | 0 | 0 | 0 | 0 | 0
WT_off | 0 | 0 | 0 | 0 | 0 | 0
PseudoUnit | 0 | 0 | 0 | 0 | 0 | 0
FixedInterchange | 0 | 0 | 0 | 0 | 0 | 0
Levelized Retrofit Capital Costs by Reporting Type: TVA_Transmission
ReportingType | 2015 | 2020 | 2025 | 2030 | 2035 | 2040
BM | 0 | 0 | 0 | 0 | 0 | 0
CC | 0 | 0 | 0 | 0 | 0 | 0
CSP | 0 | 0 | 0 | 0 | 0 | 0
CT | 0 | 0 | 0 | 0 | 0 | 0
Coal | 0 | 0 | 0 | 0 | 0 | 0
Geo | 0 | 0 | 0 | 0 | 0 | 0
H | 0 | 0 | 0 | 0 | 0 | 0
LFG | 0 | 0 | 0 | 0 | 0 | 0
Nuc | 0 | 0 | 0 | 0 | 0 | 0
PS | 0 | 0 | 0 | 0 | 0 | 0
PV | 0 | 0 | 0 | 0 | 0 | 0
PeakG | 0 | 0 | 0 | 0 | 0 | 0
PeakO | 0 | 0 | 0 | 0 | 0 | 0
ST | 0 | 0 | 0 | 0 | 0 | 0
STOG | 0 | 0 | 0 | 0 | 0 | 0
STWD | 0 | 0 | 0 | 0 | 0 | 0
WT | 0 | 0 | 0 | 0 | 0 | 0
IGCC | 0 | 0 | 0 | 0 | 0 | 0
DemandResponse | 0 | 0 | 0 | 0 | 0 | 0
IGCC-CCS | 0 | 0 | 0 | 0 | 0 | 0
WT_off | 0 | 0 | 0 | 0 | 0 | 0
PseudoUnit | 0 | 0 | 0 | 0 | 0 | 0
FixedInterchange | 0 | 0 | 0 | 0 | 0 | 0
Levelized Retrofit Capital Costs by Reporting Type: VACAR
ReportingType | 2015 | 2020 | 2025 | 2030 | 2035 | 2040
BM | 0 | 0 | 0 | 0 | 0 | 0
CC | 0 | 0 | 0 | 0 | 0 | 0
CSP | 0 | 0 | 0 | 0 | 0 | 0
CT | 0 | 0 | 0 | 0 | 0 | 0
Coal | 0 | 134.67 | 381.9 | 247.23 | 0 | 0
Geo | 0 | 0 | 0 | 0 | 0 | 0
H | 0 | 0 | 0 | 0 | 0 | 0
LFG | 0 | 0 | 0 | 0 | 0 | 0
Nuc | 0 | 0 | 0 | 0 | 0 | 0
PS | 0 | 0 | 0 | 0 | 0 | 0
PV | 0 | 0 | 0 | 0 | 0 | 0
PeakG | 0 | 0 | 0 | 0 | 0 | 0
PeakO | 0 | 0 | 0 | 0 | 0 | 0
ST | 0 | 0 | 0 | 0 | 0 | 0
STOG | 0 | 0 | 0 | 0 | 0 | 0
STWD | 0 | 0 | 0 | 0 | 0 | 0
WT | 0 | 0 | 0 | 0 | 0 | 0
IGCC | 0 | 0 | 0 | 0 | 0 | 0
DemandResponse | 0 | 0 | 0 | 0 | 0 | 0
IGCC-CCS | 0 | 0 | 0 | 0 | 0 | 0
WT_off | 0 | 0 | 0 | 0 | 0 | 0
PseudoUnit | 0 | 0 | 0 | 0 | 0 | 0
FixedInterchange | 0 | 0 | 0 | 0 | 0 | 0
Levelized Retrofit Capital Costs by Reporting Type: IESO
ReportingType | 2015 | 2020 | 2025 | 2030 | 2035 | 2040
BM | 0 | 0 | 0 | 0 | 0 | 0
CC | 0 | 0 | 0 | 0 | 0 | 0
CSP | 0 | 0 | 0 | 0 | 0 | 0
CT | 0 | 0 | 0 | 0 | 0 | 0
Coal | 0 | 0 | 0 | 0 | 0 | 0
Geo | 0 | 0 | 0 | 0 | 0 | 0
H | 0 | 0 | 0 | 0 | 0 | 0
LFG | 0 | 0 | 0 | 0 | 0 | 0
Nuc | 0 | 0 | 0 | 0 | 0 | 0
PS | 0 | 0 | 0 | 0 | 0 | 0
PV | 0 | 0 | 0 | 0 | 0 | 0
PeakG | 0 | 0 | 0 | 0 | 0 | 0
PeakO | 0 | 0 | 0 | 0 | 0 | 0
ST | 0 | 0 | 0 | 0 | 0 | 0
STOG | 0 | 0 | 0 | 0 | 0 | 0
STWD | 0 | 0 | 0 | 0 | 0 | 0
WT | 0 | 0 | 0 | 0 | 0 | 0
IGCC | 0 | 0 | 0 | 0 | 0 | 0
DemandResponse | 0 | 0 | 0 | 0 | 0 | 0
IGCC-CCS | 0 | 0 | 0 | 0 | 0 | 0
WT_off | 0 | 0 | 0 | 0 | 0 | 0
PseudoUnit | 0 | 0 | 0 | 0 | 0 | 0
FixedInterchange | 0 | 0 | 0 | 0 | 0 | 0
Levelized Retrofit Capital Costs by Reporting Type: MAPP_CA
ReportingType | 2015 | 2020 | 2025 | 2030 | 2035 | 2040
BM | 0 | 0 | 0 | 0 | 0 | 0
CC | 0 | 0 | 0 | 0 | 0 | 0
CSP | 0 | 0 | 0 | 0 | 0 | 0
CT | 0 | 0 | 0 | 0 | 0 | 0
Coal | 0 | 0 | 0 | 0 | 0 | 0
Geo | 0 | 0 | 0 | 0 | 0 | 0
H | 0 | 0 | 0 | 0 | 0 | 0
LFG | 0 | 0 | 0 | 0 | 0 | 0
Nuc | 0 | 0 | 0 | 0 | 0 | 0
PS | 0 | 0 | 0 | 0 | 0 | 0
PV | 0 | 0 | 0 | 0 | 0 | 0
PeakG | 0 | 0 | 0 | 0 | 0 | 0
PeakO | 0 | 0 | 0 | 0 | 0 | 0
ST | 0 | 0 | 0 | 0 | 0 | 0
STOG | 0 | 0 | 0 | 0 | 0 | 0
STWD | 0 | 0 | 0 | 0 | 0 | 0
WT | 0 | 0 | 0 | 0 | 0 | 0
IGCC | 0 | 0 | 0 | 0 | 0 | 0
DemandResponse | 0 | 0 | 0 | 0 | 0 | 0
IGCC-CCS | 0 | 0 | 0 | 0 | 0 | 0
WT_off | 0 | 0 | 0 | 0 | 0 | 0
PseudoUnit | 0 | 0 | 0 | 0 | 0 | 0
FixedInterchange | 0 | 0 | 0 | 0 | 0 | 0
Levelized Retrofit Capital Costs by Reporting Type: AZ_NM_SNV_Coal
ReportingType | 2015 | 2020 | 2025 | 2030 | 2035 | 2040
BM | 0 | 0 | 0 | 0 | 0 | 0
CC | 0 | 0 | 0 | 0 | 0 | 0
CSP | 0 | 0 | 0 | 0 | 0 | 0
CT | 0 | 0 | 0 | 0 | 0 | 0
Coal | 49.67 | 113.41 | 305.65 | 225.17 | 0 | 0
Geo | 0 | 0 | 0 | 0 | 0 | 0
H | 0 | 0 | 0 | 0 | 0 | 0
LFG | 0 | 0 | 0 | 0 | 0 | 0
Nuc | 0 | 0 | 0 | 0 | 0 | 0
PS | 0 | 0 | 0 | 0 | 0 | 0
PV | 0 | 0 | 0 | 0 | 0 | 0
PeakG | 0 | 0 | 0 | 0 | 0 | 0
PeakO | 0 | 0 | 0 | 0 | 0 | 0
ST | 0 | 0 | 0 | 0 | 0 | 0
STOG | 0 | 0 | 0 | 0 | 0 | 0
STWD | 0 | 0 | 0 | 0 | 0 | 0
WT | 0 | 0 | 0 | 0 | 0 | 0
IGCC | 0 | 0 | 0 | 0 | 0 | 0
DemandResponse | 0 | 0 | 0 | 0 | 0 | 0
IGCC-CCS | 0 | 0 | 0 | 0 | 0 | 0
WT_off | 0 | 0 | 0 | 0 | 0 | 0
PseudoUnit | 0 | 0 | 0 | 0 | 0 | 0
FixedInterchange | 0 | 0 | 0 | 0 | 0 | 0
Levelized Retrofit Capital Costs by Reporting Type: AZ_NM_SNV_Gas
ReportingType | 2015 | 2020 | 2025 | 2030 | 2035 | 2040
BM | 0 | 0 | 0 | 0 | 0 | 0
CC | 0 | 0 | 0 | 0 | 0 | 0
CSP | 0 | 0 | 0 | 0 | 0 | 0
CT | 0 | 0 | 0 | 0 | 0 | 0
Coal | 0 | 0 | 0 | 0 | 0 | 0
Geo | 0 | 0 | 0 | 0 | 0 | 0
H | 0 | 0 | 0 | 0 | 0 | 0
LFG | 0 | 0 | 0 | 0 | 0 | 0
Nuc | 0 | 0 | 0 | 0 | 0 | 0
PS | 0 | 0 | 0 | 0 | 0 | 0
PV | 0 | 0 | 0 | 0 | 0 | 0
PeakG | 0 | 0 | 0 | 0 | 0 | 0
PeakO | 0 | 0 | 0 | 0 | 0 | 0
ST | 0 | 0 | 0 | 0 | 0 | 0
STOG | 0 | 0 | 0 | 0 | 0 | 0
STWD | 0 | 0 | 0 | 0 | 0 | 0
WT | 0 | 0 | 0 | 0 | 0 | 0
IGCC | 0 | 0 | 0 | 0 | 0 | 0
DemandResponse | 0 | 0 | 0 | 0 | 0 | 0
IGCC-CCS | 0 | 0 | 0 | 0 | 0 | 0
WT_off | 0 | 0 | 0 | 0 | 0 | 0
PseudoUnit | 0 | 0 | 0 | 0 | 0 | 0
FixedInterchange | 0 | 0 | 0 | 0 | 0 | 0
Levelized Retrofit Capital Costs by Reporting Type: AZ_NM_SNV_NucRenew
ReportingType | 2015 | 2020 | 2025 | 2030 | 2035 | 2040
BM | 0 | 0 | 0 | 0 | 0 | 0
CC | 0 | 0 | 0 | 0 | 0 | 0
CSP | 0 | 0 | 0 | 0 | 0 | 0
CT | 0 | 0 | 0 | 0 | 0 | 0
Coal | 0 | 0 | 0 | 0 | 0 | 0
Geo | 0 | 0 | 0 | 0 | 0 | 0
H | 0 | 0 | 0 | 0 | 0 | 0
LFG | 0 | 0 | 0 | 0 | 0 | 0
Nuc | 0 | 0 | 0 | 0 | 0 | 0
PS | 0 | 0 | 0 | 0 | 0 | 0
PV | 0 | 0 | 0 | 0 | 0 | 0
PeakG | 0 | 0 | 0 | 0 | 0 | 0
PeakO | 0 | 0 | 0 | 0 | 0 | 0
ST | 0 | 0 | 0 | 0 | 0 | 0
STOG | 0 | 0 | 0 | 0 | 0 | 0
STWD | 0 | 0 | 0 | 0 | 0 | 0
WT | 0 | 0 | 0 | 0 | 0 | 0
IGCC | 0 | 0 | 0 | 0 | 0 | 0
DemandResponse | 0 | 0 | 0 | 0 | 0 | 0
IGCC-CCS | 0 | 0 | 0 | 0 | 0 | 0
WT_off | 0 | 0 | 0 | 0 | 0 | 0
PseudoUnit | 0 | 0 | 0 | 0 | 0 | 0
FixedInterchange | 0 | 0 | 0 | 0 | 0 | 0
Levelized Retrofit Capital Costs by Reporting Type: ERCOT
ReportingType | 2015 | 2020 | 2025 | 2030 | 2035 | 2040
BM | 0 | 0 | 0 | 0 | 0 | 0
CC | 0 | 0 | 0 | 0 | 0 | 0
CSP | 0 | 0 | 0 | 0 | 0 | 0
CT | 0 | 0 | 0 | 0 | 0 | 0
Coal | 82.51 | 69.67 | 352.44 | 282.77 | 0 | 0
Geo | 0 | 0 | 0 | 0 | 0 | 0
H | 0 | 0 | 0 | 0 | 0 | 0
LFG | 0 | 0 | 0 | 0 | 0 | 0
Nuc | 0 | 0 | 0 | 0 | 0 | 0
PS | 0 | 0 | 0 | 0 | 0 | 0
PV | 0 | 0 | 0 | 0 | 0 | 0
PeakG | 0 | 0 | 0 | 0 | 0 | 0
PeakO | 0 | 0 | 0 | 0 | 0 | 0
ST | 0 | 0 | 0 | 0 | 0 | 0
STOG | 0 | 0 | 0 | 0 | 0 | 0
STWD | 0 | 0 | 0 | 0 | 0 | 0
WT | 0 | 0 | 0 | 0 | 0 | 0
IGCC | 0 | 0 | 0 | 0 | 0 | 0
DemandResponse | 0 | 0 | 0 | 0 | 0 | 0
IGCC-CCS | 0 | 0 | 0 | 0 | 0 | 0
WT_off | 0 | 0 | 0 | 0 | 0 | 0
PseudoUnit | 0 | 0 | 0 | 0 | 0 | 0
FixedInterchange | 0 | 0 | 0 | 0 | 0 | 0
Levelized Retrofit Capital Costs by Reporting Type: NP15
ReportingType | 2015 | 2020 | 2025 | 2030 | 2035 | 2040
BM | 0 | 0 | 0 | 0 | 0 | 0
CC | 0 | 0 | 0 | 0 | 0 | 0
CSP | 0 | 0 | 0 | 0 | 0 | 0
CT | 0 | 0 | 0 | 0 | 0 | 0
Coal | 0 | 1.66 | 1.66 | 0 | 0 | 0
Geo | 0 | 0 | 0 | 0 | 0 | 0
H | 0 | 0 | 0 | 0 | 0 | 0
LFG | 0 | 0 | 0 | 0 | 0 | 0
Nuc | 0 | 0 | 0 | 0 | 0 | 0
PS | 0 | 0 | 0 | 0 | 0 | 0
PV | 0 | 0 | 0 | 0 | 0 | 0
PeakG | 0 | 0 | 0 | 0 | 0 | 0
PeakO | 0 | 0 | 0 | 0 | 0 | 0
ST | 0 | 0 | 0 | 0 | 0 | 0
STOG | 0 | 0 | 0 | 0 | 0 | 0
STWD | 0 | 0 | 0 | 0 | 0 | 0
WT | 0 | 0 | 0 | 0 | 0 | 0
IGCC | 0 | 0 | 0 | 0 | 0 | 0
DemandResponse | 0 | 0 | 0 | 0 | 0 | 0
IGCC-CCS | 0 | 0 | 0 | 0 | 0 | 0
WT_off | 0 | 0 | 0 | 0 | 0 | 0
PseudoUnit | 0 | 0 | 0 | 0 | 0 | 0
FixedInterchange | 0 | 0 | 0 | 0 | 0 | 0
Levelized Retrofit Capital Costs by Reporting Type: NWPP_Coal
ReportingType | 2015 | 2020 | 2025 | 2030 | 2035 | 2040
BM | 0 | 0 | 0 | 0 | 0 | 0
CC | 0 | 0 | 0 | 0 | 0 | 0
CSP | 0 | 0 | 0 | 0 | 0 | 0
CT | 0 | 0 | 0 | 0 | 0 | 0
Coal | 0 | 166.25 | 237.15 | 70.9 | 0 | 0
Geo | 0 | 0 | 0 | 0 | 0 | 0
H | 0 | 0 | 0 | 0 | 0 | 0
LFG | 0 | 0 | 0 | 0 | 0 | 0
Nuc | 0 | 0 | 0 | 0 | 0 | 0
PS | 0 | 0 | 0 | 0 | 0 | 0
PV | 0 | 0 | 0 | 0 | 0 | 0
PeakG | 0 | 0 | 0 | 0 | 0 | 0
PeakO | 0 | 0 | 0 | 0 | 0 | 0
ST | 0 | 0 | 0 | 0 | 0 | 0
STOG | 0 | 0 | 0 | 0 | 0 | 0
STWD | 0 | 0 | 0 | 0 | 0 | 0
WT | 0 | 0 | 0 | 0 | 0 | 0
IGCC | 0 | 0 | 0 | 0 | 0 | 0
DemandResponse | 0 | 0 | 0 | 0 | 0 | 0
IGCC-CCS | 0 | 0 | 0 | 0 | 0 | 0
WT_off | 0 | 0 | 0 | 0 | 0 | 0
PseudoUnit | 0 | 0 | 0 | 0 | 0 | 0
FixedInterchange | 0 | 0 | 0 | 0 | 0 | 0
Levelized Retrofit Capital Costs by Reporting Type: NWPP_Gas
ReportingType | 2015 | 2020 | 2025 | 2030 | 2035 | 2040
BM | 0 | 0 | 0 | 0 | 0 | 0
CC | 0 | 0 | 0 | 0 | 0 | 0
CSP | 0 | 0 | 0 | 0 | 0 | 0
CT | 0 | 0 | 0 | 0 | 0 | 0
Coal | 0 | 0 | 0 | 0 | 0 | 0
Geo | 0 | 0 | 0 | 0 | 0 | 0
H | 0 | 0 | 0 | 0 | 0 | 0
LFG | 0 | 0 | 0 | 0 | 0 | 0
Nuc | 0 | 0 | 0 | 0 | 0 | 0
PS | 0 | 0 | 0 | 0 | 0 | 0
PV | 0 | 0 | 0 | 0 | 0 | 0
PeakG | 0 | 0 | 0 | 0 | 0 | 0
PeakO | 0 | 0 | 0 | 0 | 0 | 0
ST | 0 | 0 | 0 | 0 | 0 | 0
STOG | 0 | 0 | 0 | 0 | 0 | 0
STWD | 0 | 0 | 0 | 0 | 0 | 0
WT | 0 | 0 | 0 | 0 | 0 | 0
IGCC | 0 | 0 | 0 | 0 | 0 | 0
DemandResponse | 0 | 0 | 0 | 0 | 0 | 0
IGCC-CCS | 0 | 0 | 0 | 0 | 0 | 0
WT_off | 0 | 0 | 0 | 0 | 0 | 0
PseudoUnit | 0 | 0 | 0 | 0 | 0 | 0
FixedInterchange | 0 | 0 | 0 | 0 | 0 | 0
Levelized Retrofit Capital Costs by Reporting Type: NWPP_NucRenew
ReportingType | 2015 | 2020 | 2025 | 2030 | 2035 | 2040
BM | 0 | 0 | 0 | 0 | 0 | 0
CC | 0 | 0 | 0 | 0 | 0 | 0
CSP | 0 | 0 | 0 | 0 | 0 | 0
CT | 0 | 0 | 0 | 0 | 0 | 0
Coal | 0 | 0 | 0 | 0 | 0 | 0
Geo | 0 | 0 | 0 | 0 | 0 | 0
H | 0 | 0 | 0 | 0 | 0 | 0
LFG | 0 | 0 | 0 | 0 | 0 | 0
Nuc | 0 | 0 | 0 | 0 | 0 | 0
PS | 0 | 0 | 0 | 0 | 0 | 0
PV | 0 | 0 | 0 | 0 | 0 | 0
PeakG | 0 | 0 | 0 | 0 | 0 | 0
PeakO | 0 | 0 | 0 | 0 | 0 | 0
ST | 0 | 0 | 0 | 0 | 0 | 0
STOG | 0 | 0 | 0 | 0 | 0 | 0
STWD | 0 | 0 | 0 | 0 | 0 | 0
WT | 0 | 0 | 0 | 0 | 0 | 0
IGCC | 0 | 0 | 0 | 0 | 0 | 0
DemandResponse | 0 | 0 | 0 | 0 | 0 | 0
IGCC-CCS | 0 | 0 | 0 | 0 | 0 | 0
WT_off | 0 | 0 | 0 | 0 | 0 | 0
PseudoUnit | 0 | 0 | 0 | 0 | 0 | 0
FixedInterchange | 0 | 0 | 0 | 0 | 0 | 0
Levelized Retrofit Capital Costs by Reporting Type: RMPA
ReportingType | 2015 | 2020 | 2025 | 2030 | 2035 | 2040
BM | 0 | 0 | 0 | 0 | 0 | 0
CC | 0 | 0 | 0 | 0 | 0 | 0
CSP | 0 | 0 | 0 | 0 | 0 | 0
CT | 0 | 0 | 0 | 0 | 0 | 0
Coal | 29.1 | 91.53 | 334.53 | 243 | 0 | 0
Geo | 0 | 0 | 0 | 0 | 0 | 0
H | 0 | 0 | 0 | 0 | 0 | 0
LFG | 0 | 0 | 0 | 0 | 0 | 0
Nuc | 0 | 0 | 0 | 0 | 0 | 0
PS | 0 | 0 | 0 | 0 | 0 | 0
PV | 0 | 0 | 0 | 0 | 0 | 0
PeakG | 0 | 0 | 0 | 0 | 0 | 0
PeakO | 0 | 0 | 0 | 0 | 0 | 0
ST | 0 | 0 | 0 | 0 | 0 | 0
STOG | 0 | 0 | 0 | 0 | 0 | 0
STWD | 0 | 0 | 0 | 0 | 0 | 0
WT | 0 | 0 | 0 | 0 | 0 | 0
IGCC | 0 | 0 | 0 | 0 | 0 | 0
DemandResponse | 0 | 0 | 0 | 0 | 0 | 0
IGCC-CCS | 0 | 0 | 0 | 0 | 0 | 0
WT_off | 0 | 0 | 0 | 0 | 0 | 0
PseudoUnit | 0 | 0 | 0 | 0 | 0 | 0
FixedInterchange | 0 | 0 | 0 | 0 | 0 | 0
Levelized Retrofit Capital Costs by Reporting Type: SP15
ReportingType | 2015 | 2020 | 2025 | 2030 | 2035 | 2040
BM | 0 | 0 | 0 | 0 | 0 | 0
CC | 0 | 0 | 0 | 0 | 0 | 0
CSP | 0 | 0 | 0 | 0 | 0 | 0
CT | 0 | 0 | 0 | 0 | 0 | 0
Coal | 0 | 2.92 | 2.92 | 0 | 0 | 0
Geo | 0 | 0 | 0 | 0 | 0 | 0
H | 0 | 0 | 0 | 0 | 0 | 0
LFG | 0 | 0 | 0 | 0 | 0 | 0
Nuc | 0 | 0 | 0 | 0 | 0 | 0
PS | 0 | 0 | 0 | 0 | 0 | 0
PV | 0 | 0 | 0 | 0 | 0 | 0
PeakG | 0 | 0 | 0 | 0 | 0 | 0
PeakO | 0 | 0 | 0 | 0 | 0 | 0
ST | 0 | 0 | 0 | 0 | 0 | 0
STOG | 0 | 0 | 0 | 0 | 0 | 0
STWD | 0 | 0 | 0 | 0 | 0 | 0
WT | 0 | 0 | 0 | 0 | 0 | 0
IGCC | 0 | 0 | 0 | 0 | 0 | 0
DemandResponse | 0 | 0 | 0 | 0 | 0 | 0
IGCC-CCS | 0 | 0 | 0 | 0 | 0 | 0
WT_off | 0 | 0 | 0 | 0 | 0 | 0
PseudoUnit | 0 | 0 | 0 | 0 | 0 | 0
FixedInterchange | 0 | 0 | 0 | 0 | 0 | 0
Levelized Retrofit Capital Costs by Reporting Type: ALB
ReportingType | 2015 | 2020 | 2025 | 2030 | 2035 | 2040
BM | 0 | 0 | 0 | 0 | 0 | 0
CC | 0 | 0 | 0 | 0 | 0 | 0
CSP | 0 | 0 | 0 | 0 | 0 | 0
CT | 0 | 0 | 0 | 0 | 0 | 0
Coal | 0 | 0 | 0 | 0 | 0 | 0
Geo | 0 | 0 | 0 | 0 | 0 | 0
H | 0 | 0 | 0 | 0 | 0 | 0
LFG | 0 | 0 | 0 | 0 | 0 | 0
Nuc | 0 | 0 | 0 | 0 | 0 | 0
PS | 0 | 0 | 0 | 0 | 0 | 0
PV | 0 | 0 | 0 | 0 | 0 | 0
PeakG | 0 | 0 | 0 | 0 | 0 | 0
PeakO | 0 | 0 | 0 | 0 | 0 | 0
ST | 0 | 0 | 0 | 0 | 0 | 0
STOG | 0 | 0 | 0 | 0 | 0 | 0
STWD | 0 | 0 | 0 | 0 | 0 | 0
WT | 0 | 0 | 0 | 0 | 0 | 0
IGCC | 0 | 0 | 0 | 0 | 0 | 0
DemandResponse | 0 | 0 | 0 | 0 | 0 | 0
IGCC-CCS | 0 | 0 | 0 | 0 | 0 | 0
WT_off | 0 | 0 | 0 | 0 | 0 | 0
PseudoUnit | 0 | 0 | 0 | 0 | 0 | 0
FixedInterchange | 0 | 0 | 0 | 0 | 0 | 0
Levelized Retrofit Capital Costs by Reporting Type: BC
ReportingType | 2015 | 2020 | 2025 | 2030 | 2035 | 2040
BM | 0 | 0 | 0 | 0 | 0 | 0
CC | 0 | 0 | 0 | 0 | 0 | 0
CSP | 0 | 0 | 0 | 0 | 0 | 0
CT | 0 | 0 | 0 | 0 | 0 | 0
Coal | 0 | 0 | 0 | 0 | 0 | 0
Geo | 0 | 0 | 0 | 0 | 0 | 0
H | 0 | 0 | 0 | 0 | 0 | 0
LFG | 0 | 0 | 0 | 0 | 0 | 0
Nuc | 0 | 0 | 0 | 0 | 0 | 0
PS | 0 | 0 | 0 | 0 | 0 | 0
PV | 0 | 0 | 0 | 0 | 0 | 0
PeakG | 0 | 0 | 0 | 0 | 0 | 0
PeakO | 0 | 0 | 0 | 0 | 0 | 0
ST | 0 | 0 | 0 | 0 | 0 | 0
STOG | 0 | 0 | 0 | 0 | 0 | 0
STWD | 0 | 0 | 0 | 0 | 0 | 0
WT | 0 | 0 | 0 | 0 | 0 | 0
IGCC | 0 | 0 | 0 | 0 | 0 | 0
DemandResponse | 0 | 0 | 0 | 0 | 0 | 0
IGCC-CCS | 0 | 0 | 0 | 0 | 0 | 0
WT_off | 0 | 0 | 0 | 0 | 0 | 0
PseudoUnit | 0 | 0 | 0 | 0 | 0 | 0
FixedInterchange | 0 | 0 | 0 | 0 | 0 | 0
Levelized Retrofit Capital Costs by Reporting Type: HQ_IESO
ReportingType | 2015 | 2020 | 2025 | 2030 | 2035 | 2040
BM | 0 | 0 | 0 | 0 | 0 | 0
CC | 0 | 0 | 0 | 0 | 0 | 0
CSP | 0 | 0 | 0 | 0 | 0 | 0
CT | 0 | 0 | 0 | 0 | 0 | 0
Coal | 0 | 0 | 0 | 0 | 0 | 0
Geo | 0 | 0 | 0 | 0 | 0 | 0
H | 0 | 0 | 0 | 0 | 0 | 0
LFG | 0 | 0 | 0 | 0 | 0 | 0
Nuc | 0 | 0 | 0 | 0 | 0 | 0
PS | 0 | 0 | 0 | 0 | 0 | 0
PV | 0 | 0 | 0 | 0 | 0 | 0
PeakG | 0 | 0 | 0 | 0 | 0 | 0
PeakO | 0 | 0 | 0 | 0 | 0 | 0
ST | 0 | 0 | 0 | 0 | 0 | 0
STOG | 0 | 0 | 0 | 0 | 0 | 0
STWD | 0 | 0 | 0 | 0 | 0 | 0
WT | 0 | 0 | 0 | 0 | 0 | 0
IGCC | 0 | 0 | 0 | 0 | 0 | 0
DemandResponse | 0 | 0 | 0 | 0 | 0 | 0
IGCC-CCS | 0 | 0 | 0 | 0 | 0 | 0
WT_off | 0 | 0 | 0 | 0 | 0 | 0
PseudoUnit | 0 | 0 | 0 | 0 | 0 | 0
FixedInterchange | 0 | 0 | 0 | 0 | 0 | 0
Levelized Retrofit Capital Costs by Reporting Type: HQ_NEISO
ReportingType | 2015 | 2020 | 2025 | 2030 | 2035 | 2040
BM | 0 | 0 | 0 | 0 | 0 | 0
CC | 0 | 0 | 0 | 0 | 0 | 0
CSP | 0 | 0 | 0 | 0 | 0 | 0
CT | 0 | 0 | 0 | 0 | 0 | 0
Coal | 0 | 0 | 0 | 0 | 0 | 0
Geo | 0 | 0 | 0 | 0 | 0 | 0
H | 0 | 0 | 0 | 0 | 0 | 0
LFG | 0 | 0 | 0 | 0 | 0 | 0
Nuc | 0 | 0 | 0 | 0 | 0 | 0
PS | 0 | 0 | 0 | 0 | 0 | 0
PV | 0 | 0 | 0 | 0 | 0 | 0
PeakG | 0 | 0 | 0 | 0 | 0 | 0
PeakO | 0 | 0 | 0 | 0 | 0 | 0
ST | 0 | 0 | 0 | 0 | 0 | 0
STOG | 0 | 0 | 0 | 0 | 0 | 0
STWD | 0 | 0 | 0 | 0 | 0 | 0
WT | 0 | 0 | 0 | 0 | 0 | 0
IGCC | 0 | 0 | 0 | 0 | 0 | 0
DemandResponse | 0 | 0 | 0 | 0 | 0 | 0
IGCC-CCS | 0 | 0 | 0 | 0 | 0 | 0
WT_off | 0 | 0 | 0 | 0 | 0 | 0
PseudoUnit | 0 | 0 | 0 | 0 | 0 | 0
FixedInterchange | 0 | 0 | 0 | 0 | 0 | 0
Levelized Retrofit Capital Costs by Reporting Type: HQ_NY
ReportingType | 2015 | 2020 | 2025 | 2030 | 2035 | 2040
BM | 0 | 0 | 0 | 0 | 0 | 0
CC | 0 | 0 | 0 | 0 | 0 | 0
CSP | 0 | 0 | 0 | 0 | 0 | 0
CT | 0 | 0 | 0 | 0 | 0 | 0
Coal | 0 | 0 | 0 | 0 | 0 | 0
Geo | 0 | 0 | 0 | 0 | 0 | 0
H | 0 | 0 | 0 | 0 | 0 | 0
LFG | 0 | 0 | 0 | 0 | 0 | 0
Nuc | 0 | 0 | 0 | 0 | 0 | 0
PS | 0 | 0 | 0 | 0 | 0 | 0
PV | 0 | 0 | 0 | 0 | 0 | 0
PeakG | 0 | 0 | 0 | 0 | 0 | 0
PeakO | 0 | 0 | 0 | 0 | 0 | 0
ST | 0 | 0 | 0 | 0 | 0 | 0
STOG | 0 | 0 | 0 | 0 | 0 | 0
STWD | 0 | 0 | 0 | 0 | 0 | 0
WT | 0 | 0 | 0 | 0 | 0 | 0
IGCC | 0 | 0 | 0 | 0 | 0 | 0
DemandResponse | 0 | 0 | 0 | 0 | 0 | 0
IGCC-CCS | 0 | 0 | 0 | 0 | 0 | 0
WT_off | 0 | 0 | 0 | 0 | 0 | 0
PseudoUnit | 0 | 0 | 0 | 0 | 0 | 0
FixedInterchange | 0 | 0 | 0 | 0 | 0 | 0
Levelized Retrofit Capital Costs by Reporting Type: MARITIMES
ReportingType | 2015 | 2020 | 2025 | 2030 | 2035 | 2040
BM | 0 | 0 | 0 | 0 | 0 | 0
CC | 0 | 0 | 0 | 0 | 0 | 0
CSP | 0 | 0 | 0 | 0 | 0 | 0
CT | 0 | 0 | 0 | 0 | 0 | 0
Coal | 0 | 0 | 0 | 0 | 0 | 0
Geo | 0 | 0 | 0 | 0 | 0 | 0
H | 0 | 0 | 0 | 0 | 0 | 0
LFG | 0 | 0 | 0 | 0 | 0 | 0
Nuc | 0 | 0 | 0 | 0 | 0 | 0
PS | 0 | 0 | 0 | 0 | 0 | 0
PV | 0 | 0 | 0 | 0 | 0 | 0
PeakG | 0 | 0 | 0 | 0 | 0 | 0
PeakO | 0 | 0 | 0 | 0 | 0 | 0
ST | 0 | 0 | 0 | 0 | 0 | 0
STOG | 0 | 0 | 0 | 0 | 0 | 0
STWD | 0 | 0 | 0 | 0 | 0 | 0
WT | 0 | 0 | 0 | 0 | 0 | 0
IGCC | 0 | 0 | 0 | 0 | 0 | 0
DemandResponse | 0 | 0 | 0 | 0 | 0 | 0
IGCC-CCS | 0 | 0 | 0 | 0 | 0 | 0
WT_off | 0 | 0 | 0 | 0 | 0 | 0
PseudoUnit | 0 | 0 | 0 | 0 | 0 | 0
FixedInterchange | 0 | 0 | 0 | 0 | 0 | 0
Levelized Retrofit Capital Costs by Reporting Type: All
ReportingType | 2015 | 2020 | 2025 | 2030 | 2035 | 2040
BM | 0 | 0 | 0 | 0 | 0 | 0
CC | 0 | 0 | 0 | 0 | 0 | 0
CSP | 0 | 0 | 0 | 0 | 0 | 0
CT | 0 | 0 | 0 | 0 | 0 | 0
Coal | 1184.41 | 3959.71 | 8643 | 5516.97 | 0 | 0
Geo | 0 | 0 | 0 | 0 | 0 | 0
H | 0 | 0 | 0 | 0 | 0 | 0
LFG | 0 | 0 | 0 | 0 | 0 | 0
Nuc | 0 | 0 | 0 | 0 | 0 | 0
PS | 0 | 0 | 0 | 0 | 0 | 0
PV | 0 | 0 | 0 | 0 | 0 | 0
PeakG | 0 | 0 | 0 | 0 | 0 | 0
PeakO | 0 | 0 | 0 | 0 | 0 | 0
ST | 0 | 0 | 0 | 0 | 0 | 0
STOG | 0 | 0 | 0 | 0 | 0 | 0
STWD | 0 | 0 | 0 | 0 | 0 | 0
WT | 0 | 0 | 0 | 0 | 0 | 0
IGCC | 0 | 0 | 0 | 0 | 0 | 0
DemandResponse | 0 | 0 | 0 | 0 | 0 | 0
IGCC-CCS | 0 | 0 | 0 | 0 | 0 | 0
WT_off | 0 | 0 | 0 | 0 | 0 | 0
PseudoUnit | 0 | 0 | 0 | 0 | 0 | 0
FixedInterchange | 0 | 0 | 0 | 0 | 0 | 0
Levelized Retrofit Capital Costs by Reporting Type: EI_US
ReportingType | 2015 | 2020 | 2025 | 2030 | 2035 | 2040
BM | 0 | 0 | 0 | 0 | 0 | 0
CC | 0 | 0 | 0 | 0 | 0 | 0
CSP | 0 | 0 | 0 | 0 | 0 | 0
CT | 0 | 0 | 0 | 0 | 0 | 0
Coal | 1023.13 | 3514.27 | 7408.66 | 4695.13 | 0 | 0
Geo | 0 | 0 | 0 | 0 | 0 | 0
H | 0 | 0 | 0 | 0 | 0 | 0
LFG | 0 | 0 | 0 | 0 | 0 | 0
Nuc | 0 | 0 | 0 | 0 | 0 | 0
PS | 0 | 0 | 0 | 0 | 0 | 0
PV | 0 | 0 | 0 | 0 | 0 | 0
PeakG | 0 | 0 | 0 | 0 | 0 | 0
PeakO | 0 | 0 | 0 | 0 | 0 | 0
ST | 0 | 0 | 0 | 0 | 0 | 0
STOG | 0 | 0 | 0 | 0 | 0 | 0
STWD | 0 | 0 | 0 | 0 | 0 | 0
WT | 0 | 0 | 0 | 0 | 0 | 0
IGCC | 0 | 0 | 0 | 0 | 0 | 0
DemandResponse | 0 | 0 | 0 | 0 | 0 | 0
IGCC-CCS | 0 | 0 | 0 | 0 | 0 | 0
WT_off | 0 | 0 | 0 | 0 | 0 | 0
PseudoUnit | 0 | 0 | 0 | 0 | 0 | 0
FixedInterchange | 0 | 0 | 0 | 0 | 0 | 0
Levelized Retrofit Capital Costs by Reporting Type: EI_Canada
ReportingType | 2015 | 2020 | 2025 | 2030 | 2035 | 2040
BM | 0 | 0 | 0 | 0 | 0 | 0
CC | 0 | 0 | 0 | 0 | 0 | 0
CSP | 0 | 0 | 0 | 0 | 0 | 0
CT | 0 | 0 | 0 | 0 | 0 | 0
Coal | 0 | 0 | 0 | 0 | 0 | 0
Geo | 0 | 0 | 0 | 0 | 0 | 0
H | 0 | 0 | 0 | 0 | 0 | 0
LFG | 0 | 0 | 0 | 0 | 0 | 0
Nuc | 0 | 0 | 0 | 0 | 0 | 0
PS | 0 | 0 | 0 | 0 | 0 | 0
PV | 0 | 0 | 0 | 0 | 0 | 0
PeakG | 0 | 0 | 0 | 0 | 0 | 0
PeakO | 0 | 0 | 0 | 0 | 0 | 0
ST | 0 | 0 | 0 | 0 | 0 | 0
STOG | 0 | 0 | 0 | 0 | 0 | 0
STWD | 0 | 0 | 0 | 0 | 0 | 0
WT | 0 | 0 | 0 | 0 | 0 | 0
IGCC | 0 | 0 | 0 | 0 | 0 | 0
DemandResponse | 0 | 0 | 0 | 0 | 0 | 0
IGCC-CCS | 0 | 0 | 0 | 0 | 0 | 0
WT_off | 0 | 0 | 0 | 0 | 0 | 0
PseudoUnit | 0 | 0 | 0 | 0 | 0 | 0
FixedInterchange | 0 | 0 | 0 | 0 | 0 | 0
Levelized Retrofit Capital Costs by Reporting Type: EI
ReportingType | 2015 | 2020 | 2025 | 2030 | 2035 | 2040
BM | 0 | 0 | 0 | 0 | 0 | 0
CC | 0 | 0 | 0 | 0 | 0 | 0
CSP | 0 | 0 | 0 | 0 | 0 | 0
CT | 0 | 0 | 0 | 0 | 0 | 0
Coal | 1023.13 | 3514.27 | 7408.66 | 4695.13 | 0 | 0
Geo | 0 | 0 | 0 | 0 | 0 | 0
H | 0 | 0 | 0 | 0 | 0 | 0
LFG | 0 | 0 | 0 | 0 | 0 | 0
Nuc | 0 | 0 | 0 | 0 | 0 | 0
PS | 0 | 0 | 0 | 0 | 0 | 0
PV | 0 | 0 | 0 | 0 | 0 | 0
PeakG | 0 | 0 | 0 | 0 | 0 | 0
PeakO | 0 | 0 | 0 | 0 | 0 | 0
ST | 0 | 0 | 0 | 0 | 0 | 0
STOG | 0 | 0 | 0 | 0 | 0 | 0
STWD | 0 | 0 | 0 | 0 | 0 | 0
WT | 0 | 0 | 0 | 0 | 0 | 0
IGCC | 0 | 0 | 0 | 0 | 0 | 0
DemandResponse | 0 | 0 | 0 | 0 | 0 | 0
IGCC-CCS | 0 | 0 | 0 | 0 | 0 | 0
WT_off | 0 | 0 | 0 | 0 | 0 | 0
PseudoUnit | 0 | 0 | 0 | 0 | 0 | 0
FixedInterchange | 0 | 0 | 0 | 0 | 0 | 0
Levelized Retrofit Capital Costs by Reporting Type: Outside_EI
ReportingType | 2015 | 2020 | 2025 | 2030 | 2035 | 2040
BM | 0 | 0 | 0 | 0 | 0 | 0
CC | 0 | 0 | 0 | 0 | 0 | 0
CSP | 0 | 0 | 0 | 0 | 0 | 0
CT | 0 | 0 | 0 | 0 | 0 | 0
Coal | 161.28 | 445.44 | 1234.35 | 821.84 | 0 | 0
Geo | 0 | 0 | 0 | 0 | 0 | 0
H | 0 | 0 | 0 | 0 | 0 | 0
LFG | 0 | 0 | 0 | 0 | 0 | 0
Nuc | 0 | 0 | 0 | 0 | 0 | 0
PS | 0 | 0 | 0 | 0 | 0 | 0
PV | 0 | 0 | 0 | 0 | 0 | 0
PeakG | 0 | 0 | 0 | 0 | 0 | 0
PeakO | 0 | 0 | 0 | 0 | 0 | 0
ST | 0 | 0 | 0 | 0 | 0 | 0
STOG | 0 | 0 | 0 | 0 | 0 | 0
STWD | 0 | 0 | 0 | 0 | 0 | 0
WT | 0 | 0 | 0 | 0 | 0 | 0
IGCC | 0 | 0 | 0 | 0 | 0 | 0
DemandResponse | 0 | 0 | 0 | 0 | 0 | 0
IGCC-CCS | 0 | 0 | 0 | 0 | 0 | 0
WT_off | 0 | 0 | 0 | 0 | 0 | 0
PseudoUnit | 0 | 0 | 0 | 0 | 0 | 0
FixedInterchange | 0 | 0 | 0 | 0 | 0 | 0
#14 | Total Costs ($million)
Total Costs by Reporting Type: Entergy
ReportingType | 2015 | 2020 | 2025 | 2030 | 2035 | 2040
BM | 0 | 0 | 0 | 0 | 0 | 0
CC | 3153.2 | 3755.65 | 4843.66 | 4615.34 | 3053.69 | 2110.66
CSP | 0 | 0 | 0 | 0 | 0 | 0
CT | 0 | 0 | 0 | 188.66 | 166.85 | 169.86
Coal | 2218.32 | 2763.99 | 1912.76 | 1097.4 | 746.46 | 1116.85
Geo | 0 | 0 | 0 | 0 | 0 | 0
H | 10.6 | 10.6 | 10.6 | 10.6 | 257.93 | 257.93
LFG | 0.97 | 0.97 | 0.97 | 43.07 | 43.07 | 43.07
Nuc | 1262.64 | 1285.77 | 1294.03 | 1301.93 | 1099.75 | 3080.82
PS | 1.4 | 1.4 | 1.4 | 1.4 | 1.4 | 1.4
PV | 0.15 | 31.17 | 46.75 | 48.25 | 49.78 | 21
PeakG | 47.54 | 70.94 | 137.75 | 137.78 | 84.21 | 81.51
PeakO | 4.42 | 5.87 | 5.08 | 5.22 | 5.22 | 5.22
ST | 0 | 0 | 0 | 0 | 0 | 0
STOG | 310.3 | 427.28 | 219.98 | 212.28 | 211.68 | 211.68
STWD | 6.6 | 8.26 | 19 | 18.73 | 25.48 | 25.48
WT | 3.67 | 3.67 | 3.67 | 3.67 | 32.01 | 32.01
IGCC | 0 | 0 | 0 | 0 | 0 | 0
DemandResponse | 0 | 0 | 0 | 0 | 0 | 0
IGCC-CCS | 0 | 0 | 0 | 0 | 0 | 0
WT_off | 0 | 0 | 0 | 0 | 0 | 0
PseudoUnit | 0 | 0 | 0 | 0 | 0 | 0
FixedInterchange | 0 | 0 | 0 | 0 | 0 | 0
Total Costs by Reporting Type: FRCC
ReportingType | 2015 | 2020 | 2025 | 2030 | 2035 | 2040
BM | 0 | 0 | 0 | 0 | 0 | 0
CC | 7454.45 | 8694.07 | 9967.63 | 10101.32 | 7554.58 | 6230.2
CSP | 0 | 0 | 0 | 0 | 0 | 0
CT | 259.38 | 297.64 | 448.43 | 432.14 | 165.8 | 97.53
Coal | 2883.98 | 2864.52 | 2056.74 | 1372.48 | 198.31 | 198.9
Geo | 0 | 0 | 0 | 0 | 0 | 0
H | 0.78 | 0.78 | 0.78 | 0.78 | 0.78 | 0.78
LFG | 58.68 | 58.68 | 137.08 | 137.08 | 137.08 | 137.08
Nuc | 960.37 | 1000.19 | 2183 | 4120.39 | 16812.57 | 21848.67
PS | 0 | 0 | 0 | 0 | 0 | 0
PV | 0.75 | 0.75 | 0.75 | 0.75 | 0.75 | 0.75
PeakG | 155.91 | 266.71 | 566.44 | 599.37 | 336.96 | 240.12
PeakO | 64.61 | 83.43 | 68.43 | 68.43 | 68.43 | 68.43
ST | 0 | 0 | 0 | 0 | 0 | 0
STOG | 696.31 | 882.51 | 355.98 | 352.77 | 139.01 | 37.73
STWD | 6.25 | 17.87 | 62.32 | 82.85 | 110.46 | 110.46
WT | 0 | 0 | 0 | 0 | 0 | 0
IGCC | 0 | 0 | 0 | 0 | 0 | 0
DemandResponse | 0 | 0 | 0 | 0 | 0 | 0
IGCC-CCS | 0 | 0 | 0 | 0 | 0 | 0
WT_off | 0 | 0 | 0 | 0 | 0 | 0
PseudoUnit | 0 | 0 | 0 | 0 | 0 | 0
FixedInterchange | 0 | 0 | 0 | 0 | 0 | 0
Total Costs by Reporting Type: MAPP_US
ReportingType | 2015 | 2020 | 2025 | 2030 | 2035 | 2040
BM | 0 | 0 | 0 | 0 | 0 | 0
CC | 19.27 | 37 | 58.78 | 30.28 | 24.42 | 21.73
CSP | 0 | 0 | 0 | 0 | 0 | 0
CT | 27.96 | 27.96 | 31.01 | 79.83 | 71.47 | 114.19
Coal | 611.99 | 558.47 | 303.3 | 191.93 | 142.7 | 204.77
Geo | 3.95 | 3.95 | 3.95 | 3.95 | 3.95 | 3.95
H | 31.14 | 31.14 | 31.14 | 31.14 | 31.14 | 31.14
LFG | 0.24 | 0.24 | 0.24 | 28.15 | 28.15 | 28.15
Nuc | 0.01 | 0.01 | 0.01 | 0.01 | 0.02 | 0.02
PS | 0 | 0 | 0 | 0 | 0 | 0
PV | 0 | 0 | 0 | 0 | 0 | 0
PeakG | 13.9 | 24.29 | 37.71 | 26.03 | 25.12 | 26.1
PeakO | 8.37 | 11.5 | 9.22 | 9.22 | 9.22 | 9.22
ST | 0 | 0 | 0 | 0 | 0 | 0
STOG | 0 | 0 | 0 | 0 | 0 | 0
STWD | 0 | 0 | 0 | 0 | 0 | 0
WT | 178.2 | 654.12 | 1776.75 | 1835.23 | 3077.56 | 2645.37
IGCC | 0 | 0 | 0 | 0 | 0 | 0
DemandResponse | 0 | 0 | 0 | 0 | 0 | 0
IGCC-CCS | 0 | 0 | 0 | 0 | 0 | 0
WT_off | 0 | 0 | 0 | 0 | 0 | 0
PseudoUnit | 0 | 0 | 0 | 0 | 0 | 0
FixedInterchange | 0 | 0 | 0 | 0 | 0 | 0
Total Costs by Reporting Type: MISO_IN
ReportingType | 2015 | 2020 | 2025 | 2030 | 2035 | 2040
BM | 0 | 0 | 0 | 0 | 0 | 0
CC | 216.7 | 1634.85 | 6245.57 | 6523.57 | 6897.02 | 6686.99
CSP | 0 | 0 | 0 | 0 | 0 | 0
CT | 0 | 0 | 0 | 0 | 0 | 0
Coal | 3465.43 | 3298.75 | 2951.08 | 2243.47 | 1360.7 | 1834.14
Geo | 0 | 0 | 0 | 0 | 0 | 0
H | 1.07 | 1.07 | 1.07 | 1.07 | 1.07 | 1.07
LFG | 4.47 | 4.47 | 4.47 | 36.74 | 36.74 | 36.74
Nuc | 0.01 | 0.01 | 0.01 | 0.02 | 0.02 | 0.02
PS | 0 | 0 | 0 | 0 | 0 | 0
PV | 0 | 118.69 | 186.91 | 186.91 | 192.3 | 83.8
PeakG | 52.99 | 80.04 | 73.68 | 93.94 | 96.29 | 99.04
PeakO | 10.59 | 13.5 | 10.82 | 10.82 | 10.82 | 10.82
ST | 0 | 0 | 0 | 0 | 0 | 0
STOG | 15.25 | 21.15 | 12.6 | 12.61 | 12.44 | 12.44
STWD | 0 | 0 | 0 | 0 | 0 | 0
WT | 18.33 | 18.33 | 18.33 | 18.33 | 18.33 | 18.33
IGCC | 366.61 | 366.15 | 359.84 | 358.56 | 354.65 | 355.73
DemandResponse | 0 | 0 | 0 | 0 | 0 | 0
IGCC-CCS | 0 | 0 | 0 | 0 | 0 | 0
WT_off | 0 | 0 | 0 | 0 | 0 | 0
PseudoUnit | 0 | 0 | 0 | 0 | 0 | 0
FixedInterchange | 0 | 0 | 0 | 0 | 0 | 0
Total Costs by Reporting Type: MISO_MI
ReportingType | 2015 | 2020 | 2025 | 2030 | 2035 | 2040
BM | 0 | 0 | 0 | 0 | 0 | 0
CC | 524.35 | 921.94 | 2309.93 | 2393.48 | 2597.37 | 2587.18
CSP | 0 | 0 | 0 | 0 | 0 | 0
CT | 0 | 0 | 0 | 327.38 | 282.96 | 291.66
Coal | 2398.46 | 785.88 | 379.89 | 83.68 | 73.59 | 131.03
Geo | 0 | 0 | 0 | 0 | 0 | 0
H | 2.01 | 2.01 | 2.01 | 2.01 | 2.01 | 2.01
LFG | 19.68 | 19.68 | 85.86 | 85.86 | 85.86 | 85.86
Nuc | 449.71 | 452.56 | 461.47 | 464.43 | 273.15 | 2206.62
PS | 44.44 | 44.44 | 44.44 | 44.44 | 44.44 | 44.44
PV | 0 | 0 | 0 | 0 | 0 | 0
PeakG | 62.98 | 96.61 | 94.17 | 109.68 | 106.51 | 112.78
PeakO | 15.67 | 19.97 | 16.01 | 16.01 | 16.01 | 16.01
ST | 0 | 0 | 0 | 0 | 0 | 0
STOG | 153.79 | 215.66 | 128.74 | 128.85 | 127.13 | 127.13
STWD | 25.9 | 67.02 | 95.46 | 95.46 | 95.46 | 95.46
WT | 642 | 642 | 729.07 | 773.07 | 239.95 | 281.11
IGCC | 0 | 0 | 0 | 0 | 0 | 0
DemandResponse | 0 | 0 | 0 | 0 | 0 | 0
IGCC-CCS | 0 | 0 | 0 | 0 | 0 | 0
WT_off | 0 | 0 | 0 | 0 | 0 | 0
PseudoUnit | 0 | 0 | 0 | 0 | 0 | 0
FixedInterchange | 0 | 0 | 0 | 0 | 0 | 0
Total Costs by Reporting Type: MISO_MO-IL
ReportingType | 2015 | 2020 | 2025 | 2030 | 2035 | 2040
BM | 0 | 0 | 0 | 0 | 0 | 0
CC | 154.32 | 268.77 | 328.48 | 348.67 | 258.8 | 181.44
CSP | 0 | 0 | 0 | 0 | 0 | 0
CT | 0 | 0 | 0 | 0 | 0 | 0
Coal | 4161.82 | 3846.93 | 2865.58 | 2089.74 | 1687.2 | 2097.49
Geo | 0 | 0 | 0 | 0 | 0 | 0
H | 5.01 | 5.01 | 101.31 | 101.31 | 101.31 | 101.31
LFG | 2.17 | 2.17 | 2.17 | 94.6 | 94.6 | 94.6
Nuc | 493.74 | 512.79 | 521.93 | 524.97 | 524.97 | 524.97
PS | 10.45 | 10.45 | 10.45 | 10.45 | 10.45 | 10.45
PV | 0 | 0 | 0 | 0 | 0 | 0
PeakG | 94.67 | 156.85 | 195.16 | 220.23 | 223.9 | 255.64
PeakO | 21.48 | 28.65 | 22.96 | 22.96 | 22.96 | 22.96
ST | 0 | 0 | 0 | 0 | 0 | 0
STOG | 29.25 | 43.8 | 26.73 | 26.61 | 26.39 | 26.39
STWD | 0 | 0 | 0 | 0 | 0 | 0
WT | 109.19 | 109.19 | 109.19 | 109.19 | 1698.18 | 1698.18
IGCC | 0 | 0 | 0 | 0 | 0 | 0
DemandResponse | 0 | 0 | 0 | 0 | 0 | 0
IGCC-CCS | 0 | 0 | 0 | 0 | 0 | 0
WT_off | 0 | 0 | 0 | 0 | 0 | 0
PseudoUnit | 0 | 0 | 0 | 0 | 0 | 0
FixedInterchange | 0 | 0 | 0 | 0 | 0 | 0
Total Costs by Reporting Type: MISO_W
ReportingType | 2015 | 2020 | 2025 | 2030 | 2035 | 2040
BM | 0 | 0 | 0 | 0 | 0 | 0
CC | 410.84 | 593.42 | 1042.15 | 959.38 | 553.64 | 318.83
CSP | 0 | 0 | 0 | 0 | 0 | 0
CT | 0 | 0 | 0 | 0 | 0 | 0
Coal | 3274.33 | 3292.75 | 2702.84 | 1891.96 | 995.27 | 1541
Geo | 0 | 0 | 0 | 0 | 0 | 0
H | 7.08 | 7.08 | 7.08 | 7.08 | 7.08 | 7.08
LFG | 24.75 | 24.75 | 54.27 | 54.27 | 54.27 | 54.27
Nuc | 539.99 | 543.1 | 552.83 | 814.83 | 0.05 | 0.05
PS | 0 | 0 | 0 | 0 | 0 | 0
PV | 0 | 0 | 0 | 0 | 0 | 0
PeakG | 94.65 | 142.11 | 118.71 | 150.2 | 132.22 | 135.05
PeakO | 56.38 | 79.08 | 64.57 | 64.57 | 64.57 | 64.57
ST | 0 | 0 | 0 | 0 | 0 | 0
STOG | 7.9 | 9.32 | 7.76 | 7.67 | 7.67 | 7.67
STWD | 10.03 | 153.36 | 57.4 | 48.75 | 160.94 | 160.94
WT | 1122.01 | 1122.01 | 1122.01 | 1038.05 | 10378.71 | 10378.71
IGCC | 0 | 0 | 0 | 0 | 0 | 0
DemandResponse | 0 | 0 | 0 | 0 | 0 | 0
IGCC-CCS | 0 | 0 | 0 | 0 | 0 | 0
WT_off | 0 | 0 | 0 | 0 | 0 | 0
PseudoUnit | 0 | 0 | 0 | 0 | 0 | 0
FixedInterchange | 0 | 0 | 0 | 0 | 0 | 0
Total Costs by Reporting Type: MISO_WUMS
ReportingType | 2015 | 2020 | 2025 | 2030 | 2035 | 2040
BM | 0 | 0 | 0 | 0 | 0 | 0
CC | 482.32 | 2291.7 | 2737.94 | 2871.77 | 2702.64 | 2746.1
CSP | 0 | 0 | 0 | 0 | 0 | 0
CT | 0 | 691.96 | 786.48 | 1518.86 | 2190.5 | 1982.68
Coal | 1915.52 | 1631.88 | 966.71 | 825.86 | 595.1 | 705.83
Geo | 0 | 0 | 0 | 0 | 0 | 0
H | 4.79 | 5.15 | 5.15 | 5.15 | 5.15 | 5.15
LFG | 8.57 | 8.57 | 97.64 | 97.64 | 97.64 | 97.64
Nuc | 419.03 | 444.73 | 429.21 | 737.97 | 0.05 | 0.05
PS | 0 | 0 | 0 | 0 | 0 | 0
PV | 0 | 0 | 0 | 0 | 0 | 0
PeakG | 58.21 | 81.65 | 65.08 | 77.65 | 77.65 | 77.65
PeakO | 13.52 | 17.78 | 14.69 | 14.69 | 14.69 | 14.69
ST | 0 | 0 | 0 | 0 | 0 | 0
STOG | 13.34 | 15.63 | 13.39 | 13.39 | 13.39 | 13.39
STWD | 3.37 | 12.6 | 15.01 | 13.06 | 26.56 | 47.1
WT | 317.4 | 317.4 | 317.4 | 317.4 | 55.26 | 55.26
IGCC | 0 | 0 | 0 | 0 | 0 | 0
DemandResponse | 0 | 0 | 0 | 0 | 0 | 0
IGCC-CCS | 0 | 0 | 0 | 0 | 0 | 0
WT_off | 0 | 0 | 0 | 0 | 0 | 0
PseudoUnit | 0 | 0 | 0 | 0 | 0 | 0
FixedInterchange | 0 | 0 | 0 | 0 | 0 | 0
Total Costs by Reporting Type: Nebraska
ReportingType | 2015 | 2020 | 2025 | 2030 | 2035 | 2040
BM | 0 | 0 | 0 | 0 | 0 | 0
CC | 54.42 | 55.28 | 124.41 | 28.82 | 33.03 | 28.15
CSP | 0 | 0 | 0 | 0 | 0 | 0
CT | 0 | 0 | 0 | 0 | 0 | 0
Coal | 947.32 | 1250.79 | 1343.08 | 708.31 | 431.28 | 594.46
Geo | 0 | 0 | 0 | 0 | 0 | 0
H | 2.38 | 2.38 | 2.38 | 2.38 | 2.38 | 2.38
LFG | 0.72 | 0.72 | 19.37 | 29.16 | 29.16 | 29.16
Nuc | 289.1 | 306.81 | 296.14 | 364.84 | 0.11 | 0.1
PS | 0 | 0 | 0 | 0 | 0 | 0
PV | 0 | 0 | 0 | 0 | 0 | 0
PeakG | 25.14 | 53.15 | 91.8 | 32.25 | 32.35 | 31.37
PeakO | 9.57 | 12.19 | 9.77 | 9.77 | 9.77 | 9.77
ST | 0 | 0 | 0 | 0 | 0 | 0
STOG | 0 | 0 | 0 | 0 | 0 | 0
STWD | 0 | 0 | 0 | 0 | 0 | 0
WT | 69.96 | 836.82 | 2843.65 | 16799.94 | 21048.01 | 20350.74
IGCC | 0 | 0 | 0 | 0 | 0 | 0
DemandResponse | 0 | 0 | 0 | 0 | 0 | 0
IGCC-CCS | 0 | 0 | 0 | 0 | 0 | 0
WT_off | 0 | 0 | 0 | 0 | 0 | 0
PseudoUnit | 0 | 0 | 0 | 0 | 0 | 0
FixedInterchange | 0 | 0 | 0 | 0 | 0 | 0
Total Costs by Reporting Type: NEISO
ReportingType | 2015 | 2020 | 2025 | 2030 | 2035 | 2040
BM | 310.13 | 250.84 | 188.35 | 188.35 | 188.35 | 188.35
CC | 2363.46 | 2223.58 | 2208.48 | 2210.49 | 2595.71 | 2627
CSP | 0 | 0 | 0 | 0 | 0 | 0
CT | 32.42 | 32.87 | 32.89 | 31.96 | 2.86 | 2.9
Coal | 86.09 | 29.15 | 0 | 0 | 0 | 0
Geo | 0 | 0 | 0 | 0 | 0 | 0
H | 46.4 | 46.4 | 46.4 | 47.43 | 47.43 | 47.43
LFG | 84.95 | 84.95 | 113.53 | 113.53 | 98.81 | 98.81
Nuc | 1055.43 | 1120.79 | 1080.11 | 1086.32 | 784.86 | 1150.98
PS | 39.74 | 39.74 | 39.74 | 39.74 | 39.74 | 39.74
PV | 0.03 | 169.7 | 169.7 | 169.7 | 169.7 | 6.18
PeakG | 21.4 | 31.73 | 24.21 | 25.83 | 33.26 | 32.54
PeakO | 25.48 | 32.48 | 26.05 | 26.03 | 26.03 | 26.03
ST | 0 | 0 | 0 | 0 | 0 | 0
STOG | 0 | 0 | 0 | 0 | 0 | 0
STWD | 367.79 | 372.7 | 198.59 | 195.11 | 257.04 | 271.82
WT | 82.29 | 553.81 | 1153 | 1416.37 | 1489.01 | 1059.72
IGCC | 0 | 0 | 0 | 0 | 0 | 0
DemandResponse | 0 | 0 | 0 | 0 | 0 | 0
IGCC-CCS | 0 | 0 | 0 | 0 | 0 | 0
WT_off | 347.5 | 347.5 | 347.5 | 347.5 | 0 | 0
PseudoUnit | 0 | 0 | 0 | 0 | 0 | 0
FixedInterchange | 0 | 0 | 0 | 0 | 0 | 0
Total Costs by Reporting Type: NonRTO_Midwest
ReportingType | 2015 | 2020 | 2025 | 2030 | 2035 | 2040
BM | 0 | 0 | 0 | 0 | 0 | 0
CC | 38.34 | 327.95 | 1162.88 | 1241.34 | 1163.29 | 1045.54
CSP | 0 | 0 | 0 | 0 | 0 | 0
CT | 0 | 0 | 0 | 0 | 0 | 0
Coal | 2675.81 | 2729.57 | 2650.85 | 2529.5 | 669.46 | 648.96
Geo | 0 | 0 | 0 | 0 | 0 | 0
H | 2.04 | 2.04 | 258.59 | 258.59 | 258.59 | 258.59
LFG | 1.69 | 1.69 | 64.46 | 64.46 | 64.46 | 64.46
Nuc | 0.01 | 0.01 | 0.01 | 0.02 | 3049.18 | 3584.75
PS | 0 | 0 | 0 | 0 | 0 | 0
PV | 0 | 0 | 0 | 0 | 0 | 0
PeakG | 67.68 | 119.51 | 109.12 | 133.27 | 126.61 | 127.76
PeakO | 0.35 | 0.45 | 0.36 | 0.36 | 0.36 | 0.36
ST | 0 | 0 | 0 | 0 | 0 | 0
STOG | 0 | 0 | 0 | 0 | 0 | 0
STWD | 0 | 0 | 0 | 0 | 0 | 0
WT | 2.26 | 2.26 | 2.26 | 2.26 | 2.26 | 2.26
IGCC | 0 | 0 | 0 | 0 | 0 | 0
DemandResponse | 0 | 0 | 0 | 0 | 0 | 0
IGCC-CCS | 0 | 0 | 0 | 0 | 0 | 0
WT_off | 0 | 0 | 0 | 0 | 0 | 0
PseudoUnit | 0 | 0 | 0 | 0 | 0 | 0
FixedInterchange | 0 | 0 | 0 | 0 | 0 | 0
Total Costs by Reporting Type: NYISO_A-F
ReportingType | 2015 | 2020 | 2025 | 2030 | 2035 | 2040
BM | 0 | 0 | 0 | 0 | 0 | 0
CC | 440.23 | 611.28 | 876.65 | 703.23 | 1239.61 | 1401.11
CSP | 0 | 0 | 0 | 0 | 0 | 0
CT | 0 | 0 | 0 | 0 | 0 | 0
Coal | 0 | 0 | 0 | 0 | 0 | 0
Geo | 0 | 0 | 0 | 0 | 0 | 0
H | 62.6 | 62.6 | 62.6 | 62.6 | 62.6 | 62.6
LFG | 22.7 | 22.7 | 22.7 | 50.15 | 48.28 | 48.28
Nuc | 769.17 | 792.88 | 787.44 | 645.82 | 746.25 | 695.88
PS | 33.52 | 33.52 | 33.52 | 33.52 | 33.52 | 33.52
PV | 0 | 0 | 0 | 0 | 0 | 0
PeakG | 3.78 | 5.63 | 5.72 | 5.31 | 6.7 | 7.13
PeakO | 1.14 | 1.46 | 1.17 | 1.17 | 1.17 | 1.17
ST | 0 | 0 | 0 | 0 | 0 | 0
STOG | 0 | 0 | 0 | 0 | 0 | 0
STWD | 2.76 | 3.45 | 2.81 | 2.81 | 20.49 | 27.64
WT | 818.73 | 1033.38 | 1033.38 | 1033.38 | 328.19 | 133.48
IGCC | 0 | 0 | 0 | 0 | 0 | 0
DemandResponse | 0 | 0 | 0 | 0 | 0 | 0
IGCC-CCS | 0 | 0 | 0 | 0 | 0 | 0
WT_off | 0 | 0 | 0 | 0 | 0 | 0
PseudoUnit | 0 | 0 | 0 | 0 | 0 | 0
FixedInterchange | 0 | 0 | 0 | 0 | 0 | 0
Total Costs by Reporting Type: NYISO_G-I
ReportingType | 2015 | 2020 | 2025 | 2030 | 2035 | 2040
BM | 0 | 0 | 0 | 0 | 0 | 0
CC | 342.39 | 384.52 | 394.28 | 406.98 | 684.72 | 2360.43
CSP | 0 | 0 | 0 | 0 | 0 | 0
CT | 0 | 0 | 0 | 0 | 0 | 0
Coal | 0 | 0 | 0 | 0 | 0 | 0
Geo | 0 | 0 | 0 | 0 | 0 | 0
H | 0.46 | 0.46 | 0.46 | 0.46 | 0.46 | 0.46
LFG | 7.73 | 7.73 | 7.85 | 37.77 | 37.77 | 37.77
Nuc | 466.19 | 495 | 477.19 | 479.96 | 543.55 | 0.21
PS | 0 | 0 | 0 | 0 | 0 | 0
PV | 0 | 0 | 0 | 0 | 0 | 0
PeakG | 1.52 | 2.04 | 1.64 | 1.64 | 1.65 | 1.64
PeakO | 2.55 | 3.25 | 2.61 | 2.61 | 2.61 | 2.61
ST | 0 | 0 | 0 | 0 | 0 | 0
STOG | 0 | 0 | 0 | 0 | 0 | 0
STWD | 0 | 0 | 0 | 0 | 0 | 0
WT | 0 | 18.15 | 18.15 | 18.15 | 18.15 | 1.69
IGCC | 0 | 0 | 0 | 0 | 0 | 0
DemandResponse | 0 | 0 | 0 | 0 | 0 | 0
IGCC-CCS | 0 | 0 | 0 | 0 | 0 | 0
WT_off | 0 | 0 | 0 | 0 | 0 | 0
PseudoUnit | 0 | 0 | 0 | 0 | 0 | 0
FixedInterchange | 0 | 0 | 0 | 0 | 0 | 0
Total Costs by Reporting Type: NYISO_J-K
ReportingType | 2015 | 2020 | 2025 | 2030 | 2035 | 2040
BM | 0 | 0 | 0 | 0 | 0 | 0
CC | 1210.03 | 1493.17 | 1656.37 | 1632.03 | 1939.76 | 1853.85
CSP | 0 | 0 | 0 | 0 | 0 | 0
CT | 0 | 0 | 0 | 20.64 | 267.96 | 297.19
Coal | 0 | 0 | 0 | 0 | 0 | 0
Geo | 0 | 0 | 0 | 0 | 0 | 0
H | 0 | 0 | 0 | 0 | 0 | 0
LFG | 14.97 | 14.97 | 14.97 | 50.65 | 50.65 | 50.65
Nuc | 0.01 | 0.01 | 0.01 | 0.02 | 0.02 | 0.03
PS | 0 | 0 | 0 | 0 | 0 | 0
PV | 23.8 | 23.8 | 23.8 | 23.8 | 0 | 0
PeakG | 57.53 | 86.14 | 118.43 | 125.63 | 178.31 | 170.88
PeakO | 61.69 | 79.16 | 63.78 | 65.02 | 65.02 | 65.02
ST | 0 | 0 | 0 | 0 | 0 | 0
STOG | 234.91 | 307.92 | 221.6 | 225.31 | 213.7 | 209.53
STWD | 0 | 0 | 0 | 0 | 0 | 0
WT | 0 | 0 | 0 | 0 | 0 | 0
IGCC | 0 | 0 | 0 | 0 | 0 | 0
DemandResponse | 0 | 0 | 0 | 0 | 0 | 0
IGCC-CCS | 0 | 0 | 0 | 0 | 0 | 0
WT_off | 0 | 0 | 0 | 0 | 0 | 0
PseudoUnit | 0 | 0 | 0 | 0 | 0 | 0
FixedInterchange | 0 | 0 | 0 | 0 | 0 | 0
Total Costs by Reporting Type: PJM_E
ReportingType | 2015 | 2020 | 2025 | 2030 | 2035 | 2040
BM | 18.57 | 26.61 | 37.62 | 37.62 | 37.62 | 37.62
CC | 1853.27 | 2655.4 | 4279.66 | 4318.67 | 4425.49 | 4062.91
CSP | 0 | 0 | 0 | 0 | 0 | 0
CT | 2.46 | 2.51 | 2.64 | 0.86 | 224.32 | 877.97
Coal | 93.86 | 129.68 | 12.46 | 10.98 | 10.52 | 10.94
Geo | 0 | 0 | 0 | 0 | 0 | 0
H | 3.85 | 3.85 | 3.85 | 3.85 | 3.85 | 3.85
LFG | 59.84 | 114.65 | 117.64 | 114.69 | 114.69 | 75.2
Nuc | 1960.16 | 1864.06 | 1862.64 | 1873.72 | 1345.93 | 2395.82
PS | 9.5 | 9.5 | 9.5 | 9.5 | 9.5 | 9.5
PV | 15.87 | 15.87 | 15.87 | 15.87 | 0.75 | 0.75
PeakG | 76.61 | 111.4 | 149.08 | 198.28 | 207.24 | 214.76
PeakO | 75.92 | 100.78 | 82.41 | 82.41 | 82.41 | 82.41
ST | 0 | 0 | 0 | 0 | 0 | 0
STOG | 130.7 | 194.18 | 120.09 | 120.04 | 117.08 | 118.59
STWD | 0 | 0 | 0 | 0 | 0 | 0
WT | 377.36 | 377.36 | 377.36 | 377.36 | 32.65 | 32.65
IGCC | 0 | 0 | 0 | 0 | 0 | 0
DemandResponse | 0 | 0 | 0 | 0 | 0 | 0
IGCC-CCS | 0 | 0 | 0 | 0 | 0 | 0
WT_off | 0 | 0 | 682.87 | 682.87 | 682.87 | 682.87
PseudoUnit | 0 | 0 | 0 | 0 | 0 | 0
FixedInterchange | 0 | 0 | 0 | 0 | 0 | 0
Total Costs by Reporting Type: PJM_ROM
ReportingType | 2015 | 2020 | 2025 | 2030 | 2035 | 2040
BM | 10.13 | 15.09 | 21.69 | 21.69 | 21.69 | 21.69
CC | 1083.82 | 1392.03 | 2022.93 | 3019.94 | 9788.95 | 13147.3
CSP | 0 | 0 | 0 | 0 | 0 | 0
CT | 1.52 | 1.54 | 1.91 | 2.22 | 0.85 | 0.9
Coal | 2253.53 | 1997.03 | 319.97 | 231.49 | 180.57 | 195.61
Geo | 0 | 0 | 0 | 0 | 0 | 0
H | 19.83 | 19.83 | 253 | 253 | 253 | 253
LFG | 48.61 | 156.17 | 156.17 | 153.97 | 150.67 | 75.37
Nuc | 1163.94 | 1194.41 | 1192.35 | 1199.5 | 963.59 | 1283.24
PS | 35.92 | 35.92 | 35.92 | 35.92 | 35.92 | 35.92
PV | 0.06 | 699.41 | 1105.59 | 1215.62 | 1259.16 | 635.45
PeakG | 30.83 | 47.83 | 51.94 | 53.71 | 83.17 | 53.27
PeakO | 45.95 | 58.57 | 46.94 | 46.94 | 46.94 | 46.94
ST | 0 | 0 | 0 | 0 | 0 | 0
STOG | 192.18 | 264.87 | 163.81 | 164.04 | 157.31 | 164.92
STWD | 28.28 | 39.07 | 38.55 | 38.55 | 38.55 | 38.55
WT | 177.31 | 177.31 | 1078.83 | 2075.57 | 1970.13 | 1970.13
IGCC | 0 | 0 | 0 | 0 | 0 | 0
DemandResponse | 0 | 0 | 0 | 0 | 0 | 0
IGCC-CCS | 0 | 0 | 0 | 0 | 0 | 0
WT_off | 0 | 0 | 0 | 0 | 0 | 0
PseudoUnit | 0 | 0 | 0 | 0 | 0 | 0
FixedInterchange | 0 | 0 | 0 | 0 | 0 | 0
Total Costs by Reporting Type: PJM_ROR
ReportingType | 2015 | 2020 | 2025 | 2030 | 2035 | 2040
BM | 204.46 | 206.38 | 299.32 | 422.52 | 422.52 | 229.59
CC | 2905.76 | 6472.57 | 14396.56 | 16693.77 | 16605.87 | 16306.15
CSP | 0 | 0 | 0 | 0 | 0 | 0
CT | 2.92 | 3.31 | 3.91 | 19.19 | 17.28 | 21.85
Coal | 14799.27 | 11267.38 | 8004.33 | 6159.67 | 3823.83 | 5108.24
Geo | 0 | 0 | 0 | 0 | 0 | 0
H | 26.17 | 207.89 | 207.89 | 207.89 | 207.89 | 207.89
LFG | 81.66 | 81.66 | 285.36 | 277.43 | 268.88 | 268.88
Nuc | 4607.58 | 4731.16 | 4718.65 | 4541.22 | 3528.56 | 6073.77
PS | 73.14 | 73.14 | 73.14 | 73.14 | 73.14 | 73.14
PV | 0.35 | 0.35 | 0.35 | 0.35 | 0.35 | 0.35
PeakG | 399.11 | 584.88 | 685.7 | 838.85 | 804.69 | 874.76
PeakO | 48.69 | 65.15 | 52.22 | 52.22 | 52.22 | 52.22
ST | 0 | 0 | 0 | 0 | 0 | 0
STOG | 132.06 | 205.08 | 98.33 | 98.38 | 94.59 | 94.59
STWD | 12.43 | 86.51 | 113.43 | 113.43 | 113.43 | 113.43
WT | 2657.01 | 2657.01 | 2711.65 | 2233.47 | 1357.4 | 2081.68
IGCC | 0 | 0 | 0 | 0 | 0 | 0
DemandResponse | 0 | 0 | 0 | 0 | 0 | 0
IGCC-CCS | 0 | 0 | 0 | 0 | 0 | 0
WT_off | 0 | 0 | 0 | 0 | 0 | 0
PseudoUnit | 0 | 0 | 0 | 0 | 0 | 0
FixedInterchange | 0 | 0 | 0 | 0 | 0 | 0
Total Costs by Reporting Type: SOCO
ReportingType | 2015 | 2020 | 2025 | 2030 | 2035 | 2040
BM | 26.53 | 26.53 | 29.06 | 32.25 | 35.23 | 37.26
CC | 5957.72 | 6833.43 | 9080.72 | 9556.78 | 8892.22 | 4961.08
CSP | 0 | 0 | 0 | 0 | 0 | 0
CT | 0 | 0 | 0 | 0 | 0 | 0
Coal | 4528.72 | 4756.74 | 3479.36 | 3128.37 | 636.68 | 514.46
Geo | 0 | 0 | 0 | 0 | 0 | 0
H | 59.74 | 59.74 | 59.74 | 59.74 | 59.74 | 59.74
LFG | 4.47 | 4.47 | 46.08 | 46.08 | 46.08 | 46.08
Nuc | 1355.07 | 2993.98 | 3028.43 | 3210.58 | 9951.7 | 20339.7
PS | 39.76 | 39.76 | 39.76 | 39.76 | 39.76 | 39.76
PV | 0 | 0 | 0 | 0 | 0 | 0
PeakG | 251.93 | 428.14 | 555.76 | 622.24 | 543.71 | 496.9
PeakO | 32.01 | 41.31 | 33.6 | 34.14 | 34.14 | 10.85
ST | 0 | 0 | 0 | 0 | 0 | 0
STOG | 0 | 0 | 0 | 0 | 0 | 0
STWD | 21.41 | 26.79 | 86.72 | 119.56 | 225.05 | 318.59
WT | 0 | 0 | 0 | 0 | 0 | 0
IGCC | 0 | 0 | 0 | 0 | 0 | 0
DemandResponse | 0 | 0 | 0 | 0 | 0 | 0
IGCC-CCS | 0 | 0 | 0 | 0 | 0 | 0
WT_off | 0 | 0 | 0 | 0 | 0 | 0
PseudoUnit | 0 | 0 | 0 | 0 | 0 | 0
FixedInterchange | 0 | 0 | 0 | 0 | 0 | 0
Total Costs by Reporting Type: SPP_N
ReportingType | 2015 | 2020 | 2025 | 2030 | 2035 | 2040
BM | 0 | 0 | 0 | 0 | 0 | 0
CC | 325.18 | 377.64 | 507.1 | 184.98 | 144.95 | 106.38
CSP | 0 | 0 | 0 | 0 | 0 | 0
CT | 0 | 0 | 0 | 0 | 0 | 0
Coal | 2215.24 | 2227.06 | 1987.59 | 806.67 | 532.37 | 854.73
Geo | 0 | 0 | 0 | 0 | 0 | 0
H | 0.3 | 0.3 | 0.3 | 0.3 | 0.3 | 0.3
LFG | 0.85 | 0.85 | 37.9 | 37.9 | 37.9 | 37.9
Nuc | 256.73 | 266.63 | 271.39 | 272.98 | 272.98 | 270.83
PS | 0 | 0 | 0 | 0 | 0 | 0
PV | 0 | 0 | 0 | 0 | 0 | 0
PeakG | 74.97 | 126.42 | 220.86 | 115.61 | 106.81 | 105.7
PeakO | 34.89 | 44.84 | 35.94 | 35.94 | 35.94 | 35.94
ST | 0 | 0 | 0 | 0 | 0 | 0
STOG | 86.63 | 119.96 | 71.28 | 70.49 | 70.49 | 70.49
STWD | 0 | 0 | 0 | 0 | 0 | 0
WT | 42.04 | 42.04 | 42.04 | 42.04 | 7291.42 | 7291.42
IGCC | 0 | 0 | 0 | 0 | 0 | 0
DemandResponse | 0 | 0 | 0 | 0 | 0 | 0
IGCC-CCS | 0 | 0 | 0 | 0 | 0 | 0
WT_off | 0 | 0 | 0 | 0 | 0 | 0
PseudoUnit | 0 | 0 | 0 | 0 | 0 | 0
FixedInterchange | 0 | 0 | 0 | 0 | 0 | 0
Total Costs by Reporting Type: SPP_S
ReportingType | 2015 | 2020 | 2025 | 2030 | 2035 | 2040
BM | 0 | 0 | 0 | 0 | 0 | 0
CC | 2178.02 | 3110.36 | 3805.33 | 1687.71 | 1172.51 | 1002.47
CSP | 0 | 0 | 0 | 0 | 0 | 0
CT | 36.22 | 376.86 | 534.34 | 402.27 | 343.12 | 203.36
Coal | 3452.53 | 3946.5 | 2858.61 | 603.32 | 530.61 | 579.36
Geo | 0 | 0 | 0 | 0 | 0 | 0
H | 30.03 | 30.03 | 30.03 | 30.03 | 30.03 | 30.03
LFG | 2.29 | 2.29 | 39.34 | 39.34 | 39.34 | 39.34
Nuc | 0.01 | 0.01 | 0.01 | 0.01 | 0.02 | 0.02
PS | 10.59 | 10.59 | 10.59 | 10.59 | 10.59 | 10.59
PV | 0 | 0 | 0 | 0 | 0 | 0
PeakG | 60.2 | 87.93 | 203.2 | 96.19 | 83.32 | 82.77
PeakO | 3.36 | 4.54 | 3.63 | 3.63 | 3.64 | 3.66
ST | 0 | 0 | 0 | 0 | 0 | 0
STOG | 625.53 | 881.3 | 480.08 | 448.97 | 448.97 | 448.97
STWD | 2.69 | 3.37 | 5.73 | 7.54 | 7.54 | 7.54
WT | 214.58 | 260.39 | 260.39 | 12957.46 | 15410 | 16208.26
IGCC | 0 | 0 | 0 | 0 | 0 | 0
DemandResponse | 0 | 0 | 0 | 0 | 0 | 0
IGCC-CCS | 0 | 0 | 0 | 0 | 0 | 0
WT_off | 0 | 0 | 0 | 0 | 0 | 0
PseudoUnit | 0 | 0 | 0 | 0 | 0 | 0
FixedInterchange | 0 | 0 | 0 | 0 | 0 | 0
Total Costs by Reporting Type: TVA
ReportingType | 2015 | 2020 | 2025 | 2030 | 2035 | 2040
BM | 0 | 0 | 0 | 0 | 0 | 0
CC | 1004.01 | 2770.22 | 3559.4 | 3686.14 | 3627.02 | 2445.88
CSP | 0 | 0 | 0 | 0 | 0 | 0
CT | 0 | 474.72 | 524.47 | 511.46 | 529.15 | 25.99
Coal | 3662.27 | 2086.72 | 1612.41 | 1293.8 | 39.99 | 43.27
Geo | 0 | 0 | 0 | 0 | 0 | 0
H | 72.8 | 72.8 | 72.8 | 82.09 | 82.09 | 82.09
LFG | 1.57 | 1.57 | 42.88 | 42.88 | 42.88 | 42.88
Nuc | 2533.71 | 2590.04 | 2579.4 | 4776.66 | 8128.86 | 11878.54
PS | 41.38 | 41.38 | 41.38 | 41.38 | 41.38 | 41.38
PV | 0 | 0 | 0 | 0 | 0 | 0
PeakG | 99.24 | 155.15 | 148.68 | 149.61 | 149.16 | 146.52
PeakO | 1.87 | 2.54 | 1.92 | 2.49 | 2.49 | 2.49
ST | 0 | 0 | 0 | 0 | 0 | 0
STOG | 0 | 0 | 0 | 0 | 0 | 0
STWD | 0.16 | 0.2 | 0.47 | 0.47 | 3 | 3
WT | 0.99 | 0.99 | 0.99 | 0.99 | 0.99 | 0.99
IGCC | 0 | 0 | 0 | 0 | 0 | 0
DemandResponse | 0 | 0 | 0 | 0 | 0 | 0
IGCC-CCS | 0 | 0 | 0 | 0 | 0 | 0
WT_off | 0 | 0 | 0 | 0 | 0 | 0
PseudoUnit | 0 | 0 | 0 | 0 | 0 | 0
FixedInterchange | 0 | 0 | 0 | 0 | 0 | 0
Total Costs by Reporting Type: TVA_Transmission
ReportingType | 2015 | 2020 | 2025 | 2030 | 2035 | 2040
BM | 0 | 0 | 0 | 0 | 0 | 0
CC | 0 | 0 | 0 | 0 | 0 | 0
CSP | 0 | 0 | 0 | 0 | 0 | 0
CT | 0 | 0 | 0 | 0 | 0 | 0
Coal | 0 | 0 | 0 | 0 | 0 | 0
Geo | 0 | 0 | 0 | 0 | 0 | 0
H | 0 | 0 | 0 | 0 | 0 | 0
LFG | 0 | 0 | 0 | 0 | 0 | 0
Nuc | 0 | 0 | 0 | 0 | 0 | 0
PS | 0 | 0 | 0 | 0 | 0 | 0
PV | 0 | 0 | 0 | 0 | 0 | 0
PeakG | 0 | 0 | 0 | 0 | 0 | 0
PeakO | 0 | 0 | 0 | 0 | 0 | 0
ST | 0 | 0 | 0 | 0 | 0 | 0
STOG | 0 | 0 | 0 | 0 | 0 | 0
STWD | 0 | 0 | 0 | 0 | 0 | 0
WT | 0 | 0 | 0 | 0 | 0 | 0
IGCC | 0 | 0 | 0 | 0 | 0 | 0
DemandResponse | 0 | 0 | 0 | 0 | 0 | 0
IGCC-CCS | 0 | 0 | 0 | 0 | 0 | 0
WT_off | 0 | 0 | 0 | 0 | 0 | 0
PseudoUnit | 0 | 0 | 0 | 0 | 0 | 0
FixedInterchange | 0 | 0 | 0 | 0 | 0 | 0
Total Costs by Reporting Type: VACAR
ReportingType | 2015 | 2020 | 2025 | 2030 | 2035 | 2040
BM | 1.05 | 258.09 | 931.65 | 996.82 | 1195.82 | 1359.53
CC | 1333.5 | 2823.21 | 5632.82 | 5466.86 | 3921.73 | 3178.21
CSP | 0 | 0 | 0 | 0 | 0 | 0
CT | 367.11 | 373.44 | 397.25 | 394.69 | 69.24 | 69.12
Coal | 5756.54 | 5239.45 | 3406.94 | 2184.5 | 553.9 | 605.17
Geo | 0 | 0 | 0 | 0 | 0 | 0
H | 30.23 | 30.23 | 30.23 | 30.23 | 30.23 | 30.23
LFG | 7.74 | 49.14 | 49.14 | 49.14 | 49.05 | 20.68
Nuc | 2606.17 | 4424.34 | 4396.29 | 7133.17 | 17611.68 | 22709.63
PS | 62.1 | 62.1 | 62.1 | 62.1 | 62.1 | 62.1
PV | 0.24 | 62.77 | 65.49 | 67.07 | 71.87 | 15.6
PeakG | 146.83 | 219.01 | 174.5 | 218.96 | 224.02 | 223.64
PeakO | 36.13 | 46.34 | 37.33 | 38.01 | 38.01 | 38.01
ST | 0 | 0 | 0 | 0 | 0 | 0
STOG | 4.04 | 4.78 | 4.1 | 4.1 | 4.1 | 4.1
STWD | 173.41 | 175.67 | 173.58 | 173.58 | 173.58 | 173.58
WT | 0.27 | 1004.15 | 1004.15 | 1004.15 | 1003.91 | 98.34
IGCC | 0 | 0 | 0 | 0 | 0 | 0
DemandResponse | 0 | 0 | 0 | 0 | 0 | 0
IGCC-CCS | 0 | 0 | 0 | 0 | 0 | 0
WT_off | 0.66 | 0.66 | 0.66 | 0.66 | 0.05 | 0.05
PseudoUnit | 0 | 0 | 0 | 0 | 0 | 0
FixedInterchange | 0 | 0 | 0 | 0 | 0 | 0
Total Costs by Reporting Type: IESO
ReportingType | 2015 | 2020 | 2025 | 2030 | 2035 | 2040
BM | 177.6 | 177.6 | 177.6 | 177.6 | 177.6 | 177.6
CC | 334.37 | 331.05 | 305.96 | 299.52 | 308.05 | 221.91
CSP | 0 | 0 | 0 | 0 | 0 | 0
CT | 44.26 | 44.26 | 44.26 | 44.26 | 2.46 | 296.6
Coal | 0 | 0 | 0 | 0 | 0 | 0
Geo | 0 | 0 | 0 | 0 | 0 | 0
H | 123.83 | 123.83 | 123.83 | 123.83 | 123.83 | 123.83
LFG | 19.32 | 19.32 | 19.32 | 19.32 | 14.2 | 14.43
Nuc | 2990.3 | 3007.72 | 3062.19 | 3080.28 | 2836.57 | 3030.7
PS | 2.92 | 2.92 | 2.92 | 2.92 | 2.92 | 2.92
PV | 558.01 | 558.01 | 558.01 | 558.01 | 0.44 | 0.44
PeakG | 11.67 | 13.67 | 13.67 | 13.67 | 13.67 | 13.67
PeakO | 0 | 0 | 0 | 0 | 0 | 0
ST | 0 | 0 | 0 | 0 | 0 | 0
STOG | 0 | 0 | 0 | 0 | 0 | 0
STWD | 0 | 0 | 0 | 0 | 0 | 0
WT | 763.41 | 763.41 | 763.41 | 763.41 | 43.84 | 43.84
IGCC | 0 | 0 | 0 | 0 | 0 | 0
DemandResponse | 0 | 0 | 0 | 0 | 0 | 0
IGCC-CCS | 0 | 0 | 0 | 0 | 0 | 0
WT_off | 0 | 0 | 0 | 0 | 0 | 0
PseudoUnit | 0 | 0 | 0 | 0 | 0 | 0
FixedInterchange | 0 | 0 | 0 | 0 | 0 | 0
Total Costs by Reporting Type: MAPP_CA
ReportingType | 2015 | 2020 | 2025 | 2030 | 2035 | 2040
BM | 0 | 0 | 0 | 0 | 0 | 0
CC | 168.62 | 170.67 | 178.21 | 0 | 0 | 0
CSP | 0 | 0 | 0 | 0 | 0 | 0
CT | 3.17 | 3.17 | 3.17 | 3.17 | 0 | 0
Coal | 141.39 | 240.47 | 0 | 0 | 0 | 0
Geo | 0 | 0 | 0 | 0 | 0 | 0
H | 92.24 | 211.42 | 851.16 | 1697.23 | 1697.23 | 1697.23
LFG | 0 | 0 | 0 | 0 | 0 | 0
Nuc | 0.01 | 0.01 | 0.01 | 0.01 | 0.01 | 0.02
PS | 0 | 0 | 0 | 0 | 0 | 0
PV | 0 | 0 | 0 | 0 | 0 | 0
PeakG | 9.88 | 9.88 | 9.88 | 9.88 | 13.09 | 13.09
PeakO | 0.09 | 0.09 | 0.09 | 0 | 0 | 0
ST | 0 | 0 | 0 | 0 | 0 | 0
STOG | 5.54 | 5.54 | 5.54 | 0 | 0 | 0
STWD | 0 | 0 | 0 | 0 | 0 | 0
WT | 105.14 | 105.14 | 105.14 | 105.14 | 17.92 | 17.92
IGCC | 0 | 0 | 0 | 0 | 0 | 0
DemandResponse | 0 | 0 | 0 | 0 | 0 | 0
IGCC-CCS | 0 | 0 | 0 | 0 | 0 | 0
WT_off | 0 | 0 | 0 | 0 | 0 | 0
PseudoUnit | 0 | 0 | 0 | 0 | 0 | 0
FixedInterchange | 0 | 0 | 0 | 0 | 0 | 0
Total Costs by Reporting Type: AZ_NM_SNV_Coal
ReportingType | 2015 | 2020 | 2025 | 2030 | 2035 | 2040
BM | 0 | 0 | 0 | 0 | 0 | 0
CC | 0 | 0 | 0 | 0 | 0 | 0
CSP | 0 | 0 | 0 | 0 | 0 | 0
CT | 0 | 0 | 0 | 0 | 0 | 0
Coal | 2834.83 | 2944.41 | 2909.38 | 1973.94 | 1209.09 | 1447.71
Geo | 0 | 0 | 0 | 0 | 0 | 0
H | 0 | 0 | 0 | 0 | 0 | 0
LFG | 0 | 0 | 0 | 0 | 0 | 0
Nuc | 0 | 0 | 0 | 0 | 0 | 0
PS | 0 | 0 | 0 | 0 | 0 | 0
PV | 0 | 0 | 0 | 0 | 0 | 0
PeakG | 0 | 0 | 0 | 0 | 0 | 0
PeakO | 0 | 0 | 0 | 0 | 0 | 0
ST | 0 | 0 | 0 | 0 | 0 | 0
STOG | 0 | 0 | 0 | 0 | 0 | 0
STWD | 0 | 0 | 0 | 0 | 0 | 0
WT | 0 | 0 | 0 | 0 | 0 | 0
IGCC | 0 | 0 | 0 | 0 | 0 | 0
DemandResponse | 0 | 0 | 0 | 0 | 0 | 0
IGCC-CCS | 0 | 0 | 0 | 0 | 0 | 0
WT_off | 0 | 0 | 0 | 0 | 0 | 0
PseudoUnit | 0 | 0 | 0 | 0 | 0 | 0
FixedInterchange | 0 | 0 | 0 | 0 | 0 | 0
Total Costs by Reporting Type: AZ_NM_SNV_Gas
ReportingType | 2015 | 2020 | 2025 | 2030 | 2035 | 2040
BM | 0 | 0 | 0 | 0 | 0 | 0
CC | 4387.01 | 5544.51 | 5694.02 | 6150.75 | 6479.44 | 6032.32
CSP | 0 | 0 | 0 | 0 | 0 | 0
CT | 68.63 | 68.63 | 80.19 | 89.81 | 0 | 0
Coal | 0 | 0 | 0 | 0 | 0 | 0
Geo | 0 | 0 | 0 | 0 | 0 | 0
H | 0 | 0 | 0 | 0 | 0 | 0
LFG | 0 | 0 | 0 | 0 | 0 | 0
Nuc | 0 | 0 | 0 | 0 | 0 | 0
PS | 0 | 0 | 0 | 0 | 0 | 0
PV | 0 | 0 | 0 | 0 | 0 | 0
PeakG | 49.64 | 73.7 | 86.63 | 128.03 | 0 | 0
PeakO | 0 | 0 | 0 | 0 | 0 | 0
ST | 0 | 0 | 0 | 0 | 0 | 0
STOG | 0 | 0 | 0 | 0 | 0 | 0
STWD | 0 | 0 | 0 | 0 | 0 | 0
WT | 0 | 0 | 0 | 0 | 0 | 0
IGCC | 0 | 0 | 0 | 0 | 0 | 0
DemandResponse | 0 | 0 | 0 | 0 | 0 | 0
IGCC-CCS | 0 | 0 | 0 | 0 | 0 | 0
WT_off | 0 | 0 | 0 | 0 | 0 | 0
PseudoUnit | 0 | 0 | 0 | 0 | 0 | 0
FixedInterchange | 0 | 0 | 0 | 0 | 0 | 0
Total Costs by Reporting Type: AZ_NM_SNV_NucRenew
ReportingType | 2015 | 2020 | 2025 | 2030 | 2035 | 2040
BM | 0 | 0 | 0 | 0 | 0 | 0
CC | 0 | 0 | 0 | 0 | 0 | 0
CSP | 0 | 0 | 0 | 0 | 0 | 0
CT | 0 | 0 | 0 | 0 | 0 | 0
Coal | 0 | 0 | 0 | 0 | 0 | 0
Geo | 0 | 0 | 861.56 | 861.56 | 861.56 | 861.56
H | 44.6 | 44.6 | 44.6 | 44.6 | 44.6 | 44.6
LFG | 0.85 | 24.97 | 24.97 | 24.97 | 24.97 | 8.23
Nuc | 810.72 | 895.93 | 912.19 | 5732.49 | 10427.66 | 14136.15
PS | 5.13 | 5.13 | 5.13 | 5.13 | 5.13 | 5.13
PV | 50.17 | 50.17 | 50.17 | 50.17 | 2.38 | 2.38
PeakG | 0 | 0 | 0 | 0 | 0 | 0
PeakO | 0 | 0 | 0 | 0 | 0 | 0
ST | 156.95 | 379.54 | 509.72 | 480.3 | 429.35 | 234.89
STOG | 0 | 0 | 0 | 0 | 0 | 0
STWD | 12.81 | 13.02 | 12.82 | 12.82 | 12.82 | 12.82
WT | 35.54 | 1155.25 | 1862.12 | 2438.91 | 2420.96 | 1408.37
IGCC | 0 | 0 | 0 | 0 | 0 | 0
DemandResponse | 0 | 0 | 0 | 0 | 0 | 0
IGCC-CCS | 0 | 0 | 0 | 0 | 0 | 0
WT_off | 0 | 0 | 0 | 0 | 0 | 0
PseudoUnit | 0 | 0 | 0 | 0 | 0 | 0
FixedInterchange | 0 | 0 | 0 | 0 | 0 | 0
Total Costs by Reporting Type: ERCOT
ReportingType | 2015 | 2020 | 2025 | 2030 | 2035 | 2040
BM | 69.26 | 69.26 | 86.19 | 92.35 | 141.78 | 80.67
CC | 7099.04 | 9859.28 | 11962.15 | 10485.96 | 9083.76 | 8379.72
CSP | 0 | 0 | 0 | 0 | 0 | 0
CT | 22.65 | 23.18 | 45.89 | 35.03 | 15.4 | 16.98
Coal | 4900.76 | 3954.29 | 2526.84 | 2129.89 | 1067.96 | 1386.72
Geo | 0 | 0 | 0 | 0 | 0 | 0
H | 8.05 | 8.05 | 8.05 | 8.05 | 8.05 | 8.05
LFG | 9.06 | 9.06 | 145.21 | 145.21 | 145.21 | 145.21
Nuc | 1007.36 | 1174.9 | 2463.47 | 3584.93 | 9928.37 | 11939.04
PS | 0 | 0 | 0 | 0 | 0 | 0
PV | 6.95 | 6.95 | 6.95 | 6.95 | 0.01 | 0.01
PeakG | 80.63 | 120.32 | 489.61 | 336.85 | 324.62 | 318.95
PeakO | 1.29 | 1.86 | 1.53 | 1.53 | 1.53 | 1.53
ST | 0 | 0 | 0 | 0 | 0 | 0
STOG | 1171.36 | 1510.23 | 1155.44 | 974.47 | 940.28 | 967.45
STWD | 0 | 0 | 0 | 0 | 0 | 0
WT | 409.91 | 409.91 | 1352.89 | 6952.96 | 7089.11 | 7502.1
IGCC | 0 | 0 | 0 | 0 | 0 | 0
DemandResponse | 0 | 0 | 0 | 0 | 0 | 0
IGCC-CCS | 0 | 0 | 0 | 0 | 0 | 0
WT_off | 0 | 0 | 0 | 0 | 0 | 0
PseudoUnit | 0 | 0 | 0 | 0 | 0 | 0
FixedInterchange | 0 | 0 | 0 | 0 | 0 | 0
Total Costs by Reporting Type: NP15
ReportingType | 2015 | 2020 | 2025 | 2030 | 2035 | 2040
BM | 0 | 0 | 0 | 0 | 0 | 0
CC | 1915.05 | 2165.96 | 2624.79 | 2776.86 | 723.89 | 514.51
CSP | 0 | 0 | 0 | 0 | 0 | 0
CT | 19.28 | 144.93 | 409.91 | 722.95 | 787.62 | 1040.77
Coal | 10.37 | 13.63 | 15.12 | 0 | 0 | 0
Geo | 100.91 | 425.67 | 488.98 | 488.98 | 488.98 | 246.41
H | 125.7 | 125.7 | 125.7 | 125.7 | 125.7 | 125.7
LFG | 10.26 | 251.59 | 251.59 | 251.59 | 251.59 | 79.02
Nuc | 495.59 | 560.5 | 540.7 | 543.89 | 543.89 | 543.89
PS | 53.58 | 53.58 | 53.58 | 53.58 | 53.58 | 53.58
PV | 4.71 | 4.71 | 4.71 | 4.71 | 0.78 | 0.78
PeakG | 56.04 | 82.34 | 58.1 | 81.64 | 87.1 | 94.03
PeakO | 10.26 | 13.08 | 10.48 | 10.49 | 10.49 | 10.49
ST | 19.12 | 19.12 | 19.12 | 19.12 | 1.86 | 1.86
STOG | 175.72 | 207.99 | 188.16 | 169.95 | 169.95 | 169.95
STWD | 265.97 | 269.53 | 266.24 | 266.24 | 266.24 | 266.24
WT | 71.84 | 71.84 | 71.84 | 1860.32 | 3933.46 | 4111.59
IGCC | 0 | 0 | 0 | 0 | 0 | 0
DemandResponse | 0 | 0 | 0 | 0 | 0 | 0
IGCC-CCS | 0 | 0 | 0 | 0 | 0 | 0
WT_off | 0 | 0 | 0 | 0 | 0 | 0
PseudoUnit | 0 | 0 | 0 | 0 | 0 | 0
FixedInterchange | 0 | 0 | 0 | 0 | 0 | 0
Total Costs by Reporting Type: NWPP_Coal
ReportingType | 2015 | 2020 | 2025 | 2030 | 2035 | 2040
BM | 0 | 0 | 0 | 0 | 0 | 0
CC | 0 | 0 | 0 | 0 | 0 | 0
CSP | 0 | 0 | 0 | 0 | 0 | 0
CT | 0 | 0 | 0 | 0 | 0 | 0
Coal | 3170.07 | 3435.73 | 3530.72 | 3009.52 | 2044.29 | 2356.9
Geo | 0 | 0 | 0 | 0 | 0 | 0
H | 0 | 0 | 0 | 0 | 0 | 0
LFG | 0 | 0 | 0 | 0 | 0 | 0
Nuc | 0 | 0 | 0 | 0 | 0 | 0
PS | 0 | 0 | 0 | 0 | 0 | 0
PV | 0 | 0 | 0 | 0 | 0 | 0
PeakG | 0 | 0 | 0 | 0 | 0 | 0
PeakO | 0 | 0 | 0 | 0 | 0 | 0
ST | 0 | 0 | 0 | 0 | 0 | 0
STOG | 0 | 0 | 0 | 0 | 0 | 0
STWD | 0 | 0 | 0 | 0 | 0 | 0
WT | 0 | 0 | 0 | 0 | 0 | 0
IGCC | 0 | 0 | 0 | 0 | 0 | 0
DemandResponse | 0 | 0 | 0 | 0 | 0 | 0
IGCC-CCS | 0 | 0 | 0 | 0 | 0 | 0
WT_off | 0 | 0 | 0 | 0 | 0 | 0
PseudoUnit | 0 | 0 | 0 | 0 | 0 | 0
FixedInterchange | 0 | 0 | 0 | 0 | 0 | 0
Total Costs by Reporting Type: NWPP_Gas
ReportingType | 2015 | 2020 | 2025 | 2030 | 2035 | 2040
BM | 0 | 0 | 0 | 0 | 0 | 0
CC | 2087.03 | 2353.8 | 2458.66 | 2629.76 | 2991.77 | 2885.68
CSP | 0 | 0 | 0 | 0 | 0 | 0
CT | 14.02 | 14.02 | 14.02 | 14.39 | 0 | 0
Coal | 0 | 0 | 0 | 0 | 0 | 0
Geo | 0 | 0 | 0 | 0 | 0 | 0
H | 0 | 0 | 0 | 0 | 0 | 0
LFG | 0 | 0 | 0 | 0 | 0 | 0
Nuc | 0 | 0 | 0 | 0 | 0 | 0
PS | 0 | 0 | 0 | 0 | 0 | 0
PV | 0 | 0 | 0 | 0 | 0 | 0
PeakG | 0 | 0 | 0 | 0 | 0 | 0
PeakO | 0 | 0 | 0 | 0 | 0 | 0
ST | 0 | 0 | 0 | 0 | 0 | 0
STOG | 0 | 0 | 0 | 0 | 0 | 0
STWD | 0 | 0 | 0 | 0 | 0 | 0
WT | 0 | 0 | 0 | 0 | 0 | 0
IGCC | 0 | 0 | 0 | 0 | 0 | 0
DemandResponse | 0 | 0 | 0 | 0 | 0 | 0
IGCC-CCS | 0 | 0 | 0 | 0 | 0 | 0
WT_off | 0 | 0 | 0 | 0 | 0 | 0
PseudoUnit | 0 | 0 | 0 | 0 | 0 | 0
FixedInterchange | 0 | 0 | 0 | 0 | 0 | 0
Total Costs by Reporting Type: NWPP_NucRenew
ReportingType | 2015 | 2020 | 2025 | 2030 | 2035 | 2040
BM | 17.16 | 17.16 | 17.25 | 39 | 39 | 39
CC | 0 | 0 | 0 | 0 | 0 | 0
CSP | 0 | 0 | 0 | 0 | 0 | 0
CT | 0 | 0 | 0 | 0 | 0 | 0
Coal | 0 | 0 | 0 | 0 | 0 | 0
Geo | 82.65 | 82.65 | 340.71 | 340.71 | 300.8 | 300.8
H | 480.54 | 480.54 | 480.54 | 480.54 | 480.54 | 480.54
LFG | 22.67 | 119.62 | 119.62 | 119.62 | 112.48 | 45.29
Nuc | 256.71 | 258.17 | 262.7 | 2527.59 | 9292.56 | 11264.99
PS | 6.12 | 6.12 | 6.12 | 6.12 | 6.12 | 6.12
PV | 0.04 | 0.04 | 0.04 | 0.04 | 0.04 | 0.04
PeakG | 0 | 0 | 0 | 0 | 0 | 0
PeakO | 0 | 0 | 0 | 0 | 0 | 0
ST | 0 | 0 | 0 | 0 | 0 | 0
STOG | 0 | 0 | 0 | 0 | 0 | 0
STWD | 17.98 | 28.98 | 189.04 | 329.12 | 329.12 | 329.12
WT | 515.43 | 515.43 | 515.43 | 515.43 | 229.12 | 229.12
IGCC | 0 | 0 | 0 | 0 | 0 | 0
DemandResponse | 0 | 0 | 0 | 0 | 0 | 0
IGCC-CCS | 0 | 0 | 0 | 0 | 0 | 0
WT_off | 0 | 0 | 0 | 0 | 0 | 0
PseudoUnit | 0 | 0 | 0 | 0 | 0 | 0
FixedInterchange | 0 | 0 | 0 | 0 | 0 | 0
Total Costs by Reporting Type: RMPA
ReportingType | 2015 | 2020 | 2025 | 2030 | 2035 | 2040
BM | 0 | 0 | 0 | 0 | 0 | 0
CC | 303.59 | 462.38 | 212.69 | 835.08 | 949.39 | 239.6
CSP | 0 | 0 | 0 | 0 | 0 | 0
CT | 16.21 | 16.21 | 16.21 | 16.27 | 1.02 | 1.02
Coal | 1873.32 | 1931.64 | 2069.27 | 1769.95 | 1267.39 | 1705.16
Geo | 0 | 76.73 | 1532.59 | 1532.59 | 1532.59 | 1476.46
H | 13.99 | 13.99 | 13.99 | 13.99 | 13.99 | 13.99
LFG | 1.29 | 12.78 | 12.78 | 12.78 | 12.38 | 4.42
Nuc | 0.01 | 0.01 | 0.01 | 0.01 | 0.06 | 0.01
PS | 13.37 | 13.37 | 13.37 | 13.37 | 13.37 | 13.37
PV | 0.82 | 0.82 | 0.82 | 0.82 | 0.31 | 0.31
PeakG | 49.15 | 73.09 | 50.7 | 71.91 | 73.76 | 71.05
PeakO | 5.49 | 6.99 | 5.61 | 5.61 | 5.61 | 5.61
ST | 1.65 | 197.24 | 212.65 | 219.94 | 218.48 | 47.24
STOG | 0 | 0 | 0 | 0 | 0 | 0
STWD | 0 | 0 | 0 | 0 | 0 | 0
WT | 288.68 | 910.51 | 910.51 | 953.23 | 732.23 | 167.47
IGCC | 0 | 0 | 0 | 0 | 669.3 | 1248.98
DemandResponse | 0 | 0 | 0 | 0 | 0 | 0
IGCC-CCS | 0 | 0 | 0 | 0 | 0 | 0
WT_off | 0 | 0 | 0 | 0 | 0 | 0
PseudoUnit | 0 | 0 | 0 | 0 | 0 | 0
FixedInterchange | 0 | 0 | 0 | 0 | 0 | 0
Total Costs by Reporting Type: SP15
ReportingType | 2015 | 2020 | 2025 | 2030 | 2035 | 2040
BM | 7.53 | 7.53 | 7.07 | 6.9 | 7.53 | 7.53
CC | 2234.46 | 2158.42 | 2655.41 | 3137.26 | 1527.32 | 1137.48
CSP | 0 | 0 | 0 | 0 | 0 | 0
CT | 0 | 0 | 0 | 0 | 0 | 0
Coal | 35.83 | 43.99 | 48.96 | 0 | 0 | 0
Geo | 113.26 | 976.11 | 976.11 | 953.11 | 953.11 | 328.75
H | 16.57 | 16.57 | 16.57 | 16.57 | 16.57 | 16.57
LFG | 29.81 | 266.4 | 266.4 | 266.09 | 263.55 | 94.59
Nuc | 508.22 | 539.82 | 519.92 | 522.86 | 522.86 | 643.14
PS | 34.19 | 34.19 | 34.19 | 34.19 | 34.19 | 34.19
PV | 4.09 | 4.09 | 4.09 | 4.09 | 1.81 | 1.81
PeakG | 76.73 | 111.44 | 93.22 | 137.58 | 145.26 | 156.94
PeakO | 1.47 | 1.91 | 1.53 | 1.53 | 1.53 | 1.53
ST | 290.87 | 290.87 | 290.87 | 290.87 | 28.69 | 28.69
STOG | 466.38 | 565.08 | 473.66 | 461.91 | 464.38 | 468.65
STWD | 68.43 | 69.39 | 68.5 | 68.5 | 68.5 | 68.5
WT | 304.5 | 304.5 | 304.5 | 304.5 | 2641.74 | 2641.74
IGCC | 0 | 0 | 0 | 0 | 0 | 0
DemandResponse | 0 | 0 | 0 | 0 | 0 | 0
IGCC-CCS | 0 | 0 | 0 | 0 | 0 | 0
WT_off | 0 | 0 | 0 | 0 | 0 | 0
PseudoUnit | 0 | 0 | 0 | 0 | 0 | 0
FixedInterchange | 0 | 0 | 0 | 0 | 0 | 0
Total Costs by Reporting Type: ALB
ReportingType | 2015 | 2020 | 2025 | 2030 | 2035 | 2040
BM | 0 | 0 | 0 | 0 | 0 | 0
CC | 728.35 | 1029.5 | 1739.16 | 1908.53 | 2674.71 | 3576.71
CSP | 0 | 0 | 0 | 0 | 0 | 0
CT | 18.05 | 18.05 | 18.05 | 18.05 | 1.35 | 1.35
Coal | 1030.5 | 953.71 | 967.34 | 993.65 | 1053.64 | 1116.96
Geo | 0 | 0 | 0 | 0 | 0 | 0
H | 12.99 | 12.99 | 12.99 | 12.99 | 12.99 | 12.99
LFG | 1.21 | 1.21 | 1.21 | 1.21 | 1.21 | 1.21
Nuc | 0.01 | 0.01 | 0.01 | 0.01 | 0.01 | 0.01
PS | 0 | 0 | 0 | 0 | 0 | 0
PV | 0 | 0 | 0 | 0 | 0 | 0
PeakG | 34.8 | 34.8 | 34.8 | 35.55 | 49.15 | 50.29
PeakO | 0 | 0 | 0 | 0 | 0 | 0
ST | 0 | 0 | 0 | 0 | 0 | 0
STOG | 0 | 0 | 0 | 0 | 0 | 0
STWD | 1.19 | 1.19 | 1.25 | 1.51 | 4.22 | 15.79
WT | 25.5 | 25.5 | 25.5 | 25.5 | 22.96 | 22.96
IGCC | 0 | 0 | 0 | 0 | 0 | 0
DemandResponse | 0 | 0 | 0 | 0 | 0 | 0
IGCC-CCS | 0 | 0 | 0 | 0 | 0 | 0
WT_off | 0 | 0 | 0 | 0 | 0 | 0
PseudoUnit | 0 | 0 | 0 | 0 | 0 | 0
FixedInterchange | 0 | 0 | 0 | 0 | 0 | 0
Total Costs by Reporting Type: BC
ReportingType | 2015 | 2020 | 2025 | 2030 | 2035 | 2040
BM | 0 | 0 | 0 | 0 | 0 | 0
CC | 403.4 | 524.79 | 821.14 | 709.23 | 839.39 | 981.09
CSP | 0 | 0 | 0 | 0 | 0 | 0
CT | 0 | 0 | 0 | 58.32 | 127.8 | 200.75
Coal | 0 | 0 | 0 | 0 | 0 | 0
Geo | 0 | 0 | 0 | 0 | 0 | 0
H | 173.22 | 173.22 | 173.22 | 173.22 | 173.22 | 173.22
LFG | 2.9 | 2.9 | 2.9 | 2.9 | 2.9 | 2.9
Nuc | 0.01 | 0.01 | 0.01 | 0.01 | 0.01 | 0.01
PS | 0 | 0 | 0 | 0 | 0 | 0
PV | 0 | 0 | 0 | 0 | 0 | 0
PeakG | 2.66 | 2.77 | 3.3 | 3.3 | 3.3 | 3.3
PeakO | 1.16 | 1.29 | 1.29 | 1.29 | 1.29 | 1.29
ST | 0 | 0 | 0 | 0 | 0 | 0
STOG | 69.66 | 82.42 | 15.95 | 15.95 | 15.95 | 15.95
STWD | 16.34 | 16.34 | 16.34 | 16.34 | 16.34 | 78.12
WT | 48.22 | 48.22 | 48.22 | 48.22 | 7.54 | 7.54
IGCC | 0 | 0 | 0 | 0 | 0 | 0
DemandResponse | 0 | 0 | 0 | 0 | 0 | 0
IGCC-CCS | 0 | 0 | 0 | 0 | 0 | 0
WT_off | 0 | 0 | 0 | 0 | 0 | 0
PseudoUnit | 0 | 0 | 0 | 0 | 0 | 0
FixedInterchange | 0 | 0 | 0 | 0 | 0 | 0
Total Costs by Reporting Type: HQ_IESO
ReportingType | 2015 | 2020 | 2025 | 2030 | 2035 | 2040
BM | 0 | 0 | 0 | 0 | 0 | 0
CC | 0 | 0 | 0 | 0 | 0 | 0
CSP | 0 | 0 | 0 | 0 | 0 | 0
CT | 0 | 0 | 0 | 0 | 0 | 0
Coal | 0 | 0 | 0 | 0 | 0 | 0
Geo | 0 | 0 | 0 | 0 | 0 | 0
H | 0 | 0 | 0 | 0 | 0 | 0
LFG | 0 | 0 | 0 | 0 | 0 | 0
Nuc | 0.01 | 0.01 | 0.01 | 0.01 | 0.01 | 0.01
PS | 0 | 0 | 0 | 0 | 0 | 0
PV | 0 | 0 | 0 | 0 | 0 | 0
PeakG | 0 | 0 | 0 | 0 | 0 | 0
PeakO | 0 | 0 | 0 | 0 | 0 | 0
ST | 0 | 0 | 0 | 0 | 0 | 0
STOG | 0 | 0 | 0 | 0 | 0 | 0
STWD | 0 | 0 | 0 | 0 | 0 | 0
WT | 0 | 0 | 0 | 0 | 0 | 0
IGCC | 0 | 0 | 0 | 0 | 0 | 0
DemandResponse | 0 | 0 | 0 | 0 | 0 | 0
IGCC-CCS | 0 | 0 | 0 | 0 | 0 | 0
WT_off | 0 | 0 | 0 | 0 | 0 | 0
PseudoUnit | 0 | 0 | 0 | 0 | 0 | 0
FixedInterchange | 0 | 0 | 0 | 0 | 0 | 0
Total Costs by Reporting Type: HQ_NEISO
ReportingType | 2015 | 2020 | 2025 | 2030 | 2035 | 2040
BM | 0 | 0 | 0 | 0 | 0 | 0
CC | 0 | 0 | 0 | 0 | 0 | 0
CSP | 0 | 0 | 0 | 0 | 0 | 0
CT | 0 | 0 | 0 | 0 | 0 | 0
Coal | 0 | 0 | 0 | 0 | 0 | 0
Geo | 0 | 0 | 0 | 0 | 0 | 0
H | 0 | 0 | 0 | 0 | 0 | 0
LFG | 0 | 0 | 0 | 0 | 0 | 0
Nuc | 0.01 | 0.01 | 0.01 | 0.01 | 0.01 | 0.01
PS | 0 | 0 | 0 | 0 | 0 | 0
PV | 0 | 0 | 0 | 0 | 0 | 0
PeakG | 0 | 0 | 0 | 0 | 0 | 0
PeakO | 0 | 0 | 0 | 0 | 0 | 0
ST | 0 | 0 | 0 | 0 | 0 | 0
STOG | 0 | 0 | 0 | 0 | 0 | 0
STWD | 0 | 0 | 0 | 0 | 0 | 0
WT | 0 | 0 | 0 | 0 | 0 | 0
IGCC | 0 | 0 | 0 | 0 | 0 | 0
DemandResponse | 0 | 0 | 0 | 0 | 0 | 0
IGCC-CCS | 0 | 0 | 0 | 0 | 0 | 0
WT_off | 0 | 0 | 0 | 0 | 0 | 0
PseudoUnit | 0 | 0 | 0 | 0 | 481.22 | 946.47
FixedInterchange | 0 | 0 | 0 | 0 | 0 | 0
Total Costs by Reporting Type: HQ_NY
ReportingType | 2015 | 2020 | 2025 | 2030 | 2035 | 2040
BM | 0 | 0 | 0 | 0 | 0 | 0
CC | 0 | 0 | 0 | 0 | 0 | 0
CSP | 0 | 0 | 0 | 0 | 0 | 0
CT | 0 | 0 | 0 | 0 | 0 | 0
Coal | 0 | 0 | 0 | 0 | 0 | 0
Geo | 0 | 0 | 0 | 0 | 0 | 0
H | 0 | 0 | 0 | 0 | 0 | 0
LFG | 0 | 0 | 0 | 0 | 0 | 0
Nuc | 0.01 | 0.01 | 0.01 | 0.01 | 0.01 | 0.02
PS | 0 | 0 | 0 | 0 | 0 | 0
PV | 0 | 0 | 0 | 0 | 0 | 0
PeakG | 0 | 0 | 0 | 0 | 0 | 0
PeakO | 0 | 0 | 0 | 0 | 0 | 0
ST | 0 | 0 | 0 | 0 | 0 | 0
STOG | 0 | 0 | 0 | 0 | 0 | 0
STWD | 0 | 0 | 0 | 0 | 0 | 0
WT | 0 | 0 | 0 | 0 | 0 | 0
IGCC | 0 | 0 | 0 | 0 | 0 | 0
DemandResponse | 0 | 0 | 0 | 0 | 0 | 0
IGCC-CCS | 0 | 0 | 0 | 0 | 0 | 0
WT_off | 0 | 0 | 0 | 0 | 0 | 0
PseudoUnit | 0 | 0 | 157.85 | 961.64 | 961.64 | 961.64
FixedInterchange | 0 | 0 | 0 | 0 | 0 | 0
Total Costs by Reporting Type: MARITIMES
ReportingType | 2015 | 2020 | 2025 | 2030 | 2035 | 2040
BM | 0 | 0 | 0 | 0 | 0 | 0
CC | 0 | 0 | 0 | 0 | 0 | 0
CSP | 0 | 0 | 0 | 0 | 0 | 0
CT | 0 | 0 | 0 | 0 | 0 | 0
Coal | 0 | 0 | 0 | 0 | 0 | 0
Geo | 0 | 0 | 0 | 0 | 0 | 0
H | 0 | 0 | 0 | 0 | 0 | 0
LFG | 0 | 0 | 0 | 0 | 0 | 0
Nuc | 0.01 | 0.01 | 0.01 | 0.01 | 0.01 | 0.01
PS | 0 | 0 | 0 | 0 | 0 | 0
PV | 0 | 0 | 0 | 0 | 0 | 0
PeakG | 0 | 0 | 0 | 0 | 0 | 0
PeakO | 0 | 0 | 0 | 0 | 0 | 0
ST | 0 | 0 | 0 | 0 | 0 | 0
STOG | 0 | 0 | 0 | 0 | 0 | 0
STWD | 0 | 0 | 0 | 0 | 0 | 0
WT | 0 | 0 | 0 | 0 | 0 | 0
IGCC | 0 | 0 | 0 | 0 | 0 | 0
DemandResponse | 0 | 0 | 0 | 0 | 0 | 0
IGCC-CCS | 0 | 0 | 0 | 0 | 0 | 0
WT_off | 0 | 0 | 0 | 0 | 0 | 0
PseudoUnit | 0 | 197.97 | 197.97 | 197.97 | 197.97 | 197.97
FixedInterchange | 0 | 0 | 0 | 0 | 0 | 0
Total Costs by Reporting Type: All
ReportingType | 2015 | 2020 | 2025 | 2030 | 2035 | 2040
BM | 842.43 | 1055.09 | 1795.8 | 2015.11 | 2267.15 | 2178.85
CC | 53166.5 | 74328.41 | 105893.9 | 107614.47 | 105454.72 | 99378.61
CSP | 0 | 0 | 0 | 0 | 0 | 0
CT | 936.26 | 2615.3 | 3395.03 | 4932.42 | 5267.99 | 5712.67
Coal | 75398.1 | 68221.11 | 51882.15 | 37330.08 | 19850.94 | 24998.67
Geo | 300.77 | 1565.12 | 4203.91 | 4180.91 | 4141 | 3217.94
H | 1511 | 1812.26 | 3038.02 | 3894.41 | 4141.74 | 4141.74
LFG | 556.66 | 1370.91 | 2244.07 | 2528.24 | 2484.52 | 1908.16
Nuc | 27257.76 | 31456.43 | 33893.81 | 49541.51 | 99189.9 | 139602.73
PS | 517.25 | 517.25 | 517.25 | 517.25 | 517.25 | 517.25
PV | 666.04 | 1747.31 | 2240 | 2353.11 | 1750.44 | 769.65
PeakG | 2268.82 | 3500.19 | 4669.23 | 4850.68 | 4373.8 | 4318.82
PeakO | 594.4 | 778.05 | 630.03 | 633.08 | 633.09 | 609.82
ST | 468.59 | 886.77 | 1032.36 | 1010.23 | 678.37 | 312.68
STOG | 4520.84 | 5964.71 | 3763.21 | 3507.78 | 3234.5 | 3169.6
STWD | 1043.78 | 1365.32 | 1423.29 | 1604.46 | 1954.84 | 2164.19
WT | 9401.77 | 14140.09 | 20561.84 | 56023.71 | 82590.97 | 80492.97
IGCC | 366.61 | 366.15 | 359.84 | 358.56 | 1023.95 | 1604.71
DemandResponse | 0 | 0 | 0 | 0 | 0 | 0
IGCC-CCS | 0 | 0 | 0 | 0 | 0 | 0
WT_off | 348.15 | 348.15 | 1031.02 | 1031.02 | 682.92 | 682.92
PseudoUnit | 0 | 197.97 | 355.82 | 1159.61 | 1640.82 | 2106.08
FixedInterchange | 0 | 0 | 0 | 0 | 0 | 0
Total Costs by Reporting Type: EI_US
ReportingType | 2015 | 2020 | 2025 | 2030 | 2035 | 2040
BM | 570.87 | 783.54 | 1507.69 | 1699.25 | 1901.24 | 1874.05
CC | 33505.59 | 49728.04 | 77241.73 | 78681.53 | 79877.01 | 75409.59
CSP | 0 | 0 | 0 | 0 | 0 | 0
CT | 729.98 | 2282.83 | 2763.32 | 3930.16 | 4332.34 | 4155.2
Coal | 61401.03 | 54703.25 | 39814.51 | 27453.12 | 13208.56 | 16985.22
Geo | 3.95 | 3.95 | 3.95 | 3.95 | 3.95 | 3.95
H | 419.29 | 601.36 | 1187.38 | 1197.7 | 1445.03 | 1445.03
LFG | 459.31 | 663.08 | 1400.08 | 1684.56 | 1656.02 | 1512.87
Nuc | 21188.8 | 25019.34 | 26132.59 | 33549.4 | 65637.9 | 98044.76
PS | 401.94 | 401.94 | 401.94 | 401.94 | 401.94 | 401.94
PV | 41.25 | 1122.52 | 1615.21 | 1728.32 | 1744.66 | 763.88
PeakG | 1897.62 | 2978.18 | 3829.31 | 4032.27 | 3663.85 | 3597.51
PeakO | 574.64 | 752.82 | 609.5 | 612.64 | 612.65 | 589.37
ST | 0 | 0 | 0 | 0 | 0 | 0
STOG | 2632.19 | 3593.45 | 1924.47 | 1885.5 | 1643.94 | 1547.61
STWD | 661.07 | 966.87 | 869.08 | 909.91 | 1257.58 | 1393.58
WT | 6833.59 | 9830.37 | 14602.26 | 42056.08 | 65452.1 | 64340.33
IGCC | 366.61 | 366.15 | 359.84 | 358.56 | 354.65 | 355.73
DemandResponse | 0 | 0 | 0 | 0 | 0 | 0
IGCC-CCS | 0 | 0 | 0 | 0 | 0 | 0
WT_off | 348.15 | 348.15 | 1031.02 | 1031.02 | 682.92 | 682.92
PseudoUnit | 0 | 197.97 | 355.82 | 1159.61 | 1640.82 | 2106.08
FixedInterchange | 0 | 0 | 0 | 0 | 0 | 0
Total Costs by Reporting Type: EI_Canada
ReportingType | 2015 | 2020 | 2025 | 2030 | 2035 | 2040
BM | 177.6 | 177.6 | 177.6 | 177.6 | 177.6 | 177.6
CC | 502.98 | 501.72 | 484.17 | 299.52 | 308.05 | 221.91
CSP | 0 | 0 | 0 | 0 | 0 | 0
CT | 47.43 | 47.43 | 47.43 | 47.43 | 2.46 | 296.6
Coal | 141.39 | 240.47 | 0 | 0 | 0 | 0
Geo | 0 | 0 | 0 | 0 | 0 | 0
H | 216.06 | 335.25 | 974.99 | 1821.05 | 1821.05 | 1821.05
LFG | 19.32 | 19.32 | 19.32 | 19.32 | 14.2 | 14.43
Nuc | 2990.32 | 3007.74 | 3062.22 | 3080.31 | 2836.59 | 3030.73
PS | 2.92 | 2.92 | 2.92 | 2.92 | 2.92 | 2.92
PV | 558.01 | 558.01 | 558.01 | 558.01 | 0.44 | 0.44
PeakG | 21.55 | 23.55 | 23.55 | 23.55 | 26.76 | 26.76
PeakO | 0.09 | 0.09 | 0.09 | 0 | 0 | 0
ST | 0 | 0 | 0 | 0 | 0 | 0
STOG | 5.54 | 5.54 | 5.54 | 0 | 0 | 0
STWD | 0 | 0 | 0 | 0 | 0 | 0
WT | 868.55 | 868.55 | 868.55 | 868.55 | 61.76 | 61.76
IGCC | 0 | 0 | 0 | 0 | 0 | 0
DemandResponse | 0 | 0 | 0 | 0 | 0 | 0
IGCC-CCS | 0 | 0 | 0 | 0 | 0 | 0
WT_off | 0 | 0 | 0 | 0 | 0 | 0
PseudoUnit | 0 | 0 | 0 | 0 | 0 | 0
FixedInterchange | 0 | 0 | 0 | 0 | 0 | 0
Total Costs by Reporting Type: EI
ReportingType | 2015 | 2020 | 2025 | 2030 | 2035 | 2040
BM | 748.47 | 961.14 | 1685.29 | 1876.85 | 2078.84 | 2051.65
CC | 34008.57 | 50229.76 | 77725.9 | 78981.05 | 80185.06 | 75631.51
CSP | 0 | 0 | 0 | 0 | 0 | 0
CT | 777.42 | 2330.26 | 2810.75 | 3977.59 | 4334.8 | 4451.8
Coal | 61542.43 | 54943.72 | 39814.51 | 27453.12 | 13208.56 | 16985.22
Geo | 3.95 | 3.95 | 3.95 | 3.95 | 3.95 | 3.95
H | 635.35 | 936.61 | 2162.37 | 3018.76 | 3266.09 | 3266.09
LFG | 478.63 | 682.4 | 1419.4 | 1703.88 | 1670.23 | 1527.3
Nuc | 24179.13 | 28027.08 | 29194.81 | 36629.7 | 68474.49 | 101075.48
PS | 404.86 | 404.86 | 404.86 | 404.86 | 404.86 | 404.86
PV | 599.26 | 1680.53 | 2173.22 | 2286.33 | 1745.1 | 764.32
PeakG | 1919.17 | 3001.73 | 3852.86 | 4055.82 | 3690.6 | 3624.27
PeakO | 574.73 | 752.91 | 609.59 | 612.64 | 612.65 | 589.37
ST | 0 | 0 | 0 | 0 | 0 | 0
STOG | 2637.73 | 3598.99 | 1930.01 | 1885.5 | 1643.94 | 1547.61
STWD | 661.07 | 966.87 | 869.08 | 909.91 | 1257.58 | 1393.58
WT | 7702.14 | 10698.92 | 15470.81 | 42924.64 | 65513.86 | 64402.08
IGCC | 366.61 | 366.15 | 359.84 | 358.56 | 354.65 | 355.73
DemandResponse | 0 | 0 | 0 | 0 | 0 | 0
IGCC-CCS | 0 | 0 | 0 | 0 | 0 | 0
WT_off | 348.15 | 348.15 | 1031.02 | 1031.02 | 682.92 | 682.92
PseudoUnit | 0 | 197.97 | 355.82 | 1159.61 | 1640.82 | 2106.08
FixedInterchange | 0 | 0 | 0 | 0 | 0 | 0
Total Costs by Reporting Type: Outside_EI
ReportingType | 2015 | 2020 | 2025 | 2030 | 2035 | 2040
BM | 93.95 | 93.95 | 110.52 | 138.26 | 188.31 | 127.2
CC | 19157.93 | 24098.64 | 28168 | 28633.41 | 25269.67 | 23747.1
CSP | 0 | 0 | 0 | 0 | 0 | 0
CT | 158.85 | 285.04 | 584.28 | 954.82 | 933.19 | 1260.87
Coal | 13855.67 | 13277.39 | 12067.64 | 9876.96 | 6642.38 | 8013.44
Geo | 296.82 | 1561.16 | 4199.95 | 4176.95 | 4137.05 | 3213.99
H | 875.65 | 875.65 | 875.65 | 875.65 | 875.65 | 875.65
LFG | 78.04 | 688.52 | 824.67 | 824.36 | 814.29 | 380.86
Nuc | 3078.63 | 3429.35 | 4699 | 12911.8 | 30715.42 | 38527.25
PS | 112.39 | 112.39 | 112.39 | 112.39 | 112.39 | 112.39
PV | 66.78 | 66.78 | 66.78 | 66.78 | 5.33 | 5.33
PeakG | 349.65 | 498.46 | 816.36 | 794.85 | 683.2 | 694.56
PeakO | 19.67 | 25.14 | 20.44 | 20.44 | 20.45 | 20.45
ST | 468.59 | 886.77 | 1032.36 | 1010.23 | 678.37 | 312.68
STOG | 1883.11 | 2365.72 | 1833.2 | 1622.28 | 1590.56 | 1621.99
STWD | 382.71 | 398.45 | 554.21 | 694.55 | 697.26 | 770.61
WT | 1699.62 | 3441.17 | 5091.02 | 13099.08 | 17077.11 | 16090.89
IGCC | 0 | 0 | 0 | 0 | 669.3 | 1248.98
DemandResponse | 0 | 0 | 0 | 0 | 0 | 0
IGCC-CCS | 0 | 0 | 0 | 0 | 0 | 0
WT_off | 0 | 0 | 0 | 0 | 0 | 0
PseudoUnit | 0 | 0 | 0 | 0 | 0 | 0
FixedInterchange | 0 | 0 | 0 | 0 | 0 | 0
#15 A | RPS Generation Compliance Payments ($)
RPS Program | 2015 | 2020 | 2025 | 2030 | 2035 | 2040
NEISO | 8.25 | 0 | 0 | 0 | 0 | 0
CA | 1660.56 | 942.15 | 0 | 0 | 0 | 0
NWPP | 0 | 0 | 0 | 0 | 0 | 0
PJM | 0 | 535.55 | 319.63 | 0 | 0 | 0
US_EI | 0 | 0 | 0 | 0 | 0 | 0
US_WECC | 0 | 0 | 0 | 0 | 0 | 0
US_ERCOT | 0 | 0 | 0 | 0 | 0 | 0
PJM_Solar | 376.75 | 0 | 0 | 0 | 0 | 0
MA_Solar | 161.44 | 0 | 0.79 | 0 | 0 | 0
NH_Solar | 10.87 | 0 | 0.05 | 0 | 0 | 0
MRETS_Solar | 0 | 0 | 0 | 0 | 0 | 0
AZNMSNV | 220.4 | 357.39 | 0 | 0 | 0 | 0
AZNMSNV_Solar | 62.75 | 0 | 0 | 0 | 0 | 0
MRETS | 0 | 0 | 0 | 0 | 0 | 0
MI | 72.35 | 63.46 | 0 | 0 | 0 | 0
Ohio | 0 | 0 | 0 | 0 | 0 | 0
Ohio_Solar | 57.11 | 0 | 0 | 0 | 0 | 0
MOKSOKNE | 239.11 | 0 | 0 | 0 | 0 | 0
MO_Solar | 30.07 | 0 | 0 | 0 | 0 | 0
NC | 762.51 | 0 | 0 | 0 | 0 | 0
NC_Solar | 25.78 | 0 | 0 | 0 | 0 | 0
CO | 24.14 | 0 | 0 | 0 | 0 | 0
CO_Solar | 185.43 | 0 | 0 | 0 | 0 | 0
NY | 6.9 | 0 | 0 | 0 | 0 | 0
TX | 0 | 0 | 0 | 0 | 0 | 0
#15 B | RPS Capacity Compliance Payments ($)
RPS Program | 2015 | 2020 | 2025 | 2030 | 2035 | 2040
NEISO | 0 | 0 | 0 | 0 | 0 | 0
CA | 0 | 0 | 0 | 0 | 0 | 0
NWPP | 0 | 0 | 0 | 0 | 0 | 0
PJM | 0 | 0 | 0 | 0 | 0 | 0
US_EI | 0 | 0 | 0 | 0 | 0 | 0
US_WECC | 0 | 0 | 0 | 0 | 0 | 0
US_ERCOT | 0 | 0 | 0 | 0 | 0 | 0
PJM_Solar | 0 | 0 | 0 | 0 | 0 | 0
MA_Solar | 0 | 0 | 0 | 0 | 0 | 0
NH_Solar | 0 | 0 | 0 | 0 | 0 | 0
MRETS_Solar | 0 | 0 | 0 | 0 | 0 | 0
AZNMSNV | 0 | 0 | 0 | 0 | 0 | 0
AZNMSNV_Solar | 0 | 0 | 0 | 0 | 0 | 0
MRETS | 0 | 0 | 0 | 0 | 0 | 0
MI | 0 | 0 | 0 | 0 | 0 | 0
Ohio | 0 | 0 | 0 | 0 | 0 | 0
Ohio_Solar | 0 | 0 | 0 | 0 | 0 | 0
MOKSOKNE | 0 | 0 | 0 | 0 | 0 | 0
MO_Solar | 0 | 0 | 0 | 0 | 0 | 0
NC | 0 | 0 | 0 | 0 | 0 | 0
NC_Solar | 0 | 0 | 0 | 0 | 0 | 0
CO | 0 | 0 | 0 | 0 | 0 | 0
CO_Solar | 0 | 0 | 0 | 0 | 0 | 0
NY | 0 | 0 | 0 | 0 | 0 | 0
TX | 0 | 0 | 0 | 0 | 0 | 0
#16a | Transmission Costs ($million) [excludes shadow cost]
Transmission Costs: Entergy
Cost | 2015 | 2020 | 2025 | 2030 | 2035 | 2040
a. Wheel Share | 3.65 | 3.31 | 10.3 | 56.33 | 97.45 | 103.03
b. Friction Share | 5.43 | 5.32 | 9.96 | 87.04 | 147.46 | 155.89
Transmission Costs: FRCC
Cost | 2015 | 2020 | 2025 | 2030 | 2035 | 2040
a. Wheel Share | 4.75 | 9.21 | 13.12 | 14.47 | 0.29 | 0.58
b. Friction Share | 4.75 | 9.21 | 13.12 | 14.47 | 0.29 | 0.85
Transmission Costs: MAPP_US
Cost | 2015 | 2020 | 2025 | 2030 | 2035 | 2040
a. Wheel Share | 12.83 | 14.18 | 26.93 | 14.41 | 36.7 | 36.69
b. Friction Share | 9.44 | 10.58 | 19.6 | 10.73 | 28.47 | 28.87
Transmission Costs: MISO_IN
Cost | 2015 | 2020 | 2025 | 2030 | 2035 | 2040
a. Wheel Share | 1.98 | 1.33 | 2.85 | 4.64 | 3.31 | 1.72
b. Friction Share | 2.5 | 1.12 | 2.4 | 3.09 | 3.2 | 1.8
Transmission Costs: MISO_MI
Cost | 2015 | 2020 | 2025 | 2030 | 2035 | 2040
a. Wheel Share | 3.3 | 9.29 | 12.94 | 12.18 | 4.24 | 12.48
b. Friction Share | 12.73 | 24.02 | 32.59 | 30.79 | 14.37 | 11.91
Transmission Costs: MISO_MO-IL
Cost | 2015 | 2020 | 2025 | 2030 | 2035 | 2040
a. Wheel Share | 0.71 | 0.18 | 6.78 | 4.02 | 13.15 | 11.06
b. Friction Share | 7.64 | 0.37 | 4.46 | 6.91 | 20.86 | 19.35
Transmission Costs: MISO_W
Cost | 2015 | 2020 | 2025 | 2030 | 2035 | 2040
a. Wheel Share | 7.85 | 6.48 | 11.65 | 92.94 | 148.69 | 154
b. Friction Share | 11.46 | 7.89 | 13.32 | 140.27 | 244.99 | 254.48
Transmission Costs: MISO_WUMS
Cost | 2015 | 2020 | 2025 | 2030 | 2035 | 2040
a. Wheel Share | 0 | 0 | 0 | 0 | 0 | 0
b. Friction Share | 2.45 | 1.68 | 0.37 | 0.97 | 1.41 | 1.23
Transmission Costs: Nebraska
Cost | 2015 | 2020 | 2025 | 2030 | 2035 | 2040
a. Wheel Share | 9.65 | 10.72 | 22.55 | 81.36 | 119.7 | 124.1
b. Friction Share | 7.44 | 8.69 | 18.87 | 122.2 | 180.16 | 186.76
Transmission Costs: NEISO
Cost | 2015 | 2020 | 2025 | 2030 | 2035 | 2040
a. Wheel Share | 0 | 0 | 0 | 0 | 0 | 0
b. Friction Share | 9.69 | 8.34 | 13.65 | 18.09 | 19.96 | 22.79
Transmission Costs: NonRTO_Midwest
Cost | 2015 | 2020 | 2025 | 2030 | 2035 | 2040
a. Wheel Share | 3.53 | 1.62 | 2.97 | 4.73 | 3.43 | 1.88
b. Friction Share | 3.76 | 1.25 | 1.86 | 2.89 | 2.13 | 1.23
Transmission Costs: NYISO_A-F
Cost | 2015 | 2020 | 2025 | 2030 | 2035 | 2040
a. Wheel Share | 14.37 | 13.2 | 8.21 | 7.03 | 14.3 | 27.95
b. Friction Share | 36.74 | 31.06 | 11.27 | 10.06 | 16.58 | 28.94
Transmission Costs: NYISO_G-I
Cost | 2015 | 2020 | 2025 | 2030 | 2035 | 2040
a. Wheel Share | 1.15 | 2.26 | 1.59 | 2.83 | 0.37 | 0.41
b. Friction Share | 5.11 | 4.7 | 6.28 | 8.93 | 7.8 | 8.48
Transmission Costs: NYISO_J-K
Cost | 2015 | 2020 | 2025 | 2030 | 2035 | 2040
a. Wheel Share | 0.47 | 0.89 | 0 | 0.01 | 0.36 | 0.49
b. Friction Share | 5.01 | 4.74 | 4.68 | 6.34 | 7.34 | 7.57
Transmission Costs: PJM_E
Cost | 2015 | 2020 | 2025 | 2030 | 2035 | 2040
a. Wheel Share | 1.62 | 3.15 | 1.59 | 2.83 | 0.73 | 0.91
b. Friction Share | 1.65 | 2.24 | 1.15 | 1.86 | 0.81 | 0.85
Transmission Costs: PJM_ROM
Cost | 2015 | 2020 | 2025 | 2030 | 2035 | 2040
a. Wheel Share | 0.49 | 1.89 | 6.84 | 6.29 | 2.8 | 0.81
b. Friction Share | 0.88 | 1.54 | 4.44 | 4.02 | 2.05 | 0.95
Transmission Costs: PJM_ROR
Cost | 2015 | 2020 | 2025 | 2030 | 2035 | 2040
a. Wheel Share | 44.47 | 24.99 | 46.75 | 57.27 | 11.13 | 12.29
b. Friction Share | 64.77 | 28.46 | 49.19 | 67.38 | 66.5 | 66.75
Transmission Costs: SOCO
Cost | 2015 | 2020 | 2025 | 2030 | 2035 | 2040
a. Wheel Share | 9.23 | 13.96 | 23.23 | 35.96 | 5.26 | 8.09
b. Friction Share | 12.3 | 17.7 | 28.84 | 48.24 | 9.36 | 14.12
Transmission Costs: SPP_N
Cost | 2015 | 2020 | 2025 | 2030 | 2035 | 2040
a. Wheel Share | 7.3 | 4.16 | 7.1 | 32.31 | 84.38 | 84.47
b. Friction Share | 5.81 | 3.71 | 6.87 | 49.17 | 127.26 | 127.43
Transmission Costs: SPP_S
Cost | 2015 | 2020 | 2025 | 2030 | 2035 | 2040
a. Wheel Share | 0.54 | 0.81 | 6.26 | 14.32 | 24.25 | 29
b. Friction Share | 0.97 | 1.44 | 10.57 | 21.53 | 36.81 | 43.63
Transmission Costs: TVA
Cost | 2015 | 2020 | 2025 | 2030 | 2035 | 2040
a. Wheel Share | 1.24 | 0.96 | 1 | 2.1 | 0.76 | 1.77
b. Friction Share | 1.56 | 1.21 | 1.26 | 2.64 | 0.97 | 2.23
Transmission Costs: TVA_Transmission
Cost | 2015 | 2020 | 2025 | 2030 | 2035 | 2040
a. Wheel Share | 2.22 | 1.56 | 10.03 | 13 | 5.62 | 3.31
b. Friction Share | 3.22 | 1.95 | 11.18 | 14.27 | 8.86 | 5.36
Transmission Costs: VACAR
Cost | 2015 | 2020 | 2025 | 2030 | 2035 | 2040
a. Wheel Share | 44.8 | 25.13 | 42.54 | 49.98 | 12.07 | 13.32
b. Friction Share | 45.72 | 26.81 | 44.5 | 50.89 | 14.09 | 15.41
Transmission Costs: IESO
Cost | 2015 | 2020 | 2025 | 2030 | 2035 | 2040
a. Wheel Share | 19.07 | 23.87 | 18.28 | 14.58 | 17.27 | 48.33
b. Friction Share | 47.68 | 59.69 | 45.16 | 34.98 | 16.01 | 34.26
Transmission Costs: MAPP_CA
Cost | 2015 | 2020 | 2025 | 2030 | 2035 | 2040
a. Wheel Share | 2.85 | 4.62 | 3.33 | 1.56 | 2.96 | 8.26
b. Friction Share | 4.86 | 7.53 | 6.56 | 1.38 | 2.21 | 5.32
Transmission Costs: AZ_NM_SNV_Coal
Cost | 2015 | 2020 | 2025 | 2030 | 2035 | 2040
a. Wheel Share | 20.97 | 21.68 | 26 | 35.74 | 13.88 | 27.99
b. Friction Share | 35.37 | 36.6 | 43.89 | 60.42 | 24.06 | 47.64
Transmission Costs: AZ_NM_SNV_Gas
Cost | 2015 | 2020 | 2025 | 2030 | 2035 | 2040
a. Wheel Share | 73.83 | 88.26 | 82.12 | 73.82 | 88.94 | 91.53
b. Friction Share | 123.36 | 147.45 | 137.24 | 123.44 | 148.55 | 152.75
Transmission Costs: AZ_NM_SNV_NucRenew
Cost | 2015 | 2020 | 2025 | 2030 | 2035 | 2040
a. Wheel Share | 38.02 | 49.73 | 65.63 | 86.28 | 117.9 | 134.72
b. Friction Share | 63.48 | 83.02 | 109.58 | 144.25 | 197.11 | 225.31
Transmission Costs: ERCOT
Cost | 2015 | 2020 | 2025 | 2030 | 2035 | 2040
a. Wheel Share | 0.33 | 0.15 | 6.24 | 1.14 | 3.3 | 4.99
b. Friction Share | 0.5 | 0.25 | 10.36 | 1.71 | 5.28 | 7.48
Transmission Costs: NP15
Cost | 2015 | 2020 | 2025 | 2030 | 2035 | 2040
a. Wheel Share | 33.67 | 11.75 | 6.1 | 4.59 | 32.62 | 34.33
b. Friction Share | 56.16 | 19.7 | 10.3 | 7.76 | 54.5 | 57.35
Transmission Costs: NWPP_Coal
Cost | 2015 | 2020 | 2025 | 2030 | 2035 | 2040
a. Wheel Share | 75.68 | 52.58 | 48.05 | 80.43 | 87.18 | 109.39
b. Friction Share | 127.4 | 88.92 | 81.4 | 135.52 | 147.18 | 184.29
Transmission Costs: NWPP_Gas
Cost | 2015 | 2020 | 2025 | 2030 | 2035 | 2040
a. Wheel Share | 0 | 0 | 0 | 0 | 0 | 0
b. Friction Share | 0.3 | 0.3 | 0.3 | 0.3 | 0.3 | 0.26
Transmission Costs: NWPP_NucRenew
Cost | 2015 | 2020 | 2025 | 2030 | 2035 | 2040
a. Wheel Share | 0 | 0 | 0 | 0 | 0 | 0
b. Friction Share | 0.96 | 0.98 | 1.01 | 1.16 | 1.59 | 1.71
Transmission Costs: RMPA
Cost | 2015 | 2020 | 2025 | 2030 | 2035 | 2040
a. Wheel Share | 2.04 | 3.14 | 19.13 | 11.36 | 8.8 | 15.32
b. Friction Share | 1.71 | 4.14 | 27.18 | 18.16 | 11.43 | 22.23
Transmission Costs: SP15
Cost | 2015 | 2020 | 2025 | 2030 | 2035 | 2040
a. Wheel Share | 164.82 | 187.13 | 196.44 | 205.19 | 238.29 | 275.48
b. Friction Share | 274.74 | 312 | 327.54 | 342.1 | 397.29 | 459.27
Transmission Costs: ALB
Cost | 2015 | 2020 | 2025 | 2030 | 2035 | 2040
a. Wheel Share | 3.63 | 4.14 | 3.38 | 6.76 | 5.17 | 3.9
b. Friction Share | 6.06 | 6.9 | 5.63 | 11.26 | 8.62 | 6.49
Transmission Costs: BC
Cost | 2015 | 2020 | 2025 | 2030 | 2035 | 2040
a. Wheel Share | 11.59 | 13.58 | 8.92 | 30.79 | 31.99 | 30.71
b. Friction Share | 19.32 | 22.63 | 14.86 | 51.32 | 53.32 | 51.19
Transmission Costs: HQ_IESO
Cost | 2015 | 2020 | 2025 | 2030 | 2035 | 2040
a. Wheel Share | 0 | 0 | 0 | 0 | 0 | 0
b. Friction Share | 0.01 | 0.01 | 0.01 | 0.01 | 0.01 | 0.01
Transmission Costs: HQ_NEISO
Cost | 2015 | 2020 | 2025 | 2030 | 2035 | 2040
a. Wheel Share | 0 | 0 | 0 | 0 | 0 | 0
b. Friction Share | 0.11 | 0.11 | 0.11 | 0.11 | 0.15 | 0.19
Transmission Costs: HQ_NY
Cost | 2015 | 2020 | 2025 | 2030 | 2035 | 2040
a. Wheel Share | 0 | 0 | 0 | 0 | 0 | 0
b. Friction Share | 0.03 | 0.03 | 0.05 | 0.12 | 0.12 | 0.12
Transmission Costs: MARITIMES
Cost | 2015 | 2020 | 2025 | 2030 | 2035 | 2040
a. Wheel Share | 0 | 0 | 0 | 0 | 0 | 0
b. Friction Share | 0.05 | 0.07 | 0.07 | 0.07 | 0.07 | 0.07
Transmission Costs: All
Cost | 2015 | 2020 | 2025 | 2030 | 2035 | 2040
a. Wheel Share | 622.67 | 609.9 | 748.86 | 1061.25 | 1237.29 | 1413.3
b. Friction Share | 1023.1 | 994.34 | 1131.69 | 1656.86 | 2029.52 | 2262.82
Transmission Costs: EI_US
Cost | 2015 | 2020 | 2025 | 2030 | 2035 | 2040
a. Wheel Share | 176.18 | 149.26 | 265.22 | 509.01 | 588.98 | 628.36
b. Friction Share | 261.2 | 204.23 | 310.67 | 723.09 | 962.05 | 1007.24
Transmission Costs: EI_Canada
Cost | 2015 | 2020 | 2025 | 2030 | 2035 | 2040
a. Wheel Share | 21.92 | 28.49 | 21.61 | 16.14 | 20.23 | 56.6
b. Friction Share | 52.55 | 67.23 | 51.74 | 36.37 | 18.23 | 39.6
Transmission Costs: EI
Cost | 2015 | 2020 | 2025 | 2030 | 2035 | 2040
a. Wheel Share | 198.09 | 177.75 | 286.83 | 525.16 | 609.21 | 684.95
b. Friction Share | 313.75 | 271.46 | 362.41 | 759.46 | 980.28 | 1046.84
Transmission Costs: Outside_EI
Cost | 2015 | 2020 | 2025 | 2030 | 2035 | 2040
a. Wheel Share | 424.57 | 432.15 | 462.03 | 536.1 | 628.08 | 728.35
b. Friction Share | 709.35 | 722.88 | 769.28 | 897.4 | 1049.24 | 1215.98

## Capacity
#1 | New Build Capacity (MW)
New Build Capacity by Reporting Type: Entergy
ReportingType | 2015 | 2020 | 2025 | 2030 | 2035 | 2040
BM | 0 | 0 | 0 | 0 | 0 | 0
CC | 0 | 0 | 0 | 0 | 0 | 0
CSP | 0 | 0 | 0 | 0 | 0 | 0
CT | 0 | 0 | 0 | 1672.38 | 0 | 0
Coal | 720 | 0 | 0 | 0 | 0 | 0
Geo | 0 | 0 | 0 | 0 | 0 | 0
H | 0 | 0 | 0 | 0 | 719.19 | 0
LFG | 0 | 0 | 0 | 107.4 | 0 | 0
Nuc | 170 | 0 | 0 | 0 | 0 | 2208.77
PS | 0 | 0 | 0 | 0 | 0 | 0
PV | 0.29 | 65.03 | 35.47 | 3.41 | 3.82 | 2.61
PeakG | 0 | 0 | 0 | 0 | 0 | 0
PeakO | 0 | 0 | 0 | 0 | 0 | 0
ST | 0 | 0 | 0 | 0 | 0 | 0
STOG | 0 | 0 | 0 | 0 | 0 | 0
STWD | 0 | 0 | 0 | 0 | 0 | 0
WT | 0 | 0 | 0 | 0 | 100 | 0
IGCC | 0 | 0 | 0 | 0 | 0 | 0
DemandResponse | 0 | 0 | 0 | 0 | 0 | 0
IGCC-CCS | 0 | 0 | 0 | 0 | 0 | 0
WT_off | 0 | 0 | 0 | 0 | 0 | 0
PseudoUnit | 0 | 0 | 0 | 0 | 0 | 0
FixedInterchange | 0 | 0 | 0 | 0 | 0 | 0
New Build Capacity by Reporting Type: FRCC
ReportingType | 2015 | 2020 | 2025 | 2030 | 2035 | 2040
BM | 0 | 0 | 0 | 0 | 0 | 0
CC | 1516.9 | 1125.55 | 0 | 0 | 0 | 0
CSP | 0 | 0 | 0 | 0 | 0 | 0
CT | 2480 | 0 | 0 | 0 | 0 | 0
Coal | 0 | 0 | 0 | 0 | 0 | 0
Geo | 0 | 0 | 0 | 0 | 0 | 0
H | 0 | 0 | 0 | 0 | 0 | 0
LFG | 0 | 0 | 198 | 0 | 0 | 0
Nuc | 229.33 | 0 | 1635.95 | 2627.56 | 17024.86 | 7858.78
PS | 0 | 0 | 0 | 0 | 0 | 0
PV | 0 | 0 | 0 | 0 | 0 | 0
PeakG | 0 | 0 | 0 | 0 | 0 | 0
PeakO | 0 | 0 | 0 | 0 | 0 | 0
ST | 0 | 0 | 0 | 0 | 0 | 0
STOG | 0 | 0 | 0 | 0 | 0 | 0
STWD | 0 | 0 | 0 | 0 | 0 | 0
WT | 0 | 0 | 0 | 0 | 0 | 0
IGCC | 0 | 0 | 0 | 0 | 0 | 0
DemandResponse | 0 | 0 | 0 | 0 | 0 | 0
IGCC-CCS | 0 | 0 | 0 | 0 | 0 | 0
WT_off | 0 | 0 | 0 | 0 | 0 | 0
PseudoUnit | 0 | 0 | 0 | 0 | 0 | 0
FixedInterchange | 0 | 0 | 0 | 0 | 0 | 0
New Build Capacity by Reporting Type: MAPP_US
ReportingType | 2015 | 2020 | 2025 | 2030 | 2035 | 2040
BM | 0 | 0 | 0 | 0 | 0 | 0
CC | 0 | 0 | 0 | 0 | 0 | 0
CSP | 0 | 0 | 0 | 0 | 0 | 0
CT | 308.3 | 0 | 0 | 575.11 | 205.83 | 480.81
Coal | 0 | 0 | 0 | 0 | 0 | 0
Geo | 0 | 0 | 0 | 0 | 0 | 0
H | 0 | 0 | 0 | 0 | 0 | 0
LFG | 0 | 0 | 0 | 71.67 | 0 | 0
Nuc | 0 | 0 | 0 | 0 | 0 | 0
PS | 0 | 0 | 0 | 0 | 0 | 0
PV | 0 | 0 | 0 | 0 | 0 | 0
PeakG | 0 | 0 | 0 | 0 | 0 | 0
PeakO | 0 | 0 | 0 | 0 | 0 | 0
ST | 0 | 0 | 0 | 0 | 0 | 0
STOG | 0 | 0 | 0 | 0 | 0 | 0
STWD | 0 | 0 | 0 | 0 | 0 | 0
WT | 421.3 | 1555.49 | 3799.01 | 366.02 | 4451.93 | 0
IGCC | 0 | 0 | 0 | 0 | 0 | 0
DemandResponse | 0 | 0 | 0 | 0 | 0 | 0
IGCC-CCS | 0 | 0 | 0 | 0 | 0 | 0
WT_off | 0 | 0 | 0 | 0 | 0 | 0
PseudoUnit | 0 | 0 | 0 | 0 | 0 | 0
FixedInterchange | 0 | 0 | 0 | 0 | 0 | 0
New Build Capacity by Reporting Type: MISO_IN
ReportingType | 2015 | 2020 | 2025 | 2030 | 2035 | 2040
BM | 0 | 0 | 0 | 0 | 0 | 0
CC | 0 | 3531.75 | 9547.93 | 0 | 0 | 0
CSP | 0 | 0 | 0 | 0 | 0 | 0
CT | 0 | 0 | 0 | 0 | 0 | 0
Coal | 0 | 0 | 0 | 0 | 0 | 0
Geo | 0 | 0 | 0 | 0 | 0 | 0
H | 0 | 0 | 0 | 0 | 0 | 0
LFG | 0 | 0 | 0 | 80.12 | 0 | 0
Nuc | 0 | 0 | 0 | 0 | 0 | 0
PS | 0 | 0 | 0 | 0 | 0 | 0
PV | 0 | 235.95 | 147.21 | 0 | 11.63 | 13.48
PeakG | 0 | 0 | 0 | 0 | 0 | 0
PeakO | 0 | 0 | 0 | 0 | 0 | 0
ST | 0 | 0 | 0 | 0 | 0 | 0
STOG | 0 | 0 | 0 | 0 | 0 | 0
STWD | 0 | 0 | 0 | 0 | 0 | 0
WT | 0 | 0 | 0 | 0 | 0 | 0
IGCC | 618 | 0 | 0 | 0 | 0 | 0
DemandResponse | 0 | 0 | 0 | 0 | 0 | 0
IGCC-CCS | 0 | 0 | 0 | 0 | 0 | 0
WT_off | 0 | 0 | 0 | 0 | 0 | 0
PseudoUnit | 0 | 0 | 0 | 0 | 0 | 0
FixedInterchange | 0 | 0 | 0 | 0 | 0 | 0
New Build Capacity by Reporting Type: MISO_MI
ReportingType | 2015 | 2020 | 2025 | 2030 | 2035 | 2040
BM | 0 | 0 | 0 | 0 | 0 | 0
CC | 0 | 0 | 2570.65 | 0 | 0 | 0
CSP | 0 | 0 | 0 | 0 | 0 | 0
CT | 0 | 0 | 0 | 2491.63 | 0 | 0
Coal | 0 | 0 | 0 | 0 | 0 | 0
Geo | 0 | 0 | 0 | 0 | 0 | 0
H | 0 | 0 | 0 | 0 | 0 | 0
LFG | 0 | 0 | 160.25 | 0 | 0 | 0
Nuc | 0 | 0 | 0 | 0 | 0 | 2221.05
PS | 0 | 0 | 0 | 0 | 0 | 0
PV | 0 | 0 | 0 | 0 | 0 | 0
PeakG | 0 | 0 | 0 | 0 | 0 | 0
PeakO | 0 | 0 | 0 | 0 | 0 | 0
ST | 0 | 0 | 0 | 0 | 0 | 0
STOG | 0 | 0 | 0 | 0 | 0 | 0
STWD | 0 | 0 | 0 | 0 | 0 | 0
WT | 2000 | 0 | 293.1 | 148.12 | 158.79 | 138.57
IGCC | 0 | 0 | 0 | 0 | 0 | 0
DemandResponse | 0 | 0 | 0 | 0 | 0 | 0
IGCC-CCS | 0 | 0 | 0 | 0 | 0 | 0
WT_off | 0 | 0 | 0 | 0 | 0 | 0
PseudoUnit | 0 | 0 | 0 | 0 | 0 | 0
FixedInterchange | 0 | 0 | 0 | 0 | 0 | 0
New Build Capacity by Reporting Type: MISO_MO-IL
ReportingType | 2015 | 2020 | 2025 | 2030 | 2035 | 2040
BM | 0 | 0 | 0 | 0 | 0 | 0
CC | 0 | 0 | 0 | 0 | 0 | 0
CSP | 0 | 0 | 0 | 0 | 0 | 0
CT | 0 | 0 | 0 | 0 | 0 | 0
Coal | 1790 | 0 | 0 | 0 | 0 | 0
Geo | 0 | 0 | 0 | 0 | 0 | 0
H | 0 | 0 | 280 | 0 | 0 | 0
LFG | 0 | 0 | 0 | 223.33 | 0 | 0
Nuc | 0 | 0 | 0 | 0 | 0 | 0
PS | 0 | 0 | 0 | 0 | 0 | 0
PV | 0 | 0 | 0 | 0 | 0 | 0
PeakG | 0 | 0 | 0 | 0 | 0 | 0
PeakO | 0 | 0 | 0 | 0 | 0 | 0
ST | 0 | 0 | 0 | 0 | 0 | 0
STOG | 0 | 0 | 0 | 0 | 0 | 0
STWD | 0 | 0 | 0 | 0 | 0 | 0
WT | 300 | 0 | 0 | 0 | 5600 | 0
IGCC | 0 | 0 | 0 | 0 | 0 | 0
DemandResponse | 0 | 0 | 0 | 0 | 0 | 0
IGCC-CCS | 0 | 0 | 0 | 0 | 0 | 0
WT_off | 0 | 0 | 0 | 0 | 0 | 0
PseudoUnit | 0 | 0 | 0 | 0 | 0 | 0
FixedInterchange | 0 | 0 | 0 | 0 | 0 | 0
New Build Capacity by Reporting Type: MISO_W
ReportingType | 2015 | 2020 | 2025 | 2030 | 2035 | 2040
BM | 0 | 0 | 0 | 0 | 0 | 0
CC | 0 | 0 | 0 | 0 | 0 | 0
CSP | 0 | 0 | 0 | 0 | 0 | 0
CT | 0 | 0 | 0 | 0 | 0 | 0
Coal | 0 | 0 | 0 | 0 | 0 | 0
Geo | 0 | 0 | 0 | 0 | 0 | 0
H | 0 | 0 | 0 | 0 | 0 | 0
LFG | 0 | 0 | 71.67 | 0 | 0 | 0
Nuc | 94.33 | 0 | 0 | 0 | 0 | 0
PS | 0 | 0 | 0 | 0 | 0 | 0
PV | 0 | 0 | 0 | 0 | 0 | 0
PeakG | 0 | 0 | 0 | 0 | 0 | 0
PeakO | 0 | 0 | 0 | 0 | 0 | 0
ST | 0 | 0 | 0 | 0 | 0 | 0
STOG | 0 | 0 | 0 | 0 | 0 | 0
STWD | 0 | 0 | 0 | 0 | 0 | 0
WT | 2800.5 | 0 | 0 | 0 | 32648.88 | 0
IGCC | 0 | 0 | 0 | 0 | 0 | 0
DemandResponse | 0 | 0 | 0 | 0 | 0 | 0
IGCC-CCS | 0 | 0 | 0 | 0 | 0 | 0
WT_off | 0 | 0 | 0 | 0 | 0 | 0
PseudoUnit | 0 | 0 | 0 | 0 | 0 | 0
FixedInterchange | 0 | 0 | 0 | 0 | 0 | 0
New Build Capacity by Reporting Type: MISO_WUMS
ReportingType | 2015 | 2020 | 2025 | 2030 | 2035 | 2040
BM | 0 | 0 | 0 | 0 | 0 | 0
CC | 0 | 4194.75 | 0 | 0 | 0 | 0
CSP | 0 | 0 | 0 | 0 | 0 | 0
CT | 0 | 7765.98 | 0 | 8826.25 | 7329.4 | 2202.66
Coal | 615 | 0 | 0 | 0 | 0 | 0
Geo | 0 | 0 | 0 | 0 | 0 | 0
H | 0 | 1 | 0 | 0 | 0 | 0
LFG | 0 | 0 | 223.33 | 0 | 0 | 0
Nuc | 235 | 0 | 0 | 0 | 0 | 0
PS | 0 | 0 | 0 | 0 | 0 | 0
PV | 0 | 0 | 0 | 0 | 0 | 0
PeakG | 0 | 0 | 0 | 0 | 0 | 0
PeakO | 0 | 0 | 0 | 0 | 0 | 0
ST | 0 | 0 | 0 | 0 | 0 | 0
STOG | 0 | 0 | 0 | 0 | 0 | 0
STWD | 0 | 0 | 0 | 0 | 0 | 0
WT | 968.9 | 0 | 0 | 0 | 30.8 | 0
IGCC | 0 | 0 | 0 | 0 | 0 | 0
DemandResponse | 0 | 0 | 0 | 0 | 0 | 0
IGCC-CCS | 0 | 0 | 0 | 0 | 0 | 0
WT_off | 0 | 0 | 0 | 0 | 0 | 0
PseudoUnit | 0 | 0 | 0 | 0 | 0 | 0
FixedInterchange | 0 | 0 | 0 | 0 | 0 | 0
New Build Capacity by Reporting Type: Nebraska
ReportingType | 2015 | 2020 | 2025 | 2030 | 2035 | 2040
BM | 0 | 0 | 0 | 0 | 0 | 0
CC | 0 | 0 | 0 | 0 | 0 | 0
CSP | 0 | 0 | 0 | 0 | 0 | 0
CT | 0 | 0 | 0 | 0 | 0 | 0
Coal | 232.1 | 0 | 0 | 0 | 0 | 0
Geo | 0 | 0 | 0 | 0 | 0 | 0
H | 0 | 0 | 0 | 0 | 0 | 0
LFG | 0 | 0 | 46.98 | 24.69 | 0 | 0
Nuc | 0 | 0 | 0 | 0 | 0 | 0
PS | 0 | 0 | 0 | 0 | 0 | 0
PV | 0 | 0 | 0 | 0 | 0 | 0
PeakG | 0 | 0 | 0 | 0 | 0 | 0
PeakO | 0 | 0 | 0 | 0 | 0 | 0
ST | 0 | 0 | 0 | 0 | 0 | 0
STOG | 0 | 0 | 0 | 0 | 0 | 0
STWD | 0 | 0 | 0 | 0 | 0 | 0
WT | 202 | 2475.55 | 6707.96 | 46691.91 | 14355.79 | 0
IGCC | 0 | 0 | 0 | 0 | 0 | 0
DemandResponse | 0 | 0 | 0 | 0 | 0 | 0
IGCC-CCS | 0 | 0 | 0 | 0 | 0 | 0
WT_off | 0 | 0 | 0 | 0 | 0 | 0
PseudoUnit | 0 | 0 | 0 | 0 | 0 | 0
FixedInterchange | 0 | 0 | 0 | 0 | 0 | 0
New Build Capacity by Reporting Type: NEISO
ReportingType | 2015 | 2020 | 2025 | 2030 | 2035 | 2040
BM | 252.2 | 0 | 0 | 0 | 0 | 0
CC | 2049.5 | 0 | 0 | 0 | 0 | 0
CSP | 0 | 0 | 0 | 0 | 0 | 0
CT | 334 | 0 | 0 | 0 | 0 | 0
Coal | 0 | 0 | 0 | 0 | 0 | 0
Geo | 0 | 0 | 0 | 0 | 0 | 0
H | 0 | 0 | 0 | 3 | 0 | 0
LFG | 49.26 | 0 | 69.74 | 0 | 0 | 0
Nuc | 0 | 0 | 0 | 0 | 0 | 0
PS | 0 | 0 | 0 | 0 | 0 | 0
PV | 0 | 323.36 | 0 | 0 | 0 | 1.54
PeakG | 0 | 0 | 0 | 0 | 0 | 0
PeakO | 0 | 0 | 0 | 0 | 0 | 0
ST | 0 | 0 | 0 | 0 | 0 | 0
STOG | 0 | 0 | 0 | 0 | 0 | 0
STWD | 0 | 0 | 0 | 0 | 0 | 0
WT | 231.2 | 1502.37 | 1976.93 | 899.14 | 436.56 | 0
IGCC | 0 | 0 | 0 | 0 | 0 | 0
DemandResponse | 0 | 0 | 0 | 0 | 0 | 0
IGCC-CCS | 0 | 0 | 0 | 0 | 0 | 0
WT_off | 468 | 0 | 0 | 0 | 0 | 0
PseudoUnit | 0 | 0 | 0 | 0 | 0 | 0
FixedInterchange | 0 | 0 | 0 | 0 | 0 | 0
New Build Capacity by Reporting Type: NonRTO_Midwest
ReportingType | 2015 | 2020 | 2025 | 2030 | 2035 | 2040
BM | 0 | 0 | 0 | 0 | 0 | 0
CC | 194.92 | 993.52 | 1365.36 | 0 | 0 | 0
CSP | 0 | 0 | 0 | 0 | 0 | 0
CT | 0 | 0 | 0 | 0 | 0 | 0
Coal | 0 | 0 | 0 | 0 | 0 | 0
Geo | 0 | 0 | 0 | 0 | 0 | 0
H | 0 | 0 | 745.99 | 0.01 | 0 | 0
LFG | 0 | 0 | 160.25 | 0 | 0 | 0
Nuc | 0 | 0 | 0 | 0 | 4162.71 | 731.16
PS | 0 | 0 | 0 | 0 | 0 | 0
PV | 0 | 0 | 0 | 0 | 0 | 0
PeakG | 0 | 0 | 0 | 0 | 0 | 0
PeakO | 0 | 0 | 0 | 0 | 0 | 0
ST | 0 | 0 | 0 | 0 | 0 | 0
STOG | 0 | 0 | 0 | 0 | 0 | 0
STWD | 0 | 0 | 0 | 0 | 0 | 0
WT | 0 | 0 | 0 | 0 | 0 | 0
IGCC | 0 | 0 | 0 | 0 | 0 | 0
DemandResponse | 0 | 0 | 0 | 0 | 0 | 0
IGCC-CCS | 0 | 0 | 0 | 0 | 0 | 0
WT_off | 0 | 0 | 0 | 0 | 0 | 0
PseudoUnit | 0 | 0 | 0 | 0 | 0 | 0
FixedInterchange | 0 | 0 | 0 | 0 | 0 | 0
New Build Capacity by Reporting Type: NYISO_A-F
ReportingType | 2015 | 2020 | 2025 | 2030 | 2035 | 2040
BM | 0 | 0 | 0 | 0 | 0 | 0
CC | 639 | 0 | 0 | 0 | 0 | 0
CSP | 0 | 0 | 0 | 0 | 0 | 0
CT | 0 | 0 | 0 | 0 | 0 | 0
Coal | 0 | 0 | 0 | 0 | 0 | 0
Geo | 0 | 0 | 0 | 0 | 0 | 0
H | 0 | 0 | 0 | 0 | 0 | 0
LFG | 6.4 | 0 | 0 | 67.93 | 0 | 0
Nuc | 168 | 0 | 0 | 0 | 0 | 0
PS | 0 | 0 | 0 | 0 | 0 | 0
PV | 0 | 0 | 0 | 0 | 0 | 0
PeakG | 0 | 0 | 0 | 0 | 0 | 0
PeakO | 0 | 0 | 0 | 0 | 0 | 0
ST | 0 | 0 | 0 | 0 | 0 | 0
STOG | 0 | 0 | 0 | 0 | 0 | 0
STWD | 0 | 0 | 0 | 0 | 0 | 0
WT | 2476.3 | 709.8 | 0 | 0 | 0 | 0
IGCC | 0 | 0 | 0 | 0 | 0 | 0
DemandResponse | 0 | 0 | 0 | 0 | 0 | 0
IGCC-CCS | 0 | 0 | 0 | 0 | 0 | 0
WT_off | 0 | 0 | 0 | 0 | 0 | 0
PseudoUnit | 0 | 0 | 0 | 0 | 0 | 0
FixedInterchange | 0 | 0 | 0 | 0 | 0 | 0
New Build Capacity by Reporting Type: NYISO_G-I
ReportingType | 2015 | 2020 | 2025 | 2030 | 2035 | 2040
BM | 0 | 0 | 0 | 0 | 0 | 0
CC | 0 | 0 | 0 | 0 | 493.69 | 3168.49
CSP | 0 | 0 | 0 | 0 | 0 | 0
CT | 0 | 0 | 0 | 0 | 0 | 0
Coal | 0 | 0 | 0 | 0 | 0 | 0
Geo | 0 | 0 | 0 | 0 | 0 | 0
H | 0 | 0 | 0 | 0 | 0 | 0
LFG | 0 | 0 | 0.31 | 74.02 | 0 | 0
Nuc | 0 | 0 | 0 | 0 | 0 | 0
PS | 0 | 0 | 0 | 0 | 0 | 0
PV | 0 | 0 | 0 | 0 | 0 | 0
PeakG | 0 | 0 | 0 | 0 | 0 | 0
PeakO | 0 | 0 | 0 | 0 | 0 | 0
ST | 0 | 0 | 0 | 0 | 0 | 0
STOG | 0 | 0 | 0 | 0 | 0 | 0
STWD | 0 | 0 | 0 | 0 | 0 | 0
WT | 0 | 60 | 0 | 0 | 0 | 0
IGCC | 0 | 0 | 0 | 0 | 0 | 0
DemandResponse | 0 | 0 | 0 | 0 | 0 | 0
IGCC-CCS | 0 | 0 | 0 | 0 | 0 | 0
WT_off | 0 | 0 | 0 | 0 | 0 | 0
PseudoUnit | 0 | 0 | 0 | 0 | 0 | 0
FixedInterchange | 0 | 0 | 0 | 0 | 0 | 0
New Build Capacity by Reporting Type: NYISO_J-K
ReportingType | 2015 | 2020 | 2025 | 2030 | 2035 | 2040
BM | 0 | 0 | 0 | 0 | 0 | 0
CC | 1175.4 | 0 | 0 | 0 | 0 | 0
CSP | 0 | 0 | 0 | 0 | 0 | 0
CT | 0 | 0 | 0 | 191.28 | 2069.14 | 356.32
Coal | 0 | 0 | 0 | 0 | 0 | 0
Geo | 0 | 0 | 0 | 0 | 0 | 0
H | 0 | 0 | 0 | 0 | 0 | 0
LFG | 0 | 0 | 0 | 74.33 | 0 | 0
Nuc | 0 | 0 | 0 | 0 | 0 | 0
PS | 0 | 0 | 0 | 0 | 0 | 0
PV | 32 | 0 | 0 | 0 | 0 | 0
PeakG | 0 | 0 | 0 | 0 | 0 | 0
PeakO | 0 | 0 | 0 | 0 | 0 | 0
ST | 0 | 0 | 0 | 0 | 0 | 0
STOG | 0 | 0 | 0 | 0 | 0 | 0
STWD | 0 | 0 | 0 | 0 | 0 | 0
WT | 0 | 0 | 0 | 0 | 0 | 0
IGCC | 0 | 0 | 0 | 0 | 0 | 0
DemandResponse | 0 | 0 | 0 | 0 | 0 | 0
IGCC-CCS | 0 | 0 | 0 | 0 | 0 | 0
WT_off | 0 | 0 | 0 | 0 | 0 | 0
PseudoUnit | 0 | 0 | 0 | 0 | 0 | 0
FixedInterchange | 0 | 0 | 0 | 0 | 0 | 0
New Build Capacity by Reporting Type: PJM_E
ReportingType | 2015 | 2020 | 2025 | 2030 | 2035 | 2040
BM | 30 | 0 | 0 | 0 | 0 | 0
CC | 4634.3 | 0 | 0 | 0 | 0 | 0
CSP | 0 | 0 | 0 | 0 | 0 | 0
CT | 26.2 | 0 | 0 | 0 | 1626.76 | 6109.49
Coal | 27 | 0 | 0 | 0 | 0 | 0
Geo | 0 | 0 | 0 | 0 | 0 | 0
H | 0 | 0 | 0 | 0 | 0 | 0
LFG | 9.1 | 125.94 | 6.96 | 0 | 0 | 0
Nuc | 38 | 0 | 0 | 0 | 0 | 0
PS | 0 | 0 | 0 | 0 | 0 | 0
PV | 25.45 | 0 | 0 | 0 | 0 | 0
PeakG | 0 | 0 | 0 | 0 | 0 | 0
PeakO | 0 | 0 | 0 | 0 | 0 | 0
ST | 0 | 0 | 0 | 0 | 0 | 0
STOG | 0 | 0 | 0 | 0 | 0 | 0
STWD | 0 | 0 | 0 | 0 | 0 | 0
WT | 1150 | 0 | 0 | 0 | 0 | 0
IGCC | 0 | 0 | 0 | 0 | 0 | 0
DemandResponse | 0 | 0 | 0 | 0 | 0 | 0
IGCC-CCS | 0 | 0 | 0 | 0 | 0 | 0
WT_off | 0 | 0 | 1100 | 0 | 0 | 0
PseudoUnit | 0 | 0 | 0 | 0 | 0 | 0
FixedInterchange | 0 | 0 | 0 | 0 | 0 | 0
New Build Capacity by Reporting Type: PJM_ROM
ReportingType | 2015 | 2020 | 2025 | 2030 | 2035 | 2040
BM | 18 | 0 | 0 | 0 | 0 | 0
CC | 1678.5 | 0 | 0 | 1915.75 | 13228.67 | 5928.14
CSP | 0 | 0 | 0 | 0 | 0 | 0
CT | 16 | 0 | 0 | 0 | 0 | 0
Coal | 32.5 | 0 | 0 | 0 | 0 | 0
Geo | 0 | 0 | 0 | 0 | 0 | 0
H | 0 | 0 | 678 | 0 | 0 | 0
LFG | 18.9 | 265.1 | 0 | 0 | 0 | 0
Nuc | 0 | 0 | 0 | 0 | 0 | 0
PS | 0 | 0 | 0 | 0 | 0 | 0
PV | 0 | 1409.56 | 888.64 | 240.74 | 95.25 | 113.93
PeakG | 0 | 0 | 0 | 0 | 0 | 0
PeakO | 0 | 0 | 0 | 0 | 0 | 0
ST | 0 | 0 | 0 | 0 | 0 | 0
STOG | 0 | 0 | 0 | 0 | 0 | 0
STWD | 0 | 0 | 0 | 0 | 0 | 0
WT | 479.8 | 0 | 3061.78 | 3498.42 | 0 | 0
IGCC | 0 | 0 | 0 | 0 | 0 | 0
DemandResponse | 0 | 0 | 0 | 0 | 0 | 0
IGCC-CCS | 0 | 0 | 0 | 0 | 0 | 0
WT_off | 0 | 0 | 0 | 0 | 0 | 0
PseudoUnit | 0 | 0 | 0 | 0 | 0 | 0
FixedInterchange | 0 | 0 | 0 | 0 | 0 | 0
New Build Capacity by Reporting Type: PJM_ROR
ReportingType | 2015 | 2020 | 2025 | 2030 | 2035 | 2040
BM | 385 | 0 | 0 | 0 | 0 | 0
CC | 3077 | 5893.56 | 15998.2 | 3807.33 | 0 | 0
CSP | 0 | 0 | 0 | 0 | 0 | 0
CT | 29 | 0 | 0 | 140.75 | 0 | 0
Coal | 2164 | 0 | 0 | 0 | 0 | 0
Geo | 0 | 0 | 0 | 0 | 0 | 0
H | 0 | 503 | 0 | 0 | 0 | 0
LFG | 57.4 | 0 | 513.71 | 0 | 0 | 0
Nuc | 38 | 0 | 0 | 0 | 0 | 991.43
PS | 0 | 0 | 0 | 0 | 0 | 0
PV | 0 | 0 | 0 | 0 | 0 | 0
PeakG | 0 | 0 | 0 | 0 | 0 | 0
PeakO | 0 | 0 | 0 | 0 | 0 | 0
ST | 0 | 0 | 0 | 0 | 0 | 0
STOG | 0 | 0 | 0 | 0 | 0 | 0
STWD | 0 | 0 | 0 | 0 | 0 | 0
WT | 8325.7 | 0 | 191.7 | 1662.91 | 1774.97 | 2541.2
IGCC | 0 | 0 | 0 | 0 | 0 | 0
DemandResponse | 0 | 0 | 0 | 0 | 0 | 0
IGCC-CCS | 0 | 0 | 0 | 0 | 0 | 0
WT_off | 0 | 0 | 0 | 0 | 0 | 0
PseudoUnit | 0 | 0 | 0 | 0 | 0 | 0
FixedInterchange | 0 | 0 | 0 | 0 | 0 | 0
New Build Capacity by Reporting Type: SOCO
ReportingType | 2015 | 2020 | 2025 | 2030 | 2035 | 2040
BM | 55 | 0 | 0 | 0 | 0 | 0
CC | 5026.9 | 1461.71 | 1084.18 | 0 | 0 | 0
CSP | 0 | 0 | 0 | 0 | 0 | 0
CT | 0 | 0 | 0 | 0 | 0 | 0
Coal | 0 | 0 | 0 | 0 | 0 | 0
Geo | 0 | 0 | 0 | 0 | 0 | 0
H | 0 | 0 | 0 | 0 | 0 | 0
LFG | 0 | 0 | 107.4 | 0 | 0 | 0
Nuc | 70 | 2200 | 0 | 235.07 | 9282.41 | 14433.47
PS | 0 | 0 | 0 | 0 | 0 | 0
PV | 0 | 0 | 0 | 0 | 0 | 0
PeakG | 0 | 0 | 0 | 0 | 0 | 0
PeakO | 0 | 0 | 0 | 0 | 0 | 0
ST | 0 | 0 | 0 | 0 | 0 | 0
STOG | 0 | 0 | 0 | 0 | 0 | 0
STWD | 0 | 0 | 0 | 0 | 0 | 0
WT | 0 | 0 | 0 | 0 | 0 | 0
IGCC | 0 | 0 | 0 | 0 | 0 | 0
DemandResponse | 0 | 0 | 0 | 0 | 0 | 0
IGCC-CCS | 0 | 0 | 0 | 0 | 0 | 0
WT_off | 0 | 0 | 0 | 0 | 0 | 0
PseudoUnit | 0 | 0 | 0 | 0 | 0 | 0
FixedInterchange | 0 | 0 | 0 | 0 | 0 | 0
New Build Capacity by Reporting Type: SPP_N
ReportingType | 2015 | 2020 | 2025 | 2030 | 2035 | 2040
BM | 0 | 0 | 0 | 0 | 0 | 0
CC | 0 | 0 | 0 | 0 | 0 | 0
CSP | 0 | 0 | 0 | 0 | 0 | 0
CT | 0 | 0 | 0 | 0 | 0 | 0
Coal | 465.04 | 0 | 0 | 0 | 0 | 0
Geo | 0 | 0 | 0 | 0 | 0 | 0
H | 0 | 0 | 0 | 0 | 0 | 0
LFG | 0 | 0 | 95 | 0 | 0 | 0
Nuc | 0 | 0 | 0 | 0 | 0 | 0
PS | 0 | 0 | 0 | 0 | 0 | 0
PV | 0 | 0 | 0 | 0 | 0 | 0
PeakG | 0 | 0 | 0 | 0 | 0 | 0
PeakO | 0 | 0 | 0 | 0 | 0 | 0
ST | 0 | 0 | 0 | 0 | 0 | 0
STOG | 0 | 0 | 0 | 0 | 0 | 0
STWD | 0 | 0 | 0 | 0 | 0 | 0
WT | 0 | 0 | 0 | 0 | 24575.77 | 0
IGCC | 0 | 0 | 0 | 0 | 0 | 0
DemandResponse | 0 | 0 | 0 | 0 | 0 | 0
IGCC-CCS | 0 | 0 | 0 | 0 | 0 | 0
WT_off | 0 | 0 | 0 | 0 | 0 | 0
PseudoUnit | 0 | 0 | 0 | 0 | 0 | 0
FixedInterchange | 0 | 0 | 0 | 0 | 0 | 0
New Build Capacity by Reporting Type: SPP_S
ReportingType | 2015 | 2020 | 2025 | 2030 | 2035 | 2040
BM | 0 | 0 | 0 | 0 | 0 | 0
CC | 0 | 0 | 0 | 0 | 0 | 0
CSP | 0 | 0 | 0 | 0 | 0 | 0
CT | 412.99 | 3609.21 | 0 | 0 | 0 | 1531.47
Coal | 988 | 0 | 0 | 0 | 0 | 0
Geo | 0 | 0 | 0 | 0 | 0 | 0
H | 0 | 0 | 0 | 0 | 0 | 0
LFG | 0 | 0 | 95 | 0 | 0 | 0
Nuc | 0 | 0 | 0 | 0 | 0 | 0
PS | 0 | 0 | 0 | 0 | 0 | 0
PV | 0 | 0 | 0 | 0 | 0 | 0
PeakG | 0 | 0 | 0 | 0 | 0 | 0
PeakO | 0 | 0 | 0 | 0 | 0 | 0
ST | 0 | 0 | 0 | 0 | 0 | 0
STOG | 0 | 0 | 0 | 0 | 0 | 0
STWD | 0 | 0 | 0 | 0 | 0 | 0
WT | 430 | 150 | 0 | 43043.71 | 8733.9 | 2847.16
IGCC | 0 | 0 | 0 | 0 | 0 | 0
DemandResponse | 0 | 0 | 0 | 0 | 0 | 0
IGCC-CCS | 0 | 0 | 0 | 0 | 0 | 0
WT_off | 0 | 0 | 0 | 0 | 0 | 0
PseudoUnit | 0 | 0 | 0 | 0 | 0 | 0
FixedInterchange | 0 | 0 | 0 | 0 | 0 | 0
New Build Capacity by Reporting Type: TVA
ReportingType | 2015 | 2020 | 2025 | 2030 | 2035 | 2040
BM | 0 | 0 | 0 | 0 | 0 | 0
CC | 1418 | 1650.3 | 958.38 | 0 | 0 | 0
CSP | 0 | 0 | 0 | 0 | 0 | 0
CT | 0 | 4685.33 | 0 | 0 | 0 | 0
Coal | 0 | 0 | 0 | 0 | 0 | 0
Geo | 0 | 0 | 0 | 0 | 0 | 0
H | 0 | 0 | 0 | 27 | 0 | 0
LFG | 0 | 0 | 107.4 | 0 | 0 | 0
Nuc | 1697.89 | 0 | 0 | 3014.49 | 5439.02 | 4506.19
PS | 0 | 0 | 0 | 0 | 0 | 0
PV | 0 | 0 | 0 | 0 | 0 | 0
PeakG | 0 | 0 | 0 | 0 | 0 | 0
PeakO | 0 | 0 | 0 | 0 | 0 | 0
ST | 0 | 0 | 0 | 0 | 0 | 0
STOG | 0 | 0 | 0 | 0 | 0 | 0
STWD | 0 | 0 | 0 | 0 | 0 | 0
WT | 0 | 0 | 0 | 0 | 0 | 0
IGCC | 0 | 0 | 0 | 0 | 0 | 0
DemandResponse | 0 | 0 | 0 | 0 | 0 | 0
IGCC-CCS | 0 | 0 | 0 | 0 | 0 | 0
WT_off | 0 | 0 | 0 | 0 | 0 | 0
PseudoUnit | 0 | 0 | 0 | 0 | 0 | 0
FixedInterchange | 0 | 0 | 0 | 0 | 0 | 0
New Build Capacity by Reporting Type: TVA_Transmission
ReportingType | 2015 | 2020 | 2025 | 2030 | 2035 | 2040
BM | 0 | 0 | 0 | 0 | 0 | 0
CC | 0 | 0 | 0 | 0 | 0 | 0
CSP | 0 | 0 | 0 | 0 | 0 | 0
CT | 0 | 0 | 0 | 0 | 0 | 0
Coal | 0 | 0 | 0 | 0 | 0 | 0
Geo | 0 | 0 | 0 | 0 | 0 | 0
H | 0 | 0 | 0 | 0 | 0 | 0
LFG | 0 | 0 | 0 | 0 | 0 | 0
Nuc | 0 | 0 | 0 | 0 | 0 | 0
PS | 0 | 0 | 0 | 0 | 0 | 0
PV | 0 | 0 | 0 | 0 | 0 | 0
PeakG | 0 | 0 | 0 | 0 | 0 | 0
PeakO | 0 | 0 | 0 | 0 | 0 | 0
ST | 0 | 0 | 0 | 0 | 0 | 0
STOG | 0 | 0 | 0 | 0 | 0 | 0
STWD | 0 | 0 | 0 | 0 | 0 | 0
WT | 0 | 0 | 0 | 0 | 0 | 0
IGCC | 0 | 0 | 0 | 0 | 0 | 0
DemandResponse | 0 | 0 | 0 | 0 | 0 | 0
IGCC-CCS | 0 | 0 | 0 | 0 | 0 | 0
WT_off | 0 | 0 | 0 | 0 | 0 | 0
PseudoUnit | 0 | 0 | 0 | 0 | 0 | 0
FixedInterchange | 0 | 0 | 0 | 0 | 0 | 0
New Build Capacity by Reporting Type: VACAR
ReportingType | 2015 | 2020 | 2025 | 2030 | 2035 | 2040
BM | 0.92 | 230.9 | 620.47 | 60.03 | 183.32 | 150.81
CC | 2614.64 | 4305.6 | 2213.85 | 0 | 0 | 0
CSP | 0 | 0 | 0 | 0 | 0 | 0
CT | 3706.62 | 0 | 0 | 0 | 0 | 0
Coal | 825 | 0 | 0 | 0 | 0 | 0
Geo | 0 | 0 | 0 | 0 | 0 | 0
H | 0 | 0 | 0 | 0 | 0 | 0
LFG | 0.34 | 107.06 | 0 | 0 | 0 | 0
Nuc | 0 | 2330 | 0 | 3760.59 | 15551.77 | 5072
PS | 0 | 0 | 0 | 0 | 0 | 0
PV | 0 | 138.41 | 6.52 | 3.78 | 11.55 | 9.5
PeakG | 0 | 0 | 0 | 0 | 0 | 0
PeakO | 0 | 0 | 0 | 0 | 0 | 0
ST | 0 | 0 | 0 | 0 | 0 | 0
STOG | 0 | 0 | 0 | 0 | 0 | 0
STWD | 0 | 0 | 0 | 0 | 0 | 0
WT | 0.9 | 3499.1 | 0 | 0 | 0 | 0
IGCC | 0 | 0 | 0 | 0 | 0 | 0
DemandResponse | 0 | 0 | 0 | 0 | 0 | 0
IGCC-CCS | 0 | 0 | 0 | 0 | 0 | 0
WT_off | 1 | 0 | 0 | 0 | 0 | 0
PseudoUnit | 0 | 0 | 0 | 0 | 0 | 0
FixedInterchange | 0 | 0 | 0 | 0 | 0 | 0
New Build Capacity by Reporting Type: IESO
ReportingType | 2015 | 2020 | 2025 | 2030 | 2035 | 2040
BM | 326.33 | 0 | 0 | 0 | 0 | 0
CC | 1263 | 0 | 0 | 0 | 0 | 0
CSP | 0 | 0 | 0 | 0 | 0 | 0
CT | 368 | 0 | 0 | 0 | 0 | 2526.35
Coal | 0 | 0 | 0 | 0 | 0 | 0
Geo | 0 | 0 | 0 | 0 | 0 | 0
H | 0 | 0 | 0 | 0 | 0 | 0
LFG | 14.5 | 0 | 0 | 0 | 0 | 0.5
Nuc | 0 | 0 | 0 | 0 | 0 | 0
PS | 0 | 0 | 0 | 0 | 0 | 0
PV | 1067.26 | 0 | 0 | 0 | 0 | 0
PeakG | 0 | 0 | 0 | 0 | 0 | 0
PeakO | 0 | 0 | 0 | 0 | 0 | 0
ST | 0 | 0 | 0 | 0 | 0 | 0
STOG | 0 | 0 | 0 | 0 | 0 | 0
STWD | 0 | 0 | 0 | 0 | 0 | 0
WT | 2105.9 | 0 | 0 | 0 | 0 | 0
IGCC | 0 | 0 | 0 | 0 | 0 | 0
DemandResponse | 0 | 0 | 0 | 0 | 0 | 0
IGCC-CCS | 0 | 0 | 0 | 0 | 0 | 0
WT_off | 0 | 0 | 0 | 0 | 0 | 0
PseudoUnit | 0 | 0 | 0 | 0 | 0 | 0
FixedInterchange | 0 | 0 | 0 | 0 | 0 | 0
New Build Capacity by Reporting Type: MAPP_CA
ReportingType | 2015 | 2020 | 2025 | 2030 | 2035 | 2040
BM | 0 | 0 | 0 | 0 | 0 | 0
CC | 0 | 0 | 0 | 0 | 0 | 0
CSP | 0 | 0 | 0 | 0 | 0 | 0
CT | 35 | 0 | 0 | 0 | 0 | 0
Coal | 0 | 0 | 0 | 0 | 0 | 0
Geo | 0 | 0 | 0 | 0 | 0 | 0
H | 0 | 329.9 | 1860.1 | 2460 | 0 | 0
LFG | 0 | 0 | 0 | 0 | 0 | 0
Nuc | 0 | 0 | 0 | 0 | 0 | 0
PS | 0 | 0 | 0 | 0 | 0 | 0
PV | 0 | 0 | 0 | 0 | 0 | 0
PeakG | 0 | 0 | 0 | 0 | 0 | 0
PeakO | 0 | 0 | 0 | 0 | 0 | 0
ST | 0 | 0 | 0 | 0 | 0 | 0
STOG | 0 | 0 | 0 | 0 | 0 | 0
STWD | 0 | 0 | 0 | 0 | 0 | 0
WT | 302.4 | 0 | 0 | 0 | 0 | 0
IGCC | 0 | 0 | 0 | 0 | 0 | 0
DemandResponse | 0 | 0 | 0 | 0 | 0 | 0
IGCC-CCS | 0 | 0 | 0 | 0 | 0 | 0
WT_off | 0 | 0 | 0 | 0 | 0 | 0
PseudoUnit | 0 | 0 | 0 | 0 | 0 | 0
FixedInterchange | 0 | 0 | 0 | 0 | 0 | 0
New Build Capacity by Reporting Type: AZ_NM_SNV_Coal
ReportingType | 2015 | 2020 | 2025 | 2030 | 2035 | 2040
BM | 0 | 0 | 0 | 0 | 0 | 0
CC | 0 | 0 | 0 | 0 | 0 | 0
CSP | 0 | 0 | 0 | 0 | 0 | 0
CT | 0 | 0 | 0 | 0 | 0 | 0
Coal | 0 | 0 | 0 | 0 | 0 | 0
Geo | 0 | 0 | 0 | 0 | 0 | 0
H | 0 | 0 | 0 | 0 | 0 | 0
LFG | 0 | 0 | 0 | 0 | 0 | 0
Nuc | 0 | 0 | 0 | 0 | 0 | 0
PS | 0 | 0 | 0 | 0 | 0 | 0
PV | 0 | 0 | 0 | 0 | 0 | 0
PeakG | 0 | 0 | 0 | 0 | 0 | 0
PeakO | 0 | 0 | 0 | 0 | 0 | 0
ST | 0 | 0 | 0 | 0 | 0 | 0
STOG | 0 | 0 | 0 | 0 | 0 | 0
STWD | 0 | 0 | 0 | 0 | 0 | 0
WT | 0 | 0 | 0 | 0 | 0 | 0
IGCC | 0 | 0 | 0 | 0 | 0 | 0
DemandResponse | 0 | 0 | 0 | 0 | 0 | 0
IGCC-CCS | 0 | 0 | 0 | 0 | 0 | 0
WT_off | 0 | 0 | 0 | 0 | 0 | 0
PseudoUnit | 0 | 0 | 0 | 0 | 0 | 0
FixedInterchange | 0 | 0 | 0 | 0 | 0 | 0
New Build Capacity by Reporting Type: AZ_NM_SNV_Gas
ReportingType | 2015 | 2020 | 2025 | 2030 | 2035 | 2040
BM | 0 | 0 | 0 | 0 | 0 | 0
CC | 668 | 0 | 0 | 0 | 0 | 0
CSP | 0 | 0 | 0 | 0 | 0 | 0
CT | 736 | 0 | 0 | 0 | 0 | 0
Coal | 0 | 0 | 0 | 0 | 0 | 0
Geo | 0 | 0 | 0 | 0 | 0 | 0
H | 0 | 0 | 0 | 0 | 0 | 0
LFG | 0 | 0 | 0 | 0 | 0 | 0
Nuc | 0 | 0 | 0 | 0 | 0 | 0
PS | 0 | 0 | 0 | 0 | 0 | 0
PV | 0 | 0 | 0 | 0 | 0 | 0
PeakG | 0 | 0 | 0 | 0 | 0 | 0
PeakO | 0 | 0 | 0 | 0 | 0 | 0
ST | 0 | 0 | 0 | 0 | 0 | 0
STOG | 0 | 0 | 0 | 0 | 0 | 0
STWD | 0 | 0 | 0 | 0 | 0 | 0
WT | 0 | 0 | 0 | 0 | 0 | 0
IGCC | 0 | 0 | 0 | 0 | 0 | 0
DemandResponse | 0 | 0 | 0 | 0 | 0 | 0
IGCC-CCS | 0 | 0 | 0 | 0 | 0 | 0
WT_off | 0 | 0 | 0 | 0 | 0 | 0
PseudoUnit | 0 | 0 | 0 | 0 | 0 | 0
FixedInterchange | 0 | 0 | 0 | 0 | 0 | 0
New Build Capacity by Reporting Type: AZ_NM_SNV_NucRenew
ReportingType | 2015 | 2020 | 2025 | 2030 | 2035 | 2040
BM | 0 | 0 | 0 | 0 | 0 | 0
CC | 0 | 0 | 0 | 0 | 0 | 0
CSP | 0 | 0 | 0 | 0 | 0 | 0
CT | 0 | 0 | 0 | 0 | 0 | 0
Coal | 0 | 0 | 0 | 0 | 0 | 0
Geo | 0 | 0 | 1450 | 0 | 0 | 0
H | 0 | 0 | 0 | 0 | 0 | 0
LFG | 0 | 60.67 | 0 | 0 | 0 | 0
Nuc | 0 | 0 | 0 | 6573.34 | 6409.88 | 5062.87
PS | 0 | 0 | 0 | 0 | 0 | 0
PV | 95.7 | 0 | 0 | 0 | 0 | 0
PeakG | 0 | 0 | 0 | 0 | 0 | 0
PeakO | 0 | 0 | 0 | 0 | 0 | 0
ST | 280 | 439.41 | 276.64 | 124.64 | 0 | 0
STOG | 0 | 0 | 0 | 0 | 0 | 0
STWD | 0 | 0 | 0 | 0 | 0 | 0
WT | 65.1 | 3812.38 | 2491.5 | 2033.02 | 0 | 0
IGCC | 0 | 0 | 0 | 0 | 0 | 0
DemandResponse | 0 | 0 | 0 | 0 | 0 | 0
IGCC-CCS | 0 | 0 | 0 | 0 | 0 | 0
WT_off | 0 | 0 | 0 | 0 | 0 | 0
PseudoUnit | 0 | 0 | 0 | 0 | 0 | 0
FixedInterchange | 0 | 0 | 0 | 0 | 0 | 0
New Build Capacity by Reporting Type: ERCOT
ReportingType | 2015 | 2020 | 2025 | 2030 | 2035 | 2040
BM | 145 | 0 | 0 | 0 | 0 | 0
CC | 2807.86 | 3230.82 | 0 | 0 | 0 | 0
CSP | 0 | 0 | 0 | 0 | 0 | 0
CT | 250 | 0 | 0 | 0 | 0 | 0
Coal | 2020 | 0 | 0 | 0 | 0 | 0
Geo | 0 | 0 | 0 | 0 | 0 | 0
H | 0 | 0 | 0 | 0 | 0 | 0
LFG | 0 | 0 | 354 | 0 | 0 | 0
Nuc | 0 | 0 | 1744.39 | 1535.85 | 8762.28 | 2777.37
PS | 0 | 0 | 0 | 0 | 0 | 0
PV | 14 | 0 | 0 | 0 | 0 | 0
PeakG | 0 | 0 | 0 | 0 | 0 | 0
PeakO | 0 | 0 | 0 | 0 | 0 | 0
ST | 0 | 0 | 0 | 0 | 0 | 0
STOG | 0 | 0 | 0 | 0 | 0 | 0
STWD | 0 | 0 | 0 | 0 | 0 | 0
WT | 350.1 | 0 | 3399.03 | 20185.65 | 830.16 | 1488.66
IGCC | 0 | 0 | 0 | 0 | 0 | 0
DemandResponse | 0 | 0 | 0 | 0 | 0 | 0
IGCC-CCS | 0 | 0 | 0 | 0 | 0 | 0
WT_off | 0 | 0 | 0 | 0 | 0 | 0
PseudoUnit | 0 | 0 | 0 | 0 | 0 | 0
FixedInterchange | 0 | 0 | 0 | 0 | 0 | 0
New Build Capacity by Reporting Type: NP15
ReportingType | 2015 | 2020 | 2025 | 2030 | 2035 | 2040
BM | 0 | 0 | 0 | 0 | 0 | 0
CC | 940 | 0 | 0 | 0 | 0 | 0
CSP | 0 | 0 | 0 | 0 | 0 | 0
CT | 212.6 | 1407.85 | 3016.8 | 3556.76 | 938.03 | 4179.09
Coal | 0 | 0 | 0 | 0 | 0 | 0
Geo | 0 | 499.74 | 100.26 | 0 | 0 | 0
H | 0 | 0 | 0 | 0 | 0 | 0
LFG | 0 | 565 | 0 | 0 | 0 | 0
Nuc | 0 | 0 | 0 | 0 | 0 | 0
PS | 0 | 0 | 0 | 0 | 0 | 0
PV | 6.5 | 0 | 0 | 0 | 0 | 0
PeakG | 0 | 0 | 0 | 0 | 0 | 0
PeakO | 0 | 0 | 0 | 0 | 0 | 0
ST | 29 | 0 | 0 | 0 | 0 | 0
STOG | 0 | 0 | 0 | 0 | 0 | 0
STWD | 0 | 0 | 0 | 0 | 0 | 0
WT | 101.2 | 0 | 0 | 5633.11 | 6629.18 | 561.04
IGCC | 0 | 0 | 0 | 0 | 0 | 0
DemandResponse | 0 | 0 | 0 | 0 | 0 | 0
IGCC-CCS | 0 | 0 | 0 | 0 | 0 | 0
WT_off | 0 | 0 | 0 | 0 | 0 | 0
PseudoUnit | 0 | 0 | 0 | 0 | 0 | 0
FixedInterchange | 0 | 0 | 0 | 0 | 0 | 0
New Build Capacity by Reporting Type: NWPP_Coal
ReportingType | 2015 | 2020 | 2025 | 2030 | 2035 | 2040
BM | 0 | 0 | 0 | 0 | 0 | 0
CC | 0 | 0 | 0 | 0 | 0 | 0
CSP | 0 | 0 | 0 | 0 | 0 | 0
CT | 0 | 0 | 0 | 0 | 0 | 0
Coal | 0 | 0 | 0 | 0 | 0 | 0
Geo | 0 | 0 | 0 | 0 | 0 | 0
H | 0 | 0 | 0 | 0 | 0 | 0
LFG | 0 | 0 | 0 | 0 | 0 | 0
Nuc | 0 | 0 | 0 | 0 | 0 | 0
PS | 0 | 0 | 0 | 0 | 0 | 0
PV | 0 | 0 | 0 | 0 | 0 | 0
PeakG | 0 | 0 | 0 | 0 | 0 | 0
PeakO | 0 | 0 | 0 | 0 | 0 | 0
ST | 0 | 0 | 0 | 0 | 0 | 0
STOG | 0 | 0 | 0 | 0 | 0 | 0
STWD | 0 | 0 | 0 | 0 | 0 | 0
WT | 0 | 0 | 0 | 0 | 0 | 0
IGCC | 0 | 0 | 0 | 0 | 0 | 0
DemandResponse | 0 | 0 | 0 | 0 | 0 | 0
IGCC-CCS | 0 | 0 | 0 | 0 | 0 | 0
WT_off | 0 | 0 | 0 | 0 | 0 | 0
PseudoUnit | 0 | 0 | 0 | 0 | 0 | 0
FixedInterchange | 0 | 0 | 0 | 0 | 0 | 0
New Build Capacity by Reporting Type: NWPP_Gas
ReportingType | 2015 | 2020 | 2025 | 2030 | 2035 | 2040
BM | 0 | 0 | 0 | 0 | 0 | 0
CC | 300 | 0 | 0 | 0 | 0 | 0
CSP | 0 | 0 | 0 | 0 | 0 | 0
CT | 150 | 0 | 0 | 0 | 0 | 0
Coal | 0 | 0 | 0 | 0 | 0 | 0
Geo | 0 | 0 | 0 | 0 | 0 | 0
H | 0 | 0 | 0 | 0 | 0 | 0
LFG | 0 | 0 | 0 | 0 | 0 | 0
Nuc | 0 | 0 | 0 | 0 | 0 | 0
PS | 0 | 0 | 0 | 0 | 0 | 0
PV | 0 | 0 | 0 | 0 | 0 | 0
PeakG | 0 | 0 | 0 | 0 | 0 | 0
PeakO | 0 | 0 | 0 | 0 | 0 | 0
ST | 0 | 0 | 0 | 0 | 0 | 0
STOG | 0 | 0 | 0 | 0 | 0 | 0
STWD | 0 | 0 | 0 | 0 | 0 | 0
WT | 0 | 0 | 0 | 0 | 0 | 0
IGCC | 0 | 0 | 0 | 0 | 0 | 0
DemandResponse | 0 | 0 | 0 | 0 | 0 | 0
IGCC-CCS | 0 | 0 | 0 | 0 | 0 | 0
WT_off | 0 | 0 | 0 | 0 | 0 | 0
PseudoUnit | 0 | 0 | 0 | 0 | 0 | 0
FixedInterchange | 0 | 0 | 0 | 0 | 0 | 0
New Build Capacity by Reporting Type: NWPP_NucRenew
ReportingType | 2015 | 2020 | 2025 | 2030 | 2035 | 2040
BM | 32.55 | 0 | 0 | 0 | 0 | 0
CC | 0 | 0 | 0 | 0 | 0 | 0
CSP | 0 | 0 | 0 | 0 | 0 | 0
CT | 0 | 0 | 0 | 0 | 0 | 0
Coal | 0 | 0 | 0 | 0 | 0 | 0
Geo | 86 | 0 | 434 | 0 | 0 | 0
H | 0 | 0 | 0 | 0 | 0 | 0
LFG | 25.5 | 244.5 | 0 | 0 | 0 | 0
Nuc | 0 | 0 | 0 | 3068.52 | 9171.42 | 2592.1
PS | 0 | 0 | 0 | 0 | 0 | 0
PV | 0 | 0 | 0 | 0 | 0 | 0
PeakG | 0 | 0 | 0 | 0 | 0 | 0
PeakO | 0 | 0 | 0 | 0 | 0 | 0
ST | 0 | 0 | 0 | 0 | 0 | 0
STOG | 0 | 0 | 0 | 0 | 0 | 0
STWD | 0 | 0 | 0 | 0 | 0 | 0
WT | 977.3 | 0 | 0 | 0 | 0 | 0
IGCC | 0 | 0 | 0 | 0 | 0 | 0
DemandResponse | 0 | 0 | 0 | 0 | 0 | 0
IGCC-CCS | 0 | 0 | 0 | 0 | 0 | 0
WT_off | 0 | 0 | 0 | 0 | 0 | 0
PseudoUnit | 0 | 0 | 0 | 0 | 0 | 0
FixedInterchange | 0 | 0 | 0 | 0 | 0 | 0
New Build Capacity by Reporting Type: RMPA
ReportingType | 2015 | 2020 | 2025 | 2030 | 2035 | 2040
BM | 0 | 0 | 0 | 0 | 0 | 0
CC | 0 | 0 | 0 | 0 | 0 | 0
CSP | 0 | 0 | 0 | 0 | 0 | 0
CT | 152 | 0 | 0 | 0 | 0 | 0
Coal | 390 | 0 | 0 | 0 | 0 | 0
Geo | 0 | 125.26 | 2444.74 | 0 | 0 | 0
H | 0 | 0 | 0 | 0 | 0 | 0
LFG | 1.4 | 28.93 | 0 | 0 | 0 | 0
Nuc | 0 | 0 | 0 | 0 | 0 | 0
PS | 0 | 0 | 0 | 0 | 0 | 0
PV | 1 | 0 | 0 | 0 | 0 | 0
PeakG | 0 | 0 | 0 | 0 | 0 | 0
PeakO | 0 | 0 | 0 | 0 | 0 | 0
ST | 3 | 380.25 | 32.27 | 15.25 | 0 | 0
STOG | 0 | 0 | 0 | 0 | 0 | 0
STWD | 0 | 0 | 0 | 0 | 0 | 0
WT | 765.4 | 2030.62 | 0 | 144.42 | 0 | 0
IGCC | 0 | 0 | 0 | 0 | 1389.37 | 1203.32
DemandResponse | 0 | 0 | 0 | 0 | 0 | 0
IGCC-CCS | 0 | 0 | 0 | 0 | 0 | 0
WT_off | 0 | 0 | 0 | 0 | 0 | 0
PseudoUnit | 0 | 0 | 0 | 0 | 0 | 0
FixedInterchange | 0 | 0 | 0 | 0 | 0 | 0
New Build Capacity by Reporting Type: SP15
ReportingType | 2015 | 2020 | 2025 | 2030 | 2035 | 2040
BM | 6 | 0 | 0 | 0 | 0 | 0
CC | 409.5 | 0 | 0 | 0 | 0 | 0
CSP | 0 | 0 | 0 | 0 | 0 | 0
CT | 0 | 0 | 0 | 0 | 0 | 0
Coal | 0 | 0 | 0 | 0 | 0 | 0
Geo | 50 | 1450 | 0 | 0 | 0 | 0
H | 0 | 0 | 0 | 0 | 0 | 0
LFG | 9.2 | 555.8 | 0 | 0 | 0 | 0
Nuc | 0 | 0 | 0 | 0 | 0 | 0
PS | 0 | 0 | 0 | 0 | 0 | 0
PV | 3.8 | 0 | 0 | 0 | 0 | 0
PeakG | 0 | 0 | 0 | 0 | 0 | 0
PeakO | 0 | 0 | 0 | 0 | 0 | 0
ST | 448 | 0 | 0 | 0 | 0 | 0
STOG | 0 | 0 | 0 | 0 | 0 | 0
STWD | 0 | 0 | 0 | 0 | 0 | 0
WT | 735 | 0 | 0 | 0 | 7971.69 | 0
IGCC | 0 | 0 | 0 | 0 | 0 | 0
DemandResponse | 0 | 0 | 0 | 0 | 0 | 0
IGCC-CCS | 0 | 0 | 0 | 0 | 0 | 0
WT_off | 0 | 0 | 0 | 0 | 0 | 0
PseudoUnit | 0 | 0 | 0 | 0 | 0 | 0
FixedInterchange | 0 | 0 | 0 | 0 | 0 | 0
New Build Capacity by Reporting Type: ALB
ReportingType | 2015 | 2020 | 2025 | 2030 | 2035 | 2040
BM | 0 | 0 | 0 | 0 | 0 | 0
CC | 0 | 435.26 | 1219.78 | 0 | 1005.28 | 1079.47
CSP | 0 | 0 | 0 | 0 | 0 | 0
CT | 201.5 | 0 | 0 | 0 | 0 | 0
Coal | 495 | 0 | 0 | 0 | 0 | 0
Geo | 0 | 0 | 0 | 0 | 0 | 0
H | 0 | 0 | 0 | 0 | 0 | 0
LFG | 0 | 0 | 0 | 0 | 0 | 0
Nuc | 0 | 0 | 0 | 0 | 0 | 0
PS | 0 | 0 | 0 | 0 | 0 | 0
PV | 0 | 0 | 0 | 0 | 0 | 0
PeakG | 0 | 0 | 0 | 0 | 0 | 0
PeakO | 0 | 0 | 0 | 0 | 0 | 0
ST | 0 | 0 | 0 | 0 | 0 | 0
STOG | 0 | 0 | 0 | 0 | 0 | 0
STWD | 0 | 0 | 0 | 0 | 0 | 0
WT | 9 | 0 | 0 | 0 | 0 | 0
IGCC | 0 | 0 | 0 | 0 | 0 | 0
DemandResponse | 0 | 0 | 0 | 0 | 0 | 0
IGCC-CCS | 0 | 0 | 0 | 0 | 0 | 0
WT_off | 0 | 0 | 0 | 0 | 0 | 0
PseudoUnit | 0 | 0 | 0 | 0 | 0 | 0
FixedInterchange | 0 | 0 | 0 | 0 | 0 | 0
New Build Capacity by Reporting Type: BC
ReportingType | 2015 | 2020 | 2025 | 2030 | 2035 | 2040
BM | 0 | 0 | 0 | 0 | 0 | 0
CC | 808.82 | 173.23 | 512.92 | 0 | 0 | 0
CSP | 0 | 0 | 0 | 0 | 0 | 0
CT | 0 | 0 | 0 | 671.98 | 800.47 | 840.57
Coal | 0 | 0 | 0 | 0 | 0 | 0
Geo | 0 | 0 | 0 | 0 | 0 | 0
H | 0 | 0 | 0 | 0 | 0 | 0
LFG | 0 | 0 | 0 | 0 | 0 | 0
Nuc | 0 | 0 | 0 | 0 | 0 | 0
PS | 0 | 0 | 0 | 0 | 0 | 0
PV | 0 | 0 | 0 | 0 | 0 | 0
PeakG | 0 | 0 | 0 | 0 | 0 | 0
PeakO | 0 | 0 | 0 | 0 | 0 | 0
ST | 0 | 0 | 0 | 0 | 0 | 0
STOG | 0 | 0 | 0 | 0 | 0 | 0
STWD | 0 | 0 | 0 | 0 | 0 | 0
WT | 144 | 0 | 0 | 0 | 0 | 0
IGCC | 0 | 0 | 0 | 0 | 0 | 0
DemandResponse | 0 | 0 | 0 | 0 | 0 | 0
IGCC-CCS | 0 | 0 | 0 | 0 | 0 | 0
WT_off | 0 | 0 | 0 | 0 | 0 | 0
PseudoUnit | 0 | 0 | 0 | 0 | 0 | 0
FixedInterchange | 0 | 0 | 0 | 0 | 0 | 0
New Build Capacity by Reporting Type: HQ_IESO
ReportingType | 2015 | 2020 | 2025 | 2030 | 2035 | 2040
BM | 0 | 0 | 0 | 0 | 0 | 0
CC | 0 | 0 | 0 | 0 | 0 | 0
CSP | 0 | 0 | 0 | 0 | 0 | 0
CT | 0 | 0 | 0 | 0 | 0 | 0
Coal | 0 | 0 | 0 | 0 | 0 | 0
Geo | 0 | 0 | 0 | 0 | 0 | 0
H | 0 | 0 | 0 | 0 | 0 | 0
LFG | 0 | 0 | 0 | 0 | 0 | 0
Nuc | 0 | 0 | 0 | 0 | 0 | 0
PS | 0 | 0 | 0 | 0 | 0 | 0
PV | 0 | 0 | 0 | 0 | 0 | 0
PeakG | 0 | 0 | 0 | 0 | 0 | 0
PeakO | 0 | 0 | 0 | 0 | 0 | 0
ST | 0 | 0 | 0 | 0 | 0 | 0
STOG | 0 | 0 | 0 | 0 | 0 | 0
STWD | 0 | 0 | 0 | 0 | 0 | 0
WT | 0 | 0 | 0 | 0 | 0 | 0
IGCC | 0 | 0 | 0 | 0 | 0 | 0
DemandResponse | 0 | 0 | 0 | 0 | 0 | 0
IGCC-CCS | 0 | 0 | 0 | 0 | 0 | 0
WT_off | 0 | 0 | 0 | 0 | 0 | 0
PseudoUnit | 0 | 0 | 0 | 0 | 0 | 0
FixedInterchange | 0 | 0 | 0 | 0 | 0 | 0
New Build Capacity by Reporting Type: HQ_NEISO
ReportingType | 2015 | 2020 | 2025 | 2030 | 2035 | 2040
BM | 0 | 0 | 0 | 0 | 0 | 0
CC | 0 | 0 | 0 | 0 | 0 | 0
CSP | 0 | 0 | 0 | 0 | 0 | 0
CT | 0 | 0 | 0 | 0 | 0 | 0
Coal | 0 | 0 | 0 | 0 | 0 | 0
Geo | 0 | 0 | 0 | 0 | 0 | 0
H | 0 | 0 | 0 | 0 | 0 | 0
LFG | 0 | 0 | 0 | 0 | 0 | 0
Nuc | 0 | 0 | 0 | 0 | 0 | 0
PS | 0 | 0 | 0 | 0 | 0 | 0
PV | 0 | 0 | 0 | 0 | 0 | 0
PeakG | 0 | 0 | 0 | 0 | 0 | 0
PeakO | 0 | 0 | 0 | 0 | 0 | 0
ST | 0 | 0 | 0 | 0 | 0 | 0
STOG | 0 | 0 | 0 | 0 | 0 | 0
STWD | 0 | 0 | 0 | 0 | 0 | 0
WT | 0 | 0 | 0 | 0 | 0 | 0
IGCC | 0 | 0 | 0 | 0 | 0 | 0
DemandResponse | 0 | 0 | 0 | 0 | 0 | 0
IGCC-CCS | 0 | 0 | 0 | 0 | 0 | 0
WT_off | 0 | 0 | 0 | 0 | 0 | 0
PseudoUnit | 0 | 0 | 0 | 0 | 1271.08 | 1228.92
FixedInterchange | 0 | 0 | 0 | 0 | 0 | 0
New Build Capacity by Reporting Type: HQ_NY
ReportingType | 2015 | 2020 | 2025 | 2030 | 2035 | 2040
BM | 0 | 0 | 0 | 0 | 0 | 0
CC | 0 | 0 | 0 | 0 | 0 | 0
CSP | 0 | 0 | 0 | 0 | 0 | 0
CT | 0 | 0 | 0 | 0 | 0 | 0
Coal | 0 | 0 | 0 | 0 | 0 | 0
Geo | 0 | 0 | 0 | 0 | 0 | 0
H | 0 | 0 | 0 | 0 | 0 | 0
LFG | 0 | 0 | 0 | 0 | 0 | 0
Nuc | 0 | 0 | 0 | 0 | 0 | 0
PS | 0 | 0 | 0 | 0 | 0 | 0
PV | 0 | 0 | 0 | 0 | 0 | 0
PeakG | 0 | 0 | 0 | 0 | 0 | 0
PeakO | 0 | 0 | 0 | 0 | 0 | 0
ST | 0 | 0 | 0 | 0 | 0 | 0
STOG | 0 | 0 | 0 | 0 | 0 | 0
STWD | 0 | 0 | 0 | 0 | 0 | 0
WT | 0 | 0 | 0 | 0 | 0 | 0
IGCC | 0 | 0 | 0 | 0 | 0 | 0
DemandResponse | 0 | 0 | 0 | 0 | 0 | 0
IGCC-CCS | 0 | 0 | 0 | 0 | 0 | 0
WT_off | 0 | 0 | 0 | 0 | 0 | 0
PseudoUnit | 0 | 0 | 410.37 | 2089.63 | 0 | 0
FixedInterchange | 0 | 0 | 0 | 0 | 0 | 0
New Build Capacity by Reporting Type: MARITIMES
ReportingType | 2015 | 2020 | 2025 | 2030 | 2035 | 2040
BM | 0 | 0 | 0 | 0 | 0 | 0
CC | 0 | 0 | 0 | 0 | 0 | 0
CSP | 0 | 0 | 0 | 0 | 0 | 0
CT | 0 | 0 | 0 | 0 | 0 | 0
Coal | 0 | 0 | 0 | 0 | 0 | 0
Geo | 0 | 0 | 0 | 0 | 0 | 0
H | 0 | 0 | 0 | 0 | 0 | 0
LFG | 0 | 0 | 0 | 0 | 0 | 0
Nuc | 0 | 0 | 0 | 0 | 0 | 0
PS | 0 | 0 | 0 | 0 | 0 | 0
PV | 0 | 0 | 0 | 0 | 0 | 0
PeakG | 0 | 0 | 0 | 0 | 0 | 0
PeakO | 0 | 0 | 0 | 0 | 0 | 0
ST | 0 | 0 | 0 | 0 | 0 | 0
STOG | 0 | 0 | 0 | 0 | 0 | 0
STWD | 0 | 0 | 0 | 0 | 0 | 0
WT | 0 | 0 | 0 | 0 | 0 | 0
IGCC | 0 | 0 | 0 | 0 | 0 | 0
DemandResponse | 0 | 0 | 0 | 0 | 0 | 0
IGCC-CCS | 0 | 0 | 0 | 0 | 0 | 0
WT_off | 0 | 0 | 0 | 0 | 0 | 0
PseudoUnit | 0 | 500 | 0 | 0 | 0 | 0
FixedInterchange | 0 | 0 | 0 | 0 | 0 | 0
New Build Capacity by Reporting Type: All
ReportingType | 2015 | 2020 | 2025 | 2030 | 2035 | 2040
BM | 1251 | 230.9 | 620.47 | 60.03 | 183.32 | 150.81
CC | 31222.25 | 26996.06 | 35471.24 | 5723.08 | 14727.64 | 10176.1
CSP | 0 | 0 | 0 | 0 | 0 | 0
CT | 9418.2 | 17468.36 | 3016.8 | 18126.14 | 12969.63 | 18226.76
Coal | 10763.64 | 0 | 0 | 0 | 0 | 0
Geo | 136 | 2075 | 4429 | 0 | 0 | 0
H | 0 | 833.9 | 3564.1 | 2490.01 | 719.19 | 0
LFG | 192 | 1953 | 2210 | 723.5 | 0 | 0.5
Nuc | 2740.56 | 4530 | 3380.34 | 20815.42 | 75804.34 | 48455.2
PS | 0 | 0 | 0 | 0 | 0 | 0
PV | 1246 | 2172.31 | 1077.84 | 247.93 | 122.25 | 141.05
PeakG | 0 | 0 | 0 | 0 | 0 | 0
PeakO | 0 | 0 | 0 | 0 | 0 | 0
ST | 760 | 819.66 | 308.91 | 139.89 | 0 | 0
STOG | 0 | 0 | 0 | 0 | 0 | 0
STWD | 0 | 0 | 0 | 0 | 0 | 0
WT | 25342 | 15795.31 | 21921.01 | 124306.43 | 108298.4 | 7576.63
IGCC | 618 | 0 | 0 | 0 | 1389.37 | 1203.32
DemandResponse | 0 | 0 | 0 | 0 | 0 | 0
IGCC-CCS | 0 | 0 | 0 | 0 | 0 | 0
WT_off | 469 | 0 | 1100 | 0 | 0 | 0
PseudoUnit | 0 | 500 | 410.37 | 2089.63 | 1271.08 | 1228.92
FixedInterchange | 0 | 0 | 0 | 0 | 0 | 0
New Build Capacity by Reporting Type: EI_US
ReportingType | 2015 | 2020 | 2025 | 2030 | 2035 | 2040
BM | 741.12 | 230.9 | 620.47 | 60.03 | 183.32 | 150.81
CC | 24025.06 | 23156.75 | 33738.54 | 5723.08 | 13722.36 | 9096.64
CSP | 0 | 0 | 0 | 0 | 0 | 0
CT | 7313.11 | 16060.51 | 0 | 13897.4 | 11231.13 | 10680.75
Coal | 7858.64 | 0 | 0 | 0 | 0 | 0
Geo | 0 | 0 | 0 | 0 | 0 | 0
H | 0 | 504 | 1703.99 | 30.01 | 719.19 | 0
LFG | 141.4 | 498.1 | 1856 | 723.5 | 0 | 0
Nuc | 2740.56 | 4530 | 1635.95 | 9637.71 | 51460.76 | 38022.86
PS | 0 | 0 | 0 | 0 | 0 | 0
PV | 57.74 | 2172.31 | 1077.84 | 247.93 | 122.25 | 141.05
PeakG | 0 | 0 | 0 | 0 | 0 | 0
PeakO | 0 | 0 | 0 | 0 | 0 | 0
ST | 0 | 0 | 0 | 0 | 0 | 0
STOG | 0 | 0 | 0 | 0 | 0 | 0
STWD | 0 | 0 | 0 | 0 | 0 | 0
WT | 19786.6 | 9952.32 | 16030.48 | 96310.23 | 92867.38 | 5526.93
IGCC | 618 | 0 | 0 | 0 | 0 | 0
DemandResponse | 0 | 0 | 0 | 0 | 0 | 0
IGCC-CCS | 0 | 0 | 0 | 0 | 0 | 0
WT_off | 469 | 0 | 1100 | 0 | 0 | 0
PseudoUnit | 0 | 500 | 410.37 | 2089.63 | 1271.08 | 1228.92
FixedInterchange | 0 | 0 | 0 | 0 | 0 | 0
New Build Capacity by Reporting Type: EI_Canada
ReportingType | 2015 | 2020 | 2025 | 2030 | 2035 | 2040
BM | 326.33 | 0 | 0 | 0 | 0 | 0
CC | 1263 | 0 | 0 | 0 | 0 | 0
CSP | 0 | 0 | 0 | 0 | 0 | 0
CT | 403 | 0 | 0 | 0 | 0 | 2526.35
Coal | 0 | 0 | 0 | 0 | 0 | 0
Geo | 0 | 0 | 0 | 0 | 0 | 0
H | 0 | 329.9 | 1860.1 | 2460 | 0 | 0
LFG | 14.5 | 0 | 0 | 0 | 0 | 0.5
Nuc | 0 | 0 | 0 | 0 | 0 | 0
PS | 0 | 0 | 0 | 0 | 0 | 0
PV | 1067.26 | 0 | 0 | 0 | 0 | 0
PeakG | 0 | 0 | 0 | 0 | 0 | 0
PeakO | 0 | 0 | 0 | 0 | 0 | 0
ST | 0 | 0 | 0 | 0 | 0 | 0
STOG | 0 | 0 | 0 | 0 | 0 | 0
STWD | 0 | 0 | 0 | 0 | 0 | 0
WT | 2408.3 | 0 | 0 | 0 | 0 | 0
IGCC | 0 | 0 | 0 | 0 | 0 | 0
DemandResponse | 0 | 0 | 0 | 0 | 0 | 0
IGCC-CCS | 0 | 0 | 0 | 0 | 0 | 0
WT_off | 0 | 0 | 0 | 0 | 0 | 0
PseudoUnit | 0 | 0 | 0 | 0 | 0 | 0
FixedInterchange | 0 | 0 | 0 | 0 | 0 | 0
New Build Capacity by Reporting Type: EI
ReportingType | 2015 | 2020 | 2025 | 2030 | 2035 | 2040
BM | 1067.45 | 230.9 | 620.47 | 60.03 | 183.32 | 150.81
CC | 25288.06 | 23156.75 | 33738.54 | 5723.08 | 13722.36 | 9096.64
CSP | 0 | 0 | 0 | 0 | 0 | 0
CT | 7716.1 | 16060.51 | 0 | 13897.4 | 11231.13 | 13207.11
Coal | 7858.64 | 0 | 0 | 0 | 0 | 0
Geo | 0 | 0 | 0 | 0 | 0 | 0
H | 0 | 833.9 | 3564.1 | 2490.01 | 719.19 | 0
LFG | 155.9 | 498.1 | 1856 | 723.5 | 0 | 0.5
Nuc | 2740.56 | 4530 | 1635.95 | 9637.71 | 51460.76 | 38022.86
PS | 0 | 0 | 0 | 0 | 0 | 0
PV | 1125 | 2172.31 | 1077.84 | 247.93 | 122.25 | 141.05
PeakG | 0 | 0 | 0 | 0 | 0 | 0
PeakO | 0 | 0 | 0 | 0 | 0 | 0
ST | 0 | 0 | 0 | 0 | 0 | 0
STOG | 0 | 0 | 0 | 0 | 0 | 0
STWD | 0 | 0 | 0 | 0 | 0 | 0
WT | 22194.9 | 9952.32 | 16030.48 | 96310.23 | 92867.38 | 5526.93
IGCC | 618 | 0 | 0 | 0 | 0 | 0
DemandResponse | 0 | 0 | 0 | 0 | 0 | 0
IGCC-CCS | 0 | 0 | 0 | 0 | 0 | 0
WT_off | 469 | 0 | 1100 | 0 | 0 | 0
PseudoUnit | 0 | 500 | 410.37 | 2089.63 | 1271.08 | 1228.92
FixedInterchange | 0 | 0 | 0 | 0 | 0 | 0
New Build Capacity by Reporting Type: Outside_EI
ReportingType | 2015 | 2020 | 2025 | 2030 | 2035 | 2040
BM | 183.55 | 0 | 0 | 0 | 0 | 0
CC | 5934.19 | 3839.31 | 1732.69 | 0 | 1005.28 | 1079.47
CSP | 0 | 0 | 0 | 0 | 0 | 0
CT | 1702.1 | 1407.85 | 3016.8 | 4228.74 | 1738.5 | 5019.66
Coal | 2905 | 0 | 0 | 0 | 0 | 0
Geo | 136 | 2075 | 4429 | 0 | 0 | 0
H | 0 | 0 | 0 | 0 | 0 | 0
LFG | 36.1 | 1454.9 | 354 | 0 | 0 | 0
Nuc | 0 | 0 | 1744.39 | 11177.72 | 24343.58 | 10432.34
PS | 0 | 0 | 0 | 0 | 0 | 0
PV | 121 | 0 | 0 | 0 | 0 | 0
PeakG | 0 | 0 | 0 | 0 | 0 | 0
PeakO | 0 | 0 | 0 | 0 | 0 | 0
ST | 760 | 819.66 | 308.91 | 139.89 | 0 | 0
STOG | 0 | 0 | 0 | 0 | 0 | 0
STWD | 0 | 0 | 0 | 0 | 0 | 0
WT | 3147.1 | 5843 | 5890.53 | 27996.2 | 15431.03 | 2049.7
IGCC | 0 | 0 | 0 | 0 | 1389.37 | 1203.32
DemandResponse | 0 | 0 | 0 | 0 | 0 | 0
IGCC-CCS | 0 | 0 | 0 | 0 | 0 | 0
WT_off | 0 | 0 | 0 | 0 | 0 | 0
PseudoUnit | 0 | 0 | 0 | 0 | 0 | 0
FixedInterchange | 0 | 0 | 0 | 0 | 0 | 0
#2 | Cumulative New Build Capacity (MW)
Cumulative New Build Capacity by Reporting Type: Entergy
ReportingType | 2015 | 2020 | 2025 | 2030 | 2035 | 2040
BM | 0 | 0 | 0 | 0 | 0 | 0
CC | 0 | 0 | 0 | 0 | 0 | 0
CSP | 0 | 0 | 0 | 0 | 0 | 0
CT | 0 | 0 | 0 | 1672.38 | 1672.38 | 1672.38
Coal | 720 | 720 | 720 | 720 | 720 | 720
Geo | 0 | 0 | 0 | 0 | 0 | 0
H | 0 | 0 | 0 | 0 | 719.19 | 719.19
LFG | 0 | 0 | 0 | 107.4 | 107.4 | 107.4
Nuc | 170 | 170 | 170 | 170 | 170 | 2378.77
PS | 0 | 0 | 0 | 0 | 0 | 0
PV | 0.29 | 65.33 | 100.79 | 104.2 | 108.02 | 110.63
PeakG | 0 | 0 | 0 | 0 | 0 | 0
PeakO | 0 | 0 | 0 | 0 | 0 | 0
ST | 0 | 0 | 0 | 0 | 0 | 0
STOG | 0 | 0 | 0 | 0 | 0 | 0
STWD | 0 | 0 | 0 | 0 | 0 | 0
WT | 0 | 0 | 0 | 0 | 100 | 100
IGCC | 0 | 0 | 0 | 0 | 0 | 0
DemandResponse | 0 | 0 | 0 | 0 | 0 | 0
IGCC-CCS | 0 | 0 | 0 | 0 | 0 | 0
WT_off | 0 | 0 | 0 | 0 | 0 | 0
PseudoUnit | 0 | 0 | 0 | 0 | 0 | 0
FixedInterchange | 0 | 0 | 0 | 0 | 0 | 0
Cumulative New Build Capacity by Reporting Type: FRCC
ReportingType | 2015 | 2020 | 2025 | 2030 | 2035 | 2040
BM | 0 | 0 | 0 | 0 | 0 | 0
CC | 1516.9 | 2642.45 | 2642.45 | 2642.45 | 2642.45 | 2642.45
CSP | 0 | 0 | 0 | 0 | 0 | 0
CT | 2480 | 2480 | 2480 | 2480 | 2480 | 2480
Coal | 0 | 0 | 0 | 0 | 0 | 0
Geo | 0 | 0 | 0 | 0 | 0 | 0
H | 0 | 0 | 0 | 0 | 0 | 0
LFG | 0 | 0 | 198 | 198 | 198 | 198
Nuc | 229.33 | 229.33 | 1865.29 | 4492.84 | 21517.7 | 29376.48
PS | 0 | 0 | 0 | 0 | 0 | 0
PV | 0 | 0 | 0 | 0 | 0 | 0
PeakG | 0 | 0 | 0 | 0 | 0 | 0
PeakO | 0 | 0 | 0 | 0 | 0 | 0
ST | 0 | 0 | 0 | 0 | 0 | 0
STOG | 0 | 0 | 0 | 0 | 0 | 0
STWD | 0 | 0 | 0 | 0 | 0 | 0
WT | 0 | 0 | 0 | 0 | 0 | 0
IGCC | 0 | 0 | 0 | 0 | 0 | 0
DemandResponse | 0 | 0 | 0 | 0 | 0 | 0
IGCC-CCS | 0 | 0 | 0 | 0 | 0 | 0
WT_off | 0 | 0 | 0 | 0 | 0 | 0
PseudoUnit | 0 | 0 | 0 | 0 | 0 | 0
FixedInterchange | 0 | 0 | 0 | 0 | 0 | 0
Cumulative New Build Capacity by Reporting Type: MAPP_US
ReportingType | 2015 | 2020 | 2025 | 2030 | 2035 | 2040
BM | 0 | 0 | 0 | 0 | 0 | 0
CC | 0 | 0 | 0 | 0 | 0 | 0
CSP | 0 | 0 | 0 | 0 | 0 | 0
CT | 308.3 | 308.3 | 308.3 | 883.41 | 1089.24 | 1570.05
Coal | 0 | 0 | 0 | 0 | 0 | 0
Geo | 0 | 0 | 0 | 0 | 0 | 0
H | 0 | 0 | 0 | 0 | 0 | 0
LFG | 0 | 0 | 0 | 71.67 | 71.67 | 71.67
Nuc | 0 | 0 | 0 | 0 | 0 | 0
PS | 0 | 0 | 0 | 0 | 0 | 0
PV | 0 | 0 | 0 | 0 | 0 | 0
PeakG | 0 | 0 | 0 | 0 | 0 | 0
PeakO | 0 | 0 | 0 | 0 | 0 | 0
ST | 0 | 0 | 0 | 0 | 0 | 0
STOG | 0 | 0 | 0 | 0 | 0 | 0
STWD | 0 | 0 | 0 | 0 | 0 | 0
WT | 421.3 | 1976.79 | 5775.8 | 6141.83 | 10593.75 | 10593.75
IGCC | 0 | 0 | 0 | 0 | 0 | 0
DemandResponse | 0 | 0 | 0 | 0 | 0 | 0
IGCC-CCS | 0 | 0 | 0 | 0 | 0 | 0
WT_off | 0 | 0 | 0 | 0 | 0 | 0
PseudoUnit | 0 | 0 | 0 | 0 | 0 | 0
FixedInterchange | 0 | 0 | 0 | 0 | 0 | 0
Cumulative New Build Capacity by Reporting Type: MISO_IN
ReportingType | 2015 | 2020 | 2025 | 2030 | 2035 | 2040
BM | 0 | 0 | 0 | 0 | 0 | 0
CC | 0 | 3531.75 | 13079.69 | 13079.69 | 13079.69 | 13079.69
CSP | 0 | 0 | 0 | 0 | 0 | 0
CT | 0 | 0 | 0 | 0 | 0 | 0
Coal | 0 | 0 | 0 | 0 | 0 | 0
Geo | 0 | 0 | 0 | 0 | 0 | 0
H | 0 | 0 | 0 | 0 | 0 | 0
LFG | 0 | 0 | 0 | 80.12 | 80.12 | 80.12
Nuc | 0 | 0 | 0 | 0 | 0 | 0
PS | 0 | 0 | 0 | 0 | 0 | 0
PV | 0 | 235.95 | 383.16 | 383.16 | 394.79 | 408.27
PeakG | 0 | 0 | 0 | 0 | 0 | 0
PeakO | 0 | 0 | 0 | 0 | 0 | 0
ST | 0 | 0 | 0 | 0 | 0 | 0
STOG | 0 | 0 | 0 | 0 | 0 | 0
STWD | 0 | 0 | 0 | 0 | 0 | 0
WT | 0 | 0 | 0 | 0 | 0 | 0
IGCC | 618 | 618 | 618 | 618 | 618 | 618
DemandResponse | 0 | 0 | 0 | 0 | 0 | 0
IGCC-CCS | 0 | 0 | 0 | 0 | 0 | 0
WT_off | 0 | 0 | 0 | 0 | 0 | 0
PseudoUnit | 0 | 0 | 0 | 0 | 0 | 0
FixedInterchange | 0 | 0 | 0 | 0 | 0 | 0
Cumulative New Build Capacity by Reporting Type: MISO_MI
ReportingType | 2015 | 2020 | 2025 | 2030 | 2035 | 2040
BM | 0 | 0 | 0 | 0 | 0 | 0
CC | 0 | 0 | 2570.65 | 2570.65 | 2570.65 | 2570.65
CSP | 0 | 0 | 0 | 0 | 0 | 0
CT | 0 | 0 | 0 | 2491.63 | 2491.63 | 2491.63
Coal | 0 | 0 | 0 | 0 | 0 | 0
Geo | 0 | 0 | 0 | 0 | 0 | 0
H | 0 | 0 | 0 | 0 | 0 | 0
LFG | 0 | 0 | 160.25 | 160.25 | 160.25 | 160.25
Nuc | 0 | 0 | 0 | 0 | 0 | 2221.05
PS | 0 | 0 | 0 | 0 | 0 | 0
PV | 0 | 0 | 0 | 0 | 0 | 0
PeakG | 0 | 0 | 0 | 0 | 0 | 0
PeakO | 0 | 0 | 0 | 0 | 0 | 0
ST | 0 | 0 | 0 | 0 | 0 | 0
STOG | 0 | 0 | 0 | 0 | 0 | 0
STWD | 0 | 0 | 0 | 0 | 0 | 0
WT | 2000 | 2000 | 2293.1 | 2441.21 | 2600 | 2738.57
IGCC | 0 | 0 | 0 | 0 | 0 | 0
DemandResponse | 0 | 0 | 0 | 0 | 0 | 0
IGCC-CCS | 0 | 0 | 0 | 0 | 0 | 0
WT_off | 0 | 0 | 0 | 0 | 0 | 0
PseudoUnit | 0 | 0 | 0 | 0 | 0 | 0
FixedInterchange | 0 | 0 | 0 | 0 | 0 | 0
Cumulative New Build Capacity by Reporting Type: MISO_MO-IL
ReportingType | 2015 | 2020 | 2025 | 2030 | 2035 | 2040
BM | 0 | 0 | 0 | 0 | 0 | 0
CC | 0 | 0 | 0 | 0 | 0 | 0
CSP | 0 | 0 | 0 | 0 | 0 | 0
CT | 0 | 0 | 0 | 0 | 0 | 0
Coal | 1790 | 1790 | 1790 | 1790 | 1790 | 1790
Geo | 0 | 0 | 0 | 0 | 0 | 0
H | 0 | 0 | 280 | 280 | 280 | 280
LFG | 0 | 0 | 0 | 223.33 | 223.33 | 223.33
Nuc | 0 | 0 | 0 | 0 | 0 | 0
PS | 0 | 0 | 0 | 0 | 0 | 0
PV | 0 | 0 | 0 | 0 | 0 | 0
PeakG | 0 | 0 | 0 | 0 | 0 | 0
PeakO | 0 | 0 | 0 | 0 | 0 | 0
ST | 0 | 0 | 0 | 0 | 0 | 0
STOG | 0 | 0 | 0 | 0 | 0 | 0
STWD | 0 | 0 | 0 | 0 | 0 | 0
WT | 300 | 300 | 300 | 300 | 5900 | 5900
IGCC | 0 | 0 | 0 | 0 | 0 | 0
DemandResponse | 0 | 0 | 0 | 0 | 0 | 0
IGCC-CCS | 0 | 0 | 0 | 0 | 0 | 0
WT_off | 0 | 0 | 0 | 0 | 0 | 0
PseudoUnit | 0 | 0 | 0 | 0 | 0 | 0
FixedInterchange | 0 | 0 | 0 | 0 | 0 | 0
Cumulative New Build Capacity by Reporting Type: MISO_W
ReportingType | 2015 | 2020 | 2025 | 2030 | 2035 | 2040
BM | 0 | 0 | 0 | 0 | 0 | 0
CC | 0 | 0 | 0 | 0 | 0 | 0
CSP | 0 | 0 | 0 | 0 | 0 | 0
CT | 0 | 0 | 0 | 0 | 0 | 0
Coal | 0 | 0 | 0 | 0 | 0 | 0
Geo | 0 | 0 | 0 | 0 | 0 | 0
H | 0 | 0 | 0 | 0 | 0 | 0
LFG | 0 | 0 | 71.67 | 71.67 | 71.67 | 71.67
Nuc | 94.33 | 94.33 | 94.33 | 94.33 | 94.33 | 94.33
PS | 0 | 0 | 0 | 0 | 0 | 0
PV | 0 | 0 | 0 | 0 | 0 | 0
PeakG | 0 | 0 | 0 | 0 | 0 | 0
PeakO | 0 | 0 | 0 | 0 | 0 | 0
ST | 0 | 0 | 0 | 0 | 0 | 0
STOG | 0 | 0 | 0 | 0 | 0 | 0
STWD | 0 | 0 | 0 | 0 | 0 | 0
WT | 2800.5 | 2800.5 | 2800.5 | 2800.5 | 35449.38 | 35449.38
IGCC | 0 | 0 | 0 | 0 | 0 | 0
DemandResponse | 0 | 0 | 0 | 0 | 0 | 0
IGCC-CCS | 0 | 0 | 0 | 0 | 0 | 0
WT_off | 0 | 0 | 0 | 0 | 0 | 0
PseudoUnit | 0 | 0 | 0 | 0 | 0 | 0
FixedInterchange | 0 | 0 | 0 | 0 | 0 | 0
Cumulative New Build Capacity by Reporting Type: MISO_WUMS
ReportingType | 2015 | 2020 | 2025 | 2030 | 2035 | 2040
BM | 0 | 0 | 0 | 0 | 0 | 0
CC | 0 | 4194.75 | 4194.75 | 4194.75 | 4194.75 | 4194.75
CSP | 0 | 0 | 0 | 0 | 0 | 0
CT | 0 | 7765.98 | 7765.98 | 16592.23 | 23921.63 | 26124.29
Coal | 615 | 615 | 615 | 615 | 615 | 615
Geo | 0 | 0 | 0 | 0 | 0 | 0
H | 0 | 1 | 1 | 1 | 1 | 1
LFG | 0 | 0 | 223.33 | 223.33 | 223.33 | 223.33
Nuc | 235 | 235 | 235 | 235 | 235 | 235
PS | 0 | 0 | 0 | 0 | 0 | 0
PV | 0 | 0 | 0 | 0 | 0 | 0
PeakG | 0 | 0 | 0 | 0 | 0 | 0
PeakO | 0 | 0 | 0 | 0 | 0 | 0
ST | 0 | 0 | 0 | 0 | 0 | 0
STOG | 0 | 0 | 0 | 0 | 0 | 0
STWD | 0 | 0 | 0 | 0 | 0 | 0
WT | 968.9 | 968.9 | 968.9 | 968.9 | 999.7 | 999.7
IGCC | 0 | 0 | 0 | 0 | 0 | 0
DemandResponse | 0 | 0 | 0 | 0 | 0 | 0
IGCC-CCS | 0 | 0 | 0 | 0 | 0 | 0
WT_off | 0 | 0 | 0 | 0 | 0 | 0
PseudoUnit | 0 | 0 | 0 | 0 | 0 | 0
FixedInterchange | 0 | 0 | 0 | 0 | 0 | 0
Cumulative New Build Capacity by Reporting Type: Nebraska
ReportingType | 2015 | 2020 | 2025 | 2030 | 2035 | 2040
BM | 0 | 0 | 0 | 0 | 0 | 0
CC | 0 | 0 | 0 | 0 | 0 | 0
CSP | 0 | 0 | 0 | 0 | 0 | 0
CT | 0 | 0 | 0 | 0 | 0 | 0
Coal | 232.1 | 232.1 | 232.1 | 232.1 | 232.1 | 232.1
Geo | 0 | 0 | 0 | 0 | 0 | 0
H | 0 | 0 | 0 | 0 | 0 | 0
LFG | 0 | 0 | 46.98 | 71.67 | 71.67 | 71.67
Nuc | 0 | 0 | 0 | 0 | 0 | 0
PS | 0 | 0 | 0 | 0 | 0 | 0
PV | 0 | 0 | 0 | 0 | 0 | 0
PeakG | 0 | 0 | 0 | 0 | 0 | 0
PeakO | 0 | 0 | 0 | 0 | 0 | 0
ST | 0 | 0 | 0 | 0 | 0 | 0
STOG | 0 | 0 | 0 | 0 | 0 | 0
STWD | 0 | 0 | 0 | 0 | 0 | 0
WT | 202 | 2677.55 | 9385.51 | 56077.42 | 70433.21 | 70433.21
IGCC | 0 | 0 | 0 | 0 | 0 | 0
DemandResponse | 0 | 0 | 0 | 0 | 0 | 0
IGCC-CCS | 0 | 0 | 0 | 0 | 0 | 0
WT_off | 0 | 0 | 0 | 0 | 0 | 0
PseudoUnit | 0 | 0 | 0 | 0 | 0 | 0
FixedInterchange | 0 | 0 | 0 | 0 | 0 | 0
Cumulative New Build Capacity by Reporting Type: NEISO
ReportingType | 2015 | 2020 | 2025 | 2030 | 2035 | 2040
BM | 252.2 | 252.2 | 252.2 | 252.2 | 252.2 | 252.2
CC | 2049.5 | 2049.5 | 2049.5 | 2049.5 | 2049.5 | 2049.5
CSP | 0 | 0 | 0 | 0 | 0 | 0
CT | 334 | 334 | 334 | 334 | 334 | 334
Coal | 0 | 0 | 0 | 0 | 0 | 0
Geo | 0 | 0 | 0 | 0 | 0 | 0
H | 0 | 0 | 0 | 3 | 3 | 3
LFG | 49.26 | 49.26 | 119 | 119 | 119 | 119
Nuc | 0 | 0 | 0 | 0 | 0 | 0
PS | 0 | 0 | 0 | 0 | 0 | 0
PV | 0 | 323.36 | 323.36 | 323.36 | 323.36 | 324.9
PeakG | 0 | 0 | 0 | 0 | 0 | 0
PeakO | 0 | 0 | 0 | 0 | 0 | 0
ST | 0 | 0 | 0 | 0 | 0 | 0
STOG | 0 | 0 | 0 | 0 | 0 | 0
STWD | 0 | 0 | 0 | 0 | 0 | 0
WT | 231.2 | 1733.57 | 3710.51 | 4609.65 | 5046.21 | 5046.21
IGCC | 0 | 0 | 0 | 0 | 0 | 0
DemandResponse | 0 | 0 | 0 | 0 | 0 | 0
IGCC-CCS | 0 | 0 | 0 | 0 | 0 | 0
WT_off | 468 | 468 | 468 | 468 | 468 | 468
PseudoUnit | 0 | 0 | 0 | 0 | 0 | 0
FixedInterchange | 0 | 0 | 0 | 0 | 0 | 0
Cumulative New Build Capacity by Reporting Type: NonRTO_Midwest
ReportingType | 2015 | 2020 | 2025 | 2030 | 2035 | 2040
BM | 0 | 0 | 0 | 0 | 0 | 0
CC | 194.92 | 1188.44 | 2553.8 | 2553.8 | 2553.8 | 2553.8
CSP | 0 | 0 | 0 | 0 | 0 | 0
CT | 0 | 0 | 0 | 0 | 0 | 0
Coal | 0 | 0 | 0 | 0 | 0 | 0
Geo | 0 | 0 | 0 | 0 | 0 | 0
H | 0 | 0 | 745.99 | 746 | 746 | 746
LFG | 0 | 0 | 160.25 | 160.25 | 160.25 | 160.25
Nuc | 0 | 0 | 0 | 0 | 4162.71 | 4893.87
PS | 0 | 0 | 0 | 0 | 0 | 0
PV | 0 | 0 | 0 | 0 | 0 | 0
PeakG | 0 | 0 | 0 | 0 | 0 | 0
PeakO | 0 | 0 | 0 | 0 | 0 | 0
ST | 0 | 0 | 0 | 0 | 0 | 0
STOG | 0 | 0 | 0 | 0 | 0 | 0
STWD | 0 | 0 | 0 | 0 | 0 | 0
WT | 0 | 0 | 0 | 0 | 0 | 0
IGCC | 0 | 0 | 0 | 0 | 0 | 0
DemandResponse | 0 | 0 | 0 | 0 | 0 | 0
IGCC-CCS | 0 | 0 | 0 | 0 | 0 | 0
WT_off | 0 | 0 | 0 | 0 | 0 | 0
PseudoUnit | 0 | 0 | 0 | 0 | 0 | 0
FixedInterchange | 0 | 0 | 0 | 0 | 0 | 0
Cumulative New Build Capacity by Reporting Type: NYISO_A-F
ReportingType | 2015 | 2020 | 2025 | 2030 | 2035 | 2040
BM | 0 | 0 | 0 | 0 | 0 | 0
CC | 639 | 639 | 639 | 639 | 639 | 639
CSP | 0 | 0 | 0 | 0 | 0 | 0
CT | 0 | 0 | 0 | 0 | 0 | 0
Coal | 0 | 0 | 0 | 0 | 0 | 0
Geo | 0 | 0 | 0 | 0 | 0 | 0
H | 0 | 0 | 0 | 0 | 0 | 0
LFG | 6.4 | 6.4 | 6.4 | 74.33 | 74.33 | 74.33
Nuc | 168 | 168 | 168 | 168 | 168 | 168
PS | 0 | 0 | 0 | 0 | 0 | 0
PV | 0 | 0 | 0 | 0 | 0 | 0
PeakG | 0 | 0 | 0 | 0 | 0 | 0
PeakO | 0 | 0 | 0 | 0 | 0 | 0
ST | 0 | 0 | 0 | 0 | 0 | 0
STOG | 0 | 0 | 0 | 0 | 0 | 0
STWD | 0 | 0 | 0 | 0 | 0 | 0
WT | 2476.3 | 3186.1 | 3186.1 | 3186.1 | 3186.1 | 3186.1
IGCC | 0 | 0 | 0 | 0 | 0 | 0
DemandResponse | 0 | 0 | 0 | 0 | 0 | 0
IGCC-CCS | 0 | 0 | 0 | 0 | 0 | 0
WT_off | 0 | 0 | 0 | 0 | 0 | 0
PseudoUnit | 0 | 0 | 0 | 0 | 0 | 0
FixedInterchange | 0 | 0 | 0 | 0 | 0 | 0
Cumulative New Build Capacity by Reporting Type: NYISO_G-I
ReportingType | 2015 | 2020 | 2025 | 2030 | 2035 | 2040
BM | 0 | 0 | 0 | 0 | 0 | 0
CC | 0 | 0 | 0 | 0 | 493.69 | 3662.18
CSP | 0 | 0 | 0 | 0 | 0 | 0
CT | 0 | 0 | 0 | 0 | 0 | 0
Coal | 0 | 0 | 0 | 0 | 0 | 0
Geo | 0 | 0 | 0 | 0 | 0 | 0
H | 0 | 0 | 0 | 0 | 0 | 0
LFG | 0 | 0 | 0.31 | 74.33 | 74.33 | 74.33
Nuc | 0 | 0 | 0 | 0 | 0 | 0
PS | 0 | 0 | 0 | 0 | 0 | 0
PV | 0 | 0 | 0 | 0 | 0 | 0
PeakG | 0 | 0 | 0 | 0 | 0 | 0
PeakO | 0 | 0 | 0 | 0 | 0 | 0
ST | 0 | 0 | 0 | 0 | 0 | 0
STOG | 0 | 0 | 0 | 0 | 0 | 0
STWD | 0 | 0 | 0 | 0 | 0 | 0
WT | 0 | 60 | 60 | 60 | 60 | 60
IGCC | 0 | 0 | 0 | 0 | 0 | 0
DemandResponse | 0 | 0 | 0 | 0 | 0 | 0
IGCC-CCS | 0 | 0 | 0 | 0 | 0 | 0
WT_off | 0 | 0 | 0 | 0 | 0 | 0
PseudoUnit | 0 | 0 | 0 | 0 | 0 | 0
FixedInterchange | 0 | 0 | 0 | 0 | 0 | 0
Cumulative New Build Capacity by Reporting Type: NYISO_J-K
ReportingType | 2015 | 2020 | 2025 | 2030 | 2035 | 2040
BM | 0 | 0 | 0 | 0 | 0 | 0
CC | 1175.4 | 1175.4 | 1175.4 | 1175.4 | 1175.4 | 1175.4
CSP | 0 | 0 | 0 | 0 | 0 | 0
CT | 0 | 0 | 0 | 191.28 | 2260.42 | 2616.74
Coal | 0 | 0 | 0 | 0 | 0 | 0
Geo | 0 | 0 | 0 | 0 | 0 | 0
H | 0 | 0 | 0 | 0 | 0 | 0
LFG | 0 | 0 | 0 | 74.33 | 74.33 | 74.33
Nuc | 0 | 0 | 0 | 0 | 0 | 0
PS | 0 | 0 | 0 | 0 | 0 | 0
PV | 32 | 32 | 32 | 32 | 32 | 32
PeakG | 0 | 0 | 0 | 0 | 0 | 0
PeakO | 0 | 0 | 0 | 0 | 0 | 0
ST | 0 | 0 | 0 | 0 | 0 | 0
STOG | 0 | 0 | 0 | 0 | 0 | 0
STWD | 0 | 0 | 0 | 0 | 0 | 0
WT | 0 | 0 | 0 | 0 | 0 | 0
IGCC | 0 | 0 | 0 | 0 | 0 | 0
DemandResponse | 0 | 0 | 0 | 0 | 0 | 0
IGCC-CCS | 0 | 0 | 0 | 0 | 0 | 0
WT_off | 0 | 0 | 0 | 0 | 0 | 0
PseudoUnit | 0 | 0 | 0 | 0 | 0 | 0
FixedInterchange | 0 | 0 | 0 | 0 | 0 | 0
Cumulative New Build Capacity by Reporting Type: PJM_E
ReportingType | 2015 | 2020 | 2025 | 2030 | 2035 | 2040
BM | 30 | 30 | 30 | 30 | 30 | 30
CC | 4634.3 | 4634.3 | 4634.3 | 4634.3 | 4634.3 | 4634.3
CSP | 0 | 0 | 0 | 0 | 0 | 0
CT | 26.2 | 26.2 | 26.2 | 26.2 | 1652.96 | 7762.45
Coal | 27 | 27 | 27 | 27 | 27 | 27
Geo | 0 | 0 | 0 | 0 | 0 | 0
H | 0 | 0 | 0 | 0 | 0 | 0
LFG | 9.1 | 135.04 | 142 | 142 | 142 | 142
Nuc | 38 | 38 | 38 | 38 | 38 | 38
PS | 0 | 0 | 0 | 0 | 0 | 0
PV | 25.45 | 25.45 | 25.45 | 25.45 | 25.45 | 25.45
PeakG | 0 | 0 | 0 | 0 | 0 | 0
PeakO | 0 | 0 | 0 | 0 | 0 | 0
ST | 0 | 0 | 0 | 0 | 0 | 0
STOG | 0 | 0 | 0 | 0 | 0 | 0
STWD | 0 | 0 | 0 | 0 | 0 | 0
WT | 1150 | 1150 | 1150 | 1150 | 1150 | 1150
IGCC | 0 | 0 | 0 | 0 | 0 | 0
DemandResponse | 0 | 0 | 0 | 0 | 0 | 0
IGCC-CCS | 0 | 0 | 0 | 0 | 0 | 0
WT_off | 0 | 0 | 1100 | 1100 | 1100 | 1100
PseudoUnit | 0 | 0 | 0 | 0 | 0 | 0
FixedInterchange | 0 | 0 | 0 | 0 | 0 | 0
Cumulative New Build Capacity by Reporting Type: PJM_ROM
ReportingType | 2015 | 2020 | 2025 | 2030 | 2035 | 2040
BM | 18 | 18 | 18 | 18 | 18 | 18
CC | 1678.5 | 1678.5 | 1678.5 | 3594.25 | 16822.92 | 22751.06
CSP | 0 | 0 | 0 | 0 | 0 | 0
CT | 16 | 16 | 16 | 16 | 16 | 16
Coal | 32.5 | 32.5 | 32.5 | 32.5 | 32.5 | 32.5
Geo | 0 | 0 | 0 | 0 | 0 | 0
H | 0 | 0 | 678 | 678 | 678 | 678
LFG | 18.9 | 284 | 284 | 284 | 284 | 284
Nuc | 0 | 0 | 0 | 0 | 0 | 0
PS | 0 | 0 | 0 | 0 | 0 | 0
PV | 0 | 1409.56 | 2298.2 | 2538.94 | 2634.19 | 2748.12
PeakG | 0 | 0 | 0 | 0 | 0 | 0
PeakO | 0 | 0 | 0 | 0 | 0 | 0
ST | 0 | 0 | 0 | 0 | 0 | 0
STOG | 0 | 0 | 0 | 0 | 0 | 0
STWD | 0 | 0 | 0 | 0 | 0 | 0
WT | 479.8 | 479.8 | 3541.58 | 7040 | 7040 | 7040
IGCC | 0 | 0 | 0 | 0 | 0 | 0
DemandResponse | 0 | 0 | 0 | 0 | 0 | 0
IGCC-CCS | 0 | 0 | 0 | 0 | 0 | 0
WT_off | 0 | 0 | 0 | 0 | 0 | 0
PseudoUnit | 0 | 0 | 0 | 0 | 0 | 0
FixedInterchange | 0 | 0 | 0 | 0 | 0 | 0
Cumulative New Build Capacity by Reporting Type: PJM_ROR
ReportingType | 2015 | 2020 | 2025 | 2030 | 2035 | 2040
BM | 385 | 385 | 385 | 385 | 385 | 385
CC | 3077 | 8970.56 | 24968.76 | 28776.1 | 28776.1 | 28776.1
CSP | 0 | 0 | 0 | 0 | 0 | 0
CT | 29 | 29 | 29 | 169.75 | 169.75 | 169.75
Coal | 2164 | 2164 | 2164 | 2164 | 2164 | 2164
Geo | 0 | 0 | 0 | 0 | 0 | 0
H | 0 | 503 | 503 | 503 | 503 | 503
LFG | 57.4 | 57.4 | 571.11 | 571.11 | 571.11 | 571.11
Nuc | 38 | 38 | 38 | 38 | 38 | 1029.43
PS | 0 | 0 | 0 | 0 | 0 | 0
PV | 0 | 0 | 0 | 0 | 0 | 0
PeakG | 0 | 0 | 0 | 0 | 0 | 0
PeakO | 0 | 0 | 0 | 0 | 0 | 0
ST | 0 | 0 | 0 | 0 | 0 | 0
STOG | 0 | 0 | 0 | 0 | 0 | 0
STWD | 0 | 0 | 0 | 0 | 0 | 0
WT | 8325.7 | 8325.7 | 8517.4 | 10180.31 | 11955.28 | 14496.48
IGCC | 0 | 0 | 0 | 0 | 0 | 0
DemandResponse | 0 | 0 | 0 | 0 | 0 | 0
IGCC-CCS | 0 | 0 | 0 | 0 | 0 | 0
WT_off | 0 | 0 | 0 | 0 | 0 | 0
PseudoUnit | 0 | 0 | 0 | 0 | 0 | 0
FixedInterchange | 0 | 0 | 0 | 0 | 0 | 0
Cumulative New Build Capacity by Reporting Type: SOCO
ReportingType | 2015 | 2020 | 2025 | 2030 | 2035 | 2040
BM | 55 | 55 | 55 | 55 | 55 | 55
CC | 5026.9 | 6488.61 | 7572.78 | 7572.78 | 7572.78 | 7572.78
CSP | 0 | 0 | 0 | 0 | 0 | 0
CT | 0 | 0 | 0 | 0 | 0 | 0
Coal | 0 | 0 | 0 | 0 | 0 | 0
Geo | 0 | 0 | 0 | 0 | 0 | 0
H | 0 | 0 | 0 | 0 | 0 | 0
LFG | 0 | 0 | 107.4 | 107.4 | 107.4 | 107.4
Nuc | 70 | 2270 | 2270 | 2505.07 | 11787.47 | 26220.95
PS | 0 | 0 | 0 | 0 | 0 | 0
PV | 0 | 0 | 0 | 0 | 0 | 0
PeakG | 0 | 0 | 0 | 0 | 0 | 0
PeakO | 0 | 0 | 0 | 0 | 0 | 0
ST | 0 | 0 | 0 | 0 | 0 | 0
STOG | 0 | 0 | 0 | 0 | 0 | 0
STWD | 0 | 0 | 0 | 0 | 0 | 0
WT | 0 | 0 | 0 | 0 | 0 | 0
IGCC | 0 | 0 | 0 | 0 | 0 | 0
DemandResponse | 0 | 0 | 0 | 0 | 0 | 0
IGCC-CCS | 0 | 0 | 0 | 0 | 0 | 0
WT_off | 0 | 0 | 0 | 0 | 0 | 0
PseudoUnit | 0 | 0 | 0 | 0 | 0 | 0
FixedInterchange | 0 | 0 | 0 | 0 | 0 | 0
Cumulative New Build Capacity by Reporting Type: SPP_N
ReportingType | 2015 | 2020 | 2025 | 2030 | 2035 | 2040
BM | 0 | 0 | 0 | 0 | 0 | 0
CC | 0 | 0 | 0 | 0 | 0 | 0
CSP | 0 | 0 | 0 | 0 | 0 | 0
CT | 0 | 0 | 0 | 0 | 0 | 0
Coal | 465.04 | 465.04 | 465.04 | 465.04 | 465.04 | 465.04
Geo | 0 | 0 | 0 | 0 | 0 | 0
H | 0 | 0 | 0 | 0 | 0 | 0
LFG | 0 | 0 | 95 | 95 | 95 | 95
Nuc | 0 | 0 | 0 | 0 | 0 | 0
PS | 0 | 0 | 0 | 0 | 0 | 0
PV | 0 | 0 | 0 | 0 | 0 | 0
PeakG | 0 | 0 | 0 | 0 | 0 | 0
PeakO | 0 | 0 | 0 | 0 | 0 | 0
ST | 0 | 0 | 0 | 0 | 0 | 0
STOG | 0 | 0 | 0 | 0 | 0 | 0
STWD | 0 | 0 | 0 | 0 | 0 | 0
WT | 0 | 0 | 0 | 0 | 24575.77 | 24575.77
IGCC | 0 | 0 | 0 | 0 | 0 | 0
DemandResponse | 0 | 0 | 0 | 0 | 0 | 0
IGCC-CCS | 0 | 0 | 0 | 0 | 0 | 0
WT_off | 0 | 0 | 0 | 0 | 0 | 0
PseudoUnit | 0 | 0 | 0 | 0 | 0 | 0
FixedInterchange | 0 | 0 | 0 | 0 | 0 | 0
Cumulative New Build Capacity by Reporting Type: SPP_S
ReportingType | 2015 | 2020 | 2025 | 2030 | 2035 | 2040
BM | 0 | 0 | 0 | 0 | 0 | 0
CC | 0 | 0 | 0 | 0 | 0 | 0
CSP | 0 | 0 | 0 | 0 | 0 | 0
CT | 412.99 | 4022.2 | 4022.2 | 4022.2 | 4022.2 | 5553.67
Coal | 988 | 988 | 988 | 988 | 988 | 988
Geo | 0 | 0 | 0 | 0 | 0 | 0
H | 0 | 0 | 0 | 0 | 0 | 0
LFG | 0 | 0 | 95 | 95 | 95 | 95
Nuc | 0 | 0 | 0 | 0 | 0 | 0
PS | 0 | 0 | 0 | 0 | 0 | 0
PV | 0 | 0 | 0 | 0 | 0 | 0
PeakG | 0 | 0 | 0 | 0 | 0 | 0
PeakO | 0 | 0 | 0 | 0 | 0 | 0
ST | 0 | 0 | 0 | 0 | 0 | 0
STOG | 0 | 0 | 0 | 0 | 0 | 0
STWD | 0 | 0 | 0 | 0 | 0 | 0
WT | 430 | 580 | 580 | 43623.71 | 52357.61 | 55204.77
IGCC | 0 | 0 | 0 | 0 | 0 | 0
DemandResponse | 0 | 0 | 0 | 0 | 0 | 0
IGCC-CCS | 0 | 0 | 0 | 0 | 0 | 0
WT_off | 0 | 0 | 0 | 0 | 0 | 0
PseudoUnit | 0 | 0 | 0 | 0 | 0 | 0
FixedInterchange | 0 | 0 | 0 | 0 | 0 | 0
Cumulative New Build Capacity by Reporting Type: TVA
ReportingType | 2015 | 2020 | 2025 | 2030 | 2035 | 2040
BM | 0 | 0 | 0 | 0 | 0 | 0
CC | 1418 | 3068.3 | 4026.68 | 4026.68 | 4026.68 | 4026.68
CSP | 0 | 0 | 0 | 0 | 0 | 0
CT | 0 | 4685.33 | 4685.33 | 4685.33 | 4685.33 | 4685.33
Coal | 0 | 0 | 0 | 0 | 0 | 0
Geo | 0 | 0 | 0 | 0 | 0 | 0
H | 0 | 0 | 0 | 27 | 27 | 27
LFG | 0 | 0 | 107.4 | 107.4 | 107.4 | 107.4
Nuc | 1697.89 | 1697.89 | 1697.89 | 4712.38 | 10151.4 | 14657.59
PS | 0 | 0 | 0 | 0 | 0 | 0
PV | 0 | 0 | 0 | 0 | 0 | 0
PeakG | 0 | 0 | 0 | 0 | 0 | 0
PeakO | 0 | 0 | 0 | 0 | 0 | 0
ST | 0 | 0 | 0 | 0 | 0 | 0
STOG | 0 | 0 | 0 | 0 | 0 | 0
STWD | 0 | 0 | 0 | 0 | 0 | 0
WT | 0 | 0 | 0 | 0 | 0 | 0
IGCC | 0 | 0 | 0 | 0 | 0 | 0
DemandResponse | 0 | 0 | 0 | 0 | 0 | 0
IGCC-CCS | 0 | 0 | 0 | 0 | 0 | 0
WT_off | 0 | 0 | 0 | 0 | 0 | 0
PseudoUnit | 0 | 0 | 0 | 0 | 0 | 0
FixedInterchange | 0 | 0 | 0 | 0 | 0 | 0
Cumulative New Build Capacity by Reporting Type: TVA_Transmission
ReportingType | 2015 | 2020 | 2025 | 2030 | 2035 | 2040
BM | 0 | 0 | 0 | 0 | 0 | 0
CC | 0 | 0 | 0 | 0 | 0 | 0
CSP | 0 | 0 | 0 | 0 | 0 | 0
CT | 0 | 0 | 0 | 0 | 0 | 0
Coal | 0 | 0 | 0 | 0 | 0 | 0
Geo | 0 | 0 | 0 | 0 | 0 | 0
H | 0 | 0 | 0 | 0 | 0 | 0
LFG | 0 | 0 | 0 | 0 | 0 | 0
Nuc | 0 | 0 | 0 | 0 | 0 | 0
PS | 0 | 0 | 0 | 0 | 0 | 0
PV | 0 | 0 | 0 | 0 | 0 | 0
PeakG | 0 | 0 | 0 | 0 | 0 | 0
PeakO | 0 | 0 | 0 | 0 | 0 | 0
ST | 0 | 0 | 0 | 0 | 0 | 0
STOG | 0 | 0 | 0 | 0 | 0 | 0
STWD | 0 | 0 | 0 | 0 | 0 | 0
WT | 0 | 0 | 0 | 0 | 0 | 0
IGCC | 0 | 0 | 0 | 0 | 0 | 0
DemandResponse | 0 | 0 | 0 | 0 | 0 | 0
IGCC-CCS | 0 | 0 | 0 | 0 | 0 | 0
WT_off | 0 | 0 | 0 | 0 | 0 | 0
PseudoUnit | 0 | 0 | 0 | 0 | 0 | 0
FixedInterchange | 0 | 0 | 0 | 0 | 0 | 0
Cumulative New Build Capacity by Reporting Type: VACAR
ReportingType | 2015 | 2020 | 2025 | 2030 | 2035 | 2040
BM | 0.92 | 231.82 | 852.3 | 912.33 | 1095.65 | 1246.46
CC | 2614.64 | 6920.24 | 9134.09 | 9134.09 | 9134.09 | 9134.09
CSP | 0 | 0 | 0 | 0 | 0 | 0
CT | 3706.62 | 3706.62 | 3706.62 | 3706.62 | 3706.62 | 3706.62
Coal | 825 | 825 | 825 | 825 | 825 | 825
Geo | 0 | 0 | 0 | 0 | 0 | 0
H | 0 | 0 | 0 | 0 | 0 | 0
LFG | 0.34 | 107.4 | 107.4 | 107.4 | 107.4 | 107.4
Nuc | 0 | 2330 | 2330 | 6090.59 | 21642.37 | 26714.37
PS | 0 | 0 | 0 | 0 | 0 | 0
PV | 0 | 138.41 | 144.93 | 148.71 | 160.26 | 169.76
PeakG | 0 | 0 | 0 | 0 | 0 | 0
PeakO | 0 | 0 | 0 | 0 | 0 | 0
ST | 0 | 0 | 0 | 0 | 0 | 0
STOG | 0 | 0 | 0 | 0 | 0 | 0
STWD | 0 | 0 | 0 | 0 | 0 | 0
WT | 0.9 | 3500 | 3500 | 3500 | 3500 | 3500
IGCC | 0 | 0 | 0 | 0 | 0 | 0
DemandResponse | 0 | 0 | 0 | 0 | 0 | 0
IGCC-CCS | 0 | 0 | 0 | 0 | 0 | 0
WT_off | 1 | 1 | 1 | 1 | 1 | 1
PseudoUnit | 0 | 0 | 0 | 0 | 0 | 0
FixedInterchange | 0 | 0 | 0 | 0 | 0 | 0
Cumulative New Build Capacity by Reporting Type: IESO
ReportingType | 2015 | 2020 | 2025 | 2030 | 2035 | 2040
BM | 326.33 | 326.33 | 326.33 | 326.33 | 326.33 | 326.33
CC | 1263 | 1263 | 1263 | 1263 | 1263 | 1263
CSP | 0 | 0 | 0 | 0 | 0 | 0
CT | 368 | 368 | 368 | 368 | 368 | 2894.35
Coal | 0 | 0 | 0 | 0 | 0 | 0
Geo | 0 | 0 | 0 | 0 | 0 | 0
H | 0 | 0 | 0 | 0 | 0 | 0
LFG | 14.5 | 14.5 | 14.5 | 14.5 | 14.5 | 15
Nuc | 0 | 0 | 0 | 0 | 0 | 0
PS | 0 | 0 | 0 | 0 | 0 | 0
PV | 1067.26 | 1067.26 | 1067.26 | 1067.26 | 1067.26 | 1067.26
PeakG | 0 | 0 | 0 | 0 | 0 | 0
PeakO | 0 | 0 | 0 | 0 | 0 | 0
ST | 0 | 0 | 0 | 0 | 0 | 0
STOG | 0 | 0 | 0 | 0 | 0 | 0
STWD | 0 | 0 | 0 | 0 | 0 | 0
WT | 2105.9 | 2105.9 | 2105.9 | 2105.9 | 2105.9 | 2105.9
IGCC | 0 | 0 | 0 | 0 | 0 | 0
DemandResponse | 0 | 0 | 0 | 0 | 0 | 0
IGCC-CCS | 0 | 0 | 0 | 0 | 0 | 0
WT_off | 0 | 0 | 0 | 0 | 0 | 0
PseudoUnit | 0 | 0 | 0 | 0 | 0 | 0
FixedInterchange | 0 | 0 | 0 | 0 | 0 | 0
Cumulative New Build Capacity by Reporting Type: MAPP_CA
ReportingType | 2015 | 2020 | 2025 | 2030 | 2035 | 2040
BM | 0 | 0 | 0 | 0 | 0 | 0
CC | 0 | 0 | 0 | 0 | 0 | 0
CSP | 0 | 0 | 0 | 0 | 0 | 0
CT | 35 | 35 | 35 | 35 | 35 | 35
Coal | 0 | 0 | 0 | 0 | 0 | 0
Geo | 0 | 0 | 0 | 0 | 0 | 0
H | 0 | 329.9 | 2190 | 4650 | 4650 | 4650
LFG | 0 | 0 | 0 | 0 | 0 | 0
Nuc | 0 | 0 | 0 | 0 | 0 | 0
PS | 0 | 0 | 0 | 0 | 0 | 0
PV | 0 | 0 | 0 | 0 | 0 | 0
PeakG | 0 | 0 | 0 | 0 | 0 | 0
PeakO | 0 | 0 | 0 | 0 | 0 | 0
ST | 0 | 0 | 0 | 0 | 0 | 0
STOG | 0 | 0 | 0 | 0 | 0 | 0
STWD | 0 | 0 | 0 | 0 | 0 | 0
WT | 302.4 | 302.4 | 302.4 | 302.4 | 302.4 | 302.4
IGCC | 0 | 0 | 0 | 0 | 0 | 0
DemandResponse | 0 | 0 | 0 | 0 | 0 | 0
IGCC-CCS | 0 | 0 | 0 | 0 | 0 | 0
WT_off | 0 | 0 | 0 | 0 | 0 | 0
PseudoUnit | 0 | 0 | 0 | 0 | 0 | 0
FixedInterchange | 0 | 0 | 0 | 0 | 0 | 0
Cumulative New Build Capacity by Reporting Type: AZ_NM_SNV_Coal
ReportingType | 2015 | 2020 | 2025 | 2030 | 2035 | 2040
BM | 0 | 0 | 0 | 0 | 0 | 0
CC | 0 | 0 | 0 | 0 | 0 | 0
CSP | 0 | 0 | 0 | 0 | 0 | 0
CT | 0 | 0 | 0 | 0 | 0 | 0
Coal | 0 | 0 | 0 | 0 | 0 | 0
Geo | 0 | 0 | 0 | 0 | 0 | 0
H | 0 | 0 | 0 | 0 | 0 | 0
LFG | 0 | 0 | 0 | 0 | 0 | 0
Nuc | 0 | 0 | 0 | 0 | 0 | 0
PS | 0 | 0 | 0 | 0 | 0 | 0
PV | 0 | 0 | 0 | 0 | 0 | 0
PeakG | 0 | 0 | 0 | 0 | 0 | 0
PeakO | 0 | 0 | 0 | 0 | 0 | 0
ST | 0 | 0 | 0 | 0 | 0 | 0
STOG | 0 | 0 | 0 | 0 | 0 | 0
STWD | 0 | 0 | 0 | 0 | 0 | 0
WT | 0 | 0 | 0 | 0 | 0 | 0
IGCC | 0 | 0 | 0 | 0 | 0 | 0
DemandResponse | 0 | 0 | 0 | 0 | 0 | 0
IGCC-CCS | 0 | 0 | 0 | 0 | 0 | 0
WT_off | 0 | 0 | 0 | 0 | 0 | 0
PseudoUnit | 0 | 0 | 0 | 0 | 0 | 0
FixedInterchange | 0 | 0 | 0 | 0 | 0 | 0
Cumulative New Build Capacity by Reporting Type: AZ_NM_SNV_Gas
ReportingType | 2015 | 2020 | 2025 | 2030 | 2035 | 2040
BM | 0 | 0 | 0 | 0 | 0 | 0
CC | 668 | 668 | 668 | 668 | 668 | 668
CSP | 0 | 0 | 0 | 0 | 0 | 0
CT | 736 | 736 | 736 | 736 | 736 | 736
Coal | 0 | 0 | 0 | 0 | 0 | 0
Geo | 0 | 0 | 0 | 0 | 0 | 0
H | 0 | 0 | 0 | 0 | 0 | 0
LFG | 0 | 0 | 0 | 0 | 0 | 0
Nuc | 0 | 0 | 0 | 0 | 0 | 0
PS | 0 | 0 | 0 | 0 | 0 | 0
PV | 0 | 0 | 0 | 0 | 0 | 0
PeakG | 0 | 0 | 0 | 0 | 0 | 0
PeakO | 0 | 0 | 0 | 0 | 0 | 0
ST | 0 | 0 | 0 | 0 | 0 | 0
STOG | 0 | 0 | 0 | 0 | 0 | 0
STWD | 0 | 0 | 0 | 0 | 0 | 0
WT | 0 | 0 | 0 | 0 | 0 | 0
IGCC | 0 | 0 | 0 | 0 | 0 | 0
DemandResponse | 0 | 0 | 0 | 0 | 0 | 0
IGCC-CCS | 0 | 0 | 0 | 0 | 0 | 0
WT_off | 0 | 0 | 0 | 0 | 0 | 0
PseudoUnit | 0 | 0 | 0 | 0 | 0 | 0
FixedInterchange | 0 | 0 | 0 | 0 | 0 | 0
Cumulative New Build Capacity by Reporting Type: AZ_NM_SNV_NucRenew
ReportingType | 2015 | 2020 | 2025 | 2030 | 2035 | 2040
BM | 0 | 0 | 0 | 0 | 0 | 0
CC | 0 | 0 | 0 | 0 | 0 | 0
CSP | 0 | 0 | 0 | 0 | 0 | 0
CT | 0 | 0 | 0 | 0 | 0 | 0
Coal | 0 | 0 | 0 | 0 | 0 | 0
Geo | 0 | 0 | 1450 | 1450 | 1450 | 1450
H | 0 | 0 | 0 | 0 | 0 | 0
LFG | 0 | 60.67 | 60.67 | 60.67 | 60.67 | 60.67
Nuc | 0 | 0 | 0 | 6573.34 | 12983.22 | 18046.09
PS | 0 | 0 | 0 | 0 | 0 | 0
PV | 95.7 | 95.7 | 95.7 | 95.7 | 95.7 | 95.7
PeakG | 0 | 0 | 0 | 0 | 0 | 0
PeakO | 0 | 0 | 0 | 0 | 0 | 0
ST | 280 | 719.41 | 996.05 | 1120.69 | 1120.69 | 1120.69
STOG | 0 | 0 | 0 | 0 | 0 | 0
STWD | 0 | 0 | 0 | 0 | 0 | 0
WT | 65.1 | 3877.48 | 6368.98 | 8402 | 8402 | 8402
IGCC | 0 | 0 | 0 | 0 | 0 | 0
DemandResponse | 0 | 0 | 0 | 0 | 0 | 0
IGCC-CCS | 0 | 0 | 0 | 0 | 0 | 0
WT_off | 0 | 0 | 0 | 0 | 0 | 0
PseudoUnit | 0 | 0 | 0 | 0 | 0 | 0
FixedInterchange | 0 | 0 | 0 | 0 | 0 | 0
Cumulative New Build Capacity by Reporting Type: ERCOT
ReportingType | 2015 | 2020 | 2025 | 2030 | 2035 | 2040
BM | 145 | 145 | 145 | 145 | 145 | 145
CC | 2807.86 | 6038.69 | 6038.69 | 6038.69 | 6038.69 | 6038.69
CSP | 0 | 0 | 0 | 0 | 0 | 0
CT | 250 | 250 | 250 | 250 | 250 | 250
Coal | 2020 | 2020 | 2020 | 2020 | 2020 | 2020
Geo | 0 | 0 | 0 | 0 | 0 | 0
H | 0 | 0 | 0 | 0 | 0 | 0
LFG | 0 | 0 | 354 | 354 | 354 | 354
Nuc | 0 | 0 | 1744.39 | 3280.24 | 12042.52 | 14819.89
PS | 0 | 0 | 0 | 0 | 0 | 0
PV | 14 | 14 | 14 | 14 | 14 | 14
PeakG | 0 | 0 | 0 | 0 | 0 | 0
PeakO | 0 | 0 | 0 | 0 | 0 | 0
ST | 0 | 0 | 0 | 0 | 0 | 0
STOG | 0 | 0 | 0 | 0 | 0 | 0
STWD | 0 | 0 | 0 | 0 | 0 | 0
WT | 350.1 | 350.1 | 3749.13 | 23934.78 | 24764.94 | 26253.6
IGCC | 0 | 0 | 0 | 0 | 0 | 0
DemandResponse | 0 | 0 | 0 | 0 | 0 | 0
IGCC-CCS | 0 | 0 | 0 | 0 | 0 | 0
WT_off | 0 | 0 | 0 | 0 | 0 | 0
PseudoUnit | 0 | 0 | 0 | 0 | 0 | 0
FixedInterchange | 0 | 0 | 0 | 0 | 0 | 0
Cumulative New Build Capacity by Reporting Type: NP15
ReportingType | 2015 | 2020 | 2025 | 2030 | 2035 | 2040
BM | 0 | 0 | 0 | 0 | 0 | 0
CC | 940 | 940 | 940 | 940 | 940 | 940
CSP | 0 | 0 | 0 | 0 | 0 | 0
CT | 212.6 | 1620.44 | 4637.24 | 8194 | 9132.03 | 13311.12
Coal | 0 | 0 | 0 | 0 | 0 | 0
Geo | 0 | 499.74 | 600 | 600 | 600 | 600
H | 0 | 0 | 0 | 0 | 0 | 0
LFG | 0 | 565 | 565 | 565 | 565 | 565
Nuc | 0 | 0 | 0 | 0 | 0 | 0
PS | 0 | 0 | 0 | 0 | 0 | 0
PV | 6.5 | 6.5 | 6.5 | 6.5 | 6.5 | 6.5
PeakG | 0 | 0 | 0 | 0 | 0 | 0
PeakO | 0 | 0 | 0 | 0 | 0 | 0
ST | 29 | 29 | 29 | 29 | 29 | 29
STOG | 0 | 0 | 0 | 0 | 0 | 0
STWD | 0 | 0 | 0 | 0 | 0 | 0
WT | 101.2 | 101.2 | 101.2 | 5734.31 | 12363.49 | 12924.53
IGCC | 0 | 0 | 0 | 0 | 0 | 0
DemandResponse | 0 | 0 | 0 | 0 | 0 | 0
IGCC-CCS | 0 | 0 | 0 | 0 | 0 | 0
WT_off | 0 | 0 | 0 | 0 | 0 | 0
PseudoUnit | 0 | 0 | 0 | 0 | 0 | 0
FixedInterchange | 0 | 0 | 0 | 0 | 0 | 0
Cumulative New Build Capacity by Reporting Type: NWPP_Coal
ReportingType | 2015 | 2020 | 2025 | 2030 | 2035 | 2040
BM | 0 | 0 | 0 | 0 | 0 | 0
CC | 0 | 0 | 0 | 0 | 0 | 0
CSP | 0 | 0 | 0 | 0 | 0 | 0
CT | 0 | 0 | 0 | 0 | 0 | 0
Coal | 0 | 0 | 0 | 0 | 0 | 0
Geo | 0 | 0 | 0 | 0 | 0 | 0
H | 0 | 0 | 0 | 0 | 0 | 0
LFG | 0 | 0 | 0 | 0 | 0 | 0
Nuc | 0 | 0 | 0 | 0 | 0 | 0
PS | 0 | 0 | 0 | 0 | 0 | 0
PV | 0 | 0 | 0 | 0 | 0 | 0
PeakG | 0 | 0 | 0 | 0 | 0 | 0
PeakO | 0 | 0 | 0 | 0 | 0 | 0
ST | 0 | 0 | 0 | 0 | 0 | 0
STOG | 0 | 0 | 0 | 0 | 0 | 0
STWD | 0 | 0 | 0 | 0 | 0 | 0
WT | 0 | 0 | 0 | 0 | 0 | 0
IGCC | 0 | 0 | 0 | 0 | 0 | 0
DemandResponse | 0 | 0 | 0 | 0 | 0 | 0
IGCC-CCS | 0 | 0 | 0 | 0 | 0 | 0
WT_off | 0 | 0 | 0 | 0 | 0 | 0
PseudoUnit | 0 | 0 | 0 | 0 | 0 | 0
FixedInterchange | 0 | 0 | 0 | 0 | 0 | 0
Cumulative New Build Capacity by Reporting Type: NWPP_Gas
ReportingType | 2015 | 2020 | 2025 | 2030 | 2035 | 2040
BM | 0 | 0 | 0 | 0 | 0 | 0
CC | 300 | 300 | 300 | 300 | 300 | 300
CSP | 0 | 0 | 0 | 0 | 0 | 0
CT | 150 | 150 | 150 | 150 | 150 | 150
Coal | 0 | 0 | 0 | 0 | 0 | 0
Geo | 0 | 0 | 0 | 0 | 0 | 0
H | 0 | 0 | 0 | 0 | 0 | 0
LFG | 0 | 0 | 0 | 0 | 0 | 0
Nuc | 0 | 0 | 0 | 0 | 0 | 0
PS | 0 | 0 | 0 | 0 | 0 | 0
PV | 0 | 0 | 0 | 0 | 0 | 0
PeakG | 0 | 0 | 0 | 0 | 0 | 0
PeakO | 0 | 0 | 0 | 0 | 0 | 0
ST | 0 | 0 | 0 | 0 | 0 | 0
STOG | 0 | 0 | 0 | 0 | 0 | 0
STWD | 0 | 0 | 0 | 0 | 0 | 0
WT | 0 | 0 | 0 | 0 | 0 | 0
IGCC | 0 | 0 | 0 | 0 | 0 | 0
DemandResponse | 0 | 0 | 0 | 0 | 0 | 0
IGCC-CCS | 0 | 0 | 0 | 0 | 0 | 0
WT_off | 0 | 0 | 0 | 0 | 0 | 0
PseudoUnit | 0 | 0 | 0 | 0 | 0 | 0
FixedInterchange | 0 | 0 | 0 | 0 | 0 | 0
Cumulative New Build Capacity by Reporting Type: NWPP_NucRenew
ReportingType | 2015 | 2020 | 2025 | 2030 | 2035 | 2040
BM | 32.55 | 32.55 | 32.55 | 32.55 | 32.55 | 32.55
CC | 0 | 0 | 0 | 0 | 0 | 0
CSP | 0 | 0 | 0 | 0 | 0 | 0
CT | 0 | 0 | 0 | 0 | 0 | 0
Coal | 0 | 0 | 0 | 0 | 0 | 0
Geo | 86 | 86 | 520 | 520 | 520 | 520
H | 0 | 0 | 0 | 0 | 0 | 0
LFG | 25.5 | 270 | 270 | 270 | 270 | 270
Nuc | 0 | 0 | 0 | 3068.52 | 12239.94 | 14832.05
PS | 0 | 0 | 0 | 0 | 0 | 0
PV | 0 | 0 | 0 | 0 | 0 | 0
PeakG | 0 | 0 | 0 | 0 | 0 | 0
PeakO | 0 | 0 | 0 | 0 | 0 | 0
ST | 0 | 0 | 0 | 0 | 0 | 0
STOG | 0 | 0 | 0 | 0 | 0 | 0
STWD | 0 | 0 | 0 | 0 | 0 | 0
WT | 977.3 | 977.3 | 977.3 | 977.3 | 977.3 | 977.3
IGCC | 0 | 0 | 0 | 0 | 0 | 0
DemandResponse | 0 | 0 | 0 | 0 | 0 | 0
IGCC-CCS | 0 | 0 | 0 | 0 | 0 | 0
WT_off | 0 | 0 | 0 | 0 | 0 | 0
PseudoUnit | 0 | 0 | 0 | 0 | 0 | 0
FixedInterchange | 0 | 0 | 0 | 0 | 0 | 0
Cumulative New Build Capacity by Reporting Type: RMPA
ReportingType | 2015 | 2020 | 2025 | 2030 | 2035 | 2040
BM | 0 | 0 | 0 | 0 | 0 | 0
CC | 0 | 0 | 0 | 0 | 0 | 0
CSP | 0 | 0 | 0 | 0 | 0 | 0
CT | 152 | 152 | 152 | 152 | 152 | 152
Coal | 390 | 390 | 390 | 390 | 390 | 390
Geo | 0 | 125.26 | 2570 | 2570 | 2570 | 2570
H | 0 | 0 | 0 | 0 | 0 | 0
LFG | 1.4 | 30.33 | 30.33 | 30.33 | 30.33 | 30.33
Nuc | 0 | 0 | 0 | 0 | 0 | 0
PS | 0 | 0 | 0 | 0 | 0 | 0
PV | 1 | 1 | 1 | 1 | 1 | 1
PeakG | 0 | 0 | 0 | 0 | 0 | 0
PeakO | 0 | 0 | 0 | 0 | 0 | 0
ST | 3 | 383.25 | 415.52 | 430.78 | 430.78 | 430.78
STOG | 0 | 0 | 0 | 0 | 0 | 0
STWD | 0 | 0 | 0 | 0 | 0 | 0
WT | 765.4 | 2796.02 | 2796.02 | 2940.43 | 2940.43 | 2940.43
IGCC | 0 | 0 | 0 | 0 | 1389.37 | 2592.69
DemandResponse | 0 | 0 | 0 | 0 | 0 | 0
IGCC-CCS | 0 | 0 | 0 | 0 | 0 | 0
WT_off | 0 | 0 | 0 | 0 | 0 | 0
PseudoUnit | 0 | 0 | 0 | 0 | 0 | 0
FixedInterchange | 0 | 0 | 0 | 0 | 0 | 0
Cumulative New Build Capacity by Reporting Type: SP15
ReportingType | 2015 | 2020 | 2025 | 2030 | 2035 | 2040
BM | 6 | 6 | 6 | 6 | 6 | 6
CC | 409.5 | 409.5 | 409.5 | 409.5 | 409.5 | 409.5
CSP | 0 | 0 | 0 | 0 | 0 | 0
CT | 0 | 0 | 0 | 0 | 0 | 0
Coal | 0 | 0 | 0 | 0 | 0 | 0
Geo | 50 | 1500 | 1500 | 1500 | 1500 | 1500
H | 0 | 0 | 0 | 0 | 0 | 0
LFG | 9.2 | 565 | 565 | 565 | 565 | 565
Nuc | 0 | 0 | 0 | 0 | 0 | 0
PS | 0 | 0 | 0 | 0 | 0 | 0
PV | 3.8 | 3.8 | 3.8 | 3.8 | 3.8 | 3.8
PeakG | 0 | 0 | 0 | 0 | 0 | 0
PeakO | 0 | 0 | 0 | 0 | 0 | 0
ST | 448 | 448 | 448 | 448 | 448 | 448
STOG | 0 | 0 | 0 | 0 | 0 | 0
STWD | 0 | 0 | 0 | 0 | 0 | 0
WT | 735 | 735 | 735 | 735 | 8706.69 | 8706.69
IGCC | 0 | 0 | 0 | 0 | 0 | 0
DemandResponse | 0 | 0 | 0 | 0 | 0 | 0
IGCC-CCS | 0 | 0 | 0 | 0 | 0 | 0
WT_off | 0 | 0 | 0 | 0 | 0 | 0
PseudoUnit | 0 | 0 | 0 | 0 | 0 | 0
FixedInterchange | 0 | 0 | 0 | 0 | 0 | 0
Cumulative New Build Capacity by Reporting Type: ALB
ReportingType | 2015 | 2020 | 2025 | 2030 | 2035 | 2040
BM | 0 | 0 | 0 | 0 | 0 | 0
CC | 0 | 435.26 | 1655.03 | 1655.03 | 2660.31 | 3739.78
CSP | 0 | 0 | 0 | 0 | 0 | 0
CT | 201.5 | 201.5 | 201.5 | 201.5 | 201.5 | 201.5
Coal | 495 | 495 | 495 | 495 | 495 | 495
Geo | 0 | 0 | 0 | 0 | 0 | 0
H | 0 | 0 | 0 | 0 | 0 | 0
LFG | 0 | 0 | 0 | 0 | 0 | 0
Nuc | 0 | 0 | 0 | 0 | 0 | 0
PS | 0 | 0 | 0 | 0 | 0 | 0
PV | 0 | 0 | 0 | 0 | 0 | 0
PeakG | 0 | 0 | 0 | 0 | 0 | 0
PeakO | 0 | 0 | 0 | 0 | 0 | 0
ST | 0 | 0 | 0 | 0 | 0 | 0
STOG | 0 | 0 | 0 | 0 | 0 | 0
STWD | 0 | 0 | 0 | 0 | 0 | 0
WT | 9 | 9 | 9 | 9 | 9 | 9
IGCC | 0 | 0 | 0 | 0 | 0 | 0
DemandResponse | 0 | 0 | 0 | 0 | 0 | 0
IGCC-CCS | 0 | 0 | 0 | 0 | 0 | 0
WT_off | 0 | 0 | 0 | 0 | 0 | 0
PseudoUnit | 0 | 0 | 0 | 0 | 0 | 0
FixedInterchange | 0 | 0 | 0 | 0 | 0 | 0
Cumulative New Build Capacity by Reporting Type: BC
ReportingType | 2015 | 2020 | 2025 | 2030 | 2035 | 2040
BM | 0 | 0 | 0 | 0 | 0 | 0
CC | 808.82 | 982.06 | 1494.98 | 1494.98 | 1494.98 | 1494.98
CSP | 0 | 0 | 0 | 0 | 0 | 0
CT | 0 | 0 | 0 | 671.98 | 1472.46 | 2313.03
Coal | 0 | 0 | 0 | 0 | 0 | 0
Geo | 0 | 0 | 0 | 0 | 0 | 0
H | 0 | 0 | 0 | 0 | 0 | 0
LFG | 0 | 0 | 0 | 0 | 0 | 0
Nuc | 0 | 0 | 0 | 0 | 0 | 0
PS | 0 | 0 | 0 | 0 | 0 | 0
PV | 0 | 0 | 0 | 0 | 0 | 0
PeakG | 0 | 0 | 0 | 0 | 0 | 0
PeakO | 0 | 0 | 0 | 0 | 0 | 0
ST | 0 | 0 | 0 | 0 | 0 | 0
STOG | 0 | 0 | 0 | 0 | 0 | 0
STWD | 0 | 0 | 0 | 0 | 0 | 0
WT | 144 | 144 | 144 | 144 | 144 | 144
IGCC | 0 | 0 | 0 | 0 | 0 | 0
DemandResponse | 0 | 0 | 0 | 0 | 0 | 0
IGCC-CCS | 0 | 0 | 0 | 0 | 0 | 0
WT_off | 0 | 0 | 0 | 0 | 0 | 0
PseudoUnit | 0 | 0 | 0 | 0 | 0 | 0
FixedInterchange | 0 | 0 | 0 | 0 | 0 | 0
Cumulative New Build Capacity by Reporting Type: HQ_IESO
ReportingType | 2015 | 2020 | 2025 | 2030 | 2035 | 2040
BM | 0 | 0 | 0 | 0 | 0 | 0
CC | 0 | 0 | 0 | 0 | 0 | 0
CSP | 0 | 0 | 0 | 0 | 0 | 0
CT | 0 | 0 | 0 | 0 | 0 | 0
Coal | 0 | 0 | 0 | 0 | 0 | 0
Geo | 0 | 0 | 0 | 0 | 0 | 0
H | 0 | 0 | 0 | 0 | 0 | 0
LFG | 0 | 0 | 0 | 0 | 0 | 0
Nuc | 0 | 0 | 0 | 0 | 0 | 0
PS | 0 | 0 | 0 | 0 | 0 | 0
PV | 0 | 0 | 0 | 0 | 0 | 0
PeakG | 0 | 0 | 0 | 0 | 0 | 0
PeakO | 0 | 0 | 0 | 0 | 0 | 0
ST | 0 | 0 | 0 | 0 | 0 | 0
STOG | 0 | 0 | 0 | 0 | 0 | 0
STWD | 0 | 0 | 0 | 0 | 0 | 0
WT | 0 | 0 | 0 | 0 | 0 | 0
IGCC | 0 | 0 | 0 | 0 | 0 | 0
DemandResponse | 0 | 0 | 0 | 0 | 0 | 0
IGCC-CCS | 0 | 0 | 0 | 0 | 0 | 0
WT_off | 0 | 0 | 0 | 0 | 0 | 0
PseudoUnit | 0 | 0 | 0 | 0 | 0 | 0
FixedInterchange | 0 | 0 | 0 | 0 | 0 | 0
Cumulative New Build Capacity by Reporting Type: HQ_NEISO
ReportingType | 2015 | 2020 | 2025 | 2030 | 2035 | 2040
BM | 0 | 0 | 0 | 0 | 0 | 0
CC | 0 | 0 | 0 | 0 | 0 | 0
CSP | 0 | 0 | 0 | 0 | 0 | 0
CT | 0 | 0 | 0 | 0 | 0 | 0
Coal | 0 | 0 | 0 | 0 | 0 | 0
Geo | 0 | 0 | 0 | 0 | 0 | 0
H | 0 | 0 | 0 | 0 | 0 | 0
LFG | 0 | 0 | 0 | 0 | 0 | 0
Nuc | 0 | 0 | 0 | 0 | 0 | 0
PS | 0 | 0 | 0 | 0 | 0 | 0
PV | 0 | 0 | 0 | 0 | 0 | 0
PeakG | 0 | 0 | 0 | 0 | 0 | 0
PeakO | 0 | 0 | 0 | 0 | 0 | 0
ST | 0 | 0 | 0 | 0 | 0 | 0
STOG | 0 | 0 | 0 | 0 | 0 | 0
STWD | 0 | 0 | 0 | 0 | 0 | 0
WT | 0 | 0 | 0 | 0 | 0 | 0
IGCC | 0 | 0 | 0 | 0 | 0 | 0
DemandResponse | 0 | 0 | 0 | 0 | 0 | 0
IGCC-CCS | 0 | 0 | 0 | 0 | 0 | 0
WT_off | 0 | 0 | 0 | 0 | 0 | 0
PseudoUnit | 0 | 0 | 0 | 0 | 1271.08 | 2500
FixedInterchange | 0 | 0 | 0 | 0 | 0 | 0
Cumulative New Build Capacity by Reporting Type: HQ_NY
ReportingType | 2015 | 2020 | 2025 | 2030 | 2035 | 2040
BM | 0 | 0 | 0 | 0 | 0 | 0
CC | 0 | 0 | 0 | 0 | 0 | 0
CSP | 0 | 0 | 0 | 0 | 0 | 0
CT | 0 | 0 | 0 | 0 | 0 | 0
Coal | 0 | 0 | 0 | 0 | 0 | 0
Geo | 0 | 0 | 0 | 0 | 0 | 0
H | 0 | 0 | 0 | 0 | 0 | 0
LFG | 0 | 0 | 0 | 0 | 0 | 0
Nuc | 0 | 0 | 0 | 0 | 0 | 0
PS | 0 | 0 | 0 | 0 | 0 | 0
PV | 0 | 0 | 0 | 0 | 0 | 0
PeakG | 0 | 0 | 0 | 0 | 0 | 0
PeakO | 0 | 0 | 0 | 0 | 0 | 0
ST | 0 | 0 | 0 | 0 | 0 | 0
STOG | 0 | 0 | 0 | 0 | 0 | 0
STWD | 0 | 0 | 0 | 0 | 0 | 0
WT | 0 | 0 | 0 | 0 | 0 | 0
IGCC | 0 | 0 | 0 | 0 | 0 | 0
DemandResponse | 0 | 0 | 0 | 0 | 0 | 0
IGCC-CCS | 0 | 0 | 0 | 0 | 0 | 0
WT_off | 0 | 0 | 0 | 0 | 0 | 0
PseudoUnit | 0 | 0 | 410.37 | 2500 | 2500 | 2500
FixedInterchange | 0 | 0 | 0 | 0 | 0 | 0
Cumulative New Build Capacity by Reporting Type: MARITIMES
ReportingType | 2015 | 2020 | 2025 | 2030 | 2035 | 2040
BM | 0 | 0 | 0 | 0 | 0 | 0
CC | 0 | 0 | 0 | 0 | 0 | 0
CSP | 0 | 0 | 0 | 0 | 0 | 0
CT | 0 | 0 | 0 | 0 | 0 | 0
Coal | 0 | 0 | 0 | 0 | 0 | 0
Geo | 0 | 0 | 0 | 0 | 0 | 0
H | 0 | 0 | 0 | 0 | 0 | 0
LFG | 0 | 0 | 0 | 0 | 0 | 0
Nuc | 0 | 0 | 0 | 0 | 0 | 0
PS | 0 | 0 | 0 | 0 | 0 | 0
PV | 0 | 0 | 0 | 0 | 0 | 0
PeakG | 0 | 0 | 0 | 0 | 0 | 0
PeakO | 0 | 0 | 0 | 0 | 0 | 0
ST | 0 | 0 | 0 | 0 | 0 | 0
STOG | 0 | 0 | 0 | 0 | 0 | 0
STWD | 0 | 0 | 0 | 0 | 0 | 0
WT | 0 | 0 | 0 | 0 | 0 | 0
IGCC | 0 | 0 | 0 | 0 | 0 | 0
DemandResponse | 0 | 0 | 0 | 0 | 0 | 0
IGCC-CCS | 0 | 0 | 0 | 0 | 0 | 0
WT_off | 0 | 0 | 0 | 0 | 0 | 0
PseudoUnit | 0 | 500 | 500 | 500 | 500 | 500
FixedInterchange | 0 | 0 | 0 | 0 | 0 | 0
Cumulative New Build Capacity by Reporting Type: All
ReportingType | 2015 | 2020 | 2025 | 2030 | 2035 | 2040
BM | 1251 | 1481.9 | 2102.38 | 2162.41 | 2345.73 | 2496.54
CC | 31222.25 | 58218.31 | 93689.55 | 99412.63 | 114140.27 | 124316.37
CSP | 0 | 0 | 0 | 0 | 0 | 0
CT | 9418.2 | 26886.56 | 29903.36 | 48029.5 | 60999.13 | 79225.89
Coal | 10763.64 | 10763.64 | 10763.64 | 10763.64 | 10763.64 | 10763.64
Geo | 136 | 2211 | 6640 | 6640 | 6640 | 6640
H | 0 | 833.9 | 4397.99 | 6888 | 7607.19 | 7607.19
LFG | 192 | 2145 | 4355 | 5078.5 | 5078.5 | 5079
Nuc | 2740.56 | 7270.56 | 10650.9 | 31466.32 | 107270.67 | 155725.86
PS | 0 | 0 | 0 | 0 | 0 | 0
PV | 1246 | 3418.31 | 4496.15 | 4744.07 | 4866.32 | 5007.37
PeakG | 0 | 0 | 0 | 0 | 0 | 0
PeakO | 0 | 0 | 0 | 0 | 0 | 0
ST | 760 | 1579.66 | 1888.57 | 2028.47 | 2028.47 | 2028.47
STOG | 0 | 0 | 0 | 0 | 0 | 0
STWD | 0 | 0 | 0 | 0 | 0 | 0
WT | 25342 | 41137.31 | 63058.32 | 187364.76 | 295663.16 | 303239.79
IGCC | 618 | 618 | 618 | 618 | 2007.37 | 3210.69
DemandResponse | 0 | 0 | 0 | 0 | 0 | 0
IGCC-CCS | 0 | 0 | 0 | 0 | 0 | 0
WT_off | 469 | 469 | 1569 | 1569 | 1569 | 1569
PseudoUnit | 0 | 500 | 910.37 | 3000 | 4271.08 | 5500
FixedInterchange | 0 | 0 | 0 | 0 | 0 | 0
Cumulative New Build Capacity by Reporting Type: EI_US
ReportingType | 2015 | 2020 | 2025 | 2030 | 2035 | 2040
BM | 741.12 | 972.02 | 1592.5 | 1652.53 | 1835.85 | 1986.66
CC | 24025.06 | 47181.81 | 80920.36 | 86643.44 | 100365.79 | 109462.43
CSP | 0 | 0 | 0 | 0 | 0 | 0
CT | 7313.11 | 23373.62 | 23373.62 | 37271.02 | 48502.14 | 59182.9
Coal | 7858.64 | 7858.64 | 7858.64 | 7858.64 | 7858.64 | 7858.64
Geo | 0 | 0 | 0 | 0 | 0 | 0
H | 0 | 504 | 2207.99 | 2238 | 2957.19 | 2957.19
LFG | 141.4 | 639.5 | 2495.5 | 3219 | 3219 | 3219
Nuc | 2740.56 | 7270.56 | 8906.51 | 18544.22 | 70004.98 | 108027.84
PS | 0 | 0 | 0 | 0 | 0 | 0
PV | 57.74 | 2230.05 | 3307.89 | 3555.82 | 3678.06 | 3819.12
PeakG | 0 | 0 | 0 | 0 | 0 | 0
PeakO | 0 | 0 | 0 | 0 | 0 | 0
ST | 0 | 0 | 0 | 0 | 0 | 0
STOG | 0 | 0 | 0 | 0 | 0 | 0
STWD | 0 | 0 | 0 | 0 | 0 | 0
WT | 19786.6 | 29738.92 | 45769.4 | 142079.63 | 234947.01 | 240473.94
IGCC | 618 | 618 | 618 | 618 | 618 | 618
DemandResponse | 0 | 0 | 0 | 0 | 0 | 0
IGCC-CCS | 0 | 0 | 0 | 0 | 0 | 0
WT_off | 469 | 469 | 1569 | 1569 | 1569 | 1569
PseudoUnit | 0 | 500 | 910.37 | 3000 | 4271.08 | 5500
FixedInterchange | 0 | 0 | 0 | 0 | 0 | 0
Cumulative New Build Capacity by Reporting Type: EI_Canada
ReportingType | 2015 | 2020 | 2025 | 2030 | 2035 | 2040
BM | 326.33 | 326.33 | 326.33 | 326.33 | 326.33 | 326.33
CC | 1263 | 1263 | 1263 | 1263 | 1263 | 1263
CSP | 0 | 0 | 0 | 0 | 0 | 0
CT | 403 | 403 | 403 | 403 | 403 | 2929.35
Coal | 0 | 0 | 0 | 0 | 0 | 0
Geo | 0 | 0 | 0 | 0 | 0 | 0
H | 0 | 329.9 | 2190 | 4650 | 4650 | 4650
LFG | 14.5 | 14.5 | 14.5 | 14.5 | 14.5 | 15
Nuc | 0 | 0 | 0 | 0 | 0 | 0
PS | 0 | 0 | 0 | 0 | 0 | 0
PV | 1067.26 | 1067.26 | 1067.26 | 1067.26 | 1067.26 | 1067.26
PeakG | 0 | 0 | 0 | 0 | 0 | 0
PeakO | 0 | 0 | 0 | 0 | 0 | 0
ST | 0 | 0 | 0 | 0 | 0 | 0
STOG | 0 | 0 | 0 | 0 | 0 | 0
STWD | 0 | 0 | 0 | 0 | 0 | 0
WT | 2408.3 | 2408.3 | 2408.3 | 2408.3 | 2408.3 | 2408.3
IGCC | 0 | 0 | 0 | 0 | 0 | 0
DemandResponse | 0 | 0 | 0 | 0 | 0 | 0
IGCC-CCS | 0 | 0 | 0 | 0 | 0 | 0
WT_off | 0 | 0 | 0 | 0 | 0 | 0
PseudoUnit | 0 | 0 | 0 | 0 | 0 | 0
FixedInterchange | 0 | 0 | 0 | 0 | 0 | 0
Cumulative New Build Capacity by Reporting Type: EI
ReportingType | 2015 | 2020 | 2025 | 2030 | 2035 | 2040
BM | 1067.45 | 1298.35 | 1918.83 | 1978.86 | 2162.18 | 2312.99
CC | 25288.06 | 48444.81 | 82183.36 | 87906.44 | 101628.79 | 110725.43
CSP | 0 | 0 | 0 | 0 | 0 | 0
CT | 7716.1 | 23776.62 | 23776.62 | 37674.01 | 48905.14 | 62112.25
Coal | 7858.64 | 7858.64 | 7858.64 | 7858.64 | 7858.64 | 7858.64
Geo | 0 | 0 | 0 | 0 | 0 | 0
H | 0 | 833.9 | 4397.99 | 6888 | 7607.19 | 7607.19
LFG | 155.9 | 654 | 2510 | 3233.5 | 3233.5 | 3234
Nuc | 2740.56 | 7270.56 | 8906.51 | 18544.22 | 70004.98 | 108027.84
PS | 0 | 0 | 0 | 0 | 0 | 0
PV | 1125 | 3297.31 | 4375.15 | 4623.07 | 4745.32 | 4886.37
PeakG | 0 | 0 | 0 | 0 | 0 | 0
PeakO | 0 | 0 | 0 | 0 | 0 | 0
ST | 0 | 0 | 0 | 0 | 0 | 0
STOG | 0 | 0 | 0 | 0 | 0 | 0
STWD | 0 | 0 | 0 | 0 | 0 | 0
WT | 22194.9 | 32147.22 | 48177.7 | 144487.93 | 237355.31 | 242882.24
IGCC | 618 | 618 | 618 | 618 | 618 | 618
DemandResponse | 0 | 0 | 0 | 0 | 0 | 0
IGCC-CCS | 0 | 0 | 0 | 0 | 0 | 0
WT_off | 469 | 469 | 1569 | 1569 | 1569 | 1569
PseudoUnit | 0 | 500 | 910.37 | 3000 | 4271.08 | 5500
FixedInterchange | 0 | 0 | 0 | 0 | 0 | 0
Cumulative New Build Capacity by Reporting Type: Outside_EI
ReportingType | 2015 | 2020 | 2025 | 2030 | 2035 | 2040
BM | 183.55 | 183.55 | 183.55 | 183.55 | 183.55 | 183.55
CC | 5934.19 | 9773.5 | 11506.19 | 11506.19 | 12511.47 | 13590.94
CSP | 0 | 0 | 0 | 0 | 0 | 0
CT | 1702.1 | 3109.94 | 6126.74 | 10355.49 | 12093.99 | 17113.64
Coal | 2905 | 2905 | 2905 | 2905 | 2905 | 2905
Geo | 136 | 2211 | 6640 | 6640 | 6640 | 6640
H | 0 | 0 | 0 | 0 | 0 | 0
LFG | 36.1 | 1491 | 1845 | 1845 | 1845 | 1845
Nuc | 0 | 0 | 1744.39 | 12922.11 | 37265.69 | 47698.02
PS | 0 | 0 | 0 | 0 | 0 | 0
PV | 121 | 121 | 121 | 121 | 121 | 121
PeakG | 0 | 0 | 0 | 0 | 0 | 0
PeakO | 0 | 0 | 0 | 0 | 0 | 0
ST | 760 | 1579.66 | 1888.57 | 2028.47 | 2028.47 | 2028.47
STOG | 0 | 0 | 0 | 0 | 0 | 0
STWD | 0 | 0 | 0 | 0 | 0 | 0
WT | 3147.1 | 8990.1 | 14880.62 | 42876.82 | 58307.85 | 60357.55
IGCC | 0 | 0 | 0 | 0 | 1389.37 | 2592.69
DemandResponse | 0 | 0 | 0 | 0 | 0 | 0
IGCC-CCS | 0 | 0 | 0 | 0 | 0 | 0
WT_off | 0 | 0 | 0 | 0 | 0 | 0
PseudoUnit | 0 | 0 | 0 | 0 | 0 | 0
FixedInterchange | 0 | 0 | 0 | 0 | 0 | 0
#3 | Retirements of Capacity (MW)
Retirements of Capacity by Reporting Type: Entergy
ReportingType | 2015 | 2020 | 2025 | 2030 | 2035 | 2040
BM | 0 | 0 | 0 | 0 | 0 | 0
CC | 0 | 0 | 0 | 0 | 0 | 0
CSP | 0 | 0 | 0 | 0 | 0 | 0
CT | 0 | 0 | 0 | 0 | 0 | 0
Coal | 1690.02 | 8.08 | 959.96 | 492.84 | 580 | 575
Geo | 0 | 0 | 0 | 0 | 0 | 0
H | 0 | 0 | 0 | 0 | 0 | 0
LFG | 0 | 0 | 0 | 0 | 0 | 0
Nuc | 0 | 0 | 0 | 0 | 842 | 997
PS | 0 | 0 | 0 | 0 | 0 | 0
PV | 0 | 0 | 0 | 0 | 0 | 0
PeakG | 0 | 0 | 0 | 0 | 0 | 0
PeakO | 0 | 0 | 0 | 0 | 0 | 0
ST | 0 | 0 | 0 | 0 | 0 | 0
STOG | 10116.16 | 0 | 0 | 0 | 0 | 0
STWD | 0 | 0 | 0 | 0 | 0 | 0
WT | 0 | 0 | 0 | 0 | 0 | 0
IGCC | 0 | 0 | 0 | 0 | 0 | 0
DemandResponse | 0 | 0 | 0 | 0 | 0 | 0
IGCC-CCS | 0 | 0 | 0 | 0 | 0 | 0
WT_off | 0 | 0 | 0 | 0 | 0 | 0
PseudoUnit | 0 | 0 | 0 | 0 | 0 | 0
FixedInterchange | 0 | 0 | 0 | 0 | 0 | 0
Retirements of Capacity by Reporting Type: FRCC
ReportingType | 2015 | 2020 | 2025 | 2030 | 2035 | 2040
BM | 0 | 0 | 0 | 0 | 0 | 0
CC | 0 | 0 | 0 | 0 | 0 | 0
CSP | 0 | 0 | 0 | 0 | 0 | 0
CT | 0 | 0 | 0 | 0 | 0 | 0
Coal | 1134.4 | 869 | 714.92 | 2117.34 | 3855.66 | 0
Geo | 0 | 0 | 0 | 0 | 0 | 0
H | 0 | 0 | 0 | 0 | 0 | 0
LFG | 0 | 0 | 0 | 0 | 0 | 0
Nuc | 0 | 0 | 0 | 0 | 1615.33 | 1677
PS | 0 | 0 | 0 | 0 | 0 | 0
PV | 0 | 0 | 0 | 0 | 0 | 0
PeakG | 0 | 0 | 0 | 0 | 0 | 0
PeakO | 0 | 0 | 0 | 0 | 0 | 0
ST | 0 | 0 | 0 | 0 | 0 | 0
STOG | 2674.18 | 0 | 0 | 0 | 4086.42 | 2225.88
STWD | 0 | 0 | 0 | 0 | 0 | 0
WT | 0 | 0 | 0 | 0 | 0 | 0
IGCC | 0 | 0 | 0 | 0 | 0 | 0
DemandResponse | 0 | 0 | 0 | 0 | 0 | 0
IGCC-CCS | 0 | 0 | 0 | 0 | 0 | 0
WT_off | 0 | 0 | 0 | 0 | 0 | 0
PseudoUnit | 0 | 0 | 0 | 0 | 0 | 0
FixedInterchange | 0 | 0 | 0 | 0 | 0 | 0
Retirements of Capacity by Reporting Type: MAPP_US
ReportingType | 2015 | 2020 | 2025 | 2030 | 2035 | 2040
BM | 0 | 0 | 0 | 0 | 0 | 0
CC | 0 | 0 | 0 | 0 | 0 | 0
CSP | 0 | 0 | 0 | 0 | 0 | 0
CT | 0 | 0 | 0 | 0 | 0 | 0
Coal | 1056.42 | 391.72 | 633.36 | 0 | 0 | 0
Geo | 0 | 0 | 0 | 0 | 0 | 0
H | 0 | 0 | 0 | 0 | 0 | 0
LFG | 0 | 0 | 0 | 0 | 0 | 0
Nuc | 0 | 0 | 0 | 0 | 0 | 0
PS | 0 | 0 | 0 | 0 | 0 | 0
PV | 0 | 0 | 0 | 0 | 0 | 0
PeakG | 0 | 0 | 0 | 0 | 0 | 0
PeakO | 38.42 | 0 | 0 | 0 | 0 | 0
ST | 0 | 0 | 0 | 0 | 0 | 0
STOG | 36 | 0 | 0 | 0 | 0 | 0
STWD | 0 | 0 | 0 | 0 | 0 | 0
WT | 0 | 0 | 0 | 0 | 0 | 0
IGCC | 0 | 0 | 0 | 0 | 0 | 0
DemandResponse | 0 | 0 | 0 | 0 | 0 | 0
IGCC-CCS | 0 | 0 | 0 | 0 | 0 | 0
WT_off | 0 | 0 | 0 | 0 | 0 | 0
PseudoUnit | 0 | 0 | 0 | 0 | 0 | 0
FixedInterchange | 0 | 0 | 0 | 0 | 0 | 0
Retirements of Capacity by Reporting Type: MISO_IN
ReportingType | 2015 | 2020 | 2025 | 2030 | 2035 | 2040
BM | 0 | 0 | 0 | 0 | 0 | 0
CC | 0 | 0 | 0 | 0 | 0 | 0
CSP | 0 | 0 | 0 | 0 | 0 | 0
CT | 0 | 0 | 0 | 0 | 0 | 0
Coal | 2185.1 | 1917 | 2130.56 | 995.01 | 0.01 | 0.01
Geo | 0 | 0 | 0 | 0 | 0 | 0
H | 0 | 0 | 0 | 0 | 0 | 0
LFG | 0 | 0 | 0 | 0 | 0 | 0
Nuc | 0 | 0 | 0 | 0 | 0 | 0
PS | 0 | 0 | 0 | 0 | 0 | 0
PV | 0 | 0 | 0 | 0 | 0 | 0
PeakG | 0 | 0 | 0 | 0 | 0 | 0
PeakO | 0 | 0 | 0 | 0 | 0 | 0
ST | 0 | 0 | 0 | 0 | 0 | 0
STOG | 0 | 0 | 0 | 0 | 0 | 0
STWD | 0 | 0 | 0 | 0 | 0 | 0
WT | 0 | 0 | 0 | 0 | 0 | 0
IGCC | 0 | 0 | 0 | 0 | 0 | 0
DemandResponse | 0 | 0 | 0 | 0 | 0 | 0
IGCC-CCS | 0 | 0 | 0 | 0 | 0 | 0
WT_off | 0 | 0 | 0 | 0 | 0 | 0
PseudoUnit | 0 | 0 | 0 | 0 | 0 | 0
FixedInterchange | 0 | 0 | 0 | 0 | 0 | 0
Retirements of Capacity by Reporting Type: MISO_MI
ReportingType | 2015 | 2020 | 2025 | 2030 | 2035 | 2040
BM | 0 | 0 | 0 | 0 | 0 | 0
CC | 0 | 0 | 0 | 0 | 0 | 0
CSP | 0 | 0 | 0 | 0 | 0 | 0
CT | 0 | 0 | 0 | 0 | 0 | 0
Coal | 2312.8 | 6284.2 | 590.22 | 969.78 | 0 | 0
Geo | 0 | 0 | 0 | 0 | 0 | 0
H | 0 | 0 | 0 | 0 | 0 | 0
LFG | 0 | 0 | 0 | 0 | 0 | 0
Nuc | 0 | 0 | 0 | 0 | 778 | 0
PS | 0 | 0 | 0 | 0 | 0 | 0
PV | 0 | 0 | 0 | 0 | 0 | 0
PeakG | 0 | 0 | 0 | 0 | 0 | 0
PeakO | 0 | 0 | 0 | 0 | 0 | 0
ST | 0 | 0 | 0 | 0 | 0 | 0
STOG | 0 | 0 | 0 | 0 | 0 | 0
STWD | 0 | 0 | 0 | 0 | 0 | 0
WT | 0 | 0 | 0 | 0 | 0 | 0
IGCC | 0 | 0 | 0 | 0 | 0 | 0
DemandResponse | 0 | 0 | 0 | 0 | 0 | 0
IGCC-CCS | 0 | 0 | 0 | 0 | 0 | 0
WT_off | 0 | 0 | 0 | 0 | 0 | 0
PseudoUnit | 0 | 0 | 0 | 0 | 0 | 0
FixedInterchange | 0 | 0 | 0 | 0 | 0 | 0
Retirements of Capacity by Reporting Type: MISO_MO-IL
ReportingType | 2015 | 2020 | 2025 | 2030 | 2035 | 2040
BM | 0 | 0 | 0 | 0 | 0 | 0
CC | 0 | 0 | 0 | 0 | 0 | 0
CSP | 0 | 0 | 0 | 0 | 0 | 0
CT | 0 | 0 | 0 | 0 | 0 | 0
Coal | 2192.7 | 2957.05 | 2977.7 | 1124.76 | 0 | 0
Geo | 0 | 0 | 0 | 0 | 0 | 0
H | 0 | 0 | 0 | 0 | 0 | 0
LFG | 0 | 0 | 0 | 0 | 0 | 0
Nuc | 0 | 0 | 0 | 0 | 0 | 0
PS | 0 | 0 | 0 | 0 | 0 | 0
PV | 0 | 0 | 0 | 0 | 0 | 0
PeakG | 0 | 0 | 0 | 0 | 0 | 0
PeakO | 0 | 0 | 0 | 0 | 0 | 0
ST | 0 | 0 | 0 | 0 | 0 | 0
STOG | 0 | 0 | 0 | 0 | 0 | 0
STWD | 0 | 0 | 0 | 0 | 0 | 0
WT | 0 | 0 | 0 | 0 | 0 | 0
IGCC | 0 | 0 | 0 | 0 | 0 | 0
DemandResponse | 0 | 0 | 0 | 0 | 0 | 0
IGCC-CCS | 0 | 0 | 0 | 0 | 0 | 0
WT_off | 0 | 0 | 0 | 0 | 0 | 0
PseudoUnit | 0 | 0 | 0 | 0 | 0 | 0
FixedInterchange | 0 | 0 | 0 | 0 | 0 | 0
Retirements of Capacity by Reporting Type: MISO_W
ReportingType | 2015 | 2020 | 2025 | 2030 | 2035 | 2040
BM | 0 | 0 | 0 | 0 | 0 | 0
CC | 0 | 0 | 0 | 0 | 0 | 0
CSP | 0 | 0 | 0 | 0 | 0 | 0
CT | 0 | 0 | 0 | 0 | 0 | 0
Coal | 1243.36 | 1685.2 | 1385.36 | 996.73 | 1917.5 | 0
Geo | 0 | 0 | 0 | 0 | 0 | 0
H | 0 | 0 | 0 | 0 | 0 | 0
LFG | 0 | 0 | 0 | 0 | 0 | 0
Nuc | 0 | 0 | 0 | 0 | 2361.23 | 0
PS | 0 | 0 | 0 | 0 | 0 | 0
PV | 0 | 0 | 0 | 0 | 0 | 0
PeakG | 0 | 0 | 0 | 0 | 0 | 0
PeakO | 0 | 0 | 0 | 0 | 0 | 0
ST | 0 | 0 | 0 | 0 | 0 | 0
STOG | 0 | 0 | 0 | 0 | 0 | 0
STWD | 0 | 0 | 0 | 0 | 0 | 0
WT | 0 | 0 | 0 | 0 | 0 | 0
IGCC | 0 | 0 | 0 | 0 | 0 | 0
DemandResponse | 0 | 0 | 0 | 0 | 0 | 0
IGCC-CCS | 0 | 0 | 0 | 0 | 0 | 0
WT_off | 0 | 0 | 0 | 0 | 0 | 0
PseudoUnit | 0 | 0 | 0 | 0 | 0 | 0
FixedInterchange | 0 | 0 | 0 | 0 | 0 | 0
Retirements of Capacity by Reporting Type: MISO_WUMS
ReportingType | 2015 | 2020 | 2025 | 2030 | 2035 | 2040
BM | 0 | 0 | 0 | 0 | 0 | 0
CC | 0 | 0 | 0 | 0 | 0 | 0
CSP | 0 | 0 | 0 | 0 | 0 | 0
CT | 0 | 0 | 0 | 0 | 0 | 0
Coal | 1857.1 | 2113 | 1233.66 | 0 | 0 | 333.1
Geo | 0 | 0 | 0 | 0 | 0 | 0
H | 0 | 0 | 0 | 0 | 0 | 0
LFG | 0 | 0 | 0 | 0 | 0 | 0
Nuc | 0 | 0 | 0 | 0 | 1816.9 | 0
PS | 0 | 0 | 0 | 0 | 0 | 0
PV | 0 | 0 | 0 | 0 | 0 | 0
PeakG | 0 | 0 | 0 | 0 | 0 | 0
PeakO | 0 | 0 | 0 | 0 | 0 | 0
ST | 0 | 0 | 0 | 0 | 0 | 0
STOG | 59.5 | 0 | 0 | 0 | 0 | 0
STWD | 0 | 0 | 0 | 0 | 0 | 0
WT | 0 | 0 | 0 | 0 | 0 | 0
IGCC | 0 | 0 | 0 | 0 | 0 | 0
DemandResponse | 0 | 0 | 0 | 0 | 0 | 0
IGCC-CCS | 0 | 0 | 0 | 0 | 0 | 0
WT_off | 0 | 0 | 0 | 0 | 0 | 0
PseudoUnit | 0 | 0 | 0 | 0 | 0 | 0
FixedInterchange | 0 | 0 | 0 | 0 | 0 | 0
Retirements of Capacity by Reporting Type: Nebraska
ReportingType | 2015 | 2020 | 2025 | 2030 | 2035 | 2040
BM | 0 | 0 | 0 | 0 | 0 | 0
CC | 0 | 0 | 0 | 0 | 0 | 0
CSP | 0 | 0 | 0 | 0 | 0 | 0
CT | 0 | 0 | 0 | 0 | 0 | 0
Coal | 0 | 0 | 219.49 | 1184.8 | 0 | 0
Geo | 0 | 0 | 0 | 0 | 0 | 0
H | 0 | 0 | 0 | 0 | 0 | 0
LFG | 0 | 0 | 0 | 0 | 0 | 0
Nuc | 0 | 0 | 0 | 0 | 1251.8 | 0
PS | 0 | 0 | 0 | 0 | 0 | 0
PV | 0 | 0 | 0 | 0 | 0 | 0
PeakG | 0 | 0 | 0 | 0 | 0 | 0
PeakO | 0 | 0 | 0 | 0 | 0 | 0
ST | 0 | 0 | 0 | 0 | 0 | 0
STOG | 270 | 0 | 0 | 0 | 0 | 0
STWD | 0 | 0 | 0 | 0 | 0 | 0
WT | 0 | 0 | 0 | 0 | 0 | 0
IGCC | 0 | 0 | 0 | 0 | 0 | 0
DemandResponse | 0 | 0 | 0 | 0 | 0 | 0
IGCC-CCS | 0 | 0 | 0 | 0 | 0 | 0
WT_off | 0 | 0 | 0 | 0 | 0 | 0
PseudoUnit | 0 | 0 | 0 | 0 | 0 | 0
FixedInterchange | 0 | 0 | 0 | 0 | 0 | 0
Retirements of Capacity by Reporting Type: NEISO
ReportingType | 2015 | 2020 | 2025 | 2030 | 2035 | 2040
BM | 0 | 0 | 0 | 0 | 0 | 0
CC | 1705.55 | 378.21 | 499.24 | 0 | 0 | 0
CSP | 0 | 0 | 0 | 0 | 0 | 0
CT | 0 | 0 | 0 | 9.5 | 0 | 0
Coal | 2250.13 | 320 | 0 | 0 | 0 | 0
Geo | 0 | 0 | 0 | 0 | 0 | 0
H | 0 | 0 | 0 | 0 | 0 | 0
LFG | 0 | 0 | 0 | 0 | 0 | 0
Nuc | 0 | 0 | 0 | 0 | 1289 | 876.92
PS | 0 | 0 | 0 | 0 | 0 | 0
PV | 0 | 0 | 0 | 0 | 0 | 0
PeakG | 0 | 0 | 0 | 0 | 0 | 0
PeakO | 314.66 | 0 | 0 | 0 | 0 | 0
ST | 0 | 0 | 0 | 0 | 0 | 0
STOG | 6237 | 0 | 0 | 0 | 0 | 0
STWD | 0 | 0 | 0 | 0 | 0 | 0
WT | 0 | 0 | 0 | 0 | 0 | 0
IGCC | 0 | 0 | 0 | 0 | 0 | 0
DemandResponse | 0 | 0 | 0 | 0 | 0 | 0
IGCC-CCS | 0 | 0 | 0 | 0 | 0 | 0
WT_off | 0 | 0 | 0 | 0 | 468 | 0
PseudoUnit | 0 | 0 | 0 | 0 | 0 | 0
FixedInterchange | 0 | 0 | 0 | 0 | 0 | 0
Retirements of Capacity by Reporting Type: NonRTO_Midwest
ReportingType | 2015 | 2020 | 2025 | 2030 | 2035 | 2040
BM | 0 | 0 | 0 | 0 | 0 | 0
CC | 0 | 0 | 0 | 0 | 0 | 0
CSP | 0 | 0 | 0 | 0 | 0 | 0
CT | 0 | 0 | 0 | 0 | 0 | 0
Coal | 1984.57 | 609 | 933.35 | 0 | 4195.64 | 480
Geo | 0 | 0 | 0 | 0 | 0 | 0
H | 0 | 0 | 0 | 0 | 0 | 0
LFG | 0 | 0 | 0 | 0 | 0 | 0
Nuc | 0 | 0 | 0 | 0 | 0 | 0
PS | 0 | 0 | 0 | 0 | 0 | 0
PV | 0 | 0 | 0 | 0 | 0 | 0
PeakG | 0 | 0 | 0 | 0 | 0 | 0
PeakO | 0 | 0 | 0 | 0 | 0 | 0
ST | 0 | 0 | 0 | 0 | 0 | 0
STOG | 0 | 0 | 0 | 0 | 0 | 0
STWD | 0 | 0 | 0 | 0 | 0 | 0
WT | 0 | 0 | 0 | 0 | 0 | 0
IGCC | 0 | 0 | 0 | 0 | 0 | 0
DemandResponse | 0 | 0 | 0 | 0 | 0 | 0
IGCC-CCS | 0 | 0 | 0 | 0 | 0 | 0
WT_off | 0 | 0 | 0 | 0 | 0 | 0
PseudoUnit | 0 | 0 | 0 | 0 | 0 | 0
FixedInterchange | 0 | 0 | 0 | 0 | 0 | 0
Retirements of Capacity by Reporting Type: NYISO_A-F
ReportingType | 2015 | 2020 | 2025 | 2030 | 2035 | 2040
BM | 0 | 0 | 0 | 0 | 0 | 0
CC | 0 | 0 | 0 | 0 | 0 | 0
CSP | 0 | 0 | 0 | 0 | 0 | 0
CT | 0 | 0 | 0 | 0 | 0 | 0
Coal | 2251.9 | 0 | 0 | 0 | 0 | 0
Geo | 0 | 0 | 0 | 0 | 0 | 0
H | 0 | 0 | 0 | 0 | 0 | 0
LFG | 0 | 0 | 0 | 0 | 0 | 0
Nuc | 0 | 0 | 0 | 621.2 | 580.5 | 852.2
PS | 0 | 0 | 0 | 0 | 0 | 0
PV | 0 | 0 | 0 | 0 | 0 | 0
PeakG | 0 | 0 | 0 | 0 | 0 | 0
PeakO | 0 | 0 | 0 | 0 | 0 | 0
ST | 0 | 0 | 0 | 0 | 0 | 0
STOG | 1701 | 0 | 0 | 0 | 0 | 0
STWD | 0 | 0 | 0 | 0 | 0 | 0
WT | 0 | 0 | 0 | 0 | 0 | 0
IGCC | 0 | 0 | 0 | 0 | 0 | 0
DemandResponse | 0 | 0 | 0 | 0 | 0 | 0
IGCC-CCS | 0 | 0 | 0 | 0 | 0 | 0
WT_off | 0 | 0 | 0 | 0 | 0 | 0
PseudoUnit | 0 | 0 | 0 | 0 | 0 | 0
FixedInterchange | 0 | 0 | 0 | 0 | 0 | 0
Retirements of Capacity by Reporting Type: NYISO_G-I
ReportingType | 2015 | 2020 | 2025 | 2030 | 2035 | 2040
BM | 0 | 0 | 0 | 0 | 0 | 0
CC | 0 | 0 | 0 | 0 | 0 | 0
CSP | 0 | 0 | 0 | 0 | 0 | 0
CT | 0 | 0 | 0 | 0 | 0 | 0
Coal | 368.2 | 0 | 0 | 0 | 0 | 0
Geo | 0 | 0 | 0 | 0 | 0 | 0
H | 0 | 0 | 0 | 0 | 0 | 0
LFG | 0 | 0 | 0 | 0 | 0 | 0
Nuc | 0 | 0 | 0 | 0 | 1019.6 | 1025
PS | 0 | 0 | 0 | 0 | 0 | 0
PV | 0 | 0 | 0 | 0 | 0 | 0
PeakG | 0 | 0 | 0 | 0 | 0 | 0
PeakO | 0 | 0 | 0 | 0 | 0 | 0
ST | 0 | 0 | 0 | 0 | 0 | 0
STOG | 2431 | 0 | 0 | 0 | 0 | 0
STWD | 0 | 0 | 0 | 0 | 0 | 0
WT | 0 | 0 | 0 | 0 | 0 | 0
IGCC | 0 | 0 | 0 | 0 | 0 | 0
DemandResponse | 0 | 0 | 0 | 0 | 0 | 0
IGCC-CCS | 0 | 0 | 0 | 0 | 0 | 0
WT_off | 0 | 0 | 0 | 0 | 0 | 0
PseudoUnit | 0 | 0 | 0 | 0 | 0 | 0
FixedInterchange | 0 | 0 | 0 | 0 | 0 | 0
Retirements of Capacity by Reporting Type: NYISO_J-K
ReportingType | 2015 | 2020 | 2025 | 2030 | 2035 | 2040
BM | 0 | 0 | 0 | 0 | 0 | 0
CC | 0 | 0 | 0 | 0 | 0 | 0
CSP | 0 | 0 | 0 | 0 | 0 | 0
CT | 0 | 0 | 0 | 0 | 0 | 0
Coal | 0 | 0 | 0 | 0 | 0 | 0
Geo | 0 | 0 | 0 | 0 | 0 | 0
H | 0 | 0 | 0 | 0 | 0 | 0
LFG | 0 | 0 | 0 | 0 | 0 | 0
Nuc | 0 | 0 | 0 | 0 | 0 | 0
PS | 0 | 0 | 0 | 0 | 0 | 0
PV | 0 | 0 | 0 | 0 | 32 | 0
PeakG | 0 | 0 | 0 | 0 | 0 | 0
PeakO | 0 | 0 | 0 | 0 | 0 | 0
ST | 0 | 0 | 0 | 0 | 0 | 0
STOG | 2425.28 | 0 | 0 | 0 | 0 | 0
STWD | 0 | 0 | 0 | 0 | 0 | 0
WT | 0 | 0 | 0 | 0 | 0 | 0
IGCC | 0 | 0 | 0 | 0 | 0 | 0
DemandResponse | 0 | 0 | 0 | 0 | 0 | 0
IGCC-CCS | 0 | 0 | 0 | 0 | 0 | 0
WT_off | 0 | 0 | 0 | 0 | 0 | 0
PseudoUnit | 0 | 0 | 0 | 0 | 0 | 0
FixedInterchange | 0 | 0 | 0 | 0 | 0 | 0
Retirements of Capacity by Reporting Type: PJM_E
ReportingType | 2015 | 2020 | 2025 | 2030 | 2035 | 2040
BM | 0 | 0 | 0 | 0 | 0 | 0
CC | 0 | 0 | 0 | 0 | 0 | 0
CSP | 0 | 0 | 0 | 0 | 0 | 0
CT | 0 | 0 | 0 | 0 | 0 | 0
Coal | 3285 | 0 | 568 | 0 | 0 | 0
Geo | 0 | 0 | 0 | 0 | 0 | 0
H | 0 | 0 | 0 | 0 | 0 | 0
LFG | 0 | 0 | 0 | 0 | 0 | 0
Nuc | 0 | 614.5 | 0 | 0 | 2224 | 1174
PS | 0 | 0 | 0 | 0 | 0 | 0
PV | 0 | 0 | 0 | 0 | 0 | 0
PeakG | 268.5 | 0 | 0 | 0 | 0 | 0
PeakO | 2.7 | 0 | 0 | 0 | 0 | 0
ST | 0 | 0 | 0 | 0 | 0 | 0
STOG | 629.5 | 0 | 0 | 0 | 0 | 0
STWD | 0 | 0 | 0 | 0 | 0 | 0
WT | 0 | 0 | 0 | 0 | 0 | 0
IGCC | 0 | 0 | 0 | 0 | 0 | 0
DemandResponse | 0 | 0 | 0 | 0 | 0 | 0
IGCC-CCS | 0 | 0 | 0 | 0 | 0 | 0
WT_off | 0 | 0 | 0 | 0 | 0 | 0
PseudoUnit | 0 | 0 | 0 | 0 | 0 | 0
FixedInterchange | 0 | 0 | 0 | 0 | 0 | 0
Retirements of Capacity by Reporting Type: PJM_ROM
ReportingType | 2015 | 2020 | 2025 | 2030 | 2035 | 2040
BM | 0 | 0 | 0 | 0 | 0 | 0
CC | 0 | 0 | 0 | 0 | 0 | 0
CSP | 0 | 0 | 0 | 0 | 0 | 0
CT | 0 | 0 | 0 | 0 | 0 | 0
Coal | 9233.19 | 1290.31 | 4527.62 | 0 | 0 | 0
Geo | 0 | 0 | 0 | 0 | 0 | 0
H | 0 | 0 | 0 | 0 | 0 | 0
LFG | 0 | 0 | 0 | 0 | 0 | 0
Nuc | 0 | 0 | 0 | 0 | 1732 | 899
PS | 0 | 0 | 0 | 0 | 0 | 0
PV | 0 | 0 | 0 | 0 | 0 | 0
PeakG | 0 | 0 | 0 | 0 | 0 | 0
PeakO | 270 | 0 | 0 | 0 | 0 | 0
ST | 0 | 0 | 0 | 0 | 0 | 0
STOG | 580 | 0 | 0 | 0 | 0 | 0
STWD | 0 | 0 | 0 | 0 | 0 | 0
WT | 0 | 0 | 0 | 0 | 0 | 0
IGCC | 0 | 0 | 0 | 0 | 0 | 0
DemandResponse | 0 | 0 | 0 | 0 | 0 | 0
IGCC-CCS | 0 | 0 | 0 | 0 | 0 | 0
WT_off | 0 | 0 | 0 | 0 | 0 | 0
PseudoUnit | 0 | 0 | 0 | 0 | 0 | 0
FixedInterchange | 0 | 0 | 0 | 0 | 0 | 0
Retirements of Capacity by Reporting Type: PJM_ROR
ReportingType | 2015 | 2020 | 2025 | 2030 | 2035 | 2040
BM | 0 | 0 | 0 | 0 | 0 | 192
CC | 0 | 0 | 0 | 0 | 0 | 0
CSP | 0 | 0 | 0 | 0 | 0 | 0
CT | 0 | 0 | 0 | 0 | 0 | 0
Coal | 13338.9 | 14536.5 | 11219.11 | 4812.18 | 500.01 | 0.01
Geo | 0 | 0 | 0 | 0 | 0 | 0
H | 0 | 0 | 0 | 0 | 0 | 0
LFG | 0 | 0 | 0 | 0 | 0 | 0
Nuc | 0 | 0 | 0 | 867 | 4275 | 4883.16
PS | 0 | 0 | 0 | 0 | 0 | 0
PV | 0 | 0 | 0 | 0 | 0 | 0
PeakG | 0 | 0 | 0 | 0 | 0 | 0
PeakO | 19 | 0 | 0 | 0 | 0 | 0
ST | 0 | 0 | 0 | 0 | 0 | 0
STOG | 0 | 0 | 0 | 0 | 0 | 0
STWD | 0 | 0 | 0 | 0 | 0 | 0
WT | 0 | 0 | 0 | 0 | 0 | 0
IGCC | 0 | 0 | 0 | 0 | 0 | 0
DemandResponse | 0 | 0 | 0 | 0 | 0 | 0
IGCC-CCS | 0 | 0 | 0 | 0 | 0 | 0
WT_off | 0 | 0 | 0 | 0 | 0 | 0
PseudoUnit | 0 | 0 | 0 | 0 | 0 | 0
FixedInterchange | 0 | 0 | 0 | 0 | 0 | 0
Retirements of Capacity by Reporting Type: SOCO
ReportingType | 2015 | 2020 | 2025 | 2030 | 2035 | 2040
BM | 0 | 0 | 0 | 0 | 0 | 0
CC | 0 | 0 | 0 | 0 | 0 | 5026.9
CSP | 0 | 0 | 0 | 0 | 0 | 0
CT | 0 | 0 | 0 | 0 | 0 | 0
Coal | 11531.02 | 1194 | 726.44 | 235.06 | 9044.53 | 1053.81
Geo | 0 | 0 | 0 | 0 | 0 | 0
H | 0 | 0 | 0 | 0 | 0 | 0
LFG | 0 | 0 | 0 | 0 | 0 | 0
Nuc | 0 | 0 | 0 | 0 | 0 | 2645.05
PS | 0 | 0 | 0 | 0 | 0 | 0
PV | 0 | 0 | 0 | 0 | 0 | 0
PeakG | 0 | 0 | 0 | 0 | 0 | 0
PeakO | 0 | 0 | 0 | 0 | 0 | 777.14
ST | 0 | 0 | 0 | 0 | 0 | 0
STOG | 854 | 0 | 0 | 0 | 0 | 0
STWD | 0 | 0 | 0 | 0 | 0 | 0
WT | 0 | 0 | 0 | 0 | 0 | 0
IGCC | 0 | 0 | 0 | 0 | 0 | 0
DemandResponse | 0 | 0 | 0 | 0 | 0 | 0
IGCC-CCS | 0 | 0 | 0 | 0 | 0 | 0
WT_off | 0 | 0 | 0 | 0 | 0 | 0
PseudoUnit | 0 | 0 | 0 | 0 | 0 | 0
FixedInterchange | 0 | 0 | 0 | 0 | 0 | 0
Retirements of Capacity by Reporting Type: SPP_N
ReportingType | 2015 | 2020 | 2025 | 2030 | 2035 | 2040
BM | 0 | 0 | 0 | 0 | 0 | 0
CC | 0 | 0 | 0 | 0 | 0 | 0
CSP | 0 | 0 | 0 | 0 | 0 | 0
CT | 0 | 0 | 0 | 0 | 0 | 0
Coal | 334 | 661.9 | 597.93 | 2232.89 | 657.35 | 0
Geo | 0 | 0 | 0 | 0 | 0 | 0
H | 0 | 0 | 0 | 0 | 0 | 0
LFG | 0 | 0 | 0 | 0 | 0 | 0
Nuc | 0 | 0 | 0 | 0 | 0 | 0
PS | 0 | 0 | 0 | 0 | 0 | 0
PV | 0 | 0 | 0 | 0 | 0 | 0
PeakG | 0 | 0 | 0 | 0 | 0 | 0
PeakO | 0 | 0 | 0 | 0 | 0 | 0
ST | 0 | 0 | 0 | 0 | 0 | 0
STOG | 167.65 | 0 | 0 | 0 | 0 | 0
STWD | 0 | 0 | 0 | 0 | 0 | 0
WT | 0 | 0 | 0 | 0 | 0 | 0
IGCC | 0 | 0 | 0 | 0 | 0 | 0
DemandResponse | 0 | 0 | 0 | 0 | 0 | 0
IGCC-CCS | 0 | 0 | 0 | 0 | 0 | 0
WT_off | 0 | 0 | 0 | 0 | 0 | 0
PseudoUnit | 0 | 0 | 0 | 0 | 0 | 0
FixedInterchange | 0 | 0 | 0 | 0 | 0 | 0
Retirements of Capacity by Reporting Type: SPP_S
ReportingType | 2015 | 2020 | 2025 | 2030 | 2035 | 2040
BM | 0 | 0 | 0 | 0 | 0 | 0
CC | 0 | 0 | 0 | 0 | 0 | 0
CSP | 0 | 0 | 0 | 0 | 0 | 0
CT | 0 | 0 | 0 | 0 | 0 | 0
Coal | 1578 | 1281 | 0 | 7591.93 | 347 | 347
Geo | 0 | 0 | 0 | 0 | 0 | 0
H | 0 | 0 | 0 | 0 | 0 | 0
LFG | 0 | 0 | 0 | 0 | 0 | 0
Nuc | 0 | 0 | 0 | 0 | 0 | 0
PS | 0 | 0 | 0 | 0 | 0 | 0
PV | 0 | 0 | 0 | 0 | 0 | 0
PeakG | 0 | 0 | 0 | 0 | 0 | 0
PeakO | 0 | 0 | 0 | 0 | 0 | 0
ST | 0 | 0 | 0 | 0 | 0 | 0
STOG | 498.84 | 0 | 0 | 0 | 0 | 0
STWD | 0 | 0 | 0 | 0 | 0 | 0
WT | 0 | 0 | 0 | 0 | 0 | 0
IGCC | 0 | 0 | 0 | 0 | 0 | 0
DemandResponse | 0 | 0 | 0 | 0 | 0 | 0
IGCC-CCS | 0 | 0 | 0 | 0 | 0 | 0
WT_off | 0 | 0 | 0 | 0 | 0 | 0
PseudoUnit | 0 | 0 | 0 | 0 | 0 | 0
FixedInterchange | 0 | 0 | 0 | 0 | 0 | 0
Retirements of Capacity by Reporting Type: TVA
ReportingType | 2015 | 2020 | 2025 | 2030 | 2035 | 2040
BM | 0 | 0 | 0 | 0 | 0 | 0
CC | 0 | 0 | 0 | 0 | 0 | 0
CSP | 0 | 0 | 0 | 0 | 0 | 0
CT | 0 | 0 | 0 | 0 | 0 | 3633.56
Coal | 3610.95 | 5335 | 937 | 0 | 4836.05 | 0
Geo | 0 | 0 | 0 | 0 | 0 | 0
H | 0 | 0 | 0 | 0 | 0 | 0
LFG | 0 | 0 | 0 | 0 | 0 | 0
Nuc | 0 | 0 | 0 | 0 | 2512.33 | 1278.67
PS | 0 | 0 | 0 | 0 | 0 | 0
PV | 0 | 0 | 0 | 0 | 0 | 0
PeakG | 0 | 0 | 0 | 0 | 0 | 0
PeakO | 0 | 0 | 0 | 0 | 0 | 0
ST | 0 | 0 | 0 | 0 | 0 | 0
STOG | 0 | 0 | 0 | 0 | 0 | 0
STWD | 0 | 0 | 0 | 0 | 0 | 0
WT | 0 | 0 | 0 | 0 | 0 | 0
IGCC | 0 | 0 | 0 | 0 | 0 | 0
DemandResponse | 0 | 0 | 0 | 0 | 0 | 0
IGCC-CCS | 0 | 0 | 0 | 0 | 0 | 0
WT_off | 0 | 0 | 0 | 0 | 0 | 0
PseudoUnit | 0 | 0 | 0 | 0 | 0 | 0
FixedInterchange | 0 | 0 | 0 | 0 | 0 | 0
Retirements of Capacity by Reporting Type: TVA_Transmission
ReportingType | 2015 | 2020 | 2025 | 2030 | 2035 | 2040
BM | 0 | 0 | 0 | 0 | 0 | 0
CC | 0 | 0 | 0 | 0 | 0 | 0
CSP | 0 | 0 | 0 | 0 | 0 | 0
CT | 0 | 0 | 0 | 0 | 0 | 0
Coal | 0 | 0 | 0 | 0 | 0 | 0
Geo | 0 | 0 | 0 | 0 | 0 | 0
H | 0 | 0 | 0 | 0 | 0 | 0
LFG | 0 | 0 | 0 | 0 | 0 | 0
Nuc | 0 | 0 | 0 | 0 | 0 | 0
PS | 0 | 0 | 0 | 0 | 0 | 0
PV | 0 | 0 | 0 | 0 | 0 | 0
PeakG | 0 | 0 | 0 | 0 | 0 | 0
PeakO | 0 | 0 | 0 | 0 | 0 | 0
ST | 0 | 0 | 0 | 0 | 0 | 0
STOG | 0 | 0 | 0 | 0 | 0 | 0
STWD | 0 | 0 | 0 | 0 | 0 | 0
WT | 0 | 0 | 0 | 0 | 0 | 0
IGCC | 0 | 0 | 0 | 0 | 0 | 0
DemandResponse | 0 | 0 | 0 | 0 | 0 | 0
IGCC-CCS | 0 | 0 | 0 | 0 | 0 | 0
WT_off | 0 | 0 | 0 | 0 | 0 | 0
PseudoUnit | 0 | 0 | 0 | 0 | 0 | 0
FixedInterchange | 0 | 0 | 0 | 0 | 0 | 0
Retirements of Capacity by Reporting Type: VACAR
ReportingType | 2015 | 2020 | 2025 | 2030 | 2035 | 2040
BM | 0 | 0 | 0 | 0 | 0 | 0
CC | 0 | 0 | 0 | 0 | 0 | 0
CSP | 0 | 0 | 0 | 0 | 0 | 0
CT | 0 | 0 | 0 | 0 | 0 | 0
Coal | 3383.99 | 3434.01 | 1508.16 | 2702 | 8317 | 0
Geo | 0 | 0 | 0 | 0 | 0 | 0
H | 0 | 0 | 0 | 0 | 0 | 0
LFG | 0 | 0 | 0 | 0 | 0 | 0
Nuc | 0 | 0 | 0 | 0 | 3248 | 1858
PS | 0 | 0 | 0 | 0 | 0 | 0
PV | 0 | 0 | 0 | 0 | 0 | 0
PeakG | 0 | 0 | 0 | 0 | 0 | 0
PeakO | 0 | 0 | 0 | 0 | 0 | 0
ST | 0 | 0 | 0 | 0 | 0 | 0
STOG | 0 | 0 | 0 | 0 | 0 | 0
STWD | 0 | 0 | 0 | 0 | 0 | 0
WT | 0 | 0 | 0 | 0 | 0 | 0
IGCC | 0 | 0 | 0 | 0 | 0 | 0
DemandResponse | 0 | 0 | 0 | 0 | 0 | 0
IGCC-CCS | 0 | 0 | 0 | 0 | 0 | 0
WT_off | 0 | 0 | 0 | 0 | 0 | 0
PseudoUnit | 0 | 0 | 0 | 0 | 0 | 0
FixedInterchange | 0 | 0 | 0 | 0 | 0 | 0
Retirements of Capacity by Reporting Type: IESO
ReportingType | 2015 | 2020 | 2025 | 2030 | 2035 | 2040
BM | 0 | 0 | 0 | 0 | 0 | 0
CC | 2599.17 | 0 | 0 | 0 | 0 | 0
CSP | 0 | 0 | 0 | 0 | 0 | 0
CT | 0 | 0 | 0 | 0 | 0 | 0
Coal | 6416 | 0 | 0 | 0 | 0 | 0
Geo | 0 | 0 | 0 | 0 | 0 | 0
H | 0 | 0 | 0 | 0 | 0 | 0
LFG | 0 | 0 | 0 | 0 | 0 | 0
Nuc | 0 | 0 | 0 | 0 | 1030 | 1540
PS | 0 | 0 | 0 | 0 | 0 | 0
PV | 0 | 0 | 0 | 0 | 1067.26 | 0
PeakG | 0 | 0 | 0 | 0 | 0 | 0
PeakO | 175 | 0 | 0 | 0 | 0 | 0
ST | 0 | 0 | 0 | 0 | 0 | 0
STOG | 2126 | 0 | 0 | 0 | 0 | 0
STWD | 139 | 0 | 0 | 0 | 0 | 0
WT | 0 | 0 | 0 | 0 | 2105.9 | 0
IGCC | 0 | 0 | 0 | 0 | 0 | 0
DemandResponse | 0 | 0 | 0 | 0 | 0 | 0
IGCC-CCS | 0 | 0 | 0 | 0 | 0 | 0
WT_off | 0 | 0 | 0 | 0 | 0 | 0
PseudoUnit | 0 | 0 | 0 | 0 | 0 | 0
FixedInterchange | 0 | 0 | 0 | 0 | 0 | 0
Retirements of Capacity by Reporting Type: MAPP_CA
ReportingType | 2015 | 2020 | 2025 | 2030 | 2035 | 2040
BM | 0 | 0 | 0 | 0 | 0 | 0
CC | 0 | 0 | 0 | 731 | 0 | 0
CSP | 0 | 0 | 0 | 0 | 0 | 0
CT | 0 | 0 | 0 | 0 | 35 | 0
Coal | 110.01 | 0 | 1635.89 | 0 | 0 | 0
Geo | 0 | 0 | 0 | 0 | 0 | 0
H | 0 | 0 | 0 | 0 | 0 | 0
LFG | 0 | 0 | 0 | 0 | 0 | 0
Nuc | 0 | 0 | 0 | 0 | 0 | 0
PS | 0 | 0 | 0 | 0 | 0 | 0
PV | 0 | 0 | 0 | 0 | 0 | 0
PeakG | 0 | 0 | 0 | 0 | 0 | 0
PeakO | 0 | 0 | 0 | 4 | 0 | 0
ST | 0 | 0 | 0 | 0 | 0 | 0
STOG | 0 | 0 | 0 | 126 | 0 | 0
STWD | 0 | 0 | 0 | 0 | 0 | 0
WT | 0 | 0 | 0 | 0 | 0 | 0
IGCC | 0 | 0 | 0 | 0 | 0 | 0
DemandResponse | 0 | 0 | 0 | 0 | 0 | 0
IGCC-CCS | 0 | 0 | 0 | 0 | 0 | 0
WT_off | 0 | 0 | 0 | 0 | 0 | 0
PseudoUnit | 0 | 0 | 0 | 0 | 0 | 0
FixedInterchange | 0 | 0 | 0 | 0 | 0 | 0
Retirements of Capacity by Reporting Type: AZ_NM_SNV_Coal
ReportingType | 2015 | 2020 | 2025 | 2030 | 2035 | 2040
BM | 0 | 0 | 0 | 0 | 0 | 0
CC | 0 | 0 | 0 | 0 | 0 | 0
CSP | 0 | 0 | 0 | 0 | 0 | 0
CT | 0 | 0 | 0 | 0 | 0 | 0
Coal | 312.76 | 0 | 97.72 | 3108.09 | 1716.52 | 0
Geo | 0 | 0 | 0 | 0 | 0 | 0
H | 0 | 0 | 0 | 0 | 0 | 0
LFG | 0 | 0 | 0 | 0 | 0 | 0
Nuc | 0 | 0 | 0 | 0 | 0 | 0
PS | 0 | 0 | 0 | 0 | 0 | 0
PV | 0 | 0 | 0 | 0 | 0 | 0
PeakG | 0 | 0 | 0 | 0 | 0 | 0
PeakO | 200 | 0 | 0 | 0 | 0 | 0
ST | 0 | 0 | 0 | 0 | 0 | 0
STOG | 0 | 0 | 0 | 0 | 0 | 0
STWD | 0 | 0 | 0 | 0 | 0 | 0
WT | 0 | 0 | 0 | 0 | 0 | 0
IGCC | 0 | 0 | 0 | 0 | 0 | 0
DemandResponse | 0 | 0 | 0 | 0 | 0 | 0
IGCC-CCS | 0 | 0 | 0 | 0 | 0 | 0
WT_off | 0 | 0 | 0 | 0 | 0 | 0
PseudoUnit | 0 | 0 | 0 | 0 | 0 | 0
FixedInterchange | 0 | 0 | 0 | 0 | 0 | 0
Retirements of Capacity by Reporting Type: AZ_NM_SNV_Gas
ReportingType | 2015 | 2020 | 2025 | 2030 | 2035 | 2040
BM | 0 | 0 | 0 | 0 | 0 | 0
CC | 1095 | 0 | 0 | 0 | 0 | 0
CSP | 0 | 0 | 0 | 0 | 0 | 0
CT | 0 | 0 | 0 | 0 | 736 | 0
Coal | 0 | 0 | 0 | 0 | 0 | 0
Geo | 0 | 0 | 0 | 0 | 0 | 0
H | 0 | 0 | 0 | 0 | 0 | 0
LFG | 0 | 0 | 0 | 0 | 0 | 0
Nuc | 0 | 0 | 0 | 0 | 0 | 0
PS | 0 | 0 | 0 | 0 | 0 | 0
PV | 0 | 0 | 0 | 0 | 0 | 0
PeakG | 672.62 | 0 | 0 | 0 | 2987.38 | 0
PeakO | 0 | 0 | 0 | 0 | 0 | 0
ST | 0 | 0 | 0 | 0 | 0 | 0
STOG | 2064 | 0 | 0 | 0 | 0 | 0
STWD | 0 | 0 | 0 | 0 | 0 | 0
WT | 0 | 0 | 0 | 0 | 0 | 0
IGCC | 0 | 0 | 0 | 0 | 0 | 0
DemandResponse | 0 | 0 | 0 | 0 | 0 | 0
IGCC-CCS | 0 | 0 | 0 | 0 | 0 | 0
WT_off | 0 | 0 | 0 | 0 | 0 | 0
PseudoUnit | 0 | 0 | 0 | 0 | 0 | 0
FixedInterchange | 0 | 0 | 0 | 0 | 0 | 0
Retirements of Capacity by Reporting Type: AZ_NM_SNV_NucRenew
ReportingType | 2015 | 2020 | 2025 | 2030 | 2035 | 2040
BM | 0 | 0 | 0 | 0 | 0 | 0
CC | 0 | 0 | 0 | 0 | 0 | 0
CSP | 65 | 0 | 0 | 0 | 0 | 0
CT | 0 | 0 | 0 | 0 | 0 | 0
Coal | 0 | 0 | 0 | 0 | 0 | 0
Geo | 0 | 0 | 0 | 0 | 0 | 0
H | 0 | 0 | 0 | 0 | 0 | 0
LFG | 0 | 0 | 0 | 0 | 0 | 0
Nuc | 0 | 0 | 0 | 0 | 0 | 0
PS | 0 | 0 | 0 | 0 | 0 | 0
PV | 0 | 0 | 0 | 0 | 0 | 0
PeakG | 0 | 0 | 0 | 0 | 0 | 0
PeakO | 0 | 0 | 0 | 0 | 0 | 0
ST | 0 | 0 | 0 | 0 | 0 | 0
STOG | 0 | 0 | 0 | 0 | 0 | 0
STWD | 0 | 0 | 0 | 0 | 0 | 0
WT | 0 | 0 | 0 | 0 | 0 | 0
IGCC | 0 | 0 | 0 | 0 | 0 | 0
DemandResponse | 0 | 0 | 0 | 0 | 0 | 0
IGCC-CCS | 0 | 0 | 0 | 0 | 0 | 0
WT_off | 0 | 0 | 0 | 0 | 0 | 0
PseudoUnit | 0 | 0 | 0 | 0 | 0 | 0
FixedInterchange | 0 | 0 | 0 | 0 | 0 | 0
Retirements of Capacity by Reporting Type: ERCOT
ReportingType | 2015 | 2020 | 2025 | 2030 | 2035 | 2040
BM | 0 | 0 | 0 | 0 | 0 | 0
CC | 0 | 0 | 0 | 0 | 0 | 0
CSP | 0 | 0 | 0 | 0 | 0 | 0
CT | 0 | 0 | 0 | 0 | 0 | 0
Coal | 5390.16 | 2514 | 1416.46 | 76.71 | 5984.9 | 0
Geo | 0 | 0 | 0 | 0 | 0 | 0
H | 0 | 0 | 0 | 0 | 0 | 0
LFG | 0 | 0 | 0 | 0 | 0 | 0
Nuc | 0 | 0 | 0 | 0 | 0 | 0
PS | 0 | 0 | 0 | 0 | 0 | 0
PV | 0 | 0 | 0 | 0 | 14 | 0
PeakG | 0 | 0 | 0 | 0 | 0 | 0
PeakO | 0 | 0 | 0 | 0 | 0 | 0
ST | 0 | 0 | 0 | 0 | 0 | 0
STOG | 0 | 0 | 0 | 0 | 11.86 | 0
STWD | 0 | 0 | 0 | 0 | 0 | 0
WT | 0 | 0 | 0 | 0 | 0 | 0
IGCC | 0 | 0 | 0 | 0 | 0 | 0
DemandResponse | 0 | 0 | 0 | 0 | 0 | 0
IGCC-CCS | 0 | 0 | 0 | 0 | 0 | 0
WT_off | 0 | 0 | 0 | 0 | 0 | 0
PseudoUnit | 0 | 0 | 0 | 0 | 0 | 0
FixedInterchange | 0 | 0 | 0 | 0 | 0 | 0
Retirements of Capacity by Reporting Type: NP15
ReportingType | 2015 | 2020 | 2025 | 2030 | 2035 | 2040
BM | 0 | 0 | 0 | 0 | 0 | 0
CC | 0 | 0 | 0 | 0 | 0 | 0
CSP | 0 | 0 | 0 | 0 | 0 | 0
CT | 0 | 0 | 0 | 0 | 0 | 0
Coal | 163.7 | 0 | 0 | 28.2 | 0 | 0
Geo | 0 | 0 | 0 | 0 | 0 | 0
H | 0 | 0 | 0 | 0 | 0 | 0
LFG | 0 | 0 | 0 | 0 | 0 | 0
Nuc | 0 | 0 | 0 | 0 | 0 | 0
PS | 0 | 0 | 0 | 0 | 0 | 0
PV | 0 | 0 | 0 | 0 | 6.5 | 0
PeakG | 0 | 0 | 0 | 0 | 0 | 0
PeakO | 156 | 0 | 0 | 0 | 0 | 0
ST | 0 | 0 | 0 | 0 | 0 | 0
STOG | 1046.4 | 0 | 0 | 0 | 0 | 0
STWD | 0 | 0 | 0 | 0 | 0 | 0
WT | 0 | 0 | 0 | 0 | 0 | 0
IGCC | 0 | 0 | 0 | 0 | 0 | 0
DemandResponse | 0 | 0 | 0 | 0 | 0 | 0
IGCC-CCS | 0 | 0 | 0 | 0 | 0 | 0
WT_off | 0 | 0 | 0 | 0 | 0 | 0
PseudoUnit | 0 | 0 | 0 | 0 | 0 | 0
FixedInterchange | 0 | 0 | 0 | 0 | 0 | 0
Retirements of Capacity by Reporting Type: NWPP_Coal
ReportingType | 2015 | 2020 | 2025 | 2030 | 2035 | 2040
BM | 0 | 0 | 0 | 0 | 0 | 0
CC | 0 | 0 | 0 | 0 | 0 | 0
CSP | 0 | 0 | 0 | 0 | 0 | 0
CT | 0 | 0 | 0 | 0 | 0 | 0
Coal | 1373.88 | 0 | 0 | 1159.88 | 2517.24 | 0
Geo | 0 | 0 | 0 | 0 | 0 | 0
H | 0 | 0 | 0 | 0 | 0 | 0
LFG | 0 | 0 | 0 | 0 | 0 | 0
Nuc | 0 | 0 | 0 | 0 | 0 | 0
PS | 0 | 0 | 0 | 0 | 0 | 0
PV | 0 | 0 | 0 | 0 | 0 | 0
PeakG | 0 | 0 | 0 | 0 | 0 | 0
PeakO | 183 | 0 | 0 | 0 | 0 | 0
ST | 0 | 0 | 0 | 0 | 0 | 0
STOG | 0 | 0 | 0 | 0 | 0 | 0
STWD | 0 | 0 | 0 | 0 | 0 | 0
WT | 0 | 0 | 0 | 0 | 0 | 0
IGCC | 0 | 0 | 0 | 0 | 0 | 0
DemandResponse | 0 | 0 | 0 | 0 | 0 | 0
IGCC-CCS | 0 | 0 | 0 | 0 | 0 | 0
WT_off | 0 | 0 | 0 | 0 | 0 | 0
PseudoUnit | 0 | 0 | 0 | 0 | 0 | 0
FixedInterchange | 0 | 0 | 0 | 0 | 0 | 0
Retirements of Capacity by Reporting Type: NWPP_Gas
ReportingType | 2015 | 2020 | 2025 | 2030 | 2035 | 2040
BM | 0 | 0 | 0 | 0 | 0 | 0
CC | 1678 | 0 | 0 | 0 | 0 | 300
CSP | 0 | 0 | 0 | 0 | 0 | 0
CT | 0 | 0 | 0 | 0 | 150 | 0
Coal | 0 | 0 | 0 | 0 | 0 | 0
Geo | 0 | 0 | 0 | 0 | 0 | 0
H | 0 | 0 | 0 | 0 | 0 | 0
LFG | 0 | 0 | 0 | 0 | 0 | 0
Nuc | 0 | 0 | 0 | 0 | 0 | 0
PS | 0 | 0 | 0 | 0 | 0 | 0
PV | 0 | 0 | 0 | 0 | 0 | 0
PeakG | 2623 | 0 | 0 | 0 | 0 | 0
PeakO | 0 | 0 | 0 | 0 | 0 | 0
ST | 0 | 0 | 0 | 0 | 0 | 0
STOG | 786 | 0 | 0 | 0 | 0 | 0
STWD | 0 | 0 | 0 | 0 | 0 | 0
WT | 0 | 0 | 0 | 0 | 0 | 0
IGCC | 0 | 0 | 0 | 0 | 0 | 0
DemandResponse | 0 | 0 | 0 | 0 | 0 | 0
IGCC-CCS | 0 | 0 | 0 | 0 | 0 | 0
WT_off | 0 | 0 | 0 | 0 | 0 | 0
PseudoUnit | 0 | 0 | 0 | 0 | 0 | 0
FixedInterchange | 0 | 0 | 0 | 0 | 0 | 0
Retirements of Capacity by Reporting Type: NWPP_NucRenew
ReportingType | 2015 | 2020 | 2025 | 2030 | 2035 | 2040
BM | 0 | 0 | 0 | 0 | 0 | 0
CC | 0 | 0 | 0 | 0 | 0 | 0
CSP | 0 | 0 | 0 | 0 | 0 | 0
CT | 0 | 0 | 0 | 0 | 0 | 0
Coal | 0 | 0 | 0 | 0 | 0 | 0
Geo | 4.8 | 0 | 0 | 0 | 0 | 0
H | 0 | 0 | 0 | 0 | 0 | 0
LFG | 0 | 0 | 0 | 0 | 0 | 0
Nuc | 0 | 0 | 0 | 0 | 0 | 0
PS | 0 | 0 | 0 | 0 | 0 | 0
PV | 0 | 0 | 0 | 0 | 0 | 0
PeakG | 0 | 0 | 0 | 0 | 0 | 0
PeakO | 0 | 0 | 0 | 0 | 0 | 0
ST | 0 | 0 | 0 | 0 | 0 | 0
STOG | 0 | 0 | 0 | 0 | 0 | 0
STWD | 0 | 0 | 0 | 0 | 0 | 0
WT | 0 | 0 | 0 | 0 | 0 | 0
IGCC | 0 | 0 | 0 | 0 | 0 | 0
DemandResponse | 0 | 0 | 0 | 0 | 0 | 0
IGCC-CCS | 0 | 0 | 0 | 0 | 0 | 0
WT_off | 0 | 0 | 0 | 0 | 0 | 0
PseudoUnit | 0 | 0 | 0 | 0 | 0 | 0
FixedInterchange | 0 | 0 | 0 | 0 | 0 | 0
Retirements of Capacity by Reporting Type: RMPA
ReportingType | 2015 | 2020 | 2025 | 2030 | 2035 | 2040
BM | 0 | 0 | 0 | 0 | 0 | 0
CC | 0 | 0 | 0 | 0 | 0 | 0
CSP | 1 | 0 | 0 | 0 | 0 | 0
CT | 0 | 0 | 0 | 0 | 0 | 0
Coal | 480 | 170.5 | 415.84 | 183.16 | 262 | 0
Geo | 0 | 0 | 0 | 0 | 0 | 0
H | 0 | 0 | 0 | 0 | 0 | 0
LFG | 0 | 0 | 0 | 0 | 0 | 0
Nuc | 0 | 0 | 0 | 0 | 0 | 0
PS | 0 | 0 | 0 | 0 | 0 | 0
PV | 0 | 0 | 0 | 0 | 0 | 0
PeakG | 0 | 0 | 0 | 0 | 0 | 0
PeakO | 0 | 0 | 0 | 0 | 0 | 0
ST | 0 | 0 | 0 | 0 | 0 | 0
STOG | 217 | 0 | 0 | 0 | 0 | 0
STWD | 0 | 0 | 0 | 0 | 0 | 0
WT | 0 | 0 | 0 | 0 | 0 | 0
IGCC | 0 | 0 | 0 | 0 | 0 | 0
DemandResponse | 0 | 0 | 0 | 0 | 0 | 0
IGCC-CCS | 0 | 0 | 0 | 0 | 0 | 0
WT_off | 0 | 0 | 0 | 0 | 0 | 0
PseudoUnit | 0 | 0 | 0 | 0 | 0 | 0
FixedInterchange | 0 | 0 | 0 | 0 | 0 | 0
Retirements of Capacity by Reporting Type: SP15
ReportingType | 2015 | 2020 | 2025 | 2030 | 2035 | 2040
BM | 0 | 0 | 0 | 0 | 0 | 0
CC | 0 | 0 | 0 | 0 | 0 | 0
CSP | 409 | 0 | 0 | 0 | 0 | 0
CT | 0 | 0 | 0 | 0 | 0 | 0
Coal | 141.5 | 0 | 0 | 101.2 | 0 | 0
Geo | 0 | 0 | 0 | 0 | 0 | 0
H | 0 | 0 | 0 | 0 | 0 | 0
LFG | 0 | 0 | 0 | 0 | 0 | 0
Nuc | 0 | 0 | 0 | 0 | 0 | 0
PS | 0 | 0 | 0 | 0 | 0 | 0
PV | 0 | 0 | 0 | 0 | 3.8 | 0
PeakG | 44 | 0 | 0 | 0 | 0 | 0
PeakO | 15 | 0 | 0 | 0 | 0 | 0
ST | 0 | 0 | 0 | 0 | 0 | 0
STOG | 965.96 | 0 | 0 | 0 | 0 | 0
STWD | 0 | 0 | 0 | 0 | 0 | 0
WT | 126.2 | 0 | 0 | 0 | 0 | 0
IGCC | 0 | 0 | 0 | 0 | 0 | 0
DemandResponse | 0 | 0 | 0 | 0 | 0 | 0
IGCC-CCS | 0 | 0 | 0 | 0 | 0 | 0
WT_off | 0 | 0 | 0 | 0 | 0 | 0
PseudoUnit | 0 | 0 | 0 | 0 | 0 | 0
FixedInterchange | 0 | 0 | 0 | 0 | 0 | 0
Retirements of Capacity by Reporting Type: ALB
ReportingType | 2015 | 2020 | 2025 | 2030 | 2035 | 2040
BM | 0 | 0 | 0 | 0 | 0 | 0
CC | 0 | 0 | 0 | 0 | 0 | 0
CSP | 0 | 0 | 0 | 0 | 0 | 0
CT | 0 | 0 | 0 | 0 | 0 | 0
Coal | 0 | 0 | 0 | 0 | 0 | 0
Geo | 0 | 0 | 0 | 0 | 0 | 0
H | 0 | 0 | 0 | 0 | 0 | 0
LFG | 0 | 0 | 0 | 0 | 0 | 0
Nuc | 0 | 0 | 0 | 0 | 0 | 0
PS | 0 | 0 | 0 | 0 | 0 | 0
PV | 0 | 0 | 0 | 0 | 0 | 0
PeakG | 273.98 | 0 | 0 | 0 | 0 | 0
PeakO | 6 | 0 | 0 | 0 | 0 | 0
ST | 0 | 0 | 0 | 0 | 0 | 0
STOG | 186 | 0 | 0 | 0 | 0 | 0
STWD | 136.89 | 0 | 0 | 0 | 0 | 0
WT | 0 | 0 | 0 | 0 | 0 | 0
IGCC | 0 | 0 | 0 | 0 | 0 | 0
DemandResponse | 0 | 0 | 0 | 0 | 0 | 0
IGCC-CCS | 0 | 0 | 0 | 0 | 0 | 0
WT_off | 0 | 0 | 0 | 0 | 0 | 0
PseudoUnit | 0 | 0 | 0 | 0 | 0 | 0
FixedInterchange | 0 | 0 | 0 | 0 | 0 | 0
Retirements of Capacity by Reporting Type: BC
ReportingType | 2015 | 2020 | 2025 | 2030 | 2035 | 2040
BM | 0 | 0 | 0 | 0 | 0 | 0
CC | 0 | 0 | 0 | 0 | 0 | 0
CSP | 0 | 0 | 0 | 0 | 0 | 0
CT | 0 | 0 | 0 | 0 | 0 | 0
Coal | 0 | 0 | 0 | 0 | 0 | 0
Geo | 0 | 0 | 0 | 0 | 0 | 0
H | 0 | 0 | 0 | 0 | 0 | 0
LFG | 0 | 0 | 0 | 0 | 0 | 0
Nuc | 0 | 0 | 0 | 0 | 0 | 0
PS | 0 | 0 | 0 | 0 | 0 | 0
PV | 0 | 0 | 0 | 0 | 0 | 0
PeakG | 0 | 0 | 0 | 0 | 0 | 0
PeakO | 0 | 0 | 0 | 0 | 0 | 0
ST | 0 | 0 | 0 | 0 | 0 | 0
STOG | 575.1 | 0 | 0 | 0 | 0 | 0
STWD | 0 | 0 | 0 | 0 | 0 | 0
WT | 0 | 0 | 0 | 0 | 0 | 0
IGCC | 0 | 0 | 0 | 0 | 0 | 0
DemandResponse | 0 | 0 | 0 | 0 | 0 | 0
IGCC-CCS | 0 | 0 | 0 | 0 | 0 | 0
WT_off | 0 | 0 | 0 | 0 | 0 | 0
PseudoUnit | 0 | 0 | 0 | 0 | 0 | 0
FixedInterchange | 0 | 0 | 0 | 0 | 0 | 0
Retirements of Capacity by Reporting Type: HQ_IESO
ReportingType | 2015 | 2020 | 2025 | 2030 | 2035 | 2040
BM | 0 | 0 | 0 | 0 | 0 | 0
CC | 0 | 0 | 0 | 0 | 0 | 0
CSP | 0 | 0 | 0 | 0 | 0 | 0
CT | 0 | 0 | 0 | 0 | 0 | 0
Coal | 0 | 0 | 0 | 0 | 0 | 0
Geo | 0 | 0 | 0 | 0 | 0 | 0
H | 0 | 0 | 0 | 0 | 0 | 0
LFG | 0 | 0 | 0 | 0 | 0 | 0
Nuc | 0 | 0 | 0 | 0 | 0 | 0
PS | 0 | 0 | 0 | 0 | 0 | 0
PV | 0 | 0 | 0 | 0 | 0 | 0
PeakG | 0 | 0 | 0 | 0 | 0 | 0
PeakO | 0 | 0 | 0 | 0 | 0 | 0
ST | 0 | 0 | 0 | 0 | 0 | 0
STOG | 0 | 0 | 0 | 0 | 0 | 0
STWD | 0 | 0 | 0 | 0 | 0 | 0
WT | 0 | 0 | 0 | 0 | 0 | 0
IGCC | 0 | 0 | 0 | 0 | 0 | 0
DemandResponse | 0 | 0 | 0 | 0 | 0 | 0
IGCC-CCS | 0 | 0 | 0 | 0 | 0 | 0
WT_off | 0 | 0 | 0 | 0 | 0 | 0
PseudoUnit | 0 | 0 | 0 | 0 | 0 | 0
FixedInterchange | 0 | 0 | 0 | 0 | 0 | 0
Retirements of Capacity by Reporting Type: HQ_NEISO
ReportingType | 2015 | 2020 | 2025 | 2030 | 2035 | 2040
BM | 0 | 0 | 0 | 0 | 0 | 0
CC | 0 | 0 | 0 | 0 | 0 | 0
CSP | 0 | 0 | 0 | 0 | 0 | 0
CT | 0 | 0 | 0 | 0 | 0 | 0
Coal | 0 | 0 | 0 | 0 | 0 | 0
Geo | 0 | 0 | 0 | 0 | 0 | 0
H | 0 | 0 | 0 | 0 | 0 | 0
LFG | 0 | 0 | 0 | 0 | 0 | 0
Nuc | 0 | 0 | 0 | 0 | 0 | 0
PS | 0 | 0 | 0 | 0 | 0 | 0
PV | 0 | 0 | 0 | 0 | 0 | 0
PeakG | 0 | 0 | 0 | 0 | 0 | 0
PeakO | 0 | 0 | 0 | 0 | 0 | 0
ST | 0 | 0 | 0 | 0 | 0 | 0
STOG | 0 | 0 | 0 | 0 | 0 | 0
STWD | 0 | 0 | 0 | 0 | 0 | 0
WT | 0 | 0 | 0 | 0 | 0 | 0
IGCC | 0 | 0 | 0 | 0 | 0 | 0
DemandResponse | 0 | 0 | 0 | 0 | 0 | 0
IGCC-CCS | 0 | 0 | 0 | 0 | 0 | 0
WT_off | 0 | 0 | 0 | 0 | 0 | 0
PseudoUnit | 0 | 0 | 0 | 0 | 0 | 0
FixedInterchange | 0 | 0 | 0 | 0 | 0 | 0
Retirements of Capacity by Reporting Type: HQ_NY
ReportingType | 2015 | 2020 | 2025 | 2030 | 2035 | 2040
BM | 0 | 0 | 0 | 0 | 0 | 0
CC | 0 | 0 | 0 | 0 | 0 | 0
CSP | 0 | 0 | 0 | 0 | 0 | 0
CT | 0 | 0 | 0 | 0 | 0 | 0
Coal | 0 | 0 | 0 | 0 | 0 | 0
Geo | 0 | 0 | 0 | 0 | 0 | 0
H | 0 | 0 | 0 | 0 | 0 | 0
LFG | 0 | 0 | 0 | 0 | 0 | 0
Nuc | 0 | 0 | 0 | 0 | 0 | 0
PS | 0 | 0 | 0 | 0 | 0 | 0
PV | 0 | 0 | 0 | 0 | 0 | 0
PeakG | 0 | 0 | 0 | 0 | 0 | 0
PeakO | 0 | 0 | 0 | 0 | 0 | 0
ST | 0 | 0 | 0 | 0 | 0 | 0
STOG | 0 | 0 | 0 | 0 | 0 | 0
STWD | 0 | 0 | 0 | 0 | 0 | 0
WT | 0 | 0 | 0 | 0 | 0 | 0
IGCC | 0 | 0 | 0 | 0 | 0 | 0
DemandResponse | 0 | 0 | 0 | 0 | 0 | 0
IGCC-CCS | 0 | 0 | 0 | 0 | 0 | 0
WT_off | 0 | 0 | 0 | 0 | 0 | 0
PseudoUnit | 0 | 0 | 0 | 0 | 0 | 0
FixedInterchange | 0 | 0 | 0 | 0 | 0 | 0
Retirements of Capacity by Reporting Type: MARITIMES
ReportingType | 2015 | 2020 | 2025 | 2030 | 2035 | 2040
BM | 0 | 0 | 0 | 0 | 0 | 0
CC | 0 | 0 | 0 | 0 | 0 | 0
CSP | 0 | 0 | 0 | 0 | 0 | 0
CT | 0 | 0 | 0 | 0 | 0 | 0
Coal | 0 | 0 | 0 | 0 | 0 | 0
Geo | 0 | 0 | 0 | 0 | 0 | 0
H | 0 | 0 | 0 | 0 | 0 | 0
LFG | 0 | 0 | 0 | 0 | 0 | 0
Nuc | 0 | 0 | 0 | 0 | 0 | 0
PS | 0 | 0 | 0 | 0 | 0 | 0
PV | 0 | 0 | 0 | 0 | 0 | 0
PeakG | 0 | 0 | 0 | 0 | 0 | 0
PeakO | 0 | 0 | 0 | 0 | 0 | 0
ST | 0 | 0 | 0 | 0 | 0 | 0
STOG | 0 | 0 | 0 | 0 | 0 | 0
STWD | 0 | 0 | 0 | 0 | 0 | 0
WT | 0 | 0 | 0 | 0 | 0 | 0
IGCC | 0 | 0 | 0 | 0 | 0 | 0
DemandResponse | 0 | 0 | 0 | 0 | 0 | 0
IGCC-CCS | 0 | 0 | 0 | 0 | 0 | 0
WT_off | 0 | 0 | 0 | 0 | 0 | 0
PseudoUnit | 0 | 0 | 0 | 0 | 0 | 0
FixedInterchange | 0 | 0 | 0 | 0 | 0 | 0
Retirements of Capacity by Reporting Type: All
ReportingType | 2015 | 2020 | 2025 | 2030 | 2035 | 2040
BM | 0 | 0 | 0 | 0 | 0 | 192
CC | 7077.72 | 378.21 | 499.24 | 731 | 0 | 5326.9
CSP | 475 | 0 | 0 | 0 | 0 | 0
CT | 0 | 0 | 0 | 9.5 | 921 | 3633.56
Coal | 81209.75 | 47571.48 | 35428.76 | 30112.58 | 44731.41 | 2788.95
Geo | 4.8 | 0 | 0 | 0 | 0 | 0
H | 0 | 0 | 0 | 0 | 0 | 0
LFG | 0 | 0 | 0 | 0 | 0 | 0
Nuc | 0 | 614.5 | 0 | 1488.2 | 26575.7 | 19706
PS | 0 | 0 | 0 | 0 | 0 | 0
PV | 0 | 0 | 0 | 0 | 1123.56 | 0
PeakG | 3882.1 | 0 | 0 | 0 | 2987.38 | 0
PeakO | 1379.77 | 0 | 0 | 4 | 0 | 777.14
ST | 0 | 0 | 0 | 0 | 0 | 0
STOG | 36646.58 | 0 | 0 | 126 | 4098.28 | 2225.88
STWD | 275.89 | 0 | 0 | 0 | 0 | 0
WT | 126.2 | 0 | 0 | 0 | 2105.9 | 0
IGCC | 0 | 0 | 0 | 0 | 0 | 0
DemandResponse | 0 | 0 | 0 | 0 | 0 | 0
IGCC-CCS | 0 | 0 | 0 | 0 | 0 | 0
WT_off | 0 | 0 | 0 | 0 | 468 | 0
PseudoUnit | 0 | 0 | 0 | 0 | 0 | 0
FixedInterchange | 0 | 0 | 0 | 0 | 0 | 0
Retirements of Capacity by Reporting Type: EI_US
ReportingType | 2015 | 2020 | 2025 | 2030 | 2035 | 2040
BM | 0 | 0 | 0 | 0 | 0 | 192
CC | 1705.55 | 378.21 | 499.24 | 0 | 0 | 5026.9
CSP | 0 | 0 | 0 | 0 | 0 | 0
CT | 0 | 0 | 0 | 9.5 | 0 | 3633.56
Coal | 66821.75 | 44886.98 | 31862.85 | 25455.33 | 34250.74 | 2788.94
Geo | 0 | 0 | 0 | 0 | 0 | 0
H | 0 | 0 | 0 | 0 | 0 | 0
LFG | 0 | 0 | 0 | 0 | 0 | 0
Nuc | 0 | 614.5 | 0 | 1488.2 | 25545.7 | 18166
PS | 0 | 0 | 0 | 0 | 0 | 0
PV | 0 | 0 | 0 | 0 | 32 | 0
PeakG | 268.5 | 0 | 0 | 0 | 0 | 0
PeakO | 644.77 | 0 | 0 | 0 | 0 | 777.14
ST | 0 | 0 | 0 | 0 | 0 | 0
STOG | 28680.11 | 0 | 0 | 0 | 4086.42 | 2225.88
STWD | 0 | 0 | 0 | 0 | 0 | 0
WT | 0 | 0 | 0 | 0 | 0 | 0
IGCC | 0 | 0 | 0 | 0 | 0 | 0
DemandResponse | 0 | 0 | 0 | 0 | 0 | 0
IGCC-CCS | 0 | 0 | 0 | 0 | 0 | 0
WT_off | 0 | 0 | 0 | 0 | 468 | 0
PseudoUnit | 0 | 0 | 0 | 0 | 0 | 0
FixedInterchange | 0 | 0 | 0 | 0 | 0 | 0
Retirements of Capacity by Reporting Type: EI_Canada
ReportingType | 2015 | 2020 | 2025 | 2030 | 2035 | 2040
BM | 0 | 0 | 0 | 0 | 0 | 0
CC | 2599.17 | 0 | 0 | 731 | 0 | 0
CSP | 0 | 0 | 0 | 0 | 0 | 0
CT | 0 | 0 | 0 | 0 | 35 | 0
Coal | 6526.01 | 0 | 1635.89 | 0 | 0 | 0
Geo | 0 | 0 | 0 | 0 | 0 | 0
H | 0 | 0 | 0 | 0 | 0 | 0
LFG | 0 | 0 | 0 | 0 | 0 | 0
Nuc | 0 | 0 | 0 | 0 | 1030 | 1540
PS | 0 | 0 | 0 | 0 | 0 | 0
PV | 0 | 0 | 0 | 0 | 1067.26 | 0
PeakG | 0 | 0 | 0 | 0 | 0 | 0
PeakO | 175 | 0 | 0 | 4 | 0 | 0
ST | 0 | 0 | 0 | 0 | 0 | 0
STOG | 2126 | 0 | 0 | 126 | 0 | 0
STWD | 139 | 0 | 0 | 0 | 0 | 0
WT | 0 | 0 | 0 | 0 | 2105.9 | 0
IGCC | 0 | 0 | 0 | 0 | 0 | 0
DemandResponse | 0 | 0 | 0 | 0 | 0 | 0
IGCC-CCS | 0 | 0 | 0 | 0 | 0 | 0
WT_off | 0 | 0 | 0 | 0 | 0 | 0
PseudoUnit | 0 | 0 | 0 | 0 | 0 | 0
FixedInterchange | 0 | 0 | 0 | 0 | 0 | 0
Retirements of Capacity by Reporting Type: EI
ReportingType | 2015 | 2020 | 2025 | 2030 | 2035 | 2040
BM | 0 | 0 | 0 | 0 | 0 | 192
CC | 4304.72 | 378.21 | 499.24 | 731 | 0 | 5026.9
CSP | 0 | 0 | 0 | 0 | 0 | 0
CT | 0 | 0 | 0 | 9.5 | 35 | 3633.56
Coal | 73347.76 | 44886.98 | 33498.74 | 25455.33 | 34250.74 | 2788.94
Geo | 0 | 0 | 0 | 0 | 0 | 0
H | 0 | 0 | 0 | 0 | 0 | 0
LFG | 0 | 0 | 0 | 0 | 0 | 0
Nuc | 0 | 614.5 | 0 | 1488.2 | 26575.7 | 19706
PS | 0 | 0 | 0 | 0 | 0 | 0
PV | 0 | 0 | 0 | 0 | 1099.26 | 0
PeakG | 268.5 | 0 | 0 | 0 | 0 | 0
PeakO | 819.77 | 0 | 0 | 4 | 0 | 777.14
ST | 0 | 0 | 0 | 0 | 0 | 0
STOG | 30806.11 | 0 | 0 | 126 | 4086.42 | 2225.88
STWD | 139 | 0 | 0 | 0 | 0 | 0
WT | 0 | 0 | 0 | 0 | 2105.9 | 0
IGCC | 0 | 0 | 0 | 0 | 0 | 0
DemandResponse | 0 | 0 | 0 | 0 | 0 | 0
IGCC-CCS | 0 | 0 | 0 | 0 | 0 | 0
WT_off | 0 | 0 | 0 | 0 | 468 | 0
PseudoUnit | 0 | 0 | 0 | 0 | 0 | 0
FixedInterchange | 0 | 0 | 0 | 0 | 0 | 0
Retirements of Capacity by Reporting Type: Outside_EI
ReportingType | 2015 | 2020 | 2025 | 2030 | 2035 | 2040
BM | 0 | 0 | 0 | 0 | 0 | 0
CC | 2773 | 0 | 0 | 0 | 0 | 300
CSP | 475 | 0 | 0 | 0 | 0 | 0
CT | 0 | 0 | 0 | 0 | 886 | 0
Coal | 7861.99 | 2684.5 | 1930.02 | 4657.25 | 10480.66 | 0.01
Geo | 4.8 | 0 | 0 | 0 | 0 | 0
H | 0 | 0 | 0 | 0 | 0 | 0
LFG | 0 | 0 | 0 | 0 | 0 | 0
Nuc | 0 | 0 | 0 | 0 | 0 | 0
PS | 0 | 0 | 0 | 0 | 0 | 0
PV | 0 | 0 | 0 | 0 | 24.3 | 0
PeakG | 3613.6 | 0 | 0 | 0 | 2987.38 | 0
PeakO | 560 | 0 | 0 | 0 | 0 | 0
ST | 0 | 0 | 0 | 0 | 0 | 0
STOG | 5840.46 | 0 | 0 | 0 | 11.86 | 0
STWD | 136.89 | 0 | 0 | 0 | 0 | 0
WT | 126.2 | 0 | 0 | 0 | 0 | 0
IGCC | 0 | 0 | 0 | 0 | 0 | 0
DemandResponse | 0 | 0 | 0 | 0 | 0 | 0
IGCC-CCS | 0 | 0 | 0 | 0 | 0 | 0
WT_off | 0 | 0 | 0 | 0 | 0 | 0
PseudoUnit | 0 | 0 | 0 | 0 | 0 | 0
FixedInterchange | 0 | 0 | 0 | 0 | 0 | 0
#4 | Cumulative Retirements of Capacity (MW)
Cumulative Retirements of Capacity by Reporting Type: Entergy
ReportingType | 2015 | 2020 | 2025 | 2030 | 2035 | 2040
BM | 0 | 0 | 0 | 0 | 0 | 0
CC | 0 | 0 | 0 | 0 | 0 | 0
CSP | 0 | 0 | 0 | 0 | 0 | 0
CT | 0 | 0 | 0 | 0 | 0 | 0
Coal | 1690.02 | 1698.1 | 2658.06 | 3150.9 | 3730.9 | 4305.9
Geo | 0 | 0 | 0 | 0 | 0 | 0
H | 0 | 0 | 0 | 0 | 0 | 0
LFG | 0 | 0 | 0 | 0 | 0 | 0
Nuc | 0 | 0 | 0 | 0 | 842 | 1839
PS | 0 | 0 | 0 | 0 | 0 | 0
PV | 0 | 0 | 0 | 0 | 0 | 0
PeakG | 0 | 0 | 0 | 0 | 0 | 0
PeakO | 0 | 0 | 0 | 0 | 0 | 0
ST | 0 | 0 | 0 | 0 | 0 | 0
STOG | 10116.16 | 10116.16 | 10116.16 | 10116.16 | 10116.16 | 10116.16
STWD | 0 | 0 | 0 | 0 | 0 | 0
WT | 0 | 0 | 0 | 0 | 0 | 0
IGCC | 0 | 0 | 0 | 0 | 0 | 0
DemandResponse | 0 | 0 | 0 | 0 | 0 | 0
IGCC-CCS | 0 | 0 | 0 | 0 | 0 | 0
WT_off | 0 | 0 | 0 | 0 | 0 | 0
PseudoUnit | 0 | 0 | 0 | 0 | 0 | 0
FixedInterchange | 0 | 0 | 0 | 0 | 0 | 0
Cumulative Retirements of Capacity by Reporting Type: FRCC
ReportingType | 2015 | 2020 | 2025 | 2030 | 2035 | 2040
BM | 0 | 0 | 0 | 0 | 0 | 0
CC | 0 | 0 | 0 | 0 | 0 | 0
CSP | 0 | 0 | 0 | 0 | 0 | 0
CT | 0 | 0 | 0 | 0 | 0 | 0
Coal | 1134.4 | 2003.4 | 2718.32 | 4835.66 | 8691.32 | 8691.33
Geo | 0 | 0 | 0 | 0 | 0 | 0
H | 0 | 0 | 0 | 0 | 0 | 0
LFG | 0 | 0 | 0 | 0 | 0 | 0
Nuc | 0 | 0 | 0 | 0 | 1615.33 | 3292.33
PS | 0 | 0 | 0 | 0 | 0 | 0
PV | 0 | 0 | 0 | 0 | 0 | 0
PeakG | 0 | 0 | 0 | 0 | 0 | 0
PeakO | 0 | 0 | 0 | 0 | 0 | 0
ST | 0 | 0 | 0 | 0 | 0 | 0
STOG | 2674.18 | 2674.18 | 2674.18 | 2674.18 | 6760.6 | 8986.48
STWD | 0 | 0 | 0 | 0 | 0 | 0
WT | 0 | 0 | 0 | 0 | 0 | 0
IGCC | 0 | 0 | 0 | 0 | 0 | 0
DemandResponse | 0 | 0 | 0 | 0 | 0 | 0
IGCC-CCS | 0 | 0 | 0 | 0 | 0 | 0
WT_off | 0 | 0 | 0 | 0 | 0 | 0
PseudoUnit | 0 | 0 | 0 | 0 | 0 | 0
FixedInterchange | 0 | 0 | 0 | 0 | 0 | 0
Cumulative Retirements of Capacity by Reporting Type: MAPP_US
ReportingType | 2015 | 2020 | 2025 | 2030 | 2035 | 2040
BM | 0 | 0 | 0 | 0 | 0 | 0
CC | 0 | 0 | 0 | 0 | 0 | 0
CSP | 0 | 0 | 0 | 0 | 0 | 0
CT | 0 | 0 | 0 | 0 | 0 | 0
Coal | 1056.42 | 1448.14 | 2081.5 | 2081.5 | 2081.5 | 2081.5
Geo | 0 | 0 | 0 | 0 | 0 | 0
H | 0 | 0 | 0 | 0 | 0 | 0
LFG | 0 | 0 | 0 | 0 | 0 | 0
Nuc | 0 | 0 | 0 | 0 | 0 | 0
PS | 0 | 0 | 0 | 0 | 0 | 0
PV | 0 | 0 | 0 | 0 | 0 | 0
PeakG | 0 | 0 | 0 | 0 | 0 | 0
PeakO | 38.42 | 38.42 | 38.42 | 38.42 | 38.42 | 38.42
ST | 0 | 0 | 0 | 0 | 0 | 0
STOG | 36 | 36 | 36 | 36 | 36 | 36
STWD | 0 | 0 | 0 | 0 | 0 | 0
WT | 0 | 0 | 0 | 0 | 0 | 0
IGCC | 0 | 0 | 0 | 0 | 0 | 0
DemandResponse | 0 | 0 | 0 | 0 | 0 | 0
IGCC-CCS | 0 | 0 | 0 | 0 | 0 | 0
WT_off | 0 | 0 | 0 | 0 | 0 | 0
PseudoUnit | 0 | 0 | 0 | 0 | 0 | 0
FixedInterchange | 0 | 0 | 0 | 0 | 0 | 0
Cumulative Retirements of Capacity by Reporting Type: MISO_IN
ReportingType | 2015 | 2020 | 2025 | 2030 | 2035 | 2040
BM | 0 | 0 | 0 | 0 | 0 | 0
CC | 0 | 0 | 0 | 0 | 0 | 0
CSP | 0 | 0 | 0 | 0 | 0 | 0
CT | 0 | 0 | 0 | 0 | 0 | 0
Coal | 2185.1 | 4102.1 | 6232.66 | 7227.67 | 7227.67 | 7227.68
Geo | 0 | 0 | 0 | 0 | 0 | 0
H | 0 | 0 | 0 | 0 | 0 | 0
LFG | 0 | 0 | 0 | 0 | 0 | 0
Nuc | 0 | 0 | 0 | 0 | 0 | 0
PS | 0 | 0 | 0 | 0 | 0 | 0
PV | 0 | 0 | 0 | 0 | 0 | 0
PeakG | 0 | 0 | 0 | 0 | 0 | 0
PeakO | 0 | 0 | 0 | 0 | 0 | 0
ST | 0 | 0 | 0 | 0 | 0 | 0
STOG | 0 | 0 | 0 | 0 | 0 | 0
STWD | 0 | 0 | 0 | 0 | 0 | 0
WT | 0 | 0 | 0 | 0 | 0 | 0
IGCC | 0 | 0 | 0 | 0 | 0 | 0
DemandResponse | 0 | 0 | 0 | 0 | 0 | 0
IGCC-CCS | 0 | 0 | 0 | 0 | 0 | 0
WT_off | 0 | 0 | 0 | 0 | 0 | 0
PseudoUnit | 0 | 0 | 0 | 0 | 0 | 0
FixedInterchange | 0 | 0 | 0 | 0 | 0 | 0
Cumulative Retirements of Capacity by Reporting Type: MISO_MI
ReportingType | 2015 | 2020 | 2025 | 2030 | 2035 | 2040
BM | 0 | 0 | 0 | 0 | 0 | 0
CC | 0 | 0 | 0 | 0 | 0 | 0
CSP | 0 | 0 | 0 | 0 | 0 | 0
CT | 0 | 0 | 0 | 0 | 0 | 0
Coal | 2312.8 | 8597 | 9187.22 | 10157 | 10157 | 10157
Geo | 0 | 0 | 0 | 0 | 0 | 0
H | 0 | 0 | 0 | 0 | 0 | 0
LFG | 0 | 0 | 0 | 0 | 0 | 0
Nuc | 0 | 0 | 0 | 0 | 778 | 778
PS | 0 | 0 | 0 | 0 | 0 | 0
PV | 0 | 0 | 0 | 0 | 0 | 0
PeakG | 0 | 0 | 0 | 0 | 0 | 0
PeakO | 0 | 0 | 0 | 0 | 0 | 0
ST | 0 | 0 | 0 | 0 | 0 | 0
STOG | 0 | 0 | 0 | 0 | 0 | 0
STWD | 0 | 0 | 0 | 0 | 0 | 0
WT | 0 | 0 | 0 | 0 | 0 | 0
IGCC | 0 | 0 | 0 | 0 | 0 | 0
DemandResponse | 0 | 0 | 0 | 0 | 0 | 0
IGCC-CCS | 0 | 0 | 0 | 0 | 0 | 0
WT_off | 0 | 0 | 0 | 0 | 0 | 0
PseudoUnit | 0 | 0 | 0 | 0 | 0 | 0
FixedInterchange | 0 | 0 | 0 | 0 | 0 | 0
Cumulative Retirements of Capacity by Reporting Type: MISO_MO-IL
ReportingType | 2015 | 2020 | 2025 | 2030 | 2035 | 2040
BM | 0 | 0 | 0 | 0 | 0 | 0
CC | 0 | 0 | 0 | 0 | 0 | 0
CSP | 0 | 0 | 0 | 0 | 0 | 0
CT | 0 | 0 | 0 | 0 | 0 | 0
Coal | 2192.7 | 5149.75 | 8127.45 | 9252.21 | 9252.22 | 9252.22
Geo | 0 | 0 | 0 | 0 | 0 | 0
H | 0 | 0 | 0 | 0 | 0 | 0
LFG | 0 | 0 | 0 | 0 | 0 | 0
Nuc | 0 | 0 | 0 | 0 | 0 | 0
PS | 0 | 0 | 0 | 0 | 0 | 0
PV | 0 | 0 | 0 | 0 | 0 | 0
PeakG | 0 | 0 | 0 | 0 | 0 | 0
PeakO | 0 | 0 | 0 | 0 | 0 | 0
ST | 0 | 0 | 0 | 0 | 0 | 0
STOG | 0 | 0 | 0 | 0 | 0 | 0
STWD | 0 | 0 | 0 | 0 | 0 | 0
WT | 0 | 0 | 0 | 0 | 0 | 0
IGCC | 0 | 0 | 0 | 0 | 0 | 0
DemandResponse | 0 | 0 | 0 | 0 | 0 | 0
IGCC-CCS | 0 | 0 | 0 | 0 | 0 | 0
WT_off | 0 | 0 | 0 | 0 | 0 | 0
PseudoUnit | 0 | 0 | 0 | 0 | 0 | 0
FixedInterchange | 0 | 0 | 0 | 0 | 0 | 0
Cumulative Retirements of Capacity by Reporting Type: MISO_W
ReportingType | 2015 | 2020 | 2025 | 2030 | 2035 | 2040
BM | 0 | 0 | 0 | 0 | 0 | 0
CC | 0 | 0 | 0 | 0 | 0 | 0
CSP | 0 | 0 | 0 | 0 | 0 | 0
CT | 0 | 0 | 0 | 0 | 0 | 0
Coal | 1243.36 | 2928.56 | 4313.92 | 5310.65 | 7228.15 | 7228.15
Geo | 0 | 0 | 0 | 0 | 0 | 0
H | 0 | 0 | 0 | 0 | 0 | 0
LFG | 0 | 0 | 0 | 0 | 0 | 0
Nuc | 0 | 0 | 0 | 0 | 2361.23 | 2361.23
PS | 0 | 0 | 0 | 0 | 0 | 0
PV | 0 | 0 | 0 | 0 | 0 | 0
PeakG | 0 | 0 | 0 | 0 | 0 | 0
PeakO | 0 | 0 | 0 | 0 | 0 | 0
ST | 0 | 0 | 0 | 0 | 0 | 0
STOG | 0 | 0 | 0 | 0 | 0 | 0
STWD | 0 | 0 | 0 | 0 | 0 | 0
WT | 0 | 0 | 0 | 0 | 0 | 0
IGCC | 0 | 0 | 0 | 0 | 0 | 0
DemandResponse | 0 | 0 | 0 | 0 | 0 | 0
IGCC-CCS | 0 | 0 | 0 | 0 | 0 | 0
WT_off | 0 | 0 | 0 | 0 | 0 | 0
PseudoUnit | 0 | 0 | 0 | 0 | 0 | 0
FixedInterchange | 0 | 0 | 0 | 0 | 0 | 0
Cumulative Retirements of Capacity by Reporting Type: MISO_WUMS
ReportingType | 2015 | 2020 | 2025 | 2030 | 2035 | 2040
BM | 0 | 0 | 0 | 0 | 0 | 0
CC | 0 | 0 | 0 | 0 | 0 | 0
CSP | 0 | 0 | 0 | 0 | 0 | 0
CT | 0 | 0 | 0 | 0 | 0 | 0
Coal | 1857.1 | 3970.1 | 5203.76 | 5203.76 | 5203.76 | 5536.87
Geo | 0 | 0 | 0 | 0 | 0 | 0
H | 0 | 0 | 0 | 0 | 0 | 0
LFG | 0 | 0 | 0 | 0 | 0 | 0
Nuc | 0 | 0 | 0 | 0 | 1816.9 | 1816.9
PS | 0 | 0 | 0 | 0 | 0 | 0
PV | 0 | 0 | 0 | 0 | 0 | 0
PeakG | 0 | 0 | 0 | 0 | 0 | 0
PeakO | 0 | 0 | 0 | 0 | 0 | 0
ST | 0 | 0 | 0 | 0 | 0 | 0
STOG | 59.5 | 59.5 | 59.5 | 59.5 | 59.5 | 59.5
STWD | 0 | 0 | 0 | 0 | 0 | 0
WT | 0 | 0 | 0 | 0 | 0 | 0
IGCC | 0 | 0 | 0 | 0 | 0 | 0
DemandResponse | 0 | 0 | 0 | 0 | 0 | 0
IGCC-CCS | 0 | 0 | 0 | 0 | 0 | 0
WT_off | 0 | 0 | 0 | 0 | 0 | 0
PseudoUnit | 0 | 0 | 0 | 0 | 0 | 0
FixedInterchange | 0 | 0 | 0 | 0 | 0 | 0
Cumulative Retirements of Capacity by Reporting Type: Nebraska
ReportingType | 2015 | 2020 | 2025 | 2030 | 2035 | 2040
BM | 0 | 0 | 0 | 0 | 0 | 0
CC | 0 | 0 | 0 | 0 | 0 | 0
CSP | 0 | 0 | 0 | 0 | 0 | 0
CT | 0 | 0 | 0 | 0 | 0 | 0
Coal | 0 | 0 | 219.49 | 1404.29 | 1404.29 | 1404.29
Geo | 0 | 0 | 0 | 0 | 0 | 0
H | 0 | 0 | 0 | 0 | 0 | 0
LFG | 0 | 0 | 0 | 0 | 0 | 0
Nuc | 0 | 0 | 0 | 0 | 1251.8 | 1251.8
PS | 0 | 0 | 0 | 0 | 0 | 0
PV | 0 | 0 | 0 | 0 | 0 | 0
PeakG | 0 | 0 | 0 | 0 | 0 | 0
PeakO | 0 | 0 | 0 | 0 | 0 | 0
ST | 0 | 0 | 0 | 0 | 0 | 0
STOG | 270 | 270 | 270 | 270 | 270 | 270
STWD | 0 | 0 | 0 | 0 | 0 | 0
WT | 0 | 0 | 0 | 0 | 0 | 0
IGCC | 0 | 0 | 0 | 0 | 0 | 0
DemandResponse | 0 | 0 | 0 | 0 | 0 | 0
IGCC-CCS | 0 | 0 | 0 | 0 | 0 | 0
WT_off | 0 | 0 | 0 | 0 | 0 | 0
PseudoUnit | 0 | 0 | 0 | 0 | 0 | 0
FixedInterchange | 0 | 0 | 0 | 0 | 0 | 0
Cumulative Retirements of Capacity by Reporting Type: NEISO
ReportingType | 2015 | 2020 | 2025 | 2030 | 2035 | 2040
BM | 0 | 0 | 0 | 0 | 0 | 0
CC | 1705.55 | 2083.76 | 2583 | 2583 | 2583 | 2583
CSP | 0 | 0 | 0 | 0 | 0 | 0
CT | 0 | 0 | 0 | 9.5 | 9.5 | 9.5
Coal | 2250.13 | 2570.13 | 2570.13 | 2570.13 | 2570.13 | 2570.13
Geo | 0 | 0 | 0 | 0 | 0 | 0
H | 0 | 0 | 0 | 0 | 0 | 0
LFG | 0 | 0 | 0 | 0 | 0 | 0
Nuc | 0 | 0 | 0 | 0 | 1289 | 2165.92
PS | 0 | 0 | 0 | 0 | 0 | 0
PV | 0 | 0 | 0 | 0 | 0 | 0
PeakG | 0 | 0 | 0 | 0 | 0 | 0
PeakO | 314.66 | 314.66 | 314.66 | 314.66 | 314.66 | 314.66
ST | 0 | 0 | 0 | 0 | 0 | 0
STOG | 6237 | 6237 | 6237 | 6237 | 6237 | 6237
STWD | 0 | 0 | 0 | 0 | 0 | 0
WT | 0 | 0 | 0 | 0 | 0 | 0
IGCC | 0 | 0 | 0 | 0 | 0 | 0
DemandResponse | 0 | 0 | 0 | 0 | 0 | 0
IGCC-CCS | 0 | 0 | 0 | 0 | 0 | 0
WT_off | 0 | 0 | 0 | 0 | 468 | 468
PseudoUnit | 0 | 0 | 0 | 0 | 0 | 0
FixedInterchange | 0 | 0 | 0 | 0 | 0 | 0
Cumulative Retirements of Capacity by Reporting Type: NonRTO_Midwest
ReportingType | 2015 | 2020 | 2025 | 2030 | 2035 | 2040
BM | 0 | 0 | 0 | 0 | 0 | 0
CC | 0 | 0 | 0 | 0 | 0 | 0
CSP | 0 | 0 | 0 | 0 | 0 | 0
CT | 0 | 0 | 0 | 0 | 0 | 0
Coal | 1984.57 | 2593.57 | 3526.93 | 3526.93 | 7722.57 | 8202.57
Geo | 0 | 0 | 0 | 0 | 0 | 0
H | 0 | 0 | 0 | 0 | 0 | 0
LFG | 0 | 0 | 0 | 0 | 0 | 0
Nuc | 0 | 0 | 0 | 0 | 0 | 0
PS | 0 | 0 | 0 | 0 | 0 | 0
PV | 0 | 0 | 0 | 0 | 0 | 0
PeakG | 0 | 0 | 0 | 0 | 0 | 0
PeakO | 0 | 0 | 0 | 0 | 0 | 0
ST | 0 | 0 | 0 | 0 | 0 | 0
STOG | 0 | 0 | 0 | 0 | 0 | 0
STWD | 0 | 0 | 0 | 0 | 0 | 0
WT | 0 | 0 | 0 | 0 | 0 | 0
IGCC | 0 | 0 | 0 | 0 | 0 | 0
DemandResponse | 0 | 0 | 0 | 0 | 0 | 0
IGCC-CCS | 0 | 0 | 0 | 0 | 0 | 0
WT_off | 0 | 0 | 0 | 0 | 0 | 0
PseudoUnit | 0 | 0 | 0 | 0 | 0 | 0
FixedInterchange | 0 | 0 | 0 | 0 | 0 | 0
Cumulative Retirements of Capacity by Reporting Type: NYISO_A-F
ReportingType | 2015 | 2020 | 2025 | 2030 | 2035 | 2040
BM | 0 | 0 | 0 | 0 | 0 | 0
CC | 0 | 0 | 0 | 0 | 0 | 0
CSP | 0 | 0 | 0 | 0 | 0 | 0
CT | 0 | 0 | 0 | 0 | 0 | 0
Coal | 2251.9 | 2251.9 | 2251.9 | 2251.9 | 2251.9 | 2251.9
Geo | 0 | 0 | 0 | 0 | 0 | 0
H | 0 | 0 | 0 | 0 | 0 | 0
LFG | 0 | 0 | 0 | 0 | 0 | 0
Nuc | 0 | 0 | 0 | 621.2 | 1201.7 | 2053.9
PS | 0 | 0 | 0 | 0 | 0 | 0
PV | 0 | 0 | 0 | 0 | 0 | 0
PeakG | 0 | 0 | 0 | 0 | 0 | 0
PeakO | 0 | 0 | 0 | 0 | 0 | 0
ST | 0 | 0 | 0 | 0 | 0 | 0
STOG | 1701 | 1701 | 1701 | 1701 | 1701 | 1701
STWD | 0 | 0 | 0 | 0 | 0 | 0
WT | 0 | 0 | 0 | 0 | 0 | 0
IGCC | 0 | 0 | 0 | 0 | 0 | 0
DemandResponse | 0 | 0 | 0 | 0 | 0 | 0
IGCC-CCS | 0 | 0 | 0 | 0 | 0 | 0
WT_off | 0 | 0 | 0 | 0 | 0 | 0
PseudoUnit | 0 | 0 | 0 | 0 | 0 | 0
FixedInterchange | 0 | 0 | 0 | 0 | 0 | 0
Cumulative Retirements of Capacity by Reporting Type: NYISO_G-I
ReportingType | 2015 | 2020 | 2025 | 2030 | 2035 | 2040
BM | 0 | 0 | 0 | 0 | 0 | 0
CC | 0 | 0 | 0 | 0 | 0 | 0
CSP | 0 | 0 | 0 | 0 | 0 | 0
CT | 0 | 0 | 0 | 0 | 0 | 0
Coal | 368.2 | 368.2 | 368.2 | 368.2 | 368.2 | 368.2
Geo | 0 | 0 | 0 | 0 | 0 | 0
H | 0 | 0 | 0 | 0 | 0 | 0
LFG | 0 | 0 | 0 | 0 | 0 | 0
Nuc | 0 | 0 | 0 | 0 | 1019.6 | 2044.6
PS | 0 | 0 | 0 | 0 | 0 | 0
PV | 0 | 0 | 0 | 0 | 0 | 0
PeakG | 0 | 0 | 0 | 0 | 0 | 0
PeakO | 0 | 0 | 0 | 0 | 0 | 0
ST | 0 | 0 | 0 | 0 | 0 | 0
STOG | 2431 | 2431 | 2431 | 2431 | 2431 | 2431
STWD | 0 | 0 | 0 | 0 | 0 | 0
WT | 0 | 0 | 0 | 0 | 0 | 0
IGCC | 0 | 0 | 0 | 0 | 0 | 0
DemandResponse | 0 | 0 | 0 | 0 | 0 | 0
IGCC-CCS | 0 | 0 | 0 | 0 | 0 | 0
WT_off | 0 | 0 | 0 | 0 | 0 | 0
PseudoUnit | 0 | 0 | 0 | 0 | 0 | 0
FixedInterchange | 0 | 0 | 0 | 0 | 0 | 0
Cumulative Retirements of Capacity by Reporting Type: NYISO_J-K
ReportingType | 2015 | 2020 | 2025 | 2030 | 2035 | 2040
BM | 0 | 0 | 0 | 0 | 0 | 0
CC | 0 | 0 | 0 | 0 | 0 | 0
CSP | 0 | 0 | 0 | 0 | 0 | 0
CT | 0 | 0 | 0 | 0 | 0 | 0
Coal | 0 | 0 | 0 | 0 | 0 | 0
Geo | 0 | 0 | 0 | 0 | 0 | 0
H | 0 | 0 | 0 | 0 | 0 | 0
LFG | 0 | 0 | 0 | 0 | 0 | 0
Nuc | 0 | 0 | 0 | 0 | 0 | 0
PS | 0 | 0 | 0 | 0 | 0 | 0
PV | 0 | 0 | 0 | 0 | 32 | 32
PeakG | 0 | 0 | 0 | 0 | 0 | 0
PeakO | 0 | 0 | 0 | 0 | 0 | 0
ST | 0 | 0 | 0 | 0 | 0 | 0
STOG | 2425.28 | 2425.28 | 2425.28 | 2425.28 | 2425.28 | 2425.28
STWD | 0 | 0 | 0 | 0 | 0 | 0
WT | 0 | 0 | 0 | 0 | 0 | 0
IGCC | 0 | 0 | 0 | 0 | 0 | 0
DemandResponse | 0 | 0 | 0 | 0 | 0 | 0
IGCC-CCS | 0 | 0 | 0 | 0 | 0 | 0
WT_off | 0 | 0 | 0 | 0 | 0 | 0
PseudoUnit | 0 | 0 | 0 | 0 | 0 | 0
FixedInterchange | 0 | 0 | 0 | 0 | 0 | 0
Cumulative Retirements of Capacity by Reporting Type: PJM_E
ReportingType | 2015 | 2020 | 2025 | 2030 | 2035 | 2040
BM | 0 | 0 | 0 | 0 | 0 | 0
CC | 0 | 0 | 0 | 0 | 0 | 0
CSP | 0 | 0 | 0 | 0 | 0 | 0
CT | 0 | 0 | 0 | 0 | 0 | 0
Coal | 3285 | 3285 | 3853 | 3853 | 3853 | 3853
Geo | 0 | 0 | 0 | 0 | 0 | 0
H | 0 | 0 | 0 | 0 | 0 | 0
LFG | 0 | 0 | 0 | 0 | 0 | 0
Nuc | 0 | 614.5 | 614.5 | 614.5 | 2838.5 | 4012.5
PS | 0 | 0 | 0 | 0 | 0 | 0
PV | 0 | 0 | 0 | 0 | 0 | 0
PeakG | 268.5 | 268.5 | 268.5 | 268.5 | 268.5 | 268.5
PeakO | 2.7 | 2.7 | 2.7 | 2.7 | 2.7 | 2.7
ST | 0 | 0 | 0 | 0 | 0 | 0
STOG | 629.5 | 629.5 | 629.5 | 629.5 | 629.5 | 629.5
STWD | 0 | 0 | 0 | 0 | 0 | 0
WT | 0 | 0 | 0 | 0 | 0 | 0
IGCC | 0 | 0 | 0 | 0 | 0 | 0
DemandResponse | 0 | 0 | 0 | 0 | 0 | 0
IGCC-CCS | 0 | 0 | 0 | 0 | 0 | 0
WT_off | 0 | 0 | 0 | 0 | 0 | 0
PseudoUnit | 0 | 0 | 0 | 0 | 0 | 0
FixedInterchange | 0 | 0 | 0 | 0 | 0 | 0
Cumulative Retirements of Capacity by Reporting Type: PJM_ROM
ReportingType | 2015 | 2020 | 2025 | 2030 | 2035 | 2040
BM | 0 | 0 | 0 | 0 | 0 | 0
CC | 0 | 0 | 0 | 0 | 0 | 0
CSP | 0 | 0 | 0 | 0 | 0 | 0
CT | 0 | 0 | 0 | 0 | 0 | 0
Coal | 9233.19 | 10523.5 | 15051.12 | 15051.12 | 15051.12 | 15051.12
Geo | 0 | 0 | 0 | 0 | 0 | 0
H | 0 | 0 | 0 | 0 | 0 | 0
LFG | 0 | 0 | 0 | 0 | 0 | 0
Nuc | 0 | 0 | 0 | 0 | 1732 | 2631
PS | 0 | 0 | 0 | 0 | 0 | 0
PV | 0 | 0 | 0 | 0 | 0 | 0
PeakG | 0 | 0 | 0 | 0 | 0 | 0
PeakO | 270 | 270 | 270 | 270 | 270 | 270
ST | 0 | 0 | 0 | 0 | 0 | 0
STOG | 580 | 580 | 580 | 580 | 580 | 580
STWD | 0 | 0 | 0 | 0 | 0 | 0
WT | 0 | 0 | 0 | 0 | 0 | 0
IGCC | 0 | 0 | 0 | 0 | 0 | 0
DemandResponse | 0 | 0 | 0 | 0 | 0 | 0
IGCC-CCS | 0 | 0 | 0 | 0 | 0 | 0
WT_off | 0 | 0 | 0 | 0 | 0 | 0
PseudoUnit | 0 | 0 | 0 | 0 | 0 | 0
FixedInterchange | 0 | 0 | 0 | 0 | 0 | 0
Cumulative Retirements of Capacity by Reporting Type: PJM_ROR
ReportingType | 2015 | 2020 | 2025 | 2030 | 2035 | 2040
BM | 0 | 0 | 0 | 0 | 0 | 192
CC | 0 | 0 | 0 | 0 | 0 | 0
CSP | 0 | 0 | 0 | 0 | 0 | 0
CT | 0 | 0 | 0 | 0 | 0 | 0
Coal | 13338.9 | 27875.4 | 39094.51 | 43906.69 | 44406.69 | 44406.7
Geo | 0 | 0 | 0 | 0 | 0 | 0
H | 0 | 0 | 0 | 0 | 0 | 0
LFG | 0 | 0 | 0 | 0 | 0 | 0
Nuc | 0 | 0 | 0 | 867 | 5142 | 10025.16
PS | 0 | 0 | 0 | 0 | 0 | 0
PV | 0 | 0 | 0 | 0 | 0 | 0
PeakG | 0 | 0 | 0 | 0 | 0 | 0
PeakO | 19 | 19 | 19 | 19 | 19 | 19
ST | 0 | 0 | 0 | 0 | 0 | 0
STOG | 0 | 0 | 0 | 0 | 0 | 0
STWD | 0 | 0 | 0 | 0 | 0 | 0
WT | 0 | 0 | 0 | 0 | 0 | 0
IGCC | 0 | 0 | 0 | 0 | 0 | 0
DemandResponse | 0 | 0 | 0 | 0 | 0 | 0
IGCC-CCS | 0 | 0 | 0 | 0 | 0 | 0
WT_off | 0 | 0 | 0 | 0 | 0 | 0
PseudoUnit | 0 | 0 | 0 | 0 | 0 | 0
FixedInterchange | 0 | 0 | 0 | 0 | 0 | 0
Cumulative Retirements of Capacity by Reporting Type: SOCO
ReportingType | 2015 | 2020 | 2025 | 2030 | 2035 | 2040
BM | 0 | 0 | 0 | 0 | 0 | 0
CC | 0 | 0 | 0 | 0 | 0 | 5026.9
CSP | 0 | 0 | 0 | 0 | 0 | 0
CT | 0 | 0 | 0 | 0 | 0 | 0
Coal | 11531.02 | 12725.02 | 13451.46 | 13686.51 | 22731.04 | 23784.85
Geo | 0 | 0 | 0 | 0 | 0 | 0
H | 0 | 0 | 0 | 0 | 0 | 0
LFG | 0 | 0 | 0 | 0 | 0 | 0
Nuc | 0 | 0 | 0 | 0 | 0 | 2645.05
PS | 0 | 0 | 0 | 0 | 0 | 0
PV | 0 | 0 | 0 | 0 | 0 | 0
PeakG | 0 | 0 | 0 | 0 | 0 | 0
PeakO | 0 | 0 | 0 | 0 | 0 | 777.14
ST | 0 | 0 | 0 | 0 | 0 | 0
STOG | 854 | 854 | 854 | 854 | 854 | 854
STWD | 0 | 0 | 0 | 0 | 0 | 0
WT | 0 | 0 | 0 | 0 | 0 | 0
IGCC | 0 | 0 | 0 | 0 | 0 | 0
DemandResponse | 0 | 0 | 0 | 0 | 0 | 0
IGCC-CCS | 0 | 0 | 0 | 0 | 0 | 0
WT_off | 0 | 0 | 0 | 0 | 0 | 0
PseudoUnit | 0 | 0 | 0 | 0 | 0 | 0
FixedInterchange | 0 | 0 | 0 | 0 | 0 | 0
Cumulative Retirements of Capacity by Reporting Type: SPP_N
ReportingType | 2015 | 2020 | 2025 | 2030 | 2035 | 2040
BM | 0 | 0 | 0 | 0 | 0 | 0
CC | 0 | 0 | 0 | 0 | 0 | 0
CSP | 0 | 0 | 0 | 0 | 0 | 0
CT | 0 | 0 | 0 | 0 | 0 | 0
Coal | 334 | 995.9 | 1593.83 | 3826.72 | 4484.07 | 4484.07
Geo | 0 | 0 | 0 | 0 | 0 | 0
H | 0 | 0 | 0 | 0 | 0 | 0
LFG | 0 | 0 | 0 | 0 | 0 | 0
Nuc | 0 | 0 | 0 | 0 | 0 | 0
PS | 0 | 0 | 0 | 0 | 0 | 0
PV | 0 | 0 | 0 | 0 | 0 | 0
PeakG | 0 | 0 | 0 | 0 | 0 | 0
PeakO | 0 | 0 | 0 | 0 | 0 | 0
ST | 0 | 0 | 0 | 0 | 0 | 0
STOG | 167.65 | 167.65 | 167.65 | 167.65 | 167.65 | 167.65
STWD | 0 | 0 | 0 | 0 | 0 | 0
WT | 0 | 0 | 0 | 0 | 0 | 0
IGCC | 0 | 0 | 0 | 0 | 0 | 0
DemandResponse | 0 | 0 | 0 | 0 | 0 | 0
IGCC-CCS | 0 | 0 | 0 | 0 | 0 | 0
WT_off | 0 | 0 | 0 | 0 | 0 | 0
PseudoUnit | 0 | 0 | 0 | 0 | 0 | 0
FixedInterchange | 0 | 0 | 0 | 0 | 0 | 0
Cumulative Retirements of Capacity by Reporting Type: SPP_S
ReportingType | 2015 | 2020 | 2025 | 2030 | 2035 | 2040
BM | 0 | 0 | 0 | 0 | 0 | 0
CC | 0 | 0 | 0 | 0 | 0 | 0
CSP | 0 | 0 | 0 | 0 | 0 | 0
CT | 0 | 0 | 0 | 0 | 0 | 0
Coal | 1578 | 2859 | 2859 | 10450.93 | 10797.93 | 11144.93
Geo | 0 | 0 | 0 | 0 | 0 | 0
H | 0 | 0 | 0 | 0 | 0 | 0
LFG | 0 | 0 | 0 | 0 | 0 | 0
Nuc | 0 | 0 | 0 | 0 | 0 | 0
PS | 0 | 0 | 0 | 0 | 0 | 0
PV | 0 | 0 | 0 | 0 | 0 | 0
PeakG | 0 | 0 | 0 | 0 | 0 | 0
PeakO | 0 | 0 | 0 | 0 | 0 | 0
ST | 0 | 0 | 0 | 0 | 0 | 0
STOG | 498.84 | 498.84 | 498.84 | 498.84 | 498.84 | 498.84
STWD | 0 | 0 | 0 | 0 | 0 | 0
WT | 0 | 0 | 0 | 0 | 0 | 0
IGCC | 0 | 0 | 0 | 0 | 0 | 0
DemandResponse | 0 | 0 | 0 | 0 | 0 | 0
IGCC-CCS | 0 | 0 | 0 | 0 | 0 | 0
WT_off | 0 | 0 | 0 | 0 | 0 | 0
PseudoUnit | 0 | 0 | 0 | 0 | 0 | 0
FixedInterchange | 0 | 0 | 0 | 0 | 0 | 0
Cumulative Retirements of Capacity by Reporting Type: TVA
ReportingType | 2015 | 2020 | 2025 | 2030 | 2035 | 2040
BM | 0 | 0 | 0 | 0 | 0 | 0
CC | 0 | 0 | 0 | 0 | 0 | 0
CSP | 0 | 0 | 0 | 0 | 0 | 0
CT | 0 | 0 | 0 | 0 | 0 | 3633.56
Coal | 3610.95 | 8945.95 | 9882.95 | 9882.95 | 14719 | 14719
Geo | 0 | 0 | 0 | 0 | 0 | 0
H | 0 | 0 | 0 | 0 | 0 | 0
LFG | 0 | 0 | 0 | 0 | 0 | 0
Nuc | 0 | 0 | 0 | 0 | 2512.33 | 3791
PS | 0 | 0 | 0 | 0 | 0 | 0
PV | 0 | 0 | 0 | 0 | 0 | 0
PeakG | 0 | 0 | 0 | 0 | 0 | 0
PeakO | 0 | 0 | 0 | 0 | 0 | 0
ST | 0 | 0 | 0 | 0 | 0 | 0
STOG | 0 | 0 | 0 | 0 | 0 | 0
STWD | 0 | 0 | 0 | 0 | 0 | 0
WT | 0 | 0 | 0 | 0 | 0 | 0
IGCC | 0 | 0 | 0 | 0 | 0 | 0
DemandResponse | 0 | 0 | 0 | 0 | 0 | 0
IGCC-CCS | 0 | 0 | 0 | 0 | 0 | 0
WT_off | 0 | 0 | 0 | 0 | 0 | 0
PseudoUnit | 0 | 0 | 0 | 0 | 0 | 0
FixedInterchange | 0 | 0 | 0 | 0 | 0 | 0
Cumulative Retirements of Capacity by Reporting Type: TVA_Transmission
ReportingType | 2015 | 2020 | 2025 | 2030 | 2035 | 2040
BM | 0 | 0 | 0 | 0 | 0 | 0
CC | 0 | 0 | 0 | 0 | 0 | 0
CSP | 0 | 0 | 0 | 0 | 0 | 0
CT | 0 | 0 | 0 | 0 | 0 | 0
Coal | 0 | 0 | 0 | 0 | 0 | 0
Geo | 0 | 0 | 0 | 0 | 0 | 0
H | 0 | 0 | 0 | 0 | 0 | 0
LFG | 0 | 0 | 0 | 0 | 0 | 0
Nuc | 0 | 0 | 0 | 0 | 0 | 0
PS | 0 | 0 | 0 | 0 | 0 | 0
PV | 0 | 0 | 0 | 0 | 0 | 0
PeakG | 0 | 0 | 0 | 0 | 0 | 0
PeakO | 0 | 0 | 0 | 0 | 0 | 0
ST | 0 | 0 | 0 | 0 | 0 | 0
STOG | 0 | 0 | 0 | 0 | 0 | 0
STWD | 0 | 0 | 0 | 0 | 0 | 0
WT | 0 | 0 | 0 | 0 | 0 | 0
IGCC | 0 | 0 | 0 | 0 | 0 | 0
DemandResponse | 0 | 0 | 0 | 0 | 0 | 0
IGCC-CCS | 0 | 0 | 0 | 0 | 0 | 0
WT_off | 0 | 0 | 0 | 0 | 0 | 0
PseudoUnit | 0 | 0 | 0 | 0 | 0 | 0
FixedInterchange | 0 | 0 | 0 | 0 | 0 | 0
Cumulative Retirements of Capacity by Reporting Type: VACAR
ReportingType | 2015 | 2020 | 2025 | 2030 | 2035 | 2040
BM | 0 | 0 | 0 | 0 | 0 | 0
CC | 0 | 0 | 0 | 0 | 0 | 0
CSP | 0 | 0 | 0 | 0 | 0 | 0
CT | 0 | 0 | 0 | 0 | 0 | 0
Coal | 3383.99 | 6818 | 8326.16 | 11028.16 | 19345.16 | 19345.17
Geo | 0 | 0 | 0 | 0 | 0 | 0
H | 0 | 0 | 0 | 0 | 0 | 0
LFG | 0 | 0 | 0 | 0 | 0 | 0
Nuc | 0 | 0 | 0 | 0 | 3248 | 5106
PS | 0 | 0 | 0 | 0 | 0 | 0
PV | 0 | 0 | 0 | 0 | 0 | 0
PeakG | 0 | 0 | 0 | 0 | 0 | 0
PeakO | 0 | 0 | 0 | 0 | 0 | 0
ST | 0 | 0 | 0 | 0 | 0 | 0
STOG | 0 | 0 | 0 | 0 | 0 | 0
STWD | 0 | 0 | 0 | 0 | 0 | 0
WT | 0 | 0 | 0 | 0 | 0 | 0
IGCC | 0 | 0 | 0 | 0 | 0 | 0
DemandResponse | 0 | 0 | 0 | 0 | 0 | 0
IGCC-CCS | 0 | 0 | 0 | 0 | 0 | 0
WT_off | 0 | 0 | 0 | 0 | 0 | 0
PseudoUnit | 0 | 0 | 0 | 0 | 0 | 0
FixedInterchange | 0 | 0 | 0 | 0 | 0 | 0
Cumulative Retirements of Capacity by Reporting Type: IESO
ReportingType | 2015 | 2020 | 2025 | 2030 | 2035 | 2040
BM | 0 | 0 | 0 | 0 | 0 | 0
CC | 2599.17 | 2599.17 | 2599.17 | 2599.17 | 2599.17 | 2599.17
CSP | 0 | 0 | 0 | 0 | 0 | 0
CT | 0 | 0 | 0 | 0 | 0 | 0
Coal | 6416 | 6416 | 6416 | 6416 | 6416 | 6416
Geo | 0 | 0 | 0 | 0 | 0 | 0
H | 0 | 0 | 0 | 0 | 0 | 0
LFG | 0 | 0 | 0 | 0 | 0 | 0
Nuc | 0 | 0 | 0 | 0 | 1030 | 2570
PS | 0 | 0 | 0 | 0 | 0 | 0
PV | 0 | 0 | 0 | 0 | 1067.26 | 1067.26
PeakG | 0 | 0 | 0 | 0 | 0 | 0
PeakO | 175 | 175 | 175 | 175 | 175 | 175
ST | 0 | 0 | 0 | 0 | 0 | 0
STOG | 2126 | 2126 | 2126 | 2126 | 2126 | 2126
STWD | 139 | 139 | 139 | 139 | 139 | 139
WT | 0 | 0 | 0 | 0 | 2105.9 | 2105.9
IGCC | 0 | 0 | 0 | 0 | 0 | 0
DemandResponse | 0 | 0 | 0 | 0 | 0 | 0
IGCC-CCS | 0 | 0 | 0 | 0 | 0 | 0
WT_off | 0 | 0 | 0 | 0 | 0 | 0
PseudoUnit | 0 | 0 | 0 | 0 | 0 | 0
FixedInterchange | 0 | 0 | 0 | 0 | 0 | 0
Cumulative Retirements of Capacity by Reporting Type: MAPP_CA
ReportingType | 2015 | 2020 | 2025 | 2030 | 2035 | 2040
BM | 0 | 0 | 0 | 0 | 0 | 0
CC | 0 | 0 | 0 | 731 | 731 | 731
CSP | 0 | 0 | 0 | 0 | 0 | 0
CT | 0 | 0 | 0 | 0 | 35 | 35
Coal | 110.01 | 110.01 | 1745.9 | 1745.9 | 1745.9 | 1745.9
Geo | 0 | 0 | 0 | 0 | 0 | 0
H | 0 | 0 | 0 | 0 | 0 | 0
LFG | 0 | 0 | 0 | 0 | 0 | 0
Nuc | 0 | 0 | 0 | 0 | 0 | 0
PS | 0 | 0 | 0 | 0 | 0 | 0
PV | 0 | 0 | 0 | 0 | 0 | 0
PeakG | 0 | 0 | 0 | 0 | 0 | 0
PeakO | 0 | 0 | 0 | 4 | 4 | 4
ST | 0 | 0 | 0 | 0 | 0 | 0
STOG | 0 | 0 | 0 | 126 | 126 | 126
STWD | 0 | 0 | 0 | 0 | 0 | 0
WT | 0 | 0 | 0 | 0 | 0 | 0
IGCC | 0 | 0 | 0 | 0 | 0 | 0
DemandResponse | 0 | 0 | 0 | 0 | 0 | 0
IGCC-CCS | 0 | 0 | 0 | 0 | 0 | 0
WT_off | 0 | 0 | 0 | 0 | 0 | 0
PseudoUnit | 0 | 0 | 0 | 0 | 0 | 0
FixedInterchange | 0 | 0 | 0 | 0 | 0 | 0
Cumulative Retirements of Capacity by Reporting Type: AZ_NM_SNV_Coal
ReportingType | 2015 | 2020 | 2025 | 2030 | 2035 | 2040
BM | 0 | 0 | 0 | 0 | 0 | 0
CC | 0 | 0 | 0 | 0 | 0 | 0
CSP | 0 | 0 | 0 | 0 | 0 | 0
CT | 0 | 0 | 0 | 0 | 0 | 0
Coal | 312.76 | 312.76 | 410.48 | 3518.57 | 5235.1 | 5235.1
Geo | 0 | 0 | 0 | 0 | 0 | 0
H | 0 | 0 | 0 | 0 | 0 | 0
LFG | 0 | 0 | 0 | 0 | 0 | 0
Nuc | 0 | 0 | 0 | 0 | 0 | 0
PS | 0 | 0 | 0 | 0 | 0 | 0
PV | 0 | 0 | 0 | 0 | 0 | 0
PeakG | 0 | 0 | 0 | 0 | 0 | 0
PeakO | 200 | 200 | 200 | 200 | 200 | 200
ST | 0 | 0 | 0 | 0 | 0 | 0
STOG | 0 | 0 | 0 | 0 | 0 | 0
STWD | 0 | 0 | 0 | 0 | 0 | 0
WT | 0 | 0 | 0 | 0 | 0 | 0
IGCC | 0 | 0 | 0 | 0 | 0 | 0
DemandResponse | 0 | 0 | 0 | 0 | 0 | 0
IGCC-CCS | 0 | 0 | 0 | 0 | 0 | 0
WT_off | 0 | 0 | 0 | 0 | 0 | 0
PseudoUnit | 0 | 0 | 0 | 0 | 0 | 0
FixedInterchange | 0 | 0 | 0 | 0 | 0 | 0
Cumulative Retirements of Capacity by Reporting Type: AZ_NM_SNV_Gas
ReportingType | 2015 | 2020 | 2025 | 2030 | 2035 | 2040
BM | 0 | 0 | 0 | 0 | 0 | 0
CC | 1095 | 1095 | 1095 | 1095 | 1095 | 1095
CSP | 0 | 0 | 0 | 0 | 0 | 0
CT | 0 | 0 | 0 | 0 | 736 | 736
Coal | 0 | 0 | 0 | 0 | 0 | 0
Geo | 0 | 0 | 0 | 0 | 0 | 0
H | 0 | 0 | 0 | 0 | 0 | 0
LFG | 0 | 0 | 0 | 0 | 0 | 0
Nuc | 0 | 0 | 0 | 0 | 0 | 0
PS | 0 | 0 | 0 | 0 | 0 | 0
PV | 0 | 0 | 0 | 0 | 0 | 0
PeakG | 672.62 | 672.62 | 672.62 | 672.62 | 3660 | 3660
PeakO | 0 | 0 | 0 | 0 | 0 | 0
ST | 0 | 0 | 0 | 0 | 0 | 0
STOG | 2064 | 2064 | 2064 | 2064 | 2064 | 2064
STWD | 0 | 0 | 0 | 0 | 0 | 0
WT | 0 | 0 | 0 | 0 | 0 | 0
IGCC | 0 | 0 | 0 | 0 | 0 | 0
DemandResponse | 0 | 0 | 0 | 0 | 0 | 0
IGCC-CCS | 0 | 0 | 0 | 0 | 0 | 0
WT_off | 0 | 0 | 0 | 0 | 0 | 0
PseudoUnit | 0 | 0 | 0 | 0 | 0 | 0
FixedInterchange | 0 | 0 | 0 | 0 | 0 | 0
Cumulative Retirements of Capacity by Reporting Type: AZ_NM_SNV_NucRenew
ReportingType | 2015 | 2020 | 2025 | 2030 | 2035 | 2040
BM | 0 | 0 | 0 | 0 | 0 | 0
CC | 0 | 0 | 0 | 0 | 0 | 0
CSP | 65 | 65 | 65 | 65 | 65 | 65
CT | 0 | 0 | 0 | 0 | 0 | 0
Coal | 0 | 0 | 0 | 0 | 0 | 0
Geo | 0 | 0 | 0 | 0 | 0 | 0
H | 0 | 0 | 0 | 0 | 0 | 0
LFG | 0 | 0 | 0 | 0 | 0 | 0
Nuc | 0 | 0 | 0 | 0 | 0 | 0
PS | 0 | 0 | 0 | 0 | 0 | 0
PV | 0 | 0 | 0 | 0 | 0 | 0
PeakG | 0 | 0 | 0 | 0 | 0 | 0
PeakO | 0 | 0 | 0 | 0 | 0 | 0
ST | 0 | 0 | 0 | 0 | 0 | 0
STOG | 0 | 0 | 0 | 0 | 0 | 0
STWD | 0 | 0 | 0 | 0 | 0 | 0
WT | 0 | 0 | 0 | 0 | 0 | 0
IGCC | 0 | 0 | 0 | 0 | 0 | 0
DemandResponse | 0 | 0 | 0 | 0 | 0 | 0
IGCC-CCS | 0 | 0 | 0 | 0 | 0 | 0
WT_off | 0 | 0 | 0 | 0 | 0 | 0
PseudoUnit | 0 | 0 | 0 | 0 | 0 | 0
FixedInterchange | 0 | 0 | 0 | 0 | 0 | 0
Cumulative Retirements of Capacity by Reporting Type: ERCOT
ReportingType | 2015 | 2020 | 2025 | 2030 | 2035 | 2040
BM | 0 | 0 | 0 | 0 | 0 | 0
CC | 0 | 0 | 0 | 0 | 0 | 0
CSP | 0 | 0 | 0 | 0 | 0 | 0
CT | 0 | 0 | 0 | 0 | 0 | 0
Coal | 5390.16 | 7904.16 | 9320.62 | 9397.33 | 15382.23 | 15382.23
Geo | 0 | 0 | 0 | 0 | 0 | 0
H | 0 | 0 | 0 | 0 | 0 | 0
LFG | 0 | 0 | 0 | 0 | 0 | 0
Nuc | 0 | 0 | 0 | 0 | 0 | 0
PS | 0 | 0 | 0 | 0 | 0 | 0
PV | 0 | 0 | 0 | 0 | 14 | 14
PeakG | 0 | 0 | 0 | 0 | 0 | 0
PeakO | 0 | 0 | 0 | 0 | 0 | 0
ST | 0 | 0 | 0 | 0 | 0 | 0
STOG | 0 | 0 | 0 | 0 | 11.86 | 11.86
STWD | 0 | 0 | 0 | 0 | 0 | 0
WT | 0 | 0 | 0 | 0 | 0 | 0
IGCC | 0 | 0 | 0 | 0 | 0 | 0
DemandResponse | 0 | 0 | 0 | 0 | 0 | 0
IGCC-CCS | 0 | 0 | 0 | 0 | 0 | 0
WT_off | 0 | 0 | 0 | 0 | 0 | 0
PseudoUnit | 0 | 0 | 0 | 0 | 0 | 0
FixedInterchange | 0 | 0 | 0 | 0 | 0 | 0
Cumulative Retirements of Capacity by Reporting Type: NP15
ReportingType | 2015 | 2020 | 2025 | 2030 | 2035 | 2040
BM | 0 | 0 | 0 | 0 | 0 | 0
CC | 0 | 0 | 0 | 0 | 0 | 0
CSP | 0 | 0 | 0 | 0 | 0 | 0
CT | 0 | 0 | 0 | 0 | 0 | 0
Coal | 163.7 | 163.7 | 163.7 | 191.9 | 191.9 | 191.9
Geo | 0 | 0 | 0 | 0 | 0 | 0
H | 0 | 0 | 0 | 0 | 0 | 0
LFG | 0 | 0 | 0 | 0 | 0 | 0
Nuc | 0 | 0 | 0 | 0 | 0 | 0
PS | 0 | 0 | 0 | 0 | 0 | 0
PV | 0 | 0 | 0 | 0 | 6.5 | 6.5
PeakG | 0 | 0 | 0 | 0 | 0 | 0
PeakO | 156 | 156 | 156 | 156 | 156 | 156
ST | 0 | 0 | 0 | 0 | 0 | 0
STOG | 1046.4 | 1046.4 | 1046.4 | 1046.4 | 1046.4 | 1046.4
STWD | 0 | 0 | 0 | 0 | 0 | 0
WT | 0 | 0 | 0 | 0 | 0 | 0
IGCC | 0 | 0 | 0 | 0 | 0 | 0
DemandResponse | 0 | 0 | 0 | 0 | 0 | 0
IGCC-CCS | 0 | 0 | 0 | 0 | 0 | 0
WT_off | 0 | 0 | 0 | 0 | 0 | 0
PseudoUnit | 0 | 0 | 0 | 0 | 0 | 0
FixedInterchange | 0 | 0 | 0 | 0 | 0 | 0
Cumulative Retirements of Capacity by Reporting Type: NWPP_Coal
ReportingType | 2015 | 2020 | 2025 | 2030 | 2035 | 2040
BM | 0 | 0 | 0 | 0 | 0 | 0
CC | 0 | 0 | 0 | 0 | 0 | 0
CSP | 0 | 0 | 0 | 0 | 0 | 0
CT | 0 | 0 | 0 | 0 | 0 | 0
Coal | 1373.88 | 1373.88 | 1373.88 | 2533.77 | 5051 | 5051
Geo | 0 | 0 | 0 | 0 | 0 | 0
H | 0 | 0 | 0 | 0 | 0 | 0
LFG | 0 | 0 | 0 | 0 | 0 | 0
Nuc | 0 | 0 | 0 | 0 | 0 | 0
PS | 0 | 0 | 0 | 0 | 0 | 0
PV | 0 | 0 | 0 | 0 | 0 | 0
PeakG | 0 | 0 | 0 | 0 | 0 | 0
PeakO | 183 | 183 | 183 | 183 | 183 | 183
ST | 0 | 0 | 0 | 0 | 0 | 0
STOG | 0 | 0 | 0 | 0 | 0 | 0
STWD | 0 | 0 | 0 | 0 | 0 | 0
WT | 0 | 0 | 0 | 0 | 0 | 0
IGCC | 0 | 0 | 0 | 0 | 0 | 0
DemandResponse | 0 | 0 | 0 | 0 | 0 | 0
IGCC-CCS | 0 | 0 | 0 | 0 | 0 | 0
WT_off | 0 | 0 | 0 | 0 | 0 | 0
PseudoUnit | 0 | 0 | 0 | 0 | 0 | 0
FixedInterchange | 0 | 0 | 0 | 0 | 0 | 0
Cumulative Retirements of Capacity by Reporting Type: NWPP_Gas
ReportingType | 2015 | 2020 | 2025 | 2030 | 2035 | 2040
BM | 0 | 0 | 0 | 0 | 0 | 0
CC | 1678 | 1678 | 1678 | 1678 | 1678 | 1978
CSP | 0 | 0 | 0 | 0 | 0 | 0
CT | 0 | 0 | 0 | 0 | 150 | 150
Coal | 0 | 0 | 0 | 0 | 0 | 0
Geo | 0 | 0 | 0 | 0 | 0 | 0
H | 0 | 0 | 0 | 0 | 0 | 0
LFG | 0 | 0 | 0 | 0 | 0 | 0
Nuc | 0 | 0 | 0 | 0 | 0 | 0
PS | 0 | 0 | 0 | 0 | 0 | 0
PV | 0 | 0 | 0 | 0 | 0 | 0
PeakG | 2623 | 2623 | 2623 | 2623 | 2623 | 2623
PeakO | 0 | 0 | 0 | 0 | 0 | 0
ST | 0 | 0 | 0 | 0 | 0 | 0
STOG | 786 | 786 | 786 | 786 | 786 | 786
STWD | 0 | 0 | 0 | 0 | 0 | 0
WT | 0 | 0 | 0 | 0 | 0 | 0
IGCC | 0 | 0 | 0 | 0 | 0 | 0
DemandResponse | 0 | 0 | 0 | 0 | 0 | 0
IGCC-CCS | 0 | 0 | 0 | 0 | 0 | 0
WT_off | 0 | 0 | 0 | 0 | 0 | 0
PseudoUnit | 0 | 0 | 0 | 0 | 0 | 0
FixedInterchange | 0 | 0 | 0 | 0 | 0 | 0
Cumulative Retirements of Capacity by Reporting Type: NWPP_NucRenew
ReportingType | 2015 | 2020 | 2025 | 2030 | 2035 | 2040
BM | 0 | 0 | 0 | 0 | 0 | 0
CC | 0 | 0 | 0 | 0 | 0 | 0
CSP | 0 | 0 | 0 | 0 | 0 | 0
CT | 0 | 0 | 0 | 0 | 0 | 0
Coal | 0 | 0 | 0 | 0 | 0 | 0
Geo | 4.8 | 4.8 | 4.8 | 4.8 | 4.8 | 4.8
H | 0 | 0 | 0 | 0 | 0 | 0
LFG | 0 | 0 | 0 | 0 | 0 | 0
Nuc | 0 | 0 | 0 | 0 | 0 | 0
PS | 0 | 0 | 0 | 0 | 0 | 0
PV | 0 | 0 | 0 | 0 | 0 | 0
PeakG | 0 | 0 | 0 | 0 | 0 | 0
PeakO | 0 | 0 | 0 | 0 | 0 | 0
ST | 0 | 0 | 0 | 0 | 0 | 0
STOG | 0 | 0 | 0 | 0 | 0 | 0
STWD | 0 | 0 | 0 | 0 | 0 | 0
WT | 0 | 0 | 0 | 0 | 0 | 0
IGCC | 0 | 0 | 0 | 0 | 0 | 0
DemandResponse | 0 | 0 | 0 | 0 | 0 | 0
IGCC-CCS | 0 | 0 | 0 | 0 | 0 | 0
WT_off | 0 | 0 | 0 | 0 | 0 | 0
PseudoUnit | 0 | 0 | 0 | 0 | 0 | 0
FixedInterchange | 0 | 0 | 0 | 0 | 0 | 0
Cumulative Retirements of Capacity by Reporting Type: RMPA
ReportingType | 2015 | 2020 | 2025 | 2030 | 2035 | 2040
BM | 0 | 0 | 0 | 0 | 0 | 0
CC | 0 | 0 | 0 | 0 | 0 | 0
CSP | 1 | 1 | 1 | 1 | 1 | 1
CT | 0 | 0 | 0 | 0 | 0 | 0
Coal | 480 | 650.5 | 1066.34 | 1249.5 | 1511.5 | 1511.5
Geo | 0 | 0 | 0 | 0 | 0 | 0
H | 0 | 0 | 0 | 0 | 0 | 0
LFG | 0 | 0 | 0 | 0 | 0 | 0
Nuc | 0 | 0 | 0 | 0 | 0 | 0
PS | 0 | 0 | 0 | 0 | 0 | 0
PV | 0 | 0 | 0 | 0 | 0 | 0
PeakG | 0 | 0 | 0 | 0 | 0 | 0
PeakO | 0 | 0 | 0 | 0 | 0 | 0
ST | 0 | 0 | 0 | 0 | 0 | 0
STOG | 217 | 217 | 217 | 217 | 217 | 217
STWD | 0 | 0 | 0 | 0 | 0 | 0
WT | 0 | 0 | 0 | 0 | 0 | 0
IGCC | 0 | 0 | 0 | 0 | 0 | 0
DemandResponse | 0 | 0 | 0 | 0 | 0 | 0
IGCC-CCS | 0 | 0 | 0 | 0 | 0 | 0
WT_off | 0 | 0 | 0 | 0 | 0 | 0
PseudoUnit | 0 | 0 | 0 | 0 | 0 | 0
FixedInterchange | 0 | 0 | 0 | 0 | 0 | 0
Cumulative Retirements of Capacity by Reporting Type: SP15
ReportingType | 2015 | 2020 | 2025 | 2030 | 2035 | 2040
BM | 0 | 0 | 0 | 0 | 0 | 0
CC | 0 | 0 | 0 | 0 | 0 | 0
CSP | 409 | 409 | 409 | 409 | 409 | 409
CT | 0 | 0 | 0 | 0 | 0 | 0
Coal | 141.5 | 141.5 | 141.5 | 242.7 | 242.7 | 242.7
Geo | 0 | 0 | 0 | 0 | 0 | 0
H | 0 | 0 | 0 | 0 | 0 | 0
LFG | 0 | 0 | 0 | 0 | 0 | 0
Nuc | 0 | 0 | 0 | 0 | 0 | 0
PS | 0 | 0 | 0 | 0 | 0 | 0
PV | 0 | 0 | 0 | 0 | 3.8 | 3.8
PeakG | 44 | 44 | 44 | 44 | 44 | 44
PeakO | 15 | 15 | 15 | 15 | 15 | 15
ST | 0 | 0 | 0 | 0 | 0 | 0
STOG | 965.96 | 965.96 | 965.96 | 965.96 | 965.96 | 965.96
STWD | 0 | 0 | 0 | 0 | 0 | 0
WT | 126.2 | 126.2 | 126.2 | 126.2 | 126.2 | 126.2
IGCC | 0 | 0 | 0 | 0 | 0 | 0
DemandResponse | 0 | 0 | 0 | 0 | 0 | 0
IGCC-CCS | 0 | 0 | 0 | 0 | 0 | 0
WT_off | 0 | 0 | 0 | 0 | 0 | 0
PseudoUnit | 0 | 0 | 0 | 0 | 0 | 0
FixedInterchange | 0 | 0 | 0 | 0 | 0 | 0
Cumulative Retirements of Capacity by Reporting Type: ALB
ReportingType | 2015 | 2020 | 2025 | 2030 | 2035 | 2040
BM | 0 | 0 | 0 | 0 | 0 | 0
CC | 0 | 0 | 0 | 0 | 0 | 0
CSP | 0 | 0 | 0 | 0 | 0 | 0
CT | 0 | 0 | 0 | 0 | 0 | 0
Coal | 0 | 0 | 0 | 0 | 0 | 0
Geo | 0 | 0 | 0 | 0 | 0 | 0
H | 0 | 0 | 0 | 0 | 0 | 0
LFG | 0 | 0 | 0 | 0 | 0 | 0
Nuc | 0 | 0 | 0 | 0 | 0 | 0
PS | 0 | 0 | 0 | 0 | 0 | 0
PV | 0 | 0 | 0 | 0 | 0 | 0
PeakG | 273.98 | 273.98 | 273.98 | 273.98 | 273.98 | 273.98
PeakO | 6 | 6 | 6 | 6 | 6 | 6
ST | 0 | 0 | 0 | 0 | 0 | 0
STOG | 186 | 186 | 186 | 186 | 186 | 186
STWD | 136.89 | 136.89 | 136.89 | 136.89 | 136.89 | 136.89
WT | 0 | 0 | 0 | 0 | 0 | 0
IGCC | 0 | 0 | 0 | 0 | 0 | 0
DemandResponse | 0 | 0 | 0 | 0 | 0 | 0
IGCC-CCS | 0 | 0 | 0 | 0 | 0 | 0
WT_off | 0 | 0 | 0 | 0 | 0 | 0
PseudoUnit | 0 | 0 | 0 | 0 | 0 | 0
FixedInterchange | 0 | 0 | 0 | 0 | 0 | 0
Cumulative Retirements of Capacity by Reporting Type: BC
ReportingType | 2015 | 2020 | 2025 | 2030 | 2035 | 2040
BM | 0 | 0 | 0 | 0 | 0 | 0
CC | 0 | 0 | 0 | 0 | 0 | 0
CSP | 0 | 0 | 0 | 0 | 0 | 0
CT | 0 | 0 | 0 | 0 | 0 | 0
Coal | 0 | 0 | 0 | 0 | 0 | 0
Geo | 0 | 0 | 0 | 0 | 0 | 0
H | 0 | 0 | 0 | 0 | 0 | 0
LFG | 0 | 0 | 0 | 0 | 0 | 0
Nuc | 0 | 0 | 0 | 0 | 0 | 0
PS | 0 | 0 | 0 | 0 | 0 | 0
PV | 0 | 0 | 0 | 0 | 0 | 0
PeakG | 0 | 0 | 0 | 0 | 0 | 0
PeakO | 0 | 0 | 0 | 0 | 0 | 0
ST | 0 | 0 | 0 | 0 | 0 | 0
STOG | 575.1 | 575.1 | 575.1 | 575.1 | 575.1 | 575.1
STWD | 0 | 0 | 0 | 0 | 0 | 0
WT | 0 | 0 | 0 | 0 | 0 | 0
IGCC | 0 | 0 | 0 | 0 | 0 | 0
DemandResponse | 0 | 0 | 0 | 0 | 0 | 0
IGCC-CCS | 0 | 0 | 0 | 0 | 0 | 0
WT_off | 0 | 0 | 0 | 0 | 0 | 0
PseudoUnit | 0 | 0 | 0 | 0 | 0 | 0
FixedInterchange | 0 | 0 | 0 | 0 | 0 | 0
Cumulative Retirements of Capacity by Reporting Type: HQ_IESO
ReportingType | 2015 | 2020 | 2025 | 2030 | 2035 | 2040
BM | 0 | 0 | 0 | 0 | 0 | 0
CC | 0 | 0 | 0 | 0 | 0 | 0
CSP | 0 | 0 | 0 | 0 | 0 | 0
CT | 0 | 0 | 0 | 0 | 0 | 0
Coal | 0 | 0 | 0 | 0 | 0 | 0
Geo | 0 | 0 | 0 | 0 | 0 | 0
H | 0 | 0 | 0 | 0 | 0 | 0
LFG | 0 | 0 | 0 | 0 | 0 | 0
Nuc | 0 | 0 | 0 | 0 | 0 | 0
PS | 0 | 0 | 0 | 0 | 0 | 0
PV | 0 | 0 | 0 | 0 | 0 | 0
PeakG | 0 | 0 | 0 | 0 | 0 | 0
PeakO | 0 | 0 | 0 | 0 | 0 | 0
ST | 0 | 0 | 0 | 0 | 0 | 0
STOG | 0 | 0 | 0 | 0 | 0 | 0
STWD | 0 | 0 | 0 | 0 | 0 | 0
WT | 0 | 0 | 0 | 0 | 0 | 0
IGCC | 0 | 0 | 0 | 0 | 0 | 0
DemandResponse | 0 | 0 | 0 | 0 | 0 | 0
IGCC-CCS | 0 | 0 | 0 | 0 | 0 | 0
WT_off | 0 | 0 | 0 | 0 | 0 | 0
PseudoUnit | 0 | 0 | 0 | 0 | 0 | 0
FixedInterchange | 0 | 0 | 0 | 0 | 0 | 0
Cumulative Retirements of Capacity by Reporting Type: HQ_NEISO
ReportingType | 2015 | 2020 | 2025 | 2030 | 2035 | 2040
BM | 0 | 0 | 0 | 0 | 0 | 0
CC | 0 | 0 | 0 | 0 | 0 | 0
CSP | 0 | 0 | 0 | 0 | 0 | 0
CT | 0 | 0 | 0 | 0 | 0 | 0
Coal | 0 | 0 | 0 | 0 | 0 | 0
Geo | 0 | 0 | 0 | 0 | 0 | 0
H | 0 | 0 | 0 | 0 | 0 | 0
LFG | 0 | 0 | 0 | 0 | 0 | 0
Nuc | 0 | 0 | 0 | 0 | 0 | 0
PS | 0 | 0 | 0 | 0 | 0 | 0
PV | 0 | 0 | 0 | 0 | 0 | 0
PeakG | 0 | 0 | 0 | 0 | 0 | 0
PeakO | 0 | 0 | 0 | 0 | 0 | 0
ST | 0 | 0 | 0 | 0 | 0 | 0
STOG | 0 | 0 | 0 | 0 | 0 | 0
STWD | 0 | 0 | 0 | 0 | 0 | 0
WT | 0 | 0 | 0 | 0 | 0 | 0
IGCC | 0 | 0 | 0 | 0 | 0 | 0
DemandResponse | 0 | 0 | 0 | 0 | 0 | 0
IGCC-CCS | 0 | 0 | 0 | 0 | 0 | 0
WT_off | 0 | 0 | 0 | 0 | 0 | 0
PseudoUnit | 0 | 0 | 0 | 0 | 0 | 0
FixedInterchange | 0 | 0 | 0 | 0 | 0 | 0
Cumulative Retirements of Capacity by Reporting Type: HQ_NY
ReportingType | 2015 | 2020 | 2025 | 2030 | 2035 | 2040
BM | 0 | 0 | 0 | 0 | 0 | 0
CC | 0 | 0 | 0 | 0 | 0 | 0
CSP | 0 | 0 | 0 | 0 | 0 | 0
CT | 0 | 0 | 0 | 0 | 0 | 0
Coal | 0 | 0 | 0 | 0 | 0 | 0
Geo | 0 | 0 | 0 | 0 | 0 | 0
H | 0 | 0 | 0 | 0 | 0 | 0
LFG | 0 | 0 | 0 | 0 | 0 | 0
Nuc | 0 | 0 | 0 | 0 | 0 | 0
PS | 0 | 0 | 0 | 0 | 0 | 0
PV | 0 | 0 | 0 | 0 | 0 | 0
PeakG | 0 | 0 | 0 | 0 | 0 | 0
PeakO | 0 | 0 | 0 | 0 | 0 | 0
ST | 0 | 0 | 0 | 0 | 0 | 0
STOG | 0 | 0 | 0 | 0 | 0 | 0
STWD | 0 | 0 | 0 | 0 | 0 | 0
WT | 0 | 0 | 0 | 0 | 0 | 0
IGCC | 0 | 0 | 0 | 0 | 0 | 0
DemandResponse | 0 | 0 | 0 | 0 | 0 | 0
IGCC-CCS | 0 | 0 | 0 | 0 | 0 | 0
WT_off | 0 | 0 | 0 | 0 | 0 | 0
PseudoUnit | 0 | 0 | 0 | 0 | 0 | 0
FixedInterchange | 0 | 0 | 0 | 0 | 0 | 0
Cumulative Retirements of Capacity by Reporting Type: MARITIMES
ReportingType | 2015 | 2020 | 2025 | 2030 | 2035 | 2040
BM | 0 | 0 | 0 | 0 | 0 | 0
CC | 0 | 0 | 0 | 0 | 0 | 0
CSP | 0 | 0 | 0 | 0 | 0 | 0
CT | 0 | 0 | 0 | 0 | 0 | 0
Coal | 0 | 0 | 0 | 0 | 0 | 0
Geo | 0 | 0 | 0 | 0 | 0 | 0
H | 0 | 0 | 0 | 0 | 0 | 0
LFG | 0 | 0 | 0 | 0 | 0 | 0
Nuc | 0 | 0 | 0 | 0 | 0 | 0
PS | 0 | 0 | 0 | 0 | 0 | 0
PV | 0 | 0 | 0 | 0 | 0 | 0
PeakG | 0 | 0 | 0 | 0 | 0 | 0
PeakO | 0 | 0 | 0 | 0 | 0 | 0
ST | 0 | 0 | 0 | 0 | 0 | 0
STOG | 0 | 0 | 0 | 0 | 0 | 0
STWD | 0 | 0 | 0 | 0 | 0 | 0
WT | 0 | 0 | 0 | 0 | 0 | 0
IGCC | 0 | 0 | 0 | 0 | 0 | 0
DemandResponse | 0 | 0 | 0 | 0 | 0 | 0
IGCC-CCS | 0 | 0 | 0 | 0 | 0 | 0
WT_off | 0 | 0 | 0 | 0 | 0 | 0
PseudoUnit | 0 | 0 | 0 | 0 | 0 | 0
FixedInterchange | 0 | 0 | 0 | 0 | 0 | 0
Cumulative Retirements of Capacity by Reporting Type: All
ReportingType | 2015 | 2020 | 2025 | 2030 | 2035 | 2040
BM | 0 | 0 | 0 | 0 | 0 | 192
CC | 7077.72 | 7455.93 | 7955.17 | 8686.17 | 8686.17 | 14013.07
CSP | 475 | 475 | 475 | 475 | 475 | 475
CT | 0 | 0 | 0 | 9.5 | 930.5 | 4564.06
Coal | 81209.75 | 128781.22 | 164209.98 | 194322.57 | 239053.97 | 241842.92
Geo | 4.8 | 4.8 | 4.8 | 4.8 | 4.8 | 4.8
H | 0 | 0 | 0 | 0 | 0 | 0
LFG | 0 | 0 | 0 | 0 | 0 | 0
Nuc | 0 | 614.5 | 614.5 | 2102.7 | 28678.4 | 48384.39
PS | 0 | 0 | 0 | 0 | 0 | 0
PV | 0 | 0 | 0 | 0 | 1123.56 | 1123.56
PeakG | 3882.1 | 3882.1 | 3882.1 | 3882.1 | 6869.48 | 6869.48
PeakO | 1379.77 | 1379.77 | 1379.77 | 1383.77 | 1383.77 | 2160.91
ST | 0 | 0 | 0 | 0 | 0 | 0
STOG | 36646.58 | 36646.58 | 36646.58 | 36772.58 | 40870.86 | 43096.74
STWD | 275.89 | 275.89 | 275.89 | 275.89 | 275.89 | 275.89
WT | 126.2 | 126.2 | 126.2 | 126.2 | 2232.1 | 2232.1
IGCC | 0 | 0 | 0 | 0 | 0 | 0
DemandResponse | 0 | 0 | 0 | 0 | 0 | 0
IGCC-CCS | 0 | 0 | 0 | 0 | 0 | 0
WT_off | 0 | 0 | 0 | 0 | 468 | 468
PseudoUnit | 0 | 0 | 0 | 0 | 0 | 0
FixedInterchange | 0 | 0 | 0 | 0 | 0 | 0
Cumulative Retirements of Capacity by Reporting Type: EI_US
ReportingType | 2015 | 2020 | 2025 | 2030 | 2035 | 2040
BM | 0 | 0 | 0 | 0 | 0 | 192
CC | 1705.55 | 2083.76 | 2583 | 2583 | 2583 | 7609.9
CSP | 0 | 0 | 0 | 0 | 0 | 0
CT | 0 | 0 | 0 | 9.5 | 9.5 | 3643.06
Coal | 66821.75 | 111708.72 | 143571.57 | 169026.9 | 203277.64 | 206066.58
Geo | 0 | 0 | 0 | 0 | 0 | 0
H | 0 | 0 | 0 | 0 | 0 | 0
LFG | 0 | 0 | 0 | 0 | 0 | 0
Nuc | 0 | 614.5 | 614.5 | 2102.7 | 27648.4 | 45814.39
PS | 0 | 0 | 0 | 0 | 0 | 0
PV | 0 | 0 | 0 | 0 | 32 | 32
PeakG | 268.5 | 268.5 | 268.5 | 268.5 | 268.5 | 268.5
PeakO | 644.77 | 644.77 | 644.77 | 644.77 | 644.77 | 1421.91
ST | 0 | 0 | 0 | 0 | 0 | 0
STOG | 28680.11 | 28680.11 | 28680.11 | 28680.11 | 32766.53 | 34992.41
STWD | 0 | 0 | 0 | 0 | 0 | 0
WT | 0 | 0 | 0 | 0 | 0 | 0
IGCC | 0 | 0 | 0 | 0 | 0 | 0
DemandResponse | 0 | 0 | 0 | 0 | 0 | 0
IGCC-CCS | 0 | 0 | 0 | 0 | 0 | 0
WT_off | 0 | 0 | 0 | 0 | 468 | 468
PseudoUnit | 0 | 0 | 0 | 0 | 0 | 0
FixedInterchange | 0 | 0 | 0 | 0 | 0 | 0
Cumulative Retirements of Capacity by Reporting Type: EI_Canada
ReportingType | 2015 | 2020 | 2025 | 2030 | 2035 | 2040
BM | 0 | 0 | 0 | 0 | 0 | 0
CC | 2599.17 | 2599.17 | 2599.17 | 3330.17 | 3330.17 | 3330.17
CSP | 0 | 0 | 0 | 0 | 0 | 0
CT | 0 | 0 | 0 | 0 | 35 | 35
Coal | 6526.01 | 6526.01 | 8161.9 | 8161.9 | 8161.9 | 8161.9
Geo | 0 | 0 | 0 | 0 | 0 | 0
H | 0 | 0 | 0 | 0 | 0 | 0
LFG | 0 | 0 | 0 | 0 | 0 | 0
Nuc | 0 | 0 | 0 | 0 | 1030 | 2570
PS | 0 | 0 | 0 | 0 | 0 | 0
PV | 0 | 0 | 0 | 0 | 1067.26 | 1067.26
PeakG | 0 | 0 | 0 | 0 | 0 | 0
PeakO | 175 | 175 | 175 | 179 | 179 | 179
ST | 0 | 0 | 0 | 0 | 0 | 0
STOG | 2126 | 2126 | 2126 | 2252 | 2252 | 2252
STWD | 139 | 139 | 139 | 139 | 139 | 139
WT | 0 | 0 | 0 | 0 | 2105.9 | 2105.9
IGCC | 0 | 0 | 0 | 0 | 0 | 0
DemandResponse | 0 | 0 | 0 | 0 | 0 | 0
IGCC-CCS | 0 | 0 | 0 | 0 | 0 | 0
WT_off | 0 | 0 | 0 | 0 | 0 | 0
PseudoUnit | 0 | 0 | 0 | 0 | 0 | 0
FixedInterchange | 0 | 0 | 0 | 0 | 0 | 0
Cumulative Retirements of Capacity by Reporting Type: EI
ReportingType | 2015 | 2020 | 2025 | 2030 | 2035 | 2040
BM | 0 | 0 | 0 | 0 | 0 | 192
CC | 4304.72 | 4682.93 | 5182.17 | 5913.17 | 5913.17 | 10940.07
CSP | 0 | 0 | 0 | 0 | 0 | 0
CT | 0 | 0 | 0 | 9.5 | 44.5 | 3678.06
Coal | 73347.76 | 118234.73 | 151733.47 | 177188.8 | 211439.54 | 214228.48
Geo | 0 | 0 | 0 | 0 | 0 | 0
H | 0 | 0 | 0 | 0 | 0 | 0
LFG | 0 | 0 | 0 | 0 | 0 | 0
Nuc | 0 | 614.5 | 614.5 | 2102.7 | 28678.4 | 48384.39
PS | 0 | 0 | 0 | 0 | 0 | 0
PV | 0 | 0 | 0 | 0 | 1099.26 | 1099.26
PeakG | 268.5 | 268.5 | 268.5 | 268.5 | 268.5 | 268.5
PeakO | 819.77 | 819.77 | 819.77 | 823.77 | 823.77 | 1600.91
ST | 0 | 0 | 0 | 0 | 0 | 0
STOG | 30806.11 | 30806.11 | 30806.11 | 30932.11 | 35018.53 | 37244.41
STWD | 139 | 139 | 139 | 139 | 139 | 139
WT | 0 | 0 | 0 | 0 | 2105.9 | 2105.9
IGCC | 0 | 0 | 0 | 0 | 0 | 0
DemandResponse | 0 | 0 | 0 | 0 | 0 | 0
IGCC-CCS | 0 | 0 | 0 | 0 | 0 | 0
WT_off | 0 | 0 | 0 | 0 | 468 | 468
PseudoUnit | 0 | 0 | 0 | 0 | 0 | 0
FixedInterchange | 0 | 0 | 0 | 0 | 0 | 0
Cumulative Retirements of Capacity by Reporting Type: Outside_EI
ReportingType | 2015 | 2020 | 2025 | 2030 | 2035 | 2040
BM | 0 | 0 | 0 | 0 | 0 | 0
CC | 2773 | 2773 | 2773 | 2773 | 2773 | 3073
CSP | 475 | 475 | 475 | 475 | 475 | 475
CT | 0 | 0 | 0 | 0 | 886 | 886
Coal | 7861.99 | 10546.49 | 12476.51 | 17133.77 | 27614.43 | 27614.44
Geo | 4.8 | 4.8 | 4.8 | 4.8 | 4.8 | 4.8
H | 0 | 0 | 0 | 0 | 0 | 0
LFG | 0 | 0 | 0 | 0 | 0 | 0
Nuc | 0 | 0 | 0 | 0 | 0 | 0
PS | 0 | 0 | 0 | 0 | 0 | 0
PV | 0 | 0 | 0 | 0 | 24.3 | 24.3
PeakG | 3613.6 | 3613.6 | 3613.6 | 3613.6 | 6600.98 | 6600.98
PeakO | 560 | 560 | 560 | 560 | 560 | 560
ST | 0 | 0 | 0 | 0 | 0 | 0
STOG | 5840.46 | 5840.46 | 5840.46 | 5840.46 | 5852.32 | 5852.32
STWD | 136.89 | 136.89 | 136.89 | 136.89 | 136.89 | 136.89
WT | 126.2 | 126.2 | 126.2 | 126.2 | 126.2 | 126.2
IGCC | 0 | 0 | 0 | 0 | 0 | 0
DemandResponse | 0 | 0 | 0 | 0 | 0 | 0
IGCC-CCS | 0 | 0 | 0 | 0 | 0 | 0
WT_off | 0 | 0 | 0 | 0 | 0 | 0
PseudoUnit | 0 | 0 | 0 | 0 | 0 | 0
FixedInterchange | 0 | 0 | 0 | 0 | 0 | 0
#5 | Total Installed ACTIVE Capacity (MW)
Total Installed Capacity by Reporting Type: Entergy
ReportingType | 2015 | 2020 | 2025 | 2030 | 2035 | 2040
BM | 0 | 0 | 0 | 0 | 0 | 0
CC | 13885 | 13885 | 13885 | 13885 | 13885 | 13885
CSP | 0 | 0 | 0 | 0 | 0 | 0
CT | 0 | 0 | 0 | 1672.38 | 1672.38 | 1672.38
Coal | 7338.88 | 7330.8 | 6370.84 | 5878 | 5298 | 4723
Geo | 0 | 0 | 0 | 0 | 0 | 0
H | 744 | 744 | 744 | 744 | 1463.19 | 1463.19
LFG | 8 | 8 | 8 | 115.4 | 115.4 | 115.4
Nuc | 5422 | 5422 | 5422 | 5422 | 4580 | 5791.77
PS | 59 | 59 | 59 | 59 | 59 | 59
PV | 0.29 | 65.33 | 100.79 | 104.2 | 108.02 | 110.63
PeakG | 2787 | 2787 | 2787 | 2787 | 2787 | 2787
PeakO | 174 | 174 | 174 | 174 | 174 | 174
ST | 0 | 0 | 0 | 0 | 0 | 0
STOG | 4748.84 | 4748.84 | 4748.84 | 4748.84 | 4748.84 | 4748.84
STWD | 206 | 206 | 206 | 206 | 206 | 206
WT | 107 | 107 | 107 | 107 | 207 | 207
IGCC | 0 | 0 | 0 | 0 | 0 | 0
DemandResponse | 301.55 | 1538.95 | 2854.33 | 2930.78 | 3009.27 | 3089.87
IGCC-CCS | 0 | 0 | 0 | 0 | 0 | 0
WT_off | 0 | 0 | 0 | 0 | 0 | 0
PseudoUnit | 0 | 0 | 0 | 0 | 0 | 0
FixedInterchange | 0 | 0 | 0 | 0 | 0 | 0
Total Installed Capacity by Reporting Type: FRCC
ReportingType | 2015 | 2020 | 2025 | 2030 | 2035 | 2040
BM | 0 | 0 | 0 | 0 | 0 | 0
CC | 23300.9 | 24426.45 | 24426.45 | 24426.45 | 24426.45 | 24426.45
CSP | 0 | 0 | 0 | 0 | 0 | 0
CT | 2480 | 2480 | 2480 | 2480 | 2480 | 2480
Coal | 8329 | 7460 | 6745.08 | 4627.74 | 772.08 | 772.07
Geo | 0 | 0 | 0 | 0 | 0 | 0
H | 55 | 55 | 55 | 55 | 55 | 55
LFG | 486 | 486 | 684 | 684 | 684 | 684
Nuc | 4131.33 | 4131.33 | 5767.29 | 8394.84 | 23804.37 | 29986.15
PS | 0 | 0 | 0 | 0 | 0 | 0
PV | 51 | 51 | 51 | 51 | 51 | 51
PeakG | 8431 | 8431 | 8431 | 8431 | 8431 | 8431
PeakO | 2283 | 2283 | 2283 | 2283 | 2283 | 2283
ST | 0 | 0 | 0 | 0 | 0 | 0
STOG | 7158.82 | 7158.82 | 7158.82 | 7158.82 | 3072.4 | 846.52
STWD | 195 | 195 | 195 | 195 | 195 | 195
WT | 0 | 0 | 0 | 0 | 0 | 0
IGCC | 0 | 0 | 0 | 0 | 0 | 0
DemandResponse | 2734.45 | 3962.85 | 5527.63 | 5878.95 | 6252.59 | 6649.99
IGCC-CCS | 0 | 0 | 0 | 0 | 0 | 0
WT_off | 0 | 0 | 0 | 0 | 0 | 0
PseudoUnit | 0 | 0 | 0 | 0 | 0 | 0
FixedInterchange | 0 | 0 | 0 | 0 | 0 | 0
Total Installed Capacity by Reporting Type: MAPP_US
ReportingType | 2015 | 2020 | 2025 | 2030 | 2035 | 2040
BM | 0 | 0 | 0 | 0 | 0 | 0
CC | 289 | 289 | 289 | 289 | 289 | 289
CSP | 0 | 0 | 0 | 0 | 0 | 0
CT | 308.3 | 308.3 | 308.3 | 883.41 | 1089.24 | 1570.05
Coal | 2490.08 | 2098.36 | 1465 | 1465 | 1465 | 1465
Geo | 44 | 44 | 44 | 44 | 44 | 44
H | 2186 | 2186 | 2186 | 2186 | 2186 | 2186
LFG | 2 | 2 | 2 | 73.67 | 73.67 | 73.67
Nuc | 0.1 | 0.1 | 0.1 | 0.1 | 0.1 | 0.1
PS | 0 | 0 | 0 | 0 | 0 | 0
PV | 0 | 0 | 0 | 0 | 0 | 0
PeakG | 709 | 709 | 709 | 709 | 709 | 709
PeakO | 307.58 | 307.58 | 307.58 | 307.58 | 307.58 | 307.58
ST | 0 | 0 | 0 | 0 | 0 | 0
STOG | 0 | 0 | 0 | 0 | 0 | 0
STWD | 0 | 0 | 0 | 0 | 0 | 0
WT | 1689.3 | 3244.79 | 7043.8 | 7409.83 | 11861.75 | 11861.75
IGCC | 0 | 0 | 0 | 0 | 0 | 0
DemandResponse | 59 | 199.4 | 353.8 | 367.81 | 382.38 | 397.53
IGCC-CCS | 0 | 0 | 0 | 0 | 0 | 0
WT_off | 0 | 0 | 0 | 0 | 0 | 0
PseudoUnit | 0 | 0 | 0 | 0 | 0 | 0
FixedInterchange | 0 | 0 | 0 | 0 | 0 | 0
Total Installed Capacity by Reporting Type: MISO_IN
ReportingType | 2015 | 2020 | 2025 | 2030 | 2035 | 2040
BM | 0 | 0 | 0 | 0 | 0 | 0
CC | 1396 | 4927.75 | 14475.69 | 14475.69 | 14475.69 | 14475.69
CSP | 0 | 0 | 0 | 0 | 0 | 0
CT | 0 | 0 | 0 | 0 | 0 | 0
Coal | 12561.6 | 10644.6 | 8514.04 | 7519.04 | 7519.03 | 7519.02
Geo | 0 | 0 | 0 | 0 | 0 | 0
H | 75 | 75 | 75 | 75 | 75 | 75
LFG | 37 | 37 | 37 | 117.13 | 117.13 | 117.13
Nuc | 0.1 | 0.1 | 0.1 | 0.1 | 0.1 | 0.1
PS | 0 | 0 | 0 | 0 | 0 | 0
PV | 0 | 235.95 | 383.16 | 383.16 | 394.79 | 408.27
PeakG | 3053 | 3053 | 3053 | 3053 | 3053 | 3053
PeakO | 361 | 361 | 361 | 361 | 361 | 361
ST | 0 | 0 | 0 | 0 | 0 | 0
STOG | 279 | 279 | 279 | 279 | 279 | 279
STWD | 0 | 0 | 0 | 0 | 0 | 0
WT | 535 | 535 | 535 | 535 | 535 | 535
IGCC | 618 | 618 | 618 | 618 | 618 | 618
DemandResponse | 1068.55 | 1287.74 | 1545.09 | 1592.8 | 1641.97 | 1692.67
IGCC-CCS | 0 | 0 | 0 | 0 | 0 | 0
WT_off | 0 | 0 | 0 | 0 | 0 | 0
PseudoUnit | 0 | 0 | 0 | 0 | 0 | 0
FixedInterchange | 0 | 0 | 0 | 0 | 0 | 0
Total Installed Capacity by Reporting Type: MISO_MI
ReportingType | 2015 | 2020 | 2025 | 2030 | 2035 | 2040
BM | 0 | 0 | 0 | 0 | 0 | 0
CC | 4338 | 4338 | 6908.65 | 6908.65 | 6908.65 | 6908.65
CSP | 0 | 0 | 0 | 0 | 0 | 0
CT | 0 | 0 | 0 | 2491.63 | 2491.63 | 2491.63
Coal | 8479.2 | 2195 | 1604.78 | 635 | 635 | 635
Geo | 0 | 0 | 0 | 0 | 0 | 0
H | 141 | 141 | 141 | 141 | 141 | 141
LFG | 163 | 163 | 323.25 | 323.25 | 323.25 | 323.25
Nuc | 1889 | 1889 | 1889 | 1889 | 1111 | 3332.05
PS | 1872 | 1872 | 1872 | 1872 | 1872 | 1872
PV | 0 | 0 | 0 | 0 | 0 | 0
PeakG | 3562 | 3562 | 3562 | 3562 | 3562 | 3562
PeakO | 534 | 534 | 534 | 534 | 534 | 534
ST | 0 | 0 | 0 | 0 | 0 | 0
STOG | 2852 | 2852 | 2852 | 2852 | 2852 | 2852
STWD | 163 | 163 | 163 | 163 | 163 | 163
WT | 2161 | 2161 | 2454.1 | 2602.21 | 2761 | 2899.57
IGCC | 0 | 0 | 0 | 0 | 0 | 0
DemandResponse | 1838.88 | 2351.35 | 3000.3 | 3120.7 | 3245.93 | 3376.18
IGCC-CCS | 0 | 0 | 0 | 0 | 0 | 0
WT_off | 0 | 0 | 0 | 0 | 0 | 0
PseudoUnit | 0 | 0 | 0 | 0 | 0 | 0
FixedInterchange | 0 | 0 | 0 | 0 | 0 | 0
Total Installed Capacity by Reporting Type: MISO_MO-IL
ReportingType | 2015 | 2020 | 2025 | 2030 | 2035 | 2040
BM | 0 | 0 | 0 | 0 | 0 | 0
CC | 1058 | 1058 | 1058 | 1058 | 1058 | 1058
CSP | 0 | 0 | 0 | 0 | 0 | 0
CT | 0 | 0 | 0 | 0 | 0 | 0
Coal | 13561 | 10603.95 | 7626.25 | 6501.49 | 6501.48 | 6501.48
Geo | 0 | 0 | 0 | 0 | 0 | 0
H | 352 | 352 | 632 | 632 | 632 | 632
LFG | 18 | 18 | 18 | 241.33 | 241.33 | 241.33
Nuc | 2233 | 2233 | 2233 | 2233 | 2233 | 2233
PS | 440 | 440 | 440 | 440 | 440 | 440
PV | 0 | 0 | 0 | 0 | 0 | 0
PeakG | 4595 | 4595 | 4595 | 4595 | 4595 | 4595
PeakO | 766 | 766 | 766 | 766 | 766 | 766
ST | 0 | 0 | 0 | 0 | 0 | 0
STOG | 592 | 592 | 592 | 592 | 592 | 592
STWD | 0 | 0 | 0 | 0 | 0 | 0
WT | 678 | 678 | 678 | 678 | 6278 | 6278
IGCC | 0 | 0 | 0 | 0 | 0 | 0
DemandResponse | 301.14 | 1139.8 | 2067.65 | 2153.82 | 2243.59 | 2337.1
IGCC-CCS | 0 | 0 | 0 | 0 | 0 | 0
WT_off | 0 | 0 | 0 | 0 | 0 | 0
PseudoUnit | 0 | 0 | 0 | 0 | 0 | 0
FixedInterchange | 0 | 0 | 0 | 0 | 0 | 0
Total Installed Capacity by Reporting Type: MISO_W
ReportingType | 2015 | 2020 | 2025 | 2030 | 2035 | 2040
BM | 0 | 0 | 0 | 0 | 0 | 0
CC | 3025 | 3025 | 3025 | 3025 | 3025 | 3025
CSP | 0 | 0 | 0 | 0 | 0 | 0
CT | 0 | 0 | 0 | 0 | 0 | 0
Coal | 12691.23 | 11006.03 | 9620.67 | 8623.94 | 6706.44 | 6706.44
Geo | 0 | 0 | 0 | 0 | 0 | 0
H | 497 | 497 | 497 | 497 | 497 | 497
LFG | 205 | 205 | 276.67 | 276.67 | 276.67 | 276.67
Nuc | 2361.33 | 2361.33 | 2361.33 | 2361.33 | 0.1 | 0.1
PS | 0 | 0 | 0 | 0 | 0 | 0
PV | 0 | 0 | 0 | 0 | 0 | 0
PeakG | 4522 | 4522 | 4522 | 4522 | 4522 | 4522
PeakO | 2154 | 2154 | 2154 | 2154 | 2154 | 2154
ST | 0 | 0 | 0 | 0 | 0 | 0
STOG | 172 | 172 | 172 | 172 | 172 | 172
STWD | 313 | 313 | 313 | 313 | 313 | 313
WT | 8358.5 | 8358.5 | 8358.5 | 8358.5 | 41007.38 | 41007.38
IGCC | 0 | 0 | 0 | 0 | 0 | 0
DemandResponse | 2622.87 | 2885.77 | 3318.4 | 3449.86 | 3586.51 | 3728.59
IGCC-CCS | 0 | 0 | 0 | 0 | 0 | 0
WT_off | 0 | 0 | 0 | 0 | 0 | 0
PseudoUnit | 0 | 0 | 0 | 0 | 0 | 0
FixedInterchange | 0 | 0 | 0 | 0 | 0 | 0
Total Installed Capacity by Reporting Type: MISO_WUMS
ReportingType | 2015 | 2020 | 2025 | 2030 | 2035 | 2040
BM | 0 | 0 | 0 | 0 | 0 | 0
CC | 2724 | 6918.75 | 6918.75 | 6918.75 | 6918.75 | 6918.75
CSP | 0 | 0 | 0 | 0 | 0 | 0
CT | 0 | 7765.98 | 7765.98 | 16592.23 | 23921.63 | 26124.29
Coal | 6303.1 | 4190.1 | 2956.44 | 2956.44 | 2956.44 | 2623.33
Geo | 0 | 0 | 0 | 0 | 0 | 0
H | 336 | 337 | 337 | 337 | 337 | 337
LFG | 71 | 71 | 294.33 | 294.33 | 294.33 | 294.33
Nuc | 1817 | 1817 | 1817 | 1817 | 0.1 | 0.1
PS | 0 | 0 | 0 | 0 | 0 | 0
PV | 0 | 0 | 0 | 0 | 0 | 0
PeakG | 3230 | 3230 | 3230 | 3230 | 3230 | 3230
PeakO | 490 | 490 | 490 | 490 | 490 | 490
ST | 0 | 0 | 0 | 0 | 0 | 0
STOG | 300.5 | 300.5 | 300.5 | 300.5 | 300.5 | 300.5
STWD | 105 | 105 | 105 | 105 | 105 | 105
WT | 1528.9 | 1528.9 | 1528.9 | 1528.9 | 1559.7 | 1559.7
IGCC | 0 | 0 | 0 | 0 | 0 | 0
DemandResponse | 193.34 | 453.12 | 737.75 | 762.42 | 787.92 | 814.26
IGCC-CCS | 0 | 0 | 0 | 0 | 0 | 0
WT_off | 0 | 0 | 0 | 0 | 0 | 0
PseudoUnit | 0 | 0 | 0 | 0 | 0 | 0
FixedInterchange | 0 | 0 | 0 | 0 | 0 | 0
Total Installed Capacity by Reporting Type: Nebraska
ReportingType | 2015 | 2020 | 2025 | 2030 | 2035 | 2040
BM | 0 | 0 | 0 | 0 | 0 | 0
CC | 358 | 358 | 358 | 358 | 358 | 358
CSP | 0 | 0 | 0 | 0 | 0 | 0
CT | 0 | 0 | 0 | 0 | 0 | 0
Coal | 4110.1 | 4110.1 | 3890.61 | 2705.81 | 2705.81 | 2705.81
Geo | 0 | 0 | 0 | 0 | 0 | 0
H | 167 | 167 | 167 | 167 | 167 | 167
LFG | 6 | 6 | 52.98 | 77.67 | 77.67 | 77.67
Nuc | 1252 | 1252 | 1252 | 1252 | 0.2 | 0.2
PS | 0 | 0 | 0 | 0 | 0 | 0
PV | 0 | 0 | 0 | 0 | 0 | 0
PeakG | 1305 | 1305 | 1305 | 1305 | 1305 | 1305
PeakO | 326 | 326 | 326 | 326 | 326 | 326
ST | 0 | 0 | 0 | 0 | 0 | 0
STOG | 0 | 0 | 0 | 0 | 0 | 0
STWD | 0 | 0 | 0 | 0 | 0 | 0
WT | 344 | 2819.55 | 9527.51 | 56219.42 | 70575.21 | 70575.21
IGCC | 0 | 0 | 0 | 0 | 0 | 0
DemandResponse | 624.42 | 756.13 | 918.4 | 954.78 | 992.6 | 1031.92
IGCC-CCS | 0 | 0 | 0 | 0 | 0 | 0
WT_off | 0 | 0 | 0 | 0 | 0 | 0
PseudoUnit | 0 | 0 | 0 | 0 | 0 | 0
FixedInterchange | 0 | 0 | 0 | 0 | 0 | 0
Total Installed Capacity by Reporting Type: NEISO
ReportingType | 2015 | 2020 | 2025 | 2030 | 2035 | 2040
BM | 252.2 | 252.2 | 252.2 | 252.2 | 252.2 | 252.2
CC | 11806.95 | 11428.74 | 10929.5 | 10929.5 | 10929.5 | 10929.5
CSP | 0 | 0 | 0 | 0 | 0 | 0
CT | 334 | 334 | 334 | 324.5 | 324.5 | 324.5
Coal | 320 | 0 | 0 | 0 | 0 | 0
Geo | 0 | 0 | 0 | 0 | 0 | 0
H | 3257.7 | 3257.7 | 3257.7 | 3260.7 | 3260.7 | 3260.7
LFG | 581.26 | 581.26 | 651 | 651 | 651 | 651
Nuc | 4645 | 4645 | 4645 | 4645 | 3356 | 2479.08
PS | 1674 | 1674 | 1674 | 1674 | 1674 | 1674
PV | 2 | 325.36 | 325.36 | 325.36 | 325.36 | 326.9
PeakG | 1200 | 1200 | 1200 | 1200 | 1200 | 1200
PeakO | 868.34 | 868.34 | 868.34 | 868.34 | 868.34 | 868.34
ST | 0 | 0 | 0 | 0 | 0 | 0
STOG | 0 | 0 | 0 | 0 | 0 | 0
STWD | 610 | 610 | 610 | 610 | 610 | 610
WT | 434.2 | 1936.57 | 3913.51 | 4812.65 | 5249.21 | 5249.21
IGCC | 0 | 0 | 0 | 0 | 0 | 0
DemandResponse | 3092.4 | 3627.72 | 4230.66 | 4257.78 | 4282.5 | 4307.35
IGCC-CCS | 0 | 0 | 0 | 0 | 0 | 0
WT_off | 468 | 468 | 468 | 468 | 0 | 0
PseudoUnit | 0 | 0 | 0 | 0 | 0 | 0
FixedInterchange | 0 | 0 | 0 | 0 | 0 | 0
Total Installed Capacity by Reporting Type: NonRTO_Midwest
ReportingType | 2015 | 2020 | 2025 | 2030 | 2035 | 2040
BM | 0 | 0 | 0 | 0 | 0 | 0
CC | 194.92 | 1188.44 | 2553.8 | 2553.8 | 2553.8 | 2553.8
CSP | 0 | 0 | 0 | 0 | 0 | 0
CT | 0 | 0 | 0 | 0 | 0 | 0
Coal | 8645.63 | 8036.63 | 7103.27 | 7103.27 | 2907.63 | 2427.62
Geo | 0 | 0 | 0 | 0 | 0 | 0
H | 143 | 143 | 888.99 | 889 | 889 | 889
LFG | 14 | 14 | 174.25 | 174.25 | 174.25 | 174.25
Nuc | 0.1 | 0.1 | 0.1 | 0.1 | 4162.81 | 4893.97
PS | 0 | 0 | 0 | 0 | 0 | 0
PV | 0 | 0 | 0 | 0 | 0 | 0
PeakG | 3353 | 3353 | 3353 | 3353 | 3353 | 3353
PeakO | 12 | 12 | 12 | 12 | 12 | 12
ST | 0 | 0 | 0 | 0 | 0 | 0
STOG | 0 | 0 | 0 | 0 | 0 | 0
STWD | 0 | 0 | 0 | 0 | 0 | 0
WT | 66 | 66 | 66 | 66 | 66 | 66
IGCC | 0 | 0 | 0 | 0 | 0 | 0
DemandResponse | 193.98 | 453.37 | 727.88 | 745.89 | 764.35 | 783.26
IGCC-CCS | 0 | 0 | 0 | 0 | 0 | 0
WT_off | 0 | 0 | 0 | 0 | 0 | 0
PseudoUnit | 0 | 0 | 0 | 0 | 0 | 0
FixedInterchange | 0 | 0 | 0 | 0 | 0 | 0
Total Installed Capacity by Reporting Type: NYISO_A-F
ReportingType | 2015 | 2020 | 2025 | 2030 | 2035 | 2040
BM | 0 | 0 | 0 | 0 | 0 | 0
CC | 4233 | 4233 | 4233 | 4233 | 4233 | 4233
CSP | 0 | 0 | 0 | 0 | 0 | 0
CT | 0 | 0 | 0 | 0 | 0 | 0
Coal | 0 | 0 | 0 | 0 | 0 | 0
Geo | 0 | 0 | 0 | 0 | 0 | 0
H | 4395 | 4395 | 4395 | 4395 | 4395 | 4395
LFG | 172.4 | 172.4 | 172.4 | 240.33 | 240.33 | 240.33
Nuc | 3365 | 3365 | 3365 | 2743.8 | 2163.3 | 1311.1
PS | 1412 | 1412 | 1412 | 1412 | 1412 | 1412
PV | 0 | 0 | 0 | 0 | 0 | 0
PeakG | 221 | 221 | 221 | 221 | 221 | 221
PeakO | 39 | 39 | 39 | 39 | 39 | 39
ST | 0 | 0 | 0 | 0 | 0 | 0
STOG | 0 | 0 | 0 | 0 | 0 | 0
STWD | 86 | 86 | 86 | 86 | 86 | 86
WT | 3759.3 | 4469.1 | 4469.1 | 4469.1 | 4469.1 | 4469.1
IGCC | 0 | 0 | 0 | 0 | 0 | 0
DemandResponse | 907.2 | 1018.15 | 1143.28 | 1172.73 | 1202.95 | 1233.94
IGCC-CCS | 0 | 0 | 0 | 0 | 0 | 0
WT_off | 0 | 0 | 0 | 0 | 0 | 0
PseudoUnit | 0 | 0 | 0 | 0 | 0 | 0
FixedInterchange | 0 | 0 | 0 | 0 | 0 | 0
Total Installed Capacity by Reporting Type: NYISO_G-I
ReportingType | 2015 | 2020 | 2025 | 2030 | 2035 | 2040
BM | 0 | 0 | 0 | 0 | 0 | 0
CC | 1157 | 1157 | 1157 | 1157 | 1650.69 | 4819.18
CSP | 0 | 0 | 0 | 0 | 0 | 0
CT | 0 | 0 | 0 | 0 | 0 | 0
Coal | 0 | 0 | 0 | 0 | 0 | 0
Geo | 0 | 0 | 0 | 0 | 0 | 0
H | 32 | 32 | 32 | 32 | 32 | 32
LFG | 64 | 64 | 64.31 | 138.33 | 138.33 | 138.33
Nuc | 2045 | 2045 | 2045 | 2045 | 1025.4 | 0.4
PS | 0 | 0 | 0 | 0 | 0 | 0
PV | 0 | 0 | 0 | 0 | 0 | 0
PeakG | 65 | 65 | 65 | 65 | 65 | 65
PeakO | 87 | 87 | 87 | 87 | 87 | 87
ST | 0 | 0 | 0 | 0 | 0 | 0
STOG | 0 | 0 | 0 | 0 | 0 | 0
STWD | 0 | 0 | 0 | 0 | 0 | 0
WT | 0 | 60 | 60 | 60 | 60 | 60
IGCC | 0 | 0 | 0 | 0 | 0 | 0
DemandResponse | 339.56 | 380.32 | 434.34 | 453.11 | 472.7 | 493.13
IGCC-CCS | 0 | 0 | 0 | 0 | 0 | 0
WT_off | 0 | 0 | 0 | 0 | 0 | 0
PseudoUnit | 0 | 0 | 0 | 0 | 0 | 0
FixedInterchange | 0 | 0 | 0 | 0 | 0 | 0
Total Installed Capacity by Reporting Type: NYISO_J-K
ReportingType | 2015 | 2020 | 2025 | 2030 | 2035 | 2040
BM | 0 | 0 | 0 | 0 | 0 | 0
CC | 4833.4 | 4833.4 | 4833.4 | 4833.4 | 4833.4 | 4833.4
CSP | 0 | 0 | 0 | 0 | 0 | 0
CT | 0 | 0 | 0 | 191.28 | 2260.42 | 2616.74
Coal | 0 | 0 | 0 | 0 | 0 | 0
Geo | 0 | 0 | 0 | 0 | 0 | 0
H | 0 | 0 | 0 | 0 | 0 | 0
LFG | 124 | 124 | 124 | 198.33 | 198.33 | 198.33
Nuc | 0.1 | 0.1 | 0.1 | 0.1 | 0.1 | 0.1
PS | 0 | 0 | 0 | 0 | 0 | 0
PV | 32 | 32 | 32 | 32 | 0 | 0
PeakG | 2778 | 2778 | 2778 | 2778 | 2778 | 2778
PeakO | 2169 | 2169 | 2169 | 2169 | 2169 | 2169
ST | 0 | 0 | 0 | 0 | 0 | 0
STOG | 4373.72 | 4373.72 | 4373.72 | 4373.72 | 4373.72 | 4373.72
STWD | 0 | 0 | 0 | 0 | 0 | 0
WT | 0 | 0 | 0 | 0 | 0 | 0
IGCC | 0 | 0 | 0 | 0 | 0 | 0
DemandResponse | 1319.07 | 1502.66 | 1718.62 | 1795.58 | 1875.99 | 1960
IGCC-CCS | 0 | 0 | 0 | 0 | 0 | 0
WT_off | 0 | 0 | 0 | 0 | 0 | 0
PseudoUnit | 0 | 0 | 0 | 0 | 0 | 0
FixedInterchange | 0 | 0 | 0 | 0 | 0 | 0
Total Installed Capacity by Reporting Type: PJM_E
ReportingType | 2015 | 2020 | 2025 | 2030 | 2035 | 2040
BM | 30 | 30 | 30 | 30 | 30 | 30
CC | 12283.3 | 12283.3 | 12283.3 | 12283.3 | 12283.3 | 12283.3
CSP | 0 | 0 | 0 | 0 | 0 | 0
CT | 26.2 | 26.2 | 26.2 | 26.2 | 1652.96 | 7762.45
Coal | 595 | 595 | 27 | 27 | 27 | 27
Geo | 0 | 0 | 0 | 0 | 0 | 0
H | 269.99 | 269.99 | 269.99 | 269.99 | 269.99 | 269.99
LFG | 471.1 | 597.04 | 604 | 604 | 604 | 604
Nuc | 8510 | 7895.5 | 7895.5 | 7895.5 | 5671.5 | 4497.5
PS | 400 | 400 | 400 | 400 | 400 | 400
PV | 47.45 | 47.45 | 47.45 | 47.45 | 47.45 | 47.45
PeakG | 3877.5 | 3877.5 | 3877.5 | 3877.5 | 3877.5 | 3877.5
PeakO | 2749.3 | 2749.3 | 2749.3 | 2749.3 | 2749.3 | 2749.3
ST | 0 | 0 | 0 | 0 | 0 | 0
STOG | 2622.5 | 2622.5 | 2622.5 | 2622.5 | 2622.5 | 2622.5
STWD | 0 | 0 | 0 | 0 | 0 | 0
WT | 1160 | 1160 | 1160 | 1160 | 1160 | 1160
IGCC | 0 | 0 | 0 | 0 | 0 | 0
DemandResponse | 1256.73 | 1718.17 | 2388.62 | 2469.72 | 2553.57 | 2640.27
IGCC-CCS | 0 | 0 | 0 | 0 | 0 | 0
WT_off | 0 | 0 | 1100 | 1100 | 1100 | 1100
PseudoUnit | 0 | 0 | 0 | 0 | 0 | 0
FixedInterchange | 0 | 0 | 0 | 0 | 0 | 0
Total Installed Capacity by Reporting Type: PJM_ROM
ReportingType | 2015 | 2020 | 2025 | 2030 | 2035 | 2040
BM | 18 | 18 | 18 | 18 | 18 | 18
CC | 5664.5 | 5664.5 | 5664.5 | 7580.25 | 20808.92 | 26737.06
CSP | 0 | 0 | 0 | 0 | 0 | 0
CT | 16 | 16 | 16 | 16 | 16 | 16
Coal | 7179.81 | 5889.5 | 1361.88 | 1361.88 | 1361.88 | 1361.88
Geo | 0 | 0 | 0 | 0 | 0 | 0
H | 1392 | 1392 | 2070 | 2070 | 2070 | 2070
LFG | 356.9 | 622 | 622 | 622 | 622 | 622
Nuc | 5036 | 5036 | 5036 | 5036 | 3304 | 2405
PS | 1513 | 1513 | 1513 | 1513 | 1513 | 1513
PV | 4 | 1413.56 | 2302.2 | 2542.94 | 2638.19 | 2752.12
PeakG | 1719 | 1719 | 1719 | 1719 | 1719 | 1719
PeakO | 1566 | 1566 | 1566 | 1566 | 1566 | 1566
ST | 0 | 0 | 0 | 0 | 0 | 0
STOG | 3529 | 3529 | 3529 | 3529 | 3529 | 3529
STWD | 70 | 70 | 70 | 70 | 70 | 70
WT | 1210.8 | 1210.8 | 4272.58 | 7771 | 7771 | 7771
IGCC | 0 | 0 | 0 | 0 | 0 | 0
DemandResponse | 2307.31 | 2787.75 | 3373.93 | 3488.48 | 3606.92 | 3729.38
IGCC-CCS | 0 | 0 | 0 | 0 | 0 | 0
WT_off | 0 | 0 | 0 | 0 | 0 | 0
PseudoUnit | 0 | 0 | 0 | 0 | 0 | 0
FixedInterchange | 0 | 0 | 0 | 0 | 0 | 0
Total Installed Capacity by Reporting Type: PJM_ROR
ReportingType | 2015 | 2020 | 2025 | 2030 | 2035 | 2040
BM | 385 | 385 | 385 | 385 | 385 | 193
CC | 13618 | 19511.56 | 35509.76 | 39317.1 | 39317.1 | 39317.1
CSP | 0 | 0 | 0 | 0 | 0 | 0
CT | 29 | 29 | 29 | 169.75 | 169.75 | 169.75
Coal | 48693.3 | 34156.8 | 22937.69 | 18125.51 | 17625.51 | 17625.5
Geo | 0 | 0 | 0 | 0 | 0 | 0
H | 1837.4 | 2340.4 | 2340.4 | 2340.4 | 2340.4 | 2340.4
LFG | 539.4 | 539.4 | 1053.11 | 1053.11 | 1053.11 | 1053.11
Nuc | 20038 | 20038 | 20038 | 19171 | 14896 | 11004.27
PS | 3081 | 3081 | 3081 | 3081 | 3081 | 3081
PV | 24 | 24 | 24 | 24 | 24 | 24
PeakG | 19311 | 19311 | 19311 | 19311 | 19311 | 19311
PeakO | 1742 | 1742 | 1742 | 1742 | 1742 | 1742
ST | 0 | 0 | 0 | 0 | 0 | 0
STOG | 2122 | 2122 | 2122 | 2122 | 2122 | 2122
STWD | 194 | 194 | 194 | 194 | 194 | 194
WT | 10922.7 | 10922.7 | 11114.4 | 12777.31 | 14552.28 | 17093.48
IGCC | 0 | 0 | 0 | 0 | 0 | 0
DemandResponse | 3324.65 | 6282.21 | 9765.55 | 10067.05 | 10377.87 | 10698.28
IGCC-CCS | 0 | 0 | 0 | 0 | 0 | 0
WT_off | 0 | 0 | 0 | 0 | 0 | 0
PseudoUnit | 0 | 0 | 0 | 0 | 0 | 0
FixedInterchange | 0 | 0 | 0 | 0 | 0 | 0
Total Installed Capacity by Reporting Type: SOCO
ReportingType | 2015 | 2020 | 2025 | 2030 | 2035 | 2040
BM | 55 | 55 | 55 | 55 | 55 | 55
CC | 19838.9 | 21300.61 | 22384.78 | 22384.78 | 22384.78 | 17357.88
CSP | 0 | 0 | 0 | 0 | 0 | 0
CT | 0 | 0 | 0 | 0 | 0 | 0
Coal | 13803.98 | 12609.98 | 11883.54 | 11648.49 | 2603.96 | 1550.15
Geo | 0 | 0 | 0 | 0 | 0 | 0
H | 4194 | 4194 | 4194 | 4194 | 4194 | 4194
LFG | 37 | 37 | 144.4 | 144.4 | 144.4 | 144.4
Nuc | 5841 | 8041 | 8041 | 8276.07 | 17558.47 | 29346.9
PS | 1675 | 1675 | 1675 | 1675 | 1675 | 1675
PV | 0 | 0 | 0 | 0 | 0 | 0
PeakG | 10923 | 10923 | 10923 | 10923 | 10923 | 10923
PeakO | 1139 | 1139 | 1139 | 1139 | 1139 | 361.86
ST | 0 | 0 | 0 | 0 | 0 | 0
STOG | 0 | 0 | 0 | 0 | 0 | 0
STWD | 668 | 668 | 668 | 668 | 668 | 668
WT | 0 | 0 | 0 | 0 | 0 | 0
IGCC | 0 | 0 | 0 | 0 | 0 | 0
DemandResponse | 2570.49 | 4773.97 | 7215.46 | 7512.46 | 7821.68 | 8143.63
IGCC-CCS | 0 | 0 | 0 | 0 | 0 | 0
WT_off | 0 | 0 | 0 | 0 | 0 | 0
PseudoUnit | 0 | 0 | 0 | 0 | 0 | 0
FixedInterchange | 0 | 0 | 0 | 0 | 0 | 0
Total Installed Capacity by Reporting Type: SPP_N
ReportingType | 2015 | 2020 | 2025 | 2030 | 2035 | 2040
BM | 0 | 0 | 0 | 0 | 0 | 0
CC | 1386 | 1386 | 1386 | 1386 | 1386 | 1386
CSP | 0 | 0 | 0 | 0 | 0 | 0
CT | 0 | 0 | 0 | 0 | 0 | 0
Coal | 8013.54 | 7351.64 | 6753.71 | 4520.81 | 3863.47 | 3863.47
Geo | 0 | 0 | 0 | 0 | 0 | 0
H | 21 | 21 | 21 | 21 | 21 | 21
LFG | 7 | 7 | 102 | 102 | 102 | 102
Nuc | 1160 | 1160 | 1160 | 1160 | 1160 | 1160
PS | 0 | 0 | 0 | 0 | 0 | 0
PV | 0 | 0 | 0 | 0 | 0 | 0
PeakG | 4397 | 4397 | 4397 | 4397 | 4397 | 4397
PeakO | 1199 | 1199 | 1199 | 1199 | 1199 | 1199
ST | 0 | 0 | 0 | 0 | 0 | 0
STOG | 1581.35 | 1581.35 | 1581.35 | 1581.35 | 1581.35 | 1581.35
STWD | 0 | 0 | 0 | 0 | 0 | 0
WT | 1227 | 1227 | 1227 | 1227 | 25802.77 | 25802.77
IGCC | 0 | 0 | 0 | 0 | 0 | 0
DemandResponse | 446.68 | 920.58 | 1432.75 | 1499.14 | 1568.6 | 1641.28
IGCC-CCS | 0 | 0 | 0 | 0 | 0 | 0
WT_off | 0 | 0 | 0 | 0 | 0 | 0
PseudoUnit | 0 | 0 | 0 | 0 | 0 | 0
FixedInterchange | 0 | 0 | 0 | 0 | 0 | 0
Total Installed Capacity by Reporting Type: SPP_S
ReportingType | 2015 | 2020 | 2025 | 2030 | 2035 | 2040
BM | 0 | 0 | 0 | 0 | 0 | 0
CC | 10917 | 10917 | 10917 | 10917 | 10917 | 10917
CSP | 0 | 0 | 0 | 0 | 0 | 0
CT | 412.99 | 4022.2 | 4022.2 | 4022.2 | 4022.2 | 5553.67
Coal | 12549.93 | 11268.93 | 11268.93 | 3677 | 3330 | 2983
Geo | 0 | 0 | 0 | 0 | 0 | 0
H | 2108 | 2108 | 2108 | 2108 | 2108 | 2108
LFG | 19 | 19 | 114 | 114 | 114 | 114
Nuc | 0.1 | 0.1 | 0.1 | 0.1 | 0.1 | 0.1
PS | 446 | 446 | 446 | 446 | 446 | 446
PV | 0 | 0 | 0 | 0 | 0 | 0
PeakG | 3443 | 3443 | 3443 | 3443 | 3443 | 3443
PeakO | 122 | 122 | 122 | 122 | 122 | 122
ST | 0 | 0 | 0 | 0 | 0 | 0
STOG | 10072.16 | 10072.16 | 10072.16 | 10072.16 | 10072.16 | 10072.16
STWD | 84 | 84 | 84 | 84 | 84 | 84
WT | 2727 | 2877 | 2877 | 45920.71 | 54654.61 | 57501.77
IGCC | 0 | 0 | 0 | 0 | 0 | 0
DemandResponse | 61.11 | 1754.28 | 3560.21 | 3675.61 | 3794.74 | 3917.74
IGCC-CCS | 0 | 0 | 0 | 0 | 0 | 0
WT_off | 0 | 0 | 0 | 0 | 0 | 0
PseudoUnit | 0 | 0 | 0 | 0 | 0 | 0
FixedInterchange | 0 | 0 | 0 | 0 | 0 | 0
Total Installed Capacity by Reporting Type: TVA
ReportingType | 2015 | 2020 | 2025 | 2030 | 2035 | 2040
BM | 0 | 0 | 0 | 0 | 0 | 0
CC | 5881 | 7531.3 | 8489.68 | 8489.68 | 8489.68 | 8489.68
CSP | 0 | 0 | 0 | 0 | 0 | 0
CT | 0 | 4685.33 | 4685.33 | 4685.33 | 4685.33 | 1051.77
Coal | 11548.05 | 6213.05 | 5276.05 | 5276.05 | 440 | 440
Geo | 0 | 0 | 0 | 0 | 0 | 0
H | 5111 | 5111 | 5111 | 5138 | 5138 | 5138
LFG | 13 | 13 | 120.4 | 120.4 | 120.4 | 120.4
Nuc | 8394.89 | 8394.89 | 8394.89 | 11409.38 | 14336.07 | 17563.59
PS | 1743 | 1743 | 1743 | 1743 | 1743 | 1743
PV | 0 | 0 | 0 | 0 | 0 | 0
PeakG | 5865 | 5865 | 5865 | 5865 | 5865 | 5865
PeakO | 83 | 83 | 83 | 83 | 83 | 83
ST | 0 | 0 | 0 | 0 | 0 | 0
STOG | 0 | 0 | 0 | 0 | 0 | 0
STWD | 5 | 5 | 5 | 5 | 5 | 5
WT | 29 | 29 | 29 | 29 | 29 | 29
IGCC | 0 | 0 | 0 | 0 | 0 | 0
DemandResponse | 1805 | 2555.95 | 3357.9 | 3440.97 | 3526.11 | 3613.35
IGCC-CCS | 0 | 0 | 0 | 0 | 0 | 0
WT_off | 0 | 0 | 0 | 0 | 0 | 0
PseudoUnit | 0 | 0 | 0 | 0 | 0 | 0
FixedInterchange | 0 | 0 | 0 | 0 | 0 | 0
Total Installed Capacity by Reporting Type: TVA_Transmission
ReportingType | 2015 | 2020 | 2025 | 2030 | 2035 | 2040
BM | 0 | 0 | 0 | 0 | 0 | 0
CC | 0 | 0 | 0 | 0 | 0 | 0
CSP | 0 | 0 | 0 | 0 | 0 | 0
CT | 0 | 0 | 0 | 0 | 0 | 0
Coal | 0 | 0 | 0 | 0 | 0 | 0
Geo | 0 | 0 | 0 | 0 | 0 | 0
H | 0 | 0 | 0 | 0 | 0 | 0
LFG | 0 | 0 | 0 | 0 | 0 | 0
Nuc | 0 | 0 | 0 | 0 | 0 | 0
PS | 0 | 0 | 0 | 0 | 0 | 0
PV | 0 | 0 | 0 | 0 | 0 | 0
PeakG | 0 | 0 | 0 | 0 | 0 | 0
PeakO | 0 | 0 | 0 | 0 | 0 | 0
ST | 0 | 0 | 0 | 0 | 0 | 0
STOG | 0 | 0 | 0 | 0 | 0 | 0
STWD | 0 | 0 | 0 | 0 | 0 | 0
WT | 0 | 0 | 0 | 0 | 0 | 0
IGCC | 0 | 0 | 0 | 0 | 0 | 0
DemandResponse | 0 | 0 | 0 | 0 | 0 | 0
IGCC-CCS | 0 | 0 | 0 | 0 | 0 | 0
WT_off | 0 | 0 | 0 | 0 | 0 | 0
PseudoUnit | 0 | 0 | 0 | 0 | 0 | 0
FixedInterchange | 0 | 0 | 0 | 0 | 0 | 0
Total Installed Capacity by Reporting Type: VACAR
ReportingType | 2015 | 2020 | 2025 | 2030 | 2035 | 2040
BM | 0.92 | 231.82 | 852.3 | 912.33 | 1095.65 | 1246.46
CC | 6139.64 | 10445.24 | 12659.09 | 12659.09 | 12659.09 | 12659.09
CSP | 0 | 0 | 0 | 0 | 0 | 0
CT | 3706.62 | 3706.62 | 3706.62 | 3706.62 | 3706.62 | 3706.62
Coal | 17577.01 | 14143 | 12634.84 | 9932.84 | 1615.84 | 1615.83
Geo | 0 | 0 | 0 | 0 | 0 | 0
H | 2122 | 2122 | 2122 | 2122 | 2122 | 2122
LFG | 63.34 | 170.4 | 170.4 | 170.4 | 170.4 | 170.4
Nuc | 11430 | 13760 | 13760 | 17520.59 | 29824.37 | 33038.37
PS | 2616 | 2616 | 2616 | 2616 | 2616 | 2616
PV | 16 | 154.41 | 160.93 | 164.71 | 176.26 | 185.76
PeakG | 8308 | 8308 | 8308 | 8308 | 8308 | 8308
PeakO | 1268 | 1268 | 1268 | 1268 | 1268 | 1268
ST | 0 | 0 | 0 | 0 | 0 | 0
STOG | 92 | 92 | 92 | 92 | 92 | 92
STWD | 281 | 281 | 281 | 281 | 281 | 281
WT | 0.9 | 3500 | 3500 | 3500 | 3500 | 3500
IGCC | 0 | 0 | 0 | 0 | 0 | 0
DemandResponse | 2339.28 | 3868.22 | 5651.52 | 5928.05 | 6218.12 | 6522.37
IGCC-CCS | 0 | 0 | 0 | 0 | 0 | 0
WT_off | 1 | 1 | 1 | 1 | 1 | 1
PseudoUnit | 0 | 0 | 0 | 0 | 0 | 0
FixedInterchange | 0 | 0 | 0 | 0 | 0 | 0
Total Installed Capacity by Reporting Type: IESO
ReportingType | 2015 | 2020 | 2025 | 2030 | 2035 | 2040
BM | 326.33 | 326.33 | 326.33 | 326.33 | 326.33 | 326.33
CC | 4606.83 | 4606.83 | 4606.83 | 4606.83 | 4606.83 | 4606.83
CSP | 0 | 0 | 0 | 0 | 0 | 0
CT | 368 | 368 | 368 | 368 | 368 | 2894.35
Coal | 0 | 0 | 0 | 0 | 0 | 0
Geo | 0 | 0 | 0 | 0 | 0 | 0
H | 8693.3 | 8693.3 | 8693.3 | 8693.3 | 8693.3 | 8693.3
LFG | 117.5 | 117.5 | 117.5 | 117.5 | 117.5 | 118
Nuc | 13018 | 13018 | 13018 | 13018 | 11988 | 10448
PS | 123 | 123 | 123 | 123 | 123 | 123
PV | 1097.26 | 1097.26 | 1097.26 | 1097.26 | 30 | 30
PeakG | 584 | 584 | 584 | 584 | 584 | 584
PeakO | 0 | 0 | 0 | 0 | 0 | 0
ST | 0 | 0 | 0 | 0 | 0 | 0
STOG | 0 | 0 | 0 | 0 | 0 | 0
STWD | 0 | 0 | 0 | 0 | 0 | 0
WT | 3385.9 | 3385.9 | 3385.9 | 3385.9 | 1280 | 1280
IGCC | 0 | 0 | 0 | 0 | 0 | 0
DemandResponse | 1958.79 | 2066.83 | 2340.54 | 2421.21 | 2504.65 | 2590.98
IGCC-CCS | 0 | 0 | 0 | 0 | 0 | 0
WT_off | 0 | 0 | 0 | 0 | 0 | 0
PseudoUnit | 0 | 0 | 0 | 0 | 0 | 0
FixedInterchange | 0 | 0 | 0 | 0 | 0 | 0
Total Installed Capacity by Reporting Type: MAPP_CA
ReportingType | 2015 | 2020 | 2025 | 2030 | 2035 | 2040
BM | 0 | 0 | 0 | 0 | 0 | 0
CC | 731 | 731 | 731 | 0 | 0 | 0
CSP | 0 | 0 | 0 | 0 | 0 | 0
CT | 35 | 35 | 35 | 35 | 0 | 0
Coal | 1635.89 | 1635.89 | 0 | 0 | 0 | 0
Geo | 0 | 0 | 0 | 0 | 0 | 0
H | 6475.4 | 6805.3 | 8665.4 | 11125.4 | 11125.4 | 11125.4
LFG | 0 | 0 | 0 | 0 | 0 | 0
Nuc | 0.1 | 0.1 | 0.1 | 0.1 | 0.1 | 0.1
PS | 0 | 0 | 0 | 0 | 0 | 0
PV | 0 | 0 | 0 | 0 | 0 | 0
PeakG | 559 | 559 | 559 | 559 | 559 | 559
PeakO | 4 | 4 | 4 | 0 | 0 | 0
ST | 0 | 0 | 0 | 0 | 0 | 0
STOG | 126 | 126 | 126 | 0 | 0 | 0
STWD | 0 | 0 | 0 | 0 | 0 | 0
WT | 577.4 | 577.4 | 577.4 | 577.4 | 577.4 | 577.4
IGCC | 0 | 0 | 0 | 0 | 0 | 0
DemandResponse | 89.5 | 308.14 | 546.73 | 568.39 | 590.9 | 614.31
IGCC-CCS | 0 | 0 | 0 | 0 | 0 | 0
WT_off | 0 | 0 | 0 | 0 | 0 | 0
PseudoUnit | 0 | 0 | 0 | 0 | 0 | 0
FixedInterchange | 0 | 0 | 0 | 0 | 0 | 0
Total Installed Capacity by Reporting Type: AZ_NM_SNV_Coal
ReportingType | 2015 | 2020 | 2025 | 2030 | 2035 | 2040
BM | 0 | 0 | 0 | 0 | 0 | 0
CC | 0 | 0 | 0 | 0 | 0 | 0
CSP | 0 | 0 | 0 | 0 | 0 | 0
CT | 0 | 0 | 0 | 0 | 0 | 0
Coal | 10153.24 | 10153.24 | 10055.52 | 6947.43 | 5230.9 | 5230.9
Geo | 0 | 0 | 0 | 0 | 0 | 0
H | 0 | 0 | 0 | 0 | 0 | 0
LFG | 0 | 0 | 0 | 0 | 0 | 0
Nuc | 0 | 0 | 0 | 0 | 0 | 0
PS | 0 | 0 | 0 | 0 | 0 | 0
PV | 0 | 0 | 0 | 0 | 0 | 0
PeakG | 0 | 0 | 0 | 0 | 0 | 0
PeakO | 0 | 0 | 0 | 0 | 0 | 0
ST | 0 | 0 | 0 | 0 | 0 | 0
STOG | 0 | 0 | 0 | 0 | 0 | 0
STWD | 0 | 0 | 0 | 0 | 0 | 0
WT | 0 | 0 | 0 | 0 | 0 | 0
IGCC | 0 | 0 | 0 | 0 | 0 | 0
DemandResponse | 0 | 0 | 0 | 0 | 0 | 0
IGCC-CCS | 0 | 0 | 0 | 0 | 0 | 0
WT_off | 0 | 0 | 0 | 0 | 0 | 0
PseudoUnit | 0 | 0 | 0 | 0 | 0 | 0
FixedInterchange | 0 | 0 | 0 | 0 | 0 | 0
Total Installed Capacity by Reporting Type: AZ_NM_SNV_Gas
ReportingType | 2015 | 2020 | 2025 | 2030 | 2035 | 2040
BM | 0 | 0 | 0 | 0 | 0 | 0
CC | 15245 | 15245 | 15245 | 15245 | 15245 | 15245
CSP | 0 | 0 | 0 | 0 | 0 | 0
CT | 736 | 736 | 736 | 736 | 0 | 0
Coal | 0 | 0 | 0 | 0 | 0 | 0
Geo | 0 | 0 | 0 | 0 | 0 | 0
H | 0 | 0 | 0 | 0 | 0 | 0
LFG | 0 | 0 | 0 | 0 | 0 | 0
Nuc | 0 | 0 | 0 | 0 | 0 | 0
PS | 0 | 0 | 0 | 0 | 0 | 0
PV | 0 | 0 | 0 | 0 | 0 | 0
PeakG | 2987.38 | 2987.38 | 2987.38 | 2987.38 | 0 | 0
PeakO | 0 | 0 | 0 | 0 | 0 | 0
ST | 0 | 0 | 0 | 0 | 0 | 0
STOG | 0 | 0 | 0 | 0 | 0 | 0
STWD | 0 | 0 | 0 | 0 | 0 | 0
WT | 0 | 0 | 0 | 0 | 0 | 0
IGCC | 0 | 0 | 0 | 0 | 0 | 0
DemandResponse | 334.55 | 1076.71 | 1928.33 | 2059.84 | 2196.64 | 2344.36
IGCC-CCS | 0 | 0 | 0 | 0 | 0 | 0
WT_off | 0 | 0 | 0 | 0 | 0 | 0
PseudoUnit | 0 | 0 | 0 | 0 | 0 | 0
FixedInterchange | 0 | 0 | 0 | 0 | 0 | 0
Total Installed Capacity by Reporting Type: AZ_NM_SNV_NucRenew
ReportingType | 2015 | 2020 | 2025 | 2030 | 2035 | 2040
BM | 0 | 0 | 0 | 0 | 0 | 0
CC | 0 | 0 | 0 | 0 | 0 | 0
CSP | 0 | 0 | 0 | 0 | 0 | 0
CT | 0 | 0 | 0 | 0 | 0 | 0
Coal | 0 | 0 | 0 | 0 | 0 | 0
Geo | 0 | 0 | 1450 | 1450 | 1450 | 1450
H | 3131 | 3131 | 3131 | 3131 | 3131 | 3131
LFG | 7 | 67.67 | 67.67 | 67.67 | 67.67 | 67.67
Nuc | 3875 | 3875 | 3875 | 10448.34 | 16858.22 | 21921.09
PS | 216 | 216 | 216 | 216 | 216 | 216
PV | 148.7 | 148.7 | 148.7 | 148.7 | 148.7 | 148.7
PeakG | 0 | 0 | 0 | 0 | 0 | 0
PeakO | 0 | 0 | 0 | 0 | 0 | 0
ST | 280 | 719.41 | 996.05 | 1120.69 | 1120.69 | 1120.69
STOG | 0 | 0 | 0 | 0 | 0 | 0
STWD | 26 | 26 | 26 | 26 | 26 | 26
WT | 525.1 | 4337.48 | 6828.98 | 8862 | 8862 | 8862
IGCC | 0 | 0 | 0 | 0 | 0 | 0
DemandResponse | 0 | 0 | 0 | 0 | 0 | 0
IGCC-CCS | 0 | 0 | 0 | 0 | 0 | 0
WT_off | 0 | 0 | 0 | 0 | 0 | 0
PseudoUnit | 0 | 0 | 0 | 0 | 0 | 0
FixedInterchange | 0 | 0 | 0 | 0 | 0 | 0
Total Installed Capacity by Reporting Type: ERCOT
ReportingType | 2015 | 2020 | 2025 | 2030 | 2035 | 2040
BM | 145 | 145 | 145 | 145 | 145 | 145
CC | 31682.86 | 34913.69 | 34913.69 | 34913.69 | 34913.69 | 34913.69
CSP | 0 | 0 | 0 | 0 | 0 | 0
CT | 250 | 250 | 250 | 250 | 250 | 250
Coal | 14621.71 | 12107.71 | 10691.25 | 10614.54 | 4629.64 | 4629.64
Geo | 0 | 0 | 0 | 0 | 0 | 0
H | 565 | 565 | 565 | 565 | 565 | 565
LFG | 75 | 75 | 429 | 429 | 429 | 429
Nuc | 5091 | 5091 | 6835.39 | 8371.24 | 17133.52 | 19910.89
PS | 0 | 0 | 0 | 0 | 0 | 0
PV | 15 | 15 | 15 | 15 | 1 | 1
PeakG | 4768 | 4768 | 4768 | 4768 | 4768 | 4768
PeakO | 51 | 51 | 51 | 51 | 51 | 51
ST | 0 | 0 | 0 | 0 | 0 | 0
STOG | 18933 | 18933 | 18933 | 18933 | 18921.14 | 18921.14
STWD | 0 | 0 | 0 | 0 | 0 | 0
WT | 9280.1 | 9280.1 | 12679.13 | 32864.78 | 33694.94 | 35183.6
IGCC | 0 | 0 | 0 | 0 | 0 | 0
DemandResponse | 740.81 | 3617.73 | 6720.3 | 6926.25 | 7155.61 | 7391.29
IGCC-CCS | 0 | 0 | 0 | 0 | 0 | 0
WT_off | 0 | 0 | 0 | 0 | 0 | 0
PseudoUnit | 0 | 0 | 0 | 0 | 0 | 0
FixedInterchange | 0 | 0 | 0 | 0 | 0 | 0
Total Installed Capacity by Reporting Type: NP15
ReportingType | 2015 | 2020 | 2025 | 2030 | 2035 | 2040
BM | 0 | 0 | 0 | 0 | 0 | 0
CC | 7404 | 7404 | 7404 | 7404 | 7404 | 7404
CSP | 0 | 0 | 0 | 0 | 0 | 0
CT | 212.6 | 1620.44 | 4637.24 | 8194 | 9132.03 | 13311.12
Coal | 28.2 | 28.2 | 28.2 | 0 | 0 | 0
Geo | 1123 | 1622.74 | 1723 | 1723 | 1723 | 1723
H | 8825 | 8825 | 8825 | 8825 | 8825 | 8825
LFG | 85 | 650 | 650 | 650 | 650 | 650
Nuc | 2300 | 2300 | 2300 | 2300 | 2300 | 2300
PS | 2257 | 2257 | 2257 | 2257 | 2257 | 2257
PV | 59.5 | 59.5 | 59.5 | 59.5 | 53 | 53
PeakG | 3265 | 3265 | 3265 | 3265 | 3265 | 3265
PeakO | 350 | 350 | 350 | 350 | 350 | 350
ST | 29 | 29 | 29 | 29 | 29 | 29
STOG | 3812.6 | 3812.6 | 3812.6 | 3812.6 | 3812.6 | 3812.6
STWD | 442 | 442 | 442 | 442 | 442 | 442
WT | 1193.2 | 1193.2 | 1193.2 | 6826.31 | 13455.49 | 14016.53
IGCC | 0 | 0 | 0 | 0 | 0 | 0
DemandResponse | 1828.06 | 1875.2 | 2034.02 | 2149.8 | 2261.58 | 2376.93
IGCC-CCS | 0 | 0 | 0 | 0 | 0 | 0
WT_off | 0 | 0 | 0 | 0 | 0 | 0
PseudoUnit | 0 | 0 | 0 | 0 | 0 | 0
FixedInterchange | 0 | 0 | 0 | 0 | 0 | 0
Total Installed Capacity by Reporting Type: NWPP_Coal
ReportingType | 2015 | 2020 | 2025 | 2030 | 2035 | 2040
BM | 0 | 0 | 0 | 0 | 0 | 0
CC | 0 | 0 | 0 | 0 | 0 | 0
CSP | 0 | 0 | 0 | 0 | 0 | 0
CT | 0 | 0 | 0 | 0 | 0 | 0
Coal | 12409.62 | 12409.62 | 12409.62 | 11249.73 | 8732.5 | 8732.5
Geo | 0 | 0 | 0 | 0 | 0 | 0
H | 0 | 0 | 0 | 0 | 0 | 0
LFG | 0 | 0 | 0 | 0 | 0 | 0
Nuc | 0 | 0 | 0 | 0 | 0 | 0
PS | 0 | 0 | 0 | 0 | 0 | 0
PV | 0 | 0 | 0 | 0 | 0 | 0
PeakG | 0 | 0 | 0 | 0 | 0 | 0
PeakO | 0 | 0 | 0 | 0 | 0 | 0
ST | 0 | 0 | 0 | 0 | 0 | 0
STOG | 0 | 0 | 0 | 0 | 0 | 0
STWD | 0 | 0 | 0 | 0 | 0 | 0
WT | 0 | 0 | 0 | 0 | 0 | 0
IGCC | 0 | 0 | 0 | 0 | 0 | 0
DemandResponse | 0 | 0 | 0 | 0 | 0 | 0
IGCC-CCS | 0 | 0 | 0 | 0 | 0 | 0
WT_off | 0 | 0 | 0 | 0 | 0 | 0
PseudoUnit | 0 | 0 | 0 | 0 | 0 | 0
FixedInterchange | 0 | 0 | 0 | 0 | 0 | 0
Total Installed Capacity by Reporting Type: NWPP_Gas
ReportingType | 2015 | 2020 | 2025 | 2030 | 2035 | 2040
BM | 0 | 0 | 0 | 0 | 0 | 0
CC | 6627 | 6627 | 6627 | 6627 | 6627 | 6327
CSP | 0 | 0 | 0 | 0 | 0 | 0
CT | 150 | 150 | 150 | 150 | 0 | 0
Coal | 0 | 0 | 0 | 0 | 0 | 0
Geo | 0 | 0 | 0 | 0 | 0 | 0
H | 0 | 0 | 0 | 0 | 0 | 0
LFG | 0 | 0 | 0 | 0 | 0 | 0
Nuc | 0 | 0 | 0 | 0 | 0 | 0
PS | 0 | 0 | 0 | 0 | 0 | 0
PV | 0 | 0 | 0 | 0 | 0 | 0
PeakG | 0 | 0 | 0 | 0 | 0 | 0
PeakO | 0 | 0 | 0 | 0 | 0 | 0
ST | 0 | 0 | 0 | 0 | 0 | 0
STOG | 0 | 0 | 0 | 0 | 0 | 0
STWD | 0 | 0 | 0 | 0 | 0 | 0
WT | 0 | 0 | 0 | 0 | 0 | 0
IGCC | 0 | 0 | 0 | 0 | 0 | 0
DemandResponse | 0.01 | 953.34 | 1988.72 | 2091.14 | 2193.74 | 2298.72
IGCC-CCS | 0 | 0 | 0 | 0 | 0 | 0
WT_off | 0 | 0 | 0 | 0 | 0 | 0
PseudoUnit | 0 | 0 | 0 | 0 | 0 | 0
FixedInterchange | 0 | 0 | 0 | 0 | 0 | 0
Total Installed Capacity by Reporting Type: NWPP_NucRenew
ReportingType | 2015 | 2020 | 2025 | 2030 | 2035 | 2040
BM | 32.55 | 32.55 | 32.55 | 32.55 | 32.55 | 32.55
CC | 0 | 0 | 0 | 0 | 0 | 0
CSP | 0 | 0 | 0 | 0 | 0 | 0
CT | 0 | 0 | 0 | 0 | 0 | 0
Coal | 0 | 0 | 0 | 0 | 0 | 0
Geo | 404.2 | 404.2 | 838.2 | 838.2 | 838.2 | 838.2
H | 33736 | 33736 | 33736 | 33736 | 33736 | 33736
LFG | 128.5 | 373 | 373 | 373 | 373 | 373
Nuc | 1131 | 1131 | 1131 | 4199.52 | 13370.94 | 15963.05
PS | 258 | 258 | 258 | 258 | 258 | 258
PV | 3 | 3 | 3 | 3 | 3 | 3
PeakG | 0 | 0 | 0 | 0 | 0 | 0
PeakO | 0 | 0 | 0 | 0 | 0 | 0
ST | 0 | 0 | 0 | 0 | 0 | 0
STOG | 0 | 0 | 0 | 0 | 0 | 0
STWD | 561 | 561 | 561 | 561 | 561 | 561
WT | 6865.3 | 6865.3 | 6865.3 | 6865.3 | 6865.3 | 6865.3
IGCC | 0 | 0 | 0 | 0 | 0 | 0
DemandResponse | 0 | 0 | 0 | 0 | 0 | 0
IGCC-CCS | 0 | 0 | 0 | 0 | 0 | 0
WT_off | 0 | 0 | 0 | 0 | 0 | 0
PseudoUnit | 0 | 0 | 0 | 0 | 0 | 0
FixedInterchange | 0 | 0 | 0 | 0 | 0 | 0
Total Installed Capacity by Reporting Type: RMPA
ReportingType | 2015 | 2020 | 2025 | 2030 | 2035 | 2040
BM | 0 | 0 | 0 | 0 | 0 | 0
CC | 2686 | 2686 | 2686 | 2686 | 2686 | 2686
CSP | 0 | 0 | 0 | 0 | 0 | 0
CT | 152 | 152 | 152 | 152 | 152 | 152
Coal | 7475.3 | 7304.8 | 6888.96 | 6705.8 | 6443.8 | 6443.8
Geo | 0 | 125.26 | 2570 | 2570 | 2570 | 2570
H | 982 | 982 | 982 | 982 | 982 | 982
LFG | 7.4 | 36.33 | 36.33 | 36.33 | 36.33 | 36.33
Nuc | 0.1 | 0.1 | 0.1 | 0.1 | 0.1 | 0.1
PS | 563 | 563 | 563 | 563 | 563 | 563
PV | 21 | 21 | 21 | 21 | 21 | 21
PeakG | 2904 | 2904 | 2904 | 2904 | 2904 | 2904
PeakO | 187 | 187 | 187 | 187 | 187 | 187
ST | 3 | 383.25 | 415.52 | 430.78 | 430.78 | 430.78
STOG | 0 | 0 | 0 | 0 | 0 | 0
STWD | 0 | 0 | 0 | 0 | 0 | 0
WT | 2113.4 | 4144.02 | 4144.02 | 4288.43 | 4288.43 | 4288.43
IGCC | 0 | 0 | 0 | 0 | 1389.37 | 2592.69
DemandResponse | 486.05 | 622.89 | 804.5 | 856.88 | 912.57 | 971.91
IGCC-CCS | 0 | 0 | 0 | 0 | 0 | 0
WT_off | 0 | 0 | 0 | 0 | 0 | 0
PseudoUnit | 0 | 0 | 0 | 0 | 0 | 0
FixedInterchange | 0 | 0 | 0 | 0 | 0 | 0
Total Installed Capacity by Reporting Type: SP15
ReportingType | 2015 | 2020 | 2025 | 2030 | 2035 | 2040
BM | 6 | 6 | 6 | 6 | 6 | 6
CC | 10080.5 | 10080.5 | 10080.5 | 10080.5 | 10080.5 | 10080.5
CSP | 0 | 0 | 0 | 0 | 0 | 0
CT | 0 | 0 | 0 | 0 | 0 | 0
Coal | 101.2 | 101.2 | 101.2 | 0 | 0 | 0
Geo | 963 | 2413 | 2413 | 2413 | 2413 | 2413
H | 1163 | 1163 | 1163 | 1163 | 1163 | 1163
LFG | 223.2 | 779 | 779 | 779 | 779 | 779
Nuc | 2250 | 2250 | 2250 | 2250 | 2250 | 2250
PS | 1440 | 1440 | 1440 | 1440 | 1440 | 1440
PV | 126.8 | 126.8 | 126.8 | 126.8 | 123 | 123
PeakG | 4309 | 4309 | 4309 | 4309 | 4309 | 4309
PeakO | 51 | 51 | 51 | 51 | 51 | 51
ST | 448 | 448 | 448 | 448 | 448 | 448
STOG | 10234.04 | 10234.04 | 10234.04 | 10234.04 | 10234.04 | 10234.04
STWD | 119 | 119 | 119 | 119 | 119 | 119
WT | 2207.8 | 2207.8 | 2207.8 | 2207.8 | 10179.49 | 10179.49
IGCC | 0 | 0 | 0 | 0 | 0 | 0
DemandResponse | 2613.15 | 2728.17 | 2959.23 | 3127.67 | 3290.3 | 3458.12
IGCC-CCS | 0 | 0 | 0 | 0 | 0 | 0
WT_off | 0 | 0 | 0 | 0 | 0 | 0
PseudoUnit | 0 | 0 | 0 | 0 | 0 | 0
FixedInterchange | 0 | 0 | 0 | 0 | 0 | 0
Total Installed Capacity by Reporting Type: ALB
ReportingType | 2015 | 2020 | 2025 | 2030 | 2035 | 2040
BM | 0 | 0 | 0 | 0 | 0 | 0
CC | 2202 | 2637.26 | 3857.03 | 3857.03 | 4862.31 | 5941.78
CSP | 0 | 0 | 0 | 0 | 0 | 0
CT | 201.5 | 201.5 | 201.5 | 201.5 | 201.5 | 201.5
Coal | 6240.83 | 6240.83 | 6240.83 | 6240.83 | 6240.83 | 6240.83
Geo | 0 | 0 | 0 | 0 | 0 | 0
H | 912 | 912 | 912 | 912 | 912 | 912
LFG | 10 | 10 | 10 | 10 | 10 | 10
Nuc | 0.1 | 0.1 | 0.1 | 0.1 | 0.1 | 0.1
PS | 0 | 0 | 0 | 0 | 0 | 0
PV | 0 | 0 | 0 | 0 | 0 | 0
PeakG | 2094.02 | 2094.02 | 2094.02 | 2094.02 | 2094.02 | 2094.02
PeakO | 0 | 0 | 0 | 0 | 0 | 0
ST | 0 | 0 | 0 | 0 | 0 | 0
STOG | 0 | 0 | 0 | 0 | 0 | 0
STWD | 37.11 | 37.11 | 37.11 | 37.11 | 37.11 | 37.11
WT | 672 | 672 | 672 | 672 | 672 | 672
IGCC | 0 | 0 | 0 | 0 | 0 | 0
DemandResponse | 105.16 | 361.08 | 660.83 | 708.64 | 759.9 | 814.88
IGCC-CCS | 0 | 0 | 0 | 0 | 0 | 0
WT_off | 0 | 0 | 0 | 0 | 0 | 0
PseudoUnit | 0 | 0 | 0 | 0 | 0 | 0
FixedInterchange | 0 | 0 | 0 | 0 | 0 | 0
Total Installed Capacity by Reporting Type: BC
ReportingType | 2015 | 2020 | 2025 | 2030 | 2035 | 2040
BM | 0 | 0 | 0 | 0 | 0 | 0
CC | 1013.82 | 1187.06 | 1699.98 | 1699.98 | 1699.98 | 1699.98
CSP | 0 | 0 | 0 | 0 | 0 | 0
CT | 0 | 0 | 0 | 671.98 | 1472.46 | 2313.03
Coal | 0 | 0 | 0 | 0 | 0 | 0
Geo | 0 | 0 | 0 | 0 | 0 | 0
H | 12161 | 12161 | 12161 | 12161 | 12161 | 12161
LFG | 24 | 24 | 24 | 24 | 24 | 24
Nuc | 0.1 | 0.1 | 0.1 | 0.1 | 0.1 | 0.1
PS | 0 | 0 | 0 | 0 | 0 | 0
PV | 0 | 0 | 0 | 0 | 0 | 0
PeakG | 141 | 141 | 141 | 141 | 141 | 141
PeakO | 44 | 44 | 44 | 44 | 44 | 44
ST | 0 | 0 | 0 | 0 | 0 | 0
STOG | 362.9 | 362.9 | 362.9 | 362.9 | 362.9 | 362.9
STWD | 510 | 510 | 510 | 510 | 510 | 510
WT | 246 | 246 | 246 | 246 | 246 | 246
IGCC | 0 | 0 | 0 | 0 | 0 | 0
DemandResponse | 0.01 | 264.69 | 555.31 | 582.51 | 611.05 | 640.98
IGCC-CCS | 0 | 0 | 0 | 0 | 0 | 0
WT_off | 0 | 0 | 0 | 0 | 0 | 0
PseudoUnit | 0 | 0 | 0 | 0 | 0 | 0
FixedInterchange | 0 | 0 | 0 | 0 | 0 | 0
Total Installed Capacity by Reporting Type: HQ_IESO
ReportingType | 2015 | 2020 | 2025 | 2030 | 2035 | 2040
BM | 0 | 0 | 0 | 0 | 0 | 0
CC | 0 | 0 | 0 | 0 | 0 | 0
CSP | 0 | 0 | 0 | 0 | 0 | 0
CT | 0 | 0 | 0 | 0 | 0 | 0
Coal | 0 | 0 | 0 | 0 | 0 | 0
Geo | 0 | 0 | 0 | 0 | 0 | 0
H | 0 | 0 | 0 | 0 | 0 | 0
LFG | 0 | 0 | 0 | 0 | 0 | 0
Nuc | 0.1 | 0.1 | 0.1 | 0.1 | 0.1 | 0.1
PS | 0 | 0 | 0 | 0 | 0 | 0
PV | 0 | 0 | 0 | 0 | 0 | 0
PeakG | 0 | 0 | 0 | 0 | 0 | 0
PeakO | 0 | 0 | 0 | 0 | 0 | 0
ST | 0 | 0 | 0 | 0 | 0 | 0
STOG | 0 | 0 | 0 | 0 | 0 | 0
STWD | 0 | 0 | 0 | 0 | 0 | 0
WT | 0 | 0 | 0 | 0 | 0 | 0
IGCC | 0 | 0 | 0 | 0 | 0 | 0
DemandResponse | 0 | 0 | 0 | 0 | 0 | 0
IGCC-CCS | 0 | 0 | 0 | 0 | 0 | 0
WT_off | 0 | 0 | 0 | 0 | 0 | 0
PseudoUnit | 0 | 0 | 0 | 0 | 0 | 0
FixedInterchange | 3000 | 3000 | 3000 | 3000 | 3000 | 3000
Total Installed Capacity by Reporting Type: HQ_NEISO
ReportingType | 2015 | 2020 | 2025 | 2030 | 2035 | 2040
BM | 0 | 0 | 0 | 0 | 0 | 0
CC | 0 | 0 | 0 | 0 | 0 | 0
CSP | 0 | 0 | 0 | 0 | 0 | 0
CT | 0 | 0 | 0 | 0 | 0 | 0
Coal | 0 | 0 | 0 | 0 | 0 | 0
Geo | 0 | 0 | 0 | 0 | 0 | 0
H | 0 | 0 | 0 | 0 | 0 | 0
LFG | 0 | 0 | 0 | 0 | 0 | 0
Nuc | 0.1 | 0.1 | 0.1 | 0.1 | 0.1 | 0.1
PS | 0 | 0 | 0 | 0 | 0 | 0
PV | 0 | 0 | 0 | 0 | 0 | 0
PeakG | 0 | 0 | 0 | 0 | 0 | 0
PeakO | 0 | 0 | 0 | 0 | 0 | 0
ST | 0 | 0 | 0 | 0 | 0 | 0
STOG | 0 | 0 | 0 | 0 | 0 | 0
STWD | 0 | 0 | 0 | 0 | 0 | 0
WT | 0 | 0 | 0 | 0 | 0 | 0
IGCC | 0 | 0 | 0 | 0 | 0 | 0
DemandResponse | 0 | 0 | 0 | 0 | 0 | 0
IGCC-CCS | 0 | 0 | 0 | 0 | 0 | 0
WT_off | 0 | 0 | 0 | 0 | 0 | 0
PseudoUnit | 0 | 0 | 0 | 0 | 1271.08 | 2500
FixedInterchange | 2920 | 2920 | 2920 | 2920 | 2920 | 2920
Total Installed Capacity by Reporting Type: HQ_NY
ReportingType | 2015 | 2020 | 2025 | 2030 | 2035 | 2040
BM | 0 | 0 | 0 | 0 | 0 | 0
CC | 0 | 0 | 0 | 0 | 0 | 0
CSP | 0 | 0 | 0 | 0 | 0 | 0
CT | 0 | 0 | 0 | 0 | 0 | 0
Coal | 0 | 0 | 0 | 0 | 0 | 0
Geo | 0 | 0 | 0 | 0 | 0 | 0
H | 0 | 0 | 0 | 0 | 0 | 0
LFG | 0 | 0 | 0 | 0 | 0 | 0
Nuc | 0.1 | 0.1 | 0.1 | 0.1 | 0.1 | 0.1
PS | 0 | 0 | 0 | 0 | 0 | 0
PV | 0 | 0 | 0 | 0 | 0 | 0
PeakG | 0 | 0 | 0 | 0 | 0 | 0
PeakO | 0 | 0 | 0 | 0 | 0 | 0
ST | 0 | 0 | 0 | 0 | 0 | 0
STOG | 0 | 0 | 0 | 0 | 0 | 0
STWD | 0 | 0 | 0 | 0 | 0 | 0
WT | 0 | 0 | 0 | 0 | 0 | 0
IGCC | 0 | 0 | 0 | 0 | 0 | 0
DemandResponse | 0 | 0 | 0 | 0 | 0 | 0
IGCC-CCS | 0 | 0 | 0 | 0 | 0 | 0
WT_off | 0 | 0 | 0 | 0 | 0 | 0
PseudoUnit | 0 | 0 | 410.37 | 2500 | 2500 | 2500
FixedInterchange | 1500 | 1500 | 1500 | 1500 | 1500 | 1500
Total Installed Capacity by Reporting Type: MARITIMES
ReportingType | 2015 | 2020 | 2025 | 2030 | 2035 | 2040
BM | 0 | 0 | 0 | 0 | 0 | 0
CC | 0 | 0 | 0 | 0 | 0 | 0
CSP | 0 | 0 | 0 | 0 | 0 | 0
CT | 0 | 0 | 0 | 0 | 0 | 0
Coal | 0 | 0 | 0 | 0 | 0 | 0
Geo | 0 | 0 | 0 | 0 | 0 | 0
H | 0 | 0 | 0 | 0 | 0 | 0
LFG | 0 | 0 | 0 | 0 | 0 | 0
Nuc | 0.1 | 0.1 | 0.1 | 0.1 | 0.1 | 0.1
PS | 0 | 0 | 0 | 0 | 0 | 0
PV | 0 | 0 | 0 | 0 | 0 | 0
PeakG | 0 | 0 | 0 | 0 | 0 | 0
PeakO | 0 | 0 | 0 | 0 | 0 | 0
ST | 0 | 0 | 0 | 0 | 0 | 0
STOG | 0 | 0 | 0 | 0 | 0 | 0
STWD | 0 | 0 | 0 | 0 | 0 | 0
WT | 0 | 0 | 0 | 0 | 0 | 0
IGCC | 0 | 0 | 0 | 0 | 0 | 0
DemandResponse | 0 | 0 | 0 | 0 | 0 | 0
IGCC-CCS | 0 | 0 | 0 | 0 | 0 | 0
WT_off | 0 | 0 | 0 | 0 | 0 | 0
PseudoUnit | 0 | 500 | 500 | 500 | 500 | 500
FixedInterchange | 1400 | 1400 | 1400 | 1400 | 1400 | 1400
Total Installed Capacity by Reporting Type: All
ReportingType | 2015 | 2020 | 2025 | 2030 | 2035 | 2040
BM | 1251 | 1481.9 | 2102.38 | 2162.41 | 2345.73 | 2304.54
CC | 230606.53 | 257224.38 | 292196.38 | 297188.46 | 311916.1 | 316765.3
CSP | 0 | 0 | 0 | 0 | 0 | 0
CT | 9418.2 | 26886.56 | 29903.36 | 48020 | 60068.63 | 74661.84
Coal | 257456.44 | 209884.96 | 174456.21 | 144343.62 | 99612.22 | 96823.27
Geo | 2534.2 | 4609.2 | 9038.2 | 9038.2 | 9038.2 | 9038.2
H | 106079.79 | 106913.69 | 110477.79 | 112967.79 | 113686.99 | 113686.99
LFG | 4136 | 6089 | 8299 | 9022.5 | 9022.5 | 9023
Nuc | 117236.86 | 121152.36 | 124532.7 | 143859.92 | 193088.57 | 221837.77
PS | 21788 | 21788 | 21788 | 21788 | 21788 | 21788
PV | 1648 | 3820.31 | 4898.15 | 5146.07 | 4144.76 | 4285.82
PeakG | 119265.9 | 119265.9 | 119265.9 | 119265.9 | 116278.52 | 116278.52
PeakO | 21126.23 | 21126.23 | 21126.23 | 21122.23 | 21122.23 | 20345.09
ST | 760 | 1579.66 | 1888.57 | 2028.47 | 2028.47 | 2028.47
STOG | 73964.42 | 73964.42 | 73964.42 | 73838.42 | 69740.14 | 67514.26
STWD | 4675.11 | 4675.11 | 4675.11 | 4675.11 | 4675.11 | 4675.11
WT | 64004.8 | 79800.11 | 101721.12 | 226027.56 | 332220.06 | 339796.69
IGCC | 618 | 618 | 618 | 618 | 2007.37 | 3210.69
DemandResponse | 37863.74 | 60093.26 | 85862.57 | 89210.8 | 92685.8 | 96304.58
IGCC-CCS | 0 | 0 | 0 | 0 | 0 | 0
WT_off | 469 | 469 | 1569 | 1569 | 1101 | 1101
PseudoUnit | 0 | 500 | 910.37 | 3000 | 4271.08 | 5500
FixedInterchange | 8820 | 8820 | 8820 | 8820 | 8820 | 8820
Total Installed Capacity by Reporting Type: EI_US
ReportingType | 2015 | 2020 | 2025 | 2030 | 2035 | 2040
BM | 741.12 | 972.02 | 1592.5 | 1652.53 | 1835.85 | 1794.66
CC | 148327.51 | 171106.05 | 204345.36 | 210068.44 | 223790.79 | 227860.53
CSP | 0 | 0 | 0 | 0 | 0 | 0
CT | 7313.11 | 23373.62 | 23373.62 | 37261.52 | 48492.64 | 55539.84
Coal | 204790.45 | 159903.47 | 128040.63 | 102585.29 | 68334.55 | 65545.61
Geo | 44 | 44 | 44 | 44 | 44 | 44
H | 29436.09 | 29940.09 | 31644.09 | 31674.09 | 32393.29 | 32393.29
LFG | 3458.4 | 3956.5 | 5812.5 | 6536 | 6536 | 6536
Nuc | 89571.36 | 93486.86 | 95122.81 | 103272.32 | 129187.38 | 149044.25
PS | 16931 | 16931 | 16931 | 16931 | 16931 | 16931
PV | 176.74 | 2349.05 | 3426.89 | 3674.82 | 3765.06 | 3906.12
PeakG | 97654.5 | 97654.5 | 97654.5 | 97654.5 | 97654.5 | 97654.5
PeakO | 20439.23 | 20439.23 | 20439.23 | 20439.23 | 20439.23 | 19662.09
ST | 0 | 0 | 0 | 0 | 0 | 0
STOG | 40495.89 | 40495.89 | 40495.89 | 40495.89 | 36409.47 | 34183.59
STWD | 2980 | 2980 | 2980 | 2980 | 2980 | 2980
WT | 36938.6 | 46890.92 | 62921.4 | 159231.63 | 252099.01 | 257625.94
IGCC | 618 | 618 | 618 | 618 | 618 | 618
DemandResponse | 29707.66 | 46218.47 | 65324.07 | 67718.5 | 70208.86 | 72802.09
IGCC-CCS | 0 | 0 | 0 | 0 | 0 | 0
WT_off | 469 | 469 | 1569 | 1569 | 1101 | 1101
PseudoUnit | 0 | 500 | 910.37 | 3000 | 4271.08 | 5500
FixedInterchange | 5820 | 5820 | 5820 | 5820 | 5820 | 5820
Total Installed Capacity by Reporting Type: EI_Canada
ReportingType | 2015 | 2020 | 2025 | 2030 | 2035 | 2040
BM | 326.33 | 326.33 | 326.33 | 326.33 | 326.33 | 326.33
CC | 5337.83 | 5337.83 | 5337.83 | 4606.83 | 4606.83 | 4606.83
CSP | 0 | 0 | 0 | 0 | 0 | 0
CT | 403 | 403 | 403 | 403 | 368 | 2894.35
Coal | 1635.89 | 1635.89 | 0 | 0 | 0 | 0
Geo | 0 | 0 | 0 | 0 | 0 | 0
H | 15168.7 | 15498.6 | 17358.7 | 19818.7 | 19818.7 | 19818.7
LFG | 117.5 | 117.5 | 117.5 | 117.5 | 117.5 | 118
Nuc | 13018.2 | 13018.2 | 13018.2 | 13018.2 | 11988.2 | 10448.2
PS | 123 | 123 | 123 | 123 | 123 | 123
PV | 1097.26 | 1097.26 | 1097.26 | 1097.26 | 30 | 30
PeakG | 1143 | 1143 | 1143 | 1143 | 1143 | 1143
PeakO | 4 | 4 | 4 | 0 | 0 | 0
ST | 0 | 0 | 0 | 0 | 0 | 0
STOG | 126 | 126 | 126 | 0 | 0 | 0
STWD | 0 | 0 | 0 | 0 | 0 | 0
WT | 3963.3 | 3963.3 | 3963.3 | 3963.3 | 1857.4 | 1857.4
IGCC | 0 | 0 | 0 | 0 | 0 | 0
DemandResponse | 2048.29 | 2374.97 | 2887.27 | 2989.59 | 3095.56 | 3205.29
IGCC-CCS | 0 | 0 | 0 | 0 | 0 | 0
WT_off | 0 | 0 | 0 | 0 | 0 | 0
PseudoUnit | 0 | 0 | 0 | 0 | 0 | 0
FixedInterchange | 3000 | 3000 | 3000 | 3000 | 3000 | 3000
Total Installed Capacity by Reporting Type: EI
ReportingType | 2015 | 2020 | 2025 | 2030 | 2035 | 2040
BM | 1067.45 | 1298.35 | 1918.83 | 1978.86 | 2162.18 | 2120.99
CC | 153665.34 | 176443.88 | 209683.18 | 214675.27 | 228397.62 | 232467.36
CSP | 0 | 0 | 0 | 0 | 0 | 0
CT | 7716.1 | 23776.62 | 23776.62 | 37664.51 | 48860.64 | 58434.19
Coal | 206426.34 | 161539.36 | 128040.63 | 102585.29 | 68334.55 | 65545.61
Geo | 44 | 44 | 44 | 44 | 44 | 44
H | 44604.79 | 45438.69 | 49002.79 | 51492.79 | 52211.99 | 52211.99
LFG | 3575.9 | 4074 | 5930 | 6653.5 | 6653.5 | 6654
Nuc | 102589.56 | 106505.06 | 108141.01 | 116290.52 | 141175.58 | 159492.45
PS | 17054 | 17054 | 17054 | 17054 | 17054 | 17054
PV | 1274 | 3446.31 | 4524.15 | 4772.07 | 3795.06 | 3936.12
PeakG | 98797.5 | 98797.5 | 98797.5 | 98797.5 | 98797.5 | 98797.5
PeakO | 20443.23 | 20443.23 | 20443.23 | 20439.23 | 20439.23 | 19662.09
ST | 0 | 0 | 0 | 0 | 0 | 0
STOG | 40621.89 | 40621.89 | 40621.89 | 40495.89 | 36409.47 | 34183.59
STWD | 2980 | 2980 | 2980 | 2980 | 2980 | 2980
WT | 40901.9 | 50854.22 | 66884.7 | 163194.93 | 253956.41 | 259483.34
IGCC | 618 | 618 | 618 | 618 | 618 | 618
DemandResponse | 31755.95 | 48593.44 | 68211.33 | 70708.09 | 73304.41 | 76007.38
IGCC-CCS | 0 | 0 | 0 | 0 | 0 | 0
WT_off | 469 | 469 | 1569 | 1569 | 1101 | 1101
PseudoUnit | 0 | 500 | 910.37 | 3000 | 4271.08 | 5500
FixedInterchange | 8820 | 8820 | 8820 | 8820 | 8820 | 8820
Total Installed Capacity by Reporting Type: Outside_EI
ReportingType | 2015 | 2020 | 2025 | 2030 | 2035 | 2040
BM | 183.55 | 183.55 | 183.55 | 183.55 | 183.55 | 183.55
CC | 76941.19 | 80780.5 | 82513.19 | 82513.19 | 83518.47 | 84297.94
CSP | 0 | 0 | 0 | 0 | 0 | 0
CT | 1702.1 | 3109.94 | 6126.74 | 10355.49 | 11207.99 | 16227.64
Coal | 51030.1 | 48345.6 | 46415.58 | 41758.33 | 31277.67 | 31277.66
Geo | 2490.2 | 4565.2 | 8994.2 | 8994.2 | 8994.2 | 8994.2
H | 61475 | 61475 | 61475 | 61475 | 61475 | 61475
LFG | 560.1 | 2015 | 2369 | 2369 | 2369 | 2369
Nuc | 14647.3 | 14647.3 | 16391.69 | 27569.41 | 51912.99 | 62345.32
PS | 4734 | 4734 | 4734 | 4734 | 4734 | 4734
PV | 374 | 374 | 374 | 374 | 349.7 | 349.7
PeakG | 20468.4 | 20468.4 | 20468.4 | 20468.4 | 17481.02 | 17481.02
PeakO | 683 | 683 | 683 | 683 | 683 | 683
ST | 760 | 1579.66 | 1888.57 | 2028.47 | 2028.47 | 2028.47
STOG | 33342.54 | 33342.54 | 33342.54 | 33342.54 | 33330.68 | 33330.68
STWD | 1695.11 | 1695.11 | 1695.11 | 1695.11 | 1695.11 | 1695.11
WT | 23102.9 | 28945.9 | 34836.42 | 62832.62 | 78263.65 | 80313.35
IGCC | 0 | 0 | 0 | 0 | 1389.37 | 2592.69
DemandResponse | 6107.8 | 11499.81 | 17651.23 | 18502.71 | 19381.39 | 20297.2
IGCC-CCS | 0 | 0 | 0 | 0 | 0 | 0
WT_off | 0 | 0 | 0 | 0 | 0 | 0
PseudoUnit | 0 | 0 | 0 | 0 | 0 | 0
FixedInterchange | 0 | 0 | 0 | 0 | 0 | 0
#6 | Retrofit Capacity (MW)
Retrofit Capacity by Reporting Type: Entergy
ReportingType | 2015 | 2020 | 2025 | 2030 | 2035 | 2040
FGD | 0 | 6610.8 | 5650.84 | 5158 | 4578 | 4003
SNCR | 0 | 0 | 0 | 0 | 0 | 0
SCR | 0 | 0 | 0 | 0 | 0 | 0
ACI90 | 0 | 0 | 0 | 0 | 0 | 0
RPJ90 | 0 | 6610.8 | 5650.84 | 5158 | 4578 | 4003
PCSEQ | 0 | 0 | 0 | 0 | 0 | 0
Retrofit Capacity by Reporting Type: FRCC
ReportingType | 2015 | 2020 | 2025 | 2030 | 2035 | 2040
FGD | 0 | 235 | 235 | 235 | 235 | 235
SNCR | 0 | 0 | 0 | 0 | 0 | 0
SCR | 3796 | 1898 | 1898 | 1519 | 0 | 0
ACI90 | 0 | 0 | 0 | 0 | 0 | 0
RPJ90 | 0 | 7460 | 6745.08 | 4627.74 | 772.08 | 772.07
PCSEQ | 0 | 0 | 537.08 | 537.08 | 537.08 | 537.07
Retrofit Capacity by Reporting Type: MAPP_US
ReportingType | 2015 | 2020 | 2025 | 2030 | 2035 | 2040
FGD | 221 | 182.18 | 0 | 0 | 0 | 0
SNCR | 0 | 0 | 0 | 0 | 0 | 0
SCR | 0 | 0 | 0 | 0 | 0 | 0
ACI90 | 0 | 0 | 0 | 0 | 0 | 0
RPJ90 | 0 | 2098.36 | 1465 | 1465 | 1465 | 1465
PCSEQ | 0 | 0 | 0 | 0 | 0 | 0
Retrofit Capacity by Reporting Type: MISO_IN
ReportingType | 2015 | 2020 | 2025 | 2030 | 2035 | 2040
FGD | 0 | 790 | 0 | 0 | 0 | 0
SNCR | 0 | 0 | 0 | 0 | 0 | 0
SCR | 0 | 0 | 0 | 0 | 0 | 0
ACI90 | 0 | 0 | 0 | 0 | 0 | 0
RPJ90 | 0 | 10374.6 | 8244.04 | 7249.04 | 7249.03 | 7249.02
PCSEQ | 0 | 0 | 2430.24 | 2430.23 | 2430.23 | 2430.22
Retrofit Capacity by Reporting Type: MISO_MI
ReportingType | 2015 | 2020 | 2025 | 2030 | 2035 | 2040
FGD | 0 | 635 | 635 | 635 | 635 | 635
SNCR | 0 | 0 | 0 | 0 | 0 | 0
SCR | 355 | 0 | 0 | 0 | 0 | 0
ACI90 | 0 | 0 | 0 | 0 | 0 | 0
RPJ90 | 0 | 2195 | 1604.78 | 635 | 635 | 635
PCSEQ | 0 | 0 | 0 | 0 | 0 | 0
Retrofit Capacity by Reporting Type: MISO_MO-IL
ReportingType | 2015 | 2020 | 2025 | 2030 | 2035 | 2040
FGD | 0 | 5332.95 | 3015 | 3015 | 3015 | 3015
SNCR | 0 | 0 | 0 | 0 | 0 | 0
SCR | 400 | 200 | 135.96 | 135.96 | 135.96 | 135.96
ACI90 | 0 | 0 | 0 | 0 | 0 | 0
RPJ90 | 2490 | 8613.95 | 5700.29 | 4575.53 | 4575.53 | 4575.52
PCSEQ | 0 | 0 | 676.25 | 676.25 | 676.24 | 676.24
Retrofit Capacity by Reporting Type: MISO_W
ReportingType | 2015 | 2020 | 2025 | 2030 | 2035 | 2040
FGD | 0 | 5555.5 | 4410.8 | 4115.9 | 2733.4 | 2733.4
SNCR | 0 | 0 | 0 | 0 | 0 | 0
SCR | 1225.26 | 612.63 | 350.53 | 0 | 0 | 0
ACI90 | 0 | 0 | 0 | 0 | 0 | 0
RPJ90 | 2652.36 | 11006.03 | 9620.67 | 8623.94 | 6706.44 | 6706.44
PCSEQ | 0 | 0 | 559.34 | 559.34 | 559.34 | 559.34
Retrofit Capacity by Reporting Type: MISO_WUMS
ReportingType | 2015 | 2020 | 2025 | 2030 | 2035 | 2040
FGD | 1135 | 1207.1 | 333.1 | 333.1 | 333.1 | 0
SNCR | 0 | 0 | 0 | 0 | 0 | 0
SCR | 2778.6 | 1489 | 417.43 | 417.43 | 417.43 | 417.43
ACI90 | 0 | 0 | 0 | 0 | 0 | 0
RPJ90 | 1740.2 | 2960.1 | 1924.01 | 1924.01 | 1924.01 | 1590.91
PCSEQ | 0 | 0 | 792.34 | 792.34 | 792.34 | 792.33
Retrofit Capacity by Reporting Type: Nebraska
ReportingType | 2015 | 2020 | 2025 | 2030 | 2035 | 2040
FGD | 0 | 3195.8 | 3195.8 | 2011 | 2011 | 2011
SNCR | 0 | 0 | 0 | 0 | 0 | 0
SCR | 0 | 0 | 0 | 0 | 0 | 0
ACI90 | 0 | 0 | 0 | 0 | 0 | 0
RPJ90 | 1364.4 | 3878 | 3658.51 | 2473.71 | 2473.71 | 2473.71
PCSEQ | 0 | 0 | 462.71 | 462.71 | 462.71 | 462.71
Retrofit Capacity by Reporting Type: NEISO
ReportingType | 2015 | 2020 | 2025 | 2030 | 2035 | 2040
FGD | 320 | 0 | 0 | 0 | 0 | 0
SNCR | 0 | 0 | 0 | 0 | 0 | 0
SCR | 0 | 0 | 0 | 0 | 0 | 0
ACI90 | 0 | 0 | 0 | 0 | 0 | 0
RPJ90 | 870.93 | 0 | 0 | 0 | 0 | 0
PCSEQ | 0 | 0 | 0 | 0 | 0 | 0
Retrofit Capacity by Reporting Type: NonRTO_Midwest
ReportingType | 2015 | 2020 | 2025 | 2030 | 2035 | 2040
FGD | 1403 | 1878 | 1771.91 | 1771.91 | 0 | 0
SNCR | 0 | 0 | 0 | 0 | 0 | 0
SCR | 1463.8 | 731.9 | 498.66 | 498.66 | 498.66 | 498.66
ACI90 | 0 | 0 | 0 | 0 | 0 | 0
RPJ90 | 0 | 7304.73 | 6604.61 | 6604.61 | 2408.97 | 1928.97
PCSEQ | 0 | 0 | 1881.64 | 1881.64 | 1881.63 | 1881.62
Retrofit Capacity by Reporting Type: NYISO_A-F
ReportingType | 2015 | 2020 | 2025 | 2030 | 2035 | 2040
FGD | 0 | 0 | 0 | 0 | 0 | 0
SNCR | 0 | 0 | 0 | 0 | 0 | 0
SCR | 0 | 0 | 0 | 0 | 0 | 0
ACI90 | 0 | 0 | 0 | 0 | 0 | 0
RPJ90 | 486.3 | 0 | 0 | 0 | 0 | 0
PCSEQ | 0 | 0 | 0 | 0 | 0 | 0
Retrofit Capacity by Reporting Type: NYISO_G-I
ReportingType | 2015 | 2020 | 2025 | 2030 | 2035 | 2040
FGD | 0 | 0 | 0 | 0 | 0 | 0
SNCR | 0 | 0 | 0 | 0 | 0 | 0
SCR | 0 | 0 | 0 | 0 | 0 | 0
ACI90 | 0 | 0 | 0 | 0 | 0 | 0
RPJ90 | 0 | 0 | 0 | 0 | 0 | 0
PCSEQ | 0 | 0 | 0 | 0 | 0 | 0
Retrofit Capacity by Reporting Type: NYISO_J-K
ReportingType | 2015 | 2020 | 2025 | 2030 | 2035 | 2040
FGD | 0 | 0 | 0 | 0 | 0 | 0
SNCR | 0 | 0 | 0 | 0 | 0 | 0
SCR | 0 | 0 | 0 | 0 | 0 | 0
ACI90 | 0 | 0 | 0 | 0 | 0 | 0
RPJ90 | 0 | 0 | 0 | 0 | 0 | 0
PCSEQ | 0 | 0 | 0 | 0 | 0 | 0
Retrofit Capacity by Reporting Type: PJM_E
ReportingType | 2015 | 2020 | 2025 | 2030 | 2035 | 2040
FGD | 0 | 0 | 0 | 0 | 0 | 0
SNCR | 0 | 0 | 0 | 0 | 0 | 0
SCR | 568 | 568 | 0 | 0 | 0 | 0
ACI90 | 0 | 0 | 0 | 0 | 0 | 0
RPJ90 | 1784 | 568 | 0 | 0 | 0 | 0
PCSEQ | 0 | 0 | 0 | 0 | 0 | 0
Retrofit Capacity by Reporting Type: PJM_ROM
ReportingType | 2015 | 2020 | 2025 | 2030 | 2035 | 2040
FGD | 0 | 0 | 0 | 0 | 0 | 0
SNCR | 0 | 0 | 0 | 0 | 0 | 0
SCR | 341 | 0 | 0 | 0 | 0 | 0
ACI90 | 0 | 0 | 0 | 0 | 0 | 0
RPJ90 | 2572 | 5857 | 1329.38 | 1329.38 | 1329.38 | 1329.38
PCSEQ | 0 | 0 | 165.38 | 165.38 | 165.38 | 165.38
Retrofit Capacity by Reporting Type: PJM_ROR
ReportingType | 2015 | 2020 | 2025 | 2030 | 2035 | 2040
FGD | 0 | 3369 | 3369 | 3369 | 3369 | 3369
SNCR | 0 | 0 | 0 | 0 | 0 | 0
SCR | 2400 | 1200 | 600 | 0 | 0 | 0
ACI90 | 0 | 0 | 0 | 0 | 0 | 0
RPJ90 | 0 | 31755 | 20535.89 | 15723.71 | 15223.71 | 15223.7
PCSEQ | 0 | 0 | 5172.89 | 5172.88 | 5172.87 | 5172.87
Retrofit Capacity by Reporting Type: SOCO
ReportingType | 2015 | 2020 | 2025 | 2030 | 2035 | 2040
FGD | 4088.7 | 5578.18 | 5578.18 | 5578.18 | 132.61 | 0
SNCR | 0 | 0 | 0 | 0 | 0 | 0
SCR | 3404.7 | 3404.7 | 3404.7 | 3404.7 | 0 | 0
ACI90 | 0 | 0 | 0 | 0 | 0 | 0
RPJ90 | 6809.4 | 12609.98 | 11883.54 | 11648.49 | 2603.96 | 1550.15
PCSEQ | 0 | 0 | 1550.16 | 1550.16 | 1550.15 | 1550.15
Retrofit Capacity by Reporting Type: SPP_N
ReportingType | 2015 | 2020 | 2025 | 2030 | 2035 | 2040
FGD | 0 | 1722.6 | 1124.67 | 190.78 | 0 | 0
SNCR | 0 | 0 | 0 | 0 | 0 | 0
SCR | 0 | 0 | 0 | 0 | 0 | 0
ACI90 | 0 | 0 | 0 | 0 | 0 | 0
RPJ90 | 1302 | 6323.6 | 5725.67 | 4055.78 | 3398.43 | 3398.43
PCSEQ | 0 | 0 | 0 | 0 | 0 | 0
Retrofit Capacity by Reporting Type: SPP_S
ReportingType | 2015 | 2020 | 2025 | 2030 | 2035 | 2040
FGD | 0 | 7394.8 | 7394.8 | 2094 | 1747 | 1400
SNCR | 0 | 0 | 0 | 0 | 0 | 0
SCR | 0 | 0 | 0 | 0 | 0 | 0
ACI90 | 0 | 0 | 0 | 0 | 0 | 0
RPJ90 | 0 | 10280.93 | 10280.93 | 2689 | 2342 | 1995
PCSEQ | 0 | 0 | 0 | 0 | 0 | 0
Retrofit Capacity by Reporting Type: TVA
ReportingType | 2015 | 2020 | 2025 | 2030 | 2035 | 2040
FGD | 0 | 472 | 0 | 0 | 0 | 0
SNCR | 0 | 0 | 0 | 0 | 0 | 0
SCR | 0 | 0 | 0 | 0 | 0 | 0
ACI90 | 0 | 0 | 0 | 0 | 0 | 0
RPJ90 | 0 | 6213.05 | 5276.05 | 5276.05 | 440 | 440
PCSEQ | 0 | 0 | 0 | 0 | 0 | 0
Retrofit Capacity by Reporting Type: TVA_Transmission
ReportingType | 2015 | 2020 | 2025 | 2030 | 2035 | 2040
FGD | 0 | 0 | 0 | 0 | 0 | 0
SNCR | 0 | 0 | 0 | 0 | 0 | 0
SCR | 0 | 0 | 0 | 0 | 0 | 0
ACI90 | 0 | 0 | 0 | 0 | 0 | 0
RPJ90 | 0 | 0 | 0 | 0 | 0 | 0
PCSEQ | 0 | 0 | 0 | 0 | 0 | 0
Retrofit Capacity by Reporting Type: VACAR
ReportingType | 2015 | 2020 | 2025 | 2030 | 2035 | 2040
FGD | 0 | 0 | 0 | 0 | 0 | 0
SNCR | 0 | 0 | 0 | 0 | 0 | 0
SCR | 0 | 0 | 0 | 0 | 0 | 0
ACI90 | 0 | 0 | 0 | 0 | 0 | 0
RPJ90 | 0 | 12198 | 10689.84 | 8687.84 | 790.84 | 790.83
PCSEQ | 0 | 0 | 790.84 | 790.84 | 790.84 | 790.83
Retrofit Capacity by Reporting Type: IESO
ReportingType | 2015 | 2020 | 2025 | 2030 | 2035 | 2040
FGD | 0 | 0 | 0 | 0 | 0 | 0
SNCR | 0 | 0 | 0 | 0 | 0 | 0
SCR | 0 | 0 | 0 | 0 | 0 | 0
ACI90 | 0 | 0 | 0 | 0 | 0 | 0
RPJ90 | 0 | 0 | 0 | 0 | 0 | 0
PCSEQ | 0 | 0 | 0 | 0 | 0 | 0
Retrofit Capacity by Reporting Type: MAPP_CA
ReportingType | 2015 | 2020 | 2025 | 2030 | 2035 | 2040
FGD | 0 | 0 | 0 | 0 | 0 | 0
SNCR | 0 | 0 | 0 | 0 | 0 | 0
SCR | 0 | 0 | 0 | 0 | 0 | 0
ACI90 | 0 | 0 | 0 | 0 | 0 | 0
RPJ90 | 0 | 0 | 0 | 0 | 0 | 0
PCSEQ | 0 | 0 | 0 | 0 | 0 | 0
Retrofit Capacity by Reporting Type: AZ_NM_SNV_Coal
ReportingType | 2015 | 2020 | 2025 | 2030 | 2035 | 2040
FGD | 384 | 540 | 540 | 156 | 156 | 156
SNCR | 0 | 0 | 0 | 0 | 0 | 0
SCR | 800 | 400 | 302.28 | 302.28 | 302.28 | 302.28
ACI90 | 0 | 0 | 0 | 0 | 0 | 0
RPJ90 | 3286 | 9753.24 | 9753.24 | 6645.15 | 4928.62 | 4928.62
PCSEQ | 0 | 0 | 720.28 | 720.28 | 720.28 | 720.27
Retrofit Capacity by Reporting Type: AZ_NM_SNV_Gas
ReportingType | 2015 | 2020 | 2025 | 2030 | 2035 | 2040
FGD | 0 | 0 | 0 | 0 | 0 | 0
SNCR | 0 | 0 | 0 | 0 | 0 | 0
SCR | 0 | 0 | 0 | 0 | 0 | 0
ACI90 | 0 | 0 | 0 | 0 | 0 | 0
RPJ90 | 0 | 0 | 0 | 0 | 0 | 0
PCSEQ | 0 | 0 | 0 | 0 | 0 | 0
Retrofit Capacity by Reporting Type: AZ_NM_SNV_NucRenew
ReportingType | 2015 | 2020 | 2025 | 2030 | 2035 | 2040
FGD | 0 | 0 | 0 | 0 | 0 | 0
SNCR | 0 | 0 | 0 | 0 | 0 | 0
SCR | 0 | 0 | 0 | 0 | 0 | 0
ACI90 | 0 | 0 | 0 | 0 | 0 | 0
RPJ90 | 0 | 0 | 0 | 0 | 0 | 0
PCSEQ | 0 | 0 | 0 | 0 | 0 | 0
Retrofit Capacity by Reporting Type: ERCOT
ReportingType | 2015 | 2020 | 2025 | 2030 | 2035 | 2040
FGD | 0 | 2611 | 2611 | 2534.29 | 0 | 0
SNCR | 0 | 0 | 0 | 0 | 0 | 0
SCR | 4370 | 2185 | 1759.54 | 1759.54 | 904.54 | 904.53
ACI90 | 0 | 0 | 0 | 0 | 0 | 0
RPJ90 | 9196 | 9487.71 | 8671.25 | 8594.54 | 2609.64 | 2609.64
PCSEQ | 0 | 0 | 904.54 | 904.54 | 904.54 | 904.53
Retrofit Capacity by Reporting Type: NP15
ReportingType | 2015 | 2020 | 2025 | 2030 | 2035 | 2040
FGD | 0 | 0 | 0 | 0 | 0 | 0
SNCR | 0 | 0 | 0 | 0 | 0 | 0
SCR | 0 | 0 | 0 | 0 | 0 | 0
ACI90 | 0 | 0 | 0 | 0 | 0 | 0
RPJ90 | 0 | 28.2 | 28.2 | 0 | 0 | 0
PCSEQ | 0 | 0 | 0 | 0 | 0 | 0
Retrofit Capacity by Reporting Type: NWPP_Coal
ReportingType | 2015 | 2020 | 2025 | 2030 | 2035 | 2040
FGD | 0 | 1601.2 | 1601.2 | 961.2 | 961.2 | 961.2
SNCR | 0 | 0 | 0 | 0 | 0 | 0
SCR | 0 | 0 | 0 | 0 | 0 | 0
ACI90 | 0 | 0 | 0 | 0 | 0 | 0
RPJ90 | 453.6 | 12409.62 | 12409.62 | 11249.73 | 8732.5 | 8732.5
PCSEQ | 0 | 0 | 226.8 | 226.8 | 226.8 | 226.8
Retrofit Capacity by Reporting Type: NWPP_Gas
ReportingType | 2015 | 2020 | 2025 | 2030 | 2035 | 2040
FGD | 0 | 0 | 0 | 0 | 0 | 0
SNCR | 0 | 0 | 0 | 0 | 0 | 0
SCR | 0 | 0 | 0 | 0 | 0 | 0
ACI90 | 0 | 0 | 0 | 0 | 0 | 0
RPJ90 | 0 | 0 | 0 | 0 | 0 | 0
PCSEQ | 0 | 0 | 0 | 0 | 0 | 0
Retrofit Capacity by Reporting Type: NWPP_NucRenew
ReportingType | 2015 | 2020 | 2025 | 2030 | 2035 | 2040
FGD | 0 | 0 | 0 | 0 | 0 | 0
SNCR | 0 | 0 | 0 | 0 | 0 | 0
SCR | 0 | 0 | 0 | 0 | 0 | 0
ACI90 | 0 | 0 | 0 | 0 | 0 | 0
RPJ90 | 0 | 0 | 0 | 0 | 0 | 0
PCSEQ | 0 | 0 | 0 | 0 | 0 | 0
Retrofit Capacity by Reporting Type: RMPA
ReportingType | 2015 | 2020 | 2025 | 2030 | 2035 | 2040
FGD | 0 | 1282 | 1282 | 1282 | 1020 | 1020
SNCR | 0 | 0 | 0 | 0 | 0 | 0
SCR | 1554.6 | 777.3 | 777.3 | 777.3 | 777.3 | 777.3
ACI90 | 0 | 0 | 0 | 0 | 0 | 0
RPJ90 | 2874.6 | 6914.8 | 6498.96 | 6315.8 | 6053.8 | 6053.8
PCSEQ | 0 | 0 | 777.3 | 777.3 | 777.3 | 777.3
Retrofit Capacity by Reporting Type: SP15
ReportingType | 2015 | 2020 | 2025 | 2030 | 2035 | 2040
FGD | 0 | 0 | 0 | 0 | 0 | 0
SNCR | 0 | 0 | 0 | 0 | 0 | 0
SCR | 0 | 0 | 0 | 0 | 0 | 0
ACI90 | 0 | 0 | 0 | 0 | 0 | 0
RPJ90 | 0 | 101.2 | 101.2 | 0 | 0 | 0
PCSEQ | 0 | 0 | 0 | 0 | 0 | 0
Retrofit Capacity by Reporting Type: ALB
ReportingType | 2015 | 2020 | 2025 | 2030 | 2035 | 2040
FGD | 0 | 0 | 0 | 0 | 0 | 0
SNCR | 0 | 0 | 0 | 0 | 0 | 0
SCR | 0 | 0 | 0 | 0 | 0 | 0
ACI90 | 0 | 0 | 0 | 0 | 0 | 0
RPJ90 | 0 | 0 | 0 | 0 | 0 | 0
PCSEQ | 0 | 0 | 0 | 0 | 0 | 0
Retrofit Capacity by Reporting Type: BC
ReportingType | 2015 | 2020 | 2025 | 2030 | 2035 | 2040
FGD | 0 | 0 | 0 | 0 | 0 | 0
SNCR | 0 | 0 | 0 | 0 | 0 | 0
SCR | 0 | 0 | 0 | 0 | 0 | 0
ACI90 | 0 | 0 | 0 | 0 | 0 | 0
RPJ90 | 0 | 0 | 0 | 0 | 0 | 0
PCSEQ | 0 | 0 | 0 | 0 | 0 | 0
Retrofit Capacity by Reporting Type: HQ_IESO
ReportingType | 2015 | 2020 | 2025 | 2030 | 2035 | 2040
FGD | 0 | 0 | 0 | 0 | 0 | 0
SNCR | 0 | 0 | 0 | 0 | 0 | 0
SCR | 0 | 0 | 0 | 0 | 0 | 0
ACI90 | 0 | 0 | 0 | 0 | 0 | 0
RPJ90 | 0 | 0 | 0 | 0 | 0 | 0
PCSEQ | 0 | 0 | 0 | 0 | 0 | 0
Retrofit Capacity by Reporting Type: HQ_NEISO
ReportingType | 2015 | 2020 | 2025 | 2030 | 2035 | 2040
FGD | 0 | 0 | 0 | 0 | 0 | 0
SNCR | 0 | 0 | 0 | 0 | 0 | 0
SCR | 0 | 0 | 0 | 0 | 0 | 0
ACI90 | 0 | 0 | 0 | 0 | 0 | 0
RPJ90 | 0 | 0 | 0 | 0 | 0 | 0
PCSEQ | 0 | 0 | 0 | 0 | 0 | 0
Retrofit Capacity by Reporting Type: HQ_NY
ReportingType | 2015 | 2020 | 2025 | 2030 | 2035 | 2040
FGD | 0 | 0 | 0 | 0 | 0 | 0
SNCR | 0 | 0 | 0 | 0 | 0 | 0
SCR | 0 | 0 | 0 | 0 | 0 | 0
ACI90 | 0 | 0 | 0 | 0 | 0 | 0
RPJ90 | 0 | 0 | 0 | 0 | 0 | 0
PCSEQ | 0 | 0 | 0 | 0 | 0 | 0
Retrofit Capacity by Reporting Type: MARITIMES
ReportingType | 2015 | 2020 | 2025 | 2030 | 2035 | 2040
FGD | 0 | 0 | 0 | 0 | 0 | 0
SNCR | 0 | 0 | 0 | 0 | 0 | 0
SCR | 0 | 0 | 0 | 0 | 0 | 0
ACI90 | 0 | 0 | 0 | 0 | 0 | 0
RPJ90 | 0 | 0 | 0 | 0 | 0 | 0
PCSEQ | 0 | 0 | 0 | 0 | 0 | 0
Retrofit Capacity by Reporting Type: All
ReportingType | 2015 | 2020 | 2025 | 2030 | 2035 | 2040
FGD | 7551.7 | 50193.12 | 42748.3 | 33440.36 | 20926.31 | 19538.6
SNCR | 0 | 0 | 0 | 0 | 0 | 0
SCR | 23456.96 | 13466.53 | 10144.4 | 8814.86 | 3036.16 | 3036.15
ACI90 | 0 | 0 | 0 | 0 | 0 | 0
RPJ90 | 37881.78 | 187001.91 | 154401.61 | 125552.03 | 81240.63 | 78451.69
PCSEQ | 0 | 0 | 17647.79 | 17647.75 | 17647.71 | 17647.67
Retrofit Capacity by Reporting Type: EI_US
ReportingType | 2015 | 2020 | 2025 | 2030 | 2035 | 2040
FGD | 7167.7 | 44158.92 | 36714.1 | 28506.87 | 18789.11 | 17401.4
SNCR | 0 | 0 | 0 | 0 | 0 | 0
SCR | 16732.36 | 10104.23 | 7305.28 | 5975.75 | 1052.04 | 1052.04
ACI90 | 0 | 0 | 0 | 0 | 0 | 0
RPJ90 | 22071.59 | 148307.13 | 116939.14 | 92746.81 | 58916.07 | 56127.13
PCSEQ | 0 | 0 | 15018.87 | 15018.84 | 15018.8 | 15018.77
Retrofit Capacity by Reporting Type: EI_Canada
ReportingType | 2015 | 2020 | 2025 | 2030 | 2035 | 2040
FGD | 0 | 0 | 0 | 0 | 0 | 0
SNCR | 0 | 0 | 0 | 0 | 0 | 0
SCR | 0 | 0 | 0 | 0 | 0 | 0
ACI90 | 0 | 0 | 0 | 0 | 0 | 0
RPJ90 | 0 | 0 | 0 | 0 | 0 | 0
PCSEQ | 0 | 0 | 0 | 0 | 0 | 0
Retrofit Capacity by Reporting Type: EI
ReportingType | 2015 | 2020 | 2025 | 2030 | 2035 | 2040
FGD | 7167.7 | 44158.92 | 36714.1 | 28506.87 | 18789.11 | 17401.4
SNCR | 0 | 0 | 0 | 0 | 0 | 0
SCR | 16732.36 | 10104.23 | 7305.28 | 5975.75 | 1052.04 | 1052.04
ACI90 | 0 | 0 | 0 | 0 | 0 | 0
RPJ90 | 22071.59 | 148307.13 | 116939.14 | 92746.81 | 58916.07 | 56127.13
PCSEQ | 0 | 0 | 15018.87 | 15018.84 | 15018.8 | 15018.77
Retrofit Capacity by Reporting Type: Outside_EI
ReportingType | 2015 | 2020 | 2025 | 2030 | 2035 | 2040
FGD | 384 | 6034.2 | 6034.2 | 4933.49 | 2137.2 | 2137.2
SNCR | 0 | 0 | 0 | 0 | 0 | 0
SCR | 6724.6 | 3362.3 | 2839.12 | 2839.11 | 1984.11 | 1984.11
ACI90 | 0 | 0 | 0 | 0 | 0 | 0
RPJ90 | 15810.2 | 38694.78 | 37462.47 | 32805.22 | 22324.56 | 22324.55
PCSEQ | 0 | 0 | 2628.92 | 2628.91 | 2628.91 | 2628.9
#7 | Reserve Margin (MW)
Reserve Margin Data: ALB
| 2015 | 2020 | 2025 | 2030 | 2035 | 2040
a. Peak Demand | 9916.01 | 10447.08 | 11261.72 | 12030.19 | 12925.57 | 13886.96
b. Peak Demand + Reserve Margin | 11700.89 | 12327.55 | 13288.83 | 14195.62 | 15252.17 | 16386.61
c. DR MW | 105.16 | 361.08 | 660.83 | 708.64 | 759.9 | 814.88
d. Capacity Credit | 11937.12 | 12628.29 | 14147.81 | 14195.62 | 15252.17 | 16386.61
Reserve Margin Data: BC
| 2015 | 2020 | 2025 | 2030 | 2035 | 2040
a. Peak Demand | 12123.75 | 12494.86 | 13175.83 | 13768.36 | 14470.91 | 15208.63
b. Peak Demand + Reserve Margin | 14306.03 | 14743.94 | 15547.48 | 16246.67 | 17075.68 | 17946.18
c. DR MW | 0.01 | 264.69 | 555.31 | 582.51 | 611.05 | 640.98
d. Capacity Credit | 14306.03 | 14743.94 | 15547.48 | 16246.67 | 17075.68 | 17946.18
Reserve Margin Data: ENT
| 2015 | 2020 | 2025 | 2030 | 2035 | 2040
a. Peak Demand | 31307.38 | 32329.04 | 32660.25 | 33862.28 | 33334.91 | 33970.92
b. Peak Demand + Reserve Margin | 35690.41 | 36855.11 | 37232.68 | 38603 | 38001.79 | 38726.84
c. DR MW | 301.55 | 1538.95 | 2854.33 | 2930.78 | 3009.27 | 3089.87
d. Capacity Credit | 35690.41 | 36855.11 | 37232.68 | 38603 | 38001.79 | 38726.84
Reserve Margin Data: ERCOT
| 2015 | 2020 | 2025 | 2030 | 2035 | 2040
a. Peak Demand | 69122.76 | 72300.72 | 75751.09 | 78846.5 | 80814.33 | 84384.65
b. Peak Demand + Reserve Margin | 77763.1 | 81338.31 | 85219.97 | 88702.31 | 90916.12 | 94932.73
c. DR MW | 740.81 | 3617.73 | 6720.3 | 6926.25 | 7155.61 | 7391.29
d. Capacity Credit | 77763.1 | 81338.31 | 85219.97 | 88702.31 | 91785.71 | 94932.73
Reserve Margin Data: FRCC
| 2015 | 2020 | 2025 | 2030 | 2035 | 2040
a. Peak Demand | 49629.34 | 52657.84 | 54864.62 | 55607.32 | 62366.88 | 65820.37
b. Peak Demand + Reserve Margin | 57570.04 | 61083.09 | 63642.96 | 64504.49 | 72345.58 | 76351.63
c. DR MW | 2734.45 | 3962.85 | 5527.63 | 5878.95 | 6252.59 | 6649.99
d. Capacity Credit | 59599.8 | 61083.09 | 63642.96 | 64504.49 | 72345.58 | 76698.88
Reserve Margin Data: IESO
| 2015 | 2020 | 2025 | 2030 | 2035 | 2040
a. Peak Demand | 23324.15 | 22671.05 | 23575.58 | 24294.68 | 25180.78 | 26098.03
b. Peak Demand + Reserve Margin | 27289.26 | 26525.13 | 27583.43 | 28424.78 | 29461.52 | 30534.69
c. DR MW | 1958.79 | 2066.83 | 2340.54 | 2421.21 | 2504.65 | 2590.98
d. Capacity Credit | 30497.48 | 30605.52 | 30879.23 | 30959.9 | 29461.52 | 30534.69
Reserve Margin Data: MAPP_CA
| 2015 | 2020 | 2025 | 2030 | 2035 | 2040
a. Peak Demand | 8678.03 | 9167.8 | 9581.02 | 9922.39 | 10335.46 | 10765.25
b. Peak Demand + Reserve Margin | 9719.4 | 10267.94 | 10730.74 | 11113.07 | 11575.72 | 12057.08
c. DR MW | 89.5 | 308.14 | 546.73 | 568.39 | 590.9 | 614.31
d. Capacity Credit | 9719.4 | 10267.94 | 10730.74 | 12351.4 | 12338.92 | 12362.33
Reserve Margin Data: MAPP_US
| 2015 | 2020 | 2025 | 2030 | 2035 | 2040
a. Peak Demand | 5385.39 | 5812.84 | 5895.92 | 6523.72 | 7302.83 | 7737.89
b. Peak Demand + Reserve Margin | 6139.34 | 6626.64 | 6721.35 | 7437.04 | 8325.23 | 8821.19
c. DR MW | 59 | 199.4 | 353.8 | 367.81 | 382.38 | 397.53
d. Capacity Credit | 6643.81 | 6626.64 | 6721.35 | 7437.04 | 8325.23 | 8821.19
Reserve Margin Data: NEISO
| 2015 | 2020 | 2025 | 2030 | 2035 | 2040
a. Peak Demand | 28587.47 | 29161.77 | 29515.48 | 29325.69 | 29642.25 | 29967.52
b. Peak Demand + Reserve Margin | 33161.46 | 33827.66 | 34237.95 | 34017.8 | 34385.01 | 34762.32
c. DR MW | 3092.4 | 3627.72 | 4230.66 | 4257.78 | 4282.5 | 4307.35
d. Capacity Credit | 33161.46 | 33827.66 | 34297.63 | 34453.13 | 34385.01 | 34762.32
Reserve Margin Data: NonRTO_Midwest
| 2015 | 2020 | 2025 | 2030 | 2035 | 2040
a. Peak Demand | 10997.43 | 11557.26 | 12593.01 | 12608.81 | 12625.01 | 12861.91
b. Peak Demand + Reserve Margin | 12537.07 | 13175.28 | 14356.04 | 14374.05 | 14392.51 | 14662.58
c. DR MW | 193.98 | 453.37 | 727.88 | 745.89 | 764.35 | 783.26
d. Capacity Credit | 12537.07 | 13175.27 | 14356.03 | 14374.05 | 14392.51 | 14662.58
Reserve Margin Data: NYISO_J-K
| 2015 | 2020 | 2025 | 2030 | 2035 | 2040
a. Peak Demand | 15335.64 | 16134.02 | 16622.39 | 17125.87 | 18273.19 | 19284.32
b. Peak Demand + Reserve Margin | 14108.79 | 14843.3 | 15292.59 | 15755.8 | 16811.33 | 17741.58
c. DR MW | 1319.07 | 1502.66 | 1718.62 | 1795.58 | 1875.99 | 1960
d. Capacity Credit | 15606.89 | 15790.48 | 16006.44 | 16349.01 | 18488.96 | 18929.29
Reserve Margin Data: PJM_E
| 2015 | 2020 | 2025 | 2030 | 2035 | 2040
a. Peak Demand | 30496.29 | 28002.68 | 29080 | 30280.37 | 31378.03 | 33213.54
b. Peak Demand + Reserve Margin | 29825.38 | 27386.62 | 28440.24 | 29614.2 | 30687.71 | 32482.84
c. DR MW | 1256.73 | 1718.17 | 2388.62 | 2469.72 | 2553.57 | 2640.27
d. Capacity Credit | 33256.65 | 33229.53 | 33668.95 | 33750.05 | 33236.66 | 38258.85
Reserve Margin Data: RMPA
| 2015 | 2020 | 2025 | 2030 | 2035 | 2040
a. Peak Demand | 12771.87 | 14295.76 | 15449.08 | 15994.24 | 17033.64 | 18141.24
b. Peak Demand + Reserve Margin | 14559.93 | 16297.16 | 17611.95 | 18233.43 | 19418.35 | 20681.01
c. DR MW | 486.05 | 622.89 | 804.5 | 856.88 | 912.57 | 971.91
d. Capacity Credit | 15767.06 | 16297.16 | 18337.97 | 18233.43 | 19418.35 | 20681.01
Reserve Margin Data: SOCO
| 2015 | 2020 | 2025 | 2030 | 2035 | 2040
a. Peak Demand | 52899.48 | 57291.95 | 59527.82 | 59788.36 | 60357.87 | 64966.75
b. Peak Demand + Reserve Margin | 60305.41 | 65312.82 | 67861.72 | 68158.73 | 68807.98 | 74062.09
c. DR MW | 2570.49 | 4773.97 | 7215.46 | 7512.46 | 7821.68 | 8143.63
d. Capacity Credit | 60659.51 | 65312.82 | 67861.72 | 68158.73 | 68807.98 | 74062.09
Reserve Margin Data: TVA
| 2015 | 2020 | 2025 | 2030 | 2035 | 2040
a. Peak Demand | 35176.02 | 36694.21 | 37508.46 | 40225.47 | 38639.19 | 38361.97
b. Peak Demand + Reserve Margin | 40452.42 | 42198.34 | 43134.72 | 46259.29 | 44435.07 | 44116.27
c. DR MW | 1805 | 2555.95 | 3357.9 | 3440.97 | 3526.11 | 3613.35
d. Capacity Credit | 40452.42 | 42198.34 | 43134.72 | 46259.29 | 44435.07 | 44116.27
Reserve Margin Data: VACAR
| 2015 | 2020 | 2025 | 2030 | 2035 | 2040
a. Peak Demand | 49078.1 | 54020.98 | 56590.21 | 57815.03 | 61730.48 | 64951.46
b. Peak Demand + Reserve Margin | 55949.03 | 61583.92 | 64512.84 | 65909.13 | 70372.75 | 74044.66
c. DR MW | 2339.28 | 3868.22 | 5651.52 | 5928.05 | 6218.12 | 6522.37
d. Capacity Credit | 55949.03 | 61583.92 | 64512.84 | 65909.13 | 70372.75 | 74044.66
Reserve Margin Data: AZ_NM_SNV
| 2015 | 2020 | 2025 | 2030 | 2035 | 2040
a. Peak Demand | 27349.04 | 29366.57 | 31522.49 | 35145.98 | 36365.12 | 39594.58
b. Peak Demand + Reserve Margin | 31642.84 | 33977.12 | 36471.52 | 40663.89 | 42074.45 | 45810.93
c. DR MW | 334.55 | 1076.71 | 1928.33 | 2059.84 | 2196.64 | 2344.36
d. Capacity Credit | 32471.72 | 33977.12 | 36471.52 | 40663.89 | 42074.45 | 47285.03
Reserve Margin Data: CA
| 2015 | 2020 | 2025 | 2030 | 2035 | 2040
a. Peak Demand | 62412.94 | 66392.56 | 69400.23 | 73558.84 | 77466.05 | 81413.33
b. Peak Demand + Reserve Margin | 72773.49 | 77413.73 | 80920.67 | 85769.61 | 90325.42 | 94927.94
c. DR MW | 4441.2 | 4603.38 | 4993.26 | 5277.46 | 5551.88 | 5835.06
d. Capacity Credit | 72773.49 | 77413.73 | 80920.67 | 85769.61 | 90325.42 | 94927.94
Reserve Margin Data: MISO
| 2015 | 2020 | 2025 | 2030 | 2035 | 2040
a. Peak Demand | 98208.02 | 100388.56 | 105677.55 | 112467.34 | 118143.39 | 122028.12
b. Peak Demand + Reserve Margin | 115296.22 | 117856.17 | 124065.44 | 132036.66 | 138700.34 | 143261.02
c. DR MW | 6024.78 | 8117.79 | 10669.2 | 11079.6 | 11505.92 | 11948.8
d. Capacity Credit | 115296.22 | 117856.17 | 124065.44 | 132036.66 | 138700.34 | 143261.02
Reserve Margin Data: NWPP
| 2015 | 2020 | 2025 | 2030 | 2035 | 2040
a. Peak Demand | 39511.72 | 41955.71 | 44393.08 | 47103.17 | 49869.02 | 51906.44
b. Peak Demand + Reserve Margin | 46623.83 | 49507.74 | 52383.83 | 55581.74 | 58845.44 | 61249.6
c. DR MW | 0.01 | 953.34 | 1988.72 | 2091.14 | 2193.74 | 2298.72
d. Capacity Credit | 54668.63 | 55852.27 | 57269.31 | 59313.73 | 65920.52 | 68317.6
Reserve Margin Data: NYISO
| 2015 | 2020 | 2025 | 2030 | 2035 | 2040
a. Peak Demand | 29814.63 | 31280.53 | 31901.74 | 32733.94 | 34190.67 | 35721.18
b. Peak Demand + Reserve Margin | 34734.04 | 36441.82 | 37165.53 | 38135.04 | 39832.13 | 41615.18
c. DR MW | 2565.83 | 2901.13 | 3296.24 | 3421.43 | 3551.63 | 3687.07
d. Capacity Credit | 35991.04 | 36441.82 | 37165.53 | 38748.79 | 39832.13 | 41615.18
Reserve Margin Data: NYISO_G-I_J-K
| 2015 | 2020 | 2025 | 2030 | 2035 | 2040
a. Peak Demand | 19283.69 | 20219.07 | 20819.81 | 21405.75 | 22758.54 | 23986.77
b. Peak Demand + Reserve Margin | 18319.5 | 19208.12 | 19778.82 | 20335.46 | 21620.61 | 22787.43
c. DR MW | 1658.63 | 1882.98 | 2152.95 | 2248.69 | 2348.69 | 2453.13
d. Capacity Credit | 19396.45 | 19629.8 | 19900.08 | 20335.46 | 21969.08 | 24573.34
Reserve Margin Data: PJM
| 2015 | 2020 | 2025 | 2030 | 2035 | 2040
a. Peak Demand | 156222.62 | 151560.11 | 156252 | 157487.91 | 163469.57 | 169345.54
b. Peak Demand + Reserve Margin | 180124.68 | 174748.8 | 180158.56 | 181583.56 | 188480.41 | 195255.41
c. DR MW | 6888.69 | 10788.12 | 15528.1 | 16025.26 | 16538.36 | 17067.93
d. Capacity Credit | 180124.68 | 174748.8 | 180158.56 | 181583.56 | 188480.41 | 195255.41
Reserve Margin Data: SPP
| 2015 | 2020 | 2025 | 2030 | 2035 | 2040
a. Peak Demand | 59190.21 | 62914.88 | 65383.9 | 67824.13 | 72335.43 | 73963.08
b. Peak Demand + Reserve Margin | 67240.08 | 71471.3 | 74276.11 | 77048.21 | 82173.05 | 84022.06
c. DR MW | 1132.21 | 3430.99 | 5911.36 | 6129.52 | 6355.94 | 6590.94
d. Capacity Credit | 67240.08 | 71471.3 | 74276.11 | 77048.21 | 82173.05 | 84022.06

## Transmission
$/MW
[8 empty] | Transfer |  | $/MWh | $/MWh | Wheel+ | $/MWh
Year | Line | From | To | EI Internal/External | Season | Block | Duration | Limit | MW flow | From price | To price | Friction | Shadow Price
2015 | ENT_2_MISO_MO-IL | ENT | MISO_MO-IL | Internal | Shoulder | B11 | 25 | 2260 | 0 | 55.32 | 48.27 | 8 | 0
2015 | ENT_2_MISO_MO-IL | ENT | MISO_MO-IL | Internal | Shoulder | B12 | 200 | 2260 | 0 | 39.32 | 40.66 | 8 | 0
2015 | ENT_2_MISO_MO-IL | ENT | MISO_MO-IL | Internal | Shoulder | B13 | 600 | 2260 | 0 | 39.32 | 39 | 8 | 0
2015 | ENT_2_MISO_MO-IL | ENT | MISO_MO-IL | Internal | Shoulder | B14 | 900 | 2260 | 0 | 39.17 | 36.94 | 8 | 0
2015 | ENT_2_MISO_MO-IL | ENT | MISO_MO-IL | Internal | Shoulder | B15 | 1203 | 2260 | 0 | 39.04 | 33.94 | 8 | 0
2015 | ENT_2_MISO_MO-IL | ENT | MISO_MO-IL | Internal | Summer | B1 | 10 | 2260 | 0 | 60.79 | 60.79 | 8 | 0
2015 | ENT_2_MISO_MO-IL | ENT | MISO_MO-IL | Internal | Summer | B2 | 25 | 2260 | 0 | 59.29 | 59.29 | 8 | 0
2015 | ENT_2_MISO_MO-IL | ENT | MISO_MO-IL | Internal | Summer | B3 | 75 | 2260 | 0 | 58.43 | 57.91 | 8 | 0
2015 | ENT_2_MISO_MO-IL | ENT | MISO_MO-IL | Internal | Summer | B4 | 100 | 2260 | 0 | 58.43 | 55.51 | 8 | 0
2015 | ENT_2_MISO_MO-IL | ENT | MISO_MO-IL | Internal | Summer | B5 | 200 | 2260 | 0 | 53.58 | 51.04 | 8 | 0
2015 | ENT_2_MISO_MO-IL | ENT | MISO_MO-IL | Internal | Summer | B6 | 300 | 2260 | 0 | 52.98 | 44.98 | 8 | 0
2015 | ENT_2_MISO_MO-IL | ENT | MISO_MO-IL | Internal | Summer | B7 | 400 | 2260 | 0 | 45.49 | 37.49 | 8 | 0
2015 | ENT_2_MISO_MO-IL | ENT | MISO_MO-IL | Internal | Summer | B8 | 500 | 2260 | 0 | 38.1 | 34.39 | 8 | 0
2015 | ENT_2_MISO_MO-IL | ENT | MISO_MO-IL | Internal | Summer | B9 | 800 | 2260 | 0 | 37.83 | 33.19 | 8 | 0
2015 | ENT_2_MISO_MO-IL | ENT | MISO_MO-IL | Internal | Summer | B10 | 1262 | 2260 | 0 | 36.6 | 31.47 | 8 | 0
2015 | ENT_2_MISO_MO-IL | ENT | MISO_MO-IL | Internal | Winter | B16 | 25 | 2260 | 0 | 57.64 | 51.81 | 8 | 0
2015 | ENT_2_MISO_MO-IL | ENT | MISO_MO-IL | Internal | Winter | B17 | 100 | 2260 | 0 | 41.76 | 44.98 | 8 | 0
2015 | ENT_2_MISO_MO-IL | ENT | MISO_MO-IL | Internal | Winter | B18 | 400 | 2260 | 0 | 41.76 | 39.94 | 8 | 0
2015 | ENT_2_MISO_MO-IL | ENT | MISO_MO-IL | Internal | Winter | B19 | 700 | 2260 | 0 | 41.46 | 37.78 | 8 | 0
2015 | ENT_2_MISO_MO-IL | ENT | MISO_MO-IL | Internal | Winter | B20 | 935 | 2260 | 0 | 40.65 | 32.71 | 8 | 0
2015 | ENT_2_SOCO | ENT | SOCO | Internal | Shoulder | B11 | 25 | 2431 | 1256.69 | 55.32 | 63.32 | 8 | 0
2015 | ENT_2_SOCO | ENT | SOCO | Internal | Shoulder | B12 | 200 | 2431 | 0 | 39.32 | 43.61 | 8 | 0
2015 | ENT_2_SOCO | ENT | SOCO | Internal | Shoulder | B13 | 600 | 2431 | 0 | 39.32 | 41.42 | 8 | 0
2015 | ENT_2_SOCO | ENT | SOCO | Internal | Shoulder | B14 | 900 | 2431 | 0 | 39.17 | 41.42 | 8 | 0
2015 | ENT_2_SOCO | ENT | SOCO | Internal | Shoulder | B15 | 1203 | 2431 | 0 | 39.04 | 41.06 | 8 | 0
2015 | ENT_2_SOCO | ENT | SOCO | Internal | Summer | B1 | 10 | 2431 | 0 | 60.79 | 67.69 | 8 | 0
2015 | ENT_2_SOCO | ENT | SOCO | Internal | Summer | B2 | 25 | 2431 | 118.52 | 59.29 | 67.29 | 8 | 0
2015 | ENT_2_SOCO | ENT | SOCO | Internal | Summer | B3 | 75 | 2431 | 1617.37 | 58.43 | 66.43 | 8 | 0
2015 | ENT_2_SOCO | ENT | SOCO | Internal | Summer | B4 | 100 | 2431 | 1650.2 | 58.43 | 66.43 | 8 | 0
2015 | ENT_2_SOCO | ENT | SOCO | Internal | Summer | B5 | 200 | 2431 | 2431 | 53.58 | 66.43 | 8 | 4.86
2015 | ENT_2_SOCO | ENT | SOCO | Internal | Summer | B6 | 300 | 2431 | 543 | 52.98 | 60.98 | 8 | 0
2015 | ENT_2_SOCO | ENT | SOCO | Internal | Summer | B7 | 400 | 2431 | 614.19 | 45.49 | 53.49 | 8 | 0
2015 | ENT_2_SOCO | ENT | SOCO | Internal | Summer | B8 | 500 | 2431 | 1246.21 | 38.1 | 46.1 | 8 | 0
2015 | ENT_2_SOCO | ENT | SOCO | Internal | Summer | B9 | 800 | 2431 | 0 | 37.83 | 40.21 | 8 | 0
2015 | ENT_2_SOCO | ENT | SOCO | Internal | Summer | B10 | 1262 | 2431 | 0 | 36.6 | 39.89 | 8 | 0
2015 | ENT_2_SOCO | ENT | SOCO | Internal | Winter | B16 | 25 | 2431 | 1436.58 | 57.64 | 65.64 | 8 | 0
2015 | ENT_2_SOCO | ENT | SOCO | Internal | Winter | B17 | 100 | 2431 | 525.59 | 41.76 | 49.76 | 8 | 0
2015 | ENT_2_SOCO | ENT | SOCO | Internal | Winter | B18 | 400 | 2431 | 0 | 41.76 | 43.44 | 8 | 0
2015 | ENT_2_SOCO | ENT | SOCO | Internal | Winter | B19 | 700 | 2431 | 0 | 41.46 | 43.44 | 8 | 0
2015 | ENT_2_SOCO | ENT | SOCO | Internal | Winter | B20 | 935 | 2431 | 0 | 40.65 | 42.43 | 8 | 0
2015 | ENT_2_SPP_N | ENT | SPP_N | Internal | Shoulder | B11 | 25 | 8740 | 0 | 55.32 | 54.53 | 8 | 0
2015 | ENT_2_SPP_N | ENT | SPP_N | Internal | Shoulder | B12 | 200 | 8740 | 0 | 39.32 | 41.81 | 8 | 0
2015 | ENT_2_SPP_N | ENT | SPP_N | Internal | Shoulder | B13 | 600 | 8740 | 0 | 39.32 | 39.31 | 8 | 0
2015 | ENT_2_SPP_N | ENT | SPP_N | Internal | Shoulder | B14 | 900 | 8740 | 0 | 39.17 | 38.93 | 8 | 0
2015 | ENT_2_SPP_N | ENT | SPP_N | Internal | Shoulder | B15 | 1203 | 8740 | 0 | 39.04 | 37.62 | 8 | 0
2015 | ENT_2_SPP_N | ENT | SPP_N | Internal | Summer | B1 | 10 | 8740 | 0 | 60.79 | 60.82 | 8 | 0
2015 | ENT_2_SPP_N | ENT | SPP_N | Internal | Summer | B2 | 25 | 8740 | 0 | 59.29 | 60.82 | 8 | 0
2015 | ENT_2_SPP_N | ENT | SPP_N | Internal | Summer | B3 | 75 | 8740 | 0 | 58.43 | 59.77 | 8 | 0
2015 | ENT_2_SPP_N | ENT | SPP_N | Internal | Summer | B4 | 100 | 8740 | 0 | 58.43 | 55.51 | 8 | 0
2015 | ENT_2_SPP_N | ENT | SPP_N | Internal | Summer | B5 | 200 | 8740 | 0 | 53.58 | 53.27 | 8 | 0
2015 | ENT_2_SPP_N | ENT | SPP_N | Internal | Summer | B6 | 300 | 8740 | 0 | 52.98 | 51.99 | 8 | 0
2015 | ENT_2_SPP_N | ENT | SPP_N | Internal | Summer | B7 | 400 | 8740 | 0 | 45.49 | 44.51 | 8 | 0
2015 | ENT_2_SPP_N | ENT | SPP_N | Internal | Summer | B8 | 500 | 8740 | 0 | 38.1 | 37.98 | 8 | 0
2015 | ENT_2_SPP_N | ENT | SPP_N | Internal | Summer | B9 | 800 | 8740 | 0 | 37.83 | 36.69 | 8 | 0
2015 | ENT_2_SPP_N | ENT | SPP_N | Internal | Summer | B10 | 1262 | 8740 | 0 | 36.6 | 36.27 | 8 | 0
2015 | ENT_2_SPP_N | ENT | SPP_N | Internal | Winter | B16 | 25 | 8740 | 0 | 57.64 | 52.92 | 8 | 0
2015 | ENT_2_SPP_N | ENT | SPP_N | Internal | Winter | B17 | 100 | 8740 | 0 | 41.76 | 41.91 | 8 | 0
2015 | ENT_2_SPP_N | ENT | SPP_N | Internal | Winter | B18 | 400 | 8740 | 0 | 41.76 | 40.46 | 8 | 0
2015 | ENT_2_SPP_N | ENT | SPP_N | Internal | Winter | B19 | 700 | 8740 | 0 | 41.46 | 40.09 | 8 | 0
2015 | ENT_2_SPP_N | ENT | SPP_N | Internal | Winter | B20 | 935 | 8740 | 0 | 40.65 | 39.72 | 8 | 0
2015 | ENT_2_SPP_S | ENT | SPP_S | Internal | Shoulder | B11 | 25 | 5582 | 0 | 55.32 | 54.52 | 8 | 0
2015 | ENT_2_SPP_S | ENT | SPP_S | Internal | Shoulder | B12 | 200 | 5582 | 0 | 39.32 | 41.8 | 8 | 0
2015 | ENT_2_SPP_S | ENT | SPP_S | Internal | Shoulder | B13 | 600 | 5582 | 0 | 39.32 | 39.32 | 8 | 0
2015 | ENT_2_SPP_S | ENT | SPP_S | Internal | Shoulder | B14 | 900 | 5582 | 0 | 39.17 | 38.94 | 8 | 0
2015 | ENT_2_SPP_S | ENT | SPP_S | Internal | Shoulder | B15 | 1203 | 5582 | 0 | 39.04 | 37.63 | 8 | 0
2015 | ENT_2_SPP_S | ENT | SPP_S | Internal | Summer | B1 | 10 | 5582 | 0 | 60.79 | 60.81 | 8 | 0
2015 | ENT_2_SPP_S | ENT | SPP_S | Internal | Summer | B2 | 25 | 5582 | 0 | 59.29 | 60.81 | 8 | 0
2015 | ENT_2_SPP_S | ENT | SPP_S | Internal | Summer | B3 | 75 | 5582 | 0 | 58.43 | 55.11 | 8 | 0
2015 | ENT_2_SPP_S | ENT | SPP_S | Internal | Summer | B4 | 100 | 5582 | 0 | 58.43 | 54.49 | 8 | 0
2015 | ENT_2_SPP_S | ENT | SPP_S | Internal | Summer | B5 | 200 | 5582 | 0 | 53.58 | 52.64 | 8 | 0
2015 | ENT_2_SPP_S | ENT | SPP_S | Internal | Summer | B6 | 300 | 5582 | 0 | 52.98 | 52 | 8 | 0
2015 | ENT_2_SPP_S | ENT | SPP_S | Internal | Summer | B7 | 400 | 5582 | 0 | 45.49 | 44.52 | 8 | 0
2015 | ENT_2_SPP_S | ENT | SPP_S | Internal | Summer | B8 | 500 | 5582 | 0 | 38.1 | 38 | 8 | 0
2015 | ENT_2_SPP_S | ENT | SPP_S | Internal | Summer | B9 | 800 | 5582 | 0 | 37.83 | 36.7 | 8 | 0
2015 | ENT_2_SPP_S | ENT | SPP_S | Internal | Summer | B10 | 1262 | 5582 | 0 | 36.6 | 36.28 | 8 | 0
2015 | ENT_2_SPP_S | ENT | SPP_S | Internal | Winter | B16 | 25 | 5582 | 0 | 57.64 | 52.94 | 8 | 0
2015 | ENT_2_SPP_S | ENT | SPP_S | Internal | Winter | B17 | 100 | 5582 | 0 | 41.76 | 41.92 | 8 | 0
2015 | ENT_2_SPP_S | ENT | SPP_S | Internal | Winter | B18 | 400 | 5582 | 0 | 41.76 | 40.48 | 8 | 0
2015 | ENT_2_SPP_S | ENT | SPP_S | Internal | Winter | B19 | 700 | 5582 | 0 | 41.46 | 40.11 | 8 | 0
2015 | ENT_2_SPP_S | ENT | SPP_S | Internal | Winter | B20 | 935 | 5582 | 0 | 40.65 | 39.73 | 8 | 0
2015 | ENT_2_TVA_Transmission | ENT | TVA_Transmission | Internal | Shoulder | B11 | 25 | 2100 | 0 | 55.32 | 56.22 | 8 | 0
2015 | ENT_2_TVA_Transmission | ENT | TVA_Transmission | Internal | Shoulder | B12 | 200 | 2100 | 0 | 39.32 | 44.35 | 8 | 0
2015 | ENT_2_TVA_Transmission | ENT | TVA_Transmission | Internal | Shoulder | B13 | 600 | 2100 | 0 | 39.32 | 43.32 | 8 | 0
2015 | ENT_2_TVA_Transmission | ENT | TVA_Transmission | Internal | Shoulder | B14 | 900 | 2100 | 0 | 39.17 | 41.17 | 8 | 0
2015 | ENT_2_TVA_Transmission | ENT | TVA_Transmission | Internal | Shoulder | B15 | 1203 | 2100 | 0 | 39.04 | 40.53 | 8 | 0
2015 | ENT_2_TVA_Transmission | ENT | TVA_Transmission | Internal | Summer | B1 | 10 | 2100 | 506.81 | 60.79 | 68.79 | 8 | 0
2015 | ENT_2_TVA_Transmission | ENT | TVA_Transmission | Internal | Summer | B2 | 25 | 2100 | 808.63 | 59.29 | 67.29 | 8 | 0
2015 | ENT_2_TVA_Transmission | ENT | TVA_Transmission | Internal | Summer | B3 | 75 | 2100 | 0 | 58.43 | 64.29 | 8 | 0
2015 | ENT_2_TVA_Transmission | ENT | TVA_Transmission | Internal | Summer | B4 | 100 | 2100 | 0 | 58.43 | 63.5 | 8 | 0
2015 | ENT_2_TVA_Transmission | ENT | TVA_Transmission | Internal | Summer | B5 | 200 | 2100 | 0 | 53.58 | 57.97 | 8 | 0
2015 | ENT_2_TVA_Transmission | ENT | TVA_Transmission | Internal | Summer | B6 | 300 | 2100 | 0 | 52.98 | 52.36 | 8 | 0
2015 | ENT_2_TVA_Transmission | ENT | TVA_Transmission | Internal | Summer | B7 | 400 | 2100 | 0 | 45.49 | 44.49 | 8 | 0
2015 | ENT_2_TVA_Transmission | ENT | TVA_Transmission | Internal | Summer | B8 | 500 | 2100 | 0 | 38.1 | 39.77 | 8 | 0
2015 | ENT_2_TVA_Transmission | ENT | TVA_Transmission | Internal | Summer | B9 | 800 | 2100 | 0 | 37.83 | 39.54 | 8 | 0
2015 | ENT_2_TVA_Transmission | ENT | TVA_Transmission | Internal | Summer | B10 | 1262 | 2100 | 0 | 36.6 | 37.29 | 8 | 0
2015 | ENT_2_TVA_Transmission | ENT | TVA_Transmission | Internal | Winter | B16 | 25 | 2100 | 0 | 57.64 | 59.75 | 8 | 0
2015 | ENT_2_TVA_Transmission | ENT | TVA_Transmission | Internal | Winter | B17 | 100 | 2100 | 0 | 41.76 | 47.82 | 8 | 0
2015 | ENT_2_TVA_Transmission | ENT | TVA_Transmission | Internal | Winter | B18 | 400 | 2100 | 0 | 41.76 | 44.57 | 8 | 0
2015 | ENT_2_TVA_Transmission | ENT | TVA_Transmission | Internal | Winter | B19 | 700 | 2100 | 0 | 41.46 | 42 | 8 | 0
2015 | ENT_2_TVA_Transmission | ENT | TVA_Transmission | Internal | Winter | B20 | 935 | 2100 | 0 | 40.65 | 40.71 | 8 | 0
2015 | FRCC_2_SOCO | FRCC | SOCO | Internal | Shoulder | B11 | 25 | 900 | 0 | 73.02 | 63.32 | 8 | 0
2015 | FRCC_2_SOCO | FRCC | SOCO | Internal | Shoulder | B12 | 200 | 900 | 0 | 53.61 | 43.61 | 8 | 0
2015 | FRCC_2_SOCO | FRCC | SOCO | Internal | Shoulder | B13 | 600 | 900 | 0 | 51.42 | 41.42 | 8 | 0
2015 | FRCC_2_SOCO | FRCC | SOCO | Internal | Shoulder | B14 | 900 | 900 | 0 | 46.3 | 41.42 | 8 | 0
2015 | FRCC_2_SOCO | FRCC | SOCO | Internal | Shoulder | B15 | 1203 | 900 | 0 | 44.41 | 41.06 | 8 | 0
2015 | FRCC_2_SOCO | FRCC | SOCO | Internal | Summer | B1 | 10 | 900 | 0 | 73.02 | 67.69 | 8 | 0
2015 | FRCC_2_SOCO | FRCC | SOCO | Internal | Summer | B2 | 25 | 900 | 0 | 73.02 | 67.29 | 8 | 0
2015 | FRCC_2_SOCO | FRCC | SOCO | Internal | Summer | B3 | 75 | 900 | 0 | 73.02 | 66.43 | 8 | 0
2015 | FRCC_2_SOCO | FRCC | SOCO | Internal | Summer | B4 | 100 | 900 | 0 | 72.02 | 66.43 | 8 | 0
2015 | FRCC_2_SOCO | FRCC | SOCO | Internal | Summer | B5 | 200 | 900 | 0 | 72.02 | 66.43 | 8 | 0
2015 | FRCC_2_SOCO | FRCC | SOCO | Internal | Summer | B6 | 300 | 900 | 0 | 61.72 | 60.98 | 8 | 0
2015 | FRCC_2_SOCO | FRCC | SOCO | Internal | Summer | B7 | 400 | 900 | 0 | 61.72 | 53.49 | 8 | 0
2015 | FRCC_2_SOCO | FRCC | SOCO | Internal | Summer | B8 | 500 | 900 | 0 | 56.1 | 46.1 | 8 | 0
2015 | FRCC_2_SOCO | FRCC | SOCO | Internal | Summer | B9 | 800 | 900 | 0 | 45.6 | 40.21 | 8 | 0
2015 | FRCC_2_SOCO | FRCC | SOCO | Internal | Summer | B10 | 1262 | 900 | 0 | 43.74 | 39.89 | 8 | 0
2015 | FRCC_2_SOCO | FRCC | SOCO | Internal | Winter | B16 | 25 | 900 | 0 | 73.21 | 65.64 | 8 | 0
2015 | FRCC_2_SOCO | FRCC | SOCO | Internal | Winter | B17 | 100 | 900 | 0 | 59.76 | 49.76 | 8 | 0
2015 | FRCC_2_SOCO | FRCC | SOCO | Internal | Winter | B18 | 400 | 900 | 0 | 53.44 | 43.44 | 8 | 0
2015 | FRCC_2_SOCO | FRCC | SOCO | Internal | Winter | B19 | 700 | 900 | 0 | 48.42 | 43.44 | 8 | 0
2015 | FRCC_2_SOCO | FRCC | SOCO | Internal | Winter | B20 | 935 | 900 | 0 | 46.43 | 42.43 | 8 | 0
2015 | HQ_NEISO_2_NEISO | HQ_NEISO | NEISO | Internal | Shoulder | B11 | 25 | 99999 | 2920 | 36.89 | 36.9 | 0.01 | 0
2015 | HQ_NEISO_2_NEISO | HQ_NEISO | NEISO | Internal | Shoulder | B12 | 200 | 99999 | 2920 | 36.89 | 36.9 | 0.01 | 0
2015 | HQ_NEISO_2_NEISO | HQ_NEISO | NEISO | Internal | Shoulder | B13 | 600 | 99999 | 2920 | 36.89 | 36.9 | 0.01 | 0
2015 | HQ_NEISO_2_NEISO | HQ_NEISO | NEISO | Internal | Shoulder | B14 | 900 | 99999 | 2920 | 36.89 | 36.9 | 0.01 | 0
2015 | HQ_NEISO_2_NEISO | HQ_NEISO | NEISO | Internal | Shoulder | B15 | 1203 | 99999 | 1143.24 | 36.89 | 36.9 | 0.01 | 0
2015 | HQ_NEISO_2_NEISO | HQ_NEISO | NEISO | Internal | Summer | B1 | 10 | 99999 | 2920 | 65.8 | 65.81 | 0.01 | 0
2015 | HQ_NEISO_2_NEISO | HQ_NEISO | NEISO | Internal | Summer | B2 | 25 | 99999 | 2920 | 53.82 | 53.84 | 0.01 | 0
2015 | HQ_NEISO_2_NEISO | HQ_NEISO | NEISO | Internal | Summer | B3 | 75 | 99999 | 2920 | 47.31 | 47.33 | 0.01 | 0
2015 | HQ_NEISO_2_NEISO | HQ_NEISO | NEISO | Internal | Summer | B4 | 100 | 99999 | 2920 | 37.88 | 37.89 | 0.01 | 0
2015 | HQ_NEISO_2_NEISO | HQ_NEISO | NEISO | Internal | Summer | B5 | 200 | 99999 | 2920 | 35.25 | 35.26 | 0.01 | 0
2015 | HQ_NEISO_2_NEISO | HQ_NEISO | NEISO | Internal | Summer | B6 | 300 | 99999 | 2920 | 35.25 | 35.26 | 0.01 | 0
2015 | HQ_NEISO_2_NEISO | HQ_NEISO | NEISO | Internal | Summer | B7 | 400 | 99999 | 2920 | 34.19 | 34.2 | 0.01 | 0
2015 | HQ_NEISO_2_NEISO | HQ_NEISO | NEISO | Internal | Summer | B8 | 500 | 99999 | 2920 | 34.19 | 34.2 | 0.01 | 0
2015 | HQ_NEISO_2_NEISO | HQ_NEISO | NEISO | Internal | Summer | B9 | 800 | 99999 | 2920 | 34.19 | 34.2 | 0.01 | 0
2015 | HQ_NEISO_2_NEISO | HQ_NEISO | NEISO | Internal | Summer | B10 | 1262 | 99999 | 795.94 | 34.19 | 34.2 | 0.01 | 0
2015 | HQ_NEISO_2_NEISO | HQ_NEISO | NEISO | Internal | Winter | B16 | 25 | 99999 | 2920 | 45.28 | 45.29 | 0.01 | 0
2015 | HQ_NEISO_2_NEISO | HQ_NEISO | NEISO | Internal | Winter | B17 | 100 | 99999 | 2920 | 45.28 | 45.29 | 0.01 | 0
2015 | HQ_NEISO_2_NEISO | HQ_NEISO | NEISO | Internal | Winter | B18 | 400 | 99999 | 2920 | 45.28 | 45.29 | 0.01 | 0
2015 | HQ_NEISO_2_NEISO | HQ_NEISO | NEISO | Internal | Winter | B19 | 700 | 99999 | 2920 | 45.28 | 45.29 | 0.01 | 0
2015 | HQ_NEISO_2_NEISO | HQ_NEISO | NEISO | Internal | Winter | B20 | 935 | 99999 | 1233.58 | 45.28 | 45.29 | 0.01 | 0
2015 | HQ_NY_2_NYISO_A-F | HQ_NY | NYISO_A-F | Internal | Shoulder | B11 | 25 | 99999 | 1000 | 40.96 | 40.97 | 0.01 | 0
2015 | HQ_NY_2_NYISO_A-F | HQ_NY | NYISO_A-F | Internal | Shoulder | B12 | 200 | 99999 | 1000 | 39.89 | 39.9 | 0.01 | 0
2015 | HQ_NY_2_NYISO_A-F | HQ_NY | NYISO_A-F | Internal | Shoulder | B13 | 600 | 99999 | 1000 | 39.86 | 39.87 | 0.01 | 0
2015 | HQ_NY_2_NYISO_A-F | HQ_NY | NYISO_A-F | Internal | Shoulder | B14 | 900 | 99999 | 1000 | 39 | 39.01 | 0.01 | 0
2015 | HQ_NY_2_NYISO_A-F | HQ_NY | NYISO_A-F | Internal | Shoulder | B15 | 1203 | 99999 | 188.69 | 39 | 39.01 | 0.01 | 0
2015 | HQ_NY_2_NYISO_A-F | HQ_NY | NYISO_A-F | Internal | Summer | B1 | 10 | 99999 | 1000 | 54.79 | 54.8 | 0.01 | 0
2015 | HQ_NY_2_NYISO_A-F | HQ_NY | NYISO_A-F | Internal | Summer | B2 | 25 | 99999 | 1000 | 53.29 | 53.3 | 0.01 | 0
2015 | HQ_NY_2_NYISO_A-F | HQ_NY | NYISO_A-F | Internal | Summer | B3 | 75 | 99999 | 1000 | 50.29 | 50.3 | 0.01 | 0
2015 | HQ_NY_2_NYISO_A-F | HQ_NY | NYISO_A-F | Internal | Summer | B4 | 100 | 99999 | 1000 | 46.04 | 46.05 | 0.01 | 0
2015 | HQ_NY_2_NYISO_A-F | HQ_NY | NYISO_A-F | Internal | Summer | B5 | 200 | 99999 | 1000 | 45.06 | 45.07 | 0.01 | 0
2015 | HQ_NY_2_NYISO_A-F | HQ_NY | NYISO_A-F | Internal | Summer | B6 | 300 | 99999 | 1000 | 42.52 | 42.53 | 0.01 | 0
2015 | HQ_NY_2_NYISO_A-F | HQ_NY | NYISO_A-F | Internal | Summer | B7 | 400 | 99999 | 1000 | 38.79 | 38.8 | 0.01 | 0
2015 | HQ_NY_2_NYISO_A-F | HQ_NY | NYISO_A-F | Internal | Summer | B8 | 500 | 99999 | 1000 | 37.26 | 37.27 | 0.01 | 0
2015 | HQ_NY_2_NYISO_A-F | HQ_NY | NYISO_A-F | Internal | Summer | B9 | 800 | 99999 | 1000 | 37.18 | 37.19 | 0.01 | 0
2015 | HQ_NY_2_NYISO_A-F | HQ_NY | NYISO_A-F | Internal | Summer | B10 | 1262 | 99999 | 30.11 | 37.18 | 37.19 | 0.01 | 0
2015 | HQ_NY_2_NYISO_A-F | HQ_NY | NYISO_A-F | Internal | Winter | B16 | 25 | 99999 | 1000 | 46.65 | 46.66 | 0.01 | 0
2015 | HQ_NY_2_NYISO_A-F | HQ_NY | NYISO_A-F | Internal | Winter | B17 | 100 | 99999 | 1000 | 44.97 | 44.98 | 0.01 | 0
2015 | HQ_NY_2_NYISO_A-F | HQ_NY | NYISO_A-F | Internal | Winter | B18 | 400 | 99999 | 1000 | 42.54 | 42.55 | 0.01 | 0
2015 | HQ_NY_2_NYISO_A-F | HQ_NY | NYISO_A-F | Internal | Winter | B19 | 700 | 99999 | 1000 | 42.54 | 42.55 | 0.01 | 0
2015 | HQ_NY_2_NYISO_A-F | HQ_NY | NYISO_A-F | Internal | Winter | B20 | 935 | 99999 | 229.95 | 42.54 | 42.55 | 0.01 | 0
2015 | HQ_IESO_2_IESO | HQ_IESO | IESO | Internal | Shoulder | B11 | 25 | 99999 | 400 | 33.96 | 33.97 | 0.01 | 0
2015 | HQ_IESO_2_IESO | HQ_IESO | IESO | Internal | Shoulder | B12 | 200 | 99999 | 400 | 32.89 | 32.9 | 0.01 | 0
2015 | HQ_IESO_2_IESO | HQ_IESO | IESO | Internal | Shoulder | B13 | 600 | 99999 | 400 | 31.06 | 31.07 | 0.01 | 0
2015 | HQ_IESO_2_IESO | HQ_IESO | IESO | Internal | Shoulder | B14 | 900 | 99999 | 400 | 31.06 | 31.07 | 0.01 | 0
2015 | HQ_IESO_2_IESO | HQ_IESO | IESO | Internal | Shoulder | B15 | 1203 | 99999 | 75.48 | 31.06 | 31.07 | 0.01 | 0
2015 | HQ_IESO_2_IESO | HQ_IESO | IESO | Internal | Summer | B1 | 10 | 99999 | 400 | 47.79 | 47.8 | 0.01 | 0
2015 | HQ_IESO_2_IESO | HQ_IESO | IESO | Internal | Summer | B2 | 25 | 99999 | 400 | 46.29 | 46.3 | 0.01 | 0
2015 | HQ_IESO_2_IESO | HQ_IESO | IESO | Internal | Summer | B3 | 75 | 99999 | 400 | 39.12 | 39.13 | 0.01 | 0
2015 | HQ_IESO_2_IESO | HQ_IESO | IESO | Internal | Summer | B4 | 100 | 99999 | 400 | 39.04 | 39.05 | 0.01 | 0
2015 | HQ_IESO_2_IESO | HQ_IESO | IESO | Internal | Summer | B5 | 200 | 99999 | 400 | 38.06 | 38.07 | 0.01 | 0
2015 | HQ_IESO_2_IESO | HQ_IESO | IESO | Internal | Summer | B6 | 300 | 99999 | 400 | 37.95 | 37.97 | 0.01 | 0
2015 | HQ_IESO_2_IESO | HQ_IESO | IESO | Internal | Summer | B7 | 400 | 99999 | 400 | 30.51 | 30.52 | 0.01 | 0
2015 | HQ_IESO_2_IESO | HQ_IESO | IESO | Internal | Summer | B8 | 500 | 99999 | 400 | 29.24 | 29.26 | 0.01 | 0
2015 | HQ_IESO_2_IESO | HQ_IESO | IESO | Internal | Summer | B9 | 800 | 99999 | 400 | 29.24 | 29.26 | 0.01 | 0
2015 | HQ_IESO_2_IESO | HQ_IESO | IESO | Internal | Summer | B10 | 1262 | 99999 | 12.04 | 29.24 | 29.26 | 0.01 | 0
2015 | HQ_IESO_2_IESO | HQ_IESO | IESO | Internal | Winter | B16 | 25 | 99999 | 400 | 41.63 | 41.64 | 0.01 | 0
2015 | HQ_IESO_2_IESO | HQ_IESO | IESO | Internal | Winter | B17 | 100 | 99999 | 400 | 37.97 | 37.98 | 0.01 | 0
2015 | HQ_IESO_2_IESO | HQ_IESO | IESO | Internal | Winter | B18 | 400 | 99999 | 400 | 35.54 | 35.55 | 0.01 | 0
2015 | HQ_IESO_2_IESO | HQ_IESO | IESO | Internal | Winter | B19 | 700 | 99999 | 400 | 35.54 | 35.55 | 0.01 | 0
2015 | HQ_IESO_2_IESO | HQ_IESO | IESO | Internal | Winter | B20 | 935 | 99999 | 91.98 | 35.54 | 35.55 | 0.01 | 0
2015 | IESO_2_MAPP_CA | IESO | MAPP_CA | Internal | Shoulder | B11 | 25 | 262 | 262 | 33.97 | 47.07 | 7 | 6.1
2015 | IESO_2_MAPP_CA | IESO | MAPP_CA | Internal | Shoulder | B12 | 200 | 262 | 262 | 32.9 | 40.64 | 7 | 0.75
2015 | IESO_2_MAPP_CA | IESO | MAPP_CA | Internal | Shoulder | B13 | 600 | 262 | 262 | 31.07 | 39.03 | 7 | 0.95
2015 | IESO_2_MAPP_CA | IESO | MAPP_CA | Internal | Shoulder | B14 | 900 | 262 | 262 | 31.07 | 39.03 | 7 | 0.95
2015 | IESO_2_MAPP_CA | IESO | MAPP_CA | Internal | Shoulder | B15 | 1203 | 262 | 262 | 31.07 | 39.03 | 7 | 0.95
2015 | IESO_2_MAPP_CA | IESO | MAPP_CA | Internal | Summer | B1 | 10 | 262 | 78.41 | 47.8 | 54.8 | 7 | 0
2015 | IESO_2_MAPP_CA | IESO | MAPP_CA | Internal | Summer | B2 | 25 | 262 | 191.91 | 46.3 | 53.3 | 7 | 0
2015 | IESO_2_MAPP_CA | IESO | MAPP_CA | Internal | Summer | B3 | 75 | 262 | 262 | 39.13 | 51.97 | 7 | 5.84
2015 | IESO_2_MAPP_CA | IESO | MAPP_CA | Internal | Summer | B4 | 100 | 262 | 262 | 39.05 | 47.07 | 7 | 1.01
2015 | IESO_2_MAPP_CA | IESO | MAPP_CA | Internal | Summer | B5 | 200 | 262 | 262 | 38.07 | 47.07 | 7 | 1.99
2015 | IESO_2_MAPP_CA | IESO | MAPP_CA | Internal | Summer | B6 | 300 | 262 | 262 | 37.97 | 44.98 | 7 | 0.01
2015 | IESO_2_MAPP_CA | IESO | MAPP_CA | Internal | Summer | B7 | 400 | 262 | 0 | 30.52 | 37.49 | 7 | 0
2015 | IESO_2_MAPP_CA | IESO | MAPP_CA | Internal | Summer | B8 | 500 | 262 | 141.41 | 29.26 | 36.26 | 7 | 0
2015 | IESO_2_MAPP_CA | IESO | MAPP_CA | Internal | Summer | B9 | 800 | 262 | 149.5 | 29.26 | 36.26 | 7 | 0
2015 | IESO_2_MAPP_CA | IESO | MAPP_CA | Internal | Summer | B10 | 1262 | 262 | 159.88 | 29.26 | 36.26 | 7 | 0
2015 | IESO_2_MAPP_CA | IESO | MAPP_CA | Internal | Winter | B16 | 25 | 262 | 262 | 41.64 | 51.79 | 7 | 3.14
2015 | IESO_2_MAPP_CA | IESO | MAPP_CA | Internal | Winter | B17 | 100 | 262 | 166.95 | 37.98 | 44.98 | 7 | 0
2015 | IESO_2_MAPP_CA | IESO | MAPP_CA | Internal | Winter | B18 | 400 | 262 | 101.06 | 35.55 | 42.55 | 7 | 0
2015 | IESO_2_MAPP_CA | IESO | MAPP_CA | Internal | Winter | B19 | 700 | 262 | 83.64 | 35.55 | 42.55 | 7 | 0
2015 | IESO_2_MAPP_CA | IESO | MAPP_CA | Internal | Winter | B20 | 935 | 262 | 73.56 | 35.55 | 42.55 | 7 | 0
2015 | IESO_2_MISO_MI | IESO | MISO_MI | Internal | Shoulder | B11 | 25 | 1840 | 1840 | 33.97 | 46.93 | 7 | 5.96
2015 | IESO_2_MISO_MI | IESO | MISO_MI | Internal | Shoulder | B12 | 200 | 1840 | 1840 | 32.9 | 40.66 | 7 | 0.76
2015 | IESO_2_MISO_MI | IESO | MISO_MI | Internal | Shoulder | B13 | 600 | 1840 | 1840 | 31.07 | 39 | 7 | 0.93
2015 | IESO_2_MISO_MI | IESO | MISO_MI | Internal | Shoulder | B14 | 900 | 1840 | 0 | 31.07 | 36.94 | 7 | 0
2015 | IESO_2_MISO_MI | IESO | MISO_MI | Internal | Shoulder | B15 | 1203 | 1840 | 0 | 31.07 | 33.95 | 7 | 0
2015 | IESO_2_MISO_MI | IESO | MISO_MI | Internal | Summer | B1 | 10 | 1840 | 1840 | 47.8 | 60.79 | 7 | 5.99
2015 | IESO_2_MISO_MI | IESO | MISO_MI | Internal | Summer | B2 | 25 | 1840 | 1840 | 46.3 | 59.29 | 7 | 5.99
2015 | IESO_2_MISO_MI | IESO | MISO_MI | Internal | Summer | B3 | 75 | 1840 | 1840 | 39.13 | 56.29 | 7 | 10.16
2015 | IESO_2_MISO_MI | IESO | MISO_MI | Internal | Summer | B4 | 100 | 1840 | 1840 | 39.05 | 54.01 | 7 | 7.96
2015 | IESO_2_MISO_MI | IESO | MISO_MI | Internal | Summer | B5 | 200 | 1840 | 1840 | 38.07 | 51.04 | 7 | 5.96
2015 | IESO_2_MISO_MI | IESO | MISO_MI | Internal | Summer | B6 | 300 | 1840 | 1456.01 | 37.97 | 44.97 | 7 | 0
2015 | IESO_2_MISO_MI | IESO | MISO_MI | Internal | Summer | B7 | 400 | 1840 | 920.26 | 30.52 | 37.52 | 7 | 0
2015 | IESO_2_MISO_MI | IESO | MISO_MI | Internal | Summer | B8 | 500 | 1840 | 0 | 29.26 | 34.42 | 7 | 0
2015 | IESO_2_MISO_MI | IESO | MISO_MI | Internal | Summer | B9 | 800 | 1840 | 0 | 29.26 | 33.21 | 7 | 0
2015 | IESO_2_MISO_MI | IESO | MISO_MI | Internal | Summer | B10 | 1262 | 1840 | 0 | 29.26 | 31.49 | 7 | 0
2015 | IESO_2_MISO_MI | IESO | MISO_MI | Internal | Winter | B16 | 25 | 1840 | 1840 | 41.64 | 49.54 | 7 | 0.9
2015 | IESO_2_MISO_MI | IESO | MISO_MI | Internal | Winter | B17 | 100 | 1840 | 1775.74 | 37.98 | 44.98 | 7 | 0
2015 | IESO_2_MISO_MI | IESO | MISO_MI | Internal | Winter | B18 | 400 | 1840 | 0 | 35.55 | 39.95 | 7 | 0
2015 | IESO_2_MISO_MI | IESO | MISO_MI | Internal | Winter | B19 | 700 | 1840 | 0 | 35.55 | 37.81 | 7 | 0
2015 | IESO_2_MISO_MI | IESO | MISO_MI | Internal | Winter | B20 | 935 | 1840 | 0 | 35.55 | 32.73 | 7 | 0
2015 | IESO_2_MISO_W | IESO | MISO_W | Internal | Shoulder | B11 | 25 | 214 | 214 | 33.97 | 48.26 | 7 | 7.29
2015 | IESO_2_MISO_W | IESO | MISO_W | Internal | Shoulder | B12 | 200 | 214 | 214 | 32.9 | 40.66 | 7 | 0.76
2015 | IESO_2_MISO_W | IESO | MISO_W | Internal | Shoulder | B13 | 600 | 214 | 214 | 31.07 | 39.01 | 7 | 0.94
2015 | IESO_2_MISO_W | IESO | MISO_W | Internal | Shoulder | B14 | 900 | 214 | 0 | 31.07 | 36.95 | 7 | 0
2015 | IESO_2_MISO_W | IESO | MISO_W | Internal | Shoulder | B15 | 1203 | 214 | 0 | 31.07 | 33.95 | 7 | 0
2015 | IESO_2_MISO_W | IESO | MISO_W | Internal | Summer | B1 | 10 | 214 | 214 | 47.8 | 60.79 | 7 | 5.99
2015 | IESO_2_MISO_W | IESO | MISO_W | Internal | Summer | B2 | 25 | 214 | 214 | 46.3 | 59.29 | 7 | 5.99
2015 | IESO_2_MISO_W | IESO | MISO_W | Internal | Summer | B3 | 75 | 214 | 214 | 39.13 | 57.92 | 7 | 11.79
2015 | IESO_2_MISO_W | IESO | MISO_W | Internal | Summer | B4 | 100 | 214 | 214 | 39.05 | 55.5 | 7 | 9.44
2015 | IESO_2_MISO_W | IESO | MISO_W | Internal | Summer | B5 | 200 | 214 | 214 | 38.07 | 51.04 | 7 | 5.96
2015 | IESO_2_MISO_W | IESO | MISO_W | Internal | Summer | B6 | 300 | 214 | 214 | 37.97 | 44.99 | 7 | 0.02
2015 | IESO_2_MISO_W | IESO | MISO_W | Internal | Summer | B7 | 400 | 214 | 0 | 30.52 | 37.51 | 7 | 0
2015 | IESO_2_MISO_W | IESO | MISO_W | Internal | Summer | B8 | 500 | 214 | 0 | 29.26 | 34.4 | 7 | 0
2015 | IESO_2_MISO_W | IESO | MISO_W | Internal | Summer | B9 | 800 | 214 | 0 | 29.26 | 33.17 | 7 | 0
2015 | IESO_2_MISO_W | IESO | MISO_W | Internal | Summer | B10 | 1262 | 214 | 0 | 29.26 | 31.45 | 7 | 0
2015 | IESO_2_MISO_W | IESO | MISO_W | Internal | Winter | B16 | 25 | 214 | 214 | 41.64 | 51.8 | 7 | 3.16
2015 | IESO_2_MISO_W | IESO | MISO_W | Internal | Winter | B17 | 100 | 214 | 172.18 | 37.98 | 44.98 | 7 | 0
2015 | IESO_2_MISO_W | IESO | MISO_W | Internal | Winter | B18 | 400 | 214 | 0 | 35.55 | 39.95 | 7 | 0
2015 | IESO_2_MISO_W | IESO | MISO_W | Internal | Winter | B19 | 700 | 214 | 0 | 35.55 | 37.79 | 7 | 0
2015 | IESO_2_MISO_W | IESO | MISO_W | Internal | Winter | B20 | 935 | 214 | 0 | 35.55 | 32.72 | 7 | 0
2015 | IESO_2_NYISO_A-F | IESO | NYISO_A-F | Internal | Shoulder | B11 | 25 | 1725 | 1572.41 | 33.97 | 40.97 | 7 | 0
2015 | IESO_2_NYISO_A-F | IESO | NYISO_A-F | Internal | Shoulder | B12 | 200 | 1725 | 1373.57 | 32.9 | 39.9 | 7 | 0
2015 | IESO_2_NYISO_A-F | IESO | NYISO_A-F | Internal | Shoulder | B13 | 600 | 1725 | 1725 | 31.07 | 39.87 | 7 | 1.8
2015 | IESO_2_NYISO_A-F | IESO | NYISO_A-F | Internal | Shoulder | B14 | 900 | 1725 | 1725 | 31.07 | 39.01 | 7 | 0.94
2015 | IESO_2_NYISO_A-F | IESO | NYISO_A-F | Internal | Shoulder | B15 | 1203 | 1725 | 1725 | 31.07 | 39.01 | 7 | 0.94
2015 | IESO_2_NYISO_A-F | IESO | NYISO_A-F | Internal | Summer | B1 | 10 | 1725 | 692.36 | 47.8 | 54.8 | 7 | 0
2015 | IESO_2_NYISO_A-F | IESO | NYISO_A-F | Internal | Summer | B2 | 25 | 1725 | 1102.87 | 46.3 | 53.3 | 7 | 0
2015 | IESO_2_NYISO_A-F | IESO | NYISO_A-F | Internal | Summer | B3 | 75 | 1725 | 1725 | 39.13 | 50.3 | 7 | 4.17
2015 | IESO_2_NYISO_A-F | IESO | NYISO_A-F | Internal | Summer | B4 | 100 | 1725 | 1587.53 | 39.05 | 46.05 | 7 | 0
2015 | IESO_2_NYISO_A-F | IESO | NYISO_A-F | Internal | Summer | B5 | 200 | 1725 | 672.7 | 38.07 | 45.07 | 7 | 0
2015 | IESO_2_NYISO_A-F | IESO | NYISO_A-F | Internal | Summer | B6 | 300 | 1725 | 0 | 37.97 | 42.53 | 7 | 0
2015 | IESO_2_NYISO_A-F | IESO | NYISO_A-F | Internal | Summer | B7 | 400 | 1725 | 1725 | 30.52 | 38.8 | 7 | 1.29
2015 | IESO_2_NYISO_A-F | IESO | NYISO_A-F | Internal | Summer | B8 | 500 | 1725 | 1725 | 29.26 | 37.27 | 7 | 1.01
2015 | IESO_2_NYISO_A-F | IESO | NYISO_A-F | Internal | Summer | B9 | 800 | 1725 | 1725 | 29.26 | 37.19 | 7 | 0.93
2015 | IESO_2_NYISO_A-F | IESO | NYISO_A-F | Internal | Summer | B10 | 1262 | 1725 | 1725 | 29.26 | 37.19 | 7 | 0.93
2015 | IESO_2_NYISO_A-F | IESO | NYISO_A-F | Internal | Winter | B16 | 25 | 1725 | 0 | 41.64 | 46.66 | 7 | 0
2015 | IESO_2_NYISO_A-F | IESO | NYISO_A-F | Internal | Winter | B17 | 100 | 1725 | 628.43 | 37.98 | 44.98 | 7 | 0
2015 | IESO_2_NYISO_A-F | IESO | NYISO_A-F | Internal | Winter | B18 | 400 | 1725 | 1567.45 | 35.55 | 42.55 | 7 | 0
2015 | IESO_2_NYISO_A-F | IESO | NYISO_A-F | Internal | Winter | B19 | 700 | 1725 | 1602.41 | 35.55 | 42.55 | 7 | 0
2015 | IESO_2_NYISO_A-F | IESO | NYISO_A-F | Internal | Winter | B20 | 935 | 1725 | 1631.85 | 35.55 | 42.55 | 7 | 0
2015 | MAPP_CA_2_IESO | MAPP_CA | IESO | Internal | Shoulder | B11 | 25 | 330 | 0 | 47.07 | 33.97 | 8 | 0
2015 | MAPP_CA_2_IESO | MAPP_CA | IESO | Internal | Shoulder | B12 | 200 | 330 | 0 | 40.64 | 32.9 | 8 | 0
2015 | MAPP_CA_2_IESO | MAPP_CA | IESO | Internal | Shoulder | B13 | 600 | 330 | 0 | 39.03 | 31.07 | 8 | 0
2015 | MAPP_CA_2_IESO | MAPP_CA | IESO | Internal | Shoulder | B14 | 900 | 330 | 0 | 39.03 | 31.07 | 8 | 0
2015 | MAPP_CA_2_IESO | MAPP_CA | IESO | Internal | Shoulder | B15 | 1203 | 330 | 0 | 39.03 | 31.07 | 8 | 0
2015 | MAPP_CA_2_IESO | MAPP_CA | IESO | Internal | Summer | B1 | 10 | 330 | 0 | 54.8 | 47.8 | 8 | 0
2015 | MAPP_CA_2_IESO | MAPP_CA | IESO | Internal | Summer | B2 | 25 | 330 | 0 | 53.3 | 46.3 | 8 | 0
2015 | MAPP_CA_2_IESO | MAPP_CA | IESO | Internal | Summer | B3 | 75 | 330 | 0 | 51.97 | 39.13 | 8 | 0
2015 | MAPP_CA_2_IESO | MAPP_CA | IESO | Internal | Summer | B4 | 100 | 330 | 0 | 47.07 | 39.05 | 8 | 0
2015 | MAPP_CA_2_IESO | MAPP_CA | IESO | Internal | Summer | B5 | 200 | 330 | 0 | 47.07 | 38.07 | 8 | 0
2015 | MAPP_CA_2_IESO | MAPP_CA | IESO | Internal | Summer | B6 | 300 | 330 | 0 | 44.98 | 37.97 | 8 | 0
2015 | MAPP_CA_2_IESO | MAPP_CA | IESO | Internal | Summer | B7 | 400 | 330 | 0 | 37.49 | 30.52 | 8 | 0
2015 | MAPP_CA_2_IESO | MAPP_CA | IESO | Internal | Summer | B8 | 500 | 330 | 0 | 36.26 | 29.26 | 8 | 0
2015 | MAPP_CA_2_IESO | MAPP_CA | IESO | Internal | Summer | B9 | 800 | 330 | 0 | 36.26 | 29.26 | 8 | 0
2015 | MAPP_CA_2_IESO | MAPP_CA | IESO | Internal | Summer | B10 | 1262 | 330 | 0 | 36.26 | 29.26 | 8 | 0
2015 | MAPP_CA_2_IESO | MAPP_CA | IESO | Internal | Winter | B16 | 25 | 330 | 0 | 51.79 | 41.64 | 8 | 0
2015 | MAPP_CA_2_IESO | MAPP_CA | IESO | Internal | Winter | B17 | 100 | 330 | 0 | 44.98 | 37.98 | 8 | 0
2015 | MAPP_CA_2_IESO | MAPP_CA | IESO | Internal | Winter | B18 | 400 | 330 | 0 | 42.55 | 35.55 | 8 | 0
2015 | MAPP_CA_2_IESO | MAPP_CA | IESO | Internal | Winter | B19 | 700 | 330 | 0 | 42.55 | 35.55 | 8 | 0
2015 | MAPP_CA_2_IESO | MAPP_CA | IESO | Internal | Winter | B20 | 935 | 330 | 0 | 42.55 | 35.55 | 8 | 0
2015 | MAPP_CA_2_MAPP_US | MAPP_CA | MAPP_US | Internal | Shoulder | B11 | 25 | 437 | 0 | 47.07 | 47.52 | 7 | 0
2015 | MAPP_CA_2_MAPP_US | MAPP_CA | MAPP_US | Internal | Shoulder | B12 | 200 | 437 | 0 | 40.64 | 34.8 | 7 | 0
2015 | MAPP_CA_2_MAPP_US | MAPP_CA | MAPP_US | Internal | Shoulder | B13 | 600 | 437 | 0 | 39.03 | 32.3 | 7 | 0
2015 | MAPP_CA_2_MAPP_US | MAPP_CA | MAPP_US | Internal | Shoulder | B14 | 900 | 437 | 0 | 39.03 | 32.3 | 7 | 0
2015 | MAPP_CA_2_MAPP_US | MAPP_CA | MAPP_US | Internal | Shoulder | B15 | 1203 | 437 | 0 | 39.03 | 32.3 | 7 | 0
2015 | MAPP_CA_2_MAPP_US | MAPP_CA | MAPP_US | Internal | Summer | B1 | 10 | 437 | 0 | 54.8 | 53.81 | 7 | 0
2015 | MAPP_CA_2_MAPP_US | MAPP_CA | MAPP_US | Internal | Summer | B2 | 25 | 437 | 0 | 53.3 | 53.81 | 7 | 0
2015 | MAPP_CA_2_MAPP_US | MAPP_CA | MAPP_US | Internal | Summer | B3 | 75 | 437 | 0 | 51.97 | 52.76 | 7 | 0
2015 | MAPP_CA_2_MAPP_US | MAPP_CA | MAPP_US | Internal | Summer | B4 | 100 | 437 | 0 | 47.07 | 48.5 | 7 | 0
2015 | MAPP_CA_2_MAPP_US | MAPP_CA | MAPP_US | Internal | Summer | B5 | 200 | 437 | 0 | 47.07 | 46.26 | 7 | 0
2015 | MAPP_CA_2_MAPP_US | MAPP_CA | MAPP_US | Internal | Summer | B6 | 300 | 437 | 0 | 44.98 | 44.98 | 7 | 0
2015 | MAPP_CA_2_MAPP_US | MAPP_CA | MAPP_US | Internal | Summer | B7 | 400 | 437 | 0 | 37.49 | 37.49 | 7 | 0
2015 | MAPP_CA_2_MAPP_US | MAPP_CA | MAPP_US | Internal | Summer | B8 | 500 | 437 | 0 | 36.26 | 30.97 | 7 | 0
2015 | MAPP_CA_2_MAPP_US | MAPP_CA | MAPP_US | Internal | Summer | B9 | 800 | 437 | 0 | 36.26 | 29.67 | 7 | 0
2015 | MAPP_CA_2_MAPP_US | MAPP_CA | MAPP_US | Internal | Summer | B10 | 1262 | 437 | 0 | 36.26 | 29.26 | 7 | 0
2015 | MAPP_CA_2_MAPP_US | MAPP_CA | MAPP_US | Internal | Winter | B16 | 25 | 437 | 0 | 51.79 | 45.91 | 7 | 0
2015 | MAPP_CA_2_MAPP_US | MAPP_CA | MAPP_US | Internal | Winter | B17 | 100 | 437 | 0 | 44.98 | 37.98 | 7 | 0
2015 | MAPP_CA_2_MAPP_US | MAPP_CA | MAPP_US | Internal | Winter | B18 | 400 | 437 | 0 | 42.55 | 33.45 | 7 | 0
2015 | MAPP_CA_2_MAPP_US | MAPP_CA | MAPP_US | Internal | Winter | B19 | 700 | 437 | 0 | 42.55 | 33.45 | 7 | 0
2015 | MAPP_CA_2_MAPP_US | MAPP_CA | MAPP_US | Internal | Winter | B20 | 935 | 437 | 0 | 42.55 | 32.71 | 7 | 0
2015 | MAPP_CA_2_MISO_W | MAPP_CA | MISO_W | Internal | Shoulder | B11 | 25 | 2058 | 2058 | 47.07 | 48.26 | 0.01 | 1.18
2015 | MAPP_CA_2_MISO_W | MAPP_CA | MISO_W | Internal | Shoulder | B12 | 200 | 2058 | 661.16 | 40.64 | 40.66 | 0.01 | 0
2015 | MAPP_CA_2_MISO_W | MAPP_CA | MISO_W | Internal | Shoulder | B13 | 600 | 2058 | 0 | 39.03 | 39.01 | 0.01 | 0
2015 | MAPP_CA_2_MISO_W | MAPP_CA | MISO_W | Internal | Shoulder | B14 | 900 | 2058 | 0 | 39.03 | 36.95 | 0.01 | 0
2015 | MAPP_CA_2_MISO_W | MAPP_CA | MISO_W | Internal | Shoulder | B15 | 1203 | 2058 | 0 | 39.03 | 33.95 | 0.01 | 0
2015 | MAPP_CA_2_MISO_W | MAPP_CA | MISO_W | Internal | Summer | B1 | 10 | 2058 | 2058 | 54.8 | 60.79 | 0.01 | 5.98
2015 | MAPP_CA_2_MISO_W | MAPP_CA | MISO_W | Internal | Summer | B2 | 25 | 2058 | 2058 | 53.3 | 59.29 | 0.01 | 5.98
2015 | MAPP_CA_2_MISO_W | MAPP_CA | MISO_W | Internal | Summer | B3 | 75 | 2058 | 2058 | 51.97 | 57.92 | 0.01 | 5.94
2015 | MAPP_CA_2_MISO_W | MAPP_CA | MISO_W | Internal | Summer | B4 | 100 | 2058 | 2058 | 47.07 | 55.5 | 0.01 | 8.42
2015 | MAPP_CA_2_MISO_W | MAPP_CA | MISO_W | Internal | Summer | B5 | 200 | 2058 | 2058 | 47.07 | 51.04 | 0.01 | 3.96
2015 | MAPP_CA_2_MISO_W | MAPP_CA | MISO_W | Internal | Summer | B6 | 300 | 2058 | 839.41 | 44.98 | 44.99 | 0.01 | 0
2015 | MAPP_CA_2_MISO_W | MAPP_CA | MISO_W | Internal | Summer | B7 | 400 | 2058 | 303.39 | 37.49 | 37.51 | 0.01 | 0
2015 | MAPP_CA_2_MISO_W | MAPP_CA | MISO_W | Internal | Summer | B8 | 500 | 2058 | 0 | 36.26 | 34.4 | 0.01 | 0
2015 | MAPP_CA_2_MISO_W | MAPP_CA | MISO_W | Internal | Summer | B9 | 800 | 2058 | 0 | 36.26 | 33.17 | 0.01 | 0
2015 | MAPP_CA_2_MISO_W | MAPP_CA | MISO_W | Internal | Summer | B10 | 1262 | 2058 | 0 | 36.26 | 31.45 | 0.01 | 0
2015 | MAPP_CA_2_MISO_W | MAPP_CA | MISO_W | Internal | Winter | B16 | 25 | 2058 | 1580.01 | 51.79 | 51.8 | 0.01 | 0
2015 | MAPP_CA_2_MISO_W | MAPP_CA | MISO_W | Internal | Winter | B17 | 100 | 2058 | 0 | 44.98 | 44.98 | 0.01 | 0
2015 | MAPP_CA_2_MISO_W | MAPP_CA | MISO_W | Internal | Winter | B18 | 400 | 2058 | 0 | 42.55 | 39.95 | 0.01 | 0
2015 | MAPP_CA_2_MISO_W | MAPP_CA | MISO_W | Internal | Winter | B19 | 700 | 2058 | 0 | 42.55 | 37.79 | 0.01 | 0
2015 | MAPP_CA_2_MISO_W | MAPP_CA | MISO_W | Internal | Winter | B20 | 935 | 2058 | 0 | 42.55 | 32.72 | 0.01 | 0
2015 | MAPP_US_2_MAPP_CA | MAPP_US | MAPP_CA | Internal | Shoulder | B11 | 25 | 230 | 0 | 47.52 | 47.07 | 7 | 0
2015 | MAPP_US_2_MAPP_CA | MAPP_US | MAPP_CA | Internal | Shoulder | B12 | 200 | 230 | 0 | 34.8 | 40.64 | 7 | 0
2015 | MAPP_US_2_MAPP_CA | MAPP_US | MAPP_CA | Internal | Shoulder | B13 | 600 | 230 | 0 | 32.3 | 39.03 | 7 | 0
2015 | MAPP_US_2_MAPP_CA | MAPP_US | MAPP_CA | Internal | Shoulder | B14 | 900 | 230 | 0 | 32.3 | 39.03 | 7 | 0
2015 | MAPP_US_2_MAPP_CA | MAPP_US | MAPP_CA | Internal | Shoulder | B15 | 1203 | 230 | 0 | 32.3 | 39.03 | 7 | 0
2015 | MAPP_US_2_MAPP_CA | MAPP_US | MAPP_CA | Internal | Summer | B1 | 10 | 230 | 0 | 53.81 | 54.8 | 7 | 0
2015 | MAPP_US_2_MAPP_CA | MAPP_US | MAPP_CA | Internal | Summer | B2 | 25 | 230 | 0 | 53.81 | 53.3 | 7 | 0
2015 | MAPP_US_2_MAPP_CA | MAPP_US | MAPP_CA | Internal | Summer | B3 | 75 | 230 | 0 | 52.76 | 51.97 | 7 | 0
2015 | MAPP_US_2_MAPP_CA | MAPP_US | MAPP_CA | Internal | Summer | B4 | 100 | 230 | 0 | 48.5 | 47.07 | 7 | 0
2015 | MAPP_US_2_MAPP_CA | MAPP_US | MAPP_CA | Internal | Summer | B5 | 200 | 230 | 0 | 46.26 | 47.07 | 7 | 0
2015 | MAPP_US_2_MAPP_CA | MAPP_US | MAPP_CA | Internal | Summer | B6 | 300 | 230 | 0 | 44.98 | 44.98 | 7 | 0
2015 | MAPP_US_2_MAPP_CA | MAPP_US | MAPP_CA | Internal | Summer | B7 | 400 | 230 | 0 | 37.49 | 37.49 | 7 | 0
2015 | MAPP_US_2_MAPP_CA | MAPP_US | MAPP_CA | Internal | Summer | B8 | 500 | 230 | 0 | 30.97 | 36.26 | 7 | 0
2015 | MAPP_US_2_MAPP_CA | MAPP_US | MAPP_CA | Internal | Summer | B9 | 800 | 230 | 0 | 29.67 | 36.26 | 7 | 0
2015 | MAPP_US_2_MAPP_CA | MAPP_US | MAPP_CA | Internal | Summer | B10 | 1262 | 230 | 148.8 | 29.26 | 36.26 | 7 | 0
2015 | MAPP_US_2_MAPP_CA | MAPP_US | MAPP_CA | Internal | Winter | B16 | 25 | 230 | 0 | 45.91 | 51.79 | 7 | 0
2015 | MAPP_US_2_MAPP_CA | MAPP_US | MAPP_CA | Internal | Winter | B17 | 100 | 230 | 51.2 | 37.98 | 44.98 | 7 | 0
2015 | MAPP_US_2_MAPP_CA | MAPP_US | MAPP_CA | Internal | Winter | B18 | 400 | 230 | 230 | 33.45 | 42.55 | 7 | 2.1
2015 | MAPP_US_2_MAPP_CA | MAPP_US | MAPP_CA | Internal | Winter | B19 | 700 | 230 | 230 | 33.45 | 42.55 | 7 | 2.1
2015 | MAPP_US_2_MAPP_CA | MAPP_US | MAPP_CA | Internal | Winter | B20 | 935 | 230 | 230 | 32.71 | 42.55 | 7 | 2.84
2015 | MAPP_US_2_MISO_W | MAPP_US | MISO_W | Internal | Shoulder | B11 | 25 | 2635 | 0 | 47.52 | 48.26 | 7 | 0
2015 | MAPP_US_2_MISO_W | MAPP_US | MISO_W | Internal | Shoulder | B12 | 200 | 2635 | 0 | 34.8 | 40.66 | 7 | 0
2015 | MAPP_US_2_MISO_W | MAPP_US | MISO_W | Internal | Shoulder | B13 | 600 | 2635 | 0 | 32.3 | 39.01 | 7 | 0
2015 | MAPP_US_2_MISO_W | MAPP_US | MISO_W | Internal | Shoulder | B14 | 900 | 2635 | 0 | 32.3 | 36.95 | 7 | 0
2015 | MAPP_US_2_MISO_W | MAPP_US | MISO_W | Internal | Shoulder | B15 | 1203 | 2635 | 0 | 32.3 | 33.95 | 7 | 0
2015 | MAPP_US_2_MISO_W | MAPP_US | MISO_W | Internal | Summer | B1 | 10 | 2635 | 0 | 53.81 | 60.79 | 7 | 0
2015 | MAPP_US_2_MISO_W | MAPP_US | MISO_W | Internal | Summer | B2 | 25 | 2635 | 0 | 53.81 | 59.29 | 7 | 0
2015 | MAPP_US_2_MISO_W | MAPP_US | MISO_W | Internal | Summer | B3 | 75 | 2635 | 0 | 52.76 | 57.92 | 7 | 0
2015 | MAPP_US_2_MISO_W | MAPP_US | MISO_W | Internal | Summer | B4 | 100 | 2635 | 675.44 | 48.5 | 55.5 | 7 | 0
2015 | MAPP_US_2_MISO_W | MAPP_US | MISO_W | Internal | Summer | B5 | 200 | 2635 | 0 | 46.26 | 51.04 | 7 | 0
2015 | MAPP_US_2_MISO_W | MAPP_US | MISO_W | Internal | Summer | B6 | 300 | 2635 | 0 | 44.98 | 44.99 | 7 | 0
2015 | MAPP_US_2_MISO_W | MAPP_US | MISO_W | Internal | Summer | B7 | 400 | 2635 | 0 | 37.49 | 37.51 | 7 | 0
2015 | MAPP_US_2_MISO_W | MAPP_US | MISO_W | Internal | Summer | B8 | 500 | 2635 | 0 | 30.97 | 34.4 | 7 | 0
2015 | MAPP_US_2_MISO_W | MAPP_US | MISO_W | Internal | Summer | B9 | 800 | 2635 | 0 | 29.67 | 33.17 | 7 | 0
2015 | MAPP_US_2_MISO_W | MAPP_US | MISO_W | Internal | Summer | B10 | 1262 | 2635 | 0 | 29.26 | 31.45 | 7 | 0
2015 | MAPP_US_2_MISO_W | MAPP_US | MISO_W | Internal | Winter | B16 | 25 | 2635 | 0 | 45.91 | 51.8 | 7 | 0
2015 | MAPP_US_2_MISO_W | MAPP_US | MISO_W | Internal | Winter | B17 | 100 | 2635 | 1098.74 | 37.98 | 44.98 | 7 | 0
2015 | MAPP_US_2_MISO_W | MAPP_US | MISO_W | Internal | Winter | B18 | 400 | 2635 | 0 | 33.45 | 39.95 | 7 | 0
2015 | MAPP_US_2_MISO_W | MAPP_US | MISO_W | Internal | Winter | B19 | 700 | 2635 | 0 | 33.45 | 37.79 | 7 | 0
2015 | MAPP_US_2_MISO_W | MAPP_US | MISO_W | Internal | Winter | B20 | 935 | 2635 | 0 | 32.71 | 32.72 | 7 | 0
2015 | MAPP_US_2_NE | MAPP_US | NE | Internal | Shoulder | B11 | 25 | 2000 | 1502.62 | 47.52 | 54.52 | 7 | 0
2015 | MAPP_US_2_NE | MAPP_US | NE | Internal | Shoulder | B12 | 200 | 2000 | 957.92 | 34.8 | 41.8 | 7 | 0
2015 | MAPP_US_2_NE | MAPP_US | NE | Internal | Shoulder | B13 | 600 | 2000 | 1025.06 | 32.3 | 39.3 | 7 | 0
2015 | MAPP_US_2_NE | MAPP_US | NE | Internal | Shoulder | B14 | 900 | 2000 | 0 | 32.3 | 38.91 | 7 | 0
2015 | MAPP_US_2_NE | MAPP_US | NE | Internal | Shoulder | B15 | 1203 | 2000 | 0 | 32.3 | 37.6 | 7 | 0
2015 | MAPP_US_2_NE | MAPP_US | NE | Internal | Summer | B1 | 10 | 2000 | 1368.3 | 53.81 | 60.81 | 7 | 0
2015 | MAPP_US_2_NE | MAPP_US | NE | Internal | Summer | B2 | 25 | 2000 | 1404.06 | 53.81 | 60.81 | 7 | 0
2015 | MAPP_US_2_NE | MAPP_US | NE | Internal | Summer | B3 | 75 | 2000 | 1154.4 | 52.76 | 59.76 | 7 | 0
2015 | MAPP_US_2_NE | MAPP_US | NE | Internal | Summer | B4 | 100 | 2000 | 510.42 | 48.5 | 55.5 | 7 | 0
2015 | MAPP_US_2_NE | MAPP_US | NE | Internal | Summer | B5 | 200 | 2000 | 1164.87 | 46.26 | 53.26 | 7 | 0
2015 | MAPP_US_2_NE | MAPP_US | NE | Internal | Summer | B6 | 300 | 2000 | 1397.62 | 44.98 | 51.98 | 7 | 0
2015 | MAPP_US_2_NE | MAPP_US | NE | Internal | Summer | B7 | 400 | 2000 | 1703.93 | 37.49 | 44.49 | 7 | 0
2015 | MAPP_US_2_NE | MAPP_US | NE | Internal | Summer | B8 | 500 | 2000 | 1775.67 | 30.97 | 37.97 | 7 | 0
2015 | MAPP_US_2_NE | MAPP_US | NE | Internal | Summer | B9 | 800 | 2000 | 820.45 | 29.67 | 36.67 | 7 | 0
2015 | MAPP_US_2_NE | MAPP_US | NE | Internal | Summer | B10 | 1262 | 2000 | 531.39 | 29.26 | 36.26 | 7 | 0
2015 | MAPP_US_2_NE | MAPP_US | NE | Internal | Winter | B16 | 25 | 2000 | 1574.59 | 45.91 | 52.91 | 7 | 0
2015 | MAPP_US_2_NE | MAPP_US | NE | Internal | Winter | B17 | 100 | 2000 | 0 | 37.98 | 41.9 | 7 | 0
2015 | MAPP_US_2_NE | MAPP_US | NE | Internal | Winter | B18 | 400 | 2000 | 152.25 | 33.45 | 40.45 | 7 | 0
2015 | MAPP_US_2_NE | MAPP_US | NE | Internal | Winter | B19 | 700 | 2000 | 0 | 33.45 | 40.08 | 7 | 0
2015 | MAPP_US_2_NE | MAPP_US | NE | Internal | Winter | B20 | 935 | 2000 | 88.41 | 32.71 | 39.71 | 7 | 0
2015 | MARITIMES_2_NEISO | MARITIMES | NEISO | Internal | Shoulder | B11 | 25 | 99999 | 1400 | 36.89 | 36.9 | 0.01 | 0
2015 | MARITIMES_2_NEISO | MARITIMES | NEISO | Internal | Shoulder | B12 | 200 | 99999 | 1400 | 36.89 | 36.9 | 0.01 | 0
2015 | MARITIMES_2_NEISO | MARITIMES | NEISO | Internal | Shoulder | B13 | 600 | 99999 | 1400 | 36.89 | 36.9 | 0.01 | 0
2015 | MARITIMES_2_NEISO | MARITIMES | NEISO | Internal | Shoulder | B14 | 900 | 99999 | 1400 | 36.89 | 36.9 | 0.01 | 0
2015 | MARITIMES_2_NEISO | MARITIMES | NEISO | Internal | Shoulder | B15 | 1203 | 99999 | 426.43 | 36.89 | 36.9 | 0.01 | 0
2015 | MARITIMES_2_NEISO | MARITIMES | NEISO | Internal | Summer | B1 | 10 | 99999 | 1400 | 65.8 | 65.81 | 0.01 | 0
2015 | MARITIMES_2_NEISO | MARITIMES | NEISO | Internal | Summer | B2 | 25 | 99999 | 1400 | 53.82 | 53.84 | 0.01 | 0
2015 | MARITIMES_2_NEISO | MARITIMES | NEISO | Internal | Summer | B3 | 75 | 99999 | 1400 | 47.31 | 47.33 | 0.01 | 0
2015 | MARITIMES_2_NEISO | MARITIMES | NEISO | Internal | Summer | B4 | 100 | 99999 | 1400 | 37.88 | 37.89 | 0.01 | 0
2015 | MARITIMES_2_NEISO | MARITIMES | NEISO | Internal | Summer | B5 | 200 | 99999 | 1400 | 35.25 | 35.26 | 0.01 | 0
2015 | MARITIMES_2_NEISO | MARITIMES | NEISO | Internal | Summer | B6 | 300 | 99999 | 1400 | 35.25 | 35.26 | 0.01 | 0
2015 | MARITIMES_2_NEISO | MARITIMES | NEISO | Internal | Summer | B7 | 400 | 99999 | 1400 | 34.19 | 34.2 | 0.01 | 0
2015 | MARITIMES_2_NEISO | MARITIMES | NEISO | Internal | Summer | B8 | 500 | 99999 | 1400 | 34.19 | 34.2 | 0.01 | 0
2015 | MARITIMES_2_NEISO | MARITIMES | NEISO | Internal | Summer | B9 | 800 | 99999 | 1400 | 34.19 | 34.2 | 0.01 | 0
2015 | MARITIMES_2_NEISO | MARITIMES | NEISO | Internal | Summer | B10 | 1262 | 99999 | 236.13 | 34.19 | 34.2 | 0.01 | 0
2015 | MARITIMES_2_NEISO | MARITIMES | NEISO | Internal | Winter | B16 | 25 | 99999 | 1400 | 45.28 | 45.29 | 0.01 | 0
2015 | MARITIMES_2_NEISO | MARITIMES | NEISO | Internal | Winter | B17 | 100 | 99999 | 1400 | 45.28 | 45.29 | 0.01 | 0
2015 | MARITIMES_2_NEISO | MARITIMES | NEISO | Internal | Winter | B18 | 400 | 99999 | 1400 | 45.28 | 45.29 | 0.01 | 0
2015 | MARITIMES_2_NEISO | MARITIMES | NEISO | Internal | Winter | B19 | 700 | 99999 | 1400 | 45.28 | 45.29 | 0.01 | 0
2015 | MARITIMES_2_NEISO | MARITIMES | NEISO | Internal | Winter | B20 | 935 | 99999 | 475.94 | 45.28 | 45.29 | 0.01 | 0
2015 | MISO_IN_2_MISO_MI | MISO_IN | MISO_MI | Internal | Shoulder | B11 | 25 | 5081 | 0 | 48.29 | 46.93 | 0.01 | 0
2015 | MISO_IN_2_MISO_MI | MISO_IN | MISO_MI | Internal | Shoulder | B12 | 200 | 5081 | 0 | 40.67 | 40.66 | 0.01 | 0
2015 | MISO_IN_2_MISO_MI | MISO_IN | MISO_MI | Internal | Shoulder | B13 | 600 | 5081 | 0 | 39.01 | 39 | 0.01 | 0
2015 | MISO_IN_2_MISO_MI | MISO_IN | MISO_MI | Internal | Shoulder | B14 | 900 | 5081 | 0 | 36.95 | 36.94 | 0.01 | 0
2015 | MISO_IN_2_MISO_MI | MISO_IN | MISO_MI | Internal | Shoulder | B15 | 1203 | 5081 | 0 | 33.95 | 33.95 | 0.01 | 0
2015 | MISO_IN_2_MISO_MI | MISO_IN | MISO_MI | Internal | Summer | B1 | 10 | 5081 | 0 | 60.8 | 60.79 | 0.01 | 0
2015 | MISO_IN_2_MISO_MI | MISO_IN | MISO_MI | Internal | Summer | B2 | 25 | 5081 | 0 | 59.3 | 59.29 | 0.01 | 0
2015 | MISO_IN_2_MISO_MI | MISO_IN | MISO_MI | Internal | Summer | B3 | 75 | 5081 | 0 | 57.92 | 56.29 | 0.01 | 0
2015 | MISO_IN_2_MISO_MI | MISO_IN | MISO_MI | Internal | Summer | B4 | 100 | 5081 | 0 | 55.52 | 54.01 | 0.01 | 0
2015 | MISO_IN_2_MISO_MI | MISO_IN | MISO_MI | Internal | Summer | B5 | 200 | 5081 | 0 | 51.05 | 51.04 | 0.01 | 0
2015 | MISO_IN_2_MISO_MI | MISO_IN | MISO_MI | Internal | Summer | B6 | 300 | 5081 | 0 | 44.98 | 44.97 | 0.01 | 0
2015 | MISO_IN_2_MISO_MI | MISO_IN | MISO_MI | Internal | Summer | B7 | 400 | 5081 | 512 | 37.51 | 37.52 | 0.01 | 0
2015 | MISO_IN_2_MISO_MI | MISO_IN | MISO_MI | Internal | Summer | B8 | 500 | 5081 | 1888.39 | 34.4 | 34.42 | 0.01 | 0
2015 | MISO_IN_2_MISO_MI | MISO_IN | MISO_MI | Internal | Summer | B9 | 800 | 5081 | 3893.68 | 33.2 | 33.21 | 0.01 | 0
2015 | MISO_IN_2_MISO_MI | MISO_IN | MISO_MI | Internal | Summer | B10 | 1262 | 5081 | 4474.27 | 31.48 | 31.49 | 0.01 | 0
2015 | MISO_IN_2_MISO_MI | MISO_IN | MISO_MI | Internal | Winter | B16 | 25 | 5081 | 0 | 51.82 | 49.54 | 0.01 | 0
2015 | MISO_IN_2_MISO_MI | MISO_IN | MISO_MI | Internal | Winter | B17 | 100 | 5081 | 0 | 44.99 | 44.98 | 0.01 | 0
2015 | MISO_IN_2_MISO_MI | MISO_IN | MISO_MI | Internal | Winter | B18 | 400 | 5081 | 0 | 39.95 | 39.95 | 0.01 | 0
2015 | MISO_IN_2_MISO_MI | MISO_IN | MISO_MI | Internal | Winter | B19 | 700 | 5081 | 24.35 | 37.79 | 37.81 | 0.01 | 0
2015 | MISO_IN_2_MISO_MI | MISO_IN | MISO_MI | Internal | Winter | B20 | 935 | 5081 | 670.02 | 32.72 | 32.73 | 0.01 | 0
2015 | MISO_IN_2_MISO_MO-IL | MISO_IN | MISO_MO-IL | Internal | Shoulder | B11 | 25 | 9129 | 0 | 48.29 | 48.27 | 0.01 | 0
2015 | MISO_IN_2_MISO_MO-IL | MISO_IN | MISO_MO-IL | Internal | Shoulder | B12 | 200 | 9129 | 0 | 40.67 | 40.66 | 0.01 | 0
2015 | MISO_IN_2_MISO_MO-IL | MISO_IN | MISO_MO-IL | Internal | Shoulder | B13 | 600 | 9129 | 0 | 39.01 | 39 | 0.01 | 0
2015 | MISO_IN_2_MISO_MO-IL | MISO_IN | MISO_MO-IL | Internal | Shoulder | B14 | 900 | 9129 | 0 | 36.95 | 36.94 | 0.01 | 0
2015 | MISO_IN_2_MISO_MO-IL | MISO_IN | MISO_MO-IL | Internal | Shoulder | B15 | 1203 | 9129 | 0 | 33.95 | 33.94 | 0.01 | 0
2015 | MISO_IN_2_MISO_MO-IL | MISO_IN | MISO_MO-IL | Internal | Summer | B1 | 10 | 9129 | 0 | 60.8 | 60.79 | 0.01 | 0
2015 | MISO_IN_2_MISO_MO-IL | MISO_IN | MISO_MO-IL | Internal | Summer | B2 | 25 | 9129 | 0 | 59.3 | 59.29 | 0.01 | 0
2015 | MISO_IN_2_MISO_MO-IL | MISO_IN | MISO_MO-IL | Internal | Summer | B3 | 75 | 9129 | 0 | 57.92 | 57.91 | 0.01 | 0
2015 | MISO_IN_2_MISO_MO-IL | MISO_IN | MISO_MO-IL | Internal | Summer | B4 | 100 | 9129 | 0 | 55.52 | 55.51 | 0.01 | 0
2015 | MISO_IN_2_MISO_MO-IL | MISO_IN | MISO_MO-IL | Internal | Summer | B5 | 200 | 9129 | 0 | 51.05 | 51.04 | 0.01 | 0
2015 | MISO_IN_2_MISO_MO-IL | MISO_IN | MISO_MO-IL | Internal | Summer | B6 | 300 | 9129 | 0 | 44.98 | 44.98 | 0.01 | 0
2015 | MISO_IN_2_MISO_MO-IL | MISO_IN | MISO_MO-IL | Internal | Summer | B7 | 400 | 9129 | 0 | 37.51 | 37.49 | 0.01 | 0
2015 | MISO_IN_2_MISO_MO-IL | MISO_IN | MISO_MO-IL | Internal | Summer | B8 | 500 | 9129 | 0 | 34.4 | 34.39 | 0.01 | 0
2015 | MISO_IN_2_MISO_MO-IL | MISO_IN | MISO_MO-IL | Internal | Summer | B9 | 800 | 9129 | 0 | 33.2 | 33.19 | 0.01 | 0
2015 | MISO_IN_2_MISO_MO-IL | MISO_IN | MISO_MO-IL | Internal | Summer | B10 | 1262 | 9129 | 0 | 31.48 | 31.47 | 0.01 | 0
2015 | MISO_IN_2_MISO_MO-IL | MISO_IN | MISO_MO-IL | Internal | Winter | B16 | 25 | 9129 | 0 | 51.82 | 51.81 | 0.01 | 0
2015 | MISO_IN_2_MISO_MO-IL | MISO_IN | MISO_MO-IL | Internal | Winter | B17 | 100 | 9129 | 0 | 44.99 | 44.98 | 0.01 | 0
2015 | MISO_IN_2_MISO_MO-IL | MISO_IN | MISO_MO-IL | Internal | Winter | B18 | 400 | 9129 | 0 | 39.95 | 39.94 | 0.01 | 0
2015 | MISO_IN_2_MISO_MO-IL | MISO_IN | MISO_MO-IL | Internal | Winter | B19 | 700 | 9129 | 0 | 37.79 | 37.78 | 0.01 | 0
2015 | MISO_IN_2_MISO_MO-IL | MISO_IN | MISO_MO-IL | Internal | Winter | B20 | 935 | 9129 | 0 | 32.72 | 32.71 | 0.01 | 0
2015 | MISO_IN_2_NonRTO_Midwest | MISO_IN | NonRTO_Midwest | Internal | Shoulder | B11 | 25 | 4800 | 933.98 | 48.29 | 56.29 | 8 | 0
2015 | MISO_IN_2_NonRTO_Midwest | MISO_IN | NonRTO_Midwest | Internal | Shoulder | B12 | 200 | 4800 | 529.71 | 40.67 | 48.67 | 8 | 0
2015 | MISO_IN_2_NonRTO_Midwest | MISO_IN | NonRTO_Midwest | Internal | Shoulder | B13 | 600 | 4800 | 6.08 | 39.01 | 47.01 | 8 | 0
2015 | MISO_IN_2_NonRTO_Midwest | MISO_IN | NonRTO_Midwest | Internal | Shoulder | B14 | 900 | 4800 | 0 | 36.95 | 33.92 | 8 | 0
2015 | MISO_IN_2_NonRTO_Midwest | MISO_IN | NonRTO_Midwest | Internal | Shoulder | B15 | 1203 | 4800 | 0 | 33.95 | 32.53 | 8 | 0
2015 | MISO_IN_2_NonRTO_Midwest | MISO_IN | NonRTO_Midwest | Internal | Summer | B1 | 10 | 4800 | 0 | 60.8 | 65.02 | 8 | 0
2015 | MISO_IN_2_NonRTO_Midwest | MISO_IN | NonRTO_Midwest | Internal | Summer | B2 | 25 | 4800 | 0 | 59.3 | 65.02 | 8 | 0
2015 | MISO_IN_2_NonRTO_Midwest | MISO_IN | NonRTO_Midwest | Internal | Summer | B3 | 75 | 4800 | 0 | 57.92 | 65.02 | 8 | 0
2015 | MISO_IN_2_NonRTO_Midwest | MISO_IN | NonRTO_Midwest | Internal | Summer | B4 | 100 | 4800 | 1013.92 | 55.52 | 63.52 | 8 | 0
2015 | MISO_IN_2_NonRTO_Midwest | MISO_IN | NonRTO_Midwest | Internal | Summer | B5 | 200 | 4800 | 714.58 | 51.05 | 59.05 | 8 | 0
2015 | MISO_IN_2_NonRTO_Midwest | MISO_IN | NonRTO_Midwest | Internal | Summer | B6 | 300 | 4800 | 233.4 | 44.98 | 52.98 | 8 | 0
2015 | MISO_IN_2_NonRTO_Midwest | MISO_IN | NonRTO_Midwest | Internal | Summer | B7 | 400 | 4800 | 0 | 37.51 | 36.49 | 8 | 0
2015 | MISO_IN_2_NonRTO_Midwest | MISO_IN | NonRTO_Midwest | Internal | Summer | B8 | 500 | 4800 | 0 | 34.4 | 32.34 | 8 | 0
2015 | MISO_IN_2_NonRTO_Midwest | MISO_IN | NonRTO_Midwest | Internal | Summer | B9 | 800 | 4800 | 0 | 33.2 | 31.9 | 8 | 0
2015 | MISO_IN_2_NonRTO_Midwest | MISO_IN | NonRTO_Midwest | Internal | Summer | B10 | 1262 | 4800 | 0 | 31.48 | 31.07 | 8 | 0
2015 | MISO_IN_2_NonRTO_Midwest | MISO_IN | NonRTO_Midwest | Internal | Winter | B16 | 25 | 4800 | 2213.8 | 51.82 | 59.82 | 8 | 0
2015 | MISO_IN_2_NonRTO_Midwest | MISO_IN | NonRTO_Midwest | Internal | Winter | B17 | 100 | 4800 | 1151.34 | 44.99 | 52.99 | 8 | 0
2015 | MISO_IN_2_NonRTO_Midwest | MISO_IN | NonRTO_Midwest | Internal | Winter | B18 | 400 | 4800 | 435.81 | 39.95 | 47.95 | 8 | 0
2015 | MISO_IN_2_NonRTO_Midwest | MISO_IN | NonRTO_Midwest | Internal | Winter | B19 | 700 | 4800 | 0 | 37.79 | 34.09 | 8 | 0
2015 | MISO_IN_2_NonRTO_Midwest | MISO_IN | NonRTO_Midwest | Internal | Winter | B20 | 935 | 4800 | 0 | 32.72 | 32.71 | 8 | 0
2015 | MISO_IN_2_PJM_ROR | MISO_IN | PJM_ROR | Internal | Shoulder | B11 | 25 | 992 | 0 | 48.29 | 50.22 | 2 | 0
2015 | MISO_IN_2_PJM_ROR | MISO_IN | PJM_ROR | Internal | Shoulder | B12 | 200 | 992 | 0 | 40.67 | 42.66 | 2 | 0
2015 | MISO_IN_2_PJM_ROR | MISO_IN | PJM_ROR | Internal | Shoulder | B13 | 600 | 992 | 517.75 | 39.01 | 41.01 | 2 | 0
2015 | MISO_IN_2_PJM_ROR | MISO_IN | PJM_ROR | Internal | Shoulder | B14 | 900 | 992 | 213.53 | 36.95 | 38.95 | 2 | 0
2015 | MISO_IN_2_PJM_ROR | MISO_IN | PJM_ROR | Internal | Shoulder | B15 | 1203 | 992 | 177.74 | 33.95 | 35.95 | 2 | 0
2015 | MISO_IN_2_PJM_ROR | MISO_IN | PJM_ROR | Internal | Summer | B1 | 10 | 992 | 0 | 60.8 | 62.79 | 2 | 0
2015 | MISO_IN_2_PJM_ROR | MISO_IN | PJM_ROR | Internal | Summer | B2 | 25 | 992 | 0 | 59.3 | 61.29 | 2 | 0
2015 | MISO_IN_2_PJM_ROR | MISO_IN | PJM_ROR | Internal | Summer | B3 | 75 | 992 | 0 | 57.92 | 58.29 | 2 | 0
2015 | MISO_IN_2_PJM_ROR | MISO_IN | PJM_ROR | Internal | Summer | B4 | 100 | 992 | 0 | 55.52 | 57.5 | 2 | 0
2015 | MISO_IN_2_PJM_ROR | MISO_IN | PJM_ROR | Internal | Summer | B5 | 200 | 992 | 0 | 51.05 | 53.04 | 2 | 0
2015 | MISO_IN_2_PJM_ROR | MISO_IN | PJM_ROR | Internal | Summer | B6 | 300 | 992 | 50.3 | 44.98 | 46.98 | 2 | 0
2015 | MISO_IN_2_PJM_ROR | MISO_IN | PJM_ROR | Internal | Summer | B7 | 400 | 992 | 0 | 37.51 | 39.49 | 2 | 0
2015 | MISO_IN_2_PJM_ROR | MISO_IN | PJM_ROR | Internal | Summer | B8 | 500 | 992 | 199.19 | 34.4 | 36.4 | 2 | 0
2015 | MISO_IN_2_PJM_ROR | MISO_IN | PJM_ROR | Internal | Summer | B9 | 800 | 992 | 0 | 33.2 | 35.17 | 2 | 0
2015 | MISO_IN_2_PJM_ROR | MISO_IN | PJM_ROR | Internal | Summer | B10 | 1262 | 992 | 0 | 31.48 | 33.45 | 2 | 0
2015 | MISO_IN_2_PJM_ROR | MISO_IN | PJM_ROR | Internal | Winter | B16 | 25 | 992 | 0 | 51.82 | 53.8 | 2 | 0
2015 | MISO_IN_2_PJM_ROR | MISO_IN | PJM_ROR | Internal | Winter | B17 | 100 | 992 | 0 | 44.99 | 46.98 | 2 | 0
2015 | MISO_IN_2_PJM_ROR | MISO_IN | PJM_ROR | Internal | Winter | B18 | 400 | 992 | 0 | 39.95 | 41.95 | 2 | 0
2015 | MISO_IN_2_PJM_ROR | MISO_IN | PJM_ROR | Internal | Winter | B19 | 700 | 992 | 155.81 | 37.79 | 39.79 | 2 | 0
2015 | MISO_IN_2_PJM_ROR | MISO_IN | PJM_ROR | Internal | Winter | B20 | 935 | 992 | 238.61 | 32.72 | 34.72 | 2 | 0
2015 | MISO_MI_2_IESO | MISO_MI | IESO | Internal | Shoulder | B11 | 25 | 1580 | 0 | 46.93 | 33.97 | 8 | 0
2015 | MISO_MI_2_IESO | MISO_MI | IESO | Internal | Shoulder | B12 | 200 | 1580 | 0 | 40.66 | 32.9 | 8 | 0
2015 | MISO_MI_2_IESO | MISO_MI | IESO | Internal | Shoulder | B13 | 600 | 1580 | 0 | 39 | 31.07 | 8 | 0
2015 | MISO_MI_2_IESO | MISO_MI | IESO | Internal | Shoulder | B14 | 900 | 1580 | 0 | 36.94 | 31.07 | 8 | 0
2015 | MISO_MI_2_IESO | MISO_MI | IESO | Internal | Shoulder | B15 | 1203 | 1580 | 0 | 33.95 | 31.07 | 8 | 0
2015 | MISO_MI_2_IESO | MISO_MI | IESO | Internal | Summer | B1 | 10 | 1580 | 0 | 60.79 | 47.8 | 8 | 0
2015 | MISO_MI_2_IESO | MISO_MI | IESO | Internal | Summer | B2 | 25 | 1580 | 0 | 59.29 | 46.3 | 8 | 0
2015 | MISO_MI_2_IESO | MISO_MI | IESO | Internal | Summer | B3 | 75 | 1580 | 0 | 56.29 | 39.13 | 8 | 0
2015 | MISO_MI_2_IESO | MISO_MI | IESO | Internal | Summer | B4 | 100 | 1580 | 0 | 54.01 | 39.05 | 8 | 0
2015 | MISO_MI_2_IESO | MISO_MI | IESO | Internal | Summer | B5 | 200 | 1580 | 0 | 51.04 | 38.07 | 8 | 0
2015 | MISO_MI_2_IESO | MISO_MI | IESO | Internal | Summer | B6 | 300 | 1580 | 0 | 44.97 | 37.97 | 8 | 0
2015 | MISO_MI_2_IESO | MISO_MI | IESO | Internal | Summer | B7 | 400 | 1580 | 0 | 37.52 | 30.52 | 8 | 0
2015 | MISO_MI_2_IESO | MISO_MI | IESO | Internal | Summer | B8 | 500 | 1580 | 0 | 34.42 | 29.26 | 8 | 0
2015 | MISO_MI_2_IESO | MISO_MI | IESO | Internal | Summer | B9 | 800 | 1580 | 0 | 33.21 | 29.26 | 8 | 0
2015 | MISO_MI_2_IESO | MISO_MI | IESO | Internal | Summer | B10 | 1262 | 1580 | 0 | 31.49 | 29.26 | 8 | 0
2015 | MISO_MI_2_IESO | MISO_MI | IESO | Internal | Winter | B16 | 25 | 1580 | 0 | 49.54 | 41.64 | 8 | 0
2015 | MISO_MI_2_IESO | MISO_MI | IESO | Internal | Winter | B17 | 100 | 1580 | 0 | 44.98 | 37.98 | 8 | 0
2015 | MISO_MI_2_IESO | MISO_MI | IESO | Internal | Winter | B18 | 400 | 1580 | 0 | 39.95 | 35.55 | 8 | 0
2015 | MISO_MI_2_IESO | MISO_MI | IESO | Internal | Winter | B19 | 700 | 1580 | 0 | 37.81 | 35.55 | 8 | 0
2015 | MISO_MI_2_IESO | MISO_MI | IESO | Internal | Winter | B20 | 935 | 1580 | 0 | 32.73 | 35.55 | 8 | 0
2015 | MISO_MI_2_MISO_IN | MISO_MI | MISO_IN | Internal | Shoulder | B11 | 25 | 2126 | 2126 | 46.93 | 48.29 | 0.01 | 1.35
2015 | MISO_MI_2_MISO_IN | MISO_MI | MISO_IN | Internal | Shoulder | B12 | 200 | 2126 | 1505.36 | 40.66 | 40.67 | 0.01 | 0
2015 | MISO_MI_2_MISO_IN | MISO_MI | MISO_IN | Internal | Shoulder | B13 | 600 | 2126 | 1374.18 | 39 | 39.01 | 0.01 | 0
2015 | MISO_MI_2_MISO_IN | MISO_MI | MISO_IN | Internal | Shoulder | B14 | 900 | 2126 | 347.21 | 36.94 | 36.95 | 0.01 | 0
2015 | MISO_MI_2_MISO_IN | MISO_MI | MISO_IN | Internal | Shoulder | B15 | 1203 | 2126 | 0 | 33.95 | 33.95 | 0.01 | 0
2015 | MISO_MI_2_MISO_IN | MISO_MI | MISO_IN | Internal | Summer | B1 | 10 | 2126 | 1929.06 | 60.79 | 60.8 | 0.01 | 0
2015 | MISO_MI_2_MISO_IN | MISO_MI | MISO_IN | Internal | Summer | B2 | 25 | 2126 | 1084.59 | 59.29 | 59.3 | 0.01 | 0
2015 | MISO_MI_2_MISO_IN | MISO_MI | MISO_IN | Internal | Summer | B3 | 75 | 2126 | 2126 | 56.29 | 57.92 | 0.01 | 1.62
2015 | MISO_MI_2_MISO_IN | MISO_MI | MISO_IN | Internal | Summer | B4 | 100 | 2126 | 2126 | 54.01 | 55.52 | 0.01 | 1.49
2015 | MISO_MI_2_MISO_IN | MISO_MI | MISO_IN | Internal | Summer | B5 | 200 | 2126 | 1636.63 | 51.04 | 51.05 | 0.01 | 0
2015 | MISO_MI_2_MISO_IN | MISO_MI | MISO_IN | Internal | Summer | B6 | 300 | 2126 | 1066.04 | 44.97 | 44.98 | 0.01 | 0
2015 | MISO_MI_2_MISO_IN | MISO_MI | MISO_IN | Internal | Summer | B7 | 400 | 2126 | 0 | 37.52 | 37.51 | 0.01 | 0
2015 | MISO_MI_2_MISO_IN | MISO_MI | MISO_IN | Internal | Summer | B8 | 500 | 2126 | 0 | 34.42 | 34.4 | 0.01 | 0
2015 | MISO_MI_2_MISO_IN | MISO_MI | MISO_IN | Internal | Summer | B9 | 800 | 2126 | 0 | 33.21 | 33.2 | 0.01 | 0
2015 | MISO_MI_2_MISO_IN | MISO_MI | MISO_IN | Internal | Summer | B10 | 1262 | 2126 | 0 | 31.49 | 31.48 | 0.01 | 0
2015 | MISO_MI_2_MISO_IN | MISO_MI | MISO_IN | Internal | Winter | B16 | 25 | 2126 | 2126 | 49.54 | 51.82 | 0.01 | 2.27
2015 | MISO_MI_2_MISO_IN | MISO_MI | MISO_IN | Internal | Winter | B17 | 100 | 2126 | 1388.89 | 44.98 | 44.99 | 0.01 | 0
2015 | MISO_MI_2_MISO_IN | MISO_MI | MISO_IN | Internal | Winter | B18 | 400 | 2126 | 0 | 39.95 | 39.95 | 0.01 | 0
2015 | MISO_MI_2_MISO_IN | MISO_MI | MISO_IN | Internal | Winter | B19 | 700 | 2126 | 0 | 37.81 | 37.79 | 0.01 | 0
2015 | MISO_MI_2_MISO_IN | MISO_MI | MISO_IN | Internal | Winter | B20 | 935 | 2126 | 0 | 32.73 | 32.72 | 0.01 | 0
2015 | MISO_MI_2_MISO_WUMS | MISO_MI | MISO_WUMS | Internal | Shoulder | B11 | 25 | 166 | 166 | 46.93 | 48.25 | 0.01 | 1.31
2015 | MISO_MI_2_MISO_WUMS | MISO_MI | MISO_WUMS | Internal | Shoulder | B12 | 200 | 166 | 0 | 40.66 | 40.66 | 0.01 | 0
2015 | MISO_MI_2_MISO_WUMS | MISO_MI | MISO_WUMS | Internal | Shoulder | B13 | 600 | 166 | 117.57 | 39 | 39.01 | 0.01 | 0
2015 | MISO_MI_2_MISO_WUMS | MISO_MI | MISO_WUMS | Internal | Shoulder | B14 | 900 | 166 | 70.87 | 36.94 | 36.95 | 0.01 | 0
2015 | MISO_MI_2_MISO_WUMS | MISO_MI | MISO_WUMS | Internal | Shoulder | B15 | 1203 | 166 | 97.85 | 33.95 | 33.96 | 0.01 | 0
2015 | MISO_MI_2_MISO_WUMS | MISO_MI | MISO_WUMS | Internal | Summer | B1 | 10 | 166 | 0 | 60.79 | 60.78 | 0.01 | 0
2015 | MISO_MI_2_MISO_WUMS | MISO_MI | MISO_WUMS | Internal | Summer | B2 | 25 | 166 | 60.67 | 59.29 | 59.3 | 0.01 | 0
2015 | MISO_MI_2_MISO_WUMS | MISO_MI | MISO_WUMS | Internal | Summer | B3 | 75 | 166 | 166 | 56.29 | 57.94 | 0.01 | 1.63
2015 | MISO_MI_2_MISO_WUMS | MISO_MI | MISO_WUMS | Internal | Summer | B4 | 100 | 166 | 166 | 54.01 | 55.5 | 0.01 | 1.47
2015 | MISO_MI_2_MISO_WUMS | MISO_MI | MISO_WUMS | Internal | Summer | B5 | 200 | 166 | 0 | 51.04 | 51.04 | 0.01 | 0
2015 | MISO_MI_2_MISO_WUMS | MISO_MI | MISO_WUMS | Internal | Summer | B6 | 300 | 166 | 40.34 | 44.97 | 44.98 | 0.01 | 0
2015 | MISO_MI_2_MISO_WUMS | MISO_MI | MISO_WUMS | Internal | Summer | B7 | 400 | 166 | 0 | 37.52 | 37.49 | 0.01 | 0
2015 | MISO_MI_2_MISO_WUMS | MISO_MI | MISO_WUMS | Internal | Summer | B8 | 500 | 166 | 0 | 34.42 | 34.4 | 0.01 | 0
2015 | MISO_MI_2_MISO_WUMS | MISO_MI | MISO_WUMS | Internal | Summer | B9 | 800 | 166 | 0 | 33.21 | 33.19 | 0.01 | 0
2015 | MISO_MI_2_MISO_WUMS | MISO_MI | MISO_WUMS | Internal | Summer | B10 | 1262 | 166 | 0 | 31.49 | 31.47 | 0.01 | 0
2015 | MISO_MI_2_MISO_WUMS | MISO_MI | MISO_WUMS | Internal | Winter | B16 | 25 | 166 | 166 | 49.54 | 51.8 | 0.01 | 2.24
2015 | MISO_MI_2_MISO_WUMS | MISO_MI | MISO_WUMS | Internal | Winter | B17 | 100 | 166 | 0 | 44.98 | 44.98 | 0.01 | 0
2015 | MISO_MI_2_MISO_WUMS | MISO_MI | MISO_WUMS | Internal | Winter | B18 | 400 | 166 | 0 | 39.95 | 39.95 | 0.01 | 0
2015 | MISO_MI_2_MISO_WUMS | MISO_MI | MISO_WUMS | Internal | Winter | B19 | 700 | 166 | 0 | 37.81 | 37.79 | 0.01 | 0
2015 | MISO_MI_2_MISO_WUMS | MISO_MI | MISO_WUMS | Internal | Winter | B20 | 935 | 166 | 0 | 32.73 | 32.73 | 0.01 | 0
2015 | MISO_MI_2_PJM_ROR | MISO_MI | PJM_ROR | Internal | Shoulder | B11 | 25 | 1424 | 1424 | 46.93 | 50.22 | 2 | 1.29
2015 | MISO_MI_2_PJM_ROR | MISO_MI | PJM_ROR | Internal | Shoulder | B12 | 200 | 1424 | 1058.03 | 40.66 | 42.66 | 2 | 0
2015 | MISO_MI_2_PJM_ROR | MISO_MI | PJM_ROR | Internal | Shoulder | B13 | 600 | 1424 | 1424 | 39 | 41.01 | 2 | 0.01
2015 | MISO_MI_2_PJM_ROR | MISO_MI | PJM_ROR | Internal | Shoulder | B14 | 900 | 1424 | 1424 | 36.94 | 38.95 | 2 | 0.01
2015 | MISO_MI_2_PJM_ROR | MISO_MI | PJM_ROR | Internal | Shoulder | B15 | 1203 | 1424 | 936.89 | 33.95 | 35.95 | 2 | 0
2015 | MISO_MI_2_PJM_ROR | MISO_MI | PJM_ROR | Internal | Summer | B1 | 10 | 1424 | 1193.56 | 60.79 | 62.79 | 2 | 0
2015 | MISO_MI_2_PJM_ROR | MISO_MI | PJM_ROR | Internal | Summer | B2 | 25 | 1424 | 160.82 | 59.29 | 61.29 | 2 | 0
2015 | MISO_MI_2_PJM_ROR | MISO_MI | PJM_ROR | Internal | Summer | B3 | 75 | 1424 | 456.74 | 56.29 | 58.29 | 2 | 0
2015 | MISO_MI_2_PJM_ROR | MISO_MI | PJM_ROR | Internal | Summer | B4 | 100 | 1424 | 1424 | 54.01 | 57.5 | 2 | 1.48
2015 | MISO_MI_2_PJM_ROR | MISO_MI | PJM_ROR | Internal | Summer | B5 | 200 | 1424 | 493.15 | 51.04 | 53.04 | 2 | 0
2015 | MISO_MI_2_PJM_ROR | MISO_MI | PJM_ROR | Internal | Summer | B6 | 300 | 1424 | 1424 | 44.97 | 46.98 | 2 | 0.01
2015 | MISO_MI_2_PJM_ROR | MISO_MI | PJM_ROR | Internal | Summer | B7 | 400 | 1424 | 0 | 37.52 | 39.49 | 2 | 0
2015 | MISO_MI_2_PJM_ROR | MISO_MI | PJM_ROR | Internal | Summer | B8 | 500 | 1424 | 0 | 34.42 | 36.4 | 2 | 0
2015 | MISO_MI_2_PJM_ROR | MISO_MI | PJM_ROR | Internal | Summer | B9 | 800 | 1424 | 0 | 33.21 | 35.17 | 2 | 0
2015 | MISO_MI_2_PJM_ROR | MISO_MI | PJM_ROR | Internal | Summer | B10 | 1262 | 1424 | 0 | 31.49 | 33.45 | 2 | 0
2015 | MISO_MI_2_PJM_ROR | MISO_MI | PJM_ROR | Internal | Winter | B16 | 25 | 1424 | 1424 | 49.54 | 53.8 | 2 | 2.26
2015 | MISO_MI_2_PJM_ROR | MISO_MI | PJM_ROR | Internal | Winter | B17 | 100 | 1424 | 1208.96 | 44.98 | 46.98 | 2 | 0
2015 | MISO_MI_2_PJM_ROR | MISO_MI | PJM_ROR | Internal | Winter | B18 | 400 | 1424 | 25.18 | 39.95 | 41.95 | 2 | 0
2015 | MISO_MI_2_PJM_ROR | MISO_MI | PJM_ROR | Internal | Winter | B19 | 700 | 1424 | 0 | 37.81 | 39.79 | 2 | 0
2015 | MISO_MI_2_PJM_ROR | MISO_MI | PJM_ROR | Internal | Winter | B20 | 935 | 1424 | 0 | 32.73 | 34.72 | 2 | 0
2015 | MISO_MO-IL_2_ENT | MISO_MO-IL | ENT | Internal | Shoulder | B11 | 25 | 2540 | 0 | 48.27 | 55.32 | 8 | 0
2015 | MISO_MO-IL_2_ENT | MISO_MO-IL | ENT | Internal | Shoulder | B12 | 200 | 2540 | 0 | 40.66 | 39.32 | 8 | 0
2015 | MISO_MO-IL_2_ENT | MISO_MO-IL | ENT | Internal | Shoulder | B13 | 600 | 2540 | 0 | 39 | 39.32 | 8 | 0
2015 | MISO_MO-IL_2_ENT | MISO_MO-IL | ENT | Internal | Shoulder | B14 | 900 | 2540 | 0 | 36.94 | 39.17 | 8 | 0
2015 | MISO_MO-IL_2_ENT | MISO_MO-IL | ENT | Internal | Shoulder | B15 | 1203 | 2540 | 0 | 33.94 | 39.04 | 8 | 0
2015 | MISO_MO-IL_2_ENT | MISO_MO-IL | ENT | Internal | Summer | B1 | 10 | 2540 | 0 | 60.79 | 60.79 | 8 | 0
2015 | MISO_MO-IL_2_ENT | MISO_MO-IL | ENT | Internal | Summer | B2 | 25 | 2540 | 0 | 59.29 | 59.29 | 8 | 0
2015 | MISO_MO-IL_2_ENT | MISO_MO-IL | ENT | Internal | Summer | B3 | 75 | 2540 | 0 | 57.91 | 58.43 | 8 | 0
2015 | MISO_MO-IL_2_ENT | MISO_MO-IL | ENT | Internal | Summer | B4 | 100 | 2540 | 0 | 55.51 | 58.43 | 8 | 0
2015 | MISO_MO-IL_2_ENT | MISO_MO-IL | ENT | Internal | Summer | B5 | 200 | 2540 | 0 | 51.04 | 53.58 | 8 | 0
2015 | MISO_MO-IL_2_ENT | MISO_MO-IL | ENT | Internal | Summer | B6 | 300 | 2540 | 658.24 | 44.98 | 52.98 | 8 | 0
2015 | MISO_MO-IL_2_ENT | MISO_MO-IL | ENT | Internal | Summer | B7 | 400 | 2540 | 43.19 | 37.49 | 45.49 | 8 | 0
2015 | MISO_MO-IL_2_ENT | MISO_MO-IL | ENT | Internal | Summer | B8 | 500 | 2540 | 0 | 34.39 | 38.1 | 8 | 0
2015 | MISO_MO-IL_2_ENT | MISO_MO-IL | ENT | Internal | Summer | B9 | 800 | 2540 | 0 | 33.19 | 37.83 | 8 | 0
2015 | MISO_MO-IL_2_ENT | MISO_MO-IL | ENT | Internal | Summer | B10 | 1262 | 2540 | 0 | 31.47 | 36.6 | 8 | 0
2015 | MISO_MO-IL_2_ENT | MISO_MO-IL | ENT | Internal | Winter | B16 | 25 | 2540 | 0 | 51.81 | 57.64 | 8 | 0
2015 | MISO_MO-IL_2_ENT | MISO_MO-IL | ENT | Internal | Winter | B17 | 100 | 2540 | 0 | 44.98 | 41.76 | 8 | 0
2015 | MISO_MO-IL_2_ENT | MISO_MO-IL | ENT | Internal | Winter | B18 | 400 | 2540 | 0 | 39.94 | 41.76 | 8 | 0
2015 | MISO_MO-IL_2_ENT | MISO_MO-IL | ENT | Internal | Winter | B19 | 700 | 2540 | 0 | 37.78 | 41.46 | 8 | 0
2015 | MISO_MO-IL_2_ENT | MISO_MO-IL | ENT | Internal | Winter | B20 | 935 | 2540 | 0 | 32.71 | 40.65 | 8 | 0
2015 | MISO_MO-IL_2_MISO_IN | MISO_MO-IL | MISO_IN | Internal | Shoulder | B11 | 25 | 6229 | 810.66 | 48.27 | 48.29 | 0.01 | 0
2015 | MISO_MO-IL_2_MISO_IN | MISO_MO-IL | MISO_IN | Internal | Shoulder | B12 | 200 | 6229 | 533.85 | 40.66 | 40.67 | 0.01 | 0
2015 | MISO_MO-IL_2_MISO_IN | MISO_MO-IL | MISO_IN | Internal | Shoulder | B13 | 600 | 6229 | 206.82 | 39 | 39.01 | 0.01 | 0
2015 | MISO_MO-IL_2_MISO_IN | MISO_MO-IL | MISO_IN | Internal | Shoulder | B14 | 900 | 6229 | 511.77 | 36.94 | 36.95 | 0.01 | 0
2015 | MISO_MO-IL_2_MISO_IN | MISO_MO-IL | MISO_IN | Internal | Shoulder | B15 | 1203 | 6229 | 816.49 | 33.94 | 33.95 | 0.01 | 0
2015 | MISO_MO-IL_2_MISO_IN | MISO_MO-IL | MISO_IN | Internal | Summer | B1 | 10 | 6229 | 933.6 | 60.79 | 60.8 | 0.01 | 0
2015 | MISO_MO-IL_2_MISO_IN | MISO_MO-IL | MISO_IN | Internal | Summer | B2 | 25 | 6229 | 2567.06 | 59.29 | 59.3 | 0.01 | 0
2015 | MISO_MO-IL_2_MISO_IN | MISO_MO-IL | MISO_IN | Internal | Summer | B3 | 75 | 6229 | 658.63 | 57.91 | 57.92 | 0.01 | 0
2015 | MISO_MO-IL_2_MISO_IN | MISO_MO-IL | MISO_IN | Internal | Summer | B4 | 100 | 6229 | 867.42 | 55.51 | 55.52 | 0.01 | 0
2015 | MISO_MO-IL_2_MISO_IN | MISO_MO-IL | MISO_IN | Internal | Summer | B5 | 200 | 6229 | 782.84 | 51.04 | 51.05 | 0.01 | 0
2015 | MISO_MO-IL_2_MISO_IN | MISO_MO-IL | MISO_IN | Internal | Summer | B6 | 300 | 6229 | 0 | 44.98 | 44.98 | 0.01 | 0
2015 | MISO_MO-IL_2_MISO_IN | MISO_MO-IL | MISO_IN | Internal | Summer | B7 | 400 | 6229 | 446.27 | 37.49 | 37.51 | 0.01 | 0
2015 | MISO_MO-IL_2_MISO_IN | MISO_MO-IL | MISO_IN | Internal | Summer | B8 | 500 | 6229 | 1469.49 | 34.39 | 34.4 | 0.01 | 0
2015 | MISO_MO-IL_2_MISO_IN | MISO_MO-IL | MISO_IN | Internal | Summer | B9 | 800 | 6229 | 3444.74 | 33.19 | 33.2 | 0.01 | 0
2015 | MISO_MO-IL_2_MISO_IN | MISO_MO-IL | MISO_IN | Internal | Summer | B10 | 1262 | 6229 | 3683.74 | 31.47 | 31.48 | 0.01 | 0
2015 | MISO_MO-IL_2_MISO_IN | MISO_MO-IL | MISO_IN | Internal | Winter | B16 | 25 | 6229 | 2061.94 | 51.81 | 51.82 | 0.01 | 0
2015 | MISO_MO-IL_2_MISO_IN | MISO_MO-IL | MISO_IN | Internal | Winter | B17 | 100 | 6229 | 935.45 | 44.98 | 44.99 | 0.01 | 0
2015 | MISO_MO-IL_2_MISO_IN | MISO_MO-IL | MISO_IN | Internal | Winter | B18 | 400 | 6229 | 1091.8 | 39.94 | 39.95 | 0.01 | 0
2015 | MISO_MO-IL_2_MISO_IN | MISO_MO-IL | MISO_IN | Internal | Winter | B19 | 700 | 6229 | 230.86 | 37.78 | 37.79 | 0.01 | 0
2015 | MISO_MO-IL_2_MISO_IN | MISO_MO-IL | MISO_IN | Internal | Winter | B20 | 935 | 6229 | 636.35 | 32.71 | 32.72 | 0.01 | 0
2015 | MISO_MO-IL_2_MISO_W | MISO_MO-IL | MISO_W | Internal | Shoulder | B11 | 25 | 5033 | 0 | 48.27 | 48.26 | 0.01 | 0
2015 | MISO_MO-IL_2_MISO_W | MISO_MO-IL | MISO_W | Internal | Shoulder | B12 | 200 | 5033 | 0 | 40.66 | 40.66 | 0.01 | 0
2015 | MISO_MO-IL_2_MISO_W | MISO_MO-IL | MISO_W | Internal | Shoulder | B13 | 600 | 5033 | 253.27 | 39 | 39.01 | 0.01 | 0
2015 | MISO_MO-IL_2_MISO_W | MISO_MO-IL | MISO_W | Internal | Shoulder | B14 | 900 | 5033 | 204.43 | 36.94 | 36.95 | 0.01 | 0
2015 | MISO_MO-IL_2_MISO_W | MISO_MO-IL | MISO_W | Internal | Shoulder | B15 | 1203 | 5033 | 564.54 | 33.94 | 33.95 | 0.01 | 0
2015 | MISO_MO-IL_2_MISO_W | MISO_MO-IL | MISO_W | Internal | Summer | B1 | 10 | 5033 | 0 | 60.79 | 60.79 | 0.01 | 0
2015 | MISO_MO-IL_2_MISO_W | MISO_MO-IL | MISO_W | Internal | Summer | B2 | 25 | 5033 | 0 | 59.29 | 59.29 | 0.01 | 0
2015 | MISO_MO-IL_2_MISO_W | MISO_MO-IL | MISO_W | Internal | Summer | B3 | 75 | 5033 | 1483.2 | 57.91 | 57.92 | 0.01 | 0
2015 | MISO_MO-IL_2_MISO_W | MISO_MO-IL | MISO_W | Internal | Summer | B4 | 100 | 5033 | 0 | 55.51 | 55.5 | 0.01 | 0
2015 | MISO_MO-IL_2_MISO_W | MISO_MO-IL | MISO_W | Internal | Summer | B5 | 200 | 5033 | 0 | 51.04 | 51.04 | 0.01 | 0
2015 | MISO_MO-IL_2_MISO_W | MISO_MO-IL | MISO_W | Internal | Summer | B6 | 300 | 5033 | 1102.15 | 44.98 | 44.99 | 0.01 | 0
2015 | MISO_MO-IL_2_MISO_W | MISO_MO-IL | MISO_W | Internal | Summer | B7 | 400 | 5033 | 818.64 | 37.49 | 37.51 | 0.01 | 0
2015 | MISO_MO-IL_2_MISO_W | MISO_MO-IL | MISO_W | Internal | Summer | B8 | 500 | 5033 | 422.12 | 34.39 | 34.4 | 0.01 | 0
2015 | MISO_MO-IL_2_MISO_W | MISO_MO-IL | MISO_W | Internal | Summer | B9 | 800 | 5033 | 0 | 33.19 | 33.17 | 0.01 | 0
2015 | MISO_MO-IL_2_MISO_W | MISO_MO-IL | MISO_W | Internal | Summer | B10 | 1262 | 5033 | 0 | 31.47 | 31.45 | 0.01 | 0
2015 | MISO_MO-IL_2_MISO_W | MISO_MO-IL | MISO_W | Internal | Winter | B16 | 25 | 5033 | 0 | 51.81 | 51.8 | 0.01 | 0
2015 | MISO_MO-IL_2_MISO_W | MISO_MO-IL | MISO_W | Internal | Winter | B17 | 100 | 5033 | 0 | 44.98 | 44.98 | 0.01 | 0
2015 | MISO_MO-IL_2_MISO_W | MISO_MO-IL | MISO_W | Internal | Winter | B18 | 400 | 5033 | 0 | 39.94 | 39.95 | 0.01 | 0
2015 | MISO_MO-IL_2_MISO_W | MISO_MO-IL | MISO_W | Internal | Winter | B19 | 700 | 5033 | 1552.94 | 37.78 | 37.79 | 0.01 | 0
2015 | MISO_MO-IL_2_MISO_W | MISO_MO-IL | MISO_W | Internal | Winter | B20 | 935 | 5033 | 1472.62 | 32.71 | 32.72 | 0.01 | 0
2015 | MISO_MO-IL_2_PJM_ROR | MISO_MO-IL | PJM_ROR | Internal | Shoulder | B11 | 25 | 1212 | 0 | 48.27 | 50.22 | 2 | 0
2015 | MISO_MO-IL_2_PJM_ROR | MISO_MO-IL | PJM_ROR | Internal | Shoulder | B12 | 200 | 1212 | 472.92 | 40.66 | 42.66 | 2 | 0
2015 | MISO_MO-IL_2_PJM_ROR | MISO_MO-IL | PJM_ROR | Internal | Shoulder | B13 | 600 | 1212 | 1212 | 39 | 41.01 | 2 | 0.01
2015 | MISO_MO-IL_2_PJM_ROR | MISO_MO-IL | PJM_ROR | Internal | Shoulder | B14 | 900 | 1212 | 1212 | 36.94 | 38.95 | 2 | 0.01
2015 | MISO_MO-IL_2_PJM_ROR | MISO_MO-IL | PJM_ROR | Internal | Shoulder | B15 | 1203 | 1212 | 1212 | 33.94 | 35.95 | 2 | 0.01
2015 | MISO_MO-IL_2_PJM_ROR | MISO_MO-IL | PJM_ROR | Internal | Summer | B1 | 10 | 1212 | 341.5 | 60.79 | 62.79 | 2 | 0
2015 | MISO_MO-IL_2_PJM_ROR | MISO_MO-IL | PJM_ROR | Internal | Summer | B2 | 25 | 1212 | 155.79 | 59.29 | 61.29 | 2 | 0
2015 | MISO_MO-IL_2_PJM_ROR | MISO_MO-IL | PJM_ROR | Internal | Summer | B3 | 75 | 1212 | 0 | 57.91 | 58.29 | 2 | 0
2015 | MISO_MO-IL_2_PJM_ROR | MISO_MO-IL | PJM_ROR | Internal | Summer | B4 | 100 | 1212 | 0 | 55.51 | 57.5 | 2 | 0
2015 | MISO_MO-IL_2_PJM_ROR | MISO_MO-IL | PJM_ROR | Internal | Summer | B5 | 200 | 1212 | 222.5 | 51.04 | 53.04 | 2 | 0
2015 | MISO_MO-IL_2_PJM_ROR | MISO_MO-IL | PJM_ROR | Internal | Summer | B6 | 300 | 1212 | 268.69 | 44.98 | 46.98 | 2 | 0
2015 | MISO_MO-IL_2_PJM_ROR | MISO_MO-IL | PJM_ROR | Internal | Summer | B7 | 400 | 1212 | 1109.91 | 37.49 | 39.49 | 2 | 0
2015 | MISO_MO-IL_2_PJM_ROR | MISO_MO-IL | PJM_ROR | Internal | Summer | B8 | 500 | 1212 | 1212 | 34.39 | 36.4 | 2 | 0.01
2015 | MISO_MO-IL_2_PJM_ROR | MISO_MO-IL | PJM_ROR | Internal | Summer | B9 | 800 | 1212 | 0 | 33.19 | 35.17 | 2 | 0
2015 | MISO_MO-IL_2_PJM_ROR | MISO_MO-IL | PJM_ROR | Internal | Summer | B10 | 1262 | 1212 | 0 | 31.47 | 33.45 | 2 | 0
2015 | MISO_MO-IL_2_PJM_ROR | MISO_MO-IL | PJM_ROR | Internal | Winter | B16 | 25 | 1212 | 0 | 51.81 | 53.8 | 2 | 0
2015 | MISO_MO-IL_2_PJM_ROR | MISO_MO-IL | PJM_ROR | Internal | Winter | B17 | 100 | 1212 | 912.82 | 44.98 | 46.98 | 2 | 0
2015 | MISO_MO-IL_2_PJM_ROR | MISO_MO-IL | PJM_ROR | Internal | Winter | B18 | 400 | 1212 | 1212 | 39.94 | 41.95 | 2 | 0.01
2015 | MISO_MO-IL_2_PJM_ROR | MISO_MO-IL | PJM_ROR | Internal | Winter | B19 | 700 | 1212 | 1212 | 37.78 | 39.79 | 2 | 0.01
2015 | MISO_MO-IL_2_PJM_ROR | MISO_MO-IL | PJM_ROR | Internal | Winter | B20 | 935 | 1212 | 1212 | 32.71 | 34.72 | 2 | 0.01
2015 | MISO_MO-IL_2_TVA_Transmission | MISO_MO-IL | TVA_Transmission | Internal | Shoulder | B11 | 25 | 4000 | 0 | 48.27 | 56.22 | 8 | 0
2015 | MISO_MO-IL_2_TVA_Transmission | MISO_MO-IL | TVA_Transmission | Internal | Shoulder | B12 | 200 | 4000 | 0 | 40.66 | 44.35 | 8 | 0
2015 | MISO_MO-IL_2_TVA_Transmission | MISO_MO-IL | TVA_Transmission | Internal | Shoulder | B13 | 600 | 4000 | 0 | 39 | 43.32 | 8 | 0
2015 | MISO_MO-IL_2_TVA_Transmission | MISO_MO-IL | TVA_Transmission | Internal | Shoulder | B14 | 900 | 4000 | 0 | 36.94 | 41.17 | 8 | 0
2015 | MISO_MO-IL_2_TVA_Transmission | MISO_MO-IL | TVA_Transmission | Internal | Shoulder | B15 | 1203 | 4000 | 0 | 33.94 | 40.53 | 8 | 0
2015 | MISO_MO-IL_2_TVA_Transmission | MISO_MO-IL | TVA_Transmission | Internal | Summer | B1 | 10 | 4000 | 1045.8 | 60.79 | 68.79 | 8 | 0
2015 | MISO_MO-IL_2_TVA_Transmission | MISO_MO-IL | TVA_Transmission | Internal | Summer | B2 | 25 | 4000 | 195.88 | 59.29 | 67.29 | 8 | 0
2015 | MISO_MO-IL_2_TVA_Transmission | MISO_MO-IL | TVA_Transmission | Internal | Summer | B3 | 75 | 4000 | 0 | 57.91 | 64.29 | 8 | 0
2015 | MISO_MO-IL_2_TVA_Transmission | MISO_MO-IL | TVA_Transmission | Internal | Summer | B4 | 100 | 4000 | 0 | 55.51 | 63.5 | 8 | 0
2015 | MISO_MO-IL_2_TVA_Transmission | MISO_MO-IL | TVA_Transmission | Internal | Summer | B5 | 200 | 4000 | 0 | 51.04 | 57.97 | 8 | 0
2015 | MISO_MO-IL_2_TVA_Transmission | MISO_MO-IL | TVA_Transmission | Internal | Summer | B6 | 300 | 4000 | 0 | 44.98 | 52.36 | 8 | 0
2015 | MISO_MO-IL_2_TVA_Transmission | MISO_MO-IL | TVA_Transmission | Internal | Summer | B7 | 400 | 4000 | 0 | 37.49 | 44.49 | 8 | 0
2015 | MISO_MO-IL_2_TVA_Transmission | MISO_MO-IL | TVA_Transmission | Internal | Summer | B8 | 500 | 4000 | 0 | 34.39 | 39.77 | 8 | 0
2015 | MISO_MO-IL_2_TVA_Transmission | MISO_MO-IL | TVA_Transmission | Internal | Summer | B9 | 800 | 4000 | 0 | 33.19 | 39.54 | 8 | 0
2015 | MISO_MO-IL_2_TVA_Transmission | MISO_MO-IL | TVA_Transmission | Internal | Summer | B10 | 1262 | 4000 | 0 | 31.47 | 37.29 | 8 | 0
2015 | MISO_MO-IL_2_TVA_Transmission | MISO_MO-IL | TVA_Transmission | Internal | Winter | B16 | 25 | 4000 | 0 | 51.81 | 59.75 | 8 | 0
2015 | MISO_MO-IL_2_TVA_Transmission | MISO_MO-IL | TVA_Transmission | Internal | Winter | B17 | 100 | 4000 | 0 | 44.98 | 47.82 | 8 | 0
2015 | MISO_MO-IL_2_TVA_Transmission | MISO_MO-IL | TVA_Transmission | Internal | Winter | B18 | 400 | 4000 | 0 | 39.94 | 44.57 | 8 | 0
2015 | MISO_MO-IL_2_TVA_Transmission | MISO_MO-IL | TVA_Transmission | Internal | Winter | B19 | 700 | 4000 | 0 | 37.78 | 42 | 8 | 0
2015 | MISO_MO-IL_2_TVA_Transmission | MISO_MO-IL | TVA_Transmission | Internal | Winter | B20 | 935 | 4000 | 57.5 | 32.71 | 40.71 | 8 | 0
2015 | MISO_W_2_IESO | MISO_W | IESO | Internal | Shoulder | B11 | 25 | 164 | 0 | 48.26 | 33.97 | 8 | 0
2015 | MISO_W_2_IESO | MISO_W | IESO | Internal | Shoulder | B12 | 200 | 164 | 0 | 40.66 | 32.9 | 8 | 0
2015 | MISO_W_2_IESO | MISO_W | IESO | Internal | Shoulder | B13 | 600 | 164 | 0 | 39.01 | 31.07 | 8 | 0
2015 | MISO_W_2_IESO | MISO_W | IESO | Internal | Shoulder | B14 | 900 | 164 | 0 | 36.95 | 31.07 | 8 | 0
2015 | MISO_W_2_IESO | MISO_W | IESO | Internal | Shoulder | B15 | 1203 | 164 | 0 | 33.95 | 31.07 | 8 | 0
2015 | MISO_W_2_IESO | MISO_W | IESO | Internal | Summer | B1 | 10 | 164 | 0 | 60.79 | 47.8 | 8 | 0
2015 | MISO_W_2_IESO | MISO_W | IESO | Internal | Summer | B2 | 25 | 164 | 0 | 59.29 | 46.3 | 8 | 0
2015 | MISO_W_2_IESO | MISO_W | IESO | Internal | Summer | B3 | 75 | 164 | 0 | 57.92 | 39.13 | 8 | 0
2015 | MISO_W_2_IESO | MISO_W | IESO | Internal | Summer | B4 | 100 | 164 | 0 | 55.5 | 39.05 | 8 | 0
2015 | MISO_W_2_IESO | MISO_W | IESO | Internal | Summer | B5 | 200 | 164 | 0 | 51.04 | 38.07 | 8 | 0
2015 | MISO_W_2_IESO | MISO_W | IESO | Internal | Summer | B6 | 300 | 164 | 0 | 44.99 | 37.97 | 8 | 0
2015 | MISO_W_2_IESO | MISO_W | IESO | Internal | Summer | B7 | 400 | 164 | 0 | 37.51 | 30.52 | 8 | 0
2015 | MISO_W_2_IESO | MISO_W | IESO | Internal | Summer | B8 | 500 | 164 | 0 | 34.4 | 29.26 | 8 | 0
2015 | MISO_W_2_IESO | MISO_W | IESO | Internal | Summer | B9 | 800 | 164 | 0 | 33.17 | 29.26 | 8 | 0
2015 | MISO_W_2_IESO | MISO_W | IESO | Internal | Summer | B10 | 1262 | 164 | 0 | 31.45 | 29.26 | 8 | 0
2015 | MISO_W_2_IESO | MISO_W | IESO | Internal | Winter | B16 | 25 | 164 | 0 | 51.8 | 41.64 | 8 | 0
2015 | MISO_W_2_IESO | MISO_W | IESO | Internal | Winter | B17 | 100 | 164 | 0 | 44.98 | 37.98 | 8 | 0
2015 | MISO_W_2_IESO | MISO_W | IESO | Internal | Winter | B18 | 400 | 164 | 0 | 39.95 | 35.55 | 8 | 0
2015 | MISO_W_2_IESO | MISO_W | IESO | Internal | Winter | B19 | 700 | 164 | 0 | 37.79 | 35.55 | 8 | 0
2015 | MISO_W_2_IESO | MISO_W | IESO | Internal | Winter | B20 | 935 | 164 | 0 | 32.72 | 35.55 | 8 | 0
2015 | MISO_W_2_MAPP_CA | MISO_W | MAPP_CA | Internal | Shoulder | B11 | 25 | 788 | 0 | 48.26 | 47.07 | 0.01 | 0
2015 | MISO_W_2_MAPP_CA | MISO_W | MAPP_CA | Internal | Shoulder | B12 | 200 | 788 | 0 | 40.66 | 40.64 | 0.01 | 0
2015 | MISO_W_2_MAPP_CA | MISO_W | MAPP_CA | Internal | Shoulder | B13 | 600 | 788 | 189.28 | 39.01 | 39.03 | 0.01 | 0
2015 | MISO_W_2_MAPP_CA | MISO_W | MAPP_CA | Internal | Shoulder | B14 | 900 | 788 | 788 | 36.95 | 39.03 | 0.01 | 2.06
2015 | MISO_W_2_MAPP_CA | MISO_W | MAPP_CA | Internal | Shoulder | B15 | 1203 | 788 | 788 | 33.95 | 39.03 | 0.01 | 5.06
2015 | MISO_W_2_MAPP_CA | MISO_W | MAPP_CA | Internal | Summer | B1 | 10 | 788 | 0 | 60.79 | 54.8 | 0.01 | 0
2015 | MISO_W_2_MAPP_CA | MISO_W | MAPP_CA | Internal | Summer | B2 | 25 | 788 | 0 | 59.29 | 53.3 | 0.01 | 0
2015 | MISO_W_2_MAPP_CA | MISO_W | MAPP_CA | Internal | Summer | B3 | 75 | 788 | 0 | 57.92 | 51.97 | 0.01 | 0
2015 | MISO_W_2_MAPP_CA | MISO_W | MAPP_CA | Internal | Summer | B4 | 100 | 788 | 0 | 55.5 | 47.07 | 0.01 | 0
2015 | MISO_W_2_MAPP_CA | MISO_W | MAPP_CA | Internal | Summer | B5 | 200 | 788 | 0 | 51.04 | 47.07 | 0.01 | 0
2015 | MISO_W_2_MAPP_CA | MISO_W | MAPP_CA | Internal | Summer | B6 | 300 | 788 | 0 | 44.99 | 44.98 | 0.01 | 0
2015 | MISO_W_2_MAPP_CA | MISO_W | MAPP_CA | Internal | Summer | B7 | 400 | 788 | 0 | 37.51 | 37.49 | 0.01 | 0
2015 | MISO_W_2_MAPP_CA | MISO_W | MAPP_CA | Internal | Summer | B8 | 500 | 788 | 788 | 34.4 | 36.26 | 0.01 | 1.84
2015 | MISO_W_2_MAPP_CA | MISO_W | MAPP_CA | Internal | Summer | B9 | 800 | 788 | 788 | 33.17 | 36.26 | 0.01 | 3.07
2015 | MISO_W_2_MAPP_CA | MISO_W | MAPP_CA | Internal | Summer | B10 | 1262 | 788 | 788 | 31.45 | 36.26 | 0.01 | 4.79
2015 | MISO_W_2_MAPP_CA | MISO_W | MAPP_CA | Internal | Winter | B16 | 25 | 788 | 0 | 51.8 | 51.79 | 0.01 | 0
2015 | MISO_W_2_MAPP_CA | MISO_W | MAPP_CA | Internal | Winter | B17 | 100 | 788 | 0 | 44.98 | 44.98 | 0.01 | 0
2015 | MISO_W_2_MAPP_CA | MISO_W | MAPP_CA | Internal | Winter | B18 | 400 | 788 | 788 | 39.95 | 42.55 | 0.01 | 2.59
2015 | MISO_W_2_MAPP_CA | MISO_W | MAPP_CA | Internal | Winter | B19 | 700 | 788 | 788 | 37.79 | 42.55 | 0.01 | 4.75
2015 | MISO_W_2_MAPP_CA | MISO_W | MAPP_CA | Internal | Winter | B20 | 935 | 788 | 788 | 32.72 | 42.55 | 0.01 | 9.82
2015 | MISO_W_2_MISO_MO-IL | MISO_W | MISO_MO-IL | Internal | Shoulder | B11 | 25 | 7873 | 1746.08 | 48.26 | 48.27 | 0.01 | 0
2015 | MISO_W_2_MISO_MO-IL | MISO_W | MISO_MO-IL | Internal | Shoulder | B12 | 200 | 7873 | 0 | 40.66 | 40.66 | 0.01 | 0
2015 | MISO_W_2_MISO_MO-IL | MISO_W | MISO_MO-IL | Internal | Shoulder | B13 | 600 | 7873 | 0 | 39.01 | 39 | 0.01 | 0
2015 | MISO_W_2_MISO_MO-IL | MISO_W | MISO_MO-IL | Internal | Shoulder | B14 | 900 | 7873 | 0 | 36.95 | 36.94 | 0.01 | 0
2015 | MISO_W_2_MISO_MO-IL | MISO_W | MISO_MO-IL | Internal | Shoulder | B15 | 1203 | 7873 | 0 | 33.95 | 33.94 | 0.01 | 0
2015 | MISO_W_2_MISO_MO-IL | MISO_W | MISO_MO-IL | Internal | Summer | B1 | 10 | 7873 | 0 | 60.79 | 60.79 | 0.01 | 0
2015 | MISO_W_2_MISO_MO-IL | MISO_W | MISO_MO-IL | Internal | Summer | B2 | 25 | 7873 | 0 | 59.29 | 59.29 | 0.01 | 0
2015 | MISO_W_2_MISO_MO-IL | MISO_W | MISO_MO-IL | Internal | Summer | B3 | 75 | 7873 | 0 | 57.92 | 57.91 | 0.01 | 0
2015 | MISO_W_2_MISO_MO-IL | MISO_W | MISO_MO-IL | Internal | Summer | B4 | 100 | 7873 | 299.54 | 55.5 | 55.51 | 0.01 | 0
2015 | MISO_W_2_MISO_MO-IL | MISO_W | MISO_MO-IL | Internal | Summer | B5 | 200 | 7873 | 0 | 51.04 | 51.04 | 0.01 | 0
2015 | MISO_W_2_MISO_MO-IL | MISO_W | MISO_MO-IL | Internal | Summer | B6 | 300 | 7873 | 0 | 44.99 | 44.98 | 0.01 | 0
2015 | MISO_W_2_MISO_MO-IL | MISO_W | MISO_MO-IL | Internal | Summer | B7 | 400 | 7873 | 0 | 37.51 | 37.49 | 0.01 | 0
2015 | MISO_W_2_MISO_MO-IL | MISO_W | MISO_MO-IL | Internal | Summer | B8 | 500 | 7873 | 0 | 34.4 | 34.39 | 0.01 | 0
2015 | MISO_W_2_MISO_MO-IL | MISO_W | MISO_MO-IL | Internal | Summer | B9 | 800 | 7873 | 295.34 | 33.17 | 33.19 | 0.01 | 0
2015 | MISO_W_2_MISO_MO-IL | MISO_W | MISO_MO-IL | Internal | Summer | B10 | 1262 | 7873 | 100.26 | 31.45 | 31.47 | 0.01 | 0
2015 | MISO_W_2_MISO_MO-IL | MISO_W | MISO_MO-IL | Internal | Winter | B16 | 25 | 7873 | 795.51 | 51.8 | 51.81 | 0.01 | 0
2015 | MISO_W_2_MISO_MO-IL | MISO_W | MISO_MO-IL | Internal | Winter | B17 | 100 | 7873 | 0 | 44.98 | 44.98 | 0.01 | 0
2015 | MISO_W_2_MISO_MO-IL | MISO_W | MISO_MO-IL | Internal | Winter | B18 | 400 | 7873 | 0 | 39.95 | 39.94 | 0.01 | 0
2015 | MISO_W_2_MISO_MO-IL | MISO_W | MISO_MO-IL | Internal | Winter | B19 | 700 | 7873 | 0 | 37.79 | 37.78 | 0.01 | 0
2015 | MISO_W_2_MISO_MO-IL | MISO_W | MISO_MO-IL | Internal | Winter | B20 | 935 | 7873 | 0 | 32.72 | 32.71 | 0.01 | 0
2015 | MISO_W_2_MISO_WUMS | MISO_W | MISO_WUMS | Internal | Shoulder | B11 | 25 | 3756 | 0 | 48.26 | 48.25 | 0.01 | 0
2015 | MISO_W_2_MISO_WUMS | MISO_W | MISO_WUMS | Internal | Shoulder | B12 | 200 | 3756 | 0 | 40.66 | 40.66 | 0.01 | 0
2015 | MISO_W_2_MISO_WUMS | MISO_W | MISO_WUMS | Internal | Shoulder | B13 | 600 | 3756 | 0 | 39.01 | 39.01 | 0.01 | 0
2015 | MISO_W_2_MISO_WUMS | MISO_W | MISO_WUMS | Internal | Shoulder | B14 | 900 | 3756 | 0 | 36.95 | 36.95 | 0.01 | 0
2015 | MISO_W_2_MISO_WUMS | MISO_W | MISO_WUMS | Internal | Shoulder | B15 | 1203 | 3756 | 1345.42 | 33.95 | 33.96 | 0.01 | 0
2015 | MISO_W_2_MISO_WUMS | MISO_W | MISO_WUMS | Internal | Summer | B1 | 10 | 3756 | 0 | 60.79 | 60.78 | 0.01 | 0
2015 | MISO_W_2_MISO_WUMS | MISO_W | MISO_WUMS | Internal | Summer | B2 | 25 | 3756 | 488.38 | 59.29 | 59.3 | 0.01 | 0
2015 | MISO_W_2_MISO_WUMS | MISO_W | MISO_WUMS | Internal | Summer | B3 | 75 | 3756 | 448.04 | 57.92 | 57.94 | 0.01 | 0
2015 | MISO_W_2_MISO_WUMS | MISO_W | MISO_WUMS | Internal | Summer | B4 | 100 | 3756 | 0 | 55.5 | 55.5 | 0.01 | 0
2015 | MISO_W_2_MISO_WUMS | MISO_W | MISO_WUMS | Internal | Summer | B5 | 200 | 3756 | 0 | 51.04 | 51.04 | 0.01 | 0
2015 | MISO_W_2_MISO_WUMS | MISO_W | MISO_WUMS | Internal | Summer | B6 | 300 | 3756 | 0 | 44.99 | 44.98 | 0.01 | 0
2015 | MISO_W_2_MISO_WUMS | MISO_W | MISO_WUMS | Internal | Summer | B7 | 400 | 3756 | 0 | 37.51 | 37.49 | 0.01 | 0
2015 | MISO_W_2_MISO_WUMS | MISO_W | MISO_WUMS | Internal | Summer | B8 | 500 | 3756 | 0 | 34.4 | 34.4 | 0.01 | 0
2015 | MISO_W_2_MISO_WUMS | MISO_W | MISO_WUMS | Internal | Summer | B9 | 800 | 3756 | 200.82 | 33.17 | 33.19 | 0.01 | 0
2015 | MISO_W_2_MISO_WUMS | MISO_W | MISO_WUMS | Internal | Summer | B10 | 1262 | 3756 | 2560.95 | 31.45 | 31.47 | 0.01 | 0
2015 | MISO_W_2_MISO_WUMS | MISO_W | MISO_WUMS | Internal | Winter | B16 | 25 | 3756 | 0 | 51.8 | 51.8 | 0.01 | 0
2015 | MISO_W_2_MISO_WUMS | MISO_W | MISO_WUMS | Internal | Winter | B17 | 100 | 3756 | 0 | 44.98 | 44.98 | 0.01 | 0
2015 | MISO_W_2_MISO_WUMS | MISO_W | MISO_WUMS | Internal | Winter | B18 | 400 | 3756 | 0 | 39.95 | 39.95 | 0.01 | 0
2015 | MISO_W_2_MISO_WUMS | MISO_W | MISO_WUMS | Internal | Winter | B19 | 700 | 3756 | 0 | 37.79 | 37.79 | 0.01 | 0
2015 | MISO_W_2_MISO_WUMS | MISO_W | MISO_WUMS | Internal | Winter | B20 | 935 | 3756 | 763.42 | 32.72 | 32.73 | 0.01 | 0
2015 | MISO_W_2_NE | MISO_W | NE | Internal | Shoulder | B11 | 25 | 20297 | 0 | 48.26 | 54.52 | 7 | 0
2015 | MISO_W_2_NE | MISO_W | NE | Internal | Shoulder | B12 | 200 | 20297 | 0 | 40.66 | 41.8 | 7 | 0
2015 | MISO_W_2_NE | MISO_W | NE | Internal | Shoulder | B13 | 600 | 20297 | 0 | 39.01 | 39.3 | 7 | 0
2015 | MISO_W_2_NE | MISO_W | NE | Internal | Shoulder | B14 | 900 | 20297 | 0 | 36.95 | 38.91 | 7 | 0
2015 | MISO_W_2_NE | MISO_W | NE | Internal | Shoulder | B15 | 1203 | 20297 | 0 | 33.95 | 37.6 | 7 | 0
2015 | MISO_W_2_NE | MISO_W | NE | Internal | Summer | B1 | 10 | 20297 | 0 | 60.79 | 60.81 | 7 | 0
2015 | MISO_W_2_NE | MISO_W | NE | Internal | Summer | B2 | 25 | 20297 | 0 | 59.29 | 60.81 | 7 | 0
2015 | MISO_W_2_NE | MISO_W | NE | Internal | Summer | B3 | 75 | 20297 | 0 | 57.92 | 59.76 | 7 | 0
2015 | MISO_W_2_NE | MISO_W | NE | Internal | Summer | B4 | 100 | 20297 | 0 | 55.5 | 55.5 | 7 | 0
2015 | MISO_W_2_NE | MISO_W | NE | Internal | Summer | B5 | 200 | 20297 | 0 | 51.04 | 53.26 | 7 | 0
2015 | MISO_W_2_NE | MISO_W | NE | Internal | Summer | B6 | 300 | 20297 | 0 | 44.99 | 51.98 | 7 | 0
2015 | MISO_W_2_NE | MISO_W | NE | Internal | Summer | B7 | 400 | 20297 | 0 | 37.51 | 44.49 | 7 | 0
2015 | MISO_W_2_NE | MISO_W | NE | Internal | Summer | B8 | 500 | 20297 | 0 | 34.4 | 37.97 | 7 | 0
2015 | MISO_W_2_NE | MISO_W | NE | Internal | Summer | B9 | 800 | 20297 | 0 | 33.17 | 36.67 | 7 | 0
2015 | MISO_W_2_NE | MISO_W | NE | Internal | Summer | B10 | 1262 | 20297 | 0 | 31.45 | 36.26 | 7 | 0
2015 | MISO_W_2_NE | MISO_W | NE | Internal | Winter | B16 | 25 | 20297 | 0 | 51.8 | 52.91 | 7 | 0
2015 | MISO_W_2_NE | MISO_W | NE | Internal | Winter | B17 | 100 | 20297 | 0 | 44.98 | 41.9 | 7 | 0
2015 | MISO_W_2_NE | MISO_W | NE | Internal | Winter | B18 | 400 | 20297 | 0 | 39.95 | 40.45 | 7 | 0
2015 | MISO_W_2_NE | MISO_W | NE | Internal | Winter | B19 | 700 | 20297 | 0 | 37.79 | 40.08 | 7 | 0
2015 | MISO_W_2_NE | MISO_W | NE | Internal | Winter | B20 | 935 | 20297 | 0 | 32.72 | 39.71 | 7 | 0
2015 | MISO_W_2_PJM_ROR | MISO_W | PJM_ROR | Internal | Shoulder | B11 | 25 | 10135 | 0 | 48.26 | 50.22 | 2 | 0
2015 | MISO_W_2_PJM_ROR | MISO_W | PJM_ROR | Internal | Shoulder | B12 | 200 | 10135 | 1529.07 | 40.66 | 42.66 | 2 | 0
2015 | MISO_W_2_PJM_ROR | MISO_W | PJM_ROR | Internal | Shoulder | B13 | 600 | 10135 | 1426.93 | 39.01 | 41.01 | 2 | 0
2015 | MISO_W_2_PJM_ROR | MISO_W | PJM_ROR | Internal | Shoulder | B14 | 900 | 10135 | 1707.32 | 36.95 | 38.95 | 2 | 0
2015 | MISO_W_2_PJM_ROR | MISO_W | PJM_ROR | Internal | Shoulder | B15 | 1203 | 10135 | 266.03 | 33.95 | 35.95 | 2 | 0
2015 | MISO_W_2_PJM_ROR | MISO_W | PJM_ROR | Internal | Summer | B1 | 10 | 10135 | 2720.3 | 60.79 | 62.79 | 2 | 0
2015 | MISO_W_2_PJM_ROR | MISO_W | PJM_ROR | Internal | Summer | B2 | 25 | 10135 | 2369.68 | 59.29 | 61.29 | 2 | 0
2015 | MISO_W_2_PJM_ROR | MISO_W | PJM_ROR | Internal | Summer | B3 | 75 | 10135 | 0 | 57.92 | 58.29 | 2 | 0
2015 | MISO_W_2_PJM_ROR | MISO_W | PJM_ROR | Internal | Summer | B4 | 100 | 10135 | 442.67 | 55.5 | 57.5 | 2 | 0
2015 | MISO_W_2_PJM_ROR | MISO_W | PJM_ROR | Internal | Summer | B5 | 200 | 10135 | 874.35 | 51.04 | 53.04 | 2 | 0
2015 | MISO_W_2_PJM_ROR | MISO_W | PJM_ROR | Internal | Summer | B6 | 300 | 10135 | 0 | 44.99 | 46.98 | 2 | 0
2015 | MISO_W_2_PJM_ROR | MISO_W | PJM_ROR | Internal | Summer | B7 | 400 | 10135 | 0 | 37.51 | 39.49 | 2 | 0
2015 | MISO_W_2_PJM_ROR | MISO_W | PJM_ROR | Internal | Summer | B8 | 500 | 10135 | 469.81 | 34.4 | 36.4 | 2 | 0
2015 | MISO_W_2_PJM_ROR | MISO_W | PJM_ROR | Internal | Summer | B9 | 800 | 10135 | 149.24 | 33.17 | 35.17 | 2 | 0
2015 | MISO_W_2_PJM_ROR | MISO_W | PJM_ROR | Internal | Summer | B10 | 1262 | 10135 | 432.98 | 31.45 | 33.45 | 2 | 0
2015 | MISO_W_2_PJM_ROR | MISO_W | PJM_ROR | Internal | Winter | B16 | 25 | 10135 | 1396.58 | 51.8 | 53.8 | 2 | 0
2015 | MISO_W_2_PJM_ROR | MISO_W | PJM_ROR | Internal | Winter | B17 | 100 | 10135 | 2430.52 | 44.98 | 46.98 | 2 | 0
2015 | MISO_W_2_PJM_ROR | MISO_W | PJM_ROR | Internal | Winter | B18 | 400 | 10135 | 0 | 39.95 | 41.95 | 2 | 0
2015 | MISO_W_2_PJM_ROR | MISO_W | PJM_ROR | Internal | Winter | B19 | 700 | 10135 | 109.48 | 37.79 | 39.79 | 2 | 0
2015 | MISO_W_2_PJM_ROR | MISO_W | PJM_ROR | Internal | Winter | B20 | 935 | 10135 | 284.38 | 32.72 | 34.72 | 2 | 0
2015 | MISO_W_2_SPP_N | MISO_W | SPP_N | Internal | Shoulder | B11 | 25 | 3200 | 0 | 48.26 | 54.53 | 7 | 0
2015 | MISO_W_2_SPP_N | MISO_W | SPP_N | Internal | Shoulder | B12 | 200 | 3200 | 0 | 40.66 | 41.81 | 7 | 0
2015 | MISO_W_2_SPP_N | MISO_W | SPP_N | Internal | Shoulder | B13 | 600 | 3200 | 0 | 39.01 | 39.31 | 7 | 0
2015 | MISO_W_2_SPP_N | MISO_W | SPP_N | Internal | Shoulder | B14 | 900 | 3200 | 0 | 36.95 | 38.93 | 7 | 0
2015 | MISO_W_2_SPP_N | MISO_W | SPP_N | Internal | Shoulder | B15 | 1203 | 3200 | 0 | 33.95 | 37.62 | 7 | 0
2015 | MISO_W_2_SPP_N | MISO_W | SPP_N | Internal | Summer | B1 | 10 | 3200 | 0 | 60.79 | 60.82 | 7 | 0
2015 | MISO_W_2_SPP_N | MISO_W | SPP_N | Internal | Summer | B2 | 25 | 3200 | 0 | 59.29 | 60.82 | 7 | 0
2015 | MISO_W_2_SPP_N | MISO_W | SPP_N | Internal | Summer | B3 | 75 | 3200 | 0 | 57.92 | 59.77 | 7 | 0
2015 | MISO_W_2_SPP_N | MISO_W | SPP_N | Internal | Summer | B4 | 100 | 3200 | 0 | 55.5 | 55.51 | 7 | 0
2015 | MISO_W_2_SPP_N | MISO_W | SPP_N | Internal | Summer | B5 | 200 | 3200 | 0 | 51.04 | 53.27 | 7 | 0
2015 | MISO_W_2_SPP_N | MISO_W | SPP_N | Internal | Summer | B6 | 300 | 3200 | 2930.67 | 44.99 | 51.99 | 7 | 0
2015 | MISO_W_2_SPP_N | MISO_W | SPP_N | Internal | Summer | B7 | 400 | 3200 | 2355.76 | 37.51 | 44.51 | 7 | 0
2015 | MISO_W_2_SPP_N | MISO_W | SPP_N | Internal | Summer | B8 | 500 | 3200 | 0 | 34.4 | 37.98 | 7 | 0
2015 | MISO_W_2_SPP_N | MISO_W | SPP_N | Internal | Summer | B9 | 800 | 3200 | 0 | 33.17 | 36.69 | 7 | 0
2015 | MISO_W_2_SPP_N | MISO_W | SPP_N | Internal | Summer | B10 | 1262 | 3200 | 0 | 31.45 | 36.27 | 7 | 0
2015 | MISO_W_2_SPP_N | MISO_W | SPP_N | Internal | Winter | B16 | 25 | 3200 | 0 | 51.8 | 52.92 | 7 | 0
2015 | MISO_W_2_SPP_N | MISO_W | SPP_N | Internal | Winter | B17 | 100 | 3200 | 0 | 44.98 | 41.91 | 7 | 0
2015 | MISO_W_2_SPP_N | MISO_W | SPP_N | Internal | Winter | B18 | 400 | 3200 | 0 | 39.95 | 40.46 | 7 | 0
2015 | MISO_W_2_SPP_N | MISO_W | SPP_N | Internal | Winter | B19 | 700 | 3200 | 0 | 37.79 | 40.09 | 7 | 0
2015 | MISO_W_2_SPP_N | MISO_W | SPP_N | Internal | Winter | B20 | 935 | 3200 | 1874.47 | 32.72 | 39.72 | 7 | 0
2015 | MISO_WUMS_2_MISO_MI | MISO_WUMS | MISO_MI | Internal | Shoulder | B11 | 25 | 148 | 0 | 48.25 | 46.93 | 0.01 | 0
2015 | MISO_WUMS_2_MISO_MI | MISO_WUMS | MISO_MI | Internal | Shoulder | B12 | 200 | 148 | 0 | 40.66 | 40.66 | 0.01 | 0
2015 | MISO_WUMS_2_MISO_MI | MISO_WUMS | MISO_MI | Internal | Shoulder | B13 | 600 | 148 | 0 | 39.01 | 39 | 0.01 | 0
2015 | MISO_WUMS_2_MISO_MI | MISO_WUMS | MISO_MI | Internal | Shoulder | B14 | 900 | 148 | 0 | 36.95 | 36.94 | 0.01 | 0
2015 | MISO_WUMS_2_MISO_MI | MISO_WUMS | MISO_MI | Internal | Shoulder | B15 | 1203 | 148 | 0 | 33.96 | 33.95 | 0.01 | 0
2015 | MISO_WUMS_2_MISO_MI | MISO_WUMS | MISO_MI | Internal | Summer | B1 | 10 | 148 | 25.67 | 60.78 | 60.79 | 0.01 | 0
2015 | MISO_WUMS_2_MISO_MI | MISO_WUMS | MISO_MI | Internal | Summer | B2 | 25 | 148 | 0 | 59.3 | 59.29 | 0.01 | 0
2015 | MISO_WUMS_2_MISO_MI | MISO_WUMS | MISO_MI | Internal | Summer | B3 | 75 | 148 | 0 | 57.94 | 56.29 | 0.01 | 0
2015 | MISO_WUMS_2_MISO_MI | MISO_WUMS | MISO_MI | Internal | Summer | B4 | 100 | 148 | 0 | 55.5 | 54.01 | 0.01 | 0
2015 | MISO_WUMS_2_MISO_MI | MISO_WUMS | MISO_MI | Internal | Summer | B5 | 200 | 148 | 0 | 51.04 | 51.04 | 0.01 | 0
2015 | MISO_WUMS_2_MISO_MI | MISO_WUMS | MISO_MI | Internal | Summer | B6 | 300 | 148 | 0 | 44.98 | 44.97 | 0.01 | 0
2015 | MISO_WUMS_2_MISO_MI | MISO_WUMS | MISO_MI | Internal | Summer | B7 | 400 | 148 | 148 | 37.49 | 37.52 | 0.01 | 0.01
2015 | MISO_WUMS_2_MISO_MI | MISO_WUMS | MISO_MI | Internal | Summer | B8 | 500 | 148 | 74.88 | 34.4 | 34.42 | 0.01 | 0
2015 | MISO_WUMS_2_MISO_MI | MISO_WUMS | MISO_MI | Internal | Summer | B9 | 800 | 148 | 148 | 33.19 | 33.21 | 0.01 | 0.01
2015 | MISO_WUMS_2_MISO_MI | MISO_WUMS | MISO_MI | Internal | Summer | B10 | 1262 | 148 | 148 | 31.47 | 31.49 | 0.01 | 0.01
2015 | MISO_WUMS_2_MISO_MI | MISO_WUMS | MISO_MI | Internal | Winter | B16 | 25 | 148 | 0 | 51.8 | 49.54 | 0.01 | 0
2015 | MISO_WUMS_2_MISO_MI | MISO_WUMS | MISO_MI | Internal | Winter | B17 | 100 | 148 | 0 | 44.98 | 44.98 | 0.01 | 0
2015 | MISO_WUMS_2_MISO_MI | MISO_WUMS | MISO_MI | Internal | Winter | B18 | 400 | 148 | 0 | 39.95 | 39.95 | 0.01 | 0
2015 | MISO_WUMS_2_MISO_MI | MISO_WUMS | MISO_MI | Internal | Winter | B19 | 700 | 148 | 20.66 | 37.79 | 37.81 | 0.01 | 0
2015 | MISO_WUMS_2_MISO_MI | MISO_WUMS | MISO_MI | Internal | Winter | B20 | 935 | 148 | 0 | 32.73 | 32.73 | 0.01 | 0
2015 | MISO_WUMS_2_MISO_W | MISO_WUMS | MISO_W | Internal | Shoulder | B11 | 25 | 3264 | 174.21 | 48.25 | 48.26 | 0.01 | 0
2015 | MISO_WUMS_2_MISO_W | MISO_WUMS | MISO_W | Internal | Shoulder | B12 | 200 | 3264 | 0 | 40.66 | 40.66 | 0.01 | 0
2015 | MISO_WUMS_2_MISO_W | MISO_WUMS | MISO_W | Internal | Shoulder | B13 | 600 | 3264 | 0 | 39.01 | 39.01 | 0.01 | 0
2015 | MISO_WUMS_2_MISO_W | MISO_WUMS | MISO_W | Internal | Shoulder | B14 | 900 | 3264 | 0 | 36.95 | 36.95 | 0.01 | 0
2015 | MISO_WUMS_2_MISO_W | MISO_WUMS | MISO_W | Internal | Shoulder | B15 | 1203 | 3264 | 0 | 33.96 | 33.95 | 0.01 | 0
2015 | MISO_WUMS_2_MISO_W | MISO_WUMS | MISO_W | Internal | Summer | B1 | 10 | 3264 | 35.36 | 60.78 | 60.79 | 0.01 | 0
2015 | MISO_WUMS_2_MISO_W | MISO_WUMS | MISO_W | Internal | Summer | B2 | 25 | 3264 | 0 | 59.3 | 59.29 | 0.01 | 0
2015 | MISO_WUMS_2_MISO_W | MISO_WUMS | MISO_W | Internal | Summer | B3 | 75 | 3264 | 0 | 57.94 | 57.92 | 0.01 | 0
2015 | MISO_WUMS_2_MISO_W | MISO_WUMS | MISO_W | Internal | Summer | B4 | 100 | 3264 | 0 | 55.5 | 55.5 | 0.01 | 0
2015 | MISO_WUMS_2_MISO_W | MISO_WUMS | MISO_W | Internal | Summer | B5 | 200 | 3264 | 0 | 51.04 | 51.04 | 0.01 | 0
2015 | MISO_WUMS_2_MISO_W | MISO_WUMS | MISO_W | Internal | Summer | B6 | 300 | 3264 | 949.16 | 44.98 | 44.99 | 0.01 | 0
2015 | MISO_WUMS_2_MISO_W | MISO_WUMS | MISO_W | Internal | Summer | B7 | 400 | 3264 | 95.08 | 37.49 | 37.51 | 0.01 | 0
2015 | MISO_WUMS_2_MISO_W | MISO_WUMS | MISO_W | Internal | Summer | B8 | 500 | 3264 | 0 | 34.4 | 34.4 | 0.01 | 0
2015 | MISO_WUMS_2_MISO_W | MISO_WUMS | MISO_W | Internal | Summer | B9 | 800 | 3264 | 0 | 33.19 | 33.17 | 0.01 | 0
2015 | MISO_WUMS_2_MISO_W | MISO_WUMS | MISO_W | Internal | Summer | B10 | 1262 | 3264 | 0 | 31.47 | 31.45 | 0.01 | 0
2015 | MISO_WUMS_2_MISO_W | MISO_WUMS | MISO_W | Internal | Winter | B16 | 25 | 3264 | 0 | 51.8 | 51.8 | 0.01 | 0
2015 | MISO_WUMS_2_MISO_W | MISO_WUMS | MISO_W | Internal | Winter | B17 | 100 | 3264 | 0 | 44.98 | 44.98 | 0.01 | 0
2015 | MISO_WUMS_2_MISO_W | MISO_WUMS | MISO_W | Internal | Winter | B18 | 400 | 3264 | 0 | 39.95 | 39.95 | 0.01 | 0
2015 | MISO_WUMS_2_MISO_W | MISO_WUMS | MISO_W | Internal | Winter | B19 | 700 | 3264 | 0 | 37.79 | 37.79 | 0.01 | 0
2015 | MISO_WUMS_2_MISO_W | MISO_WUMS | MISO_W | Internal | Winter | B20 | 935 | 3264 | 0 | 32.73 | 32.72 | 0.01 | 0
2015 | MISO_WUMS_2_PJM_ROR | MISO_WUMS | PJM_ROR | Internal | Shoulder | B11 | 25 | 1600 | 0 | 48.25 | 50.22 | 2 | 0
2015 | MISO_WUMS_2_PJM_ROR | MISO_WUMS | PJM_ROR | Internal | Shoulder | B12 | 200 | 1600 | 166.54 | 40.66 | 42.66 | 2 | 0
2015 | MISO_WUMS_2_PJM_ROR | MISO_WUMS | PJM_ROR | Internal | Shoulder | B13 | 600 | 1600 | 77.32 | 39.01 | 41.01 | 2 | 0
2015 | MISO_WUMS_2_PJM_ROR | MISO_WUMS | PJM_ROR | Internal | Shoulder | B14 | 900 | 1600 | 231.49 | 36.95 | 38.95 | 2 | 0
2015 | MISO_WUMS_2_PJM_ROR | MISO_WUMS | PJM_ROR | Internal | Shoulder | B15 | 1203 | 1600 | 0 | 33.96 | 35.95 | 2 | 0
2015 | MISO_WUMS_2_PJM_ROR | MISO_WUMS | PJM_ROR | Internal | Summer | B1 | 10 | 1600 | 1600 | 60.78 | 62.79 | 2 | 0.01
2015 | MISO_WUMS_2_PJM_ROR | MISO_WUMS | PJM_ROR | Internal | Summer | B2 | 25 | 1600 | 0 | 59.3 | 61.29 | 2 | 0
2015 | MISO_WUMS_2_PJM_ROR | MISO_WUMS | PJM_ROR | Internal | Summer | B3 | 75 | 1600 | 0 | 57.94 | 58.29 | 2 | 0
2015 | MISO_WUMS_2_PJM_ROR | MISO_WUMS | PJM_ROR | Internal | Summer | B4 | 100 | 1600 | 297.34 | 55.5 | 57.5 | 2 | 0
2015 | MISO_WUMS_2_PJM_ROR | MISO_WUMS | PJM_ROR | Internal | Summer | B5 | 200 | 1600 | 687.73 | 51.04 | 53.04 | 2 | 0
2015 | MISO_WUMS_2_PJM_ROR | MISO_WUMS | PJM_ROR | Internal | Summer | B6 | 300 | 1600 | 293.57 | 44.98 | 46.98 | 2 | 0
2015 | MISO_WUMS_2_PJM_ROR | MISO_WUMS | PJM_ROR | Internal | Summer | B7 | 400 | 1600 | 865.24 | 37.49 | 39.49 | 2 | 0
2015 | MISO_WUMS_2_PJM_ROR | MISO_WUMS | PJM_ROR | Internal | Summer | B8 | 500 | 1600 | 244.76 | 34.4 | 36.4 | 2 | 0
2015 | MISO_WUMS_2_PJM_ROR | MISO_WUMS | PJM_ROR | Internal | Summer | B9 | 800 | 1600 | 0 | 33.19 | 35.17 | 2 | 0
2015 | MISO_WUMS_2_PJM_ROR | MISO_WUMS | PJM_ROR | Internal | Summer | B10 | 1262 | 1600 | 0 | 31.47 | 33.45 | 2 | 0
2015 | MISO_WUMS_2_PJM_ROR | MISO_WUMS | PJM_ROR | Internal | Winter | B16 | 25 | 1600 | 1009.14 | 51.8 | 53.8 | 2 | 0
2015 | MISO_WUMS_2_PJM_ROR | MISO_WUMS | PJM_ROR | Internal | Winter | B17 | 100 | 1600 | 1143.43 | 44.98 | 46.98 | 2 | 0
2015 | MISO_WUMS_2_PJM_ROR | MISO_WUMS | PJM_ROR | Internal | Winter | B18 | 400 | 1600 | 1391.71 | 39.95 | 41.95 | 2 | 0
2015 | MISO_WUMS_2_PJM_ROR | MISO_WUMS | PJM_ROR | Internal | Winter | B19 | 700 | 1600 | 972.21 | 37.79 | 39.79 | 2 | 0
2015 | MISO_WUMS_2_PJM_ROR | MISO_WUMS | PJM_ROR | Internal | Winter | B20 | 935 | 1600 | 0 | 32.73 | 34.72 | 2 | 0
2015 | NE_2_MAPP_US | NE | MAPP_US | Internal | Shoulder | B11 | 25 | 1600 | 0 | 54.52 | 47.52 | 5 | 0
2015 | NE_2_MAPP_US | NE | MAPP_US | Internal | Shoulder | B12 | 200 | 1600 | 0 | 41.8 | 34.8 | 5 | 0
2015 | NE_2_MAPP_US | NE | MAPP_US | Internal | Shoulder | B13 | 600 | 1600 | 0 | 39.3 | 32.3 | 5 | 0
2015 | NE_2_MAPP_US | NE | MAPP_US | Internal | Shoulder | B14 | 900 | 1600 | 0 | 38.91 | 32.3 | 5 | 0
2015 | NE_2_MAPP_US | NE | MAPP_US | Internal | Shoulder | B15 | 1203 | 1600 | 0 | 37.6 | 32.3 | 5 | 0
2015 | NE_2_MAPP_US | NE | MAPP_US | Internal | Summer | B1 | 10 | 1600 | 0 | 60.81 | 53.81 | 5 | 0
2015 | NE_2_MAPP_US | NE | MAPP_US | Internal | Summer | B2 | 25 | 1600 | 0 | 60.81 | 53.81 | 5 | 0
2015 | NE_2_MAPP_US | NE | MAPP_US | Internal | Summer | B3 | 75 | 1600 | 0 | 59.76 | 52.76 | 5 | 0
2015 | NE_2_MAPP_US | NE | MAPP_US | Internal | Summer | B4 | 100 | 1600 | 0 | 55.5 | 48.5 | 5 | 0
2015 | NE_2_MAPP_US | NE | MAPP_US | Internal | Summer | B5 | 200 | 1600 | 0 | 53.26 | 46.26 | 5 | 0
2015 | NE_2_MAPP_US | NE | MAPP_US | Internal | Summer | B6 | 300 | 1600 | 0 | 51.98 | 44.98 | 5 | 0
2015 | NE_2_MAPP_US | NE | MAPP_US | Internal | Summer | B7 | 400 | 1600 | 0 | 44.49 | 37.49 | 5 | 0
2015 | NE_2_MAPP_US | NE | MAPP_US | Internal | Summer | B8 | 500 | 1600 | 0 | 37.97 | 30.97 | 5 | 0
2015 | NE_2_MAPP_US | NE | MAPP_US | Internal | Summer | B9 | 800 | 1600 | 0 | 36.67 | 29.67 | 5 | 0
2015 | NE_2_MAPP_US | NE | MAPP_US | Internal | Summer | B10 | 1262 | 1600 | 0 | 36.26 | 29.26 | 5 | 0
2015 | NE_2_MAPP_US | NE | MAPP_US | Internal | Winter | B16 | 25 | 1600 | 0 | 52.91 | 45.91 | 5 | 0
2015 | NE_2_MAPP_US | NE | MAPP_US | Internal | Winter | B17 | 100 | 1600 | 0 | 41.9 | 37.98 | 5 | 0
2015 | NE_2_MAPP_US | NE | MAPP_US | Internal | Winter | B18 | 400 | 1600 | 0 | 40.45 | 33.45 | 5 | 0
2015 | NE_2_MAPP_US | NE | MAPP_US | Internal | Winter | B19 | 700 | 1600 | 0 | 40.08 | 33.45 | 5 | 0
2015 | NE_2_MAPP_US | NE | MAPP_US | Internal | Winter | B20 | 935 | 1600 | 0 | 39.71 | 32.71 | 5 | 0
2015 | NE_2_MISO_W | NE | MISO_W | Internal | Shoulder | B11 | 25 | 19097 | 0 | 54.52 | 48.26 | 5 | 0
2015 | NE_2_MISO_W | NE | MISO_W | Internal | Shoulder | B12 | 200 | 19097 | 0 | 41.8 | 40.66 | 5 | 0
2015 | NE_2_MISO_W | NE | MISO_W | Internal | Shoulder | B13 | 600 | 19097 | 0 | 39.3 | 39.01 | 5 | 0
2015 | NE_2_MISO_W | NE | MISO_W | Internal | Shoulder | B14 | 900 | 19097 | 0 | 38.91 | 36.95 | 5 | 0
2015 | NE_2_MISO_W | NE | MISO_W | Internal | Shoulder | B15 | 1203 | 19097 | 0 | 37.6 | 33.95 | 5 | 0
2015 | NE_2_MISO_W | NE | MISO_W | Internal | Summer | B1 | 10 | 19097 | 0 | 60.81 | 60.79 | 5 | 0
2015 | NE_2_MISO_W | NE | MISO_W | Internal | Summer | B2 | 25 | 19097 | 0 | 60.81 | 59.29 | 5 | 0
2015 | NE_2_MISO_W | NE | MISO_W | Internal | Summer | B3 | 75 | 19097 | 0 | 59.76 | 57.92 | 5 | 0
2015 | NE_2_MISO_W | NE | MISO_W | Internal | Summer | B4 | 100 | 19097 | 0 | 55.5 | 55.5 | 5 | 0
2015 | NE_2_MISO_W | NE | MISO_W | Internal | Summer | B5 | 200 | 19097 | 0 | 53.26 | 51.04 | 5 | 0
2015 | NE_2_MISO_W | NE | MISO_W | Internal | Summer | B6 | 300 | 19097 | 0 | 51.98 | 44.99 | 5 | 0
2015 | NE_2_MISO_W | NE | MISO_W | Internal | Summer | B7 | 400 | 19097 | 0 | 44.49 | 37.51 | 5 | 0
2015 | NE_2_MISO_W | NE | MISO_W | Internal | Summer | B8 | 500 | 19097 | 0 | 37.97 | 34.4 | 5 | 0
2015 | NE_2_MISO_W | NE | MISO_W | Internal | Summer | B9 | 800 | 19097 | 0 | 36.67 | 33.17 | 5 | 0
2015 | NE_2_MISO_W | NE | MISO_W | Internal | Summer | B10 | 1262 | 19097 | 0 | 36.26 | 31.45 | 5 | 0
2015 | NE_2_MISO_W | NE | MISO_W | Internal | Winter | B16 | 25 | 19097 | 0 | 52.91 | 51.8 | 5 | 0
2015 | NE_2_MISO_W | NE | MISO_W | Internal | Winter | B17 | 100 | 19097 | 0 | 41.9 | 44.98 | 5 | 0
2015 | NE_2_MISO_W | NE | MISO_W | Internal | Winter | B18 | 400 | 19097 | 0 | 40.45 | 39.95 | 5 | 0
2015 | NE_2_MISO_W | NE | MISO_W | Internal | Winter | B19 | 700 | 19097 | 0 | 40.08 | 37.79 | 5 | 0
2015 | NE_2_MISO_W | NE | MISO_W | Internal | Winter | B20 | 935 | 19097 | 0 | 39.71 | 32.72 | 5 | 0
2015 | NE_2_SPP_N | NE | SPP_N | Internal | Shoulder | B11 | 25 | 12798 | 1801.1 | 54.52 | 54.53 | 0.01 | 0
2015 | NE_2_SPP_N | NE | SPP_N | Internal | Shoulder | B12 | 200 | 12798 | 1370.42 | 41.8 | 41.81 | 0.01 | 0
2015 | NE_2_SPP_N | NE | SPP_N | Internal | Shoulder | B13 | 600 | 12798 | 1580.46 | 39.3 | 39.31 | 0.01 | 0
2015 | NE_2_SPP_N | NE | SPP_N | Internal | Shoulder | B14 | 900 | 12798 | 777.22 | 38.91 | 38.93 | 0.01 | 0
2015 | NE_2_SPP_N | NE | SPP_N | Internal | Shoulder | B15 | 1203 | 12798 | 851.58 | 37.6 | 37.62 | 0.01 | 0
2015 | NE_2_SPP_N | NE | SPP_N | Internal | Summer | B1 | 10 | 12798 | 2544.32 | 60.81 | 60.82 | 0.01 | 0
2015 | NE_2_SPP_N | NE | SPP_N | Internal | Summer | B2 | 25 | 12798 | 2572.08 | 60.81 | 60.82 | 0.01 | 0
2015 | NE_2_SPP_N | NE | SPP_N | Internal | Summer | B3 | 75 | 12798 | 1363.65 | 59.76 | 59.77 | 0.01 | 0
2015 | NE_2_SPP_N | NE | SPP_N | Internal | Summer | B4 | 100 | 12798 | 650.47 | 55.5 | 55.51 | 0.01 | 0
2015 | NE_2_SPP_N | NE | SPP_N | Internal | Summer | B5 | 200 | 12798 | 1494.53 | 53.26 | 53.27 | 0.01 | 0
2015 | NE_2_SPP_N | NE | SPP_N | Internal | Summer | B6 | 300 | 12798 | 2214.25 | 51.98 | 51.99 | 0.01 | 0
2015 | NE_2_SPP_N | NE | SPP_N | Internal | Summer | B7 | 400 | 12798 | 2502.78 | 44.49 | 44.51 | 0.01 | 0
2015 | NE_2_SPP_N | NE | SPP_N | Internal | Summer | B8 | 500 | 12798 | 2975.03 | 37.97 | 37.98 | 0.01 | 0
2015 | NE_2_SPP_N | NE | SPP_N | Internal | Summer | B9 | 800 | 12798 | 1948.15 | 36.67 | 36.69 | 0.01 | 0
2015 | NE_2_SPP_N | NE | SPP_N | Internal | Summer | B10 | 1262 | 12798 | 2274.25 | 36.26 | 36.27 | 0.01 | 0
2015 | NE_2_SPP_N | NE | SPP_N | Internal | Winter | B16 | 25 | 12798 | 2822.37 | 52.91 | 52.92 | 0.01 | 0
2015 | NE_2_SPP_N | NE | SPP_N | Internal | Winter | B17 | 100 | 12798 | 1507.78 | 41.9 | 41.91 | 0.01 | 0
2015 | NE_2_SPP_N | NE | SPP_N | Internal | Winter | B18 | 400 | 12798 | 1516.44 | 40.45 | 40.46 | 0.01 | 0
2015 | NE_2_SPP_N | NE | SPP_N | Internal | Winter | B19 | 700 | 12798 | 1396.04 | 40.08 | 40.09 | 0.01 | 0
2015 | NE_2_SPP_N | NE | SPP_N | Internal | Winter | B20 | 935 | 12798 | 1952.33 | 39.71 | 39.72 | 0.01 | 0
2015 | NEISO_2_NYISO_A-F | NEISO | NYISO_A-F | Internal | Shoulder | B11 | 25 | 600 | 600 | 36.9 | 40.97 | 3 | 1.07
2015 | NEISO_2_NYISO_A-F | NEISO | NYISO_A-F | Internal | Shoulder | B12 | 200 | 600 | 464.04 | 36.9 | 39.9 | 3 | 0
2015 | NEISO_2_NYISO_A-F | NEISO | NYISO_A-F | Internal | Shoulder | B13 | 600 | 600 | 0 | 36.9 | 39.87 | 3 | 0
2015 | NEISO_2_NYISO_A-F | NEISO | NYISO_A-F | Internal | Shoulder | B14 | 900 | 600 | 0 | 36.9 | 39.01 | 3 | 0
2015 | NEISO_2_NYISO_A-F | NEISO | NYISO_A-F | Internal | Shoulder | B15 | 1203 | 600 | 0 | 36.9 | 39.01 | 3 | 0
2015 | NEISO_2_NYISO_A-F | NEISO | NYISO_A-F | Internal | Summer | B1 | 10 | 600 | 0 | 65.81 | 54.8 | 3 | 0
2015 | NEISO_2_NYISO_A-F | NEISO | NYISO_A-F | Internal | Summer | B2 | 25 | 600 | 0 | 53.84 | 53.3 | 3 | 0
2015 | NEISO_2_NYISO_A-F | NEISO | NYISO_A-F | Internal | Summer | B3 | 75 | 600 | 0 | 47.33 | 50.3 | 3 | 0
2015 | NEISO_2_NYISO_A-F | NEISO | NYISO_A-F | Internal | Summer | B4 | 100 | 600 | 600 | 37.89 | 46.05 | 3 | 5.16
2015 | NEISO_2_NYISO_A-F | NEISO | NYISO_A-F | Internal | Summer | B5 | 200 | 600 | 600 | 35.26 | 45.07 | 3 | 6.82
2015 | NEISO_2_NYISO_A-F | NEISO | NYISO_A-F | Internal | Summer | B6 | 300 | 600 | 600 | 35.26 | 42.53 | 3 | 4.27
2015 | NEISO_2_NYISO_A-F | NEISO | NYISO_A-F | Internal | Summer | B7 | 400 | 600 | 600 | 34.2 | 38.8 | 3 | 1.6
2015 | NEISO_2_NYISO_A-F | NEISO | NYISO_A-F | Internal | Summer | B8 | 500 | 600 | 600 | 34.2 | 37.27 | 3 | 0.07
2015 | NEISO_2_NYISO_A-F | NEISO | NYISO_A-F | Internal | Summer | B9 | 800 | 600 | 0 | 34.2 | 37.19 | 3 | 0
2015 | NEISO_2_NYISO_A-F | NEISO | NYISO_A-F | Internal | Summer | B10 | 1262 | 600 | 0 | 34.2 | 37.19 | 3 | 0
2015 | NEISO_2_NYISO_A-F | NEISO | NYISO_A-F | Internal | Winter | B16 | 25 | 600 | 0 | 45.29 | 46.66 | 3 | 0
2015 | NEISO_2_NYISO_A-F | NEISO | NYISO_A-F | Internal | Winter | B17 | 100 | 600 | 0 | 45.29 | 44.98 | 3 | 0
2015 | NEISO_2_NYISO_A-F | NEISO | NYISO_A-F | Internal | Winter | B18 | 400 | 600 | 0 | 45.29 | 42.55 | 3 | 0
2015 | NEISO_2_NYISO_A-F | NEISO | NYISO_A-F | Internal | Winter | B19 | 700 | 600 | 0 | 45.29 | 42.55 | 3 | 0
2015 | NEISO_2_NYISO_A-F | NEISO | NYISO_A-F | Internal | Winter | B20 | 935 | 600 | 0 | 45.29 | 42.55 | 3 | 0
2015 | NEISO_2_NYISO_G-I | NEISO | NYISO_G-I | Internal | Shoulder | B11 | 25 | 600 | 600 | 36.9 | 42.18 | 3 | 2.29
2015 | NEISO_2_NYISO_G-I | NEISO | NYISO_G-I | Internal | Shoulder | B12 | 200 | 600 | 600 | 36.9 | 39.91 | 3 | 0.01
2015 | NEISO_2_NYISO_G-I | NEISO | NYISO_G-I | Internal | Shoulder | B13 | 600 | 600 | 0 | 36.9 | 39.89 | 3 | 0
2015 | NEISO_2_NYISO_G-I | NEISO | NYISO_G-I | Internal | Shoulder | B14 | 900 | 600 | 0 | 36.9 | 39.02 | 3 | 0
2015 | NEISO_2_NYISO_G-I | NEISO | NYISO_G-I | Internal | Shoulder | B15 | 1203 | 600 | 0 | 36.9 | 39.02 | 3 | 0
2015 | NEISO_2_NYISO_G-I | NEISO | NYISO_G-I | Internal | Summer | B1 | 10 | 600 | 0 | 65.81 | 68.8 | 3 | 0
2015 | NEISO_2_NYISO_G-I | NEISO | NYISO_G-I | Internal | Summer | B2 | 25 | 600 | 0 | 53.84 | 53.45 | 3 | 0
2015 | NEISO_2_NYISO_G-I | NEISO | NYISO_G-I | Internal | Summer | B3 | 75 | 600 | 0 | 47.33 | 50.31 | 3 | 0
2015 | NEISO_2_NYISO_G-I | NEISO | NYISO_G-I | Internal | Summer | B4 | 100 | 600 | 600 | 37.89 | 49.5 | 3 | 8.6
2015 | NEISO_2_NYISO_G-I | NEISO | NYISO_G-I | Internal | Summer | B5 | 200 | 600 | 600 | 35.26 | 49.5 | 3 | 11.24
2015 | NEISO_2_NYISO_G-I | NEISO | NYISO_G-I | Internal | Summer | B6 | 300 | 600 | 600 | 35.26 | 42.54 | 3 | 4.28
2015 | NEISO_2_NYISO_G-I | NEISO | NYISO_G-I | Internal | Summer | B7 | 400 | 600 | 600 | 34.2 | 38.82 | 3 | 1.61
2015 | NEISO_2_NYISO_G-I | NEISO | NYISO_G-I | Internal | Summer | B8 | 500 | 600 | 600 | 34.2 | 37.28 | 3 | 0.08
2015 | NEISO_2_NYISO_G-I | NEISO | NYISO_G-I | Internal | Summer | B9 | 800 | 600 | 569.01 | 34.2 | 37.2 | 3 | 0
2015 | NEISO_2_NYISO_G-I | NEISO | NYISO_G-I | Internal | Summer | B10 | 1262 | 600 | 577.34 | 34.2 | 37.2 | 3 | 0
2015 | NEISO_2_NYISO_G-I | NEISO | NYISO_G-I | Internal | Winter | B16 | 25 | 600 | 600 | 45.29 | 49.18 | 3 | 0.89
2015 | NEISO_2_NYISO_G-I | NEISO | NYISO_G-I | Internal | Winter | B17 | 100 | 600 | 531.33 | 45.29 | 48.29 | 3 | 0
2015 | NEISO_2_NYISO_G-I | NEISO | NYISO_G-I | Internal | Winter | B18 | 400 | 600 | 459.76 | 45.29 | 48.29 | 3 | 0
2015 | NEISO_2_NYISO_G-I | NEISO | NYISO_G-I | Internal | Winter | B19 | 700 | 600 | 0 | 45.29 | 48.28 | 3 | 0
2015 | NEISO_2_NYISO_G-I | NEISO | NYISO_G-I | Internal | Winter | B20 | 935 | 600 | 0 | 45.29 | 45.9 | 3 | 0
2015 | NEISO_2_NYISO_J-K | NEISO | NYISO_J-K | Internal | Shoulder | B11 | 25 | 520 | 520 | 36.9 | 42.2 | 3 | 2.3
2015 | NEISO_2_NYISO_J-K | NEISO | NYISO_J-K | Internal | Shoulder | B12 | 200 | 520 | 520 | 36.9 | 39.92 | 3 | 0.02
2015 | NEISO_2_NYISO_J-K | NEISO | NYISO_J-K | Internal | Shoulder | B13 | 600 | 520 | 423.59 | 36.9 | 39.9 | 3 | 0
2015 | NEISO_2_NYISO_J-K | NEISO | NYISO_J-K | Internal | Shoulder | B14 | 900 | 520 | 0 | 36.9 | 39.04 | 3 | 0
2015 | NEISO_2_NYISO_J-K | NEISO | NYISO_J-K | Internal | Shoulder | B15 | 1203 | 520 | 0 | 36.9 | 39.04 | 3 | 0
2015 | NEISO_2_NYISO_J-K | NEISO | NYISO_J-K | Internal | Summer | B1 | 10 | 520 | 305.32 | 65.81 | 68.81 | 3 | 0
2015 | NEISO_2_NYISO_J-K | NEISO | NYISO_J-K | Internal | Summer | B2 | 25 | 520 | 0 | 53.84 | 53.46 | 3 | 0
2015 | NEISO_2_NYISO_J-K | NEISO | NYISO_J-K | Internal | Summer | B3 | 75 | 520 | 44.14 | 47.33 | 50.33 | 3 | 0
2015 | NEISO_2_NYISO_J-K | NEISO | NYISO_J-K | Internal | Summer | B4 | 100 | 520 | 520 | 37.89 | 49.51 | 3 | 8.62
2015 | NEISO_2_NYISO_J-K | NEISO | NYISO_J-K | Internal | Summer | B5 | 200 | 520 | 520 | 35.26 | 49.51 | 3 | 11.25
2015 | NEISO_2_NYISO_J-K | NEISO | NYISO_J-K | Internal | Summer | B6 | 300 | 520 | 520 | 35.26 | 42.55 | 3 | 4.29
2015 | NEISO_2_NYISO_J-K | NEISO | NYISO_J-K | Internal | Summer | B7 | 400 | 520 | 520 | 34.2 | 38.83 | 3 | 1.63
2015 | NEISO_2_NYISO_J-K | NEISO | NYISO_J-K | Internal | Summer | B8 | 500 | 520 | 520 | 34.2 | 37.29 | 3 | 0.09
2015 | NEISO_2_NYISO_J-K | NEISO | NYISO_J-K | Internal | Summer | B9 | 800 | 520 | 520 | 34.2 | 37.21 | 3 | 0.01
2015 | NEISO_2_NYISO_J-K | NEISO | NYISO_J-K | Internal | Summer | B10 | 1262 | 520 | 520 | 34.2 | 37.21 | 3 | 0.01
2015 | NEISO_2_NYISO_J-K | NEISO | NYISO_J-K | Internal | Winter | B16 | 25 | 520 | 520 | 45.29 | 49.2 | 3 | 0.9
2015 | NEISO_2_NYISO_J-K | NEISO | NYISO_J-K | Internal | Winter | B17 | 100 | 520 | 520 | 45.29 | 49.2 | 3 | 0.9
2015 | NEISO_2_NYISO_J-K | NEISO | NYISO_J-K | Internal | Winter | B18 | 400 | 520 | 520 | 45.29 | 49.2 | 3 | 0.9
2015 | NEISO_2_NYISO_J-K | NEISO | NYISO_J-K | Internal | Winter | B19 | 700 | 520 | 514.93 | 45.29 | 48.29 | 3 | 0
2015 | NEISO_2_NYISO_J-K | NEISO | NYISO_J-K | Internal | Winter | B20 | 935 | 520 | 0 | 45.29 | 45.92 | 3 | 0
2015 | NonRTO_Midwest_2_TVA_Transmission | NonRTO_Midwest | TVA_Transmission | Internal | Shoulder | B11 | 25 | 2400 | 0 | 56.29 | 56.22 | 8 | 0
2015 | NonRTO_Midwest_2_TVA_Transmission | NonRTO_Midwest | TVA_Transmission | Internal | Shoulder | B12 | 200 | 2400 | 0 | 48.67 | 44.35 | 8 | 0
2015 | NonRTO_Midwest_2_TVA_Transmission | NonRTO_Midwest | TVA_Transmission | Internal | Shoulder | B13 | 600 | 2400 | 0 | 47.01 | 43.32 | 8 | 0
2015 | NonRTO_Midwest_2_TVA_Transmission | NonRTO_Midwest | TVA_Transmission | Internal | Shoulder | B14 | 900 | 2400 | 0 | 33.92 | 41.17 | 8 | 0
2015 | NonRTO_Midwest_2_TVA_Transmission | NonRTO_Midwest | TVA_Transmission | Internal | Shoulder | B15 | 1203 | 2400 | 411.02 | 32.53 | 40.53 | 8 | 0
2015 | NonRTO_Midwest_2_TVA_Transmission | NonRTO_Midwest | TVA_Transmission | Internal | Summer | B1 | 10 | 2400 | 0 | 65.02 | 68.79 | 8 | 0
2015 | NonRTO_Midwest_2_TVA_Transmission | NonRTO_Midwest | TVA_Transmission | Internal | Summer | B2 | 25 | 2400 | 0 | 65.02 | 67.29 | 8 | 0
2015 | NonRTO_Midwest_2_TVA_Transmission | NonRTO_Midwest | TVA_Transmission | Internal | Summer | B3 | 75 | 2400 | 0 | 65.02 | 64.29 | 8 | 0
2015 | NonRTO_Midwest_2_TVA_Transmission | NonRTO_Midwest | TVA_Transmission | Internal | Summer | B4 | 100 | 2400 | 0 | 63.52 | 63.5 | 8 | 0
2015 | NonRTO_Midwest_2_TVA_Transmission | NonRTO_Midwest | TVA_Transmission | Internal | Summer | B5 | 200 | 2400 | 0 | 59.05 | 57.97 | 8 | 0
2015 | NonRTO_Midwest_2_TVA_Transmission | NonRTO_Midwest | TVA_Transmission | Internal | Summer | B6 | 300 | 2400 | 0 | 52.98 | 52.36 | 8 | 0
2015 | NonRTO_Midwest_2_TVA_Transmission | NonRTO_Midwest | TVA_Transmission | Internal | Summer | B7 | 400 | 2400 | 125.73 | 36.49 | 44.49 | 8 | 0
2015 | NonRTO_Midwest_2_TVA_Transmission | NonRTO_Midwest | TVA_Transmission | Internal | Summer | B8 | 500 | 2400 | 0 | 32.34 | 39.77 | 8 | 0
2015 | NonRTO_Midwest_2_TVA_Transmission | NonRTO_Midwest | TVA_Transmission | Internal | Summer | B9 | 800 | 2400 | 0 | 31.9 | 39.54 | 8 | 0
2015 | NonRTO_Midwest_2_TVA_Transmission | NonRTO_Midwest | TVA_Transmission | Internal | Summer | B10 | 1262 | 2400 | 0 | 31.07 | 37.29 | 8 | 0
2015 | NonRTO_Midwest_2_TVA_Transmission | NonRTO_Midwest | TVA_Transmission | Internal | Winter | B16 | 25 | 2400 | 0 | 59.82 | 59.75 | 8 | 0
2015 | NonRTO_Midwest_2_TVA_Transmission | NonRTO_Midwest | TVA_Transmission | Internal | Winter | B17 | 100 | 2400 | 0 | 52.99 | 47.82 | 8 | 0
2015 | NonRTO_Midwest_2_TVA_Transmission | NonRTO_Midwest | TVA_Transmission | Internal | Winter | B18 | 400 | 2400 | 0 | 47.95 | 44.57 | 8 | 0
2015 | NonRTO_Midwest_2_TVA_Transmission | NonRTO_Midwest | TVA_Transmission | Internal | Winter | B19 | 700 | 2400 | 0 | 34.09 | 42 | 8 | 0
2015 | NonRTO_Midwest_2_TVA_Transmission | NonRTO_Midwest | TVA_Transmission | Internal | Winter | B20 | 935 | 2400 | 499.32 | 32.71 | 40.71 | 8 | 0
2015 | NYISO_A-F_2_IESO | NYISO_A-F | IESO | Internal | Shoulder | B11 | 25 | 1600 | 0 | 40.97 | 33.97 | 7 | 0
2015 | NYISO_A-F_2_IESO | NYISO_A-F | IESO | Internal | Shoulder | B12 | 200 | 1600 | 0 | 39.9 | 32.9 | 7 | 0
2015 | NYISO_A-F_2_IESO | NYISO_A-F | IESO | Internal | Shoulder | B13 | 600 | 1600 | 0 | 39.87 | 31.07 | 7 | 0
2015 | NYISO_A-F_2_IESO | NYISO_A-F | IESO | Internal | Shoulder | B14 | 900 | 1600 | 0 | 39.01 | 31.07 | 7 | 0
2015 | NYISO_A-F_2_IESO | NYISO_A-F | IESO | Internal | Shoulder | B15 | 1203 | 1600 | 0 | 39.01 | 31.07 | 7 | 0
2015 | NYISO_A-F_2_IESO | NYISO_A-F | IESO | Internal | Summer | B1 | 10 | 1600 | 0 | 54.8 | 47.8 | 7 | 0
2015 | NYISO_A-F_2_IESO | NYISO_A-F | IESO | Internal | Summer | B2 | 25 | 1600 | 0 | 53.3 | 46.3 | 7 | 0
2015 | NYISO_A-F_2_IESO | NYISO_A-F | IESO | Internal | Summer | B3 | 75 | 1600 | 0 | 50.3 | 39.13 | 7 | 0
2015 | NYISO_A-F_2_IESO | NYISO_A-F | IESO | Internal | Summer | B4 | 100 | 1600 | 0 | 46.05 | 39.05 | 7 | 0
2015 | NYISO_A-F_2_IESO | NYISO_A-F | IESO | Internal | Summer | B5 | 200 | 1600 | 0 | 45.07 | 38.07 | 7 | 0
2015 | NYISO_A-F_2_IESO | NYISO_A-F | IESO | Internal | Summer | B6 | 300 | 1600 | 0 | 42.53 | 37.97 | 7 | 0
2015 | NYISO_A-F_2_IESO | NYISO_A-F | IESO | Internal | Summer | B7 | 400 | 1600 | 0 | 38.8 | 30.52 | 7 | 0
2015 | NYISO_A-F_2_IESO | NYISO_A-F | IESO | Internal | Summer | B8 | 500 | 1600 | 0 | 37.27 | 29.26 | 7 | 0
2015 | NYISO_A-F_2_IESO | NYISO_A-F | IESO | Internal | Summer | B9 | 800 | 1600 | 0 | 37.19 | 29.26 | 7 | 0
2015 | NYISO_A-F_2_IESO | NYISO_A-F | IESO | Internal | Summer | B10 | 1262 | 1600 | 0 | 37.19 | 29.26 | 7 | 0
2015 | NYISO_A-F_2_IESO | NYISO_A-F | IESO | Internal | Winter | B16 | 25 | 1600 | 0 | 46.66 | 41.64 | 7 | 0
2015 | NYISO_A-F_2_IESO | NYISO_A-F | IESO | Internal | Winter | B17 | 100 | 1600 | 0 | 44.98 | 37.98 | 7 | 0
2015 | NYISO_A-F_2_IESO | NYISO_A-F | IESO | Internal | Winter | B18 | 400 | 1600 | 0 | 42.55 | 35.55 | 7 | 0
2015 | NYISO_A-F_2_IESO | NYISO_A-F | IESO | Internal | Winter | B19 | 700 | 1600 | 0 | 42.55 | 35.55 | 7 | 0
2015 | NYISO_A-F_2_IESO | NYISO_A-F | IESO | Internal | Winter | B20 | 935 | 1600 | 0 | 42.55 | 35.55 | 7 | 0
2015 | NYISO_A-F_2_NEISO | NYISO_A-F | NEISO | Internal | Shoulder | B11 | 25 | 600 | 0 | 40.97 | 36.9 | 3 | 0
2015 | NYISO_A-F_2_NEISO | NYISO_A-F | NEISO | Internal | Shoulder | B12 | 200 | 600 | 0 | 39.9 | 36.9 | 3 | 0
2015 | NYISO_A-F_2_NEISO | NYISO_A-F | NEISO | Internal | Shoulder | B13 | 600 | 600 | 0 | 39.87 | 36.9 | 3 | 0
2015 | NYISO_A-F_2_NEISO | NYISO_A-F | NEISO | Internal | Shoulder | B14 | 900 | 600 | 0 | 39.01 | 36.9 | 3 | 0
2015 | NYISO_A-F_2_NEISO | NYISO_A-F | NEISO | Internal | Shoulder | B15 | 1203 | 600 | 0 | 39.01 | 36.9 | 3 | 0
2015 | NYISO_A-F_2_NEISO | NYISO_A-F | NEISO | Internal | Summer | B1 | 10 | 600 | 600 | 54.8 | 65.81 | 3 | 8.01
2015 | NYISO_A-F_2_NEISO | NYISO_A-F | NEISO | Internal | Summer | B2 | 25 | 600 | 0 | 53.3 | 53.84 | 3 | 0
2015 | NYISO_A-F_2_NEISO | NYISO_A-F | NEISO | Internal | Summer | B3 | 75 | 600 | 0 | 50.3 | 47.33 | 3 | 0
2015 | NYISO_A-F_2_NEISO | NYISO_A-F | NEISO | Internal | Summer | B4 | 100 | 600 | 0 | 46.05 | 37.89 | 3 | 0
2015 | NYISO_A-F_2_NEISO | NYISO_A-F | NEISO | Internal | Summer | B5 | 200 | 600 | 0 | 45.07 | 35.26 | 3 | 0
2015 | NYISO_A-F_2_NEISO | NYISO_A-F | NEISO | Internal | Summer | B6 | 300 | 600 | 0 | 42.53 | 35.26 | 3 | 0
2015 | NYISO_A-F_2_NEISO | NYISO_A-F | NEISO | Internal | Summer | B7 | 400 | 600 | 0 | 38.8 | 34.2 | 3 | 0
2015 | NYISO_A-F_2_NEISO | NYISO_A-F | NEISO | Internal | Summer | B8 | 500 | 600 | 0 | 37.27 | 34.2 | 3 | 0
2015 | NYISO_A-F_2_NEISO | NYISO_A-F | NEISO | Internal | Summer | B9 | 800 | 600 | 0 | 37.19 | 34.2 | 3 | 0
2015 | NYISO_A-F_2_NEISO | NYISO_A-F | NEISO | Internal | Summer | B10 | 1262 | 600 | 0 | 37.19 | 34.2 | 3 | 0
2015 | NYISO_A-F_2_NEISO | NYISO_A-F | NEISO | Internal | Winter | B16 | 25 | 600 | 0 | 46.66 | 45.29 | 3 | 0
2015 | NYISO_A-F_2_NEISO | NYISO_A-F | NEISO | Internal | Winter | B17 | 100 | 600 | 0 | 44.98 | 45.29 | 3 | 0
2015 | NYISO_A-F_2_NEISO | NYISO_A-F | NEISO | Internal | Winter | B18 | 400 | 600 | 0 | 42.55 | 45.29 | 3 | 0
2015 | NYISO_A-F_2_NEISO | NYISO_A-F | NEISO | Internal | Winter | B19 | 700 | 600 | 0 | 42.55 | 45.29 | 3 | 0
2015 | NYISO_A-F_2_NEISO | NYISO_A-F | NEISO | Internal | Winter | B20 | 935 | 600 | 0 | 42.55 | 45.29 | 3 | 0
2015 | NYISO_A-F_2_NYISO_G-I | NYISO_A-F | NYISO_G-I | Internal | Shoulder | B11 | 25 | 4888 | 4888 | 40.97 | 42.18 | 0.01 | 1.2
2015 | NYISO_A-F_2_NYISO_G-I | NYISO_A-F | NYISO_G-I | Internal | Shoulder | B12 | 200 | 4888 | 3923.69 | 39.9 | 39.91 | 0.01 | 0
2015 | NYISO_A-F_2_NYISO_G-I | NYISO_A-F | NYISO_G-I | Internal | Shoulder | B13 | 600 | 4888 | 4231.14 | 39.87 | 39.89 | 0.01 | 0
2015 | NYISO_A-F_2_NYISO_G-I | NYISO_A-F | NYISO_G-I | Internal | Shoulder | B14 | 900 | 4888 | 4431.99 | 39.01 | 39.02 | 0.01 | 0
2015 | NYISO_A-F_2_NYISO_G-I | NYISO_A-F | NYISO_G-I | Internal | Shoulder | B15 | 1203 | 4888 | 2779.99 | 39.01 | 39.02 | 0.01 | 0
2015 | NYISO_A-F_2_NYISO_G-I | NYISO_A-F | NYISO_G-I | Internal | Summer | B1 | 10 | 4888 | 4888 | 54.8 | 68.8 | 0.01 | 13.99
2015 | NYISO_A-F_2_NYISO_G-I | NYISO_A-F | NYISO_G-I | Internal | Summer | B2 | 25 | 4888 | 4888 | 53.3 | 53.45 | 0.01 | 0.13
2015 | NYISO_A-F_2_NYISO_G-I | NYISO_A-F | NYISO_G-I | Internal | Summer | B3 | 75 | 4888 | 4747.78 | 50.3 | 50.31 | 0.01 | 0
2015 | NYISO_A-F_2_NYISO_G-I | NYISO_A-F | NYISO_G-I | Internal | Summer | B4 | 100 | 4888 | 4888 | 46.05 | 49.5 | 0.01 | 3.43
2015 | NYISO_A-F_2_NYISO_G-I | NYISO_A-F | NYISO_G-I | Internal | Summer | B5 | 200 | 4888 | 4888 | 45.07 | 49.5 | 0.01 | 4.41
2015 | NYISO_A-F_2_NYISO_G-I | NYISO_A-F | NYISO_G-I | Internal | Summer | B6 | 300 | 4888 | 4575.01 | 42.53 | 42.54 | 0.01 | 0
2015 | NYISO_A-F_2_NYISO_G-I | NYISO_A-F | NYISO_G-I | Internal | Summer | B7 | 400 | 4888 | 3457.9 | 38.8 | 38.82 | 0.01 | 0
2015 | NYISO_A-F_2_NYISO_G-I | NYISO_A-F | NYISO_G-I | Internal | Summer | B8 | 500 | 4888 | 3716.68 | 37.27 | 37.28 | 0.01 | 0
2015 | NYISO_A-F_2_NYISO_G-I | NYISO_A-F | NYISO_G-I | Internal | Summer | B9 | 800 | 4888 | 2989.87 | 37.19 | 37.2 | 0.01 | 0
2015 | NYISO_A-F_2_NYISO_G-I | NYISO_A-F | NYISO_G-I | Internal | Summer | B10 | 1262 | 4888 | 841.45 | 37.19 | 37.2 | 0.01 | 0
2015 | NYISO_A-F_2_NYISO_G-I | NYISO_A-F | NYISO_G-I | Internal | Winter | B16 | 25 | 4888 | 4888 | 46.66 | 49.18 | 0.01 | 2.51
2015 | NYISO_A-F_2_NYISO_G-I | NYISO_A-F | NYISO_G-I | Internal | Winter | B17 | 100 | 4888 | 4888 | 44.98 | 48.29 | 0.01 | 3.3
2015 | NYISO_A-F_2_NYISO_G-I | NYISO_A-F | NYISO_G-I | Internal | Winter | B18 | 400 | 4888 | 4888 | 42.55 | 48.29 | 0.01 | 5.73
2015 | NYISO_A-F_2_NYISO_G-I | NYISO_A-F | NYISO_G-I | Internal | Winter | B19 | 700 | 4888 | 4888 | 42.55 | 48.28 | 0.01 | 5.71
2015 | NYISO_A-F_2_NYISO_G-I | NYISO_A-F | NYISO_G-I | Internal | Winter | B20 | 935 | 4888 | 4888 | 42.55 | 45.9 | 0.01 | 3.34
2015 | NYISO_A-F_2_PJM_ROM | NYISO_A-F | PJM_ROM | Internal | Shoulder | B11 | 25 | 1000 | 1000 | 40.97 | 50.21 | 8 | 1.24
2015 | NYISO_A-F_2_PJM_ROM | NYISO_A-F | PJM_ROM | Internal | Shoulder | B12 | 200 | 1000 | 0 | 39.9 | 42.67 | 8 | 0
2015 | NYISO_A-F_2_PJM_ROM | NYISO_A-F | PJM_ROM | Internal | Shoulder | B13 | 600 | 1000 | 0 | 39.87 | 41.03 | 8 | 0
2015 | NYISO_A-F_2_PJM_ROM | NYISO_A-F | PJM_ROM | Internal | Shoulder | B14 | 900 | 1000 | 0 | 39.01 | 39.97 | 8 | 0
2015 | NYISO_A-F_2_PJM_ROM | NYISO_A-F | PJM_ROM | Internal | Shoulder | B15 | 1203 | 1000 | 0 | 39.01 | 39.15 | 8 | 0
2015 | NYISO_A-F_2_PJM_ROM | NYISO_A-F | PJM_ROM | Internal | Summer | B1 | 10 | 1000 | 312.54 | 54.8 | 62.8 | 8 | 0
2015 | NYISO_A-F_2_PJM_ROM | NYISO_A-F | PJM_ROM | Internal | Summer | B2 | 25 | 1000 | 966.21 | 53.3 | 61.3 | 8 | 0
2015 | NYISO_A-F_2_PJM_ROM | NYISO_A-F | PJM_ROM | Internal | Summer | B3 | 75 | 1000 | 506.97 | 50.3 | 58.3 | 8 | 0
2015 | NYISO_A-F_2_PJM_ROM | NYISO_A-F | PJM_ROM | Internal | Summer | B4 | 100 | 1000 | 1000 | 46.05 | 57.48 | 8 | 3.43
2015 | NYISO_A-F_2_PJM_ROM | NYISO_A-F | PJM_ROM | Internal | Summer | B5 | 200 | 1000 | 0 | 45.07 | 53.05 | 8 | 0
2015 | NYISO_A-F_2_PJM_ROM | NYISO_A-F | PJM_ROM | Internal | Summer | B6 | 300 | 1000 | 0 | 42.53 | 46.99 | 8 | 0
2015 | NYISO_A-F_2_PJM_ROM | NYISO_A-F | PJM_ROM | Internal | Summer | B7 | 400 | 1000 | 0 | 38.8 | 39.51 | 8 | 0
2015 | NYISO_A-F_2_PJM_ROM | NYISO_A-F | PJM_ROM | Internal | Summer | B8 | 500 | 1000 | 0 | 37.27 | 38.26 | 8 | 0
2015 | NYISO_A-F_2_PJM_ROM | NYISO_A-F | PJM_ROM | Internal | Summer | B9 | 800 | 1000 | 0 | 37.19 | 37.71 | 8 | 0
2015 | NYISO_A-F_2_PJM_ROM | NYISO_A-F | PJM_ROM | Internal | Summer | B10 | 1262 | 1000 | 0 | 37.19 | 35.84 | 8 | 0
2015 | NYISO_A-F_2_PJM_ROM | NYISO_A-F | PJM_ROM | Internal | Winter | B16 | 25 | 1000 | 0 | 46.66 | 53.81 | 8 | 0
2015 | NYISO_A-F_2_PJM_ROM | NYISO_A-F | PJM_ROM | Internal | Winter | B17 | 100 | 1000 | 0 | 44.98 | 46.99 | 8 | 0
2015 | NYISO_A-F_2_PJM_ROM | NYISO_A-F | PJM_ROM | Internal | Winter | B18 | 400 | 1000 | 0 | 42.55 | 45.21 | 8 | 0
2015 | NYISO_A-F_2_PJM_ROM | NYISO_A-F | PJM_ROM | Internal | Winter | B19 | 700 | 1000 | 0 | 42.55 | 45.21 | 8 | 0
2015 | NYISO_A-F_2_PJM_ROM | NYISO_A-F | PJM_ROM | Internal | Winter | B20 | 935 | 1000 | 0 | 42.55 | 36.55 | 8 | 0
2015 | NYISO_G-I_2_NEISO | NYISO_G-I | NEISO | Internal | Shoulder | B11 | 25 | 600 | 0 | 42.18 | 36.9 | 3 | 0
2015 | NYISO_G-I_2_NEISO | NYISO_G-I | NEISO | Internal | Shoulder | B12 | 200 | 600 | 0 | 39.91 | 36.9 | 3 | 0
2015 | NYISO_G-I_2_NEISO | NYISO_G-I | NEISO | Internal | Shoulder | B13 | 600 | 600 | 0 | 39.89 | 36.9 | 3 | 0
2015 | NYISO_G-I_2_NEISO | NYISO_G-I | NEISO | Internal | Shoulder | B14 | 900 | 600 | 0 | 39.02 | 36.9 | 3 | 0
2015 | NYISO_G-I_2_NEISO | NYISO_G-I | NEISO | Internal | Shoulder | B15 | 1203 | 600 | 0 | 39.02 | 36.9 | 3 | 0
2015 | NYISO_G-I_2_NEISO | NYISO_G-I | NEISO | Internal | Summer | B1 | 10 | 600 | 0 | 68.8 | 65.81 | 3 | 0
2015 | NYISO_G-I_2_NEISO | NYISO_G-I | NEISO | Internal | Summer | B2 | 25 | 600 | 0 | 53.45 | 53.84 | 3 | 0
2015 | NYISO_G-I_2_NEISO | NYISO_G-I | NEISO | Internal | Summer | B3 | 75 | 600 | 0 | 50.31 | 47.33 | 3 | 0
2015 | NYISO_G-I_2_NEISO | NYISO_G-I | NEISO | Internal | Summer | B4 | 100 | 600 | 0 | 49.5 | 37.89 | 3 | 0
2015 | NYISO_G-I_2_NEISO | NYISO_G-I | NEISO | Internal | Summer | B5 | 200 | 600 | 0 | 49.5 | 35.26 | 3 | 0
2015 | NYISO_G-I_2_NEISO | NYISO_G-I | NEISO | Internal | Summer | B6 | 300 | 600 | 0 | 42.54 | 35.26 | 3 | 0
2015 | NYISO_G-I_2_NEISO | NYISO_G-I | NEISO | Internal | Summer | B7 | 400 | 600 | 0 | 38.82 | 34.2 | 3 | 0
2015 | NYISO_G-I_2_NEISO | NYISO_G-I | NEISO | Internal | Summer | B8 | 500 | 600 | 0 | 37.28 | 34.2 | 3 | 0
2015 | NYISO_G-I_2_NEISO | NYISO_G-I | NEISO | Internal | Summer | B9 | 800 | 600 | 0 | 37.2 | 34.2 | 3 | 0
2015 | NYISO_G-I_2_NEISO | NYISO_G-I | NEISO | Internal | Summer | B10 | 1262 | 600 | 0 | 37.2 | 34.2 | 3 | 0
2015 | NYISO_G-I_2_NEISO | NYISO_G-I | NEISO | Internal | Winter | B16 | 25 | 600 | 0 | 49.18 | 45.29 | 3 | 0
2015 | NYISO_G-I_2_NEISO | NYISO_G-I | NEISO | Internal | Winter | B17 | 100 | 600 | 0 | 48.29 | 45.29 | 3 | 0
2015 | NYISO_G-I_2_NEISO | NYISO_G-I | NEISO | Internal | Winter | B18 | 400 | 600 | 0 | 48.29 | 45.29 | 3 | 0
2015 | NYISO_G-I_2_NEISO | NYISO_G-I | NEISO | Internal | Winter | B19 | 700 | 600 | 0 | 48.28 | 45.29 | 3 | 0
2015 | NYISO_G-I_2_NEISO | NYISO_G-I | NEISO | Internal | Winter | B20 | 935 | 600 | 0 | 45.9 | 45.29 | 3 | 0
2015 | NYISO_G-I_2_NYISO_A-F | NYISO_G-I | NYISO_A-F | Internal | Shoulder | B11 | 25 | 2637 | 0 | 42.18 | 40.97 | 0.01 | 0
2015 | NYISO_G-I_2_NYISO_A-F | NYISO_G-I | NYISO_A-F | Internal | Shoulder | B12 | 200 | 2637 | 0 | 39.91 | 39.9 | 0.01 | 0
2015 | NYISO_G-I_2_NYISO_A-F | NYISO_G-I | NYISO_A-F | Internal | Shoulder | B13 | 600 | 2637 | 0 | 39.89 | 39.87 | 0.01 | 0
2015 | NYISO_G-I_2_NYISO_A-F | NYISO_G-I | NYISO_A-F | Internal | Shoulder | B14 | 900 | 2637 | 0 | 39.02 | 39.01 | 0.01 | 0
2015 | NYISO_G-I_2_NYISO_A-F | NYISO_G-I | NYISO_A-F | Internal | Shoulder | B15 | 1203 | 2637 | 0 | 39.02 | 39.01 | 0.01 | 0
2015 | NYISO_G-I_2_NYISO_A-F | NYISO_G-I | NYISO_A-F | Internal | Summer | B1 | 10 | 2637 | 0 | 68.8 | 54.8 | 0.01 | 0
2015 | NYISO_G-I_2_NYISO_A-F | NYISO_G-I | NYISO_A-F | Internal | Summer | B2 | 25 | 2637 | 0 | 53.45 | 53.3 | 0.01 | 0
2015 | NYISO_G-I_2_NYISO_A-F | NYISO_G-I | NYISO_A-F | Internal | Summer | B3 | 75 | 2637 | 0 | 50.31 | 50.3 | 0.01 | 0
2015 | NYISO_G-I_2_NYISO_A-F | NYISO_G-I | NYISO_A-F | Internal | Summer | B4 | 100 | 2637 | 0 | 49.5 | 46.05 | 0.01 | 0
2015 | NYISO_G-I_2_NYISO_A-F | NYISO_G-I | NYISO_A-F | Internal | Summer | B5 | 200 | 2637 | 0 | 49.5 | 45.07 | 0.01 | 0
2015 | NYISO_G-I_2_NYISO_A-F | NYISO_G-I | NYISO_A-F | Internal | Summer | B6 | 300 | 2637 | 0 | 42.54 | 42.53 | 0.01 | 0
2015 | NYISO_G-I_2_NYISO_A-F | NYISO_G-I | NYISO_A-F | Internal | Summer | B7 | 400 | 2637 | 0 | 38.82 | 38.8 | 0.01 | 0
2015 | NYISO_G-I_2_NYISO_A-F | NYISO_G-I | NYISO_A-F | Internal | Summer | B8 | 500 | 2637 | 0 | 37.28 | 37.27 | 0.01 | 0
2015 | NYISO_G-I_2_NYISO_A-F | NYISO_G-I | NYISO_A-F | Internal | Summer | B9 | 800 | 2637 | 0 | 37.2 | 37.19 | 0.01 | 0
2015 | NYISO_G-I_2_NYISO_A-F | NYISO_G-I | NYISO_A-F | Internal | Summer | B10 | 1262 | 2637 | 0 | 37.2 | 37.19 | 0.01 | 0
2015 | NYISO_G-I_2_NYISO_A-F | NYISO_G-I | NYISO_A-F | Internal | Winter | B16 | 25 | 2637 | 0 | 49.18 | 46.66 | 0.01 | 0
2015 | NYISO_G-I_2_NYISO_A-F | NYISO_G-I | NYISO_A-F | Internal | Winter | B17 | 100 | 2637 | 0 | 48.29 | 44.98 | 0.01 | 0
2015 | NYISO_G-I_2_NYISO_A-F | NYISO_G-I | NYISO_A-F | Internal | Winter | B18 | 400 | 2637 | 0 | 48.29 | 42.55 | 0.01 | 0
2015 | NYISO_G-I_2_NYISO_A-F | NYISO_G-I | NYISO_A-F | Internal | Winter | B19 | 700 | 2637 | 0 | 48.28 | 42.55 | 0.01 | 0
2015 | NYISO_G-I_2_NYISO_A-F | NYISO_G-I | NYISO_A-F | Internal | Winter | B20 | 935 | 2637 | 0 | 45.9 | 42.55 | 0.01 | 0
2015 | NYISO_G-I_2_NYISO_J-K | NYISO_G-I | NYISO_J-K | Internal | Shoulder | B11 | 25 | 6130 | 4063.41 | 42.18 | 42.2 | 0.01 | 0
2015 | NYISO_G-I_2_NYISO_J-K | NYISO_G-I | NYISO_J-K | Internal | Shoulder | B12 | 200 | 6130 | 4666.37 | 39.91 | 39.92 | 0.01 | 0
2015 | NYISO_G-I_2_NYISO_J-K | NYISO_G-I | NYISO_J-K | Internal | Shoulder | B13 | 600 | 6130 | 4492.84 | 39.89 | 39.9 | 0.01 | 0
2015 | NYISO_G-I_2_NYISO_J-K | NYISO_G-I | NYISO_J-K | Internal | Shoulder | B14 | 900 | 6130 | 4842.18 | 39.02 | 39.04 | 0.01 | 0
2015 | NYISO_G-I_2_NYISO_J-K | NYISO_G-I | NYISO_J-K | Internal | Shoulder | B15 | 1203 | 6130 | 3603.6 | 39.02 | 39.04 | 0.01 | 0
2015 | NYISO_G-I_2_NYISO_J-K | NYISO_G-I | NYISO_J-K | Internal | Summer | B1 | 10 | 6130 | 4189.14 | 68.8 | 68.81 | 0.01 | 0
2015 | NYISO_G-I_2_NYISO_J-K | NYISO_G-I | NYISO_J-K | Internal | Summer | B2 | 25 | 6130 | 4349.77 | 53.45 | 53.46 | 0.01 | 0
2015 | NYISO_G-I_2_NYISO_J-K | NYISO_G-I | NYISO_J-K | Internal | Summer | B3 | 75 | 6130 | 4475.34 | 50.31 | 50.33 | 0.01 | 0
2015 | NYISO_G-I_2_NYISO_J-K | NYISO_G-I | NYISO_J-K | Internal | Summer | B4 | 100 | 6130 | 4275.6 | 49.5 | 49.51 | 0.01 | 0
2015 | NYISO_G-I_2_NYISO_J-K | NYISO_G-I | NYISO_J-K | Internal | Summer | B5 | 200 | 6130 | 5743.92 | 49.5 | 49.51 | 0.01 | 0
2015 | NYISO_G-I_2_NYISO_J-K | NYISO_G-I | NYISO_J-K | Internal | Summer | B6 | 300 | 6130 | 5622.35 | 42.54 | 42.55 | 0.01 | 0
2015 | NYISO_G-I_2_NYISO_J-K | NYISO_G-I | NYISO_J-K | Internal | Summer | B7 | 400 | 6130 | 4678.99 | 38.82 | 38.83 | 0.01 | 0
2015 | NYISO_G-I_2_NYISO_J-K | NYISO_G-I | NYISO_J-K | Internal | Summer | B8 | 500 | 6130 | 5090.16 | 37.28 | 37.29 | 0.01 | 0
2015 | NYISO_G-I_2_NYISO_J-K | NYISO_G-I | NYISO_J-K | Internal | Summer | B9 | 800 | 6130 | 4533.81 | 37.2 | 37.21 | 0.01 | 0
2015 | NYISO_G-I_2_NYISO_J-K | NYISO_G-I | NYISO_J-K | Internal | Summer | B10 | 1262 | 6130 | 2828.28 | 37.2 | 37.21 | 0.01 | 0
2015 | NYISO_G-I_2_NYISO_J-K | NYISO_G-I | NYISO_J-K | Internal | Winter | B16 | 25 | 6130 | 6068.66 | 49.18 | 49.2 | 0.01 | 0
2015 | NYISO_G-I_2_NYISO_J-K | NYISO_G-I | NYISO_J-K | Internal | Winter | B17 | 100 | 6130 | 6130 | 48.29 | 49.2 | 0.01 | 0.89
2015 | NYISO_G-I_2_NYISO_J-K | NYISO_G-I | NYISO_J-K | Internal | Winter | B18 | 400 | 6130 | 6130 | 48.29 | 49.2 | 0.01 | 0.89
2015 | NYISO_G-I_2_NYISO_J-K | NYISO_G-I | NYISO_J-K | Internal | Winter | B19 | 700 | 6130 | 5840.15 | 48.28 | 48.29 | 0.01 | 0
2015 | NYISO_G-I_2_NYISO_J-K | NYISO_G-I | NYISO_J-K | Internal | Winter | B20 | 935 | 6130 | 5887.51 | 45.9 | 45.92 | 0.01 | 0
2015 | NYISO_G-I_2_PJM_E | NYISO_G-I | PJM_E | Internal | Shoulder | B11 | 25 | 1500 | 1500 | 42.18 | 50.2 | 8 | 0.01
2015 | NYISO_G-I_2_PJM_E | NYISO_G-I | PJM_E | Internal | Shoulder | B12 | 200 | 1500 | 0 | 39.91 | 42.66 | 8 | 0
2015 | NYISO_G-I_2_PJM_E | NYISO_G-I | PJM_E | Internal | Shoulder | B13 | 600 | 1500 | 0 | 39.89 | 41.04 | 8 | 0
2015 | NYISO_G-I_2_PJM_E | NYISO_G-I | PJM_E | Internal | Shoulder | B14 | 900 | 1500 | 0 | 39.02 | 39.98 | 8 | 0
2015 | NYISO_G-I_2_PJM_E | NYISO_G-I | PJM_E | Internal | Shoulder | B15 | 1203 | 1500 | 0 | 39.02 | 39.16 | 8 | 0
2015 | NYISO_G-I_2_PJM_E | NYISO_G-I | PJM_E | Internal | Summer | B1 | 10 | 1500 | 0 | 68.8 | 62.81 | 8 | 0
2015 | NYISO_G-I_2_PJM_E | NYISO_G-I | PJM_E | Internal | Summer | B2 | 25 | 1500 | 0 | 53.45 | 61.31 | 8 | 0
2015 | NYISO_G-I_2_PJM_E | NYISO_G-I | PJM_E | Internal | Summer | B3 | 75 | 1500 | 131.1 | 50.31 | 58.31 | 8 | 0
2015 | NYISO_G-I_2_PJM_E | NYISO_G-I | PJM_E | Internal | Summer | B4 | 100 | 1500 | 1335.09 | 49.5 | 57.5 | 8 | 0
2015 | NYISO_G-I_2_PJM_E | NYISO_G-I | PJM_E | Internal | Summer | B5 | 200 | 1500 | 0 | 49.5 | 53.06 | 8 | 0
2015 | NYISO_G-I_2_PJM_E | NYISO_G-I | PJM_E | Internal | Summer | B6 | 300 | 1500 | 0 | 42.54 | 47 | 8 | 0
2015 | NYISO_G-I_2_PJM_E | NYISO_G-I | PJM_E | Internal | Summer | B7 | 400 | 1500 | 0 | 38.82 | 39.52 | 8 | 0
2015 | NYISO_G-I_2_PJM_E | NYISO_G-I | PJM_E | Internal | Summer | B8 | 500 | 1500 | 0 | 37.28 | 38.27 | 8 | 0
2015 | NYISO_G-I_2_PJM_E | NYISO_G-I | PJM_E | Internal | Summer | B9 | 800 | 1500 | 0 | 37.2 | 37.73 | 8 | 0
2015 | NYISO_G-I_2_PJM_E | NYISO_G-I | PJM_E | Internal | Summer | B10 | 1262 | 1500 | 0 | 37.2 | 35.86 | 8 | 0
2015 | NYISO_G-I_2_PJM_E | NYISO_G-I | PJM_E | Internal | Winter | B16 | 25 | 1500 | 0 | 49.18 | 53.82 | 8 | 0
2015 | NYISO_G-I_2_PJM_E | NYISO_G-I | PJM_E | Internal | Winter | B17 | 100 | 1500 | 0 | 48.29 | 47 | 8 | 0
2015 | NYISO_G-I_2_PJM_E | NYISO_G-I | PJM_E | Internal | Winter | B18 | 400 | 1500 | 0 | 48.29 | 45.22 | 8 | 0
2015 | NYISO_G-I_2_PJM_E | NYISO_G-I | PJM_E | Internal | Winter | B19 | 700 | 1500 | 0 | 48.28 | 45.22 | 8 | 0
2015 | NYISO_G-I_2_PJM_E | NYISO_G-I | PJM_E | Internal | Winter | B20 | 935 | 1500 | 0 | 45.9 | 36.57 | 8 | 0
2015 | NYISO_J-K_2_PJM_E | NYISO_J-K | PJM_E | Internal | Shoulder | B11 | 25 | 330 | 57.25 | 42.2 | 50.2 | 8 | 0
2015 | NYISO_J-K_2_PJM_E | NYISO_J-K | PJM_E | Internal | Shoulder | B12 | 200 | 330 | 0 | 39.92 | 42.66 | 8 | 0
2015 | NYISO_J-K_2_PJM_E | NYISO_J-K | PJM_E | Internal | Shoulder | B13 | 600 | 330 | 0 | 39.9 | 41.04 | 8 | 0
2015 | NYISO_J-K_2_PJM_E | NYISO_J-K | PJM_E | Internal | Shoulder | B14 | 900 | 330 | 0 | 39.04 | 39.98 | 8 | 0
2015 | NYISO_J-K_2_PJM_E | NYISO_J-K | PJM_E | Internal | Shoulder | B15 | 1203 | 330 | 0 | 39.04 | 39.16 | 8 | 0
2015 | NYISO_J-K_2_PJM_E | NYISO_J-K | PJM_E | Internal | Summer | B1 | 10 | 330 | 0 | 68.81 | 62.81 | 8 | 0
2015 | NYISO_J-K_2_PJM_E | NYISO_J-K | PJM_E | Internal | Summer | B2 | 25 | 330 | 0 | 53.46 | 61.31 | 8 | 0
2015 | NYISO_J-K_2_PJM_E | NYISO_J-K | PJM_E | Internal | Summer | B3 | 75 | 330 | 0 | 50.33 | 58.31 | 8 | 0
2015 | NYISO_J-K_2_PJM_E | NYISO_J-K | PJM_E | Internal | Summer | B4 | 100 | 330 | 0 | 49.51 | 57.5 | 8 | 0
2015 | NYISO_J-K_2_PJM_E | NYISO_J-K | PJM_E | Internal | Summer | B5 | 200 | 330 | 0 | 49.51 | 53.06 | 8 | 0
2015 | NYISO_J-K_2_PJM_E | NYISO_J-K | PJM_E | Internal | Summer | B6 | 300 | 330 | 0 | 42.55 | 47 | 8 | 0
2015 | NYISO_J-K_2_PJM_E | NYISO_J-K | PJM_E | Internal | Summer | B7 | 400 | 330 | 0 | 38.83 | 39.52 | 8 | 0
2015 | NYISO_J-K_2_PJM_E | NYISO_J-K | PJM_E | Internal | Summer | B8 | 500 | 330 | 0 | 37.29 | 38.27 | 8 | 0
2015 | NYISO_J-K_2_PJM_E | NYISO_J-K | PJM_E | Internal | Summer | B9 | 800 | 330 | 0 | 37.21 | 37.73 | 8 | 0
2015 | NYISO_J-K_2_PJM_E | NYISO_J-K | PJM_E | Internal | Summer | B10 | 1262 | 330 | 0 | 37.21 | 35.86 | 8 | 0
2015 | NYISO_J-K_2_PJM_E | NYISO_J-K | PJM_E | Internal | Winter | B16 | 25 | 330 | 0 | 49.2 | 53.82 | 8 | 0
2015 | NYISO_J-K_2_PJM_E | NYISO_J-K | PJM_E | Internal | Winter | B17 | 100 | 330 | 0 | 49.2 | 47 | 8 | 0
2015 | NYISO_J-K_2_PJM_E | NYISO_J-K | PJM_E | Internal | Winter | B18 | 400 | 330 | 0 | 49.2 | 45.22 | 8 | 0
2015 | NYISO_J-K_2_PJM_E | NYISO_J-K | PJM_E | Internal | Winter | B19 | 700 | 330 | 0 | 48.29 | 45.22 | 8 | 0
2015 | NYISO_J-K_2_PJM_E | NYISO_J-K | PJM_E | Internal | Winter | B20 | 935 | 330 | 0 | 45.92 | 36.57 | 8 | 0
2015 | PJM_E_2_NYISO_G-I | PJM_E | NYISO_G-I | Internal | Shoulder | B11 | 25 | 500 | 0 | 50.2 | 42.18 | 6 | 0
2015 | PJM_E_2_NYISO_G-I | PJM_E | NYISO_G-I | Internal | Shoulder | B12 | 200 | 500 | 0 | 42.66 | 39.91 | 6 | 0
2015 | PJM_E_2_NYISO_G-I | PJM_E | NYISO_G-I | Internal | Shoulder | B13 | 600 | 500 | 0 | 41.04 | 39.89 | 6 | 0
2015 | PJM_E_2_NYISO_G-I | PJM_E | NYISO_G-I | Internal | Shoulder | B14 | 900 | 500 | 0 | 39.98 | 39.02 | 6 | 0
2015 | PJM_E_2_NYISO_G-I | PJM_E | NYISO_G-I | Internal | Shoulder | B15 | 1203 | 500 | 0 | 39.16 | 39.02 | 6 | 0
2015 | PJM_E_2_NYISO_G-I | PJM_E | NYISO_G-I | Internal | Summer | B1 | 10 | 500 | 0 | 62.81 | 68.8 | 6 | 0
2015 | PJM_E_2_NYISO_G-I | PJM_E | NYISO_G-I | Internal | Summer | B2 | 25 | 500 | 0 | 61.31 | 53.45 | 6 | 0
2015 | PJM_E_2_NYISO_G-I | PJM_E | NYISO_G-I | Internal | Summer | B3 | 75 | 500 | 0 | 58.31 | 50.31 | 6 | 0
2015 | PJM_E_2_NYISO_G-I | PJM_E | NYISO_G-I | Internal | Summer | B4 | 100 | 500 | 0 | 57.5 | 49.5 | 6 | 0
2015 | PJM_E_2_NYISO_G-I | PJM_E | NYISO_G-I | Internal | Summer | B5 | 200 | 500 | 0 | 53.06 | 49.5 | 6 | 0
2015 | PJM_E_2_NYISO_G-I | PJM_E | NYISO_G-I | Internal | Summer | B6 | 300 | 500 | 0 | 47 | 42.54 | 6 | 0
2015 | PJM_E_2_NYISO_G-I | PJM_E | NYISO_G-I | Internal | Summer | B7 | 400 | 500 | 0 | 39.52 | 38.82 | 6 | 0
2015 | PJM_E_2_NYISO_G-I | PJM_E | NYISO_G-I | Internal | Summer | B8 | 500 | 500 | 0 | 38.27 | 37.28 | 6 | 0
2015 | PJM_E_2_NYISO_G-I | PJM_E | NYISO_G-I | Internal | Summer | B9 | 800 | 500 | 0 | 37.73 | 37.2 | 6 | 0
2015 | PJM_E_2_NYISO_G-I | PJM_E | NYISO_G-I | Internal | Summer | B10 | 1262 | 500 | 0 | 35.86 | 37.2 | 6 | 0
2015 | PJM_E_2_NYISO_G-I | PJM_E | NYISO_G-I | Internal | Winter | B16 | 25 | 500 | 0 | 53.82 | 49.18 | 6 | 0
2015 | PJM_E_2_NYISO_G-I | PJM_E | NYISO_G-I | Internal | Winter | B17 | 100 | 500 | 0 | 47 | 48.29 | 6 | 0
2015 | PJM_E_2_NYISO_G-I | PJM_E | NYISO_G-I | Internal | Winter | B18 | 400 | 500 | 0 | 45.22 | 48.29 | 6 | 0
2015 | PJM_E_2_NYISO_G-I | PJM_E | NYISO_G-I | Internal | Winter | B19 | 700 | 500 | 0 | 45.22 | 48.28 | 6 | 0
2015 | PJM_E_2_NYISO_G-I | PJM_E | NYISO_G-I | Internal | Winter | B20 | 935 | 500 | 500 | 36.57 | 45.9 | 6 | 3.34
2015 | PJM_E_2_NYISO_J-K | PJM_E | NYISO_J-K | Internal | Shoulder | B11 | 25 | 330 | 0 | 50.2 | 42.2 | 6 | 0
2015 | PJM_E_2_NYISO_J-K | PJM_E | NYISO_J-K | Internal | Shoulder | B12 | 200 | 330 | 0 | 42.66 | 39.92 | 6 | 0
2015 | PJM_E_2_NYISO_J-K | PJM_E | NYISO_J-K | Internal | Shoulder | B13 | 600 | 330 | 0 | 41.04 | 39.9 | 6 | 0
2015 | PJM_E_2_NYISO_J-K | PJM_E | NYISO_J-K | Internal | Shoulder | B14 | 900 | 330 | 0 | 39.98 | 39.04 | 6 | 0
2015 | PJM_E_2_NYISO_J-K | PJM_E | NYISO_J-K | Internal | Shoulder | B15 | 1203 | 330 | 0 | 39.16 | 39.04 | 6 | 0
2015 | PJM_E_2_NYISO_J-K | PJM_E | NYISO_J-K | Internal | Summer | B1 | 10 | 330 | 287.88 | 62.81 | 68.81 | 6 | 0
2015 | PJM_E_2_NYISO_J-K | PJM_E | NYISO_J-K | Internal | Summer | B2 | 25 | 330 | 0 | 61.31 | 53.46 | 6 | 0
2015 | PJM_E_2_NYISO_J-K | PJM_E | NYISO_J-K | Internal | Summer | B3 | 75 | 330 | 0 | 58.31 | 50.33 | 6 | 0
2015 | PJM_E_2_NYISO_J-K | PJM_E | NYISO_J-K | Internal | Summer | B4 | 100 | 330 | 0 | 57.5 | 49.51 | 6 | 0
2015 | PJM_E_2_NYISO_J-K | PJM_E | NYISO_J-K | Internal | Summer | B5 | 200 | 330 | 0 | 53.06 | 49.51 | 6 | 0
2015 | PJM_E_2_NYISO_J-K | PJM_E | NYISO_J-K | Internal | Summer | B6 | 300 | 330 | 0 | 47 | 42.55 | 6 | 0
2015 | PJM_E_2_NYISO_J-K | PJM_E | NYISO_J-K | Internal | Summer | B7 | 400 | 330 | 0 | 39.52 | 38.83 | 6 | 0
2015 | PJM_E_2_NYISO_J-K | PJM_E | NYISO_J-K | Internal | Summer | B8 | 500 | 330 | 0 | 38.27 | 37.29 | 6 | 0
2015 | PJM_E_2_NYISO_J-K | PJM_E | NYISO_J-K | Internal | Summer | B9 | 800 | 330 | 0 | 37.73 | 37.21 | 6 | 0
2015 | PJM_E_2_NYISO_J-K | PJM_E | NYISO_J-K | Internal | Summer | B10 | 1262 | 330 | 0 | 35.86 | 37.21 | 6 | 0
2015 | PJM_E_2_NYISO_J-K | PJM_E | NYISO_J-K | Internal | Winter | B16 | 25 | 330 | 0 | 53.82 | 49.2 | 6 | 0
2015 | PJM_E_2_NYISO_J-K | PJM_E | NYISO_J-K | Internal | Winter | B17 | 100 | 330 | 0 | 47 | 49.2 | 6 | 0
2015 | PJM_E_2_NYISO_J-K | PJM_E | NYISO_J-K | Internal | Winter | B18 | 400 | 330 | 0 | 45.22 | 49.2 | 6 | 0
2015 | PJM_E_2_NYISO_J-K | PJM_E | NYISO_J-K | Internal | Winter | B19 | 700 | 330 | 0 | 45.22 | 48.29 | 6 | 0
2015 | PJM_E_2_NYISO_J-K | PJM_E | NYISO_J-K | Internal | Winter | B20 | 935 | 330 | 330 | 36.57 | 45.92 | 6 | 3.35
2015 | PJM_E_2_PJM_ROM | PJM_E | PJM_ROM | Internal | Shoulder | B11 | 25 | 8000 | 3302.9 | 50.2 | 50.21 | 0.01 | 0
2015 | PJM_E_2_PJM_ROM | PJM_E | PJM_ROM | Internal | Shoulder | B12 | 200 | 8000 | 1137.36 | 42.66 | 42.67 | 0.01 | 0
2015 | PJM_E_2_PJM_ROM | PJM_E | PJM_ROM | Internal | Shoulder | B13 | 600 | 8000 | 0 | 41.04 | 41.03 | 0.01 | 0
2015 | PJM_E_2_PJM_ROM | PJM_E | PJM_ROM | Internal | Shoulder | B14 | 900 | 8000 | 0 | 39.98 | 39.97 | 0.01 | 0
2015 | PJM_E_2_PJM_ROM | PJM_E | PJM_ROM | Internal | Shoulder | B15 | 1203 | 8000 | 0 | 39.16 | 39.15 | 0.01 | 0
2015 | PJM_E_2_PJM_ROM | PJM_E | PJM_ROM | Internal | Summer | B1 | 10 | 8000 | 0 | 62.81 | 62.8 | 0.01 | 0
2015 | PJM_E_2_PJM_ROM | PJM_E | PJM_ROM | Internal | Summer | B2 | 25 | 8000 | 0 | 61.31 | 61.3 | 0.01 | 0
2015 | PJM_E_2_PJM_ROM | PJM_E | PJM_ROM | Internal | Summer | B3 | 75 | 8000 | 0 | 58.31 | 58.3 | 0.01 | 0
2015 | PJM_E_2_PJM_ROM | PJM_E | PJM_ROM | Internal | Summer | B4 | 100 | 8000 | 0 | 57.5 | 57.48 | 0.01 | 0
2015 | PJM_E_2_PJM_ROM | PJM_E | PJM_ROM | Internal | Summer | B5 | 200 | 8000 | 0 | 53.06 | 53.05 | 0.01 | 0
2015 | PJM_E_2_PJM_ROM | PJM_E | PJM_ROM | Internal | Summer | B6 | 300 | 8000 | 0 | 47 | 46.99 | 0.01 | 0
2015 | PJM_E_2_PJM_ROM | PJM_E | PJM_ROM | Internal | Summer | B7 | 400 | 8000 | 0 | 39.52 | 39.51 | 0.01 | 0
2015 | PJM_E_2_PJM_ROM | PJM_E | PJM_ROM | Internal | Summer | B8 | 500 | 8000 | 0 | 38.27 | 38.26 | 0.01 | 0
2015 | PJM_E_2_PJM_ROM | PJM_E | PJM_ROM | Internal | Summer | B9 | 800 | 8000 | 0 | 37.73 | 37.71 | 0.01 | 0
2015 | PJM_E_2_PJM_ROM | PJM_E | PJM_ROM | Internal | Summer | B10 | 1262 | 8000 | 0 | 35.86 | 35.84 | 0.01 | 0
2015 | PJM_E_2_PJM_ROM | PJM_E | PJM_ROM | Internal | Winter | B16 | 25 | 8000 | 0 | 53.82 | 53.81 | 0.01 | 0
2015 | PJM_E_2_PJM_ROM | PJM_E | PJM_ROM | Internal | Winter | B17 | 100 | 8000 | 0 | 47 | 46.99 | 0.01 | 0
2015 | PJM_E_2_PJM_ROM | PJM_E | PJM_ROM | Internal | Winter | B18 | 400 | 8000 | 0 | 45.22 | 45.21 | 0.01 | 0
2015 | PJM_E_2_PJM_ROM | PJM_E | PJM_ROM | Internal | Winter | B19 | 700 | 8000 | 0 | 45.22 | 45.21 | 0.01 | 0
2015 | PJM_E_2_PJM_ROM | PJM_E | PJM_ROM | Internal | Winter | B20 | 935 | 8000 | 0 | 36.57 | 36.55 | 0.01 | 0
2015 | PJM_ROR_2_MISO_IN | PJM_ROR | MISO_IN | Internal | Shoulder | B11 | 25 | 909 | 0 | 50.22 | 48.29 | 2 | 0
2015 | PJM_ROR_2_MISO_IN | PJM_ROR | MISO_IN | Internal | Shoulder | B12 | 200 | 909 | 0 | 42.66 | 40.67 | 2 | 0
2015 | PJM_ROR_2_MISO_IN | PJM_ROR | MISO_IN | Internal | Shoulder | B13 | 600 | 909 | 0 | 41.01 | 39.01 | 2 | 0
2015 | PJM_ROR_2_MISO_IN | PJM_ROR | MISO_IN | Internal | Shoulder | B14 | 900 | 909 | 0 | 38.95 | 36.95 | 2 | 0
2015 | PJM_ROR_2_MISO_IN | PJM_ROR | MISO_IN | Internal | Shoulder | B15 | 1203 | 909 | 0 | 35.95 | 33.95 | 2 | 0
2015 | PJM_ROR_2_MISO_IN | PJM_ROR | MISO_IN | Internal | Summer | B1 | 10 | 909 | 0 | 62.79 | 60.8 | 2 | 0
2015 | PJM_ROR_2_MISO_IN | PJM_ROR | MISO_IN | Internal | Summer | B2 | 25 | 909 | 0 | 61.29 | 59.3 | 2 | 0
2015 | PJM_ROR_2_MISO_IN | PJM_ROR | MISO_IN | Internal | Summer | B3 | 75 | 909 | 0 | 58.29 | 57.92 | 2 | 0
2015 | PJM_ROR_2_MISO_IN | PJM_ROR | MISO_IN | Internal | Summer | B4 | 100 | 909 | 0 | 57.5 | 55.52 | 2 | 0
2015 | PJM_ROR_2_MISO_IN | PJM_ROR | MISO_IN | Internal | Summer | B5 | 200 | 909 | 0 | 53.04 | 51.05 | 2 | 0
2015 | PJM_ROR_2_MISO_IN | PJM_ROR | MISO_IN | Internal | Summer | B6 | 300 | 909 | 0 | 46.98 | 44.98 | 2 | 0
2015 | PJM_ROR_2_MISO_IN | PJM_ROR | MISO_IN | Internal | Summer | B7 | 400 | 909 | 0 | 39.49 | 37.51 | 2 | 0
2015 | PJM_ROR_2_MISO_IN | PJM_ROR | MISO_IN | Internal | Summer | B8 | 500 | 909 | 0 | 36.4 | 34.4 | 2 | 0
2015 | PJM_ROR_2_MISO_IN | PJM_ROR | MISO_IN | Internal | Summer | B9 | 800 | 909 | 0 | 35.17 | 33.2 | 2 | 0
2015 | PJM_ROR_2_MISO_IN | PJM_ROR | MISO_IN | Internal | Summer | B10 | 1262 | 909 | 0 | 33.45 | 31.48 | 2 | 0
2015 | PJM_ROR_2_MISO_IN | PJM_ROR | MISO_IN | Internal | Winter | B16 | 25 | 909 | 0 | 53.8 | 51.82 | 2 | 0
2015 | PJM_ROR_2_MISO_IN | PJM_ROR | MISO_IN | Internal | Winter | B17 | 100 | 909 | 0 | 46.98 | 44.99 | 2 | 0
2015 | PJM_ROR_2_MISO_IN | PJM_ROR | MISO_IN | Internal | Winter | B18 | 400 | 909 | 0 | 41.95 | 39.95 | 2 | 0
2015 | PJM_ROR_2_MISO_IN | PJM_ROR | MISO_IN | Internal | Winter | B19 | 700 | 909 | 0 | 39.79 | 37.79 | 2 | 0
2015 | PJM_ROR_2_MISO_IN | PJM_ROR | MISO_IN | Internal | Winter | B20 | 935 | 909 | 0 | 34.72 | 32.72 | 2 | 0
2015 | PJM_ROR_2_MISO_MI | PJM_ROR | MISO_MI | Internal | Shoulder | B11 | 25 | 1305 | 0 | 50.22 | 46.93 | 2 | 0
2015 | PJM_ROR_2_MISO_MI | PJM_ROR | MISO_MI | Internal | Shoulder | B12 | 200 | 1305 | 0 | 42.66 | 40.66 | 2 | 0
2015 | PJM_ROR_2_MISO_MI | PJM_ROR | MISO_MI | Internal | Shoulder | B13 | 600 | 1305 | 0 | 41.01 | 39 | 2 | 0
2015 | PJM_ROR_2_MISO_MI | PJM_ROR | MISO_MI | Internal | Shoulder | B14 | 900 | 1305 | 0 | 38.95 | 36.94 | 2 | 0
2015 | PJM_ROR_2_MISO_MI | PJM_ROR | MISO_MI | Internal | Shoulder | B15 | 1203 | 1305 | 0 | 35.95 | 33.95 | 2 | 0
2015 | PJM_ROR_2_MISO_MI | PJM_ROR | MISO_MI | Internal | Summer | B1 | 10 | 1305 | 0 | 62.79 | 60.79 | 2 | 0
2015 | PJM_ROR_2_MISO_MI | PJM_ROR | MISO_MI | Internal | Summer | B2 | 25 | 1305 | 0 | 61.29 | 59.29 | 2 | 0
2015 | PJM_ROR_2_MISO_MI | PJM_ROR | MISO_MI | Internal | Summer | B3 | 75 | 1305 | 0 | 58.29 | 56.29 | 2 | 0
2015 | PJM_ROR_2_MISO_MI | PJM_ROR | MISO_MI | Internal | Summer | B4 | 100 | 1305 | 0 | 57.5 | 54.01 | 2 | 0
2015 | PJM_ROR_2_MISO_MI | PJM_ROR | MISO_MI | Internal | Summer | B5 | 200 | 1305 | 0 | 53.04 | 51.04 | 2 | 0
2015 | PJM_ROR_2_MISO_MI | PJM_ROR | MISO_MI | Internal | Summer | B6 | 300 | 1305 | 0 | 46.98 | 44.97 | 2 | 0
2015 | PJM_ROR_2_MISO_MI | PJM_ROR | MISO_MI | Internal | Summer | B7 | 400 | 1305 | 0 | 39.49 | 37.52 | 2 | 0
2015 | PJM_ROR_2_MISO_MI | PJM_ROR | MISO_MI | Internal | Summer | B8 | 500 | 1305 | 0 | 36.4 | 34.42 | 2 | 0
2015 | PJM_ROR_2_MISO_MI | PJM_ROR | MISO_MI | Internal | Summer | B9 | 800 | 1305 | 0 | 35.17 | 33.21 | 2 | 0
2015 | PJM_ROR_2_MISO_MI | PJM_ROR | MISO_MI | Internal | Summer | B10 | 1262 | 1305 | 0 | 33.45 | 31.49 | 2 | 0
2015 | PJM_ROR_2_MISO_MI | PJM_ROR | MISO_MI | Internal | Winter | B16 | 25 | 1305 | 0 | 53.8 | 49.54 | 2 | 0
2015 | PJM_ROR_2_MISO_MI | PJM_ROR | MISO_MI | Internal | Winter | B17 | 100 | 1305 | 0 | 46.98 | 44.98 | 2 | 0
2015 | PJM_ROR_2_MISO_MI | PJM_ROR | MISO_MI | Internal | Winter | B18 | 400 | 1305 | 0 | 41.95 | 39.95 | 2 | 0
2015 | PJM_ROR_2_MISO_MI | PJM_ROR | MISO_MI | Internal | Winter | B19 | 700 | 1305 | 0 | 39.79 | 37.81 | 2 | 0
2015 | PJM_ROR_2_MISO_MI | PJM_ROR | MISO_MI | Internal | Winter | B20 | 935 | 1305 | 0 | 34.72 | 32.73 | 2 | 0
2015 | PJM_ROR_2_MISO_MO-IL | PJM_ROR | MISO_MO-IL | Internal | Shoulder | B11 | 25 | 1111 | 0 | 50.22 | 48.27 | 2 | 0
2015 | PJM_ROR_2_MISO_MO-IL | PJM_ROR | MISO_MO-IL | Internal | Shoulder | B12 | 200 | 1111 | 0 | 42.66 | 40.66 | 2 | 0
2015 | PJM_ROR_2_MISO_MO-IL | PJM_ROR | MISO_MO-IL | Internal | Shoulder | B13 | 600 | 1111 | 0 | 41.01 | 39 | 2 | 0
2015 | PJM_ROR_2_MISO_MO-IL | PJM_ROR | MISO_MO-IL | Internal | Shoulder | B14 | 900 | 1111 | 0 | 38.95 | 36.94 | 2 | 0
2015 | PJM_ROR_2_MISO_MO-IL | PJM_ROR | MISO_MO-IL | Internal | Shoulder | B15 | 1203 | 1111 | 0 | 35.95 | 33.94 | 2 | 0
2015 | PJM_ROR_2_MISO_MO-IL | PJM_ROR | MISO_MO-IL | Internal | Summer | B1 | 10 | 1111 | 0 | 62.79 | 60.79 | 2 | 0
2015 | PJM_ROR_2_MISO_MO-IL | PJM_ROR | MISO_MO-IL | Internal | Summer | B2 | 25 | 1111 | 0 | 61.29 | 59.29 | 2 | 0
2015 | PJM_ROR_2_MISO_MO-IL | PJM_ROR | MISO_MO-IL | Internal | Summer | B3 | 75 | 1111 | 0 | 58.29 | 57.91 | 2 | 0
2015 | PJM_ROR_2_MISO_MO-IL | PJM_ROR | MISO_MO-IL | Internal | Summer | B4 | 100 | 1111 | 0 | 57.5 | 55.51 | 2 | 0
2015 | PJM_ROR_2_MISO_MO-IL | PJM_ROR | MISO_MO-IL | Internal | Summer | B5 | 200 | 1111 | 0 | 53.04 | 51.04 | 2 | 0
2015 | PJM_ROR_2_MISO_MO-IL | PJM_ROR | MISO_MO-IL | Internal | Summer | B6 | 300 | 1111 | 0 | 46.98 | 44.98 | 2 | 0
2015 | PJM_ROR_2_MISO_MO-IL | PJM_ROR | MISO_MO-IL | Internal | Summer | B7 | 400 | 1111 | 0 | 39.49 | 37.49 | 2 | 0
2015 | PJM_ROR_2_MISO_MO-IL | PJM_ROR | MISO_MO-IL | Internal | Summer | B8 | 500 | 1111 | 0 | 36.4 | 34.39 | 2 | 0
2015 | PJM_ROR_2_MISO_MO-IL | PJM_ROR | MISO_MO-IL | Internal | Summer | B9 | 800 | 1111 | 0 | 35.17 | 33.19 | 2 | 0
2015 | PJM_ROR_2_MISO_MO-IL | PJM_ROR | MISO_MO-IL | Internal | Summer | B10 | 1262 | 1111 | 0 | 33.45 | 31.47 | 2 | 0
2015 | PJM_ROR_2_MISO_MO-IL | PJM_ROR | MISO_MO-IL | Internal | Winter | B16 | 25 | 1111 | 0 | 53.8 | 51.81 | 2 | 0
2015 | PJM_ROR_2_MISO_MO-IL | PJM_ROR | MISO_MO-IL | Internal | Winter | B17 | 100 | 1111 | 0 | 46.98 | 44.98 | 2 | 0
2015 | PJM_ROR_2_MISO_MO-IL | PJM_ROR | MISO_MO-IL | Internal | Winter | B18 | 400 | 1111 | 0 | 41.95 | 39.94 | 2 | 0
2015 | PJM_ROR_2_MISO_MO-IL | PJM_ROR | MISO_MO-IL | Internal | Winter | B19 | 700 | 1111 | 0 | 39.79 | 37.78 | 2 | 0
2015 | PJM_ROR_2_MISO_MO-IL | PJM_ROR | MISO_MO-IL | Internal | Winter | B20 | 935 | 1111 | 0 | 34.72 | 32.71 | 2 | 0
2015 | PJM_ROR_2_MISO_W | PJM_ROR | MISO_W | Internal | Shoulder | B11 | 25 | 10071 | 0 | 50.22 | 48.26 | 2 | 0
2015 | PJM_ROR_2_MISO_W | PJM_ROR | MISO_W | Internal | Shoulder | B12 | 200 | 10071 | 0 | 42.66 | 40.66 | 2 | 0
2015 | PJM_ROR_2_MISO_W | PJM_ROR | MISO_W | Internal | Shoulder | B13 | 600 | 10071 | 0 | 41.01 | 39.01 | 2 | 0
2015 | PJM_ROR_2_MISO_W | PJM_ROR | MISO_W | Internal | Shoulder | B14 | 900 | 10071 | 0 | 38.95 | 36.95 | 2 | 0
2015 | PJM_ROR_2_MISO_W | PJM_ROR | MISO_W | Internal | Shoulder | B15 | 1203 | 10071 | 0 | 35.95 | 33.95 | 2 | 0
2015 | PJM_ROR_2_MISO_W | PJM_ROR | MISO_W | Internal | Summer | B1 | 10 | 10071 | 0 | 62.79 | 60.79 | 2 | 0
2015 | PJM_ROR_2_MISO_W | PJM_ROR | MISO_W | Internal | Summer | B2 | 25 | 10071 | 0 | 61.29 | 59.29 | 2 | 0
2015 | PJM_ROR_2_MISO_W | PJM_ROR | MISO_W | Internal | Summer | B3 | 75 | 10071 | 0 | 58.29 | 57.92 | 2 | 0
2015 | PJM_ROR_2_MISO_W | PJM_ROR | MISO_W | Internal | Summer | B4 | 100 | 10071 | 0 | 57.5 | 55.5 | 2 | 0
2015 | PJM_ROR_2_MISO_W | PJM_ROR | MISO_W | Internal | Summer | B5 | 200 | 10071 | 0 | 53.04 | 51.04 | 2 | 0
2015 | PJM_ROR_2_MISO_W | PJM_ROR | MISO_W | Internal | Summer | B6 | 300 | 10071 | 0 | 46.98 | 44.99 | 2 | 0
2015 | PJM_ROR_2_MISO_W | PJM_ROR | MISO_W | Internal | Summer | B7 | 400 | 10071 | 0 | 39.49 | 37.51 | 2 | 0
2015 | PJM_ROR_2_MISO_W | PJM_ROR | MISO_W | Internal | Summer | B8 | 500 | 10071 | 0 | 36.4 | 34.4 | 2 | 0
2015 | PJM_ROR_2_MISO_W | PJM_ROR | MISO_W | Internal | Summer | B9 | 800 | 10071 | 0 | 35.17 | 33.17 | 2 | 0
2015 | PJM_ROR_2_MISO_W | PJM_ROR | MISO_W | Internal | Summer | B10 | 1262 | 10071 | 0 | 33.45 | 31.45 | 2 | 0
2015 | PJM_ROR_2_MISO_W | PJM_ROR | MISO_W | Internal | Winter | B16 | 25 | 10071 | 0 | 53.8 | 51.8 | 2 | 0
2015 | PJM_ROR_2_MISO_W | PJM_ROR | MISO_W | Internal | Winter | B17 | 100 | 10071 | 0 | 46.98 | 44.98 | 2 | 0
2015 | PJM_ROR_2_MISO_W | PJM_ROR | MISO_W | Internal | Winter | B18 | 400 | 10071 | 0 | 41.95 | 39.95 | 2 | 0
2015 | PJM_ROR_2_MISO_W | PJM_ROR | MISO_W | Internal | Winter | B19 | 700 | 10071 | 0 | 39.79 | 37.79 | 2 | 0
2015 | PJM_ROR_2_MISO_W | PJM_ROR | MISO_W | Internal | Winter | B20 | 935 | 10071 | 0 | 34.72 | 32.72 | 2 | 0
2015 | PJM_ROR_2_MISO_WUMS | PJM_ROR | MISO_WUMS | Internal | Shoulder | B11 | 25 | 1467 | 0 | 50.22 | 48.25 | 2 | 0
2015 | PJM_ROR_2_MISO_WUMS | PJM_ROR | MISO_WUMS | Internal | Shoulder | B12 | 200 | 1467 | 0 | 42.66 | 40.66 | 2 | 0
2015 | PJM_ROR_2_MISO_WUMS | PJM_ROR | MISO_WUMS | Internal | Shoulder | B13 | 600 | 1467 | 0 | 41.01 | 39.01 | 2 | 0
2015 | PJM_ROR_2_MISO_WUMS | PJM_ROR | MISO_WUMS | Internal | Shoulder | B14 | 900 | 1467 | 0 | 38.95 | 36.95 | 2 | 0
2015 | PJM_ROR_2_MISO_WUMS | PJM_ROR | MISO_WUMS | Internal | Shoulder | B15 | 1203 | 1467 | 0 | 35.95 | 33.96 | 2 | 0
2015 | PJM_ROR_2_MISO_WUMS | PJM_ROR | MISO_WUMS | Internal | Summer | B1 | 10 | 1467 | 0 | 62.79 | 60.78 | 2 | 0
2015 | PJM_ROR_2_MISO_WUMS | PJM_ROR | MISO_WUMS | Internal | Summer | B2 | 25 | 1467 | 0 | 61.29 | 59.3 | 2 | 0
2015 | PJM_ROR_2_MISO_WUMS | PJM_ROR | MISO_WUMS | Internal | Summer | B3 | 75 | 1467 | 0 | 58.29 | 57.94 | 2 | 0
2015 | PJM_ROR_2_MISO_WUMS | PJM_ROR | MISO_WUMS | Internal | Summer | B4 | 100 | 1467 | 0 | 57.5 | 55.5 | 2 | 0
2015 | PJM_ROR_2_MISO_WUMS | PJM_ROR | MISO_WUMS | Internal | Summer | B5 | 200 | 1467 | 0 | 53.04 | 51.04 | 2 | 0
2015 | PJM_ROR_2_MISO_WUMS | PJM_ROR | MISO_WUMS | Internal | Summer | B6 | 300 | 1467 | 0 | 46.98 | 44.98 | 2 | 0
2015 | PJM_ROR_2_MISO_WUMS | PJM_ROR | MISO_WUMS | Internal | Summer | B7 | 400 | 1467 | 0 | 39.49 | 37.49 | 2 | 0
2015 | PJM_ROR_2_MISO_WUMS | PJM_ROR | MISO_WUMS | Internal | Summer | B8 | 500 | 1467 | 0 | 36.4 | 34.4 | 2 | 0
2015 | PJM_ROR_2_MISO_WUMS | PJM_ROR | MISO_WUMS | Internal | Summer | B9 | 800 | 1467 | 0 | 35.17 | 33.19 | 2 | 0
2015 | PJM_ROR_2_MISO_WUMS | PJM_ROR | MISO_WUMS | Internal | Summer | B10 | 1262 | 1467 | 0 | 33.45 | 31.47 | 2 | 0
2015 | PJM_ROR_2_MISO_WUMS | PJM_ROR | MISO_WUMS | Internal | Winter | B16 | 25 | 1467 | 0 | 53.8 | 51.8 | 2 | 0
2015 | PJM_ROR_2_MISO_WUMS | PJM_ROR | MISO_WUMS | Internal | Winter | B17 | 100 | 1467 | 0 | 46.98 | 44.98 | 2 | 0
2015 | PJM_ROR_2_MISO_WUMS | PJM_ROR | MISO_WUMS | Internal | Winter | B18 | 400 | 1467 | 0 | 41.95 | 39.95 | 2 | 0
2015 | PJM_ROR_2_MISO_WUMS | PJM_ROR | MISO_WUMS | Internal | Winter | B19 | 700 | 1467 | 0 | 39.79 | 37.79 | 2 | 0
2015 | PJM_ROR_2_MISO_WUMS | PJM_ROR | MISO_WUMS | Internal | Winter | B20 | 935 | 1467 | 0 | 34.72 | 32.73 | 2 | 0
2015 | PJM_ROR_2_PJM_ROM | PJM_ROR | PJM_ROM | Internal | Shoulder | B11 | 25 | 8000 | 0 | 50.22 | 50.21 | 0.01 | 0
2015 | PJM_ROR_2_PJM_ROM | PJM_ROR | PJM_ROM | Internal | Shoulder | B12 | 200 | 8000 | 1975.38 | 42.66 | 42.67 | 0.01 | 0
2015 | PJM_ROR_2_PJM_ROM | PJM_ROR | PJM_ROM | Internal | Shoulder | B13 | 600 | 8000 | 6866.62 | 41.01 | 41.03 | 0.01 | 0
2015 | PJM_ROR_2_PJM_ROM | PJM_ROR | PJM_ROM | Internal | Shoulder | B14 | 900 | 8000 | 8000 | 38.95 | 39.97 | 0.01 | 1.01
2015 | PJM_ROR_2_PJM_ROM | PJM_ROR | PJM_ROM | Internal | Shoulder | B15 | 1203 | 8000 | 8000 | 35.95 | 39.15 | 0.01 | 3.19
2015 | PJM_ROR_2_PJM_ROM | PJM_ROR | PJM_ROM | Internal | Summer | B1 | 10 | 8000 | 5924.29 | 62.79 | 62.8 | 0.01 | 0
2015 | PJM_ROR_2_PJM_ROM | PJM_ROR | PJM_ROM | Internal | Summer | B2 | 25 | 8000 | 5854.63 | 61.29 | 61.3 | 0.01 | 0
2015 | PJM_ROR_2_PJM_ROM | PJM_ROR | PJM_ROM | Internal | Summer | B3 | 75 | 8000 | 1598.23 | 58.29 | 58.3 | 0.01 | 0
2015 | PJM_ROR_2_PJM_ROM | PJM_ROR | PJM_ROM | Internal | Summer | B4 | 100 | 8000 | 0 | 57.5 | 57.48 | 0.01 | 0
2015 | PJM_ROR_2_PJM_ROM | PJM_ROR | PJM_ROM | Internal | Summer | B5 | 200 | 8000 | 3058.46 | 53.04 | 53.05 | 0.01 | 0
2015 | PJM_ROR_2_PJM_ROM | PJM_ROR | PJM_ROM | Internal | Summer | B6 | 300 | 8000 | 3096.86 | 46.98 | 46.99 | 0.01 | 0
2015 | PJM_ROR_2_PJM_ROM | PJM_ROR | PJM_ROM | Internal | Summer | B7 | 400 | 8000 | 4717.53 | 39.49 | 39.51 | 0.01 | 0
2015 | PJM_ROR_2_PJM_ROM | PJM_ROR | PJM_ROM | Internal | Summer | B8 | 500 | 8000 | 8000 | 36.4 | 38.26 | 0.01 | 1.84
2015 | PJM_ROR_2_PJM_ROM | PJM_ROR | PJM_ROM | Internal | Summer | B9 | 800 | 8000 | 8000 | 35.17 | 37.71 | 0.01 | 2.53
2015 | PJM_ROR_2_PJM_ROM | PJM_ROR | PJM_ROM | Internal | Summer | B10 | 1262 | 8000 | 8000 | 33.45 | 35.84 | 0.01 | 2.38
2015 | PJM_ROR_2_PJM_ROM | PJM_ROR | PJM_ROM | Internal | Winter | B16 | 25 | 8000 | 3045.44 | 53.8 | 53.81 | 0.01 | 0
2015 | PJM_ROR_2_PJM_ROM | PJM_ROR | PJM_ROM | Internal | Winter | B17 | 100 | 8000 | 6463.89 | 46.98 | 46.99 | 0.01 | 0
2015 | PJM_ROR_2_PJM_ROM | PJM_ROR | PJM_ROM | Internal | Winter | B18 | 400 | 8000 | 8000 | 41.95 | 45.21 | 0.01 | 3.25
2015 | PJM_ROR_2_PJM_ROM | PJM_ROR | PJM_ROM | Internal | Winter | B19 | 700 | 8000 | 8000 | 39.79 | 45.21 | 0.01 | 5.4
2015 | PJM_ROR_2_PJM_ROM | PJM_ROR | PJM_ROM | Internal | Winter | B20 | 935 | 8000 | 8000 | 34.72 | 36.55 | 0.01 | 1.82
2015 | PJM_ROR_2_TVA_Transmission | PJM_ROR | TVA_Transmission | Internal | Shoulder | B11 | 25 | 2500 | 952.73 | 50.22 | 56.22 | 6 | 0
2015 | PJM_ROR_2_TVA_Transmission | PJM_ROR | TVA_Transmission | Internal | Shoulder | B12 | 200 | 2500 | 0 | 42.66 | 44.35 | 6 | 0
2015 | PJM_ROR_2_TVA_Transmission | PJM_ROR | TVA_Transmission | Internal | Shoulder | B13 | 600 | 2500 | 0 | 41.01 | 43.32 | 6 | 0
2015 | PJM_ROR_2_TVA_Transmission | PJM_ROR | TVA_Transmission | Internal | Shoulder | B14 | 900 | 2500 | 0 | 38.95 | 41.17 | 6 | 0
2015 | PJM_ROR_2_TVA_Transmission | PJM_ROR | TVA_Transmission | Internal | Shoulder | B15 | 1203 | 2500 | 0 | 35.95 | 40.53 | 6 | 0
2015 | PJM_ROR_2_TVA_Transmission | PJM_ROR | TVA_Transmission | Internal | Summer | B1 | 10 | 2500 | 1825.41 | 62.79 | 68.79 | 6 | 0
2015 | PJM_ROR_2_TVA_Transmission | PJM_ROR | TVA_Transmission | Internal | Summer | B2 | 25 | 2500 | 1676.9 | 61.29 | 67.29 | 6 | 0
2015 | PJM_ROR_2_TVA_Transmission | PJM_ROR | TVA_Transmission | Internal | Summer | B3 | 75 | 2500 | 1352.76 | 58.29 | 64.29 | 6 | 0
2015 | PJM_ROR_2_TVA_Transmission | PJM_ROR | TVA_Transmission | Internal | Summer | B4 | 100 | 2500 | 750.64 | 57.5 | 63.5 | 6 | 0
2015 | PJM_ROR_2_TVA_Transmission | PJM_ROR | TVA_Transmission | Internal | Summer | B5 | 200 | 2500 | 0 | 53.04 | 57.97 | 6 | 0
2015 | PJM_ROR_2_TVA_Transmission | PJM_ROR | TVA_Transmission | Internal | Summer | B6 | 300 | 2500 | 0 | 46.98 | 52.36 | 6 | 0
2015 | PJM_ROR_2_TVA_Transmission | PJM_ROR | TVA_Transmission | Internal | Summer | B7 | 400 | 2500 | 0 | 39.49 | 44.49 | 6 | 0
2015 | PJM_ROR_2_TVA_Transmission | PJM_ROR | TVA_Transmission | Internal | Summer | B8 | 500 | 2500 | 0 | 36.4 | 39.77 | 6 | 0
2015 | PJM_ROR_2_TVA_Transmission | PJM_ROR | TVA_Transmission | Internal | Summer | B9 | 800 | 2500 | 0 | 35.17 | 39.54 | 6 | 0
2015 | PJM_ROR_2_TVA_Transmission | PJM_ROR | TVA_Transmission | Internal | Summer | B10 | 1262 | 2500 | 0 | 33.45 | 37.29 | 6 | 0
2015 | PJM_ROR_2_TVA_Transmission | PJM_ROR | TVA_Transmission | Internal | Winter | B16 | 25 | 2500 | 0 | 53.8 | 59.75 | 6 | 0
2015 | PJM_ROR_2_TVA_Transmission | PJM_ROR | TVA_Transmission | Internal | Winter | B17 | 100 | 2500 | 0 | 46.98 | 47.82 | 6 | 0
2015 | PJM_ROR_2_TVA_Transmission | PJM_ROR | TVA_Transmission | Internal | Winter | B18 | 400 | 2500 | 0 | 41.95 | 44.57 | 6 | 0
2015 | PJM_ROR_2_TVA_Transmission | PJM_ROR | TVA_Transmission | Internal | Winter | B19 | 700 | 2500 | 0 | 39.79 | 42 | 6 | 0
2015 | PJM_ROR_2_TVA_Transmission | PJM_ROR | TVA_Transmission | Internal | Winter | B20 | 935 | 2500 | 0 | 34.72 | 40.71 | 6 | 0
2015 | PJM_ROR_2_VACAR | PJM_ROR | VACAR | Internal | Shoulder | B11 | 25 | 3865 | 3865 | 50.22 | 59.97 | 6 | 3.75
2015 | PJM_ROR_2_VACAR | PJM_ROR | VACAR | Internal | Shoulder | B12 | 200 | 3865 | 2966.29 | 42.66 | 48.66 | 6 | 0
2015 | PJM_ROR_2_VACAR | PJM_ROR | VACAR | Internal | Shoulder | B13 | 600 | 3865 | 1537.46 | 41.01 | 47.01 | 6 | 0
2015 | PJM_ROR_2_VACAR | PJM_ROR | VACAR | Internal | Shoulder | B14 | 900 | 3865 | 3400.37 | 38.95 | 44.95 | 6 | 0
2015 | PJM_ROR_2_VACAR | PJM_ROR | VACAR | Internal | Shoulder | B15 | 1203 | 3865 | 3865 | 35.95 | 43.2 | 6 | 1.25
2015 | PJM_ROR_2_VACAR | PJM_ROR | VACAR | Internal | Summer | B1 | 10 | 3865 | 3865 | 62.79 | 69.73 | 6 | 0.94
2015 | PJM_ROR_2_VACAR | PJM_ROR | VACAR | Internal | Summer | B2 | 25 | 3865 | 3865 | 61.29 | 69.73 | 6 | 2.44
2015 | PJM_ROR_2_VACAR | PJM_ROR | VACAR | Internal | Summer | B3 | 75 | 3865 | 3865 | 58.29 | 68.59 | 6 | 4.3
2015 | PJM_ROR_2_VACAR | PJM_ROR | VACAR | Internal | Summer | B4 | 100 | 3865 | 3865 | 57.5 | 68.59 | 6 | 5.09
2015 | PJM_ROR_2_VACAR | PJM_ROR | VACAR | Internal | Summer | B5 | 200 | 3865 | 3865 | 53.04 | 59.43 | 6 | 0.4
2015 | PJM_ROR_2_VACAR | PJM_ROR | VACAR | Internal | Summer | B6 | 300 | 3865 | 3865 | 46.98 | 53.98 | 6 | 1
2015 | PJM_ROR_2_VACAR | PJM_ROR | VACAR | Internal | Summer | B7 | 400 | 3865 | 3865 | 39.49 | 46.49 | 6 | 1
2015 | PJM_ROR_2_VACAR | PJM_ROR | VACAR | Internal | Summer | B8 | 500 | 3865 | 3865 | 36.4 | 43.81 | 6 | 1.41
2015 | PJM_ROR_2_VACAR | PJM_ROR | VACAR | Internal | Summer | B9 | 800 | 3865 | 3865 | 35.17 | 42.28 | 6 | 1.1
2015 | PJM_ROR_2_VACAR | PJM_ROR | VACAR | Internal | Summer | B10 | 1262 | 3865 | 3865 | 33.45 | 41.45 | 6 | 1.99
2015 | PJM_ROR_2_VACAR | PJM_ROR | VACAR | Internal | Winter | B16 | 25 | 3865 | 3865 | 53.8 | 68.71 | 6 | 8.91
2015 | PJM_ROR_2_VACAR | PJM_ROR | VACAR | Internal | Winter | B17 | 100 | 3865 | 2083.52 | 46.98 | 52.98 | 6 | 0
2015 | PJM_ROR_2_VACAR | PJM_ROR | VACAR | Internal | Winter | B18 | 400 | 3865 | 675.21 | 41.95 | 47.95 | 6 | 0
2015 | PJM_ROR_2_VACAR | PJM_ROR | VACAR | Internal | Winter | B19 | 700 | 3865 | 2407.2 | 39.79 | 45.79 | 6 | 0
2015 | PJM_ROR_2_VACAR | PJM_ROR | VACAR | Internal | Winter | B20 | 935 | 3865 | 3865 | 34.72 | 41.74 | 6 | 1.02
2015 | PJM_ROM_2_NYISO_A-F | PJM_ROM | NYISO_A-F | Internal | Shoulder | B11 | 25 | 2000 | 0 | 50.21 | 40.97 | 6 | 0
2015 | PJM_ROM_2_NYISO_A-F | PJM_ROM | NYISO_A-F | Internal | Shoulder | B12 | 200 | 2000 | 0 | 42.67 | 39.9 | 6 | 0
2015 | PJM_ROM_2_NYISO_A-F | PJM_ROM | NYISO_A-F | Internal | Shoulder | B13 | 600 | 2000 | 0 | 41.03 | 39.87 | 6 | 0
2015 | PJM_ROM_2_NYISO_A-F | PJM_ROM | NYISO_A-F | Internal | Shoulder | B14 | 900 | 2000 | 0 | 39.97 | 39.01 | 6 | 0
2015 | PJM_ROM_2_NYISO_A-F | PJM_ROM | NYISO_A-F | Internal | Shoulder | B15 | 1203 | 2000 | 0 | 39.15 | 39.01 | 6 | 0
2015 | PJM_ROM_2_NYISO_A-F | PJM_ROM | NYISO_A-F | Internal | Summer | B1 | 10 | 2000 | 0 | 62.8 | 54.8 | 6 | 0
2015 | PJM_ROM_2_NYISO_A-F | PJM_ROM | NYISO_A-F | Internal | Summer | B2 | 25 | 2000 | 0 | 61.3 | 53.3 | 6 | 0
2015 | PJM_ROM_2_NYISO_A-F | PJM_ROM | NYISO_A-F | Internal | Summer | B3 | 75 | 2000 | 0 | 58.3 | 50.3 | 6 | 0
2015 | PJM_ROM_2_NYISO_A-F | PJM_ROM | NYISO_A-F | Internal | Summer | B4 | 100 | 2000 | 0 | 57.48 | 46.05 | 6 | 0
2015 | PJM_ROM_2_NYISO_A-F | PJM_ROM | NYISO_A-F | Internal | Summer | B5 | 200 | 2000 | 0 | 53.05 | 45.07 | 6 | 0
2015 | PJM_ROM_2_NYISO_A-F | PJM_ROM | NYISO_A-F | Internal | Summer | B6 | 300 | 2000 | 0 | 46.99 | 42.53 | 6 | 0
2015 | PJM_ROM_2_NYISO_A-F | PJM_ROM | NYISO_A-F | Internal | Summer | B7 | 400 | 2000 | 0 | 39.51 | 38.8 | 6 | 0
2015 | PJM_ROM_2_NYISO_A-F | PJM_ROM | NYISO_A-F | Internal | Summer | B8 | 500 | 2000 | 0 | 38.26 | 37.27 | 6 | 0
2015 | PJM_ROM_2_NYISO_A-F | PJM_ROM | NYISO_A-F | Internal | Summer | B9 | 800 | 2000 | 0 | 37.71 | 37.19 | 6 | 0
2015 | PJM_ROM_2_NYISO_A-F | PJM_ROM | NYISO_A-F | Internal | Summer | B10 | 1262 | 2000 | 0 | 35.84 | 37.19 | 6 | 0
2015 | PJM_ROM_2_NYISO_A-F | PJM_ROM | NYISO_A-F | Internal | Winter | B16 | 25 | 2000 | 0 | 53.81 | 46.66 | 6 | 0
2015 | PJM_ROM_2_NYISO_A-F | PJM_ROM | NYISO_A-F | Internal | Winter | B17 | 100 | 2000 | 0 | 46.99 | 44.98 | 6 | 0
2015 | PJM_ROM_2_NYISO_A-F | PJM_ROM | NYISO_A-F | Internal | Winter | B18 | 400 | 2000 | 0 | 45.21 | 42.55 | 6 | 0
2015 | PJM_ROM_2_NYISO_A-F | PJM_ROM | NYISO_A-F | Internal | Winter | B19 | 700 | 2000 | 0 | 45.21 | 42.55 | 6 | 0
2015 | PJM_ROM_2_NYISO_A-F | PJM_ROM | NYISO_A-F | Internal | Winter | B20 | 935 | 2000 | 9.19 | 36.55 | 42.55 | 6 | 0
2015 | PJM_ROM_2_PJM_E | PJM_ROM | PJM_E | Internal | Shoulder | B11 | 25 | 8000 | 0 | 50.21 | 50.2 | 0.01 | 0
2015 | PJM_ROM_2_PJM_E | PJM_ROM | PJM_E | Internal | Shoulder | B12 | 200 | 8000 | 0 | 42.67 | 42.66 | 0.01 | 0
2015 | PJM_ROM_2_PJM_E | PJM_ROM | PJM_E | Internal | Shoulder | B13 | 600 | 8000 | 4636.23 | 41.03 | 41.04 | 0.01 | 0
2015 | PJM_ROM_2_PJM_E | PJM_ROM | PJM_E | Internal | Shoulder | B14 | 900 | 8000 | 4400.28 | 39.97 | 39.98 | 0.01 | 0
2015 | PJM_ROM_2_PJM_E | PJM_ROM | PJM_E | Internal | Shoulder | B15 | 1203 | 8000 | 4403.09 | 39.15 | 39.16 | 0.01 | 0
2015 | PJM_ROM_2_PJM_E | PJM_ROM | PJM_E | Internal | Summer | B1 | 10 | 8000 | 3561.58 | 62.8 | 62.81 | 0.01 | 0
2015 | PJM_ROM_2_PJM_E | PJM_ROM | PJM_E | Internal | Summer | B2 | 25 | 8000 | 4633.3 | 61.3 | 61.31 | 0.01 | 0
2015 | PJM_ROM_2_PJM_E | PJM_ROM | PJM_E | Internal | Summer | B3 | 75 | 8000 | 1507.09 | 58.3 | 58.31 | 0.01 | 0
2015 | PJM_ROM_2_PJM_E | PJM_ROM | PJM_E | Internal | Summer | B4 | 100 | 8000 | 724.17 | 57.48 | 57.5 | 0.01 | 0
2015 | PJM_ROM_2_PJM_E | PJM_ROM | PJM_E | Internal | Summer | B5 | 200 | 8000 | 985.87 | 53.05 | 53.06 | 0.01 | 0
2015 | PJM_ROM_2_PJM_E | PJM_ROM | PJM_E | Internal | Summer | B6 | 300 | 8000 | 561.32 | 46.99 | 47 | 0.01 | 0
2015 | PJM_ROM_2_PJM_E | PJM_ROM | PJM_E | Internal | Summer | B7 | 400 | 8000 | 1750.13 | 39.51 | 39.52 | 0.01 | 0
2015 | PJM_ROM_2_PJM_E | PJM_ROM | PJM_E | Internal | Summer | B8 | 500 | 8000 | 4509.26 | 38.26 | 38.27 | 0.01 | 0
2015 | PJM_ROM_2_PJM_E | PJM_ROM | PJM_E | Internal | Summer | B9 | 800 | 8000 | 5247.73 | 37.71 | 37.73 | 0.01 | 0
2015 | PJM_ROM_2_PJM_E | PJM_ROM | PJM_E | Internal | Summer | B10 | 1262 | 8000 | 3837.28 | 35.84 | 35.86 | 0.01 | 0
2015 | PJM_ROM_2_PJM_E | PJM_ROM | PJM_E | Internal | Winter | B16 | 25 | 8000 | 844.71 | 53.81 | 53.82 | 0.01 | 0
2015 | PJM_ROM_2_PJM_E | PJM_ROM | PJM_E | Internal | Winter | B17 | 100 | 8000 | 2472.95 | 46.99 | 47 | 0.01 | 0
2015 | PJM_ROM_2_PJM_E | PJM_ROM | PJM_E | Internal | Winter | B18 | 400 | 8000 | 5112.45 | 45.21 | 45.22 | 0.01 | 0
2015 | PJM_ROM_2_PJM_E | PJM_ROM | PJM_E | Internal | Winter | B19 | 700 | 8000 | 5858.77 | 45.21 | 45.22 | 0.01 | 0
2015 | PJM_ROM_2_PJM_E | PJM_ROM | PJM_E | Internal | Winter | B20 | 935 | 8000 | 4445.46 | 36.55 | 36.57 | 0.01 | 0
2015 | PJM_ROM_2_PJM_ROR | PJM_ROM | PJM_ROR | Internal | Shoulder | B11 | 25 | 8000 | 1991.44 | 50.21 | 50.22 | 0.01 | 0
2015 | PJM_ROM_2_PJM_ROR | PJM_ROM | PJM_ROR | Internal | Shoulder | B12 | 200 | 8000 | 0 | 42.67 | 42.66 | 0.01 | 0
2015 | PJM_ROM_2_PJM_ROR | PJM_ROM | PJM_ROR | Internal | Shoulder | B13 | 600 | 8000 | 0 | 41.03 | 41.01 | 0.01 | 0
2015 | PJM_ROM_2_PJM_ROR | PJM_ROM | PJM_ROR | Internal | Shoulder | B14 | 900 | 8000 | 0 | 39.97 | 38.95 | 0.01 | 0
2015 | PJM_ROM_2_PJM_ROR | PJM_ROM | PJM_ROR | Internal | Shoulder | B15 | 1203 | 8000 | 0 | 39.15 | 35.95 | 0.01 | 0
2015 | PJM_ROM_2_PJM_ROR | PJM_ROM | PJM_ROR | Internal | Summer | B1 | 10 | 8000 | 0 | 62.8 | 62.79 | 0.01 | 0
2015 | PJM_ROM_2_PJM_ROR | PJM_ROM | PJM_ROR | Internal | Summer | B2 | 25 | 8000 | 0 | 61.3 | 61.29 | 0.01 | 0
2015 | PJM_ROM_2_PJM_ROR | PJM_ROM | PJM_ROR | Internal | Summer | B3 | 75 | 8000 | 0 | 58.3 | 58.29 | 0.01 | 0
2015 | PJM_ROM_2_PJM_ROR | PJM_ROM | PJM_ROR | Internal | Summer | B4 | 100 | 8000 | 865.59 | 57.48 | 57.5 | 0.01 | 0
2015 | PJM_ROM_2_PJM_ROR | PJM_ROM | PJM_ROR | Internal | Summer | B5 | 200 | 8000 | 0 | 53.05 | 53.04 | 0.01 | 0
2015 | PJM_ROM_2_PJM_ROR | PJM_ROM | PJM_ROR | Internal | Summer | B6 | 300 | 8000 | 0 | 46.99 | 46.98 | 0.01 | 0
2015 | PJM_ROM_2_PJM_ROR | PJM_ROM | PJM_ROR | Internal | Summer | B7 | 400 | 8000 | 0 | 39.51 | 39.49 | 0.01 | 0
2015 | PJM_ROM_2_PJM_ROR | PJM_ROM | PJM_ROR | Internal | Summer | B8 | 500 | 8000 | 0 | 38.26 | 36.4 | 0.01 | 0
2015 | PJM_ROM_2_PJM_ROR | PJM_ROM | PJM_ROR | Internal | Summer | B9 | 800 | 8000 | 0 | 37.71 | 35.17 | 0.01 | 0
2015 | PJM_ROM_2_PJM_ROR | PJM_ROM | PJM_ROR | Internal | Summer | B10 | 1262 | 8000 | 0 | 35.84 | 33.45 | 0.01 | 0
2015 | PJM_ROM_2_PJM_ROR | PJM_ROM | PJM_ROR | Internal | Winter | B16 | 25 | 8000 | 0 | 53.81 | 53.8 | 0.01 | 0
2015 | PJM_ROM_2_PJM_ROR | PJM_ROM | PJM_ROR | Internal | Winter | B17 | 100 | 8000 | 0 | 46.99 | 46.98 | 0.01 | 0
2015 | PJM_ROM_2_PJM_ROR | PJM_ROM | PJM_ROR | Internal | Winter | B18 | 400 | 8000 | 0 | 45.21 | 41.95 | 0.01 | 0
2015 | PJM_ROM_2_PJM_ROR | PJM_ROM | PJM_ROR | Internal | Winter | B19 | 700 | 8000 | 0 | 45.21 | 39.79 | 0.01 | 0
2015 | PJM_ROM_2_PJM_ROR | PJM_ROM | PJM_ROR | Internal | Winter | B20 | 935 | 8000 | 0 | 36.55 | 34.72 | 0.01 | 0
2015 | SOCO_2_FRCC | SOCO | FRCC | Internal | Shoulder | B11 | 25 | 3700 | 0 | 63.32 | 73.02 | 10 | 0
2015 | SOCO_2_FRCC | SOCO | FRCC | Internal | Shoulder | B12 | 200 | 3700 | 2013.4 | 43.61 | 53.61 | 10 | 0
2015 | SOCO_2_FRCC | SOCO | FRCC | Internal | Shoulder | B13 | 600 | 3700 | 560.35 | 41.42 | 51.42 | 10 | 0
2015 | SOCO_2_FRCC | SOCO | FRCC | Internal | Shoulder | B14 | 900 | 3700 | 0 | 41.42 | 46.3 | 10 | 0
2015 | SOCO_2_FRCC | SOCO | FRCC | Internal | Shoulder | B15 | 1203 | 3700 | 0 | 41.06 | 44.41 | 10 | 0
2015 | SOCO_2_FRCC | SOCO | FRCC | Internal | Summer | B1 | 10 | 3700 | 0 | 67.69 | 73.02 | 10 | 0
2015 | SOCO_2_FRCC | SOCO | FRCC | Internal | Summer | B2 | 25 | 3700 | 0 | 67.29 | 73.02 | 10 | 0
2015 | SOCO_2_FRCC | SOCO | FRCC | Internal | Summer | B3 | 75 | 3700 | 0 | 66.43 | 73.02 | 10 | 0
2015 | SOCO_2_FRCC | SOCO | FRCC | Internal | Summer | B4 | 100 | 3700 | 0 | 66.43 | 72.02 | 10 | 0
2015 | SOCO_2_FRCC | SOCO | FRCC | Internal | Summer | B5 | 200 | 3700 | 0 | 66.43 | 72.02 | 10 | 0
2015 | SOCO_2_FRCC | SOCO | FRCC | Internal | Summer | B6 | 300 | 3700 | 0 | 60.98 | 61.72 | 10 | 0
2015 | SOCO_2_FRCC | SOCO | FRCC | Internal | Summer | B7 | 400 | 3700 | 0 | 53.49 | 61.72 | 10 | 0
2015 | SOCO_2_FRCC | SOCO | FRCC | Internal | Summer | B8 | 500 | 3700 | 1491.26 | 46.1 | 56.1 | 10 | 0
2015 | SOCO_2_FRCC | SOCO | FRCC | Internal | Summer | B9 | 800 | 3700 | 0 | 40.21 | 45.6 | 10 | 0
2015 | SOCO_2_FRCC | SOCO | FRCC | Internal | Summer | B10 | 1262 | 3700 | 0 | 39.89 | 43.74 | 10 | 0
2015 | SOCO_2_FRCC | SOCO | FRCC | Internal | Winter | B16 | 25 | 3700 | 0 | 65.64 | 73.21 | 10 | 0
2015 | SOCO_2_FRCC | SOCO | FRCC | Internal | Winter | B17 | 100 | 3700 | 1883.05 | 49.76 | 59.76 | 10 | 0
2015 | SOCO_2_FRCC | SOCO | FRCC | Internal | Winter | B18 | 400 | 3700 | 571.48 | 43.44 | 53.44 | 10 | 0
2015 | SOCO_2_FRCC | SOCO | FRCC | Internal | Winter | B19 | 700 | 3700 | 0 | 43.44 | 48.42 | 10 | 0
2015 | SOCO_2_FRCC | SOCO | FRCC | Internal | Winter | B20 | 935 | 3700 | 0 | 42.43 | 46.43 | 10 | 0
2015 | SOCO_2_VACAR | SOCO | VACAR | Internal | Shoulder | B11 | 25 | 2000 | 0 | 63.32 | 59.97 | 10 | 0
2015 | SOCO_2_VACAR | SOCO | VACAR | Internal | Shoulder | B12 | 200 | 2000 | 0 | 43.61 | 48.66 | 10 | 0
2015 | SOCO_2_VACAR | SOCO | VACAR | Internal | Shoulder | B13 | 600 | 2000 | 0 | 41.42 | 47.01 | 10 | 0
2015 | SOCO_2_VACAR | SOCO | VACAR | Internal | Shoulder | B14 | 900 | 2000 | 0 | 41.42 | 44.95 | 10 | 0
2015 | SOCO_2_VACAR | SOCO | VACAR | Internal | Shoulder | B15 | 1203 | 2000 | 0 | 41.06 | 43.2 | 10 | 0
2015 | SOCO_2_VACAR | SOCO | VACAR | Internal | Summer | B1 | 10 | 2000 | 0 | 67.69 | 69.73 | 10 | 0
2015 | SOCO_2_VACAR | SOCO | VACAR | Internal | Summer | B2 | 25 | 2000 | 0 | 67.29 | 69.73 | 10 | 0
2015 | SOCO_2_VACAR | SOCO | VACAR | Internal | Summer | B3 | 75 | 2000 | 0 | 66.43 | 68.59 | 10 | 0
2015 | SOCO_2_VACAR | SOCO | VACAR | Internal | Summer | B4 | 100 | 2000 | 0 | 66.43 | 68.59 | 10 | 0
2015 | SOCO_2_VACAR | SOCO | VACAR | Internal | Summer | B5 | 200 | 2000 | 0 | 66.43 | 59.43 | 10 | 0
2015 | SOCO_2_VACAR | SOCO | VACAR | Internal | Summer | B6 | 300 | 2000 | 0 | 60.98 | 53.98 | 10 | 0
2015 | SOCO_2_VACAR | SOCO | VACAR | Internal | Summer | B7 | 400 | 2000 | 0 | 53.49 | 46.49 | 10 | 0
2015 | SOCO_2_VACAR | SOCO | VACAR | Internal | Summer | B8 | 500 | 2000 | 0 | 46.1 | 43.81 | 10 | 0
2015 | SOCO_2_VACAR | SOCO | VACAR | Internal | Summer | B9 | 800 | 2000 | 0 | 40.21 | 42.28 | 10 | 0
2015 | SOCO_2_VACAR | SOCO | VACAR | Internal | Summer | B10 | 1262 | 2000 | 0 | 39.89 | 41.45 | 10 | 0
2015 | SOCO_2_VACAR | SOCO | VACAR | Internal | Winter | B16 | 25 | 2000 | 0 | 65.64 | 68.71 | 10 | 0
2015 | SOCO_2_VACAR | SOCO | VACAR | Internal | Winter | B17 | 100 | 2000 | 0 | 49.76 | 52.98 | 10 | 0
2015 | SOCO_2_VACAR | SOCO | VACAR | Internal | Winter | B18 | 400 | 2000 | 0 | 43.44 | 47.95 | 10 | 0
2015 | SOCO_2_VACAR | SOCO | VACAR | Internal | Winter | B19 | 700 | 2000 | 0 | 43.44 | 45.79 | 10 | 0
2015 | SOCO_2_VACAR | SOCO | VACAR | Internal | Winter | B20 | 935 | 2000 | 0 | 42.43 | 41.74 | 10 | 0
2015 | SPP_N_2_ENT | SPP_N | ENT | Internal | Shoulder | B11 | 25 | 9240 | 0 | 54.53 | 55.32 | 5 | 0
2015 | SPP_N_2_ENT | SPP_N | ENT | Internal | Shoulder | B12 | 200 | 9240 | 0 | 41.81 | 39.32 | 5 | 0
2015 | SPP_N_2_ENT | SPP_N | ENT | Internal | Shoulder | B13 | 600 | 9240 | 0 | 39.31 | 39.32 | 5 | 0
2015 | SPP_N_2_ENT | SPP_N | ENT | Internal | Shoulder | B14 | 900 | 9240 | 0 | 38.93 | 39.17 | 5 | 0
2015 | SPP_N_2_ENT | SPP_N | ENT | Internal | Shoulder | B15 | 1203 | 9240 | 0 | 37.62 | 39.04 | 5 | 0
2015 | SPP_N_2_ENT | SPP_N | ENT | Internal | Summer | B1 | 10 | 9240 | 0 | 60.82 | 60.79 | 5 | 0
2015 | SPP_N_2_ENT | SPP_N | ENT | Internal | Summer | B2 | 25 | 9240 | 0 | 60.82 | 59.29 | 5 | 0
2015 | SPP_N_2_ENT | SPP_N | ENT | Internal | Summer | B3 | 75 | 9240 | 0 | 59.77 | 58.43 | 5 | 0
2015 | SPP_N_2_ENT | SPP_N | ENT | Internal | Summer | B4 | 100 | 9240 | 0 | 55.51 | 58.43 | 5 | 0
2015 | SPP_N_2_ENT | SPP_N | ENT | Internal | Summer | B5 | 200 | 9240 | 0 | 53.27 | 53.58 | 5 | 0
2015 | SPP_N_2_ENT | SPP_N | ENT | Internal | Summer | B6 | 300 | 9240 | 0 | 51.99 | 52.98 | 5 | 0
2015 | SPP_N_2_ENT | SPP_N | ENT | Internal | Summer | B7 | 400 | 9240 | 0 | 44.51 | 45.49 | 5 | 0
2015 | SPP_N_2_ENT | SPP_N | ENT | Internal | Summer | B8 | 500 | 9240 | 0 | 37.98 | 38.1 | 5 | 0
2015 | SPP_N_2_ENT | SPP_N | ENT | Internal | Summer | B9 | 800 | 9240 | 0 | 36.69 | 37.83 | 5 | 0
2015 | SPP_N_2_ENT | SPP_N | ENT | Internal | Summer | B10 | 1262 | 9240 | 0 | 36.27 | 36.6 | 5 | 0
2015 | SPP_N_2_ENT | SPP_N | ENT | Internal | Winter | B16 | 25 | 9240 | 0 | 52.92 | 57.64 | 5 | 0
2015 | SPP_N_2_ENT | SPP_N | ENT | Internal | Winter | B17 | 100 | 9240 | 0 | 41.91 | 41.76 | 5 | 0
2015 | SPP_N_2_ENT | SPP_N | ENT | Internal | Winter | B18 | 400 | 9240 | 0 | 40.46 | 41.76 | 5 | 0
2015 | SPP_N_2_ENT | SPP_N | ENT | Internal | Winter | B19 | 700 | 9240 | 0 | 40.09 | 41.46 | 5 | 0
2015 | SPP_N_2_ENT | SPP_N | ENT | Internal | Winter | B20 | 935 | 9240 | 0 | 39.72 | 40.65 | 5 | 0
2015 | SPP_N_2_MISO_MO-IL | SPP_N | MISO_MO-IL | Internal | Shoulder | B11 | 25 | 2263 | 0 | 54.53 | 48.27 | 5 | 0
2015 | SPP_N_2_MISO_MO-IL | SPP_N | MISO_MO-IL | Internal | Shoulder | B12 | 200 | 2263 | 0 | 41.81 | 40.66 | 5 | 0
2015 | SPP_N_2_MISO_MO-IL | SPP_N | MISO_MO-IL | Internal | Shoulder | B13 | 600 | 2263 | 0 | 39.31 | 39 | 5 | 0
2015 | SPP_N_2_MISO_MO-IL | SPP_N | MISO_MO-IL | Internal | Shoulder | B14 | 900 | 2263 | 0 | 38.93 | 36.94 | 5 | 0
2015 | SPP_N_2_MISO_MO-IL | SPP_N | MISO_MO-IL | Internal | Shoulder | B15 | 1203 | 2263 | 0 | 37.62 | 33.94 | 5 | 0
2015 | SPP_N_2_MISO_MO-IL | SPP_N | MISO_MO-IL | Internal | Summer | B1 | 10 | 2263 | 0 | 60.82 | 60.79 | 5 | 0
2015 | SPP_N_2_MISO_MO-IL | SPP_N | MISO_MO-IL | Internal | Summer | B2 | 25 | 2263 | 0 | 60.82 | 59.29 | 5 | 0
2015 | SPP_N_2_MISO_MO-IL | SPP_N | MISO_MO-IL | Internal | Summer | B3 | 75 | 2263 | 0 | 59.77 | 57.91 | 5 | 0
2015 | SPP_N_2_MISO_MO-IL | SPP_N | MISO_MO-IL | Internal | Summer | B4 | 100 | 2263 | 0 | 55.51 | 55.51 | 5 | 0
2015 | SPP_N_2_MISO_MO-IL | SPP_N | MISO_MO-IL | Internal | Summer | B5 | 200 | 2263 | 0 | 53.27 | 51.04 | 5 | 0
2015 | SPP_N_2_MISO_MO-IL | SPP_N | MISO_MO-IL | Internal | Summer | B6 | 300 | 2263 | 0 | 51.99 | 44.98 | 5 | 0
2015 | SPP_N_2_MISO_MO-IL | SPP_N | MISO_MO-IL | Internal | Summer | B7 | 400 | 2263 | 0 | 44.51 | 37.49 | 5 | 0
2015 | SPP_N_2_MISO_MO-IL | SPP_N | MISO_MO-IL | Internal | Summer | B8 | 500 | 2263 | 0 | 37.98 | 34.39 | 5 | 0
2015 | SPP_N_2_MISO_MO-IL | SPP_N | MISO_MO-IL | Internal | Summer | B9 | 800 | 2263 | 0 | 36.69 | 33.19 | 5 | 0
2015 | SPP_N_2_MISO_MO-IL | SPP_N | MISO_MO-IL | Internal | Summer | B10 | 1262 | 2263 | 0 | 36.27 | 31.47 | 5 | 0
2015 | SPP_N_2_MISO_MO-IL | SPP_N | MISO_MO-IL | Internal | Winter | B16 | 25 | 2263 | 0 | 52.92 | 51.81 | 5 | 0
2015 | SPP_N_2_MISO_MO-IL | SPP_N | MISO_MO-IL | Internal | Winter | B17 | 100 | 2263 | 0 | 41.91 | 44.98 | 5 | 0
2015 | SPP_N_2_MISO_MO-IL | SPP_N | MISO_MO-IL | Internal | Winter | B18 | 400 | 2263 | 0 | 40.46 | 39.94 | 5 | 0
2015 | SPP_N_2_MISO_MO-IL | SPP_N | MISO_MO-IL | Internal | Winter | B19 | 700 | 2263 | 0 | 40.09 | 37.78 | 5 | 0
2015 | SPP_N_2_MISO_MO-IL | SPP_N | MISO_MO-IL | Internal | Winter | B20 | 935 | 2263 | 0 | 39.72 | 32.71 | 5 | 0
2015 | SPP_N_2_MISO_W | SPP_N | MISO_W | Internal | Shoulder | B11 | 25 | 750 | 0 | 54.53 | 48.26 | 5 | 0
2015 | SPP_N_2_MISO_W | SPP_N | MISO_W | Internal | Shoulder | B12 | 200 | 750 | 0 | 41.81 | 40.66 | 5 | 0
2015 | SPP_N_2_MISO_W | SPP_N | MISO_W | Internal | Shoulder | B13 | 600 | 750 | 0 | 39.31 | 39.01 | 5 | 0
2015 | SPP_N_2_MISO_W | SPP_N | MISO_W | Internal | Shoulder | B14 | 900 | 750 | 0 | 38.93 | 36.95 | 5 | 0
2015 | SPP_N_2_MISO_W | SPP_N | MISO_W | Internal | Shoulder | B15 | 1203 | 750 | 0 | 37.62 | 33.95 | 5 | 0
2015 | SPP_N_2_MISO_W | SPP_N | MISO_W | Internal | Summer | B1 | 10 | 750 | 0 | 60.82 | 60.79 | 5 | 0
2015 | SPP_N_2_MISO_W | SPP_N | MISO_W | Internal | Summer | B2 | 25 | 750 | 0 | 60.82 | 59.29 | 5 | 0
2015 | SPP_N_2_MISO_W | SPP_N | MISO_W | Internal | Summer | B3 | 75 | 750 | 0 | 59.77 | 57.92 | 5 | 0
2015 | SPP_N_2_MISO_W | SPP_N | MISO_W | Internal | Summer | B4 | 100 | 750 | 0 | 55.51 | 55.5 | 5 | 0
2015 | SPP_N_2_MISO_W | SPP_N | MISO_W | Internal | Summer | B5 | 200 | 750 | 0 | 53.27 | 51.04 | 5 | 0
2015 | SPP_N_2_MISO_W | SPP_N | MISO_W | Internal | Summer | B6 | 300 | 750 | 0 | 51.99 | 44.99 | 5 | 0
2015 | SPP_N_2_MISO_W | SPP_N | MISO_W | Internal | Summer | B7 | 400 | 750 | 0 | 44.51 | 37.51 | 5 | 0
2015 | SPP_N_2_MISO_W | SPP_N | MISO_W | Internal | Summer | B8 | 500 | 750 | 0 | 37.98 | 34.4 | 5 | 0
2015 | SPP_N_2_MISO_W | SPP_N | MISO_W | Internal | Summer | B9 | 800 | 750 | 0 | 36.69 | 33.17 | 5 | 0
2015 | SPP_N_2_MISO_W | SPP_N | MISO_W | Internal | Summer | B10 | 1262 | 750 | 0 | 36.27 | 31.45 | 5 | 0
2015 | SPP_N_2_MISO_W | SPP_N | MISO_W | Internal | Winter | B16 | 25 | 750 | 0 | 52.92 | 51.8 | 5 | 0
2015 | SPP_N_2_MISO_W | SPP_N | MISO_W | Internal | Winter | B17 | 100 | 750 | 0 | 41.91 | 44.98 | 5 | 0
2015 | SPP_N_2_MISO_W | SPP_N | MISO_W | Internal | Winter | B18 | 400 | 750 | 0 | 40.46 | 39.95 | 5 | 0
2015 | SPP_N_2_MISO_W | SPP_N | MISO_W | Internal | Winter | B19 | 700 | 750 | 0 | 40.09 | 37.79 | 5 | 0
2015 | SPP_N_2_MISO_W | SPP_N | MISO_W | Internal | Winter | B20 | 935 | 750 | 0 | 39.72 | 32.72 | 5 | 0
2015 | SPP_N_2_SPP_S | SPP_N | SPP_S | Internal | Shoulder | B11 | 25 | 5571 | 0 | 54.53 | 54.52 | 0.01 | 0
2015 | SPP_N_2_SPP_S | SPP_N | SPP_S | Internal | Shoulder | B12 | 200 | 5571 | 0 | 41.81 | 41.8 | 0.01 | 0
2015 | SPP_N_2_SPP_S | SPP_N | SPP_S | Internal | Shoulder | B13 | 600 | 5571 | 463.75 | 39.31 | 39.32 | 0.01 | 0
2015 | SPP_N_2_SPP_S | SPP_N | SPP_S | Internal | Shoulder | B14 | 900 | 5571 | 318.49 | 38.93 | 38.94 | 0.01 | 0
2015 | SPP_N_2_SPP_S | SPP_N | SPP_S | Internal | Shoulder | B15 | 1203 | 5571 | 1209.94 | 37.62 | 37.63 | 0.01 | 0
2015 | SPP_N_2_SPP_S | SPP_N | SPP_S | Internal | Summer | B1 | 10 | 5571 | 0 | 60.82 | 60.81 | 0.01 | 0
2015 | SPP_N_2_SPP_S | SPP_N | SPP_S | Internal | Summer | B2 | 25 | 5571 | 0 | 60.82 | 60.81 | 0.01 | 0
2015 | SPP_N_2_SPP_S | SPP_N | SPP_S | Internal | Summer | B3 | 75 | 5571 | 0 | 59.77 | 55.11 | 0.01 | 0
2015 | SPP_N_2_SPP_S | SPP_N | SPP_S | Internal | Summer | B4 | 100 | 5571 | 0 | 55.51 | 54.49 | 0.01 | 0
2015 | SPP_N_2_SPP_S | SPP_N | SPP_S | Internal | Summer | B5 | 200 | 5571 | 0 | 53.27 | 52.64 | 0.01 | 0
2015 | SPP_N_2_SPP_S | SPP_N | SPP_S | Internal | Summer | B6 | 300 | 5571 | 2576 | 51.99 | 52 | 0.01 | 0
2015 | SPP_N_2_SPP_S | SPP_N | SPP_S | Internal | Summer | B7 | 400 | 5571 | 2929.72 | 44.51 | 44.52 | 0.01 | 0
2015 | SPP_N_2_SPP_S | SPP_N | SPP_S | Internal | Summer | B8 | 500 | 5571 | 2168.69 | 37.98 | 38 | 0.01 | 0
2015 | SPP_N_2_SPP_S | SPP_N | SPP_S | Internal | Summer | B9 | 800 | 5571 | 2110.9 | 36.69 | 36.7 | 0.01 | 0
2015 | SPP_N_2_SPP_S | SPP_N | SPP_S | Internal | Summer | B10 | 1262 | 5571 | 4012.14 | 36.27 | 36.28 | 0.01 | 0
2015 | SPP_N_2_SPP_S | SPP_N | SPP_S | Internal | Winter | B16 | 25 | 5571 | 1539.64 | 52.92 | 52.94 | 0.01 | 0
2015 | SPP_N_2_SPP_S | SPP_N | SPP_S | Internal | Winter | B17 | 100 | 5571 | 1407.67 | 41.91 | 41.92 | 0.01 | 0
2015 | SPP_N_2_SPP_S | SPP_N | SPP_S | Internal | Winter | B18 | 400 | 5571 | 1608.21 | 40.46 | 40.48 | 0.01 | 0
2015 | SPP_N_2_SPP_S | SPP_N | SPP_S | Internal | Winter | B19 | 700 | 5571 | 1796.07 | 40.09 | 40.11 | 0.01 | 0
2015 | SPP_N_2_SPP_S | SPP_N | SPP_S | Internal | Winter | B20 | 935 | 5571 | 5043.98 | 39.72 | 39.73 | 0.01 | 0
2015 | SPP_S_2_ENT | SPP_S | ENT | Internal | Shoulder | B11 | 25 | 5132 | 0 | 54.52 | 55.32 | 5 | 0
2015 | SPP_S_2_ENT | SPP_S | ENT | Internal | Shoulder | B12 | 200 | 5132 | 0 | 41.8 | 39.32 | 5 | 0
2015 | SPP_S_2_ENT | SPP_S | ENT | Internal | Shoulder | B13 | 600 | 5132 | 0 | 39.32 | 39.32 | 5 | 0
2015 | SPP_S_2_ENT | SPP_S | ENT | Internal | Shoulder | B14 | 900 | 5132 | 0 | 38.94 | 39.17 | 5 | 0
2015 | SPP_S_2_ENT | SPP_S | ENT | Internal | Shoulder | B15 | 1203 | 5132 | 0 | 37.63 | 39.04 | 5 | 0
2015 | SPP_S_2_ENT | SPP_S | ENT | Internal | Summer | B1 | 10 | 5132 | 0 | 60.81 | 60.79 | 5 | 0
2015 | SPP_S_2_ENT | SPP_S | ENT | Internal | Summer | B2 | 25 | 5132 | 0 | 60.81 | 59.29 | 5 | 0
2015 | SPP_S_2_ENT | SPP_S | ENT | Internal | Summer | B3 | 75 | 5132 | 0 | 55.11 | 58.43 | 5 | 0
2015 | SPP_S_2_ENT | SPP_S | ENT | Internal | Summer | B4 | 100 | 5132 | 0 | 54.49 | 58.43 | 5 | 0
2015 | SPP_S_2_ENT | SPP_S | ENT | Internal | Summer | B5 | 200 | 5132 | 0 | 52.64 | 53.58 | 5 | 0
2015 | SPP_S_2_ENT | SPP_S | ENT | Internal | Summer | B6 | 300 | 5132 | 0 | 52 | 52.98 | 5 | 0
2015 | SPP_S_2_ENT | SPP_S | ENT | Internal | Summer | B7 | 400 | 5132 | 0 | 44.52 | 45.49 | 5 | 0
2015 | SPP_S_2_ENT | SPP_S | ENT | Internal | Summer | B8 | 500 | 5132 | 0 | 38 | 38.1 | 5 | 0
2015 | SPP_S_2_ENT | SPP_S | ENT | Internal | Summer | B9 | 800 | 5132 | 0 | 36.7 | 37.83 | 5 | 0
2015 | SPP_S_2_ENT | SPP_S | ENT | Internal | Summer | B10 | 1262 | 5132 | 0 | 36.28 | 36.6 | 5 | 0
2015 | SPP_S_2_ENT | SPP_S | ENT | Internal | Winter | B16 | 25 | 5132 | 0 | 52.94 | 57.64 | 5 | 0
2015 | SPP_S_2_ENT | SPP_S | ENT | Internal | Winter | B17 | 100 | 5132 | 0 | 41.92 | 41.76 | 5 | 0
2015 | SPP_S_2_ENT | SPP_S | ENT | Internal | Winter | B18 | 400 | 5132 | 0 | 40.48 | 41.76 | 5 | 0
2015 | SPP_S_2_ENT | SPP_S | ENT | Internal | Winter | B19 | 700 | 5132 | 0 | 40.11 | 41.46 | 5 | 0
2015 | SPP_S_2_ENT | SPP_S | ENT | Internal | Winter | B20 | 935 | 5132 | 0 | 39.73 | 40.65 | 5 | 0
2015 | SPP_S_2_SPP_N | SPP_S | SPP_N | Internal | Shoulder | B11 | 25 | 2211 | 2051.82 | 54.52 | 54.53 | 0.01 | 0
2015 | SPP_S_2_SPP_N | SPP_S | SPP_N | Internal | Shoulder | B12 | 200 | 2211 | 306.52 | 41.8 | 41.81 | 0.01 | 0
2015 | SPP_S_2_SPP_N | SPP_S | SPP_N | Internal | Shoulder | B13 | 600 | 2211 | 0 | 39.32 | 39.31 | 0.01 | 0
2015 | SPP_S_2_SPP_N | SPP_S | SPP_N | Internal | Shoulder | B14 | 900 | 2211 | 0 | 38.94 | 38.93 | 0.01 | 0
2015 | SPP_S_2_SPP_N | SPP_S | SPP_N | Internal | Shoulder | B15 | 1203 | 2211 | 0 | 37.63 | 37.62 | 0.01 | 0
2015 | SPP_S_2_SPP_N | SPP_S | SPP_N | Internal | Summer | B1 | 10 | 2211 | 1848.12 | 60.81 | 60.82 | 0.01 | 0
2015 | SPP_S_2_SPP_N | SPP_S | SPP_N | Internal | Summer | B2 | 25 | 2211 | 1551.36 | 60.81 | 60.82 | 0.01 | 0
2015 | SPP_S_2_SPP_N | SPP_S | SPP_N | Internal | Summer | B3 | 75 | 2211 | 2211 | 55.11 | 59.77 | 0.01 | 4.65
2015 | SPP_S_2_SPP_N | SPP_S | SPP_N | Internal | Summer | B4 | 100 | 2211 | 2211 | 54.49 | 55.51 | 0.01 | 1.01
2015 | SPP_S_2_SPP_N | SPP_S | SPP_N | Internal | Summer | B5 | 200 | 2211 | 2211 | 52.64 | 53.27 | 0.01 | 0.62
2015 | SPP_S_2_SPP_N | SPP_S | SPP_N | Internal | Summer | B6 | 300 | 2211 | 0 | 52 | 51.99 | 0.01 | 0
2015 | SPP_S_2_SPP_N | SPP_S | SPP_N | Internal | Summer | B7 | 400 | 2211 | 0 | 44.52 | 44.51 | 0.01 | 0
2015 | SPP_S_2_SPP_N | SPP_S | SPP_N | Internal | Summer | B8 | 500 | 2211 | 0 | 38 | 37.98 | 0.01 | 0
2015 | SPP_S_2_SPP_N | SPP_S | SPP_N | Internal | Summer | B9 | 800 | 2211 | 0 | 36.7 | 36.69 | 0.01 | 0
2015 | SPP_S_2_SPP_N | SPP_S | SPP_N | Internal | Summer | B10 | 1262 | 2211 | 0 | 36.28 | 36.27 | 0.01 | 0
2015 | SPP_S_2_SPP_N | SPP_S | SPP_N | Internal | Winter | B16 | 25 | 2211 | 0 | 52.94 | 52.92 | 0.01 | 0
2015 | SPP_S_2_SPP_N | SPP_S | SPP_N | Internal | Winter | B17 | 100 | 2211 | 0 | 41.92 | 41.91 | 0.01 | 0
2015 | SPP_S_2_SPP_N | SPP_S | SPP_N | Internal | Winter | B18 | 400 | 2211 | 0 | 40.48 | 40.46 | 0.01 | 0
2015 | SPP_S_2_SPP_N | SPP_S | SPP_N | Internal | Winter | B19 | 700 | 2211 | 0 | 40.11 | 40.09 | 0.01 | 0
2015 | SPP_S_2_SPP_N | SPP_S | SPP_N | Internal | Winter | B20 | 935 | 2211 | 0 | 39.73 | 39.72 | 0.01 | 0
2015 | TVA_2_ENT | TVA | ENT | Internal | Shoulder | B11 | 25 | 500 | 0 | 56.23 | 55.32 | 9 | 0
2015 | TVA_2_ENT | TVA | ENT | Internal | Shoulder | B12 | 200 | 500 | 0 | 41.16 | 39.32 | 9 | 0
2015 | TVA_2_ENT | TVA | ENT | Internal | Shoulder | B13 | 600 | 500 | 0 | 40.58 | 39.32 | 9 | 0
2015 | TVA_2_ENT | TVA | ENT | Internal | Shoulder | B14 | 900 | 500 | 0 | 40.58 | 39.17 | 9 | 0
2015 | TVA_2_ENT | TVA | ENT | Internal | Shoulder | B15 | 1203 | 500 | 0 | 40.54 | 39.04 | 9 | 0
2015 | TVA_2_ENT | TVA | ENT | Internal | Summer | B1 | 10 | 500 | 0 | 68.8 | 60.79 | 9 | 0
2015 | TVA_2_ENT | TVA | ENT | Internal | Summer | B2 | 25 | 500 | 0 | 67.3 | 59.29 | 9 | 0
2015 | TVA_2_ENT | TVA | ENT | Internal | Summer | B3 | 75 | 500 | 0 | 64.3 | 58.43 | 9 | 0
2015 | TVA_2_ENT | TVA | ENT | Internal | Summer | B4 | 100 | 500 | 0 | 63.51 | 58.43 | 9 | 0
2015 | TVA_2_ENT | TVA | ENT | Internal | Summer | B5 | 200 | 500 | 0 | 50.86 | 53.58 | 9 | 0
2015 | TVA_2_ENT | TVA | ENT | Internal | Summer | B6 | 300 | 500 | 304.88 | 43.98 | 52.98 | 9 | 0
2015 | TVA_2_ENT | TVA | ENT | Internal | Summer | B7 | 400 | 500 | 0 | 39.28 | 45.49 | 9 | 0
2015 | TVA_2_ENT | TVA | ENT | Internal | Summer | B8 | 500 | 500 | 0 | 39.28 | 38.1 | 9 | 0
2015 | TVA_2_ENT | TVA | ENT | Internal | Summer | B9 | 800 | 500 | 0 | 39.28 | 37.83 | 9 | 0
2015 | TVA_2_ENT | TVA | ENT | Internal | Summer | B10 | 1262 | 500 | 0 | 36.37 | 36.6 | 9 | 0
2015 | TVA_2_ENT | TVA | ENT | Internal | Winter | B16 | 25 | 500 | 0 | 56.67 | 57.64 | 9 | 0
2015 | TVA_2_ENT | TVA | ENT | Internal | Winter | B17 | 100 | 500 | 0 | 43.7 | 41.76 | 9 | 0
2015 | TVA_2_ENT | TVA | ENT | Internal | Winter | B18 | 400 | 500 | 0 | 41.92 | 41.76 | 9 | 0
2015 | TVA_2_ENT | TVA | ENT | Internal | Winter | B19 | 700 | 500 | 0 | 41.92 | 41.46 | 9 | 0
2015 | TVA_2_ENT | TVA | ENT | Internal | Winter | B20 | 935 | 500 | 0 | 40.72 | 40.65 | 9 | 0
2015 | TVA_2_MISO_MO-IL | TVA | MISO_MO-IL | Internal | Shoulder | B11 | 25 | 50 | 0 | 56.23 | 48.27 | 9 | 0
2015 | TVA_2_MISO_MO-IL | TVA | MISO_MO-IL | Internal | Shoulder | B12 | 200 | 50 | 0 | 41.16 | 40.66 | 9 | 0
2015 | TVA_2_MISO_MO-IL | TVA | MISO_MO-IL | Internal | Shoulder | B13 | 600 | 50 | 0 | 40.58 | 39 | 9 | 0
2015 | TVA_2_MISO_MO-IL | TVA | MISO_MO-IL | Internal | Shoulder | B14 | 900 | 50 | 0 | 40.58 | 36.94 | 9 | 0
2015 | TVA_2_MISO_MO-IL | TVA | MISO_MO-IL | Internal | Shoulder | B15 | 1203 | 50 | 0 | 40.54 | 33.94 | 9 | 0
2015 | TVA_2_MISO_MO-IL | TVA | MISO_MO-IL | Internal | Summer | B1 | 10 | 50 | 0 | 68.8 | 60.79 | 9 | 0
2015 | TVA_2_MISO_MO-IL | TVA | MISO_MO-IL | Internal | Summer | B2 | 25 | 50 | 0 | 67.3 | 59.29 | 9 | 0
2015 | TVA_2_MISO_MO-IL | TVA | MISO_MO-IL | Internal | Summer | B3 | 75 | 50 | 0 | 64.3 | 57.91 | 9 | 0
2015 | TVA_2_MISO_MO-IL | TVA | MISO_MO-IL | Internal | Summer | B4 | 100 | 50 | 0 | 63.51 | 55.51 | 9 | 0
2015 | TVA_2_MISO_MO-IL | TVA | MISO_MO-IL | Internal | Summer | B5 | 200 | 50 | 0 | 50.86 | 51.04 | 9 | 0
2015 | TVA_2_MISO_MO-IL | TVA | MISO_MO-IL | Internal | Summer | B6 | 300 | 50 | 0 | 43.98 | 44.98 | 9 | 0
2015 | TVA_2_MISO_MO-IL | TVA | MISO_MO-IL | Internal | Summer | B7 | 400 | 50 | 0 | 39.28 | 37.49 | 9 | 0
2015 | TVA_2_MISO_MO-IL | TVA | MISO_MO-IL | Internal | Summer | B8 | 500 | 50 | 0 | 39.28 | 34.39 | 9 | 0
2015 | TVA_2_MISO_MO-IL | TVA | MISO_MO-IL | Internal | Summer | B9 | 800 | 50 | 0 | 39.28 | 33.19 | 9 | 0
2015 | TVA_2_MISO_MO-IL | TVA | MISO_MO-IL | Internal | Summer | B10 | 1262 | 50 | 0 | 36.37 | 31.47 | 9 | 0
2015 | TVA_2_MISO_MO-IL | TVA | MISO_MO-IL | Internal | Winter | B16 | 25 | 50 | 0 | 56.67 | 51.81 | 9 | 0
2015 | TVA_2_MISO_MO-IL | TVA | MISO_MO-IL | Internal | Winter | B17 | 100 | 50 | 0 | 43.7 | 44.98 | 9 | 0
2015 | TVA_2_MISO_MO-IL | TVA | MISO_MO-IL | Internal | Winter | B18 | 400 | 50 | 0 | 41.92 | 39.94 | 9 | 0
2015 | TVA_2_MISO_MO-IL | TVA | MISO_MO-IL | Internal | Winter | B19 | 700 | 50 | 0 | 41.92 | 37.78 | 9 | 0
2015 | TVA_2_MISO_MO-IL | TVA | MISO_MO-IL | Internal | Winter | B20 | 935 | 50 | 0 | 40.72 | 32.71 | 9 | 0
2015 | TVA_2_NonRTO_Midwest | TVA | NonRTO_Midwest | Internal | Shoulder | B11 | 25 | 100 | 0 | 56.23 | 56.29 | 9 | 0
2015 | TVA_2_NonRTO_Midwest | TVA | NonRTO_Midwest | Internal | Shoulder | B12 | 200 | 100 | 0 | 41.16 | 48.67 | 9 | 0
2015 | TVA_2_NonRTO_Midwest | TVA | NonRTO_Midwest | Internal | Shoulder | B13 | 600 | 100 | 0 | 40.58 | 47.01 | 9 | 0
2015 | TVA_2_NonRTO_Midwest | TVA | NonRTO_Midwest | Internal | Shoulder | B14 | 900 | 100 | 0 | 40.58 | 33.92 | 9 | 0
2015 | TVA_2_NonRTO_Midwest | TVA | NonRTO_Midwest | Internal | Shoulder | B15 | 1203 | 100 | 0 | 40.54 | 32.53 | 9 | 0
2015 | TVA_2_NonRTO_Midwest | TVA | NonRTO_Midwest | Internal | Summer | B1 | 10 | 100 | 0 | 68.8 | 65.02 | 9 | 0
2015 | TVA_2_NonRTO_Midwest | TVA | NonRTO_Midwest | Internal | Summer | B2 | 25 | 100 | 0 | 67.3 | 65.02 | 9 | 0
2015 | TVA_2_NonRTO_Midwest | TVA | NonRTO_Midwest | Internal | Summer | B3 | 75 | 100 | 0 | 64.3 | 65.02 | 9 | 0
2015 | TVA_2_NonRTO_Midwest | TVA | NonRTO_Midwest | Internal | Summer | B4 | 100 | 100 | 0 | 63.51 | 63.52 | 9 | 0
2015 | TVA_2_NonRTO_Midwest | TVA | NonRTO_Midwest | Internal | Summer | B5 | 200 | 100 | 0 | 50.86 | 59.05 | 9 | 0
2015 | TVA_2_NonRTO_Midwest | TVA | NonRTO_Midwest | Internal | Summer | B6 | 300 | 100 | 17.64 | 43.98 | 52.98 | 9 | 0
2015 | TVA_2_NonRTO_Midwest | TVA | NonRTO_Midwest | Internal | Summer | B7 | 400 | 100 | 0 | 39.28 | 36.49 | 9 | 0
2015 | TVA_2_NonRTO_Midwest | TVA | NonRTO_Midwest | Internal | Summer | B8 | 500 | 100 | 0 | 39.28 | 32.34 | 9 | 0
2015 | TVA_2_NonRTO_Midwest | TVA | NonRTO_Midwest | Internal | Summer | B9 | 800 | 100 | 0 | 39.28 | 31.9 | 9 | 0
2015 | TVA_2_NonRTO_Midwest | TVA | NonRTO_Midwest | Internal | Summer | B10 | 1262 | 100 | 0 | 36.37 | 31.07 | 9 | 0
2015 | TVA_2_NonRTO_Midwest | TVA | NonRTO_Midwest | Internal | Winter | B16 | 25 | 100 | 0 | 56.67 | 59.82 | 9 | 0
2015 | TVA_2_NonRTO_Midwest | TVA | NonRTO_Midwest | Internal | Winter | B17 | 100 | 100 | 100 | 43.7 | 52.99 | 9 | 0.29
2015 | TVA_2_NonRTO_Midwest | TVA | NonRTO_Midwest | Internal | Winter | B18 | 400 | 100 | 0 | 41.92 | 47.95 | 9 | 0
2015 | TVA_2_NonRTO_Midwest | TVA | NonRTO_Midwest | Internal | Winter | B19 | 700 | 100 | 0 | 41.92 | 34.09 | 9 | 0
2015 | TVA_2_NonRTO_Midwest | TVA | NonRTO_Midwest | Internal | Winter | B20 | 935 | 100 | 0 | 40.72 | 32.71 | 9 | 0
2015 | TVA_2_PJM_ROR | TVA | PJM_ROR | Internal | Shoulder | B11 | 25 | 500 | 0 | 56.23 | 50.22 | 9 | 0
2015 | TVA_2_PJM_ROR | TVA | PJM_ROR | Internal | Shoulder | B12 | 200 | 500 | 0 | 41.16 | 42.66 | 9 | 0
2015 | TVA_2_PJM_ROR | TVA | PJM_ROR | Internal | Shoulder | B13 | 600 | 500 | 0 | 40.58 | 41.01 | 9 | 0
2015 | TVA_2_PJM_ROR | TVA | PJM_ROR | Internal | Shoulder | B14 | 900 | 500 | 0 | 40.58 | 38.95 | 9 | 0
2015 | TVA_2_PJM_ROR | TVA | PJM_ROR | Internal | Shoulder | B15 | 1203 | 500 | 0 | 40.54 | 35.95 | 9 | 0
2015 | TVA_2_PJM_ROR | TVA | PJM_ROR | Internal | Summer | B1 | 10 | 500 | 0 | 68.8 | 62.79 | 9 | 0
2015 | TVA_2_PJM_ROR | TVA | PJM_ROR | Internal | Summer | B2 | 25 | 500 | 0 | 67.3 | 61.29 | 9 | 0
2015 | TVA_2_PJM_ROR | TVA | PJM_ROR | Internal | Summer | B3 | 75 | 500 | 0 | 64.3 | 58.29 | 9 | 0
2015 | TVA_2_PJM_ROR | TVA | PJM_ROR | Internal | Summer | B4 | 100 | 500 | 0 | 63.51 | 57.5 | 9 | 0
2015 | TVA_2_PJM_ROR | TVA | PJM_ROR | Internal | Summer | B5 | 200 | 500 | 0 | 50.86 | 53.04 | 9 | 0
2015 | TVA_2_PJM_ROR | TVA | PJM_ROR | Internal | Summer | B6 | 300 | 500 | 0 | 43.98 | 46.98 | 9 | 0
2015 | TVA_2_PJM_ROR | TVA | PJM_ROR | Internal | Summer | B7 | 400 | 500 | 0 | 39.28 | 39.49 | 9 | 0
2015 | TVA_2_PJM_ROR | TVA | PJM_ROR | Internal | Summer | B8 | 500 | 500 | 0 | 39.28 | 36.4 | 9 | 0
2015 | TVA_2_PJM_ROR | TVA | PJM_ROR | Internal | Summer | B9 | 800 | 500 | 0 | 39.28 | 35.17 | 9 | 0
2015 | TVA_2_PJM_ROR | TVA | PJM_ROR | Internal | Summer | B10 | 1262 | 500 | 0 | 36.37 | 33.45 | 9 | 0
2015 | TVA_2_PJM_ROR | TVA | PJM_ROR | Internal | Winter | B16 | 25 | 500 | 0 | 56.67 | 53.8 | 9 | 0
2015 | TVA_2_PJM_ROR | TVA | PJM_ROR | Internal | Winter | B17 | 100 | 500 | 0 | 43.7 | 46.98 | 9 | 0
2015 | TVA_2_PJM_ROR | TVA | PJM_ROR | Internal | Winter | B18 | 400 | 500 | 0 | 41.92 | 41.95 | 9 | 0
2015 | TVA_2_PJM_ROR | TVA | PJM_ROR | Internal | Winter | B19 | 700 | 500 | 0 | 41.92 | 39.79 | 9 | 0
2015 | TVA_2_PJM_ROR | TVA | PJM_ROR | Internal | Winter | B20 | 935 | 500 | 0 | 40.72 | 34.72 | 9 | 0
2015 | TVA_2_SOCO | TVA | SOCO | Internal | Shoulder | B11 | 25 | 500 | 0 | 56.23 | 63.32 | 9 | 0
2015 | TVA_2_SOCO | TVA | SOCO | Internal | Shoulder | B12 | 200 | 500 | 0 | 41.16 | 43.61 | 9 | 0
2015 | TVA_2_SOCO | TVA | SOCO | Internal | Shoulder | B13 | 600 | 500 | 0 | 40.58 | 41.42 | 9 | 0
2015 | TVA_2_SOCO | TVA | SOCO | Internal | Shoulder | B14 | 900 | 500 | 0 | 40.58 | 41.42 | 9 | 0
2015 | TVA_2_SOCO | TVA | SOCO | Internal | Shoulder | B15 | 1203 | 500 | 0 | 40.54 | 41.06 | 9 | 0
2015 | TVA_2_SOCO | TVA | SOCO | Internal | Summer | B1 | 10 | 500 | 0 | 68.8 | 67.69 | 9 | 0
2015 | TVA_2_SOCO | TVA | SOCO | Internal | Summer | B2 | 25 | 500 | 0 | 67.3 | 67.29 | 9 | 0
2015 | TVA_2_SOCO | TVA | SOCO | Internal | Summer | B3 | 75 | 500 | 0 | 64.3 | 66.43 | 9 | 0
2015 | TVA_2_SOCO | TVA | SOCO | Internal | Summer | B4 | 100 | 500 | 0 | 63.51 | 66.43 | 9 | 0
2015 | TVA_2_SOCO | TVA | SOCO | Internal | Summer | B5 | 200 | 500 | 500 | 50.86 | 66.43 | 9 | 6.57
2015 | TVA_2_SOCO | TVA | SOCO | Internal | Summer | B6 | 300 | 500 | 500 | 43.98 | 60.98 | 9 | 8
2015 | TVA_2_SOCO | TVA | SOCO | Internal | Summer | B7 | 400 | 500 | 500 | 39.28 | 53.49 | 9 | 5.21
2015 | TVA_2_SOCO | TVA | SOCO | Internal | Summer | B8 | 500 | 500 | 0 | 39.28 | 46.1 | 9 | 0
2015 | TVA_2_SOCO | TVA | SOCO | Internal | Summer | B9 | 800 | 500 | 0 | 39.28 | 40.21 | 9 | 0
2015 | TVA_2_SOCO | TVA | SOCO | Internal | Summer | B10 | 1262 | 500 | 0 | 36.37 | 39.89 | 9 | 0
2015 | TVA_2_SOCO | TVA | SOCO | Internal | Winter | B16 | 25 | 500 | 0 | 56.67 | 65.64 | 9 | 0
2015 | TVA_2_SOCO | TVA | SOCO | Internal | Winter | B17 | 100 | 500 | 0 | 43.7 | 49.76 | 9 | 0
2015 | TVA_2_SOCO | TVA | SOCO | Internal | Winter | B18 | 400 | 500 | 0 | 41.92 | 43.44 | 9 | 0
2015 | TVA_2_SOCO | TVA | SOCO | Internal | Winter | B19 | 700 | 500 | 0 | 41.92 | 43.44 | 9 | 0
2015 | TVA_2_SOCO | TVA | SOCO | Internal | Winter | B20 | 935 | 500 | 0 | 40.72 | 42.43 | 9 | 0
2015 | TVA_2_VACAR | TVA | VACAR | Internal | Shoulder | B11 | 25 | 150 | 0 | 56.23 | 59.97 | 9 | 0
2015 | TVA_2_VACAR | TVA | VACAR | Internal | Shoulder | B12 | 200 | 150 | 0 | 41.16 | 48.66 | 9 | 0
2015 | TVA_2_VACAR | TVA | VACAR | Internal | Shoulder | B13 | 600 | 150 | 0 | 40.58 | 47.01 | 9 | 0
2015 | TVA_2_VACAR | TVA | VACAR | Internal | Shoulder | B14 | 900 | 150 | 0 | 40.58 | 44.95 | 9 | 0
2015 | TVA_2_VACAR | TVA | VACAR | Internal | Shoulder | B15 | 1203 | 150 | 0 | 40.54 | 43.2 | 9 | 0
2015 | TVA_2_VACAR | TVA | VACAR | Internal | Summer | B1 | 10 | 150 | 0 | 68.8 | 69.73 | 9 | 0
2015 | TVA_2_VACAR | TVA | VACAR | Internal | Summer | B2 | 25 | 150 | 0 | 67.3 | 69.73 | 9 | 0
2015 | TVA_2_VACAR | TVA | VACAR | Internal | Summer | B3 | 75 | 150 | 0 | 64.3 | 68.59 | 9 | 0
2015 | TVA_2_VACAR | TVA | VACAR | Internal | Summer | B4 | 100 | 150 | 0 | 63.51 | 68.59 | 9 | 0
2015 | TVA_2_VACAR | TVA | VACAR | Internal | Summer | B5 | 200 | 150 | 0 | 50.86 | 59.43 | 9 | 0
2015 | TVA_2_VACAR | TVA | VACAR | Internal | Summer | B6 | 300 | 150 | 150 | 43.98 | 53.98 | 9 | 1
2015 | TVA_2_VACAR | TVA | VACAR | Internal | Summer | B7 | 400 | 150 | 0 | 39.28 | 46.49 | 9 | 0
2015 | TVA_2_VACAR | TVA | VACAR | Internal | Summer | B8 | 500 | 150 | 0 | 39.28 | 43.81 | 9 | 0
2015 | TVA_2_VACAR | TVA | VACAR | Internal | Summer | B9 | 800 | 150 | 0 | 39.28 | 42.28 | 9 | 0
2015 | TVA_2_VACAR | TVA | VACAR | Internal | Summer | B10 | 1262 | 150 | 0 | 36.37 | 41.45 | 9 | 0
2015 | TVA_2_VACAR | TVA | VACAR | Internal | Winter | B16 | 25 | 150 | 150 | 56.67 | 68.71 | 9 | 3.04
2015 | TVA_2_VACAR | TVA | VACAR | Internal | Winter | B17 | 100 | 150 | 150 | 43.7 | 52.98 | 9 | 0.28
2015 | TVA_2_VACAR | TVA | VACAR | Internal | Winter | B18 | 400 | 150 | 0 | 41.92 | 47.95 | 9 | 0
2015 | TVA_2_VACAR | TVA | VACAR | Internal | Winter | B19 | 700 | 150 | 0 | 41.92 | 45.79 | 9 | 0
2015 | TVA_2_VACAR | TVA | VACAR | Internal | Winter | B20 | 935 | 150 | 0 | 40.72 | 41.74 | 9 | 0
2015 | TVA_Transmission_2_NonRTO_Midwest | TVA_Transmission | NonRTO_Midwest | Internal | Shoulder | B11 | 25 | 700 | 0 | 56.22 | 56.29 | 9 | 0
2015 | TVA_Transmission_2_NonRTO_Midwest | TVA_Transmission | NonRTO_Midwest | Internal | Shoulder | B12 | 200 | 700 | 0 | 44.35 | 48.67 | 9 | 0
2015 | TVA_Transmission_2_NonRTO_Midwest | TVA_Transmission | NonRTO_Midwest | Internal | Shoulder | B13 | 600 | 700 | 0 | 43.32 | 47.01 | 9 | 0
2015 | TVA_Transmission_2_NonRTO_Midwest | TVA_Transmission | NonRTO_Midwest | Internal | Shoulder | B14 | 900 | 700 | 0 | 41.17 | 33.92 | 9 | 0
2015 | TVA_Transmission_2_NonRTO_Midwest | TVA_Transmission | NonRTO_Midwest | Internal | Shoulder | B15 | 1203 | 700 | 0 | 40.53 | 32.53 | 9 | 0
2015 | TVA_Transmission_2_NonRTO_Midwest | TVA_Transmission | NonRTO_Midwest | Internal | Summer | B1 | 10 | 700 | 0 | 68.79 | 65.02 | 9 | 0
2015 | TVA_Transmission_2_NonRTO_Midwest | TVA_Transmission | NonRTO_Midwest | Internal | Summer | B2 | 25 | 700 | 0 | 67.29 | 65.02 | 9 | 0
2015 | TVA_Transmission_2_NonRTO_Midwest | TVA_Transmission | NonRTO_Midwest | Internal | Summer | B3 | 75 | 700 | 0 | 64.29 | 65.02 | 9 | 0
2015 | TVA_Transmission_2_NonRTO_Midwest | TVA_Transmission | NonRTO_Midwest | Internal | Summer | B4 | 100 | 700 | 0 | 63.5 | 63.52 | 9 | 0
2015 | TVA_Transmission_2_NonRTO_Midwest | TVA_Transmission | NonRTO_Midwest | Internal | Summer | B5 | 200 | 700 | 0 | 57.97 | 59.05 | 9 | 0
2015 | TVA_Transmission_2_NonRTO_Midwest | TVA_Transmission | NonRTO_Midwest | Internal | Summer | B6 | 300 | 700 | 0 | 52.36 | 52.98 | 9 | 0
2015 | TVA_Transmission_2_NonRTO_Midwest | TVA_Transmission | NonRTO_Midwest | Internal | Summer | B7 | 400 | 700 | 0 | 44.49 | 36.49 | 9 | 0
2015 | TVA_Transmission_2_NonRTO_Midwest | TVA_Transmission | NonRTO_Midwest | Internal | Summer | B8 | 500 | 700 | 0 | 39.77 | 32.34 | 9 | 0
2015 | TVA_Transmission_2_NonRTO_Midwest | TVA_Transmission | NonRTO_Midwest | Internal | Summer | B9 | 800 | 700 | 0 | 39.54 | 31.9 | 9 | 0
2015 | TVA_Transmission_2_NonRTO_Midwest | TVA_Transmission | NonRTO_Midwest | Internal | Summer | B10 | 1262 | 700 | 0 | 37.29 | 31.07 | 9 | 0
2015 | TVA_Transmission_2_NonRTO_Midwest | TVA_Transmission | NonRTO_Midwest | Internal | Winter | B16 | 25 | 700 | 0 | 59.75 | 59.82 | 9 | 0
2015 | TVA_Transmission_2_NonRTO_Midwest | TVA_Transmission | NonRTO_Midwest | Internal | Winter | B17 | 100 | 700 | 0 | 47.82 | 52.99 | 9 | 0
2015 | TVA_Transmission_2_NonRTO_Midwest | TVA_Transmission | NonRTO_Midwest | Internal | Winter | B18 | 400 | 700 | 0 | 44.57 | 47.95 | 9 | 0
2015 | TVA_Transmission_2_NonRTO_Midwest | TVA_Transmission | NonRTO_Midwest | Internal | Winter | B19 | 700 | 700 | 0 | 42 | 34.09 | 9 | 0
2015 | TVA_Transmission_2_NonRTO_Midwest | TVA_Transmission | NonRTO_Midwest | Internal | Winter | B20 | 935 | 700 | 0 | 40.71 | 32.71 | 9 | 0
2015 | TVA_Transmission_2_SOCO | TVA_Transmission | SOCO | Internal | Shoulder | B11 | 25 | 3200 | 0 | 56.22 | 63.32 | 9 | 0
2015 | TVA_Transmission_2_SOCO | TVA_Transmission | SOCO | Internal | Shoulder | B12 | 200 | 3200 | 0 | 44.35 | 43.61 | 9 | 0
2015 | TVA_Transmission_2_SOCO | TVA_Transmission | SOCO | Internal | Shoulder | B13 | 600 | 3200 | 0 | 43.32 | 41.42 | 9 | 0
2015 | TVA_Transmission_2_SOCO | TVA_Transmission | SOCO | Internal | Shoulder | B14 | 900 | 3200 | 0 | 41.17 | 41.42 | 9 | 0
2015 | TVA_Transmission_2_SOCO | TVA_Transmission | SOCO | Internal | Shoulder | B15 | 1203 | 3200 | 0 | 40.53 | 41.06 | 9 | 0
2015 | TVA_Transmission_2_SOCO | TVA_Transmission | SOCO | Internal | Summer | B1 | 10 | 3200 | 0 | 68.79 | 67.69 | 9 | 0
2015 | TVA_Transmission_2_SOCO | TVA_Transmission | SOCO | Internal | Summer | B2 | 25 | 3200 | 0 | 67.29 | 67.29 | 9 | 0
2015 | TVA_Transmission_2_SOCO | TVA_Transmission | SOCO | Internal | Summer | B3 | 75 | 3200 | 0 | 64.29 | 66.43 | 9 | 0
2015 | TVA_Transmission_2_SOCO | TVA_Transmission | SOCO | Internal | Summer | B4 | 100 | 3200 | 0 | 63.5 | 66.43 | 9 | 0
2015 | TVA_Transmission_2_SOCO | TVA_Transmission | SOCO | Internal | Summer | B5 | 200 | 3200 | 0 | 57.97 | 66.43 | 9 | 0
2015 | TVA_Transmission_2_SOCO | TVA_Transmission | SOCO | Internal | Summer | B6 | 300 | 3200 | 0 | 52.36 | 60.98 | 9 | 0
2015 | TVA_Transmission_2_SOCO | TVA_Transmission | SOCO | Internal | Summer | B7 | 400 | 3200 | 125.73 | 44.49 | 53.49 | 9 | 0
2015 | TVA_Transmission_2_SOCO | TVA_Transmission | SOCO | Internal | Summer | B8 | 500 | 3200 | 0 | 39.77 | 46.1 | 9 | 0
2015 | TVA_Transmission_2_SOCO | TVA_Transmission | SOCO | Internal | Summer | B9 | 800 | 3200 | 0 | 39.54 | 40.21 | 9 | 0
2015 | TVA_Transmission_2_SOCO | TVA_Transmission | SOCO | Internal | Summer | B10 | 1262 | 3200 | 0 | 37.29 | 39.89 | 9 | 0
2015 | TVA_Transmission_2_SOCO | TVA_Transmission | SOCO | Internal | Winter | B16 | 25 | 3200 | 0 | 59.75 | 65.64 | 9 | 0
2015 | TVA_Transmission_2_SOCO | TVA_Transmission | SOCO | Internal | Winter | B17 | 100 | 3200 | 0 | 47.82 | 49.76 | 9 | 0
2015 | TVA_Transmission_2_SOCO | TVA_Transmission | SOCO | Internal | Winter | B18 | 400 | 3200 | 0 | 44.57 | 43.44 | 9 | 0
2015 | TVA_Transmission_2_SOCO | TVA_Transmission | SOCO | Internal | Winter | B19 | 700 | 3200 | 0 | 42 | 43.44 | 9 | 0
2015 | TVA_Transmission_2_SOCO | TVA_Transmission | SOCO | Internal | Winter | B20 | 935 | 3200 | 0 | 40.71 | 42.43 | 9 | 0
2015 | TVA_Transmission_2_TVA | TVA_Transmission | TVA | Internal | Shoulder | B11 | 25 | 99999 | 952.73 | 56.22 | 56.23 | 0.01 | 0
2015 | TVA_Transmission_2_TVA | TVA_Transmission | TVA | Internal | Shoulder | B12 | 200 | 99999 | 0 | 44.35 | 41.16 | 0.01 | 0
2015 | TVA_Transmission_2_TVA | TVA_Transmission | TVA | Internal | Shoulder | B13 | 600 | 99999 | 0 | 43.32 | 40.58 | 0.01 | 0
2015 | TVA_Transmission_2_TVA | TVA_Transmission | TVA | Internal | Shoulder | B14 | 900 | 99999 | 0 | 41.17 | 40.58 | 0.01 | 0
2015 | TVA_Transmission_2_TVA | TVA_Transmission | TVA | Internal | Shoulder | B15 | 1203 | 99999 | 411.02 | 40.53 | 40.54 | 0.01 | 0
2015 | TVA_Transmission_2_TVA | TVA_Transmission | TVA | Internal | Summer | B1 | 10 | 99999 | 3378.02 | 68.79 | 68.8 | 0.01 | 0
2015 | TVA_Transmission_2_TVA | TVA_Transmission | TVA | Internal | Summer | B2 | 25 | 99999 | 2681.41 | 67.29 | 67.3 | 0.01 | 0
2015 | TVA_Transmission_2_TVA | TVA_Transmission | TVA | Internal | Summer | B3 | 75 | 99999 | 1352.76 | 64.29 | 64.3 | 0.01 | 0
2015 | TVA_Transmission_2_TVA | TVA_Transmission | TVA | Internal | Summer | B4 | 100 | 99999 | 750.64 | 63.5 | 63.51 | 0.01 | 0
2015 | TVA_Transmission_2_TVA | TVA_Transmission | TVA | Internal | Summer | B5 | 200 | 99999 | 0 | 57.97 | 50.86 | 0.01 | 0
2015 | TVA_Transmission_2_TVA | TVA_Transmission | TVA | Internal | Summer | B6 | 300 | 99999 | 0 | 52.36 | 43.98 | 0.01 | 0
2015 | TVA_Transmission_2_TVA | TVA_Transmission | TVA | Internal | Summer | B7 | 400 | 99999 | 0 | 44.49 | 39.28 | 0.01 | 0
2015 | TVA_Transmission_2_TVA | TVA_Transmission | TVA | Internal | Summer | B8 | 500 | 99999 | 0 | 39.77 | 39.28 | 0.01 | 0
2015 | TVA_Transmission_2_TVA | TVA_Transmission | TVA | Internal | Summer | B9 | 800 | 99999 | 0 | 39.54 | 39.28 | 0.01 | 0
2015 | TVA_Transmission_2_TVA | TVA_Transmission | TVA | Internal | Summer | B10 | 1262 | 99999 | 0 | 37.29 | 36.37 | 0.01 | 0
2015 | TVA_Transmission_2_TVA | TVA_Transmission | TVA | Internal | Winter | B16 | 25 | 99999 | 0 | 59.75 | 56.67 | 0.01 | 0
2015 | TVA_Transmission_2_TVA | TVA_Transmission | TVA | Internal | Winter | B17 | 100 | 99999 | 0 | 47.82 | 43.7 | 0.01 | 0
2015 | TVA_Transmission_2_TVA | TVA_Transmission | TVA | Internal | Winter | B18 | 400 | 99999 | 0 | 44.57 | 41.92 | 0.01 | 0
2015 | TVA_Transmission_2_TVA | TVA_Transmission | TVA | Internal | Winter | B19 | 700 | 99999 | 0 | 42 | 41.92 | 0.01 | 0
2015 | TVA_Transmission_2_TVA | TVA_Transmission | TVA | Internal | Winter | B20 | 935 | 99999 | 556.82 | 40.71 | 40.72 | 0.01 | 0
2015 | TVA_Transmission_2_VACAR | TVA_Transmission | VACAR | Internal | Shoulder | B11 | 25 | 900 | 0 | 56.22 | 59.97 | 9 | 0
2015 | TVA_Transmission_2_VACAR | TVA_Transmission | VACAR | Internal | Shoulder | B12 | 200 | 900 | 0 | 44.35 | 48.66 | 9 | 0
2015 | TVA_Transmission_2_VACAR | TVA_Transmission | VACAR | Internal | Shoulder | B13 | 600 | 900 | 0 | 43.32 | 47.01 | 9 | 0
2015 | TVA_Transmission_2_VACAR | TVA_Transmission | VACAR | Internal | Shoulder | B14 | 900 | 900 | 0 | 41.17 | 44.95 | 9 | 0
2015 | TVA_Transmission_2_VACAR | TVA_Transmission | VACAR | Internal | Shoulder | B15 | 1203 | 900 | 0 | 40.53 | 43.2 | 9 | 0
2015 | TVA_Transmission_2_VACAR | TVA_Transmission | VACAR | Internal | Summer | B1 | 10 | 900 | 0 | 68.79 | 69.73 | 9 | 0
2015 | TVA_Transmission_2_VACAR | TVA_Transmission | VACAR | Internal | Summer | B2 | 25 | 900 | 0 | 67.29 | 69.73 | 9 | 0
2015 | TVA_Transmission_2_VACAR | TVA_Transmission | VACAR | Internal | Summer | B3 | 75 | 900 | 0 | 64.29 | 68.59 | 9 | 0
2015 | TVA_Transmission_2_VACAR | TVA_Transmission | VACAR | Internal | Summer | B4 | 100 | 900 | 0 | 63.5 | 68.59 | 9 | 0
2015 | TVA_Transmission_2_VACAR | TVA_Transmission | VACAR | Internal | Summer | B5 | 200 | 900 | 0 | 57.97 | 59.43 | 9 | 0
2015 | TVA_Transmission_2_VACAR | TVA_Transmission | VACAR | Internal | Summer | B6 | 300 | 900 | 0 | 52.36 | 53.98 | 9 | 0
2015 | TVA_Transmission_2_VACAR | TVA_Transmission | VACAR | Internal | Summer | B7 | 400 | 900 | 0 | 44.49 | 46.49 | 9 | 0
2015 | TVA_Transmission_2_VACAR | TVA_Transmission | VACAR | Internal | Summer | B8 | 500 | 900 | 0 | 39.77 | 43.81 | 9 | 0
2015 | TVA_Transmission_2_VACAR | TVA_Transmission | VACAR | Internal | Summer | B9 | 800 | 900 | 0 | 39.54 | 42.28 | 9 | 0
2015 | TVA_Transmission_2_VACAR | TVA_Transmission | VACAR | Internal | Summer | B10 | 1262 | 900 | 0 | 37.29 | 41.45 | 9 | 0
2015 | TVA_Transmission_2_VACAR | TVA_Transmission | VACAR | Internal | Winter | B16 | 25 | 900 | 0 | 59.75 | 68.71 | 9 | 0
2015 | TVA_Transmission_2_VACAR | TVA_Transmission | VACAR | Internal | Winter | B17 | 100 | 900 | 0 | 47.82 | 52.98 | 9 | 0
2015 | TVA_Transmission_2_VACAR | TVA_Transmission | VACAR | Internal | Winter | B18 | 400 | 900 | 0 | 44.57 | 47.95 | 9 | 0
2015 | TVA_Transmission_2_VACAR | TVA_Transmission | VACAR | Internal | Winter | B19 | 700 | 900 | 0 | 42 | 45.79 | 9 | 0
2015 | TVA_Transmission_2_VACAR | TVA_Transmission | VACAR | Internal | Winter | B20 | 935 | 900 | 0 | 40.71 | 41.74 | 9 | 0
2015 | VACAR_2_SOCO | VACAR | SOCO | Internal | Shoulder | B11 | 25 | 3000 | 0 | 59.97 | 63.32 | 7 | 0
2015 | VACAR_2_SOCO | VACAR | SOCO | Internal | Shoulder | B12 | 200 | 3000 | 0 | 48.66 | 43.61 | 7 | 0
2015 | VACAR_2_SOCO | VACAR | SOCO | Internal | Shoulder | B13 | 600 | 3000 | 0 | 47.01 | 41.42 | 7 | 0
2015 | VACAR_2_SOCO | VACAR | SOCO | Internal | Shoulder | B14 | 900 | 3000 | 0 | 44.95 | 41.42 | 7 | 0
2015 | VACAR_2_SOCO | VACAR | SOCO | Internal | Shoulder | B15 | 1203 | 3000 | 0 | 43.2 | 41.06 | 7 | 0
2015 | VACAR_2_SOCO | VACAR | SOCO | Internal | Summer | B1 | 10 | 3000 | 0 | 69.73 | 67.69 | 7 | 0
2015 | VACAR_2_SOCO | VACAR | SOCO | Internal | Summer | B2 | 25 | 3000 | 0 | 69.73 | 67.29 | 7 | 0
2015 | VACAR_2_SOCO | VACAR | SOCO | Internal | Summer | B3 | 75 | 3000 | 0 | 68.59 | 66.43 | 7 | 0
2015 | VACAR_2_SOCO | VACAR | SOCO | Internal | Summer | B4 | 100 | 3000 | 0 | 68.59 | 66.43 | 7 | 0
2015 | VACAR_2_SOCO | VACAR | SOCO | Internal | Summer | B5 | 200 | 3000 | 628.41 | 59.43 | 66.43 | 7 | 0
2015 | VACAR_2_SOCO | VACAR | SOCO | Internal | Summer | B6 | 300 | 3000 | 131.36 | 53.98 | 60.98 | 7 | 0
2015 | VACAR_2_SOCO | VACAR | SOCO | Internal | Summer | B7 | 400 | 3000 | 1061.14 | 46.49 | 53.49 | 7 | 0
2015 | VACAR_2_SOCO | VACAR | SOCO | Internal | Summer | B8 | 500 | 3000 | 0 | 43.81 | 46.1 | 7 | 0
2015 | VACAR_2_SOCO | VACAR | SOCO | Internal | Summer | B9 | 800 | 3000 | 0 | 42.28 | 40.21 | 7 | 0
2015 | VACAR_2_SOCO | VACAR | SOCO | Internal | Summer | B10 | 1262 | 3000 | 0 | 41.45 | 39.89 | 7 | 0
2015 | VACAR_2_SOCO | VACAR | SOCO | Internal | Winter | B16 | 25 | 3000 | 0 | 68.71 | 65.64 | 7 | 0
2015 | VACAR_2_SOCO | VACAR | SOCO | Internal | Winter | B17 | 100 | 3000 | 0 | 52.98 | 49.76 | 7 | 0
2015 | VACAR_2_SOCO | VACAR | SOCO | Internal | Winter | B18 | 400 | 3000 | 0 | 47.95 | 43.44 | 7 | 0
2015 | VACAR_2_SOCO | VACAR | SOCO | Internal | Winter | B19 | 700 | 3000 | 0 | 45.79 | 43.44 | 7 | 0
2015 | VACAR_2_SOCO | VACAR | SOCO | Internal | Winter | B20 | 935 | 3000 | 0 | 41.74 | 42.43 | 7 | 0
2020 | ENT_2_MISO_MO-IL | ENT | MISO_MO-IL | Internal | Shoulder | B11 | 25 | 2260 | 0 | 63.24 | 60.25 | 8 | 0
2020 | ENT_2_MISO_MO-IL | ENT | MISO_MO-IL | Internal | Shoulder | B12 | 200 | 2260 | 0 | 50.47 | 55.83 | 8 | 0
2020 | ENT_2_MISO_MO-IL | ENT | MISO_MO-IL | Internal | Shoulder | B13 | 600 | 2260 | 0 | 42.38 | 46.53 | 8 | 0
2020 | ENT_2_MISO_MO-IL | ENT | MISO_MO-IL | Internal | Shoulder | B14 | 900 | 2260 | 0 | 42.38 | 41.81 | 8 | 0
2020 | ENT_2_MISO_MO-IL | ENT | MISO_MO-IL | Internal | Shoulder | B15 | 1203 | 2260 | 0 | 42.07 | 39.42 | 8 | 0
2020 | ENT_2_MISO_MO-IL | ENT | MISO_MO-IL | Internal | Summer | B1 | 10 | 2260 | 0 | 68.85 | 66.14 | 8 | 0
2020 | ENT_2_MISO_MO-IL | ENT | MISO_MO-IL | Internal | Summer | B2 | 25 | 2260 | 0 | 68.85 | 64.54 | 8 | 0
2020 | ENT_2_MISO_MO-IL | ENT | MISO_MO-IL | Internal | Summer | B3 | 75 | 2260 | 0 | 63.71 | 63.84 | 8 | 0
2020 | ENT_2_MISO_MO-IL | ENT | MISO_MO-IL | Internal | Summer | B4 | 100 | 2260 | 0 | 62.36 | 61.99 | 8 | 0
2020 | ENT_2_MISO_MO-IL | ENT | MISO_MO-IL | Internal | Summer | B5 | 200 | 2260 | 0 | 62.36 | 61.14 | 8 | 0
2020 | ENT_2_MISO_MO-IL | ENT | MISO_MO-IL | Internal | Summer | B6 | 300 | 2260 | 0 | 57.73 | 54.03 | 8 | 0
2020 | ENT_2_MISO_MO-IL | ENT | MISO_MO-IL | Internal | Summer | B7 | 400 | 2260 | 0 | 57.06 | 49.06 | 8 | 0
2020 | ENT_2_MISO_MO-IL | ENT | MISO_MO-IL | Internal | Summer | B8 | 500 | 2260 | 0 | 45.26 | 38.77 | 8 | 0
2020 | ENT_2_MISO_MO-IL | ENT | MISO_MO-IL | Internal | Summer | B9 | 800 | 2260 | 0 | 41 | 37.58 | 8 | 0
2020 | ENT_2_MISO_MO-IL | ENT | MISO_MO-IL | Internal | Summer | B10 | 1262 | 2260 | 0 | 40.71 | 37.08 | 8 | 0
2020 | ENT_2_MISO_MO-IL | ENT | MISO_MO-IL | Internal | Winter | B16 | 25 | 2260 | 0 | 65.65 | 65.66 | 8 | 0
2020 | ENT_2_MISO_MO-IL | ENT | MISO_MO-IL | Internal | Winter | B17 | 100 | 2260 | 0 | 55.75 | 55.89 | 8 | 0
2020 | ENT_2_MISO_MO-IL | ENT | MISO_MO-IL | Internal | Winter | B18 | 400 | 2260 | 0 | 45.1 | 46.65 | 8 | 0
2020 | ENT_2_MISO_MO-IL | ENT | MISO_MO-IL | Internal | Winter | B19 | 700 | 2260 | 0 | 44.79 | 43.54 | 8 | 0
2020 | ENT_2_MISO_MO-IL | ENT | MISO_MO-IL | Internal | Winter | B20 | 935 | 2260 | 0 | 44.77 | 39.86 | 8 | 0
2020 | ENT_2_SOCO | ENT | SOCO | Internal | Shoulder | B11 | 25 | 2431 | 1170.52 | 63.24 | 71.24 | 8 | 0
2020 | ENT_2_SOCO | ENT | SOCO | Internal | Shoulder | B12 | 200 | 2431 | 0 | 50.47 | 57.11 | 8 | 0
2020 | ENT_2_SOCO | ENT | SOCO | Internal | Shoulder | B13 | 600 | 2431 | 0 | 42.38 | 43.62 | 8 | 0
2020 | ENT_2_SOCO | ENT | SOCO | Internal | Shoulder | B14 | 900 | 2431 | 0 | 42.38 | 43.62 | 8 | 0
2020 | ENT_2_SOCO | ENT | SOCO | Internal | Shoulder | B15 | 1203 | 2431 | 0 | 42.07 | 43.62 | 8 | 0
2020 | ENT_2_SOCO | ENT | SOCO | Internal | Summer | B1 | 10 | 2431 | 640.25 | 68.85 | 76.85 | 8 | 0
2020 | ENT_2_SOCO | ENT | SOCO | Internal | Summer | B2 | 25 | 2431 | 0 | 68.85 | 71.71 | 8 | 0
2020 | ENT_2_SOCO | ENT | SOCO | Internal | Summer | B3 | 75 | 2431 | 742.1 | 63.71 | 71.71 | 8 | 0
2020 | ENT_2_SOCO | ENT | SOCO | Internal | Summer | B4 | 100 | 2431 | 619.06 | 62.36 | 70.36 | 8 | 0
2020 | ENT_2_SOCO | ENT | SOCO | Internal | Summer | B5 | 200 | 2431 | 1642.18 | 62.36 | 70.36 | 8 | 0
2020 | ENT_2_SOCO | ENT | SOCO | Internal | Summer | B6 | 300 | 2431 | 2431 | 57.73 | 66.56 | 8 | 0.83
2020 | ENT_2_SOCO | ENT | SOCO | Internal | Summer | B7 | 400 | 2431 | 0 | 57.06 | 60.08 | 8 | 0
2020 | ENT_2_SOCO | ENT | SOCO | Internal | Summer | B8 | 500 | 2431 | 1109.51 | 45.26 | 53.26 | 8 | 0
2020 | ENT_2_SOCO | ENT | SOCO | Internal | Summer | B9 | 800 | 2431 | 0 | 41 | 42.76 | 8 | 0
2020 | ENT_2_SOCO | ENT | SOCO | Internal | Summer | B10 | 1262 | 2431 | 0 | 40.71 | 42.35 | 8 | 0
2020 | ENT_2_SOCO | ENT | SOCO | Internal | Winter | B16 | 25 | 2431 | 2431 | 65.65 | 76.55 | 8 | 2.89
2020 | ENT_2_SOCO | ENT | SOCO | Internal | Winter | B17 | 100 | 2431 | 0 | 55.75 | 63.64 | 8 | 0
2020 | ENT_2_SOCO | ENT | SOCO | Internal | Winter | B18 | 400 | 2431 | 0 | 45.1 | 46.23 | 8 | 0
2020 | ENT_2_SOCO | ENT | SOCO | Internal | Winter | B19 | 700 | 2431 | 0 | 44.79 | 46.23 | 8 | 0
2020 | ENT_2_SOCO | ENT | SOCO | Internal | Winter | B20 | 935 | 2431 | 0 | 44.77 | 45.96 | 8 | 0
2020 | ENT_2_SPP_N | ENT | SPP_N | Internal | Shoulder | B11 | 25 | 8740 | 0 | 63.24 | 63.09 | 8 | 0
2020 | ENT_2_SPP_N | ENT | SPP_N | Internal | Shoulder | B12 | 200 | 8740 | 42.92 | 50.47 | 58.47 | 8 | 0
2020 | ENT_2_SPP_N | ENT | SPP_N | Internal | Shoulder | B13 | 600 | 8740 | 0 | 42.38 | 46.53 | 8 | 0
2020 | ENT_2_SPP_N | ENT | SPP_N | Internal | Shoulder | B14 | 900 | 8740 | 0 | 42.38 | 42.48 | 8 | 0
2020 | ENT_2_SPP_N | ENT | SPP_N | Internal | Shoulder | B15 | 1203 | 8740 | 0 | 42.07 | 41.75 | 8 | 0
2020 | ENT_2_SPP_N | ENT | SPP_N | Internal | Summer | B1 | 10 | 8740 | 0 | 68.85 | 66.76 | 8 | 0
2020 | ENT_2_SPP_N | ENT | SPP_N | Internal | Summer | B2 | 25 | 8740 | 0 | 68.85 | 66.76 | 8 | 0
2020 | ENT_2_SPP_N | ENT | SPP_N | Internal | Summer | B3 | 75 | 8740 | 0 | 63.71 | 66.76 | 8 | 0
2020 | ENT_2_SPP_N | ENT | SPP_N | Internal | Summer | B4 | 100 | 8740 | 0 | 62.36 | 65.34 | 8 | 0
2020 | ENT_2_SPP_N | ENT | SPP_N | Internal | Summer | B5 | 200 | 8740 | 0 | 62.36 | 63.21 | 8 | 0
2020 | ENT_2_SPP_N | ENT | SPP_N | Internal | Summer | B6 | 300 | 8740 | 0 | 57.73 | 56.89 | 8 | 0
2020 | ENT_2_SPP_N | ENT | SPP_N | Internal | Summer | B7 | 400 | 8740 | 0 | 57.06 | 56.06 | 8 | 0
2020 | ENT_2_SPP_N | ENT | SPP_N | Internal | Summer | B8 | 500 | 8740 | 0 | 45.26 | 45.76 | 8 | 0
2020 | ENT_2_SPP_N | ENT | SPP_N | Internal | Summer | B9 | 800 | 8740 | 0 | 41 | 41.02 | 8 | 0
2020 | ENT_2_SPP_N | ENT | SPP_N | Internal | Summer | B10 | 1262 | 8740 | 0 | 40.71 | 39.21 | 8 | 0
2020 | ENT_2_SPP_N | ENT | SPP_N | Internal | Winter | B16 | 25 | 8740 | 0 | 65.65 | 63.05 | 8 | 0
2020 | ENT_2_SPP_N | ENT | SPP_N | Internal | Winter | B17 | 100 | 8740 | 0 | 55.75 | 55.89 | 8 | 0
2020 | ENT_2_SPP_N | ENT | SPP_N | Internal | Winter | B18 | 400 | 8740 | 0 | 45.1 | 45.65 | 8 | 0
2020 | ENT_2_SPP_N | ENT | SPP_N | Internal | Winter | B19 | 700 | 8740 | 0 | 44.79 | 44.9 | 8 | 0
2020 | ENT_2_SPP_N | ENT | SPP_N | Internal | Winter | B20 | 935 | 8740 | 0 | 44.77 | 43.38 | 8 | 0
2020 | ENT_2_SPP_S | ENT | SPP_S | Internal | Shoulder | B11 | 25 | 5582 | 0 | 63.24 | 61.03 | 8 | 0
2020 | ENT_2_SPP_S | ENT | SPP_S | Internal | Shoulder | B12 | 200 | 5582 | 75.3 | 50.47 | 58.47 | 8 | 0
2020 | ENT_2_SPP_S | ENT | SPP_S | Internal | Shoulder | B13 | 600 | 5582 | 0 | 42.38 | 46.52 | 8 | 0
2020 | ENT_2_SPP_S | ENT | SPP_S | Internal | Shoulder | B14 | 900 | 5582 | 0 | 42.38 | 42.47 | 8 | 0
2020 | ENT_2_SPP_S | ENT | SPP_S | Internal | Shoulder | B15 | 1203 | 5582 | 0 | 42.07 | 41.76 | 8 | 0
2020 | ENT_2_SPP_S | ENT | SPP_S | Internal | Summer | B1 | 10 | 5582 | 0 | 68.85 | 65.1 | 8 | 0
2020 | ENT_2_SPP_S | ENT | SPP_S | Internal | Summer | B2 | 25 | 5582 | 0 | 68.85 | 65.1 | 8 | 0
2020 | ENT_2_SPP_S | ENT | SPP_S | Internal | Summer | B3 | 75 | 5582 | 0 | 63.71 | 65.1 | 8 | 0
2020 | ENT_2_SPP_S | ENT | SPP_S | Internal | Summer | B4 | 100 | 5582 | 0 | 62.36 | 65.1 | 8 | 0
2020 | ENT_2_SPP_S | ENT | SPP_S | Internal | Summer | B5 | 200 | 5582 | 0 | 62.36 | 63.2 | 8 | 0
2020 | ENT_2_SPP_S | ENT | SPP_S | Internal | Summer | B6 | 300 | 5582 | 0 | 57.73 | 56.88 | 8 | 0
2020 | ENT_2_SPP_S | ENT | SPP_S | Internal | Summer | B7 | 400 | 5582 | 0 | 57.06 | 56.07 | 8 | 0
2020 | ENT_2_SPP_S | ENT | SPP_S | Internal | Summer | B8 | 500 | 5582 | 0 | 45.26 | 45.77 | 8 | 0
2020 | ENT_2_SPP_S | ENT | SPP_S | Internal | Summer | B9 | 800 | 5582 | 0 | 41 | 41.04 | 8 | 0
2020 | ENT_2_SPP_S | ENT | SPP_S | Internal | Summer | B10 | 1262 | 5582 | 0 | 40.71 | 39.22 | 8 | 0
2020 | ENT_2_SPP_S | ENT | SPP_S | Internal | Winter | B16 | 25 | 5582 | 0 | 65.65 | 63.04 | 8 | 0
2020 | ENT_2_SPP_S | ENT | SPP_S | Internal | Winter | B17 | 100 | 5582 | 0 | 55.75 | 55.9 | 8 | 0
2020 | ENT_2_SPP_S | ENT | SPP_S | Internal | Winter | B18 | 400 | 5582 | 0 | 45.1 | 45.66 | 8 | 0
2020 | ENT_2_SPP_S | ENT | SPP_S | Internal | Winter | B19 | 700 | 5582 | 0 | 44.79 | 44.91 | 8 | 0
2020 | ENT_2_SPP_S | ENT | SPP_S | Internal | Winter | B20 | 935 | 5582 | 0 | 44.77 | 43.39 | 8 | 0
2020 | ENT_2_TVA_Transmission | ENT | TVA_Transmission | Internal | Shoulder | B11 | 25 | 2100 | 0 | 63.24 | 64.24 | 8 | 0
2020 | ENT_2_TVA_Transmission | ENT | TVA_Transmission | Internal | Shoulder | B12 | 200 | 2100 | 392.53 | 50.47 | 58.47 | 8 | 0
2020 | ENT_2_TVA_Transmission | ENT | TVA_Transmission | Internal | Shoulder | B13 | 600 | 2100 | 0 | 42.38 | 46.7 | 8 | 0
2020 | ENT_2_TVA_Transmission | ENT | TVA_Transmission | Internal | Shoulder | B14 | 900 | 2100 | 0 | 42.38 | 45.61 | 8 | 0
2020 | ENT_2_TVA_Transmission | ENT | TVA_Transmission | Internal | Shoulder | B15 | 1203 | 2100 | 0 | 42.07 | 44.96 | 8 | 0
2020 | ENT_2_TVA_Transmission | ENT | TVA_Transmission | Internal | Summer | B1 | 10 | 2100 | 0 | 68.85 | 74.13 | 8 | 0
2020 | ENT_2_TVA_Transmission | ENT | TVA_Transmission | Internal | Summer | B2 | 25 | 2100 | 0 | 68.85 | 72.53 | 8 | 0
2020 | ENT_2_TVA_Transmission | ENT | TVA_Transmission | Internal | Summer | B3 | 75 | 2100 | 0 | 63.71 | 67.86 | 8 | 0
2020 | ENT_2_TVA_Transmission | ENT | TVA_Transmission | Internal | Summer | B4 | 100 | 2100 | 0 | 62.36 | 67.78 | 8 | 0
2020 | ENT_2_TVA_Transmission | ENT | TVA_Transmission | Internal | Summer | B5 | 200 | 2100 | 0 | 62.36 | 67.71 | 8 | 0
2020 | ENT_2_TVA_Transmission | ENT | TVA_Transmission | Internal | Summer | B6 | 300 | 2100 | 0 | 57.73 | 59.35 | 8 | 0
2020 | ENT_2_TVA_Transmission | ENT | TVA_Transmission | Internal | Summer | B7 | 400 | 2100 | 0 | 57.06 | 52.31 | 8 | 0
2020 | ENT_2_TVA_Transmission | ENT | TVA_Transmission | Internal | Summer | B8 | 500 | 2100 | 0 | 45.26 | 45.13 | 8 | 0
2020 | ENT_2_TVA_Transmission | ENT | TVA_Transmission | Internal | Summer | B9 | 800 | 2100 | 0 | 41 | 43.23 | 8 | 0
2020 | ENT_2_TVA_Transmission | ENT | TVA_Transmission | Internal | Summer | B10 | 1262 | 2100 | 0 | 40.71 | 42.03 | 8 | 0
2020 | ENT_2_TVA_Transmission | ENT | TVA_Transmission | Internal | Winter | B16 | 25 | 2100 | 423.42 | 65.65 | 73.65 | 8 | 0
2020 | ENT_2_TVA_Transmission | ENT | TVA_Transmission | Internal | Winter | B17 | 100 | 2100 | 1424.19 | 55.75 | 63.75 | 8 | 0
2020 | ENT_2_TVA_Transmission | ENT | TVA_Transmission | Internal | Winter | B18 | 400 | 2100 | 0 | 45.1 | 49.65 | 8 | 0
2020 | ENT_2_TVA_Transmission | ENT | TVA_Transmission | Internal | Winter | B19 | 700 | 2100 | 0 | 44.79 | 48.27 | 8 | 0
2020 | ENT_2_TVA_Transmission | ENT | TVA_Transmission | Internal | Winter | B20 | 935 | 2100 | 0 | 44.77 | 46.74 | 8 | 0
2020 | FRCC_2_SOCO | FRCC | SOCO | Internal | Shoulder | B11 | 25 | 900 | 0 | 78.89 | 71.24 | 8 | 0
2020 | FRCC_2_SOCO | FRCC | SOCO | Internal | Shoulder | B12 | 200 | 900 | 0 | 67.11 | 57.11 | 8 | 0
2020 | FRCC_2_SOCO | FRCC | SOCO | Internal | Shoulder | B13 | 600 | 900 | 0 | 53.62 | 43.62 | 8 | 0
2020 | FRCC_2_SOCO | FRCC | SOCO | Internal | Shoulder | B14 | 900 | 900 | 0 | 49.53 | 43.62 | 8 | 0
2020 | FRCC_2_SOCO | FRCC | SOCO | Internal | Shoulder | B15 | 1203 | 900 | 0 | 47.5 | 43.62 | 8 | 0
2020 | FRCC_2_SOCO | FRCC | SOCO | Internal | Summer | B1 | 10 | 900 | 0 | 86.85 | 76.85 | 8 | 0
2020 | FRCC_2_SOCO | FRCC | SOCO | Internal | Summer | B2 | 25 | 900 | 0 | 77.75 | 71.71 | 8 | 0
2020 | FRCC_2_SOCO | FRCC | SOCO | Internal | Summer | B3 | 75 | 900 | 0 | 77.75 | 71.71 | 8 | 0
2020 | FRCC_2_SOCO | FRCC | SOCO | Internal | Summer | B4 | 100 | 900 | 0 | 77.75 | 70.36 | 8 | 0
2020 | FRCC_2_SOCO | FRCC | SOCO | Internal | Summer | B5 | 200 | 900 | 0 | 77.75 | 70.36 | 8 | 0
2020 | FRCC_2_SOCO | FRCC | SOCO | Internal | Summer | B6 | 300 | 900 | 0 | 76.56 | 66.56 | 8 | 0
2020 | FRCC_2_SOCO | FRCC | SOCO | Internal | Summer | B7 | 400 | 900 | 0 | 66.06 | 60.08 | 8 | 0
2020 | FRCC_2_SOCO | FRCC | SOCO | Internal | Summer | B8 | 500 | 900 | 0 | 63.26 | 53.26 | 8 | 0
2020 | FRCC_2_SOCO | FRCC | SOCO | Internal | Summer | B9 | 800 | 900 | 0 | 52.76 | 42.76 | 8 | 0
2020 | FRCC_2_SOCO | FRCC | SOCO | Internal | Summer | B10 | 1262 | 900 | 0 | 46.76 | 42.35 | 8 | 0
2020 | FRCC_2_SOCO | FRCC | SOCO | Internal | Winter | B16 | 25 | 900 | 0 | 79.01 | 76.55 | 8 | 0
2020 | FRCC_2_SOCO | FRCC | SOCO | Internal | Winter | B17 | 100 | 900 | 0 | 70.31 | 63.64 | 8 | 0
2020 | FRCC_2_SOCO | FRCC | SOCO | Internal | Winter | B18 | 400 | 900 | 0 | 56.23 | 46.23 | 8 | 0
2020 | FRCC_2_SOCO | FRCC | SOCO | Internal | Winter | B19 | 700 | 900 | 0 | 52.72 | 46.23 | 8 | 0
2020 | FRCC_2_SOCO | FRCC | SOCO | Internal | Winter | B20 | 935 | 900 | 0 | 49.78 | 45.96 | 8 | 0
2020 | HQ_NEISO_2_NEISO | HQ_NEISO | NEISO | Internal | Shoulder | B11 | 25 | 99999 | 2920 | 37.48 | 37.5 | 0.01 | 0
2020 | HQ_NEISO_2_NEISO | HQ_NEISO | NEISO | Internal | Shoulder | B12 | 200 | 99999 | 2920 | 37.48 | 37.5 | 0.01 | 0
2020 | HQ_NEISO_2_NEISO | HQ_NEISO | NEISO | Internal | Shoulder | B13 | 600 | 99999 | 2920 | 37.48 | 37.5 | 0.01 | 0
2020 | HQ_NEISO_2_NEISO | HQ_NEISO | NEISO | Internal | Shoulder | B14 | 900 | 99999 | 2920 | 37.48 | 37.5 | 0.01 | 0
2020 | HQ_NEISO_2_NEISO | HQ_NEISO | NEISO | Internal | Shoulder | B15 | 1203 | 99999 | 1143.24 | 37.48 | 37.5 | 0.01 | 0
2020 | HQ_NEISO_2_NEISO | HQ_NEISO | NEISO | Internal | Summer | B1 | 10 | 99999 | 2920 | 81.04 | 81.05 | 0.01 | 0
2020 | HQ_NEISO_2_NEISO | HQ_NEISO | NEISO | Internal | Summer | B2 | 25 | 99999 | 2920 | 69.53 | 69.54 | 0.01 | 0
2020 | HQ_NEISO_2_NEISO | HQ_NEISO | NEISO | Internal | Summer | B3 | 75 | 99999 | 2920 | 49.91 | 49.92 | 0.01 | 0
2020 | HQ_NEISO_2_NEISO | HQ_NEISO | NEISO | Internal | Summer | B4 | 100 | 99999 | 2920 | 48.51 | 48.53 | 0.01 | 0
2020 | HQ_NEISO_2_NEISO | HQ_NEISO | NEISO | Internal | Summer | B5 | 200 | 99999 | 2920 | 35.66 | 35.67 | 0.01 | 0
2020 | HQ_NEISO_2_NEISO | HQ_NEISO | NEISO | Internal | Summer | B6 | 300 | 99999 | 2920 | 35.66 | 35.67 | 0.01 | 0
2020 | HQ_NEISO_2_NEISO | HQ_NEISO | NEISO | Internal | Summer | B7 | 400 | 99999 | 2920 | 34.6 | 34.61 | 0.01 | 0
2020 | HQ_NEISO_2_NEISO | HQ_NEISO | NEISO | Internal | Summer | B8 | 500 | 99999 | 2920 | 34.6 | 34.61 | 0.01 | 0
2020 | HQ_NEISO_2_NEISO | HQ_NEISO | NEISO | Internal | Summer | B9 | 800 | 99999 | 2920 | 34.6 | 34.61 | 0.01 | 0
2020 | HQ_NEISO_2_NEISO | HQ_NEISO | NEISO | Internal | Summer | B10 | 1262 | 99999 | 795.94 | 34.6 | 34.61 | 0.01 | 0
2020 | HQ_NEISO_2_NEISO | HQ_NEISO | NEISO | Internal | Winter | B16 | 25 | 99999 | 2920 | 46.41 | 46.42 | 0.01 | 0
2020 | HQ_NEISO_2_NEISO | HQ_NEISO | NEISO | Internal | Winter | B17 | 100 | 99999 | 2920 | 46.41 | 46.42 | 0.01 | 0
2020 | HQ_NEISO_2_NEISO | HQ_NEISO | NEISO | Internal | Winter | B18 | 400 | 99999 | 2920 | 46.41 | 46.42 | 0.01 | 0
2020 | HQ_NEISO_2_NEISO | HQ_NEISO | NEISO | Internal | Winter | B19 | 700 | 99999 | 2920 | 46.41 | 46.42 | 0.01 | 0
2020 | HQ_NEISO_2_NEISO | HQ_NEISO | NEISO | Internal | Winter | B20 | 935 | 99999 | 1233.58 | 46.41 | 46.42 | 0.01 | 0
2020 | HQ_NY_2_NYISO_A-F | HQ_NY | NYISO_A-F | Internal | Shoulder | B11 | 25 | 99999 | 1000 | 40.69 | 40.71 | 0.01 | 0
2020 | HQ_NY_2_NYISO_A-F | HQ_NY | NYISO_A-F | Internal | Shoulder | B12 | 200 | 99999 | 1000 | 42.27 | 42.28 | 0.01 | 0
2020 | HQ_NY_2_NYISO_A-F | HQ_NY | NYISO_A-F | Internal | Shoulder | B13 | 600 | 99999 | 1000 | 39.86 | 39.87 | 0.01 | 0
2020 | HQ_NY_2_NYISO_A-F | HQ_NY | NYISO_A-F | Internal | Shoulder | B14 | 900 | 99999 | 1000 | 39.56 | 39.57 | 0.01 | 0
2020 | HQ_NY_2_NYISO_A-F | HQ_NY | NYISO_A-F | Internal | Shoulder | B15 | 1203 | 99999 | 188.69 | 39.56 | 39.57 | 0.01 | 0
2020 | HQ_NY_2_NYISO_A-F | HQ_NY | NYISO_A-F | Internal | Summer | B1 | 10 | 99999 | 1000 | 58.72 | 58.73 | 0.01 | 0
2020 | HQ_NY_2_NYISO_A-F | HQ_NY | NYISO_A-F | Internal | Summer | B2 | 25 | 99999 | 1000 | 58.53 | 58.54 | 0.01 | 0
2020 | HQ_NY_2_NYISO_A-F | HQ_NY | NYISO_A-F | Internal | Summer | B3 | 75 | 99999 | 1000 | 52.5 | 52.51 | 0.01 | 0
2020 | HQ_NY_2_NYISO_A-F | HQ_NY | NYISO_A-F | Internal | Summer | B4 | 100 | 99999 | 1000 | 51.51 | 51.53 | 0.01 | 0
2020 | HQ_NY_2_NYISO_A-F | HQ_NY | NYISO_A-F | Internal | Summer | B5 | 200 | 99999 | 1000 | 46.13 | 46.14 | 0.01 | 0
2020 | HQ_NY_2_NYISO_A-F | HQ_NY | NYISO_A-F | Internal | Summer | B6 | 300 | 99999 | 1000 | 45.81 | 45.82 | 0.01 | 0
2020 | HQ_NY_2_NYISO_A-F | HQ_NY | NYISO_A-F | Internal | Summer | B7 | 400 | 99999 | 1000 | 39.45 | 39.46 | 0.01 | 0
2020 | HQ_NY_2_NYISO_A-F | HQ_NY | NYISO_A-F | Internal | Summer | B8 | 500 | 99999 | 1000 | 37.6 | 37.61 | 0.01 | 0
2020 | HQ_NY_2_NYISO_A-F | HQ_NY | NYISO_A-F | Internal | Summer | B9 | 800 | 99999 | 1000 | 37.59 | 37.6 | 0.01 | 0
2020 | HQ_NY_2_NYISO_A-F | HQ_NY | NYISO_A-F | Internal | Summer | B10 | 1262 | 99999 | 30.11 | 37.59 | 37.6 | 0.01 | 0
2020 | HQ_NY_2_NYISO_A-F | HQ_NY | NYISO_A-F | Internal | Winter | B16 | 25 | 99999 | 1000 | 49.39 | 49.4 | 0.01 | 0
2020 | HQ_NY_2_NYISO_A-F | HQ_NY | NYISO_A-F | Internal | Winter | B17 | 100 | 99999 | 1000 | 46.33 | 46.34 | 0.01 | 0
2020 | HQ_NY_2_NYISO_A-F | HQ_NY | NYISO_A-F | Internal | Winter | B18 | 400 | 99999 | 1000 | 43.41 | 43.42 | 0.01 | 0
2020 | HQ_NY_2_NYISO_A-F | HQ_NY | NYISO_A-F | Internal | Winter | B19 | 700 | 99999 | 1000 | 43.41 | 43.42 | 0.01 | 0
2020 | HQ_NY_2_NYISO_A-F | HQ_NY | NYISO_A-F | Internal | Winter | B20 | 935 | 99999 | 229.95 | 43.41 | 43.42 | 0.01 | 0
2020 | HQ_IESO_2_IESO | HQ_IESO | IESO | Internal | Shoulder | B11 | 25 | 99999 | 400 | 32.56 | 32.57 | 0.01 | 0
2020 | HQ_IESO_2_IESO | HQ_IESO | IESO | Internal | Shoulder | B12 | 200 | 99999 | 400 | 32.56 | 32.57 | 0.01 | 0
2020 | HQ_IESO_2_IESO | HQ_IESO | IESO | Internal | Shoulder | B13 | 600 | 99999 | 400 | 32.56 | 32.57 | 0.01 | 0
2020 | HQ_IESO_2_IESO | HQ_IESO | IESO | Internal | Shoulder | B14 | 900 | 99999 | 400 | 32.56 | 32.57 | 0.01 | 0
2020 | HQ_IESO_2_IESO | HQ_IESO | IESO | Internal | Shoulder | B15 | 1203 | 99999 | 75.48 | 32.56 | 32.57 | 0.01 | 0
2020 | HQ_IESO_2_IESO | HQ_IESO | IESO | Internal | Summer | B1 | 10 | 99999 | 400 | 51.72 | 51.73 | 0.01 | 0
2020 | HQ_IESO_2_IESO | HQ_IESO | IESO | Internal | Summer | B2 | 25 | 99999 | 400 | 51.53 | 51.54 | 0.01 | 0
2020 | HQ_IESO_2_IESO | HQ_IESO | IESO | Internal | Summer | B3 | 75 | 99999 | 400 | 40.18 | 40.2 | 0.01 | 0
2020 | HQ_IESO_2_IESO | HQ_IESO | IESO | Internal | Summer | B4 | 100 | 99999 | 400 | 39.13 | 39.14 | 0.01 | 0
2020 | HQ_IESO_2_IESO | HQ_IESO | IESO | Internal | Summer | B5 | 200 | 99999 | 400 | 39.13 | 39.14 | 0.01 | 0
2020 | HQ_IESO_2_IESO | HQ_IESO | IESO | Internal | Summer | B6 | 300 | 99999 | 400 | 38.81 | 38.82 | 0.01 | 0
2020 | HQ_IESO_2_IESO | HQ_IESO | IESO | Internal | Summer | B7 | 400 | 99999 | 400 | 32.45 | 32.46 | 0.01 | 0
2020 | HQ_IESO_2_IESO | HQ_IESO | IESO | Internal | Summer | B8 | 500 | 99999 | 400 | 30.6 | 30.61 | 0.01 | 0
2020 | HQ_IESO_2_IESO | HQ_IESO | IESO | Internal | Summer | B9 | 800 | 99999 | 400 | 30.59 | 30.6 | 0.01 | 0
2020 | HQ_IESO_2_IESO | HQ_IESO | IESO | Internal | Summer | B10 | 1262 | 99999 | 12.04 | 30.59 | 30.6 | 0.01 | 0
2020 | HQ_IESO_2_IESO | HQ_IESO | IESO | Internal | Winter | B16 | 25 | 99999 | 400 | 42.39 | 42.4 | 0.01 | 0
2020 | HQ_IESO_2_IESO | HQ_IESO | IESO | Internal | Winter | B17 | 100 | 99999 | 400 | 39.33 | 39.34 | 0.01 | 0
2020 | HQ_IESO_2_IESO | HQ_IESO | IESO | Internal | Winter | B18 | 400 | 99999 | 400 | 36.41 | 36.42 | 0.01 | 0
2020 | HQ_IESO_2_IESO | HQ_IESO | IESO | Internal | Winter | B19 | 700 | 99999 | 400 | 36.41 | 36.42 | 0.01 | 0
2020 | HQ_IESO_2_IESO | HQ_IESO | IESO | Internal | Winter | B20 | 935 | 99999 | 91.98 | 36.41 | 36.42 | 0.01 | 0
2020 | IESO_2_MAPP_CA | IESO | MAPP_CA | Internal | Shoulder | B11 | 25 | 262 | 262 | 32.57 | 49.08 | 7 | 9.51
2020 | IESO_2_MAPP_CA | IESO | MAPP_CA | Internal | Shoulder | B12 | 200 | 262 | 262 | 32.57 | 55.81 | 7 | 16.24
2020 | IESO_2_MAPP_CA | IESO | MAPP_CA | Internal | Shoulder | B13 | 600 | 262 | 262 | 32.57 | 46.51 | 7 | 6.94
2020 | IESO_2_MAPP_CA | IESO | MAPP_CA | Internal | Shoulder | B14 | 900 | 262 | 262 | 32.57 | 44.31 | 7 | 4.74
2020 | IESO_2_MAPP_CA | IESO | MAPP_CA | Internal | Shoulder | B15 | 1203 | 262 | 262 | 32.57 | 44.31 | 7 | 4.74
2020 | IESO_2_MAPP_CA | IESO | MAPP_CA | Internal | Summer | B1 | 10 | 262 | 137.08 | 51.73 | 58.73 | 7 | 0
2020 | IESO_2_MAPP_CA | IESO | MAPP_CA | Internal | Summer | B2 | 25 | 262 | 241.87 | 51.54 | 58.54 | 7 | 0
2020 | IESO_2_MAPP_CA | IESO | MAPP_CA | Internal | Summer | B3 | 75 | 262 | 262 | 40.2 | 63.81 | 7 | 16.62
2020 | IESO_2_MAPP_CA | IESO | MAPP_CA | Internal | Summer | B4 | 100 | 262 | 262 | 39.14 | 52.03 | 7 | 5.89
2020 | IESO_2_MAPP_CA | IESO | MAPP_CA | Internal | Summer | B5 | 200 | 262 | 262 | 39.14 | 52.03 | 7 | 5.89
2020 | IESO_2_MAPP_CA | IESO | MAPP_CA | Internal | Summer | B6 | 300 | 262 | 262 | 38.82 | 47.12 | 7 | 1.3
2020 | IESO_2_MAPP_CA | IESO | MAPP_CA | Internal | Summer | B7 | 400 | 262 | 262 | 32.46 | 47.12 | 7 | 7.66
2020 | IESO_2_MAPP_CA | IESO | MAPP_CA | Internal | Summer | B8 | 500 | 262 | 262 | 30.61 | 39.2 | 7 | 1.58
2020 | IESO_2_MAPP_CA | IESO | MAPP_CA | Internal | Summer | B9 | 800 | 262 | 262 | 30.6 | 39.2 | 7 | 1.6
2020 | IESO_2_MAPP_CA | IESO | MAPP_CA | Internal | Summer | B10 | 1262 | 262 | 262 | 30.6 | 39.2 | 7 | 1.6
2020 | IESO_2_MAPP_CA | IESO | MAPP_CA | Internal | Winter | B16 | 25 | 262 | 262 | 42.4 | 65.64 | 7 | 16.24
2020 | IESO_2_MAPP_CA | IESO | MAPP_CA | Internal | Winter | B17 | 100 | 262 | 262 | 39.34 | 55.86 | 7 | 9.53
2020 | IESO_2_MAPP_CA | IESO | MAPP_CA | Internal | Winter | B18 | 400 | 262 | 262 | 36.42 | 47.12 | 7 | 3.7
2020 | IESO_2_MAPP_CA | IESO | MAPP_CA | Internal | Winter | B19 | 700 | 262 | 262 | 36.42 | 47.12 | 7 | 3.7
2020 | IESO_2_MAPP_CA | IESO | MAPP_CA | Internal | Winter | B20 | 935 | 262 | 262 | 36.42 | 47.12 | 7 | 3.7
2020 | IESO_2_MISO_MI | IESO | MISO_MI | Internal | Shoulder | B11 | 25 | 1840 | 1840 | 32.57 | 60.24 | 7 | 20.67
2020 | IESO_2_MISO_MI | IESO | MISO_MI | Internal | Shoulder | B12 | 200 | 1840 | 1840 | 32.57 | 55.86 | 7 | 16.29
2020 | IESO_2_MISO_MI | IESO | MISO_MI | Internal | Shoulder | B13 | 600 | 1840 | 1840 | 32.57 | 46.55 | 7 | 6.98
2020 | IESO_2_MISO_MI | IESO | MISO_MI | Internal | Shoulder | B14 | 900 | 1840 | 1840 | 32.57 | 41.83 | 7 | 2.26
2020 | IESO_2_MISO_MI | IESO | MISO_MI | Internal | Shoulder | B15 | 1203 | 1840 | 0 | 32.57 | 39.45 | 7 | 0
2020 | IESO_2_MISO_MI | IESO | MISO_MI | Internal | Summer | B1 | 10 | 1840 | 1840 | 51.73 | 66.17 | 7 | 7.44
2020 | IESO_2_MISO_MI | IESO | MISO_MI | Internal | Summer | B2 | 25 | 1840 | 1840 | 51.54 | 64.56 | 7 | 6.02
2020 | IESO_2_MISO_MI | IESO | MISO_MI | Internal | Summer | B3 | 75 | 1840 | 1840 | 40.2 | 63.86 | 7 | 16.67
2020 | IESO_2_MISO_MI | IESO | MISO_MI | Internal | Summer | B4 | 100 | 1840 | 1840 | 39.14 | 62.01 | 7 | 15.87
2020 | IESO_2_MISO_MI | IESO | MISO_MI | Internal | Summer | B5 | 200 | 1840 | 1840 | 39.14 | 61.14 | 7 | 15
2020 | IESO_2_MISO_MI | IESO | MISO_MI | Internal | Summer | B6 | 300 | 1840 | 1840 | 38.82 | 54.05 | 7 | 8.23
2020 | IESO_2_MISO_MI | IESO | MISO_MI | Internal | Summer | B7 | 400 | 1840 | 1840 | 32.46 | 49.08 | 7 | 9.62
2020 | IESO_2_MISO_MI | IESO | MISO_MI | Internal | Summer | B8 | 500 | 1840 | 1840 | 30.61 | 38.79 | 7 | 1.18
2020 | IESO_2_MISO_MI | IESO | MISO_MI | Internal | Summer | B9 | 800 | 1840 | 846.24 | 30.6 | 37.6 | 7 | 0
2020 | IESO_2_MISO_MI | IESO | MISO_MI | Internal | Summer | B10 | 1262 | 1840 | 178.56 | 30.6 | 37.6 | 7 | 0
2020 | IESO_2_MISO_MI | IESO | MISO_MI | Internal | Winter | B16 | 25 | 1840 | 1840 | 42.4 | 65.66 | 7 | 16.26
2020 | IESO_2_MISO_MI | IESO | MISO_MI | Internal | Winter | B17 | 100 | 1840 | 1840 | 39.34 | 55.91 | 7 | 9.57
2020 | IESO_2_MISO_MI | IESO | MISO_MI | Internal | Winter | B18 | 400 | 1840 | 1840 | 36.42 | 46.67 | 7 | 3.25
2020 | IESO_2_MISO_MI | IESO | MISO_MI | Internal | Winter | B19 | 700 | 1840 | 1840 | 36.42 | 43.57 | 7 | 0.14
2020 | IESO_2_MISO_MI | IESO | MISO_MI | Internal | Winter | B20 | 935 | 1840 | 0 | 36.42 | 39.88 | 7 | 0
2020 | IESO_2_MISO_W | IESO | MISO_W | Internal | Shoulder | B11 | 25 | 214 | 214 | 32.57 | 60.24 | 7 | 20.67
2020 | IESO_2_MISO_W | IESO | MISO_W | Internal | Shoulder | B12 | 200 | 214 | 214 | 32.57 | 55.82 | 7 | 16.25
2020 | IESO_2_MISO_W | IESO | MISO_W | Internal | Shoulder | B13 | 600 | 214 | 214 | 32.57 | 46.52 | 7 | 6.95
2020 | IESO_2_MISO_W | IESO | MISO_W | Internal | Shoulder | B14 | 900 | 214 | 214 | 32.57 | 41.8 | 7 | 2.22
2020 | IESO_2_MISO_W | IESO | MISO_W | Internal | Shoulder | B15 | 1203 | 214 | 0 | 32.57 | 39.41 | 7 | 0
2020 | IESO_2_MISO_W | IESO | MISO_W | Internal | Summer | B1 | 10 | 214 | 214 | 51.73 | 66.13 | 7 | 7.4
2020 | IESO_2_MISO_W | IESO | MISO_W | Internal | Summer | B2 | 25 | 214 | 214 | 51.54 | 64.53 | 7 | 5.99
2020 | IESO_2_MISO_W | IESO | MISO_W | Internal | Summer | B3 | 75 | 214 | 214 | 40.2 | 63.83 | 7 | 16.63
2020 | IESO_2_MISO_W | IESO | MISO_W | Internal | Summer | B4 | 100 | 214 | 214 | 39.14 | 61.97 | 7 | 15.84
2020 | IESO_2_MISO_W | IESO | MISO_W | Internal | Summer | B5 | 200 | 214 | 214 | 39.14 | 61.13 | 7 | 14.99
2020 | IESO_2_MISO_W | IESO | MISO_W | Internal | Summer | B6 | 300 | 214 | 214 | 38.82 | 54.02 | 7 | 8.2
2020 | IESO_2_MISO_W | IESO | MISO_W | Internal | Summer | B7 | 400 | 214 | 214 | 32.46 | 49.04 | 7 | 9.58
2020 | IESO_2_MISO_W | IESO | MISO_W | Internal | Summer | B8 | 500 | 214 | 214 | 30.61 | 38.76 | 7 | 1.14
2020 | IESO_2_MISO_W | IESO | MISO_W | Internal | Summer | B9 | 800 | 214 | 0 | 30.6 | 37.57 | 7 | 0
2020 | IESO_2_MISO_W | IESO | MISO_W | Internal | Summer | B10 | 1262 | 214 | 0 | 30.6 | 37.07 | 7 | 0
2020 | IESO_2_MISO_W | IESO | MISO_W | Internal | Winter | B16 | 25 | 214 | 214 | 42.4 | 65.65 | 7 | 16.25
2020 | IESO_2_MISO_W | IESO | MISO_W | Internal | Winter | B17 | 100 | 214 | 214 | 39.34 | 55.88 | 7 | 9.54
2020 | IESO_2_MISO_W | IESO | MISO_W | Internal | Winter | B18 | 400 | 214 | 214 | 36.42 | 46.63 | 7 | 3.21
2020 | IESO_2_MISO_W | IESO | MISO_W | Internal | Winter | B19 | 700 | 214 | 214 | 36.42 | 43.53 | 7 | 0.11
2020 | IESO_2_MISO_W | IESO | MISO_W | Internal | Winter | B20 | 935 | 214 | 0 | 36.42 | 39.85 | 7 | 0
2020 | IESO_2_NYISO_A-F | IESO | NYISO_A-F | Internal | Shoulder | B11 | 25 | 1725 | 1725 | 32.57 | 40.71 | 7 | 1.14
2020 | IESO_2_NYISO_A-F | IESO | NYISO_A-F | Internal | Shoulder | B12 | 200 | 1725 | 1725 | 32.57 | 42.28 | 7 | 2.71
2020 | IESO_2_NYISO_A-F | IESO | NYISO_A-F | Internal | Shoulder | B13 | 600 | 1725 | 1725 | 32.57 | 39.87 | 7 | 0.3
2020 | IESO_2_NYISO_A-F | IESO | NYISO_A-F | Internal | Shoulder | B14 | 900 | 1725 | 1661.04 | 32.57 | 39.57 | 7 | 0
2020 | IESO_2_NYISO_A-F | IESO | NYISO_A-F | Internal | Shoulder | B15 | 1203 | 1725 | 1420.36 | 32.57 | 39.57 | 7 | 0
2020 | IESO_2_NYISO_A-F | IESO | NYISO_A-F | Internal | Summer | B1 | 10 | 1725 | 1300.9 | 51.73 | 58.73 | 7 | 0
2020 | IESO_2_NYISO_A-F | IESO | NYISO_A-F | Internal | Summer | B2 | 25 | 1725 | 1709.6 | 51.54 | 58.54 | 7 | 0
2020 | IESO_2_NYISO_A-F | IESO | NYISO_A-F | Internal | Summer | B3 | 75 | 1725 | 1725 | 40.2 | 52.51 | 7 | 5.32
2020 | IESO_2_NYISO_A-F | IESO | NYISO_A-F | Internal | Summer | B4 | 100 | 1725 | 1725 | 39.14 | 51.53 | 7 | 5.39
2020 | IESO_2_NYISO_A-F | IESO | NYISO_A-F | Internal | Summer | B5 | 200 | 1725 | 1196.01 | 39.14 | 46.14 | 7 | 0
2020 | IESO_2_NYISO_A-F | IESO | NYISO_A-F | Internal | Summer | B6 | 300 | 1725 | 239.67 | 38.82 | 45.82 | 7 | 0
2020 | IESO_2_NYISO_A-F | IESO | NYISO_A-F | Internal | Summer | B7 | 400 | 1725 | 952.73 | 32.46 | 39.46 | 7 | 0
2020 | IESO_2_NYISO_A-F | IESO | NYISO_A-F | Internal | Summer | B8 | 500 | 1725 | 1697.12 | 30.61 | 37.61 | 7 | 0
2020 | IESO_2_NYISO_A-F | IESO | NYISO_A-F | Internal | Summer | B9 | 800 | 1725 | 1417.72 | 30.6 | 37.6 | 7 | 0
2020 | IESO_2_NYISO_A-F | IESO | NYISO_A-F | Internal | Summer | B10 | 1262 | 1725 | 1332.76 | 30.6 | 37.6 | 7 | 0
2020 | IESO_2_NYISO_A-F | IESO | NYISO_A-F | Internal | Winter | B16 | 25 | 1725 | 788.4 | 42.4 | 49.4 | 7 | 0
2020 | IESO_2_NYISO_A-F | IESO | NYISO_A-F | Internal | Winter | B17 | 100 | 1725 | 1081.96 | 39.34 | 46.34 | 7 | 0
2020 | IESO_2_NYISO_A-F | IESO | NYISO_A-F | Internal | Winter | B18 | 400 | 1725 | 927.86 | 36.42 | 43.42 | 7 | 0
2020 | IESO_2_NYISO_A-F | IESO | NYISO_A-F | Internal | Winter | B19 | 700 | 1725 | 767.43 | 36.42 | 43.42 | 7 | 0
2020 | IESO_2_NYISO_A-F | IESO | NYISO_A-F | Internal | Winter | B20 | 935 | 1725 | 995.77 | 36.42 | 43.42 | 7 | 0
2020 | MAPP_CA_2_IESO | MAPP_CA | IESO | Internal | Shoulder | B11 | 25 | 330 | 0 | 49.08 | 32.57 | 8 | 0
2020 | MAPP_CA_2_IESO | MAPP_CA | IESO | Internal | Shoulder | B12 | 200 | 330 | 0 | 55.81 | 32.57 | 8 | 0
2020 | MAPP_CA_2_IESO | MAPP_CA | IESO | Internal | Shoulder | B13 | 600 | 330 | 0 | 46.51 | 32.57 | 8 | 0
2020 | MAPP_CA_2_IESO | MAPP_CA | IESO | Internal | Shoulder | B14 | 900 | 330 | 0 | 44.31 | 32.57 | 8 | 0
2020 | MAPP_CA_2_IESO | MAPP_CA | IESO | Internal | Shoulder | B15 | 1203 | 330 | 0 | 44.31 | 32.57 | 8 | 0
2020 | MAPP_CA_2_IESO | MAPP_CA | IESO | Internal | Summer | B1 | 10 | 330 | 0 | 58.73 | 51.73 | 8 | 0
2020 | MAPP_CA_2_IESO | MAPP_CA | IESO | Internal | Summer | B2 | 25 | 330 | 0 | 58.54 | 51.54 | 8 | 0
2020 | MAPP_CA_2_IESO | MAPP_CA | IESO | Internal | Summer | B3 | 75 | 330 | 0 | 63.81 | 40.2 | 8 | 0
2020 | MAPP_CA_2_IESO | MAPP_CA | IESO | Internal | Summer | B4 | 100 | 330 | 0 | 52.03 | 39.14 | 8 | 0
2020 | MAPP_CA_2_IESO | MAPP_CA | IESO | Internal | Summer | B5 | 200 | 330 | 0 | 52.03 | 39.14 | 8 | 0
2020 | MAPP_CA_2_IESO | MAPP_CA | IESO | Internal | Summer | B6 | 300 | 330 | 0 | 47.12 | 38.82 | 8 | 0
2020 | MAPP_CA_2_IESO | MAPP_CA | IESO | Internal | Summer | B7 | 400 | 330 | 0 | 47.12 | 32.46 | 8 | 0
2020 | MAPP_CA_2_IESO | MAPP_CA | IESO | Internal | Summer | B8 | 500 | 330 | 0 | 39.2 | 30.61 | 8 | 0
2020 | MAPP_CA_2_IESO | MAPP_CA | IESO | Internal | Summer | B9 | 800 | 330 | 0 | 39.2 | 30.6 | 8 | 0
2020 | MAPP_CA_2_IESO | MAPP_CA | IESO | Internal | Summer | B10 | 1262 | 330 | 0 | 39.2 | 30.6 | 8 | 0
2020 | MAPP_CA_2_IESO | MAPP_CA | IESO | Internal | Winter | B16 | 25 | 330 | 0 | 65.64 | 42.4 | 8 | 0
2020 | MAPP_CA_2_IESO | MAPP_CA | IESO | Internal | Winter | B17 | 100 | 330 | 0 | 55.86 | 39.34 | 8 | 0
2020 | MAPP_CA_2_IESO | MAPP_CA | IESO | Internal | Winter | B18 | 400 | 330 | 0 | 47.12 | 36.42 | 8 | 0
2020 | MAPP_CA_2_IESO | MAPP_CA | IESO | Internal | Winter | B19 | 700 | 330 | 0 | 47.12 | 36.42 | 8 | 0
2020 | MAPP_CA_2_IESO | MAPP_CA | IESO | Internal | Winter | B20 | 935 | 330 | 0 | 47.12 | 36.42 | 8 | 0
2020 | MAPP_CA_2_MAPP_US | MAPP_CA | MAPP_US | Internal | Shoulder | B11 | 25 | 437 | 151.86 | 49.08 | 56.08 | 7 | 0
2020 | MAPP_CA_2_MAPP_US | MAPP_CA | MAPP_US | Internal | Shoulder | B12 | 200 | 437 | 0 | 55.81 | 51.46 | 7 | 0
2020 | MAPP_CA_2_MAPP_US | MAPP_CA | MAPP_US | Internal | Shoulder | B13 | 600 | 437 | 0 | 46.51 | 39.52 | 7 | 0
2020 | MAPP_CA_2_MAPP_US | MAPP_CA | MAPP_US | Internal | Shoulder | B14 | 900 | 437 | 0 | 44.31 | 37.31 | 7 | 0
2020 | MAPP_CA_2_MAPP_US | MAPP_CA | MAPP_US | Internal | Shoulder | B15 | 1203 | 437 | 0 | 44.31 | 37.26 | 7 | 0
2020 | MAPP_CA_2_MAPP_US | MAPP_CA | MAPP_US | Internal | Summer | B1 | 10 | 437 | 0 | 58.73 | 59.75 | 7 | 0
2020 | MAPP_CA_2_MAPP_US | MAPP_CA | MAPP_US | Internal | Summer | B2 | 25 | 437 | 0 | 58.54 | 59.75 | 7 | 0
2020 | MAPP_CA_2_MAPP_US | MAPP_CA | MAPP_US | Internal | Summer | B3 | 75 | 437 | 0 | 63.81 | 59.75 | 7 | 0
2020 | MAPP_CA_2_MAPP_US | MAPP_CA | MAPP_US | Internal | Summer | B4 | 100 | 437 | 0 | 52.03 | 58.33 | 7 | 0
2020 | MAPP_CA_2_MAPP_US | MAPP_CA | MAPP_US | Internal | Summer | B5 | 200 | 437 | 0 | 52.03 | 56.2 | 7 | 0
2020 | MAPP_CA_2_MAPP_US | MAPP_CA | MAPP_US | Internal | Summer | B6 | 300 | 437 | 0 | 47.12 | 49.88 | 7 | 0
2020 | MAPP_CA_2_MAPP_US | MAPP_CA | MAPP_US | Internal | Summer | B7 | 400 | 437 | 0 | 47.12 | 49.04 | 7 | 0
2020 | MAPP_CA_2_MAPP_US | MAPP_CA | MAPP_US | Internal | Summer | B8 | 500 | 437 | 0 | 39.2 | 38.75 | 7 | 0
2020 | MAPP_CA_2_MAPP_US | MAPP_CA | MAPP_US | Internal | Summer | B9 | 800 | 437 | 0 | 39.2 | 34.01 | 7 | 0
2020 | MAPP_CA_2_MAPP_US | MAPP_CA | MAPP_US | Internal | Summer | B10 | 1262 | 437 | 0 | 39.2 | 32.2 | 7 | 0
2020 | MAPP_CA_2_MAPP_US | MAPP_CA | MAPP_US | Internal | Winter | B16 | 25 | 437 | 0 | 65.64 | 58.65 | 7 | 0
2020 | MAPP_CA_2_MAPP_US | MAPP_CA | MAPP_US | Internal | Winter | B17 | 100 | 437 | 0 | 55.86 | 48.88 | 7 | 0
2020 | MAPP_CA_2_MAPP_US | MAPP_CA | MAPP_US | Internal | Winter | B18 | 400 | 437 | 0 | 47.12 | 39.63 | 7 | 0
2020 | MAPP_CA_2_MAPP_US | MAPP_CA | MAPP_US | Internal | Winter | B19 | 700 | 437 | 0 | 47.12 | 39.63 | 7 | 0
2020 | MAPP_CA_2_MAPP_US | MAPP_CA | MAPP_US | Internal | Winter | B20 | 935 | 437 | 0 | 47.12 | 36.37 | 7 | 0
2020 | MAPP_CA_2_MISO_W | MAPP_CA | MISO_W | Internal | Shoulder | B11 | 25 | 2058 | 2058 | 49.08 | 60.24 | 0.01 | 11.15
2020 | MAPP_CA_2_MISO_W | MAPP_CA | MISO_W | Internal | Shoulder | B12 | 200 | 2058 | 1853.99 | 55.81 | 55.82 | 0.01 | 0
2020 | MAPP_CA_2_MISO_W | MAPP_CA | MISO_W | Internal | Shoulder | B13 | 600 | 2058 | 788.91 | 46.51 | 46.52 | 0.01 | 0
2020 | MAPP_CA_2_MISO_W | MAPP_CA | MISO_W | Internal | Shoulder | B14 | 900 | 2058 | 0 | 44.31 | 41.8 | 0.01 | 0
2020 | MAPP_CA_2_MISO_W | MAPP_CA | MISO_W | Internal | Shoulder | B15 | 1203 | 2058 | 0 | 44.31 | 39.41 | 0.01 | 0
2020 | MAPP_CA_2_MISO_W | MAPP_CA | MISO_W | Internal | Summer | B1 | 10 | 2058 | 2058 | 58.73 | 66.13 | 0.01 | 7.39
2020 | MAPP_CA_2_MISO_W | MAPP_CA | MISO_W | Internal | Summer | B2 | 25 | 2058 | 2058 | 58.54 | 64.53 | 0.01 | 5.98
2020 | MAPP_CA_2_MISO_W | MAPP_CA | MISO_W | Internal | Summer | B3 | 75 | 2058 | 2011.18 | 63.81 | 63.83 | 0.01 | 0
2020 | MAPP_CA_2_MISO_W | MAPP_CA | MISO_W | Internal | Summer | B4 | 100 | 2058 | 2058 | 52.03 | 61.97 | 0.01 | 9.93
2020 | MAPP_CA_2_MISO_W | MAPP_CA | MISO_W | Internal | Summer | B5 | 200 | 2058 | 2058 | 52.03 | 61.13 | 0.01 | 9.09
2020 | MAPP_CA_2_MISO_W | MAPP_CA | MISO_W | Internal | Summer | B6 | 300 | 2058 | 2058 | 47.12 | 54.02 | 0.01 | 6.89
2020 | MAPP_CA_2_MISO_W | MAPP_CA | MISO_W | Internal | Summer | B7 | 400 | 2058 | 2058 | 47.12 | 49.04 | 0.01 | 1.91
2020 | MAPP_CA_2_MISO_W | MAPP_CA | MISO_W | Internal | Summer | B8 | 500 | 2058 | 0 | 39.2 | 38.76 | 0.01 | 0
2020 | MAPP_CA_2_MISO_W | MAPP_CA | MISO_W | Internal | Summer | B9 | 800 | 2058 | 0 | 39.2 | 37.57 | 0.01 | 0
2020 | MAPP_CA_2_MISO_W | MAPP_CA | MISO_W | Internal | Summer | B10 | 1262 | 2058 | 0 | 39.2 | 37.07 | 0.01 | 0
2020 | MAPP_CA_2_MISO_W | MAPP_CA | MISO_W | Internal | Winter | B16 | 25 | 2058 | 1435.53 | 65.64 | 65.65 | 0.01 | 0
2020 | MAPP_CA_2_MISO_W | MAPP_CA | MISO_W | Internal | Winter | B17 | 100 | 2058 | 1298.53 | 55.86 | 55.88 | 0.01 | 0
2020 | MAPP_CA_2_MISO_W | MAPP_CA | MISO_W | Internal | Winter | B18 | 400 | 2058 | 0 | 47.12 | 46.63 | 0.01 | 0
2020 | MAPP_CA_2_MISO_W | MAPP_CA | MISO_W | Internal | Winter | B19 | 700 | 2058 | 0 | 47.12 | 43.53 | 0.01 | 0
2020 | MAPP_CA_2_MISO_W | MAPP_CA | MISO_W | Internal | Winter | B20 | 935 | 2058 | 0 | 47.12 | 39.85 | 0.01 | 0
2020 | MAPP_US_2_MAPP_CA | MAPP_US | MAPP_CA | Internal | Shoulder | B11 | 25 | 230 | 0 | 56.08 | 49.08 | 7 | 0
2020 | MAPP_US_2_MAPP_CA | MAPP_US | MAPP_CA | Internal | Shoulder | B12 | 200 | 230 | 0 | 51.46 | 55.81 | 7 | 0
2020 | MAPP_US_2_MAPP_CA | MAPP_US | MAPP_CA | Internal | Shoulder | B13 | 600 | 230 | 0 | 39.52 | 46.51 | 7 | 0
2020 | MAPP_US_2_MAPP_CA | MAPP_US | MAPP_CA | Internal | Shoulder | B14 | 900 | 230 | 147.88 | 37.31 | 44.31 | 7 | 0
2020 | MAPP_US_2_MAPP_CA | MAPP_US | MAPP_CA | Internal | Shoulder | B15 | 1203 | 230 | 230 | 37.26 | 44.31 | 7 | 0.05
2020 | MAPP_US_2_MAPP_CA | MAPP_US | MAPP_CA | Internal | Summer | B1 | 10 | 230 | 0 | 59.75 | 58.73 | 7 | 0
2020 | MAPP_US_2_MAPP_CA | MAPP_US | MAPP_CA | Internal | Summer | B2 | 25 | 230 | 0 | 59.75 | 58.54 | 7 | 0
2020 | MAPP_US_2_MAPP_CA | MAPP_US | MAPP_CA | Internal | Summer | B3 | 75 | 230 | 0 | 59.75 | 63.81 | 7 | 0
2020 | MAPP_US_2_MAPP_CA | MAPP_US | MAPP_CA | Internal | Summer | B4 | 100 | 230 | 0 | 58.33 | 52.03 | 7 | 0
2020 | MAPP_US_2_MAPP_CA | MAPP_US | MAPP_CA | Internal | Summer | B5 | 200 | 230 | 0 | 56.2 | 52.03 | 7 | 0
2020 | MAPP_US_2_MAPP_CA | MAPP_US | MAPP_CA | Internal | Summer | B6 | 300 | 230 | 0 | 49.88 | 47.12 | 7 | 0
2020 | MAPP_US_2_MAPP_CA | MAPP_US | MAPP_CA | Internal | Summer | B7 | 400 | 230 | 0 | 49.04 | 47.12 | 7 | 0
2020 | MAPP_US_2_MAPP_CA | MAPP_US | MAPP_CA | Internal | Summer | B8 | 500 | 230 | 0 | 38.75 | 39.2 | 7 | 0
2020 | MAPP_US_2_MAPP_CA | MAPP_US | MAPP_CA | Internal | Summer | B9 | 800 | 230 | 0 | 34.01 | 39.2 | 7 | 0
2020 | MAPP_US_2_MAPP_CA | MAPP_US | MAPP_CA | Internal | Summer | B10 | 1262 | 230 | 223.3 | 32.2 | 39.2 | 7 | 0
2020 | MAPP_US_2_MAPP_CA | MAPP_US | MAPP_CA | Internal | Winter | B16 | 25 | 230 | 0 | 58.65 | 65.64 | 7 | 0
2020 | MAPP_US_2_MAPP_CA | MAPP_US | MAPP_CA | Internal | Winter | B17 | 100 | 230 | 0 | 48.88 | 55.86 | 7 | 0
2020 | MAPP_US_2_MAPP_CA | MAPP_US | MAPP_CA | Internal | Winter | B18 | 400 | 230 | 230 | 39.63 | 47.12 | 7 | 0.48
2020 | MAPP_US_2_MAPP_CA | MAPP_US | MAPP_CA | Internal | Winter | B19 | 700 | 230 | 230 | 39.63 | 47.12 | 7 | 0.48
2020 | MAPP_US_2_MAPP_CA | MAPP_US | MAPP_CA | Internal | Winter | B20 | 935 | 230 | 230 | 36.37 | 47.12 | 7 | 3.75
2020 | MAPP_US_2_MISO_W | MAPP_US | MISO_W | Internal | Shoulder | B11 | 25 | 2635 | 0 | 56.08 | 60.24 | 7 | 0
2020 | MAPP_US_2_MISO_W | MAPP_US | MISO_W | Internal | Shoulder | B12 | 200 | 2635 | 0 | 51.46 | 55.82 | 7 | 0
2020 | MAPP_US_2_MISO_W | MAPP_US | MISO_W | Internal | Shoulder | B13 | 600 | 2635 | 431.25 | 39.52 | 46.52 | 7 | 0
2020 | MAPP_US_2_MISO_W | MAPP_US | MISO_W | Internal | Shoulder | B14 | 900 | 2635 | 0 | 37.31 | 41.8 | 7 | 0
2020 | MAPP_US_2_MISO_W | MAPP_US | MISO_W | Internal | Shoulder | B15 | 1203 | 2635 | 0 | 37.26 | 39.41 | 7 | 0
2020 | MAPP_US_2_MISO_W | MAPP_US | MISO_W | Internal | Summer | B1 | 10 | 2635 | 0 | 59.75 | 66.13 | 7 | 0
2020 | MAPP_US_2_MISO_W | MAPP_US | MISO_W | Internal | Summer | B2 | 25 | 2635 | 0 | 59.75 | 64.53 | 7 | 0
2020 | MAPP_US_2_MISO_W | MAPP_US | MISO_W | Internal | Summer | B3 | 75 | 2635 | 0 | 59.75 | 63.83 | 7 | 0
2020 | MAPP_US_2_MISO_W | MAPP_US | MISO_W | Internal | Summer | B4 | 100 | 2635 | 0 | 58.33 | 61.97 | 7 | 0
2020 | MAPP_US_2_MISO_W | MAPP_US | MISO_W | Internal | Summer | B5 | 200 | 2635 | 0 | 56.2 | 61.13 | 7 | 0
2020 | MAPP_US_2_MISO_W | MAPP_US | MISO_W | Internal | Summer | B6 | 300 | 2635 | 0 | 49.88 | 54.02 | 7 | 0
2020 | MAPP_US_2_MISO_W | MAPP_US | MISO_W | Internal | Summer | B7 | 400 | 2635 | 0 | 49.04 | 49.04 | 7 | 0
2020 | MAPP_US_2_MISO_W | MAPP_US | MISO_W | Internal | Summer | B8 | 500 | 2635 | 0 | 38.75 | 38.76 | 7 | 0
2020 | MAPP_US_2_MISO_W | MAPP_US | MISO_W | Internal | Summer | B9 | 800 | 2635 | 0 | 34.01 | 37.57 | 7 | 0
2020 | MAPP_US_2_MISO_W | MAPP_US | MISO_W | Internal | Summer | B10 | 1262 | 2635 | 0 | 32.2 | 37.07 | 7 | 0
2020 | MAPP_US_2_MISO_W | MAPP_US | MISO_W | Internal | Winter | B16 | 25 | 2635 | 1932.78 | 58.65 | 65.65 | 7 | 0
2020 | MAPP_US_2_MISO_W | MAPP_US | MISO_W | Internal | Winter | B17 | 100 | 2635 | 603.45 | 48.88 | 55.88 | 7 | 0
2020 | MAPP_US_2_MISO_W | MAPP_US | MISO_W | Internal | Winter | B18 | 400 | 2635 | 521.28 | 39.63 | 46.63 | 7 | 0
2020 | MAPP_US_2_MISO_W | MAPP_US | MISO_W | Internal | Winter | B19 | 700 | 2635 | 0 | 39.63 | 43.53 | 7 | 0
2020 | MAPP_US_2_MISO_W | MAPP_US | MISO_W | Internal | Winter | B20 | 935 | 2635 | 0 | 36.37 | 39.85 | 7 | 0
2020 | MAPP_US_2_NE | MAPP_US | NE | Internal | Shoulder | B11 | 25 | 2000 | 1817.62 | 56.08 | 63.08 | 7 | 0
2020 | MAPP_US_2_NE | MAPP_US | NE | Internal | Shoulder | B12 | 200 | 2000 | 1332.47 | 51.46 | 58.46 | 7 | 0
2020 | MAPP_US_2_NE | MAPP_US | NE | Internal | Shoulder | B13 | 600 | 2000 | 1017.73 | 39.52 | 46.52 | 7 | 0
2020 | MAPP_US_2_NE | MAPP_US | NE | Internal | Shoulder | B14 | 900 | 2000 | 0 | 37.31 | 42.47 | 7 | 0
2020 | MAPP_US_2_NE | MAPP_US | NE | Internal | Shoulder | B15 | 1203 | 2000 | 0 | 37.26 | 41.73 | 7 | 0
2020 | MAPP_US_2_NE | MAPP_US | NE | Internal | Summer | B1 | 10 | 2000 | 978.43 | 59.75 | 66.75 | 7 | 0
2020 | MAPP_US_2_NE | MAPP_US | NE | Internal | Summer | B2 | 25 | 2000 | 1157.19 | 59.75 | 66.75 | 7 | 0
2020 | MAPP_US_2_NE | MAPP_US | NE | Internal | Summer | B3 | 75 | 2000 | 1109.9 | 59.75 | 66.75 | 7 | 0
2020 | MAPP_US_2_NE | MAPP_US | NE | Internal | Summer | B4 | 100 | 2000 | 1382.69 | 58.33 | 65.33 | 7 | 0
2020 | MAPP_US_2_NE | MAPP_US | NE | Internal | Summer | B5 | 200 | 2000 | 1048.69 | 56.2 | 63.2 | 7 | 0
2020 | MAPP_US_2_NE | MAPP_US | NE | Internal | Summer | B6 | 300 | 2000 | 1147.58 | 49.88 | 56.88 | 7 | 0
2020 | MAPP_US_2_NE | MAPP_US | NE | Internal | Summer | B7 | 400 | 2000 | 1568.79 | 49.04 | 56.04 | 7 | 0
2020 | MAPP_US_2_NE | MAPP_US | NE | Internal | Summer | B8 | 500 | 2000 | 1965.78 | 38.75 | 45.75 | 7 | 0
2020 | MAPP_US_2_NE | MAPP_US | NE | Internal | Summer | B9 | 800 | 2000 | 796.04 | 34.01 | 41.01 | 7 | 0
2020 | MAPP_US_2_NE | MAPP_US | NE | Internal | Summer | B10 | 1262 | 2000 | 509.34 | 32.2 | 39.2 | 7 | 0
2020 | MAPP_US_2_NE | MAPP_US | NE | Internal | Winter | B16 | 25 | 2000 | 0 | 58.65 | 63.04 | 7 | 0
2020 | MAPP_US_2_NE | MAPP_US | NE | Internal | Winter | B17 | 100 | 2000 | 785.96 | 48.88 | 55.88 | 7 | 0
2020 | MAPP_US_2_NE | MAPP_US | NE | Internal | Winter | B18 | 400 | 2000 | 0 | 39.63 | 45.64 | 7 | 0
2020 | MAPP_US_2_NE | MAPP_US | NE | Internal | Winter | B19 | 700 | 2000 | 0 | 39.63 | 44.89 | 7 | 0
2020 | MAPP_US_2_NE | MAPP_US | NE | Internal | Winter | B20 | 935 | 2000 | 78.24 | 36.37 | 43.37 | 7 | 0
2020 | MARITIMES_2_NEISO | MARITIMES | NEISO | Internal | Shoulder | B11 | 25 | 99999 | 1720.66 | 37.48 | 37.5 | 0.01 | 0
2020 | MARITIMES_2_NEISO | MARITIMES | NEISO | Internal | Shoulder | B12 | 200 | 99999 | 1717.44 | 37.48 | 37.5 | 0.01 | 0
2020 | MARITIMES_2_NEISO | MARITIMES | NEISO | Internal | Shoulder | B13 | 600 | 99999 | 1704.78 | 37.48 | 37.5 | 0.01 | 0
2020 | MARITIMES_2_NEISO | MARITIMES | NEISO | Internal | Shoulder | B14 | 900 | 99999 | 1682.64 | 37.48 | 37.5 | 0.01 | 0
2020 | MARITIMES_2_NEISO | MARITIMES | NEISO | Internal | Shoulder | B15 | 1203 | 99999 | 648.08 | 37.48 | 37.5 | 0.01 | 0
2020 | MARITIMES_2_NEISO | MARITIMES | NEISO | Internal | Summer | B1 | 10 | 99999 | 1900 | 81.04 | 81.05 | 0.01 | 0
2020 | MARITIMES_2_NEISO | MARITIMES | NEISO | Internal | Summer | B2 | 25 | 99999 | 1878.75 | 69.53 | 69.54 | 0.01 | 0
2020 | MARITIMES_2_NEISO | MARITIMES | NEISO | Internal | Summer | B3 | 75 | 99999 | 1836.38 | 49.91 | 49.92 | 0.01 | 0
2020 | MARITIMES_2_NEISO | MARITIMES | NEISO | Internal | Summer | B4 | 100 | 99999 | 1799.97 | 48.51 | 48.53 | 0.01 | 0
2020 | MARITIMES_2_NEISO | MARITIMES | NEISO | Internal | Summer | B5 | 200 | 99999 | 1780.16 | 35.66 | 35.67 | 0.01 | 0
2020 | MARITIMES_2_NEISO | MARITIMES | NEISO | Internal | Summer | B6 | 300 | 99999 | 1757.82 | 35.66 | 35.67 | 0.01 | 0
2020 | MARITIMES_2_NEISO | MARITIMES | NEISO | Internal | Summer | B7 | 400 | 99999 | 1732.23 | 34.6 | 34.61 | 0.01 | 0
2020 | MARITIMES_2_NEISO | MARITIMES | NEISO | Internal | Summer | B8 | 500 | 99999 | 1712.1 | 34.6 | 34.61 | 0.01 | 0
2020 | MARITIMES_2_NEISO | MARITIMES | NEISO | Internal | Summer | B9 | 800 | 99999 | 1687.45 | 34.6 | 34.61 | 0.01 | 0
2020 | MARITIMES_2_NEISO | MARITIMES | NEISO | Internal | Summer | B10 | 1262 | 99999 | 465.06 | 34.6 | 34.61 | 0.01 | 0
2020 | MARITIMES_2_NEISO | MARITIMES | NEISO | Internal | Winter | B16 | 25 | 99999 | 1765.23 | 46.41 | 46.42 | 0.01 | 0
2020 | MARITIMES_2_NEISO | MARITIMES | NEISO | Internal | Winter | B17 | 100 | 99999 | 1747.34 | 46.41 | 46.42 | 0.01 | 0
2020 | MARITIMES_2_NEISO | MARITIMES | NEISO | Internal | Winter | B18 | 400 | 99999 | 1733.65 | 46.41 | 46.42 | 0.01 | 0
2020 | MARITIMES_2_NEISO | MARITIMES | NEISO | Internal | Winter | B19 | 700 | 99999 | 1708.15 | 46.41 | 46.42 | 0.01 | 0
2020 | MARITIMES_2_NEISO | MARITIMES | NEISO | Internal | Winter | B20 | 935 | 99999 | 723.43 | 46.41 | 46.42 | 0.01 | 0
2020 | MISO_IN_2_MISO_MI | MISO_IN | MISO_MI | Internal | Shoulder | B11 | 25 | 5081 | 0 | 60.25 | 60.24 | 0.01 | 0
2020 | MISO_IN_2_MISO_MI | MISO_IN | MISO_MI | Internal | Shoulder | B12 | 200 | 5081 | 847.55 | 55.84 | 55.86 | 0.01 | 0
2020 | MISO_IN_2_MISO_MI | MISO_IN | MISO_MI | Internal | Shoulder | B13 | 600 | 5081 | 2125.64 | 46.54 | 46.55 | 0.01 | 0
2020 | MISO_IN_2_MISO_MI | MISO_IN | MISO_MI | Internal | Shoulder | B14 | 900 | 5081 | 2964.6 | 41.82 | 41.83 | 0.01 | 0
2020 | MISO_IN_2_MISO_MI | MISO_IN | MISO_MI | Internal | Shoulder | B15 | 1203 | 5081 | 4523.27 | 39.43 | 39.45 | 0.01 | 0
2020 | MISO_IN_2_MISO_MI | MISO_IN | MISO_MI | Internal | Summer | B1 | 10 | 5081 | 1728.2 | 66.15 | 66.17 | 0.01 | 0
2020 | MISO_IN_2_MISO_MI | MISO_IN | MISO_MI | Internal | Summer | B2 | 25 | 5081 | 475.79 | 64.55 | 64.56 | 0.01 | 0
2020 | MISO_IN_2_MISO_MI | MISO_IN | MISO_MI | Internal | Summer | B3 | 75 | 5081 | 1663.55 | 63.85 | 63.86 | 0.01 | 0
2020 | MISO_IN_2_MISO_MI | MISO_IN | MISO_MI | Internal | Summer | B4 | 100 | 5081 | 833.15 | 62 | 62.01 | 0.01 | 0
2020 | MISO_IN_2_MISO_MI | MISO_IN | MISO_MI | Internal | Summer | B5 | 200 | 5081 | 0 | 61.15 | 61.14 | 0.01 | 0
2020 | MISO_IN_2_MISO_MI | MISO_IN | MISO_MI | Internal | Summer | B6 | 300 | 5081 | 1721.39 | 54.04 | 54.05 | 0.01 | 0
2020 | MISO_IN_2_MISO_MI | MISO_IN | MISO_MI | Internal | Summer | B7 | 400 | 5081 | 1680.67 | 49.07 | 49.08 | 0.01 | 0
2020 | MISO_IN_2_MISO_MI | MISO_IN | MISO_MI | Internal | Summer | B8 | 500 | 5081 | 4708.59 | 38.78 | 38.79 | 0.01 | 0
2020 | MISO_IN_2_MISO_MI | MISO_IN | MISO_MI | Internal | Summer | B9 | 800 | 5081 | 4976.38 | 37.59 | 37.6 | 0.01 | 0
2020 | MISO_IN_2_MISO_MI | MISO_IN | MISO_MI | Internal | Summer | B10 | 1262 | 5081 | 5081 | 37.1 | 37.6 | 0.01 | 0.49
2020 | MISO_IN_2_MISO_MI | MISO_IN | MISO_MI | Internal | Winter | B16 | 25 | 5081 | 0 | 65.67 | 65.66 | 0.01 | 0
2020 | MISO_IN_2_MISO_MI | MISO_IN | MISO_MI | Internal | Winter | B17 | 100 | 5081 | 1694.79 | 55.9 | 55.91 | 0.01 | 0
2020 | MISO_IN_2_MISO_MI | MISO_IN | MISO_MI | Internal | Winter | B18 | 400 | 5081 | 3925.49 | 46.66 | 46.67 | 0.01 | 0
2020 | MISO_IN_2_MISO_MI | MISO_IN | MISO_MI | Internal | Winter | B19 | 700 | 5081 | 3059.92 | 43.56 | 43.57 | 0.01 | 0
2020 | MISO_IN_2_MISO_MI | MISO_IN | MISO_MI | Internal | Winter | B20 | 935 | 5081 | 3965.1 | 39.87 | 39.88 | 0.01 | 0
2020 | MISO_IN_2_MISO_MO-IL | MISO_IN | MISO_MO-IL | Internal | Shoulder | B11 | 25 | 9129 | 0 | 60.25 | 60.25 | 0.01 | 0
2020 | MISO_IN_2_MISO_MO-IL | MISO_IN | MISO_MO-IL | Internal | Shoulder | B12 | 200 | 9129 | 0 | 55.84 | 55.83 | 0.01 | 0
2020 | MISO_IN_2_MISO_MO-IL | MISO_IN | MISO_MO-IL | Internal | Shoulder | B13 | 600 | 9129 | 0 | 46.54 | 46.53 | 0.01 | 0
2020 | MISO_IN_2_MISO_MO-IL | MISO_IN | MISO_MO-IL | Internal | Shoulder | B14 | 900 | 9129 | 0 | 41.82 | 41.81 | 0.01 | 0
2020 | MISO_IN_2_MISO_MO-IL | MISO_IN | MISO_MO-IL | Internal | Shoulder | B15 | 1203 | 9129 | 0 | 39.43 | 39.42 | 0.01 | 0
2020 | MISO_IN_2_MISO_MO-IL | MISO_IN | MISO_MO-IL | Internal | Summer | B1 | 10 | 9129 | 0 | 66.15 | 66.14 | 0.01 | 0
2020 | MISO_IN_2_MISO_MO-IL | MISO_IN | MISO_MO-IL | Internal | Summer | B2 | 25 | 9129 | 0 | 64.55 | 64.54 | 0.01 | 0
2020 | MISO_IN_2_MISO_MO-IL | MISO_IN | MISO_MO-IL | Internal | Summer | B3 | 75 | 9129 | 0 | 63.85 | 63.84 | 0.01 | 0
2020 | MISO_IN_2_MISO_MO-IL | MISO_IN | MISO_MO-IL | Internal | Summer | B4 | 100 | 9129 | 0 | 62 | 61.99 | 0.01 | 0
2020 | MISO_IN_2_MISO_MO-IL | MISO_IN | MISO_MO-IL | Internal | Summer | B5 | 200 | 9129 | 0 | 61.15 | 61.14 | 0.01 | 0
2020 | MISO_IN_2_MISO_MO-IL | MISO_IN | MISO_MO-IL | Internal | Summer | B6 | 300 | 9129 | 0 | 54.04 | 54.03 | 0.01 | 0
2020 | MISO_IN_2_MISO_MO-IL | MISO_IN | MISO_MO-IL | Internal | Summer | B7 | 400 | 9129 | 0 | 49.07 | 49.06 | 0.01 | 0
2020 | MISO_IN_2_MISO_MO-IL | MISO_IN | MISO_MO-IL | Internal | Summer | B8 | 500 | 9129 | 0 | 38.78 | 38.77 | 0.01 | 0
2020 | MISO_IN_2_MISO_MO-IL | MISO_IN | MISO_MO-IL | Internal | Summer | B9 | 800 | 9129 | 0 | 37.59 | 37.58 | 0.01 | 0
2020 | MISO_IN_2_MISO_MO-IL | MISO_IN | MISO_MO-IL | Internal | Summer | B10 | 1262 | 9129 | 0 | 37.1 | 37.08 | 0.01 | 0
2020 | MISO_IN_2_MISO_MO-IL | MISO_IN | MISO_MO-IL | Internal | Winter | B16 | 25 | 9129 | 0 | 65.67 | 65.66 | 0.01 | 0
2020 | MISO_IN_2_MISO_MO-IL | MISO_IN | MISO_MO-IL | Internal | Winter | B17 | 100 | 9129 | 0 | 55.9 | 55.89 | 0.01 | 0
2020 | MISO_IN_2_MISO_MO-IL | MISO_IN | MISO_MO-IL | Internal | Winter | B18 | 400 | 9129 | 0 | 46.66 | 46.65 | 0.01 | 0
2020 | MISO_IN_2_MISO_MO-IL | MISO_IN | MISO_MO-IL | Internal | Winter | B19 | 700 | 9129 | 0 | 43.56 | 43.54 | 0.01 | 0
2020 | MISO_IN_2_MISO_MO-IL | MISO_IN | MISO_MO-IL | Internal | Winter | B20 | 935 | 9129 | 0 | 39.87 | 39.86 | 0.01 | 0
2020 | MISO_IN_2_NonRTO_Midwest | MISO_IN | NonRTO_Midwest | Internal | Shoulder | B11 | 25 | 4800 | 975.29 | 60.25 | 68.25 | 8 | 0
2020 | MISO_IN_2_NonRTO_Midwest | MISO_IN | NonRTO_Midwest | Internal | Shoulder | B12 | 200 | 4800 | 550.5 | 55.84 | 63.84 | 8 | 0
2020 | MISO_IN_2_NonRTO_Midwest | MISO_IN | NonRTO_Midwest | Internal | Shoulder | B13 | 600 | 4800 | 0 | 46.54 | 48.49 | 8 | 0
2020 | MISO_IN_2_NonRTO_Midwest | MISO_IN | NonRTO_Midwest | Internal | Shoulder | B14 | 900 | 4800 | 0 | 41.82 | 43.28 | 8 | 0
2020 | MISO_IN_2_NonRTO_Midwest | MISO_IN | NonRTO_Midwest | Internal | Shoulder | B15 | 1203 | 4800 | 0 | 39.43 | 42.29 | 8 | 0
2020 | MISO_IN_2_NonRTO_Midwest | MISO_IN | NonRTO_Midwest | Internal | Summer | B1 | 10 | 4800 | 0 | 66.15 | 69.15 | 8 | 0
2020 | MISO_IN_2_NonRTO_Midwest | MISO_IN | NonRTO_Midwest | Internal | Summer | B2 | 25 | 4800 | 0 | 64.55 | 69.15 | 8 | 0
2020 | MISO_IN_2_NonRTO_Midwest | MISO_IN | NonRTO_Midwest | Internal | Summer | B3 | 75 | 4800 | 0 | 63.85 | 69.15 | 8 | 0
2020 | MISO_IN_2_NonRTO_Midwest | MISO_IN | NonRTO_Midwest | Internal | Summer | B4 | 100 | 4800 | 0 | 62 | 69.15 | 8 | 0
2020 | MISO_IN_2_NonRTO_Midwest | MISO_IN | NonRTO_Midwest | Internal | Summer | B5 | 200 | 4800 | 348.45 | 61.15 | 69.15 | 8 | 0
2020 | MISO_IN_2_NonRTO_Midwest | MISO_IN | NonRTO_Midwest | Internal | Summer | B6 | 300 | 4800 | 649.53 | 54.04 | 62.04 | 8 | 0
2020 | MISO_IN_2_NonRTO_Midwest | MISO_IN | NonRTO_Midwest | Internal | Summer | B7 | 400 | 4800 | 0 | 49.07 | 57.06 | 8 | 0
2020 | MISO_IN_2_NonRTO_Midwest | MISO_IN | NonRTO_Midwest | Internal | Summer | B8 | 500 | 4800 | 0 | 38.78 | 41.83 | 8 | 0
2020 | MISO_IN_2_NonRTO_Midwest | MISO_IN | NonRTO_Midwest | Internal | Summer | B9 | 800 | 4800 | 0 | 37.59 | 41.83 | 8 | 0
2020 | MISO_IN_2_NonRTO_Midwest | MISO_IN | NonRTO_Midwest | Internal | Summer | B10 | 1262 | 4800 | 0 | 37.1 | 34.17 | 8 | 0
2020 | MISO_IN_2_NonRTO_Midwest | MISO_IN | NonRTO_Midwest | Internal | Winter | B16 | 25 | 4800 | 1864.97 | 65.67 | 73.67 | 8 | 0
2020 | MISO_IN_2_NonRTO_Midwest | MISO_IN | NonRTO_Midwest | Internal | Winter | B17 | 100 | 4800 | 855.78 | 55.9 | 63.9 | 8 | 0
2020 | MISO_IN_2_NonRTO_Midwest | MISO_IN | NonRTO_Midwest | Internal | Winter | B18 | 400 | 4800 | 0 | 46.66 | 54.34 | 8 | 0
2020 | MISO_IN_2_NonRTO_Midwest | MISO_IN | NonRTO_Midwest | Internal | Winter | B19 | 700 | 4800 | 0 | 43.56 | 46.03 | 8 | 0
2020 | MISO_IN_2_NonRTO_Midwest | MISO_IN | NonRTO_Midwest | Internal | Winter | B20 | 935 | 4800 | 0 | 39.87 | 38.74 | 8 | 0
2020 | MISO_IN_2_PJM_ROR | MISO_IN | PJM_ROR | Internal | Shoulder | B11 | 25 | 992 | 0 | 60.25 | 58.24 | 2 | 0
2020 | MISO_IN_2_PJM_ROR | MISO_IN | PJM_ROR | Internal | Shoulder | B12 | 200 | 992 | 0 | 55.84 | 54.77 | 2 | 0
2020 | MISO_IN_2_PJM_ROR | MISO_IN | PJM_ROR | Internal | Shoulder | B13 | 600 | 992 | 0 | 46.54 | 44.55 | 2 | 0
2020 | MISO_IN_2_PJM_ROR | MISO_IN | PJM_ROR | Internal | Shoulder | B14 | 900 | 992 | 0 | 41.82 | 42.86 | 2 | 0
2020 | MISO_IN_2_PJM_ROR | MISO_IN | PJM_ROR | Internal | Shoulder | B15 | 1203 | 992 | 0 | 39.43 | 40.06 | 2 | 0
2020 | MISO_IN_2_PJM_ROR | MISO_IN | PJM_ROR | Internal | Summer | B1 | 10 | 992 | 0 | 66.15 | 68.13 | 2 | 0
2020 | MISO_IN_2_PJM_ROR | MISO_IN | PJM_ROR | Internal | Summer | B2 | 25 | 992 | 0 | 64.55 | 66.53 | 2 | 0
2020 | MISO_IN_2_PJM_ROR | MISO_IN | PJM_ROR | Internal | Summer | B3 | 75 | 992 | 0 | 63.85 | 61.86 | 2 | 0
2020 | MISO_IN_2_PJM_ROR | MISO_IN | PJM_ROR | Internal | Summer | B4 | 100 | 992 | 0 | 62 | 61.86 | 2 | 0
2020 | MISO_IN_2_PJM_ROR | MISO_IN | PJM_ROR | Internal | Summer | B5 | 200 | 992 | 0 | 61.15 | 61.71 | 2 | 0
2020 | MISO_IN_2_PJM_ROR | MISO_IN | PJM_ROR | Internal | Summer | B6 | 300 | 992 | 0 | 54.04 | 53.35 | 2 | 0
2020 | MISO_IN_2_PJM_ROR | MISO_IN | PJM_ROR | Internal | Summer | B7 | 400 | 992 | 0 | 49.07 | 47.08 | 2 | 0
2020 | MISO_IN_2_PJM_ROR | MISO_IN | PJM_ROR | Internal | Summer | B8 | 500 | 992 | 0 | 38.78 | 40.26 | 2 | 0
2020 | MISO_IN_2_PJM_ROR | MISO_IN | PJM_ROR | Internal | Summer | B9 | 800 | 992 | 0 | 37.59 | 38.01 | 2 | 0
2020 | MISO_IN_2_PJM_ROR | MISO_IN | PJM_ROR | Internal | Summer | B10 | 1262 | 992 | 0 | 37.1 | 37.25 | 2 | 0
2020 | MISO_IN_2_PJM_ROR | MISO_IN | PJM_ROR | Internal | Winter | B16 | 25 | 992 | 0 | 65.67 | 67.65 | 2 | 0
2020 | MISO_IN_2_PJM_ROR | MISO_IN | PJM_ROR | Internal | Winter | B17 | 100 | 992 | 0 | 55.9 | 57.88 | 2 | 0
2020 | MISO_IN_2_PJM_ROR | MISO_IN | PJM_ROR | Internal | Winter | B18 | 400 | 992 | 0 | 46.66 | 48.62 | 2 | 0
2020 | MISO_IN_2_PJM_ROR | MISO_IN | PJM_ROR | Internal | Winter | B19 | 700 | 992 | 0 | 43.56 | 45.53 | 2 | 0
2020 | MISO_IN_2_PJM_ROR | MISO_IN | PJM_ROR | Internal | Winter | B20 | 935 | 992 | 0 | 39.87 | 41.62 | 2 | 0
2020 | MISO_MI_2_IESO | MISO_MI | IESO | Internal | Shoulder | B11 | 25 | 1580 | 0 | 60.24 | 32.57 | 8 | 0
2020 | MISO_MI_2_IESO | MISO_MI | IESO | Internal | Shoulder | B12 | 200 | 1580 | 0 | 55.86 | 32.57 | 8 | 0
2020 | MISO_MI_2_IESO | MISO_MI | IESO | Internal | Shoulder | B13 | 600 | 1580 | 0 | 46.55 | 32.57 | 8 | 0
2020 | MISO_MI_2_IESO | MISO_MI | IESO | Internal | Shoulder | B14 | 900 | 1580 | 0 | 41.83 | 32.57 | 8 | 0
2020 | MISO_MI_2_IESO | MISO_MI | IESO | Internal | Shoulder | B15 | 1203 | 1580 | 0 | 39.45 | 32.57 | 8 | 0
2020 | MISO_MI_2_IESO | MISO_MI | IESO | Internal | Summer | B1 | 10 | 1580 | 0 | 66.17 | 51.73 | 8 | 0
2020 | MISO_MI_2_IESO | MISO_MI | IESO | Internal | Summer | B2 | 25 | 1580 | 0 | 64.56 | 51.54 | 8 | 0
2020 | MISO_MI_2_IESO | MISO_MI | IESO | Internal | Summer | B3 | 75 | 1580 | 0 | 63.86 | 40.2 | 8 | 0
2020 | MISO_MI_2_IESO | MISO_MI | IESO | Internal | Summer | B4 | 100 | 1580 | 0 | 62.01 | 39.14 | 8 | 0
2020 | MISO_MI_2_IESO | MISO_MI | IESO | Internal | Summer | B5 | 200 | 1580 | 0 | 61.14 | 39.14 | 8 | 0
2020 | MISO_MI_2_IESO | MISO_MI | IESO | Internal | Summer | B6 | 300 | 1580 | 0 | 54.05 | 38.82 | 8 | 0
2020 | MISO_MI_2_IESO | MISO_MI | IESO | Internal | Summer | B7 | 400 | 1580 | 0 | 49.08 | 32.46 | 8 | 0
2020 | MISO_MI_2_IESO | MISO_MI | IESO | Internal | Summer | B8 | 500 | 1580 | 0 | 38.79 | 30.61 | 8 | 0
2020 | MISO_MI_2_IESO | MISO_MI | IESO | Internal | Summer | B9 | 800 | 1580 | 0 | 37.6 | 30.6 | 8 | 0
2020 | MISO_MI_2_IESO | MISO_MI | IESO | Internal | Summer | B10 | 1262 | 1580 | 0 | 37.6 | 30.6 | 8 | 0
2020 | MISO_MI_2_IESO | MISO_MI | IESO | Internal | Winter | B16 | 25 | 1580 | 0 | 65.66 | 42.4 | 8 | 0
2020 | MISO_MI_2_IESO | MISO_MI | IESO | Internal | Winter | B17 | 100 | 1580 | 0 | 55.91 | 39.34 | 8 | 0
2020 | MISO_MI_2_IESO | MISO_MI | IESO | Internal | Winter | B18 | 400 | 1580 | 0 | 46.67 | 36.42 | 8 | 0
2020 | MISO_MI_2_IESO | MISO_MI | IESO | Internal | Winter | B19 | 700 | 1580 | 0 | 43.57 | 36.42 | 8 | 0
2020 | MISO_MI_2_IESO | MISO_MI | IESO | Internal | Winter | B20 | 935 | 1580 | 0 | 39.88 | 36.42 | 8 | 0
2020 | MISO_MI_2_MISO_IN | MISO_MI | MISO_IN | Internal | Shoulder | B11 | 25 | 2126 | 399.65 | 60.24 | 60.25 | 0.01 | 0
2020 | MISO_MI_2_MISO_IN | MISO_MI | MISO_IN | Internal | Shoulder | B12 | 200 | 2126 | 0 | 55.86 | 55.84 | 0.01 | 0
2020 | MISO_MI_2_MISO_IN | MISO_MI | MISO_IN | Internal | Shoulder | B13 | 600 | 2126 | 0 | 46.55 | 46.54 | 0.01 | 0
2020 | MISO_MI_2_MISO_IN | MISO_MI | MISO_IN | Internal | Shoulder | B14 | 900 | 2126 | 0 | 41.83 | 41.82 | 0.01 | 0
2020 | MISO_MI_2_MISO_IN | MISO_MI | MISO_IN | Internal | Shoulder | B15 | 1203 | 2126 | 0 | 39.45 | 39.43 | 0.01 | 0
2020 | MISO_MI_2_MISO_IN | MISO_MI | MISO_IN | Internal | Summer | B1 | 10 | 2126 | 0 | 66.17 | 66.15 | 0.01 | 0
2020 | MISO_MI_2_MISO_IN | MISO_MI | MISO_IN | Internal | Summer | B2 | 25 | 2126 | 0 | 64.56 | 64.55 | 0.01 | 0
2020 | MISO_MI_2_MISO_IN | MISO_MI | MISO_IN | Internal | Summer | B3 | 75 | 2126 | 0 | 63.86 | 63.85 | 0.01 | 0
2020 | MISO_MI_2_MISO_IN | MISO_MI | MISO_IN | Internal | Summer | B4 | 100 | 2126 | 0 | 62.01 | 62 | 0.01 | 0
2020 | MISO_MI_2_MISO_IN | MISO_MI | MISO_IN | Internal | Summer | B5 | 200 | 2126 | 44.35 | 61.14 | 61.15 | 0.01 | 0
2020 | MISO_MI_2_MISO_IN | MISO_MI | MISO_IN | Internal | Summer | B6 | 300 | 2126 | 0 | 54.05 | 54.04 | 0.01 | 0
2020 | MISO_MI_2_MISO_IN | MISO_MI | MISO_IN | Internal | Summer | B7 | 400 | 2126 | 0 | 49.08 | 49.07 | 0.01 | 0
2020 | MISO_MI_2_MISO_IN | MISO_MI | MISO_IN | Internal | Summer | B8 | 500 | 2126 | 0 | 38.79 | 38.78 | 0.01 | 0
2020 | MISO_MI_2_MISO_IN | MISO_MI | MISO_IN | Internal | Summer | B9 | 800 | 2126 | 0 | 37.6 | 37.59 | 0.01 | 0
2020 | MISO_MI_2_MISO_IN | MISO_MI | MISO_IN | Internal | Summer | B10 | 1262 | 2126 | 0 | 37.6 | 37.1 | 0.01 | 0
2020 | MISO_MI_2_MISO_IN | MISO_MI | MISO_IN | Internal | Winter | B16 | 25 | 2126 | 2.35 | 65.66 | 65.67 | 0.01 | 0
2020 | MISO_MI_2_MISO_IN | MISO_MI | MISO_IN | Internal | Winter | B17 | 100 | 2126 | 0 | 55.91 | 55.9 | 0.01 | 0
2020 | MISO_MI_2_MISO_IN | MISO_MI | MISO_IN | Internal | Winter | B18 | 400 | 2126 | 0 | 46.67 | 46.66 | 0.01 | 0
2020 | MISO_MI_2_MISO_IN | MISO_MI | MISO_IN | Internal | Winter | B19 | 700 | 2126 | 0 | 43.57 | 43.56 | 0.01 | 0
2020 | MISO_MI_2_MISO_IN | MISO_MI | MISO_IN | Internal | Winter | B20 | 935 | 2126 | 0 | 39.88 | 39.87 | 0.01 | 0
2020 | MISO_MI_2_MISO_WUMS | MISO_MI | MISO_WUMS | Internal | Shoulder | B11 | 25 | 166 | 0 | 60.24 | 60.23 | 0.01 | 0
2020 | MISO_MI_2_MISO_WUMS | MISO_MI | MISO_WUMS | Internal | Shoulder | B12 | 200 | 166 | 0 | 55.86 | 55.81 | 0.01 | 0
2020 | MISO_MI_2_MISO_WUMS | MISO_MI | MISO_WUMS | Internal | Shoulder | B13 | 600 | 166 | 0 | 46.55 | 46.51 | 0.01 | 0
2020 | MISO_MI_2_MISO_WUMS | MISO_MI | MISO_WUMS | Internal | Shoulder | B14 | 900 | 166 | 0 | 41.83 | 40.86 | 0.01 | 0
2020 | MISO_MI_2_MISO_WUMS | MISO_MI | MISO_WUMS | Internal | Shoulder | B15 | 1203 | 166 | 0 | 39.45 | 38.36 | 0.01 | 0
2020 | MISO_MI_2_MISO_WUMS | MISO_MI | MISO_WUMS | Internal | Summer | B1 | 10 | 166 | 0 | 66.17 | 60.4 | 0.01 | 0
2020 | MISO_MI_2_MISO_WUMS | MISO_MI | MISO_WUMS | Internal | Summer | B2 | 25 | 166 | 0 | 64.56 | 60.4 | 0.01 | 0
2020 | MISO_MI_2_MISO_WUMS | MISO_MI | MISO_WUMS | Internal | Summer | B3 | 75 | 166 | 0 | 63.86 | 60.4 | 0.01 | 0
2020 | MISO_MI_2_MISO_WUMS | MISO_MI | MISO_WUMS | Internal | Summer | B4 | 100 | 166 | 0 | 62.01 | 60.4 | 0.01 | 0
2020 | MISO_MI_2_MISO_WUMS | MISO_MI | MISO_WUMS | Internal | Summer | B5 | 200 | 166 | 0 | 61.14 | 60.4 | 0.01 | 0
2020 | MISO_MI_2_MISO_WUMS | MISO_MI | MISO_WUMS | Internal | Summer | B6 | 300 | 166 | 0 | 54.05 | 54.01 | 0.01 | 0
2020 | MISO_MI_2_MISO_WUMS | MISO_MI | MISO_WUMS | Internal | Summer | B7 | 400 | 166 | 0 | 49.08 | 45.29 | 0.01 | 0
2020 | MISO_MI_2_MISO_WUMS | MISO_MI | MISO_WUMS | Internal | Summer | B8 | 500 | 166 | 0 | 38.79 | 38.75 | 0.01 | 0
2020 | MISO_MI_2_MISO_WUMS | MISO_MI | MISO_WUMS | Internal | Summer | B9 | 800 | 166 | 0 | 37.6 | 37.06 | 0.01 | 0
2020 | MISO_MI_2_MISO_WUMS | MISO_MI | MISO_WUMS | Internal | Summer | B10 | 1262 | 166 | 0 | 37.6 | 37.06 | 0.01 | 0
2020 | MISO_MI_2_MISO_WUMS | MISO_MI | MISO_WUMS | Internal | Winter | B16 | 25 | 166 | 0 | 65.66 | 65.65 | 0.01 | 0
2020 | MISO_MI_2_MISO_WUMS | MISO_MI | MISO_WUMS | Internal | Winter | B17 | 100 | 166 | 0 | 55.91 | 55.86 | 0.01 | 0
2020 | MISO_MI_2_MISO_WUMS | MISO_MI | MISO_WUMS | Internal | Winter | B18 | 400 | 166 | 0 | 46.67 | 46.62 | 0.01 | 0
2020 | MISO_MI_2_MISO_WUMS | MISO_MI | MISO_WUMS | Internal | Winter | B19 | 700 | 166 | 0 | 43.57 | 43.52 | 0.01 | 0
2020 | MISO_MI_2_MISO_WUMS | MISO_MI | MISO_WUMS | Internal | Winter | B20 | 935 | 166 | 0 | 39.88 | 39.83 | 0.01 | 0
2020 | MISO_MI_2_PJM_ROR | MISO_MI | PJM_ROR | Internal | Shoulder | B11 | 25 | 1424 | 0 | 60.24 | 58.24 | 2 | 0
2020 | MISO_MI_2_PJM_ROR | MISO_MI | PJM_ROR | Internal | Shoulder | B12 | 200 | 1424 | 0 | 55.86 | 54.77 | 2 | 0
2020 | MISO_MI_2_PJM_ROR | MISO_MI | PJM_ROR | Internal | Shoulder | B13 | 600 | 1424 | 0 | 46.55 | 44.55 | 2 | 0
2020 | MISO_MI_2_PJM_ROR | MISO_MI | PJM_ROR | Internal | Shoulder | B14 | 900 | 1424 | 0 | 41.83 | 42.86 | 2 | 0
2020 | MISO_MI_2_PJM_ROR | MISO_MI | PJM_ROR | Internal | Shoulder | B15 | 1203 | 1424 | 0 | 39.45 | 40.06 | 2 | 0
2020 | MISO_MI_2_PJM_ROR | MISO_MI | PJM_ROR | Internal | Summer | B1 | 10 | 1424 | 0 | 66.17 | 68.13 | 2 | 0
2020 | MISO_MI_2_PJM_ROR | MISO_MI | PJM_ROR | Internal | Summer | B2 | 25 | 1424 | 0 | 64.56 | 66.53 | 2 | 0
2020 | MISO_MI_2_PJM_ROR | MISO_MI | PJM_ROR | Internal | Summer | B3 | 75 | 1424 | 0 | 63.86 | 61.86 | 2 | 0
2020 | MISO_MI_2_PJM_ROR | MISO_MI | PJM_ROR | Internal | Summer | B4 | 100 | 1424 | 0 | 62.01 | 61.86 | 2 | 0
2020 | MISO_MI_2_PJM_ROR | MISO_MI | PJM_ROR | Internal | Summer | B5 | 200 | 1424 | 0 | 61.14 | 61.71 | 2 | 0
2020 | MISO_MI_2_PJM_ROR | MISO_MI | PJM_ROR | Internal | Summer | B6 | 300 | 1424 | 0 | 54.05 | 53.35 | 2 | 0
2020 | MISO_MI_2_PJM_ROR | MISO_MI | PJM_ROR | Internal | Summer | B7 | 400 | 1424 | 0 | 49.08 | 47.08 | 2 | 0
2020 | MISO_MI_2_PJM_ROR | MISO_MI | PJM_ROR | Internal | Summer | B8 | 500 | 1424 | 0 | 38.79 | 40.26 | 2 | 0
2020 | MISO_MI_2_PJM_ROR | MISO_MI | PJM_ROR | Internal | Summer | B9 | 800 | 1424 | 0 | 37.6 | 38.01 | 2 | 0
2020 | MISO_MI_2_PJM_ROR | MISO_MI | PJM_ROR | Internal | Summer | B10 | 1262 | 1424 | 0 | 37.6 | 37.25 | 2 | 0
2020 | MISO_MI_2_PJM_ROR | MISO_MI | PJM_ROR | Internal | Winter | B16 | 25 | 1424 | 0 | 65.66 | 67.65 | 2 | 0
2020 | MISO_MI_2_PJM_ROR | MISO_MI | PJM_ROR | Internal | Winter | B17 | 100 | 1424 | 0 | 55.91 | 57.88 | 2 | 0
2020 | MISO_MI_2_PJM_ROR | MISO_MI | PJM_ROR | Internal | Winter | B18 | 400 | 1424 | 0 | 46.67 | 48.62 | 2 | 0
2020 | MISO_MI_2_PJM_ROR | MISO_MI | PJM_ROR | Internal | Winter | B19 | 700 | 1424 | 0 | 43.57 | 45.53 | 2 | 0
2020 | MISO_MI_2_PJM_ROR | MISO_MI | PJM_ROR | Internal | Winter | B20 | 935 | 1424 | 0 | 39.88 | 41.62 | 2 | 0
2020 | MISO_MO-IL_2_ENT | MISO_MO-IL | ENT | Internal | Shoulder | B11 | 25 | 2540 | 0 | 60.25 | 63.24 | 8 | 0
2020 | MISO_MO-IL_2_ENT | MISO_MO-IL | ENT | Internal | Shoulder | B12 | 200 | 2540 | 0 | 55.83 | 50.47 | 8 | 0
2020 | MISO_MO-IL_2_ENT | MISO_MO-IL | ENT | Internal | Shoulder | B13 | 600 | 2540 | 0 | 46.53 | 42.38 | 8 | 0
2020 | MISO_MO-IL_2_ENT | MISO_MO-IL | ENT | Internal | Shoulder | B14 | 900 | 2540 | 0 | 41.81 | 42.38 | 8 | 0
2020 | MISO_MO-IL_2_ENT | MISO_MO-IL | ENT | Internal | Shoulder | B15 | 1203 | 2540 | 0 | 39.42 | 42.07 | 8 | 0
2020 | MISO_MO-IL_2_ENT | MISO_MO-IL | ENT | Internal | Summer | B1 | 10 | 2540 | 0 | 66.14 | 68.85 | 8 | 0
2020 | MISO_MO-IL_2_ENT | MISO_MO-IL | ENT | Internal | Summer | B2 | 25 | 2540 | 0 | 64.54 | 68.85 | 8 | 0
2020 | MISO_MO-IL_2_ENT | MISO_MO-IL | ENT | Internal | Summer | B3 | 75 | 2540 | 0 | 63.84 | 63.71 | 8 | 0
2020 | MISO_MO-IL_2_ENT | MISO_MO-IL | ENT | Internal | Summer | B4 | 100 | 2540 | 0 | 61.99 | 62.36 | 8 | 0
2020 | MISO_MO-IL_2_ENT | MISO_MO-IL | ENT | Internal | Summer | B5 | 200 | 2540 | 0 | 61.14 | 62.36 | 8 | 0
2020 | MISO_MO-IL_2_ENT | MISO_MO-IL | ENT | Internal | Summer | B6 | 300 | 2540 | 0 | 54.03 | 57.73 | 8 | 0
2020 | MISO_MO-IL_2_ENT | MISO_MO-IL | ENT | Internal | Summer | B7 | 400 | 2540 | 179.1 | 49.06 | 57.06 | 8 | 0
2020 | MISO_MO-IL_2_ENT | MISO_MO-IL | ENT | Internal | Summer | B8 | 500 | 2540 | 0 | 38.77 | 45.26 | 8 | 0
2020 | MISO_MO-IL_2_ENT | MISO_MO-IL | ENT | Internal | Summer | B9 | 800 | 2540 | 0 | 37.58 | 41 | 8 | 0
2020 | MISO_MO-IL_2_ENT | MISO_MO-IL | ENT | Internal | Summer | B10 | 1262 | 2540 | 0 | 37.08 | 40.71 | 8 | 0
2020 | MISO_MO-IL_2_ENT | MISO_MO-IL | ENT | Internal | Winter | B16 | 25 | 2540 | 0 | 65.66 | 65.65 | 8 | 0
2020 | MISO_MO-IL_2_ENT | MISO_MO-IL | ENT | Internal | Winter | B17 | 100 | 2540 | 0 | 55.89 | 55.75 | 8 | 0
2020 | MISO_MO-IL_2_ENT | MISO_MO-IL | ENT | Internal | Winter | B18 | 400 | 2540 | 0 | 46.65 | 45.1 | 8 | 0
2020 | MISO_MO-IL_2_ENT | MISO_MO-IL | ENT | Internal | Winter | B19 | 700 | 2540 | 0 | 43.54 | 44.79 | 8 | 0
2020 | MISO_MO-IL_2_ENT | MISO_MO-IL | ENT | Internal | Winter | B20 | 935 | 2540 | 0 | 39.86 | 44.77 | 8 | 0
2020 | MISO_MO-IL_2_MISO_IN | MISO_MO-IL | MISO_IN | Internal | Shoulder | B11 | 25 | 6229 | 0 | 60.25 | 60.25 | 0.01 | 0
2020 | MISO_MO-IL_2_MISO_IN | MISO_MO-IL | MISO_IN | Internal | Shoulder | B12 | 200 | 6229 | 1046.46 | 55.83 | 55.84 | 0.01 | 0
2020 | MISO_MO-IL_2_MISO_IN | MISO_MO-IL | MISO_IN | Internal | Shoulder | B13 | 600 | 6229 | 1323.18 | 46.53 | 46.54 | 0.01 | 0
2020 | MISO_MO-IL_2_MISO_IN | MISO_MO-IL | MISO_IN | Internal | Shoulder | B14 | 900 | 6229 | 1444.65 | 41.81 | 41.82 | 0.01 | 0
2020 | MISO_MO-IL_2_MISO_IN | MISO_MO-IL | MISO_IN | Internal | Shoulder | B15 | 1203 | 6229 | 2185.02 | 39.42 | 39.43 | 0.01 | 0
2020 | MISO_MO-IL_2_MISO_IN | MISO_MO-IL | MISO_IN | Internal | Summer | B1 | 10 | 6229 | 1736.65 | 66.14 | 66.15 | 0.01 | 0
2020 | MISO_MO-IL_2_MISO_IN | MISO_MO-IL | MISO_IN | Internal | Summer | B2 | 25 | 6229 | 1907.26 | 64.54 | 64.55 | 0.01 | 0
2020 | MISO_MO-IL_2_MISO_IN | MISO_MO-IL | MISO_IN | Internal | Summer | B3 | 75 | 6229 | 3111.43 | 63.84 | 63.85 | 0.01 | 0
2020 | MISO_MO-IL_2_MISO_IN | MISO_MO-IL | MISO_IN | Internal | Summer | B4 | 100 | 6229 | 1470.43 | 61.99 | 62 | 0.01 | 0
2020 | MISO_MO-IL_2_MISO_IN | MISO_MO-IL | MISO_IN | Internal | Summer | B5 | 200 | 6229 | 402.78 | 61.14 | 61.15 | 0.01 | 0
2020 | MISO_MO-IL_2_MISO_IN | MISO_MO-IL | MISO_IN | Internal | Summer | B6 | 300 | 6229 | 1802.57 | 54.03 | 54.04 | 0.01 | 0
2020 | MISO_MO-IL_2_MISO_IN | MISO_MO-IL | MISO_IN | Internal | Summer | B7 | 400 | 6229 | 0 | 49.06 | 49.07 | 0.01 | 0
2020 | MISO_MO-IL_2_MISO_IN | MISO_MO-IL | MISO_IN | Internal | Summer | B8 | 500 | 6229 | 2227.42 | 38.77 | 38.78 | 0.01 | 0
2020 | MISO_MO-IL_2_MISO_IN | MISO_MO-IL | MISO_IN | Internal | Summer | B9 | 800 | 6229 | 2169.59 | 37.58 | 37.59 | 0.01 | 0
2020 | MISO_MO-IL_2_MISO_IN | MISO_MO-IL | MISO_IN | Internal | Summer | B10 | 1262 | 6229 | 4192.19 | 37.08 | 37.1 | 0.01 | 0
2020 | MISO_MO-IL_2_MISO_IN | MISO_MO-IL | MISO_IN | Internal | Winter | B16 | 25 | 6229 | 1907.31 | 65.66 | 65.67 | 0.01 | 0
2020 | MISO_MO-IL_2_MISO_IN | MISO_MO-IL | MISO_IN | Internal | Winter | B17 | 100 | 6229 | 2037.09 | 55.89 | 55.9 | 0.01 | 0
2020 | MISO_MO-IL_2_MISO_IN | MISO_MO-IL | MISO_IN | Internal | Winter | B18 | 400 | 6229 | 2626.01 | 46.65 | 46.66 | 0.01 | 0
2020 | MISO_MO-IL_2_MISO_IN | MISO_MO-IL | MISO_IN | Internal | Winter | B19 | 700 | 6229 | 937.33 | 43.54 | 43.56 | 0.01 | 0
2020 | MISO_MO-IL_2_MISO_IN | MISO_MO-IL | MISO_IN | Internal | Winter | B20 | 935 | 6229 | 3922.47 | 39.86 | 39.87 | 0.01 | 0
2020 | MISO_MO-IL_2_MISO_W | MISO_MO-IL | MISO_W | Internal | Shoulder | B11 | 25 | 5033 | 0 | 60.25 | 60.24 | 0.01 | 0
2020 | MISO_MO-IL_2_MISO_W | MISO_MO-IL | MISO_W | Internal | Shoulder | B12 | 200 | 5033 | 0 | 55.83 | 55.82 | 0.01 | 0
2020 | MISO_MO-IL_2_MISO_W | MISO_MO-IL | MISO_W | Internal | Shoulder | B13 | 600 | 5033 | 0 | 46.53 | 46.52 | 0.01 | 0
2020 | MISO_MO-IL_2_MISO_W | MISO_MO-IL | MISO_W | Internal | Shoulder | B14 | 900 | 5033 | 0 | 41.81 | 41.8 | 0.01 | 0
2020 | MISO_MO-IL_2_MISO_W | MISO_MO-IL | MISO_W | Internal | Shoulder | B15 | 1203 | 5033 | 0 | 39.42 | 39.41 | 0.01 | 0
2020 | MISO_MO-IL_2_MISO_W | MISO_MO-IL | MISO_W | Internal | Summer | B1 | 10 | 5033 | 0 | 66.14 | 66.13 | 0.01 | 0
2020 | MISO_MO-IL_2_MISO_W | MISO_MO-IL | MISO_W | Internal | Summer | B2 | 25 | 5033 | 0 | 64.54 | 64.53 | 0.01 | 0
2020 | MISO_MO-IL_2_MISO_W | MISO_MO-IL | MISO_W | Internal | Summer | B3 | 75 | 5033 | 0 | 63.84 | 63.83 | 0.01 | 0
2020 | MISO_MO-IL_2_MISO_W | MISO_MO-IL | MISO_W | Internal | Summer | B4 | 100 | 5033 | 0 | 61.99 | 61.97 | 0.01 | 0
2020 | MISO_MO-IL_2_MISO_W | MISO_MO-IL | MISO_W | Internal | Summer | B5 | 200 | 5033 | 0 | 61.14 | 61.13 | 0.01 | 0
2020 | MISO_MO-IL_2_MISO_W | MISO_MO-IL | MISO_W | Internal | Summer | B6 | 300 | 5033 | 0 | 54.03 | 54.02 | 0.01 | 0
2020 | MISO_MO-IL_2_MISO_W | MISO_MO-IL | MISO_W | Internal | Summer | B7 | 400 | 5033 | 0 | 49.06 | 49.04 | 0.01 | 0
2020 | MISO_MO-IL_2_MISO_W | MISO_MO-IL | MISO_W | Internal | Summer | B8 | 500 | 5033 | 0 | 38.77 | 38.76 | 0.01 | 0
2020 | MISO_MO-IL_2_MISO_W | MISO_MO-IL | MISO_W | Internal | Summer | B9 | 800 | 5033 | 0 | 37.58 | 37.57 | 0.01 | 0
2020 | MISO_MO-IL_2_MISO_W | MISO_MO-IL | MISO_W | Internal | Summer | B10 | 1262 | 5033 | 0 | 37.08 | 37.07 | 0.01 | 0
2020 | MISO_MO-IL_2_MISO_W | MISO_MO-IL | MISO_W | Internal | Winter | B16 | 25 | 5033 | 0 | 65.66 | 65.65 | 0.01 | 0
2020 | MISO_MO-IL_2_MISO_W | MISO_MO-IL | MISO_W | Internal | Winter | B17 | 100 | 5033 | 0 | 55.89 | 55.88 | 0.01 | 0
2020 | MISO_MO-IL_2_MISO_W | MISO_MO-IL | MISO_W | Internal | Winter | B18 | 400 | 5033 | 0 | 46.65 | 46.63 | 0.01 | 0
2020 | MISO_MO-IL_2_MISO_W | MISO_MO-IL | MISO_W | Internal | Winter | B19 | 700 | 5033 | 0 | 43.54 | 43.53 | 0.01 | 0
2020 | MISO_MO-IL_2_MISO_W | MISO_MO-IL | MISO_W | Internal | Winter | B20 | 935 | 5033 | 0 | 39.86 | 39.85 | 0.01 | 0
2020 | MISO_MO-IL_2_PJM_ROR | MISO_MO-IL | PJM_ROR | Internal | Shoulder | B11 | 25 | 1212 | 0 | 60.25 | 58.24 | 2 | 0
2020 | MISO_MO-IL_2_PJM_ROR | MISO_MO-IL | PJM_ROR | Internal | Shoulder | B12 | 200 | 1212 | 0 | 55.83 | 54.77 | 2 | 0
2020 | MISO_MO-IL_2_PJM_ROR | MISO_MO-IL | PJM_ROR | Internal | Shoulder | B13 | 600 | 1212 | 0 | 46.53 | 44.55 | 2 | 0
2020 | MISO_MO-IL_2_PJM_ROR | MISO_MO-IL | PJM_ROR | Internal | Shoulder | B14 | 900 | 1212 | 0 | 41.81 | 42.86 | 2 | 0
2020 | MISO_MO-IL_2_PJM_ROR | MISO_MO-IL | PJM_ROR | Internal | Shoulder | B15 | 1203 | 1212 | 0 | 39.42 | 40.06 | 2 | 0
2020 | MISO_MO-IL_2_PJM_ROR | MISO_MO-IL | PJM_ROR | Internal | Summer | B1 | 10 | 1212 | 0 | 66.14 | 68.13 | 2 | 0
2020 | MISO_MO-IL_2_PJM_ROR | MISO_MO-IL | PJM_ROR | Internal | Summer | B2 | 25 | 1212 | 0 | 64.54 | 66.53 | 2 | 0
2020 | MISO_MO-IL_2_PJM_ROR | MISO_MO-IL | PJM_ROR | Internal | Summer | B3 | 75 | 1212 | 0 | 63.84 | 61.86 | 2 | 0
2020 | MISO_MO-IL_2_PJM_ROR | MISO_MO-IL | PJM_ROR | Internal | Summer | B4 | 100 | 1212 | 0 | 61.99 | 61.86 | 2 | 0
2020 | MISO_MO-IL_2_PJM_ROR | MISO_MO-IL | PJM_ROR | Internal | Summer | B5 | 200 | 1212 | 0 | 61.14 | 61.71 | 2 | 0
2020 | MISO_MO-IL_2_PJM_ROR | MISO_MO-IL | PJM_ROR | Internal | Summer | B6 | 300 | 1212 | 0 | 54.03 | 53.35 | 2 | 0
2020 | MISO_MO-IL_2_PJM_ROR | MISO_MO-IL | PJM_ROR | Internal | Summer | B7 | 400 | 1212 | 0 | 49.06 | 47.08 | 2 | 0
2020 | MISO_MO-IL_2_PJM_ROR | MISO_MO-IL | PJM_ROR | Internal | Summer | B8 | 500 | 1212 | 0 | 38.77 | 40.26 | 2 | 0
2020 | MISO_MO-IL_2_PJM_ROR | MISO_MO-IL | PJM_ROR | Internal | Summer | B9 | 800 | 1212 | 0 | 37.58 | 38.01 | 2 | 0
2020 | MISO_MO-IL_2_PJM_ROR | MISO_MO-IL | PJM_ROR | Internal | Summer | B10 | 1262 | 1212 | 0 | 37.08 | 37.25 | 2 | 0
2020 | MISO_MO-IL_2_PJM_ROR | MISO_MO-IL | PJM_ROR | Internal | Winter | B16 | 25 | 1212 | 0 | 65.66 | 67.65 | 2 | 0
2020 | MISO_MO-IL_2_PJM_ROR | MISO_MO-IL | PJM_ROR | Internal | Winter | B17 | 100 | 1212 | 0 | 55.89 | 57.88 | 2 | 0
2020 | MISO_MO-IL_2_PJM_ROR | MISO_MO-IL | PJM_ROR | Internal | Winter | B18 | 400 | 1212 | 0 | 46.65 | 48.62 | 2 | 0
2020 | MISO_MO-IL_2_PJM_ROR | MISO_MO-IL | PJM_ROR | Internal | Winter | B19 | 700 | 1212 | 0 | 43.54 | 45.53 | 2 | 0
2020 | MISO_MO-IL_2_PJM_ROR | MISO_MO-IL | PJM_ROR | Internal | Winter | B20 | 935 | 1212 | 0 | 39.86 | 41.62 | 2 | 0
2020 | MISO_MO-IL_2_TVA_Transmission | MISO_MO-IL | TVA_Transmission | Internal | Shoulder | B11 | 25 | 4000 | 0 | 60.25 | 64.24 | 8 | 0
2020 | MISO_MO-IL_2_TVA_Transmission | MISO_MO-IL | TVA_Transmission | Internal | Shoulder | B12 | 200 | 4000 | 0 | 55.83 | 58.47 | 8 | 0
2020 | MISO_MO-IL_2_TVA_Transmission | MISO_MO-IL | TVA_Transmission | Internal | Shoulder | B13 | 600 | 4000 | 0 | 46.53 | 46.7 | 8 | 0
2020 | MISO_MO-IL_2_TVA_Transmission | MISO_MO-IL | TVA_Transmission | Internal | Shoulder | B14 | 900 | 4000 | 0 | 41.81 | 45.61 | 8 | 0
2020 | MISO_MO-IL_2_TVA_Transmission | MISO_MO-IL | TVA_Transmission | Internal | Shoulder | B15 | 1203 | 4000 | 0 | 39.42 | 44.96 | 8 | 0
2020 | MISO_MO-IL_2_TVA_Transmission | MISO_MO-IL | TVA_Transmission | Internal | Summer | B1 | 10 | 4000 | 0 | 66.14 | 74.13 | 8 | 0
2020 | MISO_MO-IL_2_TVA_Transmission | MISO_MO-IL | TVA_Transmission | Internal | Summer | B2 | 25 | 4000 | 0 | 64.54 | 72.53 | 8 | 0
2020 | MISO_MO-IL_2_TVA_Transmission | MISO_MO-IL | TVA_Transmission | Internal | Summer | B3 | 75 | 4000 | 0 | 63.84 | 67.86 | 8 | 0
2020 | MISO_MO-IL_2_TVA_Transmission | MISO_MO-IL | TVA_Transmission | Internal | Summer | B4 | 100 | 4000 | 0 | 61.99 | 67.78 | 8 | 0
2020 | MISO_MO-IL_2_TVA_Transmission | MISO_MO-IL | TVA_Transmission | Internal | Summer | B5 | 200 | 4000 | 0 | 61.14 | 67.71 | 8 | 0
2020 | MISO_MO-IL_2_TVA_Transmission | MISO_MO-IL | TVA_Transmission | Internal | Summer | B6 | 300 | 4000 | 0 | 54.03 | 59.35 | 8 | 0
2020 | MISO_MO-IL_2_TVA_Transmission | MISO_MO-IL | TVA_Transmission | Internal | Summer | B7 | 400 | 4000 | 0 | 49.06 | 52.31 | 8 | 0
2020 | MISO_MO-IL_2_TVA_Transmission | MISO_MO-IL | TVA_Transmission | Internal | Summer | B8 | 500 | 4000 | 0 | 38.77 | 45.13 | 8 | 0
2020 | MISO_MO-IL_2_TVA_Transmission | MISO_MO-IL | TVA_Transmission | Internal | Summer | B9 | 800 | 4000 | 0 | 37.58 | 43.23 | 8 | 0
2020 | MISO_MO-IL_2_TVA_Transmission | MISO_MO-IL | TVA_Transmission | Internal | Summer | B10 | 1262 | 4000 | 0 | 37.08 | 42.03 | 8 | 0
2020 | MISO_MO-IL_2_TVA_Transmission | MISO_MO-IL | TVA_Transmission | Internal | Winter | B16 | 25 | 4000 | 0 | 65.66 | 73.65 | 8 | 0
2020 | MISO_MO-IL_2_TVA_Transmission | MISO_MO-IL | TVA_Transmission | Internal | Winter | B17 | 100 | 4000 | 0 | 55.89 | 63.75 | 8 | 0
2020 | MISO_MO-IL_2_TVA_Transmission | MISO_MO-IL | TVA_Transmission | Internal | Winter | B18 | 400 | 4000 | 0 | 46.65 | 49.65 | 8 | 0
2020 | MISO_MO-IL_2_TVA_Transmission | MISO_MO-IL | TVA_Transmission | Internal | Winter | B19 | 700 | 4000 | 0 | 43.54 | 48.27 | 8 | 0
2020 | MISO_MO-IL_2_TVA_Transmission | MISO_MO-IL | TVA_Transmission | Internal | Winter | B20 | 935 | 4000 | 0 | 39.86 | 46.74 | 8 | 0
2020 | MISO_W_2_IESO | MISO_W | IESO | Internal | Shoulder | B11 | 25 | 164 | 0 | 60.24 | 32.57 | 8 | 0
2020 | MISO_W_2_IESO | MISO_W | IESO | Internal | Shoulder | B12 | 200 | 164 | 0 | 55.82 | 32.57 | 8 | 0
2020 | MISO_W_2_IESO | MISO_W | IESO | Internal | Shoulder | B13 | 600 | 164 | 0 | 46.52 | 32.57 | 8 | 0
2020 | MISO_W_2_IESO | MISO_W | IESO | Internal | Shoulder | B14 | 900 | 164 | 0 | 41.8 | 32.57 | 8 | 0
2020 | MISO_W_2_IESO | MISO_W | IESO | Internal | Shoulder | B15 | 1203 | 164 | 0 | 39.41 | 32.57 | 8 | 0
2020 | MISO_W_2_IESO | MISO_W | IESO | Internal | Summer | B1 | 10 | 164 | 0 | 66.13 | 51.73 | 8 | 0
2020 | MISO_W_2_IESO | MISO_W | IESO | Internal | Summer | B2 | 25 | 164 | 0 | 64.53 | 51.54 | 8 | 0
2020 | MISO_W_2_IESO | MISO_W | IESO | Internal | Summer | B3 | 75 | 164 | 0 | 63.83 | 40.2 | 8 | 0
2020 | MISO_W_2_IESO | MISO_W | IESO | Internal | Summer | B4 | 100 | 164 | 0 | 61.97 | 39.14 | 8 | 0
2020 | MISO_W_2_IESO | MISO_W | IESO | Internal | Summer | B5 | 200 | 164 | 0 | 61.13 | 39.14 | 8 | 0
2020 | MISO_W_2_IESO | MISO_W | IESO | Internal | Summer | B6 | 300 | 164 | 0 | 54.02 | 38.82 | 8 | 0
2020 | MISO_W_2_IESO | MISO_W | IESO | Internal | Summer | B7 | 400 | 164 | 0 | 49.04 | 32.46 | 8 | 0
2020 | MISO_W_2_IESO | MISO_W | IESO | Internal | Summer | B8 | 500 | 164 | 0 | 38.76 | 30.61 | 8 | 0
2020 | MISO_W_2_IESO | MISO_W | IESO | Internal | Summer | B9 | 800 | 164 | 0 | 37.57 | 30.6 | 8 | 0
2020 | MISO_W_2_IESO | MISO_W | IESO | Internal | Summer | B10 | 1262 | 164 | 0 | 37.07 | 30.6 | 8 | 0
2020 | MISO_W_2_IESO | MISO_W | IESO | Internal | Winter | B16 | 25 | 164 | 0 | 65.65 | 42.4 | 8 | 0
2020 | MISO_W_2_IESO | MISO_W | IESO | Internal | Winter | B17 | 100 | 164 | 0 | 55.88 | 39.34 | 8 | 0
2020 | MISO_W_2_IESO | MISO_W | IESO | Internal | Winter | B18 | 400 | 164 | 0 | 46.63 | 36.42 | 8 | 0
2020 | MISO_W_2_IESO | MISO_W | IESO | Internal | Winter | B19 | 700 | 164 | 0 | 43.53 | 36.42 | 8 | 0
2020 | MISO_W_2_IESO | MISO_W | IESO | Internal | Winter | B20 | 935 | 164 | 0 | 39.85 | 36.42 | 8 | 0
2020 | MISO_W_2_MAPP_CA | MISO_W | MAPP_CA | Internal | Shoulder | B11 | 25 | 788 | 0 | 60.24 | 49.08 | 0.01 | 0
2020 | MISO_W_2_MAPP_CA | MISO_W | MAPP_CA | Internal | Shoulder | B12 | 200 | 788 | 0 | 55.82 | 55.81 | 0.01 | 0
2020 | MISO_W_2_MAPP_CA | MISO_W | MAPP_CA | Internal | Shoulder | B13 | 600 | 788 | 0 | 46.52 | 46.51 | 0.01 | 0
2020 | MISO_W_2_MAPP_CA | MISO_W | MAPP_CA | Internal | Shoulder | B14 | 900 | 788 | 788 | 41.8 | 44.31 | 0.01 | 2.5
2020 | MISO_W_2_MAPP_CA | MISO_W | MAPP_CA | Internal | Shoulder | B15 | 1203 | 788 | 788 | 39.41 | 44.31 | 0.01 | 4.89
2020 | MISO_W_2_MAPP_CA | MISO_W | MAPP_CA | Internal | Summer | B1 | 10 | 788 | 0 | 66.13 | 58.73 | 0.01 | 0
2020 | MISO_W_2_MAPP_CA | MISO_W | MAPP_CA | Internal | Summer | B2 | 25 | 788 | 0 | 64.53 | 58.54 | 0.01 | 0
2020 | MISO_W_2_MAPP_CA | MISO_W | MAPP_CA | Internal | Summer | B3 | 75 | 788 | 0 | 63.83 | 63.81 | 0.01 | 0
2020 | MISO_W_2_MAPP_CA | MISO_W | MAPP_CA | Internal | Summer | B4 | 100 | 788 | 0 | 61.97 | 52.03 | 0.01 | 0
2020 | MISO_W_2_MAPP_CA | MISO_W | MAPP_CA | Internal | Summer | B5 | 200 | 788 | 0 | 61.13 | 52.03 | 0.01 | 0
2020 | MISO_W_2_MAPP_CA | MISO_W | MAPP_CA | Internal | Summer | B6 | 300 | 788 | 0 | 54.02 | 47.12 | 0.01 | 0
2020 | MISO_W_2_MAPP_CA | MISO_W | MAPP_CA | Internal | Summer | B7 | 400 | 788 | 0 | 49.04 | 47.12 | 0.01 | 0
2020 | MISO_W_2_MAPP_CA | MISO_W | MAPP_CA | Internal | Summer | B8 | 500 | 788 | 788 | 38.76 | 39.2 | 0.01 | 0.43
2020 | MISO_W_2_MAPP_CA | MISO_W | MAPP_CA | Internal | Summer | B9 | 800 | 788 | 788 | 37.57 | 39.2 | 0.01 | 1.62
2020 | MISO_W_2_MAPP_CA | MISO_W | MAPP_CA | Internal | Summer | B10 | 1262 | 788 | 788 | 37.07 | 39.2 | 0.01 | 2.12
2020 | MISO_W_2_MAPP_CA | MISO_W | MAPP_CA | Internal | Winter | B16 | 25 | 788 | 0 | 65.65 | 65.64 | 0.01 | 0
2020 | MISO_W_2_MAPP_CA | MISO_W | MAPP_CA | Internal | Winter | B17 | 100 | 788 | 0 | 55.88 | 55.86 | 0.01 | 0
2020 | MISO_W_2_MAPP_CA | MISO_W | MAPP_CA | Internal | Winter | B18 | 400 | 788 | 788 | 46.63 | 47.12 | 0.01 | 0.47
2020 | MISO_W_2_MAPP_CA | MISO_W | MAPP_CA | Internal | Winter | B19 | 700 | 788 | 788 | 43.53 | 47.12 | 0.01 | 3.58
2020 | MISO_W_2_MAPP_CA | MISO_W | MAPP_CA | Internal | Winter | B20 | 935 | 788 | 788 | 39.85 | 47.12 | 0.01 | 7.26
2020 | MISO_W_2_MISO_MO-IL | MISO_W | MISO_MO-IL | Internal | Shoulder | B11 | 25 | 7873 | 3397.18 | 60.24 | 60.25 | 0.01 | 0
2020 | MISO_W_2_MISO_MO-IL | MISO_W | MISO_MO-IL | Internal | Shoulder | B12 | 200 | 7873 | 3063.77 | 55.82 | 55.83 | 0.01 | 0
2020 | MISO_W_2_MISO_MO-IL | MISO_W | MISO_MO-IL | Internal | Shoulder | B13 | 600 | 7873 | 3084.71 | 46.52 | 46.53 | 0.01 | 0
2020 | MISO_W_2_MISO_MO-IL | MISO_W | MISO_MO-IL | Internal | Shoulder | B14 | 900 | 7873 | 2579.27 | 41.8 | 41.81 | 0.01 | 0
2020 | MISO_W_2_MISO_MO-IL | MISO_W | MISO_MO-IL | Internal | Shoulder | B15 | 1203 | 7873 | 2370.67 | 39.41 | 39.42 | 0.01 | 0
2020 | MISO_W_2_MISO_MO-IL | MISO_W | MISO_MO-IL | Internal | Summer | B1 | 10 | 7873 | 3135.22 | 66.13 | 66.14 | 0.01 | 0
2020 | MISO_W_2_MISO_MO-IL | MISO_W | MISO_MO-IL | Internal | Summer | B2 | 25 | 7873 | 2673.12 | 64.53 | 64.54 | 0.01 | 0
2020 | MISO_W_2_MISO_MO-IL | MISO_W | MISO_MO-IL | Internal | Summer | B3 | 75 | 7873 | 2574.69 | 63.83 | 63.84 | 0.01 | 0
2020 | MISO_W_2_MISO_MO-IL | MISO_W | MISO_MO-IL | Internal | Summer | B4 | 100 | 7873 | 1580.58 | 61.97 | 61.99 | 0.01 | 0
2020 | MISO_W_2_MISO_MO-IL | MISO_W | MISO_MO-IL | Internal | Summer | B5 | 200 | 7873 | 2415.06 | 61.13 | 61.14 | 0.01 | 0
2020 | MISO_W_2_MISO_MO-IL | MISO_W | MISO_MO-IL | Internal | Summer | B6 | 300 | 7873 | 3265.19 | 54.02 | 54.03 | 0.01 | 0
2020 | MISO_W_2_MISO_MO-IL | MISO_W | MISO_MO-IL | Internal | Summer | B7 | 400 | 7873 | 1209.24 | 49.04 | 49.06 | 0.01 | 0
2020 | MISO_W_2_MISO_MO-IL | MISO_W | MISO_MO-IL | Internal | Summer | B8 | 500 | 7873 | 2643.68 | 38.76 | 38.77 | 0.01 | 0
2020 | MISO_W_2_MISO_MO-IL | MISO_W | MISO_MO-IL | Internal | Summer | B9 | 800 | 7873 | 2327.94 | 37.57 | 37.58 | 0.01 | 0
2020 | MISO_W_2_MISO_MO-IL | MISO_W | MISO_MO-IL | Internal | Summer | B10 | 1262 | 7873 | 2839.2 | 37.07 | 37.08 | 0.01 | 0
2020 | MISO_W_2_MISO_MO-IL | MISO_W | MISO_MO-IL | Internal | Winter | B16 | 25 | 7873 | 2974.92 | 65.65 | 65.66 | 0.01 | 0
2020 | MISO_W_2_MISO_MO-IL | MISO_W | MISO_MO-IL | Internal | Winter | B17 | 100 | 7873 | 2013.28 | 55.88 | 55.89 | 0.01 | 0
2020 | MISO_W_2_MISO_MO-IL | MISO_W | MISO_MO-IL | Internal | Winter | B18 | 400 | 7873 | 2307.54 | 46.63 | 46.65 | 0.01 | 0
2020 | MISO_W_2_MISO_MO-IL | MISO_W | MISO_MO-IL | Internal | Winter | B19 | 700 | 7873 | 126.8 | 43.53 | 43.54 | 0.01 | 0
2020 | MISO_W_2_MISO_MO-IL | MISO_W | MISO_MO-IL | Internal | Winter | B20 | 935 | 7873 | 2325.71 | 39.85 | 39.86 | 0.01 | 0
2020 | MISO_W_2_MISO_WUMS | MISO_W | MISO_WUMS | Internal | Shoulder | B11 | 25 | 3756 | 0 | 60.24 | 60.23 | 0.01 | 0
2020 | MISO_W_2_MISO_WUMS | MISO_W | MISO_WUMS | Internal | Shoulder | B12 | 200 | 3756 | 0 | 55.82 | 55.81 | 0.01 | 0
2020 | MISO_W_2_MISO_WUMS | MISO_W | MISO_WUMS | Internal | Shoulder | B13 | 600 | 3756 | 0 | 46.52 | 46.51 | 0.01 | 0
2020 | MISO_W_2_MISO_WUMS | MISO_W | MISO_WUMS | Internal | Shoulder | B14 | 900 | 3756 | 0 | 41.8 | 40.86 | 0.01 | 0
2020 | MISO_W_2_MISO_WUMS | MISO_W | MISO_WUMS | Internal | Shoulder | B15 | 1203 | 3756 | 0 | 39.41 | 38.36 | 0.01 | 0
2020 | MISO_W_2_MISO_WUMS | MISO_W | MISO_WUMS | Internal | Summer | B1 | 10 | 3756 | 0 | 66.13 | 60.4 | 0.01 | 0
2020 | MISO_W_2_MISO_WUMS | MISO_W | MISO_WUMS | Internal | Summer | B2 | 25 | 3756 | 0 | 64.53 | 60.4 | 0.01 | 0
2020 | MISO_W_2_MISO_WUMS | MISO_W | MISO_WUMS | Internal | Summer | B3 | 75 | 3756 | 0 | 63.83 | 60.4 | 0.01 | 0
2020 | MISO_W_2_MISO_WUMS | MISO_W | MISO_WUMS | Internal | Summer | B4 | 100 | 3756 | 0 | 61.97 | 60.4 | 0.01 | 0
2020 | MISO_W_2_MISO_WUMS | MISO_W | MISO_WUMS | Internal | Summer | B5 | 200 | 3756 | 0 | 61.13 | 60.4 | 0.01 | 0
2020 | MISO_W_2_MISO_WUMS | MISO_W | MISO_WUMS | Internal | Summer | B6 | 300 | 3756 | 0 | 54.02 | 54.01 | 0.01 | 0
2020 | MISO_W_2_MISO_WUMS | MISO_W | MISO_WUMS | Internal | Summer | B7 | 400 | 3756 | 0 | 49.04 | 45.29 | 0.01 | 0
2020 | MISO_W_2_MISO_WUMS | MISO_W | MISO_WUMS | Internal | Summer | B8 | 500 | 3756 | 0 | 38.76 | 38.75 | 0.01 | 0
2020 | MISO_W_2_MISO_WUMS | MISO_W | MISO_WUMS | Internal | Summer | B9 | 800 | 3756 | 0 | 37.57 | 37.06 | 0.01 | 0
2020 | MISO_W_2_MISO_WUMS | MISO_W | MISO_WUMS | Internal | Summer | B10 | 1262 | 3756 | 0 | 37.07 | 37.06 | 0.01 | 0
2020 | MISO_W_2_MISO_WUMS | MISO_W | MISO_WUMS | Internal | Winter | B16 | 25 | 3756 | 0 | 65.65 | 65.65 | 0.01 | 0
2020 | MISO_W_2_MISO_WUMS | MISO_W | MISO_WUMS | Internal | Winter | B17 | 100 | 3756 | 0 | 55.88 | 55.86 | 0.01 | 0
2020 | MISO_W_2_MISO_WUMS | MISO_W | MISO_WUMS | Internal | Winter | B18 | 400 | 3756 | 0 | 46.63 | 46.62 | 0.01 | 0
2020 | MISO_W_2_MISO_WUMS | MISO_W | MISO_WUMS | Internal | Winter | B19 | 700 | 3756 | 0 | 43.53 | 43.52 | 0.01 | 0
2020 | MISO_W_2_MISO_WUMS | MISO_W | MISO_WUMS | Internal | Winter | B20 | 935 | 3756 | 0 | 39.85 | 39.83 | 0.01 | 0
2020 | MISO_W_2_NE | MISO_W | NE | Internal | Shoulder | B11 | 25 | 20297 | 0 | 60.24 | 63.08 | 7 | 0
2020 | MISO_W_2_NE | MISO_W | NE | Internal | Shoulder | B12 | 200 | 20297 | 0 | 55.82 | 58.46 | 7 | 0
2020 | MISO_W_2_NE | MISO_W | NE | Internal | Shoulder | B13 | 600 | 20297 | 0 | 46.52 | 46.52 | 7 | 0
2020 | MISO_W_2_NE | MISO_W | NE | Internal | Shoulder | B14 | 900 | 20297 | 0 | 41.8 | 42.47 | 7 | 0
2020 | MISO_W_2_NE | MISO_W | NE | Internal | Shoulder | B15 | 1203 | 20297 | 0 | 39.41 | 41.73 | 7 | 0
2020 | MISO_W_2_NE | MISO_W | NE | Internal | Summer | B1 | 10 | 20297 | 0 | 66.13 | 66.75 | 7 | 0
2020 | MISO_W_2_NE | MISO_W | NE | Internal | Summer | B2 | 25 | 20297 | 0 | 64.53 | 66.75 | 7 | 0
2020 | MISO_W_2_NE | MISO_W | NE | Internal | Summer | B3 | 75 | 20297 | 0 | 63.83 | 66.75 | 7 | 0
2020 | MISO_W_2_NE | MISO_W | NE | Internal | Summer | B4 | 100 | 20297 | 0 | 61.97 | 65.33 | 7 | 0
2020 | MISO_W_2_NE | MISO_W | NE | Internal | Summer | B5 | 200 | 20297 | 0 | 61.13 | 63.2 | 7 | 0
2020 | MISO_W_2_NE | MISO_W | NE | Internal | Summer | B6 | 300 | 20297 | 0 | 54.02 | 56.88 | 7 | 0
2020 | MISO_W_2_NE | MISO_W | NE | Internal | Summer | B7 | 400 | 20297 | 737.78 | 49.04 | 56.04 | 7 | 0
2020 | MISO_W_2_NE | MISO_W | NE | Internal | Summer | B8 | 500 | 20297 | 0 | 38.76 | 45.75 | 7 | 0
2020 | MISO_W_2_NE | MISO_W | NE | Internal | Summer | B9 | 800 | 20297 | 0 | 37.57 | 41.01 | 7 | 0
2020 | MISO_W_2_NE | MISO_W | NE | Internal | Summer | B10 | 1262 | 20297 | 0 | 37.07 | 39.2 | 7 | 0
2020 | MISO_W_2_NE | MISO_W | NE | Internal | Winter | B16 | 25 | 20297 | 0 | 65.65 | 63.04 | 7 | 0
2020 | MISO_W_2_NE | MISO_W | NE | Internal | Winter | B17 | 100 | 20297 | 0 | 55.88 | 55.88 | 7 | 0
2020 | MISO_W_2_NE | MISO_W | NE | Internal | Winter | B18 | 400 | 20297 | 0 | 46.63 | 45.64 | 7 | 0
2020 | MISO_W_2_NE | MISO_W | NE | Internal | Winter | B19 | 700 | 20297 | 0 | 43.53 | 44.89 | 7 | 0
2020 | MISO_W_2_NE | MISO_W | NE | Internal | Winter | B20 | 935 | 20297 | 0 | 39.85 | 43.37 | 7 | 0
2020 | MISO_W_2_PJM_ROR | MISO_W | PJM_ROR | Internal | Shoulder | B11 | 25 | 10135 | 0 | 60.24 | 58.24 | 2 | 0
2020 | MISO_W_2_PJM_ROR | MISO_W | PJM_ROR | Internal | Shoulder | B12 | 200 | 10135 | 0 | 55.82 | 54.77 | 2 | 0
2020 | MISO_W_2_PJM_ROR | MISO_W | PJM_ROR | Internal | Shoulder | B13 | 600 | 10135 | 0 | 46.52 | 44.55 | 2 | 0
2020 | MISO_W_2_PJM_ROR | MISO_W | PJM_ROR | Internal | Shoulder | B14 | 900 | 10135 | 0 | 41.8 | 42.86 | 2 | 0
2020 | MISO_W_2_PJM_ROR | MISO_W | PJM_ROR | Internal | Shoulder | B15 | 1203 | 10135 | 0 | 39.41 | 40.06 | 2 | 0
2020 | MISO_W_2_PJM_ROR | MISO_W | PJM_ROR | Internal | Summer | B1 | 10 | 10135 | 1028.67 | 66.13 | 68.13 | 2 | 0
2020 | MISO_W_2_PJM_ROR | MISO_W | PJM_ROR | Internal | Summer | B2 | 25 | 10135 | 1649.32 | 64.53 | 66.53 | 2 | 0
2020 | MISO_W_2_PJM_ROR | MISO_W | PJM_ROR | Internal | Summer | B3 | 75 | 10135 | 0 | 63.83 | 61.86 | 2 | 0
2020 | MISO_W_2_PJM_ROR | MISO_W | PJM_ROR | Internal | Summer | B4 | 100 | 10135 | 0 | 61.97 | 61.86 | 2 | 0
2020 | MISO_W_2_PJM_ROR | MISO_W | PJM_ROR | Internal | Summer | B5 | 200 | 10135 | 0 | 61.13 | 61.71 | 2 | 0
2020 | MISO_W_2_PJM_ROR | MISO_W | PJM_ROR | Internal | Summer | B6 | 300 | 10135 | 0 | 54.02 | 53.35 | 2 | 0
2020 | MISO_W_2_PJM_ROR | MISO_W | PJM_ROR | Internal | Summer | B7 | 400 | 10135 | 0 | 49.04 | 47.08 | 2 | 0
2020 | MISO_W_2_PJM_ROR | MISO_W | PJM_ROR | Internal | Summer | B8 | 500 | 10135 | 0 | 38.76 | 40.26 | 2 | 0
2020 | MISO_W_2_PJM_ROR | MISO_W | PJM_ROR | Internal | Summer | B9 | 800 | 10135 | 0 | 37.57 | 38.01 | 2 | 0
2020 | MISO_W_2_PJM_ROR | MISO_W | PJM_ROR | Internal | Summer | B10 | 1262 | 10135 | 0 | 37.07 | 37.25 | 2 | 0
2020 | MISO_W_2_PJM_ROR | MISO_W | PJM_ROR | Internal | Winter | B16 | 25 | 10135 | 746.56 | 65.65 | 67.65 | 2 | 0
2020 | MISO_W_2_PJM_ROR | MISO_W | PJM_ROR | Internal | Winter | B17 | 100 | 10135 | 1282.9 | 55.88 | 57.88 | 2 | 0
2020 | MISO_W_2_PJM_ROR | MISO_W | PJM_ROR | Internal | Winter | B18 | 400 | 10135 | 0 | 46.63 | 48.62 | 2 | 0
2020 | MISO_W_2_PJM_ROR | MISO_W | PJM_ROR | Internal | Winter | B19 | 700 | 10135 | 1134.43 | 43.53 | 45.53 | 2 | 0
2020 | MISO_W_2_PJM_ROR | MISO_W | PJM_ROR | Internal | Winter | B20 | 935 | 10135 | 0 | 39.85 | 41.62 | 2 | 0
2020 | MISO_W_2_SPP_N | MISO_W | SPP_N | Internal | Shoulder | B11 | 25 | 3200 | 0 | 60.24 | 63.09 | 7 | 0
2020 | MISO_W_2_SPP_N | MISO_W | SPP_N | Internal | Shoulder | B12 | 200 | 3200 | 0 | 55.82 | 58.47 | 7 | 0
2020 | MISO_W_2_SPP_N | MISO_W | SPP_N | Internal | Shoulder | B13 | 600 | 3200 | 0 | 46.52 | 46.53 | 7 | 0
2020 | MISO_W_2_SPP_N | MISO_W | SPP_N | Internal | Shoulder | B14 | 900 | 3200 | 0 | 41.8 | 42.48 | 7 | 0
2020 | MISO_W_2_SPP_N | MISO_W | SPP_N | Internal | Shoulder | B15 | 1203 | 3200 | 0 | 39.41 | 41.75 | 7 | 0
2020 | MISO_W_2_SPP_N | MISO_W | SPP_N | Internal | Summer | B1 | 10 | 3200 | 0 | 66.13 | 66.76 | 7 | 0
2020 | MISO_W_2_SPP_N | MISO_W | SPP_N | Internal | Summer | B2 | 25 | 3200 | 0 | 64.53 | 66.76 | 7 | 0
2020 | MISO_W_2_SPP_N | MISO_W | SPP_N | Internal | Summer | B3 | 75 | 3200 | 0 | 63.83 | 66.76 | 7 | 0
2020 | MISO_W_2_SPP_N | MISO_W | SPP_N | Internal | Summer | B4 | 100 | 3200 | 0 | 61.97 | 65.34 | 7 | 0
2020 | MISO_W_2_SPP_N | MISO_W | SPP_N | Internal | Summer | B5 | 200 | 3200 | 0 | 61.13 | 63.21 | 7 | 0
2020 | MISO_W_2_SPP_N | MISO_W | SPP_N | Internal | Summer | B6 | 300 | 3200 | 0 | 54.02 | 56.89 | 7 | 0
2020 | MISO_W_2_SPP_N | MISO_W | SPP_N | Internal | Summer | B7 | 400 | 3200 | 3200 | 49.04 | 56.06 | 7 | 0.01
2020 | MISO_W_2_SPP_N | MISO_W | SPP_N | Internal | Summer | B8 | 500 | 3200 | 1203.81 | 38.76 | 45.76 | 7 | 0
2020 | MISO_W_2_SPP_N | MISO_W | SPP_N | Internal | Summer | B9 | 800 | 3200 | 0 | 37.57 | 41.02 | 7 | 0
2020 | MISO_W_2_SPP_N | MISO_W | SPP_N | Internal | Summer | B10 | 1262 | 3200 | 0 | 37.07 | 39.21 | 7 | 0
2020 | MISO_W_2_SPP_N | MISO_W | SPP_N | Internal | Winter | B16 | 25 | 3200 | 0 | 65.65 | 63.05 | 7 | 0
2020 | MISO_W_2_SPP_N | MISO_W | SPP_N | Internal | Winter | B17 | 100 | 3200 | 0 | 55.88 | 55.89 | 7 | 0
2020 | MISO_W_2_SPP_N | MISO_W | SPP_N | Internal | Winter | B18 | 400 | 3200 | 0 | 46.63 | 45.65 | 7 | 0
2020 | MISO_W_2_SPP_N | MISO_W | SPP_N | Internal | Winter | B19 | 700 | 3200 | 0 | 43.53 | 44.9 | 7 | 0
2020 | MISO_W_2_SPP_N | MISO_W | SPP_N | Internal | Winter | B20 | 935 | 3200 | 0 | 39.85 | 43.38 | 7 | 0
2020 | MISO_WUMS_2_MISO_MI | MISO_WUMS | MISO_MI | Internal | Shoulder | B11 | 25 | 148 | 77.51 | 60.23 | 60.24 | 0.01 | 0
2020 | MISO_WUMS_2_MISO_MI | MISO_WUMS | MISO_MI | Internal | Shoulder | B12 | 200 | 148 | 148 | 55.81 | 55.86 | 0.01 | 0.04
2020 | MISO_WUMS_2_MISO_MI | MISO_WUMS | MISO_MI | Internal | Shoulder | B13 | 600 | 148 | 148 | 46.51 | 46.55 | 0.01 | 0.04
2020 | MISO_WUMS_2_MISO_MI | MISO_WUMS | MISO_MI | Internal | Shoulder | B14 | 900 | 148 | 148 | 40.86 | 41.83 | 0.01 | 0.96
2020 | MISO_WUMS_2_MISO_MI | MISO_WUMS | MISO_MI | Internal | Shoulder | B15 | 1203 | 148 | 148 | 38.36 | 39.45 | 0.01 | 1.07
2020 | MISO_WUMS_2_MISO_MI | MISO_WUMS | MISO_MI | Internal | Summer | B1 | 10 | 148 | 148 | 60.4 | 66.17 | 0.01 | 5.76
2020 | MISO_WUMS_2_MISO_MI | MISO_WUMS | MISO_MI | Internal | Summer | B2 | 25 | 148 | 148 | 60.4 | 64.56 | 0.01 | 4.16
2020 | MISO_WUMS_2_MISO_MI | MISO_WUMS | MISO_MI | Internal | Summer | B3 | 75 | 148 | 148 | 60.4 | 63.86 | 0.01 | 3.46
2020 | MISO_WUMS_2_MISO_MI | MISO_WUMS | MISO_MI | Internal | Summer | B4 | 100 | 148 | 148 | 60.4 | 62.01 | 0.01 | 1.6
2020 | MISO_WUMS_2_MISO_MI | MISO_WUMS | MISO_MI | Internal | Summer | B5 | 200 | 148 | 148 | 60.4 | 61.14 | 0.01 | 0.74
2020 | MISO_WUMS_2_MISO_MI | MISO_WUMS | MISO_MI | Internal | Summer | B6 | 300 | 148 | 148 | 54.01 | 54.05 | 0.01 | 0.04
2020 | MISO_WUMS_2_MISO_MI | MISO_WUMS | MISO_MI | Internal | Summer | B7 | 400 | 148 | 148 | 45.29 | 49.08 | 0.01 | 3.77
2020 | MISO_WUMS_2_MISO_MI | MISO_WUMS | MISO_MI | Internal | Summer | B8 | 500 | 148 | 148 | 38.75 | 38.79 | 0.01 | 0.04
2020 | MISO_WUMS_2_MISO_MI | MISO_WUMS | MISO_MI | Internal | Summer | B9 | 800 | 148 | 148 | 37.06 | 37.6 | 0.01 | 0.53
2020 | MISO_WUMS_2_MISO_MI | MISO_WUMS | MISO_MI | Internal | Summer | B10 | 1262 | 148 | 148 | 37.06 | 37.6 | 0.01 | 0.53
2020 | MISO_WUMS_2_MISO_MI | MISO_WUMS | MISO_MI | Internal | Winter | B16 | 25 | 148 | 145.93 | 65.65 | 65.66 | 0.01 | 0
2020 | MISO_WUMS_2_MISO_MI | MISO_WUMS | MISO_MI | Internal | Winter | B17 | 100 | 148 | 148 | 55.86 | 55.91 | 0.01 | 0.04
2020 | MISO_WUMS_2_MISO_MI | MISO_WUMS | MISO_MI | Internal | Winter | B18 | 400 | 148 | 148 | 46.62 | 46.67 | 0.01 | 0.04
2020 | MISO_WUMS_2_MISO_MI | MISO_WUMS | MISO_MI | Internal | Winter | B19 | 700 | 148 | 148 | 43.52 | 43.57 | 0.01 | 0.04
2020 | MISO_WUMS_2_MISO_MI | MISO_WUMS | MISO_MI | Internal | Winter | B20 | 935 | 148 | 148 | 39.83 | 39.88 | 0.01 | 0.04
2020 | MISO_WUMS_2_MISO_W | MISO_WUMS | MISO_W | Internal | Shoulder | B11 | 25 | 3264 | 2614.8 | 60.23 | 60.24 | 0.01 | 0
2020 | MISO_WUMS_2_MISO_W | MISO_WUMS | MISO_W | Internal | Shoulder | B12 | 200 | 3264 | 2704.7 | 55.81 | 55.82 | 0.01 | 0
2020 | MISO_WUMS_2_MISO_W | MISO_WUMS | MISO_W | Internal | Shoulder | B13 | 600 | 3264 | 2840.59 | 46.51 | 46.52 | 0.01 | 0
2020 | MISO_WUMS_2_MISO_W | MISO_WUMS | MISO_W | Internal | Shoulder | B14 | 900 | 3264 | 3264 | 40.86 | 41.8 | 0.01 | 0.93
2020 | MISO_WUMS_2_MISO_W | MISO_WUMS | MISO_W | Internal | Shoulder | B15 | 1203 | 3264 | 3264 | 38.36 | 39.41 | 0.01 | 1.03
2020 | MISO_WUMS_2_MISO_W | MISO_WUMS | MISO_W | Internal | Summer | B1 | 10 | 3264 | 3264 | 60.4 | 66.13 | 0.01 | 5.72
2020 | MISO_WUMS_2_MISO_W | MISO_WUMS | MISO_W | Internal | Summer | B2 | 25 | 3264 | 3264 | 60.4 | 64.53 | 0.01 | 4.12
2020 | MISO_WUMS_2_MISO_W | MISO_WUMS | MISO_W | Internal | Summer | B3 | 75 | 3264 | 3264 | 60.4 | 63.83 | 0.01 | 3.42
2020 | MISO_WUMS_2_MISO_W | MISO_WUMS | MISO_W | Internal | Summer | B4 | 100 | 3264 | 3264 | 60.4 | 61.97 | 0.01 | 1.57
2020 | MISO_WUMS_2_MISO_W | MISO_WUMS | MISO_W | Internal | Summer | B5 | 200 | 3264 | 3264 | 60.4 | 61.13 | 0.01 | 0.72
2020 | MISO_WUMS_2_MISO_W | MISO_WUMS | MISO_W | Internal | Summer | B6 | 300 | 3264 | 2853.02 | 54.01 | 54.02 | 0.01 | 0
2020 | MISO_WUMS_2_MISO_W | MISO_WUMS | MISO_W | Internal | Summer | B7 | 400 | 3264 | 3264 | 45.29 | 49.04 | 0.01 | 3.74
2020 | MISO_WUMS_2_MISO_W | MISO_WUMS | MISO_W | Internal | Summer | B8 | 500 | 3264 | 2898.96 | 38.75 | 38.76 | 0.01 | 0
2020 | MISO_WUMS_2_MISO_W | MISO_WUMS | MISO_W | Internal | Summer | B9 | 800 | 3264 | 3264 | 37.06 | 37.57 | 0.01 | 0.49
2020 | MISO_WUMS_2_MISO_W | MISO_WUMS | MISO_W | Internal | Summer | B10 | 1262 | 3264 | 1238.36 | 37.06 | 37.07 | 0.01 | 0
2020 | MISO_WUMS_2_MISO_W | MISO_WUMS | MISO_W | Internal | Winter | B16 | 25 | 3264 | 0 | 65.65 | 65.65 | 0.01 | 0
2020 | MISO_WUMS_2_MISO_W | MISO_WUMS | MISO_W | Internal | Winter | B17 | 100 | 3264 | 202.74 | 55.86 | 55.88 | 0.01 | 0
2020 | MISO_WUMS_2_MISO_W | MISO_WUMS | MISO_W | Internal | Winter | B18 | 400 | 3264 | 1748.67 | 46.62 | 46.63 | 0.01 | 0
2020 | MISO_WUMS_2_MISO_W | MISO_WUMS | MISO_W | Internal | Winter | B19 | 700 | 3264 | 720.19 | 43.52 | 43.53 | 0.01 | 0
2020 | MISO_WUMS_2_MISO_W | MISO_WUMS | MISO_W | Internal | Winter | B20 | 935 | 3264 | 920.86 | 39.83 | 39.85 | 0.01 | 0
2020 | MISO_WUMS_2_PJM_ROR | MISO_WUMS | PJM_ROR | Internal | Shoulder | B11 | 25 | 1600 | 0 | 60.23 | 58.24 | 2 | 0
2020 | MISO_WUMS_2_PJM_ROR | MISO_WUMS | PJM_ROR | Internal | Shoulder | B12 | 200 | 1600 | 0 | 55.81 | 54.77 | 2 | 0
2020 | MISO_WUMS_2_PJM_ROR | MISO_WUMS | PJM_ROR | Internal | Shoulder | B13 | 600 | 1600 | 0 | 46.51 | 44.55 | 2 | 0
2020 | MISO_WUMS_2_PJM_ROR | MISO_WUMS | PJM_ROR | Internal | Shoulder | B14 | 900 | 1600 | 81.61 | 40.86 | 42.86 | 2 | 0
2020 | MISO_WUMS_2_PJM_ROR | MISO_WUMS | PJM_ROR | Internal | Shoulder | B15 | 1203 | 1600 | 0 | 38.36 | 40.06 | 2 | 0
2020 | MISO_WUMS_2_PJM_ROR | MISO_WUMS | PJM_ROR | Internal | Summer | B1 | 10 | 1600 | 1600 | 60.4 | 68.13 | 2 | 5.73
2020 | MISO_WUMS_2_PJM_ROR | MISO_WUMS | PJM_ROR | Internal | Summer | B2 | 25 | 1600 | 1600 | 60.4 | 66.53 | 2 | 4.13
2020 | MISO_WUMS_2_PJM_ROR | MISO_WUMS | PJM_ROR | Internal | Summer | B3 | 75 | 1600 | 0 | 60.4 | 61.86 | 2 | 0
2020 | MISO_WUMS_2_PJM_ROR | MISO_WUMS | PJM_ROR | Internal | Summer | B4 | 100 | 1600 | 0 | 60.4 | 61.86 | 2 | 0
2020 | MISO_WUMS_2_PJM_ROR | MISO_WUMS | PJM_ROR | Internal | Summer | B5 | 200 | 1600 | 0 | 60.4 | 61.71 | 2 | 0
2020 | MISO_WUMS_2_PJM_ROR | MISO_WUMS | PJM_ROR | Internal | Summer | B6 | 300 | 1600 | 0 | 54.01 | 53.35 | 2 | 0
2020 | MISO_WUMS_2_PJM_ROR | MISO_WUMS | PJM_ROR | Internal | Summer | B7 | 400 | 1600 | 0 | 45.29 | 47.08 | 2 | 0
2020 | MISO_WUMS_2_PJM_ROR | MISO_WUMS | PJM_ROR | Internal | Summer | B8 | 500 | 1600 | 0 | 38.75 | 40.26 | 2 | 0
2020 | MISO_WUMS_2_PJM_ROR | MISO_WUMS | PJM_ROR | Internal | Summer | B9 | 800 | 1600 | 0 | 37.06 | 38.01 | 2 | 0
2020 | MISO_WUMS_2_PJM_ROR | MISO_WUMS | PJM_ROR | Internal | Summer | B10 | 1262 | 1600 | 0 | 37.06 | 37.25 | 2 | 0
2020 | MISO_WUMS_2_PJM_ROR | MISO_WUMS | PJM_ROR | Internal | Winter | B16 | 25 | 1600 | 1496.53 | 65.65 | 67.65 | 2 | 0
2020 | MISO_WUMS_2_PJM_ROR | MISO_WUMS | PJM_ROR | Internal | Winter | B17 | 100 | 1600 | 1600 | 55.86 | 57.88 | 2 | 0.01
2020 | MISO_WUMS_2_PJM_ROR | MISO_WUMS | PJM_ROR | Internal | Winter | B18 | 400 | 1600 | 254.72 | 46.62 | 48.62 | 2 | 0
2020 | MISO_WUMS_2_PJM_ROR | MISO_WUMS | PJM_ROR | Internal | Winter | B19 | 700 | 1600 | 1600 | 43.52 | 45.53 | 2 | 0.01
2020 | MISO_WUMS_2_PJM_ROR | MISO_WUMS | PJM_ROR | Internal | Winter | B20 | 935 | 1600 | 0 | 39.83 | 41.62 | 2 | 0
2020 | NE_2_MAPP_US | NE | MAPP_US | Internal | Shoulder | B11 | 25 | 1600 | 0 | 63.08 | 56.08 | 5 | 0
2020 | NE_2_MAPP_US | NE | MAPP_US | Internal | Shoulder | B12 | 200 | 1600 | 0 | 58.46 | 51.46 | 5 | 0
2020 | NE_2_MAPP_US | NE | MAPP_US | Internal | Shoulder | B13 | 600 | 1600 | 0 | 46.52 | 39.52 | 5 | 0
2020 | NE_2_MAPP_US | NE | MAPP_US | Internal | Shoulder | B14 | 900 | 1600 | 0 | 42.47 | 37.31 | 5 | 0
2020 | NE_2_MAPP_US | NE | MAPP_US | Internal | Shoulder | B15 | 1203 | 1600 | 0 | 41.73 | 37.26 | 5 | 0
2020 | NE_2_MAPP_US | NE | MAPP_US | Internal | Summer | B1 | 10 | 1600 | 0 | 66.75 | 59.75 | 5 | 0
2020 | NE_2_MAPP_US | NE | MAPP_US | Internal | Summer | B2 | 25 | 1600 | 0 | 66.75 | 59.75 | 5 | 0
2020 | NE_2_MAPP_US | NE | MAPP_US | Internal | Summer | B3 | 75 | 1600 | 0 | 66.75 | 59.75 | 5 | 0
2020 | NE_2_MAPP_US | NE | MAPP_US | Internal | Summer | B4 | 100 | 1600 | 0 | 65.33 | 58.33 | 5 | 0
2020 | NE_2_MAPP_US | NE | MAPP_US | Internal | Summer | B5 | 200 | 1600 | 0 | 63.2 | 56.2 | 5 | 0
2020 | NE_2_MAPP_US | NE | MAPP_US | Internal | Summer | B6 | 300 | 1600 | 0 | 56.88 | 49.88 | 5 | 0
2020 | NE_2_MAPP_US | NE | MAPP_US | Internal | Summer | B7 | 400 | 1600 | 0 | 56.04 | 49.04 | 5 | 0
2020 | NE_2_MAPP_US | NE | MAPP_US | Internal | Summer | B8 | 500 | 1600 | 0 | 45.75 | 38.75 | 5 | 0
2020 | NE_2_MAPP_US | NE | MAPP_US | Internal | Summer | B9 | 800 | 1600 | 0 | 41.01 | 34.01 | 5 | 0
2020 | NE_2_MAPP_US | NE | MAPP_US | Internal | Summer | B10 | 1262 | 1600 | 0 | 39.2 | 32.2 | 5 | 0
2020 | NE_2_MAPP_US | NE | MAPP_US | Internal | Winter | B16 | 25 | 1600 | 0 | 63.04 | 58.65 | 5 | 0
2020 | NE_2_MAPP_US | NE | MAPP_US | Internal | Winter | B17 | 100 | 1600 | 0 | 55.88 | 48.88 | 5 | 0
2020 | NE_2_MAPP_US | NE | MAPP_US | Internal | Winter | B18 | 400 | 1600 | 0 | 45.64 | 39.63 | 5 | 0
2020 | NE_2_MAPP_US | NE | MAPP_US | Internal | Winter | B19 | 700 | 1600 | 0 | 44.89 | 39.63 | 5 | 0
2020 | NE_2_MAPP_US | NE | MAPP_US | Internal | Winter | B20 | 935 | 1600 | 0 | 43.37 | 36.37 | 5 | 0
2020 | NE_2_MISO_W | NE | MISO_W | Internal | Shoulder | B11 | 25 | 19097 | 0 | 63.08 | 60.24 | 5 | 0
2020 | NE_2_MISO_W | NE | MISO_W | Internal | Shoulder | B12 | 200 | 19097 | 0 | 58.46 | 55.82 | 5 | 0
2020 | NE_2_MISO_W | NE | MISO_W | Internal | Shoulder | B13 | 600 | 19097 | 0 | 46.52 | 46.52 | 5 | 0
2020 | NE_2_MISO_W | NE | MISO_W | Internal | Shoulder | B14 | 900 | 19097 | 0 | 42.47 | 41.8 | 5 | 0
2020 | NE_2_MISO_W | NE | MISO_W | Internal | Shoulder | B15 | 1203 | 19097 | 0 | 41.73 | 39.41 | 5 | 0
2020 | NE_2_MISO_W | NE | MISO_W | Internal | Summer | B1 | 10 | 19097 | 0 | 66.75 | 66.13 | 5 | 0
2020 | NE_2_MISO_W | NE | MISO_W | Internal | Summer | B2 | 25 | 19097 | 0 | 66.75 | 64.53 | 5 | 0
2020 | NE_2_MISO_W | NE | MISO_W | Internal | Summer | B3 | 75 | 19097 | 0 | 66.75 | 63.83 | 5 | 0
2020 | NE_2_MISO_W | NE | MISO_W | Internal | Summer | B4 | 100 | 19097 | 0 | 65.33 | 61.97 | 5 | 0
2020 | NE_2_MISO_W | NE | MISO_W | Internal | Summer | B5 | 200 | 19097 | 0 | 63.2 | 61.13 | 5 | 0
2020 | NE_2_MISO_W | NE | MISO_W | Internal | Summer | B6 | 300 | 19097 | 0 | 56.88 | 54.02 | 5 | 0
2020 | NE_2_MISO_W | NE | MISO_W | Internal | Summer | B7 | 400 | 19097 | 0 | 56.04 | 49.04 | 5 | 0
2020 | NE_2_MISO_W | NE | MISO_W | Internal | Summer | B8 | 500 | 19097 | 0 | 45.75 | 38.76 | 5 | 0
2020 | NE_2_MISO_W | NE | MISO_W | Internal | Summer | B9 | 800 | 19097 | 0 | 41.01 | 37.57 | 5 | 0
2020 | NE_2_MISO_W | NE | MISO_W | Internal | Summer | B10 | 1262 | 19097 | 0 | 39.2 | 37.07 | 5 | 0
2020 | NE_2_MISO_W | NE | MISO_W | Internal | Winter | B16 | 25 | 19097 | 0 | 63.04 | 65.65 | 5 | 0
2020 | NE_2_MISO_W | NE | MISO_W | Internal | Winter | B17 | 100 | 19097 | 0 | 55.88 | 55.88 | 5 | 0
2020 | NE_2_MISO_W | NE | MISO_W | Internal | Winter | B18 | 400 | 19097 | 0 | 45.64 | 46.63 | 5 | 0
2020 | NE_2_MISO_W | NE | MISO_W | Internal | Winter | B19 | 700 | 19097 | 0 | 44.89 | 43.53 | 5 | 0
2020 | NE_2_MISO_W | NE | MISO_W | Internal | Winter | B20 | 935 | 19097 | 0 | 43.37 | 39.85 | 5 | 0
2020 | NE_2_SPP_N | NE | SPP_N | Internal | Shoulder | B11 | 25 | 12798 | 2480.95 | 63.08 | 63.09 | 0.01 | 0
2020 | NE_2_SPP_N | NE | SPP_N | Internal | Shoulder | B12 | 200 | 12798 | 2669.22 | 58.46 | 58.47 | 0.01 | 0
2020 | NE_2_SPP_N | NE | SPP_N | Internal | Shoulder | B13 | 600 | 12798 | 2295.15 | 46.52 | 46.53 | 0.01 | 0
2020 | NE_2_SPP_N | NE | SPP_N | Internal | Shoulder | B14 | 900 | 12798 | 1229.69 | 42.47 | 42.48 | 0.01 | 0
2020 | NE_2_SPP_N | NE | SPP_N | Internal | Shoulder | B15 | 1203 | 12798 | 1749.76 | 41.73 | 41.75 | 0.01 | 0
2020 | NE_2_SPP_N | NE | SPP_N | Internal | Summer | B1 | 10 | 12798 | 2371.33 | 66.75 | 66.76 | 0.01 | 0
2020 | NE_2_SPP_N | NE | SPP_N | Internal | Summer | B2 | 25 | 12798 | 2811.87 | 66.75 | 66.76 | 0.01 | 0
2020 | NE_2_SPP_N | NE | SPP_N | Internal | Summer | B3 | 75 | 12798 | 2621.82 | 66.75 | 66.76 | 0.01 | 0
2020 | NE_2_SPP_N | NE | SPP_N | Internal | Summer | B4 | 100 | 12798 | 2850.48 | 65.33 | 65.34 | 0.01 | 0
2020 | NE_2_SPP_N | NE | SPP_N | Internal | Summer | B5 | 200 | 12798 | 1922.51 | 63.2 | 63.21 | 0.01 | 0
2020 | NE_2_SPP_N | NE | SPP_N | Internal | Summer | B6 | 300 | 12798 | 2292.37 | 56.88 | 56.89 | 0.01 | 0
2020 | NE_2_SPP_N | NE | SPP_N | Internal | Summer | B7 | 400 | 12798 | 3797.57 | 56.04 | 56.06 | 0.01 | 0
2020 | NE_2_SPP_N | NE | SPP_N | Internal | Summer | B8 | 500 | 12798 | 3718.07 | 45.75 | 45.76 | 0.01 | 0
2020 | NE_2_SPP_N | NE | SPP_N | Internal | Summer | B9 | 800 | 12798 | 2544.15 | 41.01 | 41.02 | 0.01 | 0
2020 | NE_2_SPP_N | NE | SPP_N | Internal | Summer | B10 | 1262 | 12798 | 2946.6 | 39.2 | 39.21 | 0.01 | 0
2020 | NE_2_SPP_N | NE | SPP_N | Internal | Winter | B16 | 25 | 12798 | 2442.77 | 63.04 | 63.05 | 0.01 | 0
2020 | NE_2_SPP_N | NE | SPP_N | Internal | Winter | B17 | 100 | 12798 | 3630.75 | 55.88 | 55.89 | 0.01 | 0
2020 | NE_2_SPP_N | NE | SPP_N | Internal | Winter | B18 | 400 | 12798 | 2502.95 | 45.64 | 45.65 | 0.01 | 0
2020 | NE_2_SPP_N | NE | SPP_N | Internal | Winter | B19 | 700 | 12798 | 2226.69 | 44.89 | 44.9 | 0.01 | 0
2020 | NE_2_SPP_N | NE | SPP_N | Internal | Winter | B20 | 935 | 12798 | 2847.2 | 43.37 | 43.38 | 0.01 | 0
2020 | NEISO_2_NYISO_A-F | NEISO | NYISO_A-F | Internal | Shoulder | B11 | 25 | 600 | 600 | 37.5 | 40.71 | 3 | 0.21
2020 | NEISO_2_NYISO_A-F | NEISO | NYISO_A-F | Internal | Shoulder | B12 | 200 | 600 | 600 | 37.5 | 42.28 | 3 | 1.78
2020 | NEISO_2_NYISO_A-F | NEISO | NYISO_A-F | Internal | Shoulder | B13 | 600 | 600 | 0 | 37.5 | 39.87 | 3 | 0
2020 | NEISO_2_NYISO_A-F | NEISO | NYISO_A-F | Internal | Shoulder | B14 | 900 | 600 | 0 | 37.5 | 39.57 | 3 | 0
2020 | NEISO_2_NYISO_A-F | NEISO | NYISO_A-F | Internal | Shoulder | B15 | 1203 | 600 | 0 | 37.5 | 39.57 | 3 | 0
2020 | NEISO_2_NYISO_A-F | NEISO | NYISO_A-F | Internal | Summer | B1 | 10 | 600 | 0 | 81.05 | 58.73 | 3 | 0
2020 | NEISO_2_NYISO_A-F | NEISO | NYISO_A-F | Internal | Summer | B2 | 25 | 600 | 0 | 69.54 | 58.54 | 3 | 0
2020 | NEISO_2_NYISO_A-F | NEISO | NYISO_A-F | Internal | Summer | B3 | 75 | 600 | 0 | 49.92 | 52.51 | 3 | 0
2020 | NEISO_2_NYISO_A-F | NEISO | NYISO_A-F | Internal | Summer | B4 | 100 | 600 | 338.84 | 48.53 | 51.53 | 3 | 0
2020 | NEISO_2_NYISO_A-F | NEISO | NYISO_A-F | Internal | Summer | B5 | 200 | 600 | 600 | 35.67 | 46.14 | 3 | 7.47
2020 | NEISO_2_NYISO_A-F | NEISO | NYISO_A-F | Internal | Summer | B6 | 300 | 600 | 600 | 35.67 | 45.82 | 3 | 7.15
2020 | NEISO_2_NYISO_A-F | NEISO | NYISO_A-F | Internal | Summer | B7 | 400 | 600 | 600 | 34.61 | 39.46 | 3 | 1.84
2020 | NEISO_2_NYISO_A-F | NEISO | NYISO_A-F | Internal | Summer | B8 | 500 | 600 | 439.73 | 34.61 | 37.61 | 3 | 0
2020 | NEISO_2_NYISO_A-F | NEISO | NYISO_A-F | Internal | Summer | B9 | 800 | 600 | 0 | 34.61 | 37.6 | 3 | 0
2020 | NEISO_2_NYISO_A-F | NEISO | NYISO_A-F | Internal | Summer | B10 | 1262 | 600 | 0 | 34.61 | 37.6 | 3 | 0
2020 | NEISO_2_NYISO_A-F | NEISO | NYISO_A-F | Internal | Winter | B16 | 25 | 600 | 0 | 46.42 | 49.4 | 3 | 0
2020 | NEISO_2_NYISO_A-F | NEISO | NYISO_A-F | Internal | Winter | B17 | 100 | 600 | 0 | 46.42 | 46.34 | 3 | 0
2020 | NEISO_2_NYISO_A-F | NEISO | NYISO_A-F | Internal | Winter | B18 | 400 | 600 | 0 | 46.42 | 43.42 | 3 | 0
2020 | NEISO_2_NYISO_A-F | NEISO | NYISO_A-F | Internal | Winter | B19 | 700 | 600 | 0 | 46.42 | 43.42 | 3 | 0
2020 | NEISO_2_NYISO_A-F | NEISO | NYISO_A-F | Internal | Winter | B20 | 935 | 600 | 0 | 46.42 | 43.42 | 3 | 0
2020 | NEISO_2_NYISO_G-I | NEISO | NYISO_G-I | Internal | Shoulder | B11 | 25 | 600 | 600 | 37.5 | 50.22 | 3 | 9.72
2020 | NEISO_2_NYISO_G-I | NEISO | NYISO_G-I | Internal | Shoulder | B12 | 200 | 600 | 600 | 37.5 | 46.73 | 3 | 6.23
2020 | NEISO_2_NYISO_G-I | NEISO | NYISO_G-I | Internal | Shoulder | B13 | 600 | 600 | 0 | 37.5 | 40.02 | 3 | 0
2020 | NEISO_2_NYISO_G-I | NEISO | NYISO_G-I | Internal | Shoulder | B14 | 900 | 600 | 0 | 37.5 | 39.58 | 3 | 0
2020 | NEISO_2_NYISO_G-I | NEISO | NYISO_G-I | Internal | Shoulder | B15 | 1203 | 600 | 0 | 37.5 | 39.58 | 3 | 0
2020 | NEISO_2_NYISO_G-I | NEISO | NYISO_G-I | Internal | Summer | B1 | 10 | 600 | 0 | 81.05 | 78.05 | 3 | 0
2020 | NEISO_2_NYISO_G-I | NEISO | NYISO_G-I | Internal | Summer | B2 | 25 | 600 | 39.67 | 69.54 | 72.54 | 3 | 0
2020 | NEISO_2_NYISO_G-I | NEISO | NYISO_G-I | Internal | Summer | B3 | 75 | 600 | 511.14 | 49.92 | 52.92 | 3 | 0
2020 | NEISO_2_NYISO_G-I | NEISO | NYISO_G-I | Internal | Summer | B4 | 100 | 600 | 600 | 48.53 | 51.54 | 3 | 0.01
2020 | NEISO_2_NYISO_G-I | NEISO | NYISO_G-I | Internal | Summer | B5 | 200 | 600 | 600 | 35.67 | 48.95 | 3 | 10.28
2020 | NEISO_2_NYISO_G-I | NEISO | NYISO_G-I | Internal | Summer | B6 | 300 | 600 | 600 | 35.67 | 48.95 | 3 | 10.28
2020 | NEISO_2_NYISO_G-I | NEISO | NYISO_G-I | Internal | Summer | B7 | 400 | 600 | 600 | 34.61 | 39.47 | 3 | 1.86
2020 | NEISO_2_NYISO_G-I | NEISO | NYISO_G-I | Internal | Summer | B8 | 500 | 600 | 600 | 34.61 | 37.63 | 3 | 0.01
2020 | NEISO_2_NYISO_G-I | NEISO | NYISO_G-I | Internal | Summer | B9 | 800 | 600 | 395.34 | 34.61 | 37.61 | 3 | 0
2020 | NEISO_2_NYISO_G-I | NEISO | NYISO_G-I | Internal | Summer | B10 | 1262 | 600 | 248.84 | 34.61 | 37.61 | 3 | 0
2020 | NEISO_2_NYISO_G-I | NEISO | NYISO_G-I | Internal | Winter | B16 | 25 | 600 | 600 | 46.42 | 59.63 | 3 | 10.2
2020 | NEISO_2_NYISO_G-I | NEISO | NYISO_G-I | Internal | Winter | B17 | 100 | 600 | 600 | 46.42 | 49.88 | 3 | 0.45
2020 | NEISO_2_NYISO_G-I | NEISO | NYISO_G-I | Internal | Winter | B18 | 400 | 600 | 428.17 | 46.42 | 49.42 | 3 | 0
2020 | NEISO_2_NYISO_G-I | NEISO | NYISO_G-I | Internal | Winter | B19 | 700 | 600 | 0 | 46.42 | 49.41 | 3 | 0
2020 | NEISO_2_NYISO_G-I | NEISO | NYISO_G-I | Internal | Winter | B20 | 935 | 600 | 0 | 46.42 | 45.78 | 3 | 0
2020 | NEISO_2_NYISO_J-K | NEISO | NYISO_J-K | Internal | Shoulder | B11 | 25 | 520 | 520 | 37.5 | 50.23 | 3 | 9.73
2020 | NEISO_2_NYISO_J-K | NEISO | NYISO_J-K | Internal | Shoulder | B12 | 200 | 520 | 520 | 37.5 | 46.74 | 3 | 6.25
2020 | NEISO_2_NYISO_J-K | NEISO | NYISO_J-K | Internal | Shoulder | B13 | 600 | 520 | 0 | 37.5 | 40.03 | 3 | 0
2020 | NEISO_2_NYISO_J-K | NEISO | NYISO_J-K | Internal | Shoulder | B14 | 900 | 520 | 0 | 37.5 | 39.6 | 3 | 0
2020 | NEISO_2_NYISO_J-K | NEISO | NYISO_J-K | Internal | Shoulder | B15 | 1203 | 520 | 0 | 37.5 | 39.6 | 3 | 0
2020 | NEISO_2_NYISO_J-K | NEISO | NYISO_J-K | Internal | Summer | B1 | 10 | 520 | 0 | 81.05 | 78.06 | 3 | 0
2020 | NEISO_2_NYISO_J-K | NEISO | NYISO_J-K | Internal | Summer | B2 | 25 | 520 | 520 | 69.54 | 72.55 | 3 | 0.01
2020 | NEISO_2_NYISO_J-K | NEISO | NYISO_J-K | Internal | Summer | B3 | 75 | 520 | 520 | 49.92 | 52.93 | 3 | 0.01
2020 | NEISO_2_NYISO_J-K | NEISO | NYISO_J-K | Internal | Summer | B4 | 100 | 520 | 520 | 48.53 | 51.55 | 3 | 0.02
2020 | NEISO_2_NYISO_J-K | NEISO | NYISO_J-K | Internal | Summer | B5 | 200 | 520 | 520 | 35.67 | 48.96 | 3 | 10.29
2020 | NEISO_2_NYISO_J-K | NEISO | NYISO_J-K | Internal | Summer | B6 | 300 | 520 | 520 | 35.67 | 48.96 | 3 | 10.29
2020 | NEISO_2_NYISO_J-K | NEISO | NYISO_J-K | Internal | Summer | B7 | 400 | 520 | 520 | 34.61 | 39.48 | 3 | 1.87
2020 | NEISO_2_NYISO_J-K | NEISO | NYISO_J-K | Internal | Summer | B8 | 500 | 520 | 520 | 34.61 | 37.64 | 3 | 0.02
2020 | NEISO_2_NYISO_J-K | NEISO | NYISO_J-K | Internal | Summer | B9 | 800 | 520 | 520 | 34.61 | 37.63 | 3 | 0.01
2020 | NEISO_2_NYISO_J-K | NEISO | NYISO_J-K | Internal | Summer | B10 | 1262 | 520 | 520 | 34.61 | 37.63 | 3 | 0.01
2020 | NEISO_2_NYISO_J-K | NEISO | NYISO_J-K | Internal | Winter | B16 | 25 | 520 | 520 | 46.42 | 59.64 | 3 | 10.21
2020 | NEISO_2_NYISO_J-K | NEISO | NYISO_J-K | Internal | Winter | B17 | 100 | 520 | 520 | 46.42 | 49.89 | 3 | 0.46
2020 | NEISO_2_NYISO_J-K | NEISO | NYISO_J-K | Internal | Winter | B18 | 400 | 520 | 520 | 46.42 | 49.44 | 3 | 0.01
2020 | NEISO_2_NYISO_J-K | NEISO | NYISO_J-K | Internal | Winter | B19 | 700 | 520 | 331.22 | 46.42 | 49.42 | 3 | 0
2020 | NEISO_2_NYISO_J-K | NEISO | NYISO_J-K | Internal | Winter | B20 | 935 | 520 | 0 | 46.42 | 48.1 | 3 | 0
2020 | NonRTO_Midwest_2_TVA_Transmission | NonRTO_Midwest | TVA_Transmission | Internal | Shoulder | B11 | 25 | 2400 | 0 | 68.25 | 64.24 | 8 | 0
2020 | NonRTO_Midwest_2_TVA_Transmission | NonRTO_Midwest | TVA_Transmission | Internal | Shoulder | B12 | 200 | 2400 | 0 | 63.84 | 58.47 | 8 | 0
2020 | NonRTO_Midwest_2_TVA_Transmission | NonRTO_Midwest | TVA_Transmission | Internal | Shoulder | B13 | 600 | 2400 | 0 | 48.49 | 46.7 | 8 | 0
2020 | NonRTO_Midwest_2_TVA_Transmission | NonRTO_Midwest | TVA_Transmission | Internal | Shoulder | B14 | 900 | 2400 | 0 | 43.28 | 45.61 | 8 | 0
2020 | NonRTO_Midwest_2_TVA_Transmission | NonRTO_Midwest | TVA_Transmission | Internal | Shoulder | B15 | 1203 | 2400 | 0 | 42.29 | 44.96 | 8 | 0
2020 | NonRTO_Midwest_2_TVA_Transmission | NonRTO_Midwest | TVA_Transmission | Internal | Summer | B1 | 10 | 2400 | 0 | 69.15 | 74.13 | 8 | 0
2020 | NonRTO_Midwest_2_TVA_Transmission | NonRTO_Midwest | TVA_Transmission | Internal | Summer | B2 | 25 | 2400 | 0 | 69.15 | 72.53 | 8 | 0
2020 | NonRTO_Midwest_2_TVA_Transmission | NonRTO_Midwest | TVA_Transmission | Internal | Summer | B3 | 75 | 2400 | 0 | 69.15 | 67.86 | 8 | 0
2020 | NonRTO_Midwest_2_TVA_Transmission | NonRTO_Midwest | TVA_Transmission | Internal | Summer | B4 | 100 | 2400 | 0 | 69.15 | 67.78 | 8 | 0
2020 | NonRTO_Midwest_2_TVA_Transmission | NonRTO_Midwest | TVA_Transmission | Internal | Summer | B5 | 200 | 2400 | 0 | 69.15 | 67.71 | 8 | 0
2020 | NonRTO_Midwest_2_TVA_Transmission | NonRTO_Midwest | TVA_Transmission | Internal | Summer | B6 | 300 | 2400 | 0 | 62.04 | 59.35 | 8 | 0
2020 | NonRTO_Midwest_2_TVA_Transmission | NonRTO_Midwest | TVA_Transmission | Internal | Summer | B7 | 400 | 2400 | 0 | 57.06 | 52.31 | 8 | 0
2020 | NonRTO_Midwest_2_TVA_Transmission | NonRTO_Midwest | TVA_Transmission | Internal | Summer | B8 | 500 | 2400 | 0 | 41.83 | 45.13 | 8 | 0
2020 | NonRTO_Midwest_2_TVA_Transmission | NonRTO_Midwest | TVA_Transmission | Internal | Summer | B9 | 800 | 2400 | 0 | 41.83 | 43.23 | 8 | 0
2020 | NonRTO_Midwest_2_TVA_Transmission | NonRTO_Midwest | TVA_Transmission | Internal | Summer | B10 | 1262 | 2400 | 0 | 34.17 | 42.03 | 8 | 0
2020 | NonRTO_Midwest_2_TVA_Transmission | NonRTO_Midwest | TVA_Transmission | Internal | Winter | B16 | 25 | 2400 | 0 | 73.67 | 73.65 | 8 | 0
2020 | NonRTO_Midwest_2_TVA_Transmission | NonRTO_Midwest | TVA_Transmission | Internal | Winter | B17 | 100 | 2400 | 0 | 63.9 | 63.75 | 8 | 0
2020 | NonRTO_Midwest_2_TVA_Transmission | NonRTO_Midwest | TVA_Transmission | Internal | Winter | B18 | 400 | 2400 | 0 | 54.34 | 49.65 | 8 | 0
2020 | NonRTO_Midwest_2_TVA_Transmission | NonRTO_Midwest | TVA_Transmission | Internal | Winter | B19 | 700 | 2400 | 0 | 46.03 | 48.27 | 8 | 0
2020 | NonRTO_Midwest_2_TVA_Transmission | NonRTO_Midwest | TVA_Transmission | Internal | Winter | B20 | 935 | 2400 | 164.56 | 38.74 | 46.74 | 8 | 0
2020 | NYISO_A-F_2_IESO | NYISO_A-F | IESO | Internal | Shoulder | B11 | 25 | 1600 | 0 | 40.71 | 32.57 | 7 | 0
2020 | NYISO_A-F_2_IESO | NYISO_A-F | IESO | Internal | Shoulder | B12 | 200 | 1600 | 0 | 42.28 | 32.57 | 7 | 0
2020 | NYISO_A-F_2_IESO | NYISO_A-F | IESO | Internal | Shoulder | B13 | 600 | 1600 | 0 | 39.87 | 32.57 | 7 | 0
2020 | NYISO_A-F_2_IESO | NYISO_A-F | IESO | Internal | Shoulder | B14 | 900 | 1600 | 0 | 39.57 | 32.57 | 7 | 0
2020 | NYISO_A-F_2_IESO | NYISO_A-F | IESO | Internal | Shoulder | B15 | 1203 | 1600 | 0 | 39.57 | 32.57 | 7 | 0
2020 | NYISO_A-F_2_IESO | NYISO_A-F | IESO | Internal | Summer | B1 | 10 | 1600 | 0 | 58.73 | 51.73 | 7 | 0
2020 | NYISO_A-F_2_IESO | NYISO_A-F | IESO | Internal | Summer | B2 | 25 | 1600 | 0 | 58.54 | 51.54 | 7 | 0
2020 | NYISO_A-F_2_IESO | NYISO_A-F | IESO | Internal | Summer | B3 | 75 | 1600 | 0 | 52.51 | 40.2 | 7 | 0
2020 | NYISO_A-F_2_IESO | NYISO_A-F | IESO | Internal | Summer | B4 | 100 | 1600 | 0 | 51.53 | 39.14 | 7 | 0
2020 | NYISO_A-F_2_IESO | NYISO_A-F | IESO | Internal | Summer | B5 | 200 | 1600 | 0 | 46.14 | 39.14 | 7 | 0
2020 | NYISO_A-F_2_IESO | NYISO_A-F | IESO | Internal | Summer | B6 | 300 | 1600 | 0 | 45.82 | 38.82 | 7 | 0
2020 | NYISO_A-F_2_IESO | NYISO_A-F | IESO | Internal | Summer | B7 | 400 | 1600 | 0 | 39.46 | 32.46 | 7 | 0
2020 | NYISO_A-F_2_IESO | NYISO_A-F | IESO | Internal | Summer | B8 | 500 | 1600 | 0 | 37.61 | 30.61 | 7 | 0
2020 | NYISO_A-F_2_IESO | NYISO_A-F | IESO | Internal | Summer | B9 | 800 | 1600 | 0 | 37.6 | 30.6 | 7 | 0
2020 | NYISO_A-F_2_IESO | NYISO_A-F | IESO | Internal | Summer | B10 | 1262 | 1600 | 0 | 37.6 | 30.6 | 7 | 0
2020 | NYISO_A-F_2_IESO | NYISO_A-F | IESO | Internal | Winter | B16 | 25 | 1600 | 0 | 49.4 | 42.4 | 7 | 0
2020 | NYISO_A-F_2_IESO | NYISO_A-F | IESO | Internal | Winter | B17 | 100 | 1600 | 0 | 46.34 | 39.34 | 7 | 0
2020 | NYISO_A-F_2_IESO | NYISO_A-F | IESO | Internal | Winter | B18 | 400 | 1600 | 0 | 43.42 | 36.42 | 7 | 0
2020 | NYISO_A-F_2_IESO | NYISO_A-F | IESO | Internal | Winter | B19 | 700 | 1600 | 0 | 43.42 | 36.42 | 7 | 0
2020 | NYISO_A-F_2_IESO | NYISO_A-F | IESO | Internal | Winter | B20 | 935 | 1600 | 0 | 43.42 | 36.42 | 7 | 0
2020 | NYISO_A-F_2_NEISO | NYISO_A-F | NEISO | Internal | Shoulder | B11 | 25 | 600 | 0 | 40.71 | 37.5 | 3 | 0
2020 | NYISO_A-F_2_NEISO | NYISO_A-F | NEISO | Internal | Shoulder | B12 | 200 | 600 | 0 | 42.28 | 37.5 | 3 | 0
2020 | NYISO_A-F_2_NEISO | NYISO_A-F | NEISO | Internal | Shoulder | B13 | 600 | 600 | 0 | 39.87 | 37.5 | 3 | 0
2020 | NYISO_A-F_2_NEISO | NYISO_A-F | NEISO | Internal | Shoulder | B14 | 900 | 600 | 0 | 39.57 | 37.5 | 3 | 0
2020 | NYISO_A-F_2_NEISO | NYISO_A-F | NEISO | Internal | Shoulder | B15 | 1203 | 600 | 0 | 39.57 | 37.5 | 3 | 0
2020 | NYISO_A-F_2_NEISO | NYISO_A-F | NEISO | Internal | Summer | B1 | 10 | 600 | 600 | 58.73 | 81.05 | 3 | 19.32
2020 | NYISO_A-F_2_NEISO | NYISO_A-F | NEISO | Internal | Summer | B2 | 25 | 600 | 600 | 58.54 | 69.54 | 3 | 8
2020 | NYISO_A-F_2_NEISO | NYISO_A-F | NEISO | Internal | Summer | B3 | 75 | 600 | 0 | 52.51 | 49.92 | 3 | 0
2020 | NYISO_A-F_2_NEISO | NYISO_A-F | NEISO | Internal | Summer | B4 | 100 | 600 | 0 | 51.53 | 48.53 | 3 | 0
2020 | NYISO_A-F_2_NEISO | NYISO_A-F | NEISO | Internal | Summer | B5 | 200 | 600 | 0 | 46.14 | 35.67 | 3 | 0
2020 | NYISO_A-F_2_NEISO | NYISO_A-F | NEISO | Internal | Summer | B6 | 300 | 600 | 0 | 45.82 | 35.67 | 3 | 0
2020 | NYISO_A-F_2_NEISO | NYISO_A-F | NEISO | Internal | Summer | B7 | 400 | 600 | 0 | 39.46 | 34.61 | 3 | 0
2020 | NYISO_A-F_2_NEISO | NYISO_A-F | NEISO | Internal | Summer | B8 | 500 | 600 | 0 | 37.61 | 34.61 | 3 | 0
2020 | NYISO_A-F_2_NEISO | NYISO_A-F | NEISO | Internal | Summer | B9 | 800 | 600 | 0 | 37.6 | 34.61 | 3 | 0
2020 | NYISO_A-F_2_NEISO | NYISO_A-F | NEISO | Internal | Summer | B10 | 1262 | 600 | 0 | 37.6 | 34.61 | 3 | 0
2020 | NYISO_A-F_2_NEISO | NYISO_A-F | NEISO | Internal | Winter | B16 | 25 | 600 | 0 | 49.4 | 46.42 | 3 | 0
2020 | NYISO_A-F_2_NEISO | NYISO_A-F | NEISO | Internal | Winter | B17 | 100 | 600 | 0 | 46.34 | 46.42 | 3 | 0
2020 | NYISO_A-F_2_NEISO | NYISO_A-F | NEISO | Internal | Winter | B18 | 400 | 600 | 7.61 | 43.42 | 46.42 | 3 | 0
2020 | NYISO_A-F_2_NEISO | NYISO_A-F | NEISO | Internal | Winter | B19 | 700 | 600 | 4.6 | 43.42 | 46.42 | 3 | 0
2020 | NYISO_A-F_2_NEISO | NYISO_A-F | NEISO | Internal | Winter | B20 | 935 | 600 | 3.56 | 43.42 | 46.42 | 3 | 0
2020 | NYISO_A-F_2_NYISO_G-I | NYISO_A-F | NYISO_G-I | Internal | Shoulder | B11 | 25 | 4888 | 4888 | 40.71 | 50.22 | 0.01 | 9.5
2020 | NYISO_A-F_2_NYISO_G-I | NYISO_A-F | NYISO_G-I | Internal | Shoulder | B12 | 200 | 4888 | 4888 | 42.28 | 46.73 | 0.01 | 4.44
2020 | NYISO_A-F_2_NYISO_G-I | NYISO_A-F | NYISO_G-I | Internal | Shoulder | B13 | 600 | 4888 | 4888 | 39.87 | 40.02 | 0.01 | 0.14
2020 | NYISO_A-F_2_NYISO_G-I | NYISO_A-F | NYISO_G-I | Internal | Shoulder | B14 | 900 | 4888 | 4373.27 | 39.57 | 39.58 | 0.01 | 0
2020 | NYISO_A-F_2_NYISO_G-I | NYISO_A-F | NYISO_G-I | Internal | Shoulder | B15 | 1203 | 4888 | 2241.65 | 39.57 | 39.58 | 0.01 | 0
2020 | NYISO_A-F_2_NYISO_G-I | NYISO_A-F | NYISO_G-I | Internal | Summer | B1 | 10 | 4888 | 4888 | 58.73 | 78.05 | 0.01 | 19.31
2020 | NYISO_A-F_2_NYISO_G-I | NYISO_A-F | NYISO_G-I | Internal | Summer | B2 | 25 | 4888 | 4888 | 58.54 | 72.54 | 0.01 | 13.99
2020 | NYISO_A-F_2_NYISO_G-I | NYISO_A-F | NYISO_G-I | Internal | Summer | B3 | 75 | 4888 | 4888 | 52.51 | 52.92 | 0.01 | 0.4
2020 | NYISO_A-F_2_NYISO_G-I | NYISO_A-F | NYISO_G-I | Internal | Summer | B4 | 100 | 4888 | 4776.56 | 51.53 | 51.54 | 0.01 | 0
2020 | NYISO_A-F_2_NYISO_G-I | NYISO_A-F | NYISO_G-I | Internal | Summer | B5 | 200 | 4888 | 4888 | 46.14 | 48.95 | 0.01 | 2.8
2020 | NYISO_A-F_2_NYISO_G-I | NYISO_A-F | NYISO_G-I | Internal | Summer | B6 | 300 | 4888 | 4888 | 45.82 | 48.95 | 0.01 | 3.11
2020 | NYISO_A-F_2_NYISO_G-I | NYISO_A-F | NYISO_G-I | Internal | Summer | B7 | 400 | 4888 | 4160 | 39.46 | 39.47 | 0.01 | 0
2020 | NYISO_A-F_2_NYISO_G-I | NYISO_A-F | NYISO_G-I | Internal | Summer | B8 | 500 | 4888 | 3350.97 | 37.61 | 37.63 | 0.01 | 0
2020 | NYISO_A-F_2_NYISO_G-I | NYISO_A-F | NYISO_G-I | Internal | Summer | B9 | 800 | 4888 | 2469.75 | 37.6 | 37.61 | 0.01 | 0
2020 | NYISO_A-F_2_NYISO_G-I | NYISO_A-F | NYISO_G-I | Internal | Summer | B10 | 1262 | 4888 | 350.09 | 37.6 | 37.61 | 0.01 | 0
2020 | NYISO_A-F_2_NYISO_G-I | NYISO_A-F | NYISO_G-I | Internal | Winter | B16 | 25 | 4888 | 4888 | 49.4 | 59.63 | 0.01 | 10.22
2020 | NYISO_A-F_2_NYISO_G-I | NYISO_A-F | NYISO_G-I | Internal | Winter | B17 | 100 | 4888 | 4888 | 46.34 | 49.88 | 0.01 | 3.53
2020 | NYISO_A-F_2_NYISO_G-I | NYISO_A-F | NYISO_G-I | Internal | Winter | B18 | 400 | 4888 | 4888 | 43.42 | 49.42 | 0.01 | 5.99
2020 | NYISO_A-F_2_NYISO_G-I | NYISO_A-F | NYISO_G-I | Internal | Winter | B19 | 700 | 4888 | 4888 | 43.42 | 49.41 | 0.01 | 5.98
2020 | NYISO_A-F_2_NYISO_G-I | NYISO_A-F | NYISO_G-I | Internal | Winter | B20 | 935 | 4888 | 4888 | 43.42 | 45.78 | 0.01 | 2.34
2020 | NYISO_A-F_2_PJM_ROM | NYISO_A-F | PJM_ROM | Internal | Shoulder | B11 | 25 | 1000 | 1000 | 40.71 | 58.23 | 8 | 9.52
2020 | NYISO_A-F_2_PJM_ROM | NYISO_A-F | PJM_ROM | Internal | Shoulder | B12 | 200 | 1000 | 1000 | 42.28 | 54.75 | 8 | 4.48
2020 | NYISO_A-F_2_PJM_ROM | NYISO_A-F | PJM_ROM | Internal | Shoulder | B13 | 600 | 1000 | 0 | 39.87 | 44.54 | 8 | 0
2020 | NYISO_A-F_2_PJM_ROM | NYISO_A-F | PJM_ROM | Internal | Shoulder | B14 | 900 | 1000 | 0 | 39.57 | 42.87 | 8 | 0
2020 | NYISO_A-F_2_PJM_ROM | NYISO_A-F | PJM_ROM | Internal | Shoulder | B15 | 1203 | 1000 | 0 | 39.57 | 40.07 | 8 | 0
2020 | NYISO_A-F_2_PJM_ROM | NYISO_A-F | PJM_ROM | Internal | Summer | B1 | 10 | 1000 | 1000 | 58.73 | 68.14 | 8 | 1.41
2020 | NYISO_A-F_2_PJM_ROM | NYISO_A-F | PJM_ROM | Internal | Summer | B2 | 25 | 1000 | 821.16 | 58.54 | 66.54 | 8 | 0
2020 | NYISO_A-F_2_PJM_ROM | NYISO_A-F | PJM_ROM | Internal | Summer | B3 | 75 | 1000 | 1000 | 52.51 | 61.85 | 8 | 1.34
2020 | NYISO_A-F_2_PJM_ROM | NYISO_A-F | PJM_ROM | Internal | Summer | B4 | 100 | 1000 | 1000 | 51.53 | 61.85 | 8 | 2.32
2020 | NYISO_A-F_2_PJM_ROM | NYISO_A-F | PJM_ROM | Internal | Summer | B5 | 200 | 1000 | 1000 | 46.14 | 61.7 | 8 | 7.56
2020 | NYISO_A-F_2_PJM_ROM | NYISO_A-F | PJM_ROM | Internal | Summer | B6 | 300 | 1000 | 0 | 45.82 | 53.35 | 8 | 0
2020 | NYISO_A-F_2_PJM_ROM | NYISO_A-F | PJM_ROM | Internal | Summer | B7 | 400 | 1000 | 0 | 39.46 | 47.07 | 8 | 0
2020 | NYISO_A-F_2_PJM_ROM | NYISO_A-F | PJM_ROM | Internal | Summer | B8 | 500 | 1000 | 0 | 37.61 | 40.27 | 8 | 0
2020 | NYISO_A-F_2_PJM_ROM | NYISO_A-F | PJM_ROM | Internal | Summer | B9 | 800 | 1000 | 0 | 37.6 | 38.02 | 8 | 0
2020 | NYISO_A-F_2_PJM_ROM | NYISO_A-F | PJM_ROM | Internal | Summer | B10 | 1262 | 1000 | 0 | 37.6 | 37.26 | 8 | 0
2020 | NYISO_A-F_2_PJM_ROM | NYISO_A-F | PJM_ROM | Internal | Winter | B16 | 25 | 1000 | 1000 | 49.4 | 67.64 | 8 | 10.24
2020 | NYISO_A-F_2_PJM_ROM | NYISO_A-F | PJM_ROM | Internal | Winter | B17 | 100 | 1000 | 1000 | 46.34 | 57.89 | 8 | 3.55
2020 | NYISO_A-F_2_PJM_ROM | NYISO_A-F | PJM_ROM | Internal | Winter | B18 | 400 | 1000 | 0 | 43.42 | 48.63 | 8 | 0
2020 | NYISO_A-F_2_PJM_ROM | NYISO_A-F | PJM_ROM | Internal | Winter | B19 | 700 | 1000 | 0 | 43.42 | 45.54 | 8 | 0
2020 | NYISO_A-F_2_PJM_ROM | NYISO_A-F | PJM_ROM | Internal | Winter | B20 | 935 | 1000 | 0 | 43.42 | 41.64 | 8 | 0
2020 | NYISO_G-I_2_NEISO | NYISO_G-I | NEISO | Internal | Shoulder | B11 | 25 | 600 | 0 | 50.22 | 37.5 | 3 | 0
2020 | NYISO_G-I_2_NEISO | NYISO_G-I | NEISO | Internal | Shoulder | B12 | 200 | 600 | 0 | 46.73 | 37.5 | 3 | 0
2020 | NYISO_G-I_2_NEISO | NYISO_G-I | NEISO | Internal | Shoulder | B13 | 600 | 600 | 0 | 40.02 | 37.5 | 3 | 0
2020 | NYISO_G-I_2_NEISO | NYISO_G-I | NEISO | Internal | Shoulder | B14 | 900 | 600 | 0 | 39.58 | 37.5 | 3 | 0
2020 | NYISO_G-I_2_NEISO | NYISO_G-I | NEISO | Internal | Shoulder | B15 | 1203 | 600 | 0 | 39.58 | 37.5 | 3 | 0
2020 | NYISO_G-I_2_NEISO | NYISO_G-I | NEISO | Internal | Summer | B1 | 10 | 600 | 371.21 | 78.05 | 81.05 | 3 | 0
2020 | NYISO_G-I_2_NEISO | NYISO_G-I | NEISO | Internal | Summer | B2 | 25 | 600 | 0 | 72.54 | 69.54 | 3 | 0
2020 | NYISO_G-I_2_NEISO | NYISO_G-I | NEISO | Internal | Summer | B3 | 75 | 600 | 0 | 52.92 | 49.92 | 3 | 0
2020 | NYISO_G-I_2_NEISO | NYISO_G-I | NEISO | Internal | Summer | B4 | 100 | 600 | 0 | 51.54 | 48.53 | 3 | 0
2020 | NYISO_G-I_2_NEISO | NYISO_G-I | NEISO | Internal | Summer | B5 | 200 | 600 | 0 | 48.95 | 35.67 | 3 | 0
2020 | NYISO_G-I_2_NEISO | NYISO_G-I | NEISO | Internal | Summer | B6 | 300 | 600 | 0 | 48.95 | 35.67 | 3 | 0
2020 | NYISO_G-I_2_NEISO | NYISO_G-I | NEISO | Internal | Summer | B7 | 400 | 600 | 0 | 39.47 | 34.61 | 3 | 0
2020 | NYISO_G-I_2_NEISO | NYISO_G-I | NEISO | Internal | Summer | B8 | 500 | 600 | 0 | 37.63 | 34.61 | 3 | 0
2020 | NYISO_G-I_2_NEISO | NYISO_G-I | NEISO | Internal | Summer | B9 | 800 | 600 | 0 | 37.61 | 34.61 | 3 | 0
2020 | NYISO_G-I_2_NEISO | NYISO_G-I | NEISO | Internal | Summer | B10 | 1262 | 600 | 0 | 37.61 | 34.61 | 3 | 0
2020 | NYISO_G-I_2_NEISO | NYISO_G-I | NEISO | Internal | Winter | B16 | 25 | 600 | 0 | 59.63 | 46.42 | 3 | 0
2020 | NYISO_G-I_2_NEISO | NYISO_G-I | NEISO | Internal | Winter | B17 | 100 | 600 | 0 | 49.88 | 46.42 | 3 | 0
2020 | NYISO_G-I_2_NEISO | NYISO_G-I | NEISO | Internal | Winter | B18 | 400 | 600 | 0 | 49.42 | 46.42 | 3 | 0
2020 | NYISO_G-I_2_NEISO | NYISO_G-I | NEISO | Internal | Winter | B19 | 700 | 600 | 0 | 49.41 | 46.42 | 3 | 0
2020 | NYISO_G-I_2_NEISO | NYISO_G-I | NEISO | Internal | Winter | B20 | 935 | 600 | 0 | 45.78 | 46.42 | 3 | 0
2020 | NYISO_G-I_2_NYISO_A-F | NYISO_G-I | NYISO_A-F | Internal | Shoulder | B11 | 25 | 2637 | 0 | 50.22 | 40.71 | 0.01 | 0
2020 | NYISO_G-I_2_NYISO_A-F | NYISO_G-I | NYISO_A-F | Internal | Shoulder | B12 | 200 | 2637 | 0 | 46.73 | 42.28 | 0.01 | 0
2020 | NYISO_G-I_2_NYISO_A-F | NYISO_G-I | NYISO_A-F | Internal | Shoulder | B13 | 600 | 2637 | 0 | 40.02 | 39.87 | 0.01 | 0
2020 | NYISO_G-I_2_NYISO_A-F | NYISO_G-I | NYISO_A-F | Internal | Shoulder | B14 | 900 | 2637 | 0 | 39.58 | 39.57 | 0.01 | 0
2020 | NYISO_G-I_2_NYISO_A-F | NYISO_G-I | NYISO_A-F | Internal | Shoulder | B15 | 1203 | 2637 | 0 | 39.58 | 39.57 | 0.01 | 0
2020 | NYISO_G-I_2_NYISO_A-F | NYISO_G-I | NYISO_A-F | Internal | Summer | B1 | 10 | 2637 | 0 | 78.05 | 58.73 | 0.01 | 0
2020 | NYISO_G-I_2_NYISO_A-F | NYISO_G-I | NYISO_A-F | Internal | Summer | B2 | 25 | 2637 | 0 | 72.54 | 58.54 | 0.01 | 0
2020 | NYISO_G-I_2_NYISO_A-F | NYISO_G-I | NYISO_A-F | Internal | Summer | B3 | 75 | 2637 | 0 | 52.92 | 52.51 | 0.01 | 0
2020 | NYISO_G-I_2_NYISO_A-F | NYISO_G-I | NYISO_A-F | Internal | Summer | B4 | 100 | 2637 | 0 | 51.54 | 51.53 | 0.01 | 0
2020 | NYISO_G-I_2_NYISO_A-F | NYISO_G-I | NYISO_A-F | Internal | Summer | B5 | 200 | 2637 | 0 | 48.95 | 46.14 | 0.01 | 0
2020 | NYISO_G-I_2_NYISO_A-F | NYISO_G-I | NYISO_A-F | Internal | Summer | B6 | 300 | 2637 | 0 | 48.95 | 45.82 | 0.01 | 0
2020 | NYISO_G-I_2_NYISO_A-F | NYISO_G-I | NYISO_A-F | Internal | Summer | B7 | 400 | 2637 | 0 | 39.47 | 39.46 | 0.01 | 0
2020 | NYISO_G-I_2_NYISO_A-F | NYISO_G-I | NYISO_A-F | Internal | Summer | B8 | 500 | 2637 | 0 | 37.63 | 37.61 | 0.01 | 0
2020 | NYISO_G-I_2_NYISO_A-F | NYISO_G-I | NYISO_A-F | Internal | Summer | B9 | 800 | 2637 | 0 | 37.61 | 37.6 | 0.01 | 0
2020 | NYISO_G-I_2_NYISO_A-F | NYISO_G-I | NYISO_A-F | Internal | Summer | B10 | 1262 | 2637 | 0 | 37.61 | 37.6 | 0.01 | 0
2020 | NYISO_G-I_2_NYISO_A-F | NYISO_G-I | NYISO_A-F | Internal | Winter | B16 | 25 | 2637 | 0 | 59.63 | 49.4 | 0.01 | 0
2020 | NYISO_G-I_2_NYISO_A-F | NYISO_G-I | NYISO_A-F | Internal | Winter | B17 | 100 | 2637 | 0 | 49.88 | 46.34 | 0.01 | 0
2020 | NYISO_G-I_2_NYISO_A-F | NYISO_G-I | NYISO_A-F | Internal | Winter | B18 | 400 | 2637 | 0 | 49.42 | 43.42 | 0.01 | 0
2020 | NYISO_G-I_2_NYISO_A-F | NYISO_G-I | NYISO_A-F | Internal | Winter | B19 | 700 | 2637 | 0 | 49.41 | 43.42 | 0.01 | 0
2020 | NYISO_G-I_2_NYISO_A-F | NYISO_G-I | NYISO_A-F | Internal | Winter | B20 | 935 | 2637 | 0 | 45.78 | 43.42 | 0.01 | 0
2020 | NYISO_G-I_2_NYISO_J-K | NYISO_G-I | NYISO_J-K | Internal | Shoulder | B11 | 25 | 6130 | 4597.71 | 50.22 | 50.23 | 0.01 | 0
2020 | NYISO_G-I_2_NYISO_J-K | NYISO_G-I | NYISO_J-K | Internal | Shoulder | B12 | 200 | 6130 | 4062.72 | 46.73 | 46.74 | 0.01 | 0
2020 | NYISO_G-I_2_NYISO_J-K | NYISO_G-I | NYISO_J-K | Internal | Shoulder | B13 | 600 | 6130 | 5068.96 | 40.02 | 40.03 | 0.01 | 0
2020 | NYISO_G-I_2_NYISO_J-K | NYISO_G-I | NYISO_J-K | Internal | Shoulder | B14 | 900 | 6130 | 4709.17 | 39.58 | 39.6 | 0.01 | 0
2020 | NYISO_G-I_2_NYISO_J-K | NYISO_G-I | NYISO_J-K | Internal | Shoulder | B15 | 1203 | 6130 | 3009.38 | 39.58 | 39.6 | 0.01 | 0
2020 | NYISO_G-I_2_NYISO_J-K | NYISO_G-I | NYISO_J-K | Internal | Summer | B1 | 10 | 6130 | 4210.09 | 78.05 | 78.06 | 0.01 | 0
2020 | NYISO_G-I_2_NYISO_J-K | NYISO_G-I | NYISO_J-K | Internal | Summer | B2 | 25 | 6130 | 4278.8 | 72.54 | 72.55 | 0.01 | 0
2020 | NYISO_G-I_2_NYISO_J-K | NYISO_G-I | NYISO_J-K | Internal | Summer | B3 | 75 | 6130 | 3654.51 | 52.92 | 52.93 | 0.01 | 0
2020 | NYISO_G-I_2_NYISO_J-K | NYISO_G-I | NYISO_J-K | Internal | Summer | B4 | 100 | 6130 | 3896.65 | 51.54 | 51.55 | 0.01 | 0
2020 | NYISO_G-I_2_NYISO_J-K | NYISO_G-I | NYISO_J-K | Internal | Summer | B5 | 200 | 6130 | 4144.49 | 48.95 | 48.96 | 0.01 | 0
2020 | NYISO_G-I_2_NYISO_J-K | NYISO_G-I | NYISO_J-K | Internal | Summer | B6 | 300 | 6130 | 5838.85 | 48.95 | 48.96 | 0.01 | 0
2020 | NYISO_G-I_2_NYISO_J-K | NYISO_G-I | NYISO_J-K | Internal | Summer | B7 | 400 | 6130 | 5299.09 | 39.47 | 39.48 | 0.01 | 0
2020 | NYISO_G-I_2_NYISO_J-K | NYISO_G-I | NYISO_J-K | Internal | Summer | B8 | 500 | 6130 | 4625.06 | 37.63 | 37.64 | 0.01 | 0
2020 | NYISO_G-I_2_NYISO_J-K | NYISO_G-I | NYISO_J-K | Internal | Summer | B9 | 800 | 6130 | 3748.2 | 37.61 | 37.63 | 0.01 | 0
2020 | NYISO_G-I_2_NYISO_J-K | NYISO_G-I | NYISO_J-K | Internal | Summer | B10 | 1262 | 6130 | 1935.12 | 37.61 | 37.63 | 0.01 | 0
2020 | NYISO_G-I_2_NYISO_J-K | NYISO_G-I | NYISO_J-K | Internal | Winter | B16 | 25 | 6130 | 5502.98 | 59.63 | 59.64 | 0.01 | 0
2020 | NYISO_G-I_2_NYISO_J-K | NYISO_G-I | NYISO_J-K | Internal | Winter | B17 | 100 | 6130 | 6099.64 | 49.88 | 49.89 | 0.01 | 0
2020 | NYISO_G-I_2_NYISO_J-K | NYISO_G-I | NYISO_J-K | Internal | Winter | B18 | 400 | 6130 | 6015.26 | 49.42 | 49.44 | 0.01 | 0
2020 | NYISO_G-I_2_NYISO_J-K | NYISO_G-I | NYISO_J-K | Internal | Winter | B19 | 700 | 6130 | 5760.09 | 49.41 | 49.42 | 0.01 | 0
2020 | NYISO_G-I_2_NYISO_J-K | NYISO_G-I | NYISO_J-K | Internal | Winter | B20 | 935 | 6130 | 6130 | 45.78 | 48.1 | 0.01 | 2.32
2020 | NYISO_G-I_2_PJM_E | NYISO_G-I | PJM_E | Internal | Shoulder | B11 | 25 | 1500 | 901.77 | 50.22 | 58.22 | 8 | 0
2020 | NYISO_G-I_2_PJM_E | NYISO_G-I | PJM_E | Internal | Shoulder | B12 | 200 | 1500 | 1500 | 46.73 | 54.74 | 8 | 0.01
2020 | NYISO_G-I_2_PJM_E | NYISO_G-I | PJM_E | Internal | Shoulder | B13 | 600 | 1500 | 0 | 40.02 | 44.53 | 8 | 0
2020 | NYISO_G-I_2_PJM_E | NYISO_G-I | PJM_E | Internal | Shoulder | B14 | 900 | 1500 | 0 | 39.58 | 42.86 | 8 | 0
2020 | NYISO_G-I_2_PJM_E | NYISO_G-I | PJM_E | Internal | Shoulder | B15 | 1203 | 1500 | 0 | 39.58 | 40.09 | 8 | 0
2020 | NYISO_G-I_2_PJM_E | NYISO_G-I | PJM_E | Internal | Summer | B1 | 10 | 1500 | 0 | 78.05 | 68.15 | 8 | 0
2020 | NYISO_G-I_2_PJM_E | NYISO_G-I | PJM_E | Internal | Summer | B2 | 25 | 1500 | 0 | 72.54 | 66.55 | 8 | 0
2020 | NYISO_G-I_2_PJM_E | NYISO_G-I | PJM_E | Internal | Summer | B3 | 75 | 1500 | 1500 | 52.92 | 61.84 | 8 | 0.92
2020 | NYISO_G-I_2_PJM_E | NYISO_G-I | PJM_E | Internal | Summer | B4 | 100 | 1500 | 1500 | 51.54 | 61.84 | 8 | 2.3
2020 | NYISO_G-I_2_PJM_E | NYISO_G-I | PJM_E | Internal | Summer | B5 | 200 | 1500 | 1500 | 48.95 | 61.69 | 8 | 4.74
2020 | NYISO_G-I_2_PJM_E | NYISO_G-I | PJM_E | Internal | Summer | B6 | 300 | 1500 | 0 | 48.95 | 53.33 | 8 | 0
2020 | NYISO_G-I_2_PJM_E | NYISO_G-I | PJM_E | Internal | Summer | B7 | 400 | 1500 | 0 | 39.47 | 47.05 | 8 | 0
2020 | NYISO_G-I_2_PJM_E | NYISO_G-I | PJM_E | Internal | Summer | B8 | 500 | 1500 | 0 | 37.63 | 40.26 | 8 | 0
2020 | NYISO_G-I_2_PJM_E | NYISO_G-I | PJM_E | Internal | Summer | B9 | 800 | 1500 | 0 | 37.61 | 38.03 | 8 | 0
2020 | NYISO_G-I_2_PJM_E | NYISO_G-I | PJM_E | Internal | Summer | B10 | 1262 | 1500 | 0 | 37.61 | 37.28 | 8 | 0
2020 | NYISO_G-I_2_PJM_E | NYISO_G-I | PJM_E | Internal | Winter | B16 | 25 | 1500 | 500.65 | 59.63 | 67.63 | 8 | 0
2020 | NYISO_G-I_2_PJM_E | NYISO_G-I | PJM_E | Internal | Winter | B17 | 100 | 1500 | 31.87 | 49.88 | 57.88 | 8 | 0
2020 | NYISO_G-I_2_PJM_E | NYISO_G-I | PJM_E | Internal | Winter | B18 | 400 | 1500 | 0 | 49.42 | 48.62 | 8 | 0
2020 | NYISO_G-I_2_PJM_E | NYISO_G-I | PJM_E | Internal | Winter | B19 | 700 | 1500 | 0 | 49.41 | 45.56 | 8 | 0
2020 | NYISO_G-I_2_PJM_E | NYISO_G-I | PJM_E | Internal | Winter | B20 | 935 | 1500 | 0 | 45.78 | 41.65 | 8 | 0
2020 | NYISO_J-K_2_PJM_E | NYISO_J-K | PJM_E | Internal | Shoulder | B11 | 25 | 330 | 0 | 50.23 | 58.22 | 8 | 0
2020 | NYISO_J-K_2_PJM_E | NYISO_J-K | PJM_E | Internal | Shoulder | B12 | 200 | 330 | 206.64 | 46.74 | 54.74 | 8 | 0
2020 | NYISO_J-K_2_PJM_E | NYISO_J-K | PJM_E | Internal | Shoulder | B13 | 600 | 330 | 0 | 40.03 | 44.53 | 8 | 0
2020 | NYISO_J-K_2_PJM_E | NYISO_J-K | PJM_E | Internal | Shoulder | B14 | 900 | 330 | 0 | 39.6 | 42.86 | 8 | 0
2020 | NYISO_J-K_2_PJM_E | NYISO_J-K | PJM_E | Internal | Shoulder | B15 | 1203 | 330 | 0 | 39.6 | 40.09 | 8 | 0
2020 | NYISO_J-K_2_PJM_E | NYISO_J-K | PJM_E | Internal | Summer | B1 | 10 | 330 | 0 | 78.06 | 68.15 | 8 | 0
2020 | NYISO_J-K_2_PJM_E | NYISO_J-K | PJM_E | Internal | Summer | B2 | 25 | 330 | 0 | 72.55 | 66.55 | 8 | 0
2020 | NYISO_J-K_2_PJM_E | NYISO_J-K | PJM_E | Internal | Summer | B3 | 75 | 330 | 330 | 52.93 | 61.84 | 8 | 0.91
2020 | NYISO_J-K_2_PJM_E | NYISO_J-K | PJM_E | Internal | Summer | B4 | 100 | 330 | 330 | 51.55 | 61.84 | 8 | 2.29
2020 | NYISO_J-K_2_PJM_E | NYISO_J-K | PJM_E | Internal | Summer | B5 | 200 | 330 | 330 | 48.96 | 61.69 | 8 | 4.73
2020 | NYISO_J-K_2_PJM_E | NYISO_J-K | PJM_E | Internal | Summer | B6 | 300 | 330 | 0 | 48.96 | 53.33 | 8 | 0
2020 | NYISO_J-K_2_PJM_E | NYISO_J-K | PJM_E | Internal | Summer | B7 | 400 | 330 | 0 | 39.48 | 47.05 | 8 | 0
2020 | NYISO_J-K_2_PJM_E | NYISO_J-K | PJM_E | Internal | Summer | B8 | 500 | 330 | 0 | 37.64 | 40.26 | 8 | 0
2020 | NYISO_J-K_2_PJM_E | NYISO_J-K | PJM_E | Internal | Summer | B9 | 800 | 330 | 0 | 37.63 | 38.03 | 8 | 0
2020 | NYISO_J-K_2_PJM_E | NYISO_J-K | PJM_E | Internal | Summer | B10 | 1262 | 330 | 0 | 37.63 | 37.28 | 8 | 0
2020 | NYISO_J-K_2_PJM_E | NYISO_J-K | PJM_E | Internal | Winter | B16 | 25 | 330 | 0 | 59.64 | 67.63 | 8 | 0
2020 | NYISO_J-K_2_PJM_E | NYISO_J-K | PJM_E | Internal | Winter | B17 | 100 | 330 | 0 | 49.89 | 57.88 | 8 | 0
2020 | NYISO_J-K_2_PJM_E | NYISO_J-K | PJM_E | Internal | Winter | B18 | 400 | 330 | 0 | 49.44 | 48.62 | 8 | 0
2020 | NYISO_J-K_2_PJM_E | NYISO_J-K | PJM_E | Internal | Winter | B19 | 700 | 330 | 0 | 49.42 | 45.56 | 8 | 0
2020 | NYISO_J-K_2_PJM_E | NYISO_J-K | PJM_E | Internal | Winter | B20 | 935 | 330 | 0 | 48.1 | 41.65 | 8 | 0
2020 | PJM_E_2_NYISO_G-I | PJM_E | NYISO_G-I | Internal | Shoulder | B11 | 25 | 500 | 0 | 58.22 | 50.22 | 6 | 0
2020 | PJM_E_2_NYISO_G-I | PJM_E | NYISO_G-I | Internal | Shoulder | B12 | 200 | 500 | 0 | 54.74 | 46.73 | 6 | 0
2020 | PJM_E_2_NYISO_G-I | PJM_E | NYISO_G-I | Internal | Shoulder | B13 | 600 | 500 | 0 | 44.53 | 40.02 | 6 | 0
2020 | PJM_E_2_NYISO_G-I | PJM_E | NYISO_G-I | Internal | Shoulder | B14 | 900 | 500 | 0 | 42.86 | 39.58 | 6 | 0
2020 | PJM_E_2_NYISO_G-I | PJM_E | NYISO_G-I | Internal | Shoulder | B15 | 1203 | 500 | 0 | 40.09 | 39.58 | 6 | 0
2020 | PJM_E_2_NYISO_G-I | PJM_E | NYISO_G-I | Internal | Summer | B1 | 10 | 500 | 500 | 68.15 | 78.05 | 6 | 3.9
2020 | PJM_E_2_NYISO_G-I | PJM_E | NYISO_G-I | Internal | Summer | B2 | 25 | 500 | 0 | 66.55 | 72.54 | 6 | 0
2020 | PJM_E_2_NYISO_G-I | PJM_E | NYISO_G-I | Internal | Summer | B3 | 75 | 500 | 0 | 61.84 | 52.92 | 6 | 0
2020 | PJM_E_2_NYISO_G-I | PJM_E | NYISO_G-I | Internal | Summer | B4 | 100 | 500 | 0 | 61.84 | 51.54 | 6 | 0
2020 | PJM_E_2_NYISO_G-I | PJM_E | NYISO_G-I | Internal | Summer | B5 | 200 | 500 | 0 | 61.69 | 48.95 | 6 | 0
2020 | PJM_E_2_NYISO_G-I | PJM_E | NYISO_G-I | Internal | Summer | B6 | 300 | 500 | 0 | 53.33 | 48.95 | 6 | 0
2020 | PJM_E_2_NYISO_G-I | PJM_E | NYISO_G-I | Internal | Summer | B7 | 400 | 500 | 0 | 47.05 | 39.47 | 6 | 0
2020 | PJM_E_2_NYISO_G-I | PJM_E | NYISO_G-I | Internal | Summer | B8 | 500 | 500 | 0 | 40.26 | 37.63 | 6 | 0
2020 | PJM_E_2_NYISO_G-I | PJM_E | NYISO_G-I | Internal | Summer | B9 | 800 | 500 | 0 | 38.03 | 37.61 | 6 | 0
2020 | PJM_E_2_NYISO_G-I | PJM_E | NYISO_G-I | Internal | Summer | B10 | 1262 | 500 | 0 | 37.28 | 37.61 | 6 | 0
2020 | PJM_E_2_NYISO_G-I | PJM_E | NYISO_G-I | Internal | Winter | B16 | 25 | 500 | 0 | 67.63 | 59.63 | 6 | 0
2020 | PJM_E_2_NYISO_G-I | PJM_E | NYISO_G-I | Internal | Winter | B17 | 100 | 500 | 0 | 57.88 | 49.88 | 6 | 0
2020 | PJM_E_2_NYISO_G-I | PJM_E | NYISO_G-I | Internal | Winter | B18 | 400 | 500 | 0 | 48.62 | 49.42 | 6 | 0
2020 | PJM_E_2_NYISO_G-I | PJM_E | NYISO_G-I | Internal | Winter | B19 | 700 | 500 | 0 | 45.56 | 49.41 | 6 | 0
2020 | PJM_E_2_NYISO_G-I | PJM_E | NYISO_G-I | Internal | Winter | B20 | 935 | 500 | 0 | 41.65 | 45.78 | 6 | 0
2020 | PJM_E_2_NYISO_J-K | PJM_E | NYISO_J-K | Internal | Shoulder | B11 | 25 | 330 | 0 | 58.22 | 50.23 | 6 | 0
2020 | PJM_E_2_NYISO_J-K | PJM_E | NYISO_J-K | Internal | Shoulder | B12 | 200 | 330 | 0 | 54.74 | 46.74 | 6 | 0
2020 | PJM_E_2_NYISO_J-K | PJM_E | NYISO_J-K | Internal | Shoulder | B13 | 600 | 330 | 0 | 44.53 | 40.03 | 6 | 0
2020 | PJM_E_2_NYISO_J-K | PJM_E | NYISO_J-K | Internal | Shoulder | B14 | 900 | 330 | 0 | 42.86 | 39.6 | 6 | 0
2020 | PJM_E_2_NYISO_J-K | PJM_E | NYISO_J-K | Internal | Shoulder | B15 | 1203 | 330 | 0 | 40.09 | 39.6 | 6 | 0
2020 | PJM_E_2_NYISO_J-K | PJM_E | NYISO_J-K | Internal | Summer | B1 | 10 | 330 | 330 | 68.15 | 78.06 | 6 | 3.91
2020 | PJM_E_2_NYISO_J-K | PJM_E | NYISO_J-K | Internal | Summer | B2 | 25 | 330 | 283.5 | 66.55 | 72.55 | 6 | 0
2020 | PJM_E_2_NYISO_J-K | PJM_E | NYISO_J-K | Internal | Summer | B3 | 75 | 330 | 0 | 61.84 | 52.93 | 6 | 0
2020 | PJM_E_2_NYISO_J-K | PJM_E | NYISO_J-K | Internal | Summer | B4 | 100 | 330 | 0 | 61.84 | 51.55 | 6 | 0
2020 | PJM_E_2_NYISO_J-K | PJM_E | NYISO_J-K | Internal | Summer | B5 | 200 | 330 | 0 | 61.69 | 48.96 | 6 | 0
2020 | PJM_E_2_NYISO_J-K | PJM_E | NYISO_J-K | Internal | Summer | B6 | 300 | 330 | 0 | 53.33 | 48.96 | 6 | 0
2020 | PJM_E_2_NYISO_J-K | PJM_E | NYISO_J-K | Internal | Summer | B7 | 400 | 330 | 0 | 47.05 | 39.48 | 6 | 0
2020 | PJM_E_2_NYISO_J-K | PJM_E | NYISO_J-K | Internal | Summer | B8 | 500 | 330 | 0 | 40.26 | 37.64 | 6 | 0
2020 | PJM_E_2_NYISO_J-K | PJM_E | NYISO_J-K | Internal | Summer | B9 | 800 | 330 | 0 | 38.03 | 37.63 | 6 | 0
2020 | PJM_E_2_NYISO_J-K | PJM_E | NYISO_J-K | Internal | Summer | B10 | 1262 | 330 | 0 | 37.28 | 37.63 | 6 | 0
2020 | PJM_E_2_NYISO_J-K | PJM_E | NYISO_J-K | Internal | Winter | B16 | 25 | 330 | 0 | 67.63 | 59.64 | 6 | 0
2020 | PJM_E_2_NYISO_J-K | PJM_E | NYISO_J-K | Internal | Winter | B17 | 100 | 330 | 0 | 57.88 | 49.89 | 6 | 0
2020 | PJM_E_2_NYISO_J-K | PJM_E | NYISO_J-K | Internal | Winter | B18 | 400 | 330 | 0 | 48.62 | 49.44 | 6 | 0
2020 | PJM_E_2_NYISO_J-K | PJM_E | NYISO_J-K | Internal | Winter | B19 | 700 | 330 | 0 | 45.56 | 49.42 | 6 | 0
2020 | PJM_E_2_NYISO_J-K | PJM_E | NYISO_J-K | Internal | Winter | B20 | 935 | 330 | 330 | 41.65 | 48.1 | 6 | 0.46
2020 | PJM_E_2_PJM_ROM | PJM_E | PJM_ROM | Internal | Shoulder | B11 | 25 | 8000 | 4406.47 | 58.22 | 58.23 | 0.01 | 0
2020 | PJM_E_2_PJM_ROM | PJM_E | PJM_ROM | Internal | Shoulder | B12 | 200 | 8000 | 5583.96 | 54.74 | 54.75 | 0.01 | 0
2020 | PJM_E_2_PJM_ROM | PJM_E | PJM_ROM | Internal | Shoulder | B13 | 600 | 8000 | 3377.13 | 44.53 | 44.54 | 0.01 | 0
2020 | PJM_E_2_PJM_ROM | PJM_E | PJM_ROM | Internal | Shoulder | B14 | 900 | 8000 | 2347.91 | 42.86 | 42.87 | 0.01 | 0
2020 | PJM_E_2_PJM_ROM | PJM_E | PJM_ROM | Internal | Shoulder | B15 | 1203 | 8000 | 0 | 40.09 | 40.07 | 0.01 | 0
2020 | PJM_E_2_PJM_ROM | PJM_E | PJM_ROM | Internal | Summer | B1 | 10 | 8000 | 0 | 68.15 | 68.14 | 0.01 | 0
2020 | PJM_E_2_PJM_ROM | PJM_E | PJM_ROM | Internal | Summer | B2 | 25 | 8000 | 0 | 66.55 | 66.54 | 0.01 | 0
2020 | PJM_E_2_PJM_ROM | PJM_E | PJM_ROM | Internal | Summer | B3 | 75 | 8000 | 1626.03 | 61.84 | 61.85 | 0.01 | 0
2020 | PJM_E_2_PJM_ROM | PJM_E | PJM_ROM | Internal | Summer | B4 | 100 | 8000 | 3504.51 | 61.84 | 61.85 | 0.01 | 0
2020 | PJM_E_2_PJM_ROM | PJM_E | PJM_ROM | Internal | Summer | B5 | 200 | 8000 | 4503.9 | 61.69 | 61.7 | 0.01 | 0
2020 | PJM_E_2_PJM_ROM | PJM_E | PJM_ROM | Internal | Summer | B6 | 300 | 8000 | 1971.53 | 53.33 | 53.35 | 0.01 | 0
2020 | PJM_E_2_PJM_ROM | PJM_E | PJM_ROM | Internal | Summer | B7 | 400 | 8000 | 2875.58 | 47.05 | 47.07 | 0.01 | 0
2020 | PJM_E_2_PJM_ROM | PJM_E | PJM_ROM | Internal | Summer | B8 | 500 | 8000 | 679.17 | 40.26 | 40.27 | 0.01 | 0
2020 | PJM_E_2_PJM_ROM | PJM_E | PJM_ROM | Internal | Summer | B9 | 800 | 8000 | 0 | 38.03 | 38.02 | 0.01 | 0
2020 | PJM_E_2_PJM_ROM | PJM_E | PJM_ROM | Internal | Summer | B10 | 1262 | 8000 | 0 | 37.28 | 37.26 | 0.01 | 0
2020 | PJM_E_2_PJM_ROM | PJM_E | PJM_ROM | Internal | Winter | B16 | 25 | 8000 | 1368.58 | 67.63 | 67.64 | 0.01 | 0
2020 | PJM_E_2_PJM_ROM | PJM_E | PJM_ROM | Internal | Winter | B17 | 100 | 8000 | 1073.74 | 57.88 | 57.89 | 0.01 | 0
2020 | PJM_E_2_PJM_ROM | PJM_E | PJM_ROM | Internal | Winter | B18 | 400 | 8000 | 339.55 | 48.62 | 48.63 | 0.01 | 0
2020 | PJM_E_2_PJM_ROM | PJM_E | PJM_ROM | Internal | Winter | B19 | 700 | 8000 | 0 | 45.56 | 45.54 | 0.01 | 0
2020 | PJM_E_2_PJM_ROM | PJM_E | PJM_ROM | Internal | Winter | B20 | 935 | 8000 | 0 | 41.65 | 41.64 | 0.01 | 0
2020 | PJM_ROR_2_MISO_IN | PJM_ROR | MISO_IN | Internal | Shoulder | B11 | 25 | 909 | 909 | 58.24 | 60.25 | 2 | 0.01
2020 | PJM_ROR_2_MISO_IN | PJM_ROR | MISO_IN | Internal | Shoulder | B12 | 200 | 909 | 0 | 54.77 | 55.84 | 2 | 0
2020 | PJM_ROR_2_MISO_IN | PJM_ROR | MISO_IN | Internal | Shoulder | B13 | 600 | 909 | 0 | 44.55 | 46.54 | 2 | 0
2020 | PJM_ROR_2_MISO_IN | PJM_ROR | MISO_IN | Internal | Shoulder | B14 | 900 | 909 | 0 | 42.86 | 41.82 | 2 | 0
2020 | PJM_ROR_2_MISO_IN | PJM_ROR | MISO_IN | Internal | Shoulder | B15 | 1203 | 909 | 0 | 40.06 | 39.43 | 2 | 0
2020 | PJM_ROR_2_MISO_IN | PJM_ROR | MISO_IN | Internal | Summer | B1 | 10 | 909 | 0 | 68.13 | 66.15 | 2 | 0
2020 | PJM_ROR_2_MISO_IN | PJM_ROR | MISO_IN | Internal | Summer | B2 | 25 | 909 | 0 | 66.53 | 64.55 | 2 | 0
2020 | PJM_ROR_2_MISO_IN | PJM_ROR | MISO_IN | Internal | Summer | B3 | 75 | 909 | 0 | 61.86 | 63.85 | 2 | 0
2020 | PJM_ROR_2_MISO_IN | PJM_ROR | MISO_IN | Internal | Summer | B4 | 100 | 909 | 0 | 61.86 | 62 | 2 | 0
2020 | PJM_ROR_2_MISO_IN | PJM_ROR | MISO_IN | Internal | Summer | B5 | 200 | 909 | 0 | 61.71 | 61.15 | 2 | 0
2020 | PJM_ROR_2_MISO_IN | PJM_ROR | MISO_IN | Internal | Summer | B6 | 300 | 909 | 0 | 53.35 | 54.04 | 2 | 0
2020 | PJM_ROR_2_MISO_IN | PJM_ROR | MISO_IN | Internal | Summer | B7 | 400 | 909 | 0 | 47.08 | 49.07 | 2 | 0
2020 | PJM_ROR_2_MISO_IN | PJM_ROR | MISO_IN | Internal | Summer | B8 | 500 | 909 | 0 | 40.26 | 38.78 | 2 | 0
2020 | PJM_ROR_2_MISO_IN | PJM_ROR | MISO_IN | Internal | Summer | B9 | 800 | 909 | 0 | 38.01 | 37.59 | 2 | 0
2020 | PJM_ROR_2_MISO_IN | PJM_ROR | MISO_IN | Internal | Summer | B10 | 1262 | 909 | 0 | 37.25 | 37.1 | 2 | 0
2020 | PJM_ROR_2_MISO_IN | PJM_ROR | MISO_IN | Internal | Winter | B16 | 25 | 909 | 0 | 67.65 | 65.67 | 2 | 0
2020 | PJM_ROR_2_MISO_IN | PJM_ROR | MISO_IN | Internal | Winter | B17 | 100 | 909 | 0 | 57.88 | 55.9 | 2 | 0
2020 | PJM_ROR_2_MISO_IN | PJM_ROR | MISO_IN | Internal | Winter | B18 | 400 | 909 | 0 | 48.62 | 46.66 | 2 | 0
2020 | PJM_ROR_2_MISO_IN | PJM_ROR | MISO_IN | Internal | Winter | B19 | 700 | 909 | 0 | 45.53 | 43.56 | 2 | 0
2020 | PJM_ROR_2_MISO_IN | PJM_ROR | MISO_IN | Internal | Winter | B20 | 935 | 909 | 0 | 41.62 | 39.87 | 2 | 0
2020 | PJM_ROR_2_MISO_MI | PJM_ROR | MISO_MI | Internal | Shoulder | B11 | 25 | 1305 | 506.56 | 58.24 | 60.24 | 2 | 0
2020 | PJM_ROR_2_MISO_MI | PJM_ROR | MISO_MI | Internal | Shoulder | B12 | 200 | 1305 | 0 | 54.77 | 55.86 | 2 | 0
2020 | PJM_ROR_2_MISO_MI | PJM_ROR | MISO_MI | Internal | Shoulder | B13 | 600 | 1305 | 251.68 | 44.55 | 46.55 | 2 | 0
2020 | PJM_ROR_2_MISO_MI | PJM_ROR | MISO_MI | Internal | Shoulder | B14 | 900 | 1305 | 0 | 42.86 | 41.83 | 2 | 0
2020 | PJM_ROR_2_MISO_MI | PJM_ROR | MISO_MI | Internal | Shoulder | B15 | 1203 | 1305 | 0 | 40.06 | 39.45 | 2 | 0
2020 | PJM_ROR_2_MISO_MI | PJM_ROR | MISO_MI | Internal | Summer | B1 | 10 | 1305 | 0 | 68.13 | 66.17 | 2 | 0
2020 | PJM_ROR_2_MISO_MI | PJM_ROR | MISO_MI | Internal | Summer | B2 | 25 | 1305 | 0 | 66.53 | 64.56 | 2 | 0
2020 | PJM_ROR_2_MISO_MI | PJM_ROR | MISO_MI | Internal | Summer | B3 | 75 | 1305 | 308.18 | 61.86 | 63.86 | 2 | 0
2020 | PJM_ROR_2_MISO_MI | PJM_ROR | MISO_MI | Internal | Summer | B4 | 100 | 1305 | 0 | 61.86 | 62.01 | 2 | 0
2020 | PJM_ROR_2_MISO_MI | PJM_ROR | MISO_MI | Internal | Summer | B5 | 200 | 1305 | 0 | 61.71 | 61.14 | 2 | 0
2020 | PJM_ROR_2_MISO_MI | PJM_ROR | MISO_MI | Internal | Summer | B6 | 300 | 1305 | 0 | 53.35 | 54.05 | 2 | 0
2020 | PJM_ROR_2_MISO_MI | PJM_ROR | MISO_MI | Internal | Summer | B7 | 400 | 1305 | 1021.44 | 47.08 | 49.08 | 2 | 0
2020 | PJM_ROR_2_MISO_MI | PJM_ROR | MISO_MI | Internal | Summer | B8 | 500 | 1305 | 0 | 40.26 | 38.79 | 2 | 0
2020 | PJM_ROR_2_MISO_MI | PJM_ROR | MISO_MI | Internal | Summer | B9 | 800 | 1305 | 0 | 38.01 | 37.6 | 2 | 0
2020 | PJM_ROR_2_MISO_MI | PJM_ROR | MISO_MI | Internal | Summer | B10 | 1262 | 1305 | 0 | 37.25 | 37.6 | 2 | 0
2020 | PJM_ROR_2_MISO_MI | PJM_ROR | MISO_MI | Internal | Winter | B16 | 25 | 1305 | 0 | 67.65 | 65.66 | 2 | 0
2020 | PJM_ROR_2_MISO_MI | PJM_ROR | MISO_MI | Internal | Winter | B17 | 100 | 1305 | 0 | 57.88 | 55.91 | 2 | 0
2020 | PJM_ROR_2_MISO_MI | PJM_ROR | MISO_MI | Internal | Winter | B18 | 400 | 1305 | 0 | 48.62 | 46.67 | 2 | 0
2020 | PJM_ROR_2_MISO_MI | PJM_ROR | MISO_MI | Internal | Winter | B19 | 700 | 1305 | 0 | 45.53 | 43.57 | 2 | 0
2020 | PJM_ROR_2_MISO_MI | PJM_ROR | MISO_MI | Internal | Winter | B20 | 935 | 1305 | 0 | 41.62 | 39.88 | 2 | 0
2020 | PJM_ROR_2_MISO_MO-IL | PJM_ROR | MISO_MO-IL | Internal | Shoulder | B11 | 25 | 1111 | 1111 | 58.24 | 60.25 | 2 | 0.01
2020 | PJM_ROR_2_MISO_MO-IL | PJM_ROR | MISO_MO-IL | Internal | Shoulder | B12 | 200 | 1111 | 0 | 54.77 | 55.83 | 2 | 0
2020 | PJM_ROR_2_MISO_MO-IL | PJM_ROR | MISO_MO-IL | Internal | Shoulder | B13 | 600 | 1111 | 0 | 44.55 | 46.53 | 2 | 0
2020 | PJM_ROR_2_MISO_MO-IL | PJM_ROR | MISO_MO-IL | Internal | Shoulder | B14 | 900 | 1111 | 0 | 42.86 | 41.81 | 2 | 0
2020 | PJM_ROR_2_MISO_MO-IL | PJM_ROR | MISO_MO-IL | Internal | Shoulder | B15 | 1203 | 1111 | 0 | 40.06 | 39.42 | 2 | 0
2020 | PJM_ROR_2_MISO_MO-IL | PJM_ROR | MISO_MO-IL | Internal | Summer | B1 | 10 | 1111 | 0 | 68.13 | 66.14 | 2 | 0
2020 | PJM_ROR_2_MISO_MO-IL | PJM_ROR | MISO_MO-IL | Internal | Summer | B2 | 25 | 1111 | 0 | 66.53 | 64.54 | 2 | 0
2020 | PJM_ROR_2_MISO_MO-IL | PJM_ROR | MISO_MO-IL | Internal | Summer | B3 | 75 | 1111 | 0 | 61.86 | 63.84 | 2 | 0
2020 | PJM_ROR_2_MISO_MO-IL | PJM_ROR | MISO_MO-IL | Internal | Summer | B4 | 100 | 1111 | 0 | 61.86 | 61.99 | 2 | 0
2020 | PJM_ROR_2_MISO_MO-IL | PJM_ROR | MISO_MO-IL | Internal | Summer | B5 | 200 | 1111 | 0 | 61.71 | 61.14 | 2 | 0
2020 | PJM_ROR_2_MISO_MO-IL | PJM_ROR | MISO_MO-IL | Internal | Summer | B6 | 300 | 1111 | 0 | 53.35 | 54.03 | 2 | 0
2020 | PJM_ROR_2_MISO_MO-IL | PJM_ROR | MISO_MO-IL | Internal | Summer | B7 | 400 | 1111 | 0 | 47.08 | 49.06 | 2 | 0
2020 | PJM_ROR_2_MISO_MO-IL | PJM_ROR | MISO_MO-IL | Internal | Summer | B8 | 500 | 1111 | 0 | 40.26 | 38.77 | 2 | 0
2020 | PJM_ROR_2_MISO_MO-IL | PJM_ROR | MISO_MO-IL | Internal | Summer | B9 | 800 | 1111 | 0 | 38.01 | 37.58 | 2 | 0
2020 | PJM_ROR_2_MISO_MO-IL | PJM_ROR | MISO_MO-IL | Internal | Summer | B10 | 1262 | 1111 | 0 | 37.25 | 37.08 | 2 | 0
2020 | PJM_ROR_2_MISO_MO-IL | PJM_ROR | MISO_MO-IL | Internal | Winter | B16 | 25 | 1111 | 0 | 67.65 | 65.66 | 2 | 0
2020 | PJM_ROR_2_MISO_MO-IL | PJM_ROR | MISO_MO-IL | Internal | Winter | B17 | 100 | 1111 | 0 | 57.88 | 55.89 | 2 | 0
2020 | PJM_ROR_2_MISO_MO-IL | PJM_ROR | MISO_MO-IL | Internal | Winter | B18 | 400 | 1111 | 0 | 48.62 | 46.65 | 2 | 0
2020 | PJM_ROR_2_MISO_MO-IL | PJM_ROR | MISO_MO-IL | Internal | Winter | B19 | 700 | 1111 | 0 | 45.53 | 43.54 | 2 | 0
2020 | PJM_ROR_2_MISO_MO-IL | PJM_ROR | MISO_MO-IL | Internal | Winter | B20 | 935 | 1111 | 0 | 41.62 | 39.86 | 2 | 0
2020 | PJM_ROR_2_MISO_W | PJM_ROR | MISO_W | Internal | Shoulder | B11 | 25 | 10071 | 1614.5 | 58.24 | 60.24 | 2 | 0
2020 | PJM_ROR_2_MISO_W | PJM_ROR | MISO_W | Internal | Shoulder | B12 | 200 | 10071 | 0 | 54.77 | 55.82 | 2 | 0
2020 | PJM_ROR_2_MISO_W | PJM_ROR | MISO_W | Internal | Shoulder | B13 | 600 | 10071 | 0 | 44.55 | 46.52 | 2 | 0
2020 | PJM_ROR_2_MISO_W | PJM_ROR | MISO_W | Internal | Shoulder | B14 | 900 | 10071 | 0 | 42.86 | 41.8 | 2 | 0
2020 | PJM_ROR_2_MISO_W | PJM_ROR | MISO_W | Internal | Shoulder | B15 | 1203 | 10071 | 0 | 40.06 | 39.41 | 2 | 0
2020 | PJM_ROR_2_MISO_W | PJM_ROR | MISO_W | Internal | Summer | B1 | 10 | 10071 | 0 | 68.13 | 66.13 | 2 | 0
2020 | PJM_ROR_2_MISO_W | PJM_ROR | MISO_W | Internal | Summer | B2 | 25 | 10071 | 0 | 66.53 | 64.53 | 2 | 0
2020 | PJM_ROR_2_MISO_W | PJM_ROR | MISO_W | Internal | Summer | B3 | 75 | 10071 | 0 | 61.86 | 63.83 | 2 | 0
2020 | PJM_ROR_2_MISO_W | PJM_ROR | MISO_W | Internal | Summer | B4 | 100 | 10071 | 0 | 61.86 | 61.97 | 2 | 0
2020 | PJM_ROR_2_MISO_W | PJM_ROR | MISO_W | Internal | Summer | B5 | 200 | 10071 | 0 | 61.71 | 61.13 | 2 | 0
2020 | PJM_ROR_2_MISO_W | PJM_ROR | MISO_W | Internal | Summer | B6 | 300 | 10071 | 0 | 53.35 | 54.02 | 2 | 0
2020 | PJM_ROR_2_MISO_W | PJM_ROR | MISO_W | Internal | Summer | B7 | 400 | 10071 | 0 | 47.08 | 49.04 | 2 | 0
2020 | PJM_ROR_2_MISO_W | PJM_ROR | MISO_W | Internal | Summer | B8 | 500 | 10071 | 0 | 40.26 | 38.76 | 2 | 0
2020 | PJM_ROR_2_MISO_W | PJM_ROR | MISO_W | Internal | Summer | B9 | 800 | 10071 | 0 | 38.01 | 37.57 | 2 | 0
2020 | PJM_ROR_2_MISO_W | PJM_ROR | MISO_W | Internal | Summer | B10 | 1262 | 10071 | 0 | 37.25 | 37.07 | 2 | 0
2020 | PJM_ROR_2_MISO_W | PJM_ROR | MISO_W | Internal | Winter | B16 | 25 | 10071 | 0 | 67.65 | 65.65 | 2 | 0
2020 | PJM_ROR_2_MISO_W | PJM_ROR | MISO_W | Internal | Winter | B17 | 100 | 10071 | 0 | 57.88 | 55.88 | 2 | 0
2020 | PJM_ROR_2_MISO_W | PJM_ROR | MISO_W | Internal | Winter | B18 | 400 | 10071 | 0 | 48.62 | 46.63 | 2 | 0
2020 | PJM_ROR_2_MISO_W | PJM_ROR | MISO_W | Internal | Winter | B19 | 700 | 10071 | 0 | 45.53 | 43.53 | 2 | 0
2020 | PJM_ROR_2_MISO_W | PJM_ROR | MISO_W | Internal | Winter | B20 | 935 | 10071 | 0 | 41.62 | 39.85 | 2 | 0
2020 | PJM_ROR_2_MISO_WUMS | PJM_ROR | MISO_WUMS | Internal | Shoulder | B11 | 25 | 1467 | 0 | 58.24 | 60.23 | 2 | 0
2020 | PJM_ROR_2_MISO_WUMS | PJM_ROR | MISO_WUMS | Internal | Shoulder | B12 | 200 | 1467 | 0 | 54.77 | 55.81 | 2 | 0
2020 | PJM_ROR_2_MISO_WUMS | PJM_ROR | MISO_WUMS | Internal | Shoulder | B13 | 600 | 1467 | 0 | 44.55 | 46.51 | 2 | 0
2020 | PJM_ROR_2_MISO_WUMS | PJM_ROR | MISO_WUMS | Internal | Shoulder | B14 | 900 | 1467 | 0 | 42.86 | 40.86 | 2 | 0
2020 | PJM_ROR_2_MISO_WUMS | PJM_ROR | MISO_WUMS | Internal | Shoulder | B15 | 1203 | 1467 | 0 | 40.06 | 38.36 | 2 | 0
2020 | PJM_ROR_2_MISO_WUMS | PJM_ROR | MISO_WUMS | Internal | Summer | B1 | 10 | 1467 | 0 | 68.13 | 60.4 | 2 | 0
2020 | PJM_ROR_2_MISO_WUMS | PJM_ROR | MISO_WUMS | Internal | Summer | B2 | 25 | 1467 | 0 | 66.53 | 60.4 | 2 | 0
2020 | PJM_ROR_2_MISO_WUMS | PJM_ROR | MISO_WUMS | Internal | Summer | B3 | 75 | 1467 | 0 | 61.86 | 60.4 | 2 | 0
2020 | PJM_ROR_2_MISO_WUMS | PJM_ROR | MISO_WUMS | Internal | Summer | B4 | 100 | 1467 | 0 | 61.86 | 60.4 | 2 | 0
2020 | PJM_ROR_2_MISO_WUMS | PJM_ROR | MISO_WUMS | Internal | Summer | B5 | 200 | 1467 | 0 | 61.71 | 60.4 | 2 | 0
2020 | PJM_ROR_2_MISO_WUMS | PJM_ROR | MISO_WUMS | Internal | Summer | B6 | 300 | 1467 | 0 | 53.35 | 54.01 | 2 | 0
2020 | PJM_ROR_2_MISO_WUMS | PJM_ROR | MISO_WUMS | Internal | Summer | B7 | 400 | 1467 | 0 | 47.08 | 45.29 | 2 | 0
2020 | PJM_ROR_2_MISO_WUMS | PJM_ROR | MISO_WUMS | Internal | Summer | B8 | 500 | 1467 | 0 | 40.26 | 38.75 | 2 | 0
2020 | PJM_ROR_2_MISO_WUMS | PJM_ROR | MISO_WUMS | Internal | Summer | B9 | 800 | 1467 | 0 | 38.01 | 37.06 | 2 | 0
2020 | PJM_ROR_2_MISO_WUMS | PJM_ROR | MISO_WUMS | Internal | Summer | B10 | 1262 | 1467 | 0 | 37.25 | 37.06 | 2 | 0
2020 | PJM_ROR_2_MISO_WUMS | PJM_ROR | MISO_WUMS | Internal | Winter | B16 | 25 | 1467 | 0 | 67.65 | 65.65 | 2 | 0
2020 | PJM_ROR_2_MISO_WUMS | PJM_ROR | MISO_WUMS | Internal | Winter | B17 | 100 | 1467 | 0 | 57.88 | 55.86 | 2 | 0
2020 | PJM_ROR_2_MISO_WUMS | PJM_ROR | MISO_WUMS | Internal | Winter | B18 | 400 | 1467 | 0 | 48.62 | 46.62 | 2 | 0
2020 | PJM_ROR_2_MISO_WUMS | PJM_ROR | MISO_WUMS | Internal | Winter | B19 | 700 | 1467 | 0 | 45.53 | 43.52 | 2 | 0
2020 | PJM_ROR_2_MISO_WUMS | PJM_ROR | MISO_WUMS | Internal | Winter | B20 | 935 | 1467 | 0 | 41.62 | 39.83 | 2 | 0
2020 | PJM_ROR_2_PJM_ROM | PJM_ROR | PJM_ROM | Internal | Shoulder | B11 | 25 | 8000 | 0 | 58.24 | 58.23 | 0.01 | 0
2020 | PJM_ROR_2_PJM_ROM | PJM_ROR | PJM_ROM | Internal | Shoulder | B12 | 200 | 8000 | 0 | 54.77 | 54.75 | 0.01 | 0
2020 | PJM_ROR_2_PJM_ROM | PJM_ROR | PJM_ROM | Internal | Shoulder | B13 | 600 | 8000 | 0 | 44.55 | 44.54 | 0.01 | 0
2020 | PJM_ROR_2_PJM_ROM | PJM_ROR | PJM_ROM | Internal | Shoulder | B14 | 900 | 8000 | 1100.06 | 42.86 | 42.87 | 0.01 | 0
2020 | PJM_ROR_2_PJM_ROM | PJM_ROR | PJM_ROM | Internal | Shoulder | B15 | 1203 | 8000 | 6437.32 | 40.06 | 40.07 | 0.01 | 0
2020 | PJM_ROR_2_PJM_ROM | PJM_ROR | PJM_ROM | Internal | Summer | B1 | 10 | 8000 | 3648.8 | 68.13 | 68.14 | 0.01 | 0
2020 | PJM_ROR_2_PJM_ROM | PJM_ROR | PJM_ROM | Internal | Summer | B2 | 25 | 8000 | 1915.5 | 66.53 | 66.54 | 0.01 | 0
2020 | PJM_ROR_2_PJM_ROM | PJM_ROR | PJM_ROM | Internal | Summer | B3 | 75 | 8000 | 0 | 61.86 | 61.85 | 0.01 | 0
2020 | PJM_ROR_2_PJM_ROM | PJM_ROR | PJM_ROM | Internal | Summer | B4 | 100 | 8000 | 0 | 61.86 | 61.85 | 0.01 | 0
2020 | PJM_ROR_2_PJM_ROM | PJM_ROR | PJM_ROM | Internal | Summer | B5 | 200 | 8000 | 0 | 61.71 | 61.7 | 0.01 | 0
2020 | PJM_ROR_2_PJM_ROM | PJM_ROR | PJM_ROM | Internal | Summer | B6 | 300 | 8000 | 0 | 53.35 | 53.35 | 0.01 | 0
2020 | PJM_ROR_2_PJM_ROM | PJM_ROR | PJM_ROM | Internal | Summer | B7 | 400 | 8000 | 0 | 47.08 | 47.07 | 0.01 | 0
2020 | PJM_ROR_2_PJM_ROM | PJM_ROR | PJM_ROM | Internal | Summer | B8 | 500 | 8000 | 2773.03 | 40.26 | 40.27 | 0.01 | 0
2020 | PJM_ROR_2_PJM_ROM | PJM_ROR | PJM_ROM | Internal | Summer | B9 | 800 | 8000 | 5908.79 | 38.01 | 38.02 | 0.01 | 0
2020 | PJM_ROR_2_PJM_ROM | PJM_ROR | PJM_ROM | Internal | Summer | B10 | 1262 | 8000 | 7721.91 | 37.25 | 37.26 | 0.01 | 0
2020 | PJM_ROR_2_PJM_ROM | PJM_ROR | PJM_ROM | Internal | Winter | B16 | 25 | 8000 | 0 | 67.65 | 67.64 | 0.01 | 0
2020 | PJM_ROR_2_PJM_ROM | PJM_ROR | PJM_ROM | Internal | Winter | B17 | 100 | 8000 | 1286.29 | 57.88 | 57.89 | 0.01 | 0
2020 | PJM_ROR_2_PJM_ROM | PJM_ROR | PJM_ROM | Internal | Winter | B18 | 400 | 8000 | 2716.31 | 48.62 | 48.63 | 0.01 | 0
2020 | PJM_ROR_2_PJM_ROM | PJM_ROR | PJM_ROM | Internal | Winter | B19 | 700 | 8000 | 7961.91 | 45.53 | 45.54 | 0.01 | 0
2020 | PJM_ROR_2_PJM_ROM | PJM_ROR | PJM_ROM | Internal | Winter | B20 | 935 | 8000 | 7381.59 | 41.62 | 41.64 | 0.01 | 0
2020 | PJM_ROR_2_TVA_Transmission | PJM_ROR | TVA_Transmission | Internal | Shoulder | B11 | 25 | 2500 | 778.01 | 58.24 | 64.24 | 6 | 0
2020 | PJM_ROR_2_TVA_Transmission | PJM_ROR | TVA_Transmission | Internal | Shoulder | B12 | 200 | 2500 | 0 | 54.77 | 58.47 | 6 | 0
2020 | PJM_ROR_2_TVA_Transmission | PJM_ROR | TVA_Transmission | Internal | Shoulder | B13 | 600 | 2500 | 0 | 44.55 | 46.7 | 6 | 0
2020 | PJM_ROR_2_TVA_Transmission | PJM_ROR | TVA_Transmission | Internal | Shoulder | B14 | 900 | 2500 | 0 | 42.86 | 45.61 | 6 | 0
2020 | PJM_ROR_2_TVA_Transmission | PJM_ROR | TVA_Transmission | Internal | Shoulder | B15 | 1203 | 2500 | 0 | 40.06 | 44.96 | 6 | 0
2020 | PJM_ROR_2_TVA_Transmission | PJM_ROR | TVA_Transmission | Internal | Summer | B1 | 10 | 2500 | 595 | 68.13 | 74.13 | 6 | 0
2020 | PJM_ROR_2_TVA_Transmission | PJM_ROR | TVA_Transmission | Internal | Summer | B2 | 25 | 2500 | 2188.77 | 66.53 | 72.53 | 6 | 0
2020 | PJM_ROR_2_TVA_Transmission | PJM_ROR | TVA_Transmission | Internal | Summer | B3 | 75 | 2500 | 594.31 | 61.86 | 67.86 | 6 | 0
2020 | PJM_ROR_2_TVA_Transmission | PJM_ROR | TVA_Transmission | Internal | Summer | B4 | 100 | 2500 | 0 | 61.86 | 67.78 | 6 | 0
2020 | PJM_ROR_2_TVA_Transmission | PJM_ROR | TVA_Transmission | Internal | Summer | B5 | 200 | 2500 | 2356.33 | 61.71 | 67.71 | 6 | 0
2020 | PJM_ROR_2_TVA_Transmission | PJM_ROR | TVA_Transmission | Internal | Summer | B6 | 300 | 2500 | 154.47 | 53.35 | 59.35 | 6 | 0
2020 | PJM_ROR_2_TVA_Transmission | PJM_ROR | TVA_Transmission | Internal | Summer | B7 | 400 | 2500 | 0 | 47.08 | 52.31 | 6 | 0
2020 | PJM_ROR_2_TVA_Transmission | PJM_ROR | TVA_Transmission | Internal | Summer | B8 | 500 | 2500 | 0 | 40.26 | 45.13 | 6 | 0
2020 | PJM_ROR_2_TVA_Transmission | PJM_ROR | TVA_Transmission | Internal | Summer | B9 | 800 | 2500 | 0 | 38.01 | 43.23 | 6 | 0
2020 | PJM_ROR_2_TVA_Transmission | PJM_ROR | TVA_Transmission | Internal | Summer | B10 | 1262 | 2500 | 0 | 37.25 | 42.03 | 6 | 0
2020 | PJM_ROR_2_TVA_Transmission | PJM_ROR | TVA_Transmission | Internal | Winter | B16 | 25 | 2500 | 368.84 | 67.65 | 73.65 | 6 | 0
2020 | PJM_ROR_2_TVA_Transmission | PJM_ROR | TVA_Transmission | Internal | Winter | B17 | 100 | 2500 | 0 | 57.88 | 63.75 | 6 | 0
2020 | PJM_ROR_2_TVA_Transmission | PJM_ROR | TVA_Transmission | Internal | Winter | B18 | 400 | 2500 | 0 | 48.62 | 49.65 | 6 | 0
2020 | PJM_ROR_2_TVA_Transmission | PJM_ROR | TVA_Transmission | Internal | Winter | B19 | 700 | 2500 | 0 | 45.53 | 48.27 | 6 | 0
2020 | PJM_ROR_2_TVA_Transmission | PJM_ROR | TVA_Transmission | Internal | Winter | B20 | 935 | 2500 | 0 | 41.62 | 46.74 | 6 | 0
2020 | PJM_ROR_2_VACAR | PJM_ROR | VACAR | Internal | Shoulder | B11 | 25 | 3865 | 1530.98 | 58.24 | 64.24 | 6 | 0
2020 | PJM_ROR_2_VACAR | PJM_ROR | VACAR | Internal | Shoulder | B12 | 200 | 3865 | 1783.68 | 54.77 | 60.77 | 6 | 0
2020 | PJM_ROR_2_VACAR | PJM_ROR | VACAR | Internal | Shoulder | B13 | 600 | 3865 | 0 | 44.55 | 48.6 | 6 | 0
2020 | PJM_ROR_2_VACAR | PJM_ROR | VACAR | Internal | Shoulder | B14 | 900 | 3865 | 0 | 42.86 | 47.69 | 6 | 0
2020 | PJM_ROR_2_VACAR | PJM_ROR | VACAR | Internal | Shoulder | B15 | 1203 | 3865 | 3207.82 | 40.06 | 46.06 | 6 | 0
2020 | PJM_ROR_2_VACAR | PJM_ROR | VACAR | Internal | Summer | B1 | 10 | 3865 | 206.91 | 68.13 | 74.13 | 6 | 0
2020 | PJM_ROR_2_VACAR | PJM_ROR | VACAR | Internal | Summer | B2 | 25 | 3865 | 3865 | 66.53 | 73.8 | 6 | 1.28
2020 | PJM_ROR_2_VACAR | PJM_ROR | VACAR | Internal | Summer | B3 | 75 | 3865 | 3865 | 61.86 | 72.49 | 6 | 4.62
2020 | PJM_ROR_2_VACAR | PJM_ROR | VACAR | Internal | Summer | B4 | 100 | 3865 | 3865 | 61.86 | 72.49 | 6 | 4.62
2020 | PJM_ROR_2_VACAR | PJM_ROR | VACAR | Internal | Summer | B5 | 200 | 3865 | 3401.19 | 61.71 | 67.71 | 6 | 0
2020 | PJM_ROR_2_VACAR | PJM_ROR | VACAR | Internal | Summer | B6 | 300 | 3865 | 3865 | 53.35 | 59.56 | 6 | 0.21
2020 | PJM_ROR_2_VACAR | PJM_ROR | VACAR | Internal | Summer | B7 | 400 | 3865 | 2614.67 | 47.08 | 53.08 | 6 | 0
2020 | PJM_ROR_2_VACAR | PJM_ROR | VACAR | Internal | Summer | B8 | 500 | 3865 | 2152.39 | 40.26 | 46.26 | 6 | 0
2020 | PJM_ROR_2_VACAR | PJM_ROR | VACAR | Internal | Summer | B9 | 800 | 3865 | 3865 | 38.01 | 45.11 | 6 | 1.1
2020 | PJM_ROR_2_VACAR | PJM_ROR | VACAR | Internal | Summer | B10 | 1262 | 3865 | 2754.01 | 37.25 | 43.25 | 6 | 0
2020 | PJM_ROR_2_VACAR | PJM_ROR | VACAR | Internal | Winter | B16 | 25 | 3865 | 3865 | 67.65 | 81.9 | 6 | 8.25
2020 | PJM_ROR_2_VACAR | PJM_ROR | VACAR | Internal | Winter | B17 | 100 | 3865 | 2592.62 | 57.88 | 63.88 | 6 | 0
2020 | PJM_ROR_2_VACAR | PJM_ROR | VACAR | Internal | Winter | B18 | 400 | 3865 | 0 | 48.62 | 51.38 | 6 | 0
2020 | PJM_ROR_2_VACAR | PJM_ROR | VACAR | Internal | Winter | B19 | 700 | 3865 | 0 | 45.53 | 51.38 | 6 | 0
2020 | PJM_ROR_2_VACAR | PJM_ROR | VACAR | Internal | Winter | B20 | 935 | 3865 | 98.01 | 41.62 | 47.62 | 6 | 0
2020 | PJM_ROM_2_NYISO_A-F | PJM_ROM | NYISO_A-F | Internal | Shoulder | B11 | 25 | 2000 | 0 | 58.23 | 40.71 | 6 | 0
2020 | PJM_ROM_2_NYISO_A-F | PJM_ROM | NYISO_A-F | Internal | Shoulder | B12 | 200 | 2000 | 0 | 54.75 | 42.28 | 6 | 0
2020 | PJM_ROM_2_NYISO_A-F | PJM_ROM | NYISO_A-F | Internal | Shoulder | B13 | 600 | 2000 | 0 | 44.54 | 39.87 | 6 | 0
2020 | PJM_ROM_2_NYISO_A-F | PJM_ROM | NYISO_A-F | Internal | Shoulder | B14 | 900 | 2000 | 0 | 42.87 | 39.57 | 6 | 0
2020 | PJM_ROM_2_NYISO_A-F | PJM_ROM | NYISO_A-F | Internal | Shoulder | B15 | 1203 | 2000 | 0 | 40.07 | 39.57 | 6 | 0
2020 | PJM_ROM_2_NYISO_A-F | PJM_ROM | NYISO_A-F | Internal | Summer | B1 | 10 | 2000 | 0 | 68.14 | 58.73 | 6 | 0
2020 | PJM_ROM_2_NYISO_A-F | PJM_ROM | NYISO_A-F | Internal | Summer | B2 | 25 | 2000 | 0 | 66.54 | 58.54 | 6 | 0
2020 | PJM_ROM_2_NYISO_A-F | PJM_ROM | NYISO_A-F | Internal | Summer | B3 | 75 | 2000 | 0 | 61.85 | 52.51 | 6 | 0
2020 | PJM_ROM_2_NYISO_A-F | PJM_ROM | NYISO_A-F | Internal | Summer | B4 | 100 | 2000 | 0 | 61.85 | 51.53 | 6 | 0
2020 | PJM_ROM_2_NYISO_A-F | PJM_ROM | NYISO_A-F | Internal | Summer | B5 | 200 | 2000 | 0 | 61.7 | 46.14 | 6 | 0
2020 | PJM_ROM_2_NYISO_A-F | PJM_ROM | NYISO_A-F | Internal | Summer | B6 | 300 | 2000 | 0 | 53.35 | 45.82 | 6 | 0
2020 | PJM_ROM_2_NYISO_A-F | PJM_ROM | NYISO_A-F | Internal | Summer | B7 | 400 | 2000 | 0 | 47.07 | 39.46 | 6 | 0
2020 | PJM_ROM_2_NYISO_A-F | PJM_ROM | NYISO_A-F | Internal | Summer | B8 | 500 | 2000 | 0 | 40.27 | 37.61 | 6 | 0
2020 | PJM_ROM_2_NYISO_A-F | PJM_ROM | NYISO_A-F | Internal | Summer | B9 | 800 | 2000 | 0 | 38.02 | 37.6 | 6 | 0
2020 | PJM_ROM_2_NYISO_A-F | PJM_ROM | NYISO_A-F | Internal | Summer | B10 | 1262 | 2000 | 0 | 37.26 | 37.6 | 6 | 0
2020 | PJM_ROM_2_NYISO_A-F | PJM_ROM | NYISO_A-F | Internal | Winter | B16 | 25 | 2000 | 0 | 67.64 | 49.4 | 6 | 0
2020 | PJM_ROM_2_NYISO_A-F | PJM_ROM | NYISO_A-F | Internal | Winter | B17 | 100 | 2000 | 0 | 57.89 | 46.34 | 6 | 0
2020 | PJM_ROM_2_NYISO_A-F | PJM_ROM | NYISO_A-F | Internal | Winter | B18 | 400 | 2000 | 0 | 48.63 | 43.42 | 6 | 0
2020 | PJM_ROM_2_NYISO_A-F | PJM_ROM | NYISO_A-F | Internal | Winter | B19 | 700 | 2000 | 0 | 45.54 | 43.42 | 6 | 0
2020 | PJM_ROM_2_NYISO_A-F | PJM_ROM | NYISO_A-F | Internal | Winter | B20 | 935 | 2000 | 0 | 41.64 | 43.42 | 6 | 0
2020 | PJM_ROM_2_PJM_E | PJM_ROM | PJM_E | Internal | Shoulder | B11 | 25 | 8000 | 0 | 58.23 | 58.22 | 0.01 | 0
2020 | PJM_ROM_2_PJM_E | PJM_ROM | PJM_E | Internal | Shoulder | B12 | 200 | 8000 | 0 | 54.75 | 54.74 | 0.01 | 0
2020 | PJM_ROM_2_PJM_E | PJM_ROM | PJM_E | Internal | Shoulder | B13 | 600 | 8000 | 0 | 44.54 | 44.53 | 0.01 | 0
2020 | PJM_ROM_2_PJM_E | PJM_ROM | PJM_E | Internal | Shoulder | B14 | 900 | 8000 | 0 | 42.87 | 42.86 | 0.01 | 0
2020 | PJM_ROM_2_PJM_E | PJM_ROM | PJM_E | Internal | Shoulder | B15 | 1203 | 8000 | 3880.1 | 40.07 | 40.09 | 0.01 | 0
2020 | PJM_ROM_2_PJM_E | PJM_ROM | PJM_E | Internal | Summer | B1 | 10 | 8000 | 2367.47 | 68.14 | 68.15 | 0.01 | 0
2020 | PJM_ROM_2_PJM_E | PJM_ROM | PJM_E | Internal | Summer | B2 | 25 | 8000 | 952.25 | 66.54 | 66.55 | 0.01 | 0
2020 | PJM_ROM_2_PJM_E | PJM_ROM | PJM_E | Internal | Summer | B3 | 75 | 8000 | 0 | 61.85 | 61.84 | 0.01 | 0
2020 | PJM_ROM_2_PJM_E | PJM_ROM | PJM_E | Internal | Summer | B4 | 100 | 8000 | 0 | 61.85 | 61.84 | 0.01 | 0
2020 | PJM_ROM_2_PJM_E | PJM_ROM | PJM_E | Internal | Summer | B5 | 200 | 8000 | 0 | 61.7 | 61.69 | 0.01 | 0
2020 | PJM_ROM_2_PJM_E | PJM_ROM | PJM_E | Internal | Summer | B6 | 300 | 8000 | 0 | 53.35 | 53.33 | 0.01 | 0
2020 | PJM_ROM_2_PJM_E | PJM_ROM | PJM_E | Internal | Summer | B7 | 400 | 8000 | 0 | 47.07 | 47.05 | 0.01 | 0
2020 | PJM_ROM_2_PJM_E | PJM_ROM | PJM_E | Internal | Summer | B8 | 500 | 8000 | 0 | 40.27 | 40.26 | 0.01 | 0
2020 | PJM_ROM_2_PJM_E | PJM_ROM | PJM_E | Internal | Summer | B9 | 800 | 8000 | 2232.37 | 38.02 | 38.03 | 0.01 | 0
2020 | PJM_ROM_2_PJM_E | PJM_ROM | PJM_E | Internal | Summer | B10 | 1262 | 8000 | 3466.09 | 37.26 | 37.28 | 0.01 | 0
2020 | PJM_ROM_2_PJM_E | PJM_ROM | PJM_E | Internal | Winter | B16 | 25 | 8000 | 0 | 67.64 | 67.63 | 0.01 | 0
2020 | PJM_ROM_2_PJM_E | PJM_ROM | PJM_E | Internal | Winter | B17 | 100 | 8000 | 0 | 57.89 | 57.88 | 0.01 | 0
2020 | PJM_ROM_2_PJM_E | PJM_ROM | PJM_E | Internal | Winter | B18 | 400 | 8000 | 0 | 48.63 | 48.62 | 0.01 | 0
2020 | PJM_ROM_2_PJM_E | PJM_ROM | PJM_E | Internal | Winter | B19 | 700 | 8000 | 4721.9 | 45.54 | 45.56 | 0.01 | 0
2020 | PJM_ROM_2_PJM_E | PJM_ROM | PJM_E | Internal | Winter | B20 | 935 | 8000 | 3431.42 | 41.64 | 41.65 | 0.01 | 0
2020 | PJM_ROM_2_PJM_ROR | PJM_ROM | PJM_ROR | Internal | Shoulder | B11 | 25 | 8000 | 5710.2 | 58.23 | 58.24 | 0.01 | 0
2020 | PJM_ROM_2_PJM_ROR | PJM_ROM | PJM_ROR | Internal | Shoulder | B12 | 200 | 8000 | 3293.76 | 54.75 | 54.77 | 0.01 | 0
2020 | PJM_ROM_2_PJM_ROR | PJM_ROM | PJM_ROR | Internal | Shoulder | B13 | 600 | 8000 | 783.66 | 44.54 | 44.55 | 0.01 | 0
2020 | PJM_ROM_2_PJM_ROR | PJM_ROM | PJM_ROR | Internal | Shoulder | B14 | 900 | 8000 | 0 | 42.87 | 42.86 | 0.01 | 0
2020 | PJM_ROM_2_PJM_ROR | PJM_ROM | PJM_ROR | Internal | Shoulder | B15 | 1203 | 8000 | 0 | 40.07 | 40.06 | 0.01 | 0
2020 | PJM_ROM_2_PJM_ROR | PJM_ROM | PJM_ROR | Internal | Summer | B1 | 10 | 8000 | 0 | 68.14 | 68.13 | 0.01 | 0
2020 | PJM_ROM_2_PJM_ROR | PJM_ROM | PJM_ROR | Internal | Summer | B2 | 25 | 8000 | 0 | 66.54 | 66.53 | 0.01 | 0
2020 | PJM_ROM_2_PJM_ROR | PJM_ROM | PJM_ROR | Internal | Summer | B3 | 75 | 8000 | 1049.13 | 61.85 | 61.86 | 0.01 | 0
2020 | PJM_ROM_2_PJM_ROR | PJM_ROM | PJM_ROR | Internal | Summer | B4 | 100 | 8000 | 4119.59 | 61.85 | 61.86 | 0.01 | 0
2020 | PJM_ROM_2_PJM_ROR | PJM_ROM | PJM_ROR | Internal | Summer | B5 | 200 | 8000 | 5759.24 | 61.7 | 61.71 | 0.01 | 0
2020 | PJM_ROM_2_PJM_ROR | PJM_ROM | PJM_ROR | Internal | Summer | B6 | 300 | 8000 | 0 | 53.35 | 53.35 | 0.01 | 0
2020 | PJM_ROM_2_PJM_ROR | PJM_ROM | PJM_ROR | Internal | Summer | B7 | 400 | 8000 | 278.7 | 47.07 | 47.08 | 0.01 | 0
2020 | PJM_ROM_2_PJM_ROR | PJM_ROM | PJM_ROR | Internal | Summer | B8 | 500 | 8000 | 0 | 40.27 | 40.26 | 0.01 | 0
2020 | PJM_ROM_2_PJM_ROR | PJM_ROM | PJM_ROR | Internal | Summer | B9 | 800 | 8000 | 0 | 38.02 | 38.01 | 0.01 | 0
2020 | PJM_ROM_2_PJM_ROR | PJM_ROM | PJM_ROR | Internal | Summer | B10 | 1262 | 8000 | 0 | 37.26 | 37.25 | 0.01 | 0
2020 | PJM_ROM_2_PJM_ROR | PJM_ROM | PJM_ROR | Internal | Winter | B16 | 25 | 8000 | 2112.19 | 67.64 | 67.65 | 0.01 | 0
2020 | PJM_ROM_2_PJM_ROR | PJM_ROM | PJM_ROR | Internal | Winter | B17 | 100 | 8000 | 0 | 57.89 | 57.88 | 0.01 | 0
2020 | PJM_ROM_2_PJM_ROR | PJM_ROM | PJM_ROR | Internal | Winter | B18 | 400 | 8000 | 0 | 48.63 | 48.62 | 0.01 | 0
2020 | PJM_ROM_2_PJM_ROR | PJM_ROM | PJM_ROR | Internal | Winter | B19 | 700 | 8000 | 0 | 45.54 | 45.53 | 0.01 | 0
2020 | PJM_ROM_2_PJM_ROR | PJM_ROM | PJM_ROR | Internal | Winter | B20 | 935 | 8000 | 0 | 41.64 | 41.62 | 0.01 | 0
2020 | SOCO_2_FRCC | SOCO | FRCC | Internal | Shoulder | B11 | 25 | 3700 | 0 | 71.24 | 78.89 | 10 | 0
2020 | SOCO_2_FRCC | SOCO | FRCC | Internal | Shoulder | B12 | 200 | 3700 | 2162.82 | 57.11 | 67.11 | 10 | 0
2020 | SOCO_2_FRCC | SOCO | FRCC | Internal | Shoulder | B13 | 600 | 3700 | 1636.22 | 43.62 | 53.62 | 10 | 0
2020 | SOCO_2_FRCC | SOCO | FRCC | Internal | Shoulder | B14 | 900 | 3700 | 0 | 43.62 | 49.53 | 10 | 0
2020 | SOCO_2_FRCC | SOCO | FRCC | Internal | Shoulder | B15 | 1203 | 3700 | 0 | 43.62 | 47.5 | 10 | 0
2020 | SOCO_2_FRCC | SOCO | FRCC | Internal | Summer | B1 | 10 | 3700 | 243.41 | 76.85 | 86.85 | 10 | 0
2020 | SOCO_2_FRCC | SOCO | FRCC | Internal | Summer | B2 | 25 | 3700 | 0 | 71.71 | 77.75 | 10 | 0
2020 | SOCO_2_FRCC | SOCO | FRCC | Internal | Summer | B3 | 75 | 3700 | 0 | 71.71 | 77.75 | 10 | 0
2020 | SOCO_2_FRCC | SOCO | FRCC | Internal | Summer | B4 | 100 | 3700 | 0 | 70.36 | 77.75 | 10 | 0
2020 | SOCO_2_FRCC | SOCO | FRCC | Internal | Summer | B5 | 200 | 3700 | 0 | 70.36 | 77.75 | 10 | 0
2020 | SOCO_2_FRCC | SOCO | FRCC | Internal | Summer | B6 | 300 | 3700 | 167.83 | 66.56 | 76.56 | 10 | 0
2020 | SOCO_2_FRCC | SOCO | FRCC | Internal | Summer | B7 | 400 | 3700 | 0 | 60.08 | 66.06 | 10 | 0
2020 | SOCO_2_FRCC | SOCO | FRCC | Internal | Summer | B8 | 500 | 3700 | 2864.39 | 53.26 | 63.26 | 10 | 0
2020 | SOCO_2_FRCC | SOCO | FRCC | Internal | Summer | B9 | 800 | 3700 | 243.14 | 42.76 | 52.76 | 10 | 0
2020 | SOCO_2_FRCC | SOCO | FRCC | Internal | Summer | B10 | 1262 | 3700 | 0 | 42.35 | 46.76 | 10 | 0
2020 | SOCO_2_FRCC | SOCO | FRCC | Internal | Winter | B16 | 25 | 3700 | 0 | 76.55 | 79.01 | 10 | 0
2020 | SOCO_2_FRCC | SOCO | FRCC | Internal | Winter | B17 | 100 | 3700 | 0 | 63.64 | 70.31 | 10 | 0
2020 | SOCO_2_FRCC | SOCO | FRCC | Internal | Winter | B18 | 400 | 3700 | 1471.25 | 46.23 | 56.23 | 10 | 0
2020 | SOCO_2_FRCC | SOCO | FRCC | Internal | Winter | B19 | 700 | 3700 | 0 | 46.23 | 52.72 | 10 | 0
2020 | SOCO_2_FRCC | SOCO | FRCC | Internal | Winter | B20 | 935 | 3700 | 0 | 45.96 | 49.78 | 10 | 0
2020 | SOCO_2_VACAR | SOCO | VACAR | Internal | Shoulder | B11 | 25 | 2000 | 0 | 71.24 | 64.24 | 10 | 0
2020 | SOCO_2_VACAR | SOCO | VACAR | Internal | Shoulder | B12 | 200 | 2000 | 0 | 57.11 | 60.77 | 10 | 0
2020 | SOCO_2_VACAR | SOCO | VACAR | Internal | Shoulder | B13 | 600 | 2000 | 0 | 43.62 | 48.6 | 10 | 0
2020 | SOCO_2_VACAR | SOCO | VACAR | Internal | Shoulder | B14 | 900 | 2000 | 0 | 43.62 | 47.69 | 10 | 0
2020 | SOCO_2_VACAR | SOCO | VACAR | Internal | Shoulder | B15 | 1203 | 2000 | 0 | 43.62 | 46.06 | 10 | 0
2020 | SOCO_2_VACAR | SOCO | VACAR | Internal | Summer | B1 | 10 | 2000 | 0 | 76.85 | 74.13 | 10 | 0
2020 | SOCO_2_VACAR | SOCO | VACAR | Internal | Summer | B2 | 25 | 2000 | 0 | 71.71 | 73.8 | 10 | 0
2020 | SOCO_2_VACAR | SOCO | VACAR | Internal | Summer | B3 | 75 | 2000 | 0 | 71.71 | 72.49 | 10 | 0
2020 | SOCO_2_VACAR | SOCO | VACAR | Internal | Summer | B4 | 100 | 2000 | 0 | 70.36 | 72.49 | 10 | 0
2020 | SOCO_2_VACAR | SOCO | VACAR | Internal | Summer | B5 | 200 | 2000 | 0 | 70.36 | 67.71 | 10 | 0
2020 | SOCO_2_VACAR | SOCO | VACAR | Internal | Summer | B6 | 300 | 2000 | 0 | 66.56 | 59.56 | 10 | 0
2020 | SOCO_2_VACAR | SOCO | VACAR | Internal | Summer | B7 | 400 | 2000 | 0 | 60.08 | 53.08 | 10 | 0
2020 | SOCO_2_VACAR | SOCO | VACAR | Internal | Summer | B8 | 500 | 2000 | 0 | 53.26 | 46.26 | 10 | 0
2020 | SOCO_2_VACAR | SOCO | VACAR | Internal | Summer | B9 | 800 | 2000 | 0 | 42.76 | 45.11 | 10 | 0
2020 | SOCO_2_VACAR | SOCO | VACAR | Internal | Summer | B10 | 1262 | 2000 | 0 | 42.35 | 43.25 | 10 | 0
2020 | SOCO_2_VACAR | SOCO | VACAR | Internal | Winter | B16 | 25 | 2000 | 0 | 76.55 | 81.9 | 10 | 0
2020 | SOCO_2_VACAR | SOCO | VACAR | Internal | Winter | B17 | 100 | 2000 | 0 | 63.64 | 63.88 | 10 | 0
2020 | SOCO_2_VACAR | SOCO | VACAR | Internal | Winter | B18 | 400 | 2000 | 0 | 46.23 | 51.38 | 10 | 0
2020 | SOCO_2_VACAR | SOCO | VACAR | Internal | Winter | B19 | 700 | 2000 | 0 | 46.23 | 51.38 | 10 | 0
2020 | SOCO_2_VACAR | SOCO | VACAR | Internal | Winter | B20 | 935 | 2000 | 0 | 45.96 | 47.62 | 10 | 0
2020 | SPP_N_2_ENT | SPP_N | ENT | Internal | Shoulder | B11 | 25 | 9240 | 0 | 63.09 | 63.24 | 5 | 0
2020 | SPP_N_2_ENT | SPP_N | ENT | Internal | Shoulder | B12 | 200 | 9240 | 0 | 58.47 | 50.47 | 5 | 0
2020 | SPP_N_2_ENT | SPP_N | ENT | Internal | Shoulder | B13 | 600 | 9240 | 0 | 46.53 | 42.38 | 5 | 0
2020 | SPP_N_2_ENT | SPP_N | ENT | Internal | Shoulder | B14 | 900 | 9240 | 0 | 42.48 | 42.38 | 5 | 0
2020 | SPP_N_2_ENT | SPP_N | ENT | Internal | Shoulder | B15 | 1203 | 9240 | 0 | 41.75 | 42.07 | 5 | 0
2020 | SPP_N_2_ENT | SPP_N | ENT | Internal | Summer | B1 | 10 | 9240 | 0 | 66.76 | 68.85 | 5 | 0
2020 | SPP_N_2_ENT | SPP_N | ENT | Internal | Summer | B2 | 25 | 9240 | 0 | 66.76 | 68.85 | 5 | 0
2020 | SPP_N_2_ENT | SPP_N | ENT | Internal | Summer | B3 | 75 | 9240 | 0 | 66.76 | 63.71 | 5 | 0
2020 | SPP_N_2_ENT | SPP_N | ENT | Internal | Summer | B4 | 100 | 9240 | 0 | 65.34 | 62.36 | 5 | 0
2020 | SPP_N_2_ENT | SPP_N | ENT | Internal | Summer | B5 | 200 | 9240 | 0 | 63.21 | 62.36 | 5 | 0
2020 | SPP_N_2_ENT | SPP_N | ENT | Internal | Summer | B6 | 300 | 9240 | 0 | 56.89 | 57.73 | 5 | 0
2020 | SPP_N_2_ENT | SPP_N | ENT | Internal | Summer | B7 | 400 | 9240 | 0 | 56.06 | 57.06 | 5 | 0
2020 | SPP_N_2_ENT | SPP_N | ENT | Internal | Summer | B8 | 500 | 9240 | 0 | 45.76 | 45.26 | 5 | 0
2020 | SPP_N_2_ENT | SPP_N | ENT | Internal | Summer | B9 | 800 | 9240 | 0 | 41.02 | 41 | 5 | 0
2020 | SPP_N_2_ENT | SPP_N | ENT | Internal | Summer | B10 | 1262 | 9240 | 0 | 39.21 | 40.71 | 5 | 0
2020 | SPP_N_2_ENT | SPP_N | ENT | Internal | Winter | B16 | 25 | 9240 | 0 | 63.05 | 65.65 | 5 | 0
2020 | SPP_N_2_ENT | SPP_N | ENT | Internal | Winter | B17 | 100 | 9240 | 0 | 55.89 | 55.75 | 5 | 0
2020 | SPP_N_2_ENT | SPP_N | ENT | Internal | Winter | B18 | 400 | 9240 | 0 | 45.65 | 45.1 | 5 | 0
2020 | SPP_N_2_ENT | SPP_N | ENT | Internal | Winter | B19 | 700 | 9240 | 0 | 44.9 | 44.79 | 5 | 0
2020 | SPP_N_2_ENT | SPP_N | ENT | Internal | Winter | B20 | 935 | 9240 | 0 | 43.38 | 44.77 | 5 | 0
2020 | SPP_N_2_MISO_MO-IL | SPP_N | MISO_MO-IL | Internal | Shoulder | B11 | 25 | 2263 | 0 | 63.09 | 60.25 | 5 | 0
2020 | SPP_N_2_MISO_MO-IL | SPP_N | MISO_MO-IL | Internal | Shoulder | B12 | 200 | 2263 | 0 | 58.47 | 55.83 | 5 | 0
2020 | SPP_N_2_MISO_MO-IL | SPP_N | MISO_MO-IL | Internal | Shoulder | B13 | 600 | 2263 | 0 | 46.53 | 46.53 | 5 | 0
2020 | SPP_N_2_MISO_MO-IL | SPP_N | MISO_MO-IL | Internal | Shoulder | B14 | 900 | 2263 | 0 | 42.48 | 41.81 | 5 | 0
2020 | SPP_N_2_MISO_MO-IL | SPP_N | MISO_MO-IL | Internal | Shoulder | B15 | 1203 | 2263 | 0 | 41.75 | 39.42 | 5 | 0
2020 | SPP_N_2_MISO_MO-IL | SPP_N | MISO_MO-IL | Internal | Summer | B1 | 10 | 2263 | 0 | 66.76 | 66.14 | 5 | 0
2020 | SPP_N_2_MISO_MO-IL | SPP_N | MISO_MO-IL | Internal | Summer | B2 | 25 | 2263 | 0 | 66.76 | 64.54 | 5 | 0
2020 | SPP_N_2_MISO_MO-IL | SPP_N | MISO_MO-IL | Internal | Summer | B3 | 75 | 2263 | 0 | 66.76 | 63.84 | 5 | 0
2020 | SPP_N_2_MISO_MO-IL | SPP_N | MISO_MO-IL | Internal | Summer | B4 | 100 | 2263 | 0 | 65.34 | 61.99 | 5 | 0
2020 | SPP_N_2_MISO_MO-IL | SPP_N | MISO_MO-IL | Internal | Summer | B5 | 200 | 2263 | 0 | 63.21 | 61.14 | 5 | 0
2020 | SPP_N_2_MISO_MO-IL | SPP_N | MISO_MO-IL | Internal | Summer | B6 | 300 | 2263 | 0 | 56.89 | 54.03 | 5 | 0
2020 | SPP_N_2_MISO_MO-IL | SPP_N | MISO_MO-IL | Internal | Summer | B7 | 400 | 2263 | 0 | 56.06 | 49.06 | 5 | 0
2020 | SPP_N_2_MISO_MO-IL | SPP_N | MISO_MO-IL | Internal | Summer | B8 | 500 | 2263 | 0 | 45.76 | 38.77 | 5 | 0
2020 | SPP_N_2_MISO_MO-IL | SPP_N | MISO_MO-IL | Internal | Summer | B9 | 800 | 2263 | 0 | 41.02 | 37.58 | 5 | 0
2020 | SPP_N_2_MISO_MO-IL | SPP_N | MISO_MO-IL | Internal | Summer | B10 | 1262 | 2263 | 0 | 39.21 | 37.08 | 5 | 0
2020 | SPP_N_2_MISO_MO-IL | SPP_N | MISO_MO-IL | Internal | Winter | B16 | 25 | 2263 | 0 | 63.05 | 65.66 | 5 | 0
2020 | SPP_N_2_MISO_MO-IL | SPP_N | MISO_MO-IL | Internal | Winter | B17 | 100 | 2263 | 0 | 55.89 | 55.89 | 5 | 0
2020 | SPP_N_2_MISO_MO-IL | SPP_N | MISO_MO-IL | Internal | Winter | B18 | 400 | 2263 | 0 | 45.65 | 46.65 | 5 | 0
2020 | SPP_N_2_MISO_MO-IL | SPP_N | MISO_MO-IL | Internal | Winter | B19 | 700 | 2263 | 0 | 44.9 | 43.54 | 5 | 0
2020 | SPP_N_2_MISO_MO-IL | SPP_N | MISO_MO-IL | Internal | Winter | B20 | 935 | 2263 | 0 | 43.38 | 39.86 | 5 | 0
2020 | SPP_N_2_MISO_W | SPP_N | MISO_W | Internal | Shoulder | B11 | 25 | 750 | 0 | 63.09 | 60.24 | 5 | 0
2020 | SPP_N_2_MISO_W | SPP_N | MISO_W | Internal | Shoulder | B12 | 200 | 750 | 0 | 58.47 | 55.82 | 5 | 0
2020 | SPP_N_2_MISO_W | SPP_N | MISO_W | Internal | Shoulder | B13 | 600 | 750 | 0 | 46.53 | 46.52 | 5 | 0
2020 | SPP_N_2_MISO_W | SPP_N | MISO_W | Internal | Shoulder | B14 | 900 | 750 | 0 | 42.48 | 41.8 | 5 | 0
2020 | SPP_N_2_MISO_W | SPP_N | MISO_W | Internal | Shoulder | B15 | 1203 | 750 | 0 | 41.75 | 39.41 | 5 | 0
2020 | SPP_N_2_MISO_W | SPP_N | MISO_W | Internal | Summer | B1 | 10 | 750 | 0 | 66.76 | 66.13 | 5 | 0
2020 | SPP_N_2_MISO_W | SPP_N | MISO_W | Internal | Summer | B2 | 25 | 750 | 0 | 66.76 | 64.53 | 5 | 0
2020 | SPP_N_2_MISO_W | SPP_N | MISO_W | Internal | Summer | B3 | 75 | 750 | 0 | 66.76 | 63.83 | 5 | 0
2020 | SPP_N_2_MISO_W | SPP_N | MISO_W | Internal | Summer | B4 | 100 | 750 | 0 | 65.34 | 61.97 | 5 | 0
2020 | SPP_N_2_MISO_W | SPP_N | MISO_W | Internal | Summer | B5 | 200 | 750 | 0 | 63.21 | 61.13 | 5 | 0
2020 | SPP_N_2_MISO_W | SPP_N | MISO_W | Internal | Summer | B6 | 300 | 750 | 0 | 56.89 | 54.02 | 5 | 0
2020 | SPP_N_2_MISO_W | SPP_N | MISO_W | Internal | Summer | B7 | 400 | 750 | 0 | 56.06 | 49.04 | 5 | 0
2020 | SPP_N_2_MISO_W | SPP_N | MISO_W | Internal | Summer | B8 | 500 | 750 | 0 | 45.76 | 38.76 | 5 | 0
2020 | SPP_N_2_MISO_W | SPP_N | MISO_W | Internal | Summer | B9 | 800 | 750 | 0 | 41.02 | 37.57 | 5 | 0
2020 | SPP_N_2_MISO_W | SPP_N | MISO_W | Internal | Summer | B10 | 1262 | 750 | 0 | 39.21 | 37.07 | 5 | 0
2020 | SPP_N_2_MISO_W | SPP_N | MISO_W | Internal | Winter | B16 | 25 | 750 | 0 | 63.05 | 65.65 | 5 | 0
2020 | SPP_N_2_MISO_W | SPP_N | MISO_W | Internal | Winter | B17 | 100 | 750 | 0 | 55.89 | 55.88 | 5 | 0
2020 | SPP_N_2_MISO_W | SPP_N | MISO_W | Internal | Winter | B18 | 400 | 750 | 0 | 45.65 | 46.63 | 5 | 0
2020 | SPP_N_2_MISO_W | SPP_N | MISO_W | Internal | Winter | B19 | 700 | 750 | 0 | 44.9 | 43.53 | 5 | 0
2020 | SPP_N_2_MISO_W | SPP_N | MISO_W | Internal | Winter | B20 | 935 | 750 | 0 | 43.38 | 39.85 | 5 | 0
2020 | SPP_N_2_SPP_S | SPP_N | SPP_S | Internal | Shoulder | B11 | 25 | 5571 | 0 | 63.09 | 61.03 | 0.01 | 0
2020 | SPP_N_2_SPP_S | SPP_N | SPP_S | Internal | Shoulder | B12 | 200 | 5571 | 0 | 58.47 | 58.47 | 0.01 | 0
2020 | SPP_N_2_SPP_S | SPP_N | SPP_S | Internal | Shoulder | B13 | 600 | 5571 | 0 | 46.53 | 46.52 | 0.01 | 0
2020 | SPP_N_2_SPP_S | SPP_N | SPP_S | Internal | Shoulder | B14 | 900 | 5571 | 0 | 42.48 | 42.47 | 0.01 | 0
2020 | SPP_N_2_SPP_S | SPP_N | SPP_S | Internal | Shoulder | B15 | 1203 | 5571 | 1492.6 | 41.75 | 41.76 | 0.01 | 0
2020 | SPP_N_2_SPP_S | SPP_N | SPP_S | Internal | Summer | B1 | 10 | 5571 | 0 | 66.76 | 65.1 | 0.01 | 0
2020 | SPP_N_2_SPP_S | SPP_N | SPP_S | Internal | Summer | B2 | 25 | 5571 | 0 | 66.76 | 65.1 | 0.01 | 0
2020 | SPP_N_2_SPP_S | SPP_N | SPP_S | Internal | Summer | B3 | 75 | 5571 | 0 | 66.76 | 65.1 | 0.01 | 0
2020 | SPP_N_2_SPP_S | SPP_N | SPP_S | Internal | Summer | B4 | 100 | 5571 | 0 | 65.34 | 65.1 | 0.01 | 0
2020 | SPP_N_2_SPP_S | SPP_N | SPP_S | Internal | Summer | B5 | 200 | 5571 | 0 | 63.21 | 63.2 | 0.01 | 0
2020 | SPP_N_2_SPP_S | SPP_N | SPP_S | Internal | Summer | B6 | 300 | 5571 | 0 | 56.89 | 56.88 | 0.01 | 0
2020 | SPP_N_2_SPP_S | SPP_N | SPP_S | Internal | Summer | B7 | 400 | 5571 | 3650.46 | 56.06 | 56.07 | 0.01 | 0
2020 | SPP_N_2_SPP_S | SPP_N | SPP_S | Internal | Summer | B8 | 500 | 5571 | 2664.89 | 45.76 | 45.77 | 0.01 | 0
2020 | SPP_N_2_SPP_S | SPP_N | SPP_S | Internal | Summer | B9 | 800 | 5571 | 1778.95 | 41.02 | 41.04 | 0.01 | 0
2020 | SPP_N_2_SPP_S | SPP_N | SPP_S | Internal | Summer | B10 | 1262 | 5571 | 2822.95 | 39.21 | 39.22 | 0.01 | 0
2020 | SPP_N_2_SPP_S | SPP_N | SPP_S | Internal | Winter | B16 | 25 | 5571 | 0 | 63.05 | 63.04 | 0.01 | 0
2020 | SPP_N_2_SPP_S | SPP_N | SPP_S | Internal | Winter | B17 | 100 | 5571 | 2227.79 | 55.89 | 55.9 | 0.01 | 0
2020 | SPP_N_2_SPP_S | SPP_N | SPP_S | Internal | Winter | B18 | 400 | 5571 | 1357.07 | 45.65 | 45.66 | 0.01 | 0
2020 | SPP_N_2_SPP_S | SPP_N | SPP_S | Internal | Winter | B19 | 700 | 5571 | 1721.66 | 44.9 | 44.91 | 0.01 | 0
2020 | SPP_N_2_SPP_S | SPP_N | SPP_S | Internal | Winter | B20 | 935 | 5571 | 2855.28 | 43.38 | 43.39 | 0.01 | 0
2020 | SPP_S_2_ENT | SPP_S | ENT | Internal | Shoulder | B11 | 25 | 5132 | 0 | 61.03 | 63.24 | 5 | 0
2020 | SPP_S_2_ENT | SPP_S | ENT | Internal | Shoulder | B12 | 200 | 5132 | 0 | 58.47 | 50.47 | 5 | 0
2020 | SPP_S_2_ENT | SPP_S | ENT | Internal | Shoulder | B13 | 600 | 5132 | 0 | 46.52 | 42.38 | 5 | 0
2020 | SPP_S_2_ENT | SPP_S | ENT | Internal | Shoulder | B14 | 900 | 5132 | 0 | 42.47 | 42.38 | 5 | 0
2020 | SPP_S_2_ENT | SPP_S | ENT | Internal | Shoulder | B15 | 1203 | 5132 | 0 | 41.76 | 42.07 | 5 | 0
2020 | SPP_S_2_ENT | SPP_S | ENT | Internal | Summer | B1 | 10 | 5132 | 0 | 65.1 | 68.85 | 5 | 0
2020 | SPP_S_2_ENT | SPP_S | ENT | Internal | Summer | B2 | 25 | 5132 | 0 | 65.1 | 68.85 | 5 | 0
2020 | SPP_S_2_ENT | SPP_S | ENT | Internal | Summer | B3 | 75 | 5132 | 0 | 65.1 | 63.71 | 5 | 0
2020 | SPP_S_2_ENT | SPP_S | ENT | Internal | Summer | B4 | 100 | 5132 | 0 | 65.1 | 62.36 | 5 | 0
2020 | SPP_S_2_ENT | SPP_S | ENT | Internal | Summer | B5 | 200 | 5132 | 0 | 63.2 | 62.36 | 5 | 0
2020 | SPP_S_2_ENT | SPP_S | ENT | Internal | Summer | B6 | 300 | 5132 | 0 | 56.88 | 57.73 | 5 | 0
2020 | SPP_S_2_ENT | SPP_S | ENT | Internal | Summer | B7 | 400 | 5132 | 0 | 56.07 | 57.06 | 5 | 0
2020 | SPP_S_2_ENT | SPP_S | ENT | Internal | Summer | B8 | 500 | 5132 | 0 | 45.77 | 45.26 | 5 | 0
2020 | SPP_S_2_ENT | SPP_S | ENT | Internal | Summer | B9 | 800 | 5132 | 0 | 41.04 | 41 | 5 | 0
2020 | SPP_S_2_ENT | SPP_S | ENT | Internal | Summer | B10 | 1262 | 5132 | 0 | 39.22 | 40.71 | 5 | 0
2020 | SPP_S_2_ENT | SPP_S | ENT | Internal | Winter | B16 | 25 | 5132 | 0 | 63.04 | 65.65 | 5 | 0
2020 | SPP_S_2_ENT | SPP_S | ENT | Internal | Winter | B17 | 100 | 5132 | 0 | 55.9 | 55.75 | 5 | 0
2020 | SPP_S_2_ENT | SPP_S | ENT | Internal | Winter | B18 | 400 | 5132 | 0 | 45.66 | 45.1 | 5 | 0
2020 | SPP_S_2_ENT | SPP_S | ENT | Internal | Winter | B19 | 700 | 5132 | 0 | 44.91 | 44.79 | 5 | 0
2020 | SPP_S_2_ENT | SPP_S | ENT | Internal | Winter | B20 | 935 | 5132 | 0 | 43.39 | 44.77 | 5 | 0
2020 | SPP_S_2_SPP_N | SPP_S | SPP_N | Internal | Shoulder | B11 | 25 | 2211 | 2211 | 61.03 | 63.09 | 0.01 | 2.05
2020 | SPP_S_2_SPP_N | SPP_S | SPP_N | Internal | Shoulder | B12 | 200 | 2211 | 0 | 58.47 | 58.47 | 0.01 | 0
2020 | SPP_S_2_SPP_N | SPP_S | SPP_N | Internal | Shoulder | B13 | 600 | 2211 | 23.44 | 46.52 | 46.53 | 0.01 | 0
2020 | SPP_S_2_SPP_N | SPP_S | SPP_N | Internal | Shoulder | B14 | 900 | 2211 | 385.77 | 42.47 | 42.48 | 0.01 | 0
2020 | SPP_S_2_SPP_N | SPP_S | SPP_N | Internal | Shoulder | B15 | 1203 | 2211 | 0 | 41.76 | 41.75 | 0.01 | 0
2020 | SPP_S_2_SPP_N | SPP_S | SPP_N | Internal | Summer | B1 | 10 | 2211 | 2211 | 65.1 | 66.76 | 0.01 | 1.65
2020 | SPP_S_2_SPP_N | SPP_S | SPP_N | Internal | Summer | B2 | 25 | 2211 | 2211 | 65.1 | 66.76 | 0.01 | 1.65
2020 | SPP_S_2_SPP_N | SPP_S | SPP_N | Internal | Summer | B3 | 75 | 2211 | 2211 | 65.1 | 66.76 | 0.01 | 1.65
2020 | SPP_S_2_SPP_N | SPP_S | SPP_N | Internal | Summer | B4 | 100 | 2211 | 2211 | 65.1 | 65.34 | 0.01 | 0.23
2020 | SPP_S_2_SPP_N | SPP_S | SPP_N | Internal | Summer | B5 | 200 | 2211 | 2183.09 | 63.2 | 63.21 | 0.01 | 0
2020 | SPP_S_2_SPP_N | SPP_S | SPP_N | Internal | Summer | B6 | 300 | 2211 | 2062.4 | 56.88 | 56.89 | 0.01 | 0
2020 | SPP_S_2_SPP_N | SPP_S | SPP_N | Internal | Summer | B7 | 400 | 2211 | 0 | 56.07 | 56.06 | 0.01 | 0
2020 | SPP_S_2_SPP_N | SPP_S | SPP_N | Internal | Summer | B8 | 500 | 2211 | 0 | 45.77 | 45.76 | 0.01 | 0
2020 | SPP_S_2_SPP_N | SPP_S | SPP_N | Internal | Summer | B9 | 800 | 2211 | 0 | 41.04 | 41.02 | 0.01 | 0
2020 | SPP_S_2_SPP_N | SPP_S | SPP_N | Internal | Summer | B10 | 1262 | 2211 | 0 | 39.22 | 39.21 | 0.01 | 0
2020 | SPP_S_2_SPP_N | SPP_S | SPP_N | Internal | Winter | B16 | 25 | 2211 | 784.87 | 63.04 | 63.05 | 0.01 | 0
2020 | SPP_S_2_SPP_N | SPP_S | SPP_N | Internal | Winter | B17 | 100 | 2211 | 0 | 55.9 | 55.89 | 0.01 | 0
2020 | SPP_S_2_SPP_N | SPP_S | SPP_N | Internal | Winter | B18 | 400 | 2211 | 0 | 45.66 | 45.65 | 0.01 | 0
2020 | SPP_S_2_SPP_N | SPP_S | SPP_N | Internal | Winter | B19 | 700 | 2211 | 0 | 44.91 | 44.9 | 0.01 | 0
2020 | SPP_S_2_SPP_N | SPP_S | SPP_N | Internal | Winter | B20 | 935 | 2211 | 0 | 43.39 | 43.38 | 0.01 | 0
2020 | TVA_2_ENT | TVA | ENT | Internal | Shoulder | B11 | 25 | 500 | 0 | 64.25 | 63.24 | 9 | 0
2020 | TVA_2_ENT | TVA | ENT | Internal | Shoulder | B12 | 200 | 500 | 0 | 58.48 | 50.47 | 9 | 0
2020 | TVA_2_ENT | TVA | ENT | Internal | Shoulder | B13 | 600 | 500 | 0 | 44.06 | 42.38 | 9 | 0
2020 | TVA_2_ENT | TVA | ENT | Internal | Shoulder | B14 | 900 | 500 | 0 | 44.06 | 42.38 | 9 | 0
2020 | TVA_2_ENT | TVA | ENT | Internal | Shoulder | B15 | 1203 | 500 | 0 | 44.06 | 42.07 | 9 | 0
2020 | TVA_2_ENT | TVA | ENT | Internal | Summer | B1 | 10 | 500 | 0 | 74.14 | 68.85 | 9 | 0
2020 | TVA_2_ENT | TVA | ENT | Internal | Summer | B2 | 25 | 500 | 0 | 72.54 | 68.85 | 9 | 0
2020 | TVA_2_ENT | TVA | ENT | Internal | Summer | B3 | 75 | 500 | 0 | 67.87 | 63.71 | 9 | 0
2020 | TVA_2_ENT | TVA | ENT | Internal | Summer | B4 | 100 | 500 | 0 | 67.72 | 62.36 | 9 | 0
2020 | TVA_2_ENT | TVA | ENT | Internal | Summer | B5 | 200 | 500 | 0 | 67.72 | 62.36 | 9 | 0
2020 | TVA_2_ENT | TVA | ENT | Internal | Summer | B6 | 300 | 500 | 0 | 59.37 | 57.73 | 9 | 0
2020 | TVA_2_ENT | TVA | ENT | Internal | Summer | B7 | 400 | 500 | 4.81 | 48.06 | 57.06 | 9 | 0
2020 | TVA_2_ENT | TVA | ENT | Internal | Summer | B8 | 500 | 500 | 0 | 42.62 | 45.26 | 9 | 0
2020 | TVA_2_ENT | TVA | ENT | Internal | Summer | B9 | 800 | 500 | 0 | 42.62 | 41 | 9 | 0
2020 | TVA_2_ENT | TVA | ENT | Internal | Summer | B10 | 1262 | 500 | 0 | 41.94 | 40.71 | 9 | 0
2020 | TVA_2_ENT | TVA | ENT | Internal | Winter | B16 | 25 | 500 | 0 | 73.66 | 65.65 | 9 | 0
2020 | TVA_2_ENT | TVA | ENT | Internal | Winter | B17 | 100 | 500 | 0 | 63.76 | 55.75 | 9 | 0
2020 | TVA_2_ENT | TVA | ENT | Internal | Winter | B18 | 400 | 500 | 0 | 46.75 | 45.1 | 9 | 0
2020 | TVA_2_ENT | TVA | ENT | Internal | Winter | B19 | 700 | 500 | 0 | 46.75 | 44.79 | 9 | 0
2020 | TVA_2_ENT | TVA | ENT | Internal | Winter | B20 | 935 | 500 | 0 | 46.75 | 44.77 | 9 | 0
2020 | TVA_2_MISO_MO-IL | TVA | MISO_MO-IL | Internal | Shoulder | B11 | 25 | 50 | 0 | 64.25 | 60.25 | 9 | 0
2020 | TVA_2_MISO_MO-IL | TVA | MISO_MO-IL | Internal | Shoulder | B12 | 200 | 50 | 0 | 58.48 | 55.83 | 9 | 0
2020 | TVA_2_MISO_MO-IL | TVA | MISO_MO-IL | Internal | Shoulder | B13 | 600 | 50 | 0 | 44.06 | 46.53 | 9 | 0
2020 | TVA_2_MISO_MO-IL | TVA | MISO_MO-IL | Internal | Shoulder | B14 | 900 | 50 | 0 | 44.06 | 41.81 | 9 | 0
2020 | TVA_2_MISO_MO-IL | TVA | MISO_MO-IL | Internal | Shoulder | B15 | 1203 | 50 | 0 | 44.06 | 39.42 | 9 | 0
2020 | TVA_2_MISO_MO-IL | TVA | MISO_MO-IL | Internal | Summer | B1 | 10 | 50 | 0 | 74.14 | 66.14 | 9 | 0
2020 | TVA_2_MISO_MO-IL | TVA | MISO_MO-IL | Internal | Summer | B2 | 25 | 50 | 0 | 72.54 | 64.54 | 9 | 0
2020 | TVA_2_MISO_MO-IL | TVA | MISO_MO-IL | Internal | Summer | B3 | 75 | 50 | 0 | 67.87 | 63.84 | 9 | 0
2020 | TVA_2_MISO_MO-IL | TVA | MISO_MO-IL | Internal | Summer | B4 | 100 | 50 | 0 | 67.72 | 61.99 | 9 | 0
2020 | TVA_2_MISO_MO-IL | TVA | MISO_MO-IL | Internal | Summer | B5 | 200 | 50 | 0 | 67.72 | 61.14 | 9 | 0
2020 | TVA_2_MISO_MO-IL | TVA | MISO_MO-IL | Internal | Summer | B6 | 300 | 50 | 0 | 59.37 | 54.03 | 9 | 0
2020 | TVA_2_MISO_MO-IL | TVA | MISO_MO-IL | Internal | Summer | B7 | 400 | 50 | 0 | 48.06 | 49.06 | 9 | 0
2020 | TVA_2_MISO_MO-IL | TVA | MISO_MO-IL | Internal | Summer | B8 | 500 | 50 | 0 | 42.62 | 38.77 | 9 | 0
2020 | TVA_2_MISO_MO-IL | TVA | MISO_MO-IL | Internal | Summer | B9 | 800 | 50 | 0 | 42.62 | 37.58 | 9 | 0
2020 | TVA_2_MISO_MO-IL | TVA | MISO_MO-IL | Internal | Summer | B10 | 1262 | 50 | 0 | 41.94 | 37.08 | 9 | 0
2020 | TVA_2_MISO_MO-IL | TVA | MISO_MO-IL | Internal | Winter | B16 | 25 | 50 | 0 | 73.66 | 65.66 | 9 | 0
2020 | TVA_2_MISO_MO-IL | TVA | MISO_MO-IL | Internal | Winter | B17 | 100 | 50 | 0 | 63.76 | 55.89 | 9 | 0
2020 | TVA_2_MISO_MO-IL | TVA | MISO_MO-IL | Internal | Winter | B18 | 400 | 50 | 0 | 46.75 | 46.65 | 9 | 0
2020 | TVA_2_MISO_MO-IL | TVA | MISO_MO-IL | Internal | Winter | B19 | 700 | 50 | 0 | 46.75 | 43.54 | 9 | 0
2020 | TVA_2_MISO_MO-IL | TVA | MISO_MO-IL | Internal | Winter | B20 | 935 | 50 | 0 | 46.75 | 39.86 | 9 | 0
2020 | TVA_2_NonRTO_Midwest | TVA | NonRTO_Midwest | Internal | Shoulder | B11 | 25 | 100 | 0 | 64.25 | 68.25 | 9 | 0
2020 | TVA_2_NonRTO_Midwest | TVA | NonRTO_Midwest | Internal | Shoulder | B12 | 200 | 100 | 0 | 58.48 | 63.84 | 9 | 0
2020 | TVA_2_NonRTO_Midwest | TVA | NonRTO_Midwest | Internal | Shoulder | B13 | 600 | 100 | 0 | 44.06 | 48.49 | 9 | 0
2020 | TVA_2_NonRTO_Midwest | TVA | NonRTO_Midwest | Internal | Shoulder | B14 | 900 | 100 | 0 | 44.06 | 43.28 | 9 | 0
2020 | TVA_2_NonRTO_Midwest | TVA | NonRTO_Midwest | Internal | Shoulder | B15 | 1203 | 100 | 0 | 44.06 | 42.29 | 9 | 0
2020 | TVA_2_NonRTO_Midwest | TVA | NonRTO_Midwest | Internal | Summer | B1 | 10 | 100 | 0 | 74.14 | 69.15 | 9 | 0
2020 | TVA_2_NonRTO_Midwest | TVA | NonRTO_Midwest | Internal | Summer | B2 | 25 | 100 | 0 | 72.54 | 69.15 | 9 | 0
2020 | TVA_2_NonRTO_Midwest | TVA | NonRTO_Midwest | Internal | Summer | B3 | 75 | 100 | 0 | 67.87 | 69.15 | 9 | 0
2020 | TVA_2_NonRTO_Midwest | TVA | NonRTO_Midwest | Internal | Summer | B4 | 100 | 100 | 0 | 67.72 | 69.15 | 9 | 0
2020 | TVA_2_NonRTO_Midwest | TVA | NonRTO_Midwest | Internal | Summer | B5 | 200 | 100 | 0 | 67.72 | 69.15 | 9 | 0
2020 | TVA_2_NonRTO_Midwest | TVA | NonRTO_Midwest | Internal | Summer | B6 | 300 | 100 | 0 | 59.37 | 62.04 | 9 | 0
2020 | TVA_2_NonRTO_Midwest | TVA | NonRTO_Midwest | Internal | Summer | B7 | 400 | 100 | 70.68 | 48.06 | 57.06 | 9 | 0
2020 | TVA_2_NonRTO_Midwest | TVA | NonRTO_Midwest | Internal | Summer | B8 | 500 | 100 | 0 | 42.62 | 41.83 | 9 | 0
2020 | TVA_2_NonRTO_Midwest | TVA | NonRTO_Midwest | Internal | Summer | B9 | 800 | 100 | 0 | 42.62 | 41.83 | 9 | 0
2020 | TVA_2_NonRTO_Midwest | TVA | NonRTO_Midwest | Internal | Summer | B10 | 1262 | 100 | 0 | 41.94 | 34.17 | 9 | 0
2020 | TVA_2_NonRTO_Midwest | TVA | NonRTO_Midwest | Internal | Winter | B16 | 25 | 100 | 0 | 73.66 | 73.67 | 9 | 0
2020 | TVA_2_NonRTO_Midwest | TVA | NonRTO_Midwest | Internal | Winter | B17 | 100 | 100 | 0 | 63.76 | 63.9 | 9 | 0
2020 | TVA_2_NonRTO_Midwest | TVA | NonRTO_Midwest | Internal | Winter | B18 | 400 | 100 | 0 | 46.75 | 54.34 | 9 | 0
2020 | TVA_2_NonRTO_Midwest | TVA | NonRTO_Midwest | Internal | Winter | B19 | 700 | 100 | 0 | 46.75 | 46.03 | 9 | 0
2020 | TVA_2_NonRTO_Midwest | TVA | NonRTO_Midwest | Internal | Winter | B20 | 935 | 100 | 0 | 46.75 | 38.74 | 9 | 0
2020 | TVA_2_PJM_ROR | TVA | PJM_ROR | Internal | Shoulder | B11 | 25 | 500 | 0 | 64.25 | 58.24 | 9 | 0
2020 | TVA_2_PJM_ROR | TVA | PJM_ROR | Internal | Shoulder | B12 | 200 | 500 | 0 | 58.48 | 54.77 | 9 | 0
2020 | TVA_2_PJM_ROR | TVA | PJM_ROR | Internal | Shoulder | B13 | 600 | 500 | 0 | 44.06 | 44.55 | 9 | 0
2020 | TVA_2_PJM_ROR | TVA | PJM_ROR | Internal | Shoulder | B14 | 900 | 500 | 0 | 44.06 | 42.86 | 9 | 0
2020 | TVA_2_PJM_ROR | TVA | PJM_ROR | Internal | Shoulder | B15 | 1203 | 500 | 0 | 44.06 | 40.06 | 9 | 0
2020 | TVA_2_PJM_ROR | TVA | PJM_ROR | Internal | Summer | B1 | 10 | 500 | 0 | 74.14 | 68.13 | 9 | 0
2020 | TVA_2_PJM_ROR | TVA | PJM_ROR | Internal | Summer | B2 | 25 | 500 | 0 | 72.54 | 66.53 | 9 | 0
2020 | TVA_2_PJM_ROR | TVA | PJM_ROR | Internal | Summer | B3 | 75 | 500 | 0 | 67.87 | 61.86 | 9 | 0
2020 | TVA_2_PJM_ROR | TVA | PJM_ROR | Internal | Summer | B4 | 100 | 500 | 0 | 67.72 | 61.86 | 9 | 0
2020 | TVA_2_PJM_ROR | TVA | PJM_ROR | Internal | Summer | B5 | 200 | 500 | 0 | 67.72 | 61.71 | 9 | 0
2020 | TVA_2_PJM_ROR | TVA | PJM_ROR | Internal | Summer | B6 | 300 | 500 | 0 | 59.37 | 53.35 | 9 | 0
2020 | TVA_2_PJM_ROR | TVA | PJM_ROR | Internal | Summer | B7 | 400 | 500 | 0 | 48.06 | 47.08 | 9 | 0
2020 | TVA_2_PJM_ROR | TVA | PJM_ROR | Internal | Summer | B8 | 500 | 500 | 0 | 42.62 | 40.26 | 9 | 0
2020 | TVA_2_PJM_ROR | TVA | PJM_ROR | Internal | Summer | B9 | 800 | 500 | 0 | 42.62 | 38.01 | 9 | 0
2020 | TVA_2_PJM_ROR | TVA | PJM_ROR | Internal | Summer | B10 | 1262 | 500 | 0 | 41.94 | 37.25 | 9 | 0
2020 | TVA_2_PJM_ROR | TVA | PJM_ROR | Internal | Winter | B16 | 25 | 500 | 0 | 73.66 | 67.65 | 9 | 0
2020 | TVA_2_PJM_ROR | TVA | PJM_ROR | Internal | Winter | B17 | 100 | 500 | 0 | 63.76 | 57.88 | 9 | 0
2020 | TVA_2_PJM_ROR | TVA | PJM_ROR | Internal | Winter | B18 | 400 | 500 | 0 | 46.75 | 48.62 | 9 | 0
2020 | TVA_2_PJM_ROR | TVA | PJM_ROR | Internal | Winter | B19 | 700 | 500 | 0 | 46.75 | 45.53 | 9 | 0
2020 | TVA_2_PJM_ROR | TVA | PJM_ROR | Internal | Winter | B20 | 935 | 500 | 0 | 46.75 | 41.62 | 9 | 0
2020 | TVA_2_SOCO | TVA | SOCO | Internal | Shoulder | B11 | 25 | 500 | 0 | 64.25 | 71.24 | 9 | 0
2020 | TVA_2_SOCO | TVA | SOCO | Internal | Shoulder | B12 | 200 | 500 | 0 | 58.48 | 57.11 | 9 | 0
2020 | TVA_2_SOCO | TVA | SOCO | Internal | Shoulder | B13 | 600 | 500 | 0 | 44.06 | 43.62 | 9 | 0
2020 | TVA_2_SOCO | TVA | SOCO | Internal | Shoulder | B14 | 900 | 500 | 0 | 44.06 | 43.62 | 9 | 0
2020 | TVA_2_SOCO | TVA | SOCO | Internal | Shoulder | B15 | 1203 | 500 | 0 | 44.06 | 43.62 | 9 | 0
2020 | TVA_2_SOCO | TVA | SOCO | Internal | Summer | B1 | 10 | 500 | 0 | 74.14 | 76.85 | 9 | 0
2020 | TVA_2_SOCO | TVA | SOCO | Internal | Summer | B2 | 25 | 500 | 0 | 72.54 | 71.71 | 9 | 0
2020 | TVA_2_SOCO | TVA | SOCO | Internal | Summer | B3 | 75 | 500 | 0 | 67.87 | 71.71 | 9 | 0
2020 | TVA_2_SOCO | TVA | SOCO | Internal | Summer | B4 | 100 | 500 | 0 | 67.72 | 70.36 | 9 | 0
2020 | TVA_2_SOCO | TVA | SOCO | Internal | Summer | B5 | 200 | 500 | 0 | 67.72 | 70.36 | 9 | 0
2020 | TVA_2_SOCO | TVA | SOCO | Internal | Summer | B6 | 300 | 500 | 0 | 59.37 | 66.56 | 9 | 0
2020 | TVA_2_SOCO | TVA | SOCO | Internal | Summer | B7 | 400 | 500 | 500 | 48.06 | 60.08 | 9 | 3.02
2020 | TVA_2_SOCO | TVA | SOCO | Internal | Summer | B8 | 500 | 500 | 500 | 42.62 | 53.26 | 9 | 1.65
2020 | TVA_2_SOCO | TVA | SOCO | Internal | Summer | B9 | 800 | 500 | 0 | 42.62 | 42.76 | 9 | 0
2020 | TVA_2_SOCO | TVA | SOCO | Internal | Summer | B10 | 1262 | 500 | 0 | 41.94 | 42.35 | 9 | 0
2020 | TVA_2_SOCO | TVA | SOCO | Internal | Winter | B16 | 25 | 500 | 0 | 73.66 | 76.55 | 9 | 0
2020 | TVA_2_SOCO | TVA | SOCO | Internal | Winter | B17 | 100 | 500 | 0 | 63.76 | 63.64 | 9 | 0
2020 | TVA_2_SOCO | TVA | SOCO | Internal | Winter | B18 | 400 | 500 | 0 | 46.75 | 46.23 | 9 | 0
2020 | TVA_2_SOCO | TVA | SOCO | Internal | Winter | B19 | 700 | 500 | 0 | 46.75 | 46.23 | 9 | 0
2020 | TVA_2_SOCO | TVA | SOCO | Internal | Winter | B20 | 935 | 500 | 0 | 46.75 | 45.96 | 9 | 0
2020 | TVA_2_VACAR | TVA | VACAR | Internal | Shoulder | B11 | 25 | 150 | 0 | 64.25 | 64.24 | 9 | 0
2020 | TVA_2_VACAR | TVA | VACAR | Internal | Shoulder | B12 | 200 | 150 | 0 | 58.48 | 60.77 | 9 | 0
2020 | TVA_2_VACAR | TVA | VACAR | Internal | Shoulder | B13 | 600 | 150 | 0 | 44.06 | 48.6 | 9 | 0
2020 | TVA_2_VACAR | TVA | VACAR | Internal | Shoulder | B14 | 900 | 150 | 0 | 44.06 | 47.69 | 9 | 0
2020 | TVA_2_VACAR | TVA | VACAR | Internal | Shoulder | B15 | 1203 | 150 | 0 | 44.06 | 46.06 | 9 | 0
2020 | TVA_2_VACAR | TVA | VACAR | Internal | Summer | B1 | 10 | 150 | 0 | 74.14 | 74.13 | 9 | 0
2020 | TVA_2_VACAR | TVA | VACAR | Internal | Summer | B2 | 25 | 150 | 0 | 72.54 | 73.8 | 9 | 0
2020 | TVA_2_VACAR | TVA | VACAR | Internal | Summer | B3 | 75 | 150 | 0 | 67.87 | 72.49 | 9 | 0
2020 | TVA_2_VACAR | TVA | VACAR | Internal | Summer | B4 | 100 | 150 | 0 | 67.72 | 72.49 | 9 | 0
2020 | TVA_2_VACAR | TVA | VACAR | Internal | Summer | B5 | 200 | 150 | 0 | 67.72 | 67.71 | 9 | 0
2020 | TVA_2_VACAR | TVA | VACAR | Internal | Summer | B6 | 300 | 150 | 0 | 59.37 | 59.56 | 9 | 0
2020 | TVA_2_VACAR | TVA | VACAR | Internal | Summer | B7 | 400 | 150 | 0 | 48.06 | 53.08 | 9 | 0
2020 | TVA_2_VACAR | TVA | VACAR | Internal | Summer | B8 | 500 | 150 | 0 | 42.62 | 46.26 | 9 | 0
2020 | TVA_2_VACAR | TVA | VACAR | Internal | Summer | B9 | 800 | 150 | 0 | 42.62 | 45.11 | 9 | 0
2020 | TVA_2_VACAR | TVA | VACAR | Internal | Summer | B10 | 1262 | 150 | 0 | 41.94 | 43.25 | 9 | 0
2020 | TVA_2_VACAR | TVA | VACAR | Internal | Winter | B16 | 25 | 150 | 0 | 73.66 | 81.9 | 9 | 0
2020 | TVA_2_VACAR | TVA | VACAR | Internal | Winter | B17 | 100 | 150 | 0 | 63.76 | 63.88 | 9 | 0
2020 | TVA_2_VACAR | TVA | VACAR | Internal | Winter | B18 | 400 | 150 | 0 | 46.75 | 51.38 | 9 | 0
2020 | TVA_2_VACAR | TVA | VACAR | Internal | Winter | B19 | 700 | 150 | 0 | 46.75 | 51.38 | 9 | 0
2020 | TVA_2_VACAR | TVA | VACAR | Internal | Winter | B20 | 935 | 150 | 0 | 46.75 | 47.62 | 9 | 0
2020 | TVA_Transmission_2_NonRTO_Midwest | TVA_Transmission | NonRTO_Midwest | Internal | Shoulder | B11 | 25 | 700 | 0 | 64.24 | 68.25 | 9 | 0
2020 | TVA_Transmission_2_NonRTO_Midwest | TVA_Transmission | NonRTO_Midwest | Internal | Shoulder | B12 | 200 | 700 | 0 | 58.47 | 63.84 | 9 | 0
2020 | TVA_Transmission_2_NonRTO_Midwest | TVA_Transmission | NonRTO_Midwest | Internal | Shoulder | B13 | 600 | 700 | 0 | 46.7 | 48.49 | 9 | 0
2020 | TVA_Transmission_2_NonRTO_Midwest | TVA_Transmission | NonRTO_Midwest | Internal | Shoulder | B14 | 900 | 700 | 0 | 45.61 | 43.28 | 9 | 0
2020 | TVA_Transmission_2_NonRTO_Midwest | TVA_Transmission | NonRTO_Midwest | Internal | Shoulder | B15 | 1203 | 700 | 0 | 44.96 | 42.29 | 9 | 0
2020 | TVA_Transmission_2_NonRTO_Midwest | TVA_Transmission | NonRTO_Midwest | Internal | Summer | B1 | 10 | 700 | 0 | 74.13 | 69.15 | 9 | 0
2020 | TVA_Transmission_2_NonRTO_Midwest | TVA_Transmission | NonRTO_Midwest | Internal | Summer | B2 | 25 | 700 | 0 | 72.53 | 69.15 | 9 | 0
2020 | TVA_Transmission_2_NonRTO_Midwest | TVA_Transmission | NonRTO_Midwest | Internal | Summer | B3 | 75 | 700 | 0 | 67.86 | 69.15 | 9 | 0
2020 | TVA_Transmission_2_NonRTO_Midwest | TVA_Transmission | NonRTO_Midwest | Internal | Summer | B4 | 100 | 700 | 0 | 67.78 | 69.15 | 9 | 0
2020 | TVA_Transmission_2_NonRTO_Midwest | TVA_Transmission | NonRTO_Midwest | Internal | Summer | B5 | 200 | 700 | 0 | 67.71 | 69.15 | 9 | 0
2020 | TVA_Transmission_2_NonRTO_Midwest | TVA_Transmission | NonRTO_Midwest | Internal | Summer | B6 | 300 | 700 | 0 | 59.35 | 62.04 | 9 | 0
2020 | TVA_Transmission_2_NonRTO_Midwest | TVA_Transmission | NonRTO_Midwest | Internal | Summer | B7 | 400 | 700 | 0 | 52.31 | 57.06 | 9 | 0
2020 | TVA_Transmission_2_NonRTO_Midwest | TVA_Transmission | NonRTO_Midwest | Internal | Summer | B8 | 500 | 700 | 0 | 45.13 | 41.83 | 9 | 0
2020 | TVA_Transmission_2_NonRTO_Midwest | TVA_Transmission | NonRTO_Midwest | Internal | Summer | B9 | 800 | 700 | 0 | 43.23 | 41.83 | 9 | 0
2020 | TVA_Transmission_2_NonRTO_Midwest | TVA_Transmission | NonRTO_Midwest | Internal | Summer | B10 | 1262 | 700 | 0 | 42.03 | 34.17 | 9 | 0
2020 | TVA_Transmission_2_NonRTO_Midwest | TVA_Transmission | NonRTO_Midwest | Internal | Winter | B16 | 25 | 700 | 0 | 73.65 | 73.67 | 9 | 0
2020 | TVA_Transmission_2_NonRTO_Midwest | TVA_Transmission | NonRTO_Midwest | Internal | Winter | B17 | 100 | 700 | 0 | 63.75 | 63.9 | 9 | 0
2020 | TVA_Transmission_2_NonRTO_Midwest | TVA_Transmission | NonRTO_Midwest | Internal | Winter | B18 | 400 | 700 | 0 | 49.65 | 54.34 | 9 | 0
2020 | TVA_Transmission_2_NonRTO_Midwest | TVA_Transmission | NonRTO_Midwest | Internal | Winter | B19 | 700 | 700 | 0 | 48.27 | 46.03 | 9 | 0
2020 | TVA_Transmission_2_NonRTO_Midwest | TVA_Transmission | NonRTO_Midwest | Internal | Winter | B20 | 935 | 700 | 0 | 46.74 | 38.74 | 9 | 0
2020 | TVA_Transmission_2_SOCO | TVA_Transmission | SOCO | Internal | Shoulder | B11 | 25 | 3200 | 0 | 64.24 | 71.24 | 9 | 0
2020 | TVA_Transmission_2_SOCO | TVA_Transmission | SOCO | Internal | Shoulder | B12 | 200 | 3200 | 0 | 58.47 | 57.11 | 9 | 0
2020 | TVA_Transmission_2_SOCO | TVA_Transmission | SOCO | Internal | Shoulder | B13 | 600 | 3200 | 0 | 46.7 | 43.62 | 9 | 0
2020 | TVA_Transmission_2_SOCO | TVA_Transmission | SOCO | Internal | Shoulder | B14 | 900 | 3200 | 0 | 45.61 | 43.62 | 9 | 0
2020 | TVA_Transmission_2_SOCO | TVA_Transmission | SOCO | Internal | Shoulder | B15 | 1203 | 3200 | 0 | 44.96 | 43.62 | 9 | 0
2020 | TVA_Transmission_2_SOCO | TVA_Transmission | SOCO | Internal | Summer | B1 | 10 | 3200 | 0 | 74.13 | 76.85 | 9 | 0
2020 | TVA_Transmission_2_SOCO | TVA_Transmission | SOCO | Internal | Summer | B2 | 25 | 3200 | 0 | 72.53 | 71.71 | 9 | 0
2020 | TVA_Transmission_2_SOCO | TVA_Transmission | SOCO | Internal | Summer | B3 | 75 | 3200 | 0 | 67.86 | 71.71 | 9 | 0
2020 | TVA_Transmission_2_SOCO | TVA_Transmission | SOCO | Internal | Summer | B4 | 100 | 3200 | 0 | 67.78 | 70.36 | 9 | 0
2020 | TVA_Transmission_2_SOCO | TVA_Transmission | SOCO | Internal | Summer | B5 | 200 | 3200 | 0 | 67.71 | 70.36 | 9 | 0
2020 | TVA_Transmission_2_SOCO | TVA_Transmission | SOCO | Internal | Summer | B6 | 300 | 3200 | 0 | 59.35 | 66.56 | 9 | 0
2020 | TVA_Transmission_2_SOCO | TVA_Transmission | SOCO | Internal | Summer | B7 | 400 | 3200 | 0 | 52.31 | 60.08 | 9 | 0
2020 | TVA_Transmission_2_SOCO | TVA_Transmission | SOCO | Internal | Summer | B8 | 500 | 3200 | 0 | 45.13 | 53.26 | 9 | 0
2020 | TVA_Transmission_2_SOCO | TVA_Transmission | SOCO | Internal | Summer | B9 | 800 | 3200 | 0 | 43.23 | 42.76 | 9 | 0
2020 | TVA_Transmission_2_SOCO | TVA_Transmission | SOCO | Internal | Summer | B10 | 1262 | 3200 | 0 | 42.03 | 42.35 | 9 | 0
2020 | TVA_Transmission_2_SOCO | TVA_Transmission | SOCO | Internal | Winter | B16 | 25 | 3200 | 0 | 73.65 | 76.55 | 9 | 0
2020 | TVA_Transmission_2_SOCO | TVA_Transmission | SOCO | Internal | Winter | B17 | 100 | 3200 | 0 | 63.75 | 63.64 | 9 | 0
2020 | TVA_Transmission_2_SOCO | TVA_Transmission | SOCO | Internal | Winter | B18 | 400 | 3200 | 0 | 49.65 | 46.23 | 9 | 0
2020 | TVA_Transmission_2_SOCO | TVA_Transmission | SOCO | Internal | Winter | B19 | 700 | 3200 | 0 | 48.27 | 46.23 | 9 | 0
2020 | TVA_Transmission_2_SOCO | TVA_Transmission | SOCO | Internal | Winter | B20 | 935 | 3200 | 0 | 46.74 | 45.96 | 9 | 0
2020 | TVA_Transmission_2_TVA | TVA_Transmission | TVA | Internal | Shoulder | B11 | 25 | 99999 | 778.01 | 64.24 | 64.25 | 0.01 | 0
2020 | TVA_Transmission_2_TVA | TVA_Transmission | TVA | Internal | Shoulder | B12 | 200 | 99999 | 392.53 | 58.47 | 58.48 | 0.01 | 0
2020 | TVA_Transmission_2_TVA | TVA_Transmission | TVA | Internal | Shoulder | B13 | 600 | 99999 | 0 | 46.7 | 44.06 | 0.01 | 0
2020 | TVA_Transmission_2_TVA | TVA_Transmission | TVA | Internal | Shoulder | B14 | 900 | 99999 | 0 | 45.61 | 44.06 | 0.01 | 0
2020 | TVA_Transmission_2_TVA | TVA_Transmission | TVA | Internal | Shoulder | B15 | 1203 | 99999 | 0 | 44.96 | 44.06 | 0.01 | 0
2020 | TVA_Transmission_2_TVA | TVA_Transmission | TVA | Internal | Summer | B1 | 10 | 99999 | 595 | 74.13 | 74.14 | 0.01 | 0
2020 | TVA_Transmission_2_TVA | TVA_Transmission | TVA | Internal | Summer | B2 | 25 | 99999 | 2188.77 | 72.53 | 72.54 | 0.01 | 0
2020 | TVA_Transmission_2_TVA | TVA_Transmission | TVA | Internal | Summer | B3 | 75 | 99999 | 594.31 | 67.86 | 67.87 | 0.01 | 0
2020 | TVA_Transmission_2_TVA | TVA_Transmission | TVA | Internal | Summer | B4 | 100 | 99999 | 0 | 67.78 | 67.72 | 0.01 | 0
2020 | TVA_Transmission_2_TVA | TVA_Transmission | TVA | Internal | Summer | B5 | 200 | 99999 | 2356.33 | 67.71 | 67.72 | 0.01 | 0
2020 | TVA_Transmission_2_TVA | TVA_Transmission | TVA | Internal | Summer | B6 | 300 | 99999 | 154.47 | 59.35 | 59.37 | 0.01 | 0
2020 | TVA_Transmission_2_TVA | TVA_Transmission | TVA | Internal | Summer | B7 | 400 | 99999 | 0 | 52.31 | 48.06 | 0.01 | 0
2020 | TVA_Transmission_2_TVA | TVA_Transmission | TVA | Internal | Summer | B8 | 500 | 99999 | 0 | 45.13 | 42.62 | 0.01 | 0
2020 | TVA_Transmission_2_TVA | TVA_Transmission | TVA | Internal | Summer | B9 | 800 | 99999 | 0 | 43.23 | 42.62 | 0.01 | 0
2020 | TVA_Transmission_2_TVA | TVA_Transmission | TVA | Internal | Summer | B10 | 1262 | 99999 | 0 | 42.03 | 41.94 | 0.01 | 0
2020 | TVA_Transmission_2_TVA | TVA_Transmission | TVA | Internal | Winter | B16 | 25 | 99999 | 792.25 | 73.65 | 73.66 | 0.01 | 0
2020 | TVA_Transmission_2_TVA | TVA_Transmission | TVA | Internal | Winter | B17 | 100 | 99999 | 1424.19 | 63.75 | 63.76 | 0.01 | 0
2020 | TVA_Transmission_2_TVA | TVA_Transmission | TVA | Internal | Winter | B18 | 400 | 99999 | 0 | 49.65 | 46.75 | 0.01 | 0
2020 | TVA_Transmission_2_TVA | TVA_Transmission | TVA | Internal | Winter | B19 | 700 | 99999 | 0 | 48.27 | 46.75 | 0.01 | 0
2020 | TVA_Transmission_2_TVA | TVA_Transmission | TVA | Internal | Winter | B20 | 935 | 99999 | 164.56 | 46.74 | 46.75 | 0.01 | 0
2020 | TVA_Transmission_2_VACAR | TVA_Transmission | VACAR | Internal | Shoulder | B11 | 25 | 900 | 0 | 64.24 | 64.24 | 9 | 0
2020 | TVA_Transmission_2_VACAR | TVA_Transmission | VACAR | Internal | Shoulder | B12 | 200 | 900 | 0 | 58.47 | 60.77 | 9 | 0
2020 | TVA_Transmission_2_VACAR | TVA_Transmission | VACAR | Internal | Shoulder | B13 | 600 | 900 | 0 | 46.7 | 48.6 | 9 | 0
2020 | TVA_Transmission_2_VACAR | TVA_Transmission | VACAR | Internal | Shoulder | B14 | 900 | 900 | 0 | 45.61 | 47.69 | 9 | 0
2020 | TVA_Transmission_2_VACAR | TVA_Transmission | VACAR | Internal | Shoulder | B15 | 1203 | 900 | 0 | 44.96 | 46.06 | 9 | 0
2020 | TVA_Transmission_2_VACAR | TVA_Transmission | VACAR | Internal | Summer | B1 | 10 | 900 | 0 | 74.13 | 74.13 | 9 | 0
2020 | TVA_Transmission_2_VACAR | TVA_Transmission | VACAR | Internal | Summer | B2 | 25 | 900 | 0 | 72.53 | 73.8 | 9 | 0
2020 | TVA_Transmission_2_VACAR | TVA_Transmission | VACAR | Internal | Summer | B3 | 75 | 900 | 0 | 67.86 | 72.49 | 9 | 0
2020 | TVA_Transmission_2_VACAR | TVA_Transmission | VACAR | Internal | Summer | B4 | 100 | 900 | 0 | 67.78 | 72.49 | 9 | 0
2020 | TVA_Transmission_2_VACAR | TVA_Transmission | VACAR | Internal | Summer | B5 | 200 | 900 | 0 | 67.71 | 67.71 | 9 | 0
2020 | TVA_Transmission_2_VACAR | TVA_Transmission | VACAR | Internal | Summer | B6 | 300 | 900 | 0 | 59.35 | 59.56 | 9 | 0
2020 | TVA_Transmission_2_VACAR | TVA_Transmission | VACAR | Internal | Summer | B7 | 400 | 900 | 0 | 52.31 | 53.08 | 9 | 0
2020 | TVA_Transmission_2_VACAR | TVA_Transmission | VACAR | Internal | Summer | B8 | 500 | 900 | 0 | 45.13 | 46.26 | 9 | 0
2020 | TVA_Transmission_2_VACAR | TVA_Transmission | VACAR | Internal | Summer | B9 | 800 | 900 | 0 | 43.23 | 45.11 | 9 | 0
2020 | TVA_Transmission_2_VACAR | TVA_Transmission | VACAR | Internal | Summer | B10 | 1262 | 900 | 0 | 42.03 | 43.25 | 9 | 0
2020 | TVA_Transmission_2_VACAR | TVA_Transmission | VACAR | Internal | Winter | B16 | 25 | 900 | 0 | 73.65 | 81.9 | 9 | 0
2020 | TVA_Transmission_2_VACAR | TVA_Transmission | VACAR | Internal | Winter | B17 | 100 | 900 | 0 | 63.75 | 63.88 | 9 | 0
2020 | TVA_Transmission_2_VACAR | TVA_Transmission | VACAR | Internal | Winter | B18 | 400 | 900 | 0 | 49.65 | 51.38 | 9 | 0
2020 | TVA_Transmission_2_VACAR | TVA_Transmission | VACAR | Internal | Winter | B19 | 700 | 900 | 0 | 48.27 | 51.38 | 9 | 0
2020 | TVA_Transmission_2_VACAR | TVA_Transmission | VACAR | Internal | Winter | B20 | 935 | 900 | 0 | 46.74 | 47.62 | 9 | 0
2020 | VACAR_2_SOCO | VACAR | SOCO | Internal | Shoulder | B11 | 25 | 3000 | 474.5 | 64.24 | 71.24 | 7 | 0
2020 | VACAR_2_SOCO | VACAR | SOCO | Internal | Shoulder | B12 | 200 | 3000 | 0 | 60.77 | 57.11 | 7 | 0
2020 | VACAR_2_SOCO | VACAR | SOCO | Internal | Shoulder | B13 | 600 | 3000 | 0 | 48.6 | 43.62 | 7 | 0
2020 | VACAR_2_SOCO | VACAR | SOCO | Internal | Shoulder | B14 | 900 | 3000 | 0 | 47.69 | 43.62 | 7 | 0
2020 | VACAR_2_SOCO | VACAR | SOCO | Internal | Shoulder | B15 | 1203 | 3000 | 0 | 46.06 | 43.62 | 7 | 0
2020 | VACAR_2_SOCO | VACAR | SOCO | Internal | Summer | B1 | 10 | 3000 | 0 | 74.13 | 76.85 | 7 | 0
2020 | VACAR_2_SOCO | VACAR | SOCO | Internal | Summer | B2 | 25 | 3000 | 0 | 73.8 | 71.71 | 7 | 0
2020 | VACAR_2_SOCO | VACAR | SOCO | Internal | Summer | B3 | 75 | 3000 | 0 | 72.49 | 71.71 | 7 | 0
2020 | VACAR_2_SOCO | VACAR | SOCO | Internal | Summer | B4 | 100 | 3000 | 0 | 72.49 | 70.36 | 7 | 0
2020 | VACAR_2_SOCO | VACAR | SOCO | Internal | Summer | B5 | 200 | 3000 | 0 | 67.71 | 70.36 | 7 | 0
2020 | VACAR_2_SOCO | VACAR | SOCO | Internal | Summer | B6 | 300 | 3000 | 65.54 | 59.56 | 66.56 | 7 | 0
2020 | VACAR_2_SOCO | VACAR | SOCO | Internal | Summer | B7 | 400 | 3000 | 991.88 | 53.08 | 60.08 | 7 | 0
2020 | VACAR_2_SOCO | VACAR | SOCO | Internal | Summer | B8 | 500 | 3000 | 1382.26 | 46.26 | 53.26 | 7 | 0
2020 | VACAR_2_SOCO | VACAR | SOCO | Internal | Summer | B9 | 800 | 3000 | 0 | 45.11 | 42.76 | 7 | 0
2020 | VACAR_2_SOCO | VACAR | SOCO | Internal | Summer | B10 | 1262 | 3000 | 0 | 43.25 | 42.35 | 7 | 0
2020 | VACAR_2_SOCO | VACAR | SOCO | Internal | Winter | B16 | 25 | 3000 | 0 | 81.9 | 76.55 | 7 | 0
2020 | VACAR_2_SOCO | VACAR | SOCO | Internal | Winter | B17 | 100 | 3000 | 0 | 63.88 | 63.64 | 7 | 0
2020 | VACAR_2_SOCO | VACAR | SOCO | Internal | Winter | B18 | 400 | 3000 | 0 | 51.38 | 46.23 | 7 | 0
2020 | VACAR_2_SOCO | VACAR | SOCO | Internal | Winter | B19 | 700 | 3000 | 0 | 51.38 | 46.23 | 7 | 0
2020 | VACAR_2_SOCO | VACAR | SOCO | Internal | Winter | B20 | 935 | 3000 | 0 | 47.62 | 45.96 | 7 | 0
2025 | ENT_2_MISO_MO-IL | ENT | MISO_MO-IL | Internal | Shoulder | B11 | 25 | 2260 | 0 | 61.11 | 53.11 | 8 | 0
2025 | ENT_2_MISO_MO-IL | ENT | MISO_MO-IL | Internal | Shoulder | B12 | 200 | 2260 | 0 | 50.3 | 43.5 | 8 | 0
2025 | ENT_2_MISO_MO-IL | ENT | MISO_MO-IL | Internal | Shoulder | B13 | 600 | 2260 | 0 | 35.03 | 36.78 | 8 | 0
2025 | ENT_2_MISO_MO-IL | ENT | MISO_MO-IL | Internal | Shoulder | B14 | 900 | 2260 | 0 | 30.09 | 31.94 | 8 | 0
2025 | ENT_2_MISO_MO-IL | ENT | MISO_MO-IL | Internal | Shoulder | B15 | 1203 | 2260 | 0 | 29.2 | 28.75 | 8 | 0
2025 | ENT_2_MISO_MO-IL | ENT | MISO_MO-IL | Internal | Summer | B1 | 10 | 2260 | 0 | 67.17 | 69.15 | 8 | 0
2025 | ENT_2_MISO_MO-IL | ENT | MISO_MO-IL | Internal | Summer | B2 | 25 | 2260 | 0 | 61 | 54.36 | 8 | 0
2025 | ENT_2_MISO_MO-IL | ENT | MISO_MO-IL | Internal | Summer | B3 | 75 | 2260 | 0 | 60.84 | 52.84 | 8 | 0
2025 | ENT_2_MISO_MO-IL | ENT | MISO_MO-IL | Internal | Summer | B4 | 100 | 2260 | 0 | 59.89 | 51.89 | 8 | 0
2025 | ENT_2_MISO_MO-IL | ENT | MISO_MO-IL | Internal | Summer | B5 | 200 | 2260 | 0 | 58.94 | 50.94 | 8 | 0
2025 | ENT_2_MISO_MO-IL | ENT | MISO_MO-IL | Internal | Summer | B6 | 300 | 2260 | 0 | 56.82 | 48.82 | 8 | 0
2025 | ENT_2_MISO_MO-IL | ENT | MISO_MO-IL | Internal | Summer | B7 | 400 | 2260 | 0 | 49.82 | 41.82 | 8 | 0
2025 | ENT_2_MISO_MO-IL | ENT | MISO_MO-IL | Internal | Summer | B8 | 500 | 2260 | 0 | 39.94 | 31.94 | 8 | 0
2025 | ENT_2_MISO_MO-IL | ENT | MISO_MO-IL | Internal | Summer | B9 | 800 | 2260 | 0 | 33.45 | 29.57 | 8 | 0
2025 | ENT_2_MISO_MO-IL | ENT | MISO_MO-IL | Internal | Summer | B10 | 1262 | 2260 | 0 | 27.68 | 26.69 | 8 | 0
2025 | ENT_2_MISO_MO-IL | ENT | MISO_MO-IL | Internal | Winter | B16 | 25 | 2260 | 0 | 63.89 | 56.3 | 8 | 0
2025 | ENT_2_MISO_MO-IL | ENT | MISO_MO-IL | Internal | Winter | B17 | 100 | 2260 | 0 | 53.7 | 53.71 | 8 | 0
2025 | ENT_2_MISO_MO-IL | ENT | MISO_MO-IL | Internal | Winter | B18 | 400 | 2260 | 0 | 38.59 | 39.06 | 8 | 0
2025 | ENT_2_MISO_MO-IL | ENT | MISO_MO-IL | Internal | Winter | B19 | 700 | 2260 | 0 | 33.77 | 35.45 | 8 | 0
2025 | ENT_2_MISO_MO-IL | ENT | MISO_MO-IL | Internal | Winter | B20 | 935 | 2260 | 0 | 32.19 | 30.29 | 8 | 0
2025 | ENT_2_SOCO | ENT | SOCO | Internal | Shoulder | B11 | 25 | 2431 | 0 | 61.11 | 60.58 | 8 | 0
2025 | ENT_2_SOCO | ENT | SOCO | Internal | Shoulder | B12 | 200 | 2431 | 0 | 50.3 | 54.51 | 8 | 0
2025 | ENT_2_SOCO | ENT | SOCO | Internal | Shoulder | B13 | 600 | 2431 | 0 | 35.03 | 41.45 | 8 | 0
2025 | ENT_2_SOCO | ENT | SOCO | Internal | Shoulder | B14 | 900 | 2431 | 357.26 | 30.09 | 38.09 | 8 | 0
2025 | ENT_2_SOCO | ENT | SOCO | Internal | Shoulder | B15 | 1203 | 2431 | 0 | 29.2 | 31.31 | 8 | 0
2025 | ENT_2_SOCO | ENT | SOCO | Internal | Summer | B1 | 10 | 2431 | 2431 | 67.17 | 79.97 | 8 | 4.8
2025 | ENT_2_SOCO | ENT | SOCO | Internal | Summer | B2 | 25 | 2431 | 545.35 | 61 | 69 | 8 | 0
2025 | ENT_2_SOCO | ENT | SOCO | Internal | Summer | B3 | 75 | 2431 | 0 | 60.84 | 59.79 | 8 | 0
2025 | ENT_2_SOCO | ENT | SOCO | Internal | Summer | B4 | 100 | 2431 | 0 | 59.89 | 59.79 | 8 | 0
2025 | ENT_2_SOCO | ENT | SOCO | Internal | Summer | B5 | 200 | 2431 | 0 | 58.94 | 59.77 | 8 | 0
2025 | ENT_2_SOCO | ENT | SOCO | Internal | Summer | B6 | 300 | 2431 | 0 | 56.82 | 58.35 | 8 | 0
2025 | ENT_2_SOCO | ENT | SOCO | Internal | Summer | B7 | 400 | 2431 | 0 | 49.82 | 56.22 | 8 | 0
2025 | ENT_2_SOCO | ENT | SOCO | Internal | Summer | B8 | 500 | 2431 | 2053.28 | 39.94 | 47.94 | 8 | 0
2025 | ENT_2_SOCO | ENT | SOCO | Internal | Summer | B9 | 800 | 2431 | 799.84 | 33.45 | 41.45 | 8 | 0
2025 | ENT_2_SOCO | ENT | SOCO | Internal | Summer | B10 | 1262 | 2431 | 0 | 27.68 | 33.87 | 8 | 0
2025 | ENT_2_SOCO | ENT | SOCO | Internal | Winter | B16 | 25 | 2431 | 0 | 63.89 | 65.18 | 8 | 0
2025 | ENT_2_SOCO | ENT | SOCO | Internal | Winter | B17 | 100 | 2431 | 0 | 53.7 | 61.33 | 8 | 0
2025 | ENT_2_SOCO | ENT | SOCO | Internal | Winter | B18 | 400 | 2431 | 0 | 38.59 | 42.86 | 8 | 0
2025 | ENT_2_SOCO | ENT | SOCO | Internal | Winter | B19 | 700 | 2431 | 415.51 | 33.77 | 41.77 | 8 | 0
2025 | ENT_2_SOCO | ENT | SOCO | Internal | Winter | B20 | 935 | 2431 | 0 | 32.19 | 34.94 | 8 | 0
2025 | ENT_2_SPP_N | ENT | SPP_N | Internal | Shoulder | B11 | 25 | 8740 | 0 | 61.11 | 57.67 | 8 | 0
2025 | ENT_2_SPP_N | ENT | SPP_N | Internal | Shoulder | B12 | 200 | 8740 | 0 | 50.3 | 45.3 | 8 | 0
2025 | ENT_2_SPP_N | ENT | SPP_N | Internal | Shoulder | B13 | 600 | 8740 | 0 | 35.03 | 36.8 | 8 | 0
2025 | ENT_2_SPP_N | ENT | SPP_N | Internal | Shoulder | B14 | 900 | 8740 | 0 | 30.09 | 34.55 | 8 | 0
2025 | ENT_2_SPP_N | ENT | SPP_N | Internal | Shoulder | B15 | 1203 | 8740 | 0 | 29.2 | 30.68 | 8 | 0
2025 | ENT_2_SPP_N | ENT | SPP_N | Internal | Summer | B1 | 10 | 8740 | 0 | 67.17 | 64.82 | 8 | 0
2025 | ENT_2_SPP_N | ENT | SPP_N | Internal | Summer | B2 | 25 | 8740 | 0 | 61 | 60.04 | 8 | 0
2025 | ENT_2_SPP_N | ENT | SPP_N | Internal | Summer | B3 | 75 | 8740 | 0 | 60.84 | 59.54 | 8 | 0
2025 | ENT_2_SPP_N | ENT | SPP_N | Internal | Summer | B4 | 100 | 8740 | 0 | 59.89 | 58.89 | 8 | 0
2025 | ENT_2_SPP_N | ENT | SPP_N | Internal | Summer | B5 | 200 | 8740 | 0 | 58.94 | 57.95 | 8 | 0
2025 | ENT_2_SPP_N | ENT | SPP_N | Internal | Summer | B6 | 300 | 8740 | 0 | 56.82 | 55.17 | 8 | 0
2025 | ENT_2_SPP_N | ENT | SPP_N | Internal | Summer | B7 | 400 | 8740 | 0 | 49.82 | 48.84 | 8 | 0
2025 | ENT_2_SPP_N | ENT | SPP_N | Internal | Summer | B8 | 500 | 8740 | 0 | 39.94 | 38.96 | 8 | 0
2025 | ENT_2_SPP_N | ENT | SPP_N | Internal | Summer | B9 | 800 | 8740 | 0 | 33.45 | 36.32 | 8 | 0
2025 | ENT_2_SPP_N | ENT | SPP_N | Internal | Summer | B10 | 1262 | 8740 | 0 | 27.68 | 30.68 | 8 | 0
2025 | ENT_2_SPP_N | ENT | SPP_N | Internal | Winter | B16 | 25 | 8740 | 0 | 63.89 | 59.06 | 8 | 0
2025 | ENT_2_SPP_N | ENT | SPP_N | Internal | Winter | B17 | 100 | 8740 | 0 | 53.7 | 48.71 | 8 | 0
2025 | ENT_2_SPP_N | ENT | SPP_N | Internal | Winter | B18 | 400 | 8740 | 0 | 38.59 | 37.89 | 8 | 0
2025 | ENT_2_SPP_N | ENT | SPP_N | Internal | Winter | B19 | 700 | 8740 | 0 | 33.77 | 35.99 | 8 | 0
2025 | ENT_2_SPP_N | ENT | SPP_N | Internal | Winter | B20 | 935 | 8740 | 0 | 32.19 | 32.14 | 8 | 0
2025 | ENT_2_SPP_S | ENT | SPP_S | Internal | Shoulder | B11 | 25 | 5582 | 0 | 61.11 | 57.69 | 8 | 0
2025 | ENT_2_SPP_S | ENT | SPP_S | Internal | Shoulder | B12 | 200 | 5582 | 0 | 50.3 | 45.31 | 8 | 0
2025 | ENT_2_SPP_S | ENT | SPP_S | Internal | Shoulder | B13 | 600 | 5582 | 0 | 35.03 | 36.81 | 8 | 0
2025 | ENT_2_SPP_S | ENT | SPP_S | Internal | Shoulder | B14 | 900 | 5582 | 0 | 30.09 | 34.56 | 8 | 0
2025 | ENT_2_SPP_S | ENT | SPP_S | Internal | Shoulder | B15 | 1203 | 5582 | 0 | 29.2 | 30.69 | 8 | 0
2025 | ENT_2_SPP_S | ENT | SPP_S | Internal | Summer | B1 | 10 | 5582 | 0 | 67.17 | 62.17 | 8 | 0
2025 | ENT_2_SPP_S | ENT | SPP_S | Internal | Summer | B2 | 25 | 5582 | 0 | 61 | 60.05 | 8 | 0
2025 | ENT_2_SPP_S | ENT | SPP_S | Internal | Summer | B3 | 75 | 5582 | 0 | 60.84 | 59.55 | 8 | 0
2025 | ENT_2_SPP_S | ENT | SPP_S | Internal | Summer | B4 | 100 | 5582 | 0 | 59.89 | 58.9 | 8 | 0
2025 | ENT_2_SPP_S | ENT | SPP_S | Internal | Summer | B5 | 200 | 5582 | 0 | 58.94 | 57.96 | 8 | 0
2025 | ENT_2_SPP_S | ENT | SPP_S | Internal | Summer | B6 | 300 | 5582 | 0 | 56.82 | 55.18 | 8 | 0
2025 | ENT_2_SPP_S | ENT | SPP_S | Internal | Summer | B7 | 400 | 5582 | 0 | 49.82 | 48.86 | 8 | 0
2025 | ENT_2_SPP_S | ENT | SPP_S | Internal | Summer | B8 | 500 | 5582 | 0 | 39.94 | 38.97 | 8 | 0
2025 | ENT_2_SPP_S | ENT | SPP_S | Internal | Summer | B9 | 800 | 5582 | 0 | 33.45 | 36.33 | 8 | 0
2025 | ENT_2_SPP_S | ENT | SPP_S | Internal | Summer | B10 | 1262 | 5582 | 0 | 27.68 | 30.69 | 8 | 0
2025 | ENT_2_SPP_S | ENT | SPP_S | Internal | Winter | B16 | 25 | 5582 | 0 | 63.89 | 59.07 | 8 | 0
2025 | ENT_2_SPP_S | ENT | SPP_S | Internal | Winter | B17 | 100 | 5582 | 0 | 53.7 | 48.73 | 8 | 0
2025 | ENT_2_SPP_S | ENT | SPP_S | Internal | Winter | B18 | 400 | 5582 | 0 | 38.59 | 37.91 | 8 | 0
2025 | ENT_2_SPP_S | ENT | SPP_S | Internal | Winter | B19 | 700 | 5582 | 0 | 33.77 | 36 | 8 | 0
2025 | ENT_2_SPP_S | ENT | SPP_S | Internal | Winter | B20 | 935 | 5582 | 0 | 32.19 | 32.58 | 8 | 0
2025 | ENT_2_TVA_Transmission | ENT | TVA_Transmission | Internal | Shoulder | B11 | 25 | 2100 | 0 | 61.11 | 57.53 | 8 | 0
2025 | ENT_2_TVA_Transmission | ENT | TVA_Transmission | Internal | Shoulder | B12 | 200 | 2100 | 0 | 50.3 | 47.51 | 8 | 0
2025 | ENT_2_TVA_Transmission | ENT | TVA_Transmission | Internal | Shoulder | B13 | 600 | 2100 | 0 | 35.03 | 39.39 | 8 | 0
2025 | ENT_2_TVA_Transmission | ENT | TVA_Transmission | Internal | Shoulder | B14 | 900 | 2100 | 0 | 30.09 | 36.52 | 8 | 0
2025 | ENT_2_TVA_Transmission | ENT | TVA_Transmission | Internal | Shoulder | B15 | 1203 | 2100 | 0 | 29.2 | 34.01 | 8 | 0
2025 | ENT_2_TVA_Transmission | ENT | TVA_Transmission | Internal | Summer | B1 | 10 | 2100 | 0 | 67.17 | 70.97 | 8 | 0
2025 | ENT_2_TVA_Transmission | ENT | TVA_Transmission | Internal | Summer | B2 | 25 | 2100 | 0 | 61 | 62.35 | 8 | 0
2025 | ENT_2_TVA_Transmission | ENT | TVA_Transmission | Internal | Summer | B3 | 75 | 2100 | 0 | 60.84 | 60.83 | 8 | 0
2025 | ENT_2_TVA_Transmission | ENT | TVA_Transmission | Internal | Summer | B4 | 100 | 2100 | 0 | 59.89 | 55.89 | 8 | 0
2025 | ENT_2_TVA_Transmission | ENT | TVA_Transmission | Internal | Summer | B5 | 200 | 2100 | 0 | 58.94 | 55.66 | 8 | 0
2025 | ENT_2_TVA_Transmission | ENT | TVA_Transmission | Internal | Summer | B6 | 300 | 2100 | 0 | 56.82 | 54.87 | 8 | 0
2025 | ENT_2_TVA_Transmission | ENT | TVA_Transmission | Internal | Summer | B7 | 400 | 2100 | 0 | 49.82 | 47.22 | 8 | 0
2025 | ENT_2_TVA_Transmission | ENT | TVA_Transmission | Internal | Summer | B8 | 500 | 2100 | 0 | 39.94 | 38.94 | 8 | 0
2025 | ENT_2_TVA_Transmission | ENT | TVA_Transmission | Internal | Summer | B9 | 800 | 2100 | 0 | 33.45 | 33.53 | 8 | 0
2025 | ENT_2_TVA_Transmission | ENT | TVA_Transmission | Internal | Summer | B10 | 1262 | 2100 | 0 | 27.68 | 31.08 | 8 | 0
2025 | ENT_2_TVA_Transmission | ENT | TVA_Transmission | Internal | Winter | B16 | 25 | 2100 | 0 | 63.89 | 62.86 | 8 | 0
2025 | ENT_2_TVA_Transmission | ENT | TVA_Transmission | Internal | Winter | B17 | 100 | 2100 | 227.88 | 53.7 | 61.7 | 8 | 0
2025 | ENT_2_TVA_Transmission | ENT | TVA_Transmission | Internal | Winter | B18 | 400 | 2100 | 0 | 38.59 | 42.54 | 8 | 0
2025 | ENT_2_TVA_Transmission | ENT | TVA_Transmission | Internal | Winter | B19 | 700 | 2100 | 0 | 33.77 | 39.48 | 8 | 0
2025 | ENT_2_TVA_Transmission | ENT | TVA_Transmission | Internal | Winter | B20 | 935 | 2100 | 0 | 32.19 | 36.3 | 8 | 0
2025 | FRCC_2_SOCO | FRCC | SOCO | Internal | Shoulder | B11 | 25 | 900 | 0 | 70.58 | 60.58 | 8 | 0
2025 | FRCC_2_SOCO | FRCC | SOCO | Internal | Shoulder | B12 | 200 | 900 | 0 | 64.51 | 54.51 | 8 | 0
2025 | FRCC_2_SOCO | FRCC | SOCO | Internal | Shoulder | B13 | 600 | 900 | 0 | 51.45 | 41.45 | 8 | 0
2025 | FRCC_2_SOCO | FRCC | SOCO | Internal | Shoulder | B14 | 900 | 900 | 0 | 44 | 38.09 | 8 | 0
2025 | FRCC_2_SOCO | FRCC | SOCO | Internal | Shoulder | B15 | 1203 | 900 | 0 | 36.73 | 31.31 | 8 | 0
2025 | FRCC_2_SOCO | FRCC | SOCO | Internal | Summer | B1 | 10 | 900 | 0 | 89.97 | 79.97 | 8 | 0
2025 | FRCC_2_SOCO | FRCC | SOCO | Internal | Summer | B2 | 25 | 900 | 0 | 69.79 | 69 | 8 | 0
2025 | FRCC_2_SOCO | FRCC | SOCO | Internal | Summer | B3 | 75 | 900 | 0 | 69.79 | 59.79 | 8 | 0
2025 | FRCC_2_SOCO | FRCC | SOCO | Internal | Summer | B4 | 100 | 900 | 0 | 69.79 | 59.79 | 8 | 0
2025 | FRCC_2_SOCO | FRCC | SOCO | Internal | Summer | B5 | 200 | 900 | 0 | 69.77 | 59.77 | 8 | 0
2025 | FRCC_2_SOCO | FRCC | SOCO | Internal | Summer | B6 | 300 | 900 | 0 | 66.22 | 58.35 | 8 | 0
2025 | FRCC_2_SOCO | FRCC | SOCO | Internal | Summer | B7 | 400 | 900 | 0 | 66.22 | 56.22 | 8 | 0
2025 | FRCC_2_SOCO | FRCC | SOCO | Internal | Summer | B8 | 500 | 900 | 0 | 57.94 | 47.94 | 8 | 0
2025 | FRCC_2_SOCO | FRCC | SOCO | Internal | Summer | B9 | 800 | 900 | 0 | 45.72 | 41.45 | 8 | 0
2025 | FRCC_2_SOCO | FRCC | SOCO | Internal | Summer | B10 | 1262 | 900 | 0 | 35.89 | 33.87 | 8 | 0
2025 | FRCC_2_SOCO | FRCC | SOCO | Internal | Winter | B16 | 25 | 900 | 0 | 73.61 | 65.18 | 8 | 0
2025 | FRCC_2_SOCO | FRCC | SOCO | Internal | Winter | B17 | 100 | 900 | 0 | 71.33 | 61.33 | 8 | 0
2025 | FRCC_2_SOCO | FRCC | SOCO | Internal | Winter | B18 | 400 | 900 | 0 | 52.86 | 42.86 | 8 | 0
2025 | FRCC_2_SOCO | FRCC | SOCO | Internal | Winter | B19 | 700 | 900 | 0 | 48.34 | 41.77 | 8 | 0
2025 | FRCC_2_SOCO | FRCC | SOCO | Internal | Winter | B20 | 935 | 900 | 0 | 39.29 | 34.94 | 8 | 0
2025 | HQ_NEISO_2_NEISO | HQ_NEISO | NEISO | Internal | Shoulder | B11 | 25 | 99999 | 2920 | 23.28 | 23.29 | 0.01 | 0
2025 | HQ_NEISO_2_NEISO | HQ_NEISO | NEISO | Internal | Shoulder | B12 | 200 | 99999 | 2920 | 23.28 | 23.29 | 0.01 | 0
2025 | HQ_NEISO_2_NEISO | HQ_NEISO | NEISO | Internal | Shoulder | B13 | 600 | 99999 | 2920 | 23.28 | 23.29 | 0.01 | 0
2025 | HQ_NEISO_2_NEISO | HQ_NEISO | NEISO | Internal | Shoulder | B14 | 900 | 99999 | 2920 | 23.28 | 23.29 | 0.01 | 0
2025 | HQ_NEISO_2_NEISO | HQ_NEISO | NEISO | Internal | Shoulder | B15 | 1203 | 99999 | 1143.24 | 23.28 | 23.29 | 0.01 | 0
2025 | HQ_NEISO_2_NEISO | HQ_NEISO | NEISO | Internal | Summer | B1 | 10 | 99999 | 2920.1 | 276.77 | 276.78 | 0.01 | 0
2025 | HQ_NEISO_2_NEISO | HQ_NEISO | NEISO | Internal | Summer | B2 | 25 | 99999 | 2920.1 | 62.35 | 62.37 | 0.01 | 0
2025 | HQ_NEISO_2_NEISO | HQ_NEISO | NEISO | Internal | Summer | B3 | 75 | 99999 | 2920 | 40.39 | 40.41 | 0.01 | 0
2025 | HQ_NEISO_2_NEISO | HQ_NEISO | NEISO | Internal | Summer | B4 | 100 | 99999 | 2920 | 29.19 | 29.2 | 0.01 | 0
2025 | HQ_NEISO_2_NEISO | HQ_NEISO | NEISO | Internal | Summer | B5 | 200 | 99999 | 2920 | 21.17 | 21.18 | 0.01 | 0
2025 | HQ_NEISO_2_NEISO | HQ_NEISO | NEISO | Internal | Summer | B6 | 300 | 99999 | 2920 | 21.17 | 21.18 | 0.01 | 0
2025 | HQ_NEISO_2_NEISO | HQ_NEISO | NEISO | Internal | Summer | B7 | 400 | 99999 | 2920 | 20.11 | 20.12 | 0.01 | 0
2025 | HQ_NEISO_2_NEISO | HQ_NEISO | NEISO | Internal | Summer | B8 | 500 | 99999 | 2920 | 20.11 | 20.12 | 0.01 | 0
2025 | HQ_NEISO_2_NEISO | HQ_NEISO | NEISO | Internal | Summer | B9 | 800 | 99999 | 2920 | 20.11 | 20.12 | 0.01 | 0
2025 | HQ_NEISO_2_NEISO | HQ_NEISO | NEISO | Internal | Summer | B10 | 1262 | 99999 | 795.94 | 20.11 | 20.12 | 0.01 | 0
2025 | HQ_NEISO_2_NEISO | HQ_NEISO | NEISO | Internal | Winter | B16 | 25 | 99999 | 2920 | 33.07 | 33.08 | 0.01 | 0
2025 | HQ_NEISO_2_NEISO | HQ_NEISO | NEISO | Internal | Winter | B17 | 100 | 99999 | 2920 | 33.07 | 33.08 | 0.01 | 0
2025 | HQ_NEISO_2_NEISO | HQ_NEISO | NEISO | Internal | Winter | B18 | 400 | 99999 | 2920 | 33.07 | 33.08 | 0.01 | 0
2025 | HQ_NEISO_2_NEISO | HQ_NEISO | NEISO | Internal | Winter | B19 | 700 | 99999 | 2920 | 33.07 | 33.08 | 0.01 | 0
2025 | HQ_NEISO_2_NEISO | HQ_NEISO | NEISO | Internal | Winter | B20 | 935 | 99999 | 1233.58 | 33.07 | 33.08 | 0.01 | 0
2025 | HQ_NY_2_NYISO_A-F | HQ_NY | NYISO_A-F | Internal | Shoulder | B11 | 25 | 99999 | 1297.48 | 30.12 | 30.13 | 0.01 | 0
2025 | HQ_NY_2_NYISO_A-F | HQ_NY | NYISO_A-F | Internal | Shoulder | B12 | 200 | 99999 | 1303.3 | 33.46 | 33.48 | 0.01 | 0
2025 | HQ_NY_2_NYISO_A-F | HQ_NY | NYISO_A-F | Internal | Shoulder | B13 | 600 | 99999 | 1292.49 | 28.34 | 28.35 | 0.01 | 0
2025 | HQ_NY_2_NYISO_A-F | HQ_NY | NYISO_A-F | Internal | Shoulder | B14 | 900 | 99999 | 1274.64 | 26.16 | 26.17 | 0.01 | 0
2025 | HQ_NY_2_NYISO_A-F | HQ_NY | NYISO_A-F | Internal | Shoulder | B15 | 1203 | 99999 | 417.52 | 26.16 | 26.17 | 0.01 | 0
2025 | HQ_NY_2_NYISO_A-F | HQ_NY | NYISO_A-F | Internal | Summer | B1 | 10 | 99999 | 1410.37 | 50.89 | 50.9 | 0.01 | 0
2025 | HQ_NY_2_NYISO_A-F | HQ_NY | NYISO_A-F | Internal | Summer | B2 | 25 | 99999 | 1395.04 | 50.89 | 50.9 | 0.01 | 0
2025 | HQ_NY_2_NYISO_A-F | HQ_NY | NYISO_A-F | Internal | Summer | B3 | 75 | 99999 | 1372.06 | 43.39 | 43.41 | 0.01 | 0
2025 | HQ_NY_2_NYISO_A-F | HQ_NY | NYISO_A-F | Internal | Summer | B4 | 100 | 99999 | 1347.38 | 35.83 | 35.84 | 0.01 | 0
2025 | HQ_NY_2_NYISO_A-F | HQ_NY | NYISO_A-F | Internal | Summer | B5 | 200 | 99999 | 1332.48 | 35.45 | 35.46 | 0.01 | 0
2025 | HQ_NY_2_NYISO_A-F | HQ_NY | NYISO_A-F | Internal | Summer | B6 | 300 | 99999 | 1317.6 | 32.37 | 32.38 | 0.01 | 0
2025 | HQ_NY_2_NYISO_A-F | HQ_NY | NYISO_A-F | Internal | Summer | B7 | 400 | 99999 | 1300.51 | 28.69 | 28.7 | 0.01 | 0
2025 | HQ_NY_2_NYISO_A-F | HQ_NY | NYISO_A-F | Internal | Summer | B8 | 500 | 99999 | 1288.94 | 24.94 | 24.96 | 0.01 | 0
2025 | HQ_NY_2_NYISO_A-F | HQ_NY | NYISO_A-F | Internal | Summer | B9 | 800 | 99999 | 1273.26 | 24.8 | 24.81 | 0.01 | 0
2025 | HQ_NY_2_NYISO_A-F | HQ_NY | NYISO_A-F | Internal | Summer | B10 | 1262 | 99999 | 260.94 | 24.8 | 24.81 | 0.01 | 0
2025 | HQ_NY_2_NYISO_A-F | HQ_NY | NYISO_A-F | Internal | Winter | B16 | 25 | 99999 | 1337.96 | 36.98 | 36.99 | 0.01 | 0
2025 | HQ_NY_2_NYISO_A-F | HQ_NY | NYISO_A-F | Internal | Winter | B17 | 100 | 99999 | 1328.48 | 36.07 | 36.08 | 0.01 | 0
2025 | HQ_NY_2_NYISO_A-F | HQ_NY | NYISO_A-F | Internal | Winter | B18 | 400 | 99999 | 1317.58 | 32.93 | 32.94 | 0.01 | 0
2025 | HQ_NY_2_NYISO_A-F | HQ_NY | NYISO_A-F | Internal | Winter | B19 | 700 | 99999 | 1298.6 | 32.93 | 32.94 | 0.01 | 0
2025 | HQ_NY_2_NYISO_A-F | HQ_NY | NYISO_A-F | Internal | Winter | B20 | 935 | 99999 | 481.59 | 32.93 | 32.94 | 0.01 | 0
2025 | HQ_IESO_2_IESO | HQ_IESO | IESO | Internal | Shoulder | B11 | 25 | 99999 | 400 | 23.12 | 23.13 | 0.01 | 0
2025 | HQ_IESO_2_IESO | HQ_IESO | IESO | Internal | Shoulder | B12 | 200 | 99999 | 400 | 26.46 | 26.48 | 0.01 | 0
2025 | HQ_IESO_2_IESO | HQ_IESO | IESO | Internal | Shoulder | B13 | 600 | 99999 | 400 | 21.74 | 21.75 | 0.01 | 0
2025 | HQ_IESO_2_IESO | HQ_IESO | IESO | Internal | Shoulder | B14 | 900 | 99999 | 400 | 21.74 | 21.75 | 0.01 | 0
2025 | HQ_IESO_2_IESO | HQ_IESO | IESO | Internal | Shoulder | B15 | 1203 | 99999 | 75.48 | 21.74 | 21.75 | 0.01 | 0
2025 | HQ_IESO_2_IESO | HQ_IESO | IESO | Internal | Summer | B1 | 10 | 99999 | 400 | 43.89 | 43.9 | 0.01 | 0
2025 | HQ_IESO_2_IESO | HQ_IESO | IESO | Internal | Summer | B2 | 25 | 99999 | 400 | 43.89 | 43.9 | 0.01 | 0
2025 | HQ_IESO_2_IESO | HQ_IESO | IESO | Internal | Summer | B3 | 75 | 99999 | 400 | 42.83 | 42.84 | 0.01 | 0
2025 | HQ_IESO_2_IESO | HQ_IESO | IESO | Internal | Summer | B4 | 100 | 99999 | 400 | 42.83 | 42.84 | 0.01 | 0
2025 | HQ_IESO_2_IESO | HQ_IESO | IESO | Internal | Summer | B5 | 200 | 99999 | 400 | 42.45 | 42.46 | 0.01 | 0
2025 | HQ_IESO_2_IESO | HQ_IESO | IESO | Internal | Summer | B6 | 300 | 99999 | 400 | 25.37 | 25.38 | 0.01 | 0
2025 | HQ_IESO_2_IESO | HQ_IESO | IESO | Internal | Summer | B7 | 400 | 99999 | 400 | 21.69 | 21.7 | 0.01 | 0
2025 | HQ_IESO_2_IESO | HQ_IESO | IESO | Internal | Summer | B8 | 500 | 99999 | 400 | 18.45 | 18.46 | 0.01 | 0
2025 | HQ_IESO_2_IESO | HQ_IESO | IESO | Internal | Summer | B9 | 800 | 99999 | 400 | 18.45 | 18.46 | 0.01 | 0
2025 | HQ_IESO_2_IESO | HQ_IESO | IESO | Internal | Summer | B10 | 1262 | 99999 | 12.04 | 18.45 | 18.46 | 0.01 | 0
2025 | HQ_IESO_2_IESO | HQ_IESO | IESO | Internal | Winter | B16 | 25 | 99999 | 400 | 43.98 | 43.99 | 0.01 | 0
2025 | HQ_IESO_2_IESO | HQ_IESO | IESO | Internal | Winter | B17 | 100 | 99999 | 400 | 29.07 | 29.08 | 0.01 | 0
2025 | HQ_IESO_2_IESO | HQ_IESO | IESO | Internal | Winter | B18 | 400 | 99999 | 400 | 25.93 | 25.94 | 0.01 | 0
2025 | HQ_IESO_2_IESO | HQ_IESO | IESO | Internal | Winter | B19 | 700 | 99999 | 400 | 25.93 | 25.94 | 0.01 | 0
2025 | HQ_IESO_2_IESO | HQ_IESO | IESO | Internal | Winter | B20 | 935 | 99999 | 91.98 | 25.93 | 25.94 | 0.01 | 0
2025 | IESO_2_MAPP_CA | IESO | MAPP_CA | Internal | Shoulder | B11 | 25 | 262 | 262 | 23.13 | 39.1 | 7 | 8.97
2025 | IESO_2_MAPP_CA | IESO | MAPP_CA | Internal | Shoulder | B12 | 200 | 262 | 262 | 26.48 | 43.5 | 7 | 10.02
2025 | IESO_2_MAPP_CA | IESO | MAPP_CA | Internal | Shoulder | B13 | 600 | 262 | 262 | 21.75 | 36.78 | 7 | 8.02
2025 | IESO_2_MAPP_CA | IESO | MAPP_CA | Internal | Shoulder | B14 | 900 | 262 | 262 | 21.75 | 31.94 | 7 | 3.19
2025 | IESO_2_MAPP_CA | IESO | MAPP_CA | Internal | Shoulder | B15 | 1203 | 262 | 262 | 21.75 | 31.94 | 7 | 3.19
2025 | IESO_2_MAPP_CA | IESO | MAPP_CA | Internal | Summer | B1 | 10 | 262 | 262 | 43.9 | 55.14 | 7 | 4.24
2025 | IESO_2_MAPP_CA | IESO | MAPP_CA | Internal | Summer | B2 | 25 | 262 | 174.68 | 43.9 | 50.9 | 7 | 0
2025 | IESO_2_MAPP_CA | IESO | MAPP_CA | Internal | Summer | B3 | 75 | 262 | 262 | 42.84 | 52.84 | 7 | 3
2025 | IESO_2_MAPP_CA | IESO | MAPP_CA | Internal | Summer | B4 | 100 | 262 | 262 | 42.84 | 51.87 | 7 | 2.03
2025 | IESO_2_MAPP_CA | IESO | MAPP_CA | Internal | Summer | B5 | 200 | 262 | 262 | 42.46 | 50.94 | 7 | 1.48
2025 | IESO_2_MAPP_CA | IESO | MAPP_CA | Internal | Summer | B6 | 300 | 262 | 262 | 25.38 | 48.8 | 7 | 16.42
2025 | IESO_2_MAPP_CA | IESO | MAPP_CA | Internal | Summer | B7 | 400 | 262 | 262 | 21.7 | 31.77 | 7 | 3.07
2025 | IESO_2_MAPP_CA | IESO | MAPP_CA | Internal | Summer | B8 | 500 | 262 | 262 | 18.46 | 31.77 | 7 | 6.31
2025 | IESO_2_MAPP_CA | IESO | MAPP_CA | Internal | Summer | B9 | 800 | 262 | 262 | 18.46 | 29.57 | 7 | 4.11
2025 | IESO_2_MAPP_CA | IESO | MAPP_CA | Internal | Summer | B10 | 1262 | 262 | 262 | 18.46 | 29.57 | 7 | 4.11
2025 | IESO_2_MAPP_CA | IESO | MAPP_CA | Internal | Winter | B16 | 25 | 262 | 262 | 43.99 | 56.28 | 7 | 5.29
2025 | IESO_2_MAPP_CA | IESO | MAPP_CA | Internal | Winter | B17 | 100 | 262 | 262 | 29.08 | 53.69 | 7 | 17.61
2025 | IESO_2_MAPP_CA | IESO | MAPP_CA | Internal | Winter | B18 | 400 | 262 | 262 | 25.94 | 39.04 | 7 | 6.1
2025 | IESO_2_MAPP_CA | IESO | MAPP_CA | Internal | Winter | B19 | 700 | 262 | 262 | 25.94 | 35.48 | 7 | 2.54
2025 | IESO_2_MAPP_CA | IESO | MAPP_CA | Internal | Winter | B20 | 935 | 262 | 262 | 25.94 | 35.48 | 7 | 2.54
2025 | IESO_2_MISO_MI | IESO | MISO_MI | Internal | Shoulder | B11 | 25 | 1840 | 1840 | 23.13 | 53.11 | 7 | 22.98
2025 | IESO_2_MISO_MI | IESO | MISO_MI | Internal | Shoulder | B12 | 200 | 1840 | 1840 | 26.48 | 43.5 | 7 | 10.02
2025 | IESO_2_MISO_MI | IESO | MISO_MI | Internal | Shoulder | B13 | 600 | 1840 | 1840 | 21.75 | 36.78 | 7 | 8.02
2025 | IESO_2_MISO_MI | IESO | MISO_MI | Internal | Shoulder | B14 | 900 | 1840 | 1840 | 21.75 | 31.94 | 7 | 3.19
2025 | IESO_2_MISO_MI | IESO | MISO_MI | Internal | Shoulder | B15 | 1203 | 1840 | 626.38 | 21.75 | 28.75 | 7 | 0
2025 | IESO_2_MISO_MI | IESO | MISO_MI | Internal | Summer | B1 | 10 | 1840 | 1840 | 43.9 | 69.15 | 7 | 18.26
2025 | IESO_2_MISO_MI | IESO | MISO_MI | Internal | Summer | B2 | 25 | 1840 | 1840 | 43.9 | 54.36 | 7 | 3.47
2025 | IESO_2_MISO_MI | IESO | MISO_MI | Internal | Summer | B3 | 75 | 1840 | 1840 | 42.84 | 52.84 | 7 | 3
2025 | IESO_2_MISO_MI | IESO | MISO_MI | Internal | Summer | B4 | 100 | 1840 | 1840 | 42.84 | 51.89 | 7 | 2.04
2025 | IESO_2_MISO_MI | IESO | MISO_MI | Internal | Summer | B5 | 200 | 1840 | 1840 | 42.46 | 50.94 | 7 | 1.48
2025 | IESO_2_MISO_MI | IESO | MISO_MI | Internal | Summer | B6 | 300 | 1840 | 1840 | 25.38 | 48.82 | 7 | 16.44
2025 | IESO_2_MISO_MI | IESO | MISO_MI | Internal | Summer | B7 | 400 | 1840 | 1840 | 21.7 | 41.8 | 7 | 13.09
2025 | IESO_2_MISO_MI | IESO | MISO_MI | Internal | Summer | B8 | 500 | 1840 | 1840 | 18.46 | 31.94 | 7 | 6.49
2025 | IESO_2_MISO_MI | IESO | MISO_MI | Internal | Summer | B9 | 800 | 1840 | 1840 | 18.46 | 29.57 | 7 | 4.11
2025 | IESO_2_MISO_MI | IESO | MISO_MI | Internal | Summer | B10 | 1262 | 1840 | 1840 | 18.46 | 26.69 | 7 | 1.23
2025 | IESO_2_MISO_MI | IESO | MISO_MI | Internal | Winter | B16 | 25 | 1840 | 1840 | 43.99 | 56.3 | 7 | 5.31
2025 | IESO_2_MISO_MI | IESO | MISO_MI | Internal | Winter | B17 | 100 | 1840 | 1840 | 29.08 | 53.7 | 7 | 17.62
2025 | IESO_2_MISO_MI | IESO | MISO_MI | Internal | Winter | B18 | 400 | 1840 | 1840 | 25.94 | 39.06 | 7 | 6.12
2025 | IESO_2_MISO_MI | IESO | MISO_MI | Internal | Winter | B19 | 700 | 1840 | 1840 | 25.94 | 35.45 | 7 | 2.51
2025 | IESO_2_MISO_MI | IESO | MISO_MI | Internal | Winter | B20 | 935 | 1840 | 0 | 25.94 | 30.29 | 7 | 0
2025 | IESO_2_MISO_W | IESO | MISO_W | Internal | Shoulder | B11 | 25 | 214 | 214 | 23.13 | 53.1 | 7 | 22.97
2025 | IESO_2_MISO_W | IESO | MISO_W | Internal | Shoulder | B12 | 200 | 214 | 214 | 26.48 | 43.51 | 7 | 10.04
2025 | IESO_2_MISO_W | IESO | MISO_W | Internal | Shoulder | B13 | 600 | 214 | 214 | 21.75 | 36.79 | 7 | 8.03
2025 | IESO_2_MISO_W | IESO | MISO_W | Internal | Shoulder | B14 | 900 | 214 | 214 | 21.75 | 31.96 | 7 | 3.2
2025 | IESO_2_MISO_W | IESO | MISO_W | Internal | Shoulder | B15 | 1203 | 214 | 214 | 21.75 | 28.77 | 7 | 0.01
2025 | IESO_2_MISO_W | IESO | MISO_W | Internal | Summer | B1 | 10 | 214 | 214 | 43.9 | 69.14 | 7 | 18.24
2025 | IESO_2_MISO_W | IESO | MISO_W | Internal | Summer | B2 | 25 | 214 | 214 | 43.9 | 54.35 | 7 | 3.45
2025 | IESO_2_MISO_W | IESO | MISO_W | Internal | Summer | B3 | 75 | 214 | 214 | 42.84 | 52.85 | 7 | 3.01
2025 | IESO_2_MISO_W | IESO | MISO_W | Internal | Summer | B4 | 100 | 214 | 214 | 42.84 | 51.89 | 7 | 2.04
2025 | IESO_2_MISO_W | IESO | MISO_W | Internal | Summer | B5 | 200 | 214 | 214 | 42.46 | 50.95 | 7 | 1.49
2025 | IESO_2_MISO_W | IESO | MISO_W | Internal | Summer | B6 | 300 | 214 | 214 | 25.38 | 48.81 | 7 | 16.43
2025 | IESO_2_MISO_W | IESO | MISO_W | Internal | Summer | B7 | 400 | 214 | 214 | 21.7 | 41.83 | 7 | 13.13
2025 | IESO_2_MISO_W | IESO | MISO_W | Internal | Summer | B8 | 500 | 214 | 214 | 18.46 | 31.96 | 7 | 6.5
2025 | IESO_2_MISO_W | IESO | MISO_W | Internal | Summer | B9 | 800 | 214 | 214 | 18.46 | 29.58 | 7 | 4.12
2025 | IESO_2_MISO_W | IESO | MISO_W | Internal | Summer | B10 | 1262 | 214 | 214 | 18.46 | 26.67 | 7 | 1.22
2025 | IESO_2_MISO_W | IESO | MISO_W | Internal | Winter | B16 | 25 | 214 | 214 | 43.99 | 56.29 | 7 | 5.3
2025 | IESO_2_MISO_W | IESO | MISO_W | Internal | Winter | B17 | 100 | 214 | 214 | 29.08 | 53.7 | 7 | 17.62
2025 | IESO_2_MISO_W | IESO | MISO_W | Internal | Winter | B18 | 400 | 214 | 214 | 25.94 | 39.05 | 7 | 6.11
2025 | IESO_2_MISO_W | IESO | MISO_W | Internal | Winter | B19 | 700 | 214 | 214 | 25.94 | 35.46 | 7 | 2.52
2025 | IESO_2_MISO_W | IESO | MISO_W | Internal | Winter | B20 | 935 | 214 | 0 | 25.94 | 30.3 | 7 | 0
2025 | IESO_2_NYISO_A-F | IESO | NYISO_A-F | Internal | Shoulder | B11 | 25 | 1725 | 898.77 | 23.13 | 30.13 | 7 | 0
2025 | IESO_2_NYISO_A-F | IESO | NYISO_A-F | Internal | Shoulder | B12 | 200 | 1725 | 698.41 | 26.48 | 33.48 | 7 | 0
2025 | IESO_2_NYISO_A-F | IESO | NYISO_A-F | Internal | Shoulder | B13 | 600 | 1725 | 0 | 21.75 | 28.35 | 7 | 0
2025 | IESO_2_NYISO_A-F | IESO | NYISO_A-F | Internal | Shoulder | B14 | 900 | 1725 | 0 | 21.75 | 26.17 | 7 | 0
2025 | IESO_2_NYISO_A-F | IESO | NYISO_A-F | Internal | Shoulder | B15 | 1203 | 1725 | 0 | 21.75 | 26.17 | 7 | 0
2025 | IESO_2_NYISO_A-F | IESO | NYISO_A-F | Internal | Summer | B1 | 10 | 1725 | 234.63 | 43.9 | 50.9 | 7 | 0
2025 | IESO_2_NYISO_A-F | IESO | NYISO_A-F | Internal | Summer | B2 | 25 | 1725 | 726.98 | 43.9 | 50.9 | 7 | 0
2025 | IESO_2_NYISO_A-F | IESO | NYISO_A-F | Internal | Summer | B3 | 75 | 1725 | 0 | 42.84 | 43.41 | 7 | 0
2025 | IESO_2_NYISO_A-F | IESO | NYISO_A-F | Internal | Summer | B4 | 100 | 1725 | 0 | 42.84 | 35.84 | 7 | 0
2025 | IESO_2_NYISO_A-F | IESO | NYISO_A-F | Internal | Summer | B5 | 200 | 1725 | 0 | 42.46 | 35.46 | 7 | 0
2025 | IESO_2_NYISO_A-F | IESO | NYISO_A-F | Internal | Summer | B6 | 300 | 1725 | 11.63 | 25.38 | 32.38 | 7 | 0
2025 | IESO_2_NYISO_A-F | IESO | NYISO_A-F | Internal | Summer | B7 | 400 | 1725 | 751.44 | 21.7 | 28.7 | 7 | 0
2025 | IESO_2_NYISO_A-F | IESO | NYISO_A-F | Internal | Summer | B8 | 500 | 1725 | 0 | 18.46 | 24.96 | 7 | 0
2025 | IESO_2_NYISO_A-F | IESO | NYISO_A-F | Internal | Summer | B9 | 800 | 1725 | 0 | 18.46 | 24.81 | 7 | 0
2025 | IESO_2_NYISO_A-F | IESO | NYISO_A-F | Internal | Summer | B10 | 1262 | 1725 | 0 | 18.46 | 24.81 | 7 | 0
2025 | IESO_2_NYISO_A-F | IESO | NYISO_A-F | Internal | Winter | B16 | 25 | 1725 | 0 | 43.99 | 36.99 | 7 | 0
2025 | IESO_2_NYISO_A-F | IESO | NYISO_A-F | Internal | Winter | B17 | 100 | 1725 | 336.71 | 29.08 | 36.08 | 7 | 0
2025 | IESO_2_NYISO_A-F | IESO | NYISO_A-F | Internal | Winter | B18 | 400 | 1725 | 638.88 | 25.94 | 32.94 | 7 | 0
2025 | IESO_2_NYISO_A-F | IESO | NYISO_A-F | Internal | Winter | B19 | 700 | 1725 | 167.47 | 25.94 | 32.94 | 7 | 0
2025 | IESO_2_NYISO_A-F | IESO | NYISO_A-F | Internal | Winter | B20 | 935 | 1725 | 177.97 | 25.94 | 32.94 | 7 | 0
2025 | MAPP_CA_2_IESO | MAPP_CA | IESO | Internal | Shoulder | B11 | 25 | 330 | 0 | 39.1 | 23.13 | 8 | 0
2025 | MAPP_CA_2_IESO | MAPP_CA | IESO | Internal | Shoulder | B12 | 200 | 330 | 0 | 43.5 | 26.48 | 8 | 0
2025 | MAPP_CA_2_IESO | MAPP_CA | IESO | Internal | Shoulder | B13 | 600 | 330 | 0 | 36.78 | 21.75 | 8 | 0
2025 | MAPP_CA_2_IESO | MAPP_CA | IESO | Internal | Shoulder | B14 | 900 | 330 | 0 | 31.94 | 21.75 | 8 | 0
2025 | MAPP_CA_2_IESO | MAPP_CA | IESO | Internal | Shoulder | B15 | 1203 | 330 | 0 | 31.94 | 21.75 | 8 | 0
2025 | MAPP_CA_2_IESO | MAPP_CA | IESO | Internal | Summer | B1 | 10 | 330 | 0 | 55.14 | 43.9 | 8 | 0
2025 | MAPP_CA_2_IESO | MAPP_CA | IESO | Internal | Summer | B2 | 25 | 330 | 0 | 50.9 | 43.9 | 8 | 0
2025 | MAPP_CA_2_IESO | MAPP_CA | IESO | Internal | Summer | B3 | 75 | 330 | 0 | 52.84 | 42.84 | 8 | 0
2025 | MAPP_CA_2_IESO | MAPP_CA | IESO | Internal | Summer | B4 | 100 | 330 | 0 | 51.87 | 42.84 | 8 | 0
2025 | MAPP_CA_2_IESO | MAPP_CA | IESO | Internal | Summer | B5 | 200 | 330 | 0 | 50.94 | 42.46 | 8 | 0
2025 | MAPP_CA_2_IESO | MAPP_CA | IESO | Internal | Summer | B6 | 300 | 330 | 0 | 48.8 | 25.38 | 8 | 0
2025 | MAPP_CA_2_IESO | MAPP_CA | IESO | Internal | Summer | B7 | 400 | 330 | 0 | 31.77 | 21.7 | 8 | 0
2025 | MAPP_CA_2_IESO | MAPP_CA | IESO | Internal | Summer | B8 | 500 | 330 | 0 | 31.77 | 18.46 | 8 | 0
2025 | MAPP_CA_2_IESO | MAPP_CA | IESO | Internal | Summer | B9 | 800 | 330 | 0 | 29.57 | 18.46 | 8 | 0
2025 | MAPP_CA_2_IESO | MAPP_CA | IESO | Internal | Summer | B10 | 1262 | 330 | 0 | 29.57 | 18.46 | 8 | 0
2025 | MAPP_CA_2_IESO | MAPP_CA | IESO | Internal | Winter | B16 | 25 | 330 | 0 | 56.28 | 43.99 | 8 | 0
2025 | MAPP_CA_2_IESO | MAPP_CA | IESO | Internal | Winter | B17 | 100 | 330 | 0 | 53.69 | 29.08 | 8 | 0
2025 | MAPP_CA_2_IESO | MAPP_CA | IESO | Internal | Winter | B18 | 400 | 330 | 0 | 39.04 | 25.94 | 8 | 0
2025 | MAPP_CA_2_IESO | MAPP_CA | IESO | Internal | Winter | B19 | 700 | 330 | 0 | 35.48 | 25.94 | 8 | 0
2025 | MAPP_CA_2_IESO | MAPP_CA | IESO | Internal | Winter | B20 | 935 | 330 | 0 | 35.48 | 25.94 | 8 | 0
2025 | MAPP_CA_2_MAPP_US | MAPP_CA | MAPP_US | Internal | Shoulder | B11 | 25 | 437 | 133.45 | 39.1 | 46.1 | 7 | 0
2025 | MAPP_CA_2_MAPP_US | MAPP_CA | MAPP_US | Internal | Shoulder | B12 | 200 | 437 | 0 | 43.5 | 38.29 | 7 | 0
2025 | MAPP_CA_2_MAPP_US | MAPP_CA | MAPP_US | Internal | Shoulder | B13 | 600 | 437 | 0 | 36.78 | 29.79 | 7 | 0
2025 | MAPP_CA_2_MAPP_US | MAPP_CA | MAPP_US | Internal | Shoulder | B14 | 900 | 437 | 0 | 31.94 | 27.54 | 7 | 0
2025 | MAPP_CA_2_MAPP_US | MAPP_CA | MAPP_US | Internal | Shoulder | B15 | 1203 | 437 | 0 | 31.94 | 23.67 | 7 | 0
2025 | MAPP_CA_2_MAPP_US | MAPP_CA | MAPP_US | Internal | Summer | B1 | 10 | 437 | 161.97 | 55.14 | 62.14 | 7 | 0
2025 | MAPP_CA_2_MAPP_US | MAPP_CA | MAPP_US | Internal | Summer | B2 | 25 | 437 | 0 | 50.9 | 53.03 | 7 | 0
2025 | MAPP_CA_2_MAPP_US | MAPP_CA | MAPP_US | Internal | Summer | B3 | 75 | 437 | 0 | 52.84 | 52.53 | 7 | 0
2025 | MAPP_CA_2_MAPP_US | MAPP_CA | MAPP_US | Internal | Summer | B4 | 100 | 437 | 0 | 51.87 | 51.37 | 7 | 0
2025 | MAPP_CA_2_MAPP_US | MAPP_CA | MAPP_US | Internal | Summer | B5 | 200 | 437 | 0 | 50.94 | 50.94 | 7 | 0
2025 | MAPP_CA_2_MAPP_US | MAPP_CA | MAPP_US | Internal | Summer | B6 | 300 | 437 | 0 | 48.8 | 48.16 | 7 | 0
2025 | MAPP_CA_2_MAPP_US | MAPP_CA | MAPP_US | Internal | Summer | B7 | 400 | 437 | 0 | 31.77 | 37.32 | 7 | 0
2025 | MAPP_CA_2_MAPP_US | MAPP_CA | MAPP_US | Internal | Summer | B8 | 500 | 437 | 0 | 31.77 | 25.38 | 7 | 0
2025 | MAPP_CA_2_MAPP_US | MAPP_CA | MAPP_US | Internal | Summer | B9 | 800 | 437 | 0 | 29.57 | 25.38 | 7 | 0
2025 | MAPP_CA_2_MAPP_US | MAPP_CA | MAPP_US | Internal | Summer | B10 | 1262 | 437 | 0 | 29.57 | 23.67 | 7 | 0
2025 | MAPP_CA_2_MAPP_US | MAPP_CA | MAPP_US | Internal | Winter | B16 | 25 | 437 | 0 | 56.28 | 49.29 | 7 | 0
2025 | MAPP_CA_2_MAPP_US | MAPP_CA | MAPP_US | Internal | Winter | B17 | 100 | 437 | 0 | 53.69 | 43.05 | 7 | 0
2025 | MAPP_CA_2_MAPP_US | MAPP_CA | MAPP_US | Internal | Winter | B18 | 400 | 437 | 0 | 39.04 | 32.05 | 7 | 0
2025 | MAPP_CA_2_MAPP_US | MAPP_CA | MAPP_US | Internal | Winter | B19 | 700 | 437 | 0 | 35.48 | 28.97 | 7 | 0
2025 | MAPP_CA_2_MAPP_US | MAPP_CA | MAPP_US | Internal | Winter | B20 | 935 | 437 | 0 | 35.48 | 25.13 | 7 | 0
2025 | MAPP_CA_2_MISO_W | MAPP_CA | MISO_W | Internal | Shoulder | B11 | 25 | 2058 | 2058 | 39.1 | 53.1 | 0.01 | 13.99
2025 | MAPP_CA_2_MISO_W | MAPP_CA | MISO_W | Internal | Shoulder | B12 | 200 | 2058 | 1680.78 | 43.5 | 43.51 | 0.01 | 0
2025 | MAPP_CA_2_MISO_W | MAPP_CA | MISO_W | Internal | Shoulder | B13 | 600 | 2058 | 1740.65 | 36.78 | 36.79 | 0.01 | 0
2025 | MAPP_CA_2_MISO_W | MAPP_CA | MISO_W | Internal | Shoulder | B14 | 900 | 2058 | 388.72 | 31.94 | 31.96 | 0.01 | 0
2025 | MAPP_CA_2_MISO_W | MAPP_CA | MISO_W | Internal | Shoulder | B15 | 1203 | 2058 | 0 | 31.94 | 28.77 | 0.01 | 0
2025 | MAPP_CA_2_MISO_W | MAPP_CA | MISO_W | Internal | Summer | B1 | 10 | 2058 | 2058 | 55.14 | 69.14 | 0.01 | 13.99
2025 | MAPP_CA_2_MISO_W | MAPP_CA | MISO_W | Internal | Summer | B2 | 25 | 2058 | 2058 | 50.9 | 54.35 | 0.01 | 3.44
2025 | MAPP_CA_2_MISO_W | MAPP_CA | MISO_W | Internal | Summer | B3 | 75 | 2058 | 2034.32 | 52.84 | 52.85 | 0.01 | 0
2025 | MAPP_CA_2_MISO_W | MAPP_CA | MISO_W | Internal | Summer | B4 | 100 | 2058 | 2028.62 | 51.87 | 51.89 | 0.01 | 0
2025 | MAPP_CA_2_MISO_W | MAPP_CA | MISO_W | Internal | Summer | B5 | 200 | 2058 | 2015.56 | 50.94 | 50.95 | 0.01 | 0
2025 | MAPP_CA_2_MISO_W | MAPP_CA | MISO_W | Internal | Summer | B6 | 300 | 2058 | 2024.7 | 48.8 | 48.81 | 0.01 | 0
2025 | MAPP_CA_2_MISO_W | MAPP_CA | MISO_W | Internal | Summer | B7 | 400 | 2058 | 2058 | 31.77 | 41.83 | 0.01 | 10.05
2025 | MAPP_CA_2_MISO_W | MAPP_CA | MISO_W | Internal | Summer | B8 | 500 | 2058 | 2058 | 31.77 | 31.96 | 0.01 | 0.17
2025 | MAPP_CA_2_MISO_W | MAPP_CA | MISO_W | Internal | Summer | B9 | 800 | 2058 | 340.87 | 29.57 | 29.58 | 0.01 | 0
2025 | MAPP_CA_2_MISO_W | MAPP_CA | MISO_W | Internal | Summer | B10 | 1262 | 2058 | 0 | 29.57 | 26.67 | 0.01 | 0
2025 | MAPP_CA_2_MISO_W | MAPP_CA | MISO_W | Internal | Winter | B16 | 25 | 2058 | 1101.54 | 56.28 | 56.29 | 0.01 | 0
2025 | MAPP_CA_2_MISO_W | MAPP_CA | MISO_W | Internal | Winter | B17 | 100 | 2058 | 1094.82 | 53.69 | 53.7 | 0.01 | 0
2025 | MAPP_CA_2_MISO_W | MAPP_CA | MISO_W | Internal | Winter | B18 | 400 | 2058 | 939.54 | 39.04 | 39.05 | 0.01 | 0
2025 | MAPP_CA_2_MISO_W | MAPP_CA | MISO_W | Internal | Winter | B19 | 700 | 2058 | 0 | 35.48 | 35.46 | 0.01 | 0
2025 | MAPP_CA_2_MISO_W | MAPP_CA | MISO_W | Internal | Winter | B20 | 935 | 2058 | 0 | 35.48 | 30.3 | 0.01 | 0
2025 | MAPP_US_2_MAPP_CA | MAPP_US | MAPP_CA | Internal | Shoulder | B11 | 25 | 230 | 0 | 46.1 | 39.1 | 7 | 0
2025 | MAPP_US_2_MAPP_CA | MAPP_US | MAPP_CA | Internal | Shoulder | B12 | 200 | 230 | 0 | 38.29 | 43.5 | 7 | 0
2025 | MAPP_US_2_MAPP_CA | MAPP_US | MAPP_CA | Internal | Shoulder | B13 | 600 | 230 | 0 | 29.79 | 36.78 | 7 | 0
2025 | MAPP_US_2_MAPP_CA | MAPP_US | MAPP_CA | Internal | Shoulder | B14 | 900 | 230 | 0 | 27.54 | 31.94 | 7 | 0
2025 | MAPP_US_2_MAPP_CA | MAPP_US | MAPP_CA | Internal | Shoulder | B15 | 1203 | 230 | 230 | 23.67 | 31.94 | 7 | 1.28
2025 | MAPP_US_2_MAPP_CA | MAPP_US | MAPP_CA | Internal | Summer | B1 | 10 | 230 | 0 | 62.14 | 55.14 | 7 | 0
2025 | MAPP_US_2_MAPP_CA | MAPP_US | MAPP_CA | Internal | Summer | B2 | 25 | 230 | 0 | 53.03 | 50.9 | 7 | 0
2025 | MAPP_US_2_MAPP_CA | MAPP_US | MAPP_CA | Internal | Summer | B3 | 75 | 230 | 0 | 52.53 | 52.84 | 7 | 0
2025 | MAPP_US_2_MAPP_CA | MAPP_US | MAPP_CA | Internal | Summer | B4 | 100 | 230 | 0 | 51.37 | 51.87 | 7 | 0
2025 | MAPP_US_2_MAPP_CA | MAPP_US | MAPP_CA | Internal | Summer | B5 | 200 | 230 | 0 | 50.94 | 50.94 | 7 | 0
2025 | MAPP_US_2_MAPP_CA | MAPP_US | MAPP_CA | Internal | Summer | B6 | 300 | 230 | 0 | 48.16 | 48.8 | 7 | 0
2025 | MAPP_US_2_MAPP_CA | MAPP_US | MAPP_CA | Internal | Summer | B7 | 400 | 230 | 0 | 37.32 | 31.77 | 7 | 0
2025 | MAPP_US_2_MAPP_CA | MAPP_US | MAPP_CA | Internal | Summer | B8 | 500 | 230 | 0 | 25.38 | 31.77 | 7 | 0
2025 | MAPP_US_2_MAPP_CA | MAPP_US | MAPP_CA | Internal | Summer | B9 | 800 | 230 | 0 | 25.38 | 29.57 | 7 | 0
2025 | MAPP_US_2_MAPP_CA | MAPP_US | MAPP_CA | Internal | Summer | B10 | 1262 | 230 | 0 | 23.67 | 29.57 | 7 | 0
2025 | MAPP_US_2_MAPP_CA | MAPP_US | MAPP_CA | Internal | Winter | B16 | 25 | 230 | 0 | 49.29 | 56.28 | 7 | 0
2025 | MAPP_US_2_MAPP_CA | MAPP_US | MAPP_CA | Internal | Winter | B17 | 100 | 230 | 230 | 43.05 | 53.69 | 7 | 3.64
2025 | MAPP_US_2_MAPP_CA | MAPP_US | MAPP_CA | Internal | Winter | B18 | 400 | 230 | 0 | 32.05 | 39.04 | 7 | 0
2025 | MAPP_US_2_MAPP_CA | MAPP_US | MAPP_CA | Internal | Winter | B19 | 700 | 230 | 0 | 28.97 | 35.48 | 7 | 0
2025 | MAPP_US_2_MAPP_CA | MAPP_US | MAPP_CA | Internal | Winter | B20 | 935 | 230 | 230 | 25.13 | 35.48 | 7 | 3.35
2025 | MAPP_US_2_MISO_W | MAPP_US | MISO_W | Internal | Shoulder | B11 | 25 | 2635 | 92.44 | 46.1 | 53.1 | 7 | 0
2025 | MAPP_US_2_MISO_W | MAPP_US | MISO_W | Internal | Shoulder | B12 | 200 | 2635 | 0 | 38.29 | 43.51 | 7 | 0
2025 | MAPP_US_2_MISO_W | MAPP_US | MISO_W | Internal | Shoulder | B13 | 600 | 2635 | 206.54 | 29.79 | 36.79 | 7 | 0
2025 | MAPP_US_2_MISO_W | MAPP_US | MISO_W | Internal | Shoulder | B14 | 900 | 2635 | 0 | 27.54 | 31.96 | 7 | 0
2025 | MAPP_US_2_MISO_W | MAPP_US | MISO_W | Internal | Shoulder | B15 | 1203 | 2635 | 0 | 23.67 | 28.77 | 7 | 0
2025 | MAPP_US_2_MISO_W | MAPP_US | MISO_W | Internal | Summer | B1 | 10 | 2635 | 1521.53 | 62.14 | 69.14 | 7 | 0
2025 | MAPP_US_2_MISO_W | MAPP_US | MISO_W | Internal | Summer | B2 | 25 | 2635 | 0 | 53.03 | 54.35 | 7 | 0
2025 | MAPP_US_2_MISO_W | MAPP_US | MISO_W | Internal | Summer | B3 | 75 | 2635 | 0 | 52.53 | 52.85 | 7 | 0
2025 | MAPP_US_2_MISO_W | MAPP_US | MISO_W | Internal | Summer | B4 | 100 | 2635 | 0 | 51.37 | 51.89 | 7 | 0
2025 | MAPP_US_2_MISO_W | MAPP_US | MISO_W | Internal | Summer | B5 | 200 | 2635 | 0 | 50.94 | 50.95 | 7 | 0
2025 | MAPP_US_2_MISO_W | MAPP_US | MISO_W | Internal | Summer | B6 | 300 | 2635 | 0 | 48.16 | 48.81 | 7 | 0
2025 | MAPP_US_2_MISO_W | MAPP_US | MISO_W | Internal | Summer | B7 | 400 | 2635 | 0 | 37.32 | 41.83 | 7 | 0
2025 | MAPP_US_2_MISO_W | MAPP_US | MISO_W | Internal | Summer | B8 | 500 | 2635 | 0 | 25.38 | 31.96 | 7 | 0
2025 | MAPP_US_2_MISO_W | MAPP_US | MISO_W | Internal | Summer | B9 | 800 | 2635 | 0 | 25.38 | 29.58 | 7 | 0
2025 | MAPP_US_2_MISO_W | MAPP_US | MISO_W | Internal | Summer | B10 | 1262 | 2635 | 0 | 23.67 | 26.67 | 7 | 0
2025 | MAPP_US_2_MISO_W | MAPP_US | MISO_W | Internal | Winter | B16 | 25 | 2635 | 1652.9 | 49.29 | 56.29 | 7 | 0
2025 | MAPP_US_2_MISO_W | MAPP_US | MISO_W | Internal | Winter | B17 | 100 | 2635 | 2635 | 43.05 | 53.7 | 7 | 3.66
2025 | MAPP_US_2_MISO_W | MAPP_US | MISO_W | Internal | Winter | B18 | 400 | 2635 | 2492.81 | 32.05 | 39.05 | 7 | 0
2025 | MAPP_US_2_MISO_W | MAPP_US | MISO_W | Internal | Winter | B19 | 700 | 2635 | 0 | 28.97 | 35.46 | 7 | 0
2025 | MAPP_US_2_MISO_W | MAPP_US | MISO_W | Internal | Winter | B20 | 935 | 2635 | 0 | 25.13 | 30.3 | 7 | 0
2025 | MAPP_US_2_NE | MAPP_US | NE | Internal | Shoulder | B11 | 25 | 2000 | 2000 | 46.1 | 57.66 | 7 | 4.57
2025 | MAPP_US_2_NE | MAPP_US | NE | Internal | Shoulder | B12 | 200 | 2000 | 1987.9 | 38.29 | 45.29 | 7 | 0
2025 | MAPP_US_2_NE | MAPP_US | NE | Internal | Shoulder | B13 | 600 | 2000 | 1974.68 | 29.79 | 36.79 | 7 | 0
2025 | MAPP_US_2_NE | MAPP_US | NE | Internal | Shoulder | B14 | 900 | 2000 | 1146.92 | 27.54 | 34.54 | 7 | 0
2025 | MAPP_US_2_NE | MAPP_US | NE | Internal | Shoulder | B15 | 1203 | 2000 | 272.48 | 23.67 | 30.67 | 7 | 0
2025 | MAPP_US_2_NE | MAPP_US | NE | Internal | Summer | B1 | 10 | 2000 | 0 | 62.14 | 64.81 | 7 | 0
2025 | MAPP_US_2_NE | MAPP_US | NE | Internal | Summer | B2 | 25 | 2000 | 1720.13 | 53.03 | 60.03 | 7 | 0
2025 | MAPP_US_2_NE | MAPP_US | NE | Internal | Summer | B3 | 75 | 2000 | 1636.65 | 52.53 | 59.53 | 7 | 0
2025 | MAPP_US_2_NE | MAPP_US | NE | Internal | Summer | B4 | 100 | 2000 | 2000 | 51.37 | 58.87 | 7 | 0.5
2025 | MAPP_US_2_NE | MAPP_US | NE | Internal | Summer | B5 | 200 | 2000 | 1846.82 | 50.94 | 57.94 | 7 | 0
2025 | MAPP_US_2_NE | MAPP_US | NE | Internal | Summer | B6 | 300 | 2000 | 1913.12 | 48.16 | 55.16 | 7 | 0
2025 | MAPP_US_2_NE | MAPP_US | NE | Internal | Summer | B7 | 400 | 2000 | 2000 | 37.32 | 48.83 | 7 | 4.52
2025 | MAPP_US_2_NE | MAPP_US | NE | Internal | Summer | B8 | 500 | 2000 | 2000 | 25.38 | 38.94 | 7 | 6.56
2025 | MAPP_US_2_NE | MAPP_US | NE | Internal | Summer | B9 | 800 | 2000 | 2000 | 25.38 | 36.31 | 7 | 3.92
2025 | MAPP_US_2_NE | MAPP_US | NE | Internal | Summer | B10 | 1262 | 2000 | 779.13 | 23.67 | 30.67 | 7 | 0
2025 | MAPP_US_2_NE | MAPP_US | NE | Internal | Winter | B16 | 25 | 2000 | 2000 | 49.29 | 59.05 | 7 | 2.76
2025 | MAPP_US_2_NE | MAPP_US | NE | Internal | Winter | B17 | 100 | 2000 | 0 | 43.05 | 48.7 | 7 | 0
2025 | MAPP_US_2_NE | MAPP_US | NE | Internal | Winter | B18 | 400 | 2000 | 0 | 32.05 | 37.88 | 7 | 0
2025 | MAPP_US_2_NE | MAPP_US | NE | Internal | Winter | B19 | 700 | 2000 | 868.23 | 28.97 | 35.97 | 7 | 0
2025 | MAPP_US_2_NE | MAPP_US | NE | Internal | Winter | B20 | 935 | 2000 | 200.93 | 25.13 | 32.13 | 7 | 0
2025 | MARITIMES_2_NEISO | MARITIMES | NEISO | Internal | Shoulder | B11 | 25 | 99999 | 1720.66 | 23.28 | 23.29 | 0.01 | 0
2025 | MARITIMES_2_NEISO | MARITIMES | NEISO | Internal | Shoulder | B12 | 200 | 99999 | 1717.44 | 23.28 | 23.29 | 0.01 | 0
2025 | MARITIMES_2_NEISO | MARITIMES | NEISO | Internal | Shoulder | B13 | 600 | 99999 | 1704.78 | 23.28 | 23.29 | 0.01 | 0
2025 | MARITIMES_2_NEISO | MARITIMES | NEISO | Internal | Shoulder | B14 | 900 | 99999 | 1682.64 | 23.28 | 23.29 | 0.01 | 0
2025 | MARITIMES_2_NEISO | MARITIMES | NEISO | Internal | Shoulder | B15 | 1203 | 99999 | 648.08 | 23.28 | 23.29 | 0.01 | 0
2025 | MARITIMES_2_NEISO | MARITIMES | NEISO | Internal | Summer | B1 | 10 | 99999 | 1900.1 | 276.77 | 276.78 | 0.01 | 0
2025 | MARITIMES_2_NEISO | MARITIMES | NEISO | Internal | Summer | B2 | 25 | 99999 | 1878.84 | 62.35 | 62.37 | 0.01 | 0
2025 | MARITIMES_2_NEISO | MARITIMES | NEISO | Internal | Summer | B3 | 75 | 99999 | 1836.38 | 40.39 | 40.41 | 0.01 | 0
2025 | MARITIMES_2_NEISO | MARITIMES | NEISO | Internal | Summer | B4 | 100 | 99999 | 1799.97 | 29.19 | 29.2 | 0.01 | 0
2025 | MARITIMES_2_NEISO | MARITIMES | NEISO | Internal | Summer | B5 | 200 | 99999 | 1780.16 | 21.17 | 21.18 | 0.01 | 0
2025 | MARITIMES_2_NEISO | MARITIMES | NEISO | Internal | Summer | B6 | 300 | 99999 | 1757.82 | 21.17 | 21.18 | 0.01 | 0
2025 | MARITIMES_2_NEISO | MARITIMES | NEISO | Internal | Summer | B7 | 400 | 99999 | 1732.23 | 20.11 | 20.12 | 0.01 | 0
2025 | MARITIMES_2_NEISO | MARITIMES | NEISO | Internal | Summer | B8 | 500 | 99999 | 1712.1 | 20.11 | 20.12 | 0.01 | 0
2025 | MARITIMES_2_NEISO | MARITIMES | NEISO | Internal | Summer | B9 | 800 | 99999 | 1687.45 | 20.11 | 20.12 | 0.01 | 0
2025 | MARITIMES_2_NEISO | MARITIMES | NEISO | Internal | Summer | B10 | 1262 | 99999 | 465.06 | 20.11 | 20.12 | 0.01 | 0
2025 | MARITIMES_2_NEISO | MARITIMES | NEISO | Internal | Winter | B16 | 25 | 99999 | 1765.23 | 33.07 | 33.08 | 0.01 | 0
2025 | MARITIMES_2_NEISO | MARITIMES | NEISO | Internal | Winter | B17 | 100 | 99999 | 1747.34 | 33.07 | 33.08 | 0.01 | 0
2025 | MARITIMES_2_NEISO | MARITIMES | NEISO | Internal | Winter | B18 | 400 | 99999 | 1733.65 | 33.07 | 33.08 | 0.01 | 0
2025 | MARITIMES_2_NEISO | MARITIMES | NEISO | Internal | Winter | B19 | 700 | 99999 | 1708.15 | 33.07 | 33.08 | 0.01 | 0
2025 | MARITIMES_2_NEISO | MARITIMES | NEISO | Internal | Winter | B20 | 935 | 99999 | 723.43 | 33.07 | 33.08 | 0.01 | 0
2025 | MISO_IN_2_MISO_MI | MISO_IN | MISO_MI | Internal | Shoulder | B11 | 25 | 5081 | 453.85 | 53.1 | 53.11 | 0.01 | 0
2025 | MISO_IN_2_MISO_MI | MISO_IN | MISO_MI | Internal | Shoulder | B12 | 200 | 5081 | 574.37 | 43.49 | 43.5 | 0.01 | 0
2025 | MISO_IN_2_MISO_MI | MISO_IN | MISO_MI | Internal | Shoulder | B13 | 600 | 5081 | 2064.34 | 36.77 | 36.78 | 0.01 | 0
2025 | MISO_IN_2_MISO_MI | MISO_IN | MISO_MI | Internal | Shoulder | B14 | 900 | 5081 | 2358.9 | 31.93 | 31.94 | 0.01 | 0
2025 | MISO_IN_2_MISO_MI | MISO_IN | MISO_MI | Internal | Shoulder | B15 | 1203 | 5081 | 3145.58 | 28.74 | 28.75 | 0.01 | 0
2025 | MISO_IN_2_MISO_MI | MISO_IN | MISO_MI | Internal | Summer | B1 | 10 | 5081 | 569.41 | 69.14 | 69.15 | 0.01 | 0
2025 | MISO_IN_2_MISO_MI | MISO_IN | MISO_MI | Internal | Summer | B2 | 25 | 5081 | 1971.67 | 54.35 | 54.36 | 0.01 | 0
2025 | MISO_IN_2_MISO_MI | MISO_IN | MISO_MI | Internal | Summer | B3 | 75 | 5081 | 429.33 | 52.83 | 52.84 | 0.01 | 0
2025 | MISO_IN_2_MISO_MI | MISO_IN | MISO_MI | Internal | Summer | B4 | 100 | 5081 | 1238.62 | 51.87 | 51.89 | 0.01 | 0
2025 | MISO_IN_2_MISO_MI | MISO_IN | MISO_MI | Internal | Summer | B5 | 200 | 5081 | 1301.72 | 50.93 | 50.94 | 0.01 | 0
2025 | MISO_IN_2_MISO_MI | MISO_IN | MISO_MI | Internal | Summer | B6 | 300 | 5081 | 451.42 | 48.81 | 48.82 | 0.01 | 0
2025 | MISO_IN_2_MISO_MI | MISO_IN | MISO_MI | Internal | Summer | B7 | 400 | 5081 | 0 | 41.81 | 41.8 | 0.01 | 0
2025 | MISO_IN_2_MISO_MI | MISO_IN | MISO_MI | Internal | Summer | B8 | 500 | 5081 | 2282.81 | 31.93 | 31.94 | 0.01 | 0
2025 | MISO_IN_2_MISO_MI | MISO_IN | MISO_MI | Internal | Summer | B9 | 800 | 5081 | 3270.09 | 29.56 | 29.57 | 0.01 | 0
2025 | MISO_IN_2_MISO_MI | MISO_IN | MISO_MI | Internal | Summer | B10 | 1262 | 5081 | 2759.78 | 26.67 | 26.69 | 0.01 | 0
2025 | MISO_IN_2_MISO_MI | MISO_IN | MISO_MI | Internal | Winter | B16 | 25 | 5081 | 389.66 | 56.29 | 56.3 | 0.01 | 0
2025 | MISO_IN_2_MISO_MI | MISO_IN | MISO_MI | Internal | Winter | B17 | 100 | 5081 | 0 | 53.7 | 53.7 | 0.01 | 0
2025 | MISO_IN_2_MISO_MI | MISO_IN | MISO_MI | Internal | Winter | B18 | 400 | 5081 | 752.52 | 39.05 | 39.06 | 0.01 | 0
2025 | MISO_IN_2_MISO_MI | MISO_IN | MISO_MI | Internal | Winter | B19 | 700 | 5081 | 1293.43 | 35.44 | 35.45 | 0.01 | 0
2025 | MISO_IN_2_MISO_MI | MISO_IN | MISO_MI | Internal | Winter | B20 | 935 | 5081 | 2821.95 | 30.28 | 30.29 | 0.01 | 0
2025 | MISO_IN_2_MISO_MO-IL | MISO_IN | MISO_MO-IL | Internal | Shoulder | B11 | 25 | 9129 | 5765.29 | 53.1 | 53.11 | 0.01 | 0
2025 | MISO_IN_2_MISO_MO-IL | MISO_IN | MISO_MO-IL | Internal | Shoulder | B12 | 200 | 9129 | 5334.61 | 43.49 | 43.5 | 0.01 | 0
2025 | MISO_IN_2_MISO_MO-IL | MISO_IN | MISO_MO-IL | Internal | Shoulder | B13 | 600 | 9129 | 4810.06 | 36.77 | 36.78 | 0.01 | 0
2025 | MISO_IN_2_MISO_MO-IL | MISO_IN | MISO_MO-IL | Internal | Shoulder | B14 | 900 | 9129 | 5145.09 | 31.93 | 31.94 | 0.01 | 0
2025 | MISO_IN_2_MISO_MO-IL | MISO_IN | MISO_MO-IL | Internal | Shoulder | B15 | 1203 | 9129 | 3896.52 | 28.74 | 28.75 | 0.01 | 0
2025 | MISO_IN_2_MISO_MO-IL | MISO_IN | MISO_MO-IL | Internal | Summer | B1 | 10 | 9129 | 5285.41 | 69.14 | 69.15 | 0.01 | 0
2025 | MISO_IN_2_MISO_MO-IL | MISO_IN | MISO_MO-IL | Internal | Summer | B2 | 25 | 9129 | 4436.51 | 54.35 | 54.36 | 0.01 | 0
2025 | MISO_IN_2_MISO_MO-IL | MISO_IN | MISO_MO-IL | Internal | Summer | B3 | 75 | 9129 | 6634.61 | 52.83 | 52.84 | 0.01 | 0
2025 | MISO_IN_2_MISO_MO-IL | MISO_IN | MISO_MO-IL | Internal | Summer | B4 | 100 | 9129 | 4474.07 | 51.87 | 51.89 | 0.01 | 0
2025 | MISO_IN_2_MISO_MO-IL | MISO_IN | MISO_MO-IL | Internal | Summer | B5 | 200 | 9129 | 4955.04 | 50.93 | 50.94 | 0.01 | 0
2025 | MISO_IN_2_MISO_MO-IL | MISO_IN | MISO_MO-IL | Internal | Summer | B6 | 300 | 9129 | 6080.06 | 48.81 | 48.82 | 0.01 | 0
2025 | MISO_IN_2_MISO_MO-IL | MISO_IN | MISO_MO-IL | Internal | Summer | B7 | 400 | 9129 | 8417.4 | 41.81 | 41.82 | 0.01 | 0
2025 | MISO_IN_2_MISO_MO-IL | MISO_IN | MISO_MO-IL | Internal | Summer | B8 | 500 | 9129 | 6615.83 | 31.93 | 31.94 | 0.01 | 0
2025 | MISO_IN_2_MISO_MO-IL | MISO_IN | MISO_MO-IL | Internal | Summer | B9 | 800 | 9129 | 4334.61 | 29.56 | 29.57 | 0.01 | 0
2025 | MISO_IN_2_MISO_MO-IL | MISO_IN | MISO_MO-IL | Internal | Summer | B10 | 1262 | 9129 | 3866.43 | 26.67 | 26.69 | 0.01 | 0
2025 | MISO_IN_2_MISO_MO-IL | MISO_IN | MISO_MO-IL | Internal | Winter | B16 | 25 | 9129 | 1270.84 | 56.29 | 56.3 | 0.01 | 0
2025 | MISO_IN_2_MISO_MO-IL | MISO_IN | MISO_MO-IL | Internal | Winter | B17 | 100 | 9129 | 2396.31 | 53.7 | 53.71 | 0.01 | 0
2025 | MISO_IN_2_MISO_MO-IL | MISO_IN | MISO_MO-IL | Internal | Winter | B18 | 400 | 9129 | 2987.72 | 39.05 | 39.06 | 0.01 | 0
2025 | MISO_IN_2_MISO_MO-IL | MISO_IN | MISO_MO-IL | Internal | Winter | B19 | 700 | 9129 | 4334.04 | 35.44 | 35.45 | 0.01 | 0
2025 | MISO_IN_2_MISO_MO-IL | MISO_IN | MISO_MO-IL | Internal | Winter | B20 | 935 | 9129 | 2761.99 | 30.28 | 30.29 | 0.01 | 0
2025 | MISO_IN_2_NonRTO_Midwest | MISO_IN | NonRTO_Midwest | Internal | Shoulder | B11 | 25 | 4800 | 0 | 53.1 | 59.51 | 8 | 0
2025 | MISO_IN_2_NonRTO_Midwest | MISO_IN | NonRTO_Midwest | Internal | Shoulder | B12 | 200 | 4800 | 1002.58 | 43.49 | 51.49 | 8 | 0
2025 | MISO_IN_2_NonRTO_Midwest | MISO_IN | NonRTO_Midwest | Internal | Shoulder | B13 | 600 | 4800 | 298.83 | 36.77 | 44.77 | 8 | 0
2025 | MISO_IN_2_NonRTO_Midwest | MISO_IN | NonRTO_Midwest | Internal | Shoulder | B14 | 900 | 4800 | 220.6 | 31.93 | 39.93 | 8 | 0
2025 | MISO_IN_2_NonRTO_Midwest | MISO_IN | NonRTO_Midwest | Internal | Shoulder | B15 | 1203 | 4800 | 0 | 28.74 | 31.54 | 8 | 0
2025 | MISO_IN_2_NonRTO_Midwest | MISO_IN | NonRTO_Midwest | Internal | Summer | B1 | 10 | 4800 | 0 | 69.14 | 62.97 | 8 | 0
2025 | MISO_IN_2_NonRTO_Midwest | MISO_IN | NonRTO_Midwest | Internal | Summer | B2 | 25 | 4800 | 0 | 54.35 | 56.98 | 8 | 0
2025 | MISO_IN_2_NonRTO_Midwest | MISO_IN | NonRTO_Midwest | Internal | Summer | B3 | 75 | 4800 | 0 | 52.83 | 56.98 | 8 | 0
2025 | MISO_IN_2_NonRTO_Midwest | MISO_IN | NonRTO_Midwest | Internal | Summer | B4 | 100 | 4800 | 0 | 51.87 | 56.98 | 8 | 0
2025 | MISO_IN_2_NonRTO_Midwest | MISO_IN | NonRTO_Midwest | Internal | Summer | B5 | 200 | 4800 | 0 | 50.93 | 56.98 | 8 | 0
2025 | MISO_IN_2_NonRTO_Midwest | MISO_IN | NonRTO_Midwest | Internal | Summer | B6 | 300 | 4800 | 662.26 | 48.81 | 56.81 | 8 | 0
2025 | MISO_IN_2_NonRTO_Midwest | MISO_IN | NonRTO_Midwest | Internal | Summer | B7 | 400 | 4800 | 15.25 | 41.81 | 49.81 | 8 | 0
2025 | MISO_IN_2_NonRTO_Midwest | MISO_IN | NonRTO_Midwest | Internal | Summer | B8 | 500 | 4800 | 0 | 31.93 | 33.62 | 8 | 0
2025 | MISO_IN_2_NonRTO_Midwest | MISO_IN | NonRTO_Midwest | Internal | Summer | B9 | 800 | 4800 | 0 | 29.56 | 31.8 | 8 | 0
2025 | MISO_IN_2_NonRTO_Midwest | MISO_IN | NonRTO_Midwest | Internal | Summer | B10 | 1262 | 4800 | 0 | 26.67 | 30.49 | 8 | 0
2025 | MISO_IN_2_NonRTO_Midwest | MISO_IN | NonRTO_Midwest | Internal | Winter | B16 | 25 | 4800 | 1770.84 | 56.29 | 64.29 | 8 | 0
2025 | MISO_IN_2_NonRTO_Midwest | MISO_IN | NonRTO_Midwest | Internal | Winter | B17 | 100 | 4800 | 1369.33 | 53.7 | 61.7 | 8 | 0
2025 | MISO_IN_2_NonRTO_Midwest | MISO_IN | NonRTO_Midwest | Internal | Winter | B18 | 400 | 4800 | 437.37 | 39.05 | 47.05 | 8 | 0
2025 | MISO_IN_2_NonRTO_Midwest | MISO_IN | NonRTO_Midwest | Internal | Winter | B19 | 700 | 4800 | 0 | 35.44 | 41 | 8 | 0
2025 | MISO_IN_2_NonRTO_Midwest | MISO_IN | NonRTO_Midwest | Internal | Winter | B20 | 935 | 4800 | 0 | 30.28 | 33.01 | 8 | 0
2025 | MISO_IN_2_PJM_ROR | MISO_IN | PJM_ROR | Internal | Shoulder | B11 | 25 | 992 | 0 | 53.1 | 51.53 | 2 | 0
2025 | MISO_IN_2_PJM_ROR | MISO_IN | PJM_ROR | Internal | Shoulder | B12 | 200 | 992 | 0 | 43.49 | 41.51 | 2 | 0
2025 | MISO_IN_2_PJM_ROR | MISO_IN | PJM_ROR | Internal | Shoulder | B13 | 600 | 992 | 0 | 36.77 | 36.36 | 2 | 0
2025 | MISO_IN_2_PJM_ROR | MISO_IN | PJM_ROR | Internal | Shoulder | B14 | 900 | 992 | 0 | 31.93 | 32.5 | 2 | 0
2025 | MISO_IN_2_PJM_ROR | MISO_IN | PJM_ROR | Internal | Shoulder | B15 | 1203 | 992 | 0 | 28.74 | 28.01 | 2 | 0
2025 | MISO_IN_2_PJM_ROR | MISO_IN | PJM_ROR | Internal | Summer | B1 | 10 | 992 | 725.75 | 69.14 | 71.14 | 2 | 0
2025 | MISO_IN_2_PJM_ROR | MISO_IN | PJM_ROR | Internal | Summer | B2 | 25 | 992 | 183.54 | 54.35 | 56.35 | 2 | 0
2025 | MISO_IN_2_PJM_ROR | MISO_IN | PJM_ROR | Internal | Summer | B3 | 75 | 992 | 410.73 | 52.83 | 54.83 | 2 | 0
2025 | MISO_IN_2_PJM_ROR | MISO_IN | PJM_ROR | Internal | Summer | B4 | 100 | 992 | 0 | 51.87 | 49.89 | 2 | 0
2025 | MISO_IN_2_PJM_ROR | MISO_IN | PJM_ROR | Internal | Summer | B5 | 200 | 992 | 0 | 50.93 | 49.86 | 2 | 0
2025 | MISO_IN_2_PJM_ROR | MISO_IN | PJM_ROR | Internal | Summer | B6 | 300 | 992 | 0 | 48.81 | 48.87 | 2 | 0
2025 | MISO_IN_2_PJM_ROR | MISO_IN | PJM_ROR | Internal | Summer | B7 | 400 | 992 | 0 | 41.81 | 39.83 | 2 | 0
2025 | MISO_IN_2_PJM_ROR | MISO_IN | PJM_ROR | Internal | Summer | B8 | 500 | 992 | 0 | 31.93 | 32.94 | 2 | 0
2025 | MISO_IN_2_PJM_ROR | MISO_IN | PJM_ROR | Internal | Summer | B9 | 800 | 992 | 0 | 29.56 | 28.09 | 2 | 0
2025 | MISO_IN_2_PJM_ROR | MISO_IN | PJM_ROR | Internal | Summer | B10 | 1262 | 992 | 0 | 26.67 | 26.7 | 2 | 0
2025 | MISO_IN_2_PJM_ROR | MISO_IN | PJM_ROR | Internal | Winter | B16 | 25 | 992 | 0 | 56.29 | 57.57 | 2 | 0
2025 | MISO_IN_2_PJM_ROR | MISO_IN | PJM_ROR | Internal | Winter | B17 | 100 | 992 | 493.8 | 53.7 | 55.7 | 2 | 0
2025 | MISO_IN_2_PJM_ROR | MISO_IN | PJM_ROR | Internal | Winter | B18 | 400 | 992 | 618.24 | 39.05 | 41.05 | 2 | 0
2025 | MISO_IN_2_PJM_ROR | MISO_IN | PJM_ROR | Internal | Winter | B19 | 700 | 992 | 0 | 35.44 | 35.58 | 2 | 0
2025 | MISO_IN_2_PJM_ROR | MISO_IN | PJM_ROR | Internal | Winter | B20 | 935 | 992 | 0 | 30.28 | 30.3 | 2 | 0
2025 | MISO_MI_2_IESO | MISO_MI | IESO | Internal | Shoulder | B11 | 25 | 1580 | 0 | 53.11 | 23.13 | 8 | 0
2025 | MISO_MI_2_IESO | MISO_MI | IESO | Internal | Shoulder | B12 | 200 | 1580 | 0 | 43.5 | 26.48 | 8 | 0
2025 | MISO_MI_2_IESO | MISO_MI | IESO | Internal | Shoulder | B13 | 600 | 1580 | 0 | 36.78 | 21.75 | 8 | 0
2025 | MISO_MI_2_IESO | MISO_MI | IESO | Internal | Shoulder | B14 | 900 | 1580 | 0 | 31.94 | 21.75 | 8 | 0
2025 | MISO_MI_2_IESO | MISO_MI | IESO | Internal | Shoulder | B15 | 1203 | 1580 | 0 | 28.75 | 21.75 | 8 | 0
2025 | MISO_MI_2_IESO | MISO_MI | IESO | Internal | Summer | B1 | 10 | 1580 | 0 | 69.15 | 43.9 | 8 | 0
2025 | MISO_MI_2_IESO | MISO_MI | IESO | Internal | Summer | B2 | 25 | 1580 | 0 | 54.36 | 43.9 | 8 | 0
2025 | MISO_MI_2_IESO | MISO_MI | IESO | Internal | Summer | B3 | 75 | 1580 | 0 | 52.84 | 42.84 | 8 | 0
2025 | MISO_MI_2_IESO | MISO_MI | IESO | Internal | Summer | B4 | 100 | 1580 | 0 | 51.89 | 42.84 | 8 | 0
2025 | MISO_MI_2_IESO | MISO_MI | IESO | Internal | Summer | B5 | 200 | 1580 | 0 | 50.94 | 42.46 | 8 | 0
2025 | MISO_MI_2_IESO | MISO_MI | IESO | Internal | Summer | B6 | 300 | 1580 | 0 | 48.82 | 25.38 | 8 | 0
2025 | MISO_MI_2_IESO | MISO_MI | IESO | Internal | Summer | B7 | 400 | 1580 | 0 | 41.8 | 21.7 | 8 | 0
2025 | MISO_MI_2_IESO | MISO_MI | IESO | Internal | Summer | B8 | 500 | 1580 | 0 | 31.94 | 18.46 | 8 | 0
2025 | MISO_MI_2_IESO | MISO_MI | IESO | Internal | Summer | B9 | 800 | 1580 | 0 | 29.57 | 18.46 | 8 | 0
2025 | MISO_MI_2_IESO | MISO_MI | IESO | Internal | Summer | B10 | 1262 | 1580 | 0 | 26.69 | 18.46 | 8 | 0
2025 | MISO_MI_2_IESO | MISO_MI | IESO | Internal | Winter | B16 | 25 | 1580 | 0 | 56.3 | 43.99 | 8 | 0
2025 | MISO_MI_2_IESO | MISO_MI | IESO | Internal | Winter | B17 | 100 | 1580 | 0 | 53.7 | 29.08 | 8 | 0
2025 | MISO_MI_2_IESO | MISO_MI | IESO | Internal | Winter | B18 | 400 | 1580 | 0 | 39.06 | 25.94 | 8 | 0
2025 | MISO_MI_2_IESO | MISO_MI | IESO | Internal | Winter | B19 | 700 | 1580 | 0 | 35.45 | 25.94 | 8 | 0
2025 | MISO_MI_2_IESO | MISO_MI | IESO | Internal | Winter | B20 | 935 | 1580 | 0 | 30.29 | 25.94 | 8 | 0
2025 | MISO_MI_2_MISO_IN | MISO_MI | MISO_IN | Internal | Shoulder | B11 | 25 | 2126 | 0 | 53.11 | 53.1 | 0.01 | 0
2025 | MISO_MI_2_MISO_IN | MISO_MI | MISO_IN | Internal | Shoulder | B12 | 200 | 2126 | 0 | 43.5 | 43.49 | 0.01 | 0
2025 | MISO_MI_2_MISO_IN | MISO_MI | MISO_IN | Internal | Shoulder | B13 | 600 | 2126 | 0 | 36.78 | 36.77 | 0.01 | 0
2025 | MISO_MI_2_MISO_IN | MISO_MI | MISO_IN | Internal | Shoulder | B14 | 900 | 2126 | 0 | 31.94 | 31.93 | 0.01 | 0
2025 | MISO_MI_2_MISO_IN | MISO_MI | MISO_IN | Internal | Shoulder | B15 | 1203 | 2126 | 0 | 28.75 | 28.74 | 0.01 | 0
2025 | MISO_MI_2_MISO_IN | MISO_MI | MISO_IN | Internal | Summer | B1 | 10 | 2126 | 0 | 69.15 | 69.14 | 0.01 | 0
2025 | MISO_MI_2_MISO_IN | MISO_MI | MISO_IN | Internal | Summer | B2 | 25 | 2126 | 0 | 54.36 | 54.35 | 0.01 | 0
2025 | MISO_MI_2_MISO_IN | MISO_MI | MISO_IN | Internal | Summer | B3 | 75 | 2126 | 0 | 52.84 | 52.83 | 0.01 | 0
2025 | MISO_MI_2_MISO_IN | MISO_MI | MISO_IN | Internal | Summer | B4 | 100 | 2126 | 0 | 51.89 | 51.87 | 0.01 | 0
2025 | MISO_MI_2_MISO_IN | MISO_MI | MISO_IN | Internal | Summer | B5 | 200 | 2126 | 0 | 50.94 | 50.93 | 0.01 | 0
2025 | MISO_MI_2_MISO_IN | MISO_MI | MISO_IN | Internal | Summer | B6 | 300 | 2126 | 0 | 48.82 | 48.81 | 0.01 | 0
2025 | MISO_MI_2_MISO_IN | MISO_MI | MISO_IN | Internal | Summer | B7 | 400 | 2126 | 115.08 | 41.8 | 41.81 | 0.01 | 0
2025 | MISO_MI_2_MISO_IN | MISO_MI | MISO_IN | Internal | Summer | B8 | 500 | 2126 | 0 | 31.94 | 31.93 | 0.01 | 0
2025 | MISO_MI_2_MISO_IN | MISO_MI | MISO_IN | Internal | Summer | B9 | 800 | 2126 | 0 | 29.57 | 29.56 | 0.01 | 0
2025 | MISO_MI_2_MISO_IN | MISO_MI | MISO_IN | Internal | Summer | B10 | 1262 | 2126 | 0 | 26.69 | 26.67 | 0.01 | 0
2025 | MISO_MI_2_MISO_IN | MISO_MI | MISO_IN | Internal | Winter | B16 | 25 | 2126 | 0 | 56.3 | 56.29 | 0.01 | 0
2025 | MISO_MI_2_MISO_IN | MISO_MI | MISO_IN | Internal | Winter | B17 | 100 | 2126 | 0 | 53.7 | 53.7 | 0.01 | 0
2025 | MISO_MI_2_MISO_IN | MISO_MI | MISO_IN | Internal | Winter | B18 | 400 | 2126 | 0 | 39.06 | 39.05 | 0.01 | 0
2025 | MISO_MI_2_MISO_IN | MISO_MI | MISO_IN | Internal | Winter | B19 | 700 | 2126 | 0 | 35.45 | 35.44 | 0.01 | 0
2025 | MISO_MI_2_MISO_IN | MISO_MI | MISO_IN | Internal | Winter | B20 | 935 | 2126 | 0 | 30.29 | 30.28 | 0.01 | 0
2025 | MISO_MI_2_MISO_WUMS | MISO_MI | MISO_WUMS | Internal | Shoulder | B11 | 25 | 166 | 0 | 53.11 | 50.39 | 0.01 | 0
2025 | MISO_MI_2_MISO_WUMS | MISO_MI | MISO_WUMS | Internal | Shoulder | B12 | 200 | 166 | 0 | 43.5 | 43.5 | 0.01 | 0
2025 | MISO_MI_2_MISO_WUMS | MISO_MI | MISO_WUMS | Internal | Shoulder | B13 | 600 | 166 | 0 | 36.78 | 36.78 | 0.01 | 0
2025 | MISO_MI_2_MISO_WUMS | MISO_MI | MISO_WUMS | Internal | Shoulder | B14 | 900 | 166 | 0 | 31.94 | 31.94 | 0.01 | 0
2025 | MISO_MI_2_MISO_WUMS | MISO_MI | MISO_WUMS | Internal | Shoulder | B15 | 1203 | 166 | 0 | 28.75 | 28.75 | 0.01 | 0
2025 | MISO_MI_2_MISO_WUMS | MISO_MI | MISO_WUMS | Internal | Summer | B1 | 10 | 166 | 0 | 69.15 | 48.24 | 0.01 | 0
2025 | MISO_MI_2_MISO_WUMS | MISO_MI | MISO_WUMS | Internal | Summer | B2 | 25 | 166 | 0 | 54.36 | 48.24 | 0.01 | 0
2025 | MISO_MI_2_MISO_WUMS | MISO_MI | MISO_WUMS | Internal | Summer | B3 | 75 | 166 | 0 | 52.84 | 48.24 | 0.01 | 0
2025 | MISO_MI_2_MISO_WUMS | MISO_MI | MISO_WUMS | Internal | Summer | B4 | 100 | 166 | 0 | 51.89 | 48.24 | 0.01 | 0
2025 | MISO_MI_2_MISO_WUMS | MISO_MI | MISO_WUMS | Internal | Summer | B5 | 200 | 166 | 0 | 50.94 | 48.24 | 0.01 | 0
2025 | MISO_MI_2_MISO_WUMS | MISO_MI | MISO_WUMS | Internal | Summer | B6 | 300 | 166 | 0 | 48.82 | 48.24 | 0.01 | 0
2025 | MISO_MI_2_MISO_WUMS | MISO_MI | MISO_WUMS | Internal | Summer | B7 | 400 | 166 | 166 | 41.8 | 41.82 | 0.01 | 0.01
2025 | MISO_MI_2_MISO_WUMS | MISO_MI | MISO_WUMS | Internal | Summer | B8 | 500 | 166 | 0 | 31.94 | 31.94 | 0.01 | 0
2025 | MISO_MI_2_MISO_WUMS | MISO_MI | MISO_WUMS | Internal | Summer | B9 | 800 | 166 | 0 | 29.57 | 29.57 | 0.01 | 0
2025 | MISO_MI_2_MISO_WUMS | MISO_MI | MISO_WUMS | Internal | Summer | B10 | 1262 | 166 | 0 | 26.69 | 26.66 | 0.01 | 0
2025 | MISO_MI_2_MISO_WUMS | MISO_MI | MISO_WUMS | Internal | Winter | B16 | 25 | 166 | 0 | 56.3 | 54.55 | 0.01 | 0
2025 | MISO_MI_2_MISO_WUMS | MISO_MI | MISO_WUMS | Internal | Winter | B17 | 100 | 166 | 0 | 53.7 | 53.7 | 0.01 | 0
2025 | MISO_MI_2_MISO_WUMS | MISO_MI | MISO_WUMS | Internal | Winter | B18 | 400 | 166 | 0 | 39.06 | 39.05 | 0.01 | 0
2025 | MISO_MI_2_MISO_WUMS | MISO_MI | MISO_WUMS | Internal | Winter | B19 | 700 | 166 | 0 | 35.45 | 35.45 | 0.01 | 0
2025 | MISO_MI_2_MISO_WUMS | MISO_MI | MISO_WUMS | Internal | Winter | B20 | 935 | 166 | 0 | 30.29 | 30.29 | 0.01 | 0
2025 | MISO_MI_2_PJM_ROR | MISO_MI | PJM_ROR | Internal | Shoulder | B11 | 25 | 1424 | 0 | 53.11 | 51.53 | 2 | 0
2025 | MISO_MI_2_PJM_ROR | MISO_MI | PJM_ROR | Internal | Shoulder | B12 | 200 | 1424 | 0 | 43.5 | 41.51 | 2 | 0
2025 | MISO_MI_2_PJM_ROR | MISO_MI | PJM_ROR | Internal | Shoulder | B13 | 600 | 1424 | 0 | 36.78 | 36.36 | 2 | 0
2025 | MISO_MI_2_PJM_ROR | MISO_MI | PJM_ROR | Internal | Shoulder | B14 | 900 | 1424 | 0 | 31.94 | 32.5 | 2 | 0
2025 | MISO_MI_2_PJM_ROR | MISO_MI | PJM_ROR | Internal | Shoulder | B15 | 1203 | 1424 | 0 | 28.75 | 28.01 | 2 | 0
2025 | MISO_MI_2_PJM_ROR | MISO_MI | PJM_ROR | Internal | Summer | B1 | 10 | 1424 | 0 | 69.15 | 71.14 | 2 | 0
2025 | MISO_MI_2_PJM_ROR | MISO_MI | PJM_ROR | Internal | Summer | B2 | 25 | 1424 | 0 | 54.36 | 56.35 | 2 | 0
2025 | MISO_MI_2_PJM_ROR | MISO_MI | PJM_ROR | Internal | Summer | B3 | 75 | 1424 | 0 | 52.84 | 54.83 | 2 | 0
2025 | MISO_MI_2_PJM_ROR | MISO_MI | PJM_ROR | Internal | Summer | B4 | 100 | 1424 | 0 | 51.89 | 49.89 | 2 | 0
2025 | MISO_MI_2_PJM_ROR | MISO_MI | PJM_ROR | Internal | Summer | B5 | 200 | 1424 | 0 | 50.94 | 49.86 | 2 | 0
2025 | MISO_MI_2_PJM_ROR | MISO_MI | PJM_ROR | Internal | Summer | B6 | 300 | 1424 | 0 | 48.82 | 48.87 | 2 | 0
2025 | MISO_MI_2_PJM_ROR | MISO_MI | PJM_ROR | Internal | Summer | B7 | 400 | 1424 | 0 | 41.8 | 39.83 | 2 | 0
2025 | MISO_MI_2_PJM_ROR | MISO_MI | PJM_ROR | Internal | Summer | B8 | 500 | 1424 | 0 | 31.94 | 32.94 | 2 | 0
2025 | MISO_MI_2_PJM_ROR | MISO_MI | PJM_ROR | Internal | Summer | B9 | 800 | 1424 | 0 | 29.57 | 28.09 | 2 | 0
2025 | MISO_MI_2_PJM_ROR | MISO_MI | PJM_ROR | Internal | Summer | B10 | 1262 | 1424 | 0 | 26.69 | 26.7 | 2 | 0
2025 | MISO_MI_2_PJM_ROR | MISO_MI | PJM_ROR | Internal | Winter | B16 | 25 | 1424 | 0 | 56.3 | 57.57 | 2 | 0
2025 | MISO_MI_2_PJM_ROR | MISO_MI | PJM_ROR | Internal | Winter | B17 | 100 | 1424 | 347.88 | 53.7 | 55.7 | 2 | 0
2025 | MISO_MI_2_PJM_ROR | MISO_MI | PJM_ROR | Internal | Winter | B18 | 400 | 1424 | 0 | 39.06 | 41.05 | 2 | 0
2025 | MISO_MI_2_PJM_ROR | MISO_MI | PJM_ROR | Internal | Winter | B19 | 700 | 1424 | 0 | 35.45 | 35.58 | 2 | 0
2025 | MISO_MI_2_PJM_ROR | MISO_MI | PJM_ROR | Internal | Winter | B20 | 935 | 1424 | 0 | 30.29 | 30.3 | 2 | 0
2025 | MISO_MO-IL_2_ENT | MISO_MO-IL | ENT | Internal | Shoulder | B11 | 25 | 2540 | 1504.98 | 53.11 | 61.11 | 8 | 0
2025 | MISO_MO-IL_2_ENT | MISO_MO-IL | ENT | Internal | Shoulder | B12 | 200 | 2540 | 0 | 43.5 | 50.3 | 8 | 0
2025 | MISO_MO-IL_2_ENT | MISO_MO-IL | ENT | Internal | Shoulder | B13 | 600 | 2540 | 0 | 36.78 | 35.03 | 8 | 0
2025 | MISO_MO-IL_2_ENT | MISO_MO-IL | ENT | Internal | Shoulder | B14 | 900 | 2540 | 0 | 31.94 | 30.09 | 8 | 0
2025 | MISO_MO-IL_2_ENT | MISO_MO-IL | ENT | Internal | Shoulder | B15 | 1203 | 2540 | 0 | 28.75 | 29.2 | 8 | 0
2025 | MISO_MO-IL_2_ENT | MISO_MO-IL | ENT | Internal | Summer | B1 | 10 | 2540 | 0 | 69.15 | 67.17 | 8 | 0
2025 | MISO_MO-IL_2_ENT | MISO_MO-IL | ENT | Internal | Summer | B2 | 25 | 2540 | 0 | 54.36 | 61 | 8 | 0
2025 | MISO_MO-IL_2_ENT | MISO_MO-IL | ENT | Internal | Summer | B3 | 75 | 2540 | 2279.61 | 52.84 | 60.84 | 8 | 0
2025 | MISO_MO-IL_2_ENT | MISO_MO-IL | ENT | Internal | Summer | B4 | 100 | 2540 | 2401.96 | 51.89 | 59.89 | 8 | 0
2025 | MISO_MO-IL_2_ENT | MISO_MO-IL | ENT | Internal | Summer | B5 | 200 | 2540 | 1368.37 | 50.94 | 58.94 | 8 | 0
2025 | MISO_MO-IL_2_ENT | MISO_MO-IL | ENT | Internal | Summer | B6 | 300 | 2540 | 1737.49 | 48.82 | 56.82 | 8 | 0
2025 | MISO_MO-IL_2_ENT | MISO_MO-IL | ENT | Internal | Summer | B7 | 400 | 2540 | 1312.19 | 41.82 | 49.82 | 8 | 0
2025 | MISO_MO-IL_2_ENT | MISO_MO-IL | ENT | Internal | Summer | B8 | 500 | 2540 | 1860.01 | 31.94 | 39.94 | 8 | 0
2025 | MISO_MO-IL_2_ENT | MISO_MO-IL | ENT | Internal | Summer | B9 | 800 | 2540 | 0 | 29.57 | 33.45 | 8 | 0
2025 | MISO_MO-IL_2_ENT | MISO_MO-IL | ENT | Internal | Summer | B10 | 1262 | 2540 | 0 | 26.69 | 27.68 | 8 | 0
2025 | MISO_MO-IL_2_ENT | MISO_MO-IL | ENT | Internal | Winter | B16 | 25 | 2540 | 0 | 56.3 | 63.89 | 8 | 0
2025 | MISO_MO-IL_2_ENT | MISO_MO-IL | ENT | Internal | Winter | B17 | 100 | 2540 | 0 | 53.71 | 53.7 | 8 | 0
2025 | MISO_MO-IL_2_ENT | MISO_MO-IL | ENT | Internal | Winter | B18 | 400 | 2540 | 0 | 39.06 | 38.59 | 8 | 0
2025 | MISO_MO-IL_2_ENT | MISO_MO-IL | ENT | Internal | Winter | B19 | 700 | 2540 | 0 | 35.45 | 33.77 | 8 | 0
2025 | MISO_MO-IL_2_ENT | MISO_MO-IL | ENT | Internal | Winter | B20 | 935 | 2540 | 0 | 30.29 | 32.19 | 8 | 0
2025 | MISO_MO-IL_2_MISO_IN | MISO_MO-IL | MISO_IN | Internal | Shoulder | B11 | 25 | 6229 | 0 | 53.11 | 53.1 | 0.01 | 0
2025 | MISO_MO-IL_2_MISO_IN | MISO_MO-IL | MISO_IN | Internal | Shoulder | B12 | 200 | 6229 | 0 | 43.5 | 43.49 | 0.01 | 0
2025 | MISO_MO-IL_2_MISO_IN | MISO_MO-IL | MISO_IN | Internal | Shoulder | B13 | 600 | 6229 | 0 | 36.78 | 36.77 | 0.01 | 0
2025 | MISO_MO-IL_2_MISO_IN | MISO_MO-IL | MISO_IN | Internal | Shoulder | B14 | 900 | 6229 | 0 | 31.94 | 31.93 | 0.01 | 0
2025 | MISO_MO-IL_2_MISO_IN | MISO_MO-IL | MISO_IN | Internal | Shoulder | B15 | 1203 | 6229 | 0 | 28.75 | 28.74 | 0.01 | 0
2025 | MISO_MO-IL_2_MISO_IN | MISO_MO-IL | MISO_IN | Internal | Summer | B1 | 10 | 6229 | 0 | 69.15 | 69.14 | 0.01 | 0
2025 | MISO_MO-IL_2_MISO_IN | MISO_MO-IL | MISO_IN | Internal | Summer | B2 | 25 | 6229 | 0 | 54.36 | 54.35 | 0.01 | 0
2025 | MISO_MO-IL_2_MISO_IN | MISO_MO-IL | MISO_IN | Internal | Summer | B3 | 75 | 6229 | 0 | 52.84 | 52.83 | 0.01 | 0
2025 | MISO_MO-IL_2_MISO_IN | MISO_MO-IL | MISO_IN | Internal | Summer | B4 | 100 | 6229 | 0 | 51.89 | 51.87 | 0.01 | 0
2025 | MISO_MO-IL_2_MISO_IN | MISO_MO-IL | MISO_IN | Internal | Summer | B5 | 200 | 6229 | 0 | 50.94 | 50.93 | 0.01 | 0
2025 | MISO_MO-IL_2_MISO_IN | MISO_MO-IL | MISO_IN | Internal | Summer | B6 | 300 | 6229 | 0 | 48.82 | 48.81 | 0.01 | 0
2025 | MISO_MO-IL_2_MISO_IN | MISO_MO-IL | MISO_IN | Internal | Summer | B7 | 400 | 6229 | 0 | 41.82 | 41.81 | 0.01 | 0
2025 | MISO_MO-IL_2_MISO_IN | MISO_MO-IL | MISO_IN | Internal | Summer | B8 | 500 | 6229 | 0 | 31.94 | 31.93 | 0.01 | 0
2025 | MISO_MO-IL_2_MISO_IN | MISO_MO-IL | MISO_IN | Internal | Summer | B9 | 800 | 6229 | 0 | 29.57 | 29.56 | 0.01 | 0
2025 | MISO_MO-IL_2_MISO_IN | MISO_MO-IL | MISO_IN | Internal | Summer | B10 | 1262 | 6229 | 0 | 26.69 | 26.67 | 0.01 | 0
2025 | MISO_MO-IL_2_MISO_IN | MISO_MO-IL | MISO_IN | Internal | Winter | B16 | 25 | 6229 | 0 | 56.3 | 56.29 | 0.01 | 0
2025 | MISO_MO-IL_2_MISO_IN | MISO_MO-IL | MISO_IN | Internal | Winter | B17 | 100 | 6229 | 0 | 53.71 | 53.7 | 0.01 | 0
2025 | MISO_MO-IL_2_MISO_IN | MISO_MO-IL | MISO_IN | Internal | Winter | B18 | 400 | 6229 | 0 | 39.06 | 39.05 | 0.01 | 0
2025 | MISO_MO-IL_2_MISO_IN | MISO_MO-IL | MISO_IN | Internal | Winter | B19 | 700 | 6229 | 0 | 35.45 | 35.44 | 0.01 | 0
2025 | MISO_MO-IL_2_MISO_IN | MISO_MO-IL | MISO_IN | Internal | Winter | B20 | 935 | 6229 | 0 | 30.29 | 30.28 | 0.01 | 0
2025 | MISO_MO-IL_2_MISO_W | MISO_MO-IL | MISO_W | Internal | Shoulder | B11 | 25 | 5033 | 0 | 53.11 | 53.1 | 0.01 | 0
2025 | MISO_MO-IL_2_MISO_W | MISO_MO-IL | MISO_W | Internal | Shoulder | B12 | 200 | 5033 | 449.08 | 43.5 | 43.51 | 0.01 | 0
2025 | MISO_MO-IL_2_MISO_W | MISO_MO-IL | MISO_W | Internal | Shoulder | B13 | 600 | 5033 | 238.46 | 36.78 | 36.79 | 0.01 | 0
2025 | MISO_MO-IL_2_MISO_W | MISO_MO-IL | MISO_W | Internal | Shoulder | B14 | 900 | 5033 | 1271.03 | 31.94 | 31.96 | 0.01 | 0
2025 | MISO_MO-IL_2_MISO_W | MISO_MO-IL | MISO_W | Internal | Shoulder | B15 | 1203 | 5033 | 301.97 | 28.75 | 28.77 | 0.01 | 0
2025 | MISO_MO-IL_2_MISO_W | MISO_MO-IL | MISO_W | Internal | Summer | B1 | 10 | 5033 | 0 | 69.15 | 69.14 | 0.01 | 0
2025 | MISO_MO-IL_2_MISO_W | MISO_MO-IL | MISO_W | Internal | Summer | B2 | 25 | 5033 | 0 | 54.36 | 54.35 | 0.01 | 0
2025 | MISO_MO-IL_2_MISO_W | MISO_MO-IL | MISO_W | Internal | Summer | B3 | 75 | 5033 | 334.35 | 52.84 | 52.85 | 0.01 | 0
2025 | MISO_MO-IL_2_MISO_W | MISO_MO-IL | MISO_W | Internal | Summer | B4 | 100 | 5033 | 0 | 51.89 | 51.89 | 0.01 | 0
2025 | MISO_MO-IL_2_MISO_W | MISO_MO-IL | MISO_W | Internal | Summer | B5 | 200 | 5033 | 1151.3 | 50.94 | 50.95 | 0.01 | 0
2025 | MISO_MO-IL_2_MISO_W | MISO_MO-IL | MISO_W | Internal | Summer | B6 | 300 | 5033 | 0 | 48.82 | 48.81 | 0.01 | 0
2025 | MISO_MO-IL_2_MISO_W | MISO_MO-IL | MISO_W | Internal | Summer | B7 | 400 | 5033 | 2762.03 | 41.82 | 41.83 | 0.01 | 0
2025 | MISO_MO-IL_2_MISO_W | MISO_MO-IL | MISO_W | Internal | Summer | B8 | 500 | 5033 | 1113.07 | 31.94 | 31.96 | 0.01 | 0
2025 | MISO_MO-IL_2_MISO_W | MISO_MO-IL | MISO_W | Internal | Summer | B9 | 800 | 5033 | 805.94 | 29.57 | 29.58 | 0.01 | 0
2025 | MISO_MO-IL_2_MISO_W | MISO_MO-IL | MISO_W | Internal | Summer | B10 | 1262 | 5033 | 0 | 26.69 | 26.67 | 0.01 | 0
2025 | MISO_MO-IL_2_MISO_W | MISO_MO-IL | MISO_W | Internal | Winter | B16 | 25 | 5033 | 0 | 56.3 | 56.29 | 0.01 | 0
2025 | MISO_MO-IL_2_MISO_W | MISO_MO-IL | MISO_W | Internal | Winter | B17 | 100 | 5033 | 0 | 53.71 | 53.7 | 0.01 | 0
2025 | MISO_MO-IL_2_MISO_W | MISO_MO-IL | MISO_W | Internal | Winter | B18 | 400 | 5033 | 0 | 39.06 | 39.05 | 0.01 | 0
2025 | MISO_MO-IL_2_MISO_W | MISO_MO-IL | MISO_W | Internal | Winter | B19 | 700 | 5033 | 1719.58 | 35.45 | 35.46 | 0.01 | 0
2025 | MISO_MO-IL_2_MISO_W | MISO_MO-IL | MISO_W | Internal | Winter | B20 | 935 | 5033 | 717.37 | 30.29 | 30.3 | 0.01 | 0
2025 | MISO_MO-IL_2_PJM_ROR | MISO_MO-IL | PJM_ROR | Internal | Shoulder | B11 | 25 | 1212 | 0 | 53.11 | 51.53 | 2 | 0
2025 | MISO_MO-IL_2_PJM_ROR | MISO_MO-IL | PJM_ROR | Internal | Shoulder | B12 | 200 | 1212 | 0 | 43.5 | 41.51 | 2 | 0
2025 | MISO_MO-IL_2_PJM_ROR | MISO_MO-IL | PJM_ROR | Internal | Shoulder | B13 | 600 | 1212 | 0 | 36.78 | 36.36 | 2 | 0
2025 | MISO_MO-IL_2_PJM_ROR | MISO_MO-IL | PJM_ROR | Internal | Shoulder | B14 | 900 | 1212 | 0 | 31.94 | 32.5 | 2 | 0
2025 | MISO_MO-IL_2_PJM_ROR | MISO_MO-IL | PJM_ROR | Internal | Shoulder | B15 | 1203 | 1212 | 0 | 28.75 | 28.01 | 2 | 0
2025 | MISO_MO-IL_2_PJM_ROR | MISO_MO-IL | PJM_ROR | Internal | Summer | B1 | 10 | 1212 | 0 | 69.15 | 71.14 | 2 | 0
2025 | MISO_MO-IL_2_PJM_ROR | MISO_MO-IL | PJM_ROR | Internal | Summer | B2 | 25 | 1212 | 0 | 54.36 | 56.35 | 2 | 0
2025 | MISO_MO-IL_2_PJM_ROR | MISO_MO-IL | PJM_ROR | Internal | Summer | B3 | 75 | 1212 | 0 | 52.84 | 54.83 | 2 | 0
2025 | MISO_MO-IL_2_PJM_ROR | MISO_MO-IL | PJM_ROR | Internal | Summer | B4 | 100 | 1212 | 0 | 51.89 | 49.89 | 2 | 0
2025 | MISO_MO-IL_2_PJM_ROR | MISO_MO-IL | PJM_ROR | Internal | Summer | B5 | 200 | 1212 | 0 | 50.94 | 49.86 | 2 | 0
2025 | MISO_MO-IL_2_PJM_ROR | MISO_MO-IL | PJM_ROR | Internal | Summer | B6 | 300 | 1212 | 0 | 48.82 | 48.87 | 2 | 0
2025 | MISO_MO-IL_2_PJM_ROR | MISO_MO-IL | PJM_ROR | Internal | Summer | B7 | 400 | 1212 | 0 | 41.82 | 39.83 | 2 | 0
2025 | MISO_MO-IL_2_PJM_ROR | MISO_MO-IL | PJM_ROR | Internal | Summer | B8 | 500 | 1212 | 0 | 31.94 | 32.94 | 2 | 0
2025 | MISO_MO-IL_2_PJM_ROR | MISO_MO-IL | PJM_ROR | Internal | Summer | B9 | 800 | 1212 | 0 | 29.57 | 28.09 | 2 | 0
2025 | MISO_MO-IL_2_PJM_ROR | MISO_MO-IL | PJM_ROR | Internal | Summer | B10 | 1262 | 1212 | 0 | 26.69 | 26.7 | 2 | 0
2025 | MISO_MO-IL_2_PJM_ROR | MISO_MO-IL | PJM_ROR | Internal | Winter | B16 | 25 | 1212 | 0 | 56.3 | 57.57 | 2 | 0
2025 | MISO_MO-IL_2_PJM_ROR | MISO_MO-IL | PJM_ROR | Internal | Winter | B17 | 100 | 1212 | 0 | 53.71 | 55.7 | 2 | 0
2025 | MISO_MO-IL_2_PJM_ROR | MISO_MO-IL | PJM_ROR | Internal | Winter | B18 | 400 | 1212 | 0 | 39.06 | 41.05 | 2 | 0
2025 | MISO_MO-IL_2_PJM_ROR | MISO_MO-IL | PJM_ROR | Internal | Winter | B19 | 700 | 1212 | 0 | 35.45 | 35.58 | 2 | 0
2025 | MISO_MO-IL_2_PJM_ROR | MISO_MO-IL | PJM_ROR | Internal | Winter | B20 | 935 | 1212 | 0 | 30.29 | 30.3 | 2 | 0
2025 | MISO_MO-IL_2_TVA_Transmission | MISO_MO-IL | TVA_Transmission | Internal | Shoulder | B11 | 25 | 4000 | 0 | 53.11 | 57.53 | 8 | 0
2025 | MISO_MO-IL_2_TVA_Transmission | MISO_MO-IL | TVA_Transmission | Internal | Shoulder | B12 | 200 | 4000 | 0 | 43.5 | 47.51 | 8 | 0
2025 | MISO_MO-IL_2_TVA_Transmission | MISO_MO-IL | TVA_Transmission | Internal | Shoulder | B13 | 600 | 4000 | 0 | 36.78 | 39.39 | 8 | 0
2025 | MISO_MO-IL_2_TVA_Transmission | MISO_MO-IL | TVA_Transmission | Internal | Shoulder | B14 | 900 | 4000 | 0 | 31.94 | 36.52 | 8 | 0
2025 | MISO_MO-IL_2_TVA_Transmission | MISO_MO-IL | TVA_Transmission | Internal | Shoulder | B15 | 1203 | 4000 | 0 | 28.75 | 34.01 | 8 | 0
2025 | MISO_MO-IL_2_TVA_Transmission | MISO_MO-IL | TVA_Transmission | Internal | Summer | B1 | 10 | 4000 | 0 | 69.15 | 70.97 | 8 | 0
2025 | MISO_MO-IL_2_TVA_Transmission | MISO_MO-IL | TVA_Transmission | Internal | Summer | B2 | 25 | 4000 | 0 | 54.36 | 62.35 | 8 | 0
2025 | MISO_MO-IL_2_TVA_Transmission | MISO_MO-IL | TVA_Transmission | Internal | Summer | B3 | 75 | 4000 | 0 | 52.84 | 60.83 | 8 | 0
2025 | MISO_MO-IL_2_TVA_Transmission | MISO_MO-IL | TVA_Transmission | Internal | Summer | B4 | 100 | 4000 | 0 | 51.89 | 55.89 | 8 | 0
2025 | MISO_MO-IL_2_TVA_Transmission | MISO_MO-IL | TVA_Transmission | Internal | Summer | B5 | 200 | 4000 | 0 | 50.94 | 55.66 | 8 | 0
2025 | MISO_MO-IL_2_TVA_Transmission | MISO_MO-IL | TVA_Transmission | Internal | Summer | B6 | 300 | 4000 | 0 | 48.82 | 54.87 | 8 | 0
2025 | MISO_MO-IL_2_TVA_Transmission | MISO_MO-IL | TVA_Transmission | Internal | Summer | B7 | 400 | 4000 | 0 | 41.82 | 47.22 | 8 | 0
2025 | MISO_MO-IL_2_TVA_Transmission | MISO_MO-IL | TVA_Transmission | Internal | Summer | B8 | 500 | 4000 | 0 | 31.94 | 38.94 | 8 | 0
2025 | MISO_MO-IL_2_TVA_Transmission | MISO_MO-IL | TVA_Transmission | Internal | Summer | B9 | 800 | 4000 | 0 | 29.57 | 33.53 | 8 | 0
2025 | MISO_MO-IL_2_TVA_Transmission | MISO_MO-IL | TVA_Transmission | Internal | Summer | B10 | 1262 | 4000 | 0 | 26.69 | 31.08 | 8 | 0
2025 | MISO_MO-IL_2_TVA_Transmission | MISO_MO-IL | TVA_Transmission | Internal | Winter | B16 | 25 | 4000 | 0 | 56.3 | 62.86 | 8 | 0
2025 | MISO_MO-IL_2_TVA_Transmission | MISO_MO-IL | TVA_Transmission | Internal | Winter | B17 | 100 | 4000 | 0 | 53.71 | 61.7 | 8 | 0
2025 | MISO_MO-IL_2_TVA_Transmission | MISO_MO-IL | TVA_Transmission | Internal | Winter | B18 | 400 | 4000 | 0 | 39.06 | 42.54 | 8 | 0
2025 | MISO_MO-IL_2_TVA_Transmission | MISO_MO-IL | TVA_Transmission | Internal | Winter | B19 | 700 | 4000 | 0 | 35.45 | 39.48 | 8 | 0
2025 | MISO_MO-IL_2_TVA_Transmission | MISO_MO-IL | TVA_Transmission | Internal | Winter | B20 | 935 | 4000 | 0 | 30.29 | 36.3 | 8 | 0
2025 | MISO_W_2_IESO | MISO_W | IESO | Internal | Shoulder | B11 | 25 | 164 | 0 | 53.1 | 23.13 | 8 | 0
2025 | MISO_W_2_IESO | MISO_W | IESO | Internal | Shoulder | B12 | 200 | 164 | 0 | 43.51 | 26.48 | 8 | 0
2025 | MISO_W_2_IESO | MISO_W | IESO | Internal | Shoulder | B13 | 600 | 164 | 0 | 36.79 | 21.75 | 8 | 0
2025 | MISO_W_2_IESO | MISO_W | IESO | Internal | Shoulder | B14 | 900 | 164 | 0 | 31.96 | 21.75 | 8 | 0
2025 | MISO_W_2_IESO | MISO_W | IESO | Internal | Shoulder | B15 | 1203 | 164 | 0 | 28.77 | 21.75 | 8 | 0
2025 | MISO_W_2_IESO | MISO_W | IESO | Internal | Summer | B1 | 10 | 164 | 0 | 69.14 | 43.9 | 8 | 0
2025 | MISO_W_2_IESO | MISO_W | IESO | Internal | Summer | B2 | 25 | 164 | 0 | 54.35 | 43.9 | 8 | 0
2025 | MISO_W_2_IESO | MISO_W | IESO | Internal | Summer | B3 | 75 | 164 | 0 | 52.85 | 42.84 | 8 | 0
2025 | MISO_W_2_IESO | MISO_W | IESO | Internal | Summer | B4 | 100 | 164 | 0 | 51.89 | 42.84 | 8 | 0
2025 | MISO_W_2_IESO | MISO_W | IESO | Internal | Summer | B5 | 200 | 164 | 0 | 50.95 | 42.46 | 8 | 0
2025 | MISO_W_2_IESO | MISO_W | IESO | Internal | Summer | B6 | 300 | 164 | 0 | 48.81 | 25.38 | 8 | 0
2025 | MISO_W_2_IESO | MISO_W | IESO | Internal | Summer | B7 | 400 | 164 | 0 | 41.83 | 21.7 | 8 | 0
2025 | MISO_W_2_IESO | MISO_W | IESO | Internal | Summer | B8 | 500 | 164 | 0 | 31.96 | 18.46 | 8 | 0
2025 | MISO_W_2_IESO | MISO_W | IESO | Internal | Summer | B9 | 800 | 164 | 0 | 29.58 | 18.46 | 8 | 0
2025 | MISO_W_2_IESO | MISO_W | IESO | Internal | Summer | B10 | 1262 | 164 | 0 | 26.67 | 18.46 | 8 | 0
2025 | MISO_W_2_IESO | MISO_W | IESO | Internal | Winter | B16 | 25 | 164 | 0 | 56.29 | 43.99 | 8 | 0
2025 | MISO_W_2_IESO | MISO_W | IESO | Internal | Winter | B17 | 100 | 164 | 0 | 53.7 | 29.08 | 8 | 0
2025 | MISO_W_2_IESO | MISO_W | IESO | Internal | Winter | B18 | 400 | 164 | 0 | 39.05 | 25.94 | 8 | 0
2025 | MISO_W_2_IESO | MISO_W | IESO | Internal | Winter | B19 | 700 | 164 | 0 | 35.46 | 25.94 | 8 | 0
2025 | MISO_W_2_IESO | MISO_W | IESO | Internal | Winter | B20 | 935 | 164 | 0 | 30.3 | 25.94 | 8 | 0
2025 | MISO_W_2_MAPP_CA | MISO_W | MAPP_CA | Internal | Shoulder | B11 | 25 | 788 | 0 | 53.1 | 39.1 | 0.01 | 0
2025 | MISO_W_2_MAPP_CA | MISO_W | MAPP_CA | Internal | Shoulder | B12 | 200 | 788 | 0 | 43.51 | 43.5 | 0.01 | 0
2025 | MISO_W_2_MAPP_CA | MISO_W | MAPP_CA | Internal | Shoulder | B13 | 600 | 788 | 0 | 36.79 | 36.78 | 0.01 | 0
2025 | MISO_W_2_MAPP_CA | MISO_W | MAPP_CA | Internal | Shoulder | B14 | 900 | 788 | 0 | 31.96 | 31.94 | 0.01 | 0
2025 | MISO_W_2_MAPP_CA | MISO_W | MAPP_CA | Internal | Shoulder | B15 | 1203 | 788 | 788 | 28.77 | 31.94 | 0.01 | 3.17
2025 | MISO_W_2_MAPP_CA | MISO_W | MAPP_CA | Internal | Summer | B1 | 10 | 788 | 0 | 69.14 | 55.14 | 0.01 | 0
2025 | MISO_W_2_MAPP_CA | MISO_W | MAPP_CA | Internal | Summer | B2 | 25 | 788 | 0 | 54.35 | 50.9 | 0.01 | 0
2025 | MISO_W_2_MAPP_CA | MISO_W | MAPP_CA | Internal | Summer | B3 | 75 | 788 | 0 | 52.85 | 52.84 | 0.01 | 0
2025 | MISO_W_2_MAPP_CA | MISO_W | MAPP_CA | Internal | Summer | B4 | 100 | 788 | 0 | 51.89 | 51.87 | 0.01 | 0
2025 | MISO_W_2_MAPP_CA | MISO_W | MAPP_CA | Internal | Summer | B5 | 200 | 788 | 0 | 50.95 | 50.94 | 0.01 | 0
2025 | MISO_W_2_MAPP_CA | MISO_W | MAPP_CA | Internal | Summer | B6 | 300 | 788 | 0 | 48.81 | 48.8 | 0.01 | 0
2025 | MISO_W_2_MAPP_CA | MISO_W | MAPP_CA | Internal | Summer | B7 | 400 | 788 | 0 | 41.83 | 31.77 | 0.01 | 0
2025 | MISO_W_2_MAPP_CA | MISO_W | MAPP_CA | Internal | Summer | B8 | 500 | 788 | 0 | 31.96 | 31.77 | 0.01 | 0
2025 | MISO_W_2_MAPP_CA | MISO_W | MAPP_CA | Internal | Summer | B9 | 800 | 788 | 0 | 29.58 | 29.57 | 0.01 | 0
2025 | MISO_W_2_MAPP_CA | MISO_W | MAPP_CA | Internal | Summer | B10 | 1262 | 788 | 788 | 26.67 | 29.57 | 0.01 | 2.88
2025 | MISO_W_2_MAPP_CA | MISO_W | MAPP_CA | Internal | Winter | B16 | 25 | 788 | 0 | 56.29 | 56.28 | 0.01 | 0
2025 | MISO_W_2_MAPP_CA | MISO_W | MAPP_CA | Internal | Winter | B17 | 100 | 788 | 0 | 53.7 | 53.69 | 0.01 | 0
2025 | MISO_W_2_MAPP_CA | MISO_W | MAPP_CA | Internal | Winter | B18 | 400 | 788 | 0 | 39.05 | 39.04 | 0.01 | 0
2025 | MISO_W_2_MAPP_CA | MISO_W | MAPP_CA | Internal | Winter | B19 | 700 | 788 | 398.52 | 35.46 | 35.48 | 0.01 | 0
2025 | MISO_W_2_MAPP_CA | MISO_W | MAPP_CA | Internal | Winter | B20 | 935 | 788 | 788 | 30.3 | 35.48 | 0.01 | 5.16
2025 | MISO_W_2_MISO_MO-IL | MISO_W | MISO_MO-IL | Internal | Shoulder | B11 | 25 | 7873 | 223.95 | 53.1 | 53.11 | 0.01 | 0
2025 | MISO_W_2_MISO_MO-IL | MISO_W | MISO_MO-IL | Internal | Shoulder | B12 | 200 | 7873 | 0 | 43.51 | 43.5 | 0.01 | 0
2025 | MISO_W_2_MISO_MO-IL | MISO_W | MISO_MO-IL | Internal | Shoulder | B13 | 600 | 7873 | 0 | 36.79 | 36.78 | 0.01 | 0
2025 | MISO_W_2_MISO_MO-IL | MISO_W | MISO_MO-IL | Internal | Shoulder | B14 | 900 | 7873 | 0 | 31.96 | 31.94 | 0.01 | 0
2025 | MISO_W_2_MISO_MO-IL | MISO_W | MISO_MO-IL | Internal | Shoulder | B15 | 1203 | 7873 | 0 | 28.77 | 28.75 | 0.01 | 0
2025 | MISO_W_2_MISO_MO-IL | MISO_W | MISO_MO-IL | Internal | Summer | B1 | 10 | 7873 | 333.21 | 69.14 | 69.15 | 0.01 | 0
2025 | MISO_W_2_MISO_MO-IL | MISO_W | MISO_MO-IL | Internal | Summer | B2 | 25 | 7873 | 996.91 | 54.35 | 54.36 | 0.01 | 0
2025 | MISO_W_2_MISO_MO-IL | MISO_W | MISO_MO-IL | Internal | Summer | B3 | 75 | 7873 | 0 | 52.85 | 52.84 | 0.01 | 0
2025 | MISO_W_2_MISO_MO-IL | MISO_W | MISO_MO-IL | Internal | Summer | B4 | 100 | 7873 | 0 | 51.89 | 51.89 | 0.01 | 0
2025 | MISO_W_2_MISO_MO-IL | MISO_W | MISO_MO-IL | Internal | Summer | B5 | 200 | 7873 | 0 | 50.95 | 50.94 | 0.01 | 0
2025 | MISO_W_2_MISO_MO-IL | MISO_W | MISO_MO-IL | Internal | Summer | B6 | 300 | 7873 | 947.28 | 48.81 | 48.82 | 0.01 | 0
2025 | MISO_W_2_MISO_MO-IL | MISO_W | MISO_MO-IL | Internal | Summer | B7 | 400 | 7873 | 0 | 41.83 | 41.82 | 0.01 | 0
2025 | MISO_W_2_MISO_MO-IL | MISO_W | MISO_MO-IL | Internal | Summer | B8 | 500 | 7873 | 0 | 31.96 | 31.94 | 0.01 | 0
2025 | MISO_W_2_MISO_MO-IL | MISO_W | MISO_MO-IL | Internal | Summer | B9 | 800 | 7873 | 0 | 29.58 | 29.57 | 0.01 | 0
2025 | MISO_W_2_MISO_MO-IL | MISO_W | MISO_MO-IL | Internal | Summer | B10 | 1262 | 7873 | 773.76 | 26.67 | 26.69 | 0.01 | 0
2025 | MISO_W_2_MISO_MO-IL | MISO_W | MISO_MO-IL | Internal | Winter | B16 | 25 | 7873 | 3678.38 | 56.29 | 56.3 | 0.01 | 0
2025 | MISO_W_2_MISO_MO-IL | MISO_W | MISO_MO-IL | Internal | Winter | B17 | 100 | 7873 | 1046.4 | 53.7 | 53.71 | 0.01 | 0
2025 | MISO_W_2_MISO_MO-IL | MISO_W | MISO_MO-IL | Internal | Winter | B18 | 400 | 7873 | 420.99 | 39.05 | 39.06 | 0.01 | 0
2025 | MISO_W_2_MISO_MO-IL | MISO_W | MISO_MO-IL | Internal | Winter | B19 | 700 | 7873 | 0 | 35.46 | 35.45 | 0.01 | 0
2025 | MISO_W_2_MISO_MO-IL | MISO_W | MISO_MO-IL | Internal | Winter | B20 | 935 | 7873 | 0 | 30.3 | 30.29 | 0.01 | 0
2025 | MISO_W_2_MISO_WUMS | MISO_W | MISO_WUMS | Internal | Shoulder | B11 | 25 | 3756 | 0 | 53.1 | 50.39 | 0.01 | 0
2025 | MISO_W_2_MISO_WUMS | MISO_W | MISO_WUMS | Internal | Shoulder | B12 | 200 | 3756 | 0 | 43.51 | 43.5 | 0.01 | 0
2025 | MISO_W_2_MISO_WUMS | MISO_W | MISO_WUMS | Internal | Shoulder | B13 | 600 | 3756 | 0 | 36.79 | 36.78 | 0.01 | 0
2025 | MISO_W_2_MISO_WUMS | MISO_W | MISO_WUMS | Internal | Shoulder | B14 | 900 | 3756 | 0 | 31.96 | 31.94 | 0.01 | 0
2025 | MISO_W_2_MISO_WUMS | MISO_W | MISO_WUMS | Internal | Shoulder | B15 | 1203 | 3756 | 0 | 28.77 | 28.75 | 0.01 | 0
2025 | MISO_W_2_MISO_WUMS | MISO_W | MISO_WUMS | Internal | Summer | B1 | 10 | 3756 | 0 | 69.14 | 48.24 | 0.01 | 0
2025 | MISO_W_2_MISO_WUMS | MISO_W | MISO_WUMS | Internal | Summer | B2 | 25 | 3756 | 0 | 54.35 | 48.24 | 0.01 | 0
2025 | MISO_W_2_MISO_WUMS | MISO_W | MISO_WUMS | Internal | Summer | B3 | 75 | 3756 | 0 | 52.85 | 48.24 | 0.01 | 0
2025 | MISO_W_2_MISO_WUMS | MISO_W | MISO_WUMS | Internal | Summer | B4 | 100 | 3756 | 0 | 51.89 | 48.24 | 0.01 | 0
2025 | MISO_W_2_MISO_WUMS | MISO_W | MISO_WUMS | Internal | Summer | B5 | 200 | 3756 | 0 | 50.95 | 48.24 | 0.01 | 0
2025 | MISO_W_2_MISO_WUMS | MISO_W | MISO_WUMS | Internal | Summer | B6 | 300 | 3756 | 0 | 48.81 | 48.24 | 0.01 | 0
2025 | MISO_W_2_MISO_WUMS | MISO_W | MISO_WUMS | Internal | Summer | B7 | 400 | 3756 | 0 | 41.83 | 41.82 | 0.01 | 0
2025 | MISO_W_2_MISO_WUMS | MISO_W | MISO_WUMS | Internal | Summer | B8 | 500 | 3756 | 0 | 31.96 | 31.94 | 0.01 | 0
2025 | MISO_W_2_MISO_WUMS | MISO_W | MISO_WUMS | Internal | Summer | B9 | 800 | 3756 | 0 | 29.58 | 29.57 | 0.01 | 0
2025 | MISO_W_2_MISO_WUMS | MISO_W | MISO_WUMS | Internal | Summer | B10 | 1262 | 3756 | 0 | 26.67 | 26.66 | 0.01 | 0
2025 | MISO_W_2_MISO_WUMS | MISO_W | MISO_WUMS | Internal | Winter | B16 | 25 | 3756 | 0 | 56.29 | 54.55 | 0.01 | 0
2025 | MISO_W_2_MISO_WUMS | MISO_W | MISO_WUMS | Internal | Winter | B17 | 100 | 3756 | 0 | 53.7 | 53.7 | 0.01 | 0
2025 | MISO_W_2_MISO_WUMS | MISO_W | MISO_WUMS | Internal | Winter | B18 | 400 | 3756 | 0 | 39.05 | 39.05 | 0.01 | 0
2025 | MISO_W_2_MISO_WUMS | MISO_W | MISO_WUMS | Internal | Winter | B19 | 700 | 3756 | 0 | 35.46 | 35.45 | 0.01 | 0
2025 | MISO_W_2_MISO_WUMS | MISO_W | MISO_WUMS | Internal | Winter | B20 | 935 | 3756 | 0 | 30.3 | 30.29 | 0.01 | 0
2025 | MISO_W_2_NE | MISO_W | NE | Internal | Shoulder | B11 | 25 | 20297 | 0 | 53.1 | 57.66 | 7 | 0
2025 | MISO_W_2_NE | MISO_W | NE | Internal | Shoulder | B12 | 200 | 20297 | 0 | 43.51 | 45.29 | 7 | 0
2025 | MISO_W_2_NE | MISO_W | NE | Internal | Shoulder | B13 | 600 | 20297 | 0 | 36.79 | 36.79 | 7 | 0
2025 | MISO_W_2_NE | MISO_W | NE | Internal | Shoulder | B14 | 900 | 20297 | 0 | 31.96 | 34.54 | 7 | 0
2025 | MISO_W_2_NE | MISO_W | NE | Internal | Shoulder | B15 | 1203 | 20297 | 0 | 28.77 | 30.67 | 7 | 0
2025 | MISO_W_2_NE | MISO_W | NE | Internal | Summer | B1 | 10 | 20297 | 0 | 69.14 | 64.81 | 7 | 0
2025 | MISO_W_2_NE | MISO_W | NE | Internal | Summer | B2 | 25 | 20297 | 0 | 54.35 | 60.03 | 7 | 0
2025 | MISO_W_2_NE | MISO_W | NE | Internal | Summer | B3 | 75 | 20297 | 0 | 52.85 | 59.53 | 7 | 0
2025 | MISO_W_2_NE | MISO_W | NE | Internal | Summer | B4 | 100 | 20297 | 0 | 51.89 | 58.87 | 7 | 0
2025 | MISO_W_2_NE | MISO_W | NE | Internal | Summer | B5 | 200 | 20297 | 0 | 50.95 | 57.94 | 7 | 0
2025 | MISO_W_2_NE | MISO_W | NE | Internal | Summer | B6 | 300 | 20297 | 0 | 48.81 | 55.16 | 7 | 0
2025 | MISO_W_2_NE | MISO_W | NE | Internal | Summer | B7 | 400 | 20297 | 1644.19 | 41.83 | 48.83 | 7 | 0
2025 | MISO_W_2_NE | MISO_W | NE | Internal | Summer | B8 | 500 | 20297 | 0 | 31.96 | 38.94 | 7 | 0
2025 | MISO_W_2_NE | MISO_W | NE | Internal | Summer | B9 | 800 | 20297 | 0 | 29.58 | 36.31 | 7 | 0
2025 | MISO_W_2_NE | MISO_W | NE | Internal | Summer | B10 | 1262 | 20297 | 0 | 26.67 | 30.67 | 7 | 0
2025 | MISO_W_2_NE | MISO_W | NE | Internal | Winter | B16 | 25 | 20297 | 0 | 56.29 | 59.05 | 7 | 0
2025 | MISO_W_2_NE | MISO_W | NE | Internal | Winter | B17 | 100 | 20297 | 0 | 53.7 | 48.7 | 7 | 0
2025 | MISO_W_2_NE | MISO_W | NE | Internal | Winter | B18 | 400 | 20297 | 0 | 39.05 | 37.88 | 7 | 0
2025 | MISO_W_2_NE | MISO_W | NE | Internal | Winter | B19 | 700 | 20297 | 0 | 35.46 | 35.97 | 7 | 0
2025 | MISO_W_2_NE | MISO_W | NE | Internal | Winter | B20 | 935 | 20297 | 0 | 30.3 | 32.13 | 7 | 0
2025 | MISO_W_2_PJM_ROR | MISO_W | PJM_ROR | Internal | Shoulder | B11 | 25 | 10135 | 0 | 53.1 | 51.53 | 2 | 0
2025 | MISO_W_2_PJM_ROR | MISO_W | PJM_ROR | Internal | Shoulder | B12 | 200 | 10135 | 0 | 43.51 | 41.51 | 2 | 0
2025 | MISO_W_2_PJM_ROR | MISO_W | PJM_ROR | Internal | Shoulder | B13 | 600 | 10135 | 0 | 36.79 | 36.36 | 2 | 0
2025 | MISO_W_2_PJM_ROR | MISO_W | PJM_ROR | Internal | Shoulder | B14 | 900 | 10135 | 0 | 31.96 | 32.5 | 2 | 0
2025 | MISO_W_2_PJM_ROR | MISO_W | PJM_ROR | Internal | Shoulder | B15 | 1203 | 10135 | 0 | 28.77 | 28.01 | 2 | 0
2025 | MISO_W_2_PJM_ROR | MISO_W | PJM_ROR | Internal | Summer | B1 | 10 | 10135 | 2397.15 | 69.14 | 71.14 | 2 | 0
2025 | MISO_W_2_PJM_ROR | MISO_W | PJM_ROR | Internal | Summer | B2 | 25 | 10135 | 211.81 | 54.35 | 56.35 | 2 | 0
2025 | MISO_W_2_PJM_ROR | MISO_W | PJM_ROR | Internal | Summer | B3 | 75 | 10135 | 0 | 52.85 | 54.83 | 2 | 0
2025 | MISO_W_2_PJM_ROR | MISO_W | PJM_ROR | Internal | Summer | B4 | 100 | 10135 | 0 | 51.89 | 49.89 | 2 | 0
2025 | MISO_W_2_PJM_ROR | MISO_W | PJM_ROR | Internal | Summer | B5 | 200 | 10135 | 0 | 50.95 | 49.86 | 2 | 0
2025 | MISO_W_2_PJM_ROR | MISO_W | PJM_ROR | Internal | Summer | B6 | 300 | 10135 | 0 | 48.81 | 48.87 | 2 | 0
2025 | MISO_W_2_PJM_ROR | MISO_W | PJM_ROR | Internal | Summer | B7 | 400 | 10135 | 0 | 41.83 | 39.83 | 2 | 0
2025 | MISO_W_2_PJM_ROR | MISO_W | PJM_ROR | Internal | Summer | B8 | 500 | 10135 | 0 | 31.96 | 32.94 | 2 | 0
2025 | MISO_W_2_PJM_ROR | MISO_W | PJM_ROR | Internal | Summer | B9 | 800 | 10135 | 0 | 29.58 | 28.09 | 2 | 0
2025 | MISO_W_2_PJM_ROR | MISO_W | PJM_ROR | Internal | Summer | B10 | 1262 | 10135 | 0 | 26.67 | 26.7 | 2 | 0
2025 | MISO_W_2_PJM_ROR | MISO_W | PJM_ROR | Internal | Winter | B16 | 25 | 10135 | 0 | 56.29 | 57.57 | 2 | 0
2025 | MISO_W_2_PJM_ROR | MISO_W | PJM_ROR | Internal | Winter | B17 | 100 | 10135 | 2010.1 | 53.7 | 55.7 | 2 | 0
2025 | MISO_W_2_PJM_ROR | MISO_W | PJM_ROR | Internal | Winter | B18 | 400 | 10135 | 1305.88 | 39.05 | 41.05 | 2 | 0
2025 | MISO_W_2_PJM_ROR | MISO_W | PJM_ROR | Internal | Winter | B19 | 700 | 10135 | 0 | 35.46 | 35.58 | 2 | 0
2025 | MISO_W_2_PJM_ROR | MISO_W | PJM_ROR | Internal | Winter | B20 | 935 | 10135 | 0 | 30.3 | 30.3 | 2 | 0
2025 | MISO_W_2_SPP_N | MISO_W | SPP_N | Internal | Shoulder | B11 | 25 | 3200 | 0 | 53.1 | 57.67 | 7 | 0
2025 | MISO_W_2_SPP_N | MISO_W | SPP_N | Internal | Shoulder | B12 | 200 | 3200 | 0 | 43.51 | 45.3 | 7 | 0
2025 | MISO_W_2_SPP_N | MISO_W | SPP_N | Internal | Shoulder | B13 | 600 | 3200 | 0 | 36.79 | 36.8 | 7 | 0
2025 | MISO_W_2_SPP_N | MISO_W | SPP_N | Internal | Shoulder | B14 | 900 | 3200 | 0 | 31.96 | 34.55 | 7 | 0
2025 | MISO_W_2_SPP_N | MISO_W | SPP_N | Internal | Shoulder | B15 | 1203 | 3200 | 0 | 28.77 | 30.68 | 7 | 0
2025 | MISO_W_2_SPP_N | MISO_W | SPP_N | Internal | Summer | B1 | 10 | 3200 | 0 | 69.14 | 64.82 | 7 | 0
2025 | MISO_W_2_SPP_N | MISO_W | SPP_N | Internal | Summer | B2 | 25 | 3200 | 0 | 54.35 | 60.04 | 7 | 0
2025 | MISO_W_2_SPP_N | MISO_W | SPP_N | Internal | Summer | B3 | 75 | 3200 | 0 | 52.85 | 59.54 | 7 | 0
2025 | MISO_W_2_SPP_N | MISO_W | SPP_N | Internal | Summer | B4 | 100 | 3200 | 2643.12 | 51.89 | 58.89 | 7 | 0
2025 | MISO_W_2_SPP_N | MISO_W | SPP_N | Internal | Summer | B5 | 200 | 3200 | 726.04 | 50.95 | 57.95 | 7 | 0
2025 | MISO_W_2_SPP_N | MISO_W | SPP_N | Internal | Summer | B6 | 300 | 3200 | 0 | 48.81 | 55.17 | 7 | 0
2025 | MISO_W_2_SPP_N | MISO_W | SPP_N | Internal | Summer | B7 | 400 | 3200 | 3200 | 41.83 | 48.84 | 7 | 0.01
2025 | MISO_W_2_SPP_N | MISO_W | SPP_N | Internal | Summer | B8 | 500 | 3200 | 2319.28 | 31.96 | 38.96 | 7 | 0
2025 | MISO_W_2_SPP_N | MISO_W | SPP_N | Internal | Summer | B9 | 800 | 3200 | 0 | 29.58 | 36.32 | 7 | 0
2025 | MISO_W_2_SPP_N | MISO_W | SPP_N | Internal | Summer | B10 | 1262 | 3200 | 0 | 26.67 | 30.68 | 7 | 0
2025 | MISO_W_2_SPP_N | MISO_W | SPP_N | Internal | Winter | B16 | 25 | 3200 | 0 | 56.29 | 59.06 | 7 | 0
2025 | MISO_W_2_SPP_N | MISO_W | SPP_N | Internal | Winter | B17 | 100 | 3200 | 0 | 53.7 | 48.71 | 7 | 0
2025 | MISO_W_2_SPP_N | MISO_W | SPP_N | Internal | Winter | B18 | 400 | 3200 | 0 | 39.05 | 37.89 | 7 | 0
2025 | MISO_W_2_SPP_N | MISO_W | SPP_N | Internal | Winter | B19 | 700 | 3200 | 0 | 35.46 | 35.99 | 7 | 0
2025 | MISO_W_2_SPP_N | MISO_W | SPP_N | Internal | Winter | B20 | 935 | 3200 | 0 | 30.3 | 32.14 | 7 | 0
2025 | MISO_WUMS_2_MISO_MI | MISO_WUMS | MISO_MI | Internal | Shoulder | B11 | 25 | 148 | 148 | 50.39 | 53.11 | 0.01 | 2.7
2025 | MISO_WUMS_2_MISO_MI | MISO_WUMS | MISO_MI | Internal | Shoulder | B12 | 200 | 148 | 0 | 43.5 | 43.5 | 0.01 | 0
2025 | MISO_WUMS_2_MISO_MI | MISO_WUMS | MISO_MI | Internal | Shoulder | B13 | 600 | 148 | 0 | 36.78 | 36.78 | 0.01 | 0
2025 | MISO_WUMS_2_MISO_MI | MISO_WUMS | MISO_MI | Internal | Shoulder | B14 | 900 | 148 | 0 | 31.94 | 31.94 | 0.01 | 0
2025 | MISO_WUMS_2_MISO_MI | MISO_WUMS | MISO_MI | Internal | Shoulder | B15 | 1203 | 148 | 0 | 28.75 | 28.75 | 0.01 | 0
2025 | MISO_WUMS_2_MISO_MI | MISO_WUMS | MISO_MI | Internal | Summer | B1 | 10 | 148 | 148 | 48.24 | 69.15 | 0.01 | 20.91
2025 | MISO_WUMS_2_MISO_MI | MISO_WUMS | MISO_MI | Internal | Summer | B2 | 25 | 148 | 148 | 48.24 | 54.36 | 0.01 | 6.11
2025 | MISO_WUMS_2_MISO_MI | MISO_WUMS | MISO_MI | Internal | Summer | B3 | 75 | 148 | 148 | 48.24 | 52.84 | 0.01 | 4.59
2025 | MISO_WUMS_2_MISO_MI | MISO_WUMS | MISO_MI | Internal | Summer | B4 | 100 | 148 | 148 | 48.24 | 51.89 | 0.01 | 3.64
2025 | MISO_WUMS_2_MISO_MI | MISO_WUMS | MISO_MI | Internal | Summer | B5 | 200 | 148 | 148 | 48.24 | 50.94 | 0.01 | 2.69
2025 | MISO_WUMS_2_MISO_MI | MISO_WUMS | MISO_MI | Internal | Summer | B6 | 300 | 148 | 148 | 48.24 | 48.82 | 0.01 | 0.58
2025 | MISO_WUMS_2_MISO_MI | MISO_WUMS | MISO_MI | Internal | Summer | B7 | 400 | 148 | 0 | 41.82 | 41.8 | 0.01 | 0
2025 | MISO_WUMS_2_MISO_MI | MISO_WUMS | MISO_MI | Internal | Summer | B8 | 500 | 148 | 0 | 31.94 | 31.94 | 0.01 | 0
2025 | MISO_WUMS_2_MISO_MI | MISO_WUMS | MISO_MI | Internal | Summer | B9 | 800 | 148 | 0 | 29.57 | 29.57 | 0.01 | 0
2025 | MISO_WUMS_2_MISO_MI | MISO_WUMS | MISO_MI | Internal | Summer | B10 | 1262 | 148 | 148 | 26.66 | 26.69 | 0.01 | 0.01
2025 | MISO_WUMS_2_MISO_MI | MISO_WUMS | MISO_MI | Internal | Winter | B16 | 25 | 148 | 148 | 54.55 | 56.3 | 0.01 | 1.74
2025 | MISO_WUMS_2_MISO_MI | MISO_WUMS | MISO_MI | Internal | Winter | B17 | 100 | 148 | 0 | 53.7 | 53.7 | 0.01 | 0
2025 | MISO_WUMS_2_MISO_MI | MISO_WUMS | MISO_MI | Internal | Winter | B18 | 400 | 148 | 43.63 | 39.05 | 39.06 | 0.01 | 0
2025 | MISO_WUMS_2_MISO_MI | MISO_WUMS | MISO_MI | Internal | Winter | B19 | 700 | 148 | 0 | 35.45 | 35.45 | 0.01 | 0
2025 | MISO_WUMS_2_MISO_MI | MISO_WUMS | MISO_MI | Internal | Winter | B20 | 935 | 148 | 0 | 30.29 | 30.29 | 0.01 | 0
2025 | MISO_WUMS_2_MISO_W | MISO_WUMS | MISO_W | Internal | Shoulder | B11 | 25 | 3264 | 3264 | 50.39 | 53.1 | 0.01 | 2.69
2025 | MISO_WUMS_2_MISO_W | MISO_WUMS | MISO_W | Internal | Shoulder | B12 | 200 | 3264 | 1214.68 | 43.5 | 43.51 | 0.01 | 0
2025 | MISO_WUMS_2_MISO_W | MISO_WUMS | MISO_W | Internal | Shoulder | B13 | 600 | 3264 | 960.21 | 36.78 | 36.79 | 0.01 | 0
2025 | MISO_WUMS_2_MISO_W | MISO_WUMS | MISO_W | Internal | Shoulder | B14 | 900 | 3264 | 1268.13 | 31.94 | 31.96 | 0.01 | 0
2025 | MISO_WUMS_2_MISO_W | MISO_WUMS | MISO_W | Internal | Shoulder | B15 | 1203 | 3264 | 1937.95 | 28.75 | 28.77 | 0.01 | 0
2025 | MISO_WUMS_2_MISO_W | MISO_WUMS | MISO_W | Internal | Summer | B1 | 10 | 3264 | 3264 | 48.24 | 69.14 | 0.01 | 20.89
2025 | MISO_WUMS_2_MISO_W | MISO_WUMS | MISO_W | Internal | Summer | B2 | 25 | 3264 | 3264 | 48.24 | 54.35 | 0.01 | 6.1
2025 | MISO_WUMS_2_MISO_W | MISO_WUMS | MISO_W | Internal | Summer | B3 | 75 | 3264 | 3264 | 48.24 | 52.85 | 0.01 | 4.61
2025 | MISO_WUMS_2_MISO_W | MISO_WUMS | MISO_W | Internal | Summer | B4 | 100 | 3264 | 3264 | 48.24 | 51.89 | 0.01 | 3.64
2025 | MISO_WUMS_2_MISO_W | MISO_WUMS | MISO_W | Internal | Summer | B5 | 200 | 3264 | 3264 | 48.24 | 50.95 | 0.01 | 2.7
2025 | MISO_WUMS_2_MISO_W | MISO_WUMS | MISO_W | Internal | Summer | B6 | 300 | 3264 | 3264 | 48.24 | 48.81 | 0.01 | 0.56
2025 | MISO_WUMS_2_MISO_W | MISO_WUMS | MISO_W | Internal | Summer | B7 | 400 | 3264 | 1998.65 | 41.82 | 41.83 | 0.01 | 0
2025 | MISO_WUMS_2_MISO_W | MISO_WUMS | MISO_W | Internal | Summer | B8 | 500 | 3264 | 1249.48 | 31.94 | 31.96 | 0.01 | 0
2025 | MISO_WUMS_2_MISO_W | MISO_WUMS | MISO_W | Internal | Summer | B9 | 800 | 3264 | 587.49 | 29.57 | 29.58 | 0.01 | 0
2025 | MISO_WUMS_2_MISO_W | MISO_WUMS | MISO_W | Internal | Summer | B10 | 1262 | 3264 | 1910.79 | 26.66 | 26.67 | 0.01 | 0
2025 | MISO_WUMS_2_MISO_W | MISO_WUMS | MISO_W | Internal | Winter | B16 | 25 | 3264 | 3264 | 54.55 | 56.29 | 0.01 | 1.72
2025 | MISO_WUMS_2_MISO_W | MISO_WUMS | MISO_W | Internal | Winter | B17 | 100 | 3264 | 0 | 53.7 | 53.7 | 0.01 | 0
2025 | MISO_WUMS_2_MISO_W | MISO_WUMS | MISO_W | Internal | Winter | B18 | 400 | 3264 | 0 | 39.05 | 39.05 | 0.01 | 0
2025 | MISO_WUMS_2_MISO_W | MISO_WUMS | MISO_W | Internal | Winter | B19 | 700 | 3264 | 87.26 | 35.45 | 35.46 | 0.01 | 0
2025 | MISO_WUMS_2_MISO_W | MISO_WUMS | MISO_W | Internal | Winter | B20 | 935 | 3264 | 93.72 | 30.29 | 30.3 | 0.01 | 0
2025 | MISO_WUMS_2_PJM_ROR | MISO_WUMS | PJM_ROR | Internal | Shoulder | B11 | 25 | 1600 | 0 | 50.39 | 51.53 | 2 | 0
2025 | MISO_WUMS_2_PJM_ROR | MISO_WUMS | PJM_ROR | Internal | Shoulder | B12 | 200 | 1600 | 0 | 43.5 | 41.51 | 2 | 0
2025 | MISO_WUMS_2_PJM_ROR | MISO_WUMS | PJM_ROR | Internal | Shoulder | B13 | 600 | 1600 | 0 | 36.78 | 36.36 | 2 | 0
2025 | MISO_WUMS_2_PJM_ROR | MISO_WUMS | PJM_ROR | Internal | Shoulder | B14 | 900 | 1600 | 0 | 31.94 | 32.5 | 2 | 0
2025 | MISO_WUMS_2_PJM_ROR | MISO_WUMS | PJM_ROR | Internal | Shoulder | B15 | 1203 | 1600 | 0 | 28.75 | 28.01 | 2 | 0
2025 | MISO_WUMS_2_PJM_ROR | MISO_WUMS | PJM_ROR | Internal | Summer | B1 | 10 | 1600 | 1600 | 48.24 | 71.14 | 2 | 20.91
2025 | MISO_WUMS_2_PJM_ROR | MISO_WUMS | PJM_ROR | Internal | Summer | B2 | 25 | 1600 | 1600 | 48.24 | 56.35 | 2 | 6.11
2025 | MISO_WUMS_2_PJM_ROR | MISO_WUMS | PJM_ROR | Internal | Summer | B3 | 75 | 1600 | 1600 | 48.24 | 54.83 | 2 | 4.59
2025 | MISO_WUMS_2_PJM_ROR | MISO_WUMS | PJM_ROR | Internal | Summer | B4 | 100 | 1600 | 0 | 48.24 | 49.89 | 2 | 0
2025 | MISO_WUMS_2_PJM_ROR | MISO_WUMS | PJM_ROR | Internal | Summer | B5 | 200 | 1600 | 0 | 48.24 | 49.86 | 2 | 0
2025 | MISO_WUMS_2_PJM_ROR | MISO_WUMS | PJM_ROR | Internal | Summer | B6 | 300 | 1600 | 0 | 48.24 | 48.87 | 2 | 0
2025 | MISO_WUMS_2_PJM_ROR | MISO_WUMS | PJM_ROR | Internal | Summer | B7 | 400 | 1600 | 0 | 41.82 | 39.83 | 2 | 0
2025 | MISO_WUMS_2_PJM_ROR | MISO_WUMS | PJM_ROR | Internal | Summer | B8 | 500 | 1600 | 0 | 31.94 | 32.94 | 2 | 0
2025 | MISO_WUMS_2_PJM_ROR | MISO_WUMS | PJM_ROR | Internal | Summer | B9 | 800 | 1600 | 0 | 29.57 | 28.09 | 2 | 0
2025 | MISO_WUMS_2_PJM_ROR | MISO_WUMS | PJM_ROR | Internal | Summer | B10 | 1262 | 1600 | 0 | 26.66 | 26.7 | 2 | 0
2025 | MISO_WUMS_2_PJM_ROR | MISO_WUMS | PJM_ROR | Internal | Winter | B16 | 25 | 1600 | 1600 | 54.55 | 57.57 | 2 | 1.02
2025 | MISO_WUMS_2_PJM_ROR | MISO_WUMS | PJM_ROR | Internal | Winter | B17 | 100 | 1600 | 464.33 | 53.7 | 55.7 | 2 | 0
2025 | MISO_WUMS_2_PJM_ROR | MISO_WUMS | PJM_ROR | Internal | Winter | B18 | 400 | 1600 | 90.17 | 39.05 | 41.05 | 2 | 0
2025 | MISO_WUMS_2_PJM_ROR | MISO_WUMS | PJM_ROR | Internal | Winter | B19 | 700 | 1600 | 0 | 35.45 | 35.58 | 2 | 0
2025 | MISO_WUMS_2_PJM_ROR | MISO_WUMS | PJM_ROR | Internal | Winter | B20 | 935 | 1600 | 0 | 30.29 | 30.3 | 2 | 0
2025 | NE_2_MAPP_US | NE | MAPP_US | Internal | Shoulder | B11 | 25 | 1600 | 0 | 57.66 | 46.1 | 5 | 0
2025 | NE_2_MAPP_US | NE | MAPP_US | Internal | Shoulder | B12 | 200 | 1600 | 0 | 45.29 | 38.29 | 5 | 0
2025 | NE_2_MAPP_US | NE | MAPP_US | Internal | Shoulder | B13 | 600 | 1600 | 0 | 36.79 | 29.79 | 5 | 0
2025 | NE_2_MAPP_US | NE | MAPP_US | Internal | Shoulder | B14 | 900 | 1600 | 0 | 34.54 | 27.54 | 5 | 0
2025 | NE_2_MAPP_US | NE | MAPP_US | Internal | Shoulder | B15 | 1203 | 1600 | 0 | 30.67 | 23.67 | 5 | 0
2025 | NE_2_MAPP_US | NE | MAPP_US | Internal | Summer | B1 | 10 | 1600 | 0 | 64.81 | 62.14 | 5 | 0
2025 | NE_2_MAPP_US | NE | MAPP_US | Internal | Summer | B2 | 25 | 1600 | 0 | 60.03 | 53.03 | 5 | 0
2025 | NE_2_MAPP_US | NE | MAPP_US | Internal | Summer | B3 | 75 | 1600 | 0 | 59.53 | 52.53 | 5 | 0
2025 | NE_2_MAPP_US | NE | MAPP_US | Internal | Summer | B4 | 100 | 1600 | 0 | 58.87 | 51.37 | 5 | 0
2025 | NE_2_MAPP_US | NE | MAPP_US | Internal | Summer | B5 | 200 | 1600 | 0 | 57.94 | 50.94 | 5 | 0
2025 | NE_2_MAPP_US | NE | MAPP_US | Internal | Summer | B6 | 300 | 1600 | 0 | 55.16 | 48.16 | 5 | 0
2025 | NE_2_MAPP_US | NE | MAPP_US | Internal | Summer | B7 | 400 | 1600 | 0 | 48.83 | 37.32 | 5 | 0
2025 | NE_2_MAPP_US | NE | MAPP_US | Internal | Summer | B8 | 500 | 1600 | 0 | 38.94 | 25.38 | 5 | 0
2025 | NE_2_MAPP_US | NE | MAPP_US | Internal | Summer | B9 | 800 | 1600 | 0 | 36.31 | 25.38 | 5 | 0
2025 | NE_2_MAPP_US | NE | MAPP_US | Internal | Summer | B10 | 1262 | 1600 | 0 | 30.67 | 23.67 | 5 | 0
2025 | NE_2_MAPP_US | NE | MAPP_US | Internal | Winter | B16 | 25 | 1600 | 0 | 59.05 | 49.29 | 5 | 0
2025 | NE_2_MAPP_US | NE | MAPP_US | Internal | Winter | B17 | 100 | 1600 | 0 | 48.7 | 43.05 | 5 | 0
2025 | NE_2_MAPP_US | NE | MAPP_US | Internal | Winter | B18 | 400 | 1600 | 0 | 37.88 | 32.05 | 5 | 0
2025 | NE_2_MAPP_US | NE | MAPP_US | Internal | Winter | B19 | 700 | 1600 | 0 | 35.97 | 28.97 | 5 | 0
2025 | NE_2_MAPP_US | NE | MAPP_US | Internal | Winter | B20 | 935 | 1600 | 0 | 32.13 | 25.13 | 5 | 0
2025 | NE_2_MISO_W | NE | MISO_W | Internal | Shoulder | B11 | 25 | 19097 | 0 | 57.66 | 53.1 | 5 | 0
2025 | NE_2_MISO_W | NE | MISO_W | Internal | Shoulder | B12 | 200 | 19097 | 0 | 45.29 | 43.51 | 5 | 0
2025 | NE_2_MISO_W | NE | MISO_W | Internal | Shoulder | B13 | 600 | 19097 | 0 | 36.79 | 36.79 | 5 | 0
2025 | NE_2_MISO_W | NE | MISO_W | Internal | Shoulder | B14 | 900 | 19097 | 0 | 34.54 | 31.96 | 5 | 0
2025 | NE_2_MISO_W | NE | MISO_W | Internal | Shoulder | B15 | 1203 | 19097 | 0 | 30.67 | 28.77 | 5 | 0
2025 | NE_2_MISO_W | NE | MISO_W | Internal | Summer | B1 | 10 | 19097 | 0 | 64.81 | 69.14 | 5 | 0
2025 | NE_2_MISO_W | NE | MISO_W | Internal | Summer | B2 | 25 | 19097 | 0 | 60.03 | 54.35 | 5 | 0
2025 | NE_2_MISO_W | NE | MISO_W | Internal | Summer | B3 | 75 | 19097 | 0 | 59.53 | 52.85 | 5 | 0
2025 | NE_2_MISO_W | NE | MISO_W | Internal | Summer | B4 | 100 | 19097 | 0 | 58.87 | 51.89 | 5 | 0
2025 | NE_2_MISO_W | NE | MISO_W | Internal | Summer | B5 | 200 | 19097 | 0 | 57.94 | 50.95 | 5 | 0
2025 | NE_2_MISO_W | NE | MISO_W | Internal | Summer | B6 | 300 | 19097 | 0 | 55.16 | 48.81 | 5 | 0
2025 | NE_2_MISO_W | NE | MISO_W | Internal | Summer | B7 | 400 | 19097 | 0 | 48.83 | 41.83 | 5 | 0
2025 | NE_2_MISO_W | NE | MISO_W | Internal | Summer | B8 | 500 | 19097 | 0 | 38.94 | 31.96 | 5 | 0
2025 | NE_2_MISO_W | NE | MISO_W | Internal | Summer | B9 | 800 | 19097 | 0 | 36.31 | 29.58 | 5 | 0
2025 | NE_2_MISO_W | NE | MISO_W | Internal | Summer | B10 | 1262 | 19097 | 0 | 30.67 | 26.67 | 5 | 0
2025 | NE_2_MISO_W | NE | MISO_W | Internal | Winter | B16 | 25 | 19097 | 0 | 59.05 | 56.29 | 5 | 0
2025 | NE_2_MISO_W | NE | MISO_W | Internal | Winter | B17 | 100 | 19097 | 732.16 | 48.7 | 53.7 | 5 | 0
2025 | NE_2_MISO_W | NE | MISO_W | Internal | Winter | B18 | 400 | 19097 | 0 | 37.88 | 39.05 | 5 | 0
2025 | NE_2_MISO_W | NE | MISO_W | Internal | Winter | B19 | 700 | 19097 | 0 | 35.97 | 35.46 | 5 | 0
2025 | NE_2_MISO_W | NE | MISO_W | Internal | Winter | B20 | 935 | 19097 | 0 | 32.13 | 30.3 | 5 | 0
2025 | NE_2_SPP_N | NE | SPP_N | Internal | Shoulder | B11 | 25 | 12798 | 5470.92 | 57.66 | 57.67 | 0.01 | 0
2025 | NE_2_SPP_N | NE | SPP_N | Internal | Shoulder | B12 | 200 | 12798 | 5248.99 | 45.29 | 45.3 | 0.01 | 0
2025 | NE_2_SPP_N | NE | SPP_N | Internal | Shoulder | B13 | 600 | 12798 | 5445.51 | 36.79 | 36.8 | 0.01 | 0
2025 | NE_2_SPP_N | NE | SPP_N | Internal | Shoulder | B14 | 900 | 12798 | 5041.81 | 34.54 | 34.55 | 0.01 | 0
2025 | NE_2_SPP_N | NE | SPP_N | Internal | Shoulder | B15 | 1203 | 12798 | 4735.61 | 30.67 | 30.68 | 0.01 | 0
2025 | NE_2_SPP_N | NE | SPP_N | Internal | Summer | B1 | 10 | 12798 | 2464.25 | 64.81 | 64.82 | 0.01 | 0
2025 | NE_2_SPP_N | NE | SPP_N | Internal | Summer | B2 | 25 | 12798 | 5389.63 | 60.03 | 60.04 | 0.01 | 0
2025 | NE_2_SPP_N | NE | SPP_N | Internal | Summer | B3 | 75 | 12798 | 4798.27 | 59.53 | 59.54 | 0.01 | 0
2025 | NE_2_SPP_N | NE | SPP_N | Internal | Summer | B4 | 100 | 12798 | 4833.88 | 58.87 | 58.89 | 0.01 | 0
2025 | NE_2_SPP_N | NE | SPP_N | Internal | Summer | B5 | 200 | 12798 | 5249.93 | 57.94 | 57.95 | 0.01 | 0
2025 | NE_2_SPP_N | NE | SPP_N | Internal | Summer | B6 | 300 | 12798 | 5688.82 | 55.16 | 55.17 | 0.01 | 0
2025 | NE_2_SPP_N | NE | SPP_N | Internal | Summer | B7 | 400 | 12798 | 6546.44 | 48.83 | 48.84 | 0.01 | 0
2025 | NE_2_SPP_N | NE | SPP_N | Internal | Summer | B8 | 500 | 12798 | 5568.21 | 38.94 | 38.96 | 0.01 | 0
2025 | NE_2_SPP_N | NE | SPP_N | Internal | Summer | B9 | 800 | 12798 | 5911.36 | 36.31 | 36.32 | 0.01 | 0
2025 | NE_2_SPP_N | NE | SPP_N | Internal | Summer | B10 | 1262 | 12798 | 5367.65 | 30.67 | 30.68 | 0.01 | 0
2025 | NE_2_SPP_N | NE | SPP_N | Internal | Winter | B16 | 25 | 12798 | 8233.19 | 59.05 | 59.06 | 0.01 | 0
2025 | NE_2_SPP_N | NE | SPP_N | Internal | Winter | B17 | 100 | 12798 | 5071.08 | 48.7 | 48.71 | 0.01 | 0
2025 | NE_2_SPP_N | NE | SPP_N | Internal | Winter | B18 | 400 | 12798 | 5130.8 | 37.88 | 37.89 | 0.01 | 0
2025 | NE_2_SPP_N | NE | SPP_N | Internal | Winter | B19 | 700 | 12798 | 5756.08 | 35.97 | 35.99 | 0.01 | 0
2025 | NE_2_SPP_N | NE | SPP_N | Internal | Winter | B20 | 935 | 12798 | 5907.16 | 32.13 | 32.14 | 0.01 | 0
2025 | NEISO_2_NYISO_A-F | NEISO | NYISO_A-F | Internal | Shoulder | B11 | 25 | 600 | 600 | 23.29 | 30.13 | 3 | 3.84
2025 | NEISO_2_NYISO_A-F | NEISO | NYISO_A-F | Internal | Shoulder | B12 | 200 | 600 | 600 | 23.29 | 33.48 | 3 | 7.19
2025 | NEISO_2_NYISO_A-F | NEISO | NYISO_A-F | Internal | Shoulder | B13 | 600 | 600 | 600 | 23.29 | 28.35 | 3 | 2.06
2025 | NEISO_2_NYISO_A-F | NEISO | NYISO_A-F | Internal | Shoulder | B14 | 900 | 600 | 0 | 23.29 | 26.17 | 3 | 0
2025 | NEISO_2_NYISO_A-F | NEISO | NYISO_A-F | Internal | Shoulder | B15 | 1203 | 600 | 0 | 23.29 | 26.17 | 3 | 0
2025 | NEISO_2_NYISO_A-F | NEISO | NYISO_A-F | Internal | Summer | B1 | 10 | 600 | 0 | 276.78 | 50.9 | 3 | 0
2025 | NEISO_2_NYISO_A-F | NEISO | NYISO_A-F | Internal | Summer | B2 | 25 | 600 | 0 | 62.37 | 50.9 | 3 | 0
2025 | NEISO_2_NYISO_A-F | NEISO | NYISO_A-F | Internal | Summer | B3 | 75 | 600 | 194 | 40.41 | 43.41 | 3 | 0
2025 | NEISO_2_NYISO_A-F | NEISO | NYISO_A-F | Internal | Summer | B4 | 100 | 600 | 600 | 29.2 | 35.84 | 3 | 3.64
2025 | NEISO_2_NYISO_A-F | NEISO | NYISO_A-F | Internal | Summer | B5 | 200 | 600 | 600 | 21.18 | 35.46 | 3 | 11.28
2025 | NEISO_2_NYISO_A-F | NEISO | NYISO_A-F | Internal | Summer | B6 | 300 | 600 | 600 | 21.18 | 32.38 | 3 | 8.2
2025 | NEISO_2_NYISO_A-F | NEISO | NYISO_A-F | Internal | Summer | B7 | 400 | 600 | 600 | 20.12 | 28.7 | 3 | 5.58
2025 | NEISO_2_NYISO_A-F | NEISO | NYISO_A-F | Internal | Summer | B8 | 500 | 600 | 600 | 20.12 | 24.96 | 3 | 1.84
2025 | NEISO_2_NYISO_A-F | NEISO | NYISO_A-F | Internal | Summer | B9 | 800 | 600 | 600 | 20.12 | 24.81 | 3 | 1.69
2025 | NEISO_2_NYISO_A-F | NEISO | NYISO_A-F | Internal | Summer | B10 | 1262 | 600 | 600 | 20.12 | 24.81 | 3 | 1.69
2025 | NEISO_2_NYISO_A-F | NEISO | NYISO_A-F | Internal | Winter | B16 | 25 | 600 | 600 | 33.08 | 36.99 | 3 | 0.91
2025 | NEISO_2_NYISO_A-F | NEISO | NYISO_A-F | Internal | Winter | B17 | 100 | 600 | 283.73 | 33.08 | 36.08 | 3 | 0
2025 | NEISO_2_NYISO_A-F | NEISO | NYISO_A-F | Internal | Winter | B18 | 400 | 600 | 0 | 33.08 | 32.94 | 3 | 0
2025 | NEISO_2_NYISO_A-F | NEISO | NYISO_A-F | Internal | Winter | B19 | 700 | 600 | 0 | 33.08 | 32.94 | 3 | 0
2025 | NEISO_2_NYISO_A-F | NEISO | NYISO_A-F | Internal | Winter | B20 | 935 | 600 | 0 | 33.08 | 32.94 | 3 | 0
2025 | NEISO_2_NYISO_G-I | NEISO | NYISO_G-I | Internal | Shoulder | B11 | 25 | 600 | 600 | 23.29 | 43.53 | 3 | 17.24
2025 | NEISO_2_NYISO_G-I | NEISO | NYISO_G-I | Internal | Shoulder | B12 | 200 | 600 | 600 | 23.29 | 33.49 | 3 | 7.2
2025 | NEISO_2_NYISO_G-I | NEISO | NYISO_G-I | Internal | Shoulder | B13 | 600 | 600 | 600 | 23.29 | 28.36 | 3 | 2.07
2025 | NEISO_2_NYISO_G-I | NEISO | NYISO_G-I | Internal | Shoulder | B14 | 900 | 600 | 0 | 23.29 | 26.18 | 3 | 0
2025 | NEISO_2_NYISO_G-I | NEISO | NYISO_G-I | Internal | Shoulder | B15 | 1203 | 600 | 0 | 23.29 | 26.18 | 3 | 0
2025 | NEISO_2_NYISO_G-I | NEISO | NYISO_G-I | Internal | Summer | B1 | 10 | 600 | 0 | 276.78 | 273.78 | 3 | 0
2025 | NEISO_2_NYISO_G-I | NEISO | NYISO_G-I | Internal | Summer | B2 | 25 | 600 | 10.77 | 62.37 | 65.37 | 3 | 0
2025 | NEISO_2_NYISO_G-I | NEISO | NYISO_G-I | Internal | Summer | B3 | 75 | 600 | 600 | 40.41 | 50.89 | 3 | 7.48
2025 | NEISO_2_NYISO_G-I | NEISO | NYISO_G-I | Internal | Summer | B4 | 100 | 600 | 600 | 29.2 | 50.89 | 3 | 18.69
2025 | NEISO_2_NYISO_G-I | NEISO | NYISO_G-I | Internal | Summer | B5 | 200 | 600 | 600 | 21.18 | 50.89 | 3 | 26.71
2025 | NEISO_2_NYISO_G-I | NEISO | NYISO_G-I | Internal | Summer | B6 | 300 | 600 | 600 | 21.18 | 40.87 | 3 | 16.7
2025 | NEISO_2_NYISO_G-I | NEISO | NYISO_G-I | Internal | Summer | B7 | 400 | 600 | 600 | 20.12 | 31.83 | 3 | 8.71
2025 | NEISO_2_NYISO_G-I | NEISO | NYISO_G-I | Internal | Summer | B8 | 500 | 600 | 600 | 20.12 | 24.97 | 3 | 1.85
2025 | NEISO_2_NYISO_G-I | NEISO | NYISO_G-I | Internal | Summer | B9 | 800 | 600 | 600 | 20.12 | 24.82 | 3 | 1.7
2025 | NEISO_2_NYISO_G-I | NEISO | NYISO_G-I | Internal | Summer | B10 | 1262 | 600 | 600 | 20.12 | 24.82 | 3 | 1.7
2025 | NEISO_2_NYISO_G-I | NEISO | NYISO_G-I | Internal | Winter | B16 | 25 | 600 | 600 | 33.08 | 49.57 | 3 | 13.48
2025 | NEISO_2_NYISO_G-I | NEISO | NYISO_G-I | Internal | Winter | B17 | 100 | 600 | 600 | 33.08 | 47.7 | 3 | 11.62
2025 | NEISO_2_NYISO_G-I | NEISO | NYISO_G-I | Internal | Winter | B18 | 400 | 600 | 600 | 33.08 | 36.88 | 3 | 0.8
2025 | NEISO_2_NYISO_G-I | NEISO | NYISO_G-I | Internal | Winter | B19 | 700 | 600 | 432.7 | 33.08 | 36.08 | 3 | 0
2025 | NEISO_2_NYISO_G-I | NEISO | NYISO_G-I | Internal | Winter | B20 | 935 | 600 | 0 | 33.08 | 35.18 | 3 | 0
2025 | NEISO_2_NYISO_J-K | NEISO | NYISO_J-K | Internal | Shoulder | B11 | 25 | 520 | 520 | 23.29 | 43.55 | 3 | 17.26
2025 | NEISO_2_NYISO_J-K | NEISO | NYISO_J-K | Internal | Shoulder | B12 | 200 | 520 | 520 | 23.29 | 33.5 | 3 | 7.21
2025 | NEISO_2_NYISO_J-K | NEISO | NYISO_J-K | Internal | Shoulder | B13 | 600 | 520 | 520 | 23.29 | 28.37 | 3 | 2.08
2025 | NEISO_2_NYISO_J-K | NEISO | NYISO_J-K | Internal | Shoulder | B14 | 900 | 520 | 0 | 23.29 | 26.19 | 3 | 0
2025 | NEISO_2_NYISO_J-K | NEISO | NYISO_J-K | Internal | Shoulder | B15 | 1203 | 520 | 0 | 23.29 | 26.19 | 3 | 0
2025 | NEISO_2_NYISO_J-K | NEISO | NYISO_J-K | Internal | Summer | B1 | 10 | 520 | 0 | 276.78 | 273.79 | 3 | 0
2025 | NEISO_2_NYISO_J-K | NEISO | NYISO_J-K | Internal | Summer | B2 | 25 | 520 | 520 | 62.37 | 65.38 | 3 | 0.01
2025 | NEISO_2_NYISO_J-K | NEISO | NYISO_J-K | Internal | Summer | B3 | 75 | 520 | 520 | 40.41 | 50.9 | 3 | 7.5
2025 | NEISO_2_NYISO_J-K | NEISO | NYISO_J-K | Internal | Summer | B4 | 100 | 520 | 520 | 29.2 | 50.9 | 3 | 18.7
2025 | NEISO_2_NYISO_J-K | NEISO | NYISO_J-K | Internal | Summer | B5 | 200 | 520 | 520 | 21.18 | 50.9 | 3 | 26.72
2025 | NEISO_2_NYISO_J-K | NEISO | NYISO_J-K | Internal | Summer | B6 | 300 | 520 | 520 | 21.18 | 40.88 | 3 | 16.71
2025 | NEISO_2_NYISO_J-K | NEISO | NYISO_J-K | Internal | Summer | B7 | 400 | 520 | 520 | 20.12 | 31.84 | 3 | 8.72
2025 | NEISO_2_NYISO_J-K | NEISO | NYISO_J-K | Internal | Summer | B8 | 500 | 520 | 520 | 20.12 | 24.98 | 3 | 1.86
2025 | NEISO_2_NYISO_J-K | NEISO | NYISO_J-K | Internal | Summer | B9 | 800 | 520 | 520 | 20.12 | 24.84 | 3 | 1.72
2025 | NEISO_2_NYISO_J-K | NEISO | NYISO_J-K | Internal | Summer | B10 | 1262 | 520 | 520 | 20.12 | 24.84 | 3 | 1.72
2025 | NEISO_2_NYISO_J-K | NEISO | NYISO_J-K | Internal | Winter | B16 | 25 | 520 | 520 | 33.08 | 49.58 | 3 | 13.5
2025 | NEISO_2_NYISO_J-K | NEISO | NYISO_J-K | Internal | Winter | B17 | 100 | 520 | 520 | 33.08 | 47.71 | 3 | 11.63
2025 | NEISO_2_NYISO_J-K | NEISO | NYISO_J-K | Internal | Winter | B18 | 400 | 520 | 520 | 33.08 | 38.43 | 3 | 2.35
2025 | NEISO_2_NYISO_J-K | NEISO | NYISO_J-K | Internal | Winter | B19 | 700 | 520 | 520 | 33.08 | 36.24 | 3 | 0.16
2025 | NEISO_2_NYISO_J-K | NEISO | NYISO_J-K | Internal | Winter | B20 | 935 | 520 | 0 | 33.08 | 35.19 | 3 | 0
2025 | NonRTO_Midwest_2_TVA_Transmission | NonRTO_Midwest | TVA_Transmission | Internal | Shoulder | B11 | 25 | 2400 | 0 | 59.51 | 57.53 | 8 | 0
2025 | NonRTO_Midwest_2_TVA_Transmission | NonRTO_Midwest | TVA_Transmission | Internal | Shoulder | B12 | 200 | 2400 | 0 | 51.49 | 47.51 | 8 | 0
2025 | NonRTO_Midwest_2_TVA_Transmission | NonRTO_Midwest | TVA_Transmission | Internal | Shoulder | B13 | 600 | 2400 | 0 | 44.77 | 39.39 | 8 | 0
2025 | NonRTO_Midwest_2_TVA_Transmission | NonRTO_Midwest | TVA_Transmission | Internal | Shoulder | B14 | 900 | 2400 | 0 | 39.93 | 36.52 | 8 | 0
2025 | NonRTO_Midwest_2_TVA_Transmission | NonRTO_Midwest | TVA_Transmission | Internal | Shoulder | B15 | 1203 | 2400 | 0 | 31.54 | 34.01 | 8 | 0
2025 | NonRTO_Midwest_2_TVA_Transmission | NonRTO_Midwest | TVA_Transmission | Internal | Summer | B1 | 10 | 2400 | 227.24 | 62.97 | 70.97 | 8 | 0
2025 | NonRTO_Midwest_2_TVA_Transmission | NonRTO_Midwest | TVA_Transmission | Internal | Summer | B2 | 25 | 2400 | 0 | 56.98 | 62.35 | 8 | 0
2025 | NonRTO_Midwest_2_TVA_Transmission | NonRTO_Midwest | TVA_Transmission | Internal | Summer | B3 | 75 | 2400 | 0 | 56.98 | 60.83 | 8 | 0
2025 | NonRTO_Midwest_2_TVA_Transmission | NonRTO_Midwest | TVA_Transmission | Internal | Summer | B4 | 100 | 2400 | 0 | 56.98 | 55.89 | 8 | 0
2025 | NonRTO_Midwest_2_TVA_Transmission | NonRTO_Midwest | TVA_Transmission | Internal | Summer | B5 | 200 | 2400 | 0 | 56.98 | 55.66 | 8 | 0
2025 | NonRTO_Midwest_2_TVA_Transmission | NonRTO_Midwest | TVA_Transmission | Internal | Summer | B6 | 300 | 2400 | 0 | 56.81 | 54.87 | 8 | 0
2025 | NonRTO_Midwest_2_TVA_Transmission | NonRTO_Midwest | TVA_Transmission | Internal | Summer | B7 | 400 | 2400 | 0 | 49.81 | 47.22 | 8 | 0
2025 | NonRTO_Midwest_2_TVA_Transmission | NonRTO_Midwest | TVA_Transmission | Internal | Summer | B8 | 500 | 2400 | 0 | 33.62 | 38.94 | 8 | 0
2025 | NonRTO_Midwest_2_TVA_Transmission | NonRTO_Midwest | TVA_Transmission | Internal | Summer | B9 | 800 | 2400 | 0 | 31.8 | 33.53 | 8 | 0
2025 | NonRTO_Midwest_2_TVA_Transmission | NonRTO_Midwest | TVA_Transmission | Internal | Summer | B10 | 1262 | 2400 | 0 | 30.49 | 31.08 | 8 | 0
2025 | NonRTO_Midwest_2_TVA_Transmission | NonRTO_Midwest | TVA_Transmission | Internal | Winter | B16 | 25 | 2400 | 0 | 64.29 | 62.86 | 8 | 0
2025 | NonRTO_Midwest_2_TVA_Transmission | NonRTO_Midwest | TVA_Transmission | Internal | Winter | B17 | 100 | 2400 | 0 | 61.7 | 61.7 | 8 | 0
2025 | NonRTO_Midwest_2_TVA_Transmission | NonRTO_Midwest | TVA_Transmission | Internal | Winter | B18 | 400 | 2400 | 0 | 47.05 | 42.54 | 8 | 0
2025 | NonRTO_Midwest_2_TVA_Transmission | NonRTO_Midwest | TVA_Transmission | Internal | Winter | B19 | 700 | 2400 | 0 | 41 | 39.48 | 8 | 0
2025 | NonRTO_Midwest_2_TVA_Transmission | NonRTO_Midwest | TVA_Transmission | Internal | Winter | B20 | 935 | 2400 | 0 | 33.01 | 36.3 | 8 | 0
2025 | NYISO_A-F_2_IESO | NYISO_A-F | IESO | Internal | Shoulder | B11 | 25 | 1600 | 0 | 30.13 | 23.13 | 7 | 0
2025 | NYISO_A-F_2_IESO | NYISO_A-F | IESO | Internal | Shoulder | B12 | 200 | 1600 | 0 | 33.48 | 26.48 | 7 | 0
2025 | NYISO_A-F_2_IESO | NYISO_A-F | IESO | Internal | Shoulder | B13 | 600 | 1600 | 0 | 28.35 | 21.75 | 7 | 0
2025 | NYISO_A-F_2_IESO | NYISO_A-F | IESO | Internal | Shoulder | B14 | 900 | 1600 | 0 | 26.17 | 21.75 | 7 | 0
2025 | NYISO_A-F_2_IESO | NYISO_A-F | IESO | Internal | Shoulder | B15 | 1203 | 1600 | 0 | 26.17 | 21.75 | 7 | 0
2025 | NYISO_A-F_2_IESO | NYISO_A-F | IESO | Internal | Summer | B1 | 10 | 1600 | 0 | 50.9 | 43.9 | 7 | 0
2025 | NYISO_A-F_2_IESO | NYISO_A-F | IESO | Internal | Summer | B2 | 25 | 1600 | 0 | 50.9 | 43.9 | 7 | 0
2025 | NYISO_A-F_2_IESO | NYISO_A-F | IESO | Internal | Summer | B3 | 75 | 1600 | 0 | 43.41 | 42.84 | 7 | 0
2025 | NYISO_A-F_2_IESO | NYISO_A-F | IESO | Internal | Summer | B4 | 100 | 1600 | 766.22 | 35.84 | 42.84 | 7 | 0
2025 | NYISO_A-F_2_IESO | NYISO_A-F | IESO | Internal | Summer | B5 | 200 | 1600 | 391.18 | 35.46 | 42.46 | 7 | 0
2025 | NYISO_A-F_2_IESO | NYISO_A-F | IESO | Internal | Summer | B6 | 300 | 1600 | 0 | 32.38 | 25.38 | 7 | 0
2025 | NYISO_A-F_2_IESO | NYISO_A-F | IESO | Internal | Summer | B7 | 400 | 1600 | 0 | 28.7 | 21.7 | 7 | 0
2025 | NYISO_A-F_2_IESO | NYISO_A-F | IESO | Internal | Summer | B8 | 500 | 1600 | 0 | 24.96 | 18.46 | 7 | 0
2025 | NYISO_A-F_2_IESO | NYISO_A-F | IESO | Internal | Summer | B9 | 800 | 1600 | 0 | 24.81 | 18.46 | 7 | 0
2025 | NYISO_A-F_2_IESO | NYISO_A-F | IESO | Internal | Summer | B10 | 1262 | 1600 | 0 | 24.81 | 18.46 | 7 | 0
2025 | NYISO_A-F_2_IESO | NYISO_A-F | IESO | Internal | Winter | B16 | 25 | 1600 | 28.14 | 36.99 | 43.99 | 7 | 0
2025 | NYISO_A-F_2_IESO | NYISO_A-F | IESO | Internal | Winter | B17 | 100 | 1600 | 0 | 36.08 | 29.08 | 7 | 0
2025 | NYISO_A-F_2_IESO | NYISO_A-F | IESO | Internal | Winter | B18 | 400 | 1600 | 0 | 32.94 | 25.94 | 7 | 0
2025 | NYISO_A-F_2_IESO | NYISO_A-F | IESO | Internal | Winter | B19 | 700 | 1600 | 0 | 32.94 | 25.94 | 7 | 0
2025 | NYISO_A-F_2_IESO | NYISO_A-F | IESO | Internal | Winter | B20 | 935 | 1600 | 0 | 32.94 | 25.94 | 7 | 0
2025 | NYISO_A-F_2_NEISO | NYISO_A-F | NEISO | Internal | Shoulder | B11 | 25 | 600 | 0 | 30.13 | 23.29 | 3 | 0
2025 | NYISO_A-F_2_NEISO | NYISO_A-F | NEISO | Internal | Shoulder | B12 | 200 | 600 | 0 | 33.48 | 23.29 | 3 | 0
2025 | NYISO_A-F_2_NEISO | NYISO_A-F | NEISO | Internal | Shoulder | B13 | 600 | 600 | 0 | 28.35 | 23.29 | 3 | 0
2025 | NYISO_A-F_2_NEISO | NYISO_A-F | NEISO | Internal | Shoulder | B14 | 900 | 600 | 0 | 26.17 | 23.29 | 3 | 0
2025 | NYISO_A-F_2_NEISO | NYISO_A-F | NEISO | Internal | Shoulder | B15 | 1203 | 600 | 0 | 26.17 | 23.29 | 3 | 0
2025 | NYISO_A-F_2_NEISO | NYISO_A-F | NEISO | Internal | Summer | B1 | 10 | 600 | 600 | 50.9 | 276.78 | 3 | 222.88
2025 | NYISO_A-F_2_NEISO | NYISO_A-F | NEISO | Internal | Summer | B2 | 25 | 600 | 600 | 50.9 | 62.37 | 3 | 8.47
2025 | NYISO_A-F_2_NEISO | NYISO_A-F | NEISO | Internal | Summer | B3 | 75 | 600 | 0 | 43.41 | 40.41 | 3 | 0
2025 | NYISO_A-F_2_NEISO | NYISO_A-F | NEISO | Internal | Summer | B4 | 100 | 600 | 0 | 35.84 | 29.2 | 3 | 0
2025 | NYISO_A-F_2_NEISO | NYISO_A-F | NEISO | Internal | Summer | B5 | 200 | 600 | 0 | 35.46 | 21.18 | 3 | 0
2025 | NYISO_A-F_2_NEISO | NYISO_A-F | NEISO | Internal | Summer | B6 | 300 | 600 | 0 | 32.38 | 21.18 | 3 | 0
2025 | NYISO_A-F_2_NEISO | NYISO_A-F | NEISO | Internal | Summer | B7 | 400 | 600 | 0 | 28.7 | 20.12 | 3 | 0
2025 | NYISO_A-F_2_NEISO | NYISO_A-F | NEISO | Internal | Summer | B8 | 500 | 600 | 0 | 24.96 | 20.12 | 3 | 0
2025 | NYISO_A-F_2_NEISO | NYISO_A-F | NEISO | Internal | Summer | B9 | 800 | 600 | 0 | 24.81 | 20.12 | 3 | 0
2025 | NYISO_A-F_2_NEISO | NYISO_A-F | NEISO | Internal | Summer | B10 | 1262 | 600 | 0 | 24.81 | 20.12 | 3 | 0
2025 | NYISO_A-F_2_NEISO | NYISO_A-F | NEISO | Internal | Winter | B16 | 25 | 600 | 0 | 36.99 | 33.08 | 3 | 0
2025 | NYISO_A-F_2_NEISO | NYISO_A-F | NEISO | Internal | Winter | B17 | 100 | 600 | 0 | 36.08 | 33.08 | 3 | 0
2025 | NYISO_A-F_2_NEISO | NYISO_A-F | NEISO | Internal | Winter | B18 | 400 | 600 | 0 | 32.94 | 33.08 | 3 | 0
2025 | NYISO_A-F_2_NEISO | NYISO_A-F | NEISO | Internal | Winter | B19 | 700 | 600 | 0 | 32.94 | 33.08 | 3 | 0
2025 | NYISO_A-F_2_NEISO | NYISO_A-F | NEISO | Internal | Winter | B20 | 935 | 600 | 0 | 32.94 | 33.08 | 3 | 0
2025 | NYISO_A-F_2_NYISO_G-I | NYISO_A-F | NYISO_G-I | Internal | Shoulder | B11 | 25 | 4888 | 4888 | 30.13 | 43.53 | 0.01 | 13.39
2025 | NYISO_A-F_2_NYISO_G-I | NYISO_A-F | NYISO_G-I | Internal | Shoulder | B12 | 200 | 4888 | 4490.69 | 33.48 | 33.49 | 0.01 | 0
2025 | NYISO_A-F_2_NYISO_G-I | NYISO_A-F | NYISO_G-I | Internal | Shoulder | B13 | 600 | 4888 | 3129.26 | 28.35 | 28.36 | 0.01 | 0
2025 | NYISO_A-F_2_NYISO_G-I | NYISO_A-F | NYISO_G-I | Internal | Shoulder | B14 | 900 | 4888 | 3392.84 | 26.17 | 26.18 | 0.01 | 0
2025 | NYISO_A-F_2_NYISO_G-I | NYISO_A-F | NYISO_G-I | Internal | Shoulder | B15 | 1203 | 4888 | 1537.41 | 26.17 | 26.18 | 0.01 | 0
2025 | NYISO_A-F_2_NYISO_G-I | NYISO_A-F | NYISO_G-I | Internal | Summer | B1 | 10 | 4888 | 4888 | 50.9 | 273.78 | 0.01 | 222.87
2025 | NYISO_A-F_2_NYISO_G-I | NYISO_A-F | NYISO_G-I | Internal | Summer | B2 | 25 | 4888 | 4888 | 50.9 | 65.37 | 0.01 | 14.46
2025 | NYISO_A-F_2_NYISO_G-I | NYISO_A-F | NYISO_G-I | Internal | Summer | B3 | 75 | 4888 | 4888 | 43.41 | 50.89 | 0.01 | 7.47
2025 | NYISO_A-F_2_NYISO_G-I | NYISO_A-F | NYISO_G-I | Internal | Summer | B4 | 100 | 4888 | 4888 | 35.84 | 50.89 | 0.01 | 15.04
2025 | NYISO_A-F_2_NYISO_G-I | NYISO_A-F | NYISO_G-I | Internal | Summer | B5 | 200 | 4888 | 4888 | 35.46 | 50.89 | 0.01 | 15.42
2025 | NYISO_A-F_2_NYISO_G-I | NYISO_A-F | NYISO_G-I | Internal | Summer | B6 | 300 | 4888 | 4888 | 32.38 | 40.87 | 0.01 | 8.48
2025 | NYISO_A-F_2_NYISO_G-I | NYISO_A-F | NYISO_G-I | Internal | Summer | B7 | 400 | 4888 | 4888 | 28.7 | 31.83 | 0.01 | 3.12
2025 | NYISO_A-F_2_NYISO_G-I | NYISO_A-F | NYISO_G-I | Internal | Summer | B8 | 500 | 4888 | 3715.88 | 24.96 | 24.97 | 0.01 | 0
2025 | NYISO_A-F_2_NYISO_G-I | NYISO_A-F | NYISO_G-I | Internal | Summer | B9 | 800 | 4888 | 2597.76 | 24.81 | 24.82 | 0.01 | 0
2025 | NYISO_A-F_2_NYISO_G-I | NYISO_A-F | NYISO_G-I | Internal | Summer | B10 | 1262 | 4888 | 264.19 | 24.81 | 24.82 | 0.01 | 0
2025 | NYISO_A-F_2_NYISO_G-I | NYISO_A-F | NYISO_G-I | Internal | Winter | B16 | 25 | 4888 | 4888 | 36.99 | 49.57 | 0.01 | 12.57
2025 | NYISO_A-F_2_NYISO_G-I | NYISO_A-F | NYISO_G-I | Internal | Winter | B17 | 100 | 4888 | 4888 | 36.08 | 47.7 | 0.01 | 11.61
2025 | NYISO_A-F_2_NYISO_G-I | NYISO_A-F | NYISO_G-I | Internal | Winter | B18 | 400 | 4888 | 4888 | 32.94 | 36.88 | 0.01 | 3.93
2025 | NYISO_A-F_2_NYISO_G-I | NYISO_A-F | NYISO_G-I | Internal | Winter | B19 | 700 | 4888 | 4888 | 32.94 | 36.08 | 0.01 | 3.13
2025 | NYISO_A-F_2_NYISO_G-I | NYISO_A-F | NYISO_G-I | Internal | Winter | B20 | 935 | 4888 | 4888 | 32.94 | 35.18 | 0.01 | 2.22
2025 | NYISO_A-F_2_PJM_ROM | NYISO_A-F | PJM_ROM | Internal | Shoulder | B11 | 25 | 1000 | 1000 | 30.13 | 51.55 | 8 | 13.42
2025 | NYISO_A-F_2_PJM_ROM | NYISO_A-F | PJM_ROM | Internal | Shoulder | B12 | 200 | 1000 | 1000 | 33.48 | 41.5 | 8 | 0.02
2025 | NYISO_A-F_2_PJM_ROM | NYISO_A-F | PJM_ROM | Internal | Shoulder | B13 | 600 | 1000 | 1000 | 28.35 | 36.37 | 8 | 0.02
2025 | NYISO_A-F_2_PJM_ROM | NYISO_A-F | PJM_ROM | Internal | Shoulder | B14 | 900 | 1000 | 0 | 26.17 | 32.51 | 8 | 0
2025 | NYISO_A-F_2_PJM_ROM | NYISO_A-F | PJM_ROM | Internal | Shoulder | B15 | 1203 | 1000 | 0 | 26.17 | 28.02 | 8 | 0
2025 | NYISO_A-F_2_PJM_ROM | NYISO_A-F | PJM_ROM | Internal | Summer | B1 | 10 | 1000 | 1000 | 50.9 | 76.31 | 8 | 17.41
2025 | NYISO_A-F_2_PJM_ROM | NYISO_A-F | PJM_ROM | Internal | Summer | B2 | 25 | 1000 | 1000 | 50.9 | 60.4 | 8 | 1.5
2025 | NYISO_A-F_2_PJM_ROM | NYISO_A-F | PJM_ROM | Internal | Summer | B3 | 75 | 1000 | 1000 | 43.41 | 54.84 | 8 | 3.44
2025 | NYISO_A-F_2_PJM_ROM | NYISO_A-F | PJM_ROM | Internal | Summer | B4 | 100 | 1000 | 1000 | 35.84 | 49.9 | 8 | 6.06
2025 | NYISO_A-F_2_PJM_ROM | NYISO_A-F | PJM_ROM | Internal | Summer | B5 | 200 | 1000 | 1000 | 35.46 | 49.87 | 8 | 6.41
2025 | NYISO_A-F_2_PJM_ROM | NYISO_A-F | PJM_ROM | Internal | Summer | B6 | 300 | 1000 | 1000 | 32.38 | 48.88 | 8 | 8.5
2025 | NYISO_A-F_2_PJM_ROM | NYISO_A-F | PJM_ROM | Internal | Summer | B7 | 400 | 1000 | 1000 | 28.7 | 39.84 | 8 | 3.14
2025 | NYISO_A-F_2_PJM_ROM | NYISO_A-F | PJM_ROM | Internal | Summer | B8 | 500 | 1000 | 551.31 | 24.96 | 32.96 | 8 | 0
2025 | NYISO_A-F_2_PJM_ROM | NYISO_A-F | PJM_ROM | Internal | Summer | B9 | 800 | 1000 | 0 | 24.81 | 28.11 | 8 | 0
2025 | NYISO_A-F_2_PJM_ROM | NYISO_A-F | PJM_ROM | Internal | Summer | B10 | 1262 | 1000 | 0 | 24.81 | 26.69 | 8 | 0
2025 | NYISO_A-F_2_PJM_ROM | NYISO_A-F | PJM_ROM | Internal | Winter | B16 | 25 | 1000 | 1000 | 36.99 | 57.58 | 8 | 12.59
2025 | NYISO_A-F_2_PJM_ROM | NYISO_A-F | PJM_ROM | Internal | Winter | B17 | 100 | 1000 | 1000 | 36.08 | 55.71 | 8 | 11.63
2025 | NYISO_A-F_2_PJM_ROM | NYISO_A-F | PJM_ROM | Internal | Winter | B18 | 400 | 1000 | 1000 | 32.94 | 41.06 | 8 | 0.12
2025 | NYISO_A-F_2_PJM_ROM | NYISO_A-F | PJM_ROM | Internal | Winter | B19 | 700 | 1000 | 0 | 32.94 | 35.6 | 8 | 0
2025 | NYISO_A-F_2_PJM_ROM | NYISO_A-F | PJM_ROM | Internal | Winter | B20 | 935 | 1000 | 0 | 32.94 | 32.34 | 8 | 0
2025 | NYISO_G-I_2_NEISO | NYISO_G-I | NEISO | Internal | Shoulder | B11 | 25 | 600 | 0 | 43.53 | 23.29 | 3 | 0
2025 | NYISO_G-I_2_NEISO | NYISO_G-I | NEISO | Internal | Shoulder | B12 | 200 | 600 | 0 | 33.49 | 23.29 | 3 | 0
2025 | NYISO_G-I_2_NEISO | NYISO_G-I | NEISO | Internal | Shoulder | B13 | 600 | 600 | 0 | 28.36 | 23.29 | 3 | 0
2025 | NYISO_G-I_2_NEISO | NYISO_G-I | NEISO | Internal | Shoulder | B14 | 900 | 600 | 0 | 26.18 | 23.29 | 3 | 0
2025 | NYISO_G-I_2_NEISO | NYISO_G-I | NEISO | Internal | Shoulder | B15 | 1203 | 600 | 0 | 26.18 | 23.29 | 3 | 0
2025 | NYISO_G-I_2_NEISO | NYISO_G-I | NEISO | Internal | Summer | B1 | 10 | 600 | 105.25 | 273.78 | 276.78 | 3 | 0
2025 | NYISO_G-I_2_NEISO | NYISO_G-I | NEISO | Internal | Summer | B2 | 25 | 600 | 0 | 65.37 | 62.37 | 3 | 0
2025 | NYISO_G-I_2_NEISO | NYISO_G-I | NEISO | Internal | Summer | B3 | 75 | 600 | 0 | 50.89 | 40.41 | 3 | 0
2025 | NYISO_G-I_2_NEISO | NYISO_G-I | NEISO | Internal | Summer | B4 | 100 | 600 | 0 | 50.89 | 29.2 | 3 | 0
2025 | NYISO_G-I_2_NEISO | NYISO_G-I | NEISO | Internal | Summer | B5 | 200 | 600 | 0 | 50.89 | 21.18 | 3 | 0
2025 | NYISO_G-I_2_NEISO | NYISO_G-I | NEISO | Internal | Summer | B6 | 300 | 600 | 0 | 40.87 | 21.18 | 3 | 0
2025 | NYISO_G-I_2_NEISO | NYISO_G-I | NEISO | Internal | Summer | B7 | 400 | 600 | 0 | 31.83 | 20.12 | 3 | 0
2025 | NYISO_G-I_2_NEISO | NYISO_G-I | NEISO | Internal | Summer | B8 | 500 | 600 | 0 | 24.97 | 20.12 | 3 | 0
2025 | NYISO_G-I_2_NEISO | NYISO_G-I | NEISO | Internal | Summer | B9 | 800 | 600 | 0 | 24.82 | 20.12 | 3 | 0
2025 | NYISO_G-I_2_NEISO | NYISO_G-I | NEISO | Internal | Summer | B10 | 1262 | 600 | 0 | 24.82 | 20.12 | 3 | 0
2025 | NYISO_G-I_2_NEISO | NYISO_G-I | NEISO | Internal | Winter | B16 | 25 | 600 | 0 | 49.57 | 33.08 | 3 | 0
2025 | NYISO_G-I_2_NEISO | NYISO_G-I | NEISO | Internal | Winter | B17 | 100 | 600 | 0 | 47.7 | 33.08 | 3 | 0
2025 | NYISO_G-I_2_NEISO | NYISO_G-I | NEISO | Internal | Winter | B18 | 400 | 600 | 0 | 36.88 | 33.08 | 3 | 0
2025 | NYISO_G-I_2_NEISO | NYISO_G-I | NEISO | Internal | Winter | B19 | 700 | 600 | 0 | 36.08 | 33.08 | 3 | 0
2025 | NYISO_G-I_2_NEISO | NYISO_G-I | NEISO | Internal | Winter | B20 | 935 | 600 | 0 | 35.18 | 33.08 | 3 | 0
2025 | NYISO_G-I_2_NYISO_A-F | NYISO_G-I | NYISO_A-F | Internal | Shoulder | B11 | 25 | 2637 | 0 | 43.53 | 30.13 | 0.01 | 0
2025 | NYISO_G-I_2_NYISO_A-F | NYISO_G-I | NYISO_A-F | Internal | Shoulder | B12 | 200 | 2637 | 0 | 33.49 | 33.48 | 0.01 | 0
2025 | NYISO_G-I_2_NYISO_A-F | NYISO_G-I | NYISO_A-F | Internal | Shoulder | B13 | 600 | 2637 | 0 | 28.36 | 28.35 | 0.01 | 0
2025 | NYISO_G-I_2_NYISO_A-F | NYISO_G-I | NYISO_A-F | Internal | Shoulder | B14 | 900 | 2637 | 0 | 26.18 | 26.17 | 0.01 | 0
2025 | NYISO_G-I_2_NYISO_A-F | NYISO_G-I | NYISO_A-F | Internal | Shoulder | B15 | 1203 | 2637 | 0 | 26.18 | 26.17 | 0.01 | 0
2025 | NYISO_G-I_2_NYISO_A-F | NYISO_G-I | NYISO_A-F | Internal | Summer | B1 | 10 | 2637 | 0 | 273.78 | 50.9 | 0.01 | 0
2025 | NYISO_G-I_2_NYISO_A-F | NYISO_G-I | NYISO_A-F | Internal | Summer | B2 | 25 | 2637 | 0 | 65.37 | 50.9 | 0.01 | 0
2025 | NYISO_G-I_2_NYISO_A-F | NYISO_G-I | NYISO_A-F | Internal | Summer | B3 | 75 | 2637 | 0 | 50.89 | 43.41 | 0.01 | 0
2025 | NYISO_G-I_2_NYISO_A-F | NYISO_G-I | NYISO_A-F | Internal | Summer | B4 | 100 | 2637 | 0 | 50.89 | 35.84 | 0.01 | 0
2025 | NYISO_G-I_2_NYISO_A-F | NYISO_G-I | NYISO_A-F | Internal | Summer | B5 | 200 | 2637 | 0 | 50.89 | 35.46 | 0.01 | 0
2025 | NYISO_G-I_2_NYISO_A-F | NYISO_G-I | NYISO_A-F | Internal | Summer | B6 | 300 | 2637 | 0 | 40.87 | 32.38 | 0.01 | 0
2025 | NYISO_G-I_2_NYISO_A-F | NYISO_G-I | NYISO_A-F | Internal | Summer | B7 | 400 | 2637 | 0 | 31.83 | 28.7 | 0.01 | 0
2025 | NYISO_G-I_2_NYISO_A-F | NYISO_G-I | NYISO_A-F | Internal | Summer | B8 | 500 | 2637 | 0 | 24.97 | 24.96 | 0.01 | 0
2025 | NYISO_G-I_2_NYISO_A-F | NYISO_G-I | NYISO_A-F | Internal | Summer | B9 | 800 | 2637 | 0 | 24.82 | 24.81 | 0.01 | 0
2025 | NYISO_G-I_2_NYISO_A-F | NYISO_G-I | NYISO_A-F | Internal | Summer | B10 | 1262 | 2637 | 0 | 24.82 | 24.81 | 0.01 | 0
2025 | NYISO_G-I_2_NYISO_A-F | NYISO_G-I | NYISO_A-F | Internal | Winter | B16 | 25 | 2637 | 0 | 49.57 | 36.99 | 0.01 | 0
2025 | NYISO_G-I_2_NYISO_A-F | NYISO_G-I | NYISO_A-F | Internal | Winter | B17 | 100 | 2637 | 0 | 47.7 | 36.08 | 0.01 | 0
2025 | NYISO_G-I_2_NYISO_A-F | NYISO_G-I | NYISO_A-F | Internal | Winter | B18 | 400 | 2637 | 0 | 36.88 | 32.94 | 0.01 | 0
2025 | NYISO_G-I_2_NYISO_A-F | NYISO_G-I | NYISO_A-F | Internal | Winter | B19 | 700 | 2637 | 0 | 36.08 | 32.94 | 0.01 | 0
2025 | NYISO_G-I_2_NYISO_A-F | NYISO_G-I | NYISO_A-F | Internal | Winter | B20 | 935 | 2637 | 0 | 35.18 | 32.94 | 0.01 | 0
2025 | NYISO_G-I_2_NYISO_J-K | NYISO_G-I | NYISO_J-K | Internal | Shoulder | B11 | 25 | 6130 | 4893 | 43.53 | 43.55 | 0.01 | 0
2025 | NYISO_G-I_2_NYISO_J-K | NYISO_G-I | NYISO_J-K | Internal | Shoulder | B12 | 200 | 6130 | 4128.93 | 33.49 | 33.5 | 0.01 | 0
2025 | NYISO_G-I_2_NYISO_J-K | NYISO_G-I | NYISO_J-K | Internal | Shoulder | B13 | 600 | 6130 | 3832.87 | 28.36 | 28.37 | 0.01 | 0
2025 | NYISO_G-I_2_NYISO_J-K | NYISO_G-I | NYISO_J-K | Internal | Shoulder | B14 | 900 | 6130 | 3671.07 | 26.18 | 26.19 | 0.01 | 0
2025 | NYISO_G-I_2_NYISO_J-K | NYISO_G-I | NYISO_J-K | Internal | Shoulder | B15 | 1203 | 6130 | 2259.39 | 26.18 | 26.19 | 0.01 | 0
2025 | NYISO_G-I_2_NYISO_J-K | NYISO_G-I | NYISO_J-K | Internal | Summer | B1 | 10 | 6130 | 4430.34 | 273.78 | 273.79 | 0.01 | 0
2025 | NYISO_G-I_2_NYISO_J-K | NYISO_G-I | NYISO_J-K | Internal | Summer | B2 | 25 | 6130 | 4144.73 | 65.37 | 65.38 | 0.01 | 0
2025 | NYISO_G-I_2_NYISO_J-K | NYISO_G-I | NYISO_J-K | Internal | Summer | B3 | 75 | 6130 | 5150.42 | 50.89 | 50.9 | 0.01 | 0
2025 | NYISO_G-I_2_NYISO_J-K | NYISO_G-I | NYISO_J-K | Internal | Summer | B4 | 100 | 6130 | 5422.53 | 50.89 | 50.9 | 0.01 | 0
2025 | NYISO_G-I_2_NYISO_J-K | NYISO_G-I | NYISO_J-K | Internal | Summer | B5 | 200 | 6130 | 5562.65 | 50.89 | 50.9 | 0.01 | 0
2025 | NYISO_G-I_2_NYISO_J-K | NYISO_G-I | NYISO_J-K | Internal | Summer | B6 | 300 | 6130 | 5086.24 | 40.87 | 40.88 | 0.01 | 0
2025 | NYISO_G-I_2_NYISO_J-K | NYISO_G-I | NYISO_J-K | Internal | Summer | B7 | 400 | 6130 | 5616.41 | 31.83 | 31.84 | 0.01 | 0
2025 | NYISO_G-I_2_NYISO_J-K | NYISO_G-I | NYISO_J-K | Internal | Summer | B8 | 500 | 6130 | 4921.98 | 24.97 | 24.98 | 0.01 | 0
2025 | NYISO_G-I_2_NYISO_J-K | NYISO_G-I | NYISO_J-K | Internal | Summer | B9 | 800 | 6130 | 4018.58 | 24.82 | 24.84 | 0.01 | 0
2025 | NYISO_G-I_2_NYISO_J-K | NYISO_G-I | NYISO_J-K | Internal | Summer | B10 | 1262 | 6130 | 2150.61 | 24.82 | 24.84 | 0.01 | 0
2025 | NYISO_G-I_2_NYISO_J-K | NYISO_G-I | NYISO_J-K | Internal | Winter | B16 | 25 | 6130 | 5786.34 | 49.57 | 49.58 | 0.01 | 0
2025 | NYISO_G-I_2_NYISO_J-K | NYISO_G-I | NYISO_J-K | Internal | Winter | B17 | 100 | 6130 | 5412.49 | 47.7 | 47.71 | 0.01 | 0
2025 | NYISO_G-I_2_NYISO_J-K | NYISO_G-I | NYISO_J-K | Internal | Winter | B18 | 400 | 6130 | 6130 | 36.88 | 38.43 | 0.01 | 1.54
2025 | NYISO_G-I_2_NYISO_J-K | NYISO_G-I | NYISO_J-K | Internal | Winter | B19 | 700 | 6130 | 6130 | 36.08 | 36.24 | 0.01 | 0.15
2025 | NYISO_G-I_2_NYISO_J-K | NYISO_G-I | NYISO_J-K | Internal | Winter | B20 | 935 | 6130 | 6123.09 | 35.18 | 35.19 | 0.01 | 0
2025 | NYISO_G-I_2_PJM_E | NYISO_G-I | PJM_E | Internal | Shoulder | B11 | 25 | 1500 | 535.29 | 43.53 | 51.53 | 8 | 0
2025 | NYISO_G-I_2_PJM_E | NYISO_G-I | PJM_E | Internal | Shoulder | B12 | 200 | 1500 | 967.25 | 33.49 | 41.49 | 8 | 0
2025 | NYISO_G-I_2_PJM_E | NYISO_G-I | PJM_E | Internal | Shoulder | B13 | 600 | 1500 | 29.38 | 28.36 | 36.36 | 8 | 0
2025 | NYISO_G-I_2_PJM_E | NYISO_G-I | PJM_E | Internal | Shoulder | B14 | 900 | 1500 | 0 | 26.18 | 32.5 | 8 | 0
2025 | NYISO_G-I_2_PJM_E | NYISO_G-I | PJM_E | Internal | Shoulder | B15 | 1203 | 1500 | 0 | 26.18 | 28.01 | 8 | 0
2025 | NYISO_G-I_2_PJM_E | NYISO_G-I | PJM_E | Internal | Summer | B1 | 10 | 1500 | 0 | 273.78 | 76.32 | 8 | 0
2025 | NYISO_G-I_2_PJM_E | NYISO_G-I | PJM_E | Internal | Summer | B2 | 25 | 1500 | 0 | 65.37 | 60.41 | 8 | 0
2025 | NYISO_G-I_2_PJM_E | NYISO_G-I | PJM_E | Internal | Summer | B3 | 75 | 1500 | 0 | 50.89 | 54.85 | 8 | 0
2025 | NYISO_G-I_2_PJM_E | NYISO_G-I | PJM_E | Internal | Summer | B4 | 100 | 1500 | 0 | 50.89 | 49.89 | 8 | 0
2025 | NYISO_G-I_2_PJM_E | NYISO_G-I | PJM_E | Internal | Summer | B5 | 200 | 1500 | 0 | 50.89 | 49.86 | 8 | 0
2025 | NYISO_G-I_2_PJM_E | NYISO_G-I | PJM_E | Internal | Summer | B6 | 300 | 1500 | 675.11 | 40.87 | 48.87 | 8 | 0
2025 | NYISO_G-I_2_PJM_E | NYISO_G-I | PJM_E | Internal | Summer | B7 | 400 | 1500 | 338.48 | 31.83 | 39.83 | 8 | 0
2025 | NYISO_G-I_2_PJM_E | NYISO_G-I | PJM_E | Internal | Summer | B8 | 500 | 1500 | 0 | 24.97 | 32.94 | 8 | 0
2025 | NYISO_G-I_2_PJM_E | NYISO_G-I | PJM_E | Internal | Summer | B9 | 800 | 1500 | 0 | 24.82 | 28.09 | 8 | 0
2025 | NYISO_G-I_2_PJM_E | NYISO_G-I | PJM_E | Internal | Summer | B10 | 1262 | 1500 | 0 | 24.82 | 26.68 | 8 | 0
2025 | NYISO_G-I_2_PJM_E | NYISO_G-I | PJM_E | Internal | Winter | B16 | 25 | 1500 | 149.37 | 49.57 | 57.57 | 8 | 0
2025 | NYISO_G-I_2_PJM_E | NYISO_G-I | PJM_E | Internal | Winter | B17 | 100 | 1500 | 654.68 | 47.7 | 55.7 | 8 | 0
2025 | NYISO_G-I_2_PJM_E | NYISO_G-I | PJM_E | Internal | Winter | B18 | 400 | 1500 | 0 | 36.88 | 41.05 | 8 | 0
2025 | NYISO_G-I_2_PJM_E | NYISO_G-I | PJM_E | Internal | Winter | B19 | 700 | 1500 | 0 | 36.08 | 35.58 | 8 | 0
2025 | NYISO_G-I_2_PJM_E | NYISO_G-I | PJM_E | Internal | Winter | B20 | 935 | 1500 | 0 | 35.18 | 32.35 | 8 | 0
2025 | NYISO_J-K_2_PJM_E | NYISO_J-K | PJM_E | Internal | Shoulder | B11 | 25 | 330 | 0 | 43.55 | 51.53 | 8 | 0
2025 | NYISO_J-K_2_PJM_E | NYISO_J-K | PJM_E | Internal | Shoulder | B12 | 200 | 330 | 0 | 33.5 | 41.49 | 8 | 0
2025 | NYISO_J-K_2_PJM_E | NYISO_J-K | PJM_E | Internal | Shoulder | B13 | 600 | 330 | 0 | 28.37 | 36.36 | 8 | 0
2025 | NYISO_J-K_2_PJM_E | NYISO_J-K | PJM_E | Internal | Shoulder | B14 | 900 | 330 | 0 | 26.19 | 32.5 | 8 | 0
2025 | NYISO_J-K_2_PJM_E | NYISO_J-K | PJM_E | Internal | Shoulder | B15 | 1203 | 330 | 0 | 26.19 | 28.01 | 8 | 0
2025 | NYISO_J-K_2_PJM_E | NYISO_J-K | PJM_E | Internal | Summer | B1 | 10 | 330 | 0 | 273.79 | 76.32 | 8 | 0
2025 | NYISO_J-K_2_PJM_E | NYISO_J-K | PJM_E | Internal | Summer | B2 | 25 | 330 | 0 | 65.38 | 60.41 | 8 | 0
2025 | NYISO_J-K_2_PJM_E | NYISO_J-K | PJM_E | Internal | Summer | B3 | 75 | 330 | 0 | 50.9 | 54.85 | 8 | 0
2025 | NYISO_J-K_2_PJM_E | NYISO_J-K | PJM_E | Internal | Summer | B4 | 100 | 330 | 0 | 50.9 | 49.89 | 8 | 0
2025 | NYISO_J-K_2_PJM_E | NYISO_J-K | PJM_E | Internal | Summer | B5 | 200 | 330 | 0 | 50.9 | 49.86 | 8 | 0
2025 | NYISO_J-K_2_PJM_E | NYISO_J-K | PJM_E | Internal | Summer | B6 | 300 | 330 | 0 | 40.88 | 48.87 | 8 | 0
2025 | NYISO_J-K_2_PJM_E | NYISO_J-K | PJM_E | Internal | Summer | B7 | 400 | 330 | 0 | 31.84 | 39.83 | 8 | 0
2025 | NYISO_J-K_2_PJM_E | NYISO_J-K | PJM_E | Internal | Summer | B8 | 500 | 330 | 0 | 24.98 | 32.94 | 8 | 0
2025 | NYISO_J-K_2_PJM_E | NYISO_J-K | PJM_E | Internal | Summer | B9 | 800 | 330 | 0 | 24.84 | 28.09 | 8 | 0
2025 | NYISO_J-K_2_PJM_E | NYISO_J-K | PJM_E | Internal | Summer | B10 | 1262 | 330 | 0 | 24.84 | 26.68 | 8 | 0
2025 | NYISO_J-K_2_PJM_E | NYISO_J-K | PJM_E | Internal | Winter | B16 | 25 | 330 | 0 | 49.58 | 57.57 | 8 | 0
2025 | NYISO_J-K_2_PJM_E | NYISO_J-K | PJM_E | Internal | Winter | B17 | 100 | 330 | 0 | 47.71 | 55.7 | 8 | 0
2025 | NYISO_J-K_2_PJM_E | NYISO_J-K | PJM_E | Internal | Winter | B18 | 400 | 330 | 0 | 38.43 | 41.05 | 8 | 0
2025 | NYISO_J-K_2_PJM_E | NYISO_J-K | PJM_E | Internal | Winter | B19 | 700 | 330 | 0 | 36.24 | 35.58 | 8 | 0
2025 | NYISO_J-K_2_PJM_E | NYISO_J-K | PJM_E | Internal | Winter | B20 | 935 | 330 | 0 | 35.19 | 32.35 | 8 | 0
2025 | PJM_E_2_NYISO_G-I | PJM_E | NYISO_G-I | Internal | Shoulder | B11 | 25 | 500 | 0 | 51.53 | 43.53 | 6 | 0
2025 | PJM_E_2_NYISO_G-I | PJM_E | NYISO_G-I | Internal | Shoulder | B12 | 200 | 500 | 0 | 41.49 | 33.49 | 6 | 0
2025 | PJM_E_2_NYISO_G-I | PJM_E | NYISO_G-I | Internal | Shoulder | B13 | 600 | 500 | 0 | 36.36 | 28.36 | 6 | 0
2025 | PJM_E_2_NYISO_G-I | PJM_E | NYISO_G-I | Internal | Shoulder | B14 | 900 | 500 | 0 | 32.5 | 26.18 | 6 | 0
2025 | PJM_E_2_NYISO_G-I | PJM_E | NYISO_G-I | Internal | Shoulder | B15 | 1203 | 500 | 0 | 28.01 | 26.18 | 6 | 0
2025 | PJM_E_2_NYISO_G-I | PJM_E | NYISO_G-I | Internal | Summer | B1 | 10 | 500 | 500 | 76.32 | 273.78 | 6 | 191.46
2025 | PJM_E_2_NYISO_G-I | PJM_E | NYISO_G-I | Internal | Summer | B2 | 25 | 500 | 0 | 60.41 | 65.37 | 6 | 0
2025 | PJM_E_2_NYISO_G-I | PJM_E | NYISO_G-I | Internal | Summer | B3 | 75 | 500 | 0 | 54.85 | 50.89 | 6 | 0
2025 | PJM_E_2_NYISO_G-I | PJM_E | NYISO_G-I | Internal | Summer | B4 | 100 | 500 | 0 | 49.89 | 50.89 | 6 | 0
2025 | PJM_E_2_NYISO_G-I | PJM_E | NYISO_G-I | Internal | Summer | B5 | 200 | 500 | 0 | 49.86 | 50.89 | 6 | 0
2025 | PJM_E_2_NYISO_G-I | PJM_E | NYISO_G-I | Internal | Summer | B6 | 300 | 500 | 0 | 48.87 | 40.87 | 6 | 0
2025 | PJM_E_2_NYISO_G-I | PJM_E | NYISO_G-I | Internal | Summer | B7 | 400 | 500 | 0 | 39.83 | 31.83 | 6 | 0
2025 | PJM_E_2_NYISO_G-I | PJM_E | NYISO_G-I | Internal | Summer | B8 | 500 | 500 | 0 | 32.94 | 24.97 | 6 | 0
2025 | PJM_E_2_NYISO_G-I | PJM_E | NYISO_G-I | Internal | Summer | B9 | 800 | 500 | 0 | 28.09 | 24.82 | 6 | 0
2025 | PJM_E_2_NYISO_G-I | PJM_E | NYISO_G-I | Internal | Summer | B10 | 1262 | 500 | 0 | 26.68 | 24.82 | 6 | 0
2025 | PJM_E_2_NYISO_G-I | PJM_E | NYISO_G-I | Internal | Winter | B16 | 25 | 500 | 0 | 57.57 | 49.57 | 6 | 0
2025 | PJM_E_2_NYISO_G-I | PJM_E | NYISO_G-I | Internal | Winter | B17 | 100 | 500 | 0 | 55.7 | 47.7 | 6 | 0
2025 | PJM_E_2_NYISO_G-I | PJM_E | NYISO_G-I | Internal | Winter | B18 | 400 | 500 | 0 | 41.05 | 36.88 | 6 | 0
2025 | PJM_E_2_NYISO_G-I | PJM_E | NYISO_G-I | Internal | Winter | B19 | 700 | 500 | 0 | 35.58 | 36.08 | 6 | 0
2025 | PJM_E_2_NYISO_G-I | PJM_E | NYISO_G-I | Internal | Winter | B20 | 935 | 500 | 0 | 32.35 | 35.18 | 6 | 0
2025 | PJM_E_2_NYISO_J-K | PJM_E | NYISO_J-K | Internal | Shoulder | B11 | 25 | 330 | 0 | 51.53 | 43.55 | 6 | 0
2025 | PJM_E_2_NYISO_J-K | PJM_E | NYISO_J-K | Internal | Shoulder | B12 | 200 | 330 | 0 | 41.49 | 33.5 | 6 | 0
2025 | PJM_E_2_NYISO_J-K | PJM_E | NYISO_J-K | Internal | Shoulder | B13 | 600 | 330 | 0 | 36.36 | 28.37 | 6 | 0
2025 | PJM_E_2_NYISO_J-K | PJM_E | NYISO_J-K | Internal | Shoulder | B14 | 900 | 330 | 0 | 32.5 | 26.19 | 6 | 0
2025 | PJM_E_2_NYISO_J-K | PJM_E | NYISO_J-K | Internal | Shoulder | B15 | 1203 | 330 | 0 | 28.01 | 26.19 | 6 | 0
2025 | PJM_E_2_NYISO_J-K | PJM_E | NYISO_J-K | Internal | Summer | B1 | 10 | 330 | 330 | 76.32 | 273.79 | 6 | 191.48
2025 | PJM_E_2_NYISO_J-K | PJM_E | NYISO_J-K | Internal | Summer | B2 | 25 | 330 | 0 | 60.41 | 65.38 | 6 | 0
2025 | PJM_E_2_NYISO_J-K | PJM_E | NYISO_J-K | Internal | Summer | B3 | 75 | 330 | 0 | 54.85 | 50.9 | 6 | 0
2025 | PJM_E_2_NYISO_J-K | PJM_E | NYISO_J-K | Internal | Summer | B4 | 100 | 330 | 0 | 49.89 | 50.9 | 6 | 0
2025 | PJM_E_2_NYISO_J-K | PJM_E | NYISO_J-K | Internal | Summer | B5 | 200 | 330 | 0 | 49.86 | 50.9 | 6 | 0
2025 | PJM_E_2_NYISO_J-K | PJM_E | NYISO_J-K | Internal | Summer | B6 | 300 | 330 | 0 | 48.87 | 40.88 | 6 | 0
2025 | PJM_E_2_NYISO_J-K | PJM_E | NYISO_J-K | Internal | Summer | B7 | 400 | 330 | 0 | 39.83 | 31.84 | 6 | 0
2025 | PJM_E_2_NYISO_J-K | PJM_E | NYISO_J-K | Internal | Summer | B8 | 500 | 330 | 0 | 32.94 | 24.98 | 6 | 0
2025 | PJM_E_2_NYISO_J-K | PJM_E | NYISO_J-K | Internal | Summer | B9 | 800 | 330 | 0 | 28.09 | 24.84 | 6 | 0
2025 | PJM_E_2_NYISO_J-K | PJM_E | NYISO_J-K | Internal | Summer | B10 | 1262 | 330 | 0 | 26.68 | 24.84 | 6 | 0
2025 | PJM_E_2_NYISO_J-K | PJM_E | NYISO_J-K | Internal | Winter | B16 | 25 | 330 | 0 | 57.57 | 49.58 | 6 | 0
2025 | PJM_E_2_NYISO_J-K | PJM_E | NYISO_J-K | Internal | Winter | B17 | 100 | 330 | 0 | 55.7 | 47.71 | 6 | 0
2025 | PJM_E_2_NYISO_J-K | PJM_E | NYISO_J-K | Internal | Winter | B18 | 400 | 330 | 0 | 41.05 | 38.43 | 6 | 0
2025 | PJM_E_2_NYISO_J-K | PJM_E | NYISO_J-K | Internal | Winter | B19 | 700 | 330 | 0 | 35.58 | 36.24 | 6 | 0
2025 | PJM_E_2_NYISO_J-K | PJM_E | NYISO_J-K | Internal | Winter | B20 | 935 | 330 | 0 | 32.35 | 35.19 | 6 | 0
2025 | PJM_E_2_PJM_ROM | PJM_E | PJM_ROM | Internal | Shoulder | B11 | 25 | 8000 | 3821.86 | 51.53 | 51.55 | 0.01 | 0
2025 | PJM_E_2_PJM_ROM | PJM_E | PJM_ROM | Internal | Shoulder | B12 | 200 | 8000 | 4758.7 | 41.49 | 41.5 | 0.01 | 0
2025 | PJM_E_2_PJM_ROM | PJM_E | PJM_ROM | Internal | Shoulder | B13 | 600 | 8000 | 3805.86 | 36.36 | 36.37 | 0.01 | 0
2025 | PJM_E_2_PJM_ROM | PJM_E | PJM_ROM | Internal | Shoulder | B14 | 900 | 8000 | 4352.03 | 32.5 | 32.51 | 0.01 | 0
2025 | PJM_E_2_PJM_ROM | PJM_E | PJM_ROM | Internal | Shoulder | B15 | 1203 | 8000 | 3846.41 | 28.01 | 28.02 | 0.01 | 0
2025 | PJM_E_2_PJM_ROM | PJM_E | PJM_ROM | Internal | Summer | B1 | 10 | 8000 | 0 | 76.32 | 76.31 | 0.01 | 0
2025 | PJM_E_2_PJM_ROM | PJM_E | PJM_ROM | Internal | Summer | B2 | 25 | 8000 | 0 | 60.41 | 60.4 | 0.01 | 0
2025 | PJM_E_2_PJM_ROM | PJM_E | PJM_ROM | Internal | Summer | B3 | 75 | 8000 | 0 | 54.85 | 54.84 | 0.01 | 0
2025 | PJM_E_2_PJM_ROM | PJM_E | PJM_ROM | Internal | Summer | B4 | 100 | 8000 | 639.3 | 49.89 | 49.9 | 0.01 | 0
2025 | PJM_E_2_PJM_ROM | PJM_E | PJM_ROM | Internal | Summer | B5 | 200 | 8000 | 1687.87 | 49.86 | 49.87 | 0.01 | 0
2025 | PJM_E_2_PJM_ROM | PJM_E | PJM_ROM | Internal | Summer | B6 | 300 | 8000 | 2407.92 | 48.87 | 48.88 | 0.01 | 0
2025 | PJM_E_2_PJM_ROM | PJM_E | PJM_ROM | Internal | Summer | B7 | 400 | 8000 | 3439.68 | 39.83 | 39.84 | 0.01 | 0
2025 | PJM_E_2_PJM_ROM | PJM_E | PJM_ROM | Internal | Summer | B8 | 500 | 8000 | 3742.08 | 32.94 | 32.96 | 0.01 | 0
2025 | PJM_E_2_PJM_ROM | PJM_E | PJM_ROM | Internal | Summer | B9 | 800 | 8000 | 4765.96 | 28.09 | 28.11 | 0.01 | 0
2025 | PJM_E_2_PJM_ROM | PJM_E | PJM_ROM | Internal | Summer | B10 | 1262 | 8000 | 6929.65 | 26.68 | 26.69 | 0.01 | 0
2025 | PJM_E_2_PJM_ROM | PJM_E | PJM_ROM | Internal | Winter | B16 | 25 | 8000 | 537.47 | 57.57 | 57.58 | 0.01 | 0
2025 | PJM_E_2_PJM_ROM | PJM_E | PJM_ROM | Internal | Winter | B17 | 100 | 8000 | 2030.02 | 55.7 | 55.71 | 0.01 | 0
2025 | PJM_E_2_PJM_ROM | PJM_E | PJM_ROM | Internal | Winter | B18 | 400 | 8000 | 882.56 | 41.05 | 41.06 | 0.01 | 0
2025 | PJM_E_2_PJM_ROM | PJM_E | PJM_ROM | Internal | Winter | B19 | 700 | 8000 | 845.85 | 35.58 | 35.6 | 0.01 | 0
2025 | PJM_E_2_PJM_ROM | PJM_E | PJM_ROM | Internal | Winter | B20 | 935 | 8000 | 0 | 32.35 | 32.34 | 0.01 | 0
2025 | PJM_ROR_2_MISO_IN | PJM_ROR | MISO_IN | Internal | Shoulder | B11 | 25 | 909 | 0 | 51.53 | 53.1 | 2 | 0
2025 | PJM_ROR_2_MISO_IN | PJM_ROR | MISO_IN | Internal | Shoulder | B12 | 200 | 909 | 0 | 41.51 | 43.49 | 2 | 0
2025 | PJM_ROR_2_MISO_IN | PJM_ROR | MISO_IN | Internal | Shoulder | B13 | 600 | 909 | 0 | 36.36 | 36.77 | 2 | 0
2025 | PJM_ROR_2_MISO_IN | PJM_ROR | MISO_IN | Internal | Shoulder | B14 | 900 | 909 | 0 | 32.5 | 31.93 | 2 | 0
2025 | PJM_ROR_2_MISO_IN | PJM_ROR | MISO_IN | Internal | Shoulder | B15 | 1203 | 909 | 0 | 28.01 | 28.74 | 2 | 0
2025 | PJM_ROR_2_MISO_IN | PJM_ROR | MISO_IN | Internal | Summer | B1 | 10 | 909 | 0 | 71.14 | 69.14 | 2 | 0
2025 | PJM_ROR_2_MISO_IN | PJM_ROR | MISO_IN | Internal | Summer | B2 | 25 | 909 | 0 | 56.35 | 54.35 | 2 | 0
2025 | PJM_ROR_2_MISO_IN | PJM_ROR | MISO_IN | Internal | Summer | B3 | 75 | 909 | 0 | 54.83 | 52.83 | 2 | 0
2025 | PJM_ROR_2_MISO_IN | PJM_ROR | MISO_IN | Internal | Summer | B4 | 100 | 909 | 0 | 49.89 | 51.87 | 2 | 0
2025 | PJM_ROR_2_MISO_IN | PJM_ROR | MISO_IN | Internal | Summer | B5 | 200 | 909 | 0 | 49.86 | 50.93 | 2 | 0
2025 | PJM_ROR_2_MISO_IN | PJM_ROR | MISO_IN | Internal | Summer | B6 | 300 | 909 | 0 | 48.87 | 48.81 | 2 | 0
2025 | PJM_ROR_2_MISO_IN | PJM_ROR | MISO_IN | Internal | Summer | B7 | 400 | 909 | 0 | 39.83 | 41.81 | 2 | 0
2025 | PJM_ROR_2_MISO_IN | PJM_ROR | MISO_IN | Internal | Summer | B8 | 500 | 909 | 0 | 32.94 | 31.93 | 2 | 0
2025 | PJM_ROR_2_MISO_IN | PJM_ROR | MISO_IN | Internal | Summer | B9 | 800 | 909 | 0 | 28.09 | 29.56 | 2 | 0
2025 | PJM_ROR_2_MISO_IN | PJM_ROR | MISO_IN | Internal | Summer | B10 | 1262 | 909 | 0 | 26.7 | 26.67 | 2 | 0
2025 | PJM_ROR_2_MISO_IN | PJM_ROR | MISO_IN | Internal | Winter | B16 | 25 | 909 | 0 | 57.57 | 56.29 | 2 | 0
2025 | PJM_ROR_2_MISO_IN | PJM_ROR | MISO_IN | Internal | Winter | B17 | 100 | 909 | 0 | 55.7 | 53.7 | 2 | 0
2025 | PJM_ROR_2_MISO_IN | PJM_ROR | MISO_IN | Internal | Winter | B18 | 400 | 909 | 0 | 41.05 | 39.05 | 2 | 0
2025 | PJM_ROR_2_MISO_IN | PJM_ROR | MISO_IN | Internal | Winter | B19 | 700 | 909 | 0 | 35.58 | 35.44 | 2 | 0
2025 | PJM_ROR_2_MISO_IN | PJM_ROR | MISO_IN | Internal | Winter | B20 | 935 | 909 | 0 | 30.3 | 30.28 | 2 | 0
2025 | PJM_ROR_2_MISO_MI | PJM_ROR | MISO_MI | Internal | Shoulder | B11 | 25 | 1305 | 0 | 51.53 | 53.11 | 2 | 0
2025 | PJM_ROR_2_MISO_MI | PJM_ROR | MISO_MI | Internal | Shoulder | B12 | 200 | 1305 | 0 | 41.51 | 43.5 | 2 | 0
2025 | PJM_ROR_2_MISO_MI | PJM_ROR | MISO_MI | Internal | Shoulder | B13 | 600 | 1305 | 0 | 36.36 | 36.78 | 2 | 0
2025 | PJM_ROR_2_MISO_MI | PJM_ROR | MISO_MI | Internal | Shoulder | B14 | 900 | 1305 | 0 | 32.5 | 31.94 | 2 | 0
2025 | PJM_ROR_2_MISO_MI | PJM_ROR | MISO_MI | Internal | Shoulder | B15 | 1203 | 1305 | 0 | 28.01 | 28.75 | 2 | 0
2025 | PJM_ROR_2_MISO_MI | PJM_ROR | MISO_MI | Internal | Summer | B1 | 10 | 1305 | 0 | 71.14 | 69.15 | 2 | 0
2025 | PJM_ROR_2_MISO_MI | PJM_ROR | MISO_MI | Internal | Summer | B2 | 25 | 1305 | 0 | 56.35 | 54.36 | 2 | 0
2025 | PJM_ROR_2_MISO_MI | PJM_ROR | MISO_MI | Internal | Summer | B3 | 75 | 1305 | 0 | 54.83 | 52.84 | 2 | 0
2025 | PJM_ROR_2_MISO_MI | PJM_ROR | MISO_MI | Internal | Summer | B4 | 100 | 1305 | 989.58 | 49.89 | 51.89 | 2 | 0
2025 | PJM_ROR_2_MISO_MI | PJM_ROR | MISO_MI | Internal | Summer | B5 | 200 | 1305 | 0 | 49.86 | 50.94 | 2 | 0
2025 | PJM_ROR_2_MISO_MI | PJM_ROR | MISO_MI | Internal | Summer | B6 | 300 | 1305 | 0 | 48.87 | 48.82 | 2 | 0
2025 | PJM_ROR_2_MISO_MI | PJM_ROR | MISO_MI | Internal | Summer | B7 | 400 | 1305 | 0 | 39.83 | 41.8 | 2 | 0
2025 | PJM_ROR_2_MISO_MI | PJM_ROR | MISO_MI | Internal | Summer | B8 | 500 | 1305 | 0 | 32.94 | 31.94 | 2 | 0
2025 | PJM_ROR_2_MISO_MI | PJM_ROR | MISO_MI | Internal | Summer | B9 | 800 | 1305 | 0 | 28.09 | 29.57 | 2 | 0
2025 | PJM_ROR_2_MISO_MI | PJM_ROR | MISO_MI | Internal | Summer | B10 | 1262 | 1305 | 0 | 26.7 | 26.69 | 2 | 0
2025 | PJM_ROR_2_MISO_MI | PJM_ROR | MISO_MI | Internal | Winter | B16 | 25 | 1305 | 0 | 57.57 | 56.3 | 2 | 0
2025 | PJM_ROR_2_MISO_MI | PJM_ROR | MISO_MI | Internal | Winter | B17 | 100 | 1305 | 0 | 55.7 | 53.7 | 2 | 0
2025 | PJM_ROR_2_MISO_MI | PJM_ROR | MISO_MI | Internal | Winter | B18 | 400 | 1305 | 0 | 41.05 | 39.06 | 2 | 0
2025 | PJM_ROR_2_MISO_MI | PJM_ROR | MISO_MI | Internal | Winter | B19 | 700 | 1305 | 0 | 35.58 | 35.45 | 2 | 0
2025 | PJM_ROR_2_MISO_MI | PJM_ROR | MISO_MI | Internal | Winter | B20 | 935 | 1305 | 0 | 30.3 | 30.29 | 2 | 0
2025 | PJM_ROR_2_MISO_MO-IL | PJM_ROR | MISO_MO-IL | Internal | Shoulder | B11 | 25 | 1111 | 0 | 51.53 | 53.11 | 2 | 0
2025 | PJM_ROR_2_MISO_MO-IL | PJM_ROR | MISO_MO-IL | Internal | Shoulder | B12 | 200 | 1111 | 0 | 41.51 | 43.5 | 2 | 0
2025 | PJM_ROR_2_MISO_MO-IL | PJM_ROR | MISO_MO-IL | Internal | Shoulder | B13 | 600 | 1111 | 0 | 36.36 | 36.78 | 2 | 0
2025 | PJM_ROR_2_MISO_MO-IL | PJM_ROR | MISO_MO-IL | Internal | Shoulder | B14 | 900 | 1111 | 0 | 32.5 | 31.94 | 2 | 0
2025 | PJM_ROR_2_MISO_MO-IL | PJM_ROR | MISO_MO-IL | Internal | Shoulder | B15 | 1203 | 1111 | 0 | 28.01 | 28.75 | 2 | 0
2025 | PJM_ROR_2_MISO_MO-IL | PJM_ROR | MISO_MO-IL | Internal | Summer | B1 | 10 | 1111 | 0 | 71.14 | 69.15 | 2 | 0
2025 | PJM_ROR_2_MISO_MO-IL | PJM_ROR | MISO_MO-IL | Internal | Summer | B2 | 25 | 1111 | 0 | 56.35 | 54.36 | 2 | 0
2025 | PJM_ROR_2_MISO_MO-IL | PJM_ROR | MISO_MO-IL | Internal | Summer | B3 | 75 | 1111 | 0 | 54.83 | 52.84 | 2 | 0
2025 | PJM_ROR_2_MISO_MO-IL | PJM_ROR | MISO_MO-IL | Internal | Summer | B4 | 100 | 1111 | 858.8 | 49.89 | 51.89 | 2 | 0
2025 | PJM_ROR_2_MISO_MO-IL | PJM_ROR | MISO_MO-IL | Internal | Summer | B5 | 200 | 1111 | 0 | 49.86 | 50.94 | 2 | 0
2025 | PJM_ROR_2_MISO_MO-IL | PJM_ROR | MISO_MO-IL | Internal | Summer | B6 | 300 | 1111 | 0 | 48.87 | 48.82 | 2 | 0
2025 | PJM_ROR_2_MISO_MO-IL | PJM_ROR | MISO_MO-IL | Internal | Summer | B7 | 400 | 1111 | 0 | 39.83 | 41.82 | 2 | 0
2025 | PJM_ROR_2_MISO_MO-IL | PJM_ROR | MISO_MO-IL | Internal | Summer | B8 | 500 | 1111 | 0 | 32.94 | 31.94 | 2 | 0
2025 | PJM_ROR_2_MISO_MO-IL | PJM_ROR | MISO_MO-IL | Internal | Summer | B9 | 800 | 1111 | 0 | 28.09 | 29.57 | 2 | 0
2025 | PJM_ROR_2_MISO_MO-IL | PJM_ROR | MISO_MO-IL | Internal | Summer | B10 | 1262 | 1111 | 0 | 26.7 | 26.69 | 2 | 0
2025 | PJM_ROR_2_MISO_MO-IL | PJM_ROR | MISO_MO-IL | Internal | Winter | B16 | 25 | 1111 | 0 | 57.57 | 56.3 | 2 | 0
2025 | PJM_ROR_2_MISO_MO-IL | PJM_ROR | MISO_MO-IL | Internal | Winter | B17 | 100 | 1111 | 0 | 55.7 | 53.71 | 2 | 0
2025 | PJM_ROR_2_MISO_MO-IL | PJM_ROR | MISO_MO-IL | Internal | Winter | B18 | 400 | 1111 | 0 | 41.05 | 39.06 | 2 | 0
2025 | PJM_ROR_2_MISO_MO-IL | PJM_ROR | MISO_MO-IL | Internal | Winter | B19 | 700 | 1111 | 0 | 35.58 | 35.45 | 2 | 0
2025 | PJM_ROR_2_MISO_MO-IL | PJM_ROR | MISO_MO-IL | Internal | Winter | B20 | 935 | 1111 | 0 | 30.3 | 30.29 | 2 | 0
2025 | PJM_ROR_2_MISO_W | PJM_ROR | MISO_W | Internal | Shoulder | B11 | 25 | 10071 | 0 | 51.53 | 53.1 | 2 | 0
2025 | PJM_ROR_2_MISO_W | PJM_ROR | MISO_W | Internal | Shoulder | B12 | 200 | 10071 | 400.9 | 41.51 | 43.51 | 2 | 0
2025 | PJM_ROR_2_MISO_W | PJM_ROR | MISO_W | Internal | Shoulder | B13 | 600 | 10071 | 0 | 36.36 | 36.79 | 2 | 0
2025 | PJM_ROR_2_MISO_W | PJM_ROR | MISO_W | Internal | Shoulder | B14 | 900 | 10071 | 0 | 32.5 | 31.96 | 2 | 0
2025 | PJM_ROR_2_MISO_W | PJM_ROR | MISO_W | Internal | Shoulder | B15 | 1203 | 10071 | 0 | 28.01 | 28.77 | 2 | 0
2025 | PJM_ROR_2_MISO_W | PJM_ROR | MISO_W | Internal | Summer | B1 | 10 | 10071 | 0 | 71.14 | 69.14 | 2 | 0
2025 | PJM_ROR_2_MISO_W | PJM_ROR | MISO_W | Internal | Summer | B2 | 25 | 10071 | 0 | 56.35 | 54.35 | 2 | 0
2025 | PJM_ROR_2_MISO_W | PJM_ROR | MISO_W | Internal | Summer | B3 | 75 | 10071 | 0 | 54.83 | 52.85 | 2 | 0
2025 | PJM_ROR_2_MISO_W | PJM_ROR | MISO_W | Internal | Summer | B4 | 100 | 10071 | 2651.21 | 49.89 | 51.89 | 2 | 0
2025 | PJM_ROR_2_MISO_W | PJM_ROR | MISO_W | Internal | Summer | B5 | 200 | 10071 | 0 | 49.86 | 50.95 | 2 | 0
2025 | PJM_ROR_2_MISO_W | PJM_ROR | MISO_W | Internal | Summer | B6 | 300 | 10071 | 0 | 48.87 | 48.81 | 2 | 0
2025 | PJM_ROR_2_MISO_W | PJM_ROR | MISO_W | Internal | Summer | B7 | 400 | 10071 | 840.63 | 39.83 | 41.83 | 2 | 0
2025 | PJM_ROR_2_MISO_W | PJM_ROR | MISO_W | Internal | Summer | B8 | 500 | 10071 | 0 | 32.94 | 31.96 | 2 | 0
2025 | PJM_ROR_2_MISO_W | PJM_ROR | MISO_W | Internal | Summer | B9 | 800 | 10071 | 0 | 28.09 | 29.58 | 2 | 0
2025 | PJM_ROR_2_MISO_W | PJM_ROR | MISO_W | Internal | Summer | B10 | 1262 | 10071 | 0 | 26.7 | 26.67 | 2 | 0
2025 | PJM_ROR_2_MISO_W | PJM_ROR | MISO_W | Internal | Winter | B16 | 25 | 10071 | 0 | 57.57 | 56.29 | 2 | 0
2025 | PJM_ROR_2_MISO_W | PJM_ROR | MISO_W | Internal | Winter | B17 | 100 | 10071 | 0 | 55.7 | 53.7 | 2 | 0
2025 | PJM_ROR_2_MISO_W | PJM_ROR | MISO_W | Internal | Winter | B18 | 400 | 10071 | 0 | 41.05 | 39.05 | 2 | 0
2025 | PJM_ROR_2_MISO_W | PJM_ROR | MISO_W | Internal | Winter | B19 | 700 | 10071 | 0 | 35.58 | 35.46 | 2 | 0
2025 | PJM_ROR_2_MISO_W | PJM_ROR | MISO_W | Internal | Winter | B20 | 935 | 10071 | 0 | 30.3 | 30.3 | 2 | 0
2025 | PJM_ROR_2_MISO_WUMS | PJM_ROR | MISO_WUMS | Internal | Shoulder | B11 | 25 | 1467 | 0 | 51.53 | 50.39 | 2 | 0
2025 | PJM_ROR_2_MISO_WUMS | PJM_ROR | MISO_WUMS | Internal | Shoulder | B12 | 200 | 1467 | 0 | 41.51 | 43.5 | 2 | 0
2025 | PJM_ROR_2_MISO_WUMS | PJM_ROR | MISO_WUMS | Internal | Shoulder | B13 | 600 | 1467 | 0 | 36.36 | 36.78 | 2 | 0
2025 | PJM_ROR_2_MISO_WUMS | PJM_ROR | MISO_WUMS | Internal | Shoulder | B14 | 900 | 1467 | 0 | 32.5 | 31.94 | 2 | 0
2025 | PJM_ROR_2_MISO_WUMS | PJM_ROR | MISO_WUMS | Internal | Shoulder | B15 | 1203 | 1467 | 0 | 28.01 | 28.75 | 2 | 0
2025 | PJM_ROR_2_MISO_WUMS | PJM_ROR | MISO_WUMS | Internal | Summer | B1 | 10 | 1467 | 0 | 71.14 | 48.24 | 2 | 0
2025 | PJM_ROR_2_MISO_WUMS | PJM_ROR | MISO_WUMS | Internal | Summer | B2 | 25 | 1467 | 0 | 56.35 | 48.24 | 2 | 0
2025 | PJM_ROR_2_MISO_WUMS | PJM_ROR | MISO_WUMS | Internal | Summer | B3 | 75 | 1467 | 0 | 54.83 | 48.24 | 2 | 0
2025 | PJM_ROR_2_MISO_WUMS | PJM_ROR | MISO_WUMS | Internal | Summer | B4 | 100 | 1467 | 0 | 49.89 | 48.24 | 2 | 0
2025 | PJM_ROR_2_MISO_WUMS | PJM_ROR | MISO_WUMS | Internal | Summer | B5 | 200 | 1467 | 0 | 49.86 | 48.24 | 2 | 0
2025 | PJM_ROR_2_MISO_WUMS | PJM_ROR | MISO_WUMS | Internal | Summer | B6 | 300 | 1467 | 0 | 48.87 | 48.24 | 2 | 0
2025 | PJM_ROR_2_MISO_WUMS | PJM_ROR | MISO_WUMS | Internal | Summer | B7 | 400 | 1467 | 0 | 39.83 | 41.82 | 2 | 0
2025 | PJM_ROR_2_MISO_WUMS | PJM_ROR | MISO_WUMS | Internal | Summer | B8 | 500 | 1467 | 0 | 32.94 | 31.94 | 2 | 0
2025 | PJM_ROR_2_MISO_WUMS | PJM_ROR | MISO_WUMS | Internal | Summer | B9 | 800 | 1467 | 0 | 28.09 | 29.57 | 2 | 0
2025 | PJM_ROR_2_MISO_WUMS | PJM_ROR | MISO_WUMS | Internal | Summer | B10 | 1262 | 1467 | 0 | 26.7 | 26.66 | 2 | 0
2025 | PJM_ROR_2_MISO_WUMS | PJM_ROR | MISO_WUMS | Internal | Winter | B16 | 25 | 1467 | 0 | 57.57 | 54.55 | 2 | 0
2025 | PJM_ROR_2_MISO_WUMS | PJM_ROR | MISO_WUMS | Internal | Winter | B17 | 100 | 1467 | 0 | 55.7 | 53.7 | 2 | 0
2025 | PJM_ROR_2_MISO_WUMS | PJM_ROR | MISO_WUMS | Internal | Winter | B18 | 400 | 1467 | 0 | 41.05 | 39.05 | 2 | 0
2025 | PJM_ROR_2_MISO_WUMS | PJM_ROR | MISO_WUMS | Internal | Winter | B19 | 700 | 1467 | 0 | 35.58 | 35.45 | 2 | 0
2025 | PJM_ROR_2_MISO_WUMS | PJM_ROR | MISO_WUMS | Internal | Winter | B20 | 935 | 1467 | 0 | 30.3 | 30.29 | 2 | 0
2025 | PJM_ROR_2_PJM_ROM | PJM_ROR | PJM_ROM | Internal | Shoulder | B11 | 25 | 8000 | 453.14 | 51.53 | 51.55 | 0.01 | 0
2025 | PJM_ROR_2_PJM_ROM | PJM_ROR | PJM_ROM | Internal | Shoulder | B12 | 200 | 8000 | 0 | 41.51 | 41.5 | 0.01 | 0
2025 | PJM_ROR_2_PJM_ROM | PJM_ROR | PJM_ROM | Internal | Shoulder | B13 | 600 | 8000 | 1043.56 | 36.36 | 36.37 | 0.01 | 0
2025 | PJM_ROR_2_PJM_ROM | PJM_ROR | PJM_ROM | Internal | Shoulder | B14 | 900 | 8000 | 1509.72 | 32.5 | 32.51 | 0.01 | 0
2025 | PJM_ROR_2_PJM_ROM | PJM_ROR | PJM_ROM | Internal | Shoulder | B15 | 1203 | 8000 | 1081.98 | 28.01 | 28.02 | 0.01 | 0
2025 | PJM_ROR_2_PJM_ROM | PJM_ROR | PJM_ROM | Internal | Summer | B1 | 10 | 8000 | 8000 | 71.14 | 76.31 | 0.01 | 5.15
2025 | PJM_ROR_2_PJM_ROM | PJM_ROR | PJM_ROM | Internal | Summer | B2 | 25 | 8000 | 8000 | 56.35 | 60.4 | 0.01 | 4.04
2025 | PJM_ROR_2_PJM_ROM | PJM_ROR | PJM_ROM | Internal | Summer | B3 | 75 | 8000 | 7945.61 | 54.83 | 54.84 | 0.01 | 0
2025 | PJM_ROR_2_PJM_ROM | PJM_ROR | PJM_ROM | Internal | Summer | B4 | 100 | 8000 | 6244.86 | 49.89 | 49.9 | 0.01 | 0
2025 | PJM_ROR_2_PJM_ROM | PJM_ROR | PJM_ROM | Internal | Summer | B5 | 200 | 8000 | 4495.11 | 49.86 | 49.87 | 0.01 | 0
2025 | PJM_ROR_2_PJM_ROM | PJM_ROR | PJM_ROM | Internal | Summer | B6 | 300 | 8000 | 2620.18 | 48.87 | 48.88 | 0.01 | 0
2025 | PJM_ROR_2_PJM_ROM | PJM_ROR | PJM_ROM | Internal | Summer | B7 | 400 | 8000 | 1278.94 | 39.83 | 39.84 | 0.01 | 0
2025 | PJM_ROR_2_PJM_ROM | PJM_ROR | PJM_ROM | Internal | Summer | B8 | 500 | 8000 | 2842.44 | 32.94 | 32.96 | 0.01 | 0
2025 | PJM_ROR_2_PJM_ROM | PJM_ROR | PJM_ROM | Internal | Summer | B9 | 800 | 8000 | 1060.34 | 28.09 | 28.11 | 0.01 | 0
2025 | PJM_ROR_2_PJM_ROM | PJM_ROR | PJM_ROM | Internal | Summer | B10 | 1262 | 8000 | 0 | 26.7 | 26.69 | 0.01 | 0
2025 | PJM_ROR_2_PJM_ROM | PJM_ROR | PJM_ROM | Internal | Winter | B16 | 25 | 8000 | 5089.86 | 57.57 | 57.58 | 0.01 | 0
2025 | PJM_ROR_2_PJM_ROM | PJM_ROR | PJM_ROM | Internal | Winter | B17 | 100 | 8000 | 2728.26 | 55.7 | 55.71 | 0.01 | 0
2025 | PJM_ROR_2_PJM_ROM | PJM_ROR | PJM_ROM | Internal | Winter | B18 | 400 | 8000 | 4251.57 | 41.05 | 41.06 | 0.01 | 0
2025 | PJM_ROR_2_PJM_ROM | PJM_ROR | PJM_ROM | Internal | Winter | B19 | 700 | 8000 | 5396.1 | 35.58 | 35.6 | 0.01 | 0
2025 | PJM_ROR_2_PJM_ROM | PJM_ROR | PJM_ROM | Internal | Winter | B20 | 935 | 8000 | 8000 | 30.3 | 32.34 | 0.01 | 2.02
2025 | PJM_ROR_2_TVA_Transmission | PJM_ROR | TVA_Transmission | Internal | Shoulder | B11 | 25 | 2500 | 304.96 | 51.53 | 57.53 | 6 | 0
2025 | PJM_ROR_2_TVA_Transmission | PJM_ROR | TVA_Transmission | Internal | Shoulder | B12 | 200 | 2500 | 423.08 | 41.51 | 47.51 | 6 | 0
2025 | PJM_ROR_2_TVA_Transmission | PJM_ROR | TVA_Transmission | Internal | Shoulder | B13 | 600 | 2500 | 0 | 36.36 | 39.39 | 6 | 0
2025 | PJM_ROR_2_TVA_Transmission | PJM_ROR | TVA_Transmission | Internal | Shoulder | B14 | 900 | 2500 | 0 | 32.5 | 36.52 | 6 | 0
2025 | PJM_ROR_2_TVA_Transmission | PJM_ROR | TVA_Transmission | Internal | Shoulder | B15 | 1203 | 2500 | 377.71 | 28.01 | 34.01 | 6 | 0
2025 | PJM_ROR_2_TVA_Transmission | PJM_ROR | TVA_Transmission | Internal | Summer | B1 | 10 | 2500 | 0 | 71.14 | 70.97 | 6 | 0
2025 | PJM_ROR_2_TVA_Transmission | PJM_ROR | TVA_Transmission | Internal | Summer | B2 | 25 | 2500 | 571.94 | 56.35 | 62.35 | 6 | 0
2025 | PJM_ROR_2_TVA_Transmission | PJM_ROR | TVA_Transmission | Internal | Summer | B3 | 75 | 2500 | 1170.62 | 54.83 | 60.83 | 6 | 0
2025 | PJM_ROR_2_TVA_Transmission | PJM_ROR | TVA_Transmission | Internal | Summer | B4 | 100 | 2500 | 417.53 | 49.89 | 55.89 | 6 | 0
2025 | PJM_ROR_2_TVA_Transmission | PJM_ROR | TVA_Transmission | Internal | Summer | B5 | 200 | 2500 | 0 | 49.86 | 55.66 | 6 | 0
2025 | PJM_ROR_2_TVA_Transmission | PJM_ROR | TVA_Transmission | Internal | Summer | B6 | 300 | 2500 | 623.91 | 48.87 | 54.87 | 6 | 0
2025 | PJM_ROR_2_TVA_Transmission | PJM_ROR | TVA_Transmission | Internal | Summer | B7 | 400 | 2500 | 2500 | 39.83 | 47.22 | 6 | 1.39
2025 | PJM_ROR_2_TVA_Transmission | PJM_ROR | TVA_Transmission | Internal | Summer | B8 | 500 | 2500 | 2458.77 | 32.94 | 38.94 | 6 | 0
2025 | PJM_ROR_2_TVA_Transmission | PJM_ROR | TVA_Transmission | Internal | Summer | B9 | 800 | 2500 | 0 | 28.09 | 33.53 | 6 | 0
2025 | PJM_ROR_2_TVA_Transmission | PJM_ROR | TVA_Transmission | Internal | Summer | B10 | 1262 | 2500 | 0 | 26.7 | 31.08 | 6 | 0
2025 | PJM_ROR_2_TVA_Transmission | PJM_ROR | TVA_Transmission | Internal | Winter | B16 | 25 | 2500 | 0 | 57.57 | 62.86 | 6 | 0
2025 | PJM_ROR_2_TVA_Transmission | PJM_ROR | TVA_Transmission | Internal | Winter | B17 | 100 | 2500 | 239.13 | 55.7 | 61.7 | 6 | 0
2025 | PJM_ROR_2_TVA_Transmission | PJM_ROR | TVA_Transmission | Internal | Winter | B18 | 400 | 2500 | 0 | 41.05 | 42.54 | 6 | 0
2025 | PJM_ROR_2_TVA_Transmission | PJM_ROR | TVA_Transmission | Internal | Winter | B19 | 700 | 2500 | 0 | 35.58 | 39.48 | 6 | 0
2025 | PJM_ROR_2_TVA_Transmission | PJM_ROR | TVA_Transmission | Internal | Winter | B20 | 935 | 2500 | 596.2 | 30.3 | 36.3 | 6 | 0
2025 | PJM_ROR_2_VACAR | PJM_ROR | VACAR | Internal | Shoulder | B11 | 25 | 3865 | 1432.6 | 51.53 | 57.53 | 6 | 0
2025 | PJM_ROR_2_VACAR | PJM_ROR | VACAR | Internal | Shoulder | B12 | 200 | 3865 | 2833.6 | 41.51 | 47.51 | 6 | 0
2025 | PJM_ROR_2_VACAR | PJM_ROR | VACAR | Internal | Shoulder | B13 | 600 | 3865 | 1717.22 | 36.36 | 42.36 | 6 | 0
2025 | PJM_ROR_2_VACAR | PJM_ROR | VACAR | Internal | Shoulder | B14 | 900 | 3865 | 3865 | 32.5 | 40.5 | 6 | 1.99
2025 | PJM_ROR_2_VACAR | PJM_ROR | VACAR | Internal | Shoulder | B15 | 1203 | 3865 | 3865 | 28.01 | 34.04 | 6 | 0.04
2025 | PJM_ROR_2_VACAR | PJM_ROR | VACAR | Internal | Summer | B1 | 10 | 3865 | 1490.95 | 71.14 | 77.14 | 6 | 0
2025 | PJM_ROR_2_VACAR | PJM_ROR | VACAR | Internal | Summer | B2 | 25 | 3865 | 457.9 | 56.35 | 62.35 | 6 | 0
2025 | PJM_ROR_2_VACAR | PJM_ROR | VACAR | Internal | Summer | B3 | 75 | 3865 | 3865 | 54.83 | 61.98 | 6 | 1.15
2025 | PJM_ROR_2_VACAR | PJM_ROR | VACAR | Internal | Summer | B4 | 100 | 3865 | 3865 | 49.89 | 60.5 | 6 | 4.61
2025 | PJM_ROR_2_VACAR | PJM_ROR | VACAR | Internal | Summer | B5 | 200 | 3865 | 3865 | 49.86 | 60.5 | 6 | 4.64
2025 | PJM_ROR_2_VACAR | PJM_ROR | VACAR | Internal | Summer | B6 | 300 | 3865 | 1984.81 | 48.87 | 54.87 | 6 | 0
2025 | PJM_ROR_2_VACAR | PJM_ROR | VACAR | Internal | Summer | B7 | 400 | 3865 | 3865 | 39.83 | 48.03 | 6 | 2.2
2025 | PJM_ROR_2_VACAR | PJM_ROR | VACAR | Internal | Summer | B8 | 500 | 3865 | 3865 | 32.94 | 41.29 | 6 | 2.35
2025 | PJM_ROR_2_VACAR | PJM_ROR | VACAR | Internal | Summer | B9 | 800 | 3865 | 3865 | 28.09 | 38.34 | 6 | 4.25
2025 | PJM_ROR_2_VACAR | PJM_ROR | VACAR | Internal | Summer | B10 | 1262 | 3865 | 3822.41 | 26.7 | 32.7 | 6 | 0
2025 | PJM_ROR_2_VACAR | PJM_ROR | VACAR | Internal | Winter | B16 | 25 | 3865 | 3865 | 57.57 | 70.87 | 6 | 7.3
2025 | PJM_ROR_2_VACAR | PJM_ROR | VACAR | Internal | Winter | B17 | 100 | 3865 | 1222.23 | 55.7 | 61.7 | 6 | 0
2025 | PJM_ROR_2_VACAR | PJM_ROR | VACAR | Internal | Winter | B18 | 400 | 3865 | 0 | 41.05 | 45.89 | 6 | 0
2025 | PJM_ROR_2_VACAR | PJM_ROR | VACAR | Internal | Winter | B19 | 700 | 3865 | 602.91 | 35.58 | 41.58 | 6 | 0
2025 | PJM_ROR_2_VACAR | PJM_ROR | VACAR | Internal | Winter | B20 | 935 | 3865 | 3865 | 30.3 | 38.82 | 6 | 2.52
2025 | PJM_ROM_2_NYISO_A-F | PJM_ROM | NYISO_A-F | Internal | Shoulder | B11 | 25 | 2000 | 0 | 51.55 | 30.13 | 6 | 0
2025 | PJM_ROM_2_NYISO_A-F | PJM_ROM | NYISO_A-F | Internal | Shoulder | B12 | 200 | 2000 | 0 | 41.5 | 33.48 | 6 | 0
2025 | PJM_ROM_2_NYISO_A-F | PJM_ROM | NYISO_A-F | Internal | Shoulder | B13 | 600 | 2000 | 0 | 36.37 | 28.35 | 6 | 0
2025 | PJM_ROM_2_NYISO_A-F | PJM_ROM | NYISO_A-F | Internal | Shoulder | B14 | 900 | 2000 | 0 | 32.51 | 26.17 | 6 | 0
2025 | PJM_ROM_2_NYISO_A-F | PJM_ROM | NYISO_A-F | Internal | Shoulder | B15 | 1203 | 2000 | 0 | 28.02 | 26.17 | 6 | 0
2025 | PJM_ROM_2_NYISO_A-F | PJM_ROM | NYISO_A-F | Internal | Summer | B1 | 10 | 2000 | 0 | 76.31 | 50.9 | 6 | 0
2025 | PJM_ROM_2_NYISO_A-F | PJM_ROM | NYISO_A-F | Internal | Summer | B2 | 25 | 2000 | 0 | 60.4 | 50.9 | 6 | 0
2025 | PJM_ROM_2_NYISO_A-F | PJM_ROM | NYISO_A-F | Internal | Summer | B3 | 75 | 2000 | 0 | 54.84 | 43.41 | 6 | 0
2025 | PJM_ROM_2_NYISO_A-F | PJM_ROM | NYISO_A-F | Internal | Summer | B4 | 100 | 2000 | 0 | 49.9 | 35.84 | 6 | 0
2025 | PJM_ROM_2_NYISO_A-F | PJM_ROM | NYISO_A-F | Internal | Summer | B5 | 200 | 2000 | 0 | 49.87 | 35.46 | 6 | 0
2025 | PJM_ROM_2_NYISO_A-F | PJM_ROM | NYISO_A-F | Internal | Summer | B6 | 300 | 2000 | 0 | 48.88 | 32.38 | 6 | 0
2025 | PJM_ROM_2_NYISO_A-F | PJM_ROM | NYISO_A-F | Internal | Summer | B7 | 400 | 2000 | 0 | 39.84 | 28.7 | 6 | 0
2025 | PJM_ROM_2_NYISO_A-F | PJM_ROM | NYISO_A-F | Internal | Summer | B8 | 500 | 2000 | 0 | 32.96 | 24.96 | 6 | 0
2025 | PJM_ROM_2_NYISO_A-F | PJM_ROM | NYISO_A-F | Internal | Summer | B9 | 800 | 2000 | 0 | 28.11 | 24.81 | 6 | 0
2025 | PJM_ROM_2_NYISO_A-F | PJM_ROM | NYISO_A-F | Internal | Summer | B10 | 1262 | 2000 | 0 | 26.69 | 24.81 | 6 | 0
2025 | PJM_ROM_2_NYISO_A-F | PJM_ROM | NYISO_A-F | Internal | Winter | B16 | 25 | 2000 | 0 | 57.58 | 36.99 | 6 | 0
2025 | PJM_ROM_2_NYISO_A-F | PJM_ROM | NYISO_A-F | Internal | Winter | B17 | 100 | 2000 | 0 | 55.71 | 36.08 | 6 | 0
2025 | PJM_ROM_2_NYISO_A-F | PJM_ROM | NYISO_A-F | Internal | Winter | B18 | 400 | 2000 | 0 | 41.06 | 32.94 | 6 | 0
2025 | PJM_ROM_2_NYISO_A-F | PJM_ROM | NYISO_A-F | Internal | Winter | B19 | 700 | 2000 | 0 | 35.6 | 32.94 | 6 | 0
2025 | PJM_ROM_2_NYISO_A-F | PJM_ROM | NYISO_A-F | Internal | Winter | B20 | 935 | 2000 | 0 | 32.34 | 32.94 | 6 | 0
2025 | PJM_ROM_2_PJM_E | PJM_ROM | PJM_E | Internal | Shoulder | B11 | 25 | 8000 | 0 | 51.55 | 51.53 | 0.01 | 0
2025 | PJM_ROM_2_PJM_E | PJM_ROM | PJM_E | Internal | Shoulder | B12 | 200 | 8000 | 0 | 41.5 | 41.49 | 0.01 | 0
2025 | PJM_ROM_2_PJM_E | PJM_ROM | PJM_E | Internal | Shoulder | B13 | 600 | 8000 | 0 | 36.37 | 36.36 | 0.01 | 0
2025 | PJM_ROM_2_PJM_E | PJM_ROM | PJM_E | Internal | Shoulder | B14 | 900 | 8000 | 0 | 32.51 | 32.5 | 0.01 | 0
2025 | PJM_ROM_2_PJM_E | PJM_ROM | PJM_E | Internal | Shoulder | B15 | 1203 | 8000 | 0 | 28.02 | 28.01 | 0.01 | 0
2025 | PJM_ROM_2_PJM_E | PJM_ROM | PJM_E | Internal | Summer | B1 | 10 | 8000 | 2752.28 | 76.31 | 76.32 | 0.01 | 0
2025 | PJM_ROM_2_PJM_E | PJM_ROM | PJM_E | Internal | Summer | B2 | 25 | 8000 | 2972.55 | 60.4 | 60.41 | 0.01 | 0
2025 | PJM_ROM_2_PJM_E | PJM_ROM | PJM_E | Internal | Summer | B3 | 75 | 8000 | 1298.41 | 54.84 | 54.85 | 0.01 | 0
2025 | PJM_ROM_2_PJM_E | PJM_ROM | PJM_E | Internal | Summer | B4 | 100 | 8000 | 0 | 49.9 | 49.89 | 0.01 | 0
2025 | PJM_ROM_2_PJM_E | PJM_ROM | PJM_E | Internal | Summer | B5 | 200 | 8000 | 0 | 49.87 | 49.86 | 0.01 | 0
2025 | PJM_ROM_2_PJM_E | PJM_ROM | PJM_E | Internal | Summer | B6 | 300 | 8000 | 0 | 48.88 | 48.87 | 0.01 | 0
2025 | PJM_ROM_2_PJM_E | PJM_ROM | PJM_E | Internal | Summer | B7 | 400 | 8000 | 0 | 39.84 | 39.83 | 0.01 | 0
2025 | PJM_ROM_2_PJM_E | PJM_ROM | PJM_E | Internal | Summer | B8 | 500 | 8000 | 0 | 32.96 | 32.94 | 0.01 | 0
2025 | PJM_ROM_2_PJM_E | PJM_ROM | PJM_E | Internal | Summer | B9 | 800 | 8000 | 0 | 28.11 | 28.09 | 0.01 | 0
2025 | PJM_ROM_2_PJM_E | PJM_ROM | PJM_E | Internal | Summer | B10 | 1262 | 8000 | 0 | 26.69 | 26.68 | 0.01 | 0
2025 | PJM_ROM_2_PJM_E | PJM_ROM | PJM_E | Internal | Winter | B16 | 25 | 8000 | 0 | 57.58 | 57.57 | 0.01 | 0
2025 | PJM_ROM_2_PJM_E | PJM_ROM | PJM_E | Internal | Winter | B17 | 100 | 8000 | 0 | 55.71 | 55.7 | 0.01 | 0
2025 | PJM_ROM_2_PJM_E | PJM_ROM | PJM_E | Internal | Winter | B18 | 400 | 8000 | 0 | 41.06 | 41.05 | 0.01 | 0
2025 | PJM_ROM_2_PJM_E | PJM_ROM | PJM_E | Internal | Winter | B19 | 700 | 8000 | 0 | 35.6 | 35.58 | 0.01 | 0
2025 | PJM_ROM_2_PJM_E | PJM_ROM | PJM_E | Internal | Winter | B20 | 935 | 8000 | 2591.13 | 32.34 | 32.35 | 0.01 | 0
2025 | PJM_ROM_2_PJM_ROR | PJM_ROM | PJM_ROR | Internal | Shoulder | B11 | 25 | 8000 | 0 | 51.55 | 51.53 | 0.01 | 0
2025 | PJM_ROM_2_PJM_ROR | PJM_ROM | PJM_ROR | Internal | Shoulder | B12 | 200 | 8000 | 803.05 | 41.5 | 41.51 | 0.01 | 0
2025 | PJM_ROM_2_PJM_ROR | PJM_ROM | PJM_ROR | Internal | Shoulder | B13 | 600 | 8000 | 0 | 36.37 | 36.36 | 0.01 | 0
2025 | PJM_ROM_2_PJM_ROR | PJM_ROM | PJM_ROR | Internal | Shoulder | B14 | 900 | 8000 | 0 | 32.51 | 32.5 | 0.01 | 0
2025 | PJM_ROM_2_PJM_ROR | PJM_ROM | PJM_ROR | Internal | Shoulder | B15 | 1203 | 8000 | 0 | 28.02 | 28.01 | 0.01 | 0
2025 | PJM_ROM_2_PJM_ROR | PJM_ROM | PJM_ROR | Internal | Summer | B1 | 10 | 8000 | 0 | 76.31 | 71.14 | 0.01 | 0
2025 | PJM_ROM_2_PJM_ROR | PJM_ROM | PJM_ROR | Internal | Summer | B2 | 25 | 8000 | 0 | 60.4 | 56.35 | 0.01 | 0
2025 | PJM_ROM_2_PJM_ROR | PJM_ROM | PJM_ROR | Internal | Summer | B3 | 75 | 8000 | 0 | 54.84 | 54.83 | 0.01 | 0
2025 | PJM_ROM_2_PJM_ROR | PJM_ROM | PJM_ROR | Internal | Summer | B4 | 100 | 8000 | 0 | 49.9 | 49.89 | 0.01 | 0
2025 | PJM_ROM_2_PJM_ROR | PJM_ROM | PJM_ROR | Internal | Summer | B5 | 200 | 8000 | 0 | 49.87 | 49.86 | 0.01 | 0
2025 | PJM_ROM_2_PJM_ROR | PJM_ROM | PJM_ROR | Internal | Summer | B6 | 300 | 8000 | 0 | 48.88 | 48.87 | 0.01 | 0
2025 | PJM_ROM_2_PJM_ROR | PJM_ROM | PJM_ROR | Internal | Summer | B7 | 400 | 8000 | 0 | 39.84 | 39.83 | 0.01 | 0
2025 | PJM_ROM_2_PJM_ROR | PJM_ROM | PJM_ROR | Internal | Summer | B8 | 500 | 8000 | 0 | 32.96 | 32.94 | 0.01 | 0
2025 | PJM_ROM_2_PJM_ROR | PJM_ROM | PJM_ROR | Internal | Summer | B9 | 800 | 8000 | 0 | 28.11 | 28.09 | 0.01 | 0
2025 | PJM_ROM_2_PJM_ROR | PJM_ROM | PJM_ROR | Internal | Summer | B10 | 1262 | 8000 | 1483.9 | 26.69 | 26.7 | 0.01 | 0
2025 | PJM_ROM_2_PJM_ROR | PJM_ROM | PJM_ROR | Internal | Winter | B16 | 25 | 8000 | 0 | 57.58 | 57.57 | 0.01 | 0
2025 | PJM_ROM_2_PJM_ROR | PJM_ROM | PJM_ROR | Internal | Winter | B17 | 100 | 8000 | 0 | 55.71 | 55.7 | 0.01 | 0
2025 | PJM_ROM_2_PJM_ROR | PJM_ROM | PJM_ROR | Internal | Winter | B18 | 400 | 8000 | 0 | 41.06 | 41.05 | 0.01 | 0
2025 | PJM_ROM_2_PJM_ROR | PJM_ROM | PJM_ROR | Internal | Winter | B19 | 700 | 8000 | 0 | 35.6 | 35.58 | 0.01 | 0
2025 | PJM_ROM_2_PJM_ROR | PJM_ROM | PJM_ROR | Internal | Winter | B20 | 935 | 8000 | 0 | 32.34 | 30.3 | 0.01 | 0
2025 | SOCO_2_FRCC | SOCO | FRCC | Internal | Shoulder | B11 | 25 | 3700 | 1233.71 | 60.58 | 70.58 | 10 | 0
2025 | SOCO_2_FRCC | SOCO | FRCC | Internal | Shoulder | B12 | 200 | 3700 | 3411.31 | 54.51 | 64.51 | 10 | 0
2025 | SOCO_2_FRCC | SOCO | FRCC | Internal | Shoulder | B13 | 600 | 3700 | 1020.57 | 41.45 | 51.45 | 10 | 0
2025 | SOCO_2_FRCC | SOCO | FRCC | Internal | Shoulder | B14 | 900 | 3700 | 0 | 38.09 | 44 | 10 | 0
2025 | SOCO_2_FRCC | SOCO | FRCC | Internal | Shoulder | B15 | 1203 | 3700 | 0 | 31.31 | 36.73 | 10 | 0
2025 | SOCO_2_FRCC | SOCO | FRCC | Internal | Summer | B1 | 10 | 3700 | 1365.78 | 79.97 | 89.97 | 10 | 0
2025 | SOCO_2_FRCC | SOCO | FRCC | Internal | Summer | B2 | 25 | 3700 | 0 | 69 | 69.79 | 10 | 0
2025 | SOCO_2_FRCC | SOCO | FRCC | Internal | Summer | B3 | 75 | 3700 | 366.63 | 59.79 | 69.79 | 10 | 0
2025 | SOCO_2_FRCC | SOCO | FRCC | Internal | Summer | B4 | 100 | 3700 | 1881.33 | 59.79 | 69.79 | 10 | 0
2025 | SOCO_2_FRCC | SOCO | FRCC | Internal | Summer | B5 | 200 | 3700 | 1519.11 | 59.77 | 69.77 | 10 | 0
2025 | SOCO_2_FRCC | SOCO | FRCC | Internal | Summer | B6 | 300 | 3700 | 0 | 58.35 | 66.22 | 10 | 0
2025 | SOCO_2_FRCC | SOCO | FRCC | Internal | Summer | B7 | 400 | 3700 | 2801.99 | 56.22 | 66.22 | 10 | 0
2025 | SOCO_2_FRCC | SOCO | FRCC | Internal | Summer | B8 | 500 | 3700 | 3265.41 | 47.94 | 57.94 | 10 | 0
2025 | SOCO_2_FRCC | SOCO | FRCC | Internal | Summer | B9 | 800 | 3700 | 0 | 41.45 | 45.72 | 10 | 0
2025 | SOCO_2_FRCC | SOCO | FRCC | Internal | Summer | B10 | 1262 | 3700 | 0 | 33.87 | 35.89 | 10 | 0
2025 | SOCO_2_FRCC | SOCO | FRCC | Internal | Winter | B16 | 25 | 3700 | 0 | 65.18 | 73.61 | 10 | 0
2025 | SOCO_2_FRCC | SOCO | FRCC | Internal | Winter | B17 | 100 | 3700 | 386.94 | 61.33 | 71.33 | 10 | 0
2025 | SOCO_2_FRCC | SOCO | FRCC | Internal | Winter | B18 | 400 | 3700 | 1493.71 | 42.86 | 52.86 | 10 | 0
2025 | SOCO_2_FRCC | SOCO | FRCC | Internal | Winter | B19 | 700 | 3700 | 0 | 41.77 | 48.34 | 10 | 0
2025 | SOCO_2_FRCC | SOCO | FRCC | Internal | Winter | B20 | 935 | 3700 | 0 | 34.94 | 39.29 | 10 | 0
2025 | SOCO_2_VACAR | SOCO | VACAR | Internal | Shoulder | B11 | 25 | 2000 | 0 | 60.58 | 57.53 | 10 | 0
2025 | SOCO_2_VACAR | SOCO | VACAR | Internal | Shoulder | B12 | 200 | 2000 | 0 | 54.51 | 47.51 | 10 | 0
2025 | SOCO_2_VACAR | SOCO | VACAR | Internal | Shoulder | B13 | 600 | 2000 | 0 | 41.45 | 42.36 | 10 | 0
2025 | SOCO_2_VACAR | SOCO | VACAR | Internal | Shoulder | B14 | 900 | 2000 | 0 | 38.09 | 40.5 | 10 | 0
2025 | SOCO_2_VACAR | SOCO | VACAR | Internal | Shoulder | B15 | 1203 | 2000 | 0 | 31.31 | 34.04 | 10 | 0
2025 | SOCO_2_VACAR | SOCO | VACAR | Internal | Summer | B1 | 10 | 2000 | 0 | 79.97 | 77.14 | 10 | 0
2025 | SOCO_2_VACAR | SOCO | VACAR | Internal | Summer | B2 | 25 | 2000 | 0 | 69 | 62.35 | 10 | 0
2025 | SOCO_2_VACAR | SOCO | VACAR | Internal | Summer | B3 | 75 | 2000 | 0 | 59.79 | 61.98 | 10 | 0
2025 | SOCO_2_VACAR | SOCO | VACAR | Internal | Summer | B4 | 100 | 2000 | 0 | 59.79 | 60.5 | 10 | 0
2025 | SOCO_2_VACAR | SOCO | VACAR | Internal | Summer | B5 | 200 | 2000 | 0 | 59.77 | 60.5 | 10 | 0
2025 | SOCO_2_VACAR | SOCO | VACAR | Internal | Summer | B6 | 300 | 2000 | 0 | 58.35 | 54.87 | 10 | 0
2025 | SOCO_2_VACAR | SOCO | VACAR | Internal | Summer | B7 | 400 | 2000 | 0 | 56.22 | 48.03 | 10 | 0
2025 | SOCO_2_VACAR | SOCO | VACAR | Internal | Summer | B8 | 500 | 2000 | 0 | 47.94 | 41.29 | 10 | 0
2025 | SOCO_2_VACAR | SOCO | VACAR | Internal | Summer | B9 | 800 | 2000 | 0 | 41.45 | 38.34 | 10 | 0
2025 | SOCO_2_VACAR | SOCO | VACAR | Internal | Summer | B10 | 1262 | 2000 | 0 | 33.87 | 32.7 | 10 | 0
2025 | SOCO_2_VACAR | SOCO | VACAR | Internal | Winter | B16 | 25 | 2000 | 0 | 65.18 | 70.87 | 10 | 0
2025 | SOCO_2_VACAR | SOCO | VACAR | Internal | Winter | B17 | 100 | 2000 | 0 | 61.33 | 61.7 | 10 | 0
2025 | SOCO_2_VACAR | SOCO | VACAR | Internal | Winter | B18 | 400 | 2000 | 0 | 42.86 | 45.89 | 10 | 0
2025 | SOCO_2_VACAR | SOCO | VACAR | Internal | Winter | B19 | 700 | 2000 | 0 | 41.77 | 41.58 | 10 | 0
2025 | SOCO_2_VACAR | SOCO | VACAR | Internal | Winter | B20 | 935 | 2000 | 0 | 34.94 | 38.82 | 10 | 0
2025 | SPP_N_2_ENT | SPP_N | ENT | Internal | Shoulder | B11 | 25 | 9240 | 0 | 57.67 | 61.11 | 5 | 0
2025 | SPP_N_2_ENT | SPP_N | ENT | Internal | Shoulder | B12 | 200 | 9240 | 127.97 | 45.3 | 50.3 | 5 | 0
2025 | SPP_N_2_ENT | SPP_N | ENT | Internal | Shoulder | B13 | 600 | 9240 | 0 | 36.8 | 35.03 | 5 | 0
2025 | SPP_N_2_ENT | SPP_N | ENT | Internal | Shoulder | B14 | 900 | 9240 | 0 | 34.55 | 30.09 | 5 | 0
2025 | SPP_N_2_ENT | SPP_N | ENT | Internal | Shoulder | B15 | 1203 | 9240 | 0 | 30.68 | 29.2 | 5 | 0
2025 | SPP_N_2_ENT | SPP_N | ENT | Internal | Summer | B1 | 10 | 9240 | 0 | 64.82 | 67.17 | 5 | 0
2025 | SPP_N_2_ENT | SPP_N | ENT | Internal | Summer | B2 | 25 | 9240 | 0 | 60.04 | 61 | 5 | 0
2025 | SPP_N_2_ENT | SPP_N | ENT | Internal | Summer | B3 | 75 | 9240 | 0 | 59.54 | 60.84 | 5 | 0
2025 | SPP_N_2_ENT | SPP_N | ENT | Internal | Summer | B4 | 100 | 9240 | 0 | 58.89 | 59.89 | 5 | 0
2025 | SPP_N_2_ENT | SPP_N | ENT | Internal | Summer | B5 | 200 | 9240 | 0 | 57.95 | 58.94 | 5 | 0
2025 | SPP_N_2_ENT | SPP_N | ENT | Internal | Summer | B6 | 300 | 9240 | 0 | 55.17 | 56.82 | 5 | 0
2025 | SPP_N_2_ENT | SPP_N | ENT | Internal | Summer | B7 | 400 | 9240 | 0 | 48.84 | 49.82 | 5 | 0
2025 | SPP_N_2_ENT | SPP_N | ENT | Internal | Summer | B8 | 500 | 9240 | 0 | 38.96 | 39.94 | 5 | 0
2025 | SPP_N_2_ENT | SPP_N | ENT | Internal | Summer | B9 | 800 | 9240 | 0 | 36.32 | 33.45 | 5 | 0
2025 | SPP_N_2_ENT | SPP_N | ENT | Internal | Summer | B10 | 1262 | 9240 | 0 | 30.68 | 27.68 | 5 | 0
2025 | SPP_N_2_ENT | SPP_N | ENT | Internal | Winter | B16 | 25 | 9240 | 0 | 59.06 | 63.89 | 5 | 0
2025 | SPP_N_2_ENT | SPP_N | ENT | Internal | Winter | B17 | 100 | 9240 | 0 | 48.71 | 53.7 | 5 | 0
2025 | SPP_N_2_ENT | SPP_N | ENT | Internal | Winter | B18 | 400 | 9240 | 0 | 37.89 | 38.59 | 5 | 0
2025 | SPP_N_2_ENT | SPP_N | ENT | Internal | Winter | B19 | 700 | 9240 | 0 | 35.99 | 33.77 | 5 | 0
2025 | SPP_N_2_ENT | SPP_N | ENT | Internal | Winter | B20 | 935 | 9240 | 0 | 32.14 | 32.19 | 5 | 0
2025 | SPP_N_2_MISO_MO-IL | SPP_N | MISO_MO-IL | Internal | Shoulder | B11 | 25 | 2263 | 0 | 57.67 | 53.11 | 5 | 0
2025 | SPP_N_2_MISO_MO-IL | SPP_N | MISO_MO-IL | Internal | Shoulder | B12 | 200 | 2263 | 0 | 45.3 | 43.5 | 5 | 0
2025 | SPP_N_2_MISO_MO-IL | SPP_N | MISO_MO-IL | Internal | Shoulder | B13 | 600 | 2263 | 0 | 36.8 | 36.78 | 5 | 0
2025 | SPP_N_2_MISO_MO-IL | SPP_N | MISO_MO-IL | Internal | Shoulder | B14 | 900 | 2263 | 0 | 34.55 | 31.94 | 5 | 0
2025 | SPP_N_2_MISO_MO-IL | SPP_N | MISO_MO-IL | Internal | Shoulder | B15 | 1203 | 2263 | 0 | 30.68 | 28.75 | 5 | 0
2025 | SPP_N_2_MISO_MO-IL | SPP_N | MISO_MO-IL | Internal | Summer | B1 | 10 | 2263 | 0 | 64.82 | 69.15 | 5 | 0
2025 | SPP_N_2_MISO_MO-IL | SPP_N | MISO_MO-IL | Internal | Summer | B2 | 25 | 2263 | 0 | 60.04 | 54.36 | 5 | 0
2025 | SPP_N_2_MISO_MO-IL | SPP_N | MISO_MO-IL | Internal | Summer | B3 | 75 | 2263 | 0 | 59.54 | 52.84 | 5 | 0
2025 | SPP_N_2_MISO_MO-IL | SPP_N | MISO_MO-IL | Internal | Summer | B4 | 100 | 2263 | 0 | 58.89 | 51.89 | 5 | 0
2025 | SPP_N_2_MISO_MO-IL | SPP_N | MISO_MO-IL | Internal | Summer | B5 | 200 | 2263 | 0 | 57.95 | 50.94 | 5 | 0
2025 | SPP_N_2_MISO_MO-IL | SPP_N | MISO_MO-IL | Internal | Summer | B6 | 300 | 2263 | 0 | 55.17 | 48.82 | 5 | 0
2025 | SPP_N_2_MISO_MO-IL | SPP_N | MISO_MO-IL | Internal | Summer | B7 | 400 | 2263 | 0 | 48.84 | 41.82 | 5 | 0
2025 | SPP_N_2_MISO_MO-IL | SPP_N | MISO_MO-IL | Internal | Summer | B8 | 500 | 2263 | 0 | 38.96 | 31.94 | 5 | 0
2025 | SPP_N_2_MISO_MO-IL | SPP_N | MISO_MO-IL | Internal | Summer | B9 | 800 | 2263 | 0 | 36.32 | 29.57 | 5 | 0
2025 | SPP_N_2_MISO_MO-IL | SPP_N | MISO_MO-IL | Internal | Summer | B10 | 1262 | 2263 | 0 | 30.68 | 26.69 | 5 | 0
2025 | SPP_N_2_MISO_MO-IL | SPP_N | MISO_MO-IL | Internal | Winter | B16 | 25 | 2263 | 0 | 59.06 | 56.3 | 5 | 0
2025 | SPP_N_2_MISO_MO-IL | SPP_N | MISO_MO-IL | Internal | Winter | B17 | 100 | 2263 | 312.76 | 48.71 | 53.71 | 5 | 0
2025 | SPP_N_2_MISO_MO-IL | SPP_N | MISO_MO-IL | Internal | Winter | B18 | 400 | 2263 | 0 | 37.89 | 39.06 | 5 | 0
2025 | SPP_N_2_MISO_MO-IL | SPP_N | MISO_MO-IL | Internal | Winter | B19 | 700 | 2263 | 0 | 35.99 | 35.45 | 5 | 0
2025 | SPP_N_2_MISO_MO-IL | SPP_N | MISO_MO-IL | Internal | Winter | B20 | 935 | 2263 | 0 | 32.14 | 30.29 | 5 | 0
2025 | SPP_N_2_MISO_W | SPP_N | MISO_W | Internal | Shoulder | B11 | 25 | 750 | 0 | 57.67 | 53.1 | 5 | 0
2025 | SPP_N_2_MISO_W | SPP_N | MISO_W | Internal | Shoulder | B12 | 200 | 750 | 0 | 45.3 | 43.51 | 5 | 0
2025 | SPP_N_2_MISO_W | SPP_N | MISO_W | Internal | Shoulder | B13 | 600 | 750 | 0 | 36.8 | 36.79 | 5 | 0
2025 | SPP_N_2_MISO_W | SPP_N | MISO_W | Internal | Shoulder | B14 | 900 | 750 | 0 | 34.55 | 31.96 | 5 | 0
2025 | SPP_N_2_MISO_W | SPP_N | MISO_W | Internal | Shoulder | B15 | 1203 | 750 | 0 | 30.68 | 28.77 | 5 | 0
2025 | SPP_N_2_MISO_W | SPP_N | MISO_W | Internal | Summer | B1 | 10 | 750 | 0 | 64.82 | 69.14 | 5 | 0
2025 | SPP_N_2_MISO_W | SPP_N | MISO_W | Internal | Summer | B2 | 25 | 750 | 0 | 60.04 | 54.35 | 5 | 0
2025 | SPP_N_2_MISO_W | SPP_N | MISO_W | Internal | Summer | B3 | 75 | 750 | 0 | 59.54 | 52.85 | 5 | 0
2025 | SPP_N_2_MISO_W | SPP_N | MISO_W | Internal | Summer | B4 | 100 | 750 | 0 | 58.89 | 51.89 | 5 | 0
2025 | SPP_N_2_MISO_W | SPP_N | MISO_W | Internal | Summer | B5 | 200 | 750 | 0 | 57.95 | 50.95 | 5 | 0
2025 | SPP_N_2_MISO_W | SPP_N | MISO_W | Internal | Summer | B6 | 300 | 750 | 0 | 55.17 | 48.81 | 5 | 0
2025 | SPP_N_2_MISO_W | SPP_N | MISO_W | Internal | Summer | B7 | 400 | 750 | 0 | 48.84 | 41.83 | 5 | 0
2025 | SPP_N_2_MISO_W | SPP_N | MISO_W | Internal | Summer | B8 | 500 | 750 | 0 | 38.96 | 31.96 | 5 | 0
2025 | SPP_N_2_MISO_W | SPP_N | MISO_W | Internal | Summer | B9 | 800 | 750 | 0 | 36.32 | 29.58 | 5 | 0
2025 | SPP_N_2_MISO_W | SPP_N | MISO_W | Internal | Summer | B10 | 1262 | 750 | 0 | 30.68 | 26.67 | 5 | 0
2025 | SPP_N_2_MISO_W | SPP_N | MISO_W | Internal | Winter | B16 | 25 | 750 | 0 | 59.06 | 56.29 | 5 | 0
2025 | SPP_N_2_MISO_W | SPP_N | MISO_W | Internal | Winter | B17 | 100 | 750 | 0 | 48.71 | 53.7 | 5 | 0
2025 | SPP_N_2_MISO_W | SPP_N | MISO_W | Internal | Winter | B18 | 400 | 750 | 0 | 37.89 | 39.05 | 5 | 0
2025 | SPP_N_2_MISO_W | SPP_N | MISO_W | Internal | Winter | B19 | 700 | 750 | 0 | 35.99 | 35.46 | 5 | 0
2025 | SPP_N_2_MISO_W | SPP_N | MISO_W | Internal | Winter | B20 | 935 | 750 | 0 | 32.14 | 30.3 | 5 | 0
2025 | SPP_N_2_SPP_S | SPP_N | SPP_S | Internal | Shoulder | B11 | 25 | 5571 | 368.17 | 57.67 | 57.69 | 0.01 | 0
2025 | SPP_N_2_SPP_S | SPP_N | SPP_S | Internal | Shoulder | B12 | 200 | 5571 | 1297.64 | 45.3 | 45.31 | 0.01 | 0
2025 | SPP_N_2_SPP_S | SPP_N | SPP_S | Internal | Shoulder | B13 | 600 | 5571 | 2049.48 | 36.8 | 36.81 | 0.01 | 0
2025 | SPP_N_2_SPP_S | SPP_N | SPP_S | Internal | Shoulder | B14 | 900 | 5571 | 2294.1 | 34.55 | 34.56 | 0.01 | 0
2025 | SPP_N_2_SPP_S | SPP_N | SPP_S | Internal | Shoulder | B15 | 1203 | 5571 | 3417.99 | 30.68 | 30.69 | 0.01 | 0
2025 | SPP_N_2_SPP_S | SPP_N | SPP_S | Internal | Summer | B1 | 10 | 5571 | 0 | 64.82 | 62.17 | 0.01 | 0
2025 | SPP_N_2_SPP_S | SPP_N | SPP_S | Internal | Summer | B2 | 25 | 5571 | 8.16 | 60.04 | 60.05 | 0.01 | 0
2025 | SPP_N_2_SPP_S | SPP_N | SPP_S | Internal | Summer | B3 | 75 | 5571 | 140.57 | 59.54 | 59.55 | 0.01 | 0
2025 | SPP_N_2_SPP_S | SPP_N | SPP_S | Internal | Summer | B4 | 100 | 5571 | 3589.92 | 58.89 | 58.9 | 0.01 | 0
2025 | SPP_N_2_SPP_S | SPP_N | SPP_S | Internal | Summer | B5 | 200 | 5571 | 1887.92 | 57.95 | 57.96 | 0.01 | 0
2025 | SPP_N_2_SPP_S | SPP_N | SPP_S | Internal | Summer | B6 | 300 | 5571 | 704.51 | 55.17 | 55.18 | 0.01 | 0
2025 | SPP_N_2_SPP_S | SPP_N | SPP_S | Internal | Summer | B7 | 400 | 5571 | 5003.76 | 48.84 | 48.86 | 0.01 | 0
2025 | SPP_N_2_SPP_S | SPP_N | SPP_S | Internal | Summer | B8 | 500 | 5571 | 4306.57 | 38.96 | 38.97 | 0.01 | 0
2025 | SPP_N_2_SPP_S | SPP_N | SPP_S | Internal | Summer | B9 | 800 | 5571 | 4022.35 | 36.32 | 36.33 | 0.01 | 0
2025 | SPP_N_2_SPP_S | SPP_N | SPP_S | Internal | Summer | B10 | 1262 | 5571 | 5068.29 | 30.68 | 30.69 | 0.01 | 0
2025 | SPP_N_2_SPP_S | SPP_N | SPP_S | Internal | Winter | B16 | 25 | 5571 | 4059.46 | 59.06 | 59.07 | 0.01 | 0
2025 | SPP_N_2_SPP_S | SPP_N | SPP_S | Internal | Winter | B17 | 100 | 5571 | 2081.05 | 48.71 | 48.73 | 0.01 | 0
2025 | SPP_N_2_SPP_S | SPP_N | SPP_S | Internal | Winter | B18 | 400 | 5571 | 2741.57 | 37.89 | 37.91 | 0.01 | 0
2025 | SPP_N_2_SPP_S | SPP_N | SPP_S | Internal | Winter | B19 | 700 | 5571 | 3912.88 | 35.99 | 36 | 0.01 | 0
2025 | SPP_N_2_SPP_S | SPP_N | SPP_S | Internal | Winter | B20 | 935 | 5571 | 5571 | 32.14 | 32.58 | 0.01 | 0.43
2025 | SPP_S_2_ENT | SPP_S | ENT | Internal | Shoulder | B11 | 25 | 5132 | 0 | 57.69 | 61.11 | 5 | 0
2025 | SPP_S_2_ENT | SPP_S | ENT | Internal | Shoulder | B12 | 200 | 5132 | 0 | 45.31 | 50.3 | 5 | 0
2025 | SPP_S_2_ENT | SPP_S | ENT | Internal | Shoulder | B13 | 600 | 5132 | 0 | 36.81 | 35.03 | 5 | 0
2025 | SPP_S_2_ENT | SPP_S | ENT | Internal | Shoulder | B14 | 900 | 5132 | 0 | 34.56 | 30.09 | 5 | 0
2025 | SPP_S_2_ENT | SPP_S | ENT | Internal | Shoulder | B15 | 1203 | 5132 | 0 | 30.69 | 29.2 | 5 | 0
2025 | SPP_S_2_ENT | SPP_S | ENT | Internal | Summer | B1 | 10 | 5132 | 1563.59 | 62.17 | 67.17 | 5 | 0
2025 | SPP_S_2_ENT | SPP_S | ENT | Internal | Summer | B2 | 25 | 5132 | 0 | 60.05 | 61 | 5 | 0
2025 | SPP_S_2_ENT | SPP_S | ENT | Internal | Summer | B3 | 75 | 5132 | 0 | 59.55 | 60.84 | 5 | 0
2025 | SPP_S_2_ENT | SPP_S | ENT | Internal | Summer | B4 | 100 | 5132 | 0 | 58.9 | 59.89 | 5 | 0
2025 | SPP_S_2_ENT | SPP_S | ENT | Internal | Summer | B5 | 200 | 5132 | 0 | 57.96 | 58.94 | 5 | 0
2025 | SPP_S_2_ENT | SPP_S | ENT | Internal | Summer | B6 | 300 | 5132 | 0 | 55.18 | 56.82 | 5 | 0
2025 | SPP_S_2_ENT | SPP_S | ENT | Internal | Summer | B7 | 400 | 5132 | 0 | 48.86 | 49.82 | 5 | 0
2025 | SPP_S_2_ENT | SPP_S | ENT | Internal | Summer | B8 | 500 | 5132 | 0 | 38.97 | 39.94 | 5 | 0
2025 | SPP_S_2_ENT | SPP_S | ENT | Internal | Summer | B9 | 800 | 5132 | 0 | 36.33 | 33.45 | 5 | 0
2025 | SPP_S_2_ENT | SPP_S | ENT | Internal | Summer | B10 | 1262 | 5132 | 0 | 30.69 | 27.68 | 5 | 0
2025 | SPP_S_2_ENT | SPP_S | ENT | Internal | Winter | B16 | 25 | 5132 | 0 | 59.07 | 63.89 | 5 | 0
2025 | SPP_S_2_ENT | SPP_S | ENT | Internal | Winter | B17 | 100 | 5132 | 0 | 48.73 | 53.7 | 5 | 0
2025 | SPP_S_2_ENT | SPP_S | ENT | Internal | Winter | B18 | 400 | 5132 | 0 | 37.91 | 38.59 | 5 | 0
2025 | SPP_S_2_ENT | SPP_S | ENT | Internal | Winter | B19 | 700 | 5132 | 0 | 36 | 33.77 | 5 | 0
2025 | SPP_S_2_ENT | SPP_S | ENT | Internal | Winter | B20 | 935 | 5132 | 0 | 32.58 | 32.19 | 5 | 0
2025 | SPP_S_2_SPP_N | SPP_S | SPP_N | Internal | Shoulder | B11 | 25 | 2211 | 0 | 57.69 | 57.67 | 0.01 | 0
2025 | SPP_S_2_SPP_N | SPP_S | SPP_N | Internal | Shoulder | B12 | 200 | 2211 | 0 | 45.31 | 45.3 | 0.01 | 0
2025 | SPP_S_2_SPP_N | SPP_S | SPP_N | Internal | Shoulder | B13 | 600 | 2211 | 0 | 36.81 | 36.8 | 0.01 | 0
2025 | SPP_S_2_SPP_N | SPP_S | SPP_N | Internal | Shoulder | B14 | 900 | 2211 | 0 | 34.56 | 34.55 | 0.01 | 0
2025 | SPP_S_2_SPP_N | SPP_S | SPP_N | Internal | Shoulder | B15 | 1203 | 2211 | 0 | 30.69 | 30.68 | 0.01 | 0
2025 | SPP_S_2_SPP_N | SPP_S | SPP_N | Internal | Summer | B1 | 10 | 2211 | 2211 | 62.17 | 64.82 | 0.01 | 2.64
2025 | SPP_S_2_SPP_N | SPP_S | SPP_N | Internal | Summer | B2 | 25 | 2211 | 0 | 60.05 | 60.04 | 0.01 | 0
2025 | SPP_S_2_SPP_N | SPP_S | SPP_N | Internal | Summer | B3 | 75 | 2211 | 0 | 59.55 | 59.54 | 0.01 | 0
2025 | SPP_S_2_SPP_N | SPP_S | SPP_N | Internal | Summer | B4 | 100 | 2211 | 0 | 58.9 | 58.89 | 0.01 | 0
2025 | SPP_S_2_SPP_N | SPP_S | SPP_N | Internal | Summer | B5 | 200 | 2211 | 0 | 57.96 | 57.95 | 0.01 | 0
2025 | SPP_S_2_SPP_N | SPP_S | SPP_N | Internal | Summer | B6 | 300 | 2211 | 0 | 55.18 | 55.17 | 0.01 | 0
2025 | SPP_S_2_SPP_N | SPP_S | SPP_N | Internal | Summer | B7 | 400 | 2211 | 0 | 48.86 | 48.84 | 0.01 | 0
2025 | SPP_S_2_SPP_N | SPP_S | SPP_N | Internal | Summer | B8 | 500 | 2211 | 0 | 38.97 | 38.96 | 0.01 | 0
2025 | SPP_S_2_SPP_N | SPP_S | SPP_N | Internal | Summer | B9 | 800 | 2211 | 0 | 36.33 | 36.32 | 0.01 | 0
2025 | SPP_S_2_SPP_N | SPP_S | SPP_N | Internal | Summer | B10 | 1262 | 2211 | 0 | 30.69 | 30.68 | 0.01 | 0
2025 | SPP_S_2_SPP_N | SPP_S | SPP_N | Internal | Winter | B16 | 25 | 2211 | 0 | 59.07 | 59.06 | 0.01 | 0
2025 | SPP_S_2_SPP_N | SPP_S | SPP_N | Internal | Winter | B17 | 100 | 2211 | 0 | 48.73 | 48.71 | 0.01 | 0
2025 | SPP_S_2_SPP_N | SPP_S | SPP_N | Internal | Winter | B18 | 400 | 2211 | 0 | 37.91 | 37.89 | 0.01 | 0
2025 | SPP_S_2_SPP_N | SPP_S | SPP_N | Internal | Winter | B19 | 700 | 2211 | 0 | 36 | 35.99 | 0.01 | 0
2025 | SPP_S_2_SPP_N | SPP_S | SPP_N | Internal | Winter | B20 | 935 | 2211 | 0 | 32.58 | 32.14 | 0.01 | 0
2025 | TVA_2_ENT | TVA | ENT | Internal | Shoulder | B11 | 25 | 500 | 0 | 57.55 | 61.11 | 9 | 0
2025 | TVA_2_ENT | TVA | ENT | Internal | Shoulder | B12 | 200 | 500 | 0 | 47.52 | 50.3 | 9 | 0
2025 | TVA_2_ENT | TVA | ENT | Internal | Shoulder | B13 | 600 | 500 | 0 | 35.44 | 35.03 | 9 | 0
2025 | TVA_2_ENT | TVA | ENT | Internal | Shoulder | B14 | 900 | 500 | 0 | 35.44 | 30.09 | 9 | 0
2025 | TVA_2_ENT | TVA | ENT | Internal | Shoulder | B15 | 1203 | 500 | 0 | 34.02 | 29.2 | 9 | 0
2025 | TVA_2_ENT | TVA | ENT | Internal | Summer | B1 | 10 | 500 | 0 | 62.36 | 67.17 | 9 | 0
2025 | TVA_2_ENT | TVA | ENT | Internal | Summer | B2 | 25 | 500 | 0 | 62.36 | 61 | 9 | 0
2025 | TVA_2_ENT | TVA | ENT | Internal | Summer | B3 | 75 | 500 | 0 | 60.84 | 60.84 | 9 | 0
2025 | TVA_2_ENT | TVA | ENT | Internal | Summer | B4 | 100 | 500 | 0 | 55.9 | 59.89 | 9 | 0
2025 | TVA_2_ENT | TVA | ENT | Internal | Summer | B5 | 200 | 500 | 0 | 55.48 | 58.94 | 9 | 0
2025 | TVA_2_ENT | TVA | ENT | Internal | Summer | B6 | 300 | 500 | 0 | 54.88 | 56.82 | 9 | 0
2025 | TVA_2_ENT | TVA | ENT | Internal | Summer | B7 | 400 | 500 | 0 | 42.06 | 49.82 | 9 | 0
2025 | TVA_2_ENT | TVA | ENT | Internal | Summer | B8 | 500 | 500 | 0 | 38.94 | 39.94 | 9 | 0
2025 | TVA_2_ENT | TVA | ENT | Internal | Summer | B9 | 800 | 500 | 0 | 32.45 | 33.45 | 9 | 0
2025 | TVA_2_ENT | TVA | ENT | Internal | Summer | B10 | 1262 | 500 | 0 | 29.77 | 27.68 | 9 | 0
2025 | TVA_2_ENT | TVA | ENT | Internal | Winter | B16 | 25 | 500 | 0 | 61.85 | 63.89 | 9 | 0
2025 | TVA_2_ENT | TVA | ENT | Internal | Winter | B17 | 100 | 500 | 0 | 61.71 | 53.7 | 9 | 0
2025 | TVA_2_ENT | TVA | ENT | Internal | Winter | B18 | 400 | 500 | 0 | 38.19 | 38.59 | 9 | 0
2025 | TVA_2_ENT | TVA | ENT | Internal | Winter | B19 | 700 | 500 | 0 | 38.19 | 33.77 | 9 | 0
2025 | TVA_2_ENT | TVA | ENT | Internal | Winter | B20 | 935 | 500 | 0 | 36.31 | 32.19 | 9 | 0
2025 | TVA_2_MISO_MO-IL | TVA | MISO_MO-IL | Internal | Shoulder | B11 | 25 | 50 | 0 | 57.55 | 53.11 | 9 | 0
2025 | TVA_2_MISO_MO-IL | TVA | MISO_MO-IL | Internal | Shoulder | B12 | 200 | 50 | 0 | 47.52 | 43.5 | 9 | 0
2025 | TVA_2_MISO_MO-IL | TVA | MISO_MO-IL | Internal | Shoulder | B13 | 600 | 50 | 0 | 35.44 | 36.78 | 9 | 0
2025 | TVA_2_MISO_MO-IL | TVA | MISO_MO-IL | Internal | Shoulder | B14 | 900 | 50 | 0 | 35.44 | 31.94 | 9 | 0
2025 | TVA_2_MISO_MO-IL | TVA | MISO_MO-IL | Internal | Shoulder | B15 | 1203 | 50 | 0 | 34.02 | 28.75 | 9 | 0
2025 | TVA_2_MISO_MO-IL | TVA | MISO_MO-IL | Internal | Summer | B1 | 10 | 50 | 0 | 62.36 | 69.15 | 9 | 0
2025 | TVA_2_MISO_MO-IL | TVA | MISO_MO-IL | Internal | Summer | B2 | 25 | 50 | 0 | 62.36 | 54.36 | 9 | 0
2025 | TVA_2_MISO_MO-IL | TVA | MISO_MO-IL | Internal | Summer | B3 | 75 | 50 | 0 | 60.84 | 52.84 | 9 | 0
2025 | TVA_2_MISO_MO-IL | TVA | MISO_MO-IL | Internal | Summer | B4 | 100 | 50 | 0 | 55.9 | 51.89 | 9 | 0
2025 | TVA_2_MISO_MO-IL | TVA | MISO_MO-IL | Internal | Summer | B5 | 200 | 50 | 0 | 55.48 | 50.94 | 9 | 0
2025 | TVA_2_MISO_MO-IL | TVA | MISO_MO-IL | Internal | Summer | B6 | 300 | 50 | 0 | 54.88 | 48.82 | 9 | 0
2025 | TVA_2_MISO_MO-IL | TVA | MISO_MO-IL | Internal | Summer | B7 | 400 | 50 | 0 | 42.06 | 41.82 | 9 | 0
2025 | TVA_2_MISO_MO-IL | TVA | MISO_MO-IL | Internal | Summer | B8 | 500 | 50 | 0 | 38.94 | 31.94 | 9 | 0
2025 | TVA_2_MISO_MO-IL | TVA | MISO_MO-IL | Internal | Summer | B9 | 800 | 50 | 0 | 32.45 | 29.57 | 9 | 0
2025 | TVA_2_MISO_MO-IL | TVA | MISO_MO-IL | Internal | Summer | B10 | 1262 | 50 | 0 | 29.77 | 26.69 | 9 | 0
2025 | TVA_2_MISO_MO-IL | TVA | MISO_MO-IL | Internal | Winter | B16 | 25 | 50 | 0 | 61.85 | 56.3 | 9 | 0
2025 | TVA_2_MISO_MO-IL | TVA | MISO_MO-IL | Internal | Winter | B17 | 100 | 50 | 0 | 61.71 | 53.71 | 9 | 0
2025 | TVA_2_MISO_MO-IL | TVA | MISO_MO-IL | Internal | Winter | B18 | 400 | 50 | 0 | 38.19 | 39.06 | 9 | 0
2025 | TVA_2_MISO_MO-IL | TVA | MISO_MO-IL | Internal | Winter | B19 | 700 | 50 | 0 | 38.19 | 35.45 | 9 | 0
2025 | TVA_2_MISO_MO-IL | TVA | MISO_MO-IL | Internal | Winter | B20 | 935 | 50 | 0 | 36.31 | 30.29 | 9 | 0
2025 | TVA_2_NonRTO_Midwest | TVA | NonRTO_Midwest | Internal | Shoulder | B11 | 25 | 100 | 0 | 57.55 | 59.51 | 9 | 0
2025 | TVA_2_NonRTO_Midwest | TVA | NonRTO_Midwest | Internal | Shoulder | B12 | 200 | 100 | 0 | 47.52 | 51.49 | 9 | 0
2025 | TVA_2_NonRTO_Midwest | TVA | NonRTO_Midwest | Internal | Shoulder | B13 | 600 | 100 | 100 | 35.44 | 44.77 | 9 | 0.32
2025 | TVA_2_NonRTO_Midwest | TVA | NonRTO_Midwest | Internal | Shoulder | B14 | 900 | 100 | 0 | 35.44 | 39.93 | 9 | 0
2025 | TVA_2_NonRTO_Midwest | TVA | NonRTO_Midwest | Internal | Shoulder | B15 | 1203 | 100 | 0 | 34.02 | 31.54 | 9 | 0
2025 | TVA_2_NonRTO_Midwest | TVA | NonRTO_Midwest | Internal | Summer | B1 | 10 | 100 | 0 | 62.36 | 62.97 | 9 | 0
2025 | TVA_2_NonRTO_Midwest | TVA | NonRTO_Midwest | Internal | Summer | B2 | 25 | 100 | 0 | 62.36 | 56.98 | 9 | 0
2025 | TVA_2_NonRTO_Midwest | TVA | NonRTO_Midwest | Internal | Summer | B3 | 75 | 100 | 0 | 60.84 | 56.98 | 9 | 0
2025 | TVA_2_NonRTO_Midwest | TVA | NonRTO_Midwest | Internal | Summer | B4 | 100 | 100 | 0 | 55.9 | 56.98 | 9 | 0
2025 | TVA_2_NonRTO_Midwest | TVA | NonRTO_Midwest | Internal | Summer | B5 | 200 | 100 | 0 | 55.48 | 56.98 | 9 | 0
2025 | TVA_2_NonRTO_Midwest | TVA | NonRTO_Midwest | Internal | Summer | B6 | 300 | 100 | 0 | 54.88 | 56.81 | 9 | 0
2025 | TVA_2_NonRTO_Midwest | TVA | NonRTO_Midwest | Internal | Summer | B7 | 400 | 100 | 0 | 42.06 | 49.81 | 9 | 0
2025 | TVA_2_NonRTO_Midwest | TVA | NonRTO_Midwest | Internal | Summer | B8 | 500 | 100 | 0 | 38.94 | 33.62 | 9 | 0
2025 | TVA_2_NonRTO_Midwest | TVA | NonRTO_Midwest | Internal | Summer | B9 | 800 | 100 | 0 | 32.45 | 31.8 | 9 | 0
2025 | TVA_2_NonRTO_Midwest | TVA | NonRTO_Midwest | Internal | Summer | B10 | 1262 | 100 | 0 | 29.77 | 30.49 | 9 | 0
2025 | TVA_2_NonRTO_Midwest | TVA | NonRTO_Midwest | Internal | Winter | B16 | 25 | 100 | 0 | 61.85 | 64.29 | 9 | 0
2025 | TVA_2_NonRTO_Midwest | TVA | NonRTO_Midwest | Internal | Winter | B17 | 100 | 100 | 0 | 61.71 | 61.7 | 9 | 0
2025 | TVA_2_NonRTO_Midwest | TVA | NonRTO_Midwest | Internal | Winter | B18 | 400 | 100 | 0 | 38.19 | 47.05 | 9 | 0
2025 | TVA_2_NonRTO_Midwest | TVA | NonRTO_Midwest | Internal | Winter | B19 | 700 | 100 | 0 | 38.19 | 41 | 9 | 0
2025 | TVA_2_NonRTO_Midwest | TVA | NonRTO_Midwest | Internal | Winter | B20 | 935 | 100 | 0 | 36.31 | 33.01 | 9 | 0
2025 | TVA_2_PJM_ROR | TVA | PJM_ROR | Internal | Shoulder | B11 | 25 | 500 | 0 | 57.55 | 51.53 | 9 | 0
2025 | TVA_2_PJM_ROR | TVA | PJM_ROR | Internal | Shoulder | B12 | 200 | 500 | 0 | 47.52 | 41.51 | 9 | 0
2025 | TVA_2_PJM_ROR | TVA | PJM_ROR | Internal | Shoulder | B13 | 600 | 500 | 0 | 35.44 | 36.36 | 9 | 0
2025 | TVA_2_PJM_ROR | TVA | PJM_ROR | Internal | Shoulder | B14 | 900 | 500 | 0 | 35.44 | 32.5 | 9 | 0
2025 | TVA_2_PJM_ROR | TVA | PJM_ROR | Internal | Shoulder | B15 | 1203 | 500 | 0 | 34.02 | 28.01 | 9 | 0
2025 | TVA_2_PJM_ROR | TVA | PJM_ROR | Internal | Summer | B1 | 10 | 500 | 0 | 62.36 | 71.14 | 9 | 0
2025 | TVA_2_PJM_ROR | TVA | PJM_ROR | Internal | Summer | B2 | 25 | 500 | 0 | 62.36 | 56.35 | 9 | 0
2025 | TVA_2_PJM_ROR | TVA | PJM_ROR | Internal | Summer | B3 | 75 | 500 | 0 | 60.84 | 54.83 | 9 | 0
2025 | TVA_2_PJM_ROR | TVA | PJM_ROR | Internal | Summer | B4 | 100 | 500 | 0 | 55.9 | 49.89 | 9 | 0
2025 | TVA_2_PJM_ROR | TVA | PJM_ROR | Internal | Summer | B5 | 200 | 500 | 0 | 55.48 | 49.86 | 9 | 0
2025 | TVA_2_PJM_ROR | TVA | PJM_ROR | Internal | Summer | B6 | 300 | 500 | 0 | 54.88 | 48.87 | 9 | 0
2025 | TVA_2_PJM_ROR | TVA | PJM_ROR | Internal | Summer | B7 | 400 | 500 | 0 | 42.06 | 39.83 | 9 | 0
2025 | TVA_2_PJM_ROR | TVA | PJM_ROR | Internal | Summer | B8 | 500 | 500 | 0 | 38.94 | 32.94 | 9 | 0
2025 | TVA_2_PJM_ROR | TVA | PJM_ROR | Internal | Summer | B9 | 800 | 500 | 0 | 32.45 | 28.09 | 9 | 0
2025 | TVA_2_PJM_ROR | TVA | PJM_ROR | Internal | Summer | B10 | 1262 | 500 | 0 | 29.77 | 26.7 | 9 | 0
2025 | TVA_2_PJM_ROR | TVA | PJM_ROR | Internal | Winter | B16 | 25 | 500 | 0 | 61.85 | 57.57 | 9 | 0
2025 | TVA_2_PJM_ROR | TVA | PJM_ROR | Internal | Winter | B17 | 100 | 500 | 0 | 61.71 | 55.7 | 9 | 0
2025 | TVA_2_PJM_ROR | TVA | PJM_ROR | Internal | Winter | B18 | 400 | 500 | 0 | 38.19 | 41.05 | 9 | 0
2025 | TVA_2_PJM_ROR | TVA | PJM_ROR | Internal | Winter | B19 | 700 | 500 | 0 | 38.19 | 35.58 | 9 | 0
2025 | TVA_2_PJM_ROR | TVA | PJM_ROR | Internal | Winter | B20 | 935 | 500 | 0 | 36.31 | 30.3 | 9 | 0
2025 | TVA_2_SOCO | TVA | SOCO | Internal | Shoulder | B11 | 25 | 500 | 0 | 57.55 | 60.58 | 9 | 0
2025 | TVA_2_SOCO | TVA | SOCO | Internal | Shoulder | B12 | 200 | 500 | 0 | 47.52 | 54.51 | 9 | 0
2025 | TVA_2_SOCO | TVA | SOCO | Internal | Shoulder | B13 | 600 | 500 | 0 | 35.44 | 41.45 | 9 | 0
2025 | TVA_2_SOCO | TVA | SOCO | Internal | Shoulder | B14 | 900 | 500 | 0 | 35.44 | 38.09 | 9 | 0
2025 | TVA_2_SOCO | TVA | SOCO | Internal | Shoulder | B15 | 1203 | 500 | 0 | 34.02 | 31.31 | 9 | 0
2025 | TVA_2_SOCO | TVA | SOCO | Internal | Summer | B1 | 10 | 500 | 500 | 62.36 | 79.97 | 9 | 8.61
2025 | TVA_2_SOCO | TVA | SOCO | Internal | Summer | B2 | 25 | 500 | 0 | 62.36 | 69 | 9 | 0
2025 | TVA_2_SOCO | TVA | SOCO | Internal | Summer | B3 | 75 | 500 | 0 | 60.84 | 59.79 | 9 | 0
2025 | TVA_2_SOCO | TVA | SOCO | Internal | Summer | B4 | 100 | 500 | 0 | 55.9 | 59.79 | 9 | 0
2025 | TVA_2_SOCO | TVA | SOCO | Internal | Summer | B5 | 200 | 500 | 0 | 55.48 | 59.77 | 9 | 0
2025 | TVA_2_SOCO | TVA | SOCO | Internal | Summer | B6 | 300 | 500 | 0 | 54.88 | 58.35 | 9 | 0
2025 | TVA_2_SOCO | TVA | SOCO | Internal | Summer | B7 | 400 | 500 | 500 | 42.06 | 56.22 | 9 | 5.16
2025 | TVA_2_SOCO | TVA | SOCO | Internal | Summer | B8 | 500 | 500 | 351.65 | 38.94 | 47.94 | 9 | 0
2025 | TVA_2_SOCO | TVA | SOCO | Internal | Summer | B9 | 800 | 500 | 66.68 | 32.45 | 41.45 | 9 | 0
2025 | TVA_2_SOCO | TVA | SOCO | Internal | Summer | B10 | 1262 | 500 | 0 | 29.77 | 33.87 | 9 | 0
2025 | TVA_2_SOCO | TVA | SOCO | Internal | Winter | B16 | 25 | 500 | 0 | 61.85 | 65.18 | 9 | 0
2025 | TVA_2_SOCO | TVA | SOCO | Internal | Winter | B17 | 100 | 500 | 0 | 61.71 | 61.33 | 9 | 0
2025 | TVA_2_SOCO | TVA | SOCO | Internal | Winter | B18 | 400 | 500 | 0 | 38.19 | 42.86 | 9 | 0
2025 | TVA_2_SOCO | TVA | SOCO | Internal | Winter | B19 | 700 | 500 | 0 | 38.19 | 41.77 | 9 | 0
2025 | TVA_2_SOCO | TVA | SOCO | Internal | Winter | B20 | 935 | 500 | 0 | 36.31 | 34.94 | 9 | 0
2025 | TVA_2_VACAR | TVA | VACAR | Internal | Shoulder | B11 | 25 | 150 | 0 | 57.55 | 57.53 | 9 | 0
2025 | TVA_2_VACAR | TVA | VACAR | Internal | Shoulder | B12 | 200 | 150 | 0 | 47.52 | 47.51 | 9 | 0
2025 | TVA_2_VACAR | TVA | VACAR | Internal | Shoulder | B13 | 600 | 150 | 0 | 35.44 | 42.36 | 9 | 0
2025 | TVA_2_VACAR | TVA | VACAR | Internal | Shoulder | B14 | 900 | 150 | 0 | 35.44 | 40.5 | 9 | 0
2025 | TVA_2_VACAR | TVA | VACAR | Internal | Shoulder | B15 | 1203 | 150 | 0 | 34.02 | 34.04 | 9 | 0
2025 | TVA_2_VACAR | TVA | VACAR | Internal | Summer | B1 | 10 | 150 | 150 | 62.36 | 77.14 | 9 | 5.78
2025 | TVA_2_VACAR | TVA | VACAR | Internal | Summer | B2 | 25 | 150 | 0 | 62.36 | 62.35 | 9 | 0
2025 | TVA_2_VACAR | TVA | VACAR | Internal | Summer | B3 | 75 | 150 | 0 | 60.84 | 61.98 | 9 | 0
2025 | TVA_2_VACAR | TVA | VACAR | Internal | Summer | B4 | 100 | 150 | 0 | 55.9 | 60.5 | 9 | 0
2025 | TVA_2_VACAR | TVA | VACAR | Internal | Summer | B5 | 200 | 150 | 0 | 55.48 | 60.5 | 9 | 0
2025 | TVA_2_VACAR | TVA | VACAR | Internal | Summer | B6 | 300 | 150 | 0 | 54.88 | 54.87 | 9 | 0
2025 | TVA_2_VACAR | TVA | VACAR | Internal | Summer | B7 | 400 | 150 | 0 | 42.06 | 48.03 | 9 | 0
2025 | TVA_2_VACAR | TVA | VACAR | Internal | Summer | B8 | 500 | 150 | 0 | 38.94 | 41.29 | 9 | 0
2025 | TVA_2_VACAR | TVA | VACAR | Internal | Summer | B9 | 800 | 150 | 0 | 32.45 | 38.34 | 9 | 0
2025 | TVA_2_VACAR | TVA | VACAR | Internal | Summer | B10 | 1262 | 150 | 0 | 29.77 | 32.7 | 9 | 0
2025 | TVA_2_VACAR | TVA | VACAR | Internal | Winter | B16 | 25 | 150 | 150 | 61.85 | 70.87 | 9 | 0.02
2025 | TVA_2_VACAR | TVA | VACAR | Internal | Winter | B17 | 100 | 150 | 0 | 61.71 | 61.7 | 9 | 0
2025 | TVA_2_VACAR | TVA | VACAR | Internal | Winter | B18 | 400 | 150 | 0 | 38.19 | 45.89 | 9 | 0
2025 | TVA_2_VACAR | TVA | VACAR | Internal | Winter | B19 | 700 | 150 | 0 | 38.19 | 41.58 | 9 | 0
2025 | TVA_2_VACAR | TVA | VACAR | Internal | Winter | B20 | 935 | 150 | 0 | 36.31 | 38.82 | 9 | 0
2025 | TVA_Transmission_2_NonRTO_Midwest | TVA_Transmission | NonRTO_Midwest | Internal | Shoulder | B11 | 25 | 700 | 0 | 57.53 | 59.51 | 9 | 0
2025 | TVA_Transmission_2_NonRTO_Midwest | TVA_Transmission | NonRTO_Midwest | Internal | Shoulder | B12 | 200 | 700 | 0 | 47.51 | 51.49 | 9 | 0
2025 | TVA_Transmission_2_NonRTO_Midwest | TVA_Transmission | NonRTO_Midwest | Internal | Shoulder | B13 | 600 | 700 | 0 | 39.39 | 44.77 | 9 | 0
2025 | TVA_Transmission_2_NonRTO_Midwest | TVA_Transmission | NonRTO_Midwest | Internal | Shoulder | B14 | 900 | 700 | 0 | 36.52 | 39.93 | 9 | 0
2025 | TVA_Transmission_2_NonRTO_Midwest | TVA_Transmission | NonRTO_Midwest | Internal | Shoulder | B15 | 1203 | 700 | 0 | 34.01 | 31.54 | 9 | 0
2025 | TVA_Transmission_2_NonRTO_Midwest | TVA_Transmission | NonRTO_Midwest | Internal | Summer | B1 | 10 | 700 | 0 | 70.97 | 62.97 | 9 | 0
2025 | TVA_Transmission_2_NonRTO_Midwest | TVA_Transmission | NonRTO_Midwest | Internal | Summer | B2 | 25 | 700 | 0 | 62.35 | 56.98 | 9 | 0
2025 | TVA_Transmission_2_NonRTO_Midwest | TVA_Transmission | NonRTO_Midwest | Internal | Summer | B3 | 75 | 700 | 0 | 60.83 | 56.98 | 9 | 0
2025 | TVA_Transmission_2_NonRTO_Midwest | TVA_Transmission | NonRTO_Midwest | Internal | Summer | B4 | 100 | 700 | 0 | 55.89 | 56.98 | 9 | 0
2025 | TVA_Transmission_2_NonRTO_Midwest | TVA_Transmission | NonRTO_Midwest | Internal | Summer | B5 | 200 | 700 | 0 | 55.66 | 56.98 | 9 | 0
2025 | TVA_Transmission_2_NonRTO_Midwest | TVA_Transmission | NonRTO_Midwest | Internal | Summer | B6 | 300 | 700 | 0 | 54.87 | 56.81 | 9 | 0
2025 | TVA_Transmission_2_NonRTO_Midwest | TVA_Transmission | NonRTO_Midwest | Internal | Summer | B7 | 400 | 700 | 0 | 47.22 | 49.81 | 9 | 0
2025 | TVA_Transmission_2_NonRTO_Midwest | TVA_Transmission | NonRTO_Midwest | Internal | Summer | B8 | 500 | 700 | 0 | 38.94 | 33.62 | 9 | 0
2025 | TVA_Transmission_2_NonRTO_Midwest | TVA_Transmission | NonRTO_Midwest | Internal | Summer | B9 | 800 | 700 | 0 | 33.53 | 31.8 | 9 | 0
2025 | TVA_Transmission_2_NonRTO_Midwest | TVA_Transmission | NonRTO_Midwest | Internal | Summer | B10 | 1262 | 700 | 0 | 31.08 | 30.49 | 9 | 0
2025 | TVA_Transmission_2_NonRTO_Midwest | TVA_Transmission | NonRTO_Midwest | Internal | Winter | B16 | 25 | 700 | 0 | 62.86 | 64.29 | 9 | 0
2025 | TVA_Transmission_2_NonRTO_Midwest | TVA_Transmission | NonRTO_Midwest | Internal | Winter | B17 | 100 | 700 | 0 | 61.7 | 61.7 | 9 | 0
2025 | TVA_Transmission_2_NonRTO_Midwest | TVA_Transmission | NonRTO_Midwest | Internal | Winter | B18 | 400 | 700 | 0 | 42.54 | 47.05 | 9 | 0
2025 | TVA_Transmission_2_NonRTO_Midwest | TVA_Transmission | NonRTO_Midwest | Internal | Winter | B19 | 700 | 700 | 0 | 39.48 | 41 | 9 | 0
2025 | TVA_Transmission_2_NonRTO_Midwest | TVA_Transmission | NonRTO_Midwest | Internal | Winter | B20 | 935 | 700 | 0 | 36.3 | 33.01 | 9 | 0
2025 | TVA_Transmission_2_SOCO | TVA_Transmission | SOCO | Internal | Shoulder | B11 | 25 | 3200 | 0 | 57.53 | 60.58 | 9 | 0
2025 | TVA_Transmission_2_SOCO | TVA_Transmission | SOCO | Internal | Shoulder | B12 | 200 | 3200 | 0 | 47.51 | 54.51 | 9 | 0
2025 | TVA_Transmission_2_SOCO | TVA_Transmission | SOCO | Internal | Shoulder | B13 | 600 | 3200 | 0 | 39.39 | 41.45 | 9 | 0
2025 | TVA_Transmission_2_SOCO | TVA_Transmission | SOCO | Internal | Shoulder | B14 | 900 | 3200 | 0 | 36.52 | 38.09 | 9 | 0
2025 | TVA_Transmission_2_SOCO | TVA_Transmission | SOCO | Internal | Shoulder | B15 | 1203 | 3200 | 0 | 34.01 | 31.31 | 9 | 0
2025 | TVA_Transmission_2_SOCO | TVA_Transmission | SOCO | Internal | Summer | B1 | 10 | 3200 | 227.24 | 70.97 | 79.97 | 9 | 0
2025 | TVA_Transmission_2_SOCO | TVA_Transmission | SOCO | Internal | Summer | B2 | 25 | 3200 | 0 | 62.35 | 69 | 9 | 0
2025 | TVA_Transmission_2_SOCO | TVA_Transmission | SOCO | Internal | Summer | B3 | 75 | 3200 | 0 | 60.83 | 59.79 | 9 | 0
2025 | TVA_Transmission_2_SOCO | TVA_Transmission | SOCO | Internal | Summer | B4 | 100 | 3200 | 0 | 55.89 | 59.79 | 9 | 0
2025 | TVA_Transmission_2_SOCO | TVA_Transmission | SOCO | Internal | Summer | B5 | 200 | 3200 | 0 | 55.66 | 59.77 | 9 | 0
2025 | TVA_Transmission_2_SOCO | TVA_Transmission | SOCO | Internal | Summer | B6 | 300 | 3200 | 0 | 54.87 | 58.35 | 9 | 0
2025 | TVA_Transmission_2_SOCO | TVA_Transmission | SOCO | Internal | Summer | B7 | 400 | 3200 | 2500 | 47.22 | 56.22 | 9 | 0
2025 | TVA_Transmission_2_SOCO | TVA_Transmission | SOCO | Internal | Summer | B8 | 500 | 3200 | 2458.77 | 38.94 | 47.94 | 9 | 0
2025 | TVA_Transmission_2_SOCO | TVA_Transmission | SOCO | Internal | Summer | B9 | 800 | 3200 | 0 | 33.53 | 41.45 | 9 | 0
2025 | TVA_Transmission_2_SOCO | TVA_Transmission | SOCO | Internal | Summer | B10 | 1262 | 3200 | 0 | 31.08 | 33.87 | 9 | 0
2025 | TVA_Transmission_2_SOCO | TVA_Transmission | SOCO | Internal | Winter | B16 | 25 | 3200 | 0 | 62.86 | 65.18 | 9 | 0
2025 | TVA_Transmission_2_SOCO | TVA_Transmission | SOCO | Internal | Winter | B17 | 100 | 3200 | 0 | 61.7 | 61.33 | 9 | 0
2025 | TVA_Transmission_2_SOCO | TVA_Transmission | SOCO | Internal | Winter | B18 | 400 | 3200 | 0 | 42.54 | 42.86 | 9 | 0
2025 | TVA_Transmission_2_SOCO | TVA_Transmission | SOCO | Internal | Winter | B19 | 700 | 3200 | 0 | 39.48 | 41.77 | 9 | 0
2025 | TVA_Transmission_2_SOCO | TVA_Transmission | SOCO | Internal | Winter | B20 | 935 | 3200 | 0 | 36.3 | 34.94 | 9 | 0
2025 | TVA_Transmission_2_TVA | TVA_Transmission | TVA | Internal | Shoulder | B11 | 25 | 99999 | 304.96 | 57.53 | 57.55 | 0.01 | 0
2025 | TVA_Transmission_2_TVA | TVA_Transmission | TVA | Internal | Shoulder | B12 | 200 | 99999 | 423.08 | 47.51 | 47.52 | 0.01 | 0
2025 | TVA_Transmission_2_TVA | TVA_Transmission | TVA | Internal | Shoulder | B13 | 600 | 99999 | 0 | 39.39 | 35.44 | 0.01 | 0
2025 | TVA_Transmission_2_TVA | TVA_Transmission | TVA | Internal | Shoulder | B14 | 900 | 99999 | 0 | 36.52 | 35.44 | 0.01 | 0
2025 | TVA_Transmission_2_TVA | TVA_Transmission | TVA | Internal | Shoulder | B15 | 1203 | 99999 | 377.71 | 34.01 | 34.02 | 0.01 | 0
2025 | TVA_Transmission_2_TVA | TVA_Transmission | TVA | Internal | Summer | B1 | 10 | 99999 | 0 | 70.97 | 62.36 | 0.01 | 0
2025 | TVA_Transmission_2_TVA | TVA_Transmission | TVA | Internal | Summer | B2 | 25 | 99999 | 571.94 | 62.35 | 62.36 | 0.01 | 0
2025 | TVA_Transmission_2_TVA | TVA_Transmission | TVA | Internal | Summer | B3 | 75 | 99999 | 1170.62 | 60.83 | 60.84 | 0.01 | 0
2025 | TVA_Transmission_2_TVA | TVA_Transmission | TVA | Internal | Summer | B4 | 100 | 99999 | 417.53 | 55.89 | 55.9 | 0.01 | 0
2025 | TVA_Transmission_2_TVA | TVA_Transmission | TVA | Internal | Summer | B5 | 200 | 99999 | 0 | 55.66 | 55.48 | 0.01 | 0
2025 | TVA_Transmission_2_TVA | TVA_Transmission | TVA | Internal | Summer | B6 | 300 | 99999 | 623.91 | 54.87 | 54.88 | 0.01 | 0
2025 | TVA_Transmission_2_TVA | TVA_Transmission | TVA | Internal | Summer | B7 | 400 | 99999 | 0 | 47.22 | 42.06 | 0.01 | 0
2025 | TVA_Transmission_2_TVA | TVA_Transmission | TVA | Internal | Summer | B8 | 500 | 99999 | 0 | 38.94 | 38.94 | 0.01 | 0
2025 | TVA_Transmission_2_TVA | TVA_Transmission | TVA | Internal | Summer | B9 | 800 | 99999 | 0 | 33.53 | 32.45 | 0.01 | 0
2025 | TVA_Transmission_2_TVA | TVA_Transmission | TVA | Internal | Summer | B10 | 1262 | 99999 | 0 | 31.08 | 29.77 | 0.01 | 0
2025 | TVA_Transmission_2_TVA | TVA_Transmission | TVA | Internal | Winter | B16 | 25 | 99999 | 0 | 62.86 | 61.85 | 0.01 | 0
2025 | TVA_Transmission_2_TVA | TVA_Transmission | TVA | Internal | Winter | B17 | 100 | 99999 | 467.01 | 61.7 | 61.71 | 0.01 | 0
2025 | TVA_Transmission_2_TVA | TVA_Transmission | TVA | Internal | Winter | B18 | 400 | 99999 | 0 | 42.54 | 38.19 | 0.01 | 0
2025 | TVA_Transmission_2_TVA | TVA_Transmission | TVA | Internal | Winter | B19 | 700 | 99999 | 0 | 39.48 | 38.19 | 0.01 | 0
2025 | TVA_Transmission_2_TVA | TVA_Transmission | TVA | Internal | Winter | B20 | 935 | 99999 | 596.2 | 36.3 | 36.31 | 0.01 | 0
2025 | TVA_Transmission_2_VACAR | TVA_Transmission | VACAR | Internal | Shoulder | B11 | 25 | 900 | 0 | 57.53 | 57.53 | 9 | 0
2025 | TVA_Transmission_2_VACAR | TVA_Transmission | VACAR | Internal | Shoulder | B12 | 200 | 900 | 0 | 47.51 | 47.51 | 9 | 0
2025 | TVA_Transmission_2_VACAR | TVA_Transmission | VACAR | Internal | Shoulder | B13 | 600 | 900 | 0 | 39.39 | 42.36 | 9 | 0
2025 | TVA_Transmission_2_VACAR | TVA_Transmission | VACAR | Internal | Shoulder | B14 | 900 | 900 | 0 | 36.52 | 40.5 | 9 | 0
2025 | TVA_Transmission_2_VACAR | TVA_Transmission | VACAR | Internal | Shoulder | B15 | 1203 | 900 | 0 | 34.01 | 34.04 | 9 | 0
2025 | TVA_Transmission_2_VACAR | TVA_Transmission | VACAR | Internal | Summer | B1 | 10 | 900 | 0 | 70.97 | 77.14 | 9 | 0
2025 | TVA_Transmission_2_VACAR | TVA_Transmission | VACAR | Internal | Summer | B2 | 25 | 900 | 0 | 62.35 | 62.35 | 9 | 0
2025 | TVA_Transmission_2_VACAR | TVA_Transmission | VACAR | Internal | Summer | B3 | 75 | 900 | 0 | 60.83 | 61.98 | 9 | 0
2025 | TVA_Transmission_2_VACAR | TVA_Transmission | VACAR | Internal | Summer | B4 | 100 | 900 | 0 | 55.89 | 60.5 | 9 | 0
2025 | TVA_Transmission_2_VACAR | TVA_Transmission | VACAR | Internal | Summer | B5 | 200 | 900 | 0 | 55.66 | 60.5 | 9 | 0
2025 | TVA_Transmission_2_VACAR | TVA_Transmission | VACAR | Internal | Summer | B6 | 300 | 900 | 0 | 54.87 | 54.87 | 9 | 0
2025 | TVA_Transmission_2_VACAR | TVA_Transmission | VACAR | Internal | Summer | B7 | 400 | 900 | 0 | 47.22 | 48.03 | 9 | 0
2025 | TVA_Transmission_2_VACAR | TVA_Transmission | VACAR | Internal | Summer | B8 | 500 | 900 | 0 | 38.94 | 41.29 | 9 | 0
2025 | TVA_Transmission_2_VACAR | TVA_Transmission | VACAR | Internal | Summer | B9 | 800 | 900 | 0 | 33.53 | 38.34 | 9 | 0
2025 | TVA_Transmission_2_VACAR | TVA_Transmission | VACAR | Internal | Summer | B10 | 1262 | 900 | 0 | 31.08 | 32.7 | 9 | 0
2025 | TVA_Transmission_2_VACAR | TVA_Transmission | VACAR | Internal | Winter | B16 | 25 | 900 | 0 | 62.86 | 70.87 | 9 | 0
2025 | TVA_Transmission_2_VACAR | TVA_Transmission | VACAR | Internal | Winter | B17 | 100 | 900 | 0 | 61.7 | 61.7 | 9 | 0
2025 | TVA_Transmission_2_VACAR | TVA_Transmission | VACAR | Internal | Winter | B18 | 400 | 900 | 0 | 42.54 | 45.89 | 9 | 0
2025 | TVA_Transmission_2_VACAR | TVA_Transmission | VACAR | Internal | Winter | B19 | 700 | 900 | 0 | 39.48 | 41.58 | 9 | 0
2025 | TVA_Transmission_2_VACAR | TVA_Transmission | VACAR | Internal | Winter | B20 | 935 | 900 | 0 | 36.3 | 38.82 | 9 | 0
2025 | VACAR_2_SOCO | VACAR | SOCO | Internal | Shoulder | B11 | 25 | 3000 | 0 | 57.53 | 60.58 | 7 | 0
2025 | VACAR_2_SOCO | VACAR | SOCO | Internal | Shoulder | B12 | 200 | 3000 | 521.93 | 47.51 | 54.51 | 7 | 0
2025 | VACAR_2_SOCO | VACAR | SOCO | Internal | Shoulder | B13 | 600 | 3000 | 0 | 42.36 | 41.45 | 7 | 0
2025 | VACAR_2_SOCO | VACAR | SOCO | Internal | Shoulder | B14 | 900 | 3000 | 0 | 40.5 | 38.09 | 7 | 0
2025 | VACAR_2_SOCO | VACAR | SOCO | Internal | Shoulder | B15 | 1203 | 3000 | 0 | 34.04 | 31.31 | 7 | 0
2025 | VACAR_2_SOCO | VACAR | SOCO | Internal | Summer | B1 | 10 | 3000 | 0 | 77.14 | 79.97 | 7 | 0
2025 | VACAR_2_SOCO | VACAR | SOCO | Internal | Summer | B2 | 25 | 3000 | 0 | 62.35 | 69 | 7 | 0
2025 | VACAR_2_SOCO | VACAR | SOCO | Internal | Summer | B3 | 75 | 3000 | 0 | 61.98 | 59.79 | 7 | 0
2025 | VACAR_2_SOCO | VACAR | SOCO | Internal | Summer | B4 | 100 | 3000 | 0 | 60.5 | 59.79 | 7 | 0
2025 | VACAR_2_SOCO | VACAR | SOCO | Internal | Summer | B5 | 200 | 3000 | 0 | 60.5 | 59.77 | 7 | 0
2025 | VACAR_2_SOCO | VACAR | SOCO | Internal | Summer | B6 | 300 | 3000 | 0 | 54.87 | 58.35 | 7 | 0
2025 | VACAR_2_SOCO | VACAR | SOCO | Internal | Summer | B7 | 400 | 3000 | 3000 | 48.03 | 56.22 | 7 | 1.19
2025 | VACAR_2_SOCO | VACAR | SOCO | Internal | Summer | B8 | 500 | 3000 | 0 | 41.29 | 47.94 | 7 | 0
2025 | VACAR_2_SOCO | VACAR | SOCO | Internal | Summer | B9 | 800 | 3000 | 0 | 38.34 | 41.45 | 7 | 0
2025 | VACAR_2_SOCO | VACAR | SOCO | Internal | Summer | B10 | 1262 | 3000 | 0 | 32.7 | 33.87 | 7 | 0
2025 | VACAR_2_SOCO | VACAR | SOCO | Internal | Winter | B16 | 25 | 3000 | 0 | 70.87 | 65.18 | 7 | 0
2025 | VACAR_2_SOCO | VACAR | SOCO | Internal | Winter | B17 | 100 | 3000 | 0 | 61.7 | 61.33 | 7 | 0
2025 | VACAR_2_SOCO | VACAR | SOCO | Internal | Winter | B18 | 400 | 3000 | 0 | 45.89 | 42.86 | 7 | 0
2025 | VACAR_2_SOCO | VACAR | SOCO | Internal | Winter | B19 | 700 | 3000 | 0 | 41.58 | 41.77 | 7 | 0
2025 | VACAR_2_SOCO | VACAR | SOCO | Internal | Winter | B20 | 935 | 3000 | 0 | 38.82 | 34.94 | 7 | 0
2030 | ENT_2_MISO_MO-IL | ENT | MISO_MO-IL | Internal | Shoulder | B11 | 25 | 2260 | 0 | 49.38 | 49.38 | 8 | 0
2030 | ENT_2_MISO_MO-IL | ENT | MISO_MO-IL | Internal | Shoulder | B12 | 200 | 2260 | 0 | 31.49 | 31.51 | 8 | 0
2030 | ENT_2_MISO_MO-IL | ENT | MISO_MO-IL | Internal | Shoulder | B13 | 600 | 2260 | 0 | 28.5 | 28.52 | 8 | 0
2030 | ENT_2_MISO_MO-IL | ENT | MISO_MO-IL | Internal | Shoulder | B14 | 900 | 2260 | 0 | 26.51 | 26.51 | 8 | 0
2030 | ENT_2_MISO_MO-IL | ENT | MISO_MO-IL | Internal | Shoulder | B15 | 1203 | 2260 | 0 | 23.51 | 23.51 | 8 | 0
2030 | ENT_2_MISO_MO-IL | ENT | MISO_MO-IL | Internal | Summer | B1 | 10 | 2260 | 0 | 64.44 | 69.68 | 8 | 0
2030 | ENT_2_MISO_MO-IL | ENT | MISO_MO-IL | Internal | Summer | B2 | 25 | 2260 | 0 | 56.46 | 56.43 | 8 | 0
2030 | ENT_2_MISO_MO-IL | ENT | MISO_MO-IL | Internal | Summer | B3 | 75 | 2260 | 0 | 58.25 | 54.87 | 8 | 0
2030 | ENT_2_MISO_MO-IL | ENT | MISO_MO-IL | Internal | Summer | B4 | 100 | 2260 | 0 | 55.78 | 50.15 | 8 | 0
2030 | ENT_2_MISO_MO-IL | ENT | MISO_MO-IL | Internal | Summer | B5 | 200 | 2260 | 0 | 54.81 | 49.33 | 8 | 0
2030 | ENT_2_MISO_MO-IL | ENT | MISO_MO-IL | Internal | Summer | B6 | 300 | 2260 | 0 | 50.25 | 47.37 | 8 | 0
2030 | ENT_2_MISO_MO-IL | ENT | MISO_MO-IL | Internal | Summer | B7 | 400 | 2260 | 0 | 40.77 | 36.65 | 8 | 0
2030 | ENT_2_MISO_MO-IL | ENT | MISO_MO-IL | Internal | Summer | B8 | 500 | 2260 | 0 | 30.36 | 28.83 | 8 | 0
2030 | ENT_2_MISO_MO-IL | ENT | MISO_MO-IL | Internal | Summer | B9 | 800 | 2260 | 0 | 28.66 | 27.22 | 8 | 0
2030 | ENT_2_MISO_MO-IL | ENT | MISO_MO-IL | Internal | Summer | B10 | 1262 | 2260 | 0 | 25.02 | 22.66 | 8 | 0
2030 | ENT_2_MISO_MO-IL | ENT | MISO_MO-IL | Internal | Winter | B16 | 25 | 2260 | 484.42 | 38.3 | 46.3 | 8 | 0
2030 | ENT_2_MISO_MO-IL | ENT | MISO_MO-IL | Internal | Winter | B17 | 100 | 2260 | 0 | 33.85 | 33.85 | 8 | 0
2030 | ENT_2_MISO_MO-IL | ENT | MISO_MO-IL | Internal | Winter | B18 | 400 | 2260 | 0 | 31.66 | 31.66 | 8 | 0
2030 | ENT_2_MISO_MO-IL | ENT | MISO_MO-IL | Internal | Winter | B19 | 700 | 2260 | 0 | 30.06 | 30.06 | 8 | 0
2030 | ENT_2_MISO_MO-IL | ENT | MISO_MO-IL | Internal | Winter | B20 | 935 | 2260 | 0 | 26.67 | 26.49 | 8 | 0
2030 | ENT_2_SOCO | ENT | SOCO | Internal | Shoulder | B11 | 25 | 2431 | 2431 | 49.38 | 58.25 | 8 | 0.88
2030 | ENT_2_SOCO | ENT | SOCO | Internal | Shoulder | B12 | 200 | 2431 | 2431 | 31.49 | 44.03 | 8 | 4.54
2030 | ENT_2_SOCO | ENT | SOCO | Internal | Shoulder | B13 | 600 | 2431 | 1071.69 | 28.5 | 36.5 | 8 | 0
2030 | ENT_2_SOCO | ENT | SOCO | Internal | Shoulder | B14 | 900 | 2431 | 1728.29 | 26.51 | 34.51 | 8 | 0
2030 | ENT_2_SOCO | ENT | SOCO | Internal | Shoulder | B15 | 1203 | 2431 | 0 | 23.51 | 31.24 | 8 | 0
2030 | ENT_2_SOCO | ENT | SOCO | Internal | Summer | B1 | 10 | 2431 | 2431 | 64.44 | 81.44 | 8 | 9
2030 | ENT_2_SOCO | ENT | SOCO | Internal | Summer | B2 | 25 | 2431 | 785.13 | 56.46 | 64.46 | 8 | 0
2030 | ENT_2_SOCO | ENT | SOCO | Internal | Summer | B3 | 75 | 2431 | 0 | 58.25 | 63.28 | 8 | 0
2030 | ENT_2_SOCO | ENT | SOCO | Internal | Summer | B4 | 100 | 2431 | 0 | 55.78 | 63.14 | 8 | 0
2030 | ENT_2_SOCO | ENT | SOCO | Internal | Summer | B5 | 200 | 2431 | 0 | 54.81 | 57.37 | 8 | 0
2030 | ENT_2_SOCO | ENT | SOCO | Internal | Summer | B6 | 300 | 2431 | 0 | 50.25 | 55.86 | 8 | 0
2030 | ENT_2_SOCO | ENT | SOCO | Internal | Summer | B7 | 400 | 2431 | 2431 | 40.77 | 51.26 | 8 | 2.49
2030 | ENT_2_SOCO | ENT | SOCO | Internal | Summer | B8 | 500 | 2431 | 2431 | 30.36 | 44.38 | 8 | 6.02
2030 | ENT_2_SOCO | ENT | SOCO | Internal | Summer | B9 | 800 | 2431 | 1953.6 | 28.66 | 36.66 | 8 | 0
2030 | ENT_2_SOCO | ENT | SOCO | Internal | Summer | B10 | 1262 | 2431 | 817.29 | 25.02 | 33.02 | 8 | 0
2030 | ENT_2_SOCO | ENT | SOCO | Internal | Winter | B16 | 25 | 2431 | 2431 | 38.3 | 63.3 | 8 | 17
2030 | ENT_2_SOCO | ENT | SOCO | Internal | Winter | B17 | 100 | 2431 | 2431 | 33.85 | 48.47 | 8 | 6.62
2030 | ENT_2_SOCO | ENT | SOCO | Internal | Winter | B18 | 400 | 2431 | 1902.62 | 31.66 | 39.66 | 8 | 0
2030 | ENT_2_SOCO | ENT | SOCO | Internal | Winter | B19 | 700 | 2431 | 1929.5 | 30.06 | 38.06 | 8 | 0
2030 | ENT_2_SOCO | ENT | SOCO | Internal | Winter | B20 | 935 | 2431 | 0 | 26.67 | 34.51 | 8 | 0
2030 | ENT_2_SPP_N | ENT | SPP_N | Internal | Shoulder | B11 | 25 | 8740 | 0 | 49.38 | 44.38 | 8 | 0
2030 | ENT_2_SPP_N | ENT | SPP_N | Internal | Shoulder | B12 | 200 | 8740 | 0 | 31.49 | 26.51 | 8 | 0
2030 | ENT_2_SPP_N | ENT | SPP_N | Internal | Shoulder | B13 | 600 | 8740 | 0 | 28.5 | 23.52 | 8 | 0
2030 | ENT_2_SPP_N | ENT | SPP_N | Internal | Shoulder | B14 | 900 | 8740 | 0 | 26.51 | 21.51 | 8 | 0
2030 | ENT_2_SPP_N | ENT | SPP_N | Internal | Shoulder | B15 | 1203 | 8740 | 0 | 23.51 | 18.51 | 8 | 0
2030 | ENT_2_SPP_N | ENT | SPP_N | Internal | Summer | B1 | 10 | 8740 | 0 | 64.44 | 64.68 | 8 | 0
2030 | ENT_2_SPP_N | ENT | SPP_N | Internal | Summer | B2 | 25 | 8740 | 0 | 56.46 | 51.46 | 8 | 0
2030 | ENT_2_SPP_N | ENT | SPP_N | Internal | Summer | B3 | 75 | 8740 | 0 | 58.25 | 53.25 | 8 | 0
2030 | ENT_2_SPP_N | ENT | SPP_N | Internal | Summer | B4 | 100 | 8740 | 0 | 55.78 | 50.78 | 8 | 0
2030 | ENT_2_SPP_N | ENT | SPP_N | Internal | Summer | B5 | 200 | 8740 | 0 | 54.81 | 49.81 | 8 | 0
2030 | ENT_2_SPP_N | ENT | SPP_N | Internal | Summer | B6 | 300 | 8740 | 0 | 50.25 | 45.25 | 8 | 0
2030 | ENT_2_SPP_N | ENT | SPP_N | Internal | Summer | B7 | 400 | 8740 | 0 | 40.77 | 35.77 | 8 | 0
2030 | ENT_2_SPP_N | ENT | SPP_N | Internal | Summer | B8 | 500 | 8740 | 0 | 30.36 | 25.36 | 8 | 0
2030 | ENT_2_SPP_N | ENT | SPP_N | Internal | Summer | B9 | 800 | 8740 | 0 | 28.66 | 23.66 | 8 | 0
2030 | ENT_2_SPP_N | ENT | SPP_N | Internal | Summer | B10 | 1262 | 8740 | 0 | 25.02 | 20.02 | 8 | 0
2030 | ENT_2_SPP_N | ENT | SPP_N | Internal | Winter | B16 | 25 | 8740 | 0 | 38.3 | 33.3 | 8 | 0
2030 | ENT_2_SPP_N | ENT | SPP_N | Internal | Winter | B17 | 100 | 8740 | 0 | 33.85 | 28.85 | 8 | 0
2030 | ENT_2_SPP_N | ENT | SPP_N | Internal | Winter | B18 | 400 | 8740 | 0 | 31.66 | 26.66 | 8 | 0
2030 | ENT_2_SPP_N | ENT | SPP_N | Internal | Winter | B19 | 700 | 8740 | 0 | 30.06 | 25.06 | 8 | 0
2030 | ENT_2_SPP_N | ENT | SPP_N | Internal | Winter | B20 | 935 | 8740 | 0 | 26.67 | 21.67 | 8 | 0
2030 | ENT_2_SPP_S | ENT | SPP_S | Internal | Shoulder | B11 | 25 | 5582 | 0 | 49.38 | 44.38 | 8 | 0
2030 | ENT_2_SPP_S | ENT | SPP_S | Internal | Shoulder | B12 | 200 | 5582 | 0 | 31.49 | 26.49 | 8 | 0
2030 | ENT_2_SPP_S | ENT | SPP_S | Internal | Shoulder | B13 | 600 | 5582 | 0 | 28.5 | 23.5 | 8 | 0
2030 | ENT_2_SPP_S | ENT | SPP_S | Internal | Shoulder | B14 | 900 | 5582 | 0 | 26.51 | 21.51 | 8 | 0
2030 | ENT_2_SPP_S | ENT | SPP_S | Internal | Shoulder | B15 | 1203 | 5582 | 0 | 23.51 | 18.51 | 8 | 0
2030 | ENT_2_SPP_S | ENT | SPP_S | Internal | Summer | B1 | 10 | 5582 | 0 | 64.44 | 33.93 | 8 | 0
2030 | ENT_2_SPP_S | ENT | SPP_S | Internal | Summer | B2 | 25 | 5582 | 0 | 56.46 | 51.46 | 8 | 0
2030 | ENT_2_SPP_S | ENT | SPP_S | Internal | Summer | B3 | 75 | 5582 | 0 | 58.25 | 53.26 | 8 | 0
2030 | ENT_2_SPP_S | ENT | SPP_S | Internal | Summer | B4 | 100 | 5582 | 0 | 55.78 | 50.78 | 8 | 0
2030 | ENT_2_SPP_S | ENT | SPP_S | Internal | Summer | B5 | 200 | 5582 | 0 | 54.81 | 49.82 | 8 | 0
2030 | ENT_2_SPP_S | ENT | SPP_S | Internal | Summer | B6 | 300 | 5582 | 0 | 50.25 | 45.27 | 8 | 0
2030 | ENT_2_SPP_S | ENT | SPP_S | Internal | Summer | B7 | 400 | 5582 | 0 | 40.77 | 35.78 | 8 | 0
2030 | ENT_2_SPP_S | ENT | SPP_S | Internal | Summer | B8 | 500 | 5582 | 0 | 30.36 | 25.38 | 8 | 0
2030 | ENT_2_SPP_S | ENT | SPP_S | Internal | Summer | B9 | 800 | 5582 | 0 | 28.66 | 23.67 | 8 | 0
2030 | ENT_2_SPP_S | ENT | SPP_S | Internal | Summer | B10 | 1262 | 5582 | 0 | 25.02 | 20.03 | 8 | 0
2030 | ENT_2_SPP_S | ENT | SPP_S | Internal | Winter | B16 | 25 | 5582 | 0 | 38.3 | 33.29 | 8 | 0
2030 | ENT_2_SPP_S | ENT | SPP_S | Internal | Winter | B17 | 100 | 5582 | 0 | 33.85 | 28.85 | 8 | 0
2030 | ENT_2_SPP_S | ENT | SPP_S | Internal | Winter | B18 | 400 | 5582 | 0 | 31.66 | 26.67 | 8 | 0
2030 | ENT_2_SPP_S | ENT | SPP_S | Internal | Winter | B19 | 700 | 5582 | 0 | 30.06 | 25.07 | 8 | 0
2030 | ENT_2_SPP_S | ENT | SPP_S | Internal | Winter | B20 | 935 | 5582 | 0 | 26.67 | 21.67 | 8 | 0
2030 | ENT_2_TVA_Transmission | ENT | TVA_Transmission | Internal | Shoulder | B11 | 25 | 2100 | 0 | 49.38 | 53.38 | 8 | 0
2030 | ENT_2_TVA_Transmission | ENT | TVA_Transmission | Internal | Shoulder | B12 | 200 | 2100 | 0 | 31.49 | 37.15 | 8 | 0
2030 | ENT_2_TVA_Transmission | ENT | TVA_Transmission | Internal | Shoulder | B13 | 600 | 2100 | 0 | 28.5 | 33.05 | 8 | 0
2030 | ENT_2_TVA_Transmission | ENT | TVA_Transmission | Internal | Shoulder | B14 | 900 | 2100 | 0 | 26.51 | 31.61 | 8 | 0
2030 | ENT_2_TVA_Transmission | ENT | TVA_Transmission | Internal | Shoulder | B15 | 1203 | 2100 | 0 | 23.51 | 29.34 | 8 | 0
2030 | ENT_2_TVA_Transmission | ENT | TVA_Transmission | Internal | Summer | B1 | 10 | 2100 | 139.71 | 64.44 | 72.44 | 8 | 0
2030 | ENT_2_TVA_Transmission | ENT | TVA_Transmission | Internal | Summer | B2 | 25 | 2100 | 0 | 56.46 | 60.85 | 8 | 0
2030 | ENT_2_TVA_Transmission | ENT | TVA_Transmission | Internal | Summer | B3 | 75 | 2100 | 0 | 58.25 | 58.87 | 8 | 0
2030 | ENT_2_TVA_Transmission | ENT | TVA_Transmission | Internal | Summer | B4 | 100 | 2100 | 0 | 55.78 | 54.14 | 8 | 0
2030 | ENT_2_TVA_Transmission | ENT | TVA_Transmission | Internal | Summer | B5 | 200 | 2100 | 0 | 54.81 | 52.97 | 8 | 0
2030 | ENT_2_TVA_Transmission | ENT | TVA_Transmission | Internal | Summer | B6 | 300 | 2100 | 0 | 50.25 | 50.01 | 8 | 0
2030 | ENT_2_TVA_Transmission | ENT | TVA_Transmission | Internal | Summer | B7 | 400 | 2100 | 0 | 40.77 | 42.26 | 8 | 0
2030 | ENT_2_TVA_Transmission | ENT | TVA_Transmission | Internal | Summer | B8 | 500 | 2100 | 0 | 30.36 | 35.38 | 8 | 0
2030 | ENT_2_TVA_Transmission | ENT | TVA_Transmission | Internal | Summer | B9 | 800 | 2100 | 0 | 28.66 | 30.78 | 8 | 0
2030 | ENT_2_TVA_Transmission | ENT | TVA_Transmission | Internal | Summer | B10 | 1262 | 2100 | 0 | 25.02 | 26.99 | 8 | 0
2030 | ENT_2_TVA_Transmission | ENT | TVA_Transmission | Internal | Winter | B16 | 25 | 2100 | 2100 | 38.3 | 54.3 | 8 | 8
2030 | ENT_2_TVA_Transmission | ENT | TVA_Transmission | Internal | Winter | B17 | 100 | 2100 | 1166.96 | 33.85 | 41.85 | 8 | 0
2030 | ENT_2_TVA_Transmission | ENT | TVA_Transmission | Internal | Winter | B18 | 400 | 2100 | 0 | 31.66 | 35.45 | 8 | 0
2030 | ENT_2_TVA_Transmission | ENT | TVA_Transmission | Internal | Winter | B19 | 700 | 2100 | 0 | 30.06 | 34.12 | 8 | 0
2030 | ENT_2_TVA_Transmission | ENT | TVA_Transmission | Internal | Winter | B20 | 935 | 2100 | 0 | 26.67 | 31.26 | 8 | 0
2030 | FRCC_2_SOCO | FRCC | SOCO | Internal | Shoulder | B11 | 25 | 900 | 0 | 68.25 | 58.25 | 8 | 0
2030 | FRCC_2_SOCO | FRCC | SOCO | Internal | Shoulder | B12 | 200 | 900 | 0 | 59.89 | 44.03 | 8 | 0
2030 | FRCC_2_SOCO | FRCC | SOCO | Internal | Shoulder | B13 | 600 | 900 | 0 | 46.5 | 36.5 | 8 | 0
2030 | FRCC_2_SOCO | FRCC | SOCO | Internal | Shoulder | B14 | 900 | 900 | 0 | 40.68 | 34.51 | 8 | 0
2030 | FRCC_2_SOCO | FRCC | SOCO | Internal | Shoulder | B15 | 1203 | 900 | 0 | 31.81 | 31.24 | 8 | 0
2030 | FRCC_2_SOCO | FRCC | SOCO | Internal | Summer | B1 | 10 | 900 | 0 | 91.44 | 81.44 | 8 | 0
2030 | FRCC_2_SOCO | FRCC | SOCO | Internal | Summer | B2 | 25 | 900 | 0 | 73.28 | 64.46 | 8 | 0
2030 | FRCC_2_SOCO | FRCC | SOCO | Internal | Summer | B3 | 75 | 900 | 0 | 73.28 | 63.28 | 8 | 0
2030 | FRCC_2_SOCO | FRCC | SOCO | Internal | Summer | B4 | 100 | 900 | 0 | 73.14 | 63.14 | 8 | 0
2030 | FRCC_2_SOCO | FRCC | SOCO | Internal | Summer | B5 | 200 | 900 | 0 | 67.37 | 57.37 | 8 | 0
2030 | FRCC_2_SOCO | FRCC | SOCO | Internal | Summer | B6 | 300 | 900 | 0 | 63.67 | 55.86 | 8 | 0
2030 | FRCC_2_SOCO | FRCC | SOCO | Internal | Summer | B7 | 400 | 900 | 0 | 62.17 | 51.26 | 8 | 0
2030 | FRCC_2_SOCO | FRCC | SOCO | Internal | Summer | B8 | 500 | 900 | 0 | 54.38 | 44.38 | 8 | 0
2030 | FRCC_2_SOCO | FRCC | SOCO | Internal | Summer | B9 | 800 | 900 | 0 | 43.32 | 36.66 | 8 | 0
2030 | FRCC_2_SOCO | FRCC | SOCO | Internal | Summer | B10 | 1262 | 900 | 0 | 30.9 | 33.02 | 8 | 0
2030 | FRCC_2_SOCO | FRCC | SOCO | Internal | Winter | B16 | 25 | 900 | 0 | 71.01 | 63.3 | 8 | 0
2030 | FRCC_2_SOCO | FRCC | SOCO | Internal | Winter | B17 | 100 | 900 | 0 | 58.47 | 48.47 | 8 | 0
2030 | FRCC_2_SOCO | FRCC | SOCO | Internal | Winter | B18 | 400 | 900 | 0 | 49.66 | 39.66 | 8 | 0
2030 | FRCC_2_SOCO | FRCC | SOCO | Internal | Winter | B19 | 700 | 900 | 0 | 43.86 | 38.06 | 8 | 0
2030 | FRCC_2_SOCO | FRCC | SOCO | Internal | Winter | B20 | 935 | 900 | 0 | 35.8 | 34.51 | 8 | 0
2030 | HQ_NEISO_2_NEISO | HQ_NEISO | NEISO | Internal | Shoulder | B11 | 25 | 99999 | 2920 | 18.24 | 18.25 | 0.01 | 0
2030 | HQ_NEISO_2_NEISO | HQ_NEISO | NEISO | Internal | Shoulder | B12 | 200 | 99999 | 2920 | 18.24 | 18.25 | 0.01 | 0
2030 | HQ_NEISO_2_NEISO | HQ_NEISO | NEISO | Internal | Shoulder | B13 | 600 | 99999 | 2920 | 18.24 | 18.25 | 0.01 | 0
2030 | HQ_NEISO_2_NEISO | HQ_NEISO | NEISO | Internal | Shoulder | B14 | 900 | 99999 | 2920 | 18.24 | 18.25 | 0.01 | 0
2030 | HQ_NEISO_2_NEISO | HQ_NEISO | NEISO | Internal | Shoulder | B15 | 1203 | 99999 | 1143.24 | 18.24 | 18.25 | 0.01 | 0
2030 | HQ_NEISO_2_NEISO | HQ_NEISO | NEISO | Internal | Summer | B1 | 10 | 99999 | 2920.1 | 76.07 | 76.09 | 0.01 | 0
2030 | HQ_NEISO_2_NEISO | HQ_NEISO | NEISO | Internal | Summer | B2 | 25 | 99999 | 2920.1 | 58.56 | 58.57 | 0.01 | 0
2030 | HQ_NEISO_2_NEISO | HQ_NEISO | NEISO | Internal | Summer | B3 | 75 | 99999 | 2920 | 35.56 | 35.58 | 0.01 | 0
2030 | HQ_NEISO_2_NEISO | HQ_NEISO | NEISO | Internal | Summer | B4 | 100 | 99999 | 2920 | 22.14 | 22.15 | 0.01 | 0
2030 | HQ_NEISO_2_NEISO | HQ_NEISO | NEISO | Internal | Summer | B5 | 200 | 99999 | 2920 | 15.88 | 15.89 | 0.01 | 0
2030 | HQ_NEISO_2_NEISO | HQ_NEISO | NEISO | Internal | Summer | B6 | 300 | 99999 | 2920 | 14.82 | 14.83 | 0.01 | 0
2030 | HQ_NEISO_2_NEISO | HQ_NEISO | NEISO | Internal | Summer | B7 | 400 | 99999 | 2920 | 14.82 | 14.83 | 0.01 | 0
2030 | HQ_NEISO_2_NEISO | HQ_NEISO | NEISO | Internal | Summer | B8 | 500 | 99999 | 2920 | 14.82 | 14.83 | 0.01 | 0
2030 | HQ_NEISO_2_NEISO | HQ_NEISO | NEISO | Internal | Summer | B9 | 800 | 99999 | 2920 | 14.82 | 14.83 | 0.01 | 0
2030 | HQ_NEISO_2_NEISO | HQ_NEISO | NEISO | Internal | Summer | B10 | 1262 | 99999 | 795.94 | 14.82 | 14.83 | 0.01 | 0
2030 | HQ_NEISO_2_NEISO | HQ_NEISO | NEISO | Internal | Winter | B16 | 25 | 99999 | 2920 | 28.8 | 28.81 | 0.01 | 0
2030 | HQ_NEISO_2_NEISO | HQ_NEISO | NEISO | Internal | Winter | B17 | 100 | 99999 | 2920 | 28.8 | 28.81 | 0.01 | 0
2030 | HQ_NEISO_2_NEISO | HQ_NEISO | NEISO | Internal | Winter | B18 | 400 | 99999 | 2920 | 28.8 | 28.81 | 0.01 | 0
2030 | HQ_NEISO_2_NEISO | HQ_NEISO | NEISO | Internal | Winter | B19 | 700 | 99999 | 2920 | 28.8 | 28.81 | 0.01 | 0
2030 | HQ_NEISO_2_NEISO | HQ_NEISO | NEISO | Internal | Winter | B20 | 935 | 99999 | 1233.58 | 28.8 | 28.81 | 0.01 | 0
2030 | HQ_NY_2_NYISO_A-F | HQ_NY | NYISO_A-F | Internal | Shoulder | B11 | 25 | 99999 | 2812.27 | 25.56 | 25.57 | 0.01 | 0
2030 | HQ_NY_2_NYISO_A-F | HQ_NY | NYISO_A-F | Internal | Shoulder | B12 | 200 | 99999 | 2847.69 | 25.45 | 25.46 | 0.01 | 0
2030 | HQ_NY_2_NYISO_A-F | HQ_NY | NYISO_A-F | Internal | Shoulder | B13 | 600 | 99999 | 2781.85 | 22.46 | 22.47 | 0.01 | 0
2030 | HQ_NY_2_NYISO_A-F | HQ_NY | NYISO_A-F | Internal | Shoulder | B14 | 900 | 99999 | 2673.14 | 21.24 | 21.25 | 0.01 | 0
2030 | HQ_NY_2_NYISO_A-F | HQ_NY | NYISO_A-F | Internal | Shoulder | B15 | 1203 | 99999 | 1582.7 | 21.24 | 21.25 | 0.01 | 0
2030 | HQ_NY_2_NYISO_A-F | HQ_NY | NYISO_A-F | Internal | Summer | B1 | 10 | 99999 | 3500 | 39.11 | 39.12 | 0.01 | 0
2030 | HQ_NY_2_NYISO_A-F | HQ_NY | NYISO_A-F | Internal | Summer | B2 | 25 | 99999 | 3406.62 | 39.11 | 39.12 | 0.01 | 0
2030 | HQ_NY_2_NYISO_A-F | HQ_NY | NYISO_A-F | Internal | Summer | B3 | 75 | 99999 | 3266.6 | 39.11 | 39.12 | 0.01 | 0
2030 | HQ_NY_2_NYISO_A-F | HQ_NY | NYISO_A-F | Internal | Summer | B4 | 100 | 99999 | 3116.28 | 27.94 | 27.95 | 0.01 | 0
2030 | HQ_NY_2_NYISO_A-F | HQ_NY | NYISO_A-F | Internal | Summer | B5 | 200 | 99999 | 3025.49 | 27.54 | 27.55 | 0.01 | 0
2030 | HQ_NY_2_NYISO_A-F | HQ_NY | NYISO_A-F | Internal | Summer | B6 | 300 | 99999 | 2934.86 | 27.54 | 27.55 | 0.01 | 0
2030 | HQ_NY_2_NYISO_A-F | HQ_NY | NYISO_A-F | Internal | Summer | B7 | 400 | 99999 | 2830.75 | 24.11 | 24.12 | 0.01 | 0
2030 | HQ_NY_2_NYISO_A-F | HQ_NY | NYISO_A-F | Internal | Summer | B8 | 500 | 99999 | 2760.25 | 21.36 | 21.37 | 0.01 | 0
2030 | HQ_NY_2_NYISO_A-F | HQ_NY | NYISO_A-F | Internal | Summer | B9 | 800 | 99999 | 2664.71 | 18.87 | 18.88 | 0.01 | 0
2030 | HQ_NY_2_NYISO_A-F | HQ_NY | NYISO_A-F | Internal | Summer | B10 | 1262 | 99999 | 1436.31 | 18.87 | 18.88 | 0.01 | 0
2030 | HQ_NY_2_NYISO_A-F | HQ_NY | NYISO_A-F | Internal | Winter | B16 | 25 | 99999 | 3058.87 | 28.52 | 28.53 | 0.01 | 0
2030 | HQ_NY_2_NYISO_A-F | HQ_NY | NYISO_A-F | Internal | Winter | B17 | 100 | 99999 | 3001.1 | 27.85 | 27.87 | 0.01 | 0
2030 | HQ_NY_2_NYISO_A-F | HQ_NY | NYISO_A-F | Internal | Winter | B18 | 400 | 99999 | 2934.69 | 25.8 | 25.81 | 0.01 | 0
2030 | HQ_NY_2_NYISO_A-F | HQ_NY | NYISO_A-F | Internal | Winter | B19 | 700 | 99999 | 2819.07 | 25.8 | 25.81 | 0.01 | 0
2030 | HQ_NY_2_NYISO_A-F | HQ_NY | NYISO_A-F | Internal | Winter | B20 | 935 | 99999 | 1762.97 | 25.8 | 25.81 | 0.01 | 0
2030 | HQ_IESO_2_IESO | HQ_IESO | IESO | Internal | Shoulder | B11 | 25 | 99999 | 400 | 18.88 | 18.9 | 0.01 | 0
2030 | HQ_IESO_2_IESO | HQ_IESO | IESO | Internal | Shoulder | B12 | 200 | 99999 | 400 | 18.88 | 18.9 | 0.01 | 0
2030 | HQ_IESO_2_IESO | HQ_IESO | IESO | Internal | Shoulder | B13 | 600 | 99999 | 400 | 18.88 | 18.9 | 0.01 | 0
2030 | HQ_IESO_2_IESO | HQ_IESO | IESO | Internal | Shoulder | B14 | 900 | 99999 | 400 | 18.88 | 18.9 | 0.01 | 0
2030 | HQ_IESO_2_IESO | HQ_IESO | IESO | Internal | Shoulder | B15 | 1203 | 99999 | 75.48 | 18.88 | 18.9 | 0.01 | 0
2030 | HQ_IESO_2_IESO | HQ_IESO | IESO | Internal | Summer | B1 | 10 | 99999 | 400 | 46.11 | 46.12 | 0.01 | 0
2030 | HQ_IESO_2_IESO | HQ_IESO | IESO | Internal | Summer | B2 | 25 | 99999 | 400 | 46.11 | 46.12 | 0.01 | 0
2030 | HQ_IESO_2_IESO | HQ_IESO | IESO | Internal | Summer | B3 | 75 | 99999 | 400 | 46.11 | 46.12 | 0.01 | 0
2030 | HQ_IESO_2_IESO | HQ_IESO | IESO | Internal | Summer | B4 | 100 | 99999 | 400 | 34.94 | 34.95 | 0.01 | 0
2030 | HQ_IESO_2_IESO | HQ_IESO | IESO | Internal | Summer | B5 | 200 | 99999 | 400 | 34.54 | 34.55 | 0.01 | 0
2030 | HQ_IESO_2_IESO | HQ_IESO | IESO | Internal | Summer | B6 | 300 | 99999 | 400 | 23.22 | 23.24 | 0.01 | 0
2030 | HQ_IESO_2_IESO | HQ_IESO | IESO | Internal | Summer | B7 | 400 | 99999 | 400 | 17.11 | 17.12 | 0.01 | 0
2030 | HQ_IESO_2_IESO | HQ_IESO | IESO | Internal | Summer | B8 | 500 | 99999 | 400 | 15.64 | 15.65 | 0.01 | 0
2030 | HQ_IESO_2_IESO | HQ_IESO | IESO | Internal | Summer | B9 | 800 | 99999 | 400 | 15.64 | 15.65 | 0.01 | 0
2030 | HQ_IESO_2_IESO | HQ_IESO | IESO | Internal | Summer | B10 | 1262 | 99999 | 12.04 | 15.64 | 15.65 | 0.01 | 0
2030 | HQ_IESO_2_IESO | HQ_IESO | IESO | Internal | Winter | B16 | 25 | 99999 | 400 | 35.52 | 35.53 | 0.01 | 0
2030 | HQ_IESO_2_IESO | HQ_IESO | IESO | Internal | Winter | B17 | 100 | 99999 | 400 | 26.82 | 26.83 | 0.01 | 0
2030 | HQ_IESO_2_IESO | HQ_IESO | IESO | Internal | Winter | B18 | 400 | 99999 | 400 | 23.04 | 23.05 | 0.01 | 0
2030 | HQ_IESO_2_IESO | HQ_IESO | IESO | Internal | Winter | B19 | 700 | 99999 | 400 | 23.04 | 23.05 | 0.01 | 0
2030 | HQ_IESO_2_IESO | HQ_IESO | IESO | Internal | Winter | B20 | 935 | 99999 | 91.98 | 23.04 | 23.05 | 0.01 | 0
2030 | IESO_2_MAPP_CA | IESO | MAPP_CA | Internal | Shoulder | B11 | 25 | 262 | 0 | 18.9 | 23.51 | 7 | 0
2030 | IESO_2_MAPP_CA | IESO | MAPP_CA | Internal | Shoulder | B12 | 200 | 262 | 0 | 18.9 | 23.51 | 7 | 0
2030 | IESO_2_MAPP_CA | IESO | MAPP_CA | Internal | Shoulder | B13 | 600 | 262 | 0 | 18.9 | 23.51 | 7 | 0
2030 | IESO_2_MAPP_CA | IESO | MAPP_CA | Internal | Shoulder | B14 | 900 | 262 | 0 | 18.9 | 23.51 | 7 | 0
2030 | IESO_2_MAPP_CA | IESO | MAPP_CA | Internal | Shoulder | B15 | 1203 | 262 | 0 | 18.9 | 23.51 | 7 | 0
2030 | IESO_2_MAPP_CA | IESO | MAPP_CA | Internal | Summer | B1 | 10 | 262 | 0 | 46.12 | 22.64 | 7 | 0
2030 | IESO_2_MAPP_CA | IESO | MAPP_CA | Internal | Summer | B2 | 25 | 262 | 0 | 46.12 | 22.64 | 7 | 0
2030 | IESO_2_MAPP_CA | IESO | MAPP_CA | Internal | Summer | B3 | 75 | 262 | 0 | 46.12 | 22.64 | 7 | 0
2030 | IESO_2_MAPP_CA | IESO | MAPP_CA | Internal | Summer | B4 | 100 | 262 | 0 | 34.95 | 22.64 | 7 | 0
2030 | IESO_2_MAPP_CA | IESO | MAPP_CA | Internal | Summer | B5 | 200 | 262 | 0 | 34.55 | 22.64 | 7 | 0
2030 | IESO_2_MAPP_CA | IESO | MAPP_CA | Internal | Summer | B6 | 300 | 262 | 0 | 23.24 | 22.64 | 7 | 0
2030 | IESO_2_MAPP_CA | IESO | MAPP_CA | Internal | Summer | B7 | 400 | 262 | 0 | 17.12 | 22.64 | 7 | 0
2030 | IESO_2_MAPP_CA | IESO | MAPP_CA | Internal | Summer | B8 | 500 | 262 | 0 | 15.65 | 22.64 | 7 | 0
2030 | IESO_2_MAPP_CA | IESO | MAPP_CA | Internal | Summer | B9 | 800 | 262 | 0 | 15.65 | 22.64 | 7 | 0
2030 | IESO_2_MAPP_CA | IESO | MAPP_CA | Internal | Summer | B10 | 1262 | 262 | 0 | 15.65 | 22.64 | 7 | 0
2030 | IESO_2_MAPP_CA | IESO | MAPP_CA | Internal | Winter | B16 | 25 | 262 | 0 | 35.53 | 32.38 | 7 | 0
2030 | IESO_2_MAPP_CA | IESO | MAPP_CA | Internal | Winter | B17 | 100 | 262 | 8.83 | 26.83 | 33.83 | 7 | 0
2030 | IESO_2_MAPP_CA | IESO | MAPP_CA | Internal | Winter | B18 | 400 | 262 | 262 | 23.05 | 31.63 | 7 | 1.59
2030 | IESO_2_MAPP_CA | IESO | MAPP_CA | Internal | Winter | B19 | 700 | 262 | 0 | 23.05 | 30.04 | 7 | 0
2030 | IESO_2_MAPP_CA | IESO | MAPP_CA | Internal | Winter | B20 | 935 | 262 | 0 | 23.05 | 30.04 | 7 | 0
2030 | IESO_2_MISO_MI | IESO | MISO_MI | Internal | Shoulder | B11 | 25 | 1840 | 1840 | 18.9 | 49.35 | 7 | 23.46
2030 | IESO_2_MISO_MI | IESO | MISO_MI | Internal | Shoulder | B12 | 200 | 1840 | 1840 | 18.9 | 31.53 | 7 | 5.63
2030 | IESO_2_MISO_MI | IESO | MISO_MI | Internal | Shoulder | B13 | 600 | 1840 | 1840 | 18.9 | 28.54 | 7 | 2.64
2030 | IESO_2_MISO_MI | IESO | MISO_MI | Internal | Shoulder | B14 | 900 | 1840 | 1840 | 18.9 | 26.53 | 7 | 0.64
2030 | IESO_2_MISO_MI | IESO | MISO_MI | Internal | Shoulder | B15 | 1203 | 1840 | 0 | 18.9 | 23.51 | 7 | 0
2030 | IESO_2_MISO_MI | IESO | MISO_MI | Internal | Summer | B1 | 10 | 1840 | 1840 | 46.12 | 69.67 | 7 | 16.54
2030 | IESO_2_MISO_MI | IESO | MISO_MI | Internal | Summer | B2 | 25 | 1840 | 1840 | 46.12 | 56.43 | 7 | 3.31
2030 | IESO_2_MISO_MI | IESO | MISO_MI | Internal | Summer | B3 | 75 | 1840 | 1840 | 46.12 | 54.84 | 7 | 1.72
2030 | IESO_2_MISO_MI | IESO | MISO_MI | Internal | Summer | B4 | 100 | 1840 | 1840 | 34.95 | 50.15 | 7 | 8.2
2030 | IESO_2_MISO_MI | IESO | MISO_MI | Internal | Summer | B5 | 200 | 1840 | 1840 | 34.55 | 49.33 | 7 | 7.78
2030 | IESO_2_MISO_MI | IESO | MISO_MI | Internal | Summer | B6 | 300 | 1840 | 1840 | 23.24 | 47.35 | 7 | 17.11
2030 | IESO_2_MISO_MI | IESO | MISO_MI | Internal | Summer | B7 | 400 | 1840 | 1840 | 17.12 | 36.65 | 7 | 12.53
2030 | IESO_2_MISO_MI | IESO | MISO_MI | Internal | Summer | B8 | 500 | 1840 | 1840 | 15.65 | 28.83 | 7 | 6.19
2030 | IESO_2_MISO_MI | IESO | MISO_MI | Internal | Summer | B9 | 800 | 1840 | 1840 | 15.65 | 27.22 | 7 | 4.57
2030 | IESO_2_MISO_MI | IESO | MISO_MI | Internal | Summer | B10 | 1262 | 1840 | 1840 | 15.65 | 22.66 | 7 | 0.01
2030 | IESO_2_MISO_MI | IESO | MISO_MI | Internal | Winter | B16 | 25 | 1840 | 1840 | 35.53 | 46.32 | 7 | 3.79
2030 | IESO_2_MISO_MI | IESO | MISO_MI | Internal | Winter | B17 | 100 | 1840 | 1840 | 26.83 | 33.88 | 7 | 0.05
2030 | IESO_2_MISO_MI | IESO | MISO_MI | Internal | Winter | B18 | 400 | 1840 | 1840 | 23.05 | 31.68 | 7 | 1.63
2030 | IESO_2_MISO_MI | IESO | MISO_MI | Internal | Winter | B19 | 700 | 1840 | 1840 | 23.05 | 30.08 | 7 | 0.04
2030 | IESO_2_MISO_MI | IESO | MISO_MI | Internal | Winter | B20 | 935 | 1840 | 0 | 23.05 | 26.51 | 7 | 0
2030 | IESO_2_MISO_W | IESO | MISO_W | Internal | Shoulder | B11 | 25 | 214 | 214 | 18.9 | 49.37 | 7 | 23.47
2030 | IESO_2_MISO_W | IESO | MISO_W | Internal | Shoulder | B12 | 200 | 214 | 214 | 18.9 | 31.49 | 7 | 5.6
2030 | IESO_2_MISO_W | IESO | MISO_W | Internal | Shoulder | B13 | 600 | 214 | 214 | 18.9 | 28.5 | 7 | 2.61
2030 | IESO_2_MISO_W | IESO | MISO_W | Internal | Shoulder | B14 | 900 | 214 | 214 | 18.9 | 26.5 | 7 | 0.6
2030 | IESO_2_MISO_W | IESO | MISO_W | Internal | Shoulder | B15 | 1203 | 214 | 0 | 18.9 | 23.5 | 7 | 0
2030 | IESO_2_MISO_W | IESO | MISO_W | Internal | Summer | B1 | 10 | 214 | 214 | 46.12 | 69.67 | 7 | 16.54
2030 | IESO_2_MISO_W | IESO | MISO_W | Internal | Summer | B2 | 25 | 214 | 214 | 46.12 | 56.42 | 7 | 3.3
2030 | IESO_2_MISO_W | IESO | MISO_W | Internal | Summer | B3 | 75 | 214 | 214 | 46.12 | 54.87 | 7 | 1.74
2030 | IESO_2_MISO_W | IESO | MISO_W | Internal | Summer | B4 | 100 | 214 | 214 | 34.95 | 50.14 | 7 | 8.18
2030 | IESO_2_MISO_W | IESO | MISO_W | Internal | Summer | B5 | 200 | 214 | 214 | 34.55 | 49.33 | 7 | 7.78
2030 | IESO_2_MISO_W | IESO | MISO_W | Internal | Summer | B6 | 300 | 214 | 214 | 23.24 | 47.36 | 7 | 17.13
2030 | IESO_2_MISO_W | IESO | MISO_W | Internal | Summer | B7 | 400 | 214 | 214 | 17.12 | 36.64 | 7 | 12.52
2030 | IESO_2_MISO_W | IESO | MISO_W | Internal | Summer | B8 | 500 | 214 | 214 | 15.65 | 28.82 | 7 | 6.17
2030 | IESO_2_MISO_W | IESO | MISO_W | Internal | Summer | B9 | 800 | 214 | 214 | 15.65 | 27.2 | 7 | 4.56
2030 | IESO_2_MISO_W | IESO | MISO_W | Internal | Summer | B10 | 1262 | 214 | 98.9 | 15.65 | 22.65 | 7 | 0
2030 | IESO_2_MISO_W | IESO | MISO_W | Internal | Winter | B16 | 25 | 214 | 214 | 35.53 | 46.29 | 7 | 3.75
2030 | IESO_2_MISO_W | IESO | MISO_W | Internal | Winter | B17 | 100 | 214 | 214 | 26.83 | 33.84 | 7 | 0.01
2030 | IESO_2_MISO_W | IESO | MISO_W | Internal | Winter | B18 | 400 | 214 | 214 | 23.05 | 31.64 | 7 | 1.6
2030 | IESO_2_MISO_W | IESO | MISO_W | Internal | Winter | B19 | 700 | 214 | 130.67 | 23.05 | 30.05 | 7 | 0
2030 | IESO_2_MISO_W | IESO | MISO_W | Internal | Winter | B20 | 935 | 214 | 0 | 23.05 | 26.47 | 7 | 0
2030 | IESO_2_NYISO_A-F | IESO | NYISO_A-F | Internal | Shoulder | B11 | 25 | 1725 | 0 | 18.9 | 25.57 | 7 | 0
2030 | IESO_2_NYISO_A-F | IESO | NYISO_A-F | Internal | Shoulder | B12 | 200 | 1725 | 0 | 18.9 | 25.46 | 7 | 0
2030 | IESO_2_NYISO_A-F | IESO | NYISO_A-F | Internal | Shoulder | B13 | 600 | 1725 | 0 | 18.9 | 22.47 | 7 | 0
2030 | IESO_2_NYISO_A-F | IESO | NYISO_A-F | Internal | Shoulder | B14 | 900 | 1725 | 0 | 18.9 | 21.25 | 7 | 0
2030 | IESO_2_NYISO_A-F | IESO | NYISO_A-F | Internal | Shoulder | B15 | 1203 | 1725 | 0 | 18.9 | 21.25 | 7 | 0
2030 | IESO_2_NYISO_A-F | IESO | NYISO_A-F | Internal | Summer | B1 | 10 | 1725 | 0 | 46.12 | 39.12 | 7 | 0
2030 | IESO_2_NYISO_A-F | IESO | NYISO_A-F | Internal | Summer | B2 | 25 | 1725 | 0 | 46.12 | 39.12 | 7 | 0
2030 | IESO_2_NYISO_A-F | IESO | NYISO_A-F | Internal | Summer | B3 | 75 | 1725 | 0 | 46.12 | 39.12 | 7 | 0
2030 | IESO_2_NYISO_A-F | IESO | NYISO_A-F | Internal | Summer | B4 | 100 | 1725 | 0 | 34.95 | 27.95 | 7 | 0
2030 | IESO_2_NYISO_A-F | IESO | NYISO_A-F | Internal | Summer | B5 | 200 | 1725 | 0 | 34.55 | 27.55 | 7 | 0
2030 | IESO_2_NYISO_A-F | IESO | NYISO_A-F | Internal | Summer | B6 | 300 | 1725 | 0 | 23.24 | 27.55 | 7 | 0
2030 | IESO_2_NYISO_A-F | IESO | NYISO_A-F | Internal | Summer | B7 | 400 | 1725 | 638.07 | 17.12 | 24.12 | 7 | 0
2030 | IESO_2_NYISO_A-F | IESO | NYISO_A-F | Internal | Summer | B8 | 500 | 1725 | 0 | 15.65 | 21.37 | 7 | 0
2030 | IESO_2_NYISO_A-F | IESO | NYISO_A-F | Internal | Summer | B9 | 800 | 1725 | 0 | 15.65 | 18.88 | 7 | 0
2030 | IESO_2_NYISO_A-F | IESO | NYISO_A-F | Internal | Summer | B10 | 1262 | 1725 | 0 | 15.65 | 18.88 | 7 | 0
2030 | IESO_2_NYISO_A-F | IESO | NYISO_A-F | Internal | Winter | B16 | 25 | 1725 | 0 | 35.53 | 28.53 | 7 | 0
2030 | IESO_2_NYISO_A-F | IESO | NYISO_A-F | Internal | Winter | B17 | 100 | 1725 | 0 | 26.83 | 27.87 | 7 | 0
2030 | IESO_2_NYISO_A-F | IESO | NYISO_A-F | Internal | Winter | B18 | 400 | 1725 | 0 | 23.05 | 25.81 | 7 | 0
2030 | IESO_2_NYISO_A-F | IESO | NYISO_A-F | Internal | Winter | B19 | 700 | 1725 | 0 | 23.05 | 25.81 | 7 | 0
2030 | IESO_2_NYISO_A-F | IESO | NYISO_A-F | Internal | Winter | B20 | 935 | 1725 | 0 | 23.05 | 25.81 | 7 | 0
2030 | MAPP_CA_2_IESO | MAPP_CA | IESO | Internal | Shoulder | B11 | 25 | 330 | 0 | 23.51 | 18.9 | 8 | 0
2030 | MAPP_CA_2_IESO | MAPP_CA | IESO | Internal | Shoulder | B12 | 200 | 330 | 0 | 23.51 | 18.9 | 8 | 0
2030 | MAPP_CA_2_IESO | MAPP_CA | IESO | Internal | Shoulder | B13 | 600 | 330 | 0 | 23.51 | 18.9 | 8 | 0
2030 | MAPP_CA_2_IESO | MAPP_CA | IESO | Internal | Shoulder | B14 | 900 | 330 | 0 | 23.51 | 18.9 | 8 | 0
2030 | MAPP_CA_2_IESO | MAPP_CA | IESO | Internal | Shoulder | B15 | 1203 | 330 | 0 | 23.51 | 18.9 | 8 | 0
2030 | MAPP_CA_2_IESO | MAPP_CA | IESO | Internal | Summer | B1 | 10 | 330 | 330 | 22.64 | 46.12 | 8 | 15.49
2030 | MAPP_CA_2_IESO | MAPP_CA | IESO | Internal | Summer | B2 | 25 | 330 | 330 | 22.64 | 46.12 | 8 | 15.49
2030 | MAPP_CA_2_IESO | MAPP_CA | IESO | Internal | Summer | B3 | 75 | 330 | 330 | 22.64 | 46.12 | 8 | 15.49
2030 | MAPP_CA_2_IESO | MAPP_CA | IESO | Internal | Summer | B4 | 100 | 330 | 330 | 22.64 | 34.95 | 8 | 4.32
2030 | MAPP_CA_2_IESO | MAPP_CA | IESO | Internal | Summer | B5 | 200 | 330 | 330 | 22.64 | 34.55 | 8 | 3.92
2030 | MAPP_CA_2_IESO | MAPP_CA | IESO | Internal | Summer | B6 | 300 | 330 | 0 | 22.64 | 23.24 | 8 | 0
2030 | MAPP_CA_2_IESO | MAPP_CA | IESO | Internal | Summer | B7 | 400 | 330 | 0 | 22.64 | 17.12 | 8 | 0
2030 | MAPP_CA_2_IESO | MAPP_CA | IESO | Internal | Summer | B8 | 500 | 330 | 0 | 22.64 | 15.65 | 8 | 0
2030 | MAPP_CA_2_IESO | MAPP_CA | IESO | Internal | Summer | B9 | 800 | 330 | 0 | 22.64 | 15.65 | 8 | 0
2030 | MAPP_CA_2_IESO | MAPP_CA | IESO | Internal | Summer | B10 | 1262 | 330 | 0 | 22.64 | 15.65 | 8 | 0
2030 | MAPP_CA_2_IESO | MAPP_CA | IESO | Internal | Winter | B16 | 25 | 330 | 0 | 32.38 | 35.53 | 8 | 0
2030 | MAPP_CA_2_IESO | MAPP_CA | IESO | Internal | Winter | B17 | 100 | 330 | 0 | 33.83 | 26.83 | 8 | 0
2030 | MAPP_CA_2_IESO | MAPP_CA | IESO | Internal | Winter | B18 | 400 | 330 | 0 | 31.63 | 23.05 | 8 | 0
2030 | MAPP_CA_2_IESO | MAPP_CA | IESO | Internal | Winter | B19 | 700 | 330 | 0 | 30.04 | 23.05 | 8 | 0
2030 | MAPP_CA_2_IESO | MAPP_CA | IESO | Internal | Winter | B20 | 935 | 330 | 0 | 30.04 | 23.05 | 8 | 0
2030 | MAPP_CA_2_MAPP_US | MAPP_CA | MAPP_US | Internal | Shoulder | B11 | 25 | 437 | 437 | 23.51 | 42.37 | 7 | 11.85
2030 | MAPP_CA_2_MAPP_US | MAPP_CA | MAPP_US | Internal | Shoulder | B12 | 200 | 437 | 0 | 23.51 | 24.49 | 7 | 0
2030 | MAPP_CA_2_MAPP_US | MAPP_CA | MAPP_US | Internal | Shoulder | B13 | 600 | 437 | 0 | 23.51 | 21.5 | 7 | 0
2030 | MAPP_CA_2_MAPP_US | MAPP_CA | MAPP_US | Internal | Shoulder | B14 | 900 | 437 | 0 | 23.51 | 19.5 | 7 | 0
2030 | MAPP_CA_2_MAPP_US | MAPP_CA | MAPP_US | Internal | Shoulder | B15 | 1203 | 437 | 0 | 23.51 | 17.05 | 7 | 0
2030 | MAPP_CA_2_MAPP_US | MAPP_CA | MAPP_US | Internal | Summer | B1 | 10 | 437 | 437 | 22.64 | 62.67 | 7 | 33.03
2030 | MAPP_CA_2_MAPP_US | MAPP_CA | MAPP_US | Internal | Summer | B2 | 25 | 437 | 437 | 22.64 | 49.42 | 7 | 19.78
2030 | MAPP_CA_2_MAPP_US | MAPP_CA | MAPP_US | Internal | Summer | B3 | 75 | 437 | 437 | 22.64 | 47.87 | 7 | 18.23
2030 | MAPP_CA_2_MAPP_US | MAPP_CA | MAPP_US | Internal | Summer | B4 | 100 | 437 | 437 | 22.64 | 43.76 | 7 | 14.13
2030 | MAPP_CA_2_MAPP_US | MAPP_CA | MAPP_US | Internal | Summer | B5 | 200 | 437 | 437 | 22.64 | 42.33 | 7 | 12.69
2030 | MAPP_CA_2_MAPP_US | MAPP_CA | MAPP_US | Internal | Summer | B6 | 300 | 437 | 437 | 22.64 | 40.36 | 7 | 10.73
2030 | MAPP_CA_2_MAPP_US | MAPP_CA | MAPP_US | Internal | Summer | B7 | 400 | 437 | 54.09 | 22.64 | 29.64 | 7 | 0
2030 | MAPP_CA_2_MAPP_US | MAPP_CA | MAPP_US | Internal | Summer | B8 | 500 | 437 | 0 | 22.64 | 21.82 | 7 | 0
2030 | MAPP_CA_2_MAPP_US | MAPP_CA | MAPP_US | Internal | Summer | B9 | 800 | 437 | 0 | 22.64 | 20.2 | 7 | 0
2030 | MAPP_CA_2_MAPP_US | MAPP_CA | MAPP_US | Internal | Summer | B10 | 1262 | 437 | 0 | 22.64 | 15.65 | 7 | 0
2030 | MAPP_CA_2_MAPP_US | MAPP_CA | MAPP_US | Internal | Winter | B16 | 25 | 437 | 0 | 32.38 | 25.38 | 7 | 0
2030 | MAPP_CA_2_MAPP_US | MAPP_CA | MAPP_US | Internal | Winter | B17 | 100 | 437 | 0 | 33.83 | 26.84 | 7 | 0
2030 | MAPP_CA_2_MAPP_US | MAPP_CA | MAPP_US | Internal | Winter | B18 | 400 | 437 | 0 | 31.63 | 24.64 | 7 | 0
2030 | MAPP_CA_2_MAPP_US | MAPP_CA | MAPP_US | Internal | Winter | B19 | 700 | 437 | 0 | 30.04 | 24.64 | 7 | 0
2030 | MAPP_CA_2_MAPP_US | MAPP_CA | MAPP_US | Internal | Winter | B20 | 935 | 437 | 0 | 30.04 | 19.47 | 7 | 0
2030 | MAPP_CA_2_MISO_W | MAPP_CA | MISO_W | Internal | Shoulder | B11 | 25 | 2058 | 2058 | 23.51 | 49.37 | 0.01 | 25.84
2030 | MAPP_CA_2_MISO_W | MAPP_CA | MISO_W | Internal | Shoulder | B12 | 200 | 2058 | 2058 | 23.51 | 31.49 | 0.01 | 7.97
2030 | MAPP_CA_2_MISO_W | MAPP_CA | MISO_W | Internal | Shoulder | B13 | 600 | 2058 | 2058 | 23.51 | 28.5 | 0.01 | 4.98
2030 | MAPP_CA_2_MISO_W | MAPP_CA | MISO_W | Internal | Shoulder | B14 | 900 | 2058 | 2058 | 23.51 | 26.5 | 0.01 | 2.98
2030 | MAPP_CA_2_MISO_W | MAPP_CA | MISO_W | Internal | Shoulder | B15 | 1203 | 2058 | 0 | 23.51 | 23.5 | 0.01 | 0
2030 | MAPP_CA_2_MISO_W | MAPP_CA | MISO_W | Internal | Summer | B1 | 10 | 2058 | 2058 | 22.64 | 69.67 | 0.01 | 47.02
2030 | MAPP_CA_2_MISO_W | MAPP_CA | MISO_W | Internal | Summer | B2 | 25 | 2058 | 2058 | 22.64 | 56.42 | 0.01 | 33.77
2030 | MAPP_CA_2_MISO_W | MAPP_CA | MISO_W | Internal | Summer | B3 | 75 | 2058 | 2058 | 22.64 | 54.87 | 0.01 | 32.22
2030 | MAPP_CA_2_MISO_W | MAPP_CA | MISO_W | Internal | Summer | B4 | 100 | 2058 | 2058 | 22.64 | 50.14 | 0.01 | 27.49
2030 | MAPP_CA_2_MISO_W | MAPP_CA | MISO_W | Internal | Summer | B5 | 200 | 2058 | 2058 | 22.64 | 49.33 | 0.01 | 26.68
2030 | MAPP_CA_2_MISO_W | MAPP_CA | MISO_W | Internal | Summer | B6 | 300 | 2058 | 2058 | 22.64 | 47.36 | 0.01 | 24.72
2030 | MAPP_CA_2_MISO_W | MAPP_CA | MISO_W | Internal | Summer | B7 | 400 | 2058 | 2058 | 22.64 | 36.64 | 0.01 | 13.99
2030 | MAPP_CA_2_MISO_W | MAPP_CA | MISO_W | Internal | Summer | B8 | 500 | 2058 | 2058 | 22.64 | 28.82 | 0.01 | 6.17
2030 | MAPP_CA_2_MISO_W | MAPP_CA | MISO_W | Internal | Summer | B9 | 800 | 2058 | 2058 | 22.64 | 27.2 | 0.01 | 4.56
2030 | MAPP_CA_2_MISO_W | MAPP_CA | MISO_W | Internal | Summer | B10 | 1262 | 2058 | 4.26 | 22.64 | 22.65 | 0.01 | 0
2030 | MAPP_CA_2_MISO_W | MAPP_CA | MISO_W | Internal | Winter | B16 | 25 | 2058 | 2058 | 32.38 | 46.29 | 0.01 | 13.89
2030 | MAPP_CA_2_MISO_W | MAPP_CA | MISO_W | Internal | Winter | B17 | 100 | 2058 | 1667.59 | 33.83 | 33.84 | 0.01 | 0
2030 | MAPP_CA_2_MISO_W | MAPP_CA | MISO_W | Internal | Winter | B18 | 400 | 2058 | 1952.26 | 31.63 | 31.64 | 0.01 | 0
2030 | MAPP_CA_2_MISO_W | MAPP_CA | MISO_W | Internal | Winter | B19 | 700 | 2058 | 1448.33 | 30.04 | 30.05 | 0.01 | 0
2030 | MAPP_CA_2_MISO_W | MAPP_CA | MISO_W | Internal | Winter | B20 | 935 | 2058 | 0 | 30.04 | 26.47 | 0.01 | 0
2030 | MAPP_US_2_MAPP_CA | MAPP_US | MAPP_CA | Internal | Shoulder | B11 | 25 | 230 | 0 | 42.37 | 23.51 | 7 | 0
2030 | MAPP_US_2_MAPP_CA | MAPP_US | MAPP_CA | Internal | Shoulder | B12 | 200 | 230 | 0 | 24.49 | 23.51 | 7 | 0
2030 | MAPP_US_2_MAPP_CA | MAPP_US | MAPP_CA | Internal | Shoulder | B13 | 600 | 230 | 0 | 21.5 | 23.51 | 7 | 0
2030 | MAPP_US_2_MAPP_CA | MAPP_US | MAPP_CA | Internal | Shoulder | B14 | 900 | 230 | 0 | 19.5 | 23.51 | 7 | 0
2030 | MAPP_US_2_MAPP_CA | MAPP_US | MAPP_CA | Internal | Shoulder | B15 | 1203 | 230 | 0 | 17.05 | 23.51 | 7 | 0
2030 | MAPP_US_2_MAPP_CA | MAPP_US | MAPP_CA | Internal | Summer | B1 | 10 | 230 | 0 | 62.67 | 22.64 | 7 | 0
2030 | MAPP_US_2_MAPP_CA | MAPP_US | MAPP_CA | Internal | Summer | B2 | 25 | 230 | 0 | 49.42 | 22.64 | 7 | 0
2030 | MAPP_US_2_MAPP_CA | MAPP_US | MAPP_CA | Internal | Summer | B3 | 75 | 230 | 0 | 47.87 | 22.64 | 7 | 0
2030 | MAPP_US_2_MAPP_CA | MAPP_US | MAPP_CA | Internal | Summer | B4 | 100 | 230 | 0 | 43.76 | 22.64 | 7 | 0
2030 | MAPP_US_2_MAPP_CA | MAPP_US | MAPP_CA | Internal | Summer | B5 | 200 | 230 | 0 | 42.33 | 22.64 | 7 | 0
2030 | MAPP_US_2_MAPP_CA | MAPP_US | MAPP_CA | Internal | Summer | B6 | 300 | 230 | 0 | 40.36 | 22.64 | 7 | 0
2030 | MAPP_US_2_MAPP_CA | MAPP_US | MAPP_CA | Internal | Summer | B7 | 400 | 230 | 0 | 29.64 | 22.64 | 7 | 0
2030 | MAPP_US_2_MAPP_CA | MAPP_US | MAPP_CA | Internal | Summer | B8 | 500 | 230 | 0 | 21.82 | 22.64 | 7 | 0
2030 | MAPP_US_2_MAPP_CA | MAPP_US | MAPP_CA | Internal | Summer | B9 | 800 | 230 | 0 | 20.2 | 22.64 | 7 | 0
2030 | MAPP_US_2_MAPP_CA | MAPP_US | MAPP_CA | Internal | Summer | B10 | 1262 | 230 | 0 | 15.65 | 22.64 | 7 | 0
2030 | MAPP_US_2_MAPP_CA | MAPP_US | MAPP_CA | Internal | Winter | B16 | 25 | 230 | 33.06 | 25.38 | 32.38 | 7 | 0
2030 | MAPP_US_2_MAPP_CA | MAPP_US | MAPP_CA | Internal | Winter | B17 | 100 | 230 | 0 | 26.84 | 33.83 | 7 | 0
2030 | MAPP_US_2_MAPP_CA | MAPP_US | MAPP_CA | Internal | Winter | B18 | 400 | 230 | 0 | 24.64 | 31.63 | 7 | 0
2030 | MAPP_US_2_MAPP_CA | MAPP_US | MAPP_CA | Internal | Winter | B19 | 700 | 230 | 0 | 24.64 | 30.04 | 7 | 0
2030 | MAPP_US_2_MAPP_CA | MAPP_US | MAPP_CA | Internal | Winter | B20 | 935 | 230 | 230 | 19.47 | 30.04 | 7 | 3.56
2030 | MAPP_US_2_MISO_W | MAPP_US | MISO_W | Internal | Shoulder | B11 | 25 | 2635 | 2605.32 | 42.37 | 49.37 | 7 | 0
2030 | MAPP_US_2_MISO_W | MAPP_US | MISO_W | Internal | Shoulder | B12 | 200 | 2635 | 1348.72 | 24.49 | 31.49 | 7 | 0
2030 | MAPP_US_2_MISO_W | MAPP_US | MISO_W | Internal | Shoulder | B13 | 600 | 2635 | 1297.36 | 21.5 | 28.5 | 7 | 0
2030 | MAPP_US_2_MISO_W | MAPP_US | MISO_W | Internal | Shoulder | B14 | 900 | 2635 | 277.97 | 19.5 | 26.5 | 7 | 0
2030 | MAPP_US_2_MISO_W | MAPP_US | MISO_W | Internal | Shoulder | B15 | 1203 | 2635 | 0 | 17.05 | 23.5 | 7 | 0
2030 | MAPP_US_2_MISO_W | MAPP_US | MISO_W | Internal | Summer | B1 | 10 | 2635 | 2187.2 | 62.67 | 69.67 | 7 | 0
2030 | MAPP_US_2_MISO_W | MAPP_US | MISO_W | Internal | Summer | B2 | 25 | 2635 | 2564.81 | 49.42 | 56.42 | 7 | 0
2030 | MAPP_US_2_MISO_W | MAPP_US | MISO_W | Internal | Summer | B3 | 75 | 2635 | 1648.88 | 47.87 | 54.87 | 7 | 0
2030 | MAPP_US_2_MISO_W | MAPP_US | MISO_W | Internal | Summer | B4 | 100 | 2635 | 0 | 43.76 | 50.14 | 7 | 0
2030 | MAPP_US_2_MISO_W | MAPP_US | MISO_W | Internal | Summer | B5 | 200 | 2635 | 796.67 | 42.33 | 49.33 | 7 | 0
2030 | MAPP_US_2_MISO_W | MAPP_US | MISO_W | Internal | Summer | B6 | 300 | 2635 | 1649.63 | 40.36 | 47.36 | 7 | 0
2030 | MAPP_US_2_MISO_W | MAPP_US | MISO_W | Internal | Summer | B7 | 400 | 2635 | 1965.27 | 29.64 | 36.64 | 7 | 0
2030 | MAPP_US_2_MISO_W | MAPP_US | MISO_W | Internal | Summer | B8 | 500 | 2635 | 1630.8 | 21.82 | 28.82 | 7 | 0
2030 | MAPP_US_2_MISO_W | MAPP_US | MISO_W | Internal | Summer | B9 | 800 | 2635 | 778.2 | 20.2 | 27.2 | 7 | 0
2030 | MAPP_US_2_MISO_W | MAPP_US | MISO_W | Internal | Summer | B10 | 1262 | 2635 | 369.84 | 15.65 | 22.65 | 7 | 0
2030 | MAPP_US_2_MISO_W | MAPP_US | MISO_W | Internal | Winter | B16 | 25 | 2635 | 2635 | 25.38 | 46.29 | 7 | 13.9
2030 | MAPP_US_2_MISO_W | MAPP_US | MISO_W | Internal | Winter | B17 | 100 | 2635 | 2167.38 | 26.84 | 33.84 | 7 | 0
2030 | MAPP_US_2_MISO_W | MAPP_US | MISO_W | Internal | Winter | B18 | 400 | 2635 | 1440.43 | 24.64 | 31.64 | 7 | 0
2030 | MAPP_US_2_MISO_W | MAPP_US | MISO_W | Internal | Winter | B19 | 700 | 2635 | 0 | 24.64 | 30.05 | 7 | 0
2030 | MAPP_US_2_MISO_W | MAPP_US | MISO_W | Internal | Winter | B20 | 935 | 2635 | 257.36 | 19.47 | 26.47 | 7 | 0
2030 | MAPP_US_2_NE | MAPP_US | NE | Internal | Shoulder | B11 | 25 | 2000 | 0 | 42.37 | 44.37 | 7 | 0
2030 | MAPP_US_2_NE | MAPP_US | NE | Internal | Shoulder | B12 | 200 | 2000 | 0 | 24.49 | 26.49 | 7 | 0
2030 | MAPP_US_2_NE | MAPP_US | NE | Internal | Shoulder | B13 | 600 | 2000 | 0 | 21.5 | 23.5 | 7 | 0
2030 | MAPP_US_2_NE | MAPP_US | NE | Internal | Shoulder | B14 | 900 | 2000 | 0 | 19.5 | 21.5 | 7 | 0
2030 | MAPP_US_2_NE | MAPP_US | NE | Internal | Shoulder | B15 | 1203 | 2000 | 0 | 17.05 | 18.5 | 7 | 0
2030 | MAPP_US_2_NE | MAPP_US | NE | Internal | Summer | B1 | 10 | 2000 | 0 | 62.67 | 64.67 | 7 | 0
2030 | MAPP_US_2_NE | MAPP_US | NE | Internal | Summer | B2 | 25 | 2000 | 0 | 49.42 | 51.42 | 7 | 0
2030 | MAPP_US_2_NE | MAPP_US | NE | Internal | Summer | B3 | 75 | 2000 | 0 | 47.87 | 49.87 | 7 | 0
2030 | MAPP_US_2_NE | MAPP_US | NE | Internal | Summer | B4 | 100 | 2000 | 1806.19 | 43.76 | 50.76 | 7 | 0
2030 | MAPP_US_2_NE | MAPP_US | NE | Internal | Summer | B5 | 200 | 2000 | 783.9 | 42.33 | 49.33 | 7 | 0
2030 | MAPP_US_2_NE | MAPP_US | NE | Internal | Summer | B6 | 300 | 2000 | 0 | 40.36 | 42.36 | 7 | 0
2030 | MAPP_US_2_NE | MAPP_US | NE | Internal | Summer | B7 | 400 | 2000 | 0 | 29.64 | 31.64 | 7 | 0
2030 | MAPP_US_2_NE | MAPP_US | NE | Internal | Summer | B8 | 500 | 2000 | 0 | 21.82 | 23.82 | 7 | 0
2030 | MAPP_US_2_NE | MAPP_US | NE | Internal | Summer | B9 | 800 | 2000 | 0 | 20.2 | 22.2 | 7 | 0
2030 | MAPP_US_2_NE | MAPP_US | NE | Internal | Summer | B10 | 1262 | 2000 | 0 | 15.65 | 17.65 | 7 | 0
2030 | MAPP_US_2_NE | MAPP_US | NE | Internal | Winter | B16 | 25 | 2000 | 0 | 25.38 | 25.05 | 7 | 0
2030 | MAPP_US_2_NE | MAPP_US | NE | Internal | Winter | B17 | 100 | 2000 | 0 | 26.84 | 28.84 | 7 | 0
2030 | MAPP_US_2_NE | MAPP_US | NE | Internal | Winter | B18 | 400 | 2000 | 0 | 24.64 | 26.64 | 7 | 0
2030 | MAPP_US_2_NE | MAPP_US | NE | Internal | Winter | B19 | 700 | 2000 | 0 | 24.64 | 25.05 | 7 | 0
2030 | MAPP_US_2_NE | MAPP_US | NE | Internal | Winter | B20 | 935 | 2000 | 0 | 19.47 | 21.47 | 7 | 0
2030 | MARITIMES_2_NEISO | MARITIMES | NEISO | Internal | Shoulder | B11 | 25 | 99999 | 1720.66 | 18.24 | 18.25 | 0.01 | 0
2030 | MARITIMES_2_NEISO | MARITIMES | NEISO | Internal | Shoulder | B12 | 200 | 99999 | 1717.44 | 18.24 | 18.25 | 0.01 | 0
2030 | MARITIMES_2_NEISO | MARITIMES | NEISO | Internal | Shoulder | B13 | 600 | 99999 | 1704.78 | 18.24 | 18.25 | 0.01 | 0
2030 | MARITIMES_2_NEISO | MARITIMES | NEISO | Internal | Shoulder | B14 | 900 | 99999 | 1682.64 | 18.24 | 18.25 | 0.01 | 0
2030 | MARITIMES_2_NEISO | MARITIMES | NEISO | Internal | Shoulder | B15 | 1203 | 99999 | 648.08 | 18.24 | 18.25 | 0.01 | 0
2030 | MARITIMES_2_NEISO | MARITIMES | NEISO | Internal | Summer | B1 | 10 | 99999 | 1900.1 | 76.07 | 76.09 | 0.01 | 0
2030 | MARITIMES_2_NEISO | MARITIMES | NEISO | Internal | Summer | B2 | 25 | 99999 | 1878.84 | 58.56 | 58.57 | 0.01 | 0
2030 | MARITIMES_2_NEISO | MARITIMES | NEISO | Internal | Summer | B3 | 75 | 99999 | 1836.38 | 35.56 | 35.58 | 0.01 | 0
2030 | MARITIMES_2_NEISO | MARITIMES | NEISO | Internal | Summer | B4 | 100 | 99999 | 1799.97 | 22.14 | 22.15 | 0.01 | 0
2030 | MARITIMES_2_NEISO | MARITIMES | NEISO | Internal | Summer | B5 | 200 | 99999 | 1780.16 | 15.88 | 15.89 | 0.01 | 0
2030 | MARITIMES_2_NEISO | MARITIMES | NEISO | Internal | Summer | B6 | 300 | 99999 | 1757.82 | 14.82 | 14.83 | 0.01 | 0
2030 | MARITIMES_2_NEISO | MARITIMES | NEISO | Internal | Summer | B7 | 400 | 99999 | 1732.23 | 14.82 | 14.83 | 0.01 | 0
2030 | MARITIMES_2_NEISO | MARITIMES | NEISO | Internal | Summer | B8 | 500 | 99999 | 1712.1 | 14.82 | 14.83 | 0.01 | 0
2030 | MARITIMES_2_NEISO | MARITIMES | NEISO | Internal | Summer | B9 | 800 | 99999 | 1687.45 | 14.82 | 14.83 | 0.01 | 0
2030 | MARITIMES_2_NEISO | MARITIMES | NEISO | Internal | Summer | B10 | 1262 | 99999 | 465.06 | 14.82 | 14.83 | 0.01 | 0
2030 | MARITIMES_2_NEISO | MARITIMES | NEISO | Internal | Winter | B16 | 25 | 99999 | 1765.23 | 28.8 | 28.81 | 0.01 | 0
2030 | MARITIMES_2_NEISO | MARITIMES | NEISO | Internal | Winter | B17 | 100 | 99999 | 1747.34 | 28.8 | 28.81 | 0.01 | 0
2030 | MARITIMES_2_NEISO | MARITIMES | NEISO | Internal | Winter | B18 | 400 | 99999 | 1733.65 | 28.8 | 28.81 | 0.01 | 0
2030 | MARITIMES_2_NEISO | MARITIMES | NEISO | Internal | Winter | B19 | 700 | 99999 | 1708.15 | 28.8 | 28.81 | 0.01 | 0
2030 | MARITIMES_2_NEISO | MARITIMES | NEISO | Internal | Winter | B20 | 935 | 99999 | 723.43 | 28.8 | 28.81 | 0.01 | 0
2030 | MISO_IN_2_MISO_MI | MISO_IN | MISO_MI | Internal | Shoulder | B11 | 25 | 5081 | 0 | 49.37 | 49.35 | 0.01 | 0
2030 | MISO_IN_2_MISO_MI | MISO_IN | MISO_MI | Internal | Shoulder | B12 | 200 | 5081 | 3356.19 | 31.52 | 31.53 | 0.01 | 0
2030 | MISO_IN_2_MISO_MI | MISO_IN | MISO_MI | Internal | Shoulder | B13 | 600 | 5081 | 4853.28 | 28.53 | 28.54 | 0.01 | 0
2030 | MISO_IN_2_MISO_MI | MISO_IN | MISO_MI | Internal | Shoulder | B14 | 900 | 5081 | 3861.18 | 26.52 | 26.53 | 0.01 | 0
2030 | MISO_IN_2_MISO_MI | MISO_IN | MISO_MI | Internal | Shoulder | B15 | 1203 | 5081 | 3752.84 | 23.5 | 23.51 | 0.01 | 0
2030 | MISO_IN_2_MISO_MI | MISO_IN | MISO_MI | Internal | Summer | B1 | 10 | 5081 | 0 | 69.67 | 69.67 | 0.01 | 0
2030 | MISO_IN_2_MISO_MI | MISO_IN | MISO_MI | Internal | Summer | B2 | 25 | 5081 | 1220.01 | 56.42 | 56.43 | 0.01 | 0
2030 | MISO_IN_2_MISO_MI | MISO_IN | MISO_MI | Internal | Summer | B3 | 75 | 5081 | 0 | 54.85 | 54.84 | 0.01 | 0
2030 | MISO_IN_2_MISO_MI | MISO_IN | MISO_MI | Internal | Summer | B4 | 100 | 5081 | 88.95 | 50.14 | 50.15 | 0.01 | 0
2030 | MISO_IN_2_MISO_MI | MISO_IN | MISO_MI | Internal | Summer | B5 | 200 | 5081 | 271.77 | 49.32 | 49.33 | 0.01 | 0
2030 | MISO_IN_2_MISO_MI | MISO_IN | MISO_MI | Internal | Summer | B6 | 300 | 5081 | 0 | 47.36 | 47.35 | 0.01 | 0
2030 | MISO_IN_2_MISO_MI | MISO_IN | MISO_MI | Internal | Summer | B7 | 400 | 5081 | 1671.33 | 36.64 | 36.65 | 0.01 | 0
2030 | MISO_IN_2_MISO_MI | MISO_IN | MISO_MI | Internal | Summer | B8 | 500 | 5081 | 3106.55 | 28.82 | 28.83 | 0.01 | 0
2030 | MISO_IN_2_MISO_MI | MISO_IN | MISO_MI | Internal | Summer | B9 | 800 | 5081 | 3069.18 | 27.2 | 27.22 | 0.01 | 0
2030 | MISO_IN_2_MISO_MI | MISO_IN | MISO_MI | Internal | Summer | B10 | 1262 | 5081 | 3111.94 | 22.65 | 22.66 | 0.01 | 0
2030 | MISO_IN_2_MISO_MI | MISO_IN | MISO_MI | Internal | Winter | B16 | 25 | 5081 | 1827.83 | 46.31 | 46.32 | 0.01 | 0
2030 | MISO_IN_2_MISO_MI | MISO_IN | MISO_MI | Internal | Winter | B17 | 100 | 5081 | 2810.7 | 33.87 | 33.88 | 0.01 | 0
2030 | MISO_IN_2_MISO_MI | MISO_IN | MISO_MI | Internal | Winter | B18 | 400 | 5081 | 3079.56 | 31.67 | 31.68 | 0.01 | 0
2030 | MISO_IN_2_MISO_MI | MISO_IN | MISO_MI | Internal | Winter | B19 | 700 | 5081 | 2605.26 | 30.07 | 30.08 | 0.01 | 0
2030 | MISO_IN_2_MISO_MI | MISO_IN | MISO_MI | Internal | Winter | B20 | 935 | 5081 | 2406.72 | 26.5 | 26.51 | 0.01 | 0
2030 | MISO_IN_2_MISO_MO-IL | MISO_IN | MISO_MO-IL | Internal | Shoulder | B11 | 25 | 9129 | 5154.65 | 49.37 | 49.38 | 0.01 | 0
2030 | MISO_IN_2_MISO_MO-IL | MISO_IN | MISO_MO-IL | Internal | Shoulder | B12 | 200 | 9129 | 0 | 31.52 | 31.51 | 0.01 | 0
2030 | MISO_IN_2_MISO_MO-IL | MISO_IN | MISO_MO-IL | Internal | Shoulder | B13 | 600 | 9129 | 0 | 28.53 | 28.52 | 0.01 | 0
2030 | MISO_IN_2_MISO_MO-IL | MISO_IN | MISO_MO-IL | Internal | Shoulder | B14 | 900 | 9129 | 0 | 26.52 | 26.51 | 0.01 | 0
2030 | MISO_IN_2_MISO_MO-IL | MISO_IN | MISO_MO-IL | Internal | Shoulder | B15 | 1203 | 9129 | 614.29 | 23.5 | 23.51 | 0.01 | 0
2030 | MISO_IN_2_MISO_MO-IL | MISO_IN | MISO_MO-IL | Internal | Summer | B1 | 10 | 9129 | 3413.46 | 69.67 | 69.68 | 0.01 | 0
2030 | MISO_IN_2_MISO_MO-IL | MISO_IN | MISO_MO-IL | Internal | Summer | B2 | 25 | 9129 | 2585.82 | 56.42 | 56.43 | 0.01 | 0
2030 | MISO_IN_2_MISO_MO-IL | MISO_IN | MISO_MO-IL | Internal | Summer | B3 | 75 | 9129 | 5248.71 | 54.85 | 54.87 | 0.01 | 0
2030 | MISO_IN_2_MISO_MO-IL | MISO_IN | MISO_MO-IL | Internal | Summer | B4 | 100 | 9129 | 3211.57 | 50.14 | 50.15 | 0.01 | 0
2030 | MISO_IN_2_MISO_MO-IL | MISO_IN | MISO_MO-IL | Internal | Summer | B5 | 200 | 9129 | 3541.94 | 49.32 | 49.33 | 0.01 | 0
2030 | MISO_IN_2_MISO_MO-IL | MISO_IN | MISO_MO-IL | Internal | Summer | B6 | 300 | 9129 | 5430.26 | 47.36 | 47.37 | 0.01 | 0
2030 | MISO_IN_2_MISO_MO-IL | MISO_IN | MISO_MO-IL | Internal | Summer | B7 | 400 | 9129 | 4162.15 | 36.64 | 36.65 | 0.01 | 0
2030 | MISO_IN_2_MISO_MO-IL | MISO_IN | MISO_MO-IL | Internal | Summer | B8 | 500 | 9129 | 1308.27 | 28.82 | 28.83 | 0.01 | 0
2030 | MISO_IN_2_MISO_MO-IL | MISO_IN | MISO_MO-IL | Internal | Summer | B9 | 800 | 9129 | 1279.46 | 27.2 | 27.22 | 0.01 | 0
2030 | MISO_IN_2_MISO_MO-IL | MISO_IN | MISO_MO-IL | Internal | Summer | B10 | 1262 | 9129 | 2183.22 | 22.65 | 22.66 | 0.01 | 0
2030 | MISO_IN_2_MISO_MO-IL | MISO_IN | MISO_MO-IL | Internal | Winter | B16 | 25 | 9129 | 0 | 46.31 | 46.3 | 0.01 | 0
2030 | MISO_IN_2_MISO_MO-IL | MISO_IN | MISO_MO-IL | Internal | Winter | B17 | 100 | 9129 | 0 | 33.87 | 33.85 | 0.01 | 0
2030 | MISO_IN_2_MISO_MO-IL | MISO_IN | MISO_MO-IL | Internal | Winter | B18 | 400 | 9129 | 0 | 31.67 | 31.66 | 0.01 | 0
2030 | MISO_IN_2_MISO_MO-IL | MISO_IN | MISO_MO-IL | Internal | Winter | B19 | 700 | 9129 | 0 | 30.07 | 30.06 | 0.01 | 0
2030 | MISO_IN_2_MISO_MO-IL | MISO_IN | MISO_MO-IL | Internal | Winter | B20 | 935 | 9129 | 0 | 26.5 | 26.49 | 0.01 | 0
2030 | MISO_IN_2_NonRTO_Midwest | MISO_IN | NonRTO_Midwest | Internal | Shoulder | B11 | 25 | 4800 | 0 | 49.37 | 56.87 | 8 | 0
2030 | MISO_IN_2_NonRTO_Midwest | MISO_IN | NonRTO_Midwest | Internal | Shoulder | B12 | 200 | 4800 | 1440.55 | 31.52 | 39.52 | 8 | 0
2030 | MISO_IN_2_NonRTO_Midwest | MISO_IN | NonRTO_Midwest | Internal | Shoulder | B13 | 600 | 4800 | 836.05 | 28.53 | 36.53 | 8 | 0
2030 | MISO_IN_2_NonRTO_Midwest | MISO_IN | NonRTO_Midwest | Internal | Shoulder | B14 | 900 | 4800 | 434.2 | 26.52 | 34.52 | 8 | 0
2030 | MISO_IN_2_NonRTO_Midwest | MISO_IN | NonRTO_Midwest | Internal | Shoulder | B15 | 1203 | 4800 | 45.73 | 23.5 | 31.5 | 8 | 0
2030 | MISO_IN_2_NonRTO_Midwest | MISO_IN | NonRTO_Midwest | Internal | Summer | B1 | 10 | 4800 | 0 | 69.67 | 64.44 | 8 | 0
2030 | MISO_IN_2_NonRTO_Midwest | MISO_IN | NonRTO_Midwest | Internal | Summer | B2 | 25 | 4800 | 0 | 56.42 | 54.18 | 8 | 0
2030 | MISO_IN_2_NonRTO_Midwest | MISO_IN | NonRTO_Midwest | Internal | Summer | B3 | 75 | 4800 | 0 | 54.85 | 54.18 | 8 | 0
2030 | MISO_IN_2_NonRTO_Midwest | MISO_IN | NonRTO_Midwest | Internal | Summer | B4 | 100 | 4800 | 0 | 50.14 | 54.18 | 8 | 0
2030 | MISO_IN_2_NonRTO_Midwest | MISO_IN | NonRTO_Midwest | Internal | Summer | B5 | 200 | 4800 | 0 | 49.32 | 54.18 | 8 | 0
2030 | MISO_IN_2_NonRTO_Midwest | MISO_IN | NonRTO_Midwest | Internal | Summer | B6 | 300 | 4800 | 0 | 47.36 | 54.18 | 8 | 0
2030 | MISO_IN_2_NonRTO_Midwest | MISO_IN | NonRTO_Midwest | Internal | Summer | B7 | 400 | 4800 | 0 | 36.64 | 40.88 | 8 | 0
2030 | MISO_IN_2_NonRTO_Midwest | MISO_IN | NonRTO_Midwest | Internal | Summer | B8 | 500 | 4800 | 0 | 28.82 | 32.75 | 8 | 0
2030 | MISO_IN_2_NonRTO_Midwest | MISO_IN | NonRTO_Midwest | Internal | Summer | B9 | 800 | 4800 | 0 | 27.2 | 30.49 | 8 | 0
2030 | MISO_IN_2_NonRTO_Midwest | MISO_IN | NonRTO_Midwest | Internal | Summer | B10 | 1262 | 4800 | 0 | 22.65 | 30 | 8 | 0
2030 | MISO_IN_2_NonRTO_Midwest | MISO_IN | NonRTO_Midwest | Internal | Winter | B16 | 25 | 4800 | 2534.43 | 46.31 | 54.31 | 8 | 0
2030 | MISO_IN_2_NonRTO_Midwest | MISO_IN | NonRTO_Midwest | Internal | Winter | B17 | 100 | 4800 | 1382.08 | 33.87 | 41.87 | 8 | 0
2030 | MISO_IN_2_NonRTO_Midwest | MISO_IN | NonRTO_Midwest | Internal | Winter | B18 | 400 | 4800 | 782.02 | 31.67 | 39.67 | 8 | 0
2030 | MISO_IN_2_NonRTO_Midwest | MISO_IN | NonRTO_Midwest | Internal | Winter | B19 | 700 | 4800 | 151.98 | 30.07 | 38.07 | 8 | 0
2030 | MISO_IN_2_NonRTO_Midwest | MISO_IN | NonRTO_Midwest | Internal | Winter | B20 | 935 | 4800 | 0 | 26.5 | 31.55 | 8 | 0
2030 | MISO_IN_2_PJM_ROR | MISO_IN | PJM_ROR | Internal | Shoulder | B11 | 25 | 992 | 0 | 49.37 | 47.38 | 2 | 0
2030 | MISO_IN_2_PJM_ROR | MISO_IN | PJM_ROR | Internal | Shoulder | B12 | 200 | 992 | 0 | 31.52 | 33.49 | 2 | 0
2030 | MISO_IN_2_PJM_ROR | MISO_IN | PJM_ROR | Internal | Shoulder | B13 | 600 | 992 | 0 | 28.53 | 30.5 | 2 | 0
2030 | MISO_IN_2_PJM_ROR | MISO_IN | PJM_ROR | Internal | Shoulder | B14 | 900 | 992 | 0 | 26.52 | 28.5 | 2 | 0
2030 | MISO_IN_2_PJM_ROR | MISO_IN | PJM_ROR | Internal | Shoulder | B15 | 1203 | 992 | 0 | 23.5 | 23.34 | 2 | 0
2030 | MISO_IN_2_PJM_ROR | MISO_IN | PJM_ROR | Internal | Summer | B1 | 10 | 992 | 448.06 | 69.67 | 71.67 | 2 | 0
2030 | MISO_IN_2_PJM_ROR | MISO_IN | PJM_ROR | Internal | Summer | B2 | 25 | 992 | 101.66 | 56.42 | 58.42 | 2 | 0
2030 | MISO_IN_2_PJM_ROR | MISO_IN | PJM_ROR | Internal | Summer | B3 | 75 | 992 | 0 | 54.85 | 52.87 | 2 | 0
2030 | MISO_IN_2_PJM_ROR | MISO_IN | PJM_ROR | Internal | Summer | B4 | 100 | 992 | 0 | 50.14 | 48.14 | 2 | 0
2030 | MISO_IN_2_PJM_ROR | MISO_IN | PJM_ROR | Internal | Summer | B5 | 200 | 992 | 0 | 49.32 | 47.33 | 2 | 0
2030 | MISO_IN_2_PJM_ROR | MISO_IN | PJM_ROR | Internal | Summer | B6 | 300 | 992 | 0 | 47.36 | 45.36 | 2 | 0
2030 | MISO_IN_2_PJM_ROR | MISO_IN | PJM_ROR | Internal | Summer | B7 | 400 | 992 | 0 | 36.64 | 36.26 | 2 | 0
2030 | MISO_IN_2_PJM_ROR | MISO_IN | PJM_ROR | Internal | Summer | B8 | 500 | 992 | 0 | 28.82 | 29.38 | 2 | 0
2030 | MISO_IN_2_PJM_ROR | MISO_IN | PJM_ROR | Internal | Summer | B9 | 800 | 992 | 0 | 27.2 | 25.64 | 2 | 0
2030 | MISO_IN_2_PJM_ROR | MISO_IN | PJM_ROR | Internal | Summer | B10 | 1262 | 992 | 0 | 22.65 | 20.99 | 2 | 0
2030 | MISO_IN_2_PJM_ROR | MISO_IN | PJM_ROR | Internal | Winter | B16 | 25 | 992 | 0 | 46.31 | 48.3 | 2 | 0
2030 | MISO_IN_2_PJM_ROR | MISO_IN | PJM_ROR | Internal | Winter | B17 | 100 | 992 | 0 | 33.87 | 35.85 | 2 | 0
2030 | MISO_IN_2_PJM_ROR | MISO_IN | PJM_ROR | Internal | Winter | B18 | 400 | 992 | 0 | 31.67 | 33.64 | 2 | 0
2030 | MISO_IN_2_PJM_ROR | MISO_IN | PJM_ROR | Internal | Winter | B19 | 700 | 992 | 0 | 30.07 | 32.05 | 2 | 0
2030 | MISO_IN_2_PJM_ROR | MISO_IN | PJM_ROR | Internal | Winter | B20 | 935 | 992 | 0 | 26.5 | 27.9 | 2 | 0
2030 | MISO_MI_2_IESO | MISO_MI | IESO | Internal | Shoulder | B11 | 25 | 1580 | 0 | 49.35 | 18.9 | 8 | 0
2030 | MISO_MI_2_IESO | MISO_MI | IESO | Internal | Shoulder | B12 | 200 | 1580 | 0 | 31.53 | 18.9 | 8 | 0
2030 | MISO_MI_2_IESO | MISO_MI | IESO | Internal | Shoulder | B13 | 600 | 1580 | 0 | 28.54 | 18.9 | 8 | 0
2030 | MISO_MI_2_IESO | MISO_MI | IESO | Internal | Shoulder | B14 | 900 | 1580 | 0 | 26.53 | 18.9 | 8 | 0
2030 | MISO_MI_2_IESO | MISO_MI | IESO | Internal | Shoulder | B15 | 1203 | 1580 | 0 | 23.51 | 18.9 | 8 | 0
2030 | MISO_MI_2_IESO | MISO_MI | IESO | Internal | Summer | B1 | 10 | 1580 | 0 | 69.67 | 46.12 | 8 | 0
2030 | MISO_MI_2_IESO | MISO_MI | IESO | Internal | Summer | B2 | 25 | 1580 | 0 | 56.43 | 46.12 | 8 | 0
2030 | MISO_MI_2_IESO | MISO_MI | IESO | Internal | Summer | B3 | 75 | 1580 | 0 | 54.84 | 46.12 | 8 | 0
2030 | MISO_MI_2_IESO | MISO_MI | IESO | Internal | Summer | B4 | 100 | 1580 | 0 | 50.15 | 34.95 | 8 | 0
2030 | MISO_MI_2_IESO | MISO_MI | IESO | Internal | Summer | B5 | 200 | 1580 | 0 | 49.33 | 34.55 | 8 | 0
2030 | MISO_MI_2_IESO | MISO_MI | IESO | Internal | Summer | B6 | 300 | 1580 | 0 | 47.35 | 23.24 | 8 | 0
2030 | MISO_MI_2_IESO | MISO_MI | IESO | Internal | Summer | B7 | 400 | 1580 | 0 | 36.65 | 17.12 | 8 | 0
2030 | MISO_MI_2_IESO | MISO_MI | IESO | Internal | Summer | B8 | 500 | 1580 | 0 | 28.83 | 15.65 | 8 | 0
2030 | MISO_MI_2_IESO | MISO_MI | IESO | Internal | Summer | B9 | 800 | 1580 | 0 | 27.22 | 15.65 | 8 | 0
2030 | MISO_MI_2_IESO | MISO_MI | IESO | Internal | Summer | B10 | 1262 | 1580 | 0 | 22.66 | 15.65 | 8 | 0
2030 | MISO_MI_2_IESO | MISO_MI | IESO | Internal | Winter | B16 | 25 | 1580 | 0 | 46.32 | 35.53 | 8 | 0
2030 | MISO_MI_2_IESO | MISO_MI | IESO | Internal | Winter | B17 | 100 | 1580 | 0 | 33.88 | 26.83 | 8 | 0
2030 | MISO_MI_2_IESO | MISO_MI | IESO | Internal | Winter | B18 | 400 | 1580 | 0 | 31.68 | 23.05 | 8 | 0
2030 | MISO_MI_2_IESO | MISO_MI | IESO | Internal | Winter | B19 | 700 | 1580 | 0 | 30.08 | 23.05 | 8 | 0
2030 | MISO_MI_2_IESO | MISO_MI | IESO | Internal | Winter | B20 | 935 | 1580 | 0 | 26.51 | 23.05 | 8 | 0
2030 | MISO_MI_2_MISO_IN | MISO_MI | MISO_IN | Internal | Shoulder | B11 | 25 | 2126 | 835.29 | 49.35 | 49.37 | 0.01 | 0
2030 | MISO_MI_2_MISO_IN | MISO_MI | MISO_IN | Internal | Shoulder | B12 | 200 | 2126 | 0 | 31.53 | 31.52 | 0.01 | 0
2030 | MISO_MI_2_MISO_IN | MISO_MI | MISO_IN | Internal | Shoulder | B13 | 600 | 2126 | 0 | 28.54 | 28.53 | 0.01 | 0
2030 | MISO_MI_2_MISO_IN | MISO_MI | MISO_IN | Internal | Shoulder | B14 | 900 | 2126 | 0 | 26.53 | 26.52 | 0.01 | 0
2030 | MISO_MI_2_MISO_IN | MISO_MI | MISO_IN | Internal | Shoulder | B15 | 1203 | 2126 | 0 | 23.51 | 23.5 | 0.01 | 0
2030 | MISO_MI_2_MISO_IN | MISO_MI | MISO_IN | Internal | Summer | B1 | 10 | 2126 | 0 | 69.67 | 69.67 | 0.01 | 0
2030 | MISO_MI_2_MISO_IN | MISO_MI | MISO_IN | Internal | Summer | B2 | 25 | 2126 | 0 | 56.43 | 56.42 | 0.01 | 0
2030 | MISO_MI_2_MISO_IN | MISO_MI | MISO_IN | Internal | Summer | B3 | 75 | 2126 | 363.21 | 54.84 | 54.85 | 0.01 | 0
2030 | MISO_MI_2_MISO_IN | MISO_MI | MISO_IN | Internal | Summer | B4 | 100 | 2126 | 0 | 50.15 | 50.14 | 0.01 | 0
2030 | MISO_MI_2_MISO_IN | MISO_MI | MISO_IN | Internal | Summer | B5 | 200 | 2126 | 0 | 49.33 | 49.32 | 0.01 | 0
2030 | MISO_MI_2_MISO_IN | MISO_MI | MISO_IN | Internal | Summer | B6 | 300 | 2126 | 446.06 | 47.35 | 47.36 | 0.01 | 0
2030 | MISO_MI_2_MISO_IN | MISO_MI | MISO_IN | Internal | Summer | B7 | 400 | 2126 | 0 | 36.65 | 36.64 | 0.01 | 0
2030 | MISO_MI_2_MISO_IN | MISO_MI | MISO_IN | Internal | Summer | B8 | 500 | 2126 | 0 | 28.83 | 28.82 | 0.01 | 0
2030 | MISO_MI_2_MISO_IN | MISO_MI | MISO_IN | Internal | Summer | B9 | 800 | 2126 | 0 | 27.22 | 27.2 | 0.01 | 0
2030 | MISO_MI_2_MISO_IN | MISO_MI | MISO_IN | Internal | Summer | B10 | 1262 | 2126 | 0 | 22.66 | 22.65 | 0.01 | 0
2030 | MISO_MI_2_MISO_IN | MISO_MI | MISO_IN | Internal | Winter | B16 | 25 | 2126 | 0 | 46.32 | 46.31 | 0.01 | 0
2030 | MISO_MI_2_MISO_IN | MISO_MI | MISO_IN | Internal | Winter | B17 | 100 | 2126 | 0 | 33.88 | 33.87 | 0.01 | 0
2030 | MISO_MI_2_MISO_IN | MISO_MI | MISO_IN | Internal | Winter | B18 | 400 | 2126 | 0 | 31.68 | 31.67 | 0.01 | 0
2030 | MISO_MI_2_MISO_IN | MISO_MI | MISO_IN | Internal | Winter | B19 | 700 | 2126 | 0 | 30.08 | 30.07 | 0.01 | 0
2030 | MISO_MI_2_MISO_IN | MISO_MI | MISO_IN | Internal | Winter | B20 | 935 | 2126 | 0 | 26.51 | 26.5 | 0.01 | 0
2030 | MISO_MI_2_MISO_WUMS | MISO_MI | MISO_WUMS | Internal | Shoulder | B11 | 25 | 166 | 0 | 49.35 | 48.12 | 0.01 | 0
2030 | MISO_MI_2_MISO_WUMS | MISO_MI | MISO_WUMS | Internal | Shoulder | B12 | 200 | 166 | 0 | 31.53 | 31.49 | 0.01 | 0
2030 | MISO_MI_2_MISO_WUMS | MISO_MI | MISO_WUMS | Internal | Shoulder | B13 | 600 | 166 | 0 | 28.54 | 28.52 | 0.01 | 0
2030 | MISO_MI_2_MISO_WUMS | MISO_MI | MISO_WUMS | Internal | Shoulder | B14 | 900 | 166 | 0 | 26.53 | 26.5 | 0.01 | 0
2030 | MISO_MI_2_MISO_WUMS | MISO_MI | MISO_WUMS | Internal | Shoulder | B15 | 1203 | 166 | 0 | 23.51 | 23.49 | 0.01 | 0
2030 | MISO_MI_2_MISO_WUMS | MISO_MI | MISO_WUMS | Internal | Summer | B1 | 10 | 166 | 0 | 69.67 | 45.72 | 0.01 | 0
2030 | MISO_MI_2_MISO_WUMS | MISO_MI | MISO_WUMS | Internal | Summer | B2 | 25 | 166 | 0 | 56.43 | 45.72 | 0.01 | 0
2030 | MISO_MI_2_MISO_WUMS | MISO_MI | MISO_WUMS | Internal | Summer | B3 | 75 | 166 | 0 | 54.84 | 45.72 | 0.01 | 0
2030 | MISO_MI_2_MISO_WUMS | MISO_MI | MISO_WUMS | Internal | Summer | B4 | 100 | 166 | 0 | 50.15 | 45.72 | 0.01 | 0
2030 | MISO_MI_2_MISO_WUMS | MISO_MI | MISO_WUMS | Internal | Summer | B5 | 200 | 166 | 0 | 49.33 | 45.72 | 0.01 | 0
2030 | MISO_MI_2_MISO_WUMS | MISO_MI | MISO_WUMS | Internal | Summer | B6 | 300 | 166 | 0 | 47.35 | 45.72 | 0.01 | 0
2030 | MISO_MI_2_MISO_WUMS | MISO_MI | MISO_WUMS | Internal | Summer | B7 | 400 | 166 | 0 | 36.65 | 36.62 | 0.01 | 0
2030 | MISO_MI_2_MISO_WUMS | MISO_MI | MISO_WUMS | Internal | Summer | B8 | 500 | 166 | 0 | 28.83 | 28.81 | 0.01 | 0
2030 | MISO_MI_2_MISO_WUMS | MISO_MI | MISO_WUMS | Internal | Summer | B9 | 800 | 166 | 0 | 27.22 | 27.19 | 0.01 | 0
2030 | MISO_MI_2_MISO_WUMS | MISO_MI | MISO_WUMS | Internal | Summer | B10 | 1262 | 166 | 0 | 22.66 | 22.64 | 0.01 | 0
2030 | MISO_MI_2_MISO_WUMS | MISO_MI | MISO_WUMS | Internal | Winter | B16 | 25 | 166 | 0 | 46.32 | 46.3 | 0.01 | 0
2030 | MISO_MI_2_MISO_WUMS | MISO_MI | MISO_WUMS | Internal | Winter | B17 | 100 | 166 | 0 | 33.88 | 33.85 | 0.01 | 0
2030 | MISO_MI_2_MISO_WUMS | MISO_MI | MISO_WUMS | Internal | Winter | B18 | 400 | 166 | 0 | 31.68 | 31.66 | 0.01 | 0
2030 | MISO_MI_2_MISO_WUMS | MISO_MI | MISO_WUMS | Internal | Winter | B19 | 700 | 166 | 0 | 30.08 | 30.06 | 0.01 | 0
2030 | MISO_MI_2_MISO_WUMS | MISO_MI | MISO_WUMS | Internal | Winter | B20 | 935 | 166 | 0 | 26.51 | 26.46 | 0.01 | 0
2030 | MISO_MI_2_PJM_ROR | MISO_MI | PJM_ROR | Internal | Shoulder | B11 | 25 | 1424 | 0 | 49.35 | 47.38 | 2 | 0
2030 | MISO_MI_2_PJM_ROR | MISO_MI | PJM_ROR | Internal | Shoulder | B12 | 200 | 1424 | 0 | 31.53 | 33.49 | 2 | 0
2030 | MISO_MI_2_PJM_ROR | MISO_MI | PJM_ROR | Internal | Shoulder | B13 | 600 | 1424 | 0 | 28.54 | 30.5 | 2 | 0
2030 | MISO_MI_2_PJM_ROR | MISO_MI | PJM_ROR | Internal | Shoulder | B14 | 900 | 1424 | 0 | 26.53 | 28.5 | 2 | 0
2030 | MISO_MI_2_PJM_ROR | MISO_MI | PJM_ROR | Internal | Shoulder | B15 | 1203 | 1424 | 0 | 23.51 | 23.34 | 2 | 0
2030 | MISO_MI_2_PJM_ROR | MISO_MI | PJM_ROR | Internal | Summer | B1 | 10 | 1424 | 296.18 | 69.67 | 71.67 | 2 | 0
2030 | MISO_MI_2_PJM_ROR | MISO_MI | PJM_ROR | Internal | Summer | B2 | 25 | 1424 | 0 | 56.43 | 58.42 | 2 | 0
2030 | MISO_MI_2_PJM_ROR | MISO_MI | PJM_ROR | Internal | Summer | B3 | 75 | 1424 | 0 | 54.84 | 52.87 | 2 | 0
2030 | MISO_MI_2_PJM_ROR | MISO_MI | PJM_ROR | Internal | Summer | B4 | 100 | 1424 | 0 | 50.15 | 48.14 | 2 | 0
2030 | MISO_MI_2_PJM_ROR | MISO_MI | PJM_ROR | Internal | Summer | B5 | 200 | 1424 | 0 | 49.33 | 47.33 | 2 | 0
2030 | MISO_MI_2_PJM_ROR | MISO_MI | PJM_ROR | Internal | Summer | B6 | 300 | 1424 | 0 | 47.35 | 45.36 | 2 | 0
2030 | MISO_MI_2_PJM_ROR | MISO_MI | PJM_ROR | Internal | Summer | B7 | 400 | 1424 | 0 | 36.65 | 36.26 | 2 | 0
2030 | MISO_MI_2_PJM_ROR | MISO_MI | PJM_ROR | Internal | Summer | B8 | 500 | 1424 | 0 | 28.83 | 29.38 | 2 | 0
2030 | MISO_MI_2_PJM_ROR | MISO_MI | PJM_ROR | Internal | Summer | B9 | 800 | 1424 | 0 | 27.22 | 25.64 | 2 | 0
2030 | MISO_MI_2_PJM_ROR | MISO_MI | PJM_ROR | Internal | Summer | B10 | 1262 | 1424 | 0 | 22.66 | 20.99 | 2 | 0
2030 | MISO_MI_2_PJM_ROR | MISO_MI | PJM_ROR | Internal | Winter | B16 | 25 | 1424 | 0 | 46.32 | 48.3 | 2 | 0
2030 | MISO_MI_2_PJM_ROR | MISO_MI | PJM_ROR | Internal | Winter | B17 | 100 | 1424 | 0 | 33.88 | 35.85 | 2 | 0
2030 | MISO_MI_2_PJM_ROR | MISO_MI | PJM_ROR | Internal | Winter | B18 | 400 | 1424 | 0 | 31.68 | 33.64 | 2 | 0
2030 | MISO_MI_2_PJM_ROR | MISO_MI | PJM_ROR | Internal | Winter | B19 | 700 | 1424 | 0 | 30.08 | 32.05 | 2 | 0
2030 | MISO_MI_2_PJM_ROR | MISO_MI | PJM_ROR | Internal | Winter | B20 | 935 | 1424 | 0 | 26.51 | 27.9 | 2 | 0
2030 | MISO_MO-IL_2_ENT | MISO_MO-IL | ENT | Internal | Shoulder | B11 | 25 | 2540 | 0 | 49.38 | 49.38 | 8 | 0
2030 | MISO_MO-IL_2_ENT | MISO_MO-IL | ENT | Internal | Shoulder | B12 | 200 | 2540 | 0 | 31.51 | 31.49 | 8 | 0
2030 | MISO_MO-IL_2_ENT | MISO_MO-IL | ENT | Internal | Shoulder | B13 | 600 | 2540 | 0 | 28.52 | 28.5 | 8 | 0
2030 | MISO_MO-IL_2_ENT | MISO_MO-IL | ENT | Internal | Shoulder | B14 | 900 | 2540 | 0 | 26.51 | 26.51 | 8 | 0
2030 | MISO_MO-IL_2_ENT | MISO_MO-IL | ENT | Internal | Shoulder | B15 | 1203 | 2540 | 0 | 23.51 | 23.51 | 8 | 0
2030 | MISO_MO-IL_2_ENT | MISO_MO-IL | ENT | Internal | Summer | B1 | 10 | 2540 | 0 | 69.68 | 64.44 | 8 | 0
2030 | MISO_MO-IL_2_ENT | MISO_MO-IL | ENT | Internal | Summer | B2 | 25 | 2540 | 0 | 56.43 | 56.46 | 8 | 0
2030 | MISO_MO-IL_2_ENT | MISO_MO-IL | ENT | Internal | Summer | B3 | 75 | 2540 | 0 | 54.87 | 58.25 | 8 | 0
2030 | MISO_MO-IL_2_ENT | MISO_MO-IL | ENT | Internal | Summer | B4 | 100 | 2540 | 0 | 50.15 | 55.78 | 8 | 0
2030 | MISO_MO-IL_2_ENT | MISO_MO-IL | ENT | Internal | Summer | B5 | 200 | 2540 | 0 | 49.33 | 54.81 | 8 | 0
2030 | MISO_MO-IL_2_ENT | MISO_MO-IL | ENT | Internal | Summer | B6 | 300 | 2540 | 0 | 47.37 | 50.25 | 8 | 0
2030 | MISO_MO-IL_2_ENT | MISO_MO-IL | ENT | Internal | Summer | B7 | 400 | 2540 | 0 | 36.65 | 40.77 | 8 | 0
2030 | MISO_MO-IL_2_ENT | MISO_MO-IL | ENT | Internal | Summer | B8 | 500 | 2540 | 0 | 28.83 | 30.36 | 8 | 0
2030 | MISO_MO-IL_2_ENT | MISO_MO-IL | ENT | Internal | Summer | B9 | 800 | 2540 | 0 | 27.22 | 28.66 | 8 | 0
2030 | MISO_MO-IL_2_ENT | MISO_MO-IL | ENT | Internal | Summer | B10 | 1262 | 2540 | 0 | 22.66 | 25.02 | 8 | 0
2030 | MISO_MO-IL_2_ENT | MISO_MO-IL | ENT | Internal | Winter | B16 | 25 | 2540 | 0 | 46.3 | 38.3 | 8 | 0
2030 | MISO_MO-IL_2_ENT | MISO_MO-IL | ENT | Internal | Winter | B17 | 100 | 2540 | 0 | 33.85 | 33.85 | 8 | 0
2030 | MISO_MO-IL_2_ENT | MISO_MO-IL | ENT | Internal | Winter | B18 | 400 | 2540 | 0 | 31.66 | 31.66 | 8 | 0
2030 | MISO_MO-IL_2_ENT | MISO_MO-IL | ENT | Internal | Winter | B19 | 700 | 2540 | 0 | 30.06 | 30.06 | 8 | 0
2030 | MISO_MO-IL_2_ENT | MISO_MO-IL | ENT | Internal | Winter | B20 | 935 | 2540 | 0 | 26.49 | 26.67 | 8 | 0
2030 | MISO_MO-IL_2_MISO_IN | MISO_MO-IL | MISO_IN | Internal | Shoulder | B11 | 25 | 6229 | 0 | 49.38 | 49.37 | 0.01 | 0
2030 | MISO_MO-IL_2_MISO_IN | MISO_MO-IL | MISO_IN | Internal | Shoulder | B12 | 200 | 6229 | 139.39 | 31.51 | 31.52 | 0.01 | 0
2030 | MISO_MO-IL_2_MISO_IN | MISO_MO-IL | MISO_IN | Internal | Shoulder | B13 | 600 | 6229 | 2226.36 | 28.52 | 28.53 | 0.01 | 0
2030 | MISO_MO-IL_2_MISO_IN | MISO_MO-IL | MISO_IN | Internal | Shoulder | B14 | 900 | 6229 | 1082.78 | 26.51 | 26.52 | 0.01 | 0
2030 | MISO_MO-IL_2_MISO_IN | MISO_MO-IL | MISO_IN | Internal | Shoulder | B15 | 1203 | 6229 | 0 | 23.51 | 23.5 | 0.01 | 0
2030 | MISO_MO-IL_2_MISO_IN | MISO_MO-IL | MISO_IN | Internal | Summer | B1 | 10 | 6229 | 0 | 69.68 | 69.67 | 0.01 | 0
2030 | MISO_MO-IL_2_MISO_IN | MISO_MO-IL | MISO_IN | Internal | Summer | B2 | 25 | 6229 | 0 | 56.43 | 56.42 | 0.01 | 0
2030 | MISO_MO-IL_2_MISO_IN | MISO_MO-IL | MISO_IN | Internal | Summer | B3 | 75 | 6229 | 0 | 54.87 | 54.85 | 0.01 | 0
2030 | MISO_MO-IL_2_MISO_IN | MISO_MO-IL | MISO_IN | Internal | Summer | B4 | 100 | 6229 | 0 | 50.15 | 50.14 | 0.01 | 0
2030 | MISO_MO-IL_2_MISO_IN | MISO_MO-IL | MISO_IN | Internal | Summer | B5 | 200 | 6229 | 0 | 49.33 | 49.32 | 0.01 | 0
2030 | MISO_MO-IL_2_MISO_IN | MISO_MO-IL | MISO_IN | Internal | Summer | B6 | 300 | 6229 | 0 | 47.37 | 47.36 | 0.01 | 0
2030 | MISO_MO-IL_2_MISO_IN | MISO_MO-IL | MISO_IN | Internal | Summer | B7 | 400 | 6229 | 0 | 36.65 | 36.64 | 0.01 | 0
2030 | MISO_MO-IL_2_MISO_IN | MISO_MO-IL | MISO_IN | Internal | Summer | B8 | 500 | 6229 | 0 | 28.83 | 28.82 | 0.01 | 0
2030 | MISO_MO-IL_2_MISO_IN | MISO_MO-IL | MISO_IN | Internal | Summer | B9 | 800 | 6229 | 0 | 27.22 | 27.2 | 0.01 | 0
2030 | MISO_MO-IL_2_MISO_IN | MISO_MO-IL | MISO_IN | Internal | Summer | B10 | 1262 | 6229 | 0 | 22.66 | 22.65 | 0.01 | 0
2030 | MISO_MO-IL_2_MISO_IN | MISO_MO-IL | MISO_IN | Internal | Winter | B16 | 25 | 6229 | 3470.46 | 46.3 | 46.31 | 0.01 | 0
2030 | MISO_MO-IL_2_MISO_IN | MISO_MO-IL | MISO_IN | Internal | Winter | B17 | 100 | 6229 | 2776.31 | 33.85 | 33.87 | 0.01 | 0
2030 | MISO_MO-IL_2_MISO_IN | MISO_MO-IL | MISO_IN | Internal | Winter | B18 | 400 | 6229 | 1569.39 | 31.66 | 31.67 | 0.01 | 0
2030 | MISO_MO-IL_2_MISO_IN | MISO_MO-IL | MISO_IN | Internal | Winter | B19 | 700 | 6229 | 1266.12 | 30.06 | 30.07 | 0.01 | 0
2030 | MISO_MO-IL_2_MISO_IN | MISO_MO-IL | MISO_IN | Internal | Winter | B20 | 935 | 6229 | 1637.14 | 26.49 | 26.5 | 0.01 | 0
2030 | MISO_MO-IL_2_MISO_W | MISO_MO-IL | MISO_W | Internal | Shoulder | B11 | 25 | 5033 | 0 | 49.38 | 49.37 | 0.01 | 0
2030 | MISO_MO-IL_2_MISO_W | MISO_MO-IL | MISO_W | Internal | Shoulder | B12 | 200 | 5033 | 0 | 31.51 | 31.49 | 0.01 | 0
2030 | MISO_MO-IL_2_MISO_W | MISO_MO-IL | MISO_W | Internal | Shoulder | B13 | 600 | 5033 | 0 | 28.52 | 28.5 | 0.01 | 0
2030 | MISO_MO-IL_2_MISO_W | MISO_MO-IL | MISO_W | Internal | Shoulder | B14 | 900 | 5033 | 0 | 26.51 | 26.5 | 0.01 | 0
2030 | MISO_MO-IL_2_MISO_W | MISO_MO-IL | MISO_W | Internal | Shoulder | B15 | 1203 | 5033 | 0 | 23.51 | 23.5 | 0.01 | 0
2030 | MISO_MO-IL_2_MISO_W | MISO_MO-IL | MISO_W | Internal | Summer | B1 | 10 | 5033 | 0 | 69.68 | 69.67 | 0.01 | 0
2030 | MISO_MO-IL_2_MISO_W | MISO_MO-IL | MISO_W | Internal | Summer | B2 | 25 | 5033 | 0 | 56.43 | 56.42 | 0.01 | 0
2030 | MISO_MO-IL_2_MISO_W | MISO_MO-IL | MISO_W | Internal | Summer | B3 | 75 | 5033 | 0 | 54.87 | 54.87 | 0.01 | 0
2030 | MISO_MO-IL_2_MISO_W | MISO_MO-IL | MISO_W | Internal | Summer | B4 | 100 | 5033 | 0 | 50.15 | 50.14 | 0.01 | 0
2030 | MISO_MO-IL_2_MISO_W | MISO_MO-IL | MISO_W | Internal | Summer | B5 | 200 | 5033 | 0 | 49.33 | 49.33 | 0.01 | 0
2030 | MISO_MO-IL_2_MISO_W | MISO_MO-IL | MISO_W | Internal | Summer | B6 | 300 | 5033 | 0 | 47.37 | 47.36 | 0.01 | 0
2030 | MISO_MO-IL_2_MISO_W | MISO_MO-IL | MISO_W | Internal | Summer | B7 | 400 | 5033 | 0 | 36.65 | 36.64 | 0.01 | 0
2030 | MISO_MO-IL_2_MISO_W | MISO_MO-IL | MISO_W | Internal | Summer | B8 | 500 | 5033 | 0 | 28.83 | 28.82 | 0.01 | 0
2030 | MISO_MO-IL_2_MISO_W | MISO_MO-IL | MISO_W | Internal | Summer | B9 | 800 | 5033 | 0 | 27.22 | 27.2 | 0.01 | 0
2030 | MISO_MO-IL_2_MISO_W | MISO_MO-IL | MISO_W | Internal | Summer | B10 | 1262 | 5033 | 0 | 22.66 | 22.65 | 0.01 | 0
2030 | MISO_MO-IL_2_MISO_W | MISO_MO-IL | MISO_W | Internal | Winter | B16 | 25 | 5033 | 0 | 46.3 | 46.29 | 0.01 | 0
2030 | MISO_MO-IL_2_MISO_W | MISO_MO-IL | MISO_W | Internal | Winter | B17 | 100 | 5033 | 0 | 33.85 | 33.84 | 0.01 | 0
2030 | MISO_MO-IL_2_MISO_W | MISO_MO-IL | MISO_W | Internal | Winter | B18 | 400 | 5033 | 0 | 31.66 | 31.64 | 0.01 | 0
2030 | MISO_MO-IL_2_MISO_W | MISO_MO-IL | MISO_W | Internal | Winter | B19 | 700 | 5033 | 0 | 30.06 | 30.05 | 0.01 | 0
2030 | MISO_MO-IL_2_MISO_W | MISO_MO-IL | MISO_W | Internal | Winter | B20 | 935 | 5033 | 0 | 26.49 | 26.47 | 0.01 | 0
2030 | MISO_MO-IL_2_PJM_ROR | MISO_MO-IL | PJM_ROR | Internal | Shoulder | B11 | 25 | 1212 | 0 | 49.38 | 47.38 | 2 | 0
2030 | MISO_MO-IL_2_PJM_ROR | MISO_MO-IL | PJM_ROR | Internal | Shoulder | B12 | 200 | 1212 | 0 | 31.51 | 33.49 | 2 | 0
2030 | MISO_MO-IL_2_PJM_ROR | MISO_MO-IL | PJM_ROR | Internal | Shoulder | B13 | 600 | 1212 | 0 | 28.52 | 30.5 | 2 | 0
2030 | MISO_MO-IL_2_PJM_ROR | MISO_MO-IL | PJM_ROR | Internal | Shoulder | B14 | 900 | 1212 | 0 | 26.51 | 28.5 | 2 | 0
2030 | MISO_MO-IL_2_PJM_ROR | MISO_MO-IL | PJM_ROR | Internal | Shoulder | B15 | 1203 | 1212 | 0 | 23.51 | 23.34 | 2 | 0
2030 | MISO_MO-IL_2_PJM_ROR | MISO_MO-IL | PJM_ROR | Internal | Summer | B1 | 10 | 1212 | 0 | 69.68 | 71.67 | 2 | 0
2030 | MISO_MO-IL_2_PJM_ROR | MISO_MO-IL | PJM_ROR | Internal | Summer | B2 | 25 | 1212 | 0 | 56.43 | 58.42 | 2 | 0
2030 | MISO_MO-IL_2_PJM_ROR | MISO_MO-IL | PJM_ROR | Internal | Summer | B3 | 75 | 1212 | 0 | 54.87 | 52.87 | 2 | 0
2030 | MISO_MO-IL_2_PJM_ROR | MISO_MO-IL | PJM_ROR | Internal | Summer | B4 | 100 | 1212 | 0 | 50.15 | 48.14 | 2 | 0
2030 | MISO_MO-IL_2_PJM_ROR | MISO_MO-IL | PJM_ROR | Internal | Summer | B5 | 200 | 1212 | 0 | 49.33 | 47.33 | 2 | 0
2030 | MISO_MO-IL_2_PJM_ROR | MISO_MO-IL | PJM_ROR | Internal | Summer | B6 | 300 | 1212 | 0 | 47.37 | 45.36 | 2 | 0
2030 | MISO_MO-IL_2_PJM_ROR | MISO_MO-IL | PJM_ROR | Internal | Summer | B7 | 400 | 1212 | 0 | 36.65 | 36.26 | 2 | 0
2030 | MISO_MO-IL_2_PJM_ROR | MISO_MO-IL | PJM_ROR | Internal | Summer | B8 | 500 | 1212 | 0 | 28.83 | 29.38 | 2 | 0
2030 | MISO_MO-IL_2_PJM_ROR | MISO_MO-IL | PJM_ROR | Internal | Summer | B9 | 800 | 1212 | 0 | 27.22 | 25.64 | 2 | 0
2030 | MISO_MO-IL_2_PJM_ROR | MISO_MO-IL | PJM_ROR | Internal | Summer | B10 | 1262 | 1212 | 0 | 22.66 | 20.99 | 2 | 0
2030 | MISO_MO-IL_2_PJM_ROR | MISO_MO-IL | PJM_ROR | Internal | Winter | B16 | 25 | 1212 | 89.54 | 46.3 | 48.3 | 2 | 0
2030 | MISO_MO-IL_2_PJM_ROR | MISO_MO-IL | PJM_ROR | Internal | Winter | B17 | 100 | 1212 | 399.82 | 33.85 | 35.85 | 2 | 0
2030 | MISO_MO-IL_2_PJM_ROR | MISO_MO-IL | PJM_ROR | Internal | Winter | B18 | 400 | 1212 | 0 | 31.66 | 33.64 | 2 | 0
2030 | MISO_MO-IL_2_PJM_ROR | MISO_MO-IL | PJM_ROR | Internal | Winter | B19 | 700 | 1212 | 0 | 30.06 | 32.05 | 2 | 0
2030 | MISO_MO-IL_2_PJM_ROR | MISO_MO-IL | PJM_ROR | Internal | Winter | B20 | 935 | 1212 | 0 | 26.49 | 27.9 | 2 | 0
2030 | MISO_MO-IL_2_TVA_Transmission | MISO_MO-IL | TVA_Transmission | Internal | Shoulder | B11 | 25 | 4000 | 0 | 49.38 | 53.38 | 8 | 0
2030 | MISO_MO-IL_2_TVA_Transmission | MISO_MO-IL | TVA_Transmission | Internal | Shoulder | B12 | 200 | 4000 | 0 | 31.51 | 37.15 | 8 | 0
2030 | MISO_MO-IL_2_TVA_Transmission | MISO_MO-IL | TVA_Transmission | Internal | Shoulder | B13 | 600 | 4000 | 0 | 28.52 | 33.05 | 8 | 0
2030 | MISO_MO-IL_2_TVA_Transmission | MISO_MO-IL | TVA_Transmission | Internal | Shoulder | B14 | 900 | 4000 | 0 | 26.51 | 31.61 | 8 | 0
2030 | MISO_MO-IL_2_TVA_Transmission | MISO_MO-IL | TVA_Transmission | Internal | Shoulder | B15 | 1203 | 4000 | 0 | 23.51 | 29.34 | 8 | 0
2030 | MISO_MO-IL_2_TVA_Transmission | MISO_MO-IL | TVA_Transmission | Internal | Summer | B1 | 10 | 4000 | 0 | 69.68 | 72.44 | 8 | 0
2030 | MISO_MO-IL_2_TVA_Transmission | MISO_MO-IL | TVA_Transmission | Internal | Summer | B2 | 25 | 4000 | 0 | 56.43 | 60.85 | 8 | 0
2030 | MISO_MO-IL_2_TVA_Transmission | MISO_MO-IL | TVA_Transmission | Internal | Summer | B3 | 75 | 4000 | 0 | 54.87 | 58.87 | 8 | 0
2030 | MISO_MO-IL_2_TVA_Transmission | MISO_MO-IL | TVA_Transmission | Internal | Summer | B4 | 100 | 4000 | 0 | 50.15 | 54.14 | 8 | 0
2030 | MISO_MO-IL_2_TVA_Transmission | MISO_MO-IL | TVA_Transmission | Internal | Summer | B5 | 200 | 4000 | 0 | 49.33 | 52.97 | 8 | 0
2030 | MISO_MO-IL_2_TVA_Transmission | MISO_MO-IL | TVA_Transmission | Internal | Summer | B6 | 300 | 4000 | 0 | 47.37 | 50.01 | 8 | 0
2030 | MISO_MO-IL_2_TVA_Transmission | MISO_MO-IL | TVA_Transmission | Internal | Summer | B7 | 400 | 4000 | 0 | 36.65 | 42.26 | 8 | 0
2030 | MISO_MO-IL_2_TVA_Transmission | MISO_MO-IL | TVA_Transmission | Internal | Summer | B8 | 500 | 4000 | 0 | 28.83 | 35.38 | 8 | 0
2030 | MISO_MO-IL_2_TVA_Transmission | MISO_MO-IL | TVA_Transmission | Internal | Summer | B9 | 800 | 4000 | 0 | 27.22 | 30.78 | 8 | 0
2030 | MISO_MO-IL_2_TVA_Transmission | MISO_MO-IL | TVA_Transmission | Internal | Summer | B10 | 1262 | 4000 | 0 | 22.66 | 26.99 | 8 | 0
2030 | MISO_MO-IL_2_TVA_Transmission | MISO_MO-IL | TVA_Transmission | Internal | Winter | B16 | 25 | 4000 | 603.44 | 46.3 | 54.3 | 8 | 0
2030 | MISO_MO-IL_2_TVA_Transmission | MISO_MO-IL | TVA_Transmission | Internal | Winter | B17 | 100 | 4000 | 105.72 | 33.85 | 41.85 | 8 | 0
2030 | MISO_MO-IL_2_TVA_Transmission | MISO_MO-IL | TVA_Transmission | Internal | Winter | B18 | 400 | 4000 | 0 | 31.66 | 35.45 | 8 | 0
2030 | MISO_MO-IL_2_TVA_Transmission | MISO_MO-IL | TVA_Transmission | Internal | Winter | B19 | 700 | 4000 | 0 | 30.06 | 34.12 | 8 | 0
2030 | MISO_MO-IL_2_TVA_Transmission | MISO_MO-IL | TVA_Transmission | Internal | Winter | B20 | 935 | 4000 | 0 | 26.49 | 31.26 | 8 | 0
2030 | MISO_W_2_IESO | MISO_W | IESO | Internal | Shoulder | B11 | 25 | 164 | 0 | 49.37 | 18.9 | 8 | 0
2030 | MISO_W_2_IESO | MISO_W | IESO | Internal | Shoulder | B12 | 200 | 164 | 0 | 31.49 | 18.9 | 8 | 0
2030 | MISO_W_2_IESO | MISO_W | IESO | Internal | Shoulder | B13 | 600 | 164 | 0 | 28.5 | 18.9 | 8 | 0
2030 | MISO_W_2_IESO | MISO_W | IESO | Internal | Shoulder | B14 | 900 | 164 | 0 | 26.5 | 18.9 | 8 | 0
2030 | MISO_W_2_IESO | MISO_W | IESO | Internal | Shoulder | B15 | 1203 | 164 | 0 | 23.5 | 18.9 | 8 | 0
2030 | MISO_W_2_IESO | MISO_W | IESO | Internal | Summer | B1 | 10 | 164 | 0 | 69.67 | 46.12 | 8 | 0
2030 | MISO_W_2_IESO | MISO_W | IESO | Internal | Summer | B2 | 25 | 164 | 0 | 56.42 | 46.12 | 8 | 0
2030 | MISO_W_2_IESO | MISO_W | IESO | Internal | Summer | B3 | 75 | 164 | 0 | 54.87 | 46.12 | 8 | 0
2030 | MISO_W_2_IESO | MISO_W | IESO | Internal | Summer | B4 | 100 | 164 | 0 | 50.14 | 34.95 | 8 | 0
2030 | MISO_W_2_IESO | MISO_W | IESO | Internal | Summer | B5 | 200 | 164 | 0 | 49.33 | 34.55 | 8 | 0
2030 | MISO_W_2_IESO | MISO_W | IESO | Internal | Summer | B6 | 300 | 164 | 0 | 47.36 | 23.24 | 8 | 0
2030 | MISO_W_2_IESO | MISO_W | IESO | Internal | Summer | B7 | 400 | 164 | 0 | 36.64 | 17.12 | 8 | 0
2030 | MISO_W_2_IESO | MISO_W | IESO | Internal | Summer | B8 | 500 | 164 | 0 | 28.82 | 15.65 | 8 | 0
2030 | MISO_W_2_IESO | MISO_W | IESO | Internal | Summer | B9 | 800 | 164 | 0 | 27.2 | 15.65 | 8 | 0
2030 | MISO_W_2_IESO | MISO_W | IESO | Internal | Summer | B10 | 1262 | 164 | 0 | 22.65 | 15.65 | 8 | 0
2030 | MISO_W_2_IESO | MISO_W | IESO | Internal | Winter | B16 | 25 | 164 | 0 | 46.29 | 35.53 | 8 | 0
2030 | MISO_W_2_IESO | MISO_W | IESO | Internal | Winter | B17 | 100 | 164 | 0 | 33.84 | 26.83 | 8 | 0
2030 | MISO_W_2_IESO | MISO_W | IESO | Internal | Winter | B18 | 400 | 164 | 0 | 31.64 | 23.05 | 8 | 0
2030 | MISO_W_2_IESO | MISO_W | IESO | Internal | Winter | B19 | 700 | 164 | 0 | 30.05 | 23.05 | 8 | 0
2030 | MISO_W_2_IESO | MISO_W | IESO | Internal | Winter | B20 | 935 | 164 | 0 | 26.47 | 23.05 | 8 | 0
2030 | MISO_W_2_MAPP_CA | MISO_W | MAPP_CA | Internal | Shoulder | B11 | 25 | 788 | 0 | 49.37 | 23.51 | 0.01 | 0
2030 | MISO_W_2_MAPP_CA | MISO_W | MAPP_CA | Internal | Shoulder | B12 | 200 | 788 | 0 | 31.49 | 23.51 | 0.01 | 0
2030 | MISO_W_2_MAPP_CA | MISO_W | MAPP_CA | Internal | Shoulder | B13 | 600 | 788 | 0 | 28.5 | 23.51 | 0.01 | 0
2030 | MISO_W_2_MAPP_CA | MISO_W | MAPP_CA | Internal | Shoulder | B14 | 900 | 788 | 0 | 26.5 | 23.51 | 0.01 | 0
2030 | MISO_W_2_MAPP_CA | MISO_W | MAPP_CA | Internal | Shoulder | B15 | 1203 | 788 | 738.36 | 23.5 | 23.51 | 0.01 | 0
2030 | MISO_W_2_MAPP_CA | MISO_W | MAPP_CA | Internal | Summer | B1 | 10 | 788 | 0 | 69.67 | 22.64 | 0.01 | 0
2030 | MISO_W_2_MAPP_CA | MISO_W | MAPP_CA | Internal | Summer | B2 | 25 | 788 | 0 | 56.42 | 22.64 | 0.01 | 0
2030 | MISO_W_2_MAPP_CA | MISO_W | MAPP_CA | Internal | Summer | B3 | 75 | 788 | 0 | 54.87 | 22.64 | 0.01 | 0
2030 | MISO_W_2_MAPP_CA | MISO_W | MAPP_CA | Internal | Summer | B4 | 100 | 788 | 0 | 50.14 | 22.64 | 0.01 | 0
2030 | MISO_W_2_MAPP_CA | MISO_W | MAPP_CA | Internal | Summer | B5 | 200 | 788 | 0 | 49.33 | 22.64 | 0.01 | 0
2030 | MISO_W_2_MAPP_CA | MISO_W | MAPP_CA | Internal | Summer | B6 | 300 | 788 | 0 | 47.36 | 22.64 | 0.01 | 0
2030 | MISO_W_2_MAPP_CA | MISO_W | MAPP_CA | Internal | Summer | B7 | 400 | 788 | 0 | 36.64 | 22.64 | 0.01 | 0
2030 | MISO_W_2_MAPP_CA | MISO_W | MAPP_CA | Internal | Summer | B8 | 500 | 788 | 0 | 28.82 | 22.64 | 0.01 | 0
2030 | MISO_W_2_MAPP_CA | MISO_W | MAPP_CA | Internal | Summer | B9 | 800 | 788 | 0 | 27.2 | 22.64 | 0.01 | 0
2030 | MISO_W_2_MAPP_CA | MISO_W | MAPP_CA | Internal | Summer | B10 | 1262 | 788 | 0 | 22.65 | 22.64 | 0.01 | 0
2030 | MISO_W_2_MAPP_CA | MISO_W | MAPP_CA | Internal | Winter | B16 | 25 | 788 | 0 | 46.29 | 32.38 | 0.01 | 0
2030 | MISO_W_2_MAPP_CA | MISO_W | MAPP_CA | Internal | Winter | B17 | 100 | 788 | 0 | 33.84 | 33.83 | 0.01 | 0
2030 | MISO_W_2_MAPP_CA | MISO_W | MAPP_CA | Internal | Winter | B18 | 400 | 788 | 0 | 31.64 | 31.63 | 0.01 | 0
2030 | MISO_W_2_MAPP_CA | MISO_W | MAPP_CA | Internal | Winter | B19 | 700 | 788 | 0 | 30.05 | 30.04 | 0.01 | 0
2030 | MISO_W_2_MAPP_CA | MISO_W | MAPP_CA | Internal | Winter | B20 | 935 | 788 | 788 | 26.47 | 30.04 | 0.01 | 3.55
2030 | MISO_W_2_MISO_MO-IL | MISO_W | MISO_MO-IL | Internal | Shoulder | B11 | 25 | 7873 | 2626.22 | 49.37 | 49.38 | 0.01 | 0
2030 | MISO_W_2_MISO_MO-IL | MISO_W | MISO_MO-IL | Internal | Shoulder | B12 | 200 | 7873 | 5179.54 | 31.49 | 31.51 | 0.01 | 0
2030 | MISO_W_2_MISO_MO-IL | MISO_W | MISO_MO-IL | Internal | Shoulder | B13 | 600 | 7873 | 6653.43 | 28.5 | 28.52 | 0.01 | 0
2030 | MISO_W_2_MISO_MO-IL | MISO_W | MISO_MO-IL | Internal | Shoulder | B14 | 900 | 7873 | 6409.99 | 26.5 | 26.51 | 0.01 | 0
2030 | MISO_W_2_MISO_MO-IL | MISO_W | MISO_MO-IL | Internal | Shoulder | B15 | 1203 | 7873 | 5259.47 | 23.5 | 23.51 | 0.01 | 0
2030 | MISO_W_2_MISO_MO-IL | MISO_W | MISO_MO-IL | Internal | Summer | B1 | 10 | 7873 | 3039.51 | 69.67 | 69.68 | 0.01 | 0
2030 | MISO_W_2_MISO_MO-IL | MISO_W | MISO_MO-IL | Internal | Summer | B2 | 25 | 7873 | 4423.8 | 56.42 | 56.43 | 0.01 | 0
2030 | MISO_W_2_MISO_MO-IL | MISO_W | MISO_MO-IL | Internal | Summer | B3 | 75 | 7873 | 0 | 54.87 | 54.87 | 0.01 | 0
2030 | MISO_W_2_MISO_MO-IL | MISO_W | MISO_MO-IL | Internal | Summer | B4 | 100 | 7873 | 91.46 | 50.14 | 50.15 | 0.01 | 0
2030 | MISO_W_2_MISO_MO-IL | MISO_W | MISO_MO-IL | Internal | Summer | B5 | 200 | 7873 | 0 | 49.33 | 49.33 | 0.01 | 0
2030 | MISO_W_2_MISO_MO-IL | MISO_W | MISO_MO-IL | Internal | Summer | B6 | 300 | 7873 | 172.85 | 47.36 | 47.37 | 0.01 | 0
2030 | MISO_W_2_MISO_MO-IL | MISO_W | MISO_MO-IL | Internal | Summer | B7 | 400 | 7873 | 1751.52 | 36.64 | 36.65 | 0.01 | 0
2030 | MISO_W_2_MISO_MO-IL | MISO_W | MISO_MO-IL | Internal | Summer | B8 | 500 | 7873 | 4230.2 | 28.82 | 28.83 | 0.01 | 0
2030 | MISO_W_2_MISO_MO-IL | MISO_W | MISO_MO-IL | Internal | Summer | B9 | 800 | 7873 | 4467.65 | 27.2 | 27.22 | 0.01 | 0
2030 | MISO_W_2_MISO_MO-IL | MISO_W | MISO_MO-IL | Internal | Summer | B10 | 1262 | 7873 | 3903.98 | 22.65 | 22.66 | 0.01 | 0
2030 | MISO_W_2_MISO_MO-IL | MISO_W | MISO_MO-IL | Internal | Winter | B16 | 25 | 7873 | 7772.93 | 46.29 | 46.3 | 0.01 | 0
2030 | MISO_W_2_MISO_MO-IL | MISO_W | MISO_MO-IL | Internal | Winter | B17 | 100 | 7873 | 6668.93 | 33.84 | 33.85 | 0.01 | 0
2030 | MISO_W_2_MISO_MO-IL | MISO_W | MISO_MO-IL | Internal | Winter | B18 | 400 | 7873 | 5448.72 | 31.64 | 31.66 | 0.01 | 0
2030 | MISO_W_2_MISO_MO-IL | MISO_W | MISO_MO-IL | Internal | Winter | B19 | 700 | 7873 | 5209.48 | 30.05 | 30.06 | 0.01 | 0
2030 | MISO_W_2_MISO_MO-IL | MISO_W | MISO_MO-IL | Internal | Winter | B20 | 935 | 7873 | 7095.77 | 26.47 | 26.49 | 0.01 | 0
2030 | MISO_W_2_MISO_WUMS | MISO_W | MISO_WUMS | Internal | Shoulder | B11 | 25 | 3756 | 0 | 49.37 | 48.12 | 0.01 | 0
2030 | MISO_W_2_MISO_WUMS | MISO_W | MISO_WUMS | Internal | Shoulder | B12 | 200 | 3756 | 0 | 31.49 | 31.49 | 0.01 | 0
2030 | MISO_W_2_MISO_WUMS | MISO_W | MISO_WUMS | Internal | Shoulder | B13 | 600 | 3756 | 105.54 | 28.5 | 28.52 | 0.01 | 0
2030 | MISO_W_2_MISO_WUMS | MISO_W | MISO_WUMS | Internal | Shoulder | B14 | 900 | 3756 | 0 | 26.5 | 26.5 | 0.01 | 0
2030 | MISO_W_2_MISO_WUMS | MISO_W | MISO_WUMS | Internal | Shoulder | B15 | 1203 | 3756 | 0 | 23.5 | 23.49 | 0.01 | 0
2030 | MISO_W_2_MISO_WUMS | MISO_W | MISO_WUMS | Internal | Summer | B1 | 10 | 3756 | 0 | 69.67 | 45.72 | 0.01 | 0
2030 | MISO_W_2_MISO_WUMS | MISO_W | MISO_WUMS | Internal | Summer | B2 | 25 | 3756 | 0 | 56.42 | 45.72 | 0.01 | 0
2030 | MISO_W_2_MISO_WUMS | MISO_W | MISO_WUMS | Internal | Summer | B3 | 75 | 3756 | 0 | 54.87 | 45.72 | 0.01 | 0
2030 | MISO_W_2_MISO_WUMS | MISO_W | MISO_WUMS | Internal | Summer | B4 | 100 | 3756 | 0 | 50.14 | 45.72 | 0.01 | 0
2030 | MISO_W_2_MISO_WUMS | MISO_W | MISO_WUMS | Internal | Summer | B5 | 200 | 3756 | 0 | 49.33 | 45.72 | 0.01 | 0
2030 | MISO_W_2_MISO_WUMS | MISO_W | MISO_WUMS | Internal | Summer | B6 | 300 | 3756 | 0 | 47.36 | 45.72 | 0.01 | 0
2030 | MISO_W_2_MISO_WUMS | MISO_W | MISO_WUMS | Internal | Summer | B7 | 400 | 3756 | 0 | 36.64 | 36.62 | 0.01 | 0
2030 | MISO_W_2_MISO_WUMS | MISO_W | MISO_WUMS | Internal | Summer | B8 | 500 | 3756 | 0 | 28.82 | 28.81 | 0.01 | 0
2030 | MISO_W_2_MISO_WUMS | MISO_W | MISO_WUMS | Internal | Summer | B9 | 800 | 3756 | 0 | 27.2 | 27.19 | 0.01 | 0
2030 | MISO_W_2_MISO_WUMS | MISO_W | MISO_WUMS | Internal | Summer | B10 | 1262 | 3756 | 0 | 22.65 | 22.64 | 0.01 | 0
2030 | MISO_W_2_MISO_WUMS | MISO_W | MISO_WUMS | Internal | Winter | B16 | 25 | 3756 | 894.57 | 46.29 | 46.3 | 0.01 | 0
2030 | MISO_W_2_MISO_WUMS | MISO_W | MISO_WUMS | Internal | Winter | B17 | 100 | 3756 | 1319.99 | 33.84 | 33.85 | 0.01 | 0
2030 | MISO_W_2_MISO_WUMS | MISO_W | MISO_WUMS | Internal | Winter | B18 | 400 | 3756 | 595.18 | 31.64 | 31.66 | 0.01 | 0
2030 | MISO_W_2_MISO_WUMS | MISO_W | MISO_WUMS | Internal | Winter | B19 | 700 | 3756 | 1398.62 | 30.05 | 30.06 | 0.01 | 0
2030 | MISO_W_2_MISO_WUMS | MISO_W | MISO_WUMS | Internal | Winter | B20 | 935 | 3756 | 0 | 26.47 | 26.46 | 0.01 | 0
2030 | MISO_W_2_NE | MISO_W | NE | Internal | Shoulder | B11 | 25 | 20297 | 0 | 49.37 | 44.37 | 7 | 0
2030 | MISO_W_2_NE | MISO_W | NE | Internal | Shoulder | B12 | 200 | 20297 | 0 | 31.49 | 26.49 | 7 | 0
2030 | MISO_W_2_NE | MISO_W | NE | Internal | Shoulder | B13 | 600 | 20297 | 0 | 28.5 | 23.5 | 7 | 0
2030 | MISO_W_2_NE | MISO_W | NE | Internal | Shoulder | B14 | 900 | 20297 | 0 | 26.5 | 21.5 | 7 | 0
2030 | MISO_W_2_NE | MISO_W | NE | Internal | Shoulder | B15 | 1203 | 20297 | 0 | 23.5 | 18.5 | 7 | 0
2030 | MISO_W_2_NE | MISO_W | NE | Internal | Summer | B1 | 10 | 20297 | 0 | 69.67 | 64.67 | 7 | 0
2030 | MISO_W_2_NE | MISO_W | NE | Internal | Summer | B2 | 25 | 20297 | 0 | 56.42 | 51.42 | 7 | 0
2030 | MISO_W_2_NE | MISO_W | NE | Internal | Summer | B3 | 75 | 20297 | 0 | 54.87 | 49.87 | 7 | 0
2030 | MISO_W_2_NE | MISO_W | NE | Internal | Summer | B4 | 100 | 20297 | 0 | 50.14 | 50.76 | 7 | 0
2030 | MISO_W_2_NE | MISO_W | NE | Internal | Summer | B5 | 200 | 20297 | 0 | 49.33 | 49.33 | 7 | 0
2030 | MISO_W_2_NE | MISO_W | NE | Internal | Summer | B6 | 300 | 20297 | 0 | 47.36 | 42.36 | 7 | 0
2030 | MISO_W_2_NE | MISO_W | NE | Internal | Summer | B7 | 400 | 20297 | 0 | 36.64 | 31.64 | 7 | 0
2030 | MISO_W_2_NE | MISO_W | NE | Internal | Summer | B8 | 500 | 20297 | 0 | 28.82 | 23.82 | 7 | 0
2030 | MISO_W_2_NE | MISO_W | NE | Internal | Summer | B9 | 800 | 20297 | 0 | 27.2 | 22.2 | 7 | 0
2030 | MISO_W_2_NE | MISO_W | NE | Internal | Summer | B10 | 1262 | 20297 | 0 | 22.65 | 17.65 | 7 | 0
2030 | MISO_W_2_NE | MISO_W | NE | Internal | Winter | B16 | 25 | 20297 | 0 | 46.29 | 25.05 | 7 | 0
2030 | MISO_W_2_NE | MISO_W | NE | Internal | Winter | B17 | 100 | 20297 | 0 | 33.84 | 28.84 | 7 | 0
2030 | MISO_W_2_NE | MISO_W | NE | Internal | Winter | B18 | 400 | 20297 | 0 | 31.64 | 26.64 | 7 | 0
2030 | MISO_W_2_NE | MISO_W | NE | Internal | Winter | B19 | 700 | 20297 | 0 | 30.05 | 25.05 | 7 | 0
2030 | MISO_W_2_NE | MISO_W | NE | Internal | Winter | B20 | 935 | 20297 | 0 | 26.47 | 21.47 | 7 | 0
2030 | MISO_W_2_PJM_ROR | MISO_W | PJM_ROR | Internal | Shoulder | B11 | 25 | 10135 | 0 | 49.37 | 47.38 | 2 | 0
2030 | MISO_W_2_PJM_ROR | MISO_W | PJM_ROR | Internal | Shoulder | B12 | 200 | 10135 | 3446.67 | 31.49 | 33.49 | 2 | 0
2030 | MISO_W_2_PJM_ROR | MISO_W | PJM_ROR | Internal | Shoulder | B13 | 600 | 10135 | 1542.68 | 28.5 | 30.5 | 2 | 0
2030 | MISO_W_2_PJM_ROR | MISO_W | PJM_ROR | Internal | Shoulder | B14 | 900 | 10135 | 1230.24 | 26.5 | 28.5 | 2 | 0
2030 | MISO_W_2_PJM_ROR | MISO_W | PJM_ROR | Internal | Shoulder | B15 | 1203 | 10135 | 0 | 23.5 | 23.34 | 2 | 0
2030 | MISO_W_2_PJM_ROR | MISO_W | PJM_ROR | Internal | Summer | B1 | 10 | 10135 | 2047.35 | 69.67 | 71.67 | 2 | 0
2030 | MISO_W_2_PJM_ROR | MISO_W | PJM_ROR | Internal | Summer | B2 | 25 | 10135 | 129.77 | 56.42 | 58.42 | 2 | 0
2030 | MISO_W_2_PJM_ROR | MISO_W | PJM_ROR | Internal | Summer | B3 | 75 | 10135 | 0 | 54.87 | 52.87 | 2 | 0
2030 | MISO_W_2_PJM_ROR | MISO_W | PJM_ROR | Internal | Summer | B4 | 100 | 10135 | 0 | 50.14 | 48.14 | 2 | 0
2030 | MISO_W_2_PJM_ROR | MISO_W | PJM_ROR | Internal | Summer | B5 | 200 | 10135 | 0 | 49.33 | 47.33 | 2 | 0
2030 | MISO_W_2_PJM_ROR | MISO_W | PJM_ROR | Internal | Summer | B6 | 300 | 10135 | 0 | 47.36 | 45.36 | 2 | 0
2030 | MISO_W_2_PJM_ROR | MISO_W | PJM_ROR | Internal | Summer | B7 | 400 | 10135 | 0 | 36.64 | 36.26 | 2 | 0
2030 | MISO_W_2_PJM_ROR | MISO_W | PJM_ROR | Internal | Summer | B8 | 500 | 10135 | 0 | 28.82 | 29.38 | 2 | 0
2030 | MISO_W_2_PJM_ROR | MISO_W | PJM_ROR | Internal | Summer | B9 | 800 | 10135 | 0 | 27.2 | 25.64 | 2 | 0
2030 | MISO_W_2_PJM_ROR | MISO_W | PJM_ROR | Internal | Summer | B10 | 1262 | 10135 | 0 | 22.65 | 20.99 | 2 | 0
2030 | MISO_W_2_PJM_ROR | MISO_W | PJM_ROR | Internal | Winter | B16 | 25 | 10135 | 10135 | 46.29 | 48.3 | 2 | 0.01
2030 | MISO_W_2_PJM_ROR | MISO_W | PJM_ROR | Internal | Winter | B17 | 100 | 10135 | 10135 | 33.84 | 35.85 | 2 | 0.01
2030 | MISO_W_2_PJM_ROR | MISO_W | PJM_ROR | Internal | Winter | B18 | 400 | 10135 | 5785.32 | 31.64 | 33.64 | 2 | 0
2030 | MISO_W_2_PJM_ROR | MISO_W | PJM_ROR | Internal | Winter | B19 | 700 | 10135 | 1124.33 | 30.05 | 32.05 | 2 | 0
2030 | MISO_W_2_PJM_ROR | MISO_W | PJM_ROR | Internal | Winter | B20 | 935 | 10135 | 0 | 26.47 | 27.9 | 2 | 0
2030 | MISO_W_2_SPP_N | MISO_W | SPP_N | Internal | Shoulder | B11 | 25 | 3200 | 0 | 49.37 | 44.38 | 7 | 0
2030 | MISO_W_2_SPP_N | MISO_W | SPP_N | Internal | Shoulder | B12 | 200 | 3200 | 0 | 31.49 | 26.51 | 7 | 0
2030 | MISO_W_2_SPP_N | MISO_W | SPP_N | Internal | Shoulder | B13 | 600 | 3200 | 0 | 28.5 | 23.52 | 7 | 0
2030 | MISO_W_2_SPP_N | MISO_W | SPP_N | Internal | Shoulder | B14 | 900 | 3200 | 0 | 26.5 | 21.51 | 7 | 0
2030 | MISO_W_2_SPP_N | MISO_W | SPP_N | Internal | Shoulder | B15 | 1203 | 3200 | 0 | 23.5 | 18.51 | 7 | 0
2030 | MISO_W_2_SPP_N | MISO_W | SPP_N | Internal | Summer | B1 | 10 | 3200 | 0 | 69.67 | 64.68 | 7 | 0
2030 | MISO_W_2_SPP_N | MISO_W | SPP_N | Internal | Summer | B2 | 25 | 3200 | 0 | 56.42 | 51.46 | 7 | 0
2030 | MISO_W_2_SPP_N | MISO_W | SPP_N | Internal | Summer | B3 | 75 | 3200 | 0 | 54.87 | 53.25 | 7 | 0
2030 | MISO_W_2_SPP_N | MISO_W | SPP_N | Internal | Summer | B4 | 100 | 3200 | 0 | 50.14 | 50.78 | 7 | 0
2030 | MISO_W_2_SPP_N | MISO_W | SPP_N | Internal | Summer | B5 | 200 | 3200 | 0 | 49.33 | 49.81 | 7 | 0
2030 | MISO_W_2_SPP_N | MISO_W | SPP_N | Internal | Summer | B6 | 300 | 3200 | 0 | 47.36 | 45.25 | 7 | 0
2030 | MISO_W_2_SPP_N | MISO_W | SPP_N | Internal | Summer | B7 | 400 | 3200 | 0 | 36.64 | 35.77 | 7 | 0
2030 | MISO_W_2_SPP_N | MISO_W | SPP_N | Internal | Summer | B8 | 500 | 3200 | 0 | 28.82 | 25.36 | 7 | 0
2030 | MISO_W_2_SPP_N | MISO_W | SPP_N | Internal | Summer | B9 | 800 | 3200 | 0 | 27.2 | 23.66 | 7 | 0
2030 | MISO_W_2_SPP_N | MISO_W | SPP_N | Internal | Summer | B10 | 1262 | 3200 | 0 | 22.65 | 20.02 | 7 | 0
2030 | MISO_W_2_SPP_N | MISO_W | SPP_N | Internal | Winter | B16 | 25 | 3200 | 0 | 46.29 | 33.3 | 7 | 0
2030 | MISO_W_2_SPP_N | MISO_W | SPP_N | Internal | Winter | B17 | 100 | 3200 | 0 | 33.84 | 28.85 | 7 | 0
2030 | MISO_W_2_SPP_N | MISO_W | SPP_N | Internal | Winter | B18 | 400 | 3200 | 0 | 31.64 | 26.66 | 7 | 0
2030 | MISO_W_2_SPP_N | MISO_W | SPP_N | Internal | Winter | B19 | 700 | 3200 | 0 | 30.05 | 25.06 | 7 | 0
2030 | MISO_W_2_SPP_N | MISO_W | SPP_N | Internal | Winter | B20 | 935 | 3200 | 0 | 26.47 | 21.67 | 7 | 0
2030 | MISO_WUMS_2_MISO_MI | MISO_WUMS | MISO_MI | Internal | Shoulder | B11 | 25 | 148 | 148 | 48.12 | 49.35 | 0.01 | 1.22
2030 | MISO_WUMS_2_MISO_MI | MISO_WUMS | MISO_MI | Internal | Shoulder | B12 | 200 | 148 | 148 | 31.49 | 31.53 | 0.01 | 0.02
2030 | MISO_WUMS_2_MISO_MI | MISO_WUMS | MISO_MI | Internal | Shoulder | B13 | 600 | 148 | 148 | 28.52 | 28.54 | 0.01 | 0.01
2030 | MISO_WUMS_2_MISO_MI | MISO_WUMS | MISO_MI | Internal | Shoulder | B14 | 900 | 148 | 148 | 26.5 | 26.53 | 0.01 | 0.02
2030 | MISO_WUMS_2_MISO_MI | MISO_WUMS | MISO_MI | Internal | Shoulder | B15 | 1203 | 148 | 148 | 23.49 | 23.51 | 0.01 | 0.01
2030 | MISO_WUMS_2_MISO_MI | MISO_WUMS | MISO_MI | Internal | Summer | B1 | 10 | 148 | 148 | 45.72 | 69.67 | 0.01 | 23.93
2030 | MISO_WUMS_2_MISO_MI | MISO_WUMS | MISO_MI | Internal | Summer | B2 | 25 | 148 | 148 | 45.72 | 56.43 | 0.01 | 10.7
2030 | MISO_WUMS_2_MISO_MI | MISO_WUMS | MISO_MI | Internal | Summer | B3 | 75 | 148 | 148 | 45.72 | 54.84 | 0.01 | 9.11
2030 | MISO_WUMS_2_MISO_MI | MISO_WUMS | MISO_MI | Internal | Summer | B4 | 100 | 148 | 148 | 45.72 | 50.15 | 0.01 | 4.42
2030 | MISO_WUMS_2_MISO_MI | MISO_WUMS | MISO_MI | Internal | Summer | B5 | 200 | 148 | 148 | 45.72 | 49.33 | 0.01 | 3.6
2030 | MISO_WUMS_2_MISO_MI | MISO_WUMS | MISO_MI | Internal | Summer | B6 | 300 | 148 | 148 | 45.72 | 47.35 | 0.01 | 1.62
2030 | MISO_WUMS_2_MISO_MI | MISO_WUMS | MISO_MI | Internal | Summer | B7 | 400 | 148 | 148 | 36.62 | 36.65 | 0.01 | 0.01
2030 | MISO_WUMS_2_MISO_MI | MISO_WUMS | MISO_MI | Internal | Summer | B8 | 500 | 148 | 148 | 28.81 | 28.83 | 0.01 | 0.01
2030 | MISO_WUMS_2_MISO_MI | MISO_WUMS | MISO_MI | Internal | Summer | B9 | 800 | 148 | 148 | 27.19 | 27.22 | 0.01 | 0.01
2030 | MISO_WUMS_2_MISO_MI | MISO_WUMS | MISO_MI | Internal | Summer | B10 | 1262 | 148 | 148 | 22.64 | 22.66 | 0.01 | 0.01
2030 | MISO_WUMS_2_MISO_MI | MISO_WUMS | MISO_MI | Internal | Winter | B16 | 25 | 148 | 148 | 46.3 | 46.32 | 0.01 | 0.01
2030 | MISO_WUMS_2_MISO_MI | MISO_WUMS | MISO_MI | Internal | Winter | B17 | 100 | 148 | 148 | 33.85 | 33.88 | 0.01 | 0.01
2030 | MISO_WUMS_2_MISO_MI | MISO_WUMS | MISO_MI | Internal | Winter | B18 | 400 | 148 | 148 | 31.66 | 31.68 | 0.01 | 0.01
2030 | MISO_WUMS_2_MISO_MI | MISO_WUMS | MISO_MI | Internal | Winter | B19 | 700 | 148 | 148 | 30.06 | 30.08 | 0.01 | 0.01
2030 | MISO_WUMS_2_MISO_MI | MISO_WUMS | MISO_MI | Internal | Winter | B20 | 935 | 148 | 148 | 26.46 | 26.51 | 0.01 | 0.04
2030 | MISO_WUMS_2_MISO_W | MISO_WUMS | MISO_W | Internal | Shoulder | B11 | 25 | 3264 | 3264 | 48.12 | 49.37 | 0.01 | 1.23
2030 | MISO_WUMS_2_MISO_W | MISO_WUMS | MISO_W | Internal | Shoulder | B12 | 200 | 3264 | 0 | 31.49 | 31.49 | 0.01 | 0
2030 | MISO_WUMS_2_MISO_W | MISO_WUMS | MISO_W | Internal | Shoulder | B13 | 600 | 3264 | 0 | 28.52 | 28.5 | 0.01 | 0
2030 | MISO_WUMS_2_MISO_W | MISO_WUMS | MISO_W | Internal | Shoulder | B14 | 900 | 3264 | 0 | 26.5 | 26.5 | 0.01 | 0
2030 | MISO_WUMS_2_MISO_W | MISO_WUMS | MISO_W | Internal | Shoulder | B15 | 1203 | 3264 | 1713.05 | 23.49 | 23.5 | 0.01 | 0
2030 | MISO_WUMS_2_MISO_W | MISO_WUMS | MISO_W | Internal | Summer | B1 | 10 | 3264 | 3264 | 45.72 | 69.67 | 0.01 | 23.93
2030 | MISO_WUMS_2_MISO_W | MISO_WUMS | MISO_W | Internal | Summer | B2 | 25 | 3264 | 3264 | 45.72 | 56.42 | 0.01 | 10.69
2030 | MISO_WUMS_2_MISO_W | MISO_WUMS | MISO_W | Internal | Summer | B3 | 75 | 3264 | 3264 | 45.72 | 54.87 | 0.01 | 9.13
2030 | MISO_WUMS_2_MISO_W | MISO_WUMS | MISO_W | Internal | Summer | B4 | 100 | 3264 | 3264 | 45.72 | 50.14 | 0.01 | 4.4
2030 | MISO_WUMS_2_MISO_W | MISO_WUMS | MISO_W | Internal | Summer | B5 | 200 | 3264 | 3264 | 45.72 | 49.33 | 0.01 | 3.6
2030 | MISO_WUMS_2_MISO_W | MISO_WUMS | MISO_W | Internal | Summer | B6 | 300 | 3264 | 3264 | 45.72 | 47.36 | 0.01 | 1.63
2030 | MISO_WUMS_2_MISO_W | MISO_WUMS | MISO_W | Internal | Summer | B7 | 400 | 3264 | 1514.39 | 36.62 | 36.64 | 0.01 | 0
2030 | MISO_WUMS_2_MISO_W | MISO_WUMS | MISO_W | Internal | Summer | B8 | 500 | 3264 | 77.18 | 28.81 | 28.82 | 0.01 | 0
2030 | MISO_WUMS_2_MISO_W | MISO_WUMS | MISO_W | Internal | Summer | B9 | 800 | 3264 | 547.14 | 27.19 | 27.2 | 0.01 | 0
2030 | MISO_WUMS_2_MISO_W | MISO_WUMS | MISO_W | Internal | Summer | B10 | 1262 | 3264 | 2000.6 | 22.64 | 22.65 | 0.01 | 0
2030 | MISO_WUMS_2_MISO_W | MISO_WUMS | MISO_W | Internal | Winter | B16 | 25 | 3264 | 0 | 46.3 | 46.29 | 0.01 | 0
2030 | MISO_WUMS_2_MISO_W | MISO_WUMS | MISO_W | Internal | Winter | B17 | 100 | 3264 | 0 | 33.85 | 33.84 | 0.01 | 0
2030 | MISO_WUMS_2_MISO_W | MISO_WUMS | MISO_W | Internal | Winter | B18 | 400 | 3264 | 0 | 31.66 | 31.64 | 0.01 | 0
2030 | MISO_WUMS_2_MISO_W | MISO_WUMS | MISO_W | Internal | Winter | B19 | 700 | 3264 | 0 | 30.06 | 30.05 | 0.01 | 0
2030 | MISO_WUMS_2_MISO_W | MISO_WUMS | MISO_W | Internal | Winter | B20 | 935 | 3264 | 37.27 | 26.46 | 26.47 | 0.01 | 0
2030 | MISO_WUMS_2_PJM_ROR | MISO_WUMS | PJM_ROR | Internal | Shoulder | B11 | 25 | 1600 | 0 | 48.12 | 47.38 | 2 | 0
2030 | MISO_WUMS_2_PJM_ROR | MISO_WUMS | PJM_ROR | Internal | Shoulder | B12 | 200 | 1600 | 458.48 | 31.49 | 33.49 | 2 | 0
2030 | MISO_WUMS_2_PJM_ROR | MISO_WUMS | PJM_ROR | Internal | Shoulder | B13 | 600 | 1600 | 0 | 28.52 | 30.5 | 2 | 0
2030 | MISO_WUMS_2_PJM_ROR | MISO_WUMS | PJM_ROR | Internal | Shoulder | B14 | 900 | 1600 | 421.58 | 26.5 | 28.5 | 2 | 0
2030 | MISO_WUMS_2_PJM_ROR | MISO_WUMS | PJM_ROR | Internal | Shoulder | B15 | 1203 | 1600 | 0 | 23.49 | 23.34 | 2 | 0
2030 | MISO_WUMS_2_PJM_ROR | MISO_WUMS | PJM_ROR | Internal | Summer | B1 | 10 | 1600 | 1600 | 45.72 | 71.67 | 2 | 23.94
2030 | MISO_WUMS_2_PJM_ROR | MISO_WUMS | PJM_ROR | Internal | Summer | B2 | 25 | 1600 | 1600 | 45.72 | 58.42 | 2 | 10.7
2030 | MISO_WUMS_2_PJM_ROR | MISO_WUMS | PJM_ROR | Internal | Summer | B3 | 75 | 1600 | 1600 | 45.72 | 52.87 | 2 | 5.14
2030 | MISO_WUMS_2_PJM_ROR | MISO_WUMS | PJM_ROR | Internal | Summer | B4 | 100 | 1600 | 1600 | 45.72 | 48.14 | 2 | 0.42
2030 | MISO_WUMS_2_PJM_ROR | MISO_WUMS | PJM_ROR | Internal | Summer | B5 | 200 | 1600 | 0 | 45.72 | 47.33 | 2 | 0
2030 | MISO_WUMS_2_PJM_ROR | MISO_WUMS | PJM_ROR | Internal | Summer | B6 | 300 | 1600 | 0 | 45.72 | 45.36 | 2 | 0
2030 | MISO_WUMS_2_PJM_ROR | MISO_WUMS | PJM_ROR | Internal | Summer | B7 | 400 | 1600 | 0 | 36.62 | 36.26 | 2 | 0
2030 | MISO_WUMS_2_PJM_ROR | MISO_WUMS | PJM_ROR | Internal | Summer | B8 | 500 | 1600 | 0 | 28.81 | 29.38 | 2 | 0
2030 | MISO_WUMS_2_PJM_ROR | MISO_WUMS | PJM_ROR | Internal | Summer | B9 | 800 | 1600 | 0 | 27.19 | 25.64 | 2 | 0
2030 | MISO_WUMS_2_PJM_ROR | MISO_WUMS | PJM_ROR | Internal | Summer | B10 | 1262 | 1600 | 0 | 22.64 | 20.99 | 2 | 0
2030 | MISO_WUMS_2_PJM_ROR | MISO_WUMS | PJM_ROR | Internal | Winter | B16 | 25 | 1600 | 1005.98 | 46.3 | 48.3 | 2 | 0
2030 | MISO_WUMS_2_PJM_ROR | MISO_WUMS | PJM_ROR | Internal | Winter | B17 | 100 | 1600 | 762.33 | 33.85 | 35.85 | 2 | 0
2030 | MISO_WUMS_2_PJM_ROR | MISO_WUMS | PJM_ROR | Internal | Winter | B18 | 400 | 1600 | 0 | 31.66 | 33.64 | 2 | 0
2030 | MISO_WUMS_2_PJM_ROR | MISO_WUMS | PJM_ROR | Internal | Winter | B19 | 700 | 1600 | 0 | 30.06 | 32.05 | 2 | 0
2030 | MISO_WUMS_2_PJM_ROR | MISO_WUMS | PJM_ROR | Internal | Winter | B20 | 935 | 1600 | 0 | 26.46 | 27.9 | 2 | 0
2030 | NE_2_MAPP_US | NE | MAPP_US | Internal | Shoulder | B11 | 25 | 1600 | 0 | 44.37 | 42.37 | 5 | 0
2030 | NE_2_MAPP_US | NE | MAPP_US | Internal | Shoulder | B12 | 200 | 1600 | 0 | 26.49 | 24.49 | 5 | 0
2030 | NE_2_MAPP_US | NE | MAPP_US | Internal | Shoulder | B13 | 600 | 1600 | 0 | 23.5 | 21.5 | 5 | 0
2030 | NE_2_MAPP_US | NE | MAPP_US | Internal | Shoulder | B14 | 900 | 1600 | 0 | 21.5 | 19.5 | 5 | 0
2030 | NE_2_MAPP_US | NE | MAPP_US | Internal | Shoulder | B15 | 1203 | 1600 | 0 | 18.5 | 17.05 | 5 | 0
2030 | NE_2_MAPP_US | NE | MAPP_US | Internal | Summer | B1 | 10 | 1600 | 0 | 64.67 | 62.67 | 5 | 0
2030 | NE_2_MAPP_US | NE | MAPP_US | Internal | Summer | B2 | 25 | 1600 | 0 | 51.42 | 49.42 | 5 | 0
2030 | NE_2_MAPP_US | NE | MAPP_US | Internal | Summer | B3 | 75 | 1600 | 0 | 49.87 | 47.87 | 5 | 0
2030 | NE_2_MAPP_US | NE | MAPP_US | Internal | Summer | B4 | 100 | 1600 | 0 | 50.76 | 43.76 | 5 | 0
2030 | NE_2_MAPP_US | NE | MAPP_US | Internal | Summer | B5 | 200 | 1600 | 0 | 49.33 | 42.33 | 5 | 0
2030 | NE_2_MAPP_US | NE | MAPP_US | Internal | Summer | B6 | 300 | 1600 | 0 | 42.36 | 40.36 | 5 | 0
2030 | NE_2_MAPP_US | NE | MAPP_US | Internal | Summer | B7 | 400 | 1600 | 0 | 31.64 | 29.64 | 5 | 0
2030 | NE_2_MAPP_US | NE | MAPP_US | Internal | Summer | B8 | 500 | 1600 | 0 | 23.82 | 21.82 | 5 | 0
2030 | NE_2_MAPP_US | NE | MAPP_US | Internal | Summer | B9 | 800 | 1600 | 0 | 22.2 | 20.2 | 5 | 0
2030 | NE_2_MAPP_US | NE | MAPP_US | Internal | Summer | B10 | 1262 | 1600 | 0 | 17.65 | 15.65 | 5 | 0
2030 | NE_2_MAPP_US | NE | MAPP_US | Internal | Winter | B16 | 25 | 1600 | 0 | 25.05 | 25.38 | 5 | 0
2030 | NE_2_MAPP_US | NE | MAPP_US | Internal | Winter | B17 | 100 | 1600 | 0 | 28.84 | 26.84 | 5 | 0
2030 | NE_2_MAPP_US | NE | MAPP_US | Internal | Winter | B18 | 400 | 1600 | 0 | 26.64 | 24.64 | 5 | 0
2030 | NE_2_MAPP_US | NE | MAPP_US | Internal | Winter | B19 | 700 | 1600 | 0 | 25.05 | 24.64 | 5 | 0
2030 | NE_2_MAPP_US | NE | MAPP_US | Internal | Winter | B20 | 935 | 1600 | 0 | 21.47 | 19.47 | 5 | 0
2030 | NE_2_MISO_W | NE | MISO_W | Internal | Shoulder | B11 | 25 | 19097 | 2793.25 | 44.37 | 49.37 | 5 | 0
2030 | NE_2_MISO_W | NE | MISO_W | Internal | Shoulder | B12 | 200 | 19097 | 12422.54 | 26.49 | 31.49 | 5 | 0
2030 | NE_2_MISO_W | NE | MISO_W | Internal | Shoulder | B13 | 600 | 19097 | 12323.18 | 23.5 | 28.5 | 5 | 0
2030 | NE_2_MISO_W | NE | MISO_W | Internal | Shoulder | B14 | 900 | 19097 | 11867.29 | 21.5 | 26.5 | 5 | 0
2030 | NE_2_MISO_W | NE | MISO_W | Internal | Shoulder | B15 | 1203 | 19097 | 11271.54 | 18.5 | 23.5 | 5 | 0
2030 | NE_2_MISO_W | NE | MISO_W | Internal | Summer | B1 | 10 | 19097 | 5560.22 | 64.67 | 69.67 | 5 | 0
2030 | NE_2_MISO_W | NE | MISO_W | Internal | Summer | B2 | 25 | 19097 | 4667.9 | 51.42 | 56.42 | 5 | 0
2030 | NE_2_MISO_W | NE | MISO_W | Internal | Summer | B3 | 75 | 19097 | 795.32 | 49.87 | 54.87 | 5 | 0
2030 | NE_2_MISO_W | NE | MISO_W | Internal | Summer | B4 | 100 | 19097 | 0 | 50.76 | 50.14 | 5 | 0
2030 | NE_2_MISO_W | NE | MISO_W | Internal | Summer | B5 | 200 | 19097 | 0 | 49.33 | 49.33 | 5 | 0
2030 | NE_2_MISO_W | NE | MISO_W | Internal | Summer | B6 | 300 | 19097 | 93.11 | 42.36 | 47.36 | 5 | 0
2030 | NE_2_MISO_W | NE | MISO_W | Internal | Summer | B7 | 400 | 19097 | 2300.21 | 31.64 | 36.64 | 5 | 0
2030 | NE_2_MISO_W | NE | MISO_W | Internal | Summer | B8 | 500 | 19097 | 5799.42 | 23.82 | 28.82 | 5 | 0
2030 | NE_2_MISO_W | NE | MISO_W | Internal | Summer | B9 | 800 | 19097 | 5600.41 | 22.2 | 27.2 | 5 | 0
2030 | NE_2_MISO_W | NE | MISO_W | Internal | Summer | B10 | 1262 | 19097 | 6416.59 | 17.65 | 22.65 | 5 | 0
2030 | NE_2_MISO_W | NE | MISO_W | Internal | Winter | B16 | 25 | 19097 | 19097 | 25.05 | 46.29 | 5 | 16.24
2030 | NE_2_MISO_W | NE | MISO_W | Internal | Winter | B17 | 100 | 19097 | 18971.61 | 28.84 | 33.84 | 5 | 0
2030 | NE_2_MISO_W | NE | MISO_W | Internal | Winter | B18 | 400 | 19097 | 14195.18 | 26.64 | 31.64 | 5 | 0
2030 | NE_2_MISO_W | NE | MISO_W | Internal | Winter | B19 | 700 | 19097 | 12129 | 25.05 | 30.05 | 5 | 0
2030 | NE_2_MISO_W | NE | MISO_W | Internal | Winter | B20 | 935 | 19097 | 13138.18 | 21.47 | 26.47 | 5 | 0
2030 | NE_2_SPP_N | NE | SPP_N | Internal | Shoulder | B11 | 25 | 12798 | 11097.69 | 44.37 | 44.38 | 0.01 | 0
2030 | NE_2_SPP_N | NE | SPP_N | Internal | Shoulder | B12 | 200 | 12798 | 6364.37 | 26.49 | 26.51 | 0.01 | 0
2030 | NE_2_SPP_N | NE | SPP_N | Internal | Shoulder | B13 | 600 | 12798 | 8870.99 | 23.5 | 23.52 | 0.01 | 0
2030 | NE_2_SPP_N | NE | SPP_N | Internal | Shoulder | B14 | 900 | 12798 | 10305.02 | 21.5 | 21.51 | 0.01 | 0
2030 | NE_2_SPP_N | NE | SPP_N | Internal | Shoulder | B15 | 1203 | 12798 | 12342.4 | 18.5 | 18.51 | 0.01 | 0
2030 | NE_2_SPP_N | NE | SPP_N | Internal | Summer | B1 | 10 | 12798 | 7266.41 | 64.67 | 64.68 | 0.01 | 0
2030 | NE_2_SPP_N | NE | SPP_N | Internal | Summer | B2 | 25 | 12798 | 12798 | 51.42 | 51.46 | 0.01 | 0.03
2030 | NE_2_SPP_N | NE | SPP_N | Internal | Summer | B3 | 75 | 12798 | 12798 | 49.87 | 53.25 | 0.01 | 3.38
2030 | NE_2_SPP_N | NE | SPP_N | Internal | Summer | B4 | 100 | 12798 | 12776.88 | 50.76 | 50.78 | 0.01 | 0
2030 | NE_2_SPP_N | NE | SPP_N | Internal | Summer | B5 | 200 | 12798 | 12798 | 49.33 | 49.81 | 0.01 | 0.47
2030 | NE_2_SPP_N | NE | SPP_N | Internal | Summer | B6 | 300 | 12798 | 12798 | 42.36 | 45.25 | 0.01 | 2.88
2030 | NE_2_SPP_N | NE | SPP_N | Internal | Summer | B7 | 400 | 12798 | 12798 | 31.64 | 35.77 | 0.01 | 4.12
2030 | NE_2_SPP_N | NE | SPP_N | Internal | Summer | B8 | 500 | 12798 | 12798 | 23.82 | 25.36 | 0.01 | 1.53
2030 | NE_2_SPP_N | NE | SPP_N | Internal | Summer | B9 | 800 | 12798 | 12798 | 22.2 | 23.66 | 0.01 | 1.44
2030 | NE_2_SPP_N | NE | SPP_N | Internal | Summer | B10 | 1262 | 12798 | 12798 | 17.65 | 20.02 | 0.01 | 2.36
2030 | NE_2_SPP_N | NE | SPP_N | Internal | Winter | B16 | 25 | 12798 | 12798 | 25.05 | 33.3 | 0.01 | 8.24
2030 | NE_2_SPP_N | NE | SPP_N | Internal | Winter | B17 | 100 | 12798 | 9644.72 | 28.84 | 28.85 | 0.01 | 0
2030 | NE_2_SPP_N | NE | SPP_N | Internal | Winter | B18 | 400 | 12798 | 11740.42 | 26.64 | 26.66 | 0.01 | 0
2030 | NE_2_SPP_N | NE | SPP_N | Internal | Winter | B19 | 700 | 12798 | 12189.9 | 25.05 | 25.06 | 0.01 | 0
2030 | NE_2_SPP_N | NE | SPP_N | Internal | Winter | B20 | 935 | 12798 | 12798 | 21.47 | 21.67 | 0.01 | 0.18
2030 | NEISO_2_NYISO_A-F | NEISO | NYISO_A-F | Internal | Shoulder | B11 | 25 | 600 | 600 | 18.25 | 25.57 | 3 | 4.32
2030 | NEISO_2_NYISO_A-F | NEISO | NYISO_A-F | Internal | Shoulder | B12 | 200 | 600 | 600 | 18.25 | 25.46 | 3 | 4.21
2030 | NEISO_2_NYISO_A-F | NEISO | NYISO_A-F | Internal | Shoulder | B13 | 600 | 600 | 600 | 18.25 | 22.47 | 3 | 1.22
2030 | NEISO_2_NYISO_A-F | NEISO | NYISO_A-F | Internal | Shoulder | B14 | 900 | 600 | 333.9 | 18.25 | 21.25 | 3 | 0
2030 | NEISO_2_NYISO_A-F | NEISO | NYISO_A-F | Internal | Shoulder | B15 | 1203 | 600 | 99.41 | 18.25 | 21.25 | 3 | 0
2030 | NEISO_2_NYISO_A-F | NEISO | NYISO_A-F | Internal | Summer | B1 | 10 | 600 | 0 | 76.09 | 39.12 | 3 | 0
2030 | NEISO_2_NYISO_A-F | NEISO | NYISO_A-F | Internal | Summer | B2 | 25 | 600 | 0 | 58.57 | 39.12 | 3 | 0
2030 | NEISO_2_NYISO_A-F | NEISO | NYISO_A-F | Internal | Summer | B3 | 75 | 600 | 600 | 35.58 | 39.12 | 3 | 0.55
2030 | NEISO_2_NYISO_A-F | NEISO | NYISO_A-F | Internal | Summer | B4 | 100 | 600 | 600 | 22.15 | 27.95 | 3 | 2.8
2030 | NEISO_2_NYISO_A-F | NEISO | NYISO_A-F | Internal | Summer | B5 | 200 | 600 | 600 | 15.89 | 27.55 | 3 | 8.66
2030 | NEISO_2_NYISO_A-F | NEISO | NYISO_A-F | Internal | Summer | B6 | 300 | 600 | 600 | 14.83 | 27.55 | 3 | 9.72
2030 | NEISO_2_NYISO_A-F | NEISO | NYISO_A-F | Internal | Summer | B7 | 400 | 600 | 600 | 14.83 | 24.12 | 3 | 6.29
2030 | NEISO_2_NYISO_A-F | NEISO | NYISO_A-F | Internal | Summer | B8 | 500 | 600 | 600 | 14.83 | 21.37 | 3 | 3.54
2030 | NEISO_2_NYISO_A-F | NEISO | NYISO_A-F | Internal | Summer | B9 | 800 | 600 | 600 | 14.83 | 18.88 | 3 | 1.05
2030 | NEISO_2_NYISO_A-F | NEISO | NYISO_A-F | Internal | Summer | B10 | 1262 | 600 | 600 | 14.83 | 18.88 | 3 | 1.05
2030 | NEISO_2_NYISO_A-F | NEISO | NYISO_A-F | Internal | Winter | B16 | 25 | 600 | 0 | 28.81 | 28.53 | 3 | 0
2030 | NEISO_2_NYISO_A-F | NEISO | NYISO_A-F | Internal | Winter | B17 | 100 | 600 | 0 | 28.81 | 27.87 | 3 | 0
2030 | NEISO_2_NYISO_A-F | NEISO | NYISO_A-F | Internal | Winter | B18 | 400 | 600 | 0 | 28.81 | 25.81 | 3 | 0
2030 | NEISO_2_NYISO_A-F | NEISO | NYISO_A-F | Internal | Winter | B19 | 700 | 600 | 0 | 28.81 | 25.81 | 3 | 0
2030 | NEISO_2_NYISO_A-F | NEISO | NYISO_A-F | Internal | Winter | B20 | 935 | 600 | 0 | 28.81 | 25.81 | 3 | 0
2030 | NEISO_2_NYISO_G-I | NEISO | NYISO_G-I | Internal | Shoulder | B11 | 25 | 600 | 600 | 18.25 | 39.35 | 3 | 18.1
2030 | NEISO_2_NYISO_G-I | NEISO | NYISO_G-I | Internal | Shoulder | B12 | 200 | 600 | 600 | 18.25 | 25.47 | 3 | 4.22
2030 | NEISO_2_NYISO_G-I | NEISO | NYISO_G-I | Internal | Shoulder | B13 | 600 | 600 | 600 | 18.25 | 22.48 | 3 | 1.23
2030 | NEISO_2_NYISO_G-I | NEISO | NYISO_G-I | Internal | Shoulder | B14 | 900 | 600 | 600 | 18.25 | 21.26 | 3 | 0.01
2030 | NEISO_2_NYISO_G-I | NEISO | NYISO_G-I | Internal | Shoulder | B15 | 1203 | 600 | 600 | 18.25 | 21.26 | 3 | 0.01
2030 | NEISO_2_NYISO_G-I | NEISO | NYISO_G-I | Internal | Summer | B1 | 10 | 600 | 25.22 | 76.09 | 79.09 | 3 | 0
2030 | NEISO_2_NYISO_G-I | NEISO | NYISO_G-I | Internal | Summer | B2 | 25 | 600 | 517.4 | 58.57 | 61.57 | 3 | 0
2030 | NEISO_2_NYISO_G-I | NEISO | NYISO_G-I | Internal | Summer | B3 | 75 | 600 | 600 | 35.58 | 52.6 | 3 | 14.03
2030 | NEISO_2_NYISO_G-I | NEISO | NYISO_G-I | Internal | Summer | B4 | 100 | 600 | 600 | 22.15 | 52.6 | 3 | 27.45
2030 | NEISO_2_NYISO_G-I | NEISO | NYISO_G-I | Internal | Summer | B5 | 200 | 600 | 600 | 15.89 | 52.6 | 3 | 33.71
2030 | NEISO_2_NYISO_G-I | NEISO | NYISO_G-I | Internal | Summer | B6 | 300 | 600 | 600 | 14.83 | 37.36 | 3 | 19.53
2030 | NEISO_2_NYISO_G-I | NEISO | NYISO_G-I | Internal | Summer | B7 | 400 | 600 | 600 | 14.83 | 28.26 | 3 | 10.43
2030 | NEISO_2_NYISO_G-I | NEISO | NYISO_G-I | Internal | Summer | B8 | 500 | 600 | 600 | 14.83 | 21.38 | 3 | 3.55
2030 | NEISO_2_NYISO_G-I | NEISO | NYISO_G-I | Internal | Summer | B9 | 800 | 600 | 600 | 14.83 | 18.9 | 3 | 1.06
2030 | NEISO_2_NYISO_G-I | NEISO | NYISO_G-I | Internal | Summer | B10 | 1262 | 600 | 600 | 14.83 | 18.9 | 3 | 1.06
2030 | NEISO_2_NYISO_G-I | NEISO | NYISO_G-I | Internal | Winter | B16 | 25 | 600 | 600 | 28.81 | 54.31 | 3 | 22.5
2030 | NEISO_2_NYISO_G-I | NEISO | NYISO_G-I | Internal | Winter | B17 | 100 | 600 | 600 | 28.81 | 34.58 | 3 | 2.76
2030 | NEISO_2_NYISO_G-I | NEISO | NYISO_G-I | Internal | Winter | B18 | 400 | 600 | 590.47 | 28.81 | 31.81 | 3 | 0
2030 | NEISO_2_NYISO_G-I | NEISO | NYISO_G-I | Internal | Winter | B19 | 700 | 600 | 409.09 | 28.81 | 31.81 | 3 | 0
2030 | NEISO_2_NYISO_G-I | NEISO | NYISO_G-I | Internal | Winter | B20 | 935 | 600 | 0 | 28.81 | 28.35 | 3 | 0
2030 | NEISO_2_NYISO_J-K | NEISO | NYISO_J-K | Internal | Shoulder | B11 | 25 | 520 | 520 | 18.25 | 39.37 | 3 | 18.11
2030 | NEISO_2_NYISO_J-K | NEISO | NYISO_J-K | Internal | Shoulder | B12 | 200 | 520 | 520 | 18.25 | 25.48 | 3 | 4.23
2030 | NEISO_2_NYISO_J-K | NEISO | NYISO_J-K | Internal | Shoulder | B13 | 600 | 520 | 520 | 18.25 | 22.49 | 3 | 1.24
2030 | NEISO_2_NYISO_J-K | NEISO | NYISO_J-K | Internal | Shoulder | B14 | 900 | 520 | 520 | 18.25 | 21.28 | 3 | 0.02
2030 | NEISO_2_NYISO_J-K | NEISO | NYISO_J-K | Internal | Shoulder | B15 | 1203 | 520 | 520 | 18.25 | 21.28 | 3 | 0.02
2030 | NEISO_2_NYISO_J-K | NEISO | NYISO_J-K | Internal | Summer | B1 | 10 | 520 | 520 | 76.09 | 79.1 | 3 | 0.01
2030 | NEISO_2_NYISO_J-K | NEISO | NYISO_J-K | Internal | Summer | B2 | 25 | 520 | 520 | 58.57 | 61.59 | 3 | 0.01
2030 | NEISO_2_NYISO_J-K | NEISO | NYISO_J-K | Internal | Summer | B3 | 75 | 520 | 520 | 35.58 | 52.61 | 3 | 14.04
2030 | NEISO_2_NYISO_J-K | NEISO | NYISO_J-K | Internal | Summer | B4 | 100 | 520 | 520 | 22.15 | 52.61 | 3 | 27.47
2030 | NEISO_2_NYISO_J-K | NEISO | NYISO_J-K | Internal | Summer | B5 | 200 | 520 | 520 | 15.89 | 52.61 | 3 | 33.73
2030 | NEISO_2_NYISO_J-K | NEISO | NYISO_J-K | Internal | Summer | B6 | 300 | 520 | 520 | 14.83 | 37.37 | 3 | 19.54
2030 | NEISO_2_NYISO_J-K | NEISO | NYISO_J-K | Internal | Summer | B7 | 400 | 520 | 520 | 14.83 | 28.27 | 3 | 10.44
2030 | NEISO_2_NYISO_J-K | NEISO | NYISO_J-K | Internal | Summer | B8 | 500 | 520 | 520 | 14.83 | 21.39 | 3 | 3.56
2030 | NEISO_2_NYISO_J-K | NEISO | NYISO_J-K | Internal | Summer | B9 | 800 | 520 | 520 | 14.83 | 18.91 | 3 | 1.08
2030 | NEISO_2_NYISO_J-K | NEISO | NYISO_J-K | Internal | Summer | B10 | 1262 | 520 | 520 | 14.83 | 18.91 | 3 | 1.08
2030 | NEISO_2_NYISO_J-K | NEISO | NYISO_J-K | Internal | Winter | B16 | 25 | 520 | 520 | 28.81 | 54.32 | 3 | 22.51
2030 | NEISO_2_NYISO_J-K | NEISO | NYISO_J-K | Internal | Winter | B17 | 100 | 520 | 520 | 28.81 | 34.59 | 3 | 2.77
2030 | NEISO_2_NYISO_J-K | NEISO | NYISO_J-K | Internal | Winter | B18 | 400 | 520 | 520 | 28.81 | 34.59 | 3 | 2.77
2030 | NEISO_2_NYISO_J-K | NEISO | NYISO_J-K | Internal | Winter | B19 | 700 | 520 | 520 | 28.81 | 32.24 | 3 | 0.43
2030 | NEISO_2_NYISO_J-K | NEISO | NYISO_J-K | Internal | Winter | B20 | 935 | 520 | 0 | 28.81 | 31.19 | 3 | 0
2030 | NonRTO_Midwest_2_TVA_Transmission | NonRTO_Midwest | TVA_Transmission | Internal | Shoulder | B11 | 25 | 2400 | 0 | 56.87 | 53.38 | 8 | 0
2030 | NonRTO_Midwest_2_TVA_Transmission | NonRTO_Midwest | TVA_Transmission | Internal | Shoulder | B12 | 200 | 2400 | 0 | 39.52 | 37.15 | 8 | 0
2030 | NonRTO_Midwest_2_TVA_Transmission | NonRTO_Midwest | TVA_Transmission | Internal | Shoulder | B13 | 600 | 2400 | 0 | 36.53 | 33.05 | 8 | 0
2030 | NonRTO_Midwest_2_TVA_Transmission | NonRTO_Midwest | TVA_Transmission | Internal | Shoulder | B14 | 900 | 2400 | 0 | 34.52 | 31.61 | 8 | 0
2030 | NonRTO_Midwest_2_TVA_Transmission | NonRTO_Midwest | TVA_Transmission | Internal | Shoulder | B15 | 1203 | 2400 | 0 | 31.5 | 29.34 | 8 | 0
2030 | NonRTO_Midwest_2_TVA_Transmission | NonRTO_Midwest | TVA_Transmission | Internal | Summer | B1 | 10 | 2400 | 314.69 | 64.44 | 72.44 | 8 | 0
2030 | NonRTO_Midwest_2_TVA_Transmission | NonRTO_Midwest | TVA_Transmission | Internal | Summer | B2 | 25 | 2400 | 0 | 54.18 | 60.85 | 8 | 0
2030 | NonRTO_Midwest_2_TVA_Transmission | NonRTO_Midwest | TVA_Transmission | Internal | Summer | B3 | 75 | 2400 | 0 | 54.18 | 58.87 | 8 | 0
2030 | NonRTO_Midwest_2_TVA_Transmission | NonRTO_Midwest | TVA_Transmission | Internal | Summer | B4 | 100 | 2400 | 0 | 54.18 | 54.14 | 8 | 0
2030 | NonRTO_Midwest_2_TVA_Transmission | NonRTO_Midwest | TVA_Transmission | Internal | Summer | B5 | 200 | 2400 | 0 | 54.18 | 52.97 | 8 | 0
2030 | NonRTO_Midwest_2_TVA_Transmission | NonRTO_Midwest | TVA_Transmission | Internal | Summer | B6 | 300 | 2400 | 0 | 54.18 | 50.01 | 8 | 0
2030 | NonRTO_Midwest_2_TVA_Transmission | NonRTO_Midwest | TVA_Transmission | Internal | Summer | B7 | 400 | 2400 | 0 | 40.88 | 42.26 | 8 | 0
2030 | NonRTO_Midwest_2_TVA_Transmission | NonRTO_Midwest | TVA_Transmission | Internal | Summer | B8 | 500 | 2400 | 0 | 32.75 | 35.38 | 8 | 0
2030 | NonRTO_Midwest_2_TVA_Transmission | NonRTO_Midwest | TVA_Transmission | Internal | Summer | B9 | 800 | 2400 | 0 | 30.49 | 30.78 | 8 | 0
2030 | NonRTO_Midwest_2_TVA_Transmission | NonRTO_Midwest | TVA_Transmission | Internal | Summer | B10 | 1262 | 2400 | 0 | 30 | 26.99 | 8 | 0
2030 | NonRTO_Midwest_2_TVA_Transmission | NonRTO_Midwest | TVA_Transmission | Internal | Winter | B16 | 25 | 2400 | 0 | 54.31 | 54.3 | 8 | 0
2030 | NonRTO_Midwest_2_TVA_Transmission | NonRTO_Midwest | TVA_Transmission | Internal | Winter | B17 | 100 | 2400 | 0 | 41.87 | 41.85 | 8 | 0
2030 | NonRTO_Midwest_2_TVA_Transmission | NonRTO_Midwest | TVA_Transmission | Internal | Winter | B18 | 400 | 2400 | 0 | 39.67 | 35.45 | 8 | 0
2030 | NonRTO_Midwest_2_TVA_Transmission | NonRTO_Midwest | TVA_Transmission | Internal | Winter | B19 | 700 | 2400 | 0 | 38.07 | 34.12 | 8 | 0
2030 | NonRTO_Midwest_2_TVA_Transmission | NonRTO_Midwest | TVA_Transmission | Internal | Winter | B20 | 935 | 2400 | 0 | 31.55 | 31.26 | 8 | 0
2030 | NYISO_A-F_2_IESO | NYISO_A-F | IESO | Internal | Shoulder | B11 | 25 | 1600 | 0 | 25.57 | 18.9 | 7 | 0
2030 | NYISO_A-F_2_IESO | NYISO_A-F | IESO | Internal | Shoulder | B12 | 200 | 1600 | 0 | 25.46 | 18.9 | 7 | 0
2030 | NYISO_A-F_2_IESO | NYISO_A-F | IESO | Internal | Shoulder | B13 | 600 | 1600 | 0 | 22.47 | 18.9 | 7 | 0
2030 | NYISO_A-F_2_IESO | NYISO_A-F | IESO | Internal | Shoulder | B14 | 900 | 1600 | 0 | 21.25 | 18.9 | 7 | 0
2030 | NYISO_A-F_2_IESO | NYISO_A-F | IESO | Internal | Shoulder | B15 | 1203 | 1600 | 0 | 21.25 | 18.9 | 7 | 0
2030 | NYISO_A-F_2_IESO | NYISO_A-F | IESO | Internal | Summer | B1 | 10 | 1600 | 582.67 | 39.12 | 46.12 | 7 | 0
2030 | NYISO_A-F_2_IESO | NYISO_A-F | IESO | Internal | Summer | B2 | 25 | 1600 | 20.32 | 39.12 | 46.12 | 7 | 0
2030 | NYISO_A-F_2_IESO | NYISO_A-F | IESO | Internal | Summer | B3 | 75 | 1600 | 1236.39 | 39.12 | 46.12 | 7 | 0
2030 | NYISO_A-F_2_IESO | NYISO_A-F | IESO | Internal | Summer | B4 | 100 | 1600 | 919.04 | 27.95 | 34.95 | 7 | 0
2030 | NYISO_A-F_2_IESO | NYISO_A-F | IESO | Internal | Summer | B5 | 200 | 1600 | 212.5 | 27.55 | 34.55 | 7 | 0
2030 | NYISO_A-F_2_IESO | NYISO_A-F | IESO | Internal | Summer | B6 | 300 | 1600 | 0 | 27.55 | 23.24 | 7 | 0
2030 | NYISO_A-F_2_IESO | NYISO_A-F | IESO | Internal | Summer | B7 | 400 | 1600 | 0 | 24.12 | 17.12 | 7 | 0
2030 | NYISO_A-F_2_IESO | NYISO_A-F | IESO | Internal | Summer | B8 | 500 | 1600 | 0 | 21.37 | 15.65 | 7 | 0
2030 | NYISO_A-F_2_IESO | NYISO_A-F | IESO | Internal | Summer | B9 | 800 | 1600 | 0 | 18.88 | 15.65 | 7 | 0
2030 | NYISO_A-F_2_IESO | NYISO_A-F | IESO | Internal | Summer | B10 | 1262 | 1600 | 0 | 18.88 | 15.65 | 7 | 0
2030 | NYISO_A-F_2_IESO | NYISO_A-F | IESO | Internal | Winter | B16 | 25 | 1600 | 372.68 | 28.53 | 35.53 | 7 | 0
2030 | NYISO_A-F_2_IESO | NYISO_A-F | IESO | Internal | Winter | B17 | 100 | 1600 | 0 | 27.87 | 26.83 | 7 | 0
2030 | NYISO_A-F_2_IESO | NYISO_A-F | IESO | Internal | Winter | B18 | 400 | 1600 | 0 | 25.81 | 23.05 | 7 | 0
2030 | NYISO_A-F_2_IESO | NYISO_A-F | IESO | Internal | Winter | B19 | 700 | 1600 | 0 | 25.81 | 23.05 | 7 | 0
2030 | NYISO_A-F_2_IESO | NYISO_A-F | IESO | Internal | Winter | B20 | 935 | 1600 | 0 | 25.81 | 23.05 | 7 | 0
2030 | NYISO_A-F_2_NEISO | NYISO_A-F | NEISO | Internal | Shoulder | B11 | 25 | 600 | 0 | 25.57 | 18.25 | 3 | 0
2030 | NYISO_A-F_2_NEISO | NYISO_A-F | NEISO | Internal | Shoulder | B12 | 200 | 600 | 0 | 25.46 | 18.25 | 3 | 0
2030 | NYISO_A-F_2_NEISO | NYISO_A-F | NEISO | Internal | Shoulder | B13 | 600 | 600 | 0 | 22.47 | 18.25 | 3 | 0
2030 | NYISO_A-F_2_NEISO | NYISO_A-F | NEISO | Internal | Shoulder | B14 | 900 | 600 | 0 | 21.25 | 18.25 | 3 | 0
2030 | NYISO_A-F_2_NEISO | NYISO_A-F | NEISO | Internal | Shoulder | B15 | 1203 | 600 | 0 | 21.25 | 18.25 | 3 | 0
2030 | NYISO_A-F_2_NEISO | NYISO_A-F | NEISO | Internal | Summer | B1 | 10 | 600 | 600 | 39.12 | 76.09 | 3 | 33.96
2030 | NYISO_A-F_2_NEISO | NYISO_A-F | NEISO | Internal | Summer | B2 | 25 | 600 | 600 | 39.12 | 58.57 | 3 | 16.45
2030 | NYISO_A-F_2_NEISO | NYISO_A-F | NEISO | Internal | Summer | B3 | 75 | 600 | 0 | 39.12 | 35.58 | 3 | 0
2030 | NYISO_A-F_2_NEISO | NYISO_A-F | NEISO | Internal | Summer | B4 | 100 | 600 | 0 | 27.95 | 22.15 | 3 | 0
2030 | NYISO_A-F_2_NEISO | NYISO_A-F | NEISO | Internal | Summer | B5 | 200 | 600 | 0 | 27.55 | 15.89 | 3 | 0
2030 | NYISO_A-F_2_NEISO | NYISO_A-F | NEISO | Internal | Summer | B6 | 300 | 600 | 0 | 27.55 | 14.83 | 3 | 0
2030 | NYISO_A-F_2_NEISO | NYISO_A-F | NEISO | Internal | Summer | B7 | 400 | 600 | 0 | 24.12 | 14.83 | 3 | 0
2030 | NYISO_A-F_2_NEISO | NYISO_A-F | NEISO | Internal | Summer | B8 | 500 | 600 | 0 | 21.37 | 14.83 | 3 | 0
2030 | NYISO_A-F_2_NEISO | NYISO_A-F | NEISO | Internal | Summer | B9 | 800 | 600 | 0 | 18.88 | 14.83 | 3 | 0
2030 | NYISO_A-F_2_NEISO | NYISO_A-F | NEISO | Internal | Summer | B10 | 1262 | 600 | 0 | 18.88 | 14.83 | 3 | 0
2030 | NYISO_A-F_2_NEISO | NYISO_A-F | NEISO | Internal | Winter | B16 | 25 | 600 | 0 | 28.53 | 28.81 | 3 | 0
2030 | NYISO_A-F_2_NEISO | NYISO_A-F | NEISO | Internal | Winter | B17 | 100 | 600 | 0 | 27.87 | 28.81 | 3 | 0
2030 | NYISO_A-F_2_NEISO | NYISO_A-F | NEISO | Internal | Winter | B18 | 400 | 600 | 134.5 | 25.81 | 28.81 | 3 | 0
2030 | NYISO_A-F_2_NEISO | NYISO_A-F | NEISO | Internal | Winter | B19 | 700 | 600 | 106.06 | 25.81 | 28.81 | 3 | 0
2030 | NYISO_A-F_2_NEISO | NYISO_A-F | NEISO | Internal | Winter | B20 | 935 | 600 | 81.75 | 25.81 | 28.81 | 3 | 0
2030 | NYISO_A-F_2_NYISO_G-I | NYISO_A-F | NYISO_G-I | Internal | Shoulder | B11 | 25 | 4888 | 4888 | 25.57 | 39.35 | 0.01 | 13.77
2030 | NYISO_A-F_2_NYISO_G-I | NYISO_A-F | NYISO_G-I | Internal | Shoulder | B12 | 200 | 4888 | 4068.16 | 25.46 | 25.47 | 0.01 | 0
2030 | NYISO_A-F_2_NYISO_G-I | NYISO_A-F | NYISO_G-I | Internal | Shoulder | B13 | 600 | 4888 | 4470.54 | 22.47 | 22.48 | 0.01 | 0
2030 | NYISO_A-F_2_NYISO_G-I | NYISO_A-F | NYISO_G-I | Internal | Shoulder | B14 | 900 | 4888 | 3726.29 | 21.25 | 21.26 | 0.01 | 0
2030 | NYISO_A-F_2_NYISO_G-I | NYISO_A-F | NYISO_G-I | Internal | Shoulder | B15 | 1203 | 4888 | 1469.41 | 21.25 | 21.26 | 0.01 | 0
2030 | NYISO_A-F_2_NYISO_G-I | NYISO_A-F | NYISO_G-I | Internal | Summer | B1 | 10 | 4888 | 4888 | 39.12 | 79.09 | 0.01 | 39.95
2030 | NYISO_A-F_2_NYISO_G-I | NYISO_A-F | NYISO_G-I | Internal | Summer | B2 | 25 | 4888 | 4888 | 39.12 | 61.57 | 0.01 | 22.44
2030 | NYISO_A-F_2_NYISO_G-I | NYISO_A-F | NYISO_G-I | Internal | Summer | B3 | 75 | 4888 | 4888 | 39.12 | 52.6 | 0.01 | 13.47
2030 | NYISO_A-F_2_NYISO_G-I | NYISO_A-F | NYISO_G-I | Internal | Summer | B4 | 100 | 4888 | 4888 | 27.95 | 52.6 | 0.01 | 24.64
2030 | NYISO_A-F_2_NYISO_G-I | NYISO_A-F | NYISO_G-I | Internal | Summer | B5 | 200 | 4888 | 4888 | 27.55 | 52.6 | 0.01 | 25.04
2030 | NYISO_A-F_2_NYISO_G-I | NYISO_A-F | NYISO_G-I | Internal | Summer | B6 | 300 | 4888 | 4888 | 27.55 | 37.36 | 0.01 | 9.8
2030 | NYISO_A-F_2_NYISO_G-I | NYISO_A-F | NYISO_G-I | Internal | Summer | B7 | 400 | 4888 | 4888 | 24.12 | 28.26 | 0.01 | 4.13
2030 | NYISO_A-F_2_NYISO_G-I | NYISO_A-F | NYISO_G-I | Internal | Summer | B8 | 500 | 4888 | 4317.85 | 21.37 | 21.38 | 0.01 | 0
2030 | NYISO_A-F_2_NYISO_G-I | NYISO_A-F | NYISO_G-I | Internal | Summer | B9 | 800 | 4888 | 2781.91 | 18.88 | 18.9 | 0.01 | 0
2030 | NYISO_A-F_2_NYISO_G-I | NYISO_A-F | NYISO_G-I | Internal | Summer | B10 | 1262 | 4888 | 382.49 | 18.88 | 18.9 | 0.01 | 0
2030 | NYISO_A-F_2_NYISO_G-I | NYISO_A-F | NYISO_G-I | Internal | Winter | B16 | 25 | 4888 | 4888 | 28.53 | 54.31 | 0.01 | 25.76
2030 | NYISO_A-F_2_NYISO_G-I | NYISO_A-F | NYISO_G-I | Internal | Winter | B17 | 100 | 4888 | 4888 | 27.87 | 34.58 | 0.01 | 6.7
2030 | NYISO_A-F_2_NYISO_G-I | NYISO_A-F | NYISO_G-I | Internal | Winter | B18 | 400 | 4888 | 4888 | 25.81 | 31.81 | 0.01 | 5.99
2030 | NYISO_A-F_2_NYISO_G-I | NYISO_A-F | NYISO_G-I | Internal | Winter | B19 | 700 | 4888 | 4888 | 25.81 | 31.81 | 0.01 | 5.99
2030 | NYISO_A-F_2_NYISO_G-I | NYISO_A-F | NYISO_G-I | Internal | Winter | B20 | 935 | 4888 | 4888 | 25.81 | 28.35 | 0.01 | 2.52
2030 | NYISO_A-F_2_PJM_ROM | NYISO_A-F | PJM_ROM | Internal | Shoulder | B11 | 25 | 1000 | 1000 | 25.57 | 47.37 | 8 | 13.79
2030 | NYISO_A-F_2_PJM_ROM | NYISO_A-F | PJM_ROM | Internal | Shoulder | B12 | 200 | 1000 | 1000 | 25.46 | 33.48 | 8 | 0.02
2030 | NYISO_A-F_2_PJM_ROM | NYISO_A-F | PJM_ROM | Internal | Shoulder | B13 | 600 | 1000 | 1000 | 22.47 | 30.49 | 8 | 0.02
2030 | NYISO_A-F_2_PJM_ROM | NYISO_A-F | PJM_ROM | Internal | Shoulder | B14 | 900 | 1000 | 0 | 21.25 | 28.51 | 8 | 0
2030 | NYISO_A-F_2_PJM_ROM | NYISO_A-F | PJM_ROM | Internal | Shoulder | B15 | 1203 | 1000 | 0 | 21.25 | 23.33 | 8 | 0
2030 | NYISO_A-F_2_PJM_ROM | NYISO_A-F | PJM_ROM | Internal | Summer | B1 | 10 | 1000 | 1000 | 39.12 | 73.07 | 8 | 25.95
2030 | NYISO_A-F_2_PJM_ROM | NYISO_A-F | PJM_ROM | Internal | Summer | B2 | 25 | 1000 | 1000 | 39.12 | 62.57 | 8 | 15.44
2030 | NYISO_A-F_2_PJM_ROM | NYISO_A-F | PJM_ROM | Internal | Summer | B3 | 75 | 1000 | 1000 | 39.12 | 52.88 | 8 | 5.75
2030 | NYISO_A-F_2_PJM_ROM | NYISO_A-F | PJM_ROM | Internal | Summer | B4 | 100 | 1000 | 1000 | 27.95 | 48.15 | 8 | 12.2
2030 | NYISO_A-F_2_PJM_ROM | NYISO_A-F | PJM_ROM | Internal | Summer | B5 | 200 | 1000 | 1000 | 27.55 | 47.34 | 8 | 11.79
2030 | NYISO_A-F_2_PJM_ROM | NYISO_A-F | PJM_ROM | Internal | Summer | B6 | 300 | 1000 | 1000 | 27.55 | 45.37 | 8 | 9.82
2030 | NYISO_A-F_2_PJM_ROM | NYISO_A-F | PJM_ROM | Internal | Summer | B7 | 400 | 1000 | 1000 | 24.12 | 36.27 | 8 | 4.15
2030 | NYISO_A-F_2_PJM_ROM | NYISO_A-F | PJM_ROM | Internal | Summer | B8 | 500 | 1000 | 1000 | 21.37 | 29.39 | 8 | 0.02
2030 | NYISO_A-F_2_PJM_ROM | NYISO_A-F | PJM_ROM | Internal | Summer | B9 | 800 | 1000 | 0 | 18.88 | 25.63 | 8 | 0
2030 | NYISO_A-F_2_PJM_ROM | NYISO_A-F | PJM_ROM | Internal | Summer | B10 | 1262 | 1000 | 0 | 18.88 | 20.98 | 8 | 0
2030 | NYISO_A-F_2_PJM_ROM | NYISO_A-F | PJM_ROM | Internal | Winter | B16 | 25 | 1000 | 1000 | 28.53 | 48.31 | 8 | 11.78
2030 | NYISO_A-F_2_PJM_ROM | NYISO_A-F | PJM_ROM | Internal | Winter | B17 | 100 | 1000 | 550.17 | 27.87 | 35.87 | 8 | 0
2030 | NYISO_A-F_2_PJM_ROM | NYISO_A-F | PJM_ROM | Internal | Winter | B18 | 400 | 1000 | 0 | 25.81 | 33.66 | 8 | 0
2030 | NYISO_A-F_2_PJM_ROM | NYISO_A-F | PJM_ROM | Internal | Winter | B19 | 700 | 1000 | 0 | 25.81 | 32.06 | 8 | 0
2030 | NYISO_A-F_2_PJM_ROM | NYISO_A-F | PJM_ROM | Internal | Winter | B20 | 935 | 1000 | 0 | 25.81 | 27.91 | 8 | 0
2030 | NYISO_G-I_2_NEISO | NYISO_G-I | NEISO | Internal | Shoulder | B11 | 25 | 600 | 0 | 39.35 | 18.25 | 3 | 0
2030 | NYISO_G-I_2_NEISO | NYISO_G-I | NEISO | Internal | Shoulder | B12 | 200 | 600 | 0 | 25.47 | 18.25 | 3 | 0
2030 | NYISO_G-I_2_NEISO | NYISO_G-I | NEISO | Internal | Shoulder | B13 | 600 | 600 | 0 | 22.48 | 18.25 | 3 | 0
2030 | NYISO_G-I_2_NEISO | NYISO_G-I | NEISO | Internal | Shoulder | B14 | 900 | 600 | 0 | 21.26 | 18.25 | 3 | 0
2030 | NYISO_G-I_2_NEISO | NYISO_G-I | NEISO | Internal | Shoulder | B15 | 1203 | 600 | 0 | 21.26 | 18.25 | 3 | 0
2030 | NYISO_G-I_2_NEISO | NYISO_G-I | NEISO | Internal | Summer | B1 | 10 | 600 | 0 | 79.09 | 76.09 | 3 | 0
2030 | NYISO_G-I_2_NEISO | NYISO_G-I | NEISO | Internal | Summer | B2 | 25 | 600 | 0 | 61.57 | 58.57 | 3 | 0
2030 | NYISO_G-I_2_NEISO | NYISO_G-I | NEISO | Internal | Summer | B3 | 75 | 600 | 0 | 52.6 | 35.58 | 3 | 0
2030 | NYISO_G-I_2_NEISO | NYISO_G-I | NEISO | Internal | Summer | B4 | 100 | 600 | 0 | 52.6 | 22.15 | 3 | 0
2030 | NYISO_G-I_2_NEISO | NYISO_G-I | NEISO | Internal | Summer | B5 | 200 | 600 | 0 | 52.6 | 15.89 | 3 | 0
2030 | NYISO_G-I_2_NEISO | NYISO_G-I | NEISO | Internal | Summer | B6 | 300 | 600 | 0 | 37.36 | 14.83 | 3 | 0
2030 | NYISO_G-I_2_NEISO | NYISO_G-I | NEISO | Internal | Summer | B7 | 400 | 600 | 0 | 28.26 | 14.83 | 3 | 0
2030 | NYISO_G-I_2_NEISO | NYISO_G-I | NEISO | Internal | Summer | B8 | 500 | 600 | 0 | 21.38 | 14.83 | 3 | 0
2030 | NYISO_G-I_2_NEISO | NYISO_G-I | NEISO | Internal | Summer | B9 | 800 | 600 | 0 | 18.9 | 14.83 | 3 | 0
2030 | NYISO_G-I_2_NEISO | NYISO_G-I | NEISO | Internal | Summer | B10 | 1262 | 600 | 0 | 18.9 | 14.83 | 3 | 0
2030 | NYISO_G-I_2_NEISO | NYISO_G-I | NEISO | Internal | Winter | B16 | 25 | 600 | 0 | 54.31 | 28.81 | 3 | 0
2030 | NYISO_G-I_2_NEISO | NYISO_G-I | NEISO | Internal | Winter | B17 | 100 | 600 | 0 | 34.58 | 28.81 | 3 | 0
2030 | NYISO_G-I_2_NEISO | NYISO_G-I | NEISO | Internal | Winter | B18 | 400 | 600 | 0 | 31.81 | 28.81 | 3 | 0
2030 | NYISO_G-I_2_NEISO | NYISO_G-I | NEISO | Internal | Winter | B19 | 700 | 600 | 0 | 31.81 | 28.81 | 3 | 0
2030 | NYISO_G-I_2_NEISO | NYISO_G-I | NEISO | Internal | Winter | B20 | 935 | 600 | 0 | 28.35 | 28.81 | 3 | 0
2030 | NYISO_G-I_2_NYISO_A-F | NYISO_G-I | NYISO_A-F | Internal | Shoulder | B11 | 25 | 2637 | 0 | 39.35 | 25.57 | 0.01 | 0
2030 | NYISO_G-I_2_NYISO_A-F | NYISO_G-I | NYISO_A-F | Internal | Shoulder | B12 | 200 | 2637 | 0 | 25.47 | 25.46 | 0.01 | 0
2030 | NYISO_G-I_2_NYISO_A-F | NYISO_G-I | NYISO_A-F | Internal | Shoulder | B13 | 600 | 2637 | 0 | 22.48 | 22.47 | 0.01 | 0
2030 | NYISO_G-I_2_NYISO_A-F | NYISO_G-I | NYISO_A-F | Internal | Shoulder | B14 | 900 | 2637 | 0 | 21.26 | 21.25 | 0.01 | 0
2030 | NYISO_G-I_2_NYISO_A-F | NYISO_G-I | NYISO_A-F | Internal | Shoulder | B15 | 1203 | 2637 | 0 | 21.26 | 21.25 | 0.01 | 0
2030 | NYISO_G-I_2_NYISO_A-F | NYISO_G-I | NYISO_A-F | Internal | Summer | B1 | 10 | 2637 | 0 | 79.09 | 39.12 | 0.01 | 0
2030 | NYISO_G-I_2_NYISO_A-F | NYISO_G-I | NYISO_A-F | Internal | Summer | B2 | 25 | 2637 | 0 | 61.57 | 39.12 | 0.01 | 0
2030 | NYISO_G-I_2_NYISO_A-F | NYISO_G-I | NYISO_A-F | Internal | Summer | B3 | 75 | 2637 | 0 | 52.6 | 39.12 | 0.01 | 0
2030 | NYISO_G-I_2_NYISO_A-F | NYISO_G-I | NYISO_A-F | Internal | Summer | B4 | 100 | 2637 | 0 | 52.6 | 27.95 | 0.01 | 0
2030 | NYISO_G-I_2_NYISO_A-F | NYISO_G-I | NYISO_A-F | Internal | Summer | B5 | 200 | 2637 | 0 | 52.6 | 27.55 | 0.01 | 0
2030 | NYISO_G-I_2_NYISO_A-F | NYISO_G-I | NYISO_A-F | Internal | Summer | B6 | 300 | 2637 | 0 | 37.36 | 27.55 | 0.01 | 0
2030 | NYISO_G-I_2_NYISO_A-F | NYISO_G-I | NYISO_A-F | Internal | Summer | B7 | 400 | 2637 | 0 | 28.26 | 24.12 | 0.01 | 0
2030 | NYISO_G-I_2_NYISO_A-F | NYISO_G-I | NYISO_A-F | Internal | Summer | B8 | 500 | 2637 | 0 | 21.38 | 21.37 | 0.01 | 0
2030 | NYISO_G-I_2_NYISO_A-F | NYISO_G-I | NYISO_A-F | Internal | Summer | B9 | 800 | 2637 | 0 | 18.9 | 18.88 | 0.01 | 0
2030 | NYISO_G-I_2_NYISO_A-F | NYISO_G-I | NYISO_A-F | Internal | Summer | B10 | 1262 | 2637 | 0 | 18.9 | 18.88 | 0.01 | 0
2030 | NYISO_G-I_2_NYISO_A-F | NYISO_G-I | NYISO_A-F | Internal | Winter | B16 | 25 | 2637 | 0 | 54.31 | 28.53 | 0.01 | 0
2030 | NYISO_G-I_2_NYISO_A-F | NYISO_G-I | NYISO_A-F | Internal | Winter | B17 | 100 | 2637 | 0 | 34.58 | 27.87 | 0.01 | 0
2030 | NYISO_G-I_2_NYISO_A-F | NYISO_G-I | NYISO_A-F | Internal | Winter | B18 | 400 | 2637 | 0 | 31.81 | 25.81 | 0.01 | 0
2030 | NYISO_G-I_2_NYISO_A-F | NYISO_G-I | NYISO_A-F | Internal | Winter | B19 | 700 | 2637 | 0 | 31.81 | 25.81 | 0.01 | 0
2030 | NYISO_G-I_2_NYISO_A-F | NYISO_G-I | NYISO_A-F | Internal | Winter | B20 | 935 | 2637 | 0 | 28.35 | 25.81 | 0.01 | 0
2030 | NYISO_G-I_2_NYISO_J-K | NYISO_G-I | NYISO_J-K | Internal | Shoulder | B11 | 25 | 6130 | 5132.85 | 39.35 | 39.37 | 0.01 | 0
2030 | NYISO_G-I_2_NYISO_J-K | NYISO_G-I | NYISO_J-K | Internal | Shoulder | B12 | 200 | 6130 | 4350.72 | 25.47 | 25.48 | 0.01 | 0
2030 | NYISO_G-I_2_NYISO_J-K | NYISO_G-I | NYISO_J-K | Internal | Shoulder | B13 | 600 | 6130 | 4045.69 | 22.48 | 22.49 | 0.01 | 0
2030 | NYISO_G-I_2_NYISO_J-K | NYISO_G-I | NYISO_J-K | Internal | Shoulder | B14 | 900 | 6130 | 4620.87 | 21.26 | 21.28 | 0.01 | 0
2030 | NYISO_G-I_2_NYISO_J-K | NYISO_G-I | NYISO_J-K | Internal | Shoulder | B15 | 1203 | 6130 | 2816.58 | 21.26 | 21.28 | 0.01 | 0
2030 | NYISO_G-I_2_NYISO_J-K | NYISO_G-I | NYISO_J-K | Internal | Summer | B1 | 10 | 6130 | 4154.29 | 79.09 | 79.1 | 0.01 | 0
2030 | NYISO_G-I_2_NYISO_J-K | NYISO_G-I | NYISO_J-K | Internal | Summer | B2 | 25 | 6130 | 4643.59 | 61.57 | 61.59 | 0.01 | 0
2030 | NYISO_G-I_2_NYISO_J-K | NYISO_G-I | NYISO_J-K | Internal | Summer | B3 | 75 | 6130 | 5150.95 | 52.6 | 52.61 | 0.01 | 0
2030 | NYISO_G-I_2_NYISO_J-K | NYISO_G-I | NYISO_J-K | Internal | Summer | B4 | 100 | 6130 | 5428.54 | 52.6 | 52.61 | 0.01 | 0
2030 | NYISO_G-I_2_NYISO_J-K | NYISO_G-I | NYISO_J-K | Internal | Summer | B5 | 200 | 6130 | 5571.41 | 52.6 | 52.61 | 0.01 | 0
2030 | NYISO_G-I_2_NYISO_J-K | NYISO_G-I | NYISO_J-K | Internal | Summer | B6 | 300 | 6130 | 5372.78 | 37.36 | 37.37 | 0.01 | 0
2030 | NYISO_G-I_2_NYISO_J-K | NYISO_G-I | NYISO_J-K | Internal | Summer | B7 | 400 | 6130 | 5872.94 | 28.26 | 28.27 | 0.01 | 0
2030 | NYISO_G-I_2_NYISO_J-K | NYISO_G-I | NYISO_J-K | Internal | Summer | B8 | 500 | 6130 | 5157.48 | 21.38 | 21.39 | 0.01 | 0
2030 | NYISO_G-I_2_NYISO_J-K | NYISO_G-I | NYISO_J-K | Internal | Summer | B9 | 800 | 6130 | 4226.71 | 18.9 | 18.91 | 0.01 | 0
2030 | NYISO_G-I_2_NYISO_J-K | NYISO_G-I | NYISO_J-K | Internal | Summer | B10 | 1262 | 6130 | 2302.17 | 18.9 | 18.91 | 0.01 | 0
2030 | NYISO_G-I_2_NYISO_J-K | NYISO_G-I | NYISO_J-K | Internal | Winter | B16 | 25 | 6130 | 5948.63 | 54.31 | 54.32 | 0.01 | 0
2030 | NYISO_G-I_2_NYISO_J-K | NYISO_G-I | NYISO_J-K | Internal | Winter | B17 | 100 | 6130 | 6084.26 | 34.58 | 34.59 | 0.01 | 0
2030 | NYISO_G-I_2_NYISO_J-K | NYISO_G-I | NYISO_J-K | Internal | Winter | B18 | 400 | 6130 | 6130 | 31.81 | 34.59 | 0.01 | 2.76
2030 | NYISO_G-I_2_NYISO_J-K | NYISO_G-I | NYISO_J-K | Internal | Winter | B19 | 700 | 6130 | 6130 | 31.81 | 32.24 | 0.01 | 0.42
2030 | NYISO_G-I_2_NYISO_J-K | NYISO_G-I | NYISO_J-K | Internal | Winter | B20 | 935 | 6130 | 6130 | 28.35 | 31.19 | 0.01 | 2.83
2030 | NYISO_G-I_2_PJM_E | NYISO_G-I | PJM_E | Internal | Shoulder | B11 | 25 | 1500 | 304.65 | 39.35 | 47.35 | 8 | 0
2030 | NYISO_G-I_2_PJM_E | NYISO_G-I | PJM_E | Internal | Shoulder | B12 | 200 | 1500 | 333.57 | 25.47 | 33.47 | 8 | 0
2030 | NYISO_G-I_2_PJM_E | NYISO_G-I | PJM_E | Internal | Shoulder | B13 | 600 | 1500 | 1157.04 | 22.48 | 30.48 | 8 | 0
2030 | NYISO_G-I_2_PJM_E | NYISO_G-I | PJM_E | Internal | Shoulder | B14 | 900 | 1500 | 0 | 21.26 | 28.5 | 8 | 0
2030 | NYISO_G-I_2_PJM_E | NYISO_G-I | PJM_E | Internal | Shoulder | B15 | 1203 | 1500 | 0 | 21.26 | 23.32 | 8 | 0
2030 | NYISO_G-I_2_PJM_E | NYISO_G-I | PJM_E | Internal | Summer | B1 | 10 | 1500 | 0 | 79.09 | 73.09 | 8 | 0
2030 | NYISO_G-I_2_PJM_E | NYISO_G-I | PJM_E | Internal | Summer | B2 | 25 | 1500 | 0 | 61.57 | 62.58 | 8 | 0
2030 | NYISO_G-I_2_PJM_E | NYISO_G-I | PJM_E | Internal | Summer | B3 | 75 | 1500 | 0 | 52.6 | 52.89 | 8 | 0
2030 | NYISO_G-I_2_PJM_E | NYISO_G-I | PJM_E | Internal | Summer | B4 | 100 | 1500 | 0 | 52.6 | 48.16 | 8 | 0
2030 | NYISO_G-I_2_PJM_E | NYISO_G-I | PJM_E | Internal | Summer | B5 | 200 | 1500 | 0 | 52.6 | 47.33 | 8 | 0
2030 | NYISO_G-I_2_PJM_E | NYISO_G-I | PJM_E | Internal | Summer | B6 | 300 | 1500 | 401.28 | 37.36 | 45.36 | 8 | 0
2030 | NYISO_G-I_2_PJM_E | NYISO_G-I | PJM_E | Internal | Summer | B7 | 400 | 1500 | 98.58 | 28.26 | 36.26 | 8 | 0
2030 | NYISO_G-I_2_PJM_E | NYISO_G-I | PJM_E | Internal | Summer | B8 | 500 | 1500 | 404.06 | 21.38 | 29.38 | 8 | 0
2030 | NYISO_G-I_2_PJM_E | NYISO_G-I | PJM_E | Internal | Summer | B9 | 800 | 1500 | 0 | 18.9 | 25.61 | 8 | 0
2030 | NYISO_G-I_2_PJM_E | NYISO_G-I | PJM_E | Internal | Summer | B10 | 1262 | 1500 | 0 | 18.9 | 20.97 | 8 | 0
2030 | NYISO_G-I_2_PJM_E | NYISO_G-I | PJM_E | Internal | Winter | B16 | 25 | 1500 | 0 | 54.31 | 48.32 | 8 | 0
2030 | NYISO_G-I_2_PJM_E | NYISO_G-I | PJM_E | Internal | Winter | B17 | 100 | 1500 | 0 | 34.58 | 35.88 | 8 | 0
2030 | NYISO_G-I_2_PJM_E | NYISO_G-I | PJM_E | Internal | Winter | B18 | 400 | 1500 | 0 | 31.81 | 33.64 | 8 | 0
2030 | NYISO_G-I_2_PJM_E | NYISO_G-I | PJM_E | Internal | Winter | B19 | 700 | 1500 | 0 | 31.81 | 32.05 | 8 | 0
2030 | NYISO_G-I_2_PJM_E | NYISO_G-I | PJM_E | Internal | Winter | B20 | 935 | 1500 | 0 | 28.35 | 27.92 | 8 | 0
2030 | NYISO_J-K_2_PJM_E | NYISO_J-K | PJM_E | Internal | Shoulder | B11 | 25 | 330 | 0 | 39.37 | 47.35 | 8 | 0
2030 | NYISO_J-K_2_PJM_E | NYISO_J-K | PJM_E | Internal | Shoulder | B12 | 200 | 330 | 0 | 25.48 | 33.47 | 8 | 0
2030 | NYISO_J-K_2_PJM_E | NYISO_J-K | PJM_E | Internal | Shoulder | B13 | 600 | 330 | 0 | 22.49 | 30.48 | 8 | 0
2030 | NYISO_J-K_2_PJM_E | NYISO_J-K | PJM_E | Internal | Shoulder | B14 | 900 | 330 | 0 | 21.28 | 28.5 | 8 | 0
2030 | NYISO_J-K_2_PJM_E | NYISO_J-K | PJM_E | Internal | Shoulder | B15 | 1203 | 330 | 0 | 21.28 | 23.32 | 8 | 0
2030 | NYISO_J-K_2_PJM_E | NYISO_J-K | PJM_E | Internal | Summer | B1 | 10 | 330 | 0 | 79.1 | 73.09 | 8 | 0
2030 | NYISO_J-K_2_PJM_E | NYISO_J-K | PJM_E | Internal | Summer | B2 | 25 | 330 | 0 | 61.59 | 62.58 | 8 | 0
2030 | NYISO_J-K_2_PJM_E | NYISO_J-K | PJM_E | Internal | Summer | B3 | 75 | 330 | 0 | 52.61 | 52.89 | 8 | 0
2030 | NYISO_J-K_2_PJM_E | NYISO_J-K | PJM_E | Internal | Summer | B4 | 100 | 330 | 0 | 52.61 | 48.16 | 8 | 0
2030 | NYISO_J-K_2_PJM_E | NYISO_J-K | PJM_E | Internal | Summer | B5 | 200 | 330 | 0 | 52.61 | 47.33 | 8 | 0
2030 | NYISO_J-K_2_PJM_E | NYISO_J-K | PJM_E | Internal | Summer | B6 | 300 | 330 | 0 | 37.37 | 45.36 | 8 | 0
2030 | NYISO_J-K_2_PJM_E | NYISO_J-K | PJM_E | Internal | Summer | B7 | 400 | 330 | 0 | 28.27 | 36.26 | 8 | 0
2030 | NYISO_J-K_2_PJM_E | NYISO_J-K | PJM_E | Internal | Summer | B8 | 500 | 330 | 0 | 21.39 | 29.38 | 8 | 0
2030 | NYISO_J-K_2_PJM_E | NYISO_J-K | PJM_E | Internal | Summer | B9 | 800 | 330 | 0 | 18.91 | 25.61 | 8 | 0
2030 | NYISO_J-K_2_PJM_E | NYISO_J-K | PJM_E | Internal | Summer | B10 | 1262 | 330 | 0 | 18.91 | 20.97 | 8 | 0
2030 | NYISO_J-K_2_PJM_E | NYISO_J-K | PJM_E | Internal | Winter | B16 | 25 | 330 | 0 | 54.32 | 48.32 | 8 | 0
2030 | NYISO_J-K_2_PJM_E | NYISO_J-K | PJM_E | Internal | Winter | B17 | 100 | 330 | 0 | 34.59 | 35.88 | 8 | 0
2030 | NYISO_J-K_2_PJM_E | NYISO_J-K | PJM_E | Internal | Winter | B18 | 400 | 330 | 0 | 34.59 | 33.64 | 8 | 0
2030 | NYISO_J-K_2_PJM_E | NYISO_J-K | PJM_E | Internal | Winter | B19 | 700 | 330 | 0 | 32.24 | 32.05 | 8 | 0
2030 | NYISO_J-K_2_PJM_E | NYISO_J-K | PJM_E | Internal | Winter | B20 | 935 | 330 | 0 | 31.19 | 27.92 | 8 | 0
2030 | PJM_E_2_NYISO_G-I | PJM_E | NYISO_G-I | Internal | Shoulder | B11 | 25 | 500 | 0 | 47.35 | 39.35 | 6 | 0
2030 | PJM_E_2_NYISO_G-I | PJM_E | NYISO_G-I | Internal | Shoulder | B12 | 200 | 500 | 0 | 33.47 | 25.47 | 6 | 0
2030 | PJM_E_2_NYISO_G-I | PJM_E | NYISO_G-I | Internal | Shoulder | B13 | 600 | 500 | 0 | 30.48 | 22.48 | 6 | 0
2030 | PJM_E_2_NYISO_G-I | PJM_E | NYISO_G-I | Internal | Shoulder | B14 | 900 | 500 | 0 | 28.5 | 21.26 | 6 | 0
2030 | PJM_E_2_NYISO_G-I | PJM_E | NYISO_G-I | Internal | Shoulder | B15 | 1203 | 500 | 0 | 23.32 | 21.26 | 6 | 0
2030 | PJM_E_2_NYISO_G-I | PJM_E | NYISO_G-I | Internal | Summer | B1 | 10 | 500 | 104.6 | 73.09 | 79.09 | 6 | 0
2030 | PJM_E_2_NYISO_G-I | PJM_E | NYISO_G-I | Internal | Summer | B2 | 25 | 500 | 0 | 62.58 | 61.57 | 6 | 0
2030 | PJM_E_2_NYISO_G-I | PJM_E | NYISO_G-I | Internal | Summer | B3 | 75 | 500 | 0 | 52.89 | 52.6 | 6 | 0
2030 | PJM_E_2_NYISO_G-I | PJM_E | NYISO_G-I | Internal | Summer | B4 | 100 | 500 | 0 | 48.16 | 52.6 | 6 | 0
2030 | PJM_E_2_NYISO_G-I | PJM_E | NYISO_G-I | Internal | Summer | B5 | 200 | 500 | 0 | 47.33 | 52.6 | 6 | 0
2030 | PJM_E_2_NYISO_G-I | PJM_E | NYISO_G-I | Internal | Summer | B6 | 300 | 500 | 0 | 45.36 | 37.36 | 6 | 0
2030 | PJM_E_2_NYISO_G-I | PJM_E | NYISO_G-I | Internal | Summer | B7 | 400 | 500 | 0 | 36.26 | 28.26 | 6 | 0
2030 | PJM_E_2_NYISO_G-I | PJM_E | NYISO_G-I | Internal | Summer | B8 | 500 | 500 | 0 | 29.38 | 21.38 | 6 | 0
2030 | PJM_E_2_NYISO_G-I | PJM_E | NYISO_G-I | Internal | Summer | B9 | 800 | 500 | 0 | 25.61 | 18.9 | 6 | 0
2030 | PJM_E_2_NYISO_G-I | PJM_E | NYISO_G-I | Internal | Summer | B10 | 1262 | 500 | 0 | 20.97 | 18.9 | 6 | 0
2030 | PJM_E_2_NYISO_G-I | PJM_E | NYISO_G-I | Internal | Winter | B16 | 25 | 500 | 0 | 48.32 | 54.31 | 6 | 0
2030 | PJM_E_2_NYISO_G-I | PJM_E | NYISO_G-I | Internal | Winter | B17 | 100 | 500 | 0 | 35.88 | 34.58 | 6 | 0
2030 | PJM_E_2_NYISO_G-I | PJM_E | NYISO_G-I | Internal | Winter | B18 | 400 | 500 | 0 | 33.64 | 31.81 | 6 | 0
2030 | PJM_E_2_NYISO_G-I | PJM_E | NYISO_G-I | Internal | Winter | B19 | 700 | 500 | 0 | 32.05 | 31.81 | 6 | 0
2030 | PJM_E_2_NYISO_G-I | PJM_E | NYISO_G-I | Internal | Winter | B20 | 935 | 500 | 0 | 27.92 | 28.35 | 6 | 0
2030 | PJM_E_2_NYISO_J-K | PJM_E | NYISO_J-K | Internal | Shoulder | B11 | 25 | 330 | 0 | 47.35 | 39.37 | 6 | 0
2030 | PJM_E_2_NYISO_J-K | PJM_E | NYISO_J-K | Internal | Shoulder | B12 | 200 | 330 | 0 | 33.47 | 25.48 | 6 | 0
2030 | PJM_E_2_NYISO_J-K | PJM_E | NYISO_J-K | Internal | Shoulder | B13 | 600 | 330 | 0 | 30.48 | 22.49 | 6 | 0
2030 | PJM_E_2_NYISO_J-K | PJM_E | NYISO_J-K | Internal | Shoulder | B14 | 900 | 330 | 0 | 28.5 | 21.28 | 6 | 0
2030 | PJM_E_2_NYISO_J-K | PJM_E | NYISO_J-K | Internal | Shoulder | B15 | 1203 | 330 | 0 | 23.32 | 21.28 | 6 | 0
2030 | PJM_E_2_NYISO_J-K | PJM_E | NYISO_J-K | Internal | Summer | B1 | 10 | 330 | 330 | 73.09 | 79.1 | 6 | 0.01
2030 | PJM_E_2_NYISO_J-K | PJM_E | NYISO_J-K | Internal | Summer | B2 | 25 | 330 | 0 | 62.58 | 61.59 | 6 | 0
2030 | PJM_E_2_NYISO_J-K | PJM_E | NYISO_J-K | Internal | Summer | B3 | 75 | 330 | 0 | 52.89 | 52.61 | 6 | 0
2030 | PJM_E_2_NYISO_J-K | PJM_E | NYISO_J-K | Internal | Summer | B4 | 100 | 330 | 0 | 48.16 | 52.61 | 6 | 0
2030 | PJM_E_2_NYISO_J-K | PJM_E | NYISO_J-K | Internal | Summer | B5 | 200 | 330 | 0 | 47.33 | 52.61 | 6 | 0
2030 | PJM_E_2_NYISO_J-K | PJM_E | NYISO_J-K | Internal | Summer | B6 | 300 | 330 | 0 | 45.36 | 37.37 | 6 | 0
2030 | PJM_E_2_NYISO_J-K | PJM_E | NYISO_J-K | Internal | Summer | B7 | 400 | 330 | 0 | 36.26 | 28.27 | 6 | 0
2030 | PJM_E_2_NYISO_J-K | PJM_E | NYISO_J-K | Internal | Summer | B8 | 500 | 330 | 0 | 29.38 | 21.39 | 6 | 0
2030 | PJM_E_2_NYISO_J-K | PJM_E | NYISO_J-K | Internal | Summer | B9 | 800 | 330 | 0 | 25.61 | 18.91 | 6 | 0
2030 | PJM_E_2_NYISO_J-K | PJM_E | NYISO_J-K | Internal | Summer | B10 | 1262 | 330 | 0 | 20.97 | 18.91 | 6 | 0
2030 | PJM_E_2_NYISO_J-K | PJM_E | NYISO_J-K | Internal | Winter | B16 | 25 | 330 | 59.14 | 48.32 | 54.32 | 6 | 0
2030 | PJM_E_2_NYISO_J-K | PJM_E | NYISO_J-K | Internal | Winter | B17 | 100 | 330 | 0 | 35.88 | 34.59 | 6 | 0
2030 | PJM_E_2_NYISO_J-K | PJM_E | NYISO_J-K | Internal | Winter | B18 | 400 | 330 | 0 | 33.64 | 34.59 | 6 | 0
2030 | PJM_E_2_NYISO_J-K | PJM_E | NYISO_J-K | Internal | Winter | B19 | 700 | 330 | 0 | 32.05 | 32.24 | 6 | 0
2030 | PJM_E_2_NYISO_J-K | PJM_E | NYISO_J-K | Internal | Winter | B20 | 935 | 330 | 0 | 27.92 | 31.19 | 6 | 0
2030 | PJM_E_2_PJM_ROM | PJM_E | PJM_ROM | Internal | Shoulder | B11 | 25 | 8000 | 3032.46 | 47.35 | 47.37 | 0.01 | 0
2030 | PJM_E_2_PJM_ROM | PJM_E | PJM_ROM | Internal | Shoulder | B12 | 200 | 8000 | 3088.76 | 33.47 | 33.48 | 0.01 | 0
2030 | PJM_E_2_PJM_ROM | PJM_E | PJM_ROM | Internal | Shoulder | B13 | 600 | 8000 | 3861.03 | 30.48 | 30.49 | 0.01 | 0
2030 | PJM_E_2_PJM_ROM | PJM_E | PJM_ROM | Internal | Shoulder | B14 | 900 | 8000 | 3793.38 | 28.5 | 28.51 | 0.01 | 0
2030 | PJM_E_2_PJM_ROM | PJM_E | PJM_ROM | Internal | Shoulder | B15 | 1203 | 8000 | 3389.03 | 23.32 | 23.33 | 0.01 | 0
2030 | PJM_E_2_PJM_ROM | PJM_E | PJM_ROM | Internal | Summer | B1 | 10 | 8000 | 0 | 73.09 | 73.07 | 0.01 | 0
2030 | PJM_E_2_PJM_ROM | PJM_E | PJM_ROM | Internal | Summer | B2 | 25 | 8000 | 0 | 62.58 | 62.57 | 0.01 | 0
2030 | PJM_E_2_PJM_ROM | PJM_E | PJM_ROM | Internal | Summer | B3 | 75 | 8000 | 0 | 52.89 | 52.88 | 0.01 | 0
2030 | PJM_E_2_PJM_ROM | PJM_E | PJM_ROM | Internal | Summer | B4 | 100 | 8000 | 0 | 48.16 | 48.15 | 0.01 | 0
2030 | PJM_E_2_PJM_ROM | PJM_E | PJM_ROM | Internal | Summer | B5 | 200 | 8000 | 815.86 | 47.33 | 47.34 | 0.01 | 0
2030 | PJM_E_2_PJM_ROM | PJM_E | PJM_ROM | Internal | Summer | B6 | 300 | 8000 | 3071.17 | 45.36 | 45.37 | 0.01 | 0
2030 | PJM_E_2_PJM_ROM | PJM_E | PJM_ROM | Internal | Summer | B7 | 400 | 8000 | 2392.22 | 36.26 | 36.27 | 0.01 | 0
2030 | PJM_E_2_PJM_ROM | PJM_E | PJM_ROM | Internal | Summer | B8 | 500 | 8000 | 3470.38 | 29.38 | 29.39 | 0.01 | 0
2030 | PJM_E_2_PJM_ROM | PJM_E | PJM_ROM | Internal | Summer | B9 | 800 | 8000 | 4200.35 | 25.61 | 25.63 | 0.01 | 0
2030 | PJM_E_2_PJM_ROM | PJM_E | PJM_ROM | Internal | Summer | B10 | 1262 | 8000 | 3607.54 | 20.97 | 20.98 | 0.01 | 0
2030 | PJM_E_2_PJM_ROM | PJM_E | PJM_ROM | Internal | Winter | B16 | 25 | 8000 | 0 | 48.32 | 48.31 | 0.01 | 0
2030 | PJM_E_2_PJM_ROM | PJM_E | PJM_ROM | Internal | Winter | B17 | 100 | 8000 | 0 | 35.88 | 35.87 | 0.01 | 0
2030 | PJM_E_2_PJM_ROM | PJM_E | PJM_ROM | Internal | Winter | B18 | 400 | 8000 | 196.62 | 33.64 | 33.66 | 0.01 | 0
2030 | PJM_E_2_PJM_ROM | PJM_E | PJM_ROM | Internal | Winter | B19 | 700 | 8000 | 1515.91 | 32.05 | 32.06 | 0.01 | 0
2030 | PJM_E_2_PJM_ROM | PJM_E | PJM_ROM | Internal | Winter | B20 | 935 | 8000 | 0 | 27.92 | 27.91 | 0.01 | 0
2030 | PJM_ROR_2_MISO_IN | PJM_ROR | MISO_IN | Internal | Shoulder | B11 | 25 | 909 | 0 | 47.38 | 49.37 | 2 | 0
2030 | PJM_ROR_2_MISO_IN | PJM_ROR | MISO_IN | Internal | Shoulder | B12 | 200 | 909 | 0 | 33.49 | 31.52 | 2 | 0
2030 | PJM_ROR_2_MISO_IN | PJM_ROR | MISO_IN | Internal | Shoulder | B13 | 600 | 909 | 0 | 30.5 | 28.53 | 2 | 0
2030 | PJM_ROR_2_MISO_IN | PJM_ROR | MISO_IN | Internal | Shoulder | B14 | 900 | 909 | 0 | 28.5 | 26.52 | 2 | 0
2030 | PJM_ROR_2_MISO_IN | PJM_ROR | MISO_IN | Internal | Shoulder | B15 | 1203 | 909 | 0 | 23.34 | 23.5 | 2 | 0
2030 | PJM_ROR_2_MISO_IN | PJM_ROR | MISO_IN | Internal | Summer | B1 | 10 | 909 | 0 | 71.67 | 69.67 | 2 | 0
2030 | PJM_ROR_2_MISO_IN | PJM_ROR | MISO_IN | Internal | Summer | B2 | 25 | 909 | 0 | 58.42 | 56.42 | 2 | 0
2030 | PJM_ROR_2_MISO_IN | PJM_ROR | MISO_IN | Internal | Summer | B3 | 75 | 909 | 0 | 52.87 | 54.85 | 2 | 0
2030 | PJM_ROR_2_MISO_IN | PJM_ROR | MISO_IN | Internal | Summer | B4 | 100 | 909 | 86.93 | 48.14 | 50.14 | 2 | 0
2030 | PJM_ROR_2_MISO_IN | PJM_ROR | MISO_IN | Internal | Summer | B5 | 200 | 909 | 0 | 47.33 | 49.32 | 2 | 0
2030 | PJM_ROR_2_MISO_IN | PJM_ROR | MISO_IN | Internal | Summer | B6 | 300 | 909 | 135.02 | 45.36 | 47.36 | 2 | 0
2030 | PJM_ROR_2_MISO_IN | PJM_ROR | MISO_IN | Internal | Summer | B7 | 400 | 909 | 0 | 36.26 | 36.64 | 2 | 0
2030 | PJM_ROR_2_MISO_IN | PJM_ROR | MISO_IN | Internal | Summer | B8 | 500 | 909 | 0 | 29.38 | 28.82 | 2 | 0
2030 | PJM_ROR_2_MISO_IN | PJM_ROR | MISO_IN | Internal | Summer | B9 | 800 | 909 | 0 | 25.64 | 27.2 | 2 | 0
2030 | PJM_ROR_2_MISO_IN | PJM_ROR | MISO_IN | Internal | Summer | B10 | 1262 | 909 | 0 | 20.99 | 22.65 | 2 | 0
2030 | PJM_ROR_2_MISO_IN | PJM_ROR | MISO_IN | Internal | Winter | B16 | 25 | 909 | 0 | 48.3 | 46.31 | 2 | 0
2030 | PJM_ROR_2_MISO_IN | PJM_ROR | MISO_IN | Internal | Winter | B17 | 100 | 909 | 0 | 35.85 | 33.87 | 2 | 0
2030 | PJM_ROR_2_MISO_IN | PJM_ROR | MISO_IN | Internal | Winter | B18 | 400 | 909 | 0 | 33.64 | 31.67 | 2 | 0
2030 | PJM_ROR_2_MISO_IN | PJM_ROR | MISO_IN | Internal | Winter | B19 | 700 | 909 | 0 | 32.05 | 30.07 | 2 | 0
2030 | PJM_ROR_2_MISO_IN | PJM_ROR | MISO_IN | Internal | Winter | B20 | 935 | 909 | 0 | 27.9 | 26.5 | 2 | 0
2030 | PJM_ROR_2_MISO_MI | PJM_ROR | MISO_MI | Internal | Shoulder | B11 | 25 | 1305 | 0 | 47.38 | 49.35 | 2 | 0
2030 | PJM_ROR_2_MISO_MI | PJM_ROR | MISO_MI | Internal | Shoulder | B12 | 200 | 1305 | 0 | 33.49 | 31.53 | 2 | 0
2030 | PJM_ROR_2_MISO_MI | PJM_ROR | MISO_MI | Internal | Shoulder | B13 | 600 | 1305 | 0 | 30.5 | 28.54 | 2 | 0
2030 | PJM_ROR_2_MISO_MI | PJM_ROR | MISO_MI | Internal | Shoulder | B14 | 900 | 1305 | 0 | 28.5 | 26.53 | 2 | 0
2030 | PJM_ROR_2_MISO_MI | PJM_ROR | MISO_MI | Internal | Shoulder | B15 | 1203 | 1305 | 0 | 23.34 | 23.51 | 2 | 0
2030 | PJM_ROR_2_MISO_MI | PJM_ROR | MISO_MI | Internal | Summer | B1 | 10 | 1305 | 0 | 71.67 | 69.67 | 2 | 0
2030 | PJM_ROR_2_MISO_MI | PJM_ROR | MISO_MI | Internal | Summer | B2 | 25 | 1305 | 0 | 58.42 | 56.43 | 2 | 0
2030 | PJM_ROR_2_MISO_MI | PJM_ROR | MISO_MI | Internal | Summer | B3 | 75 | 1305 | 0 | 52.87 | 54.84 | 2 | 0
2030 | PJM_ROR_2_MISO_MI | PJM_ROR | MISO_MI | Internal | Summer | B4 | 100 | 1305 | 1305 | 48.14 | 50.15 | 2 | 0.01
2030 | PJM_ROR_2_MISO_MI | PJM_ROR | MISO_MI | Internal | Summer | B5 | 200 | 1305 | 162.03 | 47.33 | 49.33 | 2 | 0
2030 | PJM_ROR_2_MISO_MI | PJM_ROR | MISO_MI | Internal | Summer | B6 | 300 | 1305 | 0 | 45.36 | 47.35 | 2 | 0
2030 | PJM_ROR_2_MISO_MI | PJM_ROR | MISO_MI | Internal | Summer | B7 | 400 | 1305 | 0 | 36.26 | 36.65 | 2 | 0
2030 | PJM_ROR_2_MISO_MI | PJM_ROR | MISO_MI | Internal | Summer | B8 | 500 | 1305 | 0 | 29.38 | 28.83 | 2 | 0
2030 | PJM_ROR_2_MISO_MI | PJM_ROR | MISO_MI | Internal | Summer | B9 | 800 | 1305 | 0 | 25.64 | 27.22 | 2 | 0
2030 | PJM_ROR_2_MISO_MI | PJM_ROR | MISO_MI | Internal | Summer | B10 | 1262 | 1305 | 0 | 20.99 | 22.66 | 2 | 0
2030 | PJM_ROR_2_MISO_MI | PJM_ROR | MISO_MI | Internal | Winter | B16 | 25 | 1305 | 0 | 48.3 | 46.32 | 2 | 0
2030 | PJM_ROR_2_MISO_MI | PJM_ROR | MISO_MI | Internal | Winter | B17 | 100 | 1305 | 0 | 35.85 | 33.88 | 2 | 0
2030 | PJM_ROR_2_MISO_MI | PJM_ROR | MISO_MI | Internal | Winter | B18 | 400 | 1305 | 0 | 33.64 | 31.68 | 2 | 0
2030 | PJM_ROR_2_MISO_MI | PJM_ROR | MISO_MI | Internal | Winter | B19 | 700 | 1305 | 0 | 32.05 | 30.08 | 2 | 0
2030 | PJM_ROR_2_MISO_MI | PJM_ROR | MISO_MI | Internal | Winter | B20 | 935 | 1305 | 0 | 27.9 | 26.51 | 2 | 0
2030 | PJM_ROR_2_MISO_MO-IL | PJM_ROR | MISO_MO-IL | Internal | Shoulder | B11 | 25 | 1111 | 352.28 | 47.38 | 49.38 | 2 | 0
2030 | PJM_ROR_2_MISO_MO-IL | PJM_ROR | MISO_MO-IL | Internal | Shoulder | B12 | 200 | 1111 | 0 | 33.49 | 31.51 | 2 | 0
2030 | PJM_ROR_2_MISO_MO-IL | PJM_ROR | MISO_MO-IL | Internal | Shoulder | B13 | 600 | 1111 | 0 | 30.5 | 28.52 | 2 | 0
2030 | PJM_ROR_2_MISO_MO-IL | PJM_ROR | MISO_MO-IL | Internal | Shoulder | B14 | 900 | 1111 | 0 | 28.5 | 26.51 | 2 | 0
2030 | PJM_ROR_2_MISO_MO-IL | PJM_ROR | MISO_MO-IL | Internal | Shoulder | B15 | 1203 | 1111 | 0 | 23.34 | 23.51 | 2 | 0
2030 | PJM_ROR_2_MISO_MO-IL | PJM_ROR | MISO_MO-IL | Internal | Summer | B1 | 10 | 1111 | 0 | 71.67 | 69.68 | 2 | 0
2030 | PJM_ROR_2_MISO_MO-IL | PJM_ROR | MISO_MO-IL | Internal | Summer | B2 | 25 | 1111 | 0 | 58.42 | 56.43 | 2 | 0
2030 | PJM_ROR_2_MISO_MO-IL | PJM_ROR | MISO_MO-IL | Internal | Summer | B3 | 75 | 1111 | 295.18 | 52.87 | 54.87 | 2 | 0
2030 | PJM_ROR_2_MISO_MO-IL | PJM_ROR | MISO_MO-IL | Internal | Summer | B4 | 100 | 1111 | 1111 | 48.14 | 50.15 | 2 | 0.01
2030 | PJM_ROR_2_MISO_MO-IL | PJM_ROR | MISO_MO-IL | Internal | Summer | B5 | 200 | 1111 | 358.96 | 47.33 | 49.33 | 2 | 0
2030 | PJM_ROR_2_MISO_MO-IL | PJM_ROR | MISO_MO-IL | Internal | Summer | B6 | 300 | 1111 | 1111 | 45.36 | 47.37 | 2 | 0.01
2030 | PJM_ROR_2_MISO_MO-IL | PJM_ROR | MISO_MO-IL | Internal | Summer | B7 | 400 | 1111 | 0 | 36.26 | 36.65 | 2 | 0
2030 | PJM_ROR_2_MISO_MO-IL | PJM_ROR | MISO_MO-IL | Internal | Summer | B8 | 500 | 1111 | 0 | 29.38 | 28.83 | 2 | 0
2030 | PJM_ROR_2_MISO_MO-IL | PJM_ROR | MISO_MO-IL | Internal | Summer | B9 | 800 | 1111 | 0 | 25.64 | 27.22 | 2 | 0
2030 | PJM_ROR_2_MISO_MO-IL | PJM_ROR | MISO_MO-IL | Internal | Summer | B10 | 1262 | 1111 | 0 | 20.99 | 22.66 | 2 | 0
2030 | PJM_ROR_2_MISO_MO-IL | PJM_ROR | MISO_MO-IL | Internal | Winter | B16 | 25 | 1111 | 0 | 48.3 | 46.3 | 2 | 0
2030 | PJM_ROR_2_MISO_MO-IL | PJM_ROR | MISO_MO-IL | Internal | Winter | B17 | 100 | 1111 | 0 | 35.85 | 33.85 | 2 | 0
2030 | PJM_ROR_2_MISO_MO-IL | PJM_ROR | MISO_MO-IL | Internal | Winter | B18 | 400 | 1111 | 0 | 33.64 | 31.66 | 2 | 0
2030 | PJM_ROR_2_MISO_MO-IL | PJM_ROR | MISO_MO-IL | Internal | Winter | B19 | 700 | 1111 | 0 | 32.05 | 30.06 | 2 | 0
2030 | PJM_ROR_2_MISO_MO-IL | PJM_ROR | MISO_MO-IL | Internal | Winter | B20 | 935 | 1111 | 0 | 27.9 | 26.49 | 2 | 0
2030 | PJM_ROR_2_MISO_W | PJM_ROR | MISO_W | Internal | Shoulder | B11 | 25 | 10071 | 0 | 47.38 | 49.37 | 2 | 0
2030 | PJM_ROR_2_MISO_W | PJM_ROR | MISO_W | Internal | Shoulder | B12 | 200 | 10071 | 0 | 33.49 | 31.49 | 2 | 0
2030 | PJM_ROR_2_MISO_W | PJM_ROR | MISO_W | Internal | Shoulder | B13 | 600 | 10071 | 0 | 30.5 | 28.5 | 2 | 0
2030 | PJM_ROR_2_MISO_W | PJM_ROR | MISO_W | Internal | Shoulder | B14 | 900 | 10071 | 0 | 28.5 | 26.5 | 2 | 0
2030 | PJM_ROR_2_MISO_W | PJM_ROR | MISO_W | Internal | Shoulder | B15 | 1203 | 10071 | 0 | 23.34 | 23.5 | 2 | 0
2030 | PJM_ROR_2_MISO_W | PJM_ROR | MISO_W | Internal | Summer | B1 | 10 | 10071 | 0 | 71.67 | 69.67 | 2 | 0
2030 | PJM_ROR_2_MISO_W | PJM_ROR | MISO_W | Internal | Summer | B2 | 25 | 10071 | 0 | 58.42 | 56.42 | 2 | 0
2030 | PJM_ROR_2_MISO_W | PJM_ROR | MISO_W | Internal | Summer | B3 | 75 | 10071 | 202.84 | 52.87 | 54.87 | 2 | 0
2030 | PJM_ROR_2_MISO_W | PJM_ROR | MISO_W | Internal | Summer | B4 | 100 | 10071 | 2877.59 | 48.14 | 50.14 | 2 | 0
2030 | PJM_ROR_2_MISO_W | PJM_ROR | MISO_W | Internal | Summer | B5 | 200 | 10071 | 3140.25 | 47.33 | 49.33 | 2 | 0
2030 | PJM_ROR_2_MISO_W | PJM_ROR | MISO_W | Internal | Summer | B6 | 300 | 10071 | 838.73 | 45.36 | 47.36 | 2 | 0
2030 | PJM_ROR_2_MISO_W | PJM_ROR | MISO_W | Internal | Summer | B7 | 400 | 10071 | 0 | 36.26 | 36.64 | 2 | 0
2030 | PJM_ROR_2_MISO_W | PJM_ROR | MISO_W | Internal | Summer | B8 | 500 | 10071 | 0 | 29.38 | 28.82 | 2 | 0
2030 | PJM_ROR_2_MISO_W | PJM_ROR | MISO_W | Internal | Summer | B9 | 800 | 10071 | 0 | 25.64 | 27.2 | 2 | 0
2030 | PJM_ROR_2_MISO_W | PJM_ROR | MISO_W | Internal | Summer | B10 | 1262 | 10071 | 0 | 20.99 | 22.65 | 2 | 0
2030 | PJM_ROR_2_MISO_W | PJM_ROR | MISO_W | Internal | Winter | B16 | 25 | 10071 | 0 | 48.3 | 46.29 | 2 | 0
2030 | PJM_ROR_2_MISO_W | PJM_ROR | MISO_W | Internal | Winter | B17 | 100 | 10071 | 0 | 35.85 | 33.84 | 2 | 0
2030 | PJM_ROR_2_MISO_W | PJM_ROR | MISO_W | Internal | Winter | B18 | 400 | 10071 | 0 | 33.64 | 31.64 | 2 | 0
2030 | PJM_ROR_2_MISO_W | PJM_ROR | MISO_W | Internal | Winter | B19 | 700 | 10071 | 0 | 32.05 | 30.05 | 2 | 0
2030 | PJM_ROR_2_MISO_W | PJM_ROR | MISO_W | Internal | Winter | B20 | 935 | 10071 | 0 | 27.9 | 26.47 | 2 | 0
2030 | PJM_ROR_2_MISO_WUMS | PJM_ROR | MISO_WUMS | Internal | Shoulder | B11 | 25 | 1467 | 0 | 47.38 | 48.12 | 2 | 0
2030 | PJM_ROR_2_MISO_WUMS | PJM_ROR | MISO_WUMS | Internal | Shoulder | B12 | 200 | 1467 | 0 | 33.49 | 31.49 | 2 | 0
2030 | PJM_ROR_2_MISO_WUMS | PJM_ROR | MISO_WUMS | Internal | Shoulder | B13 | 600 | 1467 | 0 | 30.5 | 28.52 | 2 | 0
2030 | PJM_ROR_2_MISO_WUMS | PJM_ROR | MISO_WUMS | Internal | Shoulder | B14 | 900 | 1467 | 0 | 28.5 | 26.5 | 2 | 0
2030 | PJM_ROR_2_MISO_WUMS | PJM_ROR | MISO_WUMS | Internal | Shoulder | B15 | 1203 | 1467 | 0 | 23.34 | 23.49 | 2 | 0
2030 | PJM_ROR_2_MISO_WUMS | PJM_ROR | MISO_WUMS | Internal | Summer | B1 | 10 | 1467 | 0 | 71.67 | 45.72 | 2 | 0
2030 | PJM_ROR_2_MISO_WUMS | PJM_ROR | MISO_WUMS | Internal | Summer | B2 | 25 | 1467 | 0 | 58.42 | 45.72 | 2 | 0
2030 | PJM_ROR_2_MISO_WUMS | PJM_ROR | MISO_WUMS | Internal | Summer | B3 | 75 | 1467 | 0 | 52.87 | 45.72 | 2 | 0
2030 | PJM_ROR_2_MISO_WUMS | PJM_ROR | MISO_WUMS | Internal | Summer | B4 | 100 | 1467 | 0 | 48.14 | 45.72 | 2 | 0
2030 | PJM_ROR_2_MISO_WUMS | PJM_ROR | MISO_WUMS | Internal | Summer | B5 | 200 | 1467 | 0 | 47.33 | 45.72 | 2 | 0
2030 | PJM_ROR_2_MISO_WUMS | PJM_ROR | MISO_WUMS | Internal | Summer | B6 | 300 | 1467 | 0 | 45.36 | 45.72 | 2 | 0
2030 | PJM_ROR_2_MISO_WUMS | PJM_ROR | MISO_WUMS | Internal | Summer | B7 | 400 | 1467 | 0 | 36.26 | 36.62 | 2 | 0
2030 | PJM_ROR_2_MISO_WUMS | PJM_ROR | MISO_WUMS | Internal | Summer | B8 | 500 | 1467 | 0 | 29.38 | 28.81 | 2 | 0
2030 | PJM_ROR_2_MISO_WUMS | PJM_ROR | MISO_WUMS | Internal | Summer | B9 | 800 | 1467 | 0 | 25.64 | 27.19 | 2 | 0
2030 | PJM_ROR_2_MISO_WUMS | PJM_ROR | MISO_WUMS | Internal | Summer | B10 | 1262 | 1467 | 0 | 20.99 | 22.64 | 2 | 0
2030 | PJM_ROR_2_MISO_WUMS | PJM_ROR | MISO_WUMS | Internal | Winter | B16 | 25 | 1467 | 0 | 48.3 | 46.3 | 2 | 0
2030 | PJM_ROR_2_MISO_WUMS | PJM_ROR | MISO_WUMS | Internal | Winter | B17 | 100 | 1467 | 0 | 35.85 | 33.85 | 2 | 0
2030 | PJM_ROR_2_MISO_WUMS | PJM_ROR | MISO_WUMS | Internal | Winter | B18 | 400 | 1467 | 0 | 33.64 | 31.66 | 2 | 0
2030 | PJM_ROR_2_MISO_WUMS | PJM_ROR | MISO_WUMS | Internal | Winter | B19 | 700 | 1467 | 0 | 32.05 | 30.06 | 2 | 0
2030 | PJM_ROR_2_MISO_WUMS | PJM_ROR | MISO_WUMS | Internal | Winter | B20 | 935 | 1467 | 0 | 27.9 | 26.46 | 2 | 0
2030 | PJM_ROR_2_PJM_ROM | PJM_ROR | PJM_ROM | Internal | Shoulder | B11 | 25 | 8000 | 0 | 47.38 | 47.37 | 0.01 | 0
2030 | PJM_ROR_2_PJM_ROM | PJM_ROR | PJM_ROM | Internal | Shoulder | B12 | 200 | 8000 | 0 | 33.49 | 33.48 | 0.01 | 0
2030 | PJM_ROR_2_PJM_ROM | PJM_ROR | PJM_ROM | Internal | Shoulder | B13 | 600 | 8000 | 0 | 30.5 | 30.49 | 0.01 | 0
2030 | PJM_ROR_2_PJM_ROM | PJM_ROR | PJM_ROM | Internal | Shoulder | B14 | 900 | 8000 | 130.86 | 28.5 | 28.51 | 0.01 | 0
2030 | PJM_ROR_2_PJM_ROM | PJM_ROR | PJM_ROM | Internal | Shoulder | B15 | 1203 | 8000 | 0 | 23.34 | 23.33 | 0.01 | 0
2030 | PJM_ROR_2_PJM_ROM | PJM_ROR | PJM_ROM | Internal | Summer | B1 | 10 | 8000 | 8000 | 71.67 | 73.07 | 0.01 | 1.4
2030 | PJM_ROR_2_PJM_ROM | PJM_ROR | PJM_ROM | Internal | Summer | B2 | 25 | 8000 | 8000 | 58.42 | 62.57 | 0.01 | 4.14
2030 | PJM_ROR_2_PJM_ROM | PJM_ROR | PJM_ROM | Internal | Summer | B3 | 75 | 8000 | 7652.95 | 52.87 | 52.88 | 0.01 | 0
2030 | PJM_ROR_2_PJM_ROM | PJM_ROR | PJM_ROM | Internal | Summer | B4 | 100 | 8000 | 5694.92 | 48.14 | 48.15 | 0.01 | 0
2030 | PJM_ROR_2_PJM_ROM | PJM_ROR | PJM_ROM | Internal | Summer | B5 | 200 | 8000 | 4044.93 | 47.33 | 47.34 | 0.01 | 0
2030 | PJM_ROR_2_PJM_ROM | PJM_ROR | PJM_ROM | Internal | Summer | B6 | 300 | 8000 | 505.51 | 45.36 | 45.37 | 0.01 | 0
2030 | PJM_ROR_2_PJM_ROM | PJM_ROR | PJM_ROM | Internal | Summer | B7 | 400 | 8000 | 1463.85 | 36.26 | 36.27 | 0.01 | 0
2030 | PJM_ROR_2_PJM_ROM | PJM_ROR | PJM_ROM | Internal | Summer | B8 | 500 | 8000 | 1146.7 | 29.38 | 29.39 | 0.01 | 0
2030 | PJM_ROR_2_PJM_ROM | PJM_ROR | PJM_ROM | Internal | Summer | B9 | 800 | 8000 | 0 | 25.64 | 25.63 | 0.01 | 0
2030 | PJM_ROR_2_PJM_ROM | PJM_ROR | PJM_ROM | Internal | Summer | B10 | 1262 | 8000 | 0 | 20.99 | 20.98 | 0.01 | 0
2030 | PJM_ROR_2_PJM_ROM | PJM_ROR | PJM_ROM | Internal | Winter | B16 | 25 | 8000 | 4207.09 | 48.3 | 48.31 | 0.01 | 0
2030 | PJM_ROR_2_PJM_ROM | PJM_ROR | PJM_ROM | Internal | Winter | B17 | 100 | 8000 | 5972.79 | 35.85 | 35.87 | 0.01 | 0
2030 | PJM_ROR_2_PJM_ROM | PJM_ROR | PJM_ROM | Internal | Winter | B18 | 400 | 8000 | 5377.18 | 33.64 | 33.66 | 0.01 | 0
2030 | PJM_ROR_2_PJM_ROM | PJM_ROR | PJM_ROM | Internal | Winter | B19 | 700 | 8000 | 3383.03 | 32.05 | 32.06 | 0.01 | 0
2030 | PJM_ROR_2_PJM_ROM | PJM_ROR | PJM_ROM | Internal | Winter | B20 | 935 | 8000 | 5561.67 | 27.9 | 27.91 | 0.01 | 0
2030 | PJM_ROR_2_TVA_Transmission | PJM_ROR | TVA_Transmission | Internal | Shoulder | B11 | 25 | 2500 | 291.87 | 47.38 | 53.38 | 6 | 0
2030 | PJM_ROR_2_TVA_Transmission | PJM_ROR | TVA_Transmission | Internal | Shoulder | B12 | 200 | 2500 | 0 | 33.49 | 37.15 | 6 | 0
2030 | PJM_ROR_2_TVA_Transmission | PJM_ROR | TVA_Transmission | Internal | Shoulder | B13 | 600 | 2500 | 0 | 30.5 | 33.05 | 6 | 0
2030 | PJM_ROR_2_TVA_Transmission | PJM_ROR | TVA_Transmission | Internal | Shoulder | B14 | 900 | 2500 | 0 | 28.5 | 31.61 | 6 | 0
2030 | PJM_ROR_2_TVA_Transmission | PJM_ROR | TVA_Transmission | Internal | Shoulder | B15 | 1203 | 2500 | 1933.58 | 23.34 | 29.34 | 6 | 0
2030 | PJM_ROR_2_TVA_Transmission | PJM_ROR | TVA_Transmission | Internal | Summer | B1 | 10 | 2500 | 0 | 71.67 | 72.44 | 6 | 0
2030 | PJM_ROR_2_TVA_Transmission | PJM_ROR | TVA_Transmission | Internal | Summer | B2 | 25 | 2500 | 0 | 58.42 | 60.85 | 6 | 0
2030 | PJM_ROR_2_TVA_Transmission | PJM_ROR | TVA_Transmission | Internal | Summer | B3 | 75 | 2500 | 659.16 | 52.87 | 58.87 | 6 | 0
2030 | PJM_ROR_2_TVA_Transmission | PJM_ROR | TVA_Transmission | Internal | Summer | B4 | 100 | 2500 | 1125.07 | 48.14 | 54.14 | 6 | 0
2030 | PJM_ROR_2_TVA_Transmission | PJM_ROR | TVA_Transmission | Internal | Summer | B5 | 200 | 2500 | 0 | 47.33 | 52.97 | 6 | 0
2030 | PJM_ROR_2_TVA_Transmission | PJM_ROR | TVA_Transmission | Internal | Summer | B6 | 300 | 2500 | 0 | 45.36 | 50.01 | 6 | 0
2030 | PJM_ROR_2_TVA_Transmission | PJM_ROR | TVA_Transmission | Internal | Summer | B7 | 400 | 2500 | 2095.35 | 36.26 | 42.26 | 6 | 0
2030 | PJM_ROR_2_TVA_Transmission | PJM_ROR | TVA_Transmission | Internal | Summer | B8 | 500 | 2500 | 2399.25 | 29.38 | 35.38 | 6 | 0
2030 | PJM_ROR_2_TVA_Transmission | PJM_ROR | TVA_Transmission | Internal | Summer | B9 | 800 | 2500 | 0 | 25.64 | 30.78 | 6 | 0
2030 | PJM_ROR_2_TVA_Transmission | PJM_ROR | TVA_Transmission | Internal | Summer | B10 | 1262 | 2500 | 715.41 | 20.99 | 26.99 | 6 | 0
2030 | PJM_ROR_2_TVA_Transmission | PJM_ROR | TVA_Transmission | Internal | Winter | B16 | 25 | 2500 | 2377.63 | 48.3 | 54.3 | 6 | 0
2030 | PJM_ROR_2_TVA_Transmission | PJM_ROR | TVA_Transmission | Internal | Winter | B17 | 100 | 2500 | 109.26 | 35.85 | 41.85 | 6 | 0
2030 | PJM_ROR_2_TVA_Transmission | PJM_ROR | TVA_Transmission | Internal | Winter | B18 | 400 | 2500 | 0 | 33.64 | 35.45 | 6 | 0
2030 | PJM_ROR_2_TVA_Transmission | PJM_ROR | TVA_Transmission | Internal | Winter | B19 | 700 | 2500 | 0 | 32.05 | 34.12 | 6 | 0
2030 | PJM_ROR_2_TVA_Transmission | PJM_ROR | TVA_Transmission | Internal | Winter | B20 | 935 | 2500 | 0 | 27.9 | 31.26 | 6 | 0
2030 | PJM_ROR_2_VACAR | PJM_ROR | VACAR | Internal | Shoulder | B11 | 25 | 3865 | 1314.97 | 47.38 | 53.38 | 6 | 0
2030 | PJM_ROR_2_VACAR | PJM_ROR | VACAR | Internal | Shoulder | B12 | 200 | 3865 | 3865 | 33.49 | 42.27 | 6 | 2.78
2030 | PJM_ROR_2_VACAR | PJM_ROR | VACAR | Internal | Shoulder | B13 | 600 | 3865 | 3865 | 30.5 | 38.34 | 6 | 1.83
2030 | PJM_ROR_2_VACAR | PJM_ROR | VACAR | Internal | Shoulder | B14 | 900 | 3865 | 3865 | 28.5 | 37.24 | 6 | 2.74
2030 | PJM_ROR_2_VACAR | PJM_ROR | VACAR | Internal | Shoulder | B15 | 1203 | 3865 | 3865 | 23.34 | 29.93 | 6 | 0.59
2030 | PJM_ROR_2_VACAR | PJM_ROR | VACAR | Internal | Summer | B1 | 10 | 3865 | 1524.11 | 71.67 | 77.67 | 6 | 0
2030 | PJM_ROR_2_VACAR | PJM_ROR | VACAR | Internal | Summer | B2 | 25 | 3865 | 461.53 | 58.42 | 64.42 | 6 | 0
2030 | PJM_ROR_2_VACAR | PJM_ROR | VACAR | Internal | Summer | B3 | 75 | 3865 | 3308.91 | 52.87 | 58.87 | 6 | 0
2030 | PJM_ROR_2_VACAR | PJM_ROR | VACAR | Internal | Summer | B4 | 100 | 3865 | 3865 | 48.14 | 57.24 | 6 | 3.1
2030 | PJM_ROR_2_VACAR | PJM_ROR | VACAR | Internal | Summer | B5 | 200 | 3865 | 3865 | 47.33 | 57.24 | 6 | 3.91
2030 | PJM_ROR_2_VACAR | PJM_ROR | VACAR | Internal | Summer | B6 | 300 | 3865 | 1799.22 | 45.36 | 51.36 | 6 | 0
2030 | PJM_ROR_2_VACAR | PJM_ROR | VACAR | Internal | Summer | B7 | 400 | 3865 | 3865 | 36.26 | 44.26 | 6 | 2
2030 | PJM_ROR_2_VACAR | PJM_ROR | VACAR | Internal | Summer | B8 | 500 | 3865 | 3865 | 29.38 | 39.22 | 6 | 3.84
2030 | PJM_ROR_2_VACAR | PJM_ROR | VACAR | Internal | Summer | B9 | 800 | 3865 | 3501.55 | 25.64 | 31.64 | 6 | 0
2030 | PJM_ROR_2_VACAR | PJM_ROR | VACAR | Internal | Summer | B10 | 1262 | 3865 | 3865 | 20.99 | 27.62 | 6 | 0.63
2030 | PJM_ROR_2_VACAR | PJM_ROR | VACAR | Internal | Winter | B16 | 25 | 3865 | 3865 | 48.3 | 68.45 | 6 | 14.15
2030 | PJM_ROR_2_VACAR | PJM_ROR | VACAR | Internal | Winter | B17 | 100 | 3865 | 3865 | 35.85 | 47.39 | 6 | 5.54
2030 | PJM_ROR_2_VACAR | PJM_ROR | VACAR | Internal | Winter | B18 | 400 | 3865 | 3699.37 | 33.64 | 39.64 | 6 | 0
2030 | PJM_ROR_2_VACAR | PJM_ROR | VACAR | Internal | Winter | B19 | 700 | 3865 | 3865 | 32.05 | 38.34 | 6 | 0.29
2030 | PJM_ROR_2_VACAR | PJM_ROR | VACAR | Internal | Winter | B20 | 935 | 3865 | 3865 | 27.9 | 35.08 | 6 | 1.18
2030 | PJM_ROM_2_NYISO_A-F | PJM_ROM | NYISO_A-F | Internal | Shoulder | B11 | 25 | 2000 | 0 | 47.37 | 25.57 | 6 | 0
2030 | PJM_ROM_2_NYISO_A-F | PJM_ROM | NYISO_A-F | Internal | Shoulder | B12 | 200 | 2000 | 0 | 33.48 | 25.46 | 6 | 0
2030 | PJM_ROM_2_NYISO_A-F | PJM_ROM | NYISO_A-F | Internal | Shoulder | B13 | 600 | 2000 | 0 | 30.49 | 22.47 | 6 | 0
2030 | PJM_ROM_2_NYISO_A-F | PJM_ROM | NYISO_A-F | Internal | Shoulder | B14 | 900 | 2000 | 0 | 28.51 | 21.25 | 6 | 0
2030 | PJM_ROM_2_NYISO_A-F | PJM_ROM | NYISO_A-F | Internal | Shoulder | B15 | 1203 | 2000 | 0 | 23.33 | 21.25 | 6 | 0
2030 | PJM_ROM_2_NYISO_A-F | PJM_ROM | NYISO_A-F | Internal | Summer | B1 | 10 | 2000 | 0 | 73.07 | 39.12 | 6 | 0
2030 | PJM_ROM_2_NYISO_A-F | PJM_ROM | NYISO_A-F | Internal | Summer | B2 | 25 | 2000 | 0 | 62.57 | 39.12 | 6 | 0
2030 | PJM_ROM_2_NYISO_A-F | PJM_ROM | NYISO_A-F | Internal | Summer | B3 | 75 | 2000 | 0 | 52.88 | 39.12 | 6 | 0
2030 | PJM_ROM_2_NYISO_A-F | PJM_ROM | NYISO_A-F | Internal | Summer | B4 | 100 | 2000 | 0 | 48.15 | 27.95 | 6 | 0
2030 | PJM_ROM_2_NYISO_A-F | PJM_ROM | NYISO_A-F | Internal | Summer | B5 | 200 | 2000 | 0 | 47.34 | 27.55 | 6 | 0
2030 | PJM_ROM_2_NYISO_A-F | PJM_ROM | NYISO_A-F | Internal | Summer | B6 | 300 | 2000 | 0 | 45.37 | 27.55 | 6 | 0
2030 | PJM_ROM_2_NYISO_A-F | PJM_ROM | NYISO_A-F | Internal | Summer | B7 | 400 | 2000 | 0 | 36.27 | 24.12 | 6 | 0
2030 | PJM_ROM_2_NYISO_A-F | PJM_ROM | NYISO_A-F | Internal | Summer | B8 | 500 | 2000 | 0 | 29.39 | 21.37 | 6 | 0
2030 | PJM_ROM_2_NYISO_A-F | PJM_ROM | NYISO_A-F | Internal | Summer | B9 | 800 | 2000 | 0 | 25.63 | 18.88 | 6 | 0
2030 | PJM_ROM_2_NYISO_A-F | PJM_ROM | NYISO_A-F | Internal | Summer | B10 | 1262 | 2000 | 0 | 20.98 | 18.88 | 6 | 0
2030 | PJM_ROM_2_NYISO_A-F | PJM_ROM | NYISO_A-F | Internal | Winter | B16 | 25 | 2000 | 0 | 48.31 | 28.53 | 6 | 0
2030 | PJM_ROM_2_NYISO_A-F | PJM_ROM | NYISO_A-F | Internal | Winter | B17 | 100 | 2000 | 0 | 35.87 | 27.87 | 6 | 0
2030 | PJM_ROM_2_NYISO_A-F | PJM_ROM | NYISO_A-F | Internal | Winter | B18 | 400 | 2000 | 0 | 33.66 | 25.81 | 6 | 0
2030 | PJM_ROM_2_NYISO_A-F | PJM_ROM | NYISO_A-F | Internal | Winter | B19 | 700 | 2000 | 0 | 32.06 | 25.81 | 6 | 0
2030 | PJM_ROM_2_NYISO_A-F | PJM_ROM | NYISO_A-F | Internal | Winter | B20 | 935 | 2000 | 0 | 27.91 | 25.81 | 6 | 0
2030 | PJM_ROM_2_PJM_E | PJM_ROM | PJM_E | Internal | Shoulder | B11 | 25 | 8000 | 0 | 47.37 | 47.35 | 0.01 | 0
2030 | PJM_ROM_2_PJM_E | PJM_ROM | PJM_E | Internal | Shoulder | B12 | 200 | 8000 | 0 | 33.48 | 33.47 | 0.01 | 0
2030 | PJM_ROM_2_PJM_E | PJM_ROM | PJM_E | Internal | Shoulder | B13 | 600 | 8000 | 0 | 30.49 | 30.48 | 0.01 | 0
2030 | PJM_ROM_2_PJM_E | PJM_ROM | PJM_E | Internal | Shoulder | B14 | 900 | 8000 | 0 | 28.51 | 28.5 | 0.01 | 0
2030 | PJM_ROM_2_PJM_E | PJM_ROM | PJM_E | Internal | Shoulder | B15 | 1203 | 8000 | 0 | 23.33 | 23.32 | 0.01 | 0
2030 | PJM_ROM_2_PJM_E | PJM_ROM | PJM_E | Internal | Summer | B1 | 10 | 8000 | 3975.47 | 73.07 | 73.09 | 0.01 | 0
2030 | PJM_ROM_2_PJM_E | PJM_ROM | PJM_E | Internal | Summer | B2 | 25 | 8000 | 4216.88 | 62.57 | 62.58 | 0.01 | 0
2030 | PJM_ROM_2_PJM_E | PJM_ROM | PJM_E | Internal | Summer | B3 | 75 | 8000 | 2318.46 | 52.88 | 52.89 | 0.01 | 0
2030 | PJM_ROM_2_PJM_E | PJM_ROM | PJM_E | Internal | Summer | B4 | 100 | 8000 | 275.25 | 48.15 | 48.16 | 0.01 | 0
2030 | PJM_ROM_2_PJM_E | PJM_ROM | PJM_E | Internal | Summer | B5 | 200 | 8000 | 0 | 47.34 | 47.33 | 0.01 | 0
2030 | PJM_ROM_2_PJM_E | PJM_ROM | PJM_E | Internal | Summer | B6 | 300 | 8000 | 0 | 45.37 | 45.36 | 0.01 | 0
2030 | PJM_ROM_2_PJM_E | PJM_ROM | PJM_E | Internal | Summer | B7 | 400 | 8000 | 0 | 36.27 | 36.26 | 0.01 | 0
2030 | PJM_ROM_2_PJM_E | PJM_ROM | PJM_E | Internal | Summer | B8 | 500 | 8000 | 0 | 29.39 | 29.38 | 0.01 | 0
2030 | PJM_ROM_2_PJM_E | PJM_ROM | PJM_E | Internal | Summer | B9 | 800 | 8000 | 0 | 25.63 | 25.61 | 0.01 | 0
2030 | PJM_ROM_2_PJM_E | PJM_ROM | PJM_E | Internal | Summer | B10 | 1262 | 8000 | 0 | 20.98 | 20.97 | 0.01 | 0
2030 | PJM_ROM_2_PJM_E | PJM_ROM | PJM_E | Internal | Winter | B16 | 25 | 8000 | 557.13 | 48.31 | 48.32 | 0.01 | 0
2030 | PJM_ROM_2_PJM_E | PJM_ROM | PJM_E | Internal | Winter | B17 | 100 | 8000 | 528.63 | 35.87 | 35.88 | 0.01 | 0
2030 | PJM_ROM_2_PJM_E | PJM_ROM | PJM_E | Internal | Winter | B18 | 400 | 8000 | 0 | 33.66 | 33.64 | 0.01 | 0
2030 | PJM_ROM_2_PJM_E | PJM_ROM | PJM_E | Internal | Winter | B19 | 700 | 8000 | 0 | 32.06 | 32.05 | 0.01 | 0
2030 | PJM_ROM_2_PJM_E | PJM_ROM | PJM_E | Internal | Winter | B20 | 935 | 8000 | 2306.82 | 27.91 | 27.92 | 0.01 | 0
2030 | PJM_ROM_2_PJM_ROR | PJM_ROM | PJM_ROR | Internal | Shoulder | B11 | 25 | 8000 | 649.51 | 47.37 | 47.38 | 0.01 | 0
2030 | PJM_ROM_2_PJM_ROR | PJM_ROM | PJM_ROR | Internal | Shoulder | B12 | 200 | 8000 | 140.82 | 33.48 | 33.49 | 0.01 | 0
2030 | PJM_ROM_2_PJM_ROR | PJM_ROM | PJM_ROR | Internal | Shoulder | B13 | 600 | 8000 | 562.55 | 30.49 | 30.5 | 0.01 | 0
2030 | PJM_ROM_2_PJM_ROR | PJM_ROM | PJM_ROR | Internal | Shoulder | B14 | 900 | 8000 | 0 | 28.51 | 28.5 | 0.01 | 0
2030 | PJM_ROM_2_PJM_ROR | PJM_ROM | PJM_ROR | Internal | Shoulder | B15 | 1203 | 8000 | 576.78 | 23.33 | 23.34 | 0.01 | 0
2030 | PJM_ROM_2_PJM_ROR | PJM_ROM | PJM_ROR | Internal | Summer | B1 | 10 | 8000 | 0 | 73.07 | 71.67 | 0.01 | 0
2030 | PJM_ROM_2_PJM_ROR | PJM_ROM | PJM_ROR | Internal | Summer | B2 | 25 | 8000 | 0 | 62.57 | 58.42 | 0.01 | 0
2030 | PJM_ROM_2_PJM_ROR | PJM_ROM | PJM_ROR | Internal | Summer | B3 | 75 | 8000 | 0 | 52.88 | 52.87 | 0.01 | 0
2030 | PJM_ROM_2_PJM_ROR | PJM_ROM | PJM_ROR | Internal | Summer | B4 | 100 | 8000 | 0 | 48.15 | 48.14 | 0.01 | 0
2030 | PJM_ROM_2_PJM_ROR | PJM_ROM | PJM_ROR | Internal | Summer | B5 | 200 | 8000 | 0 | 47.34 | 47.33 | 0.01 | 0
2030 | PJM_ROM_2_PJM_ROR | PJM_ROM | PJM_ROR | Internal | Summer | B6 | 300 | 8000 | 0 | 45.37 | 45.36 | 0.01 | 0
2030 | PJM_ROM_2_PJM_ROR | PJM_ROM | PJM_ROR | Internal | Summer | B7 | 400 | 8000 | 0 | 36.27 | 36.26 | 0.01 | 0
2030 | PJM_ROM_2_PJM_ROR | PJM_ROM | PJM_ROR | Internal | Summer | B8 | 500 | 8000 | 0 | 29.39 | 29.38 | 0.01 | 0
2030 | PJM_ROM_2_PJM_ROR | PJM_ROM | PJM_ROR | Internal | Summer | B9 | 800 | 8000 | 331.71 | 25.63 | 25.64 | 0.01 | 0
2030 | PJM_ROM_2_PJM_ROR | PJM_ROM | PJM_ROR | Internal | Summer | B10 | 1262 | 8000 | 153.44 | 20.98 | 20.99 | 0.01 | 0
2030 | PJM_ROM_2_PJM_ROR | PJM_ROM | PJM_ROR | Internal | Winter | B16 | 25 | 8000 | 0 | 48.31 | 48.3 | 0.01 | 0
2030 | PJM_ROM_2_PJM_ROR | PJM_ROM | PJM_ROR | Internal | Winter | B17 | 100 | 8000 | 0 | 35.87 | 35.85 | 0.01 | 0
2030 | PJM_ROM_2_PJM_ROR | PJM_ROM | PJM_ROR | Internal | Winter | B18 | 400 | 8000 | 0 | 33.66 | 33.64 | 0.01 | 0
2030 | PJM_ROM_2_PJM_ROR | PJM_ROM | PJM_ROR | Internal | Winter | B19 | 700 | 8000 | 0 | 32.06 | 32.05 | 0.01 | 0
2030 | PJM_ROM_2_PJM_ROR | PJM_ROM | PJM_ROR | Internal | Winter | B20 | 935 | 8000 | 0 | 27.91 | 27.9 | 0.01 | 0
2030 | SOCO_2_FRCC | SOCO | FRCC | Internal | Shoulder | B11 | 25 | 3700 | 1262.82 | 58.25 | 68.25 | 10 | 0
2030 | SOCO_2_FRCC | SOCO | FRCC | Internal | Shoulder | B12 | 200 | 3700 | 3700 | 44.03 | 59.89 | 10 | 5.86
2030 | SOCO_2_FRCC | SOCO | FRCC | Internal | Shoulder | B13 | 600 | 3700 | 1096.95 | 36.5 | 46.5 | 10 | 0
2030 | SOCO_2_FRCC | SOCO | FRCC | Internal | Shoulder | B14 | 900 | 3700 | 0 | 34.51 | 40.68 | 10 | 0
2030 | SOCO_2_FRCC | SOCO | FRCC | Internal | Shoulder | B15 | 1203 | 3700 | 0 | 31.24 | 31.81 | 10 | 0
2030 | SOCO_2_FRCC | SOCO | FRCC | Internal | Summer | B1 | 10 | 3700 | 1518.03 | 81.44 | 91.44 | 10 | 0
2030 | SOCO_2_FRCC | SOCO | FRCC | Internal | Summer | B2 | 25 | 3700 | 0 | 64.46 | 73.28 | 10 | 0
2030 | SOCO_2_FRCC | SOCO | FRCC | Internal | Summer | B3 | 75 | 3700 | 130.84 | 63.28 | 73.28 | 10 | 0
2030 | SOCO_2_FRCC | SOCO | FRCC | Internal | Summer | B4 | 100 | 3700 | 2925.75 | 63.14 | 73.14 | 10 | 0
2030 | SOCO_2_FRCC | SOCO | FRCC | Internal | Summer | B5 | 200 | 3700 | 1582.3 | 57.37 | 67.37 | 10 | 0
2030 | SOCO_2_FRCC | SOCO | FRCC | Internal | Summer | B6 | 300 | 3700 | 0 | 55.86 | 63.67 | 10 | 0
2030 | SOCO_2_FRCC | SOCO | FRCC | Internal | Summer | B7 | 400 | 3700 | 3700 | 51.26 | 62.17 | 10 | 0.91
2030 | SOCO_2_FRCC | SOCO | FRCC | Internal | Summer | B8 | 500 | 3700 | 3233.96 | 44.38 | 54.38 | 10 | 0
2030 | SOCO_2_FRCC | SOCO | FRCC | Internal | Summer | B9 | 800 | 3700 | 0 | 36.66 | 43.32 | 10 | 0
2030 | SOCO_2_FRCC | SOCO | FRCC | Internal | Summer | B10 | 1262 | 3700 | 0 | 33.02 | 30.9 | 10 | 0
2030 | SOCO_2_FRCC | SOCO | FRCC | Internal | Winter | B16 | 25 | 3700 | 0 | 63.3 | 71.01 | 10 | 0
2030 | SOCO_2_FRCC | SOCO | FRCC | Internal | Winter | B17 | 100 | 3700 | 3298.5 | 48.47 | 58.47 | 10 | 0
2030 | SOCO_2_FRCC | SOCO | FRCC | Internal | Winter | B18 | 400 | 3700 | 747.89 | 39.66 | 49.66 | 10 | 0
2030 | SOCO_2_FRCC | SOCO | FRCC | Internal | Winter | B19 | 700 | 3700 | 0 | 38.06 | 43.86 | 10 | 0
2030 | SOCO_2_FRCC | SOCO | FRCC | Internal | Winter | B20 | 935 | 3700 | 0 | 34.51 | 35.8 | 10 | 0
2030 | SOCO_2_VACAR | SOCO | VACAR | Internal | Shoulder | B11 | 25 | 2000 | 0 | 58.25 | 53.38 | 10 | 0
2030 | SOCO_2_VACAR | SOCO | VACAR | Internal | Shoulder | B12 | 200 | 2000 | 0 | 44.03 | 42.27 | 10 | 0
2030 | SOCO_2_VACAR | SOCO | VACAR | Internal | Shoulder | B13 | 600 | 2000 | 0 | 36.5 | 38.34 | 10 | 0
2030 | SOCO_2_VACAR | SOCO | VACAR | Internal | Shoulder | B14 | 900 | 2000 | 0 | 34.51 | 37.24 | 10 | 0
2030 | SOCO_2_VACAR | SOCO | VACAR | Internal | Shoulder | B15 | 1203 | 2000 | 0 | 31.24 | 29.93 | 10 | 0
2030 | SOCO_2_VACAR | SOCO | VACAR | Internal | Summer | B1 | 10 | 2000 | 0 | 81.44 | 77.67 | 10 | 0
2030 | SOCO_2_VACAR | SOCO | VACAR | Internal | Summer | B2 | 25 | 2000 | 0 | 64.46 | 64.42 | 10 | 0
2030 | SOCO_2_VACAR | SOCO | VACAR | Internal | Summer | B3 | 75 | 2000 | 0 | 63.28 | 58.87 | 10 | 0
2030 | SOCO_2_VACAR | SOCO | VACAR | Internal | Summer | B4 | 100 | 2000 | 0 | 63.14 | 57.24 | 10 | 0
2030 | SOCO_2_VACAR | SOCO | VACAR | Internal | Summer | B5 | 200 | 2000 | 0 | 57.37 | 57.24 | 10 | 0
2030 | SOCO_2_VACAR | SOCO | VACAR | Internal | Summer | B6 | 300 | 2000 | 0 | 55.86 | 51.36 | 10 | 0
2030 | SOCO_2_VACAR | SOCO | VACAR | Internal | Summer | B7 | 400 | 2000 | 0 | 51.26 | 44.26 | 10 | 0
2030 | SOCO_2_VACAR | SOCO | VACAR | Internal | Summer | B8 | 500 | 2000 | 0 | 44.38 | 39.22 | 10 | 0
2030 | SOCO_2_VACAR | SOCO | VACAR | Internal | Summer | B9 | 800 | 2000 | 0 | 36.66 | 31.64 | 10 | 0
2030 | SOCO_2_VACAR | SOCO | VACAR | Internal | Summer | B10 | 1262 | 2000 | 0 | 33.02 | 27.62 | 10 | 0
2030 | SOCO_2_VACAR | SOCO | VACAR | Internal | Winter | B16 | 25 | 2000 | 0 | 63.3 | 68.45 | 10 | 0
2030 | SOCO_2_VACAR | SOCO | VACAR | Internal | Winter | B17 | 100 | 2000 | 0 | 48.47 | 47.39 | 10 | 0
2030 | SOCO_2_VACAR | SOCO | VACAR | Internal | Winter | B18 | 400 | 2000 | 0 | 39.66 | 39.64 | 10 | 0
2030 | SOCO_2_VACAR | SOCO | VACAR | Internal | Winter | B19 | 700 | 2000 | 0 | 38.06 | 38.34 | 10 | 0
2030 | SOCO_2_VACAR | SOCO | VACAR | Internal | Winter | B20 | 935 | 2000 | 0 | 34.51 | 35.08 | 10 | 0
2030 | SPP_N_2_ENT | SPP_N | ENT | Internal | Shoulder | B11 | 25 | 9240 | 2172.05 | 44.38 | 49.38 | 5 | 0
2030 | SPP_N_2_ENT | SPP_N | ENT | Internal | Shoulder | B12 | 200 | 9240 | 0 | 26.51 | 31.49 | 5 | 0
2030 | SPP_N_2_ENT | SPP_N | ENT | Internal | Shoulder | B13 | 600 | 9240 | 0 | 23.52 | 28.5 | 5 | 0
2030 | SPP_N_2_ENT | SPP_N | ENT | Internal | Shoulder | B14 | 900 | 9240 | 129.67 | 21.51 | 26.51 | 5 | 0
2030 | SPP_N_2_ENT | SPP_N | ENT | Internal | Shoulder | B15 | 1203 | 9240 | 4075.12 | 18.51 | 23.51 | 5 | 0
2030 | SPP_N_2_ENT | SPP_N | ENT | Internal | Summer | B1 | 10 | 9240 | 0 | 64.68 | 64.44 | 5 | 0
2030 | SPP_N_2_ENT | SPP_N | ENT | Internal | Summer | B2 | 25 | 9240 | 468.61 | 51.46 | 56.46 | 5 | 0
2030 | SPP_N_2_ENT | SPP_N | ENT | Internal | Summer | B3 | 75 | 9240 | 1911.13 | 53.25 | 58.25 | 5 | 0
2030 | SPP_N_2_ENT | SPP_N | ENT | Internal | Summer | B4 | 100 | 9240 | 2227.39 | 50.78 | 55.78 | 5 | 0
2030 | SPP_N_2_ENT | SPP_N | ENT | Internal | Summer | B5 | 200 | 9240 | 1195.18 | 49.81 | 54.81 | 5 | 0
2030 | SPP_N_2_ENT | SPP_N | ENT | Internal | Summer | B6 | 300 | 9240 | 3496.62 | 45.25 | 50.25 | 5 | 0
2030 | SPP_N_2_ENT | SPP_N | ENT | Internal | Summer | B7 | 400 | 9240 | 5035.42 | 35.77 | 40.77 | 5 | 0
2030 | SPP_N_2_ENT | SPP_N | ENT | Internal | Summer | B8 | 500 | 9240 | 5188.75 | 25.36 | 30.36 | 5 | 0
2030 | SPP_N_2_ENT | SPP_N | ENT | Internal | Summer | B9 | 800 | 9240 | 5025.88 | 23.66 | 28.66 | 5 | 0
2030 | SPP_N_2_ENT | SPP_N | ENT | Internal | Summer | B10 | 1262 | 9240 | 1855.11 | 20.02 | 25.02 | 5 | 0
2030 | SPP_N_2_ENT | SPP_N | ENT | Internal | Winter | B16 | 25 | 9240 | 3634.65 | 33.3 | 38.3 | 5 | 0
2030 | SPP_N_2_ENT | SPP_N | ENT | Internal | Winter | B17 | 100 | 9240 | 1474.28 | 28.85 | 33.85 | 5 | 0
2030 | SPP_N_2_ENT | SPP_N | ENT | Internal | Winter | B18 | 400 | 9240 | 3862.33 | 26.66 | 31.66 | 5 | 0
2030 | SPP_N_2_ENT | SPP_N | ENT | Internal | Winter | B19 | 700 | 9240 | 5129.53 | 25.06 | 30.06 | 5 | 0
2030 | SPP_N_2_ENT | SPP_N | ENT | Internal | Winter | B20 | 935 | 9240 | 5149.67 | 21.67 | 26.67 | 5 | 0
2030 | SPP_N_2_MISO_MO-IL | SPP_N | MISO_MO-IL | Internal | Shoulder | B11 | 25 | 2263 | 602.56 | 44.38 | 49.38 | 5 | 0
2030 | SPP_N_2_MISO_MO-IL | SPP_N | MISO_MO-IL | Internal | Shoulder | B12 | 200 | 2263 | 1319.71 | 26.51 | 31.51 | 5 | 0
2030 | SPP_N_2_MISO_MO-IL | SPP_N | MISO_MO-IL | Internal | Shoulder | B13 | 600 | 2263 | 1530.19 | 23.52 | 28.52 | 5 | 0
2030 | SPP_N_2_MISO_MO-IL | SPP_N | MISO_MO-IL | Internal | Shoulder | B14 | 900 | 2263 | 1464.81 | 21.51 | 26.51 | 5 | 0
2030 | SPP_N_2_MISO_MO-IL | SPP_N | MISO_MO-IL | Internal | Shoulder | B15 | 1203 | 2263 | 363.42 | 18.51 | 23.51 | 5 | 0
2030 | SPP_N_2_MISO_MO-IL | SPP_N | MISO_MO-IL | Internal | Summer | B1 | 10 | 2263 | 934.33 | 64.68 | 69.68 | 5 | 0
2030 | SPP_N_2_MISO_MO-IL | SPP_N | MISO_MO-IL | Internal | Summer | B2 | 25 | 2263 | 0 | 51.46 | 56.43 | 5 | 0
2030 | SPP_N_2_MISO_MO-IL | SPP_N | MISO_MO-IL | Internal | Summer | B3 | 75 | 2263 | 0 | 53.25 | 54.87 | 5 | 0
2030 | SPP_N_2_MISO_MO-IL | SPP_N | MISO_MO-IL | Internal | Summer | B4 | 100 | 2263 | 0 | 50.78 | 50.15 | 5 | 0
2030 | SPP_N_2_MISO_MO-IL | SPP_N | MISO_MO-IL | Internal | Summer | B5 | 200 | 2263 | 0 | 49.81 | 49.33 | 5 | 0
2030 | SPP_N_2_MISO_MO-IL | SPP_N | MISO_MO-IL | Internal | Summer | B6 | 300 | 2263 | 0 | 45.25 | 47.37 | 5 | 0
2030 | SPP_N_2_MISO_MO-IL | SPP_N | MISO_MO-IL | Internal | Summer | B7 | 400 | 2263 | 0 | 35.77 | 36.65 | 5 | 0
2030 | SPP_N_2_MISO_MO-IL | SPP_N | MISO_MO-IL | Internal | Summer | B8 | 500 | 2263 | 0 | 25.36 | 28.83 | 5 | 0
2030 | SPP_N_2_MISO_MO-IL | SPP_N | MISO_MO-IL | Internal | Summer | B9 | 800 | 2263 | 0 | 23.66 | 27.22 | 5 | 0
2030 | SPP_N_2_MISO_MO-IL | SPP_N | MISO_MO-IL | Internal | Summer | B10 | 1262 | 2263 | 0 | 20.02 | 22.66 | 5 | 0
2030 | SPP_N_2_MISO_MO-IL | SPP_N | MISO_MO-IL | Internal | Winter | B16 | 25 | 2263 | 2263 | 33.3 | 46.3 | 5 | 8
2030 | SPP_N_2_MISO_MO-IL | SPP_N | MISO_MO-IL | Internal | Winter | B17 | 100 | 2263 | 2169.74 | 28.85 | 33.85 | 5 | 0
2030 | SPP_N_2_MISO_MO-IL | SPP_N | MISO_MO-IL | Internal | Winter | B18 | 400 | 2263 | 861.65 | 26.66 | 31.66 | 5 | 0
2030 | SPP_N_2_MISO_MO-IL | SPP_N | MISO_MO-IL | Internal | Winter | B19 | 700 | 2263 | 515.69 | 25.06 | 30.06 | 5 | 0
2030 | SPP_N_2_MISO_MO-IL | SPP_N | MISO_MO-IL | Internal | Winter | B20 | 935 | 2263 | 0 | 21.67 | 26.49 | 5 | 0
2030 | SPP_N_2_MISO_W | SPP_N | MISO_W | Internal | Shoulder | B11 | 25 | 750 | 0 | 44.38 | 49.37 | 5 | 0
2030 | SPP_N_2_MISO_W | SPP_N | MISO_W | Internal | Shoulder | B12 | 200 | 750 | 0 | 26.51 | 31.49 | 5 | 0
2030 | SPP_N_2_MISO_W | SPP_N | MISO_W | Internal | Shoulder | B13 | 600 | 750 | 0 | 23.52 | 28.5 | 5 | 0
2030 | SPP_N_2_MISO_W | SPP_N | MISO_W | Internal | Shoulder | B14 | 900 | 750 | 0 | 21.51 | 26.5 | 5 | 0
2030 | SPP_N_2_MISO_W | SPP_N | MISO_W | Internal | Shoulder | B15 | 1203 | 750 | 0 | 18.51 | 23.5 | 5 | 0
2030 | SPP_N_2_MISO_W | SPP_N | MISO_W | Internal | Summer | B1 | 10 | 750 | 0 | 64.68 | 69.67 | 5 | 0
2030 | SPP_N_2_MISO_W | SPP_N | MISO_W | Internal | Summer | B2 | 25 | 750 | 0 | 51.46 | 56.42 | 5 | 0
2030 | SPP_N_2_MISO_W | SPP_N | MISO_W | Internal | Summer | B3 | 75 | 750 | 0 | 53.25 | 54.87 | 5 | 0
2030 | SPP_N_2_MISO_W | SPP_N | MISO_W | Internal | Summer | B4 | 100 | 750 | 0 | 50.78 | 50.14 | 5 | 0
2030 | SPP_N_2_MISO_W | SPP_N | MISO_W | Internal | Summer | B5 | 200 | 750 | 0 | 49.81 | 49.33 | 5 | 0
2030 | SPP_N_2_MISO_W | SPP_N | MISO_W | Internal | Summer | B6 | 300 | 750 | 0 | 45.25 | 47.36 | 5 | 0
2030 | SPP_N_2_MISO_W | SPP_N | MISO_W | Internal | Summer | B7 | 400 | 750 | 0 | 35.77 | 36.64 | 5 | 0
2030 | SPP_N_2_MISO_W | SPP_N | MISO_W | Internal | Summer | B8 | 500 | 750 | 0 | 25.36 | 28.82 | 5 | 0
2030 | SPP_N_2_MISO_W | SPP_N | MISO_W | Internal | Summer | B9 | 800 | 750 | 0 | 23.66 | 27.2 | 5 | 0
2030 | SPP_N_2_MISO_W | SPP_N | MISO_W | Internal | Summer | B10 | 1262 | 750 | 0 | 20.02 | 22.65 | 5 | 0
2030 | SPP_N_2_MISO_W | SPP_N | MISO_W | Internal | Winter | B16 | 25 | 750 | 750 | 33.3 | 46.29 | 5 | 7.99
2030 | SPP_N_2_MISO_W | SPP_N | MISO_W | Internal | Winter | B17 | 100 | 750 | 0 | 28.85 | 33.84 | 5 | 0
2030 | SPP_N_2_MISO_W | SPP_N | MISO_W | Internal | Winter | B18 | 400 | 750 | 0 | 26.66 | 31.64 | 5 | 0
2030 | SPP_N_2_MISO_W | SPP_N | MISO_W | Internal | Winter | B19 | 700 | 750 | 0 | 25.06 | 30.05 | 5 | 0
2030 | SPP_N_2_MISO_W | SPP_N | MISO_W | Internal | Winter | B20 | 935 | 750 | 0 | 21.67 | 26.47 | 5 | 0
2030 | SPP_N_2_SPP_S | SPP_N | SPP_S | Internal | Shoulder | B11 | 25 | 5571 | 0 | 44.38 | 44.38 | 0.01 | 0
2030 | SPP_N_2_SPP_S | SPP_N | SPP_S | Internal | Shoulder | B12 | 200 | 5571 | 0 | 26.51 | 26.49 | 0.01 | 0
2030 | SPP_N_2_SPP_S | SPP_N | SPP_S | Internal | Shoulder | B13 | 600 | 5571 | 0 | 23.52 | 23.5 | 0.01 | 0
2030 | SPP_N_2_SPP_S | SPP_N | SPP_S | Internal | Shoulder | B14 | 900 | 5571 | 0 | 21.51 | 21.51 | 0.01 | 0
2030 | SPP_N_2_SPP_S | SPP_N | SPP_S | Internal | Shoulder | B15 | 1203 | 5571 | 0 | 18.51 | 18.51 | 0.01 | 0
2030 | SPP_N_2_SPP_S | SPP_N | SPP_S | Internal | Summer | B1 | 10 | 5571 | 0 | 64.68 | 33.93 | 0.01 | 0
2030 | SPP_N_2_SPP_S | SPP_N | SPP_S | Internal | Summer | B2 | 25 | 5571 | 0 | 51.46 | 51.46 | 0.01 | 0
2030 | SPP_N_2_SPP_S | SPP_N | SPP_S | Internal | Summer | B3 | 75 | 5571 | 538.98 | 53.25 | 53.26 | 0.01 | 0
2030 | SPP_N_2_SPP_S | SPP_N | SPP_S | Internal | Summer | B4 | 100 | 5571 | 0 | 50.78 | 50.78 | 0.01 | 0
2030 | SPP_N_2_SPP_S | SPP_N | SPP_S | Internal | Summer | B5 | 200 | 5571 | 1879.34 | 49.81 | 49.82 | 0.01 | 0
2030 | SPP_N_2_SPP_S | SPP_N | SPP_S | Internal | Summer | B6 | 300 | 5571 | 935.37 | 45.25 | 45.27 | 0.01 | 0
2030 | SPP_N_2_SPP_S | SPP_N | SPP_S | Internal | Summer | B7 | 400 | 5571 | 298.12 | 35.77 | 35.78 | 0.01 | 0
2030 | SPP_N_2_SPP_S | SPP_N | SPP_S | Internal | Summer | B8 | 500 | 5571 | 1063.94 | 25.36 | 25.38 | 0.01 | 0
2030 | SPP_N_2_SPP_S | SPP_N | SPP_S | Internal | Summer | B9 | 800 | 5571 | 722.47 | 23.66 | 23.67 | 0.01 | 0
2030 | SPP_N_2_SPP_S | SPP_N | SPP_S | Internal | Summer | B10 | 1262 | 5571 | 3157.98 | 20.02 | 20.03 | 0.01 | 0
2030 | SPP_N_2_SPP_S | SPP_N | SPP_S | Internal | Winter | B16 | 25 | 5571 | 0 | 33.3 | 33.29 | 0.01 | 0
2030 | SPP_N_2_SPP_S | SPP_N | SPP_S | Internal | Winter | B17 | 100 | 5571 | 0 | 28.85 | 28.85 | 0.01 | 0
2030 | SPP_N_2_SPP_S | SPP_N | SPP_S | Internal | Winter | B18 | 400 | 5571 | 813.98 | 26.66 | 26.67 | 0.01 | 0
2030 | SPP_N_2_SPP_S | SPP_N | SPP_S | Internal | Winter | B19 | 700 | 5571 | 1050.09 | 25.06 | 25.07 | 0.01 | 0
2030 | SPP_N_2_SPP_S | SPP_N | SPP_S | Internal | Winter | B20 | 935 | 5571 | 0 | 21.67 | 21.67 | 0.01 | 0
2030 | SPP_S_2_ENT | SPP_S | ENT | Internal | Shoulder | B11 | 25 | 5132 | 4463.92 | 44.38 | 49.38 | 5 | 0
2030 | SPP_S_2_ENT | SPP_S | ENT | Internal | Shoulder | B12 | 200 | 5132 | 4077.55 | 26.49 | 31.49 | 5 | 0
2030 | SPP_S_2_ENT | SPP_S | ENT | Internal | Shoulder | B13 | 600 | 5132 | 3545.5 | 23.5 | 28.5 | 5 | 0
2030 | SPP_S_2_ENT | SPP_S | ENT | Internal | Shoulder | B14 | 900 | 5132 | 2937.37 | 21.51 | 26.51 | 5 | 0
2030 | SPP_S_2_ENT | SPP_S | ENT | Internal | Shoulder | B15 | 1203 | 5132 | 4170.94 | 18.51 | 23.51 | 5 | 0
2030 | SPP_S_2_ENT | SPP_S | ENT | Internal | Summer | B1 | 10 | 5132 | 5132 | 33.93 | 64.44 | 5 | 25.51
2030 | SPP_S_2_ENT | SPP_S | ENT | Internal | Summer | B2 | 25 | 5132 | 4064.81 | 51.46 | 56.46 | 5 | 0
2030 | SPP_S_2_ENT | SPP_S | ENT | Internal | Summer | B3 | 75 | 5132 | 0 | 53.26 | 58.25 | 5 | 0
2030 | SPP_S_2_ENT | SPP_S | ENT | Internal | Summer | B4 | 100 | 5132 | 39.43 | 50.78 | 55.78 | 5 | 0
2030 | SPP_S_2_ENT | SPP_S | ENT | Internal | Summer | B5 | 200 | 5132 | 0 | 49.82 | 54.81 | 5 | 0
2030 | SPP_S_2_ENT | SPP_S | ENT | Internal | Summer | B6 | 300 | 5132 | 0 | 45.27 | 50.25 | 5 | 0
2030 | SPP_S_2_ENT | SPP_S | ENT | Internal | Summer | B7 | 400 | 5132 | 0 | 35.78 | 40.77 | 5 | 0
2030 | SPP_S_2_ENT | SPP_S | ENT | Internal | Summer | B8 | 500 | 5132 | 0 | 25.38 | 30.36 | 5 | 0
2030 | SPP_S_2_ENT | SPP_S | ENT | Internal | Summer | B9 | 800 | 5132 | 0 | 23.67 | 28.66 | 5 | 0
2030 | SPP_S_2_ENT | SPP_S | ENT | Internal | Summer | B10 | 1262 | 5132 | 0 | 20.03 | 25.02 | 5 | 0
2030 | SPP_S_2_ENT | SPP_S | ENT | Internal | Winter | B16 | 25 | 5132 | 5132 | 33.29 | 38.3 | 5 | 0.01
2030 | SPP_S_2_ENT | SPP_S | ENT | Internal | Winter | B17 | 100 | 5132 | 4918.45 | 28.85 | 33.85 | 5 | 0
2030 | SPP_S_2_ENT | SPP_S | ENT | Internal | Winter | B18 | 400 | 5132 | 0 | 26.67 | 31.66 | 5 | 0
2030 | SPP_S_2_ENT | SPP_S | ENT | Internal | Winter | B19 | 700 | 5132 | 0 | 25.07 | 30.06 | 5 | 0
2030 | SPP_S_2_ENT | SPP_S | ENT | Internal | Winter | B20 | 935 | 5132 | 1804.48 | 21.67 | 26.67 | 5 | 0
2030 | SPP_S_2_SPP_N | SPP_S | SPP_N | Internal | Shoulder | B11 | 25 | 2211 | 0 | 44.38 | 44.38 | 0.01 | 0
2030 | SPP_S_2_SPP_N | SPP_S | SPP_N | Internal | Shoulder | B12 | 200 | 2211 | 1160.12 | 26.49 | 26.51 | 0.01 | 0
2030 | SPP_S_2_SPP_N | SPP_S | SPP_N | Internal | Shoulder | B13 | 600 | 2211 | 905.98 | 23.5 | 23.52 | 0.01 | 0
2030 | SPP_S_2_SPP_N | SPP_S | SPP_N | Internal | Shoulder | B14 | 900 | 2211 | 0 | 21.51 | 21.51 | 0.01 | 0
2030 | SPP_S_2_SPP_N | SPP_S | SPP_N | Internal | Shoulder | B15 | 1203 | 2211 | 0 | 18.51 | 18.51 | 0.01 | 0
2030 | SPP_S_2_SPP_N | SPP_S | SPP_N | Internal | Summer | B1 | 10 | 2211 | 2211 | 33.93 | 64.68 | 0.01 | 30.74
2030 | SPP_S_2_SPP_N | SPP_S | SPP_N | Internal | Summer | B2 | 25 | 2211 | 0 | 51.46 | 51.46 | 0.01 | 0
2030 | SPP_S_2_SPP_N | SPP_S | SPP_N | Internal | Summer | B3 | 75 | 2211 | 0 | 53.26 | 53.25 | 0.01 | 0
2030 | SPP_S_2_SPP_N | SPP_S | SPP_N | Internal | Summer | B4 | 100 | 2211 | 0 | 50.78 | 50.78 | 0.01 | 0
2030 | SPP_S_2_SPP_N | SPP_S | SPP_N | Internal | Summer | B5 | 200 | 2211 | 0 | 49.82 | 49.81 | 0.01 | 0
2030 | SPP_S_2_SPP_N | SPP_S | SPP_N | Internal | Summer | B6 | 300 | 2211 | 0 | 45.27 | 45.25 | 0.01 | 0
2030 | SPP_S_2_SPP_N | SPP_S | SPP_N | Internal | Summer | B7 | 400 | 2211 | 0 | 35.78 | 35.77 | 0.01 | 0
2030 | SPP_S_2_SPP_N | SPP_S | SPP_N | Internal | Summer | B8 | 500 | 2211 | 0 | 25.38 | 25.36 | 0.01 | 0
2030 | SPP_S_2_SPP_N | SPP_S | SPP_N | Internal | Summer | B9 | 800 | 2211 | 0 | 23.67 | 23.66 | 0.01 | 0
2030 | SPP_S_2_SPP_N | SPP_S | SPP_N | Internal | Summer | B10 | 1262 | 2211 | 0 | 20.03 | 20.02 | 0.01 | 0
2030 | SPP_S_2_SPP_N | SPP_S | SPP_N | Internal | Winter | B16 | 25 | 2211 | 1226.56 | 33.29 | 33.3 | 0.01 | 0
2030 | SPP_S_2_SPP_N | SPP_S | SPP_N | Internal | Winter | B17 | 100 | 2211 | 0 | 28.85 | 28.85 | 0.01 | 0
2030 | SPP_S_2_SPP_N | SPP_S | SPP_N | Internal | Winter | B18 | 400 | 2211 | 0 | 26.67 | 26.66 | 0.01 | 0
2030 | SPP_S_2_SPP_N | SPP_S | SPP_N | Internal | Winter | B19 | 700 | 2211 | 0 | 25.07 | 25.06 | 0.01 | 0
2030 | SPP_S_2_SPP_N | SPP_S | SPP_N | Internal | Winter | B20 | 935 | 2211 | 0 | 21.67 | 21.67 | 0.01 | 0
2030 | TVA_2_ENT | TVA | ENT | Internal | Shoulder | B11 | 25 | 500 | 0 | 53.39 | 49.38 | 9 | 0
2030 | TVA_2_ENT | TVA | ENT | Internal | Shoulder | B12 | 200 | 500 | 0 | 35.03 | 31.49 | 9 | 0
2030 | TVA_2_ENT | TVA | ENT | Internal | Shoulder | B13 | 600 | 500 | 0 | 29.87 | 28.5 | 9 | 0
2030 | TVA_2_ENT | TVA | ENT | Internal | Shoulder | B14 | 900 | 500 | 0 | 29.87 | 26.51 | 9 | 0
2030 | TVA_2_ENT | TVA | ENT | Internal | Shoulder | B15 | 1203 | 500 | 0 | 29.35 | 23.51 | 9 | 0
2030 | TVA_2_ENT | TVA | ENT | Internal | Summer | B1 | 10 | 500 | 0 | 59.97 | 64.44 | 9 | 0
2030 | TVA_2_ENT | TVA | ENT | Internal | Summer | B2 | 25 | 500 | 0 | 59.97 | 56.46 | 9 | 0
2030 | TVA_2_ENT | TVA | ENT | Internal | Summer | B3 | 75 | 500 | 0 | 58.88 | 58.25 | 9 | 0
2030 | TVA_2_ENT | TVA | ENT | Internal | Summer | B4 | 100 | 500 | 0 | 54.14 | 55.78 | 9 | 0
2030 | TVA_2_ENT | TVA | ENT | Internal | Summer | B5 | 200 | 500 | 0 | 52.61 | 54.81 | 9 | 0
2030 | TVA_2_ENT | TVA | ENT | Internal | Summer | B6 | 300 | 500 | 0 | 46.86 | 50.25 | 9 | 0
2030 | TVA_2_ENT | TVA | ENT | Internal | Summer | B7 | 400 | 500 | 0 | 34.65 | 40.77 | 9 | 0
2030 | TVA_2_ENT | TVA | ENT | Internal | Summer | B8 | 500 | 500 | 0 | 29.87 | 30.36 | 9 | 0
2030 | TVA_2_ENT | TVA | ENT | Internal | Summer | B9 | 800 | 500 | 0 | 29.77 | 28.66 | 9 | 0
2030 | TVA_2_ENT | TVA | ENT | Internal | Summer | B10 | 1262 | 500 | 0 | 27 | 25.02 | 9 | 0
2030 | TVA_2_ENT | TVA | ENT | Internal | Winter | B16 | 25 | 500 | 0 | 54.31 | 38.3 | 9 | 0
2030 | TVA_2_ENT | TVA | ENT | Internal | Winter | B17 | 100 | 500 | 0 | 41.87 | 33.85 | 9 | 0
2030 | TVA_2_ENT | TVA | ENT | Internal | Winter | B18 | 400 | 500 | 0 | 30.09 | 31.66 | 9 | 0
2030 | TVA_2_ENT | TVA | ENT | Internal | Winter | B19 | 700 | 500 | 0 | 30.09 | 30.06 | 9 | 0
2030 | TVA_2_ENT | TVA | ENT | Internal | Winter | B20 | 935 | 500 | 0 | 30.09 | 26.67 | 9 | 0
2030 | TVA_2_MISO_MO-IL | TVA | MISO_MO-IL | Internal | Shoulder | B11 | 25 | 50 | 0 | 53.39 | 49.38 | 9 | 0
2030 | TVA_2_MISO_MO-IL | TVA | MISO_MO-IL | Internal | Shoulder | B12 | 200 | 50 | 0 | 35.03 | 31.51 | 9 | 0
2030 | TVA_2_MISO_MO-IL | TVA | MISO_MO-IL | Internal | Shoulder | B13 | 600 | 50 | 0 | 29.87 | 28.52 | 9 | 0
2030 | TVA_2_MISO_MO-IL | TVA | MISO_MO-IL | Internal | Shoulder | B14 | 900 | 50 | 0 | 29.87 | 26.51 | 9 | 0
2030 | TVA_2_MISO_MO-IL | TVA | MISO_MO-IL | Internal | Shoulder | B15 | 1203 | 50 | 0 | 29.35 | 23.51 | 9 | 0
2030 | TVA_2_MISO_MO-IL | TVA | MISO_MO-IL | Internal | Summer | B1 | 10 | 50 | 50 | 59.97 | 69.68 | 9 | 0.71
2030 | TVA_2_MISO_MO-IL | TVA | MISO_MO-IL | Internal | Summer | B2 | 25 | 50 | 0 | 59.97 | 56.43 | 9 | 0
2030 | TVA_2_MISO_MO-IL | TVA | MISO_MO-IL | Internal | Summer | B3 | 75 | 50 | 0 | 58.88 | 54.87 | 9 | 0
2030 | TVA_2_MISO_MO-IL | TVA | MISO_MO-IL | Internal | Summer | B4 | 100 | 50 | 0 | 54.14 | 50.15 | 9 | 0
2030 | TVA_2_MISO_MO-IL | TVA | MISO_MO-IL | Internal | Summer | B5 | 200 | 50 | 0 | 52.61 | 49.33 | 9 | 0
2030 | TVA_2_MISO_MO-IL | TVA | MISO_MO-IL | Internal | Summer | B6 | 300 | 50 | 0 | 46.86 | 47.37 | 9 | 0
2030 | TVA_2_MISO_MO-IL | TVA | MISO_MO-IL | Internal | Summer | B7 | 400 | 50 | 0 | 34.65 | 36.65 | 9 | 0
2030 | TVA_2_MISO_MO-IL | TVA | MISO_MO-IL | Internal | Summer | B8 | 500 | 50 | 0 | 29.87 | 28.83 | 9 | 0
2030 | TVA_2_MISO_MO-IL | TVA | MISO_MO-IL | Internal | Summer | B9 | 800 | 50 | 0 | 29.77 | 27.22 | 9 | 0
2030 | TVA_2_MISO_MO-IL | TVA | MISO_MO-IL | Internal | Summer | B10 | 1262 | 50 | 0 | 27 | 22.66 | 9 | 0
2030 | TVA_2_MISO_MO-IL | TVA | MISO_MO-IL | Internal | Winter | B16 | 25 | 50 | 0 | 54.31 | 46.3 | 9 | 0
2030 | TVA_2_MISO_MO-IL | TVA | MISO_MO-IL | Internal | Winter | B17 | 100 | 50 | 0 | 41.87 | 33.85 | 9 | 0
2030 | TVA_2_MISO_MO-IL | TVA | MISO_MO-IL | Internal | Winter | B18 | 400 | 50 | 0 | 30.09 | 31.66 | 9 | 0
2030 | TVA_2_MISO_MO-IL | TVA | MISO_MO-IL | Internal | Winter | B19 | 700 | 50 | 0 | 30.09 | 30.06 | 9 | 0
2030 | TVA_2_MISO_MO-IL | TVA | MISO_MO-IL | Internal | Winter | B20 | 935 | 50 | 0 | 30.09 | 26.49 | 9 | 0
2030 | TVA_2_NonRTO_Midwest | TVA | NonRTO_Midwest | Internal | Shoulder | B11 | 25 | 100 | 0 | 53.39 | 56.87 | 9 | 0
2030 | TVA_2_NonRTO_Midwest | TVA | NonRTO_Midwest | Internal | Shoulder | B12 | 200 | 100 | 0 | 35.03 | 39.52 | 9 | 0
2030 | TVA_2_NonRTO_Midwest | TVA | NonRTO_Midwest | Internal | Shoulder | B13 | 600 | 100 | 0 | 29.87 | 36.53 | 9 | 0
2030 | TVA_2_NonRTO_Midwest | TVA | NonRTO_Midwest | Internal | Shoulder | B14 | 900 | 100 | 0 | 29.87 | 34.52 | 9 | 0
2030 | TVA_2_NonRTO_Midwest | TVA | NonRTO_Midwest | Internal | Shoulder | B15 | 1203 | 100 | 0 | 29.35 | 31.5 | 9 | 0
2030 | TVA_2_NonRTO_Midwest | TVA | NonRTO_Midwest | Internal | Summer | B1 | 10 | 100 | 0 | 59.97 | 64.44 | 9 | 0
2030 | TVA_2_NonRTO_Midwest | TVA | NonRTO_Midwest | Internal | Summer | B2 | 25 | 100 | 0 | 59.97 | 54.18 | 9 | 0
2030 | TVA_2_NonRTO_Midwest | TVA | NonRTO_Midwest | Internal | Summer | B3 | 75 | 100 | 0 | 58.88 | 54.18 | 9 | 0
2030 | TVA_2_NonRTO_Midwest | TVA | NonRTO_Midwest | Internal | Summer | B4 | 100 | 100 | 0 | 54.14 | 54.18 | 9 | 0
2030 | TVA_2_NonRTO_Midwest | TVA | NonRTO_Midwest | Internal | Summer | B5 | 200 | 100 | 0 | 52.61 | 54.18 | 9 | 0
2030 | TVA_2_NonRTO_Midwest | TVA | NonRTO_Midwest | Internal | Summer | B6 | 300 | 100 | 0 | 46.86 | 54.18 | 9 | 0
2030 | TVA_2_NonRTO_Midwest | TVA | NonRTO_Midwest | Internal | Summer | B7 | 400 | 100 | 0 | 34.65 | 40.88 | 9 | 0
2030 | TVA_2_NonRTO_Midwest | TVA | NonRTO_Midwest | Internal | Summer | B8 | 500 | 100 | 0 | 29.87 | 32.75 | 9 | 0
2030 | TVA_2_NonRTO_Midwest | TVA | NonRTO_Midwest | Internal | Summer | B9 | 800 | 100 | 0 | 29.77 | 30.49 | 9 | 0
2030 | TVA_2_NonRTO_Midwest | TVA | NonRTO_Midwest | Internal | Summer | B10 | 1262 | 100 | 0 | 27 | 30 | 9 | 0
2030 | TVA_2_NonRTO_Midwest | TVA | NonRTO_Midwest | Internal | Winter | B16 | 25 | 100 | 0 | 54.31 | 54.31 | 9 | 0
2030 | TVA_2_NonRTO_Midwest | TVA | NonRTO_Midwest | Internal | Winter | B17 | 100 | 100 | 0 | 41.87 | 41.87 | 9 | 0
2030 | TVA_2_NonRTO_Midwest | TVA | NonRTO_Midwest | Internal | Winter | B18 | 400 | 100 | 100 | 30.09 | 39.67 | 9 | 0.58
2030 | TVA_2_NonRTO_Midwest | TVA | NonRTO_Midwest | Internal | Winter | B19 | 700 | 100 | 0 | 30.09 | 38.07 | 9 | 0
2030 | TVA_2_NonRTO_Midwest | TVA | NonRTO_Midwest | Internal | Winter | B20 | 935 | 100 | 0 | 30.09 | 31.55 | 9 | 0
2030 | TVA_2_PJM_ROR | TVA | PJM_ROR | Internal | Shoulder | B11 | 25 | 500 | 0 | 53.39 | 47.38 | 9 | 0
2030 | TVA_2_PJM_ROR | TVA | PJM_ROR | Internal | Shoulder | B12 | 200 | 500 | 0 | 35.03 | 33.49 | 9 | 0
2030 | TVA_2_PJM_ROR | TVA | PJM_ROR | Internal | Shoulder | B13 | 600 | 500 | 0 | 29.87 | 30.5 | 9 | 0
2030 | TVA_2_PJM_ROR | TVA | PJM_ROR | Internal | Shoulder | B14 | 900 | 500 | 0 | 29.87 | 28.5 | 9 | 0
2030 | TVA_2_PJM_ROR | TVA | PJM_ROR | Internal | Shoulder | B15 | 1203 | 500 | 0 | 29.35 | 23.34 | 9 | 0
2030 | TVA_2_PJM_ROR | TVA | PJM_ROR | Internal | Summer | B1 | 10 | 500 | 500 | 59.97 | 71.67 | 9 | 2.7
2030 | TVA_2_PJM_ROR | TVA | PJM_ROR | Internal | Summer | B2 | 25 | 500 | 0 | 59.97 | 58.42 | 9 | 0
2030 | TVA_2_PJM_ROR | TVA | PJM_ROR | Internal | Summer | B3 | 75 | 500 | 0 | 58.88 | 52.87 | 9 | 0
2030 | TVA_2_PJM_ROR | TVA | PJM_ROR | Internal | Summer | B4 | 100 | 500 | 0 | 54.14 | 48.14 | 9 | 0
2030 | TVA_2_PJM_ROR | TVA | PJM_ROR | Internal | Summer | B5 | 200 | 500 | 0 | 52.61 | 47.33 | 9 | 0
2030 | TVA_2_PJM_ROR | TVA | PJM_ROR | Internal | Summer | B6 | 300 | 500 | 0 | 46.86 | 45.36 | 9 | 0
2030 | TVA_2_PJM_ROR | TVA | PJM_ROR | Internal | Summer | B7 | 400 | 500 | 0 | 34.65 | 36.26 | 9 | 0
2030 | TVA_2_PJM_ROR | TVA | PJM_ROR | Internal | Summer | B8 | 500 | 500 | 0 | 29.87 | 29.38 | 9 | 0
2030 | TVA_2_PJM_ROR | TVA | PJM_ROR | Internal | Summer | B9 | 800 | 500 | 0 | 29.77 | 25.64 | 9 | 0
2030 | TVA_2_PJM_ROR | TVA | PJM_ROR | Internal | Summer | B10 | 1262 | 500 | 0 | 27 | 20.99 | 9 | 0
2030 | TVA_2_PJM_ROR | TVA | PJM_ROR | Internal | Winter | B16 | 25 | 500 | 0 | 54.31 | 48.3 | 9 | 0
2030 | TVA_2_PJM_ROR | TVA | PJM_ROR | Internal | Winter | B17 | 100 | 500 | 0 | 41.87 | 35.85 | 9 | 0
2030 | TVA_2_PJM_ROR | TVA | PJM_ROR | Internal | Winter | B18 | 400 | 500 | 0 | 30.09 | 33.64 | 9 | 0
2030 | TVA_2_PJM_ROR | TVA | PJM_ROR | Internal | Winter | B19 | 700 | 500 | 0 | 30.09 | 32.05 | 9 | 0
2030 | TVA_2_PJM_ROR | TVA | PJM_ROR | Internal | Winter | B20 | 935 | 500 | 0 | 30.09 | 27.9 | 9 | 0
2030 | TVA_2_SOCO | TVA | SOCO | Internal | Shoulder | B11 | 25 | 500 | 0 | 53.39 | 58.25 | 9 | 0
2030 | TVA_2_SOCO | TVA | SOCO | Internal | Shoulder | B12 | 200 | 500 | 299.21 | 35.03 | 44.03 | 9 | 0
2030 | TVA_2_SOCO | TVA | SOCO | Internal | Shoulder | B13 | 600 | 500 | 0 | 29.87 | 36.5 | 9 | 0
2030 | TVA_2_SOCO | TVA | SOCO | Internal | Shoulder | B14 | 900 | 500 | 0 | 29.87 | 34.51 | 9 | 0
2030 | TVA_2_SOCO | TVA | SOCO | Internal | Shoulder | B15 | 1203 | 500 | 0 | 29.35 | 31.24 | 9 | 0
2030 | TVA_2_SOCO | TVA | SOCO | Internal | Summer | B1 | 10 | 500 | 500 | 59.97 | 81.44 | 9 | 12.47
2030 | TVA_2_SOCO | TVA | SOCO | Internal | Summer | B2 | 25 | 500 | 0 | 59.97 | 64.46 | 9 | 0
2030 | TVA_2_SOCO | TVA | SOCO | Internal | Summer | B3 | 75 | 500 | 0 | 58.88 | 63.28 | 9 | 0
2030 | TVA_2_SOCO | TVA | SOCO | Internal | Summer | B4 | 100 | 500 | 148.51 | 54.14 | 63.14 | 9 | 0
2030 | TVA_2_SOCO | TVA | SOCO | Internal | Summer | B5 | 200 | 500 | 0 | 52.61 | 57.37 | 9 | 0
2030 | TVA_2_SOCO | TVA | SOCO | Internal | Summer | B6 | 300 | 500 | 243.94 | 46.86 | 55.86 | 9 | 0
2030 | TVA_2_SOCO | TVA | SOCO | Internal | Summer | B7 | 400 | 500 | 500 | 34.65 | 51.26 | 9 | 7.61
2030 | TVA_2_SOCO | TVA | SOCO | Internal | Summer | B8 | 500 | 500 | 500 | 29.87 | 44.38 | 9 | 5.51
2030 | TVA_2_SOCO | TVA | SOCO | Internal | Summer | B9 | 800 | 500 | 0 | 29.77 | 36.66 | 9 | 0
2030 | TVA_2_SOCO | TVA | SOCO | Internal | Summer | B10 | 1262 | 500 | 0 | 27 | 33.02 | 9 | 0
2030 | TVA_2_SOCO | TVA | SOCO | Internal | Winter | B16 | 25 | 500 | 0 | 54.31 | 63.3 | 9 | 0
2030 | TVA_2_SOCO | TVA | SOCO | Internal | Winter | B17 | 100 | 500 | 0 | 41.87 | 48.47 | 9 | 0
2030 | TVA_2_SOCO | TVA | SOCO | Internal | Winter | B18 | 400 | 500 | 500 | 30.09 | 39.66 | 9 | 0.57
2030 | TVA_2_SOCO | TVA | SOCO | Internal | Winter | B19 | 700 | 500 | 0 | 30.09 | 38.06 | 9 | 0
2030 | TVA_2_SOCO | TVA | SOCO | Internal | Winter | B20 | 935 | 500 | 0 | 30.09 | 34.51 | 9 | 0
2030 | TVA_2_VACAR | TVA | VACAR | Internal | Shoulder | B11 | 25 | 150 | 0 | 53.39 | 53.38 | 9 | 0
2030 | TVA_2_VACAR | TVA | VACAR | Internal | Shoulder | B12 | 200 | 150 | 0 | 35.03 | 42.27 | 9 | 0
2030 | TVA_2_VACAR | TVA | VACAR | Internal | Shoulder | B13 | 600 | 150 | 0 | 29.87 | 38.34 | 9 | 0
2030 | TVA_2_VACAR | TVA | VACAR | Internal | Shoulder | B14 | 900 | 150 | 0 | 29.87 | 37.24 | 9 | 0
2030 | TVA_2_VACAR | TVA | VACAR | Internal | Shoulder | B15 | 1203 | 150 | 0 | 29.35 | 29.93 | 9 | 0
2030 | TVA_2_VACAR | TVA | VACAR | Internal | Summer | B1 | 10 | 150 | 150 | 59.97 | 77.67 | 9 | 8.7
2030 | TVA_2_VACAR | TVA | VACAR | Internal | Summer | B2 | 25 | 150 | 0 | 59.97 | 64.42 | 9 | 0
2030 | TVA_2_VACAR | TVA | VACAR | Internal | Summer | B3 | 75 | 150 | 0 | 58.88 | 58.87 | 9 | 0
2030 | TVA_2_VACAR | TVA | VACAR | Internal | Summer | B4 | 100 | 150 | 0 | 54.14 | 57.24 | 9 | 0
2030 | TVA_2_VACAR | TVA | VACAR | Internal | Summer | B5 | 200 | 150 | 0 | 52.61 | 57.24 | 9 | 0
2030 | TVA_2_VACAR | TVA | VACAR | Internal | Summer | B6 | 300 | 150 | 0 | 46.86 | 51.36 | 9 | 0
2030 | TVA_2_VACAR | TVA | VACAR | Internal | Summer | B7 | 400 | 150 | 150 | 34.65 | 44.26 | 9 | 0.61
2030 | TVA_2_VACAR | TVA | VACAR | Internal | Summer | B8 | 500 | 150 | 150 | 29.87 | 39.22 | 9 | 0.35
2030 | TVA_2_VACAR | TVA | VACAR | Internal | Summer | B9 | 800 | 150 | 0 | 29.77 | 31.64 | 9 | 0
2030 | TVA_2_VACAR | TVA | VACAR | Internal | Summer | B10 | 1262 | 150 | 0 | 27 | 27.62 | 9 | 0
2030 | TVA_2_VACAR | TVA | VACAR | Internal | Winter | B16 | 25 | 150 | 150 | 54.31 | 68.45 | 9 | 5.14
2030 | TVA_2_VACAR | TVA | VACAR | Internal | Winter | B17 | 100 | 150 | 0 | 41.87 | 47.39 | 9 | 0
2030 | TVA_2_VACAR | TVA | VACAR | Internal | Winter | B18 | 400 | 150 | 150 | 30.09 | 39.64 | 9 | 0.56
2030 | TVA_2_VACAR | TVA | VACAR | Internal | Winter | B19 | 700 | 150 | 0 | 30.09 | 38.34 | 9 | 0
2030 | TVA_2_VACAR | TVA | VACAR | Internal | Winter | B20 | 935 | 150 | 0 | 30.09 | 35.08 | 9 | 0
2030 | TVA_Transmission_2_NonRTO_Midwest | TVA_Transmission | NonRTO_Midwest | Internal | Shoulder | B11 | 25 | 700 | 0 | 53.38 | 56.87 | 9 | 0
2030 | TVA_Transmission_2_NonRTO_Midwest | TVA_Transmission | NonRTO_Midwest | Internal | Shoulder | B12 | 200 | 700 | 0 | 37.15 | 39.52 | 9 | 0
2030 | TVA_Transmission_2_NonRTO_Midwest | TVA_Transmission | NonRTO_Midwest | Internal | Shoulder | B13 | 600 | 700 | 0 | 33.05 | 36.53 | 9 | 0
2030 | TVA_Transmission_2_NonRTO_Midwest | TVA_Transmission | NonRTO_Midwest | Internal | Shoulder | B14 | 900 | 700 | 0 | 31.61 | 34.52 | 9 | 0
2030 | TVA_Transmission_2_NonRTO_Midwest | TVA_Transmission | NonRTO_Midwest | Internal | Shoulder | B15 | 1203 | 700 | 0 | 29.34 | 31.5 | 9 | 0
2030 | TVA_Transmission_2_NonRTO_Midwest | TVA_Transmission | NonRTO_Midwest | Internal | Summer | B1 | 10 | 700 | 0 | 72.44 | 64.44 | 9 | 0
2030 | TVA_Transmission_2_NonRTO_Midwest | TVA_Transmission | NonRTO_Midwest | Internal | Summer | B2 | 25 | 700 | 0 | 60.85 | 54.18 | 9 | 0
2030 | TVA_Transmission_2_NonRTO_Midwest | TVA_Transmission | NonRTO_Midwest | Internal | Summer | B3 | 75 | 700 | 0 | 58.87 | 54.18 | 9 | 0
2030 | TVA_Transmission_2_NonRTO_Midwest | TVA_Transmission | NonRTO_Midwest | Internal | Summer | B4 | 100 | 700 | 0 | 54.14 | 54.18 | 9 | 0
2030 | TVA_Transmission_2_NonRTO_Midwest | TVA_Transmission | NonRTO_Midwest | Internal | Summer | B5 | 200 | 700 | 0 | 52.97 | 54.18 | 9 | 0
2030 | TVA_Transmission_2_NonRTO_Midwest | TVA_Transmission | NonRTO_Midwest | Internal | Summer | B6 | 300 | 700 | 0 | 50.01 | 54.18 | 9 | 0
2030 | TVA_Transmission_2_NonRTO_Midwest | TVA_Transmission | NonRTO_Midwest | Internal | Summer | B7 | 400 | 700 | 0 | 42.26 | 40.88 | 9 | 0
2030 | TVA_Transmission_2_NonRTO_Midwest | TVA_Transmission | NonRTO_Midwest | Internal | Summer | B8 | 500 | 700 | 0 | 35.38 | 32.75 | 9 | 0
2030 | TVA_Transmission_2_NonRTO_Midwest | TVA_Transmission | NonRTO_Midwest | Internal | Summer | B9 | 800 | 700 | 0 | 30.78 | 30.49 | 9 | 0
2030 | TVA_Transmission_2_NonRTO_Midwest | TVA_Transmission | NonRTO_Midwest | Internal | Summer | B10 | 1262 | 700 | 0 | 26.99 | 30 | 9 | 0
2030 | TVA_Transmission_2_NonRTO_Midwest | TVA_Transmission | NonRTO_Midwest | Internal | Winter | B16 | 25 | 700 | 0 | 54.3 | 54.31 | 9 | 0
2030 | TVA_Transmission_2_NonRTO_Midwest | TVA_Transmission | NonRTO_Midwest | Internal | Winter | B17 | 100 | 700 | 0 | 41.85 | 41.87 | 9 | 0
2030 | TVA_Transmission_2_NonRTO_Midwest | TVA_Transmission | NonRTO_Midwest | Internal | Winter | B18 | 400 | 700 | 0 | 35.45 | 39.67 | 9 | 0
2030 | TVA_Transmission_2_NonRTO_Midwest | TVA_Transmission | NonRTO_Midwest | Internal | Winter | B19 | 700 | 700 | 0 | 34.12 | 38.07 | 9 | 0
2030 | TVA_Transmission_2_NonRTO_Midwest | TVA_Transmission | NonRTO_Midwest | Internal | Winter | B20 | 935 | 700 | 0 | 31.26 | 31.55 | 9 | 0
2030 | TVA_Transmission_2_SOCO | TVA_Transmission | SOCO | Internal | Shoulder | B11 | 25 | 3200 | 0 | 53.38 | 58.25 | 9 | 0
2030 | TVA_Transmission_2_SOCO | TVA_Transmission | SOCO | Internal | Shoulder | B12 | 200 | 3200 | 0 | 37.15 | 44.03 | 9 | 0
2030 | TVA_Transmission_2_SOCO | TVA_Transmission | SOCO | Internal | Shoulder | B13 | 600 | 3200 | 0 | 33.05 | 36.5 | 9 | 0
2030 | TVA_Transmission_2_SOCO | TVA_Transmission | SOCO | Internal | Shoulder | B14 | 900 | 3200 | 0 | 31.61 | 34.51 | 9 | 0
2030 | TVA_Transmission_2_SOCO | TVA_Transmission | SOCO | Internal | Shoulder | B15 | 1203 | 3200 | 0 | 29.34 | 31.24 | 9 | 0
2030 | TVA_Transmission_2_SOCO | TVA_Transmission | SOCO | Internal | Summer | B1 | 10 | 3200 | 454.4 | 72.44 | 81.44 | 9 | 0
2030 | TVA_Transmission_2_SOCO | TVA_Transmission | SOCO | Internal | Summer | B2 | 25 | 3200 | 0 | 60.85 | 64.46 | 9 | 0
2030 | TVA_Transmission_2_SOCO | TVA_Transmission | SOCO | Internal | Summer | B3 | 75 | 3200 | 0 | 58.87 | 63.28 | 9 | 0
2030 | TVA_Transmission_2_SOCO | TVA_Transmission | SOCO | Internal | Summer | B4 | 100 | 3200 | 1125.07 | 54.14 | 63.14 | 9 | 0
2030 | TVA_Transmission_2_SOCO | TVA_Transmission | SOCO | Internal | Summer | B5 | 200 | 3200 | 0 | 52.97 | 57.37 | 9 | 0
2030 | TVA_Transmission_2_SOCO | TVA_Transmission | SOCO | Internal | Summer | B6 | 300 | 3200 | 0 | 50.01 | 55.86 | 9 | 0
2030 | TVA_Transmission_2_SOCO | TVA_Transmission | SOCO | Internal | Summer | B7 | 400 | 3200 | 2095.35 | 42.26 | 51.26 | 9 | 0
2030 | TVA_Transmission_2_SOCO | TVA_Transmission | SOCO | Internal | Summer | B8 | 500 | 3200 | 2399.25 | 35.38 | 44.38 | 9 | 0
2030 | TVA_Transmission_2_SOCO | TVA_Transmission | SOCO | Internal | Summer | B9 | 800 | 3200 | 0 | 30.78 | 36.66 | 9 | 0
2030 | TVA_Transmission_2_SOCO | TVA_Transmission | SOCO | Internal | Summer | B10 | 1262 | 3200 | 0 | 26.99 | 33.02 | 9 | 0
2030 | TVA_Transmission_2_SOCO | TVA_Transmission | SOCO | Internal | Winter | B16 | 25 | 3200 | 1150.82 | 54.3 | 63.3 | 9 | 0
2030 | TVA_Transmission_2_SOCO | TVA_Transmission | SOCO | Internal | Winter | B17 | 100 | 3200 | 0 | 41.85 | 48.47 | 9 | 0
2030 | TVA_Transmission_2_SOCO | TVA_Transmission | SOCO | Internal | Winter | B18 | 400 | 3200 | 0 | 35.45 | 39.66 | 9 | 0
2030 | TVA_Transmission_2_SOCO | TVA_Transmission | SOCO | Internal | Winter | B19 | 700 | 3200 | 0 | 34.12 | 38.06 | 9 | 0
2030 | TVA_Transmission_2_SOCO | TVA_Transmission | SOCO | Internal | Winter | B20 | 935 | 3200 | 0 | 31.26 | 34.51 | 9 | 0
2030 | TVA_Transmission_2_TVA | TVA_Transmission | TVA | Internal | Shoulder | B11 | 25 | 99999 | 291.87 | 53.38 | 53.39 | 0.01 | 0
2030 | TVA_Transmission_2_TVA | TVA_Transmission | TVA | Internal | Shoulder | B12 | 200 | 99999 | 0 | 37.15 | 35.03 | 0.01 | 0
2030 | TVA_Transmission_2_TVA | TVA_Transmission | TVA | Internal | Shoulder | B13 | 600 | 99999 | 0 | 33.05 | 29.87 | 0.01 | 0
2030 | TVA_Transmission_2_TVA | TVA_Transmission | TVA | Internal | Shoulder | B14 | 900 | 99999 | 0 | 31.61 | 29.87 | 0.01 | 0
2030 | TVA_Transmission_2_TVA | TVA_Transmission | TVA | Internal | Shoulder | B15 | 1203 | 99999 | 1933.58 | 29.34 | 29.35 | 0.01 | 0
2030 | TVA_Transmission_2_TVA | TVA_Transmission | TVA | Internal | Summer | B1 | 10 | 99999 | 0 | 72.44 | 59.97 | 0.01 | 0
2030 | TVA_Transmission_2_TVA | TVA_Transmission | TVA | Internal | Summer | B2 | 25 | 99999 | 0 | 60.85 | 59.97 | 0.01 | 0
2030 | TVA_Transmission_2_TVA | TVA_Transmission | TVA | Internal | Summer | B3 | 75 | 99999 | 659.16 | 58.87 | 58.88 | 0.01 | 0
2030 | TVA_Transmission_2_TVA | TVA_Transmission | TVA | Internal | Summer | B4 | 100 | 99999 | 0 | 54.14 | 54.14 | 0.01 | 0
2030 | TVA_Transmission_2_TVA | TVA_Transmission | TVA | Internal | Summer | B5 | 200 | 99999 | 0 | 52.97 | 52.61 | 0.01 | 0
2030 | TVA_Transmission_2_TVA | TVA_Transmission | TVA | Internal | Summer | B6 | 300 | 99999 | 0 | 50.01 | 46.86 | 0.01 | 0
2030 | TVA_Transmission_2_TVA | TVA_Transmission | TVA | Internal | Summer | B7 | 400 | 99999 | 0 | 42.26 | 34.65 | 0.01 | 0
2030 | TVA_Transmission_2_TVA | TVA_Transmission | TVA | Internal | Summer | B8 | 500 | 99999 | 0 | 35.38 | 29.87 | 0.01 | 0
2030 | TVA_Transmission_2_TVA | TVA_Transmission | TVA | Internal | Summer | B9 | 800 | 99999 | 0 | 30.78 | 29.77 | 0.01 | 0
2030 | TVA_Transmission_2_TVA | TVA_Transmission | TVA | Internal | Summer | B10 | 1262 | 99999 | 715.41 | 26.99 | 27 | 0.01 | 0
2030 | TVA_Transmission_2_TVA | TVA_Transmission | TVA | Internal | Winter | B16 | 25 | 99999 | 3030.25 | 54.3 | 54.31 | 0.01 | 0
2030 | TVA_Transmission_2_TVA | TVA_Transmission | TVA | Internal | Winter | B17 | 100 | 99999 | 1381.95 | 41.85 | 41.87 | 0.01 | 0
2030 | TVA_Transmission_2_TVA | TVA_Transmission | TVA | Internal | Winter | B18 | 400 | 99999 | 0 | 35.45 | 30.09 | 0.01 | 0
2030 | TVA_Transmission_2_TVA | TVA_Transmission | TVA | Internal | Winter | B19 | 700 | 99999 | 0 | 34.12 | 30.09 | 0.01 | 0
2030 | TVA_Transmission_2_TVA | TVA_Transmission | TVA | Internal | Winter | B20 | 935 | 99999 | 0 | 31.26 | 30.09 | 0.01 | 0
2030 | TVA_Transmission_2_VACAR | TVA_Transmission | VACAR | Internal | Shoulder | B11 | 25 | 900 | 0 | 53.38 | 53.38 | 9 | 0
2030 | TVA_Transmission_2_VACAR | TVA_Transmission | VACAR | Internal | Shoulder | B12 | 200 | 900 | 0 | 37.15 | 42.27 | 9 | 0
2030 | TVA_Transmission_2_VACAR | TVA_Transmission | VACAR | Internal | Shoulder | B13 | 600 | 900 | 0 | 33.05 | 38.34 | 9 | 0
2030 | TVA_Transmission_2_VACAR | TVA_Transmission | VACAR | Internal | Shoulder | B14 | 900 | 900 | 0 | 31.61 | 37.24 | 9 | 0
2030 | TVA_Transmission_2_VACAR | TVA_Transmission | VACAR | Internal | Shoulder | B15 | 1203 | 900 | 0 | 29.34 | 29.93 | 9 | 0
2030 | TVA_Transmission_2_VACAR | TVA_Transmission | VACAR | Internal | Summer | B1 | 10 | 900 | 0 | 72.44 | 77.67 | 9 | 0
2030 | TVA_Transmission_2_VACAR | TVA_Transmission | VACAR | Internal | Summer | B2 | 25 | 900 | 0 | 60.85 | 64.42 | 9 | 0
2030 | TVA_Transmission_2_VACAR | TVA_Transmission | VACAR | Internal | Summer | B3 | 75 | 900 | 0 | 58.87 | 58.87 | 9 | 0
2030 | TVA_Transmission_2_VACAR | TVA_Transmission | VACAR | Internal | Summer | B4 | 100 | 900 | 0 | 54.14 | 57.24 | 9 | 0
2030 | TVA_Transmission_2_VACAR | TVA_Transmission | VACAR | Internal | Summer | B5 | 200 | 900 | 0 | 52.97 | 57.24 | 9 | 0
2030 | TVA_Transmission_2_VACAR | TVA_Transmission | VACAR | Internal | Summer | B6 | 300 | 900 | 0 | 50.01 | 51.36 | 9 | 0
2030 | TVA_Transmission_2_VACAR | TVA_Transmission | VACAR | Internal | Summer | B7 | 400 | 900 | 0 | 42.26 | 44.26 | 9 | 0
2030 | TVA_Transmission_2_VACAR | TVA_Transmission | VACAR | Internal | Summer | B8 | 500 | 900 | 0 | 35.38 | 39.22 | 9 | 0
2030 | TVA_Transmission_2_VACAR | TVA_Transmission | VACAR | Internal | Summer | B9 | 800 | 900 | 0 | 30.78 | 31.64 | 9 | 0
2030 | TVA_Transmission_2_VACAR | TVA_Transmission | VACAR | Internal | Summer | B10 | 1262 | 900 | 0 | 26.99 | 27.62 | 9 | 0
2030 | TVA_Transmission_2_VACAR | TVA_Transmission | VACAR | Internal | Winter | B16 | 25 | 900 | 900 | 54.3 | 68.45 | 9 | 5.15
2030 | TVA_Transmission_2_VACAR | TVA_Transmission | VACAR | Internal | Winter | B17 | 100 | 900 | 0 | 41.85 | 47.39 | 9 | 0
2030 | TVA_Transmission_2_VACAR | TVA_Transmission | VACAR | Internal | Winter | B18 | 400 | 900 | 0 | 35.45 | 39.64 | 9 | 0
2030 | TVA_Transmission_2_VACAR | TVA_Transmission | VACAR | Internal | Winter | B19 | 700 | 900 | 0 | 34.12 | 38.34 | 9 | 0
2030 | TVA_Transmission_2_VACAR | TVA_Transmission | VACAR | Internal | Winter | B20 | 935 | 900 | 0 | 31.26 | 35.08 | 9 | 0
2030 | VACAR_2_SOCO | VACAR | SOCO | Internal | Shoulder | B11 | 25 | 3000 | 0 | 53.38 | 58.25 | 7 | 0
2030 | VACAR_2_SOCO | VACAR | SOCO | Internal | Shoulder | B12 | 200 | 3000 | 0 | 42.27 | 44.03 | 7 | 0
2030 | VACAR_2_SOCO | VACAR | SOCO | Internal | Shoulder | B13 | 600 | 3000 | 0 | 38.34 | 36.5 | 7 | 0
2030 | VACAR_2_SOCO | VACAR | SOCO | Internal | Shoulder | B14 | 900 | 3000 | 0 | 37.24 | 34.51 | 7 | 0
2030 | VACAR_2_SOCO | VACAR | SOCO | Internal | Shoulder | B15 | 1203 | 3000 | 0 | 29.93 | 31.24 | 7 | 0
2030 | VACAR_2_SOCO | VACAR | SOCO | Internal | Summer | B1 | 10 | 3000 | 0 | 77.67 | 81.44 | 7 | 0
2030 | VACAR_2_SOCO | VACAR | SOCO | Internal | Summer | B2 | 25 | 3000 | 0 | 64.42 | 64.46 | 7 | 0
2030 | VACAR_2_SOCO | VACAR | SOCO | Internal | Summer | B3 | 75 | 3000 | 0 | 58.87 | 63.28 | 7 | 0
2030 | VACAR_2_SOCO | VACAR | SOCO | Internal | Summer | B4 | 100 | 3000 | 0 | 57.24 | 63.14 | 7 | 0
2030 | VACAR_2_SOCO | VACAR | SOCO | Internal | Summer | B5 | 200 | 3000 | 0 | 57.24 | 57.37 | 7 | 0
2030 | VACAR_2_SOCO | VACAR | SOCO | Internal | Summer | B6 | 300 | 3000 | 0 | 51.36 | 55.86 | 7 | 0
2030 | VACAR_2_SOCO | VACAR | SOCO | Internal | Summer | B7 | 400 | 3000 | 1328.95 | 44.26 | 51.26 | 7 | 0
2030 | VACAR_2_SOCO | VACAR | SOCO | Internal | Summer | B8 | 500 | 3000 | 0 | 39.22 | 44.38 | 7 | 0
2030 | VACAR_2_SOCO | VACAR | SOCO | Internal | Summer | B9 | 800 | 3000 | 0 | 31.64 | 36.66 | 7 | 0
2030 | VACAR_2_SOCO | VACAR | SOCO | Internal | Summer | B10 | 1262 | 3000 | 0 | 27.62 | 33.02 | 7 | 0
2030 | VACAR_2_SOCO | VACAR | SOCO | Internal | Winter | B16 | 25 | 3000 | 0 | 68.45 | 63.3 | 7 | 0
2030 | VACAR_2_SOCO | VACAR | SOCO | Internal | Winter | B17 | 100 | 3000 | 0 | 47.39 | 48.47 | 7 | 0
2030 | VACAR_2_SOCO | VACAR | SOCO | Internal | Winter | B18 | 400 | 3000 | 0 | 39.64 | 39.66 | 7 | 0
2030 | VACAR_2_SOCO | VACAR | SOCO | Internal | Winter | B19 | 700 | 3000 | 0 | 38.34 | 38.06 | 7 | 0
2030 | VACAR_2_SOCO | VACAR | SOCO | Internal | Winter | B20 | 935 | 3000 | 0 | 35.08 | 34.51 | 7 | 0
2035 | ENT_2_MISO_MO-IL | ENT | MISO_MO-IL | Internal | Shoulder | B11 | 25 | 2260 | 0 | 32.98 | 32.98 | 8 | 0
2035 | ENT_2_MISO_MO-IL | ENT | MISO_MO-IL | Internal | Shoulder | B12 | 200 | 2260 | 0 | 25.53 | 27.4 | 8 | 0
2035 | ENT_2_MISO_MO-IL | ENT | MISO_MO-IL | Internal | Shoulder | B13 | 600 | 2260 | 0 | 22.98 | 26.49 | 8 | 0
2035 | ENT_2_MISO_MO-IL | ENT | MISO_MO-IL | Internal | Shoulder | B14 | 900 | 2260 | 0 | 20.85 | 21.31 | 8 | 0
2035 | ENT_2_MISO_MO-IL | ENT | MISO_MO-IL | Internal | Shoulder | B15 | 1203 | 2260 | 0 | 16.51 | 18.92 | 8 | 0
2035 | ENT_2_MISO_MO-IL | ENT | MISO_MO-IL | Internal | Summer | B1 | 10 | 2260 | 0 | 58.95 | 58.95 | 8 | 0
2035 | ENT_2_MISO_MO-IL | ENT | MISO_MO-IL | Internal | Summer | B2 | 25 | 2260 | 0 | 54.59 | 53.06 | 8 | 0
2035 | ENT_2_MISO_MO-IL | ENT | MISO_MO-IL | Internal | Summer | B3 | 75 | 2260 | 0 | 55.86 | 50.72 | 8 | 0
2035 | ENT_2_MISO_MO-IL | ENT | MISO_MO-IL | Internal | Summer | B4 | 100 | 2260 | 0 | 54.59 | 49.21 | 8 | 0
2035 | ENT_2_MISO_MO-IL | ENT | MISO_MO-IL | Internal | Summer | B5 | 200 | 2260 | 0 | 48.77 | 48.77 | 8 | 0
2035 | ENT_2_MISO_MO-IL | ENT | MISO_MO-IL | Internal | Summer | B6 | 300 | 2260 | 0 | 45.34 | 45.34 | 8 | 0
2035 | ENT_2_MISO_MO-IL | ENT | MISO_MO-IL | Internal | Summer | B7 | 400 | 2260 | 0 | 30.08 | 29.89 | 8 | 0
2035 | ENT_2_MISO_MO-IL | ENT | MISO_MO-IL | Internal | Summer | B8 | 500 | 2260 | 0 | 25.68 | 26.41 | 8 | 0
2035 | ENT_2_MISO_MO-IL | ENT | MISO_MO-IL | Internal | Summer | B9 | 800 | 2260 | 0 | 23.78 | 21.52 | 8 | 0
2035 | ENT_2_MISO_MO-IL | ENT | MISO_MO-IL | Internal | Summer | B10 | 1262 | 2260 | 0 | 19.08 | 17.21 | 8 | 0
2035 | ENT_2_MISO_MO-IL | ENT | MISO_MO-IL | Internal | Winter | B16 | 25 | 2260 | 2260 | 29.53 | 39.34 | 8 | 1.81
2035 | ENT_2_MISO_MO-IL | ENT | MISO_MO-IL | Internal | Winter | B17 | 100 | 2260 | 0 | 26.75 | 30.09 | 8 | 0
2035 | ENT_2_MISO_MO-IL | ENT | MISO_MO-IL | Internal | Winter | B18 | 400 | 2260 | 0 | 26.34 | 27.4 | 8 | 0
2035 | ENT_2_MISO_MO-IL | ENT | MISO_MO-IL | Internal | Winter | B19 | 700 | 2260 | 0 | 24.57 | 27.09 | 8 | 0
2035 | ENT_2_MISO_MO-IL | ENT | MISO_MO-IL | Internal | Winter | B20 | 935 | 2260 | 0 | 19.93 | 22.47 | 8 | 0
2035 | ENT_2_SOCO | ENT | SOCO | Internal | Shoulder | B11 | 25 | 2431 | 2431 | 32.98 | 49.97 | 8 | 8.99
2035 | ENT_2_SOCO | ENT | SOCO | Internal | Shoulder | B12 | 200 | 2431 | 0 | 25.53 | 30.61 | 8 | 0
2035 | ENT_2_SOCO | ENT | SOCO | Internal | Shoulder | B13 | 600 | 2431 | 0 | 22.98 | 24.11 | 8 | 0
2035 | ENT_2_SOCO | ENT | SOCO | Internal | Shoulder | B14 | 900 | 2431 | 0 | 20.85 | 24.11 | 8 | 0
2035 | ENT_2_SOCO | ENT | SOCO | Internal | Shoulder | B15 | 1203 | 2431 | 0 | 16.51 | 24.11 | 8 | 0
2035 | ENT_2_SOCO | ENT | SOCO | Internal | Summer | B1 | 10 | 2431 | 2431 | 58.95 | 71.01 | 8 | 4.07
2035 | ENT_2_SOCO | ENT | SOCO | Internal | Summer | B2 | 25 | 2431 | 856.45 | 54.59 | 62.59 | 8 | 0
2035 | ENT_2_SOCO | ENT | SOCO | Internal | Summer | B3 | 75 | 2431 | 0 | 55.86 | 58.31 | 8 | 0
2035 | ENT_2_SOCO | ENT | SOCO | Internal | Summer | B4 | 100 | 2431 | 0 | 54.59 | 58.31 | 8 | 0
2035 | ENT_2_SOCO | ENT | SOCO | Internal | Summer | B5 | 200 | 2431 | 0 | 48.77 | 56.61 | 8 | 0
2035 | ENT_2_SOCO | ENT | SOCO | Internal | Summer | B6 | 300 | 2431 | 2431 | 45.34 | 56.34 | 8 | 3
2035 | ENT_2_SOCO | ENT | SOCO | Internal | Summer | B7 | 400 | 2431 | 2431 | 30.08 | 40.5 | 8 | 2.42
2035 | ENT_2_SOCO | ENT | SOCO | Internal | Summer | B8 | 500 | 2431 | 0 | 25.68 | 32.72 | 8 | 0
2035 | ENT_2_SOCO | ENT | SOCO | Internal | Summer | B9 | 800 | 2431 | 0 | 23.78 | 23.34 | 8 | 0
2035 | ENT_2_SOCO | ENT | SOCO | Internal | Summer | B10 | 1262 | 2431 | 0 | 19.08 | 22.55 | 8 | 0
2035 | ENT_2_SOCO | ENT | SOCO | Internal | Winter | B16 | 25 | 2431 | 2431 | 29.53 | 56.34 | 8 | 18.81
2035 | ENT_2_SOCO | ENT | SOCO | Internal | Winter | B17 | 100 | 2431 | 239.17 | 26.75 | 34.75 | 8 | 0
2035 | ENT_2_SOCO | ENT | SOCO | Internal | Winter | B18 | 400 | 2431 | 0 | 26.34 | 27.59 | 8 | 0
2035 | ENT_2_SOCO | ENT | SOCO | Internal | Winter | B19 | 700 | 2431 | 0 | 24.57 | 27.59 | 8 | 0
2035 | ENT_2_SOCO | ENT | SOCO | Internal | Winter | B20 | 935 | 2431 | 0 | 19.93 | 27.59 | 8 | 0
2035 | ENT_2_SPP_N | ENT | SPP_N | Internal | Shoulder | B11 | 25 | 8740 | 0 | 32.98 | 27.98 | 8 | 0
2035 | ENT_2_SPP_N | ENT | SPP_N | Internal | Shoulder | B12 | 200 | 8740 | 0 | 25.53 | 20.53 | 8 | 0
2035 | ENT_2_SPP_N | ENT | SPP_N | Internal | Shoulder | B13 | 600 | 8740 | 0 | 22.98 | 17.98 | 8 | 0
2035 | ENT_2_SPP_N | ENT | SPP_N | Internal | Shoulder | B14 | 900 | 8740 | 0 | 20.85 | 13.85 | 8 | 0
2035 | ENT_2_SPP_N | ENT | SPP_N | Internal | Shoulder | B15 | 1203 | 8740 | 0 | 16.51 | -46.03 | 8 | 0
2035 | ENT_2_SPP_N | ENT | SPP_N | Internal | Summer | B1 | 10 | 8740 | 0 | 58.95 | 53.95 | 8 | 0
2035 | ENT_2_SPP_N | ENT | SPP_N | Internal | Summer | B2 | 25 | 8740 | 0 | 54.59 | 49.59 | 8 | 0
2035 | ENT_2_SPP_N | ENT | SPP_N | Internal | Summer | B3 | 75 | 8740 | 0 | 55.86 | 50.86 | 8 | 0
2035 | ENT_2_SPP_N | ENT | SPP_N | Internal | Summer | B4 | 100 | 8740 | 0 | 54.59 | 49.59 | 8 | 0
2035 | ENT_2_SPP_N | ENT | SPP_N | Internal | Summer | B5 | 200 | 8740 | 0 | 48.77 | 43.77 | 8 | 0
2035 | ENT_2_SPP_N | ENT | SPP_N | Internal | Summer | B6 | 300 | 8740 | 0 | 45.34 | 40.34 | 8 | 0
2035 | ENT_2_SPP_N | ENT | SPP_N | Internal | Summer | B7 | 400 | 8740 | 0 | 30.08 | 25.08 | 8 | 0
2035 | ENT_2_SPP_N | ENT | SPP_N | Internal | Summer | B8 | 500 | 8740 | 0 | 25.68 | 20.68 | 8 | 0
2035 | ENT_2_SPP_N | ENT | SPP_N | Internal | Summer | B9 | 800 | 8740 | 0 | 23.78 | 18.78 | 8 | 0
2035 | ENT_2_SPP_N | ENT | SPP_N | Internal | Summer | B10 | 1262 | 8740 | 0 | 19.08 | 14.07 | 8 | 0
2035 | ENT_2_SPP_N | ENT | SPP_N | Internal | Winter | B16 | 25 | 8740 | 0 | 29.53 | 24.52 | 8 | 0
2035 | ENT_2_SPP_N | ENT | SPP_N | Internal | Winter | B17 | 100 | 8740 | 0 | 26.75 | 21.74 | 8 | 0
2035 | ENT_2_SPP_N | ENT | SPP_N | Internal | Winter | B18 | 400 | 8740 | 0 | 26.34 | 21.34 | 8 | 0
2035 | ENT_2_SPP_N | ENT | SPP_N | Internal | Winter | B19 | 700 | 8740 | 0 | 24.57 | 19.57 | 8 | 0
2035 | ENT_2_SPP_N | ENT | SPP_N | Internal | Winter | B20 | 935 | 8740 | 0 | 19.93 | 14.52 | 8 | 0
2035 | ENT_2_SPP_S | ENT | SPP_S | Internal | Shoulder | B11 | 25 | 5582 | 0 | 32.98 | 27.98 | 8 | 0
2035 | ENT_2_SPP_S | ENT | SPP_S | Internal | Shoulder | B12 | 200 | 5582 | 0 | 25.53 | 20.54 | 8 | 0
2035 | ENT_2_SPP_S | ENT | SPP_S | Internal | Shoulder | B13 | 600 | 5582 | 0 | 22.98 | 17.98 | 8 | 0
2035 | ENT_2_SPP_S | ENT | SPP_S | Internal | Shoulder | B14 | 900 | 5582 | 0 | 20.85 | 13.84 | 8 | 0
2035 | ENT_2_SPP_S | ENT | SPP_S | Internal | Shoulder | B15 | 1203 | 5582 | 0 | 16.51 | -46.04 | 8 | 0
2035 | ENT_2_SPP_S | ENT | SPP_S | Internal | Summer | B1 | 10 | 5582 | 0 | 58.95 | 25.09 | 8 | 0
2035 | ENT_2_SPP_S | ENT | SPP_S | Internal | Summer | B2 | 25 | 5582 | 0 | 54.59 | 49.61 | 8 | 0
2035 | ENT_2_SPP_S | ENT | SPP_S | Internal | Summer | B3 | 75 | 5582 | 0 | 55.86 | 50.88 | 8 | 0
2035 | ENT_2_SPP_S | ENT | SPP_S | Internal | Summer | B4 | 100 | 5582 | 0 | 54.59 | 49.61 | 8 | 0
2035 | ENT_2_SPP_S | ENT | SPP_S | Internal | Summer | B5 | 200 | 5582 | 0 | 48.77 | 43.78 | 8 | 0
2035 | ENT_2_SPP_S | ENT | SPP_S | Internal | Summer | B6 | 300 | 5582 | 0 | 45.34 | 40.35 | 8 | 0
2035 | ENT_2_SPP_S | ENT | SPP_S | Internal | Summer | B7 | 400 | 5582 | 0 | 30.08 | 25.09 | 8 | 0
2035 | ENT_2_SPP_S | ENT | SPP_S | Internal | Summer | B8 | 500 | 5582 | 0 | 25.68 | 20.69 | 8 | 0
2035 | ENT_2_SPP_S | ENT | SPP_S | Internal | Summer | B9 | 800 | 5582 | 0 | 23.78 | 18.79 | 8 | 0
2035 | ENT_2_SPP_S | ENT | SPP_S | Internal | Summer | B10 | 1262 | 5582 | 0 | 19.08 | 14.08 | 8 | 0
2035 | ENT_2_SPP_S | ENT | SPP_S | Internal | Winter | B16 | 25 | 5582 | 0 | 29.53 | 24.53 | 8 | 0
2035 | ENT_2_SPP_S | ENT | SPP_S | Internal | Winter | B17 | 100 | 5582 | 0 | 26.75 | 21.75 | 8 | 0
2035 | ENT_2_SPP_S | ENT | SPP_S | Internal | Winter | B18 | 400 | 5582 | 0 | 26.34 | 21.35 | 8 | 0
2035 | ENT_2_SPP_S | ENT | SPP_S | Internal | Winter | B19 | 700 | 5582 | 0 | 24.57 | 19.57 | 8 | 0
2035 | ENT_2_SPP_S | ENT | SPP_S | Internal | Winter | B20 | 935 | 5582 | 0 | 19.93 | 14.54 | 8 | 0
2035 | ENT_2_TVA_Transmission | ENT | TVA_Transmission | Internal | Shoulder | B11 | 25 | 2100 | 0 | 32.98 | 40.97 | 8 | 0
2035 | ENT_2_TVA_Transmission | ENT | TVA_Transmission | Internal | Shoulder | B12 | 200 | 2100 | 0 | 25.53 | 33.52 | 8 | 0
2035 | ENT_2_TVA_Transmission | ENT | TVA_Transmission | Internal | Shoulder | B13 | 600 | 2100 | 0 | 22.98 | 27.68 | 8 | 0
2035 | ENT_2_TVA_Transmission | ENT | TVA_Transmission | Internal | Shoulder | B14 | 900 | 2100 | 0 | 20.85 | 25.41 | 8 | 0
2035 | ENT_2_TVA_Transmission | ENT | TVA_Transmission | Internal | Shoulder | B15 | 1203 | 2100 | 1270.14 | 16.51 | 24.51 | 8 | 0
2035 | ENT_2_TVA_Transmission | ENT | TVA_Transmission | Internal | Summer | B1 | 10 | 2100 | 0 | 58.95 | 62.23 | 8 | 0
2035 | ENT_2_TVA_Transmission | ENT | TVA_Transmission | Internal | Summer | B2 | 25 | 2100 | 0 | 54.59 | 61.05 | 8 | 0
2035 | ENT_2_TVA_Transmission | ENT | TVA_Transmission | Internal | Summer | B3 | 75 | 2100 | 0 | 55.86 | 55.86 | 8 | 0
2035 | ENT_2_TVA_Transmission | ENT | TVA_Transmission | Internal | Summer | B4 | 100 | 2100 | 0 | 54.59 | 53.19 | 8 | 0
2035 | ENT_2_TVA_Transmission | ENT | TVA_Transmission | Internal | Summer | B5 | 200 | 2100 | 0 | 48.77 | 52.85 | 8 | 0
2035 | ENT_2_TVA_Transmission | ENT | TVA_Transmission | Internal | Summer | B6 | 300 | 2100 | 0 | 45.34 | 49.34 | 8 | 0
2035 | ENT_2_TVA_Transmission | ENT | TVA_Transmission | Internal | Summer | B7 | 400 | 2100 | 0 | 30.08 | 32.97 | 8 | 0
2035 | ENT_2_TVA_Transmission | ENT | TVA_Transmission | Internal | Summer | B8 | 500 | 2100 | 0 | 25.68 | 28.11 | 8 | 0
2035 | ENT_2_TVA_Transmission | ENT | TVA_Transmission | Internal | Summer | B9 | 800 | 2100 | 0 | 23.78 | 24.09 | 8 | 0
2035 | ENT_2_TVA_Transmission | ENT | TVA_Transmission | Internal | Summer | B10 | 1262 | 2100 | 0 | 19.08 | 22.33 | 8 | 0
2035 | ENT_2_TVA_Transmission | ENT | TVA_Transmission | Internal | Winter | B16 | 25 | 2100 | 2100 | 29.53 | 47.34 | 8 | 9.81
2035 | ENT_2_TVA_Transmission | ENT | TVA_Transmission | Internal | Winter | B17 | 100 | 2100 | 2100 | 26.75 | 35.7 | 8 | 0.94
2035 | ENT_2_TVA_Transmission | ENT | TVA_Transmission | Internal | Winter | B18 | 400 | 2100 | 0 | 26.34 | 30.28 | 8 | 0
2035 | ENT_2_TVA_Transmission | ENT | TVA_Transmission | Internal | Winter | B19 | 700 | 2100 | 0 | 24.57 | 29.67 | 8 | 0
2035 | ENT_2_TVA_Transmission | ENT | TVA_Transmission | Internal | Winter | B20 | 935 | 2100 | 1524.87 | 19.93 | 27.93 | 8 | 0
2035 | FRCC_2_SOCO | FRCC | SOCO | Internal | Shoulder | B11 | 25 | 900 | 0 | 65.73 | 49.97 | 8 | 0
2035 | FRCC_2_SOCO | FRCC | SOCO | Internal | Shoulder | B12 | 200 | 900 | 0 | 39.1 | 30.61 | 8 | 0
2035 | FRCC_2_SOCO | FRCC | SOCO | Internal | Shoulder | B13 | 600 | 900 | 0 | 30.78 | 24.11 | 8 | 0
2035 | FRCC_2_SOCO | FRCC | SOCO | Internal | Shoulder | B14 | 900 | 900 | 0 | 29.32 | 24.11 | 8 | 0
2035 | FRCC_2_SOCO | FRCC | SOCO | Internal | Shoulder | B15 | 1203 | 900 | 0 | 28.26 | 24.11 | 8 | 0
2035 | FRCC_2_SOCO | FRCC | SOCO | Internal | Summer | B1 | 10 | 900 | 0 | 81.01 | 71.01 | 8 | 0
2035 | FRCC_2_SOCO | FRCC | SOCO | Internal | Summer | B2 | 25 | 900 | 0 | 72.59 | 62.59 | 8 | 0
2035 | FRCC_2_SOCO | FRCC | SOCO | Internal | Summer | B3 | 75 | 900 | 0 | 64.07 | 58.31 | 8 | 0
2035 | FRCC_2_SOCO | FRCC | SOCO | Internal | Summer | B4 | 100 | 900 | 0 | 64.07 | 58.31 | 8 | 0
2035 | FRCC_2_SOCO | FRCC | SOCO | Internal | Summer | B5 | 200 | 900 | 0 | 64.07 | 56.61 | 8 | 0
2035 | FRCC_2_SOCO | FRCC | SOCO | Internal | Summer | B6 | 300 | 900 | 0 | 62.23 | 56.34 | 8 | 0
2035 | FRCC_2_SOCO | FRCC | SOCO | Internal | Summer | B7 | 400 | 900 | 0 | 38 | 40.5 | 8 | 0
2035 | FRCC_2_SOCO | FRCC | SOCO | Internal | Summer | B8 | 500 | 900 | 0 | 29.67 | 32.72 | 8 | 0
2035 | FRCC_2_SOCO | FRCC | SOCO | Internal | Summer | B9 | 800 | 900 | 0 | 27.2 | 23.34 | 8 | 0
2035 | FRCC_2_SOCO | FRCC | SOCO | Internal | Summer | B10 | 1262 | 900 | 0 | 27.2 | 22.55 | 8 | 0
2035 | FRCC_2_SOCO | FRCC | SOCO | Internal | Winter | B16 | 25 | 900 | 0 | 66.34 | 56.34 | 8 | 0
2035 | FRCC_2_SOCO | FRCC | SOCO | Internal | Winter | B17 | 100 | 900 | 0 | 33.82 | 34.75 | 8 | 0
2035 | FRCC_2_SOCO | FRCC | SOCO | Internal | Winter | B18 | 400 | 900 | 0 | 31.17 | 27.59 | 8 | 0
2035 | FRCC_2_SOCO | FRCC | SOCO | Internal | Winter | B19 | 700 | 900 | 0 | 31.17 | 27.59 | 8 | 0
2035 | FRCC_2_SOCO | FRCC | SOCO | Internal | Winter | B20 | 935 | 900 | 0 | 31.17 | 27.59 | 8 | 0
2035 | HQ_NEISO_2_NEISO | HQ_NEISO | NEISO | Internal | Shoulder | B11 | 25 | 99999 | 3735.17 | 12.33 | 12.34 | 0.01 | 0
2035 | HQ_NEISO_2_NEISO | HQ_NEISO | NEISO | Internal | Shoulder | B12 | 200 | 99999 | 3726.99 | 12.33 | 12.34 | 0.01 | 0
2035 | HQ_NEISO_2_NEISO | HQ_NEISO | NEISO | Internal | Shoulder | B13 | 600 | 99999 | 3694.81 | 12.33 | 12.34 | 0.01 | 0
2035 | HQ_NEISO_2_NEISO | HQ_NEISO | NEISO | Internal | Shoulder | B14 | 900 | 99999 | 3638.51 | 12.33 | 12.34 | 0.01 | 0
2035 | HQ_NEISO_2_NEISO | HQ_NEISO | NEISO | Internal | Shoulder | B15 | 1203 | 99999 | 1706.71 | 12.33 | 12.34 | 0.01 | 0
2035 | HQ_NEISO_2_NEISO | HQ_NEISO | NEISO | Internal | Summer | B1 | 10 | 99999 | 4191.17 | 69.16 | 69.17 | 0.01 | 0
2035 | HQ_NEISO_2_NEISO | HQ_NEISO | NEISO | Internal | Summer | B2 | 25 | 99999 | 4137.14 | 54.99 | 55 | 0.01 | 0
2035 | HQ_NEISO_2_NEISO | HQ_NEISO | NEISO | Internal | Summer | B3 | 75 | 99999 | 4029.35 | 30.27 | 30.28 | 0.01 | 0
2035 | HQ_NEISO_2_NEISO | HQ_NEISO | NEISO | Internal | Summer | B4 | 100 | 99999 | 3936.78 | 13.98 | 13.99 | 0.01 | 0
2035 | HQ_NEISO_2_NEISO | HQ_NEISO | NEISO | Internal | Summer | B5 | 200 | 99999 | 3886.43 | 9.76 | 9.77 | 0.01 | 0
2035 | HQ_NEISO_2_NEISO | HQ_NEISO | NEISO | Internal | Summer | B6 | 300 | 99999 | 3829.65 | 8.7 | 8.71 | 0.01 | 0
2035 | HQ_NEISO_2_NEISO | HQ_NEISO | NEISO | Internal | Summer | B7 | 400 | 99999 | 3764.57 | 8.7 | 8.71 | 0.01 | 0
2035 | HQ_NEISO_2_NEISO | HQ_NEISO | NEISO | Internal | Summer | B8 | 500 | 99999 | 3713.41 | 8.7 | 8.71 | 0.01 | 0
2035 | HQ_NEISO_2_NEISO | HQ_NEISO | NEISO | Internal | Summer | B9 | 800 | 99999 | 3650.74 | 8.7 | 8.71 | 0.01 | 0
2035 | HQ_NEISO_2_NEISO | HQ_NEISO | NEISO | Internal | Summer | B10 | 1262 | 99999 | 1377.91 | 8.7 | 8.71 | 0.01 | 0
2035 | HQ_NEISO_2_NEISO | HQ_NEISO | NEISO | Internal | Winter | B16 | 25 | 99999 | 3848.48 | 23.51 | 23.52 | 0.01 | 0
2035 | HQ_NEISO_2_NEISO | HQ_NEISO | NEISO | Internal | Winter | B17 | 100 | 99999 | 3803 | 23.51 | 23.52 | 0.01 | 0
2035 | HQ_NEISO_2_NEISO | HQ_NEISO | NEISO | Internal | Winter | B18 | 400 | 99999 | 3768.2 | 23.51 | 23.52 | 0.01 | 0
2035 | HQ_NEISO_2_NEISO | HQ_NEISO | NEISO | Internal | Winter | B19 | 700 | 99999 | 3703.36 | 23.51 | 23.52 | 0.01 | 0
2035 | HQ_NEISO_2_NEISO | HQ_NEISO | NEISO | Internal | Winter | B20 | 935 | 99999 | 1862.76 | 23.51 | 23.52 | 0.01 | 0
2035 | HQ_NY_2_NYISO_A-F | HQ_NY | NYISO_A-F | Internal | Shoulder | B11 | 25 | 99999 | 2812.27 | 24.41 | 24.42 | 0.01 | 0
2035 | HQ_NY_2_NYISO_A-F | HQ_NY | NYISO_A-F | Internal | Shoulder | B12 | 200 | 99999 | 2847.69 | 24.41 | 24.42 | 0.01 | 0
2035 | HQ_NY_2_NYISO_A-F | HQ_NY | NYISO_A-F | Internal | Shoulder | B13 | 600 | 99999 | 2781.85 | 17.12 | 17.13 | 0.01 | 0
2035 | HQ_NY_2_NYISO_A-F | HQ_NY | NYISO_A-F | Internal | Shoulder | B14 | 900 | 99999 | 2673.14 | 17.12 | 17.13 | 0.01 | 0
2035 | HQ_NY_2_NYISO_A-F | HQ_NY | NYISO_A-F | Internal | Shoulder | B15 | 1203 | 99999 | 1582.7 | 16.58 | 16.59 | 0.01 | 0
2035 | HQ_NY_2_NYISO_A-F | HQ_NY | NYISO_A-F | Internal | Summer | B1 | 10 | 99999 | 3500.1 | 48.95 | 48.96 | 0.01 | 0
2035 | HQ_NY_2_NYISO_A-F | HQ_NY | NYISO_A-F | Internal | Summer | B2 | 25 | 99999 | 3406.71 | 47.05 | 47.06 | 0.01 | 0
2035 | HQ_NY_2_NYISO_A-F | HQ_NY | NYISO_A-F | Internal | Summer | B3 | 75 | 99999 | 3266.7 | 41.84 | 41.85 | 0.01 | 0
2035 | HQ_NY_2_NYISO_A-F | HQ_NY | NYISO_A-F | Internal | Summer | B4 | 100 | 99999 | 3116.37 | 35.19 | 35.21 | 0.01 | 0
2035 | HQ_NY_2_NYISO_A-F | HQ_NY | NYISO_A-F | Internal | Summer | B5 | 200 | 99999 | 3025.59 | 34.75 | 34.77 | 0.01 | 0
2035 | HQ_NY_2_NYISO_A-F | HQ_NY | NYISO_A-F | Internal | Summer | B6 | 300 | 99999 | 2934.86 | 22.85 | 22.86 | 0.01 | 0
2035 | HQ_NY_2_NYISO_A-F | HQ_NY | NYISO_A-F | Internal | Summer | B7 | 400 | 99999 | 2830.75 | 19.87 | 19.88 | 0.01 | 0
2035 | HQ_NY_2_NYISO_A-F | HQ_NY | NYISO_A-F | Internal | Summer | B8 | 500 | 99999 | 2760.25 | 18.63 | 18.64 | 0.01 | 0
2035 | HQ_NY_2_NYISO_A-F | HQ_NY | NYISO_A-F | Internal | Summer | B9 | 800 | 99999 | 2664.71 | 15.29 | 15.3 | 0.01 | 0
2035 | HQ_NY_2_NYISO_A-F | HQ_NY | NYISO_A-F | Internal | Summer | B10 | 1262 | 99999 | 1436.31 | 15.29 | 15.3 | 0.01 | 0
2035 | HQ_NY_2_NYISO_A-F | HQ_NY | NYISO_A-F | Internal | Winter | B16 | 25 | 99999 | 3058.87 | 27.68 | 27.69 | 0.01 | 0
2035 | HQ_NY_2_NYISO_A-F | HQ_NY | NYISO_A-F | Internal | Winter | B17 | 100 | 99999 | 3001.1 | 25.53 | 25.54 | 0.01 | 0
2035 | HQ_NY_2_NYISO_A-F | HQ_NY | NYISO_A-F | Internal | Winter | B18 | 400 | 99999 | 2934.69 | 25.53 | 25.54 | 0.01 | 0
2035 | HQ_NY_2_NYISO_A-F | HQ_NY | NYISO_A-F | Internal | Winter | B19 | 700 | 99999 | 2819.07 | 25.53 | 25.54 | 0.01 | 0
2035 | HQ_NY_2_NYISO_A-F | HQ_NY | NYISO_A-F | Internal | Winter | B20 | 935 | 99999 | 1762.97 | 25.53 | 25.54 | 0.01 | 0
2035 | HQ_IESO_2_IESO | HQ_IESO | IESO | Internal | Shoulder | B11 | 25 | 99999 | 400 | 26 | 26.01 | 0.01 | 0
2035 | HQ_IESO_2_IESO | HQ_IESO | IESO | Internal | Shoulder | B12 | 200 | 99999 | 400 | 31.41 | 31.42 | 0.01 | 0
2035 | HQ_IESO_2_IESO | HQ_IESO | IESO | Internal | Shoulder | B13 | 600 | 99999 | 400 | 24.12 | 24.13 | 0.01 | 0
2035 | HQ_IESO_2_IESO | HQ_IESO | IESO | Internal | Shoulder | B14 | 900 | 99999 | 400 | 24.12 | 24.13 | 0.01 | 0
2035 | HQ_IESO_2_IESO | HQ_IESO | IESO | Internal | Shoulder | B15 | 1203 | 99999 | 75.48 | 24.12 | 24.13 | 0.01 | 0
2035 | HQ_IESO_2_IESO | HQ_IESO | IESO | Internal | Summer | B1 | 10 | 99999 | 400 | 55.95 | 55.96 | 0.01 | 0
2035 | HQ_IESO_2_IESO | HQ_IESO | IESO | Internal | Summer | B2 | 25 | 99999 | 400 | 48.84 | 48.85 | 0.01 | 0
2035 | HQ_IESO_2_IESO | HQ_IESO | IESO | Internal | Summer | B3 | 75 | 99999 | 400 | 48.84 | 48.85 | 0.01 | 0
2035 | HQ_IESO_2_IESO | HQ_IESO | IESO | Internal | Summer | B4 | 100 | 99999 | 400 | 42.19 | 42.21 | 0.01 | 0
2035 | HQ_IESO_2_IESO | HQ_IESO | IESO | Internal | Summer | B5 | 200 | 99999 | 400 | 41.75 | 41.77 | 0.01 | 0
2035 | HQ_IESO_2_IESO | HQ_IESO | IESO | Internal | Summer | B6 | 300 | 99999 | 400 | 38.31 | 38.32 | 0.01 | 0
2035 | HQ_IESO_2_IESO | HQ_IESO | IESO | Internal | Summer | B7 | 400 | 99999 | 400 | 22.88 | 22.89 | 0.01 | 0
2035 | HQ_IESO_2_IESO | HQ_IESO | IESO | Internal | Summer | B8 | 500 | 99999 | 400 | 20.21 | 20.22 | 0.01 | 0
2035 | HQ_IESO_2_IESO | HQ_IESO | IESO | Internal | Summer | B9 | 800 | 99999 | 400 | 20.21 | 20.22 | 0.01 | 0
2035 | HQ_IESO_2_IESO | HQ_IESO | IESO | Internal | Summer | B10 | 1262 | 99999 | 12.04 | 20.21 | 20.22 | 0.01 | 0
2035 | HQ_IESO_2_IESO | HQ_IESO | IESO | Internal | Winter | B16 | 25 | 99999 | 400 | 34.68 | 34.69 | 0.01 | 0
2035 | HQ_IESO_2_IESO | HQ_IESO | IESO | Internal | Winter | B17 | 100 | 99999 | 400 | 32.53 | 32.54 | 0.01 | 0
2035 | HQ_IESO_2_IESO | HQ_IESO | IESO | Internal | Winter | B18 | 400 | 99999 | 400 | 32.53 | 32.54 | 0.01 | 0
2035 | HQ_IESO_2_IESO | HQ_IESO | IESO | Internal | Winter | B19 | 700 | 99999 | 400 | 32.53 | 32.54 | 0.01 | 0
2035 | HQ_IESO_2_IESO | HQ_IESO | IESO | Internal | Winter | B20 | 935 | 99999 | 91.98 | 32.53 | 32.54 | 0.01 | 0
2035 | IESO_2_MAPP_CA | IESO | MAPP_CA | Internal | Shoulder | B11 | 25 | 262 | 0 | 26.01 | 18.83 | 7 | 0
2035 | IESO_2_MAPP_CA | IESO | MAPP_CA | Internal | Shoulder | B12 | 200 | 262 | 0 | 31.42 | 25.5 | 7 | 0
2035 | IESO_2_MAPP_CA | IESO | MAPP_CA | Internal | Shoulder | B13 | 600 | 262 | 0 | 24.13 | 22.95 | 7 | 0
2035 | IESO_2_MAPP_CA | IESO | MAPP_CA | Internal | Shoulder | B14 | 900 | 262 | 0 | 24.13 | 18.83 | 7 | 0
2035 | IESO_2_MAPP_CA | IESO | MAPP_CA | Internal | Shoulder | B15 | 1203 | 262 | 0 | 24.13 | 18.83 | 7 | 0
2035 | IESO_2_MAPP_CA | IESO | MAPP_CA | Internal | Summer | B1 | 10 | 262 | 0 | 55.96 | 17.01 | 7 | 0
2035 | IESO_2_MAPP_CA | IESO | MAPP_CA | Internal | Summer | B2 | 25 | 262 | 0 | 48.85 | 17.01 | 7 | 0
2035 | IESO_2_MAPP_CA | IESO | MAPP_CA | Internal | Summer | B3 | 75 | 262 | 0 | 48.85 | 17.01 | 7 | 0
2035 | IESO_2_MAPP_CA | IESO | MAPP_CA | Internal | Summer | B4 | 100 | 262 | 0 | 42.21 | 34.21 | 7 | 0
2035 | IESO_2_MAPP_CA | IESO | MAPP_CA | Internal | Summer | B5 | 200 | 262 | 0 | 41.77 | 33.77 | 7 | 0
2035 | IESO_2_MAPP_CA | IESO | MAPP_CA | Internal | Summer | B6 | 300 | 262 | 0 | 38.32 | 30.32 | 7 | 0
2035 | IESO_2_MAPP_CA | IESO | MAPP_CA | Internal | Summer | B7 | 400 | 262 | 0 | 22.89 | 17.01 | 7 | 0
2035 | IESO_2_MAPP_CA | IESO | MAPP_CA | Internal | Summer | B8 | 500 | 262 | 0 | 20.22 | 17.01 | 7 | 0
2035 | IESO_2_MAPP_CA | IESO | MAPP_CA | Internal | Summer | B9 | 800 | 262 | 0 | 20.22 | 17.01 | 7 | 0
2035 | IESO_2_MAPP_CA | IESO | MAPP_CA | Internal | Summer | B10 | 1262 | 262 | 0 | 20.22 | 17.01 | 7 | 0
2035 | IESO_2_MAPP_CA | IESO | MAPP_CA | Internal | Winter | B16 | 25 | 262 | 0 | 34.69 | 24.54 | 7 | 0
2035 | IESO_2_MAPP_CA | IESO | MAPP_CA | Internal | Winter | B17 | 100 | 262 | 0 | 32.54 | 24.54 | 7 | 0
2035 | IESO_2_MAPP_CA | IESO | MAPP_CA | Internal | Winter | B18 | 400 | 262 | 0 | 32.54 | 25.17 | 7 | 0
2035 | IESO_2_MAPP_CA | IESO | MAPP_CA | Internal | Winter | B19 | 700 | 262 | 0 | 32.54 | 24.54 | 7 | 0
2035 | IESO_2_MAPP_CA | IESO | MAPP_CA | Internal | Winter | B20 | 935 | 262 | 0 | 32.54 | 24.54 | 7 | 0
2035 | IESO_2_MISO_MI | IESO | MISO_MI | Internal | Shoulder | B11 | 25 | 1840 | 173.46 | 26.01 | 33.01 | 7 | 0
2035 | IESO_2_MISO_MI | IESO | MISO_MI | Internal | Shoulder | B12 | 200 | 1840 | 0 | 31.42 | 30.16 | 7 | 0
2035 | IESO_2_MISO_MI | IESO | MISO_MI | Internal | Shoulder | B13 | 600 | 1840 | 0 | 24.13 | 28.72 | 7 | 0
2035 | IESO_2_MISO_MI | IESO | MISO_MI | Internal | Shoulder | B14 | 900 | 1840 | 0 | 24.13 | 26.87 | 7 | 0
2035 | IESO_2_MISO_MI | IESO | MISO_MI | Internal | Shoulder | B15 | 1203 | 1840 | 0 | 24.13 | 20.86 | 7 | 0
2035 | IESO_2_MISO_MI | IESO | MISO_MI | Internal | Summer | B1 | 10 | 1840 | 873.38 | 55.96 | 62.96 | 7 | 0
2035 | IESO_2_MISO_MI | IESO | MISO_MI | Internal | Summer | B2 | 25 | 1840 | 0 | 48.85 | 53.09 | 7 | 0
2035 | IESO_2_MISO_MI | IESO | MISO_MI | Internal | Summer | B3 | 75 | 1840 | 0 | 48.85 | 50.72 | 7 | 0
2035 | IESO_2_MISO_MI | IESO | MISO_MI | Internal | Summer | B4 | 100 | 1840 | 473.2 | 42.21 | 49.21 | 7 | 0
2035 | IESO_2_MISO_MI | IESO | MISO_MI | Internal | Summer | B5 | 200 | 1840 | 1400.89 | 41.77 | 48.77 | 7 | 0
2035 | IESO_2_MISO_MI | IESO | MISO_MI | Internal | Summer | B6 | 300 | 1840 | 1840 | 38.32 | 45.34 | 7 | 0.01
2035 | IESO_2_MISO_MI | IESO | MISO_MI | Internal | Summer | B7 | 400 | 1840 | 934.24 | 22.89 | 29.89 | 7 | 0
2035 | IESO_2_MISO_MI | IESO | MISO_MI | Internal | Summer | B8 | 500 | 1840 | 1499.68 | 20.22 | 27.22 | 7 | 0
2035 | IESO_2_MISO_MI | IESO | MISO_MI | Internal | Summer | B9 | 800 | 1840 | 0 | 20.22 | 21.54 | 7 | 0
2035 | IESO_2_MISO_MI | IESO | MISO_MI | Internal | Summer | B10 | 1262 | 1840 | 0 | 20.22 | 19.64 | 7 | 0
2035 | IESO_2_MISO_MI | IESO | MISO_MI | Internal | Winter | B16 | 25 | 1840 | 119.9 | 34.69 | 41.69 | 7 | 0
2035 | IESO_2_MISO_MI | IESO | MISO_MI | Internal | Winter | B17 | 100 | 1840 | 0 | 32.54 | 34.09 | 7 | 0
2035 | IESO_2_MISO_MI | IESO | MISO_MI | Internal | Winter | B18 | 400 | 1840 | 0 | 32.54 | 32.34 | 7 | 0
2035 | IESO_2_MISO_MI | IESO | MISO_MI | Internal | Winter | B19 | 700 | 1840 | 0 | 32.54 | 28.67 | 7 | 0
2035 | IESO_2_MISO_MI | IESO | MISO_MI | Internal | Winter | B20 | 935 | 1840 | 0 | 32.54 | 24.54 | 7 | 0
2035 | IESO_2_MISO_W | IESO | MISO_W | Internal | Shoulder | B11 | 25 | 214 | 0 | 26.01 | 32.97 | 7 | 0
2035 | IESO_2_MISO_W | IESO | MISO_W | Internal | Shoulder | B12 | 200 | 214 | 0 | 31.42 | 25.52 | 7 | 0
2035 | IESO_2_MISO_W | IESO | MISO_W | Internal | Shoulder | B13 | 600 | 214 | 0 | 24.13 | 22.96 | 7 | 0
2035 | IESO_2_MISO_W | IESO | MISO_W | Internal | Shoulder | B14 | 900 | 214 | 0 | 24.13 | 18.84 | 7 | 0
2035 | IESO_2_MISO_W | IESO | MISO_W | Internal | Shoulder | B15 | 1203 | 214 | 0 | 24.13 | -34.04 | 7 | 0
2035 | IESO_2_MISO_W | IESO | MISO_W | Internal | Summer | B1 | 10 | 214 | 0 | 55.96 | 58.93 | 7 | 0
2035 | IESO_2_MISO_W | IESO | MISO_W | Internal | Summer | B2 | 25 | 214 | 0 | 48.85 | 53.05 | 7 | 0
2035 | IESO_2_MISO_W | IESO | MISO_W | Internal | Summer | B3 | 75 | 214 | 0 | 48.85 | 50.71 | 7 | 0
2035 | IESO_2_MISO_W | IESO | MISO_W | Internal | Summer | B4 | 100 | 214 | 0 | 42.21 | 49.19 | 7 | 0
2035 | IESO_2_MISO_W | IESO | MISO_W | Internal | Summer | B5 | 200 | 214 | 0 | 41.77 | 48.75 | 7 | 0
2035 | IESO_2_MISO_W | IESO | MISO_W | Internal | Summer | B6 | 300 | 214 | 125.98 | 38.32 | 45.32 | 7 | 0
2035 | IESO_2_MISO_W | IESO | MISO_W | Internal | Summer | B7 | 400 | 214 | 0 | 22.89 | 29.88 | 7 | 0
2035 | IESO_2_MISO_W | IESO | MISO_W | Internal | Summer | B8 | 500 | 214 | 0 | 20.22 | 24.65 | 7 | 0
2035 | IESO_2_MISO_W | IESO | MISO_W | Internal | Summer | B9 | 800 | 214 | 0 | 20.22 | 21.5 | 7 | 0
2035 | IESO_2_MISO_W | IESO | MISO_W | Internal | Summer | B10 | 1262 | 214 | 0 | 20.22 | 17 | 7 | 0
2035 | IESO_2_MISO_W | IESO | MISO_W | Internal | Winter | B16 | 25 | 214 | 0 | 34.69 | 22.61 | 7 | 0
2035 | IESO_2_MISO_W | IESO | MISO_W | Internal | Winter | B17 | 100 | 214 | 0 | 32.54 | 24.53 | 7 | 0
2035 | IESO_2_MISO_W | IESO | MISO_W | Internal | Winter | B18 | 400 | 214 | 0 | 32.54 | 25.18 | 7 | 0
2035 | IESO_2_MISO_W | IESO | MISO_W | Internal | Winter | B19 | 700 | 214 | 0 | 32.54 | 24.56 | 7 | 0
2035 | IESO_2_MISO_W | IESO | MISO_W | Internal | Winter | B20 | 935 | 214 | 0 | 32.54 | 20.97 | 7 | 0
2035 | IESO_2_NYISO_A-F | IESO | NYISO_A-F | Internal | Shoulder | B11 | 25 | 1725 | 0 | 26.01 | 24.42 | 7 | 0
2035 | IESO_2_NYISO_A-F | IESO | NYISO_A-F | Internal | Shoulder | B12 | 200 | 1725 | 0 | 31.42 | 24.42 | 7 | 0
2035 | IESO_2_NYISO_A-F | IESO | NYISO_A-F | Internal | Shoulder | B13 | 600 | 1725 | 0 | 24.13 | 17.13 | 7 | 0
2035 | IESO_2_NYISO_A-F | IESO | NYISO_A-F | Internal | Shoulder | B14 | 900 | 1725 | 0 | 24.13 | 17.13 | 7 | 0
2035 | IESO_2_NYISO_A-F | IESO | NYISO_A-F | Internal | Shoulder | B15 | 1203 | 1725 | 0 | 24.13 | 16.59 | 7 | 0
2035 | IESO_2_NYISO_A-F | IESO | NYISO_A-F | Internal | Summer | B1 | 10 | 1725 | 0 | 55.96 | 48.96 | 7 | 0
2035 | IESO_2_NYISO_A-F | IESO | NYISO_A-F | Internal | Summer | B2 | 25 | 1725 | 0 | 48.85 | 47.06 | 7 | 0
2035 | IESO_2_NYISO_A-F | IESO | NYISO_A-F | Internal | Summer | B3 | 75 | 1725 | 0 | 48.85 | 41.85 | 7 | 0
2035 | IESO_2_NYISO_A-F | IESO | NYISO_A-F | Internal | Summer | B4 | 100 | 1725 | 0 | 42.21 | 35.21 | 7 | 0
2035 | IESO_2_NYISO_A-F | IESO | NYISO_A-F | Internal | Summer | B5 | 200 | 1725 | 0 | 41.77 | 34.77 | 7 | 0
2035 | IESO_2_NYISO_A-F | IESO | NYISO_A-F | Internal | Summer | B6 | 300 | 1725 | 0 | 38.32 | 22.86 | 7 | 0
2035 | IESO_2_NYISO_A-F | IESO | NYISO_A-F | Internal | Summer | B7 | 400 | 1725 | 0 | 22.89 | 19.88 | 7 | 0
2035 | IESO_2_NYISO_A-F | IESO | NYISO_A-F | Internal | Summer | B8 | 500 | 1725 | 0 | 20.22 | 18.64 | 7 | 0
2035 | IESO_2_NYISO_A-F | IESO | NYISO_A-F | Internal | Summer | B9 | 800 | 1725 | 0 | 20.22 | 15.3 | 7 | 0
2035 | IESO_2_NYISO_A-F | IESO | NYISO_A-F | Internal | Summer | B10 | 1262 | 1725 | 0 | 20.22 | 15.3 | 7 | 0
2035 | IESO_2_NYISO_A-F | IESO | NYISO_A-F | Internal | Winter | B16 | 25 | 1725 | 0 | 34.69 | 27.69 | 7 | 0
2035 | IESO_2_NYISO_A-F | IESO | NYISO_A-F | Internal | Winter | B17 | 100 | 1725 | 0 | 32.54 | 25.54 | 7 | 0
2035 | IESO_2_NYISO_A-F | IESO | NYISO_A-F | Internal | Winter | B18 | 400 | 1725 | 0 | 32.54 | 25.54 | 7 | 0
2035 | IESO_2_NYISO_A-F | IESO | NYISO_A-F | Internal | Winter | B19 | 700 | 1725 | 0 | 32.54 | 25.54 | 7 | 0
2035 | IESO_2_NYISO_A-F | IESO | NYISO_A-F | Internal | Winter | B20 | 935 | 1725 | 0 | 32.54 | 25.54 | 7 | 0
2035 | MAPP_CA_2_IESO | MAPP_CA | IESO | Internal | Shoulder | B11 | 25 | 330 | 0 | 18.83 | 26.01 | 8 | 0
2035 | MAPP_CA_2_IESO | MAPP_CA | IESO | Internal | Shoulder | B12 | 200 | 330 | 0 | 25.5 | 31.42 | 8 | 0
2035 | MAPP_CA_2_IESO | MAPP_CA | IESO | Internal | Shoulder | B13 | 600 | 330 | 0 | 22.95 | 24.13 | 8 | 0
2035 | MAPP_CA_2_IESO | MAPP_CA | IESO | Internal | Shoulder | B14 | 900 | 330 | 0 | 18.83 | 24.13 | 8 | 0
2035 | MAPP_CA_2_IESO | MAPP_CA | IESO | Internal | Shoulder | B15 | 1203 | 330 | 0 | 18.83 | 24.13 | 8 | 0
2035 | MAPP_CA_2_IESO | MAPP_CA | IESO | Internal | Summer | B1 | 10 | 330 | 330 | 17.01 | 55.96 | 8 | 30.95
2035 | MAPP_CA_2_IESO | MAPP_CA | IESO | Internal | Summer | B2 | 25 | 330 | 330 | 17.01 | 48.85 | 8 | 23.84
2035 | MAPP_CA_2_IESO | MAPP_CA | IESO | Internal | Summer | B3 | 75 | 330 | 330 | 17.01 | 48.85 | 8 | 23.84
2035 | MAPP_CA_2_IESO | MAPP_CA | IESO | Internal | Summer | B4 | 100 | 330 | 297.17 | 34.21 | 42.21 | 8 | 0
2035 | MAPP_CA_2_IESO | MAPP_CA | IESO | Internal | Summer | B5 | 200 | 330 | 190.13 | 33.77 | 41.77 | 8 | 0
2035 | MAPP_CA_2_IESO | MAPP_CA | IESO | Internal | Summer | B6 | 300 | 330 | 74.81 | 30.32 | 38.32 | 8 | 0
2035 | MAPP_CA_2_IESO | MAPP_CA | IESO | Internal | Summer | B7 | 400 | 330 | 0 | 17.01 | 22.89 | 8 | 0
2035 | MAPP_CA_2_IESO | MAPP_CA | IESO | Internal | Summer | B8 | 500 | 330 | 0 | 17.01 | 20.22 | 8 | 0
2035 | MAPP_CA_2_IESO | MAPP_CA | IESO | Internal | Summer | B9 | 800 | 330 | 0 | 17.01 | 20.22 | 8 | 0
2035 | MAPP_CA_2_IESO | MAPP_CA | IESO | Internal | Summer | B10 | 1262 | 330 | 0 | 17.01 | 20.22 | 8 | 0
2035 | MAPP_CA_2_IESO | MAPP_CA | IESO | Internal | Winter | B16 | 25 | 330 | 330 | 24.54 | 34.69 | 8 | 2.15
2035 | MAPP_CA_2_IESO | MAPP_CA | IESO | Internal | Winter | B17 | 100 | 330 | 141.41 | 24.54 | 32.54 | 8 | 0
2035 | MAPP_CA_2_IESO | MAPP_CA | IESO | Internal | Winter | B18 | 400 | 330 | 0 | 25.17 | 32.54 | 8 | 0
2035 | MAPP_CA_2_IESO | MAPP_CA | IESO | Internal | Winter | B19 | 700 | 330 | 45.76 | 24.54 | 32.54 | 8 | 0
2035 | MAPP_CA_2_IESO | MAPP_CA | IESO | Internal | Winter | B20 | 935 | 330 | 42.8 | 24.54 | 32.54 | 8 | 0
2035 | MAPP_CA_2_MAPP_US | MAPP_CA | MAPP_US | Internal | Shoulder | B11 | 25 | 437 | 0 | 18.83 | 25.38 | 7 | 0
2035 | MAPP_CA_2_MAPP_US | MAPP_CA | MAPP_US | Internal | Shoulder | B12 | 200 | 437 | 0 | 25.5 | 18.52 | 7 | 0
2035 | MAPP_CA_2_MAPP_US | MAPP_CA | MAPP_US | Internal | Shoulder | B13 | 600 | 437 | 0 | 22.95 | 15.96 | 7 | 0
2035 | MAPP_CA_2_MAPP_US | MAPP_CA | MAPP_US | Internal | Shoulder | B14 | 900 | 437 | 0 | 18.83 | 11.84 | 7 | 0
2035 | MAPP_CA_2_MAPP_US | MAPP_CA | MAPP_US | Internal | Shoulder | B15 | 1203 | 437 | 0 | 18.83 | -41.04 | 7 | 0
2035 | MAPP_CA_2_MAPP_US | MAPP_CA | MAPP_US | Internal | Summer | B1 | 10 | 437 | 437 | 17.01 | 51.93 | 7 | 27.92
2035 | MAPP_CA_2_MAPP_US | MAPP_CA | MAPP_US | Internal | Summer | B2 | 25 | 437 | 437 | 17.01 | 46.05 | 7 | 22.04
2035 | MAPP_CA_2_MAPP_US | MAPP_CA | MAPP_US | Internal | Summer | B3 | 75 | 437 | 437 | 17.01 | 43.71 | 7 | 19.7
2035 | MAPP_CA_2_MAPP_US | MAPP_CA | MAPP_US | Internal | Summer | B4 | 100 | 437 | 437 | 34.21 | 42.19 | 7 | 0.99
2035 | MAPP_CA_2_MAPP_US | MAPP_CA | MAPP_US | Internal | Summer | B5 | 200 | 437 | 437 | 33.77 | 41.75 | 7 | 0.99
2035 | MAPP_CA_2_MAPP_US | MAPP_CA | MAPP_US | Internal | Summer | B6 | 300 | 437 | 437 | 30.32 | 38.32 | 7 | 1
2035 | MAPP_CA_2_MAPP_US | MAPP_CA | MAPP_US | Internal | Summer | B7 | 400 | 437 | 0 | 17.01 | 22.88 | 7 | 0
2035 | MAPP_CA_2_MAPP_US | MAPP_CA | MAPP_US | Internal | Summer | B8 | 500 | 437 | 0 | 17.01 | 17.65 | 7 | 0
2035 | MAPP_CA_2_MAPP_US | MAPP_CA | MAPP_US | Internal | Summer | B9 | 800 | 437 | 0 | 17.01 | 14.5 | 7 | 0
2035 | MAPP_CA_2_MAPP_US | MAPP_CA | MAPP_US | Internal | Summer | B10 | 1262 | 437 | 0 | 17.01 | 10 | 7 | 0
2035 | MAPP_CA_2_MAPP_US | MAPP_CA | MAPP_US | Internal | Winter | B16 | 25 | 437 | 0 | 24.54 | -54.97 | 7 | 0
2035 | MAPP_CA_2_MAPP_US | MAPP_CA | MAPP_US | Internal | Winter | B17 | 100 | 437 | 0 | 24.54 | 17.53 | 7 | 0
2035 | MAPP_CA_2_MAPP_US | MAPP_CA | MAPP_US | Internal | Winter | B18 | 400 | 437 | 0 | 25.17 | 18.17 | 7 | 0
2035 | MAPP_CA_2_MAPP_US | MAPP_CA | MAPP_US | Internal | Winter | B19 | 700 | 437 | 0 | 24.54 | 17.56 | 7 | 0
2035 | MAPP_CA_2_MAPP_US | MAPP_CA | MAPP_US | Internal | Winter | B20 | 935 | 437 | 0 | 24.54 | 13.97 | 7 | 0
2035 | MAPP_CA_2_MISO_W | MAPP_CA | MISO_W | Internal | Shoulder | B11 | 25 | 2058 | 2058 | 18.83 | 32.97 | 0.01 | 14.13
2035 | MAPP_CA_2_MISO_W | MAPP_CA | MISO_W | Internal | Shoulder | B12 | 200 | 2058 | 2009.11 | 25.5 | 25.52 | 0.01 | 0
2035 | MAPP_CA_2_MISO_W | MAPP_CA | MISO_W | Internal | Shoulder | B13 | 600 | 2058 | 2028.4 | 22.95 | 22.96 | 0.01 | 0
2035 | MAPP_CA_2_MISO_W | MAPP_CA | MISO_W | Internal | Shoulder | B14 | 900 | 2058 | 1549.66 | 18.83 | 18.84 | 0.01 | 0
2035 | MAPP_CA_2_MISO_W | MAPP_CA | MISO_W | Internal | Shoulder | B15 | 1203 | 2058 | 0 | 18.83 | -34.04 | 0.01 | 0
2035 | MAPP_CA_2_MISO_W | MAPP_CA | MISO_W | Internal | Summer | B1 | 10 | 2058 | 2058 | 17.01 | 58.93 | 0.01 | 41.91
2035 | MAPP_CA_2_MISO_W | MAPP_CA | MISO_W | Internal | Summer | B2 | 25 | 2058 | 2058 | 17.01 | 53.05 | 0.01 | 36.03
2035 | MAPP_CA_2_MISO_W | MAPP_CA | MISO_W | Internal | Summer | B3 | 75 | 2058 | 2058 | 17.01 | 50.71 | 0.01 | 33.69
2035 | MAPP_CA_2_MISO_W | MAPP_CA | MISO_W | Internal | Summer | B4 | 100 | 2058 | 2058 | 34.21 | 49.19 | 0.01 | 14.98
2035 | MAPP_CA_2_MISO_W | MAPP_CA | MISO_W | Internal | Summer | B5 | 200 | 2058 | 2058 | 33.77 | 48.75 | 0.01 | 14.98
2035 | MAPP_CA_2_MISO_W | MAPP_CA | MISO_W | Internal | Summer | B6 | 300 | 2058 | 2058 | 30.32 | 45.32 | 0.01 | 14.99
2035 | MAPP_CA_2_MISO_W | MAPP_CA | MISO_W | Internal | Summer | B7 | 400 | 2058 | 2058 | 17.01 | 29.88 | 0.01 | 12.86
2035 | MAPP_CA_2_MISO_W | MAPP_CA | MISO_W | Internal | Summer | B8 | 500 | 2058 | 2058 | 17.01 | 24.65 | 0.01 | 7.63
2035 | MAPP_CA_2_MISO_W | MAPP_CA | MISO_W | Internal | Summer | B9 | 800 | 2058 | 2058 | 17.01 | 21.5 | 0.01 | 4.48
2035 | MAPP_CA_2_MISO_W | MAPP_CA | MISO_W | Internal | Summer | B10 | 1262 | 2058 | 0 | 17.01 | 17 | 0.01 | 0
2035 | MAPP_CA_2_MISO_W | MAPP_CA | MISO_W | Internal | Winter | B16 | 25 | 2058 | 0 | 24.54 | 22.61 | 0.01 | 0
2035 | MAPP_CA_2_MISO_W | MAPP_CA | MISO_W | Internal | Winter | B17 | 100 | 2058 | 0 | 24.54 | 24.53 | 0.01 | 0
2035 | MAPP_CA_2_MISO_W | MAPP_CA | MISO_W | Internal | Winter | B18 | 400 | 2058 | 1559.81 | 25.17 | 25.18 | 0.01 | 0
2035 | MAPP_CA_2_MISO_W | MAPP_CA | MISO_W | Internal | Winter | B19 | 700 | 2058 | 899.95 | 24.54 | 24.56 | 0.01 | 0
2035 | MAPP_CA_2_MISO_W | MAPP_CA | MISO_W | Internal | Winter | B20 | 935 | 2058 | 0 | 24.54 | 20.97 | 0.01 | 0
2035 | MAPP_US_2_MAPP_CA | MAPP_US | MAPP_CA | Internal | Shoulder | B11 | 25 | 230 | 0 | 25.38 | 18.83 | 7 | 0
2035 | MAPP_US_2_MAPP_CA | MAPP_US | MAPP_CA | Internal | Shoulder | B12 | 200 | 230 | 0 | 18.52 | 25.5 | 7 | 0
2035 | MAPP_US_2_MAPP_CA | MAPP_US | MAPP_CA | Internal | Shoulder | B13 | 600 | 230 | 0 | 15.96 | 22.95 | 7 | 0
2035 | MAPP_US_2_MAPP_CA | MAPP_US | MAPP_CA | Internal | Shoulder | B14 | 900 | 230 | 0 | 11.84 | 18.83 | 7 | 0
2035 | MAPP_US_2_MAPP_CA | MAPP_US | MAPP_CA | Internal | Shoulder | B15 | 1203 | 230 | 230 | -41.04 | 18.83 | 7 | 52.87
2035 | MAPP_US_2_MAPP_CA | MAPP_US | MAPP_CA | Internal | Summer | B1 | 10 | 230 | 0 | 51.93 | 17.01 | 7 | 0
2035 | MAPP_US_2_MAPP_CA | MAPP_US | MAPP_CA | Internal | Summer | B2 | 25 | 230 | 0 | 46.05 | 17.01 | 7 | 0
2035 | MAPP_US_2_MAPP_CA | MAPP_US | MAPP_CA | Internal | Summer | B3 | 75 | 230 | 0 | 43.71 | 17.01 | 7 | 0
2035 | MAPP_US_2_MAPP_CA | MAPP_US | MAPP_CA | Internal | Summer | B4 | 100 | 230 | 0 | 42.19 | 34.21 | 7 | 0
2035 | MAPP_US_2_MAPP_CA | MAPP_US | MAPP_CA | Internal | Summer | B5 | 200 | 230 | 0 | 41.75 | 33.77 | 7 | 0
2035 | MAPP_US_2_MAPP_CA | MAPP_US | MAPP_CA | Internal | Summer | B6 | 300 | 230 | 0 | 38.32 | 30.32 | 7 | 0
2035 | MAPP_US_2_MAPP_CA | MAPP_US | MAPP_CA | Internal | Summer | B7 | 400 | 230 | 0 | 22.88 | 17.01 | 7 | 0
2035 | MAPP_US_2_MAPP_CA | MAPP_US | MAPP_CA | Internal | Summer | B8 | 500 | 230 | 0 | 17.65 | 17.01 | 7 | 0
2035 | MAPP_US_2_MAPP_CA | MAPP_US | MAPP_CA | Internal | Summer | B9 | 800 | 230 | 0 | 14.5 | 17.01 | 7 | 0
2035 | MAPP_US_2_MAPP_CA | MAPP_US | MAPP_CA | Internal | Summer | B10 | 1262 | 230 | 230 | 10 | 17.01 | 7 | 0.01
2035 | MAPP_US_2_MAPP_CA | MAPP_US | MAPP_CA | Internal | Winter | B16 | 25 | 230 | 230 | -54.97 | 24.54 | 7 | 72.51
2035 | MAPP_US_2_MAPP_CA | MAPP_US | MAPP_CA | Internal | Winter | B17 | 100 | 230 | 230 | 17.53 | 24.54 | 7 | 0.01
2035 | MAPP_US_2_MAPP_CA | MAPP_US | MAPP_CA | Internal | Winter | B18 | 400 | 230 | 213.17 | 18.17 | 25.17 | 7 | 0
2035 | MAPP_US_2_MAPP_CA | MAPP_US | MAPP_CA | Internal | Winter | B19 | 700 | 230 | 0 | 17.56 | 24.54 | 7 | 0
2035 | MAPP_US_2_MAPP_CA | MAPP_US | MAPP_CA | Internal | Winter | B20 | 935 | 230 | 230 | 13.97 | 24.54 | 7 | 3.57
2035 | MAPP_US_2_MISO_W | MAPP_US | MISO_W | Internal | Shoulder | B11 | 25 | 2635 | 2635 | 25.38 | 32.97 | 7 | 0.59
2035 | MAPP_US_2_MISO_W | MAPP_US | MISO_W | Internal | Shoulder | B12 | 200 | 2635 | 2417.32 | 18.52 | 25.52 | 7 | 0
2035 | MAPP_US_2_MISO_W | MAPP_US | MISO_W | Internal | Shoulder | B13 | 600 | 2635 | 2206.17 | 15.96 | 22.96 | 7 | 0
2035 | MAPP_US_2_MISO_W | MAPP_US | MISO_W | Internal | Shoulder | B14 | 900 | 2635 | 1005.64 | 11.84 | 18.84 | 7 | 0
2035 | MAPP_US_2_MISO_W | MAPP_US | MISO_W | Internal | Shoulder | B15 | 1203 | 2635 | 2498.03 | -41.04 | -34.04 | 7 | 0
2035 | MAPP_US_2_MISO_W | MAPP_US | MISO_W | Internal | Summer | B1 | 10 | 2635 | 2555.41 | 51.93 | 58.93 | 7 | 0
2035 | MAPP_US_2_MISO_W | MAPP_US | MISO_W | Internal | Summer | B2 | 25 | 2635 | 2354.92 | 46.05 | 53.05 | 7 | 0
2035 | MAPP_US_2_MISO_W | MAPP_US | MISO_W | Internal | Summer | B3 | 75 | 2635 | 2217.65 | 43.71 | 50.71 | 7 | 0
2035 | MAPP_US_2_MISO_W | MAPP_US | MISO_W | Internal | Summer | B4 | 100 | 2635 | 2419.05 | 42.19 | 49.19 | 7 | 0
2035 | MAPP_US_2_MISO_W | MAPP_US | MISO_W | Internal | Summer | B5 | 200 | 2635 | 2505.05 | 41.75 | 48.75 | 7 | 0
2035 | MAPP_US_2_MISO_W | MAPP_US | MISO_W | Internal | Summer | B6 | 300 | 2635 | 2457.75 | 38.32 | 45.32 | 7 | 0
2035 | MAPP_US_2_MISO_W | MAPP_US | MISO_W | Internal | Summer | B7 | 400 | 2635 | 1970.93 | 22.88 | 29.88 | 7 | 0
2035 | MAPP_US_2_MISO_W | MAPP_US | MISO_W | Internal | Summer | B8 | 500 | 2635 | 1925.2 | 17.65 | 24.65 | 7 | 0
2035 | MAPP_US_2_MISO_W | MAPP_US | MISO_W | Internal | Summer | B9 | 800 | 2635 | 1264.18 | 14.5 | 21.5 | 7 | 0
2035 | MAPP_US_2_MISO_W | MAPP_US | MISO_W | Internal | Summer | B10 | 1262 | 2635 | 1338.4 | 10 | 17 | 7 | 0
2035 | MAPP_US_2_MISO_W | MAPP_US | MISO_W | Internal | Winter | B16 | 25 | 2635 | 2635 | -54.97 | 22.61 | 7 | 70.58
2035 | MAPP_US_2_MISO_W | MAPP_US | MISO_W | Internal | Winter | B17 | 100 | 2635 | 1122.83 | 17.53 | 24.53 | 7 | 0
2035 | MAPP_US_2_MISO_W | MAPP_US | MISO_W | Internal | Winter | B18 | 400 | 2635 | 2635 | 18.17 | 25.18 | 7 | 0.01
2035 | MAPP_US_2_MISO_W | MAPP_US | MISO_W | Internal | Winter | B19 | 700 | 2635 | 1107.92 | 17.56 | 24.56 | 7 | 0
2035 | MAPP_US_2_MISO_W | MAPP_US | MISO_W | Internal | Winter | B20 | 935 | 2635 | 1073.18 | 13.97 | 20.97 | 7 | 0
2035 | MAPP_US_2_NE | MAPP_US | NE | Internal | Shoulder | B11 | 25 | 2000 | 0 | 25.38 | 27.97 | 7 | 0
2035 | MAPP_US_2_NE | MAPP_US | NE | Internal | Shoulder | B12 | 200 | 2000 | 0 | 18.52 | 20.52 | 7 | 0
2035 | MAPP_US_2_NE | MAPP_US | NE | Internal | Shoulder | B13 | 600 | 2000 | 0 | 15.96 | 17.96 | 7 | 0
2035 | MAPP_US_2_NE | MAPP_US | NE | Internal | Shoulder | B14 | 900 | 2000 | 0 | 11.84 | 13.84 | 7 | 0
2035 | MAPP_US_2_NE | MAPP_US | NE | Internal | Shoulder | B15 | 1203 | 2000 | 0 | -41.04 | -46.04 | 7 | 0
2035 | MAPP_US_2_NE | MAPP_US | NE | Internal | Summer | B1 | 10 | 2000 | 0 | 51.93 | 53.93 | 7 | 0
2035 | MAPP_US_2_NE | MAPP_US | NE | Internal | Summer | B2 | 25 | 2000 | 0 | 46.05 | 48.05 | 7 | 0
2035 | MAPP_US_2_NE | MAPP_US | NE | Internal | Summer | B3 | 75 | 2000 | 0 | 43.71 | 45.71 | 7 | 0
2035 | MAPP_US_2_NE | MAPP_US | NE | Internal | Summer | B4 | 100 | 2000 | 0 | 42.19 | 44.19 | 7 | 0
2035 | MAPP_US_2_NE | MAPP_US | NE | Internal | Summer | B5 | 200 | 2000 | 0 | 41.75 | 43.75 | 7 | 0
2035 | MAPP_US_2_NE | MAPP_US | NE | Internal | Summer | B6 | 300 | 2000 | 0 | 38.32 | 40.32 | 7 | 0
2035 | MAPP_US_2_NE | MAPP_US | NE | Internal | Summer | B7 | 400 | 2000 | 0 | 22.88 | 24.88 | 7 | 0
2035 | MAPP_US_2_NE | MAPP_US | NE | Internal | Summer | B8 | 500 | 2000 | 0 | 17.65 | 19.65 | 7 | 0
2035 | MAPP_US_2_NE | MAPP_US | NE | Internal | Summer | B9 | 800 | 2000 | 0 | 14.5 | 16.5 | 7 | 0
2035 | MAPP_US_2_NE | MAPP_US | NE | Internal | Summer | B10 | 1262 | 2000 | 0 | 10 | 12 | 7 | 0
2035 | MAPP_US_2_NE | MAPP_US | NE | Internal | Winter | B16 | 25 | 2000 | 0 | -54.97 | -59.97 | 7 | 0
2035 | MAPP_US_2_NE | MAPP_US | NE | Internal | Winter | B17 | 100 | 2000 | 0 | 17.53 | 12.53 | 7 | 0
2035 | MAPP_US_2_NE | MAPP_US | NE | Internal | Winter | B18 | 400 | 2000 | 0 | 18.17 | 20.18 | 7 | 0
2035 | MAPP_US_2_NE | MAPP_US | NE | Internal | Winter | B19 | 700 | 2000 | 0 | 17.56 | 19.56 | 7 | 0
2035 | MAPP_US_2_NE | MAPP_US | NE | Internal | Winter | B20 | 935 | 2000 | 0 | 13.97 | 14.51 | 7 | 0
2035 | MARITIMES_2_NEISO | MARITIMES | NEISO | Internal | Shoulder | B11 | 25 | 99999 | 1720.66 | 12.33 | 12.34 | 0.01 | 0
2035 | MARITIMES_2_NEISO | MARITIMES | NEISO | Internal | Shoulder | B12 | 200 | 99999 | 1717.44 | 12.33 | 12.34 | 0.01 | 0
2035 | MARITIMES_2_NEISO | MARITIMES | NEISO | Internal | Shoulder | B13 | 600 | 99999 | 1704.78 | 12.33 | 12.34 | 0.01 | 0
2035 | MARITIMES_2_NEISO | MARITIMES | NEISO | Internal | Shoulder | B14 | 900 | 99999 | 1682.64 | 12.33 | 12.34 | 0.01 | 0
2035 | MARITIMES_2_NEISO | MARITIMES | NEISO | Internal | Shoulder | B15 | 1203 | 99999 | 648.08 | 12.33 | 12.34 | 0.01 | 0
2035 | MARITIMES_2_NEISO | MARITIMES | NEISO | Internal | Summer | B1 | 10 | 99999 | 1900.1 | 69.16 | 69.17 | 0.01 | 0
2035 | MARITIMES_2_NEISO | MARITIMES | NEISO | Internal | Summer | B2 | 25 | 99999 | 1878.84 | 54.99 | 55 | 0.01 | 0
2035 | MARITIMES_2_NEISO | MARITIMES | NEISO | Internal | Summer | B3 | 75 | 99999 | 1836.38 | 30.27 | 30.28 | 0.01 | 0
2035 | MARITIMES_2_NEISO | MARITIMES | NEISO | Internal | Summer | B4 | 100 | 99999 | 1799.97 | 13.98 | 13.99 | 0.01 | 0
2035 | MARITIMES_2_NEISO | MARITIMES | NEISO | Internal | Summer | B5 | 200 | 99999 | 1780.16 | 9.76 | 9.77 | 0.01 | 0
2035 | MARITIMES_2_NEISO | MARITIMES | NEISO | Internal | Summer | B6 | 300 | 99999 | 1757.82 | 8.7 | 8.71 | 0.01 | 0
2035 | MARITIMES_2_NEISO | MARITIMES | NEISO | Internal | Summer | B7 | 400 | 99999 | 1732.23 | 8.7 | 8.71 | 0.01 | 0
2035 | MARITIMES_2_NEISO | MARITIMES | NEISO | Internal | Summer | B8 | 500 | 99999 | 1712.1 | 8.7 | 8.71 | 0.01 | 0
2035 | MARITIMES_2_NEISO | MARITIMES | NEISO | Internal | Summer | B9 | 800 | 99999 | 1687.45 | 8.7 | 8.71 | 0.01 | 0
2035 | MARITIMES_2_NEISO | MARITIMES | NEISO | Internal | Summer | B10 | 1262 | 99999 | 465.06 | 8.7 | 8.71 | 0.01 | 0
2035 | MARITIMES_2_NEISO | MARITIMES | NEISO | Internal | Winter | B16 | 25 | 99999 | 1765.23 | 23.51 | 23.52 | 0.01 | 0
2035 | MARITIMES_2_NEISO | MARITIMES | NEISO | Internal | Winter | B17 | 100 | 99999 | 1747.34 | 23.51 | 23.52 | 0.01 | 0
2035 | MARITIMES_2_NEISO | MARITIMES | NEISO | Internal | Winter | B18 | 400 | 99999 | 1733.65 | 23.51 | 23.52 | 0.01 | 0
2035 | MARITIMES_2_NEISO | MARITIMES | NEISO | Internal | Winter | B19 | 700 | 99999 | 1708.15 | 23.51 | 23.52 | 0.01 | 0
2035 | MARITIMES_2_NEISO | MARITIMES | NEISO | Internal | Winter | B20 | 935 | 99999 | 723.43 | 23.51 | 23.52 | 0.01 | 0
2035 | MISO_IN_2_MISO_MI | MISO_IN | MISO_MI | Internal | Shoulder | B11 | 25 | 5081 | 4238.03 | 33 | 33.01 | 0.01 | 0
2035 | MISO_IN_2_MISO_MI | MISO_IN | MISO_MI | Internal | Shoulder | B12 | 200 | 5081 | 5081 | 27.41 | 30.16 | 0.01 | 2.73
2035 | MISO_IN_2_MISO_MI | MISO_IN | MISO_MI | Internal | Shoulder | B13 | 600 | 5081 | 5081 | 26.5 | 28.72 | 0.01 | 2.21
2035 | MISO_IN_2_MISO_MI | MISO_IN | MISO_MI | Internal | Shoulder | B14 | 900 | 5081 | 5081 | 21.32 | 26.87 | 0.01 | 5.54
2035 | MISO_IN_2_MISO_MI | MISO_IN | MISO_MI | Internal | Shoulder | B15 | 1203 | 5081 | 5081 | 18.93 | 20.86 | 0.01 | 1.92
2035 | MISO_IN_2_MISO_MI | MISO_IN | MISO_MI | Internal | Summer | B1 | 10 | 5081 | 5081 | 58.96 | 62.96 | 0.01 | 3.99
2035 | MISO_IN_2_MISO_MI | MISO_IN | MISO_MI | Internal | Summer | B2 | 25 | 5081 | 4703.66 | 53.08 | 53.09 | 0.01 | 0
2035 | MISO_IN_2_MISO_MI | MISO_IN | MISO_MI | Internal | Summer | B3 | 75 | 5081 | 4004.52 | 50.71 | 50.72 | 0.01 | 0
2035 | MISO_IN_2_MISO_MI | MISO_IN | MISO_MI | Internal | Summer | B4 | 100 | 5081 | 2982.24 | 49.19 | 49.21 | 0.01 | 0
2035 | MISO_IN_2_MISO_MI | MISO_IN | MISO_MI | Internal | Summer | B5 | 200 | 5081 | 2355.28 | 48.75 | 48.77 | 0.01 | 0
2035 | MISO_IN_2_MISO_MI | MISO_IN | MISO_MI | Internal | Summer | B6 | 300 | 5081 | 2372.27 | 45.32 | 45.34 | 0.01 | 0
2035 | MISO_IN_2_MISO_MI | MISO_IN | MISO_MI | Internal | Summer | B7 | 400 | 5081 | 3685.87 | 29.88 | 29.89 | 0.01 | 0
2035 | MISO_IN_2_MISO_MI | MISO_IN | MISO_MI | Internal | Summer | B8 | 500 | 5081 | 5081 | 26.42 | 27.22 | 0.01 | 0.79
2035 | MISO_IN_2_MISO_MI | MISO_IN | MISO_MI | Internal | Summer | B9 | 800 | 5081 | 4911.69 | 21.53 | 21.54 | 0.01 | 0
2035 | MISO_IN_2_MISO_MI | MISO_IN | MISO_MI | Internal | Summer | B10 | 1262 | 5081 | 5081 | 17.22 | 19.64 | 0.01 | 2.4
2035 | MISO_IN_2_MISO_MI | MISO_IN | MISO_MI | Internal | Winter | B16 | 25 | 5081 | 5049.09 | 41.68 | 41.69 | 0.01 | 0
2035 | MISO_IN_2_MISO_MI | MISO_IN | MISO_MI | Internal | Winter | B17 | 100 | 5081 | 5081 | 30.11 | 34.09 | 0.01 | 3.98
2035 | MISO_IN_2_MISO_MI | MISO_IN | MISO_MI | Internal | Winter | B18 | 400 | 5081 | 5081 | 27.41 | 32.34 | 0.01 | 4.92
2035 | MISO_IN_2_MISO_MI | MISO_IN | MISO_MI | Internal | Winter | B19 | 700 | 5081 | 5081 | 27.1 | 28.67 | 0.01 | 1.56
2035 | MISO_IN_2_MISO_MI | MISO_IN | MISO_MI | Internal | Winter | B20 | 935 | 5081 | 5081 | 22.48 | 24.54 | 0.01 | 2.05
2035 | MISO_IN_2_MISO_MO-IL | MISO_IN | MISO_MO-IL | Internal | Shoulder | B11 | 25 | 9129 | 0 | 33 | 32.98 | 0.01 | 0
2035 | MISO_IN_2_MISO_MO-IL | MISO_IN | MISO_MO-IL | Internal | Shoulder | B12 | 200 | 9129 | 0 | 27.41 | 27.4 | 0.01 | 0
2035 | MISO_IN_2_MISO_MO-IL | MISO_IN | MISO_MO-IL | Internal | Shoulder | B13 | 600 | 9129 | 0 | 26.5 | 26.49 | 0.01 | 0
2035 | MISO_IN_2_MISO_MO-IL | MISO_IN | MISO_MO-IL | Internal | Shoulder | B14 | 900 | 9129 | 0 | 21.32 | 21.31 | 0.01 | 0
2035 | MISO_IN_2_MISO_MO-IL | MISO_IN | MISO_MO-IL | Internal | Shoulder | B15 | 1203 | 9129 | 0 | 18.93 | 18.92 | 0.01 | 0
2035 | MISO_IN_2_MISO_MO-IL | MISO_IN | MISO_MO-IL | Internal | Summer | B1 | 10 | 9129 | 0 | 58.96 | 58.95 | 0.01 | 0
2035 | MISO_IN_2_MISO_MO-IL | MISO_IN | MISO_MO-IL | Internal | Summer | B2 | 25 | 9129 | 0 | 53.08 | 53.06 | 0.01 | 0
2035 | MISO_IN_2_MISO_MO-IL | MISO_IN | MISO_MO-IL | Internal | Summer | B3 | 75 | 9129 | 41.99 | 50.71 | 50.72 | 0.01 | 0
2035 | MISO_IN_2_MISO_MO-IL | MISO_IN | MISO_MO-IL | Internal | Summer | B4 | 100 | 9129 | 181.39 | 49.19 | 49.21 | 0.01 | 0
2035 | MISO_IN_2_MISO_MO-IL | MISO_IN | MISO_MO-IL | Internal | Summer | B5 | 200 | 9129 | 688.4 | 48.75 | 48.77 | 0.01 | 0
2035 | MISO_IN_2_MISO_MO-IL | MISO_IN | MISO_MO-IL | Internal | Summer | B6 | 300 | 9129 | 1306.53 | 45.32 | 45.34 | 0.01 | 0
2035 | MISO_IN_2_MISO_MO-IL | MISO_IN | MISO_MO-IL | Internal | Summer | B7 | 400 | 9129 | 188.65 | 29.88 | 29.89 | 0.01 | 0
2035 | MISO_IN_2_MISO_MO-IL | MISO_IN | MISO_MO-IL | Internal | Summer | B8 | 500 | 9129 | 0 | 26.42 | 26.41 | 0.01 | 0
2035 | MISO_IN_2_MISO_MO-IL | MISO_IN | MISO_MO-IL | Internal | Summer | B9 | 800 | 9129 | 0 | 21.53 | 21.52 | 0.01 | 0
2035 | MISO_IN_2_MISO_MO-IL | MISO_IN | MISO_MO-IL | Internal | Summer | B10 | 1262 | 9129 | 0 | 17.22 | 17.21 | 0.01 | 0
2035 | MISO_IN_2_MISO_MO-IL | MISO_IN | MISO_MO-IL | Internal | Winter | B16 | 25 | 9129 | 0 | 41.68 | 39.34 | 0.01 | 0
2035 | MISO_IN_2_MISO_MO-IL | MISO_IN | MISO_MO-IL | Internal | Winter | B17 | 100 | 9129 | 0 | 30.11 | 30.09 | 0.01 | 0
2035 | MISO_IN_2_MISO_MO-IL | MISO_IN | MISO_MO-IL | Internal | Winter | B18 | 400 | 9129 | 0 | 27.41 | 27.4 | 0.01 | 0
2035 | MISO_IN_2_MISO_MO-IL | MISO_IN | MISO_MO-IL | Internal | Winter | B19 | 700 | 9129 | 0 | 27.1 | 27.09 | 0.01 | 0
2035 | MISO_IN_2_MISO_MO-IL | MISO_IN | MISO_MO-IL | Internal | Winter | B20 | 935 | 9129 | 0 | 22.48 | 22.47 | 0.01 | 0
2035 | MISO_IN_2_NonRTO_Midwest | MISO_IN | NonRTO_Midwest | Internal | Shoulder | B11 | 25 | 4800 | 1577.55 | 33 | 41 | 8 | 0
2035 | MISO_IN_2_NonRTO_Midwest | MISO_IN | NonRTO_Midwest | Internal | Shoulder | B12 | 200 | 4800 | 946.2 | 27.41 | 35.41 | 8 | 0
2035 | MISO_IN_2_NonRTO_Midwest | MISO_IN | NonRTO_Midwest | Internal | Shoulder | B13 | 600 | 4800 | 240.93 | 26.5 | 34.5 | 8 | 0
2035 | MISO_IN_2_NonRTO_Midwest | MISO_IN | NonRTO_Midwest | Internal | Shoulder | B14 | 900 | 4800 | 556.51 | 21.32 | 29.32 | 8 | 0
2035 | MISO_IN_2_NonRTO_Midwest | MISO_IN | NonRTO_Midwest | Internal | Shoulder | B15 | 1203 | 4800 | 0 | 18.93 | 23.27 | 8 | 0
2035 | MISO_IN_2_NonRTO_Midwest | MISO_IN | NonRTO_Midwest | Internal | Summer | B1 | 10 | 4800 | 0 | 58.96 | 54.44 | 8 | 0
2035 | MISO_IN_2_NonRTO_Midwest | MISO_IN | NonRTO_Midwest | Internal | Summer | B2 | 25 | 4800 | 0 | 53.08 | 54.44 | 8 | 0
2035 | MISO_IN_2_NonRTO_Midwest | MISO_IN | NonRTO_Midwest | Internal | Summer | B3 | 75 | 4800 | 0 | 50.71 | 54.44 | 8 | 0
2035 | MISO_IN_2_NonRTO_Midwest | MISO_IN | NonRTO_Midwest | Internal | Summer | B4 | 100 | 4800 | 0 | 49.19 | 54.44 | 8 | 0
2035 | MISO_IN_2_NonRTO_Midwest | MISO_IN | NonRTO_Midwest | Internal | Summer | B5 | 200 | 4800 | 0 | 48.75 | 54.44 | 8 | 0
2035 | MISO_IN_2_NonRTO_Midwest | MISO_IN | NonRTO_Midwest | Internal | Summer | B6 | 300 | 4800 | 446.83 | 45.32 | 53.32 | 8 | 0
2035 | MISO_IN_2_NonRTO_Midwest | MISO_IN | NonRTO_Midwest | Internal | Summer | B7 | 400 | 4800 | 0 | 29.88 | 32.12 | 8 | 0
2035 | MISO_IN_2_NonRTO_Midwest | MISO_IN | NonRTO_Midwest | Internal | Summer | B8 | 500 | 4800 | 0 | 26.42 | 29.82 | 8 | 0
2035 | MISO_IN_2_NonRTO_Midwest | MISO_IN | NonRTO_Midwest | Internal | Summer | B9 | 800 | 4800 | 0 | 21.53 | 21.49 | 8 | 0
2035 | MISO_IN_2_NonRTO_Midwest | MISO_IN | NonRTO_Midwest | Internal | Summer | B10 | 1262 | 4800 | 0 | 17.22 | 21.49 | 8 | 0
2035 | MISO_IN_2_NonRTO_Midwest | MISO_IN | NonRTO_Midwest | Internal | Winter | B16 | 25 | 4800 | 2411.04 | 41.68 | 49.68 | 8 | 0
2035 | MISO_IN_2_NonRTO_Midwest | MISO_IN | NonRTO_Midwest | Internal | Winter | B17 | 100 | 4800 | 1257.2 | 30.11 | 38.11 | 8 | 0
2035 | MISO_IN_2_NonRTO_Midwest | MISO_IN | NonRTO_Midwest | Internal | Winter | B18 | 400 | 4800 | 322.78 | 27.41 | 35.41 | 8 | 0
2035 | MISO_IN_2_NonRTO_Midwest | MISO_IN | NonRTO_Midwest | Internal | Winter | B19 | 700 | 4800 | 0 | 27.1 | 32 | 8 | 0
2035 | MISO_IN_2_NonRTO_Midwest | MISO_IN | NonRTO_Midwest | Internal | Winter | B20 | 935 | 4800 | 0 | 22.48 | 27.17 | 8 | 0
2035 | MISO_IN_2_PJM_ROR | MISO_IN | PJM_ROR | Internal | Shoulder | B11 | 25 | 992 | 0 | 33 | 34.97 | 2 | 0
2035 | MISO_IN_2_PJM_ROR | MISO_IN | PJM_ROR | Internal | Shoulder | B12 | 200 | 992 | 0 | 27.41 | 27.52 | 2 | 0
2035 | MISO_IN_2_PJM_ROR | MISO_IN | PJM_ROR | Internal | Shoulder | B13 | 600 | 992 | 0 | 26.5 | 24.96 | 2 | 0
2035 | MISO_IN_2_PJM_ROR | MISO_IN | PJM_ROR | Internal | Shoulder | B14 | 900 | 992 | 0 | 21.32 | 20.84 | 2 | 0
2035 | MISO_IN_2_PJM_ROR | MISO_IN | PJM_ROR | Internal | Shoulder | B15 | 1203 | 992 | 0 | 18.93 | 18.86 | 2 | 0
2035 | MISO_IN_2_PJM_ROR | MISO_IN | PJM_ROR | Internal | Summer | B1 | 10 | 992 | 88.19 | 58.96 | 60.96 | 2 | 0
2035 | MISO_IN_2_PJM_ROR | MISO_IN | PJM_ROR | Internal | Summer | B2 | 25 | 992 | 0 | 53.08 | 55.05 | 2 | 0
2035 | MISO_IN_2_PJM_ROR | MISO_IN | PJM_ROR | Internal | Summer | B3 | 75 | 992 | 0 | 50.71 | 49.86 | 2 | 0
2035 | MISO_IN_2_PJM_ROR | MISO_IN | PJM_ROR | Internal | Summer | B4 | 100 | 992 | 0 | 49.19 | 47.19 | 2 | 0
2035 | MISO_IN_2_PJM_ROR | MISO_IN | PJM_ROR | Internal | Summer | B5 | 200 | 992 | 0 | 48.75 | 47.19 | 2 | 0
2035 | MISO_IN_2_PJM_ROR | MISO_IN | PJM_ROR | Internal | Summer | B6 | 300 | 992 | 0 | 45.32 | 43.34 | 2 | 0
2035 | MISO_IN_2_PJM_ROR | MISO_IN | PJM_ROR | Internal | Summer | B7 | 400 | 992 | 0 | 29.88 | 27.89 | 2 | 0
2035 | MISO_IN_2_PJM_ROR | MISO_IN | PJM_ROR | Internal | Summer | B8 | 500 | 992 | 0 | 26.42 | 26.65 | 2 | 0
2035 | MISO_IN_2_PJM_ROR | MISO_IN | PJM_ROR | Internal | Summer | B9 | 800 | 992 | 0 | 21.53 | 19.52 | 2 | 0
2035 | MISO_IN_2_PJM_ROR | MISO_IN | PJM_ROR | Internal | Summer | B10 | 1262 | 992 | 0 | 17.22 | 16.94 | 2 | 0
2035 | MISO_IN_2_PJM_ROR | MISO_IN | PJM_ROR | Internal | Winter | B16 | 25 | 992 | 0 | 41.68 | 41.34 | 2 | 0
2035 | MISO_IN_2_PJM_ROR | MISO_IN | PJM_ROR | Internal | Winter | B17 | 100 | 992 | 0 | 30.11 | 32.09 | 2 | 0
2035 | MISO_IN_2_PJM_ROR | MISO_IN | PJM_ROR | Internal | Winter | B18 | 400 | 992 | 0 | 27.41 | 27.27 | 2 | 0
2035 | MISO_IN_2_PJM_ROR | MISO_IN | PJM_ROR | Internal | Winter | B19 | 700 | 992 | 0 | 27.1 | 26.56 | 2 | 0
2035 | MISO_IN_2_PJM_ROR | MISO_IN | PJM_ROR | Internal | Winter | B20 | 935 | 992 | 0 | 22.48 | 22.97 | 2 | 0
2035 | MISO_MI_2_IESO | MISO_MI | IESO | Internal | Shoulder | B11 | 25 | 1580 | 0 | 33.01 | 26.01 | 8 | 0
2035 | MISO_MI_2_IESO | MISO_MI | IESO | Internal | Shoulder | B12 | 200 | 1580 | 0 | 30.16 | 31.42 | 8 | 0
2035 | MISO_MI_2_IESO | MISO_MI | IESO | Internal | Shoulder | B13 | 600 | 1580 | 0 | 28.72 | 24.13 | 8 | 0
2035 | MISO_MI_2_IESO | MISO_MI | IESO | Internal | Shoulder | B14 | 900 | 1580 | 0 | 26.87 | 24.13 | 8 | 0
2035 | MISO_MI_2_IESO | MISO_MI | IESO | Internal | Shoulder | B15 | 1203 | 1580 | 0 | 20.86 | 24.13 | 8 | 0
2035 | MISO_MI_2_IESO | MISO_MI | IESO | Internal | Summer | B1 | 10 | 1580 | 0 | 62.96 | 55.96 | 8 | 0
2035 | MISO_MI_2_IESO | MISO_MI | IESO | Internal | Summer | B2 | 25 | 1580 | 0 | 53.09 | 48.85 | 8 | 0
2035 | MISO_MI_2_IESO | MISO_MI | IESO | Internal | Summer | B3 | 75 | 1580 | 0 | 50.72 | 48.85 | 8 | 0
2035 | MISO_MI_2_IESO | MISO_MI | IESO | Internal | Summer | B4 | 100 | 1580 | 0 | 49.21 | 42.21 | 8 | 0
2035 | MISO_MI_2_IESO | MISO_MI | IESO | Internal | Summer | B5 | 200 | 1580 | 0 | 48.77 | 41.77 | 8 | 0
2035 | MISO_MI_2_IESO | MISO_MI | IESO | Internal | Summer | B6 | 300 | 1580 | 0 | 45.34 | 38.32 | 8 | 0
2035 | MISO_MI_2_IESO | MISO_MI | IESO | Internal | Summer | B7 | 400 | 1580 | 0 | 29.89 | 22.89 | 8 | 0
2035 | MISO_MI_2_IESO | MISO_MI | IESO | Internal | Summer | B8 | 500 | 1580 | 0 | 27.22 | 20.22 | 8 | 0
2035 | MISO_MI_2_IESO | MISO_MI | IESO | Internal | Summer | B9 | 800 | 1580 | 0 | 21.54 | 20.22 | 8 | 0
2035 | MISO_MI_2_IESO | MISO_MI | IESO | Internal | Summer | B10 | 1262 | 1580 | 0 | 19.64 | 20.22 | 8 | 0
2035 | MISO_MI_2_IESO | MISO_MI | IESO | Internal | Winter | B16 | 25 | 1580 | 0 | 41.69 | 34.69 | 8 | 0
2035 | MISO_MI_2_IESO | MISO_MI | IESO | Internal | Winter | B17 | 100 | 1580 | 0 | 34.09 | 32.54 | 8 | 0
2035 | MISO_MI_2_IESO | MISO_MI | IESO | Internal | Winter | B18 | 400 | 1580 | 0 | 32.34 | 32.54 | 8 | 0
2035 | MISO_MI_2_IESO | MISO_MI | IESO | Internal | Winter | B19 | 700 | 1580 | 0 | 28.67 | 32.54 | 8 | 0
2035 | MISO_MI_2_IESO | MISO_MI | IESO | Internal | Winter | B20 | 935 | 1580 | 951.5 | 24.54 | 32.54 | 8 | 0
2035 | MISO_MI_2_MISO_IN | MISO_MI | MISO_IN | Internal | Shoulder | B11 | 25 | 2126 | 0 | 33.01 | 33 | 0.01 | 0
2035 | MISO_MI_2_MISO_IN | MISO_MI | MISO_IN | Internal | Shoulder | B12 | 200 | 2126 | 0 | 30.16 | 27.41 | 0.01 | 0
2035 | MISO_MI_2_MISO_IN | MISO_MI | MISO_IN | Internal | Shoulder | B13 | 600 | 2126 | 0 | 28.72 | 26.5 | 0.01 | 0
2035 | MISO_MI_2_MISO_IN | MISO_MI | MISO_IN | Internal | Shoulder | B14 | 900 | 2126 | 0 | 26.87 | 21.32 | 0.01 | 0
2035 | MISO_MI_2_MISO_IN | MISO_MI | MISO_IN | Internal | Shoulder | B15 | 1203 | 2126 | 0 | 20.86 | 18.93 | 0.01 | 0
2035 | MISO_MI_2_MISO_IN | MISO_MI | MISO_IN | Internal | Summer | B1 | 10 | 2126 | 0 | 62.96 | 58.96 | 0.01 | 0
2035 | MISO_MI_2_MISO_IN | MISO_MI | MISO_IN | Internal | Summer | B2 | 25 | 2126 | 0 | 53.09 | 53.08 | 0.01 | 0
2035 | MISO_MI_2_MISO_IN | MISO_MI | MISO_IN | Internal | Summer | B3 | 75 | 2126 | 0 | 50.72 | 50.71 | 0.01 | 0
2035 | MISO_MI_2_MISO_IN | MISO_MI | MISO_IN | Internal | Summer | B4 | 100 | 2126 | 0 | 49.21 | 49.19 | 0.01 | 0
2035 | MISO_MI_2_MISO_IN | MISO_MI | MISO_IN | Internal | Summer | B5 | 200 | 2126 | 0 | 48.77 | 48.75 | 0.01 | 0
2035 | MISO_MI_2_MISO_IN | MISO_MI | MISO_IN | Internal | Summer | B6 | 300 | 2126 | 0 | 45.34 | 45.32 | 0.01 | 0
2035 | MISO_MI_2_MISO_IN | MISO_MI | MISO_IN | Internal | Summer | B7 | 400 | 2126 | 0 | 29.89 | 29.88 | 0.01 | 0
2035 | MISO_MI_2_MISO_IN | MISO_MI | MISO_IN | Internal | Summer | B8 | 500 | 2126 | 0 | 27.22 | 26.42 | 0.01 | 0
2035 | MISO_MI_2_MISO_IN | MISO_MI | MISO_IN | Internal | Summer | B9 | 800 | 2126 | 0 | 21.54 | 21.53 | 0.01 | 0
2035 | MISO_MI_2_MISO_IN | MISO_MI | MISO_IN | Internal | Summer | B10 | 1262 | 2126 | 0 | 19.64 | 17.22 | 0.01 | 0
2035 | MISO_MI_2_MISO_IN | MISO_MI | MISO_IN | Internal | Winter | B16 | 25 | 2126 | 0 | 41.69 | 41.68 | 0.01 | 0
2035 | MISO_MI_2_MISO_IN | MISO_MI | MISO_IN | Internal | Winter | B17 | 100 | 2126 | 0 | 34.09 | 30.11 | 0.01 | 0
2035 | MISO_MI_2_MISO_IN | MISO_MI | MISO_IN | Internal | Winter | B18 | 400 | 2126 | 0 | 32.34 | 27.41 | 0.01 | 0
2035 | MISO_MI_2_MISO_IN | MISO_MI | MISO_IN | Internal | Winter | B19 | 700 | 2126 | 0 | 28.67 | 27.1 | 0.01 | 0
2035 | MISO_MI_2_MISO_IN | MISO_MI | MISO_IN | Internal | Winter | B20 | 935 | 2126 | 0 | 24.54 | 22.48 | 0.01 | 0
2035 | MISO_MI_2_MISO_WUMS | MISO_MI | MISO_WUMS | Internal | Shoulder | B11 | 25 | 166 | 0 | 33.01 | 32.98 | 0.01 | 0
2035 | MISO_MI_2_MISO_WUMS | MISO_MI | MISO_WUMS | Internal | Shoulder | B12 | 200 | 166 | 0 | 30.16 | 29.52 | 0.01 | 0
2035 | MISO_MI_2_MISO_WUMS | MISO_MI | MISO_WUMS | Internal | Shoulder | B13 | 600 | 166 | 0 | 28.72 | 22.98 | 0.01 | 0
2035 | MISO_MI_2_MISO_WUMS | MISO_MI | MISO_WUMS | Internal | Shoulder | B14 | 900 | 166 | 0 | 26.87 | 18.85 | 0.01 | 0
2035 | MISO_MI_2_MISO_WUMS | MISO_MI | MISO_WUMS | Internal | Shoulder | B15 | 1203 | 166 | 0 | 20.86 | 18.85 | 0.01 | 0
2035 | MISO_MI_2_MISO_WUMS | MISO_MI | MISO_WUMS | Internal | Summer | B1 | 10 | 166 | 0 | 62.96 | 45.34 | 0.01 | 0
2035 | MISO_MI_2_MISO_WUMS | MISO_MI | MISO_WUMS | Internal | Summer | B2 | 25 | 166 | 0 | 53.09 | 45.34 | 0.01 | 0
2035 | MISO_MI_2_MISO_WUMS | MISO_MI | MISO_WUMS | Internal | Summer | B3 | 75 | 166 | 0 | 50.72 | 45.34 | 0.01 | 0
2035 | MISO_MI_2_MISO_WUMS | MISO_MI | MISO_WUMS | Internal | Summer | B4 | 100 | 166 | 0 | 49.21 | 45.34 | 0.01 | 0
2035 | MISO_MI_2_MISO_WUMS | MISO_MI | MISO_WUMS | Internal | Summer | B5 | 200 | 166 | 0 | 48.77 | 45.34 | 0.01 | 0
2035 | MISO_MI_2_MISO_WUMS | MISO_MI | MISO_WUMS | Internal | Summer | B6 | 300 | 166 | 0 | 45.34 | 45.34 | 0.01 | 0
2035 | MISO_MI_2_MISO_WUMS | MISO_MI | MISO_WUMS | Internal | Summer | B7 | 400 | 166 | 0 | 29.89 | 29.89 | 0.01 | 0
2035 | MISO_MI_2_MISO_WUMS | MISO_MI | MISO_WUMS | Internal | Summer | B8 | 500 | 166 | 0 | 27.22 | 24.66 | 0.01 | 0
2035 | MISO_MI_2_MISO_WUMS | MISO_MI | MISO_WUMS | Internal | Summer | B9 | 800 | 166 | 0 | 21.54 | 21.52 | 0.01 | 0
2035 | MISO_MI_2_MISO_WUMS | MISO_MI | MISO_WUMS | Internal | Summer | B10 | 1262 | 166 | 0 | 19.64 | 17.01 | 0.01 | 0
2035 | MISO_MI_2_MISO_WUMS | MISO_MI | MISO_WUMS | Internal | Winter | B16 | 25 | 166 | 0 | 41.69 | 32.44 | 0.01 | 0
2035 | MISO_MI_2_MISO_WUMS | MISO_MI | MISO_WUMS | Internal | Winter | B17 | 100 | 166 | 0 | 34.09 | 30.09 | 0.01 | 0
2035 | MISO_MI_2_MISO_WUMS | MISO_MI | MISO_WUMS | Internal | Winter | B18 | 400 | 166 | 0 | 32.34 | 25.27 | 0.01 | 0
2035 | MISO_MI_2_MISO_WUMS | MISO_MI | MISO_WUMS | Internal | Winter | B19 | 700 | 166 | 0 | 28.67 | 24.57 | 0.01 | 0
2035 | MISO_MI_2_MISO_WUMS | MISO_MI | MISO_WUMS | Internal | Winter | B20 | 935 | 166 | 0 | 24.54 | 22.33 | 0.01 | 0
2035 | MISO_MI_2_PJM_ROR | MISO_MI | PJM_ROR | Internal | Shoulder | B11 | 25 | 1424 | 0 | 33.01 | 34.97 | 2 | 0
2035 | MISO_MI_2_PJM_ROR | MISO_MI | PJM_ROR | Internal | Shoulder | B12 | 200 | 1424 | 0 | 30.16 | 27.52 | 2 | 0
2035 | MISO_MI_2_PJM_ROR | MISO_MI | PJM_ROR | Internal | Shoulder | B13 | 600 | 1424 | 0 | 28.72 | 24.96 | 2 | 0
2035 | MISO_MI_2_PJM_ROR | MISO_MI | PJM_ROR | Internal | Shoulder | B14 | 900 | 1424 | 0 | 26.87 | 20.84 | 2 | 0
2035 | MISO_MI_2_PJM_ROR | MISO_MI | PJM_ROR | Internal | Shoulder | B15 | 1203 | 1424 | 0 | 20.86 | 18.86 | 2 | 0
2035 | MISO_MI_2_PJM_ROR | MISO_MI | PJM_ROR | Internal | Summer | B1 | 10 | 1424 | 0 | 62.96 | 60.96 | 2 | 0
2035 | MISO_MI_2_PJM_ROR | MISO_MI | PJM_ROR | Internal | Summer | B2 | 25 | 1424 | 0 | 53.09 | 55.05 | 2 | 0
2035 | MISO_MI_2_PJM_ROR | MISO_MI | PJM_ROR | Internal | Summer | B3 | 75 | 1424 | 0 | 50.72 | 49.86 | 2 | 0
2035 | MISO_MI_2_PJM_ROR | MISO_MI | PJM_ROR | Internal | Summer | B4 | 100 | 1424 | 0 | 49.21 | 47.19 | 2 | 0
2035 | MISO_MI_2_PJM_ROR | MISO_MI | PJM_ROR | Internal | Summer | B5 | 200 | 1424 | 0 | 48.77 | 47.19 | 2 | 0
2035 | MISO_MI_2_PJM_ROR | MISO_MI | PJM_ROR | Internal | Summer | B6 | 300 | 1424 | 0 | 45.34 | 43.34 | 2 | 0
2035 | MISO_MI_2_PJM_ROR | MISO_MI | PJM_ROR | Internal | Summer | B7 | 400 | 1424 | 0 | 29.89 | 27.89 | 2 | 0
2035 | MISO_MI_2_PJM_ROR | MISO_MI | PJM_ROR | Internal | Summer | B8 | 500 | 1424 | 0 | 27.22 | 26.65 | 2 | 0
2035 | MISO_MI_2_PJM_ROR | MISO_MI | PJM_ROR | Internal | Summer | B9 | 800 | 1424 | 0 | 21.54 | 19.52 | 2 | 0
2035 | MISO_MI_2_PJM_ROR | MISO_MI | PJM_ROR | Internal | Summer | B10 | 1262 | 1424 | 0 | 19.64 | 16.94 | 2 | 0
2035 | MISO_MI_2_PJM_ROR | MISO_MI | PJM_ROR | Internal | Winter | B16 | 25 | 1424 | 0 | 41.69 | 41.34 | 2 | 0
2035 | MISO_MI_2_PJM_ROR | MISO_MI | PJM_ROR | Internal | Winter | B17 | 100 | 1424 | 0 | 34.09 | 32.09 | 2 | 0
2035 | MISO_MI_2_PJM_ROR | MISO_MI | PJM_ROR | Internal | Winter | B18 | 400 | 1424 | 0 | 32.34 | 27.27 | 2 | 0
2035 | MISO_MI_2_PJM_ROR | MISO_MI | PJM_ROR | Internal | Winter | B19 | 700 | 1424 | 0 | 28.67 | 26.56 | 2 | 0
2035 | MISO_MI_2_PJM_ROR | MISO_MI | PJM_ROR | Internal | Winter | B20 | 935 | 1424 | 0 | 24.54 | 22.97 | 2 | 0
2035 | MISO_MO-IL_2_ENT | MISO_MO-IL | ENT | Internal | Shoulder | B11 | 25 | 2540 | 0 | 32.98 | 32.98 | 8 | 0
2035 | MISO_MO-IL_2_ENT | MISO_MO-IL | ENT | Internal | Shoulder | B12 | 200 | 2540 | 0 | 27.4 | 25.53 | 8 | 0
2035 | MISO_MO-IL_2_ENT | MISO_MO-IL | ENT | Internal | Shoulder | B13 | 600 | 2540 | 0 | 26.49 | 22.98 | 8 | 0
2035 | MISO_MO-IL_2_ENT | MISO_MO-IL | ENT | Internal | Shoulder | B14 | 900 | 2540 | 0 | 21.31 | 20.85 | 8 | 0
2035 | MISO_MO-IL_2_ENT | MISO_MO-IL | ENT | Internal | Shoulder | B15 | 1203 | 2540 | 0 | 18.92 | 16.51 | 8 | 0
2035 | MISO_MO-IL_2_ENT | MISO_MO-IL | ENT | Internal | Summer | B1 | 10 | 2540 | 0 | 58.95 | 58.95 | 8 | 0
2035 | MISO_MO-IL_2_ENT | MISO_MO-IL | ENT | Internal | Summer | B2 | 25 | 2540 | 0 | 53.06 | 54.59 | 8 | 0
2035 | MISO_MO-IL_2_ENT | MISO_MO-IL | ENT | Internal | Summer | B3 | 75 | 2540 | 0 | 50.72 | 55.86 | 8 | 0
2035 | MISO_MO-IL_2_ENT | MISO_MO-IL | ENT | Internal | Summer | B4 | 100 | 2540 | 0 | 49.21 | 54.59 | 8 | 0
2035 | MISO_MO-IL_2_ENT | MISO_MO-IL | ENT | Internal | Summer | B5 | 200 | 2540 | 0 | 48.77 | 48.77 | 8 | 0
2035 | MISO_MO-IL_2_ENT | MISO_MO-IL | ENT | Internal | Summer | B6 | 300 | 2540 | 0 | 45.34 | 45.34 | 8 | 0
2035 | MISO_MO-IL_2_ENT | MISO_MO-IL | ENT | Internal | Summer | B7 | 400 | 2540 | 0 | 29.89 | 30.08 | 8 | 0
2035 | MISO_MO-IL_2_ENT | MISO_MO-IL | ENT | Internal | Summer | B8 | 500 | 2540 | 0 | 26.41 | 25.68 | 8 | 0
2035 | MISO_MO-IL_2_ENT | MISO_MO-IL | ENT | Internal | Summer | B9 | 800 | 2540 | 0 | 21.52 | 23.78 | 8 | 0
2035 | MISO_MO-IL_2_ENT | MISO_MO-IL | ENT | Internal | Summer | B10 | 1262 | 2540 | 0 | 17.21 | 19.08 | 8 | 0
2035 | MISO_MO-IL_2_ENT | MISO_MO-IL | ENT | Internal | Winter | B16 | 25 | 2540 | 0 | 39.34 | 29.53 | 8 | 0
2035 | MISO_MO-IL_2_ENT | MISO_MO-IL | ENT | Internal | Winter | B17 | 100 | 2540 | 0 | 30.09 | 26.75 | 8 | 0
2035 | MISO_MO-IL_2_ENT | MISO_MO-IL | ENT | Internal | Winter | B18 | 400 | 2540 | 0 | 27.4 | 26.34 | 8 | 0
2035 | MISO_MO-IL_2_ENT | MISO_MO-IL | ENT | Internal | Winter | B19 | 700 | 2540 | 0 | 27.09 | 24.57 | 8 | 0
2035 | MISO_MO-IL_2_ENT | MISO_MO-IL | ENT | Internal | Winter | B20 | 935 | 2540 | 0 | 22.47 | 19.93 | 8 | 0
2035 | MISO_MO-IL_2_MISO_IN | MISO_MO-IL | MISO_IN | Internal | Shoulder | B11 | 25 | 6229 | 3306.15 | 32.98 | 33 | 0.01 | 0
2035 | MISO_MO-IL_2_MISO_IN | MISO_MO-IL | MISO_IN | Internal | Shoulder | B12 | 200 | 6229 | 4412.17 | 27.4 | 27.41 | 0.01 | 0
2035 | MISO_MO-IL_2_MISO_IN | MISO_MO-IL | MISO_IN | Internal | Shoulder | B13 | 600 | 6229 | 4064.76 | 26.49 | 26.5 | 0.01 | 0
2035 | MISO_MO-IL_2_MISO_IN | MISO_MO-IL | MISO_IN | Internal | Shoulder | B14 | 900 | 6229 | 3987.23 | 21.31 | 21.32 | 0.01 | 0
2035 | MISO_MO-IL_2_MISO_IN | MISO_MO-IL | MISO_IN | Internal | Shoulder | B15 | 1203 | 6229 | 3913.91 | 18.92 | 18.93 | 0.01 | 0
2035 | MISO_MO-IL_2_MISO_IN | MISO_MO-IL | MISO_IN | Internal | Summer | B1 | 10 | 6229 | 2468.29 | 58.95 | 58.96 | 0.01 | 0
2035 | MISO_MO-IL_2_MISO_IN | MISO_MO-IL | MISO_IN | Internal | Summer | B2 | 25 | 6229 | 1680.02 | 53.06 | 53.08 | 0.01 | 0
2035 | MISO_MO-IL_2_MISO_IN | MISO_MO-IL | MISO_IN | Internal | Summer | B3 | 75 | 6229 | 0 | 50.72 | 50.71 | 0.01 | 0
2035 | MISO_MO-IL_2_MISO_IN | MISO_MO-IL | MISO_IN | Internal | Summer | B4 | 100 | 6229 | 0 | 49.21 | 49.19 | 0.01 | 0
2035 | MISO_MO-IL_2_MISO_IN | MISO_MO-IL | MISO_IN | Internal | Summer | B5 | 200 | 6229 | 0 | 48.77 | 48.75 | 0.01 | 0
2035 | MISO_MO-IL_2_MISO_IN | MISO_MO-IL | MISO_IN | Internal | Summer | B6 | 300 | 6229 | 0 | 45.34 | 45.32 | 0.01 | 0
2035 | MISO_MO-IL_2_MISO_IN | MISO_MO-IL | MISO_IN | Internal | Summer | B7 | 400 | 6229 | 0 | 29.89 | 29.88 | 0.01 | 0
2035 | MISO_MO-IL_2_MISO_IN | MISO_MO-IL | MISO_IN | Internal | Summer | B8 | 500 | 6229 | 2536.47 | 26.41 | 26.42 | 0.01 | 0
2035 | MISO_MO-IL_2_MISO_IN | MISO_MO-IL | MISO_IN | Internal | Summer | B9 | 800 | 6229 | 834.92 | 21.52 | 21.53 | 0.01 | 0
2035 | MISO_MO-IL_2_MISO_IN | MISO_MO-IL | MISO_IN | Internal | Summer | B10 | 1262 | 6229 | 645.16 | 17.21 | 17.22 | 0.01 | 0
2035 | MISO_MO-IL_2_MISO_IN | MISO_MO-IL | MISO_IN | Internal | Winter | B16 | 25 | 6229 | 6229 | 39.34 | 41.68 | 0.01 | 2.33
2035 | MISO_MO-IL_2_MISO_IN | MISO_MO-IL | MISO_IN | Internal | Winter | B17 | 100 | 6229 | 5683.1 | 30.09 | 30.11 | 0.01 | 0
2035 | MISO_MO-IL_2_MISO_IN | MISO_MO-IL | MISO_IN | Internal | Winter | B18 | 400 | 6229 | 5355.59 | 27.4 | 27.41 | 0.01 | 0
2035 | MISO_MO-IL_2_MISO_IN | MISO_MO-IL | MISO_IN | Internal | Winter | B19 | 700 | 6229 | 5045 | 27.09 | 27.1 | 0.01 | 0
2035 | MISO_MO-IL_2_MISO_IN | MISO_MO-IL | MISO_IN | Internal | Winter | B20 | 935 | 6229 | 5606.7 | 22.47 | 22.48 | 0.01 | 0
2035 | MISO_MO-IL_2_MISO_W | MISO_MO-IL | MISO_W | Internal | Shoulder | B11 | 25 | 5033 | 0 | 32.98 | 32.97 | 0.01 | 0
2035 | MISO_MO-IL_2_MISO_W | MISO_MO-IL | MISO_W | Internal | Shoulder | B12 | 200 | 5033 | 0 | 27.4 | 25.52 | 0.01 | 0
2035 | MISO_MO-IL_2_MISO_W | MISO_MO-IL | MISO_W | Internal | Shoulder | B13 | 600 | 5033 | 0 | 26.49 | 22.96 | 0.01 | 0
2035 | MISO_MO-IL_2_MISO_W | MISO_MO-IL | MISO_W | Internal | Shoulder | B14 | 900 | 5033 | 0 | 21.31 | 18.84 | 0.01 | 0
2035 | MISO_MO-IL_2_MISO_W | MISO_MO-IL | MISO_W | Internal | Shoulder | B15 | 1203 | 5033 | 0 | 18.92 | -34.04 | 0.01 | 0
2035 | MISO_MO-IL_2_MISO_W | MISO_MO-IL | MISO_W | Internal | Summer | B1 | 10 | 5033 | 0 | 58.95 | 58.93 | 0.01 | 0
2035 | MISO_MO-IL_2_MISO_W | MISO_MO-IL | MISO_W | Internal | Summer | B2 | 25 | 5033 | 0 | 53.06 | 53.05 | 0.01 | 0
2035 | MISO_MO-IL_2_MISO_W | MISO_MO-IL | MISO_W | Internal | Summer | B3 | 75 | 5033 | 0 | 50.72 | 50.71 | 0.01 | 0
2035 | MISO_MO-IL_2_MISO_W | MISO_MO-IL | MISO_W | Internal | Summer | B4 | 100 | 5033 | 0 | 49.21 | 49.19 | 0.01 | 0
2035 | MISO_MO-IL_2_MISO_W | MISO_MO-IL | MISO_W | Internal | Summer | B5 | 200 | 5033 | 0 | 48.77 | 48.75 | 0.01 | 0
2035 | MISO_MO-IL_2_MISO_W | MISO_MO-IL | MISO_W | Internal | Summer | B6 | 300 | 5033 | 0 | 45.34 | 45.32 | 0.01 | 0
2035 | MISO_MO-IL_2_MISO_W | MISO_MO-IL | MISO_W | Internal | Summer | B7 | 400 | 5033 | 0 | 29.89 | 29.88 | 0.01 | 0
2035 | MISO_MO-IL_2_MISO_W | MISO_MO-IL | MISO_W | Internal | Summer | B8 | 500 | 5033 | 0 | 26.41 | 24.65 | 0.01 | 0
2035 | MISO_MO-IL_2_MISO_W | MISO_MO-IL | MISO_W | Internal | Summer | B9 | 800 | 5033 | 0 | 21.52 | 21.5 | 0.01 | 0
2035 | MISO_MO-IL_2_MISO_W | MISO_MO-IL | MISO_W | Internal | Summer | B10 | 1262 | 5033 | 0 | 17.21 | 17 | 0.01 | 0
2035 | MISO_MO-IL_2_MISO_W | MISO_MO-IL | MISO_W | Internal | Winter | B16 | 25 | 5033 | 0 | 39.34 | 22.61 | 0.01 | 0
2035 | MISO_MO-IL_2_MISO_W | MISO_MO-IL | MISO_W | Internal | Winter | B17 | 100 | 5033 | 0 | 30.09 | 24.53 | 0.01 | 0
2035 | MISO_MO-IL_2_MISO_W | MISO_MO-IL | MISO_W | Internal | Winter | B18 | 400 | 5033 | 0 | 27.4 | 25.18 | 0.01 | 0
2035 | MISO_MO-IL_2_MISO_W | MISO_MO-IL | MISO_W | Internal | Winter | B19 | 700 | 5033 | 0 | 27.09 | 24.56 | 0.01 | 0
2035 | MISO_MO-IL_2_MISO_W | MISO_MO-IL | MISO_W | Internal | Winter | B20 | 935 | 5033 | 0 | 22.47 | 20.97 | 0.01 | 0
2035 | MISO_MO-IL_2_PJM_ROR | MISO_MO-IL | PJM_ROR | Internal | Shoulder | B11 | 25 | 1212 | 0 | 32.98 | 34.97 | 2 | 0
2035 | MISO_MO-IL_2_PJM_ROR | MISO_MO-IL | PJM_ROR | Internal | Shoulder | B12 | 200 | 1212 | 0 | 27.4 | 27.52 | 2 | 0
2035 | MISO_MO-IL_2_PJM_ROR | MISO_MO-IL | PJM_ROR | Internal | Shoulder | B13 | 600 | 1212 | 0 | 26.49 | 24.96 | 2 | 0
2035 | MISO_MO-IL_2_PJM_ROR | MISO_MO-IL | PJM_ROR | Internal | Shoulder | B14 | 900 | 1212 | 0 | 21.31 | 20.84 | 2 | 0
2035 | MISO_MO-IL_2_PJM_ROR | MISO_MO-IL | PJM_ROR | Internal | Shoulder | B15 | 1203 | 1212 | 0 | 18.92 | 18.86 | 2 | 0
2035 | MISO_MO-IL_2_PJM_ROR | MISO_MO-IL | PJM_ROR | Internal | Summer | B1 | 10 | 1212 | 1212 | 58.95 | 60.96 | 2 | 0.01
2035 | MISO_MO-IL_2_PJM_ROR | MISO_MO-IL | PJM_ROR | Internal | Summer | B2 | 25 | 1212 | 0 | 53.06 | 55.05 | 2 | 0
2035 | MISO_MO-IL_2_PJM_ROR | MISO_MO-IL | PJM_ROR | Internal | Summer | B3 | 75 | 1212 | 0 | 50.72 | 49.86 | 2 | 0
2035 | MISO_MO-IL_2_PJM_ROR | MISO_MO-IL | PJM_ROR | Internal | Summer | B4 | 100 | 1212 | 0 | 49.21 | 47.19 | 2 | 0
2035 | MISO_MO-IL_2_PJM_ROR | MISO_MO-IL | PJM_ROR | Internal | Summer | B5 | 200 | 1212 | 0 | 48.77 | 47.19 | 2 | 0
2035 | MISO_MO-IL_2_PJM_ROR | MISO_MO-IL | PJM_ROR | Internal | Summer | B6 | 300 | 1212 | 0 | 45.34 | 43.34 | 2 | 0
2035 | MISO_MO-IL_2_PJM_ROR | MISO_MO-IL | PJM_ROR | Internal | Summer | B7 | 400 | 1212 | 0 | 29.89 | 27.89 | 2 | 0
2035 | MISO_MO-IL_2_PJM_ROR | MISO_MO-IL | PJM_ROR | Internal | Summer | B8 | 500 | 1212 | 0 | 26.41 | 26.65 | 2 | 0
2035 | MISO_MO-IL_2_PJM_ROR | MISO_MO-IL | PJM_ROR | Internal | Summer | B9 | 800 | 1212 | 0 | 21.52 | 19.52 | 2 | 0
2035 | MISO_MO-IL_2_PJM_ROR | MISO_MO-IL | PJM_ROR | Internal | Summer | B10 | 1262 | 1212 | 0 | 17.21 | 16.94 | 2 | 0
2035 | MISO_MO-IL_2_PJM_ROR | MISO_MO-IL | PJM_ROR | Internal | Winter | B16 | 25 | 1212 | 446.34 | 39.34 | 41.34 | 2 | 0
2035 | MISO_MO-IL_2_PJM_ROR | MISO_MO-IL | PJM_ROR | Internal | Winter | B17 | 100 | 1212 | 620.11 | 30.09 | 32.09 | 2 | 0
2035 | MISO_MO-IL_2_PJM_ROR | MISO_MO-IL | PJM_ROR | Internal | Winter | B18 | 400 | 1212 | 0 | 27.4 | 27.27 | 2 | 0
2035 | MISO_MO-IL_2_PJM_ROR | MISO_MO-IL | PJM_ROR | Internal | Winter | B19 | 700 | 1212 | 0 | 27.09 | 26.56 | 2 | 0
2035 | MISO_MO-IL_2_PJM_ROR | MISO_MO-IL | PJM_ROR | Internal | Winter | B20 | 935 | 1212 | 0 | 22.47 | 22.97 | 2 | 0
2035 | MISO_MO-IL_2_TVA_Transmission | MISO_MO-IL | TVA_Transmission | Internal | Shoulder | B11 | 25 | 4000 | 0 | 32.98 | 40.97 | 8 | 0
2035 | MISO_MO-IL_2_TVA_Transmission | MISO_MO-IL | TVA_Transmission | Internal | Shoulder | B12 | 200 | 4000 | 0 | 27.4 | 33.52 | 8 | 0
2035 | MISO_MO-IL_2_TVA_Transmission | MISO_MO-IL | TVA_Transmission | Internal | Shoulder | B13 | 600 | 4000 | 0 | 26.49 | 27.68 | 8 | 0
2035 | MISO_MO-IL_2_TVA_Transmission | MISO_MO-IL | TVA_Transmission | Internal | Shoulder | B14 | 900 | 4000 | 0 | 21.31 | 25.41 | 8 | 0
2035 | MISO_MO-IL_2_TVA_Transmission | MISO_MO-IL | TVA_Transmission | Internal | Shoulder | B15 | 1203 | 4000 | 0 | 18.92 | 24.51 | 8 | 0
2035 | MISO_MO-IL_2_TVA_Transmission | MISO_MO-IL | TVA_Transmission | Internal | Summer | B1 | 10 | 4000 | 0 | 58.95 | 62.23 | 8 | 0
2035 | MISO_MO-IL_2_TVA_Transmission | MISO_MO-IL | TVA_Transmission | Internal | Summer | B2 | 25 | 4000 | 0 | 53.06 | 61.05 | 8 | 0
2035 | MISO_MO-IL_2_TVA_Transmission | MISO_MO-IL | TVA_Transmission | Internal | Summer | B3 | 75 | 4000 | 0 | 50.72 | 55.86 | 8 | 0
2035 | MISO_MO-IL_2_TVA_Transmission | MISO_MO-IL | TVA_Transmission | Internal | Summer | B4 | 100 | 4000 | 0 | 49.21 | 53.19 | 8 | 0
2035 | MISO_MO-IL_2_TVA_Transmission | MISO_MO-IL | TVA_Transmission | Internal | Summer | B5 | 200 | 4000 | 0 | 48.77 | 52.85 | 8 | 0
2035 | MISO_MO-IL_2_TVA_Transmission | MISO_MO-IL | TVA_Transmission | Internal | Summer | B6 | 300 | 4000 | 0 | 45.34 | 49.34 | 8 | 0
2035 | MISO_MO-IL_2_TVA_Transmission | MISO_MO-IL | TVA_Transmission | Internal | Summer | B7 | 400 | 4000 | 0 | 29.89 | 32.97 | 8 | 0
2035 | MISO_MO-IL_2_TVA_Transmission | MISO_MO-IL | TVA_Transmission | Internal | Summer | B8 | 500 | 4000 | 0 | 26.41 | 28.11 | 8 | 0
2035 | MISO_MO-IL_2_TVA_Transmission | MISO_MO-IL | TVA_Transmission | Internal | Summer | B9 | 800 | 4000 | 0 | 21.52 | 24.09 | 8 | 0
2035 | MISO_MO-IL_2_TVA_Transmission | MISO_MO-IL | TVA_Transmission | Internal | Summer | B10 | 1262 | 4000 | 0 | 17.21 | 22.33 | 8 | 0
2035 | MISO_MO-IL_2_TVA_Transmission | MISO_MO-IL | TVA_Transmission | Internal | Winter | B16 | 25 | 4000 | 2101.52 | 39.34 | 47.34 | 8 | 0
2035 | MISO_MO-IL_2_TVA_Transmission | MISO_MO-IL | TVA_Transmission | Internal | Winter | B17 | 100 | 4000 | 0 | 30.09 | 35.7 | 8 | 0
2035 | MISO_MO-IL_2_TVA_Transmission | MISO_MO-IL | TVA_Transmission | Internal | Winter | B18 | 400 | 4000 | 0 | 27.4 | 30.28 | 8 | 0
2035 | MISO_MO-IL_2_TVA_Transmission | MISO_MO-IL | TVA_Transmission | Internal | Winter | B19 | 700 | 4000 | 0 | 27.09 | 29.67 | 8 | 0
2035 | MISO_MO-IL_2_TVA_Transmission | MISO_MO-IL | TVA_Transmission | Internal | Winter | B20 | 935 | 4000 | 0 | 22.47 | 27.93 | 8 | 0
2035 | MISO_W_2_IESO | MISO_W | IESO | Internal | Shoulder | B11 | 25 | 164 | 0 | 32.97 | 26.01 | 8 | 0
2035 | MISO_W_2_IESO | MISO_W | IESO | Internal | Shoulder | B12 | 200 | 164 | 0 | 25.52 | 31.42 | 8 | 0
2035 | MISO_W_2_IESO | MISO_W | IESO | Internal | Shoulder | B13 | 600 | 164 | 0 | 22.96 | 24.13 | 8 | 0
2035 | MISO_W_2_IESO | MISO_W | IESO | Internal | Shoulder | B14 | 900 | 164 | 0 | 18.84 | 24.13 | 8 | 0
2035 | MISO_W_2_IESO | MISO_W | IESO | Internal | Shoulder | B15 | 1203 | 164 | 164 | -34.04 | 24.13 | 8 | 50.17
2035 | MISO_W_2_IESO | MISO_W | IESO | Internal | Summer | B1 | 10 | 164 | 0 | 58.93 | 55.96 | 8 | 0
2035 | MISO_W_2_IESO | MISO_W | IESO | Internal | Summer | B2 | 25 | 164 | 0 | 53.05 | 48.85 | 8 | 0
2035 | MISO_W_2_IESO | MISO_W | IESO | Internal | Summer | B3 | 75 | 164 | 0 | 50.71 | 48.85 | 8 | 0
2035 | MISO_W_2_IESO | MISO_W | IESO | Internal | Summer | B4 | 100 | 164 | 0 | 49.19 | 42.21 | 8 | 0
2035 | MISO_W_2_IESO | MISO_W | IESO | Internal | Summer | B5 | 200 | 164 | 0 | 48.75 | 41.77 | 8 | 0
2035 | MISO_W_2_IESO | MISO_W | IESO | Internal | Summer | B6 | 300 | 164 | 0 | 45.32 | 38.32 | 8 | 0
2035 | MISO_W_2_IESO | MISO_W | IESO | Internal | Summer | B7 | 400 | 164 | 0 | 29.88 | 22.89 | 8 | 0
2035 | MISO_W_2_IESO | MISO_W | IESO | Internal | Summer | B8 | 500 | 164 | 0 | 24.65 | 20.22 | 8 | 0
2035 | MISO_W_2_IESO | MISO_W | IESO | Internal | Summer | B9 | 800 | 164 | 0 | 21.5 | 20.22 | 8 | 0
2035 | MISO_W_2_IESO | MISO_W | IESO | Internal | Summer | B10 | 1262 | 164 | 0 | 17 | 20.22 | 8 | 0
2035 | MISO_W_2_IESO | MISO_W | IESO | Internal | Winter | B16 | 25 | 164 | 164 | 22.61 | 34.69 | 8 | 4.08
2035 | MISO_W_2_IESO | MISO_W | IESO | Internal | Winter | B17 | 100 | 164 | 164 | 24.53 | 32.54 | 8 | 0.01
2035 | MISO_W_2_IESO | MISO_W | IESO | Internal | Winter | B18 | 400 | 164 | 0 | 25.18 | 32.54 | 8 | 0
2035 | MISO_W_2_IESO | MISO_W | IESO | Internal | Winter | B19 | 700 | 164 | 0 | 24.56 | 32.54 | 8 | 0
2035 | MISO_W_2_IESO | MISO_W | IESO | Internal | Winter | B20 | 935 | 164 | 164 | 20.97 | 32.54 | 8 | 3.57
2035 | MISO_W_2_MAPP_CA | MISO_W | MAPP_CA | Internal | Shoulder | B11 | 25 | 788 | 0 | 32.97 | 18.83 | 0.01 | 0
2035 | MISO_W_2_MAPP_CA | MISO_W | MAPP_CA | Internal | Shoulder | B12 | 200 | 788 | 0 | 25.52 | 25.5 | 0.01 | 0
2035 | MISO_W_2_MAPP_CA | MISO_W | MAPP_CA | Internal | Shoulder | B13 | 600 | 788 | 0 | 22.96 | 22.95 | 0.01 | 0
2035 | MISO_W_2_MAPP_CA | MISO_W | MAPP_CA | Internal | Shoulder | B14 | 900 | 788 | 0 | 18.84 | 18.83 | 0.01 | 0
2035 | MISO_W_2_MAPP_CA | MISO_W | MAPP_CA | Internal | Shoulder | B15 | 1203 | 788 | 788 | -34.04 | 18.83 | 0.01 | 52.86
2035 | MISO_W_2_MAPP_CA | MISO_W | MAPP_CA | Internal | Summer | B1 | 10 | 788 | 0 | 58.93 | 17.01 | 0.01 | 0
2035 | MISO_W_2_MAPP_CA | MISO_W | MAPP_CA | Internal | Summer | B2 | 25 | 788 | 0 | 53.05 | 17.01 | 0.01 | 0
2035 | MISO_W_2_MAPP_CA | MISO_W | MAPP_CA | Internal | Summer | B3 | 75 | 788 | 0 | 50.71 | 17.01 | 0.01 | 0
2035 | MISO_W_2_MAPP_CA | MISO_W | MAPP_CA | Internal | Summer | B4 | 100 | 788 | 0 | 49.19 | 34.21 | 0.01 | 0
2035 | MISO_W_2_MAPP_CA | MISO_W | MAPP_CA | Internal | Summer | B5 | 200 | 788 | 0 | 48.75 | 33.77 | 0.01 | 0
2035 | MISO_W_2_MAPP_CA | MISO_W | MAPP_CA | Internal | Summer | B6 | 300 | 788 | 0 | 45.32 | 30.32 | 0.01 | 0
2035 | MISO_W_2_MAPP_CA | MISO_W | MAPP_CA | Internal | Summer | B7 | 400 | 788 | 0 | 29.88 | 17.01 | 0.01 | 0
2035 | MISO_W_2_MAPP_CA | MISO_W | MAPP_CA | Internal | Summer | B8 | 500 | 788 | 0 | 24.65 | 17.01 | 0.01 | 0
2035 | MISO_W_2_MAPP_CA | MISO_W | MAPP_CA | Internal | Summer | B9 | 800 | 788 | 0 | 21.5 | 17.01 | 0.01 | 0
2035 | MISO_W_2_MAPP_CA | MISO_W | MAPP_CA | Internal | Summer | B10 | 1262 | 788 | 546.53 | 17 | 17.01 | 0.01 | 0
2035 | MISO_W_2_MAPP_CA | MISO_W | MAPP_CA | Internal | Winter | B16 | 25 | 788 | 788 | 22.61 | 24.54 | 0.01 | 1.92
2035 | MISO_W_2_MAPP_CA | MISO_W | MAPP_CA | Internal | Winter | B17 | 100 | 788 | 70.17 | 24.53 | 24.54 | 0.01 | 0
2035 | MISO_W_2_MAPP_CA | MISO_W | MAPP_CA | Internal | Winter | B18 | 400 | 788 | 0 | 25.18 | 25.17 | 0.01 | 0
2035 | MISO_W_2_MAPP_CA | MISO_W | MAPP_CA | Internal | Winter | B19 | 700 | 788 | 0 | 24.56 | 24.54 | 0.01 | 0
2035 | MISO_W_2_MAPP_CA | MISO_W | MAPP_CA | Internal | Winter | B20 | 935 | 788 | 788 | 20.97 | 24.54 | 0.01 | 3.56
2035 | MISO_W_2_MISO_MO-IL | MISO_W | MISO_MO-IL | Internal | Shoulder | B11 | 25 | 7873 | 7612.57 | 32.97 | 32.98 | 0.01 | 0
2035 | MISO_W_2_MISO_MO-IL | MISO_W | MISO_MO-IL | Internal | Shoulder | B12 | 200 | 7873 | 7873 | 25.52 | 27.4 | 0.01 | 1.87
2035 | MISO_W_2_MISO_MO-IL | MISO_W | MISO_MO-IL | Internal | Shoulder | B13 | 600 | 7873 | 7873 | 22.96 | 26.49 | 0.01 | 3.51
2035 | MISO_W_2_MISO_MO-IL | MISO_W | MISO_MO-IL | Internal | Shoulder | B14 | 900 | 7873 | 7873 | 18.84 | 21.31 | 0.01 | 2.45
2035 | MISO_W_2_MISO_MO-IL | MISO_W | MISO_MO-IL | Internal | Shoulder | B15 | 1203 | 7873 | 7873 | -34.04 | 18.92 | 0.01 | 52.94
2035 | MISO_W_2_MISO_MO-IL | MISO_W | MISO_MO-IL | Internal | Summer | B1 | 10 | 7873 | 7718.67 | 58.93 | 58.95 | 0.01 | 0
2035 | MISO_W_2_MISO_MO-IL | MISO_W | MISO_MO-IL | Internal | Summer | B2 | 25 | 7873 | 7627.92 | 53.05 | 53.06 | 0.01 | 0
2035 | MISO_W_2_MISO_MO-IL | MISO_W | MISO_MO-IL | Internal | Summer | B3 | 75 | 7873 | 4892.62 | 50.71 | 50.72 | 0.01 | 0
2035 | MISO_W_2_MISO_MO-IL | MISO_W | MISO_MO-IL | Internal | Summer | B4 | 100 | 7873 | 2697.29 | 49.19 | 49.21 | 0.01 | 0
2035 | MISO_W_2_MISO_MO-IL | MISO_W | MISO_MO-IL | Internal | Summer | B5 | 200 | 7873 | 3384.22 | 48.75 | 48.77 | 0.01 | 0
2035 | MISO_W_2_MISO_MO-IL | MISO_W | MISO_MO-IL | Internal | Summer | B6 | 300 | 7873 | 3204.56 | 45.32 | 45.34 | 0.01 | 0
2035 | MISO_W_2_MISO_MO-IL | MISO_W | MISO_MO-IL | Internal | Summer | B7 | 400 | 7873 | 5256.84 | 29.88 | 29.89 | 0.01 | 0
2035 | MISO_W_2_MISO_MO-IL | MISO_W | MISO_MO-IL | Internal | Summer | B8 | 500 | 7873 | 7873 | 24.65 | 26.41 | 0.01 | 1.75
2035 | MISO_W_2_MISO_MO-IL | MISO_W | MISO_MO-IL | Internal | Summer | B9 | 800 | 7873 | 6983.11 | 21.5 | 21.52 | 0.01 | 0
2035 | MISO_W_2_MISO_MO-IL | MISO_W | MISO_MO-IL | Internal | Summer | B10 | 1262 | 7873 | 7873 | 17 | 17.21 | 0.01 | 0.2
2035 | MISO_W_2_MISO_MO-IL | MISO_W | MISO_MO-IL | Internal | Winter | B16 | 25 | 7873 | 7873 | 22.61 | 39.34 | 0.01 | 16.72
2035 | MISO_W_2_MISO_MO-IL | MISO_W | MISO_MO-IL | Internal | Winter | B17 | 100 | 7873 | 7873 | 24.53 | 30.09 | 0.01 | 5.55
2035 | MISO_W_2_MISO_MO-IL | MISO_W | MISO_MO-IL | Internal | Winter | B18 | 400 | 7873 | 7873 | 25.18 | 27.4 | 0.01 | 2.2
2035 | MISO_W_2_MISO_MO-IL | MISO_W | MISO_MO-IL | Internal | Winter | B19 | 700 | 7873 | 7873 | 24.56 | 27.09 | 0.01 | 2.52
2035 | MISO_W_2_MISO_MO-IL | MISO_W | MISO_MO-IL | Internal | Winter | B20 | 935 | 7873 | 7873 | 20.97 | 22.47 | 0.01 | 1.48
2035 | MISO_W_2_MISO_WUMS | MISO_W | MISO_WUMS | Internal | Shoulder | B11 | 25 | 3756 | 3086.89 | 32.97 | 32.98 | 0.01 | 0
2035 | MISO_W_2_MISO_WUMS | MISO_W | MISO_WUMS | Internal | Shoulder | B12 | 200 | 3756 | 3756 | 25.52 | 29.52 | 0.01 | 3.99
2035 | MISO_W_2_MISO_WUMS | MISO_W | MISO_WUMS | Internal | Shoulder | B13 | 600 | 3756 | 3678.98 | 22.96 | 22.98 | 0.01 | 0
2035 | MISO_W_2_MISO_WUMS | MISO_W | MISO_WUMS | Internal | Shoulder | B14 | 900 | 3756 | 3348 | 18.84 | 18.85 | 0.01 | 0
2035 | MISO_W_2_MISO_WUMS | MISO_W | MISO_WUMS | Internal | Shoulder | B15 | 1203 | 3756 | 3756 | -34.04 | 18.85 | 0.01 | 52.88
2035 | MISO_W_2_MISO_WUMS | MISO_W | MISO_WUMS | Internal | Summer | B1 | 10 | 3756 | 0 | 58.93 | 45.34 | 0.01 | 0
2035 | MISO_W_2_MISO_WUMS | MISO_W | MISO_WUMS | Internal | Summer | B2 | 25 | 3756 | 0 | 53.05 | 45.34 | 0.01 | 0
2035 | MISO_W_2_MISO_WUMS | MISO_W | MISO_WUMS | Internal | Summer | B3 | 75 | 3756 | 0 | 50.71 | 45.34 | 0.01 | 0
2035 | MISO_W_2_MISO_WUMS | MISO_W | MISO_WUMS | Internal | Summer | B4 | 100 | 3756 | 0 | 49.19 | 45.34 | 0.01 | 0
2035 | MISO_W_2_MISO_WUMS | MISO_W | MISO_WUMS | Internal | Summer | B5 | 200 | 3756 | 0 | 48.75 | 45.34 | 0.01 | 0
2035 | MISO_W_2_MISO_WUMS | MISO_W | MISO_WUMS | Internal | Summer | B6 | 300 | 3756 | 221.39 | 45.32 | 45.34 | 0.01 | 0
2035 | MISO_W_2_MISO_WUMS | MISO_W | MISO_WUMS | Internal | Summer | B7 | 400 | 3756 | 2354.2 | 29.88 | 29.89 | 0.01 | 0
2035 | MISO_W_2_MISO_WUMS | MISO_W | MISO_WUMS | Internal | Summer | B8 | 500 | 3756 | 2364.03 | 24.65 | 24.66 | 0.01 | 0
2035 | MISO_W_2_MISO_WUMS | MISO_W | MISO_WUMS | Internal | Summer | B9 | 800 | 3756 | 1848.2 | 21.5 | 21.52 | 0.01 | 0
2035 | MISO_W_2_MISO_WUMS | MISO_W | MISO_WUMS | Internal | Summer | B10 | 1262 | 3756 | 3390.98 | 17 | 17.01 | 0.01 | 0
2035 | MISO_W_2_MISO_WUMS | MISO_W | MISO_WUMS | Internal | Winter | B16 | 25 | 3756 | 3756 | 22.61 | 32.44 | 0.01 | 9.82
2035 | MISO_W_2_MISO_WUMS | MISO_W | MISO_WUMS | Internal | Winter | B17 | 100 | 3756 | 3756 | 24.53 | 30.09 | 0.01 | 5.55
2035 | MISO_W_2_MISO_WUMS | MISO_W | MISO_WUMS | Internal | Winter | B18 | 400 | 3756 | 3756 | 25.18 | 25.27 | 0.01 | 0.08
2035 | MISO_W_2_MISO_WUMS | MISO_W | MISO_WUMS | Internal | Winter | B19 | 700 | 3756 | 2089.05 | 24.56 | 24.57 | 0.01 | 0
2035 | MISO_W_2_MISO_WUMS | MISO_W | MISO_WUMS | Internal | Winter | B20 | 935 | 3756 | 3756 | 20.97 | 22.33 | 0.01 | 1.35
2035 | MISO_W_2_NE | MISO_W | NE | Internal | Shoulder | B11 | 25 | 20297 | 0 | 32.97 | 27.97 | 7 | 0
2035 | MISO_W_2_NE | MISO_W | NE | Internal | Shoulder | B12 | 200 | 20297 | 0 | 25.52 | 20.52 | 7 | 0
2035 | MISO_W_2_NE | MISO_W | NE | Internal | Shoulder | B13 | 600 | 20297 | 0 | 22.96 | 17.96 | 7 | 0
2035 | MISO_W_2_NE | MISO_W | NE | Internal | Shoulder | B14 | 900 | 20297 | 0 | 18.84 | 13.84 | 7 | 0
2035 | MISO_W_2_NE | MISO_W | NE | Internal | Shoulder | B15 | 1203 | 20297 | 0 | -34.04 | -46.04 | 7 | 0
2035 | MISO_W_2_NE | MISO_W | NE | Internal | Summer | B1 | 10 | 20297 | 0 | 58.93 | 53.93 | 7 | 0
2035 | MISO_W_2_NE | MISO_W | NE | Internal | Summer | B2 | 25 | 20297 | 0 | 53.05 | 48.05 | 7 | 0
2035 | MISO_W_2_NE | MISO_W | NE | Internal | Summer | B3 | 75 | 20297 | 0 | 50.71 | 45.71 | 7 | 0
2035 | MISO_W_2_NE | MISO_W | NE | Internal | Summer | B4 | 100 | 20297 | 0 | 49.19 | 44.19 | 7 | 0
2035 | MISO_W_2_NE | MISO_W | NE | Internal | Summer | B5 | 200 | 20297 | 0 | 48.75 | 43.75 | 7 | 0
2035 | MISO_W_2_NE | MISO_W | NE | Internal | Summer | B6 | 300 | 20297 | 0 | 45.32 | 40.32 | 7 | 0
2035 | MISO_W_2_NE | MISO_W | NE | Internal | Summer | B7 | 400 | 20297 | 0 | 29.88 | 24.88 | 7 | 0
2035 | MISO_W_2_NE | MISO_W | NE | Internal | Summer | B8 | 500 | 20297 | 0 | 24.65 | 19.65 | 7 | 0
2035 | MISO_W_2_NE | MISO_W | NE | Internal | Summer | B9 | 800 | 20297 | 0 | 21.5 | 16.5 | 7 | 0
2035 | MISO_W_2_NE | MISO_W | NE | Internal | Summer | B10 | 1262 | 20297 | 0 | 17 | 12 | 7 | 0
2035 | MISO_W_2_NE | MISO_W | NE | Internal | Winter | B16 | 25 | 20297 | 0 | 22.61 | -59.97 | 7 | 0
2035 | MISO_W_2_NE | MISO_W | NE | Internal | Winter | B17 | 100 | 20297 | 0 | 24.53 | 12.53 | 7 | 0
2035 | MISO_W_2_NE | MISO_W | NE | Internal | Winter | B18 | 400 | 20297 | 0 | 25.18 | 20.18 | 7 | 0
2035 | MISO_W_2_NE | MISO_W | NE | Internal | Winter | B19 | 700 | 20297 | 0 | 24.56 | 19.56 | 7 | 0
2035 | MISO_W_2_NE | MISO_W | NE | Internal | Winter | B20 | 935 | 20297 | 0 | 20.97 | 14.51 | 7 | 0
2035 | MISO_W_2_PJM_ROR | MISO_W | PJM_ROR | Internal | Shoulder | B11 | 25 | 10135 | 3893.75 | 32.97 | 34.97 | 2 | 0
2035 | MISO_W_2_PJM_ROR | MISO_W | PJM_ROR | Internal | Shoulder | B12 | 200 | 10135 | 7328.12 | 25.52 | 27.52 | 2 | 0
2035 | MISO_W_2_PJM_ROR | MISO_W | PJM_ROR | Internal | Shoulder | B13 | 600 | 10135 | 8064.32 | 22.96 | 24.96 | 2 | 0
2035 | MISO_W_2_PJM_ROR | MISO_W | PJM_ROR | Internal | Shoulder | B14 | 900 | 10135 | 5201.33 | 18.84 | 20.84 | 2 | 0
2035 | MISO_W_2_PJM_ROR | MISO_W | PJM_ROR | Internal | Shoulder | B15 | 1203 | 10135 | 10135 | -34.04 | 18.86 | 2 | 50.89
2035 | MISO_W_2_PJM_ROR | MISO_W | PJM_ROR | Internal | Summer | B1 | 10 | 10135 | 10135 | 58.93 | 60.96 | 2 | 0.02
2035 | MISO_W_2_PJM_ROR | MISO_W | PJM_ROR | Internal | Summer | B2 | 25 | 10135 | 6338.27 | 53.05 | 55.05 | 2 | 0
2035 | MISO_W_2_PJM_ROR | MISO_W | PJM_ROR | Internal | Summer | B3 | 75 | 10135 | 0 | 50.71 | 49.86 | 2 | 0
2035 | MISO_W_2_PJM_ROR | MISO_W | PJM_ROR | Internal | Summer | B4 | 100 | 10135 | 0 | 49.19 | 47.19 | 2 | 0
2035 | MISO_W_2_PJM_ROR | MISO_W | PJM_ROR | Internal | Summer | B5 | 200 | 10135 | 0 | 48.75 | 47.19 | 2 | 0
2035 | MISO_W_2_PJM_ROR | MISO_W | PJM_ROR | Internal | Summer | B6 | 300 | 10135 | 0 | 45.32 | 43.34 | 2 | 0
2035 | MISO_W_2_PJM_ROR | MISO_W | PJM_ROR | Internal | Summer | B7 | 400 | 10135 | 0 | 29.88 | 27.89 | 2 | 0
2035 | MISO_W_2_PJM_ROR | MISO_W | PJM_ROR | Internal | Summer | B8 | 500 | 10135 | 2544.7 | 24.65 | 26.65 | 2 | 0
2035 | MISO_W_2_PJM_ROR | MISO_W | PJM_ROR | Internal | Summer | B9 | 800 | 10135 | 0 | 21.5 | 19.52 | 2 | 0
2035 | MISO_W_2_PJM_ROR | MISO_W | PJM_ROR | Internal | Summer | B10 | 1262 | 10135 | 0 | 17 | 16.94 | 2 | 0
2035 | MISO_W_2_PJM_ROR | MISO_W | PJM_ROR | Internal | Winter | B16 | 25 | 10135 | 10135 | 22.61 | 41.34 | 2 | 16.73
2035 | MISO_W_2_PJM_ROR | MISO_W | PJM_ROR | Internal | Winter | B17 | 100 | 10135 | 10135 | 24.53 | 32.09 | 2 | 5.56
2035 | MISO_W_2_PJM_ROR | MISO_W | PJM_ROR | Internal | Winter | B18 | 400 | 10135 | 10135 | 25.18 | 27.27 | 2 | 0.09
2035 | MISO_W_2_PJM_ROR | MISO_W | PJM_ROR | Internal | Winter | B19 | 700 | 10135 | 7839.74 | 24.56 | 26.56 | 2 | 0
2035 | MISO_W_2_PJM_ROR | MISO_W | PJM_ROR | Internal | Winter | B20 | 935 | 10135 | 9433.67 | 20.97 | 22.97 | 2 | 0
2035 | MISO_W_2_SPP_N | MISO_W | SPP_N | Internal | Shoulder | B11 | 25 | 3200 | 0 | 32.97 | 27.98 | 7 | 0
2035 | MISO_W_2_SPP_N | MISO_W | SPP_N | Internal | Shoulder | B12 | 200 | 3200 | 0 | 25.52 | 20.53 | 7 | 0
2035 | MISO_W_2_SPP_N | MISO_W | SPP_N | Internal | Shoulder | B13 | 600 | 3200 | 0 | 22.96 | 17.98 | 7 | 0
2035 | MISO_W_2_SPP_N | MISO_W | SPP_N | Internal | Shoulder | B14 | 900 | 3200 | 0 | 18.84 | 13.85 | 7 | 0
2035 | MISO_W_2_SPP_N | MISO_W | SPP_N | Internal | Shoulder | B15 | 1203 | 3200 | 0 | -34.04 | -46.03 | 7 | 0
2035 | MISO_W_2_SPP_N | MISO_W | SPP_N | Internal | Summer | B1 | 10 | 3200 | 0 | 58.93 | 53.95 | 7 | 0
2035 | MISO_W_2_SPP_N | MISO_W | SPP_N | Internal | Summer | B2 | 25 | 3200 | 0 | 53.05 | 49.59 | 7 | 0
2035 | MISO_W_2_SPP_N | MISO_W | SPP_N | Internal | Summer | B3 | 75 | 3200 | 0 | 50.71 | 50.86 | 7 | 0
2035 | MISO_W_2_SPP_N | MISO_W | SPP_N | Internal | Summer | B4 | 100 | 3200 | 0 | 49.19 | 49.59 | 7 | 0
2035 | MISO_W_2_SPP_N | MISO_W | SPP_N | Internal | Summer | B5 | 200 | 3200 | 0 | 48.75 | 43.77 | 7 | 0
2035 | MISO_W_2_SPP_N | MISO_W | SPP_N | Internal | Summer | B6 | 300 | 3200 | 0 | 45.32 | 40.34 | 7 | 0
2035 | MISO_W_2_SPP_N | MISO_W | SPP_N | Internal | Summer | B7 | 400 | 3200 | 0 | 29.88 | 25.08 | 7 | 0
2035 | MISO_W_2_SPP_N | MISO_W | SPP_N | Internal | Summer | B8 | 500 | 3200 | 0 | 24.65 | 20.68 | 7 | 0
2035 | MISO_W_2_SPP_N | MISO_W | SPP_N | Internal | Summer | B9 | 800 | 3200 | 0 | 21.5 | 18.78 | 7 | 0
2035 | MISO_W_2_SPP_N | MISO_W | SPP_N | Internal | Summer | B10 | 1262 | 3200 | 0 | 17 | 14.07 | 7 | 0
2035 | MISO_W_2_SPP_N | MISO_W | SPP_N | Internal | Winter | B16 | 25 | 3200 | 0 | 22.61 | 24.52 | 7 | 0
2035 | MISO_W_2_SPP_N | MISO_W | SPP_N | Internal | Winter | B17 | 100 | 3200 | 0 | 24.53 | 21.74 | 7 | 0
2035 | MISO_W_2_SPP_N | MISO_W | SPP_N | Internal | Winter | B18 | 400 | 3200 | 0 | 25.18 | 21.34 | 7 | 0
2035 | MISO_W_2_SPP_N | MISO_W | SPP_N | Internal | Winter | B19 | 700 | 3200 | 0 | 24.56 | 19.57 | 7 | 0
2035 | MISO_W_2_SPP_N | MISO_W | SPP_N | Internal | Winter | B20 | 935 | 3200 | 0 | 20.97 | 14.52 | 7 | 0
2035 | MISO_WUMS_2_MISO_MI | MISO_WUMS | MISO_MI | Internal | Shoulder | B11 | 25 | 148 | 148 | 32.98 | 33.01 | 0.01 | 0.01
2035 | MISO_WUMS_2_MISO_MI | MISO_WUMS | MISO_MI | Internal | Shoulder | B12 | 200 | 148 | 148 | 29.52 | 30.16 | 0.01 | 0.63
2035 | MISO_WUMS_2_MISO_MI | MISO_WUMS | MISO_MI | Internal | Shoulder | B13 | 600 | 148 | 148 | 22.98 | 28.72 | 0.01 | 5.73
2035 | MISO_WUMS_2_MISO_MI | MISO_WUMS | MISO_MI | Internal | Shoulder | B14 | 900 | 148 | 148 | 18.85 | 26.87 | 0.01 | 8
2035 | MISO_WUMS_2_MISO_MI | MISO_WUMS | MISO_MI | Internal | Shoulder | B15 | 1203 | 148 | 148 | 18.85 | 20.86 | 0.01 | 1.99
2035 | MISO_WUMS_2_MISO_MI | MISO_WUMS | MISO_MI | Internal | Summer | B1 | 10 | 148 | 148 | 45.34 | 62.96 | 0.01 | 17.61
2035 | MISO_WUMS_2_MISO_MI | MISO_WUMS | MISO_MI | Internal | Summer | B2 | 25 | 148 | 148 | 45.34 | 53.09 | 0.01 | 7.74
2035 | MISO_WUMS_2_MISO_MI | MISO_WUMS | MISO_MI | Internal | Summer | B3 | 75 | 148 | 148 | 45.34 | 50.72 | 0.01 | 5.38
2035 | MISO_WUMS_2_MISO_MI | MISO_WUMS | MISO_MI | Internal | Summer | B4 | 100 | 148 | 148 | 45.34 | 49.21 | 0.01 | 3.86
2035 | MISO_WUMS_2_MISO_MI | MISO_WUMS | MISO_MI | Internal | Summer | B5 | 200 | 148 | 148 | 45.34 | 48.77 | 0.01 | 3.42
2035 | MISO_WUMS_2_MISO_MI | MISO_WUMS | MISO_MI | Internal | Summer | B6 | 300 | 148 | 0 | 45.34 | 45.34 | 0.01 | 0
2035 | MISO_WUMS_2_MISO_MI | MISO_WUMS | MISO_MI | Internal | Summer | B7 | 400 | 148 | 0 | 29.89 | 29.89 | 0.01 | 0
2035 | MISO_WUMS_2_MISO_MI | MISO_WUMS | MISO_MI | Internal | Summer | B8 | 500 | 148 | 148 | 24.66 | 27.22 | 0.01 | 2.55
2035 | MISO_WUMS_2_MISO_MI | MISO_WUMS | MISO_MI | Internal | Summer | B9 | 800 | 148 | 148 | 21.52 | 21.54 | 0.01 | 0.01
2035 | MISO_WUMS_2_MISO_MI | MISO_WUMS | MISO_MI | Internal | Summer | B10 | 1262 | 148 | 148 | 17.01 | 19.64 | 0.01 | 2.62
2035 | MISO_WUMS_2_MISO_MI | MISO_WUMS | MISO_MI | Internal | Winter | B16 | 25 | 148 | 148 | 32.44 | 41.69 | 0.01 | 9.24
2035 | MISO_WUMS_2_MISO_MI | MISO_WUMS | MISO_MI | Internal | Winter | B17 | 100 | 148 | 148 | 30.09 | 34.09 | 0.01 | 3.99
2035 | MISO_WUMS_2_MISO_MI | MISO_WUMS | MISO_MI | Internal | Winter | B18 | 400 | 148 | 148 | 25.27 | 32.34 | 0.01 | 7.06
2035 | MISO_WUMS_2_MISO_MI | MISO_WUMS | MISO_MI | Internal | Winter | B19 | 700 | 148 | 148 | 24.57 | 28.67 | 0.01 | 4.09
2035 | MISO_WUMS_2_MISO_MI | MISO_WUMS | MISO_MI | Internal | Winter | B20 | 935 | 148 | 148 | 22.33 | 24.54 | 0.01 | 2.2
2035 | MISO_WUMS_2_MISO_W | MISO_WUMS | MISO_W | Internal | Shoulder | B11 | 25 | 3264 | 0 | 32.98 | 32.97 | 0.01 | 0
2035 | MISO_WUMS_2_MISO_W | MISO_WUMS | MISO_W | Internal | Shoulder | B12 | 200 | 3264 | 0 | 29.52 | 25.52 | 0.01 | 0
2035 | MISO_WUMS_2_MISO_W | MISO_WUMS | MISO_W | Internal | Shoulder | B13 | 600 | 3264 | 0 | 22.98 | 22.96 | 0.01 | 0
2035 | MISO_WUMS_2_MISO_W | MISO_WUMS | MISO_W | Internal | Shoulder | B14 | 900 | 3264 | 0 | 18.85 | 18.84 | 0.01 | 0
2035 | MISO_WUMS_2_MISO_W | MISO_WUMS | MISO_W | Internal | Shoulder | B15 | 1203 | 3264 | 0 | 18.85 | -34.04 | 0.01 | 0
2035 | MISO_WUMS_2_MISO_W | MISO_WUMS | MISO_W | Internal | Summer | B1 | 10 | 3264 | 3264 | 45.34 | 58.93 | 0.01 | 13.59
2035 | MISO_WUMS_2_MISO_W | MISO_WUMS | MISO_W | Internal | Summer | B2 | 25 | 3264 | 3264 | 45.34 | 53.05 | 0.01 | 7.71
2035 | MISO_WUMS_2_MISO_W | MISO_WUMS | MISO_W | Internal | Summer | B3 | 75 | 3264 | 3264 | 45.34 | 50.71 | 0.01 | 5.37
2035 | MISO_WUMS_2_MISO_W | MISO_WUMS | MISO_W | Internal | Summer | B4 | 100 | 3264 | 3264 | 45.34 | 49.19 | 0.01 | 3.85
2035 | MISO_WUMS_2_MISO_W | MISO_WUMS | MISO_W | Internal | Summer | B5 | 200 | 3264 | 3264 | 45.34 | 48.75 | 0.01 | 3.41
2035 | MISO_WUMS_2_MISO_W | MISO_WUMS | MISO_W | Internal | Summer | B6 | 300 | 3264 | 0 | 45.34 | 45.32 | 0.01 | 0
2035 | MISO_WUMS_2_MISO_W | MISO_WUMS | MISO_W | Internal | Summer | B7 | 400 | 3264 | 0 | 29.89 | 29.88 | 0.01 | 0
2035 | MISO_WUMS_2_MISO_W | MISO_WUMS | MISO_W | Internal | Summer | B8 | 500 | 3264 | 0 | 24.66 | 24.65 | 0.01 | 0
2035 | MISO_WUMS_2_MISO_W | MISO_WUMS | MISO_W | Internal | Summer | B9 | 800 | 3264 | 0 | 21.52 | 21.5 | 0.01 | 0
2035 | MISO_WUMS_2_MISO_W | MISO_WUMS | MISO_W | Internal | Summer | B10 | 1262 | 3264 | 0 | 17.01 | 17 | 0.01 | 0
2035 | MISO_WUMS_2_MISO_W | MISO_WUMS | MISO_W | Internal | Winter | B16 | 25 | 3264 | 0 | 32.44 | 22.61 | 0.01 | 0
2035 | MISO_WUMS_2_MISO_W | MISO_WUMS | MISO_W | Internal | Winter | B17 | 100 | 3264 | 0 | 30.09 | 24.53 | 0.01 | 0
2035 | MISO_WUMS_2_MISO_W | MISO_WUMS | MISO_W | Internal | Winter | B18 | 400 | 3264 | 0 | 25.27 | 25.18 | 0.01 | 0
2035 | MISO_WUMS_2_MISO_W | MISO_WUMS | MISO_W | Internal | Winter | B19 | 700 | 3264 | 0 | 24.57 | 24.56 | 0.01 | 0
2035 | MISO_WUMS_2_MISO_W | MISO_WUMS | MISO_W | Internal | Winter | B20 | 935 | 3264 | 0 | 22.33 | 20.97 | 0.01 | 0
2035 | MISO_WUMS_2_PJM_ROR | MISO_WUMS | PJM_ROR | Internal | Shoulder | B11 | 25 | 1600 | 0 | 32.98 | 34.97 | 2 | 0
2035 | MISO_WUMS_2_PJM_ROR | MISO_WUMS | PJM_ROR | Internal | Shoulder | B12 | 200 | 1600 | 0 | 29.52 | 27.52 | 2 | 0
2035 | MISO_WUMS_2_PJM_ROR | MISO_WUMS | PJM_ROR | Internal | Shoulder | B13 | 600 | 1600 | 0 | 22.98 | 24.96 | 2 | 0
2035 | MISO_WUMS_2_PJM_ROR | MISO_WUMS | PJM_ROR | Internal | Shoulder | B14 | 900 | 1600 | 0 | 18.85 | 20.84 | 2 | 0
2035 | MISO_WUMS_2_PJM_ROR | MISO_WUMS | PJM_ROR | Internal | Shoulder | B15 | 1203 | 1600 | 0 | 18.85 | 18.86 | 2 | 0
2035 | MISO_WUMS_2_PJM_ROR | MISO_WUMS | PJM_ROR | Internal | Summer | B1 | 10 | 1600 | 1600 | 45.34 | 60.96 | 2 | 13.62
2035 | MISO_WUMS_2_PJM_ROR | MISO_WUMS | PJM_ROR | Internal | Summer | B2 | 25 | 1600 | 1600 | 45.34 | 55.05 | 2 | 7.72
2035 | MISO_WUMS_2_PJM_ROR | MISO_WUMS | PJM_ROR | Internal | Summer | B3 | 75 | 1600 | 1600 | 45.34 | 49.86 | 2 | 2.53
2035 | MISO_WUMS_2_PJM_ROR | MISO_WUMS | PJM_ROR | Internal | Summer | B4 | 100 | 1600 | 0 | 45.34 | 47.19 | 2 | 0
2035 | MISO_WUMS_2_PJM_ROR | MISO_WUMS | PJM_ROR | Internal | Summer | B5 | 200 | 1600 | 0 | 45.34 | 47.19 | 2 | 0
2035 | MISO_WUMS_2_PJM_ROR | MISO_WUMS | PJM_ROR | Internal | Summer | B6 | 300 | 1600 | 0 | 45.34 | 43.34 | 2 | 0
2035 | MISO_WUMS_2_PJM_ROR | MISO_WUMS | PJM_ROR | Internal | Summer | B7 | 400 | 1600 | 0 | 29.89 | 27.89 | 2 | 0
2035 | MISO_WUMS_2_PJM_ROR | MISO_WUMS | PJM_ROR | Internal | Summer | B8 | 500 | 1600 | 0 | 24.66 | 26.65 | 2 | 0
2035 | MISO_WUMS_2_PJM_ROR | MISO_WUMS | PJM_ROR | Internal | Summer | B9 | 800 | 1600 | 0 | 21.52 | 19.52 | 2 | 0
2035 | MISO_WUMS_2_PJM_ROR | MISO_WUMS | PJM_ROR | Internal | Summer | B10 | 1262 | 1600 | 0 | 17.01 | 16.94 | 2 | 0
2035 | MISO_WUMS_2_PJM_ROR | MISO_WUMS | PJM_ROR | Internal | Winter | B16 | 25 | 1600 | 1600 | 32.44 | 41.34 | 2 | 6.9
2035 | MISO_WUMS_2_PJM_ROR | MISO_WUMS | PJM_ROR | Internal | Winter | B17 | 100 | 1600 | 1101.26 | 30.09 | 32.09 | 2 | 0
2035 | MISO_WUMS_2_PJM_ROR | MISO_WUMS | PJM_ROR | Internal | Winter | B18 | 400 | 1600 | 1288.86 | 25.27 | 27.27 | 2 | 0
2035 | MISO_WUMS_2_PJM_ROR | MISO_WUMS | PJM_ROR | Internal | Winter | B19 | 700 | 1600 | 0 | 24.57 | 26.56 | 2 | 0
2035 | MISO_WUMS_2_PJM_ROR | MISO_WUMS | PJM_ROR | Internal | Winter | B20 | 935 | 1600 | 0 | 22.33 | 22.97 | 2 | 0
2035 | NE_2_MAPP_US | NE | MAPP_US | Internal | Shoulder | B11 | 25 | 1600 | 0 | 27.97 | 25.38 | 5 | 0
2035 | NE_2_MAPP_US | NE | MAPP_US | Internal | Shoulder | B12 | 200 | 1600 | 0 | 20.52 | 18.52 | 5 | 0
2035 | NE_2_MAPP_US | NE | MAPP_US | Internal | Shoulder | B13 | 600 | 1600 | 0 | 17.96 | 15.96 | 5 | 0
2035 | NE_2_MAPP_US | NE | MAPP_US | Internal | Shoulder | B14 | 900 | 1600 | 0 | 13.84 | 11.84 | 5 | 0
2035 | NE_2_MAPP_US | NE | MAPP_US | Internal | Shoulder | B15 | 1203 | 1600 | 1190.5 | -46.04 | -41.04 | 5 | 0
2035 | NE_2_MAPP_US | NE | MAPP_US | Internal | Summer | B1 | 10 | 1600 | 0 | 53.93 | 51.93 | 5 | 0
2035 | NE_2_MAPP_US | NE | MAPP_US | Internal | Summer | B2 | 25 | 1600 | 0 | 48.05 | 46.05 | 5 | 0
2035 | NE_2_MAPP_US | NE | MAPP_US | Internal | Summer | B3 | 75 | 1600 | 0 | 45.71 | 43.71 | 5 | 0
2035 | NE_2_MAPP_US | NE | MAPP_US | Internal | Summer | B4 | 100 | 1600 | 0 | 44.19 | 42.19 | 5 | 0
2035 | NE_2_MAPP_US | NE | MAPP_US | Internal | Summer | B5 | 200 | 1600 | 0 | 43.75 | 41.75 | 5 | 0
2035 | NE_2_MAPP_US | NE | MAPP_US | Internal | Summer | B6 | 300 | 1600 | 0 | 40.32 | 38.32 | 5 | 0
2035 | NE_2_MAPP_US | NE | MAPP_US | Internal | Summer | B7 | 400 | 1600 | 0 | 24.88 | 22.88 | 5 | 0
2035 | NE_2_MAPP_US | NE | MAPP_US | Internal | Summer | B8 | 500 | 1600 | 0 | 19.65 | 17.65 | 5 | 0
2035 | NE_2_MAPP_US | NE | MAPP_US | Internal | Summer | B9 | 800 | 1600 | 0 | 16.5 | 14.5 | 5 | 0
2035 | NE_2_MAPP_US | NE | MAPP_US | Internal | Summer | B10 | 1262 | 1600 | 0 | 12 | 10 | 5 | 0
2035 | NE_2_MAPP_US | NE | MAPP_US | Internal | Winter | B16 | 25 | 1600 | 890.09 | -59.97 | -54.97 | 5 | 0
2035 | NE_2_MAPP_US | NE | MAPP_US | Internal | Winter | B17 | 100 | 1600 | 283.35 | 12.53 | 17.53 | 5 | 0
2035 | NE_2_MAPP_US | NE | MAPP_US | Internal | Winter | B18 | 400 | 1600 | 0 | 20.18 | 18.17 | 5 | 0
2035 | NE_2_MAPP_US | NE | MAPP_US | Internal | Winter | B19 | 700 | 1600 | 0 | 19.56 | 17.56 | 5 | 0
2035 | NE_2_MAPP_US | NE | MAPP_US | Internal | Winter | B20 | 935 | 1600 | 0 | 14.51 | 13.97 | 5 | 0
2035 | NE_2_MISO_W | NE | MISO_W | Internal | Shoulder | B11 | 25 | 19097 | 12142.63 | 27.97 | 32.97 | 5 | 0
2035 | NE_2_MISO_W | NE | MISO_W | Internal | Shoulder | B12 | 200 | 19097 | 13365 | 20.52 | 25.52 | 5 | 0
2035 | NE_2_MISO_W | NE | MISO_W | Internal | Shoulder | B13 | 600 | 19097 | 15750.95 | 17.96 | 22.96 | 5 | 0
2035 | NE_2_MISO_W | NE | MISO_W | Internal | Shoulder | B14 | 900 | 19097 | 16208.37 | 13.84 | 18.84 | 5 | 0
2035 | NE_2_MISO_W | NE | MISO_W | Internal | Shoulder | B15 | 1203 | 19097 | 19097 | -46.04 | -34.04 | 5 | 7
2035 | NE_2_MISO_W | NE | MISO_W | Internal | Summer | B1 | 10 | 19097 | 14264.08 | 53.93 | 58.93 | 5 | 0
2035 | NE_2_MISO_W | NE | MISO_W | Internal | Summer | B2 | 25 | 19097 | 8233.41 | 48.05 | 53.05 | 5 | 0
2035 | NE_2_MISO_W | NE | MISO_W | Internal | Summer | B3 | 75 | 19097 | 3359.45 | 45.71 | 50.71 | 5 | 0
2035 | NE_2_MISO_W | NE | MISO_W | Internal | Summer | B4 | 100 | 19097 | 10.14 | 44.19 | 49.19 | 5 | 0
2035 | NE_2_MISO_W | NE | MISO_W | Internal | Summer | B5 | 200 | 19097 | 1898.94 | 43.75 | 48.75 | 5 | 0
2035 | NE_2_MISO_W | NE | MISO_W | Internal | Summer | B6 | 300 | 19097 | 3862.41 | 40.32 | 45.32 | 5 | 0
2035 | NE_2_MISO_W | NE | MISO_W | Internal | Summer | B7 | 400 | 19097 | 5060.81 | 24.88 | 29.88 | 5 | 0
2035 | NE_2_MISO_W | NE | MISO_W | Internal | Summer | B8 | 500 | 19097 | 8849.93 | 19.65 | 24.65 | 5 | 0
2035 | NE_2_MISO_W | NE | MISO_W | Internal | Summer | B9 | 800 | 19097 | 6740.54 | 16.5 | 21.5 | 5 | 0
2035 | NE_2_MISO_W | NE | MISO_W | Internal | Summer | B10 | 1262 | 19097 | 10341.97 | 12 | 17 | 5 | 0
2035 | NE_2_MISO_W | NE | MISO_W | Internal | Winter | B16 | 25 | 19097 | 19097 | -59.97 | 22.61 | 5 | 77.58
2035 | NE_2_MISO_W | NE | MISO_W | Internal | Winter | B17 | 100 | 19097 | 19097 | 12.53 | 24.53 | 5 | 7
2035 | NE_2_MISO_W | NE | MISO_W | Internal | Winter | B18 | 400 | 19097 | 17898.41 | 20.18 | 25.18 | 5 | 0
2035 | NE_2_MISO_W | NE | MISO_W | Internal | Winter | B19 | 700 | 19097 | 16773.53 | 19.56 | 24.56 | 5 | 0
2035 | NE_2_MISO_W | NE | MISO_W | Internal | Winter | B20 | 935 | 19097 | 19097 | 14.51 | 20.97 | 5 | 1.46
2035 | NE_2_SPP_N | NE | SPP_N | Internal | Shoulder | B11 | 25 | 12798 | 4419.25 | 27.97 | 27.98 | 0.01 | 0
2035 | NE_2_SPP_N | NE | SPP_N | Internal | Shoulder | B12 | 200 | 12798 | 9124.57 | 20.52 | 20.53 | 0.01 | 0
2035 | NE_2_SPP_N | NE | SPP_N | Internal | Shoulder | B13 | 600 | 12798 | 8844.5 | 17.96 | 17.98 | 0.01 | 0
2035 | NE_2_SPP_N | NE | SPP_N | Internal | Shoulder | B14 | 900 | 12798 | 9614.62 | 13.84 | 13.85 | 0.01 | 0
2035 | NE_2_SPP_N | NE | SPP_N | Internal | Shoulder | B15 | 1203 | 12798 | 7881.63 | -46.04 | -46.03 | 0.01 | 0
2035 | NE_2_SPP_N | NE | SPP_N | Internal | Summer | B1 | 10 | 12798 | 242.05 | 53.93 | 53.95 | 0.01 | 0
2035 | NE_2_SPP_N | NE | SPP_N | Internal | Summer | B2 | 25 | 12798 | 12798 | 48.05 | 49.59 | 0.01 | 1.53
2035 | NE_2_SPP_N | NE | SPP_N | Internal | Summer | B3 | 75 | 12798 | 12798 | 45.71 | 50.86 | 0.01 | 5.14
2035 | NE_2_SPP_N | NE | SPP_N | Internal | Summer | B4 | 100 | 12798 | 12798 | 44.19 | 49.59 | 0.01 | 5.39
2035 | NE_2_SPP_N | NE | SPP_N | Internal | Summer | B5 | 200 | 12798 | 12163.02 | 43.75 | 43.77 | 0.01 | 0
2035 | NE_2_SPP_N | NE | SPP_N | Internal | Summer | B6 | 300 | 12798 | 11200.01 | 40.32 | 40.34 | 0.01 | 0
2035 | NE_2_SPP_N | NE | SPP_N | Internal | Summer | B7 | 400 | 12798 | 12798 | 24.88 | 25.08 | 0.01 | 0.19
2035 | NE_2_SPP_N | NE | SPP_N | Internal | Summer | B8 | 500 | 12798 | 12798 | 19.65 | 20.68 | 0.01 | 1.02
2035 | NE_2_SPP_N | NE | SPP_N | Internal | Summer | B9 | 800 | 12798 | 12798 | 16.5 | 18.78 | 0.01 | 2.27
2035 | NE_2_SPP_N | NE | SPP_N | Internal | Summer | B10 | 1262 | 12798 | 12798 | 12 | 14.07 | 0.01 | 2.06
2035 | NE_2_SPP_N | NE | SPP_N | Internal | Winter | B16 | 25 | 12798 | 12798 | -59.97 | 24.52 | 0.01 | 84.47
2035 | NE_2_SPP_N | NE | SPP_N | Internal | Winter | B17 | 100 | 12798 | 12798 | 12.53 | 21.74 | 0.01 | 9.2
2035 | NE_2_SPP_N | NE | SPP_N | Internal | Winter | B18 | 400 | 12798 | 12798 | 20.18 | 21.34 | 0.01 | 1.15
2035 | NE_2_SPP_N | NE | SPP_N | Internal | Winter | B19 | 700 | 12798 | 11697.92 | 19.56 | 19.57 | 0.01 | 0
2035 | NE_2_SPP_N | NE | SPP_N | Internal | Winter | B20 | 935 | 12798 | 10489.36 | 14.51 | 14.52 | 0.01 | 0
2035 | NEISO_2_NYISO_A-F | NEISO | NYISO_A-F | Internal | Shoulder | B11 | 25 | 600 | 600 | 12.34 | 24.42 | 3 | 9.08
2035 | NEISO_2_NYISO_A-F | NEISO | NYISO_A-F | Internal | Shoulder | B12 | 200 | 600 | 600 | 12.34 | 24.42 | 3 | 9.08
2035 | NEISO_2_NYISO_A-F | NEISO | NYISO_A-F | Internal | Shoulder | B13 | 600 | 600 | 600 | 12.34 | 17.13 | 3 | 1.79
2035 | NEISO_2_NYISO_A-F | NEISO | NYISO_A-F | Internal | Shoulder | B14 | 900 | 600 | 600 | 12.34 | 17.13 | 3 | 1.79
2035 | NEISO_2_NYISO_A-F | NEISO | NYISO_A-F | Internal | Shoulder | B15 | 1203 | 600 | 600 | 12.34 | 16.59 | 3 | 1.25
2035 | NEISO_2_NYISO_A-F | NEISO | NYISO_A-F | Internal | Summer | B1 | 10 | 600 | 0 | 69.17 | 48.96 | 3 | 0
2035 | NEISO_2_NYISO_A-F | NEISO | NYISO_A-F | Internal | Summer | B2 | 25 | 600 | 0 | 55 | 47.06 | 3 | 0
2035 | NEISO_2_NYISO_A-F | NEISO | NYISO_A-F | Internal | Summer | B3 | 75 | 600 | 600 | 30.28 | 41.85 | 3 | 8.57
2035 | NEISO_2_NYISO_A-F | NEISO | NYISO_A-F | Internal | Summer | B4 | 100 | 600 | 600 | 13.99 | 35.21 | 3 | 18.22
2035 | NEISO_2_NYISO_A-F | NEISO | NYISO_A-F | Internal | Summer | B5 | 200 | 600 | 600 | 9.77 | 34.77 | 3 | 22
2035 | NEISO_2_NYISO_A-F | NEISO | NYISO_A-F | Internal | Summer | B6 | 300 | 600 | 600 | 8.71 | 22.86 | 3 | 11.15
2035 | NEISO_2_NYISO_A-F | NEISO | NYISO_A-F | Internal | Summer | B7 | 400 | 600 | 600 | 8.71 | 19.88 | 3 | 8.17
2035 | NEISO_2_NYISO_A-F | NEISO | NYISO_A-F | Internal | Summer | B8 | 500 | 600 | 600 | 8.71 | 18.64 | 3 | 6.93
2035 | NEISO_2_NYISO_A-F | NEISO | NYISO_A-F | Internal | Summer | B9 | 800 | 600 | 600 | 8.71 | 15.3 | 3 | 3.59
2035 | NEISO_2_NYISO_A-F | NEISO | NYISO_A-F | Internal | Summer | B10 | 1262 | 600 | 600 | 8.71 | 15.3 | 3 | 3.59
2035 | NEISO_2_NYISO_A-F | NEISO | NYISO_A-F | Internal | Winter | B16 | 25 | 600 | 600 | 23.52 | 27.69 | 3 | 1.17
2035 | NEISO_2_NYISO_A-F | NEISO | NYISO_A-F | Internal | Winter | B17 | 100 | 600 | 0 | 23.52 | 25.54 | 3 | 0
2035 | NEISO_2_NYISO_A-F | NEISO | NYISO_A-F | Internal | Winter | B18 | 400 | 600 | 0 | 23.52 | 25.54 | 3 | 0
2035 | NEISO_2_NYISO_A-F | NEISO | NYISO_A-F | Internal | Winter | B19 | 700 | 600 | 0 | 23.52 | 25.54 | 3 | 0
2035 | NEISO_2_NYISO_A-F | NEISO | NYISO_A-F | Internal | Winter | B20 | 935 | 600 | 0 | 23.52 | 25.54 | 3 | 0
2035 | NEISO_2_NYISO_G-I | NEISO | NYISO_G-I | Internal | Shoulder | B11 | 25 | 600 | 600 | 12.34 | 34.5 | 3 | 19.16
2035 | NEISO_2_NYISO_G-I | NEISO | NYISO_G-I | Internal | Shoulder | B12 | 200 | 600 | 600 | 12.34 | 25.1 | 3 | 9.76
2035 | NEISO_2_NYISO_G-I | NEISO | NYISO_G-I | Internal | Shoulder | B13 | 600 | 600 | 600 | 12.34 | 17.14 | 3 | 1.8
2035 | NEISO_2_NYISO_G-I | NEISO | NYISO_G-I | Internal | Shoulder | B14 | 900 | 600 | 600 | 12.34 | 17.14 | 3 | 1.8
2035 | NEISO_2_NYISO_G-I | NEISO | NYISO_G-I | Internal | Shoulder | B15 | 1203 | 600 | 600 | 12.34 | 16.6 | 3 | 1.26
2035 | NEISO_2_NYISO_G-I | NEISO | NYISO_G-I | Internal | Summer | B1 | 10 | 600 | 0 | 69.17 | 72.16 | 3 | 0
2035 | NEISO_2_NYISO_G-I | NEISO | NYISO_G-I | Internal | Summer | B2 | 25 | 600 | 373.61 | 55 | 58 | 3 | 0
2035 | NEISO_2_NYISO_G-I | NEISO | NYISO_G-I | Internal | Summer | B3 | 75 | 600 | 600 | 30.28 | 55.58 | 3 | 22.3
2035 | NEISO_2_NYISO_G-I | NEISO | NYISO_G-I | Internal | Summer | B4 | 100 | 600 | 600 | 13.99 | 55.58 | 3 | 38.6
2035 | NEISO_2_NYISO_G-I | NEISO | NYISO_G-I | Internal | Summer | B5 | 200 | 600 | 600 | 9.77 | 53.18 | 3 | 40.41
2035 | NEISO_2_NYISO_G-I | NEISO | NYISO_G-I | Internal | Summer | B6 | 300 | 600 | 600 | 8.71 | 35.39 | 3 | 23.68
2035 | NEISO_2_NYISO_G-I | NEISO | NYISO_G-I | Internal | Summer | B7 | 400 | 600 | 600 | 8.71 | 29.29 | 3 | 17.58
2035 | NEISO_2_NYISO_G-I | NEISO | NYISO_G-I | Internal | Summer | B8 | 500 | 600 | 600 | 8.71 | 29.29 | 3 | 17.58
2035 | NEISO_2_NYISO_G-I | NEISO | NYISO_G-I | Internal | Summer | B9 | 800 | 600 | 600 | 8.71 | 15.31 | 3 | 3.6
2035 | NEISO_2_NYISO_G-I | NEISO | NYISO_G-I | Internal | Summer | B10 | 1262 | 600 | 600 | 8.71 | 15.31 | 3 | 3.6
2035 | NEISO_2_NYISO_G-I | NEISO | NYISO_G-I | Internal | Winter | B16 | 25 | 600 | 600 | 23.52 | 52.57 | 3 | 26.05
2035 | NEISO_2_NYISO_G-I | NEISO | NYISO_G-I | Internal | Winter | B17 | 100 | 600 | 600 | 23.52 | 48.64 | 3 | 22.12
2035 | NEISO_2_NYISO_G-I | NEISO | NYISO_G-I | Internal | Winter | B18 | 400 | 600 | 600 | 23.52 | 33.29 | 3 | 6.77
2035 | NEISO_2_NYISO_G-I | NEISO | NYISO_G-I | Internal | Winter | B19 | 700 | 600 | 600 | 23.52 | 29.8 | 3 | 3.28
2035 | NEISO_2_NYISO_G-I | NEISO | NYISO_G-I | Internal | Winter | B20 | 935 | 600 | 0 | 23.52 | 26.51 | 3 | 0
2035 | NEISO_2_NYISO_J-K | NEISO | NYISO_J-K | Internal | Shoulder | B11 | 25 | 520 | 520 | 12.34 | 34.51 | 3 | 19.17
2035 | NEISO_2_NYISO_J-K | NEISO | NYISO_J-K | Internal | Shoulder | B12 | 200 | 520 | 520 | 12.34 | 25.12 | 3 | 9.77
2035 | NEISO_2_NYISO_J-K | NEISO | NYISO_J-K | Internal | Shoulder | B13 | 600 | 520 | 520 | 12.34 | 17.15 | 3 | 1.81
2035 | NEISO_2_NYISO_J-K | NEISO | NYISO_J-K | Internal | Shoulder | B14 | 900 | 520 | 520 | 12.34 | 17.15 | 3 | 1.81
2035 | NEISO_2_NYISO_J-K | NEISO | NYISO_J-K | Internal | Shoulder | B15 | 1203 | 520 | 520 | 12.34 | 16.61 | 3 | 1.27
2035 | NEISO_2_NYISO_J-K | NEISO | NYISO_J-K | Internal | Summer | B1 | 10 | 520 | 444.05 | 69.17 | 72.17 | 3 | 0
2035 | NEISO_2_NYISO_J-K | NEISO | NYISO_J-K | Internal | Summer | B2 | 25 | 520 | 520 | 55 | 58.01 | 3 | 0.01
2035 | NEISO_2_NYISO_J-K | NEISO | NYISO_J-K | Internal | Summer | B3 | 75 | 520 | 520 | 30.28 | 55.6 | 3 | 22.32
2035 | NEISO_2_NYISO_J-K | NEISO | NYISO_J-K | Internal | Summer | B4 | 100 | 520 | 520 | 13.99 | 55.6 | 3 | 38.61
2035 | NEISO_2_NYISO_J-K | NEISO | NYISO_J-K | Internal | Summer | B5 | 200 | 520 | 520 | 9.77 | 53.19 | 3 | 40.43
2035 | NEISO_2_NYISO_J-K | NEISO | NYISO_J-K | Internal | Summer | B6 | 300 | 520 | 520 | 8.71 | 35.4 | 3 | 23.69
2035 | NEISO_2_NYISO_J-K | NEISO | NYISO_J-K | Internal | Summer | B7 | 400 | 520 | 520 | 8.71 | 29.3 | 3 | 17.59
2035 | NEISO_2_NYISO_J-K | NEISO | NYISO_J-K | Internal | Summer | B8 | 500 | 520 | 520 | 8.71 | 29.3 | 3 | 17.59
2035 | NEISO_2_NYISO_J-K | NEISO | NYISO_J-K | Internal | Summer | B9 | 800 | 520 | 520 | 8.71 | 15.32 | 3 | 3.61
2035 | NEISO_2_NYISO_J-K | NEISO | NYISO_J-K | Internal | Summer | B10 | 1262 | 520 | 520 | 8.71 | 15.32 | 3 | 3.61
2035 | NEISO_2_NYISO_J-K | NEISO | NYISO_J-K | Internal | Winter | B16 | 25 | 520 | 520 | 23.52 | 52.58 | 3 | 26.06
2035 | NEISO_2_NYISO_J-K | NEISO | NYISO_J-K | Internal | Winter | B17 | 100 | 520 | 520 | 23.52 | 48.65 | 3 | 22.13
2035 | NEISO_2_NYISO_J-K | NEISO | NYISO_J-K | Internal | Winter | B18 | 400 | 520 | 520 | 23.52 | 33.31 | 3 | 6.79
2035 | NEISO_2_NYISO_J-K | NEISO | NYISO_J-K | Internal | Winter | B19 | 700 | 520 | 520 | 23.52 | 29.81 | 3 | 3.29
2035 | NEISO_2_NYISO_J-K | NEISO | NYISO_J-K | Internal | Winter | B20 | 935 | 520 | 463.63 | 23.52 | 26.52 | 3 | 0
2035 | NonRTO_Midwest_2_TVA_Transmission | NonRTO_Midwest | TVA_Transmission | Internal | Shoulder | B11 | 25 | 2400 | 0 | 41 | 40.97 | 8 | 0
2035 | NonRTO_Midwest_2_TVA_Transmission | NonRTO_Midwest | TVA_Transmission | Internal | Shoulder | B12 | 200 | 2400 | 0 | 35.41 | 33.52 | 8 | 0
2035 | NonRTO_Midwest_2_TVA_Transmission | NonRTO_Midwest | TVA_Transmission | Internal | Shoulder | B13 | 600 | 2400 | 0 | 34.5 | 27.68 | 8 | 0
2035 | NonRTO_Midwest_2_TVA_Transmission | NonRTO_Midwest | TVA_Transmission | Internal | Shoulder | B14 | 900 | 2400 | 0 | 29.32 | 25.41 | 8 | 0
2035 | NonRTO_Midwest_2_TVA_Transmission | NonRTO_Midwest | TVA_Transmission | Internal | Shoulder | B15 | 1203 | 2400 | 0 | 23.27 | 24.51 | 8 | 0
2035 | NonRTO_Midwest_2_TVA_Transmission | NonRTO_Midwest | TVA_Transmission | Internal | Summer | B1 | 10 | 2400 | 0 | 54.44 | 62.23 | 8 | 0
2035 | NonRTO_Midwest_2_TVA_Transmission | NonRTO_Midwest | TVA_Transmission | Internal | Summer | B2 | 25 | 2400 | 0 | 54.44 | 61.05 | 8 | 0
2035 | NonRTO_Midwest_2_TVA_Transmission | NonRTO_Midwest | TVA_Transmission | Internal | Summer | B3 | 75 | 2400 | 0 | 54.44 | 55.86 | 8 | 0
2035 | NonRTO_Midwest_2_TVA_Transmission | NonRTO_Midwest | TVA_Transmission | Internal | Summer | B4 | 100 | 2400 | 0 | 54.44 | 53.19 | 8 | 0
2035 | NonRTO_Midwest_2_TVA_Transmission | NonRTO_Midwest | TVA_Transmission | Internal | Summer | B5 | 200 | 2400 | 0 | 54.44 | 52.85 | 8 | 0
2035 | NonRTO_Midwest_2_TVA_Transmission | NonRTO_Midwest | TVA_Transmission | Internal | Summer | B6 | 300 | 2400 | 0 | 53.32 | 49.34 | 8 | 0
2035 | NonRTO_Midwest_2_TVA_Transmission | NonRTO_Midwest | TVA_Transmission | Internal | Summer | B7 | 400 | 2400 | 0 | 32.12 | 32.97 | 8 | 0
2035 | NonRTO_Midwest_2_TVA_Transmission | NonRTO_Midwest | TVA_Transmission | Internal | Summer | B8 | 500 | 2400 | 0 | 29.82 | 28.11 | 8 | 0
2035 | NonRTO_Midwest_2_TVA_Transmission | NonRTO_Midwest | TVA_Transmission | Internal | Summer | B9 | 800 | 2400 | 0 | 21.49 | 24.09 | 8 | 0
2035 | NonRTO_Midwest_2_TVA_Transmission | NonRTO_Midwest | TVA_Transmission | Internal | Summer | B10 | 1262 | 2400 | 0 | 21.49 | 22.33 | 8 | 0
2035 | NonRTO_Midwest_2_TVA_Transmission | NonRTO_Midwest | TVA_Transmission | Internal | Winter | B16 | 25 | 2400 | 0 | 49.68 | 47.34 | 8 | 0
2035 | NonRTO_Midwest_2_TVA_Transmission | NonRTO_Midwest | TVA_Transmission | Internal | Winter | B17 | 100 | 2400 | 0 | 38.11 | 35.7 | 8 | 0
2035 | NonRTO_Midwest_2_TVA_Transmission | NonRTO_Midwest | TVA_Transmission | Internal | Winter | B18 | 400 | 2400 | 0 | 35.41 | 30.28 | 8 | 0
2035 | NonRTO_Midwest_2_TVA_Transmission | NonRTO_Midwest | TVA_Transmission | Internal | Winter | B19 | 700 | 2400 | 0 | 32 | 29.67 | 8 | 0
2035 | NonRTO_Midwest_2_TVA_Transmission | NonRTO_Midwest | TVA_Transmission | Internal | Winter | B20 | 935 | 2400 | 0 | 27.17 | 27.93 | 8 | 0
2035 | NYISO_A-F_2_IESO | NYISO_A-F | IESO | Internal | Shoulder | B11 | 25 | 1600 | 0 | 24.42 | 26.01 | 7 | 0
2035 | NYISO_A-F_2_IESO | NYISO_A-F | IESO | Internal | Shoulder | B12 | 200 | 1600 | 226.96 | 24.42 | 31.42 | 7 | 0
2035 | NYISO_A-F_2_IESO | NYISO_A-F | IESO | Internal | Shoulder | B13 | 600 | 1600 | 86.81 | 17.13 | 24.13 | 7 | 0
2035 | NYISO_A-F_2_IESO | NYISO_A-F | IESO | Internal | Shoulder | B14 | 900 | 1600 | 1466.88 | 17.13 | 24.13 | 7 | 0
2035 | NYISO_A-F_2_IESO | NYISO_A-F | IESO | Internal | Shoulder | B15 | 1203 | 1600 | 1600 | 16.59 | 24.13 | 7 | 0.54
2035 | NYISO_A-F_2_IESO | NYISO_A-F | IESO | Internal | Summer | B1 | 10 | 1600 | 465.47 | 48.96 | 55.96 | 7 | 0
2035 | NYISO_A-F_2_IESO | NYISO_A-F | IESO | Internal | Summer | B2 | 25 | 1600 | 0 | 47.06 | 48.85 | 7 | 0
2035 | NYISO_A-F_2_IESO | NYISO_A-F | IESO | Internal | Summer | B3 | 75 | 1600 | 1385.54 | 41.85 | 48.85 | 7 | 0
2035 | NYISO_A-F_2_IESO | NYISO_A-F | IESO | Internal | Summer | B4 | 100 | 1600 | 1201.19 | 35.21 | 42.21 | 7 | 0
2035 | NYISO_A-F_2_IESO | NYISO_A-F | IESO | Internal | Summer | B5 | 200 | 1600 | 1503.96 | 34.77 | 41.77 | 7 | 0
2035 | NYISO_A-F_2_IESO | NYISO_A-F | IESO | Internal | Summer | B6 | 300 | 1600 | 1600 | 22.86 | 38.32 | 7 | 8.46
2035 | NYISO_A-F_2_IESO | NYISO_A-F | IESO | Internal | Summer | B7 | 400 | 1600 | 0 | 19.88 | 22.89 | 7 | 0
2035 | NYISO_A-F_2_IESO | NYISO_A-F | IESO | Internal | Summer | B8 | 500 | 1600 | 0 | 18.64 | 20.22 | 7 | 0
2035 | NYISO_A-F_2_IESO | NYISO_A-F | IESO | Internal | Summer | B9 | 800 | 1600 | 0 | 15.3 | 20.22 | 7 | 0
2035 | NYISO_A-F_2_IESO | NYISO_A-F | IESO | Internal | Summer | B10 | 1262 | 1600 | 0 | 15.3 | 20.22 | 7 | 0
2035 | NYISO_A-F_2_IESO | NYISO_A-F | IESO | Internal | Winter | B16 | 25 | 1600 | 634.57 | 27.69 | 34.69 | 7 | 0
2035 | NYISO_A-F_2_IESO | NYISO_A-F | IESO | Internal | Winter | B17 | 100 | 1600 | 637.21 | 25.54 | 32.54 | 7 | 0
2035 | NYISO_A-F_2_IESO | NYISO_A-F | IESO | Internal | Winter | B18 | 400 | 1600 | 615.53 | 25.54 | 32.54 | 7 | 0
2035 | NYISO_A-F_2_IESO | NYISO_A-F | IESO | Internal | Winter | B19 | 700 | 1600 | 716.36 | 25.54 | 32.54 | 7 | 0
2035 | NYISO_A-F_2_IESO | NYISO_A-F | IESO | Internal | Winter | B20 | 935 | 1600 | 612.67 | 25.54 | 32.54 | 7 | 0
2035 | NYISO_A-F_2_NEISO | NYISO_A-F | NEISO | Internal | Shoulder | B11 | 25 | 600 | 0 | 24.42 | 12.34 | 3 | 0
2035 | NYISO_A-F_2_NEISO | NYISO_A-F | NEISO | Internal | Shoulder | B12 | 200 | 600 | 0 | 24.42 | 12.34 | 3 | 0
2035 | NYISO_A-F_2_NEISO | NYISO_A-F | NEISO | Internal | Shoulder | B13 | 600 | 600 | 0 | 17.13 | 12.34 | 3 | 0
2035 | NYISO_A-F_2_NEISO | NYISO_A-F | NEISO | Internal | Shoulder | B14 | 900 | 600 | 0 | 17.13 | 12.34 | 3 | 0
2035 | NYISO_A-F_2_NEISO | NYISO_A-F | NEISO | Internal | Shoulder | B15 | 1203 | 600 | 0 | 16.59 | 12.34 | 3 | 0
2035 | NYISO_A-F_2_NEISO | NYISO_A-F | NEISO | Internal | Summer | B1 | 10 | 600 | 600 | 48.96 | 69.17 | 3 | 17.22
2035 | NYISO_A-F_2_NEISO | NYISO_A-F | NEISO | Internal | Summer | B2 | 25 | 600 | 600 | 47.06 | 55 | 3 | 4.94
2035 | NYISO_A-F_2_NEISO | NYISO_A-F | NEISO | Internal | Summer | B3 | 75 | 600 | 0 | 41.85 | 30.28 | 3 | 0
2035 | NYISO_A-F_2_NEISO | NYISO_A-F | NEISO | Internal | Summer | B4 | 100 | 600 | 0 | 35.21 | 13.99 | 3 | 0
2035 | NYISO_A-F_2_NEISO | NYISO_A-F | NEISO | Internal | Summer | B5 | 200 | 600 | 0 | 34.77 | 9.77 | 3 | 0
2035 | NYISO_A-F_2_NEISO | NYISO_A-F | NEISO | Internal | Summer | B6 | 300 | 600 | 0 | 22.86 | 8.71 | 3 | 0
2035 | NYISO_A-F_2_NEISO | NYISO_A-F | NEISO | Internal | Summer | B7 | 400 | 600 | 0 | 19.88 | 8.71 | 3 | 0
2035 | NYISO_A-F_2_NEISO | NYISO_A-F | NEISO | Internal | Summer | B8 | 500 | 600 | 0 | 18.64 | 8.71 | 3 | 0
2035 | NYISO_A-F_2_NEISO | NYISO_A-F | NEISO | Internal | Summer | B9 | 800 | 600 | 0 | 15.3 | 8.71 | 3 | 0
2035 | NYISO_A-F_2_NEISO | NYISO_A-F | NEISO | Internal | Summer | B10 | 1262 | 600 | 0 | 15.3 | 8.71 | 3 | 0
2035 | NYISO_A-F_2_NEISO | NYISO_A-F | NEISO | Internal | Winter | B16 | 25 | 600 | 0 | 27.69 | 23.52 | 3 | 0
2035 | NYISO_A-F_2_NEISO | NYISO_A-F | NEISO | Internal | Winter | B17 | 100 | 600 | 0 | 25.54 | 23.52 | 3 | 0
2035 | NYISO_A-F_2_NEISO | NYISO_A-F | NEISO | Internal | Winter | B18 | 400 | 600 | 0 | 25.54 | 23.52 | 3 | 0
2035 | NYISO_A-F_2_NEISO | NYISO_A-F | NEISO | Internal | Winter | B19 | 700 | 600 | 0 | 25.54 | 23.52 | 3 | 0
2035 | NYISO_A-F_2_NEISO | NYISO_A-F | NEISO | Internal | Winter | B20 | 935 | 600 | 0 | 25.54 | 23.52 | 3 | 0
2035 | NYISO_A-F_2_NYISO_G-I | NYISO_A-F | NYISO_G-I | Internal | Shoulder | B11 | 25 | 4888 | 4888 | 24.42 | 34.5 | 0.01 | 10.07
2035 | NYISO_A-F_2_NYISO_G-I | NYISO_A-F | NYISO_G-I | Internal | Shoulder | B12 | 200 | 4888 | 4888 | 24.42 | 25.1 | 0.01 | 0.67
2035 | NYISO_A-F_2_NYISO_G-I | NYISO_A-F | NYISO_G-I | Internal | Shoulder | B13 | 600 | 4888 | 4440.15 | 17.13 | 17.14 | 0.01 | 0
2035 | NYISO_A-F_2_NYISO_G-I | NYISO_A-F | NYISO_G-I | Internal | Shoulder | B14 | 900 | 4888 | 3435.82 | 17.13 | 17.14 | 0.01 | 0
2035 | NYISO_A-F_2_NYISO_G-I | NYISO_A-F | NYISO_G-I | Internal | Shoulder | B15 | 1203 | 4888 | 1036.1 | 16.59 | 16.6 | 0.01 | 0
2035 | NYISO_A-F_2_NYISO_G-I | NYISO_A-F | NYISO_G-I | Internal | Summer | B1 | 10 | 4888 | 4888 | 48.96 | 72.16 | 0.01 | 23.19
2035 | NYISO_A-F_2_NYISO_G-I | NYISO_A-F | NYISO_G-I | Internal | Summer | B2 | 25 | 4888 | 4888 | 47.06 | 58 | 0.01 | 10.93
2035 | NYISO_A-F_2_NYISO_G-I | NYISO_A-F | NYISO_G-I | Internal | Summer | B3 | 75 | 4888 | 4888 | 41.85 | 55.58 | 0.01 | 13.72
2035 | NYISO_A-F_2_NYISO_G-I | NYISO_A-F | NYISO_G-I | Internal | Summer | B4 | 100 | 4888 | 4888 | 35.21 | 55.58 | 0.01 | 20.37
2035 | NYISO_A-F_2_NYISO_G-I | NYISO_A-F | NYISO_G-I | Internal | Summer | B5 | 200 | 4888 | 4888 | 34.77 | 53.18 | 0.01 | 18.4
2035 | NYISO_A-F_2_NYISO_G-I | NYISO_A-F | NYISO_G-I | Internal | Summer | B6 | 300 | 4888 | 4888 | 22.86 | 35.39 | 0.01 | 12.51
2035 | NYISO_A-F_2_NYISO_G-I | NYISO_A-F | NYISO_G-I | Internal | Summer | B7 | 400 | 4888 | 4888 | 19.88 | 29.29 | 0.01 | 9.4
2035 | NYISO_A-F_2_NYISO_G-I | NYISO_A-F | NYISO_G-I | Internal | Summer | B8 | 500 | 4888 | 4888 | 18.64 | 29.29 | 0.01 | 10.64
2035 | NYISO_A-F_2_NYISO_G-I | NYISO_A-F | NYISO_G-I | Internal | Summer | B9 | 800 | 4888 | 4045.5 | 15.3 | 15.31 | 0.01 | 0
2035 | NYISO_A-F_2_NYISO_G-I | NYISO_A-F | NYISO_G-I | Internal | Summer | B10 | 1262 | 4888 | 1494.07 | 15.3 | 15.31 | 0.01 | 0
2035 | NYISO_A-F_2_NYISO_G-I | NYISO_A-F | NYISO_G-I | Internal | Winter | B16 | 25 | 4888 | 4888 | 27.69 | 52.57 | 0.01 | 24.86
2035 | NYISO_A-F_2_NYISO_G-I | NYISO_A-F | NYISO_G-I | Internal | Winter | B17 | 100 | 4888 | 4888 | 25.54 | 48.64 | 0.01 | 23.08
2035 | NYISO_A-F_2_NYISO_G-I | NYISO_A-F | NYISO_G-I | Internal | Winter | B18 | 400 | 4888 | 4888 | 25.54 | 33.29 | 0.01 | 7.74
2035 | NYISO_A-F_2_NYISO_G-I | NYISO_A-F | NYISO_G-I | Internal | Winter | B19 | 700 | 4888 | 4888 | 25.54 | 29.8 | 0.01 | 4.25
2035 | NYISO_A-F_2_NYISO_G-I | NYISO_A-F | NYISO_G-I | Internal | Winter | B20 | 935 | 4888 | 4888 | 25.54 | 26.51 | 0.01 | 0.95
2035 | NYISO_A-F_2_PJM_ROM | NYISO_A-F | PJM_ROM | Internal | Shoulder | B11 | 25 | 1000 | 1000 | 24.42 | 33.93 | 8 | 1.51
2035 | NYISO_A-F_2_PJM_ROM | NYISO_A-F | PJM_ROM | Internal | Shoulder | B12 | 200 | 1000 | 0 | 24.42 | 27.5 | 8 | 0
2035 | NYISO_A-F_2_PJM_ROM | NYISO_A-F | PJM_ROM | Internal | Shoulder | B13 | 600 | 1000 | 0 | 17.13 | 24.95 | 8 | 0
2035 | NYISO_A-F_2_PJM_ROM | NYISO_A-F | PJM_ROM | Internal | Shoulder | B14 | 900 | 1000 | 0 | 17.13 | 19.79 | 8 | 0
2035 | NYISO_A-F_2_PJM_ROM | NYISO_A-F | PJM_ROM | Internal | Shoulder | B15 | 1203 | 1000 | 0 | 16.59 | 17.04 | 8 | 0
2035 | NYISO_A-F_2_PJM_ROM | NYISO_A-F | PJM_ROM | Internal | Summer | B1 | 10 | 1000 | 1000 | 48.96 | 60.97 | 8 | 4.01
2035 | NYISO_A-F_2_PJM_ROM | NYISO_A-F | PJM_ROM | Internal | Summer | B2 | 25 | 1000 | 908.58 | 47.06 | 55.06 | 8 | 0
2035 | NYISO_A-F_2_PJM_ROM | NYISO_A-F | PJM_ROM | Internal | Summer | B3 | 75 | 1000 | 747.31 | 41.85 | 49.85 | 8 | 0
2035 | NYISO_A-F_2_PJM_ROM | NYISO_A-F | PJM_ROM | Internal | Summer | B4 | 100 | 1000 | 1000 | 35.21 | 47.18 | 8 | 3.98
2035 | NYISO_A-F_2_PJM_ROM | NYISO_A-F | PJM_ROM | Internal | Summer | B5 | 200 | 1000 | 1000 | 34.77 | 47.18 | 8 | 4.42
2035 | NYISO_A-F_2_PJM_ROM | NYISO_A-F | PJM_ROM | Internal | Summer | B6 | 300 | 1000 | 1000 | 22.86 | 43.32 | 8 | 12.46
2035 | NYISO_A-F_2_PJM_ROM | NYISO_A-F | PJM_ROM | Internal | Summer | B7 | 400 | 1000 | 838.07 | 19.88 | 27.88 | 8 | 0
2035 | NYISO_A-F_2_PJM_ROM | NYISO_A-F | PJM_ROM | Internal | Summer | B8 | 500 | 1000 | 90.24 | 18.64 | 26.64 | 8 | 0
2035 | NYISO_A-F_2_PJM_ROM | NYISO_A-F | PJM_ROM | Internal | Summer | B9 | 800 | 1000 | 0 | 15.3 | 19.5 | 8 | 0
2035 | NYISO_A-F_2_PJM_ROM | NYISO_A-F | PJM_ROM | Internal | Summer | B10 | 1262 | 1000 | 0 | 15.3 | 16.17 | 8 | 0
2035 | NYISO_A-F_2_PJM_ROM | NYISO_A-F | PJM_ROM | Internal | Winter | B16 | 25 | 1000 | 1000 | 27.69 | 41.35 | 8 | 5.66
2035 | NYISO_A-F_2_PJM_ROM | NYISO_A-F | PJM_ROM | Internal | Winter | B17 | 100 | 1000 | 0 | 25.54 | 32.11 | 8 | 0
2035 | NYISO_A-F_2_PJM_ROM | NYISO_A-F | PJM_ROM | Internal | Winter | B18 | 400 | 1000 | 0 | 25.54 | 27.28 | 8 | 0
2035 | NYISO_A-F_2_PJM_ROM | NYISO_A-F | PJM_ROM | Internal | Winter | B19 | 700 | 1000 | 0 | 25.54 | 26.54 | 8 | 0
2035 | NYISO_A-F_2_PJM_ROM | NYISO_A-F | PJM_ROM | Internal | Winter | B20 | 935 | 1000 | 0 | 25.54 | 22.99 | 8 | 0
2035 | NYISO_G-I_2_NEISO | NYISO_G-I | NEISO | Internal | Shoulder | B11 | 25 | 600 | 0 | 34.5 | 12.34 | 3 | 0
2035 | NYISO_G-I_2_NEISO | NYISO_G-I | NEISO | Internal | Shoulder | B12 | 200 | 600 | 0 | 25.1 | 12.34 | 3 | 0
2035 | NYISO_G-I_2_NEISO | NYISO_G-I | NEISO | Internal | Shoulder | B13 | 600 | 600 | 0 | 17.14 | 12.34 | 3 | 0
2035 | NYISO_G-I_2_NEISO | NYISO_G-I | NEISO | Internal | Shoulder | B14 | 900 | 600 | 0 | 17.14 | 12.34 | 3 | 0
2035 | NYISO_G-I_2_NEISO | NYISO_G-I | NEISO | Internal | Shoulder | B15 | 1203 | 600 | 0 | 16.6 | 12.34 | 3 | 0
2035 | NYISO_G-I_2_NEISO | NYISO_G-I | NEISO | Internal | Summer | B1 | 10 | 600 | 0 | 72.16 | 69.17 | 3 | 0
2035 | NYISO_G-I_2_NEISO | NYISO_G-I | NEISO | Internal | Summer | B2 | 25 | 600 | 0 | 58 | 55 | 3 | 0
2035 | NYISO_G-I_2_NEISO | NYISO_G-I | NEISO | Internal | Summer | B3 | 75 | 600 | 0 | 55.58 | 30.28 | 3 | 0
2035 | NYISO_G-I_2_NEISO | NYISO_G-I | NEISO | Internal | Summer | B4 | 100 | 600 | 0 | 55.58 | 13.99 | 3 | 0
2035 | NYISO_G-I_2_NEISO | NYISO_G-I | NEISO | Internal | Summer | B5 | 200 | 600 | 0 | 53.18 | 9.77 | 3 | 0
2035 | NYISO_G-I_2_NEISO | NYISO_G-I | NEISO | Internal | Summer | B6 | 300 | 600 | 0 | 35.39 | 8.71 | 3 | 0
2035 | NYISO_G-I_2_NEISO | NYISO_G-I | NEISO | Internal | Summer | B7 | 400 | 600 | 0 | 29.29 | 8.71 | 3 | 0
2035 | NYISO_G-I_2_NEISO | NYISO_G-I | NEISO | Internal | Summer | B8 | 500 | 600 | 0 | 29.29 | 8.71 | 3 | 0
2035 | NYISO_G-I_2_NEISO | NYISO_G-I | NEISO | Internal | Summer | B9 | 800 | 600 | 0 | 15.31 | 8.71 | 3 | 0
2035 | NYISO_G-I_2_NEISO | NYISO_G-I | NEISO | Internal | Summer | B10 | 1262 | 600 | 0 | 15.31 | 8.71 | 3 | 0
2035 | NYISO_G-I_2_NEISO | NYISO_G-I | NEISO | Internal | Winter | B16 | 25 | 600 | 0 | 52.57 | 23.52 | 3 | 0
2035 | NYISO_G-I_2_NEISO | NYISO_G-I | NEISO | Internal | Winter | B17 | 100 | 600 | 0 | 48.64 | 23.52 | 3 | 0
2035 | NYISO_G-I_2_NEISO | NYISO_G-I | NEISO | Internal | Winter | B18 | 400 | 600 | 0 | 33.29 | 23.52 | 3 | 0
2035 | NYISO_G-I_2_NEISO | NYISO_G-I | NEISO | Internal | Winter | B19 | 700 | 600 | 0 | 29.8 | 23.52 | 3 | 0
2035 | NYISO_G-I_2_NEISO | NYISO_G-I | NEISO | Internal | Winter | B20 | 935 | 600 | 0 | 26.51 | 23.52 | 3 | 0
2035 | NYISO_G-I_2_NYISO_A-F | NYISO_G-I | NYISO_A-F | Internal | Shoulder | B11 | 25 | 2637 | 0 | 34.5 | 24.42 | 0.01 | 0
2035 | NYISO_G-I_2_NYISO_A-F | NYISO_G-I | NYISO_A-F | Internal | Shoulder | B12 | 200 | 2637 | 0 | 25.1 | 24.42 | 0.01 | 0
2035 | NYISO_G-I_2_NYISO_A-F | NYISO_G-I | NYISO_A-F | Internal | Shoulder | B13 | 600 | 2637 | 0 | 17.14 | 17.13 | 0.01 | 0
2035 | NYISO_G-I_2_NYISO_A-F | NYISO_G-I | NYISO_A-F | Internal | Shoulder | B14 | 900 | 2637 | 0 | 17.14 | 17.13 | 0.01 | 0
2035 | NYISO_G-I_2_NYISO_A-F | NYISO_G-I | NYISO_A-F | Internal | Shoulder | B15 | 1203 | 2637 | 0 | 16.6 | 16.59 | 0.01 | 0
2035 | NYISO_G-I_2_NYISO_A-F | NYISO_G-I | NYISO_A-F | Internal | Summer | B1 | 10 | 2637 | 0 | 72.16 | 48.96 | 0.01 | 0
2035 | NYISO_G-I_2_NYISO_A-F | NYISO_G-I | NYISO_A-F | Internal | Summer | B2 | 25 | 2637 | 0 | 58 | 47.06 | 0.01 | 0
2035 | NYISO_G-I_2_NYISO_A-F | NYISO_G-I | NYISO_A-F | Internal | Summer | B3 | 75 | 2637 | 0 | 55.58 | 41.85 | 0.01 | 0
2035 | NYISO_G-I_2_NYISO_A-F | NYISO_G-I | NYISO_A-F | Internal | Summer | B4 | 100 | 2637 | 0 | 55.58 | 35.21 | 0.01 | 0
2035 | NYISO_G-I_2_NYISO_A-F | NYISO_G-I | NYISO_A-F | Internal | Summer | B5 | 200 | 2637 | 0 | 53.18 | 34.77 | 0.01 | 0
2035 | NYISO_G-I_2_NYISO_A-F | NYISO_G-I | NYISO_A-F | Internal | Summer | B6 | 300 | 2637 | 0 | 35.39 | 22.86 | 0.01 | 0
2035 | NYISO_G-I_2_NYISO_A-F | NYISO_G-I | NYISO_A-F | Internal | Summer | B7 | 400 | 2637 | 0 | 29.29 | 19.88 | 0.01 | 0
2035 | NYISO_G-I_2_NYISO_A-F | NYISO_G-I | NYISO_A-F | Internal | Summer | B8 | 500 | 2637 | 0 | 29.29 | 18.64 | 0.01 | 0
2035 | NYISO_G-I_2_NYISO_A-F | NYISO_G-I | NYISO_A-F | Internal | Summer | B9 | 800 | 2637 | 0 | 15.31 | 15.3 | 0.01 | 0
2035 | NYISO_G-I_2_NYISO_A-F | NYISO_G-I | NYISO_A-F | Internal | Summer | B10 | 1262 | 2637 | 0 | 15.31 | 15.3 | 0.01 | 0
2035 | NYISO_G-I_2_NYISO_A-F | NYISO_G-I | NYISO_A-F | Internal | Winter | B16 | 25 | 2637 | 0 | 52.57 | 27.69 | 0.01 | 0
2035 | NYISO_G-I_2_NYISO_A-F | NYISO_G-I | NYISO_A-F | Internal | Winter | B17 | 100 | 2637 | 0 | 48.64 | 25.54 | 0.01 | 0
2035 | NYISO_G-I_2_NYISO_A-F | NYISO_G-I | NYISO_A-F | Internal | Winter | B18 | 400 | 2637 | 0 | 33.29 | 25.54 | 0.01 | 0
2035 | NYISO_G-I_2_NYISO_A-F | NYISO_G-I | NYISO_A-F | Internal | Winter | B19 | 700 | 2637 | 0 | 29.8 | 25.54 | 0.01 | 0
2035 | NYISO_G-I_2_NYISO_A-F | NYISO_G-I | NYISO_A-F | Internal | Winter | B20 | 935 | 2637 | 0 | 26.51 | 25.54 | 0.01 | 0
2035 | NYISO_G-I_2_NYISO_J-K | NYISO_G-I | NYISO_J-K | Internal | Shoulder | B11 | 25 | 6130 | 4928.99 | 34.5 | 34.51 | 0.01 | 0
2035 | NYISO_G-I_2_NYISO_J-K | NYISO_G-I | NYISO_J-K | Internal | Shoulder | B12 | 200 | 6130 | 4999.2 | 25.1 | 25.12 | 0.01 | 0
2035 | NYISO_G-I_2_NYISO_J-K | NYISO_G-I | NYISO_J-K | Internal | Shoulder | B13 | 600 | 6130 | 4673.74 | 17.14 | 17.15 | 0.01 | 0
2035 | NYISO_G-I_2_NYISO_J-K | NYISO_G-I | NYISO_J-K | Internal | Shoulder | B14 | 900 | 6130 | 3839.69 | 17.14 | 17.15 | 0.01 | 0
2035 | NYISO_G-I_2_NYISO_J-K | NYISO_G-I | NYISO_J-K | Internal | Shoulder | B15 | 1203 | 6130 | 1914.53 | 16.6 | 16.61 | 0.01 | 0
2035 | NYISO_G-I_2_NYISO_J-K | NYISO_G-I | NYISO_J-K | Internal | Summer | B1 | 10 | 6130 | 3429.35 | 72.16 | 72.17 | 0.01 | 0
2035 | NYISO_G-I_2_NYISO_J-K | NYISO_G-I | NYISO_J-K | Internal | Summer | B2 | 25 | 6130 | 3780.81 | 58 | 58.01 | 0.01 | 0
2035 | NYISO_G-I_2_NYISO_J-K | NYISO_G-I | NYISO_J-K | Internal | Summer | B3 | 75 | 6130 | 4454.31 | 55.58 | 55.6 | 0.01 | 0
2035 | NYISO_G-I_2_NYISO_J-K | NYISO_G-I | NYISO_J-K | Internal | Summer | B4 | 100 | 6130 | 5245.5 | 55.58 | 55.6 | 0.01 | 0
2035 | NYISO_G-I_2_NYISO_J-K | NYISO_G-I | NYISO_J-K | Internal | Summer | B5 | 200 | 6130 | 4895.24 | 53.18 | 53.19 | 0.01 | 0
2035 | NYISO_G-I_2_NYISO_J-K | NYISO_G-I | NYISO_J-K | Internal | Summer | B6 | 300 | 6130 | 5107.71 | 35.39 | 35.4 | 0.01 | 0
2035 | NYISO_G-I_2_NYISO_J-K | NYISO_G-I | NYISO_J-K | Internal | Summer | B7 | 400 | 6130 | 5314.94 | 29.29 | 29.3 | 0.01 | 0
2035 | NYISO_G-I_2_NYISO_J-K | NYISO_G-I | NYISO_J-K | Internal | Summer | B8 | 500 | 6130 | 5482.86 | 29.29 | 29.3 | 0.01 | 0
2035 | NYISO_G-I_2_NYISO_J-K | NYISO_G-I | NYISO_J-K | Internal | Summer | B9 | 800 | 6130 | 4869.83 | 15.31 | 15.32 | 0.01 | 0
2035 | NYISO_G-I_2_NYISO_J-K | NYISO_G-I | NYISO_J-K | Internal | Summer | B10 | 1262 | 6130 | 2816.35 | 15.31 | 15.32 | 0.01 | 0
2035 | NYISO_G-I_2_NYISO_J-K | NYISO_G-I | NYISO_J-K | Internal | Winter | B16 | 25 | 6130 | 5791.21 | 52.57 | 52.58 | 0.01 | 0
2035 | NYISO_G-I_2_NYISO_J-K | NYISO_G-I | NYISO_J-K | Internal | Winter | B17 | 100 | 6130 | 5933.55 | 48.64 | 48.65 | 0.01 | 0
2035 | NYISO_G-I_2_NYISO_J-K | NYISO_G-I | NYISO_J-K | Internal | Winter | B18 | 400 | 6130 | 5837.99 | 33.29 | 33.31 | 0.01 | 0
2035 | NYISO_G-I_2_NYISO_J-K | NYISO_G-I | NYISO_J-K | Internal | Winter | B19 | 700 | 6130 | 5699.52 | 29.8 | 29.81 | 0.01 | 0
2035 | NYISO_G-I_2_NYISO_J-K | NYISO_G-I | NYISO_J-K | Internal | Winter | B20 | 935 | 6130 | 5536.85 | 26.51 | 26.52 | 0.01 | 0
2035 | NYISO_G-I_2_PJM_E | NYISO_G-I | PJM_E | Internal | Shoulder | B11 | 25 | 1500 | 0 | 34.5 | 33.92 | 8 | 0
2035 | NYISO_G-I_2_PJM_E | NYISO_G-I | PJM_E | Internal | Shoulder | B12 | 200 | 1500 | 0 | 25.1 | 27.49 | 8 | 0
2035 | NYISO_G-I_2_PJM_E | NYISO_G-I | PJM_E | Internal | Shoulder | B13 | 600 | 1500 | 0 | 17.14 | 24.94 | 8 | 0
2035 | NYISO_G-I_2_PJM_E | NYISO_G-I | PJM_E | Internal | Shoulder | B14 | 900 | 1500 | 0 | 17.14 | 19.78 | 8 | 0
2035 | NYISO_G-I_2_PJM_E | NYISO_G-I | PJM_E | Internal | Shoulder | B15 | 1203 | 1500 | 0 | 16.6 | 17.03 | 8 | 0
2035 | NYISO_G-I_2_PJM_E | NYISO_G-I | PJM_E | Internal | Summer | B1 | 10 | 1500 | 0 | 72.16 | 66.16 | 8 | 0
2035 | NYISO_G-I_2_PJM_E | NYISO_G-I | PJM_E | Internal | Summer | B2 | 25 | 1500 | 0 | 58 | 55.08 | 8 | 0
2035 | NYISO_G-I_2_PJM_E | NYISO_G-I | PJM_E | Internal | Summer | B3 | 75 | 1500 | 0 | 55.58 | 49.86 | 8 | 0
2035 | NYISO_G-I_2_PJM_E | NYISO_G-I | PJM_E | Internal | Summer | B4 | 100 | 1500 | 0 | 55.58 | 47.19 | 8 | 0
2035 | NYISO_G-I_2_PJM_E | NYISO_G-I | PJM_E | Internal | Summer | B5 | 200 | 1500 | 0 | 53.18 | 47.19 | 8 | 0
2035 | NYISO_G-I_2_PJM_E | NYISO_G-I | PJM_E | Internal | Summer | B6 | 300 | 1500 | 0 | 35.39 | 43.31 | 8 | 0
2035 | NYISO_G-I_2_PJM_E | NYISO_G-I | PJM_E | Internal | Summer | B7 | 400 | 1500 | 0 | 29.29 | 27.89 | 8 | 0
2035 | NYISO_G-I_2_PJM_E | NYISO_G-I | PJM_E | Internal | Summer | B8 | 500 | 1500 | 0 | 29.29 | 26.63 | 8 | 0
2035 | NYISO_G-I_2_PJM_E | NYISO_G-I | PJM_E | Internal | Summer | B9 | 800 | 1500 | 0 | 15.31 | 19.49 | 8 | 0
2035 | NYISO_G-I_2_PJM_E | NYISO_G-I | PJM_E | Internal | Summer | B10 | 1262 | 1500 | 0 | 15.31 | 16.16 | 8 | 0
2035 | NYISO_G-I_2_PJM_E | NYISO_G-I | PJM_E | Internal | Winter | B16 | 25 | 1500 | 0 | 52.57 | 41.36 | 8 | 0
2035 | NYISO_G-I_2_PJM_E | NYISO_G-I | PJM_E | Internal | Winter | B17 | 100 | 1500 | 0 | 48.64 | 32.12 | 8 | 0
2035 | NYISO_G-I_2_PJM_E | NYISO_G-I | PJM_E | Internal | Winter | B18 | 400 | 1500 | 0 | 33.29 | 27.29 | 8 | 0
2035 | NYISO_G-I_2_PJM_E | NYISO_G-I | PJM_E | Internal | Winter | B19 | 700 | 1500 | 0 | 29.8 | 26.56 | 8 | 0
2035 | NYISO_G-I_2_PJM_E | NYISO_G-I | PJM_E | Internal | Winter | B20 | 935 | 1500 | 0 | 26.51 | 23 | 8 | 0
2035 | NYISO_J-K_2_PJM_E | NYISO_J-K | PJM_E | Internal | Shoulder | B11 | 25 | 330 | 0 | 34.51 | 33.92 | 8 | 0
2035 | NYISO_J-K_2_PJM_E | NYISO_J-K | PJM_E | Internal | Shoulder | B12 | 200 | 330 | 0 | 25.12 | 27.49 | 8 | 0
2035 | NYISO_J-K_2_PJM_E | NYISO_J-K | PJM_E | Internal | Shoulder | B13 | 600 | 330 | 0 | 17.15 | 24.94 | 8 | 0
2035 | NYISO_J-K_2_PJM_E | NYISO_J-K | PJM_E | Internal | Shoulder | B14 | 900 | 330 | 0 | 17.15 | 19.78 | 8 | 0
2035 | NYISO_J-K_2_PJM_E | NYISO_J-K | PJM_E | Internal | Shoulder | B15 | 1203 | 330 | 0 | 16.61 | 17.03 | 8 | 0
2035 | NYISO_J-K_2_PJM_E | NYISO_J-K | PJM_E | Internal | Summer | B1 | 10 | 330 | 0 | 72.17 | 66.16 | 8 | 0
2035 | NYISO_J-K_2_PJM_E | NYISO_J-K | PJM_E | Internal | Summer | B2 | 25 | 330 | 0 | 58.01 | 55.08 | 8 | 0
2035 | NYISO_J-K_2_PJM_E | NYISO_J-K | PJM_E | Internal | Summer | B3 | 75 | 330 | 0 | 55.6 | 49.86 | 8 | 0
2035 | NYISO_J-K_2_PJM_E | NYISO_J-K | PJM_E | Internal | Summer | B4 | 100 | 330 | 0 | 55.6 | 47.19 | 8 | 0
2035 | NYISO_J-K_2_PJM_E | NYISO_J-K | PJM_E | Internal | Summer | B5 | 200 | 330 | 0 | 53.19 | 47.19 | 8 | 0
2035 | NYISO_J-K_2_PJM_E | NYISO_J-K | PJM_E | Internal | Summer | B6 | 300 | 330 | 0 | 35.4 | 43.31 | 8 | 0
2035 | NYISO_J-K_2_PJM_E | NYISO_J-K | PJM_E | Internal | Summer | B7 | 400 | 330 | 0 | 29.3 | 27.89 | 8 | 0
2035 | NYISO_J-K_2_PJM_E | NYISO_J-K | PJM_E | Internal | Summer | B8 | 500 | 330 | 0 | 29.3 | 26.63 | 8 | 0
2035 | NYISO_J-K_2_PJM_E | NYISO_J-K | PJM_E | Internal | Summer | B9 | 800 | 330 | 0 | 15.32 | 19.49 | 8 | 0
2035 | NYISO_J-K_2_PJM_E | NYISO_J-K | PJM_E | Internal | Summer | B10 | 1262 | 330 | 0 | 15.32 | 16.16 | 8 | 0
2035 | NYISO_J-K_2_PJM_E | NYISO_J-K | PJM_E | Internal | Winter | B16 | 25 | 330 | 0 | 52.58 | 41.36 | 8 | 0
2035 | NYISO_J-K_2_PJM_E | NYISO_J-K | PJM_E | Internal | Winter | B17 | 100 | 330 | 0 | 48.65 | 32.12 | 8 | 0
2035 | NYISO_J-K_2_PJM_E | NYISO_J-K | PJM_E | Internal | Winter | B18 | 400 | 330 | 0 | 33.31 | 27.29 | 8 | 0
2035 | NYISO_J-K_2_PJM_E | NYISO_J-K | PJM_E | Internal | Winter | B19 | 700 | 330 | 0 | 29.81 | 26.56 | 8 | 0
2035 | NYISO_J-K_2_PJM_E | NYISO_J-K | PJM_E | Internal | Winter | B20 | 935 | 330 | 0 | 26.52 | 23 | 8 | 0
2035 | PJM_E_2_NYISO_G-I | PJM_E | NYISO_G-I | Internal | Shoulder | B11 | 25 | 500 | 0 | 33.92 | 34.5 | 6 | 0
2035 | PJM_E_2_NYISO_G-I | PJM_E | NYISO_G-I | Internal | Shoulder | B12 | 200 | 500 | 0 | 27.49 | 25.1 | 6 | 0
2035 | PJM_E_2_NYISO_G-I | PJM_E | NYISO_G-I | Internal | Shoulder | B13 | 600 | 500 | 0 | 24.94 | 17.14 | 6 | 0
2035 | PJM_E_2_NYISO_G-I | PJM_E | NYISO_G-I | Internal | Shoulder | B14 | 900 | 500 | 0 | 19.78 | 17.14 | 6 | 0
2035 | PJM_E_2_NYISO_G-I | PJM_E | NYISO_G-I | Internal | Shoulder | B15 | 1203 | 500 | 0 | 17.03 | 16.6 | 6 | 0
2035 | PJM_E_2_NYISO_G-I | PJM_E | NYISO_G-I | Internal | Summer | B1 | 10 | 500 | 133.46 | 66.16 | 72.16 | 6 | 0
2035 | PJM_E_2_NYISO_G-I | PJM_E | NYISO_G-I | Internal | Summer | B2 | 25 | 500 | 0 | 55.08 | 58 | 6 | 0
2035 | PJM_E_2_NYISO_G-I | PJM_E | NYISO_G-I | Internal | Summer | B3 | 75 | 500 | 0 | 49.86 | 55.58 | 6 | 0
2035 | PJM_E_2_NYISO_G-I | PJM_E | NYISO_G-I | Internal | Summer | B4 | 100 | 500 | 500 | 47.19 | 55.58 | 6 | 2.39
2035 | PJM_E_2_NYISO_G-I | PJM_E | NYISO_G-I | Internal | Summer | B5 | 200 | 500 | 0 | 47.19 | 53.18 | 6 | 0
2035 | PJM_E_2_NYISO_G-I | PJM_E | NYISO_G-I | Internal | Summer | B6 | 300 | 500 | 0 | 43.31 | 35.39 | 6 | 0
2035 | PJM_E_2_NYISO_G-I | PJM_E | NYISO_G-I | Internal | Summer | B7 | 400 | 500 | 0 | 27.89 | 29.29 | 6 | 0
2035 | PJM_E_2_NYISO_G-I | PJM_E | NYISO_G-I | Internal | Summer | B8 | 500 | 500 | 0 | 26.63 | 29.29 | 6 | 0
2035 | PJM_E_2_NYISO_G-I | PJM_E | NYISO_G-I | Internal | Summer | B9 | 800 | 500 | 0 | 19.49 | 15.31 | 6 | 0
2035 | PJM_E_2_NYISO_G-I | PJM_E | NYISO_G-I | Internal | Summer | B10 | 1262 | 500 | 0 | 16.16 | 15.31 | 6 | 0
2035 | PJM_E_2_NYISO_G-I | PJM_E | NYISO_G-I | Internal | Winter | B16 | 25 | 500 | 500 | 41.36 | 52.57 | 6 | 5.2
2035 | PJM_E_2_NYISO_G-I | PJM_E | NYISO_G-I | Internal | Winter | B17 | 100 | 500 | 500 | 32.12 | 48.64 | 6 | 10.52
2035 | PJM_E_2_NYISO_G-I | PJM_E | NYISO_G-I | Internal | Winter | B18 | 400 | 500 | 328.72 | 27.29 | 33.29 | 6 | 0
2035 | PJM_E_2_NYISO_G-I | PJM_E | NYISO_G-I | Internal | Winter | B19 | 700 | 500 | 0 | 26.56 | 29.8 | 6 | 0
2035 | PJM_E_2_NYISO_G-I | PJM_E | NYISO_G-I | Internal | Winter | B20 | 935 | 500 | 0 | 23 | 26.51 | 6 | 0
2035 | PJM_E_2_NYISO_J-K | PJM_E | NYISO_J-K | Internal | Shoulder | B11 | 25 | 330 | 0 | 33.92 | 34.51 | 6 | 0
2035 | PJM_E_2_NYISO_J-K | PJM_E | NYISO_J-K | Internal | Shoulder | B12 | 200 | 330 | 0 | 27.49 | 25.12 | 6 | 0
2035 | PJM_E_2_NYISO_J-K | PJM_E | NYISO_J-K | Internal | Shoulder | B13 | 600 | 330 | 0 | 24.94 | 17.15 | 6 | 0
2035 | PJM_E_2_NYISO_J-K | PJM_E | NYISO_J-K | Internal | Shoulder | B14 | 900 | 330 | 0 | 19.78 | 17.15 | 6 | 0
2035 | PJM_E_2_NYISO_J-K | PJM_E | NYISO_J-K | Internal | Shoulder | B15 | 1203 | 330 | 0 | 17.03 | 16.61 | 6 | 0
2035 | PJM_E_2_NYISO_J-K | PJM_E | NYISO_J-K | Internal | Summer | B1 | 10 | 330 | 330 | 66.16 | 72.17 | 6 | 0.01
2035 | PJM_E_2_NYISO_J-K | PJM_E | NYISO_J-K | Internal | Summer | B2 | 25 | 330 | 0 | 55.08 | 58.01 | 6 | 0
2035 | PJM_E_2_NYISO_J-K | PJM_E | NYISO_J-K | Internal | Summer | B3 | 75 | 330 | 0 | 49.86 | 55.6 | 6 | 0
2035 | PJM_E_2_NYISO_J-K | PJM_E | NYISO_J-K | Internal | Summer | B4 | 100 | 330 | 330 | 47.19 | 55.6 | 6 | 2.4
2035 | PJM_E_2_NYISO_J-K | PJM_E | NYISO_J-K | Internal | Summer | B5 | 200 | 330 | 157.33 | 47.19 | 53.19 | 6 | 0
2035 | PJM_E_2_NYISO_J-K | PJM_E | NYISO_J-K | Internal | Summer | B6 | 300 | 330 | 0 | 43.31 | 35.4 | 6 | 0
2035 | PJM_E_2_NYISO_J-K | PJM_E | NYISO_J-K | Internal | Summer | B7 | 400 | 330 | 0 | 27.89 | 29.3 | 6 | 0
2035 | PJM_E_2_NYISO_J-K | PJM_E | NYISO_J-K | Internal | Summer | B8 | 500 | 330 | 0 | 26.63 | 29.3 | 6 | 0
2035 | PJM_E_2_NYISO_J-K | PJM_E | NYISO_J-K | Internal | Summer | B9 | 800 | 330 | 0 | 19.49 | 15.32 | 6 | 0
2035 | PJM_E_2_NYISO_J-K | PJM_E | NYISO_J-K | Internal | Summer | B10 | 1262 | 330 | 0 | 16.16 | 15.32 | 6 | 0
2035 | PJM_E_2_NYISO_J-K | PJM_E | NYISO_J-K | Internal | Winter | B16 | 25 | 330 | 330 | 41.36 | 52.58 | 6 | 5.21
2035 | PJM_E_2_NYISO_J-K | PJM_E | NYISO_J-K | Internal | Winter | B17 | 100 | 330 | 330 | 32.12 | 48.65 | 6 | 10.53
2035 | PJM_E_2_NYISO_J-K | PJM_E | NYISO_J-K | Internal | Winter | B18 | 400 | 330 | 330 | 27.29 | 33.31 | 6 | 0.01
2035 | PJM_E_2_NYISO_J-K | PJM_E | NYISO_J-K | Internal | Winter | B19 | 700 | 330 | 0 | 26.56 | 29.81 | 6 | 0
2035 | PJM_E_2_NYISO_J-K | PJM_E | NYISO_J-K | Internal | Winter | B20 | 935 | 330 | 0 | 23 | 26.52 | 6 | 0
2035 | PJM_E_2_PJM_ROM | PJM_E | PJM_ROM | Internal | Shoulder | B11 | 25 | 8000 | 489.57 | 33.92 | 33.93 | 0.01 | 0
2035 | PJM_E_2_PJM_ROM | PJM_E | PJM_ROM | Internal | Shoulder | B12 | 200 | 8000 | 546.78 | 27.49 | 27.5 | 0.01 | 0
2035 | PJM_E_2_PJM_ROM | PJM_E | PJM_ROM | Internal | Shoulder | B13 | 600 | 8000 | 522.55 | 24.94 | 24.95 | 0.01 | 0
2035 | PJM_E_2_PJM_ROM | PJM_E | PJM_ROM | Internal | Shoulder | B14 | 900 | 8000 | 1652.25 | 19.78 | 19.79 | 0.01 | 0
2035 | PJM_E_2_PJM_ROM | PJM_E | PJM_ROM | Internal | Shoulder | B15 | 1203 | 8000 | 214.97 | 17.03 | 17.04 | 0.01 | 0
2035 | PJM_E_2_PJM_ROM | PJM_E | PJM_ROM | Internal | Summer | B1 | 10 | 8000 | 0 | 66.16 | 60.97 | 0.01 | 0
2035 | PJM_E_2_PJM_ROM | PJM_E | PJM_ROM | Internal | Summer | B2 | 25 | 8000 | 0 | 55.08 | 55.06 | 0.01 | 0
2035 | PJM_E_2_PJM_ROM | PJM_E | PJM_ROM | Internal | Summer | B3 | 75 | 8000 | 0 | 49.86 | 49.85 | 0.01 | 0
2035 | PJM_E_2_PJM_ROM | PJM_E | PJM_ROM | Internal | Summer | B4 | 100 | 8000 | 0 | 47.19 | 47.18 | 0.01 | 0
2035 | PJM_E_2_PJM_ROM | PJM_E | PJM_ROM | Internal | Summer | B5 | 200 | 8000 | 0 | 47.19 | 47.18 | 0.01 | 0
2035 | PJM_E_2_PJM_ROM | PJM_E | PJM_ROM | Internal | Summer | B6 | 300 | 8000 | 1309.71 | 43.31 | 43.32 | 0.01 | 0
2035 | PJM_E_2_PJM_ROM | PJM_E | PJM_ROM | Internal | Summer | B7 | 400 | 8000 | 0 | 27.89 | 27.88 | 0.01 | 0
2035 | PJM_E_2_PJM_ROM | PJM_E | PJM_ROM | Internal | Summer | B8 | 500 | 8000 | 296.43 | 26.63 | 26.64 | 0.01 | 0
2035 | PJM_E_2_PJM_ROM | PJM_E | PJM_ROM | Internal | Summer | B9 | 800 | 8000 | 1489.59 | 19.49 | 19.5 | 0.01 | 0
2035 | PJM_E_2_PJM_ROM | PJM_E | PJM_ROM | Internal | Summer | B10 | 1262 | 8000 | 1264.53 | 16.16 | 16.17 | 0.01 | 0
2035 | PJM_E_2_PJM_ROM | PJM_E | PJM_ROM | Internal | Winter | B16 | 25 | 8000 | 0 | 41.36 | 41.35 | 0.01 | 0
2035 | PJM_E_2_PJM_ROM | PJM_E | PJM_ROM | Internal | Winter | B17 | 100 | 8000 | 0 | 32.12 | 32.11 | 0.01 | 0
2035 | PJM_E_2_PJM_ROM | PJM_E | PJM_ROM | Internal | Winter | B18 | 400 | 8000 | 0 | 27.29 | 27.28 | 0.01 | 0
2035 | PJM_E_2_PJM_ROM | PJM_E | PJM_ROM | Internal | Winter | B19 | 700 | 8000 | 0 | 26.56 | 26.54 | 0.01 | 0
2035 | PJM_E_2_PJM_ROM | PJM_E | PJM_ROM | Internal | Winter | B20 | 935 | 8000 | 0 | 23 | 22.99 | 0.01 | 0
2035 | PJM_ROR_2_MISO_IN | PJM_ROR | MISO_IN | Internal | Shoulder | B11 | 25 | 909 | 0 | 34.97 | 33 | 2 | 0
2035 | PJM_ROR_2_MISO_IN | PJM_ROR | MISO_IN | Internal | Shoulder | B12 | 200 | 909 | 0 | 27.52 | 27.41 | 2 | 0
2035 | PJM_ROR_2_MISO_IN | PJM_ROR | MISO_IN | Internal | Shoulder | B13 | 600 | 909 | 0 | 24.96 | 26.5 | 2 | 0
2035 | PJM_ROR_2_MISO_IN | PJM_ROR | MISO_IN | Internal | Shoulder | B14 | 900 | 909 | 0 | 20.84 | 21.32 | 2 | 0
2035 | PJM_ROR_2_MISO_IN | PJM_ROR | MISO_IN | Internal | Shoulder | B15 | 1203 | 909 | 0 | 18.86 | 18.93 | 2 | 0
2035 | PJM_ROR_2_MISO_IN | PJM_ROR | MISO_IN | Internal | Summer | B1 | 10 | 909 | 0 | 60.96 | 58.96 | 2 | 0
2035 | PJM_ROR_2_MISO_IN | PJM_ROR | MISO_IN | Internal | Summer | B2 | 25 | 909 | 0 | 55.05 | 53.08 | 2 | 0
2035 | PJM_ROR_2_MISO_IN | PJM_ROR | MISO_IN | Internal | Summer | B3 | 75 | 909 | 0 | 49.86 | 50.71 | 2 | 0
2035 | PJM_ROR_2_MISO_IN | PJM_ROR | MISO_IN | Internal | Summer | B4 | 100 | 909 | 746.54 | 47.19 | 49.19 | 2 | 0
2035 | PJM_ROR_2_MISO_IN | PJM_ROR | MISO_IN | Internal | Summer | B5 | 200 | 909 | 0 | 47.19 | 48.75 | 2 | 0
2035 | PJM_ROR_2_MISO_IN | PJM_ROR | MISO_IN | Internal | Summer | B6 | 300 | 909 | 0 | 43.34 | 45.32 | 2 | 0
2035 | PJM_ROR_2_MISO_IN | PJM_ROR | MISO_IN | Internal | Summer | B7 | 400 | 909 | 0 | 27.89 | 29.88 | 2 | 0
2035 | PJM_ROR_2_MISO_IN | PJM_ROR | MISO_IN | Internal | Summer | B8 | 500 | 909 | 0 | 26.65 | 26.42 | 2 | 0
2035 | PJM_ROR_2_MISO_IN | PJM_ROR | MISO_IN | Internal | Summer | B9 | 800 | 909 | 909 | 19.52 | 21.53 | 2 | 0.01
2035 | PJM_ROR_2_MISO_IN | PJM_ROR | MISO_IN | Internal | Summer | B10 | 1262 | 909 | 0 | 16.94 | 17.22 | 2 | 0
2035 | PJM_ROR_2_MISO_IN | PJM_ROR | MISO_IN | Internal | Winter | B16 | 25 | 909 | 0 | 41.34 | 41.68 | 2 | 0
2035 | PJM_ROR_2_MISO_IN | PJM_ROR | MISO_IN | Internal | Winter | B17 | 100 | 909 | 0 | 32.09 | 30.11 | 2 | 0
2035 | PJM_ROR_2_MISO_IN | PJM_ROR | MISO_IN | Internal | Winter | B18 | 400 | 909 | 0 | 27.27 | 27.41 | 2 | 0
2035 | PJM_ROR_2_MISO_IN | PJM_ROR | MISO_IN | Internal | Winter | B19 | 700 | 909 | 0 | 26.56 | 27.1 | 2 | 0
2035 | PJM_ROR_2_MISO_IN | PJM_ROR | MISO_IN | Internal | Winter | B20 | 935 | 909 | 0 | 22.97 | 22.48 | 2 | 0
2035 | PJM_ROR_2_MISO_MI | PJM_ROR | MISO_MI | Internal | Shoulder | B11 | 25 | 1305 | 0 | 34.97 | 33.01 | 2 | 0
2035 | PJM_ROR_2_MISO_MI | PJM_ROR | MISO_MI | Internal | Shoulder | B12 | 200 | 1305 | 1305 | 27.52 | 30.16 | 2 | 0.64
2035 | PJM_ROR_2_MISO_MI | PJM_ROR | MISO_MI | Internal | Shoulder | B13 | 600 | 1305 | 1305 | 24.96 | 28.72 | 2 | 1.76
2035 | PJM_ROR_2_MISO_MI | PJM_ROR | MISO_MI | Internal | Shoulder | B14 | 900 | 1305 | 1305 | 20.84 | 26.87 | 2 | 4.03
2035 | PJM_ROR_2_MISO_MI | PJM_ROR | MISO_MI | Internal | Shoulder | B15 | 1203 | 1305 | 335.23 | 18.86 | 20.86 | 2 | 0
2035 | PJM_ROR_2_MISO_MI | PJM_ROR | MISO_MI | Internal | Summer | B1 | 10 | 1305 | 130.82 | 60.96 | 62.96 | 2 | 0
2035 | PJM_ROR_2_MISO_MI | PJM_ROR | MISO_MI | Internal | Summer | B2 | 25 | 1305 | 0 | 55.05 | 53.09 | 2 | 0
2035 | PJM_ROR_2_MISO_MI | PJM_ROR | MISO_MI | Internal | Summer | B3 | 75 | 1305 | 0 | 49.86 | 50.72 | 2 | 0
2035 | PJM_ROR_2_MISO_MI | PJM_ROR | MISO_MI | Internal | Summer | B4 | 100 | 1305 | 1305 | 47.19 | 49.21 | 2 | 0.01
2035 | PJM_ROR_2_MISO_MI | PJM_ROR | MISO_MI | Internal | Summer | B5 | 200 | 1305 | 0 | 47.19 | 48.77 | 2 | 0
2035 | PJM_ROR_2_MISO_MI | PJM_ROR | MISO_MI | Internal | Summer | B6 | 300 | 1305 | 1100.32 | 43.34 | 45.34 | 2 | 0
2035 | PJM_ROR_2_MISO_MI | PJM_ROR | MISO_MI | Internal | Summer | B7 | 400 | 1305 | 1045.49 | 27.89 | 29.89 | 2 | 0
2035 | PJM_ROR_2_MISO_MI | PJM_ROR | MISO_MI | Internal | Summer | B8 | 500 | 1305 | 0 | 26.65 | 27.22 | 2 | 0
2035 | PJM_ROR_2_MISO_MI | PJM_ROR | MISO_MI | Internal | Summer | B9 | 800 | 1305 | 1305 | 19.52 | 21.54 | 2 | 0.02
2035 | PJM_ROR_2_MISO_MI | PJM_ROR | MISO_MI | Internal | Summer | B10 | 1262 | 1305 | 1305 | 16.94 | 19.64 | 2 | 0.7
2035 | PJM_ROR_2_MISO_MI | PJM_ROR | MISO_MI | Internal | Winter | B16 | 25 | 1305 | 0 | 41.34 | 41.69 | 2 | 0
2035 | PJM_ROR_2_MISO_MI | PJM_ROR | MISO_MI | Internal | Winter | B17 | 100 | 1305 | 1045.96 | 32.09 | 34.09 | 2 | 0
2035 | PJM_ROR_2_MISO_MI | PJM_ROR | MISO_MI | Internal | Winter | B18 | 400 | 1305 | 1305 | 27.27 | 32.34 | 2 | 3.07
2035 | PJM_ROR_2_MISO_MI | PJM_ROR | MISO_MI | Internal | Winter | B19 | 700 | 1305 | 1305 | 26.56 | 28.67 | 2 | 0.12
2035 | PJM_ROR_2_MISO_MI | PJM_ROR | MISO_MI | Internal | Winter | B20 | 935 | 1305 | 0 | 22.97 | 24.54 | 2 | 0
2035 | PJM_ROR_2_MISO_MO-IL | PJM_ROR | MISO_MO-IL | Internal | Shoulder | B11 | 25 | 1111 | 0 | 34.97 | 32.98 | 2 | 0
2035 | PJM_ROR_2_MISO_MO-IL | PJM_ROR | MISO_MO-IL | Internal | Shoulder | B12 | 200 | 1111 | 0 | 27.52 | 27.4 | 2 | 0
2035 | PJM_ROR_2_MISO_MO-IL | PJM_ROR | MISO_MO-IL | Internal | Shoulder | B13 | 600 | 1111 | 0 | 24.96 | 26.49 | 2 | 0
2035 | PJM_ROR_2_MISO_MO-IL | PJM_ROR | MISO_MO-IL | Internal | Shoulder | B14 | 900 | 1111 | 0 | 20.84 | 21.31 | 2 | 0
2035 | PJM_ROR_2_MISO_MO-IL | PJM_ROR | MISO_MO-IL | Internal | Shoulder | B15 | 1203 | 1111 | 0 | 18.86 | 18.92 | 2 | 0
2035 | PJM_ROR_2_MISO_MO-IL | PJM_ROR | MISO_MO-IL | Internal | Summer | B1 | 10 | 1111 | 0 | 60.96 | 58.95 | 2 | 0
2035 | PJM_ROR_2_MISO_MO-IL | PJM_ROR | MISO_MO-IL | Internal | Summer | B2 | 25 | 1111 | 0 | 55.05 | 53.06 | 2 | 0
2035 | PJM_ROR_2_MISO_MO-IL | PJM_ROR | MISO_MO-IL | Internal | Summer | B3 | 75 | 1111 | 0 | 49.86 | 50.72 | 2 | 0
2035 | PJM_ROR_2_MISO_MO-IL | PJM_ROR | MISO_MO-IL | Internal | Summer | B4 | 100 | 1111 | 1111 | 47.19 | 49.21 | 2 | 0.01
2035 | PJM_ROR_2_MISO_MO-IL | PJM_ROR | MISO_MO-IL | Internal | Summer | B5 | 200 | 1111 | 0 | 47.19 | 48.77 | 2 | 0
2035 | PJM_ROR_2_MISO_MO-IL | PJM_ROR | MISO_MO-IL | Internal | Summer | B6 | 300 | 1111 | 886.69 | 43.34 | 45.34 | 2 | 0
2035 | PJM_ROR_2_MISO_MO-IL | PJM_ROR | MISO_MO-IL | Internal | Summer | B7 | 400 | 1111 | 276.22 | 27.89 | 29.89 | 2 | 0
2035 | PJM_ROR_2_MISO_MO-IL | PJM_ROR | MISO_MO-IL | Internal | Summer | B8 | 500 | 1111 | 0 | 26.65 | 26.41 | 2 | 0
2035 | PJM_ROR_2_MISO_MO-IL | PJM_ROR | MISO_MO-IL | Internal | Summer | B9 | 800 | 1111 | 160.36 | 19.52 | 21.52 | 2 | 0
2035 | PJM_ROR_2_MISO_MO-IL | PJM_ROR | MISO_MO-IL | Internal | Summer | B10 | 1262 | 1111 | 0 | 16.94 | 17.21 | 2 | 0
2035 | PJM_ROR_2_MISO_MO-IL | PJM_ROR | MISO_MO-IL | Internal | Winter | B16 | 25 | 1111 | 0 | 41.34 | 39.34 | 2 | 0
2035 | PJM_ROR_2_MISO_MO-IL | PJM_ROR | MISO_MO-IL | Internal | Winter | B17 | 100 | 1111 | 0 | 32.09 | 30.09 | 2 | 0
2035 | PJM_ROR_2_MISO_MO-IL | PJM_ROR | MISO_MO-IL | Internal | Winter | B18 | 400 | 1111 | 0 | 27.27 | 27.4 | 2 | 0
2035 | PJM_ROR_2_MISO_MO-IL | PJM_ROR | MISO_MO-IL | Internal | Winter | B19 | 700 | 1111 | 0 | 26.56 | 27.09 | 2 | 0
2035 | PJM_ROR_2_MISO_MO-IL | PJM_ROR | MISO_MO-IL | Internal | Winter | B20 | 935 | 1111 | 0 | 22.97 | 22.47 | 2 | 0
2035 | PJM_ROR_2_MISO_W | PJM_ROR | MISO_W | Internal | Shoulder | B11 | 25 | 10071 | 0 | 34.97 | 32.97 | 2 | 0
2035 | PJM_ROR_2_MISO_W | PJM_ROR | MISO_W | Internal | Shoulder | B12 | 200 | 10071 | 0 | 27.52 | 25.52 | 2 | 0
2035 | PJM_ROR_2_MISO_W | PJM_ROR | MISO_W | Internal | Shoulder | B13 | 600 | 10071 | 0 | 24.96 | 22.96 | 2 | 0
2035 | PJM_ROR_2_MISO_W | PJM_ROR | MISO_W | Internal | Shoulder | B14 | 900 | 10071 | 0 | 20.84 | 18.84 | 2 | 0
2035 | PJM_ROR_2_MISO_W | PJM_ROR | MISO_W | Internal | Shoulder | B15 | 1203 | 10071 | 0 | 18.86 | -34.04 | 2 | 0
2035 | PJM_ROR_2_MISO_W | PJM_ROR | MISO_W | Internal | Summer | B1 | 10 | 10071 | 0 | 60.96 | 58.93 | 2 | 0
2035 | PJM_ROR_2_MISO_W | PJM_ROR | MISO_W | Internal | Summer | B2 | 25 | 10071 | 0 | 55.05 | 53.05 | 2 | 0
2035 | PJM_ROR_2_MISO_W | PJM_ROR | MISO_W | Internal | Summer | B3 | 75 | 10071 | 0 | 49.86 | 50.71 | 2 | 0
2035 | PJM_ROR_2_MISO_W | PJM_ROR | MISO_W | Internal | Summer | B4 | 100 | 10071 | 1704.9 | 47.19 | 49.19 | 2 | 0
2035 | PJM_ROR_2_MISO_W | PJM_ROR | MISO_W | Internal | Summer | B5 | 200 | 10071 | 0 | 47.19 | 48.75 | 2 | 0
2035 | PJM_ROR_2_MISO_W | PJM_ROR | MISO_W | Internal | Summer | B6 | 300 | 10071 | 0 | 43.34 | 45.32 | 2 | 0
2035 | PJM_ROR_2_MISO_W | PJM_ROR | MISO_W | Internal | Summer | B7 | 400 | 10071 | 0 | 27.89 | 29.88 | 2 | 0
2035 | PJM_ROR_2_MISO_W | PJM_ROR | MISO_W | Internal | Summer | B8 | 500 | 10071 | 0 | 26.65 | 24.65 | 2 | 0
2035 | PJM_ROR_2_MISO_W | PJM_ROR | MISO_W | Internal | Summer | B9 | 800 | 10071 | 0 | 19.52 | 21.5 | 2 | 0
2035 | PJM_ROR_2_MISO_W | PJM_ROR | MISO_W | Internal | Summer | B10 | 1262 | 10071 | 0 | 16.94 | 17 | 2 | 0
2035 | PJM_ROR_2_MISO_W | PJM_ROR | MISO_W | Internal | Winter | B16 | 25 | 10071 | 0 | 41.34 | 22.61 | 2 | 0
2035 | PJM_ROR_2_MISO_W | PJM_ROR | MISO_W | Internal | Winter | B17 | 100 | 10071 | 0 | 32.09 | 24.53 | 2 | 0
2035 | PJM_ROR_2_MISO_W | PJM_ROR | MISO_W | Internal | Winter | B18 | 400 | 10071 | 0 | 27.27 | 25.18 | 2 | 0
2035 | PJM_ROR_2_MISO_W | PJM_ROR | MISO_W | Internal | Winter | B19 | 700 | 10071 | 0 | 26.56 | 24.56 | 2 | 0
2035 | PJM_ROR_2_MISO_W | PJM_ROR | MISO_W | Internal | Winter | B20 | 935 | 10071 | 0 | 22.97 | 20.97 | 2 | 0
2035 | PJM_ROR_2_MISO_WUMS | PJM_ROR | MISO_WUMS | Internal | Shoulder | B11 | 25 | 1467 | 0 | 34.97 | 32.98 | 2 | 0
2035 | PJM_ROR_2_MISO_WUMS | PJM_ROR | MISO_WUMS | Internal | Shoulder | B12 | 200 | 1467 | 130.47 | 27.52 | 29.52 | 2 | 0
2035 | PJM_ROR_2_MISO_WUMS | PJM_ROR | MISO_WUMS | Internal | Shoulder | B13 | 600 | 1467 | 0 | 24.96 | 22.98 | 2 | 0
2035 | PJM_ROR_2_MISO_WUMS | PJM_ROR | MISO_WUMS | Internal | Shoulder | B14 | 900 | 1467 | 0 | 20.84 | 18.85 | 2 | 0
2035 | PJM_ROR_2_MISO_WUMS | PJM_ROR | MISO_WUMS | Internal | Shoulder | B15 | 1203 | 1467 | 0 | 18.86 | 18.85 | 2 | 0
2035 | PJM_ROR_2_MISO_WUMS | PJM_ROR | MISO_WUMS | Internal | Summer | B1 | 10 | 1467 | 0 | 60.96 | 45.34 | 2 | 0
2035 | PJM_ROR_2_MISO_WUMS | PJM_ROR | MISO_WUMS | Internal | Summer | B2 | 25 | 1467 | 0 | 55.05 | 45.34 | 2 | 0
2035 | PJM_ROR_2_MISO_WUMS | PJM_ROR | MISO_WUMS | Internal | Summer | B3 | 75 | 1467 | 0 | 49.86 | 45.34 | 2 | 0
2035 | PJM_ROR_2_MISO_WUMS | PJM_ROR | MISO_WUMS | Internal | Summer | B4 | 100 | 1467 | 0 | 47.19 | 45.34 | 2 | 0
2035 | PJM_ROR_2_MISO_WUMS | PJM_ROR | MISO_WUMS | Internal | Summer | B5 | 200 | 1467 | 0 | 47.19 | 45.34 | 2 | 0
2035 | PJM_ROR_2_MISO_WUMS | PJM_ROR | MISO_WUMS | Internal | Summer | B6 | 300 | 1467 | 614.13 | 43.34 | 45.34 | 2 | 0
2035 | PJM_ROR_2_MISO_WUMS | PJM_ROR | MISO_WUMS | Internal | Summer | B7 | 400 | 1467 | 333.75 | 27.89 | 29.89 | 2 | 0
2035 | PJM_ROR_2_MISO_WUMS | PJM_ROR | MISO_WUMS | Internal | Summer | B8 | 500 | 1467 | 0 | 26.65 | 24.66 | 2 | 0
2035 | PJM_ROR_2_MISO_WUMS | PJM_ROR | MISO_WUMS | Internal | Summer | B9 | 800 | 1467 | 68.5 | 19.52 | 21.52 | 2 | 0
2035 | PJM_ROR_2_MISO_WUMS | PJM_ROR | MISO_WUMS | Internal | Summer | B10 | 1262 | 1467 | 0 | 16.94 | 17.01 | 2 | 0
2035 | PJM_ROR_2_MISO_WUMS | PJM_ROR | MISO_WUMS | Internal | Winter | B16 | 25 | 1467 | 0 | 41.34 | 32.44 | 2 | 0
2035 | PJM_ROR_2_MISO_WUMS | PJM_ROR | MISO_WUMS | Internal | Winter | B17 | 100 | 1467 | 0 | 32.09 | 30.09 | 2 | 0
2035 | PJM_ROR_2_MISO_WUMS | PJM_ROR | MISO_WUMS | Internal | Winter | B18 | 400 | 1467 | 0 | 27.27 | 25.27 | 2 | 0
2035 | PJM_ROR_2_MISO_WUMS | PJM_ROR | MISO_WUMS | Internal | Winter | B19 | 700 | 1467 | 0 | 26.56 | 24.57 | 2 | 0
2035 | PJM_ROR_2_MISO_WUMS | PJM_ROR | MISO_WUMS | Internal | Winter | B20 | 935 | 1467 | 0 | 22.97 | 22.33 | 2 | 0
2035 | PJM_ROR_2_PJM_ROM | PJM_ROR | PJM_ROM | Internal | Shoulder | B11 | 25 | 8000 | 0 | 34.97 | 33.93 | 0.01 | 0
2035 | PJM_ROR_2_PJM_ROM | PJM_ROR | PJM_ROM | Internal | Shoulder | B12 | 200 | 8000 | 0 | 27.52 | 27.5 | 0.01 | 0
2035 | PJM_ROR_2_PJM_ROM | PJM_ROR | PJM_ROM | Internal | Shoulder | B13 | 600 | 8000 | 0 | 24.96 | 24.95 | 0.01 | 0
2035 | PJM_ROR_2_PJM_ROM | PJM_ROR | PJM_ROM | Internal | Shoulder | B14 | 900 | 8000 | 0 | 20.84 | 19.79 | 0.01 | 0
2035 | PJM_ROR_2_PJM_ROM | PJM_ROR | PJM_ROM | Internal | Shoulder | B15 | 1203 | 8000 | 0 | 18.86 | 17.04 | 0.01 | 0
2035 | PJM_ROR_2_PJM_ROM | PJM_ROR | PJM_ROM | Internal | Summer | B1 | 10 | 8000 | 5910.61 | 60.96 | 60.97 | 0.01 | 0
2035 | PJM_ROR_2_PJM_ROM | PJM_ROR | PJM_ROM | Internal | Summer | B2 | 25 | 8000 | 4354.96 | 55.05 | 55.06 | 0.01 | 0
2035 | PJM_ROR_2_PJM_ROM | PJM_ROR | PJM_ROM | Internal | Summer | B3 | 75 | 8000 | 0 | 49.86 | 49.85 | 0.01 | 0
2035 | PJM_ROR_2_PJM_ROM | PJM_ROR | PJM_ROM | Internal | Summer | B4 | 100 | 8000 | 0 | 47.19 | 47.18 | 0.01 | 0
2035 | PJM_ROR_2_PJM_ROM | PJM_ROR | PJM_ROM | Internal | Summer | B5 | 200 | 8000 | 0 | 47.19 | 47.18 | 0.01 | 0
2035 | PJM_ROR_2_PJM_ROM | PJM_ROR | PJM_ROM | Internal | Summer | B6 | 300 | 8000 | 0 | 43.34 | 43.32 | 0.01 | 0
2035 | PJM_ROR_2_PJM_ROM | PJM_ROR | PJM_ROM | Internal | Summer | B7 | 400 | 8000 | 0 | 27.89 | 27.88 | 0.01 | 0
2035 | PJM_ROR_2_PJM_ROM | PJM_ROR | PJM_ROM | Internal | Summer | B8 | 500 | 8000 | 0 | 26.65 | 26.64 | 0.01 | 0
2035 | PJM_ROR_2_PJM_ROM | PJM_ROR | PJM_ROM | Internal | Summer | B9 | 800 | 8000 | 0 | 19.52 | 19.5 | 0.01 | 0
2035 | PJM_ROR_2_PJM_ROM | PJM_ROR | PJM_ROM | Internal | Summer | B10 | 1262 | 8000 | 0 | 16.94 | 16.17 | 0.01 | 0
2035 | PJM_ROR_2_PJM_ROM | PJM_ROR | PJM_ROM | Internal | Winter | B16 | 25 | 8000 | 1733.85 | 41.34 | 41.35 | 0.01 | 0
2035 | PJM_ROR_2_PJM_ROM | PJM_ROR | PJM_ROM | Internal | Winter | B17 | 100 | 8000 | 4358.32 | 32.09 | 32.11 | 0.01 | 0
2035 | PJM_ROR_2_PJM_ROM | PJM_ROR | PJM_ROM | Internal | Winter | B18 | 400 | 8000 | 2483.55 | 27.27 | 27.28 | 0.01 | 0
2035 | PJM_ROR_2_PJM_ROM | PJM_ROR | PJM_ROM | Internal | Winter | B19 | 700 | 8000 | 0 | 26.56 | 26.54 | 0.01 | 0
2035 | PJM_ROR_2_PJM_ROM | PJM_ROR | PJM_ROM | Internal | Winter | B20 | 935 | 8000 | 507.68 | 22.97 | 22.99 | 0.01 | 0
2035 | PJM_ROR_2_TVA_Transmission | PJM_ROR | TVA_Transmission | Internal | Shoulder | B11 | 25 | 2500 | 1902.57 | 34.97 | 40.97 | 6 | 0
2035 | PJM_ROR_2_TVA_Transmission | PJM_ROR | TVA_Transmission | Internal | Shoulder | B12 | 200 | 2500 | 134.13 | 27.52 | 33.52 | 6 | 0
2035 | PJM_ROR_2_TVA_Transmission | PJM_ROR | TVA_Transmission | Internal | Shoulder | B13 | 600 | 2500 | 0 | 24.96 | 27.68 | 6 | 0
2035 | PJM_ROR_2_TVA_Transmission | PJM_ROR | TVA_Transmission | Internal | Shoulder | B14 | 900 | 2500 | 0 | 20.84 | 25.41 | 6 | 0
2035 | PJM_ROR_2_TVA_Transmission | PJM_ROR | TVA_Transmission | Internal | Shoulder | B15 | 1203 | 2500 | 0 | 18.86 | 24.51 | 6 | 0
2035 | PJM_ROR_2_TVA_Transmission | PJM_ROR | TVA_Transmission | Internal | Summer | B1 | 10 | 2500 | 0 | 60.96 | 62.23 | 6 | 0
2035 | PJM_ROR_2_TVA_Transmission | PJM_ROR | TVA_Transmission | Internal | Summer | B2 | 25 | 2500 | 635.3 | 55.05 | 61.05 | 6 | 0
2035 | PJM_ROR_2_TVA_Transmission | PJM_ROR | TVA_Transmission | Internal | Summer | B3 | 75 | 2500 | 948.22 | 49.86 | 55.86 | 6 | 0
2035 | PJM_ROR_2_TVA_Transmission | PJM_ROR | TVA_Transmission | Internal | Summer | B4 | 100 | 2500 | 172.37 | 47.19 | 53.19 | 6 | 0
2035 | PJM_ROR_2_TVA_Transmission | PJM_ROR | TVA_Transmission | Internal | Summer | B5 | 200 | 2500 | 0 | 47.19 | 52.85 | 6 | 0
2035 | PJM_ROR_2_TVA_Transmission | PJM_ROR | TVA_Transmission | Internal | Summer | B6 | 300 | 2500 | 253.34 | 43.34 | 49.34 | 6 | 0
2035 | PJM_ROR_2_TVA_Transmission | PJM_ROR | TVA_Transmission | Internal | Summer | B7 | 400 | 2500 | 0 | 27.89 | 32.97 | 6 | 0
2035 | PJM_ROR_2_TVA_Transmission | PJM_ROR | TVA_Transmission | Internal | Summer | B8 | 500 | 2500 | 0 | 26.65 | 28.11 | 6 | 0
2035 | PJM_ROR_2_TVA_Transmission | PJM_ROR | TVA_Transmission | Internal | Summer | B9 | 800 | 2500 | 0 | 19.52 | 24.09 | 6 | 0
2035 | PJM_ROR_2_TVA_Transmission | PJM_ROR | TVA_Transmission | Internal | Summer | B10 | 1262 | 2500 | 0 | 16.94 | 22.33 | 6 | 0
2035 | PJM_ROR_2_TVA_Transmission | PJM_ROR | TVA_Transmission | Internal | Winter | B16 | 25 | 2500 | 1895.72 | 41.34 | 47.34 | 6 | 0
2035 | PJM_ROR_2_TVA_Transmission | PJM_ROR | TVA_Transmission | Internal | Winter | B17 | 100 | 2500 | 0 | 32.09 | 35.7 | 6 | 0
2035 | PJM_ROR_2_TVA_Transmission | PJM_ROR | TVA_Transmission | Internal | Winter | B18 | 400 | 2500 | 0 | 27.27 | 30.28 | 6 | 0
2035 | PJM_ROR_2_TVA_Transmission | PJM_ROR | TVA_Transmission | Internal | Winter | B19 | 700 | 2500 | 0 | 26.56 | 29.67 | 6 | 0
2035 | PJM_ROR_2_TVA_Transmission | PJM_ROR | TVA_Transmission | Internal | Winter | B20 | 935 | 2500 | 0 | 22.97 | 27.93 | 6 | 0
2035 | PJM_ROR_2_VACAR | PJM_ROR | VACAR | Internal | Shoulder | B11 | 25 | 3865 | 3370.77 | 34.97 | 40.97 | 6 | 0
2035 | PJM_ROR_2_VACAR | PJM_ROR | VACAR | Internal | Shoulder | B12 | 200 | 3865 | 1312.64 | 27.52 | 33.52 | 6 | 0
2035 | PJM_ROR_2_VACAR | PJM_ROR | VACAR | Internal | Shoulder | B13 | 600 | 3865 | 0 | 24.96 | 26.24 | 6 | 0
2035 | PJM_ROR_2_VACAR | PJM_ROR | VACAR | Internal | Shoulder | B14 | 900 | 3865 | 0 | 20.84 | 26.24 | 6 | 0
2035 | PJM_ROR_2_VACAR | PJM_ROR | VACAR | Internal | Shoulder | B15 | 1203 | 3865 | 3865 | 18.86 | 25.19 | 6 | 0.33
2035 | PJM_ROR_2_VACAR | PJM_ROR | VACAR | Internal | Summer | B1 | 10 | 3865 | 1164.51 | 60.96 | 66.96 | 6 | 0
2035 | PJM_ROR_2_VACAR | PJM_ROR | VACAR | Internal | Summer | B2 | 25 | 3865 | 0 | 55.05 | 57.38 | 6 | 0
2035 | PJM_ROR_2_VACAR | PJM_ROR | VACAR | Internal | Summer | B3 | 75 | 3865 | 3865 | 49.86 | 57.38 | 6 | 1.52
2035 | PJM_ROR_2_VACAR | PJM_ROR | VACAR | Internal | Summer | B4 | 100 | 3865 | 3865 | 47.19 | 55.47 | 6 | 2.27
2035 | PJM_ROR_2_VACAR | PJM_ROR | VACAR | Internal | Summer | B5 | 200 | 3865 | 3343.08 | 47.19 | 53.19 | 6 | 0
2035 | PJM_ROR_2_VACAR | PJM_ROR | VACAR | Internal | Summer | B6 | 300 | 3865 | 1785.54 | 43.34 | 49.34 | 6 | 0
2035 | PJM_ROR_2_VACAR | PJM_ROR | VACAR | Internal | Summer | B7 | 400 | 3865 | 0 | 27.89 | 33.5 | 6 | 0
2035 | PJM_ROR_2_VACAR | PJM_ROR | VACAR | Internal | Summer | B8 | 500 | 3865 | 0 | 26.65 | 25.72 | 6 | 0
2035 | PJM_ROR_2_VACAR | PJM_ROR | VACAR | Internal | Summer | B9 | 800 | 3865 | 0 | 19.52 | 23.75 | 6 | 0
2035 | PJM_ROR_2_VACAR | PJM_ROR | VACAR | Internal | Summer | B10 | 1262 | 3865 | 0 | 16.94 | 22.7 | 6 | 0
2035 | PJM_ROR_2_VACAR | PJM_ROR | VACAR | Internal | Winter | B16 | 25 | 3865 | 3865 | 41.34 | 59.26 | 6 | 11.92
2035 | PJM_ROR_2_VACAR | PJM_ROR | VACAR | Internal | Winter | B17 | 100 | 3865 | 1325.97 | 32.09 | 38.09 | 6 | 0
2035 | PJM_ROR_2_VACAR | PJM_ROR | VACAR | Internal | Winter | B18 | 400 | 3865 | 0 | 27.27 | 31.92 | 6 | 0
2035 | PJM_ROR_2_VACAR | PJM_ROR | VACAR | Internal | Winter | B19 | 700 | 3865 | 0 | 26.56 | 31.92 | 6 | 0
2035 | PJM_ROR_2_VACAR | PJM_ROR | VACAR | Internal | Winter | B20 | 935 | 3865 | 0 | 22.97 | 26.79 | 6 | 0
2035 | PJM_ROM_2_NYISO_A-F | PJM_ROM | NYISO_A-F | Internal | Shoulder | B11 | 25 | 2000 | 0 | 33.93 | 24.42 | 6 | 0
2035 | PJM_ROM_2_NYISO_A-F | PJM_ROM | NYISO_A-F | Internal | Shoulder | B12 | 200 | 2000 | 0 | 27.5 | 24.42 | 6 | 0
2035 | PJM_ROM_2_NYISO_A-F | PJM_ROM | NYISO_A-F | Internal | Shoulder | B13 | 600 | 2000 | 0 | 24.95 | 17.13 | 6 | 0
2035 | PJM_ROM_2_NYISO_A-F | PJM_ROM | NYISO_A-F | Internal | Shoulder | B14 | 900 | 2000 | 0 | 19.79 | 17.13 | 6 | 0
2035 | PJM_ROM_2_NYISO_A-F | PJM_ROM | NYISO_A-F | Internal | Shoulder | B15 | 1203 | 2000 | 0 | 17.04 | 16.59 | 6 | 0
2035 | PJM_ROM_2_NYISO_A-F | PJM_ROM | NYISO_A-F | Internal | Summer | B1 | 10 | 2000 | 0 | 60.97 | 48.96 | 6 | 0
2035 | PJM_ROM_2_NYISO_A-F | PJM_ROM | NYISO_A-F | Internal | Summer | B2 | 25 | 2000 | 0 | 55.06 | 47.06 | 6 | 0
2035 | PJM_ROM_2_NYISO_A-F | PJM_ROM | NYISO_A-F | Internal | Summer | B3 | 75 | 2000 | 0 | 49.85 | 41.85 | 6 | 0
2035 | PJM_ROM_2_NYISO_A-F | PJM_ROM | NYISO_A-F | Internal | Summer | B4 | 100 | 2000 | 0 | 47.18 | 35.21 | 6 | 0
2035 | PJM_ROM_2_NYISO_A-F | PJM_ROM | NYISO_A-F | Internal | Summer | B5 | 200 | 2000 | 0 | 47.18 | 34.77 | 6 | 0
2035 | PJM_ROM_2_NYISO_A-F | PJM_ROM | NYISO_A-F | Internal | Summer | B6 | 300 | 2000 | 0 | 43.32 | 22.86 | 6 | 0
2035 | PJM_ROM_2_NYISO_A-F | PJM_ROM | NYISO_A-F | Internal | Summer | B7 | 400 | 2000 | 0 | 27.88 | 19.88 | 6 | 0
2035 | PJM_ROM_2_NYISO_A-F | PJM_ROM | NYISO_A-F | Internal | Summer | B8 | 500 | 2000 | 0 | 26.64 | 18.64 | 6 | 0
2035 | PJM_ROM_2_NYISO_A-F | PJM_ROM | NYISO_A-F | Internal | Summer | B9 | 800 | 2000 | 0 | 19.5 | 15.3 | 6 | 0
2035 | PJM_ROM_2_NYISO_A-F | PJM_ROM | NYISO_A-F | Internal | Summer | B10 | 1262 | 2000 | 0 | 16.17 | 15.3 | 6 | 0
2035 | PJM_ROM_2_NYISO_A-F | PJM_ROM | NYISO_A-F | Internal | Winter | B16 | 25 | 2000 | 0 | 41.35 | 27.69 | 6 | 0
2035 | PJM_ROM_2_NYISO_A-F | PJM_ROM | NYISO_A-F | Internal | Winter | B17 | 100 | 2000 | 0 | 32.11 | 25.54 | 6 | 0
2035 | PJM_ROM_2_NYISO_A-F | PJM_ROM | NYISO_A-F | Internal | Winter | B18 | 400 | 2000 | 0 | 27.28 | 25.54 | 6 | 0
2035 | PJM_ROM_2_NYISO_A-F | PJM_ROM | NYISO_A-F | Internal | Winter | B19 | 700 | 2000 | 0 | 26.54 | 25.54 | 6 | 0
2035 | PJM_ROM_2_NYISO_A-F | PJM_ROM | NYISO_A-F | Internal | Winter | B20 | 935 | 2000 | 0 | 22.99 | 25.54 | 6 | 0
2035 | PJM_ROM_2_PJM_E | PJM_ROM | PJM_E | Internal | Shoulder | B11 | 25 | 8000 | 0 | 33.93 | 33.92 | 0.01 | 0
2035 | PJM_ROM_2_PJM_E | PJM_ROM | PJM_E | Internal | Shoulder | B12 | 200 | 8000 | 0 | 27.5 | 27.49 | 0.01 | 0
2035 | PJM_ROM_2_PJM_E | PJM_ROM | PJM_E | Internal | Shoulder | B13 | 600 | 8000 | 0 | 24.95 | 24.94 | 0.01 | 0
2035 | PJM_ROM_2_PJM_E | PJM_ROM | PJM_E | Internal | Shoulder | B14 | 900 | 8000 | 0 | 19.79 | 19.78 | 0.01 | 0
2035 | PJM_ROM_2_PJM_E | PJM_ROM | PJM_E | Internal | Shoulder | B15 | 1203 | 8000 | 0 | 17.04 | 17.03 | 0.01 | 0
2035 | PJM_ROM_2_PJM_E | PJM_ROM | PJM_E | Internal | Summer | B1 | 10 | 8000 | 8000 | 60.97 | 66.16 | 0.01 | 5.18
2035 | PJM_ROM_2_PJM_E | PJM_ROM | PJM_E | Internal | Summer | B2 | 25 | 8000 | 6919.49 | 55.06 | 55.08 | 0.01 | 0
2035 | PJM_ROM_2_PJM_E | PJM_ROM | PJM_E | Internal | Summer | B3 | 75 | 8000 | 3883.61 | 49.85 | 49.86 | 0.01 | 0
2035 | PJM_ROM_2_PJM_E | PJM_ROM | PJM_E | Internal | Summer | B4 | 100 | 8000 | 2596.31 | 47.18 | 47.19 | 0.01 | 0
2035 | PJM_ROM_2_PJM_E | PJM_ROM | PJM_E | Internal | Summer | B5 | 200 | 8000 | 793.64 | 47.18 | 47.19 | 0.01 | 0
2035 | PJM_ROM_2_PJM_E | PJM_ROM | PJM_E | Internal | Summer | B6 | 300 | 8000 | 0 | 43.32 | 43.31 | 0.01 | 0
2035 | PJM_ROM_2_PJM_E | PJM_ROM | PJM_E | Internal | Summer | B7 | 400 | 8000 | 1051.5 | 27.88 | 27.89 | 0.01 | 0
2035 | PJM_ROM_2_PJM_E | PJM_ROM | PJM_E | Internal | Summer | B8 | 500 | 8000 | 0 | 26.64 | 26.63 | 0.01 | 0
2035 | PJM_ROM_2_PJM_E | PJM_ROM | PJM_E | Internal | Summer | B9 | 800 | 8000 | 0 | 19.5 | 19.49 | 0.01 | 0
2035 | PJM_ROM_2_PJM_E | PJM_ROM | PJM_E | Internal | Summer | B10 | 1262 | 8000 | 0 | 16.17 | 16.16 | 0.01 | 0
2035 | PJM_ROM_2_PJM_E | PJM_ROM | PJM_E | Internal | Winter | B16 | 25 | 8000 | 4332.71 | 41.35 | 41.36 | 0.01 | 0
2035 | PJM_ROM_2_PJM_E | PJM_ROM | PJM_E | Internal | Winter | B17 | 100 | 8000 | 4171.35 | 32.11 | 32.12 | 0.01 | 0
2035 | PJM_ROM_2_PJM_E | PJM_ROM | PJM_E | Internal | Winter | B18 | 400 | 8000 | 3217.47 | 27.28 | 27.29 | 0.01 | 0
2035 | PJM_ROM_2_PJM_E | PJM_ROM | PJM_E | Internal | Winter | B19 | 700 | 8000 | 1193.91 | 26.54 | 26.56 | 0.01 | 0
2035 | PJM_ROM_2_PJM_E | PJM_ROM | PJM_E | Internal | Winter | B20 | 935 | 8000 | 3759.94 | 22.99 | 23 | 0.01 | 0
2035 | PJM_ROM_2_PJM_ROR | PJM_ROM | PJM_ROR | Internal | Shoulder | B11 | 25 | 8000 | 8000 | 33.93 | 34.97 | 0.01 | 1.03
2035 | PJM_ROM_2_PJM_ROR | PJM_ROM | PJM_ROR | Internal | Shoulder | B12 | 200 | 8000 | 6976.52 | 27.5 | 27.52 | 0.01 | 0
2035 | PJM_ROM_2_PJM_ROR | PJM_ROM | PJM_ROR | Internal | Shoulder | B13 | 600 | 8000 | 6658.93 | 24.95 | 24.96 | 0.01 | 0
2035 | PJM_ROM_2_PJM_ROR | PJM_ROM | PJM_ROR | Internal | Shoulder | B14 | 900 | 8000 | 8000 | 19.79 | 20.84 | 0.01 | 1.04
2035 | PJM_ROM_2_PJM_ROR | PJM_ROM | PJM_ROR | Internal | Shoulder | B15 | 1203 | 8000 | 8000 | 17.04 | 18.86 | 0.01 | 1.81
2035 | PJM_ROM_2_PJM_ROR | PJM_ROM | PJM_ROR | Internal | Summer | B1 | 10 | 8000 | 0 | 60.97 | 60.96 | 0.01 | 0
2035 | PJM_ROM_2_PJM_ROR | PJM_ROM | PJM_ROR | Internal | Summer | B2 | 25 | 8000 | 0 | 55.06 | 55.05 | 0.01 | 0
2035 | PJM_ROM_2_PJM_ROR | PJM_ROM | PJM_ROR | Internal | Summer | B3 | 75 | 8000 | 325.6 | 49.85 | 49.86 | 0.01 | 0
2035 | PJM_ROM_2_PJM_ROR | PJM_ROM | PJM_ROR | Internal | Summer | B4 | 100 | 8000 | 3011.81 | 47.18 | 47.19 | 0.01 | 0
2035 | PJM_ROM_2_PJM_ROR | PJM_ROM | PJM_ROR | Internal | Summer | B5 | 200 | 8000 | 5602.37 | 47.18 | 47.19 | 0.01 | 0
2035 | PJM_ROM_2_PJM_ROR | PJM_ROM | PJM_ROR | Internal | Summer | B6 | 300 | 8000 | 7645.34 | 43.32 | 43.34 | 0.01 | 0
2035 | PJM_ROM_2_PJM_ROR | PJM_ROM | PJM_ROR | Internal | Summer | B7 | 400 | 8000 | 4390.17 | 27.88 | 27.89 | 0.01 | 0
2035 | PJM_ROM_2_PJM_ROR | PJM_ROM | PJM_ROR | Internal | Summer | B8 | 500 | 8000 | 4788.32 | 26.64 | 26.65 | 0.01 | 0
2035 | PJM_ROM_2_PJM_ROR | PJM_ROM | PJM_ROR | Internal | Summer | B9 | 800 | 8000 | 7507.19 | 19.5 | 19.52 | 0.01 | 0
2035 | PJM_ROM_2_PJM_ROR | PJM_ROM | PJM_ROR | Internal | Summer | B10 | 1262 | 8000 | 8000 | 16.17 | 16.94 | 0.01 | 0.76
2035 | PJM_ROM_2_PJM_ROR | PJM_ROM | PJM_ROR | Internal | Winter | B16 | 25 | 8000 | 0 | 41.35 | 41.34 | 0.01 | 0
2035 | PJM_ROM_2_PJM_ROR | PJM_ROM | PJM_ROR | Internal | Winter | B17 | 100 | 8000 | 0 | 32.11 | 32.09 | 0.01 | 0
2035 | PJM_ROM_2_PJM_ROR | PJM_ROM | PJM_ROR | Internal | Winter | B18 | 400 | 8000 | 0 | 27.28 | 27.27 | 0.01 | 0
2035 | PJM_ROM_2_PJM_ROR | PJM_ROM | PJM_ROR | Internal | Winter | B19 | 700 | 8000 | 303.72 | 26.54 | 26.56 | 0.01 | 0
2035 | PJM_ROM_2_PJM_ROR | PJM_ROM | PJM_ROR | Internal | Winter | B20 | 935 | 8000 | 0 | 22.99 | 22.97 | 0.01 | 0
2035 | SOCO_2_FRCC | SOCO | FRCC | Internal | Shoulder | B11 | 25 | 3700 | 3700 | 49.97 | 65.73 | 10 | 5.76
2035 | SOCO_2_FRCC | SOCO | FRCC | Internal | Shoulder | B12 | 200 | 3700 | 0 | 30.61 | 39.1 | 10 | 0
2035 | SOCO_2_FRCC | SOCO | FRCC | Internal | Shoulder | B13 | 600 | 3700 | 0 | 24.11 | 30.78 | 10 | 0
2035 | SOCO_2_FRCC | SOCO | FRCC | Internal | Shoulder | B14 | 900 | 3700 | 0 | 24.11 | 29.32 | 10 | 0
2035 | SOCO_2_FRCC | SOCO | FRCC | Internal | Shoulder | B15 | 1203 | 3700 | 0 | 24.11 | 28.26 | 10 | 0
2035 | SOCO_2_FRCC | SOCO | FRCC | Internal | Summer | B1 | 10 | 3700 | 802.09 | 71.01 | 81.01 | 10 | 0
2035 | SOCO_2_FRCC | SOCO | FRCC | Internal | Summer | B2 | 25 | 3700 | 19.69 | 62.59 | 72.59 | 10 | 0
2035 | SOCO_2_FRCC | SOCO | FRCC | Internal | Summer | B3 | 75 | 3700 | 0 | 58.31 | 64.07 | 10 | 0
2035 | SOCO_2_FRCC | SOCO | FRCC | Internal | Summer | B4 | 100 | 3700 | 0 | 58.31 | 64.07 | 10 | 0
2035 | SOCO_2_FRCC | SOCO | FRCC | Internal | Summer | B5 | 200 | 3700 | 0 | 56.61 | 64.07 | 10 | 0
2035 | SOCO_2_FRCC | SOCO | FRCC | Internal | Summer | B6 | 300 | 3700 | 0 | 56.34 | 62.23 | 10 | 0
2035 | SOCO_2_FRCC | SOCO | FRCC | Internal | Summer | B7 | 400 | 3700 | 0 | 40.5 | 38 | 10 | 0
2035 | SOCO_2_FRCC | SOCO | FRCC | Internal | Summer | B8 | 500 | 3700 | 0 | 32.72 | 29.67 | 10 | 0
2035 | SOCO_2_FRCC | SOCO | FRCC | Internal | Summer | B9 | 800 | 3700 | 0 | 23.34 | 27.2 | 10 | 0
2035 | SOCO_2_FRCC | SOCO | FRCC | Internal | Summer | B10 | 1262 | 3700 | 0 | 22.55 | 27.2 | 10 | 0
2035 | SOCO_2_FRCC | SOCO | FRCC | Internal | Winter | B16 | 25 | 3700 | 619.21 | 56.34 | 66.34 | 10 | 0
2035 | SOCO_2_FRCC | SOCO | FRCC | Internal | Winter | B17 | 100 | 3700 | 0 | 34.75 | 33.82 | 10 | 0
2035 | SOCO_2_FRCC | SOCO | FRCC | Internal | Winter | B18 | 400 | 3700 | 0 | 27.59 | 31.17 | 10 | 0
2035 | SOCO_2_FRCC | SOCO | FRCC | Internal | Winter | B19 | 700 | 3700 | 0 | 27.59 | 31.17 | 10 | 0
2035 | SOCO_2_FRCC | SOCO | FRCC | Internal | Winter | B20 | 935 | 3700 | 0 | 27.59 | 31.17 | 10 | 0
2035 | SOCO_2_VACAR | SOCO | VACAR | Internal | Shoulder | B11 | 25 | 2000 | 0 | 49.97 | 40.97 | 10 | 0
2035 | SOCO_2_VACAR | SOCO | VACAR | Internal | Shoulder | B12 | 200 | 2000 | 0 | 30.61 | 33.52 | 10 | 0
2035 | SOCO_2_VACAR | SOCO | VACAR | Internal | Shoulder | B13 | 600 | 2000 | 0 | 24.11 | 26.24 | 10 | 0
2035 | SOCO_2_VACAR | SOCO | VACAR | Internal | Shoulder | B14 | 900 | 2000 | 0 | 24.11 | 26.24 | 10 | 0
2035 | SOCO_2_VACAR | SOCO | VACAR | Internal | Shoulder | B15 | 1203 | 2000 | 0 | 24.11 | 25.19 | 10 | 0
2035 | SOCO_2_VACAR | SOCO | VACAR | Internal | Summer | B1 | 10 | 2000 | 0 | 71.01 | 66.96 | 10 | 0
2035 | SOCO_2_VACAR | SOCO | VACAR | Internal | Summer | B2 | 25 | 2000 | 0 | 62.59 | 57.38 | 10 | 0
2035 | SOCO_2_VACAR | SOCO | VACAR | Internal | Summer | B3 | 75 | 2000 | 0 | 58.31 | 57.38 | 10 | 0
2035 | SOCO_2_VACAR | SOCO | VACAR | Internal | Summer | B4 | 100 | 2000 | 0 | 58.31 | 55.47 | 10 | 0
2035 | SOCO_2_VACAR | SOCO | VACAR | Internal | Summer | B5 | 200 | 2000 | 0 | 56.61 | 53.19 | 10 | 0
2035 | SOCO_2_VACAR | SOCO | VACAR | Internal | Summer | B6 | 300 | 2000 | 0 | 56.34 | 49.34 | 10 | 0
2035 | SOCO_2_VACAR | SOCO | VACAR | Internal | Summer | B7 | 400 | 2000 | 0 | 40.5 | 33.5 | 10 | 0
2035 | SOCO_2_VACAR | SOCO | VACAR | Internal | Summer | B8 | 500 | 2000 | 0 | 32.72 | 25.72 | 10 | 0
2035 | SOCO_2_VACAR | SOCO | VACAR | Internal | Summer | B9 | 800 | 2000 | 0 | 23.34 | 23.75 | 10 | 0
2035 | SOCO_2_VACAR | SOCO | VACAR | Internal | Summer | B10 | 1262 | 2000 | 0 | 22.55 | 22.7 | 10 | 0
2035 | SOCO_2_VACAR | SOCO | VACAR | Internal | Winter | B16 | 25 | 2000 | 0 | 56.34 | 59.26 | 10 | 0
2035 | SOCO_2_VACAR | SOCO | VACAR | Internal | Winter | B17 | 100 | 2000 | 0 | 34.75 | 38.09 | 10 | 0
2035 | SOCO_2_VACAR | SOCO | VACAR | Internal | Winter | B18 | 400 | 2000 | 0 | 27.59 | 31.92 | 10 | 0
2035 | SOCO_2_VACAR | SOCO | VACAR | Internal | Winter | B19 | 700 | 2000 | 0 | 27.59 | 31.92 | 10 | 0
2035 | SOCO_2_VACAR | SOCO | VACAR | Internal | Winter | B20 | 935 | 2000 | 0 | 27.59 | 26.79 | 10 | 0
2035 | SPP_N_2_ENT | SPP_N | ENT | Internal | Shoulder | B11 | 25 | 9240 | 2856.93 | 27.98 | 32.98 | 5 | 0
2035 | SPP_N_2_ENT | SPP_N | ENT | Internal | Shoulder | B12 | 200 | 9240 | 4302.14 | 20.53 | 25.53 | 5 | 0
2035 | SPP_N_2_ENT | SPP_N | ENT | Internal | Shoulder | B13 | 600 | 9240 | 5645.73 | 17.98 | 22.98 | 5 | 0
2035 | SPP_N_2_ENT | SPP_N | ENT | Internal | Shoulder | B14 | 900 | 9240 | 9240 | 13.85 | 20.85 | 5 | 2
2035 | SPP_N_2_ENT | SPP_N | ENT | Internal | Shoulder | B15 | 1203 | 9240 | 9240 | -46.03 | 16.51 | 5 | 57.54
2035 | SPP_N_2_ENT | SPP_N | ENT | Internal | Summer | B1 | 10 | 9240 | 1496.75 | 53.95 | 58.95 | 5 | 0
2035 | SPP_N_2_ENT | SPP_N | ENT | Internal | Summer | B2 | 25 | 9240 | 7672.11 | 49.59 | 54.59 | 5 | 0
2035 | SPP_N_2_ENT | SPP_N | ENT | Internal | Summer | B3 | 75 | 9240 | 2594.02 | 50.86 | 55.86 | 5 | 0
2035 | SPP_N_2_ENT | SPP_N | ENT | Internal | Summer | B4 | 100 | 9240 | 5336.44 | 49.59 | 54.59 | 5 | 0
2035 | SPP_N_2_ENT | SPP_N | ENT | Internal | Summer | B5 | 200 | 9240 | 5847.11 | 43.77 | 48.77 | 5 | 0
2035 | SPP_N_2_ENT | SPP_N | ENT | Internal | Summer | B6 | 300 | 9240 | 6730.46 | 40.34 | 45.34 | 5 | 0
2035 | SPP_N_2_ENT | SPP_N | ENT | Internal | Summer | B7 | 400 | 9240 | 8508.59 | 25.08 | 30.08 | 5 | 0
2035 | SPP_N_2_ENT | SPP_N | ENT | Internal | Summer | B8 | 500 | 9240 | 5690.36 | 20.68 | 25.68 | 5 | 0
2035 | SPP_N_2_ENT | SPP_N | ENT | Internal | Summer | B9 | 800 | 9240 | 4599.99 | 18.78 | 23.78 | 5 | 0
2035 | SPP_N_2_ENT | SPP_N | ENT | Internal | Summer | B10 | 1262 | 9240 | 9240 | 14.07 | 19.08 | 5 | 0.01
2035 | SPP_N_2_ENT | SPP_N | ENT | Internal | Winter | B16 | 25 | 9240 | 9240 | 24.52 | 29.53 | 5 | 0.01
2035 | SPP_N_2_ENT | SPP_N | ENT | Internal | Winter | B17 | 100 | 9240 | 9240 | 21.74 | 26.75 | 5 | 0.01
2035 | SPP_N_2_ENT | SPP_N | ENT | Internal | Winter | B18 | 400 | 9240 | 7975.85 | 21.34 | 26.34 | 5 | 0
2035 | SPP_N_2_ENT | SPP_N | ENT | Internal | Winter | B19 | 700 | 9240 | 8997.31 | 19.57 | 24.57 | 5 | 0
2035 | SPP_N_2_ENT | SPP_N | ENT | Internal | Winter | B20 | 935 | 9240 | 9240 | 14.52 | 19.93 | 5 | 0.41
2035 | SPP_N_2_MISO_MO-IL | SPP_N | MISO_MO-IL | Internal | Shoulder | B11 | 25 | 2263 | 2037.97 | 27.98 | 32.98 | 5 | 0
2035 | SPP_N_2_MISO_MO-IL | SPP_N | MISO_MO-IL | Internal | Shoulder | B12 | 200 | 2263 | 2263 | 20.53 | 27.4 | 5 | 1.87
2035 | SPP_N_2_MISO_MO-IL | SPP_N | MISO_MO-IL | Internal | Shoulder | B13 | 600 | 2263 | 2263 | 17.98 | 26.49 | 5 | 3.51
2035 | SPP_N_2_MISO_MO-IL | SPP_N | MISO_MO-IL | Internal | Shoulder | B14 | 900 | 2263 | 2263 | 13.85 | 21.31 | 5 | 2.45
2035 | SPP_N_2_MISO_MO-IL | SPP_N | MISO_MO-IL | Internal | Shoulder | B15 | 1203 | 2263 | 2263 | -46.03 | 18.92 | 5 | 59.94
2035 | SPP_N_2_MISO_MO-IL | SPP_N | MISO_MO-IL | Internal | Summer | B1 | 10 | 2263 | 2170.21 | 53.95 | 58.95 | 5 | 0
2035 | SPP_N_2_MISO_MO-IL | SPP_N | MISO_MO-IL | Internal | Summer | B2 | 25 | 2263 | 0 | 49.59 | 53.06 | 5 | 0
2035 | SPP_N_2_MISO_MO-IL | SPP_N | MISO_MO-IL | Internal | Summer | B3 | 75 | 2263 | 0 | 50.86 | 50.72 | 5 | 0
2035 | SPP_N_2_MISO_MO-IL | SPP_N | MISO_MO-IL | Internal | Summer | B4 | 100 | 2263 | 0 | 49.59 | 49.21 | 5 | 0
2035 | SPP_N_2_MISO_MO-IL | SPP_N | MISO_MO-IL | Internal | Summer | B5 | 200 | 2263 | 358.84 | 43.77 | 48.77 | 5 | 0
2035 | SPP_N_2_MISO_MO-IL | SPP_N | MISO_MO-IL | Internal | Summer | B6 | 300 | 2263 | 666.7 | 40.34 | 45.34 | 5 | 0
2035 | SPP_N_2_MISO_MO-IL | SPP_N | MISO_MO-IL | Internal | Summer | B7 | 400 | 2263 | 0 | 25.08 | 29.89 | 5 | 0
2035 | SPP_N_2_MISO_MO-IL | SPP_N | MISO_MO-IL | Internal | Summer | B8 | 500 | 2263 | 2263 | 20.68 | 26.41 | 5 | 0.73
2035 | SPP_N_2_MISO_MO-IL | SPP_N | MISO_MO-IL | Internal | Summer | B9 | 800 | 2263 | 0 | 18.78 | 21.52 | 5 | 0
2035 | SPP_N_2_MISO_MO-IL | SPP_N | MISO_MO-IL | Internal | Summer | B10 | 1262 | 2263 | 0 | 14.07 | 17.21 | 5 | 0
2035 | SPP_N_2_MISO_MO-IL | SPP_N | MISO_MO-IL | Internal | Winter | B16 | 25 | 2263 | 2263 | 24.52 | 39.34 | 5 | 9.82
2035 | SPP_N_2_MISO_MO-IL | SPP_N | MISO_MO-IL | Internal | Winter | B17 | 100 | 2263 | 2263 | 21.74 | 30.09 | 5 | 3.35
2035 | SPP_N_2_MISO_MO-IL | SPP_N | MISO_MO-IL | Internal | Winter | B18 | 400 | 2263 | 2263 | 21.34 | 27.4 | 5 | 1.06
2035 | SPP_N_2_MISO_MO-IL | SPP_N | MISO_MO-IL | Internal | Winter | B19 | 700 | 2263 | 2263 | 19.57 | 27.09 | 5 | 2.52
2035 | SPP_N_2_MISO_MO-IL | SPP_N | MISO_MO-IL | Internal | Winter | B20 | 935 | 2263 | 2263 | 14.52 | 22.47 | 5 | 2.94
2035 | SPP_N_2_MISO_W | SPP_N | MISO_W | Internal | Shoulder | B11 | 25 | 750 | 0 | 27.98 | 32.97 | 5 | 0
2035 | SPP_N_2_MISO_W | SPP_N | MISO_W | Internal | Shoulder | B12 | 200 | 750 | 0 | 20.53 | 25.52 | 5 | 0
2035 | SPP_N_2_MISO_W | SPP_N | MISO_W | Internal | Shoulder | B13 | 600 | 750 | 0 | 17.98 | 22.96 | 5 | 0
2035 | SPP_N_2_MISO_W | SPP_N | MISO_W | Internal | Shoulder | B14 | 900 | 750 | 0 | 13.85 | 18.84 | 5 | 0
2035 | SPP_N_2_MISO_W | SPP_N | MISO_W | Internal | Shoulder | B15 | 1203 | 750 | 750 | -46.03 | -34.04 | 5 | 6.99
2035 | SPP_N_2_MISO_W | SPP_N | MISO_W | Internal | Summer | B1 | 10 | 750 | 0 | 53.95 | 58.93 | 5 | 0
2035 | SPP_N_2_MISO_W | SPP_N | MISO_W | Internal | Summer | B2 | 25 | 750 | 0 | 49.59 | 53.05 | 5 | 0
2035 | SPP_N_2_MISO_W | SPP_N | MISO_W | Internal | Summer | B3 | 75 | 750 | 0 | 50.86 | 50.71 | 5 | 0
2035 | SPP_N_2_MISO_W | SPP_N | MISO_W | Internal | Summer | B4 | 100 | 750 | 0 | 49.59 | 49.19 | 5 | 0
2035 | SPP_N_2_MISO_W | SPP_N | MISO_W | Internal | Summer | B5 | 200 | 750 | 0 | 43.77 | 48.75 | 5 | 0
2035 | SPP_N_2_MISO_W | SPP_N | MISO_W | Internal | Summer | B6 | 300 | 750 | 0 | 40.34 | 45.32 | 5 | 0
2035 | SPP_N_2_MISO_W | SPP_N | MISO_W | Internal | Summer | B7 | 400 | 750 | 0 | 25.08 | 29.88 | 5 | 0
2035 | SPP_N_2_MISO_W | SPP_N | MISO_W | Internal | Summer | B8 | 500 | 750 | 0 | 20.68 | 24.65 | 5 | 0
2035 | SPP_N_2_MISO_W | SPP_N | MISO_W | Internal | Summer | B9 | 800 | 750 | 0 | 18.78 | 21.5 | 5 | 0
2035 | SPP_N_2_MISO_W | SPP_N | MISO_W | Internal | Summer | B10 | 1262 | 750 | 0 | 14.07 | 17 | 5 | 0
2035 | SPP_N_2_MISO_W | SPP_N | MISO_W | Internal | Winter | B16 | 25 | 750 | 0 | 24.52 | 22.61 | 5 | 0
2035 | SPP_N_2_MISO_W | SPP_N | MISO_W | Internal | Winter | B17 | 100 | 750 | 0 | 21.74 | 24.53 | 5 | 0
2035 | SPP_N_2_MISO_W | SPP_N | MISO_W | Internal | Winter | B18 | 400 | 750 | 0 | 21.34 | 25.18 | 5 | 0
2035 | SPP_N_2_MISO_W | SPP_N | MISO_W | Internal | Winter | B19 | 700 | 750 | 0 | 19.57 | 24.56 | 5 | 0
2035 | SPP_N_2_MISO_W | SPP_N | MISO_W | Internal | Winter | B20 | 935 | 750 | 750 | 14.52 | 20.97 | 5 | 1.45
2035 | SPP_N_2_SPP_S | SPP_N | SPP_S | Internal | Shoulder | B11 | 25 | 5571 | 0 | 27.98 | 27.98 | 0.01 | 0
2035 | SPP_N_2_SPP_S | SPP_N | SPP_S | Internal | Shoulder | B12 | 200 | 5571 | 907.68 | 20.53 | 20.54 | 0.01 | 0
2035 | SPP_N_2_SPP_S | SPP_N | SPP_S | Internal | Shoulder | B13 | 600 | 5571 | 0 | 17.98 | 17.98 | 0.01 | 0
2035 | SPP_N_2_SPP_S | SPP_N | SPP_S | Internal | Shoulder | B14 | 900 | 5571 | 0 | 13.85 | 13.84 | 0.01 | 0
2035 | SPP_N_2_SPP_S | SPP_N | SPP_S | Internal | Shoulder | B15 | 1203 | 5571 | 0 | -46.03 | -46.04 | 0.01 | 0
2035 | SPP_N_2_SPP_S | SPP_N | SPP_S | Internal | Summer | B1 | 10 | 5571 | 0 | 53.95 | 25.09 | 0.01 | 0
2035 | SPP_N_2_SPP_S | SPP_N | SPP_S | Internal | Summer | B2 | 25 | 5571 | 583.06 | 49.59 | 49.61 | 0.01 | 0
2035 | SPP_N_2_SPP_S | SPP_N | SPP_S | Internal | Summer | B3 | 75 | 5571 | 3543.29 | 50.86 | 50.88 | 0.01 | 0
2035 | SPP_N_2_SPP_S | SPP_N | SPP_S | Internal | Summer | B4 | 100 | 5571 | 2609.3 | 49.59 | 49.61 | 0.01 | 0
2035 | SPP_N_2_SPP_S | SPP_N | SPP_S | Internal | Summer | B5 | 200 | 5571 | 1746.16 | 43.77 | 43.78 | 0.01 | 0
2035 | SPP_N_2_SPP_S | SPP_N | SPP_S | Internal | Summer | B6 | 300 | 5571 | 803.5 | 40.34 | 40.35 | 0.01 | 0
2035 | SPP_N_2_SPP_S | SPP_N | SPP_S | Internal | Summer | B7 | 400 | 5571 | 2423.36 | 25.08 | 25.09 | 0.01 | 0
2035 | SPP_N_2_SPP_S | SPP_N | SPP_S | Internal | Summer | B8 | 500 | 5571 | 1378.24 | 20.68 | 20.69 | 0.01 | 0
2035 | SPP_N_2_SPP_S | SPP_N | SPP_S | Internal | Summer | B9 | 800 | 5571 | 5539.23 | 18.78 | 18.79 | 0.01 | 0
2035 | SPP_N_2_SPP_S | SPP_N | SPP_S | Internal | Summer | B10 | 1262 | 5571 | 4211.53 | 14.07 | 14.08 | 0.01 | 0
2035 | SPP_N_2_SPP_S | SPP_N | SPP_S | Internal | Winter | B16 | 25 | 5571 | 936.85 | 24.52 | 24.53 | 0.01 | 0
2035 | SPP_N_2_SPP_S | SPP_N | SPP_S | Internal | Winter | B17 | 100 | 5571 | 757.11 | 21.74 | 21.75 | 0.01 | 0
2035 | SPP_N_2_SPP_S | SPP_N | SPP_S | Internal | Winter | B18 | 400 | 5571 | 871.04 | 21.34 | 21.35 | 0.01 | 0
2035 | SPP_N_2_SPP_S | SPP_N | SPP_S | Internal | Winter | B19 | 700 | 5571 | 0 | 19.57 | 19.57 | 0.01 | 0
2035 | SPP_N_2_SPP_S | SPP_N | SPP_S | Internal | Winter | B20 | 935 | 5571 | 750.46 | 14.52 | 14.54 | 0.01 | 0
2035 | SPP_S_2_ENT | SPP_S | ENT | Internal | Shoulder | B11 | 25 | 5132 | 4050.86 | 27.98 | 32.98 | 5 | 0
2035 | SPP_S_2_ENT | SPP_S | ENT | Internal | Shoulder | B12 | 200 | 5132 | 0 | 20.54 | 25.53 | 5 | 0
2035 | SPP_S_2_ENT | SPP_S | ENT | Internal | Shoulder | B13 | 600 | 5132 | 896.98 | 17.98 | 22.98 | 5 | 0
2035 | SPP_S_2_ENT | SPP_S | ENT | Internal | Shoulder | B14 | 900 | 5132 | 5132 | 13.84 | 20.85 | 5 | 2.01
2035 | SPP_S_2_ENT | SPP_S | ENT | Internal | Shoulder | B15 | 1203 | 5132 | 5132 | -46.04 | 16.51 | 5 | 57.55
2035 | SPP_S_2_ENT | SPP_S | ENT | Internal | Summer | B1 | 10 | 5132 | 5132 | 25.09 | 58.95 | 5 | 28.86
2035 | SPP_S_2_ENT | SPP_S | ENT | Internal | Summer | B2 | 25 | 5132 | 0 | 49.61 | 54.59 | 5 | 0
2035 | SPP_S_2_ENT | SPP_S | ENT | Internal | Summer | B3 | 75 | 5132 | 0 | 50.88 | 55.86 | 5 | 0
2035 | SPP_S_2_ENT | SPP_S | ENT | Internal | Summer | B4 | 100 | 5132 | 0 | 49.61 | 54.59 | 5 | 0
2035 | SPP_S_2_ENT | SPP_S | ENT | Internal | Summer | B5 | 200 | 5132 | 0 | 43.78 | 48.77 | 5 | 0
2035 | SPP_S_2_ENT | SPP_S | ENT | Internal | Summer | B6 | 300 | 5132 | 0 | 40.35 | 45.34 | 5 | 0
2035 | SPP_S_2_ENT | SPP_S | ENT | Internal | Summer | B7 | 400 | 5132 | 0 | 25.09 | 30.08 | 5 | 0
2035 | SPP_S_2_ENT | SPP_S | ENT | Internal | Summer | B8 | 500 | 5132 | 0 | 20.69 | 25.68 | 5 | 0
2035 | SPP_S_2_ENT | SPP_S | ENT | Internal | Summer | B9 | 800 | 5132 | 0 | 18.79 | 23.78 | 5 | 0
2035 | SPP_S_2_ENT | SPP_S | ENT | Internal | Summer | B10 | 1262 | 5132 | 2994.2 | 14.08 | 19.08 | 5 | 0
2035 | SPP_S_2_ENT | SPP_S | ENT | Internal | Winter | B16 | 25 | 5132 | 4860.74 | 24.53 | 29.53 | 5 | 0
2035 | SPP_S_2_ENT | SPP_S | ENT | Internal | Winter | B17 | 100 | 5132 | 1238.83 | 21.75 | 26.75 | 5 | 0
2035 | SPP_S_2_ENT | SPP_S | ENT | Internal | Winter | B18 | 400 | 5132 | 0 | 21.35 | 26.34 | 5 | 0
2035 | SPP_S_2_ENT | SPP_S | ENT | Internal | Winter | B19 | 700 | 5132 | 923.39 | 19.57 | 24.57 | 5 | 0
2035 | SPP_S_2_ENT | SPP_S | ENT | Internal | Winter | B20 | 935 | 5132 | 5132 | 14.54 | 19.93 | 5 | 0.39
2035 | SPP_S_2_SPP_N | SPP_S | SPP_N | Internal | Shoulder | B11 | 25 | 2211 | 0 | 27.98 | 27.98 | 0.01 | 0
2035 | SPP_S_2_SPP_N | SPP_S | SPP_N | Internal | Shoulder | B12 | 200 | 2211 | 0 | 20.54 | 20.53 | 0.01 | 0
2035 | SPP_S_2_SPP_N | SPP_S | SPP_N | Internal | Shoulder | B13 | 600 | 2211 | 0 | 17.98 | 17.98 | 0.01 | 0
2035 | SPP_S_2_SPP_N | SPP_S | SPP_N | Internal | Shoulder | B14 | 900 | 2211 | 493.57 | 13.84 | 13.85 | 0.01 | 0
2035 | SPP_S_2_SPP_N | SPP_S | SPP_N | Internal | Shoulder | B15 | 1203 | 2211 | 1305.96 | -46.04 | -46.03 | 0.01 | 0
2035 | SPP_S_2_SPP_N | SPP_S | SPP_N | Internal | Summer | B1 | 10 | 2211 | 2211 | 25.09 | 53.95 | 0.01 | 28.84
2035 | SPP_S_2_SPP_N | SPP_S | SPP_N | Internal | Summer | B2 | 25 | 2211 | 0 | 49.61 | 49.59 | 0.01 | 0
2035 | SPP_S_2_SPP_N | SPP_S | SPP_N | Internal | Summer | B3 | 75 | 2211 | 0 | 50.88 | 50.86 | 0.01 | 0
2035 | SPP_S_2_SPP_N | SPP_S | SPP_N | Internal | Summer | B4 | 100 | 2211 | 0 | 49.61 | 49.59 | 0.01 | 0
2035 | SPP_S_2_SPP_N | SPP_S | SPP_N | Internal | Summer | B5 | 200 | 2211 | 0 | 43.78 | 43.77 | 0.01 | 0
2035 | SPP_S_2_SPP_N | SPP_S | SPP_N | Internal | Summer | B6 | 300 | 2211 | 0 | 40.35 | 40.34 | 0.01 | 0
2035 | SPP_S_2_SPP_N | SPP_S | SPP_N | Internal | Summer | B7 | 400 | 2211 | 0 | 25.09 | 25.08 | 0.01 | 0
2035 | SPP_S_2_SPP_N | SPP_S | SPP_N | Internal | Summer | B8 | 500 | 2211 | 0 | 20.69 | 20.68 | 0.01 | 0
2035 | SPP_S_2_SPP_N | SPP_S | SPP_N | Internal | Summer | B9 | 800 | 2211 | 0 | 18.79 | 18.78 | 0.01 | 0
2035 | SPP_S_2_SPP_N | SPP_S | SPP_N | Internal | Summer | B10 | 1262 | 2211 | 0 | 14.08 | 14.07 | 0.01 | 0
2035 | SPP_S_2_SPP_N | SPP_S | SPP_N | Internal | Winter | B16 | 25 | 2211 | 0 | 24.53 | 24.52 | 0.01 | 0
2035 | SPP_S_2_SPP_N | SPP_S | SPP_N | Internal | Winter | B17 | 100 | 2211 | 0 | 21.75 | 21.74 | 0.01 | 0
2035 | SPP_S_2_SPP_N | SPP_S | SPP_N | Internal | Winter | B18 | 400 | 2211 | 0 | 21.35 | 21.34 | 0.01 | 0
2035 | SPP_S_2_SPP_N | SPP_S | SPP_N | Internal | Winter | B19 | 700 | 2211 | 0 | 19.57 | 19.57 | 0.01 | 0
2035 | SPP_S_2_SPP_N | SPP_S | SPP_N | Internal | Winter | B20 | 935 | 2211 | 0 | 14.54 | 14.52 | 0.01 | 0
2035 | TVA_2_ENT | TVA | ENT | Internal | Shoulder | B11 | 25 | 500 | 0 | 40.98 | 32.98 | 9 | 0
2035 | TVA_2_ENT | TVA | ENT | Internal | Shoulder | B12 | 200 | 500 | 0 | 33.53 | 25.53 | 9 | 0
2035 | TVA_2_ENT | TVA | ENT | Internal | Shoulder | B13 | 600 | 500 | 0 | 24.53 | 22.98 | 9 | 0
2035 | TVA_2_ENT | TVA | ENT | Internal | Shoulder | B14 | 900 | 500 | 0 | 24.53 | 20.85 | 9 | 0
2035 | TVA_2_ENT | TVA | ENT | Internal | Shoulder | B15 | 1203 | 500 | 0 | 24.53 | 16.51 | 9 | 0
2035 | TVA_2_ENT | TVA | ENT | Internal | Summer | B1 | 10 | 500 | 0 | 61.06 | 58.95 | 9 | 0
2035 | TVA_2_ENT | TVA | ENT | Internal | Summer | B2 | 25 | 500 | 0 | 61.06 | 54.59 | 9 | 0
2035 | TVA_2_ENT | TVA | ENT | Internal | Summer | B3 | 75 | 500 | 0 | 55.88 | 55.86 | 9 | 0
2035 | TVA_2_ENT | TVA | ENT | Internal | Summer | B4 | 100 | 500 | 0 | 53.21 | 54.59 | 9 | 0
2035 | TVA_2_ENT | TVA | ENT | Internal | Summer | B5 | 200 | 500 | 0 | 52.6 | 48.77 | 9 | 0
2035 | TVA_2_ENT | TVA | ENT | Internal | Summer | B6 | 300 | 500 | 0 | 49.35 | 45.34 | 9 | 0
2035 | TVA_2_ENT | TVA | ENT | Internal | Summer | B7 | 400 | 500 | 0 | 31.5 | 30.08 | 9 | 0
2035 | TVA_2_ENT | TVA | ENT | Internal | Summer | B8 | 500 | 500 | 0 | 23.72 | 25.68 | 9 | 0
2035 | TVA_2_ENT | TVA | ENT | Internal | Summer | B9 | 800 | 500 | 0 | 22.96 | 23.78 | 9 | 0
2035 | TVA_2_ENT | TVA | ENT | Internal | Summer | B10 | 1262 | 500 | 0 | 21.84 | 19.08 | 9 | 0
2035 | TVA_2_ENT | TVA | ENT | Internal | Winter | B16 | 25 | 500 | 0 | 47.35 | 29.53 | 9 | 0
2035 | TVA_2_ENT | TVA | ENT | Internal | Winter | B17 | 100 | 500 | 0 | 35.71 | 26.75 | 9 | 0
2035 | TVA_2_ENT | TVA | ENT | Internal | Winter | B18 | 400 | 500 | 0 | 27.99 | 26.34 | 9 | 0
2035 | TVA_2_ENT | TVA | ENT | Internal | Winter | B19 | 700 | 500 | 0 | 27.99 | 24.57 | 9 | 0
2035 | TVA_2_ENT | TVA | ENT | Internal | Winter | B20 | 935 | 500 | 0 | 27.94 | 19.93 | 9 | 0
2035 | TVA_2_MISO_MO-IL | TVA | MISO_MO-IL | Internal | Shoulder | B11 | 25 | 50 | 0 | 40.98 | 32.98 | 9 | 0
2035 | TVA_2_MISO_MO-IL | TVA | MISO_MO-IL | Internal | Shoulder | B12 | 200 | 50 | 0 | 33.53 | 27.4 | 9 | 0
2035 | TVA_2_MISO_MO-IL | TVA | MISO_MO-IL | Internal | Shoulder | B13 | 600 | 50 | 0 | 24.53 | 26.49 | 9 | 0
2035 | TVA_2_MISO_MO-IL | TVA | MISO_MO-IL | Internal | Shoulder | B14 | 900 | 50 | 0 | 24.53 | 21.31 | 9 | 0
2035 | TVA_2_MISO_MO-IL | TVA | MISO_MO-IL | Internal | Shoulder | B15 | 1203 | 50 | 0 | 24.53 | 18.92 | 9 | 0
2035 | TVA_2_MISO_MO-IL | TVA | MISO_MO-IL | Internal | Summer | B1 | 10 | 50 | 0 | 61.06 | 58.95 | 9 | 0
2035 | TVA_2_MISO_MO-IL | TVA | MISO_MO-IL | Internal | Summer | B2 | 25 | 50 | 0 | 61.06 | 53.06 | 9 | 0
2035 | TVA_2_MISO_MO-IL | TVA | MISO_MO-IL | Internal | Summer | B3 | 75 | 50 | 0 | 55.88 | 50.72 | 9 | 0
2035 | TVA_2_MISO_MO-IL | TVA | MISO_MO-IL | Internal | Summer | B4 | 100 | 50 | 0 | 53.21 | 49.21 | 9 | 0
2035 | TVA_2_MISO_MO-IL | TVA | MISO_MO-IL | Internal | Summer | B5 | 200 | 50 | 0 | 52.6 | 48.77 | 9 | 0
2035 | TVA_2_MISO_MO-IL | TVA | MISO_MO-IL | Internal | Summer | B6 | 300 | 50 | 0 | 49.35 | 45.34 | 9 | 0
2035 | TVA_2_MISO_MO-IL | TVA | MISO_MO-IL | Internal | Summer | B7 | 400 | 50 | 0 | 31.5 | 29.89 | 9 | 0
2035 | TVA_2_MISO_MO-IL | TVA | MISO_MO-IL | Internal | Summer | B8 | 500 | 50 | 0 | 23.72 | 26.41 | 9 | 0
2035 | TVA_2_MISO_MO-IL | TVA | MISO_MO-IL | Internal | Summer | B9 | 800 | 50 | 0 | 22.96 | 21.52 | 9 | 0
2035 | TVA_2_MISO_MO-IL | TVA | MISO_MO-IL | Internal | Summer | B10 | 1262 | 50 | 0 | 21.84 | 17.21 | 9 | 0
2035 | TVA_2_MISO_MO-IL | TVA | MISO_MO-IL | Internal | Winter | B16 | 25 | 50 | 0 | 47.35 | 39.34 | 9 | 0
2035 | TVA_2_MISO_MO-IL | TVA | MISO_MO-IL | Internal | Winter | B17 | 100 | 50 | 0 | 35.71 | 30.09 | 9 | 0
2035 | TVA_2_MISO_MO-IL | TVA | MISO_MO-IL | Internal | Winter | B18 | 400 | 50 | 0 | 27.99 | 27.4 | 9 | 0
2035 | TVA_2_MISO_MO-IL | TVA | MISO_MO-IL | Internal | Winter | B19 | 700 | 50 | 0 | 27.99 | 27.09 | 9 | 0
2035 | TVA_2_MISO_MO-IL | TVA | MISO_MO-IL | Internal | Winter | B20 | 935 | 50 | 0 | 27.94 | 22.47 | 9 | 0
2035 | TVA_2_NonRTO_Midwest | TVA | NonRTO_Midwest | Internal | Shoulder | B11 | 25 | 100 | 0 | 40.98 | 41 | 9 | 0
2035 | TVA_2_NonRTO_Midwest | TVA | NonRTO_Midwest | Internal | Shoulder | B12 | 200 | 100 | 0 | 33.53 | 35.41 | 9 | 0
2035 | TVA_2_NonRTO_Midwest | TVA | NonRTO_Midwest | Internal | Shoulder | B13 | 600 | 100 | 100 | 24.53 | 34.5 | 9 | 0.97
2035 | TVA_2_NonRTO_Midwest | TVA | NonRTO_Midwest | Internal | Shoulder | B14 | 900 | 100 | 0 | 24.53 | 29.32 | 9 | 0
2035 | TVA_2_NonRTO_Midwest | TVA | NonRTO_Midwest | Internal | Shoulder | B15 | 1203 | 100 | 0 | 24.53 | 23.27 | 9 | 0
2035 | TVA_2_NonRTO_Midwest | TVA | NonRTO_Midwest | Internal | Summer | B1 | 10 | 100 | 0 | 61.06 | 54.44 | 9 | 0
2035 | TVA_2_NonRTO_Midwest | TVA | NonRTO_Midwest | Internal | Summer | B2 | 25 | 100 | 0 | 61.06 | 54.44 | 9 | 0
2035 | TVA_2_NonRTO_Midwest | TVA | NonRTO_Midwest | Internal | Summer | B3 | 75 | 100 | 0 | 55.88 | 54.44 | 9 | 0
2035 | TVA_2_NonRTO_Midwest | TVA | NonRTO_Midwest | Internal | Summer | B4 | 100 | 100 | 0 | 53.21 | 54.44 | 9 | 0
2035 | TVA_2_NonRTO_Midwest | TVA | NonRTO_Midwest | Internal | Summer | B5 | 200 | 100 | 0 | 52.6 | 54.44 | 9 | 0
2035 | TVA_2_NonRTO_Midwest | TVA | NonRTO_Midwest | Internal | Summer | B6 | 300 | 100 | 0 | 49.35 | 53.32 | 9 | 0
2035 | TVA_2_NonRTO_Midwest | TVA | NonRTO_Midwest | Internal | Summer | B7 | 400 | 100 | 0 | 31.5 | 32.12 | 9 | 0
2035 | TVA_2_NonRTO_Midwest | TVA | NonRTO_Midwest | Internal | Summer | B8 | 500 | 100 | 0 | 23.72 | 29.82 | 9 | 0
2035 | TVA_2_NonRTO_Midwest | TVA | NonRTO_Midwest | Internal | Summer | B9 | 800 | 100 | 0 | 22.96 | 21.49 | 9 | 0
2035 | TVA_2_NonRTO_Midwest | TVA | NonRTO_Midwest | Internal | Summer | B10 | 1262 | 100 | 0 | 21.84 | 21.49 | 9 | 0
2035 | TVA_2_NonRTO_Midwest | TVA | NonRTO_Midwest | Internal | Winter | B16 | 25 | 100 | 0 | 47.35 | 49.68 | 9 | 0
2035 | TVA_2_NonRTO_Midwest | TVA | NonRTO_Midwest | Internal | Winter | B17 | 100 | 100 | 0 | 35.71 | 38.11 | 9 | 0
2035 | TVA_2_NonRTO_Midwest | TVA | NonRTO_Midwest | Internal | Winter | B18 | 400 | 100 | 0 | 27.99 | 35.41 | 9 | 0
2035 | TVA_2_NonRTO_Midwest | TVA | NonRTO_Midwest | Internal | Winter | B19 | 700 | 100 | 0 | 27.99 | 32 | 9 | 0
2035 | TVA_2_NonRTO_Midwest | TVA | NonRTO_Midwest | Internal | Winter | B20 | 935 | 100 | 0 | 27.94 | 27.17 | 9 | 0
2035 | TVA_2_PJM_ROR | TVA | PJM_ROR | Internal | Shoulder | B11 | 25 | 500 | 0 | 40.98 | 34.97 | 9 | 0
2035 | TVA_2_PJM_ROR | TVA | PJM_ROR | Internal | Shoulder | B12 | 200 | 500 | 0 | 33.53 | 27.52 | 9 | 0
2035 | TVA_2_PJM_ROR | TVA | PJM_ROR | Internal | Shoulder | B13 | 600 | 500 | 0 | 24.53 | 24.96 | 9 | 0
2035 | TVA_2_PJM_ROR | TVA | PJM_ROR | Internal | Shoulder | B14 | 900 | 500 | 0 | 24.53 | 20.84 | 9 | 0
2035 | TVA_2_PJM_ROR | TVA | PJM_ROR | Internal | Shoulder | B15 | 1203 | 500 | 0 | 24.53 | 18.86 | 9 | 0
2035 | TVA_2_PJM_ROR | TVA | PJM_ROR | Internal | Summer | B1 | 10 | 500 | 0 | 61.06 | 60.96 | 9 | 0
2035 | TVA_2_PJM_ROR | TVA | PJM_ROR | Internal | Summer | B2 | 25 | 500 | 0 | 61.06 | 55.05 | 9 | 0
2035 | TVA_2_PJM_ROR | TVA | PJM_ROR | Internal | Summer | B3 | 75 | 500 | 0 | 55.88 | 49.86 | 9 | 0
2035 | TVA_2_PJM_ROR | TVA | PJM_ROR | Internal | Summer | B4 | 100 | 500 | 0 | 53.21 | 47.19 | 9 | 0
2035 | TVA_2_PJM_ROR | TVA | PJM_ROR | Internal | Summer | B5 | 200 | 500 | 0 | 52.6 | 47.19 | 9 | 0
2035 | TVA_2_PJM_ROR | TVA | PJM_ROR | Internal | Summer | B6 | 300 | 500 | 0 | 49.35 | 43.34 | 9 | 0
2035 | TVA_2_PJM_ROR | TVA | PJM_ROR | Internal | Summer | B7 | 400 | 500 | 0 | 31.5 | 27.89 | 9 | 0
2035 | TVA_2_PJM_ROR | TVA | PJM_ROR | Internal | Summer | B8 | 500 | 500 | 0 | 23.72 | 26.65 | 9 | 0
2035 | TVA_2_PJM_ROR | TVA | PJM_ROR | Internal | Summer | B9 | 800 | 500 | 0 | 22.96 | 19.52 | 9 | 0
2035 | TVA_2_PJM_ROR | TVA | PJM_ROR | Internal | Summer | B10 | 1262 | 500 | 0 | 21.84 | 16.94 | 9 | 0
2035 | TVA_2_PJM_ROR | TVA | PJM_ROR | Internal | Winter | B16 | 25 | 500 | 0 | 47.35 | 41.34 | 9 | 0
2035 | TVA_2_PJM_ROR | TVA | PJM_ROR | Internal | Winter | B17 | 100 | 500 | 0 | 35.71 | 32.09 | 9 | 0
2035 | TVA_2_PJM_ROR | TVA | PJM_ROR | Internal | Winter | B18 | 400 | 500 | 0 | 27.99 | 27.27 | 9 | 0
2035 | TVA_2_PJM_ROR | TVA | PJM_ROR | Internal | Winter | B19 | 700 | 500 | 0 | 27.99 | 26.56 | 9 | 0
2035 | TVA_2_PJM_ROR | TVA | PJM_ROR | Internal | Winter | B20 | 935 | 500 | 0 | 27.94 | 22.97 | 9 | 0
2035 | TVA_2_SOCO | TVA | SOCO | Internal | Shoulder | B11 | 25 | 500 | 0 | 40.98 | 49.97 | 9 | 0
2035 | TVA_2_SOCO | TVA | SOCO | Internal | Shoulder | B12 | 200 | 500 | 0 | 33.53 | 30.61 | 9 | 0
2035 | TVA_2_SOCO | TVA | SOCO | Internal | Shoulder | B13 | 600 | 500 | 0 | 24.53 | 24.11 | 9 | 0
2035 | TVA_2_SOCO | TVA | SOCO | Internal | Shoulder | B14 | 900 | 500 | 0 | 24.53 | 24.11 | 9 | 0
2035 | TVA_2_SOCO | TVA | SOCO | Internal | Shoulder | B15 | 1203 | 500 | 0 | 24.53 | 24.11 | 9 | 0
2035 | TVA_2_SOCO | TVA | SOCO | Internal | Summer | B1 | 10 | 500 | 500 | 61.06 | 71.01 | 9 | 0.95
2035 | TVA_2_SOCO | TVA | SOCO | Internal | Summer | B2 | 25 | 500 | 0 | 61.06 | 62.59 | 9 | 0
2035 | TVA_2_SOCO | TVA | SOCO | Internal | Summer | B3 | 75 | 500 | 0 | 55.88 | 58.31 | 9 | 0
2035 | TVA_2_SOCO | TVA | SOCO | Internal | Summer | B4 | 100 | 500 | 0 | 53.21 | 58.31 | 9 | 0
2035 | TVA_2_SOCO | TVA | SOCO | Internal | Summer | B5 | 200 | 500 | 0 | 52.6 | 56.61 | 9 | 0
2035 | TVA_2_SOCO | TVA | SOCO | Internal | Summer | B6 | 300 | 500 | 0 | 49.35 | 56.34 | 9 | 0
2035 | TVA_2_SOCO | TVA | SOCO | Internal | Summer | B7 | 400 | 500 | 197.97 | 31.5 | 40.5 | 9 | 0
2035 | TVA_2_SOCO | TVA | SOCO | Internal | Summer | B8 | 500 | 500 | 460.21 | 23.72 | 32.72 | 9 | 0
2035 | TVA_2_SOCO | TVA | SOCO | Internal | Summer | B9 | 800 | 500 | 0 | 22.96 | 23.34 | 9 | 0
2035 | TVA_2_SOCO | TVA | SOCO | Internal | Summer | B10 | 1262 | 500 | 0 | 21.84 | 22.55 | 9 | 0
2035 | TVA_2_SOCO | TVA | SOCO | Internal | Winter | B16 | 25 | 500 | 0 | 47.35 | 56.34 | 9 | 0
2035 | TVA_2_SOCO | TVA | SOCO | Internal | Winter | B17 | 100 | 500 | 0 | 35.71 | 34.75 | 9 | 0
2035 | TVA_2_SOCO | TVA | SOCO | Internal | Winter | B18 | 400 | 500 | 0 | 27.99 | 27.59 | 9 | 0
2035 | TVA_2_SOCO | TVA | SOCO | Internal | Winter | B19 | 700 | 500 | 0 | 27.99 | 27.59 | 9 | 0
2035 | TVA_2_SOCO | TVA | SOCO | Internal | Winter | B20 | 935 | 500 | 0 | 27.94 | 27.59 | 9 | 0
2035 | TVA_2_VACAR | TVA | VACAR | Internal | Shoulder | B11 | 25 | 150 | 0 | 40.98 | 40.97 | 9 | 0
2035 | TVA_2_VACAR | TVA | VACAR | Internal | Shoulder | B12 | 200 | 150 | 0 | 33.53 | 33.52 | 9 | 0
2035 | TVA_2_VACAR | TVA | VACAR | Internal | Shoulder | B13 | 600 | 150 | 0 | 24.53 | 26.24 | 9 | 0
2035 | TVA_2_VACAR | TVA | VACAR | Internal | Shoulder | B14 | 900 | 150 | 0 | 24.53 | 26.24 | 9 | 0
2035 | TVA_2_VACAR | TVA | VACAR | Internal | Shoulder | B15 | 1203 | 150 | 0 | 24.53 | 25.19 | 9 | 0
2035 | TVA_2_VACAR | TVA | VACAR | Internal | Summer | B1 | 10 | 150 | 0 | 61.06 | 66.96 | 9 | 0
2035 | TVA_2_VACAR | TVA | VACAR | Internal | Summer | B2 | 25 | 150 | 0 | 61.06 | 57.38 | 9 | 0
2035 | TVA_2_VACAR | TVA | VACAR | Internal | Summer | B3 | 75 | 150 | 0 | 55.88 | 57.38 | 9 | 0
2035 | TVA_2_VACAR | TVA | VACAR | Internal | Summer | B4 | 100 | 150 | 0 | 53.21 | 55.47 | 9 | 0
2035 | TVA_2_VACAR | TVA | VACAR | Internal | Summer | B5 | 200 | 150 | 0 | 52.6 | 53.19 | 9 | 0
2035 | TVA_2_VACAR | TVA | VACAR | Internal | Summer | B6 | 300 | 150 | 0 | 49.35 | 49.34 | 9 | 0
2035 | TVA_2_VACAR | TVA | VACAR | Internal | Summer | B7 | 400 | 150 | 0 | 31.5 | 33.5 | 9 | 0
2035 | TVA_2_VACAR | TVA | VACAR | Internal | Summer | B8 | 500 | 150 | 0 | 23.72 | 25.72 | 9 | 0
2035 | TVA_2_VACAR | TVA | VACAR | Internal | Summer | B9 | 800 | 150 | 0 | 22.96 | 23.75 | 9 | 0
2035 | TVA_2_VACAR | TVA | VACAR | Internal | Summer | B10 | 1262 | 150 | 0 | 21.84 | 22.7 | 9 | 0
2035 | TVA_2_VACAR | TVA | VACAR | Internal | Winter | B16 | 25 | 150 | 150 | 47.35 | 59.26 | 9 | 2.91
2035 | TVA_2_VACAR | TVA | VACAR | Internal | Winter | B17 | 100 | 150 | 0 | 35.71 | 38.09 | 9 | 0
2035 | TVA_2_VACAR | TVA | VACAR | Internal | Winter | B18 | 400 | 150 | 0 | 27.99 | 31.92 | 9 | 0
2035 | TVA_2_VACAR | TVA | VACAR | Internal | Winter | B19 | 700 | 150 | 0 | 27.99 | 31.92 | 9 | 0
2035 | TVA_2_VACAR | TVA | VACAR | Internal | Winter | B20 | 935 | 150 | 0 | 27.94 | 26.79 | 9 | 0
2035 | TVA_Transmission_2_NonRTO_Midwest | TVA_Transmission | NonRTO_Midwest | Internal | Shoulder | B11 | 25 | 700 | 0 | 40.97 | 41 | 9 | 0
2035 | TVA_Transmission_2_NonRTO_Midwest | TVA_Transmission | NonRTO_Midwest | Internal | Shoulder | B12 | 200 | 700 | 0 | 33.52 | 35.41 | 9 | 0
2035 | TVA_Transmission_2_NonRTO_Midwest | TVA_Transmission | NonRTO_Midwest | Internal | Shoulder | B13 | 600 | 700 | 0 | 27.68 | 34.5 | 9 | 0
2035 | TVA_Transmission_2_NonRTO_Midwest | TVA_Transmission | NonRTO_Midwest | Internal | Shoulder | B14 | 900 | 700 | 0 | 25.41 | 29.32 | 9 | 0
2035 | TVA_Transmission_2_NonRTO_Midwest | TVA_Transmission | NonRTO_Midwest | Internal | Shoulder | B15 | 1203 | 700 | 0 | 24.51 | 23.27 | 9 | 0
2035 | TVA_Transmission_2_NonRTO_Midwest | TVA_Transmission | NonRTO_Midwest | Internal | Summer | B1 | 10 | 700 | 0 | 62.23 | 54.44 | 9 | 0
2035 | TVA_Transmission_2_NonRTO_Midwest | TVA_Transmission | NonRTO_Midwest | Internal | Summer | B2 | 25 | 700 | 0 | 61.05 | 54.44 | 9 | 0
2035 | TVA_Transmission_2_NonRTO_Midwest | TVA_Transmission | NonRTO_Midwest | Internal | Summer | B3 | 75 | 700 | 0 | 55.86 | 54.44 | 9 | 0
2035 | TVA_Transmission_2_NonRTO_Midwest | TVA_Transmission | NonRTO_Midwest | Internal | Summer | B4 | 100 | 700 | 0 | 53.19 | 54.44 | 9 | 0
2035 | TVA_Transmission_2_NonRTO_Midwest | TVA_Transmission | NonRTO_Midwest | Internal | Summer | B5 | 200 | 700 | 0 | 52.85 | 54.44 | 9 | 0
2035 | TVA_Transmission_2_NonRTO_Midwest | TVA_Transmission | NonRTO_Midwest | Internal | Summer | B6 | 300 | 700 | 0 | 49.34 | 53.32 | 9 | 0
2035 | TVA_Transmission_2_NonRTO_Midwest | TVA_Transmission | NonRTO_Midwest | Internal | Summer | B7 | 400 | 700 | 0 | 32.97 | 32.12 | 9 | 0
2035 | TVA_Transmission_2_NonRTO_Midwest | TVA_Transmission | NonRTO_Midwest | Internal | Summer | B8 | 500 | 700 | 0 | 28.11 | 29.82 | 9 | 0
2035 | TVA_Transmission_2_NonRTO_Midwest | TVA_Transmission | NonRTO_Midwest | Internal | Summer | B9 | 800 | 700 | 0 | 24.09 | 21.49 | 9 | 0
2035 | TVA_Transmission_2_NonRTO_Midwest | TVA_Transmission | NonRTO_Midwest | Internal | Summer | B10 | 1262 | 700 | 0 | 22.33 | 21.49 | 9 | 0
2035 | TVA_Transmission_2_NonRTO_Midwest | TVA_Transmission | NonRTO_Midwest | Internal | Winter | B16 | 25 | 700 | 0 | 47.34 | 49.68 | 9 | 0
2035 | TVA_Transmission_2_NonRTO_Midwest | TVA_Transmission | NonRTO_Midwest | Internal | Winter | B17 | 100 | 700 | 0 | 35.7 | 38.11 | 9 | 0
2035 | TVA_Transmission_2_NonRTO_Midwest | TVA_Transmission | NonRTO_Midwest | Internal | Winter | B18 | 400 | 700 | 0 | 30.28 | 35.41 | 9 | 0
2035 | TVA_Transmission_2_NonRTO_Midwest | TVA_Transmission | NonRTO_Midwest | Internal | Winter | B19 | 700 | 700 | 0 | 29.67 | 32 | 9 | 0
2035 | TVA_Transmission_2_NonRTO_Midwest | TVA_Transmission | NonRTO_Midwest | Internal | Winter | B20 | 935 | 700 | 0 | 27.93 | 27.17 | 9 | 0
2035 | TVA_Transmission_2_SOCO | TVA_Transmission | SOCO | Internal | Shoulder | B11 | 25 | 3200 | 1530.27 | 40.97 | 49.97 | 9 | 0
2035 | TVA_Transmission_2_SOCO | TVA_Transmission | SOCO | Internal | Shoulder | B12 | 200 | 3200 | 0 | 33.52 | 30.61 | 9 | 0
2035 | TVA_Transmission_2_SOCO | TVA_Transmission | SOCO | Internal | Shoulder | B13 | 600 | 3200 | 0 | 27.68 | 24.11 | 9 | 0
2035 | TVA_Transmission_2_SOCO | TVA_Transmission | SOCO | Internal | Shoulder | B14 | 900 | 3200 | 0 | 25.41 | 24.11 | 9 | 0
2035 | TVA_Transmission_2_SOCO | TVA_Transmission | SOCO | Internal | Shoulder | B15 | 1203 | 3200 | 0 | 24.51 | 24.11 | 9 | 0
2035 | TVA_Transmission_2_SOCO | TVA_Transmission | SOCO | Internal | Summer | B1 | 10 | 3200 | 0 | 62.23 | 71.01 | 9 | 0
2035 | TVA_Transmission_2_SOCO | TVA_Transmission | SOCO | Internal | Summer | B2 | 25 | 3200 | 0 | 61.05 | 62.59 | 9 | 0
2035 | TVA_Transmission_2_SOCO | TVA_Transmission | SOCO | Internal | Summer | B3 | 75 | 3200 | 0 | 55.86 | 58.31 | 9 | 0
2035 | TVA_Transmission_2_SOCO | TVA_Transmission | SOCO | Internal | Summer | B4 | 100 | 3200 | 0 | 53.19 | 58.31 | 9 | 0
2035 | TVA_Transmission_2_SOCO | TVA_Transmission | SOCO | Internal | Summer | B5 | 200 | 3200 | 0 | 52.85 | 56.61 | 9 | 0
2035 | TVA_Transmission_2_SOCO | TVA_Transmission | SOCO | Internal | Summer | B6 | 300 | 3200 | 0 | 49.34 | 56.34 | 9 | 0
2035 | TVA_Transmission_2_SOCO | TVA_Transmission | SOCO | Internal | Summer | B7 | 400 | 3200 | 0 | 32.97 | 40.5 | 9 | 0
2035 | TVA_Transmission_2_SOCO | TVA_Transmission | SOCO | Internal | Summer | B8 | 500 | 3200 | 0 | 28.11 | 32.72 | 9 | 0
2035 | TVA_Transmission_2_SOCO | TVA_Transmission | SOCO | Internal | Summer | B9 | 800 | 3200 | 0 | 24.09 | 23.34 | 9 | 0
2035 | TVA_Transmission_2_SOCO | TVA_Transmission | SOCO | Internal | Summer | B10 | 1262 | 3200 | 0 | 22.33 | 22.55 | 9 | 0
2035 | TVA_Transmission_2_SOCO | TVA_Transmission | SOCO | Internal | Winter | B16 | 25 | 3200 | 1763.42 | 47.34 | 56.34 | 9 | 0
2035 | TVA_Transmission_2_SOCO | TVA_Transmission | SOCO | Internal | Winter | B17 | 100 | 3200 | 0 | 35.7 | 34.75 | 9 | 0
2035 | TVA_Transmission_2_SOCO | TVA_Transmission | SOCO | Internal | Winter | B18 | 400 | 3200 | 0 | 30.28 | 27.59 | 9 | 0
2035 | TVA_Transmission_2_SOCO | TVA_Transmission | SOCO | Internal | Winter | B19 | 700 | 3200 | 0 | 29.67 | 27.59 | 9 | 0
2035 | TVA_Transmission_2_SOCO | TVA_Transmission | SOCO | Internal | Winter | B20 | 935 | 3200 | 0 | 27.93 | 27.59 | 9 | 0
2035 | TVA_Transmission_2_TVA | TVA_Transmission | TVA | Internal | Shoulder | B11 | 25 | 99999 | 372.3 | 40.97 | 40.98 | 0.01 | 0
2035 | TVA_Transmission_2_TVA | TVA_Transmission | TVA | Internal | Shoulder | B12 | 200 | 99999 | 134.13 | 33.52 | 33.53 | 0.01 | 0
2035 | TVA_Transmission_2_TVA | TVA_Transmission | TVA | Internal | Shoulder | B13 | 600 | 99999 | 0 | 27.68 | 24.53 | 0.01 | 0
2035 | TVA_Transmission_2_TVA | TVA_Transmission | TVA | Internal | Shoulder | B14 | 900 | 99999 | 0 | 25.41 | 24.53 | 0.01 | 0
2035 | TVA_Transmission_2_TVA | TVA_Transmission | TVA | Internal | Shoulder | B15 | 1203 | 99999 | 1270.14 | 24.51 | 24.53 | 0.01 | 0
2035 | TVA_Transmission_2_TVA | TVA_Transmission | TVA | Internal | Summer | B1 | 10 | 99999 | 0 | 62.23 | 61.06 | 0.01 | 0
2035 | TVA_Transmission_2_TVA | TVA_Transmission | TVA | Internal | Summer | B2 | 25 | 99999 | 635.3 | 61.05 | 61.06 | 0.01 | 0
2035 | TVA_Transmission_2_TVA | TVA_Transmission | TVA | Internal | Summer | B3 | 75 | 99999 | 948.22 | 55.86 | 55.88 | 0.01 | 0
2035 | TVA_Transmission_2_TVA | TVA_Transmission | TVA | Internal | Summer | B4 | 100 | 99999 | 172.37 | 53.19 | 53.21 | 0.01 | 0
2035 | TVA_Transmission_2_TVA | TVA_Transmission | TVA | Internal | Summer | B5 | 200 | 99999 | 0 | 52.85 | 52.6 | 0.01 | 0
2035 | TVA_Transmission_2_TVA | TVA_Transmission | TVA | Internal | Summer | B6 | 300 | 99999 | 253.34 | 49.34 | 49.35 | 0.01 | 0
2035 | TVA_Transmission_2_TVA | TVA_Transmission | TVA | Internal | Summer | B7 | 400 | 99999 | 0 | 32.97 | 31.5 | 0.01 | 0
2035 | TVA_Transmission_2_TVA | TVA_Transmission | TVA | Internal | Summer | B8 | 500 | 99999 | 0 | 28.11 | 23.72 | 0.01 | 0
2035 | TVA_Transmission_2_TVA | TVA_Transmission | TVA | Internal | Summer | B9 | 800 | 99999 | 0 | 24.09 | 22.96 | 0.01 | 0
2035 | TVA_Transmission_2_TVA | TVA_Transmission | TVA | Internal | Summer | B10 | 1262 | 99999 | 0 | 22.33 | 21.84 | 0.01 | 0
2035 | TVA_Transmission_2_TVA | TVA_Transmission | TVA | Internal | Winter | B16 | 25 | 99999 | 3433.82 | 47.34 | 47.35 | 0.01 | 0
2035 | TVA_Transmission_2_TVA | TVA_Transmission | TVA | Internal | Winter | B17 | 100 | 99999 | 2100 | 35.7 | 35.71 | 0.01 | 0
2035 | TVA_Transmission_2_TVA | TVA_Transmission | TVA | Internal | Winter | B18 | 400 | 99999 | 0 | 30.28 | 27.99 | 0.01 | 0
2035 | TVA_Transmission_2_TVA | TVA_Transmission | TVA | Internal | Winter | B19 | 700 | 99999 | 0 | 29.67 | 27.99 | 0.01 | 0
2035 | TVA_Transmission_2_TVA | TVA_Transmission | TVA | Internal | Winter | B20 | 935 | 99999 | 1524.87 | 27.93 | 27.94 | 0.01 | 0
2035 | TVA_Transmission_2_VACAR | TVA_Transmission | VACAR | Internal | Shoulder | B11 | 25 | 900 | 0 | 40.97 | 40.97 | 9 | 0
2035 | TVA_Transmission_2_VACAR | TVA_Transmission | VACAR | Internal | Shoulder | B12 | 200 | 900 | 0 | 33.52 | 33.52 | 9 | 0
2035 | TVA_Transmission_2_VACAR | TVA_Transmission | VACAR | Internal | Shoulder | B13 | 600 | 900 | 0 | 27.68 | 26.24 | 9 | 0
2035 | TVA_Transmission_2_VACAR | TVA_Transmission | VACAR | Internal | Shoulder | B14 | 900 | 900 | 0 | 25.41 | 26.24 | 9 | 0
2035 | TVA_Transmission_2_VACAR | TVA_Transmission | VACAR | Internal | Shoulder | B15 | 1203 | 900 | 0 | 24.51 | 25.19 | 9 | 0
2035 | TVA_Transmission_2_VACAR | TVA_Transmission | VACAR | Internal | Summer | B1 | 10 | 900 | 0 | 62.23 | 66.96 | 9 | 0
2035 | TVA_Transmission_2_VACAR | TVA_Transmission | VACAR | Internal | Summer | B2 | 25 | 900 | 0 | 61.05 | 57.38 | 9 | 0
2035 | TVA_Transmission_2_VACAR | TVA_Transmission | VACAR | Internal | Summer | B3 | 75 | 900 | 0 | 55.86 | 57.38 | 9 | 0
2035 | TVA_Transmission_2_VACAR | TVA_Transmission | VACAR | Internal | Summer | B4 | 100 | 900 | 0 | 53.19 | 55.47 | 9 | 0
2035 | TVA_Transmission_2_VACAR | TVA_Transmission | VACAR | Internal | Summer | B5 | 200 | 900 | 0 | 52.85 | 53.19 | 9 | 0
2035 | TVA_Transmission_2_VACAR | TVA_Transmission | VACAR | Internal | Summer | B6 | 300 | 900 | 0 | 49.34 | 49.34 | 9 | 0
2035 | TVA_Transmission_2_VACAR | TVA_Transmission | VACAR | Internal | Summer | B7 | 400 | 900 | 0 | 32.97 | 33.5 | 9 | 0
2035 | TVA_Transmission_2_VACAR | TVA_Transmission | VACAR | Internal | Summer | B8 | 500 | 900 | 0 | 28.11 | 25.72 | 9 | 0
2035 | TVA_Transmission_2_VACAR | TVA_Transmission | VACAR | Internal | Summer | B9 | 800 | 900 | 0 | 24.09 | 23.75 | 9 | 0
2035 | TVA_Transmission_2_VACAR | TVA_Transmission | VACAR | Internal | Summer | B10 | 1262 | 900 | 0 | 22.33 | 22.7 | 9 | 0
2035 | TVA_Transmission_2_VACAR | TVA_Transmission | VACAR | Internal | Winter | B16 | 25 | 900 | 900 | 47.34 | 59.26 | 9 | 2.92
2035 | TVA_Transmission_2_VACAR | TVA_Transmission | VACAR | Internal | Winter | B17 | 100 | 900 | 0 | 35.7 | 38.09 | 9 | 0
2035 | TVA_Transmission_2_VACAR | TVA_Transmission | VACAR | Internal | Winter | B18 | 400 | 900 | 0 | 30.28 | 31.92 | 9 | 0
2035 | TVA_Transmission_2_VACAR | TVA_Transmission | VACAR | Internal | Winter | B19 | 700 | 900 | 0 | 29.67 | 31.92 | 9 | 0
2035 | TVA_Transmission_2_VACAR | TVA_Transmission | VACAR | Internal | Winter | B20 | 935 | 900 | 0 | 27.93 | 26.79 | 9 | 0
2035 | VACAR_2_SOCO | VACAR | SOCO | Internal | Shoulder | B11 | 25 | 3000 | 3000 | 40.97 | 49.97 | 7 | 2
2035 | VACAR_2_SOCO | VACAR | SOCO | Internal | Shoulder | B12 | 200 | 3000 | 0 | 33.52 | 30.61 | 7 | 0
2035 | VACAR_2_SOCO | VACAR | SOCO | Internal | Shoulder | B13 | 600 | 3000 | 0 | 26.24 | 24.11 | 7 | 0
2035 | VACAR_2_SOCO | VACAR | SOCO | Internal | Shoulder | B14 | 900 | 3000 | 0 | 26.24 | 24.11 | 7 | 0
2035 | VACAR_2_SOCO | VACAR | SOCO | Internal | Shoulder | B15 | 1203 | 3000 | 0 | 25.19 | 24.11 | 7 | 0
2035 | VACAR_2_SOCO | VACAR | SOCO | Internal | Summer | B1 | 10 | 3000 | 0 | 66.96 | 71.01 | 7 | 0
2035 | VACAR_2_SOCO | VACAR | SOCO | Internal | Summer | B2 | 25 | 3000 | 0 | 57.38 | 62.59 | 7 | 0
2035 | VACAR_2_SOCO | VACAR | SOCO | Internal | Summer | B3 | 75 | 3000 | 0 | 57.38 | 58.31 | 7 | 0
2035 | VACAR_2_SOCO | VACAR | SOCO | Internal | Summer | B4 | 100 | 3000 | 0 | 55.47 | 58.31 | 7 | 0
2035 | VACAR_2_SOCO | VACAR | SOCO | Internal | Summer | B5 | 200 | 3000 | 0 | 53.19 | 56.61 | 7 | 0
2035 | VACAR_2_SOCO | VACAR | SOCO | Internal | Summer | B6 | 300 | 3000 | 1195.47 | 49.34 | 56.34 | 7 | 0
2035 | VACAR_2_SOCO | VACAR | SOCO | Internal | Summer | B7 | 400 | 3000 | 95.93 | 33.5 | 40.5 | 7 | 0
2035 | VACAR_2_SOCO | VACAR | SOCO | Internal | Summer | B8 | 500 | 3000 | 1730.67 | 25.72 | 32.72 | 7 | 0
2035 | VACAR_2_SOCO | VACAR | SOCO | Internal | Summer | B9 | 800 | 3000 | 0 | 23.75 | 23.34 | 7 | 0
2035 | VACAR_2_SOCO | VACAR | SOCO | Internal | Summer | B10 | 1262 | 3000 | 0 | 22.7 | 22.55 | 7 | 0
2035 | VACAR_2_SOCO | VACAR | SOCO | Internal | Winter | B16 | 25 | 3000 | 0 | 59.26 | 56.34 | 7 | 0
2035 | VACAR_2_SOCO | VACAR | SOCO | Internal | Winter | B17 | 100 | 3000 | 0 | 38.09 | 34.75 | 7 | 0
2035 | VACAR_2_SOCO | VACAR | SOCO | Internal | Winter | B18 | 400 | 3000 | 0 | 31.92 | 27.59 | 7 | 0
2035 | VACAR_2_SOCO | VACAR | SOCO | Internal | Winter | B19 | 700 | 3000 | 0 | 31.92 | 27.59 | 7 | 0
2035 | VACAR_2_SOCO | VACAR | SOCO | Internal | Winter | B20 | 935 | 3000 | 0 | 26.79 | 27.59 | 7 | 0
2040 | ENT_2_MISO_MO-IL | ENT | MISO_MO-IL | Internal | Shoulder | B11 | 25 | 2260 | 0 | 41.71 | 41.71 | 8 | 0
2040 | ENT_2_MISO_MO-IL | ENT | MISO_MO-IL | Internal | Shoulder | B12 | 200 | 2260 | 0 | 30.9 | 30.9 | 8 | 0
2040 | ENT_2_MISO_MO-IL | ENT | MISO_MO-IL | Internal | Shoulder | B13 | 600 | 2260 | 0 | 29.76 | 29.38 | 8 | 0
2040 | ENT_2_MISO_MO-IL | ENT | MISO_MO-IL | Internal | Shoulder | B14 | 900 | 2260 | 0 | 25.86 | 27.58 | 8 | 0
2040 | ENT_2_MISO_MO-IL | ENT | MISO_MO-IL | Internal | Shoulder | B15 | 1203 | 2260 | 0 | 24.22 | 27.58 | 8 | 0
2040 | ENT_2_MISO_MO-IL | ENT | MISO_MO-IL | Internal | Summer | B1 | 10 | 2260 | 0 | 68.95 | 68.95 | 8 | 0
2040 | ENT_2_MISO_MO-IL | ENT | MISO_MO-IL | Internal | Summer | B2 | 25 | 2260 | 0 | 66.24 | 66.24 | 8 | 0
2040 | ENT_2_MISO_MO-IL | ENT | MISO_MO-IL | Internal | Summer | B3 | 75 | 2260 | 0 | 67.33 | 63.31 | 8 | 0
2040 | ENT_2_MISO_MO-IL | ENT | MISO_MO-IL | Internal | Summer | B4 | 100 | 2260 | 0 | 66.41 | 61.13 | 8 | 0
2040 | ENT_2_MISO_MO-IL | ENT | MISO_MO-IL | Internal | Summer | B5 | 200 | 2260 | 0 | 61.55 | 61.12 | 8 | 0
2040 | ENT_2_MISO_MO-IL | ENT | MISO_MO-IL | Internal | Summer | B6 | 300 | 2260 | 0 | 56.96 | 56.96 | 8 | 0
2040 | ENT_2_MISO_MO-IL | ENT | MISO_MO-IL | Internal | Summer | B7 | 400 | 2260 | 0 | 33.45 | 33.45 | 8 | 0
2040 | ENT_2_MISO_MO-IL | ENT | MISO_MO-IL | Internal | Summer | B8 | 500 | 2260 | 0 | 30.13 | 27.66 | 8 | 0
2040 | ENT_2_MISO_MO-IL | ENT | MISO_MO-IL | Internal | Summer | B9 | 800 | 2260 | 0 | 29.71 | 27.12 | 8 | 0
2040 | ENT_2_MISO_MO-IL | ENT | MISO_MO-IL | Internal | Summer | B10 | 1262 | 2260 | 0 | 26.47 | 25.7 | 8 | 0
2040 | ENT_2_MISO_MO-IL | ENT | MISO_MO-IL | Internal | Winter | B16 | 25 | 2260 | 1443.39 | 36.04 | 44.04 | 8 | 0
2040 | ENT_2_MISO_MO-IL | ENT | MISO_MO-IL | Internal | Winter | B17 | 100 | 2260 | 1386.59 | 30.76 | 38.76 | 8 | 0
2040 | ENT_2_MISO_MO-IL | ENT | MISO_MO-IL | Internal | Winter | B18 | 400 | 2260 | 0 | 30.63 | 31.65 | 8 | 0
2040 | ENT_2_MISO_MO-IL | ENT | MISO_MO-IL | Internal | Winter | B19 | 700 | 2260 | 0 | 30.16 | 30.29 | 8 | 0
2040 | ENT_2_MISO_MO-IL | ENT | MISO_MO-IL | Internal | Winter | B20 | 935 | 2260 | 0 | 25.59 | 27.6 | 8 | 0
2040 | ENT_2_SOCO | ENT | SOCO | Internal | Shoulder | B11 | 25 | 2431 | 2431 | 41.71 | 56.7 | 8 | 6.99
2040 | ENT_2_SOCO | ENT | SOCO | Internal | Shoulder | B12 | 200 | 2431 | 0 | 30.9 | 33.28 | 8 | 0
2040 | ENT_2_SOCO | ENT | SOCO | Internal | Shoulder | B13 | 600 | 2431 | 0 | 29.76 | 32.22 | 8 | 0
2040 | ENT_2_SOCO | ENT | SOCO | Internal | Shoulder | B14 | 900 | 2431 | 0 | 25.86 | 32.22 | 8 | 0
2040 | ENT_2_SOCO | ENT | SOCO | Internal | Shoulder | B15 | 1203 | 2431 | 1848.59 | 24.22 | 32.22 | 8 | 0
2040 | ENT_2_SOCO | ENT | SOCO | Internal | Summer | B1 | 10 | 2431 | 1555.69 | 68.95 | 76.95 | 8 | 0
2040 | ENT_2_SOCO | ENT | SOCO | Internal | Summer | B2 | 25 | 2431 | 0 | 66.24 | 71.48 | 8 | 0
2040 | ENT_2_SOCO | ENT | SOCO | Internal | Summer | B3 | 75 | 2431 | 0 | 67.33 | 71.48 | 8 | 0
2040 | ENT_2_SOCO | ENT | SOCO | Internal | Summer | B4 | 100 | 2431 | 0 | 66.41 | 69.55 | 8 | 0
2040 | ENT_2_SOCO | ENT | SOCO | Internal | Summer | B5 | 200 | 2431 | 604.23 | 61.55 | 69.55 | 8 | 0
2040 | ENT_2_SOCO | ENT | SOCO | Internal | Summer | B6 | 300 | 2431 | 100.2 | 56.96 | 64.96 | 8 | 0
2040 | ENT_2_SOCO | ENT | SOCO | Internal | Summer | B7 | 400 | 2431 | 0 | 33.45 | 40.86 | 8 | 0
2040 | ENT_2_SOCO | ENT | SOCO | Internal | Summer | B8 | 500 | 2431 | 0 | 30.13 | 32.69 | 8 | 0
2040 | ENT_2_SOCO | ENT | SOCO | Internal | Summer | B9 | 800 | 2431 | 0 | 29.71 | 30.59 | 8 | 0
2040 | ENT_2_SOCO | ENT | SOCO | Internal | Summer | B10 | 1262 | 2431 | 0 | 26.47 | 30.59 | 8 | 0
2040 | ENT_2_SOCO | ENT | SOCO | Internal | Winter | B16 | 25 | 2431 | 2431 | 36.04 | 51.74 | 8 | 7.7
2040 | ENT_2_SOCO | ENT | SOCO | Internal | Winter | B17 | 100 | 2431 | 0 | 30.76 | 37.1 | 8 | 0
2040 | ENT_2_SOCO | ENT | SOCO | Internal | Winter | B18 | 400 | 2431 | 0 | 30.63 | 36.04 | 8 | 0
2040 | ENT_2_SOCO | ENT | SOCO | Internal | Winter | B19 | 700 | 2431 | 0 | 30.16 | 36.04 | 8 | 0
2040 | ENT_2_SOCO | ENT | SOCO | Internal | Winter | B20 | 935 | 2431 | 1021.04 | 25.59 | 33.59 | 8 | 0
2040 | ENT_2_SPP_N | ENT | SPP_N | Internal | Shoulder | B11 | 25 | 8740 | 0 | 41.71 | 36.71 | 8 | 0
2040 | ENT_2_SPP_N | ENT | SPP_N | Internal | Shoulder | B12 | 200 | 8740 | 0 | 30.9 | 25.9 | 8 | 0
2040 | ENT_2_SPP_N | ENT | SPP_N | Internal | Shoulder | B13 | 600 | 8740 | 0 | 29.76 | 24.75 | 8 | 0
2040 | ENT_2_SPP_N | ENT | SPP_N | Internal | Shoulder | B14 | 900 | 8740 | 0 | 25.86 | 20.86 | 8 | 0
2040 | ENT_2_SPP_N | ENT | SPP_N | Internal | Shoulder | B15 | 1203 | 8740 | 0 | 24.22 | -43.2 | 8 | 0
2040 | ENT_2_SPP_N | ENT | SPP_N | Internal | Summer | B1 | 10 | 8740 | 0 | 68.95 | 63.95 | 8 | 0
2040 | ENT_2_SPP_N | ENT | SPP_N | Internal | Summer | B2 | 25 | 8740 | 0 | 66.24 | 61.24 | 8 | 0
2040 | ENT_2_SPP_N | ENT | SPP_N | Internal | Summer | B3 | 75 | 8740 | 0 | 67.33 | 62.33 | 8 | 0
2040 | ENT_2_SPP_N | ENT | SPP_N | Internal | Summer | B4 | 100 | 8740 | 0 | 66.41 | 61.41 | 8 | 0
2040 | ENT_2_SPP_N | ENT | SPP_N | Internal | Summer | B5 | 200 | 8740 | 0 | 61.55 | 56.55 | 8 | 0
2040 | ENT_2_SPP_N | ENT | SPP_N | Internal | Summer | B6 | 300 | 8740 | 0 | 56.96 | 51.96 | 8 | 0
2040 | ENT_2_SPP_N | ENT | SPP_N | Internal | Summer | B7 | 400 | 8740 | 0 | 33.45 | 28.45 | 8 | 0
2040 | ENT_2_SPP_N | ENT | SPP_N | Internal | Summer | B8 | 500 | 8740 | 0 | 30.13 | 25.13 | 8 | 0
2040 | ENT_2_SPP_N | ENT | SPP_N | Internal | Summer | B9 | 800 | 8740 | 0 | 29.71 | 24.71 | 8 | 0
2040 | ENT_2_SPP_N | ENT | SPP_N | Internal | Summer | B10 | 1262 | 8740 | 0 | 26.47 | 21.46 | 8 | 0
2040 | ENT_2_SPP_N | ENT | SPP_N | Internal | Winter | B16 | 25 | 8740 | 0 | 36.04 | 31.03 | 8 | 0
2040 | ENT_2_SPP_N | ENT | SPP_N | Internal | Winter | B17 | 100 | 8740 | 0 | 30.76 | 25.75 | 8 | 0
2040 | ENT_2_SPP_N | ENT | SPP_N | Internal | Winter | B18 | 400 | 8740 | 0 | 30.63 | 25.62 | 8 | 0
2040 | ENT_2_SPP_N | ENT | SPP_N | Internal | Winter | B19 | 700 | 8740 | 0 | 30.16 | 25.16 | 8 | 0
2040 | ENT_2_SPP_N | ENT | SPP_N | Internal | Winter | B20 | 935 | 8740 | 0 | 25.59 | 17.53 | 8 | 0
2040 | ENT_2_SPP_S | ENT | SPP_S | Internal | Shoulder | B11 | 25 | 5582 | 0 | 41.71 | 36.71 | 8 | 0
2040 | ENT_2_SPP_S | ENT | SPP_S | Internal | Shoulder | B12 | 200 | 5582 | 0 | 30.9 | 25.92 | 8 | 0
2040 | ENT_2_SPP_S | ENT | SPP_S | Internal | Shoulder | B13 | 600 | 5582 | 0 | 29.76 | 24.76 | 8 | 0
2040 | ENT_2_SPP_S | ENT | SPP_S | Internal | Shoulder | B14 | 900 | 5582 | 0 | 25.86 | 20.85 | 8 | 0
2040 | ENT_2_SPP_S | ENT | SPP_S | Internal | Shoulder | B15 | 1203 | 5582 | 0 | 24.22 | -46.67 | 8 | 0
2040 | ENT_2_SPP_S | ENT | SPP_S | Internal | Summer | B1 | 10 | 5582 | 0 | 68.95 | 29.62 | 8 | 0
2040 | ENT_2_SPP_S | ENT | SPP_S | Internal | Summer | B2 | 25 | 5582 | 0 | 66.24 | 61.25 | 8 | 0
2040 | ENT_2_SPP_S | ENT | SPP_S | Internal | Summer | B3 | 75 | 5582 | 0 | 67.33 | 62.34 | 8 | 0
2040 | ENT_2_SPP_S | ENT | SPP_S | Internal | Summer | B4 | 100 | 5582 | 0 | 66.41 | 61.42 | 8 | 0
2040 | ENT_2_SPP_S | ENT | SPP_S | Internal | Summer | B5 | 200 | 5582 | 0 | 61.55 | 56.57 | 8 | 0
2040 | ENT_2_SPP_S | ENT | SPP_S | Internal | Summer | B6 | 300 | 5582 | 0 | 56.96 | 51.98 | 8 | 0
2040 | ENT_2_SPP_S | ENT | SPP_S | Internal | Summer | B7 | 400 | 5582 | 0 | 33.45 | 28.47 | 8 | 0
2040 | ENT_2_SPP_S | ENT | SPP_S | Internal | Summer | B8 | 500 | 5582 | 0 | 30.13 | 27.54 | 8 | 0
2040 | ENT_2_SPP_S | ENT | SPP_S | Internal | Summer | B9 | 800 | 5582 | 0 | 29.71 | 27.12 | 8 | 0
2040 | ENT_2_SPP_S | ENT | SPP_S | Internal | Summer | B10 | 1262 | 5582 | 0 | 26.47 | 21.47 | 8 | 0
2040 | ENT_2_SPP_S | ENT | SPP_S | Internal | Winter | B16 | 25 | 5582 | 0 | 36.04 | 31.04 | 8 | 0
2040 | ENT_2_SPP_S | ENT | SPP_S | Internal | Winter | B17 | 100 | 5582 | 0 | 30.76 | 25.76 | 8 | 0
2040 | ENT_2_SPP_S | ENT | SPP_S | Internal | Winter | B18 | 400 | 5582 | 0 | 30.63 | 25.63 | 8 | 0
2040 | ENT_2_SPP_S | ENT | SPP_S | Internal | Winter | B19 | 700 | 5582 | 0 | 30.16 | 25.16 | 8 | 0
2040 | ENT_2_SPP_S | ENT | SPP_S | Internal | Winter | B20 | 935 | 5582 | 0 | 25.59 | 17.54 | 8 | 0
2040 | ENT_2_TVA_Transmission | ENT | TVA_Transmission | Internal | Shoulder | B11 | 25 | 2100 | 0 | 41.71 | 48.32 | 8 | 0
2040 | ENT_2_TVA_Transmission | ENT | TVA_Transmission | Internal | Shoulder | B12 | 200 | 2100 | 0 | 30.9 | 35.37 | 8 | 0
2040 | ENT_2_TVA_Transmission | ENT | TVA_Transmission | Internal | Shoulder | B13 | 600 | 2100 | 0 | 29.76 | 33.55 | 8 | 0
2040 | ENT_2_TVA_Transmission | ENT | TVA_Transmission | Internal | Shoulder | B14 | 900 | 2100 | 0 | 25.86 | 32.67 | 8 | 0
2040 | ENT_2_TVA_Transmission | ENT | TVA_Transmission | Internal | Shoulder | B15 | 1203 | 2100 | 0 | 24.22 | 32.21 | 8 | 0
2040 | ENT_2_TVA_Transmission | ENT | TVA_Transmission | Internal | Summer | B1 | 10 | 2100 | 0 | 68.95 | 74.43 | 8 | 0
2040 | ENT_2_TVA_Transmission | ENT | TVA_Transmission | Internal | Summer | B2 | 25 | 2100 | 0 | 66.24 | 74.23 | 8 | 0
2040 | ENT_2_TVA_Transmission | ENT | TVA_Transmission | Internal | Summer | B3 | 75 | 2100 | 0 | 67.33 | 67.31 | 8 | 0
2040 | ENT_2_TVA_Transmission | ENT | TVA_Transmission | Internal | Summer | B4 | 100 | 2100 | 0 | 66.41 | 65.12 | 8 | 0
2040 | ENT_2_TVA_Transmission | ENT | TVA_Transmission | Internal | Summer | B5 | 200 | 2100 | 0 | 61.55 | 63.28 | 8 | 0
2040 | ENT_2_TVA_Transmission | ENT | TVA_Transmission | Internal | Summer | B6 | 300 | 2100 | 0 | 56.96 | 59.96 | 8 | 0
2040 | ENT_2_TVA_Transmission | ENT | TVA_Transmission | Internal | Summer | B7 | 400 | 2100 | 0 | 33.45 | 35.43 | 8 | 0
2040 | ENT_2_TVA_Transmission | ENT | TVA_Transmission | Internal | Summer | B8 | 500 | 2100 | 0 | 30.13 | 32.06 | 8 | 0
2040 | ENT_2_TVA_Transmission | ENT | TVA_Transmission | Internal | Summer | B9 | 800 | 2100 | 0 | 29.71 | 31.6 | 8 | 0
2040 | ENT_2_TVA_Transmission | ENT | TVA_Transmission | Internal | Summer | B10 | 1262 | 2100 | 0 | 26.47 | 29.94 | 8 | 0
2040 | ENT_2_TVA_Transmission | ENT | TVA_Transmission | Internal | Winter | B16 | 25 | 2100 | 2100 | 36.04 | 48.57 | 8 | 4.53
2040 | ENT_2_TVA_Transmission | ENT | TVA_Transmission | Internal | Winter | B17 | 100 | 2100 | 0 | 30.76 | 38.5 | 8 | 0
2040 | ENT_2_TVA_Transmission | ENT | TVA_Transmission | Internal | Winter | B18 | 400 | 2100 | 0 | 30.63 | 36.77 | 8 | 0
2040 | ENT_2_TVA_Transmission | ENT | TVA_Transmission | Internal | Winter | B19 | 700 | 2100 | 0 | 30.16 | 36.37 | 8 | 0
2040 | ENT_2_TVA_Transmission | ENT | TVA_Transmission | Internal | Winter | B20 | 935 | 2100 | 2100 | 25.59 | 34.64 | 8 | 1.06
2040 | FRCC_2_SOCO | FRCC | SOCO | Internal | Shoulder | B11 | 25 | 900 | 0 | 66.7 | 56.7 | 8 | 0
2040 | FRCC_2_SOCO | FRCC | SOCO | Internal | Shoulder | B12 | 200 | 900 | 0 | 39.9 | 33.28 | 8 | 0
2040 | FRCC_2_SOCO | FRCC | SOCO | Internal | Shoulder | B13 | 600 | 900 | 0 | 37.21 | 32.22 | 8 | 0
2040 | FRCC_2_SOCO | FRCC | SOCO | Internal | Shoulder | B14 | 900 | 900 | 0 | 37.21 | 32.22 | 8 | 0
2040 | FRCC_2_SOCO | FRCC | SOCO | Internal | Shoulder | B15 | 1203 | 900 | 0 | 37.21 | 32.22 | 8 | 0
2040 | FRCC_2_SOCO | FRCC | SOCO | Internal | Summer | B1 | 10 | 900 | 0 | 86.95 | 76.95 | 8 | 0
2040 | FRCC_2_SOCO | FRCC | SOCO | Internal | Summer | B2 | 25 | 900 | 0 | 76.29 | 71.48 | 8 | 0
2040 | FRCC_2_SOCO | FRCC | SOCO | Internal | Summer | B3 | 75 | 900 | 0 | 76.29 | 71.48 | 8 | 0
2040 | FRCC_2_SOCO | FRCC | SOCO | Internal | Summer | B4 | 100 | 900 | 0 | 76.29 | 69.55 | 8 | 0
2040 | FRCC_2_SOCO | FRCC | SOCO | Internal | Summer | B5 | 200 | 900 | 0 | 74.07 | 69.55 | 8 | 0
2040 | FRCC_2_SOCO | FRCC | SOCO | Internal | Summer | B6 | 300 | 900 | 900 | 47.97 | 64.96 | 8 | 9
2040 | FRCC_2_SOCO | FRCC | SOCO | Internal | Summer | B7 | 400 | 900 | 0 | 38.7 | 40.86 | 8 | 0
2040 | FRCC_2_SOCO | FRCC | SOCO | Internal | Summer | B8 | 500 | 900 | 0 | 37.02 | 32.69 | 8 | 0
2040 | FRCC_2_SOCO | FRCC | SOCO | Internal | Summer | B9 | 800 | 900 | 0 | 35.96 | 30.59 | 8 | 0
2040 | FRCC_2_SOCO | FRCC | SOCO | Internal | Summer | B10 | 1262 | 900 | 0 | 35.96 | 30.59 | 8 | 0
2040 | FRCC_2_SOCO | FRCC | SOCO | Internal | Winter | B16 | 25 | 900 | 0 | 53.25 | 51.74 | 8 | 0
2040 | FRCC_2_SOCO | FRCC | SOCO | Internal | Winter | B17 | 100 | 900 | 0 | 41.42 | 37.1 | 8 | 0
2040 | FRCC_2_SOCO | FRCC | SOCO | Internal | Winter | B18 | 400 | 900 | 0 | 40.37 | 36.04 | 8 | 0
2040 | FRCC_2_SOCO | FRCC | SOCO | Internal | Winter | B19 | 700 | 900 | 0 | 40.37 | 36.04 | 8 | 0
2040 | FRCC_2_SOCO | FRCC | SOCO | Internal | Winter | B20 | 935 | 900 | 0 | 33.61 | 33.59 | 8 | 0
2040 | HQ_NEISO_2_NEISO | HQ_NEISO | NEISO | Internal | Shoulder | B11 | 25 | 99999 | 4523.29 | 17.85 | 17.86 | 0.01 | 0
2040 | HQ_NEISO_2_NEISO | HQ_NEISO | NEISO | Internal | Shoulder | B12 | 200 | 99999 | 4507.22 | 17.85 | 17.86 | 0.01 | 0
2040 | HQ_NEISO_2_NEISO | HQ_NEISO | NEISO | Internal | Shoulder | B13 | 600 | 99999 | 4443.92 | 17.85 | 17.86 | 0.01 | 0
2040 | HQ_NEISO_2_NEISO | HQ_NEISO | NEISO | Internal | Shoulder | B14 | 900 | 99999 | 4333.2 | 17.85 | 17.86 | 0.01 | 0
2040 | HQ_NEISO_2_NEISO | HQ_NEISO | NEISO | Internal | Shoulder | B15 | 1203 | 99999 | 2251.49 | 17.85 | 17.86 | 0.01 | 0
2040 | HQ_NEISO_2_NEISO | HQ_NEISO | NEISO | Internal | Summer | B1 | 10 | 99999 | 5420.1 | 70.95 | 70.96 | 0.01 | 0
2040 | HQ_NEISO_2_NEISO | HQ_NEISO | NEISO | Internal | Summer | B2 | 25 | 99999 | 5313.83 | 63.7 | 63.72 | 0.01 | 0
2040 | HQ_NEISO_2_NEISO | HQ_NEISO | NEISO | Internal | Summer | B3 | 75 | 99999 | 5102.01 | 36.68 | 36.7 | 0.01 | 0
2040 | HQ_NEISO_2_NEISO | HQ_NEISO | NEISO | Internal | Summer | B4 | 100 | 99999 | 4919.84 | 21.01 | 21.02 | 0.01 | 0
2040 | HQ_NEISO_2_NEISO | HQ_NEISO | NEISO | Internal | Summer | B5 | 200 | 99999 | 4820.81 | 15.03 | 15.04 | 0.01 | 0
2040 | HQ_NEISO_2_NEISO | HQ_NEISO | NEISO | Internal | Summer | B6 | 300 | 99999 | 4709.12 | 13.98 | 13.99 | 0.01 | 0
2040 | HQ_NEISO_2_NEISO | HQ_NEISO | NEISO | Internal | Summer | B7 | 400 | 99999 | 4581.14 | 13.98 | 13.99 | 0.01 | 0
2040 | HQ_NEISO_2_NEISO | HQ_NEISO | NEISO | Internal | Summer | B8 | 500 | 99999 | 4480.51 | 13.98 | 13.99 | 0.01 | 0
2040 | HQ_NEISO_2_NEISO | HQ_NEISO | NEISO | Internal | Summer | B9 | 800 | 99999 | 4357.25 | 13.98 | 13.99 | 0.01 | 0
2040 | HQ_NEISO_2_NEISO | HQ_NEISO | NEISO | Internal | Summer | B10 | 1262 | 99999 | 1940.57 | 13.98 | 13.99 | 0.01 | 0
2040 | HQ_NEISO_2_NEISO | HQ_NEISO | NEISO | Internal | Winter | B16 | 25 | 99999 | 4746.16 | 29.75 | 29.76 | 0.01 | 0
2040 | HQ_NEISO_2_NEISO | HQ_NEISO | NEISO | Internal | Winter | B17 | 100 | 99999 | 4656.71 | 29.75 | 29.76 | 0.01 | 0
2040 | HQ_NEISO_2_NEISO | HQ_NEISO | NEISO | Internal | Winter | B18 | 400 | 99999 | 4588.26 | 29.75 | 29.76 | 0.01 | 0
2040 | HQ_NEISO_2_NEISO | HQ_NEISO | NEISO | Internal | Winter | B19 | 700 | 99999 | 4460.73 | 29.75 | 29.76 | 0.01 | 0
2040 | HQ_NEISO_2_NEISO | HQ_NEISO | NEISO | Internal | Winter | B20 | 935 | 99999 | 2471.08 | 29.75 | 29.76 | 0.01 | 0
2040 | HQ_NY_2_NYISO_A-F | HQ_NY | NYISO_A-F | Internal | Shoulder | B11 | 25 | 99999 | 2812.27 | 35.67 | 35.68 | 0.01 | 0
2040 | HQ_NY_2_NYISO_A-F | HQ_NY | NYISO_A-F | Internal | Shoulder | B12 | 200 | 99999 | 2847.69 | 31.39 | 31.41 | 0.01 | 0
2040 | HQ_NY_2_NYISO_A-F | HQ_NY | NYISO_A-F | Internal | Shoulder | B13 | 600 | 99999 | 2781.85 | 30.92 | 30.94 | 0.01 | 0
2040 | HQ_NY_2_NYISO_A-F | HQ_NY | NYISO_A-F | Internal | Shoulder | B14 | 900 | 99999 | 2673.14 | 22.43 | 22.44 | 0.01 | 0
2040 | HQ_NY_2_NYISO_A-F | HQ_NY | NYISO_A-F | Internal | Shoulder | B15 | 1203 | 99999 | 1582.7 | 21.76 | 21.77 | 0.01 | 0
2040 | HQ_NY_2_NYISO_A-F | HQ_NY | NYISO_A-F | Internal | Summer | B1 | 10 | 99999 | 3500.1 | 73.93 | 73.94 | 0.01 | 0
2040 | HQ_NY_2_NYISO_A-F | HQ_NY | NYISO_A-F | Internal | Summer | B2 | 25 | 99999 | 3406.71 | 66.69 | 66.7 | 0.01 | 0
2040 | HQ_NY_2_NYISO_A-F | HQ_NY | NYISO_A-F | Internal | Summer | B3 | 75 | 99999 | 3266.7 | 49.3 | 49.31 | 0.01 | 0
2040 | HQ_NY_2_NYISO_A-F | HQ_NY | NYISO_A-F | Internal | Summer | B4 | 100 | 99999 | 3116.37 | 44.04 | 44.05 | 0.01 | 0
2040 | HQ_NY_2_NYISO_A-F | HQ_NY | NYISO_A-F | Internal | Summer | B5 | 200 | 99999 | 3025.59 | 40.49 | 40.5 | 0.01 | 0
2040 | HQ_NY_2_NYISO_A-F | HQ_NY | NYISO_A-F | Internal | Summer | B6 | 300 | 99999 | 2934.96 | 40.49 | 40.5 | 0.01 | 0
2040 | HQ_NY_2_NYISO_A-F | HQ_NY | NYISO_A-F | Internal | Summer | B7 | 400 | 99999 | 2830.75 | 29.38 | 29.39 | 0.01 | 0
2040 | HQ_NY_2_NYISO_A-F | HQ_NY | NYISO_A-F | Internal | Summer | B8 | 500 | 99999 | 2760.25 | 26.92 | 26.94 | 0.01 | 0
2040 | HQ_NY_2_NYISO_A-F | HQ_NY | NYISO_A-F | Internal | Summer | B9 | 800 | 99999 | 2664.71 | 24.99 | 25.01 | 0.01 | 0
2040 | HQ_NY_2_NYISO_A-F | HQ_NY | NYISO_A-F | Internal | Summer | B10 | 1262 | 99999 | 1436.31 | 24.99 | 25.01 | 0.01 | 0
2040 | HQ_NY_2_NYISO_A-F | HQ_NY | NYISO_A-F | Internal | Winter | B16 | 25 | 99999 | 3058.97 | 47.72 | 47.73 | 0.01 | 0
2040 | HQ_NY_2_NYISO_A-F | HQ_NY | NYISO_A-F | Internal | Winter | B17 | 100 | 99999 | 3001.1 | 34.28 | 34.29 | 0.01 | 0
2040 | HQ_NY_2_NYISO_A-F | HQ_NY | NYISO_A-F | Internal | Winter | B18 | 400 | 99999 | 2934.69 | 34.28 | 34.29 | 0.01 | 0
2040 | HQ_NY_2_NYISO_A-F | HQ_NY | NYISO_A-F | Internal | Winter | B19 | 700 | 99999 | 2819.07 | 34 | 34.01 | 0.01 | 0
2040 | HQ_NY_2_NYISO_A-F | HQ_NY | NYISO_A-F | Internal | Winter | B20 | 935 | 99999 | 1762.97 | 34 | 34.01 | 0.01 | 0
2040 | HQ_IESO_2_IESO | HQ_IESO | IESO | Internal | Shoulder | B11 | 25 | 99999 | 400 | 42.67 | 42.68 | 0.01 | 0
2040 | HQ_IESO_2_IESO | HQ_IESO | IESO | Internal | Shoulder | B12 | 200 | 99999 | 400 | 38.87 | 38.88 | 0.01 | 0
2040 | HQ_IESO_2_IESO | HQ_IESO | IESO | Internal | Shoulder | B13 | 600 | 99999 | 400 | 37.92 | 37.94 | 0.01 | 0
2040 | HQ_IESO_2_IESO | HQ_IESO | IESO | Internal | Shoulder | B14 | 900 | 99999 | 400 | 37.92 | 37.94 | 0.01 | 0
2040 | HQ_IESO_2_IESO | HQ_IESO | IESO | Internal | Shoulder | B15 | 1203 | 99999 | 75.48 | 37.92 | 37.94 | 0.01 | 0
2040 | HQ_IESO_2_IESO | HQ_IESO | IESO | Internal | Summer | B1 | 10 | 99999 | 400 | 80.93 | 80.94 | 0.01 | 0
2040 | HQ_IESO_2_IESO | HQ_IESO | IESO | Internal | Summer | B2 | 25 | 99999 | 400 | 73.69 | 73.7 | 0.01 | 0
2040 | HQ_IESO_2_IESO | HQ_IESO | IESO | Internal | Summer | B3 | 75 | 99999 | 400 | 56.3 | 56.31 | 0.01 | 0
2040 | HQ_IESO_2_IESO | HQ_IESO | IESO | Internal | Summer | B4 | 100 | 99999 | 400 | 53.05 | 53.06 | 0.01 | 0
2040 | HQ_IESO_2_IESO | HQ_IESO | IESO | Internal | Summer | B5 | 200 | 99999 | 400 | 51.99 | 52 | 0.01 | 0
2040 | HQ_IESO_2_IESO | HQ_IESO | IESO | Internal | Summer | B6 | 300 | 99999 | 400 | 51.99 | 52 | 0.01 | 0
2040 | HQ_IESO_2_IESO | HQ_IESO | IESO | Internal | Summer | B7 | 400 | 99999 | 400 | 36.38 | 36.39 | 0.01 | 0
2040 | HQ_IESO_2_IESO | HQ_IESO | IESO | Internal | Summer | B8 | 500 | 99999 | 400 | 33.92 | 33.94 | 0.01 | 0
2040 | HQ_IESO_2_IESO | HQ_IESO | IESO | Internal | Summer | B9 | 800 | 99999 | 400 | 33.92 | 33.94 | 0.01 | 0
2040 | HQ_IESO_2_IESO | HQ_IESO | IESO | Internal | Summer | B10 | 1262 | 99999 | 12.04 | 33.92 | 33.94 | 0.01 | 0
2040 | HQ_IESO_2_IESO | HQ_IESO | IESO | Internal | Winter | B16 | 25 | 99999 | 400 | 55.04 | 55.05 | 0.01 | 0
2040 | HQ_IESO_2_IESO | HQ_IESO | IESO | Internal | Winter | B17 | 100 | 99999 | 400 | 51.16 | 51.17 | 0.01 | 0
2040 | HQ_IESO_2_IESO | HQ_IESO | IESO | Internal | Winter | B18 | 400 | 99999 | 400 | 42.28 | 42.29 | 0.01 | 0
2040 | HQ_IESO_2_IESO | HQ_IESO | IESO | Internal | Winter | B19 | 700 | 99999 | 400 | 42.28 | 42.29 | 0.01 | 0
2040 | HQ_IESO_2_IESO | HQ_IESO | IESO | Internal | Winter | B20 | 935 | 99999 | 91.98 | 42.28 | 42.29 | 0.01 | 0
2040 | IESO_2_MAPP_CA | IESO | MAPP_CA | Internal | Shoulder | B11 | 25 | 262 | 0 | 42.68 | 34.68 | 7 | 0
2040 | IESO_2_MAPP_CA | IESO | MAPP_CA | Internal | Shoulder | B12 | 200 | 262 | 0 | 38.88 | 30.88 | 7 | 0
2040 | IESO_2_MAPP_CA | IESO | MAPP_CA | Internal | Shoulder | B13 | 600 | 262 | 0 | 37.94 | 27.44 | 7 | 0
2040 | IESO_2_MAPP_CA | IESO | MAPP_CA | Internal | Shoulder | B14 | 900 | 262 | 0 | 37.94 | 25.83 | 7 | 0
2040 | IESO_2_MAPP_CA | IESO | MAPP_CA | Internal | Shoulder | B15 | 1203 | 262 | 0 | 37.94 | 25.83 | 7 | 0
2040 | IESO_2_MAPP_CA | IESO | MAPP_CA | Internal | Summer | B1 | 10 | 262 | 0 | 80.94 | 54.94 | 7 | 0
2040 | IESO_2_MAPP_CA | IESO | MAPP_CA | Internal | Summer | B2 | 25 | 262 | 0 | 73.7 | 52.23 | 7 | 0
2040 | IESO_2_MAPP_CA | IESO | MAPP_CA | Internal | Summer | B3 | 75 | 262 | 0 | 56.31 | 48.31 | 7 | 0
2040 | IESO_2_MAPP_CA | IESO | MAPP_CA | Internal | Summer | B4 | 100 | 262 | 0 | 53.06 | 47.12 | 7 | 0
2040 | IESO_2_MAPP_CA | IESO | MAPP_CA | Internal | Summer | B5 | 200 | 262 | 0 | 52 | 47.1 | 7 | 0
2040 | IESO_2_MAPP_CA | IESO | MAPP_CA | Internal | Summer | B6 | 300 | 262 | 0 | 52 | 44 | 7 | 0
2040 | IESO_2_MAPP_CA | IESO | MAPP_CA | Internal | Summer | B7 | 400 | 262 | 0 | 36.39 | 28.39 | 7 | 0
2040 | IESO_2_MAPP_CA | IESO | MAPP_CA | Internal | Summer | B8 | 500 | 262 | 0 | 33.94 | 25.94 | 7 | 0
2040 | IESO_2_MAPP_CA | IESO | MAPP_CA | Internal | Summer | B9 | 800 | 262 | 0 | 33.94 | 25.94 | 7 | 0
2040 | IESO_2_MAPP_CA | IESO | MAPP_CA | Internal | Summer | B10 | 1262 | 262 | 0 | 33.94 | 25.94 | 7 | 0
2040 | IESO_2_MAPP_CA | IESO | MAPP_CA | Internal | Winter | B16 | 25 | 262 | 0 | 55.05 | 30.16 | 7 | 0
2040 | IESO_2_MAPP_CA | IESO | MAPP_CA | Internal | Winter | B17 | 100 | 262 | 0 | 51.17 | 30.16 | 7 | 0
2040 | IESO_2_MAPP_CA | IESO | MAPP_CA | Internal | Winter | B18 | 400 | 262 | 0 | 42.29 | 30.16 | 7 | 0
2040 | IESO_2_MAPP_CA | IESO | MAPP_CA | Internal | Winter | B19 | 700 | 262 | 0 | 42.29 | 30.16 | 7 | 0
2040 | IESO_2_MAPP_CA | IESO | MAPP_CA | Internal | Winter | B20 | 935 | 262 | 0 | 42.29 | 30.16 | 7 | 0
2040 | IESO_2_MISO_MI | IESO | MISO_MI | Internal | Shoulder | B11 | 25 | 1840 | 0 | 42.68 | 41.73 | 7 | 0
2040 | IESO_2_MISO_MI | IESO | MISO_MI | Internal | Shoulder | B12 | 200 | 1840 | 0 | 38.88 | 37.23 | 7 | 0
2040 | IESO_2_MISO_MI | IESO | MISO_MI | Internal | Shoulder | B13 | 600 | 1840 | 0 | 37.94 | 31.46 | 7 | 0
2040 | IESO_2_MISO_MI | IESO | MISO_MI | Internal | Shoulder | B14 | 900 | 1840 | 0 | 37.94 | 29.94 | 7 | 0
2040 | IESO_2_MISO_MI | IESO | MISO_MI | Internal | Shoulder | B15 | 1203 | 1840 | 0 | 37.94 | 29.52 | 7 | 0
2040 | IESO_2_MISO_MI | IESO | MISO_MI | Internal | Summer | B1 | 10 | 1840 | 0 | 80.94 | 72.94 | 7 | 0
2040 | IESO_2_MISO_MI | IESO | MISO_MI | Internal | Summer | B2 | 25 | 1840 | 0 | 73.7 | 66.26 | 7 | 0
2040 | IESO_2_MISO_MI | IESO | MISO_MI | Internal | Summer | B3 | 75 | 1840 | 64.93 | 56.31 | 63.31 | 7 | 0
2040 | IESO_2_MISO_MI | IESO | MISO_MI | Internal | Summer | B4 | 100 | 1840 | 1840 | 53.06 | 61.13 | 7 | 1.07
2040 | IESO_2_MISO_MI | IESO | MISO_MI | Internal | Summer | B5 | 200 | 1840 | 1840 | 52 | 61.12 | 7 | 2.11
2040 | IESO_2_MISO_MI | IESO | MISO_MI | Internal | Summer | B6 | 300 | 1840 | 0 | 52 | 56.99 | 7 | 0
2040 | IESO_2_MISO_MI | IESO | MISO_MI | Internal | Summer | B7 | 400 | 1840 | 0 | 36.39 | 37.39 | 7 | 0
2040 | IESO_2_MISO_MI | IESO | MISO_MI | Internal | Summer | B8 | 500 | 1840 | 0 | 33.94 | 30.25 | 7 | 0
2040 | IESO_2_MISO_MI | IESO | MISO_MI | Internal | Summer | B9 | 800 | 1840 | 0 | 33.94 | 28.76 | 7 | 0
2040 | IESO_2_MISO_MI | IESO | MISO_MI | Internal | Summer | B10 | 1262 | 1840 | 0 | 33.94 | 26.27 | 7 | 0
2040 | IESO_2_MISO_MI | IESO | MISO_MI | Internal | Winter | B16 | 25 | 1840 | 0 | 55.05 | 53.75 | 7 | 0
2040 | IESO_2_MISO_MI | IESO | MISO_MI | Internal | Winter | B17 | 100 | 1840 | 0 | 51.17 | 43.17 | 7 | 0
2040 | IESO_2_MISO_MI | IESO | MISO_MI | Internal | Winter | B18 | 400 | 1840 | 0 | 42.29 | 35.26 | 7 | 0
2040 | IESO_2_MISO_MI | IESO | MISO_MI | Internal | Winter | B19 | 700 | 1840 | 0 | 42.29 | 34.29 | 7 | 0
2040 | IESO_2_MISO_MI | IESO | MISO_MI | Internal | Winter | B20 | 935 | 1840 | 0 | 42.29 | 31.59 | 7 | 0
2040 | IESO_2_MISO_W | IESO | MISO_W | Internal | Shoulder | B11 | 25 | 214 | 0 | 42.68 | 41.7 | 7 | 0
2040 | IESO_2_MISO_W | IESO | MISO_W | Internal | Shoulder | B12 | 200 | 214 | 0 | 38.88 | 30.89 | 7 | 0
2040 | IESO_2_MISO_W | IESO | MISO_W | Internal | Shoulder | B13 | 600 | 214 | 0 | 37.94 | 27.46 | 7 | 0
2040 | IESO_2_MISO_W | IESO | MISO_W | Internal | Shoulder | B14 | 900 | 214 | 0 | 37.94 | 25.85 | 7 | 0
2040 | IESO_2_MISO_W | IESO | MISO_W | Internal | Shoulder | B15 | 1203 | 214 | 0 | 37.94 | 1.03 | 7 | 0
2040 | IESO_2_MISO_W | IESO | MISO_W | Internal | Summer | B1 | 10 | 214 | 0 | 80.94 | 68.94 | 7 | 0
2040 | IESO_2_MISO_W | IESO | MISO_W | Internal | Summer | B2 | 25 | 214 | 0 | 73.7 | 66.23 | 7 | 0
2040 | IESO_2_MISO_W | IESO | MISO_W | Internal | Summer | B3 | 75 | 214 | 0 | 56.31 | 63.3 | 7 | 0
2040 | IESO_2_MISO_W | IESO | MISO_W | Internal | Summer | B4 | 100 | 214 | 214 | 53.06 | 61.12 | 7 | 1.05
2040 | IESO_2_MISO_W | IESO | MISO_W | Internal | Summer | B5 | 200 | 214 | 214 | 52 | 61.1 | 7 | 2.1
2040 | IESO_2_MISO_W | IESO | MISO_W | Internal | Summer | B6 | 300 | 214 | 0 | 52 | 56.95 | 7 | 0
2040 | IESO_2_MISO_W | IESO | MISO_W | Internal | Summer | B7 | 400 | 214 | 0 | 36.39 | 33.44 | 7 | 0
2040 | IESO_2_MISO_W | IESO | MISO_W | Internal | Summer | B8 | 500 | 214 | 0 | 33.94 | 26.68 | 7 | 0
2040 | IESO_2_MISO_W | IESO | MISO_W | Internal | Summer | B9 | 800 | 214 | 0 | 33.94 | 25.95 | 7 | 0
2040 | IESO_2_MISO_W | IESO | MISO_W | Internal | Summer | B10 | 1262 | 214 | 0 | 33.94 | 23.44 | 7 | 0
2040 | IESO_2_MISO_W | IESO | MISO_W | Internal | Winter | B16 | 25 | 214 | 0 | 55.05 | 24.27 | 7 | 0
2040 | IESO_2_MISO_W | IESO | MISO_W | Internal | Winter | B17 | 100 | 214 | 0 | 51.17 | 25.36 | 7 | 0
2040 | IESO_2_MISO_W | IESO | MISO_W | Internal | Winter | B18 | 400 | 214 | 0 | 42.29 | 30.16 | 7 | 0
2040 | IESO_2_MISO_W | IESO | MISO_W | Internal | Winter | B19 | 700 | 214 | 0 | 42.29 | 30.16 | 7 | 0
2040 | IESO_2_MISO_W | IESO | MISO_W | Internal | Winter | B20 | 935 | 214 | 0 | 42.29 | 22.61 | 7 | 0
2040 | IESO_2_NYISO_A-F | IESO | NYISO_A-F | Internal | Shoulder | B11 | 25 | 1725 | 0 | 42.68 | 35.68 | 7 | 0
2040 | IESO_2_NYISO_A-F | IESO | NYISO_A-F | Internal | Shoulder | B12 | 200 | 1725 | 0 | 38.88 | 31.41 | 7 | 0
2040 | IESO_2_NYISO_A-F | IESO | NYISO_A-F | Internal | Shoulder | B13 | 600 | 1725 | 0 | 37.94 | 30.94 | 7 | 0
2040 | IESO_2_NYISO_A-F | IESO | NYISO_A-F | Internal | Shoulder | B14 | 900 | 1725 | 0 | 37.94 | 22.44 | 7 | 0
2040 | IESO_2_NYISO_A-F | IESO | NYISO_A-F | Internal | Shoulder | B15 | 1203 | 1725 | 0 | 37.94 | 21.77 | 7 | 0
2040 | IESO_2_NYISO_A-F | IESO | NYISO_A-F | Internal | Summer | B1 | 10 | 1725 | 0 | 80.94 | 73.94 | 7 | 0
2040 | IESO_2_NYISO_A-F | IESO | NYISO_A-F | Internal | Summer | B2 | 25 | 1725 | 0 | 73.7 | 66.7 | 7 | 0
2040 | IESO_2_NYISO_A-F | IESO | NYISO_A-F | Internal | Summer | B3 | 75 | 1725 | 0 | 56.31 | 49.31 | 7 | 0
2040 | IESO_2_NYISO_A-F | IESO | NYISO_A-F | Internal | Summer | B4 | 100 | 1725 | 0 | 53.06 | 44.05 | 7 | 0
2040 | IESO_2_NYISO_A-F | IESO | NYISO_A-F | Internal | Summer | B5 | 200 | 1725 | 0 | 52 | 40.5 | 7 | 0
2040 | IESO_2_NYISO_A-F | IESO | NYISO_A-F | Internal | Summer | B6 | 300 | 1725 | 0 | 52 | 40.5 | 7 | 0
2040 | IESO_2_NYISO_A-F | IESO | NYISO_A-F | Internal | Summer | B7 | 400 | 1725 | 0 | 36.39 | 29.39 | 7 | 0
2040 | IESO_2_NYISO_A-F | IESO | NYISO_A-F | Internal | Summer | B8 | 500 | 1725 | 0 | 33.94 | 26.94 | 7 | 0
2040 | IESO_2_NYISO_A-F | IESO | NYISO_A-F | Internal | Summer | B9 | 800 | 1725 | 0 | 33.94 | 25.01 | 7 | 0
2040 | IESO_2_NYISO_A-F | IESO | NYISO_A-F | Internal | Summer | B10 | 1262 | 1725 | 0 | 33.94 | 25.01 | 7 | 0
2040 | IESO_2_NYISO_A-F | IESO | NYISO_A-F | Internal | Winter | B16 | 25 | 1725 | 0 | 55.05 | 47.73 | 7 | 0
2040 | IESO_2_NYISO_A-F | IESO | NYISO_A-F | Internal | Winter | B17 | 100 | 1725 | 0 | 51.17 | 34.29 | 7 | 0
2040 | IESO_2_NYISO_A-F | IESO | NYISO_A-F | Internal | Winter | B18 | 400 | 1725 | 0 | 42.29 | 34.29 | 7 | 0
2040 | IESO_2_NYISO_A-F | IESO | NYISO_A-F | Internal | Winter | B19 | 700 | 1725 | 0 | 42.29 | 34.01 | 7 | 0
2040 | IESO_2_NYISO_A-F | IESO | NYISO_A-F | Internal | Winter | B20 | 935 | 1725 | 0 | 42.29 | 34.01 | 7 | 0
2040 | MAPP_CA_2_IESO | MAPP_CA | IESO | Internal | Shoulder | B11 | 25 | 330 | 274 | 34.68 | 42.68 | 8 | 0
2040 | MAPP_CA_2_IESO | MAPP_CA | IESO | Internal | Shoulder | B12 | 200 | 330 | 307.93 | 30.88 | 38.88 | 8 | 0
2040 | MAPP_CA_2_IESO | MAPP_CA | IESO | Internal | Shoulder | B13 | 600 | 330 | 330 | 27.44 | 37.94 | 8 | 2.49
2040 | MAPP_CA_2_IESO | MAPP_CA | IESO | Internal | Shoulder | B14 | 900 | 330 | 330 | 25.83 | 37.94 | 8 | 4.1
2040 | MAPP_CA_2_IESO | MAPP_CA | IESO | Internal | Shoulder | B15 | 1203 | 330 | 330 | 25.83 | 37.94 | 8 | 4.1
2040 | MAPP_CA_2_IESO | MAPP_CA | IESO | Internal | Summer | B1 | 10 | 330 | 330 | 54.94 | 80.94 | 8 | 18
2040 | MAPP_CA_2_IESO | MAPP_CA | IESO | Internal | Summer | B2 | 25 | 330 | 330 | 52.23 | 73.7 | 8 | 13.48
2040 | MAPP_CA_2_IESO | MAPP_CA | IESO | Internal | Summer | B3 | 75 | 330 | 77.4 | 48.31 | 56.31 | 8 | 0
2040 | MAPP_CA_2_IESO | MAPP_CA | IESO | Internal | Summer | B4 | 100 | 330 | 0 | 47.12 | 53.06 | 8 | 0
2040 | MAPP_CA_2_IESO | MAPP_CA | IESO | Internal | Summer | B5 | 200 | 330 | 0 | 47.1 | 52 | 8 | 0
2040 | MAPP_CA_2_IESO | MAPP_CA | IESO | Internal | Summer | B6 | 300 | 330 | 193.86 | 44 | 52 | 8 | 0
2040 | MAPP_CA_2_IESO | MAPP_CA | IESO | Internal | Summer | B7 | 400 | 330 | 168.24 | 28.39 | 36.39 | 8 | 0
2040 | MAPP_CA_2_IESO | MAPP_CA | IESO | Internal | Summer | B8 | 500 | 330 | 58.08 | 25.94 | 33.94 | 8 | 0
2040 | MAPP_CA_2_IESO | MAPP_CA | IESO | Internal | Summer | B9 | 800 | 330 | 290.32 | 25.94 | 33.94 | 8 | 0
2040 | MAPP_CA_2_IESO | MAPP_CA | IESO | Internal | Summer | B10 | 1262 | 330 | 299.73 | 25.94 | 33.94 | 8 | 0
2040 | MAPP_CA_2_IESO | MAPP_CA | IESO | Internal | Winter | B16 | 25 | 330 | 330 | 30.16 | 55.05 | 8 | 16.89
2040 | MAPP_CA_2_IESO | MAPP_CA | IESO | Internal | Winter | B17 | 100 | 330 | 330 | 30.16 | 51.17 | 8 | 13.01
2040 | MAPP_CA_2_IESO | MAPP_CA | IESO | Internal | Winter | B18 | 400 | 330 | 330 | 30.16 | 42.29 | 8 | 4.13
2040 | MAPP_CA_2_IESO | MAPP_CA | IESO | Internal | Winter | B19 | 700 | 330 | 330 | 30.16 | 42.29 | 8 | 4.13
2040 | MAPP_CA_2_IESO | MAPP_CA | IESO | Internal | Winter | B20 | 935 | 330 | 330 | 30.16 | 42.29 | 8 | 4.13
2040 | MAPP_CA_2_MAPP_US | MAPP_CA | MAPP_US | Internal | Shoulder | B11 | 25 | 437 | 0 | 34.68 | 34.7 | 7 | 0
2040 | MAPP_CA_2_MAPP_US | MAPP_CA | MAPP_US | Internal | Shoulder | B12 | 200 | 437 | 0 | 30.88 | 23.89 | 7 | 0
2040 | MAPP_CA_2_MAPP_US | MAPP_CA | MAPP_US | Internal | Shoulder | B13 | 600 | 437 | 0 | 27.44 | 20.46 | 7 | 0
2040 | MAPP_CA_2_MAPP_US | MAPP_CA | MAPP_US | Internal | Shoulder | B14 | 900 | 437 | 0 | 25.83 | 18.85 | 7 | 0
2040 | MAPP_CA_2_MAPP_US | MAPP_CA | MAPP_US | Internal | Shoulder | B15 | 1203 | 437 | 0 | 25.83 | -38.21 | 7 | 0
2040 | MAPP_CA_2_MAPP_US | MAPP_CA | MAPP_US | Internal | Summer | B1 | 10 | 437 | 390.6 | 54.94 | 61.94 | 7 | 0
2040 | MAPP_CA_2_MAPP_US | MAPP_CA | MAPP_US | Internal | Summer | B2 | 25 | 437 | 353.37 | 52.23 | 59.23 | 7 | 0
2040 | MAPP_CA_2_MAPP_US | MAPP_CA | MAPP_US | Internal | Summer | B3 | 75 | 437 | 437 | 48.31 | 56.3 | 7 | 0.99
2040 | MAPP_CA_2_MAPP_US | MAPP_CA | MAPP_US | Internal | Summer | B4 | 100 | 437 | 406.65 | 47.12 | 54.12 | 7 | 0
2040 | MAPP_CA_2_MAPP_US | MAPP_CA | MAPP_US | Internal | Summer | B5 | 200 | 437 | 303.02 | 47.1 | 54.1 | 7 | 0
2040 | MAPP_CA_2_MAPP_US | MAPP_CA | MAPP_US | Internal | Summer | B6 | 300 | 437 | 0 | 44 | 49.95 | 7 | 0
2040 | MAPP_CA_2_MAPP_US | MAPP_CA | MAPP_US | Internal | Summer | B7 | 400 | 437 | 0 | 28.39 | 26.44 | 7 | 0
2040 | MAPP_CA_2_MAPP_US | MAPP_CA | MAPP_US | Internal | Summer | B8 | 500 | 437 | 0 | 25.94 | 19.68 | 7 | 0
2040 | MAPP_CA_2_MAPP_US | MAPP_CA | MAPP_US | Internal | Summer | B9 | 800 | 437 | 0 | 25.94 | 18.95 | 7 | 0
2040 | MAPP_CA_2_MAPP_US | MAPP_CA | MAPP_US | Internal | Summer | B10 | 1262 | 437 | 0 | 25.94 | 16.44 | 7 | 0
2040 | MAPP_CA_2_MAPP_US | MAPP_CA | MAPP_US | Internal | Winter | B16 | 25 | 437 | 0 | 30.16 | -49.71 | 7 | 0
2040 | MAPP_CA_2_MAPP_US | MAPP_CA | MAPP_US | Internal | Winter | B17 | 100 | 437 | 0 | 30.16 | 18.36 | 7 | 0
2040 | MAPP_CA_2_MAPP_US | MAPP_CA | MAPP_US | Internal | Winter | B18 | 400 | 437 | 0 | 30.16 | 23.16 | 7 | 0
2040 | MAPP_CA_2_MAPP_US | MAPP_CA | MAPP_US | Internal | Winter | B19 | 700 | 437 | 0 | 30.16 | 23.16 | 7 | 0
2040 | MAPP_CA_2_MAPP_US | MAPP_CA | MAPP_US | Internal | Winter | B20 | 935 | 437 | 0 | 30.16 | 15.61 | 7 | 0
2040 | MAPP_CA_2_MISO_W | MAPP_CA | MISO_W | Internal | Shoulder | B11 | 25 | 2058 | 2058 | 34.68 | 41.7 | 0.01 | 7
2040 | MAPP_CA_2_MISO_W | MAPP_CA | MISO_W | Internal | Shoulder | B12 | 200 | 2058 | 1378.01 | 30.88 | 30.89 | 0.01 | 0
2040 | MAPP_CA_2_MISO_W | MAPP_CA | MISO_W | Internal | Shoulder | B13 | 600 | 2058 | 1380.14 | 27.44 | 27.46 | 0.01 | 0
2040 | MAPP_CA_2_MISO_W | MAPP_CA | MISO_W | Internal | Shoulder | B14 | 900 | 2058 | 92.66 | 25.83 | 25.85 | 0.01 | 0
2040 | MAPP_CA_2_MISO_W | MAPP_CA | MISO_W | Internal | Shoulder | B15 | 1203 | 2058 | 0 | 25.83 | 1.03 | 0.01 | 0
2040 | MAPP_CA_2_MISO_W | MAPP_CA | MISO_W | Internal | Summer | B1 | 10 | 2058 | 2058 | 54.94 | 68.94 | 0.01 | 13.99
2040 | MAPP_CA_2_MISO_W | MAPP_CA | MISO_W | Internal | Summer | B2 | 25 | 2058 | 2058 | 52.23 | 66.23 | 0.01 | 13.99
2040 | MAPP_CA_2_MISO_W | MAPP_CA | MISO_W | Internal | Summer | B3 | 75 | 2058 | 2058 | 48.31 | 63.3 | 0.01 | 14.98
2040 | MAPP_CA_2_MISO_W | MAPP_CA | MISO_W | Internal | Summer | B4 | 100 | 2058 | 2058 | 47.12 | 61.12 | 0.01 | 13.99
2040 | MAPP_CA_2_MISO_W | MAPP_CA | MISO_W | Internal | Summer | B5 | 200 | 2058 | 2058 | 47.1 | 61.1 | 0.01 | 13.99
2040 | MAPP_CA_2_MISO_W | MAPP_CA | MISO_W | Internal | Summer | B6 | 300 | 2058 | 2058 | 44 | 56.95 | 0.01 | 12.94
2040 | MAPP_CA_2_MISO_W | MAPP_CA | MISO_W | Internal | Summer | B7 | 400 | 2058 | 2058 | 28.39 | 33.44 | 0.01 | 5.04
2040 | MAPP_CA_2_MISO_W | MAPP_CA | MISO_W | Internal | Summer | B8 | 500 | 2058 | 2058 | 25.94 | 26.68 | 0.01 | 0.73
2040 | MAPP_CA_2_MISO_W | MAPP_CA | MISO_W | Internal | Summer | B9 | 800 | 2058 | 502.33 | 25.94 | 25.95 | 0.01 | 0
2040 | MAPP_CA_2_MISO_W | MAPP_CA | MISO_W | Internal | Summer | B10 | 1262 | 2058 | 0 | 25.94 | 23.44 | 0.01 | 0
2040 | MAPP_CA_2_MISO_W | MAPP_CA | MISO_W | Internal | Winter | B16 | 25 | 2058 | 0 | 30.16 | 24.27 | 0.01 | 0
2040 | MAPP_CA_2_MISO_W | MAPP_CA | MISO_W | Internal | Winter | B17 | 100 | 2058 | 0 | 30.16 | 25.36 | 0.01 | 0
2040 | MAPP_CA_2_MISO_W | MAPP_CA | MISO_W | Internal | Winter | B18 | 400 | 2058 | 0 | 30.16 | 30.16 | 0.01 | 0
2040 | MAPP_CA_2_MISO_W | MAPP_CA | MISO_W | Internal | Winter | B19 | 700 | 2058 | 0 | 30.16 | 30.16 | 0.01 | 0
2040 | MAPP_CA_2_MISO_W | MAPP_CA | MISO_W | Internal | Winter | B20 | 935 | 2058 | 0 | 30.16 | 22.61 | 0.01 | 0
2040 | MAPP_US_2_MAPP_CA | MAPP_US | MAPP_CA | Internal | Shoulder | B11 | 25 | 230 | 0 | 34.7 | 34.68 | 7 | 0
2040 | MAPP_US_2_MAPP_CA | MAPP_US | MAPP_CA | Internal | Shoulder | B12 | 200 | 230 | 0 | 23.89 | 30.88 | 7 | 0
2040 | MAPP_US_2_MAPP_CA | MAPP_US | MAPP_CA | Internal | Shoulder | B13 | 600 | 230 | 0 | 20.46 | 27.44 | 7 | 0
2040 | MAPP_US_2_MAPP_CA | MAPP_US | MAPP_CA | Internal | Shoulder | B14 | 900 | 230 | 0 | 18.85 | 25.83 | 7 | 0
2040 | MAPP_US_2_MAPP_CA | MAPP_US | MAPP_CA | Internal | Shoulder | B15 | 1203 | 230 | 230 | -38.21 | 25.83 | 7 | 57.05
2040 | MAPP_US_2_MAPP_CA | MAPP_US | MAPP_CA | Internal | Summer | B1 | 10 | 230 | 0 | 61.94 | 54.94 | 7 | 0
2040 | MAPP_US_2_MAPP_CA | MAPP_US | MAPP_CA | Internal | Summer | B2 | 25 | 230 | 0 | 59.23 | 52.23 | 7 | 0
2040 | MAPP_US_2_MAPP_CA | MAPP_US | MAPP_CA | Internal | Summer | B3 | 75 | 230 | 0 | 56.3 | 48.31 | 7 | 0
2040 | MAPP_US_2_MAPP_CA | MAPP_US | MAPP_CA | Internal | Summer | B4 | 100 | 230 | 0 | 54.12 | 47.12 | 7 | 0
2040 | MAPP_US_2_MAPP_CA | MAPP_US | MAPP_CA | Internal | Summer | B5 | 200 | 230 | 0 | 54.1 | 47.1 | 7 | 0
2040 | MAPP_US_2_MAPP_CA | MAPP_US | MAPP_CA | Internal | Summer | B6 | 300 | 230 | 0 | 49.95 | 44 | 7 | 0
2040 | MAPP_US_2_MAPP_CA | MAPP_US | MAPP_CA | Internal | Summer | B7 | 400 | 230 | 0 | 26.44 | 28.39 | 7 | 0
2040 | MAPP_US_2_MAPP_CA | MAPP_US | MAPP_CA | Internal | Summer | B8 | 500 | 230 | 0 | 19.68 | 25.94 | 7 | 0
2040 | MAPP_US_2_MAPP_CA | MAPP_US | MAPP_CA | Internal | Summer | B9 | 800 | 230 | 0 | 18.95 | 25.94 | 7 | 0
2040 | MAPP_US_2_MAPP_CA | MAPP_US | MAPP_CA | Internal | Summer | B10 | 1262 | 230 | 230 | 16.44 | 25.94 | 7 | 2.5
2040 | MAPP_US_2_MAPP_CA | MAPP_US | MAPP_CA | Internal | Winter | B16 | 25 | 230 | 230 | -49.71 | 30.16 | 7 | 72.87
2040 | MAPP_US_2_MAPP_CA | MAPP_US | MAPP_CA | Internal | Winter | B17 | 100 | 230 | 230 | 18.36 | 30.16 | 7 | 4.8
2040 | MAPP_US_2_MAPP_CA | MAPP_US | MAPP_CA | Internal | Winter | B18 | 400 | 230 | 11 | 23.16 | 30.16 | 7 | 0
2040 | MAPP_US_2_MAPP_CA | MAPP_US | MAPP_CA | Internal | Winter | B19 | 700 | 230 | 143.82 | 23.16 | 30.16 | 7 | 0
2040 | MAPP_US_2_MAPP_CA | MAPP_US | MAPP_CA | Internal | Winter | B20 | 935 | 230 | 230 | 15.61 | 30.16 | 7 | 7.55
2040 | MAPP_US_2_MISO_W | MAPP_US | MISO_W | Internal | Shoulder | B11 | 25 | 2635 | 2592.14 | 34.7 | 41.7 | 7 | 0
2040 | MAPP_US_2_MISO_W | MAPP_US | MISO_W | Internal | Shoulder | B12 | 200 | 2635 | 1971.2 | 23.89 | 30.89 | 7 | 0
2040 | MAPP_US_2_MISO_W | MAPP_US | MISO_W | Internal | Shoulder | B13 | 600 | 2635 | 2085.9 | 20.46 | 27.46 | 7 | 0
2040 | MAPP_US_2_MISO_W | MAPP_US | MISO_W | Internal | Shoulder | B14 | 900 | 2635 | 1095.82 | 18.85 | 25.85 | 7 | 0
2040 | MAPP_US_2_MISO_W | MAPP_US | MISO_W | Internal | Shoulder | B15 | 1203 | 2635 | 2635 | -38.21 | 1.03 | 7 | 32.24
2040 | MAPP_US_2_MISO_W | MAPP_US | MISO_W | Internal | Summer | B1 | 10 | 2635 | 2464.84 | 61.94 | 68.94 | 7 | 0
2040 | MAPP_US_2_MISO_W | MAPP_US | MISO_W | Internal | Summer | B2 | 25 | 2635 | 1917.09 | 59.23 | 66.23 | 7 | 0
2040 | MAPP_US_2_MISO_W | MAPP_US | MISO_W | Internal | Summer | B3 | 75 | 2635 | 1862.33 | 56.3 | 63.3 | 7 | 0
2040 | MAPP_US_2_MISO_W | MAPP_US | MISO_W | Internal | Summer | B4 | 100 | 2635 | 2051.37 | 54.12 | 61.12 | 7 | 0
2040 | MAPP_US_2_MISO_W | MAPP_US | MISO_W | Internal | Summer | B5 | 200 | 2635 | 2048.15 | 54.1 | 61.1 | 7 | 0
2040 | MAPP_US_2_MISO_W | MAPP_US | MISO_W | Internal | Summer | B6 | 300 | 2635 | 1866.45 | 49.95 | 56.95 | 7 | 0
2040 | MAPP_US_2_MISO_W | MAPP_US | MISO_W | Internal | Summer | B7 | 400 | 2635 | 2258.22 | 26.44 | 33.44 | 7 | 0
2040 | MAPP_US_2_MISO_W | MAPP_US | MISO_W | Internal | Summer | B8 | 500 | 2635 | 1982.28 | 19.68 | 26.68 | 7 | 0
2040 | MAPP_US_2_MISO_W | MAPP_US | MISO_W | Internal | Summer | B9 | 800 | 2635 | 1742.15 | 18.95 | 25.95 | 7 | 0
2040 | MAPP_US_2_MISO_W | MAPP_US | MISO_W | Internal | Summer | B10 | 1262 | 2635 | 1326.74 | 16.44 | 23.44 | 7 | 0
2040 | MAPP_US_2_MISO_W | MAPP_US | MISO_W | Internal | Winter | B16 | 25 | 2635 | 2635 | -49.71 | 24.27 | 7 | 66.98
2040 | MAPP_US_2_MISO_W | MAPP_US | MISO_W | Internal | Winter | B17 | 100 | 2635 | 1140.19 | 18.36 | 25.36 | 7 | 0
2040 | MAPP_US_2_MISO_W | MAPP_US | MISO_W | Internal | Winter | B18 | 400 | 2635 | 2630.29 | 23.16 | 30.16 | 7 | 0
2040 | MAPP_US_2_MISO_W | MAPP_US | MISO_W | Internal | Winter | B19 | 700 | 2635 | 985.67 | 23.16 | 30.16 | 7 | 0
2040 | MAPP_US_2_MISO_W | MAPP_US | MISO_W | Internal | Winter | B20 | 935 | 2635 | 809.66 | 15.61 | 22.61 | 7 | 0
2040 | MAPP_US_2_NE | MAPP_US | NE | Internal | Shoulder | B11 | 25 | 2000 | 0 | 34.7 | 36.7 | 7 | 0
2040 | MAPP_US_2_NE | MAPP_US | NE | Internal | Shoulder | B12 | 200 | 2000 | 0 | 23.89 | 25.89 | 7 | 0
2040 | MAPP_US_2_NE | MAPP_US | NE | Internal | Shoulder | B13 | 600 | 2000 | 0 | 20.46 | 22.46 | 7 | 0
2040 | MAPP_US_2_NE | MAPP_US | NE | Internal | Shoulder | B14 | 900 | 2000 | 0 | 18.85 | 20.85 | 7 | 0
2040 | MAPP_US_2_NE | MAPP_US | NE | Internal | Shoulder | B15 | 1203 | 2000 | 0 | -38.21 | -43.21 | 7 | 0
2040 | MAPP_US_2_NE | MAPP_US | NE | Internal | Summer | B1 | 10 | 2000 | 0 | 61.94 | 63.94 | 7 | 0
2040 | MAPP_US_2_NE | MAPP_US | NE | Internal | Summer | B2 | 25 | 2000 | 0 | 59.23 | 61.23 | 7 | 0
2040 | MAPP_US_2_NE | MAPP_US | NE | Internal | Summer | B3 | 75 | 2000 | 0 | 56.3 | 58.3 | 7 | 0
2040 | MAPP_US_2_NE | MAPP_US | NE | Internal | Summer | B4 | 100 | 2000 | 0 | 54.12 | 56.5 | 7 | 0
2040 | MAPP_US_2_NE | MAPP_US | NE | Internal | Summer | B5 | 200 | 2000 | 0 | 54.1 | 56.1 | 7 | 0
2040 | MAPP_US_2_NE | MAPP_US | NE | Internal | Summer | B6 | 300 | 2000 | 0 | 49.95 | 51.95 | 7 | 0
2040 | MAPP_US_2_NE | MAPP_US | NE | Internal | Summer | B7 | 400 | 2000 | 0 | 26.44 | 28.44 | 7 | 0
2040 | MAPP_US_2_NE | MAPP_US | NE | Internal | Summer | B8 | 500 | 2000 | 0 | 19.68 | 21.68 | 7 | 0
2040 | MAPP_US_2_NE | MAPP_US | NE | Internal | Summer | B9 | 800 | 2000 | 0 | 18.95 | 20.95 | 7 | 0
2040 | MAPP_US_2_NE | MAPP_US | NE | Internal | Summer | B10 | 1262 | 2000 | 0 | 16.44 | 18.44 | 7 | 0
2040 | MAPP_US_2_NE | MAPP_US | NE | Internal | Winter | B16 | 25 | 2000 | 0 | -49.71 | -54.71 | 7 | 0
2040 | MAPP_US_2_NE | MAPP_US | NE | Internal | Winter | B17 | 100 | 2000 | 0 | 18.36 | 13.36 | 7 | 0
2040 | MAPP_US_2_NE | MAPP_US | NE | Internal | Winter | B18 | 400 | 2000 | 0 | 23.16 | 25.16 | 7 | 0
2040 | MAPP_US_2_NE | MAPP_US | NE | Internal | Winter | B19 | 700 | 2000 | 0 | 23.16 | 25.15 | 7 | 0
2040 | MAPP_US_2_NE | MAPP_US | NE | Internal | Winter | B20 | 935 | 2000 | 0 | 15.61 | 17.52 | 7 | 0
2040 | MARITIMES_2_NEISO | MARITIMES | NEISO | Internal | Shoulder | B11 | 25 | 99999 | 1720.66 | 17.85 | 17.86 | 0.01 | 0
2040 | MARITIMES_2_NEISO | MARITIMES | NEISO | Internal | Shoulder | B12 | 200 | 99999 | 1717.44 | 17.85 | 17.86 | 0.01 | 0
2040 | MARITIMES_2_NEISO | MARITIMES | NEISO | Internal | Shoulder | B13 | 600 | 99999 | 1704.78 | 17.85 | 17.86 | 0.01 | 0
2040 | MARITIMES_2_NEISO | MARITIMES | NEISO | Internal | Shoulder | B14 | 900 | 99999 | 1682.64 | 17.85 | 17.86 | 0.01 | 0
2040 | MARITIMES_2_NEISO | MARITIMES | NEISO | Internal | Shoulder | B15 | 1203 | 99999 | 648.08 | 17.85 | 17.86 | 0.01 | 0
2040 | MARITIMES_2_NEISO | MARITIMES | NEISO | Internal | Summer | B1 | 10 | 99999 | 1900.1 | 70.95 | 70.96 | 0.01 | 0
2040 | MARITIMES_2_NEISO | MARITIMES | NEISO | Internal | Summer | B2 | 25 | 99999 | 1878.84 | 63.7 | 63.72 | 0.01 | 0
2040 | MARITIMES_2_NEISO | MARITIMES | NEISO | Internal | Summer | B3 | 75 | 99999 | 1836.48 | 36.68 | 36.7 | 0.01 | 0
2040 | MARITIMES_2_NEISO | MARITIMES | NEISO | Internal | Summer | B4 | 100 | 99999 | 1799.97 | 21.01 | 21.02 | 0.01 | 0
2040 | MARITIMES_2_NEISO | MARITIMES | NEISO | Internal | Summer | B5 | 200 | 99999 | 1780.16 | 15.03 | 15.04 | 0.01 | 0
2040 | MARITIMES_2_NEISO | MARITIMES | NEISO | Internal | Summer | B6 | 300 | 99999 | 1757.82 | 13.98 | 13.99 | 0.01 | 0
2040 | MARITIMES_2_NEISO | MARITIMES | NEISO | Internal | Summer | B7 | 400 | 99999 | 1732.23 | 13.98 | 13.99 | 0.01 | 0
2040 | MARITIMES_2_NEISO | MARITIMES | NEISO | Internal | Summer | B8 | 500 | 99999 | 1712.1 | 13.98 | 13.99 | 0.01 | 0
2040 | MARITIMES_2_NEISO | MARITIMES | NEISO | Internal | Summer | B9 | 800 | 99999 | 1687.45 | 13.98 | 13.99 | 0.01 | 0
2040 | MARITIMES_2_NEISO | MARITIMES | NEISO | Internal | Summer | B10 | 1262 | 99999 | 465.06 | 13.98 | 13.99 | 0.01 | 0
2040 | MARITIMES_2_NEISO | MARITIMES | NEISO | Internal | Winter | B16 | 25 | 99999 | 1765.23 | 29.75 | 29.76 | 0.01 | 0
2040 | MARITIMES_2_NEISO | MARITIMES | NEISO | Internal | Winter | B17 | 100 | 99999 | 1747.34 | 29.75 | 29.76 | 0.01 | 0
2040 | MARITIMES_2_NEISO | MARITIMES | NEISO | Internal | Winter | B18 | 400 | 99999 | 1733.65 | 29.75 | 29.76 | 0.01 | 0
2040 | MARITIMES_2_NEISO | MARITIMES | NEISO | Internal | Winter | B19 | 700 | 99999 | 1708.15 | 29.75 | 29.76 | 0.01 | 0
2040 | MARITIMES_2_NEISO | MARITIMES | NEISO | Internal | Winter | B20 | 935 | 99999 | 723.43 | 29.75 | 29.76 | 0.01 | 0
2040 | MISO_IN_2_MISO_MI | MISO_IN | MISO_MI | Internal | Shoulder | B11 | 25 | 5081 | 3821.2 | 41.72 | 41.73 | 0.01 | 0
2040 | MISO_IN_2_MISO_MI | MISO_IN | MISO_MI | Internal | Shoulder | B12 | 200 | 5081 | 5081 | 30.92 | 37.23 | 0.01 | 6.3
2040 | MISO_IN_2_MISO_MI | MISO_IN | MISO_MI | Internal | Shoulder | B13 | 600 | 5081 | 5081 | 29.39 | 31.46 | 0.01 | 2.06
2040 | MISO_IN_2_MISO_MI | MISO_IN | MISO_MI | Internal | Shoulder | B14 | 900 | 5081 | 5081 | 27.59 | 29.94 | 0.01 | 2.34
2040 | MISO_IN_2_MISO_MI | MISO_IN | MISO_MI | Internal | Shoulder | B15 | 1203 | 5081 | 5081 | 27.59 | 29.52 | 0.01 | 1.92
2040 | MISO_IN_2_MISO_MI | MISO_IN | MISO_MI | Internal | Summer | B1 | 10 | 5081 | 5081 | 68.96 | 72.94 | 0.01 | 3.96
2040 | MISO_IN_2_MISO_MI | MISO_IN | MISO_MI | Internal | Summer | B2 | 25 | 5081 | 3353.94 | 66.25 | 66.26 | 0.01 | 0
2040 | MISO_IN_2_MISO_MI | MISO_IN | MISO_MI | Internal | Summer | B3 | 75 | 5081 | 1510.09 | 63.3 | 63.31 | 0.01 | 0
2040 | MISO_IN_2_MISO_MI | MISO_IN | MISO_MI | Internal | Summer | B4 | 100 | 5081 | 157.1 | 61.12 | 61.13 | 0.01 | 0
2040 | MISO_IN_2_MISO_MI | MISO_IN | MISO_MI | Internal | Summer | B5 | 200 | 5081 | 271.81 | 61.1 | 61.12 | 0.01 | 0
2040 | MISO_IN_2_MISO_MI | MISO_IN | MISO_MI | Internal | Summer | B6 | 300 | 5081 | 3631.01 | 56.98 | 56.99 | 0.01 | 0
2040 | MISO_IN_2_MISO_MI | MISO_IN | MISO_MI | Internal | Summer | B7 | 400 | 5081 | 5081 | 33.47 | 37.39 | 0.01 | 3.91
2040 | MISO_IN_2_MISO_MI | MISO_IN | MISO_MI | Internal | Summer | B8 | 500 | 5081 | 5081 | 27.67 | 30.25 | 0.01 | 2.57
2040 | MISO_IN_2_MISO_MI | MISO_IN | MISO_MI | Internal | Summer | B9 | 800 | 5081 | 5081 | 27.13 | 28.76 | 0.01 | 1.62
2040 | MISO_IN_2_MISO_MI | MISO_IN | MISO_MI | Internal | Summer | B10 | 1262 | 5081 | 5081 | 25.71 | 26.27 | 0.01 | 0.55
2040 | MISO_IN_2_MISO_MI | MISO_IN | MISO_MI | Internal | Winter | B16 | 25 | 5081 | 3562.09 | 53.74 | 53.75 | 0.01 | 0
2040 | MISO_IN_2_MISO_MI | MISO_IN | MISO_MI | Internal | Winter | B17 | 100 | 5081 | 5081 | 39.17 | 43.17 | 0.01 | 3.99
2040 | MISO_IN_2_MISO_MI | MISO_IN | MISO_MI | Internal | Winter | B18 | 400 | 5081 | 5081 | 31.66 | 35.26 | 0.01 | 3.59
2040 | MISO_IN_2_MISO_MI | MISO_IN | MISO_MI | Internal | Winter | B19 | 700 | 5081 | 5081 | 31.58 | 34.29 | 0.01 | 2.7
2040 | MISO_IN_2_MISO_MI | MISO_IN | MISO_MI | Internal | Winter | B20 | 935 | 5081 | 4545.3 | 31.58 | 31.59 | 0.01 | 0
2040 | MISO_IN_2_MISO_MO-IL | MISO_IN | MISO_MO-IL | Internal | Shoulder | B11 | 25 | 9129 | 0 | 41.72 | 41.71 | 0.01 | 0
2040 | MISO_IN_2_MISO_MO-IL | MISO_IN | MISO_MO-IL | Internal | Shoulder | B12 | 200 | 9129 | 0 | 30.92 | 30.9 | 0.01 | 0
2040 | MISO_IN_2_MISO_MO-IL | MISO_IN | MISO_MO-IL | Internal | Shoulder | B13 | 600 | 9129 | 0 | 29.39 | 29.38 | 0.01 | 0
2040 | MISO_IN_2_MISO_MO-IL | MISO_IN | MISO_MO-IL | Internal | Shoulder | B14 | 900 | 9129 | 0 | 27.59 | 27.58 | 0.01 | 0
2040 | MISO_IN_2_MISO_MO-IL | MISO_IN | MISO_MO-IL | Internal | Shoulder | B15 | 1203 | 9129 | 0 | 27.59 | 27.58 | 0.01 | 0
2040 | MISO_IN_2_MISO_MO-IL | MISO_IN | MISO_MO-IL | Internal | Summer | B1 | 10 | 9129 | 0 | 68.96 | 68.95 | 0.01 | 0
2040 | MISO_IN_2_MISO_MO-IL | MISO_IN | MISO_MO-IL | Internal | Summer | B2 | 25 | 9129 | 0 | 66.25 | 66.24 | 0.01 | 0
2040 | MISO_IN_2_MISO_MO-IL | MISO_IN | MISO_MO-IL | Internal | Summer | B3 | 75 | 9129 | 1925.89 | 63.3 | 63.31 | 0.01 | 0
2040 | MISO_IN_2_MISO_MO-IL | MISO_IN | MISO_MO-IL | Internal | Summer | B4 | 100 | 9129 | 2059 | 61.12 | 61.13 | 0.01 | 0
2040 | MISO_IN_2_MISO_MO-IL | MISO_IN | MISO_MO-IL | Internal | Summer | B5 | 200 | 9129 | 2211.67 | 61.1 | 61.12 | 0.01 | 0
2040 | MISO_IN_2_MISO_MO-IL | MISO_IN | MISO_MO-IL | Internal | Summer | B6 | 300 | 9129 | 0 | 56.98 | 56.96 | 0.01 | 0
2040 | MISO_IN_2_MISO_MO-IL | MISO_IN | MISO_MO-IL | Internal | Summer | B7 | 400 | 9129 | 0 | 33.47 | 33.45 | 0.01 | 0
2040 | MISO_IN_2_MISO_MO-IL | MISO_IN | MISO_MO-IL | Internal | Summer | B8 | 500 | 9129 | 0 | 27.67 | 27.66 | 0.01 | 0
2040 | MISO_IN_2_MISO_MO-IL | MISO_IN | MISO_MO-IL | Internal | Summer | B9 | 800 | 9129 | 0 | 27.13 | 27.12 | 0.01 | 0
2040 | MISO_IN_2_MISO_MO-IL | MISO_IN | MISO_MO-IL | Internal | Summer | B10 | 1262 | 9129 | 0 | 25.71 | 25.7 | 0.01 | 0
2040 | MISO_IN_2_MISO_MO-IL | MISO_IN | MISO_MO-IL | Internal | Winter | B16 | 25 | 9129 | 0 | 53.74 | 44.04 | 0.01 | 0
2040 | MISO_IN_2_MISO_MO-IL | MISO_IN | MISO_MO-IL | Internal | Winter | B17 | 100 | 9129 | 0 | 39.17 | 38.76 | 0.01 | 0
2040 | MISO_IN_2_MISO_MO-IL | MISO_IN | MISO_MO-IL | Internal | Winter | B18 | 400 | 9129 | 0 | 31.66 | 31.65 | 0.01 | 0
2040 | MISO_IN_2_MISO_MO-IL | MISO_IN | MISO_MO-IL | Internal | Winter | B19 | 700 | 9129 | 0 | 31.58 | 30.29 | 0.01 | 0
2040 | MISO_IN_2_MISO_MO-IL | MISO_IN | MISO_MO-IL | Internal | Winter | B20 | 935 | 9129 | 0 | 31.58 | 27.6 | 0.01 | 0
2040 | MISO_IN_2_NonRTO_Midwest | MISO_IN | NonRTO_Midwest | Internal | Shoulder | B11 | 25 | 4800 | 1518.73 | 41.72 | 49.72 | 8 | 0
2040 | MISO_IN_2_NonRTO_Midwest | MISO_IN | NonRTO_Midwest | Internal | Shoulder | B12 | 200 | 4800 | 878.78 | 30.92 | 38.92 | 8 | 0
2040 | MISO_IN_2_NonRTO_Midwest | MISO_IN | NonRTO_Midwest | Internal | Shoulder | B13 | 600 | 4800 | 262.25 | 29.39 | 37.39 | 8 | 0
2040 | MISO_IN_2_NonRTO_Midwest | MISO_IN | NonRTO_Midwest | Internal | Shoulder | B14 | 900 | 4800 | 0 | 27.59 | 32.32 | 8 | 0
2040 | MISO_IN_2_NonRTO_Midwest | MISO_IN | NonRTO_Midwest | Internal | Shoulder | B15 | 1203 | 4800 | 0 | 27.59 | 32.03 | 8 | 0
2040 | MISO_IN_2_NonRTO_Midwest | MISO_IN | NonRTO_Midwest | Internal | Summer | B1 | 10 | 4800 | 0 | 68.96 | 66.69 | 8 | 0
2040 | MISO_IN_2_NonRTO_Midwest | MISO_IN | NonRTO_Midwest | Internal | Summer | B2 | 25 | 4800 | 0 | 66.25 | 66.69 | 8 | 0
2040 | MISO_IN_2_NonRTO_Midwest | MISO_IN | NonRTO_Midwest | Internal | Summer | B3 | 75 | 4800 | 0 | 63.3 | 66.69 | 8 | 0
2040 | MISO_IN_2_NonRTO_Midwest | MISO_IN | NonRTO_Midwest | Internal | Summer | B4 | 100 | 4800 | 0 | 61.12 | 66.69 | 8 | 0
2040 | MISO_IN_2_NonRTO_Midwest | MISO_IN | NonRTO_Midwest | Internal | Summer | B5 | 200 | 4800 | 0 | 61.1 | 66.69 | 8 | 0
2040 | MISO_IN_2_NonRTO_Midwest | MISO_IN | NonRTO_Midwest | Internal | Summer | B6 | 300 | 4800 | 264.07 | 56.98 | 64.98 | 8 | 0
2040 | MISO_IN_2_NonRTO_Midwest | MISO_IN | NonRTO_Midwest | Internal | Summer | B7 | 400 | 4800 | 0 | 33.47 | 32.32 | 8 | 0
2040 | MISO_IN_2_NonRTO_Midwest | MISO_IN | NonRTO_Midwest | Internal | Summer | B8 | 500 | 4800 | 0 | 27.67 | 30.19 | 8 | 0
2040 | MISO_IN_2_NonRTO_Midwest | MISO_IN | NonRTO_Midwest | Internal | Summer | B9 | 800 | 4800 | 0 | 27.13 | 30.19 | 8 | 0
2040 | MISO_IN_2_NonRTO_Midwest | MISO_IN | NonRTO_Midwest | Internal | Summer | B10 | 1262 | 4800 | 0 | 25.71 | 30.19 | 8 | 0
2040 | MISO_IN_2_NonRTO_Midwest | MISO_IN | NonRTO_Midwest | Internal | Winter | B16 | 25 | 4800 | 1557.04 | 53.74 | 61.74 | 8 | 0
2040 | MISO_IN_2_NonRTO_Midwest | MISO_IN | NonRTO_Midwest | Internal | Winter | B17 | 100 | 4800 | 1082.44 | 39.17 | 47.17 | 8 | 0
2040 | MISO_IN_2_NonRTO_Midwest | MISO_IN | NonRTO_Midwest | Internal | Winter | B18 | 400 | 4800 | 230.54 | 31.66 | 39.66 | 8 | 0
2040 | MISO_IN_2_NonRTO_Midwest | MISO_IN | NonRTO_Midwest | Internal | Winter | B19 | 700 | 4800 | 0 | 31.58 | 36.58 | 8 | 0
2040 | MISO_IN_2_NonRTO_Midwest | MISO_IN | NonRTO_Midwest | Internal | Winter | B20 | 935 | 4800 | 0 | 31.58 | 36.58 | 8 | 0
2040 | MISO_IN_2_PJM_ROR | MISO_IN | PJM_ROR | Internal | Shoulder | B11 | 25 | 992 | 0 | 41.72 | 43.7 | 2 | 0
2040 | MISO_IN_2_PJM_ROR | MISO_IN | PJM_ROR | Internal | Shoulder | B12 | 200 | 992 | 0 | 30.92 | 32.89 | 2 | 0
2040 | MISO_IN_2_PJM_ROR | MISO_IN | PJM_ROR | Internal | Shoulder | B13 | 600 | 992 | 0 | 29.39 | 29.46 | 2 | 0
2040 | MISO_IN_2_PJM_ROR | MISO_IN | PJM_ROR | Internal | Shoulder | B14 | 900 | 992 | 0 | 27.59 | 27.85 | 2 | 0
2040 | MISO_IN_2_PJM_ROR | MISO_IN | PJM_ROR | Internal | Shoulder | B15 | 1203 | 992 | 0 | 27.59 | 27.52 | 2 | 0
2040 | MISO_IN_2_PJM_ROR | MISO_IN | PJM_ROR | Internal | Summer | B1 | 10 | 992 | 0 | 68.96 | 70.94 | 2 | 0
2040 | MISO_IN_2_PJM_ROR | MISO_IN | PJM_ROR | Internal | Summer | B2 | 25 | 992 | 0 | 66.25 | 68.23 | 2 | 0
2040 | MISO_IN_2_PJM_ROR | MISO_IN | PJM_ROR | Internal | Summer | B3 | 75 | 992 | 0 | 63.3 | 61.31 | 2 | 0
2040 | MISO_IN_2_PJM_ROR | MISO_IN | PJM_ROR | Internal | Summer | B4 | 100 | 992 | 0 | 61.12 | 59.12 | 2 | 0
2040 | MISO_IN_2_PJM_ROR | MISO_IN | PJM_ROR | Internal | Summer | B5 | 200 | 992 | 0 | 61.1 | 59.12 | 2 | 0
2040 | MISO_IN_2_PJM_ROR | MISO_IN | PJM_ROR | Internal | Summer | B6 | 300 | 992 | 0 | 56.98 | 58.94 | 2 | 0
2040 | MISO_IN_2_PJM_ROR | MISO_IN | PJM_ROR | Internal | Summer | B7 | 400 | 992 | 0 | 33.47 | 35.44 | 2 | 0
2040 | MISO_IN_2_PJM_ROR | MISO_IN | PJM_ROR | Internal | Summer | B8 | 500 | 992 | 0 | 27.67 | 28.68 | 2 | 0
2040 | MISO_IN_2_PJM_ROR | MISO_IN | PJM_ROR | Internal | Summer | B9 | 800 | 992 | 0 | 27.13 | 27.02 | 2 | 0
2040 | MISO_IN_2_PJM_ROR | MISO_IN | PJM_ROR | Internal | Summer | B10 | 1262 | 992 | 0 | 25.71 | 25.44 | 2 | 0
2040 | MISO_IN_2_PJM_ROR | MISO_IN | PJM_ROR | Internal | Winter | B16 | 25 | 992 | 921.75 | 53.74 | 55.74 | 2 | 0
2040 | MISO_IN_2_PJM_ROR | MISO_IN | PJM_ROR | Internal | Winter | B17 | 100 | 992 | 884.08 | 39.17 | 41.17 | 2 | 0
2040 | MISO_IN_2_PJM_ROR | MISO_IN | PJM_ROR | Internal | Winter | B18 | 400 | 992 | 429.32 | 31.66 | 33.66 | 2 | 0
2040 | MISO_IN_2_PJM_ROR | MISO_IN | PJM_ROR | Internal | Winter | B19 | 700 | 992 | 0 | 31.58 | 32.29 | 2 | 0
2040 | MISO_IN_2_PJM_ROR | MISO_IN | PJM_ROR | Internal | Winter | B20 | 935 | 992 | 0 | 31.58 | 32.17 | 2 | 0
2040 | MISO_MI_2_IESO | MISO_MI | IESO | Internal | Shoulder | B11 | 25 | 1580 | 0 | 41.73 | 42.68 | 8 | 0
2040 | MISO_MI_2_IESO | MISO_MI | IESO | Internal | Shoulder | B12 | 200 | 1580 | 0 | 37.23 | 38.88 | 8 | 0
2040 | MISO_MI_2_IESO | MISO_MI | IESO | Internal | Shoulder | B13 | 600 | 1580 | 0 | 31.46 | 37.94 | 8 | 0
2040 | MISO_MI_2_IESO | MISO_MI | IESO | Internal | Shoulder | B14 | 900 | 1580 | 263.29 | 29.94 | 37.94 | 8 | 0
2040 | MISO_MI_2_IESO | MISO_MI | IESO | Internal | Shoulder | B15 | 1203 | 1580 | 1580 | 29.52 | 37.94 | 8 | 0.42
2040 | MISO_MI_2_IESO | MISO_MI | IESO | Internal | Summer | B1 | 10 | 1580 | 586.54 | 72.94 | 80.94 | 8 | 0
2040 | MISO_MI_2_IESO | MISO_MI | IESO | Internal | Summer | B2 | 25 | 1580 | 0 | 66.26 | 73.7 | 8 | 0
2040 | MISO_MI_2_IESO | MISO_MI | IESO | Internal | Summer | B3 | 75 | 1580 | 0 | 63.31 | 56.31 | 8 | 0
2040 | MISO_MI_2_IESO | MISO_MI | IESO | Internal | Summer | B4 | 100 | 1580 | 0 | 61.13 | 53.06 | 8 | 0
2040 | MISO_MI_2_IESO | MISO_MI | IESO | Internal | Summer | B5 | 200 | 1580 | 0 | 61.12 | 52 | 8 | 0
2040 | MISO_MI_2_IESO | MISO_MI | IESO | Internal | Summer | B6 | 300 | 1580 | 0 | 56.99 | 52 | 8 | 0
2040 | MISO_MI_2_IESO | MISO_MI | IESO | Internal | Summer | B7 | 400 | 1580 | 0 | 37.39 | 36.39 | 8 | 0
2040 | MISO_MI_2_IESO | MISO_MI | IESO | Internal | Summer | B8 | 500 | 1580 | 0 | 30.25 | 33.94 | 8 | 0
2040 | MISO_MI_2_IESO | MISO_MI | IESO | Internal | Summer | B9 | 800 | 1580 | 0 | 28.76 | 33.94 | 8 | 0
2040 | MISO_MI_2_IESO | MISO_MI | IESO | Internal | Summer | B10 | 1262 | 1580 | 0 | 26.27 | 33.94 | 8 | 0
2040 | MISO_MI_2_IESO | MISO_MI | IESO | Internal | Winter | B16 | 25 | 1580 | 0 | 53.75 | 55.05 | 8 | 0
2040 | MISO_MI_2_IESO | MISO_MI | IESO | Internal | Winter | B17 | 100 | 1580 | 590.78 | 43.17 | 51.17 | 8 | 0
2040 | MISO_MI_2_IESO | MISO_MI | IESO | Internal | Winter | B18 | 400 | 1580 | 0 | 35.26 | 42.29 | 8 | 0
2040 | MISO_MI_2_IESO | MISO_MI | IESO | Internal | Winter | B19 | 700 | 1580 | 1556.1 | 34.29 | 42.29 | 8 | 0
2040 | MISO_MI_2_IESO | MISO_MI | IESO | Internal | Winter | B20 | 935 | 1580 | 1580 | 31.59 | 42.29 | 8 | 2.7
2040 | MISO_MI_2_MISO_IN | MISO_MI | MISO_IN | Internal | Shoulder | B11 | 25 | 2126 | 0 | 41.73 | 41.72 | 0.01 | 0
2040 | MISO_MI_2_MISO_IN | MISO_MI | MISO_IN | Internal | Shoulder | B12 | 200 | 2126 | 0 | 37.23 | 30.92 | 0.01 | 0
2040 | MISO_MI_2_MISO_IN | MISO_MI | MISO_IN | Internal | Shoulder | B13 | 600 | 2126 | 0 | 31.46 | 29.39 | 0.01 | 0
2040 | MISO_MI_2_MISO_IN | MISO_MI | MISO_IN | Internal | Shoulder | B14 | 900 | 2126 | 0 | 29.94 | 27.59 | 0.01 | 0
2040 | MISO_MI_2_MISO_IN | MISO_MI | MISO_IN | Internal | Shoulder | B15 | 1203 | 2126 | 0 | 29.52 | 27.59 | 0.01 | 0
2040 | MISO_MI_2_MISO_IN | MISO_MI | MISO_IN | Internal | Summer | B1 | 10 | 2126 | 0 | 72.94 | 68.96 | 0.01 | 0
2040 | MISO_MI_2_MISO_IN | MISO_MI | MISO_IN | Internal | Summer | B2 | 25 | 2126 | 0 | 66.26 | 66.25 | 0.01 | 0
2040 | MISO_MI_2_MISO_IN | MISO_MI | MISO_IN | Internal | Summer | B3 | 75 | 2126 | 0 | 63.31 | 63.3 | 0.01 | 0
2040 | MISO_MI_2_MISO_IN | MISO_MI | MISO_IN | Internal | Summer | B4 | 100 | 2126 | 0 | 61.13 | 61.12 | 0.01 | 0
2040 | MISO_MI_2_MISO_IN | MISO_MI | MISO_IN | Internal | Summer | B5 | 200 | 2126 | 0 | 61.12 | 61.1 | 0.01 | 0
2040 | MISO_MI_2_MISO_IN | MISO_MI | MISO_IN | Internal | Summer | B6 | 300 | 2126 | 0 | 56.99 | 56.98 | 0.01 | 0
2040 | MISO_MI_2_MISO_IN | MISO_MI | MISO_IN | Internal | Summer | B7 | 400 | 2126 | 0 | 37.39 | 33.47 | 0.01 | 0
2040 | MISO_MI_2_MISO_IN | MISO_MI | MISO_IN | Internal | Summer | B8 | 500 | 2126 | 0 | 30.25 | 27.67 | 0.01 | 0
2040 | MISO_MI_2_MISO_IN | MISO_MI | MISO_IN | Internal | Summer | B9 | 800 | 2126 | 0 | 28.76 | 27.13 | 0.01 | 0
2040 | MISO_MI_2_MISO_IN | MISO_MI | MISO_IN | Internal | Summer | B10 | 1262 | 2126 | 0 | 26.27 | 25.71 | 0.01 | 0
2040 | MISO_MI_2_MISO_IN | MISO_MI | MISO_IN | Internal | Winter | B16 | 25 | 2126 | 0 | 53.75 | 53.74 | 0.01 | 0
2040 | MISO_MI_2_MISO_IN | MISO_MI | MISO_IN | Internal | Winter | B17 | 100 | 2126 | 0 | 43.17 | 39.17 | 0.01 | 0
2040 | MISO_MI_2_MISO_IN | MISO_MI | MISO_IN | Internal | Winter | B18 | 400 | 2126 | 0 | 35.26 | 31.66 | 0.01 | 0
2040 | MISO_MI_2_MISO_IN | MISO_MI | MISO_IN | Internal | Winter | B19 | 700 | 2126 | 0 | 34.29 | 31.58 | 0.01 | 0
2040 | MISO_MI_2_MISO_IN | MISO_MI | MISO_IN | Internal | Winter | B20 | 935 | 2126 | 0 | 31.59 | 31.58 | 0.01 | 0
2040 | MISO_MI_2_MISO_WUMS | MISO_MI | MISO_WUMS | Internal | Shoulder | B11 | 25 | 166 | 0 | 41.73 | 41.71 | 0.01 | 0
2040 | MISO_MI_2_MISO_WUMS | MISO_MI | MISO_WUMS | Internal | Shoulder | B12 | 200 | 166 | 0 | 37.23 | 30.9 | 0.01 | 0
2040 | MISO_MI_2_MISO_WUMS | MISO_MI | MISO_WUMS | Internal | Shoulder | B13 | 600 | 166 | 0 | 31.46 | 28.75 | 0.01 | 0
2040 | MISO_MI_2_MISO_WUMS | MISO_MI | MISO_WUMS | Internal | Shoulder | B14 | 900 | 166 | 0 | 29.94 | 27.73 | 0.01 | 0
2040 | MISO_MI_2_MISO_WUMS | MISO_MI | MISO_WUMS | Internal | Shoulder | B15 | 1203 | 166 | 0 | 29.52 | 27.73 | 0.01 | 0
2040 | MISO_MI_2_MISO_WUMS | MISO_MI | MISO_WUMS | Internal | Summer | B1 | 10 | 166 | 0 | 72.94 | 56.94 | 0.01 | 0
2040 | MISO_MI_2_MISO_WUMS | MISO_MI | MISO_WUMS | Internal | Summer | B2 | 25 | 166 | 0 | 66.26 | 56.94 | 0.01 | 0
2040 | MISO_MI_2_MISO_WUMS | MISO_MI | MISO_WUMS | Internal | Summer | B3 | 75 | 166 | 0 | 63.31 | 56.94 | 0.01 | 0
2040 | MISO_MI_2_MISO_WUMS | MISO_MI | MISO_WUMS | Internal | Summer | B4 | 100 | 166 | 0 | 61.13 | 56.94 | 0.01 | 0
2040 | MISO_MI_2_MISO_WUMS | MISO_MI | MISO_WUMS | Internal | Summer | B5 | 200 | 166 | 0 | 61.12 | 56.94 | 0.01 | 0
2040 | MISO_MI_2_MISO_WUMS | MISO_MI | MISO_WUMS | Internal | Summer | B6 | 300 | 166 | 0 | 56.99 | 56.94 | 0.01 | 0
2040 | MISO_MI_2_MISO_WUMS | MISO_MI | MISO_WUMS | Internal | Summer | B7 | 400 | 166 | 0 | 37.39 | 33.45 | 0.01 | 0
2040 | MISO_MI_2_MISO_WUMS | MISO_MI | MISO_WUMS | Internal | Summer | B8 | 500 | 166 | 0 | 30.25 | 26.69 | 0.01 | 0
2040 | MISO_MI_2_MISO_WUMS | MISO_MI | MISO_WUMS | Internal | Summer | B9 | 800 | 166 | 0 | 28.76 | 25.96 | 0.01 | 0
2040 | MISO_MI_2_MISO_WUMS | MISO_MI | MISO_WUMS | Internal | Summer | B10 | 1262 | 166 | 0 | 26.27 | 25.61 | 0.01 | 0
2040 | MISO_MI_2_MISO_WUMS | MISO_MI | MISO_WUMS | Internal | Winter | B16 | 25 | 166 | 0 | 53.75 | 53.74 | 0.01 | 0
2040 | MISO_MI_2_MISO_WUMS | MISO_MI | MISO_WUMS | Internal | Winter | B17 | 100 | 166 | 0 | 43.17 | 38.4 | 0.01 | 0
2040 | MISO_MI_2_MISO_WUMS | MISO_MI | MISO_WUMS | Internal | Winter | B18 | 400 | 166 | 0 | 35.26 | 31.66 | 0.01 | 0
2040 | MISO_MI_2_MISO_WUMS | MISO_MI | MISO_WUMS | Internal | Winter | B19 | 700 | 166 | 0 | 34.29 | 31.66 | 0.01 | 0
2040 | MISO_MI_2_MISO_WUMS | MISO_MI | MISO_WUMS | Internal | Winter | B20 | 935 | 166 | 46.12 | 31.59 | 31.6 | 0.01 | 0
2040 | MISO_MI_2_PJM_ROR | MISO_MI | PJM_ROR | Internal | Shoulder | B11 | 25 | 1424 | 0 | 41.73 | 43.7 | 2 | 0
2040 | MISO_MI_2_PJM_ROR | MISO_MI | PJM_ROR | Internal | Shoulder | B12 | 200 | 1424 | 0 | 37.23 | 32.89 | 2 | 0
2040 | MISO_MI_2_PJM_ROR | MISO_MI | PJM_ROR | Internal | Shoulder | B13 | 600 | 1424 | 0 | 31.46 | 29.46 | 2 | 0
2040 | MISO_MI_2_PJM_ROR | MISO_MI | PJM_ROR | Internal | Shoulder | B14 | 900 | 1424 | 0 | 29.94 | 27.85 | 2 | 0
2040 | MISO_MI_2_PJM_ROR | MISO_MI | PJM_ROR | Internal | Shoulder | B15 | 1203 | 1424 | 0 | 29.52 | 27.52 | 2 | 0
2040 | MISO_MI_2_PJM_ROR | MISO_MI | PJM_ROR | Internal | Summer | B1 | 10 | 1424 | 0 | 72.94 | 70.94 | 2 | 0
2040 | MISO_MI_2_PJM_ROR | MISO_MI | PJM_ROR | Internal | Summer | B2 | 25 | 1424 | 0 | 66.26 | 68.23 | 2 | 0
2040 | MISO_MI_2_PJM_ROR | MISO_MI | PJM_ROR | Internal | Summer | B3 | 75 | 1424 | 0 | 63.31 | 61.31 | 2 | 0
2040 | MISO_MI_2_PJM_ROR | MISO_MI | PJM_ROR | Internal | Summer | B4 | 100 | 1424 | 0 | 61.13 | 59.12 | 2 | 0
2040 | MISO_MI_2_PJM_ROR | MISO_MI | PJM_ROR | Internal | Summer | B5 | 200 | 1424 | 0 | 61.12 | 59.12 | 2 | 0
2040 | MISO_MI_2_PJM_ROR | MISO_MI | PJM_ROR | Internal | Summer | B6 | 300 | 1424 | 0 | 56.99 | 58.94 | 2 | 0
2040 | MISO_MI_2_PJM_ROR | MISO_MI | PJM_ROR | Internal | Summer | B7 | 400 | 1424 | 0 | 37.39 | 35.44 | 2 | 0
2040 | MISO_MI_2_PJM_ROR | MISO_MI | PJM_ROR | Internal | Summer | B8 | 500 | 1424 | 0 | 30.25 | 28.68 | 2 | 0
2040 | MISO_MI_2_PJM_ROR | MISO_MI | PJM_ROR | Internal | Summer | B9 | 800 | 1424 | 0 | 28.76 | 27.02 | 2 | 0
2040 | MISO_MI_2_PJM_ROR | MISO_MI | PJM_ROR | Internal | Summer | B10 | 1262 | 1424 | 0 | 26.27 | 25.44 | 2 | 0
2040 | MISO_MI_2_PJM_ROR | MISO_MI | PJM_ROR | Internal | Winter | B16 | 25 | 1424 | 0 | 53.75 | 55.74 | 2 | 0
2040 | MISO_MI_2_PJM_ROR | MISO_MI | PJM_ROR | Internal | Winter | B17 | 100 | 1424 | 0 | 43.17 | 41.17 | 2 | 0
2040 | MISO_MI_2_PJM_ROR | MISO_MI | PJM_ROR | Internal | Winter | B18 | 400 | 1424 | 0 | 35.26 | 33.66 | 2 | 0
2040 | MISO_MI_2_PJM_ROR | MISO_MI | PJM_ROR | Internal | Winter | B19 | 700 | 1424 | 0 | 34.29 | 32.29 | 2 | 0
2040 | MISO_MI_2_PJM_ROR | MISO_MI | PJM_ROR | Internal | Winter | B20 | 935 | 1424 | 0 | 31.59 | 32.17 | 2 | 0
2040 | MISO_MO-IL_2_ENT | MISO_MO-IL | ENT | Internal | Shoulder | B11 | 25 | 2540 | 0 | 41.71 | 41.71 | 8 | 0
2040 | MISO_MO-IL_2_ENT | MISO_MO-IL | ENT | Internal | Shoulder | B12 | 200 | 2540 | 0 | 30.9 | 30.9 | 8 | 0
2040 | MISO_MO-IL_2_ENT | MISO_MO-IL | ENT | Internal | Shoulder | B13 | 600 | 2540 | 0 | 29.38 | 29.76 | 8 | 0
2040 | MISO_MO-IL_2_ENT | MISO_MO-IL | ENT | Internal | Shoulder | B14 | 900 | 2540 | 0 | 27.58 | 25.86 | 8 | 0
2040 | MISO_MO-IL_2_ENT | MISO_MO-IL | ENT | Internal | Shoulder | B15 | 1203 | 2540 | 0 | 27.58 | 24.22 | 8 | 0
2040 | MISO_MO-IL_2_ENT | MISO_MO-IL | ENT | Internal | Summer | B1 | 10 | 2540 | 0 | 68.95 | 68.95 | 8 | 0
2040 | MISO_MO-IL_2_ENT | MISO_MO-IL | ENT | Internal | Summer | B2 | 25 | 2540 | 0 | 66.24 | 66.24 | 8 | 0
2040 | MISO_MO-IL_2_ENT | MISO_MO-IL | ENT | Internal | Summer | B3 | 75 | 2540 | 0 | 63.31 | 67.33 | 8 | 0
2040 | MISO_MO-IL_2_ENT | MISO_MO-IL | ENT | Internal | Summer | B4 | 100 | 2540 | 0 | 61.13 | 66.41 | 8 | 0
2040 | MISO_MO-IL_2_ENT | MISO_MO-IL | ENT | Internal | Summer | B5 | 200 | 2540 | 0 | 61.12 | 61.55 | 8 | 0
2040 | MISO_MO-IL_2_ENT | MISO_MO-IL | ENT | Internal | Summer | B6 | 300 | 2540 | 0 | 56.96 | 56.96 | 8 | 0
2040 | MISO_MO-IL_2_ENT | MISO_MO-IL | ENT | Internal | Summer | B7 | 400 | 2540 | 0 | 33.45 | 33.45 | 8 | 0
2040 | MISO_MO-IL_2_ENT | MISO_MO-IL | ENT | Internal | Summer | B8 | 500 | 2540 | 0 | 27.66 | 30.13 | 8 | 0
2040 | MISO_MO-IL_2_ENT | MISO_MO-IL | ENT | Internal | Summer | B9 | 800 | 2540 | 0 | 27.12 | 29.71 | 8 | 0
2040 | MISO_MO-IL_2_ENT | MISO_MO-IL | ENT | Internal | Summer | B10 | 1262 | 2540 | 0 | 25.7 | 26.47 | 8 | 0
2040 | MISO_MO-IL_2_ENT | MISO_MO-IL | ENT | Internal | Winter | B16 | 25 | 2540 | 0 | 44.04 | 36.04 | 8 | 0
2040 | MISO_MO-IL_2_ENT | MISO_MO-IL | ENT | Internal | Winter | B17 | 100 | 2540 | 0 | 38.76 | 30.76 | 8 | 0
2040 | MISO_MO-IL_2_ENT | MISO_MO-IL | ENT | Internal | Winter | B18 | 400 | 2540 | 0 | 31.65 | 30.63 | 8 | 0
2040 | MISO_MO-IL_2_ENT | MISO_MO-IL | ENT | Internal | Winter | B19 | 700 | 2540 | 0 | 30.29 | 30.16 | 8 | 0
2040 | MISO_MO-IL_2_ENT | MISO_MO-IL | ENT | Internal | Winter | B20 | 935 | 2540 | 0 | 27.6 | 25.59 | 8 | 0
2040 | MISO_MO-IL_2_MISO_IN | MISO_MO-IL | MISO_IN | Internal | Shoulder | B11 | 25 | 6229 | 2285.32 | 41.71 | 41.72 | 0.01 | 0
2040 | MISO_MO-IL_2_MISO_IN | MISO_MO-IL | MISO_IN | Internal | Shoulder | B12 | 200 | 6229 | 2940.03 | 30.9 | 30.92 | 0.01 | 0
2040 | MISO_MO-IL_2_MISO_IN | MISO_MO-IL | MISO_IN | Internal | Shoulder | B13 | 600 | 6229 | 2602.41 | 29.38 | 29.39 | 0.01 | 0
2040 | MISO_MO-IL_2_MISO_IN | MISO_MO-IL | MISO_IN | Internal | Shoulder | B14 | 900 | 6229 | 4284.35 | 27.58 | 27.59 | 0.01 | 0
2040 | MISO_MO-IL_2_MISO_IN | MISO_MO-IL | MISO_IN | Internal | Shoulder | B15 | 1203 | 6229 | 6218.22 | 27.58 | 27.59 | 0.01 | 0
2040 | MISO_MO-IL_2_MISO_IN | MISO_MO-IL | MISO_IN | Internal | Summer | B1 | 10 | 6229 | 3035.33 | 68.95 | 68.96 | 0.01 | 0
2040 | MISO_MO-IL_2_MISO_IN | MISO_MO-IL | MISO_IN | Internal | Summer | B2 | 25 | 6229 | 973.57 | 66.24 | 66.25 | 0.01 | 0
2040 | MISO_MO-IL_2_MISO_IN | MISO_MO-IL | MISO_IN | Internal | Summer | B3 | 75 | 6229 | 0 | 63.31 | 63.3 | 0.01 | 0
2040 | MISO_MO-IL_2_MISO_IN | MISO_MO-IL | MISO_IN | Internal | Summer | B4 | 100 | 6229 | 0 | 61.13 | 61.12 | 0.01 | 0
2040 | MISO_MO-IL_2_MISO_IN | MISO_MO-IL | MISO_IN | Internal | Summer | B5 | 200 | 6229 | 0 | 61.12 | 61.1 | 0.01 | 0
2040 | MISO_MO-IL_2_MISO_IN | MISO_MO-IL | MISO_IN | Internal | Summer | B6 | 300 | 6229 | 295.73 | 56.96 | 56.98 | 0.01 | 0
2040 | MISO_MO-IL_2_MISO_IN | MISO_MO-IL | MISO_IN | Internal | Summer | B7 | 400 | 6229 | 631.22 | 33.45 | 33.47 | 0.01 | 0
2040 | MISO_MO-IL_2_MISO_IN | MISO_MO-IL | MISO_IN | Internal | Summer | B8 | 500 | 6229 | 2036.3 | 27.66 | 27.67 | 0.01 | 0
2040 | MISO_MO-IL_2_MISO_IN | MISO_MO-IL | MISO_IN | Internal | Summer | B9 | 800 | 6229 | 2009.49 | 27.12 | 27.13 | 0.01 | 0
2040 | MISO_MO-IL_2_MISO_IN | MISO_MO-IL | MISO_IN | Internal | Summer | B10 | 1262 | 6229 | 2042.2 | 25.7 | 25.71 | 0.01 | 0
2040 | MISO_MO-IL_2_MISO_IN | MISO_MO-IL | MISO_IN | Internal | Winter | B16 | 25 | 6229 | 6229 | 44.04 | 53.74 | 0.01 | 9.69
2040 | MISO_MO-IL_2_MISO_IN | MISO_MO-IL | MISO_IN | Internal | Winter | B17 | 100 | 6229 | 6229 | 38.76 | 39.17 | 0.01 | 0.4
2040 | MISO_MO-IL_2_MISO_IN | MISO_MO-IL | MISO_IN | Internal | Winter | B18 | 400 | 6229 | 4775.81 | 31.65 | 31.66 | 0.01 | 0
2040 | MISO_MO-IL_2_MISO_IN | MISO_MO-IL | MISO_IN | Internal | Winter | B19 | 700 | 6229 | 6229 | 30.29 | 31.58 | 0.01 | 1.28
2040 | MISO_MO-IL_2_MISO_IN | MISO_MO-IL | MISO_IN | Internal | Winter | B20 | 935 | 6229 | 6229 | 27.6 | 31.58 | 0.01 | 3.96
2040 | MISO_MO-IL_2_MISO_W | MISO_MO-IL | MISO_W | Internal | Shoulder | B11 | 25 | 5033 | 0 | 41.71 | 41.7 | 0.01 | 0
2040 | MISO_MO-IL_2_MISO_W | MISO_MO-IL | MISO_W | Internal | Shoulder | B12 | 200 | 5033 | 0 | 30.9 | 30.89 | 0.01 | 0
2040 | MISO_MO-IL_2_MISO_W | MISO_MO-IL | MISO_W | Internal | Shoulder | B13 | 600 | 5033 | 0 | 29.38 | 27.46 | 0.01 | 0
2040 | MISO_MO-IL_2_MISO_W | MISO_MO-IL | MISO_W | Internal | Shoulder | B14 | 900 | 5033 | 0 | 27.58 | 25.85 | 0.01 | 0
2040 | MISO_MO-IL_2_MISO_W | MISO_MO-IL | MISO_W | Internal | Shoulder | B15 | 1203 | 5033 | 0 | 27.58 | 1.03 | 0.01 | 0
2040 | MISO_MO-IL_2_MISO_W | MISO_MO-IL | MISO_W | Internal | Summer | B1 | 10 | 5033 | 0 | 68.95 | 68.94 | 0.01 | 0
2040 | MISO_MO-IL_2_MISO_W | MISO_MO-IL | MISO_W | Internal | Summer | B2 | 25 | 5033 | 0 | 66.24 | 66.23 | 0.01 | 0
2040 | MISO_MO-IL_2_MISO_W | MISO_MO-IL | MISO_W | Internal | Summer | B3 | 75 | 5033 | 0 | 63.31 | 63.3 | 0.01 | 0
2040 | MISO_MO-IL_2_MISO_W | MISO_MO-IL | MISO_W | Internal | Summer | B4 | 100 | 5033 | 0 | 61.13 | 61.12 | 0.01 | 0
2040 | MISO_MO-IL_2_MISO_W | MISO_MO-IL | MISO_W | Internal | Summer | B5 | 200 | 5033 | 0 | 61.12 | 61.1 | 0.01 | 0
2040 | MISO_MO-IL_2_MISO_W | MISO_MO-IL | MISO_W | Internal | Summer | B6 | 300 | 5033 | 0 | 56.96 | 56.95 | 0.01 | 0
2040 | MISO_MO-IL_2_MISO_W | MISO_MO-IL | MISO_W | Internal | Summer | B7 | 400 | 5033 | 0 | 33.45 | 33.44 | 0.01 | 0
2040 | MISO_MO-IL_2_MISO_W | MISO_MO-IL | MISO_W | Internal | Summer | B8 | 500 | 5033 | 0 | 27.66 | 26.68 | 0.01 | 0
2040 | MISO_MO-IL_2_MISO_W | MISO_MO-IL | MISO_W | Internal | Summer | B9 | 800 | 5033 | 0 | 27.12 | 25.95 | 0.01 | 0
2040 | MISO_MO-IL_2_MISO_W | MISO_MO-IL | MISO_W | Internal | Summer | B10 | 1262 | 5033 | 0 | 25.7 | 23.44 | 0.01 | 0
2040 | MISO_MO-IL_2_MISO_W | MISO_MO-IL | MISO_W | Internal | Winter | B16 | 25 | 5033 | 0 | 44.04 | 24.27 | 0.01 | 0
2040 | MISO_MO-IL_2_MISO_W | MISO_MO-IL | MISO_W | Internal | Winter | B17 | 100 | 5033 | 0 | 38.76 | 25.36 | 0.01 | 0
2040 | MISO_MO-IL_2_MISO_W | MISO_MO-IL | MISO_W | Internal | Winter | B18 | 400 | 5033 | 0 | 31.65 | 30.16 | 0.01 | 0
2040 | MISO_MO-IL_2_MISO_W | MISO_MO-IL | MISO_W | Internal | Winter | B19 | 700 | 5033 | 0 | 30.29 | 30.16 | 0.01 | 0
2040 | MISO_MO-IL_2_MISO_W | MISO_MO-IL | MISO_W | Internal | Winter | B20 | 935 | 5033 | 0 | 27.6 | 22.61 | 0.01 | 0
2040 | MISO_MO-IL_2_PJM_ROR | MISO_MO-IL | PJM_ROR | Internal | Shoulder | B11 | 25 | 1212 | 0 | 41.71 | 43.7 | 2 | 0
2040 | MISO_MO-IL_2_PJM_ROR | MISO_MO-IL | PJM_ROR | Internal | Shoulder | B12 | 200 | 1212 | 0 | 30.9 | 32.89 | 2 | 0
2040 | MISO_MO-IL_2_PJM_ROR | MISO_MO-IL | PJM_ROR | Internal | Shoulder | B13 | 600 | 1212 | 0 | 29.38 | 29.46 | 2 | 0
2040 | MISO_MO-IL_2_PJM_ROR | MISO_MO-IL | PJM_ROR | Internal | Shoulder | B14 | 900 | 1212 | 0 | 27.58 | 27.85 | 2 | 0
2040 | MISO_MO-IL_2_PJM_ROR | MISO_MO-IL | PJM_ROR | Internal | Shoulder | B15 | 1203 | 1212 | 0 | 27.58 | 27.52 | 2 | 0
2040 | MISO_MO-IL_2_PJM_ROR | MISO_MO-IL | PJM_ROR | Internal | Summer | B1 | 10 | 1212 | 0 | 68.95 | 70.94 | 2 | 0
2040 | MISO_MO-IL_2_PJM_ROR | MISO_MO-IL | PJM_ROR | Internal | Summer | B2 | 25 | 1212 | 0 | 66.24 | 68.23 | 2 | 0
2040 | MISO_MO-IL_2_PJM_ROR | MISO_MO-IL | PJM_ROR | Internal | Summer | B3 | 75 | 1212 | 0 | 63.31 | 61.31 | 2 | 0
2040 | MISO_MO-IL_2_PJM_ROR | MISO_MO-IL | PJM_ROR | Internal | Summer | B4 | 100 | 1212 | 0 | 61.13 | 59.12 | 2 | 0
2040 | MISO_MO-IL_2_PJM_ROR | MISO_MO-IL | PJM_ROR | Internal | Summer | B5 | 200 | 1212 | 0 | 61.12 | 59.12 | 2 | 0
2040 | MISO_MO-IL_2_PJM_ROR | MISO_MO-IL | PJM_ROR | Internal | Summer | B6 | 300 | 1212 | 0 | 56.96 | 58.94 | 2 | 0
2040 | MISO_MO-IL_2_PJM_ROR | MISO_MO-IL | PJM_ROR | Internal | Summer | B7 | 400 | 1212 | 0 | 33.45 | 35.44 | 2 | 0
2040 | MISO_MO-IL_2_PJM_ROR | MISO_MO-IL | PJM_ROR | Internal | Summer | B8 | 500 | 1212 | 0 | 27.66 | 28.68 | 2 | 0
2040 | MISO_MO-IL_2_PJM_ROR | MISO_MO-IL | PJM_ROR | Internal | Summer | B9 | 800 | 1212 | 0 | 27.12 | 27.02 | 2 | 0
2040 | MISO_MO-IL_2_PJM_ROR | MISO_MO-IL | PJM_ROR | Internal | Summer | B10 | 1262 | 1212 | 0 | 25.7 | 25.44 | 2 | 0
2040 | MISO_MO-IL_2_PJM_ROR | MISO_MO-IL | PJM_ROR | Internal | Winter | B16 | 25 | 1212 | 1212 | 44.04 | 55.74 | 2 | 9.7
2040 | MISO_MO-IL_2_PJM_ROR | MISO_MO-IL | PJM_ROR | Internal | Winter | B17 | 100 | 1212 | 1212 | 38.76 | 41.17 | 2 | 0.41
2040 | MISO_MO-IL_2_PJM_ROR | MISO_MO-IL | PJM_ROR | Internal | Winter | B18 | 400 | 1212 | 1212 | 31.65 | 33.66 | 2 | 0.01
2040 | MISO_MO-IL_2_PJM_ROR | MISO_MO-IL | PJM_ROR | Internal | Winter | B19 | 700 | 1212 | 247.66 | 30.29 | 32.29 | 2 | 0
2040 | MISO_MO-IL_2_PJM_ROR | MISO_MO-IL | PJM_ROR | Internal | Winter | B20 | 935 | 1212 | 1212 | 27.6 | 32.17 | 2 | 2.57
2040 | MISO_MO-IL_2_TVA_Transmission | MISO_MO-IL | TVA_Transmission | Internal | Shoulder | B11 | 25 | 4000 | 0 | 41.71 | 48.32 | 8 | 0
2040 | MISO_MO-IL_2_TVA_Transmission | MISO_MO-IL | TVA_Transmission | Internal | Shoulder | B12 | 200 | 4000 | 0 | 30.9 | 35.37 | 8 | 0
2040 | MISO_MO-IL_2_TVA_Transmission | MISO_MO-IL | TVA_Transmission | Internal | Shoulder | B13 | 600 | 4000 | 0 | 29.38 | 33.55 | 8 | 0
2040 | MISO_MO-IL_2_TVA_Transmission | MISO_MO-IL | TVA_Transmission | Internal | Shoulder | B14 | 900 | 4000 | 0 | 27.58 | 32.67 | 8 | 0
2040 | MISO_MO-IL_2_TVA_Transmission | MISO_MO-IL | TVA_Transmission | Internal | Shoulder | B15 | 1203 | 4000 | 0 | 27.58 | 32.21 | 8 | 0
2040 | MISO_MO-IL_2_TVA_Transmission | MISO_MO-IL | TVA_Transmission | Internal | Summer | B1 | 10 | 4000 | 0 | 68.95 | 74.43 | 8 | 0
2040 | MISO_MO-IL_2_TVA_Transmission | MISO_MO-IL | TVA_Transmission | Internal | Summer | B2 | 25 | 4000 | 0 | 66.24 | 74.23 | 8 | 0
2040 | MISO_MO-IL_2_TVA_Transmission | MISO_MO-IL | TVA_Transmission | Internal | Summer | B3 | 75 | 4000 | 0 | 63.31 | 67.31 | 8 | 0
2040 | MISO_MO-IL_2_TVA_Transmission | MISO_MO-IL | TVA_Transmission | Internal | Summer | B4 | 100 | 4000 | 0 | 61.13 | 65.12 | 8 | 0
2040 | MISO_MO-IL_2_TVA_Transmission | MISO_MO-IL | TVA_Transmission | Internal | Summer | B5 | 200 | 4000 | 0 | 61.12 | 63.28 | 8 | 0
2040 | MISO_MO-IL_2_TVA_Transmission | MISO_MO-IL | TVA_Transmission | Internal | Summer | B6 | 300 | 4000 | 0 | 56.96 | 59.96 | 8 | 0
2040 | MISO_MO-IL_2_TVA_Transmission | MISO_MO-IL | TVA_Transmission | Internal | Summer | B7 | 400 | 4000 | 0 | 33.45 | 35.43 | 8 | 0
2040 | MISO_MO-IL_2_TVA_Transmission | MISO_MO-IL | TVA_Transmission | Internal | Summer | B8 | 500 | 4000 | 0 | 27.66 | 32.06 | 8 | 0
2040 | MISO_MO-IL_2_TVA_Transmission | MISO_MO-IL | TVA_Transmission | Internal | Summer | B9 | 800 | 4000 | 0 | 27.12 | 31.6 | 8 | 0
2040 | MISO_MO-IL_2_TVA_Transmission | MISO_MO-IL | TVA_Transmission | Internal | Summer | B10 | 1262 | 4000 | 0 | 25.7 | 29.94 | 8 | 0
2040 | MISO_MO-IL_2_TVA_Transmission | MISO_MO-IL | TVA_Transmission | Internal | Winter | B16 | 25 | 4000 | 0 | 44.04 | 48.57 | 8 | 0
2040 | MISO_MO-IL_2_TVA_Transmission | MISO_MO-IL | TVA_Transmission | Internal | Winter | B17 | 100 | 4000 | 0 | 38.76 | 38.5 | 8 | 0
2040 | MISO_MO-IL_2_TVA_Transmission | MISO_MO-IL | TVA_Transmission | Internal | Winter | B18 | 400 | 4000 | 0 | 31.65 | 36.77 | 8 | 0
2040 | MISO_MO-IL_2_TVA_Transmission | MISO_MO-IL | TVA_Transmission | Internal | Winter | B19 | 700 | 4000 | 0 | 30.29 | 36.37 | 8 | 0
2040 | MISO_MO-IL_2_TVA_Transmission | MISO_MO-IL | TVA_Transmission | Internal | Winter | B20 | 935 | 4000 | 0 | 27.6 | 34.64 | 8 | 0
2040 | MISO_W_2_IESO | MISO_W | IESO | Internal | Shoulder | B11 | 25 | 164 | 0 | 41.7 | 42.68 | 8 | 0
2040 | MISO_W_2_IESO | MISO_W | IESO | Internal | Shoulder | B12 | 200 | 164 | 0 | 30.89 | 38.88 | 8 | 0
2040 | MISO_W_2_IESO | MISO_W | IESO | Internal | Shoulder | B13 | 600 | 164 | 164 | 27.46 | 37.94 | 8 | 2.48
2040 | MISO_W_2_IESO | MISO_W | IESO | Internal | Shoulder | B14 | 900 | 164 | 164 | 25.85 | 37.94 | 8 | 4.09
2040 | MISO_W_2_IESO | MISO_W | IESO | Internal | Shoulder | B15 | 1203 | 164 | 164 | 1.03 | 37.94 | 8 | 28.91
2040 | MISO_W_2_IESO | MISO_W | IESO | Internal | Summer | B1 | 10 | 164 | 164 | 68.94 | 80.94 | 8 | 4
2040 | MISO_W_2_IESO | MISO_W | IESO | Internal | Summer | B2 | 25 | 164 | 0 | 66.23 | 73.7 | 8 | 0
2040 | MISO_W_2_IESO | MISO_W | IESO | Internal | Summer | B3 | 75 | 164 | 0 | 63.3 | 56.31 | 8 | 0
2040 | MISO_W_2_IESO | MISO_W | IESO | Internal | Summer | B4 | 100 | 164 | 0 | 61.12 | 53.06 | 8 | 0
2040 | MISO_W_2_IESO | MISO_W | IESO | Internal | Summer | B5 | 200 | 164 | 0 | 61.1 | 52 | 8 | 0
2040 | MISO_W_2_IESO | MISO_W | IESO | Internal | Summer | B6 | 300 | 164 | 0 | 56.95 | 52 | 8 | 0
2040 | MISO_W_2_IESO | MISO_W | IESO | Internal | Summer | B7 | 400 | 164 | 0 | 33.44 | 36.39 | 8 | 0
2040 | MISO_W_2_IESO | MISO_W | IESO | Internal | Summer | B8 | 500 | 164 | 0 | 26.68 | 33.94 | 8 | 0
2040 | MISO_W_2_IESO | MISO_W | IESO | Internal | Summer | B9 | 800 | 164 | 0 | 25.95 | 33.94 | 8 | 0
2040 | MISO_W_2_IESO | MISO_W | IESO | Internal | Summer | B10 | 1262 | 164 | 164 | 23.44 | 33.94 | 8 | 2.5
2040 | MISO_W_2_IESO | MISO_W | IESO | Internal | Winter | B16 | 25 | 164 | 164 | 24.27 | 55.05 | 8 | 22.79
2040 | MISO_W_2_IESO | MISO_W | IESO | Internal | Winter | B17 | 100 | 164 | 164 | 25.36 | 51.17 | 8 | 17.81
2040 | MISO_W_2_IESO | MISO_W | IESO | Internal | Winter | B18 | 400 | 164 | 164 | 30.16 | 42.29 | 8 | 4.13
2040 | MISO_W_2_IESO | MISO_W | IESO | Internal | Winter | B19 | 700 | 164 | 164 | 30.16 | 42.29 | 8 | 4.13
2040 | MISO_W_2_IESO | MISO_W | IESO | Internal | Winter | B20 | 935 | 164 | 164 | 22.61 | 42.29 | 8 | 11.68
2040 | MISO_W_2_MAPP_CA | MISO_W | MAPP_CA | Internal | Shoulder | B11 | 25 | 788 | 0 | 41.7 | 34.68 | 0.01 | 0
2040 | MISO_W_2_MAPP_CA | MISO_W | MAPP_CA | Internal | Shoulder | B12 | 200 | 788 | 0 | 30.89 | 30.88 | 0.01 | 0
2040 | MISO_W_2_MAPP_CA | MISO_W | MAPP_CA | Internal | Shoulder | B13 | 600 | 788 | 0 | 27.46 | 27.44 | 0.01 | 0
2040 | MISO_W_2_MAPP_CA | MISO_W | MAPP_CA | Internal | Shoulder | B14 | 900 | 788 | 0 | 25.85 | 25.83 | 0.01 | 0
2040 | MISO_W_2_MAPP_CA | MISO_W | MAPP_CA | Internal | Shoulder | B15 | 1203 | 788 | 788 | 1.03 | 25.83 | 0.01 | 24.8
2040 | MISO_W_2_MAPP_CA | MISO_W | MAPP_CA | Internal | Summer | B1 | 10 | 788 | 0 | 68.94 | 54.94 | 0.01 | 0
2040 | MISO_W_2_MAPP_CA | MISO_W | MAPP_CA | Internal | Summer | B2 | 25 | 788 | 0 | 66.23 | 52.23 | 0.01 | 0
2040 | MISO_W_2_MAPP_CA | MISO_W | MAPP_CA | Internal | Summer | B3 | 75 | 788 | 0 | 63.3 | 48.31 | 0.01 | 0
2040 | MISO_W_2_MAPP_CA | MISO_W | MAPP_CA | Internal | Summer | B4 | 100 | 788 | 0 | 61.12 | 47.12 | 0.01 | 0
2040 | MISO_W_2_MAPP_CA | MISO_W | MAPP_CA | Internal | Summer | B5 | 200 | 788 | 0 | 61.1 | 47.1 | 0.01 | 0
2040 | MISO_W_2_MAPP_CA | MISO_W | MAPP_CA | Internal | Summer | B6 | 300 | 788 | 0 | 56.95 | 44 | 0.01 | 0
2040 | MISO_W_2_MAPP_CA | MISO_W | MAPP_CA | Internal | Summer | B7 | 400 | 788 | 0 | 33.44 | 28.39 | 0.01 | 0
2040 | MISO_W_2_MAPP_CA | MISO_W | MAPP_CA | Internal | Summer | B8 | 500 | 788 | 0 | 26.68 | 25.94 | 0.01 | 0
2040 | MISO_W_2_MAPP_CA | MISO_W | MAPP_CA | Internal | Summer | B9 | 800 | 788 | 0 | 25.95 | 25.94 | 0.01 | 0
2040 | MISO_W_2_MAPP_CA | MISO_W | MAPP_CA | Internal | Summer | B10 | 1262 | 788 | 788 | 23.44 | 25.94 | 0.01 | 2.49
2040 | MISO_W_2_MAPP_CA | MISO_W | MAPP_CA | Internal | Winter | B16 | 25 | 788 | 788 | 24.27 | 30.16 | 0.01 | 5.88
2040 | MISO_W_2_MAPP_CA | MISO_W | MAPP_CA | Internal | Winter | B17 | 100 | 788 | 788 | 25.36 | 30.16 | 0.01 | 4.79
2040 | MISO_W_2_MAPP_CA | MISO_W | MAPP_CA | Internal | Winter | B18 | 400 | 788 | 0 | 30.16 | 30.16 | 0.01 | 0
2040 | MISO_W_2_MAPP_CA | MISO_W | MAPP_CA | Internal | Winter | B19 | 700 | 788 | 0 | 30.16 | 30.16 | 0.01 | 0
2040 | MISO_W_2_MAPP_CA | MISO_W | MAPP_CA | Internal | Winter | B20 | 935 | 788 | 788 | 22.61 | 30.16 | 0.01 | 7.54
2040 | MISO_W_2_MISO_MO-IL | MISO_W | MISO_MO-IL | Internal | Shoulder | B11 | 25 | 7873 | 7457.84 | 41.7 | 41.71 | 0.01 | 0
2040 | MISO_W_2_MISO_MO-IL | MISO_W | MISO_MO-IL | Internal | Shoulder | B12 | 200 | 7873 | 6850.31 | 30.89 | 30.9 | 0.01 | 0
2040 | MISO_W_2_MISO_MO-IL | MISO_W | MISO_MO-IL | Internal | Shoulder | B13 | 600 | 7873 | 7873 | 27.46 | 29.38 | 0.01 | 1.91
2040 | MISO_W_2_MISO_MO-IL | MISO_W | MISO_MO-IL | Internal | Shoulder | B14 | 900 | 7873 | 7873 | 25.85 | 27.58 | 0.01 | 1.72
2040 | MISO_W_2_MISO_MO-IL | MISO_W | MISO_MO-IL | Internal | Shoulder | B15 | 1203 | 7873 | 7873 | 1.03 | 27.58 | 0.01 | 26.54
2040 | MISO_W_2_MISO_MO-IL | MISO_W | MISO_MO-IL | Internal | Summer | B1 | 10 | 7873 | 7859.59 | 68.94 | 68.95 | 0.01 | 0
2040 | MISO_W_2_MISO_MO-IL | MISO_W | MISO_MO-IL | Internal | Summer | B2 | 25 | 7873 | 7696.11 | 66.23 | 66.24 | 0.01 | 0
2040 | MISO_W_2_MISO_MO-IL | MISO_W | MISO_MO-IL | Internal | Summer | B3 | 75 | 7873 | 3367.37 | 63.3 | 63.31 | 0.01 | 0
2040 | MISO_W_2_MISO_MO-IL | MISO_W | MISO_MO-IL | Internal | Summer | B4 | 100 | 7873 | 1551.48 | 61.12 | 61.13 | 0.01 | 0
2040 | MISO_W_2_MISO_MO-IL | MISO_W | MISO_MO-IL | Internal | Summer | B5 | 200 | 7873 | 1645.44 | 61.1 | 61.12 | 0.01 | 0
2040 | MISO_W_2_MISO_MO-IL | MISO_W | MISO_MO-IL | Internal | Summer | B6 | 300 | 7873 | 5873.54 | 56.95 | 56.96 | 0.01 | 0
2040 | MISO_W_2_MISO_MO-IL | MISO_W | MISO_MO-IL | Internal | Summer | B7 | 400 | 7873 | 5693.3 | 33.44 | 33.45 | 0.01 | 0
2040 | MISO_W_2_MISO_MO-IL | MISO_W | MISO_MO-IL | Internal | Summer | B8 | 500 | 7873 | 7873 | 26.68 | 27.66 | 0.01 | 0.97
2040 | MISO_W_2_MISO_MO-IL | MISO_W | MISO_MO-IL | Internal | Summer | B9 | 800 | 7873 | 7873 | 25.95 | 27.12 | 0.01 | 1.16
2040 | MISO_W_2_MISO_MO-IL | MISO_W | MISO_MO-IL | Internal | Summer | B10 | 1262 | 7873 | 7873 | 23.44 | 25.7 | 0.01 | 2.25
2040 | MISO_W_2_MISO_MO-IL | MISO_W | MISO_MO-IL | Internal | Winter | B16 | 25 | 7873 | 7873 | 24.27 | 44.04 | 0.01 | 19.76
2040 | MISO_W_2_MISO_MO-IL | MISO_W | MISO_MO-IL | Internal | Winter | B17 | 100 | 7873 | 7873 | 25.36 | 38.76 | 0.01 | 13.39
2040 | MISO_W_2_MISO_MO-IL | MISO_W | MISO_MO-IL | Internal | Winter | B18 | 400 | 7873 | 7873 | 30.16 | 31.65 | 0.01 | 1.47
2040 | MISO_W_2_MISO_MO-IL | MISO_W | MISO_MO-IL | Internal | Winter | B19 | 700 | 7873 | 7873 | 30.16 | 30.29 | 0.01 | 0.12
2040 | MISO_W_2_MISO_MO-IL | MISO_W | MISO_MO-IL | Internal | Winter | B20 | 935 | 7873 | 7873 | 22.61 | 27.6 | 0.01 | 4.98
2040 | MISO_W_2_MISO_WUMS | MISO_W | MISO_WUMS | Internal | Shoulder | B11 | 25 | 3756 | 2863.18 | 41.7 | 41.71 | 0.01 | 0
2040 | MISO_W_2_MISO_WUMS | MISO_W | MISO_WUMS | Internal | Shoulder | B12 | 200 | 3756 | 3567.67 | 30.89 | 30.9 | 0.01 | 0
2040 | MISO_W_2_MISO_WUMS | MISO_W | MISO_WUMS | Internal | Shoulder | B13 | 600 | 3756 | 3756 | 27.46 | 28.75 | 0.01 | 1.28
2040 | MISO_W_2_MISO_WUMS | MISO_W | MISO_WUMS | Internal | Shoulder | B14 | 900 | 3756 | 3756 | 25.85 | 27.73 | 0.01 | 1.88
2040 | MISO_W_2_MISO_WUMS | MISO_W | MISO_WUMS | Internal | Shoulder | B15 | 1203 | 3756 | 3756 | 1.03 | 27.73 | 0.01 | 26.7
2040 | MISO_W_2_MISO_WUMS | MISO_W | MISO_WUMS | Internal | Summer | B1 | 10 | 3756 | 0 | 68.94 | 56.94 | 0.01 | 0
2040 | MISO_W_2_MISO_WUMS | MISO_W | MISO_WUMS | Internal | Summer | B2 | 25 | 3756 | 0 | 66.23 | 56.94 | 0.01 | 0
2040 | MISO_W_2_MISO_WUMS | MISO_W | MISO_WUMS | Internal | Summer | B3 | 75 | 3756 | 0 | 63.3 | 56.94 | 0.01 | 0
2040 | MISO_W_2_MISO_WUMS | MISO_W | MISO_WUMS | Internal | Summer | B4 | 100 | 3756 | 0 | 61.12 | 56.94 | 0.01 | 0
2040 | MISO_W_2_MISO_WUMS | MISO_W | MISO_WUMS | Internal | Summer | B5 | 200 | 3756 | 0 | 61.1 | 56.94 | 0.01 | 0
2040 | MISO_W_2_MISO_WUMS | MISO_W | MISO_WUMS | Internal | Summer | B6 | 300 | 3756 | 0 | 56.95 | 56.94 | 0.01 | 0
2040 | MISO_W_2_MISO_WUMS | MISO_W | MISO_WUMS | Internal | Summer | B7 | 400 | 3756 | 2094.55 | 33.44 | 33.45 | 0.01 | 0
2040 | MISO_W_2_MISO_WUMS | MISO_W | MISO_WUMS | Internal | Summer | B8 | 500 | 3756 | 2997.09 | 26.68 | 26.69 | 0.01 | 0
2040 | MISO_W_2_MISO_WUMS | MISO_W | MISO_WUMS | Internal | Summer | B9 | 800 | 3756 | 2430.58 | 25.95 | 25.96 | 0.01 | 0
2040 | MISO_W_2_MISO_WUMS | MISO_W | MISO_WUMS | Internal | Summer | B10 | 1262 | 3756 | 3756 | 23.44 | 25.61 | 0.01 | 2.16
2040 | MISO_W_2_MISO_WUMS | MISO_W | MISO_WUMS | Internal | Winter | B16 | 25 | 3756 | 3756 | 24.27 | 53.74 | 0.01 | 29.46
2040 | MISO_W_2_MISO_WUMS | MISO_W | MISO_WUMS | Internal | Winter | B17 | 100 | 3756 | 3756 | 25.36 | 38.4 | 0.01 | 13.03
2040 | MISO_W_2_MISO_WUMS | MISO_W | MISO_WUMS | Internal | Winter | B18 | 400 | 3756 | 3756 | 30.16 | 31.66 | 0.01 | 1.48
2040 | MISO_W_2_MISO_WUMS | MISO_W | MISO_WUMS | Internal | Winter | B19 | 700 | 3756 | 3756 | 30.16 | 31.66 | 0.01 | 1.48
2040 | MISO_W_2_MISO_WUMS | MISO_W | MISO_WUMS | Internal | Winter | B20 | 935 | 3756 | 3756 | 22.61 | 31.6 | 0.01 | 8.98
2040 | MISO_W_2_NE | MISO_W | NE | Internal | Shoulder | B11 | 25 | 20297 | 0 | 41.7 | 36.7 | 7 | 0
2040 | MISO_W_2_NE | MISO_W | NE | Internal | Shoulder | B12 | 200 | 20297 | 0 | 30.89 | 25.89 | 7 | 0
2040 | MISO_W_2_NE | MISO_W | NE | Internal | Shoulder | B13 | 600 | 20297 | 0 | 27.46 | 22.46 | 7 | 0
2040 | MISO_W_2_NE | MISO_W | NE | Internal | Shoulder | B14 | 900 | 20297 | 0 | 25.85 | 20.85 | 7 | 0
2040 | MISO_W_2_NE | MISO_W | NE | Internal | Shoulder | B15 | 1203 | 20297 | 0 | 1.03 | -43.21 | 7 | 0
2040 | MISO_W_2_NE | MISO_W | NE | Internal | Summer | B1 | 10 | 20297 | 0 | 68.94 | 63.94 | 7 | 0
2040 | MISO_W_2_NE | MISO_W | NE | Internal | Summer | B2 | 25 | 20297 | 0 | 66.23 | 61.23 | 7 | 0
2040 | MISO_W_2_NE | MISO_W | NE | Internal | Summer | B3 | 75 | 20297 | 0 | 63.3 | 58.3 | 7 | 0
2040 | MISO_W_2_NE | MISO_W | NE | Internal | Summer | B4 | 100 | 20297 | 0 | 61.12 | 56.5 | 7 | 0
2040 | MISO_W_2_NE | MISO_W | NE | Internal | Summer | B5 | 200 | 20297 | 0 | 61.1 | 56.1 | 7 | 0
2040 | MISO_W_2_NE | MISO_W | NE | Internal | Summer | B6 | 300 | 20297 | 0 | 56.95 | 51.95 | 7 | 0
2040 | MISO_W_2_NE | MISO_W | NE | Internal | Summer | B7 | 400 | 20297 | 0 | 33.44 | 28.44 | 7 | 0
2040 | MISO_W_2_NE | MISO_W | NE | Internal | Summer | B8 | 500 | 20297 | 0 | 26.68 | 21.68 | 7 | 0
2040 | MISO_W_2_NE | MISO_W | NE | Internal | Summer | B9 | 800 | 20297 | 0 | 25.95 | 20.95 | 7 | 0
2040 | MISO_W_2_NE | MISO_W | NE | Internal | Summer | B10 | 1262 | 20297 | 0 | 23.44 | 18.44 | 7 | 0
2040 | MISO_W_2_NE | MISO_W | NE | Internal | Winter | B16 | 25 | 20297 | 0 | 24.27 | -54.71 | 7 | 0
2040 | MISO_W_2_NE | MISO_W | NE | Internal | Winter | B17 | 100 | 20297 | 0 | 25.36 | 13.36 | 7 | 0
2040 | MISO_W_2_NE | MISO_W | NE | Internal | Winter | B18 | 400 | 20297 | 0 | 30.16 | 25.16 | 7 | 0
2040 | MISO_W_2_NE | MISO_W | NE | Internal | Winter | B19 | 700 | 20297 | 0 | 30.16 | 25.15 | 7 | 0
2040 | MISO_W_2_NE | MISO_W | NE | Internal | Winter | B20 | 935 | 20297 | 0 | 22.61 | 17.52 | 7 | 0
2040 | MISO_W_2_PJM_ROR | MISO_W | PJM_ROR | Internal | Shoulder | B11 | 25 | 10135 | 1668.85 | 41.7 | 43.7 | 2 | 0
2040 | MISO_W_2_PJM_ROR | MISO_W | PJM_ROR | Internal | Shoulder | B12 | 200 | 10135 | 6784.14 | 30.89 | 32.89 | 2 | 0
2040 | MISO_W_2_PJM_ROR | MISO_W | PJM_ROR | Internal | Shoulder | B13 | 600 | 10135 | 3182.27 | 27.46 | 29.46 | 2 | 0
2040 | MISO_W_2_PJM_ROR | MISO_W | PJM_ROR | Internal | Shoulder | B14 | 900 | 10135 | 7934.39 | 25.85 | 27.85 | 2 | 0
2040 | MISO_W_2_PJM_ROR | MISO_W | PJM_ROR | Internal | Shoulder | B15 | 1203 | 10135 | 10135 | 1.03 | 27.52 | 2 | 24.49
2040 | MISO_W_2_PJM_ROR | MISO_W | PJM_ROR | Internal | Summer | B1 | 10 | 10135 | 6406.08 | 68.94 | 70.94 | 2 | 0
2040 | MISO_W_2_PJM_ROR | MISO_W | PJM_ROR | Internal | Summer | B2 | 25 | 10135 | 4915.71 | 66.23 | 68.23 | 2 | 0
2040 | MISO_W_2_PJM_ROR | MISO_W | PJM_ROR | Internal | Summer | B3 | 75 | 10135 | 0 | 63.3 | 61.31 | 2 | 0
2040 | MISO_W_2_PJM_ROR | MISO_W | PJM_ROR | Internal | Summer | B4 | 100 | 10135 | 0 | 61.12 | 59.12 | 2 | 0
2040 | MISO_W_2_PJM_ROR | MISO_W | PJM_ROR | Internal | Summer | B5 | 200 | 10135 | 0 | 61.1 | 59.12 | 2 | 0
2040 | MISO_W_2_PJM_ROR | MISO_W | PJM_ROR | Internal | Summer | B6 | 300 | 10135 | 0 | 56.95 | 58.94 | 2 | 0
2040 | MISO_W_2_PJM_ROR | MISO_W | PJM_ROR | Internal | Summer | B7 | 400 | 10135 | 600.97 | 33.44 | 35.44 | 2 | 0
2040 | MISO_W_2_PJM_ROR | MISO_W | PJM_ROR | Internal | Summer | B8 | 500 | 10135 | 99.74 | 26.68 | 28.68 | 2 | 0
2040 | MISO_W_2_PJM_ROR | MISO_W | PJM_ROR | Internal | Summer | B9 | 800 | 10135 | 0 | 25.95 | 27.02 | 2 | 0
2040 | MISO_W_2_PJM_ROR | MISO_W | PJM_ROR | Internal | Summer | B10 | 1262 | 10135 | 1800.7 | 23.44 | 25.44 | 2 | 0
2040 | MISO_W_2_PJM_ROR | MISO_W | PJM_ROR | Internal | Winter | B16 | 25 | 10135 | 10135 | 24.27 | 55.74 | 2 | 29.47
2040 | MISO_W_2_PJM_ROR | MISO_W | PJM_ROR | Internal | Winter | B17 | 100 | 10135 | 10135 | 25.36 | 41.17 | 2 | 13.81
2040 | MISO_W_2_PJM_ROR | MISO_W | PJM_ROR | Internal | Winter | B18 | 400 | 10135 | 10135 | 30.16 | 33.66 | 2 | 1.5
2040 | MISO_W_2_PJM_ROR | MISO_W | PJM_ROR | Internal | Winter | B19 | 700 | 10135 | 10135 | 30.16 | 32.29 | 2 | 0.13
2040 | MISO_W_2_PJM_ROR | MISO_W | PJM_ROR | Internal | Winter | B20 | 935 | 10135 | 10135 | 22.61 | 32.17 | 2 | 7.56
2040 | MISO_W_2_SPP_N | MISO_W | SPP_N | Internal | Shoulder | B11 | 25 | 3200 | 0 | 41.7 | 36.71 | 7 | 0
2040 | MISO_W_2_SPP_N | MISO_W | SPP_N | Internal | Shoulder | B12 | 200 | 3200 | 0 | 30.89 | 25.9 | 7 | 0
2040 | MISO_W_2_SPP_N | MISO_W | SPP_N | Internal | Shoulder | B13 | 600 | 3200 | 0 | 27.46 | 24.75 | 7 | 0
2040 | MISO_W_2_SPP_N | MISO_W | SPP_N | Internal | Shoulder | B14 | 900 | 3200 | 0 | 25.85 | 20.86 | 7 | 0
2040 | MISO_W_2_SPP_N | MISO_W | SPP_N | Internal | Shoulder | B15 | 1203 | 3200 | 0 | 1.03 | -43.2 | 7 | 0
2040 | MISO_W_2_SPP_N | MISO_W | SPP_N | Internal | Summer | B1 | 10 | 3200 | 0 | 68.94 | 63.95 | 7 | 0
2040 | MISO_W_2_SPP_N | MISO_W | SPP_N | Internal | Summer | B2 | 25 | 3200 | 0 | 66.23 | 61.24 | 7 | 0
2040 | MISO_W_2_SPP_N | MISO_W | SPP_N | Internal | Summer | B3 | 75 | 3200 | 0 | 63.3 | 62.33 | 7 | 0
2040 | MISO_W_2_SPP_N | MISO_W | SPP_N | Internal | Summer | B4 | 100 | 3200 | 0 | 61.12 | 61.41 | 7 | 0
2040 | MISO_W_2_SPP_N | MISO_W | SPP_N | Internal | Summer | B5 | 200 | 3200 | 0 | 61.1 | 56.55 | 7 | 0
2040 | MISO_W_2_SPP_N | MISO_W | SPP_N | Internal | Summer | B6 | 300 | 3200 | 0 | 56.95 | 51.96 | 7 | 0
2040 | MISO_W_2_SPP_N | MISO_W | SPP_N | Internal | Summer | B7 | 400 | 3200 | 0 | 33.44 | 28.45 | 7 | 0
2040 | MISO_W_2_SPP_N | MISO_W | SPP_N | Internal | Summer | B8 | 500 | 3200 | 0 | 26.68 | 25.13 | 7 | 0
2040 | MISO_W_2_SPP_N | MISO_W | SPP_N | Internal | Summer | B9 | 800 | 3200 | 0 | 25.95 | 24.71 | 7 | 0
2040 | MISO_W_2_SPP_N | MISO_W | SPP_N | Internal | Summer | B10 | 1262 | 3200 | 0 | 23.44 | 21.46 | 7 | 0
2040 | MISO_W_2_SPP_N | MISO_W | SPP_N | Internal | Winter | B16 | 25 | 3200 | 0 | 24.27 | 31.03 | 7 | 0
2040 | MISO_W_2_SPP_N | MISO_W | SPP_N | Internal | Winter | B17 | 100 | 3200 | 0 | 25.36 | 25.75 | 7 | 0
2040 | MISO_W_2_SPP_N | MISO_W | SPP_N | Internal | Winter | B18 | 400 | 3200 | 0 | 30.16 | 25.62 | 7 | 0
2040 | MISO_W_2_SPP_N | MISO_W | SPP_N | Internal | Winter | B19 | 700 | 3200 | 0 | 30.16 | 25.16 | 7 | 0
2040 | MISO_W_2_SPP_N | MISO_W | SPP_N | Internal | Winter | B20 | 935 | 3200 | 0 | 22.61 | 17.53 | 7 | 0
2040 | MISO_WUMS_2_MISO_MI | MISO_WUMS | MISO_MI | Internal | Shoulder | B11 | 25 | 148 | 148 | 41.71 | 41.73 | 0.01 | 0.01
2040 | MISO_WUMS_2_MISO_MI | MISO_WUMS | MISO_MI | Internal | Shoulder | B12 | 200 | 148 | 148 | 30.9 | 37.23 | 0.01 | 6.31
2040 | MISO_WUMS_2_MISO_MI | MISO_WUMS | MISO_MI | Internal | Shoulder | B13 | 600 | 148 | 148 | 28.75 | 31.46 | 0.01 | 2.69
2040 | MISO_WUMS_2_MISO_MI | MISO_WUMS | MISO_MI | Internal | Shoulder | B14 | 900 | 148 | 148 | 27.73 | 29.94 | 0.01 | 2.19
2040 | MISO_WUMS_2_MISO_MI | MISO_WUMS | MISO_MI | Internal | Shoulder | B15 | 1203 | 148 | 148 | 27.73 | 29.52 | 0.01 | 1.77
2040 | MISO_WUMS_2_MISO_MI | MISO_WUMS | MISO_MI | Internal | Summer | B1 | 10 | 148 | 148 | 56.94 | 72.94 | 0.01 | 15.99
2040 | MISO_WUMS_2_MISO_MI | MISO_WUMS | MISO_MI | Internal | Summer | B2 | 25 | 148 | 148 | 56.94 | 66.26 | 0.01 | 9.31
2040 | MISO_WUMS_2_MISO_MI | MISO_WUMS | MISO_MI | Internal | Summer | B3 | 75 | 148 | 148 | 56.94 | 63.31 | 0.01 | 6.36
2040 | MISO_WUMS_2_MISO_MI | MISO_WUMS | MISO_MI | Internal | Summer | B4 | 100 | 148 | 148 | 56.94 | 61.13 | 0.01 | 4.17
2040 | MISO_WUMS_2_MISO_MI | MISO_WUMS | MISO_MI | Internal | Summer | B5 | 200 | 148 | 148 | 56.94 | 61.12 | 0.01 | 4.16
2040 | MISO_WUMS_2_MISO_MI | MISO_WUMS | MISO_MI | Internal | Summer | B6 | 300 | 148 | 148 | 56.94 | 56.99 | 0.01 | 0.04
2040 | MISO_WUMS_2_MISO_MI | MISO_WUMS | MISO_MI | Internal | Summer | B7 | 400 | 148 | 148 | 33.45 | 37.39 | 0.01 | 3.93
2040 | MISO_WUMS_2_MISO_MI | MISO_WUMS | MISO_MI | Internal | Summer | B8 | 500 | 148 | 148 | 26.69 | 30.25 | 0.01 | 3.55
2040 | MISO_WUMS_2_MISO_MI | MISO_WUMS | MISO_MI | Internal | Summer | B9 | 800 | 148 | 148 | 25.96 | 28.76 | 0.01 | 2.79
2040 | MISO_WUMS_2_MISO_MI | MISO_WUMS | MISO_MI | Internal | Summer | B10 | 1262 | 148 | 148 | 25.61 | 26.27 | 0.01 | 0.65
2040 | MISO_WUMS_2_MISO_MI | MISO_WUMS | MISO_MI | Internal | Winter | B16 | 25 | 148 | 108.51 | 53.74 | 53.75 | 0.01 | 0
2040 | MISO_WUMS_2_MISO_MI | MISO_WUMS | MISO_MI | Internal | Winter | B17 | 100 | 148 | 148 | 38.4 | 43.17 | 0.01 | 4.76
2040 | MISO_WUMS_2_MISO_MI | MISO_WUMS | MISO_MI | Internal | Winter | B18 | 400 | 148 | 148 | 31.66 | 35.26 | 0.01 | 3.59
2040 | MISO_WUMS_2_MISO_MI | MISO_WUMS | MISO_MI | Internal | Winter | B19 | 700 | 148 | 148 | 31.66 | 34.29 | 0.01 | 2.62
2040 | MISO_WUMS_2_MISO_MI | MISO_WUMS | MISO_MI | Internal | Winter | B20 | 935 | 148 | 0 | 31.6 | 31.59 | 0.01 | 0
2040 | MISO_WUMS_2_MISO_W | MISO_WUMS | MISO_W | Internal | Shoulder | B11 | 25 | 3264 | 0 | 41.71 | 41.7 | 0.01 | 0
2040 | MISO_WUMS_2_MISO_W | MISO_WUMS | MISO_W | Internal | Shoulder | B12 | 200 | 3264 | 0 | 30.9 | 30.89 | 0.01 | 0
2040 | MISO_WUMS_2_MISO_W | MISO_WUMS | MISO_W | Internal | Shoulder | B13 | 600 | 3264 | 0 | 28.75 | 27.46 | 0.01 | 0
2040 | MISO_WUMS_2_MISO_W | MISO_WUMS | MISO_W | Internal | Shoulder | B14 | 900 | 3264 | 0 | 27.73 | 25.85 | 0.01 | 0
2040 | MISO_WUMS_2_MISO_W | MISO_WUMS | MISO_W | Internal | Shoulder | B15 | 1203 | 3264 | 0 | 27.73 | 1.03 | 0.01 | 0
2040 | MISO_WUMS_2_MISO_W | MISO_WUMS | MISO_W | Internal | Summer | B1 | 10 | 3264 | 3264 | 56.94 | 68.94 | 0.01 | 11.99
2040 | MISO_WUMS_2_MISO_W | MISO_WUMS | MISO_W | Internal | Summer | B2 | 25 | 3264 | 3264 | 56.94 | 66.23 | 0.01 | 9.28
2040 | MISO_WUMS_2_MISO_W | MISO_WUMS | MISO_W | Internal | Summer | B3 | 75 | 3264 | 3264 | 56.94 | 63.3 | 0.01 | 6.34
2040 | MISO_WUMS_2_MISO_W | MISO_WUMS | MISO_W | Internal | Summer | B4 | 100 | 3264 | 3264 | 56.94 | 61.12 | 0.01 | 4.16
2040 | MISO_WUMS_2_MISO_W | MISO_WUMS | MISO_W | Internal | Summer | B5 | 200 | 3264 | 3264 | 56.94 | 61.1 | 0.01 | 4.15
2040 | MISO_WUMS_2_MISO_W | MISO_WUMS | MISO_W | Internal | Summer | B6 | 300 | 3264 | 2773.59 | 56.94 | 56.95 | 0.01 | 0
2040 | MISO_WUMS_2_MISO_W | MISO_WUMS | MISO_W | Internal | Summer | B7 | 400 | 3264 | 0 | 33.45 | 33.44 | 0.01 | 0
2040 | MISO_WUMS_2_MISO_W | MISO_WUMS | MISO_W | Internal | Summer | B8 | 500 | 3264 | 0 | 26.69 | 26.68 | 0.01 | 0
2040 | MISO_WUMS_2_MISO_W | MISO_WUMS | MISO_W | Internal | Summer | B9 | 800 | 3264 | 0 | 25.96 | 25.95 | 0.01 | 0
2040 | MISO_WUMS_2_MISO_W | MISO_WUMS | MISO_W | Internal | Summer | B10 | 1262 | 3264 | 0 | 25.61 | 23.44 | 0.01 | 0
2040 | MISO_WUMS_2_MISO_W | MISO_WUMS | MISO_W | Internal | Winter | B16 | 25 | 3264 | 0 | 53.74 | 24.27 | 0.01 | 0
2040 | MISO_WUMS_2_MISO_W | MISO_WUMS | MISO_W | Internal | Winter | B17 | 100 | 3264 | 0 | 38.4 | 25.36 | 0.01 | 0
2040 | MISO_WUMS_2_MISO_W | MISO_WUMS | MISO_W | Internal | Winter | B18 | 400 | 3264 | 0 | 31.66 | 30.16 | 0.01 | 0
2040 | MISO_WUMS_2_MISO_W | MISO_WUMS | MISO_W | Internal | Winter | B19 | 700 | 3264 | 0 | 31.66 | 30.16 | 0.01 | 0
2040 | MISO_WUMS_2_MISO_W | MISO_WUMS | MISO_W | Internal | Winter | B20 | 935 | 3264 | 0 | 31.6 | 22.61 | 0.01 | 0
2040 | MISO_WUMS_2_PJM_ROR | MISO_WUMS | PJM_ROR | Internal | Shoulder | B11 | 25 | 1600 | 0 | 41.71 | 43.7 | 2 | 0
2040 | MISO_WUMS_2_PJM_ROR | MISO_WUMS | PJM_ROR | Internal | Shoulder | B12 | 200 | 1600 | 0 | 30.9 | 32.89 | 2 | 0
2040 | MISO_WUMS_2_PJM_ROR | MISO_WUMS | PJM_ROR | Internal | Shoulder | B13 | 600 | 1600 | 0 | 28.75 | 29.46 | 2 | 0
2040 | MISO_WUMS_2_PJM_ROR | MISO_WUMS | PJM_ROR | Internal | Shoulder | B14 | 900 | 1600 | 0 | 27.73 | 27.85 | 2 | 0
2040 | MISO_WUMS_2_PJM_ROR | MISO_WUMS | PJM_ROR | Internal | Shoulder | B15 | 1203 | 1600 | 0 | 27.73 | 27.52 | 2 | 0
2040 | MISO_WUMS_2_PJM_ROR | MISO_WUMS | PJM_ROR | Internal | Summer | B1 | 10 | 1600 | 1600 | 56.94 | 70.94 | 2 | 12
2040 | MISO_WUMS_2_PJM_ROR | MISO_WUMS | PJM_ROR | Internal | Summer | B2 | 25 | 1600 | 1600 | 56.94 | 68.23 | 2 | 9.29
2040 | MISO_WUMS_2_PJM_ROR | MISO_WUMS | PJM_ROR | Internal | Summer | B3 | 75 | 1600 | 1600 | 56.94 | 61.31 | 2 | 2.37
2040 | MISO_WUMS_2_PJM_ROR | MISO_WUMS | PJM_ROR | Internal | Summer | B4 | 100 | 1600 | 1600 | 56.94 | 59.12 | 2 | 0.17
2040 | MISO_WUMS_2_PJM_ROR | MISO_WUMS | PJM_ROR | Internal | Summer | B5 | 200 | 1600 | 1600 | 56.94 | 59.12 | 2 | 0.17
2040 | MISO_WUMS_2_PJM_ROR | MISO_WUMS | PJM_ROR | Internal | Summer | B6 | 300 | 1600 | 206.85 | 56.94 | 58.94 | 2 | 0
2040 | MISO_WUMS_2_PJM_ROR | MISO_WUMS | PJM_ROR | Internal | Summer | B7 | 400 | 1600 | 0 | 33.45 | 35.44 | 2 | 0
2040 | MISO_WUMS_2_PJM_ROR | MISO_WUMS | PJM_ROR | Internal | Summer | B8 | 500 | 1600 | 0 | 26.69 | 28.68 | 2 | 0
2040 | MISO_WUMS_2_PJM_ROR | MISO_WUMS | PJM_ROR | Internal | Summer | B9 | 800 | 1600 | 0 | 25.96 | 27.02 | 2 | 0
2040 | MISO_WUMS_2_PJM_ROR | MISO_WUMS | PJM_ROR | Internal | Summer | B10 | 1262 | 1600 | 0 | 25.61 | 25.44 | 2 | 0
2040 | MISO_WUMS_2_PJM_ROR | MISO_WUMS | PJM_ROR | Internal | Winter | B16 | 25 | 1600 | 1563.95 | 53.74 | 55.74 | 2 | 0
2040 | MISO_WUMS_2_PJM_ROR | MISO_WUMS | PJM_ROR | Internal | Winter | B17 | 100 | 1600 | 1600 | 38.4 | 41.17 | 2 | 0.77
2040 | MISO_WUMS_2_PJM_ROR | MISO_WUMS | PJM_ROR | Internal | Winter | B18 | 400 | 1600 | 307.89 | 31.66 | 33.66 | 2 | 0
2040 | MISO_WUMS_2_PJM_ROR | MISO_WUMS | PJM_ROR | Internal | Winter | B19 | 700 | 1600 | 0 | 31.66 | 32.29 | 2 | 0
2040 | MISO_WUMS_2_PJM_ROR | MISO_WUMS | PJM_ROR | Internal | Winter | B20 | 935 | 1600 | 0 | 31.6 | 32.17 | 2 | 0
2040 | NE_2_MAPP_US | NE | MAPP_US | Internal | Shoulder | B11 | 25 | 1600 | 0 | 36.7 | 34.7 | 5 | 0
2040 | NE_2_MAPP_US | NE | MAPP_US | Internal | Shoulder | B12 | 200 | 1600 | 0 | 25.89 | 23.89 | 5 | 0
2040 | NE_2_MAPP_US | NE | MAPP_US | Internal | Shoulder | B13 | 600 | 1600 | 0 | 22.46 | 20.46 | 5 | 0
2040 | NE_2_MAPP_US | NE | MAPP_US | Internal | Shoulder | B14 | 900 | 1600 | 0 | 20.85 | 18.85 | 5 | 0
2040 | NE_2_MAPP_US | NE | MAPP_US | Internal | Shoulder | B15 | 1203 | 1600 | 1568.7 | -43.21 | -38.21 | 5 | 0
2040 | NE_2_MAPP_US | NE | MAPP_US | Internal | Summer | B1 | 10 | 1600 | 0 | 63.94 | 61.94 | 5 | 0
2040 | NE_2_MAPP_US | NE | MAPP_US | Internal | Summer | B2 | 25 | 1600 | 0 | 61.23 | 59.23 | 5 | 0
2040 | NE_2_MAPP_US | NE | MAPP_US | Internal | Summer | B3 | 75 | 1600 | 0 | 58.3 | 56.3 | 5 | 0
2040 | NE_2_MAPP_US | NE | MAPP_US | Internal | Summer | B4 | 100 | 1600 | 0 | 56.5 | 54.12 | 5 | 0
2040 | NE_2_MAPP_US | NE | MAPP_US | Internal | Summer | B5 | 200 | 1600 | 0 | 56.1 | 54.1 | 5 | 0
2040 | NE_2_MAPP_US | NE | MAPP_US | Internal | Summer | B6 | 300 | 1600 | 0 | 51.95 | 49.95 | 5 | 0
2040 | NE_2_MAPP_US | NE | MAPP_US | Internal | Summer | B7 | 400 | 1600 | 0 | 28.44 | 26.44 | 5 | 0
2040 | NE_2_MAPP_US | NE | MAPP_US | Internal | Summer | B8 | 500 | 1600 | 0 | 21.68 | 19.68 | 5 | 0
2040 | NE_2_MAPP_US | NE | MAPP_US | Internal | Summer | B9 | 800 | 1600 | 0 | 20.95 | 18.95 | 5 | 0
2040 | NE_2_MAPP_US | NE | MAPP_US | Internal | Summer | B10 | 1262 | 1600 | 0 | 18.44 | 16.44 | 5 | 0
2040 | NE_2_MAPP_US | NE | MAPP_US | Internal | Winter | B16 | 25 | 1600 | 1225.98 | -54.71 | -49.71 | 5 | 0
2040 | NE_2_MAPP_US | NE | MAPP_US | Internal | Winter | B17 | 100 | 1600 | 120.26 | 13.36 | 18.36 | 5 | 0
2040 | NE_2_MAPP_US | NE | MAPP_US | Internal | Winter | B18 | 400 | 1600 | 0 | 25.16 | 23.16 | 5 | 0
2040 | NE_2_MAPP_US | NE | MAPP_US | Internal | Winter | B19 | 700 | 1600 | 0 | 25.15 | 23.16 | 5 | 0
2040 | NE_2_MAPP_US | NE | MAPP_US | Internal | Winter | B20 | 935 | 1600 | 0 | 17.52 | 15.61 | 5 | 0
2040 | NE_2_MISO_W | NE | MISO_W | Internal | Shoulder | B11 | 25 | 19097 | 10918.34 | 36.7 | 41.7 | 5 | 0
2040 | NE_2_MISO_W | NE | MISO_W | Internal | Shoulder | B12 | 200 | 19097 | 13303.08 | 25.89 | 30.89 | 5 | 0
2040 | NE_2_MISO_W | NE | MISO_W | Internal | Shoulder | B13 | 600 | 19097 | 12638.51 | 22.46 | 27.46 | 5 | 0
2040 | NE_2_MISO_W | NE | MISO_W | Internal | Shoulder | B14 | 900 | 19097 | 17702.64 | 20.85 | 25.85 | 5 | 0
2040 | NE_2_MISO_W | NE | MISO_W | Internal | Shoulder | B15 | 1203 | 19097 | 19097 | -43.21 | 1.03 | 5 | 39.24
2040 | NE_2_MISO_W | NE | MISO_W | Internal | Summer | B1 | 10 | 19097 | 11650.76 | 63.94 | 68.94 | 5 | 0
2040 | NE_2_MISO_W | NE | MISO_W | Internal | Summer | B2 | 25 | 19097 | 8052.62 | 61.23 | 66.23 | 5 | 0
2040 | NE_2_MISO_W | NE | MISO_W | Internal | Summer | B3 | 75 | 19097 | 2904.71 | 58.3 | 63.3 | 5 | 0
2040 | NE_2_MISO_W | NE | MISO_W | Internal | Summer | B4 | 100 | 19097 | 0 | 56.5 | 61.12 | 5 | 0
2040 | NE_2_MISO_W | NE | MISO_W | Internal | Summer | B5 | 200 | 19097 | 1053.29 | 56.1 | 61.1 | 5 | 0
2040 | NE_2_MISO_W | NE | MISO_W | Internal | Summer | B6 | 300 | 19097 | 4863.03 | 51.95 | 56.95 | 5 | 0
2040 | NE_2_MISO_W | NE | MISO_W | Internal | Summer | B7 | 400 | 19097 | 6213.09 | 28.44 | 33.44 | 5 | 0
2040 | NE_2_MISO_W | NE | MISO_W | Internal | Summer | B8 | 500 | 19097 | 8361.91 | 21.68 | 26.68 | 5 | 0
2040 | NE_2_MISO_W | NE | MISO_W | Internal | Summer | B9 | 800 | 19097 | 8065.48 | 20.95 | 25.95 | 5 | 0
2040 | NE_2_MISO_W | NE | MISO_W | Internal | Summer | B10 | 1262 | 19097 | 11043.46 | 18.44 | 23.44 | 5 | 0
2040 | NE_2_MISO_W | NE | MISO_W | Internal | Winter | B16 | 25 | 19097 | 19097 | -54.71 | 24.27 | 5 | 73.98
2040 | NE_2_MISO_W | NE | MISO_W | Internal | Winter | B17 | 100 | 19097 | 19097 | 13.36 | 25.36 | 5 | 7
2040 | NE_2_MISO_W | NE | MISO_W | Internal | Winter | B18 | 400 | 19097 | 18072.53 | 25.16 | 30.16 | 5 | 0
2040 | NE_2_MISO_W | NE | MISO_W | Internal | Winter | B19 | 700 | 19097 | 19097 | 25.15 | 30.16 | 5 | 0.01
2040 | NE_2_MISO_W | NE | MISO_W | Internal | Winter | B20 | 935 | 19097 | 19097 | 17.52 | 22.61 | 5 | 0.09
2040 | NE_2_SPP_N | NE | SPP_N | Internal | Shoulder | B11 | 25 | 12798 | 5292 | 36.7 | 36.71 | 0.01 | 0
2040 | NE_2_SPP_N | NE | SPP_N | Internal | Shoulder | B12 | 200 | 12798 | 9137.92 | 25.89 | 25.9 | 0.01 | 0
2040 | NE_2_SPP_N | NE | SPP_N | Internal | Shoulder | B13 | 600 | 12798 | 12798 | 22.46 | 24.75 | 0.01 | 2.28
2040 | NE_2_SPP_N | NE | SPP_N | Internal | Shoulder | B14 | 900 | 12798 | 9026.55 | 20.85 | 20.86 | 0.01 | 0
2040 | NE_2_SPP_N | NE | SPP_N | Internal | Shoulder | B15 | 1203 | 12798 | 7467.72 | -43.21 | -43.2 | 0.01 | 0
2040 | NE_2_SPP_N | NE | SPP_N | Internal | Summer | B1 | 10 | 12798 | 1452.42 | 63.94 | 63.95 | 0.01 | 0
2040 | NE_2_SPP_N | NE | SPP_N | Internal | Summer | B2 | 25 | 12798 | 12753.31 | 61.23 | 61.24 | 0.01 | 0
2040 | NE_2_SPP_N | NE | SPP_N | Internal | Summer | B3 | 75 | 12798 | 12798 | 58.3 | 62.33 | 0.01 | 4.02
2040 | NE_2_SPP_N | NE | SPP_N | Internal | Summer | B4 | 100 | 12798 | 12798 | 56.5 | 61.41 | 0.01 | 4.89
2040 | NE_2_SPP_N | NE | SPP_N | Internal | Summer | B5 | 200 | 12798 | 12798 | 56.1 | 56.55 | 0.01 | 0.44
2040 | NE_2_SPP_N | NE | SPP_N | Internal | Summer | B6 | 300 | 12798 | 9997.74 | 51.95 | 51.96 | 0.01 | 0
2040 | NE_2_SPP_N | NE | SPP_N | Internal | Summer | B7 | 400 | 12798 | 11116.59 | 28.44 | 28.45 | 0.01 | 0
2040 | NE_2_SPP_N | NE | SPP_N | Internal | Summer | B8 | 500 | 12798 | 12798 | 21.68 | 25.13 | 0.01 | 3.44
2040 | NE_2_SPP_N | NE | SPP_N | Internal | Summer | B9 | 800 | 12798 | 12798 | 20.95 | 24.71 | 0.01 | 3.75
2040 | NE_2_SPP_N | NE | SPP_N | Internal | Summer | B10 | 1262 | 12798 | 12798 | 18.44 | 21.46 | 0.01 | 3.01
2040 | NE_2_SPP_N | NE | SPP_N | Internal | Winter | B16 | 25 | 12798 | 12798 | -54.71 | 31.03 | 0.01 | 85.72
2040 | NE_2_SPP_N | NE | SPP_N | Internal | Winter | B17 | 100 | 12798 | 12798 | 13.36 | 25.75 | 0.01 | 12.38
2040 | NE_2_SPP_N | NE | SPP_N | Internal | Winter | B18 | 400 | 12798 | 12798 | 25.16 | 25.62 | 0.01 | 0.45
2040 | NE_2_SPP_N | NE | SPP_N | Internal | Winter | B19 | 700 | 12798 | 9772.72 | 25.15 | 25.16 | 0.01 | 0
2040 | NE_2_SPP_N | NE | SPP_N | Internal | Winter | B20 | 935 | 12798 | 10578.79 | 17.52 | 17.53 | 0.01 | 0
2040 | NEISO_2_NYISO_A-F | NEISO | NYISO_A-F | Internal | Shoulder | B11 | 25 | 600 | 600 | 17.86 | 35.68 | 3 | 14.83
2040 | NEISO_2_NYISO_A-F | NEISO | NYISO_A-F | Internal | Shoulder | B12 | 200 | 600 | 600 | 17.86 | 31.41 | 3 | 10.55
2040 | NEISO_2_NYISO_A-F | NEISO | NYISO_A-F | Internal | Shoulder | B13 | 600 | 600 | 600 | 17.86 | 30.94 | 3 | 10.08
2040 | NEISO_2_NYISO_A-F | NEISO | NYISO_A-F | Internal | Shoulder | B14 | 900 | 600 | 600 | 17.86 | 22.44 | 3 | 1.58
2040 | NEISO_2_NYISO_A-F | NEISO | NYISO_A-F | Internal | Shoulder | B15 | 1203 | 600 | 600 | 17.86 | 21.77 | 3 | 0.92
2040 | NEISO_2_NYISO_A-F | NEISO | NYISO_A-F | Internal | Summer | B1 | 10 | 600 | 0 | 70.96 | 73.94 | 3 | 0
2040 | NEISO_2_NYISO_A-F | NEISO | NYISO_A-F | Internal | Summer | B2 | 25 | 600 | 0 | 63.72 | 66.7 | 3 | 0
2040 | NEISO_2_NYISO_A-F | NEISO | NYISO_A-F | Internal | Summer | B3 | 75 | 600 | 600 | 36.7 | 49.31 | 3 | 9.61
2040 | NEISO_2_NYISO_A-F | NEISO | NYISO_A-F | Internal | Summer | B4 | 100 | 600 | 600 | 21.02 | 44.05 | 3 | 20.03
2040 | NEISO_2_NYISO_A-F | NEISO | NYISO_A-F | Internal | Summer | B5 | 200 | 600 | 600 | 15.04 | 40.5 | 3 | 22.46
2040 | NEISO_2_NYISO_A-F | NEISO | NYISO_A-F | Internal | Summer | B6 | 300 | 600 | 600 | 13.99 | 40.5 | 3 | 23.51
2040 | NEISO_2_NYISO_A-F | NEISO | NYISO_A-F | Internal | Summer | B7 | 400 | 600 | 600 | 13.99 | 29.39 | 3 | 12.4
2040 | NEISO_2_NYISO_A-F | NEISO | NYISO_A-F | Internal | Summer | B8 | 500 | 600 | 600 | 13.99 | 26.94 | 3 | 9.95
2040 | NEISO_2_NYISO_A-F | NEISO | NYISO_A-F | Internal | Summer | B9 | 800 | 600 | 600 | 13.99 | 25.01 | 3 | 8.02
2040 | NEISO_2_NYISO_A-F | NEISO | NYISO_A-F | Internal | Summer | B10 | 1262 | 600 | 600 | 13.99 | 25.01 | 3 | 8.02
2040 | NEISO_2_NYISO_A-F | NEISO | NYISO_A-F | Internal | Winter | B16 | 25 | 600 | 600 | 29.76 | 47.73 | 3 | 14.97
2040 | NEISO_2_NYISO_A-F | NEISO | NYISO_A-F | Internal | Winter | B17 | 100 | 600 | 600 | 29.76 | 34.29 | 3 | 1.53
2040 | NEISO_2_NYISO_A-F | NEISO | NYISO_A-F | Internal | Winter | B18 | 400 | 600 | 600 | 29.76 | 34.29 | 3 | 1.53
2040 | NEISO_2_NYISO_A-F | NEISO | NYISO_A-F | Internal | Winter | B19 | 700 | 600 | 600 | 29.76 | 34.01 | 3 | 1.25
2040 | NEISO_2_NYISO_A-F | NEISO | NYISO_A-F | Internal | Winter | B20 | 935 | 600 | 600 | 29.76 | 34.01 | 3 | 1.25
2040 | NEISO_2_NYISO_G-I | NEISO | NYISO_G-I | Internal | Shoulder | B11 | 25 | 600 | 600 | 17.86 | 35.7 | 3 | 14.84
2040 | NEISO_2_NYISO_G-I | NEISO | NYISO_G-I | Internal | Shoulder | B12 | 200 | 600 | 600 | 17.86 | 31.42 | 3 | 10.56
2040 | NEISO_2_NYISO_G-I | NEISO | NYISO_G-I | Internal | Shoulder | B13 | 600 | 600 | 600 | 17.86 | 30.95 | 3 | 10.09
2040 | NEISO_2_NYISO_G-I | NEISO | NYISO_G-I | Internal | Shoulder | B14 | 900 | 600 | 600 | 17.86 | 22.45 | 3 | 1.59
2040 | NEISO_2_NYISO_G-I | NEISO | NYISO_G-I | Internal | Shoulder | B15 | 1203 | 600 | 600 | 17.86 | 21.76 | 3 | 0.9
2040 | NEISO_2_NYISO_G-I | NEISO | NYISO_G-I | Internal | Summer | B1 | 10 | 600 | 0 | 70.96 | 73.95 | 3 | 0
2040 | NEISO_2_NYISO_G-I | NEISO | NYISO_G-I | Internal | Summer | B2 | 25 | 600 | 72.57 | 63.72 | 66.72 | 3 | 0
2040 | NEISO_2_NYISO_G-I | NEISO | NYISO_G-I | Internal | Summer | B3 | 75 | 600 | 600 | 36.7 | 53.31 | 3 | 13.61
2040 | NEISO_2_NYISO_G-I | NEISO | NYISO_G-I | Internal | Summer | B4 | 100 | 600 | 600 | 21.02 | 44.06 | 3 | 20.04
2040 | NEISO_2_NYISO_G-I | NEISO | NYISO_G-I | Internal | Summer | B5 | 200 | 600 | 600 | 15.04 | 40.51 | 3 | 22.47
2040 | NEISO_2_NYISO_G-I | NEISO | NYISO_G-I | Internal | Summer | B6 | 300 | 600 | 600 | 13.99 | 40.51 | 3 | 23.52
2040 | NEISO_2_NYISO_G-I | NEISO | NYISO_G-I | Internal | Summer | B7 | 400 | 600 | 600 | 13.99 | 29.4 | 3 | 12.42
2040 | NEISO_2_NYISO_G-I | NEISO | NYISO_G-I | Internal | Summer | B8 | 500 | 600 | 600 | 13.99 | 26.95 | 3 | 9.96
2040 | NEISO_2_NYISO_G-I | NEISO | NYISO_G-I | Internal | Summer | B9 | 800 | 600 | 600 | 13.99 | 25.02 | 3 | 8.03
2040 | NEISO_2_NYISO_G-I | NEISO | NYISO_G-I | Internal | Summer | B10 | 1262 | 600 | 600 | 13.99 | 25.02 | 3 | 8.03
2040 | NEISO_2_NYISO_G-I | NEISO | NYISO_G-I | Internal | Winter | B16 | 25 | 600 | 600 | 29.76 | 47.74 | 3 | 14.98
2040 | NEISO_2_NYISO_G-I | NEISO | NYISO_G-I | Internal | Winter | B17 | 100 | 600 | 600 | 29.76 | 34.31 | 3 | 1.55
2040 | NEISO_2_NYISO_G-I | NEISO | NYISO_G-I | Internal | Winter | B18 | 400 | 600 | 600 | 29.76 | 34.31 | 3 | 1.55
2040 | NEISO_2_NYISO_G-I | NEISO | NYISO_G-I | Internal | Winter | B19 | 700 | 600 | 600 | 29.76 | 34.03 | 3 | 1.27
2040 | NEISO_2_NYISO_G-I | NEISO | NYISO_G-I | Internal | Winter | B20 | 935 | 600 | 600 | 29.76 | 34.03 | 3 | 1.27
2040 | NEISO_2_NYISO_J-K | NEISO | NYISO_J-K | Internal | Shoulder | B11 | 25 | 520 | 520 | 17.86 | 41.36 | 3 | 20.5
2040 | NEISO_2_NYISO_J-K | NEISO | NYISO_J-K | Internal | Shoulder | B12 | 200 | 520 | 520 | 17.86 | 31.43 | 3 | 10.57
2040 | NEISO_2_NYISO_J-K | NEISO | NYISO_J-K | Internal | Shoulder | B13 | 600 | 520 | 520 | 17.86 | 30.96 | 3 | 10.1
2040 | NEISO_2_NYISO_J-K | NEISO | NYISO_J-K | Internal | Shoulder | B14 | 900 | 520 | 520 | 17.86 | 22.47 | 3 | 1.61
2040 | NEISO_2_NYISO_J-K | NEISO | NYISO_J-K | Internal | Shoulder | B15 | 1203 | 520 | 520 | 17.86 | 21.77 | 3 | 0.92
2040 | NEISO_2_NYISO_J-K | NEISO | NYISO_J-K | Internal | Summer | B1 | 10 | 520 | 188.29 | 70.96 | 73.96 | 3 | 0
2040 | NEISO_2_NYISO_J-K | NEISO | NYISO_J-K | Internal | Summer | B2 | 25 | 520 | 520 | 63.72 | 66.73 | 3 | 0.01
2040 | NEISO_2_NYISO_J-K | NEISO | NYISO_J-K | Internal | Summer | B3 | 75 | 520 | 520 | 36.7 | 59.66 | 3 | 19.96
2040 | NEISO_2_NYISO_J-K | NEISO | NYISO_J-K | Internal | Summer | B4 | 100 | 520 | 520 | 21.02 | 44.07 | 3 | 20.05
2040 | NEISO_2_NYISO_J-K | NEISO | NYISO_J-K | Internal | Summer | B5 | 200 | 520 | 520 | 15.04 | 42.27 | 3 | 24.22
2040 | NEISO_2_NYISO_J-K | NEISO | NYISO_J-K | Internal | Summer | B6 | 300 | 520 | 520 | 13.99 | 42.27 | 3 | 25.28
2040 | NEISO_2_NYISO_J-K | NEISO | NYISO_J-K | Internal | Summer | B7 | 400 | 520 | 520 | 13.99 | 35.82 | 3 | 18.84
2040 | NEISO_2_NYISO_J-K | NEISO | NYISO_J-K | Internal | Summer | B8 | 500 | 520 | 520 | 13.99 | 35.82 | 3 | 18.84
2040 | NEISO_2_NYISO_J-K | NEISO | NYISO_J-K | Internal | Summer | B9 | 800 | 520 | 520 | 13.99 | 25.03 | 3 | 8.04
2040 | NEISO_2_NYISO_J-K | NEISO | NYISO_J-K | Internal | Summer | B10 | 1262 | 520 | 520 | 13.99 | 25.03 | 3 | 8.04
2040 | NEISO_2_NYISO_J-K | NEISO | NYISO_J-K | Internal | Winter | B16 | 25 | 520 | 520 | 29.76 | 60.66 | 3 | 27.9
2040 | NEISO_2_NYISO_J-K | NEISO | NYISO_J-K | Internal | Winter | B17 | 100 | 520 | 520 | 29.76 | 60.66 | 3 | 27.9
2040 | NEISO_2_NYISO_J-K | NEISO | NYISO_J-K | Internal | Winter | B18 | 400 | 520 | 520 | 29.76 | 45.14 | 3 | 12.38
2040 | NEISO_2_NYISO_J-K | NEISO | NYISO_J-K | Internal | Winter | B19 | 700 | 520 | 520 | 29.76 | 36.66 | 3 | 3.9
2040 | NEISO_2_NYISO_J-K | NEISO | NYISO_J-K | Internal | Winter | B20 | 935 | 520 | 520 | 29.76 | 34.04 | 3 | 1.28
2040 | NonRTO_Midwest_2_TVA_Transmission | NonRTO_Midwest | TVA_Transmission | Internal | Shoulder | B11 | 25 | 2400 | 0 | 49.72 | 48.32 | 8 | 0
2040 | NonRTO_Midwest_2_TVA_Transmission | NonRTO_Midwest | TVA_Transmission | Internal | Shoulder | B12 | 200 | 2400 | 0 | 38.92 | 35.37 | 8 | 0
2040 | NonRTO_Midwest_2_TVA_Transmission | NonRTO_Midwest | TVA_Transmission | Internal | Shoulder | B13 | 600 | 2400 | 0 | 37.39 | 33.55 | 8 | 0
2040 | NonRTO_Midwest_2_TVA_Transmission | NonRTO_Midwest | TVA_Transmission | Internal | Shoulder | B14 | 900 | 2400 | 0 | 32.32 | 32.67 | 8 | 0
2040 | NonRTO_Midwest_2_TVA_Transmission | NonRTO_Midwest | TVA_Transmission | Internal | Shoulder | B15 | 1203 | 2400 | 0 | 32.03 | 32.21 | 8 | 0
2040 | NonRTO_Midwest_2_TVA_Transmission | NonRTO_Midwest | TVA_Transmission | Internal | Summer | B1 | 10 | 2400 | 0 | 66.69 | 74.43 | 8 | 0
2040 | NonRTO_Midwest_2_TVA_Transmission | NonRTO_Midwest | TVA_Transmission | Internal | Summer | B2 | 25 | 2400 | 0 | 66.69 | 74.23 | 8 | 0
2040 | NonRTO_Midwest_2_TVA_Transmission | NonRTO_Midwest | TVA_Transmission | Internal | Summer | B3 | 75 | 2400 | 0 | 66.69 | 67.31 | 8 | 0
2040 | NonRTO_Midwest_2_TVA_Transmission | NonRTO_Midwest | TVA_Transmission | Internal | Summer | B4 | 100 | 2400 | 0 | 66.69 | 65.12 | 8 | 0
2040 | NonRTO_Midwest_2_TVA_Transmission | NonRTO_Midwest | TVA_Transmission | Internal | Summer | B5 | 200 | 2400 | 0 | 66.69 | 63.28 | 8 | 0
2040 | NonRTO_Midwest_2_TVA_Transmission | NonRTO_Midwest | TVA_Transmission | Internal | Summer | B6 | 300 | 2400 | 0 | 64.98 | 59.96 | 8 | 0
2040 | NonRTO_Midwest_2_TVA_Transmission | NonRTO_Midwest | TVA_Transmission | Internal | Summer | B7 | 400 | 2400 | 0 | 32.32 | 35.43 | 8 | 0
2040 | NonRTO_Midwest_2_TVA_Transmission | NonRTO_Midwest | TVA_Transmission | Internal | Summer | B8 | 500 | 2400 | 0 | 30.19 | 32.06 | 8 | 0
2040 | NonRTO_Midwest_2_TVA_Transmission | NonRTO_Midwest | TVA_Transmission | Internal | Summer | B9 | 800 | 2400 | 0 | 30.19 | 31.6 | 8 | 0
2040 | NonRTO_Midwest_2_TVA_Transmission | NonRTO_Midwest | TVA_Transmission | Internal | Summer | B10 | 1262 | 2400 | 0 | 30.19 | 29.94 | 8 | 0
2040 | NonRTO_Midwest_2_TVA_Transmission | NonRTO_Midwest | TVA_Transmission | Internal | Winter | B16 | 25 | 2400 | 0 | 61.74 | 48.57 | 8 | 0
2040 | NonRTO_Midwest_2_TVA_Transmission | NonRTO_Midwest | TVA_Transmission | Internal | Winter | B17 | 100 | 2400 | 0 | 47.17 | 38.5 | 8 | 0
2040 | NonRTO_Midwest_2_TVA_Transmission | NonRTO_Midwest | TVA_Transmission | Internal | Winter | B18 | 400 | 2400 | 0 | 39.66 | 36.77 | 8 | 0
2040 | NonRTO_Midwest_2_TVA_Transmission | NonRTO_Midwest | TVA_Transmission | Internal | Winter | B19 | 700 | 2400 | 0 | 36.58 | 36.37 | 8 | 0
2040 | NonRTO_Midwest_2_TVA_Transmission | NonRTO_Midwest | TVA_Transmission | Internal | Winter | B20 | 935 | 2400 | 0 | 36.58 | 34.64 | 8 | 0
2040 | NYISO_A-F_2_IESO | NYISO_A-F | IESO | Internal | Shoulder | B11 | 25 | 1600 | 1215.46 | 35.68 | 42.68 | 7 | 0
2040 | NYISO_A-F_2_IESO | NYISO_A-F | IESO | Internal | Shoulder | B12 | 200 | 1600 | 1600 | 31.41 | 38.88 | 7 | 0.47
2040 | NYISO_A-F_2_IESO | NYISO_A-F | IESO | Internal | Shoulder | B13 | 600 | 1600 | 1567.63 | 30.94 | 37.94 | 7 | 0
2040 | NYISO_A-F_2_IESO | NYISO_A-F | IESO | Internal | Shoulder | B14 | 900 | 1600 | 1600 | 22.44 | 37.94 | 7 | 8.49
2040 | NYISO_A-F_2_IESO | NYISO_A-F | IESO | Internal | Shoulder | B15 | 1203 | 1600 | 1600 | 21.77 | 37.94 | 7 | 9.16
2040 | NYISO_A-F_2_IESO | NYISO_A-F | IESO | Internal | Summer | B1 | 10 | 1600 | 1318.25 | 73.94 | 80.94 | 7 | 0
2040 | NYISO_A-F_2_IESO | NYISO_A-F | IESO | Internal | Summer | B2 | 25 | 1600 | 1139.55 | 66.7 | 73.7 | 7 | 0
2040 | NYISO_A-F_2_IESO | NYISO_A-F | IESO | Internal | Summer | B3 | 75 | 1600 | 31.37 | 49.31 | 56.31 | 7 | 0
2040 | NYISO_A-F_2_IESO | NYISO_A-F | IESO | Internal | Summer | B4 | 100 | 1600 | 1600 | 44.05 | 53.06 | 7 | 2.01
2040 | NYISO_A-F_2_IESO | NYISO_A-F | IESO | Internal | Summer | B5 | 200 | 1600 | 1600 | 40.5 | 52 | 7 | 4.5
2040 | NYISO_A-F_2_IESO | NYISO_A-F | IESO | Internal | Summer | B6 | 300 | 1600 | 1600 | 40.5 | 52 | 7 | 4.5
2040 | NYISO_A-F_2_IESO | NYISO_A-F | IESO | Internal | Summer | B7 | 400 | 1600 | 1172.21 | 29.39 | 36.39 | 7 | 0
2040 | NYISO_A-F_2_IESO | NYISO_A-F | IESO | Internal | Summer | B8 | 500 | 1600 | 1367.69 | 26.94 | 33.94 | 7 | 0
2040 | NYISO_A-F_2_IESO | NYISO_A-F | IESO | Internal | Summer | B9 | 800 | 1600 | 1600 | 25.01 | 33.94 | 7 | 1.93
2040 | NYISO_A-F_2_IESO | NYISO_A-F | IESO | Internal | Summer | B10 | 1262 | 1600 | 1600 | 25.01 | 33.94 | 7 | 1.93
2040 | NYISO_A-F_2_IESO | NYISO_A-F | IESO | Internal | Winter | B16 | 25 | 1600 | 1600 | 47.73 | 55.05 | 7 | 0.33
2040 | NYISO_A-F_2_IESO | NYISO_A-F | IESO | Internal | Winter | B17 | 100 | 1600 | 1600 | 34.29 | 51.17 | 7 | 9.88
2040 | NYISO_A-F_2_IESO | NYISO_A-F | IESO | Internal | Winter | B18 | 400 | 1600 | 1600 | 34.29 | 42.29 | 7 | 1
2040 | NYISO_A-F_2_IESO | NYISO_A-F | IESO | Internal | Winter | B19 | 700 | 1600 | 1600 | 34.01 | 42.29 | 7 | 1.27
2040 | NYISO_A-F_2_IESO | NYISO_A-F | IESO | Internal | Winter | B20 | 935 | 1600 | 1600 | 34.01 | 42.29 | 7 | 1.27
2040 | NYISO_A-F_2_NEISO | NYISO_A-F | NEISO | Internal | Shoulder | B11 | 25 | 600 | 0 | 35.68 | 17.86 | 3 | 0
2040 | NYISO_A-F_2_NEISO | NYISO_A-F | NEISO | Internal | Shoulder | B12 | 200 | 600 | 0 | 31.41 | 17.86 | 3 | 0
2040 | NYISO_A-F_2_NEISO | NYISO_A-F | NEISO | Internal | Shoulder | B13 | 600 | 600 | 0 | 30.94 | 17.86 | 3 | 0
2040 | NYISO_A-F_2_NEISO | NYISO_A-F | NEISO | Internal | Shoulder | B14 | 900 | 600 | 0 | 22.44 | 17.86 | 3 | 0
2040 | NYISO_A-F_2_NEISO | NYISO_A-F | NEISO | Internal | Shoulder | B15 | 1203 | 600 | 0 | 21.77 | 17.86 | 3 | 0
2040 | NYISO_A-F_2_NEISO | NYISO_A-F | NEISO | Internal | Summer | B1 | 10 | 600 | 0 | 73.94 | 70.96 | 3 | 0
2040 | NYISO_A-F_2_NEISO | NYISO_A-F | NEISO | Internal | Summer | B2 | 25 | 600 | 0 | 66.7 | 63.72 | 3 | 0
2040 | NYISO_A-F_2_NEISO | NYISO_A-F | NEISO | Internal | Summer | B3 | 75 | 600 | 0 | 49.31 | 36.7 | 3 | 0
2040 | NYISO_A-F_2_NEISO | NYISO_A-F | NEISO | Internal | Summer | B4 | 100 | 600 | 0 | 44.05 | 21.02 | 3 | 0
2040 | NYISO_A-F_2_NEISO | NYISO_A-F | NEISO | Internal | Summer | B5 | 200 | 600 | 0 | 40.5 | 15.04 | 3 | 0
2040 | NYISO_A-F_2_NEISO | NYISO_A-F | NEISO | Internal | Summer | B6 | 300 | 600 | 0 | 40.5 | 13.99 | 3 | 0
2040 | NYISO_A-F_2_NEISO | NYISO_A-F | NEISO | Internal | Summer | B7 | 400 | 600 | 0 | 29.39 | 13.99 | 3 | 0
2040 | NYISO_A-F_2_NEISO | NYISO_A-F | NEISO | Internal | Summer | B8 | 500 | 600 | 0 | 26.94 | 13.99 | 3 | 0
2040 | NYISO_A-F_2_NEISO | NYISO_A-F | NEISO | Internal | Summer | B9 | 800 | 600 | 0 | 25.01 | 13.99 | 3 | 0
2040 | NYISO_A-F_2_NEISO | NYISO_A-F | NEISO | Internal | Summer | B10 | 1262 | 600 | 0 | 25.01 | 13.99 | 3 | 0
2040 | NYISO_A-F_2_NEISO | NYISO_A-F | NEISO | Internal | Winter | B16 | 25 | 600 | 0 | 47.73 | 29.76 | 3 | 0
2040 | NYISO_A-F_2_NEISO | NYISO_A-F | NEISO | Internal | Winter | B17 | 100 | 600 | 0 | 34.29 | 29.76 | 3 | 0
2040 | NYISO_A-F_2_NEISO | NYISO_A-F | NEISO | Internal | Winter | B18 | 400 | 600 | 0 | 34.29 | 29.76 | 3 | 0
2040 | NYISO_A-F_2_NEISO | NYISO_A-F | NEISO | Internal | Winter | B19 | 700 | 600 | 0 | 34.01 | 29.76 | 3 | 0
2040 | NYISO_A-F_2_NEISO | NYISO_A-F | NEISO | Internal | Winter | B20 | 935 | 600 | 0 | 34.01 | 29.76 | 3 | 0
2040 | NYISO_A-F_2_NYISO_G-I | NYISO_A-F | NYISO_G-I | Internal | Shoulder | B11 | 25 | 4888 | 4558.28 | 35.68 | 35.7 | 0.01 | 0
2040 | NYISO_A-F_2_NYISO_G-I | NYISO_A-F | NYISO_G-I | Internal | Shoulder | B12 | 200 | 4888 | 3680.75 | 31.41 | 31.42 | 0.01 | 0
2040 | NYISO_A-F_2_NYISO_G-I | NYISO_A-F | NYISO_G-I | Internal | Shoulder | B13 | 600 | 4888 | 3194.26 | 30.94 | 30.95 | 0.01 | 0
2040 | NYISO_A-F_2_NYISO_G-I | NYISO_A-F | NYISO_G-I | Internal | Shoulder | B14 | 900 | 4888 | 2153.32 | 22.44 | 22.45 | 0.01 | 0
2040 | NYISO_A-F_2_NYISO_G-I | NYISO_A-F | NYISO_G-I | Internal | Shoulder | B15 | 1203 | 4888 | 0 | 21.77 | 21.76 | 0.01 | 0
2040 | NYISO_A-F_2_NYISO_G-I | NYISO_A-F | NYISO_G-I | Internal | Summer | B1 | 10 | 4888 | 4496.39 | 73.94 | 73.95 | 0.01 | 0
2040 | NYISO_A-F_2_NYISO_G-I | NYISO_A-F | NYISO_G-I | Internal | Summer | B2 | 25 | 4888 | 4133.11 | 66.7 | 66.72 | 0.01 | 0
2040 | NYISO_A-F_2_NYISO_G-I | NYISO_A-F | NYISO_G-I | Internal | Summer | B3 | 75 | 4888 | 4888 | 49.31 | 53.31 | 0.01 | 3.99
2040 | NYISO_A-F_2_NYISO_G-I | NYISO_A-F | NYISO_G-I | Internal | Summer | B4 | 100 | 4888 | 4452.98 | 44.05 | 44.06 | 0.01 | 0
2040 | NYISO_A-F_2_NYISO_G-I | NYISO_A-F | NYISO_G-I | Internal | Summer | B5 | 200 | 4888 | 4428.55 | 40.5 | 40.51 | 0.01 | 0
2040 | NYISO_A-F_2_NYISO_G-I | NYISO_A-F | NYISO_G-I | Internal | Summer | B6 | 300 | 4888 | 4467.49 | 40.5 | 40.51 | 0.01 | 0
2040 | NYISO_A-F_2_NYISO_G-I | NYISO_A-F | NYISO_G-I | Internal | Summer | B7 | 400 | 4888 | 3860 | 29.39 | 29.4 | 0.01 | 0
2040 | NYISO_A-F_2_NYISO_G-I | NYISO_A-F | NYISO_G-I | Internal | Summer | B8 | 500 | 4888 | 3683.93 | 26.94 | 26.95 | 0.01 | 0
2040 | NYISO_A-F_2_NYISO_G-I | NYISO_A-F | NYISO_G-I | Internal | Summer | B9 | 800 | 4888 | 2743.05 | 25.01 | 25.02 | 0.01 | 0
2040 | NYISO_A-F_2_NYISO_G-I | NYISO_A-F | NYISO_G-I | Internal | Summer | B10 | 1262 | 4888 | 53.74 | 25.01 | 25.02 | 0.01 | 0
2040 | NYISO_A-F_2_NYISO_G-I | NYISO_A-F | NYISO_G-I | Internal | Winter | B16 | 25 | 4888 | 4687.11 | 47.73 | 47.74 | 0.01 | 0
2040 | NYISO_A-F_2_NYISO_G-I | NYISO_A-F | NYISO_G-I | Internal | Winter | B17 | 100 | 4888 | 4446.27 | 34.29 | 34.31 | 0.01 | 0
2040 | NYISO_A-F_2_NYISO_G-I | NYISO_A-F | NYISO_G-I | Internal | Winter | B18 | 400 | 4888 | 4367.25 | 34.29 | 34.31 | 0.01 | 0
2040 | NYISO_A-F_2_NYISO_G-I | NYISO_A-F | NYISO_G-I | Internal | Winter | B19 | 700 | 4888 | 4167.68 | 34.01 | 34.03 | 0.01 | 0
2040 | NYISO_A-F_2_NYISO_G-I | NYISO_A-F | NYISO_G-I | Internal | Winter | B20 | 935 | 4888 | 2684.23 | 34.01 | 34.03 | 0.01 | 0
2040 | NYISO_A-F_2_PJM_ROM | NYISO_A-F | PJM_ROM | Internal | Shoulder | B11 | 25 | 1000 | 717.8 | 35.68 | 43.68 | 8 | 0
2040 | NYISO_A-F_2_PJM_ROM | NYISO_A-F | PJM_ROM | Internal | Shoulder | B12 | 200 | 1000 | 0 | 31.41 | 32.88 | 8 | 0
2040 | NYISO_A-F_2_PJM_ROM | NYISO_A-F | PJM_ROM | Internal | Shoulder | B13 | 600 | 1000 | 0 | 30.94 | 29.44 | 8 | 0
2040 | NYISO_A-F_2_PJM_ROM | NYISO_A-F | PJM_ROM | Internal | Shoulder | B14 | 900 | 1000 | 0 | 22.44 | 27.83 | 8 | 0
2040 | NYISO_A-F_2_PJM_ROM | NYISO_A-F | PJM_ROM | Internal | Shoulder | B15 | 1203 | 1000 | 0 | 21.77 | 22.78 | 8 | 0
2040 | NYISO_A-F_2_PJM_ROM | NYISO_A-F | PJM_ROM | Internal | Summer | B1 | 10 | 1000 | 0 | 73.94 | 70.93 | 8 | 0
2040 | NYISO_A-F_2_PJM_ROM | NYISO_A-F | PJM_ROM | Internal | Summer | B2 | 25 | 1000 | 0 | 66.7 | 68.22 | 8 | 0
2040 | NYISO_A-F_2_PJM_ROM | NYISO_A-F | PJM_ROM | Internal | Summer | B3 | 75 | 1000 | 1000 | 49.31 | 61.3 | 8 | 3.99
2040 | NYISO_A-F_2_PJM_ROM | NYISO_A-F | PJM_ROM | Internal | Summer | B4 | 100 | 1000 | 0 | 44.05 | 48.52 | 8 | 0
2040 | NYISO_A-F_2_PJM_ROM | NYISO_A-F | PJM_ROM | Internal | Summer | B5 | 200 | 1000 | 290.77 | 40.5 | 48.5 | 8 | 0
2040 | NYISO_A-F_2_PJM_ROM | NYISO_A-F | PJM_ROM | Internal | Summer | B6 | 300 | 1000 | 560.36 | 40.5 | 48.5 | 8 | 0
2040 | NYISO_A-F_2_PJM_ROM | NYISO_A-F | PJM_ROM | Internal | Summer | B7 | 400 | 1000 | 0 | 29.39 | 35.43 | 8 | 0
2040 | NYISO_A-F_2_PJM_ROM | NYISO_A-F | PJM_ROM | Internal | Summer | B8 | 500 | 1000 | 0 | 26.94 | 28.67 | 8 | 0
2040 | NYISO_A-F_2_PJM_ROM | NYISO_A-F | PJM_ROM | Internal | Summer | B9 | 800 | 1000 | 0 | 25.01 | 22.44 | 8 | 0
2040 | NYISO_A-F_2_PJM_ROM | NYISO_A-F | PJM_ROM | Internal | Summer | B10 | 1262 | 1000 | 0 | 25.01 | 19.99 | 8 | 0
2040 | NYISO_A-F_2_PJM_ROM | NYISO_A-F | PJM_ROM | Internal | Winter | B16 | 25 | 1000 | 190.01 | 47.73 | 55.73 | 8 | 0
2040 | NYISO_A-F_2_PJM_ROM | NYISO_A-F | PJM_ROM | Internal | Winter | B17 | 100 | 1000 | 0 | 34.29 | 41.16 | 8 | 0
2040 | NYISO_A-F_2_PJM_ROM | NYISO_A-F | PJM_ROM | Internal | Winter | B18 | 400 | 1000 | 0 | 34.29 | 33.65 | 8 | 0
2040 | NYISO_A-F_2_PJM_ROM | NYISO_A-F | PJM_ROM | Internal | Winter | B19 | 700 | 1000 | 0 | 34.01 | 32.28 | 8 | 0
2040 | NYISO_A-F_2_PJM_ROM | NYISO_A-F | PJM_ROM | Internal | Winter | B20 | 935 | 1000 | 0 | 34.01 | 30.97 | 8 | 0
2040 | NYISO_G-I_2_NEISO | NYISO_G-I | NEISO | Internal | Shoulder | B11 | 25 | 600 | 0 | 35.7 | 17.86 | 3 | 0
2040 | NYISO_G-I_2_NEISO | NYISO_G-I | NEISO | Internal | Shoulder | B12 | 200 | 600 | 0 | 31.42 | 17.86 | 3 | 0
2040 | NYISO_G-I_2_NEISO | NYISO_G-I | NEISO | Internal | Shoulder | B13 | 600 | 600 | 0 | 30.95 | 17.86 | 3 | 0
2040 | NYISO_G-I_2_NEISO | NYISO_G-I | NEISO | Internal | Shoulder | B14 | 900 | 600 | 0 | 22.45 | 17.86 | 3 | 0
2040 | NYISO_G-I_2_NEISO | NYISO_G-I | NEISO | Internal | Shoulder | B15 | 1203 | 600 | 0 | 21.76 | 17.86 | 3 | 0
2040 | NYISO_G-I_2_NEISO | NYISO_G-I | NEISO | Internal | Summer | B1 | 10 | 600 | 0 | 73.95 | 70.96 | 3 | 0
2040 | NYISO_G-I_2_NEISO | NYISO_G-I | NEISO | Internal | Summer | B2 | 25 | 600 | 0 | 66.72 | 63.72 | 3 | 0
2040 | NYISO_G-I_2_NEISO | NYISO_G-I | NEISO | Internal | Summer | B3 | 75 | 600 | 0 | 53.31 | 36.7 | 3 | 0
2040 | NYISO_G-I_2_NEISO | NYISO_G-I | NEISO | Internal | Summer | B4 | 100 | 600 | 0 | 44.06 | 21.02 | 3 | 0
2040 | NYISO_G-I_2_NEISO | NYISO_G-I | NEISO | Internal | Summer | B5 | 200 | 600 | 0 | 40.51 | 15.04 | 3 | 0
2040 | NYISO_G-I_2_NEISO | NYISO_G-I | NEISO | Internal | Summer | B6 | 300 | 600 | 0 | 40.51 | 13.99 | 3 | 0
2040 | NYISO_G-I_2_NEISO | NYISO_G-I | NEISO | Internal | Summer | B7 | 400 | 600 | 0 | 29.4 | 13.99 | 3 | 0
2040 | NYISO_G-I_2_NEISO | NYISO_G-I | NEISO | Internal | Summer | B8 | 500 | 600 | 0 | 26.95 | 13.99 | 3 | 0
2040 | NYISO_G-I_2_NEISO | NYISO_G-I | NEISO | Internal | Summer | B9 | 800 | 600 | 0 | 25.02 | 13.99 | 3 | 0
2040 | NYISO_G-I_2_NEISO | NYISO_G-I | NEISO | Internal | Summer | B10 | 1262 | 600 | 0 | 25.02 | 13.99 | 3 | 0
2040 | NYISO_G-I_2_NEISO | NYISO_G-I | NEISO | Internal | Winter | B16 | 25 | 600 | 0 | 47.74 | 29.76 | 3 | 0
2040 | NYISO_G-I_2_NEISO | NYISO_G-I | NEISO | Internal | Winter | B17 | 100 | 600 | 0 | 34.31 | 29.76 | 3 | 0
2040 | NYISO_G-I_2_NEISO | NYISO_G-I | NEISO | Internal | Winter | B18 | 400 | 600 | 0 | 34.31 | 29.76 | 3 | 0
2040 | NYISO_G-I_2_NEISO | NYISO_G-I | NEISO | Internal | Winter | B19 | 700 | 600 | 0 | 34.03 | 29.76 | 3 | 0
2040 | NYISO_G-I_2_NEISO | NYISO_G-I | NEISO | Internal | Winter | B20 | 935 | 600 | 0 | 34.03 | 29.76 | 3 | 0
2040 | NYISO_G-I_2_NYISO_A-F | NYISO_G-I | NYISO_A-F | Internal | Shoulder | B11 | 25 | 2637 | 0 | 35.7 | 35.68 | 0.01 | 0
2040 | NYISO_G-I_2_NYISO_A-F | NYISO_G-I | NYISO_A-F | Internal | Shoulder | B12 | 200 | 2637 | 0 | 31.42 | 31.41 | 0.01 | 0
2040 | NYISO_G-I_2_NYISO_A-F | NYISO_G-I | NYISO_A-F | Internal | Shoulder | B13 | 600 | 2637 | 0 | 30.95 | 30.94 | 0.01 | 0
2040 | NYISO_G-I_2_NYISO_A-F | NYISO_G-I | NYISO_A-F | Internal | Shoulder | B14 | 900 | 2637 | 0 | 22.45 | 22.44 | 0.01 | 0
2040 | NYISO_G-I_2_NYISO_A-F | NYISO_G-I | NYISO_A-F | Internal | Shoulder | B15 | 1203 | 2637 | 376.01 | 21.76 | 21.77 | 0.01 | 0
2040 | NYISO_G-I_2_NYISO_A-F | NYISO_G-I | NYISO_A-F | Internal | Summer | B1 | 10 | 2637 | 0 | 73.95 | 73.94 | 0.01 | 0
2040 | NYISO_G-I_2_NYISO_A-F | NYISO_G-I | NYISO_A-F | Internal | Summer | B2 | 25 | 2637 | 0 | 66.72 | 66.7 | 0.01 | 0
2040 | NYISO_G-I_2_NYISO_A-F | NYISO_G-I | NYISO_A-F | Internal | Summer | B3 | 75 | 2637 | 0 | 53.31 | 49.31 | 0.01 | 0
2040 | NYISO_G-I_2_NYISO_A-F | NYISO_G-I | NYISO_A-F | Internal | Summer | B4 | 100 | 2637 | 0 | 44.06 | 44.05 | 0.01 | 0
2040 | NYISO_G-I_2_NYISO_A-F | NYISO_G-I | NYISO_A-F | Internal | Summer | B5 | 200 | 2637 | 0 | 40.51 | 40.5 | 0.01 | 0
2040 | NYISO_G-I_2_NYISO_A-F | NYISO_G-I | NYISO_A-F | Internal | Summer | B6 | 300 | 2637 | 0 | 40.51 | 40.5 | 0.01 | 0
2040 | NYISO_G-I_2_NYISO_A-F | NYISO_G-I | NYISO_A-F | Internal | Summer | B7 | 400 | 2637 | 0 | 29.4 | 29.39 | 0.01 | 0
2040 | NYISO_G-I_2_NYISO_A-F | NYISO_G-I | NYISO_A-F | Internal | Summer | B8 | 500 | 2637 | 0 | 26.95 | 26.94 | 0.01 | 0
2040 | NYISO_G-I_2_NYISO_A-F | NYISO_G-I | NYISO_A-F | Internal | Summer | B9 | 800 | 2637 | 0 | 25.02 | 25.01 | 0.01 | 0
2040 | NYISO_G-I_2_NYISO_A-F | NYISO_G-I | NYISO_A-F | Internal | Summer | B10 | 1262 | 2637 | 0 | 25.02 | 25.01 | 0.01 | 0
2040 | NYISO_G-I_2_NYISO_A-F | NYISO_G-I | NYISO_A-F | Internal | Winter | B16 | 25 | 2637 | 0 | 47.74 | 47.73 | 0.01 | 0
2040 | NYISO_G-I_2_NYISO_A-F | NYISO_G-I | NYISO_A-F | Internal | Winter | B17 | 100 | 2637 | 0 | 34.31 | 34.29 | 0.01 | 0
2040 | NYISO_G-I_2_NYISO_A-F | NYISO_G-I | NYISO_A-F | Internal | Winter | B18 | 400 | 2637 | 0 | 34.31 | 34.29 | 0.01 | 0
2040 | NYISO_G-I_2_NYISO_A-F | NYISO_G-I | NYISO_A-F | Internal | Winter | B19 | 700 | 2637 | 0 | 34.03 | 34.01 | 0.01 | 0
2040 | NYISO_G-I_2_NYISO_A-F | NYISO_G-I | NYISO_A-F | Internal | Winter | B20 | 935 | 2637 | 0 | 34.03 | 34.01 | 0.01 | 0
2040 | NYISO_G-I_2_NYISO_J-K | NYISO_G-I | NYISO_J-K | Internal | Shoulder | B11 | 25 | 6130 | 6130 | 35.7 | 41.36 | 0.01 | 5.66
2040 | NYISO_G-I_2_NYISO_J-K | NYISO_G-I | NYISO_J-K | Internal | Shoulder | B12 | 200 | 6130 | 5760.82 | 31.42 | 31.43 | 0.01 | 0
2040 | NYISO_G-I_2_NYISO_J-K | NYISO_G-I | NYISO_J-K | Internal | Shoulder | B13 | 600 | 6130 | 5417.35 | 30.95 | 30.96 | 0.01 | 0
2040 | NYISO_G-I_2_NYISO_J-K | NYISO_G-I | NYISO_J-K | Internal | Shoulder | B14 | 900 | 6130 | 4537.15 | 22.45 | 22.47 | 0.01 | 0
2040 | NYISO_G-I_2_NYISO_J-K | NYISO_G-I | NYISO_J-K | Internal | Shoulder | B15 | 1203 | 6130 | 2505.46 | 21.76 | 21.77 | 0.01 | 0
2040 | NYISO_G-I_2_NYISO_J-K | NYISO_G-I | NYISO_J-K | Internal | Summer | B1 | 10 | 6130 | 4672.84 | 73.95 | 73.96 | 0.01 | 0
2040 | NYISO_G-I_2_NYISO_J-K | NYISO_G-I | NYISO_J-K | Internal | Summer | B2 | 25 | 6130 | 4502.54 | 66.72 | 66.73 | 0.01 | 0
2040 | NYISO_G-I_2_NYISO_J-K | NYISO_G-I | NYISO_J-K | Internal | Summer | B3 | 75 | 6130 | 6130 | 53.31 | 59.66 | 0.01 | 6.34
2040 | NYISO_G-I_2_NYISO_J-K | NYISO_G-I | NYISO_J-K | Internal | Summer | B4 | 100 | 6130 | 6125.75 | 44.06 | 44.07 | 0.01 | 0
2040 | NYISO_G-I_2_NYISO_J-K | NYISO_G-I | NYISO_J-K | Internal | Summer | B5 | 200 | 6130 | 6130 | 40.51 | 42.27 | 0.01 | 1.74
2040 | NYISO_G-I_2_NYISO_J-K | NYISO_G-I | NYISO_J-K | Internal | Summer | B6 | 300 | 6130 | 6130 | 40.51 | 42.27 | 0.01 | 1.74
2040 | NYISO_G-I_2_NYISO_J-K | NYISO_G-I | NYISO_J-K | Internal | Summer | B7 | 400 | 6130 | 6130 | 29.4 | 35.82 | 0.01 | 6.41
2040 | NYISO_G-I_2_NYISO_J-K | NYISO_G-I | NYISO_J-K | Internal | Summer | B8 | 500 | 6130 | 6130 | 26.95 | 35.82 | 0.01 | 8.86
2040 | NYISO_G-I_2_NYISO_J-K | NYISO_G-I | NYISO_J-K | Internal | Summer | B9 | 800 | 6130 | 5429.64 | 25.02 | 25.03 | 0.01 | 0
2040 | NYISO_G-I_2_NYISO_J-K | NYISO_G-I | NYISO_J-K | Internal | Summer | B10 | 1262 | 6130 | 3262.53 | 25.02 | 25.03 | 0.01 | 0
2040 | NYISO_G-I_2_NYISO_J-K | NYISO_G-I | NYISO_J-K | Internal | Winter | B16 | 25 | 6130 | 6130 | 47.74 | 60.66 | 0.01 | 12.91
2040 | NYISO_G-I_2_NYISO_J-K | NYISO_G-I | NYISO_J-K | Internal | Winter | B17 | 100 | 6130 | 6130 | 34.31 | 60.66 | 0.01 | 26.34
2040 | NYISO_G-I_2_NYISO_J-K | NYISO_G-I | NYISO_J-K | Internal | Winter | B18 | 400 | 6130 | 6130 | 34.31 | 45.14 | 0.01 | 10.82
2040 | NYISO_G-I_2_NYISO_J-K | NYISO_G-I | NYISO_J-K | Internal | Winter | B19 | 700 | 6130 | 6130 | 34.03 | 36.66 | 0.01 | 2.62
2040 | NYISO_G-I_2_NYISO_J-K | NYISO_G-I | NYISO_J-K | Internal | Winter | B20 | 935 | 6130 | 5123.75 | 34.03 | 34.04 | 0.01 | 0
2040 | NYISO_G-I_2_PJM_E | NYISO_G-I | PJM_E | Internal | Shoulder | B11 | 25 | 1500 | 434.38 | 35.7 | 43.7 | 8 | 0
2040 | NYISO_G-I_2_PJM_E | NYISO_G-I | PJM_E | Internal | Shoulder | B12 | 200 | 1500 | 0 | 31.42 | 32.89 | 8 | 0
2040 | NYISO_G-I_2_PJM_E | NYISO_G-I | PJM_E | Internal | Shoulder | B13 | 600 | 1500 | 0 | 30.95 | 29.46 | 8 | 0
2040 | NYISO_G-I_2_PJM_E | NYISO_G-I | PJM_E | Internal | Shoulder | B14 | 900 | 1500 | 0 | 22.45 | 27.85 | 8 | 0
2040 | NYISO_G-I_2_PJM_E | NYISO_G-I | PJM_E | Internal | Shoulder | B15 | 1203 | 1500 | 0 | 21.76 | 22.79 | 8 | 0
2040 | NYISO_G-I_2_PJM_E | NYISO_G-I | PJM_E | Internal | Summer | B1 | 10 | 1500 | 0 | 73.95 | 70.94 | 8 | 0
2040 | NYISO_G-I_2_PJM_E | NYISO_G-I | PJM_E | Internal | Summer | B2 | 25 | 1500 | 0 | 66.72 | 68.23 | 8 | 0
2040 | NYISO_G-I_2_PJM_E | NYISO_G-I | PJM_E | Internal | Summer | B3 | 75 | 1500 | 124.41 | 53.31 | 61.31 | 8 | 0
2040 | NYISO_G-I_2_PJM_E | NYISO_G-I | PJM_E | Internal | Summer | B4 | 100 | 1500 | 0 | 44.06 | 48.51 | 8 | 0
2040 | NYISO_G-I_2_PJM_E | NYISO_G-I | PJM_E | Internal | Summer | B5 | 200 | 1500 | 127.25 | 40.51 | 48.51 | 8 | 0
2040 | NYISO_G-I_2_PJM_E | NYISO_G-I | PJM_E | Internal | Summer | B6 | 300 | 1500 | 390.01 | 40.51 | 48.51 | 8 | 0
2040 | NYISO_G-I_2_PJM_E | NYISO_G-I | PJM_E | Internal | Summer | B7 | 400 | 1500 | 0 | 29.4 | 35.44 | 8 | 0
2040 | NYISO_G-I_2_PJM_E | NYISO_G-I | PJM_E | Internal | Summer | B8 | 500 | 1500 | 0 | 26.95 | 28.68 | 8 | 0
2040 | NYISO_G-I_2_PJM_E | NYISO_G-I | PJM_E | Internal | Summer | B9 | 800 | 1500 | 0 | 25.02 | 22.45 | 8 | 0
2040 | NYISO_G-I_2_PJM_E | NYISO_G-I | PJM_E | Internal | Summer | B10 | 1262 | 1500 | 0 | 25.02 | 20 | 8 | 0
2040 | NYISO_G-I_2_PJM_E | NYISO_G-I | PJM_E | Internal | Winter | B16 | 25 | 1500 | 104.2 | 47.74 | 55.74 | 8 | 0
2040 | NYISO_G-I_2_PJM_E | NYISO_G-I | PJM_E | Internal | Winter | B17 | 100 | 1500 | 0 | 34.31 | 41.17 | 8 | 0
2040 | NYISO_G-I_2_PJM_E | NYISO_G-I | PJM_E | Internal | Winter | B18 | 400 | 1500 | 0 | 34.31 | 33.66 | 8 | 0
2040 | NYISO_G-I_2_PJM_E | NYISO_G-I | PJM_E | Internal | Winter | B19 | 700 | 1500 | 0 | 34.03 | 32.29 | 8 | 0
2040 | NYISO_G-I_2_PJM_E | NYISO_G-I | PJM_E | Internal | Winter | B20 | 935 | 1500 | 0 | 34.03 | 30.98 | 8 | 0
2040 | NYISO_J-K_2_PJM_E | NYISO_J-K | PJM_E | Internal | Shoulder | B11 | 25 | 330 | 0 | 41.36 | 43.7 | 8 | 0
2040 | NYISO_J-K_2_PJM_E | NYISO_J-K | PJM_E | Internal | Shoulder | B12 | 200 | 330 | 0 | 31.43 | 32.89 | 8 | 0
2040 | NYISO_J-K_2_PJM_E | NYISO_J-K | PJM_E | Internal | Shoulder | B13 | 600 | 330 | 0 | 30.96 | 29.46 | 8 | 0
2040 | NYISO_J-K_2_PJM_E | NYISO_J-K | PJM_E | Internal | Shoulder | B14 | 900 | 330 | 0 | 22.47 | 27.85 | 8 | 0
2040 | NYISO_J-K_2_PJM_E | NYISO_J-K | PJM_E | Internal | Shoulder | B15 | 1203 | 330 | 0 | 21.77 | 22.79 | 8 | 0
2040 | NYISO_J-K_2_PJM_E | NYISO_J-K | PJM_E | Internal | Summer | B1 | 10 | 330 | 0 | 73.96 | 70.94 | 8 | 0
2040 | NYISO_J-K_2_PJM_E | NYISO_J-K | PJM_E | Internal | Summer | B2 | 25 | 330 | 0 | 66.73 | 68.23 | 8 | 0
2040 | NYISO_J-K_2_PJM_E | NYISO_J-K | PJM_E | Internal | Summer | B3 | 75 | 330 | 0 | 59.66 | 61.31 | 8 | 0
2040 | NYISO_J-K_2_PJM_E | NYISO_J-K | PJM_E | Internal | Summer | B4 | 100 | 330 | 0 | 44.07 | 48.51 | 8 | 0
2040 | NYISO_J-K_2_PJM_E | NYISO_J-K | PJM_E | Internal | Summer | B5 | 200 | 330 | 0 | 42.27 | 48.51 | 8 | 0
2040 | NYISO_J-K_2_PJM_E | NYISO_J-K | PJM_E | Internal | Summer | B6 | 300 | 330 | 0 | 42.27 | 48.51 | 8 | 0
2040 | NYISO_J-K_2_PJM_E | NYISO_J-K | PJM_E | Internal | Summer | B7 | 400 | 330 | 0 | 35.82 | 35.44 | 8 | 0
2040 | NYISO_J-K_2_PJM_E | NYISO_J-K | PJM_E | Internal | Summer | B8 | 500 | 330 | 0 | 35.82 | 28.68 | 8 | 0
2040 | NYISO_J-K_2_PJM_E | NYISO_J-K | PJM_E | Internal | Summer | B9 | 800 | 330 | 0 | 25.03 | 22.45 | 8 | 0
2040 | NYISO_J-K_2_PJM_E | NYISO_J-K | PJM_E | Internal | Summer | B10 | 1262 | 330 | 0 | 25.03 | 20 | 8 | 0
2040 | NYISO_J-K_2_PJM_E | NYISO_J-K | PJM_E | Internal | Winter | B16 | 25 | 330 | 0 | 60.66 | 55.74 | 8 | 0
2040 | NYISO_J-K_2_PJM_E | NYISO_J-K | PJM_E | Internal | Winter | B17 | 100 | 330 | 0 | 60.66 | 41.17 | 8 | 0
2040 | NYISO_J-K_2_PJM_E | NYISO_J-K | PJM_E | Internal | Winter | B18 | 400 | 330 | 0 | 45.14 | 33.66 | 8 | 0
2040 | NYISO_J-K_2_PJM_E | NYISO_J-K | PJM_E | Internal | Winter | B19 | 700 | 330 | 0 | 36.66 | 32.29 | 8 | 0
2040 | NYISO_J-K_2_PJM_E | NYISO_J-K | PJM_E | Internal | Winter | B20 | 935 | 330 | 0 | 34.04 | 30.98 | 8 | 0
2040 | PJM_E_2_NYISO_G-I | PJM_E | NYISO_G-I | Internal | Shoulder | B11 | 25 | 500 | 0 | 43.7 | 35.7 | 6 | 0
2040 | PJM_E_2_NYISO_G-I | PJM_E | NYISO_G-I | Internal | Shoulder | B12 | 200 | 500 | 0 | 32.89 | 31.42 | 6 | 0
2040 | PJM_E_2_NYISO_G-I | PJM_E | NYISO_G-I | Internal | Shoulder | B13 | 600 | 500 | 0 | 29.46 | 30.95 | 6 | 0
2040 | PJM_E_2_NYISO_G-I | PJM_E | NYISO_G-I | Internal | Shoulder | B14 | 900 | 500 | 0 | 27.85 | 22.45 | 6 | 0
2040 | PJM_E_2_NYISO_G-I | PJM_E | NYISO_G-I | Internal | Shoulder | B15 | 1203 | 500 | 0 | 22.79 | 21.76 | 6 | 0
2040 | PJM_E_2_NYISO_G-I | PJM_E | NYISO_G-I | Internal | Summer | B1 | 10 | 500 | 0 | 70.94 | 73.95 | 6 | 0
2040 | PJM_E_2_NYISO_G-I | PJM_E | NYISO_G-I | Internal | Summer | B2 | 25 | 500 | 0 | 68.23 | 66.72 | 6 | 0
2040 | PJM_E_2_NYISO_G-I | PJM_E | NYISO_G-I | Internal | Summer | B3 | 75 | 500 | 0 | 61.31 | 53.31 | 6 | 0
2040 | PJM_E_2_NYISO_G-I | PJM_E | NYISO_G-I | Internal | Summer | B4 | 100 | 500 | 0 | 48.51 | 44.06 | 6 | 0
2040 | PJM_E_2_NYISO_G-I | PJM_E | NYISO_G-I | Internal | Summer | B5 | 200 | 500 | 0 | 48.51 | 40.51 | 6 | 0
2040 | PJM_E_2_NYISO_G-I | PJM_E | NYISO_G-I | Internal | Summer | B6 | 300 | 500 | 0 | 48.51 | 40.51 | 6 | 0
2040 | PJM_E_2_NYISO_G-I | PJM_E | NYISO_G-I | Internal | Summer | B7 | 400 | 500 | 0 | 35.44 | 29.4 | 6 | 0
2040 | PJM_E_2_NYISO_G-I | PJM_E | NYISO_G-I | Internal | Summer | B8 | 500 | 500 | 0 | 28.68 | 26.95 | 6 | 0
2040 | PJM_E_2_NYISO_G-I | PJM_E | NYISO_G-I | Internal | Summer | B9 | 800 | 500 | 0 | 22.45 | 25.02 | 6 | 0
2040 | PJM_E_2_NYISO_G-I | PJM_E | NYISO_G-I | Internal | Summer | B10 | 1262 | 500 | 0 | 20 | 25.02 | 6 | 0
2040 | PJM_E_2_NYISO_G-I | PJM_E | NYISO_G-I | Internal | Winter | B16 | 25 | 500 | 0 | 55.74 | 47.74 | 6 | 0
2040 | PJM_E_2_NYISO_G-I | PJM_E | NYISO_G-I | Internal | Winter | B17 | 100 | 500 | 0 | 41.17 | 34.31 | 6 | 0
2040 | PJM_E_2_NYISO_G-I | PJM_E | NYISO_G-I | Internal | Winter | B18 | 400 | 500 | 0 | 33.66 | 34.31 | 6 | 0
2040 | PJM_E_2_NYISO_G-I | PJM_E | NYISO_G-I | Internal | Winter | B19 | 700 | 500 | 0 | 32.29 | 34.03 | 6 | 0
2040 | PJM_E_2_NYISO_G-I | PJM_E | NYISO_G-I | Internal | Winter | B20 | 935 | 500 | 0 | 30.98 | 34.03 | 6 | 0
2040 | PJM_E_2_NYISO_J-K | PJM_E | NYISO_J-K | Internal | Shoulder | B11 | 25 | 330 | 0 | 43.7 | 41.36 | 6 | 0
2040 | PJM_E_2_NYISO_J-K | PJM_E | NYISO_J-K | Internal | Shoulder | B12 | 200 | 330 | 0 | 32.89 | 31.43 | 6 | 0
2040 | PJM_E_2_NYISO_J-K | PJM_E | NYISO_J-K | Internal | Shoulder | B13 | 600 | 330 | 0 | 29.46 | 30.96 | 6 | 0
2040 | PJM_E_2_NYISO_J-K | PJM_E | NYISO_J-K | Internal | Shoulder | B14 | 900 | 330 | 0 | 27.85 | 22.47 | 6 | 0
2040 | PJM_E_2_NYISO_J-K | PJM_E | NYISO_J-K | Internal | Shoulder | B15 | 1203 | 330 | 0 | 22.79 | 21.77 | 6 | 0
2040 | PJM_E_2_NYISO_J-K | PJM_E | NYISO_J-K | Internal | Summer | B1 | 10 | 330 | 0 | 70.94 | 73.96 | 6 | 0
2040 | PJM_E_2_NYISO_J-K | PJM_E | NYISO_J-K | Internal | Summer | B2 | 25 | 330 | 0 | 68.23 | 66.73 | 6 | 0
2040 | PJM_E_2_NYISO_J-K | PJM_E | NYISO_J-K | Internal | Summer | B3 | 75 | 330 | 0 | 61.31 | 59.66 | 6 | 0
2040 | PJM_E_2_NYISO_J-K | PJM_E | NYISO_J-K | Internal | Summer | B4 | 100 | 330 | 0 | 48.51 | 44.07 | 6 | 0
2040 | PJM_E_2_NYISO_J-K | PJM_E | NYISO_J-K | Internal | Summer | B5 | 200 | 330 | 0 | 48.51 | 42.27 | 6 | 0
2040 | PJM_E_2_NYISO_J-K | PJM_E | NYISO_J-K | Internal | Summer | B6 | 300 | 330 | 0 | 48.51 | 42.27 | 6 | 0
2040 | PJM_E_2_NYISO_J-K | PJM_E | NYISO_J-K | Internal | Summer | B7 | 400 | 330 | 0 | 35.44 | 35.82 | 6 | 0
2040 | PJM_E_2_NYISO_J-K | PJM_E | NYISO_J-K | Internal | Summer | B8 | 500 | 330 | 330 | 28.68 | 35.82 | 6 | 1.15
2040 | PJM_E_2_NYISO_J-K | PJM_E | NYISO_J-K | Internal | Summer | B9 | 800 | 330 | 0 | 22.45 | 25.03 | 6 | 0
2040 | PJM_E_2_NYISO_J-K | PJM_E | NYISO_J-K | Internal | Summer | B10 | 1262 | 330 | 0 | 20 | 25.03 | 6 | 0
2040 | PJM_E_2_NYISO_J-K | PJM_E | NYISO_J-K | Internal | Winter | B16 | 25 | 330 | 0 | 55.74 | 60.66 | 6 | 0
2040 | PJM_E_2_NYISO_J-K | PJM_E | NYISO_J-K | Internal | Winter | B17 | 100 | 330 | 330 | 41.17 | 60.66 | 6 | 13.48
2040 | PJM_E_2_NYISO_J-K | PJM_E | NYISO_J-K | Internal | Winter | B18 | 400 | 330 | 330 | 33.66 | 45.14 | 6 | 5.48
2040 | PJM_E_2_NYISO_J-K | PJM_E | NYISO_J-K | Internal | Winter | B19 | 700 | 330 | 0 | 32.29 | 36.66 | 6 | 0
2040 | PJM_E_2_NYISO_J-K | PJM_E | NYISO_J-K | Internal | Winter | B20 | 935 | 330 | 0 | 30.98 | 34.04 | 6 | 0
2040 | PJM_E_2_PJM_ROM | PJM_E | PJM_ROM | Internal | Shoulder | B11 | 25 | 8000 | 0 | 43.7 | 43.68 | 0.01 | 0
2040 | PJM_E_2_PJM_ROM | PJM_E | PJM_ROM | Internal | Shoulder | B12 | 200 | 8000 | 0 | 32.89 | 32.88 | 0.01 | 0
2040 | PJM_E_2_PJM_ROM | PJM_E | PJM_ROM | Internal | Shoulder | B13 | 600 | 8000 | 0 | 29.46 | 29.44 | 0.01 | 0
2040 | PJM_E_2_PJM_ROM | PJM_E | PJM_ROM | Internal | Shoulder | B14 | 900 | 8000 | 0 | 27.85 | 27.83 | 0.01 | 0
2040 | PJM_E_2_PJM_ROM | PJM_E | PJM_ROM | Internal | Shoulder | B15 | 1203 | 8000 | 0 | 22.79 | 22.78 | 0.01 | 0
2040 | PJM_E_2_PJM_ROM | PJM_E | PJM_ROM | Internal | Summer | B1 | 10 | 8000 | 0 | 70.94 | 70.93 | 0.01 | 0
2040 | PJM_E_2_PJM_ROM | PJM_E | PJM_ROM | Internal | Summer | B2 | 25 | 8000 | 0 | 68.23 | 68.22 | 0.01 | 0
2040 | PJM_E_2_PJM_ROM | PJM_E | PJM_ROM | Internal | Summer | B3 | 75 | 8000 | 0 | 61.31 | 61.3 | 0.01 | 0
2040 | PJM_E_2_PJM_ROM | PJM_E | PJM_ROM | Internal | Summer | B4 | 100 | 8000 | 810.97 | 48.51 | 48.52 | 0.01 | 0
2040 | PJM_E_2_PJM_ROM | PJM_E | PJM_ROM | Internal | Summer | B5 | 200 | 8000 | 0 | 48.51 | 48.5 | 0.01 | 0
2040 | PJM_E_2_PJM_ROM | PJM_E | PJM_ROM | Internal | Summer | B6 | 300 | 8000 | 0 | 48.51 | 48.5 | 0.01 | 0
2040 | PJM_E_2_PJM_ROM | PJM_E | PJM_ROM | Internal | Summer | B7 | 400 | 8000 | 0 | 35.44 | 35.43 | 0.01 | 0
2040 | PJM_E_2_PJM_ROM | PJM_E | PJM_ROM | Internal | Summer | B8 | 500 | 8000 | 0 | 28.68 | 28.67 | 0.01 | 0
2040 | PJM_E_2_PJM_ROM | PJM_E | PJM_ROM | Internal | Summer | B9 | 800 | 8000 | 0 | 22.45 | 22.44 | 0.01 | 0
2040 | PJM_E_2_PJM_ROM | PJM_E | PJM_ROM | Internal | Summer | B10 | 1262 | 8000 | 0 | 20 | 19.99 | 0.01 | 0
2040 | PJM_E_2_PJM_ROM | PJM_E | PJM_ROM | Internal | Winter | B16 | 25 | 8000 | 0 | 55.74 | 55.73 | 0.01 | 0
2040 | PJM_E_2_PJM_ROM | PJM_E | PJM_ROM | Internal | Winter | B17 | 100 | 8000 | 0 | 41.17 | 41.16 | 0.01 | 0
2040 | PJM_E_2_PJM_ROM | PJM_E | PJM_ROM | Internal | Winter | B18 | 400 | 8000 | 0 | 33.66 | 33.65 | 0.01 | 0
2040 | PJM_E_2_PJM_ROM | PJM_E | PJM_ROM | Internal | Winter | B19 | 700 | 8000 | 0 | 32.29 | 32.28 | 0.01 | 0
2040 | PJM_E_2_PJM_ROM | PJM_E | PJM_ROM | Internal | Winter | B20 | 935 | 8000 | 0 | 30.98 | 30.97 | 0.01 | 0
2040 | PJM_ROR_2_MISO_IN | PJM_ROR | MISO_IN | Internal | Shoulder | B11 | 25 | 909 | 0 | 43.7 | 41.72 | 2 | 0
2040 | PJM_ROR_2_MISO_IN | PJM_ROR | MISO_IN | Internal | Shoulder | B12 | 200 | 909 | 0 | 32.89 | 30.92 | 2 | 0
2040 | PJM_ROR_2_MISO_IN | PJM_ROR | MISO_IN | Internal | Shoulder | B13 | 600 | 909 | 0 | 29.46 | 29.39 | 2 | 0
2040 | PJM_ROR_2_MISO_IN | PJM_ROR | MISO_IN | Internal | Shoulder | B14 | 900 | 909 | 0 | 27.85 | 27.59 | 2 | 0
2040 | PJM_ROR_2_MISO_IN | PJM_ROR | MISO_IN | Internal | Shoulder | B15 | 1203 | 909 | 0 | 27.52 | 27.59 | 2 | 0
2040 | PJM_ROR_2_MISO_IN | PJM_ROR | MISO_IN | Internal | Summer | B1 | 10 | 909 | 0 | 70.94 | 68.96 | 2 | 0
2040 | PJM_ROR_2_MISO_IN | PJM_ROR | MISO_IN | Internal | Summer | B2 | 25 | 909 | 0 | 68.23 | 66.25 | 2 | 0
2040 | PJM_ROR_2_MISO_IN | PJM_ROR | MISO_IN | Internal | Summer | B3 | 75 | 909 | 0 | 61.31 | 63.3 | 2 | 0
2040 | PJM_ROR_2_MISO_IN | PJM_ROR | MISO_IN | Internal | Summer | B4 | 100 | 909 | 378.52 | 59.12 | 61.12 | 2 | 0
2040 | PJM_ROR_2_MISO_IN | PJM_ROR | MISO_IN | Internal | Summer | B5 | 200 | 909 | 0 | 59.12 | 61.1 | 2 | 0
2040 | PJM_ROR_2_MISO_IN | PJM_ROR | MISO_IN | Internal | Summer | B6 | 300 | 909 | 0 | 58.94 | 56.98 | 2 | 0
2040 | PJM_ROR_2_MISO_IN | PJM_ROR | MISO_IN | Internal | Summer | B7 | 400 | 909 | 0 | 35.44 | 33.47 | 2 | 0
2040 | PJM_ROR_2_MISO_IN | PJM_ROR | MISO_IN | Internal | Summer | B8 | 500 | 909 | 0 | 28.68 | 27.67 | 2 | 0
2040 | PJM_ROR_2_MISO_IN | PJM_ROR | MISO_IN | Internal | Summer | B9 | 800 | 909 | 0 | 27.02 | 27.13 | 2 | 0
2040 | PJM_ROR_2_MISO_IN | PJM_ROR | MISO_IN | Internal | Summer | B10 | 1262 | 909 | 0 | 25.44 | 25.71 | 2 | 0
2040 | PJM_ROR_2_MISO_IN | PJM_ROR | MISO_IN | Internal | Winter | B16 | 25 | 909 | 0 | 55.74 | 53.74 | 2 | 0
2040 | PJM_ROR_2_MISO_IN | PJM_ROR | MISO_IN | Internal | Winter | B17 | 100 | 909 | 0 | 41.17 | 39.17 | 2 | 0
2040 | PJM_ROR_2_MISO_IN | PJM_ROR | MISO_IN | Internal | Winter | B18 | 400 | 909 | 0 | 33.66 | 31.66 | 2 | 0
2040 | PJM_ROR_2_MISO_IN | PJM_ROR | MISO_IN | Internal | Winter | B19 | 700 | 909 | 0 | 32.29 | 31.58 | 2 | 0
2040 | PJM_ROR_2_MISO_IN | PJM_ROR | MISO_IN | Internal | Winter | B20 | 935 | 909 | 0 | 32.17 | 31.58 | 2 | 0
2040 | PJM_ROR_2_MISO_MI | PJM_ROR | MISO_MI | Internal | Shoulder | B11 | 25 | 1305 | 0 | 43.7 | 41.73 | 2 | 0
2040 | PJM_ROR_2_MISO_MI | PJM_ROR | MISO_MI | Internal | Shoulder | B12 | 200 | 1305 | 1305 | 32.89 | 37.23 | 2 | 2.33
2040 | PJM_ROR_2_MISO_MI | PJM_ROR | MISO_MI | Internal | Shoulder | B13 | 600 | 1305 | 875.89 | 29.46 | 31.46 | 2 | 0
2040 | PJM_ROR_2_MISO_MI | PJM_ROR | MISO_MI | Internal | Shoulder | B14 | 900 | 1305 | 1305 | 27.85 | 29.94 | 2 | 0.09
2040 | PJM_ROR_2_MISO_MI | PJM_ROR | MISO_MI | Internal | Shoulder | B15 | 1203 | 1305 | 482.59 | 27.52 | 29.52 | 2 | 0
2040 | PJM_ROR_2_MISO_MI | PJM_ROR | MISO_MI | Internal | Summer | B1 | 10 | 1305 | 290.21 | 70.94 | 72.94 | 2 | 0
2040 | PJM_ROR_2_MISO_MI | PJM_ROR | MISO_MI | Internal | Summer | B2 | 25 | 1305 | 0 | 68.23 | 66.26 | 2 | 0
2040 | PJM_ROR_2_MISO_MI | PJM_ROR | MISO_MI | Internal | Summer | B3 | 75 | 1305 | 477.32 | 61.31 | 63.31 | 2 | 0
2040 | PJM_ROR_2_MISO_MI | PJM_ROR | MISO_MI | Internal | Summer | B4 | 100 | 1305 | 1305 | 59.12 | 61.13 | 2 | 0.01
2040 | PJM_ROR_2_MISO_MI | PJM_ROR | MISO_MI | Internal | Summer | B5 | 200 | 1305 | 146.89 | 59.12 | 61.12 | 2 | 0
2040 | PJM_ROR_2_MISO_MI | PJM_ROR | MISO_MI | Internal | Summer | B6 | 300 | 1305 | 0 | 58.94 | 56.99 | 2 | 0
2040 | PJM_ROR_2_MISO_MI | PJM_ROR | MISO_MI | Internal | Summer | B7 | 400 | 1305 | 0 | 35.44 | 37.39 | 2 | 0
2040 | PJM_ROR_2_MISO_MI | PJM_ROR | MISO_MI | Internal | Summer | B8 | 500 | 1305 | 0 | 28.68 | 30.25 | 2 | 0
2040 | PJM_ROR_2_MISO_MI | PJM_ROR | MISO_MI | Internal | Summer | B9 | 800 | 1305 | 0 | 27.02 | 28.76 | 2 | 0
2040 | PJM_ROR_2_MISO_MI | PJM_ROR | MISO_MI | Internal | Summer | B10 | 1262 | 1305 | 0 | 25.44 | 26.27 | 2 | 0
2040 | PJM_ROR_2_MISO_MI | PJM_ROR | MISO_MI | Internal | Winter | B16 | 25 | 1305 | 0 | 55.74 | 53.75 | 2 | 0
2040 | PJM_ROR_2_MISO_MI | PJM_ROR | MISO_MI | Internal | Winter | B17 | 100 | 1305 | 64.82 | 41.17 | 43.17 | 2 | 0
2040 | PJM_ROR_2_MISO_MI | PJM_ROR | MISO_MI | Internal | Winter | B18 | 400 | 1305 | 0 | 33.66 | 35.26 | 2 | 0
2040 | PJM_ROR_2_MISO_MI | PJM_ROR | MISO_MI | Internal | Winter | B19 | 700 | 1305 | 521.27 | 32.29 | 34.29 | 2 | 0
2040 | PJM_ROR_2_MISO_MI | PJM_ROR | MISO_MI | Internal | Winter | B20 | 935 | 1305 | 0 | 32.17 | 31.59 | 2 | 0
2040 | PJM_ROR_2_MISO_MO-IL | PJM_ROR | MISO_MO-IL | Internal | Shoulder | B11 | 25 | 1111 | 0 | 43.7 | 41.71 | 2 | 0
2040 | PJM_ROR_2_MISO_MO-IL | PJM_ROR | MISO_MO-IL | Internal | Shoulder | B12 | 200 | 1111 | 0 | 32.89 | 30.9 | 2 | 0
2040 | PJM_ROR_2_MISO_MO-IL | PJM_ROR | MISO_MO-IL | Internal | Shoulder | B13 | 600 | 1111 | 0 | 29.46 | 29.38 | 2 | 0
2040 | PJM_ROR_2_MISO_MO-IL | PJM_ROR | MISO_MO-IL | Internal | Shoulder | B14 | 900 | 1111 | 0 | 27.85 | 27.58 | 2 | 0
2040 | PJM_ROR_2_MISO_MO-IL | PJM_ROR | MISO_MO-IL | Internal | Shoulder | B15 | 1203 | 1111 | 0 | 27.52 | 27.58 | 2 | 0
2040 | PJM_ROR_2_MISO_MO-IL | PJM_ROR | MISO_MO-IL | Internal | Summer | B1 | 10 | 1111 | 0 | 70.94 | 68.95 | 2 | 0
2040 | PJM_ROR_2_MISO_MO-IL | PJM_ROR | MISO_MO-IL | Internal | Summer | B2 | 25 | 1111 | 0 | 68.23 | 66.24 | 2 | 0
2040 | PJM_ROR_2_MISO_MO-IL | PJM_ROR | MISO_MO-IL | Internal | Summer | B3 | 75 | 1111 | 417.82 | 61.31 | 63.31 | 2 | 0
2040 | PJM_ROR_2_MISO_MO-IL | PJM_ROR | MISO_MO-IL | Internal | Summer | B4 | 100 | 1111 | 1111 | 59.12 | 61.13 | 2 | 0.01
2040 | PJM_ROR_2_MISO_MO-IL | PJM_ROR | MISO_MO-IL | Internal | Summer | B5 | 200 | 1111 | 258.52 | 59.12 | 61.12 | 2 | 0
2040 | PJM_ROR_2_MISO_MO-IL | PJM_ROR | MISO_MO-IL | Internal | Summer | B6 | 300 | 1111 | 0 | 58.94 | 56.96 | 2 | 0
2040 | PJM_ROR_2_MISO_MO-IL | PJM_ROR | MISO_MO-IL | Internal | Summer | B7 | 400 | 1111 | 0 | 35.44 | 33.45 | 2 | 0
2040 | PJM_ROR_2_MISO_MO-IL | PJM_ROR | MISO_MO-IL | Internal | Summer | B8 | 500 | 1111 | 0 | 28.68 | 27.66 | 2 | 0
2040 | PJM_ROR_2_MISO_MO-IL | PJM_ROR | MISO_MO-IL | Internal | Summer | B9 | 800 | 1111 | 0 | 27.02 | 27.12 | 2 | 0
2040 | PJM_ROR_2_MISO_MO-IL | PJM_ROR | MISO_MO-IL | Internal | Summer | B10 | 1262 | 1111 | 0 | 25.44 | 25.7 | 2 | 0
2040 | PJM_ROR_2_MISO_MO-IL | PJM_ROR | MISO_MO-IL | Internal | Winter | B16 | 25 | 1111 | 0 | 55.74 | 44.04 | 2 | 0
2040 | PJM_ROR_2_MISO_MO-IL | PJM_ROR | MISO_MO-IL | Internal | Winter | B17 | 100 | 1111 | 0 | 41.17 | 38.76 | 2 | 0
2040 | PJM_ROR_2_MISO_MO-IL | PJM_ROR | MISO_MO-IL | Internal | Winter | B18 | 400 | 1111 | 0 | 33.66 | 31.65 | 2 | 0
2040 | PJM_ROR_2_MISO_MO-IL | PJM_ROR | MISO_MO-IL | Internal | Winter | B19 | 700 | 1111 | 0 | 32.29 | 30.29 | 2 | 0
2040 | PJM_ROR_2_MISO_MO-IL | PJM_ROR | MISO_MO-IL | Internal | Winter | B20 | 935 | 1111 | 0 | 32.17 | 27.6 | 2 | 0
2040 | PJM_ROR_2_MISO_W | PJM_ROR | MISO_W | Internal | Shoulder | B11 | 25 | 10071 | 0 | 43.7 | 41.7 | 2 | 0
2040 | PJM_ROR_2_MISO_W | PJM_ROR | MISO_W | Internal | Shoulder | B12 | 200 | 10071 | 0 | 32.89 | 30.89 | 2 | 0
2040 | PJM_ROR_2_MISO_W | PJM_ROR | MISO_W | Internal | Shoulder | B13 | 600 | 10071 | 0 | 29.46 | 27.46 | 2 | 0
2040 | PJM_ROR_2_MISO_W | PJM_ROR | MISO_W | Internal | Shoulder | B14 | 900 | 10071 | 0 | 27.85 | 25.85 | 2 | 0
2040 | PJM_ROR_2_MISO_W | PJM_ROR | MISO_W | Internal | Shoulder | B15 | 1203 | 10071 | 0 | 27.52 | 1.03 | 2 | 0
2040 | PJM_ROR_2_MISO_W | PJM_ROR | MISO_W | Internal | Summer | B1 | 10 | 10071 | 0 | 70.94 | 68.94 | 2 | 0
2040 | PJM_ROR_2_MISO_W | PJM_ROR | MISO_W | Internal | Summer | B2 | 25 | 10071 | 0 | 68.23 | 66.23 | 2 | 0
2040 | PJM_ROR_2_MISO_W | PJM_ROR | MISO_W | Internal | Summer | B3 | 75 | 10071 | 0 | 61.31 | 63.3 | 2 | 0
2040 | PJM_ROR_2_MISO_W | PJM_ROR | MISO_W | Internal | Summer | B4 | 100 | 10071 | 1403.35 | 59.12 | 61.12 | 2 | 0
2040 | PJM_ROR_2_MISO_W | PJM_ROR | MISO_W | Internal | Summer | B5 | 200 | 10071 | 0 | 59.12 | 61.1 | 2 | 0
2040 | PJM_ROR_2_MISO_W | PJM_ROR | MISO_W | Internal | Summer | B6 | 300 | 10071 | 0 | 58.94 | 56.95 | 2 | 0
2040 | PJM_ROR_2_MISO_W | PJM_ROR | MISO_W | Internal | Summer | B7 | 400 | 10071 | 0 | 35.44 | 33.44 | 2 | 0
2040 | PJM_ROR_2_MISO_W | PJM_ROR | MISO_W | Internal | Summer | B8 | 500 | 10071 | 0 | 28.68 | 26.68 | 2 | 0
2040 | PJM_ROR_2_MISO_W | PJM_ROR | MISO_W | Internal | Summer | B9 | 800 | 10071 | 0 | 27.02 | 25.95 | 2 | 0
2040 | PJM_ROR_2_MISO_W | PJM_ROR | MISO_W | Internal | Summer | B10 | 1262 | 10071 | 0 | 25.44 | 23.44 | 2 | 0
2040 | PJM_ROR_2_MISO_W | PJM_ROR | MISO_W | Internal | Winter | B16 | 25 | 10071 | 0 | 55.74 | 24.27 | 2 | 0
2040 | PJM_ROR_2_MISO_W | PJM_ROR | MISO_W | Internal | Winter | B17 | 100 | 10071 | 0 | 41.17 | 25.36 | 2 | 0
2040 | PJM_ROR_2_MISO_W | PJM_ROR | MISO_W | Internal | Winter | B18 | 400 | 10071 | 0 | 33.66 | 30.16 | 2 | 0
2040 | PJM_ROR_2_MISO_W | PJM_ROR | MISO_W | Internal | Winter | B19 | 700 | 10071 | 0 | 32.29 | 30.16 | 2 | 0
2040 | PJM_ROR_2_MISO_W | PJM_ROR | MISO_W | Internal | Winter | B20 | 935 | 10071 | 0 | 32.17 | 22.61 | 2 | 0
2040 | PJM_ROR_2_MISO_WUMS | PJM_ROR | MISO_WUMS | Internal | Shoulder | B11 | 25 | 1467 | 0 | 43.7 | 41.71 | 2 | 0
2040 | PJM_ROR_2_MISO_WUMS | PJM_ROR | MISO_WUMS | Internal | Shoulder | B12 | 200 | 1467 | 0 | 32.89 | 30.9 | 2 | 0
2040 | PJM_ROR_2_MISO_WUMS | PJM_ROR | MISO_WUMS | Internal | Shoulder | B13 | 600 | 1467 | 0 | 29.46 | 28.75 | 2 | 0
2040 | PJM_ROR_2_MISO_WUMS | PJM_ROR | MISO_WUMS | Internal | Shoulder | B14 | 900 | 1467 | 0 | 27.85 | 27.73 | 2 | 0
2040 | PJM_ROR_2_MISO_WUMS | PJM_ROR | MISO_WUMS | Internal | Shoulder | B15 | 1203 | 1467 | 0 | 27.52 | 27.73 | 2 | 0
2040 | PJM_ROR_2_MISO_WUMS | PJM_ROR | MISO_WUMS | Internal | Summer | B1 | 10 | 1467 | 0 | 70.94 | 56.94 | 2 | 0
2040 | PJM_ROR_2_MISO_WUMS | PJM_ROR | MISO_WUMS | Internal | Summer | B2 | 25 | 1467 | 0 | 68.23 | 56.94 | 2 | 0
2040 | PJM_ROR_2_MISO_WUMS | PJM_ROR | MISO_WUMS | Internal | Summer | B3 | 75 | 1467 | 0 | 61.31 | 56.94 | 2 | 0
2040 | PJM_ROR_2_MISO_WUMS | PJM_ROR | MISO_WUMS | Internal | Summer | B4 | 100 | 1467 | 0 | 59.12 | 56.94 | 2 | 0
2040 | PJM_ROR_2_MISO_WUMS | PJM_ROR | MISO_WUMS | Internal | Summer | B5 | 200 | 1467 | 0 | 59.12 | 56.94 | 2 | 0
2040 | PJM_ROR_2_MISO_WUMS | PJM_ROR | MISO_WUMS | Internal | Summer | B6 | 300 | 1467 | 0 | 58.94 | 56.94 | 2 | 0
2040 | PJM_ROR_2_MISO_WUMS | PJM_ROR | MISO_WUMS | Internal | Summer | B7 | 400 | 1467 | 0 | 35.44 | 33.45 | 2 | 0
2040 | PJM_ROR_2_MISO_WUMS | PJM_ROR | MISO_WUMS | Internal | Summer | B8 | 500 | 1467 | 0 | 28.68 | 26.69 | 2 | 0
2040 | PJM_ROR_2_MISO_WUMS | PJM_ROR | MISO_WUMS | Internal | Summer | B9 | 800 | 1467 | 0 | 27.02 | 25.96 | 2 | 0
2040 | PJM_ROR_2_MISO_WUMS | PJM_ROR | MISO_WUMS | Internal | Summer | B10 | 1262 | 1467 | 0 | 25.44 | 25.61 | 2 | 0
2040 | PJM_ROR_2_MISO_WUMS | PJM_ROR | MISO_WUMS | Internal | Winter | B16 | 25 | 1467 | 0 | 55.74 | 53.74 | 2 | 0
2040 | PJM_ROR_2_MISO_WUMS | PJM_ROR | MISO_WUMS | Internal | Winter | B17 | 100 | 1467 | 0 | 41.17 | 38.4 | 2 | 0
2040 | PJM_ROR_2_MISO_WUMS | PJM_ROR | MISO_WUMS | Internal | Winter | B18 | 400 | 1467 | 0 | 33.66 | 31.66 | 2 | 0
2040 | PJM_ROR_2_MISO_WUMS | PJM_ROR | MISO_WUMS | Internal | Winter | B19 | 700 | 1467 | 0 | 32.29 | 31.66 | 2 | 0
2040 | PJM_ROR_2_MISO_WUMS | PJM_ROR | MISO_WUMS | Internal | Winter | B20 | 935 | 1467 | 0 | 32.17 | 31.6 | 2 | 0
2040 | PJM_ROR_2_PJM_ROM | PJM_ROR | PJM_ROM | Internal | Shoulder | B11 | 25 | 8000 | 0 | 43.7 | 43.68 | 0.01 | 0
2040 | PJM_ROR_2_PJM_ROM | PJM_ROR | PJM_ROM | Internal | Shoulder | B12 | 200 | 8000 | 0 | 32.89 | 32.88 | 0.01 | 0
2040 | PJM_ROR_2_PJM_ROM | PJM_ROR | PJM_ROM | Internal | Shoulder | B13 | 600 | 8000 | 0 | 29.46 | 29.44 | 0.01 | 0
2040 | PJM_ROR_2_PJM_ROM | PJM_ROR | PJM_ROM | Internal | Shoulder | B14 | 900 | 8000 | 0 | 27.85 | 27.83 | 0.01 | 0
2040 | PJM_ROR_2_PJM_ROM | PJM_ROR | PJM_ROM | Internal | Shoulder | B15 | 1203 | 8000 | 0 | 27.52 | 22.78 | 0.01 | 0
2040 | PJM_ROR_2_PJM_ROM | PJM_ROR | PJM_ROM | Internal | Summer | B1 | 10 | 8000 | 0 | 70.94 | 70.93 | 0.01 | 0
2040 | PJM_ROR_2_PJM_ROM | PJM_ROR | PJM_ROM | Internal | Summer | B2 | 25 | 8000 | 0 | 68.23 | 68.22 | 0.01 | 0
2040 | PJM_ROR_2_PJM_ROM | PJM_ROR | PJM_ROM | Internal | Summer | B3 | 75 | 8000 | 0 | 61.31 | 61.3 | 0.01 | 0
2040 | PJM_ROR_2_PJM_ROM | PJM_ROR | PJM_ROM | Internal | Summer | B4 | 100 | 8000 | 0 | 59.12 | 48.52 | 0.01 | 0
2040 | PJM_ROR_2_PJM_ROM | PJM_ROR | PJM_ROM | Internal | Summer | B5 | 200 | 8000 | 0 | 59.12 | 48.5 | 0.01 | 0
2040 | PJM_ROR_2_PJM_ROM | PJM_ROR | PJM_ROM | Internal | Summer | B6 | 300 | 8000 | 0 | 58.94 | 48.5 | 0.01 | 0
2040 | PJM_ROR_2_PJM_ROM | PJM_ROR | PJM_ROM | Internal | Summer | B7 | 400 | 8000 | 0 | 35.44 | 35.43 | 0.01 | 0
2040 | PJM_ROR_2_PJM_ROM | PJM_ROR | PJM_ROM | Internal | Summer | B8 | 500 | 8000 | 0 | 28.68 | 28.67 | 0.01 | 0
2040 | PJM_ROR_2_PJM_ROM | PJM_ROR | PJM_ROM | Internal | Summer | B9 | 800 | 8000 | 0 | 27.02 | 22.44 | 0.01 | 0
2040 | PJM_ROR_2_PJM_ROM | PJM_ROR | PJM_ROM | Internal | Summer | B10 | 1262 | 8000 | 0 | 25.44 | 19.99 | 0.01 | 0
2040 | PJM_ROR_2_PJM_ROM | PJM_ROR | PJM_ROM | Internal | Winter | B16 | 25 | 8000 | 0 | 55.74 | 55.73 | 0.01 | 0
2040 | PJM_ROR_2_PJM_ROM | PJM_ROR | PJM_ROM | Internal | Winter | B17 | 100 | 8000 | 0 | 41.17 | 41.16 | 0.01 | 0
2040 | PJM_ROR_2_PJM_ROM | PJM_ROR | PJM_ROM | Internal | Winter | B18 | 400 | 8000 | 0 | 33.66 | 33.65 | 0.01 | 0
2040 | PJM_ROR_2_PJM_ROM | PJM_ROR | PJM_ROM | Internal | Winter | B19 | 700 | 8000 | 0 | 32.29 | 32.28 | 0.01 | 0
2040 | PJM_ROR_2_PJM_ROM | PJM_ROR | PJM_ROM | Internal | Winter | B20 | 935 | 8000 | 0 | 32.17 | 30.97 | 0.01 | 0
2040 | PJM_ROR_2_TVA_Transmission | PJM_ROR | TVA_Transmission | Internal | Shoulder | B11 | 25 | 2500 | 0 | 43.7 | 48.32 | 6 | 0
2040 | PJM_ROR_2_TVA_Transmission | PJM_ROR | TVA_Transmission | Internal | Shoulder | B12 | 200 | 2500 | 0 | 32.89 | 35.37 | 6 | 0
2040 | PJM_ROR_2_TVA_Transmission | PJM_ROR | TVA_Transmission | Internal | Shoulder | B13 | 600 | 2500 | 0 | 29.46 | 33.55 | 6 | 0
2040 | PJM_ROR_2_TVA_Transmission | PJM_ROR | TVA_Transmission | Internal | Shoulder | B14 | 900 | 2500 | 0 | 27.85 | 32.67 | 6 | 0
2040 | PJM_ROR_2_TVA_Transmission | PJM_ROR | TVA_Transmission | Internal | Shoulder | B15 | 1203 | 2500 | 0 | 27.52 | 32.21 | 6 | 0
2040 | PJM_ROR_2_TVA_Transmission | PJM_ROR | TVA_Transmission | Internal | Summer | B1 | 10 | 2500 | 0 | 70.94 | 74.43 | 6 | 0
2040 | PJM_ROR_2_TVA_Transmission | PJM_ROR | TVA_Transmission | Internal | Summer | B2 | 25 | 2500 | 1861.84 | 68.23 | 74.23 | 6 | 0
2040 | PJM_ROR_2_TVA_Transmission | PJM_ROR | TVA_Transmission | Internal | Summer | B3 | 75 | 2500 | 972.73 | 61.31 | 67.31 | 6 | 0
2040 | PJM_ROR_2_TVA_Transmission | PJM_ROR | TVA_Transmission | Internal | Summer | B4 | 100 | 2500 | 202.45 | 59.12 | 65.12 | 6 | 0
2040 | PJM_ROR_2_TVA_Transmission | PJM_ROR | TVA_Transmission | Internal | Summer | B5 | 200 | 2500 | 0 | 59.12 | 63.28 | 6 | 0
2040 | PJM_ROR_2_TVA_Transmission | PJM_ROR | TVA_Transmission | Internal | Summer | B6 | 300 | 2500 | 0 | 58.94 | 59.96 | 6 | 0
2040 | PJM_ROR_2_TVA_Transmission | PJM_ROR | TVA_Transmission | Internal | Summer | B7 | 400 | 2500 | 0 | 35.44 | 35.43 | 6 | 0
2040 | PJM_ROR_2_TVA_Transmission | PJM_ROR | TVA_Transmission | Internal | Summer | B8 | 500 | 2500 | 0 | 28.68 | 32.06 | 6 | 0
2040 | PJM_ROR_2_TVA_Transmission | PJM_ROR | TVA_Transmission | Internal | Summer | B9 | 800 | 2500 | 0 | 27.02 | 31.6 | 6 | 0
2040 | PJM_ROR_2_TVA_Transmission | PJM_ROR | TVA_Transmission | Internal | Summer | B10 | 1262 | 2500 | 0 | 25.44 | 29.94 | 6 | 0
2040 | PJM_ROR_2_TVA_Transmission | PJM_ROR | TVA_Transmission | Internal | Winter | B16 | 25 | 2500 | 0 | 55.74 | 48.57 | 6 | 0
2040 | PJM_ROR_2_TVA_Transmission | PJM_ROR | TVA_Transmission | Internal | Winter | B17 | 100 | 2500 | 0 | 41.17 | 38.5 | 6 | 0
2040 | PJM_ROR_2_TVA_Transmission | PJM_ROR | TVA_Transmission | Internal | Winter | B18 | 400 | 2500 | 0 | 33.66 | 36.77 | 6 | 0
2040 | PJM_ROR_2_TVA_Transmission | PJM_ROR | TVA_Transmission | Internal | Winter | B19 | 700 | 2500 | 0 | 32.29 | 36.37 | 6 | 0
2040 | PJM_ROR_2_TVA_Transmission | PJM_ROR | TVA_Transmission | Internal | Winter | B20 | 935 | 2500 | 0 | 32.17 | 34.64 | 6 | 0
2040 | PJM_ROR_2_VACAR | PJM_ROR | VACAR | Internal | Shoulder | B11 | 25 | 3865 | 1295.91 | 43.7 | 49.7 | 6 | 0
2040 | PJM_ROR_2_VACAR | PJM_ROR | VACAR | Internal | Shoulder | B12 | 200 | 3865 | 233.1 | 32.89 | 38.89 | 6 | 0
2040 | PJM_ROR_2_VACAR | PJM_ROR | VACAR | Internal | Shoulder | B13 | 600 | 3865 | 0 | 29.46 | 33.85 | 6 | 0
2040 | PJM_ROR_2_VACAR | PJM_ROR | VACAR | Internal | Shoulder | B14 | 900 | 3865 | 3865 | 27.85 | 33.85 | 6 | 0.01
2040 | PJM_ROR_2_VACAR | PJM_ROR | VACAR | Internal | Shoulder | B15 | 1203 | 3865 | 1368.72 | 27.52 | 33.52 | 6 | 0
2040 | PJM_ROR_2_VACAR | PJM_ROR | VACAR | Internal | Summer | B1 | 10 | 3865 | 1060.37 | 70.94 | 76.94 | 6 | 0
2040 | PJM_ROR_2_VACAR | PJM_ROR | VACAR | Internal | Summer | B2 | 25 | 3865 | 0 | 68.23 | 67.58 | 6 | 0
2040 | PJM_ROR_2_VACAR | PJM_ROR | VACAR | Internal | Summer | B3 | 75 | 3865 | 3865 | 61.31 | 67.58 | 6 | 0.28
2040 | PJM_ROR_2_VACAR | PJM_ROR | VACAR | Internal | Summer | B4 | 100 | 3865 | 3865 | 59.12 | 65.33 | 6 | 0.22
2040 | PJM_ROR_2_VACAR | PJM_ROR | VACAR | Internal | Summer | B5 | 200 | 3865 | 2814.6 | 59.12 | 65.12 | 6 | 0
2040 | PJM_ROR_2_VACAR | PJM_ROR | VACAR | Internal | Summer | B6 | 300 | 3865 | 0 | 58.94 | 57.96 | 6 | 0
2040 | PJM_ROR_2_VACAR | PJM_ROR | VACAR | Internal | Summer | B7 | 400 | 3865 | 0 | 35.44 | 33.86 | 6 | 0
2040 | PJM_ROR_2_VACAR | PJM_ROR | VACAR | Internal | Summer | B8 | 500 | 3865 | 0 | 28.68 | 31.2 | 6 | 0
2040 | PJM_ROR_2_VACAR | PJM_ROR | VACAR | Internal | Summer | B9 | 800 | 3865 | 0 | 27.02 | 31.2 | 6 | 0
2040 | PJM_ROR_2_VACAR | PJM_ROR | VACAR | Internal | Summer | B10 | 1262 | 3865 | 0 | 25.44 | 23.59 | 6 | 0
2040 | PJM_ROR_2_VACAR | PJM_ROR | VACAR | Internal | Winter | B16 | 25 | 3865 | 3224.06 | 55.74 | 61.74 | 6 | 0
2040 | PJM_ROR_2_VACAR | PJM_ROR | VACAR | Internal | Winter | B17 | 100 | 3865 | 0 | 41.17 | 40.13 | 6 | 0
2040 | PJM_ROR_2_VACAR | PJM_ROR | VACAR | Internal | Winter | B18 | 400 | 3865 | 180.87 | 33.66 | 39.66 | 6 | 0
2040 | PJM_ROR_2_VACAR | PJM_ROR | VACAR | Internal | Winter | B19 | 700 | 3865 | 1782.66 | 32.29 | 38.29 | 6 | 0
2040 | PJM_ROR_2_VACAR | PJM_ROR | VACAR | Internal | Winter | B20 | 935 | 3865 | 0 | 32.17 | 27.96 | 6 | 0
2040 | PJM_ROM_2_NYISO_A-F | PJM_ROM | NYISO_A-F | Internal | Shoulder | B11 | 25 | 2000 | 0 | 43.68 | 35.68 | 6 | 0
2040 | PJM_ROM_2_NYISO_A-F | PJM_ROM | NYISO_A-F | Internal | Shoulder | B12 | 200 | 2000 | 0 | 32.88 | 31.41 | 6 | 0
2040 | PJM_ROM_2_NYISO_A-F | PJM_ROM | NYISO_A-F | Internal | Shoulder | B13 | 600 | 2000 | 0 | 29.44 | 30.94 | 6 | 0
2040 | PJM_ROM_2_NYISO_A-F | PJM_ROM | NYISO_A-F | Internal | Shoulder | B14 | 900 | 2000 | 0 | 27.83 | 22.44 | 6 | 0
2040 | PJM_ROM_2_NYISO_A-F | PJM_ROM | NYISO_A-F | Internal | Shoulder | B15 | 1203 | 2000 | 0 | 22.78 | 21.77 | 6 | 0
2040 | PJM_ROM_2_NYISO_A-F | PJM_ROM | NYISO_A-F | Internal | Summer | B1 | 10 | 2000 | 0 | 70.93 | 73.94 | 6 | 0
2040 | PJM_ROM_2_NYISO_A-F | PJM_ROM | NYISO_A-F | Internal | Summer | B2 | 25 | 2000 | 0 | 68.22 | 66.7 | 6 | 0
2040 | PJM_ROM_2_NYISO_A-F | PJM_ROM | NYISO_A-F | Internal | Summer | B3 | 75 | 2000 | 0 | 61.3 | 49.31 | 6 | 0
2040 | PJM_ROM_2_NYISO_A-F | PJM_ROM | NYISO_A-F | Internal | Summer | B4 | 100 | 2000 | 0 | 48.52 | 44.05 | 6 | 0
2040 | PJM_ROM_2_NYISO_A-F | PJM_ROM | NYISO_A-F | Internal | Summer | B5 | 200 | 2000 | 0 | 48.5 | 40.5 | 6 | 0
2040 | PJM_ROM_2_NYISO_A-F | PJM_ROM | NYISO_A-F | Internal | Summer | B6 | 300 | 2000 | 0 | 48.5 | 40.5 | 6 | 0
2040 | PJM_ROM_2_NYISO_A-F | PJM_ROM | NYISO_A-F | Internal | Summer | B7 | 400 | 2000 | 0 | 35.43 | 29.39 | 6 | 0
2040 | PJM_ROM_2_NYISO_A-F | PJM_ROM | NYISO_A-F | Internal | Summer | B8 | 500 | 2000 | 0 | 28.67 | 26.94 | 6 | 0
2040 | PJM_ROM_2_NYISO_A-F | PJM_ROM | NYISO_A-F | Internal | Summer | B9 | 800 | 2000 | 0 | 22.44 | 25.01 | 6 | 0
2040 | PJM_ROM_2_NYISO_A-F | PJM_ROM | NYISO_A-F | Internal | Summer | B10 | 1262 | 2000 | 0 | 19.99 | 25.01 | 6 | 0
2040 | PJM_ROM_2_NYISO_A-F | PJM_ROM | NYISO_A-F | Internal | Winter | B16 | 25 | 2000 | 0 | 55.73 | 47.73 | 6 | 0
2040 | PJM_ROM_2_NYISO_A-F | PJM_ROM | NYISO_A-F | Internal | Winter | B17 | 100 | 2000 | 0 | 41.16 | 34.29 | 6 | 0
2040 | PJM_ROM_2_NYISO_A-F | PJM_ROM | NYISO_A-F | Internal | Winter | B18 | 400 | 2000 | 0 | 33.65 | 34.29 | 6 | 0
2040 | PJM_ROM_2_NYISO_A-F | PJM_ROM | NYISO_A-F | Internal | Winter | B19 | 700 | 2000 | 0 | 32.28 | 34.01 | 6 | 0
2040 | PJM_ROM_2_NYISO_A-F | PJM_ROM | NYISO_A-F | Internal | Winter | B20 | 935 | 2000 | 0 | 30.97 | 34.01 | 6 | 0
2040 | PJM_ROM_2_PJM_E | PJM_ROM | PJM_E | Internal | Shoulder | B11 | 25 | 8000 | 1156.71 | 43.68 | 43.7 | 0.01 | 0
2040 | PJM_ROM_2_PJM_E | PJM_ROM | PJM_E | Internal | Shoulder | B12 | 200 | 8000 | 1377.92 | 32.88 | 32.89 | 0.01 | 0
2040 | PJM_ROM_2_PJM_E | PJM_ROM | PJM_E | Internal | Shoulder | B13 | 600 | 8000 | 1259.69 | 29.44 | 29.46 | 0.01 | 0
2040 | PJM_ROM_2_PJM_E | PJM_ROM | PJM_E | Internal | Shoulder | B14 | 900 | 8000 | 62.58 | 27.83 | 27.85 | 0.01 | 0
2040 | PJM_ROM_2_PJM_E | PJM_ROM | PJM_E | Internal | Shoulder | B15 | 1203 | 8000 | 723.78 | 22.78 | 22.79 | 0.01 | 0
2040 | PJM_ROM_2_PJM_E | PJM_ROM | PJM_E | Internal | Summer | B1 | 10 | 8000 | 2653.93 | 70.93 | 70.94 | 0.01 | 0
2040 | PJM_ROM_2_PJM_E | PJM_ROM | PJM_E | Internal | Summer | B2 | 25 | 8000 | 4088.14 | 68.22 | 68.23 | 0.01 | 0
2040 | PJM_ROM_2_PJM_E | PJM_ROM | PJM_E | Internal | Summer | B3 | 75 | 8000 | 748.07 | 61.3 | 61.31 | 0.01 | 0
2040 | PJM_ROM_2_PJM_E | PJM_ROM | PJM_E | Internal | Summer | B4 | 100 | 8000 | 0 | 48.52 | 48.51 | 0.01 | 0
2040 | PJM_ROM_2_PJM_E | PJM_ROM | PJM_E | Internal | Summer | B5 | 200 | 8000 | 288.24 | 48.5 | 48.51 | 0.01 | 0
2040 | PJM_ROM_2_PJM_E | PJM_ROM | PJM_E | Internal | Summer | B6 | 300 | 8000 | 1917.55 | 48.5 | 48.51 | 0.01 | 0
2040 | PJM_ROM_2_PJM_E | PJM_ROM | PJM_E | Internal | Summer | B7 | 400 | 8000 | 3039.6 | 35.43 | 35.44 | 0.01 | 0
2040 | PJM_ROM_2_PJM_E | PJM_ROM | PJM_E | Internal | Summer | B8 | 500 | 8000 | 2202.86 | 28.67 | 28.68 | 0.01 | 0
2040 | PJM_ROM_2_PJM_E | PJM_ROM | PJM_E | Internal | Summer | B9 | 800 | 8000 | 689.83 | 22.44 | 22.45 | 0.01 | 0
2040 | PJM_ROM_2_PJM_E | PJM_ROM | PJM_E | Internal | Summer | B10 | 1262 | 8000 | 2984.81 | 19.99 | 20 | 0.01 | 0
2040 | PJM_ROM_2_PJM_E | PJM_ROM | PJM_E | Internal | Winter | B16 | 25 | 8000 | 5219.69 | 55.73 | 55.74 | 0.01 | 0
2040 | PJM_ROM_2_PJM_E | PJM_ROM | PJM_E | Internal | Winter | B17 | 100 | 8000 | 5391.97 | 41.16 | 41.17 | 0.01 | 0
2040 | PJM_ROM_2_PJM_E | PJM_ROM | PJM_E | Internal | Winter | B18 | 400 | 8000 | 5033.77 | 33.65 | 33.66 | 0.01 | 0
2040 | PJM_ROM_2_PJM_E | PJM_ROM | PJM_E | Internal | Winter | B19 | 700 | 8000 | 5260.83 | 32.28 | 32.29 | 0.01 | 0
2040 | PJM_ROM_2_PJM_E | PJM_ROM | PJM_E | Internal | Winter | B20 | 935 | 8000 | 2599.42 | 30.97 | 30.98 | 0.01 | 0
2040 | PJM_ROM_2_PJM_ROR | PJM_ROM | PJM_ROR | Internal | Shoulder | B11 | 25 | 8000 | 7331.85 | 43.68 | 43.7 | 0.01 | 0
2040 | PJM_ROM_2_PJM_ROR | PJM_ROM | PJM_ROR | Internal | Shoulder | B12 | 200 | 8000 | 5851.91 | 32.88 | 32.89 | 0.01 | 0
2040 | PJM_ROM_2_PJM_ROR | PJM_ROM | PJM_ROR | Internal | Shoulder | B13 | 600 | 8000 | 5682.02 | 29.44 | 29.46 | 0.01 | 0
2040 | PJM_ROM_2_PJM_ROR | PJM_ROM | PJM_ROR | Internal | Shoulder | B14 | 900 | 8000 | 7131.03 | 27.83 | 27.85 | 0.01 | 0
2040 | PJM_ROM_2_PJM_ROR | PJM_ROM | PJM_ROR | Internal | Shoulder | B15 | 1203 | 8000 | 8000 | 22.78 | 27.52 | 0.01 | 4.73
2040 | PJM_ROM_2_PJM_ROR | PJM_ROM | PJM_ROR | Internal | Summer | B1 | 10 | 8000 | 5586.16 | 70.93 | 70.94 | 0.01 | 0
2040 | PJM_ROM_2_PJM_ROR | PJM_ROM | PJM_ROR | Internal | Summer | B2 | 25 | 8000 | 4734.77 | 68.22 | 68.23 | 0.01 | 0
2040 | PJM_ROM_2_PJM_ROR | PJM_ROM | PJM_ROR | Internal | Summer | B3 | 75 | 8000 | 7640.16 | 61.3 | 61.31 | 0.01 | 0
2040 | PJM_ROM_2_PJM_ROR | PJM_ROM | PJM_ROR | Internal | Summer | B4 | 100 | 8000 | 8000 | 48.52 | 59.12 | 0.01 | 10.58
2040 | PJM_ROM_2_PJM_ROR | PJM_ROM | PJM_ROR | Internal | Summer | B5 | 200 | 8000 | 8000 | 48.5 | 59.12 | 0.01 | 10.6
2040 | PJM_ROM_2_PJM_ROR | PJM_ROM | PJM_ROR | Internal | Summer | B6 | 300 | 8000 | 8000 | 48.5 | 58.94 | 0.01 | 10.43
2040 | PJM_ROM_2_PJM_ROR | PJM_ROM | PJM_ROR | Internal | Summer | B7 | 400 | 8000 | 6765.18 | 35.43 | 35.44 | 0.01 | 0
2040 | PJM_ROM_2_PJM_ROR | PJM_ROM | PJM_ROR | Internal | Summer | B8 | 500 | 8000 | 6307.77 | 28.67 | 28.68 | 0.01 | 0
2040 | PJM_ROM_2_PJM_ROR | PJM_ROM | PJM_ROR | Internal | Summer | B9 | 800 | 8000 | 8000 | 22.44 | 27.02 | 0.01 | 4.57
2040 | PJM_ROM_2_PJM_ROR | PJM_ROM | PJM_ROR | Internal | Summer | B10 | 1262 | 8000 | 8000 | 19.99 | 25.44 | 0.01 | 5.43
2040 | PJM_ROM_2_PJM_ROR | PJM_ROM | PJM_ROR | Internal | Winter | B16 | 25 | 8000 | 3704.15 | 55.73 | 55.74 | 0.01 | 0
2040 | PJM_ROM_2_PJM_ROR | PJM_ROM | PJM_ROR | Internal | Winter | B17 | 100 | 8000 | 2671.84 | 41.16 | 41.17 | 0.01 | 0
2040 | PJM_ROM_2_PJM_ROR | PJM_ROM | PJM_ROR | Internal | Winter | B18 | 400 | 8000 | 2940.58 | 33.65 | 33.66 | 0.01 | 0
2040 | PJM_ROM_2_PJM_ROR | PJM_ROM | PJM_ROR | Internal | Winter | B19 | 700 | 8000 | 2746.9 | 32.28 | 32.29 | 0.01 | 0
2040 | PJM_ROM_2_PJM_ROR | PJM_ROM | PJM_ROR | Internal | Winter | B20 | 935 | 8000 | 8000 | 30.97 | 32.17 | 0.01 | 1.19
2040 | SOCO_2_FRCC | SOCO | FRCC | Internal | Shoulder | B11 | 25 | 3700 | 2457.68 | 56.7 | 66.7 | 10 | 0
2040 | SOCO_2_FRCC | SOCO | FRCC | Internal | Shoulder | B12 | 200 | 3700 | 0 | 33.28 | 39.9 | 10 | 0
2040 | SOCO_2_FRCC | SOCO | FRCC | Internal | Shoulder | B13 | 600 | 3700 | 0 | 32.22 | 37.21 | 10 | 0
2040 | SOCO_2_FRCC | SOCO | FRCC | Internal | Shoulder | B14 | 900 | 3700 | 0 | 32.22 | 37.21 | 10 | 0
2040 | SOCO_2_FRCC | SOCO | FRCC | Internal | Shoulder | B15 | 1203 | 3700 | 0 | 32.22 | 37.21 | 10 | 0
2040 | SOCO_2_FRCC | SOCO | FRCC | Internal | Summer | B1 | 10 | 3700 | 660.73 | 76.95 | 86.95 | 10 | 0
2040 | SOCO_2_FRCC | SOCO | FRCC | Internal | Summer | B2 | 25 | 3700 | 0 | 71.48 | 76.29 | 10 | 0
2040 | SOCO_2_FRCC | SOCO | FRCC | Internal | Summer | B3 | 75 | 3700 | 0 | 71.48 | 76.29 | 10 | 0
2040 | SOCO_2_FRCC | SOCO | FRCC | Internal | Summer | B4 | 100 | 3700 | 0 | 69.55 | 76.29 | 10 | 0
2040 | SOCO_2_FRCC | SOCO | FRCC | Internal | Summer | B5 | 200 | 3700 | 0 | 69.55 | 74.07 | 10 | 0
2040 | SOCO_2_FRCC | SOCO | FRCC | Internal | Summer | B6 | 300 | 3700 | 0 | 64.96 | 47.97 | 10 | 0
2040 | SOCO_2_FRCC | SOCO | FRCC | Internal | Summer | B7 | 400 | 3700 | 0 | 40.86 | 38.7 | 10 | 0
2040 | SOCO_2_FRCC | SOCO | FRCC | Internal | Summer | B8 | 500 | 3700 | 0 | 32.69 | 37.02 | 10 | 0
2040 | SOCO_2_FRCC | SOCO | FRCC | Internal | Summer | B9 | 800 | 3700 | 0 | 30.59 | 35.96 | 10 | 0
2040 | SOCO_2_FRCC | SOCO | FRCC | Internal | Summer | B10 | 1262 | 3700 | 0 | 30.59 | 35.96 | 10 | 0
2040 | SOCO_2_FRCC | SOCO | FRCC | Internal | Winter | B16 | 25 | 3700 | 0 | 51.74 | 53.25 | 10 | 0
2040 | SOCO_2_FRCC | SOCO | FRCC | Internal | Winter | B17 | 100 | 3700 | 0 | 37.1 | 41.42 | 10 | 0
2040 | SOCO_2_FRCC | SOCO | FRCC | Internal | Winter | B18 | 400 | 3700 | 0 | 36.04 | 40.37 | 10 | 0
2040 | SOCO_2_FRCC | SOCO | FRCC | Internal | Winter | B19 | 700 | 3700 | 0 | 36.04 | 40.37 | 10 | 0
2040 | SOCO_2_FRCC | SOCO | FRCC | Internal | Winter | B20 | 935 | 3700 | 0 | 33.59 | 33.61 | 10 | 0
2040 | SOCO_2_VACAR | SOCO | VACAR | Internal | Shoulder | B11 | 25 | 2000 | 0 | 56.7 | 49.7 | 10 | 0
2040 | SOCO_2_VACAR | SOCO | VACAR | Internal | Shoulder | B12 | 200 | 2000 | 0 | 33.28 | 38.89 | 10 | 0
2040 | SOCO_2_VACAR | SOCO | VACAR | Internal | Shoulder | B13 | 600 | 2000 | 0 | 32.22 | 33.85 | 10 | 0
2040 | SOCO_2_VACAR | SOCO | VACAR | Internal | Shoulder | B14 | 900 | 2000 | 0 | 32.22 | 33.85 | 10 | 0
2040 | SOCO_2_VACAR | SOCO | VACAR | Internal | Shoulder | B15 | 1203 | 2000 | 0 | 32.22 | 33.52 | 10 | 0
2040 | SOCO_2_VACAR | SOCO | VACAR | Internal | Summer | B1 | 10 | 2000 | 0 | 76.95 | 76.94 | 10 | 0
2040 | SOCO_2_VACAR | SOCO | VACAR | Internal | Summer | B2 | 25 | 2000 | 0 | 71.48 | 67.58 | 10 | 0
2040 | SOCO_2_VACAR | SOCO | VACAR | Internal | Summer | B3 | 75 | 2000 | 0 | 71.48 | 67.58 | 10 | 0
2040 | SOCO_2_VACAR | SOCO | VACAR | Internal | Summer | B4 | 100 | 2000 | 0 | 69.55 | 65.33 | 10 | 0
2040 | SOCO_2_VACAR | SOCO | VACAR | Internal | Summer | B5 | 200 | 2000 | 0 | 69.55 | 65.12 | 10 | 0
2040 | SOCO_2_VACAR | SOCO | VACAR | Internal | Summer | B6 | 300 | 2000 | 0 | 64.96 | 57.96 | 10 | 0
2040 | SOCO_2_VACAR | SOCO | VACAR | Internal | Summer | B7 | 400 | 2000 | 0 | 40.86 | 33.86 | 10 | 0
2040 | SOCO_2_VACAR | SOCO | VACAR | Internal | Summer | B8 | 500 | 2000 | 0 | 32.69 | 31.2 | 10 | 0
2040 | SOCO_2_VACAR | SOCO | VACAR | Internal | Summer | B9 | 800 | 2000 | 0 | 30.59 | 31.2 | 10 | 0
2040 | SOCO_2_VACAR | SOCO | VACAR | Internal | Summer | B10 | 1262 | 2000 | 0 | 30.59 | 23.59 | 10 | 0
2040 | SOCO_2_VACAR | SOCO | VACAR | Internal | Winter | B16 | 25 | 2000 | 330.31 | 51.74 | 61.74 | 10 | 0
2040 | SOCO_2_VACAR | SOCO | VACAR | Internal | Winter | B17 | 100 | 2000 | 0 | 37.1 | 40.13 | 10 | 0
2040 | SOCO_2_VACAR | SOCO | VACAR | Internal | Winter | B18 | 400 | 2000 | 0 | 36.04 | 39.66 | 10 | 0
2040 | SOCO_2_VACAR | SOCO | VACAR | Internal | Winter | B19 | 700 | 2000 | 0 | 36.04 | 38.29 | 10 | 0
2040 | SOCO_2_VACAR | SOCO | VACAR | Internal | Winter | B20 | 935 | 2000 | 0 | 33.59 | 27.96 | 10 | 0
2040 | SPP_N_2_ENT | SPP_N | ENT | Internal | Shoulder | B11 | 25 | 9240 | 2363.42 | 36.71 | 41.71 | 5 | 0
2040 | SPP_N_2_ENT | SPP_N | ENT | Internal | Shoulder | B12 | 200 | 9240 | 7343.64 | 25.9 | 30.9 | 5 | 0
2040 | SPP_N_2_ENT | SPP_N | ENT | Internal | Shoulder | B13 | 600 | 9240 | 9240 | 24.75 | 29.76 | 5 | 0.01
2040 | SPP_N_2_ENT | SPP_N | ENT | Internal | Shoulder | B14 | 900 | 9240 | 8494.16 | 20.86 | 25.86 | 5 | 0
2040 | SPP_N_2_ENT | SPP_N | ENT | Internal | Shoulder | B15 | 1203 | 9240 | 9240 | -43.2 | 24.22 | 5 | 62.42
2040 | SPP_N_2_ENT | SPP_N | ENT | Internal | Summer | B1 | 10 | 9240 | 580.68 | 63.95 | 68.95 | 5 | 0
2040 | SPP_N_2_ENT | SPP_N | ENT | Internal | Summer | B2 | 25 | 9240 | 6766.2 | 61.24 | 66.24 | 5 | 0
2040 | SPP_N_2_ENT | SPP_N | ENT | Internal | Summer | B3 | 75 | 9240 | 3184.73 | 62.33 | 67.33 | 5 | 0
2040 | SPP_N_2_ENT | SPP_N | ENT | Internal | Summer | B4 | 100 | 9240 | 5259.25 | 61.41 | 66.41 | 5 | 0
2040 | SPP_N_2_ENT | SPP_N | ENT | Internal | Summer | B5 | 200 | 9240 | 6354.02 | 56.55 | 61.55 | 5 | 0
2040 | SPP_N_2_ENT | SPP_N | ENT | Internal | Summer | B6 | 300 | 9240 | 3772.98 | 51.96 | 56.96 | 5 | 0
2040 | SPP_N_2_ENT | SPP_N | ENT | Internal | Summer | B7 | 400 | 9240 | 3251.58 | 28.45 | 33.45 | 5 | 0
2040 | SPP_N_2_ENT | SPP_N | ENT | Internal | Summer | B8 | 500 | 9240 | 5651.43 | 25.13 | 30.13 | 5 | 0
2040 | SPP_N_2_ENT | SPP_N | ENT | Internal | Summer | B9 | 800 | 9240 | 6808.98 | 24.71 | 29.71 | 5 | 0
2040 | SPP_N_2_ENT | SPP_N | ENT | Internal | Summer | B10 | 1262 | 9240 | 9240 | 21.46 | 26.47 | 5 | 0.01
2040 | SPP_N_2_ENT | SPP_N | ENT | Internal | Winter | B16 | 25 | 9240 | 9240 | 31.03 | 36.04 | 5 | 0.01
2040 | SPP_N_2_ENT | SPP_N | ENT | Internal | Winter | B17 | 100 | 9240 | 9240 | 25.75 | 30.76 | 5 | 0.01
2040 | SPP_N_2_ENT | SPP_N | ENT | Internal | Winter | B18 | 400 | 9240 | 9240 | 25.62 | 30.63 | 5 | 0.01
2040 | SPP_N_2_ENT | SPP_N | ENT | Internal | Winter | B19 | 700 | 9240 | 9052.28 | 25.16 | 30.16 | 5 | 0
2040 | SPP_N_2_ENT | SPP_N | ENT | Internal | Winter | B20 | 935 | 9240 | 9240 | 17.53 | 25.59 | 5 | 3.06
2040 | SPP_N_2_MISO_MO-IL | SPP_N | MISO_MO-IL | Internal | Shoulder | B11 | 25 | 2263 | 1926.44 | 36.71 | 41.71 | 5 | 0
2040 | SPP_N_2_MISO_MO-IL | SPP_N | MISO_MO-IL | Internal | Shoulder | B12 | 200 | 2263 | 1597.52 | 25.9 | 30.9 | 5 | 0
2040 | SPP_N_2_MISO_MO-IL | SPP_N | MISO_MO-IL | Internal | Shoulder | B13 | 600 | 2263 | 0 | 24.75 | 29.38 | 5 | 0
2040 | SPP_N_2_MISO_MO-IL | SPP_N | MISO_MO-IL | Internal | Shoulder | B14 | 900 | 2263 | 2263 | 20.86 | 27.58 | 5 | 1.72
2040 | SPP_N_2_MISO_MO-IL | SPP_N | MISO_MO-IL | Internal | Shoulder | B15 | 1203 | 2263 | 2263 | -43.2 | 27.58 | 5 | 65.78
2040 | SPP_N_2_MISO_MO-IL | SPP_N | MISO_MO-IL | Internal | Summer | B1 | 10 | 2263 | 2249.79 | 63.95 | 68.95 | 5 | 0
2040 | SPP_N_2_MISO_MO-IL | SPP_N | MISO_MO-IL | Internal | Summer | B2 | 25 | 2263 | 60.8 | 61.24 | 66.24 | 5 | 0
2040 | SPP_N_2_MISO_MO-IL | SPP_N | MISO_MO-IL | Internal | Summer | B3 | 75 | 2263 | 0 | 62.33 | 63.31 | 5 | 0
2040 | SPP_N_2_MISO_MO-IL | SPP_N | MISO_MO-IL | Internal | Summer | B4 | 100 | 2263 | 0 | 61.41 | 61.13 | 5 | 0
2040 | SPP_N_2_MISO_MO-IL | SPP_N | MISO_MO-IL | Internal | Summer | B5 | 200 | 2263 | 0 | 56.55 | 61.12 | 5 | 0
2040 | SPP_N_2_MISO_MO-IL | SPP_N | MISO_MO-IL | Internal | Summer | B6 | 300 | 2263 | 1102.92 | 51.96 | 56.96 | 5 | 0
2040 | SPP_N_2_MISO_MO-IL | SPP_N | MISO_MO-IL | Internal | Summer | B7 | 400 | 2263 | 1002.17 | 28.45 | 33.45 | 5 | 0
2040 | SPP_N_2_MISO_MO-IL | SPP_N | MISO_MO-IL | Internal | Summer | B8 | 500 | 2263 | 0 | 25.13 | 27.66 | 5 | 0
2040 | SPP_N_2_MISO_MO-IL | SPP_N | MISO_MO-IL | Internal | Summer | B9 | 800 | 2263 | 0 | 24.71 | 27.12 | 5 | 0
2040 | SPP_N_2_MISO_MO-IL | SPP_N | MISO_MO-IL | Internal | Summer | B10 | 1262 | 2263 | 0 | 21.46 | 25.7 | 5 | 0
2040 | SPP_N_2_MISO_MO-IL | SPP_N | MISO_MO-IL | Internal | Winter | B16 | 25 | 2263 | 2263 | 31.03 | 44.04 | 5 | 8.01
2040 | SPP_N_2_MISO_MO-IL | SPP_N | MISO_MO-IL | Internal | Winter | B17 | 100 | 2263 | 2263 | 25.75 | 38.76 | 5 | 8.01
2040 | SPP_N_2_MISO_MO-IL | SPP_N | MISO_MO-IL | Internal | Winter | B18 | 400 | 2263 | 2263 | 25.62 | 31.65 | 5 | 1.03
2040 | SPP_N_2_MISO_MO-IL | SPP_N | MISO_MO-IL | Internal | Winter | B19 | 700 | 2263 | 2263 | 25.16 | 30.29 | 5 | 0.13
2040 | SPP_N_2_MISO_MO-IL | SPP_N | MISO_MO-IL | Internal | Winter | B20 | 935 | 2263 | 2263 | 17.53 | 27.6 | 5 | 5.07
2040 | SPP_N_2_MISO_W | SPP_N | MISO_W | Internal | Shoulder | B11 | 25 | 750 | 0 | 36.71 | 41.7 | 5 | 0
2040 | SPP_N_2_MISO_W | SPP_N | MISO_W | Internal | Shoulder | B12 | 200 | 750 | 0 | 25.9 | 30.89 | 5 | 0
2040 | SPP_N_2_MISO_W | SPP_N | MISO_W | Internal | Shoulder | B13 | 600 | 750 | 0 | 24.75 | 27.46 | 5 | 0
2040 | SPP_N_2_MISO_W | SPP_N | MISO_W | Internal | Shoulder | B14 | 900 | 750 | 0 | 20.86 | 25.85 | 5 | 0
2040 | SPP_N_2_MISO_W | SPP_N | MISO_W | Internal | Shoulder | B15 | 1203 | 750 | 750 | -43.2 | 1.03 | 5 | 39.23
2040 | SPP_N_2_MISO_W | SPP_N | MISO_W | Internal | Summer | B1 | 10 | 750 | 0 | 63.95 | 68.94 | 5 | 0
2040 | SPP_N_2_MISO_W | SPP_N | MISO_W | Internal | Summer | B2 | 25 | 750 | 0 | 61.24 | 66.23 | 5 | 0
2040 | SPP_N_2_MISO_W | SPP_N | MISO_W | Internal | Summer | B3 | 75 | 750 | 0 | 62.33 | 63.3 | 5 | 0
2040 | SPP_N_2_MISO_W | SPP_N | MISO_W | Internal | Summer | B4 | 100 | 750 | 0 | 61.41 | 61.12 | 5 | 0
2040 | SPP_N_2_MISO_W | SPP_N | MISO_W | Internal | Summer | B5 | 200 | 750 | 0 | 56.55 | 61.1 | 5 | 0
2040 | SPP_N_2_MISO_W | SPP_N | MISO_W | Internal | Summer | B6 | 300 | 750 | 0 | 51.96 | 56.95 | 5 | 0
2040 | SPP_N_2_MISO_W | SPP_N | MISO_W | Internal | Summer | B7 | 400 | 750 | 0 | 28.45 | 33.44 | 5 | 0
2040 | SPP_N_2_MISO_W | SPP_N | MISO_W | Internal | Summer | B8 | 500 | 750 | 0 | 25.13 | 26.68 | 5 | 0
2040 | SPP_N_2_MISO_W | SPP_N | MISO_W | Internal | Summer | B9 | 800 | 750 | 0 | 24.71 | 25.95 | 5 | 0
2040 | SPP_N_2_MISO_W | SPP_N | MISO_W | Internal | Summer | B10 | 1262 | 750 | 0 | 21.46 | 23.44 | 5 | 0
2040 | SPP_N_2_MISO_W | SPP_N | MISO_W | Internal | Winter | B16 | 25 | 750 | 0 | 31.03 | 24.27 | 5 | 0
2040 | SPP_N_2_MISO_W | SPP_N | MISO_W | Internal | Winter | B17 | 100 | 750 | 0 | 25.75 | 25.36 | 5 | 0
2040 | SPP_N_2_MISO_W | SPP_N | MISO_W | Internal | Winter | B18 | 400 | 750 | 0 | 25.62 | 30.16 | 5 | 0
2040 | SPP_N_2_MISO_W | SPP_N | MISO_W | Internal | Winter | B19 | 700 | 750 | 712.1 | 25.16 | 30.16 | 5 | 0
2040 | SPP_N_2_MISO_W | SPP_N | MISO_W | Internal | Winter | B20 | 935 | 750 | 750 | 17.53 | 22.61 | 5 | 0.08
2040 | SPP_N_2_SPP_S | SPP_N | SPP_S | Internal | Shoulder | B11 | 25 | 5571 | 0 | 36.71 | 36.71 | 0.01 | 0
2040 | SPP_N_2_SPP_S | SPP_N | SPP_S | Internal | Shoulder | B12 | 200 | 5571 | 253.54 | 25.9 | 25.92 | 0.01 | 0
2040 | SPP_N_2_SPP_S | SPP_N | SPP_S | Internal | Shoulder | B13 | 600 | 5571 | 3904.33 | 24.75 | 24.76 | 0.01 | 0
2040 | SPP_N_2_SPP_S | SPP_N | SPP_S | Internal | Shoulder | B14 | 900 | 5571 | 0 | 20.86 | 20.85 | 0.01 | 0
2040 | SPP_N_2_SPP_S | SPP_N | SPP_S | Internal | Shoulder | B15 | 1203 | 5571 | 0 | -43.2 | -46.67 | 0.01 | 0
2040 | SPP_N_2_SPP_S | SPP_N | SPP_S | Internal | Summer | B1 | 10 | 5571 | 0 | 63.95 | 29.62 | 0.01 | 0
2040 | SPP_N_2_SPP_S | SPP_N | SPP_S | Internal | Summer | B2 | 25 | 5571 | 677.67 | 61.24 | 61.25 | 0.01 | 0
2040 | SPP_N_2_SPP_S | SPP_N | SPP_S | Internal | Summer | B3 | 75 | 5571 | 2282.37 | 62.33 | 62.34 | 0.01 | 0
2040 | SPP_N_2_SPP_S | SPP_N | SPP_S | Internal | Summer | B4 | 100 | 5571 | 2043.84 | 61.41 | 61.42 | 0.01 | 0
2040 | SPP_N_2_SPP_S | SPP_N | SPP_S | Internal | Summer | B5 | 200 | 5571 | 1620.48 | 56.55 | 56.57 | 0.01 | 0
2040 | SPP_N_2_SPP_S | SPP_N | SPP_S | Internal | Summer | B6 | 300 | 5571 | 1558.99 | 51.96 | 51.98 | 0.01 | 0
2040 | SPP_N_2_SPP_S | SPP_N | SPP_S | Internal | Summer | B7 | 400 | 5571 | 3509.81 | 28.45 | 28.47 | 0.01 | 0
2040 | SPP_N_2_SPP_S | SPP_N | SPP_S | Internal | Summer | B8 | 500 | 5571 | 5571 | 25.13 | 27.54 | 0.01 | 2.4
2040 | SPP_N_2_SPP_S | SPP_N | SPP_S | Internal | Summer | B9 | 800 | 5571 | 5571 | 24.71 | 27.12 | 0.01 | 2.4
2040 | SPP_N_2_SPP_S | SPP_N | SPP_S | Internal | Summer | B10 | 1262 | 5571 | 4082.05 | 21.46 | 21.47 | 0.01 | 0
2040 | SPP_N_2_SPP_S | SPP_N | SPP_S | Internal | Winter | B16 | 25 | 5571 | 2127.47 | 31.03 | 31.04 | 0.01 | 0
2040 | SPP_N_2_SPP_S | SPP_N | SPP_S | Internal | Winter | B17 | 100 | 5571 | 3402.32 | 25.75 | 25.76 | 0.01 | 0
2040 | SPP_N_2_SPP_S | SPP_N | SPP_S | Internal | Winter | B18 | 400 | 5571 | 2274.03 | 25.62 | 25.63 | 0.01 | 0
2040 | SPP_N_2_SPP_S | SPP_N | SPP_S | Internal | Winter | B19 | 700 | 5571 | 0 | 25.16 | 25.16 | 0.01 | 0
2040 | SPP_N_2_SPP_S | SPP_N | SPP_S | Internal | Winter | B20 | 935 | 5571 | 502.23 | 17.53 | 17.54 | 0.01 | 0
2040 | SPP_S_2_ENT | SPP_S | ENT | Internal | Shoulder | B11 | 25 | 5132 | 5000.99 | 36.71 | 41.71 | 5 | 0
2040 | SPP_S_2_ENT | SPP_S | ENT | Internal | Shoulder | B12 | 200 | 5132 | 0 | 25.92 | 30.9 | 5 | 0
2040 | SPP_S_2_ENT | SPP_S | ENT | Internal | Shoulder | B13 | 600 | 5132 | 4736.4 | 24.76 | 29.76 | 5 | 0
2040 | SPP_S_2_ENT | SPP_S | ENT | Internal | Shoulder | B14 | 900 | 5132 | 5132 | 20.85 | 25.86 | 5 | 0.01
2040 | SPP_S_2_ENT | SPP_S | ENT | Internal | Shoulder | B15 | 1203 | 5132 | 5132 | -46.67 | 24.22 | 5 | 65.9
2040 | SPP_S_2_ENT | SPP_S | ENT | Internal | Summer | B1 | 10 | 5132 | 5132 | 29.62 | 68.95 | 5 | 34.33
2040 | SPP_S_2_ENT | SPP_S | ENT | Internal | Summer | B2 | 25 | 5132 | 0 | 61.25 | 66.24 | 5 | 0
2040 | SPP_S_2_ENT | SPP_S | ENT | Internal | Summer | B3 | 75 | 5132 | 0 | 62.34 | 67.33 | 5 | 0
2040 | SPP_S_2_ENT | SPP_S | ENT | Internal | Summer | B4 | 100 | 5132 | 0 | 61.42 | 66.41 | 5 | 0
2040 | SPP_S_2_ENT | SPP_S | ENT | Internal | Summer | B5 | 200 | 5132 | 0 | 56.57 | 61.55 | 5 | 0
2040 | SPP_S_2_ENT | SPP_S | ENT | Internal | Summer | B6 | 300 | 5132 | 0 | 51.98 | 56.96 | 5 | 0
2040 | SPP_S_2_ENT | SPP_S | ENT | Internal | Summer | B7 | 400 | 5132 | 0 | 28.47 | 33.45 | 5 | 0
2040 | SPP_S_2_ENT | SPP_S | ENT | Internal | Summer | B8 | 500 | 5132 | 0 | 27.54 | 30.13 | 5 | 0
2040 | SPP_S_2_ENT | SPP_S | ENT | Internal | Summer | B9 | 800 | 5132 | 0 | 27.12 | 29.71 | 5 | 0
2040 | SPP_S_2_ENT | SPP_S | ENT | Internal | Summer | B10 | 1262 | 5132 | 2990.25 | 21.47 | 26.47 | 5 | 0
2040 | SPP_S_2_ENT | SPP_S | ENT | Internal | Winter | B16 | 25 | 5132 | 3596.23 | 31.04 | 36.04 | 5 | 0
2040 | SPP_S_2_ENT | SPP_S | ENT | Internal | Winter | B17 | 100 | 5132 | 3566.06 | 25.76 | 30.76 | 5 | 0
2040 | SPP_S_2_ENT | SPP_S | ENT | Internal | Winter | B18 | 400 | 5132 | 1351.31 | 25.63 | 30.63 | 5 | 0
2040 | SPP_S_2_ENT | SPP_S | ENT | Internal | Winter | B19 | 700 | 5132 | 917.71 | 25.16 | 30.16 | 5 | 0
2040 | SPP_S_2_ENT | SPP_S | ENT | Internal | Winter | B20 | 935 | 5132 | 5132 | 17.54 | 25.59 | 5 | 3.05
2040 | SPP_S_2_SPP_N | SPP_S | SPP_N | Internal | Shoulder | B11 | 25 | 2211 | 0 | 36.71 | 36.71 | 0.01 | 0
2040 | SPP_S_2_SPP_N | SPP_S | SPP_N | Internal | Shoulder | B12 | 200 | 2211 | 0 | 25.92 | 25.9 | 0.01 | 0
2040 | SPP_S_2_SPP_N | SPP_S | SPP_N | Internal | Shoulder | B13 | 600 | 2211 | 0 | 24.76 | 24.75 | 0.01 | 0
2040 | SPP_S_2_SPP_N | SPP_S | SPP_N | Internal | Shoulder | B14 | 900 | 2211 | 701.54 | 20.85 | 20.86 | 0.01 | 0
2040 | SPP_S_2_SPP_N | SPP_S | SPP_N | Internal | Shoulder | B15 | 1203 | 2211 | 2211 | -46.67 | -43.2 | 0.01 | 3.46
2040 | SPP_S_2_SPP_N | SPP_S | SPP_N | Internal | Summer | B1 | 10 | 2211 | 2211 | 29.62 | 63.95 | 0.01 | 34.32
2040 | SPP_S_2_SPP_N | SPP_S | SPP_N | Internal | Summer | B2 | 25 | 2211 | 0 | 61.25 | 61.24 | 0.01 | 0
2040 | SPP_S_2_SPP_N | SPP_S | SPP_N | Internal | Summer | B3 | 75 | 2211 | 0 | 62.34 | 62.33 | 0.01 | 0
2040 | SPP_S_2_SPP_N | SPP_S | SPP_N | Internal | Summer | B4 | 100 | 2211 | 0 | 61.42 | 61.41 | 0.01 | 0
2040 | SPP_S_2_SPP_N | SPP_S | SPP_N | Internal | Summer | B5 | 200 | 2211 | 0 | 56.57 | 56.55 | 0.01 | 0
2040 | SPP_S_2_SPP_N | SPP_S | SPP_N | Internal | Summer | B6 | 300 | 2211 | 0 | 51.98 | 51.96 | 0.01 | 0
2040 | SPP_S_2_SPP_N | SPP_S | SPP_N | Internal | Summer | B7 | 400 | 2211 | 0 | 28.47 | 28.45 | 0.01 | 0
2040 | SPP_S_2_SPP_N | SPP_S | SPP_N | Internal | Summer | B8 | 500 | 2211 | 0 | 27.54 | 25.13 | 0.01 | 0
2040 | SPP_S_2_SPP_N | SPP_S | SPP_N | Internal | Summer | B9 | 800 | 2211 | 0 | 27.12 | 24.71 | 0.01 | 0
2040 | SPP_S_2_SPP_N | SPP_S | SPP_N | Internal | Summer | B10 | 1262 | 2211 | 0 | 21.47 | 21.46 | 0.01 | 0
2040 | SPP_S_2_SPP_N | SPP_S | SPP_N | Internal | Winter | B16 | 25 | 2211 | 0 | 31.04 | 31.03 | 0.01 | 0
2040 | SPP_S_2_SPP_N | SPP_S | SPP_N | Internal | Winter | B17 | 100 | 2211 | 0 | 25.76 | 25.75 | 0.01 | 0
2040 | SPP_S_2_SPP_N | SPP_S | SPP_N | Internal | Winter | B18 | 400 | 2211 | 0 | 25.63 | 25.62 | 0.01 | 0
2040 | SPP_S_2_SPP_N | SPP_S | SPP_N | Internal | Winter | B19 | 700 | 2211 | 0 | 25.16 | 25.16 | 0.01 | 0
2040 | SPP_S_2_SPP_N | SPP_S | SPP_N | Internal | Winter | B20 | 935 | 2211 | 0 | 17.54 | 17.53 | 0.01 | 0
2040 | TVA_2_ENT | TVA | ENT | Internal | Shoulder | B11 | 25 | 500 | 0 | 45.31 | 41.71 | 9 | 0
2040 | TVA_2_ENT | TVA | ENT | Internal | Shoulder | B12 | 200 | 500 | 0 | 33.37 | 30.9 | 9 | 0
2040 | TVA_2_ENT | TVA | ENT | Internal | Shoulder | B13 | 600 | 500 | 0 | 32.2 | 29.76 | 9 | 0
2040 | TVA_2_ENT | TVA | ENT | Internal | Shoulder | B14 | 900 | 500 | 0 | 32.2 | 25.86 | 9 | 0
2040 | TVA_2_ENT | TVA | ENT | Internal | Shoulder | B15 | 1203 | 500 | 0 | 32.2 | 24.22 | 9 | 0
2040 | TVA_2_ENT | TVA | ENT | Internal | Summer | B1 | 10 | 500 | 0 | 74.24 | 68.95 | 9 | 0
2040 | TVA_2_ENT | TVA | ENT | Internal | Summer | B2 | 25 | 500 | 0 | 74.24 | 66.24 | 9 | 0
2040 | TVA_2_ENT | TVA | ENT | Internal | Summer | B3 | 75 | 500 | 0 | 67.32 | 67.33 | 9 | 0
2040 | TVA_2_ENT | TVA | ENT | Internal | Summer | B4 | 100 | 500 | 0 | 65.13 | 66.41 | 9 | 0
2040 | TVA_2_ENT | TVA | ENT | Internal | Summer | B5 | 200 | 500 | 0 | 57.69 | 61.55 | 9 | 0
2040 | TVA_2_ENT | TVA | ENT | Internal | Summer | B6 | 300 | 500 | 500 | 41.82 | 56.96 | 9 | 6.14
2040 | TVA_2_ENT | TVA | ENT | Internal | Summer | B7 | 400 | 500 | 0 | 30.64 | 33.45 | 9 | 0
2040 | TVA_2_ENT | TVA | ENT | Internal | Summer | B8 | 500 | 500 | 0 | 30.64 | 30.13 | 9 | 0
2040 | TVA_2_ENT | TVA | ENT | Internal | Summer | B9 | 800 | 500 | 0 | 30.64 | 29.71 | 9 | 0
2040 | TVA_2_ENT | TVA | ENT | Internal | Summer | B10 | 1262 | 500 | 0 | 29.58 | 26.47 | 9 | 0
2040 | TVA_2_ENT | TVA | ENT | Internal | Winter | B16 | 25 | 500 | 0 | 48.58 | 36.04 | 9 | 0
2040 | TVA_2_ENT | TVA | ENT | Internal | Winter | B17 | 100 | 500 | 0 | 36.63 | 30.76 | 9 | 0
2040 | TVA_2_ENT | TVA | ENT | Internal | Winter | B18 | 400 | 500 | 0 | 35.71 | 30.63 | 9 | 0
2040 | TVA_2_ENT | TVA | ENT | Internal | Winter | B19 | 700 | 500 | 0 | 35.71 | 30.16 | 9 | 0
2040 | TVA_2_ENT | TVA | ENT | Internal | Winter | B20 | 935 | 500 | 0 | 34.65 | 25.59 | 9 | 0
2040 | TVA_2_MISO_MO-IL | TVA | MISO_MO-IL | Internal | Shoulder | B11 | 25 | 50 | 0 | 45.31 | 41.71 | 9 | 0
2040 | TVA_2_MISO_MO-IL | TVA | MISO_MO-IL | Internal | Shoulder | B12 | 200 | 50 | 0 | 33.37 | 30.9 | 9 | 0
2040 | TVA_2_MISO_MO-IL | TVA | MISO_MO-IL | Internal | Shoulder | B13 | 600 | 50 | 0 | 32.2 | 29.38 | 9 | 0
2040 | TVA_2_MISO_MO-IL | TVA | MISO_MO-IL | Internal | Shoulder | B14 | 900 | 50 | 0 | 32.2 | 27.58 | 9 | 0
2040 | TVA_2_MISO_MO-IL | TVA | MISO_MO-IL | Internal | Shoulder | B15 | 1203 | 50 | 0 | 32.2 | 27.58 | 9 | 0
2040 | TVA_2_MISO_MO-IL | TVA | MISO_MO-IL | Internal | Summer | B1 | 10 | 50 | 0 | 74.24 | 68.95 | 9 | 0
2040 | TVA_2_MISO_MO-IL | TVA | MISO_MO-IL | Internal | Summer | B2 | 25 | 50 | 0 | 74.24 | 66.24 | 9 | 0
2040 | TVA_2_MISO_MO-IL | TVA | MISO_MO-IL | Internal | Summer | B3 | 75 | 50 | 0 | 67.32 | 63.31 | 9 | 0
2040 | TVA_2_MISO_MO-IL | TVA | MISO_MO-IL | Internal | Summer | B4 | 100 | 50 | 0 | 65.13 | 61.13 | 9 | 0
2040 | TVA_2_MISO_MO-IL | TVA | MISO_MO-IL | Internal | Summer | B5 | 200 | 50 | 0 | 57.69 | 61.12 | 9 | 0
2040 | TVA_2_MISO_MO-IL | TVA | MISO_MO-IL | Internal | Summer | B6 | 300 | 50 | 50 | 41.82 | 56.96 | 9 | 6.14
2040 | TVA_2_MISO_MO-IL | TVA | MISO_MO-IL | Internal | Summer | B7 | 400 | 50 | 0 | 30.64 | 33.45 | 9 | 0
2040 | TVA_2_MISO_MO-IL | TVA | MISO_MO-IL | Internal | Summer | B8 | 500 | 50 | 0 | 30.64 | 27.66 | 9 | 0
2040 | TVA_2_MISO_MO-IL | TVA | MISO_MO-IL | Internal | Summer | B9 | 800 | 50 | 0 | 30.64 | 27.12 | 9 | 0
2040 | TVA_2_MISO_MO-IL | TVA | MISO_MO-IL | Internal | Summer | B10 | 1262 | 50 | 0 | 29.58 | 25.7 | 9 | 0
2040 | TVA_2_MISO_MO-IL | TVA | MISO_MO-IL | Internal | Winter | B16 | 25 | 50 | 0 | 48.58 | 44.04 | 9 | 0
2040 | TVA_2_MISO_MO-IL | TVA | MISO_MO-IL | Internal | Winter | B17 | 100 | 50 | 0 | 36.63 | 38.76 | 9 | 0
2040 | TVA_2_MISO_MO-IL | TVA | MISO_MO-IL | Internal | Winter | B18 | 400 | 50 | 0 | 35.71 | 31.65 | 9 | 0
2040 | TVA_2_MISO_MO-IL | TVA | MISO_MO-IL | Internal | Winter | B19 | 700 | 50 | 0 | 35.71 | 30.29 | 9 | 0
2040 | TVA_2_MISO_MO-IL | TVA | MISO_MO-IL | Internal | Winter | B20 | 935 | 50 | 0 | 34.65 | 27.6 | 9 | 0
2040 | TVA_2_NonRTO_Midwest | TVA | NonRTO_Midwest | Internal | Shoulder | B11 | 25 | 100 | 0 | 45.31 | 49.72 | 9 | 0
2040 | TVA_2_NonRTO_Midwest | TVA | NonRTO_Midwest | Internal | Shoulder | B12 | 200 | 100 | 0 | 33.37 | 38.92 | 9 | 0
2040 | TVA_2_NonRTO_Midwest | TVA | NonRTO_Midwest | Internal | Shoulder | B13 | 600 | 100 | 0 | 32.2 | 37.39 | 9 | 0
2040 | TVA_2_NonRTO_Midwest | TVA | NonRTO_Midwest | Internal | Shoulder | B14 | 900 | 100 | 0 | 32.2 | 32.32 | 9 | 0
2040 | TVA_2_NonRTO_Midwest | TVA | NonRTO_Midwest | Internal | Shoulder | B15 | 1203 | 100 | 0 | 32.2 | 32.03 | 9 | 0
2040 | TVA_2_NonRTO_Midwest | TVA | NonRTO_Midwest | Internal | Summer | B1 | 10 | 100 | 0 | 74.24 | 66.69 | 9 | 0
2040 | TVA_2_NonRTO_Midwest | TVA | NonRTO_Midwest | Internal | Summer | B2 | 25 | 100 | 0 | 74.24 | 66.69 | 9 | 0
2040 | TVA_2_NonRTO_Midwest | TVA | NonRTO_Midwest | Internal | Summer | B3 | 75 | 100 | 0 | 67.32 | 66.69 | 9 | 0
2040 | TVA_2_NonRTO_Midwest | TVA | NonRTO_Midwest | Internal | Summer | B4 | 100 | 100 | 0 | 65.13 | 66.69 | 9 | 0
2040 | TVA_2_NonRTO_Midwest | TVA | NonRTO_Midwest | Internal | Summer | B5 | 200 | 100 | 81.18 | 57.69 | 66.69 | 9 | 0
2040 | TVA_2_NonRTO_Midwest | TVA | NonRTO_Midwest | Internal | Summer | B6 | 300 | 100 | 100 | 41.82 | 64.98 | 9 | 14.16
2040 | TVA_2_NonRTO_Midwest | TVA | NonRTO_Midwest | Internal | Summer | B7 | 400 | 100 | 0 | 30.64 | 32.32 | 9 | 0
2040 | TVA_2_NonRTO_Midwest | TVA | NonRTO_Midwest | Internal | Summer | B8 | 500 | 100 | 0 | 30.64 | 30.19 | 9 | 0
2040 | TVA_2_NonRTO_Midwest | TVA | NonRTO_Midwest | Internal | Summer | B9 | 800 | 100 | 0 | 30.64 | 30.19 | 9 | 0
2040 | TVA_2_NonRTO_Midwest | TVA | NonRTO_Midwest | Internal | Summer | B10 | 1262 | 100 | 0 | 29.58 | 30.19 | 9 | 0
2040 | TVA_2_NonRTO_Midwest | TVA | NonRTO_Midwest | Internal | Winter | B16 | 25 | 100 | 100 | 48.58 | 61.74 | 9 | 4.16
2040 | TVA_2_NonRTO_Midwest | TVA | NonRTO_Midwest | Internal | Winter | B17 | 100 | 100 | 100 | 36.63 | 47.17 | 9 | 1.55
2040 | TVA_2_NonRTO_Midwest | TVA | NonRTO_Midwest | Internal | Winter | B18 | 400 | 100 | 0 | 35.71 | 39.66 | 9 | 0
2040 | TVA_2_NonRTO_Midwest | TVA | NonRTO_Midwest | Internal | Winter | B19 | 700 | 100 | 0 | 35.71 | 36.58 | 9 | 0
2040 | TVA_2_NonRTO_Midwest | TVA | NonRTO_Midwest | Internal | Winter | B20 | 935 | 100 | 0 | 34.65 | 36.58 | 9 | 0
2040 | TVA_2_PJM_ROR | TVA | PJM_ROR | Internal | Shoulder | B11 | 25 | 500 | 0 | 45.31 | 43.7 | 9 | 0
2040 | TVA_2_PJM_ROR | TVA | PJM_ROR | Internal | Shoulder | B12 | 200 | 500 | 0 | 33.37 | 32.89 | 9 | 0
2040 | TVA_2_PJM_ROR | TVA | PJM_ROR | Internal | Shoulder | B13 | 600 | 500 | 0 | 32.2 | 29.46 | 9 | 0
2040 | TVA_2_PJM_ROR | TVA | PJM_ROR | Internal | Shoulder | B14 | 900 | 500 | 0 | 32.2 | 27.85 | 9 | 0
2040 | TVA_2_PJM_ROR | TVA | PJM_ROR | Internal | Shoulder | B15 | 1203 | 500 | 0 | 32.2 | 27.52 | 9 | 0
2040 | TVA_2_PJM_ROR | TVA | PJM_ROR | Internal | Summer | B1 | 10 | 500 | 0 | 74.24 | 70.94 | 9 | 0
2040 | TVA_2_PJM_ROR | TVA | PJM_ROR | Internal | Summer | B2 | 25 | 500 | 0 | 74.24 | 68.23 | 9 | 0
2040 | TVA_2_PJM_ROR | TVA | PJM_ROR | Internal | Summer | B3 | 75 | 500 | 0 | 67.32 | 61.31 | 9 | 0
2040 | TVA_2_PJM_ROR | TVA | PJM_ROR | Internal | Summer | B4 | 100 | 500 | 0 | 65.13 | 59.12 | 9 | 0
2040 | TVA_2_PJM_ROR | TVA | PJM_ROR | Internal | Summer | B5 | 200 | 500 | 0 | 57.69 | 59.12 | 9 | 0
2040 | TVA_2_PJM_ROR | TVA | PJM_ROR | Internal | Summer | B6 | 300 | 500 | 500 | 41.82 | 58.94 | 9 | 8.12
2040 | TVA_2_PJM_ROR | TVA | PJM_ROR | Internal | Summer | B7 | 400 | 500 | 0 | 30.64 | 35.44 | 9 | 0
2040 | TVA_2_PJM_ROR | TVA | PJM_ROR | Internal | Summer | B8 | 500 | 500 | 0 | 30.64 | 28.68 | 9 | 0
2040 | TVA_2_PJM_ROR | TVA | PJM_ROR | Internal | Summer | B9 | 800 | 500 | 0 | 30.64 | 27.02 | 9 | 0
2040 | TVA_2_PJM_ROR | TVA | PJM_ROR | Internal | Summer | B10 | 1262 | 500 | 0 | 29.58 | 25.44 | 9 | 0
2040 | TVA_2_PJM_ROR | TVA | PJM_ROR | Internal | Winter | B16 | 25 | 500 | 0 | 48.58 | 55.74 | 9 | 0
2040 | TVA_2_PJM_ROR | TVA | PJM_ROR | Internal | Winter | B17 | 100 | 500 | 0 | 36.63 | 41.17 | 9 | 0
2040 | TVA_2_PJM_ROR | TVA | PJM_ROR | Internal | Winter | B18 | 400 | 500 | 0 | 35.71 | 33.66 | 9 | 0
2040 | TVA_2_PJM_ROR | TVA | PJM_ROR | Internal | Winter | B19 | 700 | 500 | 0 | 35.71 | 32.29 | 9 | 0
2040 | TVA_2_PJM_ROR | TVA | PJM_ROR | Internal | Winter | B20 | 935 | 500 | 0 | 34.65 | 32.17 | 9 | 0
2040 | TVA_2_SOCO | TVA | SOCO | Internal | Shoulder | B11 | 25 | 500 | 500 | 45.31 | 56.7 | 9 | 2.38
2040 | TVA_2_SOCO | TVA | SOCO | Internal | Shoulder | B12 | 200 | 500 | 0 | 33.37 | 33.28 | 9 | 0
2040 | TVA_2_SOCO | TVA | SOCO | Internal | Shoulder | B13 | 600 | 500 | 0 | 32.2 | 32.22 | 9 | 0
2040 | TVA_2_SOCO | TVA | SOCO | Internal | Shoulder | B14 | 900 | 500 | 0 | 32.2 | 32.22 | 9 | 0
2040 | TVA_2_SOCO | TVA | SOCO | Internal | Shoulder | B15 | 1203 | 500 | 0 | 32.2 | 32.22 | 9 | 0
2040 | TVA_2_SOCO | TVA | SOCO | Internal | Summer | B1 | 10 | 500 | 0 | 74.24 | 76.95 | 9 | 0
2040 | TVA_2_SOCO | TVA | SOCO | Internal | Summer | B2 | 25 | 500 | 0 | 74.24 | 71.48 | 9 | 0
2040 | TVA_2_SOCO | TVA | SOCO | Internal | Summer | B3 | 75 | 500 | 0 | 67.32 | 71.48 | 9 | 0
2040 | TVA_2_SOCO | TVA | SOCO | Internal | Summer | B4 | 100 | 500 | 0 | 65.13 | 69.55 | 9 | 0
2040 | TVA_2_SOCO | TVA | SOCO | Internal | Summer | B5 | 200 | 500 | 500 | 57.69 | 69.55 | 9 | 2.86
2040 | TVA_2_SOCO | TVA | SOCO | Internal | Summer | B6 | 300 | 500 | 500 | 41.82 | 64.96 | 9 | 14.14
2040 | TVA_2_SOCO | TVA | SOCO | Internal | Summer | B7 | 400 | 500 | 500 | 30.64 | 40.86 | 9 | 1.21
2040 | TVA_2_SOCO | TVA | SOCO | Internal | Summer | B8 | 500 | 500 | 0 | 30.64 | 32.69 | 9 | 0
2040 | TVA_2_SOCO | TVA | SOCO | Internal | Summer | B9 | 800 | 500 | 0 | 30.64 | 30.59 | 9 | 0
2040 | TVA_2_SOCO | TVA | SOCO | Internal | Summer | B10 | 1262 | 500 | 0 | 29.58 | 30.59 | 9 | 0
2040 | TVA_2_SOCO | TVA | SOCO | Internal | Winter | B16 | 25 | 500 | 0 | 48.58 | 51.74 | 9 | 0
2040 | TVA_2_SOCO | TVA | SOCO | Internal | Winter | B17 | 100 | 500 | 0 | 36.63 | 37.1 | 9 | 0
2040 | TVA_2_SOCO | TVA | SOCO | Internal | Winter | B18 | 400 | 500 | 0 | 35.71 | 36.04 | 9 | 0
2040 | TVA_2_SOCO | TVA | SOCO | Internal | Winter | B19 | 700 | 500 | 0 | 35.71 | 36.04 | 9 | 0
2040 | TVA_2_SOCO | TVA | SOCO | Internal | Winter | B20 | 935 | 500 | 0 | 34.65 | 33.59 | 9 | 0
2040 | TVA_2_VACAR | TVA | VACAR | Internal | Shoulder | B11 | 25 | 150 | 0 | 45.31 | 49.7 | 9 | 0
2040 | TVA_2_VACAR | TVA | VACAR | Internal | Shoulder | B12 | 200 | 150 | 0 | 33.37 | 38.89 | 9 | 0
2040 | TVA_2_VACAR | TVA | VACAR | Internal | Shoulder | B13 | 600 | 150 | 0 | 32.2 | 33.85 | 9 | 0
2040 | TVA_2_VACAR | TVA | VACAR | Internal | Shoulder | B14 | 900 | 150 | 0 | 32.2 | 33.85 | 9 | 0
2040 | TVA_2_VACAR | TVA | VACAR | Internal | Shoulder | B15 | 1203 | 150 | 0 | 32.2 | 33.52 | 9 | 0
2040 | TVA_2_VACAR | TVA | VACAR | Internal | Summer | B1 | 10 | 150 | 0 | 74.24 | 76.94 | 9 | 0
2040 | TVA_2_VACAR | TVA | VACAR | Internal | Summer | B2 | 25 | 150 | 0 | 74.24 | 67.58 | 9 | 0
2040 | TVA_2_VACAR | TVA | VACAR | Internal | Summer | B3 | 75 | 150 | 0 | 67.32 | 67.58 | 9 | 0
2040 | TVA_2_VACAR | TVA | VACAR | Internal | Summer | B4 | 100 | 150 | 0 | 65.13 | 65.33 | 9 | 0
2040 | TVA_2_VACAR | TVA | VACAR | Internal | Summer | B5 | 200 | 150 | 0 | 57.69 | 65.12 | 9 | 0
2040 | TVA_2_VACAR | TVA | VACAR | Internal | Summer | B6 | 300 | 150 | 150 | 41.82 | 57.96 | 9 | 7.14
2040 | TVA_2_VACAR | TVA | VACAR | Internal | Summer | B7 | 400 | 150 | 0 | 30.64 | 33.86 | 9 | 0
2040 | TVA_2_VACAR | TVA | VACAR | Internal | Summer | B8 | 500 | 150 | 0 | 30.64 | 31.2 | 9 | 0
2040 | TVA_2_VACAR | TVA | VACAR | Internal | Summer | B9 | 800 | 150 | 0 | 30.64 | 31.2 | 9 | 0
2040 | TVA_2_VACAR | TVA | VACAR | Internal | Summer | B10 | 1262 | 150 | 0 | 29.58 | 23.59 | 9 | 0
2040 | TVA_2_VACAR | TVA | VACAR | Internal | Winter | B16 | 25 | 150 | 150 | 48.58 | 61.74 | 9 | 4.16
2040 | TVA_2_VACAR | TVA | VACAR | Internal | Winter | B17 | 100 | 150 | 0 | 36.63 | 40.13 | 9 | 0
2040 | TVA_2_VACAR | TVA | VACAR | Internal | Winter | B18 | 400 | 150 | 0 | 35.71 | 39.66 | 9 | 0
2040 | TVA_2_VACAR | TVA | VACAR | Internal | Winter | B19 | 700 | 150 | 0 | 35.71 | 38.29 | 9 | 0
2040 | TVA_2_VACAR | TVA | VACAR | Internal | Winter | B20 | 935 | 150 | 0 | 34.65 | 27.96 | 9 | 0
2040 | TVA_Transmission_2_NonRTO_Midwest | TVA_Transmission | NonRTO_Midwest | Internal | Shoulder | B11 | 25 | 700 | 0 | 48.32 | 49.72 | 9 | 0
2040 | TVA_Transmission_2_NonRTO_Midwest | TVA_Transmission | NonRTO_Midwest | Internal | Shoulder | B12 | 200 | 700 | 0 | 35.37 | 38.92 | 9 | 0
2040 | TVA_Transmission_2_NonRTO_Midwest | TVA_Transmission | NonRTO_Midwest | Internal | Shoulder | B13 | 600 | 700 | 0 | 33.55 | 37.39 | 9 | 0
2040 | TVA_Transmission_2_NonRTO_Midwest | TVA_Transmission | NonRTO_Midwest | Internal | Shoulder | B14 | 900 | 700 | 0 | 32.67 | 32.32 | 9 | 0
2040 | TVA_Transmission_2_NonRTO_Midwest | TVA_Transmission | NonRTO_Midwest | Internal | Shoulder | B15 | 1203 | 700 | 0 | 32.21 | 32.03 | 9 | 0
2040 | TVA_Transmission_2_NonRTO_Midwest | TVA_Transmission | NonRTO_Midwest | Internal | Summer | B1 | 10 | 700 | 0 | 74.43 | 66.69 | 9 | 0
2040 | TVA_Transmission_2_NonRTO_Midwest | TVA_Transmission | NonRTO_Midwest | Internal | Summer | B2 | 25 | 700 | 0 | 74.23 | 66.69 | 9 | 0
2040 | TVA_Transmission_2_NonRTO_Midwest | TVA_Transmission | NonRTO_Midwest | Internal | Summer | B3 | 75 | 700 | 0 | 67.31 | 66.69 | 9 | 0
2040 | TVA_Transmission_2_NonRTO_Midwest | TVA_Transmission | NonRTO_Midwest | Internal | Summer | B4 | 100 | 700 | 0 | 65.12 | 66.69 | 9 | 0
2040 | TVA_Transmission_2_NonRTO_Midwest | TVA_Transmission | NonRTO_Midwest | Internal | Summer | B5 | 200 | 700 | 0 | 63.28 | 66.69 | 9 | 0
2040 | TVA_Transmission_2_NonRTO_Midwest | TVA_Transmission | NonRTO_Midwest | Internal | Summer | B6 | 300 | 700 | 0 | 59.96 | 64.98 | 9 | 0
2040 | TVA_Transmission_2_NonRTO_Midwest | TVA_Transmission | NonRTO_Midwest | Internal | Summer | B7 | 400 | 700 | 0 | 35.43 | 32.32 | 9 | 0
2040 | TVA_Transmission_2_NonRTO_Midwest | TVA_Transmission | NonRTO_Midwest | Internal | Summer | B8 | 500 | 700 | 0 | 32.06 | 30.19 | 9 | 0
2040 | TVA_Transmission_2_NonRTO_Midwest | TVA_Transmission | NonRTO_Midwest | Internal | Summer | B9 | 800 | 700 | 0 | 31.6 | 30.19 | 9 | 0
2040 | TVA_Transmission_2_NonRTO_Midwest | TVA_Transmission | NonRTO_Midwest | Internal | Summer | B10 | 1262 | 700 | 0 | 29.94 | 30.19 | 9 | 0
2040 | TVA_Transmission_2_NonRTO_Midwest | TVA_Transmission | NonRTO_Midwest | Internal | Winter | B16 | 25 | 700 | 700 | 48.57 | 61.74 | 9 | 4.17
2040 | TVA_Transmission_2_NonRTO_Midwest | TVA_Transmission | NonRTO_Midwest | Internal | Winter | B17 | 100 | 700 | 0 | 38.5 | 47.17 | 9 | 0
2040 | TVA_Transmission_2_NonRTO_Midwest | TVA_Transmission | NonRTO_Midwest | Internal | Winter | B18 | 400 | 700 | 0 | 36.77 | 39.66 | 9 | 0
2040 | TVA_Transmission_2_NonRTO_Midwest | TVA_Transmission | NonRTO_Midwest | Internal | Winter | B19 | 700 | 700 | 0 | 36.37 | 36.58 | 9 | 0
2040 | TVA_Transmission_2_NonRTO_Midwest | TVA_Transmission | NonRTO_Midwest | Internal | Winter | B20 | 935 | 700 | 0 | 34.64 | 36.58 | 9 | 0
2040 | TVA_Transmission_2_SOCO | TVA_Transmission | SOCO | Internal | Shoulder | B11 | 25 | 3200 | 0 | 48.32 | 56.7 | 9 | 0
2040 | TVA_Transmission_2_SOCO | TVA_Transmission | SOCO | Internal | Shoulder | B12 | 200 | 3200 | 0 | 35.37 | 33.28 | 9 | 0
2040 | TVA_Transmission_2_SOCO | TVA_Transmission | SOCO | Internal | Shoulder | B13 | 600 | 3200 | 0 | 33.55 | 32.22 | 9 | 0
2040 | TVA_Transmission_2_SOCO | TVA_Transmission | SOCO | Internal | Shoulder | B14 | 900 | 3200 | 0 | 32.67 | 32.22 | 9 | 0
2040 | TVA_Transmission_2_SOCO | TVA_Transmission | SOCO | Internal | Shoulder | B15 | 1203 | 3200 | 0 | 32.21 | 32.22 | 9 | 0
2040 | TVA_Transmission_2_SOCO | TVA_Transmission | SOCO | Internal | Summer | B1 | 10 | 3200 | 0 | 74.43 | 76.95 | 9 | 0
2040 | TVA_Transmission_2_SOCO | TVA_Transmission | SOCO | Internal | Summer | B2 | 25 | 3200 | 0 | 74.23 | 71.48 | 9 | 0
2040 | TVA_Transmission_2_SOCO | TVA_Transmission | SOCO | Internal | Summer | B3 | 75 | 3200 | 0 | 67.31 | 71.48 | 9 | 0
2040 | TVA_Transmission_2_SOCO | TVA_Transmission | SOCO | Internal | Summer | B4 | 100 | 3200 | 0 | 65.12 | 69.55 | 9 | 0
2040 | TVA_Transmission_2_SOCO | TVA_Transmission | SOCO | Internal | Summer | B5 | 200 | 3200 | 0 | 63.28 | 69.55 | 9 | 0
2040 | TVA_Transmission_2_SOCO | TVA_Transmission | SOCO | Internal | Summer | B6 | 300 | 3200 | 0 | 59.96 | 64.96 | 9 | 0
2040 | TVA_Transmission_2_SOCO | TVA_Transmission | SOCO | Internal | Summer | B7 | 400 | 3200 | 0 | 35.43 | 40.86 | 9 | 0
2040 | TVA_Transmission_2_SOCO | TVA_Transmission | SOCO | Internal | Summer | B8 | 500 | 3200 | 0 | 32.06 | 32.69 | 9 | 0
2040 | TVA_Transmission_2_SOCO | TVA_Transmission | SOCO | Internal | Summer | B9 | 800 | 3200 | 0 | 31.6 | 30.59 | 9 | 0
2040 | TVA_Transmission_2_SOCO | TVA_Transmission | SOCO | Internal | Summer | B10 | 1262 | 3200 | 0 | 29.94 | 30.59 | 9 | 0
2040 | TVA_Transmission_2_SOCO | TVA_Transmission | SOCO | Internal | Winter | B16 | 25 | 3200 | 0 | 48.57 | 51.74 | 9 | 0
2040 | TVA_Transmission_2_SOCO | TVA_Transmission | SOCO | Internal | Winter | B17 | 100 | 3200 | 0 | 38.5 | 37.1 | 9 | 0
2040 | TVA_Transmission_2_SOCO | TVA_Transmission | SOCO | Internal | Winter | B18 | 400 | 3200 | 0 | 36.77 | 36.04 | 9 | 0
2040 | TVA_Transmission_2_SOCO | TVA_Transmission | SOCO | Internal | Winter | B19 | 700 | 3200 | 0 | 36.37 | 36.04 | 9 | 0
2040 | TVA_Transmission_2_SOCO | TVA_Transmission | SOCO | Internal | Winter | B20 | 935 | 3200 | 0 | 34.64 | 33.59 | 9 | 0
2040 | TVA_Transmission_2_TVA | TVA_Transmission | TVA | Internal | Shoulder | B11 | 25 | 99999 | 0 | 48.32 | 45.31 | 0.01 | 0
2040 | TVA_Transmission_2_TVA | TVA_Transmission | TVA | Internal | Shoulder | B12 | 200 | 99999 | 0 | 35.37 | 33.37 | 0.01 | 0
2040 | TVA_Transmission_2_TVA | TVA_Transmission | TVA | Internal | Shoulder | B13 | 600 | 99999 | 0 | 33.55 | 32.2 | 0.01 | 0
2040 | TVA_Transmission_2_TVA | TVA_Transmission | TVA | Internal | Shoulder | B14 | 900 | 99999 | 0 | 32.67 | 32.2 | 0.01 | 0
2040 | TVA_Transmission_2_TVA | TVA_Transmission | TVA | Internal | Shoulder | B15 | 1203 | 99999 | 0 | 32.21 | 32.2 | 0.01 | 0
2040 | TVA_Transmission_2_TVA | TVA_Transmission | TVA | Internal | Summer | B1 | 10 | 99999 | 0 | 74.43 | 74.24 | 0.01 | 0
2040 | TVA_Transmission_2_TVA | TVA_Transmission | TVA | Internal | Summer | B2 | 25 | 99999 | 1861.84 | 74.23 | 74.24 | 0.01 | 0
2040 | TVA_Transmission_2_TVA | TVA_Transmission | TVA | Internal | Summer | B3 | 75 | 99999 | 972.73 | 67.31 | 67.32 | 0.01 | 0
2040 | TVA_Transmission_2_TVA | TVA_Transmission | TVA | Internal | Summer | B4 | 100 | 99999 | 202.45 | 65.12 | 65.13 | 0.01 | 0
2040 | TVA_Transmission_2_TVA | TVA_Transmission | TVA | Internal | Summer | B5 | 200 | 99999 | 0 | 63.28 | 57.69 | 0.01 | 0
2040 | TVA_Transmission_2_TVA | TVA_Transmission | TVA | Internal | Summer | B6 | 300 | 99999 | 0 | 59.96 | 41.82 | 0.01 | 0
2040 | TVA_Transmission_2_TVA | TVA_Transmission | TVA | Internal | Summer | B7 | 400 | 99999 | 0 | 35.43 | 30.64 | 0.01 | 0
2040 | TVA_Transmission_2_TVA | TVA_Transmission | TVA | Internal | Summer | B8 | 500 | 99999 | 0 | 32.06 | 30.64 | 0.01 | 0
2040 | TVA_Transmission_2_TVA | TVA_Transmission | TVA | Internal | Summer | B9 | 800 | 99999 | 0 | 31.6 | 30.64 | 0.01 | 0
2040 | TVA_Transmission_2_TVA | TVA_Transmission | TVA | Internal | Summer | B10 | 1262 | 99999 | 0 | 29.94 | 29.58 | 0.01 | 0
2040 | TVA_Transmission_2_TVA | TVA_Transmission | TVA | Internal | Winter | B16 | 25 | 99999 | 500 | 48.57 | 48.58 | 0.01 | 0
2040 | TVA_Transmission_2_TVA | TVA_Transmission | TVA | Internal | Winter | B17 | 100 | 99999 | 0 | 38.5 | 36.63 | 0.01 | 0
2040 | TVA_Transmission_2_TVA | TVA_Transmission | TVA | Internal | Winter | B18 | 400 | 99999 | 0 | 36.77 | 35.71 | 0.01 | 0
2040 | TVA_Transmission_2_TVA | TVA_Transmission | TVA | Internal | Winter | B19 | 700 | 99999 | 0 | 36.37 | 35.71 | 0.01 | 0
2040 | TVA_Transmission_2_TVA | TVA_Transmission | TVA | Internal | Winter | B20 | 935 | 99999 | 2100 | 34.64 | 34.65 | 0.01 | 0
2040 | TVA_Transmission_2_VACAR | TVA_Transmission | VACAR | Internal | Shoulder | B11 | 25 | 900 | 0 | 48.32 | 49.7 | 9 | 0
2040 | TVA_Transmission_2_VACAR | TVA_Transmission | VACAR | Internal | Shoulder | B12 | 200 | 900 | 0 | 35.37 | 38.89 | 9 | 0
2040 | TVA_Transmission_2_VACAR | TVA_Transmission | VACAR | Internal | Shoulder | B13 | 600 | 900 | 0 | 33.55 | 33.85 | 9 | 0
2040 | TVA_Transmission_2_VACAR | TVA_Transmission | VACAR | Internal | Shoulder | B14 | 900 | 900 | 0 | 32.67 | 33.85 | 9 | 0
2040 | TVA_Transmission_2_VACAR | TVA_Transmission | VACAR | Internal | Shoulder | B15 | 1203 | 900 | 0 | 32.21 | 33.52 | 9 | 0
2040 | TVA_Transmission_2_VACAR | TVA_Transmission | VACAR | Internal | Summer | B1 | 10 | 900 | 0 | 74.43 | 76.94 | 9 | 0
2040 | TVA_Transmission_2_VACAR | TVA_Transmission | VACAR | Internal | Summer | B2 | 25 | 900 | 0 | 74.23 | 67.58 | 9 | 0
2040 | TVA_Transmission_2_VACAR | TVA_Transmission | VACAR | Internal | Summer | B3 | 75 | 900 | 0 | 67.31 | 67.58 | 9 | 0
2040 | TVA_Transmission_2_VACAR | TVA_Transmission | VACAR | Internal | Summer | B4 | 100 | 900 | 0 | 65.12 | 65.33 | 9 | 0
2040 | TVA_Transmission_2_VACAR | TVA_Transmission | VACAR | Internal | Summer | B5 | 200 | 900 | 0 | 63.28 | 65.12 | 9 | 0
2040 | TVA_Transmission_2_VACAR | TVA_Transmission | VACAR | Internal | Summer | B6 | 300 | 900 | 0 | 59.96 | 57.96 | 9 | 0
2040 | TVA_Transmission_2_VACAR | TVA_Transmission | VACAR | Internal | Summer | B7 | 400 | 900 | 0 | 35.43 | 33.86 | 9 | 0
2040 | TVA_Transmission_2_VACAR | TVA_Transmission | VACAR | Internal | Summer | B8 | 500 | 900 | 0 | 32.06 | 31.2 | 9 | 0
2040 | TVA_Transmission_2_VACAR | TVA_Transmission | VACAR | Internal | Summer | B9 | 800 | 900 | 0 | 31.6 | 31.2 | 9 | 0
2040 | TVA_Transmission_2_VACAR | TVA_Transmission | VACAR | Internal | Summer | B10 | 1262 | 900 | 0 | 29.94 | 23.59 | 9 | 0
2040 | TVA_Transmission_2_VACAR | TVA_Transmission | VACAR | Internal | Winter | B16 | 25 | 900 | 900 | 48.57 | 61.74 | 9 | 4.17
2040 | TVA_Transmission_2_VACAR | TVA_Transmission | VACAR | Internal | Winter | B17 | 100 | 900 | 0 | 38.5 | 40.13 | 9 | 0
2040 | TVA_Transmission_2_VACAR | TVA_Transmission | VACAR | Internal | Winter | B18 | 400 | 900 | 0 | 36.77 | 39.66 | 9 | 0
2040 | TVA_Transmission_2_VACAR | TVA_Transmission | VACAR | Internal | Winter | B19 | 700 | 900 | 0 | 36.37 | 38.29 | 9 | 0
2040 | TVA_Transmission_2_VACAR | TVA_Transmission | VACAR | Internal | Winter | B20 | 935 | 900 | 0 | 34.64 | 27.96 | 9 | 0
2040 | VACAR_2_SOCO | VACAR | SOCO | Internal | Shoulder | B11 | 25 | 3000 | 1326.29 | 49.7 | 56.7 | 7 | 0
2040 | VACAR_2_SOCO | VACAR | SOCO | Internal | Shoulder | B12 | 200 | 3000 | 0 | 38.89 | 33.28 | 7 | 0
2040 | VACAR_2_SOCO | VACAR | SOCO | Internal | Shoulder | B13 | 600 | 3000 | 0 | 33.85 | 32.22 | 7 | 0
2040 | VACAR_2_SOCO | VACAR | SOCO | Internal | Shoulder | B14 | 900 | 3000 | 0 | 33.85 | 32.22 | 7 | 0
2040 | VACAR_2_SOCO | VACAR | SOCO | Internal | Shoulder | B15 | 1203 | 3000 | 0 | 33.52 | 32.22 | 7 | 0
2040 | VACAR_2_SOCO | VACAR | SOCO | Internal | Summer | B1 | 10 | 3000 | 0 | 76.94 | 76.95 | 7 | 0
2040 | VACAR_2_SOCO | VACAR | SOCO | Internal | Summer | B2 | 25 | 3000 | 0 | 67.58 | 71.48 | 7 | 0
2040 | VACAR_2_SOCO | VACAR | SOCO | Internal | Summer | B3 | 75 | 3000 | 0 | 67.58 | 71.48 | 7 | 0
2040 | VACAR_2_SOCO | VACAR | SOCO | Internal | Summer | B4 | 100 | 3000 | 0 | 65.33 | 69.55 | 7 | 0
2040 | VACAR_2_SOCO | VACAR | SOCO | Internal | Summer | B5 | 200 | 3000 | 0 | 65.12 | 69.55 | 7 | 0
2040 | VACAR_2_SOCO | VACAR | SOCO | Internal | Summer | B6 | 300 | 3000 | 239.46 | 57.96 | 64.96 | 7 | 0
2040 | VACAR_2_SOCO | VACAR | SOCO | Internal | Summer | B7 | 400 | 3000 | 1787.7 | 33.86 | 40.86 | 7 | 0
2040 | VACAR_2_SOCO | VACAR | SOCO | Internal | Summer | B8 | 500 | 3000 | 0 | 31.2 | 32.69 | 7 | 0
2040 | VACAR_2_SOCO | VACAR | SOCO | Internal | Summer | B9 | 800 | 3000 | 0 | 31.2 | 30.59 | 7 | 0
2040 | VACAR_2_SOCO | VACAR | SOCO | Internal | Summer | B10 | 1262 | 3000 | 436.31 | 23.59 | 30.59 | 7 | 0
2040 | VACAR_2_SOCO | VACAR | SOCO | Internal | Winter | B16 | 25 | 3000 | 0 | 61.74 | 51.74 | 7 | 0
2040 | VACAR_2_SOCO | VACAR | SOCO | Internal | Winter | B17 | 100 | 3000 | 0 | 40.13 | 37.1 | 7 | 0
2040 | VACAR_2_SOCO | VACAR | SOCO | Internal | Winter | B18 | 400 | 3000 | 0 | 39.66 | 36.04 | 7 | 0
2040 | VACAR_2_SOCO | VACAR | SOCO | Internal | Winter | B19 | 700 | 3000 | 0 | 38.29 | 36.04 | 7 | 0
2040 | VACAR_2_SOCO | VACAR | SOCO | Internal | Winter | B20 | 935 | 3000 | 0 | 27.96 | 33.59 | 7 | 0
2015 | AZ_NM_SNV_Coal_2_SPP_S | AZ_NM_SNV_Coal | SPP_S | External | Shoulder | B11 | 25 | 400 | 400 | 39.06 | 54.52 | 8.17 | 7.3
2015 | AZ_NM_SNV_Coal_2_SPP_S | AZ_NM_SNV_Coal | SPP_S | External | Shoulder | B12 | 200 | 400 | 0 | 39.03 | 41.8 | 8.17 | 0
2015 | AZ_NM_SNV_Coal_2_SPP_S | AZ_NM_SNV_Coal | SPP_S | External | Shoulder | B13 | 600 | 400 | 0 | 39.02 | 39.32 | 8.17 | 0
2015 | AZ_NM_SNV_Coal_2_SPP_S | AZ_NM_SNV_Coal | SPP_S | External | Shoulder | B14 | 900 | 400 | 0 | 39.02 | 38.94 | 8.17 | 0
2015 | AZ_NM_SNV_Coal_2_SPP_S | AZ_NM_SNV_Coal | SPP_S | External | Shoulder | B15 | 1203 | 400 | 0 | 39.01 | 37.63 | 8.17 | 0
2015 | AZ_NM_SNV_Coal_2_SPP_S | AZ_NM_SNV_Coal | SPP_S | External | Summer | B1 | 10 | 400 | 0 | 57.55 | 60.81 | 8.17 | 0
2015 | AZ_NM_SNV_Coal_2_SPP_S | AZ_NM_SNV_Coal | SPP_S | External | Summer | B2 | 25 | 400 | 0 | 57.55 | 60.81 | 8.17 | 0
2015 | AZ_NM_SNV_Coal_2_SPP_S | AZ_NM_SNV_Coal | SPP_S | External | Summer | B3 | 75 | 400 | 0 | 57.55 | 55.11 | 8.17 | 0
2015 | AZ_NM_SNV_Coal_2_SPP_S | AZ_NM_SNV_Coal | SPP_S | External | Summer | B4 | 100 | 400 | 0 | 55.54 | 54.49 | 8.17 | 0
2015 | AZ_NM_SNV_Coal_2_SPP_S | AZ_NM_SNV_Coal | SPP_S | External | Summer | B5 | 200 | 400 | 0 | 47.17 | 52.64 | 8.17 | 0
2015 | AZ_NM_SNV_Coal_2_SPP_S | AZ_NM_SNV_Coal | SPP_S | External | Summer | B6 | 300 | 400 | 400 | 41.65 | 52 | 8.17 | 2.18
2015 | AZ_NM_SNV_Coal_2_SPP_S | AZ_NM_SNV_Coal | SPP_S | External | Summer | B7 | 400 | 400 | 0 | 39.03 | 44.52 | 8.17 | 0
2015 | AZ_NM_SNV_Coal_2_SPP_S | AZ_NM_SNV_Coal | SPP_S | External | Summer | B8 | 500 | 400 | 0 | 39.03 | 38 | 8.17 | 0
2015 | AZ_NM_SNV_Coal_2_SPP_S | AZ_NM_SNV_Coal | SPP_S | External | Summer | B9 | 800 | 400 | 0 | 39.01 | 36.7 | 8.17 | 0
2015 | AZ_NM_SNV_Coal_2_SPP_S | AZ_NM_SNV_Coal | SPP_S | External | Summer | B10 | 1262 | 400 | 0 | 37.83 | 36.28 | 8.17 | 0
2015 | AZ_NM_SNV_Coal_2_SPP_S | AZ_NM_SNV_Coal | SPP_S | External | Winter | B16 | 25 | 400 | 400 | 41.49 | 52.94 | 8.17 | 3.28
2015 | AZ_NM_SNV_Coal_2_SPP_S | AZ_NM_SNV_Coal | SPP_S | External | Winter | B17 | 100 | 400 | 0 | 41.48 | 41.92 | 8.17 | 0
2015 | AZ_NM_SNV_Coal_2_SPP_S | AZ_NM_SNV_Coal | SPP_S | External | Winter | B18 | 400 | 400 | 0 | 41.48 | 40.48 | 8.17 | 0
2015 | AZ_NM_SNV_Coal_2_SPP_S | AZ_NM_SNV_Coal | SPP_S | External | Winter | B19 | 700 | 400 | 0 | 41.48 | 40.11 | 8.17 | 0
2015 | AZ_NM_SNV_Coal_2_SPP_S | AZ_NM_SNV_Coal | SPP_S | External | Winter | B20 | 935 | 400 | 0 | 41.47 | 39.73 | 8.17 | 0
2015 | ERCOT_2_SPP_S | ERCOT | SPP_S | External | Shoulder | B11 | 25 | 800 | 0 | 54.66 | 54.52 | 8 | 0
2015 | ERCOT_2_SPP_S | ERCOT | SPP_S | External | Shoulder | B12 | 200 | 800 | 0 | 46.8 | 41.8 | 8 | 0
2015 | ERCOT_2_SPP_S | ERCOT | SPP_S | External | Shoulder | B13 | 600 | 800 | 0 | 38.58 | 39.32 | 8 | 0
2015 | ERCOT_2_SPP_S | ERCOT | SPP_S | External | Shoulder | B14 | 900 | 800 | 0 | 37.53 | 38.94 | 8 | 0
2015 | ERCOT_2_SPP_S | ERCOT | SPP_S | External | Shoulder | B15 | 1203 | 800 | 0 | 37.53 | 37.63 | 8 | 0
2015 | ERCOT_2_SPP_S | ERCOT | SPP_S | External | Summer | B1 | 10 | 800 | 0 | 53.11 | 60.81 | 8 | 0
2015 | ERCOT_2_SPP_S | ERCOT | SPP_S | External | Summer | B2 | 25 | 800 | 0 | 53.11 | 60.81 | 8 | 0
2015 | ERCOT_2_SPP_S | ERCOT | SPP_S | External | Summer | B3 | 75 | 800 | 0 | 53.11 | 55.11 | 8 | 0
2015 | ERCOT_2_SPP_S | ERCOT | SPP_S | External | Summer | B4 | 100 | 800 | 0 | 53.11 | 54.49 | 8 | 0
2015 | ERCOT_2_SPP_S | ERCOT | SPP_S | External | Summer | B5 | 200 | 800 | 0 | 53.11 | 52.64 | 8 | 0
2015 | ERCOT_2_SPP_S | ERCOT | SPP_S | External | Summer | B6 | 300 | 800 | 0 | 53.11 | 52 | 8 | 0
2015 | ERCOT_2_SPP_S | ERCOT | SPP_S | External | Summer | B7 | 400 | 800 | 0 | 53.11 | 44.52 | 8 | 0
2015 | ERCOT_2_SPP_S | ERCOT | SPP_S | External | Summer | B8 | 500 | 800 | 0 | 39.73 | 38 | 8 | 0
2015 | ERCOT_2_SPP_S | ERCOT | SPP_S | External | Summer | B9 | 800 | 800 | 0 | 36.48 | 36.7 | 8 | 0
2015 | ERCOT_2_SPP_S | ERCOT | SPP_S | External | Summer | B10 | 1262 | 800 | 0 | 36.48 | 36.28 | 8 | 0
2015 | ERCOT_2_SPP_S | ERCOT | SPP_S | External | Winter | B16 | 25 | 800 | 0 | 57.94 | 52.94 | 8 | 0
2015 | ERCOT_2_SPP_S | ERCOT | SPP_S | External | Winter | B17 | 100 | 800 | 0 | 43.29 | 41.92 | 8 | 0
2015 | ERCOT_2_SPP_S | ERCOT | SPP_S | External | Winter | B18 | 400 | 800 | 0 | 40.78 | 40.48 | 8 | 0
2015 | ERCOT_2_SPP_S | ERCOT | SPP_S | External | Winter | B19 | 700 | 800 | 0 | 39.73 | 40.11 | 8 | 0
2015 | ERCOT_2_SPP_S | ERCOT | SPP_S | External | Winter | B20 | 935 | 800 | 0 | 39.73 | 39.73 | 8 | 0
2015 | MAPP_US_2_RMPA | MAPP_US | RMPA | External | Shoulder | B11 | 25 | 200 | 0 | 47.52 | 40.04 | 8 | 0
2015 | MAPP_US_2_RMPA | MAPP_US | RMPA | External | Shoulder | B12 | 200 | 200 | 0 | 34.8 | 40.04 | 8 | 0
2015 | MAPP_US_2_RMPA | MAPP_US | RMPA | External | Shoulder | B13 | 600 | 200 | 0 | 32.3 | 40.04 | 8 | 0
2015 | MAPP_US_2_RMPA | MAPP_US | RMPA | External | Shoulder | B14 | 900 | 200 | 0 | 32.3 | 40.04 | 8 | 0
2015 | MAPP_US_2_RMPA | MAPP_US | RMPA | External | Shoulder | B15 | 1203 | 200 | 0 | 32.3 | 40.04 | 8 | 0
2015 | MAPP_US_2_RMPA | MAPP_US | RMPA | External | Summer | B1 | 10 | 200 | 0 | 53.81 | 60.29 | 8 | 0
2015 | MAPP_US_2_RMPA | MAPP_US | RMPA | External | Summer | B2 | 25 | 200 | 0 | 53.81 | 53.71 | 8 | 0
2015 | MAPP_US_2_RMPA | MAPP_US | RMPA | External | Summer | B3 | 75 | 200 | 0 | 52.76 | 53.71 | 8 | 0
2015 | MAPP_US_2_RMPA | MAPP_US | RMPA | External | Summer | B4 | 100 | 200 | 0 | 48.5 | 47.51 | 8 | 0
2015 | MAPP_US_2_RMPA | MAPP_US | RMPA | External | Summer | B5 | 200 | 200 | 0 | 46.26 | 45.27 | 8 | 0
2015 | MAPP_US_2_RMPA | MAPP_US | RMPA | External | Summer | B6 | 300 | 200 | 0 | 44.98 | 43.98 | 8 | 0
2015 | MAPP_US_2_RMPA | MAPP_US | RMPA | External | Summer | B7 | 400 | 200 | 0 | 37.49 | 38.5 | 8 | 0
2015 | MAPP_US_2_RMPA | MAPP_US | RMPA | External | Summer | B8 | 500 | 200 | 0 | 30.97 | 38.5 | 8 | 0
2015 | MAPP_US_2_RMPA | MAPP_US | RMPA | External | Summer | B9 | 800 | 200 | 200 | 29.67 | 38.5 | 8 | 0.83
2015 | MAPP_US_2_RMPA | MAPP_US | RMPA | External | Summer | B10 | 1262 | 200 | 200 | 29.26 | 38.5 | 8 | 1.25
2015 | MAPP_US_2_RMPA | MAPP_US | RMPA | External | Winter | B16 | 25 | 200 | 0 | 45.91 | 49.64 | 8 | 0
2015 | MAPP_US_2_RMPA | MAPP_US | RMPA | External | Winter | B17 | 100 | 200 | 0 | 37.98 | 42.95 | 8 | 0
2015 | MAPP_US_2_RMPA | MAPP_US | RMPA | External | Winter | B18 | 400 | 200 | 200 | 33.45 | 42.95 | 8 | 1.5
2015 | MAPP_US_2_RMPA | MAPP_US | RMPA | External | Winter | B19 | 700 | 200 | 200 | 33.45 | 42.95 | 8 | 1.5
2015 | MAPP_US_2_RMPA | MAPP_US | RMPA | External | Winter | B20 | 935 | 200 | 0 | 32.71 | 36.04 | 8 | 0
2015 | NE_2_RMPA | NE | RMPA | External | Shoulder | B11 | 25 | 310 | 0 | 54.52 | 40.04 | 5 | 0
2015 | NE_2_RMPA | NE | RMPA | External | Shoulder | B12 | 200 | 310 | 0 | 41.8 | 40.04 | 5 | 0
2015 | NE_2_RMPA | NE | RMPA | External | Shoulder | B13 | 600 | 310 | 0 | 39.3 | 40.04 | 5 | 0
2015 | NE_2_RMPA | NE | RMPA | External | Shoulder | B14 | 900 | 310 | 0 | 38.91 | 40.04 | 5 | 0
2015 | NE_2_RMPA | NE | RMPA | External | Shoulder | B15 | 1203 | 310 | 0 | 37.6 | 40.04 | 5 | 0
2015 | NE_2_RMPA | NE | RMPA | External | Summer | B1 | 10 | 310 | 0 | 60.81 | 60.29 | 5 | 0
2015 | NE_2_RMPA | NE | RMPA | External | Summer | B2 | 25 | 310 | 0 | 60.81 | 53.71 | 5 | 0
2015 | NE_2_RMPA | NE | RMPA | External | Summer | B3 | 75 | 310 | 0 | 59.76 | 53.71 | 5 | 0
2015 | NE_2_RMPA | NE | RMPA | External | Summer | B4 | 100 | 310 | 0 | 55.5 | 47.51 | 5 | 0
2015 | NE_2_RMPA | NE | RMPA | External | Summer | B5 | 200 | 310 | 0 | 53.26 | 45.27 | 5 | 0
2015 | NE_2_RMPA | NE | RMPA | External | Summer | B6 | 300 | 310 | 0 | 51.98 | 43.98 | 5 | 0
2015 | NE_2_RMPA | NE | RMPA | External | Summer | B7 | 400 | 310 | 0 | 44.49 | 38.5 | 5 | 0
2015 | NE_2_RMPA | NE | RMPA | External | Summer | B8 | 500 | 310 | 0 | 37.97 | 38.5 | 5 | 0
2015 | NE_2_RMPA | NE | RMPA | External | Summer | B9 | 800 | 310 | 0 | 36.67 | 38.5 | 5 | 0
2015 | NE_2_RMPA | NE | RMPA | External | Summer | B10 | 1262 | 310 | 0 | 36.26 | 38.5 | 5 | 0
2015 | NE_2_RMPA | NE | RMPA | External | Winter | B16 | 25 | 310 | 0 | 52.91 | 49.64 | 5 | 0
2015 | NE_2_RMPA | NE | RMPA | External | Winter | B17 | 100 | 310 | 0 | 41.9 | 42.95 | 5 | 0
2015 | NE_2_RMPA | NE | RMPA | External | Winter | B18 | 400 | 310 | 0 | 40.45 | 42.95 | 5 | 0
2015 | NE_2_RMPA | NE | RMPA | External | Winter | B19 | 700 | 310 | 0 | 40.08 | 42.95 | 5 | 0
2015 | NE_2_RMPA | NE | RMPA | External | Winter | B20 | 935 | 310 | 0 | 39.71 | 36.04 | 5 | 0
2015 | NWPP_Coal_2_MAPP_US | NWPP_Coal | MAPP_US | External | Shoulder | B11 | 25 | 150 | 150 | 39.01 | 47.52 | 8 | 0.51
2015 | NWPP_Coal_2_MAPP_US | NWPP_Coal | MAPP_US | External | Shoulder | B12 | 200 | 150 | 0 | 39.01 | 34.8 | 8 | 0
2015 | NWPP_Coal_2_MAPP_US | NWPP_Coal | MAPP_US | External | Shoulder | B13 | 600 | 150 | 0 | 39.01 | 32.3 | 8 | 0
2015 | NWPP_Coal_2_MAPP_US | NWPP_Coal | MAPP_US | External | Shoulder | B14 | 900 | 150 | 0 | 39.01 | 32.3 | 8 | 0
2015 | NWPP_Coal_2_MAPP_US | NWPP_Coal | MAPP_US | External | Shoulder | B15 | 1203 | 150 | 0 | 39.01 | 32.3 | 8 | 0
2015 | NWPP_Coal_2_MAPP_US | NWPP_Coal | MAPP_US | External | Summer | B1 | 10 | 150 | 150 | 39.01 | 53.81 | 8 | 6.8
2015 | NWPP_Coal_2_MAPP_US | NWPP_Coal | MAPP_US | External | Summer | B2 | 25 | 150 | 150 | 39.01 | 53.81 | 8 | 6.8
2015 | NWPP_Coal_2_MAPP_US | NWPP_Coal | MAPP_US | External | Summer | B3 | 75 | 150 | 150 | 39.01 | 52.76 | 8 | 5.75
2015 | NWPP_Coal_2_MAPP_US | NWPP_Coal | MAPP_US | External | Summer | B4 | 100 | 150 | 150 | 39.01 | 48.5 | 8 | 1.49
2015 | NWPP_Coal_2_MAPP_US | NWPP_Coal | MAPP_US | External | Summer | B5 | 200 | 150 | 0 | 39.01 | 46.26 | 8 | 0
2015 | NWPP_Coal_2_MAPP_US | NWPP_Coal | MAPP_US | External | Summer | B6 | 300 | 150 | 0 | 39.01 | 44.98 | 8 | 0
2015 | NWPP_Coal_2_MAPP_US | NWPP_Coal | MAPP_US | External | Summer | B7 | 400 | 150 | 0 | 39.01 | 37.49 | 8 | 0
2015 | NWPP_Coal_2_MAPP_US | NWPP_Coal | MAPP_US | External | Summer | B8 | 500 | 150 | 0 | 39.01 | 30.97 | 8 | 0
2015 | NWPP_Coal_2_MAPP_US | NWPP_Coal | MAPP_US | External | Summer | B9 | 800 | 150 | 0 | 39.01 | 29.67 | 8 | 0
2015 | NWPP_Coal_2_MAPP_US | NWPP_Coal | MAPP_US | External | Summer | B10 | 1262 | 150 | 0 | 39.01 | 29.26 | 8 | 0
2015 | NWPP_Coal_2_MAPP_US | NWPP_Coal | MAPP_US | External | Winter | B16 | 25 | 150 | 0 | 41.47 | 45.91 | 8 | 0
2015 | NWPP_Coal_2_MAPP_US | NWPP_Coal | MAPP_US | External | Winter | B17 | 100 | 150 | 0 | 41.47 | 37.98 | 8 | 0
2015 | NWPP_Coal_2_MAPP_US | NWPP_Coal | MAPP_US | External | Winter | B18 | 400 | 150 | 0 | 41.47 | 33.45 | 8 | 0
2015 | NWPP_Coal_2_MAPP_US | NWPP_Coal | MAPP_US | External | Winter | B19 | 700 | 150 | 0 | 41.47 | 33.45 | 8 | 0
2015 | NWPP_Coal_2_MAPP_US | NWPP_Coal | MAPP_US | External | Winter | B20 | 935 | 150 | 0 | 41.47 | 32.71 | 8 | 0
2015 | RMPA_2_MAPP_US | RMPA | MAPP_US | External | Shoulder | B11 | 25 | 200 | 0 | 40.04 | 47.52 | 8 | 0
2015 | RMPA_2_MAPP_US | RMPA | MAPP_US | External | Shoulder | B12 | 200 | 200 | 0 | 40.04 | 34.8 | 8 | 0
2015 | RMPA_2_MAPP_US | RMPA | MAPP_US | External | Shoulder | B13 | 600 | 200 | 0 | 40.04 | 32.3 | 8 | 0
2015 | RMPA_2_MAPP_US | RMPA | MAPP_US | External | Shoulder | B14 | 900 | 200 | 0 | 40.04 | 32.3 | 8 | 0
2015 | RMPA_2_MAPP_US | RMPA | MAPP_US | External | Shoulder | B15 | 1203 | 200 | 0 | 40.04 | 32.3 | 8 | 0
2015 | RMPA_2_MAPP_US | RMPA | MAPP_US | External | Summer | B1 | 10 | 200 | 0 | 60.29 | 53.81 | 8 | 0
2015 | RMPA_2_MAPP_US | RMPA | MAPP_US | External | Summer | B2 | 25 | 200 | 0 | 53.71 | 53.81 | 8 | 0
2015 | RMPA_2_MAPP_US | RMPA | MAPP_US | External | Summer | B3 | 75 | 200 | 0 | 53.71 | 52.76 | 8 | 0
2015 | RMPA_2_MAPP_US | RMPA | MAPP_US | External | Summer | B4 | 100 | 200 | 0 | 47.51 | 48.5 | 8 | 0
2015 | RMPA_2_MAPP_US | RMPA | MAPP_US | External | Summer | B5 | 200 | 200 | 0 | 45.27 | 46.26 | 8 | 0
2015 | RMPA_2_MAPP_US | RMPA | MAPP_US | External | Summer | B6 | 300 | 200 | 0 | 43.98 | 44.98 | 8 | 0
2015 | RMPA_2_MAPP_US | RMPA | MAPP_US | External | Summer | B7 | 400 | 200 | 0 | 38.5 | 37.49 | 8 | 0
2015 | RMPA_2_MAPP_US | RMPA | MAPP_US | External | Summer | B8 | 500 | 200 | 0 | 38.5 | 30.97 | 8 | 0
2015 | RMPA_2_MAPP_US | RMPA | MAPP_US | External | Summer | B9 | 800 | 200 | 0 | 38.5 | 29.67 | 8 | 0
2015 | RMPA_2_MAPP_US | RMPA | MAPP_US | External | Summer | B10 | 1262 | 200 | 0 | 38.5 | 29.26 | 8 | 0
2015 | RMPA_2_MAPP_US | RMPA | MAPP_US | External | Winter | B16 | 25 | 200 | 0 | 49.64 | 45.91 | 8 | 0
2015 | RMPA_2_MAPP_US | RMPA | MAPP_US | External | Winter | B17 | 100 | 200 | 0 | 42.95 | 37.98 | 8 | 0
2015 | RMPA_2_MAPP_US | RMPA | MAPP_US | External | Winter | B18 | 400 | 200 | 0 | 42.95 | 33.45 | 8 | 0
2015 | RMPA_2_MAPP_US | RMPA | MAPP_US | External | Winter | B19 | 700 | 200 | 0 | 42.95 | 33.45 | 8 | 0
2015 | RMPA_2_MAPP_US | RMPA | MAPP_US | External | Winter | B20 | 935 | 200 | 0 | 36.04 | 32.71 | 8 | 0
2015 | RMPA_2_NE | RMPA | NE | External | Shoulder | B11 | 25 | 310 | 310 | 40.04 | 54.52 | 8 | 6.48
2015 | RMPA_2_NE | RMPA | NE | External | Shoulder | B12 | 200 | 310 | 0 | 40.04 | 41.8 | 8 | 0
2015 | RMPA_2_NE | RMPA | NE | External | Shoulder | B13 | 600 | 310 | 0 | 40.04 | 39.3 | 8 | 0
2015 | RMPA_2_NE | RMPA | NE | External | Shoulder | B14 | 900 | 310 | 0 | 40.04 | 38.91 | 8 | 0
2015 | RMPA_2_NE | RMPA | NE | External | Shoulder | B15 | 1203 | 310 | 0 | 40.04 | 37.6 | 8 | 0
2015 | RMPA_2_NE | RMPA | NE | External | Summer | B1 | 10 | 310 | 0 | 60.29 | 60.81 | 8 | 0
2015 | RMPA_2_NE | RMPA | NE | External | Summer | B2 | 25 | 310 | 0 | 53.71 | 60.81 | 8 | 0
2015 | RMPA_2_NE | RMPA | NE | External | Summer | B3 | 75 | 310 | 0 | 53.71 | 59.76 | 8 | 0
2015 | RMPA_2_NE | RMPA | NE | External | Summer | B4 | 100 | 310 | 0 | 47.51 | 55.5 | 8 | 0
2015 | RMPA_2_NE | RMPA | NE | External | Summer | B5 | 200 | 310 | 0 | 45.27 | 53.26 | 8 | 0
2015 | RMPA_2_NE | RMPA | NE | External | Summer | B6 | 300 | 310 | 252.65 | 43.98 | 51.98 | 8 | 0
2015 | RMPA_2_NE | RMPA | NE | External | Summer | B7 | 400 | 310 | 0 | 38.5 | 44.49 | 8 | 0
2015 | RMPA_2_NE | RMPA | NE | External | Summer | B8 | 500 | 310 | 0 | 38.5 | 37.97 | 8 | 0
2015 | RMPA_2_NE | RMPA | NE | External | Summer | B9 | 800 | 310 | 0 | 38.5 | 36.67 | 8 | 0
2015 | RMPA_2_NE | RMPA | NE | External | Summer | B10 | 1262 | 310 | 0 | 38.5 | 36.26 | 8 | 0
2015 | RMPA_2_NE | RMPA | NE | External | Winter | B16 | 25 | 310 | 0 | 49.64 | 52.91 | 8 | 0
2015 | RMPA_2_NE | RMPA | NE | External | Winter | B17 | 100 | 310 | 0 | 42.95 | 41.9 | 8 | 0
2015 | RMPA_2_NE | RMPA | NE | External | Winter | B18 | 400 | 310 | 0 | 42.95 | 40.45 | 8 | 0
2015 | RMPA_2_NE | RMPA | NE | External | Winter | B19 | 700 | 310 | 0 | 42.95 | 40.08 | 8 | 0
2015 | RMPA_2_NE | RMPA | NE | External | Winter | B20 | 935 | 310 | 0 | 36.04 | 39.71 | 8 | 0
2015 | RMPA_2_SPP_N | RMPA | SPP_N | External | Shoulder | B11 | 25 | 210 | 210 | 40.04 | 54.53 | 8 | 6.49
2015 | RMPA_2_SPP_N | RMPA | SPP_N | External | Shoulder | B12 | 200 | 210 | 0 | 40.04 | 41.81 | 8 | 0
2015 | RMPA_2_SPP_N | RMPA | SPP_N | External | Shoulder | B13 | 600 | 210 | 0 | 40.04 | 39.31 | 8 | 0
2015 | RMPA_2_SPP_N | RMPA | SPP_N | External | Shoulder | B14 | 900 | 210 | 0 | 40.04 | 38.93 | 8 | 0
2015 | RMPA_2_SPP_N | RMPA | SPP_N | External | Shoulder | B15 | 1203 | 210 | 0 | 40.04 | 37.62 | 8 | 0
2015 | RMPA_2_SPP_N | RMPA | SPP_N | External | Summer | B1 | 10 | 210 | 0 | 60.29 | 60.82 | 8 | 0
2015 | RMPA_2_SPP_N | RMPA | SPP_N | External | Summer | B2 | 25 | 210 | 0 | 53.71 | 60.82 | 8 | 0
2015 | RMPA_2_SPP_N | RMPA | SPP_N | External | Summer | B3 | 75 | 210 | 0 | 53.71 | 59.77 | 8 | 0
2015 | RMPA_2_SPP_N | RMPA | SPP_N | External | Summer | B4 | 100 | 210 | 96.34 | 47.51 | 55.51 | 8 | 0
2015 | RMPA_2_SPP_N | RMPA | SPP_N | External | Summer | B5 | 200 | 210 | 105.22 | 45.27 | 53.27 | 8 | 0
2015 | RMPA_2_SPP_N | RMPA | SPP_N | External | Summer | B6 | 300 | 210 | 210 | 43.98 | 51.99 | 8 | 0.01
2015 | RMPA_2_SPP_N | RMPA | SPP_N | External | Summer | B7 | 400 | 210 | 0 | 38.5 | 44.51 | 8 | 0
2015 | RMPA_2_SPP_N | RMPA | SPP_N | External | Summer | B8 | 500 | 210 | 0 | 38.5 | 37.98 | 8 | 0
2015 | RMPA_2_SPP_N | RMPA | SPP_N | External | Summer | B9 | 800 | 210 | 0 | 38.5 | 36.69 | 8 | 0
2015 | RMPA_2_SPP_N | RMPA | SPP_N | External | Summer | B10 | 1262 | 210 | 0 | 38.5 | 36.27 | 8 | 0
2015 | RMPA_2_SPP_N | RMPA | SPP_N | External | Winter | B16 | 25 | 210 | 0 | 49.64 | 52.92 | 8 | 0
2015 | RMPA_2_SPP_N | RMPA | SPP_N | External | Winter | B17 | 100 | 210 | 0 | 42.95 | 41.91 | 8 | 0
2015 | RMPA_2_SPP_N | RMPA | SPP_N | External | Winter | B18 | 400 | 210 | 0 | 42.95 | 40.46 | 8 | 0
2015 | RMPA_2_SPP_N | RMPA | SPP_N | External | Winter | B19 | 700 | 210 | 0 | 42.95 | 40.09 | 8 | 0
2015 | RMPA_2_SPP_N | RMPA | SPP_N | External | Winter | B20 | 935 | 210 | 0 | 36.04 | 39.72 | 8 | 0
2015 | SPP_N_2_RMPA | SPP_N | RMPA | External | Shoulder | B11 | 25 | 210 | 0 | 54.53 | 40.04 | 5 | 0
2015 | SPP_N_2_RMPA | SPP_N | RMPA | External | Shoulder | B12 | 200 | 210 | 0 | 41.81 | 40.04 | 5 | 0
2015 | SPP_N_2_RMPA | SPP_N | RMPA | External | Shoulder | B13 | 600 | 210 | 0 | 39.31 | 40.04 | 5 | 0
2015 | SPP_N_2_RMPA | SPP_N | RMPA | External | Shoulder | B14 | 900 | 210 | 0 | 38.93 | 40.04 | 5 | 0
2015 | SPP_N_2_RMPA | SPP_N | RMPA | External | Shoulder | B15 | 1203 | 210 | 0 | 37.62 | 40.04 | 5 | 0
2015 | SPP_N_2_RMPA | SPP_N | RMPA | External | Summer | B1 | 10 | 210 | 0 | 60.82 | 60.29 | 5 | 0
2015 | SPP_N_2_RMPA | SPP_N | RMPA | External | Summer | B2 | 25 | 210 | 0 | 60.82 | 53.71 | 5 | 0
2015 | SPP_N_2_RMPA | SPP_N | RMPA | External | Summer | B3 | 75 | 210 | 0 | 59.77 | 53.71 | 5 | 0
2015 | SPP_N_2_RMPA | SPP_N | RMPA | External | Summer | B4 | 100 | 210 | 0 | 55.51 | 47.51 | 5 | 0
2015 | SPP_N_2_RMPA | SPP_N | RMPA | External | Summer | B5 | 200 | 210 | 0 | 53.27 | 45.27 | 5 | 0
2015 | SPP_N_2_RMPA | SPP_N | RMPA | External | Summer | B6 | 300 | 210 | 0 | 51.99 | 43.98 | 5 | 0
2015 | SPP_N_2_RMPA | SPP_N | RMPA | External | Summer | B7 | 400 | 210 | 0 | 44.51 | 38.5 | 5 | 0
2015 | SPP_N_2_RMPA | SPP_N | RMPA | External | Summer | B8 | 500 | 210 | 0 | 37.98 | 38.5 | 5 | 0
2015 | SPP_N_2_RMPA | SPP_N | RMPA | External | Summer | B9 | 800 | 210 | 0 | 36.69 | 38.5 | 5 | 0
2015 | SPP_N_2_RMPA | SPP_N | RMPA | External | Summer | B10 | 1262 | 210 | 0 | 36.27 | 38.5 | 5 | 0
2015 | SPP_N_2_RMPA | SPP_N | RMPA | External | Winter | B16 | 25 | 210 | 0 | 52.92 | 49.64 | 5 | 0
2015 | SPP_N_2_RMPA | SPP_N | RMPA | External | Winter | B17 | 100 | 210 | 0 | 41.91 | 42.95 | 5 | 0
2015 | SPP_N_2_RMPA | SPP_N | RMPA | External | Winter | B18 | 400 | 210 | 0 | 40.46 | 42.95 | 5 | 0
2015 | SPP_N_2_RMPA | SPP_N | RMPA | External | Winter | B19 | 700 | 210 | 0 | 40.09 | 42.95 | 5 | 0
2015 | SPP_N_2_RMPA | SPP_N | RMPA | External | Winter | B20 | 935 | 210 | 0 | 39.72 | 36.04 | 5 | 0
2015 | SPP_S_2_ERCOT | SPP_S | ERCOT | External | Shoulder | B11 | 25 | 800 | 0 | 54.52 | 54.66 | 5 | 0
2015 | SPP_S_2_ERCOT | SPP_S | ERCOT | External | Shoulder | B12 | 200 | 800 | 31.55 | 41.8 | 46.8 | 5 | 0
2015 | SPP_S_2_ERCOT | SPP_S | ERCOT | External | Shoulder | B13 | 600 | 800 | 0 | 39.32 | 38.58 | 5 | 0
2015 | SPP_S_2_ERCOT | SPP_S | ERCOT | External | Shoulder | B14 | 900 | 800 | 0 | 38.94 | 37.53 | 5 | 0
2015 | SPP_S_2_ERCOT | SPP_S | ERCOT | External | Shoulder | B15 | 1203 | 800 | 0 | 37.63 | 37.53 | 5 | 0
2015 | SPP_S_2_ERCOT | SPP_S | ERCOT | External | Summer | B1 | 10 | 800 | 0 | 60.81 | 53.11 | 5 | 0
2015 | SPP_S_2_ERCOT | SPP_S | ERCOT | External | Summer | B2 | 25 | 800 | 0 | 60.81 | 53.11 | 5 | 0
2015 | SPP_S_2_ERCOT | SPP_S | ERCOT | External | Summer | B3 | 75 | 800 | 0 | 55.11 | 53.11 | 5 | 0
2015 | SPP_S_2_ERCOT | SPP_S | ERCOT | External | Summer | B4 | 100 | 800 | 0 | 54.49 | 53.11 | 5 | 0
2015 | SPP_S_2_ERCOT | SPP_S | ERCOT | External | Summer | B5 | 200 | 800 | 0 | 52.64 | 53.11 | 5 | 0
2015 | SPP_S_2_ERCOT | SPP_S | ERCOT | External | Summer | B6 | 300 | 800 | 0 | 52 | 53.11 | 5 | 0
2015 | SPP_S_2_ERCOT | SPP_S | ERCOT | External | Summer | B7 | 400 | 800 | 800 | 44.52 | 53.11 | 5 | 3.59
2015 | SPP_S_2_ERCOT | SPP_S | ERCOT | External | Summer | B8 | 500 | 800 | 0 | 38 | 39.73 | 5 | 0
2015 | SPP_S_2_ERCOT | SPP_S | ERCOT | External | Summer | B9 | 800 | 800 | 0 | 36.7 | 36.48 | 5 | 0
2015 | SPP_S_2_ERCOT | SPP_S | ERCOT | External | Summer | B10 | 1262 | 800 | 0 | 36.28 | 36.48 | 5 | 0
2015 | SPP_S_2_ERCOT | SPP_S | ERCOT | External | Winter | B16 | 25 | 800 | 171.8 | 52.94 | 57.94 | 5 | 0
2015 | SPP_S_2_ERCOT | SPP_S | ERCOT | External | Winter | B17 | 100 | 800 | 0 | 41.92 | 43.29 | 5 | 0
2015 | SPP_S_2_ERCOT | SPP_S | ERCOT | External | Winter | B18 | 400 | 800 | 0 | 40.48 | 40.78 | 5 | 0
2015 | SPP_S_2_ERCOT | SPP_S | ERCOT | External | Winter | B19 | 700 | 800 | 0 | 40.11 | 39.73 | 5 | 0
2015 | SPP_S_2_ERCOT | SPP_S | ERCOT | External | Winter | B20 | 935 | 800 | 0 | 39.73 | 39.73 | 5 | 0
2020 | AZ_NM_SNV_Coal_2_SPP_S | AZ_NM_SNV_Coal | SPP_S | External | Shoulder | B11 | 25 | 400 | 400 | 46.73 | 61.03 | 8.17 | 6.13
2020 | AZ_NM_SNV_Coal_2_SPP_S | AZ_NM_SNV_Coal | SPP_S | External | Shoulder | B12 | 200 | 400 | 400 | 45.64 | 58.47 | 8.17 | 4.67
2020 | AZ_NM_SNV_Coal_2_SPP_S | AZ_NM_SNV_Coal | SPP_S | External | Shoulder | B13 | 600 | 400 | 0 | 45.44 | 46.52 | 8.17 | 0
2020 | AZ_NM_SNV_Coal_2_SPP_S | AZ_NM_SNV_Coal | SPP_S | External | Shoulder | B14 | 900 | 400 | 0 | 45.44 | 42.47 | 8.17 | 0
2020 | AZ_NM_SNV_Coal_2_SPP_S | AZ_NM_SNV_Coal | SPP_S | External | Shoulder | B15 | 1203 | 400 | 0 | 44.72 | 41.76 | 8.17 | 0
2020 | AZ_NM_SNV_Coal_2_SPP_S | AZ_NM_SNV_Coal | SPP_S | External | Summer | B1 | 10 | 400 | 0 | 66.64 | 65.1 | 8.17 | 0
2020 | AZ_NM_SNV_Coal_2_SPP_S | AZ_NM_SNV_Coal | SPP_S | External | Summer | B2 | 25 | 400 | 0 | 66.64 | 65.1 | 8.17 | 0
2020 | AZ_NM_SNV_Coal_2_SPP_S | AZ_NM_SNV_Coal | SPP_S | External | Summer | B3 | 75 | 400 | 0 | 66.64 | 65.1 | 8.17 | 0
2020 | AZ_NM_SNV_Coal_2_SPP_S | AZ_NM_SNV_Coal | SPP_S | External | Summer | B4 | 100 | 400 | 0 | 66.64 | 65.1 | 8.17 | 0
2020 | AZ_NM_SNV_Coal_2_SPP_S | AZ_NM_SNV_Coal | SPP_S | External | Summer | B5 | 200 | 400 | 169.88 | 55.04 | 63.2 | 8.17 | 0
2020 | AZ_NM_SNV_Coal_2_SPP_S | AZ_NM_SNV_Coal | SPP_S | External | Summer | B6 | 300 | 400 | 400 | 48.46 | 56.88 | 8.17 | 0.25
2020 | AZ_NM_SNV_Coal_2_SPP_S | AZ_NM_SNV_Coal | SPP_S | External | Summer | B7 | 400 | 400 | 400 | 46.73 | 56.07 | 8.17 | 1.17
2020 | AZ_NM_SNV_Coal_2_SPP_S | AZ_NM_SNV_Coal | SPP_S | External | Summer | B8 | 500 | 400 | 0 | 46.73 | 45.77 | 8.17 | 0
2020 | AZ_NM_SNV_Coal_2_SPP_S | AZ_NM_SNV_Coal | SPP_S | External | Summer | B9 | 800 | 400 | 0 | 46.71 | 41.04 | 8.17 | 0
2020 | AZ_NM_SNV_Coal_2_SPP_S | AZ_NM_SNV_Coal | SPP_S | External | Summer | B10 | 1262 | 400 | 0 | 44.09 | 39.22 | 8.17 | 0
2020 | AZ_NM_SNV_Coal_2_SPP_S | AZ_NM_SNV_Coal | SPP_S | External | Winter | B16 | 25 | 400 | 400 | 50.4 | 63.04 | 8.17 | 4.47
2020 | AZ_NM_SNV_Coal_2_SPP_S | AZ_NM_SNV_Coal | SPP_S | External | Winter | B17 | 100 | 400 | 0 | 48.29 | 55.9 | 8.17 | 0
2020 | AZ_NM_SNV_Coal_2_SPP_S | AZ_NM_SNV_Coal | SPP_S | External | Winter | B18 | 400 | 400 | 0 | 48.29 | 45.66 | 8.17 | 0
2020 | AZ_NM_SNV_Coal_2_SPP_S | AZ_NM_SNV_Coal | SPP_S | External | Winter | B19 | 700 | 400 | 0 | 48.29 | 44.91 | 8.17 | 0
2020 | AZ_NM_SNV_Coal_2_SPP_S | AZ_NM_SNV_Coal | SPP_S | External | Winter | B20 | 935 | 400 | 0 | 48.01 | 43.39 | 8.17 | 0
2020 | ERCOT_2_SPP_S | ERCOT | SPP_S | External | Shoulder | B11 | 25 | 800 | 0 | 59.04 | 61.03 | 8 | 0
2020 | ERCOT_2_SPP_S | ERCOT | SPP_S | External | Shoulder | B12 | 200 | 800 | 0 | 59.04 | 58.47 | 8 | 0
2020 | ERCOT_2_SPP_S | ERCOT | SPP_S | External | Shoulder | B13 | 600 | 800 | 121.06 | 38.52 | 46.52 | 8 | 0
2020 | ERCOT_2_SPP_S | ERCOT | SPP_S | External | Shoulder | B14 | 900 | 800 | 0 | 38.27 | 42.47 | 8 | 0
2020 | ERCOT_2_SPP_S | ERCOT | SPP_S | External | Shoulder | B15 | 1203 | 800 | 0 | 37.46 | 41.76 | 8 | 0
2020 | ERCOT_2_SPP_S | ERCOT | SPP_S | External | Summer | B1 | 10 | 800 | 0 | 65.1 | 65.1 | 8 | 0
2020 | ERCOT_2_SPP_S | ERCOT | SPP_S | External | Summer | B2 | 25 | 800 | 0 | 65.1 | 65.1 | 8 | 0
2020 | ERCOT_2_SPP_S | ERCOT | SPP_S | External | Summer | B3 | 75 | 800 | 0 | 57.34 | 65.1 | 8 | 0
2020 | ERCOT_2_SPP_S | ERCOT | SPP_S | External | Summer | B4 | 100 | 800 | 0 | 57.34 | 65.1 | 8 | 0
2020 | ERCOT_2_SPP_S | ERCOT | SPP_S | External | Summer | B5 | 200 | 800 | 0 | 57.34 | 63.2 | 8 | 0
2020 | ERCOT_2_SPP_S | ERCOT | SPP_S | External | Summer | B6 | 300 | 800 | 0 | 57.34 | 56.88 | 8 | 0
2020 | ERCOT_2_SPP_S | ERCOT | SPP_S | External | Summer | B7 | 400 | 800 | 0 | 57.34 | 56.07 | 8 | 0
2020 | ERCOT_2_SPP_S | ERCOT | SPP_S | External | Summer | B8 | 500 | 800 | 0 | 41.81 | 45.77 | 8 | 0
2020 | ERCOT_2_SPP_S | ERCOT | SPP_S | External | Summer | B9 | 800 | 800 | 0 | 38.19 | 41.04 | 8 | 0
2020 | ERCOT_2_SPP_S | ERCOT | SPP_S | External | Summer | B10 | 1262 | 800 | 0 | 36.32 | 39.22 | 8 | 0
2020 | ERCOT_2_SPP_S | ERCOT | SPP_S | External | Winter | B16 | 25 | 800 | 0 | 62.71 | 63.04 | 8 | 0
2020 | ERCOT_2_SPP_S | ERCOT | SPP_S | External | Winter | B17 | 100 | 800 | 0 | 60.9 | 55.9 | 8 | 0
2020 | ERCOT_2_SPP_S | ERCOT | SPP_S | External | Winter | B18 | 400 | 800 | 0 | 42.88 | 45.66 | 8 | 0
2020 | ERCOT_2_SPP_S | ERCOT | SPP_S | External | Winter | B19 | 700 | 800 | 0 | 40.99 | 44.91 | 8 | 0
2020 | ERCOT_2_SPP_S | ERCOT | SPP_S | External | Winter | B20 | 935 | 800 | 0 | 39.93 | 43.39 | 8 | 0
2020 | MAPP_US_2_RMPA | MAPP_US | RMPA | External | Shoulder | B11 | 25 | 200 | 0 | 56.08 | 48.08 | 8 | 0
2020 | MAPP_US_2_RMPA | MAPP_US | RMPA | External | Shoulder | B12 | 200 | 200 | 0 | 51.46 | 45.09 | 8 | 0
2020 | MAPP_US_2_RMPA | MAPP_US | RMPA | External | Shoulder | B13 | 600 | 200 | 0 | 39.52 | 44.22 | 8 | 0
2020 | MAPP_US_2_RMPA | MAPP_US | RMPA | External | Shoulder | B14 | 900 | 200 | 0 | 37.31 | 44.22 | 8 | 0
2020 | MAPP_US_2_RMPA | MAPP_US | RMPA | External | Shoulder | B15 | 1203 | 200 | 0 | 37.26 | 44.22 | 8 | 0
2020 | MAPP_US_2_RMPA | MAPP_US | RMPA | External | Summer | B1 | 10 | 200 | 0 | 59.75 | 65.97 | 8 | 0
2020 | MAPP_US_2_RMPA | MAPP_US | RMPA | External | Summer | B2 | 25 | 200 | 0 | 59.75 | 65.97 | 8 | 0
2020 | MAPP_US_2_RMPA | MAPP_US | RMPA | External | Summer | B3 | 75 | 200 | 0 | 59.75 | 65.97 | 8 | 0
2020 | MAPP_US_2_RMPA | MAPP_US | RMPA | External | Summer | B4 | 100 | 200 | 0 | 58.33 | 58.48 | 8 | 0
2020 | MAPP_US_2_RMPA | MAPP_US | RMPA | External | Summer | B5 | 200 | 200 | 0 | 56.2 | 54.87 | 8 | 0
2020 | MAPP_US_2_RMPA | MAPP_US | RMPA | External | Summer | B6 | 300 | 200 | 0 | 49.88 | 44.59 | 8 | 0
2020 | MAPP_US_2_RMPA | MAPP_US | RMPA | External | Summer | B7 | 400 | 200 | 0 | 49.04 | 42.46 | 8 | 0
2020 | MAPP_US_2_RMPA | MAPP_US | RMPA | External | Summer | B8 | 500 | 200 | 0 | 38.75 | 42.46 | 8 | 0
2020 | MAPP_US_2_RMPA | MAPP_US | RMPA | External | Summer | B9 | 800 | 200 | 200 | 34.01 | 42.46 | 8 | 0.44
2020 | MAPP_US_2_RMPA | MAPP_US | RMPA | External | Summer | B10 | 1262 | 200 | 200 | 32.2 | 42.08 | 8 | 1.88
2020 | MAPP_US_2_RMPA | MAPP_US | RMPA | External | Winter | B16 | 25 | 200 | 0 | 58.65 | 55.5 | 8 | 0
2020 | MAPP_US_2_RMPA | MAPP_US | RMPA | External | Winter | B17 | 100 | 200 | 0 | 48.88 | 47.57 | 8 | 0
2020 | MAPP_US_2_RMPA | MAPP_US | RMPA | External | Winter | B18 | 400 | 200 | 0 | 39.63 | 47.57 | 8 | 0
2020 | MAPP_US_2_RMPA | MAPP_US | RMPA | External | Winter | B19 | 700 | 200 | 0 | 39.63 | 47.57 | 8 | 0
2020 | MAPP_US_2_RMPA | MAPP_US | RMPA | External | Winter | B20 | 935 | 200 | 0 | 36.37 | 39.85 | 8 | 0
2020 | NE_2_RMPA | NE | RMPA | External | Shoulder | B11 | 25 | 310 | 0 | 63.08 | 48.08 | 5 | 0
2020 | NE_2_RMPA | NE | RMPA | External | Shoulder | B12 | 200 | 310 | 0 | 58.46 | 45.09 | 5 | 0
2020 | NE_2_RMPA | NE | RMPA | External | Shoulder | B13 | 600 | 310 | 0 | 46.52 | 44.22 | 5 | 0
2020 | NE_2_RMPA | NE | RMPA | External | Shoulder | B14 | 900 | 310 | 0 | 42.47 | 44.22 | 5 | 0
2020 | NE_2_RMPA | NE | RMPA | External | Shoulder | B15 | 1203 | 310 | 0 | 41.73 | 44.22 | 5 | 0
2020 | NE_2_RMPA | NE | RMPA | External | Summer | B1 | 10 | 310 | 0 | 66.75 | 65.97 | 5 | 0
2020 | NE_2_RMPA | NE | RMPA | External | Summer | B2 | 25 | 310 | 0 | 66.75 | 65.97 | 5 | 0
2020 | NE_2_RMPA | NE | RMPA | External | Summer | B3 | 75 | 310 | 0 | 66.75 | 65.97 | 5 | 0
2020 | NE_2_RMPA | NE | RMPA | External | Summer | B4 | 100 | 310 | 0 | 65.33 | 58.48 | 5 | 0
2020 | NE_2_RMPA | NE | RMPA | External | Summer | B5 | 200 | 310 | 0 | 63.2 | 54.87 | 5 | 0
2020 | NE_2_RMPA | NE | RMPA | External | Summer | B6 | 300 | 310 | 0 | 56.88 | 44.59 | 5 | 0
2020 | NE_2_RMPA | NE | RMPA | External | Summer | B7 | 400 | 310 | 0 | 56.04 | 42.46 | 5 | 0
2020 | NE_2_RMPA | NE | RMPA | External | Summer | B8 | 500 | 310 | 0 | 45.75 | 42.46 | 5 | 0
2020 | NE_2_RMPA | NE | RMPA | External | Summer | B9 | 800 | 310 | 0 | 41.01 | 42.46 | 5 | 0
2020 | NE_2_RMPA | NE | RMPA | External | Summer | B10 | 1262 | 310 | 0 | 39.2 | 42.08 | 5 | 0
2020 | NE_2_RMPA | NE | RMPA | External | Winter | B16 | 25 | 310 | 0 | 63.04 | 55.5 | 5 | 0
2020 | NE_2_RMPA | NE | RMPA | External | Winter | B17 | 100 | 310 | 0 | 55.88 | 47.57 | 5 | 0
2020 | NE_2_RMPA | NE | RMPA | External | Winter | B18 | 400 | 310 | 0 | 45.64 | 47.57 | 5 | 0
2020 | NE_2_RMPA | NE | RMPA | External | Winter | B19 | 700 | 310 | 0 | 44.89 | 47.57 | 5 | 0
2020 | NE_2_RMPA | NE | RMPA | External | Winter | B20 | 935 | 310 | 0 | 43.37 | 39.85 | 5 | 0
2020 | NWPP_Coal_2_MAPP_US | NWPP_Coal | MAPP_US | External | Shoulder | B11 | 25 | 150 | 150 | 46.72 | 56.08 | 8 | 1.36
2020 | NWPP_Coal_2_MAPP_US | NWPP_Coal | MAPP_US | External | Shoulder | B12 | 200 | 150 | 0 | 46.72 | 51.46 | 8 | 0
2020 | NWPP_Coal_2_MAPP_US | NWPP_Coal | MAPP_US | External | Shoulder | B13 | 600 | 150 | 0 | 46.72 | 39.52 | 8 | 0
2020 | NWPP_Coal_2_MAPP_US | NWPP_Coal | MAPP_US | External | Shoulder | B14 | 900 | 150 | 0 | 46.72 | 37.31 | 8 | 0
2020 | NWPP_Coal_2_MAPP_US | NWPP_Coal | MAPP_US | External | Shoulder | B15 | 1203 | 150 | 0 | 46.72 | 37.26 | 8 | 0
2020 | NWPP_Coal_2_MAPP_US | NWPP_Coal | MAPP_US | External | Summer | B1 | 10 | 150 | 150 | 50.39 | 59.75 | 8 | 1.36
2020 | NWPP_Coal_2_MAPP_US | NWPP_Coal | MAPP_US | External | Summer | B2 | 25 | 150 | 150 | 46.71 | 59.75 | 8 | 5.04
2020 | NWPP_Coal_2_MAPP_US | NWPP_Coal | MAPP_US | External | Summer | B3 | 75 | 150 | 150 | 46.71 | 59.75 | 8 | 5.04
2020 | NWPP_Coal_2_MAPP_US | NWPP_Coal | MAPP_US | External | Summer | B4 | 100 | 150 | 150 | 46.71 | 58.33 | 8 | 3.62
2020 | NWPP_Coal_2_MAPP_US | NWPP_Coal | MAPP_US | External | Summer | B5 | 200 | 150 | 150 | 46.71 | 56.2 | 8 | 1.49
2020 | NWPP_Coal_2_MAPP_US | NWPP_Coal | MAPP_US | External | Summer | B6 | 300 | 150 | 0 | 46.71 | 49.88 | 8 | 0
2020 | NWPP_Coal_2_MAPP_US | NWPP_Coal | MAPP_US | External | Summer | B7 | 400 | 150 | 0 | 46.71 | 49.04 | 8 | 0
2020 | NWPP_Coal_2_MAPP_US | NWPP_Coal | MAPP_US | External | Summer | B8 | 500 | 150 | 0 | 46.71 | 38.75 | 8 | 0
2020 | NWPP_Coal_2_MAPP_US | NWPP_Coal | MAPP_US | External | Summer | B9 | 800 | 150 | 0 | 46.71 | 34.01 | 8 | 0
2020 | NWPP_Coal_2_MAPP_US | NWPP_Coal | MAPP_US | External | Summer | B10 | 1262 | 150 | 0 | 46.71 | 32.2 | 8 | 0
2020 | NWPP_Coal_2_MAPP_US | NWPP_Coal | MAPP_US | External | Winter | B16 | 25 | 150 | 150 | 50.39 | 58.65 | 8 | 0.26
2020 | NWPP_Coal_2_MAPP_US | NWPP_Coal | MAPP_US | External | Winter | B17 | 100 | 150 | 0 | 50.39 | 48.88 | 8 | 0
2020 | NWPP_Coal_2_MAPP_US | NWPP_Coal | MAPP_US | External | Winter | B18 | 400 | 150 | 0 | 50.39 | 39.63 | 8 | 0
2020 | NWPP_Coal_2_MAPP_US | NWPP_Coal | MAPP_US | External | Winter | B19 | 700 | 150 | 0 | 50.39 | 39.63 | 8 | 0
2020 | NWPP_Coal_2_MAPP_US | NWPP_Coal | MAPP_US | External | Winter | B20 | 935 | 150 | 0 | 50.39 | 36.37 | 8 | 0
2020 | RMPA_2_MAPP_US | RMPA | MAPP_US | External | Shoulder | B11 | 25 | 200 | 149.73 | 48.08 | 56.08 | 8 | 0
2020 | RMPA_2_MAPP_US | RMPA | MAPP_US | External | Shoulder | B12 | 200 | 200 | 0 | 45.09 | 51.46 | 8 | 0
2020 | RMPA_2_MAPP_US | RMPA | MAPP_US | External | Shoulder | B13 | 600 | 200 | 0 | 44.22 | 39.52 | 8 | 0
2020 | RMPA_2_MAPP_US | RMPA | MAPP_US | External | Shoulder | B14 | 900 | 200 | 0 | 44.22 | 37.31 | 8 | 0
2020 | RMPA_2_MAPP_US | RMPA | MAPP_US | External | Shoulder | B15 | 1203 | 200 | 0 | 44.22 | 37.26 | 8 | 0
2020 | RMPA_2_MAPP_US | RMPA | MAPP_US | External | Summer | B1 | 10 | 200 | 0 | 65.97 | 59.75 | 8 | 0
2020 | RMPA_2_MAPP_US | RMPA | MAPP_US | External | Summer | B2 | 25 | 200 | 0 | 65.97 | 59.75 | 8 | 0
2020 | RMPA_2_MAPP_US | RMPA | MAPP_US | External | Summer | B3 | 75 | 200 | 0 | 65.97 | 59.75 | 8 | 0
2020 | RMPA_2_MAPP_US | RMPA | MAPP_US | External | Summer | B4 | 100 | 200 | 0 | 58.48 | 58.33 | 8 | 0
2020 | RMPA_2_MAPP_US | RMPA | MAPP_US | External | Summer | B5 | 200 | 200 | 0 | 54.87 | 56.2 | 8 | 0
2020 | RMPA_2_MAPP_US | RMPA | MAPP_US | External | Summer | B6 | 300 | 200 | 0 | 44.59 | 49.88 | 8 | 0
2020 | RMPA_2_MAPP_US | RMPA | MAPP_US | External | Summer | B7 | 400 | 200 | 0 | 42.46 | 49.04 | 8 | 0
2020 | RMPA_2_MAPP_US | RMPA | MAPP_US | External | Summer | B8 | 500 | 200 | 0 | 42.46 | 38.75 | 8 | 0
2020 | RMPA_2_MAPP_US | RMPA | MAPP_US | External | Summer | B9 | 800 | 200 | 0 | 42.46 | 34.01 | 8 | 0
2020 | RMPA_2_MAPP_US | RMPA | MAPP_US | External | Summer | B10 | 1262 | 200 | 0 | 42.08 | 32.2 | 8 | 0
2020 | RMPA_2_MAPP_US | RMPA | MAPP_US | External | Winter | B16 | 25 | 200 | 0 | 55.5 | 58.65 | 8 | 0
2020 | RMPA_2_MAPP_US | RMPA | MAPP_US | External | Winter | B17 | 100 | 200 | 0 | 47.57 | 48.88 | 8 | 0
2020 | RMPA_2_MAPP_US | RMPA | MAPP_US | External | Winter | B18 | 400 | 200 | 0 | 47.57 | 39.63 | 8 | 0
2020 | RMPA_2_MAPP_US | RMPA | MAPP_US | External | Winter | B19 | 700 | 200 | 0 | 47.57 | 39.63 | 8 | 0
2020 | RMPA_2_MAPP_US | RMPA | MAPP_US | External | Winter | B20 | 935 | 200 | 0 | 39.85 | 36.37 | 8 | 0
2020 | RMPA_2_NE | RMPA | NE | External | Shoulder | B11 | 25 | 310 | 310 | 48.08 | 63.08 | 8 | 7
2020 | RMPA_2_NE | RMPA | NE | External | Shoulder | B12 | 200 | 310 | 310 | 45.09 | 58.46 | 8 | 5.37
2020 | RMPA_2_NE | RMPA | NE | External | Shoulder | B13 | 600 | 310 | 0 | 44.22 | 46.52 | 8 | 0
2020 | RMPA_2_NE | RMPA | NE | External | Shoulder | B14 | 900 | 310 | 0 | 44.22 | 42.47 | 8 | 0
2020 | RMPA_2_NE | RMPA | NE | External | Shoulder | B15 | 1203 | 310 | 0 | 44.22 | 41.73 | 8 | 0
2020 | RMPA_2_NE | RMPA | NE | External | Summer | B1 | 10 | 310 | 0 | 65.97 | 66.75 | 8 | 0
2020 | RMPA_2_NE | RMPA | NE | External | Summer | B2 | 25 | 310 | 0 | 65.97 | 66.75 | 8 | 0
2020 | RMPA_2_NE | RMPA | NE | External | Summer | B3 | 75 | 310 | 0 | 65.97 | 66.75 | 8 | 0
2020 | RMPA_2_NE | RMPA | NE | External | Summer | B4 | 100 | 310 | 0 | 58.48 | 65.33 | 8 | 0
2020 | RMPA_2_NE | RMPA | NE | External | Summer | B5 | 200 | 310 | 310 | 54.87 | 63.2 | 8 | 0.33
2020 | RMPA_2_NE | RMPA | NE | External | Summer | B6 | 300 | 310 | 310 | 44.59 | 56.88 | 8 | 4.29
2020 | RMPA_2_NE | RMPA | NE | External | Summer | B7 | 400 | 310 | 310 | 42.46 | 56.04 | 8 | 5.59
2020 | RMPA_2_NE | RMPA | NE | External | Summer | B8 | 500 | 310 | 0 | 42.46 | 45.75 | 8 | 0
2020 | RMPA_2_NE | RMPA | NE | External | Summer | B9 | 800 | 310 | 0 | 42.46 | 41.01 | 8 | 0
2020 | RMPA_2_NE | RMPA | NE | External | Summer | B10 | 1262 | 310 | 0 | 42.08 | 39.2 | 8 | 0
2020 | RMPA_2_NE | RMPA | NE | External | Winter | B16 | 25 | 310 | 0 | 55.5 | 63.04 | 8 | 0
2020 | RMPA_2_NE | RMPA | NE | External | Winter | B17 | 100 | 310 | 310 | 47.57 | 55.88 | 8 | 0.31
2020 | RMPA_2_NE | RMPA | NE | External | Winter | B18 | 400 | 310 | 0 | 47.57 | 45.64 | 8 | 0
2020 | RMPA_2_NE | RMPA | NE | External | Winter | B19 | 700 | 310 | 0 | 47.57 | 44.89 | 8 | 0
2020 | RMPA_2_NE | RMPA | NE | External | Winter | B20 | 935 | 310 | 0 | 39.85 | 43.37 | 8 | 0
2020 | RMPA_2_SPP_N | RMPA | SPP_N | External | Shoulder | B11 | 25 | 210 | 210 | 48.08 | 63.09 | 8 | 7.01
2020 | RMPA_2_SPP_N | RMPA | SPP_N | External | Shoulder | B12 | 200 | 210 | 210 | 45.09 | 58.47 | 8 | 5.38
2020 | RMPA_2_SPP_N | RMPA | SPP_N | External | Shoulder | B13 | 600 | 210 | 0 | 44.22 | 46.53 | 8 | 0
2020 | RMPA_2_SPP_N | RMPA | SPP_N | External | Shoulder | B14 | 900 | 210 | 0 | 44.22 | 42.48 | 8 | 0
2020 | RMPA_2_SPP_N | RMPA | SPP_N | External | Shoulder | B15 | 1203 | 210 | 0 | 44.22 | 41.75 | 8 | 0
2020 | RMPA_2_SPP_N | RMPA | SPP_N | External | Summer | B1 | 10 | 210 | 0 | 65.97 | 66.76 | 8 | 0
2020 | RMPA_2_SPP_N | RMPA | SPP_N | External | Summer | B2 | 25 | 210 | 0 | 65.97 | 66.76 | 8 | 0
2020 | RMPA_2_SPP_N | RMPA | SPP_N | External | Summer | B3 | 75 | 210 | 0 | 65.97 | 66.76 | 8 | 0
2020 | RMPA_2_SPP_N | RMPA | SPP_N | External | Summer | B4 | 100 | 210 | 0 | 58.48 | 65.34 | 8 | 0
2020 | RMPA_2_SPP_N | RMPA | SPP_N | External | Summer | B5 | 200 | 210 | 210 | 54.87 | 63.21 | 8 | 0.34
2020 | RMPA_2_SPP_N | RMPA | SPP_N | External | Summer | B6 | 300 | 210 | 210 | 44.59 | 56.89 | 8 | 4.3
2020 | RMPA_2_SPP_N | RMPA | SPP_N | External | Summer | B7 | 400 | 210 | 210 | 42.46 | 56.06 | 8 | 5.6
2020 | RMPA_2_SPP_N | RMPA | SPP_N | External | Summer | B8 | 500 | 210 | 0 | 42.46 | 45.76 | 8 | 0
2020 | RMPA_2_SPP_N | RMPA | SPP_N | External | Summer | B9 | 800 | 210 | 0 | 42.46 | 41.02 | 8 | 0
2020 | RMPA_2_SPP_N | RMPA | SPP_N | External | Summer | B10 | 1262 | 210 | 0 | 42.08 | 39.21 | 8 | 0
2020 | RMPA_2_SPP_N | RMPA | SPP_N | External | Winter | B16 | 25 | 210 | 0 | 55.5 | 63.05 | 8 | 0
2020 | RMPA_2_SPP_N | RMPA | SPP_N | External | Winter | B17 | 100 | 210 | 210 | 47.57 | 55.89 | 8 | 0.32
2020 | RMPA_2_SPP_N | RMPA | SPP_N | External | Winter | B18 | 400 | 210 | 0 | 47.57 | 45.65 | 8 | 0
2020 | RMPA_2_SPP_N | RMPA | SPP_N | External | Winter | B19 | 700 | 210 | 0 | 47.57 | 44.9 | 8 | 0
2020 | RMPA_2_SPP_N | RMPA | SPP_N | External | Winter | B20 | 935 | 210 | 0 | 39.85 | 43.38 | 8 | 0
2020 | SPP_N_2_RMPA | SPP_N | RMPA | External | Shoulder | B11 | 25 | 210 | 0 | 63.09 | 48.08 | 5 | 0
2020 | SPP_N_2_RMPA | SPP_N | RMPA | External | Shoulder | B12 | 200 | 210 | 0 | 58.47 | 45.09 | 5 | 0
2020 | SPP_N_2_RMPA | SPP_N | RMPA | External | Shoulder | B13 | 600 | 210 | 0 | 46.53 | 44.22 | 5 | 0
2020 | SPP_N_2_RMPA | SPP_N | RMPA | External | Shoulder | B14 | 900 | 210 | 0 | 42.48 | 44.22 | 5 | 0
2020 | SPP_N_2_RMPA | SPP_N | RMPA | External | Shoulder | B15 | 1203 | 210 | 0 | 41.75 | 44.22 | 5 | 0
2020 | SPP_N_2_RMPA | SPP_N | RMPA | External | Summer | B1 | 10 | 210 | 0 | 66.76 | 65.97 | 5 | 0
2020 | SPP_N_2_RMPA | SPP_N | RMPA | External | Summer | B2 | 25 | 210 | 0 | 66.76 | 65.97 | 5 | 0
2020 | SPP_N_2_RMPA | SPP_N | RMPA | External | Summer | B3 | 75 | 210 | 0 | 66.76 | 65.97 | 5 | 0
2020 | SPP_N_2_RMPA | SPP_N | RMPA | External | Summer | B4 | 100 | 210 | 0 | 65.34 | 58.48 | 5 | 0
2020 | SPP_N_2_RMPA | SPP_N | RMPA | External | Summer | B5 | 200 | 210 | 0 | 63.21 | 54.87 | 5 | 0
2020 | SPP_N_2_RMPA | SPP_N | RMPA | External | Summer | B6 | 300 | 210 | 0 | 56.89 | 44.59 | 5 | 0
2020 | SPP_N_2_RMPA | SPP_N | RMPA | External | Summer | B7 | 400 | 210 | 0 | 56.06 | 42.46 | 5 | 0
2020 | SPP_N_2_RMPA | SPP_N | RMPA | External | Summer | B8 | 500 | 210 | 0 | 45.76 | 42.46 | 5 | 0
2020 | SPP_N_2_RMPA | SPP_N | RMPA | External | Summer | B9 | 800 | 210 | 0 | 41.02 | 42.46 | 5 | 0
2020 | SPP_N_2_RMPA | SPP_N | RMPA | External | Summer | B10 | 1262 | 210 | 0 | 39.21 | 42.08 | 5 | 0
2020 | SPP_N_2_RMPA | SPP_N | RMPA | External | Winter | B16 | 25 | 210 | 0 | 63.05 | 55.5 | 5 | 0
2020 | SPP_N_2_RMPA | SPP_N | RMPA | External | Winter | B17 | 100 | 210 | 0 | 55.89 | 47.57 | 5 | 0
2020 | SPP_N_2_RMPA | SPP_N | RMPA | External | Winter | B18 | 400 | 210 | 0 | 45.65 | 47.57 | 5 | 0
2020 | SPP_N_2_RMPA | SPP_N | RMPA | External | Winter | B19 | 700 | 210 | 0 | 44.9 | 47.57 | 5 | 0
2020 | SPP_N_2_RMPA | SPP_N | RMPA | External | Winter | B20 | 935 | 210 | 0 | 43.38 | 39.85 | 5 | 0
2020 | SPP_S_2_ERCOT | SPP_S | ERCOT | External | Shoulder | B11 | 25 | 800 | 0 | 61.03 | 59.04 | 5 | 0
2020 | SPP_S_2_ERCOT | SPP_S | ERCOT | External | Shoulder | B12 | 200 | 800 | 0 | 58.47 | 59.04 | 5 | 0
2020 | SPP_S_2_ERCOT | SPP_S | ERCOT | External | Shoulder | B13 | 600 | 800 | 0 | 46.52 | 38.52 | 5 | 0
2020 | SPP_S_2_ERCOT | SPP_S | ERCOT | External | Shoulder | B14 | 900 | 800 | 0 | 42.47 | 38.27 | 5 | 0
2020 | SPP_S_2_ERCOT | SPP_S | ERCOT | External | Shoulder | B15 | 1203 | 800 | 0 | 41.76 | 37.46 | 5 | 0
2020 | SPP_S_2_ERCOT | SPP_S | ERCOT | External | Summer | B1 | 10 | 800 | 0 | 65.1 | 65.1 | 5 | 0
2020 | SPP_S_2_ERCOT | SPP_S | ERCOT | External | Summer | B2 | 25 | 800 | 0 | 65.1 | 65.1 | 5 | 0
2020 | SPP_S_2_ERCOT | SPP_S | ERCOT | External | Summer | B3 | 75 | 800 | 0 | 65.1 | 57.34 | 5 | 0
2020 | SPP_S_2_ERCOT | SPP_S | ERCOT | External | Summer | B4 | 100 | 800 | 0 | 65.1 | 57.34 | 5 | 0
2020 | SPP_S_2_ERCOT | SPP_S | ERCOT | External | Summer | B5 | 200 | 800 | 0 | 63.2 | 57.34 | 5 | 0
2020 | SPP_S_2_ERCOT | SPP_S | ERCOT | External | Summer | B6 | 300 | 800 | 0 | 56.88 | 57.34 | 5 | 0
2020 | SPP_S_2_ERCOT | SPP_S | ERCOT | External | Summer | B7 | 400 | 800 | 0 | 56.07 | 57.34 | 5 | 0
2020 | SPP_S_2_ERCOT | SPP_S | ERCOT | External | Summer | B8 | 500 | 800 | 0 | 45.77 | 41.81 | 5 | 0
2020 | SPP_S_2_ERCOT | SPP_S | ERCOT | External | Summer | B9 | 800 | 800 | 0 | 41.04 | 38.19 | 5 | 0
2020 | SPP_S_2_ERCOT | SPP_S | ERCOT | External | Summer | B10 | 1262 | 800 | 0 | 39.22 | 36.32 | 5 | 0
2020 | SPP_S_2_ERCOT | SPP_S | ERCOT | External | Winter | B16 | 25 | 800 | 0 | 63.04 | 62.71 | 5 | 0
2020 | SPP_S_2_ERCOT | SPP_S | ERCOT | External | Winter | B17 | 100 | 800 | 453.81 | 55.9 | 60.9 | 5 | 0
2020 | SPP_S_2_ERCOT | SPP_S | ERCOT | External | Winter | B18 | 400 | 800 | 0 | 45.66 | 42.88 | 5 | 0
2020 | SPP_S_2_ERCOT | SPP_S | ERCOT | External | Winter | B19 | 700 | 800 | 0 | 44.91 | 40.99 | 5 | 0
2020 | SPP_S_2_ERCOT | SPP_S | ERCOT | External | Winter | B20 | 935 | 800 | 0 | 43.39 | 39.93 | 5 | 0
2025 | AZ_NM_SNV_Coal_2_SPP_S | AZ_NM_SNV_Coal | SPP_S | External | Shoulder | B11 | 25 | 400 | 0 | 54.42 | 57.69 | 8.17 | 0
2025 | AZ_NM_SNV_Coal_2_SPP_S | AZ_NM_SNV_Coal | SPP_S | External | Shoulder | B12 | 200 | 400 | 0 | 52.02 | 45.31 | 8.17 | 0
2025 | AZ_NM_SNV_Coal_2_SPP_S | AZ_NM_SNV_Coal | SPP_S | External | Shoulder | B13 | 600 | 400 | 0 | 51.12 | 36.81 | 8.17 | 0
2025 | AZ_NM_SNV_Coal_2_SPP_S | AZ_NM_SNV_Coal | SPP_S | External | Shoulder | B14 | 900 | 400 | 0 | 50.98 | 34.56 | 8.17 | 0
2025 | AZ_NM_SNV_Coal_2_SPP_S | AZ_NM_SNV_Coal | SPP_S | External | Shoulder | B15 | 1203 | 400 | 0 | 47.69 | 30.69 | 8.17 | 0
2025 | AZ_NM_SNV_Coal_2_SPP_S | AZ_NM_SNV_Coal | SPP_S | External | Summer | B1 | 10 | 400 | 0 | 74.43 | 62.17 | 8.17 | 0
2025 | AZ_NM_SNV_Coal_2_SPP_S | AZ_NM_SNV_Coal | SPP_S | External | Summer | B2 | 25 | 400 | 0 | 74.43 | 60.05 | 8.17 | 0
2025 | AZ_NM_SNV_Coal_2_SPP_S | AZ_NM_SNV_Coal | SPP_S | External | Summer | B3 | 75 | 400 | 0 | 74.43 | 59.55 | 8.17 | 0
2025 | AZ_NM_SNV_Coal_2_SPP_S | AZ_NM_SNV_Coal | SPP_S | External | Summer | B4 | 100 | 400 | 0 | 71.53 | 58.9 | 8.17 | 0
2025 | AZ_NM_SNV_Coal_2_SPP_S | AZ_NM_SNV_Coal | SPP_S | External | Summer | B5 | 200 | 400 | 0 | 70.92 | 57.96 | 8.17 | 0
2025 | AZ_NM_SNV_Coal_2_SPP_S | AZ_NM_SNV_Coal | SPP_S | External | Summer | B6 | 300 | 400 | 0 | 61.58 | 55.18 | 8.17 | 0
2025 | AZ_NM_SNV_Coal_2_SPP_S | AZ_NM_SNV_Coal | SPP_S | External | Summer | B7 | 400 | 400 | 0 | 54.32 | 48.86 | 8.17 | 0
2025 | AZ_NM_SNV_Coal_2_SPP_S | AZ_NM_SNV_Coal | SPP_S | External | Summer | B8 | 500 | 400 | 0 | 54.31 | 38.97 | 8.17 | 0
2025 | AZ_NM_SNV_Coal_2_SPP_S | AZ_NM_SNV_Coal | SPP_S | External | Summer | B9 | 800 | 400 | 0 | 54.3 | 36.33 | 8.17 | 0
2025 | AZ_NM_SNV_Coal_2_SPP_S | AZ_NM_SNV_Coal | SPP_S | External | Summer | B10 | 1262 | 400 | 0 | 49.46 | 30.69 | 8.17 | 0
2025 | AZ_NM_SNV_Coal_2_SPP_S | AZ_NM_SNV_Coal | SPP_S | External | Winter | B16 | 25 | 400 | 0 | 58.54 | 59.07 | 8.17 | 0
2025 | AZ_NM_SNV_Coal_2_SPP_S | AZ_NM_SNV_Coal | SPP_S | External | Winter | B17 | 100 | 400 | 0 | 54.97 | 48.73 | 8.17 | 0
2025 | AZ_NM_SNV_Coal_2_SPP_S | AZ_NM_SNV_Coal | SPP_S | External | Winter | B18 | 400 | 400 | 0 | 54.22 | 37.91 | 8.17 | 0
2025 | AZ_NM_SNV_Coal_2_SPP_S | AZ_NM_SNV_Coal | SPP_S | External | Winter | B19 | 700 | 400 | 0 | 54.22 | 36 | 8.17 | 0
2025 | AZ_NM_SNV_Coal_2_SPP_S | AZ_NM_SNV_Coal | SPP_S | External | Winter | B20 | 935 | 400 | 0 | 51.27 | 32.58 | 8.17 | 0
2025 | ERCOT_2_SPP_S | ERCOT | SPP_S | External | Shoulder | B11 | 25 | 800 | 0 | 62.42 | 57.69 | 8 | 0
2025 | ERCOT_2_SPP_S | ERCOT | SPP_S | External | Shoulder | B12 | 200 | 800 | 0 | 49.17 | 45.31 | 8 | 0
2025 | ERCOT_2_SPP_S | ERCOT | SPP_S | External | Shoulder | B13 | 600 | 800 | 0 | 32.77 | 36.81 | 8 | 0
2025 | ERCOT_2_SPP_S | ERCOT | SPP_S | External | Shoulder | B14 | 900 | 800 | 800 | 22.14 | 34.56 | 8 | 4.43
2025 | ERCOT_2_SPP_S | ERCOT | SPP_S | External | Shoulder | B15 | 1203 | 800 | 800 | 19.34 | 30.69 | 8 | 3.35
2025 | ERCOT_2_SPP_S | ERCOT | SPP_S | External | Summer | B1 | 10 | 800 | 0 | 60.55 | 62.17 | 8 | 0
2025 | ERCOT_2_SPP_S | ERCOT | SPP_S | External | Summer | B2 | 25 | 800 | 0 | 60.55 | 60.05 | 8 | 0
2025 | ERCOT_2_SPP_S | ERCOT | SPP_S | External | Summer | B3 | 75 | 800 | 0 | 60.55 | 59.55 | 8 | 0
2025 | ERCOT_2_SPP_S | ERCOT | SPP_S | External | Summer | B4 | 100 | 800 | 0 | 60.55 | 58.9 | 8 | 0
2025 | ERCOT_2_SPP_S | ERCOT | SPP_S | External | Summer | B5 | 200 | 800 | 0 | 60.55 | 57.96 | 8 | 0
2025 | ERCOT_2_SPP_S | ERCOT | SPP_S | External | Summer | B6 | 300 | 800 | 0 | 60.55 | 55.18 | 8 | 0
2025 | ERCOT_2_SPP_S | ERCOT | SPP_S | External | Summer | B7 | 400 | 800 | 0 | 47.14 | 48.86 | 8 | 0
2025 | ERCOT_2_SPP_S | ERCOT | SPP_S | External | Summer | B8 | 500 | 800 | 0 | 40.03 | 38.97 | 8 | 0
2025 | ERCOT_2_SPP_S | ERCOT | SPP_S | External | Summer | B9 | 800 | 800 | 0 | 28.98 | 36.33 | 8 | 0
2025 | ERCOT_2_SPP_S | ERCOT | SPP_S | External | Summer | B10 | 1262 | 800 | 800 | 18.09 | 30.69 | 8 | 4.6
2025 | ERCOT_2_SPP_S | ERCOT | SPP_S | External | Winter | B16 | 25 | 800 | 0 | 59.24 | 59.07 | 8 | 0
2025 | ERCOT_2_SPP_S | ERCOT | SPP_S | External | Winter | B17 | 100 | 800 | 0 | 53.57 | 48.73 | 8 | 0
2025 | ERCOT_2_SPP_S | ERCOT | SPP_S | External | Winter | B18 | 400 | 800 | 0 | 34.17 | 37.91 | 8 | 0
2025 | ERCOT_2_SPP_S | ERCOT | SPP_S | External | Winter | B19 | 700 | 800 | 800 | 27.87 | 36 | 8 | 0.13
2025 | ERCOT_2_SPP_S | ERCOT | SPP_S | External | Winter | B20 | 935 | 800 | 800 | 22.06 | 32.58 | 8 | 2.52
2025 | MAPP_US_2_RMPA | MAPP_US | RMPA | External | Shoulder | B11 | 25 | 200 | 0 | 46.1 | 47.31 | 8 | 0
2025 | MAPP_US_2_RMPA | MAPP_US | RMPA | External | Shoulder | B12 | 200 | 200 | 200 | 38.29 | 47.31 | 8 | 1.02
2025 | MAPP_US_2_RMPA | MAPP_US | RMPA | External | Shoulder | B13 | 600 | 200 | 200 | 29.79 | 43.6 | 8 | 5.81
2025 | MAPP_US_2_RMPA | MAPP_US | RMPA | External | Shoulder | B14 | 900 | 200 | 200 | 27.54 | 43.6 | 8 | 8.06
2025 | MAPP_US_2_RMPA | MAPP_US | RMPA | External | Shoulder | B15 | 1203 | 200 | 200 | 23.67 | 39.52 | 8 | 7.85
2025 | MAPP_US_2_RMPA | MAPP_US | RMPA | External | Summer | B1 | 10 | 200 | 0 | 62.14 | 69.82 | 8 | 0
2025 | MAPP_US_2_RMPA | MAPP_US | RMPA | External | Summer | B2 | 25 | 200 | 200 | 53.03 | 65.03 | 8 | 4
2025 | MAPP_US_2_RMPA | MAPP_US | RMPA | External | Summer | B3 | 75 | 200 | 200 | 52.53 | 62.46 | 8 | 1.93
2025 | MAPP_US_2_RMPA | MAPP_US | RMPA | External | Summer | B4 | 100 | 200 | 0 | 51.37 | 51.69 | 8 | 0
2025 | MAPP_US_2_RMPA | MAPP_US | RMPA | External | Summer | B5 | 200 | 200 | 0 | 50.94 | 49.94 | 8 | 0
2025 | MAPP_US_2_RMPA | MAPP_US | RMPA | External | Summer | B6 | 300 | 200 | 0 | 48.16 | 46.13 | 8 | 0
2025 | MAPP_US_2_RMPA | MAPP_US | RMPA | External | Summer | B7 | 400 | 200 | 136.34 | 37.32 | 45.32 | 8 | 0
2025 | MAPP_US_2_RMPA | MAPP_US | RMPA | External | Summer | B8 | 500 | 200 | 200 | 25.38 | 45.32 | 8 | 11.93
2025 | MAPP_US_2_RMPA | MAPP_US | RMPA | External | Summer | B9 | 800 | 200 | 200 | 25.38 | 41.31 | 8 | 7.92
2025 | MAPP_US_2_RMPA | MAPP_US | RMPA | External | Summer | B10 | 1262 | 200 | 200 | 23.67 | 36.99 | 8 | 5.32
2025 | MAPP_US_2_RMPA | MAPP_US | RMPA | External | Winter | B16 | 25 | 200 | 0 | 49.29 | 51.05 | 8 | 0
2025 | MAPP_US_2_RMPA | MAPP_US | RMPA | External | Winter | B17 | 100 | 200 | 13.66 | 43.05 | 51.05 | 8 | 0
2025 | MAPP_US_2_RMPA | MAPP_US | RMPA | External | Winter | B18 | 400 | 200 | 200 | 32.05 | 46.05 | 8 | 6
2025 | MAPP_US_2_RMPA | MAPP_US | RMPA | External | Winter | B19 | 700 | 200 | 200 | 28.97 | 46.05 | 8 | 9.08
2025 | MAPP_US_2_RMPA | MAPP_US | RMPA | External | Winter | B20 | 935 | 200 | 200 | 25.13 | 36.5 | 8 | 3.38
2025 | NE_2_RMPA | NE | RMPA | External | Shoulder | B11 | 25 | 310 | 0 | 57.66 | 47.31 | 5 | 0
2025 | NE_2_RMPA | NE | RMPA | External | Shoulder | B12 | 200 | 310 | 0 | 45.29 | 47.31 | 5 | 0
2025 | NE_2_RMPA | NE | RMPA | External | Shoulder | B13 | 600 | 310 | 310 | 36.79 | 43.6 | 5 | 1.81
2025 | NE_2_RMPA | NE | RMPA | External | Shoulder | B14 | 900 | 310 | 310 | 34.54 | 43.6 | 5 | 4.06
2025 | NE_2_RMPA | NE | RMPA | External | Shoulder | B15 | 1203 | 310 | 310 | 30.67 | 39.52 | 5 | 3.85
2025 | NE_2_RMPA | NE | RMPA | External | Summer | B1 | 10 | 310 | 310 | 64.81 | 69.82 | 5 | 0.01
2025 | NE_2_RMPA | NE | RMPA | External | Summer | B2 | 25 | 310 | 104.14 | 60.03 | 65.03 | 5 | 0
2025 | NE_2_RMPA | NE | RMPA | External | Summer | B3 | 75 | 310 | 0 | 59.53 | 62.46 | 5 | 0
2025 | NE_2_RMPA | NE | RMPA | External | Summer | B4 | 100 | 310 | 0 | 58.87 | 51.69 | 5 | 0
2025 | NE_2_RMPA | NE | RMPA | External | Summer | B5 | 200 | 310 | 0 | 57.94 | 49.94 | 5 | 0
2025 | NE_2_RMPA | NE | RMPA | External | Summer | B6 | 300 | 310 | 0 | 55.16 | 46.13 | 5 | 0
2025 | NE_2_RMPA | NE | RMPA | External | Summer | B7 | 400 | 310 | 0 | 48.83 | 45.32 | 5 | 0
2025 | NE_2_RMPA | NE | RMPA | External | Summer | B8 | 500 | 310 | 310 | 38.94 | 45.32 | 5 | 1.37
2025 | NE_2_RMPA | NE | RMPA | External | Summer | B9 | 800 | 310 | 169.43 | 36.31 | 41.31 | 5 | 0
2025 | NE_2_RMPA | NE | RMPA | External | Summer | B10 | 1262 | 310 | 310 | 30.67 | 36.99 | 5 | 1.32
2025 | NE_2_RMPA | NE | RMPA | External | Winter | B16 | 25 | 310 | 0 | 59.05 | 51.05 | 5 | 0
2025 | NE_2_RMPA | NE | RMPA | External | Winter | B17 | 100 | 310 | 0 | 48.7 | 51.05 | 5 | 0
2025 | NE_2_RMPA | NE | RMPA | External | Winter | B18 | 400 | 310 | 310 | 37.88 | 46.05 | 5 | 3.17
2025 | NE_2_RMPA | NE | RMPA | External | Winter | B19 | 700 | 310 | 310 | 35.97 | 46.05 | 5 | 5.08
2025 | NE_2_RMPA | NE | RMPA | External | Winter | B20 | 935 | 310 | 0 | 32.13 | 36.5 | 5 | 0
2025 | NWPP_Coal_2_MAPP_US | NWPP_Coal | MAPP_US | External | Shoulder | B11 | 25 | 150 | 0 | 54.41 | 46.1 | 8 | 0
2025 | NWPP_Coal_2_MAPP_US | NWPP_Coal | MAPP_US | External | Shoulder | B12 | 200 | 150 | 0 | 54.41 | 38.29 | 8 | 0
2025 | NWPP_Coal_2_MAPP_US | NWPP_Coal | MAPP_US | External | Shoulder | B13 | 600 | 150 | 0 | 54.41 | 29.79 | 8 | 0
2025 | NWPP_Coal_2_MAPP_US | NWPP_Coal | MAPP_US | External | Shoulder | B14 | 900 | 150 | 0 | 54.41 | 27.54 | 8 | 0
2025 | NWPP_Coal_2_MAPP_US | NWPP_Coal | MAPP_US | External | Shoulder | B15 | 1203 | 150 | 0 | 54.41 | 23.67 | 8 | 0
2025 | NWPP_Coal_2_MAPP_US | NWPP_Coal | MAPP_US | External | Summer | B1 | 10 | 150 | 0 | 66.27 | 62.14 | 8 | 0
2025 | NWPP_Coal_2_MAPP_US | NWPP_Coal | MAPP_US | External | Summer | B2 | 25 | 150 | 0 | 66.27 | 53.03 | 8 | 0
2025 | NWPP_Coal_2_MAPP_US | NWPP_Coal | MAPP_US | External | Summer | B3 | 75 | 150 | 0 | 54.3 | 52.53 | 8 | 0
2025 | NWPP_Coal_2_MAPP_US | NWPP_Coal | MAPP_US | External | Summer | B4 | 100 | 150 | 0 | 54.3 | 51.37 | 8 | 0
2025 | NWPP_Coal_2_MAPP_US | NWPP_Coal | MAPP_US | External | Summer | B5 | 200 | 150 | 0 | 54.3 | 50.94 | 8 | 0
2025 | NWPP_Coal_2_MAPP_US | NWPP_Coal | MAPP_US | External | Summer | B6 | 300 | 150 | 0 | 54.3 | 48.16 | 8 | 0
2025 | NWPP_Coal_2_MAPP_US | NWPP_Coal | MAPP_US | External | Summer | B7 | 400 | 150 | 0 | 54.3 | 37.32 | 8 | 0
2025 | NWPP_Coal_2_MAPP_US | NWPP_Coal | MAPP_US | External | Summer | B8 | 500 | 150 | 0 | 54.3 | 25.38 | 8 | 0
2025 | NWPP_Coal_2_MAPP_US | NWPP_Coal | MAPP_US | External | Summer | B9 | 800 | 150 | 0 | 54.3 | 25.38 | 8 | 0
2025 | NWPP_Coal_2_MAPP_US | NWPP_Coal | MAPP_US | External | Summer | B10 | 1262 | 150 | 0 | 54.3 | 23.67 | 8 | 0
2025 | NWPP_Coal_2_MAPP_US | NWPP_Coal | MAPP_US | External | Winter | B16 | 25 | 150 | 0 | 58.53 | 49.29 | 8 | 0
2025 | NWPP_Coal_2_MAPP_US | NWPP_Coal | MAPP_US | External | Winter | B17 | 100 | 150 | 0 | 58.53 | 43.05 | 8 | 0
2025 | NWPP_Coal_2_MAPP_US | NWPP_Coal | MAPP_US | External | Winter | B18 | 400 | 150 | 0 | 58.53 | 32.05 | 8 | 0
2025 | NWPP_Coal_2_MAPP_US | NWPP_Coal | MAPP_US | External | Winter | B19 | 700 | 150 | 0 | 58.53 | 28.97 | 8 | 0
2025 | NWPP_Coal_2_MAPP_US | NWPP_Coal | MAPP_US | External | Winter | B20 | 935 | 150 | 0 | 58.53 | 25.13 | 8 | 0
2025 | RMPA_2_MAPP_US | RMPA | MAPP_US | External | Shoulder | B11 | 25 | 200 | 0 | 47.31 | 46.1 | 8 | 0
2025 | RMPA_2_MAPP_US | RMPA | MAPP_US | External | Shoulder | B12 | 200 | 200 | 0 | 47.31 | 38.29 | 8 | 0
2025 | RMPA_2_MAPP_US | RMPA | MAPP_US | External | Shoulder | B13 | 600 | 200 | 0 | 43.6 | 29.79 | 8 | 0
2025 | RMPA_2_MAPP_US | RMPA | MAPP_US | External | Shoulder | B14 | 900 | 200 | 0 | 43.6 | 27.54 | 8 | 0
2025 | RMPA_2_MAPP_US | RMPA | MAPP_US | External | Shoulder | B15 | 1203 | 200 | 0 | 39.52 | 23.67 | 8 | 0
2025 | RMPA_2_MAPP_US | RMPA | MAPP_US | External | Summer | B1 | 10 | 200 | 0 | 69.82 | 62.14 | 8 | 0
2025 | RMPA_2_MAPP_US | RMPA | MAPP_US | External | Summer | B2 | 25 | 200 | 0 | 65.03 | 53.03 | 8 | 0
2025 | RMPA_2_MAPP_US | RMPA | MAPP_US | External | Summer | B3 | 75 | 200 | 0 | 62.46 | 52.53 | 8 | 0
2025 | RMPA_2_MAPP_US | RMPA | MAPP_US | External | Summer | B4 | 100 | 200 | 0 | 51.69 | 51.37 | 8 | 0
2025 | RMPA_2_MAPP_US | RMPA | MAPP_US | External | Summer | B5 | 200 | 200 | 0 | 49.94 | 50.94 | 8 | 0
2025 | RMPA_2_MAPP_US | RMPA | MAPP_US | External | Summer | B6 | 300 | 200 | 0 | 46.13 | 48.16 | 8 | 0
2025 | RMPA_2_MAPP_US | RMPA | MAPP_US | External | Summer | B7 | 400 | 200 | 0 | 45.32 | 37.32 | 8 | 0
2025 | RMPA_2_MAPP_US | RMPA | MAPP_US | External | Summer | B8 | 500 | 200 | 0 | 45.32 | 25.38 | 8 | 0
2025 | RMPA_2_MAPP_US | RMPA | MAPP_US | External | Summer | B9 | 800 | 200 | 0 | 41.31 | 25.38 | 8 | 0
2025 | RMPA_2_MAPP_US | RMPA | MAPP_US | External | Summer | B10 | 1262 | 200 | 0 | 36.99 | 23.67 | 8 | 0
2025 | RMPA_2_MAPP_US | RMPA | MAPP_US | External | Winter | B16 | 25 | 200 | 0 | 51.05 | 49.29 | 8 | 0
2025 | RMPA_2_MAPP_US | RMPA | MAPP_US | External | Winter | B17 | 100 | 200 | 0 | 51.05 | 43.05 | 8 | 0
2025 | RMPA_2_MAPP_US | RMPA | MAPP_US | External | Winter | B18 | 400 | 200 | 0 | 46.05 | 32.05 | 8 | 0
2025 | RMPA_2_MAPP_US | RMPA | MAPP_US | External | Winter | B19 | 700 | 200 | 0 | 46.05 | 28.97 | 8 | 0
2025 | RMPA_2_MAPP_US | RMPA | MAPP_US | External | Winter | B20 | 935 | 200 | 0 | 36.5 | 25.13 | 8 | 0
2025 | RMPA_2_NE | RMPA | NE | External | Shoulder | B11 | 25 | 310 | 310 | 47.31 | 57.66 | 8 | 2.35
2025 | RMPA_2_NE | RMPA | NE | External | Shoulder | B12 | 200 | 310 | 0 | 47.31 | 45.29 | 8 | 0
2025 | RMPA_2_NE | RMPA | NE | External | Shoulder | B13 | 600 | 310 | 0 | 43.6 | 36.79 | 8 | 0
2025 | RMPA_2_NE | RMPA | NE | External | Shoulder | B14 | 900 | 310 | 0 | 43.6 | 34.54 | 8 | 0
2025 | RMPA_2_NE | RMPA | NE | External | Shoulder | B15 | 1203 | 310 | 0 | 39.52 | 30.67 | 8 | 0
2025 | RMPA_2_NE | RMPA | NE | External | Summer | B1 | 10 | 310 | 0 | 69.82 | 64.81 | 8 | 0
2025 | RMPA_2_NE | RMPA | NE | External | Summer | B2 | 25 | 310 | 0 | 65.03 | 60.03 | 8 | 0
2025 | RMPA_2_NE | RMPA | NE | External | Summer | B3 | 75 | 310 | 0 | 62.46 | 59.53 | 8 | 0
2025 | RMPA_2_NE | RMPA | NE | External | Summer | B4 | 100 | 310 | 0 | 51.69 | 58.87 | 8 | 0
2025 | RMPA_2_NE | RMPA | NE | External | Summer | B5 | 200 | 310 | 276.77 | 49.94 | 57.94 | 8 | 0
2025 | RMPA_2_NE | RMPA | NE | External | Summer | B6 | 300 | 310 | 310 | 46.13 | 55.16 | 8 | 1.03
2025 | RMPA_2_NE | RMPA | NE | External | Summer | B7 | 400 | 310 | 0 | 45.32 | 48.83 | 8 | 0
2025 | RMPA_2_NE | RMPA | NE | External | Summer | B8 | 500 | 310 | 0 | 45.32 | 38.94 | 8 | 0
2025 | RMPA_2_NE | RMPA | NE | External | Summer | B9 | 800 | 310 | 0 | 41.31 | 36.31 | 8 | 0
2025 | RMPA_2_NE | RMPA | NE | External | Summer | B10 | 1262 | 310 | 0 | 36.99 | 30.67 | 8 | 0
2025 | RMPA_2_NE | RMPA | NE | External | Winter | B16 | 25 | 310 | 53.98 | 51.05 | 59.05 | 8 | 0
2025 | RMPA_2_NE | RMPA | NE | External | Winter | B17 | 100 | 310 | 0 | 51.05 | 48.7 | 8 | 0
2025 | RMPA_2_NE | RMPA | NE | External | Winter | B18 | 400 | 310 | 0 | 46.05 | 37.88 | 8 | 0
2025 | RMPA_2_NE | RMPA | NE | External | Winter | B19 | 700 | 310 | 0 | 46.05 | 35.97 | 8 | 0
2025 | RMPA_2_NE | RMPA | NE | External | Winter | B20 | 935 | 310 | 0 | 36.5 | 32.13 | 8 | 0
2025 | RMPA_2_SPP_N | RMPA | SPP_N | External | Shoulder | B11 | 25 | 210 | 210 | 47.31 | 57.67 | 8 | 2.36
2025 | RMPA_2_SPP_N | RMPA | SPP_N | External | Shoulder | B12 | 200 | 210 | 0 | 47.31 | 45.3 | 8 | 0
2025 | RMPA_2_SPP_N | RMPA | SPP_N | External | Shoulder | B13 | 600 | 210 | 0 | 43.6 | 36.8 | 8 | 0
2025 | RMPA_2_SPP_N | RMPA | SPP_N | External | Shoulder | B14 | 900 | 210 | 0 | 43.6 | 34.55 | 8 | 0
2025 | RMPA_2_SPP_N | RMPA | SPP_N | External | Shoulder | B15 | 1203 | 210 | 0 | 39.52 | 30.68 | 8 | 0
2025 | RMPA_2_SPP_N | RMPA | SPP_N | External | Summer | B1 | 10 | 210 | 0 | 69.82 | 64.82 | 8 | 0
2025 | RMPA_2_SPP_N | RMPA | SPP_N | External | Summer | B2 | 25 | 210 | 0 | 65.03 | 60.04 | 8 | 0
2025 | RMPA_2_SPP_N | RMPA | SPP_N | External | Summer | B3 | 75 | 210 | 0 | 62.46 | 59.54 | 8 | 0
2025 | RMPA_2_SPP_N | RMPA | SPP_N | External | Summer | B4 | 100 | 210 | 0 | 51.69 | 58.89 | 8 | 0
2025 | RMPA_2_SPP_N | RMPA | SPP_N | External | Summer | B5 | 200 | 210 | 210 | 49.94 | 57.95 | 8 | 0.01
2025 | RMPA_2_SPP_N | RMPA | SPP_N | External | Summer | B6 | 300 | 210 | 210 | 46.13 | 55.17 | 8 | 1.04
2025 | RMPA_2_SPP_N | RMPA | SPP_N | External | Summer | B7 | 400 | 210 | 0 | 45.32 | 48.84 | 8 | 0
2025 | RMPA_2_SPP_N | RMPA | SPP_N | External | Summer | B8 | 500 | 210 | 0 | 45.32 | 38.96 | 8 | 0
2025 | RMPA_2_SPP_N | RMPA | SPP_N | External | Summer | B9 | 800 | 210 | 0 | 41.31 | 36.32 | 8 | 0
2025 | RMPA_2_SPP_N | RMPA | SPP_N | External | Summer | B10 | 1262 | 210 | 0 | 36.99 | 30.68 | 8 | 0
2025 | RMPA_2_SPP_N | RMPA | SPP_N | External | Winter | B16 | 25 | 210 | 210 | 51.05 | 59.06 | 8 | 0.01
2025 | RMPA_2_SPP_N | RMPA | SPP_N | External | Winter | B17 | 100 | 210 | 0 | 51.05 | 48.71 | 8 | 0
2025 | RMPA_2_SPP_N | RMPA | SPP_N | External | Winter | B18 | 400 | 210 | 0 | 46.05 | 37.89 | 8 | 0
2025 | RMPA_2_SPP_N | RMPA | SPP_N | External | Winter | B19 | 700 | 210 | 0 | 46.05 | 35.99 | 8 | 0
2025 | RMPA_2_SPP_N | RMPA | SPP_N | External | Winter | B20 | 935 | 210 | 0 | 36.5 | 32.14 | 8 | 0
2025 | SPP_N_2_RMPA | SPP_N | RMPA | External | Shoulder | B11 | 25 | 210 | 0 | 57.67 | 47.31 | 5 | 0
2025 | SPP_N_2_RMPA | SPP_N | RMPA | External | Shoulder | B12 | 200 | 210 | 0 | 45.3 | 47.31 | 5 | 0
2025 | SPP_N_2_RMPA | SPP_N | RMPA | External | Shoulder | B13 | 600 | 210 | 210 | 36.8 | 43.6 | 5 | 1.79
2025 | SPP_N_2_RMPA | SPP_N | RMPA | External | Shoulder | B14 | 900 | 210 | 210 | 34.55 | 43.6 | 5 | 4.04
2025 | SPP_N_2_RMPA | SPP_N | RMPA | External | Shoulder | B15 | 1203 | 210 | 210 | 30.68 | 39.52 | 5 | 3.84
2025 | SPP_N_2_RMPA | SPP_N | RMPA | External | Summer | B1 | 10 | 210 | 118.35 | 64.82 | 69.82 | 5 | 0
2025 | SPP_N_2_RMPA | SPP_N | RMPA | External | Summer | B2 | 25 | 210 | 0 | 60.04 | 65.03 | 5 | 0
2025 | SPP_N_2_RMPA | SPP_N | RMPA | External | Summer | B3 | 75 | 210 | 0 | 59.54 | 62.46 | 5 | 0
2025 | SPP_N_2_RMPA | SPP_N | RMPA | External | Summer | B4 | 100 | 210 | 0 | 58.89 | 51.69 | 5 | 0
2025 | SPP_N_2_RMPA | SPP_N | RMPA | External | Summer | B5 | 200 | 210 | 0 | 57.95 | 49.94 | 5 | 0
2025 | SPP_N_2_RMPA | SPP_N | RMPA | External | Summer | B6 | 300 | 210 | 0 | 55.17 | 46.13 | 5 | 0
2025 | SPP_N_2_RMPA | SPP_N | RMPA | External | Summer | B7 | 400 | 210 | 0 | 48.84 | 45.32 | 5 | 0
2025 | SPP_N_2_RMPA | SPP_N | RMPA | External | Summer | B8 | 500 | 210 | 210 | 38.96 | 45.32 | 5 | 1.36
2025 | SPP_N_2_RMPA | SPP_N | RMPA | External | Summer | B9 | 800 | 210 | 0 | 36.32 | 41.31 | 5 | 0
2025 | SPP_N_2_RMPA | SPP_N | RMPA | External | Summer | B10 | 1262 | 210 | 210 | 30.68 | 36.99 | 5 | 1.31
2025 | SPP_N_2_RMPA | SPP_N | RMPA | External | Winter | B16 | 25 | 210 | 0 | 59.06 | 51.05 | 5 | 0
2025 | SPP_N_2_RMPA | SPP_N | RMPA | External | Winter | B17 | 100 | 210 | 0 | 48.71 | 51.05 | 5 | 0
2025 | SPP_N_2_RMPA | SPP_N | RMPA | External | Winter | B18 | 400 | 210 | 210 | 37.89 | 46.05 | 5 | 3.16
2025 | SPP_N_2_RMPA | SPP_N | RMPA | External | Winter | B19 | 700 | 210 | 210 | 35.99 | 46.05 | 5 | 5.06
2025 | SPP_N_2_RMPA | SPP_N | RMPA | External | Winter | B20 | 935 | 210 | 0 | 32.14 | 36.5 | 5 | 0
2025 | SPP_S_2_ERCOT | SPP_S | ERCOT | External | Shoulder | B11 | 25 | 800 | 0 | 57.69 | 62.42 | 5 | 0
2025 | SPP_S_2_ERCOT | SPP_S | ERCOT | External | Shoulder | B12 | 200 | 800 | 0 | 45.31 | 49.17 | 5 | 0
2025 | SPP_S_2_ERCOT | SPP_S | ERCOT | External | Shoulder | B13 | 600 | 800 | 0 | 36.81 | 32.77 | 5 | 0
2025 | SPP_S_2_ERCOT | SPP_S | ERCOT | External | Shoulder | B14 | 900 | 800 | 0 | 34.56 | 22.14 | 5 | 0
2025 | SPP_S_2_ERCOT | SPP_S | ERCOT | External | Shoulder | B15 | 1203 | 800 | 0 | 30.69 | 19.34 | 5 | 0
2025 | SPP_S_2_ERCOT | SPP_S | ERCOT | External | Summer | B1 | 10 | 800 | 0 | 62.17 | 60.55 | 5 | 0
2025 | SPP_S_2_ERCOT | SPP_S | ERCOT | External | Summer | B2 | 25 | 800 | 0 | 60.05 | 60.55 | 5 | 0
2025 | SPP_S_2_ERCOT | SPP_S | ERCOT | External | Summer | B3 | 75 | 800 | 0 | 59.55 | 60.55 | 5 | 0
2025 | SPP_S_2_ERCOT | SPP_S | ERCOT | External | Summer | B4 | 100 | 800 | 0 | 58.9 | 60.55 | 5 | 0
2025 | SPP_S_2_ERCOT | SPP_S | ERCOT | External | Summer | B5 | 200 | 800 | 0 | 57.96 | 60.55 | 5 | 0
2025 | SPP_S_2_ERCOT | SPP_S | ERCOT | External | Summer | B6 | 300 | 800 | 800 | 55.18 | 60.55 | 5 | 0.37
2025 | SPP_S_2_ERCOT | SPP_S | ERCOT | External | Summer | B7 | 400 | 800 | 0 | 48.86 | 47.14 | 5 | 0
2025 | SPP_S_2_ERCOT | SPP_S | ERCOT | External | Summer | B8 | 500 | 800 | 0 | 38.97 | 40.03 | 5 | 0
2025 | SPP_S_2_ERCOT | SPP_S | ERCOT | External | Summer | B9 | 800 | 800 | 0 | 36.33 | 28.98 | 5 | 0
2025 | SPP_S_2_ERCOT | SPP_S | ERCOT | External | Summer | B10 | 1262 | 800 | 0 | 30.69 | 18.09 | 5 | 0
2025 | SPP_S_2_ERCOT | SPP_S | ERCOT | External | Winter | B16 | 25 | 800 | 0 | 59.07 | 59.24 | 5 | 0
2025 | SPP_S_2_ERCOT | SPP_S | ERCOT | External | Winter | B17 | 100 | 800 | 0 | 48.73 | 53.57 | 5 | 0
2025 | SPP_S_2_ERCOT | SPP_S | ERCOT | External | Winter | B18 | 400 | 800 | 0 | 37.91 | 34.17 | 5 | 0
2025 | SPP_S_2_ERCOT | SPP_S | ERCOT | External | Winter | B19 | 700 | 800 | 0 | 36 | 27.87 | 5 | 0
2025 | SPP_S_2_ERCOT | SPP_S | ERCOT | External | Winter | B20 | 935 | 800 | 0 | 32.58 | 22.06 | 5 | 0
2030 | AZ_NM_SNV_Coal_2_SPP_S | AZ_NM_SNV_Coal | SPP_S | External | Shoulder | B11 | 25 | 400 | 0 | 37.3 | 44.38 | 8.17 | 0
2030 | AZ_NM_SNV_Coal_2_SPP_S | AZ_NM_SNV_Coal | SPP_S | External | Shoulder | B12 | 200 | 400 | 0 | 32.83 | 26.49 | 8.17 | 0
2030 | AZ_NM_SNV_Coal_2_SPP_S | AZ_NM_SNV_Coal | SPP_S | External | Shoulder | B13 | 600 | 400 | 0 | 32.8 | 23.5 | 8.17 | 0
2030 | AZ_NM_SNV_Coal_2_SPP_S | AZ_NM_SNV_Coal | SPP_S | External | Shoulder | B14 | 900 | 400 | 0 | 32.8 | 21.51 | 8.17 | 0
2030 | AZ_NM_SNV_Coal_2_SPP_S | AZ_NM_SNV_Coal | SPP_S | External | Shoulder | B15 | 1203 | 400 | 0 | 31.75 | 18.51 | 8.17 | 0
2030 | AZ_NM_SNV_Coal_2_SPP_S | AZ_NM_SNV_Coal | SPP_S | External | Summer | B1 | 10 | 400 | 0 | 83.47 | 33.93 | 8.17 | 0
2030 | AZ_NM_SNV_Coal_2_SPP_S | AZ_NM_SNV_Coal | SPP_S | External | Summer | B2 | 25 | 400 | 0 | 83.47 | 51.46 | 8.17 | 0
2030 | AZ_NM_SNV_Coal_2_SPP_S | AZ_NM_SNV_Coal | SPP_S | External | Summer | B3 | 75 | 400 | 0 | 74.17 | 53.26 | 8.17 | 0
2030 | AZ_NM_SNV_Coal_2_SPP_S | AZ_NM_SNV_Coal | SPP_S | External | Summer | B4 | 100 | 400 | 0 | 50.93 | 50.78 | 8.17 | 0
2030 | AZ_NM_SNV_Coal_2_SPP_S | AZ_NM_SNV_Coal | SPP_S | External | Summer | B5 | 200 | 400 | 0 | 50.35 | 49.82 | 8.17 | 0
2030 | AZ_NM_SNV_Coal_2_SPP_S | AZ_NM_SNV_Coal | SPP_S | External | Summer | B6 | 300 | 400 | 0 | 43.62 | 45.27 | 8.17 | 0
2030 | AZ_NM_SNV_Coal_2_SPP_S | AZ_NM_SNV_Coal | SPP_S | External | Summer | B7 | 400 | 400 | 0 | 42.38 | 35.78 | 8.17 | 0
2030 | AZ_NM_SNV_Coal_2_SPP_S | AZ_NM_SNV_Coal | SPP_S | External | Summer | B8 | 500 | 400 | 0 | 42.37 | 25.38 | 8.17 | 0
2030 | AZ_NM_SNV_Coal_2_SPP_S | AZ_NM_SNV_Coal | SPP_S | External | Summer | B9 | 800 | 400 | 0 | 39.78 | 23.67 | 8.17 | 0
2030 | AZ_NM_SNV_Coal_2_SPP_S | AZ_NM_SNV_Coal | SPP_S | External | Summer | B10 | 1262 | 400 | 0 | 30.13 | 20.03 | 8.17 | 0
2030 | AZ_NM_SNV_Coal_2_SPP_S | AZ_NM_SNV_Coal | SPP_S | External | Winter | B16 | 25 | 400 | 0 | 41.09 | 33.29 | 8.17 | 0
2030 | AZ_NM_SNV_Coal_2_SPP_S | AZ_NM_SNV_Coal | SPP_S | External | Winter | B17 | 100 | 400 | 0 | 36.06 | 28.85 | 8.17 | 0
2030 | AZ_NM_SNV_Coal_2_SPP_S | AZ_NM_SNV_Coal | SPP_S | External | Winter | B18 | 400 | 400 | 0 | 36.04 | 26.67 | 8.17 | 0
2030 | AZ_NM_SNV_Coal_2_SPP_S | AZ_NM_SNV_Coal | SPP_S | External | Winter | B19 | 700 | 400 | 0 | 36.04 | 25.07 | 8.17 | 0
2030 | AZ_NM_SNV_Coal_2_SPP_S | AZ_NM_SNV_Coal | SPP_S | External | Winter | B20 | 935 | 400 | 0 | 32.84 | 21.67 | 8.17 | 0
2030 | ERCOT_2_SPP_S | ERCOT | SPP_S | External | Shoulder | B11 | 25 | 800 | 0 | 49.38 | 44.38 | 8 | 0
2030 | ERCOT_2_SPP_S | ERCOT | SPP_S | External | Shoulder | B12 | 200 | 800 | 0 | 32.77 | 26.49 | 8 | 0
2030 | ERCOT_2_SPP_S | ERCOT | SPP_S | External | Shoulder | B13 | 600 | 800 | 0 | 18.58 | 23.5 | 8 | 0
2030 | ERCOT_2_SPP_S | ERCOT | SPP_S | External | Shoulder | B14 | 900 | 800 | 0 | 14.5 | 21.51 | 8 | 0
2030 | ERCOT_2_SPP_S | ERCOT | SPP_S | External | Shoulder | B15 | 1203 | 800 | 0 | 14.5 | 18.51 | 8 | 0
2030 | ERCOT_2_SPP_S | ERCOT | SPP_S | External | Summer | B1 | 10 | 800 | 0 | 63.97 | 33.93 | 8 | 0
2030 | ERCOT_2_SPP_S | ERCOT | SPP_S | External | Summer | B2 | 25 | 800 | 0 | 63.97 | 51.46 | 8 | 0
2030 | ERCOT_2_SPP_S | ERCOT | SPP_S | External | Summer | B3 | 75 | 800 | 0 | 63.97 | 53.26 | 8 | 0
2030 | ERCOT_2_SPP_S | ERCOT | SPP_S | External | Summer | B4 | 100 | 800 | 0 | 63.97 | 50.78 | 8 | 0
2030 | ERCOT_2_SPP_S | ERCOT | SPP_S | External | Summer | B5 | 200 | 800 | 0 | 63.97 | 49.82 | 8 | 0
2030 | ERCOT_2_SPP_S | ERCOT | SPP_S | External | Summer | B6 | 300 | 800 | 0 | 44.65 | 45.27 | 8 | 0
2030 | ERCOT_2_SPP_S | ERCOT | SPP_S | External | Summer | B7 | 400 | 800 | 0 | 40.78 | 35.78 | 8 | 0
2030 | ERCOT_2_SPP_S | ERCOT | SPP_S | External | Summer | B8 | 500 | 800 | 0 | 32.77 | 25.38 | 8 | 0
2030 | ERCOT_2_SPP_S | ERCOT | SPP_S | External | Summer | B9 | 800 | 800 | 0 | 17.06 | 23.67 | 8 | 0
2030 | ERCOT_2_SPP_S | ERCOT | SPP_S | External | Summer | B10 | 1262 | 800 | 0 | 13.12 | 20.03 | 8 | 0
2030 | ERCOT_2_SPP_S | ERCOT | SPP_S | External | Winter | B16 | 25 | 800 | 0 | 44.82 | 33.29 | 8 | 0
2030 | ERCOT_2_SPP_S | ERCOT | SPP_S | External | Winter | B17 | 100 | 800 | 0 | 33.4 | 28.85 | 8 | 0
2030 | ERCOT_2_SPP_S | ERCOT | SPP_S | External | Winter | B18 | 400 | 800 | 0 | 22.78 | 26.67 | 8 | 0
2030 | ERCOT_2_SPP_S | ERCOT | SPP_S | External | Winter | B19 | 700 | 800 | 0 | 18.52 | 25.07 | 8 | 0
2030 | ERCOT_2_SPP_S | ERCOT | SPP_S | External | Winter | B20 | 935 | 800 | 0 | 17.46 | 21.67 | 8 | 0
2030 | MAPP_US_2_RMPA | MAPP_US | RMPA | External | Shoulder | B11 | 25 | 200 | 0 | 42.37 | 33.31 | 8 | 0
2030 | MAPP_US_2_RMPA | MAPP_US | RMPA | External | Shoulder | B12 | 200 | 200 | 0 | 24.49 | 25.05 | 8 | 0
2030 | MAPP_US_2_RMPA | MAPP_US | RMPA | External | Shoulder | B13 | 600 | 200 | 0 | 21.5 | 25.05 | 8 | 0
2030 | MAPP_US_2_RMPA | MAPP_US | RMPA | External | Shoulder | B14 | 900 | 200 | 0 | 19.5 | 25.05 | 8 | 0
2030 | MAPP_US_2_RMPA | MAPP_US | RMPA | External | Shoulder | B15 | 1203 | 200 | 185.12 | 17.05 | 25.05 | 8 | 0
2030 | MAPP_US_2_RMPA | MAPP_US | RMPA | External | Summer | B1 | 10 | 200 | 0 | 62.67 | 49.97 | 8 | 0
2030 | MAPP_US_2_RMPA | MAPP_US | RMPA | External | Summer | B2 | 25 | 200 | 0 | 49.42 | 48.96 | 8 | 0
2030 | MAPP_US_2_RMPA | MAPP_US | RMPA | External | Summer | B3 | 75 | 200 | 0 | 47.87 | 48.96 | 8 | 0
2030 | MAPP_US_2_RMPA | MAPP_US | RMPA | External | Summer | B4 | 100 | 200 | 0 | 43.76 | 42.76 | 8 | 0
2030 | MAPP_US_2_RMPA | MAPP_US | RMPA | External | Summer | B5 | 200 | 200 | 0 | 42.33 | 41.33 | 8 | 0
2030 | MAPP_US_2_RMPA | MAPP_US | RMPA | External | Summer | B6 | 300 | 200 | 0 | 40.36 | 34.19 | 8 | 0
2030 | MAPP_US_2_RMPA | MAPP_US | RMPA | External | Summer | B7 | 400 | 200 | 0 | 29.64 | 30.34 | 8 | 0
2030 | MAPP_US_2_RMPA | MAPP_US | RMPA | External | Summer | B8 | 500 | 200 | 0 | 21.82 | 26.56 | 8 | 0
2030 | MAPP_US_2_RMPA | MAPP_US | RMPA | External | Summer | B9 | 800 | 200 | 0 | 20.2 | 23.55 | 8 | 0
2030 | MAPP_US_2_RMPA | MAPP_US | RMPA | External | Summer | B10 | 1262 | 200 | 0 | 15.65 | 22.83 | 8 | 0
2030 | MAPP_US_2_RMPA | MAPP_US | RMPA | External | Winter | B16 | 25 | 200 | 200 | 25.38 | 35.27 | 8 | 1.88
2030 | MAPP_US_2_RMPA | MAPP_US | RMPA | External | Winter | B17 | 100 | 200 | 0 | 26.84 | 29.17 | 8 | 0
2030 | MAPP_US_2_RMPA | MAPP_US | RMPA | External | Winter | B18 | 400 | 200 | 0 | 24.64 | 29.17 | 8 | 0
2030 | MAPP_US_2_RMPA | MAPP_US | RMPA | External | Winter | B19 | 700 | 200 | 0 | 24.64 | 29.17 | 8 | 0
2030 | MAPP_US_2_RMPA | MAPP_US | RMPA | External | Winter | B20 | 935 | 200 | 0 | 19.47 | 24.67 | 8 | 0
2030 | NE_2_RMPA | NE | RMPA | External | Shoulder | B11 | 25 | 310 | 0 | 44.37 | 33.31 | 5 | 0
2030 | NE_2_RMPA | NE | RMPA | External | Shoulder | B12 | 200 | 310 | 0 | 26.49 | 25.05 | 5 | 0
2030 | NE_2_RMPA | NE | RMPA | External | Shoulder | B13 | 600 | 310 | 0 | 23.5 | 25.05 | 5 | 0
2030 | NE_2_RMPA | NE | RMPA | External | Shoulder | B14 | 900 | 310 | 0 | 21.5 | 25.05 | 5 | 0
2030 | NE_2_RMPA | NE | RMPA | External | Shoulder | B15 | 1203 | 310 | 310 | 18.5 | 25.05 | 5 | 1.55
2030 | NE_2_RMPA | NE | RMPA | External | Summer | B1 | 10 | 310 | 0 | 64.67 | 49.97 | 5 | 0
2030 | NE_2_RMPA | NE | RMPA | External | Summer | B2 | 25 | 310 | 0 | 51.42 | 48.96 | 5 | 0
2030 | NE_2_RMPA | NE | RMPA | External | Summer | B3 | 75 | 310 | 0 | 49.87 | 48.96 | 5 | 0
2030 | NE_2_RMPA | NE | RMPA | External | Summer | B4 | 100 | 310 | 0 | 50.76 | 42.76 | 5 | 0
2030 | NE_2_RMPA | NE | RMPA | External | Summer | B5 | 200 | 310 | 0 | 49.33 | 41.33 | 5 | 0
2030 | NE_2_RMPA | NE | RMPA | External | Summer | B6 | 300 | 310 | 0 | 42.36 | 34.19 | 5 | 0
2030 | NE_2_RMPA | NE | RMPA | External | Summer | B7 | 400 | 310 | 0 | 31.64 | 30.34 | 5 | 0
2030 | NE_2_RMPA | NE | RMPA | External | Summer | B8 | 500 | 310 | 0 | 23.82 | 26.56 | 5 | 0
2030 | NE_2_RMPA | NE | RMPA | External | Summer | B9 | 800 | 310 | 0 | 22.2 | 23.55 | 5 | 0
2030 | NE_2_RMPA | NE | RMPA | External | Summer | B10 | 1262 | 310 | 310 | 17.65 | 22.83 | 5 | 0.19
2030 | NE_2_RMPA | NE | RMPA | External | Winter | B16 | 25 | 310 | 310 | 25.05 | 35.27 | 5 | 5.22
2030 | NE_2_RMPA | NE | RMPA | External | Winter | B17 | 100 | 310 | 0 | 28.84 | 29.17 | 5 | 0
2030 | NE_2_RMPA | NE | RMPA | External | Winter | B18 | 400 | 310 | 0 | 26.64 | 29.17 | 5 | 0
2030 | NE_2_RMPA | NE | RMPA | External | Winter | B19 | 700 | 310 | 0 | 25.05 | 29.17 | 5 | 0
2030 | NE_2_RMPA | NE | RMPA | External | Winter | B20 | 935 | 310 | 0 | 21.47 | 24.67 | 5 | 0
2030 | NWPP_Coal_2_MAPP_US | NWPP_Coal | MAPP_US | External | Shoulder | B11 | 25 | 150 | 0 | 42.51 | 42.37 | 8 | 0
2030 | NWPP_Coal_2_MAPP_US | NWPP_Coal | MAPP_US | External | Shoulder | B12 | 200 | 150 | 0 | 42.51 | 24.49 | 8 | 0
2030 | NWPP_Coal_2_MAPP_US | NWPP_Coal | MAPP_US | External | Shoulder | B13 | 600 | 150 | 0 | 42.51 | 21.5 | 8 | 0
2030 | NWPP_Coal_2_MAPP_US | NWPP_Coal | MAPP_US | External | Shoulder | B14 | 900 | 150 | 0 | 42.51 | 19.5 | 8 | 0
2030 | NWPP_Coal_2_MAPP_US | NWPP_Coal | MAPP_US | External | Shoulder | B15 | 1203 | 150 | 0 | 42.51 | 17.05 | 8 | 0
2030 | NWPP_Coal_2_MAPP_US | NWPP_Coal | MAPP_US | External | Summer | B1 | 10 | 150 | 0 | 58.69 | 62.67 | 8 | 0
2030 | NWPP_Coal_2_MAPP_US | NWPP_Coal | MAPP_US | External | Summer | B2 | 25 | 150 | 0 | 58.69 | 49.42 | 8 | 0
2030 | NWPP_Coal_2_MAPP_US | NWPP_Coal | MAPP_US | External | Summer | B3 | 75 | 150 | 0 | 42.35 | 47.87 | 8 | 0
2030 | NWPP_Coal_2_MAPP_US | NWPP_Coal | MAPP_US | External | Summer | B4 | 100 | 150 | 0 | 42.35 | 43.76 | 8 | 0
2030 | NWPP_Coal_2_MAPP_US | NWPP_Coal | MAPP_US | External | Summer | B5 | 200 | 150 | 0 | 42.35 | 42.33 | 8 | 0
2030 | NWPP_Coal_2_MAPP_US | NWPP_Coal | MAPP_US | External | Summer | B6 | 300 | 150 | 0 | 42.35 | 40.36 | 8 | 0
2030 | NWPP_Coal_2_MAPP_US | NWPP_Coal | MAPP_US | External | Summer | B7 | 400 | 150 | 0 | 42.35 | 29.64 | 8 | 0
2030 | NWPP_Coal_2_MAPP_US | NWPP_Coal | MAPP_US | External | Summer | B8 | 500 | 150 | 0 | 42.35 | 21.82 | 8 | 0
2030 | NWPP_Coal_2_MAPP_US | NWPP_Coal | MAPP_US | External | Summer | B9 | 800 | 150 | 0 | 42.35 | 20.2 | 8 | 0
2030 | NWPP_Coal_2_MAPP_US | NWPP_Coal | MAPP_US | External | Summer | B10 | 1262 | 150 | 0 | 42.35 | 15.65 | 8 | 0
2030 | NWPP_Coal_2_MAPP_US | NWPP_Coal | MAPP_US | External | Winter | B16 | 25 | 150 | 0 | 46.55 | 25.38 | 8 | 0
2030 | NWPP_Coal_2_MAPP_US | NWPP_Coal | MAPP_US | External | Winter | B17 | 100 | 150 | 0 | 46.55 | 26.84 | 8 | 0
2030 | NWPP_Coal_2_MAPP_US | NWPP_Coal | MAPP_US | External | Winter | B18 | 400 | 150 | 0 | 46.55 | 24.64 | 8 | 0
2030 | NWPP_Coal_2_MAPP_US | NWPP_Coal | MAPP_US | External | Winter | B19 | 700 | 150 | 0 | 46.55 | 24.64 | 8 | 0
2030 | NWPP_Coal_2_MAPP_US | NWPP_Coal | MAPP_US | External | Winter | B20 | 935 | 150 | 0 | 46.55 | 19.47 | 8 | 0
2030 | RMPA_2_MAPP_US | RMPA | MAPP_US | External | Shoulder | B11 | 25 | 200 | 200 | 33.31 | 42.37 | 8 | 1.05
2030 | RMPA_2_MAPP_US | RMPA | MAPP_US | External | Shoulder | B12 | 200 | 200 | 0 | 25.05 | 24.49 | 8 | 0
2030 | RMPA_2_MAPP_US | RMPA | MAPP_US | External | Shoulder | B13 | 600 | 200 | 0 | 25.05 | 21.5 | 8 | 0
2030 | RMPA_2_MAPP_US | RMPA | MAPP_US | External | Shoulder | B14 | 900 | 200 | 0 | 25.05 | 19.5 | 8 | 0
2030 | RMPA_2_MAPP_US | RMPA | MAPP_US | External | Shoulder | B15 | 1203 | 200 | 0 | 25.05 | 17.05 | 8 | 0
2030 | RMPA_2_MAPP_US | RMPA | MAPP_US | External | Summer | B1 | 10 | 200 | 200 | 49.97 | 62.67 | 8 | 4.7
2030 | RMPA_2_MAPP_US | RMPA | MAPP_US | External | Summer | B2 | 25 | 200 | 0 | 48.96 | 49.42 | 8 | 0
2030 | RMPA_2_MAPP_US | RMPA | MAPP_US | External | Summer | B3 | 75 | 200 | 0 | 48.96 | 47.87 | 8 | 0
2030 | RMPA_2_MAPP_US | RMPA | MAPP_US | External | Summer | B4 | 100 | 200 | 0 | 42.76 | 43.76 | 8 | 0
2030 | RMPA_2_MAPP_US | RMPA | MAPP_US | External | Summer | B5 | 200 | 200 | 0 | 41.33 | 42.33 | 8 | 0
2030 | RMPA_2_MAPP_US | RMPA | MAPP_US | External | Summer | B6 | 300 | 200 | 0 | 34.19 | 40.36 | 8 | 0
2030 | RMPA_2_MAPP_US | RMPA | MAPP_US | External | Summer | B7 | 400 | 200 | 0 | 30.34 | 29.64 | 8 | 0
2030 | RMPA_2_MAPP_US | RMPA | MAPP_US | External | Summer | B8 | 500 | 200 | 0 | 26.56 | 21.82 | 8 | 0
2030 | RMPA_2_MAPP_US | RMPA | MAPP_US | External | Summer | B9 | 800 | 200 | 0 | 23.55 | 20.2 | 8 | 0
2030 | RMPA_2_MAPP_US | RMPA | MAPP_US | External | Summer | B10 | 1262 | 200 | 0 | 22.83 | 15.65 | 8 | 0
2030 | RMPA_2_MAPP_US | RMPA | MAPP_US | External | Winter | B16 | 25 | 200 | 0 | 35.27 | 25.38 | 8 | 0
2030 | RMPA_2_MAPP_US | RMPA | MAPP_US | External | Winter | B17 | 100 | 200 | 0 | 29.17 | 26.84 | 8 | 0
2030 | RMPA_2_MAPP_US | RMPA | MAPP_US | External | Winter | B18 | 400 | 200 | 0 | 29.17 | 24.64 | 8 | 0
2030 | RMPA_2_MAPP_US | RMPA | MAPP_US | External | Winter | B19 | 700 | 200 | 0 | 29.17 | 24.64 | 8 | 0
2030 | RMPA_2_MAPP_US | RMPA | MAPP_US | External | Winter | B20 | 935 | 200 | 0 | 24.67 | 19.47 | 8 | 0
2030 | RMPA_2_NE | RMPA | NE | External | Shoulder | B11 | 25 | 310 | 310 | 33.31 | 44.37 | 8 | 3.05
2030 | RMPA_2_NE | RMPA | NE | External | Shoulder | B12 | 200 | 310 | 0 | 25.05 | 26.49 | 8 | 0
2030 | RMPA_2_NE | RMPA | NE | External | Shoulder | B13 | 600 | 310 | 0 | 25.05 | 23.5 | 8 | 0
2030 | RMPA_2_NE | RMPA | NE | External | Shoulder | B14 | 900 | 310 | 0 | 25.05 | 21.5 | 8 | 0
2030 | RMPA_2_NE | RMPA | NE | External | Shoulder | B15 | 1203 | 310 | 0 | 25.05 | 18.5 | 8 | 0
2030 | RMPA_2_NE | RMPA | NE | External | Summer | B1 | 10 | 310 | 310 | 49.97 | 64.67 | 8 | 6.7
2030 | RMPA_2_NE | RMPA | NE | External | Summer | B2 | 25 | 310 | 0 | 48.96 | 51.42 | 8 | 0
2030 | RMPA_2_NE | RMPA | NE | External | Summer | B3 | 75 | 310 | 0 | 48.96 | 49.87 | 8 | 0
2030 | RMPA_2_NE | RMPA | NE | External | Summer | B4 | 100 | 310 | 18.42 | 42.76 | 50.76 | 8 | 0
2030 | RMPA_2_NE | RMPA | NE | External | Summer | B5 | 200 | 310 | 274.23 | 41.33 | 49.33 | 8 | 0
2030 | RMPA_2_NE | RMPA | NE | External | Summer | B6 | 300 | 310 | 310 | 34.19 | 42.36 | 8 | 0.17
2030 | RMPA_2_NE | RMPA | NE | External | Summer | B7 | 400 | 310 | 0 | 30.34 | 31.64 | 8 | 0
2030 | RMPA_2_NE | RMPA | NE | External | Summer | B8 | 500 | 310 | 0 | 26.56 | 23.82 | 8 | 0
2030 | RMPA_2_NE | RMPA | NE | External | Summer | B9 | 800 | 310 | 0 | 23.55 | 22.2 | 8 | 0
2030 | RMPA_2_NE | RMPA | NE | External | Summer | B10 | 1262 | 310 | 0 | 22.83 | 17.65 | 8 | 0
2030 | RMPA_2_NE | RMPA | NE | External | Winter | B16 | 25 | 310 | 0 | 35.27 | 25.05 | 8 | 0
2030 | RMPA_2_NE | RMPA | NE | External | Winter | B17 | 100 | 310 | 0 | 29.17 | 28.84 | 8 | 0
2030 | RMPA_2_NE | RMPA | NE | External | Winter | B18 | 400 | 310 | 0 | 29.17 | 26.64 | 8 | 0
2030 | RMPA_2_NE | RMPA | NE | External | Winter | B19 | 700 | 310 | 0 | 29.17 | 25.05 | 8 | 0
2030 | RMPA_2_NE | RMPA | NE | External | Winter | B20 | 935 | 310 | 0 | 24.67 | 21.47 | 8 | 0
2030 | RMPA_2_SPP_N | RMPA | SPP_N | External | Shoulder | B11 | 25 | 210 | 210 | 33.31 | 44.38 | 8 | 3.06
2030 | RMPA_2_SPP_N | RMPA | SPP_N | External | Shoulder | B12 | 200 | 210 | 0 | 25.05 | 26.51 | 8 | 0
2030 | RMPA_2_SPP_N | RMPA | SPP_N | External | Shoulder | B13 | 600 | 210 | 0 | 25.05 | 23.52 | 8 | 0
2030 | RMPA_2_SPP_N | RMPA | SPP_N | External | Shoulder | B14 | 900 | 210 | 0 | 25.05 | 21.51 | 8 | 0
2030 | RMPA_2_SPP_N | RMPA | SPP_N | External | Shoulder | B15 | 1203 | 210 | 0 | 25.05 | 18.51 | 8 | 0
2030 | RMPA_2_SPP_N | RMPA | SPP_N | External | Summer | B1 | 10 | 210 | 210 | 49.97 | 64.68 | 8 | 6.71
2030 | RMPA_2_SPP_N | RMPA | SPP_N | External | Summer | B2 | 25 | 210 | 0 | 48.96 | 51.46 | 8 | 0
2030 | RMPA_2_SPP_N | RMPA | SPP_N | External | Summer | B3 | 75 | 210 | 0 | 48.96 | 53.25 | 8 | 0
2030 | RMPA_2_SPP_N | RMPA | SPP_N | External | Summer | B4 | 100 | 210 | 210 | 42.76 | 50.78 | 8 | 0.01
2030 | RMPA_2_SPP_N | RMPA | SPP_N | External | Summer | B5 | 200 | 210 | 210 | 41.33 | 49.81 | 8 | 0.48
2030 | RMPA_2_SPP_N | RMPA | SPP_N | External | Summer | B6 | 300 | 210 | 210 | 34.19 | 45.25 | 8 | 3.07
2030 | RMPA_2_SPP_N | RMPA | SPP_N | External | Summer | B7 | 400 | 210 | 0 | 30.34 | 35.77 | 8 | 0
2030 | RMPA_2_SPP_N | RMPA | SPP_N | External | Summer | B8 | 500 | 210 | 0 | 26.56 | 25.36 | 8 | 0
2030 | RMPA_2_SPP_N | RMPA | SPP_N | External | Summer | B9 | 800 | 210 | 0 | 23.55 | 23.66 | 8 | 0
2030 | RMPA_2_SPP_N | RMPA | SPP_N | External | Summer | B10 | 1262 | 210 | 0 | 22.83 | 20.02 | 8 | 0
2030 | RMPA_2_SPP_N | RMPA | SPP_N | External | Winter | B16 | 25 | 210 | 0 | 35.27 | 33.3 | 8 | 0
2030 | RMPA_2_SPP_N | RMPA | SPP_N | External | Winter | B17 | 100 | 210 | 0 | 29.17 | 28.85 | 8 | 0
2030 | RMPA_2_SPP_N | RMPA | SPP_N | External | Winter | B18 | 400 | 210 | 0 | 29.17 | 26.66 | 8 | 0
2030 | RMPA_2_SPP_N | RMPA | SPP_N | External | Winter | B19 | 700 | 210 | 0 | 29.17 | 25.06 | 8 | 0
2030 | RMPA_2_SPP_N | RMPA | SPP_N | External | Winter | B20 | 935 | 210 | 0 | 24.67 | 21.67 | 8 | 0
2030 | SPP_N_2_RMPA | SPP_N | RMPA | External | Shoulder | B11 | 25 | 210 | 0 | 44.38 | 33.31 | 5 | 0
2030 | SPP_N_2_RMPA | SPP_N | RMPA | External | Shoulder | B12 | 200 | 210 | 0 | 26.51 | 25.05 | 5 | 0
2030 | SPP_N_2_RMPA | SPP_N | RMPA | External | Shoulder | B13 | 600 | 210 | 0 | 23.52 | 25.05 | 5 | 0
2030 | SPP_N_2_RMPA | SPP_N | RMPA | External | Shoulder | B14 | 900 | 210 | 0 | 21.51 | 25.05 | 5 | 0
2030 | SPP_N_2_RMPA | SPP_N | RMPA | External | Shoulder | B15 | 1203 | 210 | 210 | 18.51 | 25.05 | 5 | 1.54
2030 | SPP_N_2_RMPA | SPP_N | RMPA | External | Summer | B1 | 10 | 210 | 0 | 64.68 | 49.97 | 5 | 0
2030 | SPP_N_2_RMPA | SPP_N | RMPA | External | Summer | B2 | 25 | 210 | 0 | 51.46 | 48.96 | 5 | 0
2030 | SPP_N_2_RMPA | SPP_N | RMPA | External | Summer | B3 | 75 | 210 | 0 | 53.25 | 48.96 | 5 | 0
2030 | SPP_N_2_RMPA | SPP_N | RMPA | External | Summer | B4 | 100 | 210 | 0 | 50.78 | 42.76 | 5 | 0
2030 | SPP_N_2_RMPA | SPP_N | RMPA | External | Summer | B5 | 200 | 210 | 0 | 49.81 | 41.33 | 5 | 0
2030 | SPP_N_2_RMPA | SPP_N | RMPA | External | Summer | B6 | 300 | 210 | 0 | 45.25 | 34.19 | 5 | 0
2030 | SPP_N_2_RMPA | SPP_N | RMPA | External | Summer | B7 | 400 | 210 | 0 | 35.77 | 30.34 | 5 | 0
2030 | SPP_N_2_RMPA | SPP_N | RMPA | External | Summer | B8 | 500 | 210 | 0 | 25.36 | 26.56 | 5 | 0
2030 | SPP_N_2_RMPA | SPP_N | RMPA | External | Summer | B9 | 800 | 210 | 0 | 23.66 | 23.55 | 5 | 0
2030 | SPP_N_2_RMPA | SPP_N | RMPA | External | Summer | B10 | 1262 | 210 | 0 | 20.02 | 22.83 | 5 | 0
2030 | SPP_N_2_RMPA | SPP_N | RMPA | External | Winter | B16 | 25 | 210 | 0 | 33.3 | 35.27 | 5 | 0
2030 | SPP_N_2_RMPA | SPP_N | RMPA | External | Winter | B17 | 100 | 210 | 0 | 28.85 | 29.17 | 5 | 0
2030 | SPP_N_2_RMPA | SPP_N | RMPA | External | Winter | B18 | 400 | 210 | 0 | 26.66 | 29.17 | 5 | 0
2030 | SPP_N_2_RMPA | SPP_N | RMPA | External | Winter | B19 | 700 | 210 | 0 | 25.06 | 29.17 | 5 | 0
2030 | SPP_N_2_RMPA | SPP_N | RMPA | External | Winter | B20 | 935 | 210 | 0 | 21.67 | 24.67 | 5 | 0
2030 | SPP_S_2_ERCOT | SPP_S | ERCOT | External | Shoulder | B11 | 25 | 800 | 549.64 | 44.38 | 49.38 | 5 | 0
2030 | SPP_S_2_ERCOT | SPP_S | ERCOT | External | Shoulder | B12 | 200 | 800 | 800 | 26.49 | 32.77 | 5 | 1.28
2030 | SPP_S_2_ERCOT | SPP_S | ERCOT | External | Shoulder | B13 | 600 | 800 | 0 | 23.5 | 18.58 | 5 | 0
2030 | SPP_S_2_ERCOT | SPP_S | ERCOT | External | Shoulder | B14 | 900 | 800 | 0 | 21.51 | 14.5 | 5 | 0
2030 | SPP_S_2_ERCOT | SPP_S | ERCOT | External | Shoulder | B15 | 1203 | 800 | 0 | 18.51 | 14.5 | 5 | 0
2030 | SPP_S_2_ERCOT | SPP_S | ERCOT | External | Summer | B1 | 10 | 800 | 800 | 33.93 | 63.97 | 5 | 25.04
2030 | SPP_S_2_ERCOT | SPP_S | ERCOT | External | Summer | B2 | 25 | 800 | 800 | 51.46 | 63.97 | 5 | 7.52
2030 | SPP_S_2_ERCOT | SPP_S | ERCOT | External | Summer | B3 | 75 | 800 | 800 | 53.26 | 63.97 | 5 | 5.71
2030 | SPP_S_2_ERCOT | SPP_S | ERCOT | External | Summer | B4 | 100 | 800 | 800 | 50.78 | 63.97 | 5 | 8.2
2030 | SPP_S_2_ERCOT | SPP_S | ERCOT | External | Summer | B5 | 200 | 800 | 800 | 49.82 | 63.97 | 5 | 9.15
2030 | SPP_S_2_ERCOT | SPP_S | ERCOT | External | Summer | B6 | 300 | 800 | 0 | 45.27 | 44.65 | 5 | 0
2030 | SPP_S_2_ERCOT | SPP_S | ERCOT | External | Summer | B7 | 400 | 800 | 553.86 | 35.78 | 40.78 | 5 | 0
2030 | SPP_S_2_ERCOT | SPP_S | ERCOT | External | Summer | B8 | 500 | 800 | 800 | 25.38 | 32.77 | 5 | 2.4
2030 | SPP_S_2_ERCOT | SPP_S | ERCOT | External | Summer | B9 | 800 | 800 | 0 | 23.67 | 17.06 | 5 | 0
2030 | SPP_S_2_ERCOT | SPP_S | ERCOT | External | Summer | B10 | 1262 | 800 | 0 | 20.03 | 13.12 | 5 | 0
2030 | SPP_S_2_ERCOT | SPP_S | ERCOT | External | Winter | B16 | 25 | 800 | 800 | 33.29 | 44.82 | 5 | 6.53
2030 | SPP_S_2_ERCOT | SPP_S | ERCOT | External | Winter | B17 | 100 | 800 | 0 | 28.85 | 33.4 | 5 | 0
2030 | SPP_S_2_ERCOT | SPP_S | ERCOT | External | Winter | B18 | 400 | 800 | 0 | 26.67 | 22.78 | 5 | 0
2030 | SPP_S_2_ERCOT | SPP_S | ERCOT | External | Winter | B19 | 700 | 800 | 0 | 25.07 | 18.52 | 5 | 0
2030 | SPP_S_2_ERCOT | SPP_S | ERCOT | External | Winter | B20 | 935 | 800 | 0 | 21.67 | 17.46 | 5 | 0
2035 | AZ_NM_SNV_Coal_2_SPP_S | AZ_NM_SNV_Coal | SPP_S | External | Shoulder | B11 | 25 | 400 | 0 | 30.19 | 27.98 | 8.17 | 0
2035 | AZ_NM_SNV_Coal_2_SPP_S | AZ_NM_SNV_Coal | SPP_S | External | Shoulder | B12 | 200 | 400 | 0 | 30.17 | 20.54 | 8.17 | 0
2035 | AZ_NM_SNV_Coal_2_SPP_S | AZ_NM_SNV_Coal | SPP_S | External | Shoulder | B13 | 600 | 400 | 0 | 30.16 | 17.98 | 8.17 | 0
2035 | AZ_NM_SNV_Coal_2_SPP_S | AZ_NM_SNV_Coal | SPP_S | External | Shoulder | B14 | 900 | 400 | 0 | 30.16 | 13.84 | 8.17 | 0
2035 | AZ_NM_SNV_Coal_2_SPP_S | AZ_NM_SNV_Coal | SPP_S | External | Shoulder | B15 | 1203 | 400 | 0 | 21.95 | -46.04 | 8.17 | 0
2035 | AZ_NM_SNV_Coal_2_SPP_S | AZ_NM_SNV_Coal | SPP_S | External | Summer | B1 | 10 | 400 | 0 | 97.49 | 25.09 | 8.17 | 0
2035 | AZ_NM_SNV_Coal_2_SPP_S | AZ_NM_SNV_Coal | SPP_S | External | Summer | B2 | 25 | 400 | 0 | 97.49 | 49.61 | 8.17 | 0
2035 | AZ_NM_SNV_Coal_2_SPP_S | AZ_NM_SNV_Coal | SPP_S | External | Summer | B3 | 75 | 400 | 0 | 81.03 | 50.88 | 8.17 | 0
2035 | AZ_NM_SNV_Coal_2_SPP_S | AZ_NM_SNV_Coal | SPP_S | External | Summer | B4 | 100 | 400 | 0 | 47.46 | 49.61 | 8.17 | 0
2035 | AZ_NM_SNV_Coal_2_SPP_S | AZ_NM_SNV_Coal | SPP_S | External | Summer | B5 | 200 | 400 | 0 | 38.35 | 43.78 | 8.17 | 0
2035 | AZ_NM_SNV_Coal_2_SPP_S | AZ_NM_SNV_Coal | SPP_S | External | Summer | B6 | 300 | 400 | 0 | 34.72 | 40.35 | 8.17 | 0
2035 | AZ_NM_SNV_Coal_2_SPP_S | AZ_NM_SNV_Coal | SPP_S | External | Summer | B7 | 400 | 400 | 0 | 31.23 | 25.09 | 8.17 | 0
2035 | AZ_NM_SNV_Coal_2_SPP_S | AZ_NM_SNV_Coal | SPP_S | External | Summer | B8 | 500 | 400 | 0 | 31.21 | 20.69 | 8.17 | 0
2035 | AZ_NM_SNV_Coal_2_SPP_S | AZ_NM_SNV_Coal | SPP_S | External | Summer | B9 | 800 | 400 | 0 | 31 | 18.79 | 8.17 | 0
2035 | AZ_NM_SNV_Coal_2_SPP_S | AZ_NM_SNV_Coal | SPP_S | External | Summer | B10 | 1262 | 400 | 0 | 24.94 | 14.08 | 8.17 | 0
2035 | AZ_NM_SNV_Coal_2_SPP_S | AZ_NM_SNV_Coal | SPP_S | External | Winter | B16 | 25 | 400 | 0 | 30.32 | 24.53 | 8.17 | 0
2035 | AZ_NM_SNV_Coal_2_SPP_S | AZ_NM_SNV_Coal | SPP_S | External | Winter | B17 | 100 | 400 | 0 | 30.17 | 21.75 | 8.17 | 0
2035 | AZ_NM_SNV_Coal_2_SPP_S | AZ_NM_SNV_Coal | SPP_S | External | Winter | B18 | 400 | 400 | 0 | 30.16 | 21.35 | 8.17 | 0
2035 | AZ_NM_SNV_Coal_2_SPP_S | AZ_NM_SNV_Coal | SPP_S | External | Winter | B19 | 700 | 400 | 0 | 30.16 | 19.57 | 8.17 | 0
2035 | AZ_NM_SNV_Coal_2_SPP_S | AZ_NM_SNV_Coal | SPP_S | External | Winter | B20 | 935 | 400 | 0 | 22.92 | 14.54 | 8.17 | 0
2035 | ERCOT_2_SPP_S | ERCOT | SPP_S | External | Shoulder | B11 | 25 | 800 | 0 | 45.53 | 27.98 | 8 | 0
2035 | ERCOT_2_SPP_S | ERCOT | SPP_S | External | Shoulder | B12 | 200 | 800 | 0 | 14.4 | 20.54 | 8 | 0
2035 | ERCOT_2_SPP_S | ERCOT | SPP_S | External | Shoulder | B13 | 600 | 800 | 800 | 9.81 | 17.98 | 8 | 0.17
2035 | ERCOT_2_SPP_S | ERCOT | SPP_S | External | Shoulder | B14 | 900 | 800 | 0 | 9.81 | 13.84 | 8 | 0
2035 | ERCOT_2_SPP_S | ERCOT | SPP_S | External | Shoulder | B15 | 1203 | 800 | 0 | 9.81 | -46.04 | 8 | 0
2035 | ERCOT_2_SPP_S | ERCOT | SPP_S | External | Summer | B1 | 10 | 800 | 0 | 71.73 | 25.09 | 8 | 0
2035 | ERCOT_2_SPP_S | ERCOT | SPP_S | External | Summer | B2 | 25 | 800 | 0 | 71.73 | 49.61 | 8 | 0
2035 | ERCOT_2_SPP_S | ERCOT | SPP_S | External | Summer | B3 | 75 | 800 | 0 | 71.73 | 50.88 | 8 | 0
2035 | ERCOT_2_SPP_S | ERCOT | SPP_S | External | Summer | B4 | 100 | 800 | 0 | 71.73 | 49.61 | 8 | 0
2035 | ERCOT_2_SPP_S | ERCOT | SPP_S | External | Summer | B5 | 200 | 800 | 0 | 71.73 | 43.78 | 8 | 0
2035 | ERCOT_2_SPP_S | ERCOT | SPP_S | External | Summer | B6 | 300 | 800 | 0 | 43 | 40.35 | 8 | 0
2035 | ERCOT_2_SPP_S | ERCOT | SPP_S | External | Summer | B7 | 400 | 800 | 0 | 26.65 | 25.09 | 8 | 0
2035 | ERCOT_2_SPP_S | ERCOT | SPP_S | External | Summer | B8 | 500 | 800 | 405.37 | 12.69 | 20.69 | 8 | 0
2035 | ERCOT_2_SPP_S | ERCOT | SPP_S | External | Summer | B9 | 800 | 800 | 800 | 8.25 | 18.79 | 8 | 2.55
2035 | ERCOT_2_SPP_S | ERCOT | SPP_S | External | Summer | B10 | 1262 | 800 | 0 | 8.25 | 14.08 | 8 | 0
2035 | ERCOT_2_SPP_S | ERCOT | SPP_S | External | Winter | B16 | 25 | 800 | 0 | 29.53 | 24.53 | 8 | 0
2035 | ERCOT_2_SPP_S | ERCOT | SPP_S | External | Winter | B17 | 100 | 800 | 0 | 17.98 | 21.75 | 8 | 0
2035 | ERCOT_2_SPP_S | ERCOT | SPP_S | External | Winter | B18 | 400 | 800 | 0 | 14.13 | 21.35 | 8 | 0
2035 | ERCOT_2_SPP_S | ERCOT | SPP_S | External | Winter | B19 | 700 | 800 | 0 | 13.07 | 19.57 | 8 | 0
2035 | ERCOT_2_SPP_S | ERCOT | SPP_S | External | Winter | B20 | 935 | 800 | 0 | 13.07 | 14.54 | 8 | 0
2035 | MAPP_US_2_RMPA | MAPP_US | RMPA | External | Shoulder | B11 | 25 | 200 | 0 | 25.38 | 22.61 | 8 | 0
2035 | MAPP_US_2_RMPA | MAPP_US | RMPA | External | Shoulder | B12 | 200 | 200 | 0 | 18.52 | 22.95 | 8 | 0
2035 | MAPP_US_2_RMPA | MAPP_US | RMPA | External | Shoulder | B13 | 600 | 200 | 0 | 15.96 | 22.61 | 8 | 0
2035 | MAPP_US_2_RMPA | MAPP_US | RMPA | External | Shoulder | B14 | 900 | 200 | 200 | 11.84 | 22 | 8 | 2.16
2035 | MAPP_US_2_RMPA | MAPP_US | RMPA | External | Shoulder | B15 | 1203 | 200 | 200 | -41.04 | 22 | 8 | 55.04
2035 | MAPP_US_2_RMPA | MAPP_US | RMPA | External | Summer | B1 | 10 | 200 | 0 | 51.93 | 48.06 | 8 | 0
2035 | MAPP_US_2_RMPA | MAPP_US | RMPA | External | Summer | B2 | 25 | 200 | 0 | 46.05 | 48.06 | 8 | 0
2035 | MAPP_US_2_RMPA | MAPP_US | RMPA | External | Summer | B3 | 75 | 200 | 0 | 43.71 | 48.06 | 8 | 0
2035 | MAPP_US_2_RMPA | MAPP_US | RMPA | External | Summer | B4 | 100 | 200 | 0 | 42.19 | 39.3 | 8 | 0
2035 | MAPP_US_2_RMPA | MAPP_US | RMPA | External | Summer | B5 | 200 | 200 | 0 | 41.75 | 30.66 | 8 | 0
2035 | MAPP_US_2_RMPA | MAPP_US | RMPA | External | Summer | B6 | 300 | 200 | 0 | 38.32 | 26.56 | 8 | 0
2035 | MAPP_US_2_RMPA | MAPP_US | RMPA | External | Summer | B7 | 400 | 200 | 0 | 22.88 | 23.55 | 8 | 0
2035 | MAPP_US_2_RMPA | MAPP_US | RMPA | External | Summer | B8 | 500 | 200 | 0 | 17.65 | 23.04 | 8 | 0
2035 | MAPP_US_2_RMPA | MAPP_US | RMPA | External | Summer | B9 | 800 | 200 | 200 | 14.5 | 22.54 | 8 | 0.03
2035 | MAPP_US_2_RMPA | MAPP_US | RMPA | External | Summer | B10 | 1262 | 200 | 200 | 10 | 21.21 | 8 | 3.22
2035 | MAPP_US_2_RMPA | MAPP_US | RMPA | External | Winter | B16 | 25 | 200 | 200 | -54.97 | 26.63 | 8 | 73.6
2035 | MAPP_US_2_RMPA | MAPP_US | RMPA | External | Winter | B17 | 100 | 200 | 200 | 17.53 | 26.63 | 8 | 1.1
2035 | MAPP_US_2_RMPA | MAPP_US | RMPA | External | Winter | B18 | 400 | 200 | 0 | 18.17 | 25.18 | 8 | 0
2035 | MAPP_US_2_RMPA | MAPP_US | RMPA | External | Winter | B19 | 700 | 200 | 0 | 17.56 | 24.56 | 8 | 0
2035 | MAPP_US_2_RMPA | MAPP_US | RMPA | External | Winter | B20 | 935 | 200 | 200 | 13.97 | 22.54 | 8 | 0.56
2035 | NE_2_RMPA | NE | RMPA | External | Shoulder | B11 | 25 | 310 | 0 | 27.97 | 22.61 | 5 | 0
2035 | NE_2_RMPA | NE | RMPA | External | Shoulder | B12 | 200 | 310 | 0 | 20.52 | 22.95 | 5 | 0
2035 | NE_2_RMPA | NE | RMPA | External | Shoulder | B13 | 600 | 310 | 0 | 17.96 | 22.61 | 5 | 0
2035 | NE_2_RMPA | NE | RMPA | External | Shoulder | B14 | 900 | 310 | 310 | 13.84 | 22 | 5 | 3.16
2035 | NE_2_RMPA | NE | RMPA | External | Shoulder | B15 | 1203 | 310 | 310 | -46.04 | 22 | 5 | 63.04
2035 | NE_2_RMPA | NE | RMPA | External | Summer | B1 | 10 | 310 | 0 | 53.93 | 48.06 | 5 | 0
2035 | NE_2_RMPA | NE | RMPA | External | Summer | B2 | 25 | 310 | 0 | 48.05 | 48.06 | 5 | 0
2035 | NE_2_RMPA | NE | RMPA | External | Summer | B3 | 75 | 310 | 0 | 45.71 | 48.06 | 5 | 0
2035 | NE_2_RMPA | NE | RMPA | External | Summer | B4 | 100 | 310 | 0 | 44.19 | 39.3 | 5 | 0
2035 | NE_2_RMPA | NE | RMPA | External | Summer | B5 | 200 | 310 | 0 | 43.75 | 30.66 | 5 | 0
2035 | NE_2_RMPA | NE | RMPA | External | Summer | B6 | 300 | 310 | 0 | 40.32 | 26.56 | 5 | 0
2035 | NE_2_RMPA | NE | RMPA | External | Summer | B7 | 400 | 310 | 0 | 24.88 | 23.55 | 5 | 0
2035 | NE_2_RMPA | NE | RMPA | External | Summer | B8 | 500 | 310 | 0 | 19.65 | 23.04 | 5 | 0
2035 | NE_2_RMPA | NE | RMPA | External | Summer | B9 | 800 | 310 | 310 | 16.5 | 22.54 | 5 | 1.03
2035 | NE_2_RMPA | NE | RMPA | External | Summer | B10 | 1262 | 310 | 310 | 12 | 21.21 | 5 | 4.22
2035 | NE_2_RMPA | NE | RMPA | External | Winter | B16 | 25 | 310 | 310 | -59.97 | 26.63 | 5 | 81.6
2035 | NE_2_RMPA | NE | RMPA | External | Winter | B17 | 100 | 310 | 310 | 12.53 | 26.63 | 5 | 9.1
2035 | NE_2_RMPA | NE | RMPA | External | Winter | B18 | 400 | 310 | 45.62 | 20.18 | 25.18 | 5 | 0
2035 | NE_2_RMPA | NE | RMPA | External | Winter | B19 | 700 | 310 | 262.93 | 19.56 | 24.56 | 5 | 0
2035 | NE_2_RMPA | NE | RMPA | External | Winter | B20 | 935 | 310 | 310 | 14.51 | 22.54 | 5 | 3.03
2035 | NWPP_Coal_2_MAPP_US | NWPP_Coal | MAPP_US | External | Shoulder | B11 | 25 | 150 | 0 | 30.16 | 25.38 | 8 | 0
2035 | NWPP_Coal_2_MAPP_US | NWPP_Coal | MAPP_US | External | Shoulder | B12 | 200 | 150 | 0 | 30.16 | 18.52 | 8 | 0
2035 | NWPP_Coal_2_MAPP_US | NWPP_Coal | MAPP_US | External | Shoulder | B13 | 600 | 150 | 0 | 30.16 | 15.96 | 8 | 0
2035 | NWPP_Coal_2_MAPP_US | NWPP_Coal | MAPP_US | External | Shoulder | B14 | 900 | 150 | 0 | 30.16 | 11.84 | 8 | 0
2035 | NWPP_Coal_2_MAPP_US | NWPP_Coal | MAPP_US | External | Shoulder | B15 | 1203 | 150 | 0 | 30.16 | -41.04 | 8 | 0
2035 | NWPP_Coal_2_MAPP_US | NWPP_Coal | MAPP_US | External | Summer | B1 | 10 | 150 | 150 | 43.88 | 51.93 | 8 | 0.05
2035 | NWPP_Coal_2_MAPP_US | NWPP_Coal | MAPP_US | External | Summer | B2 | 25 | 150 | 150 | 31.13 | 46.05 | 8 | 6.92
2035 | NWPP_Coal_2_MAPP_US | NWPP_Coal | MAPP_US | External | Summer | B3 | 75 | 150 | 150 | 31.13 | 43.71 | 8 | 4.58
2035 | NWPP_Coal_2_MAPP_US | NWPP_Coal | MAPP_US | External | Summer | B4 | 100 | 150 | 150 | 31.13 | 42.19 | 8 | 3.06
2035 | NWPP_Coal_2_MAPP_US | NWPP_Coal | MAPP_US | External | Summer | B5 | 200 | 150 | 150 | 31.13 | 41.75 | 8 | 2.62
2035 | NWPP_Coal_2_MAPP_US | NWPP_Coal | MAPP_US | External | Summer | B6 | 300 | 150 | 0 | 31.13 | 38.32 | 8 | 0
2035 | NWPP_Coal_2_MAPP_US | NWPP_Coal | MAPP_US | External | Summer | B7 | 400 | 150 | 0 | 31.13 | 22.88 | 8 | 0
2035 | NWPP_Coal_2_MAPP_US | NWPP_Coal | MAPP_US | External | Summer | B8 | 500 | 150 | 0 | 31.13 | 17.65 | 8 | 0
2035 | NWPP_Coal_2_MAPP_US | NWPP_Coal | MAPP_US | External | Summer | B9 | 800 | 150 | 0 | 31.13 | 14.5 | 8 | 0
2035 | NWPP_Coal_2_MAPP_US | NWPP_Coal | MAPP_US | External | Summer | B10 | 1262 | 150 | 0 | 31.13 | 10 | 8 | 0
2035 | NWPP_Coal_2_MAPP_US | NWPP_Coal | MAPP_US | External | Winter | B16 | 25 | 150 | 0 | 30.3 | -54.97 | 8 | 0
2035 | NWPP_Coal_2_MAPP_US | NWPP_Coal | MAPP_US | External | Winter | B17 | 100 | 150 | 0 | 30.16 | 17.53 | 8 | 0
2035 | NWPP_Coal_2_MAPP_US | NWPP_Coal | MAPP_US | External | Winter | B18 | 400 | 150 | 0 | 30.16 | 18.17 | 8 | 0
2035 | NWPP_Coal_2_MAPP_US | NWPP_Coal | MAPP_US | External | Winter | B19 | 700 | 150 | 0 | 30.16 | 17.56 | 8 | 0
2035 | NWPP_Coal_2_MAPP_US | NWPP_Coal | MAPP_US | External | Winter | B20 | 935 | 150 | 0 | 30.16 | 13.97 | 8 | 0
2035 | RMPA_2_MAPP_US | RMPA | MAPP_US | External | Shoulder | B11 | 25 | 200 | 0 | 22.61 | 25.38 | 8 | 0
2035 | RMPA_2_MAPP_US | RMPA | MAPP_US | External | Shoulder | B12 | 200 | 200 | 0 | 22.95 | 18.52 | 8 | 0
2035 | RMPA_2_MAPP_US | RMPA | MAPP_US | External | Shoulder | B13 | 600 | 200 | 0 | 22.61 | 15.96 | 8 | 0
2035 | RMPA_2_MAPP_US | RMPA | MAPP_US | External | Shoulder | B14 | 900 | 200 | 0 | 22 | 11.84 | 8 | 0
2035 | RMPA_2_MAPP_US | RMPA | MAPP_US | External | Shoulder | B15 | 1203 | 200 | 0 | 22 | -41.04 | 8 | 0
2035 | RMPA_2_MAPP_US | RMPA | MAPP_US | External | Summer | B1 | 10 | 200 | 0 | 48.06 | 51.93 | 8 | 0
2035 | RMPA_2_MAPP_US | RMPA | MAPP_US | External | Summer | B2 | 25 | 200 | 0 | 48.06 | 46.05 | 8 | 0
2035 | RMPA_2_MAPP_US | RMPA | MAPP_US | External | Summer | B3 | 75 | 200 | 0 | 48.06 | 43.71 | 8 | 0
2035 | RMPA_2_MAPP_US | RMPA | MAPP_US | External | Summer | B4 | 100 | 200 | 0 | 39.3 | 42.19 | 8 | 0
2035 | RMPA_2_MAPP_US | RMPA | MAPP_US | External | Summer | B5 | 200 | 200 | 200 | 30.66 | 41.75 | 8 | 3.1
2035 | RMPA_2_MAPP_US | RMPA | MAPP_US | External | Summer | B6 | 300 | 200 | 200 | 26.56 | 38.32 | 8 | 3.76
2035 | RMPA_2_MAPP_US | RMPA | MAPP_US | External | Summer | B7 | 400 | 200 | 0 | 23.55 | 22.88 | 8 | 0
2035 | RMPA_2_MAPP_US | RMPA | MAPP_US | External | Summer | B8 | 500 | 200 | 0 | 23.04 | 17.65 | 8 | 0
2035 | RMPA_2_MAPP_US | RMPA | MAPP_US | External | Summer | B9 | 800 | 200 | 0 | 22.54 | 14.5 | 8 | 0
2035 | RMPA_2_MAPP_US | RMPA | MAPP_US | External | Summer | B10 | 1262 | 200 | 0 | 21.21 | 10 | 8 | 0
2035 | RMPA_2_MAPP_US | RMPA | MAPP_US | External | Winter | B16 | 25 | 200 | 0 | 26.63 | -54.97 | 8 | 0
2035 | RMPA_2_MAPP_US | RMPA | MAPP_US | External | Winter | B17 | 100 | 200 | 0 | 26.63 | 17.53 | 8 | 0
2035 | RMPA_2_MAPP_US | RMPA | MAPP_US | External | Winter | B18 | 400 | 200 | 0 | 25.18 | 18.17 | 8 | 0
2035 | RMPA_2_MAPP_US | RMPA | MAPP_US | External | Winter | B19 | 700 | 200 | 0 | 24.56 | 17.56 | 8 | 0
2035 | RMPA_2_MAPP_US | RMPA | MAPP_US | External | Winter | B20 | 935 | 200 | 0 | 22.54 | 13.97 | 8 | 0
2035 | RMPA_2_NE | RMPA | NE | External | Shoulder | B11 | 25 | 310 | 0 | 22.61 | 27.97 | 8 | 0
2035 | RMPA_2_NE | RMPA | NE | External | Shoulder | B12 | 200 | 310 | 0 | 22.95 | 20.52 | 8 | 0
2035 | RMPA_2_NE | RMPA | NE | External | Shoulder | B13 | 600 | 310 | 0 | 22.61 | 17.96 | 8 | 0
2035 | RMPA_2_NE | RMPA | NE | External | Shoulder | B14 | 900 | 310 | 0 | 22 | 13.84 | 8 | 0
2035 | RMPA_2_NE | RMPA | NE | External | Shoulder | B15 | 1203 | 310 | 0 | 22 | -46.04 | 8 | 0
2035 | RMPA_2_NE | RMPA | NE | External | Summer | B1 | 10 | 310 | 0 | 48.06 | 53.93 | 8 | 0
2035 | RMPA_2_NE | RMPA | NE | External | Summer | B2 | 25 | 310 | 0 | 48.06 | 48.05 | 8 | 0
2035 | RMPA_2_NE | RMPA | NE | External | Summer | B3 | 75 | 310 | 0 | 48.06 | 45.71 | 8 | 0
2035 | RMPA_2_NE | RMPA | NE | External | Summer | B4 | 100 | 310 | 0 | 39.3 | 44.19 | 8 | 0
2035 | RMPA_2_NE | RMPA | NE | External | Summer | B5 | 200 | 310 | 310 | 30.66 | 43.75 | 8 | 5.1
2035 | RMPA_2_NE | RMPA | NE | External | Summer | B6 | 300 | 310 | 310 | 26.56 | 40.32 | 8 | 5.76
2035 | RMPA_2_NE | RMPA | NE | External | Summer | B7 | 400 | 310 | 0 | 23.55 | 24.88 | 8 | 0
2035 | RMPA_2_NE | RMPA | NE | External | Summer | B8 | 500 | 310 | 0 | 23.04 | 19.65 | 8 | 0
2035 | RMPA_2_NE | RMPA | NE | External | Summer | B9 | 800 | 310 | 0 | 22.54 | 16.5 | 8 | 0
2035 | RMPA_2_NE | RMPA | NE | External | Summer | B10 | 1262 | 310 | 0 | 21.21 | 12 | 8 | 0
2035 | RMPA_2_NE | RMPA | NE | External | Winter | B16 | 25 | 310 | 0 | 26.63 | -59.97 | 8 | 0
2035 | RMPA_2_NE | RMPA | NE | External | Winter | B17 | 100 | 310 | 0 | 26.63 | 12.53 | 8 | 0
2035 | RMPA_2_NE | RMPA | NE | External | Winter | B18 | 400 | 310 | 0 | 25.18 | 20.18 | 8 | 0
2035 | RMPA_2_NE | RMPA | NE | External | Winter | B19 | 700 | 310 | 0 | 24.56 | 19.56 | 8 | 0
2035 | RMPA_2_NE | RMPA | NE | External | Winter | B20 | 935 | 310 | 0 | 22.54 | 14.51 | 8 | 0
2035 | RMPA_2_SPP_N | RMPA | SPP_N | External | Shoulder | B11 | 25 | 210 | 0 | 22.61 | 27.98 | 8 | 0
2035 | RMPA_2_SPP_N | RMPA | SPP_N | External | Shoulder | B12 | 200 | 210 | 0 | 22.95 | 20.53 | 8 | 0
2035 | RMPA_2_SPP_N | RMPA | SPP_N | External | Shoulder | B13 | 600 | 210 | 0 | 22.61 | 17.98 | 8 | 0
2035 | RMPA_2_SPP_N | RMPA | SPP_N | External | Shoulder | B14 | 900 | 210 | 0 | 22 | 13.85 | 8 | 0
2035 | RMPA_2_SPP_N | RMPA | SPP_N | External | Shoulder | B15 | 1203 | 210 | 0 | 22 | -46.03 | 8 | 0
2035 | RMPA_2_SPP_N | RMPA | SPP_N | External | Summer | B1 | 10 | 210 | 0 | 48.06 | 53.95 | 8 | 0
2035 | RMPA_2_SPP_N | RMPA | SPP_N | External | Summer | B2 | 25 | 210 | 0 | 48.06 | 49.59 | 8 | 0
2035 | RMPA_2_SPP_N | RMPA | SPP_N | External | Summer | B3 | 75 | 210 | 0 | 48.06 | 50.86 | 8 | 0
2035 | RMPA_2_SPP_N | RMPA | SPP_N | External | Summer | B4 | 100 | 210 | 210 | 39.3 | 49.59 | 8 | 2.3
2035 | RMPA_2_SPP_N | RMPA | SPP_N | External | Summer | B5 | 200 | 210 | 210 | 30.66 | 43.77 | 8 | 5.11
2035 | RMPA_2_SPP_N | RMPA | SPP_N | External | Summer | B6 | 300 | 210 | 210 | 26.56 | 40.34 | 8 | 5.78
2035 | RMPA_2_SPP_N | RMPA | SPP_N | External | Summer | B7 | 400 | 210 | 0 | 23.55 | 25.08 | 8 | 0
2035 | RMPA_2_SPP_N | RMPA | SPP_N | External | Summer | B8 | 500 | 210 | 0 | 23.04 | 20.68 | 8 | 0
2035 | RMPA_2_SPP_N | RMPA | SPP_N | External | Summer | B9 | 800 | 210 | 0 | 22.54 | 18.78 | 8 | 0
2035 | RMPA_2_SPP_N | RMPA | SPP_N | External | Summer | B10 | 1262 | 210 | 0 | 21.21 | 14.07 | 8 | 0
2035 | RMPA_2_SPP_N | RMPA | SPP_N | External | Winter | B16 | 25 | 210 | 0 | 26.63 | 24.52 | 8 | 0
2035 | RMPA_2_SPP_N | RMPA | SPP_N | External | Winter | B17 | 100 | 210 | 0 | 26.63 | 21.74 | 8 | 0
2035 | RMPA_2_SPP_N | RMPA | SPP_N | External | Winter | B18 | 400 | 210 | 0 | 25.18 | 21.34 | 8 | 0
2035 | RMPA_2_SPP_N | RMPA | SPP_N | External | Winter | B19 | 700 | 210 | 0 | 24.56 | 19.57 | 8 | 0
2035 | RMPA_2_SPP_N | RMPA | SPP_N | External | Winter | B20 | 935 | 210 | 0 | 22.54 | 14.52 | 8 | 0
2035 | SPP_N_2_RMPA | SPP_N | RMPA | External | Shoulder | B11 | 25 | 210 | 0 | 27.98 | 22.61 | 5 | 0
2035 | SPP_N_2_RMPA | SPP_N | RMPA | External | Shoulder | B12 | 200 | 210 | 0 | 20.53 | 22.95 | 5 | 0
2035 | SPP_N_2_RMPA | SPP_N | RMPA | External | Shoulder | B13 | 600 | 210 | 0 | 17.98 | 22.61 | 5 | 0
2035 | SPP_N_2_RMPA | SPP_N | RMPA | External | Shoulder | B14 | 900 | 210 | 210 | 13.85 | 22 | 5 | 3.14
2035 | SPP_N_2_RMPA | SPP_N | RMPA | External | Shoulder | B15 | 1203 | 210 | 210 | -46.03 | 22 | 5 | 63.02
2035 | SPP_N_2_RMPA | SPP_N | RMPA | External | Summer | B1 | 10 | 210 | 0 | 53.95 | 48.06 | 5 | 0
2035 | SPP_N_2_RMPA | SPP_N | RMPA | External | Summer | B2 | 25 | 210 | 0 | 49.59 | 48.06 | 5 | 0
2035 | SPP_N_2_RMPA | SPP_N | RMPA | External | Summer | B3 | 75 | 210 | 0 | 50.86 | 48.06 | 5 | 0
2035 | SPP_N_2_RMPA | SPP_N | RMPA | External | Summer | B4 | 100 | 210 | 0 | 49.59 | 39.3 | 5 | 0
2035 | SPP_N_2_RMPA | SPP_N | RMPA | External | Summer | B5 | 200 | 210 | 0 | 43.77 | 30.66 | 5 | 0
2035 | SPP_N_2_RMPA | SPP_N | RMPA | External | Summer | B6 | 300 | 210 | 0 | 40.34 | 26.56 | 5 | 0
2035 | SPP_N_2_RMPA | SPP_N | RMPA | External | Summer | B7 | 400 | 210 | 0 | 25.08 | 23.55 | 5 | 0
2035 | SPP_N_2_RMPA | SPP_N | RMPA | External | Summer | B8 | 500 | 210 | 0 | 20.68 | 23.04 | 5 | 0
2035 | SPP_N_2_RMPA | SPP_N | RMPA | External | Summer | B9 | 800 | 210 | 0 | 18.78 | 22.54 | 5 | 0
2035 | SPP_N_2_RMPA | SPP_N | RMPA | External | Summer | B10 | 1262 | 210 | 210 | 14.07 | 21.21 | 5 | 2.14
2035 | SPP_N_2_RMPA | SPP_N | RMPA | External | Winter | B16 | 25 | 210 | 0 | 24.52 | 26.63 | 5 | 0
2035 | SPP_N_2_RMPA | SPP_N | RMPA | External | Winter | B17 | 100 | 210 | 0 | 21.74 | 26.63 | 5 | 0
2035 | SPP_N_2_RMPA | SPP_N | RMPA | External | Winter | B18 | 400 | 210 | 0 | 21.34 | 25.18 | 5 | 0
2035 | SPP_N_2_RMPA | SPP_N | RMPA | External | Winter | B19 | 700 | 210 | 0 | 19.57 | 24.56 | 5 | 0
2035 | SPP_N_2_RMPA | SPP_N | RMPA | External | Winter | B20 | 935 | 210 | 210 | 14.52 | 22.54 | 5 | 3.01
2035 | SPP_S_2_ERCOT | SPP_S | ERCOT | External | Shoulder | B11 | 25 | 800 | 800 | 27.98 | 45.53 | 5 | 12.54
2035 | SPP_S_2_ERCOT | SPP_S | ERCOT | External | Shoulder | B12 | 200 | 800 | 0 | 20.54 | 14.4 | 5 | 0
2035 | SPP_S_2_ERCOT | SPP_S | ERCOT | External | Shoulder | B13 | 600 | 800 | 0 | 17.98 | 9.81 | 5 | 0
2035 | SPP_S_2_ERCOT | SPP_S | ERCOT | External | Shoulder | B14 | 900 | 800 | 0 | 13.84 | 9.81 | 5 | 0
2035 | SPP_S_2_ERCOT | SPP_S | ERCOT | External | Shoulder | B15 | 1203 | 800 | 800 | -46.04 | 9.81 | 5 | 50.85
2035 | SPP_S_2_ERCOT | SPP_S | ERCOT | External | Summer | B1 | 10 | 800 | 800 | 25.09 | 71.73 | 5 | 41.64
2035 | SPP_S_2_ERCOT | SPP_S | ERCOT | External | Summer | B2 | 25 | 800 | 800 | 49.61 | 71.73 | 5 | 17.12
2035 | SPP_S_2_ERCOT | SPP_S | ERCOT | External | Summer | B3 | 75 | 800 | 800 | 50.88 | 71.73 | 5 | 15.85
2035 | SPP_S_2_ERCOT | SPP_S | ERCOT | External | Summer | B4 | 100 | 800 | 800 | 49.61 | 71.73 | 5 | 17.12
2035 | SPP_S_2_ERCOT | SPP_S | ERCOT | External | Summer | B5 | 200 | 800 | 800 | 43.78 | 71.73 | 5 | 22.95
2035 | SPP_S_2_ERCOT | SPP_S | ERCOT | External | Summer | B6 | 300 | 800 | 0 | 40.35 | 43 | 5 | 0
2035 | SPP_S_2_ERCOT | SPP_S | ERCOT | External | Summer | B7 | 400 | 800 | 0 | 25.09 | 26.65 | 5 | 0
2035 | SPP_S_2_ERCOT | SPP_S | ERCOT | External | Summer | B8 | 500 | 800 | 0 | 20.69 | 12.69 | 5 | 0
2035 | SPP_S_2_ERCOT | SPP_S | ERCOT | External | Summer | B9 | 800 | 800 | 0 | 18.79 | 8.25 | 5 | 0
2035 | SPP_S_2_ERCOT | SPP_S | ERCOT | External | Summer | B10 | 1262 | 800 | 0 | 14.08 | 8.25 | 5 | 0
2035 | SPP_S_2_ERCOT | SPP_S | ERCOT | External | Winter | B16 | 25 | 800 | 292.4 | 24.53 | 29.53 | 5 | 0
2035 | SPP_S_2_ERCOT | SPP_S | ERCOT | External | Winter | B17 | 100 | 800 | 0 | 21.75 | 17.98 | 5 | 0
2035 | SPP_S_2_ERCOT | SPP_S | ERCOT | External | Winter | B18 | 400 | 800 | 0 | 21.35 | 14.13 | 5 | 0
2035 | SPP_S_2_ERCOT | SPP_S | ERCOT | External | Winter | B19 | 700 | 800 | 0 | 19.57 | 13.07 | 5 | 0
2035 | SPP_S_2_ERCOT | SPP_S | ERCOT | External | Winter | B20 | 935 | 800 | 0 | 14.54 | 13.07 | 5 | 0
2040 | AZ_NM_SNV_Coal_2_SPP_S | AZ_NM_SNV_Coal | SPP_S | External | Shoulder | B11 | 25 | 400 | 0 | 39.74 | 36.71 | 8.17 | 0
2040 | AZ_NM_SNV_Coal_2_SPP_S | AZ_NM_SNV_Coal | SPP_S | External | Shoulder | B12 | 200 | 400 | 0 | 39.73 | 25.92 | 8.17 | 0
2040 | AZ_NM_SNV_Coal_2_SPP_S | AZ_NM_SNV_Coal | SPP_S | External | Shoulder | B13 | 600 | 400 | 0 | 39.72 | 24.76 | 8.17 | 0
2040 | AZ_NM_SNV_Coal_2_SPP_S | AZ_NM_SNV_Coal | SPP_S | External | Shoulder | B14 | 900 | 400 | 0 | 35.37 | 20.85 | 8.17 | 0
2040 | AZ_NM_SNV_Coal_2_SPP_S | AZ_NM_SNV_Coal | SPP_S | External | Shoulder | B15 | 1203 | 400 | 0 | 31.56 | -46.67 | 8.17 | 0
2040 | AZ_NM_SNV_Coal_2_SPP_S | AZ_NM_SNV_Coal | SPP_S | External | Summer | B1 | 10 | 400 | 0 | 114.23 | 29.62 | 8.17 | 0
2040 | AZ_NM_SNV_Coal_2_SPP_S | AZ_NM_SNV_Coal | SPP_S | External | Summer | B2 | 25 | 400 | 0 | 114.23 | 61.25 | 8.17 | 0
2040 | AZ_NM_SNV_Coal_2_SPP_S | AZ_NM_SNV_Coal | SPP_S | External | Summer | B3 | 75 | 400 | 0 | 106.75 | 62.34 | 8.17 | 0
2040 | AZ_NM_SNV_Coal_2_SPP_S | AZ_NM_SNV_Coal | SPP_S | External | Summer | B4 | 100 | 400 | 0 | 98.37 | 61.42 | 8.17 | 0
2040 | AZ_NM_SNV_Coal_2_SPP_S | AZ_NM_SNV_Coal | SPP_S | External | Summer | B5 | 200 | 400 | 0 | 56.32 | 56.57 | 8.17 | 0
2040 | AZ_NM_SNV_Coal_2_SPP_S | AZ_NM_SNV_Coal | SPP_S | External | Summer | B6 | 300 | 400 | 0 | 49.8 | 51.98 | 8.17 | 0
2040 | AZ_NM_SNV_Coal_2_SPP_S | AZ_NM_SNV_Coal | SPP_S | External | Summer | B7 | 400 | 400 | 0 | 49.58 | 28.47 | 8.17 | 0
2040 | AZ_NM_SNV_Coal_2_SPP_S | AZ_NM_SNV_Coal | SPP_S | External | Summer | B8 | 500 | 400 | 0 | 49.58 | 27.54 | 8.17 | 0
2040 | AZ_NM_SNV_Coal_2_SPP_S | AZ_NM_SNV_Coal | SPP_S | External | Summer | B9 | 800 | 400 | 0 | 40.35 | 27.12 | 8.17 | 0
2040 | AZ_NM_SNV_Coal_2_SPP_S | AZ_NM_SNV_Coal | SPP_S | External | Summer | B10 | 1262 | 400 | 0 | 30.89 | 21.47 | 8.17 | 0
2040 | AZ_NM_SNV_Coal_2_SPP_S | AZ_NM_SNV_Coal | SPP_S | External | Winter | B16 | 25 | 400 | 0 | 40.17 | 31.04 | 8.17 | 0
2040 | AZ_NM_SNV_Coal_2_SPP_S | AZ_NM_SNV_Coal | SPP_S | External | Winter | B17 | 100 | 400 | 0 | 40.15 | 25.76 | 8.17 | 0
2040 | AZ_NM_SNV_Coal_2_SPP_S | AZ_NM_SNV_Coal | SPP_S | External | Winter | B18 | 400 | 400 | 0 | 36.51 | 25.63 | 8.17 | 0
2040 | AZ_NM_SNV_Coal_2_SPP_S | AZ_NM_SNV_Coal | SPP_S | External | Winter | B19 | 700 | 400 | 0 | 36.51 | 25.16 | 8.17 | 0
2040 | AZ_NM_SNV_Coal_2_SPP_S | AZ_NM_SNV_Coal | SPP_S | External | Winter | B20 | 935 | 400 | 0 | 33.13 | 17.54 | 8.17 | 0
2040 | ERCOT_2_SPP_S | ERCOT | SPP_S | External | Shoulder | B11 | 25 | 800 | 0 | 67.81 | 36.71 | 8 | 0
2040 | ERCOT_2_SPP_S | ERCOT | SPP_S | External | Shoulder | B12 | 200 | 800 | 0 | 30.92 | 25.92 | 8 | 0
2040 | ERCOT_2_SPP_S | ERCOT | SPP_S | External | Shoulder | B13 | 600 | 800 | 0 | 28.21 | 24.76 | 8 | 0
2040 | ERCOT_2_SPP_S | ERCOT | SPP_S | External | Shoulder | B14 | 900 | 800 | 0 | 28.21 | 20.85 | 8 | 0
2040 | ERCOT_2_SPP_S | ERCOT | SPP_S | External | Shoulder | B15 | 1203 | 800 | 0 | 28.21 | -46.67 | 8 | 0
2040 | ERCOT_2_SPP_S | ERCOT | SPP_S | External | Summer | B1 | 10 | 800 | 0 | 80.81 | 29.62 | 8 | 0
2040 | ERCOT_2_SPP_S | ERCOT | SPP_S | External | Summer | B2 | 25 | 800 | 0 | 80.81 | 61.25 | 8 | 0
2040 | ERCOT_2_SPP_S | ERCOT | SPP_S | External | Summer | B3 | 75 | 800 | 0 | 80.81 | 62.34 | 8 | 0
2040 | ERCOT_2_SPP_S | ERCOT | SPP_S | External | Summer | B4 | 100 | 800 | 0 | 80.81 | 61.42 | 8 | 0
2040 | ERCOT_2_SPP_S | ERCOT | SPP_S | External | Summer | B5 | 200 | 800 | 0 | 80.81 | 56.57 | 8 | 0
2040 | ERCOT_2_SPP_S | ERCOT | SPP_S | External | Summer | B6 | 300 | 800 | 0 | 65 | 51.98 | 8 | 0
2040 | ERCOT_2_SPP_S | ERCOT | SPP_S | External | Summer | B7 | 400 | 800 | 0 | 32.61 | 28.47 | 8 | 0
2040 | ERCOT_2_SPP_S | ERCOT | SPP_S | External | Summer | B8 | 500 | 800 | 0 | 27.53 | 27.54 | 8 | 0
2040 | ERCOT_2_SPP_S | ERCOT | SPP_S | External | Summer | B9 | 800 | 800 | 0 | 26.47 | 27.12 | 8 | 0
2040 | ERCOT_2_SPP_S | ERCOT | SPP_S | External | Summer | B10 | 1262 | 800 | 0 | 26.47 | 21.47 | 8 | 0
2040 | ERCOT_2_SPP_S | ERCOT | SPP_S | External | Winter | B16 | 25 | 800 | 0 | 37.36 | 31.04 | 8 | 0
2040 | ERCOT_2_SPP_S | ERCOT | SPP_S | External | Winter | B17 | 100 | 800 | 0 | 32.88 | 25.76 | 8 | 0
2040 | ERCOT_2_SPP_S | ERCOT | SPP_S | External | Winter | B18 | 400 | 800 | 0 | 31.82 | 25.63 | 8 | 0
2040 | ERCOT_2_SPP_S | ERCOT | SPP_S | External | Winter | B19 | 700 | 800 | 0 | 31.82 | 25.16 | 8 | 0
2040 | ERCOT_2_SPP_S | ERCOT | SPP_S | External | Winter | B20 | 935 | 800 | 0 | 31.82 | 17.54 | 8 | 0
2040 | MAPP_US_2_RMPA | MAPP_US | RMPA | External | Shoulder | B11 | 25 | 200 | 0 | 34.7 | 34.84 | 8 | 0
2040 | MAPP_US_2_RMPA | MAPP_US | RMPA | External | Shoulder | B12 | 200 | 200 | 0 | 23.89 | 31.57 | 8 | 0
2040 | MAPP_US_2_RMPA | MAPP_US | RMPA | External | Shoulder | B13 | 600 | 200 | 200 | 20.46 | 31.56 | 8 | 3.1
2040 | MAPP_US_2_RMPA | MAPP_US | RMPA | External | Shoulder | B14 | 900 | 200 | 200 | 18.85 | 31.56 | 8 | 4.71
2040 | MAPP_US_2_RMPA | MAPP_US | RMPA | External | Shoulder | B15 | 1203 | 200 | 200 | -38.21 | 24.35 | 8 | 54.56
2040 | MAPP_US_2_RMPA | MAPP_US | RMPA | External | Summer | B1 | 10 | 200 | 0 | 61.94 | 64.12 | 8 | 0
2040 | MAPP_US_2_RMPA | MAPP_US | RMPA | External | Summer | B2 | 25 | 200 | 0 | 59.23 | 64.12 | 8 | 0
2040 | MAPP_US_2_RMPA | MAPP_US | RMPA | External | Summer | B3 | 75 | 200 | 0 | 56.3 | 63.3 | 8 | 0
2040 | MAPP_US_2_RMPA | MAPP_US | RMPA | External | Summer | B4 | 100 | 200 | 0 | 54.12 | 48.5 | 8 | 0
2040 | MAPP_US_2_RMPA | MAPP_US | RMPA | External | Summer | B5 | 200 | 200 | 0 | 54.1 | 34.39 | 8 | 0
2040 | MAPP_US_2_RMPA | MAPP_US | RMPA | External | Summer | B6 | 300 | 200 | 0 | 49.95 | 32.84 | 8 | 0
2040 | MAPP_US_2_RMPA | MAPP_US | RMPA | External | Summer | B7 | 400 | 200 | 0 | 26.44 | 32.84 | 8 | 0
2040 | MAPP_US_2_RMPA | MAPP_US | RMPA | External | Summer | B8 | 500 | 200 | 200 | 19.68 | 32.17 | 8 | 4.49
2040 | MAPP_US_2_RMPA | MAPP_US | RMPA | External | Summer | B9 | 800 | 200 | 0 | 18.95 | 26.56 | 8 | 0
2040 | MAPP_US_2_RMPA | MAPP_US | RMPA | External | Summer | B10 | 1262 | 200 | 0 | 16.44 | 24.01 | 8 | 0
2040 | MAPP_US_2_RMPA | MAPP_US | RMPA | External | Winter | B16 | 25 | 200 | 200 | -49.71 | 40.77 | 8 | 82.48
2040 | MAPP_US_2_RMPA | MAPP_US | RMPA | External | Winter | B17 | 100 | 200 | 200 | 18.36 | 40.77 | 8 | 14.41
2040 | MAPP_US_2_RMPA | MAPP_US | RMPA | External | Winter | B18 | 400 | 200 | 79.11 | 23.16 | 31.16 | 8 | 0
2040 | MAPP_US_2_RMPA | MAPP_US | RMPA | External | Winter | B19 | 700 | 200 | 187.57 | 23.16 | 31.16 | 8 | 0
2040 | MAPP_US_2_RMPA | MAPP_US | RMPA | External | Winter | B20 | 935 | 200 | 200 | 15.61 | 24.01 | 8 | 0.4
2040 | NE_2_RMPA | NE | RMPA | External | Shoulder | B11 | 25 | 310 | 0 | 36.7 | 34.84 | 5 | 0
2040 | NE_2_RMPA | NE | RMPA | External | Shoulder | B12 | 200 | 310 | 310 | 25.89 | 31.57 | 5 | 0.67
2040 | NE_2_RMPA | NE | RMPA | External | Shoulder | B13 | 600 | 310 | 310 | 22.46 | 31.56 | 5 | 4.1
2040 | NE_2_RMPA | NE | RMPA | External | Shoulder | B14 | 900 | 310 | 310 | 20.85 | 31.56 | 5 | 5.71
2040 | NE_2_RMPA | NE | RMPA | External | Shoulder | B15 | 1203 | 310 | 310 | -43.21 | 24.35 | 5 | 62.56
2040 | NE_2_RMPA | NE | RMPA | External | Summer | B1 | 10 | 310 | 0 | 63.94 | 64.12 | 5 | 0
2040 | NE_2_RMPA | NE | RMPA | External | Summer | B2 | 25 | 310 | 0 | 61.23 | 64.12 | 5 | 0
2040 | NE_2_RMPA | NE | RMPA | External | Summer | B3 | 75 | 310 | 231.28 | 58.3 | 63.3 | 5 | 0
2040 | NE_2_RMPA | NE | RMPA | External | Summer | B4 | 100 | 310 | 0 | 56.5 | 48.5 | 5 | 0
2040 | NE_2_RMPA | NE | RMPA | External | Summer | B5 | 200 | 310 | 0 | 56.1 | 34.39 | 5 | 0
2040 | NE_2_RMPA | NE | RMPA | External | Summer | B6 | 300 | 310 | 0 | 51.95 | 32.84 | 5 | 0
2040 | NE_2_RMPA | NE | RMPA | External | Summer | B7 | 400 | 310 | 0 | 28.44 | 32.84 | 5 | 0
2040 | NE_2_RMPA | NE | RMPA | External | Summer | B8 | 500 | 310 | 310 | 21.68 | 32.17 | 5 | 5.49
2040 | NE_2_RMPA | NE | RMPA | External | Summer | B9 | 800 | 310 | 310 | 20.95 | 26.56 | 5 | 0.61
2040 | NE_2_RMPA | NE | RMPA | External | Summer | B10 | 1262 | 310 | 310 | 18.44 | 24.01 | 5 | 0.57
2040 | NE_2_RMPA | NE | RMPA | External | Winter | B16 | 25 | 310 | 310 | -54.71 | 40.77 | 5 | 90.48
2040 | NE_2_RMPA | NE | RMPA | External | Winter | B17 | 100 | 310 | 310 | 13.36 | 40.77 | 5 | 22.41
2040 | NE_2_RMPA | NE | RMPA | External | Winter | B18 | 400 | 310 | 310 | 25.16 | 31.16 | 5 | 1
2040 | NE_2_RMPA | NE | RMPA | External | Winter | B19 | 700 | 310 | 310 | 25.15 | 31.16 | 5 | 1.01
2040 | NE_2_RMPA | NE | RMPA | External | Winter | B20 | 935 | 310 | 310 | 17.52 | 24.01 | 5 | 1.49
2040 | NWPP_Coal_2_MAPP_US | NWPP_Coal | MAPP_US | External | Shoulder | B11 | 25 | 150 | 0 | 39.72 | 34.7 | 8 | 0
2040 | NWPP_Coal_2_MAPP_US | NWPP_Coal | MAPP_US | External | Shoulder | B12 | 200 | 150 | 0 | 39.72 | 23.89 | 8 | 0
2040 | NWPP_Coal_2_MAPP_US | NWPP_Coal | MAPP_US | External | Shoulder | B13 | 600 | 150 | 0 | 39.72 | 20.46 | 8 | 0
2040 | NWPP_Coal_2_MAPP_US | NWPP_Coal | MAPP_US | External | Shoulder | B14 | 900 | 150 | 0 | 39.72 | 18.85 | 8 | 0
2040 | NWPP_Coal_2_MAPP_US | NWPP_Coal | MAPP_US | External | Shoulder | B15 | 1203 | 150 | 0 | 39.72 | -38.21 | 8 | 0
2040 | NWPP_Coal_2_MAPP_US | NWPP_Coal | MAPP_US | External | Summer | B1 | 10 | 150 | 0 | 55.75 | 61.94 | 8 | 0
2040 | NWPP_Coal_2_MAPP_US | NWPP_Coal | MAPP_US | External | Summer | B2 | 25 | 150 | 150 | 40.33 | 59.23 | 8 | 10.89
2040 | NWPP_Coal_2_MAPP_US | NWPP_Coal | MAPP_US | External | Summer | B3 | 75 | 150 | 150 | 40.33 | 56.3 | 8 | 7.96
2040 | NWPP_Coal_2_MAPP_US | NWPP_Coal | MAPP_US | External | Summer | B4 | 100 | 150 | 150 | 40.33 | 54.12 | 8 | 5.78
2040 | NWPP_Coal_2_MAPP_US | NWPP_Coal | MAPP_US | External | Summer | B5 | 200 | 150 | 150 | 40.33 | 54.1 | 8 | 5.77
2040 | NWPP_Coal_2_MAPP_US | NWPP_Coal | MAPP_US | External | Summer | B6 | 300 | 150 | 150 | 40.33 | 49.95 | 8 | 1.62
2040 | NWPP_Coal_2_MAPP_US | NWPP_Coal | MAPP_US | External | Summer | B7 | 400 | 150 | 0 | 40.33 | 26.44 | 8 | 0
2040 | NWPP_Coal_2_MAPP_US | NWPP_Coal | MAPP_US | External | Summer | B8 | 500 | 150 | 0 | 40.33 | 19.68 | 8 | 0
2040 | NWPP_Coal_2_MAPP_US | NWPP_Coal | MAPP_US | External | Summer | B9 | 800 | 150 | 0 | 40.33 | 18.95 | 8 | 0
2040 | NWPP_Coal_2_MAPP_US | NWPP_Coal | MAPP_US | External | Summer | B10 | 1262 | 150 | 0 | 40.33 | 16.44 | 8 | 0
2040 | NWPP_Coal_2_MAPP_US | NWPP_Coal | MAPP_US | External | Winter | B16 | 25 | 150 | 0 | 40.15 | -49.71 | 8 | 0
2040 | NWPP_Coal_2_MAPP_US | NWPP_Coal | MAPP_US | External | Winter | B17 | 100 | 150 | 0 | 40.15 | 18.36 | 8 | 0
2040 | NWPP_Coal_2_MAPP_US | NWPP_Coal | MAPP_US | External | Winter | B18 | 400 | 150 | 0 | 40.15 | 23.16 | 8 | 0
2040 | NWPP_Coal_2_MAPP_US | NWPP_Coal | MAPP_US | External | Winter | B19 | 700 | 150 | 0 | 40.15 | 23.16 | 8 | 0
2040 | NWPP_Coal_2_MAPP_US | NWPP_Coal | MAPP_US | External | Winter | B20 | 935 | 150 | 0 | 40.15 | 15.61 | 8 | 0
2040 | RMPA_2_MAPP_US | RMPA | MAPP_US | External | Shoulder | B11 | 25 | 200 | 0 | 34.84 | 34.7 | 8 | 0
2040 | RMPA_2_MAPP_US | RMPA | MAPP_US | External | Shoulder | B12 | 200 | 200 | 0 | 31.57 | 23.89 | 8 | 0
2040 | RMPA_2_MAPP_US | RMPA | MAPP_US | External | Shoulder | B13 | 600 | 200 | 0 | 31.56 | 20.46 | 8 | 0
2040 | RMPA_2_MAPP_US | RMPA | MAPP_US | External | Shoulder | B14 | 900 | 200 | 0 | 31.56 | 18.85 | 8 | 0
2040 | RMPA_2_MAPP_US | RMPA | MAPP_US | External | Shoulder | B15 | 1203 | 200 | 0 | 24.35 | -38.21 | 8 | 0
2040 | RMPA_2_MAPP_US | RMPA | MAPP_US | External | Summer | B1 | 10 | 200 | 0 | 64.12 | 61.94 | 8 | 0
2040 | RMPA_2_MAPP_US | RMPA | MAPP_US | External | Summer | B2 | 25 | 200 | 0 | 64.12 | 59.23 | 8 | 0
2040 | RMPA_2_MAPP_US | RMPA | MAPP_US | External | Summer | B3 | 75 | 200 | 0 | 63.3 | 56.3 | 8 | 0
2040 | RMPA_2_MAPP_US | RMPA | MAPP_US | External | Summer | B4 | 100 | 200 | 0 | 48.5 | 54.12 | 8 | 0
2040 | RMPA_2_MAPP_US | RMPA | MAPP_US | External | Summer | B5 | 200 | 200 | 200 | 34.39 | 54.1 | 8 | 11.72
2040 | RMPA_2_MAPP_US | RMPA | MAPP_US | External | Summer | B6 | 300 | 200 | 200 | 32.84 | 49.95 | 8 | 9.11
2040 | RMPA_2_MAPP_US | RMPA | MAPP_US | External | Summer | B7 | 400 | 200 | 0 | 32.84 | 26.44 | 8 | 0
2040 | RMPA_2_MAPP_US | RMPA | MAPP_US | External | Summer | B8 | 500 | 200 | 0 | 32.17 | 19.68 | 8 | 0
2040 | RMPA_2_MAPP_US | RMPA | MAPP_US | External | Summer | B9 | 800 | 200 | 0 | 26.56 | 18.95 | 8 | 0
2040 | RMPA_2_MAPP_US | RMPA | MAPP_US | External | Summer | B10 | 1262 | 200 | 0 | 24.01 | 16.44 | 8 | 0
2040 | RMPA_2_MAPP_US | RMPA | MAPP_US | External | Winter | B16 | 25 | 200 | 0 | 40.77 | -49.71 | 8 | 0
2040 | RMPA_2_MAPP_US | RMPA | MAPP_US | External | Winter | B17 | 100 | 200 | 0 | 40.77 | 18.36 | 8 | 0
2040 | RMPA_2_MAPP_US | RMPA | MAPP_US | External | Winter | B18 | 400 | 200 | 0 | 31.16 | 23.16 | 8 | 0
2040 | RMPA_2_MAPP_US | RMPA | MAPP_US | External | Winter | B19 | 700 | 200 | 0 | 31.16 | 23.16 | 8 | 0
2040 | RMPA_2_MAPP_US | RMPA | MAPP_US | External | Winter | B20 | 935 | 200 | 0 | 24.01 | 15.61 | 8 | 0
2040 | RMPA_2_NE | RMPA | NE | External | Shoulder | B11 | 25 | 310 | 0 | 34.84 | 36.7 | 8 | 0
2040 | RMPA_2_NE | RMPA | NE | External | Shoulder | B12 | 200 | 310 | 0 | 31.57 | 25.89 | 8 | 0
2040 | RMPA_2_NE | RMPA | NE | External | Shoulder | B13 | 600 | 310 | 0 | 31.56 | 22.46 | 8 | 0
2040 | RMPA_2_NE | RMPA | NE | External | Shoulder | B14 | 900 | 310 | 0 | 31.56 | 20.85 | 8 | 0
2040 | RMPA_2_NE | RMPA | NE | External | Shoulder | B15 | 1203 | 310 | 0 | 24.35 | -43.21 | 8 | 0
2040 | RMPA_2_NE | RMPA | NE | External | Summer | B1 | 10 | 310 | 0 | 64.12 | 63.94 | 8 | 0
2040 | RMPA_2_NE | RMPA | NE | External | Summer | B2 | 25 | 310 | 0 | 64.12 | 61.23 | 8 | 0
2040 | RMPA_2_NE | RMPA | NE | External | Summer | B3 | 75 | 310 | 0 | 63.3 | 58.3 | 8 | 0
2040 | RMPA_2_NE | RMPA | NE | External | Summer | B4 | 100 | 310 | 207.82 | 48.5 | 56.5 | 8 | 0
2040 | RMPA_2_NE | RMPA | NE | External | Summer | B5 | 200 | 310 | 310 | 34.39 | 56.1 | 8 | 13.72
2040 | RMPA_2_NE | RMPA | NE | External | Summer | B6 | 300 | 310 | 310 | 32.84 | 51.95 | 8 | 11.11
2040 | RMPA_2_NE | RMPA | NE | External | Summer | B7 | 400 | 310 | 0 | 32.84 | 28.44 | 8 | 0
2040 | RMPA_2_NE | RMPA | NE | External | Summer | B8 | 500 | 310 | 0 | 32.17 | 21.68 | 8 | 0
2040 | RMPA_2_NE | RMPA | NE | External | Summer | B9 | 800 | 310 | 0 | 26.56 | 20.95 | 8 | 0
2040 | RMPA_2_NE | RMPA | NE | External | Summer | B10 | 1262 | 310 | 0 | 24.01 | 18.44 | 8 | 0
2040 | RMPA_2_NE | RMPA | NE | External | Winter | B16 | 25 | 310 | 0 | 40.77 | -54.71 | 8 | 0
2040 | RMPA_2_NE | RMPA | NE | External | Winter | B17 | 100 | 310 | 0 | 40.77 | 13.36 | 8 | 0
2040 | RMPA_2_NE | RMPA | NE | External | Winter | B18 | 400 | 310 | 0 | 31.16 | 25.16 | 8 | 0
2040 | RMPA_2_NE | RMPA | NE | External | Winter | B19 | 700 | 310 | 0 | 31.16 | 25.15 | 8 | 0
2040 | RMPA_2_NE | RMPA | NE | External | Winter | B20 | 935 | 310 | 0 | 24.01 | 17.52 | 8 | 0
2040 | RMPA_2_SPP_N | RMPA | SPP_N | External | Shoulder | B11 | 25 | 210 | 0 | 34.84 | 36.71 | 8 | 0
2040 | RMPA_2_SPP_N | RMPA | SPP_N | External | Shoulder | B12 | 200 | 210 | 0 | 31.57 | 25.9 | 8 | 0
2040 | RMPA_2_SPP_N | RMPA | SPP_N | External | Shoulder | B13 | 600 | 210 | 0 | 31.56 | 24.75 | 8 | 0
2040 | RMPA_2_SPP_N | RMPA | SPP_N | External | Shoulder | B14 | 900 | 210 | 0 | 31.56 | 20.86 | 8 | 0
2040 | RMPA_2_SPP_N | RMPA | SPP_N | External | Shoulder | B15 | 1203 | 210 | 0 | 24.35 | -43.2 | 8 | 0
2040 | RMPA_2_SPP_N | RMPA | SPP_N | External | Summer | B1 | 10 | 210 | 0 | 64.12 | 63.95 | 8 | 0
2040 | RMPA_2_SPP_N | RMPA | SPP_N | External | Summer | B2 | 25 | 210 | 0 | 64.12 | 61.24 | 8 | 0
2040 | RMPA_2_SPP_N | RMPA | SPP_N | External | Summer | B3 | 75 | 210 | 0 | 63.3 | 62.33 | 8 | 0
2040 | RMPA_2_SPP_N | RMPA | SPP_N | External | Summer | B4 | 100 | 210 | 210 | 48.5 | 61.41 | 8 | 4.91
2040 | RMPA_2_SPP_N | RMPA | SPP_N | External | Summer | B5 | 200 | 210 | 210 | 34.39 | 56.55 | 8 | 14.17
2040 | RMPA_2_SPP_N | RMPA | SPP_N | External | Summer | B6 | 300 | 210 | 210 | 32.84 | 51.96 | 8 | 11.12
2040 | RMPA_2_SPP_N | RMPA | SPP_N | External | Summer | B7 | 400 | 210 | 0 | 32.84 | 28.45 | 8 | 0
2040 | RMPA_2_SPP_N | RMPA | SPP_N | External | Summer | B8 | 500 | 210 | 0 | 32.17 | 25.13 | 8 | 0
2040 | RMPA_2_SPP_N | RMPA | SPP_N | External | Summer | B9 | 800 | 210 | 0 | 26.56 | 24.71 | 8 | 0
2040 | RMPA_2_SPP_N | RMPA | SPP_N | External | Summer | B10 | 1262 | 210 | 0 | 24.01 | 21.46 | 8 | 0
2040 | RMPA_2_SPP_N | RMPA | SPP_N | External | Winter | B16 | 25 | 210 | 0 | 40.77 | 31.03 | 8 | 0
2040 | RMPA_2_SPP_N | RMPA | SPP_N | External | Winter | B17 | 100 | 210 | 0 | 40.77 | 25.75 | 8 | 0
2040 | RMPA_2_SPP_N | RMPA | SPP_N | External | Winter | B18 | 400 | 210 | 0 | 31.16 | 25.62 | 8 | 0
2040 | RMPA_2_SPP_N | RMPA | SPP_N | External | Winter | B19 | 700 | 210 | 0 | 31.16 | 25.16 | 8 | 0
2040 | RMPA_2_SPP_N | RMPA | SPP_N | External | Winter | B20 | 935 | 210 | 0 | 24.01 | 17.53 | 8 | 0
2040 | SPP_N_2_RMPA | SPP_N | RMPA | External | Shoulder | B11 | 25 | 210 | 0 | 36.71 | 34.84 | 5 | 0
2040 | SPP_N_2_RMPA | SPP_N | RMPA | External | Shoulder | B12 | 200 | 210 | 210 | 25.9 | 31.57 | 5 | 0.66
2040 | SPP_N_2_RMPA | SPP_N | RMPA | External | Shoulder | B13 | 600 | 210 | 210 | 24.75 | 31.56 | 5 | 1.81
2040 | SPP_N_2_RMPA | SPP_N | RMPA | External | Shoulder | B14 | 900 | 210 | 210 | 20.86 | 31.56 | 5 | 5.7
2040 | SPP_N_2_RMPA | SPP_N | RMPA | External | Shoulder | B15 | 1203 | 210 | 210 | -43.2 | 24.35 | 5 | 62.55
2040 | SPP_N_2_RMPA | SPP_N | RMPA | External | Summer | B1 | 10 | 210 | 0 | 63.95 | 64.12 | 5 | 0
2040 | SPP_N_2_RMPA | SPP_N | RMPA | External | Summer | B2 | 25 | 210 | 0 | 61.24 | 64.12 | 5 | 0
2040 | SPP_N_2_RMPA | SPP_N | RMPA | External | Summer | B3 | 75 | 210 | 0 | 62.33 | 63.3 | 5 | 0
2040 | SPP_N_2_RMPA | SPP_N | RMPA | External | Summer | B4 | 100 | 210 | 0 | 61.41 | 48.5 | 5 | 0
2040 | SPP_N_2_RMPA | SPP_N | RMPA | External | Summer | B5 | 200 | 210 | 0 | 56.55 | 34.39 | 5 | 0
2040 | SPP_N_2_RMPA | SPP_N | RMPA | External | Summer | B6 | 300 | 210 | 0 | 51.96 | 32.84 | 5 | 0
2040 | SPP_N_2_RMPA | SPP_N | RMPA | External | Summer | B7 | 400 | 210 | 0 | 28.45 | 32.84 | 5 | 0
2040 | SPP_N_2_RMPA | SPP_N | RMPA | External | Summer | B8 | 500 | 210 | 210 | 25.13 | 32.17 | 5 | 2.04
2040 | SPP_N_2_RMPA | SPP_N | RMPA | External | Summer | B9 | 800 | 210 | 0 | 24.71 | 26.56 | 5 | 0
2040 | SPP_N_2_RMPA | SPP_N | RMPA | External | Summer | B10 | 1262 | 210 | 0 | 21.46 | 24.01 | 5 | 0
2040 | SPP_N_2_RMPA | SPP_N | RMPA | External | Winter | B16 | 25 | 210 | 210 | 31.03 | 40.77 | 5 | 4.75
2040 | SPP_N_2_RMPA | SPP_N | RMPA | External | Winter | B17 | 100 | 210 | 210 | 25.75 | 40.77 | 5 | 10.02
2040 | SPP_N_2_RMPA | SPP_N | RMPA | External | Winter | B18 | 400 | 210 | 210 | 25.62 | 31.16 | 5 | 0.54
2040 | SPP_N_2_RMPA | SPP_N | RMPA | External | Winter | B19 | 700 | 210 | 210 | 25.16 | 31.16 | 5 | 1
2040 | SPP_N_2_RMPA | SPP_N | RMPA | External | Winter | B20 | 935 | 210 | 210 | 17.53 | 24.01 | 5 | 1.48
2040 | SPP_S_2_ERCOT | SPP_S | ERCOT | External | Shoulder | B11 | 25 | 800 | 800 | 36.71 | 67.81 | 5 | 26.1
2040 | SPP_S_2_ERCOT | SPP_S | ERCOT | External | Shoulder | B12 | 200 | 800 | 87.65 | 25.92 | 30.92 | 5 | 0
2040 | SPP_S_2_ERCOT | SPP_S | ERCOT | External | Shoulder | B13 | 600 | 800 | 0 | 24.76 | 28.21 | 5 | 0
2040 | SPP_S_2_ERCOT | SPP_S | ERCOT | External | Shoulder | B14 | 900 | 800 | 800 | 20.85 | 28.21 | 5 | 2.36
2040 | SPP_S_2_ERCOT | SPP_S | ERCOT | External | Shoulder | B15 | 1203 | 800 | 800 | -46.67 | 28.21 | 5 | 69.88
2040 | SPP_S_2_ERCOT | SPP_S | ERCOT | External | Summer | B1 | 10 | 800 | 800 | 29.62 | 80.81 | 5 | 46.19
2040 | SPP_S_2_ERCOT | SPP_S | ERCOT | External | Summer | B2 | 25 | 800 | 800 | 61.25 | 80.81 | 5 | 14.56
2040 | SPP_S_2_ERCOT | SPP_S | ERCOT | External | Summer | B3 | 75 | 800 | 800 | 62.34 | 80.81 | 5 | 13.47
2040 | SPP_S_2_ERCOT | SPP_S | ERCOT | External | Summer | B4 | 100 | 800 | 800 | 61.42 | 80.81 | 5 | 14.39
2040 | SPP_S_2_ERCOT | SPP_S | ERCOT | External | Summer | B5 | 200 | 800 | 800 | 56.57 | 80.81 | 5 | 19.25
2040 | SPP_S_2_ERCOT | SPP_S | ERCOT | External | Summer | B6 | 300 | 800 | 800 | 51.98 | 65 | 5 | 8.03
2040 | SPP_S_2_ERCOT | SPP_S | ERCOT | External | Summer | B7 | 400 | 800 | 0 | 28.47 | 32.61 | 5 | 0
2040 | SPP_S_2_ERCOT | SPP_S | ERCOT | External | Summer | B8 | 500 | 800 | 0 | 27.54 | 27.53 | 5 | 0
2040 | SPP_S_2_ERCOT | SPP_S | ERCOT | External | Summer | B9 | 800 | 800 | 0 | 27.12 | 26.47 | 5 | 0
2040 | SPP_S_2_ERCOT | SPP_S | ERCOT | External | Summer | B10 | 1262 | 800 | 768.49 | 21.47 | 26.47 | 5 | 0
2040 | SPP_S_2_ERCOT | SPP_S | ERCOT | External | Winter | B16 | 25 | 800 | 800 | 31.04 | 37.36 | 5 | 1.32
2040 | SPP_S_2_ERCOT | SPP_S | ERCOT | External | Winter | B17 | 100 | 800 | 800 | 25.76 | 32.88 | 5 | 2.11
2040 | SPP_S_2_ERCOT | SPP_S | ERCOT | External | Winter | B18 | 400 | 800 | 800 | 25.63 | 31.82 | 5 | 1.19
2040 | SPP_S_2_ERCOT | SPP_S | ERCOT | External | Winter | B19 | 700 | 800 | 800 | 25.16 | 31.82 | 5 | 1.66
2040 | SPP_S_2_ERCOT | SPP_S | ERCOT | External | Winter | B20 | 935 | 800 | 800 | 17.54 | 31.82 | 5 | 9.28