## Title
Future 5 Sensitivity 9: National RPS Top-Down Implementation, Force in more Offshore Wind
"The results presented herein use modeling assumptions developed by EIPC, EIPC stakeholders and CRA for purposes of EIPC capacity expansion modeling. As such, these results do not necessarily reflect the opinions or views of CRA or any individual EIPC stakeholder."

## Build Summary
EI New Build Summary
EI New Builds by Type
|  | Additions |  |  | Retirements
| 2010 | 2015 | 2020 | 2030 | 2015 | 2020 | 2030 | Total
Coal | 271.9155 | 8.4766 | 0 | 0 | 68.9245 | 22.9363 | 9.9446 | 178.5867
Nuclear | 99.849 | 2.7406 | 4.53 | 0 | 0 | 0.6145 | 1.4882 | 105.0169
CC | 132.682 | 28.0826 | 8.5166 | 3.5042 | 5.2132 | 0.50326 | 1.4822 | 165.5867
CT | 120.329 | 4.7017 | 6.1187 | 10.1958 | 2.599 | 0 | 0.0095 | 138.7367
Steam Oil/Gas | 74.547 | 0 | 0 | 0 | 35.846 | 1.1531 | 0.25158 | 37.2963
Hydro | 44.6048 | 0 | 2.16 | 4.728 | 0 | 0 | 0 | 51.4928
On-Shore Wind | 18.707 | 22.1949 | 30.3967 | 125.8038 | 0 | 0 | 0 | 197.1024
Off-Shore Wind | 0 | 0.469 | 4.104 | 15.894 | 0 | 0 | 0 | 20.467
Other Renewable | 3.613 | 2.3483 | 3.041 | 3.9006 | 0 | 0 | 0 | 12.9029
New HQ/Maritimes | 0 | 0 | 1.7521 | 3.7479 | 0 | 0 | 0 | 5.5
Other | 17.054 | 0 | 0 | 0 | 0 | 0 | 0 | 17.054
Total w/o DR | 783.3012 | 69.0137 | 60.6191 | 167.7742 | 112.5826 | 25.2072 | 13.1761 | 929.7423
DR | 33.1 | -1.344 | 16.8375 | 22.1146 | 0 | 0 | 0 | 70.7081
Total w/DR | 816.4012 | 67.6696 | 77.4566 | 189.8888 | 112.5826 | 25.2072 | 13.1761 | 1000.4504
EI New Builds by Region
| EI Cumulative New Builds |  |  |  | EI Cumulative New CCs |  |  |  | EI Cumulative New On-Shore Wind |  |  |  | EI Cumulative Coal Retirements
| 2015 | 2020 | 2030 |  |  | 2015 | 2020 | 2030 |  | 2015 | 2020 | 2030 |  | 2015 | 2020 | 2030
ENT | 890.28 | 955.33 | 1338.61 |  | ENT | 0 | 0 | 0 | ENT | 0 | 0 | 0 | ENT | 892.9 | 892.9 | 892.9
FRCC | 4226.23 | 8534.68 | 10039.99 |  | FRCC | 1516.9 | 5825.35 | 7132.66 | FRCC | 0 | 0 | 0 | FRCC | 466 | 1335 | 1335
IESO | 5144.99 | 5144.99 | 5144.99 |  | IESO | 1263 | 1263 | 1263 | IESO | 2105.9 | 2105.9 | 2105.9 | IESO | 6416 | 6416 | 6416
MAPP_CA | 312.4 | 1007.4 | 4962.4 |  | MAPP_CA | 0 | 0 | 0 | MAPP_CA | 302.4 | 302.4 | 302.4 | MAPP_CA | 85.02 | 450.12 | 1745.9
MAPP_US | 729.6 | 2060.43 | 5934.31 |  | MAPP_US | 0 | 0 | 0 | MAPP_US | 421.3 | 1752.13 | 5554.34 | MAPP_US | 612.6 | 1186.5 | 1186.5
MISO_IN | 618 | 853.95 | 1081.28 |  | MISO_IN | 0 | 0 | 0 | MISO_IN | 0 | 0 | 0 | MISO_IN | 1360.9 | 1360.9 | 1360.9
MISO_MI | 2000 | 2303.28 | 2707.44 |  | MISO_MI | 0 | 0 | 0 | MISO_MI | 2000 | 2215.04 | 2297.19 | MISO_MI | 2326 | 3513 | 3513
MISO_MO-IL | 2090 | 2370 | 2593.33 |  | MISO_MO-IL | 0 | 0 | 0 | MISO_MO-IL | 300 | 300 | 300 | MISO_MO-IL | 2241.7 | 3797.7 | 3797.7
MISO_W | 2894.83 | 2952.02 | 21445.6 |  | MISO_W | 0 | 0 | 0 | MISO_W | 2800.5 | 2857.69 | 21279.6 | MISO_W | 1451.36 | 2928.56 | 2928.56
MISO_WUMS | 1818.9 | 6265.94 | 14142.72 |  | MISO_WUMS | 0 | 0 | 0 | MISO_WUMS | 968.9 | 968.9 | 968.9 | MISO_WUMS | 2411.1 | 2411.1 | 2411.1
NE | 434.1 | 16211.92 | 65365.9 |  | NE | 0 | 0 | 0 | NE | 202 | 15979.82 | 65062.13 | NE | 0 | 275.6 | 1184.8
NEISO | 3384.16 | 4868.52 | 9281.75 |  | NEISO | 2049.5 | 2049.5 | 2049.5 | NEISO | 231.2 | 231.2 | 231.2 | NEISO | 2250.13 | 2570.13 | 2570.13
NonRTO_Midwest | 0 | 388.45 | 1294.7 |  | NonRTO_Midwest | 0 | 388.45 | 388.45 | NonRTO_Midwest | 0 | 0 | 0 | NonRTO_Midwest | 1789.65 | 1789.65 | 1789.65
NYISO_A-F | 3289.7 | 3807.5 | 3875.43 |  | NYISO_A-F | 639 | 639 | 639 | NYISO_A-F | 2476.3 | 2994.1 | 2994.1 | NYISO_A-F | 2251.9 | 2251.9 | 2251.9
NYISO_G-I | 0 | 60 | 134.33 |  | NYISO_G-I | 0 | 0 | 0 | NYISO_G-I | 0 | 60 | 60 | NYISO_G-I | 368.2 | 368.2 | 368.2
NYISO_J-K | 1207.4 | 2154.4 | 5781.73 |  | NYISO_J-K | 1175.4 | 1175.4 | 1175.4 | NYISO_J-K | 0 | 0 | 0 | NYISO_J-K | 0 | 0 | 0
PJM_E | 5940.05 | 7256.95 | 11696.95 |  | PJM_E | 4634.3 | 4634.3 | 4634.3 | PJM_E | 1150 | 1150 | 1150 | PJM_E | 3285 | 3853 | 3853
PJM_ROM | 2243.7 | 5346.56 | 6475.94 |  | PJM_ROM | 1678.5 | 1678.5 | 1678.5 | PJM_ROM | 479.8 | 1230 | 1230 | PJM_ROM | 8669.5 | 8669.5 | 8669.5
PJM_ROR | 14076.1 | 15524.7 | 17529.51 |  | PJM_ROR | 3077 | 3197 | 3197 | PJM_ROR | 8325.7 | 8517.4 | 8517.4 | PJM_ROR | 13683.7 | 24641.4 | 24641.4
SOCO | 5151.9 | 7538.9 | 7646.3 |  | SOCO | 5026.9 | 5213.9 | 5213.9 | SOCO | 0 | 0 | 0 | SOCO | 9936.77 | 10288 | 10288
SPP_N | 465.04 | 465.04 | 11466.09 |  | SPP_N | 0 | 0 | 0 | SPP_N | 0 | 0 | 10906.05 | SPP_N | 334 | 1032.46 | 2116.5
SPP_S | 1830.99 | 10127.98 | 53732.13 |  | SPP_S | 0 | 0 | 0 | SPP_S | 430 | 8426.99 | 51936.14 | SPP_S | 1097.08 | 1915.24 | 8570.8
TVA | 3115.89 | 4883.21 | 8059.14 |  | TVA | 1418 | 1866.42 | 3833.34 | TVA | 0 | 0 | 0 | TVA | 3610.95 | 4351.95 | 4351.95
VACAR | 7149.42 | 16798.48 | 20176.36 |  | VACAR | 5604.06 | 8668.33 | 8898.3 | VACAR | 0.9 | 3500 | 3500 | VACAR | 3383.99 | 5561.99 | 5561.99
| 69013.68 | 127880.63 | 291906.93 |  |  | 28082.56 | 36599.15 | 40103.35 |  | 22194.9 | 52591.57 | 178395.35 |  | 68924.45 | 91860.8 | 101805.38

## Generation
#1 | Total Generation (GWh)
Total Generation by Reporting Type: Entergy
ReportingType | 2015 | 2020 | 2025 | 2030 | 2035 | 2040
BM | 0 | 0 | 0 | 0 | 0 | 0
CC | 66465.5 | 74152.17 | 30503.02 | 17194.43 | 18361.37 | 17631.17
CSP | 0 | 0 | 0 | 0 | 0 | 0
CT | 0 | 0 | 0 | 0 | 3.72 | 18.9
Coal | 60874.02 | 53072.7 | 46812.34 | 43378.34 | 48295.61 | 52618.78
Geo | 0 | 0 | 0 | 0 | 0 | 0
H | 153 | 153 | 153 | 153 | 153 | 153
LFG | 63.07 | 63.07 | 63.07 | 909.81 | 909.81 | 909.81
Nuc | 42234.08 | 42234.08 | 42234.08 | 42234.08 | 35675.42 | 27909.39
PS | 25.66 | 25.66 | 44.84 | 44.84 | 110.83 | 58.79
PV | 0.54 | 125.9 | 194.25 | 200.81 | 208.17 | 213.2
PeakG | 0 | 0 | 0 | 0 | 0 | 0
PeakO | 0 | 0 | 0 | 0 | 0 | 0
ST | 0 | 0 | 0 | 0 | 0 | 0
STOG | 1539.99 | 1560.84 | 1511.98 | 774.43 | 1511.98 | 1511.98
STWD | 0 | 136.27 | 77.34 | 80.65 | 136.27 | 212.98
WT | 315.27 | 315.27 | 315.27 | 315.27 | 315.27 | 609.92
IGCC | 0 | 0 | 0 | 0 | 0 | 0
DemandResponse | 0 | 0 | 0 | 0 | 0 | 0
IGCC-CCS | 0 | 0 | 0 | 0 | 0 | 0
WT_off | 0 | 0 | 0 | 0 | 0 | 0
PseudoUnit | 0 | 0 | 0 | 0 | 0 | 0
FixedInterchange | 0 | 0 | 0 | 0 | 0 | 0
Total Generation by Reporting Type: FRCC
ReportingType | 2015 | 2020 | 2025 | 2030 | 2035 | 2040
BM | 0 | 0 | 0 | 0 | 0 | 0
CC | 147677.36 | 162135.35 | 169555.61 | 171197.13 | 218242.46 | 247823.44
CSP | 0 | 0 | 0 | 0 | 0 | 0
CT | 894.8 | 956.85 | 956.66 | 949.79 | 949.79 | 880.77
Coal | 58212.79 | 56335.61 | 57329.9 | 59054.05 | 60270.36 | 60270.36
Geo | 0 | 0 | 0 | 0 | 0 | 0
H | 27.85 | 27.85 | 27.85 | 27.85 | 27.85 | 27.85
LFG | 3831.62 | 3831.62 | 5392.66 | 5392.66 | 5392.66 | 5392.66
Nuc | 32180.57 | 32180.57 | 32180.57 | 32180.57 | 19598.11 | 6535.31
PS | 0 | 0 | 0 | 0 | 0 | 0
PV | 134.03 | 134.03 | 134.03 | 134.03 | 134.03 | 134.03
PeakG | 439.06 | 576.86 | 954.5 | 1016.04 | 534.01 | 444.06
PeakO | 0 | 0 | 0 | 0 | 0 | 0
ST | 0 | 0 | 0 | 0 | 0 | 0
STOG | 3759.23 | 2316.29 | 2316.29 | 2316.29 | 2257.49 | 1342.66
STWD | 0 | 1366.56 | 1366.56 | 1366.56 | 1366.56 | 1366.56
WT | 0 | 0 | 0 | 0 | 0 | 0
IGCC | 0 | 0 | 0 | 0 | 0 | 0
DemandResponse | 0 | 0 | 0 | 0 | 0 | 0
IGCC-CCS | 0 | 0 | 0 | 0 | 0 | 0
WT_off | 0 | 0 | 0 | 0 | 0 | 0
PseudoUnit | 0 | 0 | 0 | 0 | 0 | 0
FixedInterchange | 0 | 0 | 0 | 0 | 0 | 0
Total Generation by Reporting Type: MAPP_US
ReportingType | 2015 | 2020 | 2025 | 2030 | 2035 | 2040
BM | 0 | 0 | 0 | 0 | 0 | 0
CC | 261.18 | 257.1 | 197.49 | 111.26 | 195.49 | 192.67
CSP | 0 | 0 | 0 | 0 | 0 | 0
CT | 0 | 0 | 0 | 0 | 0 | 0
Coal | 21992.45 | 17658.88 | 17658.88 | 14934.24 | 17658.88 | 16005.93
Geo | 354.6 | 354.6 | 354.6 | 354.6 | 354.6 | 354.6
H | 10150.02 | 10150.02 | 10150.02 | 10150.02 | 10150.02 | 10150.02
LFG | 15.77 | 15.77 | 15.77 | 580.79 | 580.79 | 580.79
Nuc | 0 | 0 | 0 | 0 | 0 | 0
PS | 0 | 0 | 0 | 0 | 0 | 0
PV | 0 | 0 | 0 | 0 | 0 | 0
PeakG | 11.48 | 9.54 | 4.29 | 2.1 | 10.39 | 20.04
PeakO | 0 | 0 | 0 | 0 | 0 | 0
ST | 0 | 0 | 0 | 0 | 0 | 0
STOG | 0 | 0 | 0 | 0 | 0 | 0
STWD | 0 | 0 | 0 | 0 | 0 | 0
WT | 5908.78 | 10563.72 | 10563.72 | 23862.96 | 26071.78 | 35402.53
IGCC | 0 | 0 | 0 | 0 | 0 | 0
DemandResponse | 0 | 0 | 0 | 0 | 0 | 0
IGCC-CCS | 0 | 0 | 0 | 0 | 0 | 0
WT_off | 0 | 0 | 0 | 0 | 0 | 0
PseudoUnit | 0 | 0 | 0 | 0 | 0 | 0
FixedInterchange | 0 | 0 | 0 | 0 | 0 | 0
Total Generation by Reporting Type: MISO_IN
ReportingType | 2015 | 2020 | 2025 | 2030 | 2035 | 2040
BM | 0 | 0 | 0 | 0 | 0 | 0
CC | 4340.02 | 7209.48 | 4340.02 | 1659.28 | 3634.82 | 4402.69
CSP | 0 | 0 | 0 | 0 | 0 | 0
CT | 0 | 0 | 0 | 0 | 0 | 0
Coal | 87199.11 | 91210.82 | 90423.37 | 86671.15 | 93836.39 | 96734.58
Geo | 0 | 0 | 0 | 0 | 0 | 0
H | 417.2 | 417.2 | 417.2 | 417.2 | 417.2 | 417.2
LFG | 291.71 | 291.71 | 923.41 | 923.41 | 923.41 | 923.41
Nuc | 0 | 0 | 0 | 0 | 0 | 0
PS | 0 | 0 | 0 | 0 | 0 | 0
PV | 0 | 392.72 | 637.73 | 637.73 | 657.09 | 679.52
PeakG | 20.08 | 25.29 | 25.81 | 0 | 26.28 | 86.57
PeakO | 0 | 0 | 0 | 0 | 0 | 0
ST | 0 | 0 | 0 | 0 | 0 | 0
STOG | 54.68 | 106.75 | 106.75 | 54.68 | 106.75 | 106.75
STWD | 0 | 0 | 0 | 0 | 0 | 0
WT | 1553.06 | 1553.06 | 1553.06 | 1553.06 | 1553.06 | 1553.06
IGCC | 4427.31 | 4427.31 | 4427.31 | 4427.31 | 4427.31 | 4427.31
DemandResponse | 0 | 0 | 0 | 0 | 0 | 0
IGCC-CCS | 0 | 0 | 0 | 0 | 0 | 0
WT_off | 0 | 0 | 0 | 0 | 0 | 0
PseudoUnit | 0 | 0 | 0 | 0 | 0 | 0
FixedInterchange | 0 | 0 | 0 | 0 | 0 | 0
Total Generation by Reporting Type: MISO_MI
ReportingType | 2015 | 2020 | 2025 | 2030 | 2035 | 2040
BM | 0 | 0 | 0 | 0 | 0 | 0
CC | 10604.43 | 14165.5 | 9610.67 | 4346.76 | 8291.01 | 6558.31
CSP | 0 | 0 | 0 | 0 | 0 | 0
CT | 0 | 0 | 0 | 0 | 0 | 0
Coal | 56344.13 | 49494.55 | 48644.35 | 46501.3 | 52282.16 | 53223.33
Geo | 0 | 0 | 0 | 0 | 0 | 0
H | 410 | 410 | 410 | 410 | 410 | 410
LFG | 1285.09 | 1980.81 | 2548.5 | 2548.5 | 2548.5 | 2548.5
Nuc | 14714.16 | 14714.16 | 14714.16 | 14714.16 | 8654.01 | 8654.01
PS | 820.21 | 844.12 | 1422.72 | 933.09 | 1526.02 | 1422.72
PV | 0 | 0 | 0 | 0 | 0 | 0
PeakG | 25.84 | 29.96 | 29.96 | 3.14 | 24.68 | 29.96
PeakO | 0 | 0 | 0 | 0 | 0 | 0
ST | 0 | 0 | 0 | 0 | 0 | 0
STOG | 409.8 | 628.48 | 716.11 | 540.49 | 540.49 | 488.82
STWD | 203.21 | 1142.3 | 1142.3 | 764.42 | 1142.3 | 957.17
WT | 5161.16 | 5739.02 | 5959.78 | 5959.78 | 6063 | 6636.39
IGCC | 0 | 0 | 0 | 0 | 0 | 0
DemandResponse | 0 | 0 | 0 | 0 | 0 | 0
IGCC-CCS | 0 | 0 | 0 | 0 | 0 | 0
WT_off | 0 | 0 | 0 | 785.54 | 785.54 | 785.54
PseudoUnit | 0 | 0 | 0 | 0 | 0 | 0
FixedInterchange | 0 | 0 | 0 | 0 | 0 | 0
Total Generation by Reporting Type: MISO_MO-IL
ReportingType | 2015 | 2020 | 2025 | 2030 | 2035 | 2040
BM | 0 | 0 | 0 | 0 | 0 | 0
CC | 2772.6 | 4746.49 | 2421.38 | 924.94 | 1316.26 | 1220.07
CSP | 0 | 0 | 0 | 0 | 0 | 0
CT | 0 | 0 | 0 | 0 | 0 | 0
Coal | 95565.36 | 76772.73 | 76309.73 | 72741.62 | 81675.49 | 83713.03
Geo | 0 | 0 | 0 | 0 | 0 | 0
H | 1317.1 | 2690.42 | 2690.42 | 2690.42 | 2690.42 | 2690.42
LFG | 141.91 | 141.91 | 1902.67 | 1902.67 | 1902.67 | 1902.67
Nuc | 17393.71 | 17393.71 | 17393.71 | 17393.71 | 17393.71 | 17393.71
PS | 202.4 | 202.4 | 334.4 | 334.4 | 334.4 | 478.41
PV | 0 | 0 | 0 | 0 | 0 | 0
PeakG | 288.8 | 207.07 | 123.47 | 42.58 | 94.28 | 332.88
PeakO | 0 | 0 | 0 | 0 | 0 | 0
ST | 0 | 0 | 0 | 0 | 0 | 0
STOG | 57.9 | 110.53 | 57.9 | 18.42 | 57.9 | 5.26
STWD | 0 | 0 | 0 | 0 | 0 | 0
WT | 2075.16 | 2075.16 | 2075.16 | 2075.16 | 2075.16 | 10597.83
IGCC | 0 | 0 | 0 | 0 | 0 | 0
DemandResponse | 0 | 0 | 0 | 0 | 0 | 0
IGCC-CCS | 0 | 0 | 0 | 0 | 0 | 0
WT_off | 0 | 0 | 0 | 0 | 0 | 0
PseudoUnit | 0 | 0 | 0 | 0 | 0 | 0
FixedInterchange | 0 | 0 | 0 | 0 | 0 | 0
Total Generation by Reporting Type: MISO_W
ReportingType | 2015 | 2020 | 2025 | 2030 | 2035 | 2040
BM | 0 | 0 | 0 | 0 | 0 | 0
CC | 9835.3 | 10132.89 | 5567.21 | 2066.76 | 3149.05 | 3163.42
CSP | 0 | 0 | 0 | 0 | 0 | 0
CT | 0 | 0 | 0 | 0 | 0 | 0
Coal | 92838.35 | 81161.97 | 80839.26 | 74146.79 | 78811.77 | 77582.33
Geo | 0 | 0 | 0 | 0 | 0 | 0
H | 1643.73 | 1643.73 | 1643.73 | 1643.73 | 1643.73 | 1643.73
LFG | 1616.22 | 1616.22 | 2181.24 | 2181.24 | 2181.24 | 2181.24
Nuc | 18393.35 | 18393.35 | 18393.35 | 18393.35 | 0.78 | 0.78
PS | 0 | 0 | 0 | 0 | 0 | 0
PV | 0 | 0 | 0 | 0 | 0 | 0
PeakG | 128.96 | 91.22 | 36.85 | 15.43 | 21.75 | 21.75
PeakO | 0 | 0 | 0 | 0 | 0 | 0
ST | 0 | 0 | 0 | 0 | 0 | 0
STOG | 5.87 | 1.74 | 1.3 | 0.18 | 0 | 0
STWD | 0 | 2193.5 | 700.24 | 856.18 | 606.99 | 856.18
WT | 27590.66 | 27779.42 | 40709.7 | 88588.51 | 88588.51 | 95626.49
IGCC | 0 | 0 | 0 | 0 | 0 | 0
DemandResponse | 0 | 0 | 0 | 0 | 0 | 0
IGCC-CCS | 0 | 0 | 0 | 0 | 0 | 0
WT_off | 0 | 0 | 0 | 0 | 0 | 0
PseudoUnit | 0 | 0 | 0 | 0 | 0 | 0
FixedInterchange | 0 | 0 | 0 | 0 | 0 | 0
Total Generation by Reporting Type: MISO_WUMS
ReportingType | 2015 | 2020 | 2025 | 2030 | 2035 | 2040
BM | 0 | 0 | 0 | 0 | 0 | 0
CC | 12308.72 | 16727.13 | 12033.04 | 3380.54 | 5764.29 | 5410
CSP | 0 | 0 | 0 | 0 | 0 | 0
CT | 0 | 775.04 | 975.11 | 509.24 | 2292.08 | 3429.04
Coal | 29872.9 | 32036.68 | 31373.2 | 28551.62 | 38363.78 | 40260.47
Geo | 0 | 0 | 0 | 0 | 0 | 0
H | 1018.41 | 1023.31 | 1023.31 | 1023.31 | 1023.31 | 1023.31
LFG | 559.76 | 559.76 | 2320.52 | 2320.52 | 2320.52 | 2320.52
Nuc | 14153.33 | 14153.33 | 14153.33 | 14153.33 | 0.78 | 0.78
PS | 0 | 0 | 0 | 0 | 0 | 0
PV | 0 | 0 | 0 | 0 | 0 | 0
PeakG | 65.49 | 83.14 | 9.19 | 0 | 0 | 0
PeakO | 0 | 0 | 0 | 0 | 0 | 0
ST | 0 | 0 | 0 | 0 | 0 | 0
STOG | 2.33 | 0 | 0 | 0 | 0 | 0
STWD | 0 | 540.98 | 109.89 | 69.46 | 118.28 | 234.85
WT | 4109.61 | 4109.61 | 4109.61 | 4109.61 | 4109.61 | 4197.83
IGCC | 0 | 0 | 0 | 0 | 0 | 0
DemandResponse | 0 | 0 | 0 | 0 | 0 | 0
IGCC-CCS | 0 | 0 | 0 | 0 | 0 | 0
WT_off | 0 | 0 | 0 | 0 | 0 | 0
PseudoUnit | 0 | 0 | 0 | 0 | 0 | 0
FixedInterchange | 0 | 0 | 0 | 0 | 0 | 0
Total Generation by Reporting Type: Nebraska
ReportingType | 2015 | 2020 | 2025 | 2030 | 2035 | 2040
BM | 0 | 0 | 0 | 0 | 0 | 0
CC | 1150.82 | 387.49 | 247.08 | 137.83 | 238.68 | 238.68
CSP | 0 | 0 | 0 | 0 | 0 | 0
CT | 0 | 0 | 0 | 0 | 0 | 0
Coal | 30719.51 | 28382.5 | 21665.11 | 21620.35 | 21532.98 | 20177.42
Geo | 0 | 0 | 0 | 0 | 0 | 0
H | 591 | 591 | 591 | 591 | 591 | 591
LFG | 47.3 | 47.3 | 47.3 | 612.32 | 610.87 | 610.48
Nuc | 9752.32 | 9752.32 | 9752.32 | 9731.98 | 1.55 | 1.55
PS | 0 | 0 | 0 | 0 | 0 | 0
PV | 0 | 0 | 0 | 0 | 0 | 0
PeakG | 39.01 | 2.56 | 0 | 0 | 0 | 0
PeakO | 0 | 0 | 0 | 0 | 0 | 0
ST | 0 | 0 | 0 | 0 | 0 | 0
STOG | 0 | 0 | 0 | 0 | 0 | 0
STWD | 0 | 0 | 0 | 0 | 0 | 0
WT | 1220.72 | 57210.04 | 149178.41 | 231384.01 | 249109.36 | 249113.7
IGCC | 0 | 0 | 0 | 0 | 0 | 0
DemandResponse | 0 | 0 | 0 | 0 | 0 | 0
IGCC-CCS | 0 | 0 | 0 | 0 | 0 | 0
WT_off | 0 | 0 | 0 | 0 | 0 | 0
PseudoUnit | 0 | 0 | 0 | 0 | 0 | 0
FixedInterchange | 0 | 0 | 0 | 0 | 0 | 0
Total Generation by Reporting Type: NEISO
ReportingType | 2015 | 2020 | 2025 | 2030 | 2035 | 2040
BM | 1882.96 | 1585.61 | 174.53 | 0 | 2.33 | 8.14
CC | 45391.56 | 36596.98 | 32258.51 | 16418.59 | 33652.03 | 45231.38
CSP | 0 | 0 | 0 | 0 | 0 | 0
CT | 3.12 | 10.92 | 3.12 | 0 | 0 | 7.07
Coal | 32.27 | 0 | 0 | 0 | 0 | 0
Geo | 0 | 0 | 0 | 0 | 0 | 0
H | 12289.94 | 12303.66 | 12303.66 | 12303.66 | 12303.66 | 12303.66
LFG | 4582.65 | 4582.65 | 5132.48 | 5132.48 | 5132.48 | 5132.48
Nuc | 36181.73 | 36181.73 | 36181.73 | 36181.73 | 26141.23 | 19310.53
PS | 77.01 | 166.31 | 151.53 | 0 | 58.59 | 144.12
PV | 5.26 | 571.78 | 574.39 | 574.39 | 574.39 | 574.47
PeakG | 32.3 | 38.51 | 34.99 | 0 | 0.45 | 38.51
PeakO | 0 | 0 | 0 | 0 | 0 | 0
ST | 0 | 0 | 0 | 0 | 0 | 0
STOG | 0 | 0 | 0 | 0 | 0 | 0
STWD | 4274.88 | 4274.88 | 1859.59 | 1192.04 | 1149.07 | 1315.78
WT | 1283.3 | 1283.3 | 1283.3 | 1283.3 | 1283.3 | 1283.3
IGCC | 0 | 0 | 0 | 0 | 0 | 0
DemandResponse | 0 | 0 | 0 | 0 | 0 | 0
IGCC-CCS | 0 | 0 | 0 | 0 | 0 | 0
WT_off | 1870.13 | 6497.5 | 13438.55 | 23848.13 | 21978 | 17350.63
PseudoUnit | 0 | 0 | 0 | 0 | 0 | 0
FixedInterchange | 0 | 0 | 0 | 0 | 0 | 0
Total Generation by Reporting Type: NonRTO_Midwest
ReportingType | 2015 | 2020 | 2025 | 2030 | 2035 | 2040
BM | 0 | 0 | 0 | 0 | 0 | 0
CC | 0 | 1532.43 | 1532.43 | 1351.87 | 1226.54 | 1941.12
CSP | 0 | 0 | 0 | 0 | 0 | 0
CT | 0 | 0 | 0 | 0 | 0 | 0
Coal | 57665.62 | 59061.12 | 59644.36 | 59930.83 | 62041.89 | 62653.03
Geo | 0 | 0 | 0 | 0 | 0 | 0
H | 457.8 | 457.8 | 3593.25 | 3593.25 | 3593.25 | 3593.25
LFG | 110.38 | 110.38 | 1373.79 | 1373.79 | 1373.79 | 1373.79
Nuc | 0 | 0 | 0 | 0 | 0 | 0.04
PS | 0 | 0 | 0 | 0 | 0 | 0
PV | 0 | 0 | 0 | 0 | 0 | 0
PeakG | 175.19 | 203.4 | 305.83 | 91.48 | 239.52 | 243.9
PeakO | 0 | 0 | 0 | 0 | 0 | 0
ST | 0 | 0 | 0 | 0 | 0 | 0
STOG | 0 | 0 | 0 | 0 | 0 | 0
STWD | 0 | 0 | 0 | 0 | 0 | 0
WT | 151.43 | 151.43 | 151.43 | 151.43 | 151.43 | 151.43
IGCC | 0 | 0 | 0 | 0 | 0 | 0
DemandResponse | 0 | 0 | 0 | 0 | 0 | 0
IGCC-CCS | 0 | 0 | 0 | 0 | 0 | 0
WT_off | 0 | 0 | 0 | 0 | 0 | 0
PseudoUnit | 0 | 0 | 0 | 0 | 0 | 0
FixedInterchange | 0 | 0 | 0 | 0 | 0 | 0
Total Generation by Reporting Type: NYISO_A-F
ReportingType | 2015 | 2020 | 2025 | 2030 | 2035 | 2040
BM | 0 | 0 | 0 | 0 | 0 | 0
CC | 8381.01 | 8590.92 | 7698.17 | 6622.26 | 12507.14 | 13930.11
CSP | 0 | 0 | 0 | 0 | 0 | 0
CT | 0 | 0 | 0 | 0 | 0 | 0
Coal | 0 | 0 | 0 | 0 | 0 | 0
Geo | 0 | 0 | 0 | 0 | 0 | 0
H | 27149.99 | 27149.99 | 27149.99 | 27149.99 | 27149.98 | 27149.98
LFG | 1359.2 | 1359.2 | 1359.2 | 1894.79 | 1894.79 | 1894.79
Nuc | 26211.3 | 26211.3 | 26211.3 | 21372.53 | 16850.79 | 10212.67
PS | 49.42 | 35.16 | 17.26 | 6.69 | 153.75 | 578.92
PV | 0 | 0 | 0 | 0 | 0 | 0
PeakG | 1.88 | 0 | 0 | 0 | 0 | 6.58
PeakO | 0 | 0 | 0 | 0 | 0 | 0
ST | 0 | 0 | 0 | 0 | 0 | 0
STOG | 0 | 0 | 0 | 0 | 0 | 0
STWD | 0 | 8.51 | 2.71 | 41.41 | 223.43 | 223.43
WT | 10101.82 | 11376.88 | 11376.88 | 11376.88 | 11617.73 | 11933.66
IGCC | 0 | 0 | 0 | 0 | 0 | 0
DemandResponse | 0 | 0 | 0 | 0 | 0 | 0
IGCC-CCS | 0 | 0 | 0 | 0 | 0 | 0
WT_off | 0 | 0 | 0 | 0 | 0 | 0
PseudoUnit | 0 | 0 | 0 | 0 | 0 | 0
FixedInterchange | 0 | 0 | 0 | 0 | 0 | 0
Total Generation by Reporting Type: NYISO_G-I
ReportingType | 2015 | 2020 | 2025 | 2030 | 2035 | 2040
BM | 0 | 0 | 0 | 0 | 0 | 0
CC | 5936.65 | 5913.06 | 5733.28 | 2798.54 | 8705.14 | 32641.83
CSP | 0 | 0 | 0 | 0 | 0 | 0
CT | 0 | 0 | 0 | 0 | 0 | 0
Coal | 0 | 0 | 0 | 0 | 0 | 0
Geo | 0 | 0 | 0 | 0 | 0 | 0
H | 266.56 | 266.56 | 266.56 | 266.56 | 266.56 | 266.56
LFG | 504.58 | 504.58 | 504.58 | 1090.62 | 1090.62 | 1090.62
Nuc | 15929.31 | 15929.31 | 15929.31 | 15929.31 | 7987.24 | 3.12
PS | 0 | 0 | 0 | 0 | 0 | 0
PV | 0 | 0 | 0 | 0 | 0 | 0
PeakG | 0.03 | 0.03 | 0.03 | 0.01 | 0.03 | 0.03
PeakO | 0 | 0 | 0 | 0 | 0 | 0
ST | 0 | 0 | 0 | 0 | 0 | 0
STOG | 0 | 0 | 0 | 0 | 0 | 0
STWD | 0 | 0 | 0 | 0 | 0 | 0
WT | 0 | 178.23 | 178.23 | 178.23 | 178.23 | 178.23
IGCC | 0 | 0 | 0 | 0 | 0 | 0
DemandResponse | 0 | 0 | 0 | 0 | 0 | 0
IGCC-CCS | 0 | 0 | 0 | 0 | 0 | 0
WT_off | 0 | 0 | 0 | 0 | 0 | 0
PseudoUnit | 0 | 0 | 0 | 0 | 0 | 0
FixedInterchange | 0 | 0 | 0 | 0 | 0 | 0
Total Generation by Reporting Type: NYISO_J-K
ReportingType | 2015 | 2020 | 2025 | 2030 | 2035 | 2040
BM | 0 | 0 | 0 | 0 | 0 | 0
CC | 24552.66 | 27450.31 | 23564.63 | 18967.47 | 29036.27 | 29180.84
CSP | 0 | 0 | 0 | 0 | 0 | 0
CT | 0 | 0 | 0 | 0 | 198.49 | 355.43
Coal | 0 | 0 | 0 | 0 | 0 | 0
Geo | 0 | 0 | 0 | 0 | 0 | 0
H | 0 | 0 | 0 | 0 | 0 | 0
LFG | 977.62 | 977.62 | 977.62 | 1563.66 | 1563.66 | 1563.66
Nuc | 0 | 0 | 0 | 0 | 0 | 0
PS | 0 | 0 | 0 | 0 | 0 | 0
PV | 53.26 | 53.26 | 53.26 | 53.26 | 0 | 0
PeakG | 53.23 | 179.84 | 161.48 | 112.06 | 423.58 | 319.41
PeakO | 0 | 0 | 0 | 0 | 0 | 0
ST | 0 | 0 | 0 | 0 | 0 | 0
STOG | 666.51 | 1006.94 | 1216.38 | 1025.34 | 1669.28 | 1566.55
STWD | 0 | 0 | 0 | 0 | 0 | 0
WT | 0 | 0 | 0 | 0 | 0 | 0
IGCC | 0 | 0 | 0 | 0 | 0 | 0
DemandResponse | 0 | 0 | 0 | 0 | 0 | 0
IGCC-CCS | 0 | 0 | 0 | 0 | 0 | 0
WT_off | 0 | 3379.67 | 8450.97 | 16059.69 | 16059.69 | 12680.02
PseudoUnit | 0 | 0 | 0 | 0 | 0 | 0
FixedInterchange | 0 | 0 | 0 | 0 | 0 | 0
Total Generation by Reporting Type: PJM_E
ReportingType | 2015 | 2020 | 2025 | 2030 | 2035 | 2040
BM | 5.81 | 223.98 | 223.98 | 12.57 | 23.63 | 166.94
CC | 26770.24 | 45181.27 | 46000.23 | 30750.89 | 51329.96 | 50294.4
CSP | 0 | 0 | 0 | 0 | 0 | 0
CT | 0 | 0.86 | 0.86 | 5.14 | 311.41 | 83.55
Coal | 368.17 | 174.76 | 174.76 | 150.41 | 207.62 | 207.62
Geo | 0 | 0 | 0 | 0 | 0 | 0
H | 1839.27 | 1839.27 | 1839.27 | 1839.27 | 1839.27 | 1839.27
LFG | 3714.15 | 4761.94 | 4761.94 | 4761.94 | 4761.94 | 4761.94
Nuc | 66287.73 | 61501.14 | 61501.14 | 61501.14 | 44177.54 | 35032.79
PS | 164 | 304 | 218.04 | 294 | 294 | 294
PV | 102.4 | 102.4 | 102.4 | 102.4 | 102.4 | 102.4
PeakG | 22.93 | 80.25 | 481.53 | 481.53 | 940.13 | 342.31
PeakO | 0 | 0 | 0 | 0 | 0 | 0
ST | 0 | 0 | 0 | 0 | 0 | 0
STOG | 250.33 | 477.9 | 933.04 | 895.55 | 933.04 | 675.83
STWD | 0 | 0 | 0 | 0 | 0 | 0
WT | 2143.36 | 2143.36 | 2143.36 | 2143.36 | 2143.36 | 2143.36
IGCC | 0 | 0 | 0 | 0 | 0 | 0
DemandResponse | 0 | 0 | 0 | 0 | 0 | 0
IGCC-CCS | 0 | 0 | 0 | 0 | 0 | 0
WT_off | 0 | 4295.26 | 10738.14 | 20402.47 | 20402.47 | 20402.47
PseudoUnit | 0 | 0 | 0 | 0 | 0 | 0
FixedInterchange | 0 | 0 | 0 | 0 | 0 | 0
Total Generation by Reporting Type: PJM_ROM
ReportingType | 2015 | 2020 | 2025 | 2030 | 2035 | 2040
BM | 3.49 | 134.39 | 134.39 | 7.54 | 14.18 | 100.17
CC | 16402.32 | 23546.53 | 22463.67 | 16849.1 | 26820.49 | 132949.43
CSP | 0 | 0 | 0 | 0 | 0 | 0
CT | 0.15 | 0.52 | 3.14 | 3.14 | 6.13 | 1.64
Coal | 50516.4 | 55222.85 | 56716.5 | 54259.34 | 58083.8 | 58083.8
Geo | 0 | 0 | 0 | 0 | 0 | 0
H | 3645.46 | 6490.47 | 6490.47 | 6490.47 | 6490.47 | 6490.47
LFG | 2813.8 | 4903.85 | 4903.85 | 4903.85 | 4903.85 | 4903.85
Nuc | 39227.38 | 39227.38 | 39227.38 | 39227.38 | 25736.15 | 18733.49
PS | 633.65 | 1149.88 | 1112.06 | 1112.05 | 1112.05 | 1112.05
PV | 10.51 | 2480.06 | 4036.96 | 4458.73 | 4625.61 | 4825.22
PeakG | 0 | 48.51 | 48.51 | 13.86 | 291.06 | 127.23
PeakO | 0 | 0 | 0 | 0 | 0 | 0
ST | 0 | 0 | 0 | 0 | 0 | 0
STOG | 691.59 | 1350.24 | 1350.24 | 1350.24 | 1350.24 | 2338.22
STWD | 360.65 | 490.56 | 490.56 | 490.56 | 411.05 | 490.56
WT | 3032.09 | 4910.74 | 4910.74 | 4910.74 | 4910.74 | 4910.74
IGCC | 0 | 0 | 0 | 0 | 0 | 0
DemandResponse | 0 | 0 | 0 | 0 | 0 | 0
IGCC-CCS | 0 | 0 | 0 | 0 | 0 | 0
WT_off | 0 | 0 | 0 | 0 | 0 | 0
PseudoUnit | 0 | 0 | 0 | 0 | 0 | 0
FixedInterchange | 0 | 0 | 0 | 0 | 0 | 0
Total Generation by Reporting Type: PJM_ROR
ReportingType | 2015 | 2020 | 2025 | 2030 | 2035 | 2040
BM | 0 | 2874.47 | 2874.47 | 161.29 | 297.95 | 446.52
CC | 67633.77 | 68280.1 | 62011.87 | 41088.59 | 101126.45 | 78651.06
CSP | 0 | 0 | 0 | 0 | 0 | 0
CT | 5.69 | 5.69 | 5.69 | 5.69 | 396.05 | 770.15
Coal | 350349.52 | 269175.56 | 269891.96 | 269795.7 | 271163.83 | 273890.84
Geo | 0 | 0 | 0 | 0 | 0 | 0
H | 4602.26 | 6925.78 | 6925.78 | 6925.78 | 6925.78 | 6925.78
LFG | 4252.63 | 6136.08 | 8302.71 | 8302.71 | 8302.71 | 8302.71
Nuc | 156083.84 | 156083.84 | 156083.84 | 149330.43 | 116030.78 | 77993.94
PS | 1340.23 | 2341.56 | 2267.15 | 2264.53 | 2341.56 | 2337.86
PV | 63.07 | 63.07 | 63.07 | 63.07 | 63.07 | 63.07
PeakG | 1320.45 | 1555.96 | 1496.7 | 1375.22 | 1278.37 | 1359.61
PeakO | 0 | 0 | 0 | 0 | 0 | 0
ST | 0 | 0 | 0 | 0 | 0 | 0
STOG | 798.51 | 847.2 | 847.2 | 798.51 | 798.51 | 798.51
STWD | 78.86 | 1359.55 | 1359.55 | 696.06 | 608.76 | 1359.55
WT | 28147.97 | 28682.04 | 28682.04 | 28682.04 | 28682.04 | 28682.04
IGCC | 0 | 0 | 0 | 0 | 0 | 0
DemandResponse | 0 | 0 | 0 | 0 | 0 | 0
IGCC-CCS | 0 | 0 | 0 | 0 | 0 | 0
WT_off | 0 | 1321.85 | 3302.96 | 7111.23 | 7111.23 | 7075.21
PseudoUnit | 0 | 0 | 0 | 0 | 0 | 0
FixedInterchange | 0 | 0 | 0 | 0 | 0 | 0
Total Generation by Reporting Type: SOCO
ReportingType | 2015 | 2020 | 2025 | 2030 | 2035 | 2040
BM | 0 | 38.26 | 38.26 | 88.97 | 58.54 | 258.64
CC | 117684.01 | 117292.78 | 112690.96 | 96224.16 | 95968.07 | 81600.43
CSP | 0 | 0 | 0 | 0 | 0 | 0
CT | 0 | 0 | 0 | 0 | 0 | 0
Coal | 94971.73 | 96771.64 | 107232.2 | 112370.96 | 114985.61 | 173250.82
Geo | 0 | 0 | 0 | 0 | 0 | 0
H | 10893.11 | 10893.11 | 10893.11 | 10893.11 | 10893.11 | 10893.11
LFG | 291.71 | 291.71 | 1138.45 | 1138.45 | 1138.45 | 1138.45
Nuc | 45497.84 | 62634.5 | 62634.5 | 62634.5 | 62634.5 | 42031.17
PS | 1171.76 | 1273 | 1273 | 1259.93 | 1273 | 1273
PV | 0 | 0 | 0 | 0 | 0 | 0
PeakG | 705.8 | 1135.43 | 1643.11 | 1249.16 | 1749.82 | 1665.23
PeakO | 0 | 0 | 0 | 0 | 0 | 0
ST | 0 | 0 | 0 | 0 | 0 | 0
STOG | 0 | 0 | 0 | 0 | 0 | 0
STWD | 0 | 692.4 | 692.4 | 2356.83 | 2356.83 | 3922.63
WT | 0 | 0 | 0 | 0 | 0 | 0
IGCC | 0 | 0 | 0 | 0 | 0 | 0
DemandResponse | 0 | 0 | 0 | 0 | 0 | 0
IGCC-CCS | 0 | 0 | 0 | 0 | 0 | 0
WT_off | 0 | 0 | 0 | 0 | 0 | 0
PseudoUnit | 0 | 0 | 0 | 0 | 0 | 0
FixedInterchange | 0 | 0 | 0 | 0 | 0 | 0
Total Generation by Reporting Type: SPP_N
ReportingType | 2015 | 2020 | 2025 | 2030 | 2035 | 2040
BM | 0 | 0 | 0 | 0 | 0 | 0
CC | 7838.92 | 2063.94 | 956.57 | 551.58 | 956.57 | 956.57
CSP | 0 | 0 | 0 | 0 | 0 | 0
CT | 0 | 0 | 0 | 0 | 0 | 0
Coal | 59322.93 | 53254.2 | 46606.9 | 37929.51 | 37951.7 | 35722.66
Geo | 0 | 0 | 0 | 0 | 0 | 0
H | 60 | 60 | 60 | 60 | 60 | 60
LFG | 55.19 | 55.19 | 55.19 | 804.17 | 804.17 | 804.17
Nuc | 9035.69 | 9035.69 | 9035.69 | 9035.69 | 9035.69 | 9035.69
PS | 0 | 0 | 0 | 0 | 0 | 0
PV | 0 | 0 | 0 | 0 | 0 | 0
PeakG | 0 | 0 | 0 | 0 | 0 | 0
PeakO | 0 | 0 | 0 | 0 | 0 | 0
ST | 0 | 0 | 0 | 0 | 0 | 0
STOG | 325.71 | 154.97 | 0 | 0 | 0 | 0
STWD | 0 | 0 | 0 | 0 | 0 | 0
WT | 4213.48 | 4213.48 | 4213.48 | 41664.53 | 57535.71 | 69985.03
IGCC | 0 | 0 | 0 | 0 | 0 | 0
DemandResponse | 0 | 0 | 0 | 0 | 0 | 0
IGCC-CCS | 0 | 0 | 0 | 0 | 0 | 0
WT_off | 0 | 0 | 0 | 0 | 0 | 0
PseudoUnit | 0 | 0 | 0 | 0 | 0 | 0
FixedInterchange | 0 | 0 | 0 | 0 | 0 | 0
Total Generation by Reporting Type: SPP_S
ReportingType | 2015 | 2020 | 2025 | 2030 | 2035 | 2040
BM | 0 | 0 | 0 | 0 | 0 | 0
CC | 45599.99 | 26552.24 | 10543.97 | 6233.29 | 7693.98 | 8148.26
CSP | 0 | 0 | 0 | 0 | 0 | 0
CT | 3.11 | 0 | 0 | 0 | 0 | 0
Coal | 92229.23 | 72030.71 | 32583.16 | 20715.95 | 26455.76 | 26820.64
Geo | 0 | 0 | 0 | 0 | 0 | 0
H | 10050.79 | 10050.79 | 10050.79 | 10050.79 | 10050.79 | 10050.79
LFG | 149.8 | 149.8 | 149.8 | 898.78 | 898.78 | 898.78
Nuc | 0 | 0 | 0 | 0 | 0 | 0
PS | 194.01 | 327.81 | 335.96 | 535.59 | 1020.23 | 1102.85
PV | 0 | 0 | 0 | 0 | 0 | 0
PeakG | 0 | 0 | 0 | 0 | 0 | 0
PeakO | 0 | 0 | 0 | 0 | 0 | 0
ST | 0 | 0 | 0 | 0 | 0 | 0
STOG | 3177.7 | 3193.77 | 1193.14 | 145.01 | 969.63 | 1412.8
STWD | 0 | 55.57 | 30.24 | 30.24 | 30.24 | 54.81
WT | 9404.55 | 36983.6 | 148514.79 | 187032.74 | 193724.82 | 198036.43
IGCC | 0 | 0 | 0 | 0 | 0 | 0
DemandResponse | 0 | 0 | 0 | 0 | 0 | 0
IGCC-CCS | 0 | 0 | 0 | 0 | 0 | 0
WT_off | 0 | 0 | 0 | 0 | 0 | 0
PseudoUnit | 0 | 0 | 0 | 0 | 0 | 0
FixedInterchange | 0 | 0 | 0 | 0 | 0 | 0
Total Generation by Reporting Type: TVA
ReportingType | 2015 | 2020 | 2025 | 2030 | 2035 | 2040
BM | 0 | 0 | 0 | 0 | 0 | 0
CC | 19729.91 | 20834.67 | 22287.86 | 24868.06 | 25379.59 | 22014.97
CSP | 0 | 0 | 0 | 0 | 0 | 0
CT | 0 | 254.46 | 258.72 | 468.33 | 469.51 | 469.51
Coal | 84677.98 | 78585.74 | 79349.72 | 79349.72 | 84529.51 | 91239.62
Geo | 0 | 0 | 0 | 0 | 0 | 0
H | 17444.8 | 17444.8 | 17545.57 | 17545.57 | 17545.57 | 17545.57
LFG | 102.49 | 102.49 | 949.23 | 949.23 | 949.23 | 949.23
Nuc | 65391.09 | 65391.09 | 65391.09 | 65391.09 | 45821.54 | 35861.5
PS | 766.83 | 760.21 | 732.19 | 781.95 | 922.76 | 1080.5
PV | 0 | 0 | 0 | 0 | 0 | 0
PeakG | 0 | 0 | 0 | 0 | 0 | 0
PeakO | 0 | 0 | 0 | 0 | 0 | 0
ST | 0 | 0 | 0 | 0 | 0 | 0
STOG | 0 | 0 | 0 | 0 | 0 | 0
STWD | 0 | 3.38 | 3.83 | 29.36 | 21.54 | 25.15
WT | 73.94 | 73.94 | 73.94 | 73.94 | 73.94 | 73.94
IGCC | 0 | 0 | 0 | 0 | 0 | 0
DemandResponse | 0 | 0 | 0 | 0 | 0 | 0
IGCC-CCS | 0 | 0 | 0 | 0 | 0 | 0
WT_off | 0 | 0 | 0 | 0 | 0 | 0
PseudoUnit | 0 | 0 | 0 | 0 | 0 | 0
FixedInterchange | 0 | 0 | 0 | 0 | 0 | 0
Total Generation by Reporting Type: TVA_Transmission
ReportingType | 2015 | 2020 | 2025 | 2030 | 2035 | 2040
BM | 0 | 0 | 0 | 0 | 0 | 0
CC | 0 | 0 | 0 | 0 | 0 | 0
CSP | 0 | 0 | 0 | 0 | 0 | 0
CT | 0 | 0 | 0 | 0 | 0 | 0
Coal | 0 | 0 | 0 | 0 | 0 | 0
Geo | 0 | 0 | 0 | 0 | 0 | 0
H | 0 | 0 | 0 | 0 | 0 | 0
LFG | 0 | 0 | 0 | 0 | 0 | 0
Nuc | 0 | 0 | 0 | 0 | 0 | 0
PS | 0 | 0 | 0 | 0 | 0 | 0
PV | 0 | 0 | 0 | 0 | 0 | 0
PeakG | 0 | 0 | 0 | 0 | 0 | 0
PeakO | 0 | 0 | 0 | 0 | 0 | 0
ST | 0 | 0 | 0 | 0 | 0 | 0
STOG | 0 | 0 | 0 | 0 | 0 | 0
STWD | 0 | 0 | 0 | 0 | 0 | 0
WT | 0 | 0 | 0 | 0 | 0 | 0
IGCC | 0 | 0 | 0 | 0 | 0 | 0
DemandResponse | 0 | 0 | 0 | 0 | 0 | 0
IGCC-CCS | 0 | 0 | 0 | 0 | 0 | 0
WT_off | 0 | 0 | 0 | 0 | 0 | 0
PseudoUnit | 0 | 0 | 0 | 0 | 0 | 0
FixedInterchange | 0 | 0 | 0 | 0 | 0 | 0
Total Generation by Reporting Type: VACAR
ReportingType | 2015 | 2020 | 2025 | 2030 | 2035 | 2040
BM | 6.84 | 279.13 | 2727.26 | 339.87 | 1271.01 | 2396.95
CC | 50261.73 | 67667.34 | 57017.77 | 44226.18 | 81708.11 | 109953.68
CSP | 0 | 0 | 0 | 0 | 0 | 0
CT | 42.97 | 72.01 | 119.92 | 241.44 | 336.2 | 417.09
Coal | 84243.54 | 81418.64 | 92903.75 | 99309.24 | 110895.27 | 113975.38
Geo | 0 | 0 | 0 | 0 | 0 | 0
H | 4325 | 4325 | 4325 | 4325 | 4325 | 4325
LFG | 499.37 | 1343.43 | 1343.43 | 1343.43 | 1343.43 | 1343.43
Nuc | 89032.75 | 107182.03 | 107182.03 | 107182.03 | 81882.09 | 67409.4
PS | 778.28 | 1160.57 | 1203.36 | 1137.96 | 1744.62 | 1818.89
PV | 42.05 | 308.79 | 321.36 | 328.64 | 350.9 | 369.21
PeakG | 55.38 | 86.27 | 234.87 | 216.29 | 220.55 | 208.91
PeakO | 0 | 0 | 0 | 0 | 0 | 0
ST | 0 | 0 | 0 | 0 | 0 | 0
STOG | 0 | 0 | 0 | 0 | 0 | 0
STWD | 1969.25 | 1969.25 | 1969.25 | 1413.63 | 1969.25 | 1969.25
WT | 2.33 | 7866.99 | 7866.99 | 7866.99 | 7866.99 | 7866.99
IGCC | 0 | 0 | 0 | 0 | 0 | 0
DemandResponse | 0 | 0 | 0 | 0 | 0 | 0
IGCC-CCS | 0 | 0 | 0 | 0 | 0 | 0
WT_off | 3.46 | 1455.13 | 3639.56 | 6912.74 | 6912.74 | 6912.74
PseudoUnit | 0 | 0 | 0 | 0 | 0 | 0
FixedInterchange | 0 | 0 | 0 | 0 | 0 | 0
Total Generation by Reporting Type: IESO
ReportingType | 2015 | 2020 | 2025 | 2030 | 2035 | 2040
BM | 0 | 0 | 0 | 0 | 0 | 0
CC | 1346.69 | 719.26 | 588.13 | 592.06 | 7128.32 | 20361.21
CSP | 0 | 0 | 0 | 0 | 0 | 0
CT | 0 | 0 | 0 | 0 | 0 | 43.29
Coal | 0 | 0 | 0 | 0 | 0 | 0
Geo | 0 | 0 | 0 | 0 | 0 | 0
H | 46189.03 | 46189.03 | 46189.03 | 46189.03 | 46189.03 | 47737.94
LFG | 926.37 | 926.37 | 926.37 | 926.37 | 930.31 | 930.31
Nuc | 101402.31 | 101402.31 | 101402.31 | 101402.31 | 93379.23 | 81383.57
PS | 13.53 | 4.3 | 4.3 | 25.83 | 13.53 | 50.43
PV | 78.84 | 78.84 | 78.84 | 78.84 | 78.84 | 78.84
PeakG | 0 | 0 | 0 | 0 | 0 | 1.78
PeakO | 0 | 0 | 0 | 0 | 0 | 0
ST | 0 | 0 | 0 | 0 | 0 | 0
STOG | 0 | 0 | 0 | 0 | 0 | 0
STWD | 0 | 0 | 0 | 0 | 0 | 0
WT | 8479.75 | 8479.75 | 8479.75 | 8479.75 | 3205.67 | 3205.67
IGCC | 0 | 0 | 0 | 0 | 0 | 0
DemandResponse | 0 | 0 | 0 | 0 | 0 | 0
IGCC-CCS | 0 | 0 | 0 | 0 | 0 | 0
WT_off | 0 | 0 | 0 | 0 | 0 | 0
PseudoUnit | 0 | 0 | 0 | 0 | 0 | 0
FixedInterchange | 0 | 0 | 0 | 0 | 0 | 0
Total Generation by Reporting Type: MAPP_CA
ReportingType | 2015 | 2020 | 2025 | 2030 | 2035 | 2040
BM | 0 | 0 | 0 | 0 | 0 | 0
CC | 3508.1 | 2345.1 | 560.02 | 0 | 0 | 74.15
CSP | 0 | 0 | 0 | 0 | 0 | 0
CT | 0.09 | 0 | 0 | 0 | 0 | 0
Coal | 356.1 | 820.62 | 17.6 | 0 | 0 | 0
Geo | 0 | 0 | 0 | 0 | 0 | 0
H | 41520.42 | 45597.02 | 54366.11 | 68795.52 | 68795.52 | 68795.52
LFG | 0 | 0 | 0 | 0 | 0 | 0
Nuc | 0 | 0 | 0 | 0 | 0 | 0
PS | 0 | 0 | 0 | 0 | 0 | 0
PV | 0 | 0 | 0 | 0 | 0 | 0
PeakG | 0 | 0 | 0 | 0 | 0 | 0
PeakO | 0 | 0 | 0 | 0 | 0 | 0
ST | 0 | 0 | 0 | 0 | 0 | 0
STOG | 0.46 | 0 | 0 | 0 | 0 | 0
STWD | 0 | 0 | 0 | 0 | 0 | 0
WT | 1446.06 | 1446.06 | 1446.06 | 1446.06 | 1446.06 | 1446.06
IGCC | 0 | 0 | 0 | 0 | 0 | 0
DemandResponse | 0 | 0 | 0 | 0 | 0 | 0
IGCC-CCS | 0 | 0 | 0 | 0 | 0 | 0
WT_off | 0 | 0 | 0 | 0 | 0 | 0
PseudoUnit | 0 | 0 | 0 | 0 | 0 | 0
FixedInterchange | 0 | 0 | 0 | 0 | 0 | 0
Total Generation by Reporting Type: AZ_NM_SNV_Coal
ReportingType | 2015 | 2020 | 2025 | 2030 | 2035 | 2040
BM | 0 | 0 | 0 | 0 | 0 | 0
CC | 0 | 0 | 0 | 0 | 0 | 0
CSP | 0 | 0 | 0 | 0 | 0 | 0
CT | 0 | 0 | 0 | 0 | 0 | 0
Coal | 77482.02 | 77472.95 | 77472.95 | 77472.95 | 92926.97 | 163688.17
Geo | 0 | 0 | 0 | 0 | 0 | 0
H | 0 | 0 | 0 | 0 | 0 | 0
LFG | 0 | 0 | 0 | 0 | 0 | 0
Nuc | 0 | 0 | 0 | 0 | 0 | 0
PS | 0 | 0 | 0 | 0 | 0 | 0
PV | 0 | 0 | 0 | 0 | 0 | 0
PeakG | 0 | 0 | 0 | 0 | 0 | 0
PeakO | 0 | 0 | 0 | 0 | 0 | 0
ST | 0 | 0 | 0 | 0 | 0 | 0
STOG | 0 | 0 | 0 | 0 | 0 | 0
STWD | 0 | 0 | 0 | 0 | 0 | 0
WT | 0 | 0 | 0 | 0 | 0 | 0
IGCC | 0 | 0 | 0 | 0 | 0 | 0
DemandResponse | 0 | 0 | 0 | 0 | 0 | 0
IGCC-CCS | 0 | 0 | 0 | 0 | 0 | 0
WT_off | 0 | 0 | 0 | 0 | 0 | 0
PseudoUnit | 0 | 0 | 0 | 0 | 0 | 0
FixedInterchange | 0 | 0 | 0 | 0 | 0 | 0
Total Generation by Reporting Type: AZ_NM_SNV_Gas
ReportingType | 2015 | 2020 | 2025 | 2030 | 2035 | 2040
BM | 0 | 0 | 0 | 0 | 0 | 0
CC | 104791.96 | 124112.26 | 123596.22 | 152925.95 | 152824.54 | 139904.82
CSP | 0 | 0 | 0 | 0 | 0 | 0
CT | 0 | 0 | 144.37 | 281.87 | 0 | 0
Coal | 0 | 0 | 0 | 0 | 0 | 0
Geo | 0 | 0 | 0 | 0 | 0 | 0
H | 0 | 0 | 0 | 0 | 0 | 0
LFG | 0 | 0 | 0 | 0 | 0 | 0
Nuc | 0 | 0 | 0 | 0 | 0 | 0
PS | 0 | 0 | 0 | 0 | 0 | 0
PV | 0 | 0 | 0 | 0 | 0 | 0
PeakG | 0 | 0 | 254.64 | 433.39 | 510.37 | 0
PeakO | 0 | 0 | 0 | 0 | 0 | 0
ST | 0 | 0 | 0 | 0 | 0 | 0
STOG | 0 | 0 | 0 | 0 | 0 | 0
STWD | 0 | 0 | 0 | 0 | 0 | 0
WT | 0 | 0 | 0 | 0 | 0 | 0
IGCC | 0 | 0 | 0 | 0 | 0 | 0
DemandResponse | 0 | 0 | 0 | 0 | 0 | 0
IGCC-CCS | 0 | 0 | 0 | 0 | 0 | 0
WT_off | 0 | 0 | 0 | 0 | 0 | 0
PseudoUnit | 0 | 0 | 0 | 0 | 0 | 0
FixedInterchange | 0 | 0 | 0 | 0 | 0 | 0
Total Generation by Reporting Type: AZ_NM_SNV_NucRenew
ReportingType | 2015 | 2020 | 2025 | 2030 | 2035 | 2040
BM | 0 | 0 | 0 | 0 | 0 | 0
CC | 0 | 0 | 0 | 0 | 0 | 0
CSP | 0 | 0 | 0 | 0 | 0 | 0
CT | 0 | 0 | 0 | 0 | 0 | 0
Coal | 0 | 0 | 0 | 0 | 0 | 0
Geo | 0 | 0 | 12066.9 | 12066.9 | 12066.9 | 12066.9
H | 8952 | 8952 | 8952 | 8952 | 8952 | 8952
LFG | 55.19 | 55.19 | 533.48 | 533.48 | 533.48 | 533.48
Nuc | 30183.89 | 30183.89 | 30183.89 | 30183.89 | 30183.89 | 30183.89
PS | 45.36 | 45.36 | 45.36 | 88.56 | 88.56 | 88.56
PV | 365.63 | 365.63 | 365.63 | 365.63 | 365.63 | 365.63
PeakG | 0 | 0 | 0 | 0 | 0 | 0
PeakO | 0 | 0 | 0 | 0 | 0 | 0
ST | 981.12 | 2520.82 | 3490.17 | 3926.91 | 3926.91 | 3926.91
STOG | 0 | 0 | 0 | 0 | 0 | 0
STWD | 182.21 | 182.21 | 182.21 | 182.21 | 182.21 | 182.21
WT | 1407.73 | 1407.73 | 2285.53 | 3937.43 | 3937.43 | 3937.43
IGCC | 0 | 0 | 0 | 0 | 0 | 0
DemandResponse | 0 | 0 | 0 | 0 | 0 | 0
IGCC-CCS | 0 | 0 | 0 | 0 | 0 | 0
WT_off | 0 | 0 | 0 | 0 | 0 | 0
PseudoUnit | 0 | 0 | 0 | 0 | 0 | 0
FixedInterchange | 0 | 0 | 0 | 0 | 0 | 0
Total Generation by Reporting Type: ERCOT
ReportingType | 2015 | 2020 | 2025 | 2030 | 2035 | 2040
BM | 0 | 154.07 | 98.27 | 13781.59 | 14260.45 | 15129.27
CC | 141650.35 | 123379.53 | 99647.13 | 81613.97 | 87202.61 | 98379.82
CSP | 0 | 0 | 0 | 0 | 0 | 0
CT | 0 | 0 | 0 | 0 | 0 | 0
Coal | 121877.48 | 130694.13 | 136671.15 | 136876.02 | 138497.27 | 139617.99
Geo | 0 | 0 | 0 | 0 | 0 | 0
H | 607.38 | 607.38 | 607.38 | 2022.97 | 2022.97 | 2022.97
LFG | 591.3 | 591.3 | 3382.24 | 3382.24 | 3382.24 | 3382.24
Nuc | 39655.79 | 39655.79 | 39655.79 | 39655.79 | 39655.79 | 39655.79
PS | 0 | 0 | 0 | 0 | 0 | 0
PV | 30.84 | 30.84 | 30.84 | 30.84 | 2.63 | 2.63
PeakG | 0 | 0 | 0 | 0 | 0 | 0
PeakO | 0 | 0 | 0 | 0 | 0 | 0
ST | 0 | 0 | 0 | 0 | 0 | 0
STOG | 4879.36 | 5169 | 4976.19 | 4341.45 | 4155.58 | 3701.06
STWD | 0 | 0 | 0 | 0 | 0 | 0
WT | 27080.39 | 51398.19 | 78832.26 | 95903.18 | 98325.67 | 102669.75
IGCC | 0 | 0 | 0 | 0 | 0 | 0
DemandResponse | 0 | 0 | 0 | 0 | 0 | 0
IGCC-CCS | 0 | 0 | 0 | 0 | 0 | 0
WT_off | 0 | 0 | 0 | 0 | 0 | 0
PseudoUnit | 0 | 0 | 0 | 0 | 0 | 0
FixedInterchange | 0 | 0 | 0 | 0 | 0 | 0
Total Generation by Reporting Type: NP15
ReportingType | 2015 | 2020 | 2025 | 2030 | 2035 | 2040
BM | 0 | 0 | 0 | 0 | 0 | 0
CC | 35494.34 | 36825.96 | 28137.27 | 21874.48 | 12533.43 | 5092.63
CSP | 0 | 0 | 0 | 0 | 0 | 0
CT | 0 | 0 | 0 | 0 | 0 | 0
Coal | 213.44 | 0 | 0 | 0 | 0 | 0
Geo | 9050.48 | 10433.73 | 14043.68 | 14043.68 | 14043.68 | 14043.68
H | 24182 | 24182 | 24182 | 24182 | 24182 | 24182
LFG | 670.14 | 5124.6 | 5124.6 | 5124.6 | 5124.6 | 5124.6
Nuc | 17915.6 | 17915.6 | 17915.6 | 17915.6 | 17915.6 | 17915.6
PS | 1.12 | 7.03 | 0 | 7.5 | 219.03 | 355.31
PV | 153.52 | 153.52 | 153.52 | 153.52 | 139.28 | 139.28
PeakG | 0 | 0 | 0 | 0 | 0.02 | 4.85
PeakO | 0 | 0 | 0 | 0 | 0 | 0
ST | 99.08 | 99.08 | 99.08 | 99.08 | 99.08 | 99.08
STOG | 130.9 | 171.45 | 72.85 | 141.38 | 87.14 | 159.02
STWD | 3097.54 | 3097.54 | 3097.54 | 3097.54 | 3097.54 | 3097.54
WT | 3102.31 | 3102.31 | 26933.79 | 33193.01 | 33227.7 | 33232.87
IGCC | 0 | 0 | 0 | 0 | 0 | 0
DemandResponse | 0 | 0 | 0 | 0 | 0 | 0
IGCC-CCS | 0 | 0 | 0 | 0 | 0 | 0
WT_off | 0 | 0 | 0 | 0 | 0 | 0
PseudoUnit | 0 | 0 | 0 | 0 | 0 | 0
FixedInterchange | 0 | 0 | 0 | 0 | 0 | 0
Total Generation by Reporting Type: NWPP_Coal
ReportingType | 2015 | 2020 | 2025 | 2030 | 2035 | 2040
BM | 0 | 0 | 0 | 0 | 0 | 0
CC | 0 | 0 | 0 | 0 | 0 | 0
CSP | 0 | 0 | 0 | 0 | 0 | 0
CT | 0 | 0 | 0 | 0 | 0 | 0
Coal | 97191.1 | 97072.99 | 97072.99 | 97072.99 | 97072.99 | 97072.99
Geo | 0 | 0 | 0 | 0 | 0 | 0
H | 0 | 0 | 0 | 0 | 0 | 0
LFG | 0 | 0 | 0 | 0 | 0 | 0
Nuc | 0 | 0 | 0 | 0 | 0 | 0
PS | 0 | 0 | 0 | 0 | 0 | 0
PV | 0 | 0 | 0 | 0 | 0 | 0
PeakG | 0 | 0 | 0 | 0 | 0 | 0
PeakO | 0 | 0 | 0 | 0 | 0 | 0
ST | 0 | 0 | 0 | 0 | 0 | 0
STOG | 0 | 0 | 0 | 0 | 0 | 0
STWD | 0 | 0 | 0 | 0 | 0 | 0
WT | 0 | 0 | 0 | 0 | 0 | 0
IGCC | 0 | 0 | 0 | 0 | 0 | 0
DemandResponse | 0 | 0 | 0 | 0 | 0 | 0
IGCC-CCS | 0 | 0 | 0 | 0 | 0 | 0
WT_off | 0 | 0 | 0 | 0 | 0 | 0
PseudoUnit | 0 | 0 | 0 | 0 | 0 | 0
FixedInterchange | 0 | 0 | 0 | 0 | 0 | 0
Total Generation by Reporting Type: NWPP_Gas
ReportingType | 2015 | 2020 | 2025 | 2030 | 2035 | 2040
BM | 0 | 0 | 0 | 0 | 0 | 0
CC | 50575.36 | 50575.36 | 50575.36 | 74754.83 | 110472.56 | 111937.72
CSP | 0 | 0 | 0 | 0 | 0 | 0
CT | 0 | 0 | 0 | 0 | 0 | 0
Coal | 0 | 0 | 0 | 0 | 0 | 3276.44
Geo | 0 | 0 | 0 | 0 | 0 | 0
H | 0 | 0 | 0 | 0 | 0 | 0
LFG | 0 | 0 | 0 | 0 | 0 | 0
Nuc | 0 | 0 | 0 | 0 | 0 | 0
PS | 0 | 0 | 0 | 0 | 0 | 0
PV | 0 | 0 | 0 | 0 | 0 | 0
PeakG | 0 | 0 | 0 | 0 | 0 | 0
PeakO | 0 | 0 | 0 | 0 | 0 | 0
ST | 0 | 0 | 0 | 0 | 0 | 0
STOG | 0 | 0 | 0 | 0 | 0 | 0
STWD | 0 | 0 | 0 | 0 | 0 | 0
WT | 0 | 0 | 0 | 0 | 0 | 0
IGCC | 0 | 0 | 0 | 0 | 0 | 0
DemandResponse | 0 | 0 | 0 | 0 | 0 | 0
IGCC-CCS | 0 | 0 | 0 | 0 | 0 | 0
WT_off | 0 | 0 | 0 | 0 | 0 | 0
PseudoUnit | 0 | 0 | 0 | 0 | 0 | 0
FixedInterchange | 0 | 0 | 0 | 0 | 0 | 0
Total Generation by Reporting Type: NWPP_NucRenew
ReportingType | 2015 | 2020 | 2025 | 2030 | 2035 | 2040
BM | 0 | 0 | 0 | 0 | 0 | 0.75
CC | 0 | 0 | 0 | 0 | 0 | 0
CSP | 0 | 0 | 0 | 0 | 0 | 0
CT | 0 | 0 | 0 | 0 | 0 | 0
Coal | 0 | 0 | 0 | 0 | 0 | 0
Geo | 3280.13 | 3280.13 | 6891.88 | 6891.88 | 6891.88 | 6891.88
H | 133486 | 133486 | 133486 | 133486 | 133486 | 133486
LFG | 1013.09 | 1013.09 | 2647.18 | 2940.73 | 2940.73 | 2940.73
Nuc | 8809.8 | 8809.8 | 8809.8 | 8809.8 | 8809.8 | 8809.8
PS | 0 | 0 | 0 | 0 | 0 | 0
PV | 7.88 | 7.88 | 7.88 | 7.88 | 7.88 | 7.88
PeakG | 0 | 0 | 0 | 0 | 0 | 0
PeakO | 0 | 0 | 0 | 0 | 0 | 0
ST | 0 | 0 | 0 | 0 | 0 | 0
STOG | 0 | 0 | 0 | 0 | 0 | 0
STWD | 0 | 82.05 | 1179.29 | 2656.69 | 2656.69 | 2655.94
WT | 15874.4 | 15874.4 | 15874.4 | 15874.4 | 15874.4 | 15874.4
IGCC | 0 | 0 | 0 | 0 | 0 | 0
DemandResponse | 0 | 0 | 0 | 0 | 0 | 0
IGCC-CCS | 0 | 0 | 0 | 0 | 0 | 0
WT_off | 0 | 0 | 0 | 0 | 0 | 0
PseudoUnit | 0 | 0 | 0 | 0 | 0 | 0
FixedInterchange | 0 | 0 | 0 | 0 | 0 | 0
Total Generation by Reporting Type: RMPA
ReportingType | 2015 | 2020 | 2025 | 2030 | 2035 | 2040
BM | 0 | 0 | 0 | 0 | 0 | 0
CC | 5201.94 | 7959.12 | 2435.57 | 3113.02 | 2570.65 | 2797.01
CSP | 0 | 0 | 0 | 0 | 0 | 0
CT | 0 | 0 | 0 | 0 | 0 | 0
Coal | 55435.07 | 54077.86 | 50616.76 | 50686.51 | 59415.49 | 68938.23
Geo | 0 | 3818 | 21181.43 | 21387.54 | 21387.54 | 21387.54
H | 4353 | 4353 | 4353 | 4353 | 4353 | 4353
LFG | 58.34 | 58.34 | 58.34 | 286.45 | 286.45 | 286.45
Nuc | 0 | 0 | 0 | 0 | 0 | 0
PS | 52.45 | 105.6 | 130.4 | 123.53 | 404.83 | 1189.62
PV | 54.93 | 54.93 | 54.93 | 54.93 | 54.93 | 54.93
PeakG | 4.02 | 14.6 | 0 | 35.69 | 5.58 | 7.11
PeakO | 0 | 0 | 0 | 0 | 0 | 0
ST | 9.83 | 1255.62 | 1361.35 | 1411.32 | 1411.32 | 1411.32
STOG | 0 | 0 | 0 | 0 | 0 | 0
STWD | 0 | 0 | 0 | 0 | 0 | 0
WT | 6354.34 | 6354.34 | 6354.34 | 6354.34 | 6354.34 | 6354.34
IGCC | 0 | 0 | 0 | 0 | 0 | 0
DemandResponse | 0 | 0 | 0 | 0 | 0 | 0
IGCC-CCS | 0 | 0 | 0 | 0 | 0 | 0
WT_off | 0 | 0 | 0 | 0 | 0 | 0
PseudoUnit | 0 | 0 | 0 | 0 | 0 | 0
FixedInterchange | 0 | 0 | 0 | 0 | 0 | 0
Total Generation by Reporting Type: SP15
ReportingType | 2015 | 2020 | 2025 | 2030 | 2035 | 2040
BM | 44.8 | 44.8 | 44.8 | 44.8 | 32.67 | 27.49
CC | 23837.02 | 24525.31 | 21539.76 | 18925.18 | 17566.13 | 9333.64
CSP | 0 | 0 | 0 | 0 | 0 | 0
CT | 0 | 0 | 0 | 0 | 0 | 0
Coal | 761.6 | 761.6 | 761.6 | 675.13 | 0 | 0
Geo | 7774.15 | 19841.05 | 19841.05 | 19841.05 | 19841.05 | 19841.05
H | 5920 | 5920 | 5920 | 5920 | 5920 | 5920
LFG | 1759.71 | 6141.64 | 6141.64 | 6141.64 | 6141.64 | 6141.64
Nuc | 17526.13 | 17526.13 | 17526.13 | 17526.13 | 17526.13 | 17526.13
PS | 190.86 | 278.56 | 302.4 | 275.49 | 590.4 | 590.4
PV | 331.57 | 331.57 | 331.57 | 331.57 | 323.24 | 323.24
PeakG | 0 | 0 | 0 | 0 | 3.56 | 0
PeakO | 0 | 0 | 0 | 0 | 0 | 0
ST | 1569.79 | 1569.79 | 1569.79 | 1569.79 | 1569.79 | 1569.79
STOG | 221.06 | 347.64 | 222.15 | 396.81 | 798.56 | 484.62
STWD | 833.95 | 833.95 | 833.95 | 833.95 | 833.95 | 833.95
WT | 5740.26 | 5740.26 | 5740.26 | 5740.26 | 5740.26 | 5740.26
IGCC | 0 | 0 | 0 | 0 | 0 | 0
DemandResponse | 0 | 0 | 0 | 0 | 0 | 0
IGCC-CCS | 0 | 0 | 0 | 0 | 0 | 0
WT_off | 0 | 0 | 0 | 0 | 0 | 0
PseudoUnit | 0 | 0 | 0 | 0 | 0 | 0
FixedInterchange | 0 | 0 | 0 | 0 | 0 | 0
Total Generation by Reporting Type: ALB
ReportingType | 2015 | 2020 | 2025 | 2030 | 2035 | 2040
BM | 0 | 0 | 0 | 0 | 0 | 0
CC | 18642.06 | 22498.87 | 28857.37 | 33541.78 | 40072.49 | 44525.08
CSP | 0 | 0 | 0 | 0 | 0 | 0
CT | 0 | 0 | 0 | 0 | 0 | 0
Coal | 46350.59 | 46350.59 | 46350.59 | 46350.59 | 46350.59 | 46350.59
Geo | 0 | 0 | 0 | 0 | 0 | 0
H | 1979.87 | 1979.87 | 1979.87 | 1979.87 | 1979.87 | 1979.87
LFG | 78.84 | 78.84 | 78.84 | 78.84 | 78.84 | 78.84
Nuc | 0 | 0 | 0 | 0 | 0 | 0
PS | 0 | 0 | 0 | 0 | 0 | 0
PV | 0 | 0 | 0 | 0 | 0 | 0
PeakG | 0 | 0 | 0 | 0 | 0 | 0
PeakO | 0 | 0 | 0 | 0 | 0 | 0
ST | 0 | 0 | 0 | 0 | 0 | 0
STOG | 0 | 0 | 0 | 0 | 0 | 0
STWD | 0 | 0 | 0 | 0 | 0 | 0
WT | 1553.84 | 1553.84 | 1553.84 | 1553.84 | 1553.84 | 1553.84
IGCC | 0 | 0 | 0 | 0 | 0 | 0
DemandResponse | 0 | 0 | 0 | 0 | 0 | 0
IGCC-CCS | 0 | 0 | 0 | 0 | 0 | 0
WT_off | 0 | 0 | 0 | 0 | 0 | 0
PseudoUnit | 0 | 0 | 0 | 0 | 0 | 0
FixedInterchange | 0 | 0 | 0 | 0 | 0 | 0
Total Generation by Reporting Type: BC
ReportingType | 2015 | 2020 | 2025 | 2030 | 2035 | 2040
BM | 0 | 0 | 0 | 0 | 0 | 0
CC | 10506.74 | 11828.8 | 15743.25 | 20871.64 | 25831.92 | 31028.91
CSP | 0 | 0 | 0 | 0 | 0 | 0
CT | 0 | 0 | 0 | 0 | 0 | 0
Coal | 0 | 0 | 0 | 0 | 0 | 0
Geo | 0 | 0 | 0 | 0 | 0 | 0
H | 54411.22 | 54411.22 | 54411.22 | 54411.22 | 54411.22 | 54411.22
LFG | 189.22 | 189.22 | 189.22 | 189.22 | 189.22 | 189.22
Nuc | 0 | 0 | 0 | 0 | 0 | 0
PS | 0 | 0 | 0 | 0 | 0 | 0
PV | 0 | 0 | 0 | 0 | 0 | 0
PeakG | 0 | 0 | 0 | 0 | 0 | 0
PeakO | 0 | 0 | 0 | 0 | 0 | 0
ST | 0 | 0 | 0 | 0 | 0 | 0
STOG | 0 | 0 | 0 | 0 | 0 | 0
STWD | 0 | 0 | 0 | 0 | 0 | 0
WT | 568.82 | 568.82 | 568.82 | 568.82 | 568.82 | 568.82
IGCC | 0 | 0 | 0 | 0 | 0 | 0
DemandResponse | 0 | 0 | 0 | 0 | 0 | 0
IGCC-CCS | 0 | 0 | 0 | 0 | 0 | 0
WT_off | 0 | 0 | 0 | 0 | 0 | 0
PseudoUnit | 0 | 0 | 0 | 0 | 0 | 0
FixedInterchange | 0 | 0 | 0 | 0 | 0 | 0
Total Generation by Reporting Type: HQ_IESO
ReportingType | 2015 | 2020 | 2025 | 2030 | 2035 | 2040
BM | 0 | 0 | 0 | 0 | 0 | 0
CC | 0 | 0 | 0 | 0 | 0 | 0
CSP | 0 | 0 | 0 | 0 | 0 | 0
CT | 0 | 0 | 0 | 0 | 0 | 0
Coal | 0 | 0 | 0 | 0 | 0 | 0
Geo | 0 | 0 | 0 | 0 | 0 | 0
H | 0 | 0 | 0 | 0 | 0 | 0
LFG | 0 | 0 | 0 | 0 | 0 | 0
Nuc | 0 | 0 | 0 | 0 | 0 | 0
PS | 0 | 0 | 0 | 0 | 0 | 0
PV | 0 | 0 | 0 | 0 | 0 | 0
PeakG | 0 | 0 | 0 | 0 | 0 | 0
PeakO | 0 | 0 | 0 | 0 | 0 | 0
ST | 0 | 0 | 0 | 0 | 0 | 0
STOG | 0 | 0 | 0 | 0 | 0 | 0
STWD | 0 | 0 | 0 | 0 | 0 | 0
WT | 0 | 0 | 0 | 0 | 0 | 0
IGCC | 0 | 0 | 0 | 0 | 0 | 0
DemandResponse | 0 | 0 | 0 | 0 | 0 | 0
IGCC-CCS | 0 | 0 | 0 | 0 | 0 | 0
WT_off | 0 | 0 | 0 | 0 | 0 | 0
PseudoUnit | 0 | 0 | 0 | 0 | 0 | 0
FixedInterchange | 2336 | 2336 | 2336 | 2336 | 2336 | 2336
Total Generation by Reporting Type: HQ_NEISO
ReportingType | 2015 | 2020 | 2025 | 2030 | 2035 | 2040
BM | 0 | 0 | 0 | 0 | 0 | 0
CC | 0 | 0 | 0 | 0 | 0 | 0
CSP | 0 | 0 | 0 | 0 | 0 | 0
CT | 0 | 0 | 0 | 0 | 0 | 0
Coal | 0 | 0 | 0 | 0 | 0 | 0
Geo | 0 | 0 | 0 | 0 | 0 | 0
H | 0 | 0 | 0 | 0 | 0 | 0
LFG | 0 | 0 | 0 | 0 | 0 | 0
Nuc | 0 | 0 | 0 | 0 | 0 | 0
PS | 0 | 0 | 0 | 0 | 0 | 0
PV | 0 | 0 | 0 | 0 | 0 | 0
PeakG | 0 | 0 | 0 | 0 | 0 | 0
PeakO | 0 | 0 | 0 | 0 | 0 | 0
ST | 0 | 0 | 0 | 0 | 0 | 0
STOG | 0 | 0 | 0 | 0 | 0 | 0
STWD | 0 | 0 | 0 | 0 | 0 | 0
WT | 0 | 0 | 0 | 0 | 0 | 0
IGCC | 0 | 0 | 0 | 0 | 0 | 0
DemandResponse | 0 | 0 | 0 | 0 | 0 | 0
IGCC-CCS | 0 | 0 | 0 | 0 | 0 | 0
WT_off | 0 | 0 | 0 | 0 | 0 | 0
PseudoUnit | 0 | 0 | 846.51 | 12403.59 | 12403.59 | 12403.59
FixedInterchange | 19184.4 | 19184.4 | 19184.4 | 19184.4 | 19184.4 | 19184.4
Total Generation by Reporting Type: HQ_NY
ReportingType | 2015 | 2020 | 2025 | 2030 | 2035 | 2040
BM | 0 | 0 | 0 | 0 | 0 | 0
CC | 0 | 0 | 0 | 0 | 0 | 0
CSP | 0 | 0 | 0 | 0 | 0 | 0
CT | 0 | 0 | 0 | 0 | 0 | 0
Coal | 0 | 0 | 0 | 0 | 0 | 0
Geo | 0 | 0 | 0 | 0 | 0 | 0
H | 0 | 0 | 0 | 0 | 0 | 0
LFG | 0 | 0 | 0 | 0 | 0 | 0
Nuc | 0 | 0 | 0 | 0 | 0 | 0
PS | 0 | 0 | 0 | 0 | 0 | 0
PV | 0 | 0 | 0 | 0 | 0 | 0
PeakG | 0 | 0 | 0 | 0 | 0 | 0
PeakO | 0 | 0 | 0 | 0 | 0 | 0
ST | 0 | 0 | 0 | 0 | 0 | 0
STOG | 0 | 0 | 0 | 0 | 0 | 0
STWD | 0 | 0 | 0 | 0 | 0 | 0
WT | 0 | 0 | 0 | 0 | 0 | 0
IGCC | 0 | 0 | 0 | 0 | 0 | 0
DemandResponse | 0 | 0 | 0 | 0 | 0 | 0
IGCC-CCS | 0 | 0 | 0 | 0 | 0 | 0
WT_off | 0 | 0 | 0 | 0 | 0 | 0
PseudoUnit | 0 | 7297.44 | 14570.11 | 14570.11 | 14570.11 | 14570.11
FixedInterchange | 5840 | 5840 | 5840 | 5840 | 5840 | 5840
Total Generation by Reporting Type: MARITIMES
ReportingType | 2015 | 2020 | 2025 | 2030 | 2035 | 2040
BM | 0 | 0 | 0 | 0 | 0 | 0
CC | 0 | 0 | 0 | 0 | 0 | 0
CSP | 0 | 0 | 0 | 0 | 0 | 0
CT | 0 | 0 | 0 | 0 | 0 | 0
Coal | 0 | 0 | 0 | 0 | 0 | 0
Geo | 0 | 0 | 0 | 0 | 0 | 0
H | 0 | 0 | 0 | 0 | 0 | 0
LFG | 0 | 0 | 0 | 0 | 0 | 0
Nuc | 0 | 0 | 0 | 0 | 0 | 0
PS | 0 | 0 | 0 | 0 | 0 | 0
PV | 0 | 0 | 0 | 0 | 0 | 0
PeakG | 0 | 0 | 0 | 0 | 0 | 0
PeakO | 0 | 0 | 0 | 0 | 0 | 0
ST | 0 | 0 | 0 | 0 | 0 | 0
STOG | 0 | 0 | 0 | 0 | 0 | 0
STWD | 0 | 0 | 0 | 0 | 0 | 0
WT | 0 | 0 | 0 | 0 | 0 | 0
IGCC | 0 | 0 | 0 | 0 | 0 | 0
DemandResponse | 0 | 0 | 0 | 0 | 0 | 0
IGCC-CCS | 0 | 0 | 0 | 0 | 0 | 0
WT_off | 0 | 0 | 0 | 0 | 0 | 0
PseudoUnit | 0 | 2480.72 | 2480.72 | 2480.72 | 2480.72 | 2480.72
FixedInterchange | 8760 | 8760 | 8760 | 8760 | 8760 | 8760
Total Generation by Reporting Type: All
ReportingType | 2015 | 2020 | 2025 | 2030 | 2035 | 2040
BM | 1943.89 | 5334.71 | 6315.96 | 14436.64 | 15960.76 | 18534.87
CC | 1087153.28 | 1146185.72 | 1010915.51 | 916182.41 | 1191506.4 | 1357569.52
CSP | 0 | 0 | 0 | 0 | 0 | 0
CT | 949.93 | 2076.35 | 2467.6 | 2464.65 | 4963.39 | 6476.47
Coal | 1807663.39 | 1659072.39 | 1625123.09 | 1590545.32 | 1693305.72 | 1855375.03
Geo | 20459.37 | 37727.52 | 74379.54 | 74585.65 | 74585.65 | 74585.65
H | 430354.22 | 440991.3 | 452996.6 | 468841.6 | 468841.6 | 470390.51
LFG | 32608.22 | 48005.68 | 65429.32 | 71133.39 | 71135.88 | 71135.49
Nuc | 913193.71 | 943693.07 | 943693.07 | 932080.56 | 725092.38 | 571594.67
PS | 6526.78 | 9031.55 | 9594.96 | 9225.95 | 12208.17 | 13976.44
PV | 1434.33 | 5255.21 | 7140.65 | 7576.28 | 7688.1 | 7933.56
PeakG | 3389.94 | 4368.44 | 5845.76 | 5087.97 | 6374.44 | 5260.73
PeakO | 0 | 0 | 0 | 0 | 0 | 0
ST | 2659.82 | 5445.31 | 6520.39 | 7007.1 | 7007.1 | 7007.1
STOG | 16971.9 | 17443.74 | 15521.52 | 12798.77 | 15236.57 | 14592.08
STWD | 11000.55 | 18429.46 | 15097.45 | 16157.77 | 16910.96 | 19758.53
WT | 178096.58 | 303134.98 | 571928.92 | 816263.6 | 856288.22 | 903566.34
IGCC | 4427.31 | 4427.31 | 4427.31 | 4427.31 | 4427.31 | 4427.31
DemandResponse | 0 | 0 | 0 | 0 | 0 | 0
IGCC-CCS | 0 | 0 | 0 | 0 | 0 | 0
WT_off | 1873.58 | 16949.41 | 39570.17 | 75119.79 | 73249.66 | 65206.61
PseudoUnit | 0 | 9778.16 | 17897.33 | 29454.41 | 29454.41 | 29454.41
FixedInterchange | 36120.4 | 36120.4 | 36120.4 | 36120.4 | 36120.4 | 36120.4
Total Generation by Reporting Type: EI_US
ReportingType | 2015 | 2020 | 2025 | 2030 | 2035 | 2040
BM | 1899.1 | 5135.85 | 6172.89 | 610.25 | 1667.64 | 3377.36
CC | 691598.71 | 741416.15 | 639235.43 | 507969.5 | 735303.75 | 894134.54
CSP | 0 | 0 | 0 | 0 | 0 | 0
CT | 949.84 | 2076.35 | 2323.22 | 2182.77 | 4963.39 | 6433.17
Coal | 1407996.01 | 1251821.65 | 1216159.44 | 1181411.14 | 1259042.41 | 1336430.62
Geo | 354.6 | 354.6 | 354.6 | 354.6 | 354.6 | 354.6
H | 108753.3 | 115313.78 | 118549.99 | 118549.99 | 118549.99 | 118549.99
LFG | 27266.03 | 33827.09 | 46347.41 | 51529.82 | 51528.37 | 51527.98
Nuc | 697700.18 | 728199.54 | 728199.54 | 716587.03 | 517621.93 | 376119.88
PS | 6223.46 | 8590.69 | 9112.5 | 8705.04 | 10891.81 | 11702.11
PV | 411.12 | 4232.01 | 6117.45 | 6553.08 | 6715.66 | 6961.12
PeakG | 3385.92 | 4353.84 | 5591.12 | 4618.89 | 5854.91 | 5246.99
PeakO | 0 | 0 | 0 | 0 | 0 | 0
ST | 0 | 0 | 0 | 0 | 0 | 0
STOG | 11740.12 | 11755.65 | 10250.33 | 7919.12 | 10195.3 | 10247.38
STWD | 6886.86 | 14233.72 | 9804.47 | 9387.38 | 10140.58 | 12988.9
WT | 106488.68 | 207209.28 | 423859.88 | 643212.52 | 686054.03 | 728982.91
IGCC | 4427.31 | 4427.31 | 4427.31 | 4427.31 | 4427.31 | 4427.31
DemandResponse | 0 | 0 | 0 | 0 | 0 | 0
IGCC-CCS | 0 | 0 | 0 | 0 | 0 | 0
WT_off | 1873.58 | 16949.41 | 39570.17 | 75119.79 | 73249.66 | 65206.61
PseudoUnit | 0 | 9778.16 | 17897.33 | 29454.41 | 29454.41 | 29454.41
FixedInterchange | 33784.4 | 33784.4 | 33784.4 | 33784.4 | 33784.4 | 33784.4
Total Generation by Reporting Type: EI_Canada
ReportingType | 2015 | 2020 | 2025 | 2030 | 2035 | 2040
BM | 0 | 0 | 0 | 0 | 0 | 0
CC | 4854.8 | 3064.35 | 1148.15 | 592.06 | 7128.32 | 20435.36
CSP | 0 | 0 | 0 | 0 | 0 | 0
CT | 0.09 | 0 | 0 | 0 | 0 | 43.29
Coal | 356.1 | 820.62 | 17.6 | 0 | 0 | 0
Geo | 0 | 0 | 0 | 0 | 0 | 0
H | 87709.45 | 91786.05 | 100555.14 | 114984.55 | 114984.55 | 116533.45
LFG | 926.37 | 926.37 | 926.37 | 926.37 | 930.31 | 930.31
Nuc | 101402.31 | 101402.31 | 101402.31 | 101402.31 | 93379.23 | 81383.57
PS | 13.53 | 4.3 | 4.3 | 25.83 | 13.53 | 50.43
PV | 78.84 | 78.84 | 78.84 | 78.84 | 78.84 | 78.84
PeakG | 0 | 0 | 0 | 0 | 0 | 1.78
PeakO | 0 | 0 | 0 | 0 | 0 | 0
ST | 0 | 0 | 0 | 0 | 0 | 0
STOG | 0.46 | 0 | 0 | 0 | 0 | 0
STWD | 0 | 0 | 0 | 0 | 0 | 0
WT | 9925.81 | 9925.81 | 9925.81 | 9925.81 | 4651.73 | 4651.73
IGCC | 0 | 0 | 0 | 0 | 0 | 0
DemandResponse | 0 | 0 | 0 | 0 | 0 | 0
IGCC-CCS | 0 | 0 | 0 | 0 | 0 | 0
WT_off | 0 | 0 | 0 | 0 | 0 | 0
PseudoUnit | 0 | 0 | 0 | 0 | 0 | 0
FixedInterchange | 2336 | 2336 | 2336 | 2336 | 2336 | 2336
Total Generation by Reporting Type: EI
ReportingType | 2015 | 2020 | 2025 | 2030 | 2035 | 2040
BM | 1899.1 | 5135.85 | 6172.89 | 610.25 | 1667.64 | 3377.36
CC | 696453.51 | 744480.51 | 640383.58 | 508561.56 | 742432.07 | 914569.9
CSP | 0 | 0 | 0 | 0 | 0 | 0
CT | 949.93 | 2076.35 | 2323.22 | 2182.77 | 4963.39 | 6476.47
Coal | 1408352.11 | 1252642.26 | 1216177.04 | 1181411.14 | 1259042.41 | 1336430.62
Geo | 354.6 | 354.6 | 354.6 | 354.6 | 354.6 | 354.6
H | 196462.75 | 207099.83 | 219105.13 | 233534.54 | 233534.54 | 235083.45
LFG | 28192.4 | 34753.46 | 47273.78 | 52456.19 | 52458.69 | 52458.29
Nuc | 799102.48 | 829601.85 | 829601.85 | 817989.34 | 611001.16 | 457503.45
PS | 6236.99 | 8595 | 9116.8 | 8730.87 | 10905.34 | 11752.54
PV | 489.96 | 4310.85 | 6196.29 | 6631.92 | 6794.5 | 7039.96
PeakG | 3385.92 | 4353.84 | 5591.12 | 4618.89 | 5854.91 | 5248.78
PeakO | 0 | 0 | 0 | 0 | 0 | 0
ST | 0 | 0 | 0 | 0 | 0 | 0
STOG | 11740.58 | 11755.65 | 10250.33 | 7919.12 | 10195.3 | 10247.38
STWD | 6886.86 | 14233.72 | 9804.47 | 9387.38 | 10140.58 | 12988.9
WT | 116414.49 | 217135.08 | 433785.69 | 653138.33 | 690705.76 | 733634.64
IGCC | 4427.31 | 4427.31 | 4427.31 | 4427.31 | 4427.31 | 4427.31
DemandResponse | 0 | 0 | 0 | 0 | 0 | 0
IGCC-CCS | 0 | 0 | 0 | 0 | 0 | 0
WT_off | 1873.58 | 16949.41 | 39570.17 | 75119.79 | 73249.66 | 65206.61
PseudoUnit | 0 | 9778.16 | 17897.33 | 29454.41 | 29454.41 | 29454.41
FixedInterchange | 36120.4 | 36120.4 | 36120.4 | 36120.4 | 36120.4 | 36120.4
Total Generation by Reporting Type: Outside_EI
ReportingType | 2015 | 2020 | 2025 | 2030 | 2035 | 2040
BM | 44.8 | 198.87 | 143.07 | 13826.39 | 14293.12 | 15157.51
CC | 390699.77 | 401705.21 | 370531.93 | 407620.85 | 449074.33 | 442999.62
CSP | 0 | 0 | 0 | 0 | 0 | 0
CT | 0 | 0 | 144.37 | 281.87 | 0 | 0
Coal | 399311.29 | 406430.12 | 408946.04 | 409134.19 | 434263.31 | 518944.41
Geo | 20104.76 | 37372.91 | 74024.94 | 74231.05 | 74231.05 | 74231.05
H | 233891.47 | 233891.47 | 233891.47 | 235307.06 | 235307.06 | 235307.06
LFG | 4415.83 | 13252.22 | 18155.54 | 18677.2 | 18677.2 | 18677.2
Nuc | 114091.22 | 114091.22 | 114091.22 | 114091.22 | 114091.22 | 114091.23
PS | 289.79 | 436.56 | 478.16 | 495.08 | 1302.83 | 2223.89
PV | 944.36 | 944.36 | 944.36 | 944.36 | 893.6 | 893.6
PeakG | 4.02 | 14.6 | 254.64 | 469.08 | 519.53 | 11.96
PeakO | 0 | 0 | 0 | 0 | 0 | 0
ST | 2659.82 | 5445.31 | 6520.39 | 7007.1 | 7007.1 | 7007.1
STOG | 5231.32 | 5688.09 | 5271.19 | 4879.65 | 5041.27 | 4344.7
STWD | 4113.7 | 4195.75 | 5292.99 | 6770.39 | 6770.39 | 6769.64
WT | 61682.09 | 85999.89 | 138143.24 | 163125.27 | 165582.46 | 169931.71
IGCC | 0 | 0 | 0 | 0 | 0 | 0
DemandResponse | 0 | 0 | 0 | 0 | 0 | 0
IGCC-CCS | 0 | 0 | 0 | 0 | 0 | 0
WT_off | 0 | 0 | 0 | 0 | 0 | 0
PseudoUnit | 0 | 0 | 0 | 0 | 0 | 0
FixedInterchange | 0 | 0 | 0 | 0 | 0 | 0
#2 | Energy Demand (TWh)
Energy Demand by Pool & Region:
Pool/Region | 2015 | 2020 | 2025 | 2030 | 2035 | 2040
ENT | 170.26 | 175.54 | 177.34 | 183.87 | 181 | 184.46
FRCC | 249.48 | 260.95 | 271.89 | 275.57 | 309.06 | 326.18
MAPP_US | 29.17 | 31.41 | 31.86 | 35.25 | 39.47 | 41.82
MISO_IN | 101.22 | 100.9 | 101.94 | 112.66 | 117.72 | 121.41
MISO_MI | 97.66 | 100.75 | 106.38 | 110.24 | 115.31 | 119.8
MISO_MO-IL | 99.44 | 103.81 | 111.5 | 115.53 | 119.46 | 123.95
MISO_W | 139.47 | 141.73 | 151.35 | 168.59 | 175.05 | 179.33
MISO_WUMS | 69.39 | 70.31 | 73.54 | 72.62 | 81.3 | 84.31
NE | 33.62 | 35.9 | 36.09 | 41.26 | 43.68 | 44.91
NEISO | 132.39 | 133.52 | 134.39 | 132.78 | 133.46 | 134.17
NonRTO_Midwest | 59.38 | 62.44 | 68.03 | 68.12 | 68.21 | 69.49
NYISO_A-F | 59.68 | 62.57 | 62.76 | 64.05 | 64.93 | 66.72
NYISO_G-I | 18.17 | 19.03 | 19.55 | 19.94 | 20.91 | 21.92
NYISO_J-K | 68.56 | 72.99 | 75.2 | 77.47 | 82.66 | 87.24
PJM_E | 131.36 | 121.31 | 125.98 | 131.18 | 135.93 | 143.89
PJM_ROM | 147.08 | 151.77 | 157.61 | 164.06 | 170.1 | 175.07
PJM_ROR | 542.4 | 527.37 | 541.6 | 536.42 | 557.15 | 575.21
SOCO | 269.47 | 290.72 | 302.07 | 303.39 | 306.28 | 329.67
SPP_N | 81.47 | 87.77 | 92.68 | 97.82 | 104.85 | 108.36
SPP_S | 178.66 | 186.81 | 193.81 | 195.45 | 208.17 | 211.36
TVA | 186.95 | 181.85 | 185.89 | 199.35 | 191.49 | 190.12
TVA_Transmission | 0 | 0 | 0 | 0 | 0 | 0
VACAR | 249.92 | 276.43 | 289.58 | 295.84 | 315.88 | 332.36
IESO | 141.43 | 136.52 | 141.89 | 146.15 | 151.4 | 156.84
MAPP_CA | 53.64 | 56.53 | 59.08 | 61.18 | 63.73 | 66.38
AZ_NM_SNV_Coal | 133.54 | 142.62 | 153.09 | 170.69 | 176.61 | 192.29
AZ_NM_SNV_Gas | 0 | 0 | 0 | 0 | 0 | 0
AZ_NM_SNV_NucRenew | 0 | 0 | 0 | 0 | 0 | 0
ERCOT | 336.37 | 351.88 | 368.67 | 383.74 | 393.31 | 410.69
NP15 | 114.62 | 119.49 | 125.25 | 133.78 | 140.89 | 146.72
NWPP_Coal | 255.71 | 273.72 | 289.62 | 307.3 | 325.34 | 338.64
NWPP_Gas | 0 | 0 | 0 | 0 | 0 | 0
NWPP_NucRenew | 0 | 0 | 0 | 0 | 0 | 0
RMPA | 72.48 | 81.15 | 87.69 | 90.79 | 96.69 | 102.97
SP15 | 189.18 | 201.93 | 210.72 | 222.33 | 234.13 | 247.41
ALB | 69.09 | 72.79 | 78.47 | 83.82 | 90.06 | 96.76
BC | 66.88 | 68.93 | 72.69 | 75.96 | 79.83 | 83.9
HQ_IESO | 0 | 0 | 0 | 0 | 0 | 0
HQ_NEISO | 0 | 0 | 0 | 0 | 0 | 0
HQ_NY | 0 | 0 | 0 | 0 | 0 | 0
MARITIMES | 0 | 0 | 0 | 0 | 0 | 0
All | 4548.12 | 4701.43 | 4898.19 | 5077.21 | 5294.08 | 5514.33
EI_US | 3115.17 | 3195.88 | 3311.02 | 3401.48 | 3542.07 | 3671.72
EI_Canada | 195.07 | 193.04 | 200.97 | 207.33 | 215.13 | 223.22
EI | 3310.24 | 3388.92 | 3511.98 | 3608.81 | 3757.21 | 3894.94
Outside_EI | 1237.89 | 1312.5 | 1386.21 | 1468.4 | 1536.87 | 1619.39
#3 | Generation Minus Energy (TWh)
Generation Minus Energy by Pool & Region:
Pool/Region | 2015 | 2020 | 2025 | 2030 | 2035 | 2040
ENT | 1.41 | -3.7 | -55.43 | -78.58 | -75.32 | -82.61
FRCC | -2.32 | -1.09 | -1.67 | -1.93 | -0.29 | -1.96
MAPP_US | 9.53 | 7.6 | 7.08 | 14.74 | 15.56 | 20.89
MISO_IN | -2.91 | 4.73 | 0.91 | -16.31 | -12.13 | -12.07
MISO_MI | -7.68 | -11.6 | -21.18 | -32.73 | -33.04 | -38.09
MISO_MO-IL | 20.38 | 0.53 | -8.19 | -17.41 | -11.92 | -5.61
MISO_W | 12.58 | 1.29 | -1.27 | 19.3 | -0.05 | 1.75
MISO_WUMS | -7.3 | -0.3 | -7.43 | -18.5 | -27.31 | -27.43
NE | 9.9 | 60.47 | 145.39 | 222.81 | 228.4 | 225.82
NEISO | -24.48 | -29.43 | -30.99 | -35.84 | -31.18 | -31.47
NonRTO_Midwest | -0.82 | -0.92 | -1.43 | -1.63 | 0.42 | 0.47
NYISO_A-F | 13.58 | 12.16 | 11.06 | 4.41 | 5.47 | -0.79
NYISO_G-I | 4.47 | 3.76 | 3.06 | 0.32 | -2.68 | 12.26
NYISO_J-K | -42.26 | -39.94 | -40.77 | -39.69 | -33.71 | -41.57
PJM_E | -29.69 | -0.22 | 3.14 | -7.84 | -8.47 | -27.54
PJM_ROM | -29.74 | -11.81 | -15.72 | -29.98 | -35.35 | 60
PJM_ROR | 72.28 | 18.28 | 2.52 | -19.82 | -12.03 | -86.55
SOCO | 1.75 | 0.3 | -3.83 | -15.17 | -15.22 | -13.63
SPP_N | -0.62 | -18.93 | -31.76 | -7.78 | 1.5 | 8.2
SPP_S | -17.85 | -37.47 | 9.6 | 30.19 | 32.67 | 35.16
TVA | 1.24 | 1.6 | 0.71 | -9.89 | -15.78 | -20.86
TVA_Transmission | 0 | 0 | 0 | 0 | 0 | 0
VACAR | -18.66 | -1.29 | -8.72 | -21 | -15.05 | -13.39
IESO | 17 | 21.28 | 15.78 | 11.55 | -0.48 | -3.05
MAPP_CA | -6.81 | -6.32 | -2.69 | 9.06 | 6.51 | 3.94
AZ_NM_SNV_Coal | -56.06 | -65.15 | -75.62 | -93.21 | -83.68 | -28.6
AZ_NM_SNV_Gas | 104.79 | 124.11 | 124 | 153.64 | 153.33 | 139.9
AZ_NM_SNV_NucRenew | 42.17 | 43.71 | 58.11 | 60.24 | 60.24 | 60.24
ERCOT | 0 | -0.2 | -4.77 | -6.13 | -5.81 | -6.13
NP15 | -20.51 | -18.37 | -5.49 | -13.95 | -30.22 | -43.28
NWPP_Coal | -158.52 | -176.65 | -192.55 | -210.23 | -228.27 | -241.56
NWPP_Gas | 50.58 | 50.58 | 50.58 | 74.75 | 110.47 | 115.21
NWPP_NucRenew | 162.47 | 162.55 | 168.9 | 170.67 | 170.67 | 170.67
RMPA | -0.96 | -3.1 | -1.15 | -2.98 | -0.44 | 3.8
SP15 | -122.67 | -118.07 | -129.95 | -144.1 | -157.25 | -179.08
ALB | -0.49 | -0.33 | 0.35 | -0.32 | -0.03 | -2.27
BC | -1.21 | -1.93 | -1.78 | 0.08 | 1.17 | 2.29
HQ_IESO | 2.34 | 2.34 | 2.34 | 2.34 | 2.34 | 2.34
HQ_NEISO | 19.18 | 19.18 | 20.03 | 31.59 | 31.59 | 31.59
HQ_NY | 5.84 | 13.14 | 20.41 | 20.41 | 20.41 | 20.41
MARITIMES | 8.76 | 11.24 | 11.24 | 11.24 | 11.24 | 11.24
All | 8.7 | 12.04 | 12.79 | 12.3 | 16.28 | 18.64
EI_US | -3.43 | -2.42 | 6.74 | 0.9 | 17.73 | 24.21
EI_Canada | 12.53 | 17.3 | 15.43 | 22.94 | 8.37 | 3.23
EI | 9.1 | 14.88 | 22.17 | 23.84 | 26.1 | 27.44
Outside_EI | -0.4 | -2.84 | -9.37 | -11.54 | -9.82 | -8.8
#4 | Fuel Use (TBtu)
Total Fuel Consumption by Reporting Type: Entergy
ReportingType | 2015 | 2020 | 2025 | 2030 | 2035 | 2040
BM | 0 | 0 | 0 | 0 | 0 | 0
CC | 483.06 | 540.5 | 222.83 | 125.98 | 134.45 | 129.21
CSP | 0 | 0 | 0 | 0 | 0 | 0
CT | 0 | 0 | 0 | 0 | 0.04 | 0.2
Coal | 611.29 | 536.53 | 472.73 | 437.85 | 488.52 | 533.25
Geo | 0 | 0 | 0 | 0 | 0 | 0
H | 0 | 0 | 0 | 0 | 0 | 0
LFG | 0 | 0 | 0 | 11.56 | 11.56 | 11.56
Nuc | 464.87 | 464.87 | 464.87 | 464.87 | 392.68 | 307.2
PS | 0 | 0 | 0 | 0 | 0 | 0
PV | 0 | 0 | 0 | 0 | 0 | 0
PeakG | 0 | 0 | 0 | 0 | 0 | 0
PeakO | 0 | 0 | 0 | 0 | 0 | 0
ST | 0 | 0 | 0 | 0 | 0 | 0
STOG | 16.58 | 16.8 | 16.27 | 8.34 | 16.27 | 16.27
STWD | 0 | 1.79 | 1.01 | 1.06 | 1.79 | 2.79
WT | 0 | 0 | 0 | 0 | 0 | 0
IGCC | 0 | 0 | 0 | 0 | 0 | 0
DemandResponse | 0 | 0 | 0 | 0 | 0 | 0
IGCC-CCS | 0 | 0 | 0 | 0 | 0 | 0
WT_off | 0 | 0 | 0 | 0 | 0 | 0
PseudoUnit | 0 | 0 | 0 | 0 | 0 | 0
FixedInterchange | 0 | 0 | 0 | 0 | 0 | 0
Total Fuel Consumption by Reporting Type: FRCC
ReportingType | 2015 | 2020 | 2025 | 2030 | 2035 | 2040
BM | 0 | 0 | 0 | 0 | 0 | 0
CC | 1061.66 | 1137.53 | 1187.21 | 1195.56 | 1479.27 | 1660.89
CSP | 0 | 0 | 0 | 0 | 0 | 0
CT | 9.67 | 10.34 | 10.34 | 10.27 | 10.27 | 9.52
Coal | 615.85 | 599.08 | 609.67 | 628.54 | 642.17 | 642.17
Geo | 0 | 0 | 0 | 0 | 0 | 0
H | 0 | 0 | 0 | 0 | 0 | 0
LFG | 0 | 0 | 21.31 | 21.31 | 21.31 | 21.31
Nuc | 352.09 | 352.09 | 352.09 | 352.09 | 214.42 | 71.5
PS | 0 | 0 | 0 | 0 | 0 | 0
PV | 0 | 0 | 0 | 0 | 0 | 0
PeakG | 4.94 | 6.49 | 10.74 | 11.44 | 6.01 | 5
PeakO | 0 | 0 | 0 | 0 | 0 | 0
ST | 0 | 0 | 0 | 0 | 0 | 0
STOG | 38.81 | 23.91 | 23.91 | 23.91 | 23.31 | 13.86
STWD | 0 | 15.45 | 15.45 | 15.45 | 15.45 | 15.45
WT | 0 | 0 | 0 | 0 | 0 | 0
IGCC | 0 | 0 | 0 | 0 | 0 | 0
DemandResponse | 0 | 0 | 0 | 0 | 0 | 0
IGCC-CCS | 0 | 0 | 0 | 0 | 0 | 0
WT_off | 0 | 0 | 0 | 0 | 0 | 0
PseudoUnit | 0 | 0 | 0 | 0 | 0 | 0
FixedInterchange | 0 | 0 | 0 | 0 | 0 | 0
Total Fuel Consumption by Reporting Type: MAPP_US
ReportingType | 2015 | 2020 | 2025 | 2030 | 2035 | 2040
BM | 0 | 0 | 0 | 0 | 0 | 0
CC | 1.88 | 1.85 | 1.42 | 0.8 | 1.41 | 1.39
CSP | 0 | 0 | 0 | 0 | 0 | 0
CT | 0 | 0 | 0 | 0 | 0 | 0
Coal | 233.11 | 185.28 | 185.28 | 156.32 | 185.28 | 167.4
Geo | 0 | 0 | 0 | 0 | 0 | 0
H | 0 | 0 | 0 | 0 | 0 | 0
LFG | 0 | 0 | 0 | 7.71 | 7.71 | 7.71
Nuc | 0 | 0 | 0 | 0 | 0 | 0
PS | 0 | 0 | 0 | 0 | 0 | 0
PV | 0 | 0 | 0 | 0 | 0 | 0
PeakG | 0.11 | 0.09 | 0.04 | 0.02 | 0.1 | 0.2
PeakO | 0 | 0 | 0 | 0 | 0 | 0
ST | 0 | 0 | 0 | 0 | 0 | 0
STOG | 0 | 0 | 0 | 0 | 0 | 0
STWD | 0 | 0 | 0 | 0 | 0 | 0
WT | 0.01 | 0.01 | 0.01 | 0.02 | 0.03 | 0.04
IGCC | 0 | 0 | 0 | 0 | 0 | 0
DemandResponse | 0 | 0 | 0 | 0 | 0 | 0
IGCC-CCS | 0 | 0 | 0 | 0 | 0 | 0
WT_off | 0 | 0 | 0 | 0 | 0 | 0
PseudoUnit | 0 | 0 | 0 | 0 | 0 | 0
FixedInterchange | 0 | 0 | 0 | 0 | 0 | 0
Total Fuel Consumption by Reporting Type: MISO_IN
ReportingType | 2015 | 2020 | 2025 | 2030 | 2035 | 2040
BM | 0 | 0 | 0 | 0 | 0 | 0
CC | 31.52 | 52.33 | 31.52 | 12.05 | 26.44 | 31.33
CSP | 0 | 0 | 0 | 0 | 0 | 0
CT | 0 | 0 | 0 | 0 | 0 | 0
Coal | 885.19 | 933.81 | 926.01 | 885.51 | 963.59 | 995.57
Geo | 0 | 0 | 0 | 0 | 0 | 0
H | 0 | 0 | 0 | 0 | 0 | 0
LFG | 0 | 0 | 8.62 | 8.62 | 8.62 | 8.62
Nuc | 0 | 0 | 0 | 0 | 0 | 0
PS | 0 | 0 | 0 | 0 | 0 | 0
PV | 0 | 0 | 0 | 0 | 0 | 0
PeakG | 0.24 | 0.3 | 0.31 | 0 | 0.31 | 1.03
PeakO | 0 | 0 | 0 | 0 | 0 | 0
ST | 0 | 0 | 0 | 0 | 0 | 0
STOG | 0.65 | 1.26 | 1.26 | 0.65 | 1.26 | 1.26
STWD | 0 | 0 | 0 | 0 | 0 | 0
WT | 0 | 0 | 0 | 0 | 0 | 0
IGCC | 40.45 | 40.45 | 40.45 | 40.45 | 40.45 | 40.45
DemandResponse | 0 | 0 | 0 | 0 | 0 | 0
IGCC-CCS | 0 | 0 | 0 | 0 | 0 | 0
WT_off | 0 | 0 | 0 | 0 | 0 | 0
PseudoUnit | 0 | 0 | 0 | 0 | 0 | 0
FixedInterchange | 0 | 0 | 0 | 0 | 0 | 0
Total Fuel Consumption by Reporting Type: MISO_MI
ReportingType | 2015 | 2020 | 2025 | 2030 | 2035 | 2040
BM | 0 | 0 | 0 | 0 | 0 | 0
CC | 79.8 | 106.18 | 72.34 | 32.81 | 62.73 | 49.92
CSP | 0 | 0 | 0 | 0 | 0 | 0
CT | 0 | 0 | 0 | 0 | 0 | 0
Coal | 565.58 | 503.22 | 494.09 | 470.87 | 532 | 541.79
Geo | 0 | 0 | 0 | 0 | 0 | 0
H | 0 | 0 | 0 | 0 | 0 | 0
LFG | 0 | 9.5 | 17.24 | 17.24 | 17.24 | 17.24
Nuc | 174.19 | 174.19 | 174.19 | 174.19 | 102.45 | 102.45
PS | 0 | 0 | 0 | 0 | 0 | 0
PV | 0 | 0 | 0 | 0 | 0 | 0
PeakG | 0.31 | 0.35 | 0.35 | 0.04 | 0.29 | 0.35
PeakO | 0 | 0 | 0 | 0 | 0 | 0
ST | 0 | 0 | 0 | 0 | 0 | 0
STOG | 4.89 | 7.5 | 8.54 | 6.45 | 6.45 | 5.83
STWD | 2.38 | 13.39 | 13.39 | 8.96 | 13.39 | 11.22
WT | 0.01 | 0.01 | 0.01 | 0.01 | 0.01 | 0.01
IGCC | 0 | 0 | 0 | 0 | 0 | 0
DemandResponse | 0 | 0 | 0 | 0 | 0 | 0
IGCC-CCS | 0 | 0 | 0 | 0 | 0 | 0
WT_off | 0 | 0 | 0 | 0 | 0 | 0
PseudoUnit | 0 | 0 | 0 | 0 | 0 | 0
FixedInterchange | 0 | 0 | 0 | 0 | 0 | 0
Total Fuel Consumption by Reporting Type: MISO_MO-IL
ReportingType | 2015 | 2020 | 2025 | 2030 | 2035 | 2040
BM | 0 | 0 | 0 | 0 | 0 | 0
CC | 20.17 | 34.58 | 17.63 | 6.81 | 9.72 | 8.99
CSP | 0 | 0 | 0 | 0 | 0 | 0
CT | 0 | 0 | 0 | 0 | 0 | 0
Coal | 963.4 | 773.14 | 768.48 | 731.19 | 824.6 | 845.87
Geo | 0 | 0 | 0 | 0 | 0 | 0
H | 0 | 0 | 0 | 0 | 0 | 0
LFG | 0 | 0 | 24.03 | 24.03 | 24.03 | 24.03
Nuc | 178.81 | 178.81 | 178.81 | 178.81 | 178.81 | 178.81
PS | 0 | 0 | 0 | 0 | 0 | 0
PV | 0 | 0 | 0 | 0 | 0 | 0
PeakG | 3.25 | 2.33 | 1.39 | 0.48 | 1.06 | 3.74
PeakO | 0 | 0 | 0 | 0 | 0 | 0
ST | 0 | 0 | 0 | 0 | 0 | 0
STOG | 0.7 | 1.34 | 0.7 | 0.22 | 0.7 | 0.06
STWD | 0 | 0 | 0 | 0 | 0 | 0
WT | 0 | 0 | 0 | 0 | 0 | 0.01
IGCC | 0 | 0 | 0 | 0 | 0 | 0
DemandResponse | 0 | 0 | 0 | 0 | 0 | 0
IGCC-CCS | 0 | 0 | 0 | 0 | 0 | 0
WT_off | 0 | 0 | 0 | 0 | 0 | 0
PseudoUnit | 0 | 0 | 0 | 0 | 0 | 0
FixedInterchange | 0 | 0 | 0 | 0 | 0 | 0
Total Fuel Consumption by Reporting Type: MISO_W
ReportingType | 2015 | 2020 | 2025 | 2030 | 2035 | 2040
BM | 0 | 0 | 0 | 0 | 0 | 0
CC | 71.03 | 73.19 | 40.25 | 14.99 | 22.8 | 22.93
CSP | 0 | 0 | 0 | 0 | 0 | 0
CT | 0 | 0 | 0 | 0 | 0 | 0
Coal | 973.79 | 841.74 | 838 | 767.65 | 816.69 | 803.64
Geo | 0 | 0 | 0 | 0 | 0 | 0
H | 0 | 0 | 0 | 0 | 0 | 0
LFG | 0 | 0 | 7.71 | 7.71 | 7.71 | 7.71
Nuc | 190.11 | 190.11 | 190.11 | 190.11 | 0.01 | 0.01
PS | 0 | 0 | 0 | 0 | 0 | 0
PV | 0 | 0 | 0 | 0 | 0 | 0
PeakG | 1.45 | 1.02 | 0.41 | 0.17 | 0.24 | 0.24
PeakO | 0 | 0 | 0 | 0 | 0 | 0
ST | 0 | 0 | 0 | 0 | 0 | 0
STOG | 0.07 | 0.02 | 0.02 | 0 | 0 | 0
STWD | 0 | 24.94 | 7.96 | 9.74 | 6.9 | 9.74
WT | 0.03 | 0.03 | 0.04 | 0.09 | 0.09 | 0.1
IGCC | 0 | 0 | 0 | 0 | 0 | 0
DemandResponse | 0 | 0 | 0 | 0 | 0 | 0
IGCC-CCS | 0 | 0 | 0 | 0 | 0 | 0
WT_off | 0 | 0 | 0 | 0 | 0 | 0
PseudoUnit | 0 | 0 | 0 | 0 | 0 | 0
FixedInterchange | 0 | 0 | 0 | 0 | 0 | 0
Total Fuel Consumption by Reporting Type: MISO_WUMS
ReportingType | 2015 | 2020 | 2025 | 2030 | 2035 | 2040
BM | 0 | 0 | 0 | 0 | 0 | 0
CC | 88.78 | 120.7 | 86.73 | 24.4 | 41.6 | 39.05
CSP | 0 | 0 | 0 | 0 | 0 | 0
CT | 0 | 8.38 | 10.54 | 5.5 | 24.78 | 37.07
Coal | 307.49 | 333.13 | 326.02 | 297.04 | 395.11 | 414.34
Geo | 0 | 0 | 0 | 0 | 0 | 0
H | 0 | 0 | 0 | 0 | 0 | 0
LFG | 0 | 0 | 24.03 | 24.03 | 24.03 | 24.03
Nuc | 150.68 | 150.68 | 150.68 | 150.68 | 0.01 | 0.01
PS | 0 | 0 | 0 | 0 | 0 | 0
PV | 0 | 0 | 0 | 0 | 0 | 0
PeakG | 0.78 | 0.99 | 0.11 | 0 | 0 | 0
PeakO | 0 | 0 | 0 | 0 | 0 | 0
ST | 0 | 0 | 0 | 0 | 0 | 0
STOG | 0.03 | 0 | 0 | 0 | 0 | 0
STWD | 0 | 7.13 | 1.45 | 0.92 | 1.56 | 3.1
WT | 0 | 0 | 0 | 0 | 0 | 0
IGCC | 0 | 0 | 0 | 0 | 0 | 0
DemandResponse | 0 | 0 | 0 | 0 | 0 | 0
IGCC-CCS | 0 | 0 | 0 | 0 | 0 | 0
WT_off | 0 | 0 | 0 | 0 | 0 | 0
PseudoUnit | 0 | 0 | 0 | 0 | 0 | 0
FixedInterchange | 0 | 0 | 0 | 0 | 0 | 0
Total Fuel Consumption by Reporting Type: Nebraska
ReportingType | 2015 | 2020 | 2025 | 2030 | 2035 | 2040
BM | 0 | 0 | 0 | 0 | 0 | 0
CC | 9 | 3.03 | 1.93 | 1.08 | 1.87 | 1.87
CSP | 0 | 0 | 0 | 0 | 0 | 0
CT | 0 | 0 | 0 | 0 | 0 | 0
Coal | 332.69 | 307.53 | 231.12 | 230.64 | 229.72 | 215.45
Geo | 0 | 0 | 0 | 0 | 0 | 0
H | 0 | 0 | 0 | 0 | 0 | 0
LFG | 0 | 0 | 0 | 7.71 | 7.69 | 7.69
Nuc | 104.28 | 104.28 | 104.28 | 104.06 | 0.02 | 0.02
PS | 0 | 0 | 0 | 0 | 0 | 0
PV | 0 | 0 | 0 | 0 | 0 | 0
PeakG | 0.45 | 0.03 | 0 | 0 | 0 | 0
PeakO | 0 | 0 | 0 | 0 | 0 | 0
ST | 0 | 0 | 0 | 0 | 0 | 0
STOG | 0 | 0 | 0 | 0 | 0 | 0
STWD | 0 | 0 | 0 | 0 | 0 | 0
WT | 0 | 0.06 | 0.15 | 0.23 | 0.25 | 0.25
IGCC | 0 | 0 | 0 | 0 | 0 | 0
DemandResponse | 0 | 0 | 0 | 0 | 0 | 0
IGCC-CCS | 0 | 0 | 0 | 0 | 0 | 0
WT_off | 0 | 0 | 0 | 0 | 0 | 0
PseudoUnit | 0 | 0 | 0 | 0 | 0 | 0
FixedInterchange | 0 | 0 | 0 | 0 | 0 | 0
Total Fuel Consumption by Reporting Type: NEISO
ReportingType | 2015 | 2020 | 2025 | 2030 | 2035 | 2040
BM | 24.48 | 20.61 | 2.27 | 0 | 0.03 | 0.11
CC | 314.8 | 251.46 | 220.15 | 109.22 | 230.18 | 313.5
CSP | 0 | 0 | 0 | 0 | 0 | 0
CT | 0.03 | 0.12 | 0.03 | 0 | 0 | 0.08
Coal | 0.36 | 0 | 0 | 0 | 0 | 0
Geo | 0 | 0 | 0 | 0 | 0 | 0
H | 0 | 0 | 0 | 0 | 0 | 0
LFG | 5.3 | 5.3 | 12.81 | 12.81 | 12.81 | 12.81
Nuc | 365.51 | 365.51 | 365.51 | 365.51 | 264.08 | 195.08
PS | 0 | 0 | 0 | 0 | 0 | 0
PV | 0 | 0 | 0 | 0 | 0 | 0
PeakG | 0.33 | 0.4 | 0.36 | 0 | 0 | 0.4
PeakO | 0 | 0 | 0 | 0 | 0 | 0
ST | 0 | 0 | 0 | 0 | 0 | 0
STOG | 0 | 0 | 0 | 0 | 0 | 0
STWD | 51.79 | 51.79 | 22.13 | 14.14 | 13.7 | 15.85
WT | 0 | 0 | 0 | 0 | 0 | 0
IGCC | 0 | 0 | 0 | 0 | 0 | 0
DemandResponse | 0 | 0 | 0 | 0 | 0 | 0
IGCC-CCS | 0 | 0 | 0 | 0 | 0 | 0
WT_off | 0 | 0.01 | 0.01 | 0.02 | 0.02 | 0.02
PseudoUnit | 0 | 0 | 0 | 0 | 0 | 0
FixedInterchange | 0 | 0 | 0 | 0 | 0 | 0
Total Fuel Consumption by Reporting Type: NonRTO_Midwest
ReportingType | 2015 | 2020 | 2025 | 2030 | 2035 | 2040
BM | 0 | 0 | 0 | 0 | 0 | 0
CC | 0 | 9.85 | 9.85 | 8.69 | 7.89 | 12.48
CSP | 0 | 0 | 0 | 0 | 0 | 0
CT | 0 | 0 | 0 | 0 | 0 | 0
Coal | 575.69 | 588.73 | 594.83 | 597.86 | 619.06 | 625.52
Geo | 0 | 0 | 0 | 0 | 0 | 0
H | 0 | 0 | 0 | 0 | 0 | 0
LFG | 0 | 0 | 17.24 | 17.24 | 17.24 | 17.24
Nuc | 0 | 0 | 0 | 0 | 0 | 0
PS | 0 | 0 | 0 | 0 | 0 | 0
PV | 0 | 0 | 0 | 0 | 0 | 0
PeakG | 2 | 2.32 | 3.49 | 1.04 | 2.73 | 2.78
PeakO | 0 | 0 | 0 | 0 | 0 | 0
ST | 0 | 0 | 0 | 0 | 0 | 0
STOG | 0 | 0 | 0 | 0 | 0 | 0
STWD | 0 | 0 | 0 | 0 | 0 | 0
WT | 0 | 0 | 0 | 0 | 0 | 0
IGCC | 0 | 0 | 0 | 0 | 0 | 0
DemandResponse | 0 | 0 | 0 | 0 | 0 | 0
IGCC-CCS | 0 | 0 | 0 | 0 | 0 | 0
WT_off | 0 | 0 | 0 | 0 | 0 | 0
PseudoUnit | 0 | 0 | 0 | 0 | 0 | 0
FixedInterchange | 0 | 0 | 0 | 0 | 0 | 0
Total Fuel Consumption by Reporting Type: NYISO_A-F
ReportingType | 2015 | 2020 | 2025 | 2030 | 2035 | 2040
BM | 0 | 0 | 0 | 0 | 0 | 0
CC | 57.09 | 58.82 | 52.16 | 44.38 | 87.56 | 98.82
CSP | 0 | 0 | 0 | 0 | 0 | 0
CT | 0 | 0 | 0 | 0 | 0 | 0
Coal | 0 | 0 | 0 | 0 | 0 | 0
Geo | 0 | 0 | 0 | 0 | 0 | 0
H | 0 | 0 | 0 | 0 | 0 | 0
LFG | 0.69 | 0.69 | 0.69 | 8 | 8 | 8
Nuc | 270.5 | 270.5 | 270.5 | 220.56 | 173.9 | 105.39
PS | 0 | 0 | 0 | 0 | 0 | 0
PV | 0 | 0 | 0 | 0 | 0 | 0
PeakG | 0.02 | 0 | 0 | 0 | 0 | 0.07
PeakO | 0 | 0 | 0 | 0 | 0 | 0
ST | 0 | 0 | 0 | 0 | 0 | 0
STOG | 0 | 0 | 0 | 0 | 0 | 0
STWD | 0 | 0.11 | 0.03 | 0.52 | 2.79 | 2.79
WT | 0.01 | 0.01 | 0.01 | 0.01 | 0.01 | 0.01
IGCC | 0 | 0 | 0 | 0 | 0 | 0
DemandResponse | 0 | 0 | 0 | 0 | 0 | 0
IGCC-CCS | 0 | 0 | 0 | 0 | 0 | 0
WT_off | 0 | 0 | 0 | 0 | 0 | 0
PseudoUnit | 0 | 0 | 0 | 0 | 0 | 0
FixedInterchange | 0 | 0 | 0 | 0 | 0 | 0
Total Fuel Consumption by Reporting Type: NYISO_G-I
ReportingType | 2015 | 2020 | 2025 | 2030 | 2035 | 2040
BM | 0 | 0 | 0 | 0 | 0 | 0
CC | 42.73 | 42.56 | 41.27 | 20.15 | 62.66 | 216.57
CSP | 0 | 0 | 0 | 0 | 0 | 0
CT | 0 | 0 | 0 | 0 | 0 | 0
Coal | 0 | 0 | 0 | 0 | 0 | 0
Geo | 0 | 0 | 0 | 0 | 0 | 0
H | 0 | 0 | 0 | 0 | 0 | 0
LFG | 0 | 0 | 0 | 8 | 8 | 8
Nuc | 162.83 | 162.83 | 162.83 | 162.83 | 81.65 | 0.03
PS | 0 | 0 | 0 | 0 | 0 | 0
PV | 0 | 0 | 0 | 0 | 0 | 0
PeakG | 0 | 0 | 0 | 0 | 0 | 0
PeakO | 0 | 0 | 0 | 0 | 0 | 0
ST | 0 | 0 | 0 | 0 | 0 | 0
STOG | 0 | 0 | 0 | 0 | 0 | 0
STWD | 0 | 0 | 0 | 0 | 0 | 0
WT | 0 | 0 | 0 | 0 | 0 | 0
IGCC | 0 | 0 | 0 | 0 | 0 | 0
DemandResponse | 0 | 0 | 0 | 0 | 0 | 0
IGCC-CCS | 0 | 0 | 0 | 0 | 0 | 0
WT_off | 0 | 0 | 0 | 0 | 0 | 0
PseudoUnit | 0 | 0 | 0 | 0 | 0 | 0
FixedInterchange | 0 | 0 | 0 | 0 | 0 | 0
Total Fuel Consumption by Reporting Type: NYISO_J-K
ReportingType | 2015 | 2020 | 2025 | 2030 | 2035 | 2040
BM | 0 | 0 | 0 | 0 | 0 | 0
CC | 170.79 | 192.39 | 164.14 | 130.97 | 204.36 | 205.66
CSP | 0 | 0 | 0 | 0 | 0 | 0
CT | 0 | 0 | 0 | 0 | 2.15 | 3.84
Coal | 0 | 0 | 0 | 0 | 0 | 0
Geo | 0 | 0 | 0 | 0 | 0 | 0
H | 0 | 0 | 0 | 0 | 0 | 0
LFG | 0 | 0 | 0 | 8 | 8 | 8
Nuc | 0 | 0 | 0 | 0 | 0 | 0
PS | 0 | 0 | 0 | 0 | 0 | 0
PV | 0 | 0 | 0 | 0 | 0 | 0
PeakG | 0.53 | 1.82 | 1.6 | 1.11 | 4.21 | 3.17
PeakO | 0 | 0 | 0 | 0 | 0 | 0
ST | 0 | 0 | 0 | 0 | 0 | 0
STOG | 6.91 | 10.44 | 12.61 | 10.63 | 17.3 | 16.24
STWD | 0 | 0 | 0 | 0 | 0 | 0
WT | 0 | 0 | 0 | 0 | 0 | 0
IGCC | 0 | 0 | 0 | 0 | 0 | 0
DemandResponse | 0 | 0 | 0 | 0 | 0 | 0
IGCC-CCS | 0 | 0 | 0 | 0 | 0 | 0
WT_off | 0 | 0 | 0.01 | 0.02 | 0.02 | 0.01
PseudoUnit | 0 | 0 | 0 | 0 | 0 | 0
FixedInterchange | 0 | 0 | 0 | 0 | 0 | 0
Total Fuel Consumption by Reporting Type: PJM_E
ReportingType | 2015 | 2020 | 2025 | 2030 | 2035 | 2040
BM | 0.08 | 2.91 | 2.91 | 0.16 | 0.31 | 2.17
CC | 180.21 | 310.01 | 314.55 | 211.29 | 352.53 | 348.3
CSP | 0 | 0 | 0 | 0 | 0 | 0
CT | 0 | 0.01 | 0.01 | 0.06 | 3.37 | 0.9
Coal | 3.92 | 1.61 | 1.61 | 1.38 | 1.91 | 1.91
Geo | 0 | 0 | 0 | 0 | 0 | 0
H | 0 | 0 | 0 | 0 | 0 | 0
LFG | 0.98 | 15.28 | 15.28 | 15.28 | 15.28 | 15.28
Nuc | 702.72 | 651.97 | 651.97 | 651.97 | 468.33 | 371.38
PS | 0 | 0 | 0 | 0 | 0 | 0
PV | 0 | 0 | 0 | 0 | 0 | 0
PeakG | 0.25 | 0.87 | 5.23 | 5.23 | 10.22 | 3.72
PeakO | 0 | 0 | 0 | 0 | 0 | 0
ST | 0 | 0 | 0 | 0 | 0 | 0
STOG | 2.81 | 5.37 | 10.48 | 10.06 | 10.48 | 7.59
STWD | 0 | 0 | 0 | 0 | 0 | 0
WT | 0 | 0 | 0 | 0 | 0 | 0
IGCC | 0 | 0 | 0 | 0 | 0 | 0
DemandResponse | 0 | 0 | 0 | 0 | 0 | 0
IGCC-CCS | 0 | 0 | 0 | 0 | 0 | 0
WT_off | 0 | 0 | 0.01 | 0.02 | 0.02 | 0.02
PseudoUnit | 0 | 0 | 0 | 0 | 0 | 0
FixedInterchange | 0 | 0 | 0 | 0 | 0 | 0
Total Fuel Consumption by Reporting Type: PJM_ROM
ReportingType | 2015 | 2020 | 2025 | 2030 | 2035 | 2040
BM | 0.05 | 1.75 | 1.75 | 0.1 | 0.18 | 1.3
CC | 111.19 | 162 | 153.87 | 116.14 | 184.57 | 871.01
CSP | 0 | 0 | 0 | 0 | 0 | 0
CT | 0 | 0.01 | 0.03 | 0.03 | 0.07 | 0.02
Coal | 487.92 | 534.95 | 549.4 | 525.51 | 562.79 | 562.79
Geo | 0 | 0 | 0 | 0 | 0 | 0
H | 0 | 0 | 0 | 0 | 0 | 0
LFG | 2.04 | 30.56 | 30.56 | 30.56 | 30.56 | 30.56
Nuc | 420.79 | 420.79 | 420.79 | 420.79 | 276.07 | 200.95
PS | 0 | 0 | 0 | 0 | 0 | 0
PV | 0 | 0 | 0 | 0 | 0 | 0
PeakG | 0 | 0.55 | 0.55 | 0.16 | 3.33 | 1.46
PeakO | 0 | 0 | 0 | 0 | 0 | 0
ST | 0 | 0 | 0 | 0 | 0 | 0
STOG | 7.33 | 14.3 | 14.3 | 14.3 | 14.3 | 24.77
STWD | 3.95 | 5.38 | 5.38 | 5.38 | 4.51 | 5.38
WT | 0 | 0 | 0 | 0 | 0 | 0
IGCC | 0 | 0 | 0 | 0 | 0 | 0
DemandResponse | 0 | 0 | 0 | 0 | 0 | 0
IGCC-CCS | 0 | 0 | 0 | 0 | 0 | 0
WT_off | 0 | 0 | 0 | 0 | 0 | 0
PseudoUnit | 0 | 0 | 0 | 0 | 0 | 0
FixedInterchange | 0 | 0 | 0 | 0 | 0 | 0
Total Fuel Consumption by Reporting Type: PJM_ROR
ReportingType | 2015 | 2020 | 2025 | 2030 | 2035 | 2040
BM | 0 | 37.37 | 37.37 | 2.1 | 3.87 | 5.8
CC | 477.63 | 481.2 | 436.42 | 285.96 | 669.05 | 519.71
CSP | 0 | 0 | 0 | 0 | 0 | 0
CT | 0.06 | 0.06 | 0.06 | 0.06 | 4.28 | 8.33
Coal | 3462.75 | 2634.77 | 2642.07 | 2641.13 | 2654.89 | 2682.45
Geo | 0 | 0 | 0 | 0 | 0 | 0
H | 0 | 0 | 0 | 0 | 0 | 0
LFG | 6.18 | 31.89 | 61.46 | 61.46 | 61.46 | 61.46
Nuc | 1644.81 | 1644.81 | 1644.81 | 1573.64 | 1222.73 | 821.9
PS | 0 | 0 | 0 | 0 | 0 | 0
PV | 0 | 0 | 0 | 0 | 0 | 0
PeakG | 15.05 | 17.73 | 17.05 | 15.67 | 14.57 | 15.49
PeakO | 0 | 0 | 0 | 0 | 0 | 0
ST | 0 | 0 | 0 | 0 | 0 | 0
STOG | 8.36 | 8.87 | 8.87 | 8.36 | 8.36 | 8.36
STWD | 0.92 | 15.91 | 15.91 | 8.15 | 7.12 | 15.91
WT | 0.03 | 0.03 | 0.03 | 0.03 | 0.03 | 0.03
IGCC | 0 | 0 | 0 | 0 | 0 | 0
DemandResponse | 0 | 0 | 0 | 0 | 0 | 0
IGCC-CCS | 0 | 0 | 0 | 0 | 0 | 0
WT_off | 0 | 0 | 0 | 0.01 | 0.01 | 0.01
PseudoUnit | 0 | 0 | 0 | 0 | 0 | 0
FixedInterchange | 0 | 0 | 0 | 0 | 0 | 0
Total Fuel Consumption by Reporting Type: SOCO
ReportingType | 2015 | 2020 | 2025 | 2030 | 2035 | 2040
BM | 0 | 0.5 | 0.5 | 1.16 | 0.76 | 3.36
CC | 818.97 | 814.96 | 781.97 | 663.41 | 661.48 | 559.36
CSP | 0 | 0 | 0 | 0 | 0 | 0
CT | 0 | 0 | 0 | 0 | 0 | 0
Coal | 971.73 | 993.26 | 1099.77 | 1152.4 | 1176.46 | 1712.5
Geo | 0 | 0 | 0 | 0 | 0 | 0
H | 0 | 0 | 0 | 0 | 0 | 0
LFG | 0 | 0 | 11.56 | 11.56 | 11.56 | 11.56
Nuc | 494.38 | 673.18 | 673.18 | 673.18 | 673.18 | 449.31
PS | 0 | 0 | 0 | 0 | 0 | 0
PV | 0 | 0 | 0 | 0 | 0 | 0
PeakG | 8.1 | 13.03 | 18.86 | 14.34 | 20.08 | 19.11
PeakO | 0 | 0 | 0 | 0 | 0 | 0
ST | 0 | 0 | 0 | 0 | 0 | 0
STOG | 0 | 0 | 0 | 0 | 0 | 0
STWD | 0 | 8.89 | 8.89 | 30.27 | 30.27 | 50.38
WT | 0 | 0 | 0 | 0 | 0 | 0
IGCC | 0 | 0 | 0 | 0 | 0 | 0
DemandResponse | 0 | 0 | 0 | 0 | 0 | 0
IGCC-CCS | 0 | 0 | 0 | 0 | 0 | 0
WT_off | 0 | 0 | 0 | 0 | 0 | 0
PseudoUnit | 0 | 0 | 0 | 0 | 0 | 0
FixedInterchange | 0 | 0 | 0 | 0 | 0 | 0
Total Fuel Consumption by Reporting Type: SPP_N
ReportingType | 2015 | 2020 | 2025 | 2030 | 2035 | 2040
BM | 0 | 0 | 0 | 0 | 0 | 0
CC | 57.46 | 15.15 | 7.03 | 4.06 | 7.03 | 7.03
CSP | 0 | 0 | 0 | 0 | 0 | 0
CT | 0 | 0 | 0 | 0 | 0 | 0
Coal | 619.46 | 551.79 | 478.18 | 388.21 | 388.06 | 365.32
Geo | 0 | 0 | 0 | 0 | 0 | 0
H | 0 | 0 | 0 | 0 | 0 | 0
LFG | 0 | 0 | 0 | 10.22 | 10.22 | 10.22
Nuc | 93.19 | 93.19 | 93.19 | 93.19 | 93.19 | 93.19
PS | 0 | 0 | 0 | 0 | 0 | 0
PV | 0 | 0 | 0 | 0 | 0 | 0
PeakG | 0 | 0 | 0 | 0 | 0 | 0
PeakO | 0 | 0 | 0 | 0 | 0 | 0
ST | 0 | 0 | 0 | 0 | 0 | 0
STOG | 3.73 | 1.77 | 0 | 0 | 0 | 0
STWD | 0 | 0 | 0 | 0 | 0 | 0
WT | 0 | 0 | 0 | 0.04 | 0.06 | 0.07
IGCC | 0 | 0 | 0 | 0 | 0 | 0
DemandResponse | 0 | 0 | 0 | 0 | 0 | 0
IGCC-CCS | 0 | 0 | 0 | 0 | 0 | 0
WT_off | 0 | 0 | 0 | 0 | 0 | 0
PseudoUnit | 0 | 0 | 0 | 0 | 0 | 0
FixedInterchange | 0 | 0 | 0 | 0 | 0 | 0
Total Fuel Consumption by Reporting Type: SPP_S
ReportingType | 2015 | 2020 | 2025 | 2030 | 2035 | 2040
BM | 0 | 0 | 0 | 0 | 0 | 0
CC | 331.18 | 193.42 | 77.25 | 45.68 | 56.73 | 59.99
CSP | 0 | 0 | 0 | 0 | 0 | 0
CT | 0.03 | 0 | 0 | 0 | 0 | 0
Coal | 933.42 | 733.12 | 325.24 | 207.35 | 265.08 | 269.6
Geo | 0 | 0 | 0 | 0 | 0 | 0
H | 0 | 0 | 0 | 0 | 0 | 0
LFG | 0 | 0 | 0 | 10.22 | 10.22 | 10.22
Nuc | 0 | 0 | 0 | 0 | 0 | 0
PS | 0 | 0 | 0 | 0 | 0 | 0
PV | 0 | 0 | 0 | 0 | 0 | 0
PeakG | 0 | 0 | 0 | 0 | 0 | 0
PeakO | 0 | 0 | 0 | 0 | 0 | 0
ST | 0 | 0 | 0 | 0 | 0 | 0
STOG | 33.78 | 33.93 | 12.65 | 1.53 | 10.27 | 15.02
STWD | 0 | 0.72 | 0.39 | 0.39 | 0.39 | 0.71
WT | 0.01 | 0.04 | 0.15 | 0.19 | 0.19 | 0.2
IGCC | 0 | 0 | 0 | 0 | 0 | 0
DemandResponse | 0 | 0 | 0 | 0 | 0 | 0
IGCC-CCS | 0 | 0 | 0 | 0 | 0 | 0
WT_off | 0 | 0 | 0 | 0 | 0 | 0
PseudoUnit | 0 | 0 | 0 | 0 | 0 | 0
FixedInterchange | 0 | 0 | 0 | 0 | 0 | 0
Total Fuel Consumption by Reporting Type: TVA
ReportingType | 2015 | 2020 | 2025 | 2030 | 2035 | 2040
BM | 0 | 0 | 0 | 0 | 0 | 0
CC | 136.1 | 142.84 | 152.95 | 165.58 | 169.31 | 147.68
CSP | 0 | 0 | 0 | 0 | 0 | 0
CT | 0 | 2.75 | 2.8 | 5.06 | 5.08 | 5.08
Coal | 861.35 | 803.48 | 810.99 | 810.99 | 858.95 | 920.68
Geo | 0 | 0 | 0 | 0 | 0 | 0
H | 0 | 0 | 0 | 0 | 0 | 0
LFG | 0 | 0 | 11.56 | 11.56 | 11.56 | 11.56
Nuc | 676.63 | 676.63 | 676.63 | 676.63 | 474.42 | 371.5
PS | 0 | 0 | 0 | 0 | 0 | 0
PV | 0 | 0 | 0 | 0 | 0 | 0
PeakG | 0 | 0 | 0 | 0 | 0 | 0
PeakO | 0 | 0 | 0 | 0 | 0 | 0
ST | 0 | 0 | 0 | 0 | 0 | 0
STOG | 0 | 0 | 0 | 0 | 0 | 0
STWD | 0 | 0.04 | 0.05 | 0.35 | 0.26 | 0.3
WT | 0 | 0 | 0 | 0 | 0 | 0
IGCC | 0 | 0 | 0 | 0 | 0 | 0
DemandResponse | 0 | 0 | 0 | 0 | 0 | 0
IGCC-CCS | 0 | 0 | 0 | 0 | 0 | 0
WT_off | 0 | 0 | 0 | 0 | 0 | 0
PseudoUnit | 0 | 0 | 0 | 0 | 0 | 0
FixedInterchange | 0 | 0 | 0 | 0 | 0 | 0
Total Fuel Consumption by Reporting Type: TVA_Transmission
ReportingType | 2015 | 2020 | 2025 | 2030 | 2035 | 2040
BM | 0 | 0 | 0 | 0 | 0 | 0
CC | 0 | 0 | 0 | 0 | 0 | 0
CSP | 0 | 0 | 0 | 0 | 0 | 0
CT | 0 | 0 | 0 | 0 | 0 | 0
Coal | 0 | 0 | 0 | 0 | 0 | 0
Geo | 0 | 0 | 0 | 0 | 0 | 0
H | 0 | 0 | 0 | 0 | 0 | 0
LFG | 0 | 0 | 0 | 0 | 0 | 0
Nuc | 0 | 0 | 0 | 0 | 0 | 0
PS | 0 | 0 | 0 | 0 | 0 | 0
PV | 0 | 0 | 0 | 0 | 0 | 0
PeakG | 0 | 0 | 0 | 0 | 0 | 0
PeakO | 0 | 0 | 0 | 0 | 0 | 0
ST | 0 | 0 | 0 | 0 | 0 | 0
STOG | 0 | 0 | 0 | 0 | 0 | 0
STWD | 0 | 0 | 0 | 0 | 0 | 0
WT | 0 | 0 | 0 | 0 | 0 | 0
IGCC | 0 | 0 | 0 | 0 | 0 | 0
DemandResponse | 0 | 0 | 0 | 0 | 0 | 0
IGCC-CCS | 0 | 0 | 0 | 0 | 0 | 0
WT_off | 0 | 0 | 0 | 0 | 0 | 0
PseudoUnit | 0 | 0 | 0 | 0 | 0 | 0
FixedInterchange | 0 | 0 | 0 | 0 | 0 | 0
Total Fuel Consumption by Reporting Type: VACAR
ReportingType | 2015 | 2020 | 2025 | 2030 | 2035 | 2040
BM | 0.09 | 3.63 | 35.45 | 4.42 | 16.52 | 31.16
CC | 332.61 | 442.26 | 372.21 | 288.04 | 529.53 | 711.29
CSP | 0 | 0 | 0 | 0 | 0 | 0
CT | 0.46 | 0.78 | 1.3 | 2.61 | 3.63 | 4.51
Coal | 837.9 | 803.31 | 921.59 | 986.9 | 1108.54 | 1141.72
Geo | 0 | 0 | 0 | 0 | 0 | 0
H | 0 | 0 | 0 | 0 | 0 | 0
LFG | 0.04 | 11.56 | 11.56 | 11.56 | 11.56 | 11.56
Nuc | 910.72 | 1100.09 | 1100.09 | 1100.09 | 841.29 | 693.25
PS | 0 | 0 | 0 | 0 | 0 | 0
PV | 0 | 0 | 0 | 0 | 0 | 0
PeakG | 0.63 | 0.98 | 2.66 | 2.45 | 2.49 | 2.36
PeakO | 0 | 0 | 0 | 0 | 0 | 0
ST | 0 | 0 | 0 | 0 | 0 | 0
STOG | 0 | 0 | 0 | 0 | 0 | 0
STWD | 24.47 | 24.47 | 24.47 | 17.56 | 24.47 | 24.47
WT | 0 | 0.01 | 0.01 | 0.01 | 0.01 | 0.01
IGCC | 0 | 0 | 0 | 0 | 0 | 0
DemandResponse | 0 | 0 | 0 | 0 | 0 | 0
IGCC-CCS | 0 | 0 | 0 | 0 | 0 | 0
WT_off | 0 | 0 | 0 | 0.01 | 0.01 | 0.01
PseudoUnit | 0 | 0 | 0 | 0 | 0 | 0
FixedInterchange | 0 | 0 | 0 | 0 | 0 | 0
Total Fuel Consumption by Reporting Type: IESO
ReportingType | 2015 | 2020 | 2025 | 2030 | 2035 | 2040
BM | 0 | 0 | 0 | 0 | 0 | 0
CC | 9.04 | 4.85 | 3.97 | 3.96 | 46.8 | 133.21
CSP | 0 | 0 | 0 | 0 | 0 | 0
CT | 0 | 0 | 0 | 0 | 0 | 0.47
Coal | 0 | 0 | 0 | 0 | 0 | 0
Geo | 0 | 0 | 0 | 0 | 0 | 0
H | 0 | 0 | 0 | 0 | 0 | 0
LFG | 1.56 | 1.56 | 1.56 | 1.56 | 1.61 | 1.61
Nuc | 1064.72 | 1064.72 | 1064.72 | 1064.72 | 980.48 | 854.53
PS | 0 | 0 | 0 | 0 | 0 | 0
PV | 0 | 0 | 0 | 0 | 0 | 0
PeakG | 0 | 0 | 0 | 0 | 0 | 0.02
PeakO | 0 | 0 | 0 | 0 | 0 | 0
ST | 0 | 0 | 0 | 0 | 0 | 0
STOG | 0 | 0 | 0 | 0 | 0 | 0
STWD | 0 | 0 | 0 | 0 | 0 | 0
WT | 0.01 | 0.01 | 0.01 | 0.01 | 0 | 0
IGCC | 0 | 0 | 0 | 0 | 0 | 0
DemandResponse | 0 | 0 | 0 | 0 | 0 | 0
IGCC-CCS | 0 | 0 | 0 | 0 | 0 | 0
WT_off | 0 | 0 | 0 | 0 | 0 | 0
PseudoUnit | 0 | 0 | 0 | 0 | 0 | 0
FixedInterchange | 0 | 0 | 0 | 0 | 0 | 0
Total Fuel Consumption by Reporting Type: MAPP_CA
ReportingType | 2015 | 2020 | 2025 | 2030 | 2035 | 2040
BM | 0 | 0 | 0 | 0 | 0 | 0
CC | 26.07 | 17.33 | 4.23 | 0 | 0 | 0.53
CSP | 0 | 0 | 0 | 0 | 0 | 0
CT | 0 | 0 | 0 | 0 | 0 | 0
Coal | 3.57 | 8.21 | 0.18 | 0 | 0 | 0
Geo | 0 | 0 | 0 | 0 | 0 | 0
H | 0 | 0 | 0.01 | 0.03 | 0.03 | 0.03
LFG | 0 | 0 | 0 | 0 | 0 | 0
Nuc | 0 | 0 | 0 | 0 | 0 | 0
PS | 0 | 0 | 0 | 0 | 0 | 0
PV | 0 | 0 | 0 | 0 | 0 | 0
PeakG | 0 | 0 | 0 | 0 | 0 | 0
PeakO | 0 | 0 | 0 | 0 | 0 | 0
ST | 0 | 0 | 0 | 0 | 0 | 0
STOG | 0.01 | 0 | 0 | 0 | 0 | 0
STWD | 0 | 0 | 0 | 0 | 0 | 0
WT | 0 | 0 | 0 | 0 | 0 | 0
IGCC | 0 | 0 | 0 | 0 | 0 | 0
DemandResponse | 0 | 0 | 0 | 0 | 0 | 0
IGCC-CCS | 0 | 0 | 0 | 0 | 0 | 0
WT_off | 0 | 0 | 0 | 0 | 0 | 0
PseudoUnit | 0 | 0 | 0 | 0 | 0 | 0
FixedInterchange | 0 | 0 | 0 | 0 | 0 | 0
Total Fuel Consumption by Reporting Type: AZ_NM_SNV_Coal
ReportingType | 2015 | 2020 | 2025 | 2030 | 2035 | 2040
BM | 0 | 0 | 0 | 0 | 0 | 0
CC | 0 | 0 | 0 | 0 | 0 | 0
CSP | 0 | 0 | 0 | 0 | 0 | 0
CT | 0 | 0 | 0 | 0 | 0 | 0
Coal | 775.37 | 775.36 | 775.36 | 775.36 | 917.54 | 1568.54
Geo | 0 | 0 | 0 | 0 | 0 | 0
H | 0 | 0 | 0 | 0 | 0 | 0
LFG | 0 | 0 | 0 | 0 | 0 | 0
Nuc | 0 | 0 | 0 | 0 | 0 | 0
PS | 0 | 0 | 0 | 0 | 0 | 0
PV | 0 | 0 | 0 | 0 | 0 | 0
PeakG | 0 | 0 | 0 | 0 | 0 | 0
PeakO | 0 | 0 | 0 | 0 | 0 | 0
ST | 0 | 0 | 0 | 0 | 0 | 0
STOG | 0 | 0 | 0 | 0 | 0 | 0
STWD | 0 | 0 | 0 | 0 | 0 | 0
WT | 0 | 0 | 0 | 0 | 0 | 0
IGCC | 0 | 0 | 0 | 0 | 0 | 0
DemandResponse | 0 | 0 | 0 | 0 | 0 | 0
IGCC-CCS | 0 | 0 | 0 | 0 | 0 | 0
WT_off | 0 | 0 | 0 | 0 | 0 | 0
PseudoUnit | 0 | 0 | 0 | 0 | 0 | 0
FixedInterchange | 0 | 0 | 0 | 0 | 0 | 0
Total Fuel Consumption by Reporting Type: AZ_NM_SNV_Gas
ReportingType | 2015 | 2020 | 2025 | 2030 | 2035 | 2040
BM | 0 | 0 | 0 | 0 | 0 | 0
CC | 752.54 | 890.31 | 886.34 | 1074.09 | 1073.31 | 978.26
CSP | 0 | 0 | 0 | 0 | 0 | 0
CT | 0 | 0 | 1.56 | 3.05 | 0 | 0
Coal | 0 | 0 | 0 | 0 | 0 | 0
Geo | 0 | 0 | 0 | 0 | 0 | 0
H | 0 | 0 | 0 | 0 | 0 | 0
LFG | 0 | 0 | 0 | 0 | 0 | 0
Nuc | 0 | 0 | 0 | 0 | 0 | 0
PS | 0 | 0 | 0 | 0 | 0 | 0
PV | 0 | 0 | 0 | 0 | 0 | 0
PeakG | 0 | 0 | 2.85 | 4.85 | 5.71 | 0
PeakO | 0 | 0 | 0 | 0 | 0 | 0
ST | 0 | 0 | 0 | 0 | 0 | 0
STOG | 0 | 0 | 0 | 0 | 0 | 0
STWD | 0 | 0 | 0 | 0 | 0 | 0
WT | 0 | 0 | 0 | 0 | 0 | 0
IGCC | 0 | 0 | 0 | 0 | 0 | 0
DemandResponse | 0 | 0 | 0 | 0 | 0 | 0
IGCC-CCS | 0 | 0 | 0 | 0 | 0 | 0
WT_off | 0 | 0 | 0 | 0 | 0 | 0
PseudoUnit | 0 | 0 | 0 | 0 | 0 | 0
FixedInterchange | 0 | 0 | 0 | 0 | 0 | 0
Total Fuel Consumption by Reporting Type: AZ_NM_SNV_NucRenew
ReportingType | 2015 | 2020 | 2025 | 2030 | 2035 | 2040
BM | 0 | 0 | 0 | 0 | 0 | 0
CC | 0 | 0 | 0 | 0 | 0 | 0
CSP | 0 | 0 | 0 | 0 | 0 | 0
CT | 0 | 0 | 0 | 0 | 0 | 0
Coal | 0 | 0 | 0 | 0 | 0 | 0
Geo | 0 | 0 | 0.01 | 0.01 | 0.01 | 0.01
H | 0 | 0 | 0 | 0 | 0 | 0
LFG | 0 | 0 | 6.53 | 6.53 | 6.53 | 6.53
Nuc | 317.72 | 317.72 | 317.72 | 317.72 | 317.72 | 317.72
PS | 0 | 0 | 0 | 0 | 0 | 0
PV | 0 | 0 | 0 | 0 | 0 | 0
PeakG | 0 | 0 | 0 | 0 | 0 | 0
PeakO | 0 | 0 | 0 | 0 | 0 | 0
ST | 0 | 0 | 0 | 0 | 0 | 0
STOG | 0 | 0 | 0 | 0 | 0 | 0
STWD | 1.77 | 1.77 | 1.77 | 1.77 | 1.77 | 1.77
WT | 0 | 0 | 0 | 0 | 0 | 0
IGCC | 0 | 0 | 0 | 0 | 0 | 0
DemandResponse | 0 | 0 | 0 | 0 | 0 | 0
IGCC-CCS | 0 | 0 | 0 | 0 | 0 | 0
WT_off | 0 | 0 | 0 | 0 | 0 | 0
PseudoUnit | 0 | 0 | 0 | 0 | 0 | 0
FixedInterchange | 0 | 0 | 0 | 0 | 0 | 0
Total Fuel Consumption by Reporting Type: ERCOT
ReportingType | 2015 | 2020 | 2025 | 2030 | 2035 | 2040
BM | 0 | 2 | 1.28 | 179.16 | 185.39 | 196.68
CC | 1022.73 | 891.11 | 719.95 | 589.93 | 621.62 | 687.1
CSP | 0 | 0 | 0 | 0 | 0 | 0
CT | 0 | 0 | 0 | 0 | 0 | 0
Coal | 1255.01 | 1348.31 | 1416.47 | 1431.04 | 1451.14 | 1463.18
Geo | 0 | 0 | 0 | 0 | 0 | 0
H | 0 | 0 | 0 | 0 | 0 | 0
LFG | 0 | 0 | 38.09 | 38.09 | 38.09 | 38.09
Nuc | 422.69 | 422.69 | 422.69 | 422.69 | 422.69 | 422.69
PS | 0 | 0 | 0 | 0 | 0 | 0
PV | 0 | 0 | 0 | 0 | 0 | 0
PeakG | 0 | 0 | 0 | 0 | 0 | 0
PeakO | 0 | 0 | 0 | 0 | 0 | 0
ST | 0 | 0 | 0 | 0 | 0 | 0
STOG | 52.23 | 55.33 | 53.27 | 46.47 | 44.48 | 39.62
STWD | 0 | 0 | 0 | 0 | 0 | 0
WT | 0.03 | 0.05 | 0.08 | 0.1 | 0.1 | 0.1
IGCC | 0 | 0 | 0 | 0 | 0 | 0
DemandResponse | 0 | 0 | 0 | 0 | 0 | 0
IGCC-CCS | 0 | 0 | 0 | 0 | 0 | 0
WT_off | 0 | 0 | 0 | 0 | 0 | 0
PseudoUnit | 0 | 0 | 0 | 0 | 0 | 0
FixedInterchange | 0 | 0 | 0 | 0 | 0 | 0
Total Fuel Consumption by Reporting Type: NP15
ReportingType | 2015 | 2020 | 2025 | 2030 | 2035 | 2040
BM | 0 | 0 | 0 | 0 | 0 | 0
CC | 250.17 | 259.79 | 197.1 | 152.63 | 85.15 | 35.47
CSP | 0 | 0 | 0 | 0 | 0 | 0
CT | 0 | 0 | 0 | 0 | 0 | 0
Coal | 2.5 | 0 | 0 | 0 | 0 | 0
Geo | 0.01 | 0.01 | 0.01 | 0.01 | 0.01 | 0.01
H | 0 | 0 | 0 | 0 | 0 | 0
LFG | 0 | 60.8 | 60.8 | 60.8 | 60.8 | 60.8
Nuc | 187.74 | 187.74 | 187.74 | 187.74 | 187.74 | 187.74
PS | 0 | 0 | 0 | 0 | 0 | 0
PV | 0 | 0 | 0 | 0 | 0 | 0
PeakG | 0 | 0 | 0 | 0 | 0 | 0.05
PeakO | 0 | 0 | 0 | 0 | 0 | 0
ST | 0 | 0 | 0 | 0 | 0 | 0
STOG | 1.29 | 1.69 | 0.72 | 1.4 | 0.86 | 1.57
STWD | 37.44 | 37.44 | 37.44 | 37.44 | 37.44 | 37.44
WT | 0 | 0 | 0.03 | 0.03 | 0.03 | 0.03
IGCC | 0 | 0 | 0 | 0 | 0 | 0
DemandResponse | 0 | 0 | 0 | 0 | 0 | 0
IGCC-CCS | 0 | 0 | 0 | 0 | 0 | 0
WT_off | 0 | 0 | 0 | 0 | 0 | 0
PseudoUnit | 0 | 0 | 0 | 0 | 0 | 0
FixedInterchange | 0 | 0 | 0 | 0 | 0 | 0
Total Fuel Consumption by Reporting Type: NWPP_Coal
ReportingType | 2015 | 2020 | 2025 | 2030 | 2035 | 2040
BM | 0 | 0 | 0 | 0 | 0 | 0
CC | 0 | 0 | 0 | 0 | 0 | 0
CSP | 0 | 0 | 0 | 0 | 0 | 0
CT | 0 | 0 | 0 | 0 | 0 | 0
Coal | 1032.68 | 1032.58 | 1032.58 | 1032.58 | 1032.58 | 1032.58
Geo | 0 | 0 | 0 | 0 | 0 | 0
H | 0 | 0 | 0 | 0 | 0 | 0
LFG | 0 | 0 | 0 | 0 | 0 | 0
Nuc | 0 | 0 | 0 | 0 | 0 | 0
PS | 0 | 0 | 0 | 0 | 0 | 0
PV | 0 | 0 | 0 | 0 | 0 | 0
PeakG | 0 | 0 | 0 | 0 | 0 | 0
PeakO | 0 | 0 | 0 | 0 | 0 | 0
ST | 0 | 0 | 0 | 0 | 0 | 0
STOG | 0 | 0 | 0 | 0 | 0 | 0
STWD | 0 | 0 | 0 | 0 | 0 | 0
WT | 0 | 0 | 0 | 0 | 0 | 0
IGCC | 0 | 0 | 0 | 0 | 0 | 0
DemandResponse | 0 | 0 | 0 | 0 | 0 | 0
IGCC-CCS | 0 | 0 | 0 | 0 | 0 | 0
WT_off | 0 | 0 | 0 | 0 | 0 | 0
PseudoUnit | 0 | 0 | 0 | 0 | 0 | 0
FixedInterchange | 0 | 0 | 0 | 0 | 0 | 0
Total Fuel Consumption by Reporting Type: NWPP_Gas
ReportingType | 2015 | 2020 | 2025 | 2030 | 2035 | 2040
BM | 0 | 0 | 0 | 0 | 0 | 0
CC | 362.19 | 362.19 | 362.19 | 517.66 | 747.33 | 756.75
CSP | 0 | 0 | 0 | 0 | 0 | 0
CT | 0 | 0 | 0 | 0 | 0 | 0
Coal | 0 | 0 | 0 | 0 | 0 | 30.14
Geo | 0 | 0 | 0 | 0 | 0 | 0
H | 0 | 0 | 0 | 0 | 0 | 0
LFG | 0 | 0 | 0 | 0 | 0 | 0
Nuc | 0 | 0 | 0 | 0 | 0 | 0
PS | 0 | 0 | 0 | 0 | 0 | 0
PV | 0 | 0 | 0 | 0 | 0 | 0
PeakG | 0 | 0 | 0 | 0 | 0 | 0
PeakO | 0 | 0 | 0 | 0 | 0 | 0
ST | 0 | 0 | 0 | 0 | 0 | 0
STOG | 0 | 0 | 0 | 0 | 0 | 0
STWD | 0 | 0 | 0 | 0 | 0 | 0
WT | 0 | 0 | 0 | 0 | 0 | 0
IGCC | 0 | 0 | 0 | 0 | 0 | 0
DemandResponse | 0 | 0 | 0 | 0 | 0 | 0
IGCC-CCS | 0 | 0 | 0 | 0 | 0 | 0
WT_off | 0 | 0 | 0 | 0 | 0 | 0
PseudoUnit | 0 | 0 | 0 | 0 | 0 | 0
FixedInterchange | 0 | 0 | 0 | 0 | 0 | 0
Total Fuel Consumption by Reporting Type: NWPP_NucRenew
ReportingType | 2015 | 2020 | 2025 | 2030 | 2035 | 2040
BM | 0 | 0 | 0 | 0 | 0 | 0.01
CC | 0 | 0 | 0 | 0 | 0 | 0
CSP | 0 | 0 | 0 | 0 | 0 | 0
CT | 0 | 0 | 0 | 0 | 0 | 0
Coal | 0 | 0 | 0 | 0 | 0 | 0
Geo | 0 | 0 | 0.01 | 0.01 | 0.01 | 0.01
H | 0 | 0 | 0 | 0 | 0 | 0
LFG | 2.74 | 2.74 | 25.05 | 29.05 | 29.05 | 29.05
Nuc | 88.66 | 88.66 | 88.66 | 88.66 | 88.66 | 88.66
PS | 0 | 0 | 0 | 0 | 0 | 0
PV | 0 | 0 | 0 | 0 | 0 | 0
PeakG | 0 | 0 | 0 | 0 | 0 | 0
PeakO | 0 | 0 | 0 | 0 | 0 | 0
ST | 0 | 0 | 0 | 0 | 0 | 0
STOG | 0 | 0 | 0 | 0 | 0 | 0
STWD | 0 | 0.96 | 13.85 | 31.2 | 31.2 | 31.19
WT | 0.02 | 0.02 | 0.02 | 0.02 | 0.02 | 0.02
IGCC | 0 | 0 | 0 | 0 | 0 | 0
DemandResponse | 0 | 0 | 0 | 0 | 0 | 0
IGCC-CCS | 0 | 0 | 0 | 0 | 0 | 0
WT_off | 0 | 0 | 0 | 0 | 0 | 0
PseudoUnit | 0 | 0 | 0 | 0 | 0 | 0
FixedInterchange | 0 | 0 | 0 | 0 | 0 | 0
Total Fuel Consumption by Reporting Type: RMPA
ReportingType | 2015 | 2020 | 2025 | 2030 | 2035 | 2040
BM | 0 | 0 | 0 | 0 | 0 | 0
CC | 39.42 | 60.31 | 18.45 | 23.59 | 19.48 | 21.19
CSP | 0 | 0 | 0 | 0 | 0 | 0
CT | 0 | 0 | 0 | 0 | 0 | 0
Coal | 577.93 | 564.94 | 529.33 | 530.09 | 609.98 | 696.18
Geo | 0 | 0 | 0.02 | 0.02 | 0.02 | 0.02
H | 0 | 0 | 0 | 0 | 0 | 0
LFG | 0.15 | 0.15 | 0.15 | 3.26 | 3.26 | 3.26
Nuc | 0 | 0 | 0 | 0 | 0 | 0
PS | 0 | 0 | 0 | 0 | 0 | 0
PV | 0 | 0 | 0 | 0 | 0 | 0
PeakG | 0.04 | 0.16 | 0 | 0.39 | 0.06 | 0.08
PeakO | 0 | 0 | 0 | 0 | 0 | 0
ST | 0 | 0 | 0 | 0 | 0 | 0
STOG | 0 | 0 | 0 | 0 | 0 | 0
STWD | 0 | 0 | 0 | 0 | 0 | 0
WT | 0.01 | 0.01 | 0.01 | 0.01 | 0.01 | 0.01
IGCC | 0 | 0 | 0 | 0 | 0 | 0
DemandResponse | 0 | 0 | 0 | 0 | 0 | 0
IGCC-CCS | 0 | 0 | 0 | 0 | 0 | 0
WT_off | 0 | 0 | 0 | 0 | 0 | 0
PseudoUnit | 0 | 0 | 0 | 0 | 0 | 0
FixedInterchange | 0 | 0 | 0 | 0 | 0 | 0
Total Fuel Consumption by Reporting Type: SP15
ReportingType | 2015 | 2020 | 2025 | 2030 | 2035 | 2040
BM | 0.58 | 0.58 | 0.58 | 0.58 | 0.42 | 0.36
CC | 170.07 | 175.05 | 154.01 | 135.9 | 126.26 | 67.11
CSP | 0 | 0 | 0 | 0 | 0 | 0
CT | 0 | 0 | 0 | 0 | 0 | 0
Coal | 8.42 | 8.42 | 8.42 | 7.46 | 0 | 0
Geo | 0.01 | 0.02 | 0.02 | 0.02 | 0.02 | 0.02
H | 0 | 0 | 0 | 0 | 0 | 0
LFG | 0.99 | 60.8 | 60.8 | 60.8 | 60.8 | 60.8
Nuc | 173.28 | 173.28 | 173.28 | 173.28 | 173.28 | 173.28
PS | 0 | 0 | 0 | 0 | 0 | 0
PV | 0 | 0 | 0 | 0 | 0 | 0
PeakG | 0 | 0 | 0 | 0 | 0.04 | 0
PeakO | 0 | 0 | 0 | 0 | 0 | 0
ST | 0 | 0 | 0 | 0 | 0 | 0
STOG | 2.31 | 3.63 | 2.32 | 4.15 | 8.34 | 5.06
STWD | 9.59 | 9.59 | 9.59 | 9.59 | 9.59 | 9.59
WT | 0.01 | 0.01 | 0.01 | 0.01 | 0.01 | 0.01
IGCC | 0 | 0 | 0 | 0 | 0 | 0
DemandResponse | 0 | 0 | 0 | 0 | 0 | 0
IGCC-CCS | 0 | 0 | 0 | 0 | 0 | 0
WT_off | 0 | 0 | 0 | 0 | 0 | 0
PseudoUnit | 0 | 0 | 0 | 0 | 0 | 0
FixedInterchange | 0 | 0 | 0 | 0 | 0 | 0
Total Fuel Consumption by Reporting Type: ALB
ReportingType | 2015 | 2020 | 2025 | 2030 | 2035 | 2040
BM | 0 | 0 | 0 | 0 | 0 | 0
CC | 139.49 | 163.99 | 205.28 | 235.57 | 271.96 | 295.54
CSP | 0 | 0 | 0 | 0 | 0 | 0
CT | 0 | 0 | 0 | 0 | 0 | 0
Coal | 470.15 | 470.15 | 470.15 | 470.15 | 470.15 | 470.15
Geo | 0 | 0 | 0 | 0 | 0 | 0
H | 0 | 0 | 0 | 0 | 0 | 0
LFG | 0 | 0 | 0 | 0 | 0 | 0
Nuc | 0 | 0 | 0 | 0 | 0 | 0
PS | 0 | 0 | 0 | 0 | 0 | 0
PV | 0 | 0 | 0 | 0 | 0 | 0
PeakG | 0 | 0 | 0 | 0 | 0 | 0
PeakO | 0 | 0 | 0 | 0 | 0 | 0
ST | 0 | 0 | 0 | 0 | 0 | 0
STOG | 0 | 0 | 0 | 0 | 0 | 0
STWD | 0 | 0 | 0 | 0 | 0 | 0
WT | 0 | 0 | 0 | 0 | 0 | 0
IGCC | 0 | 0 | 0 | 0 | 0 | 0
DemandResponse | 0 | 0 | 0 | 0 | 0 | 0
IGCC-CCS | 0 | 0 | 0 | 0 | 0 | 0
WT_off | 0 | 0 | 0 | 0 | 0 | 0
PseudoUnit | 0 | 0 | 0 | 0 | 0 | 0
FixedInterchange | 0 | 0 | 0 | 0 | 0 | 0
Total Fuel Consumption by Reporting Type: BC
ReportingType | 2015 | 2020 | 2025 | 2030 | 2035 | 2040
BM | 0 | 0 | 0 | 0 | 0 | 0
CC | 68.76 | 77.26 | 102.43 | 135.4 | 166.42 | 199.83
CSP | 0 | 0 | 0 | 0 | 0 | 0
CT | 0 | 0 | 0 | 0 | 0 | 0
Coal | 0 | 0 | 0 | 0 | 0 | 0
Geo | 0 | 0 | 0 | 0 | 0 | 0
H | 0 | 0 | 0 | 0 | 0 | 0
LFG | 0 | 0 | 0 | 0 | 0 | 0
Nuc | 0 | 0 | 0 | 0 | 0 | 0
PS | 0 | 0 | 0 | 0 | 0 | 0
PV | 0 | 0 | 0 | 0 | 0 | 0
PeakG | 0 | 0 | 0 | 0 | 0 | 0
PeakO | 0 | 0 | 0 | 0 | 0 | 0
ST | 0 | 0 | 0 | 0 | 0 | 0
STOG | 0 | 0 | 0 | 0 | 0 | 0
STWD | 0 | 0 | 0 | 0 | 0 | 0
WT | 0 | 0 | 0 | 0 | 0 | 0
IGCC | 0 | 0 | 0 | 0 | 0 | 0
DemandResponse | 0 | 0 | 0 | 0 | 0 | 0
IGCC-CCS | 0 | 0 | 0 | 0 | 0 | 0
WT_off | 0 | 0 | 0 | 0 | 0 | 0
PseudoUnit | 0 | 0 | 0 | 0 | 0 | 0
FixedInterchange | 0 | 0 | 0 | 0 | 0 | 0
Total Fuel Consumption by Reporting Type: HQ_IESO
ReportingType | 2015 | 2020 | 2025 | 2030 | 2035 | 2040
BM | 0 | 0 | 0 | 0 | 0 | 0
CC | 0 | 0 | 0 | 0 | 0 | 0
CSP | 0 | 0 | 0 | 0 | 0 | 0
CT | 0 | 0 | 0 | 0 | 0 | 0
Coal | 0 | 0 | 0 | 0 | 0 | 0
Geo | 0 | 0 | 0 | 0 | 0 | 0
H | 0 | 0 | 0 | 0 | 0 | 0
LFG | 0 | 0 | 0 | 0 | 0 | 0
Nuc | 0 | 0 | 0 | 0 | 0 | 0
PS | 0 | 0 | 0 | 0 | 0 | 0
PV | 0 | 0 | 0 | 0 | 0 | 0
PeakG | 0 | 0 | 0 | 0 | 0 | 0
PeakO | 0 | 0 | 0 | 0 | 0 | 0
ST | 0 | 0 | 0 | 0 | 0 | 0
STOG | 0 | 0 | 0 | 0 | 0 | 0
STWD | 0 | 0 | 0 | 0 | 0 | 0
WT | 0 | 0 | 0 | 0 | 0 | 0
IGCC | 0 | 0 | 0 | 0 | 0 | 0
DemandResponse | 0 | 0 | 0 | 0 | 0 | 0
IGCC-CCS | 0 | 0 | 0 | 0 | 0 | 0
WT_off | 0 | 0 | 0 | 0 | 0 | 0
PseudoUnit | 0 | 0 | 0 | 0 | 0 | 0
FixedInterchange | 0 | 0 | 0 | 0 | 0 | 0
Total Fuel Consumption by Reporting Type: HQ_NEISO
ReportingType | 2015 | 2020 | 2025 | 2030 | 2035 | 2040
BM | 0 | 0 | 0 | 0 | 0 | 0
CC | 0 | 0 | 0 | 0 | 0 | 0
CSP | 0 | 0 | 0 | 0 | 0 | 0
CT | 0 | 0 | 0 | 0 | 0 | 0
Coal | 0 | 0 | 0 | 0 | 0 | 0
Geo | 0 | 0 | 0 | 0 | 0 | 0
H | 0 | 0 | 0 | 0 | 0 | 0
LFG | 0 | 0 | 0 | 0 | 0 | 0
Nuc | 0 | 0 | 0 | 0 | 0 | 0
PS | 0 | 0 | 0 | 0 | 0 | 0
PV | 0 | 0 | 0 | 0 | 0 | 0
PeakG | 0 | 0 | 0 | 0 | 0 | 0
PeakO | 0 | 0 | 0 | 0 | 0 | 0
ST | 0 | 0 | 0 | 0 | 0 | 0
STOG | 0 | 0 | 0 | 0 | 0 | 0
STWD | 0 | 0 | 0 | 0 | 0 | 0
WT | 0 | 0 | 0 | 0 | 0 | 0
IGCC | 0 | 0 | 0 | 0 | 0 | 0
DemandResponse | 0 | 0 | 0 | 0 | 0 | 0
IGCC-CCS | 0 | 0 | 0 | 0 | 0 | 0
WT_off | 0 | 0 | 0 | 0 | 0 | 0
PseudoUnit | 0 | 0 | 0 | 0.01 | 0.01 | 0.01
FixedInterchange | 0.02 | 0.02 | 0.02 | 0.02 | 0.02 | 0.02
Total Fuel Consumption by Reporting Type: HQ_NY
ReportingType | 2015 | 2020 | 2025 | 2030 | 2035 | 2040
BM | 0 | 0 | 0 | 0 | 0 | 0
CC | 0 | 0 | 0 | 0 | 0 | 0
CSP | 0 | 0 | 0 | 0 | 0 | 0
CT | 0 | 0 | 0 | 0 | 0 | 0
Coal | 0 | 0 | 0 | 0 | 0 | 0
Geo | 0 | 0 | 0 | 0 | 0 | 0
H | 0 | 0 | 0 | 0 | 0 | 0
LFG | 0 | 0 | 0 | 0 | 0 | 0
Nuc | 0 | 0 | 0 | 0 | 0 | 0
PS | 0 | 0 | 0 | 0 | 0 | 0
PV | 0 | 0 | 0 | 0 | 0 | 0
PeakG | 0 | 0 | 0 | 0 | 0 | 0
PeakO | 0 | 0 | 0 | 0 | 0 | 0
ST | 0 | 0 | 0 | 0 | 0 | 0
STOG | 0 | 0 | 0 | 0 | 0 | 0
STWD | 0 | 0 | 0 | 0 | 0 | 0
WT | 0 | 0 | 0 | 0 | 0 | 0
IGCC | 0 | 0 | 0 | 0 | 0 | 0
DemandResponse | 0 | 0 | 0 | 0 | 0 | 0
IGCC-CCS | 0 | 0 | 0 | 0 | 0 | 0
WT_off | 0 | 0 | 0 | 0 | 0 | 0
PseudoUnit | 0 | 0.01 | 0.01 | 0.01 | 0.01 | 0.01
FixedInterchange | 0.01 | 0.01 | 0.01 | 0.01 | 0.01 | 0.01
Total Fuel Consumption by Reporting Type: MARITIMES
ReportingType | 2015 | 2020 | 2025 | 2030 | 2035 | 2040
BM | 0 | 0 | 0 | 0 | 0 | 0
CC | 0 | 0 | 0 | 0 | 0 | 0
CSP | 0 | 0 | 0 | 0 | 0 | 0
CT | 0 | 0 | 0 | 0 | 0 | 0
Coal | 0 | 0 | 0 | 0 | 0 | 0
Geo | 0 | 0 | 0 | 0 | 0 | 0
H | 0 | 0 | 0 | 0 | 0 | 0
LFG | 0 | 0 | 0 | 0 | 0 | 0
Nuc | 0 | 0 | 0 | 0 | 0 | 0
PS | 0 | 0 | 0 | 0 | 0 | 0
PV | 0 | 0 | 0 | 0 | 0 | 0
PeakG | 0 | 0 | 0 | 0 | 0 | 0
PeakO | 0 | 0 | 0 | 0 | 0 | 0
ST | 0 | 0 | 0 | 0 | 0 | 0
STOG | 0 | 0 | 0 | 0 | 0 | 0
STWD | 0 | 0 | 0 | 0 | 0 | 0
WT | 0 | 0 | 0 | 0 | 0 | 0
IGCC | 0 | 0 | 0 | 0 | 0 | 0
DemandResponse | 0 | 0 | 0 | 0 | 0 | 0
IGCC-CCS | 0 | 0 | 0 | 0 | 0 | 0
WT_off | 0 | 0 | 0 | 0 | 0 | 0
PseudoUnit | 0 | 0 | 0 | 0 | 0 | 0
FixedInterchange | 0.01 | 0.01 | 0.01 | 0.01 | 0.01 | 0.01
Total Fuel Consumption by Reporting Type: All
ReportingType | 2015 | 2020 | 2025 | 2030 | 2035 | 2040
BM | 25.27 | 69.35 | 82.11 | 187.68 | 207.49 | 240.95
CC | 7718.11 | 8089 | 7099.63 | 6376.77 | 8161.49 | 9192
CSP | 0 | 0 | 0 | 0 | 0 | 0
CT | 10.27 | 22.45 | 26.67 | 26.64 | 53.65 | 70.01
Coal | 18368.53 | 16866.43 | 16507.56 | 16164.03 | 17194.81 | 18702.75
Geo | 0.02 | 0.04 | 0.07 | 0.07 | 0.07 | 0.07
H | 0 | 0.01 | 0.02 | 0.04 | 0.04 | 0.04
LFG | 20.69 | 230.83 | 468.63 | 546.48 | 546.52 | 546.51
Nuc | 9611.91 | 9929.34 | 9929.34 | 9808.02 | 7627.79 | 6006.59
PS | 0 | 0 | 0 | 0 | 0 | 0
PV | 0 | 0.01 | 0.01 | 0.01 | 0.01 | 0.01
PeakG | 38.47 | 49.48 | 66.02 | 57.39 | 71.47 | 59.28
PeakO | 0 | 0 | 0 | 0 | 0 | 0
ST | 0 | 0.01 | 0.01 | 0.01 | 0.01 | 0.01
STOG | 180.48 | 186.17 | 165.92 | 136.46 | 162.4 | 155.52
STWD | 132.32 | 219.77 | 179.17 | 192.89 | 202.6 | 238.08
WT | 0.18 | 0.3 | 0.57 | 0.82 | 0.86 | 0.9
IGCC | 40.45 | 40.45 | 40.45 | 40.45 | 40.45 | 40.45
DemandResponse | 0 | 0 | 0 | 0 | 0 | 0
IGCC-CCS | 0 | 0 | 0 | 0 | 0 | 0
WT_off | 0 | 0.02 | 0.04 | 0.08 | 0.07 | 0.07
PseudoUnit | 0 | 0.01 | 0.02 | 0.03 | 0.03 | 0.03
FixedInterchange | 0.04 | 0.04 | 0.04 | 0.04 | 0.04 | 0.04
Total Fuel Consumption by Reporting Type: EI_US
ReportingType | 2015 | 2020 | 2025 | 2030 | 2035 | 2040
BM | 24.69 | 66.77 | 80.25 | 7.93 | 21.68 | 43.91
CC | 4877.64 | 5186.82 | 4445.68 | 3508.04 | 5003.16 | 6017
CSP | 0 | 0 | 0 | 0 | 0 | 0
CT | 10.27 | 22.45 | 25.11 | 23.6 | 53.65 | 69.54
Coal | 14242.91 | 12658.48 | 12275.08 | 11917.35 | 12713.43 | 13441.98
Geo | 0 | 0 | 0 | 0 | 0 | 0
H | 0 | 0.01 | 0.01 | 0.01 | 0.01 | 0.01
LFG | 15.24 | 104.79 | 275.66 | 346.39 | 346.37 | 346.37
Nuc | 7357.09 | 7674.53 | 7674.53 | 7553.2 | 5457.23 | 3961.98
PS | 0 | 0 | 0 | 0 | 0 | 0
PV | 0 | 0 | 0.01 | 0.01 | 0.01 | 0.01
PeakG | 38.43 | 49.32 | 63.17 | 52.15 | 65.65 | 59.13
PeakO | 0 | 0 | 0 | 0 | 0 | 0
ST | 0 | 0 | 0 | 0 | 0 | 0
STOG | 124.65 | 125.52 | 109.62 | 84.45 | 108.71 | 109.27
STWD | 83.51 | 170 | 116.51 | 112.88 | 122.59 | 158.09
WT | 0.11 | 0.21 | 0.42 | 0.64 | 0.69 | 0.73
IGCC | 40.45 | 40.45 | 40.45 | 40.45 | 40.45 | 40.45
DemandResponse | 0 | 0 | 0 | 0 | 0 | 0
IGCC-CCS | 0 | 0 | 0 | 0 | 0 | 0
WT_off | 0 | 0.02 | 0.04 | 0.08 | 0.07 | 0.07
PseudoUnit | 0 | 0.01 | 0.02 | 0.03 | 0.03 | 0.03
FixedInterchange | 0.03 | 0.03 | 0.03 | 0.03 | 0.03 | 0.03
Total Fuel Consumption by Reporting Type: EI_Canada
ReportingType | 2015 | 2020 | 2025 | 2030 | 2035 | 2040
BM | 0 | 0 | 0 | 0 | 0 | 0
CC | 35.11 | 22.18 | 8.2 | 3.96 | 46.8 | 133.75
CSP | 0 | 0 | 0 | 0 | 0 | 0
CT | 0 | 0 | 0 | 0 | 0 | 0.47
Coal | 3.57 | 8.21 | 0.18 | 0 | 0 | 0
Geo | 0 | 0 | 0 | 0 | 0 | 0
H | 0 | 0 | 0.01 | 0.03 | 0.03 | 0.03
LFG | 1.56 | 1.56 | 1.56 | 1.56 | 1.61 | 1.61
Nuc | 1064.72 | 1064.72 | 1064.72 | 1064.72 | 980.48 | 854.53
PS | 0 | 0 | 0 | 0 | 0 | 0
PV | 0 | 0 | 0 | 0 | 0 | 0
PeakG | 0 | 0 | 0 | 0 | 0 | 0.02
PeakO | 0 | 0 | 0 | 0 | 0 | 0
ST | 0 | 0 | 0 | 0 | 0 | 0
STOG | 0.01 | 0 | 0 | 0 | 0 | 0
STWD | 0 | 0 | 0 | 0 | 0 | 0
WT | 0.01 | 0.01 | 0.01 | 0.01 | 0 | 0
IGCC | 0 | 0 | 0 | 0 | 0 | 0
DemandResponse | 0 | 0 | 0 | 0 | 0 | 0
IGCC-CCS | 0 | 0 | 0 | 0 | 0 | 0
WT_off | 0 | 0 | 0 | 0 | 0 | 0
PseudoUnit | 0 | 0 | 0 | 0 | 0 | 0
FixedInterchange | 0 | 0 | 0 | 0 | 0 | 0
Total Fuel Consumption by Reporting Type: EI
ReportingType | 2015 | 2020 | 2025 | 2030 | 2035 | 2040
BM | 24.69 | 66.77 | 80.25 | 7.93 | 21.68 | 43.91
CC | 4912.76 | 5209 | 4453.87 | 3512 | 5049.96 | 6150.75
CSP | 0 | 0 | 0 | 0 | 0 | 0
CT | 10.27 | 22.45 | 25.11 | 23.6 | 53.65 | 70.01
Coal | 14246.48 | 12666.68 | 12275.25 | 11917.35 | 12713.43 | 13441.98
Geo | 0 | 0 | 0 | 0 | 0 | 0
H | 0 | 0.01 | 0.02 | 0.04 | 0.04 | 0.04
LFG | 16.8 | 106.35 | 277.22 | 347.95 | 347.99 | 347.98
Nuc | 8421.82 | 8739.25 | 8739.25 | 8617.93 | 6437.71 | 4816.51
PS | 0 | 0 | 0 | 0 | 0 | 0
PV | 0 | 0 | 0.01 | 0.01 | 0.01 | 0.01
PeakG | 38.43 | 49.32 | 63.17 | 52.15 | 65.65 | 59.15
PeakO | 0 | 0 | 0 | 0 | 0 | 0
ST | 0 | 0 | 0 | 0 | 0 | 0
STOG | 124.65 | 125.52 | 109.62 | 84.45 | 108.71 | 109.27
STWD | 83.51 | 170 | 116.51 | 112.88 | 122.59 | 158.09
WT | 0.12 | 0.22 | 0.43 | 0.65 | 0.69 | 0.73
IGCC | 40.45 | 40.45 | 40.45 | 40.45 | 40.45 | 40.45
DemandResponse | 0 | 0 | 0 | 0 | 0 | 0
IGCC-CCS | 0 | 0 | 0 | 0 | 0 | 0
WT_off | 0 | 0.02 | 0.04 | 0.08 | 0.07 | 0.07
PseudoUnit | 0 | 0.01 | 0.02 | 0.03 | 0.03 | 0.03
FixedInterchange | 0.04 | 0.04 | 0.04 | 0.04 | 0.04 | 0.04
Total Fuel Consumption by Reporting Type: Outside_EI
ReportingType | 2015 | 2020 | 2025 | 2030 | 2035 | 2040
BM | 0.58 | 2.59 | 1.86 | 179.74 | 185.81 | 197.05
CC | 2805.36 | 2880 | 2645.76 | 2864.78 | 3111.52 | 3041.25
CSP | 0 | 0 | 0 | 0 | 0 | 0
CT | 0 | 0 | 1.56 | 3.05 | 0 | 0
Coal | 4122.05 | 4199.75 | 4232.31 | 4246.68 | 4481.39 | 5260.77
Geo | 0.02 | 0.04 | 0.07 | 0.07 | 0.07 | 0.07
H | 0 | 0 | 0 | 0 | 0 | 0
LFG | 3.89 | 124.49 | 191.41 | 198.53 | 198.53 | 198.53
Nuc | 1190.09 | 1190.09 | 1190.09 | 1190.09 | 1190.09 | 1190.09
PS | 0 | 0 | 0 | 0 | 0 | 0
PV | 0 | 0 | 0 | 0 | 0 | 0
PeakG | 0.04 | 0.16 | 2.85 | 5.24 | 5.82 | 0.13
PeakO | 0 | 0 | 0 | 0 | 0 | 0
ST | 0 | 0.01 | 0.01 | 0.01 | 0.01 | 0.01
STOG | 55.83 | 60.65 | 56.31 | 52.01 | 53.69 | 46.25
STWD | 48.8 | 49.77 | 62.66 | 80.01 | 80.01 | 80
WT | 0.06 | 0.09 | 0.14 | 0.16 | 0.17 | 0.17
IGCC | 0 | 0 | 0 | 0 | 0 | 0
DemandResponse | 0 | 0 | 0 | 0 | 0 | 0
IGCC-CCS | 0 | 0 | 0 | 0 | 0 | 0
WT_off | 0 | 0 | 0 | 0 | 0 | 0
PseudoUnit | 0 | 0 | 0 | 0 | 0 | 0
FixedInterchange | 0 | 0 | 0 | 0 | 0 | 0
#5 | Annual Emmission Levels
SO2 Emissions (MMshortTons): Entergy
ReportingType | 2015 | 2020 | 2025 | 2030 | 2035 | 2040
BM | 0 | 0 | 0 | 0 | 0 | 0
CC | 0 | 0 | 0 | 0 | 0 | 0
CSP | 0 | 0 | 0 | 0 | 0 | 0
CT | 0 | 0 | 0 | 0 | 0 | 0
Coal | 0.38 | 0.09 | 0.06 | 0.05 | 0.09 | 0.11
Geo | 0 | 0 | 0 | 0 | 0 | 0
H | 0 | 0 | 0 | 0 | 0 | 0
LFG | 0 | 0 | 0 | 0 | 0 | 0
Nuc | 0 | 0 | 0 | 0 | 0 | 0
PS | 0 | 0 | 0 | 0 | 0 | 0
PV | 0 | 0 | 0 | 0 | 0 | 0
PeakG | 0 | 0 | 0 | 0 | 0 | 0
PeakO | 0 | 0 | 0 | 0 | 0 | 0
ST | 0 | 0 | 0 | 0 | 0 | 0
STOG | 0 | 0 | 0 | 0 | 0 | 0
STWD | 0 | 0 | 0 | 0 | 0 | 0
WT | 0 | 0 | 0 | 0 | 0 | 0
IGCC | 0 | 0 | 0 | 0 | 0 | 0
DemandResponse | 0 | 0 | 0 | 0 | 0 | 0
IGCC-CCS | 0 | 0 | 0 | 0 | 0 | 0
WT_off | 0 | 0 | 0 | 0 | 0 | 0
PseudoUnit | 0 | 0 | 0 | 0 | 0 | 0
FixedInterchange | 0 | 0 | 0 | 0 | 0 | 0
SO2 Emissions (MMshortTons): FRCC
ReportingType | 2015 | 2020 | 2025 | 2030 | 2035 | 2040
BM | 0 | 0 | 0 | 0 | 0 | 0
CC | 0 | 0 | 0 | 0 | 0 | 0
CSP | 0 | 0 | 0 | 0 | 0 | 0
CT | 0 | 0 | 0 | 0 | 0 | 0
Coal | 0.07 | 0.03 | 0.03 | 0.03 | 0.04 | 0.04
Geo | 0 | 0 | 0 | 0 | 0 | 0
H | 0 | 0 | 0 | 0 | 0 | 0
LFG | 0 | 0 | 0 | 0 | 0 | 0
Nuc | 0 | 0 | 0 | 0 | 0 | 0
PS | 0 | 0 | 0 | 0 | 0 | 0
PV | 0 | 0 | 0 | 0 | 0 | 0
PeakG | 0 | 0 | 0 | 0 | 0 | 0
PeakO | 0 | 0 | 0 | 0 | 0 | 0
ST | 0 | 0 | 0 | 0 | 0 | 0
STOG | 0 | 0 | 0 | 0 | 0 | 0
STWD | 0 | 0 | 0 | 0 | 0 | 0
WT | 0 | 0 | 0 | 0 | 0 | 0
IGCC | 0 | 0 | 0 | 0 | 0 | 0
DemandResponse | 0 | 0 | 0 | 0 | 0 | 0
IGCC-CCS | 0 | 0 | 0 | 0 | 0 | 0
WT_off | 0 | 0 | 0 | 0 | 0 | 0
PseudoUnit | 0 | 0 | 0 | 0 | 0 | 0
FixedInterchange | 0 | 0 | 0 | 0 | 0 | 0
SO2 Emissions (MMshortTons): MAPP_US
ReportingType | 2015 | 2020 | 2025 | 2030 | 2035 | 2040
BM | 0 | 0 | 0 | 0 | 0 | 0
CC | 0 | 0 | 0 | 0 | 0 | 0
CSP | 0 | 0 | 0 | 0 | 0 | 0
CT | 0 | 0 | 0 | 0 | 0 | 0
Coal | 0.04 | 0.01 | 0.01 | 0.01 | 0.01 | 0.01
Geo | 0 | 0 | 0 | 0 | 0 | 0
H | 0 | 0 | 0 | 0 | 0 | 0
LFG | 0 | 0 | 0 | 0 | 0 | 0
Nuc | 0 | 0 | 0 | 0 | 0 | 0
PS | 0 | 0 | 0 | 0 | 0 | 0
PV | 0 | 0 | 0 | 0 | 0 | 0
PeakG | 0 | 0 | 0 | 0 | 0 | 0
PeakO | 0 | 0 | 0 | 0 | 0 | 0
ST | 0 | 0 | 0 | 0 | 0 | 0
STOG | 0 | 0 | 0 | 0 | 0 | 0
STWD | 0 | 0 | 0 | 0 | 0 | 0
WT | 0 | 0 | 0 | 0 | 0 | 0
IGCC | 0 | 0 | 0 | 0 | 0 | 0
DemandResponse | 0 | 0 | 0 | 0 | 0 | 0
IGCC-CCS | 0 | 0 | 0 | 0 | 0 | 0
WT_off | 0 | 0 | 0 | 0 | 0 | 0
PseudoUnit | 0 | 0 | 0 | 0 | 0 | 0
FixedInterchange | 0 | 0 | 0 | 0 | 0 | 0
SO2 Emissions (MMshortTons): MISO_IN
ReportingType | 2015 | 2020 | 2025 | 2030 | 2035 | 2040
BM | 0 | 0 | 0 | 0 | 0 | 0
CC | 0 | 0 | 0 | 0 | 0 | 0
CSP | 0 | 0 | 0 | 0 | 0 | 0
CT | 0 | 0 | 0 | 0 | 0 | 0
Coal | 0.25 | 0.14 | 0.14 | 0.13 | 0.15 | 0.16
Geo | 0 | 0 | 0 | 0 | 0 | 0
H | 0 | 0 | 0 | 0 | 0 | 0
LFG | 0 | 0 | 0 | 0 | 0 | 0
Nuc | 0 | 0 | 0 | 0 | 0 | 0
PS | 0 | 0 | 0 | 0 | 0 | 0
PV | 0 | 0 | 0 | 0 | 0 | 0
PeakG | 0 | 0 | 0 | 0 | 0 | 0
PeakO | 0 | 0 | 0 | 0 | 0 | 0
ST | 0 | 0 | 0 | 0 | 0 | 0
STOG | 0 | 0 | 0 | 0 | 0 | 0
STWD | 0 | 0 | 0 | 0 | 0 | 0
WT | 0 | 0 | 0 | 0 | 0 | 0
IGCC | 0 | 0 | 0 | 0 | 0 | 0
DemandResponse | 0 | 0 | 0 | 0 | 0 | 0
IGCC-CCS | 0 | 0 | 0 | 0 | 0 | 0
WT_off | 0 | 0 | 0 | 0 | 0 | 0
PseudoUnit | 0 | 0 | 0 | 0 | 0 | 0
FixedInterchange | 0 | 0 | 0 | 0 | 0 | 0
SO2 Emissions (MMshortTons): MISO_MI
ReportingType | 2015 | 2020 | 2025 | 2030 | 2035 | 2040
BM | 0 | 0 | 0 | 0 | 0 | 0
CC | 0 | 0 | 0 | 0 | 0 | 0
CSP | 0 | 0 | 0 | 0 | 0 | 0
CT | 0 | 0 | 0 | 0 | 0 | 0
Coal | 0.24 | 0.03 | 0.03 | 0.03 | 0.04 | 0.04
Geo | 0 | 0 | 0 | 0 | 0 | 0
H | 0 | 0 | 0 | 0 | 0 | 0
LFG | 0 | 0 | 0 | 0 | 0 | 0
Nuc | 0 | 0 | 0 | 0 | 0 | 0
PS | 0 | 0 | 0 | 0 | 0 | 0
PV | 0 | 0 | 0 | 0 | 0 | 0
PeakG | 0 | 0 | 0 | 0 | 0 | 0
PeakO | 0 | 0 | 0 | 0 | 0 | 0
ST | 0 | 0 | 0 | 0 | 0 | 0
STOG | 0 | 0 | 0 | 0 | 0 | 0
STWD | 0 | 0 | 0 | 0 | 0 | 0
WT | 0 | 0 | 0 | 0 | 0 | 0
IGCC | 0 | 0 | 0 | 0 | 0 | 0
DemandResponse | 0 | 0 | 0 | 0 | 0 | 0
IGCC-CCS | 0 | 0 | 0 | 0 | 0 | 0
WT_off | 0 | 0 | 0 | 0 | 0 | 0
PseudoUnit | 0 | 0 | 0 | 0 | 0 | 0
FixedInterchange | 0 | 0 | 0 | 0 | 0 | 0
SO2 Emissions (MMshortTons): MISO_MO-IL
ReportingType | 2015 | 2020 | 2025 | 2030 | 2035 | 2040
BM | 0 | 0 | 0 | 0 | 0 | 0
CC | 0 | 0 | 0 | 0 | 0 | 0
CSP | 0 | 0 | 0 | 0 | 0 | 0
CT | 0 | 0 | 0 | 0 | 0 | 0
Coal | 0.45 | 0.11 | 0.11 | 0.09 | 0.17 | 0.19
Geo | 0 | 0 | 0 | 0 | 0 | 0
H | 0 | 0 | 0 | 0 | 0 | 0
LFG | 0 | 0 | 0 | 0 | 0 | 0
Nuc | 0 | 0 | 0 | 0 | 0 | 0
PS | 0 | 0 | 0 | 0 | 0 | 0
PV | 0 | 0 | 0 | 0 | 0 | 0
PeakG | 0 | 0 | 0 | 0 | 0 | 0
PeakO | 0 | 0 | 0 | 0 | 0 | 0
ST | 0 | 0 | 0 | 0 | 0 | 0
STOG | 0 | 0 | 0 | 0 | 0 | 0
STWD | 0 | 0 | 0 | 0 | 0 | 0
WT | 0 | 0 | 0 | 0 | 0 | 0
IGCC | 0 | 0 | 0 | 0 | 0 | 0
DemandResponse | 0 | 0 | 0 | 0 | 0 | 0
IGCC-CCS | 0 | 0 | 0 | 0 | 0 | 0
WT_off | 0 | 0 | 0 | 0 | 0 | 0
PseudoUnit | 0 | 0 | 0 | 0 | 0 | 0
FixedInterchange | 0 | 0 | 0 | 0 | 0 | 0
SO2 Emissions (MMshortTons): MISO_W
ReportingType | 2015 | 2020 | 2025 | 2030 | 2035 | 2040
BM | 0 | 0 | 0 | 0 | 0 | 0
CC | 0 | 0 | 0 | 0 | 0 | 0
CSP | 0 | 0 | 0 | 0 | 0 | 0
CT | 0 | 0 | 0 | 0 | 0 | 0
Coal | 0.26 | 0.06 | 0.06 | 0.05 | 0.05 | 0.05
Geo | 0 | 0 | 0 | 0 | 0 | 0
H | 0 | 0 | 0 | 0 | 0 | 0
LFG | 0 | 0 | 0 | 0 | 0 | 0
Nuc | 0 | 0 | 0 | 0 | 0 | 0
PS | 0 | 0 | 0 | 0 | 0 | 0
PV | 0 | 0 | 0 | 0 | 0 | 0
PeakG | 0 | 0 | 0 | 0 | 0 | 0
PeakO | 0 | 0 | 0 | 0 | 0 | 0
ST | 0 | 0 | 0 | 0 | 0 | 0
STOG | 0 | 0 | 0 | 0 | 0 | 0
STWD | 0 | 0 | 0 | 0 | 0 | 0
WT | 0 | 0 | 0 | 0 | 0 | 0
IGCC | 0 | 0 | 0 | 0 | 0 | 0
DemandResponse | 0 | 0 | 0 | 0 | 0 | 0
IGCC-CCS | 0 | 0 | 0 | 0 | 0 | 0
WT_off | 0 | 0 | 0 | 0 | 0 | 0
PseudoUnit | 0 | 0 | 0 | 0 | 0 | 0
FixedInterchange | 0 | 0 | 0 | 0 | 0 | 0
SO2 Emissions (MMshortTons): MISO_WUMS
ReportingType | 2015 | 2020 | 2025 | 2030 | 2035 | 2040
BM | 0 | 0 | 0 | 0 | 0 | 0
CC | 0 | 0 | 0 | 0 | 0 | 0
CSP | 0 | 0 | 0 | 0 | 0 | 0
CT | 0 | 0 | 0 | 0 | 0 | 0
Coal | 0.05 | 0.01 | 0.01 | 0.01 | 0.02 | 0.02
Geo | 0 | 0 | 0 | 0 | 0 | 0
H | 0 | 0 | 0 | 0 | 0 | 0
LFG | 0 | 0 | 0 | 0 | 0 | 0
Nuc | 0 | 0 | 0 | 0 | 0 | 0
PS | 0 | 0 | 0 | 0 | 0 | 0
PV | 0 | 0 | 0 | 0 | 0 | 0
PeakG | 0 | 0 | 0 | 0 | 0 | 0
PeakO | 0 | 0 | 0 | 0 | 0 | 0
ST | 0 | 0 | 0 | 0 | 0 | 0
STOG | 0 | 0 | 0 | 0 | 0 | 0
STWD | 0 | 0 | 0 | 0 | 0 | 0
WT | 0 | 0 | 0 | 0 | 0 | 0
IGCC | 0 | 0 | 0 | 0 | 0 | 0
DemandResponse | 0 | 0 | 0 | 0 | 0 | 0
IGCC-CCS | 0 | 0 | 0 | 0 | 0 | 0
WT_off | 0 | 0 | 0 | 0 | 0 | 0
PseudoUnit | 0 | 0 | 0 | 0 | 0 | 0
FixedInterchange | 0 | 0 | 0 | 0 | 0 | 0
SO2 Emissions (MMshortTons): Nebraska
ReportingType | 2015 | 2020 | 2025 | 2030 | 2035 | 2040
BM | 0 | 0 | 0 | 0 | 0 | 0
CC | 0 | 0 | 0 | 0 | 0 | 0
CSP | 0 | 0 | 0 | 0 | 0 | 0
CT | 0 | 0 | 0 | 0 | 0 | 0
Coal | 0.1 | 0.02 | 0.01 | 0.01 | 0.01 | 0.01
Geo | 0 | 0 | 0 | 0 | 0 | 0
H | 0 | 0 | 0 | 0 | 0 | 0
LFG | 0 | 0 | 0 | 0 | 0 | 0
Nuc | 0 | 0 | 0 | 0 | 0 | 0
PS | 0 | 0 | 0 | 0 | 0 | 0
PV | 0 | 0 | 0 | 0 | 0 | 0
PeakG | 0 | 0 | 0 | 0 | 0 | 0
PeakO | 0 | 0 | 0 | 0 | 0 | 0
ST | 0 | 0 | 0 | 0 | 0 | 0
STOG | 0 | 0 | 0 | 0 | 0 | 0
STWD | 0 | 0 | 0 | 0 | 0 | 0
WT | 0 | 0 | 0 | 0 | 0 | 0
IGCC | 0 | 0 | 0 | 0 | 0 | 0
DemandResponse | 0 | 0 | 0 | 0 | 0 | 0
IGCC-CCS | 0 | 0 | 0 | 0 | 0 | 0
WT_off | 0 | 0 | 0 | 0 | 0 | 0
PseudoUnit | 0 | 0 | 0 | 0 | 0 | 0
FixedInterchange | 0 | 0 | 0 | 0 | 0 | 0
SO2 Emissions (MMshortTons): NEISO
ReportingType | 2015 | 2020 | 2025 | 2030 | 2035 | 2040
BM | 0 | 0 | 0 | 0 | 0 | 0
CC | 0 | 0 | 0 | 0 | 0 | 0
CSP | 0 | 0 | 0 | 0 | 0 | 0
CT | 0 | 0 | 0 | 0 | 0 | 0
Coal | 0 | 0 | 0 | 0 | 0 | 0
Geo | 0 | 0 | 0 | 0 | 0 | 0
H | 0 | 0 | 0 | 0 | 0 | 0
LFG | 0 | 0 | 0 | 0 | 0 | 0
Nuc | 0 | 0 | 0 | 0 | 0 | 0
PS | 0 | 0 | 0 | 0 | 0 | 0
PV | 0 | 0 | 0 | 0 | 0 | 0
PeakG | 0 | 0 | 0 | 0 | 0 | 0
PeakO | 0 | 0 | 0 | 0 | 0 | 0
ST | 0 | 0 | 0 | 0 | 0 | 0
STOG | 0 | 0 | 0 | 0 | 0 | 0
STWD | 0 | 0 | 0 | 0 | 0 | 0
WT | 0 | 0 | 0 | 0 | 0 | 0
IGCC | 0 | 0 | 0 | 0 | 0 | 0
DemandResponse | 0 | 0 | 0 | 0 | 0 | 0
IGCC-CCS | 0 | 0 | 0 | 0 | 0 | 0
WT_off | 0 | 0 | 0 | 0 | 0 | 0
PseudoUnit | 0 | 0 | 0 | 0 | 0 | 0
FixedInterchange | 0 | 0 | 0 | 0 | 0 | 0
SO2 Emissions (MMshortTons): NonRTO_Midwest
ReportingType | 2015 | 2020 | 2025 | 2030 | 2035 | 2040
BM | 0 | 0 | 0 | 0 | 0 | 0
CC | 0 | 0 | 0 | 0 | 0 | 0
CSP | 0 | 0 | 0 | 0 | 0 | 0
CT | 0 | 0 | 0 | 0 | 0 | 0
Coal | 0.13 | 0.08 | 0.09 | 0.1 | 0.11 | 0.11
Geo | 0 | 0 | 0 | 0 | 0 | 0
H | 0 | 0 | 0 | 0 | 0 | 0
LFG | 0 | 0 | 0 | 0 | 0 | 0
Nuc | 0 | 0 | 0 | 0 | 0 | 0
PS | 0 | 0 | 0 | 0 | 0 | 0
PV | 0 | 0 | 0 | 0 | 0 | 0
PeakG | 0 | 0 | 0 | 0 | 0 | 0
PeakO | 0 | 0 | 0 | 0 | 0 | 0
ST | 0 | 0 | 0 | 0 | 0 | 0
STOG | 0 | 0 | 0 | 0 | 0 | 0
STWD | 0 | 0 | 0 | 0 | 0 | 0
WT | 0 | 0 | 0 | 0 | 0 | 0
IGCC | 0 | 0 | 0 | 0 | 0 | 0
DemandResponse | 0 | 0 | 0 | 0 | 0 | 0
IGCC-CCS | 0 | 0 | 0 | 0 | 0 | 0
WT_off | 0 | 0 | 0 | 0 | 0 | 0
PseudoUnit | 0 | 0 | 0 | 0 | 0 | 0
FixedInterchange | 0 | 0 | 0 | 0 | 0 | 0
SO2 Emissions (MMshortTons): NYISO_A-F
ReportingType | 2015 | 2020 | 2025 | 2030 | 2035 | 2040
BM | 0 | 0 | 0 | 0 | 0 | 0
CC | 0 | 0 | 0 | 0 | 0 | 0
CSP | 0 | 0 | 0 | 0 | 0 | 0
CT | 0 | 0 | 0 | 0 | 0 | 0
Coal | 0 | 0 | 0 | 0 | 0 | 0
Geo | 0 | 0 | 0 | 0 | 0 | 0
H | 0 | 0 | 0 | 0 | 0 | 0
LFG | 0 | 0 | 0 | 0 | 0 | 0
Nuc | 0 | 0 | 0 | 0 | 0 | 0
PS | 0 | 0 | 0 | 0 | 0 | 0
PV | 0 | 0 | 0 | 0 | 0 | 0
PeakG | 0 | 0 | 0 | 0 | 0 | 0
PeakO | 0 | 0 | 0 | 0 | 0 | 0
ST | 0 | 0 | 0 | 0 | 0 | 0
STOG | 0 | 0 | 0 | 0 | 0 | 0
STWD | 0 | 0 | 0 | 0 | 0 | 0
WT | 0 | 0 | 0 | 0 | 0 | 0
IGCC | 0 | 0 | 0 | 0 | 0 | 0
DemandResponse | 0 | 0 | 0 | 0 | 0 | 0
IGCC-CCS | 0 | 0 | 0 | 0 | 0 | 0
WT_off | 0 | 0 | 0 | 0 | 0 | 0
PseudoUnit | 0 | 0 | 0 | 0 | 0 | 0
FixedInterchange | 0 | 0 | 0 | 0 | 0 | 0
SO2 Emissions (MMshortTons): NYISO_G-I
ReportingType | 2015 | 2020 | 2025 | 2030 | 2035 | 2040
BM | 0 | 0 | 0 | 0 | 0 | 0
CC | 0 | 0 | 0 | 0 | 0 | 0
CSP | 0 | 0 | 0 | 0 | 0 | 0
CT | 0 | 0 | 0 | 0 | 0 | 0
Coal | 0 | 0 | 0 | 0 | 0 | 0
Geo | 0 | 0 | 0 | 0 | 0 | 0
H | 0 | 0 | 0 | 0 | 0 | 0
LFG | 0 | 0 | 0 | 0 | 0 | 0
Nuc | 0 | 0 | 0 | 0 | 0 | 0
PS | 0 | 0 | 0 | 0 | 0 | 0
PV | 0 | 0 | 0 | 0 | 0 | 0
PeakG | 0 | 0 | 0 | 0 | 0 | 0
PeakO | 0 | 0 | 0 | 0 | 0 | 0
ST | 0 | 0 | 0 | 0 | 0 | 0
STOG | 0 | 0 | 0 | 0 | 0 | 0
STWD | 0 | 0 | 0 | 0 | 0 | 0
WT | 0 | 0 | 0 | 0 | 0 | 0
IGCC | 0 | 0 | 0 | 0 | 0 | 0
DemandResponse | 0 | 0 | 0 | 0 | 0 | 0
IGCC-CCS | 0 | 0 | 0 | 0 | 0 | 0
WT_off | 0 | 0 | 0 | 0 | 0 | 0
PseudoUnit | 0 | 0 | 0 | 0 | 0 | 0
FixedInterchange | 0 | 0 | 0 | 0 | 0 | 0
SO2 Emissions (MMshortTons): NYISO_J-K
ReportingType | 2015 | 2020 | 2025 | 2030 | 2035 | 2040
BM | 0 | 0 | 0 | 0 | 0 | 0
CC | 0 | 0 | 0 | 0 | 0 | 0
CSP | 0 | 0 | 0 | 0 | 0 | 0
CT | 0 | 0 | 0 | 0 | 0 | 0
Coal | 0 | 0 | 0 | 0 | 0 | 0
Geo | 0 | 0 | 0 | 0 | 0 | 0
H | 0 | 0 | 0 | 0 | 0 | 0
LFG | 0 | 0 | 0 | 0 | 0 | 0
Nuc | 0 | 0 | 0 | 0 | 0 | 0
PS | 0 | 0 | 0 | 0 | 0 | 0
PV | 0 | 0 | 0 | 0 | 0 | 0
PeakG | 0 | 0 | 0 | 0 | 0 | 0
PeakO | 0 | 0 | 0 | 0 | 0 | 0
ST | 0 | 0 | 0 | 0 | 0 | 0
STOG | 0 | 0 | 0 | 0 | 0 | 0
STWD | 0 | 0 | 0 | 0 | 0 | 0
WT | 0 | 0 | 0 | 0 | 0 | 0
IGCC | 0 | 0 | 0 | 0 | 0 | 0
DemandResponse | 0 | 0 | 0 | 0 | 0 | 0
IGCC-CCS | 0 | 0 | 0 | 0 | 0 | 0
WT_off | 0 | 0 | 0 | 0 | 0 | 0
PseudoUnit | 0 | 0 | 0 | 0 | 0 | 0
FixedInterchange | 0 | 0 | 0 | 0 | 0 | 0
SO2 Emissions (MMshortTons): PJM_E
ReportingType | 2015 | 2020 | 2025 | 2030 | 2035 | 2040
BM | 0 | 0 | 0 | 0 | 0 | 0
CC | 0 | 0 | 0 | 0 | 0 | 0
CSP | 0 | 0 | 0 | 0 | 0 | 0
CT | 0 | 0 | 0 | 0 | 0 | 0
Coal | 0 | 0 | 0 | 0 | 0 | 0
Geo | 0 | 0 | 0 | 0 | 0 | 0
H | 0 | 0 | 0 | 0 | 0 | 0
LFG | 0 | 0 | 0 | 0 | 0 | 0
Nuc | 0 | 0 | 0 | 0 | 0 | 0
PS | 0 | 0 | 0 | 0 | 0 | 0
PV | 0 | 0 | 0 | 0 | 0 | 0
PeakG | 0 | 0 | 0 | 0 | 0 | 0
PeakO | 0 | 0 | 0 | 0 | 0 | 0
ST | 0 | 0 | 0 | 0 | 0 | 0
STOG | 0 | 0 | 0 | 0 | 0 | 0
STWD | 0 | 0 | 0 | 0 | 0 | 0
WT | 0 | 0 | 0 | 0 | 0 | 0
IGCC | 0 | 0 | 0 | 0 | 0 | 0
DemandResponse | 0 | 0 | 0 | 0 | 0 | 0
IGCC-CCS | 0 | 0 | 0 | 0 | 0 | 0
WT_off | 0 | 0 | 0 | 0 | 0 | 0
PseudoUnit | 0 | 0 | 0 | 0 | 0 | 0
FixedInterchange | 0 | 0 | 0 | 0 | 0 | 0
SO2 Emissions (MMshortTons): PJM_ROM
ReportingType | 2015 | 2020 | 2025 | 2030 | 2035 | 2040
BM | 0 | 0 | 0 | 0 | 0 | 0
CC | 0 | 0 | 0 | 0 | 0 | 0
CSP | 0 | 0 | 0 | 0 | 0 | 0
CT | 0 | 0 | 0 | 0 | 0 | 0
Coal | 0.14 | 0.06 | 0.06 | 0.06 | 0.06 | 0.06
Geo | 0 | 0 | 0 | 0 | 0 | 0
H | 0 | 0 | 0 | 0 | 0 | 0
LFG | 0 | 0 | 0 | 0 | 0 | 0
Nuc | 0 | 0 | 0 | 0 | 0 | 0
PS | 0 | 0 | 0 | 0 | 0 | 0
PV | 0 | 0 | 0 | 0 | 0 | 0
PeakG | 0 | 0 | 0 | 0 | 0 | 0
PeakO | 0 | 0 | 0 | 0 | 0 | 0
ST | 0 | 0 | 0 | 0 | 0 | 0
STOG | 0 | 0 | 0 | 0 | 0 | 0
STWD | 0 | 0 | 0 | 0 | 0 | 0
WT | 0 | 0 | 0 | 0 | 0 | 0
IGCC | 0 | 0 | 0 | 0 | 0 | 0
DemandResponse | 0 | 0 | 0 | 0 | 0 | 0
IGCC-CCS | 0 | 0 | 0 | 0 | 0 | 0
WT_off | 0 | 0 | 0 | 0 | 0 | 0
PseudoUnit | 0 | 0 | 0 | 0 | 0 | 0
FixedInterchange | 0 | 0 | 0 | 0 | 0 | 0
SO2 Emissions (MMshortTons): PJM_ROR
ReportingType | 2015 | 2020 | 2025 | 2030 | 2035 | 2040
BM | 0 | 0 | 0 | 0 | 0 | 0
CC | 0 | 0 | 0 | 0 | 0 | 0
CSP | 0 | 0 | 0 | 0 | 0 | 0
CT | 0 | 0 | 0 | 0 | 0 | 0
Coal | 1.3 | 0.24 | 0.25 | 0.25 | 0.25 | 0.25
Geo | 0 | 0 | 0 | 0 | 0 | 0
H | 0 | 0 | 0 | 0 | 0 | 0
LFG | 0 | 0 | 0 | 0 | 0 | 0
Nuc | 0 | 0 | 0 | 0 | 0 | 0
PS | 0 | 0 | 0 | 0 | 0 | 0
PV | 0 | 0 | 0 | 0 | 0 | 0
PeakG | 0 | 0 | 0 | 0 | 0 | 0
PeakO | 0 | 0 | 0 | 0 | 0 | 0
ST | 0 | 0 | 0 | 0 | 0 | 0
STOG | 0 | 0 | 0 | 0 | 0 | 0
STWD | 0 | 0 | 0 | 0 | 0 | 0
WT | 0 | 0 | 0 | 0 | 0 | 0
IGCC | 0 | 0 | 0 | 0 | 0 | 0
DemandResponse | 0 | 0 | 0 | 0 | 0 | 0
IGCC-CCS | 0 | 0 | 0 | 0 | 0 | 0
WT_off | 0 | 0 | 0 | 0 | 0 | 0
PseudoUnit | 0 | 0 | 0 | 0 | 0 | 0
FixedInterchange | 0 | 0 | 0 | 0 | 0 | 0
SO2 Emissions (MMshortTons): SOCO
ReportingType | 2015 | 2020 | 2025 | 2030 | 2035 | 2040
BM | 0 | 0 | 0 | 0 | 0 | 0
CC | 0 | 0 | 0 | 0 | 0 | 0
CSP | 0 | 0 | 0 | 0 | 0 | 0
CT | 0 | 0 | 0 | 0 | 0 | 0
Coal | 0.39 | 0.18 | 0.21 | 0.22 | 0.22 | 0.19
Geo | 0 | 0 | 0 | 0 | 0 | 0
H | 0 | 0 | 0 | 0 | 0 | 0
LFG | 0 | 0 | 0 | 0 | 0 | 0
Nuc | 0 | 0 | 0 | 0 | 0 | 0
PS | 0 | 0 | 0 | 0 | 0 | 0
PV | 0 | 0 | 0 | 0 | 0 | 0
PeakG | 0 | 0 | 0 | 0 | 0 | 0
PeakO | 0 | 0 | 0 | 0 | 0 | 0
ST | 0 | 0 | 0 | 0 | 0 | 0
STOG | 0 | 0 | 0 | 0 | 0 | 0
STWD | 0 | 0 | 0 | 0 | 0 | 0
WT | 0 | 0 | 0 | 0 | 0 | 0
IGCC | 0 | 0 | 0 | 0 | 0 | 0
DemandResponse | 0 | 0 | 0 | 0 | 0 | 0
IGCC-CCS | 0 | 0 | 0 | 0 | 0 | 0
WT_off | 0 | 0 | 0 | 0 | 0 | 0
PseudoUnit | 0 | 0 | 0 | 0 | 0 | 0
FixedInterchange | 0 | 0 | 0 | 0 | 0 | 0
SO2 Emissions (MMshortTons): SPP_N
ReportingType | 2015 | 2020 | 2025 | 2030 | 2035 | 2040
BM | 0 | 0 | 0 | 0 | 0 | 0
CC | 0 | 0 | 0 | 0 | 0 | 0
CSP | 0 | 0 | 0 | 0 | 0 | 0
CT | 0 | 0 | 0 | 0 | 0 | 0
Coal | 0.08 | 0.03 | 0.02 | 0.01 | 0.02 | 0.02
Geo | 0 | 0 | 0 | 0 | 0 | 0
H | 0 | 0 | 0 | 0 | 0 | 0
LFG | 0 | 0 | 0 | 0 | 0 | 0
Nuc | 0 | 0 | 0 | 0 | 0 | 0
PS | 0 | 0 | 0 | 0 | 0 | 0
PV | 0 | 0 | 0 | 0 | 0 | 0
PeakG | 0 | 0 | 0 | 0 | 0 | 0
PeakO | 0 | 0 | 0 | 0 | 0 | 0
ST | 0 | 0 | 0 | 0 | 0 | 0
STOG | 0 | 0 | 0 | 0 | 0 | 0
STWD | 0 | 0 | 0 | 0 | 0 | 0
WT | 0 | 0 | 0 | 0 | 0 | 0
IGCC | 0 | 0 | 0 | 0 | 0 | 0
DemandResponse | 0 | 0 | 0 | 0 | 0 | 0
IGCC-CCS | 0 | 0 | 0 | 0 | 0 | 0
WT_off | 0 | 0 | 0 | 0 | 0 | 0
PseudoUnit | 0 | 0 | 0 | 0 | 0 | 0
FixedInterchange | 0 | 0 | 0 | 0 | 0 | 0
SO2 Emissions (MMshortTons): SPP_S
ReportingType | 2015 | 2020 | 2025 | 2030 | 2035 | 2040
BM | 0 | 0 | 0 | 0 | 0 | 0
CC | 0 | 0 | 0 | 0 | 0 | 0
CSP | 0 | 0 | 0 | 0 | 0 | 0
CT | 0 | 0 | 0 | 0 | 0 | 0
Coal | 0.33 | 0.09 | 0.02 | 0.02 | 0.02 | 0.03
Geo | 0 | 0 | 0 | 0 | 0 | 0
H | 0 | 0 | 0 | 0 | 0 | 0
LFG | 0 | 0 | 0 | 0 | 0 | 0
Nuc | 0 | 0 | 0 | 0 | 0 | 0
PS | 0 | 0 | 0 | 0 | 0 | 0
PV | 0 | 0 | 0 | 0 | 0 | 0
PeakG | 0 | 0 | 0 | 0 | 0 | 0
PeakO | 0 | 0 | 0 | 0 | 0 | 0
ST | 0 | 0 | 0 | 0 | 0 | 0
STOG | 0 | 0 | 0 | 0 | 0 | 0
STWD | 0 | 0 | 0 | 0 | 0 | 0
WT | 0 | 0 | 0 | 0 | 0 | 0
IGCC | 0 | 0 | 0 | 0 | 0 | 0
DemandResponse | 0 | 0 | 0 | 0 | 0 | 0
IGCC-CCS | 0 | 0 | 0 | 0 | 0 | 0
WT_off | 0 | 0 | 0 | 0 | 0 | 0
PseudoUnit | 0 | 0 | 0 | 0 | 0 | 0
FixedInterchange | 0 | 0 | 0 | 0 | 0 | 0
SO2 Emissions (MMshortTons): TVA
ReportingType | 2015 | 2020 | 2025 | 2030 | 2035 | 2040
BM | 0 | 0 | 0 | 0 | 0 | 0
CC | 0 | 0 | 0 | 0 | 0 | 0
CSP | 0 | 0 | 0 | 0 | 0 | 0
CT | 0 | 0 | 0 | 0 | 0 | 0
Coal | 0.24 | 0.11 | 0.28 | 0.26 | 0.28 | 0.29
Geo | 0 | 0 | 0 | 0 | 0 | 0
H | 0 | 0 | 0 | 0 | 0 | 0
LFG | 0 | 0 | 0 | 0 | 0 | 0
Nuc | 0 | 0 | 0 | 0 | 0 | 0
PS | 0 | 0 | 0 | 0 | 0 | 0
PV | 0 | 0 | 0 | 0 | 0 | 0
PeakG | 0 | 0 | 0 | 0 | 0 | 0
PeakO | 0 | 0 | 0 | 0 | 0 | 0
ST | 0 | 0 | 0 | 0 | 0 | 0
STOG | 0 | 0 | 0 | 0 | 0 | 0
STWD | 0 | 0 | 0 | 0 | 0 | 0
WT | 0 | 0 | 0 | 0 | 0 | 0
IGCC | 0 | 0 | 0 | 0 | 0 | 0
DemandResponse | 0 | 0 | 0 | 0 | 0 | 0
IGCC-CCS | 0 | 0 | 0 | 0 | 0 | 0
WT_off | 0 | 0 | 0 | 0 | 0 | 0
PseudoUnit | 0 | 0 | 0 | 0 | 0 | 0
FixedInterchange | 0 | 0 | 0 | 0 | 0 | 0
SO2 Emissions (MMshortTons): TVA_Transmission
ReportingType | 2015 | 2020 | 2025 | 2030 | 2035 | 2040
BM | 0 | 0 | 0 | 0 | 0 | 0
CC | 0 | 0 | 0 | 0 | 0 | 0
CSP | 0 | 0 | 0 | 0 | 0 | 0
CT | 0 | 0 | 0 | 0 | 0 | 0
Coal | 0 | 0 | 0 | 0 | 0 | 0
Geo | 0 | 0 | 0 | 0 | 0 | 0
H | 0 | 0 | 0 | 0 | 0 | 0
LFG | 0 | 0 | 0 | 0 | 0 | 0
Nuc | 0 | 0 | 0 | 0 | 0 | 0
PS | 0 | 0 | 0 | 0 | 0 | 0
PV | 0 | 0 | 0 | 0 | 0 | 0
PeakG | 0 | 0 | 0 | 0 | 0 | 0
PeakO | 0 | 0 | 0 | 0 | 0 | 0
ST | 0 | 0 | 0 | 0 | 0 | 0
STOG | 0 | 0 | 0 | 0 | 0 | 0
STWD | 0 | 0 | 0 | 0 | 0 | 0
WT | 0 | 0 | 0 | 0 | 0 | 0
IGCC | 0 | 0 | 0 | 0 | 0 | 0
DemandResponse | 0 | 0 | 0 | 0 | 0 | 0
IGCC-CCS | 0 | 0 | 0 | 0 | 0 | 0
WT_off | 0 | 0 | 0 | 0 | 0 | 0
PseudoUnit | 0 | 0 | 0 | 0 | 0 | 0
FixedInterchange | 0 | 0 | 0 | 0 | 0 | 0
SO2 Emissions (MMshortTons): VACAR
ReportingType | 2015 | 2020 | 2025 | 2030 | 2035 | 2040
BM | 0 | 0 | 0 | 0 | 0 | 0
CC | 0 | 0 | 0 | 0 | 0 | 0
CSP | 0 | 0 | 0 | 0 | 0 | 0
CT | 0 | 0 | 0 | 0 | 0 | 0
Coal | 0.15 | 0.05 | 0.06 | 0.06 | 0.08 | 0.08
Geo | 0 | 0 | 0 | 0 | 0 | 0
H | 0 | 0 | 0 | 0 | 0 | 0
LFG | 0 | 0 | 0 | 0 | 0 | 0
Nuc | 0 | 0 | 0 | 0 | 0 | 0
PS | 0 | 0 | 0 | 0 | 0 | 0
PV | 0 | 0 | 0 | 0 | 0 | 0
PeakG | 0 | 0 | 0 | 0 | 0 | 0
PeakO | 0 | 0 | 0 | 0 | 0 | 0
ST | 0 | 0 | 0 | 0 | 0 | 0
STOG | 0 | 0 | 0 | 0 | 0 | 0
STWD | 0 | 0 | 0 | 0 | 0 | 0
WT | 0 | 0 | 0 | 0 | 0 | 0
IGCC | 0 | 0 | 0 | 0 | 0 | 0
DemandResponse | 0 | 0 | 0 | 0 | 0 | 0
IGCC-CCS | 0 | 0 | 0 | 0 | 0 | 0
WT_off | 0 | 0 | 0 | 0 | 0 | 0
PseudoUnit | 0 | 0 | 0 | 0 | 0 | 0
FixedInterchange | 0 | 0 | 0 | 0 | 0 | 0
SO2 Emissions (MMshortTons): IESO
ReportingType | 2015 | 2020 | 2025 | 2030 | 2035 | 2040
BM | 0 | 0 | 0 | 0 | 0 | 0
CC | 0 | 0 | 0 | 0 | 0 | 0
CSP | 0 | 0 | 0 | 0 | 0 | 0
CT | 0 | 0 | 0 | 0 | 0 | 0
Coal | 0 | 0 | 0 | 0 | 0 | 0
Geo | 0 | 0 | 0 | 0 | 0 | 0
H | 0 | 0 | 0 | 0 | 0 | 0
LFG | 0 | 0 | 0 | 0 | 0 | 0
Nuc | 0 | 0 | 0 | 0 | 0 | 0
PS | 0 | 0 | 0 | 0 | 0 | 0
PV | 0 | 0 | 0 | 0 | 0 | 0
PeakG | 0 | 0 | 0 | 0 | 0 | 0
PeakO | 0 | 0 | 0 | 0 | 0 | 0
ST | 0 | 0 | 0 | 0 | 0 | 0
STOG | 0 | 0 | 0 | 0 | 0 | 0
STWD | 0 | 0 | 0 | 0 | 0 | 0
WT | 0 | 0 | 0 | 0 | 0 | 0
IGCC | 0 | 0 | 0 | 0 | 0 | 0
DemandResponse | 0 | 0 | 0 | 0 | 0 | 0
IGCC-CCS | 0 | 0 | 0 | 0 | 0 | 0
WT_off | 0 | 0 | 0 | 0 | 0 | 0
PseudoUnit | 0 | 0 | 0 | 0 | 0 | 0
FixedInterchange | 0 | 0 | 0 | 0 | 0 | 0
SO2 Emissions (MMshortTons): MAPP_CA
ReportingType | 2015 | 2020 | 2025 | 2030 | 2035 | 2040
BM | 0 | 0 | 0 | 0 | 0 | 0
CC | 0 | 0 | 0 | 0 | 0 | 0
CSP | 0 | 0 | 0 | 0 | 0 | 0
CT | 0 | 0 | 0 | 0 | 0 | 0
Coal | 0.01 | 0.02 | 0 | 0 | 0 | 0
Geo | 0 | 0 | 0 | 0 | 0 | 0
H | 0 | 0 | 0 | 0 | 0 | 0
LFG | 0 | 0 | 0 | 0 | 0 | 0
Nuc | 0 | 0 | 0 | 0 | 0 | 0
PS | 0 | 0 | 0 | 0 | 0 | 0
PV | 0 | 0 | 0 | 0 | 0 | 0
PeakG | 0 | 0 | 0 | 0 | 0 | 0
PeakO | 0 | 0 | 0 | 0 | 0 | 0
ST | 0 | 0 | 0 | 0 | 0 | 0
STOG | 0 | 0 | 0 | 0 | 0 | 0
STWD | 0 | 0 | 0 | 0 | 0 | 0
WT | 0 | 0 | 0 | 0 | 0 | 0
IGCC | 0 | 0 | 0 | 0 | 0 | 0
DemandResponse | 0 | 0 | 0 | 0 | 0 | 0
IGCC-CCS | 0 | 0 | 0 | 0 | 0 | 0
WT_off | 0 | 0 | 0 | 0 | 0 | 0
PseudoUnit | 0 | 0 | 0 | 0 | 0 | 0
FixedInterchange | 0 | 0 | 0 | 0 | 0 | 0
SO2 Emissions (MMshortTons): AZ_NM_SNV_Coal
ReportingType | 2015 | 2020 | 2025 | 2030 | 2035 | 2040
BM | 0 | 0 | 0 | 0 | 0 | 0
CC | 0 | 0 | 0 | 0 | 0 | 0
CSP | 0 | 0 | 0 | 0 | 0 | 0
CT | 0 | 0 | 0 | 0 | 0 | 0
Coal | 0.03 | 0.02 | 0.02 | 0.02 | 0.02 | 0.03
Geo | 0 | 0 | 0 | 0 | 0 | 0
H | 0 | 0 | 0 | 0 | 0 | 0
LFG | 0 | 0 | 0 | 0 | 0 | 0
Nuc | 0 | 0 | 0 | 0 | 0 | 0
PS | 0 | 0 | 0 | 0 | 0 | 0
PV | 0 | 0 | 0 | 0 | 0 | 0
PeakG | 0 | 0 | 0 | 0 | 0 | 0
PeakO | 0 | 0 | 0 | 0 | 0 | 0
ST | 0 | 0 | 0 | 0 | 0 | 0
STOG | 0 | 0 | 0 | 0 | 0 | 0
STWD | 0 | 0 | 0 | 0 | 0 | 0
WT | 0 | 0 | 0 | 0 | 0 | 0
IGCC | 0 | 0 | 0 | 0 | 0 | 0
DemandResponse | 0 | 0 | 0 | 0 | 0 | 0
IGCC-CCS | 0 | 0 | 0 | 0 | 0 | 0
WT_off | 0 | 0 | 0 | 0 | 0 | 0
PseudoUnit | 0 | 0 | 0 | 0 | 0 | 0
FixedInterchange | 0 | 0 | 0 | 0 | 0 | 0
SO2 Emissions (MMshortTons): AZ_NM_SNV_Gas
ReportingType | 2015 | 2020 | 2025 | 2030 | 2035 | 2040
BM | 0 | 0 | 0 | 0 | 0 | 0
CC | 0 | 0 | 0 | 0 | 0 | 0
CSP | 0 | 0 | 0 | 0 | 0 | 0
CT | 0 | 0 | 0 | 0 | 0 | 0
Coal | 0 | 0 | 0 | 0 | 0 | 0
Geo | 0 | 0 | 0 | 0 | 0 | 0
H | 0 | 0 | 0 | 0 | 0 | 0
LFG | 0 | 0 | 0 | 0 | 0 | 0
Nuc | 0 | 0 | 0 | 0 | 0 | 0
PS | 0 | 0 | 0 | 0 | 0 | 0
PV | 0 | 0 | 0 | 0 | 0 | 0
PeakG | 0 | 0 | 0 | 0 | 0 | 0
PeakO | 0 | 0 | 0 | 0 | 0 | 0
ST | 0 | 0 | 0 | 0 | 0 | 0
STOG | 0 | 0 | 0 | 0 | 0 | 0
STWD | 0 | 0 | 0 | 0 | 0 | 0
WT | 0 | 0 | 0 | 0 | 0 | 0
IGCC | 0 | 0 | 0 | 0 | 0 | 0
DemandResponse | 0 | 0 | 0 | 0 | 0 | 0
IGCC-CCS | 0 | 0 | 0 | 0 | 0 | 0
WT_off | 0 | 0 | 0 | 0 | 0 | 0
PseudoUnit | 0 | 0 | 0 | 0 | 0 | 0
FixedInterchange | 0 | 0 | 0 | 0 | 0 | 0
SO2 Emissions (MMshortTons): AZ_NM_SNV_NucRenew
ReportingType | 2015 | 2020 | 2025 | 2030 | 2035 | 2040
BM | 0 | 0 | 0 | 0 | 0 | 0
CC | 0 | 0 | 0 | 0 | 0 | 0
CSP | 0 | 0 | 0 | 0 | 0 | 0
CT | 0 | 0 | 0 | 0 | 0 | 0
Coal | 0 | 0 | 0 | 0 | 0 | 0
Geo | 0 | 0 | 0 | 0 | 0 | 0
H | 0 | 0 | 0 | 0 | 0 | 0
LFG | 0 | 0 | 0 | 0 | 0 | 0
Nuc | 0 | 0 | 0 | 0 | 0 | 0
PS | 0 | 0 | 0 | 0 | 0 | 0
PV | 0 | 0 | 0 | 0 | 0 | 0
PeakG | 0 | 0 | 0 | 0 | 0 | 0
PeakO | 0 | 0 | 0 | 0 | 0 | 0
ST | 0 | 0 | 0 | 0 | 0 | 0
STOG | 0 | 0 | 0 | 0 | 0 | 0
STWD | 0 | 0 | 0 | 0 | 0 | 0
WT | 0 | 0 | 0 | 0 | 0 | 0
IGCC | 0 | 0 | 0 | 0 | 0 | 0
DemandResponse | 0 | 0 | 0 | 0 | 0 | 0
IGCC-CCS | 0 | 0 | 0 | 0 | 0 | 0
WT_off | 0 | 0 | 0 | 0 | 0 | 0
PseudoUnit | 0 | 0 | 0 | 0 | 0 | 0
FixedInterchange | 0 | 0 | 0 | 0 | 0 | 0
SO2 Emissions (MMshortTons): ERCOT
ReportingType | 2015 | 2020 | 2025 | 2030 | 2035 | 2040
BM | 0 | 0 | 0 | 0 | 0 | 0
CC | 0 | 0 | 0 | 0 | 0 | 0
CSP | 0 | 0 | 0 | 0 | 0 | 0
CT | 0 | 0 | 0 | 0 | 0 | 0
Coal | 0.21 | 0.07 | 0.08 | 0.08 | 0.08 | 0.08
Geo | 0 | 0 | 0 | 0 | 0 | 0
H | 0 | 0 | 0 | 0 | 0 | 0
LFG | 0 | 0 | 0 | 0 | 0 | 0
Nuc | 0 | 0 | 0 | 0 | 0 | 0
PS | 0 | 0 | 0 | 0 | 0 | 0
PV | 0 | 0 | 0 | 0 | 0 | 0
PeakG | 0 | 0 | 0 | 0 | 0 | 0
PeakO | 0 | 0 | 0 | 0 | 0 | 0
ST | 0 | 0 | 0 | 0 | 0 | 0
STOG | 0 | 0 | 0 | 0 | 0 | 0
STWD | 0 | 0 | 0 | 0 | 0 | 0
WT | 0 | 0 | 0 | 0 | 0 | 0
IGCC | 0 | 0 | 0 | 0 | 0 | 0
DemandResponse | 0 | 0 | 0 | 0 | 0 | 0
IGCC-CCS | 0 | 0 | 0 | 0 | 0 | 0
WT_off | 0 | 0 | 0 | 0 | 0 | 0
PseudoUnit | 0 | 0 | 0 | 0 | 0 | 0
FixedInterchange | 0 | 0 | 0 | 0 | 0 | 0
SO2 Emissions (MMshortTons): NP15
ReportingType | 2015 | 2020 | 2025 | 2030 | 2035 | 2040
BM | 0 | 0 | 0 | 0 | 0 | 0
CC | 0 | 0 | 0 | 0 | 0 | 0
CSP | 0 | 0 | 0 | 0 | 0 | 0
CT | 0 | 0 | 0 | 0 | 0 | 0
Coal | 0 | 0 | 0 | 0 | 0 | 0
Geo | 0 | 0 | 0 | 0 | 0 | 0
H | 0 | 0 | 0 | 0 | 0 | 0
LFG | 0 | 0 | 0 | 0 | 0 | 0
Nuc | 0 | 0 | 0 | 0 | 0 | 0
PS | 0 | 0 | 0 | 0 | 0 | 0
PV | 0 | 0 | 0 | 0 | 0 | 0
PeakG | 0 | 0 | 0 | 0 | 0 | 0
PeakO | 0 | 0 | 0 | 0 | 0 | 0
ST | 0 | 0 | 0 | 0 | 0 | 0
STOG | 0 | 0 | 0 | 0 | 0 | 0
STWD | 0 | 0 | 0 | 0 | 0 | 0
WT | 0 | 0 | 0 | 0 | 0 | 0
IGCC | 0 | 0 | 0 | 0 | 0 | 0
DemandResponse | 0 | 0 | 0 | 0 | 0 | 0
IGCC-CCS | 0 | 0 | 0 | 0 | 0 | 0
WT_off | 0 | 0 | 0 | 0 | 0 | 0
PseudoUnit | 0 | 0 | 0 | 0 | 0 | 0
FixedInterchange | 0 | 0 | 0 | 0 | 0 | 0
SO2 Emissions (MMshortTons): NWPP_Coal
ReportingType | 2015 | 2020 | 2025 | 2030 | 2035 | 2040
BM | 0 | 0 | 0 | 0 | 0 | 0
CC | 0 | 0 | 0 | 0 | 0 | 0
CSP | 0 | 0 | 0 | 0 | 0 | 0
CT | 0 | 0 | 0 | 0 | 0 | 0
Coal | 0.09 | 0.05 | 0.05 | 0.05 | 0.05 | 0.05
Geo | 0 | 0 | 0 | 0 | 0 | 0
H | 0 | 0 | 0 | 0 | 0 | 0
LFG | 0 | 0 | 0 | 0 | 0 | 0
Nuc | 0 | 0 | 0 | 0 | 0 | 0
PS | 0 | 0 | 0 | 0 | 0 | 0
PV | 0 | 0 | 0 | 0 | 0 | 0
PeakG | 0 | 0 | 0 | 0 | 0 | 0
PeakO | 0 | 0 | 0 | 0 | 0 | 0
ST | 0 | 0 | 0 | 0 | 0 | 0
STOG | 0 | 0 | 0 | 0 | 0 | 0
STWD | 0 | 0 | 0 | 0 | 0 | 0
WT | 0 | 0 | 0 | 0 | 0 | 0
IGCC | 0 | 0 | 0 | 0 | 0 | 0
DemandResponse | 0 | 0 | 0 | 0 | 0 | 0
IGCC-CCS | 0 | 0 | 0 | 0 | 0 | 0
WT_off | 0 | 0 | 0 | 0 | 0 | 0
PseudoUnit | 0 | 0 | 0 | 0 | 0 | 0
FixedInterchange | 0 | 0 | 0 | 0 | 0 | 0
SO2 Emissions (MMshortTons): NWPP_Gas
ReportingType | 2015 | 2020 | 2025 | 2030 | 2035 | 2040
BM | 0 | 0 | 0 | 0 | 0 | 0
CC | 0 | 0 | 0 | 0 | 0 | 0
CSP | 0 | 0 | 0 | 0 | 0 | 0
CT | 0 | 0 | 0 | 0 | 0 | 0
Coal | 0 | 0 | 0 | 0 | 0 | 0
Geo | 0 | 0 | 0 | 0 | 0 | 0
H | 0 | 0 | 0 | 0 | 0 | 0
LFG | 0 | 0 | 0 | 0 | 0 | 0
Nuc | 0 | 0 | 0 | 0 | 0 | 0
PS | 0 | 0 | 0 | 0 | 0 | 0
PV | 0 | 0 | 0 | 0 | 0 | 0
PeakG | 0 | 0 | 0 | 0 | 0 | 0
PeakO | 0 | 0 | 0 | 0 | 0 | 0
ST | 0 | 0 | 0 | 0 | 0 | 0
STOG | 0 | 0 | 0 | 0 | 0 | 0
STWD | 0 | 0 | 0 | 0 | 0 | 0
WT | 0 | 0 | 0 | 0 | 0 | 0
IGCC | 0 | 0 | 0 | 0 | 0 | 0
DemandResponse | 0 | 0 | 0 | 0 | 0 | 0
IGCC-CCS | 0 | 0 | 0 | 0 | 0 | 0
WT_off | 0 | 0 | 0 | 0 | 0 | 0
PseudoUnit | 0 | 0 | 0 | 0 | 0 | 0
FixedInterchange | 0 | 0 | 0 | 0 | 0 | 0
SO2 Emissions (MMshortTons): NWPP_NucRenew
ReportingType | 2015 | 2020 | 2025 | 2030 | 2035 | 2040
BM | 0 | 0 | 0 | 0 | 0 | 0
CC | 0 | 0 | 0 | 0 | 0 | 0
CSP | 0 | 0 | 0 | 0 | 0 | 0
CT | 0 | 0 | 0 | 0 | 0 | 0
Coal | 0 | 0 | 0 | 0 | 0 | 0
Geo | 0 | 0 | 0 | 0 | 0 | 0
H | 0 | 0 | 0 | 0 | 0 | 0
LFG | 0 | 0 | 0 | 0 | 0 | 0
Nuc | 0 | 0 | 0 | 0 | 0 | 0
PS | 0 | 0 | 0 | 0 | 0 | 0
PV | 0 | 0 | 0 | 0 | 0 | 0
PeakG | 0 | 0 | 0 | 0 | 0 | 0
PeakO | 0 | 0 | 0 | 0 | 0 | 0
ST | 0 | 0 | 0 | 0 | 0 | 0
STOG | 0 | 0 | 0 | 0 | 0 | 0
STWD | 0 | 0 | 0 | 0 | 0 | 0
WT | 0 | 0 | 0 | 0 | 0 | 0
IGCC | 0 | 0 | 0 | 0 | 0 | 0
DemandResponse | 0 | 0 | 0 | 0 | 0 | 0
IGCC-CCS | 0 | 0 | 0 | 0 | 0 | 0
WT_off | 0 | 0 | 0 | 0 | 0 | 0
PseudoUnit | 0 | 0 | 0 | 0 | 0 | 0
FixedInterchange | 0 | 0 | 0 | 0 | 0 | 0
SO2 Emissions (MMshortTons): RMPA
ReportingType | 2015 | 2020 | 2025 | 2030 | 2035 | 2040
BM | 0 | 0 | 0 | 0 | 0 | 0
CC | 0 | 0 | 0 | 0 | 0 | 0
CSP | 0 | 0 | 0 | 0 | 0 | 0
CT | 0 | 0 | 0 | 0 | 0 | 0
Coal | 0.06 | 0.03 | 0.03 | 0.03 | 0.03 | 0.03
Geo | 0 | 0 | 0 | 0 | 0 | 0
H | 0 | 0 | 0 | 0 | 0 | 0
LFG | 0 | 0 | 0 | 0 | 0 | 0
Nuc | 0 | 0 | 0 | 0 | 0 | 0
PS | 0 | 0 | 0 | 0 | 0 | 0
PV | 0 | 0 | 0 | 0 | 0 | 0
PeakG | 0 | 0 | 0 | 0 | 0 | 0
PeakO | 0 | 0 | 0 | 0 | 0 | 0
ST | 0 | 0 | 0 | 0 | 0 | 0
STOG | 0 | 0 | 0 | 0 | 0 | 0
STWD | 0 | 0 | 0 | 0 | 0 | 0
WT | 0 | 0 | 0 | 0 | 0 | 0
IGCC | 0 | 0 | 0 | 0 | 0 | 0
DemandResponse | 0 | 0 | 0 | 0 | 0 | 0
IGCC-CCS | 0 | 0 | 0 | 0 | 0 | 0
WT_off | 0 | 0 | 0 | 0 | 0 | 0
PseudoUnit | 0 | 0 | 0 | 0 | 0 | 0
FixedInterchange | 0 | 0 | 0 | 0 | 0 | 0
SO2 Emissions (MMshortTons): SP15
ReportingType | 2015 | 2020 | 2025 | 2030 | 2035 | 2040
BM | 0 | 0 | 0 | 0 | 0 | 0
CC | 0 | 0 | 0 | 0 | 0 | 0
CSP | 0 | 0 | 0 | 0 | 0 | 0
CT | 0 | 0 | 0 | 0 | 0 | 0
Coal | 0 | 0 | 0 | 0 | 0 | 0
Geo | 0 | 0 | 0 | 0 | 0 | 0
H | 0 | 0 | 0 | 0 | 0 | 0
LFG | 0 | 0 | 0 | 0 | 0 | 0
Nuc | 0 | 0 | 0 | 0 | 0 | 0
PS | 0 | 0 | 0 | 0 | 0 | 0
PV | 0 | 0 | 0 | 0 | 0 | 0
PeakG | 0 | 0 | 0 | 0 | 0 | 0
PeakO | 0 | 0 | 0 | 0 | 0 | 0
ST | 0 | 0 | 0 | 0 | 0 | 0
STOG | 0 | 0 | 0 | 0 | 0 | 0
STWD | 0 | 0 | 0 | 0 | 0 | 0
WT | 0 | 0 | 0 | 0 | 0 | 0
IGCC | 0 | 0 | 0 | 0 | 0 | 0
DemandResponse | 0 | 0 | 0 | 0 | 0 | 0
IGCC-CCS | 0 | 0 | 0 | 0 | 0 | 0
WT_off | 0 | 0 | 0 | 0 | 0 | 0
PseudoUnit | 0 | 0 | 0 | 0 | 0 | 0
FixedInterchange | 0 | 0 | 0 | 0 | 0 | 0
SO2 Emissions (MMshortTons): ALB
ReportingType | 2015 | 2020 | 2025 | 2030 | 2035 | 2040
BM | 0 | 0 | 0 | 0 | 0 | 0
CC | 0 | 0 | 0 | 0 | 0 | 0
CSP | 0 | 0 | 0 | 0 | 0 | 0
CT | 0 | 0 | 0 | 0 | 0 | 0
Coal | 0.16 | 0.14 | 0.14 | 0.14 | 0.14 | 0.14
Geo | 0 | 0 | 0 | 0 | 0 | 0
H | 0 | 0 | 0 | 0 | 0 | 0
LFG | 0 | 0 | 0 | 0 | 0 | 0
Nuc | 0 | 0 | 0 | 0 | 0 | 0
PS | 0 | 0 | 0 | 0 | 0 | 0
PV | 0 | 0 | 0 | 0 | 0 | 0
PeakG | 0 | 0 | 0 | 0 | 0 | 0
PeakO | 0 | 0 | 0 | 0 | 0 | 0
ST | 0 | 0 | 0 | 0 | 0 | 0
STOG | 0 | 0 | 0 | 0 | 0 | 0
STWD | 0 | 0 | 0 | 0 | 0 | 0
WT | 0 | 0 | 0 | 0 | 0 | 0
IGCC | 0 | 0 | 0 | 0 | 0 | 0
DemandResponse | 0 | 0 | 0 | 0 | 0 | 0
IGCC-CCS | 0 | 0 | 0 | 0 | 0 | 0
WT_off | 0 | 0 | 0 | 0 | 0 | 0
PseudoUnit | 0 | 0 | 0 | 0 | 0 | 0
FixedInterchange | 0 | 0 | 0 | 0 | 0 | 0
SO2 Emissions (MMshortTons): BC
ReportingType | 2015 | 2020 | 2025 | 2030 | 2035 | 2040
BM | 0 | 0 | 0 | 0 | 0 | 0
CC | 0 | 0 | 0 | 0 | 0 | 0
CSP | 0 | 0 | 0 | 0 | 0 | 0
CT | 0 | 0 | 0 | 0 | 0 | 0
Coal | 0 | 0 | 0 | 0 | 0 | 0
Geo | 0 | 0 | 0 | 0 | 0 | 0
H | 0 | 0 | 0 | 0 | 0 | 0
LFG | 0 | 0 | 0 | 0 | 0 | 0
Nuc | 0 | 0 | 0 | 0 | 0 | 0
PS | 0 | 0 | 0 | 0 | 0 | 0
PV | 0 | 0 | 0 | 0 | 0 | 0
PeakG | 0 | 0 | 0 | 0 | 0 | 0
PeakO | 0 | 0 | 0 | 0 | 0 | 0
ST | 0 | 0 | 0 | 0 | 0 | 0
STOG | 0 | 0 | 0 | 0 | 0 | 0
STWD | 0 | 0 | 0 | 0 | 0 | 0
WT | 0 | 0 | 0 | 0 | 0 | 0
IGCC | 0 | 0 | 0 | 0 | 0 | 0
DemandResponse | 0 | 0 | 0 | 0 | 0 | 0
IGCC-CCS | 0 | 0 | 0 | 0 | 0 | 0
WT_off | 0 | 0 | 0 | 0 | 0 | 0
PseudoUnit | 0 | 0 | 0 | 0 | 0 | 0
FixedInterchange | 0 | 0 | 0 | 0 | 0 | 0
SO2 Emissions (MMshortTons): HQ_IESO
ReportingType | 2015 | 2020 | 2025 | 2030 | 2035 | 2040
BM | 0 | 0 | 0 | 0 | 0 | 0
CC | 0 | 0 | 0 | 0 | 0 | 0
CSP | 0 | 0 | 0 | 0 | 0 | 0
CT | 0 | 0 | 0 | 0 | 0 | 0
Coal | 0 | 0 | 0 | 0 | 0 | 0
Geo | 0 | 0 | 0 | 0 | 0 | 0
H | 0 | 0 | 0 | 0 | 0 | 0
LFG | 0 | 0 | 0 | 0 | 0 | 0
Nuc | 0 | 0 | 0 | 0 | 0 | 0
PS | 0 | 0 | 0 | 0 | 0 | 0
PV | 0 | 0 | 0 | 0 | 0 | 0
PeakG | 0 | 0 | 0 | 0 | 0 | 0
PeakO | 0 | 0 | 0 | 0 | 0 | 0
ST | 0 | 0 | 0 | 0 | 0 | 0
STOG | 0 | 0 | 0 | 0 | 0 | 0
STWD | 0 | 0 | 0 | 0 | 0 | 0
WT | 0 | 0 | 0 | 0 | 0 | 0
IGCC | 0 | 0 | 0 | 0 | 0 | 0
DemandResponse | 0 | 0 | 0 | 0 | 0 | 0
IGCC-CCS | 0 | 0 | 0 | 0 | 0 | 0
WT_off | 0 | 0 | 0 | 0 | 0 | 0
PseudoUnit | 0 | 0 | 0 | 0 | 0 | 0
FixedInterchange | 0 | 0 | 0 | 0 | 0 | 0
SO2 Emissions (MMshortTons): HQ_NEISO
ReportingType | 2015 | 2020 | 2025 | 2030 | 2035 | 2040
BM | 0 | 0 | 0 | 0 | 0 | 0
CC | 0 | 0 | 0 | 0 | 0 | 0
CSP | 0 | 0 | 0 | 0 | 0 | 0
CT | 0 | 0 | 0 | 0 | 0 | 0
Coal | 0 | 0 | 0 | 0 | 0 | 0
Geo | 0 | 0 | 0 | 0 | 0 | 0
H | 0 | 0 | 0 | 0 | 0 | 0
LFG | 0 | 0 | 0 | 0 | 0 | 0
Nuc | 0 | 0 | 0 | 0 | 0 | 0
PS | 0 | 0 | 0 | 0 | 0 | 0
PV | 0 | 0 | 0 | 0 | 0 | 0
PeakG | 0 | 0 | 0 | 0 | 0 | 0
PeakO | 0 | 0 | 0 | 0 | 0 | 0
ST | 0 | 0 | 0 | 0 | 0 | 0
STOG | 0 | 0 | 0 | 0 | 0 | 0
STWD | 0 | 0 | 0 | 0 | 0 | 0
WT | 0 | 0 | 0 | 0 | 0 | 0
IGCC | 0 | 0 | 0 | 0 | 0 | 0
DemandResponse | 0 | 0 | 0 | 0 | 0 | 0
IGCC-CCS | 0 | 0 | 0 | 0 | 0 | 0
WT_off | 0 | 0 | 0 | 0 | 0 | 0
PseudoUnit | 0 | 0 | 0 | 0 | 0 | 0
FixedInterchange | 0 | 0 | 0 | 0 | 0 | 0
SO2 Emissions (MMshortTons): HQ_NY
ReportingType | 2015 | 2020 | 2025 | 2030 | 2035 | 2040
BM | 0 | 0 | 0 | 0 | 0 | 0
CC | 0 | 0 | 0 | 0 | 0 | 0
CSP | 0 | 0 | 0 | 0 | 0 | 0
CT | 0 | 0 | 0 | 0 | 0 | 0
Coal | 0 | 0 | 0 | 0 | 0 | 0
Geo | 0 | 0 | 0 | 0 | 0 | 0
H | 0 | 0 | 0 | 0 | 0 | 0
LFG | 0 | 0 | 0 | 0 | 0 | 0
Nuc | 0 | 0 | 0 | 0 | 0 | 0
PS | 0 | 0 | 0 | 0 | 0 | 0
PV | 0 | 0 | 0 | 0 | 0 | 0
PeakG | 0 | 0 | 0 | 0 | 0 | 0
PeakO | 0 | 0 | 0 | 0 | 0 | 0
ST | 0 | 0 | 0 | 0 | 0 | 0
STOG | 0 | 0 | 0 | 0 | 0 | 0
STWD | 0 | 0 | 0 | 0 | 0 | 0
WT | 0 | 0 | 0 | 0 | 0 | 0
IGCC | 0 | 0 | 0 | 0 | 0 | 0
DemandResponse | 0 | 0 | 0 | 0 | 0 | 0
IGCC-CCS | 0 | 0 | 0 | 0 | 0 | 0
WT_off | 0 | 0 | 0 | 0 | 0 | 0
PseudoUnit | 0 | 0 | 0 | 0 | 0 | 0
FixedInterchange | 0 | 0 | 0 | 0 | 0 | 0
SO2 Emissions (MMshortTons): MARITIMES
ReportingType | 2015 | 2020 | 2025 | 2030 | 2035 | 2040
BM | 0 | 0 | 0 | 0 | 0 | 0
CC | 0 | 0 | 0 | 0 | 0 | 0
CSP | 0 | 0 | 0 | 0 | 0 | 0
CT | 0 | 0 | 0 | 0 | 0 | 0
Coal | 0 | 0 | 0 | 0 | 0 | 0
Geo | 0 | 0 | 0 | 0 | 0 | 0
H | 0 | 0 | 0 | 0 | 0 | 0
LFG | 0 | 0 | 0 | 0 | 0 | 0
Nuc | 0 | 0 | 0 | 0 | 0 | 0
PS | 0 | 0 | 0 | 0 | 0 | 0
PV | 0 | 0 | 0 | 0 | 0 | 0
PeakG | 0 | 0 | 0 | 0 | 0 | 0
PeakO | 0 | 0 | 0 | 0 | 0 | 0
ST | 0 | 0 | 0 | 0 | 0 | 0
STOG | 0 | 0 | 0 | 0 | 0 | 0
STWD | 0 | 0 | 0 | 0 | 0 | 0
WT | 0 | 0 | 0 | 0 | 0 | 0
IGCC | 0 | 0 | 0 | 0 | 0 | 0
DemandResponse | 0 | 0 | 0 | 0 | 0 | 0
IGCC-CCS | 0 | 0 | 0 | 0 | 0 | 0
WT_off | 0 | 0 | 0 | 0 | 0 | 0
PseudoUnit | 0 | 0 | 0 | 0 | 0 | 0
FixedInterchange | 0 | 0 | 0 | 0 | 0 | 0
SO2 Emissions (MMshortTons): All
ReportingType | 2015 | 2020 | 2025 | 2030 | 2035 | 2040
BM | 0 | 0 | 0 | 0 | 0 | 0
CC | 0 | 0 | 0 | 0 | 0 | 0
CSP | 0 | 0 | 0 | 0 | 0 | 0
CT | 0 | 0 | 0 | 0 | 0 | 0
Coal | 5.15 | 1.68 | 1.77 | 1.7 | 1.93 | 2
Geo | 0 | 0 | 0 | 0 | 0 | 0
H | 0 | 0 | 0 | 0 | 0 | 0
LFG | 0 | 0 | 0 | 0 | 0 | 0
Nuc | 0 | 0 | 0 | 0 | 0 | 0
PS | 0 | 0 | 0 | 0 | 0 | 0
PV | 0 | 0 | 0 | 0 | 0 | 0
PeakG | 0 | 0 | 0 | 0 | 0 | 0
PeakO | 0 | 0 | 0 | 0 | 0 | 0
ST | 0 | 0 | 0 | 0 | 0 | 0
STOG | 0 | 0 | 0 | 0 | 0 | 0
STWD | 0 | 0 | 0 | 0 | 0 | 0
WT | 0 | 0 | 0 | 0 | 0 | 0
IGCC | 0 | 0 | 0 | 0 | 0 | 0
DemandResponse | 0 | 0 | 0 | 0 | 0 | 0
IGCC-CCS | 0 | 0 | 0 | 0 | 0 | 0
WT_off | 0 | 0 | 0 | 0 | 0 | 0
PseudoUnit | 0 | 0 | 0 | 0 | 0 | 0
FixedInterchange | 0 | 0 | 0 | 0 | 0 | 0
SO2 Emissions (MMshortTons): EI_US
ReportingType | 2015 | 2020 | 2025 | 2030 | 2035 | 2040
BM | 0 | 0 | 0 | 0 | 0 | 0
CC | 0 | 0 | 0 | 0 | 0 | 0
CSP | 0 | 0 | 0 | 0 | 0 | 0
CT | 0 | 0 | 0 | 0 | 0 | 0
Coal | 4.6 | 1.34 | 1.45 | 1.38 | 1.6 | 1.66
Geo | 0 | 0 | 0 | 0 | 0 | 0
H | 0 | 0 | 0 | 0 | 0 | 0
LFG | 0 | 0 | 0 | 0 | 0 | 0
Nuc | 0 | 0 | 0 | 0 | 0 | 0
PS | 0 | 0 | 0 | 0 | 0 | 0
PV | 0 | 0 | 0 | 0 | 0 | 0
PeakG | 0 | 0 | 0 | 0 | 0 | 0
PeakO | 0 | 0 | 0 | 0 | 0 | 0
ST | 0 | 0 | 0 | 0 | 0 | 0
STOG | 0 | 0 | 0 | 0 | 0 | 0
STWD | 0 | 0 | 0 | 0 | 0 | 0
WT | 0 | 0 | 0 | 0 | 0 | 0
IGCC | 0 | 0 | 0 | 0 | 0 | 0
DemandResponse | 0 | 0 | 0 | 0 | 0 | 0
IGCC-CCS | 0 | 0 | 0 | 0 | 0 | 0
WT_off | 0 | 0 | 0 | 0 | 0 | 0
PseudoUnit | 0 | 0 | 0 | 0 | 0 | 0
FixedInterchange | 0 | 0 | 0 | 0 | 0 | 0
SO2 Emissions (MMshortTons): EI_Canada
ReportingType | 2015 | 2020 | 2025 | 2030 | 2035 | 2040
BM | 0 | 0 | 0 | 0 | 0 | 0
CC | 0 | 0 | 0 | 0 | 0 | 0
CSP | 0 | 0 | 0 | 0 | 0 | 0
CT | 0 | 0 | 0 | 0 | 0 | 0
Coal | 0.01 | 0.02 | 0 | 0 | 0 | 0
Geo | 0 | 0 | 0 | 0 | 0 | 0
H | 0 | 0 | 0 | 0 | 0 | 0
LFG | 0 | 0 | 0 | 0 | 0 | 0
Nuc | 0 | 0 | 0 | 0 | 0 | 0
PS | 0 | 0 | 0 | 0 | 0 | 0
PV | 0 | 0 | 0 | 0 | 0 | 0
PeakG | 0 | 0 | 0 | 0 | 0 | 0
PeakO | 0 | 0 | 0 | 0 | 0 | 0
ST | 0 | 0 | 0 | 0 | 0 | 0
STOG | 0 | 0 | 0 | 0 | 0 | 0
STWD | 0 | 0 | 0 | 0 | 0 | 0
WT | 0 | 0 | 0 | 0 | 0 | 0
IGCC | 0 | 0 | 0 | 0 | 0 | 0
DemandResponse | 0 | 0 | 0 | 0 | 0 | 0
IGCC-CCS | 0 | 0 | 0 | 0 | 0 | 0
WT_off | 0 | 0 | 0 | 0 | 0 | 0
PseudoUnit | 0 | 0 | 0 | 0 | 0 | 0
FixedInterchange | 0 | 0 | 0 | 0 | 0 | 0
SO2 Emissions (MMshortTons): EI
ReportingType | 2015 | 2020 | 2025 | 2030 | 2035 | 2040
BM | 0 | 0 | 0 | 0 | 0 | 0
CC | 0 | 0 | 0 | 0 | 0 | 0
CSP | 0 | 0 | 0 | 0 | 0 | 0
CT | 0 | 0 | 0 | 0 | 0 | 0
Coal | 4.6 | 1.36 | 1.45 | 1.38 | 1.6 | 1.66
Geo | 0 | 0 | 0 | 0 | 0 | 0
H | 0 | 0 | 0 | 0 | 0 | 0
LFG | 0 | 0 | 0 | 0 | 0 | 0
Nuc | 0 | 0 | 0 | 0 | 0 | 0
PS | 0 | 0 | 0 | 0 | 0 | 0
PV | 0 | 0 | 0 | 0 | 0 | 0
PeakG | 0 | 0 | 0 | 0 | 0 | 0
PeakO | 0 | 0 | 0 | 0 | 0 | 0
ST | 0 | 0 | 0 | 0 | 0 | 0
STOG | 0 | 0 | 0 | 0 | 0 | 0
STWD | 0 | 0 | 0 | 0 | 0 | 0
WT | 0 | 0 | 0 | 0 | 0 | 0
IGCC | 0 | 0 | 0 | 0 | 0 | 0
DemandResponse | 0 | 0 | 0 | 0 | 0 | 0
IGCC-CCS | 0 | 0 | 0 | 0 | 0 | 0
WT_off | 0 | 0 | 0 | 0 | 0 | 0
PseudoUnit | 0 | 0 | 0 | 0 | 0 | 0
FixedInterchange | 0 | 0 | 0 | 0 | 0 | 0
SO2 Emissions (MMshortTons): Outside_EI
ReportingType | 2015 | 2020 | 2025 | 2030 | 2035 | 2040
BM | 0 | 0 | 0 | 0 | 0 | 0
CC | 0 | 0 | 0 | 0 | 0 | 0
CSP | 0 | 0 | 0 | 0 | 0 | 0
CT | 0 | 0 | 0 | 0 | 0 | 0
Coal | 0.54 | 0.32 | 0.32 | 0.32 | 0.33 | 0.33
Geo | 0 | 0 | 0 | 0 | 0 | 0
H | 0 | 0 | 0 | 0 | 0 | 0
LFG | 0 | 0 | 0 | 0 | 0 | 0
Nuc | 0 | 0 | 0 | 0 | 0 | 0
PS | 0 | 0 | 0 | 0 | 0 | 0
PV | 0 | 0 | 0 | 0 | 0 | 0
PeakG | 0 | 0 | 0 | 0 | 0 | 0
PeakO | 0 | 0 | 0 | 0 | 0 | 0
ST | 0 | 0 | 0 | 0 | 0 | 0
STOG | 0 | 0 | 0 | 0 | 0 | 0
STWD | 0 | 0 | 0 | 0 | 0 | 0
WT | 0 | 0 | 0 | 0 | 0 | 0
IGCC | 0 | 0 | 0 | 0 | 0 | 0
DemandResponse | 0 | 0 | 0 | 0 | 0 | 0
IGCC-CCS | 0 | 0 | 0 | 0 | 0 | 0
WT_off | 0 | 0 | 0 | 0 | 0 | 0
PseudoUnit | 0 | 0 | 0 | 0 | 0 | 0
FixedInterchange | 0 | 0 | 0 | 0 | 0 | 0
NOx Emissions (MMshortTons): Entergy
ReportingType | 2015 | 2020 | 2025 | 2030 | 2035 | 2040
BM | 0 | 0 | 0 | 0 | 0 | 0
CC | 0 | 0.01 | 0 | 0 | 0 | 0
CSP | 0 | 0 | 0 | 0 | 0 | 0
CT | 0 | 0 | 0 | 0 | 0 | 0
Coal | 0.05 | 0.05 | 0.04 | 0.04 | 0.04 | 0.05
Geo | 0 | 0 | 0 | 0 | 0 | 0
H | 0 | 0 | 0 | 0 | 0 | 0
LFG | 0 | 0 | 0 | 0 | 0 | 0
Nuc | 0 | 0 | 0 | 0 | 0 | 0
PS | 0 | 0 | 0 | 0 | 0 | 0
PV | 0 | 0 | 0 | 0 | 0 | 0
PeakG | 0 | 0 | 0 | 0 | 0 | 0
PeakO | 0 | 0 | 0 | 0 | 0 | 0
ST | 0 | 0 | 0 | 0 | 0 | 0
STOG | 0 | 0 | 0 | 0 | 0 | 0
STWD | 0 | 0 | 0 | 0 | 0 | 0
WT | 0 | 0 | 0 | 0 | 0 | 0
IGCC | 0 | 0 | 0 | 0 | 0 | 0
DemandResponse | 0 | 0 | 0 | 0 | 0 | 0
IGCC-CCS | 0 | 0 | 0 | 0 | 0 | 0
WT_off | 0 | 0 | 0 | 0 | 0 | 0
PseudoUnit | 0 | 0 | 0 | 0 | 0 | 0
FixedInterchange | 0 | 0 | 0 | 0 | 0 | 0
NOx Emissions (MMshortTons): FRCC
ReportingType | 2015 | 2020 | 2025 | 2030 | 2035 | 2040
BM | 0 | 0 | 0 | 0 | 0 | 0
CC | 0.01 | 0.01 | 0.01 | 0.01 | 0.01 | 0.02
CSP | 0 | 0 | 0 | 0 | 0 | 0
CT | 0 | 0 | 0 | 0 | 0 | 0
Coal | 0.04 | 0.03 | 0.04 | 0.04 | 0.04 | 0.04
Geo | 0 | 0 | 0 | 0 | 0 | 0
H | 0 | 0 | 0 | 0 | 0 | 0
LFG | 0 | 0 | 0 | 0 | 0 | 0
Nuc | 0 | 0 | 0 | 0 | 0 | 0
PS | 0 | 0 | 0 | 0 | 0 | 0
PV | 0 | 0 | 0 | 0 | 0 | 0
PeakG | 0 | 0 | 0 | 0 | 0 | 0
PeakO | 0 | 0 | 0 | 0 | 0 | 0
ST | 0 | 0 | 0 | 0 | 0 | 0
STOG | 0 | 0 | 0 | 0 | 0 | 0
STWD | 0 | 0 | 0 | 0 | 0 | 0
WT | 0 | 0 | 0 | 0 | 0 | 0
IGCC | 0 | 0 | 0 | 0 | 0 | 0
DemandResponse | 0 | 0 | 0 | 0 | 0 | 0
IGCC-CCS | 0 | 0 | 0 | 0 | 0 | 0
WT_off | 0 | 0 | 0 | 0 | 0 | 0
PseudoUnit | 0 | 0 | 0 | 0 | 0 | 0
FixedInterchange | 0 | 0 | 0 | 0 | 0 | 0
NOx Emissions (MMshortTons): MAPP_US
ReportingType | 2015 | 2020 | 2025 | 2030 | 2035 | 2040
BM | 0 | 0 | 0 | 0 | 0 | 0
CC | 0 | 0 | 0 | 0 | 0 | 0
CSP | 0 | 0 | 0 | 0 | 0 | 0
CT | 0 | 0 | 0 | 0 | 0 | 0
Coal | 0.05 | 0.03 | 0.03 | 0.03 | 0.03 | 0.03
Geo | 0 | 0 | 0 | 0 | 0 | 0
H | 0 | 0 | 0 | 0 | 0 | 0
LFG | 0 | 0 | 0 | 0 | 0 | 0
Nuc | 0 | 0 | 0 | 0 | 0 | 0
PS | 0 | 0 | 0 | 0 | 0 | 0
PV | 0 | 0 | 0 | 0 | 0 | 0
PeakG | 0 | 0 | 0 | 0 | 0 | 0
PeakO | 0 | 0 | 0 | 0 | 0 | 0
ST | 0 | 0 | 0 | 0 | 0 | 0
STOG | 0 | 0 | 0 | 0 | 0 | 0
STWD | 0 | 0 | 0 | 0 | 0 | 0
WT | 0 | 0 | 0 | 0 | 0 | 0
IGCC | 0 | 0 | 0 | 0 | 0 | 0
DemandResponse | 0 | 0 | 0 | 0 | 0 | 0
IGCC-CCS | 0 | 0 | 0 | 0 | 0 | 0
WT_off | 0 | 0 | 0 | 0 | 0 | 0
PseudoUnit | 0 | 0 | 0 | 0 | 0 | 0
FixedInterchange | 0 | 0 | 0 | 0 | 0 | 0
NOx Emissions (MMshortTons): MISO_IN
ReportingType | 2015 | 2020 | 2025 | 2030 | 2035 | 2040
BM | 0 | 0 | 0 | 0 | 0 | 0
CC | 0 | 0 | 0 | 0 | 0 | 0
CSP | 0 | 0 | 0 | 0 | 0 | 0
CT | 0 | 0 | 0 | 0 | 0 | 0
Coal | 0.07 | 0.07 | 0.07 | 0.07 | 0.07 | 0.08
Geo | 0 | 0 | 0 | 0 | 0 | 0
H | 0 | 0 | 0 | 0 | 0 | 0
LFG | 0 | 0 | 0 | 0 | 0 | 0
Nuc | 0 | 0 | 0 | 0 | 0 | 0
PS | 0 | 0 | 0 | 0 | 0 | 0
PV | 0 | 0 | 0 | 0 | 0 | 0
PeakG | 0 | 0 | 0 | 0 | 0 | 0
PeakO | 0 | 0 | 0 | 0 | 0 | 0
ST | 0 | 0 | 0 | 0 | 0 | 0
STOG | 0 | 0 | 0 | 0 | 0 | 0
STWD | 0 | 0 | 0 | 0 | 0 | 0
WT | 0 | 0 | 0 | 0 | 0 | 0
IGCC | 0 | 0 | 0 | 0 | 0 | 0
DemandResponse | 0 | 0 | 0 | 0 | 0 | 0
IGCC-CCS | 0 | 0 | 0 | 0 | 0 | 0
WT_off | 0 | 0 | 0 | 0 | 0 | 0
PseudoUnit | 0 | 0 | 0 | 0 | 0 | 0
FixedInterchange | 0 | 0 | 0 | 0 | 0 | 0
NOx Emissions (MMshortTons): MISO_MI
ReportingType | 2015 | 2020 | 2025 | 2030 | 2035 | 2040
BM | 0 | 0 | 0 | 0 | 0 | 0
CC | 0 | 0 | 0 | 0 | 0 | 0
CSP | 0 | 0 | 0 | 0 | 0 | 0
CT | 0 | 0 | 0 | 0 | 0 | 0
Coal | 0.06 | 0.05 | 0.05 | 0.05 | 0.06 | 0.06
Geo | 0 | 0 | 0 | 0 | 0 | 0
H | 0 | 0 | 0 | 0 | 0 | 0
LFG | 0 | 0 | 0 | 0 | 0 | 0
Nuc | 0 | 0 | 0 | 0 | 0 | 0
PS | 0 | 0 | 0 | 0 | 0 | 0
PV | 0 | 0 | 0 | 0 | 0 | 0
PeakG | 0 | 0 | 0 | 0 | 0 | 0
PeakO | 0 | 0 | 0 | 0 | 0 | 0
ST | 0 | 0 | 0 | 0 | 0 | 0
STOG | 0 | 0 | 0 | 0 | 0 | 0
STWD | 0 | 0 | 0 | 0 | 0 | 0
WT | 0 | 0 | 0 | 0 | 0 | 0
IGCC | 0 | 0 | 0 | 0 | 0 | 0
DemandResponse | 0 | 0 | 0 | 0 | 0 | 0
IGCC-CCS | 0 | 0 | 0 | 0 | 0 | 0
WT_off | 0 | 0 | 0 | 0 | 0 | 0
PseudoUnit | 0 | 0 | 0 | 0 | 0 | 0
FixedInterchange | 0 | 0 | 0 | 0 | 0 | 0
NOx Emissions (MMshortTons): MISO_MO-IL
ReportingType | 2015 | 2020 | 2025 | 2030 | 2035 | 2040
BM | 0 | 0 | 0 | 0 | 0 | 0
CC | 0 | 0 | 0 | 0 | 0 | 0
CSP | 0 | 0 | 0 | 0 | 0 | 0
CT | 0 | 0 | 0 | 0 | 0 | 0
Coal | 0.05 | 0.04 | 0.04 | 0.04 | 0.04 | 0.04
Geo | 0 | 0 | 0 | 0 | 0 | 0
H | 0 | 0 | 0 | 0 | 0 | 0
LFG | 0 | 0 | 0 | 0 | 0 | 0
Nuc | 0 | 0 | 0 | 0 | 0 | 0
PS | 0 | 0 | 0 | 0 | 0 | 0
PV | 0 | 0 | 0 | 0 | 0 | 0
PeakG | 0 | 0 | 0 | 0 | 0 | 0
PeakO | 0 | 0 | 0 | 0 | 0 | 0
ST | 0 | 0 | 0 | 0 | 0 | 0
STOG | 0 | 0 | 0 | 0 | 0 | 0
STWD | 0 | 0 | 0 | 0 | 0 | 0
WT | 0 | 0 | 0 | 0 | 0 | 0
IGCC | 0 | 0 | 0 | 0 | 0 | 0
DemandResponse | 0 | 0 | 0 | 0 | 0 | 0
IGCC-CCS | 0 | 0 | 0 | 0 | 0 | 0
WT_off | 0 | 0 | 0 | 0 | 0 | 0
PseudoUnit | 0 | 0 | 0 | 0 | 0 | 0
FixedInterchange | 0 | 0 | 0 | 0 | 0 | 0
NOx Emissions (MMshortTons): MISO_W
ReportingType | 2015 | 2020 | 2025 | 2030 | 2035 | 2040
BM | 0 | 0 | 0 | 0 | 0 | 0
CC | 0 | 0 | 0 | 0 | 0 | 0
CSP | 0 | 0 | 0 | 0 | 0 | 0
CT | 0 | 0 | 0 | 0 | 0 | 0
Coal | 0.1 | 0.09 | 0.09 | 0.08 | 0.09 | 0.09
Geo | 0 | 0 | 0 | 0 | 0 | 0
H | 0 | 0 | 0 | 0 | 0 | 0
LFG | 0 | 0 | 0 | 0 | 0 | 0
Nuc | 0 | 0 | 0 | 0 | 0 | 0
PS | 0 | 0 | 0 | 0 | 0 | 0
PV | 0 | 0 | 0 | 0 | 0 | 0
PeakG | 0 | 0 | 0 | 0 | 0 | 0
PeakO | 0 | 0 | 0 | 0 | 0 | 0
ST | 0 | 0 | 0 | 0 | 0 | 0
STOG | 0 | 0 | 0 | 0 | 0 | 0
STWD | 0 | 0 | 0 | 0 | 0 | 0
WT | 0 | 0 | 0 | 0 | 0 | 0
IGCC | 0 | 0 | 0 | 0 | 0 | 0
DemandResponse | 0 | 0 | 0 | 0 | 0 | 0
IGCC-CCS | 0 | 0 | 0 | 0 | 0 | 0
WT_off | 0 | 0 | 0 | 0 | 0 | 0
PseudoUnit | 0 | 0 | 0 | 0 | 0 | 0
FixedInterchange | 0 | 0 | 0 | 0 | 0 | 0
NOx Emissions (MMshortTons): MISO_WUMS
ReportingType | 2015 | 2020 | 2025 | 2030 | 2035 | 2040
BM | 0 | 0 | 0 | 0 | 0 | 0
CC | 0 | 0 | 0 | 0 | 0 | 0
CSP | 0 | 0 | 0 | 0 | 0 | 0
CT | 0 | 0 | 0 | 0 | 0 | 0
Coal | 0.01 | 0.01 | 0.01 | 0.01 | 0.01 | 0.01
Geo | 0 | 0 | 0 | 0 | 0 | 0
H | 0 | 0 | 0 | 0 | 0 | 0
LFG | 0 | 0 | 0 | 0 | 0 | 0
Nuc | 0 | 0 | 0 | 0 | 0 | 0
PS | 0 | 0 | 0 | 0 | 0 | 0
PV | 0 | 0 | 0 | 0 | 0 | 0
PeakG | 0 | 0 | 0 | 0 | 0 | 0
PeakO | 0 | 0 | 0 | 0 | 0 | 0
ST | 0 | 0 | 0 | 0 | 0 | 0
STOG | 0 | 0 | 0 | 0 | 0 | 0
STWD | 0 | 0 | 0 | 0 | 0 | 0
WT | 0 | 0 | 0 | 0 | 0 | 0
IGCC | 0 | 0 | 0 | 0 | 0 | 0
DemandResponse | 0 | 0 | 0 | 0 | 0 | 0
IGCC-CCS | 0 | 0 | 0 | 0 | 0 | 0
WT_off | 0 | 0 | 0 | 0 | 0 | 0
PseudoUnit | 0 | 0 | 0 | 0 | 0 | 0
FixedInterchange | 0 | 0 | 0 | 0 | 0 | 0
NOx Emissions (MMshortTons): Nebraska
ReportingType | 2015 | 2020 | 2025 | 2030 | 2035 | 2040
BM | 0 | 0 | 0 | 0 | 0 | 0
CC | 0 | 0 | 0 | 0 | 0 | 0
CSP | 0 | 0 | 0 | 0 | 0 | 0
CT | 0 | 0 | 0 | 0 | 0 | 0
Coal | 0.04 | 0.04 | 0.03 | 0.03 | 0.03 | 0.02
Geo | 0 | 0 | 0 | 0 | 0 | 0
H | 0 | 0 | 0 | 0 | 0 | 0
LFG | 0 | 0 | 0 | 0 | 0 | 0
Nuc | 0 | 0 | 0 | 0 | 0 | 0
PS | 0 | 0 | 0 | 0 | 0 | 0
PV | 0 | 0 | 0 | 0 | 0 | 0
PeakG | 0 | 0 | 0 | 0 | 0 | 0
PeakO | 0 | 0 | 0 | 0 | 0 | 0
ST | 0 | 0 | 0 | 0 | 0 | 0
STOG | 0 | 0 | 0 | 0 | 0 | 0
STWD | 0 | 0 | 0 | 0 | 0 | 0
WT | 0 | 0 | 0 | 0 | 0 | 0
IGCC | 0 | 0 | 0 | 0 | 0 | 0
DemandResponse | 0 | 0 | 0 | 0 | 0 | 0
IGCC-CCS | 0 | 0 | 0 | 0 | 0 | 0
WT_off | 0 | 0 | 0 | 0 | 0 | 0
PseudoUnit | 0 | 0 | 0 | 0 | 0 | 0
FixedInterchange | 0 | 0 | 0 | 0 | 0 | 0
NOx Emissions (MMshortTons): NEISO
ReportingType | 2015 | 2020 | 2025 | 2030 | 2035 | 2040
BM | 0 | 0 | 0 | 0 | 0 | 0
CC | 0 | 0 | 0 | 0 | 0 | 0
CSP | 0 | 0 | 0 | 0 | 0 | 0
CT | 0 | 0 | 0 | 0 | 0 | 0
Coal | 0 | 0 | 0 | 0 | 0 | 0
Geo | 0 | 0 | 0 | 0 | 0 | 0
H | 0 | 0 | 0 | 0 | 0 | 0
LFG | 0 | 0 | 0 | 0 | 0 | 0
Nuc | 0 | 0 | 0 | 0 | 0 | 0
PS | 0 | 0 | 0 | 0 | 0 | 0
PV | 0 | 0 | 0 | 0 | 0 | 0
PeakG | 0 | 0 | 0 | 0 | 0 | 0
PeakO | 0 | 0 | 0 | 0 | 0 | 0
ST | 0 | 0 | 0 | 0 | 0 | 0
STOG | 0 | 0 | 0 | 0 | 0 | 0
STWD | 0 | 0 | 0 | 0 | 0 | 0
WT | 0 | 0 | 0 | 0 | 0 | 0
IGCC | 0 | 0 | 0 | 0 | 0 | 0
DemandResponse | 0 | 0 | 0 | 0 | 0 | 0
IGCC-CCS | 0 | 0 | 0 | 0 | 0 | 0
WT_off | 0 | 0 | 0 | 0 | 0 | 0
PseudoUnit | 0 | 0 | 0 | 0 | 0 | 0
FixedInterchange | 0 | 0 | 0 | 0 | 0 | 0
NOx Emissions (MMshortTons): NonRTO_Midwest
ReportingType | 2015 | 2020 | 2025 | 2030 | 2035 | 2040
BM | 0 | 0 | 0 | 0 | 0 | 0
CC | 0 | 0 | 0 | 0 | 0 | 0
CSP | 0 | 0 | 0 | 0 | 0 | 0
CT | 0 | 0 | 0 | 0 | 0 | 0
Coal | 0.04 | 0.04 | 0.04 | 0.04 | 0.05 | 0.05
Geo | 0 | 0 | 0 | 0 | 0 | 0
H | 0 | 0 | 0 | 0 | 0 | 0
LFG | 0 | 0 | 0 | 0 | 0 | 0
Nuc | 0 | 0 | 0 | 0 | 0 | 0
PS | 0 | 0 | 0 | 0 | 0 | 0
PV | 0 | 0 | 0 | 0 | 0 | 0
PeakG | 0 | 0 | 0 | 0 | 0 | 0
PeakO | 0 | 0 | 0 | 0 | 0 | 0
ST | 0 | 0 | 0 | 0 | 0 | 0
STOG | 0 | 0 | 0 | 0 | 0 | 0
STWD | 0 | 0 | 0 | 0 | 0 | 0
WT | 0 | 0 | 0 | 0 | 0 | 0
IGCC | 0 | 0 | 0 | 0 | 0 | 0
DemandResponse | 0 | 0 | 0 | 0 | 0 | 0
IGCC-CCS | 0 | 0 | 0 | 0 | 0 | 0
WT_off | 0 | 0 | 0 | 0 | 0 | 0
PseudoUnit | 0 | 0 | 0 | 0 | 0 | 0
FixedInterchange | 0 | 0 | 0 | 0 | 0 | 0
NOx Emissions (MMshortTons): NYISO_A-F
ReportingType | 2015 | 2020 | 2025 | 2030 | 2035 | 2040
BM | 0 | 0 | 0 | 0 | 0 | 0
CC | 0 | 0 | 0 | 0 | 0 | 0
CSP | 0 | 0 | 0 | 0 | 0 | 0
CT | 0 | 0 | 0 | 0 | 0 | 0
Coal | 0 | 0 | 0 | 0 | 0 | 0
Geo | 0 | 0 | 0 | 0 | 0 | 0
H | 0 | 0 | 0 | 0 | 0 | 0
LFG | 0 | 0 | 0 | 0 | 0 | 0
Nuc | 0 | 0 | 0 | 0 | 0 | 0
PS | 0 | 0 | 0 | 0 | 0 | 0
PV | 0 | 0 | 0 | 0 | 0 | 0
PeakG | 0 | 0 | 0 | 0 | 0 | 0
PeakO | 0 | 0 | 0 | 0 | 0 | 0
ST | 0 | 0 | 0 | 0 | 0 | 0
STOG | 0 | 0 | 0 | 0 | 0 | 0
STWD | 0 | 0 | 0 | 0 | 0 | 0
WT | 0 | 0 | 0 | 0 | 0 | 0
IGCC | 0 | 0 | 0 | 0 | 0 | 0
DemandResponse | 0 | 0 | 0 | 0 | 0 | 0
IGCC-CCS | 0 | 0 | 0 | 0 | 0 | 0
WT_off | 0 | 0 | 0 | 0 | 0 | 0
PseudoUnit | 0 | 0 | 0 | 0 | 0 | 0
FixedInterchange | 0 | 0 | 0 | 0 | 0 | 0
NOx Emissions (MMshortTons): NYISO_G-I
ReportingType | 2015 | 2020 | 2025 | 2030 | 2035 | 2040
BM | 0 | 0 | 0 | 0 | 0 | 0
CC | 0 | 0 | 0 | 0 | 0 | 0
CSP | 0 | 0 | 0 | 0 | 0 | 0
CT | 0 | 0 | 0 | 0 | 0 | 0
Coal | 0 | 0 | 0 | 0 | 0 | 0
Geo | 0 | 0 | 0 | 0 | 0 | 0
H | 0 | 0 | 0 | 0 | 0 | 0
LFG | 0 | 0 | 0 | 0 | 0 | 0
Nuc | 0 | 0 | 0 | 0 | 0 | 0
PS | 0 | 0 | 0 | 0 | 0 | 0
PV | 0 | 0 | 0 | 0 | 0 | 0
PeakG | 0 | 0 | 0 | 0 | 0 | 0
PeakO | 0 | 0 | 0 | 0 | 0 | 0
ST | 0 | 0 | 0 | 0 | 0 | 0
STOG | 0 | 0 | 0 | 0 | 0 | 0
STWD | 0 | 0 | 0 | 0 | 0 | 0
WT | 0 | 0 | 0 | 0 | 0 | 0
IGCC | 0 | 0 | 0 | 0 | 0 | 0
DemandResponse | 0 | 0 | 0 | 0 | 0 | 0
IGCC-CCS | 0 | 0 | 0 | 0 | 0 | 0
WT_off | 0 | 0 | 0 | 0 | 0 | 0
PseudoUnit | 0 | 0 | 0 | 0 | 0 | 0
FixedInterchange | 0 | 0 | 0 | 0 | 0 | 0
NOx Emissions (MMshortTons): NYISO_J-K
ReportingType | 2015 | 2020 | 2025 | 2030 | 2035 | 2040
BM | 0 | 0 | 0 | 0 | 0 | 0
CC | 0 | 0 | 0 | 0 | 0 | 0
CSP | 0 | 0 | 0 | 0 | 0 | 0
CT | 0 | 0 | 0 | 0 | 0 | 0
Coal | 0 | 0 | 0 | 0 | 0 | 0
Geo | 0 | 0 | 0 | 0 | 0 | 0
H | 0 | 0 | 0 | 0 | 0 | 0
LFG | 0 | 0 | 0 | 0 | 0 | 0
Nuc | 0 | 0 | 0 | 0 | 0 | 0
PS | 0 | 0 | 0 | 0 | 0 | 0
PV | 0 | 0 | 0 | 0 | 0 | 0
PeakG | 0 | 0 | 0 | 0 | 0 | 0
PeakO | 0 | 0 | 0 | 0 | 0 | 0
ST | 0 | 0 | 0 | 0 | 0 | 0
STOG | 0 | 0 | 0 | 0 | 0 | 0
STWD | 0 | 0 | 0 | 0 | 0 | 0
WT | 0 | 0 | 0 | 0 | 0 | 0
IGCC | 0 | 0 | 0 | 0 | 0 | 0
DemandResponse | 0 | 0 | 0 | 0 | 0 | 0
IGCC-CCS | 0 | 0 | 0 | 0 | 0 | 0
WT_off | 0 | 0 | 0 | 0 | 0 | 0
PseudoUnit | 0 | 0 | 0 | 0 | 0 | 0
FixedInterchange | 0 | 0 | 0 | 0 | 0 | 0
NOx Emissions (MMshortTons): PJM_E
ReportingType | 2015 | 2020 | 2025 | 2030 | 2035 | 2040
BM | 0 | 0 | 0 | 0 | 0 | 0
CC | 0 | 0 | 0 | 0 | 0 | 0
CSP | 0 | 0 | 0 | 0 | 0 | 0
CT | 0 | 0 | 0 | 0 | 0 | 0
Coal | 0 | 0 | 0 | 0 | 0 | 0
Geo | 0 | 0 | 0 | 0 | 0 | 0
H | 0 | 0 | 0 | 0 | 0 | 0
LFG | 0 | 0 | 0 | 0 | 0 | 0
Nuc | 0 | 0 | 0 | 0 | 0 | 0
PS | 0 | 0 | 0 | 0 | 0 | 0
PV | 0 | 0 | 0 | 0 | 0 | 0
PeakG | 0 | 0 | 0 | 0 | 0 | 0
PeakO | 0 | 0 | 0 | 0 | 0 | 0
ST | 0 | 0 | 0 | 0 | 0 | 0
STOG | 0 | 0 | 0 | 0 | 0 | 0
STWD | 0 | 0 | 0 | 0 | 0 | 0
WT | 0 | 0 | 0 | 0 | 0 | 0
IGCC | 0 | 0 | 0 | 0 | 0 | 0
DemandResponse | 0 | 0 | 0 | 0 | 0 | 0
IGCC-CCS | 0 | 0 | 0 | 0 | 0 | 0
WT_off | 0 | 0 | 0 | 0 | 0 | 0
PseudoUnit | 0 | 0 | 0 | 0 | 0 | 0
FixedInterchange | 0 | 0 | 0 | 0 | 0 | 0
NOx Emissions (MMshortTons): PJM_ROM
ReportingType | 2015 | 2020 | 2025 | 2030 | 2035 | 2040
BM | 0 | 0 | 0 | 0 | 0 | 0
CC | 0 | 0 | 0 | 0 | 0 | 0.01
CSP | 0 | 0 | 0 | 0 | 0 | 0
CT | 0 | 0 | 0 | 0 | 0 | 0
Coal | 0.04 | 0.04 | 0.04 | 0.04 | 0.04 | 0.04
Geo | 0 | 0 | 0 | 0 | 0 | 0
H | 0 | 0 | 0 | 0 | 0 | 0
LFG | 0 | 0 | 0 | 0 | 0 | 0
Nuc | 0 | 0 | 0 | 0 | 0 | 0
PS | 0 | 0 | 0 | 0 | 0 | 0
PV | 0 | 0 | 0 | 0 | 0 | 0
PeakG | 0 | 0 | 0 | 0 | 0 | 0
PeakO | 0 | 0 | 0 | 0 | 0 | 0
ST | 0 | 0 | 0 | 0 | 0 | 0
STOG | 0 | 0 | 0 | 0 | 0 | 0
STWD | 0 | 0 | 0 | 0 | 0 | 0
WT | 0 | 0 | 0 | 0 | 0 | 0
IGCC | 0 | 0 | 0 | 0 | 0 | 0
DemandResponse | 0 | 0 | 0 | 0 | 0 | 0
IGCC-CCS | 0 | 0 | 0 | 0 | 0 | 0
WT_off | 0 | 0 | 0 | 0 | 0 | 0
PseudoUnit | 0 | 0 | 0 | 0 | 0 | 0
FixedInterchange | 0 | 0 | 0 | 0 | 0 | 0
NOx Emissions (MMshortTons): PJM_ROR
ReportingType | 2015 | 2020 | 2025 | 2030 | 2035 | 2040
BM | 0 | 0 | 0 | 0 | 0 | 0
CC | 0 | 0 | 0 | 0 | 0.01 | 0.01
CSP | 0 | 0 | 0 | 0 | 0 | 0
CT | 0 | 0 | 0 | 0 | 0 | 0
Coal | 0.27 | 0.17 | 0.17 | 0.17 | 0.17 | 0.17
Geo | 0 | 0 | 0 | 0 | 0 | 0
H | 0 | 0 | 0 | 0 | 0 | 0
LFG | 0 | 0 | 0 | 0 | 0 | 0
Nuc | 0 | 0 | 0 | 0 | 0 | 0
PS | 0 | 0 | 0 | 0 | 0 | 0
PV | 0 | 0 | 0 | 0 | 0 | 0
PeakG | 0 | 0 | 0 | 0 | 0 | 0
PeakO | 0 | 0 | 0 | 0 | 0 | 0
ST | 0 | 0 | 0 | 0 | 0 | 0
STOG | 0 | 0 | 0 | 0 | 0 | 0
STWD | 0 | 0 | 0 | 0 | 0 | 0
WT | 0 | 0 | 0 | 0 | 0 | 0
IGCC | 0 | 0 | 0 | 0 | 0 | 0
DemandResponse | 0 | 0 | 0 | 0 | 0 | 0
IGCC-CCS | 0 | 0 | 0 | 0 | 0 | 0
WT_off | 0 | 0 | 0 | 0 | 0 | 0
PseudoUnit | 0 | 0 | 0 | 0 | 0 | 0
FixedInterchange | 0 | 0 | 0 | 0 | 0 | 0
NOx Emissions (MMshortTons): SOCO
ReportingType | 2015 | 2020 | 2025 | 2030 | 2035 | 2040
BM | 0 | 0 | 0 | 0 | 0 | 0
CC | 0.01 | 0.01 | 0.01 | 0.01 | 0.01 | 0.01
CSP | 0 | 0 | 0 | 0 | 0 | 0
CT | 0 | 0 | 0 | 0 | 0 | 0
Coal | 0.07 | 0.06 | 0.06 | 0.07 | 0.07 | 0.08
Geo | 0 | 0 | 0 | 0 | 0 | 0
H | 0 | 0 | 0 | 0 | 0 | 0
LFG | 0 | 0 | 0 | 0 | 0 | 0
Nuc | 0 | 0 | 0 | 0 | 0 | 0
PS | 0 | 0 | 0 | 0 | 0 | 0
PV | 0 | 0 | 0 | 0 | 0 | 0
PeakG | 0 | 0 | 0 | 0 | 0 | 0
PeakO | 0 | 0 | 0 | 0 | 0 | 0
ST | 0 | 0 | 0 | 0 | 0 | 0
STOG | 0 | 0 | 0 | 0 | 0 | 0
STWD | 0 | 0 | 0 | 0 | 0 | 0
WT | 0 | 0 | 0 | 0 | 0 | 0
IGCC | 0 | 0 | 0 | 0 | 0 | 0
DemandResponse | 0 | 0 | 0 | 0 | 0 | 0
IGCC-CCS | 0 | 0 | 0 | 0 | 0 | 0
WT_off | 0 | 0 | 0 | 0 | 0 | 0
PseudoUnit | 0 | 0 | 0 | 0 | 0 | 0
FixedInterchange | 0 | 0 | 0 | 0 | 0 | 0
NOx Emissions (MMshortTons): SPP_N
ReportingType | 2015 | 2020 | 2025 | 2030 | 2035 | 2040
BM | 0 | 0 | 0 | 0 | 0 | 0
CC | 0 | 0 | 0 | 0 | 0 | 0
CSP | 0 | 0 | 0 | 0 | 0 | 0
CT | 0 | 0 | 0 | 0 | 0 | 0
Coal | 0.06 | 0.05 | 0.04 | 0.04 | 0.04 | 0.03
Geo | 0 | 0 | 0 | 0 | 0 | 0
H | 0 | 0 | 0 | 0 | 0 | 0
LFG | 0 | 0 | 0 | 0 | 0 | 0
Nuc | 0 | 0 | 0 | 0 | 0 | 0
PS | 0 | 0 | 0 | 0 | 0 | 0
PV | 0 | 0 | 0 | 0 | 0 | 0
PeakG | 0 | 0 | 0 | 0 | 0 | 0
PeakO | 0 | 0 | 0 | 0 | 0 | 0
ST | 0 | 0 | 0 | 0 | 0 | 0
STOG | 0 | 0 | 0 | 0 | 0 | 0
STWD | 0 | 0 | 0 | 0 | 0 | 0
WT | 0 | 0 | 0 | 0 | 0 | 0
IGCC | 0 | 0 | 0 | 0 | 0 | 0
DemandResponse | 0 | 0 | 0 | 0 | 0 | 0
IGCC-CCS | 0 | 0 | 0 | 0 | 0 | 0
WT_off | 0 | 0 | 0 | 0 | 0 | 0
PseudoUnit | 0 | 0 | 0 | 0 | 0 | 0
FixedInterchange | 0 | 0 | 0 | 0 | 0 | 0
NOx Emissions (MMshortTons): SPP_S
ReportingType | 2015 | 2020 | 2025 | 2030 | 2035 | 2040
BM | 0 | 0 | 0 | 0 | 0 | 0
CC | 0 | 0 | 0 | 0 | 0 | 0
CSP | 0 | 0 | 0 | 0 | 0 | 0
CT | 0 | 0 | 0 | 0 | 0 | 0
Coal | 0.11 | 0.09 | 0.03 | 0.02 | 0.02 | 0.02
Geo | 0 | 0 | 0 | 0 | 0 | 0
H | 0 | 0 | 0 | 0 | 0 | 0
LFG | 0 | 0 | 0 | 0 | 0 | 0
Nuc | 0 | 0 | 0 | 0 | 0 | 0
PS | 0 | 0 | 0 | 0 | 0 | 0
PV | 0 | 0 | 0 | 0 | 0 | 0
PeakG | 0 | 0 | 0 | 0 | 0 | 0
PeakO | 0 | 0 | 0 | 0 | 0 | 0
ST | 0 | 0 | 0 | 0 | 0 | 0
STOG | 0 | 0 | 0 | 0 | 0 | 0
STWD | 0 | 0 | 0 | 0 | 0 | 0
WT | 0 | 0 | 0 | 0 | 0 | 0
IGCC | 0 | 0 | 0 | 0 | 0 | 0
DemandResponse | 0 | 0 | 0 | 0 | 0 | 0
IGCC-CCS | 0 | 0 | 0 | 0 | 0 | 0
WT_off | 0 | 0 | 0 | 0 | 0 | 0
PseudoUnit | 0 | 0 | 0 | 0 | 0 | 0
FixedInterchange | 0 | 0 | 0 | 0 | 0 | 0
NOx Emissions (MMshortTons): TVA
ReportingType | 2015 | 2020 | 2025 | 2030 | 2035 | 2040
BM | 0 | 0 | 0 | 0 | 0 | 0
CC | 0 | 0 | 0 | 0 | 0 | 0
CSP | 0 | 0 | 0 | 0 | 0 | 0
CT | 0 | 0 | 0 | 0 | 0 | 0
Coal | 0.06 | 0.06 | 0.06 | 0.06 | 0.06 | 0.06
Geo | 0 | 0 | 0 | 0 | 0 | 0
H | 0 | 0 | 0 | 0 | 0 | 0
LFG | 0 | 0 | 0 | 0 | 0 | 0
Nuc | 0 | 0 | 0 | 0 | 0 | 0
PS | 0 | 0 | 0 | 0 | 0 | 0
PV | 0 | 0 | 0 | 0 | 0 | 0
PeakG | 0 | 0 | 0 | 0 | 0 | 0
PeakO | 0 | 0 | 0 | 0 | 0 | 0
ST | 0 | 0 | 0 | 0 | 0 | 0
STOG | 0 | 0 | 0 | 0 | 0 | 0
STWD | 0 | 0 | 0 | 0 | 0 | 0
WT | 0 | 0 | 0 | 0 | 0 | 0
IGCC | 0 | 0 | 0 | 0 | 0 | 0
DemandResponse | 0 | 0 | 0 | 0 | 0 | 0
IGCC-CCS | 0 | 0 | 0 | 0 | 0 | 0
WT_off | 0 | 0 | 0 | 0 | 0 | 0
PseudoUnit | 0 | 0 | 0 | 0 | 0 | 0
FixedInterchange | 0 | 0 | 0 | 0 | 0 | 0
NOx Emissions (MMshortTons): TVA_Transmission
ReportingType | 2015 | 2020 | 2025 | 2030 | 2035 | 2040
BM | 0 | 0 | 0 | 0 | 0 | 0
CC | 0 | 0 | 0 | 0 | 0 | 0
CSP | 0 | 0 | 0 | 0 | 0 | 0
CT | 0 | 0 | 0 | 0 | 0 | 0
Coal | 0 | 0 | 0 | 0 | 0 | 0
Geo | 0 | 0 | 0 | 0 | 0 | 0
H | 0 | 0 | 0 | 0 | 0 | 0
LFG | 0 | 0 | 0 | 0 | 0 | 0
Nuc | 0 | 0 | 0 | 0 | 0 | 0
PS | 0 | 0 | 0 | 0 | 0 | 0
PV | 0 | 0 | 0 | 0 | 0 | 0
PeakG | 0 | 0 | 0 | 0 | 0 | 0
PeakO | 0 | 0 | 0 | 0 | 0 | 0
ST | 0 | 0 | 0 | 0 | 0 | 0
STOG | 0 | 0 | 0 | 0 | 0 | 0
STWD | 0 | 0 | 0 | 0 | 0 | 0
WT | 0 | 0 | 0 | 0 | 0 | 0
IGCC | 0 | 0 | 0 | 0 | 0 | 0
DemandResponse | 0 | 0 | 0 | 0 | 0 | 0
IGCC-CCS | 0 | 0 | 0 | 0 | 0 | 0
WT_off | 0 | 0 | 0 | 0 | 0 | 0
PseudoUnit | 0 | 0 | 0 | 0 | 0 | 0
FixedInterchange | 0 | 0 | 0 | 0 | 0 | 0
NOx Emissions (MMshortTons): VACAR
ReportingType | 2015 | 2020 | 2025 | 2030 | 2035 | 2040
BM | 0 | 0 | 0 | 0 | 0 | 0
CC | 0 | 0 | 0 | 0 | 0.01 | 0.01
CSP | 0 | 0 | 0 | 0 | 0 | 0
CT | 0 | 0 | 0 | 0 | 0 | 0
Coal | 0.04 | 0.04 | 0.04 | 0.05 | 0.05 | 0.05
Geo | 0 | 0 | 0 | 0 | 0 | 0
H | 0 | 0 | 0 | 0 | 0 | 0
LFG | 0 | 0 | 0 | 0 | 0 | 0
Nuc | 0 | 0 | 0 | 0 | 0 | 0
PS | 0 | 0 | 0 | 0 | 0 | 0
PV | 0 | 0 | 0 | 0 | 0 | 0
PeakG | 0 | 0 | 0 | 0 | 0 | 0
PeakO | 0 | 0 | 0 | 0 | 0 | 0
ST | 0 | 0 | 0 | 0 | 0 | 0
STOG | 0 | 0 | 0 | 0 | 0 | 0
STWD | 0 | 0 | 0 | 0 | 0 | 0
WT | 0 | 0 | 0 | 0 | 0 | 0
IGCC | 0 | 0 | 0 | 0 | 0 | 0
DemandResponse | 0 | 0 | 0 | 0 | 0 | 0
IGCC-CCS | 0 | 0 | 0 | 0 | 0 | 0
WT_off | 0 | 0 | 0 | 0 | 0 | 0
PseudoUnit | 0 | 0 | 0 | 0 | 0 | 0
FixedInterchange | 0 | 0 | 0 | 0 | 0 | 0
NOx Emissions (MMshortTons): IESO
ReportingType | 2015 | 2020 | 2025 | 2030 | 2035 | 2040
BM | 0 | 0 | 0 | 0 | 0 | 0
CC | 0 | 0 | 0 | 0 | 0 | 0
CSP | 0 | 0 | 0 | 0 | 0 | 0
CT | 0 | 0 | 0 | 0 | 0 | 0
Coal | 0 | 0 | 0 | 0 | 0 | 0
Geo | 0 | 0 | 0 | 0 | 0 | 0
H | 0 | 0 | 0 | 0 | 0 | 0
LFG | 0 | 0 | 0 | 0 | 0 | 0
Nuc | 0 | 0 | 0 | 0 | 0 | 0
PS | 0 | 0 | 0 | 0 | 0 | 0
PV | 0 | 0 | 0 | 0 | 0 | 0
PeakG | 0 | 0 | 0 | 0 | 0 | 0
PeakO | 0 | 0 | 0 | 0 | 0 | 0
ST | 0 | 0 | 0 | 0 | 0 | 0
STOG | 0 | 0 | 0 | 0 | 0 | 0
STWD | 0 | 0 | 0 | 0 | 0 | 0
WT | 0 | 0 | 0 | 0 | 0 | 0
IGCC | 0 | 0 | 0 | 0 | 0 | 0
DemandResponse | 0 | 0 | 0 | 0 | 0 | 0
IGCC-CCS | 0 | 0 | 0 | 0 | 0 | 0
WT_off | 0 | 0 | 0 | 0 | 0 | 0
PseudoUnit | 0 | 0 | 0 | 0 | 0 | 0
FixedInterchange | 0 | 0 | 0 | 0 | 0 | 0
NOx Emissions (MMshortTons): MAPP_CA
ReportingType | 2015 | 2020 | 2025 | 2030 | 2035 | 2040
BM | 0 | 0 | 0 | 0 | 0 | 0
CC | 0 | 0 | 0 | 0 | 0 | 0
CSP | 0 | 0 | 0 | 0 | 0 | 0
CT | 0 | 0 | 0 | 0 | 0 | 0
Coal | 0 | 0 | 0 | 0 | 0 | 0
Geo | 0 | 0 | 0 | 0 | 0 | 0
H | 0 | 0 | 0 | 0 | 0 | 0
LFG | 0 | 0 | 0 | 0 | 0 | 0
Nuc | 0 | 0 | 0 | 0 | 0 | 0
PS | 0 | 0 | 0 | 0 | 0 | 0
PV | 0 | 0 | 0 | 0 | 0 | 0
PeakG | 0 | 0 | 0 | 0 | 0 | 0
PeakO | 0 | 0 | 0 | 0 | 0 | 0
ST | 0 | 0 | 0 | 0 | 0 | 0
STOG | 0 | 0 | 0 | 0 | 0 | 0
STWD | 0 | 0 | 0 | 0 | 0 | 0
WT | 0 | 0 | 0 | 0 | 0 | 0
IGCC | 0 | 0 | 0 | 0 | 0 | 0
DemandResponse | 0 | 0 | 0 | 0 | 0 | 0
IGCC-CCS | 0 | 0 | 0 | 0 | 0 | 0
WT_off | 0 | 0 | 0 | 0 | 0 | 0
PseudoUnit | 0 | 0 | 0 | 0 | 0 | 0
FixedInterchange | 0 | 0 | 0 | 0 | 0 | 0
NOx Emissions (MMshortTons): AZ_NM_SNV_Coal
ReportingType | 2015 | 2020 | 2025 | 2030 | 2035 | 2040
BM | 0 | 0 | 0 | 0 | 0 | 0
CC | 0 | 0 | 0 | 0 | 0 | 0
CSP | 0 | 0 | 0 | 0 | 0 | 0
CT | 0 | 0 | 0 | 0 | 0 | 0
Coal | 0.12 | 0.12 | 0.12 | 0.12 | 0.13 | 0.15
Geo | 0 | 0 | 0 | 0 | 0 | 0
H | 0 | 0 | 0 | 0 | 0 | 0
LFG | 0 | 0 | 0 | 0 | 0 | 0
Nuc | 0 | 0 | 0 | 0 | 0 | 0
PS | 0 | 0 | 0 | 0 | 0 | 0
PV | 0 | 0 | 0 | 0 | 0 | 0
PeakG | 0 | 0 | 0 | 0 | 0 | 0
PeakO | 0 | 0 | 0 | 0 | 0 | 0
ST | 0 | 0 | 0 | 0 | 0 | 0
STOG | 0 | 0 | 0 | 0 | 0 | 0
STWD | 0 | 0 | 0 | 0 | 0 | 0
WT | 0 | 0 | 0 | 0 | 0 | 0
IGCC | 0 | 0 | 0 | 0 | 0 | 0
DemandResponse | 0 | 0 | 0 | 0 | 0 | 0
IGCC-CCS | 0 | 0 | 0 | 0 | 0 | 0
WT_off | 0 | 0 | 0 | 0 | 0 | 0
PseudoUnit | 0 | 0 | 0 | 0 | 0 | 0
FixedInterchange | 0 | 0 | 0 | 0 | 0 | 0
NOx Emissions (MMshortTons): AZ_NM_SNV_Gas
ReportingType | 2015 | 2020 | 2025 | 2030 | 2035 | 2040
BM | 0 | 0 | 0 | 0 | 0 | 0
CC | 0.01 | 0.01 | 0.01 | 0.01 | 0.01 | 0.01
CSP | 0 | 0 | 0 | 0 | 0 | 0
CT | 0 | 0 | 0 | 0 | 0 | 0
Coal | 0 | 0 | 0 | 0 | 0 | 0
Geo | 0 | 0 | 0 | 0 | 0 | 0
H | 0 | 0 | 0 | 0 | 0 | 0
LFG | 0 | 0 | 0 | 0 | 0 | 0
Nuc | 0 | 0 | 0 | 0 | 0 | 0
PS | 0 | 0 | 0 | 0 | 0 | 0
PV | 0 | 0 | 0 | 0 | 0 | 0
PeakG | 0 | 0 | 0 | 0 | 0 | 0
PeakO | 0 | 0 | 0 | 0 | 0 | 0
ST | 0 | 0 | 0 | 0 | 0 | 0
STOG | 0 | 0 | 0 | 0 | 0 | 0
STWD | 0 | 0 | 0 | 0 | 0 | 0
WT | 0 | 0 | 0 | 0 | 0 | 0
IGCC | 0 | 0 | 0 | 0 | 0 | 0
DemandResponse | 0 | 0 | 0 | 0 | 0 | 0
IGCC-CCS | 0 | 0 | 0 | 0 | 0 | 0
WT_off | 0 | 0 | 0 | 0 | 0 | 0
PseudoUnit | 0 | 0 | 0 | 0 | 0 | 0
FixedInterchange | 0 | 0 | 0 | 0 | 0 | 0
NOx Emissions (MMshortTons): AZ_NM_SNV_NucRenew
ReportingType | 2015 | 2020 | 2025 | 2030 | 2035 | 2040
BM | 0 | 0 | 0 | 0 | 0 | 0
CC | 0 | 0 | 0 | 0 | 0 | 0
CSP | 0 | 0 | 0 | 0 | 0 | 0
CT | 0 | 0 | 0 | 0 | 0 | 0
Coal | 0 | 0 | 0 | 0 | 0 | 0
Geo | 0 | 0 | 0 | 0 | 0 | 0
H | 0 | 0 | 0 | 0 | 0 | 0
LFG | 0 | 0 | 0 | 0 | 0 | 0
Nuc | 0 | 0 | 0 | 0 | 0 | 0
PS | 0 | 0 | 0 | 0 | 0 | 0
PV | 0 | 0 | 0 | 0 | 0 | 0
PeakG | 0 | 0 | 0 | 0 | 0 | 0
PeakO | 0 | 0 | 0 | 0 | 0 | 0
ST | 0 | 0 | 0 | 0 | 0 | 0
STOG | 0 | 0 | 0 | 0 | 0 | 0
STWD | 0 | 0 | 0 | 0 | 0 | 0
WT | 0 | 0 | 0 | 0 | 0 | 0
IGCC | 0 | 0 | 0 | 0 | 0 | 0
DemandResponse | 0 | 0 | 0 | 0 | 0 | 0
IGCC-CCS | 0 | 0 | 0 | 0 | 0 | 0
WT_off | 0 | 0 | 0 | 0 | 0 | 0
PseudoUnit | 0 | 0 | 0 | 0 | 0 | 0
FixedInterchange | 0 | 0 | 0 | 0 | 0 | 0
NOx Emissions (MMshortTons): ERCOT
ReportingType | 2015 | 2020 | 2025 | 2030 | 2035 | 2040
BM | 0 | 0 | 0 | 0 | 0 | 0
CC | 0.01 | 0.01 | 0.01 | 0.01 | 0.01 | 0.01
CSP | 0 | 0 | 0 | 0 | 0 | 0
CT | 0 | 0 | 0 | 0 | 0 | 0
Coal | 0.08 | 0.09 | 0.09 | 0.09 | 0.09 | 0.09
Geo | 0 | 0 | 0 | 0 | 0 | 0
H | 0 | 0 | 0 | 0 | 0 | 0
LFG | 0 | 0 | 0 | 0 | 0 | 0
Nuc | 0 | 0 | 0 | 0 | 0 | 0
PS | 0 | 0 | 0 | 0 | 0 | 0
PV | 0 | 0 | 0 | 0 | 0 | 0
PeakG | 0 | 0 | 0 | 0 | 0 | 0
PeakO | 0 | 0 | 0 | 0 | 0 | 0
ST | 0 | 0 | 0 | 0 | 0 | 0
STOG | 0 | 0 | 0 | 0 | 0 | 0
STWD | 0 | 0 | 0 | 0 | 0 | 0
WT | 0 | 0 | 0 | 0 | 0 | 0
IGCC | 0 | 0 | 0 | 0 | 0 | 0
DemandResponse | 0 | 0 | 0 | 0 | 0 | 0
IGCC-CCS | 0 | 0 | 0 | 0 | 0 | 0
WT_off | 0 | 0 | 0 | 0 | 0 | 0
PseudoUnit | 0 | 0 | 0 | 0 | 0 | 0
FixedInterchange | 0 | 0 | 0 | 0 | 0 | 0
NOx Emissions (MMshortTons): NP15
ReportingType | 2015 | 2020 | 2025 | 2030 | 2035 | 2040
BM | 0 | 0 | 0 | 0 | 0 | 0
CC | 0 | 0 | 0 | 0 | 0 | 0
CSP | 0 | 0 | 0 | 0 | 0 | 0
CT | 0 | 0 | 0 | 0 | 0 | 0
Coal | 0 | 0 | 0 | 0 | 0 | 0
Geo | 0 | 0 | 0 | 0 | 0 | 0
H | 0 | 0 | 0 | 0 | 0 | 0
LFG | 0 | 0 | 0 | 0 | 0 | 0
Nuc | 0 | 0 | 0 | 0 | 0 | 0
PS | 0 | 0 | 0 | 0 | 0 | 0
PV | 0 | 0 | 0 | 0 | 0 | 0
PeakG | 0 | 0 | 0 | 0 | 0 | 0
PeakO | 0 | 0 | 0 | 0 | 0 | 0
ST | 0 | 0 | 0 | 0 | 0 | 0
STOG | 0 | 0 | 0 | 0 | 0 | 0
STWD | 0 | 0 | 0 | 0 | 0 | 0
WT | 0 | 0 | 0 | 0 | 0 | 0
IGCC | 0 | 0 | 0 | 0 | 0 | 0
DemandResponse | 0 | 0 | 0 | 0 | 0 | 0
IGCC-CCS | 0 | 0 | 0 | 0 | 0 | 0
WT_off | 0 | 0 | 0 | 0 | 0 | 0
PseudoUnit | 0 | 0 | 0 | 0 | 0 | 0
FixedInterchange | 0 | 0 | 0 | 0 | 0 | 0
NOx Emissions (MMshortTons): NWPP_Coal
ReportingType | 2015 | 2020 | 2025 | 2030 | 2035 | 2040
BM | 0 | 0 | 0 | 0 | 0 | 0
CC | 0 | 0 | 0 | 0 | 0 | 0
CSP | 0 | 0 | 0 | 0 | 0 | 0
CT | 0 | 0 | 0 | 0 | 0 | 0
Coal | 0.15 | 0.15 | 0.15 | 0.15 | 0.15 | 0.15
Geo | 0 | 0 | 0 | 0 | 0 | 0
H | 0 | 0 | 0 | 0 | 0 | 0
LFG | 0 | 0 | 0 | 0 | 0 | 0
Nuc | 0 | 0 | 0 | 0 | 0 | 0
PS | 0 | 0 | 0 | 0 | 0 | 0
PV | 0 | 0 | 0 | 0 | 0 | 0
PeakG | 0 | 0 | 0 | 0 | 0 | 0
PeakO | 0 | 0 | 0 | 0 | 0 | 0
ST | 0 | 0 | 0 | 0 | 0 | 0
STOG | 0 | 0 | 0 | 0 | 0 | 0
STWD | 0 | 0 | 0 | 0 | 0 | 0
WT | 0 | 0 | 0 | 0 | 0 | 0
IGCC | 0 | 0 | 0 | 0 | 0 | 0
DemandResponse | 0 | 0 | 0 | 0 | 0 | 0
IGCC-CCS | 0 | 0 | 0 | 0 | 0 | 0
WT_off | 0 | 0 | 0 | 0 | 0 | 0
PseudoUnit | 0 | 0 | 0 | 0 | 0 | 0
FixedInterchange | 0 | 0 | 0 | 0 | 0 | 0
NOx Emissions (MMshortTons): NWPP_Gas
ReportingType | 2015 | 2020 | 2025 | 2030 | 2035 | 2040
BM | 0 | 0 | 0 | 0 | 0 | 0
CC | 0 | 0 | 0 | 0.01 | 0.01 | 0.01
CSP | 0 | 0 | 0 | 0 | 0 | 0
CT | 0 | 0 | 0 | 0 | 0 | 0
Coal | 0 | 0 | 0 | 0 | 0 | 0
Geo | 0 | 0 | 0 | 0 | 0 | 0
H | 0 | 0 | 0 | 0 | 0 | 0
LFG | 0 | 0 | 0 | 0 | 0 | 0
Nuc | 0 | 0 | 0 | 0 | 0 | 0
PS | 0 | 0 | 0 | 0 | 0 | 0
PV | 0 | 0 | 0 | 0 | 0 | 0
PeakG | 0 | 0 | 0 | 0 | 0 | 0
PeakO | 0 | 0 | 0 | 0 | 0 | 0
ST | 0 | 0 | 0 | 0 | 0 | 0
STOG | 0 | 0 | 0 | 0 | 0 | 0
STWD | 0 | 0 | 0 | 0 | 0 | 0
WT | 0 | 0 | 0 | 0 | 0 | 0
IGCC | 0 | 0 | 0 | 0 | 0 | 0
DemandResponse | 0 | 0 | 0 | 0 | 0 | 0
IGCC-CCS | 0 | 0 | 0 | 0 | 0 | 0
WT_off | 0 | 0 | 0 | 0 | 0 | 0
PseudoUnit | 0 | 0 | 0 | 0 | 0 | 0
FixedInterchange | 0 | 0 | 0 | 0 | 0 | 0
NOx Emissions (MMshortTons): NWPP_NucRenew
ReportingType | 2015 | 2020 | 2025 | 2030 | 2035 | 2040
BM | 0 | 0 | 0 | 0 | 0 | 0
CC | 0 | 0 | 0 | 0 | 0 | 0
CSP | 0 | 0 | 0 | 0 | 0 | 0
CT | 0 | 0 | 0 | 0 | 0 | 0
Coal | 0 | 0 | 0 | 0 | 0 | 0
Geo | 0 | 0 | 0 | 0 | 0 | 0
H | 0 | 0 | 0 | 0 | 0 | 0
LFG | 0 | 0 | 0 | 0 | 0 | 0
Nuc | 0 | 0 | 0 | 0 | 0 | 0
PS | 0 | 0 | 0 | 0 | 0 | 0
PV | 0 | 0 | 0 | 0 | 0 | 0
PeakG | 0 | 0 | 0 | 0 | 0 | 0
PeakO | 0 | 0 | 0 | 0 | 0 | 0
ST | 0 | 0 | 0 | 0 | 0 | 0
STOG | 0 | 0 | 0 | 0 | 0 | 0
STWD | 0 | 0 | 0 | 0 | 0 | 0
WT | 0 | 0 | 0 | 0 | 0 | 0
IGCC | 0 | 0 | 0 | 0 | 0 | 0
DemandResponse | 0 | 0 | 0 | 0 | 0 | 0
IGCC-CCS | 0 | 0 | 0 | 0 | 0 | 0
WT_off | 0 | 0 | 0 | 0 | 0 | 0
PseudoUnit | 0 | 0 | 0 | 0 | 0 | 0
FixedInterchange | 0 | 0 | 0 | 0 | 0 | 0
NOx Emissions (MMshortTons): RMPA
ReportingType | 2015 | 2020 | 2025 | 2030 | 2035 | 2040
BM | 0 | 0 | 0 | 0 | 0 | 0
CC | 0 | 0 | 0 | 0 | 0 | 0
CSP | 0 | 0 | 0 | 0 | 0 | 0
CT | 0 | 0 | 0 | 0 | 0 | 0
Coal | 0.06 | 0.06 | 0.05 | 0.05 | 0.06 | 0.06
Geo | 0 | 0 | 0 | 0 | 0 | 0
H | 0 | 0 | 0 | 0 | 0 | 0
LFG | 0 | 0 | 0 | 0 | 0 | 0
Nuc | 0 | 0 | 0 | 0 | 0 | 0
PS | 0 | 0 | 0 | 0 | 0 | 0
PV | 0 | 0 | 0 | 0 | 0 | 0
PeakG | 0 | 0 | 0 | 0 | 0 | 0
PeakO | 0 | 0 | 0 | 0 | 0 | 0
ST | 0 | 0 | 0 | 0 | 0 | 0
STOG | 0 | 0 | 0 | 0 | 0 | 0
STWD | 0 | 0 | 0 | 0 | 0 | 0
WT | 0 | 0 | 0 | 0 | 0 | 0
IGCC | 0 | 0 | 0 | 0 | 0 | 0
DemandResponse | 0 | 0 | 0 | 0 | 0 | 0
IGCC-CCS | 0 | 0 | 0 | 0 | 0 | 0
WT_off | 0 | 0 | 0 | 0 | 0 | 0
PseudoUnit | 0 | 0 | 0 | 0 | 0 | 0
FixedInterchange | 0 | 0 | 0 | 0 | 0 | 0
NOx Emissions (MMshortTons): SP15
ReportingType | 2015 | 2020 | 2025 | 2030 | 2035 | 2040
BM | 0 | 0 | 0 | 0 | 0 | 0
CC | 0 | 0 | 0 | 0 | 0 | 0
CSP | 0 | 0 | 0 | 0 | 0 | 0
CT | 0 | 0 | 0 | 0 | 0 | 0
Coal | 0 | 0 | 0 | 0 | 0 | 0
Geo | 0 | 0 | 0 | 0 | 0 | 0
H | 0 | 0 | 0 | 0 | 0 | 0
LFG | 0 | 0 | 0 | 0 | 0 | 0
Nuc | 0 | 0 | 0 | 0 | 0 | 0
PS | 0 | 0 | 0 | 0 | 0 | 0
PV | 0 | 0 | 0 | 0 | 0 | 0
PeakG | 0 | 0 | 0 | 0 | 0 | 0
PeakO | 0 | 0 | 0 | 0 | 0 | 0
ST | 0 | 0 | 0 | 0 | 0 | 0
STOG | 0 | 0 | 0 | 0 | 0 | 0
STWD | 0 | 0 | 0 | 0 | 0 | 0
WT | 0 | 0 | 0 | 0 | 0 | 0
IGCC | 0 | 0 | 0 | 0 | 0 | 0
DemandResponse | 0 | 0 | 0 | 0 | 0 | 0
IGCC-CCS | 0 | 0 | 0 | 0 | 0 | 0
WT_off | 0 | 0 | 0 | 0 | 0 | 0
PseudoUnit | 0 | 0 | 0 | 0 | 0 | 0
FixedInterchange | 0 | 0 | 0 | 0 | 0 | 0
NOx Emissions (MMshortTons): ALB
ReportingType | 2015 | 2020 | 2025 | 2030 | 2035 | 2040
BM | 0 | 0 | 0 | 0 | 0 | 0
CC | 0 | 0 | 0 | 0 | 0 | 0
CSP | 0 | 0 | 0 | 0 | 0 | 0
CT | 0 | 0 | 0 | 0 | 0 | 0
Coal | 0.01 | 0.01 | 0.01 | 0.01 | 0.01 | 0.01
Geo | 0 | 0 | 0 | 0 | 0 | 0
H | 0 | 0 | 0 | 0 | 0 | 0
LFG | 0 | 0 | 0 | 0 | 0 | 0
Nuc | 0 | 0 | 0 | 0 | 0 | 0
PS | 0 | 0 | 0 | 0 | 0 | 0
PV | 0 | 0 | 0 | 0 | 0 | 0
PeakG | 0 | 0 | 0 | 0 | 0 | 0
PeakO | 0 | 0 | 0 | 0 | 0 | 0
ST | 0 | 0 | 0 | 0 | 0 | 0
STOG | 0 | 0 | 0 | 0 | 0 | 0
STWD | 0 | 0 | 0 | 0 | 0 | 0
WT | 0 | 0 | 0 | 0 | 0 | 0
IGCC | 0 | 0 | 0 | 0 | 0 | 0
DemandResponse | 0 | 0 | 0 | 0 | 0 | 0
IGCC-CCS | 0 | 0 | 0 | 0 | 0 | 0
WT_off | 0 | 0 | 0 | 0 | 0 | 0
PseudoUnit | 0 | 0 | 0 | 0 | 0 | 0
FixedInterchange | 0 | 0 | 0 | 0 | 0 | 0
NOx Emissions (MMshortTons): BC
ReportingType | 2015 | 2020 | 2025 | 2030 | 2035 | 2040
BM | 0 | 0 | 0 | 0 | 0 | 0
CC | 0 | 0 | 0 | 0 | 0 | 0
CSP | 0 | 0 | 0 | 0 | 0 | 0
CT | 0 | 0 | 0 | 0 | 0 | 0
Coal | 0 | 0 | 0 | 0 | 0 | 0
Geo | 0 | 0 | 0 | 0 | 0 | 0
H | 0 | 0 | 0 | 0 | 0 | 0
LFG | 0 | 0 | 0 | 0 | 0 | 0
Nuc | 0 | 0 | 0 | 0 | 0 | 0
PS | 0 | 0 | 0 | 0 | 0 | 0
PV | 0 | 0 | 0 | 0 | 0 | 0
PeakG | 0 | 0 | 0 | 0 | 0 | 0
PeakO | 0 | 0 | 0 | 0 | 0 | 0
ST | 0 | 0 | 0 | 0 | 0 | 0
STOG | 0 | 0 | 0 | 0 | 0 | 0
STWD | 0 | 0 | 0 | 0 | 0 | 0
WT | 0 | 0 | 0 | 0 | 0 | 0
IGCC | 0 | 0 | 0 | 0 | 0 | 0
DemandResponse | 0 | 0 | 0 | 0 | 0 | 0
IGCC-CCS | 0 | 0 | 0 | 0 | 0 | 0
WT_off | 0 | 0 | 0 | 0 | 0 | 0
PseudoUnit | 0 | 0 | 0 | 0 | 0 | 0
FixedInterchange | 0 | 0 | 0 | 0 | 0 | 0
NOx Emissions (MMshortTons): HQ_IESO
ReportingType | 2015 | 2020 | 2025 | 2030 | 2035 | 2040
BM | 0 | 0 | 0 | 0 | 0 | 0
CC | 0 | 0 | 0 | 0 | 0 | 0
CSP | 0 | 0 | 0 | 0 | 0 | 0
CT | 0 | 0 | 0 | 0 | 0 | 0
Coal | 0 | 0 | 0 | 0 | 0 | 0
Geo | 0 | 0 | 0 | 0 | 0 | 0
H | 0 | 0 | 0 | 0 | 0 | 0
LFG | 0 | 0 | 0 | 0 | 0 | 0
Nuc | 0 | 0 | 0 | 0 | 0 | 0
PS | 0 | 0 | 0 | 0 | 0 | 0
PV | 0 | 0 | 0 | 0 | 0 | 0
PeakG | 0 | 0 | 0 | 0 | 0 | 0
PeakO | 0 | 0 | 0 | 0 | 0 | 0
ST | 0 | 0 | 0 | 0 | 0 | 0
STOG | 0 | 0 | 0 | 0 | 0 | 0
STWD | 0 | 0 | 0 | 0 | 0 | 0
WT | 0 | 0 | 0 | 0 | 0 | 0
IGCC | 0 | 0 | 0 | 0 | 0 | 0
DemandResponse | 0 | 0 | 0 | 0 | 0 | 0
IGCC-CCS | 0 | 0 | 0 | 0 | 0 | 0
WT_off | 0 | 0 | 0 | 0 | 0 | 0
PseudoUnit | 0 | 0 | 0 | 0 | 0 | 0
FixedInterchange | 0 | 0 | 0 | 0 | 0 | 0
NOx Emissions (MMshortTons): HQ_NEISO
ReportingType | 2015 | 2020 | 2025 | 2030 | 2035 | 2040
BM | 0 | 0 | 0 | 0 | 0 | 0
CC | 0 | 0 | 0 | 0 | 0 | 0
CSP | 0 | 0 | 0 | 0 | 0 | 0
CT | 0 | 0 | 0 | 0 | 0 | 0
Coal | 0 | 0 | 0 | 0 | 0 | 0
Geo | 0 | 0 | 0 | 0 | 0 | 0
H | 0 | 0 | 0 | 0 | 0 | 0
LFG | 0 | 0 | 0 | 0 | 0 | 0
Nuc | 0 | 0 | 0 | 0 | 0 | 0
PS | 0 | 0 | 0 | 0 | 0 | 0
PV | 0 | 0 | 0 | 0 | 0 | 0
PeakG | 0 | 0 | 0 | 0 | 0 | 0
PeakO | 0 | 0 | 0 | 0 | 0 | 0
ST | 0 | 0 | 0 | 0 | 0 | 0
STOG | 0 | 0 | 0 | 0 | 0 | 0
STWD | 0 | 0 | 0 | 0 | 0 | 0
WT | 0 | 0 | 0 | 0 | 0 | 0
IGCC | 0 | 0 | 0 | 0 | 0 | 0
DemandResponse | 0 | 0 | 0 | 0 | 0 | 0
IGCC-CCS | 0 | 0 | 0 | 0 | 0 | 0
WT_off | 0 | 0 | 0 | 0 | 0 | 0
PseudoUnit | 0 | 0 | 0 | 0 | 0 | 0
FixedInterchange | 0 | 0 | 0 | 0 | 0 | 0
NOx Emissions (MMshortTons): HQ_NY
ReportingType | 2015 | 2020 | 2025 | 2030 | 2035 | 2040
BM | 0 | 0 | 0 | 0 | 0 | 0
CC | 0 | 0 | 0 | 0 | 0 | 0
CSP | 0 | 0 | 0 | 0 | 0 | 0
CT | 0 | 0 | 0 | 0 | 0 | 0
Coal | 0 | 0 | 0 | 0 | 0 | 0
Geo | 0 | 0 | 0 | 0 | 0 | 0
H | 0 | 0 | 0 | 0 | 0 | 0
LFG | 0 | 0 | 0 | 0 | 0 | 0
Nuc | 0 | 0 | 0 | 0 | 0 | 0
PS | 0 | 0 | 0 | 0 | 0 | 0
PV | 0 | 0 | 0 | 0 | 0 | 0
PeakG | 0 | 0 | 0 | 0 | 0 | 0
PeakO | 0 | 0 | 0 | 0 | 0 | 0
ST | 0 | 0 | 0 | 0 | 0 | 0
STOG | 0 | 0 | 0 | 0 | 0 | 0
STWD | 0 | 0 | 0 | 0 | 0 | 0
WT | 0 | 0 | 0 | 0 | 0 | 0
IGCC | 0 | 0 | 0 | 0 | 0 | 0
DemandResponse | 0 | 0 | 0 | 0 | 0 | 0
IGCC-CCS | 0 | 0 | 0 | 0 | 0 | 0
WT_off | 0 | 0 | 0 | 0 | 0 | 0
PseudoUnit | 0 | 0 | 0 | 0 | 0 | 0
FixedInterchange | 0 | 0 | 0 | 0 | 0 | 0
NOx Emissions (MMshortTons): MARITIMES
ReportingType | 2015 | 2020 | 2025 | 2030 | 2035 | 2040
BM | 0 | 0 | 0 | 0 | 0 | 0
CC | 0 | 0 | 0 | 0 | 0 | 0
CSP | 0 | 0 | 0 | 0 | 0 | 0
CT | 0 | 0 | 0 | 0 | 0 | 0
Coal | 0 | 0 | 0 | 0 | 0 | 0
Geo | 0 | 0 | 0 | 0 | 0 | 0
H | 0 | 0 | 0 | 0 | 0 | 0
LFG | 0 | 0 | 0 | 0 | 0 | 0
Nuc | 0 | 0 | 0 | 0 | 0 | 0
PS | 0 | 0 | 0 | 0 | 0 | 0
PV | 0 | 0 | 0 | 0 | 0 | 0
PeakG | 0 | 0 | 0 | 0 | 0 | 0
PeakO | 0 | 0 | 0 | 0 | 0 | 0
ST | 0 | 0 | 0 | 0 | 0 | 0
STOG | 0 | 0 | 0 | 0 | 0 | 0
STWD | 0 | 0 | 0 | 0 | 0 | 0
WT | 0 | 0 | 0 | 0 | 0 | 0
IGCC | 0 | 0 | 0 | 0 | 0 | 0
DemandResponse | 0 | 0 | 0 | 0 | 0 | 0
IGCC-CCS | 0 | 0 | 0 | 0 | 0 | 0
WT_off | 0 | 0 | 0 | 0 | 0 | 0
PseudoUnit | 0 | 0 | 0 | 0 | 0 | 0
FixedInterchange | 0 | 0 | 0 | 0 | 0 | 0
NOx Emissions (MMshortTons): All
ReportingType | 2015 | 2020 | 2025 | 2030 | 2035 | 2040
BM | 0 | 0 | 0 | 0 | 0 | 0
CC | 0.08 | 0.08 | 0.07 | 0.06 | 0.08 | 0.09
CSP | 0 | 0 | 0 | 0 | 0 | 0
CT | 0 | 0 | 0 | 0 | 0 | 0
Coal | 1.57 | 1.39 | 1.31 | 1.27 | 1.34 | 1.38
Geo | 0 | 0 | 0 | 0 | 0 | 0
H | 0 | 0 | 0 | 0 | 0 | 0
LFG | 0 | 0 | 0 | 0 | 0 | 0
Nuc | 0 | 0 | 0 | 0 | 0 | 0
PS | 0 | 0 | 0 | 0 | 0 | 0
PV | 0 | 0 | 0 | 0 | 0 | 0
PeakG | 0 | 0 | 0 | 0 | 0 | 0
PeakO | 0 | 0 | 0 | 0 | 0 | 0
ST | 0 | 0 | 0 | 0 | 0 | 0
STOG | 0.02 | 0.02 | 0.01 | 0.01 | 0.01 | 0.01
STWD | 0 | 0 | 0 | 0 | 0 | 0
WT | 0 | 0 | 0 | 0 | 0 | 0
IGCC | 0 | 0 | 0 | 0 | 0 | 0
DemandResponse | 0 | 0 | 0 | 0 | 0 | 0
IGCC-CCS | 0 | 0 | 0 | 0 | 0 | 0
WT_off | 0 | 0 | 0 | 0 | 0 | 0
PseudoUnit | 0 | 0 | 0 | 0 | 0 | 0
FixedInterchange | 0 | 0 | 0 | 0 | 0 | 0
NOx Emissions (MMshortTons): EI_US
ReportingType | 2015 | 2020 | 2025 | 2030 | 2035 | 2040
BM | 0 | 0 | 0 | 0 | 0 | 0
CC | 0.05 | 0.05 | 0.04 | 0.04 | 0.05 | 0.06
CSP | 0 | 0 | 0 | 0 | 0 | 0
CT | 0 | 0 | 0 | 0 | 0 | 0
Coal | 1.15 | 0.97 | 0.89 | 0.85 | 0.91 | 0.93
Geo | 0 | 0 | 0 | 0 | 0 | 0
H | 0 | 0 | 0 | 0 | 0 | 0
LFG | 0 | 0 | 0 | 0 | 0 | 0
Nuc | 0 | 0 | 0 | 0 | 0 | 0
PS | 0 | 0 | 0 | 0 | 0 | 0
PV | 0 | 0 | 0 | 0 | 0 | 0
PeakG | 0 | 0 | 0 | 0 | 0 | 0
PeakO | 0 | 0 | 0 | 0 | 0 | 0
ST | 0 | 0 | 0 | 0 | 0 | 0
STOG | 0.01 | 0.01 | 0.01 | 0.01 | 0.01 | 0.01
STWD | 0 | 0 | 0 | 0 | 0 | 0
WT | 0 | 0 | 0 | 0 | 0 | 0
IGCC | 0 | 0 | 0 | 0 | 0 | 0
DemandResponse | 0 | 0 | 0 | 0 | 0 | 0
IGCC-CCS | 0 | 0 | 0 | 0 | 0 | 0
WT_off | 0 | 0 | 0 | 0 | 0 | 0
PseudoUnit | 0 | 0 | 0 | 0 | 0 | 0
FixedInterchange | 0 | 0 | 0 | 0 | 0 | 0
NOx Emissions (MMshortTons): EI_Canada
ReportingType | 2015 | 2020 | 2025 | 2030 | 2035 | 2040
BM | 0 | 0 | 0 | 0 | 0 | 0
CC | 0 | 0 | 0 | 0 | 0 | 0
CSP | 0 | 0 | 0 | 0 | 0 | 0
CT | 0 | 0 | 0 | 0 | 0 | 0
Coal | 0 | 0 | 0 | 0 | 0 | 0
Geo | 0 | 0 | 0 | 0 | 0 | 0
H | 0 | 0 | 0 | 0 | 0 | 0
LFG | 0 | 0 | 0 | 0 | 0 | 0
Nuc | 0 | 0 | 0 | 0 | 0 | 0
PS | 0 | 0 | 0 | 0 | 0 | 0
PV | 0 | 0 | 0 | 0 | 0 | 0
PeakG | 0 | 0 | 0 | 0 | 0 | 0
PeakO | 0 | 0 | 0 | 0 | 0 | 0
ST | 0 | 0 | 0 | 0 | 0 | 0
STOG | 0 | 0 | 0 | 0 | 0 | 0
STWD | 0 | 0 | 0 | 0 | 0 | 0
WT | 0 | 0 | 0 | 0 | 0 | 0
IGCC | 0 | 0 | 0 | 0 | 0 | 0
DemandResponse | 0 | 0 | 0 | 0 | 0 | 0
IGCC-CCS | 0 | 0 | 0 | 0 | 0 | 0
WT_off | 0 | 0 | 0 | 0 | 0 | 0
PseudoUnit | 0 | 0 | 0 | 0 | 0 | 0
FixedInterchange | 0 | 0 | 0 | 0 | 0 | 0
NOx Emissions (MMshortTons): EI
ReportingType | 2015 | 2020 | 2025 | 2030 | 2035 | 2040
BM | 0 | 0 | 0 | 0 | 0 | 0
CC | 0.05 | 0.05 | 0.04 | 0.04 | 0.05 | 0.06
CSP | 0 | 0 | 0 | 0 | 0 | 0
CT | 0 | 0 | 0 | 0 | 0 | 0
Coal | 1.16 | 0.97 | 0.89 | 0.85 | 0.91 | 0.93
Geo | 0 | 0 | 0 | 0 | 0 | 0
H | 0 | 0 | 0 | 0 | 0 | 0
LFG | 0 | 0 | 0 | 0 | 0 | 0
Nuc | 0 | 0 | 0 | 0 | 0 | 0
PS | 0 | 0 | 0 | 0 | 0 | 0
PV | 0 | 0 | 0 | 0 | 0 | 0
PeakG | 0 | 0 | 0 | 0 | 0 | 0
PeakO | 0 | 0 | 0 | 0 | 0 | 0
ST | 0 | 0 | 0 | 0 | 0 | 0
STOG | 0.01 | 0.01 | 0.01 | 0.01 | 0.01 | 0.01
STWD | 0 | 0 | 0 | 0 | 0 | 0
WT | 0 | 0 | 0 | 0 | 0 | 0
IGCC | 0 | 0 | 0 | 0 | 0 | 0
DemandResponse | 0 | 0 | 0 | 0 | 0 | 0
IGCC-CCS | 0 | 0 | 0 | 0 | 0 | 0
WT_off | 0 | 0 | 0 | 0 | 0 | 0
PseudoUnit | 0 | 0 | 0 | 0 | 0 | 0
FixedInterchange | 0 | 0 | 0 | 0 | 0 | 0
NOx Emissions (MMshortTons): Outside_EI
ReportingType | 2015 | 2020 | 2025 | 2030 | 2035 | 2040
BM | 0 | 0 | 0 | 0 | 0 | 0
CC | 0.03 | 0.03 | 0.03 | 0.03 | 0.03 | 0.03
CSP | 0 | 0 | 0 | 0 | 0 | 0
CT | 0 | 0 | 0 | 0 | 0 | 0
Coal | 0.42 | 0.42 | 0.42 | 0.42 | 0.43 | 0.45
Geo | 0 | 0 | 0 | 0 | 0 | 0
H | 0 | 0 | 0 | 0 | 0 | 0
LFG | 0 | 0 | 0 | 0 | 0 | 0
Nuc | 0 | 0 | 0 | 0 | 0 | 0
PS | 0 | 0 | 0 | 0 | 0 | 0
PV | 0 | 0 | 0 | 0 | 0 | 0
PeakG | 0 | 0 | 0 | 0 | 0 | 0
PeakO | 0 | 0 | 0 | 0 | 0 | 0
ST | 0 | 0 | 0 | 0 | 0 | 0
STOG | 0.01 | 0.01 | 0.01 | 0 | 0 | 0
STWD | 0 | 0 | 0 | 0 | 0 | 0
WT | 0 | 0 | 0 | 0 | 0 | 0
IGCC | 0 | 0 | 0 | 0 | 0 | 0
DemandResponse | 0 | 0 | 0 | 0 | 0 | 0
IGCC-CCS | 0 | 0 | 0 | 0 | 0 | 0
WT_off | 0 | 0 | 0 | 0 | 0 | 0
PseudoUnit | 0 | 0 | 0 | 0 | 0 | 0
FixedInterchange | 0 | 0 | 0 | 0 | 0 | 0
CO2 Emissions (MMshortTons): Entergy
ReportingType | 2015 | 2020 | 2025 | 2030 | 2035 | 2040
BM | 0 | 0 | 0 | 0 | 0 | 0
CC | 28.19 | 31.54 | 13 | 7.35 | 7.85 | 7.54
CSP | 0 | 0 | 0 | 0 | 0 | 0
CT | 0 | 0 | 0 | 0 | 0 | 0.01
Coal | 64.46 | 56.79 | 50.09 | 46.4 | 51.69 | 56.35
Geo | 0 | 0 | 0 | 0 | 0 | 0
H | 0 | 0 | 0 | 0 | 0 | 0
LFG | 0 | 0 | 0 | 0 | 0 | 0
Nuc | 0 | 0 | 0 | 0 | 0 | 0
PS | 0 | 0 | 0 | 0 | 0 | 0
PV | 0 | 0 | 0 | 0 | 0 | 0
PeakG | 0 | 0 | 0 | 0 | 0 | 0
PeakO | 0 | 0 | 0 | 0 | 0 | 0
ST | 0 | 0 | 0 | 0 | 0 | 0
STOG | 0.97 | 0.98 | 0.95 | 0.49 | 0.95 | 0.95
STWD | 0 | 0 | 0 | 0 | 0 | 0
WT | 0 | 0 | 0 | 0 | 0 | 0
IGCC | 0 | 0 | 0 | 0 | 0 | 0
DemandResponse | 0 | 0 | 0 | 0 | 0 | 0
IGCC-CCS | 0 | 0 | 0 | 0 | 0 | 0
WT_off | 0 | 0 | 0 | 0 | 0 | 0
PseudoUnit | 0 | 0 | 0 | 0 | 0 | 0
FixedInterchange | 0 | 0 | 0 | 0 | 0 | 0
CO2 Emissions (MMshortTons): FRCC
ReportingType | 2015 | 2020 | 2025 | 2030 | 2035 | 2040
BM | 0 | 0 | 0 | 0 | 0 | 0
CC | 61.95 | 66.37 | 69.27 | 69.76 | 86.31 | 96.91
CSP | 0 | 0 | 0 | 0 | 0 | 0
CT | 0.56 | 0.6 | 0.6 | 0.6 | 0.6 | 0.56
Coal | 63.22 | 61.5 | 62.58 | 64.52 | 65.92 | 65.92
Geo | 0 | 0 | 0 | 0 | 0 | 0
H | 0 | 0 | 0 | 0 | 0 | 0
LFG | 0 | 0 | 0 | 0 | 0 | 0
Nuc | 0 | 0 | 0 | 0 | 0 | 0
PS | 0 | 0 | 0 | 0 | 0 | 0
PV | 0 | 0 | 0 | 0 | 0 | 0
PeakG | 0.29 | 0.38 | 0.63 | 0.67 | 0.35 | 0.29
PeakO | 0 | 0 | 0 | 0 | 0 | 0
ST | 0 | 0 | 0 | 0 | 0 | 0
STOG | 2.26 | 1.4 | 1.4 | 1.4 | 1.36 | 0.81
STWD | 0 | 0 | 0 | 0 | 0 | 0
WT | 0 | 0 | 0 | 0 | 0 | 0
IGCC | 0 | 0 | 0 | 0 | 0 | 0
DemandResponse | 0 | 0 | 0 | 0 | 0 | 0
IGCC-CCS | 0 | 0 | 0 | 0 | 0 | 0
WT_off | 0 | 0 | 0 | 0 | 0 | 0
PseudoUnit | 0 | 0 | 0 | 0 | 0 | 0
FixedInterchange | 0 | 0 | 0 | 0 | 0 | 0
CO2 Emissions (MMshortTons): MAPP_US
ReportingType | 2015 | 2020 | 2025 | 2030 | 2035 | 2040
BM | 0 | 0 | 0 | 0 | 0 | 0
CC | 0.11 | 0.11 | 0.08 | 0.05 | 0.08 | 0.08
CSP | 0 | 0 | 0 | 0 | 0 | 0
CT | 0 | 0 | 0 | 0 | 0 | 0
Coal | 24.97 | 19.85 | 19.85 | 16.74 | 19.85 | 17.93
Geo | 0 | 0 | 0 | 0 | 0 | 0
H | 0 | 0 | 0 | 0 | 0 | 0
LFG | 0 | 0 | 0 | 0 | 0 | 0
Nuc | 0 | 0 | 0 | 0 | 0 | 0
PS | 0 | 0 | 0 | 0 | 0 | 0
PV | 0 | 0 | 0 | 0 | 0 | 0
PeakG | 0.01 | 0.01 | 0 | 0 | 0.01 | 0.01
PeakO | 0 | 0 | 0 | 0 | 0 | 0
ST | 0 | 0 | 0 | 0 | 0 | 0
STOG | 0 | 0 | 0 | 0 | 0 | 0
STWD | 0 | 0 | 0 | 0 | 0 | 0
WT | 0 | 0 | 0 | 0 | 0 | 0
IGCC | 0 | 0 | 0 | 0 | 0 | 0
DemandResponse | 0 | 0 | 0 | 0 | 0 | 0
IGCC-CCS | 0 | 0 | 0 | 0 | 0 | 0
WT_off | 0 | 0 | 0 | 0 | 0 | 0
PseudoUnit | 0 | 0 | 0 | 0 | 0 | 0
FixedInterchange | 0 | 0 | 0 | 0 | 0 | 0
CO2 Emissions (MMshortTons): MISO_IN
ReportingType | 2015 | 2020 | 2025 | 2030 | 2035 | 2040
BM | 0 | 0 | 0 | 0 | 0 | 0
CC | 1.84 | 3.05 | 1.84 | 0.7 | 1.54 | 1.83
CSP | 0 | 0 | 0 | 0 | 0 | 0
CT | 0 | 0 | 0 | 0 | 0 | 0
Coal | 91.46 | 96.5 | 95.72 | 91.46 | 99.61 | 102.96
Geo | 0 | 0 | 0 | 0 | 0 | 0
H | 0 | 0 | 0 | 0 | 0 | 0
LFG | 0 | 0 | 0 | 0 | 0 | 0
Nuc | 0 | 0 | 0 | 0 | 0 | 0
PS | 0 | 0 | 0 | 0 | 0 | 0
PV | 0 | 0 | 0 | 0 | 0 | 0
PeakG | 0.01 | 0.02 | 0.02 | 0 | 0.02 | 0.06
PeakO | 0 | 0 | 0 | 0 | 0 | 0
ST | 0 | 0 | 0 | 0 | 0 | 0
STOG | 0.04 | 0.07 | 0.07 | 0.04 | 0.07 | 0.07
STWD | 0 | 0 | 0 | 0 | 0 | 0
WT | 0 | 0 | 0 | 0 | 0 | 0
IGCC | 4.15 | 4.15 | 4.15 | 4.15 | 4.15 | 4.15
DemandResponse | 0 | 0 | 0 | 0 | 0 | 0
IGCC-CCS | 0 | 0 | 0 | 0 | 0 | 0
WT_off | 0 | 0 | 0 | 0 | 0 | 0
PseudoUnit | 0 | 0 | 0 | 0 | 0 | 0
FixedInterchange | 0 | 0 | 0 | 0 | 0 | 0
CO2 Emissions (MMshortTons): MISO_MI
ReportingType | 2015 | 2020 | 2025 | 2030 | 2035 | 2040
BM | 0 | 0 | 0 | 0 | 0 | 0
CC | 4.66 | 6.2 | 4.22 | 1.91 | 3.66 | 2.91
CSP | 0 | 0 | 0 | 0 | 0 | 0
CT | 0 | 0 | 0 | 0 | 0 | 0
Coal | 60.15 | 53.52 | 52.55 | 50.08 | 56.58 | 57.62
Geo | 0 | 0 | 0 | 0 | 0 | 0
H | 0 | 0 | 0 | 0 | 0 | 0
LFG | 0 | 0 | 0 | 0 | 0 | 0
Nuc | 0 | 0 | 0 | 0 | 0 | 0
PS | 0 | 0 | 0 | 0 | 0 | 0
PV | 0 | 0 | 0 | 0 | 0 | 0
PeakG | 0.02 | 0.02 | 0.02 | 0 | 0.02 | 0.02
PeakO | 0 | 0 | 0 | 0 | 0 | 0
ST | 0 | 0 | 0 | 0 | 0 | 0
STOG | 0.29 | 0.44 | 0.5 | 0.38 | 0.38 | 0.34
STWD | 0 | 0 | 0 | 0 | 0 | 0
WT | 0 | 0 | 0 | 0 | 0 | 0
IGCC | 0 | 0 | 0 | 0 | 0 | 0
DemandResponse | 0 | 0 | 0 | 0 | 0 | 0
IGCC-CCS | 0 | 0 | 0 | 0 | 0 | 0
WT_off | 0 | 0 | 0 | 0 | 0 | 0
PseudoUnit | 0 | 0 | 0 | 0 | 0 | 0
FixedInterchange | 0 | 0 | 0 | 0 | 0 | 0
CO2 Emissions (MMshortTons): MISO_MO-IL
ReportingType | 2015 | 2020 | 2025 | 2030 | 2035 | 2040
BM | 0 | 0 | 0 | 0 | 0 | 0
CC | 1.18 | 2.02 | 1.03 | 0.4 | 0.57 | 0.52
CSP | 0 | 0 | 0 | 0 | 0 | 0
CT | 0 | 0 | 0 | 0 | 0 | 0
Coal | 101.52 | 81.47 | 80.97 | 77.08 | 86.55 | 88.73
Geo | 0 | 0 | 0 | 0 | 0 | 0
H | 0 | 0 | 0 | 0 | 0 | 0
LFG | 0 | 0 | 0 | 0 | 0 | 0
Nuc | 0 | 0 | 0 | 0 | 0 | 0
PS | 0 | 0 | 0 | 0 | 0 | 0
PV | 0 | 0 | 0 | 0 | 0 | 0
PeakG | 0.19 | 0.14 | 0.08 | 0.03 | 0.06 | 0.22
PeakO | 0 | 0 | 0 | 0 | 0 | 0
ST | 0 | 0 | 0 | 0 | 0 | 0
STOG | 0.04 | 0.08 | 0.04 | 0.01 | 0.04 | 0
STWD | 0 | 0 | 0 | 0 | 0 | 0
WT | 0 | 0 | 0 | 0 | 0 | 0
IGCC | 0 | 0 | 0 | 0 | 0 | 0
DemandResponse | 0 | 0 | 0 | 0 | 0 | 0
IGCC-CCS | 0 | 0 | 0 | 0 | 0 | 0
WT_off | 0 | 0 | 0 | 0 | 0 | 0
PseudoUnit | 0 | 0 | 0 | 0 | 0 | 0
FixedInterchange | 0 | 0 | 0 | 0 | 0 | 0
CO2 Emissions (MMshortTons): MISO_W
ReportingType | 2015 | 2020 | 2025 | 2030 | 2035 | 2040
BM | 0 | 0 | 0 | 0 | 0 | 0
CC | 4.14 | 4.27 | 2.35 | 0.87 | 1.33 | 1.34
CSP | 0 | 0 | 0 | 0 | 0 | 0
CT | 0 | 0 | 0 | 0 | 0 | 0
Coal | 103.69 | 89.64 | 89.25 | 81.76 | 86.98 | 85.59
Geo | 0 | 0 | 0 | 0 | 0 | 0
H | 0 | 0 | 0 | 0 | 0 | 0
LFG | 0 | 0 | 0 | 0 | 0 | 0
Nuc | 0 | 0 | 0 | 0 | 0 | 0
PS | 0 | 0 | 0 | 0 | 0 | 0
PV | 0 | 0 | 0 | 0 | 0 | 0
PeakG | 0.08 | 0.06 | 0.02 | 0.01 | 0.01 | 0.01
PeakO | 0 | 0 | 0 | 0 | 0 | 0
ST | 0 | 0 | 0 | 0 | 0 | 0
STOG | 0 | 0 | 0 | 0 | 0 | 0
STWD | 0 | 0 | 0 | 0 | 0 | 0
WT | 0 | 0 | 0 | 0 | 0 | 0
IGCC | 0 | 0 | 0 | 0 | 0 | 0
DemandResponse | 0 | 0 | 0 | 0 | 0 | 0
IGCC-CCS | 0 | 0 | 0 | 0 | 0 | 0
WT_off | 0 | 0 | 0 | 0 | 0 | 0
PseudoUnit | 0 | 0 | 0 | 0 | 0 | 0
FixedInterchange | 0 | 0 | 0 | 0 | 0 | 0
CO2 Emissions (MMshortTons): MISO_WUMS
ReportingType | 2015 | 2020 | 2025 | 2030 | 2035 | 2040
BM | 0 | 0 | 0 | 0 | 0 | 0
CC | 5.18 | 7.04 | 5.06 | 1.42 | 2.43 | 2.28
CSP | 0 | 0 | 0 | 0 | 0 | 0
CT | 0 | 0.49 | 0.62 | 0.32 | 1.45 | 2.16
Coal | 32.68 | 35.36 | 34.6 | 31.53 | 41.88 | 43.92
Geo | 0 | 0 | 0 | 0 | 0 | 0
H | 0 | 0 | 0 | 0 | 0 | 0
LFG | 0 | 0 | 0 | 0 | 0 | 0
Nuc | 0 | 0 | 0 | 0 | 0 | 0
PS | 0 | 0 | 0 | 0 | 0 | 0
PV | 0 | 0 | 0 | 0 | 0 | 0
PeakG | 0.05 | 0.06 | 0.01 | 0 | 0 | 0
PeakO | 0 | 0 | 0 | 0 | 0 | 0
ST | 0 | 0 | 0 | 0 | 0 | 0
STOG | 0 | 0 | 0 | 0 | 0 | 0
STWD | 0 | 0 | 0 | 0 | 0 | 0
WT | 0 | 0 | 0 | 0 | 0 | 0
IGCC | 0 | 0 | 0 | 0 | 0 | 0
DemandResponse | 0 | 0 | 0 | 0 | 0 | 0
IGCC-CCS | 0 | 0 | 0 | 0 | 0 | 0
WT_off | 0 | 0 | 0 | 0 | 0 | 0
PseudoUnit | 0 | 0 | 0 | 0 | 0 | 0
FixedInterchange | 0 | 0 | 0 | 0 | 0 | 0
CO2 Emissions (MMshortTons): Nebraska
ReportingType | 2015 | 2020 | 2025 | 2030 | 2035 | 2040
BM | 0 | 0 | 0 | 0 | 0 | 0
CC | 0.53 | 0.18 | 0.11 | 0.06 | 0.11 | 0.11
CSP | 0 | 0 | 0 | 0 | 0 | 0
CT | 0 | 0 | 0 | 0 | 0 | 0
Coal | 35.38 | 32.7 | 24.58 | 24.53 | 24.43 | 22.91
Geo | 0 | 0 | 0 | 0 | 0 | 0
H | 0 | 0 | 0 | 0 | 0 | 0
LFG | 0 | 0 | 0 | 0 | 0 | 0
Nuc | 0 | 0 | 0 | 0 | 0 | 0
PS | 0 | 0 | 0 | 0 | 0 | 0
PV | 0 | 0 | 0 | 0 | 0 | 0
PeakG | 0.03 | 0 | 0 | 0 | 0 | 0
PeakO | 0 | 0 | 0 | 0 | 0 | 0
ST | 0 | 0 | 0 | 0 | 0 | 0
STOG | 0 | 0 | 0 | 0 | 0 | 0
STWD | 0 | 0 | 0 | 0 | 0 | 0
WT | 0 | 0 | 0 | 0 | 0 | 0
IGCC | 0 | 0 | 0 | 0 | 0 | 0
DemandResponse | 0 | 0 | 0 | 0 | 0 | 0
IGCC-CCS | 0 | 0 | 0 | 0 | 0 | 0
WT_off | 0 | 0 | 0 | 0 | 0 | 0
PseudoUnit | 0 | 0 | 0 | 0 | 0 | 0
FixedInterchange | 0 | 0 | 0 | 0 | 0 | 0
CO2 Emissions (MMshortTons): NEISO
ReportingType | 2015 | 2020 | 2025 | 2030 | 2035 | 2040
BM | 0 | 0 | 0 | 0 | 0 | 0
CC | 18.37 | 14.67 | 12.85 | 6.37 | 13.43 | 18.29
CSP | 0 | 0 | 0 | 0 | 0 | 0
CT | 0 | 0.01 | 0 | 0 | 0 | 0
Coal | 0.04 | 0 | 0 | 0 | 0 | 0
Geo | 0 | 0 | 0 | 0 | 0 | 0
H | 0 | 0 | 0 | 0 | 0 | 0
LFG | 0 | 0 | 0 | 0 | 0 | 0
Nuc | 0 | 0 | 0 | 0 | 0 | 0
PS | 0 | 0 | 0 | 0 | 0 | 0
PV | 0 | 0 | 0 | 0 | 0 | 0
PeakG | 0.02 | 0.02 | 0.02 | 0 | 0 | 0.02
PeakO | 0 | 0 | 0 | 0 | 0 | 0
ST | 0 | 0 | 0 | 0 | 0 | 0
STOG | 0 | 0 | 0 | 0 | 0 | 0
STWD | 0 | 0 | 0 | 0 | 0 | 0
WT | 0 | 0 | 0 | 0 | 0 | 0
IGCC | 0 | 0 | 0 | 0 | 0 | 0
DemandResponse | 0 | 0 | 0 | 0 | 0 | 0
IGCC-CCS | 0 | 0 | 0 | 0 | 0 | 0
WT_off | 0 | 0 | 0 | 0 | 0 | 0
PseudoUnit | 0 | 0 | 0 | 0 | 0 | 0
FixedInterchange | 0 | 0 | 0 | 0 | 0 | 0
CO2 Emissions (MMshortTons): NonRTO_Midwest
ReportingType | 2015 | 2020 | 2025 | 2030 | 2035 | 2040
BM | 0 | 0 | 0 | 0 | 0 | 0
CC | 0 | 0.57 | 0.57 | 0.51 | 0.46 | 0.73
CSP | 0 | 0 | 0 | 0 | 0 | 0
CT | 0 | 0 | 0 | 0 | 0 | 0
Coal | 59.1 | 60.43 | 61.13 | 61.44 | 63.55 | 64.21
Geo | 0 | 0 | 0 | 0 | 0 | 0
H | 0 | 0 | 0 | 0 | 0 | 0
LFG | 0 | 0 | 0 | 0 | 0 | 0
Nuc | 0 | 0 | 0 | 0 | 0 | 0
PS | 0 | 0 | 0 | 0 | 0 | 0
PV | 0 | 0 | 0 | 0 | 0 | 0
PeakG | 0.12 | 0.14 | 0.2 | 0.06 | 0.16 | 0.16
PeakO | 0 | 0 | 0 | 0 | 0 | 0
ST | 0 | 0 | 0 | 0 | 0 | 0
STOG | 0 | 0 | 0 | 0 | 0 | 0
STWD | 0 | 0 | 0 | 0 | 0 | 0
WT | 0 | 0 | 0 | 0 | 0 | 0
IGCC | 0 | 0 | 0 | 0 | 0 | 0
DemandResponse | 0 | 0 | 0 | 0 | 0 | 0
IGCC-CCS | 0 | 0 | 0 | 0 | 0 | 0
WT_off | 0 | 0 | 0 | 0 | 0 | 0
PseudoUnit | 0 | 0 | 0 | 0 | 0 | 0
FixedInterchange | 0 | 0 | 0 | 0 | 0 | 0
CO2 Emissions (MMshortTons): NYISO_A-F
ReportingType | 2015 | 2020 | 2025 | 2030 | 2035 | 2040
BM | 0 | 0 | 0 | 0 | 0 | 0
CC | 3.33 | 3.43 | 3.04 | 2.59 | 5.11 | 5.77
CSP | 0 | 0 | 0 | 0 | 0 | 0
CT | 0 | 0 | 0 | 0 | 0 | 0
Coal | 0 | 0 | 0 | 0 | 0 | 0
Geo | 0 | 0 | 0 | 0 | 0 | 0
H | 0 | 0 | 0 | 0 | 0 | 0
LFG | 0 | 0 | 0 | 0 | 0 | 0
Nuc | 0 | 0 | 0 | 0 | 0 | 0
PS | 0 | 0 | 0 | 0 | 0 | 0
PV | 0 | 0 | 0 | 0 | 0 | 0
PeakG | 0 | 0 | 0 | 0 | 0 | 0
PeakO | 0 | 0 | 0 | 0 | 0 | 0
ST | 0 | 0 | 0 | 0 | 0 | 0
STOG | 0 | 0 | 0 | 0 | 0 | 0
STWD | 0 | 0 | 0 | 0 | 0 | 0
WT | 0 | 0 | 0 | 0 | 0 | 0
IGCC | 0 | 0 | 0 | 0 | 0 | 0
DemandResponse | 0 | 0 | 0 | 0 | 0 | 0
IGCC-CCS | 0 | 0 | 0 | 0 | 0 | 0
WT_off | 0 | 0 | 0 | 0 | 0 | 0
PseudoUnit | 0 | 0 | 0 | 0 | 0 | 0
FixedInterchange | 0 | 0 | 0 | 0 | 0 | 0
CO2 Emissions (MMshortTons): NYISO_G-I
ReportingType | 2015 | 2020 | 2025 | 2030 | 2035 | 2040
BM | 0 | 0 | 0 | 0 | 0 | 0
CC | 2.49 | 2.48 | 2.41 | 1.18 | 3.66 | 12.64
CSP | 0 | 0 | 0 | 0 | 0 | 0
CT | 0 | 0 | 0 | 0 | 0 | 0
Coal | 0 | 0 | 0 | 0 | 0 | 0
Geo | 0 | 0 | 0 | 0 | 0 | 0
H | 0 | 0 | 0 | 0 | 0 | 0
LFG | 0 | 0 | 0 | 0 | 0 | 0
Nuc | 0 | 0 | 0 | 0 | 0 | 0
PS | 0 | 0 | 0 | 0 | 0 | 0
PV | 0 | 0 | 0 | 0 | 0 | 0
PeakG | 0 | 0 | 0 | 0 | 0 | 0
PeakO | 0 | 0 | 0 | 0 | 0 | 0
ST | 0 | 0 | 0 | 0 | 0 | 0
STOG | 0 | 0 | 0 | 0 | 0 | 0
STWD | 0 | 0 | 0 | 0 | 0 | 0
WT | 0 | 0 | 0 | 0 | 0 | 0
IGCC | 0 | 0 | 0 | 0 | 0 | 0
DemandResponse | 0 | 0 | 0 | 0 | 0 | 0
IGCC-CCS | 0 | 0 | 0 | 0 | 0 | 0
WT_off | 0 | 0 | 0 | 0 | 0 | 0
PseudoUnit | 0 | 0 | 0 | 0 | 0 | 0
FixedInterchange | 0 | 0 | 0 | 0 | 0 | 0
CO2 Emissions (MMshortTons): NYISO_J-K
ReportingType | 2015 | 2020 | 2025 | 2030 | 2035 | 2040
BM | 0 | 0 | 0 | 0 | 0 | 0
CC | 9.97 | 11.23 | 9.58 | 7.64 | 11.92 | 12
CSP | 0 | 0 | 0 | 0 | 0 | 0
CT | 0 | 0 | 0 | 0 | 0.13 | 0.22
Coal | 0 | 0 | 0 | 0 | 0 | 0
Geo | 0 | 0 | 0 | 0 | 0 | 0
H | 0 | 0 | 0 | 0 | 0 | 0
LFG | 0 | 0 | 0 | 0 | 0 | 0
Nuc | 0 | 0 | 0 | 0 | 0 | 0
PS | 0 | 0 | 0 | 0 | 0 | 0
PV | 0 | 0 | 0 | 0 | 0 | 0
PeakG | 0.03 | 0.11 | 0.09 | 0.06 | 0.25 | 0.19
PeakO | 0 | 0 | 0 | 0 | 0 | 0
ST | 0 | 0 | 0 | 0 | 0 | 0
STOG | 0.4 | 0.61 | 0.74 | 0.62 | 1.01 | 0.95
STWD | 0 | 0 | 0 | 0 | 0 | 0
WT | 0 | 0 | 0 | 0 | 0 | 0
IGCC | 0 | 0 | 0 | 0 | 0 | 0
DemandResponse | 0 | 0 | 0 | 0 | 0 | 0
IGCC-CCS | 0 | 0 | 0 | 0 | 0 | 0
WT_off | 0 | 0 | 0 | 0 | 0 | 0
PseudoUnit | 0 | 0 | 0 | 0 | 0 | 0
FixedInterchange | 0 | 0 | 0 | 0 | 0 | 0
CO2 Emissions (MMshortTons): PJM_E
ReportingType | 2015 | 2020 | 2025 | 2030 | 2035 | 2040
BM | 0 | 0 | 0 | 0 | 0 | 0
CC | 10.51 | 18.09 | 18.35 | 12.33 | 20.57 | 20.32
CSP | 0 | 0 | 0 | 0 | 0 | 0
CT | 0 | 0 | 0 | 0 | 0.2 | 0.05
Coal | 0.4 | 0.16 | 0.16 | 0.14 | 0.2 | 0.2
Geo | 0 | 0 | 0 | 0 | 0 | 0
H | 0 | 0 | 0 | 0 | 0 | 0
LFG | 0 | 0 | 0 | 0 | 0 | 0
Nuc | 0 | 0 | 0 | 0 | 0 | 0
PS | 0 | 0 | 0 | 0 | 0 | 0
PV | 0 | 0 | 0 | 0 | 0 | 0
PeakG | 0.01 | 0.05 | 0.31 | 0.31 | 0.6 | 0.22
PeakO | 0 | 0 | 0 | 0 | 0 | 0
ST | 0 | 0 | 0 | 0 | 0 | 0
STOG | 0.16 | 0.31 | 0.61 | 0.59 | 0.61 | 0.44
STWD | 0 | 0 | 0 | 0 | 0 | 0
WT | 0 | 0 | 0 | 0 | 0 | 0
IGCC | 0 | 0 | 0 | 0 | 0 | 0
DemandResponse | 0 | 0 | 0 | 0 | 0 | 0
IGCC-CCS | 0 | 0 | 0 | 0 | 0 | 0
WT_off | 0 | 0 | 0 | 0 | 0 | 0
PseudoUnit | 0 | 0 | 0 | 0 | 0 | 0
FixedInterchange | 0 | 0 | 0 | 0 | 0 | 0
CO2 Emissions (MMshortTons): PJM_ROM
ReportingType | 2015 | 2020 | 2025 | 2030 | 2035 | 2040
BM | 0 | 0 | 0 | 0 | 0 | 0
CC | 6.49 | 9.45 | 8.98 | 6.78 | 10.77 | 50.82
CSP | 0 | 0 | 0 | 0 | 0 | 0
CT | 0 | 0 | 0 | 0 | 0 | 0
Coal | 50.08 | 54.91 | 56.4 | 53.94 | 57.77 | 57.77
Geo | 0 | 0 | 0 | 0 | 0 | 0
H | 0 | 0 | 0 | 0 | 0 | 0
LFG | 0 | 0 | 0 | 0 | 0 | 0
Nuc | 0 | 0 | 0 | 0 | 0 | 0
PS | 0 | 0 | 0 | 0 | 0 | 0
PV | 0 | 0 | 0 | 0 | 0 | 0
PeakG | 0 | 0.03 | 0.03 | 0.01 | 0.19 | 0.08
PeakO | 0 | 0 | 0 | 0 | 0 | 0
ST | 0 | 0 | 0 | 0 | 0 | 0
STOG | 0.43 | 0.83 | 0.83 | 0.83 | 0.83 | 1.45
STWD | 0 | 0 | 0 | 0 | 0 | 0
WT | 0 | 0 | 0 | 0 | 0 | 0
IGCC | 0 | 0 | 0 | 0 | 0 | 0
DemandResponse | 0 | 0 | 0 | 0 | 0 | 0
IGCC-CCS | 0 | 0 | 0 | 0 | 0 | 0
WT_off | 0 | 0 | 0 | 0 | 0 | 0
PseudoUnit | 0 | 0 | 0 | 0 | 0 | 0
FixedInterchange | 0 | 0 | 0 | 0 | 0 | 0
CO2 Emissions (MMshortTons): PJM_ROR
ReportingType | 2015 | 2020 | 2025 | 2030 | 2035 | 2040
BM | 0 | 0 | 0 | 0 | 0 | 0
CC | 27.87 | 28.08 | 25.46 | 16.69 | 39.04 | 30.32
CSP | 0 | 0 | 0 | 0 | 0 | 0
CT | 0 | 0 | 0 | 0 | 0.25 | 0.49
Coal | 357.16 | 270.9 | 271.65 | 271.55 | 272.96 | 275.79
Geo | 0 | 0 | 0 | 0 | 0 | 0
H | 0 | 0 | 0 | 0 | 0 | 0
LFG | 0 | 0 | 0 | 0 | 0 | 0
Nuc | 0 | 0 | 0 | 0 | 0 | 0
PS | 0 | 0 | 0 | 0 | 0 | 0
PV | 0 | 0 | 0 | 0 | 0 | 0
PeakG | 0.88 | 1.03 | 1 | 0.91 | 0.85 | 0.9
PeakO | 0 | 0 | 0 | 0 | 0 | 0
ST | 0 | 0 | 0 | 0 | 0 | 0
STOG | 0.49 | 0.52 | 0.52 | 0.49 | 0.49 | 0.49
STWD | 0 | 0 | 0 | 0 | 0 | 0
WT | 0 | 0 | 0 | 0 | 0 | 0
IGCC | 0 | 0 | 0 | 0 | 0 | 0
DemandResponse | 0 | 0 | 0 | 0 | 0 | 0
IGCC-CCS | 0 | 0 | 0 | 0 | 0 | 0
WT_off | 0 | 0 | 0 | 0 | 0 | 0
PseudoUnit | 0 | 0 | 0 | 0 | 0 | 0
FixedInterchange | 0 | 0 | 0 | 0 | 0 | 0
CO2 Emissions (MMshortTons): SOCO
ReportingType | 2015 | 2020 | 2025 | 2030 | 2035 | 2040
BM | 0 | 0 | 0 | 0 | 0 | 0
CC | 47.79 | 47.55 | 45.63 | 38.71 | 38.6 | 32.64
CSP | 0 | 0 | 0 | 0 | 0 | 0
CT | 0 | 0 | 0 | 0 | 0 | 0
Coal | 99.78 | 101.96 | 112.89 | 118.29 | 120.85 | 177.8
Geo | 0 | 0 | 0 | 0 | 0 | 0
H | 0 | 0 | 0 | 0 | 0 | 0
LFG | 0 | 0 | 0 | 0 | 0 | 0
Nuc | 0 | 0 | 0 | 0 | 0 | 0
PS | 0 | 0 | 0 | 0 | 0 | 0
PV | 0 | 0 | 0 | 0 | 0 | 0
PeakG | 0.47 | 0.76 | 1.1 | 0.84 | 1.17 | 1.11
PeakO | 0 | 0 | 0 | 0 | 0 | 0
ST | 0 | 0 | 0 | 0 | 0 | 0
STOG | 0 | 0 | 0 | 0 | 0 | 0
STWD | 0 | 0 | 0 | 0 | 0 | 0
WT | 0 | 0 | 0 | 0 | 0 | 0
IGCC | 0 | 0 | 0 | 0 | 0 | 0
DemandResponse | 0 | 0 | 0 | 0 | 0 | 0
IGCC-CCS | 0 | 0 | 0 | 0 | 0 | 0
WT_off | 0 | 0 | 0 | 0 | 0 | 0
PseudoUnit | 0 | 0 | 0 | 0 | 0 | 0
FixedInterchange | 0 | 0 | 0 | 0 | 0 | 0
CO2 Emissions (MMshortTons): SPP_N
ReportingType | 2015 | 2020 | 2025 | 2030 | 2035 | 2040
BM | 0 | 0 | 0 | 0 | 0 | 0
CC | 3.35 | 0.88 | 0.41 | 0.24 | 0.41 | 0.41
CSP | 0 | 0 | 0 | 0 | 0 | 0
CT | 0 | 0 | 0 | 0 | 0 | 0
Coal | 65.88 | 58.68 | 50.85 | 41.28 | 41.27 | 38.85
Geo | 0 | 0 | 0 | 0 | 0 | 0
H | 0 | 0 | 0 | 0 | 0 | 0
LFG | 0 | 0 | 0 | 0 | 0 | 0
Nuc | 0 | 0 | 0 | 0 | 0 | 0
PS | 0 | 0 | 0 | 0 | 0 | 0
PV | 0 | 0 | 0 | 0 | 0 | 0
PeakG | 0 | 0 | 0 | 0 | 0 | 0
PeakO | 0 | 0 | 0 | 0 | 0 | 0
ST | 0 | 0 | 0 | 0 | 0 | 0
STOG | 0.22 | 0.1 | 0 | 0 | 0 | 0
STWD | 0 | 0 | 0 | 0 | 0 | 0
WT | 0 | 0 | 0 | 0 | 0 | 0
IGCC | 0 | 0 | 0 | 0 | 0 | 0
DemandResponse | 0 | 0 | 0 | 0 | 0 | 0
IGCC-CCS | 0 | 0 | 0 | 0 | 0 | 0
WT_off | 0 | 0 | 0 | 0 | 0 | 0
PseudoUnit | 0 | 0 | 0 | 0 | 0 | 0
FixedInterchange | 0 | 0 | 0 | 0 | 0 | 0
CO2 Emissions (MMshortTons): SPP_S
ReportingType | 2015 | 2020 | 2025 | 2030 | 2035 | 2040
BM | 0 | 0 | 0 | 0 | 0 | 0
CC | 19.32 | 11.29 | 4.51 | 2.67 | 3.31 | 3.5
CSP | 0 | 0 | 0 | 0 | 0 | 0
CT | 0 | 0 | 0 | 0 | 0 | 0
Coal | 99.25 | 78.11 | 34.65 | 22.1 | 28.22 | 28.65
Geo | 0 | 0 | 0 | 0 | 0 | 0
H | 0 | 0 | 0 | 0 | 0 | 0
LFG | 0 | 0 | 0 | 0 | 0 | 0
Nuc | 0 | 0 | 0 | 0 | 0 | 0
PS | 0 | 0 | 0 | 0 | 0 | 0
PV | 0 | 0 | 0 | 0 | 0 | 0
PeakG | 0 | 0 | 0 | 0 | 0 | 0
PeakO | 0 | 0 | 0 | 0 | 0 | 0
ST | 0 | 0 | 0 | 0 | 0 | 0
STOG | 1.97 | 1.98 | 0.74 | 0.09 | 0.6 | 0.88
STWD | 0 | 0 | 0 | 0 | 0 | 0
WT | 0 | 0 | 0 | 0 | 0 | 0
IGCC | 0 | 0 | 0 | 0 | 0 | 0
DemandResponse | 0 | 0 | 0 | 0 | 0 | 0
IGCC-CCS | 0 | 0 | 0 | 0 | 0 | 0
WT_off | 0 | 0 | 0 | 0 | 0 | 0
PseudoUnit | 0 | 0 | 0 | 0 | 0 | 0
FixedInterchange | 0 | 0 | 0 | 0 | 0 | 0
CO2 Emissions (MMshortTons): TVA
ReportingType | 2015 | 2020 | 2025 | 2030 | 2035 | 2040
BM | 0 | 0 | 0 | 0 | 0 | 0
CC | 7.94 | 8.33 | 8.92 | 9.66 | 9.88 | 8.62
CSP | 0 | 0 | 0 | 0 | 0 | 0
CT | 0 | 0.16 | 0.16 | 0.3 | 0.3 | 0.3
Coal | 89.87 | 83.73 | 83.44 | 83.44 | 88.36 | 94.69
Geo | 0 | 0 | 0 | 0 | 0 | 0
H | 0 | 0 | 0 | 0 | 0 | 0
LFG | 0 | 0 | 0 | 0 | 0 | 0
Nuc | 0 | 0 | 0 | 0 | 0 | 0
PS | 0 | 0 | 0 | 0 | 0 | 0
PV | 0 | 0 | 0 | 0 | 0 | 0
PeakG | 0 | 0 | 0 | 0 | 0 | 0
PeakO | 0 | 0 | 0 | 0 | 0 | 0
ST | 0 | 0 | 0 | 0 | 0 | 0
STOG | 0 | 0 | 0 | 0 | 0 | 0
STWD | 0 | 0 | 0 | 0 | 0 | 0
WT | 0 | 0 | 0 | 0 | 0 | 0
IGCC | 0 | 0 | 0 | 0 | 0 | 0
DemandResponse | 0 | 0 | 0 | 0 | 0 | 0
IGCC-CCS | 0 | 0 | 0 | 0 | 0 | 0
WT_off | 0 | 0 | 0 | 0 | 0 | 0
PseudoUnit | 0 | 0 | 0 | 0 | 0 | 0
FixedInterchange | 0 | 0 | 0 | 0 | 0 | 0
CO2 Emissions (MMshortTons): TVA_Transmission
ReportingType | 2015 | 2020 | 2025 | 2030 | 2035 | 2040
BM | 0 | 0 | 0 | 0 | 0 | 0
CC | 0 | 0 | 0 | 0 | 0 | 0
CSP | 0 | 0 | 0 | 0 | 0 | 0
CT | 0 | 0 | 0 | 0 | 0 | 0
Coal | 0 | 0 | 0 | 0 | 0 | 0
Geo | 0 | 0 | 0 | 0 | 0 | 0
H | 0 | 0 | 0 | 0 | 0 | 0
LFG | 0 | 0 | 0 | 0 | 0 | 0
Nuc | 0 | 0 | 0 | 0 | 0 | 0
PS | 0 | 0 | 0 | 0 | 0 | 0
PV | 0 | 0 | 0 | 0 | 0 | 0
PeakG | 0 | 0 | 0 | 0 | 0 | 0
PeakO | 0 | 0 | 0 | 0 | 0 | 0
ST | 0 | 0 | 0 | 0 | 0 | 0
STOG | 0 | 0 | 0 | 0 | 0 | 0
STWD | 0 | 0 | 0 | 0 | 0 | 0
WT | 0 | 0 | 0 | 0 | 0 | 0
IGCC | 0 | 0 | 0 | 0 | 0 | 0
DemandResponse | 0 | 0 | 0 | 0 | 0 | 0
IGCC-CCS | 0 | 0 | 0 | 0 | 0 | 0
WT_off | 0 | 0 | 0 | 0 | 0 | 0
PseudoUnit | 0 | 0 | 0 | 0 | 0 | 0
FixedInterchange | 0 | 0 | 0 | 0 | 0 | 0
CO2 Emissions (MMshortTons): VACAR
ReportingType | 2015 | 2020 | 2025 | 2030 | 2035 | 2040
BM | 0 | 0 | 0 | 0 | 0 | 0
CC | 19.41 | 25.81 | 21.72 | 16.81 | 30.9 | 41.5
CSP | 0 | 0 | 0 | 0 | 0 | 0
CT | 0.03 | 0.05 | 0.08 | 0.15 | 0.21 | 0.26
Coal | 86 | 82.45 | 94.6 | 101.3 | 113.79 | 117.19
Geo | 0 | 0 | 0 | 0 | 0 | 0
H | 0 | 0 | 0 | 0 | 0 | 0
LFG | 0 | 0 | 0 | 0 | 0 | 0
Nuc | 0 | 0 | 0 | 0 | 0 | 0
PS | 0 | 0 | 0 | 0 | 0 | 0
PV | 0 | 0 | 0 | 0 | 0 | 0
PeakG | 0.04 | 0.06 | 0.15 | 0.14 | 0.15 | 0.14
PeakO | 0 | 0 | 0 | 0 | 0 | 0
ST | 0 | 0 | 0 | 0 | 0 | 0
STOG | 0 | 0 | 0 | 0 | 0 | 0
STWD | 0 | 0 | 0 | 0 | 0 | 0
WT | 0 | 0 | 0 | 0 | 0 | 0
IGCC | 0 | 0 | 0 | 0 | 0 | 0
DemandResponse | 0 | 0 | 0 | 0 | 0 | 0
IGCC-CCS | 0 | 0 | 0 | 0 | 0 | 0
WT_off | 0 | 0 | 0 | 0 | 0 | 0
PseudoUnit | 0 | 0 | 0 | 0 | 0 | 0
FixedInterchange | 0 | 0 | 0 | 0 | 0 | 0
CO2 Emissions (MMshortTons): IESO
ReportingType | 2015 | 2020 | 2025 | 2030 | 2035 | 2040
BM | 0 | 0 | 0 | 0 | 0 | 0
CC | 0.53 | 0.28 | 0.23 | 0.23 | 2.73 | 7.77
CSP | 0 | 0 | 0 | 0 | 0 | 0
CT | 0 | 0 | 0 | 0 | 0 | 0.03
Coal | 0 | 0 | 0 | 0 | 0 | 0
Geo | 0 | 0 | 0 | 0 | 0 | 0
H | 0 | 0 | 0 | 0 | 0 | 0
LFG | 0 | 0 | 0 | 0 | 0 | 0
Nuc | 0 | 0 | 0 | 0 | 0 | 0
PS | 0 | 0 | 0 | 0 | 0 | 0
PV | 0 | 0 | 0 | 0 | 0 | 0
PeakG | 0 | 0 | 0 | 0 | 0 | 0
PeakO | 0 | 0 | 0 | 0 | 0 | 0
ST | 0 | 0 | 0 | 0 | 0 | 0
STOG | 0 | 0 | 0 | 0 | 0 | 0
STWD | 0 | 0 | 0 | 0 | 0 | 0
WT | 0 | 0 | 0 | 0 | 0 | 0
IGCC | 0 | 0 | 0 | 0 | 0 | 0
DemandResponse | 0 | 0 | 0 | 0 | 0 | 0
IGCC-CCS | 0 | 0 | 0 | 0 | 0 | 0
WT_off | 0 | 0 | 0 | 0 | 0 | 0
PseudoUnit | 0 | 0 | 0 | 0 | 0 | 0
FixedInterchange | 0 | 0 | 0 | 0 | 0 | 0
CO2 Emissions (MMshortTons): MAPP_CA
ReportingType | 2015 | 2020 | 2025 | 2030 | 2035 | 2040
BM | 0 | 0 | 0 | 0 | 0 | 0
CC | 1.52 | 1.01 | 0.25 | 0 | 0 | 0.03
CSP | 0 | 0 | 0 | 0 | 0 | 0
CT | 0 | 0 | 0 | 0 | 0 | 0
Coal | 0.37 | 0.84 | 0.02 | 0 | 0 | 0
Geo | 0 | 0 | 0 | 0 | 0 | 0
H | 0 | 0 | 0 | 0 | 0 | 0
LFG | 0 | 0 | 0 | 0 | 0 | 0
Nuc | 0 | 0 | 0 | 0 | 0 | 0
PS | 0 | 0 | 0 | 0 | 0 | 0
PV | 0 | 0 | 0 | 0 | 0 | 0
PeakG | 0 | 0 | 0 | 0 | 0 | 0
PeakO | 0 | 0 | 0 | 0 | 0 | 0
ST | 0 | 0 | 0 | 0 | 0 | 0
STOG | 0 | 0 | 0 | 0 | 0 | 0
STWD | 0 | 0 | 0 | 0 | 0 | 0
WT | 0 | 0 | 0 | 0 | 0 | 0
IGCC | 0 | 0 | 0 | 0 | 0 | 0
DemandResponse | 0 | 0 | 0 | 0 | 0 | 0
IGCC-CCS | 0 | 0 | 0 | 0 | 0 | 0
WT_off | 0 | 0 | 0 | 0 | 0 | 0
PseudoUnit | 0 | 0 | 0 | 0 | 0 | 0
FixedInterchange | 0 | 0 | 0 | 0 | 0 | 0
CO2 Emissions (MMshortTons): AZ_NM_SNV_Coal
ReportingType | 2015 | 2020 | 2025 | 2030 | 2035 | 2040
BM | 0 | 0 | 0 | 0 | 0 | 0
CC | 0 | 0 | 0 | 0 | 0 | 0
CSP | 0 | 0 | 0 | 0 | 0 | 0
CT | 0 | 0 | 0 | 0 | 0 | 0
Coal | 80.32 | 80.51 | 80.51 | 80.51 | 95.61 | 164.78
Geo | 0 | 0 | 0 | 0 | 0 | 0
H | 0 | 0 | 0 | 0 | 0 | 0
LFG | 0 | 0 | 0 | 0 | 0 | 0
Nuc | 0 | 0 | 0 | 0 | 0 | 0
PS | 0 | 0 | 0 | 0 | 0 | 0
PV | 0 | 0 | 0 | 0 | 0 | 0
PeakG | 0 | 0 | 0 | 0 | 0 | 0
PeakO | 0 | 0 | 0 | 0 | 0 | 0
ST | 0 | 0 | 0 | 0 | 0 | 0
STOG | 0 | 0 | 0 | 0 | 0 | 0
STWD | 0 | 0 | 0 | 0 | 0 | 0
WT | 0 | 0 | 0 | 0 | 0 | 0
IGCC | 0 | 0 | 0 | 0 | 0 | 0
DemandResponse | 0 | 0 | 0 | 0 | 0 | 0
IGCC-CCS | 0 | 0 | 0 | 0 | 0 | 0
WT_off | 0 | 0 | 0 | 0 | 0 | 0
PseudoUnit | 0 | 0 | 0 | 0 | 0 | 0
FixedInterchange | 0 | 0 | 0 | 0 | 0 | 0
CO2 Emissions (MMshortTons): AZ_NM_SNV_Gas
ReportingType | 2015 | 2020 | 2025 | 2030 | 2035 | 2040
BM | 0 | 0 | 0 | 0 | 0 | 0
CC | 43.91 | 51.95 | 51.72 | 62.67 | 62.63 | 57.08
CSP | 0 | 0 | 0 | 0 | 0 | 0
CT | 0 | 0 | 0.09 | 0.18 | 0 | 0
Coal | 0 | 0 | 0 | 0 | 0 | 0
Geo | 0 | 0 | 0 | 0 | 0 | 0
H | 0 | 0 | 0 | 0 | 0 | 0
LFG | 0 | 0 | 0 | 0 | 0 | 0
Nuc | 0 | 0 | 0 | 0 | 0 | 0
PS | 0 | 0 | 0 | 0 | 0 | 0
PV | 0 | 0 | 0 | 0 | 0 | 0
PeakG | 0 | 0 | 0.17 | 0.28 | 0.33 | 0
PeakO | 0 | 0 | 0 | 0 | 0 | 0
ST | 0 | 0 | 0 | 0 | 0 | 0
STOG | 0 | 0 | 0 | 0 | 0 | 0
STWD | 0 | 0 | 0 | 0 | 0 | 0
WT | 0 | 0 | 0 | 0 | 0 | 0
IGCC | 0 | 0 | 0 | 0 | 0 | 0
DemandResponse | 0 | 0 | 0 | 0 | 0 | 0
IGCC-CCS | 0 | 0 | 0 | 0 | 0 | 0
WT_off | 0 | 0 | 0 | 0 | 0 | 0
PseudoUnit | 0 | 0 | 0 | 0 | 0 | 0
FixedInterchange | 0 | 0 | 0 | 0 | 0 | 0
CO2 Emissions (MMshortTons): AZ_NM_SNV_NucRenew
ReportingType | 2015 | 2020 | 2025 | 2030 | 2035 | 2040
BM | 0 | 0 | 0 | 0 | 0 | 0
CC | 0 | 0 | 0 | 0 | 0 | 0
CSP | 0 | 0 | 0 | 0 | 0 | 0
CT | 0 | 0 | 0 | 0 | 0 | 0
Coal | 0 | 0 | 0 | 0 | 0 | 0
Geo | 0 | 0 | 0 | 0 | 0 | 0
H | 0 | 0 | 0 | 0 | 0 | 0
LFG | 0 | 0 | 0 | 0 | 0 | 0
Nuc | 0 | 0 | 0 | 0 | 0 | 0
PS | 0 | 0 | 0 | 0 | 0 | 0
PV | 0 | 0 | 0 | 0 | 0 | 0
PeakG | 0 | 0 | 0 | 0 | 0 | 0
PeakO | 0 | 0 | 0 | 0 | 0 | 0
ST | 0 | 0 | 0 | 0 | 0 | 0
STOG | 0 | 0 | 0 | 0 | 0 | 0
STWD | 0 | 0 | 0 | 0 | 0 | 0
WT | 0 | 0 | 0 | 0 | 0 | 0
IGCC | 0 | 0 | 0 | 0 | 0 | 0
DemandResponse | 0 | 0 | 0 | 0 | 0 | 0
IGCC-CCS | 0 | 0 | 0 | 0 | 0 | 0
WT_off | 0 | 0 | 0 | 0 | 0 | 0
PseudoUnit | 0 | 0 | 0 | 0 | 0 | 0
FixedInterchange | 0 | 0 | 0 | 0 | 0 | 0
CO2 Emissions (MMshortTons): ERCOT
ReportingType | 2015 | 2020 | 2025 | 2030 | 2035 | 2040
BM | 0 | 0 | 0 | 0 | 0 | 0
CC | 59.68 | 52 | 42.01 | 34.42 | 36.27 | 40.09
CSP | 0 | 0 | 0 | 0 | 0 | 0
CT | 0 | 0 | 0 | 0 | 0 | 0
Coal | 133.79 | 143.67 | 150.95 | 152.55 | 154.7 | 155.98
Geo | 0 | 0 | 0 | 0 | 0 | 0
H | 0 | 0 | 0 | 0 | 0 | 0
LFG | 0 | 0 | 0 | 0 | 0 | 0
Nuc | 0 | 0 | 0 | 0 | 0 | 0
PS | 0 | 0 | 0 | 0 | 0 | 0
PV | 0 | 0 | 0 | 0 | 0 | 0
PeakG | 0 | 0 | 0 | 0 | 0 | 0
PeakO | 0 | 0 | 0 | 0 | 0 | 0
ST | 0 | 0 | 0 | 0 | 0 | 0
STOG | 3.05 | 3.23 | 3.11 | 2.71 | 2.6 | 2.31
STWD | 0 | 0 | 0 | 0 | 0 | 0
WT | 0 | 0 | 0 | 0 | 0 | 0
IGCC | 0 | 0 | 0 | 0 | 0 | 0
DemandResponse | 0 | 0 | 0 | 0 | 0 | 0
IGCC-CCS | 0 | 0 | 0 | 0 | 0 | 0
WT_off | 0 | 0 | 0 | 0 | 0 | 0
PseudoUnit | 0 | 0 | 0 | 0 | 0 | 0
FixedInterchange | 0 | 0 | 0 | 0 | 0 | 0
CO2 Emissions (MMshortTons): NP15
ReportingType | 2015 | 2020 | 2025 | 2030 | 2035 | 2040
BM | 0 | 0 | 0 | 0 | 0 | 0
CC | 14.6 | 15.16 | 11.5 | 8.91 | 4.97 | 2.07
CSP | 0 | 0 | 0 | 0 | 0 | 0
CT | 0 | 0 | 0 | 0 | 0 | 0
Coal | 0.27 | 0 | 0 | 0 | 0 | 0
Geo | 0 | 0 | 0 | 0 | 0 | 0
H | 0 | 0 | 0 | 0 | 0 | 0
LFG | 0 | 0 | 0 | 0 | 0 | 0
Nuc | 0 | 0 | 0 | 0 | 0 | 0
PS | 0 | 0 | 0 | 0 | 0 | 0
PV | 0 | 0 | 0 | 0 | 0 | 0
PeakG | 0 | 0 | 0 | 0 | 0 | 0
PeakO | 0 | 0 | 0 | 0 | 0 | 0
ST | 0 | 0 | 0 | 0 | 0 | 0
STOG | 0.08 | 0.1 | 0.04 | 0.08 | 0.05 | 0.09
STWD | 0 | 0 | 0 | 0 | 0 | 0
WT | 0 | 0 | 0 | 0 | 0 | 0
IGCC | 0 | 0 | 0 | 0 | 0 | 0
DemandResponse | 0 | 0 | 0 | 0 | 0 | 0
IGCC-CCS | 0 | 0 | 0 | 0 | 0 | 0
WT_off | 0 | 0 | 0 | 0 | 0 | 0
PseudoUnit | 0 | 0 | 0 | 0 | 0 | 0
FixedInterchange | 0 | 0 | 0 | 0 | 0 | 0
CO2 Emissions (MMshortTons): NWPP_Coal
ReportingType | 2015 | 2020 | 2025 | 2030 | 2035 | 2040
BM | 0 | 0 | 0 | 0 | 0 | 0
CC | 0 | 0 | 0 | 0 | 0 | 0
CSP | 0 | 0 | 0 | 0 | 0 | 0
CT | 0 | 0 | 0 | 0 | 0 | 0
Coal | 108.92 | 109.08 | 109.08 | 109.08 | 108.57 | 108.57
Geo | 0 | 0 | 0 | 0 | 0 | 0
H | 0 | 0 | 0 | 0 | 0 | 0
LFG | 0 | 0 | 0 | 0 | 0 | 0
Nuc | 0 | 0 | 0 | 0 | 0 | 0
PS | 0 | 0 | 0 | 0 | 0 | 0
PV | 0 | 0 | 0 | 0 | 0 | 0
PeakG | 0 | 0 | 0 | 0 | 0 | 0
PeakO | 0 | 0 | 0 | 0 | 0 | 0
ST | 0 | 0 | 0 | 0 | 0 | 0
STOG | 0 | 0 | 0 | 0 | 0 | 0
STWD | 0 | 0 | 0 | 0 | 0 | 0
WT | 0 | 0 | 0 | 0 | 0 | 0
IGCC | 0 | 0 | 0 | 0 | 0 | 0
DemandResponse | 0 | 0 | 0 | 0 | 0 | 0
IGCC-CCS | 0 | 0 | 0 | 0 | 0 | 0
WT_off | 0 | 0 | 0 | 0 | 0 | 0
PseudoUnit | 0 | 0 | 0 | 0 | 0 | 0
FixedInterchange | 0 | 0 | 0 | 0 | 0 | 0
CO2 Emissions (MMshortTons): NWPP_Gas
ReportingType | 2015 | 2020 | 2025 | 2030 | 2035 | 2040
BM | 0 | 0 | 0 | 0 | 0 | 0
CC | 21.13 | 21.13 | 21.13 | 30.21 | 43.61 | 44.16
CSP | 0 | 0 | 0 | 0 | 0 | 0
CT | 0 | 0 | 0 | 0 | 0 | 0
Coal | 0 | 0 | 0 | 0 | 0 | 3.2
Geo | 0 | 0 | 0 | 0 | 0 | 0
H | 0 | 0 | 0 | 0 | 0 | 0
LFG | 0 | 0 | 0 | 0 | 0 | 0
Nuc | 0 | 0 | 0 | 0 | 0 | 0
PS | 0 | 0 | 0 | 0 | 0 | 0
PV | 0 | 0 | 0 | 0 | 0 | 0
PeakG | 0 | 0 | 0 | 0 | 0 | 0
PeakO | 0 | 0 | 0 | 0 | 0 | 0
ST | 0 | 0 | 0 | 0 | 0 | 0
STOG | 0 | 0 | 0 | 0 | 0 | 0
STWD | 0 | 0 | 0 | 0 | 0 | 0
WT | 0 | 0 | 0 | 0 | 0 | 0
IGCC | 0 | 0 | 0 | 0 | 0 | 0
DemandResponse | 0 | 0 | 0 | 0 | 0 | 0
IGCC-CCS | 0 | 0 | 0 | 0 | 0 | 0
WT_off | 0 | 0 | 0 | 0 | 0 | 0
PseudoUnit | 0 | 0 | 0 | 0 | 0 | 0
FixedInterchange | 0 | 0 | 0 | 0 | 0 | 0
CO2 Emissions (MMshortTons): NWPP_NucRenew
ReportingType | 2015 | 2020 | 2025 | 2030 | 2035 | 2040
BM | 0 | 0 | 0 | 0 | 0 | 0
CC | 0 | 0 | 0 | 0 | 0 | 0
CSP | 0 | 0 | 0 | 0 | 0 | 0
CT | 0 | 0 | 0 | 0 | 0 | 0
Coal | 0 | 0 | 0 | 0 | 0 | 0
Geo | 0 | 0 | 0 | 0 | 0 | 0
H | 0 | 0 | 0 | 0 | 0 | 0
LFG | 0 | 0 | 0 | 0 | 0 | 0
Nuc | 0 | 0 | 0 | 0 | 0 | 0
PS | 0 | 0 | 0 | 0 | 0 | 0
PV | 0 | 0 | 0 | 0 | 0 | 0
PeakG | 0 | 0 | 0 | 0 | 0 | 0
PeakO | 0 | 0 | 0 | 0 | 0 | 0
ST | 0 | 0 | 0 | 0 | 0 | 0
STOG | 0 | 0 | 0 | 0 | 0 | 0
STWD | 0 | 0 | 0 | 0 | 0 | 0
WT | 0 | 0 | 0 | 0 | 0 | 0
IGCC | 0 | 0 | 0 | 0 | 0 | 0
DemandResponse | 0 | 0 | 0 | 0 | 0 | 0
IGCC-CCS | 0 | 0 | 0 | 0 | 0 | 0
WT_off | 0 | 0 | 0 | 0 | 0 | 0
PseudoUnit | 0 | 0 | 0 | 0 | 0 | 0
FixedInterchange | 0 | 0 | 0 | 0 | 0 | 0
CO2 Emissions (MMshortTons): RMPA
ReportingType | 2015 | 2020 | 2025 | 2030 | 2035 | 2040
BM | 0 | 0 | 0 | 0 | 0 | 0
CC | 2.3 | 3.52 | 1.08 | 1.38 | 1.14 | 1.24
CSP | 0 | 0 | 0 | 0 | 0 | 0
CT | 0 | 0 | 0 | 0 | 0 | 0
Coal | 61.31 | 59.93 | 56.17 | 56.25 | 64.75 | 73.94
Geo | 0 | 0 | 0 | 0 | 0 | 0
H | 0 | 0 | 0 | 0 | 0 | 0
LFG | 0 | 0 | 0 | 0 | 0 | 0
Nuc | 0 | 0 | 0 | 0 | 0 | 0
PS | 0 | 0 | 0 | 0 | 0 | 0
PV | 0 | 0 | 0 | 0 | 0 | 0
PeakG | 0 | 0.01 | 0 | 0.02 | 0 | 0
PeakO | 0 | 0 | 0 | 0 | 0 | 0
ST | 0 | 0 | 0 | 0 | 0 | 0
STOG | 0 | 0 | 0 | 0 | 0 | 0
STWD | 0 | 0 | 0 | 0 | 0 | 0
WT | 0 | 0 | 0 | 0 | 0 | 0
IGCC | 0 | 0 | 0 | 0 | 0 | 0
DemandResponse | 0 | 0 | 0 | 0 | 0 | 0
IGCC-CCS | 0 | 0 | 0 | 0 | 0 | 0
WT_off | 0 | 0 | 0 | 0 | 0 | 0
PseudoUnit | 0 | 0 | 0 | 0 | 0 | 0
FixedInterchange | 0 | 0 | 0 | 0 | 0 | 0
CO2 Emissions (MMshortTons): SP15
ReportingType | 2015 | 2020 | 2025 | 2030 | 2035 | 2040
BM | 0 | 0 | 0 | 0 | 0 | 0
CC | 9.92 | 10.21 | 8.99 | 7.93 | 7.37 | 3.92
CSP | 0 | 0 | 0 | 0 | 0 | 0
CT | 0 | 0 | 0 | 0 | 0 | 0
Coal | 0.9 | 0.9 | 0.9 | 0.79 | 0 | 0
Geo | 0 | 0 | 0 | 0 | 0 | 0
H | 0 | 0 | 0 | 0 | 0 | 0
LFG | 0 | 0 | 0 | 0 | 0 | 0
Nuc | 0 | 0 | 0 | 0 | 0 | 0
PS | 0 | 0 | 0 | 0 | 0 | 0
PV | 0 | 0 | 0 | 0 | 0 | 0
PeakG | 0 | 0 | 0 | 0 | 0 | 0
PeakO | 0 | 0 | 0 | 0 | 0 | 0
ST | 0 | 0 | 0 | 0 | 0 | 0
STOG | 0.13 | 0.21 | 0.14 | 0.24 | 0.49 | 0.3
STWD | 0 | 0 | 0 | 0 | 0 | 0
WT | 0 | 0 | 0 | 0 | 0 | 0
IGCC | 0 | 0 | 0 | 0 | 0 | 0
DemandResponse | 0 | 0 | 0 | 0 | 0 | 0
IGCC-CCS | 0 | 0 | 0 | 0 | 0 | 0
WT_off | 0 | 0 | 0 | 0 | 0 | 0
PseudoUnit | 0 | 0 | 0 | 0 | 0 | 0
FixedInterchange | 0 | 0 | 0 | 0 | 0 | 0
CO2 Emissions (MMshortTons): ALB
ReportingType | 2015 | 2020 | 2025 | 2030 | 2035 | 2040
BM | 0 | 0 | 0 | 0 | 0 | 0
CC | 8.14 | 9.57 | 11.98 | 13.75 | 15.87 | 17.24
CSP | 0 | 0 | 0 | 0 | 0 | 0
CT | 0 | 0 | 0 | 0 | 0 | 0
Coal | 50 | 50 | 50 | 50 | 50 | 50
Geo | 0 | 0 | 0 | 0 | 0 | 0
H | 0 | 0 | 0 | 0 | 0 | 0
LFG | 0 | 0 | 0 | 0 | 0 | 0
Nuc | 0 | 0 | 0 | 0 | 0 | 0
PS | 0 | 0 | 0 | 0 | 0 | 0
PV | 0 | 0 | 0 | 0 | 0 | 0
PeakG | 0 | 0 | 0 | 0 | 0 | 0
PeakO | 0 | 0 | 0 | 0 | 0 | 0
ST | 0 | 0 | 0 | 0 | 0 | 0
STOG | 0 | 0 | 0 | 0 | 0 | 0
STWD | 0 | 0 | 0 | 0 | 0 | 0
WT | 0 | 0 | 0 | 0 | 0 | 0
IGCC | 0 | 0 | 0 | 0 | 0 | 0
DemandResponse | 0 | 0 | 0 | 0 | 0 | 0
IGCC-CCS | 0 | 0 | 0 | 0 | 0 | 0
WT_off | 0 | 0 | 0 | 0 | 0 | 0
PseudoUnit | 0 | 0 | 0 | 0 | 0 | 0
FixedInterchange | 0 | 0 | 0 | 0 | 0 | 0
CO2 Emissions (MMshortTons): BC
ReportingType | 2015 | 2020 | 2025 | 2030 | 2035 | 2040
BM | 0 | 0 | 0 | 0 | 0 | 0
CC | 4.01 | 4.51 | 5.98 | 7.9 | 9.71 | 11.66
CSP | 0 | 0 | 0 | 0 | 0 | 0
CT | 0 | 0 | 0 | 0 | 0 | 0
Coal | 0 | 0 | 0 | 0 | 0 | 0
Geo | 0 | 0 | 0 | 0 | 0 | 0
H | 0 | 0 | 0 | 0 | 0 | 0
LFG | 0 | 0 | 0 | 0 | 0 | 0
Nuc | 0 | 0 | 0 | 0 | 0 | 0
PS | 0 | 0 | 0 | 0 | 0 | 0
PV | 0 | 0 | 0 | 0 | 0 | 0
PeakG | 0 | 0 | 0 | 0 | 0 | 0
PeakO | 0 | 0 | 0 | 0 | 0 | 0
ST | 0 | 0 | 0 | 0 | 0 | 0
STOG | 0 | 0 | 0 | 0 | 0 | 0
STWD | 0 | 0 | 0 | 0 | 0 | 0
WT | 0 | 0 | 0 | 0 | 0 | 0
IGCC | 0 | 0 | 0 | 0 | 0 | 0
DemandResponse | 0 | 0 | 0 | 0 | 0 | 0
IGCC-CCS | 0 | 0 | 0 | 0 | 0 | 0
WT_off | 0 | 0 | 0 | 0 | 0 | 0
PseudoUnit | 0 | 0 | 0 | 0 | 0 | 0
FixedInterchange | 0 | 0 | 0 | 0 | 0 | 0
CO2 Emissions (MMshortTons): HQ_IESO
ReportingType | 2015 | 2020 | 2025 | 2030 | 2035 | 2040
BM | 0 | 0 | 0 | 0 | 0 | 0
CC | 0 | 0 | 0 | 0 | 0 | 0
CSP | 0 | 0 | 0 | 0 | 0 | 0
CT | 0 | 0 | 0 | 0 | 0 | 0
Coal | 0 | 0 | 0 | 0 | 0 | 0
Geo | 0 | 0 | 0 | 0 | 0 | 0
H | 0 | 0 | 0 | 0 | 0 | 0
LFG | 0 | 0 | 0 | 0 | 0 | 0
Nuc | 0 | 0 | 0 | 0 | 0 | 0
PS | 0 | 0 | 0 | 0 | 0 | 0
PV | 0 | 0 | 0 | 0 | 0 | 0
PeakG | 0 | 0 | 0 | 0 | 0 | 0
PeakO | 0 | 0 | 0 | 0 | 0 | 0
ST | 0 | 0 | 0 | 0 | 0 | 0
STOG | 0 | 0 | 0 | 0 | 0 | 0
STWD | 0 | 0 | 0 | 0 | 0 | 0
WT | 0 | 0 | 0 | 0 | 0 | 0
IGCC | 0 | 0 | 0 | 0 | 0 | 0
DemandResponse | 0 | 0 | 0 | 0 | 0 | 0
IGCC-CCS | 0 | 0 | 0 | 0 | 0 | 0
WT_off | 0 | 0 | 0 | 0 | 0 | 0
PseudoUnit | 0 | 0 | 0 | 0 | 0 | 0
FixedInterchange | 0 | 0 | 0 | 0 | 0 | 0
CO2 Emissions (MMshortTons): HQ_NEISO
ReportingType | 2015 | 2020 | 2025 | 2030 | 2035 | 2040
BM | 0 | 0 | 0 | 0 | 0 | 0
CC | 0 | 0 | 0 | 0 | 0 | 0
CSP | 0 | 0 | 0 | 0 | 0 | 0
CT | 0 | 0 | 0 | 0 | 0 | 0
Coal | 0 | 0 | 0 | 0 | 0 | 0
Geo | 0 | 0 | 0 | 0 | 0 | 0
H | 0 | 0 | 0 | 0 | 0 | 0
LFG | 0 | 0 | 0 | 0 | 0 | 0
Nuc | 0 | 0 | 0 | 0 | 0 | 0
PS | 0 | 0 | 0 | 0 | 0 | 0
PV | 0 | 0 | 0 | 0 | 0 | 0
PeakG | 0 | 0 | 0 | 0 | 0 | 0
PeakO | 0 | 0 | 0 | 0 | 0 | 0
ST | 0 | 0 | 0 | 0 | 0 | 0
STOG | 0 | 0 | 0 | 0 | 0 | 0
STWD | 0 | 0 | 0 | 0 | 0 | 0
WT | 0 | 0 | 0 | 0 | 0 | 0
IGCC | 0 | 0 | 0 | 0 | 0 | 0
DemandResponse | 0 | 0 | 0 | 0 | 0 | 0
IGCC-CCS | 0 | 0 | 0 | 0 | 0 | 0
WT_off | 0 | 0 | 0 | 0 | 0 | 0
PseudoUnit | 0 | 0 | 0 | 0 | 0 | 0
FixedInterchange | 0 | 0 | 0 | 0 | 0 | 0
CO2 Emissions (MMshortTons): HQ_NY
ReportingType | 2015 | 2020 | 2025 | 2030 | 2035 | 2040
BM | 0 | 0 | 0 | 0 | 0 | 0
CC | 0 | 0 | 0 | 0 | 0 | 0
CSP | 0 | 0 | 0 | 0 | 0 | 0
CT | 0 | 0 | 0 | 0 | 0 | 0
Coal | 0 | 0 | 0 | 0 | 0 | 0
Geo | 0 | 0 | 0 | 0 | 0 | 0
H | 0 | 0 | 0 | 0 | 0 | 0
LFG | 0 | 0 | 0 | 0 | 0 | 0
Nuc | 0 | 0 | 0 | 0 | 0 | 0
PS | 0 | 0 | 0 | 0 | 0 | 0
PV | 0 | 0 | 0 | 0 | 0 | 0
PeakG | 0 | 0 | 0 | 0 | 0 | 0
PeakO | 0 | 0 | 0 | 0 | 0 | 0
ST | 0 | 0 | 0 | 0 | 0 | 0
STOG | 0 | 0 | 0 | 0 | 0 | 0
STWD | 0 | 0 | 0 | 0 | 0 | 0
WT | 0 | 0 | 0 | 0 | 0 | 0
IGCC | 0 | 0 | 0 | 0 | 0 | 0
DemandResponse | 0 | 0 | 0 | 0 | 0 | 0
IGCC-CCS | 0 | 0 | 0 | 0 | 0 | 0
WT_off | 0 | 0 | 0 | 0 | 0 | 0
PseudoUnit | 0 | 0 | 0 | 0 | 0 | 0
FixedInterchange | 0 | 0 | 0 | 0 | 0 | 0
CO2 Emissions (MMshortTons): MARITIMES
ReportingType | 2015 | 2020 | 2025 | 2030 | 2035 | 2040
BM | 0 | 0 | 0 | 0 | 0 | 0
CC | 0 | 0 | 0 | 0 | 0 | 0
CSP | 0 | 0 | 0 | 0 | 0 | 0
CT | 0 | 0 | 0 | 0 | 0 | 0
Coal | 0 | 0 | 0 | 0 | 0 | 0
Geo | 0 | 0 | 0 | 0 | 0 | 0
H | 0 | 0 | 0 | 0 | 0 | 0
LFG | 0 | 0 | 0 | 0 | 0 | 0
Nuc | 0 | 0 | 0 | 0 | 0 | 0
PS | 0 | 0 | 0 | 0 | 0 | 0
PV | 0 | 0 | 0 | 0 | 0 | 0
PeakG | 0 | 0 | 0 | 0 | 0 | 0
PeakO | 0 | 0 | 0 | 0 | 0 | 0
ST | 0 | 0 | 0 | 0 | 0 | 0
STOG | 0 | 0 | 0 | 0 | 0 | 0
STWD | 0 | 0 | 0 | 0 | 0 | 0
WT | 0 | 0 | 0 | 0 | 0 | 0
IGCC | 0 | 0 | 0 | 0 | 0 | 0
DemandResponse | 0 | 0 | 0 | 0 | 0 | 0
IGCC-CCS | 0 | 0 | 0 | 0 | 0 | 0
WT_off | 0 | 0 | 0 | 0 | 0 | 0
PseudoUnit | 0 | 0 | 0 | 0 | 0 | 0
FixedInterchange | 0 | 0 | 0 | 0 | 0 | 0
CO2 Emissions (MMshortTons): All
ReportingType | 2015 | 2020 | 2025 | 2030 | 2035 | 2040
BM | 0 | 0 | 0 | 0 | 0 | 0
CC | 450.35 | 471.99 | 414.26 | 372.08 | 476.22 | 536.35
CSP | 0 | 0 | 0 | 0 | 0 | 0
CT | 0.6 | 1.31 | 1.56 | 1.55 | 3.13 | 4.09
Coal | 1920.94 | 1763.58 | 1723.57 | 1686.78 | 1794.08 | 1953.56
Geo | 0 | 0 | 0 | 0 | 0 | 0
H | 0 | 0 | 0 | 0 | 0 | 0
LFG | 0 | 0 | 0 | 0 | 0 | 0
Nuc | 0 | 0 | 0 | 0 | 0 | 0
PS | 0 | 0 | 0 | 0 | 0 | 0
PV | 0 | 0 | 0 | 0 | 0 | 0
PeakG | 2.24 | 2.89 | 3.85 | 3.35 | 4.17 | 3.46
PeakO | 0 | 0 | 0 | 0 | 0 | 0
ST | 0 | 0 | 0 | 0 | 0 | 0
STOG | 10.53 | 10.86 | 9.68 | 7.96 | 9.48 | 9.07
STWD | 0 | 0 | 0 | 0 | 0 | 0
WT | 0 | 0 | 0 | 0 | 0 | 0
IGCC | 4.15 | 4.15 | 4.15 | 4.15 | 4.15 | 4.15
DemandResponse | 0 | 0 | 0 | 0 | 0 | 0
IGCC-CCS | 0 | 0 | 0 | 0 | 0 | 0
WT_off | 0 | 0 | 0 | 0 | 0 | 0
PseudoUnit | 0 | 0 | 0 | 0 | 0 | 0
FixedInterchange | 0 | 0 | 0 | 0 | 0 | 0
CO2 Emissions (MMshortTons): EI_US
ReportingType | 2015 | 2020 | 2025 | 2030 | 2035 | 2040
BM | 0 | 0 | 0 | 0 | 0 | 0
CC | 284.61 | 302.65 | 259.4 | 204.69 | 291.93 | 351.09
CSP | 0 | 0 | 0 | 0 | 0 | 0
CT | 0.6 | 1.31 | 1.47 | 1.38 | 3.13 | 4.06
Coal | 1485.08 | 1318.66 | 1275.95 | 1237.6 | 1320.45 | 1397.09
Geo | 0 | 0 | 0 | 0 | 0 | 0
H | 0 | 0 | 0 | 0 | 0 | 0
LFG | 0 | 0 | 0 | 0 | 0 | 0
Nuc | 0 | 0 | 0 | 0 | 0 | 0
PS | 0 | 0 | 0 | 0 | 0 | 0
PV | 0 | 0 | 0 | 0 | 0 | 0
PeakG | 2.24 | 2.88 | 3.69 | 3.04 | 3.83 | 3.45
PeakO | 0 | 0 | 0 | 0 | 0 | 0
ST | 0 | 0 | 0 | 0 | 0 | 0
STOG | 7.27 | 7.32 | 6.4 | 4.93 | 6.34 | 6.38
STWD | 0 | 0 | 0 | 0 | 0 | 0
WT | 0 | 0 | 0 | 0 | 0 | 0
IGCC | 4.15 | 4.15 | 4.15 | 4.15 | 4.15 | 4.15
DemandResponse | 0 | 0 | 0 | 0 | 0 | 0
IGCC-CCS | 0 | 0 | 0 | 0 | 0 | 0
WT_off | 0 | 0 | 0 | 0 | 0 | 0
PseudoUnit | 0 | 0 | 0 | 0 | 0 | 0
FixedInterchange | 0 | 0 | 0 | 0 | 0 | 0
CO2 Emissions (MMshortTons): EI_Canada
ReportingType | 2015 | 2020 | 2025 | 2030 | 2035 | 2040
BM | 0 | 0 | 0 | 0 | 0 | 0
CC | 2.05 | 1.29 | 0.48 | 0.23 | 2.73 | 7.8
CSP | 0 | 0 | 0 | 0 | 0 | 0
CT | 0 | 0 | 0 | 0 | 0 | 0.03
Coal | 0.37 | 0.84 | 0.02 | 0 | 0 | 0
Geo | 0 | 0 | 0 | 0 | 0 | 0
H | 0 | 0 | 0 | 0 | 0 | 0
LFG | 0 | 0 | 0 | 0 | 0 | 0
Nuc | 0 | 0 | 0 | 0 | 0 | 0
PS | 0 | 0 | 0 | 0 | 0 | 0
PV | 0 | 0 | 0 | 0 | 0 | 0
PeakG | 0 | 0 | 0 | 0 | 0 | 0
PeakO | 0 | 0 | 0 | 0 | 0 | 0
ST | 0 | 0 | 0 | 0 | 0 | 0
STOG | 0 | 0 | 0 | 0 | 0 | 0
STWD | 0 | 0 | 0 | 0 | 0 | 0
WT | 0 | 0 | 0 | 0 | 0 | 0
IGCC | 0 | 0 | 0 | 0 | 0 | 0
DemandResponse | 0 | 0 | 0 | 0 | 0 | 0
IGCC-CCS | 0 | 0 | 0 | 0 | 0 | 0
WT_off | 0 | 0 | 0 | 0 | 0 | 0
PseudoUnit | 0 | 0 | 0 | 0 | 0 | 0
FixedInterchange | 0 | 0 | 0 | 0 | 0 | 0
CO2 Emissions (MMshortTons): EI
ReportingType | 2015 | 2020 | 2025 | 2030 | 2035 | 2040
BM | 0 | 0 | 0 | 0 | 0 | 0
CC | 286.66 | 303.94 | 259.88 | 204.92 | 294.66 | 358.89
CSP | 0 | 0 | 0 | 0 | 0 | 0
CT | 0.6 | 1.31 | 1.47 | 1.38 | 3.13 | 4.09
Coal | 1485.44 | 1319.5 | 1275.97 | 1237.6 | 1320.45 | 1397.09
Geo | 0 | 0 | 0 | 0 | 0 | 0
H | 0 | 0 | 0 | 0 | 0 | 0
LFG | 0 | 0 | 0 | 0 | 0 | 0
Nuc | 0 | 0 | 0 | 0 | 0 | 0
PS | 0 | 0 | 0 | 0 | 0 | 0
PV | 0 | 0 | 0 | 0 | 0 | 0
PeakG | 2.24 | 2.88 | 3.69 | 3.04 | 3.83 | 3.45
PeakO | 0 | 0 | 0 | 0 | 0 | 0
ST | 0 | 0 | 0 | 0 | 0 | 0
STOG | 7.27 | 7.32 | 6.4 | 4.93 | 6.34 | 6.38
STWD | 0 | 0 | 0 | 0 | 0 | 0
WT | 0 | 0 | 0 | 0 | 0 | 0
IGCC | 4.15 | 4.15 | 4.15 | 4.15 | 4.15 | 4.15
DemandResponse | 0 | 0 | 0 | 0 | 0 | 0
IGCC-CCS | 0 | 0 | 0 | 0 | 0 | 0
WT_off | 0 | 0 | 0 | 0 | 0 | 0
PseudoUnit | 0 | 0 | 0 | 0 | 0 | 0
FixedInterchange | 0 | 0 | 0 | 0 | 0 | 0
CO2 Emissions (MMshortTons): Outside_EI
ReportingType | 2015 | 2020 | 2025 | 2030 | 2035 | 2040
BM | 0 | 0 | 0 | 0 | 0 | 0
CC | 163.69 | 168.05 | 154.38 | 167.16 | 181.55 | 177.45
CSP | 0 | 0 | 0 | 0 | 0 | 0
CT | 0 | 0 | 0.09 | 0.18 | 0 | 0
Coal | 435.5 | 444.08 | 447.6 | 449.18 | 473.63 | 556.47
Geo | 0 | 0 | 0 | 0 | 0 | 0
H | 0 | 0 | 0 | 0 | 0 | 0
LFG | 0 | 0 | 0 | 0 | 0 | 0
Nuc | 0 | 0 | 0 | 0 | 0 | 0
PS | 0 | 0 | 0 | 0 | 0 | 0
PV | 0 | 0 | 0 | 0 | 0 | 0
PeakG | 0 | 0.01 | 0.17 | 0.31 | 0.34 | 0.01
PeakO | 0 | 0 | 0 | 0 | 0 | 0
ST | 0 | 0 | 0 | 0 | 0 | 0
STOG | 3.26 | 3.54 | 3.29 | 3.03 | 3.13 | 2.7
STWD | 0 | 0 | 0 | 0 | 0 | 0
WT | 0 | 0 | 0 | 0 | 0 | 0
IGCC | 0 | 0 | 0 | 0 | 0 | 0
DemandResponse | 0 | 0 | 0 | 0 | 0 | 0
IGCC-CCS | 0 | 0 | 0 | 0 | 0 | 0
WT_off | 0 | 0 | 0 | 0 | 0 | 0
PseudoUnit | 0 | 0 | 0 | 0 | 0 | 0
FixedInterchange | 0 | 0 | 0 | 0 | 0 | 0
CO2 Emissions (MMmetricTons): Entergy
ReportingType | 2015 | 2020 | 2025 | 2030 | 2035 | 2040
BM | 0 | 0 | 0 | 0 | 0 | 0
CC | 25.57 | 28.61 | 11.8 | 6.67 | 7.12 | 6.84
CSP | 0 | 0 | 0 | 0 | 0 | 0
CT | 0 | 0 | 0 | 0 | 0 | 0.01
Coal | 58.48 | 51.51 | 45.44 | 42.1 | 46.89 | 51.12
Geo | 0 | 0 | 0 | 0 | 0 | 0
H | 0 | 0 | 0 | 0 | 0 | 0
LFG | 0 | 0 | 0 | 0 | 0 | 0
Nuc | 0 | 0 | 0 | 0 | 0 | 0
PS | 0 | 0 | 0 | 0 | 0 | 0
PV | 0 | 0 | 0 | 0 | 0 | 0
PeakG | 0 | 0 | 0 | 0 | 0 | 0
PeakO | 0 | 0 | 0 | 0 | 0 | 0
ST | 0 | 0 | 0 | 0 | 0 | 0
STOG | 0.88 | 0.89 | 0.86 | 0.44 | 0.86 | 0.86
STWD | 0 | 0 | 0 | 0 | 0 | 0
WT | 0 | 0 | 0 | 0 | 0 | 0
IGCC | 0 | 0 | 0 | 0 | 0 | 0
DemandResponse | 0 | 0 | 0 | 0 | 0 | 0
IGCC-CCS | 0 | 0 | 0 | 0 | 0 | 0
WT_off | 0 | 0 | 0 | 0 | 0 | 0
PseudoUnit | 0 | 0 | 0 | 0 | 0 | 0
FixedInterchange | 0 | 0 | 0 | 0 | 0 | 0
CO2 Emissions (MMmetricTons): FRCC
ReportingType | 2015 | 2020 | 2025 | 2030 | 2035 | 2040
BM | 0 | 0 | 0 | 0 | 0 | 0
CC | 56.2 | 60.21 | 62.84 | 63.29 | 78.3 | 87.92
CSP | 0 | 0 | 0 | 0 | 0 | 0
CT | 0.51 | 0.55 | 0.55 | 0.54 | 0.54 | 0.5
Coal | 57.35 | 55.79 | 56.77 | 58.53 | 59.8 | 59.8
Geo | 0 | 0 | 0 | 0 | 0 | 0
H | 0 | 0 | 0 | 0 | 0 | 0
LFG | 0 | 0 | 0 | 0 | 0 | 0
Nuc | 0 | 0 | 0 | 0 | 0 | 0
PS | 0 | 0 | 0 | 0 | 0 | 0
PV | 0 | 0 | 0 | 0 | 0 | 0
PeakG | 0.26 | 0.34 | 0.57 | 0.61 | 0.32 | 0.26
PeakO | 0 | 0 | 0 | 0 | 0 | 0
ST | 0 | 0 | 0 | 0 | 0 | 0
STOG | 2.05 | 1.27 | 1.27 | 1.27 | 1.23 | 0.73
STWD | 0 | 0 | 0 | 0 | 0 | 0
WT | 0 | 0 | 0 | 0 | 0 | 0
IGCC | 0 | 0 | 0 | 0 | 0 | 0
DemandResponse | 0 | 0 | 0 | 0 | 0 | 0
IGCC-CCS | 0 | 0 | 0 | 0 | 0 | 0
WT_off | 0 | 0 | 0 | 0 | 0 | 0
PseudoUnit | 0 | 0 | 0 | 0 | 0 | 0
FixedInterchange | 0 | 0 | 0 | 0 | 0 | 0
CO2 Emissions (MMmetricTons): MAPP_US
ReportingType | 2015 | 2020 | 2025 | 2030 | 2035 | 2040
BM | 0 | 0 | 0 | 0 | 0 | 0
CC | 0.1 | 0.1 | 0.08 | 0.04 | 0.07 | 0.07
CSP | 0 | 0 | 0 | 0 | 0 | 0
CT | 0 | 0 | 0 | 0 | 0 | 0
Coal | 22.65 | 18.01 | 18.01 | 15.19 | 18.01 | 16.26
Geo | 0 | 0 | 0 | 0 | 0 | 0
H | 0 | 0 | 0 | 0 | 0 | 0
LFG | 0 | 0 | 0 | 0 | 0 | 0
Nuc | 0 | 0 | 0 | 0 | 0 | 0
PS | 0 | 0 | 0 | 0 | 0 | 0
PV | 0 | 0 | 0 | 0 | 0 | 0
PeakG | 0.01 | 0 | 0 | 0 | 0.01 | 0.01
PeakO | 0 | 0 | 0 | 0 | 0 | 0
ST | 0 | 0 | 0 | 0 | 0 | 0
STOG | 0 | 0 | 0 | 0 | 0 | 0
STWD | 0 | 0 | 0 | 0 | 0 | 0
WT | 0 | 0 | 0 | 0 | 0 | 0
IGCC | 0 | 0 | 0 | 0 | 0 | 0
DemandResponse | 0 | 0 | 0 | 0 | 0 | 0
IGCC-CCS | 0 | 0 | 0 | 0 | 0 | 0
WT_off | 0 | 0 | 0 | 0 | 0 | 0
PseudoUnit | 0 | 0 | 0 | 0 | 0 | 0
FixedInterchange | 0 | 0 | 0 | 0 | 0 | 0
CO2 Emissions (MMmetricTons): MISO_IN
ReportingType | 2015 | 2020 | 2025 | 2030 | 2035 | 2040
BM | 0 | 0 | 0 | 0 | 0 | 0
CC | 1.67 | 2.77 | 1.67 | 0.64 | 1.4 | 1.66
CSP | 0 | 0 | 0 | 0 | 0 | 0
CT | 0 | 0 | 0 | 0 | 0 | 0
Coal | 82.97 | 87.55 | 86.83 | 82.97 | 90.36 | 93.41
Geo | 0 | 0 | 0 | 0 | 0 | 0
H | 0 | 0 | 0 | 0 | 0 | 0
LFG | 0 | 0 | 0 | 0 | 0 | 0
Nuc | 0 | 0 | 0 | 0 | 0 | 0
PS | 0 | 0 | 0 | 0 | 0 | 0
PV | 0 | 0 | 0 | 0 | 0 | 0
PeakG | 0.01 | 0.02 | 0.02 | 0 | 0.02 | 0.05
PeakO | 0 | 0 | 0 | 0 | 0 | 0
ST | 0 | 0 | 0 | 0 | 0 | 0
STOG | 0.03 | 0.07 | 0.07 | 0.03 | 0.07 | 0.07
STWD | 0 | 0 | 0 | 0 | 0 | 0
WT | 0 | 0 | 0 | 0 | 0 | 0
IGCC | 3.76 | 3.76 | 3.76 | 3.76 | 3.76 | 3.76
DemandResponse | 0 | 0 | 0 | 0 | 0 | 0
IGCC-CCS | 0 | 0 | 0 | 0 | 0 | 0
WT_off | 0 | 0 | 0 | 0 | 0 | 0
PseudoUnit | 0 | 0 | 0 | 0 | 0 | 0
FixedInterchange | 0 | 0 | 0 | 0 | 0 | 0
CO2 Emissions (MMmetricTons): MISO_MI
ReportingType | 2015 | 2020 | 2025 | 2030 | 2035 | 2040
BM | 0 | 0 | 0 | 0 | 0 | 0
CC | 4.22 | 5.62 | 3.83 | 1.74 | 3.32 | 2.64
CSP | 0 | 0 | 0 | 0 | 0 | 0
CT | 0 | 0 | 0 | 0 | 0 | 0
Coal | 54.57 | 48.55 | 47.67 | 45.43 | 51.33 | 52.27
Geo | 0 | 0 | 0 | 0 | 0 | 0
H | 0 | 0 | 0 | 0 | 0 | 0
LFG | 0 | 0 | 0 | 0 | 0 | 0
Nuc | 0 | 0 | 0 | 0 | 0 | 0
PS | 0 | 0 | 0 | 0 | 0 | 0
PV | 0 | 0 | 0 | 0 | 0 | 0
PeakG | 0.02 | 0.02 | 0.02 | 0 | 0.02 | 0.02
PeakO | 0 | 0 | 0 | 0 | 0 | 0
ST | 0 | 0 | 0 | 0 | 0 | 0
STOG | 0.26 | 0.4 | 0.45 | 0.34 | 0.34 | 0.31
STWD | 0 | 0 | 0 | 0 | 0 | 0
WT | 0 | 0 | 0 | 0 | 0 | 0
IGCC | 0 | 0 | 0 | 0 | 0 | 0
DemandResponse | 0 | 0 | 0 | 0 | 0 | 0
IGCC-CCS | 0 | 0 | 0 | 0 | 0 | 0
WT_off | 0 | 0 | 0 | 0 | 0 | 0
PseudoUnit | 0 | 0 | 0 | 0 | 0 | 0
FixedInterchange | 0 | 0 | 0 | 0 | 0 | 0
CO2 Emissions (MMmetricTons): MISO_MO-IL
ReportingType | 2015 | 2020 | 2025 | 2030 | 2035 | 2040
BM | 0 | 0 | 0 | 0 | 0 | 0
CC | 1.07 | 1.83 | 0.93 | 0.36 | 0.51 | 0.48
CSP | 0 | 0 | 0 | 0 | 0 | 0
CT | 0 | 0 | 0 | 0 | 0 | 0
Coal | 92.1 | 73.91 | 73.46 | 69.93 | 78.52 | 80.5
Geo | 0 | 0 | 0 | 0 | 0 | 0
H | 0 | 0 | 0 | 0 | 0 | 0
LFG | 0 | 0 | 0 | 0 | 0 | 0
Nuc | 0 | 0 | 0 | 0 | 0 | 0
PS | 0 | 0 | 0 | 0 | 0 | 0
PV | 0 | 0 | 0 | 0 | 0 | 0
PeakG | 0.17 | 0.12 | 0.07 | 0.03 | 0.06 | 0.2
PeakO | 0 | 0 | 0 | 0 | 0 | 0
ST | 0 | 0 | 0 | 0 | 0 | 0
STOG | 0.04 | 0.07 | 0.04 | 0.01 | 0.04 | 0
STWD | 0 | 0 | 0 | 0 | 0 | 0
WT | 0 | 0 | 0 | 0 | 0 | 0
IGCC | 0 | 0 | 0 | 0 | 0 | 0
DemandResponse | 0 | 0 | 0 | 0 | 0 | 0
IGCC-CCS | 0 | 0 | 0 | 0 | 0 | 0
WT_off | 0 | 0 | 0 | 0 | 0 | 0
PseudoUnit | 0 | 0 | 0 | 0 | 0 | 0
FixedInterchange | 0 | 0 | 0 | 0 | 0 | 0
CO2 Emissions (MMmetricTons): MISO_W
ReportingType | 2015 | 2020 | 2025 | 2030 | 2035 | 2040
BM | 0 | 0 | 0 | 0 | 0 | 0
CC | 3.76 | 3.87 | 2.13 | 0.79 | 1.21 | 1.21
CSP | 0 | 0 | 0 | 0 | 0 | 0
CT | 0 | 0 | 0 | 0 | 0 | 0
Coal | 94.06 | 81.32 | 80.96 | 74.18 | 78.91 | 77.65
Geo | 0 | 0 | 0 | 0 | 0 | 0
H | 0 | 0 | 0 | 0 | 0 | 0
LFG | 0 | 0 | 0 | 0 | 0 | 0
Nuc | 0 | 0 | 0 | 0 | 0 | 0
PS | 0 | 0 | 0 | 0 | 0 | 0
PV | 0 | 0 | 0 | 0 | 0 | 0
PeakG | 0.08 | 0.05 | 0.02 | 0.01 | 0.01 | 0.01
PeakO | 0 | 0 | 0 | 0 | 0 | 0
ST | 0 | 0 | 0 | 0 | 0 | 0
STOG | 0 | 0 | 0 | 0 | 0 | 0
STWD | 0 | 0 | 0 | 0 | 0 | 0
WT | 0 | 0 | 0 | 0 | 0 | 0
IGCC | 0 | 0 | 0 | 0 | 0 | 0
DemandResponse | 0 | 0 | 0 | 0 | 0 | 0
IGCC-CCS | 0 | 0 | 0 | 0 | 0 | 0
WT_off | 0 | 0 | 0 | 0 | 0 | 0
PseudoUnit | 0 | 0 | 0 | 0 | 0 | 0
FixedInterchange | 0 | 0 | 0 | 0 | 0 | 0
CO2 Emissions (MMmetricTons): MISO_WUMS
ReportingType | 2015 | 2020 | 2025 | 2030 | 2035 | 2040
BM | 0 | 0 | 0 | 0 | 0 | 0
CC | 4.7 | 6.39 | 4.59 | 1.29 | 2.2 | 2.07
CSP | 0 | 0 | 0 | 0 | 0 | 0
CT | 0 | 0.44 | 0.56 | 0.29 | 1.31 | 1.96
Coal | 29.65 | 32.08 | 31.39 | 28.6 | 37.99 | 39.85
Geo | 0 | 0 | 0 | 0 | 0 | 0
H | 0 | 0 | 0 | 0 | 0 | 0
LFG | 0 | 0 | 0 | 0 | 0 | 0
Nuc | 0 | 0 | 0 | 0 | 0 | 0
PS | 0 | 0 | 0 | 0 | 0 | 0
PV | 0 | 0 | 0 | 0 | 0 | 0
PeakG | 0.04 | 0.05 | 0.01 | 0 | 0 | 0
PeakO | 0 | 0 | 0 | 0 | 0 | 0
ST | 0 | 0 | 0 | 0 | 0 | 0
STOG | 0 | 0 | 0 | 0 | 0 | 0
STWD | 0 | 0 | 0 | 0 | 0 | 0
WT | 0 | 0 | 0 | 0 | 0 | 0
IGCC | 0 | 0 | 0 | 0 | 0 | 0
DemandResponse | 0 | 0 | 0 | 0 | 0 | 0
IGCC-CCS | 0 | 0 | 0 | 0 | 0 | 0
WT_off | 0 | 0 | 0 | 0 | 0 | 0
PseudoUnit | 0 | 0 | 0 | 0 | 0 | 0
FixedInterchange | 0 | 0 | 0 | 0 | 0 | 0
CO2 Emissions (MMmetricTons): Nebraska
ReportingType | 2015 | 2020 | 2025 | 2030 | 2035 | 2040
BM | 0 | 0 | 0 | 0 | 0 | 0
CC | 0.48 | 0.16 | 0.1 | 0.06 | 0.1 | 0.1
CSP | 0 | 0 | 0 | 0 | 0 | 0
CT | 0 | 0 | 0 | 0 | 0 | 0
Coal | 32.1 | 29.67 | 22.3 | 22.25 | 22.16 | 20.79
Geo | 0 | 0 | 0 | 0 | 0 | 0
H | 0 | 0 | 0 | 0 | 0 | 0
LFG | 0 | 0 | 0 | 0 | 0 | 0
Nuc | 0 | 0 | 0 | 0 | 0 | 0
PS | 0 | 0 | 0 | 0 | 0 | 0
PV | 0 | 0 | 0 | 0 | 0 | 0
PeakG | 0.02 | 0 | 0 | 0 | 0 | 0
PeakO | 0 | 0 | 0 | 0 | 0 | 0
ST | 0 | 0 | 0 | 0 | 0 | 0
STOG | 0 | 0 | 0 | 0 | 0 | 0
STWD | 0 | 0 | 0 | 0 | 0 | 0
WT | 0 | 0 | 0 | 0 | 0 | 0
IGCC | 0 | 0 | 0 | 0 | 0 | 0
DemandResponse | 0 | 0 | 0 | 0 | 0 | 0
IGCC-CCS | 0 | 0 | 0 | 0 | 0 | 0
WT_off | 0 | 0 | 0 | 0 | 0 | 0
PseudoUnit | 0 | 0 | 0 | 0 | 0 | 0
FixedInterchange | 0 | 0 | 0 | 0 | 0 | 0
CO2 Emissions (MMmetricTons): NEISO
ReportingType | 2015 | 2020 | 2025 | 2030 | 2035 | 2040
BM | 0 | 0 | 0 | 0 | 0 | 0
CC | 16.66 | 13.31 | 11.65 | 5.78 | 12.18 | 16.59
CSP | 0 | 0 | 0 | 0 | 0 | 0
CT | 0 | 0.01 | 0 | 0 | 0 | 0
Coal | 0.03 | 0 | 0 | 0 | 0 | 0
Geo | 0 | 0 | 0 | 0 | 0 | 0
H | 0 | 0 | 0 | 0 | 0 | 0
LFG | 0 | 0 | 0 | 0 | 0 | 0
Nuc | 0 | 0 | 0 | 0 | 0 | 0
PS | 0 | 0 | 0 | 0 | 0 | 0
PV | 0 | 0 | 0 | 0 | 0 | 0
PeakG | 0.02 | 0.02 | 0.02 | 0 | 0 | 0.02
PeakO | 0 | 0 | 0 | 0 | 0 | 0
ST | 0 | 0 | 0 | 0 | 0 | 0
STOG | 0 | 0 | 0 | 0 | 0 | 0
STWD | 0 | 0 | 0 | 0 | 0 | 0
WT | 0 | 0 | 0 | 0 | 0 | 0
IGCC | 0 | 0 | 0 | 0 | 0 | 0
DemandResponse | 0 | 0 | 0 | 0 | 0 | 0
IGCC-CCS | 0 | 0 | 0 | 0 | 0 | 0
WT_off | 0 | 0 | 0 | 0 | 0 | 0
PseudoUnit | 0 | 0 | 0 | 0 | 0 | 0
FixedInterchange | 0 | 0 | 0 | 0 | 0 | 0
CO2 Emissions (MMmetricTons): NonRTO_Midwest
ReportingType | 2015 | 2020 | 2025 | 2030 | 2035 | 2040
BM | 0 | 0 | 0 | 0 | 0 | 0
CC | 0 | 0.52 | 0.52 | 0.46 | 0.42 | 0.66
CSP | 0 | 0 | 0 | 0 | 0 | 0
CT | 0 | 0 | 0 | 0 | 0 | 0
Coal | 53.61 | 54.82 | 55.45 | 55.74 | 57.65 | 58.25
Geo | 0 | 0 | 0 | 0 | 0 | 0
H | 0 | 0 | 0 | 0 | 0 | 0
LFG | 0 | 0 | 0 | 0 | 0 | 0
Nuc | 0 | 0 | 0 | 0 | 0 | 0
PS | 0 | 0 | 0 | 0 | 0 | 0
PV | 0 | 0 | 0 | 0 | 0 | 0
PeakG | 0.11 | 0.12 | 0.18 | 0.06 | 0.14 | 0.15
PeakO | 0 | 0 | 0 | 0 | 0 | 0
ST | 0 | 0 | 0 | 0 | 0 | 0
STOG | 0 | 0 | 0 | 0 | 0 | 0
STWD | 0 | 0 | 0 | 0 | 0 | 0
WT | 0 | 0 | 0 | 0 | 0 | 0
IGCC | 0 | 0 | 0 | 0 | 0 | 0
DemandResponse | 0 | 0 | 0 | 0 | 0 | 0
IGCC-CCS | 0 | 0 | 0 | 0 | 0 | 0
WT_off | 0 | 0 | 0 | 0 | 0 | 0
PseudoUnit | 0 | 0 | 0 | 0 | 0 | 0
FixedInterchange | 0 | 0 | 0 | 0 | 0 | 0
CO2 Emissions (MMmetricTons): NYISO_A-F
ReportingType | 2015 | 2020 | 2025 | 2030 | 2035 | 2040
BM | 0 | 0 | 0 | 0 | 0 | 0
CC | 3.02 | 3.11 | 2.76 | 2.35 | 4.63 | 5.23
CSP | 0 | 0 | 0 | 0 | 0 | 0
CT | 0 | 0 | 0 | 0 | 0 | 0
Coal | 0 | 0 | 0 | 0 | 0 | 0
Geo | 0 | 0 | 0 | 0 | 0 | 0
H | 0 | 0 | 0 | 0 | 0 | 0
LFG | 0 | 0 | 0 | 0 | 0 | 0
Nuc | 0 | 0 | 0 | 0 | 0 | 0
PS | 0 | 0 | 0 | 0 | 0 | 0
PV | 0 | 0 | 0 | 0 | 0 | 0
PeakG | 0 | 0 | 0 | 0 | 0 | 0
PeakO | 0 | 0 | 0 | 0 | 0 | 0
ST | 0 | 0 | 0 | 0 | 0 | 0
STOG | 0 | 0 | 0 | 0 | 0 | 0
STWD | 0 | 0 | 0 | 0 | 0 | 0
WT | 0 | 0 | 0 | 0 | 0 | 0
IGCC | 0 | 0 | 0 | 0 | 0 | 0
DemandResponse | 0 | 0 | 0 | 0 | 0 | 0
IGCC-CCS | 0 | 0 | 0 | 0 | 0 | 0
WT_off | 0 | 0 | 0 | 0 | 0 | 0
PseudoUnit | 0 | 0 | 0 | 0 | 0 | 0
FixedInterchange | 0 | 0 | 0 | 0 | 0 | 0
CO2 Emissions (MMmetricTons): NYISO_G-I
ReportingType | 2015 | 2020 | 2025 | 2030 | 2035 | 2040
BM | 0 | 0 | 0 | 0 | 0 | 0
CC | 2.26 | 2.25 | 2.18 | 1.07 | 3.32 | 11.46
CSP | 0 | 0 | 0 | 0 | 0 | 0
CT | 0 | 0 | 0 | 0 | 0 | 0
Coal | 0 | 0 | 0 | 0 | 0 | 0
Geo | 0 | 0 | 0 | 0 | 0 | 0
H | 0 | 0 | 0 | 0 | 0 | 0
LFG | 0 | 0 | 0 | 0 | 0 | 0
Nuc | 0 | 0 | 0 | 0 | 0 | 0
PS | 0 | 0 | 0 | 0 | 0 | 0
PV | 0 | 0 | 0 | 0 | 0 | 0
PeakG | 0 | 0 | 0 | 0 | 0 | 0
PeakO | 0 | 0 | 0 | 0 | 0 | 0
ST | 0 | 0 | 0 | 0 | 0 | 0
STOG | 0 | 0 | 0 | 0 | 0 | 0
STWD | 0 | 0 | 0 | 0 | 0 | 0
WT | 0 | 0 | 0 | 0 | 0 | 0
IGCC | 0 | 0 | 0 | 0 | 0 | 0
DemandResponse | 0 | 0 | 0 | 0 | 0 | 0
IGCC-CCS | 0 | 0 | 0 | 0 | 0 | 0
WT_off | 0 | 0 | 0 | 0 | 0 | 0
PseudoUnit | 0 | 0 | 0 | 0 | 0 | 0
FixedInterchange | 0 | 0 | 0 | 0 | 0 | 0
CO2 Emissions (MMmetricTons): NYISO_J-K
ReportingType | 2015 | 2020 | 2025 | 2030 | 2035 | 2040
BM | 0 | 0 | 0 | 0 | 0 | 0
CC | 9.04 | 10.18 | 8.69 | 6.93 | 10.82 | 10.89
CSP | 0 | 0 | 0 | 0 | 0 | 0
CT | 0 | 0 | 0 | 0 | 0.11 | 0.2
Coal | 0 | 0 | 0 | 0 | 0 | 0
Geo | 0 | 0 | 0 | 0 | 0 | 0
H | 0 | 0 | 0 | 0 | 0 | 0
LFG | 0 | 0 | 0 | 0 | 0 | 0
Nuc | 0 | 0 | 0 | 0 | 0 | 0
PS | 0 | 0 | 0 | 0 | 0 | 0
PV | 0 | 0 | 0 | 0 | 0 | 0
PeakG | 0.03 | 0.1 | 0.08 | 0.06 | 0.22 | 0.17
PeakO | 0 | 0 | 0 | 0 | 0 | 0
ST | 0 | 0 | 0 | 0 | 0 | 0
STOG | 0.37 | 0.55 | 0.67 | 0.56 | 0.92 | 0.86
STWD | 0 | 0 | 0 | 0 | 0 | 0
WT | 0 | 0 | 0 | 0 | 0 | 0
IGCC | 0 | 0 | 0 | 0 | 0 | 0
DemandResponse | 0 | 0 | 0 | 0 | 0 | 0
IGCC-CCS | 0 | 0 | 0 | 0 | 0 | 0
WT_off | 0 | 0 | 0 | 0 | 0 | 0
PseudoUnit | 0 | 0 | 0 | 0 | 0 | 0
FixedInterchange | 0 | 0 | 0 | 0 | 0 | 0
CO2 Emissions (MMmetricTons): PJM_E
ReportingType | 2015 | 2020 | 2025 | 2030 | 2035 | 2040
BM | 0 | 0 | 0 | 0 | 0 | 0
CC | 9.54 | 16.41 | 16.65 | 11.18 | 18.66 | 18.44
CSP | 0 | 0 | 0 | 0 | 0 | 0
CT | 0 | 0 | 0 | 0 | 0.18 | 0.05
Coal | 0.37 | 0.15 | 0.15 | 0.13 | 0.18 | 0.18
Geo | 0 | 0 | 0 | 0 | 0 | 0
H | 0 | 0 | 0 | 0 | 0 | 0
LFG | 0 | 0 | 0 | 0 | 0 | 0
Nuc | 0 | 0 | 0 | 0 | 0 | 0
PS | 0 | 0 | 0 | 0 | 0 | 0
PV | 0 | 0 | 0 | 0 | 0 | 0
PeakG | 0.01 | 0.05 | 0.28 | 0.28 | 0.54 | 0.2
PeakO | 0 | 0 | 0 | 0 | 0 | 0
ST | 0 | 0 | 0 | 0 | 0 | 0
STOG | 0.15 | 0.28 | 0.55 | 0.53 | 0.55 | 0.4
STWD | 0 | 0 | 0 | 0 | 0 | 0
WT | 0 | 0 | 0 | 0 | 0 | 0
IGCC | 0 | 0 | 0 | 0 | 0 | 0
DemandResponse | 0 | 0 | 0 | 0 | 0 | 0
IGCC-CCS | 0 | 0 | 0 | 0 | 0 | 0
WT_off | 0 | 0 | 0 | 0 | 0 | 0
PseudoUnit | 0 | 0 | 0 | 0 | 0 | 0
FixedInterchange | 0 | 0 | 0 | 0 | 0 | 0
CO2 Emissions (MMmetricTons): PJM_ROM
ReportingType | 2015 | 2020 | 2025 | 2030 | 2035 | 2040
BM | 0 | 0 | 0 | 0 | 0 | 0
CC | 5.89 | 8.58 | 8.15 | 6.15 | 9.77 | 46.11
CSP | 0 | 0 | 0 | 0 | 0 | 0
CT | 0 | 0 | 0 | 0 | 0 | 0
Coal | 45.44 | 49.82 | 51.16 | 48.94 | 52.41 | 52.41
Geo | 0 | 0 | 0 | 0 | 0 | 0
H | 0 | 0 | 0 | 0 | 0 | 0
LFG | 0 | 0 | 0 | 0 | 0 | 0
Nuc | 0 | 0 | 0 | 0 | 0 | 0
PS | 0 | 0 | 0 | 0 | 0 | 0
PV | 0 | 0 | 0 | 0 | 0 | 0
PeakG | 0 | 0.03 | 0.03 | 0.01 | 0.18 | 0.08
PeakO | 0 | 0 | 0 | 0 | 0 | 0
ST | 0 | 0 | 0 | 0 | 0 | 0
STOG | 0.39 | 0.76 | 0.76 | 0.76 | 0.76 | 1.31
STWD | 0 | 0 | 0 | 0 | 0 | 0
WT | 0 | 0 | 0 | 0 | 0 | 0
IGCC | 0 | 0 | 0 | 0 | 0 | 0
DemandResponse | 0 | 0 | 0 | 0 | 0 | 0
IGCC-CCS | 0 | 0 | 0 | 0 | 0 | 0
WT_off | 0 | 0 | 0 | 0 | 0 | 0
PseudoUnit | 0 | 0 | 0 | 0 | 0 | 0
FixedInterchange | 0 | 0 | 0 | 0 | 0 | 0
CO2 Emissions (MMmetricTons): PJM_ROR
ReportingType | 2015 | 2020 | 2025 | 2030 | 2035 | 2040
BM | 0 | 0 | 0 | 0 | 0 | 0
CC | 25.28 | 25.47 | 23.1 | 15.14 | 35.42 | 27.51
CSP | 0 | 0 | 0 | 0 | 0 | 0
CT | 0 | 0 | 0 | 0 | 0.23 | 0.44
Coal | 324.01 | 245.76 | 246.44 | 246.35 | 247.63 | 250.2
Geo | 0 | 0 | 0 | 0 | 0 | 0
H | 0 | 0 | 0 | 0 | 0 | 0
LFG | 0 | 0 | 0 | 0 | 0 | 0
Nuc | 0 | 0 | 0 | 0 | 0 | 0
PS | 0 | 0 | 0 | 0 | 0 | 0
PV | 0 | 0 | 0 | 0 | 0 | 0
PeakG | 0.8 | 0.94 | 0.9 | 0.83 | 0.77 | 0.82
PeakO | 0 | 0 | 0 | 0 | 0 | 0
ST | 0 | 0 | 0 | 0 | 0 | 0
STOG | 0.44 | 0.47 | 0.47 | 0.44 | 0.44 | 0.44
STWD | 0 | 0 | 0 | 0 | 0 | 0
WT | 0 | 0 | 0 | 0 | 0 | 0
IGCC | 0 | 0 | 0 | 0 | 0 | 0
DemandResponse | 0 | 0 | 0 | 0 | 0 | 0
IGCC-CCS | 0 | 0 | 0 | 0 | 0 | 0
WT_off | 0 | 0 | 0 | 0 | 0 | 0
PseudoUnit | 0 | 0 | 0 | 0 | 0 | 0
FixedInterchange | 0 | 0 | 0 | 0 | 0 | 0
CO2 Emissions (MMmetricTons): SOCO
ReportingType | 2015 | 2020 | 2025 | 2030 | 2035 | 2040
BM | 0 | 0 | 0 | 0 | 0 | 0
CC | 43.35 | 43.14 | 41.39 | 35.12 | 35.01 | 29.61
CSP | 0 | 0 | 0 | 0 | 0 | 0
CT | 0 | 0 | 0 | 0 | 0 | 0
Coal | 90.52 | 92.5 | 102.41 | 107.32 | 109.63 | 161.3
Geo | 0 | 0 | 0 | 0 | 0 | 0
H | 0 | 0 | 0 | 0 | 0 | 0
LFG | 0 | 0 | 0 | 0 | 0 | 0
Nuc | 0 | 0 | 0 | 0 | 0 | 0
PS | 0 | 0 | 0 | 0 | 0 | 0
PV | 0 | 0 | 0 | 0 | 0 | 0
PeakG | 0.43 | 0.69 | 1 | 0.76 | 1.06 | 1.01
PeakO | 0 | 0 | 0 | 0 | 0 | 0
ST | 0 | 0 | 0 | 0 | 0 | 0
STOG | 0 | 0 | 0 | 0 | 0 | 0
STWD | 0 | 0 | 0 | 0 | 0 | 0
WT | 0 | 0 | 0 | 0 | 0 | 0
IGCC | 0 | 0 | 0 | 0 | 0 | 0
DemandResponse | 0 | 0 | 0 | 0 | 0 | 0
IGCC-CCS | 0 | 0 | 0 | 0 | 0 | 0
WT_off | 0 | 0 | 0 | 0 | 0 | 0
PseudoUnit | 0 | 0 | 0 | 0 | 0 | 0
FixedInterchange | 0 | 0 | 0 | 0 | 0 | 0
CO2 Emissions (MMmetricTons): SPP_N
ReportingType | 2015 | 2020 | 2025 | 2030 | 2035 | 2040
BM | 0 | 0 | 0 | 0 | 0 | 0
CC | 3.04 | 0.8 | 0.37 | 0.21 | 0.37 | 0.37
CSP | 0 | 0 | 0 | 0 | 0 | 0
CT | 0 | 0 | 0 | 0 | 0 | 0
Coal | 59.76 | 53.23 | 46.13 | 37.45 | 37.44 | 35.24
Geo | 0 | 0 | 0 | 0 | 0 | 0
H | 0 | 0 | 0 | 0 | 0 | 0
LFG | 0 | 0 | 0 | 0 | 0 | 0
Nuc | 0 | 0 | 0 | 0 | 0 | 0
PS | 0 | 0 | 0 | 0 | 0 | 0
PV | 0 | 0 | 0 | 0 | 0 | 0
PeakG | 0 | 0 | 0 | 0 | 0 | 0
PeakO | 0 | 0 | 0 | 0 | 0 | 0
ST | 0 | 0 | 0 | 0 | 0 | 0
STOG | 0.2 | 0.09 | 0 | 0 | 0 | 0
STWD | 0 | 0 | 0 | 0 | 0 | 0
WT | 0 | 0 | 0 | 0 | 0 | 0
IGCC | 0 | 0 | 0 | 0 | 0 | 0
DemandResponse | 0 | 0 | 0 | 0 | 0 | 0
IGCC-CCS | 0 | 0 | 0 | 0 | 0 | 0
WT_off | 0 | 0 | 0 | 0 | 0 | 0
PseudoUnit | 0 | 0 | 0 | 0 | 0 | 0
FixedInterchange | 0 | 0 | 0 | 0 | 0 | 0
CO2 Emissions (MMmetricTons): SPP_S
ReportingType | 2015 | 2020 | 2025 | 2030 | 2035 | 2040
BM | 0 | 0 | 0 | 0 | 0 | 0
CC | 17.53 | 10.24 | 4.09 | 2.42 | 3 | 3.18
CSP | 0 | 0 | 0 | 0 | 0 | 0
CT | 0 | 0 | 0 | 0 | 0 | 0
Coal | 90.04 | 70.86 | 31.44 | 20.04 | 25.6 | 25.99
Geo | 0 | 0 | 0 | 0 | 0 | 0
H | 0 | 0 | 0 | 0 | 0 | 0
LFG | 0 | 0 | 0 | 0 | 0 | 0
Nuc | 0 | 0 | 0 | 0 | 0 | 0
PS | 0 | 0 | 0 | 0 | 0 | 0
PV | 0 | 0 | 0 | 0 | 0 | 0
PeakG | 0 | 0 | 0 | 0 | 0 | 0
PeakO | 0 | 0 | 0 | 0 | 0 | 0
ST | 0 | 0 | 0 | 0 | 0 | 0
STOG | 1.79 | 1.8 | 0.67 | 0.08 | 0.54 | 0.8
STWD | 0 | 0 | 0 | 0 | 0 | 0
WT | 0 | 0 | 0 | 0 | 0 | 0
IGCC | 0 | 0 | 0 | 0 | 0 | 0
DemandResponse | 0 | 0 | 0 | 0 | 0 | 0
IGCC-CCS | 0 | 0 | 0 | 0 | 0 | 0
WT_off | 0 | 0 | 0 | 0 | 0 | 0
PseudoUnit | 0 | 0 | 0 | 0 | 0 | 0
FixedInterchange | 0 | 0 | 0 | 0 | 0 | 0
CO2 Emissions (MMmetricTons): TVA
ReportingType | 2015 | 2020 | 2025 | 2030 | 2035 | 2040
BM | 0 | 0 | 0 | 0 | 0 | 0
CC | 7.2 | 7.56 | 8.1 | 8.76 | 8.96 | 7.82
CSP | 0 | 0 | 0 | 0 | 0 | 0
CT | 0 | 0.15 | 0.15 | 0.27 | 0.27 | 0.27
Coal | 81.53 | 75.95 | 75.7 | 75.7 | 80.16 | 85.9
Geo | 0 | 0 | 0 | 0 | 0 | 0
H | 0 | 0 | 0 | 0 | 0 | 0
LFG | 0 | 0 | 0 | 0 | 0 | 0
Nuc | 0 | 0 | 0 | 0 | 0 | 0
PS | 0 | 0 | 0 | 0 | 0 | 0
PV | 0 | 0 | 0 | 0 | 0 | 0
PeakG | 0 | 0 | 0 | 0 | 0 | 0
PeakO | 0 | 0 | 0 | 0 | 0 | 0
ST | 0 | 0 | 0 | 0 | 0 | 0
STOG | 0 | 0 | 0 | 0 | 0 | 0
STWD | 0 | 0 | 0 | 0 | 0 | 0
WT | 0 | 0 | 0 | 0 | 0 | 0
IGCC | 0 | 0 | 0 | 0 | 0 | 0
DemandResponse | 0 | 0 | 0 | 0 | 0 | 0
IGCC-CCS | 0 | 0 | 0 | 0 | 0 | 0
WT_off | 0 | 0 | 0 | 0 | 0 | 0
PseudoUnit | 0 | 0 | 0 | 0 | 0 | 0
FixedInterchange | 0 | 0 | 0 | 0 | 0 | 0
CO2 Emissions (MMmetricTons): TVA_Transmission
ReportingType | 2015 | 2020 | 2025 | 2030 | 2035 | 2040
BM | 0 | 0 | 0 | 0 | 0 | 0
CC | 0 | 0 | 0 | 0 | 0 | 0
CSP | 0 | 0 | 0 | 0 | 0 | 0
CT | 0 | 0 | 0 | 0 | 0 | 0
Coal | 0 | 0 | 0 | 0 | 0 | 0
Geo | 0 | 0 | 0 | 0 | 0 | 0
H | 0 | 0 | 0 | 0 | 0 | 0
LFG | 0 | 0 | 0 | 0 | 0 | 0
Nuc | 0 | 0 | 0 | 0 | 0 | 0
PS | 0 | 0 | 0 | 0 | 0 | 0
PV | 0 | 0 | 0 | 0 | 0 | 0
PeakG | 0 | 0 | 0 | 0 | 0 | 0
PeakO | 0 | 0 | 0 | 0 | 0 | 0
ST | 0 | 0 | 0 | 0 | 0 | 0
STOG | 0 | 0 | 0 | 0 | 0 | 0
STWD | 0 | 0 | 0 | 0 | 0 | 0
WT | 0 | 0 | 0 | 0 | 0 | 0
IGCC | 0 | 0 | 0 | 0 | 0 | 0
DemandResponse | 0 | 0 | 0 | 0 | 0 | 0
IGCC-CCS | 0 | 0 | 0 | 0 | 0 | 0
WT_off | 0 | 0 | 0 | 0 | 0 | 0
PseudoUnit | 0 | 0 | 0 | 0 | 0 | 0
FixedInterchange | 0 | 0 | 0 | 0 | 0 | 0
CO2 Emissions (MMmetricTons): VACAR
ReportingType | 2015 | 2020 | 2025 | 2030 | 2035 | 2040
BM | 0 | 0 | 0 | 0 | 0 | 0
CC | 17.61 | 23.41 | 19.7 | 15.25 | 28.03 | 37.65
CSP | 0 | 0 | 0 | 0 | 0 | 0
CT | 0.02 | 0.04 | 0.07 | 0.14 | 0.19 | 0.24
Coal | 78.02 | 74.8 | 85.82 | 91.9 | 103.22 | 106.31
Geo | 0 | 0 | 0 | 0 | 0 | 0
H | 0 | 0 | 0 | 0 | 0 | 0
LFG | 0 | 0 | 0 | 0 | 0 | 0
Nuc | 0 | 0 | 0 | 0 | 0 | 0
PS | 0 | 0 | 0 | 0 | 0 | 0
PV | 0 | 0 | 0 | 0 | 0 | 0
PeakG | 0.03 | 0.05 | 0.14 | 0.13 | 0.13 | 0.13
PeakO | 0 | 0 | 0 | 0 | 0 | 0
ST | 0 | 0 | 0 | 0 | 0 | 0
STOG | 0 | 0 | 0 | 0 | 0 | 0
STWD | 0 | 0 | 0 | 0 | 0 | 0
WT | 0 | 0 | 0 | 0 | 0 | 0
IGCC | 0 | 0 | 0 | 0 | 0 | 0
DemandResponse | 0 | 0 | 0 | 0 | 0 | 0
IGCC-CCS | 0 | 0 | 0 | 0 | 0 | 0
WT_off | 0 | 0 | 0 | 0 | 0 | 0
PseudoUnit | 0 | 0 | 0 | 0 | 0 | 0
FixedInterchange | 0 | 0 | 0 | 0 | 0 | 0
CO2 Emissions (MMmetricTons): IESO
ReportingType | 2015 | 2020 | 2025 | 2030 | 2035 | 2040
BM | 0 | 0 | 0 | 0 | 0 | 0
CC | 0.48 | 0.26 | 0.21 | 0.21 | 2.48 | 7.05
CSP | 0 | 0 | 0 | 0 | 0 | 0
CT | 0 | 0 | 0 | 0 | 0 | 0.02
Coal | 0 | 0 | 0 | 0 | 0 | 0
Geo | 0 | 0 | 0 | 0 | 0 | 0
H | 0 | 0 | 0 | 0 | 0 | 0
LFG | 0 | 0 | 0 | 0 | 0 | 0
Nuc | 0 | 0 | 0 | 0 | 0 | 0
PS | 0 | 0 | 0 | 0 | 0 | 0
PV | 0 | 0 | 0 | 0 | 0 | 0
PeakG | 0 | 0 | 0 | 0 | 0 | 0
PeakO | 0 | 0 | 0 | 0 | 0 | 0
ST | 0 | 0 | 0 | 0 | 0 | 0
STOG | 0 | 0 | 0 | 0 | 0 | 0
STWD | 0 | 0 | 0 | 0 | 0 | 0
WT | 0 | 0 | 0 | 0 | 0 | 0
IGCC | 0 | 0 | 0 | 0 | 0 | 0
DemandResponse | 0 | 0 | 0 | 0 | 0 | 0
IGCC-CCS | 0 | 0 | 0 | 0 | 0 | 0
WT_off | 0 | 0 | 0 | 0 | 0 | 0
PseudoUnit | 0 | 0 | 0 | 0 | 0 | 0
FixedInterchange | 0 | 0 | 0 | 0 | 0 | 0
CO2 Emissions (MMmetricTons): MAPP_CA
ReportingType | 2015 | 2020 | 2025 | 2030 | 2035 | 2040
BM | 0 | 0 | 0 | 0 | 0 | 0
CC | 1.38 | 0.92 | 0.22 | 0 | 0 | 0.03
CSP | 0 | 0 | 0 | 0 | 0 | 0
CT | 0 | 0 | 0 | 0 | 0 | 0
Coal | 0.33 | 0.76 | 0.02 | 0 | 0 | 0
Geo | 0 | 0 | 0 | 0 | 0 | 0
H | 0 | 0 | 0 | 0 | 0 | 0
LFG | 0 | 0 | 0 | 0 | 0 | 0
Nuc | 0 | 0 | 0 | 0 | 0 | 0
PS | 0 | 0 | 0 | 0 | 0 | 0
PV | 0 | 0 | 0 | 0 | 0 | 0
PeakG | 0 | 0 | 0 | 0 | 0 | 0
PeakO | 0 | 0 | 0 | 0 | 0 | 0
ST | 0 | 0 | 0 | 0 | 0 | 0
STOG | 0 | 0 | 0 | 0 | 0 | 0
STWD | 0 | 0 | 0 | 0 | 0 | 0
WT | 0 | 0 | 0 | 0 | 0 | 0
IGCC | 0 | 0 | 0 | 0 | 0 | 0
DemandResponse | 0 | 0 | 0 | 0 | 0 | 0
IGCC-CCS | 0 | 0 | 0 | 0 | 0 | 0
WT_off | 0 | 0 | 0 | 0 | 0 | 0
PseudoUnit | 0 | 0 | 0 | 0 | 0 | 0
FixedInterchange | 0 | 0 | 0 | 0 | 0 | 0
CO2 Emissions (MMmetricTons): AZ_NM_SNV_Coal
ReportingType | 2015 | 2020 | 2025 | 2030 | 2035 | 2040
BM | 0 | 0 | 0 | 0 | 0 | 0
CC | 0 | 0 | 0 | 0 | 0 | 0
CSP | 0 | 0 | 0 | 0 | 0 | 0
CT | 0 | 0 | 0 | 0 | 0 | 0
Coal | 72.86 | 73.03 | 73.03 | 73.03 | 86.74 | 149.48
Geo | 0 | 0 | 0 | 0 | 0 | 0
H | 0 | 0 | 0 | 0 | 0 | 0
LFG | 0 | 0 | 0 | 0 | 0 | 0
Nuc | 0 | 0 | 0 | 0 | 0 | 0
PS | 0 | 0 | 0 | 0 | 0 | 0
PV | 0 | 0 | 0 | 0 | 0 | 0
PeakG | 0 | 0 | 0 | 0 | 0 | 0
PeakO | 0 | 0 | 0 | 0 | 0 | 0
ST | 0 | 0 | 0 | 0 | 0 | 0
STOG | 0 | 0 | 0 | 0 | 0 | 0
STWD | 0 | 0 | 0 | 0 | 0 | 0
WT | 0 | 0 | 0 | 0 | 0 | 0
IGCC | 0 | 0 | 0 | 0 | 0 | 0
DemandResponse | 0 | 0 | 0 | 0 | 0 | 0
IGCC-CCS | 0 | 0 | 0 | 0 | 0 | 0
WT_off | 0 | 0 | 0 | 0 | 0 | 0
PseudoUnit | 0 | 0 | 0 | 0 | 0 | 0
FixedInterchange | 0 | 0 | 0 | 0 | 0 | 0
CO2 Emissions (MMmetricTons): AZ_NM_SNV_Gas
ReportingType | 2015 | 2020 | 2025 | 2030 | 2035 | 2040
BM | 0 | 0 | 0 | 0 | 0 | 0
CC | 39.84 | 47.13 | 46.92 | 56.86 | 56.81 | 51.78
CSP | 0 | 0 | 0 | 0 | 0 | 0
CT | 0 | 0 | 0.08 | 0.16 | 0 | 0
Coal | 0 | 0 | 0 | 0 | 0 | 0
Geo | 0 | 0 | 0 | 0 | 0 | 0
H | 0 | 0 | 0 | 0 | 0 | 0
LFG | 0 | 0 | 0 | 0 | 0 | 0
Nuc | 0 | 0 | 0 | 0 | 0 | 0
PS | 0 | 0 | 0 | 0 | 0 | 0
PV | 0 | 0 | 0 | 0 | 0 | 0
PeakG | 0 | 0 | 0.15 | 0.26 | 0.3 | 0
PeakO | 0 | 0 | 0 | 0 | 0 | 0
ST | 0 | 0 | 0 | 0 | 0 | 0
STOG | 0 | 0 | 0 | 0 | 0 | 0
STWD | 0 | 0 | 0 | 0 | 0 | 0
WT | 0 | 0 | 0 | 0 | 0 | 0
IGCC | 0 | 0 | 0 | 0 | 0 | 0
DemandResponse | 0 | 0 | 0 | 0 | 0 | 0
IGCC-CCS | 0 | 0 | 0 | 0 | 0 | 0
WT_off | 0 | 0 | 0 | 0 | 0 | 0
PseudoUnit | 0 | 0 | 0 | 0 | 0 | 0
FixedInterchange | 0 | 0 | 0 | 0 | 0 | 0
CO2 Emissions (MMmetricTons): AZ_NM_SNV_NucRenew
ReportingType | 2015 | 2020 | 2025 | 2030 | 2035 | 2040
BM | 0 | 0 | 0 | 0 | 0 | 0
CC | 0 | 0 | 0 | 0 | 0 | 0
CSP | 0 | 0 | 0 | 0 | 0 | 0
CT | 0 | 0 | 0 | 0 | 0 | 0
Coal | 0 | 0 | 0 | 0 | 0 | 0
Geo | 0 | 0 | 0 | 0 | 0 | 0
H | 0 | 0 | 0 | 0 | 0 | 0
LFG | 0 | 0 | 0 | 0 | 0 | 0
Nuc | 0 | 0 | 0 | 0 | 0 | 0
PS | 0 | 0 | 0 | 0 | 0 | 0
PV | 0 | 0 | 0 | 0 | 0 | 0
PeakG | 0 | 0 | 0 | 0 | 0 | 0
PeakO | 0 | 0 | 0 | 0 | 0 | 0
ST | 0 | 0 | 0 | 0 | 0 | 0
STOG | 0 | 0 | 0 | 0 | 0 | 0
STWD | 0 | 0 | 0 | 0 | 0 | 0
WT | 0 | 0 | 0 | 0 | 0 | 0
IGCC | 0 | 0 | 0 | 0 | 0 | 0
DemandResponse | 0 | 0 | 0 | 0 | 0 | 0
IGCC-CCS | 0 | 0 | 0 | 0 | 0 | 0
WT_off | 0 | 0 | 0 | 0 | 0 | 0
PseudoUnit | 0 | 0 | 0 | 0 | 0 | 0
FixedInterchange | 0 | 0 | 0 | 0 | 0 | 0
CO2 Emissions (MMmetricTons): ERCOT
ReportingType | 2015 | 2020 | 2025 | 2030 | 2035 | 2040
BM | 0 | 0 | 0 | 0 | 0 | 0
CC | 54.14 | 47.17 | 38.11 | 31.23 | 32.9 | 36.37
CSP | 0 | 0 | 0 | 0 | 0 | 0
CT | 0 | 0 | 0 | 0 | 0 | 0
Coal | 121.38 | 130.34 | 136.94 | 138.39 | 140.35 | 141.51
Geo | 0 | 0 | 0 | 0 | 0 | 0
H | 0 | 0 | 0 | 0 | 0 | 0
LFG | 0 | 0 | 0 | 0 | 0 | 0
Nuc | 0 | 0 | 0 | 0 | 0 | 0
PS | 0 | 0 | 0 | 0 | 0 | 0
PV | 0 | 0 | 0 | 0 | 0 | 0
PeakG | 0 | 0 | 0 | 0 | 0 | 0
PeakO | 0 | 0 | 0 | 0 | 0 | 0
ST | 0 | 0 | 0 | 0 | 0 | 0
STOG | 2.76 | 2.93 | 2.82 | 2.46 | 2.35 | 2.1
STWD | 0 | 0 | 0 | 0 | 0 | 0
WT | 0 | 0 | 0 | 0 | 0 | 0
IGCC | 0 | 0 | 0 | 0 | 0 | 0
DemandResponse | 0 | 0 | 0 | 0 | 0 | 0
IGCC-CCS | 0 | 0 | 0 | 0 | 0 | 0
WT_off | 0 | 0 | 0 | 0 | 0 | 0
PseudoUnit | 0 | 0 | 0 | 0 | 0 | 0
FixedInterchange | 0 | 0 | 0 | 0 | 0 | 0
CO2 Emissions (MMmetricTons): NP15
ReportingType | 2015 | 2020 | 2025 | 2030 | 2035 | 2040
BM | 0 | 0 | 0 | 0 | 0 | 0
CC | 13.24 | 13.75 | 10.43 | 8.08 | 4.51 | 1.88
CSP | 0 | 0 | 0 | 0 | 0 | 0
CT | 0 | 0 | 0 | 0 | 0 | 0
Coal | 0.24 | 0 | 0 | 0 | 0 | 0
Geo | 0 | 0 | 0 | 0 | 0 | 0
H | 0 | 0 | 0 | 0 | 0 | 0
LFG | 0 | 0 | 0 | 0 | 0 | 0
Nuc | 0 | 0 | 0 | 0 | 0 | 0
PS | 0 | 0 | 0 | 0 | 0 | 0
PV | 0 | 0 | 0 | 0 | 0 | 0
PeakG | 0 | 0 | 0 | 0 | 0 | 0
PeakO | 0 | 0 | 0 | 0 | 0 | 0
ST | 0 | 0 | 0 | 0 | 0 | 0
STOG | 0.07 | 0.09 | 0.04 | 0.07 | 0.05 | 0.08
STWD | 0 | 0 | 0 | 0 | 0 | 0
WT | 0 | 0 | 0 | 0 | 0 | 0
IGCC | 0 | 0 | 0 | 0 | 0 | 0
DemandResponse | 0 | 0 | 0 | 0 | 0 | 0
IGCC-CCS | 0 | 0 | 0 | 0 | 0 | 0
WT_off | 0 | 0 | 0 | 0 | 0 | 0
PseudoUnit | 0 | 0 | 0 | 0 | 0 | 0
FixedInterchange | 0 | 0 | 0 | 0 | 0 | 0
CO2 Emissions (MMmetricTons): NWPP_Coal
ReportingType | 2015 | 2020 | 2025 | 2030 | 2035 | 2040
BM | 0 | 0 | 0 | 0 | 0 | 0
CC | 0 | 0 | 0 | 0 | 0 | 0
CSP | 0 | 0 | 0 | 0 | 0 | 0
CT | 0 | 0 | 0 | 0 | 0 | 0
Coal | 98.81 | 98.95 | 98.95 | 98.95 | 98.49 | 98.49
Geo | 0 | 0 | 0 | 0 | 0 | 0
H | 0 | 0 | 0 | 0 | 0 | 0
LFG | 0 | 0 | 0 | 0 | 0 | 0
Nuc | 0 | 0 | 0 | 0 | 0 | 0
PS | 0 | 0 | 0 | 0 | 0 | 0
PV | 0 | 0 | 0 | 0 | 0 | 0
PeakG | 0 | 0 | 0 | 0 | 0 | 0
PeakO | 0 | 0 | 0 | 0 | 0 | 0
ST | 0 | 0 | 0 | 0 | 0 | 0
STOG | 0 | 0 | 0 | 0 | 0 | 0
STWD | 0 | 0 | 0 | 0 | 0 | 0
WT | 0 | 0 | 0 | 0 | 0 | 0
IGCC | 0 | 0 | 0 | 0 | 0 | 0
DemandResponse | 0 | 0 | 0 | 0 | 0 | 0
IGCC-CCS | 0 | 0 | 0 | 0 | 0 | 0
WT_off | 0 | 0 | 0 | 0 | 0 | 0
PseudoUnit | 0 | 0 | 0 | 0 | 0 | 0
FixedInterchange | 0 | 0 | 0 | 0 | 0 | 0
CO2 Emissions (MMmetricTons): NWPP_Gas
ReportingType | 2015 | 2020 | 2025 | 2030 | 2035 | 2040
BM | 0 | 0 | 0 | 0 | 0 | 0
CC | 19.17 | 19.17 | 19.17 | 27.4 | 39.56 | 40.06
CSP | 0 | 0 | 0 | 0 | 0 | 0
CT | 0 | 0 | 0 | 0 | 0 | 0
Coal | 0 | 0 | 0 | 0 | 0 | 2.91
Geo | 0 | 0 | 0 | 0 | 0 | 0
H | 0 | 0 | 0 | 0 | 0 | 0
LFG | 0 | 0 | 0 | 0 | 0 | 0
Nuc | 0 | 0 | 0 | 0 | 0 | 0
PS | 0 | 0 | 0 | 0 | 0 | 0
PV | 0 | 0 | 0 | 0 | 0 | 0
PeakG | 0 | 0 | 0 | 0 | 0 | 0
PeakO | 0 | 0 | 0 | 0 | 0 | 0
ST | 0 | 0 | 0 | 0 | 0 | 0
STOG | 0 | 0 | 0 | 0 | 0 | 0
STWD | 0 | 0 | 0 | 0 | 0 | 0
WT | 0 | 0 | 0 | 0 | 0 | 0
IGCC | 0 | 0 | 0 | 0 | 0 | 0
DemandResponse | 0 | 0 | 0 | 0 | 0 | 0
IGCC-CCS | 0 | 0 | 0 | 0 | 0 | 0
WT_off | 0 | 0 | 0 | 0 | 0 | 0
PseudoUnit | 0 | 0 | 0 | 0 | 0 | 0
FixedInterchange | 0 | 0 | 0 | 0 | 0 | 0
CO2 Emissions (MMmetricTons): NWPP_NucRenew
ReportingType | 2015 | 2020 | 2025 | 2030 | 2035 | 2040
BM | 0 | 0 | 0 | 0 | 0 | 0
CC | 0 | 0 | 0 | 0 | 0 | 0
CSP | 0 | 0 | 0 | 0 | 0 | 0
CT | 0 | 0 | 0 | 0 | 0 | 0
Coal | 0 | 0 | 0 | 0 | 0 | 0
Geo | 0 | 0 | 0 | 0 | 0 | 0
H | 0 | 0 | 0 | 0 | 0 | 0
LFG | 0 | 0 | 0 | 0 | 0 | 0
Nuc | 0 | 0 | 0 | 0 | 0 | 0
PS | 0 | 0 | 0 | 0 | 0 | 0
PV | 0 | 0 | 0 | 0 | 0 | 0
PeakG | 0 | 0 | 0 | 0 | 0 | 0
PeakO | 0 | 0 | 0 | 0 | 0 | 0
ST | 0 | 0 | 0 | 0 | 0 | 0
STOG | 0 | 0 | 0 | 0 | 0 | 0
STWD | 0 | 0 | 0 | 0 | 0 | 0
WT | 0 | 0 | 0 | 0 | 0 | 0
IGCC | 0 | 0 | 0 | 0 | 0 | 0
DemandResponse | 0 | 0 | 0 | 0 | 0 | 0
IGCC-CCS | 0 | 0 | 0 | 0 | 0 | 0
WT_off | 0 | 0 | 0 | 0 | 0 | 0
PseudoUnit | 0 | 0 | 0 | 0 | 0 | 0
FixedInterchange | 0 | 0 | 0 | 0 | 0 | 0
CO2 Emissions (MMmetricTons): RMPA
ReportingType | 2015 | 2020 | 2025 | 2030 | 2035 | 2040
BM | 0 | 0 | 0 | 0 | 0 | 0
CC | 2.09 | 3.19 | 0.98 | 1.25 | 1.03 | 1.12
CSP | 0 | 0 | 0 | 0 | 0 | 0
CT | 0 | 0 | 0 | 0 | 0 | 0
Coal | 55.62 | 54.37 | 50.96 | 51.03 | 58.74 | 67.08
Geo | 0 | 0 | 0 | 0 | 0 | 0
H | 0 | 0 | 0 | 0 | 0 | 0
LFG | 0 | 0 | 0 | 0 | 0 | 0
Nuc | 0 | 0 | 0 | 0 | 0 | 0
PS | 0 | 0 | 0 | 0 | 0 | 0
PV | 0 | 0 | 0 | 0 | 0 | 0
PeakG | 0 | 0.01 | 0 | 0.02 | 0 | 0
PeakO | 0 | 0 | 0 | 0 | 0 | 0
ST | 0 | 0 | 0 | 0 | 0 | 0
STOG | 0 | 0 | 0 | 0 | 0 | 0
STWD | 0 | 0 | 0 | 0 | 0 | 0
WT | 0 | 0 | 0 | 0 | 0 | 0
IGCC | 0 | 0 | 0 | 0 | 0 | 0
DemandResponse | 0 | 0 | 0 | 0 | 0 | 0
IGCC-CCS | 0 | 0 | 0 | 0 | 0 | 0
WT_off | 0 | 0 | 0 | 0 | 0 | 0
PseudoUnit | 0 | 0 | 0 | 0 | 0 | 0
FixedInterchange | 0 | 0 | 0 | 0 | 0 | 0
CO2 Emissions (MMmetricTons): SP15
ReportingType | 2015 | 2020 | 2025 | 2030 | 2035 | 2040
BM | 0 | 0 | 0 | 0 | 0 | 0
CC | 9 | 9.27 | 8.15 | 7.19 | 6.68 | 3.55
CSP | 0 | 0 | 0 | 0 | 0 | 0
CT | 0 | 0 | 0 | 0 | 0 | 0
Coal | 0.81 | 0.81 | 0.81 | 0.72 | 0 | 0
Geo | 0 | 0 | 0 | 0 | 0 | 0
H | 0 | 0 | 0 | 0 | 0 | 0
LFG | 0 | 0 | 0 | 0 | 0 | 0
Nuc | 0 | 0 | 0 | 0 | 0 | 0
PS | 0 | 0 | 0 | 0 | 0 | 0
PV | 0 | 0 | 0 | 0 | 0 | 0
PeakG | 0 | 0 | 0 | 0 | 0 | 0
PeakO | 0 | 0 | 0 | 0 | 0 | 0
ST | 0 | 0 | 0 | 0 | 0 | 0
STOG | 0.12 | 0.19 | 0.12 | 0.22 | 0.44 | 0.27
STWD | 0 | 0 | 0 | 0 | 0 | 0
WT | 0 | 0 | 0 | 0 | 0 | 0
IGCC | 0 | 0 | 0 | 0 | 0 | 0
DemandResponse | 0 | 0 | 0 | 0 | 0 | 0
IGCC-CCS | 0 | 0 | 0 | 0 | 0 | 0
WT_off | 0 | 0 | 0 | 0 | 0 | 0
PseudoUnit | 0 | 0 | 0 | 0 | 0 | 0
FixedInterchange | 0 | 0 | 0 | 0 | 0 | 0
CO2 Emissions (MMmetricTons): ALB
ReportingType | 2015 | 2020 | 2025 | 2030 | 2035 | 2040
BM | 0 | 0 | 0 | 0 | 0 | 0
CC | 7.38 | 8.68 | 10.87 | 12.47 | 14.4 | 15.64
CSP | 0 | 0 | 0 | 0 | 0 | 0
CT | 0 | 0 | 0 | 0 | 0 | 0
Coal | 45.36 | 45.36 | 45.36 | 45.36 | 45.36 | 45.36
Geo | 0 | 0 | 0 | 0 | 0 | 0
H | 0 | 0 | 0 | 0 | 0 | 0
LFG | 0 | 0 | 0 | 0 | 0 | 0
Nuc | 0 | 0 | 0 | 0 | 0 | 0
PS | 0 | 0 | 0 | 0 | 0 | 0
PV | 0 | 0 | 0 | 0 | 0 | 0
PeakG | 0 | 0 | 0 | 0 | 0 | 0
PeakO | 0 | 0 | 0 | 0 | 0 | 0
ST | 0 | 0 | 0 | 0 | 0 | 0
STOG | 0 | 0 | 0 | 0 | 0 | 0
STWD | 0 | 0 | 0 | 0 | 0 | 0
WT | 0 | 0 | 0 | 0 | 0 | 0
IGCC | 0 | 0 | 0 | 0 | 0 | 0
DemandResponse | 0 | 0 | 0 | 0 | 0 | 0
IGCC-CCS | 0 | 0 | 0 | 0 | 0 | 0
WT_off | 0 | 0 | 0 | 0 | 0 | 0
PseudoUnit | 0 | 0 | 0 | 0 | 0 | 0
FixedInterchange | 0 | 0 | 0 | 0 | 0 | 0
CO2 Emissions (MMmetricTons): BC
ReportingType | 2015 | 2020 | 2025 | 2030 | 2035 | 2040
BM | 0 | 0 | 0 | 0 | 0 | 0
CC | 3.64 | 4.09 | 5.42 | 7.17 | 8.81 | 10.58
CSP | 0 | 0 | 0 | 0 | 0 | 0
CT | 0 | 0 | 0 | 0 | 0 | 0
Coal | 0 | 0 | 0 | 0 | 0 | 0
Geo | 0 | 0 | 0 | 0 | 0 | 0
H | 0 | 0 | 0 | 0 | 0 | 0
LFG | 0 | 0 | 0 | 0 | 0 | 0
Nuc | 0 | 0 | 0 | 0 | 0 | 0
PS | 0 | 0 | 0 | 0 | 0 | 0
PV | 0 | 0 | 0 | 0 | 0 | 0
PeakG | 0 | 0 | 0 | 0 | 0 | 0
PeakO | 0 | 0 | 0 | 0 | 0 | 0
ST | 0 | 0 | 0 | 0 | 0 | 0
STOG | 0 | 0 | 0 | 0 | 0 | 0
STWD | 0 | 0 | 0 | 0 | 0 | 0
WT | 0 | 0 | 0 | 0 | 0 | 0
IGCC | 0 | 0 | 0 | 0 | 0 | 0
DemandResponse | 0 | 0 | 0 | 0 | 0 | 0
IGCC-CCS | 0 | 0 | 0 | 0 | 0 | 0
WT_off | 0 | 0 | 0 | 0 | 0 | 0
PseudoUnit | 0 | 0 | 0 | 0 | 0 | 0
FixedInterchange | 0 | 0 | 0 | 0 | 0 | 0
CO2 Emissions (MMmetricTons): HQ_IESO
ReportingType | 2015 | 2020 | 2025 | 2030 | 2035 | 2040
BM | 0 | 0 | 0 | 0 | 0 | 0
CC | 0 | 0 | 0 | 0 | 0 | 0
CSP | 0 | 0 | 0 | 0 | 0 | 0
CT | 0 | 0 | 0 | 0 | 0 | 0
Coal | 0 | 0 | 0 | 0 | 0 | 0
Geo | 0 | 0 | 0 | 0 | 0 | 0
H | 0 | 0 | 0 | 0 | 0 | 0
LFG | 0 | 0 | 0 | 0 | 0 | 0
Nuc | 0 | 0 | 0 | 0 | 0 | 0
PS | 0 | 0 | 0 | 0 | 0 | 0
PV | 0 | 0 | 0 | 0 | 0 | 0
PeakG | 0 | 0 | 0 | 0 | 0 | 0
PeakO | 0 | 0 | 0 | 0 | 0 | 0
ST | 0 | 0 | 0 | 0 | 0 | 0
STOG | 0 | 0 | 0 | 0 | 0 | 0
STWD | 0 | 0 | 0 | 0 | 0 | 0
WT | 0 | 0 | 0 | 0 | 0 | 0
IGCC | 0 | 0 | 0 | 0 | 0 | 0
DemandResponse | 0 | 0 | 0 | 0 | 0 | 0
IGCC-CCS | 0 | 0 | 0 | 0 | 0 | 0
WT_off | 0 | 0 | 0 | 0 | 0 | 0
PseudoUnit | 0 | 0 | 0 | 0 | 0 | 0
FixedInterchange | 0 | 0 | 0 | 0 | 0 | 0
CO2 Emissions (MMmetricTons): HQ_NEISO
ReportingType | 2015 | 2020 | 2025 | 2030 | 2035 | 2040
BM | 0 | 0 | 0 | 0 | 0 | 0
CC | 0 | 0 | 0 | 0 | 0 | 0
CSP | 0 | 0 | 0 | 0 | 0 | 0
CT | 0 | 0 | 0 | 0 | 0 | 0
Coal | 0 | 0 | 0 | 0 | 0 | 0
Geo | 0 | 0 | 0 | 0 | 0 | 0
H | 0 | 0 | 0 | 0 | 0 | 0
LFG | 0 | 0 | 0 | 0 | 0 | 0
Nuc | 0 | 0 | 0 | 0 | 0 | 0
PS | 0 | 0 | 0 | 0 | 0 | 0
PV | 0 | 0 | 0 | 0 | 0 | 0
PeakG | 0 | 0 | 0 | 0 | 0 | 0
PeakO | 0 | 0 | 0 | 0 | 0 | 0
ST | 0 | 0 | 0 | 0 | 0 | 0
STOG | 0 | 0 | 0 | 0 | 0 | 0
STWD | 0 | 0 | 0 | 0 | 0 | 0
WT | 0 | 0 | 0 | 0 | 0 | 0
IGCC | 0 | 0 | 0 | 0 | 0 | 0
DemandResponse | 0 | 0 | 0 | 0 | 0 | 0
IGCC-CCS | 0 | 0 | 0 | 0 | 0 | 0
WT_off | 0 | 0 | 0 | 0 | 0 | 0
PseudoUnit | 0 | 0 | 0 | 0 | 0 | 0
FixedInterchange | 0 | 0 | 0 | 0 | 0 | 0
CO2 Emissions (MMmetricTons): HQ_NY
ReportingType | 2015 | 2020 | 2025 | 2030 | 2035 | 2040
BM | 0 | 0 | 0 | 0 | 0 | 0
CC | 0 | 0 | 0 | 0 | 0 | 0
CSP | 0 | 0 | 0 | 0 | 0 | 0
CT | 0 | 0 | 0 | 0 | 0 | 0
Coal | 0 | 0 | 0 | 0 | 0 | 0
Geo | 0 | 0 | 0 | 0 | 0 | 0
H | 0 | 0 | 0 | 0 | 0 | 0
LFG | 0 | 0 | 0 | 0 | 0 | 0
Nuc | 0 | 0 | 0 | 0 | 0 | 0
PS | 0 | 0 | 0 | 0 | 0 | 0
PV | 0 | 0 | 0 | 0 | 0 | 0
PeakG | 0 | 0 | 0 | 0 | 0 | 0
PeakO | 0 | 0 | 0 | 0 | 0 | 0
ST | 0 | 0 | 0 | 0 | 0 | 0
STOG | 0 | 0 | 0 | 0 | 0 | 0
STWD | 0 | 0 | 0 | 0 | 0 | 0
WT | 0 | 0 | 0 | 0 | 0 | 0
IGCC | 0 | 0 | 0 | 0 | 0 | 0
DemandResponse | 0 | 0 | 0 | 0 | 0 | 0
IGCC-CCS | 0 | 0 | 0 | 0 | 0 | 0
WT_off | 0 | 0 | 0 | 0 | 0 | 0
PseudoUnit | 0 | 0 | 0 | 0 | 0 | 0
FixedInterchange | 0 | 0 | 0 | 0 | 0 | 0
CO2 Emissions (MMmetricTons): MARITIMES
ReportingType | 2015 | 2020 | 2025 | 2030 | 2035 | 2040
BM | 0 | 0 | 0 | 0 | 0 | 0
CC | 0 | 0 | 0 | 0 | 0 | 0
CSP | 0 | 0 | 0 | 0 | 0 | 0
CT | 0 | 0 | 0 | 0 | 0 | 0
Coal | 0 | 0 | 0 | 0 | 0 | 0
Geo | 0 | 0 | 0 | 0 | 0 | 0
H | 0 | 0 | 0 | 0 | 0 | 0
LFG | 0 | 0 | 0 | 0 | 0 | 0
Nuc | 0 | 0 | 0 | 0 | 0 | 0
PS | 0 | 0 | 0 | 0 | 0 | 0
PV | 0 | 0 | 0 | 0 | 0 | 0
PeakG | 0 | 0 | 0 | 0 | 0 | 0
PeakO | 0 | 0 | 0 | 0 | 0 | 0
ST | 0 | 0 | 0 | 0 | 0 | 0
STOG | 0 | 0 | 0 | 0 | 0 | 0
STWD | 0 | 0 | 0 | 0 | 0 | 0
WT | 0 | 0 | 0 | 0 | 0 | 0
IGCC | 0 | 0 | 0 | 0 | 0 | 0
DemandResponse | 0 | 0 | 0 | 0 | 0 | 0
IGCC-CCS | 0 | 0 | 0 | 0 | 0 | 0
WT_off | 0 | 0 | 0 | 0 | 0 | 0
PseudoUnit | 0 | 0 | 0 | 0 | 0 | 0
FixedInterchange | 0 | 0 | 0 | 0 | 0 | 0
CO2 Emissions (MMmetricTons): All
ReportingType | 2015 | 2020 | 2025 | 2030 | 2035 | 2040
BM | 0 | 0 | 0 | 0 | 0 | 0
CC | 408.55 | 428.18 | 375.81 | 337.55 | 432.02 | 486.57
CSP | 0 | 0 | 0 | 0 | 0 | 0
CT | 0.54 | 1.19 | 1.41 | 1.41 | 2.84 | 3.71
Coal | 1742.66 | 1599.9 | 1563.6 | 1530.23 | 1627.57 | 1772.25
Geo | 0 | 0 | 0 | 0 | 0 | 0
H | 0 | 0 | 0 | 0 | 0 | 0
LFG | 0 | 0 | 0 | 0 | 0 | 0
Nuc | 0 | 0 | 0 | 0 | 0 | 0
PS | 0 | 0 | 0 | 0 | 0 | 0
PV | 0 | 0 | 0 | 0 | 0 | 0
PeakG | 2.04 | 2.62 | 3.49 | 3.04 | 3.78 | 3.14
PeakO | 0 | 0 | 0 | 0 | 0 | 0
ST | 0 | 0 | 0 | 0 | 0 | 0
STOG | 9.55 | 9.85 | 8.78 | 7.22 | 8.6 | 8.23
STWD | 0 | 0 | 0 | 0 | 0 | 0
WT | 0 | 0 | 0 | 0 | 0 | 0
IGCC | 3.76 | 3.76 | 3.76 | 3.76 | 3.76 | 3.76
DemandResponse | 0 | 0 | 0 | 0 | 0 | 0
IGCC-CCS | 0 | 0 | 0 | 0 | 0 | 0
WT_off | 0 | 0 | 0 | 0 | 0 | 0
PseudoUnit | 0 | 0 | 0 | 0 | 0 | 0
FixedInterchange | 0 | 0 | 0 | 0 | 0 | 0
CO2 Emissions (MMmetricTons): EI_US
ReportingType | 2015 | 2020 | 2025 | 2030 | 2035 | 2040
BM | 0 | 0 | 0 | 0 | 0 | 0
CC | 258.19 | 274.56 | 235.33 | 185.69 | 264.84 | 318.5
CSP | 0 | 0 | 0 | 0 | 0 | 0
CT | 0.54 | 1.19 | 1.33 | 1.25 | 2.84 | 3.68
Coal | 1347.25 | 1196.28 | 1157.53 | 1122.74 | 1197.9 | 1267.42
Geo | 0 | 0 | 0 | 0 | 0 | 0
H | 0 | 0 | 0 | 0 | 0 | 0
LFG | 0 | 0 | 0 | 0 | 0 | 0
Nuc | 0 | 0 | 0 | 0 | 0 | 0
PS | 0 | 0 | 0 | 0 | 0 | 0
PV | 0 | 0 | 0 | 0 | 0 | 0
PeakG | 2.03 | 2.61 | 3.34 | 2.76 | 3.48 | 3.13
PeakO | 0 | 0 | 0 | 0 | 0 | 0
ST | 0 | 0 | 0 | 0 | 0 | 0
STOG | 6.6 | 6.64 | 5.8 | 4.47 | 5.75 | 5.78
STWD | 0 | 0 | 0 | 0 | 0 | 0
WT | 0 | 0 | 0 | 0 | 0 | 0
IGCC | 3.76 | 3.76 | 3.76 | 3.76 | 3.76 | 3.76
DemandResponse | 0 | 0 | 0 | 0 | 0 | 0
IGCC-CCS | 0 | 0 | 0 | 0 | 0 | 0
WT_off | 0 | 0 | 0 | 0 | 0 | 0
PseudoUnit | 0 | 0 | 0 | 0 | 0 | 0
FixedInterchange | 0 | 0 | 0 | 0 | 0 | 0
CO2 Emissions (MMmetricTons): EI_Canada
ReportingType | 2015 | 2020 | 2025 | 2030 | 2035 | 2040
BM | 0 | 0 | 0 | 0 | 0 | 0
CC | 1.86 | 1.17 | 0.43 | 0.21 | 2.48 | 7.08
CSP | 0 | 0 | 0 | 0 | 0 | 0
CT | 0 | 0 | 0 | 0 | 0 | 0.02
Coal | 0.33 | 0.76 | 0.02 | 0 | 0 | 0
Geo | 0 | 0 | 0 | 0 | 0 | 0
H | 0 | 0 | 0 | 0 | 0 | 0
LFG | 0 | 0 | 0 | 0 | 0 | 0
Nuc | 0 | 0 | 0 | 0 | 0 | 0
PS | 0 | 0 | 0 | 0 | 0 | 0
PV | 0 | 0 | 0 | 0 | 0 | 0
PeakG | 0 | 0 | 0 | 0 | 0 | 0
PeakO | 0 | 0 | 0 | 0 | 0 | 0
ST | 0 | 0 | 0 | 0 | 0 | 0
STOG | 0 | 0 | 0 | 0 | 0 | 0
STWD | 0 | 0 | 0 | 0 | 0 | 0
WT | 0 | 0 | 0 | 0 | 0 | 0
IGCC | 0 | 0 | 0 | 0 | 0 | 0
DemandResponse | 0 | 0 | 0 | 0 | 0 | 0
IGCC-CCS | 0 | 0 | 0 | 0 | 0 | 0
WT_off | 0 | 0 | 0 | 0 | 0 | 0
PseudoUnit | 0 | 0 | 0 | 0 | 0 | 0
FixedInterchange | 0 | 0 | 0 | 0 | 0 | 0
CO2 Emissions (MMmetricTons): EI
ReportingType | 2015 | 2020 | 2025 | 2030 | 2035 | 2040
BM | 0 | 0 | 0 | 0 | 0 | 0
CC | 260.05 | 275.73 | 235.76 | 185.9 | 267.31 | 325.58
CSP | 0 | 0 | 0 | 0 | 0 | 0
CT | 0.54 | 1.19 | 1.33 | 1.25 | 2.84 | 3.71
Coal | 1347.58 | 1197.04 | 1157.55 | 1122.74 | 1197.9 | 1267.42
Geo | 0 | 0 | 0 | 0 | 0 | 0
H | 0 | 0 | 0 | 0 | 0 | 0
LFG | 0 | 0 | 0 | 0 | 0 | 0
Nuc | 0 | 0 | 0 | 0 | 0 | 0
PS | 0 | 0 | 0 | 0 | 0 | 0
PV | 0 | 0 | 0 | 0 | 0 | 0
PeakG | 2.03 | 2.61 | 3.34 | 2.76 | 3.48 | 3.13
PeakO | 0 | 0 | 0 | 0 | 0 | 0
ST | 0 | 0 | 0 | 0 | 0 | 0
STOG | 6.6 | 6.64 | 5.8 | 4.47 | 5.75 | 5.78
STWD | 0 | 0 | 0 | 0 | 0 | 0
WT | 0 | 0 | 0 | 0 | 0 | 0
IGCC | 3.76 | 3.76 | 3.76 | 3.76 | 3.76 | 3.76
DemandResponse | 0 | 0 | 0 | 0 | 0 | 0
IGCC-CCS | 0 | 0 | 0 | 0 | 0 | 0
WT_off | 0 | 0 | 0 | 0 | 0 | 0
PseudoUnit | 0 | 0 | 0 | 0 | 0 | 0
FixedInterchange | 0 | 0 | 0 | 0 | 0 | 0
CO2 Emissions (MMmetricTons): Outside_EI
ReportingType | 2015 | 2020 | 2025 | 2030 | 2035 | 2040
BM | 0 | 0 | 0 | 0 | 0 | 0
CC | 148.5 | 152.45 | 140.05 | 151.64 | 164.7 | 160.99
CSP | 0 | 0 | 0 | 0 | 0 | 0
CT | 0 | 0 | 0.08 | 0.16 | 0 | 0
Coal | 395.08 | 402.86 | 406.05 | 407.49 | 429.67 | 504.83
Geo | 0 | 0 | 0 | 0 | 0 | 0
H | 0 | 0 | 0 | 0 | 0 | 0
LFG | 0 | 0 | 0 | 0 | 0 | 0
Nuc | 0 | 0 | 0 | 0 | 0 | 0
PS | 0 | 0 | 0 | 0 | 0 | 0
PV | 0 | 0 | 0 | 0 | 0 | 0
PeakG | 0 | 0.01 | 0.15 | 0.28 | 0.31 | 0.01
PeakO | 0 | 0 | 0 | 0 | 0 | 0
ST | 0 | 0 | 0 | 0 | 0 | 0
STOG | 2.96 | 3.21 | 2.98 | 2.75 | 2.84 | 2.45
STWD | 0 | 0 | 0 | 0 | 0 | 0
WT | 0 | 0 | 0 | 0 | 0 | 0
IGCC | 0 | 0 | 0 | 0 | 0 | 0
DemandResponse | 0 | 0 | 0 | 0 | 0 | 0
IGCC-CCS | 0 | 0 | 0 | 0 | 0 | 0
WT_off | 0 | 0 | 0 | 0 | 0 | 0
PseudoUnit | 0 | 0 | 0 | 0 | 0 | 0
FixedInterchange | 0 | 0 | 0 | 0 | 0 | 0
#6 | Fuel Cost [includes coal shadow price] ($million)
Fuel Cost by Reporting Type: Entergy
ReportingType | 2015 | 2020 | 2025 | 2030 | 2035 | 2040
BM | 0 | 0 | 0 | 0 | 0 | 0
CC | 2363.38 | 2855.16 | 1224.51 | 727.34 | 875.53 | 949.58
CSP | 0 | 0 | 0 | 0 | 0 | 0
CT | 0 | 0 | 0 | 0 | 0.26 | 1.5
Coal | 1418.75 | 1154.94 | 1021.08 | 946.36 | 1124.66 | 1265.31
Geo | 0 | 0 | 0 | 0 | 0 | 0
H | 0 | 0 | 0 | 0 | 0 | 0
LFG | 0 | 0 | 0 | 0.14 | 0.14 | 0.14
Nuc | 372.97 | 380.57 | 404.36 | 412.26 | 348.24 | 272.43
PS | 0 | 0 | 0 | 0 | 0 | 0
PV | 0 | 0 | 0 | 0 | 0 | 0
PeakG | 0 | 0 | 0 | 0 | 0 | 0
PeakO | 0 | 0 | 0 | 0 | 0 | 0
ST | 0 | 0 | 0 | 0 | 0 | 0
STOG | 78.95 | 86.5 | 88.64 | 48.07 | 105.61 | 119.42
STWD | 0 | 11.67 | 6.62 | 6.91 | 11.67 | 18.24
WT | 0 | 0 | 0 | 0 | 0 | 0
IGCC | 0 | 0 | 0 | 0 | 0 | 0
DemandResponse | 0 | 0 | 0 | 0 | 0 | 0
IGCC-CCS | 0 | 0 | 0 | 0 | 0 | 0
WT_off | 0 | 0 | 0 | 0 | 0 | 0
PseudoUnit | 0 | 0 | 0 | 0 | 0 | 0
FixedInterchange | 0 | 0 | 0 | 0 | 0 | 0
Fuel Cost by Reporting Type: FRCC
ReportingType | 2015 | 2020 | 2025 | 2030 | 2035 | 2040
BM | 0 | 0 | 0 | 0 | 0 | 0
CC | 6208.19 | 7142.86 | 7898.24 | 8372.71 | 11497.98 | 14361.96
CSP | 0 | 0 | 0 | 0 | 0 | 0
CT | 55.63 | 63.81 | 67.54 | 70.52 | 78.21 | 80.64
Coal | 1835.67 | 1770.24 | 1826.14 | 1898.35 | 1965.86 | 1993.57
Geo | 0 | 0 | 0 | 0 | 0 | 0
H | 0 | 0 | 0 | 0 | 0 | 0
LFG | 0 | 0 | 0.25 | 0.25 | 0.25 | 0.25
Nuc | 282.48 | 288.24 | 306.26 | 312.24 | 190.15 | 63.41
PS | 0 | 0 | 0 | 0 | 0 | 0
PV | 0 | 0 | 0 | 0 | 0 | 0
PeakG | 28.41 | 40.06 | 70.17 | 78.56 | 45.79 | 42.34
PeakO | 0 | 0 | 0 | 0 | 0 | 0
ST | 0 | 0 | 0 | 0 | 0 | 0
STOG | 223.45 | 147.8 | 156.47 | 164.59 | 177.92 | 117.54
STWD | 0 | 100.84 | 100.84 | 100.84 | 100.84 | 100.84
WT | 0 | 0 | 0 | 0 | 0 | 0
IGCC | 0 | 0 | 0 | 0 | 0 | 0
DemandResponse | 0 | 0 | 0 | 0 | 0 | 0
IGCC-CCS | 0 | 0 | 0 | 0 | 0 | 0
WT_off | 0 | 0 | 0 | 0 | 0 | 0
PseudoUnit | 0 | 0 | 0 | 0 | 0 | 0
FixedInterchange | 0 | 0 | 0 | 0 | 0 | 0
Fuel Cost by Reporting Type: MAPP_US
ReportingType | 2015 | 2020 | 2025 | 2030 | 2035 | 2040
BM | 0 | 0 | 0 | 0 | 0 | 0
CC | 8.39 | 9.24 | 7.53 | 4.56 | 9.08 | 10.17
CSP | 0 | 0 | 0 | 0 | 0 | 0
CT | 0 | 0 | 0 | 0 | 0 | 0
Coal | 299.75 | 225.45 | 225.45 | 187.77 | 225.45 | 202.76
Geo | 0 | 0 | 0 | 0 | 0 | 0
H | 0 | 0 | 0 | 0 | 0 | 0
LFG | 0 | 0 | 0 | 0.09 | 0.09 | 0.09
Nuc | 0 | 0 | 0 | 0 | 0 | 0
PS | 0 | 0 | 0 | 0 | 0 | 0
PV | 0 | 0 | 0 | 0 | 0 | 0
PeakG | 0.5 | 0.46 | 0.23 | 0.12 | 0.66 | 1.45
PeakO | 0 | 0 | 0 | 0 | 0 | 0
ST | 0 | 0 | 0 | 0 | 0 | 0
STOG | 0 | 0 | 0 | 0 | 0 | 0
STWD | 0 | 0 | 0 | 0 | 0 | 0
WT | 0 | 0 | 0 | 0 | 0 | 0
IGCC | 0 | 0 | 0 | 0 | 0 | 0
DemandResponse | 0 | 0 | 0 | 0 | 0 | 0
IGCC-CCS | 0 | 0 | 0 | 0 | 0 | 0
WT_off | 0 | 0 | 0 | 0 | 0 | 0
PseudoUnit | 0 | 0 | 0 | 0 | 0 | 0
FixedInterchange | 0 | 0 | 0 | 0 | 0 | 0
Fuel Cost by Reporting Type: MISO_IN
ReportingType | 2015 | 2020 | 2025 | 2030 | 2035 | 2040
BM | 0 | 0 | 0 | 0 | 0 | 0
CC | 142.87 | 255.89 | 163.77 | 65.73 | 166.05 | 222.83
CSP | 0 | 0 | 0 | 0 | 0 | 0
CT | 0 | 0 | 0 | 0 | 0 | 0
Coal | 1823.07 | 1889.05 | 1869.2 | 1802.58 | 2066.78 | 2235.06
Geo | 0 | 0 | 0 | 0 | 0 | 0
H | 0 | 0 | 0 | 0 | 0 | 0
LFG | 0 | 0 | 0.1 | 0.1 | 0.1 | 0.1
Nuc | 0 | 0 | 0 | 0 | 0 | 0
PS | 0 | 0 | 0 | 0 | 0 | 0
PV | 0 | 0 | 0 | 0 | 0 | 0
PeakG | 1.05 | 1.42 | 1.55 | 0 | 1.9 | 7.1
PeakO | 0 | 0 | 0 | 0 | 0 | 0
ST | 0 | 0 | 0 | 0 | 0 | 0
STOG | 2.86 | 5.97 | 6.37 | 3.48 | 7.68 | 8.71
STWD | 0 | 0 | 0 | 0 | 0 | 0
WT | 0 | 0 | 0 | 0 | 0 | 0
IGCC | 90.66 | 91.08 | 91.07 | 92.46 | 94.77 | 99.66
DemandResponse | 0 | 0 | 0 | 0 | 0 | 0
IGCC-CCS | 0 | 0 | 0 | 0 | 0 | 0
WT_off | 0 | 0 | 0 | 0 | 0 | 0
PseudoUnit | 0 | 0 | 0 | 0 | 0 | 0
FixedInterchange | 0 | 0 | 0 | 0 | 0 | 0
Fuel Cost by Reporting Type: MISO_MI
ReportingType | 2015 | 2020 | 2025 | 2030 | 2035 | 2040
BM | 0 | 0 | 0 | 0 | 0 | 0
CC | 353.34 | 513.23 | 374.54 | 179.63 | 391.92 | 353.75
CSP | 0 | 0 | 0 | 0 | 0 | 0
CT | 0 | 0 | 0 | 0 | 0 | 0
Coal | 1381.44 | 1172.79 | 1165.98 | 1127.53 | 1335.04 | 1410.38
Geo | 0 | 0 | 0 | 0 | 0 | 0
H | 0 | 0 | 0 | 0 | 0 | 0
LFG | 0 | 0.11 | 0.2 | 0.2 | 0.2 | 0.2
Nuc | 139.75 | 142.6 | 151.51 | 154.47 | 90.85 | 90.85
PS | 0 | 0 | 0 | 0 | 0 | 0
PV | 0 | 0 | 0 | 0 | 0 | 0
PeakG | 1.32 | 1.67 | 1.79 | 0.2 | 1.79 | 2.47
PeakO | 0 | 0 | 0 | 0 | 0 | 0
ST | 0 | 0 | 0 | 0 | 0 | 0
STOG | 21.16 | 35.43 | 43.14 | 34.9 | 39.54 | 40.67
STWD | 15.55 | 87.42 | 87.42 | 58.5 | 87.42 | 73.26
WT | 0 | 0 | 0 | 0 | 0 | 0
IGCC | 0 | 0 | 0 | 0 | 0 | 0
DemandResponse | 0 | 0 | 0 | 0 | 0 | 0
IGCC-CCS | 0 | 0 | 0 | 0 | 0 | 0
WT_off | 0 | 0 | 0 | 0 | 0 | 0
PseudoUnit | 0 | 0 | 0 | 0 | 0 | 0
FixedInterchange | 0 | 0 | 0 | 0 | 0 | 0
Fuel Cost by Reporting Type: MISO_MO-IL
ReportingType | 2015 | 2020 | 2025 | 2030 | 2035 | 2040
BM | 0 | 0 | 0 | 0 | 0 | 0
CC | 91.38 | 170.48 | 93.81 | 38.37 | 61.61 | 64.35
CSP | 0 | 0 | 0 | 0 | 0 | 0
CT | 0 | 0 | 0 | 0 | 0 | 0
Coal | 2000.45 | 1489.24 | 1479.54 | 1410.32 | 1732.29 | 1860.9
Geo | 0 | 0 | 0 | 0 | 0 | 0
H | 0 | 0 | 0 | 0 | 0 | 0
LFG | 0 | 0 | 0.29 | 0.29 | 0.29 | 0.29
Nuc | 143.46 | 146.38 | 155.53 | 158.57 | 158.57 | 158.57
PS | 0 | 0 | 0 | 0 | 0 | 0
PV | 0 | 0 | 0 | 0 | 0 | 0
PeakG | 14.33 | 11.11 | 7.16 | 2.65 | 6.64 | 26.59
PeakO | 0 | 0 | 0 | 0 | 0 | 0
ST | 0 | 0 | 0 | 0 | 0 | 0
STOG | 3.1 | 6.4 | 3.62 | 1.24 | 4.4 | 0.45
STWD | 0 | 0 | 0 | 0 | 0 | 0
WT | 0 | 0 | 0 | 0 | 0 | 0
IGCC | 0 | 0 | 0 | 0 | 0 | 0
DemandResponse | 0 | 0 | 0 | 0 | 0 | 0
IGCC-CCS | 0 | 0 | 0 | 0 | 0 | 0
WT_off | 0 | 0 | 0 | 0 | 0 | 0
PseudoUnit | 0 | 0 | 0 | 0 | 0 | 0
FixedInterchange | 0 | 0 | 0 | 0 | 0 | 0
Fuel Cost by Reporting Type: MISO_W
ReportingType | 2015 | 2020 | 2025 | 2030 | 2035 | 2040
BM | 0 | 0 | 0 | 0 | 0 | 0
CC | 326.41 | 372.74 | 218.44 | 85.4 | 146.97 | 167.66
CSP | 0 | 0 | 0 | 0 | 0 | 0
CT | 0 | 0 | 0 | 0 | 0 | 0
Coal | 1743.43 | 1376.71 | 1385.31 | 1282.24 | 1390.42 | 1402.68
Geo | 0 | 0 | 0 | 0 | 0 | 0
H | 0 | 0 | 0 | 0 | 0 | 0
LFG | 0 | 0 | 0.09 | 0.09 | 0.09 | 0.09
Nuc | 152.53 | 155.64 | 165.37 | 168.6 | 0.01 | 0.01
PS | 0 | 0 | 0 | 0 | 0 | 0
PV | 0 | 0 | 0 | 0 | 0 | 0
PeakG | 6.46 | 5.04 | 2.2 | 0.98 | 1.56 | 1.77
PeakO | 0 | 0 | 0 | 0 | 0 | 0
ST | 0 | 0 | 0 | 0 | 0 | 0
STOG | 0.32 | 0.11 | 0.09 | 0.01 | 0 | 0
STWD | 0 | 162.84 | 51.98 | 63.56 | 45.06 | 63.56
WT | 0 | 0 | 0 | 0 | 0 | 0
IGCC | 0 | 0 | 0 | 0 | 0 | 0
DemandResponse | 0 | 0 | 0 | 0 | 0 | 0
IGCC-CCS | 0 | 0 | 0 | 0 | 0 | 0
WT_off | 0 | 0 | 0 | 0 | 0 | 0
PseudoUnit | 0 | 0 | 0 | 0 | 0 | 0
FixedInterchange | 0 | 0 | 0 | 0 | 0 | 0
Fuel Cost by Reporting Type: MISO_WUMS
ReportingType | 2015 | 2020 | 2025 | 2030 | 2035 | 2040
BM | 0 | 0 | 0 | 0 | 0 | 0
CC | 392.11 | 581.71 | 446.94 | 131.64 | 258.36 | 275.5
CSP | 0 | 0 | 0 | 0 | 0 | 0
CT | 0 | 39.15 | 52.61 | 29.43 | 150.02 | 255.21
Coal | 722.05 | 733.41 | 720.86 | 650.86 | 977.24 | 1060.1
Geo | 0 | 0 | 0 | 0 | 0 | 0
H | 0 | 0 | 0 | 0 | 0 | 0
LFG | 0 | 0 | 0.29 | 0.29 | 0.29 | 0.29
Nuc | 120.89 | 123.35 | 131.06 | 133.62 | 0.01 | 0.01
PS | 0 | 0 | 0 | 0 | 0 | 0
PV | 0 | 0 | 0 | 0 | 0 | 0
PeakG | 3.34 | 4.63 | 0.55 | 0 | 0 | 0
PeakO | 0 | 0 | 0 | 0 | 0 | 0
ST | 0 | 0 | 0 | 0 | 0 | 0
STOG | 0.13 | 0 | 0 | 0 | 0 | 0
STWD | 0 | 46.56 | 9.46 | 5.98 | 10.18 | 20.21
WT | 0 | 0 | 0 | 0 | 0 | 0
IGCC | 0 | 0 | 0 | 0 | 0 | 0
DemandResponse | 0 | 0 | 0 | 0 | 0 | 0
IGCC-CCS | 0 | 0 | 0 | 0 | 0 | 0
WT_off | 0 | 0 | 0 | 0 | 0 | 0
PseudoUnit | 0 | 0 | 0 | 0 | 0 | 0
FixedInterchange | 0 | 0 | 0 | 0 | 0 | 0
Fuel Cost by Reporting Type: Nebraska
ReportingType | 2015 | 2020 | 2025 | 2030 | 2035 | 2040
BM | 0 | 0 | 0 | 0 | 0 | 0
CC | 41.06 | 15.01 | 10.28 | 6.16 | 12.11 | 13.78
CSP | 0 | 0 | 0 | 0 | 0 | 0
CT | 0 | 0 | 0 | 0 | 0 | 0
Coal | 459.68 | 381.51 | 278.83 | 278.25 | 299.34 | 288.71
Geo | 0 | 0 | 0 | 0 | 0 | 0
H | 0 | 0 | 0 | 0 | 0 | 0
LFG | 0 | 0 | 0 | 0.09 | 0.09 | 0.09
Nuc | 83.67 | 85.37 | 90.71 | 92.29 | 0.01 | 0.01
PS | 0 | 0 | 0 | 0 | 0 | 0
PV | 0 | 0 | 0 | 0 | 0 | 0
PeakG | 2.01 | 0.15 | 0 | 0 | 0 | 0
PeakO | 0 | 0 | 0 | 0 | 0 | 0
ST | 0 | 0 | 0 | 0 | 0 | 0
STOG | 0 | 0 | 0 | 0 | 0 | 0
STWD | 0 | 0 | 0 | 0 | 0 | 0
WT | 0 | 0 | 0 | 0 | 0 | 0
IGCC | 0 | 0 | 0 | 0 | 0 | 0
DemandResponse | 0 | 0 | 0 | 0 | 0 | 0
IGCC-CCS | 0 | 0 | 0 | 0 | 0 | 0
WT_off | 0 | 0 | 0 | 0 | 0 | 0
PseudoUnit | 0 | 0 | 0 | 0 | 0 | 0
FixedInterchange | 0 | 0 | 0 | 0 | 0 | 0
Fuel Cost by Reporting Type: NEISO
ReportingType | 2015 | 2020 | 2025 | 2030 | 2035 | 2040
BM | 159.81 | 134.57 | 14.81 | 0 | 0.2 | 0.69
CC | 1487.96 | 1192.74 | 1068.61 | 527.88 | 1221.05 | 1816.58
CSP | 0 | 0 | 0 | 0 | 0 | 0
CT | 0.15 | 0.52 | 0.15 | 0 | 0 | 0.41
Coal | 1.14 | 0 | 0 | 0 | 0 | 0
Geo | 0 | 0 | 0 | 0 | 0 | 0
H | 0 | 0 | 0 | 0 | 0 | 0
LFG | 0.06 | 0.06 | 0.15 | 0.15 | 0.15 | 0.15
Nuc | 293.25 | 299.23 | 317.93 | 324.14 | 234.19 | 173
PS | 0 | 0 | 0 | 0 | 0 | 0
PV | 0 | 0 | 0 | 0 | 0 | 0
PeakG | 1.44 | 1.76 | 1.65 | 0 | 0.02 | 2.14
PeakO | 0 | 0 | 0 | 0 | 0 | 0
ST | 0 | 0 | 0 | 0 | 0 | 0
STOG | 0 | 0 | 0 | 0 | 0 | 0
STWD | 338.09 | 338.09 | 144.46 | 92.34 | 89.42 | 103.48
WT | 0 | 0 | 0 | 0 | 0 | 0
IGCC | 0 | 0 | 0 | 0 | 0 | 0
DemandResponse | 0 | 0 | 0 | 0 | 0 | 0
IGCC-CCS | 0 | 0 | 0 | 0 | 0 | 0
WT_off | 0 | 0 | 0 | 0 | 0 | 0
PseudoUnit | 0 | 0 | 0 | 0 | 0 | 0
FixedInterchange | 0 | 0 | 0 | 0 | 0 | 0
Fuel Cost by Reporting Type: NonRTO_Midwest
ReportingType | 2015 | 2020 | 2025 | 2030 | 2035 | 2040
BM | 0 | 0 | 0 | 0 | 0 | 0
CC | 0 | 54.58 | 57.74 | 53.28 | 54.64 | 97.13
CSP | 0 | 0 | 0 | 0 | 0 | 0
CT | 0 | 0 | 0 | 0 | 0 | 0
Coal | 1301.36 | 1319.67 | 1341.81 | 1375.99 | 1471.98 | 1564.39
Geo | 0 | 0 | 0 | 0 | 0 | 0
H | 0 | 0 | 0 | 0 | 0 | 0
LFG | 0 | 0 | 0.2 | 0.2 | 0.2 | 0.2
Nuc | 0 | 0 | 0 | 0 | 0 | 0
PS | 0 | 0 | 0 | 0 | 0 | 0
PV | 0 | 0 | 0 | 0 | 0 | 0
PeakG | 9.94 | 12.38 | 19.65 | 6.2 | 18.23 | 20.91
PeakO | 0 | 0 | 0 | 0 | 0 | 0
ST | 0 | 0 | 0 | 0 | 0 | 0
STOG | 0 | 0 | 0 | 0 | 0 | 0
STWD | 0 | 0 | 0 | 0 | 0 | 0
WT | 0 | 0 | 0 | 0 | 0 | 0
IGCC | 0 | 0 | 0 | 0 | 0 | 0
DemandResponse | 0 | 0 | 0 | 0 | 0 | 0
IGCC-CCS | 0 | 0 | 0 | 0 | 0 | 0
WT_off | 0 | 0 | 0 | 0 | 0 | 0
PseudoUnit | 0 | 0 | 0 | 0 | 0 | 0
FixedInterchange | 0 | 0 | 0 | 0 | 0 | 0
Fuel Cost by Reporting Type: NYISO_A-F
ReportingType | 2015 | 2020 | 2025 | 2030 | 2035 | 2040
BM | 0 | 0 | 0 | 0 | 0 | 0
CC | 294.05 | 299.86 | 278.84 | 244.85 | 521.57 | 635.96
CSP | 0 | 0 | 0 | 0 | 0 | 0
CT | 0 | 0 | 0 | 0 | 0 | 0
Coal | 0 | 0 | 0 | 0 | 0 | 0
Geo | 0 | 0 | 0 | 0 | 0 | 0
H | 0 | 0 | 0 | 0 | 0 | 0
LFG | 0.01 | 0.01 | 0.01 | 0.09 | 0.09 | 0.09
Nuc | 217.02 | 221.45 | 235.29 | 195.6 | 154.22 | 93.47
PS | 0 | 0 | 0 | 0 | 0 | 0
PV | 0 | 0 | 0 | 0 | 0 | 0
PeakG | 0.09 | 0 | 0 | 0 | 0 | 0.41
PeakO | 0 | 0 | 0 | 0 | 0 | 0
ST | 0 | 0 | 0 | 0 | 0 | 0
STOG | 0 | 0 | 0 | 0 | 0 | 0
STWD | 0 | 0.69 | 0.22 | 3.38 | 18.23 | 18.23
WT | 0 | 0 | 0 | 0 | 0 | 0
IGCC | 0 | 0 | 0 | 0 | 0 | 0
DemandResponse | 0 | 0 | 0 | 0 | 0 | 0
IGCC-CCS | 0 | 0 | 0 | 0 | 0 | 0
WT_off | 0 | 0 | 0 | 0 | 0 | 0
PseudoUnit | 0 | 0 | 0 | 0 | 0 | 0
FixedInterchange | 0 | 0 | 0 | 0 | 0 | 0
Fuel Cost by Reporting Type: NYISO_G-I
ReportingType | 2015 | 2020 | 2025 | 2030 | 2035 | 2040
BM | 0 | 0 | 0 | 0 | 0 | 0
CC | 211.21 | 208.83 | 212.44 | 104.36 | 365.63 | 1353.74
CSP | 0 | 0 | 0 | 0 | 0 | 0
CT | 0 | 0 | 0 | 0 | 0 | 0
Coal | 0 | 0 | 0 | 0 | 0 | 0
Geo | 0 | 0 | 0 | 0 | 0 | 0
H | 0 | 0 | 0 | 0 | 0 | 0
LFG | 0 | 0 | 0 | 0.09 | 0.09 | 0.09
Nuc | 130.64 | 133.3 | 141.63 | 144.4 | 72.41 | 0.03
PS | 0 | 0 | 0 | 0 | 0 | 0
PV | 0 | 0 | 0 | 0 | 0 | 0
PeakG | 0 | 0 | 0 | 0 | 0 | 0
PeakO | 0 | 0 | 0 | 0 | 0 | 0
ST | 0 | 0 | 0 | 0 | 0 | 0
STOG | 0 | 0 | 0 | 0 | 0 | 0
STWD | 0 | 0 | 0 | 0 | 0 | 0
WT | 0 | 0 | 0 | 0 | 0 | 0
IGCC | 0 | 0 | 0 | 0 | 0 | 0
DemandResponse | 0 | 0 | 0 | 0 | 0 | 0
IGCC-CCS | 0 | 0 | 0 | 0 | 0 | 0
WT_off | 0 | 0 | 0 | 0 | 0 | 0
PseudoUnit | 0 | 0 | 0 | 0 | 0 | 0
FixedInterchange | 0 | 0 | 0 | 0 | 0 | 0
Fuel Cost by Reporting Type: NYISO_J-K
ReportingType | 2015 | 2020 | 2025 | 2030 | 2035 | 2040
BM | 0 | 0 | 0 | 0 | 0 | 0
CC | 812.8 | 911.51 | 802.1 | 649.39 | 1114.08 | 1200.28
CSP | 0 | 0 | 0 | 0 | 0 | 0
CT | 0 | 0 | 0 | 0 | 10.78 | 20.81
Coal | 0 | 0 | 0 | 0 | 0 | 0
Geo | 0 | 0 | 0 | 0 | 0 | 0
H | 0 | 0 | 0 | 0 | 0 | 0
LFG | 0 | 0 | 0 | 0.09 | 0.09 | 0.09
Nuc | 0 | 0 | 0 | 0 | 0 | 0
PS | 0 | 0 | 0 | 0 | 0 | 0
PV | 0 | 0 | 0 | 0 | 0 | 0
PeakG | 2.35 | 7.99 | 7.33 | 5.27 | 21.13 | 17.18
PeakO | 0 | 0 | 0 | 0 | 0 | 0
ST | 0 | 0 | 0 | 0 | 0 | 0
STOG | 30.65 | 45.76 | 57.64 | 50.34 | 86.94 | 87.95
STWD | 0 | 0 | 0 | 0 | 0 | 0
WT | 0 | 0 | 0 | 0 | 0 | 0
IGCC | 0 | 0 | 0 | 0 | 0 | 0
DemandResponse | 0 | 0 | 0 | 0 | 0 | 0
IGCC-CCS | 0 | 0 | 0 | 0 | 0 | 0
WT_off | 0 | 0 | 0 | 0 | 0 | 0
PseudoUnit | 0 | 0 | 0 | 0 | 0 | 0
FixedInterchange | 0 | 0 | 0 | 0 | 0 | 0
Fuel Cost by Reporting Type: PJM_E
ReportingType | 2015 | 2020 | 2025 | 2030 | 2035 | 2040
BM | 0.49 | 19.01 | 19.01 | 1.07 | 2.01 | 14.17
CC | 903.16 | 1570.41 | 1666.21 | 1148.78 | 2054.34 | 2186.84
CSP | 0 | 0 | 0 | 0 | 0 | 0
CT | 0 | 0.04 | 0.05 | 0.29 | 18.75 | 5.41
Coal | 12.01 | 5.05 | 5.02 | 4.45 | 6.45 | 6.72
Geo | 0 | 0 | 0 | 0 | 0 | 0
H | 0 | 0 | 0 | 0 | 0 | 0
LFG | 0.01 | 0.18 | 0.18 | 0.18 | 0.18 | 0.18
Nuc | 563.79 | 533.75 | 567.11 | 578.18 | 415.32 | 329.35
PS | 0 | 0 | 0 | 0 | 0 | 0
PV | 0 | 0 | 0 | 0 | 0 | 0
PeakG | 1.2 | 4.21 | 26.47 | 27.48 | 56.9 | 22.3
PeakO | 0 | 0 | 0 | 0 | 0 | 0
ST | 0 | 0 | 0 | 0 | 0 | 0
STOG | 13.5 | 25.88 | 52.99 | 52.81 | 58.36 | 45.5
STWD | 0 | 0 | 0 | 0 | 0 | 0
WT | 0 | 0 | 0 | 0 | 0 | 0
IGCC | 0 | 0 | 0 | 0 | 0 | 0
DemandResponse | 0 | 0 | 0 | 0 | 0 | 0
IGCC-CCS | 0 | 0 | 0 | 0 | 0 | 0
WT_off | 0 | 0 | 0 | 0 | 0 | 0
PseudoUnit | 0 | 0 | 0 | 0 | 0 | 0
FixedInterchange | 0 | 0 | 0 | 0 | 0 | 0
Fuel Cost by Reporting Type: PJM_ROM
ReportingType | 2015 | 2020 | 2025 | 2030 | 2035 | 2040
BM | 0.3 | 11.41 | 11.41 | 0.64 | 1.2 | 8.5
CC | 562.69 | 822.21 | 821.03 | 641.42 | 1094.39 | 5564.74
CSP | 0 | 0 | 0 | 0 | 0 | 0
CT | 0.01 | 0.03 | 0.17 | 0.18 | 0.37 | 0.11
Coal | 1205.85 | 1317.36 | 1352.85 | 1319.68 | 1446.3 | 1525.54
Geo | 0 | 0 | 0 | 0 | 0 | 0
H | 0 | 0 | 0 | 0 | 0 | 0
LFG | 0.02 | 0.36 | 0.36 | 0.36 | 0.36 | 0.36
Nuc | 337.6 | 344.49 | 366.02 | 373.17 | 244.83 | 178.21
PS | 0 | 0 | 0 | 0 | 0 | 0
PV | 0 | 0 | 0 | 0 | 0 | 0
PeakG | 0 | 2.7 | 2.83 | 0.84 | 18.65 | 8.75
PeakO | 0 | 0 | 0 | 0 | 0 | 0
ST | 0 | 0 | 0 | 0 | 0 | 0
STOG | 35.46 | 69.51 | 72.94 | 75.68 | 80.11 | 148.94
STWD | 25.81 | 35.1 | 35.1 | 35.1 | 29.41 | 35.1
WT | 0 | 0 | 0 | 0 | 0 | 0
IGCC | 0 | 0 | 0 | 0 | 0 | 0
DemandResponse | 0 | 0 | 0 | 0 | 0 | 0
IGCC-CCS | 0 | 0 | 0 | 0 | 0 | 0
WT_off | 0 | 0 | 0 | 0 | 0 | 0
PseudoUnit | 0 | 0 | 0 | 0 | 0 | 0
FixedInterchange | 0 | 0 | 0 | 0 | 0 | 0
Fuel Cost by Reporting Type: PJM_ROR
ReportingType | 2015 | 2020 | 2025 | 2030 | 2035 | 2040
BM | 0 | 243.96 | 243.96 | 13.69 | 25.29 | 37.9
CC | 2165.99 | 2350.09 | 2266.23 | 1577.31 | 4189.1 | 3702.82
CSP | 0 | 0 | 0 | 0 | 0 | 0
CT | 0.27 | 0.29 | 0.31 | 0.33 | 25.88 | 57.11
Coal | 7561.91 | 5671.18 | 5725.87 | 5968.42 | 6291.13 | 6703.34
Geo | 0 | 0 | 0 | 0 | 0 | 0
H | 0 | 0 | 0 | 0 | 0 | 0
LFG | 0.07 | 0.38 | 0.73 | 0.73 | 0.73 | 0.73
Nuc | 1319.64 | 1346.55 | 1430.71 | 1395.54 | 1084.35 | 728.88
PS | 0 | 0 | 0 | 0 | 0 | 0
PV | 0 | 0 | 0 | 0 | 0 | 0
PeakG | 66 | 83.33 | 85.53 | 83.85 | 88.05 | 106.28
PeakO | 0 | 0 | 0 | 0 | 0 | 0
ST | 0 | 0 | 0 | 0 | 0 | 0
STOG | 36.69 | 41.8 | 44.61 | 44.75 | 50.55 | 57.37
STWD | 6.03 | 103.87 | 103.87 | 53.18 | 46.51 | 103.87
WT | 0 | 0 | 0 | 0 | 0 | 0
IGCC | 0 | 0 | 0 | 0 | 0 | 0
DemandResponse | 0 | 0 | 0 | 0 | 0 | 0
IGCC-CCS | 0 | 0 | 0 | 0 | 0 | 0
WT_off | 0 | 0 | 0 | 0 | 0 | 0
PseudoUnit | 0 | 0 | 0 | 0 | 0 | 0
FixedInterchange | 0 | 0 | 0 | 0 | 0 | 0
Fuel Cost by Reporting Type: SOCO
ReportingType | 2015 | 2020 | 2025 | 2030 | 2035 | 2040
BM | 0 | 3.25 | 3.25 | 7.55 | 4.97 | 21.95
CC | 4269.39 | 4520.29 | 4592.34 | 4122.8 | 4623.34 | 4404.89
CSP | 0 | 0 | 0 | 0 | 0 | 0
CT | 0 | 0 | 0 | 0 | 0 | 0
Coal | 2512.3 | 2612.1 | 2950.95 | 3171.52 | 3303.45 | 4864.37
Geo | 0 | 0 | 0 | 0 | 0 | 0
H | 0 | 0 | 0 | 0 | 0 | 0
LFG | 0 | 0 | 0.14 | 0.14 | 0.14 | 0.14
Nuc | 396.64 | 551.11 | 585.56 | 596.99 | 596.99 | 398.46
PS | 0 | 0 | 0 | 0 | 0 | 0
PV | 0 | 0 | 0 | 0 | 0 | 0
PeakG | 41.02 | 70.48 | 107.88 | 86.86 | 137.04 | 147.59
PeakO | 0 | 0 | 0 | 0 | 0 | 0
ST | 0 | 0 | 0 | 0 | 0 | 0
STOG | 0 | 0 | 0 | 0 | 0 | 0
STWD | 0 | 58.06 | 58.06 | 197.62 | 197.62 | 328.92
WT | 0 | 0 | 0 | 0 | 0 | 0
IGCC | 0 | 0 | 0 | 0 | 0 | 0
DemandResponse | 0 | 0 | 0 | 0 | 0 | 0
IGCC-CCS | 0 | 0 | 0 | 0 | 0 | 0
WT_off | 0 | 0 | 0 | 0 | 0 | 0
PseudoUnit | 0 | 0 | 0 | 0 | 0 | 0
FixedInterchange | 0 | 0 | 0 | 0 | 0 | 0
Fuel Cost by Reporting Type: SPP_N
ReportingType | 2015 | 2020 | 2025 | 2030 | 2035 | 2040
BM | 0 | 0 | 0 | 0 | 0 | 0
CC | 273.9 | 77.83 | 38.44 | 23.73 | 46.54 | 52.69
CSP | 0 | 0 | 0 | 0 | 0 | 0
CT | 0 | 0 | 0 | 0 | 0 | 0
Coal | 1066.99 | 859.16 | 741.27 | 598.2 | 627.89 | 601.15
Geo | 0 | 0 | 0 | 0 | 0 | 0
H | 0 | 0 | 0 | 0 | 0 | 0
LFG | 0 | 0 | 0 | 0.12 | 0.12 | 0.12
Nuc | 74.76 | 76.29 | 81.06 | 82.64 | 82.64 | 82.64
PS | 0 | 0 | 0 | 0 | 0 | 0
PV | 0 | 0 | 0 | 0 | 0 | 0
PeakG | 0 | 0 | 0 | 0 | 0 | 0
PeakO | 0 | 0 | 0 | 0 | 0 | 0
ST | 0 | 0 | 0 | 0 | 0 | 0
STOG | 17.23 | 9.06 | 0 | 0 | 0 | 0
STWD | 0 | 0 | 0 | 0 | 0 | 0
WT | 0 | 0 | 0 | 0 | 0 | 0
IGCC | 0 | 0 | 0 | 0 | 0 | 0
DemandResponse | 0 | 0 | 0 | 0 | 0 | 0
IGCC-CCS | 0 | 0 | 0 | 0 | 0 | 0
WT_off | 0 | 0 | 0 | 0 | 0 | 0
PseudoUnit | 0 | 0 | 0 | 0 | 0 | 0
FixedInterchange | 0 | 0 | 0 | 0 | 0 | 0
Fuel Cost by Reporting Type: SPP_S
ReportingType | 2015 | 2020 | 2025 | 2030 | 2035 | 2040
BM | 0 | 0 | 0 | 0 | 0 | 0
CC | 1601.41 | 997.47 | 418.58 | 261.86 | 366.3 | 438.36
CSP | 0 | 0 | 0 | 0 | 0 | 0
CT | 0.16 | 0 | 0 | 0 | 0 | 0
Coal | 2001.72 | 1467.16 | 662.59 | 428.57 | 581.59 | 612.63
Geo | 0 | 0 | 0 | 0 | 0 | 0
H | 0 | 0 | 0 | 0 | 0 | 0
LFG | 0 | 0 | 0 | 0.12 | 0.12 | 0.12
Nuc | 0 | 0 | 0 | 0 | 0 | 0
PS | 0 | 0 | 0 | 0 | 0 | 0
PV | 0 | 0 | 0 | 0 | 0 | 0
PeakG | 0 | 0 | 0 | 0 | 0 | 0
PeakO | 0 | 0 | 0 | 0 | 0 | 0
ST | 0 | 0 | 0 | 0 | 0 | 0
STOG | 159.41 | 173.39 | 68.36 | 8.78 | 66.27 | 109.63
STWD | 0 | 4.73 | 2.57 | 2.57 | 2.57 | 4.66
WT | 0 | 0 | 0 | 0 | 0 | 0
IGCC | 0 | 0 | 0 | 0 | 0 | 0
DemandResponse | 0 | 0 | 0 | 0 | 0 | 0
IGCC-CCS | 0 | 0 | 0 | 0 | 0 | 0
WT_off | 0 | 0 | 0 | 0 | 0 | 0
PseudoUnit | 0 | 0 | 0 | 0 | 0 | 0
FixedInterchange | 0 | 0 | 0 | 0 | 0 | 0
Fuel Cost by Reporting Type: TVA
ReportingType | 2015 | 2020 | 2025 | 2030 | 2035 | 2040
BM | 0 | 0 | 0 | 0 | 0 | 0
CC | 694 | 785.47 | 889.29 | 1015.61 | 1165.04 | 1138.54
CSP | 0 | 0 | 0 | 0 | 0 | 0
CT | 0 | 14.72 | 15.83 | 30.29 | 34.14 | 38.49
Coal | 2004.02 | 1815.2 | 1845.24 | 1872.11 | 2034.6 | 2299.58
Geo | 0 | 0 | 0 | 0 | 0 | 0
H | 0 | 0 | 0 | 0 | 0 | 0
LFG | 0 | 0 | 0.14 | 0.14 | 0.14 | 0.14
Nuc | 542.87 | 553.94 | 588.56 | 600.05 | 420.73 | 329.46
PS | 0 | 0 | 0 | 0 | 0 | 0
PV | 0 | 0 | 0 | 0 | 0 | 0
PeakG | 0 | 0 | 0 | 0 | 0 | 0
PeakO | 0 | 0 | 0 | 0 | 0 | 0
ST | 0 | 0 | 0 | 0 | 0 | 0
STOG | 0 | 0 | 0 | 0 | 0 | 0
STWD | 0 | 0.27 | 0.3 | 2.3 | 1.69 | 1.97
WT | 0 | 0 | 0 | 0 | 0 | 0
IGCC | 0 | 0 | 0 | 0 | 0 | 0
DemandResponse | 0 | 0 | 0 | 0 | 0 | 0
IGCC-CCS | 0 | 0 | 0 | 0 | 0 | 0
WT_off | 0 | 0 | 0 | 0 | 0 | 0
PseudoUnit | 0 | 0 | 0 | 0 | 0 | 0
FixedInterchange | 0 | 0 | 0 | 0 | 0 | 0
Fuel Cost by Reporting Type: TVA_Transmission
ReportingType | 2015 | 2020 | 2025 | 2030 | 2035 | 2040
BM | 0 | 0 | 0 | 0 | 0 | 0
CC | 0 | 0 | 0 | 0 | 0 | 0
CSP | 0 | 0 | 0 | 0 | 0 | 0
CT | 0 | 0 | 0 | 0 | 0 | 0
Coal | 0 | 0 | 0 | 0 | 0 | 0
Geo | 0 | 0 | 0 | 0 | 0 | 0
H | 0 | 0 | 0 | 0 | 0 | 0
LFG | 0 | 0 | 0 | 0 | 0 | 0
Nuc | 0 | 0 | 0 | 0 | 0 | 0
PS | 0 | 0 | 0 | 0 | 0 | 0
PV | 0 | 0 | 0 | 0 | 0 | 0
PeakG | 0 | 0 | 0 | 0 | 0 | 0
PeakO | 0 | 0 | 0 | 0 | 0 | 0
ST | 0 | 0 | 0 | 0 | 0 | 0
STOG | 0 | 0 | 0 | 0 | 0 | 0
STWD | 0 | 0 | 0 | 0 | 0 | 0
WT | 0 | 0 | 0 | 0 | 0 | 0
IGCC | 0 | 0 | 0 | 0 | 0 | 0
DemandResponse | 0 | 0 | 0 | 0 | 0 | 0
IGCC-CCS | 0 | 0 | 0 | 0 | 0 | 0
WT_off | 0 | 0 | 0 | 0 | 0 | 0
PseudoUnit | 0 | 0 | 0 | 0 | 0 | 0
FixedInterchange | 0 | 0 | 0 | 0 | 0 | 0
Fuel Cost by Reporting Type: VACAR
ReportingType | 2015 | 2020 | 2025 | 2030 | 2035 | 2040
BM | 0.58 | 23.69 | 231.46 | 28.85 | 107.87 | 203.43
CC | 1863.15 | 2644.72 | 2360.44 | 1904.23 | 3848.09 | 5688.87
CSP | 0 | 0 | 0 | 0 | 0 | 0
CT | 2.52 | 4.51 | 7.94 | 16.74 | 25.41 | 34.54
Coal | 2555.41 | 2425.7 | 2986.98 | 3219.26 | 3749.32 | 4050.26
Geo | 0 | 0 | 0 | 0 | 0 | 0
H | 0 | 0 | 0 | 0 | 0 | 0
LFG | 0 | 0.14 | 0.14 | 0.14 | 0.14 | 0.14
Nuc | 730.67 | 900.6 | 956.89 | 975.58 | 746.08 | 614.79
PS | 0 | 0 | 0 | 0 | 0 | 0
PV | 0 | 0 | 0 | 0 | 0 | 0
PeakG | 3.4 | 5.65 | 16.27 | 15.68 | 17.44 | 18.1
PeakO | 0 | 0 | 0 | 0 | 0 | 0
ST | 0 | 0 | 0 | 0 | 0 | 0
STOG | 0 | 0 | 0 | 0 | 0 | 0
STWD | 159.73 | 159.73 | 159.73 | 114.66 | 159.73 | 159.73
WT | 0 | 0 | 0 | 0 | 0 | 0
IGCC | 0 | 0 | 0 | 0 | 0 | 0
DemandResponse | 0 | 0 | 0 | 0 | 0 | 0
IGCC-CCS | 0 | 0 | 0 | 0 | 0 | 0
WT_off | 0 | 0 | 0 | 0 | 0 | 0
PseudoUnit | 0 | 0 | 0 | 0 | 0 | 0
FixedInterchange | 0 | 0 | 0 | 0 | 0 | 0
Fuel Cost by Reporting Type: IESO
ReportingType | 2015 | 2020 | 2025 | 2030 | 2035 | 2040
BM | 0 | 0 | 0 | 0 | 0 | 0
CC | 44.93 | 24.82 | 22.33 | 24.07 | 311.08 | 937.39
CSP | 0 | 0 | 0 | 0 | 0 | 0
CT | 0 | 0 | 0 | 0 | 0 | 3.23
Coal | 0 | 0 | 0 | 0 | 0 | 0
Geo | 0 | 0 | 0 | 0 | 0 | 0
H | 0 | 0 | 0 | 0 | 0 | 0
LFG | 0.02 | 0.02 | 0.02 | 0.02 | 0.02 | 0.02
Nuc | 854.23 | 871.65 | 926.13 | 944.22 | 869.51 | 757.81
PS | 0 | 0 | 0 | 0 | 0 | 0
PV | 0 | 0 | 0 | 0 | 0 | 0
PeakG | 0 | 0 | 0 | 0 | 0 | 0.14
PeakO | 0 | 0 | 0 | 0 | 0 | 0
ST | 0 | 0 | 0 | 0 | 0 | 0
STOG | 0 | 0 | 0 | 0 | 0 | 0
STWD | 0 | 0 | 0 | 0 | 0 | 0
WT | 0 | 0 | 0 | 0 | 0 | 0
IGCC | 0 | 0 | 0 | 0 | 0 | 0
DemandResponse | 0 | 0 | 0 | 0 | 0 | 0
IGCC-CCS | 0 | 0 | 0 | 0 | 0 | 0
WT_off | 0 | 0 | 0 | 0 | 0 | 0
PseudoUnit | 0 | 0 | 0 | 0 | 0 | 0
FixedInterchange | 0 | 0 | 0 | 0 | 0 | 0
Fuel Cost by Reporting Type: MAPP_CA
ReportingType | 2015 | 2020 | 2025 | 2030 | 2035 | 2040
BM | 0 | 0 | 0 | 0 | 0 | 0
CC | 123.79 | 94.29 | 24.34 | 0 | 0 | 4.26
CSP | 0 | 0 | 0 | 0 | 0 | 0
CT | 0 | 0 | 0 | 0 | 0 | 0
Coal | 15.52 | 35.64 | 0.76 | 0 | 0 | 0
Geo | 0 | 0 | 0 | 0 | 0 | 0
H | 0 | 0 | 0 | 0 | 0 | 0
LFG | 0 | 0 | 0 | 0 | 0 | 0
Nuc | 0 | 0 | 0 | 0 | 0 | 0
PS | 0 | 0 | 0 | 0 | 0 | 0
PV | 0 | 0 | 0 | 0 | 0 | 0
PeakG | 0 | 0 | 0 | 0 | 0 | 0
PeakO | 0 | 0 | 0 | 0 | 0 | 0
ST | 0 | 0 | 0 | 0 | 0 | 0
STOG | 0.03 | 0 | 0 | 0 | 0 | 0
STWD | 0 | 0 | 0 | 0 | 0 | 0
WT | 0 | 0 | 0 | 0 | 0 | 0
IGCC | 0 | 0 | 0 | 0 | 0 | 0
DemandResponse | 0 | 0 | 0 | 0 | 0 | 0
IGCC-CCS | 0 | 0 | 0 | 0 | 0 | 0
WT_off | 0 | 0 | 0 | 0 | 0 | 0
PseudoUnit | 0 | 0 | 0 | 0 | 0 | 0
FixedInterchange | 0 | 0 | 0 | 0 | 0 | 0
Fuel Cost by Reporting Type: AZ_NM_SNV_Coal
ReportingType | 2015 | 2020 | 2025 | 2030 | 2035 | 2040
BM | 0 | 0 | 0 | 0 | 0 | 0
CC | 0 | 0 | 0 | 0 | 0 | 0
CSP | 0 | 0 | 0 | 0 | 0 | 0
CT | 0 | 0 | 0 | 0 | 0 | 0
Coal | 1368.77 | 1320.25 | 1320.25 | 1320.25 | 1810.28 | 3609.75
Geo | 0 | 0 | 0 | 0 | 0 | 0
H | 0 | 0 | 0 | 0 | 0 | 0
LFG | 0 | 0 | 0 | 0 | 0 | 0
Nuc | 0 | 0 | 0 | 0 | 0 | 0
PS | 0 | 0 | 0 | 0 | 0 | 0
PV | 0 | 0 | 0 | 0 | 0 | 0
PeakG | 0 | 0 | 0 | 0 | 0 | 0
PeakO | 0 | 0 | 0 | 0 | 0 | 0
ST | 0 | 0 | 0 | 0 | 0 | 0
STOG | 0 | 0 | 0 | 0 | 0 | 0
STWD | 0 | 0 | 0 | 0 | 0 | 0
WT | 0 | 0 | 0 | 0 | 0 | 0
IGCC | 0 | 0 | 0 | 0 | 0 | 0
DemandResponse | 0 | 0 | 0 | 0 | 0 | 0
IGCC-CCS | 0 | 0 | 0 | 0 | 0 | 0
WT_off | 0 | 0 | 0 | 0 | 0 | 0
PseudoUnit | 0 | 0 | 0 | 0 | 0 | 0
FixedInterchange | 0 | 0 | 0 | 0 | 0 | 0
Fuel Cost by Reporting Type: AZ_NM_SNV_Gas
ReportingType | 2015 | 2020 | 2025 | 2030 | 2035 | 2040
BM | 0 | 0 | 0 | 0 | 0 | 0
CC | 3703.8 | 4887.9 | 5201.74 | 6753.31 | 7517.9 | 7652.33
CSP | 0 | 0 | 0 | 0 | 0 | 0
CT | 0 | 0 | 8.81 | 18.39 | 0 | 0
Coal | 0 | 0 | 0 | 0 | 0 | 0
Geo | 0 | 0 | 0 | 0 | 0 | 0
H | 0 | 0 | 0 | 0 | 0 | 0
LFG | 0 | 0 | 0 | 0 | 0 | 0
Nuc | 0 | 0 | 0 | 0 | 0 | 0
PS | 0 | 0 | 0 | 0 | 0 | 0
PV | 0 | 0 | 0 | 0 | 0 | 0
PeakG | 0 | 0 | 16.1 | 29.29 | 38.44 | 0
PeakO | 0 | 0 | 0 | 0 | 0 | 0
ST | 0 | 0 | 0 | 0 | 0 | 0
STOG | 0 | 0 | 0 | 0 | 0 | 0
STWD | 0 | 0 | 0 | 0 | 0 | 0
WT | 0 | 0 | 0 | 0 | 0 | 0
IGCC | 0 | 0 | 0 | 0 | 0 | 0
DemandResponse | 0 | 0 | 0 | 0 | 0 | 0
IGCC-CCS | 0 | 0 | 0 | 0 | 0 | 0
WT_off | 0 | 0 | 0 | 0 | 0 | 0
PseudoUnit | 0 | 0 | 0 | 0 | 0 | 0
FixedInterchange | 0 | 0 | 0 | 0 | 0 | 0
Fuel Cost by Reporting Type: AZ_NM_SNV_NucRenew
ReportingType | 2015 | 2020 | 2025 | 2030 | 2035 | 2040
BM | 0 | 0 | 0 | 0 | 0 | 0
CC | 0 | 0 | 0 | 0 | 0 | 0
CSP | 0 | 0 | 0 | 0 | 0 | 0
CT | 0 | 0 | 0 | 0 | 0 | 0
Coal | 0 | 0 | 0 | 0 | 0 | 0
Geo | 0 | 0 | 0 | 0 | 0 | 0
H | 0 | 0 | 0 | 0 | 0 | 0
LFG | 0 | 0 | 0.08 | 0.08 | 0.08 | 0.08
Nuc | 254.91 | 260.1 | 276.36 | 281.76 | 281.76 | 281.76
PS | 0 | 0 | 0 | 0 | 0 | 0
PV | 0 | 0 | 0 | 0 | 0 | 0
PeakG | 0 | 0 | 0 | 0 | 0 | 0
PeakO | 0 | 0 | 0 | 0 | 0 | 0
ST | 0 | 0 | 0 | 0 | 0 | 0
STOG | 0 | 0 | 0 | 0 | 0 | 0
STWD | 11.54 | 11.54 | 11.54 | 11.54 | 11.54 | 11.54
WT | 0 | 0 | 0 | 0 | 0 | 0
IGCC | 0 | 0 | 0 | 0 | 0 | 0
DemandResponse | 0 | 0 | 0 | 0 | 0 | 0
IGCC-CCS | 0 | 0 | 0 | 0 | 0 | 0
WT_off | 0 | 0 | 0 | 0 | 0 | 0
PseudoUnit | 0 | 0 | 0 | 0 | 0 | 0
FixedInterchange | 0 | 0 | 0 | 0 | 0 | 0
Fuel Cost by Reporting Type: ERCOT
ReportingType | 2015 | 2020 | 2025 | 2030 | 2035 | 2040
BM | 0 | 13.08 | 8.34 | 1169.65 | 1210.29 | 1284.03
CC | 4952.68 | 4675.99 | 3989.97 | 3458.05 | 4104.46 | 5132.33
CSP | 0 | 0 | 0 | 0 | 0 | 0
CT | 0 | 0 | 0 | 0 | 0 | 0
Coal | 3054.68 | 3314.15 | 3482.49 | 3503.89 | 3560.67 | 3595.35
Geo | 0 | 0 | 0 | 0 | 0 | 0
H | 0 | 0 | 0 | 0 | 0 | 0
LFG | 0 | 0 | 0.45 | 0.45 | 0.45 | 0.45
Nuc | 339.13 | 346.04 | 367.67 | 374.85 | 374.85 | 374.85
PS | 0 | 0 | 0 | 0 | 0 | 0
PV | 0 | 0 | 0 | 0 | 0 | 0
PeakG | 0 | 0 | 0 | 0 | 0 | 0
PeakO | 0 | 0 | 0 | 0 | 0 | 0
ST | 0 | 0 | 0 | 0 | 0 | 0
STOG | 247.83 | 284.41 | 289.8 | 267.71 | 288.46 | 290.52
STWD | 0 | 0 | 0 | 0 | 0 | 0
WT | 0 | 0 | 0 | 0 | 0 | 0
IGCC | 0 | 0 | 0 | 0 | 0 | 0
DemandResponse | 0 | 0 | 0 | 0 | 0 | 0
IGCC-CCS | 0 | 0 | 0 | 0 | 0 | 0
WT_off | 0 | 0 | 0 | 0 | 0 | 0
PseudoUnit | 0 | 0 | 0 | 0 | 0 | 0
FixedInterchange | 0 | 0 | 0 | 0 | 0 | 0
Fuel Cost by Reporting Type: NP15
ReportingType | 2015 | 2020 | 2025 | 2030 | 2035 | 2040
BM | 0 | 0 | 0 | 0 | 0 | 0
CC | 1310.52 | 1516.71 | 1231.34 | 1015.78 | 627.37 | 287.1
CSP | 0 | 0 | 0 | 0 | 0 | 0
CT | 0 | 0 | 0 | 0 | 0 | 0
Coal | 1.66 | 0 | 0 | 0 | 0 | 0
Geo | 0 | 0 | 0 | 0 | 0 | 0
H | 0 | 0 | 0 | 0 | 0 | 0
LFG | 0 | 0.72 | 0.72 | 0.72 | 0.72 | 0.72
Nuc | 150.62 | 153.69 | 163.3 | 166.49 | 166.49 | 166.49
PS | 0 | 0 | 0 | 0 | 0 | 0
PV | 0 | 0 | 0 | 0 | 0 | 0
PeakG | 0 | 0 | 0 | 0 | 0 | 0.42
PeakO | 0 | 0 | 0 | 0 | 0 | 0
ST | 0 | 0 | 0 | 0 | 0 | 0
STOG | 6.55 | 9.59 | 4.36 | 9.03 | 6.22 | 12.7
STWD | 244.45 | 244.45 | 244.45 | 244.45 | 244.45 | 244.45
WT | 0 | 0 | 0 | 0 | 0 | 0
IGCC | 0 | 0 | 0 | 0 | 0 | 0
DemandResponse | 0 | 0 | 0 | 0 | 0 | 0
IGCC-CCS | 0 | 0 | 0 | 0 | 0 | 0
WT_off | 0 | 0 | 0 | 0 | 0 | 0
PseudoUnit | 0 | 0 | 0 | 0 | 0 | 0
FixedInterchange | 0 | 0 | 0 | 0 | 0 | 0
Fuel Cost by Reporting Type: NWPP_Coal
ReportingType | 2015 | 2020 | 2025 | 2030 | 2035 | 2040
BM | 0 | 0 | 0 | 0 | 0 | 0
CC | 0 | 0 | 0 | 0 | 0 | 0
CSP | 0 | 0 | 0 | 0 | 0 | 0
CT | 0 | 0 | 0 | 0 | 0 | 0
Coal | 1523.38 | 1345.17 | 1365.92 | 1389.16 | 1438.06 | 1814.09
Geo | 0 | 0 | 0 | 0 | 0 | 0
H | 0 | 0 | 0 | 0 | 0 | 0
LFG | 0 | 0 | 0 | 0 | 0 | 0
Nuc | 0 | 0 | 0 | 0 | 0 | 0
PS | 0 | 0 | 0 | 0 | 0 | 0
PV | 0 | 0 | 0 | 0 | 0 | 0
PeakG | 0 | 0 | 0 | 0 | 0 | 0
PeakO | 0 | 0 | 0 | 0 | 0 | 0
ST | 0 | 0 | 0 | 0 | 0 | 0
STOG | 0 | 0 | 0 | 0 | 0 | 0
STWD | 0 | 0 | 0 | 0 | 0 | 0
WT | 0 | 0 | 0 | 0 | 0 | 0
IGCC | 0 | 0 | 0 | 0 | 0 | 0
DemandResponse | 0 | 0 | 0 | 0 | 0 | 0
IGCC-CCS | 0 | 0 | 0 | 0 | 0 | 0
WT_off | 0 | 0 | 0 | 0 | 0 | 0
PseudoUnit | 0 | 0 | 0 | 0 | 0 | 0
FixedInterchange | 0 | 0 | 0 | 0 | 0 | 0
Fuel Cost by Reporting Type: NWPP_Gas
ReportingType | 2015 | 2020 | 2025 | 2030 | 2035 | 2040
BM | 0 | 0 | 0 | 0 | 0 | 0
CC | 1730.69 | 1944.62 | 2091.2 | 3239.91 | 5351.2 | 6166.94
CSP | 0 | 0 | 0 | 0 | 0 | 0
CT | 0 | 0 | 0 | 0 | 0 | 0
Coal | 0 | 0 | 0 | 0 | 0 | 78.93
Geo | 0 | 0 | 0 | 0 | 0 | 0
H | 0 | 0 | 0 | 0 | 0 | 0
LFG | 0 | 0 | 0 | 0 | 0 | 0
Nuc | 0 | 0 | 0 | 0 | 0 | 0
PS | 0 | 0 | 0 | 0 | 0 | 0
PV | 0 | 0 | 0 | 0 | 0 | 0
PeakG | 0 | 0 | 0 | 0 | 0 | 0
PeakO | 0 | 0 | 0 | 0 | 0 | 0
ST | 0 | 0 | 0 | 0 | 0 | 0
STOG | 0 | 0 | 0 | 0 | 0 | 0
STWD | 0 | 0 | 0 | 0 | 0 | 0
WT | 0 | 0 | 0 | 0 | 0 | 0
IGCC | 0 | 0 | 0 | 0 | 0 | 0
DemandResponse | 0 | 0 | 0 | 0 | 0 | 0
IGCC-CCS | 0 | 0 | 0 | 0 | 0 | 0
WT_off | 0 | 0 | 0 | 0 | 0 | 0
PseudoUnit | 0 | 0 | 0 | 0 | 0 | 0
FixedInterchange | 0 | 0 | 0 | 0 | 0 | 0
Fuel Cost by Reporting Type: NWPP_NucRenew
ReportingType | 2015 | 2020 | 2025 | 2030 | 2035 | 2040
BM | 0 | 0 | 0 | 0 | 0 | 0.06
CC | 0 | 0 | 0 | 0 | 0 | 0
CSP | 0 | 0 | 0 | 0 | 0 | 0
CT | 0 | 0 | 0 | 0 | 0 | 0
Coal | 0 | 0 | 0 | 0 | 0 | 0
Geo | 0 | 0 | 0 | 0 | 0 | 0
H | 0 | 0 | 0 | 0 | 0 | 0
LFG | 0.03 | 0.03 | 0.3 | 0.34 | 0.34 | 0.34
Nuc | 71.13 | 72.58 | 77.12 | 78.63 | 78.63 | 78.63
PS | 0 | 0 | 0 | 0 | 0 | 0
PV | 0 | 0 | 0 | 0 | 0 | 0
PeakG | 0 | 0 | 0 | 0 | 0 | 0
PeakO | 0 | 0 | 0 | 0 | 0 | 0
ST | 0 | 0 | 0 | 0 | 0 | 0
STOG | 0 | 0 | 0 | 0 | 0 | 0
STWD | 0 | 6.29 | 90.42 | 203.71 | 203.71 | 203.65
WT | 0 | 0 | 0 | 0 | 0 | 0
IGCC | 0 | 0 | 0 | 0 | 0 | 0
DemandResponse | 0 | 0 | 0 | 0 | 0 | 0
IGCC-CCS | 0 | 0 | 0 | 0 | 0 | 0
WT_off | 0 | 0 | 0 | 0 | 0 | 0
PseudoUnit | 0 | 0 | 0 | 0 | 0 | 0
FixedInterchange | 0 | 0 | 0 | 0 | 0 | 0
Fuel Cost by Reporting Type: RMPA
ReportingType | 2015 | 2020 | 2025 | 2030 | 2035 | 2040
BM | 0 | 0 | 0 | 0 | 0 | 0
CC | 193.51 | 328.63 | 105.94 | 147.12 | 133.55 | 162.72
CSP | 0 | 0 | 0 | 0 | 0 | 0
CT | 0 | 0 | 0 | 0 | 0 | 0
Coal | 723.38 | 625.07 | 585.43 | 586.62 | 745.04 | 892.62
Geo | 0 | 0 | 0 | 0 | 0 | 0
H | 0 | 0 | 0 | 0 | 0 | 0
LFG | 0 | 0 | 0 | 0.04 | 0.04 | 0.04
Nuc | 0 | 0 | 0 | 0 | 0 | 0
PS | 0 | 0 | 0 | 0 | 0 | 0
PV | 0 | 0 | 0 | 0 | 0 | 0
PeakG | 0.21 | 0.84 | 0 | 2.36 | 0.41 | 0.59
PeakO | 0 | 0 | 0 | 0 | 0 | 0
ST | 0 | 0 | 0 | 0 | 0 | 0
STOG | 0 | 0 | 0 | 0 | 0 | 0
STWD | 0 | 0 | 0 | 0 | 0 | 0
WT | 0 | 0 | 0 | 0 | 0 | 0
IGCC | 0 | 0 | 0 | 0 | 0 | 0
DemandResponse | 0 | 0 | 0 | 0 | 0 | 0
IGCC-CCS | 0 | 0 | 0 | 0 | 0 | 0
WT_off | 0 | 0 | 0 | 0 | 0 | 0
PseudoUnit | 0 | 0 | 0 | 0 | 0 | 0
FixedInterchange | 0 | 0 | 0 | 0 | 0 | 0
Fuel Cost by Reporting Type: SP15
ReportingType | 2015 | 2020 | 2025 | 2030 | 2035 | 2040
BM | 3.8 | 3.8 | 3.8 | 3.8 | 2.77 | 2.33
CC | 862.86 | 1001.75 | 938.32 | 878.45 | 912.82 | 541.08
CSP | 0 | 0 | 0 | 0 | 0 | 0
CT | 0 | 0 | 0 | 0 | 0 | 0
Coal | 5.6 | 3.9 | 3.9 | 3.45 | 0 | 0
Geo | 0 | 0 | 0 | 0 | 0 | 0
H | 0 | 0 | 0 | 0 | 0 | 0
LFG | 0.01 | 0.72 | 0.72 | 0.72 | 0.72 | 0.72
Nuc | 139.02 | 141.86 | 150.73 | 153.67 | 153.67 | 153.67
PS | 0 | 0 | 0 | 0 | 0 | 0
PV | 0 | 0 | 0 | 0 | 0 | 0
PeakG | 0 | 0 | 0 | 0 | 0.3 | 0
PeakO | 0 | 0 | 0 | 0 | 0 | 0
ST | 0 | 0 | 0 | 0 | 0 | 0
STOG | 11.66 | 20.49 | 14 | 26.7 | 60.09 | 40.82
STWD | 62.63 | 62.63 | 62.63 | 62.63 | 62.63 | 62.63
WT | 0 | 0 | 0 | 0 | 0 | 0
IGCC | 0 | 0 | 0 | 0 | 0 | 0
DemandResponse | 0 | 0 | 0 | 0 | 0 | 0
IGCC-CCS | 0 | 0 | 0 | 0 | 0 | 0
WT_off | 0 | 0 | 0 | 0 | 0 | 0
PseudoUnit | 0 | 0 | 0 | 0 | 0 | 0
FixedInterchange | 0 | 0 | 0 | 0 | 0 | 0
Fuel Cost by Reporting Type: ALB
ReportingType | 2015 | 2020 | 2025 | 2030 | 2035 | 2040
BM | 0 | 0 | 0 | 0 | 0 | 0
CC | 673.85 | 916.65 | 1283.6 | 1643.98 | 2143.46 | 2629.14
CSP | 0 | 0 | 0 | 0 | 0 | 0
CT | 0 | 0 | 0 | 0 | 0 | 0
Coal | 295.02 | 217.7 | 217.7 | 217.7 | 312.91 | 352.59
Geo | 0 | 0 | 0 | 0 | 0 | 0
H | 0 | 0 | 0 | 0 | 0 | 0
LFG | 0 | 0 | 0 | 0 | 0 | 0
Nuc | 0 | 0 | 0 | 0 | 0 | 0
PS | 0 | 0 | 0 | 0 | 0 | 0
PV | 0 | 0 | 0 | 0 | 0 | 0
PeakG | 0 | 0 | 0 | 0 | 0 | 0
PeakO | 0 | 0 | 0 | 0 | 0 | 0
ST | 0 | 0 | 0 | 0 | 0 | 0
STOG | 0 | 0 | 0 | 0 | 0 | 0
STWD | 0 | 0 | 0 | 0 | 0 | 0
WT | 0 | 0 | 0 | 0 | 0 | 0
IGCC | 0 | 0 | 0 | 0 | 0 | 0
DemandResponse | 0 | 0 | 0 | 0 | 0 | 0
IGCC-CCS | 0 | 0 | 0 | 0 | 0 | 0
WT_off | 0 | 0 | 0 | 0 | 0 | 0
PseudoUnit | 0 | 0 | 0 | 0 | 0 | 0
FixedInterchange | 0 | 0 | 0 | 0 | 0 | 0
Fuel Cost by Reporting Type: BC
ReportingType | 2015 | 2020 | 2025 | 2030 | 2035 | 2040
BM | 0 | 0 | 0 | 0 | 0 | 0
CC | 334.08 | 433.42 | 643.74 | 948.14 | 1319.37 | 1781.29
CSP | 0 | 0 | 0 | 0 | 0 | 0
CT | 0 | 0 | 0 | 0 | 0 | 0
Coal | 0 | 0 | 0 | 0 | 0 | 0
Geo | 0 | 0 | 0 | 0 | 0 | 0
H | 0 | 0 | 0 | 0 | 0 | 0
LFG | 0 | 0 | 0 | 0 | 0 | 0
Nuc | 0 | 0 | 0 | 0 | 0 | 0
PS | 0 | 0 | 0 | 0 | 0 | 0
PV | 0 | 0 | 0 | 0 | 0 | 0
PeakG | 0 | 0 | 0 | 0 | 0 | 0
PeakO | 0 | 0 | 0 | 0 | 0 | 0
ST | 0 | 0 | 0 | 0 | 0 | 0
STOG | 0 | 0 | 0 | 0 | 0 | 0
STWD | 0 | 0 | 0 | 0 | 0 | 0
WT | 0 | 0 | 0 | 0 | 0 | 0
IGCC | 0 | 0 | 0 | 0 | 0 | 0
DemandResponse | 0 | 0 | 0 | 0 | 0 | 0
IGCC-CCS | 0 | 0 | 0 | 0 | 0 | 0
WT_off | 0 | 0 | 0 | 0 | 0 | 0
PseudoUnit | 0 | 0 | 0 | 0 | 0 | 0
FixedInterchange | 0 | 0 | 0 | 0 | 0 | 0
Fuel Cost by Reporting Type: HQ_IESO
ReportingType | 2015 | 2020 | 2025 | 2030 | 2035 | 2040
BM | 0 | 0 | 0 | 0 | 0 | 0
CC | 0 | 0 | 0 | 0 | 0 | 0
CSP | 0 | 0 | 0 | 0 | 0 | 0
CT | 0 | 0 | 0 | 0 | 0 | 0
Coal | 0 | 0 | 0 | 0 | 0 | 0
Geo | 0 | 0 | 0 | 0 | 0 | 0
H | 0 | 0 | 0 | 0 | 0 | 0
LFG | 0 | 0 | 0 | 0 | 0 | 0
Nuc | 0 | 0 | 0 | 0 | 0 | 0
PS | 0 | 0 | 0 | 0 | 0 | 0
PV | 0 | 0 | 0 | 0 | 0 | 0
PeakG | 0 | 0 | 0 | 0 | 0 | 0
PeakO | 0 | 0 | 0 | 0 | 0 | 0
ST | 0 | 0 | 0 | 0 | 0 | 0
STOG | 0 | 0 | 0 | 0 | 0 | 0
STWD | 0 | 0 | 0 | 0 | 0 | 0
WT | 0 | 0 | 0 | 0 | 0 | 0
IGCC | 0 | 0 | 0 | 0 | 0 | 0
DemandResponse | 0 | 0 | 0 | 0 | 0 | 0
IGCC-CCS | 0 | 0 | 0 | 0 | 0 | 0
WT_off | 0 | 0 | 0 | 0 | 0 | 0
PseudoUnit | 0 | 0 | 0 | 0 | 0 | 0
FixedInterchange | 0 | 0 | 0 | 0 | 0 | 0
Fuel Cost by Reporting Type: HQ_NEISO
ReportingType | 2015 | 2020 | 2025 | 2030 | 2035 | 2040
BM | 0 | 0 | 0 | 0 | 0 | 0
CC | 0 | 0 | 0 | 0 | 0 | 0
CSP | 0 | 0 | 0 | 0 | 0 | 0
CT | 0 | 0 | 0 | 0 | 0 | 0
Coal | 0 | 0 | 0 | 0 | 0 | 0
Geo | 0 | 0 | 0 | 0 | 0 | 0
H | 0 | 0 | 0 | 0 | 0 | 0
LFG | 0 | 0 | 0 | 0 | 0 | 0
Nuc | 0 | 0 | 0 | 0 | 0 | 0
PS | 0 | 0 | 0 | 0 | 0 | 0
PV | 0 | 0 | 0 | 0 | 0 | 0
PeakG | 0 | 0 | 0 | 0 | 0 | 0
PeakO | 0 | 0 | 0 | 0 | 0 | 0
ST | 0 | 0 | 0 | 0 | 0 | 0
STOG | 0 | 0 | 0 | 0 | 0 | 0
STWD | 0 | 0 | 0 | 0 | 0 | 0
WT | 0 | 0 | 0 | 0 | 0 | 0
IGCC | 0 | 0 | 0 | 0 | 0 | 0
DemandResponse | 0 | 0 | 0 | 0 | 0 | 0
IGCC-CCS | 0 | 0 | 0 | 0 | 0 | 0
WT_off | 0 | 0 | 0 | 0 | 0 | 0
PseudoUnit | 0 | 0 | 0 | 0 | 0 | 0
FixedInterchange | 0 | 0 | 0 | 0 | 0 | 0
Fuel Cost by Reporting Type: HQ_NY
ReportingType | 2015 | 2020 | 2025 | 2030 | 2035 | 2040
BM | 0 | 0 | 0 | 0 | 0 | 0
CC | 0 | 0 | 0 | 0 | 0 | 0
CSP | 0 | 0 | 0 | 0 | 0 | 0
CT | 0 | 0 | 0 | 0 | 0 | 0
Coal | 0 | 0 | 0 | 0 | 0 | 0
Geo | 0 | 0 | 0 | 0 | 0 | 0
H | 0 | 0 | 0 | 0 | 0 | 0
LFG | 0 | 0 | 0 | 0 | 0 | 0
Nuc | 0 | 0 | 0 | 0 | 0 | 0
PS | 0 | 0 | 0 | 0 | 0 | 0
PV | 0 | 0 | 0 | 0 | 0 | 0
PeakG | 0 | 0 | 0 | 0 | 0 | 0
PeakO | 0 | 0 | 0 | 0 | 0 | 0
ST | 0 | 0 | 0 | 0 | 0 | 0
STOG | 0 | 0 | 0 | 0 | 0 | 0
STWD | 0 | 0 | 0 | 0 | 0 | 0
WT | 0 | 0 | 0 | 0 | 0 | 0
IGCC | 0 | 0 | 0 | 0 | 0 | 0
DemandResponse | 0 | 0 | 0 | 0 | 0 | 0
IGCC-CCS | 0 | 0 | 0 | 0 | 0 | 0
WT_off | 0 | 0 | 0 | 0 | 0 | 0
PseudoUnit | 0 | 0 | 0 | 0 | 0 | 0
FixedInterchange | 0 | 0 | 0 | 0 | 0 | 0
Fuel Cost by Reporting Type: MARITIMES
ReportingType | 2015 | 2020 | 2025 | 2030 | 2035 | 2040
BM | 0 | 0 | 0 | 0 | 0 | 0
CC | 0 | 0 | 0 | 0 | 0 | 0
CSP | 0 | 0 | 0 | 0 | 0 | 0
CT | 0 | 0 | 0 | 0 | 0 | 0
Coal | 0 | 0 | 0 | 0 | 0 | 0
Geo | 0 | 0 | 0 | 0 | 0 | 0
H | 0 | 0 | 0 | 0 | 0 | 0
LFG | 0 | 0 | 0 | 0 | 0 | 0
Nuc | 0 | 0 | 0 | 0 | 0 | 0
PS | 0 | 0 | 0 | 0 | 0 | 0
PV | 0 | 0 | 0 | 0 | 0 | 0
PeakG | 0 | 0 | 0 | 0 | 0 | 0
PeakO | 0 | 0 | 0 | 0 | 0 | 0
ST | 0 | 0 | 0 | 0 | 0 | 0
STOG | 0 | 0 | 0 | 0 | 0 | 0
STWD | 0 | 0 | 0 | 0 | 0 | 0
WT | 0 | 0 | 0 | 0 | 0 | 0
IGCC | 0 | 0 | 0 | 0 | 0 | 0
DemandResponse | 0 | 0 | 0 | 0 | 0 | 0
IGCC-CCS | 0 | 0 | 0 | 0 | 0 | 0
WT_off | 0 | 0 | 0 | 0 | 0 | 0
PseudoUnit | 0 | 0 | 0 | 0 | 0 | 0
FixedInterchange | 0 | 0 | 0 | 0 | 0 | 0
Fuel Cost by Reporting Type: All
ReportingType | 2015 | 2020 | 2025 | 2030 | 2035 | 2040
BM | 164.98 | 452.76 | 536.04 | 1225.24 | 1354.6 | 1573.06
CC | 38997.58 | 44177.13 | 41442.91 | 39995.87 | 56504.94 | 69995.61
CSP | 0 | 0 | 0 | 0 | 0 | 0
CT | 58.74 | 123.07 | 153.42 | 166.18 | 343.81 | 497.46
Coal | 38895.02 | 34547.81 | 34561.43 | 34563.54 | 38496.77 | 44290.79
Geo | 0 | 0 | 0 | 0 | 0 | 0
H | 0 | 0 | 0 | 0 | 0 | 0
LFG | 0.25 | 2.74 | 5.56 | 6.49 | 6.49 | 6.49
Nuc | 7711.69 | 8128.82 | 8636.85 | 8697.96 | 6764.49 | 5326.78
PS | 0 | 0 | 0 | 0 | 0 | 0
PV | 0 | 0 | 0 | 0 | 0 | 0
PeakG | 183.07 | 253.87 | 367.33 | 340.35 | 454.97 | 426.53
PeakO | 0 | 0 | 0 | 0 | 0 | 0
ST | 0 | 0 | 0 | 0 | 0 | 0
STOG | 888.98 | 962.11 | 903.04 | 788.11 | 1032.13 | 1080.23
STWD | 863.82 | 1434.78 | 1169.68 | 1259.28 | 1322.69 | 1554.33
WT | 0 | 0 | 0.01 | 0.01 | 0.01 | 0.01
IGCC | 90.66 | 91.08 | 91.07 | 92.46 | 94.77 | 99.66
DemandResponse | 0 | 0 | 0 | 0 | 0 | 0
IGCC-CCS | 0 | 0 | 0 | 0 | 0 | 0
WT_off | 0 | 0 | 0 | 0 | 0 | 0
PseudoUnit | 0 | 0 | 0 | 0 | 0 | 0
FixedInterchange | 0 | 0 | 0 | 0 | 0 | 0
Fuel Cost by Reporting Type: EI_US
ReportingType | 2015 | 2020 | 2025 | 2030 | 2035 | 2040
BM | 161.18 | 435.88 | 523.9 | 51.79 | 141.53 | 286.64
CC | 25066.85 | 28352.34 | 25910.37 | 21887.05 | 34083.72 | 44701.02
CSP | 0 | 0 | 0 | 0 | 0 | 0
CT | 58.73 | 123.07 | 144.61 | 147.78 | 343.81 | 494.23
Coal | 31907.01 | 27685.93 | 27584.97 | 27542.47 | 30629.8 | 33947.47
Geo | 0 | 0 | 0 | 0 | 0 | 0
H | 0 | 0 | 0 | 0 | 0 | 0
LFG | 0.18 | 1.24 | 3.27 | 4.11 | 4.11 | 4.11
Nuc | 5902.64 | 6282.88 | 6675.54 | 6698.35 | 4839.59 | 3513.57
PS | 0 | 0 | 0 | 0 | 0 | 0
PV | 0 | 0 | 0 | 0 | 0 | 0
PeakG | 182.86 | 253.03 | 351.24 | 308.7 | 415.82 | 425.38
PeakO | 0 | 0 | 0 | 0 | 0 | 0
ST | 0 | 0 | 0 | 0 | 0 | 0
STOG | 622.91 | 647.62 | 594.89 | 484.66 | 677.37 | 736.18
STWD | 545.2 | 1109.86 | 760.63 | 736.95 | 800.36 | 1032.06
WT | 0 | 0 | 0.01 | 0.01 | 0.01 | 0.01
IGCC | 90.66 | 91.08 | 91.07 | 92.46 | 94.77 | 99.66
DemandResponse | 0 | 0 | 0 | 0 | 0 | 0
IGCC-CCS | 0 | 0 | 0 | 0 | 0 | 0
WT_off | 0 | 0 | 0 | 0 | 0 | 0
PseudoUnit | 0 | 0 | 0 | 0 | 0 | 0
FixedInterchange | 0 | 0 | 0 | 0 | 0 | 0
Fuel Cost by Reporting Type: EI_Canada
ReportingType | 2015 | 2020 | 2025 | 2030 | 2035 | 2040
BM | 0 | 0 | 0 | 0 | 0 | 0
CC | 168.72 | 119.12 | 46.67 | 24.07 | 311.08 | 941.65
CSP | 0 | 0 | 0 | 0 | 0 | 0
CT | 0 | 0 | 0 | 0 | 0 | 3.23
Coal | 15.52 | 35.64 | 0.76 | 0 | 0 | 0
Geo | 0 | 0 | 0 | 0 | 0 | 0
H | 0 | 0 | 0 | 0 | 0 | 0
LFG | 0.02 | 0.02 | 0.02 | 0.02 | 0.02 | 0.02
Nuc | 854.23 | 871.65 | 926.13 | 944.22 | 869.51 | 757.81
PS | 0 | 0 | 0 | 0 | 0 | 0
PV | 0 | 0 | 0 | 0 | 0 | 0
PeakG | 0 | 0 | 0 | 0 | 0 | 0.14
PeakO | 0 | 0 | 0 | 0 | 0 | 0
ST | 0 | 0 | 0 | 0 | 0 | 0
STOG | 0.03 | 0 | 0 | 0 | 0 | 0
STWD | 0 | 0 | 0 | 0 | 0 | 0
WT | 0 | 0 | 0 | 0 | 0 | 0
IGCC | 0 | 0 | 0 | 0 | 0 | 0
DemandResponse | 0 | 0 | 0 | 0 | 0 | 0
IGCC-CCS | 0 | 0 | 0 | 0 | 0 | 0
WT_off | 0 | 0 | 0 | 0 | 0 | 0
PseudoUnit | 0 | 0 | 0 | 0 | 0 | 0
FixedInterchange | 0 | 0 | 0 | 0 | 0 | 0
Fuel Cost by Reporting Type: EI
ReportingType | 2015 | 2020 | 2025 | 2030 | 2035 | 2040
BM | 161.18 | 435.88 | 523.9 | 51.79 | 141.53 | 286.64
CC | 25235.57 | 28471.46 | 25957.04 | 21911.13 | 34394.8 | 45642.68
CSP | 0 | 0 | 0 | 0 | 0 | 0
CT | 58.74 | 123.07 | 144.61 | 147.78 | 343.81 | 497.46
Coal | 31922.53 | 27721.57 | 27585.73 | 27542.47 | 30629.8 | 33947.47
Geo | 0 | 0 | 0 | 0 | 0 | 0
H | 0 | 0 | 0 | 0 | 0 | 0
LFG | 0.2 | 1.26 | 3.29 | 4.13 | 4.13 | 4.13
Nuc | 6756.88 | 7154.54 | 7601.67 | 7642.57 | 5709.1 | 4271.38
PS | 0 | 0 | 0 | 0 | 0 | 0
PV | 0 | 0 | 0 | 0 | 0 | 0
PeakG | 182.86 | 253.03 | 351.24 | 308.7 | 415.82 | 425.52
PeakO | 0 | 0 | 0 | 0 | 0 | 0
ST | 0 | 0 | 0 | 0 | 0 | 0
STOG | 622.93 | 647.62 | 594.89 | 484.66 | 677.37 | 736.18
STWD | 545.2 | 1109.86 | 760.63 | 736.95 | 800.36 | 1032.06
WT | 0 | 0 | 0.01 | 0.01 | 0.01 | 0.01
IGCC | 90.66 | 91.08 | 91.07 | 92.46 | 94.77 | 99.66
DemandResponse | 0 | 0 | 0 | 0 | 0 | 0
IGCC-CCS | 0 | 0 | 0 | 0 | 0 | 0
WT_off | 0 | 0 | 0 | 0 | 0 | 0
PseudoUnit | 0 | 0 | 0 | 0 | 0 | 0
FixedInterchange | 0 | 0 | 0 | 0 | 0 | 0
Fuel Cost by Reporting Type: Outside_EI
ReportingType | 2015 | 2020 | 2025 | 2030 | 2035 | 2040
BM | 3.8 | 16.88 | 12.14 | 1173.45 | 1213.06 | 1286.43
CC | 13762 | 15705.67 | 15485.87 | 18084.75 | 22110.14 | 24352.93
CSP | 0 | 0 | 0 | 0 | 0 | 0
CT | 0 | 0 | 8.81 | 18.39 | 0 | 0
Coal | 6972.49 | 6826.24 | 6975.69 | 7021.07 | 7866.96 | 10343.32
Geo | 0 | 0 | 0 | 0 | 0 | 0
H | 0 | 0 | 0 | 0 | 0 | 0
LFG | 0.05 | 1.48 | 2.27 | 2.36 | 2.36 | 2.36
Nuc | 954.81 | 974.28 | 1035.18 | 1055.4 | 1055.4 | 1055.4
PS | 0 | 0 | 0 | 0 | 0 | 0
PV | 0 | 0 | 0 | 0 | 0 | 0
PeakG | 0.21 | 0.84 | 16.1 | 31.66 | 39.16 | 1.01
PeakO | 0 | 0 | 0 | 0 | 0 | 0
ST | 0 | 0 | 0 | 0 | 0 | 0
STOG | 266.05 | 314.49 | 308.15 | 303.44 | 354.76 | 344.04
STWD | 318.62 | 324.91 | 409.05 | 522.33 | 522.33 | 522.27
WT | 0 | 0 | 0 | 0 | 0 | 0
IGCC | 0 | 0 | 0 | 0 | 0 | 0
DemandResponse | 0 | 0 | 0 | 0 | 0 | 0
IGCC-CCS | 0 | 0 | 0 | 0 | 0 | 0
WT_off | 0 | 0 | 0 | 0 | 0 | 0
PseudoUnit | 0 | 0 | 0 | 0 | 0 | 0
FixedInterchange | 0 | 0 | 0 | 0 | 0 | 0
#7 | Emission Cost ($million)
==== Emission Program: TitleIV_CAIRSO2 : (SO2) ====
Emission Cost by Reporting Type: Entergy
ReportingType | 2015 | 2020 | 2025 | 2030 | 2035 | 2040
BM | 0 | 0 | 0 | 0 | 0 | 0
CC | 0 | 0 | 0 | 0 | 0 | 0
CSP | 0 | 0 | 0 | 0 | 0 | 0
CT | 0 | 0 | 0 | 0 | 0 | 0
Coal | 38.93 | 0 | 0 | 0 | 0 | 0
Geo | 0 | 0 | 0 | 0 | 0 | 0
H | 0 | 0 | 0 | 0 | 0 | 0
LFG | 0 | 0 | 0 | 0 | 0 | 0
Nuc | 0 | 0 | 0 | 0 | 0 | 0
PS | 0 | 0 | 0 | 0 | 0 | 0
PV | 0 | 0 | 0 | 0 | 0 | 0
PeakG | 0 | 0 | 0 | 0 | 0 | 0
PeakO | 0 | 0 | 0 | 0 | 0 | 0
ST | 0 | 0 | 0 | 0 | 0 | 0
STOG | 0 | 0 | 0 | 0 | 0 | 0
STWD | 0 | 0 | 0 | 0 | 0 | 0
WT | 0 | 0 | 0 | 0 | 0 | 0
IGCC | 0 | 0 | 0 | 0 | 0 | 0
DemandResponse | 0 | 0 | 0 | 0 | 0 | 0
IGCC-CCS | 0 | 0 | 0 | 0 | 0 | 0
WT_off | 0 | 0 | 0 | 0 | 0 | 0
PseudoUnit | 0 | 0 | 0 | 0 | 0 | 0
FixedInterchange | 0 | 0 | 0 | 0 | 0 | 0
Emission Cost by Reporting Type: FRCC
ReportingType | 2015 | 2020 | 2025 | 2030 | 2035 | 2040
BM | 0 | 0 | 0 | 0 | 0 | 0
CC | 0 | 0 | 0 | 0 | 0 | 0
CSP | 0 | 0 | 0 | 0 | 0 | 0
CT | 0 | 0 | 0 | 0 | 0 | 0
Coal | 8.49 | 0 | 0 | 0 | 0 | 0
Geo | 0 | 0 | 0 | 0 | 0 | 0
H | 0 | 0 | 0 | 0 | 0 | 0
LFG | 0 | 0 | 0 | 0 | 0 | 0
Nuc | 0 | 0 | 0 | 0 | 0 | 0
PS | 0 | 0 | 0 | 0 | 0 | 0
PV | 0 | 0 | 0 | 0 | 0 | 0
PeakG | 0 | 0 | 0 | 0 | 0 | 0
PeakO | 0 | 0 | 0 | 0 | 0 | 0
ST | 0 | 0 | 0 | 0 | 0 | 0
STOG | 0 | 0 | 0 | 0 | 0 | 0
STWD | 0 | 0 | 0 | 0 | 0 | 0
WT | 0 | 0 | 0 | 0 | 0 | 0
IGCC | 0 | 0 | 0 | 0 | 0 | 0
DemandResponse | 0 | 0 | 0 | 0 | 0 | 0
IGCC-CCS | 0 | 0 | 0 | 0 | 0 | 0
WT_off | 0 | 0 | 0 | 0 | 0 | 0
PseudoUnit | 0 | 0 | 0 | 0 | 0 | 0
FixedInterchange | 0 | 0 | 0 | 0 | 0 | 0
Emission Cost by Reporting Type: MAPP_US
ReportingType | 2015 | 2020 | 2025 | 2030 | 2035 | 2040
BM | 0 | 0 | 0 | 0 | 0 | 0
CC | 0 | 0 | 0 | 0 | 0 | 0
CSP | 0 | 0 | 0 | 0 | 0 | 0
CT | 0 | 0 | 0 | 0 | 0 | 0
Coal | 1.77 | 0 | 0 | 0 | 0 | 0
Geo | 0 | 0 | 0 | 0 | 0 | 0
H | 0 | 0 | 0 | 0 | 0 | 0
LFG | 0 | 0 | 0 | 0 | 0 | 0
Nuc | 0 | 0 | 0 | 0 | 0 | 0
PS | 0 | 0 | 0 | 0 | 0 | 0
PV | 0 | 0 | 0 | 0 | 0 | 0
PeakG | 0 | 0 | 0 | 0 | 0 | 0
PeakO | 0 | 0 | 0 | 0 | 0 | 0
ST | 0 | 0 | 0 | 0 | 0 | 0
STOG | 0 | 0 | 0 | 0 | 0 | 0
STWD | 0 | 0 | 0 | 0 | 0 | 0
WT | 0 | 0 | 0 | 0 | 0 | 0
IGCC | 0 | 0 | 0 | 0 | 0 | 0
DemandResponse | 0 | 0 | 0 | 0 | 0 | 0
IGCC-CCS | 0 | 0 | 0 | 0 | 0 | 0
WT_off | 0 | 0 | 0 | 0 | 0 | 0
PseudoUnit | 0 | 0 | 0 | 0 | 0 | 0
FixedInterchange | 0 | 0 | 0 | 0 | 0 | 0
Emission Cost by Reporting Type: MISO_IN
ReportingType | 2015 | 2020 | 2025 | 2030 | 2035 | 2040
BM | 0 | 0 | 0 | 0 | 0 | 0
CC | 0 | 0 | 0 | 0 | 0 | 0
CSP | 0 | 0 | 0 | 0 | 0 | 0
CT | 0 | 0 | 0 | 0 | 0 | 0
Coal | 31.2 | 0 | 0 | 0 | 0 | 0
Geo | 0 | 0 | 0 | 0 | 0 | 0
H | 0 | 0 | 0 | 0 | 0 | 0
LFG | 0 | 0 | 0 | 0 | 0 | 0
Nuc | 0 | 0 | 0 | 0 | 0 | 0
PS | 0 | 0 | 0 | 0 | 0 | 0
PV | 0 | 0 | 0 | 0 | 0 | 0
PeakG | 0 | 0 | 0 | 0 | 0 | 0
PeakO | 0 | 0 | 0 | 0 | 0 | 0
ST | 0 | 0 | 0 | 0 | 0 | 0
STOG | 0 | 0 | 0 | 0 | 0 | 0
STWD | 0 | 0 | 0 | 0 | 0 | 0
WT | 0 | 0 | 0 | 0 | 0 | 0
IGCC | 0.25 | 0 | 0 | 0 | 0 | 0
DemandResponse | 0 | 0 | 0 | 0 | 0 | 0
IGCC-CCS | 0 | 0 | 0 | 0 | 0 | 0
WT_off | 0 | 0 | 0 | 0 | 0 | 0
PseudoUnit | 0 | 0 | 0 | 0 | 0 | 0
FixedInterchange | 0 | 0 | 0 | 0 | 0 | 0
Emission Cost by Reporting Type: MISO_MI
ReportingType | 2015 | 2020 | 2025 | 2030 | 2035 | 2040
BM | 0 | 0 | 0 | 0 | 0 | 0
CC | 0 | 0 | 0 | 0 | 0 | 0
CSP | 0 | 0 | 0 | 0 | 0 | 0
CT | 0 | 0 | 0 | 0 | 0 | 0
Coal | 29.82 | 0 | 0 | 0 | 0 | 0
Geo | 0 | 0 | 0 | 0 | 0 | 0
H | 0 | 0 | 0 | 0 | 0 | 0
LFG | 0 | 0 | 0 | 0 | 0 | 0
Nuc | 0 | 0 | 0 | 0 | 0 | 0
PS | 0 | 0 | 0 | 0 | 0 | 0
PV | 0 | 0 | 0 | 0 | 0 | 0
PeakG | 0 | 0 | 0 | 0 | 0 | 0
PeakO | 0 | 0 | 0 | 0 | 0 | 0
ST | 0 | 0 | 0 | 0 | 0 | 0
STOG | 0 | 0 | 0 | 0 | 0 | 0
STWD | 0 | 0 | 0 | 0 | 0 | 0
WT | 0 | 0 | 0 | 0 | 0 | 0
IGCC | 0 | 0 | 0 | 0 | 0 | 0
DemandResponse | 0 | 0 | 0 | 0 | 0 | 0
IGCC-CCS | 0 | 0 | 0 | 0 | 0 | 0
WT_off | 0 | 0 | 0 | 0 | 0 | 0
PseudoUnit | 0 | 0 | 0 | 0 | 0 | 0
FixedInterchange | 0 | 0 | 0 | 0 | 0 | 0
Emission Cost by Reporting Type: MISO_MO-IL
ReportingType | 2015 | 2020 | 2025 | 2030 | 2035 | 2040
BM | 0 | 0 | 0 | 0 | 0 | 0
CC | 0 | 0 | 0 | 0 | 0 | 0
CSP | 0 | 0 | 0 | 0 | 0 | 0
CT | 0 | 0 | 0 | 0 | 0 | 0
Coal | 55.13 | 0 | 0 | 0 | 0 | 0
Geo | 0 | 0 | 0 | 0 | 0 | 0
H | 0 | 0 | 0 | 0 | 0 | 0
LFG | 0 | 0 | 0 | 0 | 0 | 0
Nuc | 0 | 0 | 0 | 0 | 0 | 0
PS | 0 | 0 | 0 | 0 | 0 | 0
PV | 0 | 0 | 0 | 0 | 0 | 0
PeakG | 0 | 0 | 0 | 0 | 0 | 0
PeakO | 0 | 0 | 0 | 0 | 0 | 0
ST | 0 | 0 | 0 | 0 | 0 | 0
STOG | 0 | 0 | 0 | 0 | 0 | 0
STWD | 0 | 0 | 0 | 0 | 0 | 0
WT | 0 | 0 | 0 | 0 | 0 | 0
IGCC | 0 | 0 | 0 | 0 | 0 | 0
DemandResponse | 0 | 0 | 0 | 0 | 0 | 0
IGCC-CCS | 0 | 0 | 0 | 0 | 0 | 0
WT_off | 0 | 0 | 0 | 0 | 0 | 0
PseudoUnit | 0 | 0 | 0 | 0 | 0 | 0
FixedInterchange | 0 | 0 | 0 | 0 | 0 | 0
Emission Cost by Reporting Type: MISO_W
ReportingType | 2015 | 2020 | 2025 | 2030 | 2035 | 2040
BM | 0 | 0 | 0 | 0 | 0 | 0
CC | 0 | 0 | 0 | 0 | 0 | 0
CSP | 0 | 0 | 0 | 0 | 0 | 0
CT | 0 | 0 | 0 | 0 | 0 | 0
Coal | 31.9 | 0 | 0 | 0 | 0 | 0
Geo | 0 | 0 | 0 | 0 | 0 | 0
H | 0 | 0 | 0 | 0 | 0 | 0
LFG | 0 | 0 | 0 | 0 | 0 | 0
Nuc | 0 | 0 | 0 | 0 | 0 | 0
PS | 0 | 0 | 0 | 0 | 0 | 0
PV | 0 | 0 | 0 | 0 | 0 | 0
PeakG | 0 | 0 | 0 | 0 | 0 | 0
PeakO | 0 | 0 | 0 | 0 | 0 | 0
ST | 0 | 0 | 0 | 0 | 0 | 0
STOG | 0 | 0 | 0 | 0 | 0 | 0
STWD | 0 | 0 | 0 | 0 | 0 | 0
WT | 0 | 0 | 0 | 0 | 0 | 0
IGCC | 0 | 0 | 0 | 0 | 0 | 0
DemandResponse | 0 | 0 | 0 | 0 | 0 | 0
IGCC-CCS | 0 | 0 | 0 | 0 | 0 | 0
WT_off | 0 | 0 | 0 | 0 | 0 | 0
PseudoUnit | 0 | 0 | 0 | 0 | 0 | 0
FixedInterchange | 0 | 0 | 0 | 0 | 0 | 0
Emission Cost by Reporting Type: MISO_WUMS
ReportingType | 2015 | 2020 | 2025 | 2030 | 2035 | 2040
BM | 0 | 0 | 0 | 0 | 0 | 0
CC | 0 | 0 | 0 | 0 | 0 | 0
CSP | 0 | 0 | 0 | 0 | 0 | 0
CT | 0 | 0 | 0 | 0 | 0 | 0
Coal | 5.61 | 0 | 0 | 0 | 0 | 0
Geo | 0 | 0 | 0 | 0 | 0 | 0
H | 0 | 0 | 0 | 0 | 0 | 0
LFG | 0 | 0 | 0 | 0 | 0 | 0
Nuc | 0 | 0 | 0 | 0 | 0 | 0
PS | 0 | 0 | 0 | 0 | 0 | 0
PV | 0 | 0 | 0 | 0 | 0 | 0
PeakG | 0 | 0 | 0 | 0 | 0 | 0
PeakO | 0 | 0 | 0 | 0 | 0 | 0
ST | 0 | 0 | 0 | 0 | 0 | 0
STOG | 0 | 0 | 0 | 0 | 0 | 0
STWD | 0 | 0 | 0 | 0 | 0 | 0
WT | 0 | 0 | 0 | 0 | 0 | 0
IGCC | 0 | 0 | 0 | 0 | 0 | 0
DemandResponse | 0 | 0 | 0 | 0 | 0 | 0
IGCC-CCS | 0 | 0 | 0 | 0 | 0 | 0
WT_off | 0 | 0 | 0 | 0 | 0 | 0
PseudoUnit | 0 | 0 | 0 | 0 | 0 | 0
FixedInterchange | 0 | 0 | 0 | 0 | 0 | 0
Emission Cost by Reporting Type: Nebraska
ReportingType | 2015 | 2020 | 2025 | 2030 | 2035 | 2040
BM | 0 | 0 | 0 | 0 | 0 | 0
CC | 0 | 0 | 0 | 0 | 0 | 0
CSP | 0 | 0 | 0 | 0 | 0 | 0
CT | 0 | 0 | 0 | 0 | 0 | 0
Coal | 4.51 | 0 | 0 | 0 | 0 | 0
Geo | 0 | 0 | 0 | 0 | 0 | 0
H | 0 | 0 | 0 | 0 | 0 | 0
LFG | 0 | 0 | 0 | 0 | 0 | 0
Nuc | 0 | 0 | 0 | 0 | 0 | 0
PS | 0 | 0 | 0 | 0 | 0 | 0
PV | 0 | 0 | 0 | 0 | 0 | 0
PeakG | 0 | 0 | 0 | 0 | 0 | 0
PeakO | 0 | 0 | 0 | 0 | 0 | 0
ST | 0 | 0 | 0 | 0 | 0 | 0
STOG | 0 | 0 | 0 | 0 | 0 | 0
STWD | 0 | 0 | 0 | 0 | 0 | 0
WT | 0 | 0 | 0 | 0 | 0 | 0
IGCC | 0 | 0 | 0 | 0 | 0 | 0
DemandResponse | 0 | 0 | 0 | 0 | 0 | 0
IGCC-CCS | 0 | 0 | 0 | 0 | 0 | 0
WT_off | 0 | 0 | 0 | 0 | 0 | 0
PseudoUnit | 0 | 0 | 0 | 0 | 0 | 0
FixedInterchange | 0 | 0 | 0 | 0 | 0 | 0
Emission Cost by Reporting Type: NEISO
ReportingType | 2015 | 2020 | 2025 | 2030 | 2035 | 2040
BM | 0 | 0 | 0 | 0 | 0 | 0
CC | 0 | 0 | 0 | 0 | 0 | 0
CSP | 0 | 0 | 0 | 0 | 0 | 0
CT | 0 | 0 | 0 | 0 | 0 | 0
Coal | 0 | 0 | 0 | 0 | 0 | 0
Geo | 0 | 0 | 0 | 0 | 0 | 0
H | 0 | 0 | 0 | 0 | 0 | 0
LFG | 0 | 0 | 0 | 0 | 0 | 0
Nuc | 0 | 0 | 0 | 0 | 0 | 0
PS | 0 | 0 | 0 | 0 | 0 | 0
PV | 0 | 0 | 0 | 0 | 0 | 0
PeakG | 0 | 0 | 0 | 0 | 0 | 0
PeakO | 0 | 0 | 0 | 0 | 0 | 0
ST | 0 | 0 | 0 | 0 | 0 | 0
STOG | 0 | 0 | 0 | 0 | 0 | 0
STWD | 0 | 0 | 0 | 0 | 0 | 0
WT | 0 | 0 | 0 | 0 | 0 | 0
IGCC | 0 | 0 | 0 | 0 | 0 | 0
DemandResponse | 0 | 0 | 0 | 0 | 0 | 0
IGCC-CCS | 0 | 0 | 0 | 0 | 0 | 0
WT_off | 0 | 0 | 0 | 0 | 0 | 0
PseudoUnit | 0 | 0 | 0 | 0 | 0 | 0
FixedInterchange | 0 | 0 | 0 | 0 | 0 | 0
Emission Cost by Reporting Type: NonRTO_Midwest
ReportingType | 2015 | 2020 | 2025 | 2030 | 2035 | 2040
BM | 0 | 0 | 0 | 0 | 0 | 0
CC | 0 | 0 | 0 | 0 | 0 | 0
CSP | 0 | 0 | 0 | 0 | 0 | 0
CT | 0 | 0 | 0 | 0 | 0 | 0
Coal | 16.2 | 0 | 0 | 0 | 0 | 0
Geo | 0 | 0 | 0 | 0 | 0 | 0
H | 0 | 0 | 0 | 0 | 0 | 0
LFG | 0 | 0 | 0 | 0 | 0 | 0
Nuc | 0 | 0 | 0 | 0 | 0 | 0
PS | 0 | 0 | 0 | 0 | 0 | 0
PV | 0 | 0 | 0 | 0 | 0 | 0
PeakG | 0 | 0 | 0 | 0 | 0 | 0
PeakO | 0 | 0 | 0 | 0 | 0 | 0
ST | 0 | 0 | 0 | 0 | 0 | 0
STOG | 0 | 0 | 0 | 0 | 0 | 0
STWD | 0 | 0 | 0 | 0 | 0 | 0
WT | 0 | 0 | 0 | 0 | 0 | 0
IGCC | 0 | 0 | 0 | 0 | 0 | 0
DemandResponse | 0 | 0 | 0 | 0 | 0 | 0
IGCC-CCS | 0 | 0 | 0 | 0 | 0 | 0
WT_off | 0 | 0 | 0 | 0 | 0 | 0
PseudoUnit | 0 | 0 | 0 | 0 | 0 | 0
FixedInterchange | 0 | 0 | 0 | 0 | 0 | 0
Emission Cost by Reporting Type: NYISO_A-F
ReportingType | 2015 | 2020 | 2025 | 2030 | 2035 | 2040
BM | 0 | 0 | 0 | 0 | 0 | 0
CC | 0 | 0 | 0 | 0 | 0 | 0
CSP | 0 | 0 | 0 | 0 | 0 | 0
CT | 0 | 0 | 0 | 0 | 0 | 0
Coal | 0 | 0 | 0 | 0 | 0 | 0
Geo | 0 | 0 | 0 | 0 | 0 | 0
H | 0 | 0 | 0 | 0 | 0 | 0
LFG | 0 | 0 | 0 | 0 | 0 | 0
Nuc | 0 | 0 | 0 | 0 | 0 | 0
PS | 0 | 0 | 0 | 0 | 0 | 0
PV | 0 | 0 | 0 | 0 | 0 | 0
PeakG | 0 | 0 | 0 | 0 | 0 | 0
PeakO | 0 | 0 | 0 | 0 | 0 | 0
ST | 0 | 0 | 0 | 0 | 0 | 0
STOG | 0 | 0 | 0 | 0 | 0 | 0
STWD | 0 | 0 | 0 | 0 | 0 | 0
WT | 0 | 0 | 0 | 0 | 0 | 0
IGCC | 0 | 0 | 0 | 0 | 0 | 0
DemandResponse | 0 | 0 | 0 | 0 | 0 | 0
IGCC-CCS | 0 | 0 | 0 | 0 | 0 | 0
WT_off | 0 | 0 | 0 | 0 | 0 | 0
PseudoUnit | 0 | 0 | 0 | 0 | 0 | 0
FixedInterchange | 0 | 0 | 0 | 0 | 0 | 0
Emission Cost by Reporting Type: NYISO_G-I
ReportingType | 2015 | 2020 | 2025 | 2030 | 2035 | 2040
BM | 0 | 0 | 0 | 0 | 0 | 0
CC | 0 | 0 | 0 | 0 | 0 | 0
CSP | 0 | 0 | 0 | 0 | 0 | 0
CT | 0 | 0 | 0 | 0 | 0 | 0
Coal | 0 | 0 | 0 | 0 | 0 | 0
Geo | 0 | 0 | 0 | 0 | 0 | 0
H | 0 | 0 | 0 | 0 | 0 | 0
LFG | 0 | 0 | 0 | 0 | 0 | 0
Nuc | 0 | 0 | 0 | 0 | 0 | 0
PS | 0 | 0 | 0 | 0 | 0 | 0
PV | 0 | 0 | 0 | 0 | 0 | 0
PeakG | 0 | 0 | 0 | 0 | 0 | 0
PeakO | 0 | 0 | 0 | 0 | 0 | 0
ST | 0 | 0 | 0 | 0 | 0 | 0
STOG | 0 | 0 | 0 | 0 | 0 | 0
STWD | 0 | 0 | 0 | 0 | 0 | 0
WT | 0 | 0 | 0 | 0 | 0 | 0
IGCC | 0 | 0 | 0 | 0 | 0 | 0
DemandResponse | 0 | 0 | 0 | 0 | 0 | 0
IGCC-CCS | 0 | 0 | 0 | 0 | 0 | 0
WT_off | 0 | 0 | 0 | 0 | 0 | 0
PseudoUnit | 0 | 0 | 0 | 0 | 0 | 0
FixedInterchange | 0 | 0 | 0 | 0 | 0 | 0
Emission Cost by Reporting Type: NYISO_J-K
ReportingType | 2015 | 2020 | 2025 | 2030 | 2035 | 2040
BM | 0 | 0 | 0 | 0 | 0 | 0
CC | 0 | 0 | 0 | 0 | 0 | 0
CSP | 0 | 0 | 0 | 0 | 0 | 0
CT | 0 | 0 | 0 | 0 | 0 | 0
Coal | 0 | 0 | 0 | 0 | 0 | 0
Geo | 0 | 0 | 0 | 0 | 0 | 0
H | 0 | 0 | 0 | 0 | 0 | 0
LFG | 0 | 0 | 0 | 0 | 0 | 0
Nuc | 0 | 0 | 0 | 0 | 0 | 0
PS | 0 | 0 | 0 | 0 | 0 | 0
PV | 0 | 0 | 0 | 0 | 0 | 0
PeakG | 0 | 0 | 0 | 0 | 0 | 0
PeakO | 0 | 0 | 0 | 0 | 0 | 0
ST | 0 | 0 | 0 | 0 | 0 | 0
STOG | 0 | 0 | 0 | 0 | 0 | 0
STWD | 0 | 0 | 0 | 0 | 0 | 0
WT | 0 | 0 | 0 | 0 | 0 | 0
IGCC | 0 | 0 | 0 | 0 | 0 | 0
DemandResponse | 0 | 0 | 0 | 0 | 0 | 0
IGCC-CCS | 0 | 0 | 0 | 0 | 0 | 0
WT_off | 0 | 0 | 0 | 0 | 0 | 0
PseudoUnit | 0 | 0 | 0 | 0 | 0 | 0
FixedInterchange | 0 | 0 | 0 | 0 | 0 | 0
Emission Cost by Reporting Type: PJM_E
ReportingType | 2015 | 2020 | 2025 | 2030 | 2035 | 2040
BM | 0 | 0 | 0 | 0 | 0 | 0
CC | 0 | 0 | 0 | 0 | 0 | 0
CSP | 0 | 0 | 0 | 0 | 0 | 0
CT | 0 | 0 | 0 | 0 | 0 | 0
Coal | 0.02 | 0 | 0 | 0 | 0 | 0
Geo | 0 | 0 | 0 | 0 | 0 | 0
H | 0 | 0 | 0 | 0 | 0 | 0
LFG | 0 | 0 | 0 | 0 | 0 | 0
Nuc | 0 | 0 | 0 | 0 | 0 | 0
PS | 0 | 0 | 0 | 0 | 0 | 0
PV | 0 | 0 | 0 | 0 | 0 | 0
PeakG | 0 | 0 | 0 | 0 | 0 | 0
PeakO | 0 | 0 | 0 | 0 | 0 | 0
ST | 0 | 0 | 0 | 0 | 0 | 0
STOG | 0 | 0 | 0 | 0 | 0 | 0
STWD | 0 | 0 | 0 | 0 | 0 | 0
WT | 0 | 0 | 0 | 0 | 0 | 0
IGCC | 0 | 0 | 0 | 0 | 0 | 0
DemandResponse | 0 | 0 | 0 | 0 | 0 | 0
IGCC-CCS | 0 | 0 | 0 | 0 | 0 | 0
WT_off | 0 | 0 | 0 | 0 | 0 | 0
PseudoUnit | 0 | 0 | 0 | 0 | 0 | 0
FixedInterchange | 0 | 0 | 0 | 0 | 0 | 0
Emission Cost by Reporting Type: PJM_ROM
ReportingType | 2015 | 2020 | 2025 | 2030 | 2035 | 2040
BM | 0 | 0 | 0 | 0 | 0 | 0
CC | 0 | 0 | 0 | 0 | 0 | 0
CSP | 0 | 0 | 0 | 0 | 0 | 0
CT | 0 | 0 | 0 | 0 | 0 | 0
Coal | 16.84 | 0 | 0 | 0 | 0 | 0
Geo | 0 | 0 | 0 | 0 | 0 | 0
H | 0 | 0 | 0 | 0 | 0 | 0
LFG | 0 | 0 | 0 | 0 | 0 | 0
Nuc | 0 | 0 | 0 | 0 | 0 | 0
PS | 0 | 0 | 0 | 0 | 0 | 0
PV | 0 | 0 | 0 | 0 | 0 | 0
PeakG | 0 | 0 | 0 | 0 | 0 | 0
PeakO | 0 | 0 | 0 | 0 | 0 | 0
ST | 0 | 0 | 0 | 0 | 0 | 0
STOG | 0 | 0 | 0 | 0 | 0 | 0
STWD | 0 | 0 | 0 | 0 | 0 | 0
WT | 0 | 0 | 0 | 0 | 0 | 0
IGCC | 0 | 0 | 0 | 0 | 0 | 0
DemandResponse | 0 | 0 | 0 | 0 | 0 | 0
IGCC-CCS | 0 | 0 | 0 | 0 | 0 | 0
WT_off | 0 | 0 | 0 | 0 | 0 | 0
PseudoUnit | 0 | 0 | 0 | 0 | 0 | 0
FixedInterchange | 0 | 0 | 0 | 0 | 0 | 0
Emission Cost by Reporting Type: PJM_ROR
ReportingType | 2015 | 2020 | 2025 | 2030 | 2035 | 2040
BM | 0 | 0 | 0 | 0 | 0 | 0
CC | 0 | 0 | 0 | 0 | 0 | 0
CSP | 0 | 0 | 0 | 0 | 0 | 0
CT | 0 | 0 | 0 | 0 | 0 | 0
Coal | 160.88 | 0 | 0 | 0 | 0 | 0
Geo | 0 | 0 | 0 | 0 | 0 | 0
H | 0 | 0 | 0 | 0 | 0 | 0
LFG | 0 | 0 | 0 | 0 | 0 | 0
Nuc | 0 | 0 | 0 | 0 | 0 | 0
PS | 0 | 0 | 0 | 0 | 0 | 0
PV | 0 | 0 | 0 | 0 | 0 | 0
PeakG | 0 | 0 | 0 | 0 | 0 | 0
PeakO | 0 | 0 | 0 | 0 | 0 | 0
ST | 0 | 0 | 0 | 0 | 0 | 0
STOG | 0 | 0 | 0 | 0 | 0 | 0
STWD | 0 | 0 | 0 | 0 | 0 | 0
WT | 0 | 0 | 0 | 0 | 0 | 0
IGCC | 0 | 0 | 0 | 0 | 0 | 0
DemandResponse | 0 | 0 | 0 | 0 | 0 | 0
IGCC-CCS | 0 | 0 | 0 | 0 | 0 | 0
WT_off | 0 | 0 | 0 | 0 | 0 | 0
PseudoUnit | 0 | 0 | 0 | 0 | 0 | 0
FixedInterchange | 0 | 0 | 0 | 0 | 0 | 0
Emission Cost by Reporting Type: SOCO
ReportingType | 2015 | 2020 | 2025 | 2030 | 2035 | 2040
BM | 0 | 0 | 0 | 0 | 0 | 0
CC | 0 | 0 | 0 | 0 | 0 | 0
CSP | 0 | 0 | 0 | 0 | 0 | 0
CT | 0 | 0 | 0 | 0 | 0 | 0
Coal | 47.91 | 0 | 0 | 0 | 0 | 0
Geo | 0 | 0 | 0 | 0 | 0 | 0
H | 0 | 0 | 0 | 0 | 0 | 0
LFG | 0 | 0 | 0 | 0 | 0 | 0
Nuc | 0 | 0 | 0 | 0 | 0 | 0
PS | 0 | 0 | 0 | 0 | 0 | 0
PV | 0 | 0 | 0 | 0 | 0 | 0
PeakG | 0 | 0 | 0 | 0 | 0 | 0
PeakO | 0 | 0 | 0 | 0 | 0 | 0
ST | 0 | 0 | 0 | 0 | 0 | 0
STOG | 0 | 0 | 0 | 0 | 0 | 0
STWD | 0 | 0 | 0 | 0 | 0 | 0
WT | 0 | 0 | 0 | 0 | 0 | 0
IGCC | 0 | 0 | 0 | 0 | 0 | 0
DemandResponse | 0 | 0 | 0 | 0 | 0 | 0
IGCC-CCS | 0 | 0 | 0 | 0 | 0 | 0
WT_off | 0 | 0 | 0 | 0 | 0 | 0
PseudoUnit | 0 | 0 | 0 | 0 | 0 | 0
FixedInterchange | 0 | 0 | 0 | 0 | 0 | 0
Emission Cost by Reporting Type: SPP_N
ReportingType | 2015 | 2020 | 2025 | 2030 | 2035 | 2040
BM | 0 | 0 | 0 | 0 | 0 | 0
CC | 0 | 0 | 0 | 0 | 0 | 0
CSP | 0 | 0 | 0 | 0 | 0 | 0
CT | 0 | 0 | 0 | 0 | 0 | 0
Coal | 6.39 | 0 | 0 | 0 | 0 | 0
Geo | 0 | 0 | 0 | 0 | 0 | 0
H | 0 | 0 | 0 | 0 | 0 | 0
LFG | 0 | 0 | 0 | 0 | 0 | 0
Nuc | 0 | 0 | 0 | 0 | 0 | 0
PS | 0 | 0 | 0 | 0 | 0 | 0
PV | 0 | 0 | 0 | 0 | 0 | 0
PeakG | 0 | 0 | 0 | 0 | 0 | 0
PeakO | 0 | 0 | 0 | 0 | 0 | 0
ST | 0 | 0 | 0 | 0 | 0 | 0
STOG | 0 | 0 | 0 | 0 | 0 | 0
STWD | 0 | 0 | 0 | 0 | 0 | 0
WT | 0 | 0 | 0 | 0 | 0 | 0
IGCC | 0 | 0 | 0 | 0 | 0 | 0
DemandResponse | 0 | 0 | 0 | 0 | 0 | 0
IGCC-CCS | 0 | 0 | 0 | 0 | 0 | 0
WT_off | 0 | 0 | 0 | 0 | 0 | 0
PseudoUnit | 0 | 0 | 0 | 0 | 0 | 0
FixedInterchange | 0 | 0 | 0 | 0 | 0 | 0
Emission Cost by Reporting Type: SPP_S
ReportingType | 2015 | 2020 | 2025 | 2030 | 2035 | 2040
BM | 0 | 0 | 0 | 0 | 0 | 0
CC | 0 | 0 | 0 | 0 | 0 | 0
CSP | 0 | 0 | 0 | 0 | 0 | 0
CT | 0 | 0 | 0 | 0 | 0 | 0
Coal | 22.63 | 0 | 0 | 0 | 0 | 0
Geo | 0 | 0 | 0 | 0 | 0 | 0
H | 0 | 0 | 0 | 0 | 0 | 0
LFG | 0 | 0 | 0 | 0 | 0 | 0
Nuc | 0 | 0 | 0 | 0 | 0 | 0
PS | 0 | 0 | 0 | 0 | 0 | 0
PV | 0 | 0 | 0 | 0 | 0 | 0
PeakG | 0 | 0 | 0 | 0 | 0 | 0
PeakO | 0 | 0 | 0 | 0 | 0 | 0
ST | 0 | 0 | 0 | 0 | 0 | 0
STOG | 0 | 0 | 0 | 0 | 0 | 0
STWD | 0 | 0 | 0 | 0 | 0 | 0
WT | 0 | 0 | 0 | 0 | 0 | 0
IGCC | 0 | 0 | 0 | 0 | 0 | 0
DemandResponse | 0 | 0 | 0 | 0 | 0 | 0
IGCC-CCS | 0 | 0 | 0 | 0 | 0 | 0
WT_off | 0 | 0 | 0 | 0 | 0 | 0
PseudoUnit | 0 | 0 | 0 | 0 | 0 | 0
FixedInterchange | 0 | 0 | 0 | 0 | 0 | 0
Emission Cost by Reporting Type: TVA
ReportingType | 2015 | 2020 | 2025 | 2030 | 2035 | 2040
BM | 0 | 0 | 0 | 0 | 0 | 0
CC | 0 | 0 | 0 | 0 | 0 | 0
CSP | 0 | 0 | 0 | 0 | 0 | 0
CT | 0 | 0 | 0 | 0 | 0 | 0
Coal | 29.06 | 0 | 0 | 0 | 0 | 0
Geo | 0 | 0 | 0 | 0 | 0 | 0
H | 0 | 0 | 0 | 0 | 0 | 0
LFG | 0 | 0 | 0 | 0 | 0 | 0
Nuc | 0 | 0 | 0 | 0 | 0 | 0
PS | 0 | 0 | 0 | 0 | 0 | 0
PV | 0 | 0 | 0 | 0 | 0 | 0
PeakG | 0 | 0 | 0 | 0 | 0 | 0
PeakO | 0 | 0 | 0 | 0 | 0 | 0
ST | 0 | 0 | 0 | 0 | 0 | 0
STOG | 0 | 0 | 0 | 0 | 0 | 0
STWD | 0 | 0 | 0 | 0 | 0 | 0
WT | 0 | 0 | 0 | 0 | 0 | 0
IGCC | 0 | 0 | 0 | 0 | 0 | 0
DemandResponse | 0 | 0 | 0 | 0 | 0 | 0
IGCC-CCS | 0 | 0 | 0 | 0 | 0 | 0
WT_off | 0 | 0 | 0 | 0 | 0 | 0
PseudoUnit | 0 | 0 | 0 | 0 | 0 | 0
FixedInterchange | 0 | 0 | 0 | 0 | 0 | 0
Emission Cost by Reporting Type: TVA_Transmission
ReportingType | 2015 | 2020 | 2025 | 2030 | 2035 | 2040
BM | 0 | 0 | 0 | 0 | 0 | 0
CC | 0 | 0 | 0 | 0 | 0 | 0
CSP | 0 | 0 | 0 | 0 | 0 | 0
CT | 0 | 0 | 0 | 0 | 0 | 0
Coal | 0 | 0 | 0 | 0 | 0 | 0
Geo | 0 | 0 | 0 | 0 | 0 | 0
H | 0 | 0 | 0 | 0 | 0 | 0
LFG | 0 | 0 | 0 | 0 | 0 | 0
Nuc | 0 | 0 | 0 | 0 | 0 | 0
PS | 0 | 0 | 0 | 0 | 0 | 0
PV | 0 | 0 | 0 | 0 | 0 | 0
PeakG | 0 | 0 | 0 | 0 | 0 | 0
PeakO | 0 | 0 | 0 | 0 | 0 | 0
ST | 0 | 0 | 0 | 0 | 0 | 0
STOG | 0 | 0 | 0 | 0 | 0 | 0
STWD | 0 | 0 | 0 | 0 | 0 | 0
WT | 0 | 0 | 0 | 0 | 0 | 0
IGCC | 0 | 0 | 0 | 0 | 0 | 0
DemandResponse | 0 | 0 | 0 | 0 | 0 | 0
IGCC-CCS | 0 | 0 | 0 | 0 | 0 | 0
WT_off | 0 | 0 | 0 | 0 | 0 | 0
PseudoUnit | 0 | 0 | 0 | 0 | 0 | 0
FixedInterchange | 0 | 0 | 0 | 0 | 0 | 0
Emission Cost by Reporting Type: VACAR
ReportingType | 2015 | 2020 | 2025 | 2030 | 2035 | 2040
BM | 0 | 0 | 0 | 0 | 0 | 0
CC | 0 | 0 | 0 | 0 | 0 | 0
CSP | 0 | 0 | 0 | 0 | 0 | 0
CT | 0 | 0 | 0 | 0 | 0 | 0
Coal | 18.63 | 0 | 0 | 0 | 0 | 0
Geo | 0 | 0 | 0 | 0 | 0 | 0
H | 0 | 0 | 0 | 0 | 0 | 0
LFG | 0 | 0 | 0 | 0 | 0 | 0
Nuc | 0 | 0 | 0 | 0 | 0 | 0
PS | 0 | 0 | 0 | 0 | 0 | 0
PV | 0 | 0 | 0 | 0 | 0 | 0
PeakG | 0 | 0 | 0 | 0 | 0 | 0
PeakO | 0 | 0 | 0 | 0 | 0 | 0
ST | 0 | 0 | 0 | 0 | 0 | 0
STOG | 0 | 0 | 0 | 0 | 0 | 0
STWD | 0 | 0 | 0 | 0 | 0 | 0
WT | 0 | 0 | 0 | 0 | 0 | 0
IGCC | 0 | 0 | 0 | 0 | 0 | 0
DemandResponse | 0 | 0 | 0 | 0 | 0 | 0
IGCC-CCS | 0 | 0 | 0 | 0 | 0 | 0
WT_off | 0 | 0 | 0 | 0 | 0 | 0
PseudoUnit | 0 | 0 | 0 | 0 | 0 | 0
FixedInterchange | 0 | 0 | 0 | 0 | 0 | 0
Emission Cost by Reporting Type: IESO
ReportingType | 2015 | 2020 | 2025 | 2030 | 2035 | 2040
BM | 0 | 0 | 0 | 0 | 0 | 0
CC | 0 | 0 | 0 | 0 | 0 | 0
CSP | 0 | 0 | 0 | 0 | 0 | 0
CT | 0 | 0 | 0 | 0 | 0 | 0
Coal | 0 | 0 | 0 | 0 | 0 | 0
Geo | 0 | 0 | 0 | 0 | 0 | 0
H | 0 | 0 | 0 | 0 | 0 | 0
LFG | 0 | 0 | 0 | 0 | 0 | 0
Nuc | 0 | 0 | 0 | 0 | 0 | 0
PS | 0 | 0 | 0 | 0 | 0 | 0
PV | 0 | 0 | 0 | 0 | 0 | 0
PeakG | 0 | 0 | 0 | 0 | 0 | 0
PeakO | 0 | 0 | 0 | 0 | 0 | 0
ST | 0 | 0 | 0 | 0 | 0 | 0
STOG | 0 | 0 | 0 | 0 | 0 | 0
STWD | 0 | 0 | 0 | 0 | 0 | 0
WT | 0 | 0 | 0 | 0 | 0 | 0
IGCC | 0 | 0 | 0 | 0 | 0 | 0
DemandResponse | 0 | 0 | 0 | 0 | 0 | 0
IGCC-CCS | 0 | 0 | 0 | 0 | 0 | 0
WT_off | 0 | 0 | 0 | 0 | 0 | 0
PseudoUnit | 0 | 0 | 0 | 0 | 0 | 0
FixedInterchange | 0 | 0 | 0 | 0 | 0 | 0
Emission Cost by Reporting Type: MAPP_CA
ReportingType | 2015 | 2020 | 2025 | 2030 | 2035 | 2040
BM | 0 | 0 | 0 | 0 | 0 | 0
CC | 0 | 0 | 0 | 0 | 0 | 0
CSP | 0 | 0 | 0 | 0 | 0 | 0
CT | 0 | 0 | 0 | 0 | 0 | 0
Coal | 0 | 0 | 0 | 0 | 0 | 0
Geo | 0 | 0 | 0 | 0 | 0 | 0
H | 0 | 0 | 0 | 0 | 0 | 0
LFG | 0 | 0 | 0 | 0 | 0 | 0
Nuc | 0 | 0 | 0 | 0 | 0 | 0
PS | 0 | 0 | 0 | 0 | 0 | 0
PV | 0 | 0 | 0 | 0 | 0 | 0
PeakG | 0 | 0 | 0 | 0 | 0 | 0
PeakO | 0 | 0 | 0 | 0 | 0 | 0
ST | 0 | 0 | 0 | 0 | 0 | 0
STOG | 0 | 0 | 0 | 0 | 0 | 0
STWD | 0 | 0 | 0 | 0 | 0 | 0
WT | 0 | 0 | 0 | 0 | 0 | 0
IGCC | 0 | 0 | 0 | 0 | 0 | 0
DemandResponse | 0 | 0 | 0 | 0 | 0 | 0
IGCC-CCS | 0 | 0 | 0 | 0 | 0 | 0
WT_off | 0 | 0 | 0 | 0 | 0 | 0
PseudoUnit | 0 | 0 | 0 | 0 | 0 | 0
FixedInterchange | 0 | 0 | 0 | 0 | 0 | 0
Emission Cost by Reporting Type: AZ_NM_SNV_Coal
ReportingType | 2015 | 2020 | 2025 | 2030 | 2035 | 2040
BM | 0 | 0 | 0 | 0 | 0 | 0
CC | 0 | 0 | 0 | 0 | 0 | 0
CSP | 0 | 0 | 0 | 0 | 0 | 0
CT | 0 | 0 | 0 | 0 | 0 | 0
Coal | 1.23 | 0 | 0 | 0 | 0 | 0
Geo | 0 | 0 | 0 | 0 | 0 | 0
H | 0 | 0 | 0 | 0 | 0 | 0
LFG | 0 | 0 | 0 | 0 | 0 | 0
Nuc | 0 | 0 | 0 | 0 | 0 | 0
PS | 0 | 0 | 0 | 0 | 0 | 0
PV | 0 | 0 | 0 | 0 | 0 | 0
PeakG | 0 | 0 | 0 | 0 | 0 | 0
PeakO | 0 | 0 | 0 | 0 | 0 | 0
ST | 0 | 0 | 0 | 0 | 0 | 0
STOG | 0 | 0 | 0 | 0 | 0 | 0
STWD | 0 | 0 | 0 | 0 | 0 | 0
WT | 0 | 0 | 0 | 0 | 0 | 0
IGCC | 0 | 0 | 0 | 0 | 0 | 0
DemandResponse | 0 | 0 | 0 | 0 | 0 | 0
IGCC-CCS | 0 | 0 | 0 | 0 | 0 | 0
WT_off | 0 | 0 | 0 | 0 | 0 | 0
PseudoUnit | 0 | 0 | 0 | 0 | 0 | 0
FixedInterchange | 0 | 0 | 0 | 0 | 0 | 0
Emission Cost by Reporting Type: AZ_NM_SNV_Gas
ReportingType | 2015 | 2020 | 2025 | 2030 | 2035 | 2040
BM | 0 | 0 | 0 | 0 | 0 | 0
CC | 0 | 0 | 0 | 0 | 0 | 0
CSP | 0 | 0 | 0 | 0 | 0 | 0
CT | 0 | 0 | 0 | 0 | 0 | 0
Coal | 0 | 0 | 0 | 0 | 0 | 0
Geo | 0 | 0 | 0 | 0 | 0 | 0
H | 0 | 0 | 0 | 0 | 0 | 0
LFG | 0 | 0 | 0 | 0 | 0 | 0
Nuc | 0 | 0 | 0 | 0 | 0 | 0
PS | 0 | 0 | 0 | 0 | 0 | 0
PV | 0 | 0 | 0 | 0 | 0 | 0
PeakG | 0 | 0 | 0 | 0 | 0 | 0
PeakO | 0 | 0 | 0 | 0 | 0 | 0
ST | 0 | 0 | 0 | 0 | 0 | 0
STOG | 0 | 0 | 0 | 0 | 0 | 0
STWD | 0 | 0 | 0 | 0 | 0 | 0
WT | 0 | 0 | 0 | 0 | 0 | 0
IGCC | 0 | 0 | 0 | 0 | 0 | 0
DemandResponse | 0 | 0 | 0 | 0 | 0 | 0
IGCC-CCS | 0 | 0 | 0 | 0 | 0 | 0
WT_off | 0 | 0 | 0 | 0 | 0 | 0
PseudoUnit | 0 | 0 | 0 | 0 | 0 | 0
FixedInterchange | 0 | 0 | 0 | 0 | 0 | 0
Emission Cost by Reporting Type: AZ_NM_SNV_NucRenew
ReportingType | 2015 | 2020 | 2025 | 2030 | 2035 | 2040
BM | 0 | 0 | 0 | 0 | 0 | 0
CC | 0 | 0 | 0 | 0 | 0 | 0
CSP | 0 | 0 | 0 | 0 | 0 | 0
CT | 0 | 0 | 0 | 0 | 0 | 0
Coal | 0 | 0 | 0 | 0 | 0 | 0
Geo | 0 | 0 | 0 | 0 | 0 | 0
H | 0 | 0 | 0 | 0 | 0 | 0
LFG | 0 | 0 | 0 | 0 | 0 | 0
Nuc | 0 | 0 | 0 | 0 | 0 | 0
PS | 0 | 0 | 0 | 0 | 0 | 0
PV | 0 | 0 | 0 | 0 | 0 | 0
PeakG | 0 | 0 | 0 | 0 | 0 | 0
PeakO | 0 | 0 | 0 | 0 | 0 | 0
ST | 0 | 0 | 0 | 0 | 0 | 0
STOG | 0 | 0 | 0 | 0 | 0 | 0
STWD | 0 | 0 | 0 | 0 | 0 | 0
WT | 0 | 0 | 0 | 0 | 0 | 0
IGCC | 0 | 0 | 0 | 0 | 0 | 0
DemandResponse | 0 | 0 | 0 | 0 | 0 | 0
IGCC-CCS | 0 | 0 | 0 | 0 | 0 | 0
WT_off | 0 | 0 | 0 | 0 | 0 | 0
PseudoUnit | 0 | 0 | 0 | 0 | 0 | 0
FixedInterchange | 0 | 0 | 0 | 0 | 0 | 0
Emission Cost by Reporting Type: ERCOT
ReportingType | 2015 | 2020 | 2025 | 2030 | 2035 | 2040
BM | 0 | 0 | 0 | 0 | 0 | 0
CC | 0 | 0 | 0 | 0 | 0 | 0
CSP | 0 | 0 | 0 | 0 | 0 | 0
CT | 0 | 0 | 0 | 0 | 0 | 0
Coal | 25.44 | 0 | 0 | 0 | 0 | 0
Geo | 0 | 0 | 0 | 0 | 0 | 0
H | 0 | 0 | 0 | 0 | 0 | 0
LFG | 0 | 0 | 0 | 0 | 0 | 0
Nuc | 0 | 0 | 0 | 0 | 0 | 0
PS | 0 | 0 | 0 | 0 | 0 | 0
PV | 0 | 0 | 0 | 0 | 0 | 0
PeakG | 0 | 0 | 0 | 0 | 0 | 0
PeakO | 0 | 0 | 0 | 0 | 0 | 0
ST | 0 | 0 | 0 | 0 | 0 | 0
STOG | 0 | 0 | 0 | 0 | 0 | 0
STWD | 0 | 0 | 0 | 0 | 0 | 0
WT | 0 | 0 | 0 | 0 | 0 | 0
IGCC | 0 | 0 | 0 | 0 | 0 | 0
DemandResponse | 0 | 0 | 0 | 0 | 0 | 0
IGCC-CCS | 0 | 0 | 0 | 0 | 0 | 0
WT_off | 0 | 0 | 0 | 0 | 0 | 0
PseudoUnit | 0 | 0 | 0 | 0 | 0 | 0
FixedInterchange | 0 | 0 | 0 | 0 | 0 | 0
Emission Cost by Reporting Type: NP15
ReportingType | 2015 | 2020 | 2025 | 2030 | 2035 | 2040
BM | 0 | 0 | 0 | 0 | 0 | 0
CC | 0 | 0 | 0 | 0 | 0 | 0
CSP | 0 | 0 | 0 | 0 | 0 | 0
CT | 0 | 0 | 0 | 0 | 0 | 0
Coal | 0 | 0 | 0 | 0 | 0 | 0
Geo | 0 | 0 | 0 | 0 | 0 | 0
H | 0 | 0 | 0 | 0 | 0 | 0
LFG | 0 | 0 | 0 | 0 | 0 | 0
Nuc | 0 | 0 | 0 | 0 | 0 | 0
PS | 0 | 0 | 0 | 0 | 0 | 0
PV | 0 | 0 | 0 | 0 | 0 | 0
PeakG | 0 | 0 | 0 | 0 | 0 | 0
PeakO | 0 | 0 | 0 | 0 | 0 | 0
ST | 0 | 0 | 0 | 0 | 0 | 0
STOG | 0 | 0 | 0 | 0 | 0 | 0
STWD | 0 | 0 | 0 | 0 | 0 | 0
WT | 0 | 0 | 0 | 0 | 0 | 0
IGCC | 0 | 0 | 0 | 0 | 0 | 0
DemandResponse | 0 | 0 | 0 | 0 | 0 | 0
IGCC-CCS | 0 | 0 | 0 | 0 | 0 | 0
WT_off | 0 | 0 | 0 | 0 | 0 | 0
PseudoUnit | 0 | 0 | 0 | 0 | 0 | 0
FixedInterchange | 0 | 0 | 0 | 0 | 0 | 0
Emission Cost by Reporting Type: NWPP_Coal
ReportingType | 2015 | 2020 | 2025 | 2030 | 2035 | 2040
BM | 0 | 0 | 0 | 0 | 0 | 0
CC | 0 | 0 | 0 | 0 | 0 | 0
CSP | 0 | 0 | 0 | 0 | 0 | 0
CT | 0 | 0 | 0 | 0 | 0 | 0
Coal | 3.99 | 0 | 0 | 0 | 0 | 0
Geo | 0 | 0 | 0 | 0 | 0 | 0
H | 0 | 0 | 0 | 0 | 0 | 0
LFG | 0 | 0 | 0 | 0 | 0 | 0
Nuc | 0 | 0 | 0 | 0 | 0 | 0
PS | 0 | 0 | 0 | 0 | 0 | 0
PV | 0 | 0 | 0 | 0 | 0 | 0
PeakG | 0 | 0 | 0 | 0 | 0 | 0
PeakO | 0 | 0 | 0 | 0 | 0 | 0
ST | 0 | 0 | 0 | 0 | 0 | 0
STOG | 0 | 0 | 0 | 0 | 0 | 0
STWD | 0 | 0 | 0 | 0 | 0 | 0
WT | 0 | 0 | 0 | 0 | 0 | 0
IGCC | 0 | 0 | 0 | 0 | 0 | 0
DemandResponse | 0 | 0 | 0 | 0 | 0 | 0
IGCC-CCS | 0 | 0 | 0 | 0 | 0 | 0
WT_off | 0 | 0 | 0 | 0 | 0 | 0
PseudoUnit | 0 | 0 | 0 | 0 | 0 | 0
FixedInterchange | 0 | 0 | 0 | 0 | 0 | 0
Emission Cost by Reporting Type: NWPP_Gas
ReportingType | 2015 | 2020 | 2025 | 2030 | 2035 | 2040
BM | 0 | 0 | 0 | 0 | 0 | 0
CC | 0 | 0 | 0 | 0 | 0 | 0
CSP | 0 | 0 | 0 | 0 | 0 | 0
CT | 0 | 0 | 0 | 0 | 0 | 0
Coal | 0 | 0 | 0 | 0 | 0 | 0
Geo | 0 | 0 | 0 | 0 | 0 | 0
H | 0 | 0 | 0 | 0 | 0 | 0
LFG | 0 | 0 | 0 | 0 | 0 | 0
Nuc | 0 | 0 | 0 | 0 | 0 | 0
PS | 0 | 0 | 0 | 0 | 0 | 0
PV | 0 | 0 | 0 | 0 | 0 | 0
PeakG | 0 | 0 | 0 | 0 | 0 | 0
PeakO | 0 | 0 | 0 | 0 | 0 | 0
ST | 0 | 0 | 0 | 0 | 0 | 0
STOG | 0 | 0 | 0 | 0 | 0 | 0
STWD | 0 | 0 | 0 | 0 | 0 | 0
WT | 0 | 0 | 0 | 0 | 0 | 0
IGCC | 0 | 0 | 0 | 0 | 0 | 0
DemandResponse | 0 | 0 | 0 | 0 | 0 | 0
IGCC-CCS | 0 | 0 | 0 | 0 | 0 | 0
WT_off | 0 | 0 | 0 | 0 | 0 | 0
PseudoUnit | 0 | 0 | 0 | 0 | 0 | 0
FixedInterchange | 0 | 0 | 0 | 0 | 0 | 0
Emission Cost by Reporting Type: NWPP_NucRenew
ReportingType | 2015 | 2020 | 2025 | 2030 | 2035 | 2040
BM | 0 | 0 | 0 | 0 | 0 | 0
CC | 0 | 0 | 0 | 0 | 0 | 0
CSP | 0 | 0 | 0 | 0 | 0 | 0
CT | 0 | 0 | 0 | 0 | 0 | 0
Coal | 0 | 0 | 0 | 0 | 0 | 0
Geo | 0 | 0 | 0 | 0 | 0 | 0
H | 0 | 0 | 0 | 0 | 0 | 0
LFG | 0 | 0 | 0 | 0 | 0 | 0
Nuc | 0 | 0 | 0 | 0 | 0 | 0
PS | 0 | 0 | 0 | 0 | 0 | 0
PV | 0 | 0 | 0 | 0 | 0 | 0
PeakG | 0 | 0 | 0 | 0 | 0 | 0
PeakO | 0 | 0 | 0 | 0 | 0 | 0
ST | 0 | 0 | 0 | 0 | 0 | 0
STOG | 0 | 0 | 0 | 0 | 0 | 0
STWD | 0 | 0 | 0 | 0 | 0 | 0
WT | 0 | 0 | 0 | 0 | 0 | 0
IGCC | 0 | 0 | 0 | 0 | 0 | 0
DemandResponse | 0 | 0 | 0 | 0 | 0 | 0
IGCC-CCS | 0 | 0 | 0 | 0 | 0 | 0
WT_off | 0 | 0 | 0 | 0 | 0 | 0
PseudoUnit | 0 | 0 | 0 | 0 | 0 | 0
FixedInterchange | 0 | 0 | 0 | 0 | 0 | 0
Emission Cost by Reporting Type: RMPA
ReportingType | 2015 | 2020 | 2025 | 2030 | 2035 | 2040
BM | 0 | 0 | 0 | 0 | 0 | 0
CC | 0 | 0 | 0 | 0 | 0 | 0
CSP | 0 | 0 | 0 | 0 | 0 | 0
CT | 0 | 0 | 0 | 0 | 0 | 0
Coal | 2.49 | 0 | 0 | 0 | 0 | 0
Geo | 0 | 0 | 0 | 0 | 0 | 0
H | 0 | 0 | 0 | 0 | 0 | 0
LFG | 0 | 0 | 0 | 0 | 0 | 0
Nuc | 0 | 0 | 0 | 0 | 0 | 0
PS | 0 | 0 | 0 | 0 | 0 | 0
PV | 0 | 0 | 0 | 0 | 0 | 0
PeakG | 0 | 0 | 0 | 0 | 0 | 0
PeakO | 0 | 0 | 0 | 0 | 0 | 0
ST | 0 | 0 | 0 | 0 | 0 | 0
STOG | 0 | 0 | 0 | 0 | 0 | 0
STWD | 0 | 0 | 0 | 0 | 0 | 0
WT | 0 | 0 | 0 | 0 | 0 | 0
IGCC | 0 | 0 | 0 | 0 | 0 | 0
DemandResponse | 0 | 0 | 0 | 0 | 0 | 0
IGCC-CCS | 0 | 0 | 0 | 0 | 0 | 0
WT_off | 0 | 0 | 0 | 0 | 0 | 0
PseudoUnit | 0 | 0 | 0 | 0 | 0 | 0
FixedInterchange | 0 | 0 | 0 | 0 | 0 | 0
Emission Cost by Reporting Type: SP15
ReportingType | 2015 | 2020 | 2025 | 2030 | 2035 | 2040
BM | 0 | 0 | 0 | 0 | 0 | 0
CC | 0 | 0 | 0 | 0 | 0 | 0
CSP | 0 | 0 | 0 | 0 | 0 | 0
CT | 0 | 0 | 0 | 0 | 0 | 0
Coal | 0.01 | 0 | 0 | 0 | 0 | 0
Geo | 0 | 0 | 0 | 0 | 0 | 0
H | 0 | 0 | 0 | 0 | 0 | 0
LFG | 0 | 0 | 0 | 0 | 0 | 0
Nuc | 0 | 0 | 0 | 0 | 0 | 0
PS | 0 | 0 | 0 | 0 | 0 | 0
PV | 0 | 0 | 0 | 0 | 0 | 0
PeakG | 0 | 0 | 0 | 0 | 0 | 0
PeakO | 0 | 0 | 0 | 0 | 0 | 0
ST | 0 | 0 | 0 | 0 | 0 | 0
STOG | 0 | 0 | 0 | 0 | 0 | 0
STWD | 0 | 0 | 0 | 0 | 0 | 0
WT | 0 | 0 | 0 | 0 | 0 | 0
IGCC | 0 | 0 | 0 | 0 | 0 | 0
DemandResponse | 0 | 0 | 0 | 0 | 0 | 0
IGCC-CCS | 0 | 0 | 0 | 0 | 0 | 0
WT_off | 0 | 0 | 0 | 0 | 0 | 0
PseudoUnit | 0 | 0 | 0 | 0 | 0 | 0
FixedInterchange | 0 | 0 | 0 | 0 | 0 | 0
Emission Cost by Reporting Type: ALB
ReportingType | 2015 | 2020 | 2025 | 2030 | 2035 | 2040
BM | 0 | 0 | 0 | 0 | 0 | 0
CC | 0 | 0 | 0 | 0 | 0 | 0
CSP | 0 | 0 | 0 | 0 | 0 | 0
CT | 0 | 0 | 0 | 0 | 0 | 0
Coal | 0 | 0 | 0 | 0 | 0 | 0
Geo | 0 | 0 | 0 | 0 | 0 | 0
H | 0 | 0 | 0 | 0 | 0 | 0
LFG | 0 | 0 | 0 | 0 | 0 | 0
Nuc | 0 | 0 | 0 | 0 | 0 | 0
PS | 0 | 0 | 0 | 0 | 0 | 0
PV | 0 | 0 | 0 | 0 | 0 | 0
PeakG | 0 | 0 | 0 | 0 | 0 | 0
PeakO | 0 | 0 | 0 | 0 | 0 | 0
ST | 0 | 0 | 0 | 0 | 0 | 0
STOG | 0 | 0 | 0 | 0 | 0 | 0
STWD | 0 | 0 | 0 | 0 | 0 | 0
WT | 0 | 0 | 0 | 0 | 0 | 0
IGCC | 0 | 0 | 0 | 0 | 0 | 0
DemandResponse | 0 | 0 | 0 | 0 | 0 | 0
IGCC-CCS | 0 | 0 | 0 | 0 | 0 | 0
WT_off | 0 | 0 | 0 | 0 | 0 | 0
PseudoUnit | 0 | 0 | 0 | 0 | 0 | 0
FixedInterchange | 0 | 0 | 0 | 0 | 0 | 0
Emission Cost by Reporting Type: BC
ReportingType | 2015 | 2020 | 2025 | 2030 | 2035 | 2040
BM | 0 | 0 | 0 | 0 | 0 | 0
CC | 0 | 0 | 0 | 0 | 0 | 0
CSP | 0 | 0 | 0 | 0 | 0 | 0
CT | 0 | 0 | 0 | 0 | 0 | 0
Coal | 0 | 0 | 0 | 0 | 0 | 0
Geo | 0 | 0 | 0 | 0 | 0 | 0
H | 0 | 0 | 0 | 0 | 0 | 0
LFG | 0 | 0 | 0 | 0 | 0 | 0
Nuc | 0 | 0 | 0 | 0 | 0 | 0
PS | 0 | 0 | 0 | 0 | 0 | 0
PV | 0 | 0 | 0 | 0 | 0 | 0
PeakG | 0 | 0 | 0 | 0 | 0 | 0
PeakO | 0 | 0 | 0 | 0 | 0 | 0
ST | 0 | 0 | 0 | 0 | 0 | 0
STOG | 0 | 0 | 0 | 0 | 0 | 0
STWD | 0 | 0 | 0 | 0 | 0 | 0
WT | 0 | 0 | 0 | 0 | 0 | 0
IGCC | 0 | 0 | 0 | 0 | 0 | 0
DemandResponse | 0 | 0 | 0 | 0 | 0 | 0
IGCC-CCS | 0 | 0 | 0 | 0 | 0 | 0
WT_off | 0 | 0 | 0 | 0 | 0 | 0
PseudoUnit | 0 | 0 | 0 | 0 | 0 | 0
FixedInterchange | 0 | 0 | 0 | 0 | 0 | 0
Emission Cost by Reporting Type: HQ_IESO
ReportingType | 2015 | 2020 | 2025 | 2030 | 2035 | 2040
BM | 0 | 0 | 0 | 0 | 0 | 0
CC | 0 | 0 | 0 | 0 | 0 | 0
CSP | 0 | 0 | 0 | 0 | 0 | 0
CT | 0 | 0 | 0 | 0 | 0 | 0
Coal | 0 | 0 | 0 | 0 | 0 | 0
Geo | 0 | 0 | 0 | 0 | 0 | 0
H | 0 | 0 | 0 | 0 | 0 | 0
LFG | 0 | 0 | 0 | 0 | 0 | 0
Nuc | 0 | 0 | 0 | 0 | 0 | 0
PS | 0 | 0 | 0 | 0 | 0 | 0
PV | 0 | 0 | 0 | 0 | 0 | 0
PeakG | 0 | 0 | 0 | 0 | 0 | 0
PeakO | 0 | 0 | 0 | 0 | 0 | 0
ST | 0 | 0 | 0 | 0 | 0 | 0
STOG | 0 | 0 | 0 | 0 | 0 | 0
STWD | 0 | 0 | 0 | 0 | 0 | 0
WT | 0 | 0 | 0 | 0 | 0 | 0
IGCC | 0 | 0 | 0 | 0 | 0 | 0
DemandResponse | 0 | 0 | 0 | 0 | 0 | 0
IGCC-CCS | 0 | 0 | 0 | 0 | 0 | 0
WT_off | 0 | 0 | 0 | 0 | 0 | 0
PseudoUnit | 0 | 0 | 0 | 0 | 0 | 0
FixedInterchange | 0 | 0 | 0 | 0 | 0 | 0
Emission Cost by Reporting Type: HQ_NEISO
ReportingType | 2015 | 2020 | 2025 | 2030 | 2035 | 2040
BM | 0 | 0 | 0 | 0 | 0 | 0
CC | 0 | 0 | 0 | 0 | 0 | 0
CSP | 0 | 0 | 0 | 0 | 0 | 0
CT | 0 | 0 | 0 | 0 | 0 | 0
Coal | 0 | 0 | 0 | 0 | 0 | 0
Geo | 0 | 0 | 0 | 0 | 0 | 0
H | 0 | 0 | 0 | 0 | 0 | 0
LFG | 0 | 0 | 0 | 0 | 0 | 0
Nuc | 0 | 0 | 0 | 0 | 0 | 0
PS | 0 | 0 | 0 | 0 | 0 | 0
PV | 0 | 0 | 0 | 0 | 0 | 0
PeakG | 0 | 0 | 0 | 0 | 0 | 0
PeakO | 0 | 0 | 0 | 0 | 0 | 0
ST | 0 | 0 | 0 | 0 | 0 | 0
STOG | 0 | 0 | 0 | 0 | 0 | 0
STWD | 0 | 0 | 0 | 0 | 0 | 0
WT | 0 | 0 | 0 | 0 | 0 | 0
IGCC | 0 | 0 | 0 | 0 | 0 | 0
DemandResponse | 0 | 0 | 0 | 0 | 0 | 0
IGCC-CCS | 0 | 0 | 0 | 0 | 0 | 0
WT_off | 0 | 0 | 0 | 0 | 0 | 0
PseudoUnit | 0 | 0 | 0 | 0 | 0 | 0
FixedInterchange | 0 | 0 | 0 | 0 | 0 | 0
Emission Cost by Reporting Type: HQ_NY
ReportingType | 2015 | 2020 | 2025 | 2030 | 2035 | 2040
BM | 0 | 0 | 0 | 0 | 0 | 0
CC | 0 | 0 | 0 | 0 | 0 | 0
CSP | 0 | 0 | 0 | 0 | 0 | 0
CT | 0 | 0 | 0 | 0 | 0 | 0
Coal | 0 | 0 | 0 | 0 | 0 | 0
Geo | 0 | 0 | 0 | 0 | 0 | 0
H | 0 | 0 | 0 | 0 | 0 | 0
LFG | 0 | 0 | 0 | 0 | 0 | 0
Nuc | 0 | 0 | 0 | 0 | 0 | 0
PS | 0 | 0 | 0 | 0 | 0 | 0
PV | 0 | 0 | 0 | 0 | 0 | 0
PeakG | 0 | 0 | 0 | 0 | 0 | 0
PeakO | 0 | 0 | 0 | 0 | 0 | 0
ST | 0 | 0 | 0 | 0 | 0 | 0
STOG | 0 | 0 | 0 | 0 | 0 | 0
STWD | 0 | 0 | 0 | 0 | 0 | 0
WT | 0 | 0 | 0 | 0 | 0 | 0
IGCC | 0 | 0 | 0 | 0 | 0 | 0
DemandResponse | 0 | 0 | 0 | 0 | 0 | 0
IGCC-CCS | 0 | 0 | 0 | 0 | 0 | 0
WT_off | 0 | 0 | 0 | 0 | 0 | 0
PseudoUnit | 0 | 0 | 0 | 0 | 0 | 0
FixedInterchange | 0 | 0 | 0 | 0 | 0 | 0
Emission Cost by Reporting Type: MARITIMES
ReportingType | 2015 | 2020 | 2025 | 2030 | 2035 | 2040
BM | 0 | 0 | 0 | 0 | 0 | 0
CC | 0 | 0 | 0 | 0 | 0 | 0
CSP | 0 | 0 | 0 | 0 | 0 | 0
CT | 0 | 0 | 0 | 0 | 0 | 0
Coal | 0 | 0 | 0 | 0 | 0 | 0
Geo | 0 | 0 | 0 | 0 | 0 | 0
H | 0 | 0 | 0 | 0 | 0 | 0
LFG | 0 | 0 | 0 | 0 | 0 | 0
Nuc | 0 | 0 | 0 | 0 | 0 | 0
PS | 0 | 0 | 0 | 0 | 0 | 0
PV | 0 | 0 | 0 | 0 | 0 | 0
PeakG | 0 | 0 | 0 | 0 | 0 | 0
PeakO | 0 | 0 | 0 | 0 | 0 | 0
ST | 0 | 0 | 0 | 0 | 0 | 0
STOG | 0 | 0 | 0 | 0 | 0 | 0
STWD | 0 | 0 | 0 | 0 | 0 | 0
WT | 0 | 0 | 0 | 0 | 0 | 0
IGCC | 0 | 0 | 0 | 0 | 0 | 0
DemandResponse | 0 | 0 | 0 | 0 | 0 | 0
IGCC-CCS | 0 | 0 | 0 | 0 | 0 | 0
WT_off | 0 | 0 | 0 | 0 | 0 | 0
PseudoUnit | 0 | 0 | 0 | 0 | 0 | 0
FixedInterchange | 0 | 0 | 0 | 0 | 0 | 0
Emission Cost by Reporting Type: All
ReportingType | 2015 | 2020 | 2025 | 2030 | 2035 | 2040
BM | 0 | 0 | 0 | 0 | 0 | 0
CC | 0 | 0 | 0 | 0 | 0 | 0
CSP | 0 | 0 | 0 | 0 | 0 | 0
CT | 0 | 0 | 0 | 0 | 0 | 0
Coal | 559.07 | 0 | 0 | 0 | 0 | 0
Geo | 0 | 0 | 0 | 0 | 0 | 0
H | 0 | 0 | 0 | 0 | 0 | 0
LFG | 0 | 0 | 0 | 0 | 0 | 0
Nuc | 0 | 0 | 0 | 0 | 0 | 0
PS | 0 | 0 | 0 | 0 | 0 | 0
PV | 0 | 0 | 0 | 0 | 0 | 0
PeakG | 0 | 0 | 0 | 0 | 0 | 0
PeakO | 0 | 0 | 0 | 0 | 0 | 0
ST | 0 | 0 | 0 | 0 | 0 | 0
STOG | 0 | 0 | 0 | 0 | 0 | 0
STWD | 0 | 0 | 0 | 0 | 0 | 0
WT | 0 | 0 | 0 | 0 | 0 | 0
IGCC | 0.25 | 0 | 0 | 0 | 0 | 0
DemandResponse | 0 | 0 | 0 | 0 | 0 | 0
IGCC-CCS | 0 | 0 | 0 | 0 | 0 | 0
WT_off | 0 | 0 | 0 | 0 | 0 | 0
PseudoUnit | 0 | 0 | 0 | 0 | 0 | 0
FixedInterchange | 0 | 0 | 0 | 0 | 0 | 0
Emission Cost by Reporting Type: EI_US
ReportingType | 2015 | 2020 | 2025 | 2030 | 2035 | 2040
BM | 0 | 0 | 0 | 0 | 0 | 0
CC | 0 | 0 | 0 | 0 | 0 | 0
CSP | 0 | 0 | 0 | 0 | 0 | 0
CT | 0 | 0 | 0 | 0 | 0 | 0
Coal | 525.92 | 0 | 0 | 0 | 0 | 0
Geo | 0 | 0 | 0 | 0 | 0 | 0
H | 0 | 0 | 0 | 0 | 0 | 0
LFG | 0 | 0 | 0 | 0 | 0 | 0
Nuc | 0 | 0 | 0 | 0 | 0 | 0
PS | 0 | 0 | 0 | 0 | 0 | 0
PV | 0 | 0 | 0 | 0 | 0 | 0
PeakG | 0 | 0 | 0 | 0 | 0 | 0
PeakO | 0 | 0 | 0 | 0 | 0 | 0
ST | 0 | 0 | 0 | 0 | 0 | 0
STOG | 0 | 0 | 0 | 0 | 0 | 0
STWD | 0 | 0 | 0 | 0 | 0 | 0
WT | 0 | 0 | 0 | 0 | 0 | 0
IGCC | 0.25 | 0 | 0 | 0 | 0 | 0
DemandResponse | 0 | 0 | 0 | 0 | 0 | 0
IGCC-CCS | 0 | 0 | 0 | 0 | 0 | 0
WT_off | 0 | 0 | 0 | 0 | 0 | 0
PseudoUnit | 0 | 0 | 0 | 0 | 0 | 0
FixedInterchange | 0 | 0 | 0 | 0 | 0 | 0
Emission Cost by Reporting Type: EI_Canada
ReportingType | 2015 | 2020 | 2025 | 2030 | 2035 | 2040
BM | 0 | 0 | 0 | 0 | 0 | 0
CC | 0 | 0 | 0 | 0 | 0 | 0
CSP | 0 | 0 | 0 | 0 | 0 | 0
CT | 0 | 0 | 0 | 0 | 0 | 0
Coal | 0 | 0 | 0 | 0 | 0 | 0
Geo | 0 | 0 | 0 | 0 | 0 | 0
H | 0 | 0 | 0 | 0 | 0 | 0
LFG | 0 | 0 | 0 | 0 | 0 | 0
Nuc | 0 | 0 | 0 | 0 | 0 | 0
PS | 0 | 0 | 0 | 0 | 0 | 0
PV | 0 | 0 | 0 | 0 | 0 | 0
PeakG | 0 | 0 | 0 | 0 | 0 | 0
PeakO | 0 | 0 | 0 | 0 | 0 | 0
ST | 0 | 0 | 0 | 0 | 0 | 0
STOG | 0 | 0 | 0 | 0 | 0 | 0
STWD | 0 | 0 | 0 | 0 | 0 | 0
WT | 0 | 0 | 0 | 0 | 0 | 0
IGCC | 0 | 0 | 0 | 0 | 0 | 0
DemandResponse | 0 | 0 | 0 | 0 | 0 | 0
IGCC-CCS | 0 | 0 | 0 | 0 | 0 | 0
WT_off | 0 | 0 | 0 | 0 | 0 | 0
PseudoUnit | 0 | 0 | 0 | 0 | 0 | 0
FixedInterchange | 0 | 0 | 0 | 0 | 0 | 0
Emission Cost by Reporting Type: EI
ReportingType | 2015 | 2020 | 2025 | 2030 | 2035 | 2040
BM | 0 | 0 | 0 | 0 | 0 | 0
CC | 0 | 0 | 0 | 0 | 0 | 0
CSP | 0 | 0 | 0 | 0 | 0 | 0
CT | 0 | 0 | 0 | 0 | 0 | 0
Coal | 525.92 | 0 | 0 | 0 | 0 | 0
Geo | 0 | 0 | 0 | 0 | 0 | 0
H | 0 | 0 | 0 | 0 | 0 | 0
LFG | 0 | 0 | 0 | 0 | 0 | 0
Nuc | 0 | 0 | 0 | 0 | 0 | 0
PS | 0 | 0 | 0 | 0 | 0 | 0
PV | 0 | 0 | 0 | 0 | 0 | 0
PeakG | 0 | 0 | 0 | 0 | 0 | 0
PeakO | 0 | 0 | 0 | 0 | 0 | 0
ST | 0 | 0 | 0 | 0 | 0 | 0
STOG | 0 | 0 | 0 | 0 | 0 | 0
STWD | 0 | 0 | 0 | 0 | 0 | 0
WT | 0 | 0 | 0 | 0 | 0 | 0
IGCC | 0.25 | 0 | 0 | 0 | 0 | 0
DemandResponse | 0 | 0 | 0 | 0 | 0 | 0
IGCC-CCS | 0 | 0 | 0 | 0 | 0 | 0
WT_off | 0 | 0 | 0 | 0 | 0 | 0
PseudoUnit | 0 | 0 | 0 | 0 | 0 | 0
FixedInterchange | 0 | 0 | 0 | 0 | 0 | 0
Emission Cost by Reporting Type: Outside_EI
ReportingType | 2015 | 2020 | 2025 | 2030 | 2035 | 2040
BM | 0 | 0 | 0 | 0 | 0 | 0
CC | 0 | 0 | 0 | 0 | 0 | 0
CSP | 0 | 0 | 0 | 0 | 0 | 0
CT | 0 | 0 | 0 | 0 | 0 | 0
Coal | 33.15 | 0 | 0 | 0 | 0 | 0
Geo | 0 | 0 | 0 | 0 | 0 | 0
H | 0 | 0 | 0 | 0 | 0 | 0
LFG | 0 | 0 | 0 | 0 | 0 | 0
Nuc | 0 | 0 | 0 | 0 | 0 | 0
PS | 0 | 0 | 0 | 0 | 0 | 0
PV | 0 | 0 | 0 | 0 | 0 | 0
PeakG | 0 | 0 | 0 | 0 | 0 | 0
PeakO | 0 | 0 | 0 | 0 | 0 | 0
ST | 0 | 0 | 0 | 0 | 0 | 0
STOG | 0 | 0 | 0 | 0 | 0 | 0
STWD | 0 | 0 | 0 | 0 | 0 | 0
WT | 0 | 0 | 0 | 0 | 0 | 0
IGCC | 0 | 0 | 0 | 0 | 0 | 0
DemandResponse | 0 | 0 | 0 | 0 | 0 | 0
IGCC-CCS | 0 | 0 | 0 | 0 | 0 | 0
WT_off | 0 | 0 | 0 | 0 | 0 | 0
PseudoUnit | 0 | 0 | 0 | 0 | 0 | 0
FixedInterchange | 0 | 0 | 0 | 0 | 0 | 0
==== Emission Program: CAIRNoxSeasonal : (NOx) ====
Emission Cost by Reporting Type: Entergy
ReportingType | 2015 | 2020 | 2025 | 2030 | 2035 | 2040
BM | 0 | 0 | 0 | 0 | 0 | 0
CC | 0 | 0 | 0 | 0 | 0 | 0
CSP | 0 | 0 | 0 | 0 | 0 | 0
CT | 0 | 0 | 0 | 0 | 0 | 0
Coal | 0 | 0 | 0 | 0 | 0 | 0
Geo | 0 | 0 | 0 | 0 | 0 | 0
H | 0 | 0 | 0 | 0 | 0 | 0
LFG | 0 | 0 | 0 | 0 | 0 | 0
Nuc | 0 | 0 | 0 | 0 | 0 | 0
PS | 0 | 0 | 0 | 0 | 0 | 0
PV | 0 | 0 | 0 | 0 | 0 | 0
PeakG | 0 | 0 | 0 | 0 | 0 | 0
PeakO | 0 | 0 | 0 | 0 | 0 | 0
ST | 0 | 0 | 0 | 0 | 0 | 0
STOG | 0 | 0 | 0 | 0 | 0 | 0
STWD | 0 | 0 | 0 | 0 | 0 | 0
WT | 0 | 0 | 0 | 0 | 0 | 0
IGCC | 0 | 0 | 0 | 0 | 0 | 0
DemandResponse | 0 | 0 | 0 | 0 | 0 | 0
IGCC-CCS | 0 | 0 | 0 | 0 | 0 | 0
WT_off | 0 | 0 | 0 | 0 | 0 | 0
PseudoUnit | 0 | 0 | 0 | 0 | 0 | 0
FixedInterchange | 0 | 0 | 0 | 0 | 0 | 0
Emission Cost by Reporting Type: FRCC
ReportingType | 2015 | 2020 | 2025 | 2030 | 2035 | 2040
BM | 0 | 0 | 0 | 0 | 0 | 0
CC | 0 | 0 | 0 | 0 | 0 | 0
CSP | 0 | 0 | 0 | 0 | 0 | 0
CT | 0 | 0 | 0 | 0 | 0 | 0
Coal | 0 | 0 | 0 | 0 | 0 | 0
Geo | 0 | 0 | 0 | 0 | 0 | 0
H | 0 | 0 | 0 | 0 | 0 | 0
LFG | 0 | 0 | 0 | 0 | 0 | 0
Nuc | 0 | 0 | 0 | 0 | 0 | 0
PS | 0 | 0 | 0 | 0 | 0 | 0
PV | 0 | 0 | 0 | 0 | 0 | 0
PeakG | 0 | 0 | 0 | 0 | 0 | 0
PeakO | 0 | 0 | 0 | 0 | 0 | 0
ST | 0 | 0 | 0 | 0 | 0 | 0
STOG | 0 | 0 | 0 | 0 | 0 | 0
STWD | 0 | 0 | 0 | 0 | 0 | 0
WT | 0 | 0 | 0 | 0 | 0 | 0
IGCC | 0 | 0 | 0 | 0 | 0 | 0
DemandResponse | 0 | 0 | 0 | 0 | 0 | 0
IGCC-CCS | 0 | 0 | 0 | 0 | 0 | 0
WT_off | 0 | 0 | 0 | 0 | 0 | 0
PseudoUnit | 0 | 0 | 0 | 0 | 0 | 0
FixedInterchange | 0 | 0 | 0 | 0 | 0 | 0
Emission Cost by Reporting Type: MAPP_US
ReportingType | 2015 | 2020 | 2025 | 2030 | 2035 | 2040
BM | 0 | 0 | 0 | 0 | 0 | 0
CC | 0 | 0 | 0 | 0 | 0 | 0
CSP | 0 | 0 | 0 | 0 | 0 | 0
CT | 0 | 0 | 0 | 0 | 0 | 0
Coal | 0 | 0 | 0 | 0 | 0 | 0
Geo | 0 | 0 | 0 | 0 | 0 | 0
H | 0 | 0 | 0 | 0 | 0 | 0
LFG | 0 | 0 | 0 | 0 | 0 | 0
Nuc | 0 | 0 | 0 | 0 | 0 | 0
PS | 0 | 0 | 0 | 0 | 0 | 0
PV | 0 | 0 | 0 | 0 | 0 | 0
PeakG | 0 | 0 | 0 | 0 | 0 | 0
PeakO | 0 | 0 | 0 | 0 | 0 | 0
ST | 0 | 0 | 0 | 0 | 0 | 0
STOG | 0 | 0 | 0 | 0 | 0 | 0
STWD | 0 | 0 | 0 | 0 | 0 | 0
WT | 0 | 0 | 0 | 0 | 0 | 0
IGCC | 0 | 0 | 0 | 0 | 0 | 0
DemandResponse | 0 | 0 | 0 | 0 | 0 | 0
IGCC-CCS | 0 | 0 | 0 | 0 | 0 | 0
WT_off | 0 | 0 | 0 | 0 | 0 | 0
PseudoUnit | 0 | 0 | 0 | 0 | 0 | 0
FixedInterchange | 0 | 0 | 0 | 0 | 0 | 0
Emission Cost by Reporting Type: MISO_IN
ReportingType | 2015 | 2020 | 2025 | 2030 | 2035 | 2040
BM | 0 | 0 | 0 | 0 | 0 | 0
CC | 0 | 0 | 0 | 0 | 0 | 0
CSP | 0 | 0 | 0 | 0 | 0 | 0
CT | 0 | 0 | 0 | 0 | 0 | 0
Coal | 0 | 0 | 0 | 0 | 0 | 0
Geo | 0 | 0 | 0 | 0 | 0 | 0
H | 0 | 0 | 0 | 0 | 0 | 0
LFG | 0 | 0 | 0 | 0 | 0 | 0
Nuc | 0 | 0 | 0 | 0 | 0 | 0
PS | 0 | 0 | 0 | 0 | 0 | 0
PV | 0 | 0 | 0 | 0 | 0 | 0
PeakG | 0 | 0 | 0 | 0 | 0 | 0
PeakO | 0 | 0 | 0 | 0 | 0 | 0
ST | 0 | 0 | 0 | 0 | 0 | 0
STOG | 0 | 0 | 0 | 0 | 0 | 0
STWD | 0 | 0 | 0 | 0 | 0 | 0
WT | 0 | 0 | 0 | 0 | 0 | 0
IGCC | 0 | 0 | 0 | 0 | 0 | 0
DemandResponse | 0 | 0 | 0 | 0 | 0 | 0
IGCC-CCS | 0 | 0 | 0 | 0 | 0 | 0
WT_off | 0 | 0 | 0 | 0 | 0 | 0
PseudoUnit | 0 | 0 | 0 | 0 | 0 | 0
FixedInterchange | 0 | 0 | 0 | 0 | 0 | 0
Emission Cost by Reporting Type: MISO_MI
ReportingType | 2015 | 2020 | 2025 | 2030 | 2035 | 2040
BM | 0 | 0 | 0 | 0 | 0 | 0
CC | 0 | 0 | 0 | 0 | 0 | 0
CSP | 0 | 0 | 0 | 0 | 0 | 0
CT | 0 | 0 | 0 | 0 | 0 | 0
Coal | 0 | 0 | 0 | 0 | 0 | 0
Geo | 0 | 0 | 0 | 0 | 0 | 0
H | 0 | 0 | 0 | 0 | 0 | 0
LFG | 0 | 0 | 0 | 0 | 0 | 0
Nuc | 0 | 0 | 0 | 0 | 0 | 0
PS | 0 | 0 | 0 | 0 | 0 | 0
PV | 0 | 0 | 0 | 0 | 0 | 0
PeakG | 0 | 0 | 0 | 0 | 0 | 0
PeakO | 0 | 0 | 0 | 0 | 0 | 0
ST | 0 | 0 | 0 | 0 | 0 | 0
STOG | 0 | 0 | 0 | 0 | 0 | 0
STWD | 0 | 0 | 0 | 0 | 0 | 0
WT | 0 | 0 | 0 | 0 | 0 | 0
IGCC | 0 | 0 | 0 | 0 | 0 | 0
DemandResponse | 0 | 0 | 0 | 0 | 0 | 0
IGCC-CCS | 0 | 0 | 0 | 0 | 0 | 0
WT_off | 0 | 0 | 0 | 0 | 0 | 0
PseudoUnit | 0 | 0 | 0 | 0 | 0 | 0
FixedInterchange | 0 | 0 | 0 | 0 | 0 | 0
Emission Cost by Reporting Type: MISO_MO-IL
ReportingType | 2015 | 2020 | 2025 | 2030 | 2035 | 2040
BM | 0 | 0 | 0 | 0 | 0 | 0
CC | 0 | 0 | 0 | 0 | 0 | 0
CSP | 0 | 0 | 0 | 0 | 0 | 0
CT | 0 | 0 | 0 | 0 | 0 | 0
Coal | 0 | 0 | 0 | 0 | 0 | 0
Geo | 0 | 0 | 0 | 0 | 0 | 0
H | 0 | 0 | 0 | 0 | 0 | 0
LFG | 0 | 0 | 0 | 0 | 0 | 0
Nuc | 0 | 0 | 0 | 0 | 0 | 0
PS | 0 | 0 | 0 | 0 | 0 | 0
PV | 0 | 0 | 0 | 0 | 0 | 0
PeakG | 0 | 0 | 0 | 0 | 0 | 0
PeakO | 0 | 0 | 0 | 0 | 0 | 0
ST | 0 | 0 | 0 | 0 | 0 | 0
STOG | 0 | 0 | 0 | 0 | 0 | 0
STWD | 0 | 0 | 0 | 0 | 0 | 0
WT | 0 | 0 | 0 | 0 | 0 | 0
IGCC | 0 | 0 | 0 | 0 | 0 | 0
DemandResponse | 0 | 0 | 0 | 0 | 0 | 0
IGCC-CCS | 0 | 0 | 0 | 0 | 0 | 0
WT_off | 0 | 0 | 0 | 0 | 0 | 0
PseudoUnit | 0 | 0 | 0 | 0 | 0 | 0
FixedInterchange | 0 | 0 | 0 | 0 | 0 | 0
Emission Cost by Reporting Type: MISO_W
ReportingType | 2015 | 2020 | 2025 | 2030 | 2035 | 2040
BM | 0 | 0 | 0 | 0 | 0 | 0
CC | 0 | 0 | 0 | 0 | 0 | 0
CSP | 0 | 0 | 0 | 0 | 0 | 0
CT | 0 | 0 | 0 | 0 | 0 | 0
Coal | 0 | 0 | 0 | 0 | 0 | 0
Geo | 0 | 0 | 0 | 0 | 0 | 0
H | 0 | 0 | 0 | 0 | 0 | 0
LFG | 0 | 0 | 0 | 0 | 0 | 0
Nuc | 0 | 0 | 0 | 0 | 0 | 0
PS | 0 | 0 | 0 | 0 | 0 | 0
PV | 0 | 0 | 0 | 0 | 0 | 0
PeakG | 0 | 0 | 0 | 0 | 0 | 0
PeakO | 0 | 0 | 0 | 0 | 0 | 0
ST | 0 | 0 | 0 | 0 | 0 | 0
STOG | 0 | 0 | 0 | 0 | 0 | 0
STWD | 0 | 0 | 0 | 0 | 0 | 0
WT | 0 | 0 | 0 | 0 | 0 | 0
IGCC | 0 | 0 | 0 | 0 | 0 | 0
DemandResponse | 0 | 0 | 0 | 0 | 0 | 0
IGCC-CCS | 0 | 0 | 0 | 0 | 0 | 0
WT_off | 0 | 0 | 0 | 0 | 0 | 0
PseudoUnit | 0 | 0 | 0 | 0 | 0 | 0
FixedInterchange | 0 | 0 | 0 | 0 | 0 | 0
Emission Cost by Reporting Type: MISO_WUMS
ReportingType | 2015 | 2020 | 2025 | 2030 | 2035 | 2040
BM | 0 | 0 | 0 | 0 | 0 | 0
CC | 0 | 0 | 0 | 0 | 0 | 0
CSP | 0 | 0 | 0 | 0 | 0 | 0
CT | 0 | 0 | 0 | 0 | 0 | 0
Coal | 0 | 0 | 0 | 0 | 0 | 0
Geo | 0 | 0 | 0 | 0 | 0 | 0
H | 0 | 0 | 0 | 0 | 0 | 0
LFG | 0 | 0 | 0 | 0 | 0 | 0
Nuc | 0 | 0 | 0 | 0 | 0 | 0
PS | 0 | 0 | 0 | 0 | 0 | 0
PV | 0 | 0 | 0 | 0 | 0 | 0
PeakG | 0 | 0 | 0 | 0 | 0 | 0
PeakO | 0 | 0 | 0 | 0 | 0 | 0
ST | 0 | 0 | 0 | 0 | 0 | 0
STOG | 0 | 0 | 0 | 0 | 0 | 0
STWD | 0 | 0 | 0 | 0 | 0 | 0
WT | 0 | 0 | 0 | 0 | 0 | 0
IGCC | 0 | 0 | 0 | 0 | 0 | 0
DemandResponse | 0 | 0 | 0 | 0 | 0 | 0
IGCC-CCS | 0 | 0 | 0 | 0 | 0 | 0
WT_off | 0 | 0 | 0 | 0 | 0 | 0
PseudoUnit | 0 | 0 | 0 | 0 | 0 | 0
FixedInterchange | 0 | 0 | 0 | 0 | 0 | 0
Emission Cost by Reporting Type: Nebraska
ReportingType | 2015 | 2020 | 2025 | 2030 | 2035 | 2040
BM | 0 | 0 | 0 | 0 | 0 | 0
CC | 0 | 0 | 0 | 0 | 0 | 0
CSP | 0 | 0 | 0 | 0 | 0 | 0
CT | 0 | 0 | 0 | 0 | 0 | 0
Coal | 0 | 0 | 0 | 0 | 0 | 0
Geo | 0 | 0 | 0 | 0 | 0 | 0
H | 0 | 0 | 0 | 0 | 0 | 0
LFG | 0 | 0 | 0 | 0 | 0 | 0
Nuc | 0 | 0 | 0 | 0 | 0 | 0
PS | 0 | 0 | 0 | 0 | 0 | 0
PV | 0 | 0 | 0 | 0 | 0 | 0
PeakG | 0 | 0 | 0 | 0 | 0 | 0
PeakO | 0 | 0 | 0 | 0 | 0 | 0
ST | 0 | 0 | 0 | 0 | 0 | 0
STOG | 0 | 0 | 0 | 0 | 0 | 0
STWD | 0 | 0 | 0 | 0 | 0 | 0
WT | 0 | 0 | 0 | 0 | 0 | 0
IGCC | 0 | 0 | 0 | 0 | 0 | 0
DemandResponse | 0 | 0 | 0 | 0 | 0 | 0
IGCC-CCS | 0 | 0 | 0 | 0 | 0 | 0
WT_off | 0 | 0 | 0 | 0 | 0 | 0
PseudoUnit | 0 | 0 | 0 | 0 | 0 | 0
FixedInterchange | 0 | 0 | 0 | 0 | 0 | 0
Emission Cost by Reporting Type: NEISO
ReportingType | 2015 | 2020 | 2025 | 2030 | 2035 | 2040
BM | 0 | 0 | 0 | 0 | 0 | 0
CC | 0 | 0 | 0 | 0 | 0 | 0
CSP | 0 | 0 | 0 | 0 | 0 | 0
CT | 0 | 0 | 0 | 0 | 0 | 0
Coal | 0 | 0 | 0 | 0 | 0 | 0
Geo | 0 | 0 | 0 | 0 | 0 | 0
H | 0 | 0 | 0 | 0 | 0 | 0
LFG | 0 | 0 | 0 | 0 | 0 | 0
Nuc | 0 | 0 | 0 | 0 | 0 | 0
PS | 0 | 0 | 0 | 0 | 0 | 0
PV | 0 | 0 | 0 | 0 | 0 | 0
PeakG | 0 | 0 | 0 | 0 | 0 | 0
PeakO | 0 | 0 | 0 | 0 | 0 | 0
ST | 0 | 0 | 0 | 0 | 0 | 0
STOG | 0 | 0 | 0 | 0 | 0 | 0
STWD | 0 | 0 | 0 | 0 | 0 | 0
WT | 0 | 0 | 0 | 0 | 0 | 0
IGCC | 0 | 0 | 0 | 0 | 0 | 0
DemandResponse | 0 | 0 | 0 | 0 | 0 | 0
IGCC-CCS | 0 | 0 | 0 | 0 | 0 | 0
WT_off | 0 | 0 | 0 | 0 | 0 | 0
PseudoUnit | 0 | 0 | 0 | 0 | 0 | 0
FixedInterchange | 0 | 0 | 0 | 0 | 0 | 0
Emission Cost by Reporting Type: NonRTO_Midwest
ReportingType | 2015 | 2020 | 2025 | 2030 | 2035 | 2040
BM | 0 | 0 | 0 | 0 | 0 | 0
CC | 0 | 0 | 0 | 0 | 0 | 0
CSP | 0 | 0 | 0 | 0 | 0 | 0
CT | 0 | 0 | 0 | 0 | 0 | 0
Coal | 0 | 0 | 0 | 0 | 0 | 0
Geo | 0 | 0 | 0 | 0 | 0 | 0
H | 0 | 0 | 0 | 0 | 0 | 0
LFG | 0 | 0 | 0 | 0 | 0 | 0
Nuc | 0 | 0 | 0 | 0 | 0 | 0
PS | 0 | 0 | 0 | 0 | 0 | 0
PV | 0 | 0 | 0 | 0 | 0 | 0
PeakG | 0 | 0 | 0 | 0 | 0 | 0
PeakO | 0 | 0 | 0 | 0 | 0 | 0
ST | 0 | 0 | 0 | 0 | 0 | 0
STOG | 0 | 0 | 0 | 0 | 0 | 0
STWD | 0 | 0 | 0 | 0 | 0 | 0
WT | 0 | 0 | 0 | 0 | 0 | 0
IGCC | 0 | 0 | 0 | 0 | 0 | 0
DemandResponse | 0 | 0 | 0 | 0 | 0 | 0
IGCC-CCS | 0 | 0 | 0 | 0 | 0 | 0
WT_off | 0 | 0 | 0 | 0 | 0 | 0
PseudoUnit | 0 | 0 | 0 | 0 | 0 | 0
FixedInterchange | 0 | 0 | 0 | 0 | 0 | 0
Emission Cost by Reporting Type: NYISO_A-F
ReportingType | 2015 | 2020 | 2025 | 2030 | 2035 | 2040
BM | 0 | 0 | 0 | 0 | 0 | 0
CC | 0 | 0 | 0 | 0 | 0 | 0
CSP | 0 | 0 | 0 | 0 | 0 | 0
CT | 0 | 0 | 0 | 0 | 0 | 0
Coal | 0 | 0 | 0 | 0 | 0 | 0
Geo | 0 | 0 | 0 | 0 | 0 | 0
H | 0 | 0 | 0 | 0 | 0 | 0
LFG | 0 | 0 | 0 | 0 | 0 | 0
Nuc | 0 | 0 | 0 | 0 | 0 | 0
PS | 0 | 0 | 0 | 0 | 0 | 0
PV | 0 | 0 | 0 | 0 | 0 | 0
PeakG | 0 | 0 | 0 | 0 | 0 | 0
PeakO | 0 | 0 | 0 | 0 | 0 | 0
ST | 0 | 0 | 0 | 0 | 0 | 0
STOG | 0 | 0 | 0 | 0 | 0 | 0
STWD | 0 | 0 | 0 | 0 | 0 | 0
WT | 0 | 0 | 0 | 0 | 0 | 0
IGCC | 0 | 0 | 0 | 0 | 0 | 0
DemandResponse | 0 | 0 | 0 | 0 | 0 | 0
IGCC-CCS | 0 | 0 | 0 | 0 | 0 | 0
WT_off | 0 | 0 | 0 | 0 | 0 | 0
PseudoUnit | 0 | 0 | 0 | 0 | 0 | 0
FixedInterchange | 0 | 0 | 0 | 0 | 0 | 0
Emission Cost by Reporting Type: NYISO_G-I
ReportingType | 2015 | 2020 | 2025 | 2030 | 2035 | 2040
BM | 0 | 0 | 0 | 0 | 0 | 0
CC | 0 | 0 | 0 | 0 | 0 | 0
CSP | 0 | 0 | 0 | 0 | 0 | 0
CT | 0 | 0 | 0 | 0 | 0 | 0
Coal | 0 | 0 | 0 | 0 | 0 | 0
Geo | 0 | 0 | 0 | 0 | 0 | 0
H | 0 | 0 | 0 | 0 | 0 | 0
LFG | 0 | 0 | 0 | 0 | 0 | 0
Nuc | 0 | 0 | 0 | 0 | 0 | 0
PS | 0 | 0 | 0 | 0 | 0 | 0
PV | 0 | 0 | 0 | 0 | 0 | 0
PeakG | 0 | 0 | 0 | 0 | 0 | 0
PeakO | 0 | 0 | 0 | 0 | 0 | 0
ST | 0 | 0 | 0 | 0 | 0 | 0
STOG | 0 | 0 | 0 | 0 | 0 | 0
STWD | 0 | 0 | 0 | 0 | 0 | 0
WT | 0 | 0 | 0 | 0 | 0 | 0
IGCC | 0 | 0 | 0 | 0 | 0 | 0
DemandResponse | 0 | 0 | 0 | 0 | 0 | 0
IGCC-CCS | 0 | 0 | 0 | 0 | 0 | 0
WT_off | 0 | 0 | 0 | 0 | 0 | 0
PseudoUnit | 0 | 0 | 0 | 0 | 0 | 0
FixedInterchange | 0 | 0 | 0 | 0 | 0 | 0
Emission Cost by Reporting Type: NYISO_J-K
ReportingType | 2015 | 2020 | 2025 | 2030 | 2035 | 2040
BM | 0 | 0 | 0 | 0 | 0 | 0
CC | 0 | 0 | 0 | 0 | 0 | 0
CSP | 0 | 0 | 0 | 0 | 0 | 0
CT | 0 | 0 | 0 | 0 | 0 | 0
Coal | 0 | 0 | 0 | 0 | 0 | 0
Geo | 0 | 0 | 0 | 0 | 0 | 0
H | 0 | 0 | 0 | 0 | 0 | 0
LFG | 0 | 0 | 0 | 0 | 0 | 0
Nuc | 0 | 0 | 0 | 0 | 0 | 0
PS | 0 | 0 | 0 | 0 | 0 | 0
PV | 0 | 0 | 0 | 0 | 0 | 0
PeakG | 0 | 0 | 0 | 0 | 0 | 0
PeakO | 0 | 0 | 0 | 0 | 0 | 0
ST | 0 | 0 | 0 | 0 | 0 | 0
STOG | 0 | 0 | 0 | 0 | 0 | 0
STWD | 0 | 0 | 0 | 0 | 0 | 0
WT | 0 | 0 | 0 | 0 | 0 | 0
IGCC | 0 | 0 | 0 | 0 | 0 | 0
DemandResponse | 0 | 0 | 0 | 0 | 0 | 0
IGCC-CCS | 0 | 0 | 0 | 0 | 0 | 0
WT_off | 0 | 0 | 0 | 0 | 0 | 0
PseudoUnit | 0 | 0 | 0 | 0 | 0 | 0
FixedInterchange | 0 | 0 | 0 | 0 | 0 | 0
Emission Cost by Reporting Type: PJM_E
ReportingType | 2015 | 2020 | 2025 | 2030 | 2035 | 2040
BM | 0 | 0 | 0 | 0 | 0 | 0
CC | 0 | 0 | 0 | 0 | 0 | 0
CSP | 0 | 0 | 0 | 0 | 0 | 0
CT | 0 | 0 | 0 | 0 | 0 | 0
Coal | 0 | 0 | 0 | 0 | 0 | 0
Geo | 0 | 0 | 0 | 0 | 0 | 0
H | 0 | 0 | 0 | 0 | 0 | 0
LFG | 0 | 0 | 0 | 0 | 0 | 0
Nuc | 0 | 0 | 0 | 0 | 0 | 0
PS | 0 | 0 | 0 | 0 | 0 | 0
PV | 0 | 0 | 0 | 0 | 0 | 0
PeakG | 0 | 0 | 0 | 0 | 0 | 0
PeakO | 0 | 0 | 0 | 0 | 0 | 0
ST | 0 | 0 | 0 | 0 | 0 | 0
STOG | 0 | 0 | 0 | 0 | 0 | 0
STWD | 0 | 0 | 0 | 0 | 0 | 0
WT | 0 | 0 | 0 | 0 | 0 | 0
IGCC | 0 | 0 | 0 | 0 | 0 | 0
DemandResponse | 0 | 0 | 0 | 0 | 0 | 0
IGCC-CCS | 0 | 0 | 0 | 0 | 0 | 0
WT_off | 0 | 0 | 0 | 0 | 0 | 0
PseudoUnit | 0 | 0 | 0 | 0 | 0 | 0
FixedInterchange | 0 | 0 | 0 | 0 | 0 | 0
Emission Cost by Reporting Type: PJM_ROM
ReportingType | 2015 | 2020 | 2025 | 2030 | 2035 | 2040
BM | 0 | 0 | 0 | 0 | 0 | 0
CC | 0 | 0 | 0 | 0 | 0 | 0
CSP | 0 | 0 | 0 | 0 | 0 | 0
CT | 0 | 0 | 0 | 0 | 0 | 0
Coal | 0 | 0 | 0 | 0 | 0 | 0
Geo | 0 | 0 | 0 | 0 | 0 | 0
H | 0 | 0 | 0 | 0 | 0 | 0
LFG | 0 | 0 | 0 | 0 | 0 | 0
Nuc | 0 | 0 | 0 | 0 | 0 | 0
PS | 0 | 0 | 0 | 0 | 0 | 0
PV | 0 | 0 | 0 | 0 | 0 | 0
PeakG | 0 | 0 | 0 | 0 | 0 | 0
PeakO | 0 | 0 | 0 | 0 | 0 | 0
ST | 0 | 0 | 0 | 0 | 0 | 0
STOG | 0 | 0 | 0 | 0 | 0 | 0
STWD | 0 | 0 | 0 | 0 | 0 | 0
WT | 0 | 0 | 0 | 0 | 0 | 0
IGCC | 0 | 0 | 0 | 0 | 0 | 0
DemandResponse | 0 | 0 | 0 | 0 | 0 | 0
IGCC-CCS | 0 | 0 | 0 | 0 | 0 | 0
WT_off | 0 | 0 | 0 | 0 | 0 | 0
PseudoUnit | 0 | 0 | 0 | 0 | 0 | 0
FixedInterchange | 0 | 0 | 0 | 0 | 0 | 0
Emission Cost by Reporting Type: PJM_ROR
ReportingType | 2015 | 2020 | 2025 | 2030 | 2035 | 2040
BM | 0 | 0 | 0 | 0 | 0 | 0
CC | 0 | 0 | 0 | 0 | 0 | 0
CSP | 0 | 0 | 0 | 0 | 0 | 0
CT | 0 | 0 | 0 | 0 | 0 | 0
Coal | 0 | 0 | 0 | 0 | 0 | 0
Geo | 0 | 0 | 0 | 0 | 0 | 0
H | 0 | 0 | 0 | 0 | 0 | 0
LFG | 0 | 0 | 0 | 0 | 0 | 0
Nuc | 0 | 0 | 0 | 0 | 0 | 0
PS | 0 | 0 | 0 | 0 | 0 | 0
PV | 0 | 0 | 0 | 0 | 0 | 0
PeakG | 0 | 0 | 0 | 0 | 0 | 0
PeakO | 0 | 0 | 0 | 0 | 0 | 0
ST | 0 | 0 | 0 | 0 | 0 | 0
STOG | 0 | 0 | 0 | 0 | 0 | 0
STWD | 0 | 0 | 0 | 0 | 0 | 0
WT | 0 | 0 | 0 | 0 | 0 | 0
IGCC | 0 | 0 | 0 | 0 | 0 | 0
DemandResponse | 0 | 0 | 0 | 0 | 0 | 0
IGCC-CCS | 0 | 0 | 0 | 0 | 0 | 0
WT_off | 0 | 0 | 0 | 0 | 0 | 0
PseudoUnit | 0 | 0 | 0 | 0 | 0 | 0
FixedInterchange | 0 | 0 | 0 | 0 | 0 | 0
Emission Cost by Reporting Type: SOCO
ReportingType | 2015 | 2020 | 2025 | 2030 | 2035 | 2040
BM | 0 | 0 | 0 | 0 | 0 | 0
CC | 0 | 0 | 0 | 0 | 0 | 0
CSP | 0 | 0 | 0 | 0 | 0 | 0
CT | 0 | 0 | 0 | 0 | 0 | 0
Coal | 0 | 0 | 0 | 0 | 0 | 0
Geo | 0 | 0 | 0 | 0 | 0 | 0
H | 0 | 0 | 0 | 0 | 0 | 0
LFG | 0 | 0 | 0 | 0 | 0 | 0
Nuc | 0 | 0 | 0 | 0 | 0 | 0
PS | 0 | 0 | 0 | 0 | 0 | 0
PV | 0 | 0 | 0 | 0 | 0 | 0
PeakG | 0 | 0 | 0 | 0 | 0 | 0
PeakO | 0 | 0 | 0 | 0 | 0 | 0
ST | 0 | 0 | 0 | 0 | 0 | 0
STOG | 0 | 0 | 0 | 0 | 0 | 0
STWD | 0 | 0 | 0 | 0 | 0 | 0
WT | 0 | 0 | 0 | 0 | 0 | 0
IGCC | 0 | 0 | 0 | 0 | 0 | 0
DemandResponse | 0 | 0 | 0 | 0 | 0 | 0
IGCC-CCS | 0 | 0 | 0 | 0 | 0 | 0
WT_off | 0 | 0 | 0 | 0 | 0 | 0
PseudoUnit | 0 | 0 | 0 | 0 | 0 | 0
FixedInterchange | 0 | 0 | 0 | 0 | 0 | 0
Emission Cost by Reporting Type: SPP_N
ReportingType | 2015 | 2020 | 2025 | 2030 | 2035 | 2040
BM | 0 | 0 | 0 | 0 | 0 | 0
CC | 0 | 0 | 0 | 0 | 0 | 0
CSP | 0 | 0 | 0 | 0 | 0 | 0
CT | 0 | 0 | 0 | 0 | 0 | 0
Coal | 0 | 0 | 0 | 0 | 0 | 0
Geo | 0 | 0 | 0 | 0 | 0 | 0
H | 0 | 0 | 0 | 0 | 0 | 0
LFG | 0 | 0 | 0 | 0 | 0 | 0
Nuc | 0 | 0 | 0 | 0 | 0 | 0
PS | 0 | 0 | 0 | 0 | 0 | 0
PV | 0 | 0 | 0 | 0 | 0 | 0
PeakG | 0 | 0 | 0 | 0 | 0 | 0
PeakO | 0 | 0 | 0 | 0 | 0 | 0
ST | 0 | 0 | 0 | 0 | 0 | 0
STOG | 0 | 0 | 0 | 0 | 0 | 0
STWD | 0 | 0 | 0 | 0 | 0 | 0
WT | 0 | 0 | 0 | 0 | 0 | 0
IGCC | 0 | 0 | 0 | 0 | 0 | 0
DemandResponse | 0 | 0 | 0 | 0 | 0 | 0
IGCC-CCS | 0 | 0 | 0 | 0 | 0 | 0
WT_off | 0 | 0 | 0 | 0 | 0 | 0
PseudoUnit | 0 | 0 | 0 | 0 | 0 | 0
FixedInterchange | 0 | 0 | 0 | 0 | 0 | 0
Emission Cost by Reporting Type: SPP_S
ReportingType | 2015 | 2020 | 2025 | 2030 | 2035 | 2040
BM | 0 | 0 | 0 | 0 | 0 | 0
CC | 0 | 0 | 0 | 0 | 0 | 0
CSP | 0 | 0 | 0 | 0 | 0 | 0
CT | 0 | 0 | 0 | 0 | 0 | 0
Coal | 0 | 0 | 0 | 0 | 0 | 0
Geo | 0 | 0 | 0 | 0 | 0 | 0
H | 0 | 0 | 0 | 0 | 0 | 0
LFG | 0 | 0 | 0 | 0 | 0 | 0
Nuc | 0 | 0 | 0 | 0 | 0 | 0
PS | 0 | 0 | 0 | 0 | 0 | 0
PV | 0 | 0 | 0 | 0 | 0 | 0
PeakG | 0 | 0 | 0 | 0 | 0 | 0
PeakO | 0 | 0 | 0 | 0 | 0 | 0
ST | 0 | 0 | 0 | 0 | 0 | 0
STOG | 0 | 0 | 0 | 0 | 0 | 0
STWD | 0 | 0 | 0 | 0 | 0 | 0
WT | 0 | 0 | 0 | 0 | 0 | 0
IGCC | 0 | 0 | 0 | 0 | 0 | 0
DemandResponse | 0 | 0 | 0 | 0 | 0 | 0
IGCC-CCS | 0 | 0 | 0 | 0 | 0 | 0
WT_off | 0 | 0 | 0 | 0 | 0 | 0
PseudoUnit | 0 | 0 | 0 | 0 | 0 | 0
FixedInterchange | 0 | 0 | 0 | 0 | 0 | 0
Emission Cost by Reporting Type: TVA
ReportingType | 2015 | 2020 | 2025 | 2030 | 2035 | 2040
BM | 0 | 0 | 0 | 0 | 0 | 0
CC | 0 | 0 | 0 | 0 | 0 | 0
CSP | 0 | 0 | 0 | 0 | 0 | 0
CT | 0 | 0 | 0 | 0 | 0 | 0
Coal | 0 | 0 | 0 | 0 | 0 | 0
Geo | 0 | 0 | 0 | 0 | 0 | 0
H | 0 | 0 | 0 | 0 | 0 | 0
LFG | 0 | 0 | 0 | 0 | 0 | 0
Nuc | 0 | 0 | 0 | 0 | 0 | 0
PS | 0 | 0 | 0 | 0 | 0 | 0
PV | 0 | 0 | 0 | 0 | 0 | 0
PeakG | 0 | 0 | 0 | 0 | 0 | 0
PeakO | 0 | 0 | 0 | 0 | 0 | 0
ST | 0 | 0 | 0 | 0 | 0 | 0
STOG | 0 | 0 | 0 | 0 | 0 | 0
STWD | 0 | 0 | 0 | 0 | 0 | 0
WT | 0 | 0 | 0 | 0 | 0 | 0
IGCC | 0 | 0 | 0 | 0 | 0 | 0
DemandResponse | 0 | 0 | 0 | 0 | 0 | 0
IGCC-CCS | 0 | 0 | 0 | 0 | 0 | 0
WT_off | 0 | 0 | 0 | 0 | 0 | 0
PseudoUnit | 0 | 0 | 0 | 0 | 0 | 0
FixedInterchange | 0 | 0 | 0 | 0 | 0 | 0
Emission Cost by Reporting Type: TVA_Transmission
ReportingType | 2015 | 2020 | 2025 | 2030 | 2035 | 2040
BM | 0 | 0 | 0 | 0 | 0 | 0
CC | 0 | 0 | 0 | 0 | 0 | 0
CSP | 0 | 0 | 0 | 0 | 0 | 0
CT | 0 | 0 | 0 | 0 | 0 | 0
Coal | 0 | 0 | 0 | 0 | 0 | 0
Geo | 0 | 0 | 0 | 0 | 0 | 0
H | 0 | 0 | 0 | 0 | 0 | 0
LFG | 0 | 0 | 0 | 0 | 0 | 0
Nuc | 0 | 0 | 0 | 0 | 0 | 0
PS | 0 | 0 | 0 | 0 | 0 | 0
PV | 0 | 0 | 0 | 0 | 0 | 0
PeakG | 0 | 0 | 0 | 0 | 0 | 0
PeakO | 0 | 0 | 0 | 0 | 0 | 0
ST | 0 | 0 | 0 | 0 | 0 | 0
STOG | 0 | 0 | 0 | 0 | 0 | 0
STWD | 0 | 0 | 0 | 0 | 0 | 0
WT | 0 | 0 | 0 | 0 | 0 | 0
IGCC | 0 | 0 | 0 | 0 | 0 | 0
DemandResponse | 0 | 0 | 0 | 0 | 0 | 0
IGCC-CCS | 0 | 0 | 0 | 0 | 0 | 0
WT_off | 0 | 0 | 0 | 0 | 0 | 0
PseudoUnit | 0 | 0 | 0 | 0 | 0 | 0
FixedInterchange | 0 | 0 | 0 | 0 | 0 | 0
Emission Cost by Reporting Type: VACAR
ReportingType | 2015 | 2020 | 2025 | 2030 | 2035 | 2040
BM | 0 | 0 | 0 | 0 | 0 | 0
CC | 0 | 0 | 0 | 0 | 0 | 0
CSP | 0 | 0 | 0 | 0 | 0 | 0
CT | 0 | 0 | 0 | 0 | 0 | 0
Coal | 0 | 0 | 0 | 0 | 0 | 0
Geo | 0 | 0 | 0 | 0 | 0 | 0
H | 0 | 0 | 0 | 0 | 0 | 0
LFG | 0 | 0 | 0 | 0 | 0 | 0
Nuc | 0 | 0 | 0 | 0 | 0 | 0
PS | 0 | 0 | 0 | 0 | 0 | 0
PV | 0 | 0 | 0 | 0 | 0 | 0
PeakG | 0 | 0 | 0 | 0 | 0 | 0
PeakO | 0 | 0 | 0 | 0 | 0 | 0
ST | 0 | 0 | 0 | 0 | 0 | 0
STOG | 0 | 0 | 0 | 0 | 0 | 0
STWD | 0 | 0 | 0 | 0 | 0 | 0
WT | 0 | 0 | 0 | 0 | 0 | 0
IGCC | 0 | 0 | 0 | 0 | 0 | 0
DemandResponse | 0 | 0 | 0 | 0 | 0 | 0
IGCC-CCS | 0 | 0 | 0 | 0 | 0 | 0
WT_off | 0 | 0 | 0 | 0 | 0 | 0
PseudoUnit | 0 | 0 | 0 | 0 | 0 | 0
FixedInterchange | 0 | 0 | 0 | 0 | 0 | 0
Emission Cost by Reporting Type: IESO
ReportingType | 2015 | 2020 | 2025 | 2030 | 2035 | 2040
BM | 0 | 0 | 0 | 0 | 0 | 0
CC | 0 | 0 | 0 | 0 | 0 | 0
CSP | 0 | 0 | 0 | 0 | 0 | 0
CT | 0 | 0 | 0 | 0 | 0 | 0
Coal | 0 | 0 | 0 | 0 | 0 | 0
Geo | 0 | 0 | 0 | 0 | 0 | 0
H | 0 | 0 | 0 | 0 | 0 | 0
LFG | 0 | 0 | 0 | 0 | 0 | 0
Nuc | 0 | 0 | 0 | 0 | 0 | 0
PS | 0 | 0 | 0 | 0 | 0 | 0
PV | 0 | 0 | 0 | 0 | 0 | 0
PeakG | 0 | 0 | 0 | 0 | 0 | 0
PeakO | 0 | 0 | 0 | 0 | 0 | 0
ST | 0 | 0 | 0 | 0 | 0 | 0
STOG | 0 | 0 | 0 | 0 | 0 | 0
STWD | 0 | 0 | 0 | 0 | 0 | 0
WT | 0 | 0 | 0 | 0 | 0 | 0
IGCC | 0 | 0 | 0 | 0 | 0 | 0
DemandResponse | 0 | 0 | 0 | 0 | 0 | 0
IGCC-CCS | 0 | 0 | 0 | 0 | 0 | 0
WT_off | 0 | 0 | 0 | 0 | 0 | 0
PseudoUnit | 0 | 0 | 0 | 0 | 0 | 0
FixedInterchange | 0 | 0 | 0 | 0 | 0 | 0
Emission Cost by Reporting Type: MAPP_CA
ReportingType | 2015 | 2020 | 2025 | 2030 | 2035 | 2040
BM | 0 | 0 | 0 | 0 | 0 | 0
CC | 0 | 0 | 0 | 0 | 0 | 0
CSP | 0 | 0 | 0 | 0 | 0 | 0
CT | 0 | 0 | 0 | 0 | 0 | 0
Coal | 0 | 0 | 0 | 0 | 0 | 0
Geo | 0 | 0 | 0 | 0 | 0 | 0
H | 0 | 0 | 0 | 0 | 0 | 0
LFG | 0 | 0 | 0 | 0 | 0 | 0
Nuc | 0 | 0 | 0 | 0 | 0 | 0
PS | 0 | 0 | 0 | 0 | 0 | 0
PV | 0 | 0 | 0 | 0 | 0 | 0
PeakG | 0 | 0 | 0 | 0 | 0 | 0
PeakO | 0 | 0 | 0 | 0 | 0 | 0
ST | 0 | 0 | 0 | 0 | 0 | 0
STOG | 0 | 0 | 0 | 0 | 0 | 0
STWD | 0 | 0 | 0 | 0 | 0 | 0
WT | 0 | 0 | 0 | 0 | 0 | 0
IGCC | 0 | 0 | 0 | 0 | 0 | 0
DemandResponse | 0 | 0 | 0 | 0 | 0 | 0
IGCC-CCS | 0 | 0 | 0 | 0 | 0 | 0
WT_off | 0 | 0 | 0 | 0 | 0 | 0
PseudoUnit | 0 | 0 | 0 | 0 | 0 | 0
FixedInterchange | 0 | 0 | 0 | 0 | 0 | 0
Emission Cost by Reporting Type: AZ_NM_SNV_Coal
ReportingType | 2015 | 2020 | 2025 | 2030 | 2035 | 2040
BM | 0 | 0 | 0 | 0 | 0 | 0
CC | 0 | 0 | 0 | 0 | 0 | 0
CSP | 0 | 0 | 0 | 0 | 0 | 0
CT | 0 | 0 | 0 | 0 | 0 | 0
Coal | 0 | 0 | 0 | 0 | 0 | 0
Geo | 0 | 0 | 0 | 0 | 0 | 0
H | 0 | 0 | 0 | 0 | 0 | 0
LFG | 0 | 0 | 0 | 0 | 0 | 0
Nuc | 0 | 0 | 0 | 0 | 0 | 0
PS | 0 | 0 | 0 | 0 | 0 | 0
PV | 0 | 0 | 0 | 0 | 0 | 0
PeakG | 0 | 0 | 0 | 0 | 0 | 0
PeakO | 0 | 0 | 0 | 0 | 0 | 0
ST | 0 | 0 | 0 | 0 | 0 | 0
STOG | 0 | 0 | 0 | 0 | 0 | 0
STWD | 0 | 0 | 0 | 0 | 0 | 0
WT | 0 | 0 | 0 | 0 | 0 | 0
IGCC | 0 | 0 | 0 | 0 | 0 | 0
DemandResponse | 0 | 0 | 0 | 0 | 0 | 0
IGCC-CCS | 0 | 0 | 0 | 0 | 0 | 0
WT_off | 0 | 0 | 0 | 0 | 0 | 0
PseudoUnit | 0 | 0 | 0 | 0 | 0 | 0
FixedInterchange | 0 | 0 | 0 | 0 | 0 | 0
Emission Cost by Reporting Type: AZ_NM_SNV_Gas
ReportingType | 2015 | 2020 | 2025 | 2030 | 2035 | 2040
BM | 0 | 0 | 0 | 0 | 0 | 0
CC | 0 | 0 | 0 | 0 | 0 | 0
CSP | 0 | 0 | 0 | 0 | 0 | 0
CT | 0 | 0 | 0 | 0 | 0 | 0
Coal | 0 | 0 | 0 | 0 | 0 | 0
Geo | 0 | 0 | 0 | 0 | 0 | 0
H | 0 | 0 | 0 | 0 | 0 | 0
LFG | 0 | 0 | 0 | 0 | 0 | 0
Nuc | 0 | 0 | 0 | 0 | 0 | 0
PS | 0 | 0 | 0 | 0 | 0 | 0
PV | 0 | 0 | 0 | 0 | 0 | 0
PeakG | 0 | 0 | 0 | 0 | 0 | 0
PeakO | 0 | 0 | 0 | 0 | 0 | 0
ST | 0 | 0 | 0 | 0 | 0 | 0
STOG | 0 | 0 | 0 | 0 | 0 | 0
STWD | 0 | 0 | 0 | 0 | 0 | 0
WT | 0 | 0 | 0 | 0 | 0 | 0
IGCC | 0 | 0 | 0 | 0 | 0 | 0
DemandResponse | 0 | 0 | 0 | 0 | 0 | 0
IGCC-CCS | 0 | 0 | 0 | 0 | 0 | 0
WT_off | 0 | 0 | 0 | 0 | 0 | 0
PseudoUnit | 0 | 0 | 0 | 0 | 0 | 0
FixedInterchange | 0 | 0 | 0 | 0 | 0 | 0
Emission Cost by Reporting Type: AZ_NM_SNV_NucRenew
ReportingType | 2015 | 2020 | 2025 | 2030 | 2035 | 2040
BM | 0 | 0 | 0 | 0 | 0 | 0
CC | 0 | 0 | 0 | 0 | 0 | 0
CSP | 0 | 0 | 0 | 0 | 0 | 0
CT | 0 | 0 | 0 | 0 | 0 | 0
Coal | 0 | 0 | 0 | 0 | 0 | 0
Geo | 0 | 0 | 0 | 0 | 0 | 0
H | 0 | 0 | 0 | 0 | 0 | 0
LFG | 0 | 0 | 0 | 0 | 0 | 0
Nuc | 0 | 0 | 0 | 0 | 0 | 0
PS | 0 | 0 | 0 | 0 | 0 | 0
PV | 0 | 0 | 0 | 0 | 0 | 0
PeakG | 0 | 0 | 0 | 0 | 0 | 0
PeakO | 0 | 0 | 0 | 0 | 0 | 0
ST | 0 | 0 | 0 | 0 | 0 | 0
STOG | 0 | 0 | 0 | 0 | 0 | 0
STWD | 0 | 0 | 0 | 0 | 0 | 0
WT | 0 | 0 | 0 | 0 | 0 | 0
IGCC | 0 | 0 | 0 | 0 | 0 | 0
DemandResponse | 0 | 0 | 0 | 0 | 0 | 0
IGCC-CCS | 0 | 0 | 0 | 0 | 0 | 0
WT_off | 0 | 0 | 0 | 0 | 0 | 0
PseudoUnit | 0 | 0 | 0 | 0 | 0 | 0
FixedInterchange | 0 | 0 | 0 | 0 | 0 | 0
Emission Cost by Reporting Type: ERCOT
ReportingType | 2015 | 2020 | 2025 | 2030 | 2035 | 2040
BM | 0 | 0 | 0 | 0 | 0 | 0
CC | 0 | 0 | 0 | 0 | 0 | 0
CSP | 0 | 0 | 0 | 0 | 0 | 0
CT | 0 | 0 | 0 | 0 | 0 | 0
Coal | 0 | 0 | 0 | 0 | 0 | 0
Geo | 0 | 0 | 0 | 0 | 0 | 0
H | 0 | 0 | 0 | 0 | 0 | 0
LFG | 0 | 0 | 0 | 0 | 0 | 0
Nuc | 0 | 0 | 0 | 0 | 0 | 0
PS | 0 | 0 | 0 | 0 | 0 | 0
PV | 0 | 0 | 0 | 0 | 0 | 0
PeakG | 0 | 0 | 0 | 0 | 0 | 0
PeakO | 0 | 0 | 0 | 0 | 0 | 0
ST | 0 | 0 | 0 | 0 | 0 | 0
STOG | 0 | 0 | 0 | 0 | 0 | 0
STWD | 0 | 0 | 0 | 0 | 0 | 0
WT | 0 | 0 | 0 | 0 | 0 | 0
IGCC | 0 | 0 | 0 | 0 | 0 | 0
DemandResponse | 0 | 0 | 0 | 0 | 0 | 0
IGCC-CCS | 0 | 0 | 0 | 0 | 0 | 0
WT_off | 0 | 0 | 0 | 0 | 0 | 0
PseudoUnit | 0 | 0 | 0 | 0 | 0 | 0
FixedInterchange | 0 | 0 | 0 | 0 | 0 | 0
Emission Cost by Reporting Type: NP15
ReportingType | 2015 | 2020 | 2025 | 2030 | 2035 | 2040
BM | 0 | 0 | 0 | 0 | 0 | 0
CC | 0 | 0 | 0 | 0 | 0 | 0
CSP | 0 | 0 | 0 | 0 | 0 | 0
CT | 0 | 0 | 0 | 0 | 0 | 0
Coal | 0 | 0 | 0 | 0 | 0 | 0
Geo | 0 | 0 | 0 | 0 | 0 | 0
H | 0 | 0 | 0 | 0 | 0 | 0
LFG | 0 | 0 | 0 | 0 | 0 | 0
Nuc | 0 | 0 | 0 | 0 | 0 | 0
PS | 0 | 0 | 0 | 0 | 0 | 0
PV | 0 | 0 | 0 | 0 | 0 | 0
PeakG | 0 | 0 | 0 | 0 | 0 | 0
PeakO | 0 | 0 | 0 | 0 | 0 | 0
ST | 0 | 0 | 0 | 0 | 0 | 0
STOG | 0 | 0 | 0 | 0 | 0 | 0
STWD | 0 | 0 | 0 | 0 | 0 | 0
WT | 0 | 0 | 0 | 0 | 0 | 0
IGCC | 0 | 0 | 0 | 0 | 0 | 0
DemandResponse | 0 | 0 | 0 | 0 | 0 | 0
IGCC-CCS | 0 | 0 | 0 | 0 | 0 | 0
WT_off | 0 | 0 | 0 | 0 | 0 | 0
PseudoUnit | 0 | 0 | 0 | 0 | 0 | 0
FixedInterchange | 0 | 0 | 0 | 0 | 0 | 0
Emission Cost by Reporting Type: NWPP_Coal
ReportingType | 2015 | 2020 | 2025 | 2030 | 2035 | 2040
BM | 0 | 0 | 0 | 0 | 0 | 0
CC | 0 | 0 | 0 | 0 | 0 | 0
CSP | 0 | 0 | 0 | 0 | 0 | 0
CT | 0 | 0 | 0 | 0 | 0 | 0
Coal | 0 | 0 | 0 | 0 | 0 | 0
Geo | 0 | 0 | 0 | 0 | 0 | 0
H | 0 | 0 | 0 | 0 | 0 | 0
LFG | 0 | 0 | 0 | 0 | 0 | 0
Nuc | 0 | 0 | 0 | 0 | 0 | 0
PS | 0 | 0 | 0 | 0 | 0 | 0
PV | 0 | 0 | 0 | 0 | 0 | 0
PeakG | 0 | 0 | 0 | 0 | 0 | 0
PeakO | 0 | 0 | 0 | 0 | 0 | 0
ST | 0 | 0 | 0 | 0 | 0 | 0
STOG | 0 | 0 | 0 | 0 | 0 | 0
STWD | 0 | 0 | 0 | 0 | 0 | 0
WT | 0 | 0 | 0 | 0 | 0 | 0
IGCC | 0 | 0 | 0 | 0 | 0 | 0
DemandResponse | 0 | 0 | 0 | 0 | 0 | 0
IGCC-CCS | 0 | 0 | 0 | 0 | 0 | 0
WT_off | 0 | 0 | 0 | 0 | 0 | 0
PseudoUnit | 0 | 0 | 0 | 0 | 0 | 0
FixedInterchange | 0 | 0 | 0 | 0 | 0 | 0
Emission Cost by Reporting Type: NWPP_Gas
ReportingType | 2015 | 2020 | 2025 | 2030 | 2035 | 2040
BM | 0 | 0 | 0 | 0 | 0 | 0
CC | 0 | 0 | 0 | 0 | 0 | 0
CSP | 0 | 0 | 0 | 0 | 0 | 0
CT | 0 | 0 | 0 | 0 | 0 | 0
Coal | 0 | 0 | 0 | 0 | 0 | 0
Geo | 0 | 0 | 0 | 0 | 0 | 0
H | 0 | 0 | 0 | 0 | 0 | 0
LFG | 0 | 0 | 0 | 0 | 0 | 0
Nuc | 0 | 0 | 0 | 0 | 0 | 0
PS | 0 | 0 | 0 | 0 | 0 | 0
PV | 0 | 0 | 0 | 0 | 0 | 0
PeakG | 0 | 0 | 0 | 0 | 0 | 0
PeakO | 0 | 0 | 0 | 0 | 0 | 0
ST | 0 | 0 | 0 | 0 | 0 | 0
STOG | 0 | 0 | 0 | 0 | 0 | 0
STWD | 0 | 0 | 0 | 0 | 0 | 0
WT | 0 | 0 | 0 | 0 | 0 | 0
IGCC | 0 | 0 | 0 | 0 | 0 | 0
DemandResponse | 0 | 0 | 0 | 0 | 0 | 0
IGCC-CCS | 0 | 0 | 0 | 0 | 0 | 0
WT_off | 0 | 0 | 0 | 0 | 0 | 0
PseudoUnit | 0 | 0 | 0 | 0 | 0 | 0
FixedInterchange | 0 | 0 | 0 | 0 | 0 | 0
Emission Cost by Reporting Type: NWPP_NucRenew
ReportingType | 2015 | 2020 | 2025 | 2030 | 2035 | 2040
BM | 0 | 0 | 0 | 0 | 0 | 0
CC | 0 | 0 | 0 | 0 | 0 | 0
CSP | 0 | 0 | 0 | 0 | 0 | 0
CT | 0 | 0 | 0 | 0 | 0 | 0
Coal | 0 | 0 | 0 | 0 | 0 | 0
Geo | 0 | 0 | 0 | 0 | 0 | 0
H | 0 | 0 | 0 | 0 | 0 | 0
LFG | 0 | 0 | 0 | 0 | 0 | 0
Nuc | 0 | 0 | 0 | 0 | 0 | 0
PS | 0 | 0 | 0 | 0 | 0 | 0
PV | 0 | 0 | 0 | 0 | 0 | 0
PeakG | 0 | 0 | 0 | 0 | 0 | 0
PeakO | 0 | 0 | 0 | 0 | 0 | 0
ST | 0 | 0 | 0 | 0 | 0 | 0
STOG | 0 | 0 | 0 | 0 | 0 | 0
STWD | 0 | 0 | 0 | 0 | 0 | 0
WT | 0 | 0 | 0 | 0 | 0 | 0
IGCC | 0 | 0 | 0 | 0 | 0 | 0
DemandResponse | 0 | 0 | 0 | 0 | 0 | 0
IGCC-CCS | 0 | 0 | 0 | 0 | 0 | 0
WT_off | 0 | 0 | 0 | 0 | 0 | 0
PseudoUnit | 0 | 0 | 0 | 0 | 0 | 0
FixedInterchange | 0 | 0 | 0 | 0 | 0 | 0
Emission Cost by Reporting Type: RMPA
ReportingType | 2015 | 2020 | 2025 | 2030 | 2035 | 2040
BM | 0 | 0 | 0 | 0 | 0 | 0
CC | 0 | 0 | 0 | 0 | 0 | 0
CSP | 0 | 0 | 0 | 0 | 0 | 0
CT | 0 | 0 | 0 | 0 | 0 | 0
Coal | 0 | 0 | 0 | 0 | 0 | 0
Geo | 0 | 0 | 0 | 0 | 0 | 0
H | 0 | 0 | 0 | 0 | 0 | 0
LFG | 0 | 0 | 0 | 0 | 0 | 0
Nuc | 0 | 0 | 0 | 0 | 0 | 0
PS | 0 | 0 | 0 | 0 | 0 | 0
PV | 0 | 0 | 0 | 0 | 0 | 0
PeakG | 0 | 0 | 0 | 0 | 0 | 0
PeakO | 0 | 0 | 0 | 0 | 0 | 0
ST | 0 | 0 | 0 | 0 | 0 | 0
STOG | 0 | 0 | 0 | 0 | 0 | 0
STWD | 0 | 0 | 0 | 0 | 0 | 0
WT | 0 | 0 | 0 | 0 | 0 | 0
IGCC | 0 | 0 | 0 | 0 | 0 | 0
DemandResponse | 0 | 0 | 0 | 0 | 0 | 0
IGCC-CCS | 0 | 0 | 0 | 0 | 0 | 0
WT_off | 0 | 0 | 0 | 0 | 0 | 0
PseudoUnit | 0 | 0 | 0 | 0 | 0 | 0
FixedInterchange | 0 | 0 | 0 | 0 | 0 | 0
Emission Cost by Reporting Type: SP15
ReportingType | 2015 | 2020 | 2025 | 2030 | 2035 | 2040
BM | 0 | 0 | 0 | 0 | 0 | 0
CC | 0 | 0 | 0 | 0 | 0 | 0
CSP | 0 | 0 | 0 | 0 | 0 | 0
CT | 0 | 0 | 0 | 0 | 0 | 0
Coal | 0 | 0 | 0 | 0 | 0 | 0
Geo | 0 | 0 | 0 | 0 | 0 | 0
H | 0 | 0 | 0 | 0 | 0 | 0
LFG | 0 | 0 | 0 | 0 | 0 | 0
Nuc | 0 | 0 | 0 | 0 | 0 | 0
PS | 0 | 0 | 0 | 0 | 0 | 0
PV | 0 | 0 | 0 | 0 | 0 | 0
PeakG | 0 | 0 | 0 | 0 | 0 | 0
PeakO | 0 | 0 | 0 | 0 | 0 | 0
ST | 0 | 0 | 0 | 0 | 0 | 0
STOG | 0 | 0 | 0 | 0 | 0 | 0
STWD | 0 | 0 | 0 | 0 | 0 | 0
WT | 0 | 0 | 0 | 0 | 0 | 0
IGCC | 0 | 0 | 0 | 0 | 0 | 0
DemandResponse | 0 | 0 | 0 | 0 | 0 | 0
IGCC-CCS | 0 | 0 | 0 | 0 | 0 | 0
WT_off | 0 | 0 | 0 | 0 | 0 | 0
PseudoUnit | 0 | 0 | 0 | 0 | 0 | 0
FixedInterchange | 0 | 0 | 0 | 0 | 0 | 0
Emission Cost by Reporting Type: ALB
ReportingType | 2015 | 2020 | 2025 | 2030 | 2035 | 2040
BM | 0 | 0 | 0 | 0 | 0 | 0
CC | 0 | 0 | 0 | 0 | 0 | 0
CSP | 0 | 0 | 0 | 0 | 0 | 0
CT | 0 | 0 | 0 | 0 | 0 | 0
Coal | 0 | 0 | 0 | 0 | 0 | 0
Geo | 0 | 0 | 0 | 0 | 0 | 0
H | 0 | 0 | 0 | 0 | 0 | 0
LFG | 0 | 0 | 0 | 0 | 0 | 0
Nuc | 0 | 0 | 0 | 0 | 0 | 0
PS | 0 | 0 | 0 | 0 | 0 | 0
PV | 0 | 0 | 0 | 0 | 0 | 0
PeakG | 0 | 0 | 0 | 0 | 0 | 0
PeakO | 0 | 0 | 0 | 0 | 0 | 0
ST | 0 | 0 | 0 | 0 | 0 | 0
STOG | 0 | 0 | 0 | 0 | 0 | 0
STWD | 0 | 0 | 0 | 0 | 0 | 0
WT | 0 | 0 | 0 | 0 | 0 | 0
IGCC | 0 | 0 | 0 | 0 | 0 | 0
DemandResponse | 0 | 0 | 0 | 0 | 0 | 0
IGCC-CCS | 0 | 0 | 0 | 0 | 0 | 0
WT_off | 0 | 0 | 0 | 0 | 0 | 0
PseudoUnit | 0 | 0 | 0 | 0 | 0 | 0
FixedInterchange | 0 | 0 | 0 | 0 | 0 | 0
Emission Cost by Reporting Type: BC
ReportingType | 2015 | 2020 | 2025 | 2030 | 2035 | 2040
BM | 0 | 0 | 0 | 0 | 0 | 0
CC | 0 | 0 | 0 | 0 | 0 | 0
CSP | 0 | 0 | 0 | 0 | 0 | 0
CT | 0 | 0 | 0 | 0 | 0 | 0
Coal | 0 | 0 | 0 | 0 | 0 | 0
Geo | 0 | 0 | 0 | 0 | 0 | 0
H | 0 | 0 | 0 | 0 | 0 | 0
LFG | 0 | 0 | 0 | 0 | 0 | 0
Nuc | 0 | 0 | 0 | 0 | 0 | 0
PS | 0 | 0 | 0 | 0 | 0 | 0
PV | 0 | 0 | 0 | 0 | 0 | 0
PeakG | 0 | 0 | 0 | 0 | 0 | 0
PeakO | 0 | 0 | 0 | 0 | 0 | 0
ST | 0 | 0 | 0 | 0 | 0 | 0
STOG | 0 | 0 | 0 | 0 | 0 | 0
STWD | 0 | 0 | 0 | 0 | 0 | 0
WT | 0 | 0 | 0 | 0 | 0 | 0
IGCC | 0 | 0 | 0 | 0 | 0 | 0
DemandResponse | 0 | 0 | 0 | 0 | 0 | 0
IGCC-CCS | 0 | 0 | 0 | 0 | 0 | 0
WT_off | 0 | 0 | 0 | 0 | 0 | 0
PseudoUnit | 0 | 0 | 0 | 0 | 0 | 0
FixedInterchange | 0 | 0 | 0 | 0 | 0 | 0
Emission Cost by Reporting Type: HQ_IESO
ReportingType | 2015 | 2020 | 2025 | 2030 | 2035 | 2040
BM | 0 | 0 | 0 | 0 | 0 | 0
CC | 0 | 0 | 0 | 0 | 0 | 0
CSP | 0 | 0 | 0 | 0 | 0 | 0
CT | 0 | 0 | 0 | 0 | 0 | 0
Coal | 0 | 0 | 0 | 0 | 0 | 0
Geo | 0 | 0 | 0 | 0 | 0 | 0
H | 0 | 0 | 0 | 0 | 0 | 0
LFG | 0 | 0 | 0 | 0 | 0 | 0
Nuc | 0 | 0 | 0 | 0 | 0 | 0
PS | 0 | 0 | 0 | 0 | 0 | 0
PV | 0 | 0 | 0 | 0 | 0 | 0
PeakG | 0 | 0 | 0 | 0 | 0 | 0
PeakO | 0 | 0 | 0 | 0 | 0 | 0
ST | 0 | 0 | 0 | 0 | 0 | 0
STOG | 0 | 0 | 0 | 0 | 0 | 0
STWD | 0 | 0 | 0 | 0 | 0 | 0
WT | 0 | 0 | 0 | 0 | 0 | 0
IGCC | 0 | 0 | 0 | 0 | 0 | 0
DemandResponse | 0 | 0 | 0 | 0 | 0 | 0
IGCC-CCS | 0 | 0 | 0 | 0 | 0 | 0
WT_off | 0 | 0 | 0 | 0 | 0 | 0
PseudoUnit | 0 | 0 | 0 | 0 | 0 | 0
FixedInterchange | 0 | 0 | 0 | 0 | 0 | 0
Emission Cost by Reporting Type: HQ_NEISO
ReportingType | 2015 | 2020 | 2025 | 2030 | 2035 | 2040
BM | 0 | 0 | 0 | 0 | 0 | 0
CC | 0 | 0 | 0 | 0 | 0 | 0
CSP | 0 | 0 | 0 | 0 | 0 | 0
CT | 0 | 0 | 0 | 0 | 0 | 0
Coal | 0 | 0 | 0 | 0 | 0 | 0
Geo | 0 | 0 | 0 | 0 | 0 | 0
H | 0 | 0 | 0 | 0 | 0 | 0
LFG | 0 | 0 | 0 | 0 | 0 | 0
Nuc | 0 | 0 | 0 | 0 | 0 | 0
PS | 0 | 0 | 0 | 0 | 0 | 0
PV | 0 | 0 | 0 | 0 | 0 | 0
PeakG | 0 | 0 | 0 | 0 | 0 | 0
PeakO | 0 | 0 | 0 | 0 | 0 | 0
ST | 0 | 0 | 0 | 0 | 0 | 0
STOG | 0 | 0 | 0 | 0 | 0 | 0
STWD | 0 | 0 | 0 | 0 | 0 | 0
WT | 0 | 0 | 0 | 0 | 0 | 0
IGCC | 0 | 0 | 0 | 0 | 0 | 0
DemandResponse | 0 | 0 | 0 | 0 | 0 | 0
IGCC-CCS | 0 | 0 | 0 | 0 | 0 | 0
WT_off | 0 | 0 | 0 | 0 | 0 | 0
PseudoUnit | 0 | 0 | 0 | 0 | 0 | 0
FixedInterchange | 0 | 0 | 0 | 0 | 0 | 0
Emission Cost by Reporting Type: HQ_NY
ReportingType | 2015 | 2020 | 2025 | 2030 | 2035 | 2040
BM | 0 | 0 | 0 | 0 | 0 | 0
CC | 0 | 0 | 0 | 0 | 0 | 0
CSP | 0 | 0 | 0 | 0 | 0 | 0
CT | 0 | 0 | 0 | 0 | 0 | 0
Coal | 0 | 0 | 0 | 0 | 0 | 0
Geo | 0 | 0 | 0 | 0 | 0 | 0
H | 0 | 0 | 0 | 0 | 0 | 0
LFG | 0 | 0 | 0 | 0 | 0 | 0
Nuc | 0 | 0 | 0 | 0 | 0 | 0
PS | 0 | 0 | 0 | 0 | 0 | 0
PV | 0 | 0 | 0 | 0 | 0 | 0
PeakG | 0 | 0 | 0 | 0 | 0 | 0
PeakO | 0 | 0 | 0 | 0 | 0 | 0
ST | 0 | 0 | 0 | 0 | 0 | 0
STOG | 0 | 0 | 0 | 0 | 0 | 0
STWD | 0 | 0 | 0 | 0 | 0 | 0
WT | 0 | 0 | 0 | 0 | 0 | 0
IGCC | 0 | 0 | 0 | 0 | 0 | 0
DemandResponse | 0 | 0 | 0 | 0 | 0 | 0
IGCC-CCS | 0 | 0 | 0 | 0 | 0 | 0
WT_off | 0 | 0 | 0 | 0 | 0 | 0
PseudoUnit | 0 | 0 | 0 | 0 | 0 | 0
FixedInterchange | 0 | 0 | 0 | 0 | 0 | 0
Emission Cost by Reporting Type: MARITIMES
ReportingType | 2015 | 2020 | 2025 | 2030 | 2035 | 2040
BM | 0 | 0 | 0 | 0 | 0 | 0
CC | 0 | 0 | 0 | 0 | 0 | 0
CSP | 0 | 0 | 0 | 0 | 0 | 0
CT | 0 | 0 | 0 | 0 | 0 | 0
Coal | 0 | 0 | 0 | 0 | 0 | 0
Geo | 0 | 0 | 0 | 0 | 0 | 0
H | 0 | 0 | 0 | 0 | 0 | 0
LFG | 0 | 0 | 0 | 0 | 0 | 0
Nuc | 0 | 0 | 0 | 0 | 0 | 0
PS | 0 | 0 | 0 | 0 | 0 | 0
PV | 0 | 0 | 0 | 0 | 0 | 0
PeakG | 0 | 0 | 0 | 0 | 0 | 0
PeakO | 0 | 0 | 0 | 0 | 0 | 0
ST | 0 | 0 | 0 | 0 | 0 | 0
STOG | 0 | 0 | 0 | 0 | 0 | 0
STWD | 0 | 0 | 0 | 0 | 0 | 0
WT | 0 | 0 | 0 | 0 | 0 | 0
IGCC | 0 | 0 | 0 | 0 | 0 | 0
DemandResponse | 0 | 0 | 0 | 0 | 0 | 0
IGCC-CCS | 0 | 0 | 0 | 0 | 0 | 0
WT_off | 0 | 0 | 0 | 0 | 0 | 0
PseudoUnit | 0 | 0 | 0 | 0 | 0 | 0
FixedInterchange | 0 | 0 | 0 | 0 | 0 | 0
Emission Cost by Reporting Type: All
ReportingType | 2015 | 2020 | 2025 | 2030 | 2035 | 2040
BM | 0 | 0 | 0 | 0 | 0 | 0
CC | 0 | 0 | 0 | 0 | 0 | 0
CSP | 0 | 0 | 0 | 0 | 0 | 0
CT | 0 | 0 | 0 | 0 | 0 | 0
Coal | 0 | 0 | 0 | 0 | 0 | 0
Geo | 0 | 0 | 0 | 0 | 0 | 0
H | 0 | 0 | 0 | 0 | 0 | 0
LFG | 0 | 0 | 0 | 0 | 0 | 0
Nuc | 0 | 0 | 0 | 0 | 0 | 0
PS | 0 | 0 | 0 | 0 | 0 | 0
PV | 0 | 0 | 0 | 0 | 0 | 0
PeakG | 0 | 0 | 0 | 0 | 0 | 0
PeakO | 0 | 0 | 0 | 0 | 0 | 0
ST | 0 | 0 | 0 | 0 | 0 | 0
STOG | 0 | 0 | 0 | 0 | 0 | 0
STWD | 0 | 0 | 0 | 0 | 0 | 0
WT | 0 | 0 | 0 | 0 | 0 | 0
IGCC | 0 | 0 | 0 | 0 | 0 | 0
DemandResponse | 0 | 0 | 0 | 0 | 0 | 0
IGCC-CCS | 0 | 0 | 0 | 0 | 0 | 0
WT_off | 0 | 0 | 0 | 0 | 0 | 0
PseudoUnit | 0 | 0 | 0 | 0 | 0 | 0
FixedInterchange | 0 | 0 | 0 | 0 | 0 | 0
Emission Cost by Reporting Type: EI_US
ReportingType | 2015 | 2020 | 2025 | 2030 | 2035 | 2040
BM | 0 | 0 | 0 | 0 | 0 | 0
CC | 0 | 0 | 0 | 0 | 0 | 0
CSP | 0 | 0 | 0 | 0 | 0 | 0
CT | 0 | 0 | 0 | 0 | 0 | 0
Coal | 0 | 0 | 0 | 0 | 0 | 0
Geo | 0 | 0 | 0 | 0 | 0 | 0
H | 0 | 0 | 0 | 0 | 0 | 0
LFG | 0 | 0 | 0 | 0 | 0 | 0
Nuc | 0 | 0 | 0 | 0 | 0 | 0
PS | 0 | 0 | 0 | 0 | 0 | 0
PV | 0 | 0 | 0 | 0 | 0 | 0
PeakG | 0 | 0 | 0 | 0 | 0 | 0
PeakO | 0 | 0 | 0 | 0 | 0 | 0
ST | 0 | 0 | 0 | 0 | 0 | 0
STOG | 0 | 0 | 0 | 0 | 0 | 0
STWD | 0 | 0 | 0 | 0 | 0 | 0
WT | 0 | 0 | 0 | 0 | 0 | 0
IGCC | 0 | 0 | 0 | 0 | 0 | 0
DemandResponse | 0 | 0 | 0 | 0 | 0 | 0
IGCC-CCS | 0 | 0 | 0 | 0 | 0 | 0
WT_off | 0 | 0 | 0 | 0 | 0 | 0
PseudoUnit | 0 | 0 | 0 | 0 | 0 | 0
FixedInterchange | 0 | 0 | 0 | 0 | 0 | 0
Emission Cost by Reporting Type: EI_Canada
ReportingType | 2015 | 2020 | 2025 | 2030 | 2035 | 2040
BM | 0 | 0 | 0 | 0 | 0 | 0
CC | 0 | 0 | 0 | 0 | 0 | 0
CSP | 0 | 0 | 0 | 0 | 0 | 0
CT | 0 | 0 | 0 | 0 | 0 | 0
Coal | 0 | 0 | 0 | 0 | 0 | 0
Geo | 0 | 0 | 0 | 0 | 0 | 0
H | 0 | 0 | 0 | 0 | 0 | 0
LFG | 0 | 0 | 0 | 0 | 0 | 0
Nuc | 0 | 0 | 0 | 0 | 0 | 0
PS | 0 | 0 | 0 | 0 | 0 | 0
PV | 0 | 0 | 0 | 0 | 0 | 0
PeakG | 0 | 0 | 0 | 0 | 0 | 0
PeakO | 0 | 0 | 0 | 0 | 0 | 0
ST | 0 | 0 | 0 | 0 | 0 | 0
STOG | 0 | 0 | 0 | 0 | 0 | 0
STWD | 0 | 0 | 0 | 0 | 0 | 0
WT | 0 | 0 | 0 | 0 | 0 | 0
IGCC | 0 | 0 | 0 | 0 | 0 | 0
DemandResponse | 0 | 0 | 0 | 0 | 0 | 0
IGCC-CCS | 0 | 0 | 0 | 0 | 0 | 0
WT_off | 0 | 0 | 0 | 0 | 0 | 0
PseudoUnit | 0 | 0 | 0 | 0 | 0 | 0
FixedInterchange | 0 | 0 | 0 | 0 | 0 | 0
Emission Cost by Reporting Type: EI
ReportingType | 2015 | 2020 | 2025 | 2030 | 2035 | 2040
BM | 0 | 0 | 0 | 0 | 0 | 0
CC | 0 | 0 | 0 | 0 | 0 | 0
CSP | 0 | 0 | 0 | 0 | 0 | 0
CT | 0 | 0 | 0 | 0 | 0 | 0
Coal | 0 | 0 | 0 | 0 | 0 | 0
Geo | 0 | 0 | 0 | 0 | 0 | 0
H | 0 | 0 | 0 | 0 | 0 | 0
LFG | 0 | 0 | 0 | 0 | 0 | 0
Nuc | 0 | 0 | 0 | 0 | 0 | 0
PS | 0 | 0 | 0 | 0 | 0 | 0
PV | 0 | 0 | 0 | 0 | 0 | 0
PeakG | 0 | 0 | 0 | 0 | 0 | 0
PeakO | 0 | 0 | 0 | 0 | 0 | 0
ST | 0 | 0 | 0 | 0 | 0 | 0
STOG | 0 | 0 | 0 | 0 | 0 | 0
STWD | 0 | 0 | 0 | 0 | 0 | 0
WT | 0 | 0 | 0 | 0 | 0 | 0
IGCC | 0 | 0 | 0 | 0 | 0 | 0
DemandResponse | 0 | 0 | 0 | 0 | 0 | 0
IGCC-CCS | 0 | 0 | 0 | 0 | 0 | 0
WT_off | 0 | 0 | 0 | 0 | 0 | 0
PseudoUnit | 0 | 0 | 0 | 0 | 0 | 0
FixedInterchange | 0 | 0 | 0 | 0 | 0 | 0
Emission Cost by Reporting Type: Outside_EI
ReportingType | 2015 | 2020 | 2025 | 2030 | 2035 | 2040
BM | 0 | 0 | 0 | 0 | 0 | 0
CC | 0 | 0 | 0 | 0 | 0 | 0
CSP | 0 | 0 | 0 | 0 | 0 | 0
CT | 0 | 0 | 0 | 0 | 0 | 0
Coal | 0 | 0 | 0 | 0 | 0 | 0
Geo | 0 | 0 | 0 | 0 | 0 | 0
H | 0 | 0 | 0 | 0 | 0 | 0
LFG | 0 | 0 | 0 | 0 | 0 | 0
Nuc | 0 | 0 | 0 | 0 | 0 | 0
PS | 0 | 0 | 0 | 0 | 0 | 0
PV | 0 | 0 | 0 | 0 | 0 | 0
PeakG | 0 | 0 | 0 | 0 | 0 | 0
PeakO | 0 | 0 | 0 | 0 | 0 | 0
ST | 0 | 0 | 0 | 0 | 0 | 0
STOG | 0 | 0 | 0 | 0 | 0 | 0
STWD | 0 | 0 | 0 | 0 | 0 | 0
WT | 0 | 0 | 0 | 0 | 0 | 0
IGCC | 0 | 0 | 0 | 0 | 0 | 0
DemandResponse | 0 | 0 | 0 | 0 | 0 | 0
IGCC-CCS | 0 | 0 | 0 | 0 | 0 | 0
WT_off | 0 | 0 | 0 | 0 | 0 | 0
PseudoUnit | 0 | 0 | 0 | 0 | 0 | 0
FixedInterchange | 0 | 0 | 0 | 0 | 0 | 0
==== Emission Program: CAMR : (Hg) ====
Emission Cost by Reporting Type: Entergy
ReportingType | 2015 | 2020 | 2025 | 2030 | 2035 | 2040
BM | 0 | 0 | 0 | 0 | 0 | 0
CC | 0 | 0 | 0 | 0 | 0 | 0
CSP | 0 | 0 | 0 | 0 | 0 | 0
CT | 0 | 0 | 0 | 0 | 0 | 0
Coal | 0 | 0 | 0 | 0 | 0 | 0
Geo | 0 | 0 | 0 | 0 | 0 | 0
H | 0 | 0 | 0 | 0 | 0 | 0
LFG | 0 | 0 | 0 | 0 | 0 | 0
Nuc | 0 | 0 | 0 | 0 | 0 | 0
PS | 0 | 0 | 0 | 0 | 0 | 0
PV | 0 | 0 | 0 | 0 | 0 | 0
PeakG | 0 | 0 | 0 | 0 | 0 | 0
PeakO | 0 | 0 | 0 | 0 | 0 | 0
ST | 0 | 0 | 0 | 0 | 0 | 0
STOG | 0 | 0 | 0 | 0 | 0 | 0
STWD | 0 | 0 | 0 | 0 | 0 | 0
WT | 0 | 0 | 0 | 0 | 0 | 0
IGCC | 0 | 0 | 0 | 0 | 0 | 0
DemandResponse | 0 | 0 | 0 | 0 | 0 | 0
IGCC-CCS | 0 | 0 | 0 | 0 | 0 | 0
WT_off | 0 | 0 | 0 | 0 | 0 | 0
PseudoUnit | 0 | 0 | 0 | 0 | 0 | 0
FixedInterchange | 0 | 0 | 0 | 0 | 0 | 0
Emission Cost by Reporting Type: FRCC
ReportingType | 2015 | 2020 | 2025 | 2030 | 2035 | 2040
BM | 0 | 0 | 0 | 0 | 0 | 0
CC | 0 | 0 | 0 | 0 | 0 | 0
CSP | 0 | 0 | 0 | 0 | 0 | 0
CT | 0 | 0 | 0 | 0 | 0 | 0
Coal | 0 | 0 | 0 | 0 | 0 | 0
Geo | 0 | 0 | 0 | 0 | 0 | 0
H | 0 | 0 | 0 | 0 | 0 | 0
LFG | 0 | 0 | 0 | 0 | 0 | 0
Nuc | 0 | 0 | 0 | 0 | 0 | 0
PS | 0 | 0 | 0 | 0 | 0 | 0
PV | 0 | 0 | 0 | 0 | 0 | 0
PeakG | 0 | 0 | 0 | 0 | 0 | 0
PeakO | 0 | 0 | 0 | 0 | 0 | 0
ST | 0 | 0 | 0 | 0 | 0 | 0
STOG | 0 | 0 | 0 | 0 | 0 | 0
STWD | 0 | 0 | 0 | 0 | 0 | 0
WT | 0 | 0 | 0 | 0 | 0 | 0
IGCC | 0 | 0 | 0 | 0 | 0 | 0
DemandResponse | 0 | 0 | 0 | 0 | 0 | 0
IGCC-CCS | 0 | 0 | 0 | 0 | 0 | 0
WT_off | 0 | 0 | 0 | 0 | 0 | 0
PseudoUnit | 0 | 0 | 0 | 0 | 0 | 0
FixedInterchange | 0 | 0 | 0 | 0 | 0 | 0
Emission Cost by Reporting Type: MAPP_US
ReportingType | 2015 | 2020 | 2025 | 2030 | 2035 | 2040
BM | 0 | 0 | 0 | 0 | 0 | 0
CC | 0 | 0 | 0 | 0 | 0 | 0
CSP | 0 | 0 | 0 | 0 | 0 | 0
CT | 0 | 0 | 0 | 0 | 0 | 0
Coal | 0 | 0 | 0 | 0 | 0 | 0
Geo | 0 | 0 | 0 | 0 | 0 | 0
H | 0 | 0 | 0 | 0 | 0 | 0
LFG | 0 | 0 | 0 | 0 | 0 | 0
Nuc | 0 | 0 | 0 | 0 | 0 | 0
PS | 0 | 0 | 0 | 0 | 0 | 0
PV | 0 | 0 | 0 | 0 | 0 | 0
PeakG | 0 | 0 | 0 | 0 | 0 | 0
PeakO | 0 | 0 | 0 | 0 | 0 | 0
ST | 0 | 0 | 0 | 0 | 0 | 0
STOG | 0 | 0 | 0 | 0 | 0 | 0
STWD | 0 | 0 | 0 | 0 | 0 | 0
WT | 0 | 0 | 0 | 0 | 0 | 0
IGCC | 0 | 0 | 0 | 0 | 0 | 0
DemandResponse | 0 | 0 | 0 | 0 | 0 | 0
IGCC-CCS | 0 | 0 | 0 | 0 | 0 | 0
WT_off | 0 | 0 | 0 | 0 | 0 | 0
PseudoUnit | 0 | 0 | 0 | 0 | 0 | 0
FixedInterchange | 0 | 0 | 0 | 0 | 0 | 0
Emission Cost by Reporting Type: MISO_IN
ReportingType | 2015 | 2020 | 2025 | 2030 | 2035 | 2040
BM | 0 | 0 | 0 | 0 | 0 | 0
CC | 0 | 0 | 0 | 0 | 0 | 0
CSP | 0 | 0 | 0 | 0 | 0 | 0
CT | 0 | 0 | 0 | 0 | 0 | 0
Coal | 0 | 0 | 0 | 0 | 0 | 0
Geo | 0 | 0 | 0 | 0 | 0 | 0
H | 0 | 0 | 0 | 0 | 0 | 0
LFG | 0 | 0 | 0 | 0 | 0 | 0
Nuc | 0 | 0 | 0 | 0 | 0 | 0
PS | 0 | 0 | 0 | 0 | 0 | 0
PV | 0 | 0 | 0 | 0 | 0 | 0
PeakG | 0 | 0 | 0 | 0 | 0 | 0
PeakO | 0 | 0 | 0 | 0 | 0 | 0
ST | 0 | 0 | 0 | 0 | 0 | 0
STOG | 0 | 0 | 0 | 0 | 0 | 0
STWD | 0 | 0 | 0 | 0 | 0 | 0
WT | 0 | 0 | 0 | 0 | 0 | 0
IGCC | 0 | 0 | 0 | 0 | 0 | 0
DemandResponse | 0 | 0 | 0 | 0 | 0 | 0
IGCC-CCS | 0 | 0 | 0 | 0 | 0 | 0
WT_off | 0 | 0 | 0 | 0 | 0 | 0
PseudoUnit | 0 | 0 | 0 | 0 | 0 | 0
FixedInterchange | 0 | 0 | 0 | 0 | 0 | 0
Emission Cost by Reporting Type: MISO_MI
ReportingType | 2015 | 2020 | 2025 | 2030 | 2035 | 2040
BM | 0 | 0 | 0 | 0 | 0 | 0
CC | 0 | 0 | 0 | 0 | 0 | 0
CSP | 0 | 0 | 0 | 0 | 0 | 0
CT | 0 | 0 | 0 | 0 | 0 | 0
Coal | 0 | 0 | 0 | 0 | 0 | 0
Geo | 0 | 0 | 0 | 0 | 0 | 0
H | 0 | 0 | 0 | 0 | 0 | 0
LFG | 0 | 0 | 0 | 0 | 0 | 0
Nuc | 0 | 0 | 0 | 0 | 0 | 0
PS | 0 | 0 | 0 | 0 | 0 | 0
PV | 0 | 0 | 0 | 0 | 0 | 0
PeakG | 0 | 0 | 0 | 0 | 0 | 0
PeakO | 0 | 0 | 0 | 0 | 0 | 0
ST | 0 | 0 | 0 | 0 | 0 | 0
STOG | 0 | 0 | 0 | 0 | 0 | 0
STWD | 0 | 0 | 0 | 0 | 0 | 0
WT | 0 | 0 | 0 | 0 | 0 | 0
IGCC | 0 | 0 | 0 | 0 | 0 | 0
DemandResponse | 0 | 0 | 0 | 0 | 0 | 0
IGCC-CCS | 0 | 0 | 0 | 0 | 0 | 0
WT_off | 0 | 0 | 0 | 0 | 0 | 0
PseudoUnit | 0 | 0 | 0 | 0 | 0 | 0
FixedInterchange | 0 | 0 | 0 | 0 | 0 | 0
Emission Cost by Reporting Type: MISO_MO-IL
ReportingType | 2015 | 2020 | 2025 | 2030 | 2035 | 2040
BM | 0 | 0 | 0 | 0 | 0 | 0
CC | 0 | 0 | 0 | 0 | 0 | 0
CSP | 0 | 0 | 0 | 0 | 0 | 0
CT | 0 | 0 | 0 | 0 | 0 | 0
Coal | 0 | 0 | 0 | 0 | 0 | 0
Geo | 0 | 0 | 0 | 0 | 0 | 0
H | 0 | 0 | 0 | 0 | 0 | 0
LFG | 0 | 0 | 0 | 0 | 0 | 0
Nuc | 0 | 0 | 0 | 0 | 0 | 0
PS | 0 | 0 | 0 | 0 | 0 | 0
PV | 0 | 0 | 0 | 0 | 0 | 0
PeakG | 0 | 0 | 0 | 0 | 0 | 0
PeakO | 0 | 0 | 0 | 0 | 0 | 0
ST | 0 | 0 | 0 | 0 | 0 | 0
STOG | 0 | 0 | 0 | 0 | 0 | 0
STWD | 0 | 0 | 0 | 0 | 0 | 0
WT | 0 | 0 | 0 | 0 | 0 | 0
IGCC | 0 | 0 | 0 | 0 | 0 | 0
DemandResponse | 0 | 0 | 0 | 0 | 0 | 0
IGCC-CCS | 0 | 0 | 0 | 0 | 0 | 0
WT_off | 0 | 0 | 0 | 0 | 0 | 0
PseudoUnit | 0 | 0 | 0 | 0 | 0 | 0
FixedInterchange | 0 | 0 | 0 | 0 | 0 | 0
Emission Cost by Reporting Type: MISO_W
ReportingType | 2015 | 2020 | 2025 | 2030 | 2035 | 2040
BM | 0 | 0 | 0 | 0 | 0 | 0
CC | 0 | 0 | 0 | 0 | 0 | 0
CSP | 0 | 0 | 0 | 0 | 0 | 0
CT | 0 | 0 | 0 | 0 | 0 | 0
Coal | 0 | 0 | 0 | 0 | 0 | 0
Geo | 0 | 0 | 0 | 0 | 0 | 0
H | 0 | 0 | 0 | 0 | 0 | 0
LFG | 0 | 0 | 0 | 0 | 0 | 0
Nuc | 0 | 0 | 0 | 0 | 0 | 0
PS | 0 | 0 | 0 | 0 | 0 | 0
PV | 0 | 0 | 0 | 0 | 0 | 0
PeakG | 0 | 0 | 0 | 0 | 0 | 0
PeakO | 0 | 0 | 0 | 0 | 0 | 0
ST | 0 | 0 | 0 | 0 | 0 | 0
STOG | 0 | 0 | 0 | 0 | 0 | 0
STWD | 0 | 0 | 0 | 0 | 0 | 0
WT | 0 | 0 | 0 | 0 | 0 | 0
IGCC | 0 | 0 | 0 | 0 | 0 | 0
DemandResponse | 0 | 0 | 0 | 0 | 0 | 0
IGCC-CCS | 0 | 0 | 0 | 0 | 0 | 0
WT_off | 0 | 0 | 0 | 0 | 0 | 0
PseudoUnit | 0 | 0 | 0 | 0 | 0 | 0
FixedInterchange | 0 | 0 | 0 | 0 | 0 | 0
Emission Cost by Reporting Type: MISO_WUMS
ReportingType | 2015 | 2020 | 2025 | 2030 | 2035 | 2040
BM | 0 | 0 | 0 | 0 | 0 | 0
CC | 0 | 0 | 0 | 0 | 0 | 0
CSP | 0 | 0 | 0 | 0 | 0 | 0
CT | 0 | 0 | 0 | 0 | 0 | 0
Coal | 0 | 0 | 0 | 0 | 0 | 0
Geo | 0 | 0 | 0 | 0 | 0 | 0
H | 0 | 0 | 0 | 0 | 0 | 0
LFG | 0 | 0 | 0 | 0 | 0 | 0
Nuc | 0 | 0 | 0 | 0 | 0 | 0
PS | 0 | 0 | 0 | 0 | 0 | 0
PV | 0 | 0 | 0 | 0 | 0 | 0
PeakG | 0 | 0 | 0 | 0 | 0 | 0
PeakO | 0 | 0 | 0 | 0 | 0 | 0
ST | 0 | 0 | 0 | 0 | 0 | 0
STOG | 0 | 0 | 0 | 0 | 0 | 0
STWD | 0 | 0 | 0 | 0 | 0 | 0
WT | 0 | 0 | 0 | 0 | 0 | 0
IGCC | 0 | 0 | 0 | 0 | 0 | 0
DemandResponse | 0 | 0 | 0 | 0 | 0 | 0
IGCC-CCS | 0 | 0 | 0 | 0 | 0 | 0
WT_off | 0 | 0 | 0 | 0 | 0 | 0
PseudoUnit | 0 | 0 | 0 | 0 | 0 | 0
FixedInterchange | 0 | 0 | 0 | 0 | 0 | 0
Emission Cost by Reporting Type: Nebraska
ReportingType | 2015 | 2020 | 2025 | 2030 | 2035 | 2040
BM | 0 | 0 | 0 | 0 | 0 | 0
CC | 0 | 0 | 0 | 0 | 0 | 0
CSP | 0 | 0 | 0 | 0 | 0 | 0
CT | 0 | 0 | 0 | 0 | 0 | 0
Coal | 0 | 0 | 0 | 0 | 0 | 0
Geo | 0 | 0 | 0 | 0 | 0 | 0
H | 0 | 0 | 0 | 0 | 0 | 0
LFG | 0 | 0 | 0 | 0 | 0 | 0
Nuc | 0 | 0 | 0 | 0 | 0 | 0
PS | 0 | 0 | 0 | 0 | 0 | 0
PV | 0 | 0 | 0 | 0 | 0 | 0
PeakG | 0 | 0 | 0 | 0 | 0 | 0
PeakO | 0 | 0 | 0 | 0 | 0 | 0
ST | 0 | 0 | 0 | 0 | 0 | 0
STOG | 0 | 0 | 0 | 0 | 0 | 0
STWD | 0 | 0 | 0 | 0 | 0 | 0
WT | 0 | 0 | 0 | 0 | 0 | 0
IGCC | 0 | 0 | 0 | 0 | 0 | 0
DemandResponse | 0 | 0 | 0 | 0 | 0 | 0
IGCC-CCS | 0 | 0 | 0 | 0 | 0 | 0
WT_off | 0 | 0 | 0 | 0 | 0 | 0
PseudoUnit | 0 | 0 | 0 | 0 | 0 | 0
FixedInterchange | 0 | 0 | 0 | 0 | 0 | 0
Emission Cost by Reporting Type: NEISO
ReportingType | 2015 | 2020 | 2025 | 2030 | 2035 | 2040
BM | 0 | 0 | 0 | 0 | 0 | 0
CC | 0 | 0 | 0 | 0 | 0 | 0
CSP | 0 | 0 | 0 | 0 | 0 | 0
CT | 0 | 0 | 0 | 0 | 0 | 0
Coal | 0 | 0 | 0 | 0 | 0 | 0
Geo | 0 | 0 | 0 | 0 | 0 | 0
H | 0 | 0 | 0 | 0 | 0 | 0
LFG | 0 | 0 | 0 | 0 | 0 | 0
Nuc | 0 | 0 | 0 | 0 | 0 | 0
PS | 0 | 0 | 0 | 0 | 0 | 0
PV | 0 | 0 | 0 | 0 | 0 | 0
PeakG | 0 | 0 | 0 | 0 | 0 | 0
PeakO | 0 | 0 | 0 | 0 | 0 | 0
ST | 0 | 0 | 0 | 0 | 0 | 0
STOG | 0 | 0 | 0 | 0 | 0 | 0
STWD | 0 | 0 | 0 | 0 | 0 | 0
WT | 0 | 0 | 0 | 0 | 0 | 0
IGCC | 0 | 0 | 0 | 0 | 0 | 0
DemandResponse | 0 | 0 | 0 | 0 | 0 | 0
IGCC-CCS | 0 | 0 | 0 | 0 | 0 | 0
WT_off | 0 | 0 | 0 | 0 | 0 | 0
PseudoUnit | 0 | 0 | 0 | 0 | 0 | 0
FixedInterchange | 0 | 0 | 0 | 0 | 0 | 0
Emission Cost by Reporting Type: NonRTO_Midwest
ReportingType | 2015 | 2020 | 2025 | 2030 | 2035 | 2040
BM | 0 | 0 | 0 | 0 | 0 | 0
CC | 0 | 0 | 0 | 0 | 0 | 0
CSP | 0 | 0 | 0 | 0 | 0 | 0
CT | 0 | 0 | 0 | 0 | 0 | 0
Coal | 0 | 0 | 0 | 0 | 0 | 0
Geo | 0 | 0 | 0 | 0 | 0 | 0
H | 0 | 0 | 0 | 0 | 0 | 0
LFG | 0 | 0 | 0 | 0 | 0 | 0
Nuc | 0 | 0 | 0 | 0 | 0 | 0
PS | 0 | 0 | 0 | 0 | 0 | 0
PV | 0 | 0 | 0 | 0 | 0 | 0
PeakG | 0 | 0 | 0 | 0 | 0 | 0
PeakO | 0 | 0 | 0 | 0 | 0 | 0
ST | 0 | 0 | 0 | 0 | 0 | 0
STOG | 0 | 0 | 0 | 0 | 0 | 0
STWD | 0 | 0 | 0 | 0 | 0 | 0
WT | 0 | 0 | 0 | 0 | 0 | 0
IGCC | 0 | 0 | 0 | 0 | 0 | 0
DemandResponse | 0 | 0 | 0 | 0 | 0 | 0
IGCC-CCS | 0 | 0 | 0 | 0 | 0 | 0
WT_off | 0 | 0 | 0 | 0 | 0 | 0
PseudoUnit | 0 | 0 | 0 | 0 | 0 | 0
FixedInterchange | 0 | 0 | 0 | 0 | 0 | 0
Emission Cost by Reporting Type: NYISO_A-F
ReportingType | 2015 | 2020 | 2025 | 2030 | 2035 | 2040
BM | 0 | 0 | 0 | 0 | 0 | 0
CC | 0 | 0 | 0 | 0 | 0 | 0
CSP | 0 | 0 | 0 | 0 | 0 | 0
CT | 0 | 0 | 0 | 0 | 0 | 0
Coal | 0 | 0 | 0 | 0 | 0 | 0
Geo | 0 | 0 | 0 | 0 | 0 | 0
H | 0 | 0 | 0 | 0 | 0 | 0
LFG | 0 | 0 | 0 | 0 | 0 | 0
Nuc | 0 | 0 | 0 | 0 | 0 | 0
PS | 0 | 0 | 0 | 0 | 0 | 0
PV | 0 | 0 | 0 | 0 | 0 | 0
PeakG | 0 | 0 | 0 | 0 | 0 | 0
PeakO | 0 | 0 | 0 | 0 | 0 | 0
ST | 0 | 0 | 0 | 0 | 0 | 0
STOG | 0 | 0 | 0 | 0 | 0 | 0
STWD | 0 | 0 | 0 | 0 | 0 | 0
WT | 0 | 0 | 0 | 0 | 0 | 0
IGCC | 0 | 0 | 0 | 0 | 0 | 0
DemandResponse | 0 | 0 | 0 | 0 | 0 | 0
IGCC-CCS | 0 | 0 | 0 | 0 | 0 | 0
WT_off | 0 | 0 | 0 | 0 | 0 | 0
PseudoUnit | 0 | 0 | 0 | 0 | 0 | 0
FixedInterchange | 0 | 0 | 0 | 0 | 0 | 0
Emission Cost by Reporting Type: NYISO_G-I
ReportingType | 2015 | 2020 | 2025 | 2030 | 2035 | 2040
BM | 0 | 0 | 0 | 0 | 0 | 0
CC | 0 | 0 | 0 | 0 | 0 | 0
CSP | 0 | 0 | 0 | 0 | 0 | 0
CT | 0 | 0 | 0 | 0 | 0 | 0
Coal | 0 | 0 | 0 | 0 | 0 | 0
Geo | 0 | 0 | 0 | 0 | 0 | 0
H | 0 | 0 | 0 | 0 | 0 | 0
LFG | 0 | 0 | 0 | 0 | 0 | 0
Nuc | 0 | 0 | 0 | 0 | 0 | 0
PS | 0 | 0 | 0 | 0 | 0 | 0
PV | 0 | 0 | 0 | 0 | 0 | 0
PeakG | 0 | 0 | 0 | 0 | 0 | 0
PeakO | 0 | 0 | 0 | 0 | 0 | 0
ST | 0 | 0 | 0 | 0 | 0 | 0
STOG | 0 | 0 | 0 | 0 | 0 | 0
STWD | 0 | 0 | 0 | 0 | 0 | 0
WT | 0 | 0 | 0 | 0 | 0 | 0
IGCC | 0 | 0 | 0 | 0 | 0 | 0
DemandResponse | 0 | 0 | 0 | 0 | 0 | 0
IGCC-CCS | 0 | 0 | 0 | 0 | 0 | 0
WT_off | 0 | 0 | 0 | 0 | 0 | 0
PseudoUnit | 0 | 0 | 0 | 0 | 0 | 0
FixedInterchange | 0 | 0 | 0 | 0 | 0 | 0
Emission Cost by Reporting Type: NYISO_J-K
ReportingType | 2015 | 2020 | 2025 | 2030 | 2035 | 2040
BM | 0 | 0 | 0 | 0 | 0 | 0
CC | 0 | 0 | 0 | 0 | 0 | 0
CSP | 0 | 0 | 0 | 0 | 0 | 0
CT | 0 | 0 | 0 | 0 | 0 | 0
Coal | 0 | 0 | 0 | 0 | 0 | 0
Geo | 0 | 0 | 0 | 0 | 0 | 0
H | 0 | 0 | 0 | 0 | 0 | 0
LFG | 0 | 0 | 0 | 0 | 0 | 0
Nuc | 0 | 0 | 0 | 0 | 0 | 0
PS | 0 | 0 | 0 | 0 | 0 | 0
PV | 0 | 0 | 0 | 0 | 0 | 0
PeakG | 0 | 0 | 0 | 0 | 0 | 0
PeakO | 0 | 0 | 0 | 0 | 0 | 0
ST | 0 | 0 | 0 | 0 | 0 | 0
STOG | 0 | 0 | 0 | 0 | 0 | 0
STWD | 0 | 0 | 0 | 0 | 0 | 0
WT | 0 | 0 | 0 | 0 | 0 | 0
IGCC | 0 | 0 | 0 | 0 | 0 | 0
DemandResponse | 0 | 0 | 0 | 0 | 0 | 0
IGCC-CCS | 0 | 0 | 0 | 0 | 0 | 0
WT_off | 0 | 0 | 0 | 0 | 0 | 0
PseudoUnit | 0 | 0 | 0 | 0 | 0 | 0
FixedInterchange | 0 | 0 | 0 | 0 | 0 | 0
Emission Cost by Reporting Type: PJM_E
ReportingType | 2015 | 2020 | 2025 | 2030 | 2035 | 2040
BM | 0 | 0 | 0 | 0 | 0 | 0
CC | 0 | 0 | 0 | 0 | 0 | 0
CSP | 0 | 0 | 0 | 0 | 0 | 0
CT | 0 | 0 | 0 | 0 | 0 | 0
Coal | 0 | 0 | 0 | 0 | 0 | 0
Geo | 0 | 0 | 0 | 0 | 0 | 0
H | 0 | 0 | 0 | 0 | 0 | 0
LFG | 0 | 0 | 0 | 0 | 0 | 0
Nuc | 0 | 0 | 0 | 0 | 0 | 0
PS | 0 | 0 | 0 | 0 | 0 | 0
PV | 0 | 0 | 0 | 0 | 0 | 0
PeakG | 0 | 0 | 0 | 0 | 0 | 0
PeakO | 0 | 0 | 0 | 0 | 0 | 0
ST | 0 | 0 | 0 | 0 | 0 | 0
STOG | 0 | 0 | 0 | 0 | 0 | 0
STWD | 0 | 0 | 0 | 0 | 0 | 0
WT | 0 | 0 | 0 | 0 | 0 | 0
IGCC | 0 | 0 | 0 | 0 | 0 | 0
DemandResponse | 0 | 0 | 0 | 0 | 0 | 0
IGCC-CCS | 0 | 0 | 0 | 0 | 0 | 0
WT_off | 0 | 0 | 0 | 0 | 0 | 0
PseudoUnit | 0 | 0 | 0 | 0 | 0 | 0
FixedInterchange | 0 | 0 | 0 | 0 | 0 | 0
Emission Cost by Reporting Type: PJM_ROM
ReportingType | 2015 | 2020 | 2025 | 2030 | 2035 | 2040
BM | 0 | 0 | 0 | 0 | 0 | 0
CC | 0 | 0 | 0 | 0 | 0 | 0
CSP | 0 | 0 | 0 | 0 | 0 | 0
CT | 0 | 0 | 0 | 0 | 0 | 0
Coal | 0 | 0 | 0 | 0 | 0 | 0
Geo | 0 | 0 | 0 | 0 | 0 | 0
H | 0 | 0 | 0 | 0 | 0 | 0
LFG | 0 | 0 | 0 | 0 | 0 | 0
Nuc | 0 | 0 | 0 | 0 | 0 | 0
PS | 0 | 0 | 0 | 0 | 0 | 0
PV | 0 | 0 | 0 | 0 | 0 | 0
PeakG | 0 | 0 | 0 | 0 | 0 | 0
PeakO | 0 | 0 | 0 | 0 | 0 | 0
ST | 0 | 0 | 0 | 0 | 0 | 0
STOG | 0 | 0 | 0 | 0 | 0 | 0
STWD | 0 | 0 | 0 | 0 | 0 | 0
WT | 0 | 0 | 0 | 0 | 0 | 0
IGCC | 0 | 0 | 0 | 0 | 0 | 0
DemandResponse | 0 | 0 | 0 | 0 | 0 | 0
IGCC-CCS | 0 | 0 | 0 | 0 | 0 | 0
WT_off | 0 | 0 | 0 | 0 | 0 | 0
PseudoUnit | 0 | 0 | 0 | 0 | 0 | 0
FixedInterchange | 0 | 0 | 0 | 0 | 0 | 0
Emission Cost by Reporting Type: PJM_ROR
ReportingType | 2015 | 2020 | 2025 | 2030 | 2035 | 2040
BM | 0 | 0 | 0 | 0 | 0 | 0
CC | 0 | 0 | 0 | 0 | 0 | 0
CSP | 0 | 0 | 0 | 0 | 0 | 0
CT | 0 | 0 | 0 | 0 | 0 | 0
Coal | 0 | 0 | 0 | 0 | 0 | 0
Geo | 0 | 0 | 0 | 0 | 0 | 0
H | 0 | 0 | 0 | 0 | 0 | 0
LFG | 0 | 0 | 0 | 0 | 0 | 0
Nuc | 0 | 0 | 0 | 0 | 0 | 0
PS | 0 | 0 | 0 | 0 | 0 | 0
PV | 0 | 0 | 0 | 0 | 0 | 0
PeakG | 0 | 0 | 0 | 0 | 0 | 0
PeakO | 0 | 0 | 0 | 0 | 0 | 0
ST | 0 | 0 | 0 | 0 | 0 | 0
STOG | 0 | 0 | 0 | 0 | 0 | 0
STWD | 0 | 0 | 0 | 0 | 0 | 0
WT | 0 | 0 | 0 | 0 | 0 | 0
IGCC | 0 | 0 | 0 | 0 | 0 | 0
DemandResponse | 0 | 0 | 0 | 0 | 0 | 0
IGCC-CCS | 0 | 0 | 0 | 0 | 0 | 0
WT_off | 0 | 0 | 0 | 0 | 0 | 0
PseudoUnit | 0 | 0 | 0 | 0 | 0 | 0
FixedInterchange | 0 | 0 | 0 | 0 | 0 | 0
Emission Cost by Reporting Type: SOCO
ReportingType | 2015 | 2020 | 2025 | 2030 | 2035 | 2040
BM | 0 | 0 | 0 | 0 | 0 | 0
CC | 0 | 0 | 0 | 0 | 0 | 0
CSP | 0 | 0 | 0 | 0 | 0 | 0
CT | 0 | 0 | 0 | 0 | 0 | 0
Coal | 0 | 0 | 0 | 0 | 0 | 0
Geo | 0 | 0 | 0 | 0 | 0 | 0
H | 0 | 0 | 0 | 0 | 0 | 0
LFG | 0 | 0 | 0 | 0 | 0 | 0
Nuc | 0 | 0 | 0 | 0 | 0 | 0
PS | 0 | 0 | 0 | 0 | 0 | 0
PV | 0 | 0 | 0 | 0 | 0 | 0
PeakG | 0 | 0 | 0 | 0 | 0 | 0
PeakO | 0 | 0 | 0 | 0 | 0 | 0
ST | 0 | 0 | 0 | 0 | 0 | 0
STOG | 0 | 0 | 0 | 0 | 0 | 0
STWD | 0 | 0 | 0 | 0 | 0 | 0
WT | 0 | 0 | 0 | 0 | 0 | 0
IGCC | 0 | 0 | 0 | 0 | 0 | 0
DemandResponse | 0 | 0 | 0 | 0 | 0 | 0
IGCC-CCS | 0 | 0 | 0 | 0 | 0 | 0
WT_off | 0 | 0 | 0 | 0 | 0 | 0
PseudoUnit | 0 | 0 | 0 | 0 | 0 | 0
FixedInterchange | 0 | 0 | 0 | 0 | 0 | 0
Emission Cost by Reporting Type: SPP_N
ReportingType | 2015 | 2020 | 2025 | 2030 | 2035 | 2040
BM | 0 | 0 | 0 | 0 | 0 | 0
CC | 0 | 0 | 0 | 0 | 0 | 0
CSP | 0 | 0 | 0 | 0 | 0 | 0
CT | 0 | 0 | 0 | 0 | 0 | 0
Coal | 0 | 0 | 0 | 0 | 0 | 0
Geo | 0 | 0 | 0 | 0 | 0 | 0
H | 0 | 0 | 0 | 0 | 0 | 0
LFG | 0 | 0 | 0 | 0 | 0 | 0
Nuc | 0 | 0 | 0 | 0 | 0 | 0
PS | 0 | 0 | 0 | 0 | 0 | 0
PV | 0 | 0 | 0 | 0 | 0 | 0
PeakG | 0 | 0 | 0 | 0 | 0 | 0
PeakO | 0 | 0 | 0 | 0 | 0 | 0
ST | 0 | 0 | 0 | 0 | 0 | 0
STOG | 0 | 0 | 0 | 0 | 0 | 0
STWD | 0 | 0 | 0 | 0 | 0 | 0
WT | 0 | 0 | 0 | 0 | 0 | 0
IGCC | 0 | 0 | 0 | 0 | 0 | 0
DemandResponse | 0 | 0 | 0 | 0 | 0 | 0
IGCC-CCS | 0 | 0 | 0 | 0 | 0 | 0
WT_off | 0 | 0 | 0 | 0 | 0 | 0
PseudoUnit | 0 | 0 | 0 | 0 | 0 | 0
FixedInterchange | 0 | 0 | 0 | 0 | 0 | 0
Emission Cost by Reporting Type: SPP_S
ReportingType | 2015 | 2020 | 2025 | 2030 | 2035 | 2040
BM | 0 | 0 | 0 | 0 | 0 | 0
CC | 0 | 0 | 0 | 0 | 0 | 0
CSP | 0 | 0 | 0 | 0 | 0 | 0
CT | 0 | 0 | 0 | 0 | 0 | 0
Coal | 0 | 0 | 0 | 0 | 0 | 0
Geo | 0 | 0 | 0 | 0 | 0 | 0
H | 0 | 0 | 0 | 0 | 0 | 0
LFG | 0 | 0 | 0 | 0 | 0 | 0
Nuc | 0 | 0 | 0 | 0 | 0 | 0
PS | 0 | 0 | 0 | 0 | 0 | 0
PV | 0 | 0 | 0 | 0 | 0 | 0
PeakG | 0 | 0 | 0 | 0 | 0 | 0
PeakO | 0 | 0 | 0 | 0 | 0 | 0
ST | 0 | 0 | 0 | 0 | 0 | 0
STOG | 0 | 0 | 0 | 0 | 0 | 0
STWD | 0 | 0 | 0 | 0 | 0 | 0
WT | 0 | 0 | 0 | 0 | 0 | 0
IGCC | 0 | 0 | 0 | 0 | 0 | 0
DemandResponse | 0 | 0 | 0 | 0 | 0 | 0
IGCC-CCS | 0 | 0 | 0 | 0 | 0 | 0
WT_off | 0 | 0 | 0 | 0 | 0 | 0
PseudoUnit | 0 | 0 | 0 | 0 | 0 | 0
FixedInterchange | 0 | 0 | 0 | 0 | 0 | 0
Emission Cost by Reporting Type: TVA
ReportingType | 2015 | 2020 | 2025 | 2030 | 2035 | 2040
BM | 0 | 0 | 0 | 0 | 0 | 0
CC | 0 | 0 | 0 | 0 | 0 | 0
CSP | 0 | 0 | 0 | 0 | 0 | 0
CT | 0 | 0 | 0 | 0 | 0 | 0
Coal | 0 | 0 | 0 | 0 | 0 | 0
Geo | 0 | 0 | 0 | 0 | 0 | 0
H | 0 | 0 | 0 | 0 | 0 | 0
LFG | 0 | 0 | 0 | 0 | 0 | 0
Nuc | 0 | 0 | 0 | 0 | 0 | 0
PS | 0 | 0 | 0 | 0 | 0 | 0
PV | 0 | 0 | 0 | 0 | 0 | 0
PeakG | 0 | 0 | 0 | 0 | 0 | 0
PeakO | 0 | 0 | 0 | 0 | 0 | 0
ST | 0 | 0 | 0 | 0 | 0 | 0
STOG | 0 | 0 | 0 | 0 | 0 | 0
STWD | 0 | 0 | 0 | 0 | 0 | 0
WT | 0 | 0 | 0 | 0 | 0 | 0
IGCC | 0 | 0 | 0 | 0 | 0 | 0
DemandResponse | 0 | 0 | 0 | 0 | 0 | 0
IGCC-CCS | 0 | 0 | 0 | 0 | 0 | 0
WT_off | 0 | 0 | 0 | 0 | 0 | 0
PseudoUnit | 0 | 0 | 0 | 0 | 0 | 0
FixedInterchange | 0 | 0 | 0 | 0 | 0 | 0
Emission Cost by Reporting Type: TVA_Transmission
ReportingType | 2015 | 2020 | 2025 | 2030 | 2035 | 2040
BM | 0 | 0 | 0 | 0 | 0 | 0
CC | 0 | 0 | 0 | 0 | 0 | 0
CSP | 0 | 0 | 0 | 0 | 0 | 0
CT | 0 | 0 | 0 | 0 | 0 | 0
Coal | 0 | 0 | 0 | 0 | 0 | 0
Geo | 0 | 0 | 0 | 0 | 0 | 0
H | 0 | 0 | 0 | 0 | 0 | 0
LFG | 0 | 0 | 0 | 0 | 0 | 0
Nuc | 0 | 0 | 0 | 0 | 0 | 0
PS | 0 | 0 | 0 | 0 | 0 | 0
PV | 0 | 0 | 0 | 0 | 0 | 0
PeakG | 0 | 0 | 0 | 0 | 0 | 0
PeakO | 0 | 0 | 0 | 0 | 0 | 0
ST | 0 | 0 | 0 | 0 | 0 | 0
STOG | 0 | 0 | 0 | 0 | 0 | 0
STWD | 0 | 0 | 0 | 0 | 0 | 0
WT | 0 | 0 | 0 | 0 | 0 | 0
IGCC | 0 | 0 | 0 | 0 | 0 | 0
DemandResponse | 0 | 0 | 0 | 0 | 0 | 0
IGCC-CCS | 0 | 0 | 0 | 0 | 0 | 0
WT_off | 0 | 0 | 0 | 0 | 0 | 0
PseudoUnit | 0 | 0 | 0 | 0 | 0 | 0
FixedInterchange | 0 | 0 | 0 | 0 | 0 | 0
Emission Cost by Reporting Type: VACAR
ReportingType | 2015 | 2020 | 2025 | 2030 | 2035 | 2040
BM | 0 | 0 | 0 | 0 | 0 | 0
CC | 0 | 0 | 0 | 0 | 0 | 0
CSP | 0 | 0 | 0 | 0 | 0 | 0
CT | 0 | 0 | 0 | 0 | 0 | 0
Coal | 0 | 0 | 0 | 0 | 0 | 0
Geo | 0 | 0 | 0 | 0 | 0 | 0
H | 0 | 0 | 0 | 0 | 0 | 0
LFG | 0 | 0 | 0 | 0 | 0 | 0
Nuc | 0 | 0 | 0 | 0 | 0 | 0
PS | 0 | 0 | 0 | 0 | 0 | 0
PV | 0 | 0 | 0 | 0 | 0 | 0
PeakG | 0 | 0 | 0 | 0 | 0 | 0
PeakO | 0 | 0 | 0 | 0 | 0 | 0
ST | 0 | 0 | 0 | 0 | 0 | 0
STOG | 0 | 0 | 0 | 0 | 0 | 0
STWD | 0 | 0 | 0 | 0 | 0 | 0
WT | 0 | 0 | 0 | 0 | 0 | 0
IGCC | 0 | 0 | 0 | 0 | 0 | 0
DemandResponse | 0 | 0 | 0 | 0 | 0 | 0
IGCC-CCS | 0 | 0 | 0 | 0 | 0 | 0
WT_off | 0 | 0 | 0 | 0 | 0 | 0
PseudoUnit | 0 | 0 | 0 | 0 | 0 | 0
FixedInterchange | 0 | 0 | 0 | 0 | 0 | 0
Emission Cost by Reporting Type: IESO
ReportingType | 2015 | 2020 | 2025 | 2030 | 2035 | 2040
BM | 0 | 0 | 0 | 0 | 0 | 0
CC | 0 | 0 | 0 | 0 | 0 | 0
CSP | 0 | 0 | 0 | 0 | 0 | 0
CT | 0 | 0 | 0 | 0 | 0 | 0
Coal | 0 | 0 | 0 | 0 | 0 | 0
Geo | 0 | 0 | 0 | 0 | 0 | 0
H | 0 | 0 | 0 | 0 | 0 | 0
LFG | 0 | 0 | 0 | 0 | 0 | 0
Nuc | 0 | 0 | 0 | 0 | 0 | 0
PS | 0 | 0 | 0 | 0 | 0 | 0
PV | 0 | 0 | 0 | 0 | 0 | 0
PeakG | 0 | 0 | 0 | 0 | 0 | 0
PeakO | 0 | 0 | 0 | 0 | 0 | 0
ST | 0 | 0 | 0 | 0 | 0 | 0
STOG | 0 | 0 | 0 | 0 | 0 | 0
STWD | 0 | 0 | 0 | 0 | 0 | 0
WT | 0 | 0 | 0 | 0 | 0 | 0
IGCC | 0 | 0 | 0 | 0 | 0 | 0
DemandResponse | 0 | 0 | 0 | 0 | 0 | 0
IGCC-CCS | 0 | 0 | 0 | 0 | 0 | 0
WT_off | 0 | 0 | 0 | 0 | 0 | 0
PseudoUnit | 0 | 0 | 0 | 0 | 0 | 0
FixedInterchange | 0 | 0 | 0 | 0 | 0 | 0
Emission Cost by Reporting Type: MAPP_CA
ReportingType | 2015 | 2020 | 2025 | 2030 | 2035 | 2040
BM | 0 | 0 | 0 | 0 | 0 | 0
CC | 0 | 0 | 0 | 0 | 0 | 0
CSP | 0 | 0 | 0 | 0 | 0 | 0
CT | 0 | 0 | 0 | 0 | 0 | 0
Coal | 0 | 0 | 0 | 0 | 0 | 0
Geo | 0 | 0 | 0 | 0 | 0 | 0
H | 0 | 0 | 0 | 0 | 0 | 0
LFG | 0 | 0 | 0 | 0 | 0 | 0
Nuc | 0 | 0 | 0 | 0 | 0 | 0
PS | 0 | 0 | 0 | 0 | 0 | 0
PV | 0 | 0 | 0 | 0 | 0 | 0
PeakG | 0 | 0 | 0 | 0 | 0 | 0
PeakO | 0 | 0 | 0 | 0 | 0 | 0
ST | 0 | 0 | 0 | 0 | 0 | 0
STOG | 0 | 0 | 0 | 0 | 0 | 0
STWD | 0 | 0 | 0 | 0 | 0 | 0
WT | 0 | 0 | 0 | 0 | 0 | 0
IGCC | 0 | 0 | 0 | 0 | 0 | 0
DemandResponse | 0 | 0 | 0 | 0 | 0 | 0
IGCC-CCS | 0 | 0 | 0 | 0 | 0 | 0
WT_off | 0 | 0 | 0 | 0 | 0 | 0
PseudoUnit | 0 | 0 | 0 | 0 | 0 | 0
FixedInterchange | 0 | 0 | 0 | 0 | 0 | 0
Emission Cost by Reporting Type: AZ_NM_SNV_Coal
ReportingType | 2015 | 2020 | 2025 | 2030 | 2035 | 2040
BM | 0 | 0 | 0 | 0 | 0 | 0
CC | 0 | 0 | 0 | 0 | 0 | 0
CSP | 0 | 0 | 0 | 0 | 0 | 0
CT | 0 | 0 | 0 | 0 | 0 | 0
Coal | 0 | 0 | 0 | 0 | 0 | 0
Geo | 0 | 0 | 0 | 0 | 0 | 0
H | 0 | 0 | 0 | 0 | 0 | 0
LFG | 0 | 0 | 0 | 0 | 0 | 0
Nuc | 0 | 0 | 0 | 0 | 0 | 0
PS | 0 | 0 | 0 | 0 | 0 | 0
PV | 0 | 0 | 0 | 0 | 0 | 0
PeakG | 0 | 0 | 0 | 0 | 0 | 0
PeakO | 0 | 0 | 0 | 0 | 0 | 0
ST | 0 | 0 | 0 | 0 | 0 | 0
STOG | 0 | 0 | 0 | 0 | 0 | 0
STWD | 0 | 0 | 0 | 0 | 0 | 0
WT | 0 | 0 | 0 | 0 | 0 | 0
IGCC | 0 | 0 | 0 | 0 | 0 | 0
DemandResponse | 0 | 0 | 0 | 0 | 0 | 0
IGCC-CCS | 0 | 0 | 0 | 0 | 0 | 0
WT_off | 0 | 0 | 0 | 0 | 0 | 0
PseudoUnit | 0 | 0 | 0 | 0 | 0 | 0
FixedInterchange | 0 | 0 | 0 | 0 | 0 | 0
Emission Cost by Reporting Type: AZ_NM_SNV_Gas
ReportingType | 2015 | 2020 | 2025 | 2030 | 2035 | 2040
BM | 0 | 0 | 0 | 0 | 0 | 0
CC | 0 | 0 | 0 | 0 | 0 | 0
CSP | 0 | 0 | 0 | 0 | 0 | 0
CT | 0 | 0 | 0 | 0 | 0 | 0
Coal | 0 | 0 | 0 | 0 | 0 | 0
Geo | 0 | 0 | 0 | 0 | 0 | 0
H | 0 | 0 | 0 | 0 | 0 | 0
LFG | 0 | 0 | 0 | 0 | 0 | 0
Nuc | 0 | 0 | 0 | 0 | 0 | 0
PS | 0 | 0 | 0 | 0 | 0 | 0
PV | 0 | 0 | 0 | 0 | 0 | 0
PeakG | 0 | 0 | 0 | 0 | 0 | 0
PeakO | 0 | 0 | 0 | 0 | 0 | 0
ST | 0 | 0 | 0 | 0 | 0 | 0
STOG | 0 | 0 | 0 | 0 | 0 | 0
STWD | 0 | 0 | 0 | 0 | 0 | 0
WT | 0 | 0 | 0 | 0 | 0 | 0
IGCC | 0 | 0 | 0 | 0 | 0 | 0
DemandResponse | 0 | 0 | 0 | 0 | 0 | 0
IGCC-CCS | 0 | 0 | 0 | 0 | 0 | 0
WT_off | 0 | 0 | 0 | 0 | 0 | 0
PseudoUnit | 0 | 0 | 0 | 0 | 0 | 0
FixedInterchange | 0 | 0 | 0 | 0 | 0 | 0
Emission Cost by Reporting Type: AZ_NM_SNV_NucRenew
ReportingType | 2015 | 2020 | 2025 | 2030 | 2035 | 2040
BM | 0 | 0 | 0 | 0 | 0 | 0
CC | 0 | 0 | 0 | 0 | 0 | 0
CSP | 0 | 0 | 0 | 0 | 0 | 0
CT | 0 | 0 | 0 | 0 | 0 | 0
Coal | 0 | 0 | 0 | 0 | 0 | 0
Geo | 0 | 0 | 0 | 0 | 0 | 0
H | 0 | 0 | 0 | 0 | 0 | 0
LFG | 0 | 0 | 0 | 0 | 0 | 0
Nuc | 0 | 0 | 0 | 0 | 0 | 0
PS | 0 | 0 | 0 | 0 | 0 | 0
PV | 0 | 0 | 0 | 0 | 0 | 0
PeakG | 0 | 0 | 0 | 0 | 0 | 0
PeakO | 0 | 0 | 0 | 0 | 0 | 0
ST | 0 | 0 | 0 | 0 | 0 | 0
STOG | 0 | 0 | 0 | 0 | 0 | 0
STWD | 0 | 0 | 0 | 0 | 0 | 0
WT | 0 | 0 | 0 | 0 | 0 | 0
IGCC | 0 | 0 | 0 | 0 | 0 | 0
DemandResponse | 0 | 0 | 0 | 0 | 0 | 0
IGCC-CCS | 0 | 0 | 0 | 0 | 0 | 0
WT_off | 0 | 0 | 0 | 0 | 0 | 0
PseudoUnit | 0 | 0 | 0 | 0 | 0 | 0
FixedInterchange | 0 | 0 | 0 | 0 | 0 | 0
Emission Cost by Reporting Type: ERCOT
ReportingType | 2015 | 2020 | 2025 | 2030 | 2035 | 2040
BM | 0 | 0 | 0 | 0 | 0 | 0
CC | 0 | 0 | 0 | 0 | 0 | 0
CSP | 0 | 0 | 0 | 0 | 0 | 0
CT | 0 | 0 | 0 | 0 | 0 | 0
Coal | 0 | 0 | 0 | 0 | 0 | 0
Geo | 0 | 0 | 0 | 0 | 0 | 0
H | 0 | 0 | 0 | 0 | 0 | 0
LFG | 0 | 0 | 0 | 0 | 0 | 0
Nuc | 0 | 0 | 0 | 0 | 0 | 0
PS | 0 | 0 | 0 | 0 | 0 | 0
PV | 0 | 0 | 0 | 0 | 0 | 0
PeakG | 0 | 0 | 0 | 0 | 0 | 0
PeakO | 0 | 0 | 0 | 0 | 0 | 0
ST | 0 | 0 | 0 | 0 | 0 | 0
STOG | 0 | 0 | 0 | 0 | 0 | 0
STWD | 0 | 0 | 0 | 0 | 0 | 0
WT | 0 | 0 | 0 | 0 | 0 | 0
IGCC | 0 | 0 | 0 | 0 | 0 | 0
DemandResponse | 0 | 0 | 0 | 0 | 0 | 0
IGCC-CCS | 0 | 0 | 0 | 0 | 0 | 0
WT_off | 0 | 0 | 0 | 0 | 0 | 0
PseudoUnit | 0 | 0 | 0 | 0 | 0 | 0
FixedInterchange | 0 | 0 | 0 | 0 | 0 | 0
Emission Cost by Reporting Type: NP15
ReportingType | 2015 | 2020 | 2025 | 2030 | 2035 | 2040
BM | 0 | 0 | 0 | 0 | 0 | 0
CC | 0 | 0 | 0 | 0 | 0 | 0
CSP | 0 | 0 | 0 | 0 | 0 | 0
CT | 0 | 0 | 0 | 0 | 0 | 0
Coal | 0 | 0 | 0 | 0 | 0 | 0
Geo | 0 | 0 | 0 | 0 | 0 | 0
H | 0 | 0 | 0 | 0 | 0 | 0
LFG | 0 | 0 | 0 | 0 | 0 | 0
Nuc | 0 | 0 | 0 | 0 | 0 | 0
PS | 0 | 0 | 0 | 0 | 0 | 0
PV | 0 | 0 | 0 | 0 | 0 | 0
PeakG | 0 | 0 | 0 | 0 | 0 | 0
PeakO | 0 | 0 | 0 | 0 | 0 | 0
ST | 0 | 0 | 0 | 0 | 0 | 0
STOG | 0 | 0 | 0 | 0 | 0 | 0
STWD | 0 | 0 | 0 | 0 | 0 | 0
WT | 0 | 0 | 0 | 0 | 0 | 0
IGCC | 0 | 0 | 0 | 0 | 0 | 0
DemandResponse | 0 | 0 | 0 | 0 | 0 | 0
IGCC-CCS | 0 | 0 | 0 | 0 | 0 | 0
WT_off | 0 | 0 | 0 | 0 | 0 | 0
PseudoUnit | 0 | 0 | 0 | 0 | 0 | 0
FixedInterchange | 0 | 0 | 0 | 0 | 0 | 0
Emission Cost by Reporting Type: NWPP_Coal
ReportingType | 2015 | 2020 | 2025 | 2030 | 2035 | 2040
BM | 0 | 0 | 0 | 0 | 0 | 0
CC | 0 | 0 | 0 | 0 | 0 | 0
CSP | 0 | 0 | 0 | 0 | 0 | 0
CT | 0 | 0 | 0 | 0 | 0 | 0
Coal | 0 | 0 | 0 | 0 | 0 | 0
Geo | 0 | 0 | 0 | 0 | 0 | 0
H | 0 | 0 | 0 | 0 | 0 | 0
LFG | 0 | 0 | 0 | 0 | 0 | 0
Nuc | 0 | 0 | 0 | 0 | 0 | 0
PS | 0 | 0 | 0 | 0 | 0 | 0
PV | 0 | 0 | 0 | 0 | 0 | 0
PeakG | 0 | 0 | 0 | 0 | 0 | 0
PeakO | 0 | 0 | 0 | 0 | 0 | 0
ST | 0 | 0 | 0 | 0 | 0 | 0
STOG | 0 | 0 | 0 | 0 | 0 | 0
STWD | 0 | 0 | 0 | 0 | 0 | 0
WT | 0 | 0 | 0 | 0 | 0 | 0
IGCC | 0 | 0 | 0 | 0 | 0 | 0
DemandResponse | 0 | 0 | 0 | 0 | 0 | 0
IGCC-CCS | 0 | 0 | 0 | 0 | 0 | 0
WT_off | 0 | 0 | 0 | 0 | 0 | 0
PseudoUnit | 0 | 0 | 0 | 0 | 0 | 0
FixedInterchange | 0 | 0 | 0 | 0 | 0 | 0
Emission Cost by Reporting Type: NWPP_Gas
ReportingType | 2015 | 2020 | 2025 | 2030 | 2035 | 2040
BM | 0 | 0 | 0 | 0 | 0 | 0
CC | 0 | 0 | 0 | 0 | 0 | 0
CSP | 0 | 0 | 0 | 0 | 0 | 0
CT | 0 | 0 | 0 | 0 | 0 | 0
Coal | 0 | 0 | 0 | 0 | 0 | 0
Geo | 0 | 0 | 0 | 0 | 0 | 0
H | 0 | 0 | 0 | 0 | 0 | 0
LFG | 0 | 0 | 0 | 0 | 0 | 0
Nuc | 0 | 0 | 0 | 0 | 0 | 0
PS | 0 | 0 | 0 | 0 | 0 | 0
PV | 0 | 0 | 0 | 0 | 0 | 0
PeakG | 0 | 0 | 0 | 0 | 0 | 0
PeakO | 0 | 0 | 0 | 0 | 0 | 0
ST | 0 | 0 | 0 | 0 | 0 | 0
STOG | 0 | 0 | 0 | 0 | 0 | 0
STWD | 0 | 0 | 0 | 0 | 0 | 0
WT | 0 | 0 | 0 | 0 | 0 | 0
IGCC | 0 | 0 | 0 | 0 | 0 | 0
DemandResponse | 0 | 0 | 0 | 0 | 0 | 0
IGCC-CCS | 0 | 0 | 0 | 0 | 0 | 0
WT_off | 0 | 0 | 0 | 0 | 0 | 0
PseudoUnit | 0 | 0 | 0 | 0 | 0 | 0
FixedInterchange | 0 | 0 | 0 | 0 | 0 | 0
Emission Cost by Reporting Type: NWPP_NucRenew
ReportingType | 2015 | 2020 | 2025 | 2030 | 2035 | 2040
BM | 0 | 0 | 0 | 0 | 0 | 0
CC | 0 | 0 | 0 | 0 | 0 | 0
CSP | 0 | 0 | 0 | 0 | 0 | 0
CT | 0 | 0 | 0 | 0 | 0 | 0
Coal | 0 | 0 | 0 | 0 | 0 | 0
Geo | 0 | 0 | 0 | 0 | 0 | 0
H | 0 | 0 | 0 | 0 | 0 | 0
LFG | 0 | 0 | 0 | 0 | 0 | 0
Nuc | 0 | 0 | 0 | 0 | 0 | 0
PS | 0 | 0 | 0 | 0 | 0 | 0
PV | 0 | 0 | 0 | 0 | 0 | 0
PeakG | 0 | 0 | 0 | 0 | 0 | 0
PeakO | 0 | 0 | 0 | 0 | 0 | 0
ST | 0 | 0 | 0 | 0 | 0 | 0
STOG | 0 | 0 | 0 | 0 | 0 | 0
STWD | 0 | 0 | 0 | 0 | 0 | 0
WT | 0 | 0 | 0 | 0 | 0 | 0
IGCC | 0 | 0 | 0 | 0 | 0 | 0
DemandResponse | 0 | 0 | 0 | 0 | 0 | 0
IGCC-CCS | 0 | 0 | 0 | 0 | 0 | 0
WT_off | 0 | 0 | 0 | 0 | 0 | 0
PseudoUnit | 0 | 0 | 0 | 0 | 0 | 0
FixedInterchange | 0 | 0 | 0 | 0 | 0 | 0
Emission Cost by Reporting Type: RMPA
ReportingType | 2015 | 2020 | 2025 | 2030 | 2035 | 2040
BM | 0 | 0 | 0 | 0 | 0 | 0
CC | 0 | 0 | 0 | 0 | 0 | 0
CSP | 0 | 0 | 0 | 0 | 0 | 0
CT | 0 | 0 | 0 | 0 | 0 | 0
Coal | 0 | 0 | 0 | 0 | 0 | 0
Geo | 0 | 0 | 0 | 0 | 0 | 0
H | 0 | 0 | 0 | 0 | 0 | 0
LFG | 0 | 0 | 0 | 0 | 0 | 0
Nuc | 0 | 0 | 0 | 0 | 0 | 0
PS | 0 | 0 | 0 | 0 | 0 | 0
PV | 0 | 0 | 0 | 0 | 0 | 0
PeakG | 0 | 0 | 0 | 0 | 0 | 0
PeakO | 0 | 0 | 0 | 0 | 0 | 0
ST | 0 | 0 | 0 | 0 | 0 | 0
STOG | 0 | 0 | 0 | 0 | 0 | 0
STWD | 0 | 0 | 0 | 0 | 0 | 0
WT | 0 | 0 | 0 | 0 | 0 | 0
IGCC | 0 | 0 | 0 | 0 | 0 | 0
DemandResponse | 0 | 0 | 0 | 0 | 0 | 0
IGCC-CCS | 0 | 0 | 0 | 0 | 0 | 0
WT_off | 0 | 0 | 0 | 0 | 0 | 0
PseudoUnit | 0 | 0 | 0 | 0 | 0 | 0
FixedInterchange | 0 | 0 | 0 | 0 | 0 | 0
Emission Cost by Reporting Type: SP15
ReportingType | 2015 | 2020 | 2025 | 2030 | 2035 | 2040
BM | 0 | 0 | 0 | 0 | 0 | 0
CC | 0 | 0 | 0 | 0 | 0 | 0
CSP | 0 | 0 | 0 | 0 | 0 | 0
CT | 0 | 0 | 0 | 0 | 0 | 0
Coal | 0 | 0 | 0 | 0 | 0 | 0
Geo | 0 | 0 | 0 | 0 | 0 | 0
H | 0 | 0 | 0 | 0 | 0 | 0
LFG | 0 | 0 | 0 | 0 | 0 | 0
Nuc | 0 | 0 | 0 | 0 | 0 | 0
PS | 0 | 0 | 0 | 0 | 0 | 0
PV | 0 | 0 | 0 | 0 | 0 | 0
PeakG | 0 | 0 | 0 | 0 | 0 | 0
PeakO | 0 | 0 | 0 | 0 | 0 | 0
ST | 0 | 0 | 0 | 0 | 0 | 0
STOG | 0 | 0 | 0 | 0 | 0 | 0
STWD | 0 | 0 | 0 | 0 | 0 | 0
WT | 0 | 0 | 0 | 0 | 0 | 0
IGCC | 0 | 0 | 0 | 0 | 0 | 0
DemandResponse | 0 | 0 | 0 | 0 | 0 | 0
IGCC-CCS | 0 | 0 | 0 | 0 | 0 | 0
WT_off | 0 | 0 | 0 | 0 | 0 | 0
PseudoUnit | 0 | 0 | 0 | 0 | 0 | 0
FixedInterchange | 0 | 0 | 0 | 0 | 0 | 0
Emission Cost by Reporting Type: ALB
ReportingType | 2015 | 2020 | 2025 | 2030 | 2035 | 2040
BM | 0 | 0 | 0 | 0 | 0 | 0
CC | 0 | 0 | 0 | 0 | 0 | 0
CSP | 0 | 0 | 0 | 0 | 0 | 0
CT | 0 | 0 | 0 | 0 | 0 | 0
Coal | 0 | 0 | 0 | 0 | 0 | 0
Geo | 0 | 0 | 0 | 0 | 0 | 0
H | 0 | 0 | 0 | 0 | 0 | 0
LFG | 0 | 0 | 0 | 0 | 0 | 0
Nuc | 0 | 0 | 0 | 0 | 0 | 0
PS | 0 | 0 | 0 | 0 | 0 | 0
PV | 0 | 0 | 0 | 0 | 0 | 0
PeakG | 0 | 0 | 0 | 0 | 0 | 0
PeakO | 0 | 0 | 0 | 0 | 0 | 0
ST | 0 | 0 | 0 | 0 | 0 | 0
STOG | 0 | 0 | 0 | 0 | 0 | 0
STWD | 0 | 0 | 0 | 0 | 0 | 0
WT | 0 | 0 | 0 | 0 | 0 | 0
IGCC | 0 | 0 | 0 | 0 | 0 | 0
DemandResponse | 0 | 0 | 0 | 0 | 0 | 0
IGCC-CCS | 0 | 0 | 0 | 0 | 0 | 0
WT_off | 0 | 0 | 0 | 0 | 0 | 0
PseudoUnit | 0 | 0 | 0 | 0 | 0 | 0
FixedInterchange | 0 | 0 | 0 | 0 | 0 | 0
Emission Cost by Reporting Type: BC
ReportingType | 2015 | 2020 | 2025 | 2030 | 2035 | 2040
BM | 0 | 0 | 0 | 0 | 0 | 0
CC | 0 | 0 | 0 | 0 | 0 | 0
CSP | 0 | 0 | 0 | 0 | 0 | 0
CT | 0 | 0 | 0 | 0 | 0 | 0
Coal | 0 | 0 | 0 | 0 | 0 | 0
Geo | 0 | 0 | 0 | 0 | 0 | 0
H | 0 | 0 | 0 | 0 | 0 | 0
LFG | 0 | 0 | 0 | 0 | 0 | 0
Nuc | 0 | 0 | 0 | 0 | 0 | 0
PS | 0 | 0 | 0 | 0 | 0 | 0
PV | 0 | 0 | 0 | 0 | 0 | 0
PeakG | 0 | 0 | 0 | 0 | 0 | 0
PeakO | 0 | 0 | 0 | 0 | 0 | 0
ST | 0 | 0 | 0 | 0 | 0 | 0
STOG | 0 | 0 | 0 | 0 | 0 | 0
STWD | 0 | 0 | 0 | 0 | 0 | 0
WT | 0 | 0 | 0 | 0 | 0 | 0
IGCC | 0 | 0 | 0 | 0 | 0 | 0
DemandResponse | 0 | 0 | 0 | 0 | 0 | 0
IGCC-CCS | 0 | 0 | 0 | 0 | 0 | 0
WT_off | 0 | 0 | 0 | 0 | 0 | 0
PseudoUnit | 0 | 0 | 0 | 0 | 0 | 0
FixedInterchange | 0 | 0 | 0 | 0 | 0 | 0
Emission Cost by Reporting Type: HQ_IESO
ReportingType | 2015 | 2020 | 2025 | 2030 | 2035 | 2040
BM | 0 | 0 | 0 | 0 | 0 | 0
CC | 0 | 0 | 0 | 0 | 0 | 0
CSP | 0 | 0 | 0 | 0 | 0 | 0
CT | 0 | 0 | 0 | 0 | 0 | 0
Coal | 0 | 0 | 0 | 0 | 0 | 0
Geo | 0 | 0 | 0 | 0 | 0 | 0
H | 0 | 0 | 0 | 0 | 0 | 0
LFG | 0 | 0 | 0 | 0 | 0 | 0
Nuc | 0 | 0 | 0 | 0 | 0 | 0
PS | 0 | 0 | 0 | 0 | 0 | 0
PV | 0 | 0 | 0 | 0 | 0 | 0
PeakG | 0 | 0 | 0 | 0 | 0 | 0
PeakO | 0 | 0 | 0 | 0 | 0 | 0
ST | 0 | 0 | 0 | 0 | 0 | 0
STOG | 0 | 0 | 0 | 0 | 0 | 0
STWD | 0 | 0 | 0 | 0 | 0 | 0
WT | 0 | 0 | 0 | 0 | 0 | 0
IGCC | 0 | 0 | 0 | 0 | 0 | 0
DemandResponse | 0 | 0 | 0 | 0 | 0 | 0
IGCC-CCS | 0 | 0 | 0 | 0 | 0 | 0
WT_off | 0 | 0 | 0 | 0 | 0 | 0
PseudoUnit | 0 | 0 | 0 | 0 | 0 | 0
FixedInterchange | 0 | 0 | 0 | 0 | 0 | 0
Emission Cost by Reporting Type: HQ_NEISO
ReportingType | 2015 | 2020 | 2025 | 2030 | 2035 | 2040
BM | 0 | 0 | 0 | 0 | 0 | 0
CC | 0 | 0 | 0 | 0 | 0 | 0
CSP | 0 | 0 | 0 | 0 | 0 | 0
CT | 0 | 0 | 0 | 0 | 0 | 0
Coal | 0 | 0 | 0 | 0 | 0 | 0
Geo | 0 | 0 | 0 | 0 | 0 | 0
H | 0 | 0 | 0 | 0 | 0 | 0
LFG | 0 | 0 | 0 | 0 | 0 | 0
Nuc | 0 | 0 | 0 | 0 | 0 | 0
PS | 0 | 0 | 0 | 0 | 0 | 0
PV | 0 | 0 | 0 | 0 | 0 | 0
PeakG | 0 | 0 | 0 | 0 | 0 | 0
PeakO | 0 | 0 | 0 | 0 | 0 | 0
ST | 0 | 0 | 0 | 0 | 0 | 0
STOG | 0 | 0 | 0 | 0 | 0 | 0
STWD | 0 | 0 | 0 | 0 | 0 | 0
WT | 0 | 0 | 0 | 0 | 0 | 0
IGCC | 0 | 0 | 0 | 0 | 0 | 0
DemandResponse | 0 | 0 | 0 | 0 | 0 | 0
IGCC-CCS | 0 | 0 | 0 | 0 | 0 | 0
WT_off | 0 | 0 | 0 | 0 | 0 | 0
PseudoUnit | 0 | 0 | 0 | 0 | 0 | 0
FixedInterchange | 0 | 0 | 0 | 0 | 0 | 0
Emission Cost by Reporting Type: HQ_NY
ReportingType | 2015 | 2020 | 2025 | 2030 | 2035 | 2040
BM | 0 | 0 | 0 | 0 | 0 | 0
CC | 0 | 0 | 0 | 0 | 0 | 0
CSP | 0 | 0 | 0 | 0 | 0 | 0
CT | 0 | 0 | 0 | 0 | 0 | 0
Coal | 0 | 0 | 0 | 0 | 0 | 0
Geo | 0 | 0 | 0 | 0 | 0 | 0
H | 0 | 0 | 0 | 0 | 0 | 0
LFG | 0 | 0 | 0 | 0 | 0 | 0
Nuc | 0 | 0 | 0 | 0 | 0 | 0
PS | 0 | 0 | 0 | 0 | 0 | 0
PV | 0 | 0 | 0 | 0 | 0 | 0
PeakG | 0 | 0 | 0 | 0 | 0 | 0
PeakO | 0 | 0 | 0 | 0 | 0 | 0
ST | 0 | 0 | 0 | 0 | 0 | 0
STOG | 0 | 0 | 0 | 0 | 0 | 0
STWD | 0 | 0 | 0 | 0 | 0 | 0
WT | 0 | 0 | 0 | 0 | 0 | 0
IGCC | 0 | 0 | 0 | 0 | 0 | 0
DemandResponse | 0 | 0 | 0 | 0 | 0 | 0
IGCC-CCS | 0 | 0 | 0 | 0 | 0 | 0
WT_off | 0 | 0 | 0 | 0 | 0 | 0
PseudoUnit | 0 | 0 | 0 | 0 | 0 | 0
FixedInterchange | 0 | 0 | 0 | 0 | 0 | 0
Emission Cost by Reporting Type: MARITIMES
ReportingType | 2015 | 2020 | 2025 | 2030 | 2035 | 2040
BM | 0 | 0 | 0 | 0 | 0 | 0
CC | 0 | 0 | 0 | 0 | 0 | 0
CSP | 0 | 0 | 0 | 0 | 0 | 0
CT | 0 | 0 | 0 | 0 | 0 | 0
Coal | 0 | 0 | 0 | 0 | 0 | 0
Geo | 0 | 0 | 0 | 0 | 0 | 0
H | 0 | 0 | 0 | 0 | 0 | 0
LFG | 0 | 0 | 0 | 0 | 0 | 0
Nuc | 0 | 0 | 0 | 0 | 0 | 0
PS | 0 | 0 | 0 | 0 | 0 | 0
PV | 0 | 0 | 0 | 0 | 0 | 0
PeakG | 0 | 0 | 0 | 0 | 0 | 0
PeakO | 0 | 0 | 0 | 0 | 0 | 0
ST | 0 | 0 | 0 | 0 | 0 | 0
STOG | 0 | 0 | 0 | 0 | 0 | 0
STWD | 0 | 0 | 0 | 0 | 0 | 0
WT | 0 | 0 | 0 | 0 | 0 | 0
IGCC | 0 | 0 | 0 | 0 | 0 | 0
DemandResponse | 0 | 0 | 0 | 0 | 0 | 0
IGCC-CCS | 0 | 0 | 0 | 0 | 0 | 0
WT_off | 0 | 0 | 0 | 0 | 0 | 0
PseudoUnit | 0 | 0 | 0 | 0 | 0 | 0
FixedInterchange | 0 | 0 | 0 | 0 | 0 | 0
Emission Cost by Reporting Type: All
ReportingType | 2015 | 2020 | 2025 | 2030 | 2035 | 2040
BM | 0 | 0 | 0 | 0 | 0 | 0
CC | 0 | 0 | 0 | 0 | 0 | 0
CSP | 0 | 0 | 0 | 0 | 0 | 0
CT | 0 | 0 | 0 | 0 | 0 | 0
Coal | 0 | 0 | 0 | 0 | 0 | 0
Geo | 0 | 0 | 0 | 0 | 0 | 0
H | 0 | 0 | 0 | 0 | 0 | 0
LFG | 0 | 0 | 0 | 0 | 0 | 0
Nuc | 0 | 0 | 0 | 0 | 0 | 0
PS | 0 | 0 | 0 | 0 | 0 | 0
PV | 0 | 0 | 0 | 0 | 0 | 0
PeakG | 0 | 0 | 0 | 0 | 0 | 0
PeakO | 0 | 0 | 0 | 0 | 0 | 0
ST | 0 | 0 | 0 | 0 | 0 | 0
STOG | 0 | 0 | 0 | 0 | 0 | 0
STWD | 0 | 0 | 0 | 0 | 0 | 0
WT | 0 | 0 | 0 | 0 | 0 | 0
IGCC | 0 | 0 | 0 | 0 | 0 | 0
DemandResponse | 0 | 0 | 0 | 0 | 0 | 0
IGCC-CCS | 0 | 0 | 0 | 0 | 0 | 0
WT_off | 0 | 0 | 0 | 0 | 0 | 0
PseudoUnit | 0 | 0 | 0 | 0 | 0 | 0
FixedInterchange | 0 | 0 | 0 | 0 | 0 | 0
Emission Cost by Reporting Type: EI_US
ReportingType | 2015 | 2020 | 2025 | 2030 | 2035 | 2040
BM | 0 | 0 | 0 | 0 | 0 | 0
CC | 0 | 0 | 0 | 0 | 0 | 0
CSP | 0 | 0 | 0 | 0 | 0 | 0
CT | 0 | 0 | 0 | 0 | 0 | 0
Coal | 0 | 0 | 0 | 0 | 0 | 0
Geo | 0 | 0 | 0 | 0 | 0 | 0
H | 0 | 0 | 0 | 0 | 0 | 0
LFG | 0 | 0 | 0 | 0 | 0 | 0
Nuc | 0 | 0 | 0 | 0 | 0 | 0
PS | 0 | 0 | 0 | 0 | 0 | 0
PV | 0 | 0 | 0 | 0 | 0 | 0
PeakG | 0 | 0 | 0 | 0 | 0 | 0
PeakO | 0 | 0 | 0 | 0 | 0 | 0
ST | 0 | 0 | 0 | 0 | 0 | 0
STOG | 0 | 0 | 0 | 0 | 0 | 0
STWD | 0 | 0 | 0 | 0 | 0 | 0
WT | 0 | 0 | 0 | 0 | 0 | 0
IGCC | 0 | 0 | 0 | 0 | 0 | 0
DemandResponse | 0 | 0 | 0 | 0 | 0 | 0
IGCC-CCS | 0 | 0 | 0 | 0 | 0 | 0
WT_off | 0 | 0 | 0 | 0 | 0 | 0
PseudoUnit | 0 | 0 | 0 | 0 | 0 | 0
FixedInterchange | 0 | 0 | 0 | 0 | 0 | 0
Emission Cost by Reporting Type: EI_Canada
ReportingType | 2015 | 2020 | 2025 | 2030 | 2035 | 2040
BM | 0 | 0 | 0 | 0 | 0 | 0
CC | 0 | 0 | 0 | 0 | 0 | 0
CSP | 0 | 0 | 0 | 0 | 0 | 0
CT | 0 | 0 | 0 | 0 | 0 | 0
Coal | 0 | 0 | 0 | 0 | 0 | 0
Geo | 0 | 0 | 0 | 0 | 0 | 0
H | 0 | 0 | 0 | 0 | 0 | 0
LFG | 0 | 0 | 0 | 0 | 0 | 0
Nuc | 0 | 0 | 0 | 0 | 0 | 0
PS | 0 | 0 | 0 | 0 | 0 | 0
PV | 0 | 0 | 0 | 0 | 0 | 0
PeakG | 0 | 0 | 0 | 0 | 0 | 0
PeakO | 0 | 0 | 0 | 0 | 0 | 0
ST | 0 | 0 | 0 | 0 | 0 | 0
STOG | 0 | 0 | 0 | 0 | 0 | 0
STWD | 0 | 0 | 0 | 0 | 0 | 0
WT | 0 | 0 | 0 | 0 | 0 | 0
IGCC | 0 | 0 | 0 | 0 | 0 | 0
DemandResponse | 0 | 0 | 0 | 0 | 0 | 0
IGCC-CCS | 0 | 0 | 0 | 0 | 0 | 0
WT_off | 0 | 0 | 0 | 0 | 0 | 0
PseudoUnit | 0 | 0 | 0 | 0 | 0 | 0
FixedInterchange | 0 | 0 | 0 | 0 | 0 | 0
Emission Cost by Reporting Type: EI
ReportingType | 2015 | 2020 | 2025 | 2030 | 2035 | 2040
BM | 0 | 0 | 0 | 0 | 0 | 0
CC | 0 | 0 | 0 | 0 | 0 | 0
CSP | 0 | 0 | 0 | 0 | 0 | 0
CT | 0 | 0 | 0 | 0 | 0 | 0
Coal | 0 | 0 | 0 | 0 | 0 | 0
Geo | 0 | 0 | 0 | 0 | 0 | 0
H | 0 | 0 | 0 | 0 | 0 | 0
LFG | 0 | 0 | 0 | 0 | 0 | 0
Nuc | 0 | 0 | 0 | 0 | 0 | 0
PS | 0 | 0 | 0 | 0 | 0 | 0
PV | 0 | 0 | 0 | 0 | 0 | 0
PeakG | 0 | 0 | 0 | 0 | 0 | 0
PeakO | 0 | 0 | 0 | 0 | 0 | 0
ST | 0 | 0 | 0 | 0 | 0 | 0
STOG | 0 | 0 | 0 | 0 | 0 | 0
STWD | 0 | 0 | 0 | 0 | 0 | 0
WT | 0 | 0 | 0 | 0 | 0 | 0
IGCC | 0 | 0 | 0 | 0 | 0 | 0
DemandResponse | 0 | 0 | 0 | 0 | 0 | 0
IGCC-CCS | 0 | 0 | 0 | 0 | 0 | 0
WT_off | 0 | 0 | 0 | 0 | 0 | 0
PseudoUnit | 0 | 0 | 0 | 0 | 0 | 0
FixedInterchange | 0 | 0 | 0 | 0 | 0 | 0
Emission Cost by Reporting Type: Outside_EI
ReportingType | 2015 | 2020 | 2025 | 2030 | 2035 | 2040
BM | 0 | 0 | 0 | 0 | 0 | 0
CC | 0 | 0 | 0 | 0 | 0 | 0
CSP | 0 | 0 | 0 | 0 | 0 | 0
CT | 0 | 0 | 0 | 0 | 0 | 0
Coal | 0 | 0 | 0 | 0 | 0 | 0
Geo | 0 | 0 | 0 | 0 | 0 | 0
H | 0 | 0 | 0 | 0 | 0 | 0
LFG | 0 | 0 | 0 | 0 | 0 | 0
Nuc | 0 | 0 | 0 | 0 | 0 | 0
PS | 0 | 0 | 0 | 0 | 0 | 0
PV | 0 | 0 | 0 | 0 | 0 | 0
PeakG | 0 | 0 | 0 | 0 | 0 | 0
PeakO | 0 | 0 | 0 | 0 | 0 | 0
ST | 0 | 0 | 0 | 0 | 0 | 0
STOG | 0 | 0 | 0 | 0 | 0 | 0
STWD | 0 | 0 | 0 | 0 | 0 | 0
WT | 0 | 0 | 0 | 0 | 0 | 0
IGCC | 0 | 0 | 0 | 0 | 0 | 0
DemandResponse | 0 | 0 | 0 | 0 | 0 | 0
IGCC-CCS | 0 | 0 | 0 | 0 | 0 | 0
WT_off | 0 | 0 | 0 | 0 | 0 | 0
PseudoUnit | 0 | 0 | 0 | 0 | 0 | 0
FixedInterchange | 0 | 0 | 0 | 0 | 0 | 0
==== Emission Program: CAIRNOxAnnual : (NOx) ====
Emission Cost by Reporting Type: Entergy
ReportingType | 2015 | 2020 | 2025 | 2030 | 2035 | 2040
BM | 0 | 0 | 0 | 0 | 0 | 0
CC | 0 | 0 | 0 | 0 | 0 | 0
CSP | 0 | 0 | 0 | 0 | 0 | 0
CT | 0 | 0 | 0 | 0 | 0 | 0
Coal | 0 | 0 | 0 | 0 | 0 | 0
Geo | 0 | 0 | 0 | 0 | 0 | 0
H | 0 | 0 | 0 | 0 | 0 | 0
LFG | 0 | 0 | 0 | 0 | 0 | 0
Nuc | 0 | 0 | 0 | 0 | 0 | 0
PS | 0 | 0 | 0 | 0 | 0 | 0
PV | 0 | 0 | 0 | 0 | 0 | 0
PeakG | 0 | 0 | 0 | 0 | 0 | 0
PeakO | 0 | 0 | 0 | 0 | 0 | 0
ST | 0 | 0 | 0 | 0 | 0 | 0
STOG | 0 | 0 | 0 | 0 | 0 | 0
STWD | 0 | 0 | 0 | 0 | 0 | 0
WT | 0 | 0 | 0 | 0 | 0 | 0
IGCC | 0 | 0 | 0 | 0 | 0 | 0
DemandResponse | 0 | 0 | 0 | 0 | 0 | 0
IGCC-CCS | 0 | 0 | 0 | 0 | 0 | 0
WT_off | 0 | 0 | 0 | 0 | 0 | 0
PseudoUnit | 0 | 0 | 0 | 0 | 0 | 0
FixedInterchange | 0 | 0 | 0 | 0 | 0 | 0
Emission Cost by Reporting Type: FRCC
ReportingType | 2015 | 2020 | 2025 | 2030 | 2035 | 2040
BM | 0 | 0 | 0 | 0 | 0 | 0
CC | 0 | 0 | 0 | 0 | 0 | 0
CSP | 0 | 0 | 0 | 0 | 0 | 0
CT | 0 | 0 | 0 | 0 | 0 | 0
Coal | 0 | 0 | 0 | 0 | 0 | 0
Geo | 0 | 0 | 0 | 0 | 0 | 0
H | 0 | 0 | 0 | 0 | 0 | 0
LFG | 0 | 0 | 0 | 0 | 0 | 0
Nuc | 0 | 0 | 0 | 0 | 0 | 0
PS | 0 | 0 | 0 | 0 | 0 | 0
PV | 0 | 0 | 0 | 0 | 0 | 0
PeakG | 0 | 0 | 0 | 0 | 0 | 0
PeakO | 0 | 0 | 0 | 0 | 0 | 0
ST | 0 | 0 | 0 | 0 | 0 | 0
STOG | 0 | 0 | 0 | 0 | 0 | 0
STWD | 0 | 0 | 0 | 0 | 0 | 0
WT | 0 | 0 | 0 | 0 | 0 | 0
IGCC | 0 | 0 | 0 | 0 | 0 | 0
DemandResponse | 0 | 0 | 0 | 0 | 0 | 0
IGCC-CCS | 0 | 0 | 0 | 0 | 0 | 0
WT_off | 0 | 0 | 0 | 0 | 0 | 0
PseudoUnit | 0 | 0 | 0 | 0 | 0 | 0
FixedInterchange | 0 | 0 | 0 | 0 | 0 | 0
Emission Cost by Reporting Type: MAPP_US
ReportingType | 2015 | 2020 | 2025 | 2030 | 2035 | 2040
BM | 0 | 0 | 0 | 0 | 0 | 0
CC | 0 | 0 | 0 | 0 | 0 | 0
CSP | 0 | 0 | 0 | 0 | 0 | 0
CT | 0 | 0 | 0 | 0 | 0 | 0
Coal | 0 | 0 | 0 | 0 | 0 | 0
Geo | 0 | 0 | 0 | 0 | 0 | 0
H | 0 | 0 | 0 | 0 | 0 | 0
LFG | 0 | 0 | 0 | 0 | 0 | 0
Nuc | 0 | 0 | 0 | 0 | 0 | 0
PS | 0 | 0 | 0 | 0 | 0 | 0
PV | 0 | 0 | 0 | 0 | 0 | 0
PeakG | 0 | 0 | 0 | 0 | 0 | 0
PeakO | 0 | 0 | 0 | 0 | 0 | 0
ST | 0 | 0 | 0 | 0 | 0 | 0
STOG | 0 | 0 | 0 | 0 | 0 | 0
STWD | 0 | 0 | 0 | 0 | 0 | 0
WT | 0 | 0 | 0 | 0 | 0 | 0
IGCC | 0 | 0 | 0 | 0 | 0 | 0
DemandResponse | 0 | 0 | 0 | 0 | 0 | 0
IGCC-CCS | 0 | 0 | 0 | 0 | 0 | 0
WT_off | 0 | 0 | 0 | 0 | 0 | 0
PseudoUnit | 0 | 0 | 0 | 0 | 0 | 0
FixedInterchange | 0 | 0 | 0 | 0 | 0 | 0
Emission Cost by Reporting Type: MISO_IN
ReportingType | 2015 | 2020 | 2025 | 2030 | 2035 | 2040
BM | 0 | 0 | 0 | 0 | 0 | 0
CC | 0 | 0 | 0 | 0 | 0 | 0
CSP | 0 | 0 | 0 | 0 | 0 | 0
CT | 0 | 0 | 0 | 0 | 0 | 0
Coal | 0 | 0 | 0 | 0 | 0 | 0
Geo | 0 | 0 | 0 | 0 | 0 | 0
H | 0 | 0 | 0 | 0 | 0 | 0
LFG | 0 | 0 | 0 | 0 | 0 | 0
Nuc | 0 | 0 | 0 | 0 | 0 | 0
PS | 0 | 0 | 0 | 0 | 0 | 0
PV | 0 | 0 | 0 | 0 | 0 | 0
PeakG | 0 | 0 | 0 | 0 | 0 | 0
PeakO | 0 | 0 | 0 | 0 | 0 | 0
ST | 0 | 0 | 0 | 0 | 0 | 0
STOG | 0 | 0 | 0 | 0 | 0 | 0
STWD | 0 | 0 | 0 | 0 | 0 | 0
WT | 0 | 0 | 0 | 0 | 0 | 0
IGCC | 0 | 0 | 0 | 0 | 0 | 0
DemandResponse | 0 | 0 | 0 | 0 | 0 | 0
IGCC-CCS | 0 | 0 | 0 | 0 | 0 | 0
WT_off | 0 | 0 | 0 | 0 | 0 | 0
PseudoUnit | 0 | 0 | 0 | 0 | 0 | 0
FixedInterchange | 0 | 0 | 0 | 0 | 0 | 0
Emission Cost by Reporting Type: MISO_MI
ReportingType | 2015 | 2020 | 2025 | 2030 | 2035 | 2040
BM | 0 | 0 | 0 | 0 | 0 | 0
CC | 0 | 0 | 0 | 0 | 0 | 0
CSP | 0 | 0 | 0 | 0 | 0 | 0
CT | 0 | 0 | 0 | 0 | 0 | 0
Coal | 0 | 0 | 0 | 0 | 0 | 0
Geo | 0 | 0 | 0 | 0 | 0 | 0
H | 0 | 0 | 0 | 0 | 0 | 0
LFG | 0 | 0 | 0 | 0 | 0 | 0
Nuc | 0 | 0 | 0 | 0 | 0 | 0
PS | 0 | 0 | 0 | 0 | 0 | 0
PV | 0 | 0 | 0 | 0 | 0 | 0
PeakG | 0 | 0 | 0 | 0 | 0 | 0
PeakO | 0 | 0 | 0 | 0 | 0 | 0
ST | 0 | 0 | 0 | 0 | 0 | 0
STOG | 0 | 0 | 0 | 0 | 0 | 0
STWD | 0 | 0 | 0 | 0 | 0 | 0
WT | 0 | 0 | 0 | 0 | 0 | 0
IGCC | 0 | 0 | 0 | 0 | 0 | 0
DemandResponse | 0 | 0 | 0 | 0 | 0 | 0
IGCC-CCS | 0 | 0 | 0 | 0 | 0 | 0
WT_off | 0 | 0 | 0 | 0 | 0 | 0
PseudoUnit | 0 | 0 | 0 | 0 | 0 | 0
FixedInterchange | 0 | 0 | 0 | 0 | 0 | 0
Emission Cost by Reporting Type: MISO_MO-IL
ReportingType | 2015 | 2020 | 2025 | 2030 | 2035 | 2040
BM | 0 | 0 | 0 | 0 | 0 | 0
CC | 0 | 0 | 0 | 0 | 0 | 0
CSP | 0 | 0 | 0 | 0 | 0 | 0
CT | 0 | 0 | 0 | 0 | 0 | 0
Coal | 0 | 0 | 0 | 0 | 0 | 0
Geo | 0 | 0 | 0 | 0 | 0 | 0
H | 0 | 0 | 0 | 0 | 0 | 0
LFG | 0 | 0 | 0 | 0 | 0 | 0
Nuc | 0 | 0 | 0 | 0 | 0 | 0
PS | 0 | 0 | 0 | 0 | 0 | 0
PV | 0 | 0 | 0 | 0 | 0 | 0
PeakG | 0 | 0 | 0 | 0 | 0 | 0
PeakO | 0 | 0 | 0 | 0 | 0 | 0
ST | 0 | 0 | 0 | 0 | 0 | 0
STOG | 0 | 0 | 0 | 0 | 0 | 0
STWD | 0 | 0 | 0 | 0 | 0 | 0
WT | 0 | 0 | 0 | 0 | 0 | 0
IGCC | 0 | 0 | 0 | 0 | 0 | 0
DemandResponse | 0 | 0 | 0 | 0 | 0 | 0
IGCC-CCS | 0 | 0 | 0 | 0 | 0 | 0
WT_off | 0 | 0 | 0 | 0 | 0 | 0
PseudoUnit | 0 | 0 | 0 | 0 | 0 | 0
FixedInterchange | 0 | 0 | 0 | 0 | 0 | 0
Emission Cost by Reporting Type: MISO_W
ReportingType | 2015 | 2020 | 2025 | 2030 | 2035 | 2040
BM | 0 | 0 | 0 | 0 | 0 | 0
CC | 0 | 0 | 0 | 0 | 0 | 0
CSP | 0 | 0 | 0 | 0 | 0 | 0
CT | 0 | 0 | 0 | 0 | 0 | 0
Coal | 0 | 0 | 0 | 0 | 0 | 0
Geo | 0 | 0 | 0 | 0 | 0 | 0
H | 0 | 0 | 0 | 0 | 0 | 0
LFG | 0 | 0 | 0 | 0 | 0 | 0
Nuc | 0 | 0 | 0 | 0 | 0 | 0
PS | 0 | 0 | 0 | 0 | 0 | 0
PV | 0 | 0 | 0 | 0 | 0 | 0
PeakG | 0 | 0 | 0 | 0 | 0 | 0
PeakO | 0 | 0 | 0 | 0 | 0 | 0
ST | 0 | 0 | 0 | 0 | 0 | 0
STOG | 0 | 0 | 0 | 0 | 0 | 0
STWD | 0 | 0 | 0 | 0 | 0 | 0
WT | 0 | 0 | 0 | 0 | 0 | 0
IGCC | 0 | 0 | 0 | 0 | 0 | 0
DemandResponse | 0 | 0 | 0 | 0 | 0 | 0
IGCC-CCS | 0 | 0 | 0 | 0 | 0 | 0
WT_off | 0 | 0 | 0 | 0 | 0 | 0
PseudoUnit | 0 | 0 | 0 | 0 | 0 | 0
FixedInterchange | 0 | 0 | 0 | 0 | 0 | 0
Emission Cost by Reporting Type: MISO_WUMS
ReportingType | 2015 | 2020 | 2025 | 2030 | 2035 | 2040
BM | 0 | 0 | 0 | 0 | 0 | 0
CC | 0 | 0 | 0 | 0 | 0 | 0
CSP | 0 | 0 | 0 | 0 | 0 | 0
CT | 0 | 0 | 0 | 0 | 0 | 0
Coal | 0 | 0 | 0 | 0 | 0 | 0
Geo | 0 | 0 | 0 | 0 | 0 | 0
H | 0 | 0 | 0 | 0 | 0 | 0
LFG | 0 | 0 | 0 | 0 | 0 | 0
Nuc | 0 | 0 | 0 | 0 | 0 | 0
PS | 0 | 0 | 0 | 0 | 0 | 0
PV | 0 | 0 | 0 | 0 | 0 | 0
PeakG | 0 | 0 | 0 | 0 | 0 | 0
PeakO | 0 | 0 | 0 | 0 | 0 | 0
ST | 0 | 0 | 0 | 0 | 0 | 0
STOG | 0 | 0 | 0 | 0 | 0 | 0
STWD | 0 | 0 | 0 | 0 | 0 | 0
WT | 0 | 0 | 0 | 0 | 0 | 0
IGCC | 0 | 0 | 0 | 0 | 0 | 0
DemandResponse | 0 | 0 | 0 | 0 | 0 | 0
IGCC-CCS | 0 | 0 | 0 | 0 | 0 | 0
WT_off | 0 | 0 | 0 | 0 | 0 | 0
PseudoUnit | 0 | 0 | 0 | 0 | 0 | 0
FixedInterchange | 0 | 0 | 0 | 0 | 0 | 0
Emission Cost by Reporting Type: Nebraska
ReportingType | 2015 | 2020 | 2025 | 2030 | 2035 | 2040
BM | 0 | 0 | 0 | 0 | 0 | 0
CC | 0 | 0 | 0 | 0 | 0 | 0
CSP | 0 | 0 | 0 | 0 | 0 | 0
CT | 0 | 0 | 0 | 0 | 0 | 0
Coal | 0 | 0 | 0 | 0 | 0 | 0
Geo | 0 | 0 | 0 | 0 | 0 | 0
H | 0 | 0 | 0 | 0 | 0 | 0
LFG | 0 | 0 | 0 | 0 | 0 | 0
Nuc | 0 | 0 | 0 | 0 | 0 | 0
PS | 0 | 0 | 0 | 0 | 0 | 0
PV | 0 | 0 | 0 | 0 | 0 | 0
PeakG | 0 | 0 | 0 | 0 | 0 | 0
PeakO | 0 | 0 | 0 | 0 | 0 | 0
ST | 0 | 0 | 0 | 0 | 0 | 0
STOG | 0 | 0 | 0 | 0 | 0 | 0
STWD | 0 | 0 | 0 | 0 | 0 | 0
WT | 0 | 0 | 0 | 0 | 0 | 0
IGCC | 0 | 0 | 0 | 0 | 0 | 0
DemandResponse | 0 | 0 | 0 | 0 | 0 | 0
IGCC-CCS | 0 | 0 | 0 | 0 | 0 | 0
WT_off | 0 | 0 | 0 | 0 | 0 | 0
PseudoUnit | 0 | 0 | 0 | 0 | 0 | 0
FixedInterchange | 0 | 0 | 0 | 0 | 0 | 0
Emission Cost by Reporting Type: NEISO
ReportingType | 2015 | 2020 | 2025 | 2030 | 2035 | 2040
BM | 0 | 0 | 0 | 0 | 0 | 0
CC | 0 | 0 | 0 | 0 | 0 | 0
CSP | 0 | 0 | 0 | 0 | 0 | 0
CT | 0 | 0 | 0 | 0 | 0 | 0
Coal | 0 | 0 | 0 | 0 | 0 | 0
Geo | 0 | 0 | 0 | 0 | 0 | 0
H | 0 | 0 | 0 | 0 | 0 | 0
LFG | 0 | 0 | 0 | 0 | 0 | 0
Nuc | 0 | 0 | 0 | 0 | 0 | 0
PS | 0 | 0 | 0 | 0 | 0 | 0
PV | 0 | 0 | 0 | 0 | 0 | 0
PeakG | 0 | 0 | 0 | 0 | 0 | 0
PeakO | 0 | 0 | 0 | 0 | 0 | 0
ST | 0 | 0 | 0 | 0 | 0 | 0
STOG | 0 | 0 | 0 | 0 | 0 | 0
STWD | 0 | 0 | 0 | 0 | 0 | 0
WT | 0 | 0 | 0 | 0 | 0 | 0
IGCC | 0 | 0 | 0 | 0 | 0 | 0
DemandResponse | 0 | 0 | 0 | 0 | 0 | 0
IGCC-CCS | 0 | 0 | 0 | 0 | 0 | 0
WT_off | 0 | 0 | 0 | 0 | 0 | 0
PseudoUnit | 0 | 0 | 0 | 0 | 0 | 0
FixedInterchange | 0 | 0 | 0 | 0 | 0 | 0
Emission Cost by Reporting Type: NonRTO_Midwest
ReportingType | 2015 | 2020 | 2025 | 2030 | 2035 | 2040
BM | 0 | 0 | 0 | 0 | 0 | 0
CC | 0 | 0 | 0 | 0 | 0 | 0
CSP | 0 | 0 | 0 | 0 | 0 | 0
CT | 0 | 0 | 0 | 0 | 0 | 0
Coal | 0 | 0 | 0 | 0 | 0 | 0
Geo | 0 | 0 | 0 | 0 | 0 | 0
H | 0 | 0 | 0 | 0 | 0 | 0
LFG | 0 | 0 | 0 | 0 | 0 | 0
Nuc | 0 | 0 | 0 | 0 | 0 | 0
PS | 0 | 0 | 0 | 0 | 0 | 0
PV | 0 | 0 | 0 | 0 | 0 | 0
PeakG | 0 | 0 | 0 | 0 | 0 | 0
PeakO | 0 | 0 | 0 | 0 | 0 | 0
ST | 0 | 0 | 0 | 0 | 0 | 0
STOG | 0 | 0 | 0 | 0 | 0 | 0
STWD | 0 | 0 | 0 | 0 | 0 | 0
WT | 0 | 0 | 0 | 0 | 0 | 0
IGCC | 0 | 0 | 0 | 0 | 0 | 0
DemandResponse | 0 | 0 | 0 | 0 | 0 | 0
IGCC-CCS | 0 | 0 | 0 | 0 | 0 | 0
WT_off | 0 | 0 | 0 | 0 | 0 | 0
PseudoUnit | 0 | 0 | 0 | 0 | 0 | 0
FixedInterchange | 0 | 0 | 0 | 0 | 0 | 0
Emission Cost by Reporting Type: NYISO_A-F
ReportingType | 2015 | 2020 | 2025 | 2030 | 2035 | 2040
BM | 0 | 0 | 0 | 0 | 0 | 0
CC | 0 | 0 | 0 | 0 | 0 | 0
CSP | 0 | 0 | 0 | 0 | 0 | 0
CT | 0 | 0 | 0 | 0 | 0 | 0
Coal | 0 | 0 | 0 | 0 | 0 | 0
Geo | 0 | 0 | 0 | 0 | 0 | 0
H | 0 | 0 | 0 | 0 | 0 | 0
LFG | 0 | 0 | 0 | 0 | 0 | 0
Nuc | 0 | 0 | 0 | 0 | 0 | 0
PS | 0 | 0 | 0 | 0 | 0 | 0
PV | 0 | 0 | 0 | 0 | 0 | 0
PeakG | 0 | 0 | 0 | 0 | 0 | 0
PeakO | 0 | 0 | 0 | 0 | 0 | 0
ST | 0 | 0 | 0 | 0 | 0 | 0
STOG | 0 | 0 | 0 | 0 | 0 | 0
STWD | 0 | 0 | 0 | 0 | 0 | 0
WT | 0 | 0 | 0 | 0 | 0 | 0
IGCC | 0 | 0 | 0 | 0 | 0 | 0
DemandResponse | 0 | 0 | 0 | 0 | 0 | 0
IGCC-CCS | 0 | 0 | 0 | 0 | 0 | 0
WT_off | 0 | 0 | 0 | 0 | 0 | 0
PseudoUnit | 0 | 0 | 0 | 0 | 0 | 0
FixedInterchange | 0 | 0 | 0 | 0 | 0 | 0
Emission Cost by Reporting Type: NYISO_G-I
ReportingType | 2015 | 2020 | 2025 | 2030 | 2035 | 2040
BM | 0 | 0 | 0 | 0 | 0 | 0
CC | 0 | 0 | 0 | 0 | 0 | 0
CSP | 0 | 0 | 0 | 0 | 0 | 0
CT | 0 | 0 | 0 | 0 | 0 | 0
Coal | 0 | 0 | 0 | 0 | 0 | 0
Geo | 0 | 0 | 0 | 0 | 0 | 0
H | 0 | 0 | 0 | 0 | 0 | 0
LFG | 0 | 0 | 0 | 0 | 0 | 0
Nuc | 0 | 0 | 0 | 0 | 0 | 0
PS | 0 | 0 | 0 | 0 | 0 | 0
PV | 0 | 0 | 0 | 0 | 0 | 0
PeakG | 0 | 0 | 0 | 0 | 0 | 0
PeakO | 0 | 0 | 0 | 0 | 0 | 0
ST | 0 | 0 | 0 | 0 | 0 | 0
STOG | 0 | 0 | 0 | 0 | 0 | 0
STWD | 0 | 0 | 0 | 0 | 0 | 0
WT | 0 | 0 | 0 | 0 | 0 | 0
IGCC | 0 | 0 | 0 | 0 | 0 | 0
DemandResponse | 0 | 0 | 0 | 0 | 0 | 0
IGCC-CCS | 0 | 0 | 0 | 0 | 0 | 0
WT_off | 0 | 0 | 0 | 0 | 0 | 0
PseudoUnit | 0 | 0 | 0 | 0 | 0 | 0
FixedInterchange | 0 | 0 | 0 | 0 | 0 | 0
Emission Cost by Reporting Type: NYISO_J-K
ReportingType | 2015 | 2020 | 2025 | 2030 | 2035 | 2040
BM | 0 | 0 | 0 | 0 | 0 | 0
CC | 0 | 0 | 0 | 0 | 0 | 0
CSP | 0 | 0 | 0 | 0 | 0 | 0
CT | 0 | 0 | 0 | 0 | 0 | 0
Coal | 0 | 0 | 0 | 0 | 0 | 0
Geo | 0 | 0 | 0 | 0 | 0 | 0
H | 0 | 0 | 0 | 0 | 0 | 0
LFG | 0 | 0 | 0 | 0 | 0 | 0
Nuc | 0 | 0 | 0 | 0 | 0 | 0
PS | 0 | 0 | 0 | 0 | 0 | 0
PV | 0 | 0 | 0 | 0 | 0 | 0
PeakG | 0 | 0 | 0 | 0 | 0 | 0
PeakO | 0 | 0 | 0 | 0 | 0 | 0
ST | 0 | 0 | 0 | 0 | 0 | 0
STOG | 0 | 0 | 0 | 0 | 0 | 0
STWD | 0 | 0 | 0 | 0 | 0 | 0
WT | 0 | 0 | 0 | 0 | 0 | 0
IGCC | 0 | 0 | 0 | 0 | 0 | 0
DemandResponse | 0 | 0 | 0 | 0 | 0 | 0
IGCC-CCS | 0 | 0 | 0 | 0 | 0 | 0
WT_off | 0 | 0 | 0 | 0 | 0 | 0
PseudoUnit | 0 | 0 | 0 | 0 | 0 | 0
FixedInterchange | 0 | 0 | 0 | 0 | 0 | 0
Emission Cost by Reporting Type: PJM_E
ReportingType | 2015 | 2020 | 2025 | 2030 | 2035 | 2040
BM | 0 | 0 | 0 | 0 | 0 | 0
CC | 0 | 0 | 0 | 0 | 0 | 0
CSP | 0 | 0 | 0 | 0 | 0 | 0
CT | 0 | 0 | 0 | 0 | 0 | 0
Coal | 0 | 0 | 0 | 0 | 0 | 0
Geo | 0 | 0 | 0 | 0 | 0 | 0
H | 0 | 0 | 0 | 0 | 0 | 0
LFG | 0 | 0 | 0 | 0 | 0 | 0
Nuc | 0 | 0 | 0 | 0 | 0 | 0
PS | 0 | 0 | 0 | 0 | 0 | 0
PV | 0 | 0 | 0 | 0 | 0 | 0
PeakG | 0 | 0 | 0 | 0 | 0 | 0
PeakO | 0 | 0 | 0 | 0 | 0 | 0
ST | 0 | 0 | 0 | 0 | 0 | 0
STOG | 0 | 0 | 0 | 0 | 0 | 0
STWD | 0 | 0 | 0 | 0 | 0 | 0
WT | 0 | 0 | 0 | 0 | 0 | 0
IGCC | 0 | 0 | 0 | 0 | 0 | 0
DemandResponse | 0 | 0 | 0 | 0 | 0 | 0
IGCC-CCS | 0 | 0 | 0 | 0 | 0 | 0
WT_off | 0 | 0 | 0 | 0 | 0 | 0
PseudoUnit | 0 | 0 | 0 | 0 | 0 | 0
FixedInterchange | 0 | 0 | 0 | 0 | 0 | 0
Emission Cost by Reporting Type: PJM_ROM
ReportingType | 2015 | 2020 | 2025 | 2030 | 2035 | 2040
BM | 0 | 0 | 0 | 0 | 0 | 0
CC | 0 | 0 | 0 | 0 | 0 | 0
CSP | 0 | 0 | 0 | 0 | 0 | 0
CT | 0 | 0 | 0 | 0 | 0 | 0
Coal | 0 | 0 | 0 | 0 | 0 | 0
Geo | 0 | 0 | 0 | 0 | 0 | 0
H | 0 | 0 | 0 | 0 | 0 | 0
LFG | 0 | 0 | 0 | 0 | 0 | 0
Nuc | 0 | 0 | 0 | 0 | 0 | 0
PS | 0 | 0 | 0 | 0 | 0 | 0
PV | 0 | 0 | 0 | 0 | 0 | 0
PeakG | 0 | 0 | 0 | 0 | 0 | 0
PeakO | 0 | 0 | 0 | 0 | 0 | 0
ST | 0 | 0 | 0 | 0 | 0 | 0
STOG | 0 | 0 | 0 | 0 | 0 | 0
STWD | 0 | 0 | 0 | 0 | 0 | 0
WT | 0 | 0 | 0 | 0 | 0 | 0
IGCC | 0 | 0 | 0 | 0 | 0 | 0
DemandResponse | 0 | 0 | 0 | 0 | 0 | 0
IGCC-CCS | 0 | 0 | 0 | 0 | 0 | 0
WT_off | 0 | 0 | 0 | 0 | 0 | 0
PseudoUnit | 0 | 0 | 0 | 0 | 0 | 0
FixedInterchange | 0 | 0 | 0 | 0 | 0 | 0
Emission Cost by Reporting Type: PJM_ROR
ReportingType | 2015 | 2020 | 2025 | 2030 | 2035 | 2040
BM | 0 | 0 | 0 | 0 | 0 | 0
CC | 0 | 0 | 0 | 0 | 0 | 0
CSP | 0 | 0 | 0 | 0 | 0 | 0
CT | 0 | 0 | 0 | 0 | 0 | 0
Coal | 0 | 0 | 0 | 0 | 0 | 0
Geo | 0 | 0 | 0 | 0 | 0 | 0
H | 0 | 0 | 0 | 0 | 0 | 0
LFG | 0 | 0 | 0 | 0 | 0 | 0
Nuc | 0 | 0 | 0 | 0 | 0 | 0
PS | 0 | 0 | 0 | 0 | 0 | 0
PV | 0 | 0 | 0 | 0 | 0 | 0
PeakG | 0 | 0 | 0 | 0 | 0 | 0
PeakO | 0 | 0 | 0 | 0 | 0 | 0
ST | 0 | 0 | 0 | 0 | 0 | 0
STOG | 0 | 0 | 0 | 0 | 0 | 0
STWD | 0 | 0 | 0 | 0 | 0 | 0
WT | 0 | 0 | 0 | 0 | 0 | 0
IGCC | 0 | 0 | 0 | 0 | 0 | 0
DemandResponse | 0 | 0 | 0 | 0 | 0 | 0
IGCC-CCS | 0 | 0 | 0 | 0 | 0 | 0
WT_off | 0 | 0 | 0 | 0 | 0 | 0
PseudoUnit | 0 | 0 | 0 | 0 | 0 | 0
FixedInterchange | 0 | 0 | 0 | 0 | 0 | 0
Emission Cost by Reporting Type: SOCO
ReportingType | 2015 | 2020 | 2025 | 2030 | 2035 | 2040
BM | 0 | 0 | 0 | 0 | 0 | 0
CC | 0 | 0 | 0 | 0 | 0 | 0
CSP | 0 | 0 | 0 | 0 | 0 | 0
CT | 0 | 0 | 0 | 0 | 0 | 0
Coal | 0 | 0 | 0 | 0 | 0 | 0
Geo | 0 | 0 | 0 | 0 | 0 | 0
H | 0 | 0 | 0 | 0 | 0 | 0
LFG | 0 | 0 | 0 | 0 | 0 | 0
Nuc | 0 | 0 | 0 | 0 | 0 | 0
PS | 0 | 0 | 0 | 0 | 0 | 0
PV | 0 | 0 | 0 | 0 | 0 | 0
PeakG | 0 | 0 | 0 | 0 | 0 | 0
PeakO | 0 | 0 | 0 | 0 | 0 | 0
ST | 0 | 0 | 0 | 0 | 0 | 0
STOG | 0 | 0 | 0 | 0 | 0 | 0
STWD | 0 | 0 | 0 | 0 | 0 | 0
WT | 0 | 0 | 0 | 0 | 0 | 0
IGCC | 0 | 0 | 0 | 0 | 0 | 0
DemandResponse | 0 | 0 | 0 | 0 | 0 | 0
IGCC-CCS | 0 | 0 | 0 | 0 | 0 | 0
WT_off | 0 | 0 | 0 | 0 | 0 | 0
PseudoUnit | 0 | 0 | 0 | 0 | 0 | 0
FixedInterchange | 0 | 0 | 0 | 0 | 0 | 0
Emission Cost by Reporting Type: SPP_N
ReportingType | 2015 | 2020 | 2025 | 2030 | 2035 | 2040
BM | 0 | 0 | 0 | 0 | 0 | 0
CC | 0 | 0 | 0 | 0 | 0 | 0
CSP | 0 | 0 | 0 | 0 | 0 | 0
CT | 0 | 0 | 0 | 0 | 0 | 0
Coal | 0 | 0 | 0 | 0 | 0 | 0
Geo | 0 | 0 | 0 | 0 | 0 | 0
H | 0 | 0 | 0 | 0 | 0 | 0
LFG | 0 | 0 | 0 | 0 | 0 | 0
Nuc | 0 | 0 | 0 | 0 | 0 | 0
PS | 0 | 0 | 0 | 0 | 0 | 0
PV | 0 | 0 | 0 | 0 | 0 | 0
PeakG | 0 | 0 | 0 | 0 | 0 | 0
PeakO | 0 | 0 | 0 | 0 | 0 | 0
ST | 0 | 0 | 0 | 0 | 0 | 0
STOG | 0 | 0 | 0 | 0 | 0 | 0
STWD | 0 | 0 | 0 | 0 | 0 | 0
WT | 0 | 0 | 0 | 0 | 0 | 0
IGCC | 0 | 0 | 0 | 0 | 0 | 0
DemandResponse | 0 | 0 | 0 | 0 | 0 | 0
IGCC-CCS | 0 | 0 | 0 | 0 | 0 | 0
WT_off | 0 | 0 | 0 | 0 | 0 | 0
PseudoUnit | 0 | 0 | 0 | 0 | 0 | 0
FixedInterchange | 0 | 0 | 0 | 0 | 0 | 0
Emission Cost by Reporting Type: SPP_S
ReportingType | 2015 | 2020 | 2025 | 2030 | 2035 | 2040
BM | 0 | 0 | 0 | 0 | 0 | 0
CC | 0 | 0 | 0 | 0 | 0 | 0
CSP | 0 | 0 | 0 | 0 | 0 | 0
CT | 0 | 0 | 0 | 0 | 0 | 0
Coal | 0 | 0 | 0 | 0 | 0 | 0
Geo | 0 | 0 | 0 | 0 | 0 | 0
H | 0 | 0 | 0 | 0 | 0 | 0
LFG | 0 | 0 | 0 | 0 | 0 | 0
Nuc | 0 | 0 | 0 | 0 | 0 | 0
PS | 0 | 0 | 0 | 0 | 0 | 0
PV | 0 | 0 | 0 | 0 | 0 | 0
PeakG | 0 | 0 | 0 | 0 | 0 | 0
PeakO | 0 | 0 | 0 | 0 | 0 | 0
ST | 0 | 0 | 0 | 0 | 0 | 0
STOG | 0 | 0 | 0 | 0 | 0 | 0
STWD | 0 | 0 | 0 | 0 | 0 | 0
WT | 0 | 0 | 0 | 0 | 0 | 0
IGCC | 0 | 0 | 0 | 0 | 0 | 0
DemandResponse | 0 | 0 | 0 | 0 | 0 | 0
IGCC-CCS | 0 | 0 | 0 | 0 | 0 | 0
WT_off | 0 | 0 | 0 | 0 | 0 | 0
PseudoUnit | 0 | 0 | 0 | 0 | 0 | 0
FixedInterchange | 0 | 0 | 0 | 0 | 0 | 0
Emission Cost by Reporting Type: TVA
ReportingType | 2015 | 2020 | 2025 | 2030 | 2035 | 2040
BM | 0 | 0 | 0 | 0 | 0 | 0
CC | 0 | 0 | 0 | 0 | 0 | 0
CSP | 0 | 0 | 0 | 0 | 0 | 0
CT | 0 | 0 | 0 | 0 | 0 | 0
Coal | 0 | 0 | 0 | 0 | 0 | 0
Geo | 0 | 0 | 0 | 0 | 0 | 0
H | 0 | 0 | 0 | 0 | 0 | 0
LFG | 0 | 0 | 0 | 0 | 0 | 0
Nuc | 0 | 0 | 0 | 0 | 0 | 0
PS | 0 | 0 | 0 | 0 | 0 | 0
PV | 0 | 0 | 0 | 0 | 0 | 0
PeakG | 0 | 0 | 0 | 0 | 0 | 0
PeakO | 0 | 0 | 0 | 0 | 0 | 0
ST | 0 | 0 | 0 | 0 | 0 | 0
STOG | 0 | 0 | 0 | 0 | 0 | 0
STWD | 0 | 0 | 0 | 0 | 0 | 0
WT | 0 | 0 | 0 | 0 | 0 | 0
IGCC | 0 | 0 | 0 | 0 | 0 | 0
DemandResponse | 0 | 0 | 0 | 0 | 0 | 0
IGCC-CCS | 0 | 0 | 0 | 0 | 0 | 0
WT_off | 0 | 0 | 0 | 0 | 0 | 0
PseudoUnit | 0 | 0 | 0 | 0 | 0 | 0
FixedInterchange | 0 | 0 | 0 | 0 | 0 | 0
Emission Cost by Reporting Type: TVA_Transmission
ReportingType | 2015 | 2020 | 2025 | 2030 | 2035 | 2040
BM | 0 | 0 | 0 | 0 | 0 | 0
CC | 0 | 0 | 0 | 0 | 0 | 0
CSP | 0 | 0 | 0 | 0 | 0 | 0
CT | 0 | 0 | 0 | 0 | 0 | 0
Coal | 0 | 0 | 0 | 0 | 0 | 0
Geo | 0 | 0 | 0 | 0 | 0 | 0
H | 0 | 0 | 0 | 0 | 0 | 0
LFG | 0 | 0 | 0 | 0 | 0 | 0
Nuc | 0 | 0 | 0 | 0 | 0 | 0
PS | 0 | 0 | 0 | 0 | 0 | 0
PV | 0 | 0 | 0 | 0 | 0 | 0
PeakG | 0 | 0 | 0 | 0 | 0 | 0
PeakO | 0 | 0 | 0 | 0 | 0 | 0
ST | 0 | 0 | 0 | 0 | 0 | 0
STOG | 0 | 0 | 0 | 0 | 0 | 0
STWD | 0 | 0 | 0 | 0 | 0 | 0
WT | 0 | 0 | 0 | 0 | 0 | 0
IGCC | 0 | 0 | 0 | 0 | 0 | 0
DemandResponse | 0 | 0 | 0 | 0 | 0 | 0
IGCC-CCS | 0 | 0 | 0 | 0 | 0 | 0
WT_off | 0 | 0 | 0 | 0 | 0 | 0
PseudoUnit | 0 | 0 | 0 | 0 | 0 | 0
FixedInterchange | 0 | 0 | 0 | 0 | 0 | 0
Emission Cost by Reporting Type: VACAR
ReportingType | 2015 | 2020 | 2025 | 2030 | 2035 | 2040
BM | 0 | 0 | 0 | 0 | 0 | 0
CC | 0 | 0 | 0 | 0 | 0 | 0
CSP | 0 | 0 | 0 | 0 | 0 | 0
CT | 0 | 0 | 0 | 0 | 0 | 0
Coal | 0 | 0 | 0 | 0 | 0 | 0
Geo | 0 | 0 | 0 | 0 | 0 | 0
H | 0 | 0 | 0 | 0 | 0 | 0
LFG | 0 | 0 | 0 | 0 | 0 | 0
Nuc | 0 | 0 | 0 | 0 | 0 | 0
PS | 0 | 0 | 0 | 0 | 0 | 0
PV | 0 | 0 | 0 | 0 | 0 | 0
PeakG | 0 | 0 | 0 | 0 | 0 | 0
PeakO | 0 | 0 | 0 | 0 | 0 | 0
ST | 0 | 0 | 0 | 0 | 0 | 0
STOG | 0 | 0 | 0 | 0 | 0 | 0
STWD | 0 | 0 | 0 | 0 | 0 | 0
WT | 0 | 0 | 0 | 0 | 0 | 0
IGCC | 0 | 0 | 0 | 0 | 0 | 0
DemandResponse | 0 | 0 | 0 | 0 | 0 | 0
IGCC-CCS | 0 | 0 | 0 | 0 | 0 | 0
WT_off | 0 | 0 | 0 | 0 | 0 | 0
PseudoUnit | 0 | 0 | 0 | 0 | 0 | 0
FixedInterchange | 0 | 0 | 0 | 0 | 0 | 0
Emission Cost by Reporting Type: IESO
ReportingType | 2015 | 2020 | 2025 | 2030 | 2035 | 2040
BM | 0 | 0 | 0 | 0 | 0 | 0
CC | 0 | 0 | 0 | 0 | 0 | 0
CSP | 0 | 0 | 0 | 0 | 0 | 0
CT | 0 | 0 | 0 | 0 | 0 | 0
Coal | 0 | 0 | 0 | 0 | 0 | 0
Geo | 0 | 0 | 0 | 0 | 0 | 0
H | 0 | 0 | 0 | 0 | 0 | 0
LFG | 0 | 0 | 0 | 0 | 0 | 0
Nuc | 0 | 0 | 0 | 0 | 0 | 0
PS | 0 | 0 | 0 | 0 | 0 | 0
PV | 0 | 0 | 0 | 0 | 0 | 0
PeakG | 0 | 0 | 0 | 0 | 0 | 0
PeakO | 0 | 0 | 0 | 0 | 0 | 0
ST | 0 | 0 | 0 | 0 | 0 | 0
STOG | 0 | 0 | 0 | 0 | 0 | 0
STWD | 0 | 0 | 0 | 0 | 0 | 0
WT | 0 | 0 | 0 | 0 | 0 | 0
IGCC | 0 | 0 | 0 | 0 | 0 | 0
DemandResponse | 0 | 0 | 0 | 0 | 0 | 0
IGCC-CCS | 0 | 0 | 0 | 0 | 0 | 0
WT_off | 0 | 0 | 0 | 0 | 0 | 0
PseudoUnit | 0 | 0 | 0 | 0 | 0 | 0
FixedInterchange | 0 | 0 | 0 | 0 | 0 | 0
Emission Cost by Reporting Type: MAPP_CA
ReportingType | 2015 | 2020 | 2025 | 2030 | 2035 | 2040
BM | 0 | 0 | 0 | 0 | 0 | 0
CC | 0 | 0 | 0 | 0 | 0 | 0
CSP | 0 | 0 | 0 | 0 | 0 | 0
CT | 0 | 0 | 0 | 0 | 0 | 0
Coal | 0 | 0 | 0 | 0 | 0 | 0
Geo | 0 | 0 | 0 | 0 | 0 | 0
H | 0 | 0 | 0 | 0 | 0 | 0
LFG | 0 | 0 | 0 | 0 | 0 | 0
Nuc | 0 | 0 | 0 | 0 | 0 | 0
PS | 0 | 0 | 0 | 0 | 0 | 0
PV | 0 | 0 | 0 | 0 | 0 | 0
PeakG | 0 | 0 | 0 | 0 | 0 | 0
PeakO | 0 | 0 | 0 | 0 | 0 | 0
ST | 0 | 0 | 0 | 0 | 0 | 0
STOG | 0 | 0 | 0 | 0 | 0 | 0
STWD | 0 | 0 | 0 | 0 | 0 | 0
WT | 0 | 0 | 0 | 0 | 0 | 0
IGCC | 0 | 0 | 0 | 0 | 0 | 0
DemandResponse | 0 | 0 | 0 | 0 | 0 | 0
IGCC-CCS | 0 | 0 | 0 | 0 | 0 | 0
WT_off | 0 | 0 | 0 | 0 | 0 | 0
PseudoUnit | 0 | 0 | 0 | 0 | 0 | 0
FixedInterchange | 0 | 0 | 0 | 0 | 0 | 0
Emission Cost by Reporting Type: AZ_NM_SNV_Coal
ReportingType | 2015 | 2020 | 2025 | 2030 | 2035 | 2040
BM | 0 | 0 | 0 | 0 | 0 | 0
CC | 0 | 0 | 0 | 0 | 0 | 0
CSP | 0 | 0 | 0 | 0 | 0 | 0
CT | 0 | 0 | 0 | 0 | 0 | 0
Coal | 0 | 0 | 0 | 0 | 0 | 0
Geo | 0 | 0 | 0 | 0 | 0 | 0
H | 0 | 0 | 0 | 0 | 0 | 0
LFG | 0 | 0 | 0 | 0 | 0 | 0
Nuc | 0 | 0 | 0 | 0 | 0 | 0
PS | 0 | 0 | 0 | 0 | 0 | 0
PV | 0 | 0 | 0 | 0 | 0 | 0
PeakG | 0 | 0 | 0 | 0 | 0 | 0
PeakO | 0 | 0 | 0 | 0 | 0 | 0
ST | 0 | 0 | 0 | 0 | 0 | 0
STOG | 0 | 0 | 0 | 0 | 0 | 0
STWD | 0 | 0 | 0 | 0 | 0 | 0
WT | 0 | 0 | 0 | 0 | 0 | 0
IGCC | 0 | 0 | 0 | 0 | 0 | 0
DemandResponse | 0 | 0 | 0 | 0 | 0 | 0
IGCC-CCS | 0 | 0 | 0 | 0 | 0 | 0
WT_off | 0 | 0 | 0 | 0 | 0 | 0
PseudoUnit | 0 | 0 | 0 | 0 | 0 | 0
FixedInterchange | 0 | 0 | 0 | 0 | 0 | 0
Emission Cost by Reporting Type: AZ_NM_SNV_Gas
ReportingType | 2015 | 2020 | 2025 | 2030 | 2035 | 2040
BM | 0 | 0 | 0 | 0 | 0 | 0
CC | 0 | 0 | 0 | 0 | 0 | 0
CSP | 0 | 0 | 0 | 0 | 0 | 0
CT | 0 | 0 | 0 | 0 | 0 | 0
Coal | 0 | 0 | 0 | 0 | 0 | 0
Geo | 0 | 0 | 0 | 0 | 0 | 0
H | 0 | 0 | 0 | 0 | 0 | 0
LFG | 0 | 0 | 0 | 0 | 0 | 0
Nuc | 0 | 0 | 0 | 0 | 0 | 0
PS | 0 | 0 | 0 | 0 | 0 | 0
PV | 0 | 0 | 0 | 0 | 0 | 0
PeakG | 0 | 0 | 0 | 0 | 0 | 0
PeakO | 0 | 0 | 0 | 0 | 0 | 0
ST | 0 | 0 | 0 | 0 | 0 | 0
STOG | 0 | 0 | 0 | 0 | 0 | 0
STWD | 0 | 0 | 0 | 0 | 0 | 0
WT | 0 | 0 | 0 | 0 | 0 | 0
IGCC | 0 | 0 | 0 | 0 | 0 | 0
DemandResponse | 0 | 0 | 0 | 0 | 0 | 0
IGCC-CCS | 0 | 0 | 0 | 0 | 0 | 0
WT_off | 0 | 0 | 0 | 0 | 0 | 0
PseudoUnit | 0 | 0 | 0 | 0 | 0 | 0
FixedInterchange | 0 | 0 | 0 | 0 | 0 | 0
Emission Cost by Reporting Type: AZ_NM_SNV_NucRenew
ReportingType | 2015 | 2020 | 2025 | 2030 | 2035 | 2040
BM | 0 | 0 | 0 | 0 | 0 | 0
CC | 0 | 0 | 0 | 0 | 0 | 0
CSP | 0 | 0 | 0 | 0 | 0 | 0
CT | 0 | 0 | 0 | 0 | 0 | 0
Coal | 0 | 0 | 0 | 0 | 0 | 0
Geo | 0 | 0 | 0 | 0 | 0 | 0
H | 0 | 0 | 0 | 0 | 0 | 0
LFG | 0 | 0 | 0 | 0 | 0 | 0
Nuc | 0 | 0 | 0 | 0 | 0 | 0
PS | 0 | 0 | 0 | 0 | 0 | 0
PV | 0 | 0 | 0 | 0 | 0 | 0
PeakG | 0 | 0 | 0 | 0 | 0 | 0
PeakO | 0 | 0 | 0 | 0 | 0 | 0
ST | 0 | 0 | 0 | 0 | 0 | 0
STOG | 0 | 0 | 0 | 0 | 0 | 0
STWD | 0 | 0 | 0 | 0 | 0 | 0
WT | 0 | 0 | 0 | 0 | 0 | 0
IGCC | 0 | 0 | 0 | 0 | 0 | 0
DemandResponse | 0 | 0 | 0 | 0 | 0 | 0
IGCC-CCS | 0 | 0 | 0 | 0 | 0 | 0
WT_off | 0 | 0 | 0 | 0 | 0 | 0
PseudoUnit | 0 | 0 | 0 | 0 | 0 | 0
FixedInterchange | 0 | 0 | 0 | 0 | 0 | 0
Emission Cost by Reporting Type: ERCOT
ReportingType | 2015 | 2020 | 2025 | 2030 | 2035 | 2040
BM | 0 | 0 | 0 | 0 | 0 | 0
CC | 0 | 0 | 0 | 0 | 0 | 0
CSP | 0 | 0 | 0 | 0 | 0 | 0
CT | 0 | 0 | 0 | 0 | 0 | 0
Coal | 0 | 0 | 0 | 0 | 0 | 0
Geo | 0 | 0 | 0 | 0 | 0 | 0
H | 0 | 0 | 0 | 0 | 0 | 0
LFG | 0 | 0 | 0 | 0 | 0 | 0
Nuc | 0 | 0 | 0 | 0 | 0 | 0
PS | 0 | 0 | 0 | 0 | 0 | 0
PV | 0 | 0 | 0 | 0 | 0 | 0
PeakG | 0 | 0 | 0 | 0 | 0 | 0
PeakO | 0 | 0 | 0 | 0 | 0 | 0
ST | 0 | 0 | 0 | 0 | 0 | 0
STOG | 0 | 0 | 0 | 0 | 0 | 0
STWD | 0 | 0 | 0 | 0 | 0 | 0
WT | 0 | 0 | 0 | 0 | 0 | 0
IGCC | 0 | 0 | 0 | 0 | 0 | 0
DemandResponse | 0 | 0 | 0 | 0 | 0 | 0
IGCC-CCS | 0 | 0 | 0 | 0 | 0 | 0
WT_off | 0 | 0 | 0 | 0 | 0 | 0
PseudoUnit | 0 | 0 | 0 | 0 | 0 | 0
FixedInterchange | 0 | 0 | 0 | 0 | 0 | 0
Emission Cost by Reporting Type: NP15
ReportingType | 2015 | 2020 | 2025 | 2030 | 2035 | 2040
BM | 0 | 0 | 0 | 0 | 0 | 0
CC | 0 | 0 | 0 | 0 | 0 | 0
CSP | 0 | 0 | 0 | 0 | 0 | 0
CT | 0 | 0 | 0 | 0 | 0 | 0
Coal | 0 | 0 | 0 | 0 | 0 | 0
Geo | 0 | 0 | 0 | 0 | 0 | 0
H | 0 | 0 | 0 | 0 | 0 | 0
LFG | 0 | 0 | 0 | 0 | 0 | 0
Nuc | 0 | 0 | 0 | 0 | 0 | 0
PS | 0 | 0 | 0 | 0 | 0 | 0
PV | 0 | 0 | 0 | 0 | 0 | 0
PeakG | 0 | 0 | 0 | 0 | 0 | 0
PeakO | 0 | 0 | 0 | 0 | 0 | 0
ST | 0 | 0 | 0 | 0 | 0 | 0
STOG | 0 | 0 | 0 | 0 | 0 | 0
STWD | 0 | 0 | 0 | 0 | 0 | 0
WT | 0 | 0 | 0 | 0 | 0 | 0
IGCC | 0 | 0 | 0 | 0 | 0 | 0
DemandResponse | 0 | 0 | 0 | 0 | 0 | 0
IGCC-CCS | 0 | 0 | 0 | 0 | 0 | 0
WT_off | 0 | 0 | 0 | 0 | 0 | 0
PseudoUnit | 0 | 0 | 0 | 0 | 0 | 0
FixedInterchange | 0 | 0 | 0 | 0 | 0 | 0
Emission Cost by Reporting Type: NWPP_Coal
ReportingType | 2015 | 2020 | 2025 | 2030 | 2035 | 2040
BM | 0 | 0 | 0 | 0 | 0 | 0
CC | 0 | 0 | 0 | 0 | 0 | 0
CSP | 0 | 0 | 0 | 0 | 0 | 0
CT | 0 | 0 | 0 | 0 | 0 | 0
Coal | 0 | 0 | 0 | 0 | 0 | 0
Geo | 0 | 0 | 0 | 0 | 0 | 0
H | 0 | 0 | 0 | 0 | 0 | 0
LFG | 0 | 0 | 0 | 0 | 0 | 0
Nuc | 0 | 0 | 0 | 0 | 0 | 0
PS | 0 | 0 | 0 | 0 | 0 | 0
PV | 0 | 0 | 0 | 0 | 0 | 0
PeakG | 0 | 0 | 0 | 0 | 0 | 0
PeakO | 0 | 0 | 0 | 0 | 0 | 0
ST | 0 | 0 | 0 | 0 | 0 | 0
STOG | 0 | 0 | 0 | 0 | 0 | 0
STWD | 0 | 0 | 0 | 0 | 0 | 0
WT | 0 | 0 | 0 | 0 | 0 | 0
IGCC | 0 | 0 | 0 | 0 | 0 | 0
DemandResponse | 0 | 0 | 0 | 0 | 0 | 0
IGCC-CCS | 0 | 0 | 0 | 0 | 0 | 0
WT_off | 0 | 0 | 0 | 0 | 0 | 0
PseudoUnit | 0 | 0 | 0 | 0 | 0 | 0
FixedInterchange | 0 | 0 | 0 | 0 | 0 | 0
Emission Cost by Reporting Type: NWPP_Gas
ReportingType | 2015 | 2020 | 2025 | 2030 | 2035 | 2040
BM | 0 | 0 | 0 | 0 | 0 | 0
CC | 0 | 0 | 0 | 0 | 0 | 0
CSP | 0 | 0 | 0 | 0 | 0 | 0
CT | 0 | 0 | 0 | 0 | 0 | 0
Coal | 0 | 0 | 0 | 0 | 0 | 0
Geo | 0 | 0 | 0 | 0 | 0 | 0
H | 0 | 0 | 0 | 0 | 0 | 0
LFG | 0 | 0 | 0 | 0 | 0 | 0
Nuc | 0 | 0 | 0 | 0 | 0 | 0
PS | 0 | 0 | 0 | 0 | 0 | 0
PV | 0 | 0 | 0 | 0 | 0 | 0
PeakG | 0 | 0 | 0 | 0 | 0 | 0
PeakO | 0 | 0 | 0 | 0 | 0 | 0
ST | 0 | 0 | 0 | 0 | 0 | 0
STOG | 0 | 0 | 0 | 0 | 0 | 0
STWD | 0 | 0 | 0 | 0 | 0 | 0
WT | 0 | 0 | 0 | 0 | 0 | 0
IGCC | 0 | 0 | 0 | 0 | 0 | 0
DemandResponse | 0 | 0 | 0 | 0 | 0 | 0
IGCC-CCS | 0 | 0 | 0 | 0 | 0 | 0
WT_off | 0 | 0 | 0 | 0 | 0 | 0
PseudoUnit | 0 | 0 | 0 | 0 | 0 | 0
FixedInterchange | 0 | 0 | 0 | 0 | 0 | 0
Emission Cost by Reporting Type: NWPP_NucRenew
ReportingType | 2015 | 2020 | 2025 | 2030 | 2035 | 2040
BM | 0 | 0 | 0 | 0 | 0 | 0
CC | 0 | 0 | 0 | 0 | 0 | 0
CSP | 0 | 0 | 0 | 0 | 0 | 0
CT | 0 | 0 | 0 | 0 | 0 | 0
Coal | 0 | 0 | 0 | 0 | 0 | 0
Geo | 0 | 0 | 0 | 0 | 0 | 0
H | 0 | 0 | 0 | 0 | 0 | 0
LFG | 0 | 0 | 0 | 0 | 0 | 0
Nuc | 0 | 0 | 0 | 0 | 0 | 0
PS | 0 | 0 | 0 | 0 | 0 | 0
PV | 0 | 0 | 0 | 0 | 0 | 0
PeakG | 0 | 0 | 0 | 0 | 0 | 0
PeakO | 0 | 0 | 0 | 0 | 0 | 0
ST | 0 | 0 | 0 | 0 | 0 | 0
STOG | 0 | 0 | 0 | 0 | 0 | 0
STWD | 0 | 0 | 0 | 0 | 0 | 0
WT | 0 | 0 | 0 | 0 | 0 | 0
IGCC | 0 | 0 | 0 | 0 | 0 | 0
DemandResponse | 0 | 0 | 0 | 0 | 0 | 0
IGCC-CCS | 0 | 0 | 0 | 0 | 0 | 0
WT_off | 0 | 0 | 0 | 0 | 0 | 0
PseudoUnit | 0 | 0 | 0 | 0 | 0 | 0
FixedInterchange | 0 | 0 | 0 | 0 | 0 | 0
Emission Cost by Reporting Type: RMPA
ReportingType | 2015 | 2020 | 2025 | 2030 | 2035 | 2040
BM | 0 | 0 | 0 | 0 | 0 | 0
CC | 0 | 0 | 0 | 0 | 0 | 0
CSP | 0 | 0 | 0 | 0 | 0 | 0
CT | 0 | 0 | 0 | 0 | 0 | 0
Coal | 0 | 0 | 0 | 0 | 0 | 0
Geo | 0 | 0 | 0 | 0 | 0 | 0
H | 0 | 0 | 0 | 0 | 0 | 0
LFG | 0 | 0 | 0 | 0 | 0 | 0
Nuc | 0 | 0 | 0 | 0 | 0 | 0
PS | 0 | 0 | 0 | 0 | 0 | 0
PV | 0 | 0 | 0 | 0 | 0 | 0
PeakG | 0 | 0 | 0 | 0 | 0 | 0
PeakO | 0 | 0 | 0 | 0 | 0 | 0
ST | 0 | 0 | 0 | 0 | 0 | 0
STOG | 0 | 0 | 0 | 0 | 0 | 0
STWD | 0 | 0 | 0 | 0 | 0 | 0
WT | 0 | 0 | 0 | 0 | 0 | 0
IGCC | 0 | 0 | 0 | 0 | 0 | 0
DemandResponse | 0 | 0 | 0 | 0 | 0 | 0
IGCC-CCS | 0 | 0 | 0 | 0 | 0 | 0
WT_off | 0 | 0 | 0 | 0 | 0 | 0
PseudoUnit | 0 | 0 | 0 | 0 | 0 | 0
FixedInterchange | 0 | 0 | 0 | 0 | 0 | 0
Emission Cost by Reporting Type: SP15
ReportingType | 2015 | 2020 | 2025 | 2030 | 2035 | 2040
BM | 0 | 0 | 0 | 0 | 0 | 0
CC | 0 | 0 | 0 | 0 | 0 | 0
CSP | 0 | 0 | 0 | 0 | 0 | 0
CT | 0 | 0 | 0 | 0 | 0 | 0
Coal | 0 | 0 | 0 | 0 | 0 | 0
Geo | 0 | 0 | 0 | 0 | 0 | 0
H | 0 | 0 | 0 | 0 | 0 | 0
LFG | 0 | 0 | 0 | 0 | 0 | 0
Nuc | 0 | 0 | 0 | 0 | 0 | 0
PS | 0 | 0 | 0 | 0 | 0 | 0
PV | 0 | 0 | 0 | 0 | 0 | 0
PeakG | 0 | 0 | 0 | 0 | 0 | 0
PeakO | 0 | 0 | 0 | 0 | 0 | 0
ST | 0 | 0 | 0 | 0 | 0 | 0
STOG | 0 | 0 | 0 | 0 | 0 | 0
STWD | 0 | 0 | 0 | 0 | 0 | 0
WT | 0 | 0 | 0 | 0 | 0 | 0
IGCC | 0 | 0 | 0 | 0 | 0 | 0
DemandResponse | 0 | 0 | 0 | 0 | 0 | 0
IGCC-CCS | 0 | 0 | 0 | 0 | 0 | 0
WT_off | 0 | 0 | 0 | 0 | 0 | 0
PseudoUnit | 0 | 0 | 0 | 0 | 0 | 0
FixedInterchange | 0 | 0 | 0 | 0 | 0 | 0
Emission Cost by Reporting Type: ALB
ReportingType | 2015 | 2020 | 2025 | 2030 | 2035 | 2040
BM | 0 | 0 | 0 | 0 | 0 | 0
CC | 0 | 0 | 0 | 0 | 0 | 0
CSP | 0 | 0 | 0 | 0 | 0 | 0
CT | 0 | 0 | 0 | 0 | 0 | 0
Coal | 0 | 0 | 0 | 0 | 0 | 0
Geo | 0 | 0 | 0 | 0 | 0 | 0
H | 0 | 0 | 0 | 0 | 0 | 0
LFG | 0 | 0 | 0 | 0 | 0 | 0
Nuc | 0 | 0 | 0 | 0 | 0 | 0
PS | 0 | 0 | 0 | 0 | 0 | 0
PV | 0 | 0 | 0 | 0 | 0 | 0
PeakG | 0 | 0 | 0 | 0 | 0 | 0
PeakO | 0 | 0 | 0 | 0 | 0 | 0
ST | 0 | 0 | 0 | 0 | 0 | 0
STOG | 0 | 0 | 0 | 0 | 0 | 0
STWD | 0 | 0 | 0 | 0 | 0 | 0
WT | 0 | 0 | 0 | 0 | 0 | 0
IGCC | 0 | 0 | 0 | 0 | 0 | 0
DemandResponse | 0 | 0 | 0 | 0 | 0 | 0
IGCC-CCS | 0 | 0 | 0 | 0 | 0 | 0
WT_off | 0 | 0 | 0 | 0 | 0 | 0
PseudoUnit | 0 | 0 | 0 | 0 | 0 | 0
FixedInterchange | 0 | 0 | 0 | 0 | 0 | 0
Emission Cost by Reporting Type: BC
ReportingType | 2015 | 2020 | 2025 | 2030 | 2035 | 2040
BM | 0 | 0 | 0 | 0 | 0 | 0
CC | 0 | 0 | 0 | 0 | 0 | 0
CSP | 0 | 0 | 0 | 0 | 0 | 0
CT | 0 | 0 | 0 | 0 | 0 | 0
Coal | 0 | 0 | 0 | 0 | 0 | 0
Geo | 0 | 0 | 0 | 0 | 0 | 0
H | 0 | 0 | 0 | 0 | 0 | 0
LFG | 0 | 0 | 0 | 0 | 0 | 0
Nuc | 0 | 0 | 0 | 0 | 0 | 0
PS | 0 | 0 | 0 | 0 | 0 | 0
PV | 0 | 0 | 0 | 0 | 0 | 0
PeakG | 0 | 0 | 0 | 0 | 0 | 0
PeakO | 0 | 0 | 0 | 0 | 0 | 0
ST | 0 | 0 | 0 | 0 | 0 | 0
STOG | 0 | 0 | 0 | 0 | 0 | 0
STWD | 0 | 0 | 0 | 0 | 0 | 0
WT | 0 | 0 | 0 | 0 | 0 | 0
IGCC | 0 | 0 | 0 | 0 | 0 | 0
DemandResponse | 0 | 0 | 0 | 0 | 0 | 0
IGCC-CCS | 0 | 0 | 0 | 0 | 0 | 0
WT_off | 0 | 0 | 0 | 0 | 0 | 0
PseudoUnit | 0 | 0 | 0 | 0 | 0 | 0
FixedInterchange | 0 | 0 | 0 | 0 | 0 | 0
Emission Cost by Reporting Type: HQ_IESO
ReportingType | 2015 | 2020 | 2025 | 2030 | 2035 | 2040
BM | 0 | 0 | 0 | 0 | 0 | 0
CC | 0 | 0 | 0 | 0 | 0 | 0
CSP | 0 | 0 | 0 | 0 | 0 | 0
CT | 0 | 0 | 0 | 0 | 0 | 0
Coal | 0 | 0 | 0 | 0 | 0 | 0
Geo | 0 | 0 | 0 | 0 | 0 | 0
H | 0 | 0 | 0 | 0 | 0 | 0
LFG | 0 | 0 | 0 | 0 | 0 | 0
Nuc | 0 | 0 | 0 | 0 | 0 | 0
PS | 0 | 0 | 0 | 0 | 0 | 0
PV | 0 | 0 | 0 | 0 | 0 | 0
PeakG | 0 | 0 | 0 | 0 | 0 | 0
PeakO | 0 | 0 | 0 | 0 | 0 | 0
ST | 0 | 0 | 0 | 0 | 0 | 0
STOG | 0 | 0 | 0 | 0 | 0 | 0
STWD | 0 | 0 | 0 | 0 | 0 | 0
WT | 0 | 0 | 0 | 0 | 0 | 0
IGCC | 0 | 0 | 0 | 0 | 0 | 0
DemandResponse | 0 | 0 | 0 | 0 | 0 | 0
IGCC-CCS | 0 | 0 | 0 | 0 | 0 | 0
WT_off | 0 | 0 | 0 | 0 | 0 | 0
PseudoUnit | 0 | 0 | 0 | 0 | 0 | 0
FixedInterchange | 0 | 0 | 0 | 0 | 0 | 0
Emission Cost by Reporting Type: HQ_NEISO
ReportingType | 2015 | 2020 | 2025 | 2030 | 2035 | 2040
BM | 0 | 0 | 0 | 0 | 0 | 0
CC | 0 | 0 | 0 | 0 | 0 | 0
CSP | 0 | 0 | 0 | 0 | 0 | 0
CT | 0 | 0 | 0 | 0 | 0 | 0
Coal | 0 | 0 | 0 | 0 | 0 | 0
Geo | 0 | 0 | 0 | 0 | 0 | 0
H | 0 | 0 | 0 | 0 | 0 | 0
LFG | 0 | 0 | 0 | 0 | 0 | 0
Nuc | 0 | 0 | 0 | 0 | 0 | 0
PS | 0 | 0 | 0 | 0 | 0 | 0
PV | 0 | 0 | 0 | 0 | 0 | 0
PeakG | 0 | 0 | 0 | 0 | 0 | 0
PeakO | 0 | 0 | 0 | 0 | 0 | 0
ST | 0 | 0 | 0 | 0 | 0 | 0
STOG | 0 | 0 | 0 | 0 | 0 | 0
STWD | 0 | 0 | 0 | 0 | 0 | 0
WT | 0 | 0 | 0 | 0 | 0 | 0
IGCC | 0 | 0 | 0 | 0 | 0 | 0
DemandResponse | 0 | 0 | 0 | 0 | 0 | 0
IGCC-CCS | 0 | 0 | 0 | 0 | 0 | 0
WT_off | 0 | 0 | 0 | 0 | 0 | 0
PseudoUnit | 0 | 0 | 0 | 0 | 0 | 0
FixedInterchange | 0 | 0 | 0 | 0 | 0 | 0
Emission Cost by Reporting Type: HQ_NY
ReportingType | 2015 | 2020 | 2025 | 2030 | 2035 | 2040
BM | 0 | 0 | 0 | 0 | 0 | 0
CC | 0 | 0 | 0 | 0 | 0 | 0
CSP | 0 | 0 | 0 | 0 | 0 | 0
CT | 0 | 0 | 0 | 0 | 0 | 0
Coal | 0 | 0 | 0 | 0 | 0 | 0
Geo | 0 | 0 | 0 | 0 | 0 | 0
H | 0 | 0 | 0 | 0 | 0 | 0
LFG | 0 | 0 | 0 | 0 | 0 | 0
Nuc | 0 | 0 | 0 | 0 | 0 | 0
PS | 0 | 0 | 0 | 0 | 0 | 0
PV | 0 | 0 | 0 | 0 | 0 | 0
PeakG | 0 | 0 | 0 | 0 | 0 | 0
PeakO | 0 | 0 | 0 | 0 | 0 | 0
ST | 0 | 0 | 0 | 0 | 0 | 0
STOG | 0 | 0 | 0 | 0 | 0 | 0
STWD | 0 | 0 | 0 | 0 | 0 | 0
WT | 0 | 0 | 0 | 0 | 0 | 0
IGCC | 0 | 0 | 0 | 0 | 0 | 0
DemandResponse | 0 | 0 | 0 | 0 | 0 | 0
IGCC-CCS | 0 | 0 | 0 | 0 | 0 | 0
WT_off | 0 | 0 | 0 | 0 | 0 | 0
PseudoUnit | 0 | 0 | 0 | 0 | 0 | 0
FixedInterchange | 0 | 0 | 0 | 0 | 0 | 0
Emission Cost by Reporting Type: MARITIMES
ReportingType | 2015 | 2020 | 2025 | 2030 | 2035 | 2040
BM | 0 | 0 | 0 | 0 | 0 | 0
CC | 0 | 0 | 0 | 0 | 0 | 0
CSP | 0 | 0 | 0 | 0 | 0 | 0
CT | 0 | 0 | 0 | 0 | 0 | 0
Coal | 0 | 0 | 0 | 0 | 0 | 0
Geo | 0 | 0 | 0 | 0 | 0 | 0
H | 0 | 0 | 0 | 0 | 0 | 0
LFG | 0 | 0 | 0 | 0 | 0 | 0
Nuc | 0 | 0 | 0 | 0 | 0 | 0
PS | 0 | 0 | 0 | 0 | 0 | 0
PV | 0 | 0 | 0 | 0 | 0 | 0
PeakG | 0 | 0 | 0 | 0 | 0 | 0
PeakO | 0 | 0 | 0 | 0 | 0 | 0
ST | 0 | 0 | 0 | 0 | 0 | 0
STOG | 0 | 0 | 0 | 0 | 0 | 0
STWD | 0 | 0 | 0 | 0 | 0 | 0
WT | 0 | 0 | 0 | 0 | 0 | 0
IGCC | 0 | 0 | 0 | 0 | 0 | 0
DemandResponse | 0 | 0 | 0 | 0 | 0 | 0
IGCC-CCS | 0 | 0 | 0 | 0 | 0 | 0
WT_off | 0 | 0 | 0 | 0 | 0 | 0
PseudoUnit | 0 | 0 | 0 | 0 | 0 | 0
FixedInterchange | 0 | 0 | 0 | 0 | 0 | 0
Emission Cost by Reporting Type: All
ReportingType | 2015 | 2020 | 2025 | 2030 | 2035 | 2040
BM | 0 | 0 | 0 | 0 | 0 | 0
CC | 0 | 0 | 0 | 0 | 0 | 0
CSP | 0 | 0 | 0 | 0 | 0 | 0
CT | 0 | 0 | 0 | 0 | 0 | 0
Coal | 0 | 0 | 0 | 0 | 0 | 0
Geo | 0 | 0 | 0 | 0 | 0 | 0
H | 0 | 0 | 0 | 0 | 0 | 0
LFG | 0 | 0 | 0 | 0 | 0 | 0
Nuc | 0 | 0 | 0 | 0 | 0 | 0
PS | 0 | 0 | 0 | 0 | 0 | 0
PV | 0 | 0 | 0 | 0 | 0 | 0
PeakG | 0 | 0 | 0 | 0 | 0 | 0
PeakO | 0 | 0 | 0 | 0 | 0 | 0
ST | 0 | 0 | 0 | 0 | 0 | 0
STOG | 0 | 0 | 0 | 0 | 0 | 0
STWD | 0 | 0 | 0 | 0 | 0 | 0
WT | 0 | 0 | 0 | 0 | 0 | 0
IGCC | 0 | 0 | 0 | 0 | 0 | 0
DemandResponse | 0 | 0 | 0 | 0 | 0 | 0
IGCC-CCS | 0 | 0 | 0 | 0 | 0 | 0
WT_off | 0 | 0 | 0 | 0 | 0 | 0
PseudoUnit | 0 | 0 | 0 | 0 | 0 | 0
FixedInterchange | 0 | 0 | 0 | 0 | 0 | 0
Emission Cost by Reporting Type: EI_US
ReportingType | 2015 | 2020 | 2025 | 2030 | 2035 | 2040
BM | 0 | 0 | 0 | 0 | 0 | 0
CC | 0 | 0 | 0 | 0 | 0 | 0
CSP | 0 | 0 | 0 | 0 | 0 | 0
CT | 0 | 0 | 0 | 0 | 0 | 0
Coal | 0 | 0 | 0 | 0 | 0 | 0
Geo | 0 | 0 | 0 | 0 | 0 | 0
H | 0 | 0 | 0 | 0 | 0 | 0
LFG | 0 | 0 | 0 | 0 | 0 | 0
Nuc | 0 | 0 | 0 | 0 | 0 | 0
PS | 0 | 0 | 0 | 0 | 0 | 0
PV | 0 | 0 | 0 | 0 | 0 | 0
PeakG | 0 | 0 | 0 | 0 | 0 | 0
PeakO | 0 | 0 | 0 | 0 | 0 | 0
ST | 0 | 0 | 0 | 0 | 0 | 0
STOG | 0 | 0 | 0 | 0 | 0 | 0
STWD | 0 | 0 | 0 | 0 | 0 | 0
WT | 0 | 0 | 0 | 0 | 0 | 0
IGCC | 0 | 0 | 0 | 0 | 0 | 0
DemandResponse | 0 | 0 | 0 | 0 | 0 | 0
IGCC-CCS | 0 | 0 | 0 | 0 | 0 | 0
WT_off | 0 | 0 | 0 | 0 | 0 | 0
PseudoUnit | 0 | 0 | 0 | 0 | 0 | 0
FixedInterchange | 0 | 0 | 0 | 0 | 0 | 0
Emission Cost by Reporting Type: EI_Canada
ReportingType | 2015 | 2020 | 2025 | 2030 | 2035 | 2040
BM | 0 | 0 | 0 | 0 | 0 | 0
CC | 0 | 0 | 0 | 0 | 0 | 0
CSP | 0 | 0 | 0 | 0 | 0 | 0
CT | 0 | 0 | 0 | 0 | 0 | 0
Coal | 0 | 0 | 0 | 0 | 0 | 0
Geo | 0 | 0 | 0 | 0 | 0 | 0
H | 0 | 0 | 0 | 0 | 0 | 0
LFG | 0 | 0 | 0 | 0 | 0 | 0
Nuc | 0 | 0 | 0 | 0 | 0 | 0
PS | 0 | 0 | 0 | 0 | 0 | 0
PV | 0 | 0 | 0 | 0 | 0 | 0
PeakG | 0 | 0 | 0 | 0 | 0 | 0
PeakO | 0 | 0 | 0 | 0 | 0 | 0
ST | 0 | 0 | 0 | 0 | 0 | 0
STOG | 0 | 0 | 0 | 0 | 0 | 0
STWD | 0 | 0 | 0 | 0 | 0 | 0
WT | 0 | 0 | 0 | 0 | 0 | 0
IGCC | 0 | 0 | 0 | 0 | 0 | 0
DemandResponse | 0 | 0 | 0 | 0 | 0 | 0
IGCC-CCS | 0 | 0 | 0 | 0 | 0 | 0
WT_off | 0 | 0 | 0 | 0 | 0 | 0
PseudoUnit | 0 | 0 | 0 | 0 | 0 | 0
FixedInterchange | 0 | 0 | 0 | 0 | 0 | 0
Emission Cost by Reporting Type: EI
ReportingType | 2015 | 2020 | 2025 | 2030 | 2035 | 2040
BM | 0 | 0 | 0 | 0 | 0 | 0
CC | 0 | 0 | 0 | 0 | 0 | 0
CSP | 0 | 0 | 0 | 0 | 0 | 0
CT | 0 | 0 | 0 | 0 | 0 | 0
Coal | 0 | 0 | 0 | 0 | 0 | 0
Geo | 0 | 0 | 0 | 0 | 0 | 0
H | 0 | 0 | 0 | 0 | 0 | 0
LFG | 0 | 0 | 0 | 0 | 0 | 0
Nuc | 0 | 0 | 0 | 0 | 0 | 0
PS | 0 | 0 | 0 | 0 | 0 | 0
PV | 0 | 0 | 0 | 0 | 0 | 0
PeakG | 0 | 0 | 0 | 0 | 0 | 0
PeakO | 0 | 0 | 0 | 0 | 0 | 0
ST | 0 | 0 | 0 | 0 | 0 | 0
STOG | 0 | 0 | 0 | 0 | 0 | 0
STWD | 0 | 0 | 0 | 0 | 0 | 0
WT | 0 | 0 | 0 | 0 | 0 | 0
IGCC | 0 | 0 | 0 | 0 | 0 | 0
DemandResponse | 0 | 0 | 0 | 0 | 0 | 0
IGCC-CCS | 0 | 0 | 0 | 0 | 0 | 0
WT_off | 0 | 0 | 0 | 0 | 0 | 0
PseudoUnit | 0 | 0 | 0 | 0 | 0 | 0
FixedInterchange | 0 | 0 | 0 | 0 | 0 | 0
Emission Cost by Reporting Type: Outside_EI
ReportingType | 2015 | 2020 | 2025 | 2030 | 2035 | 2040
BM | 0 | 0 | 0 | 0 | 0 | 0
CC | 0 | 0 | 0 | 0 | 0 | 0
CSP | 0 | 0 | 0 | 0 | 0 | 0
CT | 0 | 0 | 0 | 0 | 0 | 0
Coal | 0 | 0 | 0 | 0 | 0 | 0
Geo | 0 | 0 | 0 | 0 | 0 | 0
H | 0 | 0 | 0 | 0 | 0 | 0
LFG | 0 | 0 | 0 | 0 | 0 | 0
Nuc | 0 | 0 | 0 | 0 | 0 | 0
PS | 0 | 0 | 0 | 0 | 0 | 0
PV | 0 | 0 | 0 | 0 | 0 | 0
PeakG | 0 | 0 | 0 | 0 | 0 | 0
PeakO | 0 | 0 | 0 | 0 | 0 | 0
ST | 0 | 0 | 0 | 0 | 0 | 0
STOG | 0 | 0 | 0 | 0 | 0 | 0
STWD | 0 | 0 | 0 | 0 | 0 | 0
WT | 0 | 0 | 0 | 0 | 0 | 0
IGCC | 0 | 0 | 0 | 0 | 0 | 0
DemandResponse | 0 | 0 | 0 | 0 | 0 | 0
IGCC-CCS | 0 | 0 | 0 | 0 | 0 | 0
WT_off | 0 | 0 | 0 | 0 | 0 | 0
PseudoUnit | 0 | 0 | 0 | 0 | 0 | 0
FixedInterchange | 0 | 0 | 0 | 0 | 0 | 0
==== Emission Program: Carbon_CA : (CO2) ====
Emission Cost by Reporting Type: Entergy
ReportingType | 2015 | 2020 | 2025 | 2030 | 2035 | 2040
BM | 0 | 0 | 0 | 0 | 0 | 0
CC | 0 | 0 | 0 | 0 | 0 | 0
CSP | 0 | 0 | 0 | 0 | 0 | 0
CT | 0 | 0 | 0 | 0 | 0 | 0
Coal | 0 | 0 | 0 | 0 | 0 | 0
Geo | 0 | 0 | 0 | 0 | 0 | 0
H | 0 | 0 | 0 | 0 | 0 | 0
LFG | 0 | 0 | 0 | 0 | 0 | 0
Nuc | 0 | 0 | 0 | 0 | 0 | 0
PS | 0 | 0 | 0 | 0 | 0 | 0
PV | 0 | 0 | 0 | 0 | 0 | 0
PeakG | 0 | 0 | 0 | 0 | 0 | 0
PeakO | 0 | 0 | 0 | 0 | 0 | 0
ST | 0 | 0 | 0 | 0 | 0 | 0
STOG | 0 | 0 | 0 | 0 | 0 | 0
STWD | 0 | 0 | 0 | 0 | 0 | 0
WT | 0 | 0 | 0 | 0 | 0 | 0
IGCC | 0 | 0 | 0 | 0 | 0 | 0
DemandResponse | 0 | 0 | 0 | 0 | 0 | 0
IGCC-CCS | 0 | 0 | 0 | 0 | 0 | 0
WT_off | 0 | 0 | 0 | 0 | 0 | 0
PseudoUnit | 0 | 0 | 0 | 0 | 0 | 0
FixedInterchange | 0 | 0 | 0 | 0 | 0 | 0
Emission Cost by Reporting Type: FRCC
ReportingType | 2015 | 2020 | 2025 | 2030 | 2035 | 2040
BM | 0 | 0 | 0 | 0 | 0 | 0
CC | 0 | 0 | 0 | 0 | 0 | 0
CSP | 0 | 0 | 0 | 0 | 0 | 0
CT | 0 | 0 | 0 | 0 | 0 | 0
Coal | 0 | 0 | 0 | 0 | 0 | 0
Geo | 0 | 0 | 0 | 0 | 0 | 0
H | 0 | 0 | 0 | 0 | 0 | 0
LFG | 0 | 0 | 0 | 0 | 0 | 0
Nuc | 0 | 0 | 0 | 0 | 0 | 0
PS | 0 | 0 | 0 | 0 | 0 | 0
PV | 0 | 0 | 0 | 0 | 0 | 0
PeakG | 0 | 0 | 0 | 0 | 0 | 0
PeakO | 0 | 0 | 0 | 0 | 0 | 0
ST | 0 | 0 | 0 | 0 | 0 | 0
STOG | 0 | 0 | 0 | 0 | 0 | 0
STWD | 0 | 0 | 0 | 0 | 0 | 0
WT | 0 | 0 | 0 | 0 | 0 | 0
IGCC | 0 | 0 | 0 | 0 | 0 | 0
DemandResponse | 0 | 0 | 0 | 0 | 0 | 0
IGCC-CCS | 0 | 0 | 0 | 0 | 0 | 0
WT_off | 0 | 0 | 0 | 0 | 0 | 0
PseudoUnit | 0 | 0 | 0 | 0 | 0 | 0
FixedInterchange | 0 | 0 | 0 | 0 | 0 | 0
Emission Cost by Reporting Type: MAPP_US
ReportingType | 2015 | 2020 | 2025 | 2030 | 2035 | 2040
BM | 0 | 0 | 0 | 0 | 0 | 0
CC | 0 | 0 | 0 | 0 | 0 | 0
CSP | 0 | 0 | 0 | 0 | 0 | 0
CT | 0 | 0 | 0 | 0 | 0 | 0
Coal | 0 | 0 | 0 | 0 | 0 | 0
Geo | 0 | 0 | 0 | 0 | 0 | 0
H | 0 | 0 | 0 | 0 | 0 | 0
LFG | 0 | 0 | 0 | 0 | 0 | 0
Nuc | 0 | 0 | 0 | 0 | 0 | 0
PS | 0 | 0 | 0 | 0 | 0 | 0
PV | 0 | 0 | 0 | 0 | 0 | 0
PeakG | 0 | 0 | 0 | 0 | 0 | 0
PeakO | 0 | 0 | 0 | 0 | 0 | 0
ST | 0 | 0 | 0 | 0 | 0 | 0
STOG | 0 | 0 | 0 | 0 | 0 | 0
STWD | 0 | 0 | 0 | 0 | 0 | 0
WT | 0 | 0 | 0 | 0 | 0 | 0
IGCC | 0 | 0 | 0 | 0 | 0 | 0
DemandResponse | 0 | 0 | 0 | 0 | 0 | 0
IGCC-CCS | 0 | 0 | 0 | 0 | 0 | 0
WT_off | 0 | 0 | 0 | 0 | 0 | 0
PseudoUnit | 0 | 0 | 0 | 0 | 0 | 0
FixedInterchange | 0 | 0 | 0 | 0 | 0 | 0
Emission Cost by Reporting Type: MISO_IN
ReportingType | 2015 | 2020 | 2025 | 2030 | 2035 | 2040
BM | 0 | 0 | 0 | 0 | 0 | 0
CC | 0 | 0 | 0 | 0 | 0 | 0
CSP | 0 | 0 | 0 | 0 | 0 | 0
CT | 0 | 0 | 0 | 0 | 0 | 0
Coal | 0 | 0 | 0 | 0 | 0 | 0
Geo | 0 | 0 | 0 | 0 | 0 | 0
H | 0 | 0 | 0 | 0 | 0 | 0
LFG | 0 | 0 | 0 | 0 | 0 | 0
Nuc | 0 | 0 | 0 | 0 | 0 | 0
PS | 0 | 0 | 0 | 0 | 0 | 0
PV | 0 | 0 | 0 | 0 | 0 | 0
PeakG | 0 | 0 | 0 | 0 | 0 | 0
PeakO | 0 | 0 | 0 | 0 | 0 | 0
ST | 0 | 0 | 0 | 0 | 0 | 0
STOG | 0 | 0 | 0 | 0 | 0 | 0
STWD | 0 | 0 | 0 | 0 | 0 | 0
WT | 0 | 0 | 0 | 0 | 0 | 0
IGCC | 0 | 0 | 0 | 0 | 0 | 0
DemandResponse | 0 | 0 | 0 | 0 | 0 | 0
IGCC-CCS | 0 | 0 | 0 | 0 | 0 | 0
WT_off | 0 | 0 | 0 | 0 | 0 | 0
PseudoUnit | 0 | 0 | 0 | 0 | 0 | 0
FixedInterchange | 0 | 0 | 0 | 0 | 0 | 0
Emission Cost by Reporting Type: MISO_MI
ReportingType | 2015 | 2020 | 2025 | 2030 | 2035 | 2040
BM | 0 | 0 | 0 | 0 | 0 | 0
CC | 0 | 0 | 0 | 0 | 0 | 0
CSP | 0 | 0 | 0 | 0 | 0 | 0
CT | 0 | 0 | 0 | 0 | 0 | 0
Coal | 0 | 0 | 0 | 0 | 0 | 0
Geo | 0 | 0 | 0 | 0 | 0 | 0
H | 0 | 0 | 0 | 0 | 0 | 0
LFG | 0 | 0 | 0 | 0 | 0 | 0
Nuc | 0 | 0 | 0 | 0 | 0 | 0
PS | 0 | 0 | 0 | 0 | 0 | 0
PV | 0 | 0 | 0 | 0 | 0 | 0
PeakG | 0 | 0 | 0 | 0 | 0 | 0
PeakO | 0 | 0 | 0 | 0 | 0 | 0
ST | 0 | 0 | 0 | 0 | 0 | 0
STOG | 0 | 0 | 0 | 0 | 0 | 0
STWD | 0 | 0 | 0 | 0 | 0 | 0
WT | 0 | 0 | 0 | 0 | 0 | 0
IGCC | 0 | 0 | 0 | 0 | 0 | 0
DemandResponse | 0 | 0 | 0 | 0 | 0 | 0
IGCC-CCS | 0 | 0 | 0 | 0 | 0 | 0
WT_off | 0 | 0 | 0 | 0 | 0 | 0
PseudoUnit | 0 | 0 | 0 | 0 | 0 | 0
FixedInterchange | 0 | 0 | 0 | 0 | 0 | 0
Emission Cost by Reporting Type: MISO_MO-IL
ReportingType | 2015 | 2020 | 2025 | 2030 | 2035 | 2040
BM | 0 | 0 | 0 | 0 | 0 | 0
CC | 0 | 0 | 0 | 0 | 0 | 0
CSP | 0 | 0 | 0 | 0 | 0 | 0
CT | 0 | 0 | 0 | 0 | 0 | 0
Coal | 0 | 0 | 0 | 0 | 0 | 0
Geo | 0 | 0 | 0 | 0 | 0 | 0
H | 0 | 0 | 0 | 0 | 0 | 0
LFG | 0 | 0 | 0 | 0 | 0 | 0
Nuc | 0 | 0 | 0 | 0 | 0 | 0
PS | 0 | 0 | 0 | 0 | 0 | 0
PV | 0 | 0 | 0 | 0 | 0 | 0
PeakG | 0 | 0 | 0 | 0 | 0 | 0
PeakO | 0 | 0 | 0 | 0 | 0 | 0
ST | 0 | 0 | 0 | 0 | 0 | 0
STOG | 0 | 0 | 0 | 0 | 0 | 0
STWD | 0 | 0 | 0 | 0 | 0 | 0
WT | 0 | 0 | 0 | 0 | 0 | 0
IGCC | 0 | 0 | 0 | 0 | 0 | 0
DemandResponse | 0 | 0 | 0 | 0 | 0 | 0
IGCC-CCS | 0 | 0 | 0 | 0 | 0 | 0
WT_off | 0 | 0 | 0 | 0 | 0 | 0
PseudoUnit | 0 | 0 | 0 | 0 | 0 | 0
FixedInterchange | 0 | 0 | 0 | 0 | 0 | 0
Emission Cost by Reporting Type: MISO_W
ReportingType | 2015 | 2020 | 2025 | 2030 | 2035 | 2040
BM | 0 | 0 | 0 | 0 | 0 | 0
CC | 0 | 0 | 0 | 0 | 0 | 0
CSP | 0 | 0 | 0 | 0 | 0 | 0
CT | 0 | 0 | 0 | 0 | 0 | 0
Coal | 0 | 0 | 0 | 0 | 0 | 0
Geo | 0 | 0 | 0 | 0 | 0 | 0
H | 0 | 0 | 0 | 0 | 0 | 0
LFG | 0 | 0 | 0 | 0 | 0 | 0
Nuc | 0 | 0 | 0 | 0 | 0 | 0
PS | 0 | 0 | 0 | 0 | 0 | 0
PV | 0 | 0 | 0 | 0 | 0 | 0
PeakG | 0 | 0 | 0 | 0 | 0 | 0
PeakO | 0 | 0 | 0 | 0 | 0 | 0
ST | 0 | 0 | 0 | 0 | 0 | 0
STOG | 0 | 0 | 0 | 0 | 0 | 0
STWD | 0 | 0 | 0 | 0 | 0 | 0
WT | 0 | 0 | 0 | 0 | 0 | 0
IGCC | 0 | 0 | 0 | 0 | 0 | 0
DemandResponse | 0 | 0 | 0 | 0 | 0 | 0
IGCC-CCS | 0 | 0 | 0 | 0 | 0 | 0
WT_off | 0 | 0 | 0 | 0 | 0 | 0
PseudoUnit | 0 | 0 | 0 | 0 | 0 | 0
FixedInterchange | 0 | 0 | 0 | 0 | 0 | 0
Emission Cost by Reporting Type: MISO_WUMS
ReportingType | 2015 | 2020 | 2025 | 2030 | 2035 | 2040
BM | 0 | 0 | 0 | 0 | 0 | 0
CC | 0 | 0 | 0 | 0 | 0 | 0
CSP | 0 | 0 | 0 | 0 | 0 | 0
CT | 0 | 0 | 0 | 0 | 0 | 0
Coal | 0 | 0 | 0 | 0 | 0 | 0
Geo | 0 | 0 | 0 | 0 | 0 | 0
H | 0 | 0 | 0 | 0 | 0 | 0
LFG | 0 | 0 | 0 | 0 | 0 | 0
Nuc | 0 | 0 | 0 | 0 | 0 | 0
PS | 0 | 0 | 0 | 0 | 0 | 0
PV | 0 | 0 | 0 | 0 | 0 | 0
PeakG | 0 | 0 | 0 | 0 | 0 | 0
PeakO | 0 | 0 | 0 | 0 | 0 | 0
ST | 0 | 0 | 0 | 0 | 0 | 0
STOG | 0 | 0 | 0 | 0 | 0 | 0
STWD | 0 | 0 | 0 | 0 | 0 | 0
WT | 0 | 0 | 0 | 0 | 0 | 0
IGCC | 0 | 0 | 0 | 0 | 0 | 0
DemandResponse | 0 | 0 | 0 | 0 | 0 | 0
IGCC-CCS | 0 | 0 | 0 | 0 | 0 | 0
WT_off | 0 | 0 | 0 | 0 | 0 | 0
PseudoUnit | 0 | 0 | 0 | 0 | 0 | 0
FixedInterchange | 0 | 0 | 0 | 0 | 0 | 0
Emission Cost by Reporting Type: Nebraska
ReportingType | 2015 | 2020 | 2025 | 2030 | 2035 | 2040
BM | 0 | 0 | 0 | 0 | 0 | 0
CC | 0 | 0 | 0 | 0 | 0 | 0
CSP | 0 | 0 | 0 | 0 | 0 | 0
CT | 0 | 0 | 0 | 0 | 0 | 0
Coal | 0 | 0 | 0 | 0 | 0 | 0
Geo | 0 | 0 | 0 | 0 | 0 | 0
H | 0 | 0 | 0 | 0 | 0 | 0
LFG | 0 | 0 | 0 | 0 | 0 | 0
Nuc | 0 | 0 | 0 | 0 | 0 | 0
PS | 0 | 0 | 0 | 0 | 0 | 0
PV | 0 | 0 | 0 | 0 | 0 | 0
PeakG | 0 | 0 | 0 | 0 | 0 | 0
PeakO | 0 | 0 | 0 | 0 | 0 | 0
ST | 0 | 0 | 0 | 0 | 0 | 0
STOG | 0 | 0 | 0 | 0 | 0 | 0
STWD | 0 | 0 | 0 | 0 | 0 | 0
WT | 0 | 0 | 0 | 0 | 0 | 0
IGCC | 0 | 0 | 0 | 0 | 0 | 0
DemandResponse | 0 | 0 | 0 | 0 | 0 | 0
IGCC-CCS | 0 | 0 | 0 | 0 | 0 | 0
WT_off | 0 | 0 | 0 | 0 | 0 | 0
PseudoUnit | 0 | 0 | 0 | 0 | 0 | 0
FixedInterchange | 0 | 0 | 0 | 0 | 0 | 0
Emission Cost by Reporting Type: NEISO
ReportingType | 2015 | 2020 | 2025 | 2030 | 2035 | 2040
BM | 0 | 0 | 0 | 0 | 0 | 0
CC | 0 | 0 | 0 | 0 | 0 | 0
CSP | 0 | 0 | 0 | 0 | 0 | 0
CT | 0 | 0 | 0 | 0 | 0 | 0
Coal | 0 | 0 | 0 | 0 | 0 | 0
Geo | 0 | 0 | 0 | 0 | 0 | 0
H | 0 | 0 | 0 | 0 | 0 | 0
LFG | 0 | 0 | 0 | 0 | 0 | 0
Nuc | 0 | 0 | 0 | 0 | 0 | 0
PS | 0 | 0 | 0 | 0 | 0 | 0
PV | 0 | 0 | 0 | 0 | 0 | 0
PeakG | 0 | 0 | 0 | 0 | 0 | 0
PeakO | 0 | 0 | 0 | 0 | 0 | 0
ST | 0 | 0 | 0 | 0 | 0 | 0
STOG | 0 | 0 | 0 | 0 | 0 | 0
STWD | 0 | 0 | 0 | 0 | 0 | 0
WT | 0 | 0 | 0 | 0 | 0 | 0
IGCC | 0 | 0 | 0 | 0 | 0 | 0
DemandResponse | 0 | 0 | 0 | 0 | 0 | 0
IGCC-CCS | 0 | 0 | 0 | 0 | 0 | 0
WT_off | 0 | 0 | 0 | 0 | 0 | 0
PseudoUnit | 0 | 0 | 0 | 0 | 0 | 0
FixedInterchange | 0 | 0 | 0 | 0 | 0 | 0
Emission Cost by Reporting Type: NonRTO_Midwest
ReportingType | 2015 | 2020 | 2025 | 2030 | 2035 | 2040
BM | 0 | 0 | 0 | 0 | 0 | 0
CC | 0 | 0 | 0 | 0 | 0 | 0
CSP | 0 | 0 | 0 | 0 | 0 | 0
CT | 0 | 0 | 0 | 0 | 0 | 0
Coal | 0 | 0 | 0 | 0 | 0 | 0
Geo | 0 | 0 | 0 | 0 | 0 | 0
H | 0 | 0 | 0 | 0 | 0 | 0
LFG | 0 | 0 | 0 | 0 | 0 | 0
Nuc | 0 | 0 | 0 | 0 | 0 | 0
PS | 0 | 0 | 0 | 0 | 0 | 0
PV | 0 | 0 | 0 | 0 | 0 | 0
PeakG | 0 | 0 | 0 | 0 | 0 | 0
PeakO | 0 | 0 | 0 | 0 | 0 | 0
ST | 0 | 0 | 0 | 0 | 0 | 0
STOG | 0 | 0 | 0 | 0 | 0 | 0
STWD | 0 | 0 | 0 | 0 | 0 | 0
WT | 0 | 0 | 0 | 0 | 0 | 0
IGCC | 0 | 0 | 0 | 0 | 0 | 0
DemandResponse | 0 | 0 | 0 | 0 | 0 | 0
IGCC-CCS | 0 | 0 | 0 | 0 | 0 | 0
WT_off | 0 | 0 | 0 | 0 | 0 | 0
PseudoUnit | 0 | 0 | 0 | 0 | 0 | 0
FixedInterchange | 0 | 0 | 0 | 0 | 0 | 0
Emission Cost by Reporting Type: NYISO_A-F
ReportingType | 2015 | 2020 | 2025 | 2030 | 2035 | 2040
BM | 0 | 0 | 0 | 0 | 0 | 0
CC | 0 | 0 | 0 | 0 | 0 | 0
CSP | 0 | 0 | 0 | 0 | 0 | 0
CT | 0 | 0 | 0 | 0 | 0 | 0
Coal | 0 | 0 | 0 | 0 | 0 | 0
Geo | 0 | 0 | 0 | 0 | 0 | 0
H | 0 | 0 | 0 | 0 | 0 | 0
LFG | 0 | 0 | 0 | 0 | 0 | 0
Nuc | 0 | 0 | 0 | 0 | 0 | 0
PS | 0 | 0 | 0 | 0 | 0 | 0
PV | 0 | 0 | 0 | 0 | 0 | 0
PeakG | 0 | 0 | 0 | 0 | 0 | 0
PeakO | 0 | 0 | 0 | 0 | 0 | 0
ST | 0 | 0 | 0 | 0 | 0 | 0
STOG | 0 | 0 | 0 | 0 | 0 | 0
STWD | 0 | 0 | 0 | 0 | 0 | 0
WT | 0 | 0 | 0 | 0 | 0 | 0
IGCC | 0 | 0 | 0 | 0 | 0 | 0
DemandResponse | 0 | 0 | 0 | 0 | 0 | 0
IGCC-CCS | 0 | 0 | 0 | 0 | 0 | 0
WT_off | 0 | 0 | 0 | 0 | 0 | 0
PseudoUnit | 0 | 0 | 0 | 0 | 0 | 0
FixedInterchange | 0 | 0 | 0 | 0 | 0 | 0
Emission Cost by Reporting Type: NYISO_G-I
ReportingType | 2015 | 2020 | 2025 | 2030 | 2035 | 2040
BM | 0 | 0 | 0 | 0 | 0 | 0
CC | 0 | 0 | 0 | 0 | 0 | 0
CSP | 0 | 0 | 0 | 0 | 0 | 0
CT | 0 | 0 | 0 | 0 | 0 | 0
Coal | 0 | 0 | 0 | 0 | 0 | 0
Geo | 0 | 0 | 0 | 0 | 0 | 0
H | 0 | 0 | 0 | 0 | 0 | 0
LFG | 0 | 0 | 0 | 0 | 0 | 0
Nuc | 0 | 0 | 0 | 0 | 0 | 0
PS | 0 | 0 | 0 | 0 | 0 | 0
PV | 0 | 0 | 0 | 0 | 0 | 0
PeakG | 0 | 0 | 0 | 0 | 0 | 0
PeakO | 0 | 0 | 0 | 0 | 0 | 0
ST | 0 | 0 | 0 | 0 | 0 | 0
STOG | 0 | 0 | 0 | 0 | 0 | 0
STWD | 0 | 0 | 0 | 0 | 0 | 0
WT | 0 | 0 | 0 | 0 | 0 | 0
IGCC | 0 | 0 | 0 | 0 | 0 | 0
DemandResponse | 0 | 0 | 0 | 0 | 0 | 0
IGCC-CCS | 0 | 0 | 0 | 0 | 0 | 0
WT_off | 0 | 0 | 0 | 0 | 0 | 0
PseudoUnit | 0 | 0 | 0 | 0 | 0 | 0
FixedInterchange | 0 | 0 | 0 | 0 | 0 | 0
Emission Cost by Reporting Type: NYISO_J-K
ReportingType | 2015 | 2020 | 2025 | 2030 | 2035 | 2040
BM | 0 | 0 | 0 | 0 | 0 | 0
CC | 0 | 0 | 0 | 0 | 0 | 0
CSP | 0 | 0 | 0 | 0 | 0 | 0
CT | 0 | 0 | 0 | 0 | 0 | 0
Coal | 0 | 0 | 0 | 0 | 0 | 0
Geo | 0 | 0 | 0 | 0 | 0 | 0
H | 0 | 0 | 0 | 0 | 0 | 0
LFG | 0 | 0 | 0 | 0 | 0 | 0
Nuc | 0 | 0 | 0 | 0 | 0 | 0
PS | 0 | 0 | 0 | 0 | 0 | 0
PV | 0 | 0 | 0 | 0 | 0 | 0
PeakG | 0 | 0 | 0 | 0 | 0 | 0
PeakO | 0 | 0 | 0 | 0 | 0 | 0
ST | 0 | 0 | 0 | 0 | 0 | 0
STOG | 0 | 0 | 0 | 0 | 0 | 0
STWD | 0 | 0 | 0 | 0 | 0 | 0
WT | 0 | 0 | 0 | 0 | 0 | 0
IGCC | 0 | 0 | 0 | 0 | 0 | 0
DemandResponse | 0 | 0 | 0 | 0 | 0 | 0
IGCC-CCS | 0 | 0 | 0 | 0 | 0 | 0
WT_off | 0 | 0 | 0 | 0 | 0 | 0
PseudoUnit | 0 | 0 | 0 | 0 | 0 | 0
FixedInterchange | 0 | 0 | 0 | 0 | 0 | 0
Emission Cost by Reporting Type: PJM_E
ReportingType | 2015 | 2020 | 2025 | 2030 | 2035 | 2040
BM | 0 | 0 | 0 | 0 | 0 | 0
CC | 0 | 0 | 0 | 0 | 0 | 0
CSP | 0 | 0 | 0 | 0 | 0 | 0
CT | 0 | 0 | 0 | 0 | 0 | 0
Coal | 0 | 0 | 0 | 0 | 0 | 0
Geo | 0 | 0 | 0 | 0 | 0 | 0
H | 0 | 0 | 0 | 0 | 0 | 0
LFG | 0 | 0 | 0 | 0 | 0 | 0
Nuc | 0 | 0 | 0 | 0 | 0 | 0
PS | 0 | 0 | 0 | 0 | 0 | 0
PV | 0 | 0 | 0 | 0 | 0 | 0
PeakG | 0 | 0 | 0 | 0 | 0 | 0
PeakO | 0 | 0 | 0 | 0 | 0 | 0
ST | 0 | 0 | 0 | 0 | 0 | 0
STOG | 0 | 0 | 0 | 0 | 0 | 0
STWD | 0 | 0 | 0 | 0 | 0 | 0
WT | 0 | 0 | 0 | 0 | 0 | 0
IGCC | 0 | 0 | 0 | 0 | 0 | 0
DemandResponse | 0 | 0 | 0 | 0 | 0 | 0
IGCC-CCS | 0 | 0 | 0 | 0 | 0 | 0
WT_off | 0 | 0 | 0 | 0 | 0 | 0
PseudoUnit | 0 | 0 | 0 | 0 | 0 | 0
FixedInterchange | 0 | 0 | 0 | 0 | 0 | 0
Emission Cost by Reporting Type: PJM_ROM
ReportingType | 2015 | 2020 | 2025 | 2030 | 2035 | 2040
BM | 0 | 0 | 0 | 0 | 0 | 0
CC | 0 | 0 | 0 | 0 | 0 | 0
CSP | 0 | 0 | 0 | 0 | 0 | 0
CT | 0 | 0 | 0 | 0 | 0 | 0
Coal | 0 | 0 | 0 | 0 | 0 | 0
Geo | 0 | 0 | 0 | 0 | 0 | 0
H | 0 | 0 | 0 | 0 | 0 | 0
LFG | 0 | 0 | 0 | 0 | 0 | 0
Nuc | 0 | 0 | 0 | 0 | 0 | 0
PS | 0 | 0 | 0 | 0 | 0 | 0
PV | 0 | 0 | 0 | 0 | 0 | 0
PeakG | 0 | 0 | 0 | 0 | 0 | 0
PeakO | 0 | 0 | 0 | 0 | 0 | 0
ST | 0 | 0 | 0 | 0 | 0 | 0
STOG | 0 | 0 | 0 | 0 | 0 | 0
STWD | 0 | 0 | 0 | 0 | 0 | 0
WT | 0 | 0 | 0 | 0 | 0 | 0
IGCC | 0 | 0 | 0 | 0 | 0 | 0
DemandResponse | 0 | 0 | 0 | 0 | 0 | 0
IGCC-CCS | 0 | 0 | 0 | 0 | 0 | 0
WT_off | 0 | 0 | 0 | 0 | 0 | 0
PseudoUnit | 0 | 0 | 0 | 0 | 0 | 0
FixedInterchange | 0 | 0 | 0 | 0 | 0 | 0
Emission Cost by Reporting Type: PJM_ROR
ReportingType | 2015 | 2020 | 2025 | 2030 | 2035 | 2040
BM | 0 | 0 | 0 | 0 | 0 | 0
CC | 0 | 0 | 0 | 0 | 0 | 0
CSP | 0 | 0 | 0 | 0 | 0 | 0
CT | 0 | 0 | 0 | 0 | 0 | 0
Coal | 0 | 0 | 0 | 0 | 0 | 0
Geo | 0 | 0 | 0 | 0 | 0 | 0
H | 0 | 0 | 0 | 0 | 0 | 0
LFG | 0 | 0 | 0 | 0 | 0 | 0
Nuc | 0 | 0 | 0 | 0 | 0 | 0
PS | 0 | 0 | 0 | 0 | 0 | 0
PV | 0 | 0 | 0 | 0 | 0 | 0
PeakG | 0 | 0 | 0 | 0 | 0 | 0
PeakO | 0 | 0 | 0 | 0 | 0 | 0
ST | 0 | 0 | 0 | 0 | 0 | 0
STOG | 0 | 0 | 0 | 0 | 0 | 0
STWD | 0 | 0 | 0 | 0 | 0 | 0
WT | 0 | 0 | 0 | 0 | 0 | 0
IGCC | 0 | 0 | 0 | 0 | 0 | 0
DemandResponse | 0 | 0 | 0 | 0 | 0 | 0
IGCC-CCS | 0 | 0 | 0 | 0 | 0 | 0
WT_off | 0 | 0 | 0 | 0 | 0 | 0
PseudoUnit | 0 | 0 | 0 | 0 | 0 | 0
FixedInterchange | 0 | 0 | 0 | 0 | 0 | 0
Emission Cost by Reporting Type: SOCO
ReportingType | 2015 | 2020 | 2025 | 2030 | 2035 | 2040
BM | 0 | 0 | 0 | 0 | 0 | 0
CC | 0 | 0 | 0 | 0 | 0 | 0
CSP | 0 | 0 | 0 | 0 | 0 | 0
CT | 0 | 0 | 0 | 0 | 0 | 0
Coal | 0 | 0 | 0 | 0 | 0 | 0
Geo | 0 | 0 | 0 | 0 | 0 | 0
H | 0 | 0 | 0 | 0 | 0 | 0
LFG | 0 | 0 | 0 | 0 | 0 | 0
Nuc | 0 | 0 | 0 | 0 | 0 | 0
PS | 0 | 0 | 0 | 0 | 0 | 0
PV | 0 | 0 | 0 | 0 | 0 | 0
PeakG | 0 | 0 | 0 | 0 | 0 | 0
PeakO | 0 | 0 | 0 | 0 | 0 | 0
ST | 0 | 0 | 0 | 0 | 0 | 0
STOG | 0 | 0 | 0 | 0 | 0 | 0
STWD | 0 | 0 | 0 | 0 | 0 | 0
WT | 0 | 0 | 0 | 0 | 0 | 0
IGCC | 0 | 0 | 0 | 0 | 0 | 0
DemandResponse | 0 | 0 | 0 | 0 | 0 | 0
IGCC-CCS | 0 | 0 | 0 | 0 | 0 | 0
WT_off | 0 | 0 | 0 | 0 | 0 | 0
PseudoUnit | 0 | 0 | 0 | 0 | 0 | 0
FixedInterchange | 0 | 0 | 0 | 0 | 0 | 0
Emission Cost by Reporting Type: SPP_N
ReportingType | 2015 | 2020 | 2025 | 2030 | 2035 | 2040
BM | 0 | 0 | 0 | 0 | 0 | 0
CC | 0 | 0 | 0 | 0 | 0 | 0
CSP | 0 | 0 | 0 | 0 | 0 | 0
CT | 0 | 0 | 0 | 0 | 0 | 0
Coal | 0 | 0 | 0 | 0 | 0 | 0
Geo | 0 | 0 | 0 | 0 | 0 | 0
H | 0 | 0 | 0 | 0 | 0 | 0
LFG | 0 | 0 | 0 | 0 | 0 | 0
Nuc | 0 | 0 | 0 | 0 | 0 | 0
PS | 0 | 0 | 0 | 0 | 0 | 0
PV | 0 | 0 | 0 | 0 | 0 | 0
PeakG | 0 | 0 | 0 | 0 | 0 | 0
PeakO | 0 | 0 | 0 | 0 | 0 | 0
ST | 0 | 0 | 0 | 0 | 0 | 0
STOG | 0 | 0 | 0 | 0 | 0 | 0
STWD | 0 | 0 | 0 | 0 | 0 | 0
WT | 0 | 0 | 0 | 0 | 0 | 0
IGCC | 0 | 0 | 0 | 0 | 0 | 0
DemandResponse | 0 | 0 | 0 | 0 | 0 | 0
IGCC-CCS | 0 | 0 | 0 | 0 | 0 | 0
WT_off | 0 | 0 | 0 | 0 | 0 | 0
PseudoUnit | 0 | 0 | 0 | 0 | 0 | 0
FixedInterchange | 0 | 0 | 0 | 0 | 0 | 0
Emission Cost by Reporting Type: SPP_S
ReportingType | 2015 | 2020 | 2025 | 2030 | 2035 | 2040
BM | 0 | 0 | 0 | 0 | 0 | 0
CC | 0 | 0 | 0 | 0 | 0 | 0
CSP | 0 | 0 | 0 | 0 | 0 | 0
CT | 0 | 0 | 0 | 0 | 0 | 0
Coal | 0 | 0 | 0 | 0 | 0 | 0
Geo | 0 | 0 | 0 | 0 | 0 | 0
H | 0 | 0 | 0 | 0 | 0 | 0
LFG | 0 | 0 | 0 | 0 | 0 | 0
Nuc | 0 | 0 | 0 | 0 | 0 | 0
PS | 0 | 0 | 0 | 0 | 0 | 0
PV | 0 | 0 | 0 | 0 | 0 | 0
PeakG | 0 | 0 | 0 | 0 | 0 | 0
PeakO | 0 | 0 | 0 | 0 | 0 | 0
ST | 0 | 0 | 0 | 0 | 0 | 0
STOG | 0 | 0 | 0 | 0 | 0 | 0
STWD | 0 | 0 | 0 | 0 | 0 | 0
WT | 0 | 0 | 0 | 0 | 0 | 0
IGCC | 0 | 0 | 0 | 0 | 0 | 0
DemandResponse | 0 | 0 | 0 | 0 | 0 | 0
IGCC-CCS | 0 | 0 | 0 | 0 | 0 | 0
WT_off | 0 | 0 | 0 | 0 | 0 | 0
PseudoUnit | 0 | 0 | 0 | 0 | 0 | 0
FixedInterchange | 0 | 0 | 0 | 0 | 0 | 0
Emission Cost by Reporting Type: TVA
ReportingType | 2015 | 2020 | 2025 | 2030 | 2035 | 2040
BM | 0 | 0 | 0 | 0 | 0 | 0
CC | 0 | 0 | 0 | 0 | 0 | 0
CSP | 0 | 0 | 0 | 0 | 0 | 0
CT | 0 | 0 | 0 | 0 | 0 | 0
Coal | 0 | 0 | 0 | 0 | 0 | 0
Geo | 0 | 0 | 0 | 0 | 0 | 0
H | 0 | 0 | 0 | 0 | 0 | 0
LFG | 0 | 0 | 0 | 0 | 0 | 0
Nuc | 0 | 0 | 0 | 0 | 0 | 0
PS | 0 | 0 | 0 | 0 | 0 | 0
PV | 0 | 0 | 0 | 0 | 0 | 0
PeakG | 0 | 0 | 0 | 0 | 0 | 0
PeakO | 0 | 0 | 0 | 0 | 0 | 0
ST | 0 | 0 | 0 | 0 | 0 | 0
STOG | 0 | 0 | 0 | 0 | 0 | 0
STWD | 0 | 0 | 0 | 0 | 0 | 0
WT | 0 | 0 | 0 | 0 | 0 | 0
IGCC | 0 | 0 | 0 | 0 | 0 | 0
DemandResponse | 0 | 0 | 0 | 0 | 0 | 0
IGCC-CCS | 0 | 0 | 0 | 0 | 0 | 0
WT_off | 0 | 0 | 0 | 0 | 0 | 0
PseudoUnit | 0 | 0 | 0 | 0 | 0 | 0
FixedInterchange | 0 | 0 | 0 | 0 | 0 | 0
Emission Cost by Reporting Type: TVA_Transmission
ReportingType | 2015 | 2020 | 2025 | 2030 | 2035 | 2040
BM | 0 | 0 | 0 | 0 | 0 | 0
CC | 0 | 0 | 0 | 0 | 0 | 0
CSP | 0 | 0 | 0 | 0 | 0 | 0
CT | 0 | 0 | 0 | 0 | 0 | 0
Coal | 0 | 0 | 0 | 0 | 0 | 0
Geo | 0 | 0 | 0 | 0 | 0 | 0
H | 0 | 0 | 0 | 0 | 0 | 0
LFG | 0 | 0 | 0 | 0 | 0 | 0
Nuc | 0 | 0 | 0 | 0 | 0 | 0
PS | 0 | 0 | 0 | 0 | 0 | 0
PV | 0 | 0 | 0 | 0 | 0 | 0
PeakG | 0 | 0 | 0 | 0 | 0 | 0
PeakO | 0 | 0 | 0 | 0 | 0 | 0
ST | 0 | 0 | 0 | 0 | 0 | 0
STOG | 0 | 0 | 0 | 0 | 0 | 0
STWD | 0 | 0 | 0 | 0 | 0 | 0
WT | 0 | 0 | 0 | 0 | 0 | 0
IGCC | 0 | 0 | 0 | 0 | 0 | 0
DemandResponse | 0 | 0 | 0 | 0 | 0 | 0
IGCC-CCS | 0 | 0 | 0 | 0 | 0 | 0
WT_off | 0 | 0 | 0 | 0 | 0 | 0
PseudoUnit | 0 | 0 | 0 | 0 | 0 | 0
FixedInterchange | 0 | 0 | 0 | 0 | 0 | 0
Emission Cost by Reporting Type: VACAR
ReportingType | 2015 | 2020 | 2025 | 2030 | 2035 | 2040
BM | 0 | 0 | 0 | 0 | 0 | 0
CC | 0 | 0 | 0 | 0 | 0 | 0
CSP | 0 | 0 | 0 | 0 | 0 | 0
CT | 0 | 0 | 0 | 0 | 0 | 0
Coal | 0 | 0 | 0 | 0 | 0 | 0
Geo | 0 | 0 | 0 | 0 | 0 | 0
H | 0 | 0 | 0 | 0 | 0 | 0
LFG | 0 | 0 | 0 | 0 | 0 | 0
Nuc | 0 | 0 | 0 | 0 | 0 | 0
PS | 0 | 0 | 0 | 0 | 0 | 0
PV | 0 | 0 | 0 | 0 | 0 | 0
PeakG | 0 | 0 | 0 | 0 | 0 | 0
PeakO | 0 | 0 | 0 | 0 | 0 | 0
ST | 0 | 0 | 0 | 0 | 0 | 0
STOG | 0 | 0 | 0 | 0 | 0 | 0
STWD | 0 | 0 | 0 | 0 | 0 | 0
WT | 0 | 0 | 0 | 0 | 0 | 0
IGCC | 0 | 0 | 0 | 0 | 0 | 0
DemandResponse | 0 | 0 | 0 | 0 | 0 | 0
IGCC-CCS | 0 | 0 | 0 | 0 | 0 | 0
WT_off | 0 | 0 | 0 | 0 | 0 | 0
PseudoUnit | 0 | 0 | 0 | 0 | 0 | 0
FixedInterchange | 0 | 0 | 0 | 0 | 0 | 0
Emission Cost by Reporting Type: IESO
ReportingType | 2015 | 2020 | 2025 | 2030 | 2035 | 2040
BM | 0 | 0 | 0 | 0 | 0 | 0
CC | 0 | 0 | 0 | 0 | 0 | 0
CSP | 0 | 0 | 0 | 0 | 0 | 0
CT | 0 | 0 | 0 | 0 | 0 | 0
Coal | 0 | 0 | 0 | 0 | 0 | 0
Geo | 0 | 0 | 0 | 0 | 0 | 0
H | 0 | 0 | 0 | 0 | 0 | 0
LFG | 0 | 0 | 0 | 0 | 0 | 0
Nuc | 0 | 0 | 0 | 0 | 0 | 0
PS | 0 | 0 | 0 | 0 | 0 | 0
PV | 0 | 0 | 0 | 0 | 0 | 0
PeakG | 0 | 0 | 0 | 0 | 0 | 0
PeakO | 0 | 0 | 0 | 0 | 0 | 0
ST | 0 | 0 | 0 | 0 | 0 | 0
STOG | 0 | 0 | 0 | 0 | 0 | 0
STWD | 0 | 0 | 0 | 0 | 0 | 0
WT | 0 | 0 | 0 | 0 | 0 | 0
IGCC | 0 | 0 | 0 | 0 | 0 | 0
DemandResponse | 0 | 0 | 0 | 0 | 0 | 0
IGCC-CCS | 0 | 0 | 0 | 0 | 0 | 0
WT_off | 0 | 0 | 0 | 0 | 0 | 0
PseudoUnit | 0 | 0 | 0 | 0 | 0 | 0
FixedInterchange | 0 | 0 | 0 | 0 | 0 | 0
Emission Cost by Reporting Type: MAPP_CA
ReportingType | 2015 | 2020 | 2025 | 2030 | 2035 | 2040
BM | 0 | 0 | 0 | 0 | 0 | 0
CC | 0 | 0 | 0 | 0 | 0 | 0
CSP | 0 | 0 | 0 | 0 | 0 | 0
CT | 0 | 0 | 0 | 0 | 0 | 0
Coal | 0 | 0 | 0 | 0 | 0 | 0
Geo | 0 | 0 | 0 | 0 | 0 | 0
H | 0 | 0 | 0 | 0 | 0 | 0
LFG | 0 | 0 | 0 | 0 | 0 | 0
Nuc | 0 | 0 | 0 | 0 | 0 | 0
PS | 0 | 0 | 0 | 0 | 0 | 0
PV | 0 | 0 | 0 | 0 | 0 | 0
PeakG | 0 | 0 | 0 | 0 | 0 | 0
PeakO | 0 | 0 | 0 | 0 | 0 | 0
ST | 0 | 0 | 0 | 0 | 0 | 0
STOG | 0 | 0 | 0 | 0 | 0 | 0
STWD | 0 | 0 | 0 | 0 | 0 | 0
WT | 0 | 0 | 0 | 0 | 0 | 0
IGCC | 0 | 0 | 0 | 0 | 0 | 0
DemandResponse | 0 | 0 | 0 | 0 | 0 | 0
IGCC-CCS | 0 | 0 | 0 | 0 | 0 | 0
WT_off | 0 | 0 | 0 | 0 | 0 | 0
PseudoUnit | 0 | 0 | 0 | 0 | 0 | 0
FixedInterchange | 0 | 0 | 0 | 0 | 0 | 0
Emission Cost by Reporting Type: AZ_NM_SNV_Coal
ReportingType | 2015 | 2020 | 2025 | 2030 | 2035 | 2040
BM | 0 | 0 | 0 | 0 | 0 | 0
CC | 0 | 0 | 0 | 0 | 0 | 0
CSP | 0 | 0 | 0 | 0 | 0 | 0
CT | 0 | 0 | 0 | 0 | 0 | 0
Coal | 0 | 0 | 0 | 0 | 0 | 0
Geo | 0 | 0 | 0 | 0 | 0 | 0
H | 0 | 0 | 0 | 0 | 0 | 0
LFG | 0 | 0 | 0 | 0 | 0 | 0
Nuc | 0 | 0 | 0 | 0 | 0 | 0
PS | 0 | 0 | 0 | 0 | 0 | 0
PV | 0 | 0 | 0 | 0 | 0 | 0
PeakG | 0 | 0 | 0 | 0 | 0 | 0
PeakO | 0 | 0 | 0 | 0 | 0 | 0
ST | 0 | 0 | 0 | 0 | 0 | 0
STOG | 0 | 0 | 0 | 0 | 0 | 0
STWD | 0 | 0 | 0 | 0 | 0 | 0
WT | 0 | 0 | 0 | 0 | 0 | 0
IGCC | 0 | 0 | 0 | 0 | 0 | 0
DemandResponse | 0 | 0 | 0 | 0 | 0 | 0
IGCC-CCS | 0 | 0 | 0 | 0 | 0 | 0
WT_off | 0 | 0 | 0 | 0 | 0 | 0
PseudoUnit | 0 | 0 | 0 | 0 | 0 | 0
FixedInterchange | 0 | 0 | 0 | 0 | 0 | 0
Emission Cost by Reporting Type: AZ_NM_SNV_Gas
ReportingType | 2015 | 2020 | 2025 | 2030 | 2035 | 2040
BM | 0 | 0 | 0 | 0 | 0 | 0
CC | 0 | 0 | 0 | 0 | 0 | 0
CSP | 0 | 0 | 0 | 0 | 0 | 0
CT | 0 | 0 | 0 | 0 | 0 | 0
Coal | 0 | 0 | 0 | 0 | 0 | 0
Geo | 0 | 0 | 0 | 0 | 0 | 0
H | 0 | 0 | 0 | 0 | 0 | 0
LFG | 0 | 0 | 0 | 0 | 0 | 0
Nuc | 0 | 0 | 0 | 0 | 0 | 0
PS | 0 | 0 | 0 | 0 | 0 | 0
PV | 0 | 0 | 0 | 0 | 0 | 0
PeakG | 0 | 0 | 0 | 0 | 0 | 0
PeakO | 0 | 0 | 0 | 0 | 0 | 0
ST | 0 | 0 | 0 | 0 | 0 | 0
STOG | 0 | 0 | 0 | 0 | 0 | 0
STWD | 0 | 0 | 0 | 0 | 0 | 0
WT | 0 | 0 | 0 | 0 | 0 | 0
IGCC | 0 | 0 | 0 | 0 | 0 | 0
DemandResponse | 0 | 0 | 0 | 0 | 0 | 0
IGCC-CCS | 0 | 0 | 0 | 0 | 0 | 0
WT_off | 0 | 0 | 0 | 0 | 0 | 0
PseudoUnit | 0 | 0 | 0 | 0 | 0 | 0
FixedInterchange | 0 | 0 | 0 | 0 | 0 | 0
Emission Cost by Reporting Type: AZ_NM_SNV_NucRenew
ReportingType | 2015 | 2020 | 2025 | 2030 | 2035 | 2040
BM | 0 | 0 | 0 | 0 | 0 | 0
CC | 0 | 0 | 0 | 0 | 0 | 0
CSP | 0 | 0 | 0 | 0 | 0 | 0
CT | 0 | 0 | 0 | 0 | 0 | 0
Coal | 0 | 0 | 0 | 0 | 0 | 0
Geo | 0 | 0 | 0 | 0 | 0 | 0
H | 0 | 0 | 0 | 0 | 0 | 0
LFG | 0 | 0 | 0 | 0 | 0 | 0
Nuc | 0 | 0 | 0 | 0 | 0 | 0
PS | 0 | 0 | 0 | 0 | 0 | 0
PV | 0 | 0 | 0 | 0 | 0 | 0
PeakG | 0 | 0 | 0 | 0 | 0 | 0
PeakO | 0 | 0 | 0 | 0 | 0 | 0
ST | 0 | 0 | 0 | 0 | 0 | 0
STOG | 0 | 0 | 0 | 0 | 0 | 0
STWD | 0 | 0 | 0 | 0 | 0 | 0
WT | 0 | 0 | 0 | 0 | 0 | 0
IGCC | 0 | 0 | 0 | 0 | 0 | 0
DemandResponse | 0 | 0 | 0 | 0 | 0 | 0
IGCC-CCS | 0 | 0 | 0 | 0 | 0 | 0
WT_off | 0 | 0 | 0 | 0 | 0 | 0
PseudoUnit | 0 | 0 | 0 | 0 | 0 | 0
FixedInterchange | 0 | 0 | 0 | 0 | 0 | 0
Emission Cost by Reporting Type: ERCOT
ReportingType | 2015 | 2020 | 2025 | 2030 | 2035 | 2040
BM | 0 | 0 | 0 | 0 | 0 | 0
CC | 0 | 0 | 0 | 0 | 0 | 0
CSP | 0 | 0 | 0 | 0 | 0 | 0
CT | 0 | 0 | 0 | 0 | 0 | 0
Coal | 0 | 0 | 0 | 0 | 0 | 0
Geo | 0 | 0 | 0 | 0 | 0 | 0
H | 0 | 0 | 0 | 0 | 0 | 0
LFG | 0 | 0 | 0 | 0 | 0 | 0
Nuc | 0 | 0 | 0 | 0 | 0 | 0
PS | 0 | 0 | 0 | 0 | 0 | 0
PV | 0 | 0 | 0 | 0 | 0 | 0
PeakG | 0 | 0 | 0 | 0 | 0 | 0
PeakO | 0 | 0 | 0 | 0 | 0 | 0
ST | 0 | 0 | 0 | 0 | 0 | 0
STOG | 0 | 0 | 0 | 0 | 0 | 0
STWD | 0 | 0 | 0 | 0 | 0 | 0
WT | 0 | 0 | 0 | 0 | 0 | 0
IGCC | 0 | 0 | 0 | 0 | 0 | 0
DemandResponse | 0 | 0 | 0 | 0 | 0 | 0
IGCC-CCS | 0 | 0 | 0 | 0 | 0 | 0
WT_off | 0 | 0 | 0 | 0 | 0 | 0
PseudoUnit | 0 | 0 | 0 | 0 | 0 | 0
FixedInterchange | 0 | 0 | 0 | 0 | 0 | 0
Emission Cost by Reporting Type: NP15
ReportingType | 2015 | 2020 | 2025 | 2030 | 2035 | 2040
BM | 0 | 0 | 0 | 0 | 0 | 0
CC | 252.9 | 335.19 | 324.56 | 320.79 | 228.39 | 121.42
CSP | 0 | 0 | 0 | 0 | 0 | 0
CT | 0 | 0 | 0 | 0 | 0 | 0
Coal | 4.6 | 0 | 0 | 0 | 0 | 0
Geo | 0 | 0 | 0 | 0 | 0 | 0
H | 0 | 0 | 0 | 0 | 0 | 0
LFG | 0 | 0 | 0 | 0 | 0 | 0
Nuc | 0 | 0 | 0 | 0 | 0 | 0
PS | 0 | 0 | 0 | 0 | 0 | 0
PV | 0 | 0 | 0 | 0 | 0 | 0
PeakG | 0 | 0 | 0 | 0 | 0 | 0.18
PeakO | 0 | 0 | 0 | 0 | 0 | 0
ST | 0 | 0 | 0 | 0 | 0 | 0
STOG | 1.31 | 2.18 | 1.18 | 2.93 | 2.31 | 5.37
STWD | 0 | 0 | 0 | 0 | 0 | 0
WT | 0 | 0 | 0 | 0 | 0 | 0
IGCC | 0 | 0 | 0 | 0 | 0 | 0
DemandResponse | 0 | 0 | 0 | 0 | 0 | 0
IGCC-CCS | 0 | 0 | 0 | 0 | 0 | 0
WT_off | 0 | 0 | 0 | 0 | 0 | 0
PseudoUnit | 0 | 0 | 0 | 0 | 0 | 0
FixedInterchange | 0 | 0 | 0 | 0 | 0 | 0
Emission Cost by Reporting Type: NWPP_Coal
ReportingType | 2015 | 2020 | 2025 | 2030 | 2035 | 2040
BM | 0 | 0 | 0 | 0 | 0 | 0
CC | 0 | 0 | 0 | 0 | 0 | 0
CSP | 0 | 0 | 0 | 0 | 0 | 0
CT | 0 | 0 | 0 | 0 | 0 | 0
Coal | 0 | 0 | 0 | 0 | 0 | 0
Geo | 0 | 0 | 0 | 0 | 0 | 0
H | 0 | 0 | 0 | 0 | 0 | 0
LFG | 0 | 0 | 0 | 0 | 0 | 0
Nuc | 0 | 0 | 0 | 0 | 0 | 0
PS | 0 | 0 | 0 | 0 | 0 | 0
PV | 0 | 0 | 0 | 0 | 0 | 0
PeakG | 0 | 0 | 0 | 0 | 0 | 0
PeakO | 0 | 0 | 0 | 0 | 0 | 0
ST | 0 | 0 | 0 | 0 | 0 | 0
STOG | 0 | 0 | 0 | 0 | 0 | 0
STWD | 0 | 0 | 0 | 0 | 0 | 0
WT | 0 | 0 | 0 | 0 | 0 | 0
IGCC | 0 | 0 | 0 | 0 | 0 | 0
DemandResponse | 0 | 0 | 0 | 0 | 0 | 0
IGCC-CCS | 0 | 0 | 0 | 0 | 0 | 0
WT_off | 0 | 0 | 0 | 0 | 0 | 0
PseudoUnit | 0 | 0 | 0 | 0 | 0 | 0
FixedInterchange | 0 | 0 | 0 | 0 | 0 | 0
Emission Cost by Reporting Type: NWPP_Gas
ReportingType | 2015 | 2020 | 2025 | 2030 | 2035 | 2040
BM | 0 | 0 | 0 | 0 | 0 | 0
CC | 0 | 0 | 0 | 0 | 0 | 0
CSP | 0 | 0 | 0 | 0 | 0 | 0
CT | 0 | 0 | 0 | 0 | 0 | 0
Coal | 0 | 0 | 0 | 0 | 0 | 0
Geo | 0 | 0 | 0 | 0 | 0 | 0
H | 0 | 0 | 0 | 0 | 0 | 0
LFG | 0 | 0 | 0 | 0 | 0 | 0
Nuc | 0 | 0 | 0 | 0 | 0 | 0
PS | 0 | 0 | 0 | 0 | 0 | 0
PV | 0 | 0 | 0 | 0 | 0 | 0
PeakG | 0 | 0 | 0 | 0 | 0 | 0
PeakO | 0 | 0 | 0 | 0 | 0 | 0
ST | 0 | 0 | 0 | 0 | 0 | 0
STOG | 0 | 0 | 0 | 0 | 0 | 0
STWD | 0 | 0 | 0 | 0 | 0 | 0
WT | 0 | 0 | 0 | 0 | 0 | 0
IGCC | 0 | 0 | 0 | 0 | 0 | 0
DemandResponse | 0 | 0 | 0 | 0 | 0 | 0
IGCC-CCS | 0 | 0 | 0 | 0 | 0 | 0
WT_off | 0 | 0 | 0 | 0 | 0 | 0
PseudoUnit | 0 | 0 | 0 | 0 | 0 | 0
FixedInterchange | 0 | 0 | 0 | 0 | 0 | 0
Emission Cost by Reporting Type: NWPP_NucRenew
ReportingType | 2015 | 2020 | 2025 | 2030 | 2035 | 2040
BM | 0 | 0 | 0 | 0 | 0 | 0
CC | 0 | 0 | 0 | 0 | 0 | 0
CSP | 0 | 0 | 0 | 0 | 0 | 0
CT | 0 | 0 | 0 | 0 | 0 | 0
Coal | 0 | 0 | 0 | 0 | 0 | 0
Geo | 0 | 0 | 0 | 0 | 0 | 0
H | 0 | 0 | 0 | 0 | 0 | 0
LFG | 0 | 0 | 0 | 0 | 0 | 0
Nuc | 0 | 0 | 0 | 0 | 0 | 0
PS | 0 | 0 | 0 | 0 | 0 | 0
PV | 0 | 0 | 0 | 0 | 0 | 0
PeakG | 0 | 0 | 0 | 0 | 0 | 0
PeakO | 0 | 0 | 0 | 0 | 0 | 0
ST | 0 | 0 | 0 | 0 | 0 | 0
STOG | 0 | 0 | 0 | 0 | 0 | 0
STWD | 0 | 0 | 0 | 0 | 0 | 0
WT | 0 | 0 | 0 | 0 | 0 | 0
IGCC | 0 | 0 | 0 | 0 | 0 | 0
DemandResponse | 0 | 0 | 0 | 0 | 0 | 0
IGCC-CCS | 0 | 0 | 0 | 0 | 0 | 0
WT_off | 0 | 0 | 0 | 0 | 0 | 0
PseudoUnit | 0 | 0 | 0 | 0 | 0 | 0
FixedInterchange | 0 | 0 | 0 | 0 | 0 | 0
Emission Cost by Reporting Type: RMPA
ReportingType | 2015 | 2020 | 2025 | 2030 | 2035 | 2040
BM | 0 | 0 | 0 | 0 | 0 | 0
CC | 0 | 0 | 0 | 0 | 0 | 0
CSP | 0 | 0 | 0 | 0 | 0 | 0
CT | 0 | 0 | 0 | 0 | 0 | 0
Coal | 0 | 0 | 0 | 0 | 0 | 0
Geo | 0 | 0 | 0 | 0 | 0 | 0
H | 0 | 0 | 0 | 0 | 0 | 0
LFG | 0 | 0 | 0 | 0 | 0 | 0
Nuc | 0 | 0 | 0 | 0 | 0 | 0
PS | 0 | 0 | 0 | 0 | 0 | 0
PV | 0 | 0 | 0 | 0 | 0 | 0
PeakG | 0 | 0 | 0 | 0 | 0 | 0
PeakO | 0 | 0 | 0 | 0 | 0 | 0
ST | 0 | 0 | 0 | 0 | 0 | 0
STOG | 0 | 0 | 0 | 0 | 0 | 0
STWD | 0 | 0 | 0 | 0 | 0 | 0
WT | 0 | 0 | 0 | 0 | 0 | 0
IGCC | 0 | 0 | 0 | 0 | 0 | 0
DemandResponse | 0 | 0 | 0 | 0 | 0 | 0
IGCC-CCS | 0 | 0 | 0 | 0 | 0 | 0
WT_off | 0 | 0 | 0 | 0 | 0 | 0
PseudoUnit | 0 | 0 | 0 | 0 | 0 | 0
FixedInterchange | 0 | 0 | 0 | 0 | 0 | 0
Emission Cost by Reporting Type: SP15
ReportingType | 2015 | 2020 | 2025 | 2030 | 2035 | 2040
BM | 0 | 0 | 0 | 0 | 0 | 0
CC | 171.92 | 225.86 | 253.61 | 285.62 | 338.67 | 229.74
CSP | 0 | 0 | 0 | 0 | 0 | 0
CT | 0 | 0 | 0 | 0 | 0 | 0
Coal | 15.51 | 19.79 | 25.26 | 28.58 | 0 | 0
Geo | 0 | 0 | 0 | 0 | 0 | 0
H | 0 | 0 | 0 | 0 | 0 | 0
LFG | 0 | 0 | 0 | 0 | 0 | 0
Nuc | 0 | 0 | 0 | 0 | 0 | 0
PS | 0 | 0 | 0 | 0 | 0 | 0
PV | 0 | 0 | 0 | 0 | 0 | 0
PeakG | 0 | 0 | 0 | 0 | 0.11 | 0
PeakO | 0 | 0 | 0 | 0 | 0 | 0
ST | 0 | 0 | 0 | 0 | 0 | 0
STOG | 2.34 | 4.69 | 3.82 | 8.71 | 22.38 | 17.34
STWD | 0 | 0 | 0 | 0 | 0 | 0
WT | 0 | 0 | 0 | 0 | 0 | 0
IGCC | 0 | 0 | 0 | 0 | 0 | 0
DemandResponse | 0 | 0 | 0 | 0 | 0 | 0
IGCC-CCS | 0 | 0 | 0 | 0 | 0 | 0
WT_off | 0 | 0 | 0 | 0 | 0 | 0
PseudoUnit | 0 | 0 | 0 | 0 | 0 | 0
FixedInterchange | 0 | 0 | 0 | 0 | 0 | 0
Emission Cost by Reporting Type: ALB
ReportingType | 2015 | 2020 | 2025 | 2030 | 2035 | 2040
BM | 0 | 0 | 0 | 0 | 0 | 0
CC | 0 | 0 | 0 | 0 | 0 | 0
CSP | 0 | 0 | 0 | 0 | 0 | 0
CT | 0 | 0 | 0 | 0 | 0 | 0
Coal | 0 | 0 | 0 | 0 | 0 | 0
Geo | 0 | 0 | 0 | 0 | 0 | 0
H | 0 | 0 | 0 | 0 | 0 | 0
LFG | 0 | 0 | 0 | 0 | 0 | 0
Nuc | 0 | 0 | 0 | 0 | 0 | 0
PS | 0 | 0 | 0 | 0 | 0 | 0
PV | 0 | 0 | 0 | 0 | 0 | 0
PeakG | 0 | 0 | 0 | 0 | 0 | 0
PeakO | 0 | 0 | 0 | 0 | 0 | 0
ST | 0 | 0 | 0 | 0 | 0 | 0
STOG | 0 | 0 | 0 | 0 | 0 | 0
STWD | 0 | 0 | 0 | 0 | 0 | 0
WT | 0 | 0 | 0 | 0 | 0 | 0
IGCC | 0 | 0 | 0 | 0 | 0 | 0
DemandResponse | 0 | 0 | 0 | 0 | 0 | 0
IGCC-CCS | 0 | 0 | 0 | 0 | 0 | 0
WT_off | 0 | 0 | 0 | 0 | 0 | 0
PseudoUnit | 0 | 0 | 0 | 0 | 0 | 0
FixedInterchange | 0 | 0 | 0 | 0 | 0 | 0
Emission Cost by Reporting Type: BC
ReportingType | 2015 | 2020 | 2025 | 2030 | 2035 | 2040
BM | 0 | 0 | 0 | 0 | 0 | 0
CC | 0 | 0 | 0 | 0 | 0 | 0
CSP | 0 | 0 | 0 | 0 | 0 | 0
CT | 0 | 0 | 0 | 0 | 0 | 0
Coal | 0 | 0 | 0 | 0 | 0 | 0
Geo | 0 | 0 | 0 | 0 | 0 | 0
H | 0 | 0 | 0 | 0 | 0 | 0
LFG | 0 | 0 | 0 | 0 | 0 | 0
Nuc | 0 | 0 | 0 | 0 | 0 | 0
PS | 0 | 0 | 0 | 0 | 0 | 0
PV | 0 | 0 | 0 | 0 | 0 | 0
PeakG | 0 | 0 | 0 | 0 | 0 | 0
PeakO | 0 | 0 | 0 | 0 | 0 | 0
ST | 0 | 0 | 0 | 0 | 0 | 0
STOG | 0 | 0 | 0 | 0 | 0 | 0
STWD | 0 | 0 | 0 | 0 | 0 | 0
WT | 0 | 0 | 0 | 0 | 0 | 0
IGCC | 0 | 0 | 0 | 0 | 0 | 0
DemandResponse | 0 | 0 | 0 | 0 | 0 | 0
IGCC-CCS | 0 | 0 | 0 | 0 | 0 | 0
WT_off | 0 | 0 | 0 | 0 | 0 | 0
PseudoUnit | 0 | 0 | 0 | 0 | 0 | 0
FixedInterchange | 0 | 0 | 0 | 0 | 0 | 0
Emission Cost by Reporting Type: HQ_IESO
ReportingType | 2015 | 2020 | 2025 | 2030 | 2035 | 2040
BM | 0 | 0 | 0 | 0 | 0 | 0
CC | 0 | 0 | 0 | 0 | 0 | 0
CSP | 0 | 0 | 0 | 0 | 0 | 0
CT | 0 | 0 | 0 | 0 | 0 | 0
Coal | 0 | 0 | 0 | 0 | 0 | 0
Geo | 0 | 0 | 0 | 0 | 0 | 0
H | 0 | 0 | 0 | 0 | 0 | 0
LFG | 0 | 0 | 0 | 0 | 0 | 0
Nuc | 0 | 0 | 0 | 0 | 0 | 0
PS | 0 | 0 | 0 | 0 | 0 | 0
PV | 0 | 0 | 0 | 0 | 0 | 0
PeakG | 0 | 0 | 0 | 0 | 0 | 0
PeakO | 0 | 0 | 0 | 0 | 0 | 0
ST | 0 | 0 | 0 | 0 | 0 | 0
STOG | 0 | 0 | 0 | 0 | 0 | 0
STWD | 0 | 0 | 0 | 0 | 0 | 0
WT | 0 | 0 | 0 | 0 | 0 | 0
IGCC | 0 | 0 | 0 | 0 | 0 | 0
DemandResponse | 0 | 0 | 0 | 0 | 0 | 0
IGCC-CCS | 0 | 0 | 0 | 0 | 0 | 0
WT_off | 0 | 0 | 0 | 0 | 0 | 0
PseudoUnit | 0 | 0 | 0 | 0 | 0 | 0
FixedInterchange | 0 | 0 | 0 | 0 | 0 | 0
Emission Cost by Reporting Type: HQ_NEISO
ReportingType | 2015 | 2020 | 2025 | 2030 | 2035 | 2040
BM | 0 | 0 | 0 | 0 | 0 | 0
CC | 0 | 0 | 0 | 0 | 0 | 0
CSP | 0 | 0 | 0 | 0 | 0 | 0
CT | 0 | 0 | 0 | 0 | 0 | 0
Coal | 0 | 0 | 0 | 0 | 0 | 0
Geo | 0 | 0 | 0 | 0 | 0 | 0
H | 0 | 0 | 0 | 0 | 0 | 0
LFG | 0 | 0 | 0 | 0 | 0 | 0
Nuc | 0 | 0 | 0 | 0 | 0 | 0
PS | 0 | 0 | 0 | 0 | 0 | 0
PV | 0 | 0 | 0 | 0 | 0 | 0
PeakG | 0 | 0 | 0 | 0 | 0 | 0
PeakO | 0 | 0 | 0 | 0 | 0 | 0
ST | 0 | 0 | 0 | 0 | 0 | 0
STOG | 0 | 0 | 0 | 0 | 0 | 0
STWD | 0 | 0 | 0 | 0 | 0 | 0
WT | 0 | 0 | 0 | 0 | 0 | 0
IGCC | 0 | 0 | 0 | 0 | 0 | 0
DemandResponse | 0 | 0 | 0 | 0 | 0 | 0
IGCC-CCS | 0 | 0 | 0 | 0 | 0 | 0
WT_off | 0 | 0 | 0 | 0 | 0 | 0
PseudoUnit | 0 | 0 | 0 | 0 | 0 | 0
FixedInterchange | 0 | 0 | 0 | 0 | 0 | 0
Emission Cost by Reporting Type: HQ_NY
ReportingType | 2015 | 2020 | 2025 | 2030 | 2035 | 2040
BM | 0 | 0 | 0 | 0 | 0 | 0
CC | 0 | 0 | 0 | 0 | 0 | 0
CSP | 0 | 0 | 0 | 0 | 0 | 0
CT | 0 | 0 | 0 | 0 | 0 | 0
Coal | 0 | 0 | 0 | 0 | 0 | 0
Geo | 0 | 0 | 0 | 0 | 0 | 0
H | 0 | 0 | 0 | 0 | 0 | 0
LFG | 0 | 0 | 0 | 0 | 0 | 0
Nuc | 0 | 0 | 0 | 0 | 0 | 0
PS | 0 | 0 | 0 | 0 | 0 | 0
PV | 0 | 0 | 0 | 0 | 0 | 0
PeakG | 0 | 0 | 0 | 0 | 0 | 0
PeakO | 0 | 0 | 0 | 0 | 0 | 0
ST | 0 | 0 | 0 | 0 | 0 | 0
STOG | 0 | 0 | 0 | 0 | 0 | 0
STWD | 0 | 0 | 0 | 0 | 0 | 0
WT | 0 | 0 | 0 | 0 | 0 | 0
IGCC | 0 | 0 | 0 | 0 | 0 | 0
DemandResponse | 0 | 0 | 0 | 0 | 0 | 0
IGCC-CCS | 0 | 0 | 0 | 0 | 0 | 0
WT_off | 0 | 0 | 0 | 0 | 0 | 0
PseudoUnit | 0 | 0 | 0 | 0 | 0 | 0
FixedInterchange | 0 | 0 | 0 | 0 | 0 | 0
Emission Cost by Reporting Type: MARITIMES
ReportingType | 2015 | 2020 | 2025 | 2030 | 2035 | 2040
BM | 0 | 0 | 0 | 0 | 0 | 0
CC | 0 | 0 | 0 | 0 | 0 | 0
CSP | 0 | 0 | 0 | 0 | 0 | 0
CT | 0 | 0 | 0 | 0 | 0 | 0
Coal | 0 | 0 | 0 | 0 | 0 | 0
Geo | 0 | 0 | 0 | 0 | 0 | 0
H | 0 | 0 | 0 | 0 | 0 | 0
LFG | 0 | 0 | 0 | 0 | 0 | 0
Nuc | 0 | 0 | 0 | 0 | 0 | 0
PS | 0 | 0 | 0 | 0 | 0 | 0
PV | 0 | 0 | 0 | 0 | 0 | 0
PeakG | 0 | 0 | 0 | 0 | 0 | 0
PeakO | 0 | 0 | 0 | 0 | 0 | 0
ST | 0 | 0 | 0 | 0 | 0 | 0
STOG | 0 | 0 | 0 | 0 | 0 | 0
STWD | 0 | 0 | 0 | 0 | 0 | 0
WT | 0 | 0 | 0 | 0 | 0 | 0
IGCC | 0 | 0 | 0 | 0 | 0 | 0
DemandResponse | 0 | 0 | 0 | 0 | 0 | 0
IGCC-CCS | 0 | 0 | 0 | 0 | 0 | 0
WT_off | 0 | 0 | 0 | 0 | 0 | 0
PseudoUnit | 0 | 0 | 0 | 0 | 0 | 0
FixedInterchange | 0 | 0 | 0 | 0 | 0 | 0
Emission Cost by Reporting Type: All
ReportingType | 2015 | 2020 | 2025 | 2030 | 2035 | 2040
BM | 0 | 0 | 0 | 0 | 0 | 0
CC | 424.83 | 561.05 | 578.17 | 606.41 | 567.07 | 351.16
CSP | 0 | 0 | 0 | 0 | 0 | 0
CT | 0 | 0 | 0 | 0 | 0 | 0
Coal | 20.1 | 19.79 | 25.26 | 28.58 | 0 | 0
Geo | 0 | 0 | 0 | 0 | 0 | 0
H | 0 | 0 | 0 | 0 | 0 | 0
LFG | 0 | 0 | 0 | 0 | 0 | 0
Nuc | 0 | 0 | 0 | 0 | 0 | 0
PS | 0 | 0 | 0 | 0 | 0 | 0
PV | 0 | 0 | 0 | 0 | 0 | 0
PeakG | 0 | 0 | 0 | 0 | 0.11 | 0.18
PeakO | 0 | 0 | 0 | 0 | 0 | 0
ST | 0 | 0 | 0 | 0 | 0 | 0
STOG | 3.64 | 6.87 | 5.01 | 11.65 | 24.69 | 22.71
STWD | 0 | 0 | 0 | 0 | 0 | 0
WT | 0 | 0 | 0 | 0 | 0 | 0
IGCC | 0 | 0 | 0 | 0 | 0 | 0
DemandResponse | 0 | 0 | 0 | 0 | 0 | 0
IGCC-CCS | 0 | 0 | 0 | 0 | 0 | 0
WT_off | 0 | 0 | 0 | 0 | 0 | 0
PseudoUnit | 0 | 0 | 0 | 0 | 0 | 0
FixedInterchange | 0 | 0 | 0 | 0 | 0 | 0
Emission Cost by Reporting Type: EI_US
ReportingType | 2015 | 2020 | 2025 | 2030 | 2035 | 2040
BM | 0 | 0 | 0 | 0 | 0 | 0
CC | 0 | 0 | 0 | 0 | 0 | 0
CSP | 0 | 0 | 0 | 0 | 0 | 0
CT | 0 | 0 | 0 | 0 | 0 | 0
Coal | 0 | 0 | 0 | 0 | 0 | 0
Geo | 0 | 0 | 0 | 0 | 0 | 0
H | 0 | 0 | 0 | 0 | 0 | 0
LFG | 0 | 0 | 0 | 0 | 0 | 0
Nuc | 0 | 0 | 0 | 0 | 0 | 0
PS | 0 | 0 | 0 | 0 | 0 | 0
PV | 0 | 0 | 0 | 0 | 0 | 0
PeakG | 0 | 0 | 0 | 0 | 0 | 0
PeakO | 0 | 0 | 0 | 0 | 0 | 0
ST | 0 | 0 | 0 | 0 | 0 | 0
STOG | 0 | 0 | 0 | 0 | 0 | 0
STWD | 0 | 0 | 0 | 0 | 0 | 0
WT | 0 | 0 | 0 | 0 | 0 | 0
IGCC | 0 | 0 | 0 | 0 | 0 | 0
DemandResponse | 0 | 0 | 0 | 0 | 0 | 0
IGCC-CCS | 0 | 0 | 0 | 0 | 0 | 0
WT_off | 0 | 0 | 0 | 0 | 0 | 0
PseudoUnit | 0 | 0 | 0 | 0 | 0 | 0
FixedInterchange | 0 | 0 | 0 | 0 | 0 | 0
Emission Cost by Reporting Type: EI_Canada
ReportingType | 2015 | 2020 | 2025 | 2030 | 2035 | 2040
BM | 0 | 0 | 0 | 0 | 0 | 0
CC | 0 | 0 | 0 | 0 | 0 | 0
CSP | 0 | 0 | 0 | 0 | 0 | 0
CT | 0 | 0 | 0 | 0 | 0 | 0
Coal | 0 | 0 | 0 | 0 | 0 | 0
Geo | 0 | 0 | 0 | 0 | 0 | 0
H | 0 | 0 | 0 | 0 | 0 | 0
LFG | 0 | 0 | 0 | 0 | 0 | 0
Nuc | 0 | 0 | 0 | 0 | 0 | 0
PS | 0 | 0 | 0 | 0 | 0 | 0
PV | 0 | 0 | 0 | 0 | 0 | 0
PeakG | 0 | 0 | 0 | 0 | 0 | 0
PeakO | 0 | 0 | 0 | 0 | 0 | 0
ST | 0 | 0 | 0 | 0 | 0 | 0
STOG | 0 | 0 | 0 | 0 | 0 | 0
STWD | 0 | 0 | 0 | 0 | 0 | 0
WT | 0 | 0 | 0 | 0 | 0 | 0
IGCC | 0 | 0 | 0 | 0 | 0 | 0
DemandResponse | 0 | 0 | 0 | 0 | 0 | 0
IGCC-CCS | 0 | 0 | 0 | 0 | 0 | 0
WT_off | 0 | 0 | 0 | 0 | 0 | 0
PseudoUnit | 0 | 0 | 0 | 0 | 0 | 0
FixedInterchange | 0 | 0 | 0 | 0 | 0 | 0
Emission Cost by Reporting Type: EI
ReportingType | 2015 | 2020 | 2025 | 2030 | 2035 | 2040
BM | 0 | 0 | 0 | 0 | 0 | 0
CC | 0 | 0 | 0 | 0 | 0 | 0
CSP | 0 | 0 | 0 | 0 | 0 | 0
CT | 0 | 0 | 0 | 0 | 0 | 0
Coal | 0 | 0 | 0 | 0 | 0 | 0
Geo | 0 | 0 | 0 | 0 | 0 | 0
H | 0 | 0 | 0 | 0 | 0 | 0
LFG | 0 | 0 | 0 | 0 | 0 | 0
Nuc | 0 | 0 | 0 | 0 | 0 | 0
PS | 0 | 0 | 0 | 0 | 0 | 0
PV | 0 | 0 | 0 | 0 | 0 | 0
PeakG | 0 | 0 | 0 | 0 | 0 | 0
PeakO | 0 | 0 | 0 | 0 | 0 | 0
ST | 0 | 0 | 0 | 0 | 0 | 0
STOG | 0 | 0 | 0 | 0 | 0 | 0
STWD | 0 | 0 | 0 | 0 | 0 | 0
WT | 0 | 0 | 0 | 0 | 0 | 0
IGCC | 0 | 0 | 0 | 0 | 0 | 0
DemandResponse | 0 | 0 | 0 | 0 | 0 | 0
IGCC-CCS | 0 | 0 | 0 | 0 | 0 | 0
WT_off | 0 | 0 | 0 | 0 | 0 | 0
PseudoUnit | 0 | 0 | 0 | 0 | 0 | 0
FixedInterchange | 0 | 0 | 0 | 0 | 0 | 0
Emission Cost by Reporting Type: Outside_EI
ReportingType | 2015 | 2020 | 2025 | 2030 | 2035 | 2040
BM | 0 | 0 | 0 | 0 | 0 | 0
CC | 424.83 | 561.05 | 578.17 | 606.41 | 567.07 | 351.16
CSP | 0 | 0 | 0 | 0 | 0 | 0
CT | 0 | 0 | 0 | 0 | 0 | 0
Coal | 20.1 | 19.79 | 25.26 | 28.58 | 0 | 0
Geo | 0 | 0 | 0 | 0 | 0 | 0
H | 0 | 0 | 0 | 0 | 0 | 0
LFG | 0 | 0 | 0 | 0 | 0 | 0
Nuc | 0 | 0 | 0 | 0 | 0 | 0
PS | 0 | 0 | 0 | 0 | 0 | 0
PV | 0 | 0 | 0 | 0 | 0 | 0
PeakG | 0 | 0 | 0 | 0 | 0.11 | 0.18
PeakO | 0 | 0 | 0 | 0 | 0 | 0
ST | 0 | 0 | 0 | 0 | 0 | 0
STOG | 3.64 | 6.87 | 5.01 | 11.65 | 24.69 | 22.71
STWD | 0 | 0 | 0 | 0 | 0 | 0
WT | 0 | 0 | 0 | 0 | 0 | 0
IGCC | 0 | 0 | 0 | 0 | 0 | 0
DemandResponse | 0 | 0 | 0 | 0 | 0 | 0
IGCC-CCS | 0 | 0 | 0 | 0 | 0 | 0
WT_off | 0 | 0 | 0 | 0 | 0 | 0
PseudoUnit | 0 | 0 | 0 | 0 | 0 | 0
FixedInterchange | 0 | 0 | 0 | 0 | 0 | 0
==== Emission Program: RGGI : (CO2) ====
Emission Cost by Reporting Type: Entergy
ReportingType | 2015 | 2020 | 2025 | 2030 | 2035 | 2040
BM | 0 | 0 | 0 | 0 | 0 | 0
CC | 0 | 0 | 0 | 0 | 0 | 0
CSP | 0 | 0 | 0 | 0 | 0 | 0
CT | 0 | 0 | 0 | 0 | 0 | 0
Coal | 0 | 0 | 0 | 0 | 0 | 0
Geo | 0 | 0 | 0 | 0 | 0 | 0
H | 0 | 0 | 0 | 0 | 0 | 0
LFG | 0 | 0 | 0 | 0 | 0 | 0
Nuc | 0 | 0 | 0 | 0 | 0 | 0
PS | 0 | 0 | 0 | 0 | 0 | 0
PV | 0 | 0 | 0 | 0 | 0 | 0
PeakG | 0 | 0 | 0 | 0 | 0 | 0
PeakO | 0 | 0 | 0 | 0 | 0 | 0
ST | 0 | 0 | 0 | 0 | 0 | 0
STOG | 0 | 0 | 0 | 0 | 0 | 0
STWD | 0 | 0 | 0 | 0 | 0 | 0
WT | 0 | 0 | 0 | 0 | 0 | 0
IGCC | 0 | 0 | 0 | 0 | 0 | 0
DemandResponse | 0 | 0 | 0 | 0 | 0 | 0
IGCC-CCS | 0 | 0 | 0 | 0 | 0 | 0
WT_off | 0 | 0 | 0 | 0 | 0 | 0
PseudoUnit | 0 | 0 | 0 | 0 | 0 | 0
FixedInterchange | 0 | 0 | 0 | 0 | 0 | 0
Emission Cost by Reporting Type: FRCC
ReportingType | 2015 | 2020 | 2025 | 2030 | 2035 | 2040
BM | 0 | 0 | 0 | 0 | 0 | 0
CC | 0 | 0 | 0 | 0 | 0 | 0
CSP | 0 | 0 | 0 | 0 | 0 | 0
CT | 0 | 0 | 0 | 0 | 0 | 0
Coal | 0 | 0 | 0 | 0 | 0 | 0
Geo | 0 | 0 | 0 | 0 | 0 | 0
H | 0 | 0 | 0 | 0 | 0 | 0
LFG | 0 | 0 | 0 | 0 | 0 | 0
Nuc | 0 | 0 | 0 | 0 | 0 | 0
PS | 0 | 0 | 0 | 0 | 0 | 0
PV | 0 | 0 | 0 | 0 | 0 | 0
PeakG | 0 | 0 | 0 | 0 | 0 | 0
PeakO | 0 | 0 | 0 | 0 | 0 | 0
ST | 0 | 0 | 0 | 0 | 0 | 0
STOG | 0 | 0 | 0 | 0 | 0 | 0
STWD | 0 | 0 | 0 | 0 | 0 | 0
WT | 0 | 0 | 0 | 0 | 0 | 0
IGCC | 0 | 0 | 0 | 0 | 0 | 0
DemandResponse | 0 | 0 | 0 | 0 | 0 | 0
IGCC-CCS | 0 | 0 | 0 | 0 | 0 | 0
WT_off | 0 | 0 | 0 | 0 | 0 | 0
PseudoUnit | 0 | 0 | 0 | 0 | 0 | 0
FixedInterchange | 0 | 0 | 0 | 0 | 0 | 0
Emission Cost by Reporting Type: MAPP_US
ReportingType | 2015 | 2020 | 2025 | 2030 | 2035 | 2040
BM | 0 | 0 | 0 | 0 | 0 | 0
CC | 0 | 0 | 0 | 0 | 0 | 0
CSP | 0 | 0 | 0 | 0 | 0 | 0
CT | 0 | 0 | 0 | 0 | 0 | 0
Coal | 0 | 0 | 0 | 0 | 0 | 0
Geo | 0 | 0 | 0 | 0 | 0 | 0
H | 0 | 0 | 0 | 0 | 0 | 0
LFG | 0 | 0 | 0 | 0 | 0 | 0
Nuc | 0 | 0 | 0 | 0 | 0 | 0
PS | 0 | 0 | 0 | 0 | 0 | 0
PV | 0 | 0 | 0 | 0 | 0 | 0
PeakG | 0 | 0 | 0 | 0 | 0 | 0
PeakO | 0 | 0 | 0 | 0 | 0 | 0
ST | 0 | 0 | 0 | 0 | 0 | 0
STOG | 0 | 0 | 0 | 0 | 0 | 0
STWD | 0 | 0 | 0 | 0 | 0 | 0
WT | 0 | 0 | 0 | 0 | 0 | 0
IGCC | 0 | 0 | 0 | 0 | 0 | 0
DemandResponse | 0 | 0 | 0 | 0 | 0 | 0
IGCC-CCS | 0 | 0 | 0 | 0 | 0 | 0
WT_off | 0 | 0 | 0 | 0 | 0 | 0
PseudoUnit | 0 | 0 | 0 | 0 | 0 | 0
FixedInterchange | 0 | 0 | 0 | 0 | 0 | 0
Emission Cost by Reporting Type: MISO_IN
ReportingType | 2015 | 2020 | 2025 | 2030 | 2035 | 2040
BM | 0 | 0 | 0 | 0 | 0 | 0
CC | 0 | 0 | 0 | 0 | 0 | 0
CSP | 0 | 0 | 0 | 0 | 0 | 0
CT | 0 | 0 | 0 | 0 | 0 | 0
Coal | 0 | 0 | 0 | 0 | 0 | 0
Geo | 0 | 0 | 0 | 0 | 0 | 0
H | 0 | 0 | 0 | 0 | 0 | 0
LFG | 0 | 0 | 0 | 0 | 0 | 0
Nuc | 0 | 0 | 0 | 0 | 0 | 0
PS | 0 | 0 | 0 | 0 | 0 | 0
PV | 0 | 0 | 0 | 0 | 0 | 0
PeakG | 0 | 0 | 0 | 0 | 0 | 0
PeakO | 0 | 0 | 0 | 0 | 0 | 0
ST | 0 | 0 | 0 | 0 | 0 | 0
STOG | 0 | 0 | 0 | 0 | 0 | 0
STWD | 0 | 0 | 0 | 0 | 0 | 0
WT | 0 | 0 | 0 | 0 | 0 | 0
IGCC | 0 | 0 | 0 | 0 | 0 | 0
DemandResponse | 0 | 0 | 0 | 0 | 0 | 0
IGCC-CCS | 0 | 0 | 0 | 0 | 0 | 0
WT_off | 0 | 0 | 0 | 0 | 0 | 0
PseudoUnit | 0 | 0 | 0 | 0 | 0 | 0
FixedInterchange | 0 | 0 | 0 | 0 | 0 | 0
Emission Cost by Reporting Type: MISO_MI
ReportingType | 2015 | 2020 | 2025 | 2030 | 2035 | 2040
BM | 0 | 0 | 0 | 0 | 0 | 0
CC | 0 | 0 | 0 | 0 | 0 | 0
CSP | 0 | 0 | 0 | 0 | 0 | 0
CT | 0 | 0 | 0 | 0 | 0 | 0
Coal | 0 | 0 | 0 | 0 | 0 | 0
Geo | 0 | 0 | 0 | 0 | 0 | 0
H | 0 | 0 | 0 | 0 | 0 | 0
LFG | 0 | 0 | 0 | 0 | 0 | 0
Nuc | 0 | 0 | 0 | 0 | 0 | 0
PS | 0 | 0 | 0 | 0 | 0 | 0
PV | 0 | 0 | 0 | 0 | 0 | 0
PeakG | 0 | 0 | 0 | 0 | 0 | 0
PeakO | 0 | 0 | 0 | 0 | 0 | 0
ST | 0 | 0 | 0 | 0 | 0 | 0
STOG | 0 | 0 | 0 | 0 | 0 | 0
STWD | 0 | 0 | 0 | 0 | 0 | 0
WT | 0 | 0 | 0 | 0 | 0 | 0
IGCC | 0 | 0 | 0 | 0 | 0 | 0
DemandResponse | 0 | 0 | 0 | 0 | 0 | 0
IGCC-CCS | 0 | 0 | 0 | 0 | 0 | 0
WT_off | 0 | 0 | 0 | 0 | 0 | 0
PseudoUnit | 0 | 0 | 0 | 0 | 0 | 0
FixedInterchange | 0 | 0 | 0 | 0 | 0 | 0
Emission Cost by Reporting Type: MISO_MO-IL
ReportingType | 2015 | 2020 | 2025 | 2030 | 2035 | 2040
BM | 0 | 0 | 0 | 0 | 0 | 0
CC | 0 | 0 | 0 | 0 | 0 | 0
CSP | 0 | 0 | 0 | 0 | 0 | 0
CT | 0 | 0 | 0 | 0 | 0 | 0
Coal | 0 | 0 | 0 | 0 | 0 | 0
Geo | 0 | 0 | 0 | 0 | 0 | 0
H | 0 | 0 | 0 | 0 | 0 | 0
LFG | 0 | 0 | 0 | 0 | 0 | 0
Nuc | 0 | 0 | 0 | 0 | 0 | 0
PS | 0 | 0 | 0 | 0 | 0 | 0
PV | 0 | 0 | 0 | 0 | 0 | 0
PeakG | 0 | 0 | 0 | 0 | 0 | 0
PeakO | 0 | 0 | 0 | 0 | 0 | 0
ST | 0 | 0 | 0 | 0 | 0 | 0
STOG | 0 | 0 | 0 | 0 | 0 | 0
STWD | 0 | 0 | 0 | 0 | 0 | 0
WT | 0 | 0 | 0 | 0 | 0 | 0
IGCC | 0 | 0 | 0 | 0 | 0 | 0
DemandResponse | 0 | 0 | 0 | 0 | 0 | 0
IGCC-CCS | 0 | 0 | 0 | 0 | 0 | 0
WT_off | 0 | 0 | 0 | 0 | 0 | 0
PseudoUnit | 0 | 0 | 0 | 0 | 0 | 0
FixedInterchange | 0 | 0 | 0 | 0 | 0 | 0
Emission Cost by Reporting Type: MISO_W
ReportingType | 2015 | 2020 | 2025 | 2030 | 2035 | 2040
BM | 0 | 0 | 0 | 0 | 0 | 0
CC | 0 | 0 | 0 | 0 | 0 | 0
CSP | 0 | 0 | 0 | 0 | 0 | 0
CT | 0 | 0 | 0 | 0 | 0 | 0
Coal | 0 | 0 | 0 | 0 | 0 | 0
Geo | 0 | 0 | 0 | 0 | 0 | 0
H | 0 | 0 | 0 | 0 | 0 | 0
LFG | 0 | 0 | 0 | 0 | 0 | 0
Nuc | 0 | 0 | 0 | 0 | 0 | 0
PS | 0 | 0 | 0 | 0 | 0 | 0
PV | 0 | 0 | 0 | 0 | 0 | 0
PeakG | 0 | 0 | 0 | 0 | 0 | 0
PeakO | 0 | 0 | 0 | 0 | 0 | 0
ST | 0 | 0 | 0 | 0 | 0 | 0
STOG | 0 | 0 | 0 | 0 | 0 | 0
STWD | 0 | 0 | 0 | 0 | 0 | 0
WT | 0 | 0 | 0 | 0 | 0 | 0
IGCC | 0 | 0 | 0 | 0 | 0 | 0
DemandResponse | 0 | 0 | 0 | 0 | 0 | 0
IGCC-CCS | 0 | 0 | 0 | 0 | 0 | 0
WT_off | 0 | 0 | 0 | 0 | 0 | 0
PseudoUnit | 0 | 0 | 0 | 0 | 0 | 0
FixedInterchange | 0 | 0 | 0 | 0 | 0 | 0
Emission Cost by Reporting Type: MISO_WUMS
ReportingType | 2015 | 2020 | 2025 | 2030 | 2035 | 2040
BM | 0 | 0 | 0 | 0 | 0 | 0
CC | 0 | 0 | 0 | 0 | 0 | 0
CSP | 0 | 0 | 0 | 0 | 0 | 0
CT | 0 | 0 | 0 | 0 | 0 | 0
Coal | 0 | 0 | 0 | 0 | 0 | 0
Geo | 0 | 0 | 0 | 0 | 0 | 0
H | 0 | 0 | 0 | 0 | 0 | 0
LFG | 0 | 0 | 0 | 0 | 0 | 0
Nuc | 0 | 0 | 0 | 0 | 0 | 0
PS | 0 | 0 | 0 | 0 | 0 | 0
PV | 0 | 0 | 0 | 0 | 0 | 0
PeakG | 0 | 0 | 0 | 0 | 0 | 0
PeakO | 0 | 0 | 0 | 0 | 0 | 0
ST | 0 | 0 | 0 | 0 | 0 | 0
STOG | 0 | 0 | 0 | 0 | 0 | 0
STWD | 0 | 0 | 0 | 0 | 0 | 0
WT | 0 | 0 | 0 | 0 | 0 | 0
IGCC | 0 | 0 | 0 | 0 | 0 | 0
DemandResponse | 0 | 0 | 0 | 0 | 0 | 0
IGCC-CCS | 0 | 0 | 0 | 0 | 0 | 0
WT_off | 0 | 0 | 0 | 0 | 0 | 0
PseudoUnit | 0 | 0 | 0 | 0 | 0 | 0
FixedInterchange | 0 | 0 | 0 | 0 | 0 | 0
Emission Cost by Reporting Type: Nebraska
ReportingType | 2015 | 2020 | 2025 | 2030 | 2035 | 2040
BM | 0 | 0 | 0 | 0 | 0 | 0
CC | 0 | 0 | 0 | 0 | 0 | 0
CSP | 0 | 0 | 0 | 0 | 0 | 0
CT | 0 | 0 | 0 | 0 | 0 | 0
Coal | 0 | 0 | 0 | 0 | 0 | 0
Geo | 0 | 0 | 0 | 0 | 0 | 0
H | 0 | 0 | 0 | 0 | 0 | 0
LFG | 0 | 0 | 0 | 0 | 0 | 0
Nuc | 0 | 0 | 0 | 0 | 0 | 0
PS | 0 | 0 | 0 | 0 | 0 | 0
PV | 0 | 0 | 0 | 0 | 0 | 0
PeakG | 0 | 0 | 0 | 0 | 0 | 0
PeakO | 0 | 0 | 0 | 0 | 0 | 0
ST | 0 | 0 | 0 | 0 | 0 | 0
STOG | 0 | 0 | 0 | 0 | 0 | 0
STWD | 0 | 0 | 0 | 0 | 0 | 0
WT | 0 | 0 | 0 | 0 | 0 | 0
IGCC | 0 | 0 | 0 | 0 | 0 | 0
DemandResponse | 0 | 0 | 0 | 0 | 0 | 0
IGCC-CCS | 0 | 0 | 0 | 0 | 0 | 0
WT_off | 0 | 0 | 0 | 0 | 0 | 0
PseudoUnit | 0 | 0 | 0 | 0 | 0 | 0
FixedInterchange | 0 | 0 | 0 | 0 | 0 | 0
Emission Cost by Reporting Type: NEISO
ReportingType | 2015 | 2020 | 2025 | 2030 | 2035 | 2040
BM | 0 | 0 | 0 | 0 | 0 | 0
CC | 34.72 | 27.73 | 24.28 | 12.04 | 25.38 | 34.57
CSP | 0 | 0 | 0 | 0 | 0 | 0
CT | 0 | 0.01 | 0 | 0 | 0 | 0.01
Coal | 0.07 | 0 | 0 | 0 | 0 | 0
Geo | 0 | 0 | 0 | 0 | 0 | 0
H | 0 | 0 | 0 | 0 | 0 | 0
LFG | 0 | 0 | 0 | 0 | 0 | 0
Nuc | 0 | 0 | 0 | 0 | 0 | 0
PS | 0 | 0 | 0 | 0 | 0 | 0
PV | 0 | 0 | 0 | 0 | 0 | 0
PeakG | 0.04 | 0.04 | 0.04 | 0 | 0 | 0.04
PeakO | 0 | 0 | 0 | 0 | 0 | 0
ST | 0 | 0 | 0 | 0 | 0 | 0
STOG | 0 | 0 | 0 | 0 | 0 | 0
STWD | 0 | 0 | 0 | 0 | 0 | 0
WT | 0 | 0 | 0 | 0 | 0 | 0
IGCC | 0 | 0 | 0 | 0 | 0 | 0
DemandResponse | 0 | 0 | 0 | 0 | 0 | 0
IGCC-CCS | 0 | 0 | 0 | 0 | 0 | 0
WT_off | 0 | 0 | 0 | 0 | 0 | 0
PseudoUnit | 0 | 0 | 0 | 0 | 0 | 0
FixedInterchange | 0 | 0 | 0 | 0 | 0 | 0
Emission Cost by Reporting Type: NonRTO_Midwest
ReportingType | 2015 | 2020 | 2025 | 2030 | 2035 | 2040
BM | 0 | 0 | 0 | 0 | 0 | 0
CC | 0 | 0 | 0 | 0 | 0 | 0
CSP | 0 | 0 | 0 | 0 | 0 | 0
CT | 0 | 0 | 0 | 0 | 0 | 0
Coal | 0 | 0 | 0 | 0 | 0 | 0
Geo | 0 | 0 | 0 | 0 | 0 | 0
H | 0 | 0 | 0 | 0 | 0 | 0
LFG | 0 | 0 | 0 | 0 | 0 | 0
Nuc | 0 | 0 | 0 | 0 | 0 | 0
PS | 0 | 0 | 0 | 0 | 0 | 0
PV | 0 | 0 | 0 | 0 | 0 | 0
PeakG | 0 | 0 | 0 | 0 | 0 | 0
PeakO | 0 | 0 | 0 | 0 | 0 | 0
ST | 0 | 0 | 0 | 0 | 0 | 0
STOG | 0 | 0 | 0 | 0 | 0 | 0
STWD | 0 | 0 | 0 | 0 | 0 | 0
WT | 0 | 0 | 0 | 0 | 0 | 0
IGCC | 0 | 0 | 0 | 0 | 0 | 0
DemandResponse | 0 | 0 | 0 | 0 | 0 | 0
IGCC-CCS | 0 | 0 | 0 | 0 | 0 | 0
WT_off | 0 | 0 | 0 | 0 | 0 | 0
PseudoUnit | 0 | 0 | 0 | 0 | 0 | 0
FixedInterchange | 0 | 0 | 0 | 0 | 0 | 0
Emission Cost by Reporting Type: NYISO_A-F
ReportingType | 2015 | 2020 | 2025 | 2030 | 2035 | 2040
BM | 0 | 0 | 0 | 0 | 0 | 0
CC | 6.3 | 6.49 | 5.75 | 4.89 | 9.66 | 10.9
CSP | 0 | 0 | 0 | 0 | 0 | 0
CT | 0 | 0 | 0 | 0 | 0 | 0
Coal | 0 | 0 | 0 | 0 | 0 | 0
Geo | 0 | 0 | 0 | 0 | 0 | 0
H | 0 | 0 | 0 | 0 | 0 | 0
LFG | 0 | 0 | 0 | 0 | 0 | 0
Nuc | 0 | 0 | 0 | 0 | 0 | 0
PS | 0 | 0 | 0 | 0 | 0 | 0
PV | 0 | 0 | 0 | 0 | 0 | 0
PeakG | 0 | 0 | 0 | 0 | 0 | 0.01
PeakO | 0 | 0 | 0 | 0 | 0 | 0
ST | 0 | 0 | 0 | 0 | 0 | 0
STOG | 0 | 0 | 0 | 0 | 0 | 0
STWD | 0 | 0 | 0 | 0 | 0 | 0
WT | 0 | 0 | 0 | 0 | 0 | 0
IGCC | 0 | 0 | 0 | 0 | 0 | 0
DemandResponse | 0 | 0 | 0 | 0 | 0 | 0
IGCC-CCS | 0 | 0 | 0 | 0 | 0 | 0
WT_off | 0 | 0 | 0 | 0 | 0 | 0
PseudoUnit | 0 | 0 | 0 | 0 | 0 | 0
FixedInterchange | 0 | 0 | 0 | 0 | 0 | 0
Emission Cost by Reporting Type: NYISO_G-I
ReportingType | 2015 | 2020 | 2025 | 2030 | 2035 | 2040
BM | 0 | 0 | 0 | 0 | 0 | 0
CC | 4.71 | 4.69 | 4.55 | 2.22 | 6.91 | 23.88
CSP | 0 | 0 | 0 | 0 | 0 | 0
CT | 0 | 0 | 0 | 0 | 0 | 0
Coal | 0 | 0 | 0 | 0 | 0 | 0
Geo | 0 | 0 | 0 | 0 | 0 | 0
H | 0 | 0 | 0 | 0 | 0 | 0
LFG | 0 | 0 | 0 | 0 | 0 | 0
Nuc | 0 | 0 | 0 | 0 | 0 | 0
PS | 0 | 0 | 0 | 0 | 0 | 0
PV | 0 | 0 | 0 | 0 | 0 | 0
PeakG | 0 | 0 | 0 | 0 | 0 | 0
PeakO | 0 | 0 | 0 | 0 | 0 | 0
ST | 0 | 0 | 0 | 0 | 0 | 0
STOG | 0 | 0 | 0 | 0 | 0 | 0
STWD | 0 | 0 | 0 | 0 | 0 | 0
WT | 0 | 0 | 0 | 0 | 0 | 0
IGCC | 0 | 0 | 0 | 0 | 0 | 0
DemandResponse | 0 | 0 | 0 | 0 | 0 | 0
IGCC-CCS | 0 | 0 | 0 | 0 | 0 | 0
WT_off | 0 | 0 | 0 | 0 | 0 | 0
PseudoUnit | 0 | 0 | 0 | 0 | 0 | 0
FixedInterchange | 0 | 0 | 0 | 0 | 0 | 0
Emission Cost by Reporting Type: NYISO_J-K
ReportingType | 2015 | 2020 | 2025 | 2030 | 2035 | 2040
BM | 0 | 0 | 0 | 0 | 0 | 0
CC | 18.83 | 21.22 | 18.1 | 14.44 | 22.54 | 22.68
CSP | 0 | 0 | 0 | 0 | 0 | 0
CT | 0 | 0 | 0 | 0 | 0.24 | 0.42
Coal | 0 | 0 | 0 | 0 | 0 | 0
Geo | 0 | 0 | 0 | 0 | 0 | 0
H | 0 | 0 | 0 | 0 | 0 | 0
LFG | 0 | 0 | 0 | 0 | 0 | 0
Nuc | 0 | 0 | 0 | 0 | 0 | 0
PS | 0 | 0 | 0 | 0 | 0 | 0
PV | 0 | 0 | 0 | 0 | 0 | 0
PeakG | 0.06 | 0.2 | 0.18 | 0.12 | 0.46 | 0.35
PeakO | 0 | 0 | 0 | 0 | 0 | 0
ST | 0 | 0 | 0 | 0 | 0 | 0
STOG | 0.76 | 1.15 | 1.39 | 1.17 | 1.91 | 1.79
STWD | 0 | 0 | 0 | 0 | 0 | 0
WT | 0 | 0 | 0 | 0 | 0 | 0
IGCC | 0 | 0 | 0 | 0 | 0 | 0
DemandResponse | 0 | 0 | 0 | 0 | 0 | 0
IGCC-CCS | 0 | 0 | 0 | 0 | 0 | 0
WT_off | 0 | 0 | 0 | 0 | 0 | 0
PseudoUnit | 0 | 0 | 0 | 0 | 0 | 0
FixedInterchange | 0 | 0 | 0 | 0 | 0 | 0
Emission Cost by Reporting Type: PJM_E
ReportingType | 2015 | 2020 | 2025 | 2030 | 2035 | 2040
BM | 0 | 0 | 0 | 0 | 0 | 0
CC | 19.87 | 34.19 | 34.69 | 23.3 | 38.88 | 38.41
CSP | 0 | 0 | 0 | 0 | 0 | 0
CT | 0 | 0 | 0 | 0.01 | 0.37 | 0.1
Coal | 0.76 | 0.31 | 0.31 | 0.27 | 0.37 | 0.37
Geo | 0 | 0 | 0 | 0 | 0 | 0
H | 0 | 0 | 0 | 0 | 0 | 0
LFG | 0 | 0 | 0 | 0 | 0 | 0
Nuc | 0 | 0 | 0 | 0 | 0 | 0
PS | 0 | 0 | 0 | 0 | 0 | 0
PV | 0 | 0 | 0 | 0 | 0 | 0
PeakG | 0.03 | 0.1 | 0.58 | 0.58 | 1.13 | 0.41
PeakO | 0 | 0 | 0 | 0 | 0 | 0
ST | 0 | 0 | 0 | 0 | 0 | 0
STOG | 0.31 | 0.59 | 1.16 | 1.11 | 1.16 | 0.84
STWD | 0 | 0 | 0 | 0 | 0 | 0
WT | 0 | 0 | 0 | 0 | 0 | 0
IGCC | 0 | 0 | 0 | 0 | 0 | 0
DemandResponse | 0 | 0 | 0 | 0 | 0 | 0
IGCC-CCS | 0 | 0 | 0 | 0 | 0 | 0
WT_off | 0 | 0 | 0 | 0 | 0 | 0
PseudoUnit | 0 | 0 | 0 | 0 | 0 | 0
FixedInterchange | 0 | 0 | 0 | 0 | 0 | 0
Emission Cost by Reporting Type: PJM_ROM
ReportingType | 2015 | 2020 | 2025 | 2030 | 2035 | 2040
BM | 0 | 0 | 0 | 0 | 0 | 0
CC | 0.15 | 0.18 | 0.18 | 0.14 | 0.26 | 0.27
CSP | 0 | 0 | 0 | 0 | 0 | 0
CT | 0 | 0 | 0 | 0 | 0 | 0
Coal | 14.03 | 22.39 | 25.19 | 21.4 | 26.65 | 26.65
Geo | 0 | 0 | 0 | 0 | 0 | 0
H | 0 | 0 | 0 | 0 | 0 | 0
LFG | 0 | 0 | 0 | 0 | 0 | 0
Nuc | 0 | 0 | 0 | 0 | 0 | 0
PS | 0 | 0 | 0 | 0 | 0 | 0
PV | 0 | 0 | 0 | 0 | 0 | 0
PeakG | 0 | 0.06 | 0.06 | 0.02 | 0.37 | 0.16
PeakO | 0 | 0 | 0 | 0 | 0 | 0
ST | 0 | 0 | 0 | 0 | 0 | 0
STOG | 0 | 0 | 0 | 0 | 0 | 0
STWD | 0 | 0 | 0 | 0 | 0 | 0
WT | 0 | 0 | 0 | 0 | 0 | 0
IGCC | 0 | 0 | 0 | 0 | 0 | 0
DemandResponse | 0 | 0 | 0 | 0 | 0 | 0
IGCC-CCS | 0 | 0 | 0 | 0 | 0 | 0
WT_off | 0 | 0 | 0 | 0 | 0 | 0
PseudoUnit | 0 | 0 | 0 | 0 | 0 | 0
FixedInterchange | 0 | 0 | 0 | 0 | 0 | 0
Emission Cost by Reporting Type: PJM_ROR
ReportingType | 2015 | 2020 | 2025 | 2030 | 2035 | 2040
BM | 0 | 0 | 0 | 0 | 0 | 0
CC | 0 | 0 | 0 | 0 | 0 | 0
CSP | 0 | 0 | 0 | 0 | 0 | 0
CT | 0 | 0 | 0 | 0 | 0 | 0
Coal | 0 | 0 | 0 | 0 | 0 | 0
Geo | 0 | 0 | 0 | 0 | 0 | 0
H | 0 | 0 | 0 | 0 | 0 | 0
LFG | 0 | 0 | 0 | 0 | 0 | 0
Nuc | 0 | 0 | 0 | 0 | 0 | 0
PS | 0 | 0 | 0 | 0 | 0 | 0
PV | 0 | 0 | 0 | 0 | 0 | 0
PeakG | 0 | 0 | 0 | 0 | 0 | 0
PeakO | 0 | 0 | 0 | 0 | 0 | 0
ST | 0 | 0 | 0 | 0 | 0 | 0
STOG | 0 | 0 | 0 | 0 | 0 | 0
STWD | 0 | 0 | 0 | 0 | 0 | 0
WT | 0 | 0 | 0 | 0 | 0 | 0
IGCC | 0 | 0 | 0 | 0 | 0 | 0
DemandResponse | 0 | 0 | 0 | 0 | 0 | 0
IGCC-CCS | 0 | 0 | 0 | 0 | 0 | 0
WT_off | 0 | 0 | 0 | 0 | 0 | 0
PseudoUnit | 0 | 0 | 0 | 0 | 0 | 0
FixedInterchange | 0 | 0 | 0 | 0 | 0 | 0
Emission Cost by Reporting Type: SOCO
ReportingType | 2015 | 2020 | 2025 | 2030 | 2035 | 2040
BM | 0 | 0 | 0 | 0 | 0 | 0
CC | 0 | 0 | 0 | 0 | 0 | 0
CSP | 0 | 0 | 0 | 0 | 0 | 0
CT | 0 | 0 | 0 | 0 | 0 | 0
Coal | 0 | 0 | 0 | 0 | 0 | 0
Geo | 0 | 0 | 0 | 0 | 0 | 0
H | 0 | 0 | 0 | 0 | 0 | 0
LFG | 0 | 0 | 0 | 0 | 0 | 0
Nuc | 0 | 0 | 0 | 0 | 0 | 0
PS | 0 | 0 | 0 | 0 | 0 | 0
PV | 0 | 0 | 0 | 0 | 0 | 0
PeakG | 0 | 0 | 0 | 0 | 0 | 0
PeakO | 0 | 0 | 0 | 0 | 0 | 0
ST | 0 | 0 | 0 | 0 | 0 | 0
STOG | 0 | 0 | 0 | 0 | 0 | 0
STWD | 0 | 0 | 0 | 0 | 0 | 0
WT | 0 | 0 | 0 | 0 | 0 | 0
IGCC | 0 | 0 | 0 | 0 | 0 | 0
DemandResponse | 0 | 0 | 0 | 0 | 0 | 0
IGCC-CCS | 0 | 0 | 0 | 0 | 0 | 0
WT_off | 0 | 0 | 0 | 0 | 0 | 0
PseudoUnit | 0 | 0 | 0 | 0 | 0 | 0
FixedInterchange | 0 | 0 | 0 | 0 | 0 | 0
Emission Cost by Reporting Type: SPP_N
ReportingType | 2015 | 2020 | 2025 | 2030 | 2035 | 2040
BM | 0 | 0 | 0 | 0 | 0 | 0
CC | 0 | 0 | 0 | 0 | 0 | 0
CSP | 0 | 0 | 0 | 0 | 0 | 0
CT | 0 | 0 | 0 | 0 | 0 | 0
Coal | 0 | 0 | 0 | 0 | 0 | 0
Geo | 0 | 0 | 0 | 0 | 0 | 0
H | 0 | 0 | 0 | 0 | 0 | 0
LFG | 0 | 0 | 0 | 0 | 0 | 0
Nuc | 0 | 0 | 0 | 0 | 0 | 0
PS | 0 | 0 | 0 | 0 | 0 | 0
PV | 0 | 0 | 0 | 0 | 0 | 0
PeakG | 0 | 0 | 0 | 0 | 0 | 0
PeakO | 0 | 0 | 0 | 0 | 0 | 0
ST | 0 | 0 | 0 | 0 | 0 | 0
STOG | 0 | 0 | 0 | 0 | 0 | 0
STWD | 0 | 0 | 0 | 0 | 0 | 0
WT | 0 | 0 | 0 | 0 | 0 | 0
IGCC | 0 | 0 | 0 | 0 | 0 | 0
DemandResponse | 0 | 0 | 0 | 0 | 0 | 0
IGCC-CCS | 0 | 0 | 0 | 0 | 0 | 0
WT_off | 0 | 0 | 0 | 0 | 0 | 0
PseudoUnit | 0 | 0 | 0 | 0 | 0 | 0
FixedInterchange | 0 | 0 | 0 | 0 | 0 | 0
Emission Cost by Reporting Type: SPP_S
ReportingType | 2015 | 2020 | 2025 | 2030 | 2035 | 2040
BM | 0 | 0 | 0 | 0 | 0 | 0
CC | 0 | 0 | 0 | 0 | 0 | 0
CSP | 0 | 0 | 0 | 0 | 0 | 0
CT | 0 | 0 | 0 | 0 | 0 | 0
Coal | 0 | 0 | 0 | 0 | 0 | 0
Geo | 0 | 0 | 0 | 0 | 0 | 0
H | 0 | 0 | 0 | 0 | 0 | 0
LFG | 0 | 0 | 0 | 0 | 0 | 0
Nuc | 0 | 0 | 0 | 0 | 0 | 0
PS | 0 | 0 | 0 | 0 | 0 | 0
PV | 0 | 0 | 0 | 0 | 0 | 0
PeakG | 0 | 0 | 0 | 0 | 0 | 0
PeakO | 0 | 0 | 0 | 0 | 0 | 0
ST | 0 | 0 | 0 | 0 | 0 | 0
STOG | 0 | 0 | 0 | 0 | 0 | 0
STWD | 0 | 0 | 0 | 0 | 0 | 0
WT | 0 | 0 | 0 | 0 | 0 | 0
IGCC | 0 | 0 | 0 | 0 | 0 | 0
DemandResponse | 0 | 0 | 0 | 0 | 0 | 0
IGCC-CCS | 0 | 0 | 0 | 0 | 0 | 0
WT_off | 0 | 0 | 0 | 0 | 0 | 0
PseudoUnit | 0 | 0 | 0 | 0 | 0 | 0
FixedInterchange | 0 | 0 | 0 | 0 | 0 | 0
Emission Cost by Reporting Type: TVA
ReportingType | 2015 | 2020 | 2025 | 2030 | 2035 | 2040
BM | 0 | 0 | 0 | 0 | 0 | 0
CC | 0 | 0 | 0 | 0 | 0 | 0
CSP | 0 | 0 | 0 | 0 | 0 | 0
CT | 0 | 0 | 0 | 0 | 0 | 0
Coal | 0 | 0 | 0 | 0 | 0 | 0
Geo | 0 | 0 | 0 | 0 | 0 | 0
H | 0 | 0 | 0 | 0 | 0 | 0
LFG | 0 | 0 | 0 | 0 | 0 | 0
Nuc | 0 | 0 | 0 | 0 | 0 | 0
PS | 0 | 0 | 0 | 0 | 0 | 0
PV | 0 | 0 | 0 | 0 | 0 | 0
PeakG | 0 | 0 | 0 | 0 | 0 | 0
PeakO | 0 | 0 | 0 | 0 | 0 | 0
ST | 0 | 0 | 0 | 0 | 0 | 0
STOG | 0 | 0 | 0 | 0 | 0 | 0
STWD | 0 | 0 | 0 | 0 | 0 | 0
WT | 0 | 0 | 0 | 0 | 0 | 0
IGCC | 0 | 0 | 0 | 0 | 0 | 0
DemandResponse | 0 | 0 | 0 | 0 | 0 | 0
IGCC-CCS | 0 | 0 | 0 | 0 | 0 | 0
WT_off | 0 | 0 | 0 | 0 | 0 | 0
PseudoUnit | 0 | 0 | 0 | 0 | 0 | 0
FixedInterchange | 0 | 0 | 0 | 0 | 0 | 0
Emission Cost by Reporting Type: TVA_Transmission
ReportingType | 2015 | 2020 | 2025 | 2030 | 2035 | 2040
BM | 0 | 0 | 0 | 0 | 0 | 0
CC | 0 | 0 | 0 | 0 | 0 | 0
CSP | 0 | 0 | 0 | 0 | 0 | 0
CT | 0 | 0 | 0 | 0 | 0 | 0
Coal | 0 | 0 | 0 | 0 | 0 | 0
Geo | 0 | 0 | 0 | 0 | 0 | 0
H | 0 | 0 | 0 | 0 | 0 | 0
LFG | 0 | 0 | 0 | 0 | 0 | 0
Nuc | 0 | 0 | 0 | 0 | 0 | 0
PS | 0 | 0 | 0 | 0 | 0 | 0
PV | 0 | 0 | 0 | 0 | 0 | 0
PeakG | 0 | 0 | 0 | 0 | 0 | 0
PeakO | 0 | 0 | 0 | 0 | 0 | 0
ST | 0 | 0 | 0 | 0 | 0 | 0
STOG | 0 | 0 | 0 | 0 | 0 | 0
STWD | 0 | 0 | 0 | 0 | 0 | 0
WT | 0 | 0 | 0 | 0 | 0 | 0
IGCC | 0 | 0 | 0 | 0 | 0 | 0
DemandResponse | 0 | 0 | 0 | 0 | 0 | 0
IGCC-CCS | 0 | 0 | 0 | 0 | 0 | 0
WT_off | 0 | 0 | 0 | 0 | 0 | 0
PseudoUnit | 0 | 0 | 0 | 0 | 0 | 0
FixedInterchange | 0 | 0 | 0 | 0 | 0 | 0
Emission Cost by Reporting Type: VACAR
ReportingType | 2015 | 2020 | 2025 | 2030 | 2035 | 2040
BM | 0 | 0 | 0 | 0 | 0 | 0
CC | 0 | 0 | 0 | 0 | 0 | 0
CSP | 0 | 0 | 0 | 0 | 0 | 0
CT | 0 | 0 | 0 | 0 | 0 | 0
Coal | 0 | 0 | 0 | 0 | 0 | 0
Geo | 0 | 0 | 0 | 0 | 0 | 0
H | 0 | 0 | 0 | 0 | 0 | 0
LFG | 0 | 0 | 0 | 0 | 0 | 0
Nuc | 0 | 0 | 0 | 0 | 0 | 0
PS | 0 | 0 | 0 | 0 | 0 | 0
PV | 0 | 0 | 0 | 0 | 0 | 0
PeakG | 0 | 0 | 0 | 0 | 0 | 0
PeakO | 0 | 0 | 0 | 0 | 0 | 0
ST | 0 | 0 | 0 | 0 | 0 | 0
STOG | 0 | 0 | 0 | 0 | 0 | 0
STWD | 0 | 0 | 0 | 0 | 0 | 0
WT | 0 | 0 | 0 | 0 | 0 | 0
IGCC | 0 | 0 | 0 | 0 | 0 | 0
DemandResponse | 0 | 0 | 0 | 0 | 0 | 0
IGCC-CCS | 0 | 0 | 0 | 0 | 0 | 0
WT_off | 0 | 0 | 0 | 0 | 0 | 0
PseudoUnit | 0 | 0 | 0 | 0 | 0 | 0
FixedInterchange | 0 | 0 | 0 | 0 | 0 | 0
Emission Cost by Reporting Type: IESO
ReportingType | 2015 | 2020 | 2025 | 2030 | 2035 | 2040
BM | 0 | 0 | 0 | 0 | 0 | 0
CC | 0 | 0 | 0 | 0 | 0 | 0
CSP | 0 | 0 | 0 | 0 | 0 | 0
CT | 0 | 0 | 0 | 0 | 0 | 0
Coal | 0 | 0 | 0 | 0 | 0 | 0
Geo | 0 | 0 | 0 | 0 | 0 | 0
H | 0 | 0 | 0 | 0 | 0 | 0
LFG | 0 | 0 | 0 | 0 | 0 | 0
Nuc | 0 | 0 | 0 | 0 | 0 | 0
PS | 0 | 0 | 0 | 0 | 0 | 0
PV | 0 | 0 | 0 | 0 | 0 | 0
PeakG | 0 | 0 | 0 | 0 | 0 | 0
PeakO | 0 | 0 | 0 | 0 | 0 | 0
ST | 0 | 0 | 0 | 0 | 0 | 0
STOG | 0 | 0 | 0 | 0 | 0 | 0
STWD | 0 | 0 | 0 | 0 | 0 | 0
WT | 0 | 0 | 0 | 0 | 0 | 0
IGCC | 0 | 0 | 0 | 0 | 0 | 0
DemandResponse | 0 | 0 | 0 | 0 | 0 | 0
IGCC-CCS | 0 | 0 | 0 | 0 | 0 | 0
WT_off | 0 | 0 | 0 | 0 | 0 | 0
PseudoUnit | 0 | 0 | 0 | 0 | 0 | 0
FixedInterchange | 0 | 0 | 0 | 0 | 0 | 0
Emission Cost by Reporting Type: MAPP_CA
ReportingType | 2015 | 2020 | 2025 | 2030 | 2035 | 2040
BM | 0 | 0 | 0 | 0 | 0 | 0
CC | 0 | 0 | 0 | 0 | 0 | 0
CSP | 0 | 0 | 0 | 0 | 0 | 0
CT | 0 | 0 | 0 | 0 | 0 | 0
Coal | 0 | 0 | 0 | 0 | 0 | 0
Geo | 0 | 0 | 0 | 0 | 0 | 0
H | 0 | 0 | 0 | 0 | 0 | 0
LFG | 0 | 0 | 0 | 0 | 0 | 0
Nuc | 0 | 0 | 0 | 0 | 0 | 0
PS | 0 | 0 | 0 | 0 | 0 | 0
PV | 0 | 0 | 0 | 0 | 0 | 0
PeakG | 0 | 0 | 0 | 0 | 0 | 0
PeakO | 0 | 0 | 0 | 0 | 0 | 0
ST | 0 | 0 | 0 | 0 | 0 | 0
STOG | 0 | 0 | 0 | 0 | 0 | 0
STWD | 0 | 0 | 0 | 0 | 0 | 0
WT | 0 | 0 | 0 | 0 | 0 | 0
IGCC | 0 | 0 | 0 | 0 | 0 | 0
DemandResponse | 0 | 0 | 0 | 0 | 0 | 0
IGCC-CCS | 0 | 0 | 0 | 0 | 0 | 0
WT_off | 0 | 0 | 0 | 0 | 0 | 0
PseudoUnit | 0 | 0 | 0 | 0 | 0 | 0
FixedInterchange | 0 | 0 | 0 | 0 | 0 | 0
Emission Cost by Reporting Type: AZ_NM_SNV_Coal
ReportingType | 2015 | 2020 | 2025 | 2030 | 2035 | 2040
BM | 0 | 0 | 0 | 0 | 0 | 0
CC | 0 | 0 | 0 | 0 | 0 | 0
CSP | 0 | 0 | 0 | 0 | 0 | 0
CT | 0 | 0 | 0 | 0 | 0 | 0
Coal | 0 | 0 | 0 | 0 | 0 | 0
Geo | 0 | 0 | 0 | 0 | 0 | 0
H | 0 | 0 | 0 | 0 | 0 | 0
LFG | 0 | 0 | 0 | 0 | 0 | 0
Nuc | 0 | 0 | 0 | 0 | 0 | 0
PS | 0 | 0 | 0 | 0 | 0 | 0
PV | 0 | 0 | 0 | 0 | 0 | 0
PeakG | 0 | 0 | 0 | 0 | 0 | 0
PeakO | 0 | 0 | 0 | 0 | 0 | 0
ST | 0 | 0 | 0 | 0 | 0 | 0
STOG | 0 | 0 | 0 | 0 | 0 | 0
STWD | 0 | 0 | 0 | 0 | 0 | 0
WT | 0 | 0 | 0 | 0 | 0 | 0
IGCC | 0 | 0 | 0 | 0 | 0 | 0
DemandResponse | 0 | 0 | 0 | 0 | 0 | 0
IGCC-CCS | 0 | 0 | 0 | 0 | 0 | 0
WT_off | 0 | 0 | 0 | 0 | 0 | 0
PseudoUnit | 0 | 0 | 0 | 0 | 0 | 0
FixedInterchange | 0 | 0 | 0 | 0 | 0 | 0
Emission Cost by Reporting Type: AZ_NM_SNV_Gas
ReportingType | 2015 | 2020 | 2025 | 2030 | 2035 | 2040
BM | 0 | 0 | 0 | 0 | 0 | 0
CC | 0 | 0 | 0 | 0 | 0 | 0
CSP | 0 | 0 | 0 | 0 | 0 | 0
CT | 0 | 0 | 0 | 0 | 0 | 0
Coal | 0 | 0 | 0 | 0 | 0 | 0
Geo | 0 | 0 | 0 | 0 | 0 | 0
H | 0 | 0 | 0 | 0 | 0 | 0
LFG | 0 | 0 | 0 | 0 | 0 | 0
Nuc | 0 | 0 | 0 | 0 | 0 | 0
PS | 0 | 0 | 0 | 0 | 0 | 0
PV | 0 | 0 | 0 | 0 | 0 | 0
PeakG | 0 | 0 | 0 | 0 | 0 | 0
PeakO | 0 | 0 | 0 | 0 | 0 | 0
ST | 0 | 0 | 0 | 0 | 0 | 0
STOG | 0 | 0 | 0 | 0 | 0 | 0
STWD | 0 | 0 | 0 | 0 | 0 | 0
WT | 0 | 0 | 0 | 0 | 0 | 0
IGCC | 0 | 0 | 0 | 0 | 0 | 0
DemandResponse | 0 | 0 | 0 | 0 | 0 | 0
IGCC-CCS | 0 | 0 | 0 | 0 | 0 | 0
WT_off | 0 | 0 | 0 | 0 | 0 | 0
PseudoUnit | 0 | 0 | 0 | 0 | 0 | 0
FixedInterchange | 0 | 0 | 0 | 0 | 0 | 0
Emission Cost by Reporting Type: AZ_NM_SNV_NucRenew
ReportingType | 2015 | 2020 | 2025 | 2030 | 2035 | 2040
BM | 0 | 0 | 0 | 0 | 0 | 0
CC | 0 | 0 | 0 | 0 | 0 | 0
CSP | 0 | 0 | 0 | 0 | 0 | 0
CT | 0 | 0 | 0 | 0 | 0 | 0
Coal | 0 | 0 | 0 | 0 | 0 | 0
Geo | 0 | 0 | 0 | 0 | 0 | 0
H | 0 | 0 | 0 | 0 | 0 | 0
LFG | 0 | 0 | 0 | 0 | 0 | 0
Nuc | 0 | 0 | 0 | 0 | 0 | 0
PS | 0 | 0 | 0 | 0 | 0 | 0
PV | 0 | 0 | 0 | 0 | 0 | 0
PeakG | 0 | 0 | 0 | 0 | 0 | 0
PeakO | 0 | 0 | 0 | 0 | 0 | 0
ST | 0 | 0 | 0 | 0 | 0 | 0
STOG | 0 | 0 | 0 | 0 | 0 | 0
STWD | 0 | 0 | 0 | 0 | 0 | 0
WT | 0 | 0 | 0 | 0 | 0 | 0
IGCC | 0 | 0 | 0 | 0 | 0 | 0
DemandResponse | 0 | 0 | 0 | 0 | 0 | 0
IGCC-CCS | 0 | 0 | 0 | 0 | 0 | 0
WT_off | 0 | 0 | 0 | 0 | 0 | 0
PseudoUnit | 0 | 0 | 0 | 0 | 0 | 0
FixedInterchange | 0 | 0 | 0 | 0 | 0 | 0
Emission Cost by Reporting Type: ERCOT
ReportingType | 2015 | 2020 | 2025 | 2030 | 2035 | 2040
BM | 0 | 0 | 0 | 0 | 0 | 0
CC | 0 | 0 | 0 | 0 | 0 | 0
CSP | 0 | 0 | 0 | 0 | 0 | 0
CT | 0 | 0 | 0 | 0 | 0 | 0
Coal | 0 | 0 | 0 | 0 | 0 | 0
Geo | 0 | 0 | 0 | 0 | 0 | 0
H | 0 | 0 | 0 | 0 | 0 | 0
LFG | 0 | 0 | 0 | 0 | 0 | 0
Nuc | 0 | 0 | 0 | 0 | 0 | 0
PS | 0 | 0 | 0 | 0 | 0 | 0
PV | 0 | 0 | 0 | 0 | 0 | 0
PeakG | 0 | 0 | 0 | 0 | 0 | 0
PeakO | 0 | 0 | 0 | 0 | 0 | 0
ST | 0 | 0 | 0 | 0 | 0 | 0
STOG | 0 | 0 | 0 | 0 | 0 | 0
STWD | 0 | 0 | 0 | 0 | 0 | 0
WT | 0 | 0 | 0 | 0 | 0 | 0
IGCC | 0 | 0 | 0 | 0 | 0 | 0
DemandResponse | 0 | 0 | 0 | 0 | 0 | 0
IGCC-CCS | 0 | 0 | 0 | 0 | 0 | 0
WT_off | 0 | 0 | 0 | 0 | 0 | 0
PseudoUnit | 0 | 0 | 0 | 0 | 0 | 0
FixedInterchange | 0 | 0 | 0 | 0 | 0 | 0
Emission Cost by Reporting Type: NP15
ReportingType | 2015 | 2020 | 2025 | 2030 | 2035 | 2040
BM | 0 | 0 | 0 | 0 | 0 | 0
CC | 0 | 0 | 0 | 0 | 0 | 0
CSP | 0 | 0 | 0 | 0 | 0 | 0
CT | 0 | 0 | 0 | 0 | 0 | 0
Coal | 0 | 0 | 0 | 0 | 0 | 0
Geo | 0 | 0 | 0 | 0 | 0 | 0
H | 0 | 0 | 0 | 0 | 0 | 0
LFG | 0 | 0 | 0 | 0 | 0 | 0
Nuc | 0 | 0 | 0 | 0 | 0 | 0
PS | 0 | 0 | 0 | 0 | 0 | 0
PV | 0 | 0 | 0 | 0 | 0 | 0
PeakG | 0 | 0 | 0 | 0 | 0 | 0
PeakO | 0 | 0 | 0 | 0 | 0 | 0
ST | 0 | 0 | 0 | 0 | 0 | 0
STOG | 0 | 0 | 0 | 0 | 0 | 0
STWD | 0 | 0 | 0 | 0 | 0 | 0
WT | 0 | 0 | 0 | 0 | 0 | 0
IGCC | 0 | 0 | 0 | 0 | 0 | 0
DemandResponse | 0 | 0 | 0 | 0 | 0 | 0
IGCC-CCS | 0 | 0 | 0 | 0 | 0 | 0
WT_off | 0 | 0 | 0 | 0 | 0 | 0
PseudoUnit | 0 | 0 | 0 | 0 | 0 | 0
FixedInterchange | 0 | 0 | 0 | 0 | 0 | 0
Emission Cost by Reporting Type: NWPP_Coal
ReportingType | 2015 | 2020 | 2025 | 2030 | 2035 | 2040
BM | 0 | 0 | 0 | 0 | 0 | 0
CC | 0 | 0 | 0 | 0 | 0 | 0
CSP | 0 | 0 | 0 | 0 | 0 | 0
CT | 0 | 0 | 0 | 0 | 0 | 0
Coal | 0 | 0 | 0 | 0 | 0 | 0
Geo | 0 | 0 | 0 | 0 | 0 | 0
H | 0 | 0 | 0 | 0 | 0 | 0
LFG | 0 | 0 | 0 | 0 | 0 | 0
Nuc | 0 | 0 | 0 | 0 | 0 | 0
PS | 0 | 0 | 0 | 0 | 0 | 0
PV | 0 | 0 | 0 | 0 | 0 | 0
PeakG | 0 | 0 | 0 | 0 | 0 | 0
PeakO | 0 | 0 | 0 | 0 | 0 | 0
ST | 0 | 0 | 0 | 0 | 0 | 0
STOG | 0 | 0 | 0 | 0 | 0 | 0
STWD | 0 | 0 | 0 | 0 | 0 | 0
WT | 0 | 0 | 0 | 0 | 0 | 0
IGCC | 0 | 0 | 0 | 0 | 0 | 0
DemandResponse | 0 | 0 | 0 | 0 | 0 | 0
IGCC-CCS | 0 | 0 | 0 | 0 | 0 | 0
WT_off | 0 | 0 | 0 | 0 | 0 | 0
PseudoUnit | 0 | 0 | 0 | 0 | 0 | 0
FixedInterchange | 0 | 0 | 0 | 0 | 0 | 0
Emission Cost by Reporting Type: NWPP_Gas
ReportingType | 2015 | 2020 | 2025 | 2030 | 2035 | 2040
BM | 0 | 0 | 0 | 0 | 0 | 0
CC | 0 | 0 | 0 | 0 | 0 | 0
CSP | 0 | 0 | 0 | 0 | 0 | 0
CT | 0 | 0 | 0 | 0 | 0 | 0
Coal | 0 | 0 | 0 | 0 | 0 | 0
Geo | 0 | 0 | 0 | 0 | 0 | 0
H | 0 | 0 | 0 | 0 | 0 | 0
LFG | 0 | 0 | 0 | 0 | 0 | 0
Nuc | 0 | 0 | 0 | 0 | 0 | 0
PS | 0 | 0 | 0 | 0 | 0 | 0
PV | 0 | 0 | 0 | 0 | 0 | 0
PeakG | 0 | 0 | 0 | 0 | 0 | 0
PeakO | 0 | 0 | 0 | 0 | 0 | 0
ST | 0 | 0 | 0 | 0 | 0 | 0
STOG | 0 | 0 | 0 | 0 | 0 | 0
STWD | 0 | 0 | 0 | 0 | 0 | 0
WT | 0 | 0 | 0 | 0 | 0 | 0
IGCC | 0 | 0 | 0 | 0 | 0 | 0
DemandResponse | 0 | 0 | 0 | 0 | 0 | 0
IGCC-CCS | 0 | 0 | 0 | 0 | 0 | 0
WT_off | 0 | 0 | 0 | 0 | 0 | 0
PseudoUnit | 0 | 0 | 0 | 0 | 0 | 0
FixedInterchange | 0 | 0 | 0 | 0 | 0 | 0
Emission Cost by Reporting Type: NWPP_NucRenew
ReportingType | 2015 | 2020 | 2025 | 2030 | 2035 | 2040
BM | 0 | 0 | 0 | 0 | 0 | 0
CC | 0 | 0 | 0 | 0 | 0 | 0
CSP | 0 | 0 | 0 | 0 | 0 | 0
CT | 0 | 0 | 0 | 0 | 0 | 0
Coal | 0 | 0 | 0 | 0 | 0 | 0
Geo | 0 | 0 | 0 | 0 | 0 | 0
H | 0 | 0 | 0 | 0 | 0 | 0
LFG | 0 | 0 | 0 | 0 | 0 | 0
Nuc | 0 | 0 | 0 | 0 | 0 | 0
PS | 0 | 0 | 0 | 0 | 0 | 0
PV | 0 | 0 | 0 | 0 | 0 | 0
PeakG | 0 | 0 | 0 | 0 | 0 | 0
PeakO | 0 | 0 | 0 | 0 | 0 | 0
ST | 0 | 0 | 0 | 0 | 0 | 0
STOG | 0 | 0 | 0 | 0 | 0 | 0
STWD | 0 | 0 | 0 | 0 | 0 | 0
WT | 0 | 0 | 0 | 0 | 0 | 0
IGCC | 0 | 0 | 0 | 0 | 0 | 0
DemandResponse | 0 | 0 | 0 | 0 | 0 | 0
IGCC-CCS | 0 | 0 | 0 | 0 | 0 | 0
WT_off | 0 | 0 | 0 | 0 | 0 | 0
PseudoUnit | 0 | 0 | 0 | 0 | 0 | 0
FixedInterchange | 0 | 0 | 0 | 0 | 0 | 0
Emission Cost by Reporting Type: RMPA
ReportingType | 2015 | 2020 | 2025 | 2030 | 2035 | 2040
BM | 0 | 0 | 0 | 0 | 0 | 0
CC | 0 | 0 | 0 | 0 | 0 | 0
CSP | 0 | 0 | 0 | 0 | 0 | 0
CT | 0 | 0 | 0 | 0 | 0 | 0
Coal | 0 | 0 | 0 | 0 | 0 | 0
Geo | 0 | 0 | 0 | 0 | 0 | 0
H | 0 | 0 | 0 | 0 | 0 | 0
LFG | 0 | 0 | 0 | 0 | 0 | 0
Nuc | 0 | 0 | 0 | 0 | 0 | 0
PS | 0 | 0 | 0 | 0 | 0 | 0
PV | 0 | 0 | 0 | 0 | 0 | 0
PeakG | 0 | 0 | 0 | 0 | 0 | 0
PeakO | 0 | 0 | 0 | 0 | 0 | 0
ST | 0 | 0 | 0 | 0 | 0 | 0
STOG | 0 | 0 | 0 | 0 | 0 | 0
STWD | 0 | 0 | 0 | 0 | 0 | 0
WT | 0 | 0 | 0 | 0 | 0 | 0
IGCC | 0 | 0 | 0 | 0 | 0 | 0
DemandResponse | 0 | 0 | 0 | 0 | 0 | 0
IGCC-CCS | 0 | 0 | 0 | 0 | 0 | 0
WT_off | 0 | 0 | 0 | 0 | 0 | 0
PseudoUnit | 0 | 0 | 0 | 0 | 0 | 0
FixedInterchange | 0 | 0 | 0 | 0 | 0 | 0
Emission Cost by Reporting Type: SP15
ReportingType | 2015 | 2020 | 2025 | 2030 | 2035 | 2040
BM | 0 | 0 | 0 | 0 | 0 | 0
CC | 0 | 0 | 0 | 0 | 0 | 0
CSP | 0 | 0 | 0 | 0 | 0 | 0
CT | 0 | 0 | 0 | 0 | 0 | 0
Coal | 0 | 0 | 0 | 0 | 0 | 0
Geo | 0 | 0 | 0 | 0 | 0 | 0
H | 0 | 0 | 0 | 0 | 0 | 0
LFG | 0 | 0 | 0 | 0 | 0 | 0
Nuc | 0 | 0 | 0 | 0 | 0 | 0
PS | 0 | 0 | 0 | 0 | 0 | 0
PV | 0 | 0 | 0 | 0 | 0 | 0
PeakG | 0 | 0 | 0 | 0 | 0 | 0
PeakO | 0 | 0 | 0 | 0 | 0 | 0
ST | 0 | 0 | 0 | 0 | 0 | 0
STOG | 0 | 0 | 0 | 0 | 0 | 0
STWD | 0 | 0 | 0 | 0 | 0 | 0
WT | 0 | 0 | 0 | 0 | 0 | 0
IGCC | 0 | 0 | 0 | 0 | 0 | 0
DemandResponse | 0 | 0 | 0 | 0 | 0 | 0
IGCC-CCS | 0 | 0 | 0 | 0 | 0 | 0
WT_off | 0 | 0 | 0 | 0 | 0 | 0
PseudoUnit | 0 | 0 | 0 | 0 | 0 | 0
FixedInterchange | 0 | 0 | 0 | 0 | 0 | 0
Emission Cost by Reporting Type: ALB
ReportingType | 2015 | 2020 | 2025 | 2030 | 2035 | 2040
BM | 0 | 0 | 0 | 0 | 0 | 0
CC | 0 | 0 | 0 | 0 | 0 | 0
CSP | 0 | 0 | 0 | 0 | 0 | 0
CT | 0 | 0 | 0 | 0 | 0 | 0
Coal | 0 | 0 | 0 | 0 | 0 | 0
Geo | 0 | 0 | 0 | 0 | 0 | 0
H | 0 | 0 | 0 | 0 | 0 | 0
LFG | 0 | 0 | 0 | 0 | 0 | 0
Nuc | 0 | 0 | 0 | 0 | 0 | 0
PS | 0 | 0 | 0 | 0 | 0 | 0
PV | 0 | 0 | 0 | 0 | 0 | 0
PeakG | 0 | 0 | 0 | 0 | 0 | 0
PeakO | 0 | 0 | 0 | 0 | 0 | 0
ST | 0 | 0 | 0 | 0 | 0 | 0
STOG | 0 | 0 | 0 | 0 | 0 | 0
STWD | 0 | 0 | 0 | 0 | 0 | 0
WT | 0 | 0 | 0 | 0 | 0 | 0
IGCC | 0 | 0 | 0 | 0 | 0 | 0
DemandResponse | 0 | 0 | 0 | 0 | 0 | 0
IGCC-CCS | 0 | 0 | 0 | 0 | 0 | 0
WT_off | 0 | 0 | 0 | 0 | 0 | 0
PseudoUnit | 0 | 0 | 0 | 0 | 0 | 0
FixedInterchange | 0 | 0 | 0 | 0 | 0 | 0
Emission Cost by Reporting Type: BC
ReportingType | 2015 | 2020 | 2025 | 2030 | 2035 | 2040
BM | 0 | 0 | 0 | 0 | 0 | 0
CC | 0 | 0 | 0 | 0 | 0 | 0
CSP | 0 | 0 | 0 | 0 | 0 | 0
CT | 0 | 0 | 0 | 0 | 0 | 0
Coal | 0 | 0 | 0 | 0 | 0 | 0
Geo | 0 | 0 | 0 | 0 | 0 | 0
H | 0 | 0 | 0 | 0 | 0 | 0
LFG | 0 | 0 | 0 | 0 | 0 | 0
Nuc | 0 | 0 | 0 | 0 | 0 | 0
PS | 0 | 0 | 0 | 0 | 0 | 0
PV | 0 | 0 | 0 | 0 | 0 | 0
PeakG | 0 | 0 | 0 | 0 | 0 | 0
PeakO | 0 | 0 | 0 | 0 | 0 | 0
ST | 0 | 0 | 0 | 0 | 0 | 0
STOG | 0 | 0 | 0 | 0 | 0 | 0
STWD | 0 | 0 | 0 | 0 | 0 | 0
WT | 0 | 0 | 0 | 0 | 0 | 0
IGCC | 0 | 0 | 0 | 0 | 0 | 0
DemandResponse | 0 | 0 | 0 | 0 | 0 | 0
IGCC-CCS | 0 | 0 | 0 | 0 | 0 | 0
WT_off | 0 | 0 | 0 | 0 | 0 | 0
PseudoUnit | 0 | 0 | 0 | 0 | 0 | 0
FixedInterchange | 0 | 0 | 0 | 0 | 0 | 0
Emission Cost by Reporting Type: HQ_IESO
ReportingType | 2015 | 2020 | 2025 | 2030 | 2035 | 2040
BM | 0 | 0 | 0 | 0 | 0 | 0
CC | 0 | 0 | 0 | 0 | 0 | 0
CSP | 0 | 0 | 0 | 0 | 0 | 0
CT | 0 | 0 | 0 | 0 | 0 | 0
Coal | 0 | 0 | 0 | 0 | 0 | 0
Geo | 0 | 0 | 0 | 0 | 0 | 0
H | 0 | 0 | 0 | 0 | 0 | 0
LFG | 0 | 0 | 0 | 0 | 0 | 0
Nuc | 0 | 0 | 0 | 0 | 0 | 0
PS | 0 | 0 | 0 | 0 | 0 | 0
PV | 0 | 0 | 0 | 0 | 0 | 0
PeakG | 0 | 0 | 0 | 0 | 0 | 0
PeakO | 0 | 0 | 0 | 0 | 0 | 0
ST | 0 | 0 | 0 | 0 | 0 | 0
STOG | 0 | 0 | 0 | 0 | 0 | 0
STWD | 0 | 0 | 0 | 0 | 0 | 0
WT | 0 | 0 | 0 | 0 | 0 | 0
IGCC | 0 | 0 | 0 | 0 | 0 | 0
DemandResponse | 0 | 0 | 0 | 0 | 0 | 0
IGCC-CCS | 0 | 0 | 0 | 0 | 0 | 0
WT_off | 0 | 0 | 0 | 0 | 0 | 0
PseudoUnit | 0 | 0 | 0 | 0 | 0 | 0
FixedInterchange | 0 | 0 | 0 | 0 | 0 | 0
Emission Cost by Reporting Type: HQ_NEISO
ReportingType | 2015 | 2020 | 2025 | 2030 | 2035 | 2040
BM | 0 | 0 | 0 | 0 | 0 | 0
CC | 0 | 0 | 0 | 0 | 0 | 0
CSP | 0 | 0 | 0 | 0 | 0 | 0
CT | 0 | 0 | 0 | 0 | 0 | 0
Coal | 0 | 0 | 0 | 0 | 0 | 0
Geo | 0 | 0 | 0 | 0 | 0 | 0
H | 0 | 0 | 0 | 0 | 0 | 0
LFG | 0 | 0 | 0 | 0 | 0 | 0
Nuc | 0 | 0 | 0 | 0 | 0 | 0
PS | 0 | 0 | 0 | 0 | 0 | 0
PV | 0 | 0 | 0 | 0 | 0 | 0
PeakG | 0 | 0 | 0 | 0 | 0 | 0
PeakO | 0 | 0 | 0 | 0 | 0 | 0
ST | 0 | 0 | 0 | 0 | 0 | 0
STOG | 0 | 0 | 0 | 0 | 0 | 0
STWD | 0 | 0 | 0 | 0 | 0 | 0
WT | 0 | 0 | 0 | 0 | 0 | 0
IGCC | 0 | 0 | 0 | 0 | 0 | 0
DemandResponse | 0 | 0 | 0 | 0 | 0 | 0
IGCC-CCS | 0 | 0 | 0 | 0 | 0 | 0
WT_off | 0 | 0 | 0 | 0 | 0 | 0
PseudoUnit | 0 | 0 | 0 | 0 | 0 | 0
FixedInterchange | 0 | 0 | 0 | 0 | 0 | 0
Emission Cost by Reporting Type: HQ_NY
ReportingType | 2015 | 2020 | 2025 | 2030 | 2035 | 2040
BM | 0 | 0 | 0 | 0 | 0 | 0
CC | 0 | 0 | 0 | 0 | 0 | 0
CSP | 0 | 0 | 0 | 0 | 0 | 0
CT | 0 | 0 | 0 | 0 | 0 | 0
Coal | 0 | 0 | 0 | 0 | 0 | 0
Geo | 0 | 0 | 0 | 0 | 0 | 0
H | 0 | 0 | 0 | 0 | 0 | 0
LFG | 0 | 0 | 0 | 0 | 0 | 0
Nuc | 0 | 0 | 0 | 0 | 0 | 0
PS | 0 | 0 | 0 | 0 | 0 | 0
PV | 0 | 0 | 0 | 0 | 0 | 0
PeakG | 0 | 0 | 0 | 0 | 0 | 0
PeakO | 0 | 0 | 0 | 0 | 0 | 0
ST | 0 | 0 | 0 | 0 | 0 | 0
STOG | 0 | 0 | 0 | 0 | 0 | 0
STWD | 0 | 0 | 0 | 0 | 0 | 0
WT | 0 | 0 | 0 | 0 | 0 | 0
IGCC | 0 | 0 | 0 | 0 | 0 | 0
DemandResponse | 0 | 0 | 0 | 0 | 0 | 0
IGCC-CCS | 0 | 0 | 0 | 0 | 0 | 0
WT_off | 0 | 0 | 0 | 0 | 0 | 0
PseudoUnit | 0 | 0 | 0 | 0 | 0 | 0
FixedInterchange | 0 | 0 | 0 | 0 | 0 | 0
Emission Cost by Reporting Type: MARITIMES
ReportingType | 2015 | 2020 | 2025 | 2030 | 2035 | 2040
BM | 0 | 0 | 0 | 0 | 0 | 0
CC | 0 | 0 | 0 | 0 | 0 | 0
CSP | 0 | 0 | 0 | 0 | 0 | 0
CT | 0 | 0 | 0 | 0 | 0 | 0
Coal | 0 | 0 | 0 | 0 | 0 | 0
Geo | 0 | 0 | 0 | 0 | 0 | 0
H | 0 | 0 | 0 | 0 | 0 | 0
LFG | 0 | 0 | 0 | 0 | 0 | 0
Nuc | 0 | 0 | 0 | 0 | 0 | 0
PS | 0 | 0 | 0 | 0 | 0 | 0
PV | 0 | 0 | 0 | 0 | 0 | 0
PeakG | 0 | 0 | 0 | 0 | 0 | 0
PeakO | 0 | 0 | 0 | 0 | 0 | 0
ST | 0 | 0 | 0 | 0 | 0 | 0
STOG | 0 | 0 | 0 | 0 | 0 | 0
STWD | 0 | 0 | 0 | 0 | 0 | 0
WT | 0 | 0 | 0 | 0 | 0 | 0
IGCC | 0 | 0 | 0 | 0 | 0 | 0
DemandResponse | 0 | 0 | 0 | 0 | 0 | 0
IGCC-CCS | 0 | 0 | 0 | 0 | 0 | 0
WT_off | 0 | 0 | 0 | 0 | 0 | 0
PseudoUnit | 0 | 0 | 0 | 0 | 0 | 0
FixedInterchange | 0 | 0 | 0 | 0 | 0 | 0
Emission Cost by Reporting Type: All
ReportingType | 2015 | 2020 | 2025 | 2030 | 2035 | 2040
BM | 0 | 0 | 0 | 0 | 0 | 0
CC | 84.57 | 94.5 | 87.55 | 57.04 | 103.62 | 130.71
CSP | 0 | 0 | 0 | 0 | 0 | 0
CT | 0 | 0.01 | 0 | 0.01 | 0.61 | 0.53
Coal | 14.86 | 22.7 | 25.5 | 21.67 | 27.02 | 27.02
Geo | 0 | 0 | 0 | 0 | 0 | 0
H | 0 | 0 | 0 | 0 | 0 | 0
LFG | 0 | 0 | 0 | 0 | 0 | 0
Nuc | 0 | 0 | 0 | 0 | 0 | 0
PS | 0 | 0 | 0 | 0 | 0 | 0
PV | 0 | 0 | 0 | 0 | 0 | 0
PeakG | 0.12 | 0.4 | 0.86 | 0.72 | 1.96 | 0.97
PeakO | 0 | 0 | 0 | 0 | 0 | 0
ST | 0 | 0 | 0 | 0 | 0 | 0
STOG | 1.07 | 1.74 | 2.55 | 2.28 | 3.06 | 2.63
STWD | 0 | 0 | 0 | 0 | 0 | 0
WT | 0 | 0 | 0 | 0 | 0 | 0
IGCC | 0 | 0 | 0 | 0 | 0 | 0
DemandResponse | 0 | 0 | 0 | 0 | 0 | 0
IGCC-CCS | 0 | 0 | 0 | 0 | 0 | 0
WT_off | 0 | 0 | 0 | 0 | 0 | 0
PseudoUnit | 0 | 0 | 0 | 0 | 0 | 0
FixedInterchange | 0 | 0 | 0 | 0 | 0 | 0
Emission Cost by Reporting Type: EI_US
ReportingType | 2015 | 2020 | 2025 | 2030 | 2035 | 2040
BM | 0 | 0 | 0 | 0 | 0 | 0
CC | 84.57 | 94.5 | 87.55 | 57.04 | 103.62 | 130.71
CSP | 0 | 0 | 0 | 0 | 0 | 0
CT | 0 | 0.01 | 0 | 0.01 | 0.61 | 0.53
Coal | 14.86 | 22.7 | 25.5 | 21.67 | 27.02 | 27.02
Geo | 0 | 0 | 0 | 0 | 0 | 0
H | 0 | 0 | 0 | 0 | 0 | 0
LFG | 0 | 0 | 0 | 0 | 0 | 0
Nuc | 0 | 0 | 0 | 0 | 0 | 0
PS | 0 | 0 | 0 | 0 | 0 | 0
PV | 0 | 0 | 0 | 0 | 0 | 0
PeakG | 0.12 | 0.4 | 0.86 | 0.72 | 1.96 | 0.97
PeakO | 0 | 0 | 0 | 0 | 0 | 0
ST | 0 | 0 | 0 | 0 | 0 | 0
STOG | 1.07 | 1.74 | 2.55 | 2.28 | 3.06 | 2.63
STWD | 0 | 0 | 0 | 0 | 0 | 0
WT | 0 | 0 | 0 | 0 | 0 | 0
IGCC | 0 | 0 | 0 | 0 | 0 | 0
DemandResponse | 0 | 0 | 0 | 0 | 0 | 0
IGCC-CCS | 0 | 0 | 0 | 0 | 0 | 0
WT_off | 0 | 0 | 0 | 0 | 0 | 0
PseudoUnit | 0 | 0 | 0 | 0 | 0 | 0
FixedInterchange | 0 | 0 | 0 | 0 | 0 | 0
Emission Cost by Reporting Type: EI_Canada
ReportingType | 2015 | 2020 | 2025 | 2030 | 2035 | 2040
BM | 0 | 0 | 0 | 0 | 0 | 0
CC | 0 | 0 | 0 | 0 | 0 | 0
CSP | 0 | 0 | 0 | 0 | 0 | 0
CT | 0 | 0 | 0 | 0 | 0 | 0
Coal | 0 | 0 | 0 | 0 | 0 | 0
Geo | 0 | 0 | 0 | 0 | 0 | 0
H | 0 | 0 | 0 | 0 | 0 | 0
LFG | 0 | 0 | 0 | 0 | 0 | 0
Nuc | 0 | 0 | 0 | 0 | 0 | 0
PS | 0 | 0 | 0 | 0 | 0 | 0
PV | 0 | 0 | 0 | 0 | 0 | 0
PeakG | 0 | 0 | 0 | 0 | 0 | 0
PeakO | 0 | 0 | 0 | 0 | 0 | 0
ST | 0 | 0 | 0 | 0 | 0 | 0
STOG | 0 | 0 | 0 | 0 | 0 | 0
STWD | 0 | 0 | 0 | 0 | 0 | 0
WT | 0 | 0 | 0 | 0 | 0 | 0
IGCC | 0 | 0 | 0 | 0 | 0 | 0
DemandResponse | 0 | 0 | 0 | 0 | 0 | 0
IGCC-CCS | 0 | 0 | 0 | 0 | 0 | 0
WT_off | 0 | 0 | 0 | 0 | 0 | 0
PseudoUnit | 0 | 0 | 0 | 0 | 0 | 0
FixedInterchange | 0 | 0 | 0 | 0 | 0 | 0
Emission Cost by Reporting Type: EI
ReportingType | 2015 | 2020 | 2025 | 2030 | 2035 | 2040
BM | 0 | 0 | 0 | 0 | 0 | 0
CC | 84.57 | 94.5 | 87.55 | 57.04 | 103.62 | 130.71
CSP | 0 | 0 | 0 | 0 | 0 | 0
CT | 0 | 0.01 | 0 | 0.01 | 0.61 | 0.53
Coal | 14.86 | 22.7 | 25.5 | 21.67 | 27.02 | 27.02
Geo | 0 | 0 | 0 | 0 | 0 | 0
H | 0 | 0 | 0 | 0 | 0 | 0
LFG | 0 | 0 | 0 | 0 | 0 | 0
Nuc | 0 | 0 | 0 | 0 | 0 | 0
PS | 0 | 0 | 0 | 0 | 0 | 0
PV | 0 | 0 | 0 | 0 | 0 | 0
PeakG | 0.12 | 0.4 | 0.86 | 0.72 | 1.96 | 0.97
PeakO | 0 | 0 | 0 | 0 | 0 | 0
ST | 0 | 0 | 0 | 0 | 0 | 0
STOG | 1.07 | 1.74 | 2.55 | 2.28 | 3.06 | 2.63
STWD | 0 | 0 | 0 | 0 | 0 | 0
WT | 0 | 0 | 0 | 0 | 0 | 0
IGCC | 0 | 0 | 0 | 0 | 0 | 0
DemandResponse | 0 | 0 | 0 | 0 | 0 | 0
IGCC-CCS | 0 | 0 | 0 | 0 | 0 | 0
WT_off | 0 | 0 | 0 | 0 | 0 | 0
PseudoUnit | 0 | 0 | 0 | 0 | 0 | 0
FixedInterchange | 0 | 0 | 0 | 0 | 0 | 0
Emission Cost by Reporting Type: Outside_EI
ReportingType | 2015 | 2020 | 2025 | 2030 | 2035 | 2040
BM | 0 | 0 | 0 | 0 | 0 | 0
CC | 0 | 0 | 0 | 0 | 0 | 0
CSP | 0 | 0 | 0 | 0 | 0 | 0
CT | 0 | 0 | 0 | 0 | 0 | 0
Coal | 0 | 0 | 0 | 0 | 0 | 0
Geo | 0 | 0 | 0 | 0 | 0 | 0
H | 0 | 0 | 0 | 0 | 0 | 0
LFG | 0 | 0 | 0 | 0 | 0 | 0
Nuc | 0 | 0 | 0 | 0 | 0 | 0
PS | 0 | 0 | 0 | 0 | 0 | 0
PV | 0 | 0 | 0 | 0 | 0 | 0
PeakG | 0 | 0 | 0 | 0 | 0 | 0
PeakO | 0 | 0 | 0 | 0 | 0 | 0
ST | 0 | 0 | 0 | 0 | 0 | 0
STOG | 0 | 0 | 0 | 0 | 0 | 0
STWD | 0 | 0 | 0 | 0 | 0 | 0
WT | 0 | 0 | 0 | 0 | 0 | 0
IGCC | 0 | 0 | 0 | 0 | 0 | 0
DemandResponse | 0 | 0 | 0 | 0 | 0 | 0
IGCC-CCS | 0 | 0 | 0 | 0 | 0 | 0
WT_off | 0 | 0 | 0 | 0 | 0 | 0
PseudoUnit | 0 | 0 | 0 | 0 | 0 | 0
FixedInterchange | 0 | 0 | 0 | 0 | 0 | 0
#8 | Base VOM Costs ($million)
Base VOM Costs by Reporting Type: Entergy
ReportingType | 2015 | 2020 | 2025 | 2030 | 2035 | 2040
BM | 0 | 0 | 0 | 0 | 0 | 0
CC | 157.79 | 176.04 | 72.41 | 40.82 | 43.59 | 41.86
CSP | 0 | 0 | 0 | 0 | 0 | 0
CT | 0 | 0 | 0 | 0 | 0.04 | 0.19
Coal | 233.52 | 222.75 | 196.51 | 182.12 | 202.73 | 220.85
Geo | 0 | 0 | 0 | 0 | 0 | 0
H | 0 | 0 | 0 | 0 | 0 | 0
LFG | 0 | 0 | 0 | 0.01 | 0.01 | 0.01
Nuc | 100.26 | 100.26 | 100.26 | 100.26 | 84.69 | 66.26
PS | 0 | 0 | 0 | 0 | 0 | 0
PV | 0 | 0 | 0 | 0 | 0 | 0
PeakG | 0 | 0 | 0 | 0 | 0 | 0
PeakO | 0 | 0 | 0 | 0 | 0 | 0
ST | 0 | 0 | 0 | 0 | 0 | 0
STOG | 3.66 | 3.71 | 3.59 | 1.84 | 3.59 | 3.59
STWD | 0 | 0.32 | 0.18 | 0.19 | 0.32 | 0.51
WT | 0 | 0 | 0 | 0 | 0 | 0.01
IGCC | 0 | 0 | 0 | 0 | 0 | 0
DemandResponse | 0 | 0 | 0 | 0 | 0 | 0
IGCC-CCS | 0 | 0 | 0 | 0 | 0 | 0
WT_off | 0 | 0 | 0 | 0 | 0 | 0
PseudoUnit | 0 | 0 | 0 | 0 | 0 | 0
FixedInterchange | 0 | 0 | 0 | 0 | 0 | 0
Base VOM Costs by Reporting Type: FRCC
ReportingType | 2015 | 2020 | 2025 | 2030 | 2035 | 2040
BM | 0 | 0 | 0 | 0 | 0 | 0
CC | 362.82 | 431.88 | 455.92 | 463.93 | 648.84 | 761.68
CSP | 0 | 0 | 0 | 0 | 0 | 0
CT | 8.84 | 9.45 | 9.45 | 9.38 | 9.38 | 8.7
Coal | 220.9 | 236.1 | 240.27 | 247.49 | 252.59 | 252.59
Geo | 0 | 0 | 0 | 0 | 0 | 0
H | 0 | 0 | 0 | 0 | 0 | 0
LFG | 0.04 | 0.04 | 0.06 | 0.06 | 0.06 | 0.06
Nuc | 76.4 | 76.4 | 76.4 | 76.4 | 46.53 | 15.51
PS | 0 | 0 | 0 | 0 | 0 | 0
PV | 0 | 0 | 0 | 0 | 0 | 0
PeakG | 3.65 | 4.79 | 7.93 | 8.44 | 4.44 | 3.69
PeakO | 0 | 0 | 0 | 0 | 0 | 0
ST | 0 | 0 | 0 | 0 | 0 | 0
STOG | 8.92 | 5.5 | 5.5 | 5.5 | 5.36 | 3.19
STWD | 0 | 3.24 | 3.24 | 3.24 | 3.24 | 3.24
WT | 0 | 0 | 0 | 0 | 0 | 0
IGCC | 0 | 0 | 0 | 0 | 0 | 0
DemandResponse | 0 | 0 | 0 | 0 | 0 | 0
IGCC-CCS | 0 | 0 | 0 | 0 | 0 | 0
WT_off | 0 | 0 | 0 | 0 | 0 | 0
PseudoUnit | 0 | 0 | 0 | 0 | 0 | 0
FixedInterchange | 0 | 0 | 0 | 0 | 0 | 0
Base VOM Costs by Reporting Type: MAPP_US
ReportingType | 2015 | 2020 | 2025 | 2030 | 2035 | 2040
BM | 0 | 0 | 0 | 0 | 0 | 0
CC | 0.62 | 0.61 | 0.47 | 0.26 | 0.46 | 0.46
CSP | 0 | 0 | 0 | 0 | 0 | 0
CT | 0 | 0 | 0 | 0 | 0 | 0
Coal | 83.46 | 74.01 | 74.01 | 62.59 | 74.01 | 67.08
Geo | 0 | 0 | 0 | 0 | 0 | 0
H | 0 | 0 | 0 | 0 | 0 | 0
LFG | 0 | 0 | 0 | 0.01 | 0.01 | 0.01
Nuc | 0 | 0 | 0 | 0 | 0 | 0
PS | 0 | 0 | 0 | 0 | 0 | 0
PV | 0 | 0 | 0 | 0 | 0 | 0
PeakG | 0.1 | 0.08 | 0.04 | 0.02 | 0.09 | 0.17
PeakO | 0 | 0 | 0 | 0 | 0 | 0
ST | 0 | 0 | 0 | 0 | 0 | 0
STOG | 0 | 0 | 0 | 0 | 0 | 0
STWD | 0 | 0 | 0 | 0 | 0 | 0
WT | 0.07 | 0.12 | 0.12 | 0.26 | 0.28 | 0.38
IGCC | 0 | 0 | 0 | 0 | 0 | 0
DemandResponse | 0 | 0 | 0 | 0 | 0 | 0
IGCC-CCS | 0 | 0 | 0 | 0 | 0 | 0
WT_off | 0 | 0 | 0 | 0 | 0 | 0
PseudoUnit | 0 | 0 | 0 | 0 | 0 | 0
FixedInterchange | 0 | 0 | 0 | 0 | 0 | 0
Base VOM Costs by Reporting Type: MISO_IN
ReportingType | 2015 | 2020 | 2025 | 2030 | 2035 | 2040
BM | 0 | 0 | 0 | 0 | 0 | 0
CC | 10.3 | 17.12 | 10.3 | 3.94 | 8.63 | 11.32
CSP | 0 | 0 | 0 | 0 | 0 | 0
CT | 0 | 0 | 0 | 0 | 0 | 0
Coal | 330.9 | 382.26 | 378.96 | 363.24 | 393.27 | 405.41
Geo | 0 | 0 | 0 | 0 | 0 | 0
H | 0 | 0 | 0 | 0 | 0 | 0
LFG | 0 | 0 | 0.01 | 0.01 | 0.01 | 0.01
Nuc | 0 | 0 | 0 | 0 | 0 | 0
PS | 0 | 0 | 0 | 0 | 0 | 0
PV | 0 | 0 | 0.01 | 0.01 | 0.01 | 0.01
PeakG | 0.17 | 0.21 | 0.21 | 0 | 0.22 | 0.72
PeakO | 0 | 0 | 0 | 0 | 0 | 0
ST | 0 | 0 | 0 | 0 | 0 | 0
STOG | 0.13 | 0.25 | 0.25 | 0.13 | 0.25 | 0.25
STWD | 0 | 0 | 0 | 0 | 0 | 0
WT | 0.02 | 0.02 | 0.02 | 0.02 | 0.02 | 0.02
IGCC | 30.43 | 30.43 | 30.43 | 30.43 | 30.43 | 30.43
DemandResponse | 0 | 0 | 0 | 0 | 0 | 0
IGCC-CCS | 0 | 0 | 0 | 0 | 0 | 0
WT_off | 0 | 0 | 0 | 0 | 0 | 0
PseudoUnit | 0 | 0 | 0 | 0 | 0 | 0
FixedInterchange | 0 | 0 | 0 | 0 | 0 | 0
Base VOM Costs by Reporting Type: MISO_MI
ReportingType | 2015 | 2020 | 2025 | 2030 | 2035 | 2040
BM | 0 | 0 | 0 | 0 | 0 | 0
CC | 25.17 | 33.63 | 22.82 | 10.32 | 19.68 | 15.57
CSP | 0 | 0 | 0 | 0 | 0 | 0
CT | 0 | 0 | 0 | 0 | 0 | 0
Coal | 213.81 | 207.43 | 203.87 | 194.89 | 219.11 | 223.06
Geo | 0 | 0 | 0 | 0 | 0 | 0
H | 0 | 0 | 0 | 0 | 0 | 0
LFG | 0.01 | 0.02 | 0.03 | 0.03 | 0.03 | 0.03
Nuc | 34.93 | 34.93 | 34.93 | 34.93 | 20.54 | 20.54
PS | 0 | 0 | 0 | 0 | 0 | 0
PV | 0 | 0 | 0 | 0 | 0 | 0
PeakG | 0.21 | 0.25 | 0.25 | 0.03 | 0.21 | 0.25
PeakO | 0 | 0 | 0 | 0 | 0 | 0
ST | 0 | 0 | 0 | 0 | 0 | 0
STOG | 0.97 | 1.49 | 1.7 | 1.28 | 1.28 | 1.16
STWD | 0.48 | 2.71 | 2.71 | 1.81 | 2.71 | 2.27
WT | 0.06 | 0.06 | 0.06 | 0.06 | 0.06 | 0.07
IGCC | 0 | 0 | 0 | 0 | 0 | 0
DemandResponse | 0 | 0 | 0 | 0 | 0 | 0
IGCC-CCS | 0 | 0 | 0 | 0 | 0 | 0
WT_off | 0 | 0 | 0 | 0.01 | 0.01 | 0.01
PseudoUnit | 0 | 0 | 0 | 0 | 0 | 0
FixedInterchange | 0 | 0 | 0 | 0 | 0 | 0
Base VOM Costs by Reporting Type: MISO_MO-IL
ReportingType | 2015 | 2020 | 2025 | 2030 | 2035 | 2040
BM | 0 | 0 | 0 | 0 | 0 | 0
CC | 6.58 | 11.27 | 5.75 | 2.2 | 3.12 | 2.9
CSP | 0 | 0 | 0 | 0 | 0 | 0
CT | 0 | 0 | 0 | 0 | 0 | 0
Coal | 368.9 | 322.56 | 320.62 | 305.66 | 343.1 | 351.64
Geo | 0 | 0 | 0 | 0 | 0 | 0
H | 0 | 0.02 | 0.02 | 0.02 | 0.02 | 0.02
LFG | 0 | 0 | 0.02 | 0.02 | 0.02 | 0.02
Nuc | 41.29 | 41.29 | 41.29 | 41.29 | 41.29 | 41.29
PS | 0 | 0 | 0 | 0 | 0 | 0
PV | 0 | 0 | 0 | 0 | 0 | 0
PeakG | 2.4 | 1.72 | 1.03 | 0.35 | 0.78 | 2.77
PeakO | 0 | 0 | 0 | 0 | 0 | 0
ST | 0 | 0 | 0 | 0 | 0 | 0
STOG | 0.14 | 0.26 | 0.14 | 0.04 | 0.14 | 0.01
STWD | 0 | 0 | 0 | 0 | 0 | 0
WT | 0.02 | 0.02 | 0.02 | 0.02 | 0.02 | 0.11
IGCC | 0 | 0 | 0 | 0 | 0 | 0
DemandResponse | 0 | 0 | 0 | 0 | 0 | 0
IGCC-CCS | 0 | 0 | 0 | 0 | 0 | 0
WT_off | 0 | 0 | 0 | 0 | 0 | 0
PseudoUnit | 0 | 0 | 0 | 0 | 0 | 0
FixedInterchange | 0 | 0 | 0 | 0 | 0 | 0
Base VOM Costs by Reporting Type: MISO_W
ReportingType | 2015 | 2020 | 2025 | 2030 | 2035 | 2040
BM | 0 | 0 | 0 | 0 | 0 | 0
CC | 23.35 | 24.06 | 13.22 | 4.91 | 7.48 | 7.51
CSP | 0 | 0 | 0 | 0 | 0 | 0
CT | 0 | 0 | 0 | 0 | 0 | 0
Coal | 352.3 | 340.15 | 338.8 | 310.75 | 330.3 | 325.15
Geo | 0 | 0 | 0 | 0 | 0 | 0
H | 0 | 0 | 0 | 0 | 0 | 0
LFG | 0.02 | 0.02 | 0.02 | 0.02 | 0.02 | 0.02
Nuc | 43.67 | 43.67 | 43.67 | 43.67 | 0 | 0
PS | 0 | 0 | 0 | 0 | 0 | 0
PV | 0 | 0 | 0 | 0 | 0 | 0
PeakG | 1.07 | 0.76 | 0.31 | 0.13 | 0.18 | 0.18
PeakO | 0 | 0 | 0 | 0 | 0 | 0
ST | 0 | 0 | 0 | 0 | 0 | 0
STOG | 0.01 | 0 | 0 | 0 | 0 | 0
STWD | 0 | 5.21 | 1.66 | 2.03 | 1.44 | 2.03
WT | 0.32 | 0.32 | 0.46 | 0.96 | 0.96 | 1.04
IGCC | 0 | 0 | 0 | 0 | 0 | 0
DemandResponse | 0 | 0 | 0 | 0 | 0 | 0
IGCC-CCS | 0 | 0 | 0 | 0 | 0 | 0
WT_off | 0 | 0 | 0 | 0 | 0 | 0
PseudoUnit | 0 | 0 | 0 | 0 | 0 | 0
FixedInterchange | 0 | 0 | 0 | 0 | 0 | 0
Base VOM Costs by Reporting Type: MISO_WUMS
ReportingType | 2015 | 2020 | 2025 | 2030 | 2035 | 2040
BM | 0 | 0 | 0 | 0 | 0 | 0
CC | 29.22 | 39.71 | 28.57 | 8.03 | 13.68 | 12.84
CSP | 0 | 0 | 0 | 0 | 0 | 0
CT | 0 | 7.65 | 9.63 | 5.03 | 22.64 | 33.86
Coal | 113.59 | 134.37 | 131.61 | 119.76 | 161.01 | 168.97
Geo | 0 | 0 | 0 | 0 | 0 | 0
H | 0 | 0 | 0 | 0 | 0 | 0
LFG | 0.01 | 0.01 | 0.03 | 0.03 | 0.03 | 0.03
Nuc | 33.6 | 33.6 | 33.6 | 33.6 | 0 | 0
PS | 0 | 0 | 0 | 0 | 0 | 0
PV | 0 | 0 | 0 | 0 | 0 | 0
PeakG | 0.54 | 0.69 | 0.08 | 0 | 0 | 0
PeakO | 0 | 0 | 0 | 0 | 0 | 0
ST | 0 | 0 | 0 | 0 | 0 | 0
STOG | 0.01 | 0 | 0 | 0 | 0 | 0
STWD | 0 | 1.28 | 0.26 | 0.16 | 0.28 | 0.56
WT | 0.05 | 0.05 | 0.05 | 0.05 | 0.05 | 0.05
IGCC | 0 | 0 | 0 | 0 | 0 | 0
DemandResponse | 0 | 0 | 0 | 0 | 0 | 0
IGCC-CCS | 0 | 0 | 0 | 0 | 0 | 0
WT_off | 0 | 0 | 0 | 0 | 0 | 0
PseudoUnit | 0 | 0 | 0 | 0 | 0 | 0
FixedInterchange | 0 | 0 | 0 | 0 | 0 | 0
Base VOM Costs by Reporting Type: Nebraska
ReportingType | 2015 | 2020 | 2025 | 2030 | 2035 | 2040
BM | 0 | 0 | 0 | 0 | 0 | 0
CC | 2.73 | 0.92 | 0.59 | 0.33 | 0.57 | 0.57
CSP | 0 | 0 | 0 | 0 | 0 | 0
CT | 0 | 0 | 0 | 0 | 0 | 0
Coal | 117.38 | 119.05 | 90.9 | 90.71 | 90.35 | 84.67
Geo | 0 | 0 | 0 | 0 | 0 | 0
H | 0 | 0 | 0 | 0 | 0 | 0
LFG | 0 | 0 | 0 | 0.01 | 0.01 | 0.01
Nuc | 23.15 | 23.15 | 23.15 | 23.1 | 0 | 0
PS | 0 | 0 | 0 | 0 | 0 | 0
PV | 0 | 0 | 0 | 0 | 0 | 0
PeakG | 0.32 | 0.02 | 0 | 0 | 0 | 0
PeakO | 0 | 0 | 0 | 0 | 0 | 0
ST | 0 | 0 | 0 | 0 | 0 | 0
STOG | 0 | 0 | 0 | 0 | 0 | 0
STWD | 0 | 0 | 0 | 0 | 0 | 0
WT | 0.01 | 0.61 | 1.59 | 2.46 | 2.65 | 2.65
IGCC | 0 | 0 | 0 | 0 | 0 | 0
DemandResponse | 0 | 0 | 0 | 0 | 0 | 0
IGCC-CCS | 0 | 0 | 0 | 0 | 0 | 0
WT_off | 0 | 0 | 0 | 0 | 0 | 0
PseudoUnit | 0 | 0 | 0 | 0 | 0 | 0
FixedInterchange | 0 | 0 | 0 | 0 | 0 | 0
Base VOM Costs by Reporting Type: NEISO
ReportingType | 2015 | 2020 | 2025 | 2030 | 2035 | 2040
BM | 9.41 | 7.92 | 0.87 | 0 | 0.01 | 0.04
CC | 124.28 | 103.41 | 93.11 | 51.3 | 96.41 | 123.9
CSP | 0 | 0 | 0 | 0 | 0 | 0
CT | 0.03 | 0.11 | 0.03 | 0 | 0 | 0.07
Coal | 0.12 | 0 | 0 | 0 | 0 | 0
Geo | 0 | 0 | 0 | 0 | 0 | 0
H | 0 | 0 | 0 | 0 | 0 | 0
LFG | 0.05 | 0.05 | 0.06 | 0.06 | 0.06 | 0.06
Nuc | 85.9 | 85.9 | 85.9 | 85.9 | 62.06 | 45.84
PS | 0 | 0 | 0 | 0 | 0 | 0
PV | 0 | 0.01 | 0.01 | 0.01 | 0.01 | 0.01
PeakG | 0.27 | 0.32 | 0.29 | 0 | 0 | 0.32
PeakO | 0 | 0 | 0 | 0 | 0 | 0
ST | 0 | 0 | 0 | 0 | 0 | 0
STOG | 0 | 0 | 0 | 0 | 0 | 0
STWD | 10.15 | 10.15 | 4.41 | 2.83 | 2.73 | 3.12
WT | 0.01 | 0.01 | 0.01 | 0.01 | 0.01 | 0.01
IGCC | 0 | 0 | 0 | 0 | 0 | 0
DemandResponse | 0 | 0 | 0 | 0 | 0 | 0
IGCC-CCS | 0 | 0 | 0 | 0 | 0 | 0
WT_off | 0.02 | 0.07 | 0.14 | 0.25 | 0.23 | 0.18
PseudoUnit | 0 | 0 | 0 | 0 | 0 | 0
FixedInterchange | 0 | 0 | 0 | 0 | 0 | 0
Base VOM Costs by Reporting Type: NonRTO_Midwest
ReportingType | 2015 | 2020 | 2025 | 2030 | 2035 | 2040
BM | 0 | 0 | 0 | 0 | 0 | 0
CC | 0 | 5.26 | 5.26 | 4.64 | 4.21 | 6.66
CSP | 0 | 0 | 0 | 0 | 0 | 0
CT | 0 | 0 | 0 | 0 | 0 | 0
Coal | 218.82 | 247.52 | 249.97 | 251.17 | 260.02 | 262.58
Geo | 0 | 0 | 0 | 0 | 0 | 0
H | 0 | 0 | 0.04 | 0.04 | 0.04 | 0.04
LFG | 0 | 0 | 0.01 | 0.01 | 0.01 | 0.01
Nuc | 0 | 0 | 0 | 0 | 0 | 0
PS | 0 | 0 | 0 | 0 | 0 | 0
PV | 0 | 0 | 0 | 0 | 0 | 0
PeakG | 1.46 | 1.69 | 2.54 | 0.76 | 1.99 | 2.03
PeakO | 0 | 0 | 0 | 0 | 0 | 0
ST | 0 | 0 | 0 | 0 | 0 | 0
STOG | 0 | 0 | 0 | 0 | 0 | 0
STWD | 0 | 0 | 0 | 0 | 0 | 0
WT | 0 | 0 | 0 | 0 | 0 | 0
IGCC | 0 | 0 | 0 | 0 | 0 | 0
DemandResponse | 0 | 0 | 0 | 0 | 0 | 0
IGCC-CCS | 0 | 0 | 0 | 0 | 0 | 0
WT_off | 0 | 0 | 0 | 0 | 0 | 0
PseudoUnit | 0 | 0 | 0 | 0 | 0 | 0
FixedInterchange | 0 | 0 | 0 | 0 | 0 | 0
Base VOM Costs by Reporting Type: NYISO_A-F
ReportingType | 2015 | 2020 | 2025 | 2030 | 2035 | 2040
BM | 0 | 0 | 0 | 0 | 0 | 0
CC | 25.05 | 25.55 | 23.43 | 20.87 | 34.84 | 38.22
CSP | 0 | 0 | 0 | 0 | 0 | 0
CT | 0 | 0 | 0 | 0 | 0 | 0
Coal | 0 | 0 | 0 | 0 | 0 | 0
Geo | 0 | 0 | 0 | 0 | 0 | 0
H | 0 | 0 | 0 | 0 | 0 | 0
LFG | 0.02 | 0.02 | 0.02 | 0.02 | 0.02 | 0.02
Nuc | 62.23 | 62.23 | 62.23 | 50.74 | 40 | 24.24
PS | 0 | 0 | 0 | 0 | 0 | 0
PV | 0 | 0 | 0 | 0 | 0 | 0
PeakG | 0.02 | 0 | 0 | 0 | 0 | 0.05
PeakO | 0 | 0 | 0 | 0 | 0 | 0
ST | 0 | 0 | 0 | 0 | 0 | 0
STOG | 0 | 0 | 0 | 0 | 0 | 0
STWD | 0 | 0.02 | 0.01 | 0.1 | 0.53 | 0.53
WT | 0.11 | 0.13 | 0.13 | 0.13 | 0.13 | 0.13
IGCC | 0 | 0 | 0 | 0 | 0 | 0
DemandResponse | 0 | 0 | 0 | 0 | 0 | 0
IGCC-CCS | 0 | 0 | 0 | 0 | 0 | 0
WT_off | 0 | 0 | 0 | 0 | 0 | 0
PseudoUnit | 0 | 0 | 0 | 0 | 0 | 0
FixedInterchange | 0 | 0 | 0 | 0 | 0 | 0
Base VOM Costs by Reporting Type: NYISO_G-I
ReportingType | 2015 | 2020 | 2025 | 2030 | 2035 | 2040
BM | 0 | 0 | 0 | 0 | 0 | 0
CC | 14.09 | 14.04 | 13.61 | 6.64 | 20.67 | 102.78
CSP | 0 | 0 | 0 | 0 | 0 | 0
CT | 0 | 0 | 0 | 0 | 0 | 0
Coal | 0 | 0 | 0 | 0 | 0 | 0
Geo | 0 | 0 | 0 | 0 | 0 | 0
H | 0 | 0 | 0 | 0 | 0 | 0
LFG | 0.01 | 0.01 | 0.01 | 0.01 | 0.01 | 0.01
Nuc | 37.82 | 37.82 | 37.82 | 37.82 | 18.96 | 0.01
PS | 0 | 0 | 0 | 0 | 0 | 0
PV | 0 | 0 | 0 | 0 | 0 | 0
PeakG | 0 | 0 | 0 | 0 | 0 | 0
PeakO | 0 | 0 | 0 | 0 | 0 | 0
ST | 0 | 0 | 0 | 0 | 0 | 0
STOG | 0 | 0 | 0 | 0 | 0 | 0
STWD | 0 | 0 | 0 | 0 | 0 | 0
WT | 0 | 0 | 0 | 0 | 0 | 0
IGCC | 0 | 0 | 0 | 0 | 0 | 0
DemandResponse | 0 | 0 | 0 | 0 | 0 | 0
IGCC-CCS | 0 | 0 | 0 | 0 | 0 | 0
WT_off | 0 | 0 | 0 | 0 | 0 | 0
PseudoUnit | 0 | 0 | 0 | 0 | 0 | 0
FixedInterchange | 0 | 0 | 0 | 0 | 0 | 0
Base VOM Costs by Reporting Type: NYISO_J-K
ReportingType | 2015 | 2020 | 2025 | 2030 | 2035 | 2040
BM | 0 | 0 | 0 | 0 | 0 | 0
CC | 67.21 | 74.42 | 64.65 | 53.73 | 78.41 | 78.75
CSP | 0 | 0 | 0 | 0 | 0 | 0
CT | 0 | 0 | 0 | 0 | 1.96 | 3.51
Coal | 0 | 0 | 0 | 0 | 0 | 0
Geo | 0 | 0 | 0 | 0 | 0 | 0
H | 0 | 0 | 0 | 0 | 0 | 0
LFG | 0.01 | 0.01 | 0.01 | 0.02 | 0.02 | 0.02
Nuc | 0 | 0 | 0 | 0 | 0 | 0
PS | 0 | 0 | 0 | 0 | 0 | 0
PV | 0 | 0 | 0 | 0 | 0 | 0
PeakG | 0.44 | 1.49 | 1.34 | 0.93 | 3.52 | 2.65
PeakO | 0 | 0 | 0 | 0 | 0 | 0
ST | 0 | 0 | 0 | 0 | 0 | 0
STOG | 1.58 | 2.39 | 2.89 | 2.43 | 3.96 | 3.72
STWD | 0 | 0 | 0 | 0 | 0 | 0
WT | 0 | 0 | 0 | 0 | 0 | 0
IGCC | 0 | 0 | 0 | 0 | 0 | 0
DemandResponse | 0 | 0 | 0 | 0 | 0 | 0
IGCC-CCS | 0 | 0 | 0 | 0 | 0 | 0
WT_off | 0 | 0.04 | 0.09 | 0.17 | 0.17 | 0.13
PseudoUnit | 0 | 0 | 0 | 0 | 0 | 0
FixedInterchange | 0 | 0 | 0 | 0 | 0 | 0
Base VOM Costs by Reporting Type: PJM_E
ReportingType | 2015 | 2020 | 2025 | 2030 | 2035 | 2040
BM | 0.03 | 1.12 | 1.12 | 0.06 | 0.12 | 0.83
CC | 83.65 | 135.49 | 139.08 | 91.78 | 153.49 | 148.01
CSP | 0 | 0 | 0 | 0 | 0 | 0
CT | 0 | 0.01 | 0.01 | 0.05 | 3.08 | 0.83
Coal | 1.46 | 0.74 | 0.74 | 0.64 | 0.88 | 0.88
Geo | 0 | 0 | 0 | 0 | 0 | 0
H | 0 | 0 | 0 | 0 | 0 | 0
LFG | 0.04 | 0.05 | 0.05 | 0.05 | 0.05 | 0.05
Nuc | 157.37 | 146 | 146 | 146 | 104.88 | 83.17
PS | 0 | 0 | 0 | 0 | 0 | 0
PV | 0 | 0 | 0 | 0 | 0 | 0
PeakG | 0.19 | 0.67 | 4 | 4 | 7.81 | 2.84
PeakO | 0 | 0 | 0 | 0 | 0 | 0
ST | 0 | 0 | 0 | 0 | 0 | 0
STOG | 0.59 | 1.13 | 2.22 | 2.13 | 2.22 | 1.6
STWD | 0 | 0 | 0 | 0 | 0 | 0
WT | 0.02 | 0.02 | 0.02 | 0.02 | 0.02 | 0.02
IGCC | 0 | 0 | 0 | 0 | 0 | 0
DemandResponse | 0 | 0 | 0 | 0 | 0 | 0
IGCC-CCS | 0 | 0 | 0 | 0 | 0 | 0
WT_off | 0 | 0.05 | 0.11 | 0.22 | 0.22 | 0.22
PseudoUnit | 0 | 0 | 0 | 0 | 0 | 0
FixedInterchange | 0 | 0 | 0 | 0 | 0 | 0
Base VOM Costs by Reporting Type: PJM_ROM
ReportingType | 2015 | 2020 | 2025 | 2030 | 2035 | 2040
BM | 0.02 | 0.67 | 0.67 | 0.04 | 0.07 | 0.5
CC | 49.4 | 68.33 | 65.76 | 48.33 | 77.2 | 436.89
CSP | 0 | 0 | 0 | 0 | 0 | 0
CT | 0 | 0.01 | 0.03 | 0.03 | 0.06 | 0.02
Coal | 191.79 | 231.45 | 237.71 | 227.41 | 243.44 | 243.44
Geo | 0 | 0 | 0 | 0 | 0 | 0
H | 0 | 0.03 | 0.03 | 0.03 | 0.03 | 0.03
LFG | 0.03 | 0.05 | 0.05 | 0.05 | 0.05 | 0.05
Nuc | 93.13 | 93.13 | 93.13 | 93.13 | 61.1 | 44.47
PS | 0 | 0 | 0 | 0 | 0 | 0
PV | 0 | 0.03 | 0.04 | 0.05 | 0.05 | 0.05
PeakG | 0 | 0.4 | 0.4 | 0.12 | 2.42 | 1.06
PeakO | 0 | 0 | 0 | 0 | 0 | 0
ST | 0 | 0 | 0 | 0 | 0 | 0
STOG | 1.64 | 3.21 | 3.21 | 3.21 | 3.21 | 5.55
STWD | 0.86 | 1.16 | 1.16 | 1.16 | 0.98 | 1.16
WT | 0.03 | 0.05 | 0.05 | 0.05 | 0.05 | 0.05
IGCC | 0 | 0 | 0 | 0 | 0 | 0
DemandResponse | 0 | 0 | 0 | 0 | 0 | 0
IGCC-CCS | 0 | 0 | 0 | 0 | 0 | 0
WT_off | 0 | 0 | 0 | 0 | 0 | 0
PseudoUnit | 0 | 0 | 0 | 0 | 0 | 0
FixedInterchange | 0 | 0 | 0 | 0 | 0 | 0
Base VOM Costs by Reporting Type: PJM_ROR
ReportingType | 2015 | 2020 | 2025 | 2030 | 2035 | 2040
BM | 0 | 14.36 | 14.36 | 0.81 | 1.49 | 2.23
CC | 182.84 | 187.33 | 170.33 | 115.51 | 325.87 | 255.02
CSP | 0 | 0 | 0 | 0 | 0 | 0
CT | 0.06 | 0.06 | 0.06 | 0.06 | 3.91 | 7.61
Coal | 1337.05 | 1129.08 | 1132.08 | 1131.68 | 1137.41 | 1148.84
Geo | 0 | 0 | 0 | 0 | 0 | 0
H | 0 | 0.03 | 0.03 | 0.03 | 0.03 | 0.03
LFG | 0.05 | 0.07 | 0.09 | 0.09 | 0.09 | 0.09
Nuc | 370.54 | 370.54 | 370.54 | 354.51 | 275.46 | 185.16
PS | 0 | 0 | 0 | 0 | 0 | 0
PV | 0 | 0 | 0 | 0 | 0 | 0
PeakG | 10.97 | 12.93 | 12.44 | 11.43 | 10.62 | 11.3
PeakO | 0 | 0 | 0 | 0 | 0 | 0
ST | 0 | 0 | 0 | 0 | 0 | 0
STOG | 1.9 | 2.01 | 2.01 | 1.9 | 1.9 | 1.9
STWD | 0.19 | 3.23 | 3.23 | 1.65 | 1.45 | 3.23
WT | 0.31 | 0.31 | 0.31 | 0.31 | 0.31 | 0.31
IGCC | 0 | 0 | 0 | 0 | 0 | 0
DemandResponse | 0 | 0 | 0 | 0 | 0 | 0
IGCC-CCS | 0 | 0 | 0 | 0 | 0 | 0
WT_off | 0 | 0.01 | 0.04 | 0.08 | 0.08 | 0.08
PseudoUnit | 0 | 0 | 0 | 0 | 0 | 0
FixedInterchange | 0 | 0 | 0 | 0 | 0 | 0
Base VOM Costs by Reporting Type: SOCO
ReportingType | 2015 | 2020 | 2025 | 2030 | 2035 | 2040
BM | 0 | 0.19 | 0.19 | 0.44 | 0.29 | 1.29
CC | 319.91 | 320.49 | 309.56 | 270.47 | 269.86 | 233.44
CSP | 0 | 0 | 0 | 0 | 0 | 0
CT | 0 | 0 | 0 | 0 | 0 | 0
Coal | 360.39 | 405.57 | 449.41 | 470.94 | 482.05 | 729.65
Geo | 0 | 0 | 0 | 0 | 0 | 0
H | 0 | 0 | 0 | 0 | 0 | 0
LFG | 0 | 0 | 0.01 | 0.01 | 0.01 | 0.01
Nuc | 108.01 | 143 | 143 | 143 | 143 | 94.09
PS | 0 | 0 | 0 | 0 | 0 | 0
PV | 0 | 0 | 0 | 0 | 0 | 0
PeakG | 5.86 | 9.43 | 13.65 | 10.38 | 14.54 | 13.84
PeakO | 0 | 0 | 0 | 0 | 0 | 0
ST | 0 | 0 | 0 | 0 | 0 | 0
STOG | 0 | 0 | 0 | 0 | 0 | 0
STWD | 0 | 1.64 | 1.64 | 5.6 | 5.6 | 9.31
WT | 0 | 0 | 0 | 0 | 0 | 0
IGCC | 0 | 0 | 0 | 0 | 0 | 0
DemandResponse | 0 | 0 | 0 | 0 | 0 | 0
IGCC-CCS | 0 | 0 | 0 | 0 | 0 | 0
WT_off | 0 | 0 | 0 | 0 | 0 | 0
PseudoUnit | 0 | 0 | 0 | 0 | 0 | 0
FixedInterchange | 0 | 0 | 0 | 0 | 0 | 0
Base VOM Costs by Reporting Type: SPP_N
ReportingType | 2015 | 2020 | 2025 | 2030 | 2035 | 2040
BM | 0 | 0 | 0 | 0 | 0 | 0
CC | 18.61 | 4.9 | 2.27 | 1.31 | 2.27 | 2.27
CSP | 0 | 0 | 0 | 0 | 0 | 0
CT | 0 | 0 | 0 | 0 | 0 | 0
Coal | 226.74 | 223.4 | 195.54 | 159.17 | 159.26 | 149.9
Geo | 0 | 0 | 0 | 0 | 0 | 0
H | 0 | 0 | 0 | 0 | 0 | 0
LFG | 0 | 0 | 0 | 0.01 | 0.01 | 0.01
Nuc | 21.45 | 21.45 | 21.45 | 21.45 | 21.45 | 21.45
PS | 0 | 0 | 0 | 0 | 0 | 0
PV | 0 | 0 | 0 | 0 | 0 | 0
PeakG | 0 | 0 | 0 | 0 | 0 | 0
PeakO | 0 | 0 | 0 | 0 | 0 | 0
ST | 0 | 0 | 0 | 0 | 0 | 0
STOG | 0.77 | 0.37 | 0 | 0 | 0 | 0
STWD | 0 | 0 | 0 | 0 | 0 | 0
WT | 0.05 | 0.05 | 0.05 | 0.45 | 0.62 | 0.75
IGCC | 0 | 0 | 0 | 0 | 0 | 0
DemandResponse | 0 | 0 | 0 | 0 | 0 | 0
IGCC-CCS | 0 | 0 | 0 | 0 | 0 | 0
WT_off | 0 | 0 | 0 | 0 | 0 | 0
PseudoUnit | 0 | 0 | 0 | 0 | 0 | 0
FixedInterchange | 0 | 0 | 0 | 0 | 0 | 0
Base VOM Costs by Reporting Type: SPP_S
ReportingType | 2015 | 2020 | 2025 | 2030 | 2035 | 2040
BM | 0 | 0 | 0 | 0 | 0 | 0
CC | 108.25 | 63.04 | 25.03 | 14.8 | 18.27 | 19.34
CSP | 0 | 0 | 0 | 0 | 0 | 0
CT | 0.03 | 0 | 0 | 0 | 0 | 0
Coal | 353.44 | 302.32 | 137 | 87.09 | 111.22 | 112.75
Geo | 0 | 0 | 0 | 0 | 0 | 0
H | 0 | 0 | 0 | 0 | 0 | 0
LFG | 0 | 0 | 0 | 0.01 | 0.01 | 0.01
Nuc | 0 | 0 | 0 | 0 | 0 | 0
PS | 0 | 0 | 0 | 0 | 0 | 0
PV | 0 | 0 | 0 | 0 | 0 | 0
PeakG | 0 | 0 | 0 | 0 | 0 | 0
PeakO | 0 | 0 | 0 | 0 | 0 | 0
ST | 0 | 0 | 0 | 0 | 0 | 0
STOG | 7.54 | 7.58 | 2.83 | 0.34 | 2.3 | 3.35
STWD | 0 | 0.13 | 0.07 | 0.07 | 0.07 | 0.13
WT | 0.11 | 0.4 | 1.59 | 2 | 2.07 | 2.11
IGCC | 0 | 0 | 0 | 0 | 0 | 0
DemandResponse | 0 | 0 | 0 | 0 | 0 | 0
IGCC-CCS | 0 | 0 | 0 | 0 | 0 | 0
WT_off | 0 | 0 | 0 | 0 | 0 | 0
PseudoUnit | 0 | 0 | 0 | 0 | 0 | 0
FixedInterchange | 0 | 0 | 0 | 0 | 0 | 0
Base VOM Costs by Reporting Type: TVA
ReportingType | 2015 | 2020 | 2025 | 2030 | 2035 | 2040
BM | 0 | 0 | 0 | 0 | 0 | 0
CC | 56.04 | 60.31 | 64.35 | 78.62 | 79.97 | 68.36
CSP | 0 | 0 | 0 | 0 | 0 | 0
CT | 0 | 2.51 | 2.56 | 4.63 | 4.64 | 4.64
Coal | 321.33 | 329.35 | 332.55 | 332.55 | 354.53 | 383.05
Geo | 0 | 0 | 0 | 0 | 0 | 0
H | 0 | 0 | 0 | 0 | 0 | 0
LFG | 0 | 0 | 0.01 | 0.01 | 0.01 | 0.01
Nuc | 152.12 | 152.12 | 152.12 | 152.12 | 105.66 | 82.02
PS | 0 | 0 | 0 | 0 | 0 | 0
PV | 0 | 0 | 0 | 0 | 0 | 0
PeakG | 0 | 0 | 0 | 0 | 0 | 0
PeakO | 0 | 0 | 0 | 0 | 0 | 0
ST | 0 | 0 | 0 | 0 | 0 | 0
STOG | 0 | 0 | 0 | 0 | 0 | 0
STWD | 0 | 0.01 | 0.01 | 0.07 | 0.05 | 0.06
WT | 0 | 0 | 0 | 0 | 0 | 0
IGCC | 0 | 0 | 0 | 0 | 0 | 0
DemandResponse | 0 | 0 | 0 | 0 | 0 | 0
IGCC-CCS | 0 | 0 | 0 | 0 | 0 | 0
WT_off | 0 | 0 | 0 | 0 | 0 | 0
PseudoUnit | 0 | 0 | 0 | 0 | 0 | 0
FixedInterchange | 0 | 0 | 0 | 0 | 0 | 0
Base VOM Costs by Reporting Type: TVA_Transmission
ReportingType | 2015 | 2020 | 2025 | 2030 | 2035 | 2040
BM | 0 | 0 | 0 | 0 | 0 | 0
CC | 0 | 0 | 0 | 0 | 0 | 0
CSP | 0 | 0 | 0 | 0 | 0 | 0
CT | 0 | 0 | 0 | 0 | 0 | 0
Coal | 0 | 0 | 0 | 0 | 0 | 0
Geo | 0 | 0 | 0 | 0 | 0 | 0
H | 0 | 0 | 0 | 0 | 0 | 0
LFG | 0 | 0 | 0 | 0 | 0 | 0
Nuc | 0 | 0 | 0 | 0 | 0 | 0
PS | 0 | 0 | 0 | 0 | 0 | 0
PV | 0 | 0 | 0 | 0 | 0 | 0
PeakG | 0 | 0 | 0 | 0 | 0 | 0
PeakO | 0 | 0 | 0 | 0 | 0 | 0
ST | 0 | 0 | 0 | 0 | 0 | 0
STOG | 0 | 0 | 0 | 0 | 0 | 0
STWD | 0 | 0 | 0 | 0 | 0 | 0
WT | 0 | 0 | 0 | 0 | 0 | 0
IGCC | 0 | 0 | 0 | 0 | 0 | 0
DemandResponse | 0 | 0 | 0 | 0 | 0 | 0
IGCC-CCS | 0 | 0 | 0 | 0 | 0 | 0
WT_off | 0 | 0 | 0 | 0 | 0 | 0
PseudoUnit | 0 | 0 | 0 | 0 | 0 | 0
FixedInterchange | 0 | 0 | 0 | 0 | 0 | 0
Base VOM Costs by Reporting Type: VACAR
ReportingType | 2015 | 2020 | 2025 | 2030 | 2035 | 2040
BM | 0.03 | 1.39 | 13.63 | 1.7 | 6.35 | 11.98
CC | 160.83 | 223.4 | 189.02 | 147.55 | 275.67 | 372.44
CSP | 0 | 0 | 0 | 0 | 0 | 0
CT | 0.42 | 0.71 | 1.18 | 2.38 | 3.32 | 4.12
Coal | 322.57 | 341.59 | 389.73 | 416.57 | 465.13 | 478.04
Geo | 0 | 0 | 0 | 0 | 0 | 0
H | 0 | 0 | 0 | 0 | 0 | 0
LFG | 0.01 | 0.01 | 0.01 | 0.01 | 0.01 | 0.01
Nuc | 211.36 | 248.42 | 248.42 | 248.42 | 188.36 | 154
PS | 0 | 0 | 0 | 0 | 0 | 0
PV | 0 | 0 | 0 | 0 | 0 | 0
PeakG | 0.46 | 0.72 | 1.95 | 1.8 | 1.83 | 1.74
PeakO | 0 | 0 | 0 | 0 | 0 | 0
ST | 0 | 0 | 0 | 0 | 0 | 0
STOG | 0 | 0 | 0 | 0 | 0 | 0
STWD | 4.67 | 4.67 | 4.67 | 3.36 | 4.67 | 4.67
WT | 0 | 0.08 | 0.08 | 0.08 | 0.08 | 0.08
IGCC | 0 | 0 | 0 | 0 | 0 | 0
DemandResponse | 0 | 0 | 0 | 0 | 0 | 0
IGCC-CCS | 0 | 0 | 0 | 0 | 0 | 0
WT_off | 0 | 0.02 | 0.04 | 0.07 | 0.07 | 0.07
PseudoUnit | 0 | 0 | 0 | 0 | 0 | 0
FixedInterchange | 0 | 0 | 0 | 0 | 0 | 0
Base VOM Costs by Reporting Type: IESO
ReportingType | 2015 | 2020 | 2025 | 2030 | 2035 | 2040
BM | 0 | 0 | 0 | 0 | 0 | 0
CC | 4.09 | 2.15 | 1.76 | 1.82 | 23.12 | 66.69
CSP | 0 | 0 | 0 | 0 | 0 | 0
CT | 0 | 0 | 0 | 0 | 0 | 0.43
Coal | 0 | 0 | 0 | 0 | 0 | 0
Geo | 0 | 0 | 0 | 0 | 0 | 0
H | 0 | 0 | 0 | 0 | 0 | 0.02
LFG | 0.01 | 0.01 | 0.01 | 0.01 | 0.01 | 0.01
Nuc | 240.73 | 240.73 | 240.73 | 240.73 | 221.68 | 193.2
PS | 0 | 0 | 0 | 0 | 0 | 0
PV | 0 | 0 | 0 | 0 | 0 | 0
PeakG | 0 | 0 | 0 | 0 | 0 | 0.01
PeakO | 0 | 0 | 0 | 0 | 0 | 0
ST | 0 | 0 | 0 | 0 | 0 | 0
STOG | 0 | 0 | 0 | 0 | 0 | 0
STWD | 0 | 0 | 0 | 0 | 0 | 0
WT | 0.09 | 0.09 | 0.09 | 0.09 | 0.04 | 0.04
IGCC | 0 | 0 | 0 | 0 | 0 | 0
DemandResponse | 0 | 0 | 0 | 0 | 0 | 0
IGCC-CCS | 0 | 0 | 0 | 0 | 0 | 0
WT_off | 0 | 0 | 0 | 0 | 0 | 0
PseudoUnit | 0 | 0 | 0 | 0 | 0 | 0
FixedInterchange | 0 | 0 | 0 | 0 | 0 | 0
Base VOM Costs by Reporting Type: MAPP_CA
ReportingType | 2015 | 2020 | 2025 | 2030 | 2035 | 2040
BM | 0 | 0 | 0 | 0 | 0 | 0
CC | 8.33 | 5.57 | 1.33 | 0 | 0 | 0.18
CSP | 0 | 0 | 0 | 0 | 0 | 0
CT | 0 | 0 | 0 | 0 | 0 | 0
Coal | 1.27 | 2.92 | 0.06 | 0 | 0 | 0
Geo | 0 | 0 | 0 | 0 | 0 | 0
H | 0 | 0.05 | 0.15 | 0.32 | 0.32 | 0.32
LFG | 0 | 0 | 0 | 0 | 0 | 0
Nuc | 0 | 0 | 0 | 0 | 0 | 0
PS | 0 | 0 | 0 | 0 | 0 | 0
PV | 0 | 0 | 0 | 0 | 0 | 0
PeakG | 0 | 0 | 0 | 0 | 0 | 0
PeakO | 0 | 0 | 0 | 0 | 0 | 0
ST | 0 | 0 | 0 | 0 | 0 | 0
STOG | 0 | 0 | 0 | 0 | 0 | 0
STWD | 0 | 0 | 0 | 0 | 0 | 0
WT | 0.02 | 0.02 | 0.02 | 0.02 | 0.02 | 0.02
IGCC | 0 | 0 | 0 | 0 | 0 | 0
DemandResponse | 0 | 0 | 0 | 0 | 0 | 0
IGCC-CCS | 0 | 0 | 0 | 0 | 0 | 0
WT_off | 0 | 0 | 0 | 0 | 0 | 0
PseudoUnit | 0 | 0 | 0 | 0 | 0 | 0
FixedInterchange | 0 | 0 | 0 | 0 | 0 | 0
Base VOM Costs by Reporting Type: AZ_NM_SNV_Coal
ReportingType | 2015 | 2020 | 2025 | 2030 | 2035 | 2040
BM | 0 | 0 | 0 | 0 | 0 | 0
CC | 0 | 0 | 0 | 0 | 0 | 0
CSP | 0 | 0 | 0 | 0 | 0 | 0
CT | 0 | 0 | 0 | 0 | 0 | 0
Coal | 294.02 | 324.69 | 324.69 | 324.69 | 390.36 | 691.06
Geo | 0 | 0 | 0 | 0 | 0 | 0
H | 0 | 0 | 0 | 0 | 0 | 0
LFG | 0 | 0 | 0 | 0 | 0 | 0
Nuc | 0 | 0 | 0 | 0 | 0 | 0
PS | 0 | 0 | 0 | 0 | 0 | 0
PV | 0 | 0 | 0 | 0 | 0 | 0
PeakG | 0 | 0 | 0 | 0 | 0 | 0
PeakO | 0 | 0 | 0 | 0 | 0 | 0
ST | 0 | 0 | 0 | 0 | 0 | 0
STOG | 0 | 0 | 0 | 0 | 0 | 0
STWD | 0 | 0 | 0 | 0 | 0 | 0
WT | 0 | 0 | 0 | 0 | 0 | 0
IGCC | 0 | 0 | 0 | 0 | 0 | 0
DemandResponse | 0 | 0 | 0 | 0 | 0 | 0
IGCC-CCS | 0 | 0 | 0 | 0 | 0 | 0
WT_off | 0 | 0 | 0 | 0 | 0 | 0
PseudoUnit | 0 | 0 | 0 | 0 | 0 | 0
FixedInterchange | 0 | 0 | 0 | 0 | 0 | 0
Base VOM Costs by Reporting Type: AZ_NM_SNV_Gas
ReportingType | 2015 | 2020 | 2025 | 2030 | 2035 | 2040
BM | 0 | 0 | 0 | 0 | 0 | 0
CC | 254.16 | 309.02 | 307.79 | 409.12 | 408.88 | 378.21
CSP | 0 | 0 | 0 | 0 | 0 | 0
CT | 0 | 0 | 1.43 | 2.78 | 0 | 0
Coal | 0 | 0 | 0 | 0 | 0 | 0
Geo | 0 | 0 | 0 | 0 | 0 | 0
H | 0 | 0 | 0 | 0 | 0 | 0
LFG | 0 | 0 | 0 | 0 | 0 | 0
Nuc | 0 | 0 | 0 | 0 | 0 | 0
PS | 0 | 0 | 0 | 0 | 0 | 0
PV | 0 | 0 | 0 | 0 | 0 | 0
PeakG | 0 | 0 | 2.12 | 3.6 | 4.24 | 0
PeakO | 0 | 0 | 0 | 0 | 0 | 0
ST | 0 | 0 | 0 | 0 | 0 | 0
STOG | 0 | 0 | 0 | 0 | 0 | 0
STWD | 0 | 0 | 0 | 0 | 0 | 0
WT | 0 | 0 | 0 | 0 | 0 | 0
IGCC | 0 | 0 | 0 | 0 | 0 | 0
DemandResponse | 0 | 0 | 0 | 0 | 0 | 0
IGCC-CCS | 0 | 0 | 0 | 0 | 0 | 0
WT_off | 0 | 0 | 0 | 0 | 0 | 0
PseudoUnit | 0 | 0 | 0 | 0 | 0 | 0
FixedInterchange | 0 | 0 | 0 | 0 | 0 | 0
Base VOM Costs by Reporting Type: AZ_NM_SNV_NucRenew
ReportingType | 2015 | 2020 | 2025 | 2030 | 2035 | 2040
BM | 0 | 0 | 0 | 0 | 0 | 0
CC | 0 | 0 | 0 | 0 | 0 | 0
CSP | 0 | 0 | 0 | 0 | 0 | 0
CT | 0 | 0 | 0 | 0 | 0 | 0
Coal | 0 | 0 | 0 | 0 | 0 | 0
Geo | 0 | 0 | 116.31 | 116.31 | 116.31 | 116.31
H | 0 | 0 | 0 | 0 | 0 | 0
LFG | 0 | 0 | 0.01 | 0.01 | 0.01 | 0.01
Nuc | 71.66 | 71.66 | 71.66 | 71.66 | 71.66 | 71.66
PS | 0 | 0 | 0 | 0 | 0 | 0
PV | 0 | 0 | 0 | 0 | 0 | 0
PeakG | 0 | 0 | 0 | 0 | 0 | 0
PeakO | 0 | 0 | 0 | 0 | 0 | 0
ST | 0.01 | 0.03 | 0.04 | 0.04 | 0.04 | 0.04
STOG | 0 | 0 | 0 | 0 | 0 | 0
STWD | 0.43 | 0.43 | 0.43 | 0.43 | 0.43 | 0.43
WT | 0.02 | 0.02 | 0.03 | 0.04 | 0.04 | 0.04
IGCC | 0 | 0 | 0 | 0 | 0 | 0
DemandResponse | 0 | 0 | 0 | 0 | 0 | 0
IGCC-CCS | 0 | 0 | 0 | 0 | 0 | 0
WT_off | 0 | 0 | 0 | 0 | 0 | 0
PseudoUnit | 0 | 0 | 0 | 0 | 0 | 0
FixedInterchange | 0 | 0 | 0 | 0 | 0 | 0
Base VOM Costs by Reporting Type: ERCOT
ReportingType | 2015 | 2020 | 2025 | 2030 | 2035 | 2040
BM | 0 | 0.77 | 0.49 | 68.87 | 71.26 | 75.61
CC | 338.5 | 295.12 | 238.6 | 195.46 | 220.22 | 266.7
CSP | 0 | 0 | 0 | 0 | 0 | 0
CT | 0 | 0 | 0 | 0 | 0 | 0
Coal | 469.55 | 548.64 | 573.69 | 574.55 | 581.35 | 586.04
Geo | 0 | 0 | 0 | 0 | 0 | 0
H | 0 | 0 | 0 | 0.02 | 0.02 | 0.02
LFG | 0.01 | 0.01 | 0.04 | 0.04 | 0.04 | 0.04
Nuc | 94.14 | 94.14 | 94.14 | 94.14 | 94.14 | 94.14
PS | 0 | 0 | 0 | 0 | 0 | 0
PV | 0 | 0 | 0 | 0 | 0 | 0
PeakG | 0 | 0 | 0 | 0 | 0 | 0
PeakO | 0 | 0 | 0 | 0 | 0 | 0
ST | 0 | 0 | 0 | 0 | 0 | 0
STOG | 11.58 | 12.27 | 11.81 | 10.31 | 9.87 | 8.79
STWD | 0 | 0 | 0 | 0 | 0 | 0
WT | 0.32 | 0.58 | 0.87 | 1.05 | 1.08 | 1.12
IGCC | 0 | 0 | 0 | 0 | 0 | 0
DemandResponse | 0 | 0 | 0 | 0 | 0 | 0
IGCC-CCS | 0 | 0 | 0 | 0 | 0 | 0
WT_off | 0 | 0 | 0 | 0 | 0 | 0
PseudoUnit | 0 | 0 | 0 | 0 | 0 | 0
FixedInterchange | 0 | 0 | 0 | 0 | 0 | 0
Base VOM Costs by Reporting Type: NP15
ReportingType | 2015 | 2020 | 2025 | 2030 | 2035 | 2040
BM | 0 | 0 | 0 | 0 | 0 | 0
CC | 91.84 | 95 | 74.38 | 58.82 | 37.27 | 14.37
CSP | 0 | 0 | 0 | 0 | 0 | 0
CT | 0 | 0 | 0 | 0 | 0 | 0
Coal | 0.81 | 0 | 0 | 0 | 0 | 0
Geo | 0.11 | 13.44 | 48.23 | 48.23 | 48.23 | 48.23
H | 0 | 0 | 0 | 0 | 0 | 0
LFG | 0.01 | 0.06 | 0.06 | 0.06 | 0.06 | 0.06
Nuc | 42.53 | 42.53 | 42.53 | 42.53 | 42.53 | 42.53
PS | 0 | 0 | 0 | 0 | 0 | 0
PV | 0 | 0 | 0 | 0 | 0 | 0
PeakG | 0 | 0 | 0 | 0 | 0 | 0.04
PeakO | 0 | 0 | 0 | 0 | 0 | 0
ST | 0 | 0 | 0 | 0 | 0 | 0
STOG | 0.31 | 0.41 | 0.17 | 0.34 | 0.21 | 0.38
STWD | 7.35 | 7.35 | 7.35 | 7.35 | 7.35 | 7.35
WT | 0.04 | 0.04 | 0.29 | 0.36 | 0.36 | 0.36
IGCC | 0 | 0 | 0 | 0 | 0 | 0
DemandResponse | 0 | 0 | 0 | 0 | 0 | 0
IGCC-CCS | 0 | 0 | 0 | 0 | 0 | 0
WT_off | 0 | 0 | 0 | 0 | 0 | 0
PseudoUnit | 0 | 0 | 0 | 0 | 0 | 0
FixedInterchange | 0 | 0 | 0 | 0 | 0 | 0
Base VOM Costs by Reporting Type: NWPP_Coal
ReportingType | 2015 | 2020 | 2025 | 2030 | 2035 | 2040
BM | 0 | 0 | 0 | 0 | 0 | 0
CC | 0 | 0 | 0 | 0 | 0 | 0
CSP | 0 | 0 | 0 | 0 | 0 | 0
CT | 0 | 0 | 0 | 0 | 0 | 0
Coal | 368.81 | 406.83 | 406.83 | 406.83 | 406.83 | 406.83
Geo | 0 | 0 | 0 | 0 | 0 | 0
H | 0 | 0 | 0 | 0 | 0 | 0
LFG | 0 | 0 | 0 | 0 | 0 | 0
Nuc | 0 | 0 | 0 | 0 | 0 | 0
PS | 0 | 0 | 0 | 0 | 0 | 0
PV | 0 | 0 | 0 | 0 | 0 | 0
PeakG | 0 | 0 | 0 | 0 | 0 | 0
PeakO | 0 | 0 | 0 | 0 | 0 | 0
ST | 0 | 0 | 0 | 0 | 0 | 0
STOG | 0 | 0 | 0 | 0 | 0 | 0
STWD | 0 | 0 | 0 | 0 | 0 | 0
WT | 0 | 0 | 0 | 0 | 0 | 0
IGCC | 0 | 0 | 0 | 0 | 0 | 0
DemandResponse | 0 | 0 | 0 | 0 | 0 | 0
IGCC-CCS | 0 | 0 | 0 | 0 | 0 | 0
WT_off | 0 | 0 | 0 | 0 | 0 | 0
PseudoUnit | 0 | 0 | 0 | 0 | 0 | 0
FixedInterchange | 0 | 0 | 0 | 0 | 0 | 0
Base VOM Costs by Reporting Type: NWPP_Gas
ReportingType | 2015 | 2020 | 2025 | 2030 | 2035 | 2040
BM | 0 | 0 | 0 | 0 | 0 | 0
CC | 122.48 | 122.48 | 122.48 | 205.43 | 327.96 | 332.98
CSP | 0 | 0 | 0 | 0 | 0 | 0
CT | 0 | 0 | 0 | 0 | 0 | 0
Coal | 0 | 0 | 0 | 0 | 0 | 13.92
Geo | 0 | 0 | 0 | 0 | 0 | 0
H | 0 | 0 | 0 | 0 | 0 | 0
LFG | 0 | 0 | 0 | 0 | 0 | 0
Nuc | 0 | 0 | 0 | 0 | 0 | 0
PS | 0 | 0 | 0 | 0 | 0 | 0
PV | 0 | 0 | 0 | 0 | 0 | 0
PeakG | 0 | 0 | 0 | 0 | 0 | 0
PeakO | 0 | 0 | 0 | 0 | 0 | 0
ST | 0 | 0 | 0 | 0 | 0 | 0
STOG | 0 | 0 | 0 | 0 | 0 | 0
STWD | 0 | 0 | 0 | 0 | 0 | 0
WT | 0 | 0 | 0 | 0 | 0 | 0
IGCC | 0 | 0 | 0 | 0 | 0 | 0
DemandResponse | 0 | 0 | 0 | 0 | 0 | 0
IGCC-CCS | 0 | 0 | 0 | 0 | 0 | 0
WT_off | 0 | 0 | 0 | 0 | 0 | 0
PseudoUnit | 0 | 0 | 0 | 0 | 0 | 0
FixedInterchange | 0 | 0 | 0 | 0 | 0 | 0
Base VOM Costs by Reporting Type: NWPP_NucRenew
ReportingType | 2015 | 2020 | 2025 | 2030 | 2035 | 2040
BM | 0 | 0 | 0 | 0 | 0 | 0
CC | 0 | 0 | 0 | 0 | 0 | 0
CSP | 0 | 0 | 0 | 0 | 0 | 0
CT | 0 | 0 | 0 | 0 | 0 | 0
Coal | 0 | 0 | 0 | 0 | 0 | 0
Geo | 6.93 | 6.93 | 41.74 | 41.74 | 41.74 | 41.74
H | 0 | 0 | 0 | 0 | 0 | 0
LFG | 0.01 | 0.01 | 0.03 | 0.03 | 0.03 | 0.03
Nuc | 20.91 | 20.91 | 20.91 | 20.91 | 20.91 | 20.91
PS | 0 | 0 | 0 | 0 | 0 | 0
PV | 0 | 0 | 0 | 0 | 0 | 0
PeakG | 0 | 0 | 0 | 0 | 0 | 0
PeakO | 0 | 0 | 0 | 0 | 0 | 0
ST | 0 | 0 | 0 | 0 | 0 | 0
STOG | 0 | 0 | 0 | 0 | 0 | 0
STWD | 0 | 0.19 | 2.8 | 6.31 | 6.31 | 6.31
WT | 0.19 | 0.19 | 0.19 | 0.19 | 0.19 | 0.19
IGCC | 0 | 0 | 0 | 0 | 0 | 0
DemandResponse | 0 | 0 | 0 | 0 | 0 | 0
IGCC-CCS | 0 | 0 | 0 | 0 | 0 | 0
WT_off | 0 | 0 | 0 | 0 | 0 | 0
PseudoUnit | 0 | 0 | 0 | 0 | 0 | 0
FixedInterchange | 0 | 0 | 0 | 0 | 0 | 0
Base VOM Costs by Reporting Type: RMPA
ReportingType | 2015 | 2020 | 2025 | 2030 | 2035 | 2040
BM | 0 | 0 | 0 | 0 | 0 | 0
CC | 12.35 | 18.89 | 5.78 | 7.39 | 6.1 | 6.64
CSP | 0 | 0 | 0 | 0 | 0 | 0
CT | 0 | 0 | 0 | 0 | 0 | 0
Coal | 211.72 | 226.81 | 212.31 | 212.6 | 249.71 | 290.23
Geo | 0 | 36.8 | 204.16 | 206.14 | 206.14 | 206.14
H | 0 | 0 | 0 | 0 | 0 | 0
LFG | 0 | 0 | 0 | 0 | 0 | 0
Nuc | 0 | 0 | 0 | 0 | 0 | 0
PS | 0 | 0 | 0 | 0 | 0 | 0
PV | 0 | 0 | 0 | 0 | 0 | 0
PeakG | 0.03 | 0.12 | 0 | 0.3 | 0.05 | 0.06
PeakO | 0 | 0 | 0 | 0 | 0 | 0
ST | 0 | 0.01 | 0.01 | 0.01 | 0.01 | 0.01
STOG | 0 | 0 | 0 | 0 | 0 | 0
STWD | 0 | 0 | 0 | 0 | 0 | 0
WT | 0.07 | 0.07 | 0.07 | 0.07 | 0.07 | 0.07
IGCC | 0 | 0 | 0 | 0 | 0 | 0
DemandResponse | 0 | 0 | 0 | 0 | 0 | 0
IGCC-CCS | 0 | 0 | 0 | 0 | 0 | 0
WT_off | 0 | 0 | 0 | 0 | 0 | 0
PseudoUnit | 0 | 0 | 0 | 0 | 0 | 0
FixedInterchange | 0 | 0 | 0 | 0 | 0 | 0
Base VOM Costs by Reporting Type: SP15
ReportingType | 2015 | 2020 | 2025 | 2030 | 2035 | 2040
BM | 0.22 | 0.22 | 0.22 | 0.22 | 0.16 | 0.14
CC | 59.89 | 61.52 | 54.44 | 47.47 | 43.97 | 23.06
CSP | 0 | 0 | 0 | 0 | 0 | 0
CT | 0 | 0 | 0 | 0 | 0 | 0
Coal | 2.89 | 3.19 | 3.19 | 2.83 | 0 | 0
Geo | 4.1 | 120.4 | 120.4 | 120.4 | 120.4 | 120.4
H | 0 | 0 | 0 | 0 | 0 | 0
LFG | 0.02 | 0.07 | 0.07 | 0.07 | 0.07 | 0.07
Nuc | 41.61 | 41.61 | 41.61 | 41.61 | 41.61 | 41.61
PS | 0 | 0 | 0 | 0 | 0 | 0
PV | 0 | 0 | 0 | 0 | 0 | 0
PeakG | 0 | 0 | 0 | 0 | 0.03 | 0
PeakO | 0 | 0 | 0 | 0 | 0 | 0
ST | 0.02 | 0.02 | 0.02 | 0.02 | 0.02 | 0.02
STOG | 0.52 | 0.83 | 0.53 | 0.94 | 1.9 | 1.15
STWD | 1.98 | 1.98 | 1.98 | 1.98 | 1.98 | 1.98
WT | 0.07 | 0.07 | 0.07 | 0.07 | 0.07 | 0.07
IGCC | 0 | 0 | 0 | 0 | 0 | 0
DemandResponse | 0 | 0 | 0 | 0 | 0 | 0
IGCC-CCS | 0 | 0 | 0 | 0 | 0 | 0
WT_off | 0 | 0 | 0 | 0 | 0 | 0
PseudoUnit | 0 | 0 | 0 | 0 | 0 | 0
FixedInterchange | 0 | 0 | 0 | 0 | 0 | 0
Base VOM Costs by Reporting Type: ALB
ReportingType | 2015 | 2020 | 2025 | 2030 | 2035 | 2040
BM | 0 | 0 | 0 | 0 | 0 | 0
CC | 47.54 | 61.01 | 82.5 | 98.44 | 125.28 | 144.56
CSP | 0 | 0 | 0 | 0 | 0 | 0
CT | 0 | 0 | 0 | 0 | 0 | 0
Coal | 167.67 | 167.67 | 167.67 | 167.67 | 167.67 | 167.67
Geo | 0 | 0 | 0 | 0 | 0 | 0
H | 0 | 0 | 0 | 0 | 0 | 0
LFG | 0 | 0 | 0 | 0 | 0 | 0
Nuc | 0 | 0 | 0 | 0 | 0 | 0
PS | 0 | 0 | 0 | 0 | 0 | 0
PV | 0 | 0 | 0 | 0 | 0 | 0
PeakG | 0 | 0 | 0 | 0 | 0 | 0
PeakO | 0 | 0 | 0 | 0 | 0 | 0
ST | 0 | 0 | 0 | 0 | 0 | 0
STOG | 0 | 0 | 0 | 0 | 0 | 0
STWD | 0 | 0 | 0 | 0 | 0 | 0
WT | 0.02 | 0.02 | 0.02 | 0.02 | 0.02 | 0.02
IGCC | 0 | 0 | 0 | 0 | 0 | 0
DemandResponse | 0 | 0 | 0 | 0 | 0 | 0
IGCC-CCS | 0 | 0 | 0 | 0 | 0 | 0
WT_off | 0 | 0 | 0 | 0 | 0 | 0
PseudoUnit | 0 | 0 | 0 | 0 | 0 | 0
FixedInterchange | 0 | 0 | 0 | 0 | 0 | 0
Base VOM Costs by Reporting Type: BC
ReportingType | 2015 | 2020 | 2025 | 2030 | 2035 | 2040
BM | 0 | 0 | 0 | 0 | 0 | 0
CC | 34.39 | 38.93 | 52.35 | 69.95 | 88.18 | 106
CSP | 0 | 0 | 0 | 0 | 0 | 0
CT | 0 | 0 | 0 | 0 | 0 | 0
Coal | 0 | 0 | 0 | 0 | 0 | 0
Geo | 0 | 0 | 0 | 0 | 0 | 0
H | 0 | 0 | 0 | 0 | 0 | 0
LFG | 0 | 0 | 0 | 0 | 0 | 0
Nuc | 0 | 0 | 0 | 0 | 0 | 0
PS | 0 | 0 | 0 | 0 | 0 | 0
PV | 0 | 0 | 0 | 0 | 0 | 0
PeakG | 0 | 0 | 0 | 0 | 0 | 0
PeakO | 0 | 0 | 0 | 0 | 0 | 0
ST | 0 | 0 | 0 | 0 | 0 | 0
STOG | 0 | 0 | 0 | 0 | 0 | 0
STWD | 0 | 0 | 0 | 0 | 0 | 0
WT | 0.01 | 0.01 | 0.01 | 0.01 | 0.01 | 0.01
IGCC | 0 | 0 | 0 | 0 | 0 | 0
DemandResponse | 0 | 0 | 0 | 0 | 0 | 0
IGCC-CCS | 0 | 0 | 0 | 0 | 0 | 0
WT_off | 0 | 0 | 0 | 0 | 0 | 0
PseudoUnit | 0 | 0 | 0 | 0 | 0 | 0
FixedInterchange | 0 | 0 | 0 | 0 | 0 | 0
Base VOM Costs by Reporting Type: HQ_IESO
ReportingType | 2015 | 2020 | 2025 | 2030 | 2035 | 2040
BM | 0 | 0 | 0 | 0 | 0 | 0
CC | 0 | 0 | 0 | 0 | 0 | 0
CSP | 0 | 0 | 0 | 0 | 0 | 0
CT | 0 | 0 | 0 | 0 | 0 | 0
Coal | 0 | 0 | 0 | 0 | 0 | 0
Geo | 0 | 0 | 0 | 0 | 0 | 0
H | 0 | 0 | 0 | 0 | 0 | 0
LFG | 0 | 0 | 0 | 0 | 0 | 0
Nuc | 0 | 0 | 0 | 0 | 0 | 0
PS | 0 | 0 | 0 | 0 | 0 | 0
PV | 0 | 0 | 0 | 0 | 0 | 0
PeakG | 0 | 0 | 0 | 0 | 0 | 0
PeakO | 0 | 0 | 0 | 0 | 0 | 0
ST | 0 | 0 | 0 | 0 | 0 | 0
STOG | 0 | 0 | 0 | 0 | 0 | 0
STWD | 0 | 0 | 0 | 0 | 0 | 0
WT | 0 | 0 | 0 | 0 | 0 | 0
IGCC | 0 | 0 | 0 | 0 | 0 | 0
DemandResponse | 0 | 0 | 0 | 0 | 0 | 0
IGCC-CCS | 0 | 0 | 0 | 0 | 0 | 0
WT_off | 0 | 0 | 0 | 0 | 0 | 0
PseudoUnit | 0 | 0 | 0 | 0 | 0 | 0
FixedInterchange | 0 | 0 | 0 | 0 | 0 | 0
Base VOM Costs by Reporting Type: HQ_NEISO
ReportingType | 2015 | 2020 | 2025 | 2030 | 2035 | 2040
BM | 0 | 0 | 0 | 0 | 0 | 0
CC | 0 | 0 | 0 | 0 | 0 | 0
CSP | 0 | 0 | 0 | 0 | 0 | 0
CT | 0 | 0 | 0 | 0 | 0 | 0
Coal | 0 | 0 | 0 | 0 | 0 | 0
Geo | 0 | 0 | 0 | 0 | 0 | 0
H | 0 | 0 | 0 | 0 | 0 | 0
LFG | 0 | 0 | 0 | 0 | 0 | 0
Nuc | 0 | 0 | 0 | 0 | 0 | 0
PS | 0 | 0 | 0 | 0 | 0 | 0
PV | 0 | 0 | 0 | 0 | 0 | 0
PeakG | 0 | 0 | 0 | 0 | 0 | 0
PeakO | 0 | 0 | 0 | 0 | 0 | 0
ST | 0 | 0 | 0 | 0 | 0 | 0
STOG | 0 | 0 | 0 | 0 | 0 | 0
STWD | 0 | 0 | 0 | 0 | 0 | 0
WT | 0 | 0 | 0 | 0 | 0 | 0
IGCC | 0 | 0 | 0 | 0 | 0 | 0
DemandResponse | 0 | 0 | 0 | 0 | 0 | 0
IGCC-CCS | 0 | 0 | 0 | 0 | 0 | 0
WT_off | 0 | 0 | 0 | 0 | 0 | 0
PseudoUnit | 0 | 0 | 5.93 | 86.83 | 86.83 | 86.83
FixedInterchange | 0 | 0 | 0 | 0 | 0 | 0
Base VOM Costs by Reporting Type: HQ_NY
ReportingType | 2015 | 2020 | 2025 | 2030 | 2035 | 2040
BM | 0 | 0 | 0 | 0 | 0 | 0
CC | 0 | 0 | 0 | 0 | 0 | 0
CSP | 0 | 0 | 0 | 0 | 0 | 0
CT | 0 | 0 | 0 | 0 | 0 | 0
Coal | 0 | 0 | 0 | 0 | 0 | 0
Geo | 0 | 0 | 0 | 0 | 0 | 0
H | 0 | 0 | 0 | 0 | 0 | 0
LFG | 0 | 0 | 0 | 0 | 0 | 0
Nuc | 0 | 0 | 0 | 0 | 0 | 0
PS | 0 | 0 | 0 | 0 | 0 | 0
PV | 0 | 0 | 0 | 0 | 0 | 0
PeakG | 0 | 0 | 0 | 0 | 0 | 0
PeakO | 0 | 0 | 0 | 0 | 0 | 0
ST | 0 | 0 | 0 | 0 | 0 | 0
STOG | 0 | 0 | 0 | 0 | 0 | 0
STWD | 0 | 0 | 0 | 0 | 0 | 0
WT | 0 | 0 | 0 | 0 | 0 | 0
IGCC | 0 | 0 | 0 | 0 | 0 | 0
DemandResponse | 0 | 0 | 0 | 0 | 0 | 0
IGCC-CCS | 0 | 0 | 0 | 0 | 0 | 0
WT_off | 0 | 0 | 0 | 0 | 0 | 0
PseudoUnit | 0 | 51.08 | 101.99 | 101.99 | 101.99 | 101.99
FixedInterchange | 0 | 0 | 0 | 0 | 0 | 0
Base VOM Costs by Reporting Type: MARITIMES
ReportingType | 2015 | 2020 | 2025 | 2030 | 2035 | 2040
BM | 0 | 0 | 0 | 0 | 0 | 0
CC | 0 | 0 | 0 | 0 | 0 | 0
CSP | 0 | 0 | 0 | 0 | 0 | 0
CT | 0 | 0 | 0 | 0 | 0 | 0
Coal | 0 | 0 | 0 | 0 | 0 | 0
Geo | 0 | 0 | 0 | 0 | 0 | 0
H | 0 | 0 | 0 | 0 | 0 | 0
LFG | 0 | 0 | 0 | 0 | 0 | 0
Nuc | 0 | 0 | 0 | 0 | 0 | 0
PS | 0 | 0 | 0 | 0 | 0 | 0
PV | 0 | 0 | 0 | 0 | 0 | 0
PeakG | 0 | 0 | 0 | 0 | 0 | 0
PeakO | 0 | 0 | 0 | 0 | 0 | 0
ST | 0 | 0 | 0 | 0 | 0 | 0
STOG | 0 | 0 | 0 | 0 | 0 | 0
STWD | 0 | 0 | 0 | 0 | 0 | 0
WT | 0 | 0 | 0 | 0 | 0 | 0
IGCC | 0 | 0 | 0 | 0 | 0 | 0
DemandResponse | 0 | 0 | 0 | 0 | 0 | 0
IGCC-CCS | 0 | 0 | 0 | 0 | 0 | 0
WT_off | 0 | 0 | 0 | 0 | 0 | 0
PseudoUnit | 0 | 17.37 | 17.37 | 17.37 | 17.37 | 17.37
FixedInterchange | 0 | 0 | 0 | 0 | 0 | 0
Base VOM Costs by Reporting Type: All
ReportingType | 2015 | 2020 | 2025 | 2030 | 2035 | 2040
BM | 9.71 | 26.66 | 31.56 | 72.14 | 79.76 | 92.62
CC | 2802.33 | 3030.88 | 2716.91 | 2534.17 | 3464.19 | 4080.17
CSP | 0 | 0 | 0 | 0 | 0 | 0
CT | 9.38 | 20.51 | 24.37 | 24.34 | 49.02 | 63.96
Coal | 6885.21 | 6930.48 | 6788.73 | 6643.63 | 7076.35 | 7764.3
Geo | 11.14 | 177.58 | 530.84 | 532.83 | 532.83 | 532.83
H | 0 | 0.13 | 0.27 | 0.46 | 0.46 | 0.48
LFG | 0.38 | 0.54 | 0.73 | 0.79 | 0.79 | 0.79
Nuc | 2164.81 | 2225.48 | 2225.48 | 2197.91 | 1706.52 | 1342.12
PS | 0 | 0 | 0 | 0 | 0 | 0
PV | 0.02 | 0.06 | 0.08 | 0.08 | 0.08 | 0.09
PeakG | 28.17 | 36.3 | 48.57 | 42.28 | 52.97 | 43.71
PeakO | 0 | 0 | 0 | 0 | 0 | 0
ST | 0.03 | 0.06 | 0.07 | 0.07 | 0.07 | 0.07
STOG | 40.29 | 41.41 | 36.85 | 30.38 | 36.17 | 34.64
STWD | 26.12 | 43.75 | 35.84 | 38.36 | 40.15 | 46.91
WT | 2.03 | 3.36 | 6.21 | 8.81 | 9.24 | 9.74
IGCC | 30.43 | 30.43 | 30.43 | 30.43 | 30.43 | 30.43
DemandResponse | 0 | 0 | 0 | 0 | 0 | 0
IGCC-CCS | 0 | 0 | 0 | 0 | 0 | 0
WT_off | 0.02 | 0.18 | 0.42 | 0.8 | 0.78 | 0.69
PseudoUnit | 0 | 68.45 | 125.28 | 206.18 | 206.18 | 206.18
FixedInterchange | 0 | 0 | 0 | 0 | 0 | 0
Base VOM Costs by Reporting Type: EI_US
ReportingType | 2015 | 2020 | 2025 | 2030 | 2035 | 2040
BM | 9.49 | 25.67 | 30.85 | 3.05 | 8.33 | 16.88
CC | 1828.76 | 2021.18 | 1775.49 | 1440.28 | 2183.21 | 2740.79
CSP | 0 | 0 | 0 | 0 | 0 | 0
CT | 9.38 | 20.51 | 22.94 | 21.56 | 49.02 | 63.53
Coal | 5368.46 | 5249.72 | 5100.27 | 4954.45 | 5280.43 | 5608.55
Geo | 0 | 0 | 0 | 0 | 0 | 0
H | 0 | 0.08 | 0.12 | 0.12 | 0.12 | 0.12
LFG | 0.32 | 0.38 | 0.52 | 0.57 | 0.57 | 0.57
Nuc | 1653.22 | 1713.9 | 1713.9 | 1686.33 | 1213.99 | 878.06
PS | 0 | 0 | 0 | 0 | 0 | 0
PV | 0 | 0.05 | 0.07 | 0.07 | 0.07 | 0.07
PeakG | 28.13 | 36.18 | 46.46 | 38.38 | 48.65 | 43.6
PeakO | 0 | 0 | 0 | 0 | 0 | 0
ST | 0 | 0 | 0 | 0 | 0 | 0
STOG | 27.87 | 27.91 | 24.33 | 18.8 | 24.2 | 24.33
STWD | 16.35 | 33.79 | 23.28 | 22.29 | 24.07 | 30.84
WT | 1.2 | 2.27 | 4.57 | 6.9 | 7.36 | 7.81
IGCC | 30.43 | 30.43 | 30.43 | 30.43 | 30.43 | 30.43
DemandResponse | 0 | 0 | 0 | 0 | 0 | 0
IGCC-CCS | 0 | 0 | 0 | 0 | 0 | 0
WT_off | 0.02 | 0.18 | 0.42 | 0.8 | 0.78 | 0.69
PseudoUnit | 0 | 68.45 | 125.28 | 206.18 | 206.18 | 206.18
FixedInterchange | 0 | 0 | 0 | 0 | 0 | 0
Base VOM Costs by Reporting Type: EI_Canada
ReportingType | 2015 | 2020 | 2025 | 2030 | 2035 | 2040
BM | 0 | 0 | 0 | 0 | 0 | 0
CC | 12.42 | 7.72 | 3.09 | 1.82 | 23.12 | 66.87
CSP | 0 | 0 | 0 | 0 | 0 | 0
CT | 0 | 0 | 0 | 0 | 0 | 0.43
Coal | 1.27 | 2.92 | 0.06 | 0 | 0 | 0
Geo | 0 | 0 | 0 | 0 | 0 | 0
H | 0 | 0.05 | 0.15 | 0.32 | 0.32 | 0.34
LFG | 0.01 | 0.01 | 0.01 | 0.01 | 0.01 | 0.01
Nuc | 240.73 | 240.73 | 240.73 | 240.73 | 221.68 | 193.2
PS | 0 | 0 | 0 | 0 | 0 | 0
PV | 0 | 0 | 0 | 0 | 0 | 0
PeakG | 0 | 0 | 0 | 0 | 0 | 0.01
PeakO | 0 | 0 | 0 | 0 | 0 | 0
ST | 0 | 0 | 0 | 0 | 0 | 0
STOG | 0 | 0 | 0 | 0 | 0 | 0
STWD | 0 | 0 | 0 | 0 | 0 | 0
WT | 0.11 | 0.11 | 0.11 | 0.11 | 0.05 | 0.05
IGCC | 0 | 0 | 0 | 0 | 0 | 0
DemandResponse | 0 | 0 | 0 | 0 | 0 | 0
IGCC-CCS | 0 | 0 | 0 | 0 | 0 | 0
WT_off | 0 | 0 | 0 | 0 | 0 | 0
PseudoUnit | 0 | 0 | 0 | 0 | 0 | 0
FixedInterchange | 0 | 0 | 0 | 0 | 0 | 0
Base VOM Costs by Reporting Type: EI
ReportingType | 2015 | 2020 | 2025 | 2030 | 2035 | 2040
BM | 9.49 | 25.67 | 30.85 | 3.05 | 8.33 | 16.88
CC | 1841.18 | 2028.9 | 1778.58 | 1442.1 | 2206.33 | 2807.66
CSP | 0 | 0 | 0 | 0 | 0 | 0
CT | 9.38 | 20.51 | 22.94 | 21.56 | 49.02 | 63.96
Coal | 5369.72 | 5252.64 | 5100.34 | 4954.45 | 5280.43 | 5608.55
Geo | 0 | 0 | 0 | 0 | 0 | 0
H | 0 | 0.13 | 0.27 | 0.44 | 0.44 | 0.46
LFG | 0.33 | 0.4 | 0.53 | 0.58 | 0.58 | 0.58
Nuc | 1893.95 | 1954.63 | 1954.63 | 1927.06 | 1435.67 | 1071.27
PS | 0 | 0 | 0 | 0 | 0 | 0
PV | 0.01 | 0.05 | 0.07 | 0.07 | 0.07 | 0.08
PeakG | 28.13 | 36.18 | 46.46 | 38.38 | 48.65 | 43.61
PeakO | 0 | 0 | 0 | 0 | 0 | 0
ST | 0 | 0 | 0 | 0 | 0 | 0
STOG | 27.87 | 27.91 | 24.33 | 18.8 | 24.2 | 24.33
STWD | 16.35 | 33.79 | 23.28 | 22.29 | 24.07 | 30.84
WT | 1.31 | 2.38 | 4.68 | 7.01 | 7.41 | 7.87
IGCC | 30.43 | 30.43 | 30.43 | 30.43 | 30.43 | 30.43
DemandResponse | 0 | 0 | 0 | 0 | 0 | 0
IGCC-CCS | 0 | 0 | 0 | 0 | 0 | 0
WT_off | 0.02 | 0.18 | 0.42 | 0.8 | 0.78 | 0.69
PseudoUnit | 0 | 68.45 | 125.28 | 206.18 | 206.18 | 206.18
FixedInterchange | 0 | 0 | 0 | 0 | 0 | 0
Base VOM Costs by Reporting Type: Outside_EI
ReportingType | 2015 | 2020 | 2025 | 2030 | 2035 | 2040
BM | 0.22 | 0.99 | 0.71 | 69.09 | 71.43 | 75.75
CC | 961.15 | 1001.99 | 938.33 | 1092.07 | 1257.86 | 1272.51
CSP | 0 | 0 | 0 | 0 | 0 | 0
CT | 0 | 0 | 1.43 | 2.78 | 0 | 0
Coal | 1515.49 | 1677.84 | 1688.39 | 1689.18 | 1795.92 | 2155.75
Geo | 11.13 | 177.57 | 530.84 | 532.83 | 532.83 | 532.83
H | 0 | 0 | 0 | 0.02 | 0.02 | 0.02
LFG | 0.05 | 0.14 | 0.2 | 0.2 | 0.2 | 0.2
Nuc | 270.85 | 270.85 | 270.85 | 270.85 | 270.85 | 270.85
PS | 0 | 0 | 0 | 0 | 0 | 0
PV | 0.01 | 0.01 | 0.01 | 0.01 | 0.01 | 0.01
PeakG | 0.03 | 0.12 | 2.12 | 3.9 | 4.32 | 0.1
PeakO | 0 | 0 | 0 | 0 | 0 | 0
ST | 0.03 | 0.06 | 0.07 | 0.07 | 0.07 | 0.07
STOG | 12.42 | 13.5 | 12.51 | 11.58 | 11.97 | 10.31
STWD | 9.77 | 9.96 | 12.57 | 16.07 | 16.07 | 16.07
WT | 0.72 | 0.98 | 1.53 | 1.8 | 1.83 | 1.87
IGCC | 0 | 0 | 0 | 0 | 0 | 0
DemandResponse | 0 | 0 | 0 | 0 | 0 | 0
IGCC-CCS | 0 | 0 | 0 | 0 | 0 | 0
WT_off | 0 | 0 | 0 | 0 | 0 | 0
PseudoUnit | 0 | 0 | 0 | 0 | 0 | 0
FixedInterchange | 0 | 0 | 0 | 0 | 0 | 0
#9 | Retrofit VOM Costs ($million)
Retrofit VOM Costs by Reporting Type: Entergy
ReportingType | 2015 | 2020 | 2025 | 2030 | 2035 | 2040
BM | 0 | 0 | 0 | 0 | 0 | 0
CC | 0 | 0 | 0 | 0 | 0 | 0
CSP | 0 | 0 | 0 | 0 | 0 | 0
CT | 0 | 0 | 0 | 0 | 0 | 0
Coal | 15.01 | 324.39 | 241.74 | 210.23 | 266.26 | 317.79
Geo | 0 | 0 | 0 | 0 | 0 | 0
H | 0 | 0 | 0 | 0 | 0 | 0
LFG | 0 | 0 | 0 | 0 | 0 | 0
Nuc | 0 | 0 | 0 | 0 | 0 | 0
PS | 0 | 0 | 0 | 0 | 0 | 0
PV | 0 | 0 | 0 | 0 | 0 | 0
PeakG | 0 | 0 | 0 | 0 | 0 | 0
PeakO | 0 | 0 | 0 | 0 | 0 | 0
ST | 0 | 0 | 0 | 0 | 0 | 0
STOG | 0 | 0 | 0 | 0 | 0 | 0
STWD | 0 | 0 | 0 | 0 | 0 | 0
WT | 0 | 0 | 0 | 0 | 0 | 0
IGCC | 0 | 0 | 0 | 0 | 0 | 0
DemandResponse | 0 | 0 | 0 | 0 | 0 | 0
IGCC-CCS | 0 | 0 | 0 | 0 | 0 | 0
WT_off | 0 | 0 | 0 | 0 | 0 | 0
PseudoUnit | 0 | 0 | 0 | 0 | 0 | 0
FixedInterchange | 0 | 0 | 0 | 0 | 0 | 0
Retrofit VOM Costs by Reporting Type: FRCC
ReportingType | 2015 | 2020 | 2025 | 2030 | 2035 | 2040
BM | 0 | 0 | 0 | 0 | 0 | 0
CC | 0 | 0 | 0 | 0 | 0 | 0
CSP | 0 | 0 | 0 | 0 | 0 | 0
CT | 0 | 0 | 0 | 0 | 0 | 0
Coal | 237.31 | 281.55 | 287.15 | 299.26 | 309.24 | 309.24
Geo | 0 | 0 | 0 | 0 | 0 | 0
H | 0 | 0 | 0 | 0 | 0 | 0
LFG | 0 | 0 | 0 | 0 | 0 | 0
Nuc | 0 | 0 | 0 | 0 | 0 | 0
PS | 0 | 0 | 0 | 0 | 0 | 0
PV | 0 | 0 | 0 | 0 | 0 | 0
PeakG | 0 | 0 | 0 | 0 | 0 | 0
PeakO | 0 | 0 | 0 | 0 | 0 | 0
ST | 0 | 0 | 0 | 0 | 0 | 0
STOG | 0 | 0 | 0 | 0 | 0 | 0
STWD | 0 | 0 | 0 | 0 | 0 | 0
WT | 0 | 0 | 0 | 0 | 0 | 0
IGCC | 0 | 0 | 0 | 0 | 0 | 0
DemandResponse | 0 | 0 | 0 | 0 | 0 | 0
IGCC-CCS | 0 | 0 | 0 | 0 | 0 | 0
WT_off | 0 | 0 | 0 | 0 | 0 | 0
PseudoUnit | 0 | 0 | 0 | 0 | 0 | 0
FixedInterchange | 0 | 0 | 0 | 0 | 0 | 0
Retrofit VOM Costs by Reporting Type: MAPP_US
ReportingType | 2015 | 2020 | 2025 | 2030 | 2035 | 2040
BM | 0 | 0 | 0 | 0 | 0 | 0
CC | 0 | 0 | 0 | 0 | 0 | 0
CSP | 0 | 0 | 0 | 0 | 0 | 0
CT | 0 | 0 | 0 | 0 | 0 | 0
Coal | 94.43 | 98.64 | 98.64 | 80.73 | 98.64 | 86.68
Geo | 0 | 0 | 0 | 0 | 0 | 0
H | 0 | 0 | 0 | 0 | 0 | 0
LFG | 0 | 0 | 0 | 0 | 0 | 0
Nuc | 0 | 0 | 0 | 0 | 0 | 0
PS | 0 | 0 | 0 | 0 | 0 | 0
PV | 0 | 0 | 0 | 0 | 0 | 0
PeakG | 0 | 0 | 0 | 0 | 0 | 0
PeakO | 0 | 0 | 0 | 0 | 0 | 0
ST | 0 | 0 | 0 | 0 | 0 | 0
STOG | 0 | 0 | 0 | 0 | 0 | 0
STWD | 0 | 0 | 0 | 0 | 0 | 0
WT | 0 | 0 | 0 | 0 | 0 | 0
IGCC | 0 | 0 | 0 | 0 | 0 | 0
DemandResponse | 0 | 0 | 0 | 0 | 0 | 0
IGCC-CCS | 0 | 0 | 0 | 0 | 0 | 0
WT_off | 0 | 0 | 0 | 0 | 0 | 0
PseudoUnit | 0 | 0 | 0 | 0 | 0 | 0
FixedInterchange | 0 | 0 | 0 | 0 | 0 | 0
Retrofit VOM Costs by Reporting Type: MISO_IN
ReportingType | 2015 | 2020 | 2025 | 2030 | 2035 | 2040
BM | 0 | 0 | 0 | 0 | 0 | 0
CC | 0 | 0 | 0 | 0 | 0 | 0
CSP | 0 | 0 | 0 | 0 | 0 | 0
CT | 0 | 0 | 0 | 0 | 0 | 0
Coal | 322.28 | 497.72 | 495.37 | 467.23 | 528.59 | 565.79
Geo | 0 | 0 | 0 | 0 | 0 | 0
H | 0 | 0 | 0 | 0 | 0 | 0
LFG | 0 | 0 | 0 | 0 | 0 | 0
Nuc | 0 | 0 | 0 | 0 | 0 | 0
PS | 0 | 0 | 0 | 0 | 0 | 0
PV | 0 | 0 | 0 | 0 | 0 | 0
PeakG | 0 | 0 | 0 | 0 | 0 | 0
PeakO | 0 | 0 | 0 | 0 | 0 | 0
ST | 0 | 0 | 0 | 0 | 0 | 0
STOG | 0 | 0 | 0 | 0 | 0 | 0
STWD | 0 | 0 | 0 | 0 | 0 | 0
WT | 0 | 0 | 0 | 0 | 0 | 0
IGCC | 0 | 0 | 0 | 0 | 0 | 0
DemandResponse | 0 | 0 | 0 | 0 | 0 | 0
IGCC-CCS | 0 | 0 | 0 | 0 | 0 | 0
WT_off | 0 | 0 | 0 | 0 | 0 | 0
PseudoUnit | 0 | 0 | 0 | 0 | 0 | 0
FixedInterchange | 0 | 0 | 0 | 0 | 0 | 0
Retrofit VOM Costs by Reporting Type: MISO_MI
ReportingType | 2015 | 2020 | 2025 | 2030 | 2035 | 2040
BM | 0 | 0 | 0 | 0 | 0 | 0
CC | 0 | 0 | 0 | 0 | 0 | 0
CSP | 0 | 0 | 0 | 0 | 0 | 0
CT | 0 | 0 | 0 | 0 | 0 | 0
Coal | 47.26 | 229.14 | 223.76 | 213.39 | 255.62 | 266.45
Geo | 0 | 0 | 0 | 0 | 0 | 0
H | 0 | 0 | 0 | 0 | 0 | 0
LFG | 0 | 0 | 0 | 0 | 0 | 0
Nuc | 0 | 0 | 0 | 0 | 0 | 0
PS | 0 | 0 | 0 | 0 | 0 | 0
PV | 0 | 0 | 0 | 0 | 0 | 0
PeakG | 0 | 0 | 0 | 0 | 0 | 0
PeakO | 0 | 0 | 0 | 0 | 0 | 0
ST | 0 | 0 | 0 | 0 | 0 | 0
STOG | 0 | 0 | 0 | 0 | 0 | 0
STWD | 0 | 0 | 0 | 0 | 0 | 0
WT | 0 | 0 | 0 | 0 | 0 | 0
IGCC | 0 | 0 | 0 | 0 | 0 | 0
DemandResponse | 0 | 0 | 0 | 0 | 0 | 0
IGCC-CCS | 0 | 0 | 0 | 0 | 0 | 0
WT_off | 0 | 0 | 0 | 0 | 0 | 0
PseudoUnit | 0 | 0 | 0 | 0 | 0 | 0
FixedInterchange | 0 | 0 | 0 | 0 | 0 | 0
Retrofit VOM Costs by Reporting Type: MISO_MO-IL
ReportingType | 2015 | 2020 | 2025 | 2030 | 2035 | 2040
BM | 0 | 0 | 0 | 0 | 0 | 0
CC | 0 | 0 | 0 | 0 | 0 | 0
CSP | 0 | 0 | 0 | 0 | 0 | 0
CT | 0 | 0 | 0 | 0 | 0 | 0
Coal | 128.14 | 375.55 | 369.67 | 327.3 | 436.51 | 463.73
Geo | 0 | 0 | 0 | 0 | 0 | 0
H | 0 | 0 | 0 | 0 | 0 | 0
LFG | 0 | 0 | 0 | 0 | 0 | 0
Nuc | 0 | 0 | 0 | 0 | 0 | 0
PS | 0 | 0 | 0 | 0 | 0 | 0
PV | 0 | 0 | 0 | 0 | 0 | 0
PeakG | 0 | 0 | 0 | 0 | 0 | 0
PeakO | 0 | 0 | 0 | 0 | 0 | 0
ST | 0 | 0 | 0 | 0 | 0 | 0
STOG | 0 | 0 | 0 | 0 | 0 | 0
STWD | 0 | 0 | 0 | 0 | 0 | 0
WT | 0 | 0 | 0 | 0 | 0 | 0
IGCC | 0 | 0 | 0 | 0 | 0 | 0
DemandResponse | 0 | 0 | 0 | 0 | 0 | 0
IGCC-CCS | 0 | 0 | 0 | 0 | 0 | 0
WT_off | 0 | 0 | 0 | 0 | 0 | 0
PseudoUnit | 0 | 0 | 0 | 0 | 0 | 0
FixedInterchange | 0 | 0 | 0 | 0 | 0 | 0
Retrofit VOM Costs by Reporting Type: MISO_W
ReportingType | 2015 | 2020 | 2025 | 2030 | 2035 | 2040
BM | 0 | 0 | 0 | 0 | 0 | 0
CC | 0 | 0 | 0 | 0 | 0 | 0
CSP | 0 | 0 | 0 | 0 | 0 | 0
CT | 0 | 0 | 0 | 0 | 0 | 0
Coal | 144.49 | 409.58 | 406.75 | 340.17 | 384.05 | 375.02
Geo | 0 | 0 | 0 | 0 | 0 | 0
H | 0 | 0 | 0 | 0 | 0 | 0
LFG | 0 | 0 | 0 | 0 | 0 | 0
Nuc | 0 | 0 | 0 | 0 | 0 | 0
PS | 0 | 0 | 0 | 0 | 0 | 0
PV | 0 | 0 | 0 | 0 | 0 | 0
PeakG | 0 | 0 | 0 | 0 | 0 | 0
PeakO | 0 | 0 | 0 | 0 | 0 | 0
ST | 0 | 0 | 0 | 0 | 0 | 0
STOG | 0 | 0 | 0 | 0 | 0 | 0
STWD | 0 | 0 | 0 | 0 | 0 | 0
WT | 0 | 0 | 0 | 0 | 0 | 0
IGCC | 0 | 0 | 0 | 0 | 0 | 0
DemandResponse | 0 | 0 | 0 | 0 | 0 | 0
IGCC-CCS | 0 | 0 | 0 | 0 | 0 | 0
WT_off | 0 | 0 | 0 | 0 | 0 | 0
PseudoUnit | 0 | 0 | 0 | 0 | 0 | 0
FixedInterchange | 0 | 0 | 0 | 0 | 0 | 0
Retrofit VOM Costs by Reporting Type: MISO_WUMS
ReportingType | 2015 | 2020 | 2025 | 2030 | 2035 | 2040
BM | 0 | 0 | 0 | 0 | 0 | 0
CC | 0 | 0 | 0 | 0 | 0 | 0
CSP | 0 | 0 | 0 | 0 | 0 | 0
CT | 0 | 0 | 0 | 0 | 0 | 0
Coal | 92.46 | 182.84 | 177.43 | 157.92 | 234.89 | 255.58
Geo | 0 | 0 | 0 | 0 | 0 | 0
H | 0 | 0 | 0 | 0 | 0 | 0
LFG | 0 | 0 | 0 | 0 | 0 | 0
Nuc | 0 | 0 | 0 | 0 | 0 | 0
PS | 0 | 0 | 0 | 0 | 0 | 0
PV | 0 | 0 | 0 | 0 | 0 | 0
PeakG | 0 | 0 | 0 | 0 | 0 | 0
PeakO | 0 | 0 | 0 | 0 | 0 | 0
ST | 0 | 0 | 0 | 0 | 0 | 0
STOG | 0 | 0 | 0 | 0 | 0 | 0
STWD | 0 | 0 | 0 | 0 | 0 | 0
WT | 0 | 0 | 0 | 0 | 0 | 0
IGCC | 0 | 0 | 0 | 0 | 0 | 0
DemandResponse | 0 | 0 | 0 | 0 | 0 | 0
IGCC-CCS | 0 | 0 | 0 | 0 | 0 | 0
WT_off | 0 | 0 | 0 | 0 | 0 | 0
PseudoUnit | 0 | 0 | 0 | 0 | 0 | 0
FixedInterchange | 0 | 0 | 0 | 0 | 0 | 0
Retrofit VOM Costs by Reporting Type: Nebraska
ReportingType | 2015 | 2020 | 2025 | 2030 | 2035 | 2040
BM | 0 | 0 | 0 | 0 | 0 | 0
CC | 0 | 0 | 0 | 0 | 0 | 0
CSP | 0 | 0 | 0 | 0 | 0 | 0
CT | 0 | 0 | 0 | 0 | 0 | 0
Coal | 16.57 | 120.47 | 60.76 | 60.63 | 60.36 | 56.16
Geo | 0 | 0 | 0 | 0 | 0 | 0
H | 0 | 0 | 0 | 0 | 0 | 0
LFG | 0 | 0 | 0 | 0 | 0 | 0
Nuc | 0 | 0 | 0 | 0 | 0 | 0
PS | 0 | 0 | 0 | 0 | 0 | 0
PV | 0 | 0 | 0 | 0 | 0 | 0
PeakG | 0 | 0 | 0 | 0 | 0 | 0
PeakO | 0 | 0 | 0 | 0 | 0 | 0
ST | 0 | 0 | 0 | 0 | 0 | 0
STOG | 0 | 0 | 0 | 0 | 0 | 0
STWD | 0 | 0 | 0 | 0 | 0 | 0
WT | 0 | 0 | 0 | 0 | 0 | 0
IGCC | 0 | 0 | 0 | 0 | 0 | 0
DemandResponse | 0 | 0 | 0 | 0 | 0 | 0
IGCC-CCS | 0 | 0 | 0 | 0 | 0 | 0
WT_off | 0 | 0 | 0 | 0 | 0 | 0
PseudoUnit | 0 | 0 | 0 | 0 | 0 | 0
FixedInterchange | 0 | 0 | 0 | 0 | 0 | 0
Retrofit VOM Costs by Reporting Type: NEISO
ReportingType | 2015 | 2020 | 2025 | 2030 | 2035 | 2040
BM | 0 | 0 | 0 | 0 | 0 | 0
CC | 0 | 0 | 0 | 0 | 0 | 0
CSP | 0 | 0 | 0 | 0 | 0 | 0
CT | 0 | 0 | 0 | 0 | 0 | 0
Coal | 0.16 | 0 | 0 | 0 | 0 | 0
Geo | 0 | 0 | 0 | 0 | 0 | 0
H | 0 | 0 | 0 | 0 | 0 | 0
LFG | 0 | 0 | 0 | 0 | 0 | 0
Nuc | 0 | 0 | 0 | 0 | 0 | 0
PS | 0 | 0 | 0 | 0 | 0 | 0
PV | 0 | 0 | 0 | 0 | 0 | 0
PeakG | 0 | 0 | 0 | 0 | 0 | 0
PeakO | 0 | 0 | 0 | 0 | 0 | 0
ST | 0 | 0 | 0 | 0 | 0 | 0
STOG | 0 | 0 | 0 | 0 | 0 | 0
STWD | 0 | 0 | 0 | 0 | 0 | 0
WT | 0 | 0 | 0 | 0 | 0 | 0
IGCC | 0 | 0 | 0 | 0 | 0 | 0
DemandResponse | 0 | 0 | 0 | 0 | 0 | 0
IGCC-CCS | 0 | 0 | 0 | 0 | 0 | 0
WT_off | 0 | 0 | 0 | 0 | 0 | 0
PseudoUnit | 0 | 0 | 0 | 0 | 0 | 0
FixedInterchange | 0 | 0 | 0 | 0 | 0 | 0
Retrofit VOM Costs by Reporting Type: NonRTO_Midwest
ReportingType | 2015 | 2020 | 2025 | 2030 | 2035 | 2040
BM | 0 | 0 | 0 | 0 | 0 | 0
CC | 0 | 0 | 0 | 0 | 0 | 0
CSP | 0 | 0 | 0 | 0 | 0 | 0
CT | 0 | 0 | 0 | 0 | 0 | 0
Coal | 232.19 | 300.12 | 306.95 | 310.37 | 325.45 | 333.91
Geo | 0 | 0 | 0 | 0 | 0 | 0
H | 0 | 0 | 0 | 0 | 0 | 0
LFG | 0 | 0 | 0 | 0 | 0 | 0
Nuc | 0 | 0 | 0 | 0 | 0 | 0
PS | 0 | 0 | 0 | 0 | 0 | 0
PV | 0 | 0 | 0 | 0 | 0 | 0
PeakG | 0 | 0 | 0 | 0 | 0 | 0
PeakO | 0 | 0 | 0 | 0 | 0 | 0
ST | 0 | 0 | 0 | 0 | 0 | 0
STOG | 0 | 0 | 0 | 0 | 0 | 0
STWD | 0 | 0 | 0 | 0 | 0 | 0
WT | 0 | 0 | 0 | 0 | 0 | 0
IGCC | 0 | 0 | 0 | 0 | 0 | 0
DemandResponse | 0 | 0 | 0 | 0 | 0 | 0
IGCC-CCS | 0 | 0 | 0 | 0 | 0 | 0
WT_off | 0 | 0 | 0 | 0 | 0 | 0
PseudoUnit | 0 | 0 | 0 | 0 | 0 | 0
FixedInterchange | 0 | 0 | 0 | 0 | 0 | 0
Retrofit VOM Costs by Reporting Type: NYISO_A-F
ReportingType | 2015 | 2020 | 2025 | 2030 | 2035 | 2040
BM | 0 | 0 | 0 | 0 | 0 | 0
CC | 0 | 0 | 0 | 0 | 0 | 0
CSP | 0 | 0 | 0 | 0 | 0 | 0
CT | 0 | 0 | 0 | 0 | 0 | 0
Coal | 0 | 0 | 0 | 0 | 0 | 0
Geo | 0 | 0 | 0 | 0 | 0 | 0
H | 0 | 0 | 0 | 0 | 0 | 0
LFG | 0 | 0 | 0 | 0 | 0 | 0
Nuc | 0 | 0 | 0 | 0 | 0 | 0
PS | 0 | 0 | 0 | 0 | 0 | 0
PV | 0 | 0 | 0 | 0 | 0 | 0
PeakG | 0 | 0 | 0 | 0 | 0 | 0
PeakO | 0 | 0 | 0 | 0 | 0 | 0
ST | 0 | 0 | 0 | 0 | 0 | 0
STOG | 0 | 0 | 0 | 0 | 0 | 0
STWD | 0 | 0 | 0 | 0 | 0 | 0
WT | 0 | 0 | 0 | 0 | 0 | 0
IGCC | 0 | 0 | 0 | 0 | 0 | 0
DemandResponse | 0 | 0 | 0 | 0 | 0 | 0
IGCC-CCS | 0 | 0 | 0 | 0 | 0 | 0
WT_off | 0 | 0 | 0 | 0 | 0 | 0
PseudoUnit | 0 | 0 | 0 | 0 | 0 | 0
FixedInterchange | 0 | 0 | 0 | 0 | 0 | 0
Retrofit VOM Costs by Reporting Type: NYISO_G-I
ReportingType | 2015 | 2020 | 2025 | 2030 | 2035 | 2040
BM | 0 | 0 | 0 | 0 | 0 | 0
CC | 0 | 0 | 0 | 0 | 0 | 0
CSP | 0 | 0 | 0 | 0 | 0 | 0
CT | 0 | 0 | 0 | 0 | 0 | 0
Coal | 0 | 0 | 0 | 0 | 0 | 0
Geo | 0 | 0 | 0 | 0 | 0 | 0
H | 0 | 0 | 0 | 0 | 0 | 0
LFG | 0 | 0 | 0 | 0 | 0 | 0
Nuc | 0 | 0 | 0 | 0 | 0 | 0
PS | 0 | 0 | 0 | 0 | 0 | 0
PV | 0 | 0 | 0 | 0 | 0 | 0
PeakG | 0 | 0 | 0 | 0 | 0 | 0
PeakO | 0 | 0 | 0 | 0 | 0 | 0
ST | 0 | 0 | 0 | 0 | 0 | 0
STOG | 0 | 0 | 0 | 0 | 0 | 0
STWD | 0 | 0 | 0 | 0 | 0 | 0
WT | 0 | 0 | 0 | 0 | 0 | 0
IGCC | 0 | 0 | 0 | 0 | 0 | 0
DemandResponse | 0 | 0 | 0 | 0 | 0 | 0
IGCC-CCS | 0 | 0 | 0 | 0 | 0 | 0
WT_off | 0 | 0 | 0 | 0 | 0 | 0
PseudoUnit | 0 | 0 | 0 | 0 | 0 | 0
FixedInterchange | 0 | 0 | 0 | 0 | 0 | 0
Retrofit VOM Costs by Reporting Type: NYISO_J-K
ReportingType | 2015 | 2020 | 2025 | 2030 | 2035 | 2040
BM | 0 | 0 | 0 | 0 | 0 | 0
CC | 0 | 0 | 0 | 0 | 0 | 0
CSP | 0 | 0 | 0 | 0 | 0 | 0
CT | 0 | 0 | 0 | 0 | 0 | 0
Coal | 0 | 0 | 0 | 0 | 0 | 0
Geo | 0 | 0 | 0 | 0 | 0 | 0
H | 0 | 0 | 0 | 0 | 0 | 0
LFG | 0 | 0 | 0 | 0 | 0 | 0
Nuc | 0 | 0 | 0 | 0 | 0 | 0
PS | 0 | 0 | 0 | 0 | 0 | 0
PV | 0 | 0 | 0 | 0 | 0 | 0
PeakG | 0 | 0 | 0 | 0 | 0 | 0
PeakO | 0 | 0 | 0 | 0 | 0 | 0
ST | 0 | 0 | 0 | 0 | 0 | 0
STOG | 0 | 0 | 0 | 0 | 0 | 0
STWD | 0 | 0 | 0 | 0 | 0 | 0
WT | 0 | 0 | 0 | 0 | 0 | 0
IGCC | 0 | 0 | 0 | 0 | 0 | 0
DemandResponse | 0 | 0 | 0 | 0 | 0 | 0
IGCC-CCS | 0 | 0 | 0 | 0 | 0 | 0
WT_off | 0 | 0 | 0 | 0 | 0 | 0
PseudoUnit | 0 | 0 | 0 | 0 | 0 | 0
FixedInterchange | 0 | 0 | 0 | 0 | 0 | 0
Retrofit VOM Costs by Reporting Type: PJM_E
ReportingType | 2015 | 2020 | 2025 | 2030 | 2035 | 2040
BM | 0 | 0 | 0 | 0 | 0 | 0
CC | 0 | 0 | 0 | 0 | 0 | 0
CSP | 0 | 0 | 0 | 0 | 0 | 0
CT | 0 | 0 | 0 | 0 | 0 | 0
Coal | 1.8 | 0 | 0 | 0 | 0 | 0
Geo | 0 | 0 | 0 | 0 | 0 | 0
H | 0 | 0 | 0 | 0 | 0 | 0
LFG | 0 | 0 | 0 | 0 | 0 | 0
Nuc | 0 | 0 | 0 | 0 | 0 | 0
PS | 0 | 0 | 0 | 0 | 0 | 0
PV | 0 | 0 | 0 | 0 | 0 | 0
PeakG | 0 | 0 | 0 | 0 | 0 | 0
PeakO | 0 | 0 | 0 | 0 | 0 | 0
ST | 0 | 0 | 0 | 0 | 0 | 0
STOG | 0 | 0 | 0 | 0 | 0 | 0
STWD | 0 | 0 | 0 | 0 | 0 | 0
WT | 0 | 0 | 0 | 0 | 0 | 0
IGCC | 0 | 0 | 0 | 0 | 0 | 0
DemandResponse | 0 | 0 | 0 | 0 | 0 | 0
IGCC-CCS | 0 | 0 | 0 | 0 | 0 | 0
WT_off | 0 | 0 | 0 | 0 | 0 | 0
PseudoUnit | 0 | 0 | 0 | 0 | 0 | 0
FixedInterchange | 0 | 0 | 0 | 0 | 0 | 0
Retrofit VOM Costs by Reporting Type: PJM_ROM
ReportingType | 2015 | 2020 | 2025 | 2030 | 2035 | 2040
BM | 0 | 0 | 0 | 0 | 0 | 0
CC | 0 | 0 | 0 | 0 | 0 | 0
CSP | 0 | 0 | 0 | 0 | 0 | 0
CT | 0 | 0 | 0 | 0 | 0 | 0
Coal | 187.38 | 247.06 | 253.62 | 240.9 | 262.23 | 262.23
Geo | 0 | 0 | 0 | 0 | 0 | 0
H | 0 | 0 | 0 | 0 | 0 | 0
LFG | 0 | 0 | 0 | 0 | 0 | 0
Nuc | 0 | 0 | 0 | 0 | 0 | 0
PS | 0 | 0 | 0 | 0 | 0 | 0
PV | 0 | 0 | 0 | 0 | 0 | 0
PeakG | 0 | 0 | 0 | 0 | 0 | 0
PeakO | 0 | 0 | 0 | 0 | 0 | 0
ST | 0 | 0 | 0 | 0 | 0 | 0
STOG | 0 | 0 | 0 | 0 | 0 | 0
STWD | 0 | 0 | 0 | 0 | 0 | 0
WT | 0 | 0 | 0 | 0 | 0 | 0
IGCC | 0 | 0 | 0 | 0 | 0 | 0
DemandResponse | 0 | 0 | 0 | 0 | 0 | 0
IGCC-CCS | 0 | 0 | 0 | 0 | 0 | 0
WT_off | 0 | 0 | 0 | 0 | 0 | 0
PseudoUnit | 0 | 0 | 0 | 0 | 0 | 0
FixedInterchange | 0 | 0 | 0 | 0 | 0 | 0
Retrofit VOM Costs by Reporting Type: PJM_ROR
ReportingType | 2015 | 2020 | 2025 | 2030 | 2035 | 2040
BM | 0 | 0 | 0 | 0 | 0 | 0
CC | 0 | 0 | 0 | 0 | 0 | 0
CSP | 0 | 0 | 0 | 0 | 0 | 0
CT | 0 | 0 | 0 | 0 | 0 | 0
Coal | 945.43 | 1065.97 | 1070.1 | 1069.36 | 1077.95 | 1094.54
Geo | 0 | 0 | 0 | 0 | 0 | 0
H | 0 | 0 | 0 | 0 | 0 | 0
LFG | 0 | 0 | 0 | 0 | 0 | 0
Nuc | 0 | 0 | 0 | 0 | 0 | 0
PS | 0 | 0 | 0 | 0 | 0 | 0
PV | 0 | 0 | 0 | 0 | 0 | 0
PeakG | 0 | 0 | 0 | 0 | 0 | 0
PeakO | 0 | 0 | 0 | 0 | 0 | 0
ST | 0 | 0 | 0 | 0 | 0 | 0
STOG | 0 | 0 | 0 | 0 | 0 | 0
STWD | 0 | 0 | 0 | 0 | 0 | 0
WT | 0 | 0 | 0 | 0 | 0 | 0
IGCC | 0 | 0 | 0 | 0 | 0 | 0
DemandResponse | 0 | 0 | 0 | 0 | 0 | 0
IGCC-CCS | 0 | 0 | 0 | 0 | 0 | 0
WT_off | 0 | 0 | 0 | 0 | 0 | 0
PseudoUnit | 0 | 0 | 0 | 0 | 0 | 0
FixedInterchange | 0 | 0 | 0 | 0 | 0 | 0
Retrofit VOM Costs by Reporting Type: SOCO
ReportingType | 2015 | 2020 | 2025 | 2030 | 2035 | 2040
BM | 0 | 0 | 0 | 0 | 0 | 0
CC | 0 | 0 | 0 | 0 | 0 | 0
CSP | 0 | 0 | 0 | 0 | 0 | 0
CT | 0 | 0 | 0 | 0 | 0 | 0
Coal | 347.21 | 525.25 | 587.88 | 618 | 618 | 618
Geo | 0 | 0 | 0 | 0 | 0 | 0
H | 0 | 0 | 0 | 0 | 0 | 0
LFG | 0 | 0 | 0 | 0 | 0 | 0
Nuc | 0 | 0 | 0 | 0 | 0 | 0
PS | 0 | 0 | 0 | 0 | 0 | 0
PV | 0 | 0 | 0 | 0 | 0 | 0
PeakG | 0 | 0 | 0 | 0 | 0 | 0
PeakO | 0 | 0 | 0 | 0 | 0 | 0
ST | 0 | 0 | 0 | 0 | 0 | 0
STOG | 0 | 0 | 0 | 0 | 0 | 0
STWD | 0 | 0 | 0 | 0 | 0 | 0
WT | 0 | 0 | 0 | 0 | 0 | 0
IGCC | 0 | 0 | 0 | 0 | 0 | 0
DemandResponse | 0 | 0 | 0 | 0 | 0 | 0
IGCC-CCS | 0 | 0 | 0 | 0 | 0 | 0
WT_off | 0 | 0 | 0 | 0 | 0 | 0
PseudoUnit | 0 | 0 | 0 | 0 | 0 | 0
FixedInterchange | 0 | 0 | 0 | 0 | 0 | 0
Retrofit VOM Costs by Reporting Type: SPP_N
ReportingType | 2015 | 2020 | 2025 | 2030 | 2035 | 2040
BM | 0 | 0 | 0 | 0 | 0 | 0
CC | 0 | 0 | 0 | 0 | 0 | 0
CSP | 0 | 0 | 0 | 0 | 0 | 0
CT | 0 | 0 | 0 | 0 | 0 | 0
Coal | 173.17 | 292.45 | 228.16 | 170.73 | 179.3 | 169.31
Geo | 0 | 0 | 0 | 0 | 0 | 0
H | 0 | 0 | 0 | 0 | 0 | 0
LFG | 0 | 0 | 0 | 0 | 0 | 0
Nuc | 0 | 0 | 0 | 0 | 0 | 0
PS | 0 | 0 | 0 | 0 | 0 | 0
PV | 0 | 0 | 0 | 0 | 0 | 0
PeakG | 0 | 0 | 0 | 0 | 0 | 0
PeakO | 0 | 0 | 0 | 0 | 0 | 0
ST | 0 | 0 | 0 | 0 | 0 | 0
STOG | 0 | 0 | 0 | 0 | 0 | 0
STWD | 0 | 0 | 0 | 0 | 0 | 0
WT | 0 | 0 | 0 | 0 | 0 | 0
IGCC | 0 | 0 | 0 | 0 | 0 | 0
DemandResponse | 0 | 0 | 0 | 0 | 0 | 0
IGCC-CCS | 0 | 0 | 0 | 0 | 0 | 0
WT_off | 0 | 0 | 0 | 0 | 0 | 0
PseudoUnit | 0 | 0 | 0 | 0 | 0 | 0
FixedInterchange | 0 | 0 | 0 | 0 | 0 | 0
Retrofit VOM Costs by Reporting Type: SPP_S
ReportingType | 2015 | 2020 | 2025 | 2030 | 2035 | 2040
BM | 0 | 0 | 0 | 0 | 0 | 0
CC | 0 | 0 | 0 | 0 | 0 | 0
CSP | 0 | 0 | 0 | 0 | 0 | 0
CT | 0 | 0 | 0 | 0 | 0 | 0
Coal | 60.91 | 619.5 | 156.89 | 99.89 | 130.17 | 133.33
Geo | 0 | 0 | 0 | 0 | 0 | 0
H | 0 | 0 | 0 | 0 | 0 | 0
LFG | 0 | 0 | 0 | 0 | 0 | 0
Nuc | 0 | 0 | 0 | 0 | 0 | 0
PS | 0 | 0 | 0 | 0 | 0 | 0
PV | 0 | 0 | 0 | 0 | 0 | 0
PeakG | 0 | 0 | 0 | 0 | 0 | 0
PeakO | 0 | 0 | 0 | 0 | 0 | 0
ST | 0 | 0 | 0 | 0 | 0 | 0
STOG | 0 | 0 | 0 | 0 | 0 | 0
STWD | 0 | 0 | 0 | 0 | 0 | 0
WT | 0 | 0 | 0 | 0 | 0 | 0
IGCC | 0 | 0 | 0 | 0 | 0 | 0
DemandResponse | 0 | 0 | 0 | 0 | 0 | 0
IGCC-CCS | 0 | 0 | 0 | 0 | 0 | 0
WT_off | 0 | 0 | 0 | 0 | 0 | 0
PseudoUnit | 0 | 0 | 0 | 0 | 0 | 0
FixedInterchange | 0 | 0 | 0 | 0 | 0 | 0
Retrofit VOM Costs by Reporting Type: TVA
ReportingType | 2015 | 2020 | 2025 | 2030 | 2035 | 2040
BM | 0 | 0 | 0 | 0 | 0 | 0
CC | 0 | 0 | 0 | 0 | 0 | 0
CSP | 0 | 0 | 0 | 0 | 0 | 0
CT | 0 | 0 | 0 | 0 | 0 | 0
Coal | 233.25 | 460.58 | 471.1 | 471.1 | 478.73 | 478.73
Geo | 0 | 0 | 0 | 0 | 0 | 0
H | 0 | 0 | 0 | 0 | 0 | 0
LFG | 0 | 0 | 0 | 0 | 0 | 0
Nuc | 0 | 0 | 0 | 0 | 0 | 0
PS | 0 | 0 | 0 | 0 | 0 | 0
PV | 0 | 0 | 0 | 0 | 0 | 0
PeakG | 0 | 0 | 0 | 0 | 0 | 0
PeakO | 0 | 0 | 0 | 0 | 0 | 0
ST | 0 | 0 | 0 | 0 | 0 | 0
STOG | 0 | 0 | 0 | 0 | 0 | 0
STWD | 0 | 0 | 0 | 0 | 0 | 0
WT | 0 | 0 | 0 | 0 | 0 | 0
IGCC | 0 | 0 | 0 | 0 | 0 | 0
DemandResponse | 0 | 0 | 0 | 0 | 0 | 0
IGCC-CCS | 0 | 0 | 0 | 0 | 0 | 0
WT_off | 0 | 0 | 0 | 0 | 0 | 0
PseudoUnit | 0 | 0 | 0 | 0 | 0 | 0
FixedInterchange | 0 | 0 | 0 | 0 | 0 | 0
Retrofit VOM Costs by Reporting Type: TVA_Transmission
ReportingType | 2015 | 2020 | 2025 | 2030 | 2035 | 2040
BM | 0 | 0 | 0 | 0 | 0 | 0
CC | 0 | 0 | 0 | 0 | 0 | 0
CSP | 0 | 0 | 0 | 0 | 0 | 0
CT | 0 | 0 | 0 | 0 | 0 | 0
Coal | 0 | 0 | 0 | 0 | 0 | 0
Geo | 0 | 0 | 0 | 0 | 0 | 0
H | 0 | 0 | 0 | 0 | 0 | 0
LFG | 0 | 0 | 0 | 0 | 0 | 0
Nuc | 0 | 0 | 0 | 0 | 0 | 0
PS | 0 | 0 | 0 | 0 | 0 | 0
PV | 0 | 0 | 0 | 0 | 0 | 0
PeakG | 0 | 0 | 0 | 0 | 0 | 0
PeakO | 0 | 0 | 0 | 0 | 0 | 0
ST | 0 | 0 | 0 | 0 | 0 | 0
STOG | 0 | 0 | 0 | 0 | 0 | 0
STWD | 0 | 0 | 0 | 0 | 0 | 0
WT | 0 | 0 | 0 | 0 | 0 | 0
IGCC | 0 | 0 | 0 | 0 | 0 | 0
DemandResponse | 0 | 0 | 0 | 0 | 0 | 0
IGCC-CCS | 0 | 0 | 0 | 0 | 0 | 0
WT_off | 0 | 0 | 0 | 0 | 0 | 0
PseudoUnit | 0 | 0 | 0 | 0 | 0 | 0
FixedInterchange | 0 | 0 | 0 | 0 | 0 | 0
Retrofit VOM Costs by Reporting Type: VACAR
ReportingType | 2015 | 2020 | 2025 | 2030 | 2035 | 2040
BM | 0 | 0 | 0 | 0 | 0 | 0
CC | 0 | 0 | 0 | 0 | 0 | 0
CSP | 0 | 0 | 0 | 0 | 0 | 0
CT | 0 | 0 | 0 | 0 | 0 | 0
Coal | 302.98 | 355.95 | 414.07 | 446.34 | 510.49 | 525.29
Geo | 0 | 0 | 0 | 0 | 0 | 0
H | 0 | 0 | 0 | 0 | 0 | 0
LFG | 0 | 0 | 0 | 0 | 0 | 0
Nuc | 0 | 0 | 0 | 0 | 0 | 0
PS | 0 | 0 | 0 | 0 | 0 | 0
PV | 0 | 0 | 0 | 0 | 0 | 0
PeakG | 0 | 0 | 0 | 0 | 0 | 0
PeakO | 0 | 0 | 0 | 0 | 0 | 0
ST | 0 | 0 | 0 | 0 | 0 | 0
STOG | 0 | 0 | 0 | 0 | 0 | 0
STWD | 0 | 0 | 0 | 0 | 0 | 0
WT | 0 | 0 | 0 | 0 | 0 | 0
IGCC | 0 | 0 | 0 | 0 | 0 | 0
DemandResponse | 0 | 0 | 0 | 0 | 0 | 0
IGCC-CCS | 0 | 0 | 0 | 0 | 0 | 0
WT_off | 0 | 0 | 0 | 0 | 0 | 0
PseudoUnit | 0 | 0 | 0 | 0 | 0 | 0
FixedInterchange | 0 | 0 | 0 | 0 | 0 | 0
Retrofit VOM Costs by Reporting Type: IESO
ReportingType | 2015 | 2020 | 2025 | 2030 | 2035 | 2040
BM | 0 | 0 | 0 | 0 | 0 | 0
CC | 0 | 0 | 0 | 0 | 0 | 0
CSP | 0 | 0 | 0 | 0 | 0 | 0
CT | 0 | 0 | 0 | 0 | 0 | 0
Coal | 0 | 0 | 0 | 0 | 0 | 0
Geo | 0 | 0 | 0 | 0 | 0 | 0
H | 0 | 0 | 0 | 0 | 0 | 0
LFG | 0 | 0 | 0 | 0 | 0 | 0
Nuc | 0 | 0 | 0 | 0 | 0 | 0
PS | 0 | 0 | 0 | 0 | 0 | 0
PV | 0 | 0 | 0 | 0 | 0 | 0
PeakG | 0 | 0 | 0 | 0 | 0 | 0
PeakO | 0 | 0 | 0 | 0 | 0 | 0
ST | 0 | 0 | 0 | 0 | 0 | 0
STOG | 0 | 0 | 0 | 0 | 0 | 0
STWD | 0 | 0 | 0 | 0 | 0 | 0
WT | 0 | 0 | 0 | 0 | 0 | 0
IGCC | 0 | 0 | 0 | 0 | 0 | 0
DemandResponse | 0 | 0 | 0 | 0 | 0 | 0
IGCC-CCS | 0 | 0 | 0 | 0 | 0 | 0
WT_off | 0 | 0 | 0 | 0 | 0 | 0
PseudoUnit | 0 | 0 | 0 | 0 | 0 | 0
FixedInterchange | 0 | 0 | 0 | 0 | 0 | 0
Retrofit VOM Costs by Reporting Type: MAPP_CA
ReportingType | 2015 | 2020 | 2025 | 2030 | 2035 | 2040
BM | 0 | 0 | 0 | 0 | 0 | 0
CC | 0 | 0 | 0 | 0 | 0 | 0
CSP | 0 | 0 | 0 | 0 | 0 | 0
CT | 0 | 0 | 0 | 0 | 0 | 0
Coal | 0 | 0 | 0 | 0 | 0 | 0
Geo | 0 | 0 | 0 | 0 | 0 | 0
H | 0 | 0 | 0 | 0 | 0 | 0
LFG | 0 | 0 | 0 | 0 | 0 | 0
Nuc | 0 | 0 | 0 | 0 | 0 | 0
PS | 0 | 0 | 0 | 0 | 0 | 0
PV | 0 | 0 | 0 | 0 | 0 | 0
PeakG | 0 | 0 | 0 | 0 | 0 | 0
PeakO | 0 | 0 | 0 | 0 | 0 | 0
ST | 0 | 0 | 0 | 0 | 0 | 0
STOG | 0 | 0 | 0 | 0 | 0 | 0
STWD | 0 | 0 | 0 | 0 | 0 | 0
WT | 0 | 0 | 0 | 0 | 0 | 0
IGCC | 0 | 0 | 0 | 0 | 0 | 0
DemandResponse | 0 | 0 | 0 | 0 | 0 | 0
IGCC-CCS | 0 | 0 | 0 | 0 | 0 | 0
WT_off | 0 | 0 | 0 | 0 | 0 | 0
PseudoUnit | 0 | 0 | 0 | 0 | 0 | 0
FixedInterchange | 0 | 0 | 0 | 0 | 0 | 0
Retrofit VOM Costs by Reporting Type: AZ_NM_SNV_Coal
ReportingType | 2015 | 2020 | 2025 | 2030 | 2035 | 2040
BM | 0 | 0 | 0 | 0 | 0 | 0
CC | 0 | 0 | 0 | 0 | 0 | 0
CSP | 0 | 0 | 0 | 0 | 0 | 0
CT | 0 | 0 | 0 | 0 | 0 | 0
Coal | 358.05 | 404.7 | 404.7 | 404.7 | 404.7 | 404.7
Geo | 0 | 0 | 0 | 0 | 0 | 0
H | 0 | 0 | 0 | 0 | 0 | 0
LFG | 0 | 0 | 0 | 0 | 0 | 0
Nuc | 0 | 0 | 0 | 0 | 0 | 0
PS | 0 | 0 | 0 | 0 | 0 | 0
PV | 0 | 0 | 0 | 0 | 0 | 0
PeakG | 0 | 0 | 0 | 0 | 0 | 0
PeakO | 0 | 0 | 0 | 0 | 0 | 0
ST | 0 | 0 | 0 | 0 | 0 | 0
STOG | 0 | 0 | 0 | 0 | 0 | 0
STWD | 0 | 0 | 0 | 0 | 0 | 0
WT | 0 | 0 | 0 | 0 | 0 | 0
IGCC | 0 | 0 | 0 | 0 | 0 | 0
DemandResponse | 0 | 0 | 0 | 0 | 0 | 0
IGCC-CCS | 0 | 0 | 0 | 0 | 0 | 0
WT_off | 0 | 0 | 0 | 0 | 0 | 0
PseudoUnit | 0 | 0 | 0 | 0 | 0 | 0
FixedInterchange | 0 | 0 | 0 | 0 | 0 | 0
Retrofit VOM Costs by Reporting Type: AZ_NM_SNV_Gas
ReportingType | 2015 | 2020 | 2025 | 2030 | 2035 | 2040
BM | 0 | 0 | 0 | 0 | 0 | 0
CC | 0 | 0 | 0 | 0 | 0 | 0
CSP | 0 | 0 | 0 | 0 | 0 | 0
CT | 0 | 0 | 0 | 0 | 0 | 0
Coal | 0 | 0 | 0 | 0 | 0 | 0
Geo | 0 | 0 | 0 | 0 | 0 | 0
H | 0 | 0 | 0 | 0 | 0 | 0
LFG | 0 | 0 | 0 | 0 | 0 | 0
Nuc | 0 | 0 | 0 | 0 | 0 | 0
PS | 0 | 0 | 0 | 0 | 0 | 0
PV | 0 | 0 | 0 | 0 | 0 | 0
PeakG | 0 | 0 | 0 | 0 | 0 | 0
PeakO | 0 | 0 | 0 | 0 | 0 | 0
ST | 0 | 0 | 0 | 0 | 0 | 0
STOG | 0 | 0 | 0 | 0 | 0 | 0
STWD | 0 | 0 | 0 | 0 | 0 | 0
WT | 0 | 0 | 0 | 0 | 0 | 0
IGCC | 0 | 0 | 0 | 0 | 0 | 0
DemandResponse | 0 | 0 | 0 | 0 | 0 | 0
IGCC-CCS | 0 | 0 | 0 | 0 | 0 | 0
WT_off | 0 | 0 | 0 | 0 | 0 | 0
PseudoUnit | 0 | 0 | 0 | 0 | 0 | 0
FixedInterchange | 0 | 0 | 0 | 0 | 0 | 0
Retrofit VOM Costs by Reporting Type: AZ_NM_SNV_NucRenew
ReportingType | 2015 | 2020 | 2025 | 2030 | 2035 | 2040
BM | 0 | 0 | 0 | 0 | 0 | 0
CC | 0 | 0 | 0 | 0 | 0 | 0
CSP | 0 | 0 | 0 | 0 | 0 | 0
CT | 0 | 0 | 0 | 0 | 0 | 0
Coal | 0 | 0 | 0 | 0 | 0 | 0
Geo | 0 | 0 | 0 | 0 | 0 | 0
H | 0 | 0 | 0 | 0 | 0 | 0
LFG | 0 | 0 | 0 | 0 | 0 | 0
Nuc | 0 | 0 | 0 | 0 | 0 | 0
PS | 0 | 0 | 0 | 0 | 0 | 0
PV | 0 | 0 | 0 | 0 | 0 | 0
PeakG | 0 | 0 | 0 | 0 | 0 | 0
PeakO | 0 | 0 | 0 | 0 | 0 | 0
ST | 0 | 0 | 0 | 0 | 0 | 0
STOG | 0 | 0 | 0 | 0 | 0 | 0
STWD | 0 | 0 | 0 | 0 | 0 | 0
WT | 0 | 0 | 0 | 0 | 0 | 0
IGCC | 0 | 0 | 0 | 0 | 0 | 0
DemandResponse | 0 | 0 | 0 | 0 | 0 | 0
IGCC-CCS | 0 | 0 | 0 | 0 | 0 | 0
WT_off | 0 | 0 | 0 | 0 | 0 | 0
PseudoUnit | 0 | 0 | 0 | 0 | 0 | 0
FixedInterchange | 0 | 0 | 0 | 0 | 0 | 0
Retrofit VOM Costs by Reporting Type: ERCOT
ReportingType | 2015 | 2020 | 2025 | 2030 | 2035 | 2040
BM | 0 | 0 | 0 | 0 | 0 | 0
CC | 0 | 0 | 0 | 0 | 0 | 0
CSP | 0 | 0 | 0 | 0 | 0 | 0
CT | 0 | 0 | 0 | 0 | 0 | 0
Coal | 341.42 | 569.51 | 611.32 | 610.36 | 621.96 | 629.6
Geo | 0 | 0 | 0 | 0 | 0 | 0
H | 0 | 0 | 0 | 0 | 0 | 0
LFG | 0 | 0 | 0 | 0 | 0 | 0
Nuc | 0 | 0 | 0 | 0 | 0 | 0
PS | 0 | 0 | 0 | 0 | 0 | 0
PV | 0 | 0 | 0 | 0 | 0 | 0
PeakG | 0 | 0 | 0 | 0 | 0 | 0
PeakO | 0 | 0 | 0 | 0 | 0 | 0
ST | 0 | 0 | 0 | 0 | 0 | 0
STOG | 0 | 0 | 0 | 0 | 0 | 0
STWD | 0 | 0 | 0 | 0 | 0 | 0
WT | 0 | 0 | 0 | 0 | 0 | 0
IGCC | 0 | 0 | 0 | 0 | 0 | 0
DemandResponse | 0 | 0 | 0 | 0 | 0 | 0
IGCC-CCS | 0 | 0 | 0 | 0 | 0 | 0
WT_off | 0 | 0 | 0 | 0 | 0 | 0
PseudoUnit | 0 | 0 | 0 | 0 | 0 | 0
FixedInterchange | 0 | 0 | 0 | 0 | 0 | 0
Retrofit VOM Costs by Reporting Type: NP15
ReportingType | 2015 | 2020 | 2025 | 2030 | 2035 | 2040
BM | 0 | 0 | 0 | 0 | 0 | 0
CC | 0 | 0 | 0 | 0 | 0 | 0
CSP | 0 | 0 | 0 | 0 | 0 | 0
CT | 0 | 0 | 0 | 0 | 0 | 0
Coal | 1.46 | 0 | 0 | 0 | 0 | 0
Geo | 0 | 0 | 0 | 0 | 0 | 0
H | 0 | 0 | 0 | 0 | 0 | 0
LFG | 0 | 0 | 0 | 0 | 0 | 0
Nuc | 0 | 0 | 0 | 0 | 0 | 0
PS | 0 | 0 | 0 | 0 | 0 | 0
PV | 0 | 0 | 0 | 0 | 0 | 0
PeakG | 0 | 0 | 0 | 0 | 0 | 0
PeakO | 0 | 0 | 0 | 0 | 0 | 0
ST | 0 | 0 | 0 | 0 | 0 | 0
STOG | 0 | 0 | 0 | 0 | 0 | 0
STWD | 0 | 0 | 0 | 0 | 0 | 0
WT | 0 | 0 | 0 | 0 | 0 | 0
IGCC | 0 | 0 | 0 | 0 | 0 | 0
DemandResponse | 0 | 0 | 0 | 0 | 0 | 0
IGCC-CCS | 0 | 0 | 0 | 0 | 0 | 0
WT_off | 0 | 0 | 0 | 0 | 0 | 0
PseudoUnit | 0 | 0 | 0 | 0 | 0 | 0
FixedInterchange | 0 | 0 | 0 | 0 | 0 | 0
Retrofit VOM Costs by Reporting Type: NWPP_Coal
ReportingType | 2015 | 2020 | 2025 | 2030 | 2035 | 2040
BM | 0 | 0 | 0 | 0 | 0 | 0
CC | 0 | 0 | 0 | 0 | 0 | 0
CSP | 0 | 0 | 0 | 0 | 0 | 0
CT | 0 | 0 | 0 | 0 | 0 | 0
Coal | 536.7 | 693.67 | 693.67 | 693.67 | 693.67 | 693.67
Geo | 0 | 0 | 0 | 0 | 0 | 0
H | 0 | 0 | 0 | 0 | 0 | 0
LFG | 0 | 0 | 0 | 0 | 0 | 0
Nuc | 0 | 0 | 0 | 0 | 0 | 0
PS | 0 | 0 | 0 | 0 | 0 | 0
PV | 0 | 0 | 0 | 0 | 0 | 0
PeakG | 0 | 0 | 0 | 0 | 0 | 0
PeakO | 0 | 0 | 0 | 0 | 0 | 0
ST | 0 | 0 | 0 | 0 | 0 | 0
STOG | 0 | 0 | 0 | 0 | 0 | 0
STWD | 0 | 0 | 0 | 0 | 0 | 0
WT | 0 | 0 | 0 | 0 | 0 | 0
IGCC | 0 | 0 | 0 | 0 | 0 | 0
DemandResponse | 0 | 0 | 0 | 0 | 0 | 0
IGCC-CCS | 0 | 0 | 0 | 0 | 0 | 0
WT_off | 0 | 0 | 0 | 0 | 0 | 0
PseudoUnit | 0 | 0 | 0 | 0 | 0 | 0
FixedInterchange | 0 | 0 | 0 | 0 | 0 | 0
Retrofit VOM Costs by Reporting Type: NWPP_Gas
ReportingType | 2015 | 2020 | 2025 | 2030 | 2035 | 2040
BM | 0 | 0 | 0 | 0 | 0 | 0
CC | 0 | 0 | 0 | 0 | 0 | 0
CSP | 0 | 0 | 0 | 0 | 0 | 0
CT | 0 | 0 | 0 | 0 | 0 | 0
Coal | 0 | 0 | 0 | 0 | 0 | 0
Geo | 0 | 0 | 0 | 0 | 0 | 0
H | 0 | 0 | 0 | 0 | 0 | 0
LFG | 0 | 0 | 0 | 0 | 0 | 0
Nuc | 0 | 0 | 0 | 0 | 0 | 0
PS | 0 | 0 | 0 | 0 | 0 | 0
PV | 0 | 0 | 0 | 0 | 0 | 0
PeakG | 0 | 0 | 0 | 0 | 0 | 0
PeakO | 0 | 0 | 0 | 0 | 0 | 0
ST | 0 | 0 | 0 | 0 | 0 | 0
STOG | 0 | 0 | 0 | 0 | 0 | 0
STWD | 0 | 0 | 0 | 0 | 0 | 0
WT | 0 | 0 | 0 | 0 | 0 | 0
IGCC | 0 | 0 | 0 | 0 | 0 | 0
DemandResponse | 0 | 0 | 0 | 0 | 0 | 0
IGCC-CCS | 0 | 0 | 0 | 0 | 0 | 0
WT_off | 0 | 0 | 0 | 0 | 0 | 0
PseudoUnit | 0 | 0 | 0 | 0 | 0 | 0
FixedInterchange | 0 | 0 | 0 | 0 | 0 | 0
Retrofit VOM Costs by Reporting Type: NWPP_NucRenew
ReportingType | 2015 | 2020 | 2025 | 2030 | 2035 | 2040
BM | 0 | 0 | 0 | 0 | 0 | 0
CC | 0 | 0 | 0 | 0 | 0 | 0
CSP | 0 | 0 | 0 | 0 | 0 | 0
CT | 0 | 0 | 0 | 0 | 0 | 0
Coal | 0 | 0 | 0 | 0 | 0 | 0
Geo | 0 | 0 | 0 | 0 | 0 | 0
H | 0 | 0 | 0 | 0 | 0 | 0
LFG | 0 | 0 | 0 | 0 | 0 | 0
Nuc | 0 | 0 | 0 | 0 | 0 | 0
PS | 0 | 0 | 0 | 0 | 0 | 0
PV | 0 | 0 | 0 | 0 | 0 | 0
PeakG | 0 | 0 | 0 | 0 | 0 | 0
PeakO | 0 | 0 | 0 | 0 | 0 | 0
ST | 0 | 0 | 0 | 0 | 0 | 0
STOG | 0 | 0 | 0 | 0 | 0 | 0
STWD | 0 | 0 | 0 | 0 | 0 | 0
WT | 0 | 0 | 0 | 0 | 0 | 0
IGCC | 0 | 0 | 0 | 0 | 0 | 0
DemandResponse | 0 | 0 | 0 | 0 | 0 | 0
IGCC-CCS | 0 | 0 | 0 | 0 | 0 | 0
WT_off | 0 | 0 | 0 | 0 | 0 | 0
PseudoUnit | 0 | 0 | 0 | 0 | 0 | 0
FixedInterchange | 0 | 0 | 0 | 0 | 0 | 0
Retrofit VOM Costs by Reporting Type: RMPA
ReportingType | 2015 | 2020 | 2025 | 2030 | 2035 | 2040
BM | 0 | 0 | 0 | 0 | 0 | 0
CC | 0 | 0 | 0 | 0 | 0 | 0
CSP | 0 | 0 | 0 | 0 | 0 | 0
CT | 0 | 0 | 0 | 0 | 0 | 0
Coal | 259.51 | 340.11 | 316.66 | 316.98 | 315.81 | 311.8
Geo | 0 | 0 | 0 | 0 | 0 | 0
H | 0 | 0 | 0 | 0 | 0 | 0
LFG | 0 | 0 | 0 | 0 | 0 | 0
Nuc | 0 | 0 | 0 | 0 | 0 | 0
PS | 0 | 0 | 0 | 0 | 0 | 0
PV | 0 | 0 | 0 | 0 | 0 | 0
PeakG | 0 | 0 | 0 | 0 | 0 | 0
PeakO | 0 | 0 | 0 | 0 | 0 | 0
ST | 0 | 0 | 0 | 0 | 0 | 0
STOG | 0 | 0 | 0 | 0 | 0 | 0
STWD | 0 | 0 | 0 | 0 | 0 | 0
WT | 0 | 0 | 0 | 0 | 0 | 0
IGCC | 0 | 0 | 0 | 0 | 0 | 0
DemandResponse | 0 | 0 | 0 | 0 | 0 | 0
IGCC-CCS | 0 | 0 | 0 | 0 | 0 | 0
WT_off | 0 | 0 | 0 | 0 | 0 | 0
PseudoUnit | 0 | 0 | 0 | 0 | 0 | 0
FixedInterchange | 0 | 0 | 0 | 0 | 0 | 0
Retrofit VOM Costs by Reporting Type: SP15
ReportingType | 2015 | 2020 | 2025 | 2030 | 2035 | 2040
BM | 0 | 0 | 0 | 0 | 0 | 0
CC | 0 | 0 | 0 | 0 | 0 | 0
CSP | 0 | 0 | 0 | 0 | 0 | 0
CT | 0 | 0 | 0 | 0 | 0 | 0
Coal | 5.19 | 5.66 | 5.66 | 5.02 | 0 | 0
Geo | 0 | 0 | 0 | 0 | 0 | 0
H | 0 | 0 | 0 | 0 | 0 | 0
LFG | 0 | 0 | 0 | 0 | 0 | 0
Nuc | 0 | 0 | 0 | 0 | 0 | 0
PS | 0 | 0 | 0 | 0 | 0 | 0
PV | 0 | 0 | 0 | 0 | 0 | 0
PeakG | 0 | 0 | 0 | 0 | 0 | 0
PeakO | 0 | 0 | 0 | 0 | 0 | 0
ST | 0 | 0 | 0 | 0 | 0 | 0
STOG | 0 | 0 | 0 | 0 | 0 | 0
STWD | 0 | 0 | 0 | 0 | 0 | 0
WT | 0 | 0 | 0 | 0 | 0 | 0
IGCC | 0 | 0 | 0 | 0 | 0 | 0
DemandResponse | 0 | 0 | 0 | 0 | 0 | 0
IGCC-CCS | 0 | 0 | 0 | 0 | 0 | 0
WT_off | 0 | 0 | 0 | 0 | 0 | 0
PseudoUnit | 0 | 0 | 0 | 0 | 0 | 0
FixedInterchange | 0 | 0 | 0 | 0 | 0 | 0
Retrofit VOM Costs by Reporting Type: ALB
ReportingType | 2015 | 2020 | 2025 | 2030 | 2035 | 2040
BM | 0 | 0 | 0 | 0 | 0 | 0
CC | 0 | 0 | 0 | 0 | 0 | 0
CSP | 0 | 0 | 0 | 0 | 0 | 0
CT | 0 | 0 | 0 | 0 | 0 | 0
Coal | 21.2 | 21.2 | 21.2 | 21.2 | 21.2 | 21.2
Geo | 0 | 0 | 0 | 0 | 0 | 0
H | 0 | 0 | 0 | 0 | 0 | 0
LFG | 0 | 0 | 0 | 0 | 0 | 0
Nuc | 0 | 0 | 0 | 0 | 0 | 0
PS | 0 | 0 | 0 | 0 | 0 | 0
PV | 0 | 0 | 0 | 0 | 0 | 0
PeakG | 0 | 0 | 0 | 0 | 0 | 0
PeakO | 0 | 0 | 0 | 0 | 0 | 0
ST | 0 | 0 | 0 | 0 | 0 | 0
STOG | 0 | 0 | 0 | 0 | 0 | 0
STWD | 0 | 0 | 0 | 0 | 0 | 0
WT | 0 | 0 | 0 | 0 | 0 | 0
IGCC | 0 | 0 | 0 | 0 | 0 | 0
DemandResponse | 0 | 0 | 0 | 0 | 0 | 0
IGCC-CCS | 0 | 0 | 0 | 0 | 0 | 0
WT_off | 0 | 0 | 0 | 0 | 0 | 0
PseudoUnit | 0 | 0 | 0 | 0 | 0 | 0
FixedInterchange | 0 | 0 | 0 | 0 | 0 | 0
Retrofit VOM Costs by Reporting Type: BC
ReportingType | 2015 | 2020 | 2025 | 2030 | 2035 | 2040
BM | 0 | 0 | 0 | 0 | 0 | 0
CC | 0 | 0 | 0 | 0 | 0 | 0
CSP | 0 | 0 | 0 | 0 | 0 | 0
CT | 0 | 0 | 0 | 0 | 0 | 0
Coal | 0 | 0 | 0 | 0 | 0 | 0
Geo | 0 | 0 | 0 | 0 | 0 | 0
H | 0 | 0 | 0 | 0 | 0 | 0
LFG | 0 | 0 | 0 | 0 | 0 | 0
Nuc | 0 | 0 | 0 | 0 | 0 | 0
PS | 0 | 0 | 0 | 0 | 0 | 0
PV | 0 | 0 | 0 | 0 | 0 | 0
PeakG | 0 | 0 | 0 | 0 | 0 | 0
PeakO | 0 | 0 | 0 | 0 | 0 | 0
ST | 0 | 0 | 0 | 0 | 0 | 0
STOG | 0 | 0 | 0 | 0 | 0 | 0
STWD | 0 | 0 | 0 | 0 | 0 | 0
WT | 0 | 0 | 0 | 0 | 0 | 0
IGCC | 0 | 0 | 0 | 0 | 0 | 0
DemandResponse | 0 | 0 | 0 | 0 | 0 | 0
IGCC-CCS | 0 | 0 | 0 | 0 | 0 | 0
WT_off | 0 | 0 | 0 | 0 | 0 | 0
PseudoUnit | 0 | 0 | 0 | 0 | 0 | 0
FixedInterchange | 0 | 0 | 0 | 0 | 0 | 0
Retrofit VOM Costs by Reporting Type: HQ_IESO
ReportingType | 2015 | 2020 | 2025 | 2030 | 2035 | 2040
BM | 0 | 0 | 0 | 0 | 0 | 0
CC | 0 | 0 | 0 | 0 | 0 | 0
CSP | 0 | 0 | 0 | 0 | 0 | 0
CT | 0 | 0 | 0 | 0 | 0 | 0
Coal | 0 | 0 | 0 | 0 | 0 | 0
Geo | 0 | 0 | 0 | 0 | 0 | 0
H | 0 | 0 | 0 | 0 | 0 | 0
LFG | 0 | 0 | 0 | 0 | 0 | 0
Nuc | 0 | 0 | 0 | 0 | 0 | 0
PS | 0 | 0 | 0 | 0 | 0 | 0
PV | 0 | 0 | 0 | 0 | 0 | 0
PeakG | 0 | 0 | 0 | 0 | 0 | 0
PeakO | 0 | 0 | 0 | 0 | 0 | 0
ST | 0 | 0 | 0 | 0 | 0 | 0
STOG | 0 | 0 | 0 | 0 | 0 | 0
STWD | 0 | 0 | 0 | 0 | 0 | 0
WT | 0 | 0 | 0 | 0 | 0 | 0
IGCC | 0 | 0 | 0 | 0 | 0 | 0
DemandResponse | 0 | 0 | 0 | 0 | 0 | 0
IGCC-CCS | 0 | 0 | 0 | 0 | 0 | 0
WT_off | 0 | 0 | 0 | 0 | 0 | 0
PseudoUnit | 0 | 0 | 0 | 0 | 0 | 0
FixedInterchange | 0 | 0 | 0 | 0 | 0 | 0
Retrofit VOM Costs by Reporting Type: HQ_NEISO
ReportingType | 2015 | 2020 | 2025 | 2030 | 2035 | 2040
BM | 0 | 0 | 0 | 0 | 0 | 0
CC | 0 | 0 | 0 | 0 | 0 | 0
CSP | 0 | 0 | 0 | 0 | 0 | 0
CT | 0 | 0 | 0 | 0 | 0 | 0
Coal | 0 | 0 | 0 | 0 | 0 | 0
Geo | 0 | 0 | 0 | 0 | 0 | 0
H | 0 | 0 | 0 | 0 | 0 | 0
LFG | 0 | 0 | 0 | 0 | 0 | 0
Nuc | 0 | 0 | 0 | 0 | 0 | 0
PS | 0 | 0 | 0 | 0 | 0 | 0
PV | 0 | 0 | 0 | 0 | 0 | 0
PeakG | 0 | 0 | 0 | 0 | 0 | 0
PeakO | 0 | 0 | 0 | 0 | 0 | 0
ST | 0 | 0 | 0 | 0 | 0 | 0
STOG | 0 | 0 | 0 | 0 | 0 | 0
STWD | 0 | 0 | 0 | 0 | 0 | 0
WT | 0 | 0 | 0 | 0 | 0 | 0
IGCC | 0 | 0 | 0 | 0 | 0 | 0
DemandResponse | 0 | 0 | 0 | 0 | 0 | 0
IGCC-CCS | 0 | 0 | 0 | 0 | 0 | 0
WT_off | 0 | 0 | 0 | 0 | 0 | 0
PseudoUnit | 0 | 0 | 0 | 0 | 0 | 0
FixedInterchange | 0 | 0 | 0 | 0 | 0 | 0
Retrofit VOM Costs by Reporting Type: HQ_NY
ReportingType | 2015 | 2020 | 2025 | 2030 | 2035 | 2040
BM | 0 | 0 | 0 | 0 | 0 | 0
CC | 0 | 0 | 0 | 0 | 0 | 0
CSP | 0 | 0 | 0 | 0 | 0 | 0
CT | 0 | 0 | 0 | 0 | 0 | 0
Coal | 0 | 0 | 0 | 0 | 0 | 0
Geo | 0 | 0 | 0 | 0 | 0 | 0
H | 0 | 0 | 0 | 0 | 0 | 0
LFG | 0 | 0 | 0 | 0 | 0 | 0
Nuc | 0 | 0 | 0 | 0 | 0 | 0
PS | 0 | 0 | 0 | 0 | 0 | 0
PV | 0 | 0 | 0 | 0 | 0 | 0
PeakG | 0 | 0 | 0 | 0 | 0 | 0
PeakO | 0 | 0 | 0 | 0 | 0 | 0
ST | 0 | 0 | 0 | 0 | 0 | 0
STOG | 0 | 0 | 0 | 0 | 0 | 0
STWD | 0 | 0 | 0 | 0 | 0 | 0
WT | 0 | 0 | 0 | 0 | 0 | 0
IGCC | 0 | 0 | 0 | 0 | 0 | 0
DemandResponse | 0 | 0 | 0 | 0 | 0 | 0
IGCC-CCS | 0 | 0 | 0 | 0 | 0 | 0
WT_off | 0 | 0 | 0 | 0 | 0 | 0
PseudoUnit | 0 | 0 | 0 | 0 | 0 | 0
FixedInterchange | 0 | 0 | 0 | 0 | 0 | 0
Retrofit VOM Costs by Reporting Type: MARITIMES
ReportingType | 2015 | 2020 | 2025 | 2030 | 2035 | 2040
BM | 0 | 0 | 0 | 0 | 0 | 0
CC | 0 | 0 | 0 | 0 | 0 | 0
CSP | 0 | 0 | 0 | 0 | 0 | 0
CT | 0 | 0 | 0 | 0 | 0 | 0
Coal | 0 | 0 | 0 | 0 | 0 | 0
Geo | 0 | 0 | 0 | 0 | 0 | 0
H | 0 | 0 | 0 | 0 | 0 | 0
LFG | 0 | 0 | 0 | 0 | 0 | 0
Nuc | 0 | 0 | 0 | 0 | 0 | 0
PS | 0 | 0 | 0 | 0 | 0 | 0
PV | 0 | 0 | 0 | 0 | 0 | 0
PeakG | 0 | 0 | 0 | 0 | 0 | 0
PeakO | 0 | 0 | 0 | 0 | 0 | 0
ST | 0 | 0 | 0 | 0 | 0 | 0
STOG | 0 | 0 | 0 | 0 | 0 | 0
STWD | 0 | 0 | 0 | 0 | 0 | 0
WT | 0 | 0 | 0 | 0 | 0 | 0
IGCC | 0 | 0 | 0 | 0 | 0 | 0
DemandResponse | 0 | 0 | 0 | 0 | 0 | 0
IGCC-CCS | 0 | 0 | 0 | 0 | 0 | 0
WT_off | 0 | 0 | 0 | 0 | 0 | 0
PseudoUnit | 0 | 0 | 0 | 0 | 0 | 0
FixedInterchange | 0 | 0 | 0 | 0 | 0 | 0
retrofit VOM Costs by Reporting Type: All
ReportingType | 2015 | 2020 | 2025 | 2030 | 2035 | 2040
BM | 0 | 0 | 0 | 0 | 0 | 0
CC | 0 | 0 | 0 | 0 | 0 | 0
CSP | 0 | 0 | 0 | 0 | 0 | 0
CT | 0 | 0 | 0 | 0 | 0 | 0
Coal | 5105.96 | 8421.62 | 7903.24 | 7635.5 | 8213.83 | 8372.74
Geo | 0 | 0 | 0 | 0 | 0 | 0
H | 0 | 0 | 0 | 0 | 0 | 0
LFG | 0 | 0 | 0 | 0 | 0 | 0
Nuc | 0 | 0 | 0 | 0 | 0 | 0
PS | 0 | 0 | 0 | 0 | 0 | 0
PV | 0 | 0 | 0 | 0 | 0 | 0
PeakG | 0 | 0 | 0 | 0 | 0 | 0
PeakO | 0 | 0 | 0 | 0 | 0 | 0
ST | 0 | 0 | 0 | 0 | 0 | 0
STOG | 0 | 0 | 0 | 0 | 0 | 0
STWD | 0 | 0 | 0 | 0 | 0 | 0
WT | 0 | 0 | 0 | 0 | 0 | 0
IGCC | 0 | 0 | 0 | 0 | 0 | 0
DemandResponse | 0 | 0 | 0 | 0 | 0 | 0
IGCC-CCS | 0 | 0 | 0 | 0 | 0 | 0
WT_off | 0 | 0 | 0 | 0 | 0 | 0
PseudoUnit | 0 | 0 | 0 | 0 | 0 | 0
FixedInterchange | 0 | 0 | 0 | 0 | 0 | 0
retrofit VOM Costs by Reporting Type: EI_US
ReportingType | 2015 | 2020 | 2025 | 2030 | 2035 | 2040
BM | 0 | 0 | 0 | 0 | 0 | 0
CC | 0 | 0 | 0 | 0 | 0 | 0
CSP | 0 | 0 | 0 | 0 | 0 | 0
CT | 0 | 0 | 0 | 0 | 0 | 0
Coal | 3582.43 | 6386.76 | 5850.03 | 5583.56 | 6156.48 | 6311.77
Geo | 0 | 0 | 0 | 0 | 0 | 0
H | 0 | 0 | 0 | 0 | 0 | 0
LFG | 0 | 0 | 0 | 0 | 0 | 0
Nuc | 0 | 0 | 0 | 0 | 0 | 0
PS | 0 | 0 | 0 | 0 | 0 | 0
PV | 0 | 0 | 0 | 0 | 0 | 0
PeakG | 0 | 0 | 0 | 0 | 0 | 0
PeakO | 0 | 0 | 0 | 0 | 0 | 0
ST | 0 | 0 | 0 | 0 | 0 | 0
STOG | 0 | 0 | 0 | 0 | 0 | 0
STWD | 0 | 0 | 0 | 0 | 0 | 0
WT | 0 | 0 | 0 | 0 | 0 | 0
IGCC | 0 | 0 | 0 | 0 | 0 | 0
DemandResponse | 0 | 0 | 0 | 0 | 0 | 0
IGCC-CCS | 0 | 0 | 0 | 0 | 0 | 0
WT_off | 0 | 0 | 0 | 0 | 0 | 0
PseudoUnit | 0 | 0 | 0 | 0 | 0 | 0
FixedInterchange | 0 | 0 | 0 | 0 | 0 | 0
retrofit VOM Costs by Reporting Type: EI_Canada
ReportingType | 2015 | 2020 | 2025 | 2030 | 2035 | 2040
BM | 0 | 0 | 0 | 0 | 0 | 0
CC | 0 | 0 | 0 | 0 | 0 | 0
CSP | 0 | 0 | 0 | 0 | 0 | 0
CT | 0 | 0 | 0 | 0 | 0 | 0
Coal | 0 | 0 | 0 | 0 | 0 | 0
Geo | 0 | 0 | 0 | 0 | 0 | 0
H | 0 | 0 | 0 | 0 | 0 | 0
LFG | 0 | 0 | 0 | 0 | 0 | 0
Nuc | 0 | 0 | 0 | 0 | 0 | 0
PS | 0 | 0 | 0 | 0 | 0 | 0
PV | 0 | 0 | 0 | 0 | 0 | 0
PeakG | 0 | 0 | 0 | 0 | 0 | 0
PeakO | 0 | 0 | 0 | 0 | 0 | 0
ST | 0 | 0 | 0 | 0 | 0 | 0
STOG | 0 | 0 | 0 | 0 | 0 | 0
STWD | 0 | 0 | 0 | 0 | 0 | 0
WT | 0 | 0 | 0 | 0 | 0 | 0
IGCC | 0 | 0 | 0 | 0 | 0 | 0
DemandResponse | 0 | 0 | 0 | 0 | 0 | 0
IGCC-CCS | 0 | 0 | 0 | 0 | 0 | 0
WT_off | 0 | 0 | 0 | 0 | 0 | 0
PseudoUnit | 0 | 0 | 0 | 0 | 0 | 0
FixedInterchange | 0 | 0 | 0 | 0 | 0 | 0
retrofit VOM Costs by Reporting Type: EI
ReportingType | 2015 | 2020 | 2025 | 2030 | 2035 | 2040
BM | 0 | 0 | 0 | 0 | 0 | 0
CC | 0 | 0 | 0 | 0 | 0 | 0
CSP | 0 | 0 | 0 | 0 | 0 | 0
CT | 0 | 0 | 0 | 0 | 0 | 0
Coal | 3582.43 | 6386.76 | 5850.03 | 5583.56 | 6156.48 | 6311.77
Geo | 0 | 0 | 0 | 0 | 0 | 0
H | 0 | 0 | 0 | 0 | 0 | 0
LFG | 0 | 0 | 0 | 0 | 0 | 0
Nuc | 0 | 0 | 0 | 0 | 0 | 0
PS | 0 | 0 | 0 | 0 | 0 | 0
PV | 0 | 0 | 0 | 0 | 0 | 0
PeakG | 0 | 0 | 0 | 0 | 0 | 0
PeakO | 0 | 0 | 0 | 0 | 0 | 0
ST | 0 | 0 | 0 | 0 | 0 | 0
STOG | 0 | 0 | 0 | 0 | 0 | 0
STWD | 0 | 0 | 0 | 0 | 0 | 0
WT | 0 | 0 | 0 | 0 | 0 | 0
IGCC | 0 | 0 | 0 | 0 | 0 | 0
DemandResponse | 0 | 0 | 0 | 0 | 0 | 0
IGCC-CCS | 0 | 0 | 0 | 0 | 0 | 0
WT_off | 0 | 0 | 0 | 0 | 0 | 0
PseudoUnit | 0 | 0 | 0 | 0 | 0 | 0
FixedInterchange | 0 | 0 | 0 | 0 | 0 | 0
retrofit VOM Costs by Reporting Type: Outside_EI
ReportingType | 2015 | 2020 | 2025 | 2030 | 2035 | 2040
BM | 0 | 0 | 0 | 0 | 0 | 0
CC | 0 | 0 | 0 | 0 | 0 | 0
CSP | 0 | 0 | 0 | 0 | 0 | 0
CT | 0 | 0 | 0 | 0 | 0 | 0
Coal | 1523.53 | 2034.86 | 2053.21 | 2051.94 | 2057.35 | 2060.97
Geo | 0 | 0 | 0 | 0 | 0 | 0
H | 0 | 0 | 0 | 0 | 0 | 0
LFG | 0 | 0 | 0 | 0 | 0 | 0
Nuc | 0 | 0 | 0 | 0 | 0 | 0
PS | 0 | 0 | 0 | 0 | 0 | 0
PV | 0 | 0 | 0 | 0 | 0 | 0
PeakG | 0 | 0 | 0 | 0 | 0 | 0
PeakO | 0 | 0 | 0 | 0 | 0 | 0
ST | 0 | 0 | 0 | 0 | 0 | 0
STOG | 0 | 0 | 0 | 0 | 0 | 0
STWD | 0 | 0 | 0 | 0 | 0 | 0
WT | 0 | 0 | 0 | 0 | 0 | 0
IGCC | 0 | 0 | 0 | 0 | 0 | 0
DemandResponse | 0 | 0 | 0 | 0 | 0 | 0
IGCC-CCS | 0 | 0 | 0 | 0 | 0 | 0
WT_off | 0 | 0 | 0 | 0 | 0 | 0
PseudoUnit | 0 | 0 | 0 | 0 | 0 | 0
FixedInterchange | 0 | 0 | 0 | 0 | 0 | 0
#10 | Base FOM Costs ($million)
Base FOM Costs by Reporting Type: Entergy
ReportingType | 2015 | 2020 | 2025 | 2030 | 2035 | 2040
BM | 0 | 0 | 0 | 0 | 0 | 0
CC | 413.46 | 525.29 | 422.2 | 450.21 | 515.09 | 515.09
CSP | 0 | 0 | 0 | 0 | 0 | 0
CT | 0 | 0 | 0 | 1.59 | 2.67 | 13.55
Coal | 517.35 | 557.26 | 562.84 | 589.52 | 615.72 | 775.53
Geo | 0 | 0 | 0 | 0 | 0 | 0
H | 10.6 | 10.6 | 10.6 | 10.6 | 10.6 | 10.6
LFG | 0.97 | 0.97 | 0.97 | 13.89 | 13.89 | 13.89
Nuc | 789.41 | 804.93 | 789.41 | 789.41 | 666.82 | 1125.48
PS | 1.4 | 1.4 | 1.4 | 1.4 | 1.4 | 1.4
PV | 0 | 1.09 | 1.68 | 1.74 | 1.8 | 1.85
PeakG | 47.54 | 69.98 | 49.29 | 63.1 | 67 | 67
PeakO | 4.42 | 5.87 | 5.08 | 5.22 | 5.22 | 5.22
ST | 0 | 0 | 0 | 0 | 0 | 0
STOG | 173.66 | 205.49 | 176.15 | 176.15 | 176.15 | 176.15
STWD | 6.6 | 8.26 | 6.73 | 6.73 | 6.73 | 6.73
WT | 3.66 | 3.66 | 3.66 | 3.66 | 3.66 | 6.47
IGCC | 0 | 0 | 0 | 0 | 0 | 0
DemandResponse | 0 | 0 | 0 | 0 | 0 | 0
IGCC-CCS | 0 | 0 | 0 | 0 | 0 | 0
WT_off | 0 | 0 | 0 | 0 | 0 | 0
PseudoUnit | 0 | 0 | 0 | 0 | 0 | 0
FixedInterchange | 0 | 0 | 0 | 0 | 0 | 0
Base FOM Costs by Reporting Type: FRCC
ReportingType | 2015 | 2020 | 2025 | 2030 | 2035 | 2040
BM | 0 | 0 | 0 | 0 | 0 | 0
CC | 674.93 | 912.36 | 762.11 | 797.17 | 1016.42 | 1117.45
CSP | 0 | 0 | 0 | 0 | 0 | 0
CT | 16.6 | 16.6 | 16.6 | 16.6 | 16.6 | 16.6
Coal | 581.48 | 559.11 | 579.81 | 624.95 | 657.59 | 710.17
Geo | 0 | 0 | 0 | 0 | 0 | 0
H | 0.78 | 0.78 | 0.78 | 0.78 | 0.78 | 0.78
LFG | 58.63 | 58.63 | 82.46 | 82.46 | 82.46 | 82.46
Nuc | 601.49 | 635.55 | 601.49 | 601.49 | 946.02 | 369.98
PS | 0 | 0 | 0 | 0 | 0 | 0
PV | 0.75 | 0.75 | 0.75 | 0.75 | 0.75 | 0.75
PeakG | 149.81 | 217.71 | 155.12 | 202.68 | 202.68 | 202.68
PeakO | 64.61 | 83.43 | 68.43 | 68.43 | 68.43 | 68.43
ST | 0 | 0 | 0 | 0 | 0 | 0
STOG | 196.02 | 171.99 | 147.43 | 147.43 | 147.43 | 147.43
STWD | 6.25 | 7.82 | 6.37 | 6.37 | 6.37 | 6.37
WT | 0 | 0 | 0 | 0 | 0 | 0
IGCC | 0 | 0 | 0 | 0 | 0 | 0
DemandResponse | 0 | 0 | 0 | 0 | 0 | 0
IGCC-CCS | 0 | 0 | 0 | 0 | 0 | 0
WT_off | 0 | 0 | 0 | 0 | 0 | 0
PseudoUnit | 0 | 0 | 0 | 0 | 0 | 0
FixedInterchange | 0 | 0 | 0 | 0 | 0 | 0
Base FOM Costs by Reporting Type: MAPP_US
ReportingType | 2015 | 2020 | 2025 | 2030 | 2035 | 2040
BM | 0 | 0 | 0 | 0 | 0 | 0
CC | 8.58 | 10.9 | 8.79 | 8.81 | 9.52 | 10.72
CSP | 0 | 0 | 0 | 0 | 0 | 0
CT | 2.06 | 2.06 | 2.06 | 2.06 | 7.28 | 7.82
Coal | 200.74 | 173.05 | 172.13 | 173.29 | 204.74 | 236.69
Geo | 3.95 | 3.95 | 3.95 | 3.95 | 3.95 | 3.95
H | 31.14 | 31.14 | 31.14 | 31.14 | 31.14 | 31.14
LFG | 0.24 | 0.24 | 0.24 | 8.86 | 8.86 | 8.86
Nuc | 0.01 | 0.01 | 0.01 | 0.01 | 0.01 | 0.01
PS | 0 | 0 | 0 | 0 | 0 | 0
PV | 0 | 0 | 0 | 0 | 0 | 0
PeakG | 12.29 | 19.13 | 14.16 | 16.07 | 17.04 | 17.04
PeakO | 1.71 | 2.84 | 2.27 | 2.27 | 2.27 | 2.27
ST | 0 | 0 | 0 | 0 | 0 | 0
STOG | 0 | 0 | 0 | 0 | 0 | 0
STWD | 0 | 0 | 0 | 0 | 0 | 0
WT | 55.22 | 92.58 | 92.58 | 199.32 | 217.04 | 291.93
IGCC | 0 | 0 | 0 | 0 | 0 | 0
DemandResponse | 0 | 0 | 0 | 0 | 0 | 0
IGCC-CCS | 0 | 0 | 0 | 0 | 0 | 0
WT_off | 0 | 0 | 0 | 0 | 0 | 0
PseudoUnit | 0 | 0 | 0 | 0 | 0 | 0
FixedInterchange | 0 | 0 | 0 | 0 | 0 | 0
Base FOM Costs by Reporting Type: MISO_IN
ReportingType | 2015 | 2020 | 2025 | 2030 | 2035 | 2040
BM | 0 | 0 | 0 | 0 | 0 | 0
CC | 41.43 | 52.67 | 42.31 | 45.82 | 51.79 | 54.8
CSP | 0 | 0 | 0 | 0 | 0 | 0
CT | 0 | 0 | 0 | 0 | 0 | 0
Coal | 930.27 | 1050.46 | 1043.15 | 1172.34 | 1310.67 | 1455.93
Geo | 0 | 0 | 0 | 0 | 0 | 0
H | 1.07 | 1.07 | 1.07 | 1.07 | 1.07 | 1.07
LFG | 4.46 | 4.46 | 14.11 | 14.11 | 14.11 | 14.11
Nuc | 0.01 | 0.01 | 0.01 | 0.01 | 0.01 | 0.01
PS | 0 | 0 | 0 | 0 | 0 | 0
PV | 0 | 3.94 | 6.4 | 6.4 | 6.59 | 6.82
PeakG | 52.35 | 76.94 | 54.27 | 73.39 | 73.39 | 73.39
PeakO | 10.59 | 13.5 | 10.82 | 10.82 | 10.82 | 10.82
ST | 0 | 0 | 0 | 0 | 0 | 0
STOG | 12.26 | 14.51 | 12.44 | 12.44 | 12.44 | 12.44
STWD | 0 | 0 | 0 | 0 | 0 | 0
WT | 18.31 | 18.31 | 18.31 | 18.31 | 18.31 | 18.31
IGCC | 30.22 | 30.22 | 30.22 | 30.22 | 30.22 | 30.22
DemandResponse | 0 | 0 | 0 | 0 | 0 | 0
IGCC-CCS | 0 | 0 | 0 | 0 | 0 | 0
WT_off | 0 | 0 | 0 | 0 | 0 | 0
PseudoUnit | 0 | 0 | 0 | 0 | 0 | 0
FixedInterchange | 0 | 0 | 0 | 0 | 0 | 0
Base FOM Costs by Reporting Type: MISO_MI
ReportingType | 2015 | 2020 | 2025 | 2030 | 2035 | 2040
BM | 0 | 0 | 0 | 0 | 0 | 0
CC | 128.88 | 172.17 | 142.32 | 148.71 | 160.93 | 160.93
CSP | 0 | 0 | 0 | 0 | 0 | 0
CT | 0 | 0 | 0 | 0 | 0 | 0
Coal | 635.18 | 651.46 | 596.18 | 672.33 | 752.48 | 800.7
Geo | 0 | 0 | 0 | 0 | 0 | 0
H | 2.01 | 2.01 | 2.01 | 2.01 | 2.01 | 2.01
LFG | 19.67 | 30.28 | 38.95 | 38.95 | 38.95 | 38.95
Nuc | 275.03 | 275.03 | 275.03 | 275.03 | 161.75 | 417.74
PS | 44.44 | 44.44 | 44.44 | 44.44 | 44.44 | 44.44
PV | 0 | 0 | 0 | 0 | 0 | 0
PeakG | 61.2 | 89.88 | 71.67 | 85.63 | 85.63 | 85.63
PeakO | 15.67 | 19.97 | 16.01 | 16.01 | 16.01 | 16.01
ST | 0 | 0 | 0 | 0 | 0 | 0
STOG | 125.33 | 148.3 | 127.13 | 127.13 | 127.13 | 127.13
STWD | 5.22 | 6.54 | 5.33 | 5.33 | 5.33 | 5.33
WT | 61.65 | 67.69 | 70 | 70 | 71.08 | 77.07
IGCC | 0 | 0 | 0 | 0 | 0 | 0
DemandResponse | 0 | 0 | 0 | 0 | 0 | 0
IGCC-CCS | 0 | 0 | 0 | 0 | 0 | 0
WT_off | 0 | 0 | 0 | 13.33 | 13.33 | 13.33
PseudoUnit | 0 | 0 | 0 | 0 | 0 | 0
FixedInterchange | 0 | 0 | 0 | 0 | 0 | 0
Base FOM Costs by Reporting Type: MISO_MO-IL
ReportingType | 2015 | 2020 | 2025 | 2030 | 2035 | 2040
BM | 0 | 0 | 0 | 0 | 0 | 0
CC | 31.4 | 39.92 | 32.06 | 35.22 | 39.25 | 39.25
CSP | 0 | 0 | 0 | 0 | 0 | 0
CT | 0 | 0 | 0 | 0 | 0 | 0
Coal | 897.81 | 900.93 | 840.15 | 987.53 | 1152.73 | 1225.15
Geo | 0 | 0 | 0 | 0 | 0 | 0
H | 5.01 | 9 | 9 | 9 | 9 | 9
LFG | 2.17 | 2.17 | 29.04 | 29.04 | 29.04 | 29.04
Nuc | 308.98 | 325.11 | 325.11 | 325.11 | 325.11 | 325.11
PS | 10.45 | 10.45 | 10.45 | 10.45 | 10.45 | 10.45
PV | 0 | 0 | 0 | 0 | 0 | 0
PeakG | 77.83 | 114.84 | 80.73 | 103.92 | 110.46 | 110.46
PeakO | 21.48 | 28.65 | 22.96 | 22.96 | 22.96 | 22.96
ST | 0 | 0 | 0 | 0 | 0 | 0
STOG | 26.02 | 30.78 | 26.39 | 26.39 | 26.39 | 26.39
STWD | 0 | 0 | 0 | 0 | 0 | 0
WT | 21.36 | 21.36 | 21.36 | 21.36 | 21.36 | 99.53
IGCC | 0 | 0 | 0 | 0 | 0 | 0
DemandResponse | 0 | 0 | 0 | 0 | 0 | 0
IGCC-CCS | 0 | 0 | 0 | 0 | 0 | 0
WT_off | 0 | 0 | 0 | 0 | 0 | 0
PseudoUnit | 0 | 0 | 0 | 0 | 0 | 0
FixedInterchange | 0 | 0 | 0 | 0 | 0 | 0
Base FOM Costs by Reporting Type: MISO_W
ReportingType | 2015 | 2020 | 2025 | 2030 | 2035 | 2040
BM | 0 | 0 | 0 | 0 | 0 | 0
CC | 90.43 | 114.8 | 92.68 | 92.68 | 109.48 | 112.22
CSP | 0 | 0 | 0 | 0 | 0 | 0
CT | 0 | 0 | 0 | 0 | 0 | 0
Coal | 825.45 | 804.13 | 806.71 | 837.25 | 973.19 | 1167.75
Geo | 0 | 0 | 0 | 0 | 0 | 0
H | 7.08 | 7.08 | 7.08 | 7.08 | 7.08 | 7.08
LFG | 24.73 | 24.73 | 33.36 | 33.36 | 33.36 | 33.36
Nuc | 343.79 | 343.79 | 343.79 | 602.57 | 0.04 | 0.04
PS | 0 | 0 | 0 | 0 | 0 | 0
PV | 0 | 0 | 0 | 0 | 0 | 0
PeakG | 87.12 | 123.54 | 89.97 | 105.17 | 108.71 | 108.71
PeakO | 56.38 | 79.08 | 64.57 | 64.57 | 64.57 | 64.57
ST | 0 | 0 | 0 | 0 | 0 | 0
STOG | 7.56 | 8.94 | 7.67 | 7.67 | 7.67 | 7.67
STWD | 10.03 | 12.55 | 10.23 | 10.23 | 10.23 | 10.23
WT | 268.82 | 270.42 | 380.39 | 787.57 | 787.57 | 847.43
IGCC | 0 | 0 | 0 | 0 | 0 | 0
DemandResponse | 0 | 0 | 0 | 0 | 0 | 0
IGCC-CCS | 0 | 0 | 0 | 0 | 0 | 0
WT_off | 0 | 0 | 0 | 0 | 0 | 0
PseudoUnit | 0 | 0 | 0 | 0 | 0 | 0
FixedInterchange | 0 | 0 | 0 | 0 | 0 | 0
Base FOM Costs by Reporting Type: MISO_WUMS
ReportingType | 2015 | 2020 | 2025 | 2030 | 2035 | 2040
BM | 0 | 0 | 0 | 0 | 0 | 0
CC | 80.83 | 102.77 | 82.55 | 82.55 | 97.24 | 101.05
CSP | 0 | 0 | 0 | 0 | 0 | 0
CT | 0 | 29.76 | 45.45 | 81 | 155.88 | 176.83
Coal | 354.27 | 404.31 | 416.7 | 437.73 | 448.48 | 513.45
Geo | 0 | 0 | 0 | 0 | 0 | 0
H | 4.79 | 4.8 | 4.8 | 4.8 | 4.8 | 4.8
LFG | 8.57 | 8.57 | 35.44 | 35.44 | 35.44 | 35.44
Nuc | 264.54 | 287.77 | 264.54 | 570.75 | 0.04 | 0.04
PS | 0 | 0 | 0 | 0 | 0 | 0
PV | 0 | 0 | 0 | 0 | 0 | 0
PeakG | 55.64 | 81.65 | 65.08 | 77.65 | 77.65 | 77.65
PeakO | 13.52 | 17.78 | 14.69 | 14.69 | 14.69 | 14.69
ST | 0 | 0 | 0 | 0 | 0 | 0
STOG | 13.21 | 15.63 | 13.39 | 13.39 | 13.39 | 13.39
STWD | 3.37 | 4.21 | 3.43 | 3.43 | 3.43 | 3.43
WT | 46.36 | 46.36 | 46.36 | 46.36 | 46.36 | 47.23
IGCC | 0 | 0 | 0 | 0 | 0 | 0
DemandResponse | 0 | 0 | 0 | 0 | 0 | 0
IGCC-CCS | 0 | 0 | 0 | 0 | 0 | 0
WT_off | 0 | 0 | 0 | 0 | 0 | 0
PseudoUnit | 0 | 0 | 0 | 0 | 0 | 0
FixedInterchange | 0 | 0 | 0 | 0 | 0 | 0
Base FOM Costs by Reporting Type: Nebraska
ReportingType | 2015 | 2020 | 2025 | 2030 | 2035 | 2040
BM | 0 | 0 | 0 | 0 | 0 | 0
CC | 10.62 | 13.51 | 10.85 | 10.85 | 12.75 | 13.28
CSP | 0 | 0 | 0 | 0 | 0 | 0
CT | 0 | 0 | 0 | 0 | 0 | 0
Coal | 257.61 | 274.43 | 184.21 | 185.65 | 196.26 | 269.92
Geo | 0 | 0 | 0 | 0 | 0 | 0
H | 2.38 | 2.38 | 2.38 | 2.38 | 2.38 | 2.38
LFG | 0.72 | 0.72 | 0.72 | 9.35 | 9.35 | 9.35
Nuc | 182.28 | 198.29 | 182.28 | 249.21 | 0.09 | 0.09
PS | 0 | 0 | 0 | 0 | 0 | 0
PV | 0 | 0 | 0 | 0 | 0 | 0
PeakG | 21.82 | 37.31 | 31.37 | 31.37 | 31.37 | 31.37
PeakO | 9.57 | 12.19 | 9.77 | 9.77 | 9.77 | 9.77
ST | 0 | 0 | 0 | 0 | 0 | 0
STOG | 0 | 0 | 0 | 0 | 0 | 0
STWD | 0 | 0 | 0 | 0 | 0 | 0
WT | 10.53 | 453.45 | 1181 | 1831.32 | 1972.07 | 1972.07
IGCC | 0 | 0 | 0 | 0 | 0 | 0
DemandResponse | 0 | 0 | 0 | 0 | 0 | 0
IGCC-CCS | 0 | 0 | 0 | 0 | 0 | 0
WT_off | 0 | 0 | 0 | 0 | 0 | 0
PseudoUnit | 0 | 0 | 0 | 0 | 0 | 0
FixedInterchange | 0 | 0 | 0 | 0 | 0 | 0
Base FOM Costs by Reporting Type: NEISO
ReportingType | 2015 | 2020 | 2025 | 2030 | 2035 | 2040
BM | 25.35 | 25.35 | 25.35 | 25.35 | 25.35 | 25.35
CC | 323.52 | 384.33 | 285.58 | 310.81 | 342.98 | 342.98
CSP | 0 | 0 | 0 | 0 | 0 | 0
CT | 2.24 | 2.24 | 2.24 | 2.17 | 2.17 | 2.17
Coal | 22.84 | 0 | 0 | 0 | 0 | 0
Geo | 0 | 0 | 0 | 0 | 0 | 0
H | 46.4 | 46.45 | 46.45 | 46.45 | 46.45 | 46.45
LFG | 70.11 | 70.11 | 78.5 | 78.5 | 78.5 | 78.5
Nuc | 676.28 | 735.67 | 676.28 | 676.28 | 488.61 | 932.14
PS | 39.74 | 39.74 | 39.74 | 39.74 | 39.74 | 39.74
PV | 0.03 | 5.43 | 5.45 | 5.45 | 5.45 | 5.46
PeakG | 19.94 | 29.61 | 20.7 | 22.52 | 28.85 | 28.85
PeakO | 21.05 | 26.83 | 21.51 | 21.51 | 21.51 | 21.51
ST | 0 | 0 | 0 | 0 | 0 | 0
STOG | 0 | 0 | 0 | 0 | 0 | 0
STWD | 19.55 | 24.46 | 19.93 | 19.93 | 19.93 | 19.93
WT | 13.44 | 13.44 | 13.44 | 13.44 | 13.44 | 13.44
IGCC | 0 | 0 | 0 | 0 | 0 | 0
DemandResponse | 0 | 0 | 0 | 0 | 0 | 0
IGCC-CCS | 0 | 0 | 0 | 0 | 0 | 0
WT_off | 24.96 | 86.72 | 179.36 | 318.28 | 293.33 | 231.57
PseudoUnit | 0 | 0 | 0 | 0 | 0 | 0
FixedInterchange | 0 | 0 | 0 | 0 | 0 | 0
Base FOM Costs by Reporting Type: NonRTO_Midwest
ReportingType | 2015 | 2020 | 2025 | 2030 | 2035 | 2040
BM | 0 | 0 | 0 | 0 | 0 | 0
CC | 0 | 5.59 | 5.59 | 5.59 | 5.59 | 9.2
CSP | 0 | 0 | 0 | 0 | 0 | 0
CT | 0 | 0 | 0 | 0 | 0 | 0
Coal | 652.41 | 691.5 | 694.68 | 747.12 | 825.7 | 913.2
Geo | 0 | 0 | 0 | 0 | 0 | 0
H | 2.04 | 2.04 | 12.66 | 12.66 | 12.66 | 12.66
LFG | 1.69 | 1.69 | 20.97 | 20.97 | 20.97 | 20.97
Nuc | 0.01 | 0.01 | 0.01 | 0.01 | 0.01 | 0.01
PS | 0 | 0 | 0 | 0 | 0 | 0
PV | 0 | 0 | 0 | 0 | 0 | 0
PeakG | 56.39 | 83.4 | 58.5 | 71.11 | 80.61 | 80.61
PeakO | 0.35 | 0.45 | 0.36 | 0.36 | 0.36 | 0.36
ST | 0 | 0 | 0 | 0 | 0 | 0
STOG | 0 | 0 | 0 | 0 | 0 | 0
STWD | 0 | 0 | 0 | 0 | 0 | 0
WT | 2.26 | 2.26 | 2.26 | 2.26 | 2.26 | 2.26
IGCC | 0 | 0 | 0 | 0 | 0 | 0
DemandResponse | 0 | 0 | 0 | 0 | 0 | 0
IGCC-CCS | 0 | 0 | 0 | 0 | 0 | 0
WT_off | 0 | 0 | 0 | 0 | 0 | 0
PseudoUnit | 0 | 0 | 0 | 0 | 0 | 0
FixedInterchange | 0 | 0 | 0 | 0 | 0 | 0
Base FOM Costs by Reporting Type: NYISO_A-F
ReportingType | 2015 | 2020 | 2025 | 2030 | 2035 | 2040
BM | 0 | 0 | 0 | 0 | 0 | 0
CC | 99.49 | 125.9 | 110.66 | 122.07 | 122.07 | 122.07
CSP | 0 | 0 | 0 | 0 | 0 | 0
CT | 0 | 0 | 0 | 0 | 0 | 0
Coal | 0 | 0 | 0 | 0 | 0 | 0
Geo | 0 | 0 | 0 | 0 | 0 | 0
H | 62.6 | 62.6 | 62.6 | 62.6 | 62.6 | 62.6
LFG | 20.8 | 20.8 | 20.8 | 28.97 | 28.97 | 28.97
Nuc | 489.92 | 509.2 | 489.92 | 399.48 | 552.03 | 578.17
PS | 33.52 | 33.52 | 33.52 | 33.52 | 33.52 | 33.52
PV | 0 | 0 | 0 | 0 | 0 | 0
PeakG | 3.78 | 5.56 | 5.31 | 5.31 | 5.31 | 5.31
PeakO | 1.14 | 1.46 | 1.17 | 1.17 | 1.17 | 1.17
ST | 0 | 0 | 0 | 0 | 0 | 0
STOG | 0 | 0 | 0 | 0 | 0 | 0
STWD | 2.76 | 3.45 | 2.81 | 2.81 | 2.81 | 2.81
WT | 113.42 | 127.96 | 127.96 | 127.96 | 130.29 | 133.35
IGCC | 0 | 0 | 0 | 0 | 0 | 0
DemandResponse | 0 | 0 | 0 | 0 | 0 | 0
IGCC-CCS | 0 | 0 | 0 | 0 | 0 | 0
WT_off | 0 | 0 | 0 | 0 | 0 | 0
PseudoUnit | 0 | 0 | 0 | 0 | 0 | 0
FixedInterchange | 0 | 0 | 0 | 0 | 0 | 0
Base FOM Costs by Reporting Type: NYISO_G-I
ReportingType | 2015 | 2020 | 2025 | 2030 | 2035 | 2040
BM | 0 | 0 | 0 | 0 | 0 | 0
CC | 34.33 | 43.65 | 35.09 | 35.19 | 42.92 | 88.04
CSP | 0 | 0 | 0 | 0 | 0 | 0
CT | 0 | 0 | 0 | 0 | 0 | 0
Coal | 0 | 0 | 0 | 0 | 0 | 0
Geo | 0 | 0 | 0 | 0 | 0 | 0
H | 0.46 | 0.46 | 0.46 | 0.46 | 0.46 | 0.46
LFG | 7.72 | 7.72 | 7.72 | 16.67 | 16.67 | 16.67
Nuc | 297.74 | 323.88 | 297.74 | 297.74 | 452.18 | 0.18
PS | 0 | 0 | 0 | 0 | 0 | 0
PV | 0 | 0 | 0 | 0 | 0 | 0
PeakG | 1.51 | 2.04 | 1.56 | 1.56 | 1.56 | 1.56
PeakO | 2.55 | 3.25 | 2.61 | 2.61 | 2.61 | 2.61
ST | 0 | 0 | 0 | 0 | 0 | 0
STOG | 0 | 0 | 0 | 0 | 0 | 0
STWD | 0 | 0 | 0 | 0 | 0 | 0
WT | 0 | 1.68 | 1.68 | 1.68 | 1.68 | 1.68
IGCC | 0 | 0 | 0 | 0 | 0 | 0
DemandResponse | 0 | 0 | 0 | 0 | 0 | 0
IGCC-CCS | 0 | 0 | 0 | 0 | 0 | 0
WT_off | 0 | 0 | 0 | 0 | 0 | 0
PseudoUnit | 0 | 0 | 0 | 0 | 0 | 0
FixedInterchange | 0 | 0 | 0 | 0 | 0 | 0
Base FOM Costs by Reporting Type: NYISO_J-K
ReportingType | 2015 | 2020 | 2025 | 2030 | 2035 | 2040
BM | 0 | 0 | 0 | 0 | 0 | 0
CC | 125.46 | 154.92 | 127.77 | 138.94 | 152.61 | 152.61
CSP | 0 | 0 | 0 | 0 | 0 | 0
CT | 0 | 0 | 0 | 0 | 18.77 | 23.16
Coal | 0 | 0 | 0 | 0 | 0 | 0
Geo | 0 | 0 | 0 | 0 | 0 | 0
H | 0 | 0 | 0 | 0 | 0 | 0
LFG | 14.96 | 14.96 | 14.96 | 23.9 | 23.9 | 23.9
Nuc | 0.01 | 0.01 | 0.01 | 0.01 | 0.01 | 0.01
PS | 0 | 0 | 0 | 0 | 0 | 0
PV | 0.53 | 0.53 | 0.53 | 0.53 | 0 | 0
PeakG | 54.7 | 77.08 | 56.45 | 62.35 | 66.78 | 66.78
PeakO | 61.69 | 79.16 | 63.78 | 65.02 | 65.02 | 65.02
ST | 0 | 0 | 0 | 0 | 0 | 0
STOG | 161.19 | 190.73 | 157.9 | 157.9 | 157.9 | 157.9
STWD | 0 | 0 | 0 | 0 | 0 | 0
WT | 0 | 0 | 0 | 0 | 0 | 0
IGCC | 0 | 0 | 0 | 0 | 0 | 0
DemandResponse | 0 | 0 | 0 | 0 | 0 | 0
IGCC-CCS | 0 | 0 | 0 | 0 | 0 | 0
WT_off | 0 | 50.51 | 126.29 | 239.99 | 239.99 | 189.49
PseudoUnit | 0 | 0 | 0 | 0 | 0 | 0
FixedInterchange | 0 | 0 | 0 | 0 | 0 | 0
Base FOM Costs by Reporting Type: PJM_E
ReportingType | 2015 | 2020 | 2025 | 2030 | 2035 | 2040
BM | 3.02 | 3.02 | 3.02 | 3.02 | 3.02 | 3.02
CC | 297.21 | 359.4 | 312.87 | 330.19 | 350.43 | 350.43
CSP | 0 | 0 | 0 | 0 | 0 | 0
CT | 0.18 | 0.18 | 0.18 | 0.18 | 5.44 | 5.44
Coal | 41.72 | 0.8 | 0.8 | 0.8 | 0.8 | 0.8
Geo | 0 | 0 | 0 | 0 | 0 | 0
H | 3.85 | 3.85 | 3.85 | 3.85 | 3.85 | 3.85
LFG | 56.83 | 72.83 | 72.83 | 72.83 | 72.83 | 72.83
Nuc | 1239 | 1184.31 | 1149.53 | 1149.53 | 825.73 | 1983.3
PS | 9.5 | 9.5 | 9.5 | 9.5 | 9.5 | 9.5
PV | 0.75 | 0.75 | 0.75 | 0.75 | 0.75 | 0.75
PeakG | 75.2 | 106.43 | 77.64 | 89.79 | 93.22 | 93.22
PeakO | 75.92 | 100.78 | 82.41 | 82.41 | 82.41 | 82.41
ST | 0 | 0 | 0 | 0 | 0 | 0
STOG | 107.17 | 126.81 | 108.7 | 108.7 | 108.7 | 108.7
STWD | 0 | 0 | 0 | 0 | 0 | 0
WT | 32.63 | 32.63 | 32.63 | 32.63 | 32.63 | 32.63
IGCC | 0 | 0 | 0 | 0 | 0 | 0
DemandResponse | 0 | 0 | 0 | 0 | 0 | 0
IGCC-CCS | 0 | 0 | 0 | 0 | 0 | 0
WT_off | 0 | 63.14 | 157.86 | 299.94 | 299.94 | 299.94
PseudoUnit | 0 | 0 | 0 | 0 | 0 | 0
FixedInterchange | 0 | 0 | 0 | 0 | 0 | 0
Base FOM Costs by Reporting Type: PJM_ROM
ReportingType | 2015 | 2020 | 2025 | 2030 | 2035 | 2040
BM | 1.81 | 1.81 | 1.81 | 1.81 | 1.81 | 1.81
CC | 142.43 | 174.53 | 145.82 | 151.1 | 172.02 | 364.26
CSP | 0 | 0 | 0 | 0 | 0 | 0
CT | 0.11 | 0.11 | 0.11 | 0.11 | 0.11 | 0.11
Coal | 546.13 | 559.7 | 606.71 | 792.06 | 822.39 | 840.08
Geo | 0 | 0 | 0 | 0 | 0 | 0
H | 19.83 | 29.48 | 29.48 | 29.48 | 29.48 | 29.48
LFG | 43.05 | 74.95 | 74.95 | 74.95 | 74.95 | 74.95
Nuc | 733.21 | 756.8 | 733.21 | 733.21 | 657.66 | 1060.55
PS | 35.92 | 35.92 | 35.92 | 35.92 | 35.92 | 35.92
PV | 0.06 | 23.6 | 38.44 | 42.46 | 44.05 | 45.96
PeakG | 30.83 | 44.67 | 41.32 | 41.32 | 41.32 | 41.32
PeakO | 45.95 | 58.57 | 46.94 | 46.94 | 46.94 | 46.94
ST | 0 | 0 | 0 | 0 | 0 | 0
STOG | 155.08 | 183.5 | 157.31 | 157.31 | 157.31 | 157.31
STWD | 2.24 | 2.81 | 2.29 | 2.29 | 2.29 | 2.29
WT | 38.48 | 59.54 | 59.54 | 59.54 | 59.54 | 59.54
IGCC | 0 | 0 | 0 | 0 | 0 | 0
DemandResponse | 0 | 0 | 0 | 0 | 0 | 0
IGCC-CCS | 0 | 0 | 0 | 0 | 0 | 0
WT_off | 0 | 0 | 0 | 0 | 0 | 0
PseudoUnit | 0 | 0 | 0 | 0 | 0 | 0
FixedInterchange | 0 | 0 | 0 | 0 | 0 | 0
Base FOM Costs by Reporting Type: PJM_ROR
ReportingType | 2015 | 2020 | 2025 | 2030 | 2035 | 2040
BM | 38.69 | 38.69 | 38.69 | 38.69 | 38.69 | 19.4
CC | 357.07 | 446.97 | 374.27 | 400.44 | 606.93 | 606.93
CSP | 0 | 0 | 0 | 0 | 0 | 0
CT | 0.19 | 0.19 | 0.19 | 0.19 | 13.52 | 13.52
Coal | 3433.7 | 2686.1 | 2783.02 | 3294.12 | 3776.22 | 4024.22
Geo | 0 | 0 | 0 | 0 | 0 | 0
H | 26.17 | 33.33 | 33.33 | 33.33 | 33.33 | 33.33
LFG | 65.06 | 93.8 | 126.87 | 126.87 | 126.87 | 126.87
Nuc | 2917.4 | 3014.07 | 2917.4 | 2791.17 | 2168.76 | 4415.45
PS | 73.14 | 73.14 | 73.14 | 73.14 | 73.14 | 73.14
PV | 0.35 | 0.35 | 0.35 | 0.35 | 0.35 | 0.35
PeakG | 325.76 | 481.29 | 337.93 | 436.45 | 464.24 | 464.24
PeakO | 48.69 | 65.15 | 52.22 | 52.22 | 52.22 | 52.22
ST | 0 | 0 | 0 | 0 | 0 | 0
STOG | 91.71 | 108.52 | 93.03 | 93.03 | 93.03 | 93.03
STWD | 6.22 | 7.78 | 6.34 | 6.34 | 6.34 | 6.34
WT | 322.6 | 327.98 | 327.98 | 327.98 | 327.98 | 327.98
IGCC | 0 | 0 | 0 | 0 | 0 | 0
DemandResponse | 0 | 0 | 0 | 0 | 0 | 0
IGCC-CCS | 0 | 0 | 0 | 0 | 0 | 0
WT_off | 0 | 21.07 | 52.64 | 113.33 | 113.33 | 112.76
PseudoUnit | 0 | 0 | 0 | 0 | 0 | 0
FixedInterchange | 0 | 0 | 0 | 0 | 0 | 0
Base FOM Costs by Reporting Type: SOCO
ReportingType | 2015 | 2020 | 2025 | 2030 | 2035 | 2040
BM | 5.53 | 5.53 | 5.53 | 5.53 | 5.53 | 5.53
CC | 511.87 | 633.85 | 524.61 | 545.57 | 624.49 | 624.49
CSP | 0 | 0 | 0 | 0 | 0 | 0
CT | 0 | 0 | 0 | 0 | 0 | 0
Coal | 1079.11 | 1119.23 | 1139.82 | 1302.73 | 1507.23 | 1796.65
Geo | 0 | 0 | 0 | 0 | 0 | 0
H | 59.74 | 59.74 | 59.74 | 59.74 | 59.74 | 59.74
LFG | 4.46 | 4.46 | 17.39 | 17.39 | 17.39 | 17.39
Nuc | 850.41 | 1045.67 | 1045.67 | 1045.67 | 1045.67 | 1199.16
PS | 39.76 | 39.76 | 39.76 | 39.76 | 39.76 | 39.76
PV | 0 | 0 | 0 | 0 | 0 | 0
PeakG | 182.51 | 270.34 | 189.38 | 246.14 | 262.15 | 262.15
PeakO | 0 | 0 | 0 | 0 | 0 | 0
ST | 0 | 0 | 0 | 0 | 0 | 0
STOG | 0 | 0 | 0 | 0 | 0 | 0
STWD | 21.41 | 26.79 | 21.83 | 21.83 | 21.83 | 21.83
WT | 0 | 0 | 0 | 0 | 0 | 0
IGCC | 0 | 0 | 0 | 0 | 0 | 0
DemandResponse | 0 | 0 | 0 | 0 | 0 | 0
IGCC-CCS | 0 | 0 | 0 | 0 | 0 | 0
WT_off | 0 | 0 | 0 | 0 | 0 | 0
PseudoUnit | 0 | 0 | 0 | 0 | 0 | 0
FixedInterchange | 0 | 0 | 0 | 0 | 0 | 0
Base FOM Costs by Reporting Type: SPP_N
ReportingType | 2015 | 2020 | 2025 | 2030 | 2035 | 2040
BM | 0 | 0 | 0 | 0 | 0 | 0
CC | 41.13 | 52.29 | 42 | 46.53 | 51.42 | 51.42
CSP | 0 | 0 | 0 | 0 | 0 | 0
CT | 0 | 0 | 0 | 0 | 0.26 | 3.91
Coal | 548.33 | 540 | 453.74 | 485.75 | 539.48 | 660.57
Geo | 0 | 0 | 0 | 0 | 0 | 0
H | 0.3 | 0.3 | 0.3 | 0.3 | 0.3 | 0.3
LFG | 0.84 | 0.84 | 0.84 | 12.28 | 12.28 | 12.28
Nuc | 160.51 | 168.89 | 168.89 | 168.89 | 168.89 | 168.89
PS | 0 | 0 | 0 | 0 | 0 | 0
PV | 0 | 0 | 0 | 0 | 0 | 0
PeakG | 74.97 | 117.69 | 105.7 | 105.7 | 105.7 | 105.7
PeakO | 34.89 | 44.84 | 35.94 | 35.94 | 35.94 | 35.94
ST | 0 | 0 | 0 | 0 | 0 | 0
STOG | 73.04 | 86.42 | 74.08 | 74.08 | 74.08 | 74.08
STWD | 0 | 0 | 0 | 0 | 0 | 0
WT | 41.99 | 41.99 | 41.99 | 348.15 | 477.9 | 579.67
IGCC | 0 | 0 | 0 | 0 | 0 | 0
DemandResponse | 0 | 0 | 0 | 0 | 0 | 0
IGCC-CCS | 0 | 0 | 0 | 0 | 0 | 0
WT_off | 0 | 0 | 0 | 0 | 0 | 0
PseudoUnit | 0 | 0 | 0 | 0 | 0 | 0
FixedInterchange | 0 | 0 | 0 | 0 | 0 | 0
Base FOM Costs by Reporting Type: SPP_S
ReportingType | 2015 | 2020 | 2025 | 2030 | 2035 | 2040
BM | 0 | 0 | 0 | 0 | 0 | 0
CC | 327.42 | 415.34 | 336.76 | 365.29 | 401.35 | 404.99
CSP | 0 | 0 | 0 | 0 | 0 | 0
CT | 2.76 | 4.77 | 4.77 | 4.77 | 4.92 | 7.18
Coal | 816.67 | 838.47 | 346.11 | 353.38 | 359.84 | 404.1
Geo | 0 | 0 | 0 | 0 | 0 | 0
H | 30.03 | 30.03 | 30.03 | 30.03 | 30.03 | 30.03
LFG | 2.29 | 2.29 | 2.29 | 13.72 | 13.72 | 13.72
Nuc | 0.01 | 0.01 | 0.01 | 0.01 | 0.01 | 0.01
PS | 10.59 | 10.59 | 10.59 | 10.59 | 10.59 | 10.59
PV | 0 | 0 | 0 | 0 | 0 | 0
PeakG | 60.2 | 87.93 | 62.37 | 76.78 | 82.77 | 82.77
PeakO | 3.36 | 4.54 | 3.63 | 3.63 | 3.64 | 3.66
ST | 0 | 0 | 0 | 0 | 0 | 0
STOG | 417.94 | 494.54 | 423.94 | 423.94 | 423.94 | 423.94
STWD | 2.69 | 3.37 | 2.75 | 2.75 | 2.75 | 2.75
WT | 90.68 | 315.17 | 1223.05 | 1536.59 | 1591.06 | 1626.16
IGCC | 0 | 0 | 0 | 0 | 0 | 0
DemandResponse | 0 | 0 | 0 | 0 | 0 | 0
IGCC-CCS | 0 | 0 | 0 | 0 | 0 | 0
WT_off | 0 | 0 | 0 | 0 | 0 | 0
PseudoUnit | 0 | 0 | 0 | 0 | 0 | 0
FixedInterchange | 0 | 0 | 0 | 0 | 0 | 0
Base FOM Costs by Reporting Type: TVA
ReportingType | 2015 | 2020 | 2025 | 2030 | 2035 | 2040
BM | 0 | 0 | 0 | 0 | 0 | 0
CC | 152.84 | 195.24 | 162.1 | 196.26 | 220.71 | 220.71
CSP | 0 | 0 | 0 | 0 | 0 | 0
CT | 0 | 8.83 | 8.83 | 16.02 | 16.02 | 16.02
Coal | 1011.76 | 1048.39 | 1087.78 | 1190.94 | 1281.73 | 1308.61
Geo | 0 | 0 | 0 | 0 | 0 | 0
H | 72.8 | 72.8 | 73.19 | 73.19 | 73.19 | 73.19
LFG | 1.57 | 1.57 | 14.49 | 14.49 | 14.49 | 14.49
Nuc | 1153.81 | 1199.07 | 1153.81 | 1153.81 | 788.03 | 1385.25
PS | 41.38 | 41.38 | 41.38 | 41.38 | 41.38 | 41.38
PV | 0 | 0 | 0 | 0 | 0 | 0
PeakG | 99.24 | 153.37 | 140.99 | 140.99 | 140.99 | 140.99
PeakO | 1.87 | 2.54 | 1.92 | 2.49 | 2.49 | 2.49
ST | 0 | 0 | 0 | 0 | 0 | 0
STOG | 0 | 0 | 0 | 0 | 0 | 0
STWD | 0.16 | 0.2 | 0.16 | 0.16 | 0.16 | 0.16
WT | 0.99 | 0.99 | 0.99 | 0.99 | 0.99 | 0.99
IGCC | 0 | 0 | 0 | 0 | 0 | 0
DemandResponse | 0 | 0 | 0 | 0 | 0 | 0
IGCC-CCS | 0 | 0 | 0 | 0 | 0 | 0
WT_off | 0 | 0 | 0 | 0 | 0 | 0
PseudoUnit | 0 | 0 | 0 | 0 | 0 | 0
FixedInterchange | 0 | 0 | 0 | 0 | 0 | 0
Base FOM Costs by Reporting Type: TVA_Transmission
ReportingType | 2015 | 2020 | 2025 | 2030 | 2035 | 2040
BM | 0 | 0 | 0 | 0 | 0 | 0
CC | 0 | 0 | 0 | 0 | 0 | 0
CSP | 0 | 0 | 0 | 0 | 0 | 0
CT | 0 | 0 | 0 | 0 | 0 | 0
Coal | 0 | 0 | 0 | 0 | 0 | 0
Geo | 0 | 0 | 0 | 0 | 0 | 0
H | 0 | 0 | 0 | 0 | 0 | 0
LFG | 0 | 0 | 0 | 0 | 0 | 0
Nuc | 0 | 0 | 0 | 0 | 0 | 0
PS | 0 | 0 | 0 | 0 | 0 | 0
PV | 0 | 0 | 0 | 0 | 0 | 0
PeakG | 0 | 0 | 0 | 0 | 0 | 0
PeakO | 0 | 0 | 0 | 0 | 0 | 0
ST | 0 | 0 | 0 | 0 | 0 | 0
STOG | 0 | 0 | 0 | 0 | 0 | 0
STWD | 0 | 0 | 0 | 0 | 0 | 0
WT | 0 | 0 | 0 | 0 | 0 | 0
IGCC | 0 | 0 | 0 | 0 | 0 | 0
DemandResponse | 0 | 0 | 0 | 0 | 0 | 0
IGCC-CCS | 0 | 0 | 0 | 0 | 0 | 0
WT_off | 0 | 0 | 0 | 0 | 0 | 0
PseudoUnit | 0 | 0 | 0 | 0 | 0 | 0
FixedInterchange | 0 | 0 | 0 | 0 | 0 | 0
Base FOM Costs by Reporting Type: VACAR
ReportingType | 2015 | 2020 | 2025 | 2030 | 2035 | 2040
BM | 0.09 | 3.76 | 36.71 | 36.71 | 36.71 | 36.71
CC | 185.45 | 258.96 | 236.1 | 244.75 | 355.81 | 423.01
CSP | 0 | 0 | 0 | 0 | 0 | 0
CT | 4.8 | 5.16 | 7.81 | 13.4 | 17.91 | 21.61
Coal | 1224.02 | 1140.14 | 1169.94 | 1345.19 | 1517.42 | 1605.18
Geo | 0 | 0 | 0 | 0 | 0 | 0
H | 30.23 | 30.23 | 30.23 | 30.23 | 30.23 | 30.23
LFG | 7.64 | 20.52 | 20.52 | 20.52 | 20.52 | 20.52
Nuc | 1664.13 | 1955.26 | 1870.92 | 1870.92 | 1398.04 | 2995.54
PS | 62.1 | 62.1 | 62.1 | 62.1 | 62.1 | 62.1
PV | 0.23 | 2.55 | 2.66 | 2.72 | 2.91 | 3.07
PeakG | 142.93 | 209.84 | 148.17 | 188.38 | 199.72 | 199.72
PeakO | 36.13 | 46.34 | 37.33 | 38.01 | 38.01 | 38.01
ST | 0 | 0 | 0 | 0 | 0 | 0
STOG | 4.04 | 4.78 | 4.1 | 4.1 | 4.1 | 4.1
STWD | 9.01 | 11.27 | 9.18 | 9.18 | 9.18 | 9.18
WT | 0.03 | 98.25 | 98.25 | 98.25 | 98.25 | 98.25
IGCC | 0 | 0 | 0 | 0 | 0 | 0
DemandResponse | 0 | 0 | 0 | 0 | 0 | 0
IGCC-CCS | 0 | 0 | 0 | 0 | 0 | 0
WT_off | 0.05 | 22.45 | 56.16 | 106.66 | 106.66 | 106.66
PseudoUnit | 0 | 0 | 0 | 0 | 0 | 0
FixedInterchange | 0 | 0 | 0 | 0 | 0 | 0
Base FOM Costs by Reporting Type: IESO
ReportingType | 2015 | 2020 | 2025 | 2030 | 2035 | 2040
BM | 32.8 | 32.8 | 32.8 | 32.8 | 32.8 | 32.8
CC | 102.32 | 102.32 | 102.32 | 102.32 | 109.46 | 136.16
CSP | 0 | 0 | 0 | 0 | 0 | 0
CT | 2.46 | 2.46 | 2.46 | 2.46 | 5.67 | 14.13
Coal | 0 | 0 | 0 | 0 | 0 | 0
Geo | 0 | 0 | 0 | 0 | 0 | 0
H | 123.83 | 123.83 | 123.83 | 123.83 | 123.83 | 127.39
LFG | 14.17 | 14.17 | 14.17 | 14.17 | 14.23 | 14.23
Nuc | 1895.33 | 1895.33 | 1895.33 | 1895.33 | 1745.37 | 2079.68
PS | 2.92 | 2.92 | 2.92 | 2.92 | 2.92 | 2.92
PV | 18.26 | 18.26 | 18.26 | 18.26 | 0.44 | 0.44
PeakG | 11.67 | 13.67 | 13.67 | 13.67 | 13.67 | 13.67
PeakO | 0.66 | 0.66 | 0.78 | 0.86 | 0.86 | 0.86
ST | 0 | 0 | 0 | 0 | 0 | 0
STOG | 0 | 0 | 0 | 0 | 0 | 0
STWD | 0 | 0 | 0 | 0 | 0 | 0
WT | 102.92 | 102.92 | 102.92 | 102.92 | 43.8 | 43.8
IGCC | 0 | 0 | 0 | 0 | 0 | 0
DemandResponse | 0 | 0 | 0 | 0 | 0 | 0
IGCC-CCS | 0 | 0 | 0 | 0 | 0 | 0
WT_off | 0 | 0 | 0 | 0 | 0 | 0
PseudoUnit | 0 | 0 | 0 | 0 | 0 | 0
FixedInterchange | 0 | 0 | 0 | 0 | 0 | 0
Base FOM Costs by Reporting Type: MAPP_CA
ReportingType | 2015 | 2020 | 2025 | 2030 | 2035 | 2040
BM | 0 | 0 | 0 | 0 | 0 | 0
CC | 21.69 | 21.69 | 21.69 | 6.55 | 7.41 | 7.41
CSP | 0 | 0 | 0 | 0 | 0 | 0
CT | 0.07 | 0.07 | 0.07 | 0.07 | 0 | 0
Coal | 113.15 | 88.02 | 1.8 | 0 | 0 | 0
Geo | 0 | 0 | 0 | 0 | 0 | 0
H | 92.24 | 102.13 | 123.42 | 158.45 | 158.45 | 158.45
LFG | 0 | 0 | 0 | 0 | 0 | 0
Nuc | 0.01 | 0.01 | 0.01 | 0.01 | 0.01 | 0.01
PS | 0 | 0 | 0 | 0 | 0 | 0
PV | 0 | 0 | 0 | 0 | 0 | 0
PeakG | 9.88 | 9.88 | 9.88 | 9.88 | 13.09 | 13.09
PeakO | 0.09 | 0.09 | 0.09 | 0.12 | 0.12 | 0.12
ST | 0 | 0 | 0 | 0 | 0 | 0
STOG | 5.54 | 5.54 | 5.54 | 0 | 0 | 0
STWD | 0 | 0 | 0 | 0 | 0 | 0
WT | 17.9 | 17.9 | 17.9 | 17.9 | 17.9 | 17.9
IGCC | 0 | 0 | 0 | 0 | 0 | 0
DemandResponse | 0 | 0 | 0 | 0 | 0 | 0
IGCC-CCS | 0 | 0 | 0 | 0 | 0 | 0
WT_off | 0 | 0 | 0 | 0 | 0 | 0
PseudoUnit | 0 | 0 | 0 | 0 | 0 | 0
FixedInterchange | 0 | 0 | 0 | 0 | 0 | 0
Base FOM Costs by Reporting Type: AZ_NM_SNV_Coal
ReportingType | 2015 | 2020 | 2025 | 2030 | 2035 | 2040
BM | 0 | 0 | 0 | 0 | 0 | 0
CC | 0 | 0 | 0 | 0 | 0 | 0
CSP | 0 | 0 | 0 | 0 | 0 | 0
CT | 0 | 0 | 0 | 0 | 0 | 0
Coal | 731.78 | 781.65 | 789.38 | 904.87 | 1093.4 | 1483.29
Geo | 0 | 0 | 0 | 0 | 0 | 0
H | 0 | 0 | 0 | 0 | 0 | 0
LFG | 0 | 0 | 0 | 0 | 0 | 0
Nuc | 0 | 0 | 0 | 0 | 0 | 0
PS | 0 | 0 | 0 | 0 | 0 | 0
PV | 0 | 0 | 0 | 0 | 0 | 0
PeakG | 0 | 0 | 0 | 0 | 0 | 0
PeakO | 0 | 0 | 0 | 0 | 0 | 0
ST | 0 | 0 | 0 | 0 | 0 | 0
STOG | 0 | 0 | 0 | 0 | 0 | 0
STWD | 0 | 0 | 0 | 0 | 0 | 0
WT | 0 | 0 | 0 | 0 | 0 | 0
IGCC | 0 | 0 | 0 | 0 | 0 | 0
DemandResponse | 0 | 0 | 0 | 0 | 0 | 0
IGCC-CCS | 0 | 0 | 0 | 0 | 0 | 0
WT_off | 0 | 0 | 0 | 0 | 0 | 0
PseudoUnit | 0 | 0 | 0 | 0 | 0 | 0
FixedInterchange | 0 | 0 | 0 | 0 | 0 | 0
Base FOM Costs by Reporting Type: AZ_NM_SNV_Gas
ReportingType | 2015 | 2020 | 2025 | 2030 | 2035 | 2040
BM | 0 | 0 | 0 | 0 | 0 | 0
CC | 442.18 | 575.63 | 467.41 | 550.64 | 622.97 | 622.97
CSP | 0 | 0 | 0 | 0 | 0 | 0
CT | 4.93 | 4.93 | 4.93 | 4.93 | 0 | 0
Coal | 0 | 0 | 0 | 0 | 0 | 0
Geo | 0 | 0 | 0 | 0 | 0 | 0
H | 0 | 0 | 0 | 0 | 0 | 0
LFG | 0 | 0 | 0 | 0 | 0 | 0
Nuc | 0 | 0 | 0 | 0 | 0 | 0
PS | 0 | 0 | 0 | 0 | 0 | 0
PV | 0 | 0 | 0 | 0 | 0 | 0
PeakG | 36.23 | 53.8 | 43.1 | 52.42 | 52.42 | 0
PeakO | 0 | 0 | 0 | 0 | 0 | 0
ST | 0 | 0 | 0 | 0 | 0 | 0
STOG | 0 | 0 | 0 | 0 | 0 | 0
STWD | 0 | 0 | 0 | 0 | 0 | 0
WT | 0 | 0 | 0 | 0 | 0 | 0
IGCC | 0 | 0 | 0 | 0 | 0 | 0
DemandResponse | 0 | 0 | 0 | 0 | 0 | 0
IGCC-CCS | 0 | 0 | 0 | 0 | 0 | 0
WT_off | 0 | 0 | 0 | 0 | 0 | 0
PseudoUnit | 0 | 0 | 0 | 0 | 0 | 0
FixedInterchange | 0 | 0 | 0 | 0 | 0 | 0
Base FOM Costs by Reporting Type: AZ_NM_SNV_NucRenew
ReportingType | 2015 | 2020 | 2025 | 2030 | 2035 | 2040
BM | 0 | 0 | 0 | 0 | 0 | 0
CC | 0 | 0 | 0 | 0 | 0 | 0
CSP | 0 | 0 | 0 | 0 | 0 | 0
CT | 0 | 0 | 0 | 0 | 0 | 0
Coal | 0 | 0 | 0 | 0 | 0 | 0
Geo | 0 | 0 | 122.18 | 122.18 | 122.18 | 122.18
H | 44.6 | 44.6 | 44.6 | 44.6 | 44.6 | 44.6
LFG | 0.84 | 0.84 | 8.14 | 8.14 | 8.14 | 8.14
Nuc | 484.16 | 564.17 | 564.17 | 564.17 | 564.17 | 564.17
PS | 5.13 | 5.13 | 5.13 | 5.13 | 5.13 | 5.13
PV | 2.38 | 2.38 | 2.38 | 2.38 | 2.38 | 2.38
PeakG | 0 | 0 | 0 | 0 | 0 | 0
PeakO | 0 | 0 | 0 | 0 | 0 | 0
ST | 17.92 | 46.04 | 63.75 | 71.73 | 71.73 | 71.73
STOG | 0 | 0 | 0 | 0 | 0 | 0
STWD | 0.83 | 1.04 | 0.85 | 0.85 | 0.85 | 0.85
WT | 17.57 | 17.57 | 26.76 | 44.06 | 44.06 | 44.06
IGCC | 0 | 0 | 0 | 0 | 0 | 0
DemandResponse | 0 | 0 | 0 | 0 | 0 | 0
IGCC-CCS | 0 | 0 | 0 | 0 | 0 | 0
WT_off | 0 | 0 | 0 | 0 | 0 | 0
PseudoUnit | 0 | 0 | 0 | 0 | 0 | 0
FixedInterchange | 0 | 0 | 0 | 0 | 0 | 0
Base FOM Costs by Reporting Type: ERCOT
ReportingType | 2015 | 2020 | 2025 | 2030 | 2035 | 2040
BM | 14.57 | 14.57 | 14.57 | 185.52 | 191.96 | 203.66
CC | 862.73 | 1102.12 | 912.43 | 942.02 | 1101.75 | 1152.54
CSP | 0 | 0 | 0 | 0 | 0 | 0
CT | 1.67 | 1.67 | 1.67 | 1.67 | 1.67 | 1.67
Coal | 1175.78 | 1362.67 | 1256.35 | 1310.78 | 1466.71 | 1773.28
Geo | 0 | 0 | 0 | 0 | 0 | 0
H | 8.05 | 8.05 | 8.05 | 16.99 | 16.99 | 16.99
LFG | 9.05 | 9.05 | 51.64 | 51.64 | 51.64 | 51.64
Nuc | 574.09 | 734.71 | 741.22 | 741.22 | 741.22 | 741.22
PS | 0 | 0 | 0 | 0 | 0 | 0
PV | 0.25 | 0.25 | 0.25 | 0.25 | 0.01 | 0.01
PeakG | 80.63 | 119.03 | 114.62 | 114.62 | 114.62 | 114.62
PeakO | 1.29 | 1.86 | 1.53 | 1.53 | 1.53 | 1.53
ST | 0 | 0 | 0 | 0 | 0 | 0
STOG | 756.72 | 895.41 | 767.57 | 767.57 | 767.57 | 767.57
STWD | 0 | 0 | 0 | 0 | 0 | 0
WT | 315.42 | 549.36 | 813.28 | 977.51 | 1000.81 | 1042.6
IGCC | 0 | 0 | 0 | 0 | 0 | 0
DemandResponse | 0 | 0 | 0 | 0 | 0 | 0
IGCC-CCS | 0 | 0 | 0 | 0 | 0 | 0
WT_off | 0 | 0 | 0 | 0 | 0 | 0
PseudoUnit | 0 | 0 | 0 | 0 | 0 | 0
FixedInterchange | 0 | 0 | 0 | 0 | 0 | 0
Base FOM Costs by Reporting Type: NP15
ReportingType | 2015 | 2020 | 2025 | 2030 | 2035 | 2040
BM | 0 | 0 | 0 | 0 | 0 | 0
CC | 205.4 | 258.04 | 212.25 | 226.85 | 253.32 | 253.32
CSP | 0 | 0 | 0 | 0 | 0 | 0
CT | 1.45 | 13.29 | 15.92 | 42.45 | 71.78 | 100.9
Coal | 1.65 | 0 | 0 | 0 | 0 | 0
Geo | 100.8 | 114.81 | 151.36 | 151.36 | 151.36 | 151.36
H | 125.7 | 125.7 | 125.7 | 125.7 | 125.7 | 125.7
LFG | 10.26 | 78.24 | 78.24 | 78.24 | 78.24 | 78.24
Nuc | 302.44 | 364.27 | 334.86 | 334.86 | 334.86 | 334.86
PS | 53.58 | 53.58 | 53.58 | 53.58 | 53.58 | 53.58
PV | 0.89 | 0.89 | 0.89 | 0.89 | 0.78 | 0.78
PeakG | 56.04 | 82.34 | 58.1 | 74.01 | 78.49 | 78.49
PeakO | 10.26 | 13.08 | 10.48 | 10.49 | 10.49 | 10.49
ST | 1.86 | 1.86 | 1.86 | 1.86 | 1.86 | 1.86
STOG | 167.55 | 198.25 | 169.95 | 169.95 | 169.95 | 169.95
STWD | 14.17 | 17.73 | 14.44 | 14.44 | 14.44 | 14.44
WT | 40.21 | 40.21 | 297.52 | 365.1 | 365.48 | 365.54
IGCC | 0 | 0 | 0 | 0 | 0 | 0
DemandResponse | 0 | 0 | 0 | 0 | 0 | 0
IGCC-CCS | 0 | 0 | 0 | 0 | 0 | 0
WT_off | 0 | 0 | 0 | 0 | 0 | 0
PseudoUnit | 0 | 0 | 0 | 0 | 0 | 0
FixedInterchange | 0 | 0 | 0 | 0 | 0 | 0
Base FOM Costs by Reporting Type: NWPP_Coal
ReportingType | 2015 | 2020 | 2025 | 2030 | 2035 | 2040
BM | 0 | 0 | 0 | 0 | 0 | 0
CC | 0 | 0 | 0 | 0 | 0 | 0
CSP | 0 | 0 | 0 | 0 | 0 | 0
CT | 0 | 0 | 0 | 0 | 0 | 0
Coal | 900.45 | 954.62 | 993.33 | 1065.23 | 1236.5 | 1338.59
Geo | 0 | 0 | 0 | 0 | 0 | 0
H | 0 | 0 | 0 | 0 | 0 | 0
LFG | 0 | 0 | 0 | 0 | 0 | 0
Nuc | 0 | 0 | 0 | 0 | 0 | 0
PS | 0 | 0 | 0 | 0 | 0 | 0
PV | 0 | 0 | 0 | 0 | 0 | 0
PeakG | 0 | 0 | 0 | 0 | 0 | 0
PeakO | 0 | 0 | 0 | 0 | 0 | 0
ST | 0 | 0 | 0 | 0 | 0 | 0
STOG | 0 | 0 | 0 | 0 | 0 | 0
STWD | 0 | 0 | 0 | 0 | 0 | 0
WT | 0 | 0 | 0 | 0 | 0 | 0
IGCC | 0 | 0 | 0 | 0 | 0 | 0
DemandResponse | 0 | 0 | 0 | 0 | 0 | 0
IGCC-CCS | 0 | 0 | 0 | 0 | 0 | 0
WT_off | 0 | 0 | 0 | 0 | 0 | 0
PseudoUnit | 0 | 0 | 0 | 0 | 0 | 0
FixedInterchange | 0 | 0 | 0 | 0 | 0 | 0
Base FOM Costs by Reporting Type: NWPP_Gas
ReportingType | 2015 | 2020 | 2025 | 2030 | 2035 | 2040
BM | 0 | 0 | 0 | 0 | 0 | 0
CC | 192.07 | 243.03 | 196.06 | 241.64 | 351.94 | 354.7
CSP | 0 | 0 | 0 | 0 | 0 | 0
CT | 1 | 1 | 1 | 1 | 0 | 0
Coal | 0 | 0 | 0 | 0 | 0 | 12.64
Geo | 0 | 0 | 0 | 0 | 0 | 0
H | 0 | 0 | 0 | 0 | 0 | 0
LFG | 0 | 0 | 0 | 0 | 0 | 0
Nuc | 0 | 0 | 0 | 0 | 0 | 0
PS | 0 | 0 | 0 | 0 | 0 | 0
PV | 0 | 0 | 0 | 0 | 0 | 0
PeakG | 0 | 0 | 0 | 0 | 0 | 0
PeakO | 0 | 0 | 0 | 0 | 0 | 0
ST | 0 | 0 | 0 | 0 | 0 | 0
STOG | 0 | 0 | 0 | 0 | 0 | 0
STWD | 0 | 0 | 0 | 0 | 0 | 0
WT | 0 | 0 | 0 | 0 | 0 | 0
IGCC | 0 | 0 | 0 | 0 | 0 | 0
DemandResponse | 0 | 0 | 0 | 0 | 0 | 0
IGCC-CCS | 0 | 0 | 0 | 0 | 0 | 0
WT_off | 0 | 0 | 0 | 0 | 0 | 0
PseudoUnit | 0 | 0 | 0 | 0 | 0 | 0
FixedInterchange | 0 | 0 | 0 | 0 | 0 | 0
Base FOM Costs by Reporting Type: NWPP_NucRenew
ReportingType | 2015 | 2020 | 2025 | 2030 | 2035 | 2040
BM | 3.27 | 3.27 | 3.27 | 3.27 | 3.27 | 3.27
CC | 0 | 0 | 0 | 0 | 0 | 0
CSP | 0 | 0 | 0 | 0 | 0 | 0
CT | 0 | 0 | 0 | 0 | 0 | 0
Coal | 0 | 0 | 0 | 0 | 0 | 0
Geo | 35.81 | 35.81 | 72.38 | 72.38 | 72.38 | 72.38
H | 480.54 | 480.54 | 480.54 | 480.54 | 480.54 | 480.54
LFG | 15.5 | 15.5 | 40.43 | 44.91 | 44.91 | 44.91
Nuc | 164.67 | 164.67 | 164.67 | 164.67 | 164.67 | 225.13
PS | 6.12 | 6.12 | 6.12 | 6.12 | 6.12 | 6.12
PV | 0.04 | 0.04 | 0.04 | 0.04 | 0.04 | 0.04
PeakG | 0 | 0 | 0 | 0 | 0 | 0
PeakO | 0 | 0 | 0 | 0 | 0 | 0
ST | 0 | 0 | 0 | 0 | 0 | 0
STOG | 0 | 0 | 0 | 0 | 0 | 0
STWD | 12.15 | 15.2 | 12.39 | 12.39 | 12.39 | 12.39
WT | 228.93 | 228.93 | 228.93 | 228.93 | 228.93 | 228.93
IGCC | 0 | 0 | 0 | 0 | 0 | 0
DemandResponse | 0 | 0 | 0 | 0 | 0 | 0
IGCC-CCS | 0 | 0 | 0 | 0 | 0 | 0
WT_off | 0 | 0 | 0 | 0 | 0 | 0
PseudoUnit | 0 | 0 | 0 | 0 | 0 | 0
FixedInterchange | 0 | 0 | 0 | 0 | 0 | 0
Base FOM Costs by Reporting Type: RMPA
ReportingType | 2015 | 2020 | 2025 | 2030 | 2035 | 2040
BM | 0 | 0 | 0 | 0 | 0 | 0
CC | 79.71 | 101.34 | 81.4 | 99.64 | 99.64 | 99.64
CSP | 0 | 0 | 0 | 0 | 0 | 0
CT | 1.02 | 1.02 | 1.02 | 1.02 | 0.76 | 0.76
Coal | 483.02 | 500.78 | 498.84 | 506.66 | 580.6 | 722.29
Geo | 0 | 38.66 | 214.47 | 216.56 | 216.56 | 216.56
H | 13.99 | 13.99 | 13.99 | 13.99 | 13.99 | 13.99
LFG | 0.89 | 0.89 | 0.89 | 4.37 | 4.37 | 4.37
Nuc | 0.01 | 0.01 | 0.01 | 0.01 | 0.01 | 0.01
PS | 13.37 | 13.37 | 13.37 | 13.37 | 13.37 | 13.37
PV | 0.31 | 0.31 | 0.31 | 0.31 | 0.31 | 0.31
PeakG | 48.87 | 72.26 | 50.7 | 61.6 | 69.81 | 69.81
PeakO | 5.49 | 6.99 | 5.61 | 5.61 | 5.61 | 5.61
ST | 0.19 | 24.53 | 26.59 | 27.57 | 27.57 | 27.57
STOG | 0 | 0 | 0 | 0 | 0 | 0
STWD | 0 | 0 | 0 | 0 | 0 | 0
WT | 67.62 | 67.62 | 67.62 | 67.62 | 67.62 | 67.62
IGCC | 0 | 0 | 0 | 0 | 0 | 0
DemandResponse | 0 | 0 | 0 | 0 | 0 | 0
IGCC-CCS | 0 | 0 | 0 | 0 | 0 | 0
WT_off | 0 | 0 | 0 | 0 | 0 | 0
PseudoUnit | 0 | 0 | 0 | 0 | 0 | 0
FixedInterchange | 0 | 0 | 0 | 0 | 0 | 0
Base FOM Costs by Reporting Type: SP15
ReportingType | 2015 | 2020 | 2025 | 2030 | 2035 | 2040
BM | 0.6 | 0.6 | 0.6 | 0.6 | 0.6 | 0.6
CC | 299.75 | 377.64 | 311.5 | 321.09 | 355.07 | 364.66
CSP | 0 | 0 | 0 | 0 | 0 | 0
CT | 0 | 0 | 0 | 0 | 0 | 0
Coal | 6.4 | 8.11 | 7.61 | 8.09 | 0 | 0
Geo | 86.16 | 208.35 | 208.35 | 208.35 | 208.35 | 208.35
H | 16.57 | 16.57 | 16.57 | 16.57 | 16.57 | 16.57
LFG | 26.93 | 93.8 | 93.8 | 93.8 | 93.8 | 93.8
Nuc | 327.58 | 356.35 | 327.58 | 327.58 | 327.58 | 447.86
PS | 34.19 | 34.19 | 34.19 | 34.19 | 34.19 | 34.19
PV | 1.87 | 1.87 | 1.87 | 1.87 | 1.8 | 1.8
PeakG | 76.73 | 111.44 | 93.22 | 103.59 | 103.59 | 103.59
PeakO | 1.47 | 1.91 | 1.53 | 1.53 | 1.53 | 1.53
ST | 28.67 | 28.67 | 28.67 | 28.67 | 28.67 | 28.67
STOG | 450.09 | 532.57 | 456.54 | 456.54 | 456.54 | 456.54
STWD | 3.81 | 4.77 | 3.89 | 3.89 | 3.89 | 3.89
WT | 71.03 | 71.03 | 71.03 | 71.03 | 71.03 | 71.03
IGCC | 0 | 0 | 0 | 0 | 0 | 0
DemandResponse | 0 | 0 | 0 | 0 | 0 | 0
IGCC-CCS | 0 | 0 | 0 | 0 | 0 | 0
WT_off | 0 | 0 | 0 | 0 | 0 | 0
PseudoUnit | 0 | 0 | 0 | 0 | 0 | 0
FixedInterchange | 0 | 0 | 0 | 0 | 0 | 0
Base FOM Costs by Reporting Type: ALB
ReportingType | 2015 | 2020 | 2025 | 2030 | 2035 | 2040
BM | 0 | 0 | 0 | 0 | 0 | 0
CC | 71.2 | 78.91 | 92.71 | 112.47 | 126.81 | 142.34
CSP | 0 | 0 | 0 | 0 | 0 | 0
CT | 1.35 | 1.35 | 1.35 | 1.35 | 0 | 0
Coal | 380.9 | 399.22 | 412.86 | 439.17 | 499.16 | 562.47
Geo | 0 | 0 | 0 | 0 | 0 | 0
H | 12.99 | 12.99 | 12.99 | 12.99 | 12.99 | 12.99
LFG | 1.21 | 1.21 | 1.21 | 1.21 | 1.21 | 1.21
Nuc | 0.01 | 0.01 | 0.01 | 0.01 | 0.01 | 0.01
PS | 0 | 0 | 0 | 0 | 0 | 0
PV | 0 | 0 | 0 | 0 | 0 | 0
PeakG | 24.72 | 24.15 | 24.15 | 24.15 | 34.02 | 34.02
PeakO | 0 | 0 | 0 | 0 | 0 | 0
ST | 0 | 0 | 0 | 0 | 0 | 0
STOG | 0 | 0 | 0 | 0 | 0 | 0
STWD | 0 | 0 | 0 | 0 | 0 | 0
WT | 22.94 | 22.94 | 22.94 | 22.94 | 22.94 | 22.94
IGCC | 0 | 0 | 0 | 0 | 0 | 0
DemandResponse | 0 | 0 | 0 | 0 | 0 | 0
IGCC-CCS | 0 | 0 | 0 | 0 | 0 | 0
WT_off | 0 | 0 | 0 | 0 | 0 | 0
PseudoUnit | 0 | 0 | 0 | 0 | 0 | 0
FixedInterchange | 0 | 0 | 0 | 0 | 0 | 0
Base FOM Costs by Reporting Type: BC
ReportingType | 2015 | 2020 | 2025 | 2030 | 2035 | 2040
BM | 0 | 0 | 0 | 0 | 0 | 0
CC | 22.94 | 25.43 | 32.81 | 43 | 55.39 | 65.18
CSP | 0 | 0 | 0 | 0 | 0 | 0
CT | 0 | 0 | 0 | 0 | 0 | 1.07
Coal | 0 | 0 | 0 | 0 | 0 | 0
Geo | 0 | 0 | 0 | 0 | 0 | 0
H | 173.22 | 173.22 | 173.22 | 173.22 | 173.22 | 173.22
LFG | 2.9 | 2.9 | 2.9 | 2.9 | 2.9 | 2.9
Nuc | 0.01 | 0.01 | 0.01 | 0.01 | 0.01 | 0.01
PS | 0 | 0 | 0 | 0 | 0 | 0
PV | 0 | 0 | 0 | 0 | 0 | 0
PeakG | 2.66 | 2.77 | 3.3 | 3.3 | 3.3 | 3.3
PeakO | 1.16 | 1.29 | 1.29 | 1.29 | 1.29 | 1.29
ST | 0 | 0 | 0 | 0 | 0 | 0
STOG | 0 | 0 | 0 | 0 | 0 | 0
STWD | 16.34 | 16.34 | 16.34 | 16.34 | 16.34 | 16.34
WT | 7.53 | 7.53 | 7.53 | 7.53 | 7.53 | 7.53
IGCC | 0 | 0 | 0 | 0 | 0 | 0
DemandResponse | 0 | 0 | 0 | 0 | 0 | 0
IGCC-CCS | 0 | 0 | 0 | 0 | 0 | 0
WT_off | 0 | 0 | 0 | 0 | 0 | 0
PseudoUnit | 0 | 0 | 0 | 0 | 0 | 0
FixedInterchange | 0 | 0 | 0 | 0 | 0 | 0
Base FOM Costs by Reporting Type: HQ_IESO
ReportingType | 2015 | 2020 | 2025 | 2030 | 2035 | 2040
BM | 0 | 0 | 0 | 0 | 0 | 0
CC | 0 | 0 | 0 | 0 | 0 | 0
CSP | 0 | 0 | 0 | 0 | 0 | 0
CT | 0 | 0 | 0 | 0 | 0 | 0
Coal | 0 | 0 | 0 | 0 | 0 | 0
Geo | 0 | 0 | 0 | 0 | 0 | 0
H | 0 | 0 | 0 | 0 | 0 | 0
LFG | 0 | 0 | 0 | 0 | 0 | 0
Nuc | 0.01 | 0.01 | 0.01 | 0.01 | 0.01 | 0.01
PS | 0 | 0 | 0 | 0 | 0 | 0
PV | 0 | 0 | 0 | 0 | 0 | 0
PeakG | 0 | 0 | 0 | 0 | 0 | 0
PeakO | 0 | 0 | 0 | 0 | 0 | 0
ST | 0 | 0 | 0 | 0 | 0 | 0
STOG | 0 | 0 | 0 | 0 | 0 | 0
STWD | 0 | 0 | 0 | 0 | 0 | 0
WT | 0 | 0 | 0 | 0 | 0 | 0
IGCC | 0 | 0 | 0 | 0 | 0 | 0
DemandResponse | 0 | 0 | 0 | 0 | 0 | 0
IGCC-CCS | 0 | 0 | 0 | 0 | 0 | 0
WT_off | 0 | 0 | 0 | 0 | 0 | 0
PseudoUnit | 0 | 0 | 0 | 0 | 0 | 0
FixedInterchange | 0 | 0 | 0 | 0 | 0 | 0
Base FOM Costs by Reporting Type: HQ_NEISO
ReportingType | 2015 | 2020 | 2025 | 2030 | 2035 | 2040
BM | 0 | 0 | 0 | 0 | 0 | 0
CC | 0 | 0 | 0 | 0 | 0 | 0
CSP | 0 | 0 | 0 | 0 | 0 | 0
CT | 0 | 0 | 0 | 0 | 0 | 0
Coal | 0 | 0 | 0 | 0 | 0 | 0
Geo | 0 | 0 | 0 | 0 | 0 | 0
H | 0 | 0 | 0 | 0 | 0 | 0
LFG | 0 | 0 | 0 | 0 | 0 | 0
Nuc | 0.01 | 0.01 | 0.01 | 0.01 | 0.01 | 0.01
PS | 0 | 0 | 0 | 0 | 0 | 0
PV | 0 | 0 | 0 | 0 | 0 | 0
PeakG | 0 | 0 | 0 | 0 | 0 | 0
PeakO | 0 | 0 | 0 | 0 | 0 | 0
ST | 0 | 0 | 0 | 0 | 0 | 0
STOG | 0 | 0 | 0 | 0 | 0 | 0
STWD | 0 | 0 | 0 | 0 | 0 | 0
WT | 0 | 0 | 0 | 0 | 0 | 0
IGCC | 0 | 0 | 0 | 0 | 0 | 0
DemandResponse | 0 | 0 | 0 | 0 | 0 | 0
IGCC-CCS | 0 | 0 | 0 | 0 | 0 | 0
WT_off | 0 | 0 | 0 | 0 | 0 | 0
PseudoUnit | 0 | 0 | 2.43 | 35.6 | 35.6 | 35.6
FixedInterchange | 0 | 0 | 0 | 0 | 0 | 0
Base FOM Costs by Reporting Type: HQ_NY
ReportingType | 2015 | 2020 | 2025 | 2030 | 2035 | 2040
BM | 0 | 0 | 0 | 0 | 0 | 0
CC | 0 | 0 | 0 | 0 | 0 | 0
CSP | 0 | 0 | 0 | 0 | 0 | 0
CT | 0 | 0 | 0 | 0 | 0 | 0
Coal | 0 | 0 | 0 | 0 | 0 | 0
Geo | 0 | 0 | 0 | 0 | 0 | 0
H | 0 | 0 | 0 | 0 | 0 | 0
LFG | 0 | 0 | 0 | 0 | 0 | 0
Nuc | 0.01 | 0.01 | 0.01 | 0.01 | 0.01 | 0.01
PS | 0 | 0 | 0 | 0 | 0 | 0
PV | 0 | 0 | 0 | 0 | 0 | 0
PeakG | 0 | 0 | 0 | 0 | 0 | 0
PeakO | 0 | 0 | 0 | 0 | 0 | 0
ST | 0 | 0 | 0 | 0 | 0 | 0
STOG | 0 | 0 | 0 | 0 | 0 | 0
STWD | 0 | 0 | 0 | 0 | 0 | 0
WT | 0 | 0 | 0 | 0 | 0 | 0
IGCC | 0 | 0 | 0 | 0 | 0 | 0
DemandResponse | 0 | 0 | 0 | 0 | 0 | 0
IGCC-CCS | 0 | 0 | 0 | 0 | 0 | 0
WT_off | 0 | 0 | 0 | 0 | 0 | 0
PseudoUnit | 0 | 17.83 | 35.6 | 35.6 | 35.6 | 35.6
FixedInterchange | 0 | 0 | 0 | 0 | 0 | 0
Base FOM Costs by Reporting Type: MARITIMES
ReportingType | 2015 | 2020 | 2025 | 2030 | 2035 | 2040
BM | 0 | 0 | 0 | 0 | 0 | 0
CC | 0 | 0 | 0 | 0 | 0 | 0
CSP | 0 | 0 | 0 | 0 | 0 | 0
CT | 0 | 0 | 0 | 0 | 0 | 0
Coal | 0 | 0 | 0 | 0 | 0 | 0
Geo | 0 | 0 | 0 | 0 | 0 | 0
H | 0 | 0 | 0 | 0 | 0 | 0
LFG | 0 | 0 | 0 | 0 | 0 | 0
Nuc | 0.01 | 0.01 | 0.01 | 0.01 | 0.01 | 0.01
PS | 0 | 0 | 0 | 0 | 0 | 0
PV | 0 | 0 | 0 | 0 | 0 | 0
PeakG | 0 | 0 | 0 | 0 | 0 | 0
PeakO | 0 | 0 | 0 | 0 | 0 | 0
ST | 0 | 0 | 0 | 0 | 0 | 0
STOG | 0 | 0 | 0 | 0 | 0 | 0
STWD | 0 | 0 | 0 | 0 | 0 | 0
WT | 0 | 0 | 0 | 0 | 0 | 0
IGCC | 0 | 0 | 0 | 0 | 0 | 0
DemandResponse | 0 | 0 | 0 | 0 | 0 | 0
IGCC-CCS | 0 | 0 | 0 | 0 | 0 | 0
WT_off | 0 | 0 | 0 | 0 | 0 | 0
PseudoUnit | 0 | 7.12 | 7.12 | 7.12 | 7.12 | 7.12
FixedInterchange | 0 | 0 | 0 | 0 | 0 | 0
Base FOM Costs by Reporting Type: All
ReportingType | 2015 | 2020 | 2025 | 2030 | 2035 | 2040
BM | 125.73 | 129.4 | 162.35 | 333.29 | 339.74 | 332.14
CC | 6378.77 | 8081.51 | 6725.66 | 7210.99 | 8545.55 | 9084.83
CSP | 0 | 0 | 0 | 0 | 0 | 0
CT | 42.89 | 95.7 | 116.67 | 193.05 | 341.42 | 426.45
Coal | 18369.97 | 18094.53 | 17444.67 | 19427.49 | 21819.05 | 24601.27
Geo | 226.72 | 401.57 | 772.7 | 774.79 | 774.79 | 774.79
H | 1511 | 1541.76 | 1574.06 | 1618.03 | 1618.03 | 1621.59
LFG | 498.94 | 733.94 | 999.86 | 1086.91 | 1086.97 | 1086.97
Nuc | 16696.36 | 17842.96 | 17313.01 | 17728.25 | 14523.5 | 21350.19
PS | 517.25 | 517.25 | 517.25 | 517.25 | 517.25 | 517.25
PV | 26.7 | 62.98 | 81.01 | 85.15 | 68.43 | 70.76
PeakG | 2041.02 | 2989.57 | 2268.47 | 2704.65 | 2830.19 | 2777.77
PeakO | 551.97 | 723.09 | 585.71 | 588.45 | 588.46 | 588.48
ST | 48.64 | 101.1 | 120.87 | 129.83 | 129.83 | 129.83
STOG | 2944.12 | 3422.72 | 2929.25 | 2923.71 | 2923.71 | 2923.71
STWD | 142.81 | 174.59 | 145.3 | 145.3 | 145.3 | 145.3
WT | 2034.5 | 3121.75 | 5399.87 | 7432.91 | 7743.58 | 8147.93
IGCC | 30.22 | 30.22 | 30.22 | 30.22 | 30.22 | 30.22
DemandResponse | 0 | 0 | 0 | 0 | 0 | 0
IGCC-CCS | 0 | 0 | 0 | 0 | 0 | 0
WT_off | 25.01 | 243.89 | 572.3 | 1091.54 | 1066.58 | 953.75
PseudoUnit | 0 | 24.95 | 45.15 | 78.32 | 78.32 | 78.32
FixedInterchange | 0 | 0 | 0 | 0 | 0 | 0
Base FOM Costs by Reporting Type: EI_US
ReportingType | 2015 | 2020 | 2025 | 2030 | 2035 | 2040
BM | 74.48 | 78.15 | 111.1 | 111.1 | 111.1 | 91.81
CC | 4078.77 | 5195.36 | 4295.09 | 4564.76 | 5461.78 | 5885.91
CSP | 0 | 0 | 0 | 0 | 0 | 0
CT | 28.95 | 69.91 | 88.25 | 138.1 | 261.54 | 307.92
Coal | 14576.85 | 13999.46 | 13484.49 | 15192.68 | 16942.68 | 18708.7
Geo | 3.95 | 3.95 | 3.95 | 3.95 | 3.95 | 3.95
H | 419.29 | 440.15 | 451.16 | 451.16 | 451.16 | 451.16
LFG | 417.2 | 517.34 | 708.43 | 787.52 | 787.52 | 787.52
Nuc | 12948.03 | 13763.39 | 13285.11 | 13700.35 | 10645.57 | 16957.2
PS | 401.94 | 401.94 | 401.94 | 401.94 | 401.94 | 401.94
PV | 2.71 | 38.99 | 57.01 | 61.16 | 62.66 | 64.99
PeakG | 1693.58 | 2500.24 | 1857.72 | 2247.41 | 2347.18 | 2347.18
PeakO | 531.54 | 697.2 | 564.41 | 567.03 | 567.04 | 567.05
ST | 0 | 0 | 0 | 0 | 0 | 0
STOG | 1564.23 | 1790.95 | 1529.65 | 1529.65 | 1529.65 | 1529.65
STWD | 95.51 | 119.51 | 97.38 | 97.38 | 97.38 | 97.38
WT | 1142.42 | 1995.73 | 3743.43 | 5527.37 | 5873.47 | 6235.97
IGCC | 30.22 | 30.22 | 30.22 | 30.22 | 30.22 | 30.22
DemandResponse | 0 | 0 | 0 | 0 | 0 | 0
IGCC-CCS | 0 | 0 | 0 | 0 | 0 | 0
WT_off | 25.01 | 243.89 | 572.3 | 1091.54 | 1066.58 | 953.75
PseudoUnit | 0 | 24.95 | 45.15 | 78.32 | 78.32 | 78.32
FixedInterchange | 0 | 0 | 0 | 0 | 0 | 0
Base FOM Costs by Reporting Type: EI_Canada
ReportingType | 2015 | 2020 | 2025 | 2030 | 2035 | 2040
BM | 32.8 | 32.8 | 32.8 | 32.8 | 32.8 | 32.8
CC | 124.01 | 124.01 | 124.01 | 108.87 | 116.88 | 143.57
CSP | 0 | 0 | 0 | 0 | 0 | 0
CT | 2.53 | 2.53 | 2.53 | 2.53 | 5.67 | 14.13
Coal | 113.15 | 88.02 | 1.8 | 0 | 0 | 0
Geo | 0 | 0 | 0 | 0 | 0 | 0
H | 216.06 | 225.96 | 247.25 | 282.28 | 282.28 | 285.84
LFG | 14.17 | 14.17 | 14.17 | 14.17 | 14.23 | 14.23
Nuc | 1895.36 | 1895.36 | 1895.36 | 1895.36 | 1745.4 | 2079.7
PS | 2.92 | 2.92 | 2.92 | 2.92 | 2.92 | 2.92
PV | 18.26 | 18.26 | 18.26 | 18.26 | 0.44 | 0.44
PeakG | 21.55 | 23.55 | 23.55 | 23.55 | 26.76 | 26.76
PeakO | 0.75 | 0.75 | 0.87 | 0.98 | 0.98 | 0.98
ST | 0 | 0 | 0 | 0 | 0 | 0
STOG | 5.54 | 5.54 | 5.54 | 0 | 0 | 0
STWD | 0 | 0 | 0 | 0 | 0 | 0
WT | 120.82 | 120.82 | 120.82 | 120.82 | 61.7 | 61.7
IGCC | 0 | 0 | 0 | 0 | 0 | 0
DemandResponse | 0 | 0 | 0 | 0 | 0 | 0
IGCC-CCS | 0 | 0 | 0 | 0 | 0 | 0
WT_off | 0 | 0 | 0 | 0 | 0 | 0
PseudoUnit | 0 | 0 | 0 | 0 | 0 | 0
FixedInterchange | 0 | 0 | 0 | 0 | 0 | 0
Base FOM Costs by Reporting Type: EI
ReportingType | 2015 | 2020 | 2025 | 2030 | 2035 | 2040
BM | 107.28 | 110.95 | 143.9 | 143.9 | 143.9 | 124.61
CC | 4202.79 | 5319.37 | 4419.1 | 4673.63 | 5578.66 | 6029.48
CSP | 0 | 0 | 0 | 0 | 0 | 0
CT | 31.48 | 72.44 | 90.78 | 140.63 | 267.2 | 322.04
Coal | 14690 | 14087.48 | 13486.29 | 15192.68 | 16942.68 | 18708.7
Geo | 3.95 | 3.95 | 3.95 | 3.95 | 3.95 | 3.95
H | 635.35 | 666.11 | 698.41 | 733.44 | 733.44 | 737
LFG | 431.38 | 531.51 | 722.6 | 801.69 | 801.75 | 801.75
Nuc | 14843.39 | 15658.74 | 15180.47 | 15595.71 | 12390.96 | 19036.91
PS | 404.86 | 404.86 | 404.86 | 404.86 | 404.86 | 404.86
PV | 20.97 | 57.25 | 75.28 | 79.42 | 63.1 | 65.43
PeakG | 1715.13 | 2523.79 | 1881.27 | 2270.96 | 2373.93 | 2373.93
PeakO | 532.29 | 697.95 | 565.28 | 568.01 | 568.02 | 568.03
ST | 0 | 0 | 0 | 0 | 0 | 0
STOG | 1569.77 | 1796.48 | 1535.19 | 1529.65 | 1529.65 | 1529.65
STWD | 95.51 | 119.51 | 97.38 | 97.38 | 97.38 | 97.38
WT | 1263.24 | 2116.56 | 3864.25 | 5648.19 | 5935.17 | 6297.68
IGCC | 30.22 | 30.22 | 30.22 | 30.22 | 30.22 | 30.22
DemandResponse | 0 | 0 | 0 | 0 | 0 | 0
IGCC-CCS | 0 | 0 | 0 | 0 | 0 | 0
WT_off | 25.01 | 243.89 | 572.3 | 1091.54 | 1066.58 | 953.75
PseudoUnit | 0 | 24.95 | 45.15 | 78.32 | 78.32 | 78.32
FixedInterchange | 0 | 0 | 0 | 0 | 0 | 0
Base FOM Costs by Reporting Type: Outside_EI
ReportingType | 2015 | 2020 | 2025 | 2030 | 2035 | 2040
BM | 18.45 | 18.45 | 18.45 | 189.39 | 195.84 | 207.53
CC | 2175.98 | 2762.14 | 2306.56 | 2537.36 | 2966.89 | 3055.35
CSP | 0 | 0 | 0 | 0 | 0 | 0
CT | 11.42 | 23.26 | 25.89 | 52.42 | 74.22 | 104.41
Coal | 3679.97 | 4007.05 | 3958.37 | 4234.81 | 4876.37 | 5892.58
Geo | 222.78 | 397.63 | 768.75 | 770.84 | 770.84 | 770.84
H | 875.65 | 875.65 | 875.65 | 884.59 | 884.59 | 884.59
LFG | 67.56 | 202.42 | 277.26 | 285.22 | 285.22 | 285.22
Nuc | 1852.97 | 2184.21 | 2132.54 | 2132.54 | 2132.54 | 2313.28
PS | 112.39 | 112.39 | 112.39 | 112.39 | 112.39 | 112.39
PV | 5.73 | 5.73 | 5.73 | 5.73 | 5.32 | 5.32
PeakG | 325.89 | 465.78 | 387.2 | 433.69 | 456.25 | 403.84
PeakO | 19.67 | 25.14 | 20.44 | 20.44 | 20.45 | 20.45
ST | 48.64 | 101.1 | 120.87 | 129.83 | 129.83 | 129.83
STOG | 1374.36 | 1626.23 | 1394.06 | 1394.06 | 1394.06 | 1394.06
STWD | 47.31 | 55.09 | 47.92 | 47.92 | 47.92 | 47.92
WT | 771.26 | 1005.2 | 1535.62 | 1784.72 | 1808.4 | 1850.25
IGCC | 0 | 0 | 0 | 0 | 0 | 0
DemandResponse | 0 | 0 | 0 | 0 | 0 | 0
IGCC-CCS | 0 | 0 | 0 | 0 | 0 | 0
WT_off | 0 | 0 | 0 | 0 | 0 | 0
PseudoUnit | 0 | 0 | 0 | 0 | 0 | 0
FixedInterchange | 0 | 0 | 0 | 0 | 0 | 0
#11 | Retrofit FOM Costs ($million)
Retrofit FOM Costs by Reporting Type: Entergy
ReportingType | 2015 | 2020 | 2025 | 2030 | 2035 | 2040
BM | 0 | 0 | 0 | 0 | 0 | 0
CC | 0 | 0 | 0 | 0 | 0 | 0
CSP | 0 | 0 | 0 | 0 | 0 | 0
CT | 0 | 0 | 0 | 0 | 0 | 0
Coal | 3.38 | 31.29 | 31.29 | 31.29 | 31.29 | 31.29
Geo | 0 | 0 | 0 | 0 | 0 | 0
H | 0 | 0 | 0 | 0 | 0 | 0
LFG | 0 | 0 | 0 | 0 | 0 | 0
Nuc | 0 | 0 | 0 | 0 | 0 | 0
PS | 0 | 0 | 0 | 0 | 0 | 0
PV | 0 | 0 | 0 | 0 | 0 | 0
PeakG | 0 | 0 | 0 | 0 | 0 | 0
PeakO | 0 | 0 | 0 | 0 | 0 | 0
ST | 0 | 0 | 0 | 0 | 0 | 0
STOG | 0 | 0 | 0 | 0 | 0 | 0
STWD | 0 | 0 | 0 | 0 | 0 | 0
WT | 0 | 0 | 0 | 0 | 0 | 0
IGCC | 0 | 0 | 0 | 0 | 0 | 0
DemandResponse | 0 | 0 | 0 | 0 | 0 | 0
IGCC-CCS | 0 | 0 | 0 | 0 | 0 | 0
WT_off | 0 | 0 | 0 | 0 | 0 | 0
PseudoUnit | 0 | 0 | 0 | 0 | 0 | 0
FixedInterchange | 0 | 0 | 0 | 0 | 0 | 0
Retrofit FOM Costs by Reporting Type: FRCC
ReportingType | 2015 | 2020 | 2025 | 2030 | 2035 | 2040
BM | 0 | 0 | 0 | 0 | 0 | 0
CC | 0 | 0 | 0 | 0 | 0 | 0
CSP | 0 | 0 | 0 | 0 | 0 | 0
CT | 0 | 0 | 0 | 0 | 0 | 0
Coal | 67.35 | 70.41 | 70.41 | 70.41 | 70.41 | 70.41
Geo | 0 | 0 | 0 | 0 | 0 | 0
H | 0 | 0 | 0 | 0 | 0 | 0
LFG | 0 | 0 | 0 | 0 | 0 | 0
Nuc | 0 | 0 | 0 | 0 | 0 | 0
PS | 0 | 0 | 0 | 0 | 0 | 0
PV | 0 | 0 | 0 | 0 | 0 | 0
PeakG | 0 | 0 | 0 | 0 | 0 | 0
PeakO | 0 | 0 | 0 | 0 | 0 | 0
ST | 0 | 0 | 0 | 0 | 0 | 0
STOG | 0 | 0 | 0 | 0 | 0 | 0
STWD | 0 | 0 | 0 | 0 | 0 | 0
WT | 0 | 0 | 0 | 0 | 0 | 0
IGCC | 0 | 0 | 0 | 0 | 0 | 0
DemandResponse | 0 | 0 | 0 | 0 | 0 | 0
IGCC-CCS | 0 | 0 | 0 | 0 | 0 | 0
WT_off | 0 | 0 | 0 | 0 | 0 | 0
PseudoUnit | 0 | 0 | 0 | 0 | 0 | 0
FixedInterchange | 0 | 0 | 0 | 0 | 0 | 0
Retrofit FOM Costs by Reporting Type: MAPP_US
ReportingType | 2015 | 2020 | 2025 | 2030 | 2035 | 2040
BM | 0 | 0 | 0 | 0 | 0 | 0
CC | 0 | 0 | 0 | 0 | 0 | 0
CSP | 0 | 0 | 0 | 0 | 0 | 0
CT | 0 | 0 | 0 | 0 | 0 | 0
Coal | 16.92 | 14.86 | 14.86 | 14.86 | 14.86 | 14.86
Geo | 0 | 0 | 0 | 0 | 0 | 0
H | 0 | 0 | 0 | 0 | 0 | 0
LFG | 0 | 0 | 0 | 0 | 0 | 0
Nuc | 0 | 0 | 0 | 0 | 0 | 0
PS | 0 | 0 | 0 | 0 | 0 | 0
PV | 0 | 0 | 0 | 0 | 0 | 0
PeakG | 0 | 0 | 0 | 0 | 0 | 0
PeakO | 0 | 0 | 0 | 0 | 0 | 0
ST | 0 | 0 | 0 | 0 | 0 | 0
STOG | 0 | 0 | 0 | 0 | 0 | 0
STWD | 0 | 0 | 0 | 0 | 0 | 0
WT | 0 | 0 | 0 | 0 | 0 | 0
IGCC | 0 | 0 | 0 | 0 | 0 | 0
DemandResponse | 0 | 0 | 0 | 0 | 0 | 0
IGCC-CCS | 0 | 0 | 0 | 0 | 0 | 0
WT_off | 0 | 0 | 0 | 0 | 0 | 0
PseudoUnit | 0 | 0 | 0 | 0 | 0 | 0
FixedInterchange | 0 | 0 | 0 | 0 | 0 | 0
Retrofit FOM Costs by Reporting Type: MISO_IN
ReportingType | 2015 | 2020 | 2025 | 2030 | 2035 | 2040
BM | 0 | 0 | 0 | 0 | 0 | 0
CC | 0 | 0 | 0 | 0 | 0 | 0
CSP | 0 | 0 | 0 | 0 | 0 | 0
CT | 0 | 0 | 0 | 0 | 0 | 0
Coal | 103.12 | 113.14 | 113.14 | 113.14 | 113.14 | 113.14
Geo | 0 | 0 | 0 | 0 | 0 | 0
H | 0 | 0 | 0 | 0 | 0 | 0
LFG | 0 | 0 | 0 | 0 | 0 | 0
Nuc | 0 | 0 | 0 | 0 | 0 | 0
PS | 0 | 0 | 0 | 0 | 0 | 0
PV | 0 | 0 | 0 | 0 | 0 | 0
PeakG | 0 | 0 | 0 | 0 | 0 | 0
PeakO | 0 | 0 | 0 | 0 | 0 | 0
ST | 0 | 0 | 0 | 0 | 0 | 0
STOG | 0 | 0 | 0 | 0 | 0 | 0
STWD | 0 | 0 | 0 | 0 | 0 | 0
WT | 0 | 0 | 0 | 0 | 0 | 0
IGCC | 0 | 0 | 0 | 0 | 0 | 0
DemandResponse | 0 | 0 | 0 | 0 | 0 | 0
IGCC-CCS | 0 | 0 | 0 | 0 | 0 | 0
WT_off | 0 | 0 | 0 | 0 | 0 | 0
PseudoUnit | 0 | 0 | 0 | 0 | 0 | 0
FixedInterchange | 0 | 0 | 0 | 0 | 0 | 0
Retrofit FOM Costs by Reporting Type: MISO_MI
ReportingType | 2015 | 2020 | 2025 | 2030 | 2035 | 2040
BM | 0 | 0 | 0 | 0 | 0 | 0
CC | 0 | 0 | 0 | 0 | 0 | 0
CSP | 0 | 0 | 0 | 0 | 0 | 0
CT | 0 | 0 | 0 | 0 | 0 | 0
Coal | 17.66 | 44.76 | 44.76 | 44.76 | 44.76 | 44.76
Geo | 0 | 0 | 0 | 0 | 0 | 0
H | 0 | 0 | 0 | 0 | 0 | 0
LFG | 0 | 0 | 0 | 0 | 0 | 0
Nuc | 0 | 0 | 0 | 0 | 0 | 0
PS | 0 | 0 | 0 | 0 | 0 | 0
PV | 0 | 0 | 0 | 0 | 0 | 0
PeakG | 0 | 0 | 0 | 0 | 0 | 0
PeakO | 0 | 0 | 0 | 0 | 0 | 0
ST | 0 | 0 | 0 | 0 | 0 | 0
STOG | 0 | 0 | 0 | 0 | 0 | 0
STWD | 0 | 0 | 0 | 0 | 0 | 0
WT | 0 | 0 | 0 | 0 | 0 | 0
IGCC | 0 | 0 | 0 | 0 | 0 | 0
DemandResponse | 0 | 0 | 0 | 0 | 0 | 0
IGCC-CCS | 0 | 0 | 0 | 0 | 0 | 0
WT_off | 0 | 0 | 0 | 0 | 0 | 0
PseudoUnit | 0 | 0 | 0 | 0 | 0 | 0
FixedInterchange | 0 | 0 | 0 | 0 | 0 | 0
Retrofit FOM Costs by Reporting Type: MISO_MO-IL
ReportingType | 2015 | 2020 | 2025 | 2030 | 2035 | 2040
BM | 0 | 0 | 0 | 0 | 0 | 0
CC | 0 | 0 | 0 | 0 | 0 | 0
CSP | 0 | 0 | 0 | 0 | 0 | 0
CT | 0 | 0 | 0 | 0 | 0 | 0
Coal | 30.23 | 54.49 | 54.49 | 54.49 | 54.49 | 54.49
Geo | 0 | 0 | 0 | 0 | 0 | 0
H | 0 | 0 | 0 | 0 | 0 | 0
LFG | 0 | 0 | 0 | 0 | 0 | 0
Nuc | 0 | 0 | 0 | 0 | 0 | 0
PS | 0 | 0 | 0 | 0 | 0 | 0
PV | 0 | 0 | 0 | 0 | 0 | 0
PeakG | 0 | 0 | 0 | 0 | 0 | 0
PeakO | 0 | 0 | 0 | 0 | 0 | 0
ST | 0 | 0 | 0 | 0 | 0 | 0
STOG | 0 | 0 | 0 | 0 | 0 | 0
STWD | 0 | 0 | 0 | 0 | 0 | 0
WT | 0 | 0 | 0 | 0 | 0 | 0
IGCC | 0 | 0 | 0 | 0 | 0 | 0
DemandResponse | 0 | 0 | 0 | 0 | 0 | 0
IGCC-CCS | 0 | 0 | 0 | 0 | 0 | 0
WT_off | 0 | 0 | 0 | 0 | 0 | 0
PseudoUnit | 0 | 0 | 0 | 0 | 0 | 0
FixedInterchange | 0 | 0 | 0 | 0 | 0 | 0
Retrofit FOM Costs by Reporting Type: MISO_W
ReportingType | 2015 | 2020 | 2025 | 2030 | 2035 | 2040
BM | 0 | 0 | 0 | 0 | 0 | 0
CC | 0 | 0 | 0 | 0 | 0 | 0
CSP | 0 | 0 | 0 | 0 | 0 | 0
CT | 0 | 0 | 0 | 0 | 0 | 0
Coal | 38.36 | 61.93 | 61.93 | 61.93 | 61.93 | 61.93
Geo | 0 | 0 | 0 | 0 | 0 | 0
H | 0 | 0 | 0 | 0 | 0 | 0
LFG | 0 | 0 | 0 | 0 | 0 | 0
Nuc | 0 | 0 | 0 | 0 | 0 | 0
PS | 0 | 0 | 0 | 0 | 0 | 0
PV | 0 | 0 | 0 | 0 | 0 | 0
PeakG | 0 | 0 | 0 | 0 | 0 | 0
PeakO | 0 | 0 | 0 | 0 | 0 | 0
ST | 0 | 0 | 0 | 0 | 0 | 0
STOG | 0 | 0 | 0 | 0 | 0 | 0
STWD | 0 | 0 | 0 | 0 | 0 | 0
WT | 0 | 0 | 0 | 0 | 0 | 0
IGCC | 0 | 0 | 0 | 0 | 0 | 0
DemandResponse | 0 | 0 | 0 | 0 | 0 | 0
IGCC-CCS | 0 | 0 | 0 | 0 | 0 | 0
WT_off | 0 | 0 | 0 | 0 | 0 | 0
PseudoUnit | 0 | 0 | 0 | 0 | 0 | 0
FixedInterchange | 0 | 0 | 0 | 0 | 0 | 0
Retrofit FOM Costs by Reporting Type: MISO_WUMS
ReportingType | 2015 | 2020 | 2025 | 2030 | 2035 | 2040
BM | 0 | 0 | 0 | 0 | 0 | 0
CC | 0 | 0 | 0 | 0 | 0 | 0
CSP | 0 | 0 | 0 | 0 | 0 | 0
CT | 0 | 0 | 0 | 0 | 0 | 0
Coal | 35.36 | 37.73 | 37.73 | 37.73 | 37.73 | 37.73
Geo | 0 | 0 | 0 | 0 | 0 | 0
H | 0 | 0 | 0 | 0 | 0 | 0
LFG | 0 | 0 | 0 | 0 | 0 | 0
Nuc | 0 | 0 | 0 | 0 | 0 | 0
PS | 0 | 0 | 0 | 0 | 0 | 0
PV | 0 | 0 | 0 | 0 | 0 | 0
PeakG | 0 | 0 | 0 | 0 | 0 | 0
PeakO | 0 | 0 | 0 | 0 | 0 | 0
ST | 0 | 0 | 0 | 0 | 0 | 0
STOG | 0 | 0 | 0 | 0 | 0 | 0
STWD | 0 | 0 | 0 | 0 | 0 | 0
WT | 0 | 0 | 0 | 0 | 0 | 0
IGCC | 0 | 0 | 0 | 0 | 0 | 0
DemandResponse | 0 | 0 | 0 | 0 | 0 | 0
IGCC-CCS | 0 | 0 | 0 | 0 | 0 | 0
WT_off | 0 | 0 | 0 | 0 | 0 | 0
PseudoUnit | 0 | 0 | 0 | 0 | 0 | 0
FixedInterchange | 0 | 0 | 0 | 0 | 0 | 0
Retrofit FOM Costs by Reporting Type: Nebraska
ReportingType | 2015 | 2020 | 2025 | 2030 | 2035 | 2040
BM | 0 | 0 | 0 | 0 | 0 | 0
CC | 0 | 0 | 0 | 0 | 0 | 0
CSP | 0 | 0 | 0 | 0 | 0 | 0
CT | 0 | 0 | 0 | 0 | 0 | 0
Coal | 4.88 | 20.36 | 17.31 | 17.31 | 17.31 | 17.31
Geo | 0 | 0 | 0 | 0 | 0 | 0
H | 0 | 0 | 0 | 0 | 0 | 0
LFG | 0 | 0 | 0 | 0 | 0 | 0
Nuc | 0 | 0 | 0 | 0 | 0 | 0
PS | 0 | 0 | 0 | 0 | 0 | 0
PV | 0 | 0 | 0 | 0 | 0 | 0
PeakG | 0 | 0 | 0 | 0 | 0 | 0
PeakO | 0 | 0 | 0 | 0 | 0 | 0
ST | 0 | 0 | 0 | 0 | 0 | 0
STOG | 0 | 0 | 0 | 0 | 0 | 0
STWD | 0 | 0 | 0 | 0 | 0 | 0
WT | 0 | 0 | 0 | 0 | 0 | 0
IGCC | 0 | 0 | 0 | 0 | 0 | 0
DemandResponse | 0 | 0 | 0 | 0 | 0 | 0
IGCC-CCS | 0 | 0 | 0 | 0 | 0 | 0
WT_off | 0 | 0 | 0 | 0 | 0 | 0
PseudoUnit | 0 | 0 | 0 | 0 | 0 | 0
FixedInterchange | 0 | 0 | 0 | 0 | 0 | 0
Retrofit FOM Costs by Reporting Type: NEISO
ReportingType | 2015 | 2020 | 2025 | 2030 | 2035 | 2040
BM | 0 | 0 | 0 | 0 | 0 | 0
CC | 0 | 0 | 0 | 0 | 0 | 0
CSP | 0 | 0 | 0 | 0 | 0 | 0
CT | 0 | 0 | 0 | 0 | 0 | 0
Coal | 4.08 | 0 | 0 | 0 | 0 | 0
Geo | 0 | 0 | 0 | 0 | 0 | 0
H | 0 | 0 | 0 | 0 | 0 | 0
LFG | 0 | 0 | 0 | 0 | 0 | 0
Nuc | 0 | 0 | 0 | 0 | 0 | 0
PS | 0 | 0 | 0 | 0 | 0 | 0
PV | 0 | 0 | 0 | 0 | 0 | 0
PeakG | 0 | 0 | 0 | 0 | 0 | 0
PeakO | 0 | 0 | 0 | 0 | 0 | 0
ST | 0 | 0 | 0 | 0 | 0 | 0
STOG | 0 | 0 | 0 | 0 | 0 | 0
STWD | 0 | 0 | 0 | 0 | 0 | 0
WT | 0 | 0 | 0 | 0 | 0 | 0
IGCC | 0 | 0 | 0 | 0 | 0 | 0
DemandResponse | 0 | 0 | 0 | 0 | 0 | 0
IGCC-CCS | 0 | 0 | 0 | 0 | 0 | 0
WT_off | 0 | 0 | 0 | 0 | 0 | 0
PseudoUnit | 0 | 0 | 0 | 0 | 0 | 0
FixedInterchange | 0 | 0 | 0 | 0 | 0 | 0
Retrofit FOM Costs by Reporting Type: NonRTO_Midwest
ReportingType | 2015 | 2020 | 2025 | 2030 | 2035 | 2040
BM | 0 | 0 | 0 | 0 | 0 | 0
CC | 0 | 0 | 0 | 0 | 0 | 0
CSP | 0 | 0 | 0 | 0 | 0 | 0
CT | 0 | 0 | 0 | 0 | 0 | 0
Coal | 86.58 | 91.34 | 91.34 | 91.34 | 91.34 | 91.34
Geo | 0 | 0 | 0 | 0 | 0 | 0
H | 0 | 0 | 0 | 0 | 0 | 0
LFG | 0 | 0 | 0 | 0 | 0 | 0
Nuc | 0 | 0 | 0 | 0 | 0 | 0
PS | 0 | 0 | 0 | 0 | 0 | 0
PV | 0 | 0 | 0 | 0 | 0 | 0
PeakG | 0 | 0 | 0 | 0 | 0 | 0
PeakO | 0 | 0 | 0 | 0 | 0 | 0
ST | 0 | 0 | 0 | 0 | 0 | 0
STOG | 0 | 0 | 0 | 0 | 0 | 0
STWD | 0 | 0 | 0 | 0 | 0 | 0
WT | 0 | 0 | 0 | 0 | 0 | 0
IGCC | 0 | 0 | 0 | 0 | 0 | 0
DemandResponse | 0 | 0 | 0 | 0 | 0 | 0
IGCC-CCS | 0 | 0 | 0 | 0 | 0 | 0
WT_off | 0 | 0 | 0 | 0 | 0 | 0
PseudoUnit | 0 | 0 | 0 | 0 | 0 | 0
FixedInterchange | 0 | 0 | 0 | 0 | 0 | 0
Retrofit FOM Costs by Reporting Type: NYISO_A-F
ReportingType | 2015 | 2020 | 2025 | 2030 | 2035 | 2040
BM | 0 | 0 | 0 | 0 | 0 | 0
CC | 0 | 0 | 0 | 0 | 0 | 0
CSP | 0 | 0 | 0 | 0 | 0 | 0
CT | 0 | 0 | 0 | 0 | 0 | 0
Coal | 0 | 0 | 0 | 0 | 0 | 0
Geo | 0 | 0 | 0 | 0 | 0 | 0
H | 0 | 0 | 0 | 0 | 0 | 0
LFG | 0 | 0 | 0 | 0 | 0 | 0
Nuc | 0 | 0 | 0 | 0 | 0 | 0
PS | 0 | 0 | 0 | 0 | 0 | 0
PV | 0 | 0 | 0 | 0 | 0 | 0
PeakG | 0 | 0 | 0 | 0 | 0 | 0
PeakO | 0 | 0 | 0 | 0 | 0 | 0
ST | 0 | 0 | 0 | 0 | 0 | 0
STOG | 0 | 0 | 0 | 0 | 0 | 0
STWD | 0 | 0 | 0 | 0 | 0 | 0
WT | 0 | 0 | 0 | 0 | 0 | 0
IGCC | 0 | 0 | 0 | 0 | 0 | 0
DemandResponse | 0 | 0 | 0 | 0 | 0 | 0
IGCC-CCS | 0 | 0 | 0 | 0 | 0 | 0
WT_off | 0 | 0 | 0 | 0 | 0 | 0
PseudoUnit | 0 | 0 | 0 | 0 | 0 | 0
FixedInterchange | 0 | 0 | 0 | 0 | 0 | 0
Retrofit FOM Costs by Reporting Type: NYISO_G-I
ReportingType | 2015 | 2020 | 2025 | 2030 | 2035 | 2040
BM | 0 | 0 | 0 | 0 | 0 | 0
CC | 0 | 0 | 0 | 0 | 0 | 0
CSP | 0 | 0 | 0 | 0 | 0 | 0
CT | 0 | 0 | 0 | 0 | 0 | 0
Coal | 0 | 0 | 0 | 0 | 0 | 0
Geo | 0 | 0 | 0 | 0 | 0 | 0
H | 0 | 0 | 0 | 0 | 0 | 0
LFG | 0 | 0 | 0 | 0 | 0 | 0
Nuc | 0 | 0 | 0 | 0 | 0 | 0
PS | 0 | 0 | 0 | 0 | 0 | 0
PV | 0 | 0 | 0 | 0 | 0 | 0
PeakG | 0 | 0 | 0 | 0 | 0 | 0
PeakO | 0 | 0 | 0 | 0 | 0 | 0
ST | 0 | 0 | 0 | 0 | 0 | 0
STOG | 0 | 0 | 0 | 0 | 0 | 0
STWD | 0 | 0 | 0 | 0 | 0 | 0
WT | 0 | 0 | 0 | 0 | 0 | 0
IGCC | 0 | 0 | 0 | 0 | 0 | 0
DemandResponse | 0 | 0 | 0 | 0 | 0 | 0
IGCC-CCS | 0 | 0 | 0 | 0 | 0 | 0
WT_off | 0 | 0 | 0 | 0 | 0 | 0
PseudoUnit | 0 | 0 | 0 | 0 | 0 | 0
FixedInterchange | 0 | 0 | 0 | 0 | 0 | 0
Retrofit FOM Costs by Reporting Type: NYISO_J-K
ReportingType | 2015 | 2020 | 2025 | 2030 | 2035 | 2040
BM | 0 | 0 | 0 | 0 | 0 | 0
CC | 0 | 0 | 0 | 0 | 0 | 0
CSP | 0 | 0 | 0 | 0 | 0 | 0
CT | 0 | 0 | 0 | 0 | 0 | 0
Coal | 0 | 0 | 0 | 0 | 0 | 0
Geo | 0 | 0 | 0 | 0 | 0 | 0
H | 0 | 0 | 0 | 0 | 0 | 0
LFG | 0 | 0 | 0 | 0 | 0 | 0
Nuc | 0 | 0 | 0 | 0 | 0 | 0
PS | 0 | 0 | 0 | 0 | 0 | 0
PV | 0 | 0 | 0 | 0 | 0 | 0
PeakG | 0 | 0 | 0 | 0 | 0 | 0
PeakO | 0 | 0 | 0 | 0 | 0 | 0
ST | 0 | 0 | 0 | 0 | 0 | 0
STOG | 0 | 0 | 0 | 0 | 0 | 0
STWD | 0 | 0 | 0 | 0 | 0 | 0
WT | 0 | 0 | 0 | 0 | 0 | 0
IGCC | 0 | 0 | 0 | 0 | 0 | 0
DemandResponse | 0 | 0 | 0 | 0 | 0 | 0
IGCC-CCS | 0 | 0 | 0 | 0 | 0 | 0
WT_off | 0 | 0 | 0 | 0 | 0 | 0
PseudoUnit | 0 | 0 | 0 | 0 | 0 | 0
FixedInterchange | 0 | 0 | 0 | 0 | 0 | 0
Retrofit FOM Costs by Reporting Type: PJM_E
ReportingType | 2015 | 2020 | 2025 | 2030 | 2035 | 2040
BM | 0 | 0 | 0 | 0 | 0 | 0
CC | 0 | 0 | 0 | 0 | 0 | 0
CSP | 0 | 0 | 0 | 0 | 0 | 0
CT | 0 | 0 | 0 | 0 | 0 | 0
Coal | 1.07 | 0 | 0 | 0 | 0 | 0
Geo | 0 | 0 | 0 | 0 | 0 | 0
H | 0 | 0 | 0 | 0 | 0 | 0
LFG | 0 | 0 | 0 | 0 | 0 | 0
Nuc | 0 | 0 | 0 | 0 | 0 | 0
PS | 0 | 0 | 0 | 0 | 0 | 0
PV | 0 | 0 | 0 | 0 | 0 | 0
PeakG | 0 | 0 | 0 | 0 | 0 | 0
PeakO | 0 | 0 | 0 | 0 | 0 | 0
ST | 0 | 0 | 0 | 0 | 0 | 0
STOG | 0 | 0 | 0 | 0 | 0 | 0
STWD | 0 | 0 | 0 | 0 | 0 | 0
WT | 0 | 0 | 0 | 0 | 0 | 0
IGCC | 0 | 0 | 0 | 0 | 0 | 0
DemandResponse | 0 | 0 | 0 | 0 | 0 | 0
IGCC-CCS | 0 | 0 | 0 | 0 | 0 | 0
WT_off | 0 | 0 | 0 | 0 | 0 | 0
PseudoUnit | 0 | 0 | 0 | 0 | 0 | 0
FixedInterchange | 0 | 0 | 0 | 0 | 0 | 0
Retrofit FOM Costs by Reporting Type: PJM_ROM
ReportingType | 2015 | 2020 | 2025 | 2030 | 2035 | 2040
BM | 0 | 0 | 0 | 0 | 0 | 0
CC | 0 | 0 | 0 | 0 | 0 | 0
CSP | 0 | 0 | 0 | 0 | 0 | 0
CT | 0 | 0 | 0 | 0 | 0 | 0
Coal | 52.46 | 61.89 | 61.89 | 61.89 | 61.89 | 61.89
Geo | 0 | 0 | 0 | 0 | 0 | 0
H | 0 | 0 | 0 | 0 | 0 | 0
LFG | 0 | 0 | 0 | 0 | 0 | 0
Nuc | 0 | 0 | 0 | 0 | 0 | 0
PS | 0 | 0 | 0 | 0 | 0 | 0
PV | 0 | 0 | 0 | 0 | 0 | 0
PeakG | 0 | 0 | 0 | 0 | 0 | 0
PeakO | 0 | 0 | 0 | 0 | 0 | 0
ST | 0 | 0 | 0 | 0 | 0 | 0
STOG | 0 | 0 | 0 | 0 | 0 | 0
STWD | 0 | 0 | 0 | 0 | 0 | 0
WT | 0 | 0 | 0 | 0 | 0 | 0
IGCC | 0 | 0 | 0 | 0 | 0 | 0
DemandResponse | 0 | 0 | 0 | 0 | 0 | 0
IGCC-CCS | 0 | 0 | 0 | 0 | 0 | 0
WT_off | 0 | 0 | 0 | 0 | 0 | 0
PseudoUnit | 0 | 0 | 0 | 0 | 0 | 0
FixedInterchange | 0 | 0 | 0 | 0 | 0 | 0
Retrofit FOM Costs by Reporting Type: PJM_ROR
ReportingType | 2015 | 2020 | 2025 | 2030 | 2035 | 2040
BM | 0 | 0 | 0 | 0 | 0 | 0
CC | 0 | 0 | 0 | 0 | 0 | 0
CSP | 0 | 0 | 0 | 0 | 0 | 0
CT | 0 | 0 | 0 | 0 | 0 | 0
Coal | 264.56 | 300.37 | 300.37 | 300.37 | 300.37 | 300.37
Geo | 0 | 0 | 0 | 0 | 0 | 0
H | 0 | 0 | 0 | 0 | 0 | 0
LFG | 0 | 0 | 0 | 0 | 0 | 0
Nuc | 0 | 0 | 0 | 0 | 0 | 0
PS | 0 | 0 | 0 | 0 | 0 | 0
PV | 0 | 0 | 0 | 0 | 0 | 0
PeakG | 0 | 0 | 0 | 0 | 0 | 0
PeakO | 0 | 0 | 0 | 0 | 0 | 0
ST | 0 | 0 | 0 | 0 | 0 | 0
STOG | 0 | 0 | 0 | 0 | 0 | 0
STWD | 0 | 0 | 0 | 0 | 0 | 0
WT | 0 | 0 | 0 | 0 | 0 | 0
IGCC | 0 | 0 | 0 | 0 | 0 | 0
DemandResponse | 0 | 0 | 0 | 0 | 0 | 0
IGCC-CCS | 0 | 0 | 0 | 0 | 0 | 0
WT_off | 0 | 0 | 0 | 0 | 0 | 0
PseudoUnit | 0 | 0 | 0 | 0 | 0 | 0
FixedInterchange | 0 | 0 | 0 | 0 | 0 | 0
Retrofit FOM Costs by Reporting Type: SOCO
ReportingType | 2015 | 2020 | 2025 | 2030 | 2035 | 2040
BM | 0 | 0 | 0 | 0 | 0 | 0
CC | 0 | 0 | 0 | 0 | 0 | 0
CSP | 0 | 0 | 0 | 0 | 0 | 0
CT | 0 | 0 | 0 | 0 | 0 | 0
Coal | 114.6 | 121.89 | 121.89 | 121.89 | 121.89 | 121.89
Geo | 0 | 0 | 0 | 0 | 0 | 0
H | 0 | 0 | 0 | 0 | 0 | 0
LFG | 0 | 0 | 0 | 0 | 0 | 0
Nuc | 0 | 0 | 0 | 0 | 0 | 0
PS | 0 | 0 | 0 | 0 | 0 | 0
PV | 0 | 0 | 0 | 0 | 0 | 0
PeakG | 0 | 0 | 0 | 0 | 0 | 0
PeakO | 0 | 0 | 0 | 0 | 0 | 0
ST | 0 | 0 | 0 | 0 | 0 | 0
STOG | 0 | 0 | 0 | 0 | 0 | 0
STWD | 0 | 0 | 0 | 0 | 0 | 0
WT | 0 | 0 | 0 | 0 | 0 | 0
IGCC | 0 | 0 | 0 | 0 | 0 | 0
DemandResponse | 0 | 0 | 0 | 0 | 0 | 0
IGCC-CCS | 0 | 0 | 0 | 0 | 0 | 0
WT_off | 0 | 0 | 0 | 0 | 0 | 0
PseudoUnit | 0 | 0 | 0 | 0 | 0 | 0
FixedInterchange | 0 | 0 | 0 | 0 | 0 | 0
Retrofit FOM Costs by Reporting Type: SPP_N
ReportingType | 2015 | 2020 | 2025 | 2030 | 2035 | 2040
BM | 0 | 0 | 0 | 0 | 0 | 0
CC | 0 | 0 | 0 | 0 | 0 | 0
CSP | 0 | 0 | 0 | 0 | 0 | 0
CT | 0 | 0 | 0 | 0 | 0 | 0
Coal | 35.72 | 41.17 | 38.27 | 37.92 | 37.92 | 37.92
Geo | 0 | 0 | 0 | 0 | 0 | 0
H | 0 | 0 | 0 | 0 | 0 | 0
LFG | 0 | 0 | 0 | 0 | 0 | 0
Nuc | 0 | 0 | 0 | 0 | 0 | 0
PS | 0 | 0 | 0 | 0 | 0 | 0
PV | 0 | 0 | 0 | 0 | 0 | 0
PeakG | 0 | 0 | 0 | 0 | 0 | 0
PeakO | 0 | 0 | 0 | 0 | 0 | 0
ST | 0 | 0 | 0 | 0 | 0 | 0
STOG | 0 | 0 | 0 | 0 | 0 | 0
STWD | 0 | 0 | 0 | 0 | 0 | 0
WT | 0 | 0 | 0 | 0 | 0 | 0
IGCC | 0 | 0 | 0 | 0 | 0 | 0
DemandResponse | 0 | 0 | 0 | 0 | 0 | 0
IGCC-CCS | 0 | 0 | 0 | 0 | 0 | 0
WT_off | 0 | 0 | 0 | 0 | 0 | 0
PseudoUnit | 0 | 0 | 0 | 0 | 0 | 0
FixedInterchange | 0 | 0 | 0 | 0 | 0 | 0
Retrofit FOM Costs by Reporting Type: SPP_S
ReportingType | 2015 | 2020 | 2025 | 2030 | 2035 | 2040
BM | 0 | 0 | 0 | 0 | 0 | 0
CC | 0 | 0 | 0 | 0 | 0 | 0
CSP | 0 | 0 | 0 | 0 | 0 | 0
CT | 0 | 0 | 0 | 0 | 0 | 0
Coal | 16.34 | 28.41 | 19.97 | 19.97 | 19.97 | 19.97
Geo | 0 | 0 | 0 | 0 | 0 | 0
H | 0 | 0 | 0 | 0 | 0 | 0
LFG | 0 | 0 | 0 | 0 | 0 | 0
Nuc | 0 | 0 | 0 | 0 | 0 | 0
PS | 0 | 0 | 0 | 0 | 0 | 0
PV | 0 | 0 | 0 | 0 | 0 | 0
PeakG | 0 | 0 | 0 | 0 | 0 | 0
PeakO | 0 | 0 | 0 | 0 | 0 | 0
ST | 0 | 0 | 0 | 0 | 0 | 0
STOG | 0 | 0 | 0 | 0 | 0 | 0
STWD | 0 | 0 | 0 | 0 | 0 | 0
WT | 0 | 0 | 0 | 0 | 0 | 0
IGCC | 0 | 0 | 0 | 0 | 0 | 0
DemandResponse | 0 | 0 | 0 | 0 | 0 | 0
IGCC-CCS | 0 | 0 | 0 | 0 | 0 | 0
WT_off | 0 | 0 | 0 | 0 | 0 | 0
PseudoUnit | 0 | 0 | 0 | 0 | 0 | 0
FixedInterchange | 0 | 0 | 0 | 0 | 0 | 0
Retrofit FOM Costs by Reporting Type: TVA
ReportingType | 2015 | 2020 | 2025 | 2030 | 2035 | 2040
BM | 0 | 0 | 0 | 0 | 0 | 0
CC | 0 | 0 | 0 | 0 | 0 | 0
CSP | 0 | 0 | 0 | 0 | 0 | 0
CT | 0 | 0 | 0 | 0 | 0 | 0
Coal | 53.73 | 67.17 | 67.17 | 67.17 | 67.17 | 67.17
Geo | 0 | 0 | 0 | 0 | 0 | 0
H | 0 | 0 | 0 | 0 | 0 | 0
LFG | 0 | 0 | 0 | 0 | 0 | 0
Nuc | 0 | 0 | 0 | 0 | 0 | 0
PS | 0 | 0 | 0 | 0 | 0 | 0
PV | 0 | 0 | 0 | 0 | 0 | 0
PeakG | 0 | 0 | 0 | 0 | 0 | 0
PeakO | 0 | 0 | 0 | 0 | 0 | 0
ST | 0 | 0 | 0 | 0 | 0 | 0
STOG | 0 | 0 | 0 | 0 | 0 | 0
STWD | 0 | 0 | 0 | 0 | 0 | 0
WT | 0 | 0 | 0 | 0 | 0 | 0
IGCC | 0 | 0 | 0 | 0 | 0 | 0
DemandResponse | 0 | 0 | 0 | 0 | 0 | 0
IGCC-CCS | 0 | 0 | 0 | 0 | 0 | 0
WT_off | 0 | 0 | 0 | 0 | 0 | 0
PseudoUnit | 0 | 0 | 0 | 0 | 0 | 0
FixedInterchange | 0 | 0 | 0 | 0 | 0 | 0
Retrofit FOM Costs by Reporting Type: TVA_Transmission
ReportingType | 2015 | 2020 | 2025 | 2030 | 2035 | 2040
BM | 0 | 0 | 0 | 0 | 0 | 0
CC | 0 | 0 | 0 | 0 | 0 | 0
CSP | 0 | 0 | 0 | 0 | 0 | 0
CT | 0 | 0 | 0 | 0 | 0 | 0
Coal | 0 | 0 | 0 | 0 | 0 | 0
Geo | 0 | 0 | 0 | 0 | 0 | 0
H | 0 | 0 | 0 | 0 | 0 | 0
LFG | 0 | 0 | 0 | 0 | 0 | 0
Nuc | 0 | 0 | 0 | 0 | 0 | 0
PS | 0 | 0 | 0 | 0 | 0 | 0
PV | 0 | 0 | 0 | 0 | 0 | 0
PeakG | 0 | 0 | 0 | 0 | 0 | 0
PeakO | 0 | 0 | 0 | 0 | 0 | 0
ST | 0 | 0 | 0 | 0 | 0 | 0
STOG | 0 | 0 | 0 | 0 | 0 | 0
STWD | 0 | 0 | 0 | 0 | 0 | 0
WT | 0 | 0 | 0 | 0 | 0 | 0
IGCC | 0 | 0 | 0 | 0 | 0 | 0
DemandResponse | 0 | 0 | 0 | 0 | 0 | 0
IGCC-CCS | 0 | 0 | 0 | 0 | 0 | 0
WT_off | 0 | 0 | 0 | 0 | 0 | 0
PseudoUnit | 0 | 0 | 0 | 0 | 0 | 0
FixedInterchange | 0 | 0 | 0 | 0 | 0 | 0
Retrofit FOM Costs by Reporting Type: VACAR
ReportingType | 2015 | 2020 | 2025 | 2030 | 2035 | 2040
BM | 0 | 0 | 0 | 0 | 0 | 0
CC | 0 | 0 | 0 | 0 | 0 | 0
CSP | 0 | 0 | 0 | 0 | 0 | 0
CT | 0 | 0 | 0 | 0 | 0 | 0
Coal | 138.1 | 141.46 | 141.46 | 141.46 | 141.46 | 141.46
Geo | 0 | 0 | 0 | 0 | 0 | 0
H | 0 | 0 | 0 | 0 | 0 | 0
LFG | 0 | 0 | 0 | 0 | 0 | 0
Nuc | 0 | 0 | 0 | 0 | 0 | 0
PS | 0 | 0 | 0 | 0 | 0 | 0
PV | 0 | 0 | 0 | 0 | 0 | 0
PeakG | 0 | 0 | 0 | 0 | 0 | 0
PeakO | 0 | 0 | 0 | 0 | 0 | 0
ST | 0 | 0 | 0 | 0 | 0 | 0
STOG | 0 | 0 | 0 | 0 | 0 | 0
STWD | 0 | 0 | 0 | 0 | 0 | 0
WT | 0 | 0 | 0 | 0 | 0 | 0
IGCC | 0 | 0 | 0 | 0 | 0 | 0
DemandResponse | 0 | 0 | 0 | 0 | 0 | 0
IGCC-CCS | 0 | 0 | 0 | 0 | 0 | 0
WT_off | 0 | 0 | 0 | 0 | 0 | 0
PseudoUnit | 0 | 0 | 0 | 0 | 0 | 0
FixedInterchange | 0 | 0 | 0 | 0 | 0 | 0
Retrofit FOM Costs by Reporting Type: IESO
ReportingType | 2015 | 2020 | 2025 | 2030 | 2035 | 2040
BM | 0 | 0 | 0 | 0 | 0 | 0
CC | 0 | 0 | 0 | 0 | 0 | 0
CSP | 0 | 0 | 0 | 0 | 0 | 0
CT | 0 | 0 | 0 | 0 | 0 | 0
Coal | 0 | 0 | 0 | 0 | 0 | 0
Geo | 0 | 0 | 0 | 0 | 0 | 0
H | 0 | 0 | 0 | 0 | 0 | 0
LFG | 0 | 0 | 0 | 0 | 0 | 0
Nuc | 0 | 0 | 0 | 0 | 0 | 0
PS | 0 | 0 | 0 | 0 | 0 | 0
PV | 0 | 0 | 0 | 0 | 0 | 0
PeakG | 0 | 0 | 0 | 0 | 0 | 0
PeakO | 0 | 0 | 0 | 0 | 0 | 0
ST | 0 | 0 | 0 | 0 | 0 | 0
STOG | 0 | 0 | 0 | 0 | 0 | 0
STWD | 0 | 0 | 0 | 0 | 0 | 0
WT | 0 | 0 | 0 | 0 | 0 | 0
IGCC | 0 | 0 | 0 | 0 | 0 | 0
DemandResponse | 0 | 0 | 0 | 0 | 0 | 0
IGCC-CCS | 0 | 0 | 0 | 0 | 0 | 0
WT_off | 0 | 0 | 0 | 0 | 0 | 0
PseudoUnit | 0 | 0 | 0 | 0 | 0 | 0
FixedInterchange | 0 | 0 | 0 | 0 | 0 | 0
Retrofit FOM Costs by Reporting Type: MAPP_CA
ReportingType | 2015 | 2020 | 2025 | 2030 | 2035 | 2040
BM | 0 | 0 | 0 | 0 | 0 | 0
CC | 0 | 0 | 0 | 0 | 0 | 0
CSP | 0 | 0 | 0 | 0 | 0 | 0
CT | 0 | 0 | 0 | 0 | 0 | 0
Coal | 0 | 0 | 0 | 0 | 0 | 0
Geo | 0 | 0 | 0 | 0 | 0 | 0
H | 0 | 0 | 0 | 0 | 0 | 0
LFG | 0 | 0 | 0 | 0 | 0 | 0
Nuc | 0 | 0 | 0 | 0 | 0 | 0
PS | 0 | 0 | 0 | 0 | 0 | 0
PV | 0 | 0 | 0 | 0 | 0 | 0
PeakG | 0 | 0 | 0 | 0 | 0 | 0
PeakO | 0 | 0 | 0 | 0 | 0 | 0
ST | 0 | 0 | 0 | 0 | 0 | 0
STOG | 0 | 0 | 0 | 0 | 0 | 0
STWD | 0 | 0 | 0 | 0 | 0 | 0
WT | 0 | 0 | 0 | 0 | 0 | 0
IGCC | 0 | 0 | 0 | 0 | 0 | 0
DemandResponse | 0 | 0 | 0 | 0 | 0 | 0
IGCC-CCS | 0 | 0 | 0 | 0 | 0 | 0
WT_off | 0 | 0 | 0 | 0 | 0 | 0
PseudoUnit | 0 | 0 | 0 | 0 | 0 | 0
FixedInterchange | 0 | 0 | 0 | 0 | 0 | 0
Retrofit FOM Costs by Reporting Type: AZ_NM_SNV_Coal
ReportingType | 2015 | 2020 | 2025 | 2030 | 2035 | 2040
BM | 0 | 0 | 0 | 0 | 0 | 0
CC | 0 | 0 | 0 | 0 | 0 | 0
CSP | 0 | 0 | 0 | 0 | 0 | 0
CT | 0 | 0 | 0 | 0 | 0 | 0
Coal | 70.07 | 75.36 | 75.36 | 75.36 | 75.36 | 75.36
Geo | 0 | 0 | 0 | 0 | 0 | 0
H | 0 | 0 | 0 | 0 | 0 | 0
LFG | 0 | 0 | 0 | 0 | 0 | 0
Nuc | 0 | 0 | 0 | 0 | 0 | 0
PS | 0 | 0 | 0 | 0 | 0 | 0
PV | 0 | 0 | 0 | 0 | 0 | 0
PeakG | 0 | 0 | 0 | 0 | 0 | 0
PeakO | 0 | 0 | 0 | 0 | 0 | 0
ST | 0 | 0 | 0 | 0 | 0 | 0
STOG | 0 | 0 | 0 | 0 | 0 | 0
STWD | 0 | 0 | 0 | 0 | 0 | 0
WT | 0 | 0 | 0 | 0 | 0 | 0
IGCC | 0 | 0 | 0 | 0 | 0 | 0
DemandResponse | 0 | 0 | 0 | 0 | 0 | 0
IGCC-CCS | 0 | 0 | 0 | 0 | 0 | 0
WT_off | 0 | 0 | 0 | 0 | 0 | 0
PseudoUnit | 0 | 0 | 0 | 0 | 0 | 0
FixedInterchange | 0 | 0 | 0 | 0 | 0 | 0
Retrofit FOM Costs by Reporting Type: AZ_NM_SNV_Gas
ReportingType | 2015 | 2020 | 2025 | 2030 | 2035 | 2040
BM | 0 | 0 | 0 | 0 | 0 | 0
CC | 0 | 0 | 0 | 0 | 0 | 0
CSP | 0 | 0 | 0 | 0 | 0 | 0
CT | 0 | 0 | 0 | 0 | 0 | 0
Coal | 0 | 0 | 0 | 0 | 0 | 0
Geo | 0 | 0 | 0 | 0 | 0 | 0
H | 0 | 0 | 0 | 0 | 0 | 0
LFG | 0 | 0 | 0 | 0 | 0 | 0
Nuc | 0 | 0 | 0 | 0 | 0 | 0
PS | 0 | 0 | 0 | 0 | 0 | 0
PV | 0 | 0 | 0 | 0 | 0 | 0
PeakG | 0 | 0 | 0 | 0 | 0 | 0
PeakO | 0 | 0 | 0 | 0 | 0 | 0
ST | 0 | 0 | 0 | 0 | 0 | 0
STOG | 0 | 0 | 0 | 0 | 0 | 0
STWD | 0 | 0 | 0 | 0 | 0 | 0
WT | 0 | 0 | 0 | 0 | 0 | 0
IGCC | 0 | 0 | 0 | 0 | 0 | 0
DemandResponse | 0 | 0 | 0 | 0 | 0 | 0
IGCC-CCS | 0 | 0 | 0 | 0 | 0 | 0
WT_off | 0 | 0 | 0 | 0 | 0 | 0
PseudoUnit | 0 | 0 | 0 | 0 | 0 | 0
FixedInterchange | 0 | 0 | 0 | 0 | 0 | 0
Retrofit FOM Costs by Reporting Type: AZ_NM_SNV_NucRenew
ReportingType | 2015 | 2020 | 2025 | 2030 | 2035 | 2040
BM | 0 | 0 | 0 | 0 | 0 | 0
CC | 0 | 0 | 0 | 0 | 0 | 0
CSP | 0 | 0 | 0 | 0 | 0 | 0
CT | 0 | 0 | 0 | 0 | 0 | 0
Coal | 0 | 0 | 0 | 0 | 0 | 0
Geo | 0 | 0 | 0 | 0 | 0 | 0
H | 0 | 0 | 0 | 0 | 0 | 0
LFG | 0 | 0 | 0 | 0 | 0 | 0
Nuc | 0 | 0 | 0 | 0 | 0 | 0
PS | 0 | 0 | 0 | 0 | 0 | 0
PV | 0 | 0 | 0 | 0 | 0 | 0
PeakG | 0 | 0 | 0 | 0 | 0 | 0
PeakO | 0 | 0 | 0 | 0 | 0 | 0
ST | 0 | 0 | 0 | 0 | 0 | 0
STOG | 0 | 0 | 0 | 0 | 0 | 0
STWD | 0 | 0 | 0 | 0 | 0 | 0
WT | 0 | 0 | 0 | 0 | 0 | 0
IGCC | 0 | 0 | 0 | 0 | 0 | 0
DemandResponse | 0 | 0 | 0 | 0 | 0 | 0
IGCC-CCS | 0 | 0 | 0 | 0 | 0 | 0
WT_off | 0 | 0 | 0 | 0 | 0 | 0
PseudoUnit | 0 | 0 | 0 | 0 | 0 | 0
FixedInterchange | 0 | 0 | 0 | 0 | 0 | 0
Retrofit FOM Costs by Reporting Type: ERCOT
ReportingType | 2015 | 2020 | 2025 | 2030 | 2035 | 2040
BM | 0 | 0 | 0 | 0 | 0 | 0
CC | 0 | 0 | 0 | 0 | 0 | 0
CSP | 0 | 0 | 0 | 0 | 0 | 0
CT | 0 | 0 | 0 | 0 | 0 | 0
Coal | 95.78 | 116.56 | 116.56 | 116.56 | 116.56 | 116.56
Geo | 0 | 0 | 0 | 0 | 0 | 0
H | 0 | 0 | 0 | 0 | 0 | 0
LFG | 0 | 0 | 0 | 0 | 0 | 0
Nuc | 0 | 0 | 0 | 0 | 0 | 0
PS | 0 | 0 | 0 | 0 | 0 | 0
PV | 0 | 0 | 0 | 0 | 0 | 0
PeakG | 0 | 0 | 0 | 0 | 0 | 0
PeakO | 0 | 0 | 0 | 0 | 0 | 0
ST | 0 | 0 | 0 | 0 | 0 | 0
STOG | 0 | 0 | 0 | 0 | 0 | 0
STWD | 0 | 0 | 0 | 0 | 0 | 0
WT | 0 | 0 | 0 | 0 | 0 | 0
IGCC | 0 | 0 | 0 | 0 | 0 | 0
DemandResponse | 0 | 0 | 0 | 0 | 0 | 0
IGCC-CCS | 0 | 0 | 0 | 0 | 0 | 0
WT_off | 0 | 0 | 0 | 0 | 0 | 0
PseudoUnit | 0 | 0 | 0 | 0 | 0 | 0
FixedInterchange | 0 | 0 | 0 | 0 | 0 | 0
Retrofit FOM Costs by Reporting Type: NP15
ReportingType | 2015 | 2020 | 2025 | 2030 | 2035 | 2040
BM | 0 | 0 | 0 | 0 | 0 | 0
CC | 0 | 0 | 0 | 0 | 0 | 0
CSP | 0 | 0 | 0 | 0 | 0 | 0
CT | 0 | 0 | 0 | 0 | 0 | 0
Coal | 0.19 | 0 | 0 | 0 | 0 | 0
Geo | 0 | 0 | 0 | 0 | 0 | 0
H | 0 | 0 | 0 | 0 | 0 | 0
LFG | 0 | 0 | 0 | 0 | 0 | 0
Nuc | 0 | 0 | 0 | 0 | 0 | 0
PS | 0 | 0 | 0 | 0 | 0 | 0
PV | 0 | 0 | 0 | 0 | 0 | 0
PeakG | 0 | 0 | 0 | 0 | 0 | 0
PeakO | 0 | 0 | 0 | 0 | 0 | 0
ST | 0 | 0 | 0 | 0 | 0 | 0
STOG | 0 | 0 | 0 | 0 | 0 | 0
STWD | 0 | 0 | 0 | 0 | 0 | 0
WT | 0 | 0 | 0 | 0 | 0 | 0
IGCC | 0 | 0 | 0 | 0 | 0 | 0
DemandResponse | 0 | 0 | 0 | 0 | 0 | 0
IGCC-CCS | 0 | 0 | 0 | 0 | 0 | 0
WT_off | 0 | 0 | 0 | 0 | 0 | 0
PseudoUnit | 0 | 0 | 0 | 0 | 0 | 0
FixedInterchange | 0 | 0 | 0 | 0 | 0 | 0
Retrofit FOM Costs by Reporting Type: NWPP_Coal
ReportingType | 2015 | 2020 | 2025 | 2030 | 2035 | 2040
BM | 0 | 0 | 0 | 0 | 0 | 0
CC | 0 | 0 | 0 | 0 | 0 | 0
CSP | 0 | 0 | 0 | 0 | 0 | 0
CT | 0 | 0 | 0 | 0 | 0 | 0
Coal | 67.09 | 76.88 | 76.88 | 76.88 | 76.88 | 76.88
Geo | 0 | 0 | 0 | 0 | 0 | 0
H | 0 | 0 | 0 | 0 | 0 | 0
LFG | 0 | 0 | 0 | 0 | 0 | 0
Nuc | 0 | 0 | 0 | 0 | 0 | 0
PS | 0 | 0 | 0 | 0 | 0 | 0
PV | 0 | 0 | 0 | 0 | 0 | 0
PeakG | 0 | 0 | 0 | 0 | 0 | 0
PeakO | 0 | 0 | 0 | 0 | 0 | 0
ST | 0 | 0 | 0 | 0 | 0 | 0
STOG | 0 | 0 | 0 | 0 | 0 | 0
STWD | 0 | 0 | 0 | 0 | 0 | 0
WT | 0 | 0 | 0 | 0 | 0 | 0
IGCC | 0 | 0 | 0 | 0 | 0 | 0
DemandResponse | 0 | 0 | 0 | 0 | 0 | 0
IGCC-CCS | 0 | 0 | 0 | 0 | 0 | 0
WT_off | 0 | 0 | 0 | 0 | 0 | 0
PseudoUnit | 0 | 0 | 0 | 0 | 0 | 0
FixedInterchange | 0 | 0 | 0 | 0 | 0 | 0
Retrofit FOM Costs by Reporting Type: NWPP_Gas
ReportingType | 2015 | 2020 | 2025 | 2030 | 2035 | 2040
BM | 0 | 0 | 0 | 0 | 0 | 0
CC | 0 | 0 | 0 | 0 | 0 | 0
CSP | 0 | 0 | 0 | 0 | 0 | 0
CT | 0 | 0 | 0 | 0 | 0 | 0
Coal | 0 | 0 | 0 | 0 | 0 | 0
Geo | 0 | 0 | 0 | 0 | 0 | 0
H | 0 | 0 | 0 | 0 | 0 | 0
LFG | 0 | 0 | 0 | 0 | 0 | 0
Nuc | 0 | 0 | 0 | 0 | 0 | 0
PS | 0 | 0 | 0 | 0 | 0 | 0
PV | 0 | 0 | 0 | 0 | 0 | 0
PeakG | 0 | 0 | 0 | 0 | 0 | 0
PeakO | 0 | 0 | 0 | 0 | 0 | 0
ST | 0 | 0 | 0 | 0 | 0 | 0
STOG | 0 | 0 | 0 | 0 | 0 | 0
STWD | 0 | 0 | 0 | 0 | 0 | 0
WT | 0 | 0 | 0 | 0 | 0 | 0
IGCC | 0 | 0 | 0 | 0 | 0 | 0
DemandResponse | 0 | 0 | 0 | 0 | 0 | 0
IGCC-CCS | 0 | 0 | 0 | 0 | 0 | 0
WT_off | 0 | 0 | 0 | 0 | 0 | 0
PseudoUnit | 0 | 0 | 0 | 0 | 0 | 0
FixedInterchange | 0 | 0 | 0 | 0 | 0 | 0
Retrofit FOM Costs by Reporting Type: NWPP_NucRenew
ReportingType | 2015 | 2020 | 2025 | 2030 | 2035 | 2040
BM | 0 | 0 | 0 | 0 | 0 | 0
CC | 0 | 0 | 0 | 0 | 0 | 0
CSP | 0 | 0 | 0 | 0 | 0 | 0
CT | 0 | 0 | 0 | 0 | 0 | 0
Coal | 0 | 0 | 0 | 0 | 0 | 0
Geo | 0 | 0 | 0 | 0 | 0 | 0
H | 0 | 0 | 0 | 0 | 0 | 0
LFG | 0 | 0 | 0 | 0 | 0 | 0
Nuc | 0 | 0 | 0 | 0 | 0 | 0
PS | 0 | 0 | 0 | 0 | 0 | 0
PV | 0 | 0 | 0 | 0 | 0 | 0
PeakG | 0 | 0 | 0 | 0 | 0 | 0
PeakO | 0 | 0 | 0 | 0 | 0 | 0
ST | 0 | 0 | 0 | 0 | 0 | 0
STOG | 0 | 0 | 0 | 0 | 0 | 0
STWD | 0 | 0 | 0 | 0 | 0 | 0
WT | 0 | 0 | 0 | 0 | 0 | 0
IGCC | 0 | 0 | 0 | 0 | 0 | 0
DemandResponse | 0 | 0 | 0 | 0 | 0 | 0
IGCC-CCS | 0 | 0 | 0 | 0 | 0 | 0
WT_off | 0 | 0 | 0 | 0 | 0 | 0
PseudoUnit | 0 | 0 | 0 | 0 | 0 | 0
FixedInterchange | 0 | 0 | 0 | 0 | 0 | 0
Retrofit FOM Costs by Reporting Type: RMPA
ReportingType | 2015 | 2020 | 2025 | 2030 | 2035 | 2040
BM | 0 | 0 | 0 | 0 | 0 | 0
CC | 0 | 0 | 0 | 0 | 0 | 0
CSP | 0 | 0 | 0 | 0 | 0 | 0
CT | 0 | 0 | 0 | 0 | 0 | 0
Coal | 26.21 | 35.01 | 33.22 | 33.22 | 33.22 | 31.21
Geo | 0 | 0 | 0 | 0 | 0 | 0
H | 0 | 0 | 0 | 0 | 0 | 0
LFG | 0 | 0 | 0 | 0 | 0 | 0
Nuc | 0 | 0 | 0 | 0 | 0 | 0
PS | 0 | 0 | 0 | 0 | 0 | 0
PV | 0 | 0 | 0 | 0 | 0 | 0
PeakG | 0 | 0 | 0 | 0 | 0 | 0
PeakO | 0 | 0 | 0 | 0 | 0 | 0
ST | 0 | 0 | 0 | 0 | 0 | 0
STOG | 0 | 0 | 0 | 0 | 0 | 0
STWD | 0 | 0 | 0 | 0 | 0 | 0
WT | 0 | 0 | 0 | 0 | 0 | 0
IGCC | 0 | 0 | 0 | 0 | 0 | 0
DemandResponse | 0 | 0 | 0 | 0 | 0 | 0
IGCC-CCS | 0 | 0 | 0 | 0 | 0 | 0
WT_off | 0 | 0 | 0 | 0 | 0 | 0
PseudoUnit | 0 | 0 | 0 | 0 | 0 | 0
FixedInterchange | 0 | 0 | 0 | 0 | 0 | 0
Retrofit FOM Costs by Reporting Type: SP15
ReportingType | 2015 | 2020 | 2025 | 2030 | 2035 | 2040
BM | 0 | 0 | 0 | 0 | 0 | 0
CC | 0 | 0 | 0 | 0 | 0 | 0
CSP | 0 | 0 | 0 | 0 | 0 | 0
CT | 0 | 0 | 0 | 0 | 0 | 0
Coal | 0.23 | 0.41 | 0.41 | 0.41 | 0 | 0
Geo | 0 | 0 | 0 | 0 | 0 | 0
H | 0 | 0 | 0 | 0 | 0 | 0
LFG | 0 | 0 | 0 | 0 | 0 | 0
Nuc | 0 | 0 | 0 | 0 | 0 | 0
PS | 0 | 0 | 0 | 0 | 0 | 0
PV | 0 | 0 | 0 | 0 | 0 | 0
PeakG | 0 | 0 | 0 | 0 | 0 | 0
PeakO | 0 | 0 | 0 | 0 | 0 | 0
ST | 0 | 0 | 0 | 0 | 0 | 0
STOG | 0 | 0 | 0 | 0 | 0 | 0
STWD | 0 | 0 | 0 | 0 | 0 | 0
WT | 0 | 0 | 0 | 0 | 0 | 0
IGCC | 0 | 0 | 0 | 0 | 0 | 0
DemandResponse | 0 | 0 | 0 | 0 | 0 | 0
IGCC-CCS | 0 | 0 | 0 | 0 | 0 | 0
WT_off | 0 | 0 | 0 | 0 | 0 | 0
PseudoUnit | 0 | 0 | 0 | 0 | 0 | 0
FixedInterchange | 0 | 0 | 0 | 0 | 0 | 0
Retrofit FOM Costs by Reporting Type: ALB
ReportingType | 2015 | 2020 | 2025 | 2030 | 2035 | 2040
BM | 0 | 0 | 0 | 0 | 0 | 0
CC | 0 | 0 | 0 | 0 | 0 | 0
CSP | 0 | 0 | 0 | 0 | 0 | 0
CT | 0 | 0 | 0 | 0 | 0 | 0
Coal | 0.29 | 0.29 | 0.29 | 0.29 | 0.29 | 0.29
Geo | 0 | 0 | 0 | 0 | 0 | 0
H | 0 | 0 | 0 | 0 | 0 | 0
LFG | 0 | 0 | 0 | 0 | 0 | 0
Nuc | 0 | 0 | 0 | 0 | 0 | 0
PS | 0 | 0 | 0 | 0 | 0 | 0
PV | 0 | 0 | 0 | 0 | 0 | 0
PeakG | 0 | 0 | 0 | 0 | 0 | 0
PeakO | 0 | 0 | 0 | 0 | 0 | 0
ST | 0 | 0 | 0 | 0 | 0 | 0
STOG | 0 | 0 | 0 | 0 | 0 | 0
STWD | 0 | 0 | 0 | 0 | 0 | 0
WT | 0 | 0 | 0 | 0 | 0 | 0
IGCC | 0 | 0 | 0 | 0 | 0 | 0
DemandResponse | 0 | 0 | 0 | 0 | 0 | 0
IGCC-CCS | 0 | 0 | 0 | 0 | 0 | 0
WT_off | 0 | 0 | 0 | 0 | 0 | 0
PseudoUnit | 0 | 0 | 0 | 0 | 0 | 0
FixedInterchange | 0 | 0 | 0 | 0 | 0 | 0
Retrofit FOM Costs by Reporting Type: BC
ReportingType | 2015 | 2020 | 2025 | 2030 | 2035 | 2040
BM | 0 | 0 | 0 | 0 | 0 | 0
CC | 0 | 0 | 0 | 0 | 0 | 0
CSP | 0 | 0 | 0 | 0 | 0 | 0
CT | 0 | 0 | 0 | 0 | 0 | 0
Coal | 0 | 0 | 0 | 0 | 0 | 0
Geo | 0 | 0 | 0 | 0 | 0 | 0
H | 0 | 0 | 0 | 0 | 0 | 0
LFG | 0 | 0 | 0 | 0 | 0 | 0
Nuc | 0 | 0 | 0 | 0 | 0 | 0
PS | 0 | 0 | 0 | 0 | 0 | 0
PV | 0 | 0 | 0 | 0 | 0 | 0
PeakG | 0 | 0 | 0 | 0 | 0 | 0
PeakO | 0 | 0 | 0 | 0 | 0 | 0
ST | 0 | 0 | 0 | 0 | 0 | 0
STOG | 0 | 0 | 0 | 0 | 0 | 0
STWD | 0 | 0 | 0 | 0 | 0 | 0
WT | 0 | 0 | 0 | 0 | 0 | 0
IGCC | 0 | 0 | 0 | 0 | 0 | 0
DemandResponse | 0 | 0 | 0 | 0 | 0 | 0
IGCC-CCS | 0 | 0 | 0 | 0 | 0 | 0
WT_off | 0 | 0 | 0 | 0 | 0 | 0
PseudoUnit | 0 | 0 | 0 | 0 | 0 | 0
FixedInterchange | 0 | 0 | 0 | 0 | 0 | 0
Retrofit FOM Costs by Reporting Type: HQ_IESO
ReportingType | 2015 | 2020 | 2025 | 2030 | 2035 | 2040
BM | 0 | 0 | 0 | 0 | 0 | 0
CC | 0 | 0 | 0 | 0 | 0 | 0
CSP | 0 | 0 | 0 | 0 | 0 | 0
CT | 0 | 0 | 0 | 0 | 0 | 0
Coal | 0 | 0 | 0 | 0 | 0 | 0
Geo | 0 | 0 | 0 | 0 | 0 | 0
H | 0 | 0 | 0 | 0 | 0 | 0
LFG | 0 | 0 | 0 | 0 | 0 | 0
Nuc | 0 | 0 | 0 | 0 | 0 | 0
PS | 0 | 0 | 0 | 0 | 0 | 0
PV | 0 | 0 | 0 | 0 | 0 | 0
PeakG | 0 | 0 | 0 | 0 | 0 | 0
PeakO | 0 | 0 | 0 | 0 | 0 | 0
ST | 0 | 0 | 0 | 0 | 0 | 0
STOG | 0 | 0 | 0 | 0 | 0 | 0
STWD | 0 | 0 | 0 | 0 | 0 | 0
WT | 0 | 0 | 0 | 0 | 0 | 0
IGCC | 0 | 0 | 0 | 0 | 0 | 0
DemandResponse | 0 | 0 | 0 | 0 | 0 | 0
IGCC-CCS | 0 | 0 | 0 | 0 | 0 | 0
WT_off | 0 | 0 | 0 | 0 | 0 | 0
PseudoUnit | 0 | 0 | 0 | 0 | 0 | 0
FixedInterchange | 0 | 0 | 0 | 0 | 0 | 0
Retrofit FOM Costs by Reporting Type: HQ_NEISO
ReportingType | 2015 | 2020 | 2025 | 2030 | 2035 | 2040
BM | 0 | 0 | 0 | 0 | 0 | 0
CC | 0 | 0 | 0 | 0 | 0 | 0
CSP | 0 | 0 | 0 | 0 | 0 | 0
CT | 0 | 0 | 0 | 0 | 0 | 0
Coal | 0 | 0 | 0 | 0 | 0 | 0
Geo | 0 | 0 | 0 | 0 | 0 | 0
H | 0 | 0 | 0 | 0 | 0 | 0
LFG | 0 | 0 | 0 | 0 | 0 | 0
Nuc | 0 | 0 | 0 | 0 | 0 | 0
PS | 0 | 0 | 0 | 0 | 0 | 0
PV | 0 | 0 | 0 | 0 | 0 | 0
PeakG | 0 | 0 | 0 | 0 | 0 | 0
PeakO | 0 | 0 | 0 | 0 | 0 | 0
ST | 0 | 0 | 0 | 0 | 0 | 0
STOG | 0 | 0 | 0 | 0 | 0 | 0
STWD | 0 | 0 | 0 | 0 | 0 | 0
WT | 0 | 0 | 0 | 0 | 0 | 0
IGCC | 0 | 0 | 0 | 0 | 0 | 0
DemandResponse | 0 | 0 | 0 | 0 | 0 | 0
IGCC-CCS | 0 | 0 | 0 | 0 | 0 | 0
WT_off | 0 | 0 | 0 | 0 | 0 | 0
PseudoUnit | 0 | 0 | 0 | 0 | 0 | 0
FixedInterchange | 0 | 0 | 0 | 0 | 0 | 0
Retrofit FOM Costs by Reporting Type: HQ_NY
ReportingType | 2015 | 2020 | 2025 | 2030 | 2035 | 2040
BM | 0 | 0 | 0 | 0 | 0 | 0
CC | 0 | 0 | 0 | 0 | 0 | 0
CSP | 0 | 0 | 0 | 0 | 0 | 0
CT | 0 | 0 | 0 | 0 | 0 | 0
Coal | 0 | 0 | 0 | 0 | 0 | 0
Geo | 0 | 0 | 0 | 0 | 0 | 0
H | 0 | 0 | 0 | 0 | 0 | 0
LFG | 0 | 0 | 0 | 0 | 0 | 0
Nuc | 0 | 0 | 0 | 0 | 0 | 0
PS | 0 | 0 | 0 | 0 | 0 | 0
PV | 0 | 0 | 0 | 0 | 0 | 0
PeakG | 0 | 0 | 0 | 0 | 0 | 0
PeakO | 0 | 0 | 0 | 0 | 0 | 0
ST | 0 | 0 | 0 | 0 | 0 | 0
STOG | 0 | 0 | 0 | 0 | 0 | 0
STWD | 0 | 0 | 0 | 0 | 0 | 0
WT | 0 | 0 | 0 | 0 | 0 | 0
IGCC | 0 | 0 | 0 | 0 | 0 | 0
DemandResponse | 0 | 0 | 0 | 0 | 0 | 0
IGCC-CCS | 0 | 0 | 0 | 0 | 0 | 0
WT_off | 0 | 0 | 0 | 0 | 0 | 0
PseudoUnit | 0 | 0 | 0 | 0 | 0 | 0
FixedInterchange | 0 | 0 | 0 | 0 | 0 | 0
Retrofit FOM Costs by Reporting Type: MARITIMES
ReportingType | 2015 | 2020 | 2025 | 2030 | 2035 | 2040
BM | 0 | 0 | 0 | 0 | 0 | 0
CC | 0 | 0 | 0 | 0 | 0 | 0
CSP | 0 | 0 | 0 | 0 | 0 | 0
CT | 0 | 0 | 0 | 0 | 0 | 0
Coal | 0 | 0 | 0 | 0 | 0 | 0
Geo | 0 | 0 | 0 | 0 | 0 | 0
H | 0 | 0 | 0 | 0 | 0 | 0
LFG | 0 | 0 | 0 | 0 | 0 | 0
Nuc | 0 | 0 | 0 | 0 | 0 | 0
PS | 0 | 0 | 0 | 0 | 0 | 0
PV | 0 | 0 | 0 | 0 | 0 | 0
PeakG | 0 | 0 | 0 | 0 | 0 | 0
PeakO | 0 | 0 | 0 | 0 | 0 | 0
ST | 0 | 0 | 0 | 0 | 0 | 0
STOG | 0 | 0 | 0 | 0 | 0 | 0
STWD | 0 | 0 | 0 | 0 | 0 | 0
WT | 0 | 0 | 0 | 0 | 0 | 0
IGCC | 0 | 0 | 0 | 0 | 0 | 0
DemandResponse | 0 | 0 | 0 | 0 | 0 | 0
IGCC-CCS | 0 | 0 | 0 | 0 | 0 | 0
WT_off | 0 | 0 | 0 | 0 | 0 | 0
PseudoUnit | 0 | 0 | 0 | 0 | 0 | 0
FixedInterchange | 0 | 0 | 0 | 0 | 0 | 0
Retrofit FOM Costs by Reporting Type: All
ReportingType | 2015 | 2020 | 2025 | 2030 | 2035 | 2040
BM | 0 | 0 | 0 | 0 | 0 | 0
CC | 0 | 0 | 0 | 0 | 0 | 0
CSP | 0 | 0 | 0 | 0 | 0 | 0
CT | 0 | 0 | 0 | 0 | 0 | 0
Coal | 1344.36 | 1607.17 | 1590.99 | 1590.64 | 1590.23 | 1588.21
Geo | 0 | 0 | 0 | 0 | 0 | 0
H | 0 | 0 | 0 | 0 | 0 | 0
LFG | 0 | 0 | 0 | 0 | 0 | 0
Nuc | 0 | 0 | 0 | 0 | 0 | 0
PS | 0 | 0 | 0 | 0 | 0 | 0
PV | 0 | 0 | 0 | 0 | 0 | 0
PeakG | 0 | 0 | 0 | 0 | 0 | 0
PeakO | 0 | 0 | 0 | 0 | 0 | 0
ST | 0 | 0 | 0 | 0 | 0 | 0
STOG | 0 | 0 | 0 | 0 | 0 | 0
STWD | 0 | 0 | 0 | 0 | 0 | 0
WT | 0 | 0 | 0 | 0 | 0 | 0
IGCC | 0 | 0 | 0 | 0 | 0 | 0
DemandResponse | 0 | 0 | 0 | 0 | 0 | 0
IGCC-CCS | 0 | 0 | 0 | 0 | 0 | 0
WT_off | 0 | 0 | 0 | 0 | 0 | 0
PseudoUnit | 0 | 0 | 0 | 0 | 0 | 0
FixedInterchange | 0 | 0 | 0 | 0 | 0 | 0
Retrofit FOM Costs by Reporting Type: EI_US
ReportingType | 2015 | 2020 | 2025 | 2030 | 2035 | 2040
BM | 0 | 0 | 0 | 0 | 0 | 0
CC | 0 | 0 | 0 | 0 | 0 | 0
CSP | 0 | 0 | 0 | 0 | 0 | 0
CT | 0 | 0 | 0 | 0 | 0 | 0
Coal | 1084.49 | 1302.66 | 1288.27 | 1287.92 | 1287.92 | 1287.92
Geo | 0 | 0 | 0 | 0 | 0 | 0
H | 0 | 0 | 0 | 0 | 0 | 0
LFG | 0 | 0 | 0 | 0 | 0 | 0
Nuc | 0 | 0 | 0 | 0 | 0 | 0
PS | 0 | 0 | 0 | 0 | 0 | 0
PV | 0 | 0 | 0 | 0 | 0 | 0
PeakG | 0 | 0 | 0 | 0 | 0 | 0
PeakO | 0 | 0 | 0 | 0 | 0 | 0
ST | 0 | 0 | 0 | 0 | 0 | 0
STOG | 0 | 0 | 0 | 0 | 0 | 0
STWD | 0 | 0 | 0 | 0 | 0 | 0
WT | 0 | 0 | 0 | 0 | 0 | 0
IGCC | 0 | 0 | 0 | 0 | 0 | 0
DemandResponse | 0 | 0 | 0 | 0 | 0 | 0
IGCC-CCS | 0 | 0 | 0 | 0 | 0 | 0
WT_off | 0 | 0 | 0 | 0 | 0 | 0
PseudoUnit | 0 | 0 | 0 | 0 | 0 | 0
FixedInterchange | 0 | 0 | 0 | 0 | 0 | 0
Retrofit FOM Costs by Reporting Type: EI_Canada
ReportingType | 2015 | 2020 | 2025 | 2030 | 2035 | 2040
BM | 0 | 0 | 0 | 0 | 0 | 0
CC | 0 | 0 | 0 | 0 | 0 | 0
CSP | 0 | 0 | 0 | 0 | 0 | 0
CT | 0 | 0 | 0 | 0 | 0 | 0
Coal | 0 | 0 | 0 | 0 | 0 | 0
Geo | 0 | 0 | 0 | 0 | 0 | 0
H | 0 | 0 | 0 | 0 | 0 | 0
LFG | 0 | 0 | 0 | 0 | 0 | 0
Nuc | 0 | 0 | 0 | 0 | 0 | 0
PS | 0 | 0 | 0 | 0 | 0 | 0
PV | 0 | 0 | 0 | 0 | 0 | 0
PeakG | 0 | 0 | 0 | 0 | 0 | 0
PeakO | 0 | 0 | 0 | 0 | 0 | 0
ST | 0 | 0 | 0 | 0 | 0 | 0
STOG | 0 | 0 | 0 | 0 | 0 | 0
STWD | 0 | 0 | 0 | 0 | 0 | 0
WT | 0 | 0 | 0 | 0 | 0 | 0
IGCC | 0 | 0 | 0 | 0 | 0 | 0
DemandResponse | 0 | 0 | 0 | 0 | 0 | 0
IGCC-CCS | 0 | 0 | 0 | 0 | 0 | 0
WT_off | 0 | 0 | 0 | 0 | 0 | 0
PseudoUnit | 0 | 0 | 0 | 0 | 0 | 0
FixedInterchange | 0 | 0 | 0 | 0 | 0 | 0
Retrofit FOM Costs by Reporting Type: EI
ReportingType | 2015 | 2020 | 2025 | 2030 | 2035 | 2040
BM | 0 | 0 | 0 | 0 | 0 | 0
CC | 0 | 0 | 0 | 0 | 0 | 0
CSP | 0 | 0 | 0 | 0 | 0 | 0
CT | 0 | 0 | 0 | 0 | 0 | 0
Coal | 1084.49 | 1302.66 | 1288.27 | 1287.92 | 1287.92 | 1287.92
Geo | 0 | 0 | 0 | 0 | 0 | 0
H | 0 | 0 | 0 | 0 | 0 | 0
LFG | 0 | 0 | 0 | 0 | 0 | 0
Nuc | 0 | 0 | 0 | 0 | 0 | 0
PS | 0 | 0 | 0 | 0 | 0 | 0
PV | 0 | 0 | 0 | 0 | 0 | 0
PeakG | 0 | 0 | 0 | 0 | 0 | 0
PeakO | 0 | 0 | 0 | 0 | 0 | 0
ST | 0 | 0 | 0 | 0 | 0 | 0
STOG | 0 | 0 | 0 | 0 | 0 | 0
STWD | 0 | 0 | 0 | 0 | 0 | 0
WT | 0 | 0 | 0 | 0 | 0 | 0
IGCC | 0 | 0 | 0 | 0 | 0 | 0
DemandResponse | 0 | 0 | 0 | 0 | 0 | 0
IGCC-CCS | 0 | 0 | 0 | 0 | 0 | 0
WT_off | 0 | 0 | 0 | 0 | 0 | 0
PseudoUnit | 0 | 0 | 0 | 0 | 0 | 0
FixedInterchange | 0 | 0 | 0 | 0 | 0 | 0
Retrofit FOM Costs by Reporting Type: Outside_EI
ReportingType | 2015 | 2020 | 2025 | 2030 | 2035 | 2040
BM | 0 | 0 | 0 | 0 | 0 | 0
CC | 0 | 0 | 0 | 0 | 0 | 0
CSP | 0 | 0 | 0 | 0 | 0 | 0
CT | 0 | 0 | 0 | 0 | 0 | 0
Coal | 259.86 | 304.51 | 302.72 | 302.72 | 302.31 | 300.29
Geo | 0 | 0 | 0 | 0 | 0 | 0
H | 0 | 0 | 0 | 0 | 0 | 0
LFG | 0 | 0 | 0 | 0 | 0 | 0
Nuc | 0 | 0 | 0 | 0 | 0 | 0
PS | 0 | 0 | 0 | 0 | 0 | 0
PV | 0 | 0 | 0 | 0 | 0 | 0
PeakG | 0 | 0 | 0 | 0 | 0 | 0
PeakO | 0 | 0 | 0 | 0 | 0 | 0
ST | 0 | 0 | 0 | 0 | 0 | 0
STOG | 0 | 0 | 0 | 0 | 0 | 0
STWD | 0 | 0 | 0 | 0 | 0 | 0
WT | 0 | 0 | 0 | 0 | 0 | 0
IGCC | 0 | 0 | 0 | 0 | 0 | 0
DemandResponse | 0 | 0 | 0 | 0 | 0 | 0
IGCC-CCS | 0 | 0 | 0 | 0 | 0 | 0
WT_off | 0 | 0 | 0 | 0 | 0 | 0
PseudoUnit | 0 | 0 | 0 | 0 | 0 | 0
FixedInterchange | 0 | 0 | 0 | 0 | 0 | 0
#12 | Levelized Capital Costs ($million)
Levelized Capital Costs by Reporting Type: Entergy
ReportingType | 2015 | 2020 | 2025 | 2030 | 2035 | 2040
BM | 0 | 0 | 0 | 0 | 0 | 0
CC | 0 | 0 | 0 | 0 | 0 | 0
CSP | 0 | 0 | 0 | 0 | 0 | 0
CT | 0 | 0 | 0 | 18.34 | 30.81 | 156.59
Coal | 202.06 | 202.06 | 202.06 | 202.06 | 202.06 | 202.06
Geo | 0 | 0 | 0 | 0 | 0 | 0
H | 0 | 0 | 0 | 0 | 0 | 0
LFG | 0 | 0 | 0 | 29.03 | 29.03 | 29.03
Nuc | 0 | 0 | 0 | 0 | 0 | 0
PS | 0 | 0 | 0 | 0 | 0 | 0
PV | 0.14 | 30.08 | 45.07 | 46.51 | 47.98 | 19.15
PeakG | 0 | 0 | 0 | 0 | 0 | 0
PeakO | 0 | 0 | 0 | 0 | 0 | 0
ST | 0 | 0 | 0 | 0 | 0 | 0
STOG | 0 | 0 | 0 | 0 | 0 | 0
STWD | 0 | 0 | 0 | 0 | 0 | 0
WT | 0 | 0 | 0 | 0 | 0 | 25.53
IGCC | 0 | 0 | 0 | 0 | 0 | 0
DemandResponse | 0 | 0 | 0 | 0 | 0 | 0
IGCC-CCS | 0 | 0 | 0 | 0 | 0 | 0
WT_off | 0 | 0 | 0 | 0 | 0 | 0
PseudoUnit | 0 | 0 | 0 | 0 | 0 | 0
FixedInterchange | 0 | 0 | 0 | 0 | 0 | 0
Levelized Capital Costs by Reporting Type: FRCC
ReportingType | 2015 | 2020 | 2025 | 2030 | 2035 | 2040
BM | 0 | 0 | 0 | 0 | 0 | 0
CC | 165.38 | 626.91 | 710.74 | 764.4 | 1719.65 | 2110.18
CSP | 0 | 0 | 0 | 0 | 0 | 0
CT | 196.14 | 196.14 | 196.14 | 196.14 | 0 | 0
Coal | 0 | 0 | 0 | 0 | 0 | 0
Geo | 0 | 0 | 0 | 0 | 0 | 0
H | 0 | 0 | 0 | 0 | 0 | 0
LFG | 0 | 0 | 54.31 | 54.31 | 54.31 | 54.31
Nuc | 0 | 0 | 0 | 0 | 0 | 0
PS | 0 | 0 | 0 | 0 | 0 | 0
PV | 0 | 0 | 0 | 0 | 0 | 0
PeakG | 0 | 0 | 0 | 0 | 0 | 0
PeakO | 0 | 0 | 0 | 0 | 0 | 0
ST | 0 | 0 | 0 | 0 | 0 | 0
STOG | 0 | 0 | 0 | 0 | 0 | 0
STWD | 0 | 0 | 0 | 0 | 0 | 0
WT | 0 | 0 | 0 | 0 | 0 | 0
IGCC | 0 | 0 | 0 | 0 | 0 | 0
DemandResponse | 0 | 0 | 0 | 0 | 0 | 0
IGCC-CCS | 0 | 0 | 0 | 0 | 0 | 0
WT_off | 0 | 0 | 0 | 0 | 0 | 0
PseudoUnit | 0 | 0 | 0 | 0 | 0 | 0
FixedInterchange | 0 | 0 | 0 | 0 | 0 | 0
Levelized Capital Costs by Reporting Type: MAPP_US
ReportingType | 2015 | 2020 | 2025 | 2030 | 2035 | 2040
BM | 0 | 0 | 0 | 0 | 0 | 0
CC | 0 | 0 | 0 | 0 | 0 | 0
CSP | 0 | 0 | 0 | 0 | 0 | 0
CT | 25.9 | 25.9 | 25.9 | 25.19 | 63.2 | 69.74
Coal | 0 | 0 | 0 | 0 | 0 | 0
Geo | 0 | 0 | 0 | 0 | 0 | 0
H | 0 | 0 | 0 | 0 | 0 | 0
LFG | 0 | 0 | 0 | 19.19 | 19.19 | 19.19
Nuc | 0 | 0 | 0 | 0 | 0 | 0
PS | 0 | 0 | 0 | 0 | 0 | 0
PV | 0 | 0 | 0 | 0 | 0 | 0
PeakG | 0 | 0 | 0 | 0 | 0 | 0
PeakO | 0 | 0 | 0 | 0 | 0 | 0
ST | 0 | 0 | 0 | 0 | 0 | 0
STOG | 0 | 0 | 0 | 0 | 0 | 0
STWD | 0 | 0 | 0 | 0 | 0 | 0
WT | 122.91 | 492.69 | 492.69 | 1459.7 | 1555.32 | 1898.86
IGCC | 0 | 0 | 0 | 0 | 0 | 0
DemandResponse | 0 | 0 | 0 | 0 | 0 | 0
IGCC-CCS | 0 | 0 | 0 | 0 | 0 | 0
WT_off | 0 | 0 | 0 | 0 | 0 | 0
PseudoUnit | 0 | 0 | 0 | 0 | 0 | 0
FixedInterchange | 0 | 0 | 0 | 0 | 0 | 0
Levelized Capital Costs by Reporting Type: MISO_IN
ReportingType | 2015 | 2020 | 2025 | 2030 | 2035 | 2040
BM | 0 | 0 | 0 | 0 | 0 | 0
CC | 0 | 0 | 0 | 0 | 0 | 23.58
CSP | 0 | 0 | 0 | 0 | 0 | 0
CT | 0 | 0 | 0 | 0 | 0 | 0
Coal | 0 | 0 | 0 | 0 | 0 | 0
Geo | 0 | 0 | 0 | 0 | 0 | 0
H | 0 | 0 | 0 | 0 | 0 | 0
LFG | 0 | 0 | 22.52 | 22.52 | 22.52 | 22.52
Nuc | 0 | 0 | 0 | 0 | 0 | 0
PS | 0 | 0 | 0 | 0 | 0 | 0
PV | 0 | 114.75 | 180.5 | 180.5 | 185.7 | 76.97
PeakG | 0 | 0 | 0 | 0 | 0 | 0
PeakO | 0 | 0 | 0 | 0 | 0 | 0
ST | 0 | 0 | 0 | 0 | 0 | 0
STOG | 0 | 0 | 0 | 0 | 0 | 0
STWD | 0 | 0 | 0 | 0 | 0 | 0
WT | 0 | 0 | 0 | 0 | 0 | 0
IGCC | 215.26 | 215.26 | 215.26 | 215.26 | 215.26 | 215.26
DemandResponse | 0 | 0 | 0 | 0 | 0 | 0
IGCC-CCS | 0 | 0 | 0 | 0 | 0 | 0
WT_off | 0 | 0 | 0 | 0 | 0 | 0
PseudoUnit | 0 | 0 | 0 | 0 | 0 | 0
FixedInterchange | 0 | 0 | 0 | 0 | 0 | 0
Levelized Capital Costs by Reporting Type: MISO_MI
ReportingType | 2015 | 2020 | 2025 | 2030 | 2035 | 2040
BM | 0 | 0 | 0 | 0 | 0 | 0
CC | 0 | 0 | 0 | 0 | 0 | 0
CSP | 0 | 0 | 0 | 0 | 0 | 0
CT | 0 | 0 | 0 | 0 | 0 | 0
Coal | 0 | 0 | 0 | 0 | 0 | 0
Geo | 0 | 0 | 0 | 0 | 0 | 0
H | 0 | 0 | 0 | 0 | 0 | 0
LFG | 0 | 26.19 | 47.16 | 47.16 | 47.16 | 20.97
Nuc | 0 | 0 | 0 | 0 | 0 | 0
PS | 0 | 0 | 0 | 0 | 0 | 0
PV | 0 | 0 | 0 | 0 | 0 | 0
PeakG | 0 | 0 | 0 | 0 | 0 | 0
PeakO | 0 | 0 | 0 | 0 | 0 | 0
ST | 0 | 0 | 0 | 0 | 0 | 0
STOG | 0 | 0 | 0 | 0 | 0 | 0
STWD | 0 | 0 | 0 | 0 | 0 | 0
WT | 580.29 | 640.39 | 662.49 | 662.49 | 92.53 | 89.82
IGCC | 0 | 0 | 0 | 0 | 0 | 0
DemandResponse | 0 | 0 | 0 | 0 | 0 | 0
IGCC-CCS | 0 | 0 | 0 | 0 | 0 | 0
WT_off | 0 | 0 | 0 | 145.83 | 145.83 | 145.83
PseudoUnit | 0 | 0 | 0 | 0 | 0 | 0
FixedInterchange | 0 | 0 | 0 | 0 | 0 | 0
Levelized Capital Costs by Reporting Type: MISO_MO-IL
ReportingType | 2015 | 2020 | 2025 | 2030 | 2035 | 2040
BM | 0 | 0 | 0 | 0 | 0 | 0
CC | 0 | 0 | 0 | 0 | 0 | 0
CSP | 0 | 0 | 0 | 0 | 0 | 0
CT | 0 | 0 | 0 | 0 | 0 | 0
Coal | 574.94 | 574.94 | 574.94 | 574.94 | 574.94 | 574.94
Geo | 0 | 0 | 0 | 0 | 0 | 0
H | 0 | 97.15 | 97.15 | 97.15 | 97.15 | 97.15
LFG | 0 | 0 | 65.25 | 65.25 | 65.25 | 65.25
Nuc | 0 | 0 | 0 | 0 | 0 | 0
PS | 0 | 0 | 0 | 0 | 0 | 0
PV | 0 | 0 | 0 | 0 | 0 | 0
PeakG | 0 | 0 | 0 | 0 | 0 | 0
PeakO | 0 | 0 | 0 | 0 | 0 | 0
ST | 0 | 0 | 0 | 0 | 0 | 0
STOG | 0 | 0 | 0 | 0 | 0 | 0
STWD | 0 | 0 | 0 | 0 | 0 | 0
WT | 87.81 | 87.81 | 87.81 | 87.81 | 0 | 755.51
IGCC | 0 | 0 | 0 | 0 | 0 | 0
DemandResponse | 0 | 0 | 0 | 0 | 0 | 0
IGCC-CCS | 0 | 0 | 0 | 0 | 0 | 0
WT_off | 0 | 0 | 0 | 0 | 0 | 0
PseudoUnit | 0 | 0 | 0 | 0 | 0 | 0
FixedInterchange | 0 | 0 | 0 | 0 | 0 | 0
Levelized Capital Costs by Reporting Type: MISO_W
ReportingType | 2015 | 2020 | 2025 | 2030 | 2035 | 2040
BM | 0 | 0 | 0 | 0 | 0 | 0
CC | 0 | 0 | 0 | 0 | 0 | 0
CSP | 0 | 0 | 0 | 0 | 0 | 0
CT | 0 | 0 | 0 | 0 | 0 | 0
Coal | 0 | 0 | 0 | 0 | 0 | 0
Geo | 0 | 0 | 0 | 0 | 0 | 0
H | 0 | 0 | 0 | 0 | 0 | 0
LFG | 0 | 0 | 20.79 | 20.79 | 20.79 | 20.79
Nuc | 0 | 0 | 0 | 0 | 0 | 0
PS | 0 | 0 | 0 | 0 | 0 | 0
PV | 0 | 0 | 0 | 0 | 0 | 0
PeakG | 0 | 0 | 0 | 0 | 0 | 0
PeakO | 0 | 0 | 0 | 0 | 0 | 0
ST | 0 | 0 | 0 | 0 | 0 | 0
STOG | 0 | 0 | 0 | 0 | 0 | 0
STWD | 0 | 0 | 0 | 0 | 0 | 0
WT | 852.88 | 869.61 | 1972.44 | 5972.11 | 5203.19 | 5786.74
IGCC | 0 | 0 | 0 | 0 | 0 | 0
DemandResponse | 0 | 0 | 0 | 0 | 0 | 0
IGCC-CCS | 0 | 0 | 0 | 0 | 0 | 0
WT_off | 0 | 0 | 0 | 0 | 0 | 0
PseudoUnit | 0 | 0 | 0 | 0 | 0 | 0
FixedInterchange | 0 | 0 | 0 | 0 | 0 | 0
Levelized Capital Costs by Reporting Type: MISO_WUMS
ReportingType | 2015 | 2020 | 2025 | 2030 | 2035 | 2040
BM | 0 | 0 | 0 | 0 | 0 | 0
CC | 0 | 0 | 0 | 0 | 0 | 0
CSP | 0 | 0 | 0 | 0 | 0 | 0
CT | 0 | 343.51 | 521.45 | 924.66 | 1773.91 | 1668.08
Coal | 184.51 | 184.51 | 184.51 | 184.51 | 184.51 | 184.51
Geo | 0 | 0 | 0 | 0 | 0 | 0
H | 0 | 0.35 | 0.35 | 0.35 | 0.35 | 0.35
LFG | 0 | 0 | 61.89 | 61.89 | 61.89 | 61.89
Nuc | 0 | 0 | 0 | 0 | 0 | 0
PS | 0 | 0 | 0 | 0 | 0 | 0
PV | 0 | 0 | 0 | 0 | 0 | 0
PeakG | 0 | 0 | 0 | 0 | 0 | 0
PeakO | 0 | 0 | 0 | 0 | 0 | 0
ST | 0 | 0 | 0 | 0 | 0 | 0
STOG | 0 | 0 | 0 | 0 | 0 | 0
STWD | 0 | 0 | 0 | 0 | 0 | 0
WT | 270.99 | 270.99 | 270.99 | 270.99 | 0 | 7.99
IGCC | 0 | 0 | 0 | 0 | 0 | 0
DemandResponse | 0 | 0 | 0 | 0 | 0 | 0
IGCC-CCS | 0 | 0 | 0 | 0 | 0 | 0
WT_off | 0 | 0 | 0 | 0 | 0 | 0
PseudoUnit | 0 | 0 | 0 | 0 | 0 | 0
FixedInterchange | 0 | 0 | 0 | 0 | 0 | 0
Levelized Capital Costs by Reporting Type: Nebraska
ReportingType | 2015 | 2020 | 2025 | 2030 | 2035 | 2040
BM | 0 | 0 | 0 | 0 | 0 | 0
CC | 0 | 0 | 0 | 0 | 0 | 0
CSP | 0 | 0 | 0 | 0 | 0 | 0
CT | 0 | 0 | 0 | 0 | 0 | 0
Coal | 66.52 | 66.52 | 66.52 | 66.52 | 66.52 | 66.52
Geo | 0 | 0 | 0 | 0 | 0 | 0
H | 0 | 0 | 0 | 0 | 0 | 0
LFG | 0 | 0 | 0 | 19.72 | 19.72 | 19.72
Nuc | 0 | 0 | 0 | 0 | 0 | 0
PS | 0 | 0 | 0 | 0 | 0 | 0
PV | 0 | 0 | 0 | 0 | 0 | 0
PeakG | 0 | 0 | 0 | 0 | 0 | 0
PeakO | 0 | 0 | 0 | 0 | 0 | 0
ST | 0 | 0 | 0 | 0 | 0 | 0
STOG | 0 | 0 | 0 | 0 | 0 | 0
STWD | 0 | 0 | 0 | 0 | 0 | 0
WT | 59.42 | 4503.41 | 11528.45 | 17795.12 | 19107.35 | 14663.36
IGCC | 0 | 0 | 0 | 0 | 0 | 0
DemandResponse | 0 | 0 | 0 | 0 | 0 | 0
IGCC-CCS | 0 | 0 | 0 | 0 | 0 | 0
WT_off | 0 | 0 | 0 | 0 | 0 | 0
PseudoUnit | 0 | 0 | 0 | 0 | 0 | 0
FixedInterchange | 0 | 0 | 0 | 0 | 0 | 0
Levelized Capital Costs by Reporting Type: NEISO
ReportingType | 2015 | 2020 | 2025 | 2030 | 2035 | 2040
BM | 115.57 | 115.57 | 115.57 | 115.57 | 115.57 | 115.57
CC | 273.49 | 273.49 | 273.49 | 273.49 | 273.49 | 0
CSP | 0 | 0 | 0 | 0 | 0 | 0
CT | 30 | 30 | 30 | 29.13 | 0 | 0
Coal | 0 | 0 | 0 | 0 | 0 | 0
Geo | 0 | 0 | 0 | 0 | 0 | 0
H | 0 | 1.04 | 1.04 | 1.04 | 1.04 | 1.04
LFG | 14.72 | 14.72 | 34.82 | 34.82 | 20.1 | 20.1
Nuc | 0 | 0 | 0 | 0 | 0 | 0
PS | 0 | 0 | 0 | 0 | 0 | 0
PV | 0 | 164.26 | 164.96 | 164.96 | 164.96 | 0.72
PeakG | 0 | 0 | 0 | 0 | 0 | 0
PeakO | 0 | 0 | 0 | 0 | 0 | 0
ST | 0 | 0 | 0 | 0 | 0 | 0
STOG | 0 | 0 | 0 | 0 | 0 | 0
STWD | 0 | 0 | 0 | 0 | 0 | 0
WT | 68.84 | 68.84 | 68.84 | 59.68 | 0 | 0
IGCC | 0 | 0 | 0 | 0 | 0 | 0
DemandResponse | 0 | 0 | 0 | 0 | 0 | 0
IGCC-CCS | 0 | 0 | 0 | 0 | 0 | 0
WT_off | 322.52 | 1060.25 | 2076.4 | 3600.35 | 3277.83 | 2540.1
PseudoUnit | 0 | 0 | 0 | 0 | 0 | 0
FixedInterchange | 0 | 0 | 0 | 0 | 0 | 0
Levelized Capital Costs by Reporting Type: NonRTO_Midwest
ReportingType | 2015 | 2020 | 2025 | 2030 | 2035 | 2040
BM | 0 | 0 | 0 | 0 | 0 | 0
CC | 0 | 41.88 | 41.88 | 41.88 | 41.88 | 68.46
CSP | 0 | 0 | 0 | 0 | 0 | 0
CT | 0 | 0 | 0 | 0 | 0 | 0
Coal | 0 | 0 | 0 | 0 | 0 | 0
Geo | 0 | 0 | 0 | 0 | 0 | 0
H | 0 | 0 | 245.9 | 245.9 | 245.9 | 245.9
LFG | 0 | 0 | 43.27 | 43.27 | 43.27 | 43.27
Nuc | 0 | 0 | 0 | 0 | 0 | 0
PS | 0 | 0 | 0 | 0 | 0 | 0
PV | 0 | 0 | 0 | 0 | 0 | 0
PeakG | 0 | 0 | 0 | 0 | 0 | 0
PeakO | 0 | 0 | 0 | 0 | 0 | 0
ST | 0 | 0 | 0 | 0 | 0 | 0
STOG | 0 | 0 | 0 | 0 | 0 | 0
STWD | 0 | 0 | 0 | 0 | 0 | 0
WT | 0 | 0 | 0 | 0 | 0 | 0
IGCC | 0 | 0 | 0 | 0 | 0 | 0
DemandResponse | 0 | 0 | 0 | 0 | 0 | 0
IGCC-CCS | 0 | 0 | 0 | 0 | 0 | 0
WT_off | 0 | 0 | 0 | 0 | 0 | 0
PseudoUnit | 0 | 0 | 0 | 0 | 0 | 0
FixedInterchange | 0 | 0 | 0 | 0 | 0 | 0
Levelized Capital Costs by Reporting Type: NYISO_A-F
ReportingType | 2015 | 2020 | 2025 | 2030 | 2035 | 2040
BM | 0 | 0 | 0 | 0 | 0 | 0
CC | 85.71 | 85.71 | 85.71 | 85.71 | 85.71 | 0
CSP | 0 | 0 | 0 | 0 | 0 | 0
CT | 0 | 0 | 0 | 0 | 0 | 0
Coal | 0 | 0 | 0 | 0 | 0 | 0
Geo | 0 | 0 | 0 | 0 | 0 | 0
H | 0 | 0 | 0 | 0 | 0 | 0
LFG | 1.88 | 1.88 | 1.88 | 21.07 | 19.19 | 19.19
Nuc | 0 | 0 | 0 | 0 | 0 | 0
PS | 0 | 0 | 0 | 0 | 0 | 0
PV | 0 | 0 | 0 | 0 | 0 | 0
PeakG | 0 | 0 | 0 | 0 | 0 | 0
PeakO | 0 | 0 | 0 | 0 | 0 | 0
ST | 0 | 0 | 0 | 0 | 0 | 0
STOG | 0 | 0 | 0 | 0 | 0 | 0
STWD | 0 | 0 | 0 | 0 | 0 | 0
WT | 705.19 | 847.23 | 847.23 | 847.23 | 163.96 | 50.69
IGCC | 0 | 0 | 0 | 0 | 0 | 0
DemandResponse | 0 | 0 | 0 | 0 | 0 | 0
IGCC-CCS | 0 | 0 | 0 | 0 | 0 | 0
WT_off | 0 | 0 | 0 | 0 | 0 | 0
PseudoUnit | 0 | 0 | 0 | 0 | 0 | 0
FixedInterchange | 0 | 0 | 0 | 0 | 0 | 0
Levelized Capital Costs by Reporting Type: NYISO_G-I
ReportingType | 2015 | 2020 | 2025 | 2030 | 2035 | 2040
BM | 0 | 0 | 0 | 0 | 0 | 0
CC | 0 | 0 | 0 | 0 | 0 | 405.85
CSP | 0 | 0 | 0 | 0 | 0 | 0
CT | 0 | 0 | 0 | 0 | 0 | 0
Coal | 0 | 0 | 0 | 0 | 0 | 0
Geo | 0 | 0 | 0 | 0 | 0 | 0
H | 0 | 0 | 0 | 0 | 0 | 0
LFG | 0 | 0 | 0 | 21 | 21 | 21
Nuc | 0 | 0 | 0 | 0 | 0 | 0
PS | 0 | 0 | 0 | 0 | 0 | 0
PV | 0 | 0 | 0 | 0 | 0 | 0
PeakG | 0 | 0 | 0 | 0 | 0 | 0
PeakO | 0 | 0 | 0 | 0 | 0 | 0
ST | 0 | 0 | 0 | 0 | 0 | 0
STOG | 0 | 0 | 0 | 0 | 0 | 0
STWD | 0 | 0 | 0 | 0 | 0 | 0
WT | 0 | 16.46 | 16.46 | 16.46 | 16.46 | 0
IGCC | 0 | 0 | 0 | 0 | 0 | 0
DemandResponse | 0 | 0 | 0 | 0 | 0 | 0
IGCC-CCS | 0 | 0 | 0 | 0 | 0 | 0
WT_off | 0 | 0 | 0 | 0 | 0 | 0
PseudoUnit | 0 | 0 | 0 | 0 | 0 | 0
FixedInterchange | 0 | 0 | 0 | 0 | 0 | 0
Levelized Capital Costs by Reporting Type: NYISO_J-K
ReportingType | 2015 | 2020 | 2025 | 2030 | 2035 | 2040
BM | 0 | 0 | 0 | 0 | 0 | 0
CC | 226.37 | 226.37 | 226.37 | 226.37 | 226.37 | 0
CSP | 0 | 0 | 0 | 0 | 0 | 0
CT | 0 | 0 | 0 | 0 | 216.88 | 267.65
Coal | 0 | 0 | 0 | 0 | 0 | 0
Geo | 0 | 0 | 0 | 0 | 0 | 0
H | 0 | 0 | 0 | 0 | 0 | 0
LFG | 0 | 0 | 0 | 26.63 | 26.63 | 26.63
Nuc | 0 | 0 | 0 | 0 | 0 | 0
PS | 0 | 0 | 0 | 0 | 0 | 0
PV | 23.27 | 23.27 | 23.27 | 23.27 | 0 | 0
PeakG | 0 | 0 | 0 | 0 | 0 | 0
PeakO | 0 | 0 | 0 | 0 | 0 | 0
ST | 0 | 0 | 0 | 0 | 0 | 0
STOG | 0 | 0 | 0 | 0 | 0 | 0
STWD | 0 | 0 | 0 | 0 | 0 | 0
WT | 0 | 0 | 0 | 0 | 0 | 0
IGCC | 0 | 0 | 0 | 0 | 0 | 0
DemandResponse | 0 | 0 | 0 | 0 | 0 | 0
IGCC-CCS | 0 | 0 | 0 | 0 | 0 | 0
WT_off | 0 | 757.21 | 1800.56 | 3365.95 | 3365.95 | 2608.75
PseudoUnit | 0 | 0 | 0 | 0 | 0 | 0
FixedInterchange | 0 | 0 | 0 | 0 | 0 | 0
Levelized Capital Costs by Reporting Type: PJM_E
ReportingType | 2015 | 2020 | 2025 | 2030 | 2035 | 2040
BM | 14.48 | 14.48 | 14.48 | 14.48 | 14.48 | 14.48
CC | 673.31 | 673.31 | 673.31 | 673.31 | 582.39 | 0
CSP | 0 | 0 | 0 | 0 | 0 | 0
CT | 2.28 | 2.28 | 2.28 | 0 | 65.36 | 65.36
Coal | 9.09 | 9.09 | 9.09 | 9.09 | 9.09 | 9.09
Geo | 0 | 0 | 0 | 0 | 0 | 0
H | 0 | 0 | 0 | 0 | 0 | 0
LFG | 2.95 | 44.61 | 44.61 | 41.67 | 41.67 | 0
Nuc | 0 | 0 | 0 | 0 | 0 | 0
PS | 0 | 0 | 0 | 0 | 0 | 0
PV | 15.12 | 15.12 | 15.12 | 15.12 | 0 | 0
PeakG | 0 | 0 | 0 | 0 | 0 | 0
PeakO | 0 | 0 | 0 | 0 | 0 | 0
ST | 0 | 0 | 0 | 0 | 0 | 0
STOG | 0 | 0 | 0 | 0 | 0 | 0
STWD | 0 | 0 | 0 | 0 | 0 | 0
WT | 344.71 | 344.71 | 344.71 | 344.71 | 0 | 0
IGCC | 0 | 0 | 0 | 0 | 0 | 0
DemandResponse | 0 | 0 | 0 | 0 | 0 | 0
IGCC-CCS | 0 | 0 | 0 | 0 | 0 | 0
WT_off | 0 | 731.61 | 1739.35 | 3250.94 | 3250.94 | 2519.33
PseudoUnit | 0 | 0 | 0 | 0 | 0 | 0
FixedInterchange | 0 | 0 | 0 | 0 | 0 | 0
Levelized Capital Costs by Reporting Type: PJM_ROM
ReportingType | 2015 | 2020 | 2025 | 2030 | 2035 | 2040
BM | 7.8 | 7.8 | 7.8 | 7.8 | 7.8 | 7.8
CC | 232.92 | 232.92 | 232.92 | 232.92 | 232.92 | 1788.79
CSP | 0 | 0 | 0 | 0 | 0 | 0
CT | 1.4 | 1.4 | 1.4 | 1.4 | 0 | 0
Coal | 10.21 | 10.21 | 10.21 | 10.21 | 10.21 | 10.21
Geo | 0 | 0 | 0 | 0 | 0 | 0
H | 0 | 235.24 | 235.24 | 235.24 | 235.24 | 235.24
LFG | 5.5 | 80.8 | 80.8 | 78.6 | 75.3 | 0
Nuc | 0 | 0 | 0 | 0 | 0 | 0
PS | 0 | 0 | 0 | 0 | 0 | 0
PV | 0 | 675.79 | 1067.1 | 1173.11 | 1215.06 | 589.44
PeakG | 0 | 0 | 0 | 0 | 0 | 0
PeakO | 0 | 0 | 0 | 0 | 0 | 0
ST | 0 | 0 | 0 | 0 | 0 | 0
STOG | 0 | 0 | 0 | 0 | 0 | 0
STWD | 0 | 0 | 0 | 0 | 0 | 0
WT | 138.79 | 346.42 | 346.42 | 313.07 | 207.63 | 0
IGCC | 0 | 0 | 0 | 0 | 0 | 0
DemandResponse | 0 | 0 | 0 | 0 | 0 | 0
IGCC-CCS | 0 | 0 | 0 | 0 | 0 | 0
WT_off | 0 | 0 | 0 | 0 | 0 | 0
PseudoUnit | 0 | 0 | 0 | 0 | 0 | 0
FixedInterchange | 0 | 0 | 0 | 0 | 0 | 0
Levelized Capital Costs by Reporting Type: PJM_ROR
ReportingType | 2015 | 2020 | 2025 | 2030 | 2035 | 2040
BM | 165.77 | 165.77 | 165.77 | 165.77 | 165.77 | 80.7
CC | 350.7 | 364.13 | 364.13 | 364.13 | 1641.41 | 1310.8
CSP | 0 | 0 | 0 | 0 | 0 | 0
CT | 2.4 | 2.4 | 2.4 | 2.4 | 159.07 | 159.07
Coal | 648.6 | 648.6 | 648.6 | 648.6 | 648.6 | 648.6
Geo | 0 | 0 | 0 | 0 | 0 | 0
H | 0 | 174.52 | 174.52 | 174.52 | 174.52 | 174.52
LFG | 16.47 | 83.37 | 158.9 | 150.98 | 142.42 | 75.53
Nuc | 0 | 0 | 0 | 0 | 0 | 0
PS | 0 | 0 | 0 | 0 | 0 | 0
PV | 0 | 0 | 0 | 0 | 0 | 0
PeakG | 0 | 0 | 0 | 0 | 0 | 0
PeakO | 0 | 0 | 0 | 0 | 0 | 0
ST | 0 | 0 | 0 | 0 | 0 | 0
STOG | 0 | 0 | 0 | 0 | 0 | 0
STWD | 0 | 0 | 0 | 0 | 0 | 0
WT | 2334.11 | 2385.28 | 2385.28 | 1433.15 | 51.18 | 0
IGCC | 0 | 0 | 0 | 0 | 0 | 0
DemandResponse | 0 | 0 | 0 | 0 | 0 | 0
IGCC-CCS | 0 | 0 | 0 | 0 | 0 | 0
WT_off | 0 | 244.08 | 579.99 | 1225.71 | 1225.71 | 981.63
PseudoUnit | 0 | 0 | 0 | 0 | 0 | 0
FixedInterchange | 0 | 0 | 0 | 0 | 0 | 0
Levelized Capital Costs by Reporting Type: SOCO
ReportingType | 2015 | 2020 | 2025 | 2030 | 2035 | 2040
BM | 21 | 21 | 21 | 21 | 21 | 21
CC | 545.14 | 565.07 | 565.07 | 565.07 | 565.07 | 19.93
CSP | 0 | 0 | 0 | 0 | 0 | 0
CT | 0 | 0 | 0 | 0 | 0 | 0
Coal | 0 | 0 | 0 | 0 | 89.09 | 2074.37
Geo | 0 | 0 | 0 | 0 | 0 | 0
H | 0 | 0 | 0 | 0 | 0 | 0
LFG | 0 | 0 | 28.54 | 28.54 | 28.54 | 28.54
Nuc | 0 | 1254.21 | 1254.21 | 1254.21 | 1254.21 | 1254.21
PS | 0 | 0 | 0 | 0 | 0 | 0
PV | 0 | 0 | 0 | 0 | 0 | 0
PeakG | 0 | 0 | 0 | 0 | 0 | 0
PeakO | 0 | 0 | 0 | 0 | 0 | 0
ST | 0 | 0 | 0 | 0 | 0 | 0
STOG | 0 | 0 | 0 | 0 | 0 | 0
STWD | 0 | 0 | 0 | 0 | 0 | 0
WT | 0 | 0 | 0 | 0 | 0 | 0
IGCC | 0 | 0 | 0 | 0 | 0 | 0
DemandResponse | 0 | 0 | 0 | 0 | 0 | 0
IGCC-CCS | 0 | 0 | 0 | 0 | 0 | 0
WT_off | 0 | 0 | 0 | 0 | 0 | 0
PseudoUnit | 0 | 0 | 0 | 0 | 0 | 0
FixedInterchange | 0 | 0 | 0 | 0 | 0 | 0
Levelized Capital Costs by Reporting Type: SPP_N
ReportingType | 2015 | 2020 | 2025 | 2030 | 2035 | 2040
BM | 0 | 0 | 0 | 0 | 0 | 0
CC | 0 | 0 | 0 | 0 | 0 | 0
CSP | 0 | 0 | 0 | 0 | 0 | 0
CT | 0 | 0 | 0 | 0 | 2.99 | 45.32
Coal | 128.56 | 128.56 | 128.56 | 128.56 | 128.56 | 128.56
Geo | 0 | 0 | 0 | 0 | 0 | 0
H | 0 | 0 | 0 | 0 | 0 | 0
LFG | 0 | 0 | 0 | 25.49 | 25.49 | 25.49
Nuc | 0 | 0 | 0 | 0 | 0 | 0
PS | 0 | 0 | 0 | 0 | 0 | 0
PV | 0 | 0 | 0 | 0 | 0 | 0
PeakG | 0 | 0 | 0 | 0 | 0 | 0
PeakO | 0 | 0 | 0 | 0 | 0 | 0
ST | 0 | 0 | 0 | 0 | 0 | 0
STOG | 0 | 0 | 0 | 0 | 0 | 0
STWD | 0 | 0 | 0 | 0 | 0 | 0
WT | 0 | 0 | 0 | 2910.52 | 4143.95 | 5111.45
IGCC | 0 | 0 | 0 | 0 | 0 | 0
DemandResponse | 0 | 0 | 0 | 0 | 0 | 0
IGCC-CCS | 0 | 0 | 0 | 0 | 0 | 0
WT_off | 0 | 0 | 0 | 0 | 0 | 0
PseudoUnit | 0 | 0 | 0 | 0 | 0 | 0
FixedInterchange | 0 | 0 | 0 | 0 | 0 | 0
Levelized Capital Costs by Reporting Type: SPP_S
ReportingType | 2015 | 2020 | 2025 | 2030 | 2035 | 2040
BM | 0 | 0 | 0 | 0 | 0 | 0
CC | 0 | 0 | 0 | 0 | 0 | 0
CSP | 0 | 0 | 0 | 0 | 0 | 0
CT | 33.21 | 56.93 | 56.93 | 56.93 | 25.39 | 27.92
Coal | 273.14 | 273.14 | 273.14 | 273.14 | 273.14 | 273.14
Geo | 0 | 0 | 0 | 0 | 0 | 0
H | 0 | 0 | 0 | 0 | 0 | 0
LFG | 0 | 0 | 0 | 25.49 | 25.49 | 25.49
Nuc | 0 | 0 | 0 | 0 | 0 | 0
PS | 0 | 0 | 0 | 0 | 0 | 0
PV | 0 | 0 | 0 | 0 | 0 | 0
PeakG | 0 | 0 | 0 | 0 | 0 | 0
PeakO | 0 | 0 | 0 | 0 | 0 | 0
ST | 0 | 0 | 0 | 0 | 0 | 0
STOG | 0 | 0 | 0 | 0 | 0 | 0
STWD | 0 | 0 | 0 | 0 | 0 | 0
WT | 123.79 | 2341.41 | 10972.1 | 13952.76 | 14346.83 | 12462.86
IGCC | 0 | 0 | 0 | 0 | 0 | 0
DemandResponse | 0 | 0 | 0 | 0 | 0 | 0
IGCC-CCS | 0 | 0 | 0 | 0 | 0 | 0
WT_off | 0 | 0 | 0 | 0 | 0 | 0
PseudoUnit | 0 | 0 | 0 | 0 | 0 | 0
FixedInterchange | 0 | 0 | 0 | 0 | 0 | 0
Levelized Capital Costs by Reporting Type: TVA
ReportingType | 2015 | 2020 | 2025 | 2030 | 2035 | 2040
BM | 0 | 0 | 0 | 0 | 0 | 0
CC | 151.13 | 197.94 | 197.94 | 399.54 | 365.06 | 248.41
CSP | 0 | 0 | 0 | 0 | 0 | 0
CT | 0 | 105.88 | 105.88 | 190.66 | 190.66 | 84.78
Coal | 0 | 0 | 0 | 0 | 156.6 | 383.22
Geo | 0 | 0 | 0 | 0 | 0 | 0
H | 0 | 0 | 8.9 | 8.9 | 8.9 | 8.9
LFG | 0 | 0 | 28.24 | 28.24 | 28.24 | 28.24
Nuc | 684.91 | 684.91 | 684.91 | 684.91 | 684.91 | 684.91
PS | 0 | 0 | 0 | 0 | 0 | 0
PV | 0 | 0 | 0 | 0 | 0 | 0
PeakG | 0 | 0 | 0 | 0 | 0 | 0
PeakO | 0 | 0 | 0 | 0 | 0 | 0
ST | 0 | 0 | 0 | 0 | 0 | 0
STOG | 0 | 0 | 0 | 0 | 0 | 0
STWD | 0 | 0 | 0 | 0 | 0 | 0
WT | 0 | 0 | 0 | 0 | 0 | 0
IGCC | 0 | 0 | 0 | 0 | 0 | 0
DemandResponse | 0 | 0 | 0 | 0 | 0 | 0
IGCC-CCS | 0 | 0 | 0 | 0 | 0 | 0
WT_off | 0 | 0 | 0 | 0 | 0 | 0
PseudoUnit | 0 | 0 | 0 | 0 | 0 | 0
FixedInterchange | 0 | 0 | 0 | 0 | 0 | 0
Levelized Capital Costs by Reporting Type: TVA_Transmission
ReportingType | 2015 | 2020 | 2025 | 2030 | 2035 | 2040
BM | 0 | 0 | 0 | 0 | 0 | 0
CC | 0 | 0 | 0 | 0 | 0 | 0
CSP | 0 | 0 | 0 | 0 | 0 | 0
CT | 0 | 0 | 0 | 0 | 0 | 0
Coal | 0 | 0 | 0 | 0 | 0 | 0
Geo | 0 | 0 | 0 | 0 | 0 | 0
H | 0 | 0 | 0 | 0 | 0 | 0
LFG | 0 | 0 | 0 | 0 | 0 | 0
Nuc | 0 | 0 | 0 | 0 | 0 | 0
PS | 0 | 0 | 0 | 0 | 0 | 0
PV | 0 | 0 | 0 | 0 | 0 | 0
PeakG | 0 | 0 | 0 | 0 | 0 | 0
PeakO | 0 | 0 | 0 | 0 | 0 | 0
ST | 0 | 0 | 0 | 0 | 0 | 0
STOG | 0 | 0 | 0 | 0 | 0 | 0
STWD | 0 | 0 | 0 | 0 | 0 | 0
WT | 0 | 0 | 0 | 0 | 0 | 0
IGCC | 0 | 0 | 0 | 0 | 0 | 0
DemandResponse | 0 | 0 | 0 | 0 | 0 | 0
IGCC-CCS | 0 | 0 | 0 | 0 | 0 | 0
WT_off | 0 | 0 | 0 | 0 | 0 | 0
PseudoUnit | 0 | 0 | 0 | 0 | 0 | 0
FixedInterchange | 0 | 0 | 0 | 0 | 0 | 0
Levelized Capital Costs by Reporting Type: VACAR
ReportingType | 2015 | 2020 | 2025 | 2030 | 2035 | 2040
BM | 0.34 | 12.8 | 115.79 | 115.79 | 115.79 | 115.79
CC | 589.57 | 906.33 | 929.67 | 929.67 | 1614.12 | 1498.59
CSP | 0 | 0 | 0 | 0 | 0 | 0
CT | 60.17 | 64.6 | 96.72 | 164.37 | 158.82 | 199.12
Coal | 220.45 | 220.45 | 220.45 | 220.45 | 220.45 | 220.45
Geo | 0 | 0 | 0 | 0 | 0 | 0
H | 0 | 0 | 0 | 0 | 0 | 0
LFG | 0.09 | 28.46 | 28.46 | 28.46 | 28.37 | 0
Nuc | 0 | 1320.06 | 1320.06 | 1320.06 | 1320.06 | 1320.06
PS | 0 | 0 | 0 | 0 | 0 | 0
PV | 0 | 60.23 | 62.83 | 64.34 | 68.96 | 12.53
PeakG | 0 | 0 | 0 | 0 | 0 | 0
PeakO | 0 | 0 | 0 | 0 | 0 | 0
ST | 0 | 0 | 0 | 0 | 0 | 0
STOG | 0 | 0 | 0 | 0 | 0 | 0
STWD | 0 | 0 | 0 | 0 | 0 | 0
WT | 0.24 | 905.81 | 905.81 | 905.81 | 905.57 | 0
IGCC | 0 | 0 | 0 | 0 | 0 | 0
DemandResponse | 0 | 0 | 0 | 0 | 0 | 0
IGCC-CCS | 0 | 0 | 0 | 0 | 0 | 0
WT_off | 0.61 | 236 | 561.25 | 1048.62 | 1048.02 | 812.63
PseudoUnit | 0 | 0 | 0 | 0 | 0 | 0
FixedInterchange | 0 | 0 | 0 | 0 | 0 | 0
Levelized Capital Costs by Reporting Type: IESO
ReportingType | 2015 | 2020 | 2025 | 2030 | 2035 | 2040
BM | 144.8 | 144.8 | 144.8 | 144.8 | 144.8 | 144.8
CC | 175.41 | 175.41 | 175.41 | 175.41 | 175.41 | 135.75
CSP | 0 | 0 | 0 | 0 | 0 | 0
CT | 41.8 | 41.8 | 41.8 | 41.8 | 52.48 | 191.15
Coal | 0 | 0 | 0 | 0 | 0 | 0
Geo | 0 | 0 | 0 | 0 | 0 | 0
H | 0 | 0 | 0 | 0 | 0 | 98.84
LFG | 5.12 | 5.12 | 5.12 | 5.12 | 0.17 | 0.17
Nuc | 0 | 0 | 0 | 0 | 0 | 0
PS | 0 | 0 | 0 | 0 | 0 | 0
PV | 539.74 | 539.74 | 539.74 | 539.74 | 0 | 0
PeakG | 0 | 0 | 0 | 0 | 0 | 0
PeakO | 0 | 0 | 0 | 0 | 0 | 0
ST | 0 | 0 | 0 | 0 | 0 | 0
STOG | 0 | 0 | 0 | 0 | 0 | 0
STWD | 0 | 0 | 0 | 0 | 0 | 0
WT | 660.4 | 660.4 | 660.4 | 660.4 | 0 | 0
IGCC | 0 | 0 | 0 | 0 | 0 | 0
DemandResponse | 0 | 0 | 0 | 0 | 0 | 0
IGCC-CCS | 0 | 0 | 0 | 0 | 0 | 0
WT_off | 0 | 0 | 0 | 0 | 0 | 0
PseudoUnit | 0 | 0 | 0 | 0 | 0 | 0
FixedInterchange | 0 | 0 | 0 | 0 | 0 | 0
Levelized Capital Costs by Reporting Type: MAPP_CA
ReportingType | 2015 | 2020 | 2025 | 2030 | 2035 | 2040
BM | 0 | 0 | 0 | 0 | 0 | 0
CC | 0 | 0 | 0 | 0 | 0 | 0
CSP | 0 | 0 | 0 | 0 | 0 | 0
CT | 0.84 | 0.84 | 0.84 | 0.84 | 0 | 0
Coal | 0 | 0 | 0 | 0 | 0 | 0
Geo | 0 | 0 | 0 | 0 | 0 | 0
H | 0 | 241.14 | 733.92 | 1544.78 | 1544.78 | 1544.78
LFG | 0 | 0 | 0 | 0 | 0 | 0
Nuc | 0 | 0 | 0 | 0 | 0 | 0
PS | 0 | 0 | 0 | 0 | 0 | 0
PV | 0 | 0 | 0 | 0 | 0 | 0
PeakG | 0 | 0 | 0 | 0 | 0 | 0
PeakO | 0 | 0 | 0 | 0 | 0 | 0
ST | 0 | 0 | 0 | 0 | 0 | 0
STOG | 0 | 0 | 0 | 0 | 0 | 0
STWD | 0 | 0 | 0 | 0 | 0 | 0
WT | 87.23 | 87.23 | 87.23 | 87.23 | 0 | 0
IGCC | 0 | 0 | 0 | 0 | 0 | 0
DemandResponse | 0 | 0 | 0 | 0 | 0 | 0
IGCC-CCS | 0 | 0 | 0 | 0 | 0 | 0
WT_off | 0 | 0 | 0 | 0 | 0 | 0
PseudoUnit | 0 | 0 | 0 | 0 | 0 | 0
FixedInterchange | 0 | 0 | 0 | 0 | 0 | 0
Levelized Capital Costs by Reporting Type: AZ_NM_SNV_Coal
ReportingType | 2015 | 2020 | 2025 | 2030 | 2035 | 2040
BM | 0 | 0 | 0 | 0 | 0 | 0
CC | 0 | 0 | 0 | 0 | 0 | 0
CSP | 0 | 0 | 0 | 0 | 0 | 0
CT | 0 | 0 | 0 | 0 | 0 | 0
Coal | 0 | 0 | 0 | 0 | 545.06 | 3040.81
Geo | 0 | 0 | 0 | 0 | 0 | 0
H | 0 | 0 | 0 | 0 | 0 | 0
LFG | 0 | 0 | 0 | 0 | 0 | 0
Nuc | 0 | 0 | 0 | 0 | 0 | 0
PS | 0 | 0 | 0 | 0 | 0 | 0
PV | 0 | 0 | 0 | 0 | 0 | 0
PeakG | 0 | 0 | 0 | 0 | 0 | 0
PeakO | 0 | 0 | 0 | 0 | 0 | 0
ST | 0 | 0 | 0 | 0 | 0 | 0
STOG | 0 | 0 | 0 | 0 | 0 | 0
STWD | 0 | 0 | 0 | 0 | 0 | 0
WT | 0 | 0 | 0 | 0 | 0 | 0
IGCC | 0 | 0 | 0 | 0 | 0 | 0
DemandResponse | 0 | 0 | 0 | 0 | 0 | 0
IGCC-CCS | 0 | 0 | 0 | 0 | 0 | 0
WT_off | 0 | 0 | 0 | 0 | 0 | 0
PseudoUnit | 0 | 0 | 0 | 0 | 0 | 0
FixedInterchange | 0 | 0 | 0 | 0 | 0 | 0
Levelized Capital Costs by Reporting Type: AZ_NM_SNV_Gas
ReportingType | 2015 | 2020 | 2025 | 2030 | 2035 | 2040
BM | 0 | 0 | 0 | 0 | 0 | 0
CC | 79.32 | 209.45 | 209.45 | 659.75 | 659.75 | 580.43
CSP | 0 | 0 | 0 | 0 | 0 | 0
CT | 63.7 | 63.7 | 63.7 | 63.7 | 0 | 0
Coal | 0 | 0 | 0 | 0 | 0 | 0
Geo | 0 | 0 | 0 | 0 | 0 | 0
H | 0 | 0 | 0 | 0 | 0 | 0
LFG | 0 | 0 | 0 | 0 | 0 | 0
Nuc | 0 | 0 | 0 | 0 | 0 | 0
PS | 0 | 0 | 0 | 0 | 0 | 0
PV | 0 | 0 | 0 | 0 | 0 | 0
PeakG | 0 | 0 | 0 | 0 | 0 | 0
PeakO | 0 | 0 | 0 | 0 | 0 | 0
ST | 0 | 0 | 0 | 0 | 0 | 0
STOG | 0 | 0 | 0 | 0 | 0 | 0
STWD | 0 | 0 | 0 | 0 | 0 | 0
WT | 0 | 0 | 0 | 0 | 0 | 0
IGCC | 0 | 0 | 0 | 0 | 0 | 0
DemandResponse | 0 | 0 | 0 | 0 | 0 | 0
IGCC-CCS | 0 | 0 | 0 | 0 | 0 | 0
WT_off | 0 | 0 | 0 | 0 | 0 | 0
PseudoUnit | 0 | 0 | 0 | 0 | 0 | 0
FixedInterchange | 0 | 0 | 0 | 0 | 0 | 0
Levelized Capital Costs by Reporting Type: AZ_NM_SNV_NucRenew
ReportingType | 2015 | 2020 | 2025 | 2030 | 2035 | 2040
BM | 0 | 0 | 0 | 0 | 0 | 0
CC | 0 | 0 | 0 | 0 | 0 | 0
CSP | 0 | 0 | 0 | 0 | 0 | 0
CT | 0 | 0 | 0 | 0 | 0 | 0
Coal | 0 | 0 | 0 | 0 | 0 | 0
Geo | 0 | 0 | 623.07 | 623.07 | 623.07 | 623.07
H | 0 | 0 | 0 | 0 | 0 | 0
LFG | 0 | 0 | 16.43 | 16.43 | 16.43 | 16.43
Nuc | 0 | 0 | 0 | 0 | 0 | 0
PS | 0 | 0 | 0 | 0 | 0 | 0
PV | 47.79 | 47.79 | 47.79 | 47.79 | 0 | 0
PeakG | 0 | 0 | 0 | 0 | 0 | 0
PeakO | 0 | 0 | 0 | 0 | 0 | 0
ST | 139.01 | 333.47 | 445.93 | 408.53 | 357.58 | 163.12
STOG | 0 | 0 | 0 | 0 | 0 | 0
STWD | 0 | 0 | 0 | 0 | 0 | 0
WT | 17.95 | 17.95 | 101.64 | 259.14 | 241.19 | 241.19
IGCC | 0 | 0 | 0 | 0 | 0 | 0
DemandResponse | 0 | 0 | 0 | 0 | 0 | 0
IGCC-CCS | 0 | 0 | 0 | 0 | 0 | 0
WT_off | 0 | 0 | 0 | 0 | 0 | 0
PseudoUnit | 0 | 0 | 0 | 0 | 0 | 0
FixedInterchange | 0 | 0 | 0 | 0 | 0 | 0
Levelized Capital Costs by Reporting Type: ERCOT
ReportingType | 2015 | 2020 | 2025 | 2030 | 2035 | 2040
BM | 54.69 | 54.69 | 54.69 | 600.01 | 620.58 | 657.88
CC | 29.12 | 29.12 | 29.12 | 29.12 | 218.09 | 549.64
CSP | 0 | 0 | 0 | 0 | 0 | 0
CT | 20.97 | 20.97 | 20.97 | 20.97 | 0 | 0
Coal | 540.38 | 540.38 | 540.38 | 540.38 | 540.38 | 540.38
Geo | 0 | 0 | 0 | 0 | 0 | 0
H | 0 | 0 | 0 | 207 | 207 | 207
LFG | 0 | 0 | 93.08 | 93.08 | 93.08 | 93.08
Nuc | 0 | 0 | 0 | 0 | 0 | 0
PS | 0 | 0 | 0 | 0 | 0 | 0
PV | 6.7 | 6.7 | 6.7 | 6.7 | 0 | 0
PeakG | 0 | 0 | 0 | 0 | 0 | 0
PeakO | 0 | 0 | 0 | 0 | 0 | 0
ST | 0 | 0 | 0 | 0 | 0 | 0
STOG | 0 | 0 | 0 | 0 | 0 | 0
STWD | 0 | 0 | 0 | 0 | 0 | 0
WT | 94.16 | 2253.12 | 4597.1 | 6055.64 | 6168.46 | 4380.66
IGCC | 0 | 0 | 0 | 0 | 0 | 0
DemandResponse | 0 | 0 | 0 | 0 | 0 | 0
IGCC-CCS | 0 | 0 | 0 | 0 | 0 | 0
WT_off | 0 | 0 | 0 | 0 | 0 | 0
PseudoUnit | 0 | 0 | 0 | 0 | 0 | 0
FixedInterchange | 0 | 0 | 0 | 0 | 0 | 0
Levelized Capital Costs by Reporting Type: NP15
ReportingType | 2015 | 2020 | 2025 | 2030 | 2035 | 2040
BM | 0 | 0 | 0 | 0 | 0 | 0
CC | 130.44 | 130.44 | 130.44 | 130.44 | 130.44 | 0
CSP | 0 | 0 | 0 | 0 | 0 | 0
CT | 18.14 | 164.24 | 196.03 | 517.57 | 855.01 | 1061.84
Coal | 0 | 0 | 0 | 0 | 0 | 0
Geo | 0 | 80.68 | 283.22 | 283.22 | 283.22 | 202.54
H | 0 | 0 | 0 | 0 | 0 | 0
LFG | 0 | 172.57 | 172.57 | 172.57 | 172.57 | 0
Nuc | 0 | 0 | 0 | 0 | 0 | 0
PS | 0 | 0 | 0 | 0 | 0 | 0
PV | 3.82 | 3.82 | 3.82 | 3.82 | 0 | 0
PeakG | 0 | 0 | 0 | 0 | 0 | 0
PeakO | 0 | 0 | 0 | 0 | 0 | 0
ST | 17.26 | 17.26 | 17.26 | 17.26 | 0 | 0
STOG | 0 | 0 | 0 | 0 | 0 | 0
STWD | 0 | 0 | 0 | 0 | 0 | 0
WT | 31.59 | 31.59 | 2684.18 | 3380.87 | 3353.14 | 3353.71
IGCC | 0 | 0 | 0 | 0 | 0 | 0
DemandResponse | 0 | 0 | 0 | 0 | 0 | 0
IGCC-CCS | 0 | 0 | 0 | 0 | 0 | 0
WT_off | 0 | 0 | 0 | 0 | 0 | 0
PseudoUnit | 0 | 0 | 0 | 0 | 0 | 0
FixedInterchange | 0 | 0 | 0 | 0 | 0 | 0
Levelized Capital Costs by Reporting Type: NWPP_Coal
ReportingType | 2015 | 2020 | 2025 | 2030 | 2035 | 2040
BM | 0 | 0 | 0 | 0 | 0 | 0
CC | 0 | 0 | 0 | 0 | 0 | 0
CSP | 0 | 0 | 0 | 0 | 0 | 0
CT | 0 | 0 | 0 | 0 | 0 | 0
Coal | 0 | 0 | 0 | 0 | 0 | 0
Geo | 0 | 0 | 0 | 0 | 0 | 0
H | 0 | 0 | 0 | 0 | 0 | 0
LFG | 0 | 0 | 0 | 0 | 0 | 0
Nuc | 0 | 0 | 0 | 0 | 0 | 0
PS | 0 | 0 | 0 | 0 | 0 | 0
PV | 0 | 0 | 0 | 0 | 0 | 0
PeakG | 0 | 0 | 0 | 0 | 0 | 0
PeakO | 0 | 0 | 0 | 0 | 0 | 0
ST | 0 | 0 | 0 | 0 | 0 | 0
STOG | 0 | 0 | 0 | 0 | 0 | 0
STWD | 0 | 0 | 0 | 0 | 0 | 0
WT | 0 | 0 | 0 | 0 | 0 | 0
IGCC | 0 | 0 | 0 | 0 | 0 | 0
DemandResponse | 0 | 0 | 0 | 0 | 0 | 0
IGCC-CCS | 0 | 0 | 0 | 0 | 0 | 0
WT_off | 0 | 0 | 0 | 0 | 0 | 0
PseudoUnit | 0 | 0 | 0 | 0 | 0 | 0
FixedInterchange | 0 | 0 | 0 | 0 | 0 | 0
Levelized Capital Costs by Reporting Type: NWPP_Gas
ReportingType | 2015 | 2020 | 2025 | 2030 | 2035 | 2040
BM | 0 | 0 | 0 | 0 | 0 | 0
CC | 33.4 | 33.4 | 33.4 | 373.69 | 876.36 | 863.58
CSP | 0 | 0 | 0 | 0 | 0 | 0
CT | 13.02 | 13.02 | 13.02 | 13.02 | 0 | 0
Coal | 0 | 0 | 0 | 0 | 0 | 118.5
Geo | 0 | 0 | 0 | 0 | 0 | 0
H | 0 | 0 | 0 | 0 | 0 | 0
LFG | 0 | 0 | 0 | 0 | 0 | 0
Nuc | 0 | 0 | 0 | 0 | 0 | 0
PS | 0 | 0 | 0 | 0 | 0 | 0
PV | 0 | 0 | 0 | 0 | 0 | 0
PeakG | 0 | 0 | 0 | 0 | 0 | 0
PeakO | 0 | 0 | 0 | 0 | 0 | 0
ST | 0 | 0 | 0 | 0 | 0 | 0
STOG | 0 | 0 | 0 | 0 | 0 | 0
STWD | 0 | 0 | 0 | 0 | 0 | 0
WT | 0 | 0 | 0 | 0 | 0 | 0
IGCC | 0 | 0 | 0 | 0 | 0 | 0
DemandResponse | 0 | 0 | 0 | 0 | 0 | 0
IGCC-CCS | 0 | 0 | 0 | 0 | 0 | 0
WT_off | 0 | 0 | 0 | 0 | 0 | 0
PseudoUnit | 0 | 0 | 0 | 0 | 0 | 0
FixedInterchange | 0 | 0 | 0 | 0 | 0 | 0
Levelized Capital Costs by Reporting Type: NWPP_NucRenew
ReportingType | 2015 | 2020 | 2025 | 2030 | 2035 | 2040
BM | 13.89 | 13.89 | 13.89 | 13.89 | 13.89 | 13.89
CC | 0 | 0 | 0 | 0 | 0 | 0
CSP | 0 | 0 | 0 | 0 | 0 | 0
CT | 0 | 0 | 0 | 0 | 0 | 0
Coal | 0 | 0 | 0 | 0 | 0 | 0
Geo | 39.91 | 39.91 | 226.59 | 226.59 | 186.68 | 186.68
H | 0 | 0 | 0 | 0 | 0 | 0
LFG | 7.13 | 7.13 | 63.04 | 73.08 | 65.95 | 65.95
Nuc | 0 | 0 | 0 | 0 | 0 | 0
PS | 0 | 0 | 0 | 0 | 0 | 0
PV | 0 | 0 | 0 | 0 | 0 | 0
PeakG | 0 | 0 | 0 | 0 | 0 | 0
PeakO | 0 | 0 | 0 | 0 | 0 | 0
ST | 0 | 0 | 0 | 0 | 0 | 0
STOG | 0 | 0 | 0 | 0 | 0 | 0
STWD | 0 | 0 | 0 | 0 | 0 | 0
WT | 286.32 | 286.32 | 286.32 | 286.32 | 0 | 0
IGCC | 0 | 0 | 0 | 0 | 0 | 0
DemandResponse | 0 | 0 | 0 | 0 | 0 | 0
IGCC-CCS | 0 | 0 | 0 | 0 | 0 | 0
WT_off | 0 | 0 | 0 | 0 | 0 | 0
PseudoUnit | 0 | 0 | 0 | 0 | 0 | 0
FixedInterchange | 0 | 0 | 0 | 0 | 0 | 0
Levelized Capital Costs by Reporting Type: RMPA
ReportingType | 2015 | 2020 | 2025 | 2030 | 2035 | 2040
BM | 0 | 0 | 0 | 0 | 0 | 0
CC | 0 | 0 | 0 | 0 | 0 | 0
CSP | 0 | 0 | 0 | 0 | 0 | 0
CT | 15.2 | 15.2 | 15.2 | 15.2 | 0 | 0
Coal | 108.63 | 108.63 | 108.63 | 108.63 | 422.3 | 784.99
Geo | 0 | 205.58 | 1104.9 | 1115.58 | 1115.58 | 910
H | 0 | 0 | 0 | 0 | 0 | 0
LFG | 0.39 | 0.39 | 0.39 | 8.21 | 7.82 | 7.82
Nuc | 0 | 0 | 0 | 0 | 0 | 0
PS | 0 | 0 | 0 | 0 | 0 | 0
PV | 0.51 | 0.51 | 0.51 | 0.51 | 0 | 0
PeakG | 0 | 0 | 0 | 0 | 0 | 0
PeakO | 0 | 0 | 0 | 0 | 0 | 0
ST | 1.46 | 172.69 | 186.04 | 192.35 | 190.89 | 19.66
STOG | 0 | 0 | 0 | 0 | 0 | 0
STWD | 0 | 0 | 0 | 0 | 0 | 0
WT | 221 | 221 | 221 | 221 | 0 | 0
IGCC | 0 | 0 | 0 | 0 | 0 | 0
DemandResponse | 0 | 0 | 0 | 0 | 0 | 0
IGCC-CCS | 0 | 0 | 0 | 0 | 0 | 0
WT_off | 0 | 0 | 0 | 0 | 0 | 0
PseudoUnit | 0 | 0 | 0 | 0 | 0 | 0
FixedInterchange | 0 | 0 | 0 | 0 | 0 | 0
Levelized Capital Costs by Reporting Type: SP15
ReportingType | 2015 | 2020 | 2025 | 2030 | 2035 | 2040
BM | 2.9 | 2.9 | 2.9 | 2.9 | 2.9 | 2.9
CC | 60.76 | 60.76 | 60.76 | 60.76 | 60.76 | 0
CSP | 0 | 0 | 0 | 0 | 0 | 0
CT | 0 | 0 | 0 | 0 | 0 | 0
Coal | 0 | 0 | 0 | 0 | 0 | 0
Geo | 23 | 647.36 | 647.36 | 624.36 | 624.36 | 0
H | 0 | 0 | 0 | 0 | 0 | 0
LFG | 2.85 | 171.81 | 171.81 | 171.5 | 168.96 | 0
Nuc | 0 | 0 | 0 | 0 | 0 | 0
PS | 0 | 0 | 0 | 0 | 0 | 0
PV | 2.22 | 2.22 | 2.22 | 2.22 | 0 | 0
PeakG | 0 | 0 | 0 | 0 | 0 | 0
PeakO | 0 | 0 | 0 | 0 | 0 | 0
ST | 262.18 | 262.18 | 262.18 | 262.18 | 0 | 0
STOG | 0 | 0 | 0 | 0 | 0 | 0
STWD | 0 | 0 | 0 | 0 | 0 | 0
WT | 233.4 | 233.4 | 233.4 | 233.4 | 0 | 0
IGCC | 0 | 0 | 0 | 0 | 0 | 0
DemandResponse | 0 | 0 | 0 | 0 | 0 | 0
IGCC-CCS | 0 | 0 | 0 | 0 | 0 | 0
WT_off | 0 | 0 | 0 | 0 | 0 | 0
PseudoUnit | 0 | 0 | 0 | 0 | 0 | 0
FixedInterchange | 0 | 0 | 0 | 0 | 0 | 0
Levelized Capital Costs by Reporting Type: ALB
ReportingType | 2015 | 2020 | 2025 | 2030 | 2035 | 2040
BM | 0 | 0 | 0 | 0 | 0 | 0
CC | 47.13 | 108.04 | 196.51 | 263.24 | 420.32 | 493.71
CSP | 0 | 0 | 0 | 0 | 0 | 0
CT | 16.7 | 16.7 | 16.7 | 16.7 | 0 | 0
Coal | 147.62 | 147.62 | 147.62 | 147.62 | 147.62 | 147.62
Geo | 0 | 0 | 0 | 0 | 0 | 0
H | 0 | 0 | 0 | 0 | 0 | 0
LFG | 0 | 0 | 0 | 0 | 0 | 0
Nuc | 0 | 0 | 0 | 0 | 0 | 0
PS | 0 | 0 | 0 | 0 | 0 | 0
PV | 0 | 0 | 0 | 0 | 0 | 0
PeakG | 0 | 0 | 0 | 0 | 0 | 0
PeakO | 0 | 0 | 0 | 0 | 0 | 0
ST | 0 | 0 | 0 | 0 | 0 | 0
STOG | 0 | 0 | 0 | 0 | 0 | 0
STWD | 0 | 0 | 0 | 0 | 0 | 0
WT | 2.54 | 2.54 | 2.54 | 2.54 | 0 | 0
IGCC | 0 | 0 | 0 | 0 | 0 | 0
DemandResponse | 0 | 0 | 0 | 0 | 0 | 0
IGCC-CCS | 0 | 0 | 0 | 0 | 0 | 0
WT_off | 0 | 0 | 0 | 0 | 0 | 0
PseudoUnit | 0 | 0 | 0 | 0 | 0 | 0
FixedInterchange | 0 | 0 | 0 | 0 | 0 | 0
Levelized Capital Costs by Reporting Type: BC
ReportingType | 2015 | 2020 | 2025 | 2030 | 2035 | 2040
BM | 0 | 0 | 0 | 0 | 0 | 0
CC | 135.61 | 155.31 | 212.58 | 287.6 | 376.97 | 317.39
CSP | 0 | 0 | 0 | 0 | 0 | 0
CT | 0 | 0 | 0 | 0 | 0 | 12.78
Coal | 0 | 0 | 0 | 0 | 0 | 0
Geo | 0 | 0 | 0 | 0 | 0 | 0
H | 0 | 0 | 0 | 0 | 0 | 0
LFG | 0 | 0 | 0 | 0 | 0 | 0
Nuc | 0 | 0 | 0 | 0 | 0 | 0
PS | 0 | 0 | 0 | 0 | 0 | 0
PV | 0 | 0 | 0 | 0 | 0 | 0
PeakG | 0 | 0 | 0 | 0 | 0 | 0
PeakO | 0 | 0 | 0 | 0 | 0 | 0
ST | 0 | 0 | 0 | 0 | 0 | 0
STOG | 0 | 0 | 0 | 0 | 0 | 0
STWD | 0 | 0 | 0 | 0 | 0 | 0
WT | 40.68 | 40.68 | 40.68 | 40.68 | 0 | 0
IGCC | 0 | 0 | 0 | 0 | 0 | 0
DemandResponse | 0 | 0 | 0 | 0 | 0 | 0
IGCC-CCS | 0 | 0 | 0 | 0 | 0 | 0
WT_off | 0 | 0 | 0 | 0 | 0 | 0
PseudoUnit | 0 | 0 | 0 | 0 | 0 | 0
FixedInterchange | 0 | 0 | 0 | 0 | 0 | 0
Levelized Capital Costs by Reporting Type: HQ_IESO
ReportingType | 2015 | 2020 | 2025 | 2030 | 2035 | 2040
BM | 0 | 0 | 0 | 0 | 0 | 0
CC | 0 | 0 | 0 | 0 | 0 | 0
CSP | 0 | 0 | 0 | 0 | 0 | 0
CT | 0 | 0 | 0 | 0 | 0 | 0
Coal | 0 | 0 | 0 | 0 | 0 | 0
Geo | 0 | 0 | 0 | 0 | 0 | 0
H | 0 | 0 | 0 | 0 | 0 | 0
LFG | 0 | 0 | 0 | 0 | 0 | 0
Nuc | 0 | 0 | 0 | 0 | 0 | 0
PS | 0 | 0 | 0 | 0 | 0 | 0
PV | 0 | 0 | 0 | 0 | 0 | 0
PeakG | 0 | 0 | 0 | 0 | 0 | 0
PeakO | 0 | 0 | 0 | 0 | 0 | 0
ST | 0 | 0 | 0 | 0 | 0 | 0
STOG | 0 | 0 | 0 | 0 | 0 | 0
STWD | 0 | 0 | 0 | 0 | 0 | 0
WT | 0 | 0 | 0 | 0 | 0 | 0
IGCC | 0 | 0 | 0 | 0 | 0 | 0
DemandResponse | 0 | 0 | 0 | 0 | 0 | 0
IGCC-CCS | 0 | 0 | 0 | 0 | 0 | 0
WT_off | 0 | 0 | 0 | 0 | 0 | 0
PseudoUnit | 0 | 0 | 0 | 0 | 0 | 0
FixedInterchange | 0 | 0 | 0 | 0 | 0 | 0
Levelized Capital Costs by Reporting Type: HQ_NEISO
ReportingType | 2015 | 2020 | 2025 | 2030 | 2035 | 2040
BM | 0 | 0 | 0 | 0 | 0 | 0
CC | 0 | 0 | 0 | 0 | 0 | 0
CSP | 0 | 0 | 0 | 0 | 0 | 0
CT | 0 | 0 | 0 | 0 | 0 | 0
Coal | 0 | 0 | 0 | 0 | 0 | 0
Geo | 0 | 0 | 0 | 0 | 0 | 0
H | 0 | 0 | 0 | 0 | 0 | 0
LFG | 0 | 0 | 0 | 0 | 0 | 0
Nuc | 0 | 0 | 0 | 0 | 0 | 0
PS | 0 | 0 | 0 | 0 | 0 | 0
PV | 0 | 0 | 0 | 0 | 0 | 0
PeakG | 0 | 0 | 0 | 0 | 0 | 0
PeakO | 0 | 0 | 0 | 0 | 0 | 0
ST | 0 | 0 | 0 | 0 | 0 | 0
STOG | 0 | 0 | 0 | 0 | 0 | 0
STWD | 0 | 0 | 0 | 0 | 0 | 0
WT | 0 | 0 | 0 | 0 | 0 | 0
IGCC | 0 | 0 | 0 | 0 | 0 | 0
DemandResponse | 0 | 0 | 0 | 0 | 0 | 0
IGCC-CCS | 0 | 0 | 0 | 0 | 0 | 0
WT_off | 0 | 0 | 0 | 0 | 0 | 0
PseudoUnit | 0 | 0 | 56.24 | 824.05 | 824.05 | 824.05
FixedInterchange | 0 | 0 | 0 | 0 | 0 | 0
Levelized Capital Costs by Reporting Type: HQ_NY
ReportingType | 2015 | 2020 | 2025 | 2030 | 2035 | 2040
BM | 0 | 0 | 0 | 0 | 0 | 0
CC | 0 | 0 | 0 | 0 | 0 | 0
CSP | 0 | 0 | 0 | 0 | 0 | 0
CT | 0 | 0 | 0 | 0 | 0 | 0
Coal | 0 | 0 | 0 | 0 | 0 | 0
Geo | 0 | 0 | 0 | 0 | 0 | 0
H | 0 | 0 | 0 | 0 | 0 | 0
LFG | 0 | 0 | 0 | 0 | 0 | 0
Nuc | 0 | 0 | 0 | 0 | 0 | 0
PS | 0 | 0 | 0 | 0 | 0 | 0
PV | 0 | 0 | 0 | 0 | 0 | 0
PeakG | 0 | 0 | 0 | 0 | 0 | 0
PeakO | 0 | 0 | 0 | 0 | 0 | 0
ST | 0 | 0 | 0 | 0 | 0 | 0
STOG | 0 | 0 | 0 | 0 | 0 | 0
STWD | 0 | 0 | 0 | 0 | 0 | 0
WT | 0 | 0 | 0 | 0 | 0 | 0
IGCC | 0 | 0 | 0 | 0 | 0 | 0
DemandResponse | 0 | 0 | 0 | 0 | 0 | 0
IGCC-CCS | 0 | 0 | 0 | 0 | 0 | 0
WT_off | 0 | 0 | 0 | 0 | 0 | 0
PseudoUnit | 0 | 434.45 | 845.77 | 845.77 | 845.77 | 845.77
FixedInterchange | 0 | 0 | 0 | 0 | 0 | 0
Levelized Capital Costs by Reporting Type: MARITIMES
ReportingType | 2015 | 2020 | 2025 | 2030 | 2035 | 2040
BM | 0 | 0 | 0 | 0 | 0 | 0
CC | 0 | 0 | 0 | 0 | 0 | 0
CSP | 0 | 0 | 0 | 0 | 0 | 0
CT | 0 | 0 | 0 | 0 | 0 | 0
Coal | 0 | 0 | 0 | 0 | 0 | 0
Geo | 0 | 0 | 0 | 0 | 0 | 0
H | 0 | 0 | 0 | 0 | 0 | 0
LFG | 0 | 0 | 0 | 0 | 0 | 0
Nuc | 0 | 0 | 0 | 0 | 0 | 0
PS | 0 | 0 | 0 | 0 | 0 | 0
PV | 0 | 0 | 0 | 0 | 0 | 0
PeakG | 0 | 0 | 0 | 0 | 0 | 0
PeakO | 0 | 0 | 0 | 0 | 0 | 0
ST | 0 | 0 | 0 | 0 | 0 | 0
STOG | 0 | 0 | 0 | 0 | 0 | 0
STWD | 0 | 0 | 0 | 0 | 0 | 0
WT | 0 | 0 | 0 | 0 | 0 | 0
IGCC | 0 | 0 | 0 | 0 | 0 | 0
DemandResponse | 0 | 0 | 0 | 0 | 0 | 0
IGCC-CCS | 0 | 0 | 0 | 0 | 0 | 0
WT_off | 0 | 0 | 0 | 0 | 0 | 0
PseudoUnit | 0 | 173.48 | 173.48 | 173.48 | 173.48 | 173.48
FixedInterchange | 0 | 0 | 0 | 0 | 0 | 0
Levelized Capital Costs by Reporting Type: All
ReportingType | 2015 | 2020 | 2025 | 2030 | 2035 | 2040
BM | 541.24 | 553.7 | 656.69 | 1202.01 | 1222.58 | 1174.82
CC | 3984.93 | 5095.99 | 5348.9 | 6536.5 | 10266.19 | 10415.09
CSP | 0 | 0 | 0 | 0 | 0 | 0
CT | 541.89 | 1165.52 | 1407.36 | 2299.03 | 3594.58 | 4009.41
Coal | 3114.71 | 3114.71 | 3114.71 | 3114.71 | 4219.13 | 9407.97
Geo | 62.91 | 973.52 | 2885.14 | 2872.82 | 2832.91 | 1922.29
H | 0 | 749.45 | 1497.02 | 2514.89 | 2514.89 | 2613.72
LFG | 57.1 | 637.06 | 1243.9 | 1434.11 | 1390.57 | 810.61
Nuc | 684.91 | 3259.17 | 3259.17 | 3259.17 | 3259.17 | 3259.17
PS | 0 | 0 | 0 | 0 | 0 | 0
PV | 639.31 | 1684.27 | 2159.63 | 2268.6 | 1682.65 | 698.81
PeakG | 0 | 0 | 0 | 0 | 0 | 0
PeakO | 0 | 0 | 0 | 0 | 0 | 0
ST | 419.92 | 785.61 | 911.41 | 880.32 | 548.47 | 182.78
STOG | 0 | 0 | 0 | 0 | 0 | 0
STWD | 0 | 0 | 0 | 0 | 0 | 0
WT | 7365.23 | 17955.27 | 39816.19 | 58258.83 | 55556.76 | 48828.38
IGCC | 215.26 | 215.26 | 215.26 | 215.26 | 215.26 | 215.26
DemandResponse | 0 | 0 | 0 | 0 | 0 | 0
IGCC-CCS | 0 | 0 | 0 | 0 | 0 | 0
WT_off | 323.12 | 3029.14 | 6757.55 | 12637.4 | 12314.28 | 9608.26
PseudoUnit | 0 | 607.93 | 1075.49 | 1843.3 | 1843.3 | 1843.3
FixedInterchange | 0 | 0 | 0 | 0 | 0 | 0
Levelized Capital Costs by Reporting Type: EI_US
ReportingType | 2015 | 2020 | 2025 | 2030 | 2035 | 2040
BM | 324.96 | 337.42 | 440.41 | 440.41 | 440.41 | 355.34
CC | 3293.73 | 4194.06 | 4301.23 | 4556.48 | 7348.08 | 7474.58
CSP | 0 | 0 | 0 | 0 | 0 | 0
CT | 351.51 | 829.05 | 1039.1 | 1609.22 | 2687.09 | 2743.65
Coal | 2318.08 | 2318.08 | 2318.08 | 2318.08 | 2563.76 | 4775.67
Geo | 0 | 0 | 0 | 0 | 0 | 0
H | 0 | 508.31 | 763.1 | 763.1 | 763.1 | 763.1
LFG | 41.61 | 280.03 | 721.45 | 894.11 | 865.58 | 627.16
Nuc | 684.91 | 3259.17 | 3259.17 | 3259.17 | 3259.17 | 3259.17
PS | 0 | 0 | 0 | 0 | 0 | 0
PV | 38.53 | 1083.49 | 1558.85 | 1667.82 | 1682.65 | 698.81
PeakG | 0 | 0 | 0 | 0 | 0 | 0
PeakO | 0 | 0 | 0 | 0 | 0 | 0
ST | 0 | 0 | 0 | 0 | 0 | 0
STOG | 0 | 0 | 0 | 0 | 0 | 0
STWD | 0 | 0 | 0 | 0 | 0 | 0
WT | 5689.97 | 14121.04 | 30901.71 | 47031.61 | 45793.97 | 40852.81
IGCC | 215.26 | 215.26 | 215.26 | 215.26 | 215.26 | 215.26
DemandResponse | 0 | 0 | 0 | 0 | 0 | 0
IGCC-CCS | 0 | 0 | 0 | 0 | 0 | 0
WT_off | 323.12 | 3029.14 | 6757.55 | 12637.4 | 12314.28 | 9608.26
PseudoUnit | 0 | 607.93 | 1075.49 | 1843.3 | 1843.3 | 1843.3
FixedInterchange | 0 | 0 | 0 | 0 | 0 | 0
Levelized Capital Costs by Reporting Type: EI_Canada
ReportingType | 2015 | 2020 | 2025 | 2030 | 2035 | 2040
BM | 144.8 | 144.8 | 144.8 | 144.8 | 144.8 | 144.8
CC | 175.41 | 175.41 | 175.41 | 175.41 | 175.41 | 135.75
CSP | 0 | 0 | 0 | 0 | 0 | 0
CT | 42.64 | 42.64 | 42.64 | 42.64 | 52.48 | 191.15
Coal | 0 | 0 | 0 | 0 | 0 | 0
Geo | 0 | 0 | 0 | 0 | 0 | 0
H | 0 | 241.14 | 733.92 | 1544.78 | 1544.78 | 1643.62
LFG | 5.12 | 5.12 | 5.12 | 5.12 | 0.17 | 0.17
Nuc | 0 | 0 | 0 | 0 | 0 | 0
PS | 0 | 0 | 0 | 0 | 0 | 0
PV | 539.74 | 539.74 | 539.74 | 539.74 | 0 | 0
PeakG | 0 | 0 | 0 | 0 | 0 | 0
PeakO | 0 | 0 | 0 | 0 | 0 | 0
ST | 0 | 0 | 0 | 0 | 0 | 0
STOG | 0 | 0 | 0 | 0 | 0 | 0
STWD | 0 | 0 | 0 | 0 | 0 | 0
WT | 747.62 | 747.62 | 747.62 | 747.62 | 0 | 0
IGCC | 0 | 0 | 0 | 0 | 0 | 0
DemandResponse | 0 | 0 | 0 | 0 | 0 | 0
IGCC-CCS | 0 | 0 | 0 | 0 | 0 | 0
WT_off | 0 | 0 | 0 | 0 | 0 | 0
PseudoUnit | 0 | 0 | 0 | 0 | 0 | 0
FixedInterchange | 0 | 0 | 0 | 0 | 0 | 0
Levelized Capital Costs by Reporting Type: EI
ReportingType | 2015 | 2020 | 2025 | 2030 | 2035 | 2040
BM | 469.76 | 482.22 | 585.21 | 585.21 | 585.21 | 500.14
CC | 3469.14 | 4369.47 | 4476.64 | 4731.9 | 7523.49 | 7610.33
CSP | 0 | 0 | 0 | 0 | 0 | 0
CT | 394.14 | 871.69 | 1081.74 | 1651.86 | 2739.57 | 2934.79
Coal | 2318.08 | 2318.08 | 2318.08 | 2318.08 | 2563.76 | 4775.67
Geo | 0 | 0 | 0 | 0 | 0 | 0
H | 0 | 749.45 | 1497.02 | 2307.89 | 2307.89 | 2406.72
LFG | 46.73 | 285.15 | 726.56 | 899.23 | 865.75 | 627.33
Nuc | 684.91 | 3259.17 | 3259.17 | 3259.17 | 3259.17 | 3259.17
PS | 0 | 0 | 0 | 0 | 0 | 0
PV | 578.27 | 1623.23 | 2098.6 | 2207.56 | 1682.65 | 698.81
PeakG | 0 | 0 | 0 | 0 | 0 | 0
PeakO | 0 | 0 | 0 | 0 | 0 | 0
ST | 0 | 0 | 0 | 0 | 0 | 0
STOG | 0 | 0 | 0 | 0 | 0 | 0
STWD | 0 | 0 | 0 | 0 | 0 | 0
WT | 6437.59 | 14868.67 | 31649.33 | 47779.24 | 45793.97 | 40852.81
IGCC | 215.26 | 215.26 | 215.26 | 215.26 | 215.26 | 215.26
DemandResponse | 0 | 0 | 0 | 0 | 0 | 0
IGCC-CCS | 0 | 0 | 0 | 0 | 0 | 0
WT_off | 323.12 | 3029.14 | 6757.55 | 12637.4 | 12314.28 | 9608.26
PseudoUnit | 0 | 607.93 | 1075.49 | 1843.3 | 1843.3 | 1843.3
FixedInterchange | 0 | 0 | 0 | 0 | 0 | 0
Levelized Capital Costs by Reporting Type: Outside_EI
ReportingType | 2015 | 2020 | 2025 | 2030 | 2035 | 2040
BM | 71.48 | 71.48 | 71.48 | 616.8 | 637.37 | 674.68
CC | 515.79 | 726.52 | 872.26 | 1804.61 | 2742.7 | 2804.76
CSP | 0 | 0 | 0 | 0 | 0 | 0
CT | 147.74 | 293.84 | 325.63 | 647.17 | 855.01 | 1074.62
Coal | 796.63 | 796.63 | 796.63 | 796.63 | 1655.37 | 4632.31
Geo | 62.91 | 973.52 | 2885.14 | 2872.82 | 2832.91 | 1922.29
H | 0 | 0 | 0 | 207 | 207 | 207
LFG | 10.38 | 351.91 | 517.33 | 534.88 | 524.82 | 183.28
Nuc | 0 | 0 | 0 | 0 | 0 | 0
PS | 0 | 0 | 0 | 0 | 0 | 0
PV | 61.04 | 61.04 | 61.04 | 61.04 | 0 | 0
PeakG | 0 | 0 | 0 | 0 | 0 | 0
PeakO | 0 | 0 | 0 | 0 | 0 | 0
ST | 419.92 | 785.61 | 911.41 | 880.32 | 548.47 | 182.78
STOG | 0 | 0 | 0 | 0 | 0 | 0
STWD | 0 | 0 | 0 | 0 | 0 | 0
WT | 927.64 | 3086.6 | 8166.86 | 10479.59 | 9762.79 | 7975.57
IGCC | 0 | 0 | 0 | 0 | 0 | 0
DemandResponse | 0 | 0 | 0 | 0 | 0 | 0
IGCC-CCS | 0 | 0 | 0 | 0 | 0 | 0
WT_off | 0 | 0 | 0 | 0 | 0 | 0
PseudoUnit | 0 | 0 | 0 | 0 | 0 | 0
FixedInterchange | 0 | 0 | 0 | 0 | 0 | 0
#13 | Levelized Retrofit Capital Costs ($million)
Levelized Retrofit Capital Costs by Reporting Type: Entergy
ReportingType | 2015 | 2020 | 2025 | 2030 | 2035 | 2040
BM | 0 | 0 | 0 | 0 | 0 | 0
CC | 0 | 0 | 0 | 0 | 0 | 0
CSP | 0 | 0 | 0 | 0 | 0 | 0
CT | 0 | 0 | 0 | 0 | 0 | 0
Coal | 0 | 353.26 | 353.26 | 0 | 0 | 0
Geo | 0 | 0 | 0 | 0 | 0 | 0
H | 0 | 0 | 0 | 0 | 0 | 0
LFG | 0 | 0 | 0 | 0 | 0 | 0
Nuc | 0 | 0 | 0 | 0 | 0 | 0
PS | 0 | 0 | 0 | 0 | 0 | 0
PV | 0 | 0 | 0 | 0 | 0 | 0
PeakG | 0 | 0 | 0 | 0 | 0 | 0
PeakO | 0 | 0 | 0 | 0 | 0 | 0
ST | 0 | 0 | 0 | 0 | 0 | 0
STOG | 0 | 0 | 0 | 0 | 0 | 0
STWD | 0 | 0 | 0 | 0 | 0 | 0
WT | 0 | 0 | 0 | 0 | 0 | 0
IGCC | 0 | 0 | 0 | 0 | 0 | 0
DemandResponse | 0 | 0 | 0 | 0 | 0 | 0
IGCC-CCS | 0 | 0 | 0 | 0 | 0 | 0
WT_off | 0 | 0 | 0 | 0 | 0 | 0
PseudoUnit | 0 | 0 | 0 | 0 | 0 | 0
FixedInterchange | 0 | 0 | 0 | 0 | 0 | 0
Levelized Retrofit Capital Costs by Reporting Type: FRCC
ReportingType | 2015 | 2020 | 2025 | 2030 | 2035 | 2040
BM | 0 | 0 | 0 | 0 | 0 | 0
CC | 0 | 0 | 0 | 0 | 0 | 0
CSP | 0 | 0 | 0 | 0 | 0 | 0
CT | 0 | 0 | 0 | 0 | 0 | 0
Coal | 73.1 | 90.37 | 90.37 | 0 | 0 | 0
Geo | 0 | 0 | 0 | 0 | 0 | 0
H | 0 | 0 | 0 | 0 | 0 | 0
LFG | 0 | 0 | 0 | 0 | 0 | 0
Nuc | 0 | 0 | 0 | 0 | 0 | 0
PS | 0 | 0 | 0 | 0 | 0 | 0
PV | 0 | 0 | 0 | 0 | 0 | 0
PeakG | 0 | 0 | 0 | 0 | 0 | 0
PeakO | 0 | 0 | 0 | 0 | 0 | 0
ST | 0 | 0 | 0 | 0 | 0 | 0
STOG | 0 | 0 | 0 | 0 | 0 | 0
STWD | 0 | 0 | 0 | 0 | 0 | 0
WT | 0 | 0 | 0 | 0 | 0 | 0
IGCC | 0 | 0 | 0 | 0 | 0 | 0
DemandResponse | 0 | 0 | 0 | 0 | 0 | 0
IGCC-CCS | 0 | 0 | 0 | 0 | 0 | 0
WT_off | 0 | 0 | 0 | 0 | 0 | 0
PseudoUnit | 0 | 0 | 0 | 0 | 0 | 0
FixedInterchange | 0 | 0 | 0 | 0 | 0 | 0
Levelized Retrofit Capital Costs by Reporting Type: MAPP_US
ReportingType | 2015 | 2020 | 2025 | 2030 | 2035 | 2040
BM | 0 | 0 | 0 | 0 | 0 | 0
CC | 0 | 0 | 0 | 0 | 0 | 0
CSP | 0 | 0 | 0 | 0 | 0 | 0
CT | 0 | 0 | 0 | 0 | 0 | 0
Coal | 22.36 | 41.43 | 19.07 | 0 | 0 | 0
Geo | 0 | 0 | 0 | 0 | 0 | 0
H | 0 | 0 | 0 | 0 | 0 | 0
LFG | 0 | 0 | 0 | 0 | 0 | 0
Nuc | 0 | 0 | 0 | 0 | 0 | 0
PS | 0 | 0 | 0 | 0 | 0 | 0
PV | 0 | 0 | 0 | 0 | 0 | 0
PeakG | 0 | 0 | 0 | 0 | 0 | 0
PeakO | 0 | 0 | 0 | 0 | 0 | 0
ST | 0 | 0 | 0 | 0 | 0 | 0
STOG | 0 | 0 | 0 | 0 | 0 | 0
STWD | 0 | 0 | 0 | 0 | 0 | 0
WT | 0 | 0 | 0 | 0 | 0 | 0
IGCC | 0 | 0 | 0 | 0 | 0 | 0
DemandResponse | 0 | 0 | 0 | 0 | 0 | 0
IGCC-CCS | 0 | 0 | 0 | 0 | 0 | 0
WT_off | 0 | 0 | 0 | 0 | 0 | 0
PseudoUnit | 0 | 0 | 0 | 0 | 0 | 0
FixedInterchange | 0 | 0 | 0 | 0 | 0 | 0
Levelized Retrofit Capital Costs by Reporting Type: MISO_IN
ReportingType | 2015 | 2020 | 2025 | 2030 | 2035 | 2040
BM | 0 | 0 | 0 | 0 | 0 | 0
CC | 0 | 0 | 0 | 0 | 0 | 0
CSP | 0 | 0 | 0 | 0 | 0 | 0
CT | 0 | 0 | 0 | 0 | 0 | 0
Coal | 0 | 223.79 | 223.79 | 0 | 0 | 0
Geo | 0 | 0 | 0 | 0 | 0 | 0
H | 0 | 0 | 0 | 0 | 0 | 0
LFG | 0 | 0 | 0 | 0 | 0 | 0
Nuc | 0 | 0 | 0 | 0 | 0 | 0
PS | 0 | 0 | 0 | 0 | 0 | 0
PV | 0 | 0 | 0 | 0 | 0 | 0
PeakG | 0 | 0 | 0 | 0 | 0 | 0
PeakO | 0 | 0 | 0 | 0 | 0 | 0
ST | 0 | 0 | 0 | 0 | 0 | 0
STOG | 0 | 0 | 0 | 0 | 0 | 0
STWD | 0 | 0 | 0 | 0 | 0 | 0
WT | 0 | 0 | 0 | 0 | 0 | 0
IGCC | 0 | 0 | 0 | 0 | 0 | 0
DemandResponse | 0 | 0 | 0 | 0 | 0 | 0
IGCC-CCS | 0 | 0 | 0 | 0 | 0 | 0
WT_off | 0 | 0 | 0 | 0 | 0 | 0
PseudoUnit | 0 | 0 | 0 | 0 | 0 | 0
FixedInterchange | 0 | 0 | 0 | 0 | 0 | 0
Levelized Retrofit Capital Costs by Reporting Type: MISO_MI
ReportingType | 2015 | 2020 | 2025 | 2030 | 2035 | 2040
BM | 0 | 0 | 0 | 0 | 0 | 0
CC | 0 | 0 | 0 | 0 | 0 | 0
CSP | 0 | 0 | 0 | 0 | 0 | 0
CT | 0 | 0 | 0 | 0 | 0 | 0
Coal | 15.14 | 363.91 | 348.77 | 0 | 0 | 0
Geo | 0 | 0 | 0 | 0 | 0 | 0
H | 0 | 0 | 0 | 0 | 0 | 0
LFG | 0 | 0 | 0 | 0 | 0 | 0
Nuc | 0 | 0 | 0 | 0 | 0 | 0
PS | 0 | 0 | 0 | 0 | 0 | 0
PV | 0 | 0 | 0 | 0 | 0 | 0
PeakG | 0 | 0 | 0 | 0 | 0 | 0
PeakO | 0 | 0 | 0 | 0 | 0 | 0
ST | 0 | 0 | 0 | 0 | 0 | 0
STOG | 0 | 0 | 0 | 0 | 0 | 0
STWD | 0 | 0 | 0 | 0 | 0 | 0
WT | 0 | 0 | 0 | 0 | 0 | 0
IGCC | 0 | 0 | 0 | 0 | 0 | 0
DemandResponse | 0 | 0 | 0 | 0 | 0 | 0
IGCC-CCS | 0 | 0 | 0 | 0 | 0 | 0
WT_off | 0 | 0 | 0 | 0 | 0 | 0
PseudoUnit | 0 | 0 | 0 | 0 | 0 | 0
FixedInterchange | 0 | 0 | 0 | 0 | 0 | 0
Levelized Retrofit Capital Costs by Reporting Type: MISO_MO-IL
ReportingType | 2015 | 2020 | 2025 | 2030 | 2035 | 2040
BM | 0 | 0 | 0 | 0 | 0 | 0
CC | 0 | 0 | 0 | 0 | 0 | 0
CSP | 0 | 0 | 0 | 0 | 0 | 0
CT | 0 | 0 | 0 | 0 | 0 | 0
Coal | 9.29 | 323.99 | 323.99 | 0 | 0 | 0
Geo | 0 | 0 | 0 | 0 | 0 | 0
H | 0 | 0 | 0 | 0 | 0 | 0
LFG | 0 | 0 | 0 | 0 | 0 | 0
Nuc | 0 | 0 | 0 | 0 | 0 | 0
PS | 0 | 0 | 0 | 0 | 0 | 0
PV | 0 | 0 | 0 | 0 | 0 | 0
PeakG | 0 | 0 | 0 | 0 | 0 | 0
PeakO | 0 | 0 | 0 | 0 | 0 | 0
ST | 0 | 0 | 0 | 0 | 0 | 0
STOG | 0 | 0 | 0 | 0 | 0 | 0
STWD | 0 | 0 | 0 | 0 | 0 | 0
WT | 0 | 0 | 0 | 0 | 0 | 0
IGCC | 0 | 0 | 0 | 0 | 0 | 0
DemandResponse | 0 | 0 | 0 | 0 | 0 | 0
IGCC-CCS | 0 | 0 | 0 | 0 | 0 | 0
WT_off | 0 | 0 | 0 | 0 | 0 | 0
PseudoUnit | 0 | 0 | 0 | 0 | 0 | 0
FixedInterchange | 0 | 0 | 0 | 0 | 0 | 0
Levelized Retrofit Capital Costs by Reporting Type: MISO_W
ReportingType | 2015 | 2020 | 2025 | 2030 | 2035 | 2040
BM | 0 | 0 | 0 | 0 | 0 | 0
CC | 0 | 0 | 0 | 0 | 0 | 0
CSP | 0 | 0 | 0 | 0 | 0 | 0
CT | 0 | 0 | 0 | 0 | 0 | 0
Coal | 26.68 | 279.54 | 279.54 | 0 | 0 | 0
Geo | 0 | 0 | 0 | 0 | 0 | 0
H | 0 | 0 | 0 | 0 | 0 | 0
LFG | 0 | 0 | 0 | 0 | 0 | 0
Nuc | 0 | 0 | 0 | 0 | 0 | 0
PS | 0 | 0 | 0 | 0 | 0 | 0
PV | 0 | 0 | 0 | 0 | 0 | 0
PeakG | 0 | 0 | 0 | 0 | 0 | 0
PeakO | 0 | 0 | 0 | 0 | 0 | 0
ST | 0 | 0 | 0 | 0 | 0 | 0
STOG | 0 | 0 | 0 | 0 | 0 | 0
STWD | 0 | 0 | 0 | 0 | 0 | 0
WT | 0 | 0 | 0 | 0 | 0 | 0
IGCC | 0 | 0 | 0 | 0 | 0 | 0
DemandResponse | 0 | 0 | 0 | 0 | 0 | 0
IGCC-CCS | 0 | 0 | 0 | 0 | 0 | 0
WT_off | 0 | 0 | 0 | 0 | 0 | 0
PseudoUnit | 0 | 0 | 0 | 0 | 0 | 0
FixedInterchange | 0 | 0 | 0 | 0 | 0 | 0
Levelized Retrofit Capital Costs by Reporting Type: MISO_WUMS
ReportingType | 2015 | 2020 | 2025 | 2030 | 2035 | 2040
BM | 0 | 0 | 0 | 0 | 0 | 0
CC | 0 | 0 | 0 | 0 | 0 | 0
CSP | 0 | 0 | 0 | 0 | 0 | 0
CT | 0 | 0 | 0 | 0 | 0 | 0
Coal | 197.26 | 232.43 | 59.16 | 0 | 0 | 0
Geo | 0 | 0 | 0 | 0 | 0 | 0
H | 0 | 0 | 0 | 0 | 0 | 0
LFG | 0 | 0 | 0 | 0 | 0 | 0
Nuc | 0 | 0 | 0 | 0 | 0 | 0
PS | 0 | 0 | 0 | 0 | 0 | 0
PV | 0 | 0 | 0 | 0 | 0 | 0
PeakG | 0 | 0 | 0 | 0 | 0 | 0
PeakO | 0 | 0 | 0 | 0 | 0 | 0
ST | 0 | 0 | 0 | 0 | 0 | 0
STOG | 0 | 0 | 0 | 0 | 0 | 0
STWD | 0 | 0 | 0 | 0 | 0 | 0
WT | 0 | 0 | 0 | 0 | 0 | 0
IGCC | 0 | 0 | 0 | 0 | 0 | 0
DemandResponse | 0 | 0 | 0 | 0 | 0 | 0
IGCC-CCS | 0 | 0 | 0 | 0 | 0 | 0
WT_off | 0 | 0 | 0 | 0 | 0 | 0
PseudoUnit | 0 | 0 | 0 | 0 | 0 | 0
FixedInterchange | 0 | 0 | 0 | 0 | 0 | 0
Levelized Retrofit Capital Costs by Reporting Type: Nebraska
ReportingType | 2015 | 2020 | 2025 | 2030 | 2035 | 2040
BM | 0 | 0 | 0 | 0 | 0 | 0
CC | 0 | 0 | 0 | 0 | 0 | 0
CSP | 0 | 0 | 0 | 0 | 0 | 0
CT | 0 | 0 | 0 | 0 | 0 | 0
Coal | 0 | 168.84 | 168.84 | 0 | 0 | 0
Geo | 0 | 0 | 0 | 0 | 0 | 0
H | 0 | 0 | 0 | 0 | 0 | 0
LFG | 0 | 0 | 0 | 0 | 0 | 0
Nuc | 0 | 0 | 0 | 0 | 0 | 0
PS | 0 | 0 | 0 | 0 | 0 | 0
PV | 0 | 0 | 0 | 0 | 0 | 0
PeakG | 0 | 0 | 0 | 0 | 0 | 0
PeakO | 0 | 0 | 0 | 0 | 0 | 0
ST | 0 | 0 | 0 | 0 | 0 | 0
STOG | 0 | 0 | 0 | 0 | 0 | 0
STWD | 0 | 0 | 0 | 0 | 0 | 0
WT | 0 | 0 | 0 | 0 | 0 | 0
IGCC | 0 | 0 | 0 | 0 | 0 | 0
DemandResponse | 0 | 0 | 0 | 0 | 0 | 0
IGCC-CCS | 0 | 0 | 0 | 0 | 0 | 0
WT_off | 0 | 0 | 0 | 0 | 0 | 0
PseudoUnit | 0 | 0 | 0 | 0 | 0 | 0
FixedInterchange | 0 | 0 | 0 | 0 | 0 | 0
Levelized Retrofit Capital Costs by Reporting Type: NEISO
ReportingType | 2015 | 2020 | 2025 | 2030 | 2035 | 2040
BM | 0 | 0 | 0 | 0 | 0 | 0
CC | 0 | 0 | 0 | 0 | 0 | 0
CSP | 0 | 0 | 0 | 0 | 0 | 0
CT | 0 | 0 | 0 | 0 | 0 | 0
Coal | 29.15 | 29.15 | 0 | 0 | 0 | 0
Geo | 0 | 0 | 0 | 0 | 0 | 0
H | 0 | 0 | 0 | 0 | 0 | 0
LFG | 0 | 0 | 0 | 0 | 0 | 0
Nuc | 0 | 0 | 0 | 0 | 0 | 0
PS | 0 | 0 | 0 | 0 | 0 | 0
PV | 0 | 0 | 0 | 0 | 0 | 0
PeakG | 0 | 0 | 0 | 0 | 0 | 0
PeakO | 0 | 0 | 0 | 0 | 0 | 0
ST | 0 | 0 | 0 | 0 | 0 | 0
STOG | 0 | 0 | 0 | 0 | 0 | 0
STWD | 0 | 0 | 0 | 0 | 0 | 0
WT | 0 | 0 | 0 | 0 | 0 | 0
IGCC | 0 | 0 | 0 | 0 | 0 | 0
DemandResponse | 0 | 0 | 0 | 0 | 0 | 0
IGCC-CCS | 0 | 0 | 0 | 0 | 0 | 0
WT_off | 0 | 0 | 0 | 0 | 0 | 0
PseudoUnit | 0 | 0 | 0 | 0 | 0 | 0
FixedInterchange | 0 | 0 | 0 | 0 | 0 | 0
Levelized Retrofit Capital Costs by Reporting Type: NonRTO_Midwest
ReportingType | 2015 | 2020 | 2025 | 2030 | 2035 | 2040
BM | 0 | 0 | 0 | 0 | 0 | 0
CC | 0 | 0 | 0 | 0 | 0 | 0
CSP | 0 | 0 | 0 | 0 | 0 | 0
CT | 0 | 0 | 0 | 0 | 0 | 0
Coal | 165.72 | 256.57 | 118.55 | 0 | 0 | 0
Geo | 0 | 0 | 0 | 0 | 0 | 0
H | 0 | 0 | 0 | 0 | 0 | 0
LFG | 0 | 0 | 0 | 0 | 0 | 0
Nuc | 0 | 0 | 0 | 0 | 0 | 0
PS | 0 | 0 | 0 | 0 | 0 | 0
PV | 0 | 0 | 0 | 0 | 0 | 0
PeakG | 0 | 0 | 0 | 0 | 0 | 0
PeakO | 0 | 0 | 0 | 0 | 0 | 0
ST | 0 | 0 | 0 | 0 | 0 | 0
STOG | 0 | 0 | 0 | 0 | 0 | 0
STWD | 0 | 0 | 0 | 0 | 0 | 0
WT | 0 | 0 | 0 | 0 | 0 | 0
IGCC | 0 | 0 | 0 | 0 | 0 | 0
DemandResponse | 0 | 0 | 0 | 0 | 0 | 0
IGCC-CCS | 0 | 0 | 0 | 0 | 0 | 0
WT_off | 0 | 0 | 0 | 0 | 0 | 0
PseudoUnit | 0 | 0 | 0 | 0 | 0 | 0
FixedInterchange | 0 | 0 | 0 | 0 | 0 | 0
Levelized Retrofit Capital Costs by Reporting Type: NYISO_A-F
ReportingType | 2015 | 2020 | 2025 | 2030 | 2035 | 2040
BM | 0 | 0 | 0 | 0 | 0 | 0
CC | 0 | 0 | 0 | 0 | 0 | 0
CSP | 0 | 0 | 0 | 0 | 0 | 0
CT | 0 | 0 | 0 | 0 | 0 | 0
Coal | 0 | 0 | 0 | 0 | 0 | 0
Geo | 0 | 0 | 0 | 0 | 0 | 0
H | 0 | 0 | 0 | 0 | 0 | 0
LFG | 0 | 0 | 0 | 0 | 0 | 0
Nuc | 0 | 0 | 0 | 0 | 0 | 0
PS | 0 | 0 | 0 | 0 | 0 | 0
PV | 0 | 0 | 0 | 0 | 0 | 0
PeakG | 0 | 0 | 0 | 0 | 0 | 0
PeakO | 0 | 0 | 0 | 0 | 0 | 0
ST | 0 | 0 | 0 | 0 | 0 | 0
STOG | 0 | 0 | 0 | 0 | 0 | 0
STWD | 0 | 0 | 0 | 0 | 0 | 0
WT | 0 | 0 | 0 | 0 | 0 | 0
IGCC | 0 | 0 | 0 | 0 | 0 | 0
DemandResponse | 0 | 0 | 0 | 0 | 0 | 0
IGCC-CCS | 0 | 0 | 0 | 0 | 0 | 0
WT_off | 0 | 0 | 0 | 0 | 0 | 0
PseudoUnit | 0 | 0 | 0 | 0 | 0 | 0
FixedInterchange | 0 | 0 | 0 | 0 | 0 | 0
Levelized Retrofit Capital Costs by Reporting Type: NYISO_G-I
ReportingType | 2015 | 2020 | 2025 | 2030 | 2035 | 2040
BM | 0 | 0 | 0 | 0 | 0 | 0
CC | 0 | 0 | 0 | 0 | 0 | 0
CSP | 0 | 0 | 0 | 0 | 0 | 0
CT | 0 | 0 | 0 | 0 | 0 | 0
Coal | 0 | 0 | 0 | 0 | 0 | 0
Geo | 0 | 0 | 0 | 0 | 0 | 0
H | 0 | 0 | 0 | 0 | 0 | 0
LFG | 0 | 0 | 0 | 0 | 0 | 0
Nuc | 0 | 0 | 0 | 0 | 0 | 0
PS | 0 | 0 | 0 | 0 | 0 | 0
PV | 0 | 0 | 0 | 0 | 0 | 0
PeakG | 0 | 0 | 0 | 0 | 0 | 0
PeakO | 0 | 0 | 0 | 0 | 0 | 0
ST | 0 | 0 | 0 | 0 | 0 | 0
STOG | 0 | 0 | 0 | 0 | 0 | 0
STWD | 0 | 0 | 0 | 0 | 0 | 0
WT | 0 | 0 | 0 | 0 | 0 | 0
IGCC | 0 | 0 | 0 | 0 | 0 | 0
DemandResponse | 0 | 0 | 0 | 0 | 0 | 0
IGCC-CCS | 0 | 0 | 0 | 0 | 0 | 0
WT_off | 0 | 0 | 0 | 0 | 0 | 0
PseudoUnit | 0 | 0 | 0 | 0 | 0 | 0
FixedInterchange | 0 | 0 | 0 | 0 | 0 | 0
Levelized Retrofit Capital Costs by Reporting Type: NYISO_J-K
ReportingType | 2015 | 2020 | 2025 | 2030 | 2035 | 2040
BM | 0 | 0 | 0 | 0 | 0 | 0
CC | 0 | 0 | 0 | 0 | 0 | 0
CSP | 0 | 0 | 0 | 0 | 0 | 0
CT | 0 | 0 | 0 | 0 | 0 | 0
Coal | 0 | 0 | 0 | 0 | 0 | 0
Geo | 0 | 0 | 0 | 0 | 0 | 0
H | 0 | 0 | 0 | 0 | 0 | 0
LFG | 0 | 0 | 0 | 0 | 0 | 0
Nuc | 0 | 0 | 0 | 0 | 0 | 0
PS | 0 | 0 | 0 | 0 | 0 | 0
PV | 0 | 0 | 0 | 0 | 0 | 0
PeakG | 0 | 0 | 0 | 0 | 0 | 0
PeakO | 0 | 0 | 0 | 0 | 0 | 0
ST | 0 | 0 | 0 | 0 | 0 | 0
STOG | 0 | 0 | 0 | 0 | 0 | 0
STWD | 0 | 0 | 0 | 0 | 0 | 0
WT | 0 | 0 | 0 | 0 | 0 | 0
IGCC | 0 | 0 | 0 | 0 | 0 | 0
DemandResponse | 0 | 0 | 0 | 0 | 0 | 0
IGCC-CCS | 0 | 0 | 0 | 0 | 0 | 0
WT_off | 0 | 0 | 0 | 0 | 0 | 0
PseudoUnit | 0 | 0 | 0 | 0 | 0 | 0
FixedInterchange | 0 | 0 | 0 | 0 | 0 | 0
Levelized Retrofit Capital Costs by Reporting Type: PJM_E
ReportingType | 2015 | 2020 | 2025 | 2030 | 2035 | 2040
BM | 0 | 0 | 0 | 0 | 0 | 0
CC | 0 | 0 | 0 | 0 | 0 | 0
CSP | 0 | 0 | 0 | 0 | 0 | 0
CT | 0 | 0 | 0 | 0 | 0 | 0
Coal | 22.45 | 22.45 | 0 | 0 | 0 | 0
Geo | 0 | 0 | 0 | 0 | 0 | 0
H | 0 | 0 | 0 | 0 | 0 | 0
LFG | 0 | 0 | 0 | 0 | 0 | 0
Nuc | 0 | 0 | 0 | 0 | 0 | 0
PS | 0 | 0 | 0 | 0 | 0 | 0
PV | 0 | 0 | 0 | 0 | 0 | 0
PeakG | 0 | 0 | 0 | 0 | 0 | 0
PeakO | 0 | 0 | 0 | 0 | 0 | 0
ST | 0 | 0 | 0 | 0 | 0 | 0
STOG | 0 | 0 | 0 | 0 | 0 | 0
STWD | 0 | 0 | 0 | 0 | 0 | 0
WT | 0 | 0 | 0 | 0 | 0 | 0
IGCC | 0 | 0 | 0 | 0 | 0 | 0
DemandResponse | 0 | 0 | 0 | 0 | 0 | 0
IGCC-CCS | 0 | 0 | 0 | 0 | 0 | 0
WT_off | 0 | 0 | 0 | 0 | 0 | 0
PseudoUnit | 0 | 0 | 0 | 0 | 0 | 0
FixedInterchange | 0 | 0 | 0 | 0 | 0 | 0
Levelized Retrofit Capital Costs by Reporting Type: PJM_ROM
ReportingType | 2015 | 2020 | 2025 | 2030 | 2035 | 2040
BM | 0 | 0 | 0 | 0 | 0 | 0
CC | 0 | 0 | 0 | 0 | 0 | 0
CSP | 0 | 0 | 0 | 0 | 0 | 0
CT | 0 | 0 | 0 | 0 | 0 | 0
Coal | 14.63 | 140.1 | 140.1 | 0 | 0 | 0
Geo | 0 | 0 | 0 | 0 | 0 | 0
H | 0 | 0 | 0 | 0 | 0 | 0
LFG | 0 | 0 | 0 | 0 | 0 | 0
Nuc | 0 | 0 | 0 | 0 | 0 | 0
PS | 0 | 0 | 0 | 0 | 0 | 0
PV | 0 | 0 | 0 | 0 | 0 | 0
PeakG | 0 | 0 | 0 | 0 | 0 | 0
PeakO | 0 | 0 | 0 | 0 | 0 | 0
ST | 0 | 0 | 0 | 0 | 0 | 0
STOG | 0 | 0 | 0 | 0 | 0 | 0
STWD | 0 | 0 | 0 | 0 | 0 | 0
WT | 0 | 0 | 0 | 0 | 0 | 0
IGCC | 0 | 0 | 0 | 0 | 0 | 0
DemandResponse | 0 | 0 | 0 | 0 | 0 | 0
IGCC-CCS | 0 | 0 | 0 | 0 | 0 | 0
WT_off | 0 | 0 | 0 | 0 | 0 | 0
PseudoUnit | 0 | 0 | 0 | 0 | 0 | 0
FixedInterchange | 0 | 0 | 0 | 0 | 0 | 0
Levelized Retrofit Capital Costs by Reporting Type: PJM_ROR
ReportingType | 2015 | 2020 | 2025 | 2030 | 2035 | 2040
BM | 0 | 0 | 0 | 0 | 0 | 0
CC | 0 | 0 | 0 | 0 | 0 | 0
CSP | 0 | 0 | 0 | 0 | 0 | 0
CT | 0 | 0 | 0 | 0 | 0 | 0
Coal | 46.99 | 707.52 | 707.52 | 0 | 0 | 0
Geo | 0 | 0 | 0 | 0 | 0 | 0
H | 0 | 0 | 0 | 0 | 0 | 0
LFG | 0 | 0 | 0 | 0 | 0 | 0
Nuc | 0 | 0 | 0 | 0 | 0 | 0
PS | 0 | 0 | 0 | 0 | 0 | 0
PV | 0 | 0 | 0 | 0 | 0 | 0
PeakG | 0 | 0 | 0 | 0 | 0 | 0
PeakO | 0 | 0 | 0 | 0 | 0 | 0
ST | 0 | 0 | 0 | 0 | 0 | 0
STOG | 0 | 0 | 0 | 0 | 0 | 0
STWD | 0 | 0 | 0 | 0 | 0 | 0
WT | 0 | 0 | 0 | 0 | 0 | 0
IGCC | 0 | 0 | 0 | 0 | 0 | 0
DemandResponse | 0 | 0 | 0 | 0 | 0 | 0
IGCC-CCS | 0 | 0 | 0 | 0 | 0 | 0
WT_off | 0 | 0 | 0 | 0 | 0 | 0
PseudoUnit | 0 | 0 | 0 | 0 | 0 | 0
FixedInterchange | 0 | 0 | 0 | 0 | 0 | 0
Levelized Retrofit Capital Costs by Reporting Type: SOCO
ReportingType | 2015 | 2020 | 2025 | 2030 | 2035 | 2040
BM | 0 | 0 | 0 | 0 | 0 | 0
CC | 0 | 0 | 0 | 0 | 0 | 0
CSP | 0 | 0 | 0 | 0 | 0 | 0
CT | 0 | 0 | 0 | 0 | 0 | 0
Coal | 400.34 | 569.52 | 169.18 | 0 | 0 | 0
Geo | 0 | 0 | 0 | 0 | 0 | 0
H | 0 | 0 | 0 | 0 | 0 | 0
LFG | 0 | 0 | 0 | 0 | 0 | 0
Nuc | 0 | 0 | 0 | 0 | 0 | 0
PS | 0 | 0 | 0 | 0 | 0 | 0
PV | 0 | 0 | 0 | 0 | 0 | 0
PeakG | 0 | 0 | 0 | 0 | 0 | 0
PeakO | 0 | 0 | 0 | 0 | 0 | 0
ST | 0 | 0 | 0 | 0 | 0 | 0
STOG | 0 | 0 | 0 | 0 | 0 | 0
STWD | 0 | 0 | 0 | 0 | 0 | 0
WT | 0 | 0 | 0 | 0 | 0 | 0
IGCC | 0 | 0 | 0 | 0 | 0 | 0
DemandResponse | 0 | 0 | 0 | 0 | 0 | 0
IGCC-CCS | 0 | 0 | 0 | 0 | 0 | 0
WT_off | 0 | 0 | 0 | 0 | 0 | 0
PseudoUnit | 0 | 0 | 0 | 0 | 0 | 0
FixedInterchange | 0 | 0 | 0 | 0 | 0 | 0
Levelized Retrofit Capital Costs by Reporting Type: SPP_N
ReportingType | 2015 | 2020 | 2025 | 2030 | 2035 | 2040
BM | 0 | 0 | 0 | 0 | 0 | 0
CC | 0 | 0 | 0 | 0 | 0 | 0
CSP | 0 | 0 | 0 | 0 | 0 | 0
CT | 0 | 0 | 0 | 0 | 0 | 0
Coal | 0 | 102.58 | 102.58 | 0 | 0 | 0
Geo | 0 | 0 | 0 | 0 | 0 | 0
H | 0 | 0 | 0 | 0 | 0 | 0
LFG | 0 | 0 | 0 | 0 | 0 | 0
Nuc | 0 | 0 | 0 | 0 | 0 | 0
PS | 0 | 0 | 0 | 0 | 0 | 0
PV | 0 | 0 | 0 | 0 | 0 | 0
PeakG | 0 | 0 | 0 | 0 | 0 | 0
PeakO | 0 | 0 | 0 | 0 | 0 | 0
ST | 0 | 0 | 0 | 0 | 0 | 0
STOG | 0 | 0 | 0 | 0 | 0 | 0
STWD | 0 | 0 | 0 | 0 | 0 | 0
WT | 0 | 0 | 0 | 0 | 0 | 0
IGCC | 0 | 0 | 0 | 0 | 0 | 0
DemandResponse | 0 | 0 | 0 | 0 | 0 | 0
IGCC-CCS | 0 | 0 | 0 | 0 | 0 | 0
WT_off | 0 | 0 | 0 | 0 | 0 | 0
PseudoUnit | 0 | 0 | 0 | 0 | 0 | 0
FixedInterchange | 0 | 0 | 0 | 0 | 0 | 0
Levelized Retrofit Capital Costs by Reporting Type: SPP_S
ReportingType | 2015 | 2020 | 2025 | 2030 | 2035 | 2040
BM | 0 | 0 | 0 | 0 | 0 | 0
CC | 0 | 0 | 0 | 0 | 0 | 0
CSP | 0 | 0 | 0 | 0 | 0 | 0
CT | 0 | 0 | 0 | 0 | 0 | 0
Coal | 0 | 187.47 | 187.47 | 0 | 0 | 0
Geo | 0 | 0 | 0 | 0 | 0 | 0
H | 0 | 0 | 0 | 0 | 0 | 0
LFG | 0 | 0 | 0 | 0 | 0 | 0
Nuc | 0 | 0 | 0 | 0 | 0 | 0
PS | 0 | 0 | 0 | 0 | 0 | 0
PV | 0 | 0 | 0 | 0 | 0 | 0
PeakG | 0 | 0 | 0 | 0 | 0 | 0
PeakO | 0 | 0 | 0 | 0 | 0 | 0
ST | 0 | 0 | 0 | 0 | 0 | 0
STOG | 0 | 0 | 0 | 0 | 0 | 0
STWD | 0 | 0 | 0 | 0 | 0 | 0
WT | 0 | 0 | 0 | 0 | 0 | 0
IGCC | 0 | 0 | 0 | 0 | 0 | 0
DemandResponse | 0 | 0 | 0 | 0 | 0 | 0
IGCC-CCS | 0 | 0 | 0 | 0 | 0 | 0
WT_off | 0 | 0 | 0 | 0 | 0 | 0
PseudoUnit | 0 | 0 | 0 | 0 | 0 | 0
FixedInterchange | 0 | 0 | 0 | 0 | 0 | 0
Levelized Retrofit Capital Costs by Reporting Type: TVA
ReportingType | 2015 | 2020 | 2025 | 2030 | 2035 | 2040
BM | 0 | 0 | 0 | 0 | 0 | 0
CC | 0 | 0 | 0 | 0 | 0 | 0
CSP | 0 | 0 | 0 | 0 | 0 | 0
CT | 0 | 0 | 0 | 0 | 0 | 0
Coal | 0 | 243.11 | 243.11 | 0 | 0 | 0
Geo | 0 | 0 | 0 | 0 | 0 | 0
H | 0 | 0 | 0 | 0 | 0 | 0
LFG | 0 | 0 | 0 | 0 | 0 | 0
Nuc | 0 | 0 | 0 | 0 | 0 | 0
PS | 0 | 0 | 0 | 0 | 0 | 0
PV | 0 | 0 | 0 | 0 | 0 | 0
PeakG | 0 | 0 | 0 | 0 | 0 | 0
PeakO | 0 | 0 | 0 | 0 | 0 | 0
ST | 0 | 0 | 0 | 0 | 0 | 0
STOG | 0 | 0 | 0 | 0 | 0 | 0
STWD | 0 | 0 | 0 | 0 | 0 | 0
WT | 0 | 0 | 0 | 0 | 0 | 0
IGCC | 0 | 0 | 0 | 0 | 0 | 0
DemandResponse | 0 | 0 | 0 | 0 | 0 | 0
IGCC-CCS | 0 | 0 | 0 | 0 | 0 | 0
WT_off | 0 | 0 | 0 | 0 | 0 | 0
PseudoUnit | 0 | 0 | 0 | 0 | 0 | 0
FixedInterchange | 0 | 0 | 0 | 0 | 0 | 0
Levelized Retrofit Capital Costs by Reporting Type: TVA_Transmission
ReportingType | 2015 | 2020 | 2025 | 2030 | 2035 | 2040
BM | 0 | 0 | 0 | 0 | 0 | 0
CC | 0 | 0 | 0 | 0 | 0 | 0
CSP | 0 | 0 | 0 | 0 | 0 | 0
CT | 0 | 0 | 0 | 0 | 0 | 0
Coal | 0 | 0 | 0 | 0 | 0 | 0
Geo | 0 | 0 | 0 | 0 | 0 | 0
H | 0 | 0 | 0 | 0 | 0 | 0
LFG | 0 | 0 | 0 | 0 | 0 | 0
Nuc | 0 | 0 | 0 | 0 | 0 | 0
PS | 0 | 0 | 0 | 0 | 0 | 0
PV | 0 | 0 | 0 | 0 | 0 | 0
PeakG | 0 | 0 | 0 | 0 | 0 | 0
PeakO | 0 | 0 | 0 | 0 | 0 | 0
ST | 0 | 0 | 0 | 0 | 0 | 0
STOG | 0 | 0 | 0 | 0 | 0 | 0
STWD | 0 | 0 | 0 | 0 | 0 | 0
WT | 0 | 0 | 0 | 0 | 0 | 0
IGCC | 0 | 0 | 0 | 0 | 0 | 0
DemandResponse | 0 | 0 | 0 | 0 | 0 | 0
IGCC-CCS | 0 | 0 | 0 | 0 | 0 | 0
WT_off | 0 | 0 | 0 | 0 | 0 | 0
PseudoUnit | 0 | 0 | 0 | 0 | 0 | 0
FixedInterchange | 0 | 0 | 0 | 0 | 0 | 0
Levelized Retrofit Capital Costs by Reporting Type: VACAR
ReportingType | 2015 | 2020 | 2025 | 2030 | 2035 | 2040
BM | 0 | 0 | 0 | 0 | 0 | 0
CC | 0 | 0 | 0 | 0 | 0 | 0
CSP | 0 | 0 | 0 | 0 | 0 | 0
CT | 0 | 0 | 0 | 0 | 0 | 0
Coal | 0 | 156.76 | 156.76 | 0 | 0 | 0
Geo | 0 | 0 | 0 | 0 | 0 | 0
H | 0 | 0 | 0 | 0 | 0 | 0
LFG | 0 | 0 | 0 | 0 | 0 | 0
Nuc | 0 | 0 | 0 | 0 | 0 | 0
PS | 0 | 0 | 0 | 0 | 0 | 0
PV | 0 | 0 | 0 | 0 | 0 | 0
PeakG | 0 | 0 | 0 | 0 | 0 | 0
PeakO | 0 | 0 | 0 | 0 | 0 | 0
ST | 0 | 0 | 0 | 0 | 0 | 0
STOG | 0 | 0 | 0 | 0 | 0 | 0
STWD | 0 | 0 | 0 | 0 | 0 | 0
WT | 0 | 0 | 0 | 0 | 0 | 0
IGCC | 0 | 0 | 0 | 0 | 0 | 0
DemandResponse | 0 | 0 | 0 | 0 | 0 | 0
IGCC-CCS | 0 | 0 | 0 | 0 | 0 | 0
WT_off | 0 | 0 | 0 | 0 | 0 | 0
PseudoUnit | 0 | 0 | 0 | 0 | 0 | 0
FixedInterchange | 0 | 0 | 0 | 0 | 0 | 0
Levelized Retrofit Capital Costs by Reporting Type: IESO
ReportingType | 2015 | 2020 | 2025 | 2030 | 2035 | 2040
BM | 0 | 0 | 0 | 0 | 0 | 0
CC | 0 | 0 | 0 | 0 | 0 | 0
CSP | 0 | 0 | 0 | 0 | 0 | 0
CT | 0 | 0 | 0 | 0 | 0 | 0
Coal | 0 | 0 | 0 | 0 | 0 | 0
Geo | 0 | 0 | 0 | 0 | 0 | 0
H | 0 | 0 | 0 | 0 | 0 | 0
LFG | 0 | 0 | 0 | 0 | 0 | 0
Nuc | 0 | 0 | 0 | 0 | 0 | 0
PS | 0 | 0 | 0 | 0 | 0 | 0
PV | 0 | 0 | 0 | 0 | 0 | 0
PeakG | 0 | 0 | 0 | 0 | 0 | 0
PeakO | 0 | 0 | 0 | 0 | 0 | 0
ST | 0 | 0 | 0 | 0 | 0 | 0
STOG | 0 | 0 | 0 | 0 | 0 | 0
STWD | 0 | 0 | 0 | 0 | 0 | 0
WT | 0 | 0 | 0 | 0 | 0 | 0
IGCC | 0 | 0 | 0 | 0 | 0 | 0
DemandResponse | 0 | 0 | 0 | 0 | 0 | 0
IGCC-CCS | 0 | 0 | 0 | 0 | 0 | 0
WT_off | 0 | 0 | 0 | 0 | 0 | 0
PseudoUnit | 0 | 0 | 0 | 0 | 0 | 0
FixedInterchange | 0 | 0 | 0 | 0 | 0 | 0
Levelized Retrofit Capital Costs by Reporting Type: MAPP_CA
ReportingType | 2015 | 2020 | 2025 | 2030 | 2035 | 2040
BM | 0 | 0 | 0 | 0 | 0 | 0
CC | 0 | 0 | 0 | 0 | 0 | 0
CSP | 0 | 0 | 0 | 0 | 0 | 0
CT | 0 | 0 | 0 | 0 | 0 | 0
Coal | 0 | 0 | 0 | 0 | 0 | 0
Geo | 0 | 0 | 0 | 0 | 0 | 0
H | 0 | 0 | 0 | 0 | 0 | 0
LFG | 0 | 0 | 0 | 0 | 0 | 0
Nuc | 0 | 0 | 0 | 0 | 0 | 0
PS | 0 | 0 | 0 | 0 | 0 | 0
PV | 0 | 0 | 0 | 0 | 0 | 0
PeakG | 0 | 0 | 0 | 0 | 0 | 0
PeakO | 0 | 0 | 0 | 0 | 0 | 0
ST | 0 | 0 | 0 | 0 | 0 | 0
STOG | 0 | 0 | 0 | 0 | 0 | 0
STWD | 0 | 0 | 0 | 0 | 0 | 0
WT | 0 | 0 | 0 | 0 | 0 | 0
IGCC | 0 | 0 | 0 | 0 | 0 | 0
DemandResponse | 0 | 0 | 0 | 0 | 0 | 0
IGCC-CCS | 0 | 0 | 0 | 0 | 0 | 0
WT_off | 0 | 0 | 0 | 0 | 0 | 0
PseudoUnit | 0 | 0 | 0 | 0 | 0 | 0
FixedInterchange | 0 | 0 | 0 | 0 | 0 | 0
Levelized Retrofit Capital Costs by Reporting Type: AZ_NM_SNV_Coal
ReportingType | 2015 | 2020 | 2025 | 2030 | 2035 | 2040
BM | 0 | 0 | 0 | 0 | 0 | 0
CC | 0 | 0 | 0 | 0 | 0 | 0
CSP | 0 | 0 | 0 | 0 | 0 | 0
CT | 0 | 0 | 0 | 0 | 0 | 0
Coal | 49.67 | 122 | 89.07 | 0 | 0 | 0
Geo | 0 | 0 | 0 | 0 | 0 | 0
H | 0 | 0 | 0 | 0 | 0 | 0
LFG | 0 | 0 | 0 | 0 | 0 | 0
Nuc | 0 | 0 | 0 | 0 | 0 | 0
PS | 0 | 0 | 0 | 0 | 0 | 0
PV | 0 | 0 | 0 | 0 | 0 | 0
PeakG | 0 | 0 | 0 | 0 | 0 | 0
PeakO | 0 | 0 | 0 | 0 | 0 | 0
ST | 0 | 0 | 0 | 0 | 0 | 0
STOG | 0 | 0 | 0 | 0 | 0 | 0
STWD | 0 | 0 | 0 | 0 | 0 | 0
WT | 0 | 0 | 0 | 0 | 0 | 0
IGCC | 0 | 0 | 0 | 0 | 0 | 0
DemandResponse | 0 | 0 | 0 | 0 | 0 | 0
IGCC-CCS | 0 | 0 | 0 | 0 | 0 | 0
WT_off | 0 | 0 | 0 | 0 | 0 | 0
PseudoUnit | 0 | 0 | 0 | 0 | 0 | 0
FixedInterchange | 0 | 0 | 0 | 0 | 0 | 0
Levelized Retrofit Capital Costs by Reporting Type: AZ_NM_SNV_Gas
ReportingType | 2015 | 2020 | 2025 | 2030 | 2035 | 2040
BM | 0 | 0 | 0 | 0 | 0 | 0
CC | 0 | 0 | 0 | 0 | 0 | 0
CSP | 0 | 0 | 0 | 0 | 0 | 0
CT | 0 | 0 | 0 | 0 | 0 | 0
Coal | 0 | 0 | 0 | 0 | 0 | 0
Geo | 0 | 0 | 0 | 0 | 0 | 0
H | 0 | 0 | 0 | 0 | 0 | 0
LFG | 0 | 0 | 0 | 0 | 0 | 0
Nuc | 0 | 0 | 0 | 0 | 0 | 0
PS | 0 | 0 | 0 | 0 | 0 | 0
PV | 0 | 0 | 0 | 0 | 0 | 0
PeakG | 0 | 0 | 0 | 0 | 0 | 0
PeakO | 0 | 0 | 0 | 0 | 0 | 0
ST | 0 | 0 | 0 | 0 | 0 | 0
STOG | 0 | 0 | 0 | 0 | 0 | 0
STWD | 0 | 0 | 0 | 0 | 0 | 0
WT | 0 | 0 | 0 | 0 | 0 | 0
IGCC | 0 | 0 | 0 | 0 | 0 | 0
DemandResponse | 0 | 0 | 0 | 0 | 0 | 0
IGCC-CCS | 0 | 0 | 0 | 0 | 0 | 0
WT_off | 0 | 0 | 0 | 0 | 0 | 0
PseudoUnit | 0 | 0 | 0 | 0 | 0 | 0
FixedInterchange | 0 | 0 | 0 | 0 | 0 | 0
Levelized Retrofit Capital Costs by Reporting Type: AZ_NM_SNV_NucRenew
ReportingType | 2015 | 2020 | 2025 | 2030 | 2035 | 2040
BM | 0 | 0 | 0 | 0 | 0 | 0
CC | 0 | 0 | 0 | 0 | 0 | 0
CSP | 0 | 0 | 0 | 0 | 0 | 0
CT | 0 | 0 | 0 | 0 | 0 | 0
Coal | 0 | 0 | 0 | 0 | 0 | 0
Geo | 0 | 0 | 0 | 0 | 0 | 0
H | 0 | 0 | 0 | 0 | 0 | 0
LFG | 0 | 0 | 0 | 0 | 0 | 0
Nuc | 0 | 0 | 0 | 0 | 0 | 0
PS | 0 | 0 | 0 | 0 | 0 | 0
PV | 0 | 0 | 0 | 0 | 0 | 0
PeakG | 0 | 0 | 0 | 0 | 0 | 0
PeakO | 0 | 0 | 0 | 0 | 0 | 0
ST | 0 | 0 | 0 | 0 | 0 | 0
STOG | 0 | 0 | 0 | 0 | 0 | 0
STWD | 0 | 0 | 0 | 0 | 0 | 0
WT | 0 | 0 | 0 | 0 | 0 | 0
IGCC | 0 | 0 | 0 | 0 | 0 | 0
DemandResponse | 0 | 0 | 0 | 0 | 0 | 0
IGCC-CCS | 0 | 0 | 0 | 0 | 0 | 0
WT_off | 0 | 0 | 0 | 0 | 0 | 0
PseudoUnit | 0 | 0 | 0 | 0 | 0 | 0
FixedInterchange | 0 | 0 | 0 | 0 | 0 | 0
Levelized Retrofit Capital Costs by Reporting Type: ERCOT
ReportingType | 2015 | 2020 | 2025 | 2030 | 2035 | 2040
BM | 0 | 0 | 0 | 0 | 0 | 0
CC | 0 | 0 | 0 | 0 | 0 | 0
CSP | 0 | 0 | 0 | 0 | 0 | 0
CT | 0 | 0 | 0 | 0 | 0 | 0
Coal | 82.51 | 271.76 | 271.76 | 0 | 0 | 0
Geo | 0 | 0 | 0 | 0 | 0 | 0
H | 0 | 0 | 0 | 0 | 0 | 0
LFG | 0 | 0 | 0 | 0 | 0 | 0
Nuc | 0 | 0 | 0 | 0 | 0 | 0
PS | 0 | 0 | 0 | 0 | 0 | 0
PV | 0 | 0 | 0 | 0 | 0 | 0
PeakG | 0 | 0 | 0 | 0 | 0 | 0
PeakO | 0 | 0 | 0 | 0 | 0 | 0
ST | 0 | 0 | 0 | 0 | 0 | 0
STOG | 0 | 0 | 0 | 0 | 0 | 0
STWD | 0 | 0 | 0 | 0 | 0 | 0
WT | 0 | 0 | 0 | 0 | 0 | 0
IGCC | 0 | 0 | 0 | 0 | 0 | 0
DemandResponse | 0 | 0 | 0 | 0 | 0 | 0
IGCC-CCS | 0 | 0 | 0 | 0 | 0 | 0
WT_off | 0 | 0 | 0 | 0 | 0 | 0
PseudoUnit | 0 | 0 | 0 | 0 | 0 | 0
FixedInterchange | 0 | 0 | 0 | 0 | 0 | 0
Levelized Retrofit Capital Costs by Reporting Type: NP15
ReportingType | 2015 | 2020 | 2025 | 2030 | 2035 | 2040
BM | 0 | 0 | 0 | 0 | 0 | 0
CC | 0 | 0 | 0 | 0 | 0 | 0
CSP | 0 | 0 | 0 | 0 | 0 | 0
CT | 0 | 0 | 0 | 0 | 0 | 0
Coal | 0 | 0 | 0 | 0 | 0 | 0
Geo | 0 | 0 | 0 | 0 | 0 | 0
H | 0 | 0 | 0 | 0 | 0 | 0
LFG | 0 | 0 | 0 | 0 | 0 | 0
Nuc | 0 | 0 | 0 | 0 | 0 | 0
PS | 0 | 0 | 0 | 0 | 0 | 0
PV | 0 | 0 | 0 | 0 | 0 | 0
PeakG | 0 | 0 | 0 | 0 | 0 | 0
PeakO | 0 | 0 | 0 | 0 | 0 | 0
ST | 0 | 0 | 0 | 0 | 0 | 0
STOG | 0 | 0 | 0 | 0 | 0 | 0
STWD | 0 | 0 | 0 | 0 | 0 | 0
WT | 0 | 0 | 0 | 0 | 0 | 0
IGCC | 0 | 0 | 0 | 0 | 0 | 0
DemandResponse | 0 | 0 | 0 | 0 | 0 | 0
IGCC-CCS | 0 | 0 | 0 | 0 | 0 | 0
WT_off | 0 | 0 | 0 | 0 | 0 | 0
PseudoUnit | 0 | 0 | 0 | 0 | 0 | 0
FixedInterchange | 0 | 0 | 0 | 0 | 0 | 0
Levelized Retrofit Capital Costs by Reporting Type: NWPP_Coal
ReportingType | 2015 | 2020 | 2025 | 2030 | 2035 | 2040
BM | 0 | 0 | 0 | 0 | 0 | 0
CC | 0 | 0 | 0 | 0 | 0 | 0
CSP | 0 | 0 | 0 | 0 | 0 | 0
CT | 0 | 0 | 0 | 0 | 0 | 0
Coal | 0 | 173.87 | 173.87 | 0 | 0 | 0
Geo | 0 | 0 | 0 | 0 | 0 | 0
H | 0 | 0 | 0 | 0 | 0 | 0
LFG | 0 | 0 | 0 | 0 | 0 | 0
Nuc | 0 | 0 | 0 | 0 | 0 | 0
PS | 0 | 0 | 0 | 0 | 0 | 0
PV | 0 | 0 | 0 | 0 | 0 | 0
PeakG | 0 | 0 | 0 | 0 | 0 | 0
PeakO | 0 | 0 | 0 | 0 | 0 | 0
ST | 0 | 0 | 0 | 0 | 0 | 0
STOG | 0 | 0 | 0 | 0 | 0 | 0
STWD | 0 | 0 | 0 | 0 | 0 | 0
WT | 0 | 0 | 0 | 0 | 0 | 0
IGCC | 0 | 0 | 0 | 0 | 0 | 0
DemandResponse | 0 | 0 | 0 | 0 | 0 | 0
IGCC-CCS | 0 | 0 | 0 | 0 | 0 | 0
WT_off | 0 | 0 | 0 | 0 | 0 | 0
PseudoUnit | 0 | 0 | 0 | 0 | 0 | 0
FixedInterchange | 0 | 0 | 0 | 0 | 0 | 0
Levelized Retrofit Capital Costs by Reporting Type: NWPP_Gas
ReportingType | 2015 | 2020 | 2025 | 2030 | 2035 | 2040
BM | 0 | 0 | 0 | 0 | 0 | 0
CC | 0 | 0 | 0 | 0 | 0 | 0
CSP | 0 | 0 | 0 | 0 | 0 | 0
CT | 0 | 0 | 0 | 0 | 0 | 0
Coal | 0 | 0 | 0 | 0 | 0 | 0
Geo | 0 | 0 | 0 | 0 | 0 | 0
H | 0 | 0 | 0 | 0 | 0 | 0
LFG | 0 | 0 | 0 | 0 | 0 | 0
Nuc | 0 | 0 | 0 | 0 | 0 | 0
PS | 0 | 0 | 0 | 0 | 0 | 0
PV | 0 | 0 | 0 | 0 | 0 | 0
PeakG | 0 | 0 | 0 | 0 | 0 | 0
PeakO | 0 | 0 | 0 | 0 | 0 | 0
ST | 0 | 0 | 0 | 0 | 0 | 0
STOG | 0 | 0 | 0 | 0 | 0 | 0
STWD | 0 | 0 | 0 | 0 | 0 | 0
WT | 0 | 0 | 0 | 0 | 0 | 0
IGCC | 0 | 0 | 0 | 0 | 0 | 0
DemandResponse | 0 | 0 | 0 | 0 | 0 | 0
IGCC-CCS | 0 | 0 | 0 | 0 | 0 | 0
WT_off | 0 | 0 | 0 | 0 | 0 | 0
PseudoUnit | 0 | 0 | 0 | 0 | 0 | 0
FixedInterchange | 0 | 0 | 0 | 0 | 0 | 0
Levelized Retrofit Capital Costs by Reporting Type: NWPP_NucRenew
ReportingType | 2015 | 2020 | 2025 | 2030 | 2035 | 2040
BM | 0 | 0 | 0 | 0 | 0 | 0
CC | 0 | 0 | 0 | 0 | 0 | 0
CSP | 0 | 0 | 0 | 0 | 0 | 0
CT | 0 | 0 | 0 | 0 | 0 | 0
Coal | 0 | 0 | 0 | 0 | 0 | 0
Geo | 0 | 0 | 0 | 0 | 0 | 0
H | 0 | 0 | 0 | 0 | 0 | 0
LFG | 0 | 0 | 0 | 0 | 0 | 0
Nuc | 0 | 0 | 0 | 0 | 0 | 0
PS | 0 | 0 | 0 | 0 | 0 | 0
PV | 0 | 0 | 0 | 0 | 0 | 0
PeakG | 0 | 0 | 0 | 0 | 0 | 0
PeakO | 0 | 0 | 0 | 0 | 0 | 0
ST | 0 | 0 | 0 | 0 | 0 | 0
STOG | 0 | 0 | 0 | 0 | 0 | 0
STWD | 0 | 0 | 0 | 0 | 0 | 0
WT | 0 | 0 | 0 | 0 | 0 | 0
IGCC | 0 | 0 | 0 | 0 | 0 | 0
DemandResponse | 0 | 0 | 0 | 0 | 0 | 0
IGCC-CCS | 0 | 0 | 0 | 0 | 0 | 0
WT_off | 0 | 0 | 0 | 0 | 0 | 0
PseudoUnit | 0 | 0 | 0 | 0 | 0 | 0
FixedInterchange | 0 | 0 | 0 | 0 | 0 | 0
Levelized Retrofit Capital Costs by Reporting Type: RMPA
ReportingType | 2015 | 2020 | 2025 | 2030 | 2035 | 2040
BM | 0 | 0 | 0 | 0 | 0 | 0
CC | 0 | 0 | 0 | 0 | 0 | 0
CSP | 0 | 0 | 0 | 0 | 0 | 0
CT | 0 | 0 | 0 | 0 | 0 | 0
Coal | 29.1 | 91.53 | 91.53 | 0 | 0 | 0
Geo | 0 | 0 | 0 | 0 | 0 | 0
H | 0 | 0 | 0 | 0 | 0 | 0
LFG | 0 | 0 | 0 | 0 | 0 | 0
Nuc | 0 | 0 | 0 | 0 | 0 | 0
PS | 0 | 0 | 0 | 0 | 0 | 0
PV | 0 | 0 | 0 | 0 | 0 | 0
PeakG | 0 | 0 | 0 | 0 | 0 | 0
PeakO | 0 | 0 | 0 | 0 | 0 | 0
ST | 0 | 0 | 0 | 0 | 0 | 0
STOG | 0 | 0 | 0 | 0 | 0 | 0
STWD | 0 | 0 | 0 | 0 | 0 | 0
WT | 0 | 0 | 0 | 0 | 0 | 0
IGCC | 0 | 0 | 0 | 0 | 0 | 0
DemandResponse | 0 | 0 | 0 | 0 | 0 | 0
IGCC-CCS | 0 | 0 | 0 | 0 | 0 | 0
WT_off | 0 | 0 | 0 | 0 | 0 | 0
PseudoUnit | 0 | 0 | 0 | 0 | 0 | 0
FixedInterchange | 0 | 0 | 0 | 0 | 0 | 0
Levelized Retrofit Capital Costs by Reporting Type: SP15
ReportingType | 2015 | 2020 | 2025 | 2030 | 2035 | 2040
BM | 0 | 0 | 0 | 0 | 0 | 0
CC | 0 | 0 | 0 | 0 | 0 | 0
CSP | 0 | 0 | 0 | 0 | 0 | 0
CT | 0 | 0 | 0 | 0 | 0 | 0
Coal | 0 | 2.92 | 2.92 | 0 | 0 | 0
Geo | 0 | 0 | 0 | 0 | 0 | 0
H | 0 | 0 | 0 | 0 | 0 | 0
LFG | 0 | 0 | 0 | 0 | 0 | 0
Nuc | 0 | 0 | 0 | 0 | 0 | 0
PS | 0 | 0 | 0 | 0 | 0 | 0
PV | 0 | 0 | 0 | 0 | 0 | 0
PeakG | 0 | 0 | 0 | 0 | 0 | 0
PeakO | 0 | 0 | 0 | 0 | 0 | 0
ST | 0 | 0 | 0 | 0 | 0 | 0
STOG | 0 | 0 | 0 | 0 | 0 | 0
STWD | 0 | 0 | 0 | 0 | 0 | 0
WT | 0 | 0 | 0 | 0 | 0 | 0
IGCC | 0 | 0 | 0 | 0 | 0 | 0
DemandResponse | 0 | 0 | 0 | 0 | 0 | 0
IGCC-CCS | 0 | 0 | 0 | 0 | 0 | 0
WT_off | 0 | 0 | 0 | 0 | 0 | 0
PseudoUnit | 0 | 0 | 0 | 0 | 0 | 0
FixedInterchange | 0 | 0 | 0 | 0 | 0 | 0
Levelized Retrofit Capital Costs by Reporting Type: ALB
ReportingType | 2015 | 2020 | 2025 | 2030 | 2035 | 2040
BM | 0 | 0 | 0 | 0 | 0 | 0
CC | 0 | 0 | 0 | 0 | 0 | 0
CSP | 0 | 0 | 0 | 0 | 0 | 0
CT | 0 | 0 | 0 | 0 | 0 | 0
Coal | 0 | 0 | 0 | 0 | 0 | 0
Geo | 0 | 0 | 0 | 0 | 0 | 0
H | 0 | 0 | 0 | 0 | 0 | 0
LFG | 0 | 0 | 0 | 0 | 0 | 0
Nuc | 0 | 0 | 0 | 0 | 0 | 0
PS | 0 | 0 | 0 | 0 | 0 | 0
PV | 0 | 0 | 0 | 0 | 0 | 0
PeakG | 0 | 0 | 0 | 0 | 0 | 0
PeakO | 0 | 0 | 0 | 0 | 0 | 0
ST | 0 | 0 | 0 | 0 | 0 | 0
STOG | 0 | 0 | 0 | 0 | 0 | 0
STWD | 0 | 0 | 0 | 0 | 0 | 0
WT | 0 | 0 | 0 | 0 | 0 | 0
IGCC | 0 | 0 | 0 | 0 | 0 | 0
DemandResponse | 0 | 0 | 0 | 0 | 0 | 0
IGCC-CCS | 0 | 0 | 0 | 0 | 0 | 0
WT_off | 0 | 0 | 0 | 0 | 0 | 0
PseudoUnit | 0 | 0 | 0 | 0 | 0 | 0
FixedInterchange | 0 | 0 | 0 | 0 | 0 | 0
Levelized Retrofit Capital Costs by Reporting Type: BC
ReportingType | 2015 | 2020 | 2025 | 2030 | 2035 | 2040
BM | 0 | 0 | 0 | 0 | 0 | 0
CC | 0 | 0 | 0 | 0 | 0 | 0
CSP | 0 | 0 | 0 | 0 | 0 | 0
CT | 0 | 0 | 0 | 0 | 0 | 0
Coal | 0 | 0 | 0 | 0 | 0 | 0
Geo | 0 | 0 | 0 | 0 | 0 | 0
H | 0 | 0 | 0 | 0 | 0 | 0
LFG | 0 | 0 | 0 | 0 | 0 | 0
Nuc | 0 | 0 | 0 | 0 | 0 | 0
PS | 0 | 0 | 0 | 0 | 0 | 0
PV | 0 | 0 | 0 | 0 | 0 | 0
PeakG | 0 | 0 | 0 | 0 | 0 | 0
PeakO | 0 | 0 | 0 | 0 | 0 | 0
ST | 0 | 0 | 0 | 0 | 0 | 0
STOG | 0 | 0 | 0 | 0 | 0 | 0
STWD | 0 | 0 | 0 | 0 | 0 | 0
WT | 0 | 0 | 0 | 0 | 0 | 0
IGCC | 0 | 0 | 0 | 0 | 0 | 0
DemandResponse | 0 | 0 | 0 | 0 | 0 | 0
IGCC-CCS | 0 | 0 | 0 | 0 | 0 | 0
WT_off | 0 | 0 | 0 | 0 | 0 | 0
PseudoUnit | 0 | 0 | 0 | 0 | 0 | 0
FixedInterchange | 0 | 0 | 0 | 0 | 0 | 0
Levelized Retrofit Capital Costs by Reporting Type: HQ_IESO
ReportingType | 2015 | 2020 | 2025 | 2030 | 2035 | 2040
BM | 0 | 0 | 0 | 0 | 0 | 0
CC | 0 | 0 | 0 | 0 | 0 | 0
CSP | 0 | 0 | 0 | 0 | 0 | 0
CT | 0 | 0 | 0 | 0 | 0 | 0
Coal | 0 | 0 | 0 | 0 | 0 | 0
Geo | 0 | 0 | 0 | 0 | 0 | 0
H | 0 | 0 | 0 | 0 | 0 | 0
LFG | 0 | 0 | 0 | 0 | 0 | 0
Nuc | 0 | 0 | 0 | 0 | 0 | 0
PS | 0 | 0 | 0 | 0 | 0 | 0
PV | 0 | 0 | 0 | 0 | 0 | 0
PeakG | 0 | 0 | 0 | 0 | 0 | 0
PeakO | 0 | 0 | 0 | 0 | 0 | 0
ST | 0 | 0 | 0 | 0 | 0 | 0
STOG | 0 | 0 | 0 | 0 | 0 | 0
STWD | 0 | 0 | 0 | 0 | 0 | 0
WT | 0 | 0 | 0 | 0 | 0 | 0
IGCC | 0 | 0 | 0 | 0 | 0 | 0
DemandResponse | 0 | 0 | 0 | 0 | 0 | 0
IGCC-CCS | 0 | 0 | 0 | 0 | 0 | 0
WT_off | 0 | 0 | 0 | 0 | 0 | 0
PseudoUnit | 0 | 0 | 0 | 0 | 0 | 0
FixedInterchange | 0 | 0 | 0 | 0 | 0 | 0
Levelized Retrofit Capital Costs by Reporting Type: HQ_NEISO
ReportingType | 2015 | 2020 | 2025 | 2030 | 2035 | 2040
BM | 0 | 0 | 0 | 0 | 0 | 0
CC | 0 | 0 | 0 | 0 | 0 | 0
CSP | 0 | 0 | 0 | 0 | 0 | 0
CT | 0 | 0 | 0 | 0 | 0 | 0
Coal | 0 | 0 | 0 | 0 | 0 | 0
Geo | 0 | 0 | 0 | 0 | 0 | 0
H | 0 | 0 | 0 | 0 | 0 | 0
LFG | 0 | 0 | 0 | 0 | 0 | 0
Nuc | 0 | 0 | 0 | 0 | 0 | 0
PS | 0 | 0 | 0 | 0 | 0 | 0
PV | 0 | 0 | 0 | 0 | 0 | 0
PeakG | 0 | 0 | 0 | 0 | 0 | 0
PeakO | 0 | 0 | 0 | 0 | 0 | 0
ST | 0 | 0 | 0 | 0 | 0 | 0
STOG | 0 | 0 | 0 | 0 | 0 | 0
STWD | 0 | 0 | 0 | 0 | 0 | 0
WT | 0 | 0 | 0 | 0 | 0 | 0
IGCC | 0 | 0 | 0 | 0 | 0 | 0
DemandResponse | 0 | 0 | 0 | 0 | 0 | 0
IGCC-CCS | 0 | 0 | 0 | 0 | 0 | 0
WT_off | 0 | 0 | 0 | 0 | 0 | 0
PseudoUnit | 0 | 0 | 0 | 0 | 0 | 0
FixedInterchange | 0 | 0 | 0 | 0 | 0 | 0
Levelized Retrofit Capital Costs by Reporting Type: HQ_NY
ReportingType | 2015 | 2020 | 2025 | 2030 | 2035 | 2040
BM | 0 | 0 | 0 | 0 | 0 | 0
CC | 0 | 0 | 0 | 0 | 0 | 0
CSP | 0 | 0 | 0 | 0 | 0 | 0
CT | 0 | 0 | 0 | 0 | 0 | 0
Coal | 0 | 0 | 0 | 0 | 0 | 0
Geo | 0 | 0 | 0 | 0 | 0 | 0
H | 0 | 0 | 0 | 0 | 0 | 0
LFG | 0 | 0 | 0 | 0 | 0 | 0
Nuc | 0 | 0 | 0 | 0 | 0 | 0
PS | 0 | 0 | 0 | 0 | 0 | 0
PV | 0 | 0 | 0 | 0 | 0 | 0
PeakG | 0 | 0 | 0 | 0 | 0 | 0
PeakO | 0 | 0 | 0 | 0 | 0 | 0
ST | 0 | 0 | 0 | 0 | 0 | 0
STOG | 0 | 0 | 0 | 0 | 0 | 0
STWD | 0 | 0 | 0 | 0 | 0 | 0
WT | 0 | 0 | 0 | 0 | 0 | 0
IGCC | 0 | 0 | 0 | 0 | 0 | 0
DemandResponse | 0 | 0 | 0 | 0 | 0 | 0
IGCC-CCS | 0 | 0 | 0 | 0 | 0 | 0
WT_off | 0 | 0 | 0 | 0 | 0 | 0
PseudoUnit | 0 | 0 | 0 | 0 | 0 | 0
FixedInterchange | 0 | 0 | 0 | 0 | 0 | 0
Levelized Retrofit Capital Costs by Reporting Type: MARITIMES
ReportingType | 2015 | 2020 | 2025 | 2030 | 2035 | 2040
BM | 0 | 0 | 0 | 0 | 0 | 0
CC | 0 | 0 | 0 | 0 | 0 | 0
CSP | 0 | 0 | 0 | 0 | 0 | 0
CT | 0 | 0 | 0 | 0 | 0 | 0
Coal | 0 | 0 | 0 | 0 | 0 | 0
Geo | 0 | 0 | 0 | 0 | 0 | 0
H | 0 | 0 | 0 | 0 | 0 | 0
LFG | 0 | 0 | 0 | 0 | 0 | 0
Nuc | 0 | 0 | 0 | 0 | 0 | 0
PS | 0 | 0 | 0 | 0 | 0 | 0
PV | 0 | 0 | 0 | 0 | 0 | 0
PeakG | 0 | 0 | 0 | 0 | 0 | 0
PeakO | 0 | 0 | 0 | 0 | 0 | 0
ST | 0 | 0 | 0 | 0 | 0 | 0
STOG | 0 | 0 | 0 | 0 | 0 | 0
STWD | 0 | 0 | 0 | 0 | 0 | 0
WT | 0 | 0 | 0 | 0 | 0 | 0
IGCC | 0 | 0 | 0 | 0 | 0 | 0
DemandResponse | 0 | 0 | 0 | 0 | 0 | 0
IGCC-CCS | 0 | 0 | 0 | 0 | 0 | 0
WT_off | 0 | 0 | 0 | 0 | 0 | 0
PseudoUnit | 0 | 0 | 0 | 0 | 0 | 0
FixedInterchange | 0 | 0 | 0 | 0 | 0 | 0
Levelized Retrofit Capital Costs by Reporting Type: All
ReportingType | 2015 | 2020 | 2025 | 2030 | 2035 | 2040
BM | 0 | 0 | 0 | 0 | 0 | 0
CC | 0 | 0 | 0 | 0 | 0 | 0
CSP | 0 | 0 | 0 | 0 | 0 | 0
CT | 0 | 0 | 0 | 0 | 0 | 0
Coal | 1184.41 | 5154.89 | 4321.22 | 0 | 0 | 0
Geo | 0 | 0 | 0 | 0 | 0 | 0
H | 0 | 0 | 0 | 0 | 0 | 0
LFG | 0 | 0 | 0 | 0 | 0 | 0
Nuc | 0 | 0 | 0 | 0 | 0 | 0
PS | 0 | 0 | 0 | 0 | 0 | 0
PV | 0 | 0 | 0 | 0 | 0 | 0
PeakG | 0 | 0 | 0 | 0 | 0 | 0
PeakO | 0 | 0 | 0 | 0 | 0 | 0
ST | 0 | 0 | 0 | 0 | 0 | 0
STOG | 0 | 0 | 0 | 0 | 0 | 0
STWD | 0 | 0 | 0 | 0 | 0 | 0
WT | 0 | 0 | 0 | 0 | 0 | 0
IGCC | 0 | 0 | 0 | 0 | 0 | 0
DemandResponse | 0 | 0 | 0 | 0 | 0 | 0
IGCC-CCS | 0 | 0 | 0 | 0 | 0 | 0
WT_off | 0 | 0 | 0 | 0 | 0 | 0
PseudoUnit | 0 | 0 | 0 | 0 | 0 | 0
FixedInterchange | 0 | 0 | 0 | 0 | 0 | 0
Levelized Retrofit Capital Costs by Reporting Type: EI_US
ReportingType | 2015 | 2020 | 2025 | 2030 | 2035 | 2040
BM | 0 | 0 | 0 | 0 | 0 | 0
CC | 0 | 0 | 0 | 0 | 0 | 0
CSP | 0 | 0 | 0 | 0 | 0 | 0
CT | 0 | 0 | 0 | 0 | 0 | 0
Coal | 1023.13 | 4492.81 | 3692.07 | 0 | 0 | 0
Geo | 0 | 0 | 0 | 0 | 0 | 0
H | 0 | 0 | 0 | 0 | 0 | 0
LFG | 0 | 0 | 0 | 0 | 0 | 0
Nuc | 0 | 0 | 0 | 0 | 0 | 0
PS | 0 | 0 | 0 | 0 | 0 | 0
PV | 0 | 0 | 0 | 0 | 0 | 0
PeakG | 0 | 0 | 0 | 0 | 0 | 0
PeakO | 0 | 0 | 0 | 0 | 0 | 0
ST | 0 | 0 | 0 | 0 | 0 | 0
STOG | 0 | 0 | 0 | 0 | 0 | 0
STWD | 0 | 0 | 0 | 0 | 0 | 0
WT | 0 | 0 | 0 | 0 | 0 | 0
IGCC | 0 | 0 | 0 | 0 | 0 | 0
DemandResponse | 0 | 0 | 0 | 0 | 0 | 0
IGCC-CCS | 0 | 0 | 0 | 0 | 0 | 0
WT_off | 0 | 0 | 0 | 0 | 0 | 0
PseudoUnit | 0 | 0 | 0 | 0 | 0 | 0
FixedInterchange | 0 | 0 | 0 | 0 | 0 | 0
Levelized Retrofit Capital Costs by Reporting Type: EI_Canada
ReportingType | 2015 | 2020 | 2025 | 2030 | 2035 | 2040
BM | 0 | 0 | 0 | 0 | 0 | 0
CC | 0 | 0 | 0 | 0 | 0 | 0
CSP | 0 | 0 | 0 | 0 | 0 | 0
CT | 0 | 0 | 0 | 0 | 0 | 0
Coal | 0 | 0 | 0 | 0 | 0 | 0
Geo | 0 | 0 | 0 | 0 | 0 | 0
H | 0 | 0 | 0 | 0 | 0 | 0
LFG | 0 | 0 | 0 | 0 | 0 | 0
Nuc | 0 | 0 | 0 | 0 | 0 | 0
PS | 0 | 0 | 0 | 0 | 0 | 0
PV | 0 | 0 | 0 | 0 | 0 | 0
PeakG | 0 | 0 | 0 | 0 | 0 | 0
PeakO | 0 | 0 | 0 | 0 | 0 | 0
ST | 0 | 0 | 0 | 0 | 0 | 0
STOG | 0 | 0 | 0 | 0 | 0 | 0
STWD | 0 | 0 | 0 | 0 | 0 | 0
WT | 0 | 0 | 0 | 0 | 0 | 0
IGCC | 0 | 0 | 0 | 0 | 0 | 0
DemandResponse | 0 | 0 | 0 | 0 | 0 | 0
IGCC-CCS | 0 | 0 | 0 | 0 | 0 | 0
WT_off | 0 | 0 | 0 | 0 | 0 | 0
PseudoUnit | 0 | 0 | 0 | 0 | 0 | 0
FixedInterchange | 0 | 0 | 0 | 0 | 0 | 0
Levelized Retrofit Capital Costs by Reporting Type: EI
ReportingType | 2015 | 2020 | 2025 | 2030 | 2035 | 2040
BM | 0 | 0 | 0 | 0 | 0 | 0
CC | 0 | 0 | 0 | 0 | 0 | 0
CSP | 0 | 0 | 0 | 0 | 0 | 0
CT | 0 | 0 | 0 | 0 | 0 | 0
Coal | 1023.13 | 4492.81 | 3692.07 | 0 | 0 | 0
Geo | 0 | 0 | 0 | 0 | 0 | 0
H | 0 | 0 | 0 | 0 | 0 | 0
LFG | 0 | 0 | 0 | 0 | 0 | 0
Nuc | 0 | 0 | 0 | 0 | 0 | 0
PS | 0 | 0 | 0 | 0 | 0 | 0
PV | 0 | 0 | 0 | 0 | 0 | 0
PeakG | 0 | 0 | 0 | 0 | 0 | 0
PeakO | 0 | 0 | 0 | 0 | 0 | 0
ST | 0 | 0 | 0 | 0 | 0 | 0
STOG | 0 | 0 | 0 | 0 | 0 | 0
STWD | 0 | 0 | 0 | 0 | 0 | 0
WT | 0 | 0 | 0 | 0 | 0 | 0
IGCC | 0 | 0 | 0 | 0 | 0 | 0
DemandResponse | 0 | 0 | 0 | 0 | 0 | 0
IGCC-CCS | 0 | 0 | 0 | 0 | 0 | 0
WT_off | 0 | 0 | 0 | 0 | 0 | 0
PseudoUnit | 0 | 0 | 0 | 0 | 0 | 0
FixedInterchange | 0 | 0 | 0 | 0 | 0 | 0
Levelized Retrofit Capital Costs by Reporting Type: Outside_EI
ReportingType | 2015 | 2020 | 2025 | 2030 | 2035 | 2040
BM | 0 | 0 | 0 | 0 | 0 | 0
CC | 0 | 0 | 0 | 0 | 0 | 0
CSP | 0 | 0 | 0 | 0 | 0 | 0
CT | 0 | 0 | 0 | 0 | 0 | 0
Coal | 161.28 | 662.08 | 629.15 | 0 | 0 | 0
Geo | 0 | 0 | 0 | 0 | 0 | 0
H | 0 | 0 | 0 | 0 | 0 | 0
LFG | 0 | 0 | 0 | 0 | 0 | 0
Nuc | 0 | 0 | 0 | 0 | 0 | 0
PS | 0 | 0 | 0 | 0 | 0 | 0
PV | 0 | 0 | 0 | 0 | 0 | 0
PeakG | 0 | 0 | 0 | 0 | 0 | 0
PeakO | 0 | 0 | 0 | 0 | 0 | 0
ST | 0 | 0 | 0 | 0 | 0 | 0
STOG | 0 | 0 | 0 | 0 | 0 | 0
STWD | 0 | 0 | 0 | 0 | 0 | 0
WT | 0 | 0 | 0 | 0 | 0 | 0
IGCC | 0 | 0 | 0 | 0 | 0 | 0
DemandResponse | 0 | 0 | 0 | 0 | 0 | 0
IGCC-CCS | 0 | 0 | 0 | 0 | 0 | 0
WT_off | 0 | 0 | 0 | 0 | 0 | 0
PseudoUnit | 0 | 0 | 0 | 0 | 0 | 0
FixedInterchange | 0 | 0 | 0 | 0 | 0 | 0
#14 | Total Costs ($million)
Total Costs by Reporting Type: Entergy
ReportingType | 2015 | 2020 | 2025 | 2030 | 2035 | 2040
BM | 0 | 0 | 0 | 0 | 0 | 0
CC | 2934.62 | 3556.48 | 1719.12 | 1218.37 | 1434.21 | 1506.53
CSP | 0 | 0 | 0 | 0 | 0 | 0
CT | 0 | 0 | 0 | 19.92 | 33.77 | 171.83
Coal | 2428.99 | 2845.94 | 2608.78 | 2161.57 | 2442.71 | 2812.82
Geo | 0 | 0 | 0 | 0 | 0 | 0
H | 10.6 | 10.6 | 10.6 | 10.6 | 10.6 | 10.6
LFG | 0.97 | 0.97 | 0.97 | 43.07 | 43.07 | 43.07
Nuc | 1262.64 | 1285.77 | 1294.03 | 1301.93 | 1099.75 | 1464.17
PS | 1.4 | 1.4 | 1.4 | 1.4 | 1.4 | 1.4
PV | 0.14 | 31.17 | 46.75 | 48.25 | 49.79 | 21
PeakG | 47.54 | 69.98 | 49.29 | 63.1 | 67 | 67
PeakO | 4.42 | 5.87 | 5.08 | 5.22 | 5.22 | 5.22
ST | 0 | 0 | 0 | 0 | 0 | 0
STOG | 256.26 | 295.69 | 268.37 | 226.05 | 285.35 | 299.16
STWD | 6.6 | 20.25 | 13.54 | 13.83 | 18.73 | 25.48
WT | 3.67 | 3.67 | 3.67 | 3.67 | 3.67 | 32.01
IGCC | 0 | 0 | 0 | 0 | 0 | 0
DemandResponse | 0 | 0 | 0 | 0 | 0 | 0
IGCC-CCS | 0 | 0 | 0 | 0 | 0 | 0
WT_off | 0 | 0 | 0 | 0 | 0 | 0
PseudoUnit | 0 | 0 | 0 | 0 | 0 | 0
FixedInterchange | 0 | 0 | 0 | 0 | 0 | 0
Total Costs by Reporting Type: FRCC
ReportingType | 2015 | 2020 | 2025 | 2030 | 2035 | 2040
BM | 0 | 0 | 0 | 0 | 0 | 0
CC | 7411.32 | 9114.01 | 9827.01 | 10398.21 | 14882.9 | 18351.27
CSP | 0 | 0 | 0 | 0 | 0 | 0
CT | 277.21 | 286.01 | 289.73 | 292.64 | 104.19 | 105.94
Coal | 3024.3 | 3007.78 | 3094.15 | 3140.47 | 3255.69 | 3335.99
Geo | 0 | 0 | 0 | 0 | 0 | 0
H | 0.78 | 0.78 | 0.78 | 0.78 | 0.78 | 0.78
LFG | 58.68 | 58.68 | 137.08 | 137.08 | 137.08 | 137.08
Nuc | 960.37 | 1000.19 | 984.15 | 990.13 | 1182.7 | 448.91
PS | 0 | 0 | 0 | 0 | 0 | 0
PV | 0.75 | 0.75 | 0.75 | 0.75 | 0.75 | 0.75
PeakG | 181.87 | 262.57 | 233.22 | 289.68 | 252.91 | 248.71
PeakO | 64.61 | 83.43 | 68.43 | 68.43 | 68.43 | 68.43
ST | 0 | 0 | 0 | 0 | 0 | 0
STOG | 428.4 | 325.28 | 309.41 | 317.52 | 330.71 | 268.16
STWD | 6.25 | 111.9 | 110.46 | 110.46 | 110.46 | 110.46
WT | 0 | 0 | 0 | 0 | 0 | 0
IGCC | 0 | 0 | 0 | 0 | 0 | 0
DemandResponse | 0 | 0 | 0 | 0 | 0 | 0
IGCC-CCS | 0 | 0 | 0 | 0 | 0 | 0
WT_off | 0 | 0 | 0 | 0 | 0 | 0
PseudoUnit | 0 | 0 | 0 | 0 | 0 | 0
FixedInterchange | 0 | 0 | 0 | 0 | 0 | 0
Total Costs by Reporting Type: MAPP_US
ReportingType | 2015 | 2020 | 2025 | 2030 | 2035 | 2040
BM | 0 | 0 | 0 | 0 | 0 | 0
CC | 17.59 | 20.75 | 16.78 | 13.63 | 19.06 | 21.35
CSP | 0 | 0 | 0 | 0 | 0 | 0
CT | 27.96 | 27.96 | 27.96 | 27.26 | 70.48 | 77.56
Coal | 719.43 | 627.45 | 604.17 | 519.25 | 617.71 | 608.07
Geo | 3.95 | 3.95 | 3.95 | 3.95 | 3.95 | 3.95
H | 31.14 | 31.14 | 31.14 | 31.14 | 31.14 | 31.14
LFG | 0.24 | 0.24 | 0.24 | 28.15 | 28.15 | 28.15
Nuc | 0.01 | 0.01 | 0.01 | 0.01 | 0.01 | 0.01
PS | 0 | 0 | 0 | 0 | 0 | 0
PV | 0 | 0 | 0 | 0 | 0 | 0
PeakG | 12.89 | 19.67 | 14.42 | 16.2 | 17.79 | 18.66
PeakO | 1.71 | 2.84 | 2.27 | 2.27 | 2.27 | 2.27
ST | 0 | 0 | 0 | 0 | 0 | 0
STOG | 0 | 0 | 0 | 0 | 0 | 0
STWD | 0 | 0 | 0 | 0 | 0 | 0
WT | 178.2 | 585.38 | 585.38 | 1659.28 | 1772.65 | 2191.18
IGCC | 0 | 0 | 0 | 0 | 0 | 0
DemandResponse | 0 | 0 | 0 | 0 | 0 | 0
IGCC-CCS | 0 | 0 | 0 | 0 | 0 | 0
WT_off | 0 | 0 | 0 | 0 | 0 | 0
PseudoUnit | 0 | 0 | 0 | 0 | 0 | 0
FixedInterchange | 0 | 0 | 0 | 0 | 0 | 0
Total Costs by Reporting Type: MISO_IN
ReportingType | 2015 | 2020 | 2025 | 2030 | 2035 | 2040
BM | 0 | 0 | 0 | 0 | 0 | 0
CC | 194.6 | 325.68 | 216.38 | 115.49 | 226.46 | 312.53
CSP | 0 | 0 | 0 | 0 | 0 | 0
CT | 0 | 0 | 0 | 0 | 0 | 0
Coal | 3540.84 | 4156.43 | 4123.61 | 3918.53 | 4412.45 | 4775.32
Geo | 0 | 0 | 0 | 0 | 0 | 0
H | 1.07 | 1.07 | 1.07 | 1.07 | 1.07 | 1.07
LFG | 4.47 | 4.47 | 36.74 | 36.74 | 36.74 | 36.74
Nuc | 0.01 | 0.01 | 0.01 | 0.01 | 0.01 | 0.01
PS | 0 | 0 | 0 | 0 | 0 | 0
PV | 0 | 118.69 | 186.91 | 186.91 | 192.3 | 83.8
PeakG | 53.57 | 78.57 | 56.04 | 73.39 | 75.51 | 81.21
PeakO | 10.59 | 13.5 | 10.82 | 10.82 | 10.82 | 10.82
ST | 0 | 0 | 0 | 0 | 0 | 0
STOG | 15.25 | 20.73 | 19.06 | 16.05 | 20.37 | 21.4
STWD | 0 | 0 | 0 | 0 | 0 | 0
WT | 18.33 | 18.33 | 18.33 | 18.33 | 18.33 | 18.33
IGCC | 366.82 | 366.99 | 366.98 | 368.37 | 370.68 | 375.57
DemandResponse | 0 | 0 | 0 | 0 | 0 | 0
IGCC-CCS | 0 | 0 | 0 | 0 | 0 | 0
WT_off | 0 | 0 | 0 | 0 | 0 | 0
PseudoUnit | 0 | 0 | 0 | 0 | 0 | 0
FixedInterchange | 0 | 0 | 0 | 0 | 0 | 0
Total Costs by Reporting Type: MISO_MI
ReportingType | 2015 | 2020 | 2025 | 2030 | 2035 | 2040
BM | 0 | 0 | 0 | 0 | 0 | 0
CC | 507.4 | 719.03 | 539.68 | 338.66 | 572.53 | 530.24
CSP | 0 | 0 | 0 | 0 | 0 | 0
CT | 0 | 0 | 0 | 0 | 0 | 0
Coal | 2340.31 | 2669.49 | 2583.31 | 2252.9 | 2607.01 | 2745.35
Geo | 0 | 0 | 0 | 0 | 0 | 0
H | 2.01 | 2.01 | 2.01 | 2.01 | 2.01 | 2.01
LFG | 19.68 | 56.61 | 86.34 | 86.34 | 86.34 | 60.16
Nuc | 449.71 | 452.56 | 461.47 | 464.43 | 273.15 | 529.13
PS | 44.44 | 44.44 | 44.44 | 44.44 | 44.44 | 44.44
PV | 0 | 0 | 0 | 0 | 0 | 0
PeakG | 62.73 | 91.81 | 73.71 | 85.86 | 87.62 | 88.35
PeakO | 15.67 | 19.97 | 16.01 | 16.01 | 16.01 | 16.01
ST | 0 | 0 | 0 | 0 | 0 | 0
STOG | 147.47 | 185.23 | 171.97 | 163.31 | 167.95 | 168.96
STWD | 21.26 | 96.67 | 95.46 | 65.64 | 95.46 | 80.85
WT | 642 | 708.14 | 732.55 | 732.55 | 163.67 | 166.96
IGCC | 0 | 0 | 0 | 0 | 0 | 0
DemandResponse | 0 | 0 | 0 | 0 | 0 | 0
IGCC-CCS | 0 | 0 | 0 | 0 | 0 | 0
WT_off | 0 | 0 | 0 | 159.17 | 159.17 | 159.17
PseudoUnit | 0 | 0 | 0 | 0 | 0 | 0
FixedInterchange | 0 | 0 | 0 | 0 | 0 | 0
Total Costs by Reporting Type: MISO_MO-IL
ReportingType | 2015 | 2020 | 2025 | 2030 | 2035 | 2040
BM | 0 | 0 | 0 | 0 | 0 | 0
CC | 129.36 | 221.66 | 131.62 | 75.79 | 103.98 | 106.49
CSP | 0 | 0 | 0 | 0 | 0 | 0
CT | 0 | 0 | 0 | 0 | 0 | 0
Coal | 4064.9 | 4041.7 | 3963.39 | 3660.24 | 4294.06 | 4530.84
Geo | 0 | 0 | 0 | 0 | 0 | 0
H | 5.01 | 106.17 | 106.17 | 106.17 | 106.17 | 106.17
LFG | 2.17 | 2.17 | 94.6 | 94.6 | 94.6 | 94.6
Nuc | 493.74 | 512.79 | 521.93 | 524.97 | 524.97 | 524.97
PS | 10.45 | 10.45 | 10.45 | 10.45 | 10.45 | 10.45
PV | 0 | 0 | 0 | 0 | 0 | 0
PeakG | 94.56 | 127.68 | 88.91 | 106.93 | 117.89 | 139.82
PeakO | 21.48 | 28.65 | 22.96 | 22.96 | 22.96 | 22.96
ST | 0 | 0 | 0 | 0 | 0 | 0
STOG | 29.25 | 37.45 | 30.15 | 27.67 | 30.93 | 26.85
STWD | 0 | 0 | 0 | 0 | 0 | 0
WT | 109.19 | 109.19 | 109.19 | 109.19 | 21.38 | 855.15
IGCC | 0 | 0 | 0 | 0 | 0 | 0
DemandResponse | 0 | 0 | 0 | 0 | 0 | 0
IGCC-CCS | 0 | 0 | 0 | 0 | 0 | 0
WT_off | 0 | 0 | 0 | 0 | 0 | 0
PseudoUnit | 0 | 0 | 0 | 0 | 0 | 0
FixedInterchange | 0 | 0 | 0 | 0 | 0 | 0
Total Costs by Reporting Type: MISO_W
ReportingType | 2015 | 2020 | 2025 | 2030 | 2035 | 2040
BM | 0 | 0 | 0 | 0 | 0 | 0
CC | 440.19 | 511.59 | 324.35 | 182.99 | 263.93 | 287.39
CSP | 0 | 0 | 0 | 0 | 0 | 0
CT | 0 | 0 | 0 | 0 | 0 | 0
Coal | 3162.6 | 3272.04 | 3279.03 | 2832.33 | 3139.88 | 3332.52
Geo | 0 | 0 | 0 | 0 | 0 | 0
H | 7.08 | 7.08 | 7.08 | 7.08 | 7.08 | 7.08
LFG | 24.75 | 24.75 | 54.27 | 54.27 | 54.27 | 54.27
Nuc | 539.99 | 543.1 | 552.83 | 814.83 | 0.05 | 0.05
PS | 0 | 0 | 0 | 0 | 0 | 0
PV | 0 | 0 | 0 | 0 | 0 | 0
PeakG | 94.65 | 129.34 | 92.47 | 106.27 | 110.45 | 110.66
PeakO | 56.38 | 79.08 | 64.57 | 64.57 | 64.57 | 64.57
ST | 0 | 0 | 0 | 0 | 0 | 0
STOG | 7.9 | 9.05 | 7.76 | 7.68 | 7.67 | 7.67
STWD | 10.03 | 180.6 | 63.87 | 75.82 | 56.73 | 75.82
WT | 1122.01 | 1140.35 | 2353.29 | 6760.65 | 5991.73 | 6635.21
IGCC | 0 | 0 | 0 | 0 | 0 | 0
DemandResponse | 0 | 0 | 0 | 0 | 0 | 0
IGCC-CCS | 0 | 0 | 0 | 0 | 0 | 0
WT_off | 0 | 0 | 0 | 0 | 0 | 0
PseudoUnit | 0 | 0 | 0 | 0 | 0 | 0
FixedInterchange | 0 | 0 | 0 | 0 | 0 | 0
Total Costs by Reporting Type: MISO_WUMS
ReportingType | 2015 | 2020 | 2025 | 2030 | 2035 | 2040
BM | 0 | 0 | 0 | 0 | 0 | 0
CC | 502.16 | 724.19 | 558.06 | 222.22 | 369.28 | 389.39
CSP | 0 | 0 | 0 | 0 | 0 | 0
CT | 0 | 420.09 | 629.15 | 1040.12 | 2102.44 | 2133.99
Coal | 1705.11 | 1909.61 | 1728 | 1588.52 | 2043.87 | 2220.34
Geo | 0 | 0 | 0 | 0 | 0 | 0
H | 4.79 | 5.15 | 5.15 | 5.15 | 5.15 | 5.15
LFG | 8.57 | 8.57 | 97.64 | 97.64 | 97.64 | 97.64
Nuc | 419.03 | 444.73 | 429.21 | 737.97 | 0.05 | 0.05
PS | 0 | 0 | 0 | 0 | 0 | 0
PV | 0 | 0 | 0 | 0 | 0 | 0
PeakG | 59.52 | 86.97 | 65.71 | 77.65 | 77.65 | 77.65
PeakO | 13.52 | 17.78 | 14.69 | 14.69 | 14.69 | 14.69
ST | 0 | 0 | 0 | 0 | 0 | 0
STOG | 13.34 | 15.63 | 13.39 | 13.39 | 13.39 | 13.39
STWD | 3.37 | 52.06 | 13.15 | 9.57 | 13.89 | 24.2
WT | 317.4 | 317.4 | 317.4 | 317.4 | 46.41 | 55.26
IGCC | 0 | 0 | 0 | 0 | 0 | 0
DemandResponse | 0 | 0 | 0 | 0 | 0 | 0
IGCC-CCS | 0 | 0 | 0 | 0 | 0 | 0
WT_off | 0 | 0 | 0 | 0 | 0 | 0
PseudoUnit | 0 | 0 | 0 | 0 | 0 | 0
FixedInterchange | 0 | 0 | 0 | 0 | 0 | 0
Total Costs by Reporting Type: Nebraska
ReportingType | 2015 | 2020 | 2025 | 2030 | 2035 | 2040
BM | 0 | 0 | 0 | 0 | 0 | 0
CC | 54.42 | 29.44 | 21.72 | 17.33 | 25.42 | 27.62
CSP | 0 | 0 | 0 | 0 | 0 | 0
CT | 0 | 0 | 0 | 0 | 0 | 0
Coal | 927.16 | 1151.19 | 867.37 | 699.07 | 730.14 | 783.29
Geo | 0 | 0 | 0 | 0 | 0 | 0
H | 2.38 | 2.38 | 2.38 | 2.38 | 2.38 | 2.38
LFG | 0.72 | 0.72 | 0.72 | 29.16 | 29.16 | 29.16
Nuc | 289.1 | 306.81 | 296.14 | 364.6 | 0.11 | 0.11
PS | 0 | 0 | 0 | 0 | 0 | 0
PV | 0 | 0 | 0 | 0 | 0 | 0
PeakG | 24.15 | 37.48 | 31.37 | 31.37 | 31.37 | 31.37
PeakO | 9.57 | 12.19 | 9.77 | 9.77 | 9.77 | 9.77
ST | 0 | 0 | 0 | 0 | 0 | 0
STOG | 0 | 0 | 0 | 0 | 0 | 0
STWD | 0 | 0 | 0 | 0 | 0 | 0
WT | 69.96 | 4957.47 | 12711.04 | 19628.9 | 21082.06 | 16638.08
IGCC | 0 | 0 | 0 | 0 | 0 | 0
DemandResponse | 0 | 0 | 0 | 0 | 0 | 0
IGCC-CCS | 0 | 0 | 0 | 0 | 0 | 0
WT_off | 0 | 0 | 0 | 0 | 0 | 0
PseudoUnit | 0 | 0 | 0 | 0 | 0 | 0
FixedInterchange | 0 | 0 | 0 | 0 | 0 | 0
Total Costs by Reporting Type: NEISO
ReportingType | 2015 | 2020 | 2025 | 2030 | 2035 | 2040
BM | 310.13 | 283.41 | 156.6 | 140.91 | 141.12 | 141.65
CC | 2243.97 | 1981.7 | 1745.07 | 1175.52 | 1959.32 | 2318.04
CSP | 0 | 0 | 0 | 0 | 0 | 0
CT | 32.42 | 32.87 | 32.42 | 31.31 | 2.17 | 2.66
Coal | 57.55 | 29.15 | 0 | 0 | 0 | 0
Geo | 0 | 0 | 0 | 0 | 0 | 0
H | 46.4 | 47.49 | 47.49 | 47.49 | 47.49 | 47.49
LFG | 84.95 | 84.95 | 113.53 | 113.53 | 98.81 | 98.81
Nuc | 1055.43 | 1120.79 | 1080.11 | 1086.32 | 784.86 | 1150.98
PS | 39.74 | 39.74 | 39.74 | 39.74 | 39.74 | 39.74
PV | 0.03 | 169.7 | 170.42 | 170.42 | 170.42 | 6.18
PeakG | 21.69 | 31.73 | 22.68 | 22.52 | 28.88 | 31.35
PeakO | 21.05 | 26.83 | 21.51 | 21.51 | 21.51 | 21.51
ST | 0 | 0 | 0 | 0 | 0 | 0
STOG | 0 | 0 | 0 | 0 | 0 | 0
STWD | 367.79 | 372.7 | 168.81 | 115.11 | 112.09 | 126.54
WT | 82.29 | 82.29 | 82.29 | 73.14 | 13.45 | 13.45
IGCC | 0 | 0 | 0 | 0 | 0 | 0
DemandResponse | 0 | 0 | 0 | 0 | 0 | 0
IGCC-CCS | 0 | 0 | 0 | 0 | 0 | 0
WT_off | 347.5 | 1147.03 | 2255.9 | 3918.88 | 3571.39 | 2771.85
PseudoUnit | 0 | 0 | 0 | 0 | 0 | 0
FixedInterchange | 0 | 0 | 0 | 0 | 0 | 0
Total Costs by Reporting Type: NonRTO_Midwest
ReportingType | 2015 | 2020 | 2025 | 2030 | 2035 | 2040
BM | 0 | 0 | 0 | 0 | 0 | 0
CC | 0 | 107.31 | 110.47 | 105.38 | 106.31 | 181.45
CSP | 0 | 0 | 0 | 0 | 0 | 0
CT | 0 | 0 | 0 | 0 | 0 | 0
Coal | 2673.29 | 2906.72 | 2803.3 | 2776 | 2974.49 | 3165.43
Geo | 0 | 0 | 0 | 0 | 0 | 0
H | 2.04 | 2.04 | 258.59 | 258.59 | 258.59 | 258.59
LFG | 1.69 | 1.69 | 64.46 | 64.46 | 64.46 | 64.46
Nuc | 0.01 | 0.01 | 0.01 | 0.01 | 0.01 | 0.01
PS | 0 | 0 | 0 | 0 | 0 | 0
PV | 0 | 0 | 0 | 0 | 0 | 0
PeakG | 67.78 | 97.46 | 80.7 | 78.08 | 100.83 | 103.55
PeakO | 0.35 | 0.45 | 0.36 | 0.36 | 0.36 | 0.36
ST | 0 | 0 | 0 | 0 | 0 | 0
STOG | 0 | 0 | 0 | 0 | 0 | 0
STWD | 0 | 0 | 0 | 0 | 0 | 0
WT | 2.26 | 2.26 | 2.26 | 2.26 | 2.26 | 2.26
IGCC | 0 | 0 | 0 | 0 | 0 | 0
DemandResponse | 0 | 0 | 0 | 0 | 0 | 0
IGCC-CCS | 0 | 0 | 0 | 0 | 0 | 0
WT_off | 0 | 0 | 0 | 0 | 0 | 0
PseudoUnit | 0 | 0 | 0 | 0 | 0 | 0
FixedInterchange | 0 | 0 | 0 | 0 | 0 | 0
Total Costs by Reporting Type: NYISO_A-F
ReportingType | 2015 | 2020 | 2025 | 2030 | 2035 | 2040
BM | 0 | 0 | 0 | 0 | 0 | 0
CC | 510.6 | 543.5 | 504.39 | 478.4 | 773.86 | 807.15
CSP | 0 | 0 | 0 | 0 | 0 | 0
CT | 0 | 0 | 0 | 0 | 0 | 0
Coal | 0 | 0 | 0 | 0 | 0 | 0
Geo | 0 | 0 | 0 | 0 | 0 | 0
H | 62.6 | 62.6 | 62.6 | 62.6 | 62.6 | 62.6
LFG | 22.7 | 22.7 | 22.7 | 50.15 | 48.28 | 48.28
Nuc | 769.17 | 792.88 | 787.44 | 645.82 | 746.25 | 695.88
PS | 33.52 | 33.52 | 33.52 | 33.52 | 33.52 | 33.52
PV | 0 | 0 | 0 | 0 | 0 | 0
PeakG | 3.89 | 5.56 | 5.31 | 5.31 | 5.31 | 5.78
PeakO | 1.14 | 1.46 | 1.17 | 1.17 | 1.17 | 1.17
ST | 0 | 0 | 0 | 0 | 0 | 0
STOG | 0 | 0 | 0 | 0 | 0 | 0
STWD | 2.76 | 4.16 | 3.04 | 6.29 | 21.57 | 21.57
WT | 818.73 | 975.31 | 975.31 | 975.31 | 294.38 | 184.17
IGCC | 0 | 0 | 0 | 0 | 0 | 0
DemandResponse | 0 | 0 | 0 | 0 | 0 | 0
IGCC-CCS | 0 | 0 | 0 | 0 | 0 | 0
WT_off | 0 | 0 | 0 | 0 | 0 | 0
PseudoUnit | 0 | 0 | 0 | 0 | 0 | 0
FixedInterchange | 0 | 0 | 0 | 0 | 0 | 0
Total Costs by Reporting Type: NYISO_G-I
ReportingType | 2015 | 2020 | 2025 | 2030 | 2035 | 2040
BM | 0 | 0 | 0 | 0 | 0 | 0
CC | 264.35 | 271.22 | 265.69 | 148.42 | 436.13 | 1974.29
CSP | 0 | 0 | 0 | 0 | 0 | 0
CT | 0 | 0 | 0 | 0 | 0 | 0
Coal | 0 | 0 | 0 | 0 | 0 | 0
Geo | 0 | 0 | 0 | 0 | 0 | 0
H | 0.46 | 0.46 | 0.46 | 0.46 | 0.46 | 0.46
LFG | 7.73 | 7.73 | 7.73 | 37.77 | 37.77 | 37.77
Nuc | 466.19 | 495 | 477.19 | 479.96 | 543.55 | 0.21
PS | 0 | 0 | 0 | 0 | 0 | 0
PV | 0 | 0 | 0 | 0 | 0 | 0
PeakG | 1.52 | 2.04 | 1.56 | 1.56 | 1.56 | 1.57
PeakO | 2.55 | 3.25 | 2.61 | 2.61 | 2.61 | 2.61
ST | 0 | 0 | 0 | 0 | 0 | 0
STOG | 0 | 0 | 0 | 0 | 0 | 0
STWD | 0 | 0 | 0 | 0 | 0 | 0
WT | 0 | 18.15 | 18.15 | 18.15 | 18.15 | 1.69
IGCC | 0 | 0 | 0 | 0 | 0 | 0
DemandResponse | 0 | 0 | 0 | 0 | 0 | 0
IGCC-CCS | 0 | 0 | 0 | 0 | 0 | 0
WT_off | 0 | 0 | 0 | 0 | 0 | 0
PseudoUnit | 0 | 0 | 0 | 0 | 0 | 0
FixedInterchange | 0 | 0 | 0 | 0 | 0 | 0
Total Costs by Reporting Type: NYISO_J-K
ReportingType | 2015 | 2020 | 2025 | 2030 | 2035 | 2040
BM | 0 | 0 | 0 | 0 | 0 | 0
CC | 1250.67 | 1388.44 | 1238.98 | 1082.87 | 1594 | 1454.33
CSP | 0 | 0 | 0 | 0 | 0 | 0
CT | 0 | 0 | 0 | 0 | 248.63 | 315.56
Coal | 0 | 0 | 0 | 0 | 0 | 0
Geo | 0 | 0 | 0 | 0 | 0 | 0
H | 0 | 0 | 0 | 0 | 0 | 0
LFG | 14.97 | 14.97 | 14.97 | 50.65 | 50.65 | 50.65
Nuc | 0.01 | 0.01 | 0.01 | 0.01 | 0.01 | 0.01
PS | 0 | 0 | 0 | 0 | 0 | 0
PV | 23.8 | 23.8 | 23.8 | 23.8 | 0 | 0
PeakG | 57.55 | 86.76 | 65.3 | 68.67 | 91.9 | 86.97
PeakO | 61.69 | 79.16 | 63.78 | 65.02 | 65.02 | 65.02
ST | 0 | 0 | 0 | 0 | 0 | 0
STOG | 194.19 | 240.03 | 219.82 | 211.85 | 250.71 | 251.36
STWD | 0 | 0 | 0 | 0 | 0 | 0
WT | 0 | 0 | 0 | 0 | 0 | 0
IGCC | 0 | 0 | 0 | 0 | 0 | 0
DemandResponse | 0 | 0 | 0 | 0 | 0 | 0
IGCC-CCS | 0 | 0 | 0 | 0 | 0 | 0
WT_off | 0 | 807.75 | 1926.94 | 3606.12 | 3606.12 | 2798.37
PseudoUnit | 0 | 0 | 0 | 0 | 0 | 0
FixedInterchange | 0 | 0 | 0 | 0 | 0 | 0
Total Costs by Reporting Type: PJM_E
ReportingType | 2015 | 2020 | 2025 | 2030 | 2035 | 2040
BM | 18.01 | 37.62 | 37.62 | 18.62 | 19.62 | 32.49
CC | 1977.2 | 2772.79 | 2826.15 | 2267.37 | 3179.53 | 2723.69
CSP | 0 | 0 | 0 | 0 | 0 | 0
CT | 2.46 | 2.51 | 2.51 | 0.52 | 93 | 77.15
Coal | 90.39 | 38.45 | 15.97 | 15.25 | 17.59 | 17.86
Geo | 0 | 0 | 0 | 0 | 0 | 0
H | 3.85 | 3.85 | 3.85 | 3.85 | 3.85 | 3.85
LFG | 59.84 | 117.68 | 117.68 | 114.73 | 114.73 | 73.06
Nuc | 1960.16 | 1864.06 | 1862.64 | 1873.72 | 1345.93 | 2395.82
PS | 9.5 | 9.5 | 9.5 | 9.5 | 9.5 | 9.5
PV | 15.87 | 15.87 | 15.87 | 15.87 | 0.75 | 0.75
PeakG | 76.61 | 111.4 | 108.68 | 121.84 | 159.06 | 118.77
PeakO | 75.92 | 100.78 | 82.41 | 82.41 | 82.41 | 82.41
ST | 0 | 0 | 0 | 0 | 0 | 0
STOG | 121.57 | 154.41 | 165.07 | 164.74 | 170.43 | 156.65
STWD | 0 | 0 | 0 | 0 | 0 | 0
WT | 377.36 | 377.36 | 377.36 | 377.36 | 32.65 | 32.65
IGCC | 0 | 0 | 0 | 0 | 0 | 0
DemandResponse | 0 | 0 | 0 | 0 | 0 | 0
IGCC-CCS | 0 | 0 | 0 | 0 | 0 | 0
WT_off | 0 | 794.8 | 1897.32 | 3551.1 | 3551.1 | 2819.49
PseudoUnit | 0 | 0 | 0 | 0 | 0 | 0
FixedInterchange | 0 | 0 | 0 | 0 | 0 | 0
Total Costs by Reporting Type: PJM_ROM
ReportingType | 2015 | 2020 | 2025 | 2030 | 2035 | 2040
BM | 9.93 | 21.69 | 21.69 | 10.29 | 10.89 | 18.61
CC | 987.59 | 1298.18 | 1265.71 | 1073.91 | 1576.79 | 8154.95
CSP | 0 | 0 | 0 | 0 | 0 | 0
CT | 1.52 | 1.54 | 1.71 | 1.72 | 0.54 | 0.23
Coal | 2239.32 | 2590.16 | 2688.28 | 2673.56 | 2873.11 | 2970.04
Geo | 0 | 0 | 0 | 0 | 0 | 0
H | 19.83 | 264.76 | 264.76 | 264.76 | 264.76 | 264.76
LFG | 48.61 | 156.17 | 156.17 | 153.97 | 150.67 | 75.37
Nuc | 1163.94 | 1194.41 | 1192.35 | 1199.5 | 963.59 | 1283.24
PS | 35.92 | 35.92 | 35.92 | 35.92 | 35.92 | 35.92
PV | 0.06 | 699.41 | 1105.59 | 1215.62 | 1259.16 | 635.45
PeakG | 30.83 | 47.83 | 44.62 | 42.3 | 62.76 | 51.3
PeakO | 45.95 | 58.57 | 46.94 | 46.94 | 46.94 | 46.94
ST | 0 | 0 | 0 | 0 | 0 | 0
STOG | 192.18 | 256.23 | 233.45 | 236.19 | 240.62 | 311.8
STWD | 28.91 | 39.07 | 38.55 | 38.55 | 32.68 | 38.55
WT | 177.31 | 406.02 | 406.02 | 372.67 | 267.23 | 59.6
IGCC | 0 | 0 | 0 | 0 | 0 | 0
DemandResponse | 0 | 0 | 0 | 0 | 0 | 0
IGCC-CCS | 0 | 0 | 0 | 0 | 0 | 0
WT_off | 0 | 0 | 0 | 0 | 0 | 0
PseudoUnit | 0 | 0 | 0 | 0 | 0 | 0
FixedInterchange | 0 | 0 | 0 | 0 | 0 | 0
Total Costs by Reporting Type: PJM_ROR
ReportingType | 2015 | 2020 | 2025 | 2030 | 2035 | 2040
BM | 204.46 | 462.78 | 462.78 | 218.96 | 231.24 | 140.22
CC | 3056.61 | 3348.52 | 3174.97 | 2457.39 | 6763.31 | 5875.57
CSP | 0 | 0 | 0 | 0 | 0 | 0
CT | 2.92 | 2.94 | 2.96 | 2.98 | 202.38 | 237.31
Coal | 14399.11 | 12208.81 | 12367.55 | 12412.55 | 13231.68 | 13919.92
Geo | 0 | 0 | 0 | 0 | 0 | 0
H | 26.17 | 207.89 | 207.89 | 207.89 | 207.89 | 207.89
LFG | 81.66 | 177.62 | 286.59 | 278.67 | 270.12 | 203.22
Nuc | 4607.58 | 4731.16 | 4718.65 | 4541.22 | 3528.56 | 5329.49
PS | 73.14 | 73.14 | 73.14 | 73.14 | 73.14 | 73.14
PV | 0.35 | 0.35 | 0.35 | 0.35 | 0.35 | 0.35
PeakG | 402.73 | 577.54 | 435.89 | 531.73 | 562.91 | 581.81
PeakO | 48.69 | 65.15 | 52.22 | 52.22 | 52.22 | 52.22
ST | 0 | 0 | 0 | 0 | 0 | 0
STOG | 130.29 | 152.34 | 139.65 | 139.68 | 145.48 | 152.3
STWD | 12.43 | 114.87 | 113.43 | 61.17 | 54.29 | 113.43
WT | 2657.01 | 2713.58 | 2713.58 | 1761.44 | 379.47 | 328.29
IGCC | 0 | 0 | 0 | 0 | 0 | 0
DemandResponse | 0 | 0 | 0 | 0 | 0 | 0
IGCC-CCS | 0 | 0 | 0 | 0 | 0 | 0
WT_off | 0 | 265.16 | 632.66 | 1339.11 | 1339.11 | 1094.46
PseudoUnit | 0 | 0 | 0 | 0 | 0 | 0
FixedInterchange | 0 | 0 | 0 | 0 | 0 | 0
Total Costs by Reporting Type: SOCO
ReportingType | 2015 | 2020 | 2025 | 2030 | 2035 | 2040
BM | 26.53 | 29.97 | 29.97 | 34.53 | 31.79 | 49.77
CC | 5646.31 | 6039.7 | 5991.59 | 5503.92 | 6082.77 | 5282.74
CSP | 0 | 0 | 0 | 0 | 0 | 0
CT | 0 | 0 | 0 | 0 | 0 | 0
Coal | 4861.86 | 5353.55 | 5419.13 | 5685.08 | 6121.72 | 10204.92
Geo | 0 | 0 | 0 | 0 | 0 | 0
H | 59.74 | 59.74 | 59.74 | 59.74 | 59.74 | 59.74
LFG | 4.47 | 4.47 | 46.08 | 46.08 | 46.08 | 46.08
Nuc | 1355.07 | 2993.98 | 3028.43 | 3039.86 | 3039.86 | 2945.91
PS | 39.76 | 39.76 | 39.76 | 39.76 | 39.76 | 39.76
PV | 0 | 0 | 0 | 0 | 0 | 0
PeakG | 229.4 | 350.25 | 310.92 | 343.38 | 413.73 | 423.58
PeakO | 0 | 0 | 0 | 0 | 0 | 0
ST | 0 | 0 | 0 | 0 | 0 | 0
STOG | 0 | 0 | 0 | 0 | 0 | 0
STWD | 21.41 | 86.49 | 81.53 | 225.05 | 225.05 | 360.06
WT | 0 | 0 | 0 | 0 | 0 | 0
IGCC | 0 | 0 | 0 | 0 | 0 | 0
DemandResponse | 0 | 0 | 0 | 0 | 0 | 0
IGCC-CCS | 0 | 0 | 0 | 0 | 0 | 0
WT_off | 0 | 0 | 0 | 0 | 0 | 0
PseudoUnit | 0 | 0 | 0 | 0 | 0 | 0
FixedInterchange | 0 | 0 | 0 | 0 | 0 | 0
Total Costs by Reporting Type: SPP_N
ReportingType | 2015 | 2020 | 2025 | 2030 | 2035 | 2040
BM | 0 | 0 | 0 | 0 | 0 | 0
CC | 333.64 | 135.03 | 82.71 | 71.57 | 100.22 | 106.38
CSP | 0 | 0 | 0 | 0 | 0 | 0
CT | 0 | 0 | 0 | 0 | 3.24 | 49.23
Coal | 2185.9 | 2187.32 | 1888.12 | 1580.33 | 1672.42 | 1747.42
Geo | 0 | 0 | 0 | 0 | 0 | 0
H | 0.3 | 0.3 | 0.3 | 0.3 | 0.3 | 0.3
LFG | 0.85 | 0.85 | 0.85 | 37.9 | 37.9 | 37.9
Nuc | 256.73 | 266.63 | 271.39 | 272.98 | 272.98 | 272.98
PS | 0 | 0 | 0 | 0 | 0 | 0
PV | 0 | 0 | 0 | 0 | 0 | 0
PeakG | 74.97 | 117.69 | 105.7 | 105.7 | 105.7 | 105.7
PeakO | 34.89 | 44.84 | 35.94 | 35.94 | 35.94 | 35.94
ST | 0 | 0 | 0 | 0 | 0 | 0
STOG | 91.04 | 95.85 | 74.08 | 74.08 | 74.08 | 74.08
STWD | 0 | 0 | 0 | 0 | 0 | 0
WT | 42.04 | 42.04 | 42.04 | 3259.11 | 4622.46 | 5691.87
IGCC | 0 | 0 | 0 | 0 | 0 | 0
DemandResponse | 0 | 0 | 0 | 0 | 0 | 0
IGCC-CCS | 0 | 0 | 0 | 0 | 0 | 0
WT_off | 0 | 0 | 0 | 0 | 0 | 0
PseudoUnit | 0 | 0 | 0 | 0 | 0 | 0
FixedInterchange | 0 | 0 | 0 | 0 | 0 | 0
Total Costs by Reporting Type: SPP_S
ReportingType | 2015 | 2020 | 2025 | 2030 | 2035 | 2040
BM | 0 | 0 | 0 | 0 | 0 | 0
CC | 2037.09 | 1475.85 | 780.38 | 641.95 | 785.92 | 862.69
CSP | 0 | 0 | 0 | 0 | 0 | 0
CT | 36.17 | 61.7 | 61.7 | 61.7 | 30.31 | 35.09
Coal | 3544.86 | 3716.48 | 1783.18 | 1262.04 | 1475.92 | 1555.92
Geo | 0 | 0 | 0 | 0 | 0 | 0
H | 30.03 | 30.03 | 30.03 | 30.03 | 30.03 | 30.03
LFG | 2.29 | 2.29 | 2.29 | 39.34 | 39.34 | 39.34
Nuc | 0.01 | 0.01 | 0.01 | 0.01 | 0.01 | 0.01
PS | 10.59 | 10.59 | 10.59 | 10.59 | 10.59 | 10.59
PV | 0 | 0 | 0 | 0 | 0 | 0
PeakG | 60.2 | 87.93 | 62.37 | 76.78 | 82.77 | 82.77
PeakO | 3.36 | 4.54 | 3.63 | 3.63 | 3.64 | 3.66
ST | 0 | 0 | 0 | 0 | 0 | 0
STOG | 584.89 | 675.52 | 495.13 | 433.06 | 492.5 | 536.92
STWD | 2.69 | 8.23 | 5.39 | 5.39 | 5.39 | 7.54
WT | 214.58 | 2656.98 | 12196.74 | 15491.35 | 15939.96 | 14091.14
IGCC | 0 | 0 | 0 | 0 | 0 | 0
DemandResponse | 0 | 0 | 0 | 0 | 0 | 0
IGCC-CCS | 0 | 0 | 0 | 0 | 0 | 0
WT_off | 0 | 0 | 0 | 0 | 0 | 0
PseudoUnit | 0 | 0 | 0 | 0 | 0 | 0
FixedInterchange | 0 | 0 | 0 | 0 | 0 | 0
Total Costs by Reporting Type: TVA
ReportingType | 2015 | 2020 | 2025 | 2030 | 2035 | 2040
BM | 0 | 0 | 0 | 0 | 0 | 0
CC | 1054.01 | 1238.97 | 1313.69 | 1690.02 | 1830.79 | 1676.02
CSP | 0 | 0 | 0 | 0 | 0 | 0
CT | 0 | 131.94 | 133.1 | 241.6 | 245.46 | 143.93
Coal | 3653.15 | 3963.8 | 4046.96 | 3933.87 | 4373.37 | 4920.36
Geo | 0 | 0 | 0 | 0 | 0 | 0
H | 72.8 | 72.8 | 82.09 | 82.09 | 82.09 | 82.09
LFG | 1.57 | 1.57 | 42.88 | 42.88 | 42.88 | 42.88
Nuc | 2533.71 | 2590.04 | 2579.4 | 2590.89 | 1999.33 | 2481.64
PS | 41.38 | 41.38 | 41.38 | 41.38 | 41.38 | 41.38
PV | 0 | 0 | 0 | 0 | 0 | 0
PeakG | 99.24 | 153.37 | 140.99 | 140.99 | 140.99 | 140.99
PeakO | 1.87 | 2.54 | 1.92 | 2.49 | 2.49 | 2.49
ST | 0 | 0 | 0 | 0 | 0 | 0
STOG | 0 | 0 | 0 | 0 | 0 | 0
STWD | 0.16 | 0.47 | 0.47 | 2.54 | 1.9 | 2.2
WT | 0.99 | 0.99 | 0.99 | 0.99 | 0.99 | 0.99
IGCC | 0 | 0 | 0 | 0 | 0 | 0
DemandResponse | 0 | 0 | 0 | 0 | 0 | 0
IGCC-CCS | 0 | 0 | 0 | 0 | 0 | 0
WT_off | 0 | 0 | 0 | 0 | 0 | 0
PseudoUnit | 0 | 0 | 0 | 0 | 0 | 0
FixedInterchange | 0 | 0 | 0 | 0 | 0 | 0
Total Costs by Reporting Type: TVA_Transmission
ReportingType | 2015 | 2020 | 2025 | 2030 | 2035 | 2040
BM | 0 | 0 | 0 | 0 | 0 | 0
CC | 0 | 0 | 0 | 0 | 0 | 0
CSP | 0 | 0 | 0 | 0 | 0 | 0
CT | 0 | 0 | 0 | 0 | 0 | 0
Coal | 0 | 0 | 0 | 0 | 0 | 0
Geo | 0 | 0 | 0 | 0 | 0 | 0
H | 0 | 0 | 0 | 0 | 0 | 0
LFG | 0 | 0 | 0 | 0 | 0 | 0
Nuc | 0 | 0 | 0 | 0 | 0 | 0
PS | 0 | 0 | 0 | 0 | 0 | 0
PV | 0 | 0 | 0 | 0 | 0 | 0
PeakG | 0 | 0 | 0 | 0 | 0 | 0
PeakO | 0 | 0 | 0 | 0 | 0 | 0
ST | 0 | 0 | 0 | 0 | 0 | 0
STOG | 0 | 0 | 0 | 0 | 0 | 0
STWD | 0 | 0 | 0 | 0 | 0 | 0
WT | 0 | 0 | 0 | 0 | 0 | 0
IGCC | 0 | 0 | 0 | 0 | 0 | 0
DemandResponse | 0 | 0 | 0 | 0 | 0 | 0
IGCC-CCS | 0 | 0 | 0 | 0 | 0 | 0
WT_off | 0 | 0 | 0 | 0 | 0 | 0
PseudoUnit | 0 | 0 | 0 | 0 | 0 | 0
FixedInterchange | 0 | 0 | 0 | 0 | 0 | 0
Total Costs by Reporting Type: VACAR
ReportingType | 2015 | 2020 | 2025 | 2030 | 2035 | 2040
BM | 1.05 | 41.64 | 397.59 | 183.04 | 266.72 | 367.91
CC | 2799 | 4033.4 | 3715.22 | 3226.2 | 6093.68 | 7982.9
CSP | 0 | 0 | 0 | 0 | 0 | 0
CT | 67.92 | 74.99 | 113.66 | 196.89 | 205.46 | 259.39
Coal | 4782.16 | 4782.05 | 5479.38 | 5789.27 | 6604.26 | 7020.67
Geo | 0 | 0 | 0 | 0 | 0 | 0
H | 30.23 | 30.23 | 30.23 | 30.23 | 30.23 | 30.23
LFG | 7.74 | 49.14 | 49.14 | 49.14 | 49.05 | 20.68
Nuc | 2606.17 | 4424.34 | 4396.29 | 4414.98 | 3652.53 | 5084.39
PS | 62.1 | 62.1 | 62.1 | 62.1 | 62.1 | 62.1
PV | 0.24 | 62.77 | 65.49 | 67.07 | 71.87 | 15.6
PeakG | 146.79 | 216.21 | 166.39 | 205.86 | 218.99 | 219.56
PeakO | 36.13 | 46.34 | 37.33 | 38.01 | 38.01 | 38.01
ST | 0 | 0 | 0 | 0 | 0 | 0
STOG | 4.04 | 4.78 | 4.1 | 4.1 | 4.1 | 4.1
STWD | 173.41 | 175.67 | 173.58 | 127.2 | 173.58 | 173.58
WT | 0.27 | 1004.15 | 1004.15 | 1004.15 | 1003.91 | 98.34
IGCC | 0 | 0 | 0 | 0 | 0 | 0
DemandResponse | 0 | 0 | 0 | 0 | 0 | 0
IGCC-CCS | 0 | 0 | 0 | 0 | 0 | 0
WT_off | 0.66 | 258.46 | 617.45 | 1155.36 | 1154.75 | 919.37
PseudoUnit | 0 | 0 | 0 | 0 | 0 | 0
FixedInterchange | 0 | 0 | 0 | 0 | 0 | 0
Total Costs by Reporting Type: IESO
ReportingType | 2015 | 2020 | 2025 | 2030 | 2035 | 2040
BM | 177.6 | 177.6 | 177.6 | 177.6 | 177.6 | 177.6
CC | 326.75 | 304.7 | 301.82 | 303.62 | 619.07 | 1275.98
CSP | 0 | 0 | 0 | 0 | 0 | 0
CT | 44.26 | 44.26 | 44.26 | 44.26 | 58.15 | 208.93
Coal | 0 | 0 | 0 | 0 | 0 | 0
Geo | 0 | 0 | 0 | 0 | 0 | 0
H | 123.83 | 123.83 | 123.83 | 123.83 | 123.83 | 226.24
LFG | 19.32 | 19.32 | 19.32 | 19.32 | 14.43 | 14.43
Nuc | 2990.3 | 3007.72 | 3062.19 | 3080.28 | 2836.57 | 3030.7
PS | 2.92 | 2.92 | 2.92 | 2.92 | 2.92 | 2.92
PV | 558.01 | 558.01 | 558.01 | 558.01 | 0.44 | 0.44
PeakG | 11.67 | 13.67 | 13.67 | 13.67 | 13.67 | 13.83
PeakO | 0.66 | 0.66 | 0.78 | 0.86 | 0.86 | 0.86
ST | 0 | 0 | 0 | 0 | 0 | 0
STOG | 0 | 0 | 0 | 0 | 0 | 0
STWD | 0 | 0 | 0 | 0 | 0 | 0
WT | 763.41 | 763.41 | 763.41 | 763.41 | 43.84 | 43.84
IGCC | 0 | 0 | 0 | 0 | 0 | 0
DemandResponse | 0 | 0 | 0 | 0 | 0 | 0
IGCC-CCS | 0 | 0 | 0 | 0 | 0 | 0
WT_off | 0 | 0 | 0 | 0 | 0 | 0
PseudoUnit | 0 | 0 | 0 | 0 | 0 | 0
FixedInterchange | 0 | 0 | 0 | 0 | 0 | 0
Total Costs by Reporting Type: MAPP_CA
ReportingType | 2015 | 2020 | 2025 | 2030 | 2035 | 2040
BM | 0 | 0 | 0 | 0 | 0 | 0
CC | 153.81 | 121.55 | 47.36 | 6.55 | 7.41 | 11.85
CSP | 0 | 0 | 0 | 0 | 0 | 0
CT | 0.91 | 0.91 | 0.91 | 0.91 | 0 | 0
Coal | 129.94 | 126.59 | 2.63 | 0 | 0 | 0
Geo | 0 | 0 | 0 | 0 | 0 | 0
H | 92.24 | 343.32 | 857.5 | 1703.56 | 1703.56 | 1703.56
LFG | 0 | 0 | 0 | 0 | 0 | 0
Nuc | 0.01 | 0.01 | 0.01 | 0.01 | 0.01 | 0.01
PS | 0 | 0 | 0 | 0 | 0 | 0
PV | 0 | 0 | 0 | 0 | 0 | 0
PeakG | 9.88 | 9.88 | 9.88 | 9.88 | 13.09 | 13.09
PeakO | 0.09 | 0.09 | 0.09 | 0.12 | 0.12 | 0.12
ST | 0 | 0 | 0 | 0 | 0 | 0
STOG | 5.56 | 5.54 | 5.54 | 0 | 0 | 0
STWD | 0 | 0 | 0 | 0 | 0 | 0
WT | 105.14 | 105.14 | 105.14 | 105.14 | 17.92 | 17.92
IGCC | 0 | 0 | 0 | 0 | 0 | 0
DemandResponse | 0 | 0 | 0 | 0 | 0 | 0
IGCC-CCS | 0 | 0 | 0 | 0 | 0 | 0
WT_off | 0 | 0 | 0 | 0 | 0 | 0
PseudoUnit | 0 | 0 | 0 | 0 | 0 | 0
FixedInterchange | 0 | 0 | 0 | 0 | 0 | 0
Total Costs by Reporting Type: AZ_NM_SNV_Coal
ReportingType | 2015 | 2020 | 2025 | 2030 | 2035 | 2040
BM | 0 | 0 | 0 | 0 | 0 | 0
CC | 0 | 0 | 0 | 0 | 0 | 0
CSP | 0 | 0 | 0 | 0 | 0 | 0
CT | 0 | 0 | 0 | 0 | 0 | 0
Coal | 2873.59 | 3028.63 | 3003.44 | 3029.86 | 4319.16 | 9304.97
Geo | 0 | 0 | 0 | 0 | 0 | 0
H | 0 | 0 | 0 | 0 | 0 | 0
LFG | 0 | 0 | 0 | 0 | 0 | 0
Nuc | 0 | 0 | 0 | 0 | 0 | 0
PS | 0 | 0 | 0 | 0 | 0 | 0
PV | 0 | 0 | 0 | 0 | 0 | 0
PeakG | 0 | 0 | 0 | 0 | 0 | 0
PeakO | 0 | 0 | 0 | 0 | 0 | 0
ST | 0 | 0 | 0 | 0 | 0 | 0
STOG | 0 | 0 | 0 | 0 | 0 | 0
STWD | 0 | 0 | 0 | 0 | 0 | 0
WT | 0 | 0 | 0 | 0 | 0 | 0
IGCC | 0 | 0 | 0 | 0 | 0 | 0
DemandResponse | 0 | 0 | 0 | 0 | 0 | 0
IGCC-CCS | 0 | 0 | 0 | 0 | 0 | 0
WT_off | 0 | 0 | 0 | 0 | 0 | 0
PseudoUnit | 0 | 0 | 0 | 0 | 0 | 0
FixedInterchange | 0 | 0 | 0 | 0 | 0 | 0
Total Costs by Reporting Type: AZ_NM_SNV_Gas
ReportingType | 2015 | 2020 | 2025 | 2030 | 2035 | 2040
BM | 0 | 0 | 0 | 0 | 0 | 0
CC | 4479.47 | 5982 | 6186.4 | 8372.82 | 9209.5 | 9233.94
CSP | 0 | 0 | 0 | 0 | 0 | 0
CT | 68.63 | 68.63 | 78.87 | 89.81 | 0 | 0
Coal | 0 | 0 | 0 | 0 | 0 | 0
Geo | 0 | 0 | 0 | 0 | 0 | 0
H | 0 | 0 | 0 | 0 | 0 | 0
LFG | 0 | 0 | 0 | 0 | 0 | 0
Nuc | 0 | 0 | 0 | 0 | 0 | 0
PS | 0 | 0 | 0 | 0 | 0 | 0
PV | 0 | 0 | 0 | 0 | 0 | 0
PeakG | 36.23 | 53.8 | 61.31 | 85.31 | 95.1 | 0
PeakO | 0 | 0 | 0 | 0 | 0 | 0
ST | 0 | 0 | 0 | 0 | 0 | 0
STOG | 0 | 0 | 0 | 0 | 0 | 0
STWD | 0 | 0 | 0 | 0 | 0 | 0
WT | 0 | 0 | 0 | 0 | 0 | 0
IGCC | 0 | 0 | 0 | 0 | 0 | 0
DemandResponse | 0 | 0 | 0 | 0 | 0 | 0
IGCC-CCS | 0 | 0 | 0 | 0 | 0 | 0
WT_off | 0 | 0 | 0 | 0 | 0 | 0
PseudoUnit | 0 | 0 | 0 | 0 | 0 | 0
FixedInterchange | 0 | 0 | 0 | 0 | 0 | 0
Total Costs by Reporting Type: AZ_NM_SNV_NucRenew
ReportingType | 2015 | 2020 | 2025 | 2030 | 2035 | 2040
BM | 0 | 0 | 0 | 0 | 0 | 0
CC | 0 | 0 | 0 | 0 | 0 | 0
CSP | 0 | 0 | 0 | 0 | 0 | 0
CT | 0 | 0 | 0 | 0 | 0 | 0
Coal | 0 | 0 | 0 | 0 | 0 | 0
Geo | 0 | 0 | 861.56 | 861.56 | 861.56 | 861.56
H | 44.6 | 44.6 | 44.6 | 44.6 | 44.6 | 44.6
LFG | 0.85 | 0.85 | 24.66 | 24.66 | 24.66 | 24.66
Nuc | 810.72 | 895.93 | 912.19 | 917.59 | 917.59 | 917.59
PS | 5.13 | 5.13 | 5.13 | 5.13 | 5.13 | 5.13
PV | 50.17 | 50.17 | 50.17 | 50.17 | 2.38 | 2.38
PeakG | 0 | 0 | 0 | 0 | 0 | 0
PeakO | 0 | 0 | 0 | 0 | 0 | 0
ST | 156.95 | 379.54 | 509.72 | 480.3 | 429.35 | 234.89
STOG | 0 | 0 | 0 | 0 | 0 | 0
STWD | 12.81 | 13.02 | 12.82 | 12.82 | 12.82 | 12.82
WT | 35.54 | 35.54 | 128.43 | 303.25 | 285.3 | 285.3
IGCC | 0 | 0 | 0 | 0 | 0 | 0
DemandResponse | 0 | 0 | 0 | 0 | 0 | 0
IGCC-CCS | 0 | 0 | 0 | 0 | 0 | 0
WT_off | 0 | 0 | 0 | 0 | 0 | 0
PseudoUnit | 0 | 0 | 0 | 0 | 0 | 0
FixedInterchange | 0 | 0 | 0 | 0 | 0 | 0
Total Costs by Reporting Type: ERCOT
ReportingType | 2015 | 2020 | 2025 | 2030 | 2035 | 2040
BM | 69.26 | 83.11 | 78.09 | 2024.05 | 2094.09 | 2221.18
CC | 6183.03 | 6102.35 | 5170.12 | 4624.66 | 5644.52 | 7101.22
CSP | 0 | 0 | 0 | 0 | 0 | 0
CT | 22.65 | 22.65 | 22.65 | 22.65 | 1.67 | 1.67
Coal | 5785.53 | 6723.68 | 6852.55 | 6656.52 | 6887.62 | 7241.21
Geo | 0 | 0 | 0 | 0 | 0 | 0
H | 8.05 | 8.05 | 8.05 | 224.01 | 224.01 | 224.01
LFG | 9.06 | 9.06 | 145.21 | 145.21 | 145.21 | 145.21
Nuc | 1007.36 | 1174.9 | 1203.03 | 1210.21 | 1210.21 | 1210.21
PS | 0 | 0 | 0 | 0 | 0 | 0
PV | 6.95 | 6.95 | 6.95 | 6.95 | 0.01 | 0.01
PeakG | 80.63 | 119.03 | 114.62 | 114.62 | 114.62 | 114.62
PeakO | 1.29 | 1.86 | 1.53 | 1.53 | 1.53 | 1.53
ST | 0 | 0 | 0 | 0 | 0 | 0
STOG | 1016.14 | 1192.09 | 1069.18 | 1045.59 | 1065.89 | 1066.88
STWD | 0 | 0 | 0 | 0 | 0 | 0
WT | 409.91 | 2803.06 | 5411.25 | 7034.2 | 7170.35 | 5424.38
IGCC | 0 | 0 | 0 | 0 | 0 | 0
DemandResponse | 0 | 0 | 0 | 0 | 0 | 0
IGCC-CCS | 0 | 0 | 0 | 0 | 0 | 0
WT_off | 0 | 0 | 0 | 0 | 0 | 0
PseudoUnit | 0 | 0 | 0 | 0 | 0 | 0
FixedInterchange | 0 | 0 | 0 | 0 | 0 | 0
Total Costs by Reporting Type: NP15
ReportingType | 2015 | 2020 | 2025 | 2030 | 2035 | 2040
BM | 0 | 0 | 0 | 0 | 0 | 0
CC | 1991.11 | 2335.38 | 1972.97 | 1752.68 | 1276.8 | 676.21
CSP | 0 | 0 | 0 | 0 | 0 | 0
CT | 19.59 | 177.53 | 211.94 | 560.02 | 926.79 | 1162.74
Coal | 10.37 | 0 | 0 | 0 | 0 | 0
Geo | 100.91 | 208.93 | 482.81 | 482.81 | 482.81 | 402.13
H | 125.7 | 125.7 | 125.7 | 125.7 | 125.7 | 125.7
LFG | 10.26 | 251.59 | 251.59 | 251.59 | 251.59 | 79.02
Nuc | 495.59 | 560.5 | 540.7 | 543.89 | 543.89 | 543.89
PS | 53.58 | 53.58 | 53.58 | 53.58 | 53.58 | 53.58
PV | 4.71 | 4.71 | 4.71 | 4.71 | 0.78 | 0.78
PeakG | 56.04 | 82.34 | 58.1 | 74.01 | 78.49 | 79.13
PeakO | 10.26 | 13.08 | 10.48 | 10.49 | 10.49 | 10.49
ST | 19.12 | 19.12 | 19.12 | 19.12 | 1.86 | 1.86
STOG | 175.72 | 210.43 | 175.66 | 182.25 | 178.68 | 188.4
STWD | 265.97 | 269.53 | 266.24 | 266.24 | 266.24 | 266.24
WT | 71.84 | 71.84 | 2981.99 | 3746.33 | 3718.97 | 3719.6
IGCC | 0 | 0 | 0 | 0 | 0 | 0
DemandResponse | 0 | 0 | 0 | 0 | 0 | 0
IGCC-CCS | 0 | 0 | 0 | 0 | 0 | 0
WT_off | 0 | 0 | 0 | 0 | 0 | 0
PseudoUnit | 0 | 0 | 0 | 0 | 0 | 0
FixedInterchange | 0 | 0 | 0 | 0 | 0 | 0
Total Costs by Reporting Type: NWPP_Coal
ReportingType | 2015 | 2020 | 2025 | 2030 | 2035 | 2040
BM | 0 | 0 | 0 | 0 | 0 | 0
CC | 0 | 0 | 0 | 0 | 0 | 0
CSP | 0 | 0 | 0 | 0 | 0 | 0
CT | 0 | 0 | 0 | 0 | 0 | 0
Coal | 3400.43 | 3651.05 | 3710.5 | 3631.77 | 3851.94 | 4330.06
Geo | 0 | 0 | 0 | 0 | 0 | 0
H | 0 | 0 | 0 | 0 | 0 | 0
LFG | 0 | 0 | 0 | 0 | 0 | 0
Nuc | 0 | 0 | 0 | 0 | 0 | 0
PS | 0 | 0 | 0 | 0 | 0 | 0
PV | 0 | 0 | 0 | 0 | 0 | 0
PeakG | 0 | 0 | 0 | 0 | 0 | 0
PeakO | 0 | 0 | 0 | 0 | 0 | 0
ST | 0 | 0 | 0 | 0 | 0 | 0
STOG | 0 | 0 | 0 | 0 | 0 | 0
STWD | 0 | 0 | 0 | 0 | 0 | 0
WT | 0 | 0 | 0 | 0 | 0 | 0
IGCC | 0 | 0 | 0 | 0 | 0 | 0
DemandResponse | 0 | 0 | 0 | 0 | 0 | 0
IGCC-CCS | 0 | 0 | 0 | 0 | 0 | 0
WT_off | 0 | 0 | 0 | 0 | 0 | 0
PseudoUnit | 0 | 0 | 0 | 0 | 0 | 0
FixedInterchange | 0 | 0 | 0 | 0 | 0 | 0
Total Costs by Reporting Type: NWPP_Gas
ReportingType | 2015 | 2020 | 2025 | 2030 | 2035 | 2040
BM | 0 | 0 | 0 | 0 | 0 | 0
CC | 2078.65 | 2343.53 | 2443.15 | 4060.67 | 6907.46 | 7718.21
CSP | 0 | 0 | 0 | 0 | 0 | 0
CT | 14.02 | 14.02 | 14.02 | 14.02 | 0 | 0
Coal | 0 | 0 | 0 | 0 | 0 | 224
Geo | 0 | 0 | 0 | 0 | 0 | 0
H | 0 | 0 | 0 | 0 | 0 | 0
LFG | 0 | 0 | 0 | 0 | 0 | 0
Nuc | 0 | 0 | 0 | 0 | 0 | 0
PS | 0 | 0 | 0 | 0 | 0 | 0
PV | 0 | 0 | 0 | 0 | 0 | 0
PeakG | 0 | 0 | 0 | 0 | 0 | 0
PeakO | 0 | 0 | 0 | 0 | 0 | 0
ST | 0 | 0 | 0 | 0 | 0 | 0
STOG | 0 | 0 | 0 | 0 | 0 | 0
STWD | 0 | 0 | 0 | 0 | 0 | 0
WT | 0 | 0 | 0 | 0 | 0 | 0
IGCC | 0 | 0 | 0 | 0 | 0 | 0
DemandResponse | 0 | 0 | 0 | 0 | 0 | 0
IGCC-CCS | 0 | 0 | 0 | 0 | 0 | 0
WT_off | 0 | 0 | 0 | 0 | 0 | 0
PseudoUnit | 0 | 0 | 0 | 0 | 0 | 0
FixedInterchange | 0 | 0 | 0 | 0 | 0 | 0
Total Costs by Reporting Type: NWPP_NucRenew
ReportingType | 2015 | 2020 | 2025 | 2030 | 2035 | 2040
BM | 17.16 | 17.16 | 17.16 | 17.16 | 17.16 | 17.23
CC | 0 | 0 | 0 | 0 | 0 | 0
CSP | 0 | 0 | 0 | 0 | 0 | 0
CT | 0 | 0 | 0 | 0 | 0 | 0
Coal | 0 | 0 | 0 | 0 | 0 | 0
Geo | 82.65 | 82.65 | 340.71 | 340.71 | 300.8 | 300.8
H | 480.54 | 480.54 | 480.54 | 480.54 | 480.54 | 480.54
LFG | 22.67 | 22.67 | 103.8 | 118.38 | 111.24 | 111.24
Nuc | 256.71 | 258.17 | 262.7 | 264.21 | 264.21 | 324.67
PS | 6.12 | 6.12 | 6.12 | 6.12 | 6.12 | 6.12
PV | 0.04 | 0.04 | 0.04 | 0.04 | 0.04 | 0.04
PeakG | 0 | 0 | 0 | 0 | 0 | 0
PeakO | 0 | 0 | 0 | 0 | 0 | 0
ST | 0 | 0 | 0 | 0 | 0 | 0
STOG | 0 | 0 | 0 | 0 | 0 | 0
STWD | 12.15 | 21.69 | 105.61 | 222.4 | 222.4 | 222.34
WT | 515.43 | 515.43 | 515.43 | 515.43 | 229.12 | 229.12
IGCC | 0 | 0 | 0 | 0 | 0 | 0
DemandResponse | 0 | 0 | 0 | 0 | 0 | 0
IGCC-CCS | 0 | 0 | 0 | 0 | 0 | 0
WT_off | 0 | 0 | 0 | 0 | 0 | 0
PseudoUnit | 0 | 0 | 0 | 0 | 0 | 0
FixedInterchange | 0 | 0 | 0 | 0 | 0 | 0
Total Costs by Reporting Type: RMPA
ReportingType | 2015 | 2020 | 2025 | 2030 | 2035 | 2040
BM | 0 | 0 | 0 | 0 | 0 | 0
CC | 285.57 | 448.87 | 193.13 | 254.16 | 239.3 | 269.01
CSP | 0 | 0 | 0 | 0 | 0 | 0
CT | 16.21 | 16.21 | 16.21 | 16.21 | 0.76 | 0.76
Coal | 1844.06 | 1927.96 | 1846.63 | 1764.72 | 2346.69 | 3033.14
Geo | 0 | 281.04 | 1523.53 | 1538.28 | 1538.28 | 1332.7
H | 13.99 | 13.99 | 13.99 | 13.99 | 13.99 | 13.99
LFG | 1.29 | 1.29 | 1.29 | 12.63 | 12.24 | 12.24
Nuc | 0.01 | 0.01 | 0.01 | 0.01 | 0.01 | 0.01
PS | 13.37 | 13.37 | 13.37 | 13.37 | 13.37 | 13.37
PV | 0.82 | 0.82 | 0.82 | 0.82 | 0.31 | 0.31
PeakG | 49.11 | 73.22 | 50.7 | 64.26 | 70.27 | 70.46
PeakO | 5.49 | 6.99 | 5.61 | 5.61 | 5.61 | 5.61
ST | 1.65 | 197.24 | 212.65 | 219.94 | 218.48 | 47.24
STOG | 0 | 0 | 0 | 0 | 0 | 0
STWD | 0 | 0 | 0 | 0 | 0 | 0
WT | 288.68 | 288.68 | 288.68 | 288.68 | 67.69 | 67.69
IGCC | 0 | 0 | 0 | 0 | 0 | 0
DemandResponse | 0 | 0 | 0 | 0 | 0 | 0
IGCC-CCS | 0 | 0 | 0 | 0 | 0 | 0
WT_off | 0 | 0 | 0 | 0 | 0 | 0
PseudoUnit | 0 | 0 | 0 | 0 | 0 | 0
FixedInterchange | 0 | 0 | 0 | 0 | 0 | 0
Total Costs by Reporting Type: SP15
ReportingType | 2015 | 2020 | 2025 | 2030 | 2035 | 2040
BM | 7.53 | 7.53 | 7.53 | 7.53 | 6.44 | 5.98
CC | 1455.19 | 1727.53 | 1618.63 | 1593.39 | 1711.3 | 1158.53
CSP | 0 | 0 | 0 | 0 | 0 | 0
CT | 0 | 0 | 0 | 0 | 0 | 0
Coal | 35.83 | 43.99 | 48.96 | 48.39 | 0 | 0
Geo | 113.26 | 976.11 | 976.11 | 953.11 | 953.11 | 328.75
H | 16.57 | 16.57 | 16.57 | 16.57 | 16.57 | 16.57
LFG | 29.81 | 266.4 | 266.4 | 266.09 | 263.55 | 94.59
Nuc | 508.22 | 539.82 | 519.92 | 522.86 | 522.86 | 643.14
PS | 34.19 | 34.19 | 34.19 | 34.19 | 34.19 | 34.19
PV | 4.09 | 4.09 | 4.09 | 4.09 | 1.81 | 1.81
PeakG | 76.73 | 111.44 | 93.22 | 103.59 | 104.03 | 103.59
PeakO | 1.47 | 1.91 | 1.53 | 1.53 | 1.53 | 1.53
ST | 290.87 | 290.87 | 290.87 | 290.87 | 28.69 | 28.69
STOG | 464.61 | 558.58 | 474.89 | 492.9 | 540.9 | 515.85
STWD | 68.43 | 69.39 | 68.5 | 68.5 | 68.5 | 68.5
WT | 304.5 | 304.5 | 304.5 | 304.5 | 71.1 | 71.1
IGCC | 0 | 0 | 0 | 0 | 0 | 0
DemandResponse | 0 | 0 | 0 | 0 | 0 | 0
IGCC-CCS | 0 | 0 | 0 | 0 | 0 | 0
WT_off | 0 | 0 | 0 | 0 | 0 | 0
PseudoUnit | 0 | 0 | 0 | 0 | 0 | 0
FixedInterchange | 0 | 0 | 0 | 0 | 0 | 0
Total Costs by Reporting Type: ALB
ReportingType | 2015 | 2020 | 2025 | 2030 | 2035 | 2040
BM | 0 | 0 | 0 | 0 | 0 | 0
CC | 839.72 | 1164.61 | 1655.32 | 2118.13 | 2815.87 | 3409.74
CSP | 0 | 0 | 0 | 0 | 0 | 0
CT | 18.05 | 18.05 | 18.05 | 18.05 | 0 | 0
Coal | 1012.7 | 953.71 | 967.34 | 993.65 | 1148.85 | 1251.85
Geo | 0 | 0 | 0 | 0 | 0 | 0
H | 12.99 | 12.99 | 12.99 | 12.99 | 12.99 | 12.99
LFG | 1.21 | 1.21 | 1.21 | 1.21 | 1.21 | 1.21
Nuc | 0.01 | 0.01 | 0.01 | 0.01 | 0.01 | 0.01
PS | 0 | 0 | 0 | 0 | 0 | 0
PV | 0 | 0 | 0 | 0 | 0 | 0
PeakG | 24.72 | 24.15 | 24.15 | 24.15 | 34.02 | 34.02
PeakO | 0 | 0 | 0 | 0 | 0 | 0
ST | 0 | 0 | 0 | 0 | 0 | 0
STOG | 0 | 0 | 0 | 0 | 0 | 0
STWD | 0 | 0 | 0 | 0 | 0 | 0
WT | 25.5 | 25.5 | 25.5 | 25.5 | 22.96 | 22.96
IGCC | 0 | 0 | 0 | 0 | 0 | 0
DemandResponse | 0 | 0 | 0 | 0 | 0 | 0
IGCC-CCS | 0 | 0 | 0 | 0 | 0 | 0
WT_off | 0 | 0 | 0 | 0 | 0 | 0
PseudoUnit | 0 | 0 | 0 | 0 | 0 | 0
FixedInterchange | 0 | 0 | 0 | 0 | 0 | 0
Total Costs by Reporting Type: BC
ReportingType | 2015 | 2020 | 2025 | 2030 | 2035 | 2040
BM | 0 | 0 | 0 | 0 | 0 | 0
CC | 527.02 | 653.09 | 941.49 | 1348.69 | 1839.9 | 2269.87
CSP | 0 | 0 | 0 | 0 | 0 | 0
CT | 0 | 0 | 0 | 0 | 0 | 13.85
Coal | 0 | 0 | 0 | 0 | 0 | 0
Geo | 0 | 0 | 0 | 0 | 0 | 0
H | 173.22 | 173.22 | 173.22 | 173.22 | 173.22 | 173.22
LFG | 2.9 | 2.9 | 2.9 | 2.9 | 2.9 | 2.9
Nuc | 0.01 | 0.01 | 0.01 | 0.01 | 0.01 | 0.01
PS | 0 | 0 | 0 | 0 | 0 | 0
PV | 0 | 0 | 0 | 0 | 0 | 0
PeakG | 2.66 | 2.77 | 3.3 | 3.3 | 3.3 | 3.3
PeakO | 1.16 | 1.29 | 1.29 | 1.29 | 1.29 | 1.29
ST | 0 | 0 | 0 | 0 | 0 | 0
STOG | 0 | 0 | 0 | 0 | 0 | 0
STWD | 16.34 | 16.34 | 16.34 | 16.34 | 16.34 | 16.34
WT | 48.22 | 48.22 | 48.22 | 48.22 | 7.54 | 7.54
IGCC | 0 | 0 | 0 | 0 | 0 | 0
DemandResponse | 0 | 0 | 0 | 0 | 0 | 0
IGCC-CCS | 0 | 0 | 0 | 0 | 0 | 0
WT_off | 0 | 0 | 0 | 0 | 0 | 0
PseudoUnit | 0 | 0 | 0 | 0 | 0 | 0
FixedInterchange | 0 | 0 | 0 | 0 | 0 | 0
Total Costs by Reporting Type: HQ_IESO
ReportingType | 2015 | 2020 | 2025 | 2030 | 2035 | 2040
BM | 0 | 0 | 0 | 0 | 0 | 0
CC | 0 | 0 | 0 | 0 | 0 | 0
CSP | 0 | 0 | 0 | 0 | 0 | 0
CT | 0 | 0 | 0 | 0 | 0 | 0
Coal | 0 | 0 | 0 | 0 | 0 | 0
Geo | 0 | 0 | 0 | 0 | 0 | 0
H | 0 | 0 | 0 | 0 | 0 | 0
LFG | 0 | 0 | 0 | 0 | 0 | 0
Nuc | 0.01 | 0.01 | 0.01 | 0.01 | 0.01 | 0.01
PS | 0 | 0 | 0 | 0 | 0 | 0
PV | 0 | 0 | 0 | 0 | 0 | 0
PeakG | 0 | 0 | 0 | 0 | 0 | 0
PeakO | 0 | 0 | 0 | 0 | 0 | 0
ST | 0 | 0 | 0 | 0 | 0 | 0
STOG | 0 | 0 | 0 | 0 | 0 | 0
STWD | 0 | 0 | 0 | 0 | 0 | 0
WT | 0 | 0 | 0 | 0 | 0 | 0
IGCC | 0 | 0 | 0 | 0 | 0 | 0
DemandResponse | 0 | 0 | 0 | 0 | 0 | 0
IGCC-CCS | 0 | 0 | 0 | 0 | 0 | 0
WT_off | 0 | 0 | 0 | 0 | 0 | 0
PseudoUnit | 0 | 0 | 0 | 0 | 0 | 0
FixedInterchange | 0 | 0 | 0 | 0 | 0 | 0
Total Costs by Reporting Type: HQ_NEISO
ReportingType | 2015 | 2020 | 2025 | 2030 | 2035 | 2040
BM | 0 | 0 | 0 | 0 | 0 | 0
CC | 0 | 0 | 0 | 0 | 0 | 0
CSP | 0 | 0 | 0 | 0 | 0 | 0
CT | 0 | 0 | 0 | 0 | 0 | 0
Coal | 0 | 0 | 0 | 0 | 0 | 0
Geo | 0 | 0 | 0 | 0 | 0 | 0
H | 0 | 0 | 0 | 0 | 0 | 0
LFG | 0 | 0 | 0 | 0 | 0 | 0
Nuc | 0.01 | 0.01 | 0.01 | 0.01 | 0.01 | 0.01
PS | 0 | 0 | 0 | 0 | 0 | 0
PV | 0 | 0 | 0 | 0 | 0 | 0
PeakG | 0 | 0 | 0 | 0 | 0 | 0
PeakO | 0 | 0 | 0 | 0 | 0 | 0
ST | 0 | 0 | 0 | 0 | 0 | 0
STOG | 0 | 0 | 0 | 0 | 0 | 0
STWD | 0 | 0 | 0 | 0 | 0 | 0
WT | 0 | 0 | 0 | 0 | 0 | 0
IGCC | 0 | 0 | 0 | 0 | 0 | 0
DemandResponse | 0 | 0 | 0 | 0 | 0 | 0
IGCC-CCS | 0 | 0 | 0 | 0 | 0 | 0
WT_off | 0 | 0 | 0 | 0 | 0 | 0
PseudoUnit | 0 | 0 | 64.59 | 946.47 | 946.47 | 946.47
FixedInterchange | 0 | 0 | 0 | 0 | 0 | 0
Total Costs by Reporting Type: HQ_NY
ReportingType | 2015 | 2020 | 2025 | 2030 | 2035 | 2040
BM | 0 | 0 | 0 | 0 | 0 | 0
CC | 0 | 0 | 0 | 0 | 0 | 0
CSP | 0 | 0 | 0 | 0 | 0 | 0
CT | 0 | 0 | 0 | 0 | 0 | 0
Coal | 0 | 0 | 0 | 0 | 0 | 0
Geo | 0 | 0 | 0 | 0 | 0 | 0
H | 0 | 0 | 0 | 0 | 0 | 0
LFG | 0 | 0 | 0 | 0 | 0 | 0
Nuc | 0.01 | 0.01 | 0.01 | 0.01 | 0.01 | 0.01
PS | 0 | 0 | 0 | 0 | 0 | 0
PV | 0 | 0 | 0 | 0 | 0 | 0
PeakG | 0 | 0 | 0 | 0 | 0 | 0
PeakO | 0 | 0 | 0 | 0 | 0 | 0
ST | 0 | 0 | 0 | 0 | 0 | 0
STOG | 0 | 0 | 0 | 0 | 0 | 0
STWD | 0 | 0 | 0 | 0 | 0 | 0
WT | 0 | 0 | 0 | 0 | 0 | 0
IGCC | 0 | 0 | 0 | 0 | 0 | 0
DemandResponse | 0 | 0 | 0 | 0 | 0 | 0
IGCC-CCS | 0 | 0 | 0 | 0 | 0 | 0
WT_off | 0 | 0 | 0 | 0 | 0 | 0
PseudoUnit | 0 | 503.36 | 983.36 | 983.36 | 983.36 | 983.36
FixedInterchange | 0 | 0 | 0 | 0 | 0 | 0
Total Costs by Reporting Type: MARITIMES
ReportingType | 2015 | 2020 | 2025 | 2030 | 2035 | 2040
BM | 0 | 0 | 0 | 0 | 0 | 0
CC | 0 | 0 | 0 | 0 | 0 | 0
CSP | 0 | 0 | 0 | 0 | 0 | 0
CT | 0 | 0 | 0 | 0 | 0 | 0
Coal | 0 | 0 | 0 | 0 | 0 | 0
Geo | 0 | 0 | 0 | 0 | 0 | 0
H | 0 | 0 | 0 | 0 | 0 | 0
LFG | 0 | 0 | 0 | 0 | 0 | 0
Nuc | 0.01 | 0.01 | 0.01 | 0.01 | 0.01 | 0.01
PS | 0 | 0 | 0 | 0 | 0 | 0
PV | 0 | 0 | 0 | 0 | 0 | 0
PeakG | 0 | 0 | 0 | 0 | 0 | 0
PeakO | 0 | 0 | 0 | 0 | 0 | 0
ST | 0 | 0 | 0 | 0 | 0 | 0
STOG | 0 | 0 | 0 | 0 | 0 | 0
STWD | 0 | 0 | 0 | 0 | 0 | 0
WT | 0 | 0 | 0 | 0 | 0 | 0
IGCC | 0 | 0 | 0 | 0 | 0 | 0
DemandResponse | 0 | 0 | 0 | 0 | 0 | 0
IGCC-CCS | 0 | 0 | 0 | 0 | 0 | 0
WT_off | 0 | 0 | 0 | 0 | 0 | 0
PseudoUnit | 0 | 197.97 | 197.97 | 197.97 | 197.97 | 197.97
FixedInterchange | 0 | 0 | 0 | 0 | 0 | 0
Total Costs by Reporting Type: All
ReportingType | 2015 | 2020 | 2025 | 2030 | 2035 | 2040
BM | 841.66 | 1162.52 | 1386.64 | 2832.7 | 2996.67 | 3172.64
CC | 52673.01 | 61041.06 | 56900.1 | 56940.98 | 79451.55 | 94057.57
CSP | 0 | 0 | 0 | 0 | 0 | 0
CT | 652.9 | 1404.82 | 1701.83 | 2682.6 | 4329.44 | 4997.81
Coal | 75493.68 | 77913.7 | 75775.74 | 73025.75 | 81442.36 | 96052.31
Geo | 300.77 | 1552.68 | 4188.68 | 4180.43 | 4140.53 | 3229.91
H | 1511 | 2291.33 | 3071.35 | 4133.37 | 4133.37 | 4235.79
LFG | 556.66 | 1374.28 | 2250.04 | 2528.3 | 2484.81 | 1904.85
Nuc | 27257.76 | 31456.43 | 31434.52 | 31883.3 | 26253.69 | 31278.26
PS | 517.25 | 517.25 | 517.25 | 517.25 | 517.25 | 517.25
PV | 666.03 | 1747.31 | 2240.72 | 2353.83 | 1751.16 | 769.65
PeakG | 2252.38 | 3280.15 | 2685.23 | 3088 | 3340.2 | 3249.16
PeakO | 551.97 | 723.09 | 585.71 | 588.45 | 588.46 | 588.48
ST | 468.59 | 886.77 | 1032.36 | 1010.23 | 678.37 | 312.68
STOG | 3878.11 | 4434.85 | 3876.69 | 3756.13 | 4019.77 | 4063.92
STWD | 1032.75 | 1653.12 | 1350.82 | 1442.93 | 1508.13 | 1746.54
WT | 9401.76 | 21080.38 | 45222.28 | 65700.56 | 63309.58 | 56986.05
IGCC | 366.82 | 366.99 | 366.98 | 368.37 | 370.68 | 375.57
DemandResponse | 0 | 0 | 0 | 0 | 0 | 0
IGCC-CCS | 0 | 0 | 0 | 0 | 0 | 0
WT_off | 348.15 | 3273.2 | 7330.27 | 13729.74 | 13381.64 | 10562.7
PseudoUnit | 0 | 701.33 | 1245.92 | 2127.8 | 2127.8 | 2127.8
FixedInterchange | 0 | 0 | 0 | 0 | 0 | 0
Total Costs by Reporting Type: EI_US
ReportingType | 2015 | 2020 | 2025 | 2030 | 2035 | 2040
BM | 570.11 | 877.12 | 1106.26 | 606.35 | 701.38 | 750.66
CC | 34352.7 | 39857.43 | 36369.73 | 32505.62 | 49180.41 | 60933.02
CSP | 0 | 0 | 0 | 0 | 0 | 0
CT | 448.57 | 1042.55 | 1294.91 | 1916.67 | 3342.06 | 3609.86
Coal | 60401.22 | 61458.11 | 59343.68 | 56900.83 | 62888.09 | 70667.09
Geo | 3.95 | 3.95 | 3.95 | 3.95 | 3.95 | 3.95
H | 419.29 | 948.53 | 1214.38 | 1214.38 | 1214.38 | 1214.38
LFG | 459.31 | 799 | 1433.66 | 1686.32 | 1657.78 | 1419.36
Nuc | 21188.8 | 25019.34 | 24933.73 | 25344.21 | 19958.32 | 24608.01
PS | 401.94 | 401.94 | 401.94 | 401.94 | 401.94 | 401.94
PV | 41.24 | 1122.52 | 1615.93 | 1729.04 | 1745.39 | 763.88
PeakG | 1904.7 | 2789.85 | 2256.27 | 2595.21 | 2813.6 | 2817.13
PeakO | 531.54 | 697.2 | 564.41 | 567.03 | 567.04 | 567.05
ST | 0 | 0 | 0 | 0 | 0 | 0
STOG | 2216.08 | 2468.22 | 2151.42 | 2035.4 | 2234.29 | 2292.79
STWD | 657.06 | 1263.16 | 881.29 | 856.62 | 921.81 | 1160.28
WT | 6833.59 | 16119.05 | 34649.71 | 52565.89 | 51674.8 | 47096.6
IGCC | 366.82 | 366.99 | 366.98 | 368.37 | 370.68 | 375.57
DemandResponse | 0 | 0 | 0 | 0 | 0 | 0
IGCC-CCS | 0 | 0 | 0 | 0 | 0 | 0
WT_off | 348.15 | 3273.2 | 7330.27 | 13729.74 | 13381.64 | 10562.7
PseudoUnit | 0 | 701.33 | 1245.92 | 2127.8 | 2127.8 | 2127.8
FixedInterchange | 0 | 0 | 0 | 0 | 0 | 0
Total Costs by Reporting Type: EI_Canada
ReportingType | 2015 | 2020 | 2025 | 2030 | 2035 | 2040
BM | 177.6 | 177.6 | 177.6 | 177.6 | 177.6 | 177.6
CC | 480.56 | 426.26 | 349.18 | 310.17 | 626.49 | 1287.84
CSP | 0 | 0 | 0 | 0 | 0 | 0
CT | 45.17 | 45.17 | 45.17 | 45.17 | 58.15 | 208.93
Coal | 129.94 | 126.59 | 2.63 | 0 | 0 | 0
Geo | 0 | 0 | 0 | 0 | 0 | 0
H | 216.06 | 467.15 | 981.32 | 1827.39 | 1827.39 | 1929.8
LFG | 19.32 | 19.32 | 19.32 | 19.32 | 14.43 | 14.43
Nuc | 2990.32 | 3007.74 | 3062.22 | 3080.31 | 2836.59 | 3030.72
PS | 2.92 | 2.92 | 2.92 | 2.92 | 2.92 | 2.92
PV | 558.01 | 558.01 | 558.01 | 558.01 | 0.44 | 0.44
PeakG | 21.55 | 23.55 | 23.55 | 23.55 | 26.76 | 26.91
PeakO | 0.75 | 0.75 | 0.87 | 0.98 | 0.98 | 0.98
ST | 0 | 0 | 0 | 0 | 0 | 0
STOG | 5.56 | 5.54 | 5.54 | 0 | 0 | 0
STWD | 0 | 0 | 0 | 0 | 0 | 0
WT | 868.55 | 868.55 | 868.55 | 868.55 | 61.76 | 61.76
IGCC | 0 | 0 | 0 | 0 | 0 | 0
DemandResponse | 0 | 0 | 0 | 0 | 0 | 0
IGCC-CCS | 0 | 0 | 0 | 0 | 0 | 0
WT_off | 0 | 0 | 0 | 0 | 0 | 0
PseudoUnit | 0 | 0 | 0 | 0 | 0 | 0
FixedInterchange | 0 | 0 | 0 | 0 | 0 | 0
Total Costs by Reporting Type: EI
ReportingType | 2015 | 2020 | 2025 | 2030 | 2035 | 2040
BM | 747.71 | 1054.72 | 1283.86 | 783.96 | 878.98 | 928.26
CC | 34833.26 | 40283.69 | 36718.91 | 32815.79 | 49806.9 | 62220.86
CSP | 0 | 0 | 0 | 0 | 0 | 0
CT | 493.74 | 1087.72 | 1340.08 | 1961.84 | 3400.21 | 3818.79
Coal | 60531.16 | 61584.7 | 59346.31 | 56900.83 | 62888.09 | 70667.09
Geo | 3.95 | 3.95 | 3.95 | 3.95 | 3.95 | 3.95
H | 635.35 | 1415.68 | 2195.7 | 3041.76 | 3041.76 | 3144.18
LFG | 478.63 | 818.32 | 1452.98 | 1705.64 | 1672.21 | 1433.79
Nuc | 24179.13 | 28027.08 | 27995.95 | 28424.51 | 22794.91 | 27638.73
PS | 404.86 | 404.86 | 404.86 | 404.86 | 404.86 | 404.86
PV | 599.25 | 1680.53 | 2173.94 | 2287.05 | 1745.83 | 764.32
PeakG | 1926.25 | 2813.4 | 2279.82 | 2618.76 | 2840.36 | 2844.04
PeakO | 532.29 | 697.95 | 565.28 | 568.01 | 568.02 | 568.03
ST | 0 | 0 | 0 | 0 | 0 | 0
STOG | 2221.64 | 2473.75 | 2156.96 | 2035.4 | 2234.29 | 2292.79
STWD | 657.06 | 1263.16 | 881.29 | 856.62 | 921.81 | 1160.28
WT | 7702.14 | 16987.6 | 35518.27 | 53434.44 | 51736.56 | 47158.36
IGCC | 366.82 | 366.99 | 366.98 | 368.37 | 370.68 | 375.57
DemandResponse | 0 | 0 | 0 | 0 | 0 | 0
IGCC-CCS | 0 | 0 | 0 | 0 | 0 | 0
WT_off | 348.15 | 3273.2 | 7330.27 | 13729.74 | 13381.64 | 10562.7
PseudoUnit | 0 | 701.33 | 1245.92 | 2127.8 | 2127.8 | 2127.8
FixedInterchange | 0 | 0 | 0 | 0 | 0 | 0
Total Costs by Reporting Type: Outside_EI
ReportingType | 2015 | 2020 | 2025 | 2030 | 2035 | 2040
BM | 93.95 | 107.8 | 102.79 | 2048.74 | 2117.69 | 2244.38
CC | 17839.75 | 20757.37 | 20181.19 | 24125.19 | 29644.65 | 31836.71
CSP | 0 | 0 | 0 | 0 | 0 | 0
CT | 159.16 | 317.1 | 361.75 | 720.77 | 929.22 | 1179.03
Coal | 14962.51 | 16329.01 | 16429.43 | 16124.92 | 18554.27 | 25385.22
Geo | 296.82 | 1548.72 | 4184.73 | 4176.48 | 4136.57 | 3225.95
H | 875.65 | 875.65 | 875.65 | 1091.61 | 1091.61 | 1091.61
LFG | 78.04 | 555.96 | 797.06 | 822.66 | 812.6 | 471.06
Nuc | 3078.63 | 3429.35 | 3438.57 | 3458.79 | 3458.79 | 3639.53
PS | 112.39 | 112.39 | 112.39 | 112.39 | 112.39 | 112.39
PV | 66.78 | 66.78 | 66.78 | 66.78 | 5.33 | 5.33
PeakG | 326.13 | 466.75 | 405.41 | 469.24 | 499.84 | 405.12
PeakO | 19.67 | 25.14 | 20.44 | 20.44 | 20.45 | 20.45
ST | 468.59 | 886.77 | 1032.36 | 1010.23 | 678.37 | 312.68
STOG | 1656.46 | 1961.1 | 1719.73 | 1720.73 | 1785.48 | 1771.12
STWD | 375.7 | 389.96 | 469.53 | 586.32 | 586.32 | 586.26
WT | 1699.62 | 4092.78 | 9704.01 | 12266.12 | 11573.02 | 9827.69
IGCC | 0 | 0 | 0 | 0 | 0 | 0
DemandResponse | 0 | 0 | 0 | 0 | 0 | 0
IGCC-CCS | 0 | 0 | 0 | 0 | 0 | 0
WT_off | 0 | 0 | 0 | 0 | 0 | 0
PseudoUnit | 0 | 0 | 0 | 0 | 0 | 0
FixedInterchange | 0 | 0 | 0 | 0 | 0 | 0
#15 A | RPS Generation Compliance Payments ($)
RPS Program | 2015 | 2020 | 2025 | 2030 | 2035 | 2040
NEISO | 8.25 | 0 | 0 | 0 | 0 | 0
CA | 1660.56 | 1740.81 | 0 | 0 | 0 | 0
NWPP | 0 | 0 | 0 | 0 | 0 | 0
PJM | 0 | 108.98 | 142.99 | 0 | 0 | 0
US_EI | 0 | 0 | 0 | 0 | 0 | 0
US_WECC | 0 | 0 | 0 | 0 | 0 | 0
US_ERCOT | 0 | 0 | 0 | 0 | 0 | 0
PJM_Solar | 376.75 | 0 | 0 | 0 | 0 | 0
MA_Solar | 161.44 | 0 | 0 | 0 | 0 | 0
NH_Solar | 10.87 | 0 | 0 | 0 | 0 | 0
MRETS_Solar | 0 | 0 | 0 | 0 | 0 | 0
AZNMSNV | 220.4 | 357.39 | 0 | 0 | 0 | 0
AZNMSNV_Solar | 62.75 | 0 | 0 | 0 | 0 | 0
MRETS | 0 | 0 | 0 | 0 | 0 | 0
MI | 74.33 | 0 | 0 | 0 | 0 | 0
Ohio | 0 | 0 | 0 | 0 | 0 | 0
Ohio_Solar | 57.11 | 0 | 0 | 0 | 0 | 0
MOKSOKNE | 239.11 | 0 | 0 | 0 | 0 | 0
MO_Solar | 30.08 | 0 | 0 | 0 | 0 | 0
NC | 762.51 | 0 | 0 | 0 | 0 | 0
NC_Solar | 25.78 | 0 | 0 | 0 | 0 | 0
CO | 24.14 | 0 | 0 | 0 | 0 | 0
CO_Solar | 185.43 | 0 | 0 | 0 | 0 | 0
NY | 6.9 | 0 | 0 | 0 | 0 | 0
TX | 0 | 0 | 0 | 0 | 0 | 0
#15 B | RPS Capacity Compliance Payments ($)
RPS Program | 2015 | 2020 | 2025 | 2030 | 2035 | 2040
NEISO | 0 | 0 | 0 | 0 | 0 | 0
CA | 0 | 0 | 0 | 0 | 0 | 0
NWPP | 0 | 0 | 0 | 0 | 0 | 0
PJM | 0 | 0 | 0 | 0 | 0 | 0
US_EI | 0 | 0 | 0 | 0 | 0 | 0
US_WECC | 0 | 0 | 0 | 0 | 0 | 0
US_ERCOT | 0 | 0 | 0 | 0 | 0 | 0
PJM_Solar | 0 | 0 | 0 | 0 | 0 | 0
MA_Solar | 0 | 0 | 0 | 0 | 0 | 0
NH_Solar | 0 | 0 | 0 | 0 | 0 | 0
MRETS_Solar | 0 | 0 | 0 | 0 | 0 | 0
AZNMSNV | 0 | 0 | 0 | 0 | 0 | 0
AZNMSNV_Solar | 0 | 0 | 0 | 0 | 0 | 0
MRETS | 0 | 0 | 0 | 0 | 0 | 0
MI | 0 | 0 | 0 | 0 | 0 | 0
Ohio | 0 | 0 | 0 | 0 | 0 | 0
Ohio_Solar | 0 | 0 | 0 | 0 | 0 | 0
MOKSOKNE | 0 | 0 | 0 | 0 | 0 | 0
MO_Solar | 0 | 0 | 0 | 0 | 0 | 0
NC | 0 | 0 | 0 | 0 | 0 | 0
NC_Solar | 0 | 0 | 0 | 0 | 0 | 0
CO | 0 | 0 | 0 | 0 | 0 | 0
CO_Solar | 0 | 0 | 0 | 0 | 0 | 0
NY | 0 | 0 | 0 | 0 | 0 | 0
TX | 0 | 0 | 0 | 0 | 0 | 0
#16a | Transmission Costs ($million) [excludes shadow cost]
Transmission Costs: Entergy
Cost | 2015 | 2020 | 2025 | 2030 | 2035 | 2040
a. Wheel Share | 2.06 | 5.98 | 69.28 | 135.35 | 134.97 | 143.96
b. Friction Share | 3.44 | 9.12 | 105.29 | 208.7 | 208.4 | 222.07
Transmission Costs: FRCC
Cost | 2015 | 2020 | 2025 | 2030 | 2035 | 2040
a. Wheel Share | 5.8 | 2.72 | 4.18 | 4.83 | 0.73 | 4.9
b. Friction Share | 5.8 | 2.72 | 4.18 | 4.83 | 0.73 | 4.9
Transmission Costs: MAPP_US
Cost | 2015 | 2020 | 2025 | 2030 | 2035 | 2040
a. Wheel Share | 19.74 | 15.99 | 14.9 | 31.71 | 34.55 | 44.24
b. Friction Share | 14.43 | 11.51 | 10.67 | 23.2 | 25.47 | 32.77
Transmission Costs: MISO_IN
Cost | 2015 | 2020 | 2025 | 2030 | 2035 | 2040
a. Wheel Share | 1.98 | 2.05 | 3.53 | 4.24 | 3.92 | 3.08
b. Friction Share | 2.21 | 1.54 | 2.45 | 5.59 | 6.27 | 7.41
Transmission Costs: MISO_MI
Cost | 2015 | 2020 | 2025 | 2030 | 2035 | 2040
a. Wheel Share | 3.38 | 8.76 | 8.57 | 7.21 | 2.07 | 5.33
b. Friction Share | 10.67 | 22.44 | 22.03 | 20.27 | 7.83 | 11.66
Transmission Costs: MISO_MO-IL
Cost | 2015 | 2020 | 2025 | 2030 | 2035 | 2040
a. Wheel Share | 0.15 | 0.05 | 4.06 | 18.72 | 30.57 | 45.71
b. Friction Share | 4.33 | 0.54 | 6.47 | 28.02 | 38.51 | 48.69
Transmission Costs: MISO_W
Cost | 2015 | 2020 | 2025 | 2030 | 2035 | 2040
a. Wheel Share | 3.63 | 6.67 | 59.35 | 146.93 | 166.33 | 174.55
b. Friction Share | 7.37 | 8.07 | 110.17 | 276.68 | 295.16 | 300.8
Transmission Costs: MISO_WUMS
Cost | 2015 | 2020 | 2025 | 2030 | 2035 | 2040
a. Wheel Share | 0 | 0 | 0 | 0 | 0 | 0
b. Friction Share | 0.25 | 0.26 | 0.45 | 6 | 2.43 | 4.12
Transmission Costs: Nebraska
Cost | 2015 | 2020 | 2025 | 2030 | 2035 | 2040
a. Wheel Share | 14.65 | 6.8 | 52.79 | 122.78 | 137.69 | 135.21
b. Friction Share | 11.23 | 6.44 | 79.11 | 184.77 | 207.09 | 203.36
Transmission Costs: NEISO
Cost | 2015 | 2020 | 2025 | 2030 | 2035 | 2040
a. Wheel Share | 0 | 0 | 0 | 0 | 0 | 0
b. Friction Share | 5.25 | 5.25 | 4.64 | 13.55 | 17.61 | 17.01
Transmission Costs: NonRTO_Midwest
Cost | 2015 | 2020 | 2025 | 2030 | 2035 | 2040
a. Wheel Share | 2.04 | 2.25 | 3.57 | 4.34 | 6.9 | 6.42
b. Friction Share | 1.26 | 1.48 | 2.17 | 2.71 | 7.32 | 7.23
Transmission Costs: NYISO_A-F
Cost | 2015 | 2020 | 2025 | 2030 | 2035 | 2040
a. Wheel Share | 14.36 | 13.62 | 7.84 | 10.64 | 2.19 | 2.32
b. Friction Share | 36.6 | 32.55 | 19.39 | 24.6 | 6.81 | 6.45
Transmission Costs: NYISO_G-I
Cost | 2015 | 2020 | 2025 | 2030 | 2035 | 2040
a. Wheel Share | 1.13 | 1.99 | 2.66 | 2.24 | 1.73 | 1.92
b. Friction Share | 3.04 | 2.78 | 3.47 | 6.55 | 7.84 | 7.71
Transmission Costs: NYISO_J-K
Cost | 2015 | 2020 | 2025 | 2030 | 2035 | 2040
a. Wheel Share | 0.82 | 0.61 | 1.14 | 0.79 | 0.77 | 0.58
b. Friction Share | 3.54 | 2.21 | 2.24 | 4.98 | 6.93 | 6.86
Transmission Costs: PJM_E
Cost | 2015 | 2020 | 2025 | 2030 | 2035 | 2040
a. Wheel Share | 1.95 | 2.6 | 3.8 | 3.04 | 2.5 | 2.49
b. Friction Share | 2.08 | 1.96 | 3.17 | 2.38 | 1.82 | 1.94
Transmission Costs: PJM_ROM
Cost | 2015 | 2020 | 2025 | 2030 | 2035 | 2040
a. Wheel Share | 0.33 | 2.31 | 1.6 | 4.25 | 1.98 | 1.88
b. Friction Share | 0.75 | 1.63 | 1.2 | 4.04 | 1.63 | 1.75
Transmission Costs: PJM_ROR
Cost | 2015 | 2020 | 2025 | 2030 | 2035 | 2040
a. Wheel Share | 30.31 | 6.18 | 18.37 | 40.21 | 28.95 | 25.23
b. Friction Share | 41.92 | 8.32 | 46.32 | 131.02 | 110.48 | 113.76
Transmission Costs: SOCO
Cost | 2015 | 2020 | 2025 | 2030 | 2035 | 2040
a. Wheel Share | 9.06 | 6.08 | 14.49 | 32.62 | 26.41 | 30.55
b. Friction Share | 11.14 | 8.93 | 22.18 | 51.79 | 43.75 | 48.13
Transmission Costs: SPP_N
Cost | 2015 | 2020 | 2025 | 2030 | 2035 | 2040
a. Wheel Share | 2.72 | 5.78 | 51.93 | 85.26 | 87.28 | 91.69
b. Friction Share | 2.42 | 8.79 | 78.52 | 128.56 | 131.55 | 138.18
Transmission Costs: SPP_S
Cost | 2015 | 2020 | 2025 | 2030 | 2035 | 2040
a. Wheel Share | 0.14 | 0.37 | 19.31 | 36.5 | 36.44 | 41.02
b. Friction Share | 0.34 | 0.79 | 29.04 | 54.84 | 54.75 | 61.63
Transmission Costs: TVA
Cost | 2015 | 2020 | 2025 | 2030 | 2035 | 2040
a. Wheel Share | 1.05 | 1.45 | 0.77 | 0.75 | 0.57 | 0.71
b. Friction Share | 1.31 | 1.82 | 0.96 | 1.01 | 0.82 | 1.02
Transmission Costs: TVA_Transmission
Cost | 2015 | 2020 | 2025 | 2030 | 2035 | 2040
a. Wheel Share | 0.52 | 0.21 | 1.23 | 21.37 | 32.81 | 50.12
b. Friction Share | 0.49 | 0.24 | 1.33 | 25.46 | 35.92 | 48.54
Transmission Costs: VACAR
Cost | 2015 | 2020 | 2025 | 2030 | 2035 | 2040
a. Wheel Share | 30.4 | 7.3 | 18.98 | 37.85 | 27.61 | 26.19
b. Friction Share | 30.93 | 9.13 | 21.07 | 40.3 | 28.54 | 27.86
Transmission Costs: IESO
Cost | 2015 | 2020 | 2025 | 2030 | 2035 | 2040
a. Wheel Share | 19.32 | 23.61 | 18.11 | 14.42 | 3.66 | 9.62
b. Friction Share | 48.32 | 59.05 | 45.28 | 35.29 | 6.72 | 10.08
Transmission Costs: MAPP_CA
Cost | 2015 | 2020 | 2025 | 2030 | 2035 | 2040
a. Wheel Share | 3.19 | 4.64 | 4.17 | 2.04 | 2.96 | 4.6
b. Friction Share | 5.09 | 7.54 | 7.18 | 1.54 | 2.24 | 3.23
Transmission Costs: AZ_NM_SNV_Coal
Cost | 2015 | 2020 | 2025 | 2030 | 2035 | 2040
a. Wheel Share | 20.8 | 20.88 | 23.92 | 22.85 | 25.72 | 46.37
b. Friction Share | 35.07 | 35.26 | 40.38 | 38.7 | 43.42 | 77.56
Transmission Costs: AZ_NM_SNV_Gas
Cost | 2015 | 2020 | 2025 | 2030 | 2035 | 2040
a. Wheel Share | 80.58 | 96.77 | 93.23 | 108.87 | 120.16 | 147.79
b. Friction Share | 134.61 | 161.64 | 155.76 | 181.94 | 200.71 | 246.57
Transmission Costs: AZ_NM_SNV_NucRenew
Cost | 2015 | 2020 | 2025 | 2030 | 2035 | 2040
a. Wheel Share | 39.13 | 41.29 | 53.72 | 58.63 | 64.33 | 86.41
b. Friction Share | 65.32 | 68.91 | 89.66 | 97.84 | 107.33 | 144.04
Transmission Costs: ERCOT
Cost | 2015 | 2020 | 2025 | 2030 | 2035 | 2040
a. Wheel Share | 0 | 0.2 | 4.77 | 6.13 | 5.81 | 6.13
b. Friction Share | 0 | 0.3 | 7.15 | 9.19 | 8.71 | 9.19
Transmission Costs: NP15
Cost | 2015 | 2020 | 2025 | 2030 | 2035 | 2040
a. Wheel Share | 35.69 | 16.68 | 7.29 | 16.29 | 37.82 | 44.48
b. Friction Share | 59.56 | 27.89 | 12.27 | 27.25 | 63.15 | 74.25
Transmission Costs: NWPP_Coal
Cost | 2015 | 2020 | 2025 | 2030 | 2035 | 2040
a. Wheel Share | 83.47 | 56.5 | 47.64 | 59.88 | 92.1 | 98.02
b. Friction Share | 140.38 | 95.42 | 80.7 | 101.26 | 155.18 | 165.07
Transmission Costs: NWPP_Gas
Cost | 2015 | 2020 | 2025 | 2030 | 2035 | 2040
a. Wheel Share | 0 | 0 | 0 | 0 | 0 | 0
b. Friction Share | 0.3 | 0.3 | 0.3 | 0.44 | 0.66 | 0.68
Transmission Costs: NWPP_NucRenew
Cost | 2015 | 2020 | 2025 | 2030 | 2035 | 2040
a. Wheel Share | 0 | 0 | 0 | 0 | 0 | 0
b. Friction Share | 0.96 | 0.96 | 1 | 1.01 | 1.01 | 1.01
Transmission Costs: RMPA
Cost | 2015 | 2020 | 2025 | 2030 | 2035 | 2040
a. Wheel Share | 3.32 | 5.99 | 13.54 | 13.39 | 15.99 | 20.76
b. Friction Share | 2.53 | 5.98 | 18.26 | 17.17 | 21.64 | 29.58
Transmission Costs: SP15
Cost | 2015 | 2020 | 2025 | 2030 | 2035 | 2040
a. Wheel Share | 183.9 | 192.78 | 200.68 | 226.26 | 250.83 | 297.86
b. Friction Share | 306.59 | 321.39 | 334.58 | 377.21 | 418.17 | 496.55
Transmission Costs: ALB
Cost | 2015 | 2020 | 2025 | 2030 | 2035 | 2040
a. Wheel Share | 0.75 | 0.51 | 1.26 | 2.27 | 0.04 | 3.48
b. Friction Share | 1.25 | 0.85 | 2.11 | 3.78 | 0.07 | 5.8
Transmission Costs: BC
Cost | 2015 | 2020 | 2025 | 2030 | 2035 | 2040
a. Wheel Share | 3.35 | 3.98 | 3.5 | 2.75 | 2.54 | 3.51
b. Friction Share | 5.58 | 6.63 | 5.84 | 4.59 | 4.23 | 5.86
Transmission Costs: HQ_IESO
Cost | 2015 | 2020 | 2025 | 2030 | 2035 | 2040
a. Wheel Share | 0 | 0 | 0 | 0 | 0 | 0
b. Friction Share | 0.01 | 0.01 | 0.01 | 0.01 | 0.01 | 0.01
Transmission Costs: HQ_NEISO
Cost | 2015 | 2020 | 2025 | 2030 | 2035 | 2040
a. Wheel Share | 0 | 0 | 0 | 0 | 0 | 0
b. Friction Share | 0.11 | 0.11 | 0.12 | 0.19 | 0.19 | 0.19
Transmission Costs: HQ_NY
Cost | 2015 | 2020 | 2025 | 2030 | 2035 | 2040
a. Wheel Share | 0 | 0 | 0 | 0 | 0 | 0
b. Friction Share | 0.03 | 0.08 | 0.12 | 0.12 | 0.12 | 0.12
Transmission Costs: MARITIMES
Cost | 2015 | 2020 | 2025 | 2030 | 2035 | 2040
a. Wheel Share | 0 | 0 | 0 | 0 | 0 | 0
b. Friction Share | 0.05 | 0.07 | 0.07 | 0.07 | 0.07 | 0.07
Transmission Costs: All
Cost | 2015 | 2020 | 2025 | 2030 | 2035 | 2040
a. Wheel Share | 619.72 | 563.61 | 834.18 | 1285.43 | 1388.93 | 1607.16
b. Friction Share | 1006.58 | 940.91 | 1377.34 | 2147.48 | 2281.27 | 2593.72
Transmission Costs: EI_US
Cost | 2015 | 2020 | 2025 | 2030 | 2035 | 2040
a. Wheel Share | 146.22 | 99.78 | 362.35 | 751.65 | 766.95 | 838.11
b. Friction Share | 201.02 | 148.78 | 576.85 | 1250.23 | 1248.03 | 1324.22
Transmission Costs: EI_Canada
Cost | 2015 | 2020 | 2025 | 2030 | 2035 | 2040
a. Wheel Share | 22.51 | 28.26 | 22.28 | 16.46 | 6.62 | 14.23
b. Friction Share | 53.42 | 66.6 | 52.48 | 36.85 | 8.97 | 13.33
Transmission Costs: EI
Cost | 2015 | 2020 | 2025 | 2030 | 2035 | 2040
a. Wheel Share | 168.73 | 128.04 | 384.63 | 768.11 | 773.58 | 852.34
b. Friction Share | 254.43 | 215.38 | 629.32 | 1287.08 | 1257 | 1337.55
Transmission Costs: Outside_EI
Cost | 2015 | 2020 | 2025 | 2030 | 2035 | 2040
a. Wheel Share | 450.99 | 435.57 | 449.56 | 517.32 | 615.35 | 754.82
b. Friction Share | 752.15 | 725.53 | 748.02 | 860.4 | 1024.28 | 1256.17

## Capacity
#1 | New Build Capacity (MW)
New Build Capacity by Reporting Type: Entergy
ReportingType | 2015 | 2020 | 2025 | 2030 | 2035 | 2040
BM | 0 | 0 | 0 | 0 | 0 | 0
CC | 0 | 0 | 0 | 0 | 0 | 0
CSP | 0 | 0 | 0 | 0 | 0 | 0
CT | 0 | 0 | 0 | 237.01 | 161.15 | 1625.67
Coal | 720 | 0 | 0 | 0 | 0 | 0
Geo | 0 | 0 | 0 | 0 | 0 | 0
H | 0 | 0 | 0 | 0 | 0 | 0
LFG | 0 | 0 | 0 | 107.4 | 0 | 0
Nuc | 170 | 0 | 0 | 0 | 0 | 0
PS | 0 | 0 | 0 | 0 | 0 | 0
PV | 0.28 | 65.05 | 35.47 | 3.41 | 3.82 | 2.61
PeakG | 0 | 0 | 0 | 0 | 0 | 0
PeakO | 0 | 0 | 0 | 0 | 0 | 0
ST | 0 | 0 | 0 | 0 | 0 | 0
STOG | 0 | 0 | 0 | 0 | 0 | 0
STWD | 0 | 0 | 0 | 0 | 0 | 0
WT | 0 | 0 | 0 | 0 | 0 | 100
IGCC | 0 | 0 | 0 | 0 | 0 | 0
DemandResponse | 0 | 0 | 0 | 0 | 0 | 0
IGCC-CCS | 0 | 0 | 0 | 0 | 0 | 0
WT_off | 0 | 0 | 0 | 0 | 0 | 0
PseudoUnit | 0 | 0 | 0 | 0 | 0 | 0
FixedInterchange | 0 | 0 | 0 | 0 | 0 | 0
New Build Capacity by Reporting Type: FRCC
ReportingType | 2015 | 2020 | 2025 | 2030 | 2035 | 2040
BM | 0 | 0 | 0 | 0 | 0 | 0
CC | 1516.9 | 4308.45 | 797.09 | 510.21 | 9082.78 | 5285.66
CSP | 0 | 0 | 0 | 0 | 0 | 0
CT | 2480 | 0 | 0 | 0 | 0 | 0
Coal | 0 | 0 | 0 | 0 | 0 | 0
Geo | 0 | 0 | 0 | 0 | 0 | 0
H | 0 | 0 | 0 | 0 | 0 | 0
LFG | 0 | 0 | 198 | 0 | 0 | 0
Nuc | 229.33 | 0 | 0 | 0 | 0 | 0
PS | 0 | 0 | 0 | 0 | 0 | 0
PV | 0 | 0 | 0 | 0 | 0 | 0
PeakG | 0 | 0 | 0 | 0 | 0 | 0
PeakO | 0 | 0 | 0 | 0 | 0 | 0
ST | 0 | 0 | 0 | 0 | 0 | 0
STOG | 0 | 0 | 0 | 0 | 0 | 0
STWD | 0 | 0 | 0 | 0 | 0 | 0
WT | 0 | 0 | 0 | 0 | 0 | 0
IGCC | 0 | 0 | 0 | 0 | 0 | 0
DemandResponse | 0 | 0 | 0 | 0 | 0 | 0
IGCC-CCS | 0 | 0 | 0 | 0 | 0 | 0
WT_off | 0 | 0 | 0 | 0 | 0 | 0
PseudoUnit | 0 | 0 | 0 | 0 | 0 | 0
FixedInterchange | 0 | 0 | 0 | 0 | 0 | 0
New Build Capacity by Reporting Type: MAPP_US
ReportingType | 2015 | 2020 | 2025 | 2030 | 2035 | 2040
BM | 0 | 0 | 0 | 0 | 0 | 0
CC | 0 | 0 | 0 | 0 | 0 | 0
CSP | 0 | 0 | 0 | 0 | 0 | 0
CT | 308.3 | 0 | 0 | 0 | 778.89 | 80.67
Coal | 0 | 0 | 0 | 0 | 0 | 0
Geo | 0 | 0 | 0 | 0 | 0 | 0
H | 0 | 0 | 0 | 0 | 0 | 0
LFG | 0 | 0 | 0 | 71.67 | 0 | 0
Nuc | 0 | 0 | 0 | 0 | 0 | 0
PS | 0 | 0 | 0 | 0 | 0 | 0
PV | 0 | 0 | 0 | 0 | 0 | 0
PeakG | 0 | 0 | 0 | 0 | 0 | 0
PeakO | 0 | 0 | 0 | 0 | 0 | 0
ST | 0 | 0 | 0 | 0 | 0 | 0
STOG | 0 | 0 | 0 | 0 | 0 | 0
STWD | 0 | 0 | 0 | 0 | 0 | 0
WT | 421.3 | 1330.83 | 0 | 3802.2 | 631.49 | 2667.63
IGCC | 0 | 0 | 0 | 0 | 0 | 0
DemandResponse | 0 | 0 | 0 | 0 | 0 | 0
IGCC-CCS | 0 | 0 | 0 | 0 | 0 | 0
WT_off | 0 | 0 | 0 | 0 | 0 | 0
PseudoUnit | 0 | 0 | 0 | 0 | 0 | 0
FixedInterchange | 0 | 0 | 0 | 0 | 0 | 0
New Build Capacity by Reporting Type: MISO_IN
ReportingType | 2015 | 2020 | 2025 | 2030 | 2035 | 2040
BM | 0 | 0 | 0 | 0 | 0 | 0
CC | 0 | 0 | 0 | 0 | 0 | 209.35
CSP | 0 | 0 | 0 | 0 | 0 | 0
CT | 0 | 0 | 0 | 0 | 0 | 0
Coal | 0 | 0 | 0 | 0 | 0 | 0
Geo | 0 | 0 | 0 | 0 | 0 | 0
H | 0 | 0 | 0 | 0 | 0 | 0
LFG | 0 | 0 | 80.12 | 0 | 0 | 0
Nuc | 0 | 0 | 0 | 0 | 0 | 0
PS | 0 | 0 | 0 | 0 | 0 | 0
PV | 0 | 235.95 | 147.21 | 0 | 11.63 | 13.48
PeakG | 0 | 0 | 0 | 0 | 0 | 0
PeakO | 0 | 0 | 0 | 0 | 0 | 0
ST | 0 | 0 | 0 | 0 | 0 | 0
STOG | 0 | 0 | 0 | 0 | 0 | 0
STWD | 0 | 0 | 0 | 0 | 0 | 0
WT | 0 | 0 | 0 | 0 | 0 | 0
IGCC | 618 | 0 | 0 | 0 | 0 | 0
DemandResponse | 0 | 0 | 0 | 0 | 0 | 0
IGCC-CCS | 0 | 0 | 0 | 0 | 0 | 0
WT_off | 0 | 0 | 0 | 0 | 0 | 0
PseudoUnit | 0 | 0 | 0 | 0 | 0 | 0
FixedInterchange | 0 | 0 | 0 | 0 | 0 | 0
New Build Capacity by Reporting Type: MISO_MI
ReportingType | 2015 | 2020 | 2025 | 2030 | 2035 | 2040
BM | 0 | 0 | 0 | 0 | 0 | 0
CC | 0 | 0 | 0 | 0 | 0 | 0
CSP | 0 | 0 | 0 | 0 | 0 | 0
CT | 0 | 0 | 0 | 0 | 0 | 0
Coal | 0 | 0 | 0 | 0 | 0 | 0
Geo | 0 | 0 | 0 | 0 | 0 | 0
H | 0 | 0 | 0 | 0 | 0 | 0
LFG | 0 | 88.24 | 72.01 | 0 | 0 | 0
Nuc | 0 | 0 | 0 | 0 | 0 | 0
PS | 0 | 0 | 0 | 0 | 0 | 0
PV | 0 | 0 | 0 | 0 | 0 | 0
PeakG | 0 | 0 | 0 | 0 | 0 | 0
PeakO | 0 | 0 | 0 | 0 | 0 | 0
ST | 0 | 0 | 0 | 0 | 0 | 0
STOG | 0 | 0 | 0 | 0 | 0 | 0
STWD | 0 | 0 | 0 | 0 | 0 | 0
WT | 2000 | 215.04 | 82.15 | 0 | 38.41 | 213.38
IGCC | 0 | 0 | 0 | 0 | 0 | 0
DemandResponse | 0 | 0 | 0 | 0 | 0 | 0
IGCC-CCS | 0 | 0 | 0 | 0 | 0 | 0
WT_off | 0 | 0 | 0 | 250 | 0 | 0
PseudoUnit | 0 | 0 | 0 | 0 | 0 | 0
FixedInterchange | 0 | 0 | 0 | 0 | 0 | 0
New Build Capacity by Reporting Type: MISO_MO-IL
ReportingType | 2015 | 2020 | 2025 | 2030 | 2035 | 2040
BM | 0 | 0 | 0 | 0 | 0 | 0
CC | 0 | 0 | 0 | 0 | 0 | 0
CSP | 0 | 0 | 0 | 0 | 0 | 0
CT | 0 | 0 | 0 | 0 | 0 | 0
Coal | 1790 | 0 | 0 | 0 | 0 | 0
Geo | 0 | 0 | 0 | 0 | 0 | 0
H | 0 | 280 | 0 | 0 | 0 | 0
LFG | 0 | 0 | 223.33 | 0 | 0 | 0
Nuc | 0 | 0 | 0 | 0 | 0 | 0
PS | 0 | 0 | 0 | 0 | 0 | 0
PV | 0 | 0 | 0 | 0 | 0 | 0
PeakG | 0 | 0 | 0 | 0 | 0 | 0
PeakO | 0 | 0 | 0 | 0 | 0 | 0
ST | 0 | 0 | 0 | 0 | 0 | 0
STOG | 0 | 0 | 0 | 0 | 0 | 0
STWD | 0 | 0 | 0 | 0 | 0 | 0
WT | 300 | 0 | 0 | 0 | 0 | 2784.54
IGCC | 0 | 0 | 0 | 0 | 0 | 0
DemandResponse | 0 | 0 | 0 | 0 | 0 | 0
IGCC-CCS | 0 | 0 | 0 | 0 | 0 | 0
WT_off | 0 | 0 | 0 | 0 | 0 | 0
PseudoUnit | 0 | 0 | 0 | 0 | 0 | 0
FixedInterchange | 0 | 0 | 0 | 0 | 0 | 0
New Build Capacity by Reporting Type: MISO_W
ReportingType | 2015 | 2020 | 2025 | 2030 | 2035 | 2040
BM | 0 | 0 | 0 | 0 | 0 | 0
CC | 0 | 0 | 0 | 0 | 0 | 0
CSP | 0 | 0 | 0 | 0 | 0 | 0
CT | 0 | 0 | 0 | 0 | 0 | 0
Coal | 0 | 0 | 0 | 0 | 0 | 0
Geo | 0 | 0 | 0 | 0 | 0 | 0
H | 0 | 0 | 0 | 0 | 0 | 0
LFG | 0 | 0 | 71.67 | 0 | 0 | 0
Nuc | 94.33 | 0 | 0 | 0 | 0 | 0
PS | 0 | 0 | 0 | 0 | 0 | 0
PV | 0 | 0 | 0 | 0 | 0 | 0
PeakG | 0 | 0 | 0 | 0 | 0 | 0
PeakO | 0 | 0 | 0 | 0 | 0 | 0
ST | 0 | 0 | 0 | 0 | 0 | 0
STOG | 0 | 0 | 0 | 0 | 0 | 0
STWD | 0 | 0 | 0 | 0 | 0 | 0
WT | 2800.5 | 57.19 | 3917.19 | 14504.73 | 0 | 2132.13
IGCC | 0 | 0 | 0 | 0 | 0 | 0
DemandResponse | 0 | 0 | 0 | 0 | 0 | 0
IGCC-CCS | 0 | 0 | 0 | 0 | 0 | 0
WT_off | 0 | 0 | 0 | 0 | 0 | 0
PseudoUnit | 0 | 0 | 0 | 0 | 0 | 0
FixedInterchange | 0 | 0 | 0 | 0 | 0 | 0
New Build Capacity by Reporting Type: MISO_WUMS
ReportingType | 2015 | 2020 | 2025 | 2030 | 2035 | 2040
BM | 0 | 0 | 0 | 0 | 0 | 0
CC | 0 | 0 | 0 | 0 | 0 | 0
CSP | 0 | 0 | 0 | 0 | 0 | 0
CT | 0 | 4446.04 | 2343.34 | 5310.11 | 11184.24 | 3130.27
Coal | 615 | 0 | 0 | 0 | 0 | 0
Geo | 0 | 0 | 0 | 0 | 0 | 0
H | 0 | 1 | 0 | 0 | 0 | 0
LFG | 0 | 0 | 223.33 | 0 | 0 | 0
Nuc | 235 | 0 | 0 | 0 | 0 | 0
PS | 0 | 0 | 0 | 0 | 0 | 0
PV | 0 | 0 | 0 | 0 | 0 | 0
PeakG | 0 | 0 | 0 | 0 | 0 | 0
PeakO | 0 | 0 | 0 | 0 | 0 | 0
ST | 0 | 0 | 0 | 0 | 0 | 0
STOG | 0 | 0 | 0 | 0 | 0 | 0
STWD | 0 | 0 | 0 | 0 | 0 | 0
WT | 968.9 | 0 | 0 | 0 | 0 | 30.8
IGCC | 0 | 0 | 0 | 0 | 0 | 0
DemandResponse | 0 | 0 | 0 | 0 | 0 | 0
IGCC-CCS | 0 | 0 | 0 | 0 | 0 | 0
WT_off | 0 | 0 | 0 | 0 | 0 | 0
PseudoUnit | 0 | 0 | 0 | 0 | 0 | 0
FixedInterchange | 0 | 0 | 0 | 0 | 0 | 0
New Build Capacity by Reporting Type: Nebraska
ReportingType | 2015 | 2020 | 2025 | 2030 | 2035 | 2040
BM | 0 | 0 | 0 | 0 | 0 | 0
CC | 0 | 0 | 0 | 0 | 0 | 0
CSP | 0 | 0 | 0 | 0 | 0 | 0
CT | 0 | 0 | 0 | 0 | 0 | 0
Coal | 232.1 | 0 | 0 | 0 | 0 | 0
Geo | 0 | 0 | 0 | 0 | 0 | 0
H | 0 | 0 | 0 | 0 | 0 | 0
LFG | 0 | 0 | 0 | 71.67 | 0 | 0
Nuc | 0 | 0 | 0 | 0 | 0 | 0
PS | 0 | 0 | 0 | 0 | 0 | 0
PV | 0 | 0 | 0 | 0 | 0 | 0
PeakG | 0 | 0 | 0 | 0 | 0 | 0
PeakO | 0 | 0 | 0 | 0 | 0 | 0
ST | 0 | 0 | 0 | 0 | 0 | 0
STOG | 0 | 0 | 0 | 0 | 0 | 0
STWD | 0 | 0 | 0 | 0 | 0 | 0
WT | 202 | 15777.82 | 25916.73 | 23165.58 | 5013.67 | 0
IGCC | 0 | 0 | 0 | 0 | 0 | 0
DemandResponse | 0 | 0 | 0 | 0 | 0 | 0
IGCC-CCS | 0 | 0 | 0 | 0 | 0 | 0
WT_off | 0 | 0 | 0 | 0 | 0 | 0
PseudoUnit | 0 | 0 | 0 | 0 | 0 | 0
FixedInterchange | 0 | 0 | 0 | 0 | 0 | 0
New Build Capacity by Reporting Type: NEISO
ReportingType | 2015 | 2020 | 2025 | 2030 | 2035 | 2040
BM | 252.2 | 0 | 0 | 0 | 0 | 0
CC | 2049.5 | 0 | 0 | 0 | 0 | 0
CSP | 0 | 0 | 0 | 0 | 0 | 0
CT | 334 | 0 | 0 | 0 | 0 | 0
Coal | 0 | 0 | 0 | 0 | 0 | 0
Geo | 0 | 0 | 0 | 0 | 0 | 0
H | 0 | 3 | 0 | 0 | 0 | 0
LFG | 49.26 | 0 | 69.74 | 0 | 0 | 0
Nuc | 0 | 0 | 0 | 0 | 0 | 0
PS | 0 | 0 | 0 | 0 | 0 | 0
PV | 0 | 323.36 | 1.49 | 0 | 0 | 0.05
PeakG | 0 | 0 | 0 | 0 | 0 | 0
PeakO | 0 | 0 | 0 | 0 | 0 | 0
ST | 0 | 0 | 0 | 0 | 0 | 0
STOG | 0 | 0 | 0 | 0 | 0 | 0
STWD | 0 | 0 | 0 | 0 | 0 | 0
WT | 231.2 | 0 | 0 | 0 | 0 | 0
IGCC | 0 | 0 | 0 | 0 | 0 | 0
DemandResponse | 0 | 0 | 0 | 0 | 0 | 0
IGCC-CCS | 0 | 0 | 0 | 0 | 0 | 0
WT_off | 468 | 1158 | 1737 | 2605 | 0 | 0
PseudoUnit | 0 | 0 | 0 | 0 | 0 | 0
FixedInterchange | 0 | 0 | 0 | 0 | 0 | 0
New Build Capacity by Reporting Type: NonRTO_Midwest
ReportingType | 2015 | 2020 | 2025 | 2030 | 2035 | 2040
BM | 0 | 0 | 0 | 0 | 0 | 0
CC | 0 | 388.45 | 0 | 0 | 0.01 | 251.16
CSP | 0 | 0 | 0 | 0 | 0 | 0
CT | 0 | 0 | 0 | 0 | 0 | 0
Coal | 0 | 0 | 0 | 0 | 0 | 0
Geo | 0 | 0 | 0 | 0 | 0 | 0
H | 0 | 0 | 746 | 0 | 0 | 0
LFG | 0 | 0 | 160.25 | 0 | 0 | 0
Nuc | 0 | 0 | 0 | 0 | 0 | 0
PS | 0 | 0 | 0 | 0 | 0 | 0
PV | 0 | 0 | 0 | 0 | 0 | 0
PeakG | 0 | 0 | 0 | 0 | 0 | 0
PeakO | 0 | 0 | 0 | 0 | 0 | 0
ST | 0 | 0 | 0 | 0 | 0 | 0
STOG | 0 | 0 | 0 | 0 | 0 | 0
STWD | 0 | 0 | 0 | 0 | 0 | 0
WT | 0 | 0 | 0 | 0 | 0 | 0
IGCC | 0 | 0 | 0 | 0 | 0 | 0
DemandResponse | 0 | 0 | 0 | 0 | 0 | 0
IGCC-CCS | 0 | 0 | 0 | 0 | 0 | 0
WT_off | 0 | 0 | 0 | 0 | 0 | 0
PseudoUnit | 0 | 0 | 0 | 0 | 0 | 0
FixedInterchange | 0 | 0 | 0 | 0 | 0 | 0
New Build Capacity by Reporting Type: NYISO_A-F
ReportingType | 2015 | 2020 | 2025 | 2030 | 2035 | 2040
BM | 0 | 0 | 0 | 0 | 0 | 0
CC | 639 | 0 | 0 | 0 | 0 | 0
CSP | 0 | 0 | 0 | 0 | 0 | 0
CT | 0 | 0 | 0 | 0 | 0 | 0
Coal | 0 | 0 | 0 | 0 | 0 | 0
Geo | 0 | 0 | 0 | 0 | 0 | 0
H | 0 | 0 | 0 | 0 | 0 | 0
LFG | 6.4 | 0 | 0 | 67.93 | 0 | 0
Nuc | 168 | 0 | 0 | 0 | 0 | 0
PS | 0 | 0 | 0 | 0 | 0 | 0
PV | 0 | 0 | 0 | 0 | 0 | 0
PeakG | 0 | 0 | 0 | 0 | 0 | 0
PeakO | 0 | 0 | 0 | 0 | 0 | 0
ST | 0 | 0 | 0 | 0 | 0 | 0
STOG | 0 | 0 | 0 | 0 | 0 | 0
STWD | 0 | 0 | 0 | 0 | 0 | 0
WT | 2476.3 | 517.8 | 0 | 0 | 83.06 | 108.94
IGCC | 0 | 0 | 0 | 0 | 0 | 0
DemandResponse | 0 | 0 | 0 | 0 | 0 | 0
IGCC-CCS | 0 | 0 | 0 | 0 | 0 | 0
WT_off | 0 | 0 | 0 | 0 | 0 | 0
PseudoUnit | 0 | 0 | 0 | 0 | 0 | 0
FixedInterchange | 0 | 0 | 0 | 0 | 0 | 0
New Build Capacity by Reporting Type: NYISO_G-I
ReportingType | 2015 | 2020 | 2025 | 2030 | 2035 | 2040
BM | 0 | 0 | 0 | 0 | 0 | 0
CC | 0 | 0 | 0 | 0 | 0 | 3136.44
CSP | 0 | 0 | 0 | 0 | 0 | 0
CT | 0 | 0 | 0 | 0 | 0 | 0
Coal | 0 | 0 | 0 | 0 | 0 | 0
Geo | 0 | 0 | 0 | 0 | 0 | 0
H | 0 | 0 | 0 | 0 | 0 | 0
LFG | 0 | 0 | 0 | 74.33 | 0 | 0
Nuc | 0 | 0 | 0 | 0 | 0 | 0
PS | 0 | 0 | 0 | 0 | 0 | 0
PV | 0 | 0 | 0 | 0 | 0 | 0
PeakG | 0 | 0 | 0 | 0 | 0 | 0
PeakO | 0 | 0 | 0 | 0 | 0 | 0
ST | 0 | 0 | 0 | 0 | 0 | 0
STOG | 0 | 0 | 0 | 0 | 0 | 0
STWD | 0 | 0 | 0 | 0 | 0 | 0
WT | 0 | 60 | 0 | 0 | 0 | 0
IGCC | 0 | 0 | 0 | 0 | 0 | 0
DemandResponse | 0 | 0 | 0 | 0 | 0 | 0
IGCC-CCS | 0 | 0 | 0 | 0 | 0 | 0
WT_off | 0 | 0 | 0 | 0 | 0 | 0
PseudoUnit | 0 | 0 | 0 | 0 | 0 | 0
FixedInterchange | 0 | 0 | 0 | 0 | 0 | 0
New Build Capacity by Reporting Type: NYISO_J-K
ReportingType | 2015 | 2020 | 2025 | 2030 | 2035 | 2040
BM | 0 | 0 | 0 | 0 | 0 | 0
CC | 1175.4 | 0 | 0 | 0 | 0 | 0
CSP | 0 | 0 | 0 | 0 | 0 | 0
CT | 0 | 0 | 0 | 0 | 2803.03 | 656.14
Coal | 0 | 0 | 0 | 0 | 0 | 0
Geo | 0 | 0 | 0 | 0 | 0 | 0
H | 0 | 0 | 0 | 0 | 0 | 0
LFG | 0 | 0 | 0 | 74.33 | 0 | 0
Nuc | 0 | 0 | 0 | 0 | 0 | 0
PS | 0 | 0 | 0 | 0 | 0 | 0
PV | 32 | 0 | 0 | 0 | 0 | 0
PeakG | 0 | 0 | 0 | 0 | 0 | 0
PeakO | 0 | 0 | 0 | 0 | 0 | 0
ST | 0 | 0 | 0 | 0 | 0 | 0
STOG | 0 | 0 | 0 | 0 | 0 | 0
STWD | 0 | 0 | 0 | 0 | 0 | 0
WT | 0 | 0 | 0 | 0 | 0 | 0
IGCC | 0 | 0 | 0 | 0 | 0 | 0
DemandResponse | 0 | 0 | 0 | 0 | 0 | 0
IGCC-CCS | 0 | 0 | 0 | 0 | 0 | 0
WT_off | 0 | 947 | 1421 | 2132 | 0 | 0
PseudoUnit | 0 | 0 | 0 | 0 | 0 | 0
FixedInterchange | 0 | 0 | 0 | 0 | 0 | 0
New Build Capacity by Reporting Type: PJM_E
ReportingType | 2015 | 2020 | 2025 | 2030 | 2035 | 2040
BM | 30 | 0 | 0 | 0 | 0 | 0
CC | 4634.3 | 0 | 0 | 0 | 0 | 0
CSP | 0 | 0 | 0 | 0 | 0 | 0
CT | 26.2 | 0 | 0 | 0 | 786.92 | 0
Coal | 27 | 0 | 0 | 0 | 0 | 0
Geo | 0 | 0 | 0 | 0 | 0 | 0
H | 0 | 0 | 0 | 0 | 0 | 0
LFG | 9.1 | 132.9 | 0 | 0 | 0 | 0
Nuc | 38 | 0 | 0 | 0 | 0 | 0
PS | 0 | 0 | 0 | 0 | 0 | 0
PV | 25.45 | 0 | 0 | 0 | 0 | 0
PeakG | 0 | 0 | 0 | 0 | 0 | 0
PeakO | 0 | 0 | 0 | 0 | 0 | 0
ST | 0 | 0 | 0 | 0 | 0 | 0
STOG | 0 | 0 | 0 | 0 | 0 | 0
STWD | 0 | 0 | 0 | 0 | 0 | 0
WT | 1150 | 0 | 0 | 0 | 0 | 0
IGCC | 0 | 0 | 0 | 0 | 0 | 0
DemandResponse | 0 | 0 | 0 | 0 | 0 | 0
IGCC-CCS | 0 | 0 | 0 | 0 | 0 | 0
WT_off | 0 | 1184 | 1776 | 2664 | 0 | 0
PseudoUnit | 0 | 0 | 0 | 0 | 0 | 0
FixedInterchange | 0 | 0 | 0 | 0 | 0 | 0
New Build Capacity by Reporting Type: PJM_ROM
ReportingType | 2015 | 2020 | 2025 | 2030 | 2035 | 2040
BM | 18 | 0 | 0 | 0 | 0 | 0
CC | 1678.5 | 0 | 0 | 0 | 0 | 13362.64
CSP | 0 | 0 | 0 | 0 | 0 | 0
CT | 16 | 0 | 0 | 0 | 0 | 0
Coal | 32.5 | 0 | 0 | 0 | 0 | 0
Geo | 0 | 0 | 0 | 0 | 0 | 0
H | 0 | 678 | 0 | 0 | 0 | 0
LFG | 18.9 | 265.1 | 0 | 0 | 0 | 0
Nuc | 0 | 0 | 0 | 0 | 0 | 0
PS | 0 | 0 | 0 | 0 | 0 | 0
PV | 0 | 1409.56 | 888.64 | 240.74 | 95.25 | 113.93
PeakG | 0 | 0 | 0 | 0 | 0 | 0
PeakO | 0 | 0 | 0 | 0 | 0 | 0
ST | 0 | 0 | 0 | 0 | 0 | 0
STOG | 0 | 0 | 0 | 0 | 0 | 0
STWD | 0 | 0 | 0 | 0 | 0 | 0
WT | 479.8 | 750.2 | 0 | 0 | 0 | 0
IGCC | 0 | 0 | 0 | 0 | 0 | 0
DemandResponse | 0 | 0 | 0 | 0 | 0 | 0
IGCC-CCS | 0 | 0 | 0 | 0 | 0 | 0
WT_off | 0 | 0 | 0 | 0 | 0 | 0
PseudoUnit | 0 | 0 | 0 | 0 | 0 | 0
FixedInterchange | 0 | 0 | 0 | 0 | 0 | 0
New Build Capacity by Reporting Type: PJM_ROR
ReportingType | 2015 | 2020 | 2025 | 2030 | 2035 | 2040
BM | 385 | 0 | 0 | 0 | 0 | 0
CC | 3077 | 120 | 0 | 0 | 11809.26 | 0
CSP | 0 | 0 | 0 | 0 | 0 | 0
CT | 29 | 0 | 0 | 0 | 1989.99 | 0
Coal | 2164 | 0 | 0 | 0 | 0 | 0
Geo | 0 | 0 | 0 | 0 | 0 | 0
H | 0 | 503 | 0 | 0 | 0 | 0
LFG | 57.4 | 238.9 | 274.81 | 0 | 0 | 0
Nuc | 38 | 0 | 0 | 0 | 0 | 0
PS | 0 | 0 | 0 | 0 | 0 | 0
PV | 0 | 0 | 0 | 0 | 0 | 0
PeakG | 0 | 0 | 0 | 0 | 0 | 0
PeakO | 0 | 0 | 0 | 0 | 0 | 0
ST | 0 | 0 | 0 | 0 | 0 | 0
STOG | 0 | 0 | 0 | 0 | 0 | 0
STWD | 0 | 0 | 0 | 0 | 0 | 0
WT | 8325.7 | 191.7 | 0 | 0 | 0 | 0
IGCC | 0 | 0 | 0 | 0 | 0 | 0
DemandResponse | 0 | 0 | 0 | 0 | 0 | 0
IGCC-CCS | 0 | 0 | 0 | 0 | 0 | 0
WT_off | 0 | 395 | 592 | 1138 | 0 | 0
PseudoUnit | 0 | 0 | 0 | 0 | 0 | 0
FixedInterchange | 0 | 0 | 0 | 0 | 0 | 0
New Build Capacity by Reporting Type: SOCO
ReportingType | 2015 | 2020 | 2025 | 2030 | 2035 | 2040
BM | 55 | 0 | 0 | 0 | 0 | 0
CC | 5026.9 | 187 | 0 | 0 | 0 | 0
CSP | 0 | 0 | 0 | 0 | 0 | 0
CT | 0 | 0 | 0 | 0 | 0 | 0
Coal | 0 | 0 | 0 | 0 | 340.03 | 7577.22
Geo | 0 | 0 | 0 | 0 | 0 | 0
H | 0 | 0 | 0 | 0 | 0 | 0
LFG | 0 | 0 | 107.4 | 0 | 0 | 0
Nuc | 70 | 2200 | 0 | 0 | 0 | 0
PS | 0 | 0 | 0 | 0 | 0 | 0
PV | 0 | 0 | 0 | 0 | 0 | 0
PeakG | 0 | 0 | 0 | 0 | 0 | 0
PeakO | 0 | 0 | 0 | 0 | 0 | 0
ST | 0 | 0 | 0 | 0 | 0 | 0
STOG | 0 | 0 | 0 | 0 | 0 | 0
STWD | 0 | 0 | 0 | 0 | 0 | 0
WT | 0 | 0 | 0 | 0 | 0 | 0
IGCC | 0 | 0 | 0 | 0 | 0 | 0
DemandResponse | 0 | 0 | 0 | 0 | 0 | 0
IGCC-CCS | 0 | 0 | 0 | 0 | 0 | 0
WT_off | 0 | 0 | 0 | 0 | 0 | 0
PseudoUnit | 0 | 0 | 0 | 0 | 0 | 0
FixedInterchange | 0 | 0 | 0 | 0 | 0 | 0
New Build Capacity by Reporting Type: SPP_N
ReportingType | 2015 | 2020 | 2025 | 2030 | 2035 | 2040
BM | 0 | 0 | 0 | 0 | 0 | 0
CC | 0 | 0 | 0 | 0 | 0 | 0
CSP | 0 | 0 | 0 | 0 | 0 | 0
CT | 0 | 0 | 0 | 0 | 38.44 | 544.9
Coal | 465.04 | 0 | 0 | 0 | 0 | 0
Geo | 0 | 0 | 0 | 0 | 0 | 0
H | 0 | 0 | 0 | 0 | 0 | 0
LFG | 0 | 0 | 0 | 95 | 0 | 0
Nuc | 0 | 0 | 0 | 0 | 0 | 0
PS | 0 | 0 | 0 | 0 | 0 | 0
PV | 0 | 0 | 0 | 0 | 0 | 0
PeakG | 0 | 0 | 0 | 0 | 0 | 0
PeakO | 0 | 0 | 0 | 0 | 0 | 0
ST | 0 | 0 | 0 | 0 | 0 | 0
STOG | 0 | 0 | 0 | 0 | 0 | 0
STWD | 0 | 0 | 0 | 0 | 0 | 0
WT | 0 | 0 | 0 | 10906.05 | 4621.82 | 3625.34
IGCC | 0 | 0 | 0 | 0 | 0 | 0
DemandResponse | 0 | 0 | 0 | 0 | 0 | 0
IGCC-CCS | 0 | 0 | 0 | 0 | 0 | 0
WT_off | 0 | 0 | 0 | 0 | 0 | 0
PseudoUnit | 0 | 0 | 0 | 0 | 0 | 0
FixedInterchange | 0 | 0 | 0 | 0 | 0 | 0
New Build Capacity by Reporting Type: SPP_S
ReportingType | 2015 | 2020 | 2025 | 2030 | 2035 | 2040
BM | 0 | 0 | 0 | 0 | 0 | 0
CC | 0 | 0 | 0 | 0 | 0 | 0
CSP | 0 | 0 | 0 | 0 | 0 | 0
CT | 412.99 | 300 | 0 | 0 | 21.52 | 337.77
Coal | 988 | 0 | 0 | 0 | 0 | 0
Geo | 0 | 0 | 0 | 0 | 0 | 0
H | 0 | 0 | 0 | 0 | 0 | 0
LFG | 0 | 0 | 0 | 95 | 0 | 0
Nuc | 0 | 0 | 0 | 0 | 0 | 0
PS | 0 | 0 | 0 | 0 | 0 | 0
PV | 0 | 0 | 0 | 0 | 0 | 0
PeakG | 0 | 0 | 0 | 0 | 0 | 0
PeakO | 0 | 0 | 0 | 0 | 0 | 0
ST | 0 | 0 | 0 | 0 | 0 | 0
STOG | 0 | 0 | 0 | 0 | 0 | 0
STWD | 0 | 0 | 0 | 0 | 0 | 0
WT | 430 | 7996.99 | 32340.25 | 11168.9 | 1940.48 | 1250.22
IGCC | 0 | 0 | 0 | 0 | 0 | 0
DemandResponse | 0 | 0 | 0 | 0 | 0 | 0
IGCC-CCS | 0 | 0 | 0 | 0 | 0 | 0
WT_off | 0 | 0 | 0 | 0 | 0 | 0
PseudoUnit | 0 | 0 | 0 | 0 | 0 | 0
FixedInterchange | 0 | 0 | 0 | 0 | 0 | 0
New Build Capacity by Reporting Type: TVA
ReportingType | 2015 | 2020 | 2025 | 2030 | 2035 | 2040
BM | 0 | 0 | 0 | 0 | 0 | 0
CC | 1418 | 448.42 | 0 | 1966.93 | 0 | 0
CSP | 0 | 0 | 0 | 0 | 0 | 0
CT | 0 | 1318.9 | 0 | 1074.6 | 0 | 0
Coal | 0 | 0 | 0 | 0 | 602.97 | 872.63
Geo | 0 | 0 | 0 | 0 | 0 | 0
H | 0 | 0 | 27 | 0 | 0 | 0
LFG | 0 | 0 | 107.4 | 0 | 0 | 0
Nuc | 1697.89 | 0 | 0 | 0 | 0 | 0
PS | 0 | 0 | 0 | 0 | 0 | 0
PV | 0 | 0 | 0 | 0 | 0 | 0
PeakG | 0 | 0 | 0 | 0 | 0 | 0
PeakO | 0 | 0 | 0 | 0 | 0 | 0
ST | 0 | 0 | 0 | 0 | 0 | 0
STOG | 0 | 0 | 0 | 0 | 0 | 0
STWD | 0 | 0 | 0 | 0 | 0 | 0
WT | 0 | 0 | 0 | 0 | 0 | 0
IGCC | 0 | 0 | 0 | 0 | 0 | 0
DemandResponse | 0 | 0 | 0 | 0 | 0 | 0
IGCC-CCS | 0 | 0 | 0 | 0 | 0 | 0
WT_off | 0 | 0 | 0 | 0 | 0 | 0
PseudoUnit | 0 | 0 | 0 | 0 | 0 | 0
FixedInterchange | 0 | 0 | 0 | 0 | 0 | 0
New Build Capacity by Reporting Type: TVA_Transmission
ReportingType | 2015 | 2020 | 2025 | 2030 | 2035 | 2040
BM | 0 | 0 | 0 | 0 | 0 | 0
CC | 0 | 0 | 0 | 0 | 0 | 0
CSP | 0 | 0 | 0 | 0 | 0 | 0
CT | 0 | 0 | 0 | 0 | 0 | 0
Coal | 0 | 0 | 0 | 0 | 0 | 0
Geo | 0 | 0 | 0 | 0 | 0 | 0
H | 0 | 0 | 0 | 0 | 0 | 0
LFG | 0 | 0 | 0 | 0 | 0 | 0
Nuc | 0 | 0 | 0 | 0 | 0 | 0
PS | 0 | 0 | 0 | 0 | 0 | 0
PV | 0 | 0 | 0 | 0 | 0 | 0
PeakG | 0 | 0 | 0 | 0 | 0 | 0
PeakO | 0 | 0 | 0 | 0 | 0 | 0
ST | 0 | 0 | 0 | 0 | 0 | 0
STOG | 0 | 0 | 0 | 0 | 0 | 0
STWD | 0 | 0 | 0 | 0 | 0 | 0
WT | 0 | 0 | 0 | 0 | 0 | 0
IGCC | 0 | 0 | 0 | 0 | 0 | 0
DemandResponse | 0 | 0 | 0 | 0 | 0 | 0
IGCC-CCS | 0 | 0 | 0 | 0 | 0 | 0
WT_off | 0 | 0 | 0 | 0 | 0 | 0
PseudoUnit | 0 | 0 | 0 | 0 | 0 | 0
FixedInterchange | 0 | 0 | 0 | 0 | 0 | 0
New Build Capacity by Reporting Type: VACAR
ReportingType | 2015 | 2020 | 2025 | 2030 | 2035 | 2040
BM | 0.92 | 36.47 | 327.9 | 0 | 0 | 0
CC | 5604.06 | 3064.28 | 229.97 | 0 | 6744.22 | 4670.93
CSP | 0 | 0 | 0 | 0 | 0 | 0
CT | 717.2 | 53.75 | 396.2 | 834.53 | 673.87 | 551.87
Coal | 825 | 0 | 0 | 0 | 0 | 0
Geo | 0 | 0 | 0 | 0 | 0 | 0
H | 0 | 0 | 0 | 0 | 0 | 0
LFG | 0.34 | 107.06 | 0 | 0 | 0 | 0
Nuc | 0 | 2330 | 0 | 0 | 0 | 0
PS | 0 | 0 | 0 | 0 | 0 | 0
PV | 0 | 138.41 | 6.52 | 3.78 | 11.55 | 9.5
PeakG | 0 | 0 | 0 | 0 | 0 | 0
PeakO | 0 | 0 | 0 | 0 | 0 | 0
ST | 0 | 0 | 0 | 0 | 0 | 0
STOG | 0 | 0 | 0 | 0 | 0 | 0
STWD | 0 | 0 | 0 | 0 | 0 | 0
WT | 0.9 | 3499.1 | 0 | 0 | 0 | 0
IGCC | 0 | 0 | 0 | 0 | 0 | 0
DemandResponse | 0 | 0 | 0 | 0 | 0 | 0
IGCC-CCS | 0 | 0 | 0 | 0 | 0 | 0
WT_off | 1 | 420 | 632 | 947 | 0 | 0
PseudoUnit | 0 | 0 | 0 | 0 | 0 | 0
FixedInterchange | 0 | 0 | 0 | 0 | 0 | 0
New Build Capacity by Reporting Type: IESO
ReportingType | 2015 | 2020 | 2025 | 2030 | 2035 | 2040
BM | 326.33 | 0 | 0 | 0 | 0 | 0
CC | 1263 | 0 | 0 | 0 | 0 | 1013.22
CSP | 0 | 0 | 0 | 0 | 0 | 0
CT | 368 | 0 | 0 | 0 | 478.28 | 1263.63
Coal | 0 | 0 | 0 | 0 | 0 | 0
Geo | 0 | 0 | 0 | 0 | 0 | 0
H | 0 | 0 | 0 | 0 | 0 | 250
LFG | 14.5 | 0 | 0 | 0 | 0.5 | 0
Nuc | 0 | 0 | 0 | 0 | 0 | 0
PS | 0 | 0 | 0 | 0 | 0 | 0
PV | 1067.26 | 0 | 0 | 0 | 0 | 0
PeakG | 0 | 0 | 0 | 0 | 0 | 0
PeakO | 0 | 0 | 0 | 0 | 0 | 0
ST | 0 | 0 | 0 | 0 | 0 | 0
STOG | 0 | 0 | 0 | 0 | 0 | 0
STWD | 0 | 0 | 0 | 0 | 0 | 0
WT | 2105.9 | 0 | 0 | 0 | 0 | 0
IGCC | 0 | 0 | 0 | 0 | 0 | 0
DemandResponse | 0 | 0 | 0 | 0 | 0 | 0
IGCC-CCS | 0 | 0 | 0 | 0 | 0 | 0
WT_off | 0 | 0 | 0 | 0 | 0 | 0
PseudoUnit | 0 | 0 | 0 | 0 | 0 | 0
FixedInterchange | 0 | 0 | 0 | 0 | 0 | 0
New Build Capacity by Reporting Type: MAPP_CA
ReportingType | 2015 | 2020 | 2025 | 2030 | 2035 | 2040
BM | 0 | 0 | 0 | 0 | 0 | 0
CC | 0 | 0 | 0 | 0 | 0 | 0
CSP | 0 | 0 | 0 | 0 | 0 | 0
CT | 10 | 0 | 0 | 0 | 0 | 0
Coal | 0 | 0 | 0 | 0 | 0 | 0
Geo | 0 | 0 | 0 | 0 | 0 | 0
H | 0 | 695 | 1495 | 2460 | 0 | 0
LFG | 0 | 0 | 0 | 0 | 0 | 0
Nuc | 0 | 0 | 0 | 0 | 0 | 0
PS | 0 | 0 | 0 | 0 | 0 | 0
PV | 0 | 0 | 0 | 0 | 0 | 0
PeakG | 0 | 0 | 0 | 0 | 0 | 0
PeakO | 0 | 0 | 0 | 0 | 0 | 0
ST | 0 | 0 | 0 | 0 | 0 | 0
STOG | 0 | 0 | 0 | 0 | 0 | 0
STWD | 0 | 0 | 0 | 0 | 0 | 0
WT | 302.4 | 0 | 0 | 0 | 0 | 0
IGCC | 0 | 0 | 0 | 0 | 0 | 0
DemandResponse | 0 | 0 | 0 | 0 | 0 | 0
IGCC-CCS | 0 | 0 | 0 | 0 | 0 | 0
WT_off | 0 | 0 | 0 | 0 | 0 | 0
PseudoUnit | 0 | 0 | 0 | 0 | 0 | 0
FixedInterchange | 0 | 0 | 0 | 0 | 0 | 0
New Build Capacity by Reporting Type: AZ_NM_SNV_Coal
ReportingType | 2015 | 2020 | 2025 | 2030 | 2035 | 2040
BM | 0 | 0 | 0 | 0 | 0 | 0
CC | 0 | 0 | 0 | 0 | 0 | 0
CSP | 0 | 0 | 0 | 0 | 0 | 0
CT | 0 | 0 | 0 | 0 | 0 | 0
Coal | 0 | 0 | 0 | 0 | 2009.75 | 9202.28
Geo | 0 | 0 | 0 | 0 | 0 | 0
H | 0 | 0 | 0 | 0 | 0 | 0
LFG | 0 | 0 | 0 | 0 | 0 | 0
Nuc | 0 | 0 | 0 | 0 | 0 | 0
PS | 0 | 0 | 0 | 0 | 0 | 0
PV | 0 | 0 | 0 | 0 | 0 | 0
PeakG | 0 | 0 | 0 | 0 | 0 | 0
PeakO | 0 | 0 | 0 | 0 | 0 | 0
ST | 0 | 0 | 0 | 0 | 0 | 0
STOG | 0 | 0 | 0 | 0 | 0 | 0
STWD | 0 | 0 | 0 | 0 | 0 | 0
WT | 0 | 0 | 0 | 0 | 0 | 0
IGCC | 0 | 0 | 0 | 0 | 0 | 0
DemandResponse | 0 | 0 | 0 | 0 | 0 | 0
IGCC-CCS | 0 | 0 | 0 | 0 | 0 | 0
WT_off | 0 | 0 | 0 | 0 | 0 | 0
PseudoUnit | 0 | 0 | 0 | 0 | 0 | 0
FixedInterchange | 0 | 0 | 0 | 0 | 0 | 0
New Build Capacity by Reporting Type: AZ_NM_SNV_Gas
ReportingType | 2015 | 2020 | 2025 | 2030 | 2035 | 2040
BM | 0 | 0 | 0 | 0 | 0 | 0
CC | 668 | 1115.29 | 0 | 3931.06 | 0 | 0
CSP | 0 | 0 | 0 | 0 | 0 | 0
CT | 736 | 0 | 0 | 0 | 0 | 0
Coal | 0 | 0 | 0 | 0 | 0 | 0
Geo | 0 | 0 | 0 | 0 | 0 | 0
H | 0 | 0 | 0 | 0 | 0 | 0
LFG | 0 | 0 | 0 | 0 | 0 | 0
Nuc | 0 | 0 | 0 | 0 | 0 | 0
PS | 0 | 0 | 0 | 0 | 0 | 0
PV | 0 | 0 | 0 | 0 | 0 | 0
PeakG | 0 | 0 | 0 | 0 | 0 | 0
PeakO | 0 | 0 | 0 | 0 | 0 | 0
ST | 0 | 0 | 0 | 0 | 0 | 0
STOG | 0 | 0 | 0 | 0 | 0 | 0
STWD | 0 | 0 | 0 | 0 | 0 | 0
WT | 0 | 0 | 0 | 0 | 0 | 0
IGCC | 0 | 0 | 0 | 0 | 0 | 0
DemandResponse | 0 | 0 | 0 | 0 | 0 | 0
IGCC-CCS | 0 | 0 | 0 | 0 | 0 | 0
WT_off | 0 | 0 | 0 | 0 | 0 | 0
PseudoUnit | 0 | 0 | 0 | 0 | 0 | 0
FixedInterchange | 0 | 0 | 0 | 0 | 0 | 0
New Build Capacity by Reporting Type: AZ_NM_SNV_NucRenew
ReportingType | 2015 | 2020 | 2025 | 2030 | 2035 | 2040
BM | 0 | 0 | 0 | 0 | 0 | 0
CC | 0 | 0 | 0 | 0 | 0 | 0
CSP | 0 | 0 | 0 | 0 | 0 | 0
CT | 0 | 0 | 0 | 0 | 0 | 0
Coal | 0 | 0 | 0 | 0 | 0 | 0
Geo | 0 | 0 | 1450 | 0 | 0 | 0
H | 0 | 0 | 0 | 0 | 0 | 0
LFG | 0 | 0 | 60.67 | 0 | 0 | 0
Nuc | 0 | 0 | 0 | 0 | 0 | 0
PS | 0 | 0 | 0 | 0 | 0 | 0
PV | 95.7 | 0 | 0 | 0 | 0 | 0
PeakG | 0 | 0 | 0 | 0 | 0 | 0
PeakO | 0 | 0 | 0 | 0 | 0 | 0
ST | 280 | 439.41 | 276.64 | 124.64 | 0 | 0
STOG | 0 | 0 | 0 | 0 | 0 | 0
STWD | 0 | 0 | 0 | 0 | 0 | 0
WT | 65.1 | 0 | 327.43 | 616.17 | 0 | 0
IGCC | 0 | 0 | 0 | 0 | 0 | 0
DemandResponse | 0 | 0 | 0 | 0 | 0 | 0
IGCC-CCS | 0 | 0 | 0 | 0 | 0 | 0
WT_off | 0 | 0 | 0 | 0 | 0 | 0
PseudoUnit | 0 | 0 | 0 | 0 | 0 | 0
FixedInterchange | 0 | 0 | 0 | 0 | 0 | 0
New Build Capacity by Reporting Type: ERCOT
ReportingType | 2015 | 2020 | 2025 | 2030 | 2035 | 2040
BM | 145 | 0 | 0 | 1700.88 | 64.14 | 116.37
CC | 275 | 0 | 0 | 0 | 1849.79 | 3530.58
CSP | 0 | 0 | 0 | 0 | 0 | 0
CT | 250 | 0 | 0 | 0 | 0 | 0
Coal | 2020 | 0 | 0 | 0 | 0 | 0
Geo | 0 | 0 | 0 | 0 | 0 | 0
H | 0 | 0 | 0 | 628 | 0 | 0
LFG | 0 | 0 | 354 | 0 | 0 | 0
Nuc | 0 | 0 | 0 | 0 | 0 | 0
PS | 0 | 0 | 0 | 0 | 0 | 0
PV | 14 | 0 | 0 | 0 | 0 | 0
PeakG | 0 | 0 | 0 | 0 | 0 | 0
PeakO | 0 | 0 | 0 | 0 | 0 | 0
ST | 0 | 0 | 0 | 0 | 0 | 0
STOG | 0 | 0 | 0 | 0 | 0 | 0
STWD | 0 | 0 | 0 | 0 | 0 | 0
WT | 350.1 | 8333.4 | 9401.3 | 5849.98 | 830.16 | 1488.66
IGCC | 0 | 0 | 0 | 0 | 0 | 0
DemandResponse | 0 | 0 | 0 | 0 | 0 | 0
IGCC-CCS | 0 | 0 | 0 | 0 | 0 | 0
WT_off | 0 | 0 | 0 | 0 | 0 | 0
PseudoUnit | 0 | 0 | 0 | 0 | 0 | 0
FixedInterchange | 0 | 0 | 0 | 0 | 0 | 0
New Build Capacity by Reporting Type: NP15
ReportingType | 2015 | 2020 | 2025 | 2030 | 2035 | 2040
BM | 0 | 0 | 0 | 0 | 0 | 0
CC | 940 | 0 | 0 | 0 | 0 | 0
CSP | 0 | 0 | 0 | 0 | 0 | 0
CT | 216.03 | 1769.57 | 391.78 | 3962.88 | 4382.34 | 4349.65
Coal | 0 | 0 | 0 | 0 | 0 | 0
Geo | 0 | 166.22 | 433.78 | 0 | 0 | 0
H | 0 | 0 | 0 | 0 | 0 | 0
LFG | 0 | 565 | 0 | 0 | 0 | 0
Nuc | 0 | 0 | 0 | 0 | 0 | 0
PS | 0 | 0 | 0 | 0 | 0 | 0
PV | 6.5 | 0 | 0 | 0 | 0 | 0
PeakG | 0 | 0 | 0 | 0 | 0 | 0
PeakO | 0 | 0 | 0 | 0 | 0 | 0
ST | 29 | 0 | 0 | 0 | 0 | 0
STOG | 0 | 0 | 0 | 0 | 0 | 0
STWD | 0 | 0 | 0 | 0 | 0 | 0
WT | 101.2 | 0 | 9165.99 | 2407.4 | 13.34 | 1.99
IGCC | 0 | 0 | 0 | 0 | 0 | 0
DemandResponse | 0 | 0 | 0 | 0 | 0 | 0
IGCC-CCS | 0 | 0 | 0 | 0 | 0 | 0
WT_off | 0 | 0 | 0 | 0 | 0 | 0
PseudoUnit | 0 | 0 | 0 | 0 | 0 | 0
FixedInterchange | 0 | 0 | 0 | 0 | 0 | 0
New Build Capacity by Reporting Type: NWPP_Coal
ReportingType | 2015 | 2020 | 2025 | 2030 | 2035 | 2040
BM | 0 | 0 | 0 | 0 | 0 | 0
CC | 0 | 0 | 0 | 0 | 0 | 0
CSP | 0 | 0 | 0 | 0 | 0 | 0
CT | 0 | 0 | 0 | 0 | 0 | 0
Coal | 0 | 0 | 0 | 0 | 0 | 0
Geo | 0 | 0 | 0 | 0 | 0 | 0
H | 0 | 0 | 0 | 0 | 0 | 0
LFG | 0 | 0 | 0 | 0 | 0 | 0
Nuc | 0 | 0 | 0 | 0 | 0 | 0
PS | 0 | 0 | 0 | 0 | 0 | 0
PV | 0 | 0 | 0 | 0 | 0 | 0
PeakG | 0 | 0 | 0 | 0 | 0 | 0
PeakO | 0 | 0 | 0 | 0 | 0 | 0
ST | 0 | 0 | 0 | 0 | 0 | 0
STOG | 0 | 0 | 0 | 0 | 0 | 0
STWD | 0 | 0 | 0 | 0 | 0 | 0
WT | 0 | 0 | 0 | 0 | 0 | 0
IGCC | 0 | 0 | 0 | 0 | 0 | 0
DemandResponse | 0 | 0 | 0 | 0 | 0 | 0
IGCC-CCS | 0 | 0 | 0 | 0 | 0 | 0
WT_off | 0 | 0 | 0 | 0 | 0 | 0
PseudoUnit | 0 | 0 | 0 | 0 | 0 | 0
FixedInterchange | 0 | 0 | 0 | 0 | 0 | 0
New Build Capacity by Reporting Type: NWPP_Gas
ReportingType | 2015 | 2020 | 2025 | 2030 | 2035 | 2040
BM | 0 | 0 | 0 | 0 | 0 | 0
CC | 300 | 0 | 0 | 3168.29 | 4680.17 | 191.98
CSP | 0 | 0 | 0 | 0 | 0 | 0
CT | 150 | 0 | 0 | 0 | 0 | 0
Coal | 0 | 0 | 0 | 0 | 0 | 426.09
Geo | 0 | 0 | 0 | 0 | 0 | 0
H | 0 | 0 | 0 | 0 | 0 | 0
LFG | 0 | 0 | 0 | 0 | 0 | 0
Nuc | 0 | 0 | 0 | 0 | 0 | 0
PS | 0 | 0 | 0 | 0 | 0 | 0
PV | 0 | 0 | 0 | 0 | 0 | 0
PeakG | 0 | 0 | 0 | 0 | 0 | 0
PeakO | 0 | 0 | 0 | 0 | 0 | 0
ST | 0 | 0 | 0 | 0 | 0 | 0
STOG | 0 | 0 | 0 | 0 | 0 | 0
STWD | 0 | 0 | 0 | 0 | 0 | 0
WT | 0 | 0 | 0 | 0 | 0 | 0
IGCC | 0 | 0 | 0 | 0 | 0 | 0
DemandResponse | 0 | 0 | 0 | 0 | 0 | 0
IGCC-CCS | 0 | 0 | 0 | 0 | 0 | 0
WT_off | 0 | 0 | 0 | 0 | 0 | 0
PseudoUnit | 0 | 0 | 0 | 0 | 0 | 0
FixedInterchange | 0 | 0 | 0 | 0 | 0 | 0
New Build Capacity by Reporting Type: NWPP_NucRenew
ReportingType | 2015 | 2020 | 2025 | 2030 | 2035 | 2040
BM | 32.55 | 0 | 0 | 0 | 0 | 0
CC | 0 | 0 | 0 | 0 | 0 | 0
CSP | 0 | 0 | 0 | 0 | 0 | 0
CT | 0 | 0 | 0 | 0 | 0 | 0
Coal | 0 | 0 | 0 | 0 | 0 | 0
Geo | 86 | 0 | 434 | 0 | 0 | 0
H | 0 | 0 | 0 | 0 | 0 | 0
LFG | 25.5 | 0 | 207.27 | 37.23 | 0 | 0
Nuc | 0 | 0 | 0 | 0 | 0 | 0
PS | 0 | 0 | 0 | 0 | 0 | 0
PV | 0 | 0 | 0 | 0 | 0 | 0
PeakG | 0 | 0 | 0 | 0 | 0 | 0
PeakO | 0 | 0 | 0 | 0 | 0 | 0
ST | 0 | 0 | 0 | 0 | 0 | 0
STOG | 0 | 0 | 0 | 0 | 0 | 0
STWD | 0 | 0 | 0 | 0 | 0 | 0
WT | 977.3 | 0 | 0 | 0 | 0 | 0
IGCC | 0 | 0 | 0 | 0 | 0 | 0
DemandResponse | 0 | 0 | 0 | 0 | 0 | 0
IGCC-CCS | 0 | 0 | 0 | 0 | 0 | 0
WT_off | 0 | 0 | 0 | 0 | 0 | 0
PseudoUnit | 0 | 0 | 0 | 0 | 0 | 0
FixedInterchange | 0 | 0 | 0 | 0 | 0 | 0
New Build Capacity by Reporting Type: RMPA
ReportingType | 2015 | 2020 | 2025 | 2030 | 2035 | 2040
BM | 0 | 0 | 0 | 0 | 0 | 0
CC | 0 | 0 | 0 | 0 | 0 | 0
CSP | 0 | 0 | 0 | 0 | 0 | 0
CT | 152 | 0 | 0 | 0 | 0 | 0
Coal | 390 | 0 | 0 | 0 | 1167.7 | 1350.2
Geo | 0 | 458.78 | 2086.45 | 24.77 | 0 | 0
H | 0 | 0 | 0 | 0 | 0 | 0
LFG | 1.4 | 0 | 0 | 28.93 | 0 | 0
Nuc | 0 | 0 | 0 | 0 | 0 | 0
PS | 0 | 0 | 0 | 0 | 0 | 0
PV | 1 | 0 | 0 | 0 | 0 | 0
PeakG | 0 | 0 | 0 | 0 | 0 | 0
PeakO | 0 | 0 | 0 | 0 | 0 | 0
ST | 3 | 380.25 | 32.27 | 15.25 | 0 | 0
STOG | 0 | 0 | 0 | 0 | 0 | 0
STWD | 0 | 0 | 0 | 0 | 0 | 0
WT | 765.4 | 0 | 0 | 0 | 0 | 0
IGCC | 0 | 0 | 0 | 0 | 0 | 0
DemandResponse | 0 | 0 | 0 | 0 | 0 | 0
IGCC-CCS | 0 | 0 | 0 | 0 | 0 | 0
WT_off | 0 | 0 | 0 | 0 | 0 | 0
PseudoUnit | 0 | 0 | 0 | 0 | 0 | 0
FixedInterchange | 0 | 0 | 0 | 0 | 0 | 0
New Build Capacity by Reporting Type: SP15
ReportingType | 2015 | 2020 | 2025 | 2030 | 2035 | 2040
BM | 6 | 0 | 0 | 0 | 0 | 0
CC | 409.5 | 0 | 0 | 0 | 0 | 0
CSP | 0 | 0 | 0 | 0 | 0 | 0
CT | 0 | 0 | 0 | 0 | 0 | 0
Coal | 0 | 0 | 0 | 0 | 0 | 0
Geo | 50 | 1450 | 0 | 0 | 0 | 0
H | 0 | 0 | 0 | 0 | 0 | 0
LFG | 9.2 | 555.8 | 0 | 0 | 0 | 0
Nuc | 0 | 0 | 0 | 0 | 0 | 0
PS | 0 | 0 | 0 | 0 | 0 | 0
PV | 3.8 | 0 | 0 | 0 | 0 | 0
PeakG | 0 | 0 | 0 | 0 | 0 | 0
PeakO | 0 | 0 | 0 | 0 | 0 | 0
ST | 448 | 0 | 0 | 0 | 0 | 0
STOG | 0 | 0 | 0 | 0 | 0 | 0
STWD | 0 | 0 | 0 | 0 | 0 | 0
WT | 735 | 0 | 0 | 0 | 0 | 0
IGCC | 0 | 0 | 0 | 0 | 0 | 0
DemandResponse | 0 | 0 | 0 | 0 | 0 | 0
IGCC-CCS | 0 | 0 | 0 | 0 | 0 | 0
WT_off | 0 | 0 | 0 | 0 | 0 | 0
PseudoUnit | 0 | 0 | 0 | 0 | 0 | 0
FixedInterchange | 0 | 0 | 0 | 0 | 0 | 0
New Build Capacity by Reporting Type: ALB
ReportingType | 2015 | 2020 | 2025 | 2030 | 2035 | 2040
BM | 0 | 0 | 0 | 0 | 0 | 0
CC | 407.19 | 535.62 | 792.47 | 597.67 | 1406.9 | 1079.47
CSP | 0 | 0 | 0 | 0 | 0 | 0
CT | 201.5 | 0 | 0 | 0 | 0 | 0
Coal | 495 | 0 | 0 | 0 | 0 | 0
Geo | 0 | 0 | 0 | 0 | 0 | 0
H | 0 | 0 | 0 | 0 | 0 | 0
LFG | 0 | 0 | 0 | 0 | 0 | 0
Nuc | 0 | 0 | 0 | 0 | 0 | 0
PS | 0 | 0 | 0 | 0 | 0 | 0
PV | 0 | 0 | 0 | 0 | 0 | 0
PeakG | 0 | 0 | 0 | 0 | 0 | 0
PeakO | 0 | 0 | 0 | 0 | 0 | 0
ST | 0 | 0 | 0 | 0 | 0 | 0
STOG | 0 | 0 | 0 | 0 | 0 | 0
STWD | 0 | 0 | 0 | 0 | 0 | 0
WT | 9 | 0 | 0 | 0 | 0 | 0
IGCC | 0 | 0 | 0 | 0 | 0 | 0
DemandResponse | 0 | 0 | 0 | 0 | 0 | 0
IGCC-CCS | 0 | 0 | 0 | 0 | 0 | 0
WT_off | 0 | 0 | 0 | 0 | 0 | 0
PseudoUnit | 0 | 0 | 0 | 0 | 0 | 0
FixedInterchange | 0 | 0 | 0 | 0 | 0 | 0
New Build Capacity by Reporting Type: BC
ReportingType | 2015 | 2020 | 2025 | 2030 | 2035 | 2040
BM | 0 | 0 | 0 | 0 | 0 | 0
CC | 1171.72 | 173.23 | 512.92 | 671.98 | 800.47 | 680.97
CSP | 0 | 0 | 0 | 0 | 0 | 0
CT | 0 | 0 | 0 | 0 | 0 | 159.59
Coal | 0 | 0 | 0 | 0 | 0 | 0
Geo | 0 | 0 | 0 | 0 | 0 | 0
H | 0 | 0 | 0 | 0 | 0 | 0
LFG | 0 | 0 | 0 | 0 | 0 | 0
Nuc | 0 | 0 | 0 | 0 | 0 | 0
PS | 0 | 0 | 0 | 0 | 0 | 0
PV | 0 | 0 | 0 | 0 | 0 | 0
PeakG | 0 | 0 | 0 | 0 | 0 | 0
PeakO | 0 | 0 | 0 | 0 | 0 | 0
ST | 0 | 0 | 0 | 0 | 0 | 0
STOG | 0 | 0 | 0 | 0 | 0 | 0
STWD | 0 | 0 | 0 | 0 | 0 | 0
WT | 144 | 0 | 0 | 0 | 0 | 0
IGCC | 0 | 0 | 0 | 0 | 0 | 0
DemandResponse | 0 | 0 | 0 | 0 | 0 | 0
IGCC-CCS | 0 | 0 | 0 | 0 | 0 | 0
WT_off | 0 | 0 | 0 | 0 | 0 | 0
PseudoUnit | 0 | 0 | 0 | 0 | 0 | 0
FixedInterchange | 0 | 0 | 0 | 0 | 0 | 0
New Build Capacity by Reporting Type: HQ_IESO
ReportingType | 2015 | 2020 | 2025 | 2030 | 2035 | 2040
BM | 0 | 0 | 0 | 0 | 0 | 0
CC | 0 | 0 | 0 | 0 | 0 | 0
CSP | 0 | 0 | 0 | 0 | 0 | 0
CT | 0 | 0 | 0 | 0 | 0 | 0
Coal | 0 | 0 | 0 | 0 | 0 | 0
Geo | 0 | 0 | 0 | 0 | 0 | 0
H | 0 | 0 | 0 | 0 | 0 | 0
LFG | 0 | 0 | 0 | 0 | 0 | 0
Nuc | 0 | 0 | 0 | 0 | 0 | 0
PS | 0 | 0 | 0 | 0 | 0 | 0
PV | 0 | 0 | 0 | 0 | 0 | 0
PeakG | 0 | 0 | 0 | 0 | 0 | 0
PeakO | 0 | 0 | 0 | 0 | 0 | 0
ST | 0 | 0 | 0 | 0 | 0 | 0
STOG | 0 | 0 | 0 | 0 | 0 | 0
STWD | 0 | 0 | 0 | 0 | 0 | 0
WT | 0 | 0 | 0 | 0 | 0 | 0
IGCC | 0 | 0 | 0 | 0 | 0 | 0
DemandResponse | 0 | 0 | 0 | 0 | 0 | 0
IGCC-CCS | 0 | 0 | 0 | 0 | 0 | 0
WT_off | 0 | 0 | 0 | 0 | 0 | 0
PseudoUnit | 0 | 0 | 0 | 0 | 0 | 0
FixedInterchange | 0 | 0 | 0 | 0 | 0 | 0
New Build Capacity by Reporting Type: HQ_NEISO
ReportingType | 2015 | 2020 | 2025 | 2030 | 2035 | 2040
BM | 0 | 0 | 0 | 0 | 0 | 0
CC | 0 | 0 | 0 | 0 | 0 | 0
CSP | 0 | 0 | 0 | 0 | 0 | 0
CT | 0 | 0 | 0 | 0 | 0 | 0
Coal | 0 | 0 | 0 | 0 | 0 | 0
Geo | 0 | 0 | 0 | 0 | 0 | 0
H | 0 | 0 | 0 | 0 | 0 | 0
LFG | 0 | 0 | 0 | 0 | 0 | 0
Nuc | 0 | 0 | 0 | 0 | 0 | 0
PS | 0 | 0 | 0 | 0 | 0 | 0
PV | 0 | 0 | 0 | 0 | 0 | 0
PeakG | 0 | 0 | 0 | 0 | 0 | 0
PeakO | 0 | 0 | 0 | 0 | 0 | 0
ST | 0 | 0 | 0 | 0 | 0 | 0
STOG | 0 | 0 | 0 | 0 | 0 | 0
STWD | 0 | 0 | 0 | 0 | 0 | 0
WT | 0 | 0 | 0 | 0 | 0 | 0
IGCC | 0 | 0 | 0 | 0 | 0 | 0
DemandResponse | 0 | 0 | 0 | 0 | 0 | 0
IGCC-CCS | 0 | 0 | 0 | 0 | 0 | 0
WT_off | 0 | 0 | 0 | 0 | 0 | 0
PseudoUnit | 0 | 0 | 170.62 | 2329.38 | 0 | 0
FixedInterchange | 0 | 0 | 0 | 0 | 0 | 0
New Build Capacity by Reporting Type: HQ_NY
ReportingType | 2015 | 2020 | 2025 | 2030 | 2035 | 2040
BM | 0 | 0 | 0 | 0 | 0 | 0
CC | 0 | 0 | 0 | 0 | 0 | 0
CSP | 0 | 0 | 0 | 0 | 0 | 0
CT | 0 | 0 | 0 | 0 | 0 | 0
Coal | 0 | 0 | 0 | 0 | 0 | 0
Geo | 0 | 0 | 0 | 0 | 0 | 0
H | 0 | 0 | 0 | 0 | 0 | 0
LFG | 0 | 0 | 0 | 0 | 0 | 0
Nuc | 0 | 0 | 0 | 0 | 0 | 0
PS | 0 | 0 | 0 | 0 | 0 | 0
PV | 0 | 0 | 0 | 0 | 0 | 0
PeakG | 0 | 0 | 0 | 0 | 0 | 0
PeakO | 0 | 0 | 0 | 0 | 0 | 0
ST | 0 | 0 | 0 | 0 | 0 | 0
STOG | 0 | 0 | 0 | 0 | 0 | 0
STWD | 0 | 0 | 0 | 0 | 0 | 0
WT | 0 | 0 | 0 | 0 | 0 | 0
IGCC | 0 | 0 | 0 | 0 | 0 | 0
DemandResponse | 0 | 0 | 0 | 0 | 0 | 0
IGCC-CCS | 0 | 0 | 0 | 0 | 0 | 0
WT_off | 0 | 0 | 0 | 0 | 0 | 0
PseudoUnit | 0 | 1252.13 | 1247.87 | 0 | 0 | 0
FixedInterchange | 0 | 0 | 0 | 0 | 0 | 0
New Build Capacity by Reporting Type: MARITIMES
ReportingType | 2015 | 2020 | 2025 | 2030 | 2035 | 2040
BM | 0 | 0 | 0 | 0 | 0 | 0
CC | 0 | 0 | 0 | 0 | 0 | 0
CSP | 0 | 0 | 0 | 0 | 0 | 0
CT | 0 | 0 | 0 | 0 | 0 | 0
Coal | 0 | 0 | 0 | 0 | 0 | 0
Geo | 0 | 0 | 0 | 0 | 0 | 0
H | 0 | 0 | 0 | 0 | 0 | 0
LFG | 0 | 0 | 0 | 0 | 0 | 0
Nuc | 0 | 0 | 0 | 0 | 0 | 0
PS | 0 | 0 | 0 | 0 | 0 | 0
PV | 0 | 0 | 0 | 0 | 0 | 0
PeakG | 0 | 0 | 0 | 0 | 0 | 0
PeakO | 0 | 0 | 0 | 0 | 0 | 0
ST | 0 | 0 | 0 | 0 | 0 | 0
STOG | 0 | 0 | 0 | 0 | 0 | 0
STWD | 0 | 0 | 0 | 0 | 0 | 0
WT | 0 | 0 | 0 | 0 | 0 | 0
IGCC | 0 | 0 | 0 | 0 | 0 | 0
DemandResponse | 0 | 0 | 0 | 0 | 0 | 0
IGCC-CCS | 0 | 0 | 0 | 0 | 0 | 0
WT_off | 0 | 0 | 0 | 0 | 0 | 0
PseudoUnit | 0 | 500 | 0 | 0 | 0 | 0
FixedInterchange | 0 | 0 | 0 | 0 | 0 | 0
New Build Capacity by Reporting Type: All
ReportingType | 2015 | 2020 | 2025 | 2030 | 2035 | 2040
BM | 1251 | 36.47 | 327.9 | 1700.88 | 64.14 | 116.37
CC | 32253.97 | 10340.73 | 2332.45 | 10846.14 | 36373.6 | 33412.41
CSP | 0 | 0 | 0 | 0 | 0 | 0
CT | 6407.23 | 7888.26 | 3131.32 | 11419.13 | 23298.67 | 12700.17
Coal | 10763.64 | 0 | 0 | 0 | 4120.45 | 19428.41
Geo | 136 | 2075 | 4404.23 | 24.77 | 0 | 0
H | 0 | 2160 | 2268 | 3088 | 0 | 250
LFG | 192 | 1953 | 2210 | 723.5 | 0.5 | 0
Nuc | 2740.56 | 4530 | 0 | 0 | 0 | 0
PS | 0 | 0 | 0 | 0 | 0 | 0
PV | 1245.99 | 2172.32 | 1079.33 | 247.93 | 122.25 | 139.56
PeakG | 0 | 0 | 0 | 0 | 0 | 0
PeakO | 0 | 0 | 0 | 0 | 0 | 0
ST | 760 | 819.66 | 308.91 | 139.89 | 0 | 0
STOG | 0 | 0 | 0 | 0 | 0 | 0
STWD | 0 | 0 | 0 | 0 | 0 | 0
WT | 25342 | 38730.06 | 81151.04 | 72421.02 | 13172.43 | 14403.64
IGCC | 618 | 0 | 0 | 0 | 0 | 0
DemandResponse | 0 | 0 | 0 | 0 | 0 | 0
IGCC-CCS | 0 | 0 | 0 | 0 | 0 | 0
WT_off | 469 | 4104 | 6158 | 9736 | 0 | 0
PseudoUnit | 0 | 1752.13 | 1418.49 | 2329.38 | 0 | 0
FixedInterchange | 0 | 0 | 0 | 0 | 0 | 0
New Build Capacity by Reporting Type: EI_US
ReportingType | 2015 | 2020 | 2025 | 2030 | 2035 | 2040
BM | 741.12 | 36.47 | 327.9 | 0 | 0 | 0
CC | 26819.56 | 8516.6 | 1027.06 | 2477.14 | 27636.26 | 26916.18
CSP | 0 | 0 | 0 | 0 | 0 | 0
CT | 4323.69 | 6118.69 | 2739.54 | 7456.24 | 18438.05 | 6927.29
Coal | 7858.64 | 0 | 0 | 0 | 943 | 8449.85
Geo | 0 | 0 | 0 | 0 | 0 | 0
H | 0 | 1465 | 773 | 0 | 0 | 0
LFG | 141.4 | 832.2 | 1588.07 | 657.33 | 0 | 0
Nuc | 2740.56 | 4530 | 0 | 0 | 0 | 0
PS | 0 | 0 | 0 | 0 | 0 | 0
PV | 57.73 | 2172.32 | 1079.33 | 247.93 | 122.25 | 139.56
PeakG | 0 | 0 | 0 | 0 | 0 | 0
PeakO | 0 | 0 | 0 | 0 | 0 | 0
ST | 0 | 0 | 0 | 0 | 0 | 0
STOG | 0 | 0 | 0 | 0 | 0 | 0
STWD | 0 | 0 | 0 | 0 | 0 | 0
WT | 19786.6 | 30396.67 | 62256.33 | 63547.46 | 12328.93 | 12912.99
IGCC | 618 | 0 | 0 | 0 | 0 | 0
DemandResponse | 0 | 0 | 0 | 0 | 0 | 0
IGCC-CCS | 0 | 0 | 0 | 0 | 0 | 0
WT_off | 469 | 4104 | 6158 | 9736 | 0 | 0
PseudoUnit | 0 | 1752.13 | 1418.49 | 2329.38 | 0 | 0
FixedInterchange | 0 | 0 | 0 | 0 | 0 | 0
New Build Capacity by Reporting Type: EI_Canada
ReportingType | 2015 | 2020 | 2025 | 2030 | 2035 | 2040
BM | 326.33 | 0 | 0 | 0 | 0 | 0
CC | 1263 | 0 | 0 | 0 | 0 | 1013.22
CSP | 0 | 0 | 0 | 0 | 0 | 0
CT | 378 | 0 | 0 | 0 | 478.28 | 1263.63
Coal | 0 | 0 | 0 | 0 | 0 | 0
Geo | 0 | 0 | 0 | 0 | 0 | 0
H | 0 | 695 | 1495 | 2460 | 0 | 250
LFG | 14.5 | 0 | 0 | 0 | 0.5 | 0
Nuc | 0 | 0 | 0 | 0 | 0 | 0
PS | 0 | 0 | 0 | 0 | 0 | 0
PV | 1067.26 | 0 | 0 | 0 | 0 | 0
PeakG | 0 | 0 | 0 | 0 | 0 | 0
PeakO | 0 | 0 | 0 | 0 | 0 | 0
ST | 0 | 0 | 0 | 0 | 0 | 0
STOG | 0 | 0 | 0 | 0 | 0 | 0
STWD | 0 | 0 | 0 | 0 | 0 | 0
WT | 2408.3 | 0 | 0 | 0 | 0 | 0
IGCC | 0 | 0 | 0 | 0 | 0 | 0
DemandResponse | 0 | 0 | 0 | 0 | 0 | 0
IGCC-CCS | 0 | 0 | 0 | 0 | 0 | 0
WT_off | 0 | 0 | 0 | 0 | 0 | 0
PseudoUnit | 0 | 0 | 0 | 0 | 0 | 0
FixedInterchange | 0 | 0 | 0 | 0 | 0 | 0
New Build Capacity by Reporting Type: EI
ReportingType | 2015 | 2020 | 2025 | 2030 | 2035 | 2040
BM | 1067.45 | 36.47 | 327.9 | 0 | 0 | 0
CC | 28082.56 | 8516.6 | 1027.06 | 2477.14 | 27636.26 | 27929.4
CSP | 0 | 0 | 0 | 0 | 0 | 0
CT | 4701.69 | 6118.69 | 2739.54 | 7456.24 | 18916.34 | 8190.92
Coal | 7858.64 | 0 | 0 | 0 | 943 | 8449.85
Geo | 0 | 0 | 0 | 0 | 0 | 0
H | 0 | 2160 | 2268 | 2460 | 0 | 250
LFG | 155.9 | 832.2 | 1588.07 | 657.33 | 0.5 | 0
Nuc | 2740.56 | 4530 | 0 | 0 | 0 | 0
PS | 0 | 0 | 0 | 0 | 0 | 0
PV | 1124.99 | 2172.32 | 1079.33 | 247.93 | 122.25 | 139.56
PeakG | 0 | 0 | 0 | 0 | 0 | 0
PeakO | 0 | 0 | 0 | 0 | 0 | 0
ST | 0 | 0 | 0 | 0 | 0 | 0
STOG | 0 | 0 | 0 | 0 | 0 | 0
STWD | 0 | 0 | 0 | 0 | 0 | 0
WT | 22194.9 | 30396.67 | 62256.33 | 63547.46 | 12328.93 | 12912.99
IGCC | 618 | 0 | 0 | 0 | 0 | 0
DemandResponse | 0 | 0 | 0 | 0 | 0 | 0
IGCC-CCS | 0 | 0 | 0 | 0 | 0 | 0
WT_off | 469 | 4104 | 6158 | 9736 | 0 | 0
PseudoUnit | 0 | 1752.13 | 1418.49 | 2329.38 | 0 | 0
FixedInterchange | 0 | 0 | 0 | 0 | 0 | 0
New Build Capacity by Reporting Type: Outside_EI
ReportingType | 2015 | 2020 | 2025 | 2030 | 2035 | 2040
BM | 183.55 | 0 | 0 | 1700.88 | 64.14 | 116.37
CC | 4171.41 | 1824.14 | 1305.39 | 8369 | 8737.34 | 5483.01
CSP | 0 | 0 | 0 | 0 | 0 | 0
CT | 1705.53 | 1769.57 | 391.78 | 3962.88 | 4382.34 | 4509.25
Coal | 2905 | 0 | 0 | 0 | 3177.45 | 10978.57
Geo | 136 | 2075 | 4404.23 | 24.77 | 0 | 0
H | 0 | 0 | 0 | 628 | 0 | 0
LFG | 36.1 | 1120.8 | 621.93 | 66.17 | 0 | 0
Nuc | 0 | 0 | 0 | 0 | 0 | 0
PS | 0 | 0 | 0 | 0 | 0 | 0
PV | 121 | 0 | 0 | 0 | 0 | 0
PeakG | 0 | 0 | 0 | 0 | 0 | 0
PeakO | 0 | 0 | 0 | 0 | 0 | 0
ST | 760 | 819.66 | 308.91 | 139.89 | 0 | 0
STOG | 0 | 0 | 0 | 0 | 0 | 0
STWD | 0 | 0 | 0 | 0 | 0 | 0
WT | 3147.1 | 8333.4 | 18894.71 | 8873.56 | 843.5 | 1490.65
IGCC | 0 | 0 | 0 | 0 | 0 | 0
DemandResponse | 0 | 0 | 0 | 0 | 0 | 0
IGCC-CCS | 0 | 0 | 0 | 0 | 0 | 0
WT_off | 0 | 0 | 0 | 0 | 0 | 0
PseudoUnit | 0 | 0 | 0 | 0 | 0 | 0
FixedInterchange | 0 | 0 | 0 | 0 | 0 | 0
#2 | Cumulative New Build Capacity (MW)
Cumulative New Build Capacity by Reporting Type: Entergy
ReportingType | 2015 | 2020 | 2025 | 2030 | 2035 | 2040
BM | 0 | 0 | 0 | 0 | 0 | 0
CC | 0 | 0 | 0 | 0 | 0 | 0
CSP | 0 | 0 | 0 | 0 | 0 | 0
CT | 0 | 0 | 0 | 237.01 | 398.16 | 2023.83
Coal | 720 | 720 | 720 | 720 | 720 | 720
Geo | 0 | 0 | 0 | 0 | 0 | 0
H | 0 | 0 | 0 | 0 | 0 | 0
LFG | 0 | 0 | 0 | 107.4 | 107.4 | 107.4
Nuc | 170 | 170 | 170 | 170 | 170 | 170
PS | 0 | 0 | 0 | 0 | 0 | 0
PV | 0.28 | 65.33 | 100.79 | 104.2 | 108.02 | 110.63
PeakG | 0 | 0 | 0 | 0 | 0 | 0
PeakO | 0 | 0 | 0 | 0 | 0 | 0
ST | 0 | 0 | 0 | 0 | 0 | 0
STOG | 0 | 0 | 0 | 0 | 0 | 0
STWD | 0 | 0 | 0 | 0 | 0 | 0
WT | 0 | 0 | 0 | 0 | 0 | 100
IGCC | 0 | 0 | 0 | 0 | 0 | 0
DemandResponse | 0 | 0 | 0 | 0 | 0 | 0
IGCC-CCS | 0 | 0 | 0 | 0 | 0 | 0
WT_off | 0 | 0 | 0 | 0 | 0 | 0
PseudoUnit | 0 | 0 | 0 | 0 | 0 | 0
FixedInterchange | 0 | 0 | 0 | 0 | 0 | 0
Cumulative New Build Capacity by Reporting Type: FRCC
ReportingType | 2015 | 2020 | 2025 | 2030 | 2035 | 2040
BM | 0 | 0 | 0 | 0 | 0 | 0
CC | 1516.9 | 5825.35 | 6622.45 | 7132.66 | 16215.44 | 21501.1
CSP | 0 | 0 | 0 | 0 | 0 | 0
CT | 2480 | 2480 | 2480 | 2480 | 2480 | 2480
Coal | 0 | 0 | 0 | 0 | 0 | 0
Geo | 0 | 0 | 0 | 0 | 0 | 0
H | 0 | 0 | 0 | 0 | 0 | 0
LFG | 0 | 0 | 198 | 198 | 198 | 198
Nuc | 229.33 | 229.33 | 229.33 | 229.33 | 229.33 | 229.33
PS | 0 | 0 | 0 | 0 | 0 | 0
PV | 0 | 0 | 0 | 0 | 0 | 0
PeakG | 0 | 0 | 0 | 0 | 0 | 0
PeakO | 0 | 0 | 0 | 0 | 0 | 0
ST | 0 | 0 | 0 | 0 | 0 | 0
STOG | 0 | 0 | 0 | 0 | 0 | 0
STWD | 0 | 0 | 0 | 0 | 0 | 0
WT | 0 | 0 | 0 | 0 | 0 | 0
IGCC | 0 | 0 | 0 | 0 | 0 | 0
DemandResponse | 0 | 0 | 0 | 0 | 0 | 0
IGCC-CCS | 0 | 0 | 0 | 0 | 0 | 0
WT_off | 0 | 0 | 0 | 0 | 0 | 0
PseudoUnit | 0 | 0 | 0 | 0 | 0 | 0
FixedInterchange | 0 | 0 | 0 | 0 | 0 | 0
Cumulative New Build Capacity by Reporting Type: MAPP_US
ReportingType | 2015 | 2020 | 2025 | 2030 | 2035 | 2040
BM | 0 | 0 | 0 | 0 | 0 | 0
CC | 0 | 0 | 0 | 0 | 0 | 0
CSP | 0 | 0 | 0 | 0 | 0 | 0
CT | 308.3 | 308.3 | 308.3 | 308.3 | 1087.19 | 1167.86
Coal | 0 | 0 | 0 | 0 | 0 | 0
Geo | 0 | 0 | 0 | 0 | 0 | 0
H | 0 | 0 | 0 | 0 | 0 | 0
LFG | 0 | 0 | 0 | 71.67 | 71.67 | 71.67
Nuc | 0 | 0 | 0 | 0 | 0 | 0
PS | 0 | 0 | 0 | 0 | 0 | 0
PV | 0 | 0 | 0 | 0 | 0 | 0
PeakG | 0 | 0 | 0 | 0 | 0 | 0
PeakO | 0 | 0 | 0 | 0 | 0 | 0
ST | 0 | 0 | 0 | 0 | 0 | 0
STOG | 0 | 0 | 0 | 0 | 0 | 0
STWD | 0 | 0 | 0 | 0 | 0 | 0
WT | 421.3 | 1752.13 | 1752.13 | 5554.34 | 6185.83 | 8853.46
IGCC | 0 | 0 | 0 | 0 | 0 | 0
DemandResponse | 0 | 0 | 0 | 0 | 0 | 0
IGCC-CCS | 0 | 0 | 0 | 0 | 0 | 0
WT_off | 0 | 0 | 0 | 0 | 0 | 0
PseudoUnit | 0 | 0 | 0 | 0 | 0 | 0
FixedInterchange | 0 | 0 | 0 | 0 | 0 | 0
Cumulative New Build Capacity by Reporting Type: MISO_IN
ReportingType | 2015 | 2020 | 2025 | 2030 | 2035 | 2040
BM | 0 | 0 | 0 | 0 | 0 | 0
CC | 0 | 0 | 0 | 0 | 0 | 209.35
CSP | 0 | 0 | 0 | 0 | 0 | 0
CT | 0 | 0 | 0 | 0 | 0 | 0
Coal | 0 | 0 | 0 | 0 | 0 | 0
Geo | 0 | 0 | 0 | 0 | 0 | 0
H | 0 | 0 | 0 | 0 | 0 | 0
LFG | 0 | 0 | 80.12 | 80.12 | 80.12 | 80.12
Nuc | 0 | 0 | 0 | 0 | 0 | 0
PS | 0 | 0 | 0 | 0 | 0 | 0
PV | 0 | 235.95 | 383.16 | 383.16 | 394.79 | 408.27
PeakG | 0 | 0 | 0 | 0 | 0 | 0
PeakO | 0 | 0 | 0 | 0 | 0 | 0
ST | 0 | 0 | 0 | 0 | 0 | 0
STOG | 0 | 0 | 0 | 0 | 0 | 0
STWD | 0 | 0 | 0 | 0 | 0 | 0
WT | 0 | 0 | 0 | 0 | 0 | 0
IGCC | 618 | 618 | 618 | 618 | 618 | 618
DemandResponse | 0 | 0 | 0 | 0 | 0 | 0
IGCC-CCS | 0 | 0 | 0 | 0 | 0 | 0
WT_off | 0 | 0 | 0 | 0 | 0 | 0
PseudoUnit | 0 | 0 | 0 | 0 | 0 | 0
FixedInterchange | 0 | 0 | 0 | 0 | 0 | 0
Cumulative New Build Capacity by Reporting Type: MISO_MI
ReportingType | 2015 | 2020 | 2025 | 2030 | 2035 | 2040
BM | 0 | 0 | 0 | 0 | 0 | 0
CC | 0 | 0 | 0 | 0 | 0 | 0
CSP | 0 | 0 | 0 | 0 | 0 | 0
CT | 0 | 0 | 0 | 0 | 0 | 0
Coal | 0 | 0 | 0 | 0 | 0 | 0
Geo | 0 | 0 | 0 | 0 | 0 | 0
H | 0 | 0 | 0 | 0 | 0 | 0
LFG | 0 | 88.24 | 160.25 | 160.25 | 160.25 | 160.25
Nuc | 0 | 0 | 0 | 0 | 0 | 0
PS | 0 | 0 | 0 | 0 | 0 | 0
PV | 0 | 0 | 0 | 0 | 0 | 0
PeakG | 0 | 0 | 0 | 0 | 0 | 0
PeakO | 0 | 0 | 0 | 0 | 0 | 0
ST | 0 | 0 | 0 | 0 | 0 | 0
STOG | 0 | 0 | 0 | 0 | 0 | 0
STWD | 0 | 0 | 0 | 0 | 0 | 0
WT | 2000 | 2215.04 | 2297.19 | 2297.19 | 2335.61 | 2548.99
IGCC | 0 | 0 | 0 | 0 | 0 | 0
DemandResponse | 0 | 0 | 0 | 0 | 0 | 0
IGCC-CCS | 0 | 0 | 0 | 0 | 0 | 0
WT_off | 0 | 0 | 0 | 250 | 250 | 250
PseudoUnit | 0 | 0 | 0 | 0 | 0 | 0
FixedInterchange | 0 | 0 | 0 | 0 | 0 | 0
Cumulative New Build Capacity by Reporting Type: MISO_MO-IL
ReportingType | 2015 | 2020 | 2025 | 2030 | 2035 | 2040
BM | 0 | 0 | 0 | 0 | 0 | 0
CC | 0 | 0 | 0 | 0 | 0 | 0
CSP | 0 | 0 | 0 | 0 | 0 | 0
CT | 0 | 0 | 0 | 0 | 0 | 0
Coal | 1790 | 1790 | 1790 | 1790 | 1790 | 1790
Geo | 0 | 0 | 0 | 0 | 0 | 0
H | 0 | 280 | 280 | 280 | 280 | 280
LFG | 0 | 0 | 223.33 | 223.33 | 223.33 | 223.33
Nuc | 0 | 0 | 0 | 0 | 0 | 0
PS | 0 | 0 | 0 | 0 | 0 | 0
PV | 0 | 0 | 0 | 0 | 0 | 0
PeakG | 0 | 0 | 0 | 0 | 0 | 0
PeakO | 0 | 0 | 0 | 0 | 0 | 0
ST | 0 | 0 | 0 | 0 | 0 | 0
STOG | 0 | 0 | 0 | 0 | 0 | 0
STWD | 0 | 0 | 0 | 0 | 0 | 0
WT | 300 | 300 | 300 | 300 | 300 | 3084.54
IGCC | 0 | 0 | 0 | 0 | 0 | 0
DemandResponse | 0 | 0 | 0 | 0 | 0 | 0
IGCC-CCS | 0 | 0 | 0 | 0 | 0 | 0
WT_off | 0 | 0 | 0 | 0 | 0 | 0
PseudoUnit | 0 | 0 | 0 | 0 | 0 | 0
FixedInterchange | 0 | 0 | 0 | 0 | 0 | 0
Cumulative New Build Capacity by Reporting Type: MISO_W
ReportingType | 2015 | 2020 | 2025 | 2030 | 2035 | 2040
BM | 0 | 0 | 0 | 0 | 0 | 0
CC | 0 | 0 | 0 | 0 | 0 | 0
CSP | 0 | 0 | 0 | 0 | 0 | 0
CT | 0 | 0 | 0 | 0 | 0 | 0
Coal | 0 | 0 | 0 | 0 | 0 | 0
Geo | 0 | 0 | 0 | 0 | 0 | 0
H | 0 | 0 | 0 | 0 | 0 | 0
LFG | 0 | 0 | 71.67 | 71.67 | 71.67 | 71.67
Nuc | 94.33 | 94.33 | 94.33 | 94.33 | 94.33 | 94.33
PS | 0 | 0 | 0 | 0 | 0 | 0
PV | 0 | 0 | 0 | 0 | 0 | 0
PeakG | 0 | 0 | 0 | 0 | 0 | 0
PeakO | 0 | 0 | 0 | 0 | 0 | 0
ST | 0 | 0 | 0 | 0 | 0 | 0
STOG | 0 | 0 | 0 | 0 | 0 | 0
STWD | 0 | 0 | 0 | 0 | 0 | 0
WT | 2800.5 | 2857.69 | 6774.87 | 21279.6 | 21279.6 | 23411.73
IGCC | 0 | 0 | 0 | 0 | 0 | 0
DemandResponse | 0 | 0 | 0 | 0 | 0 | 0
IGCC-CCS | 0 | 0 | 0 | 0 | 0 | 0
WT_off | 0 | 0 | 0 | 0 | 0 | 0
PseudoUnit | 0 | 0 | 0 | 0 | 0 | 0
FixedInterchange | 0 | 0 | 0 | 0 | 0 | 0
Cumulative New Build Capacity by Reporting Type: MISO_WUMS
ReportingType | 2015 | 2020 | 2025 | 2030 | 2035 | 2040
BM | 0 | 0 | 0 | 0 | 0 | 0
CC | 0 | 0 | 0 | 0 | 0 | 0
CSP | 0 | 0 | 0 | 0 | 0 | 0
CT | 0 | 4446.04 | 6789.38 | 12099.49 | 23283.73 | 26414
Coal | 615 | 615 | 615 | 615 | 615 | 615
Geo | 0 | 0 | 0 | 0 | 0 | 0
H | 0 | 1 | 1 | 1 | 1 | 1
LFG | 0 | 0 | 223.33 | 223.33 | 223.33 | 223.33
Nuc | 235 | 235 | 235 | 235 | 235 | 235
PS | 0 | 0 | 0 | 0 | 0 | 0
PV | 0 | 0 | 0 | 0 | 0 | 0
PeakG | 0 | 0 | 0 | 0 | 0 | 0
PeakO | 0 | 0 | 0 | 0 | 0 | 0
ST | 0 | 0 | 0 | 0 | 0 | 0
STOG | 0 | 0 | 0 | 0 | 0 | 0
STWD | 0 | 0 | 0 | 0 | 0 | 0
WT | 968.9 | 968.9 | 968.9 | 968.9 | 968.9 | 999.7
IGCC | 0 | 0 | 0 | 0 | 0 | 0
DemandResponse | 0 | 0 | 0 | 0 | 0 | 0
IGCC-CCS | 0 | 0 | 0 | 0 | 0 | 0
WT_off | 0 | 0 | 0 | 0 | 0 | 0
PseudoUnit | 0 | 0 | 0 | 0 | 0 | 0
FixedInterchange | 0 | 0 | 0 | 0 | 0 | 0
Cumulative New Build Capacity by Reporting Type: Nebraska
ReportingType | 2015 | 2020 | 2025 | 2030 | 2035 | 2040
BM | 0 | 0 | 0 | 0 | 0 | 0
CC | 0 | 0 | 0 | 0 | 0 | 0
CSP | 0 | 0 | 0 | 0 | 0 | 0
CT | 0 | 0 | 0 | 0 | 0 | 0
Coal | 232.1 | 232.1 | 232.1 | 232.1 | 232.1 | 232.1
Geo | 0 | 0 | 0 | 0 | 0 | 0
H | 0 | 0 | 0 | 0 | 0 | 0
LFG | 0 | 0 | 0 | 71.67 | 71.67 | 71.67
Nuc | 0 | 0 | 0 | 0 | 0 | 0
PS | 0 | 0 | 0 | 0 | 0 | 0
PV | 0 | 0 | 0 | 0 | 0 | 0
PeakG | 0 | 0 | 0 | 0 | 0 | 0
PeakO | 0 | 0 | 0 | 0 | 0 | 0
ST | 0 | 0 | 0 | 0 | 0 | 0
STOG | 0 | 0 | 0 | 0 | 0 | 0
STWD | 0 | 0 | 0 | 0 | 0 | 0
WT | 202 | 15979.82 | 41896.55 | 65062.13 | 70075.79 | 70075.79
IGCC | 0 | 0 | 0 | 0 | 0 | 0
DemandResponse | 0 | 0 | 0 | 0 | 0 | 0
IGCC-CCS | 0 | 0 | 0 | 0 | 0 | 0
WT_off | 0 | 0 | 0 | 0 | 0 | 0
PseudoUnit | 0 | 0 | 0 | 0 | 0 | 0
FixedInterchange | 0 | 0 | 0 | 0 | 0 | 0
Cumulative New Build Capacity by Reporting Type: NEISO
ReportingType | 2015 | 2020 | 2025 | 2030 | 2035 | 2040
BM | 252.2 | 252.2 | 252.2 | 252.2 | 252.2 | 252.2
CC | 2049.5 | 2049.5 | 2049.5 | 2049.5 | 2049.5 | 2049.5
CSP | 0 | 0 | 0 | 0 | 0 | 0
CT | 334 | 334 | 334 | 334 | 334 | 334
Coal | 0 | 0 | 0 | 0 | 0 | 0
Geo | 0 | 0 | 0 | 0 | 0 | 0
H | 0 | 3 | 3 | 3 | 3 | 3
LFG | 49.26 | 49.26 | 119 | 119 | 119 | 119
Nuc | 0 | 0 | 0 | 0 | 0 | 0
PS | 0 | 0 | 0 | 0 | 0 | 0
PV | 0 | 323.36 | 324.85 | 324.85 | 324.85 | 324.9
PeakG | 0 | 0 | 0 | 0 | 0 | 0
PeakO | 0 | 0 | 0 | 0 | 0 | 0
ST | 0 | 0 | 0 | 0 | 0 | 0
STOG | 0 | 0 | 0 | 0 | 0 | 0
STWD | 0 | 0 | 0 | 0 | 0 | 0
WT | 231.2 | 231.2 | 231.2 | 231.2 | 231.2 | 231.2
IGCC | 0 | 0 | 0 | 0 | 0 | 0
DemandResponse | 0 | 0 | 0 | 0 | 0 | 0
IGCC-CCS | 0 | 0 | 0 | 0 | 0 | 0
WT_off | 468 | 1626 | 3363 | 5968 | 5968 | 5968
PseudoUnit | 0 | 0 | 0 | 0 | 0 | 0
FixedInterchange | 0 | 0 | 0 | 0 | 0 | 0
Cumulative New Build Capacity by Reporting Type: NonRTO_Midwest
ReportingType | 2015 | 2020 | 2025 | 2030 | 2035 | 2040
BM | 0 | 0 | 0 | 0 | 0 | 0
CC | 0 | 388.45 | 388.45 | 388.45 | 388.46 | 639.61
CSP | 0 | 0 | 0 | 0 | 0 | 0
CT | 0 | 0 | 0 | 0 | 0 | 0
Coal | 0 | 0 | 0 | 0 | 0 | 0
Geo | 0 | 0 | 0 | 0 | 0 | 0
H | 0 | 0 | 746 | 746 | 746 | 746
LFG | 0 | 0 | 160.25 | 160.25 | 160.25 | 160.25
Nuc | 0 | 0 | 0 | 0 | 0 | 0
PS | 0 | 0 | 0 | 0 | 0 | 0
PV | 0 | 0 | 0 | 0 | 0 | 0
PeakG | 0 | 0 | 0 | 0 | 0 | 0
PeakO | 0 | 0 | 0 | 0 | 0 | 0
ST | 0 | 0 | 0 | 0 | 0 | 0
STOG | 0 | 0 | 0 | 0 | 0 | 0
STWD | 0 | 0 | 0 | 0 | 0 | 0
WT | 0 | 0 | 0 | 0 | 0 | 0
IGCC | 0 | 0 | 0 | 0 | 0 | 0
DemandResponse | 0 | 0 | 0 | 0 | 0 | 0
IGCC-CCS | 0 | 0 | 0 | 0 | 0 | 0
WT_off | 0 | 0 | 0 | 0 | 0 | 0
PseudoUnit | 0 | 0 | 0 | 0 | 0 | 0
FixedInterchange | 0 | 0 | 0 | 0 | 0 | 0
Cumulative New Build Capacity by Reporting Type: NYISO_A-F
ReportingType | 2015 | 2020 | 2025 | 2030 | 2035 | 2040
BM | 0 | 0 | 0 | 0 | 0 | 0
CC | 639 | 639 | 639 | 639 | 639 | 639
CSP | 0 | 0 | 0 | 0 | 0 | 0
CT | 0 | 0 | 0 | 0 | 0 | 0
Coal | 0 | 0 | 0 | 0 | 0 | 0
Geo | 0 | 0 | 0 | 0 | 0 | 0
H | 0 | 0 | 0 | 0 | 0 | 0
LFG | 6.4 | 6.4 | 6.4 | 74.33 | 74.33 | 74.33
Nuc | 168 | 168 | 168 | 168 | 168 | 168
PS | 0 | 0 | 0 | 0 | 0 | 0
PV | 0 | 0 | 0 | 0 | 0 | 0
PeakG | 0 | 0 | 0 | 0 | 0 | 0
PeakO | 0 | 0 | 0 | 0 | 0 | 0
ST | 0 | 0 | 0 | 0 | 0 | 0
STOG | 0 | 0 | 0 | 0 | 0 | 0
STWD | 0 | 0 | 0 | 0 | 0 | 0
WT | 2476.3 | 2994.1 | 2994.1 | 2994.1 | 3077.16 | 3186.1
IGCC | 0 | 0 | 0 | 0 | 0 | 0
DemandResponse | 0 | 0 | 0 | 0 | 0 | 0
IGCC-CCS | 0 | 0 | 0 | 0 | 0 | 0
WT_off | 0 | 0 | 0 | 0 | 0 | 0
PseudoUnit | 0 | 0 | 0 | 0 | 0 | 0
FixedInterchange | 0 | 0 | 0 | 0 | 0 | 0
Cumulative New Build Capacity by Reporting Type: NYISO_G-I
ReportingType | 2015 | 2020 | 2025 | 2030 | 2035 | 2040
BM | 0 | 0 | 0 | 0 | 0 | 0
CC | 0 | 0 | 0 | 0 | 0 | 3136.44
CSP | 0 | 0 | 0 | 0 | 0 | 0
CT | 0 | 0 | 0 | 0 | 0 | 0
Coal | 0 | 0 | 0 | 0 | 0 | 0
Geo | 0 | 0 | 0 | 0 | 0 | 0
H | 0 | 0 | 0 | 0 | 0 | 0
LFG | 0 | 0 | 0 | 74.33 | 74.33 | 74.33
Nuc | 0 | 0 | 0 | 0 | 0 | 0
PS | 0 | 0 | 0 | 0 | 0 | 0
PV | 0 | 0 | 0 | 0 | 0 | 0
PeakG | 0 | 0 | 0 | 0 | 0 | 0
PeakO | 0 | 0 | 0 | 0 | 0 | 0
ST | 0 | 0 | 0 | 0 | 0 | 0
STOG | 0 | 0 | 0 | 0 | 0 | 0
STWD | 0 | 0 | 0 | 0 | 0 | 0
WT | 0 | 60 | 60 | 60 | 60 | 60
IGCC | 0 | 0 | 0 | 0 | 0 | 0
DemandResponse | 0 | 0 | 0 | 0 | 0 | 0
IGCC-CCS | 0 | 0 | 0 | 0 | 0 | 0
WT_off | 0 | 0 | 0 | 0 | 0 | 0
PseudoUnit | 0 | 0 | 0 | 0 | 0 | 0
FixedInterchange | 0 | 0 | 0 | 0 | 0 | 0
Cumulative New Build Capacity by Reporting Type: NYISO_J-K
ReportingType | 2015 | 2020 | 2025 | 2030 | 2035 | 2040
BM | 0 | 0 | 0 | 0 | 0 | 0
CC | 1175.4 | 1175.4 | 1175.4 | 1175.4 | 1175.4 | 1175.4
CSP | 0 | 0 | 0 | 0 | 0 | 0
CT | 0 | 0 | 0 | 0 | 2803.03 | 3459.17
Coal | 0 | 0 | 0 | 0 | 0 | 0
Geo | 0 | 0 | 0 | 0 | 0 | 0
H | 0 | 0 | 0 | 0 | 0 | 0
LFG | 0 | 0 | 0 | 74.33 | 74.33 | 74.33
Nuc | 0 | 0 | 0 | 0 | 0 | 0
PS | 0 | 0 | 0 | 0 | 0 | 0
PV | 32 | 32 | 32 | 32 | 32 | 32
PeakG | 0 | 0 | 0 | 0 | 0 | 0
PeakO | 0 | 0 | 0 | 0 | 0 | 0
ST | 0 | 0 | 0 | 0 | 0 | 0
STOG | 0 | 0 | 0 | 0 | 0 | 0
STWD | 0 | 0 | 0 | 0 | 0 | 0
WT | 0 | 0 | 0 | 0 | 0 | 0
IGCC | 0 | 0 | 0 | 0 | 0 | 0
DemandResponse | 0 | 0 | 0 | 0 | 0 | 0
IGCC-CCS | 0 | 0 | 0 | 0 | 0 | 0
WT_off | 0 | 947 | 2368 | 4500 | 4500 | 4500
PseudoUnit | 0 | 0 | 0 | 0 | 0 | 0
FixedInterchange | 0 | 0 | 0 | 0 | 0 | 0
Cumulative New Build Capacity by Reporting Type: PJM_E
ReportingType | 2015 | 2020 | 2025 | 2030 | 2035 | 2040
BM | 30 | 30 | 30 | 30 | 30 | 30
CC | 4634.3 | 4634.3 | 4634.3 | 4634.3 | 4634.3 | 4634.3
CSP | 0 | 0 | 0 | 0 | 0 | 0
CT | 26.2 | 26.2 | 26.2 | 26.2 | 813.12 | 813.12
Coal | 27 | 27 | 27 | 27 | 27 | 27
Geo | 0 | 0 | 0 | 0 | 0 | 0
H | 0 | 0 | 0 | 0 | 0 | 0
LFG | 9.1 | 142 | 142 | 142 | 142 | 142
Nuc | 38 | 38 | 38 | 38 | 38 | 38
PS | 0 | 0 | 0 | 0 | 0 | 0
PV | 25.45 | 25.45 | 25.45 | 25.45 | 25.45 | 25.45
PeakG | 0 | 0 | 0 | 0 | 0 | 0
PeakO | 0 | 0 | 0 | 0 | 0 | 0
ST | 0 | 0 | 0 | 0 | 0 | 0
STOG | 0 | 0 | 0 | 0 | 0 | 0
STWD | 0 | 0 | 0 | 0 | 0 | 0
WT | 1150 | 1150 | 1150 | 1150 | 1150 | 1150
IGCC | 0 | 0 | 0 | 0 | 0 | 0
DemandResponse | 0 | 0 | 0 | 0 | 0 | 0
IGCC-CCS | 0 | 0 | 0 | 0 | 0 | 0
WT_off | 0 | 1184 | 2960 | 5624 | 5624 | 5624
PseudoUnit | 0 | 0 | 0 | 0 | 0 | 0
FixedInterchange | 0 | 0 | 0 | 0 | 0 | 0
Cumulative New Build Capacity by Reporting Type: PJM_ROM
ReportingType | 2015 | 2020 | 2025 | 2030 | 2035 | 2040
BM | 18 | 18 | 18 | 18 | 18 | 18
CC | 1678.5 | 1678.5 | 1678.5 | 1678.5 | 1678.5 | 15041.14
CSP | 0 | 0 | 0 | 0 | 0 | 0
CT | 16 | 16 | 16 | 16 | 16 | 16
Coal | 32.5 | 32.5 | 32.5 | 32.5 | 32.5 | 32.5
Geo | 0 | 0 | 0 | 0 | 0 | 0
H | 0 | 678 | 678 | 678 | 678 | 678
LFG | 18.9 | 284 | 284 | 284 | 284 | 284
Nuc | 0 | 0 | 0 | 0 | 0 | 0
PS | 0 | 0 | 0 | 0 | 0 | 0
PV | 0 | 1409.56 | 2298.2 | 2538.94 | 2634.19 | 2748.12
PeakG | 0 | 0 | 0 | 0 | 0 | 0
PeakO | 0 | 0 | 0 | 0 | 0 | 0
ST | 0 | 0 | 0 | 0 | 0 | 0
STOG | 0 | 0 | 0 | 0 | 0 | 0
STWD | 0 | 0 | 0 | 0 | 0 | 0
WT | 479.8 | 1230 | 1230 | 1230 | 1230 | 1230
IGCC | 0 | 0 | 0 | 0 | 0 | 0
DemandResponse | 0 | 0 | 0 | 0 | 0 | 0
IGCC-CCS | 0 | 0 | 0 | 0 | 0 | 0
WT_off | 0 | 0 | 0 | 0 | 0 | 0
PseudoUnit | 0 | 0 | 0 | 0 | 0 | 0
FixedInterchange | 0 | 0 | 0 | 0 | 0 | 0
Cumulative New Build Capacity by Reporting Type: PJM_ROR
ReportingType | 2015 | 2020 | 2025 | 2030 | 2035 | 2040
BM | 385 | 385 | 385 | 385 | 385 | 385
CC | 3077 | 3197 | 3197 | 3197 | 15006.26 | 15006.26
CSP | 0 | 0 | 0 | 0 | 0 | 0
CT | 29 | 29 | 29 | 29 | 2018.99 | 2018.99
Coal | 2164 | 2164 | 2164 | 2164 | 2164 | 2164
Geo | 0 | 0 | 0 | 0 | 0 | 0
H | 0 | 503 | 503 | 503 | 503 | 503
LFG | 57.4 | 296.3 | 571.11 | 571.11 | 571.11 | 571.11
Nuc | 38 | 38 | 38 | 38 | 38 | 38
PS | 0 | 0 | 0 | 0 | 0 | 0
PV | 0 | 0 | 0 | 0 | 0 | 0
PeakG | 0 | 0 | 0 | 0 | 0 | 0
PeakO | 0 | 0 | 0 | 0 | 0 | 0
ST | 0 | 0 | 0 | 0 | 0 | 0
STOG | 0 | 0 | 0 | 0 | 0 | 0
STWD | 0 | 0 | 0 | 0 | 0 | 0
WT | 8325.7 | 8517.4 | 8517.4 | 8517.4 | 8517.4 | 8517.4
IGCC | 0 | 0 | 0 | 0 | 0 | 0
DemandResponse | 0 | 0 | 0 | 0 | 0 | 0
IGCC-CCS | 0 | 0 | 0 | 0 | 0 | 0
WT_off | 0 | 395 | 987 | 2125 | 2125 | 2125
PseudoUnit | 0 | 0 | 0 | 0 | 0 | 0
FixedInterchange | 0 | 0 | 0 | 0 | 0 | 0
Cumulative New Build Capacity by Reporting Type: SOCO
ReportingType | 2015 | 2020 | 2025 | 2030 | 2035 | 2040
BM | 55 | 55 | 55 | 55 | 55 | 55
CC | 5026.9 | 5213.9 | 5213.9 | 5213.9 | 5213.9 | 5213.9
CSP | 0 | 0 | 0 | 0 | 0 | 0
CT | 0 | 0 | 0 | 0 | 0 | 0
Coal | 0 | 0 | 0 | 0 | 340.03 | 7917.24
Geo | 0 | 0 | 0 | 0 | 0 | 0
H | 0 | 0 | 0 | 0 | 0 | 0
LFG | 0 | 0 | 107.4 | 107.4 | 107.4 | 107.4
Nuc | 70 | 2270 | 2270 | 2270 | 2270 | 2270
PS | 0 | 0 | 0 | 0 | 0 | 0
PV | 0 | 0 | 0 | 0 | 0 | 0
PeakG | 0 | 0 | 0 | 0 | 0 | 0
PeakO | 0 | 0 | 0 | 0 | 0 | 0
ST | 0 | 0 | 0 | 0 | 0 | 0
STOG | 0 | 0 | 0 | 0 | 0 | 0
STWD | 0 | 0 | 0 | 0 | 0 | 0
WT | 0 | 0 | 0 | 0 | 0 | 0
IGCC | 0 | 0 | 0 | 0 | 0 | 0
DemandResponse | 0 | 0 | 0 | 0 | 0 | 0
IGCC-CCS | 0 | 0 | 0 | 0 | 0 | 0
WT_off | 0 | 0 | 0 | 0 | 0 | 0
PseudoUnit | 0 | 0 | 0 | 0 | 0 | 0
FixedInterchange | 0 | 0 | 0 | 0 | 0 | 0
Cumulative New Build Capacity by Reporting Type: SPP_N
ReportingType | 2015 | 2020 | 2025 | 2030 | 2035 | 2040
BM | 0 | 0 | 0 | 0 | 0 | 0
CC | 0 | 0 | 0 | 0 | 0 | 0
CSP | 0 | 0 | 0 | 0 | 0 | 0
CT | 0 | 0 | 0 | 0 | 38.44 | 583.33
Coal | 465.04 | 465.04 | 465.04 | 465.04 | 465.04 | 465.04
Geo | 0 | 0 | 0 | 0 | 0 | 0
H | 0 | 0 | 0 | 0 | 0 | 0
LFG | 0 | 0 | 0 | 95 | 95 | 95
Nuc | 0 | 0 | 0 | 0 | 0 | 0
PS | 0 | 0 | 0 | 0 | 0 | 0
PV | 0 | 0 | 0 | 0 | 0 | 0
PeakG | 0 | 0 | 0 | 0 | 0 | 0
PeakO | 0 | 0 | 0 | 0 | 0 | 0
ST | 0 | 0 | 0 | 0 | 0 | 0
STOG | 0 | 0 | 0 | 0 | 0 | 0
STWD | 0 | 0 | 0 | 0 | 0 | 0
WT | 0 | 0 | 0 | 10906.05 | 15527.87 | 19153.21
IGCC | 0 | 0 | 0 | 0 | 0 | 0
DemandResponse | 0 | 0 | 0 | 0 | 0 | 0
IGCC-CCS | 0 | 0 | 0 | 0 | 0 | 0
WT_off | 0 | 0 | 0 | 0 | 0 | 0
PseudoUnit | 0 | 0 | 0 | 0 | 0 | 0
FixedInterchange | 0 | 0 | 0 | 0 | 0 | 0
Cumulative New Build Capacity by Reporting Type: SPP_S
ReportingType | 2015 | 2020 | 2025 | 2030 | 2035 | 2040
BM | 0 | 0 | 0 | 0 | 0 | 0
CC | 0 | 0 | 0 | 0 | 0 | 0
CSP | 0 | 0 | 0 | 0 | 0 | 0
CT | 412.99 | 712.99 | 712.99 | 712.99 | 734.51 | 1072.29
Coal | 988 | 988 | 988 | 988 | 988 | 988
Geo | 0 | 0 | 0 | 0 | 0 | 0
H | 0 | 0 | 0 | 0 | 0 | 0
LFG | 0 | 0 | 0 | 95 | 95 | 95
Nuc | 0 | 0 | 0 | 0 | 0 | 0
PS | 0 | 0 | 0 | 0 | 0 | 0
PV | 0 | 0 | 0 | 0 | 0 | 0
PeakG | 0 | 0 | 0 | 0 | 0 | 0
PeakO | 0 | 0 | 0 | 0 | 0 | 0
ST | 0 | 0 | 0 | 0 | 0 | 0
STOG | 0 | 0 | 0 | 0 | 0 | 0
STWD | 0 | 0 | 0 | 0 | 0 | 0
WT | 430 | 8426.99 | 40767.24 | 51936.14 | 53876.61 | 55126.84
IGCC | 0 | 0 | 0 | 0 | 0 | 0
DemandResponse | 0 | 0 | 0 | 0 | 0 | 0
IGCC-CCS | 0 | 0 | 0 | 0 | 0 | 0
WT_off | 0 | 0 | 0 | 0 | 0 | 0
PseudoUnit | 0 | 0 | 0 | 0 | 0 | 0
FixedInterchange | 0 | 0 | 0 | 0 | 0 | 0
Cumulative New Build Capacity by Reporting Type: TVA
ReportingType | 2015 | 2020 | 2025 | 2030 | 2035 | 2040
BM | 0 | 0 | 0 | 0 | 0 | 0
CC | 1418 | 1866.42 | 1866.42 | 3833.34 | 3833.34 | 3833.34
CSP | 0 | 0 | 0 | 0 | 0 | 0
CT | 0 | 1318.9 | 1318.9 | 2393.51 | 2393.51 | 2393.51
Coal | 0 | 0 | 0 | 0 | 602.97 | 1475.6
Geo | 0 | 0 | 0 | 0 | 0 | 0
H | 0 | 0 | 27 | 27 | 27 | 27
LFG | 0 | 0 | 107.4 | 107.4 | 107.4 | 107.4
Nuc | 1697.89 | 1697.89 | 1697.89 | 1697.89 | 1697.89 | 1697.89
PS | 0 | 0 | 0 | 0 | 0 | 0
PV | 0 | 0 | 0 | 0 | 0 | 0
PeakG | 0 | 0 | 0 | 0 | 0 | 0
PeakO | 0 | 0 | 0 | 0 | 0 | 0
ST | 0 | 0 | 0 | 0 | 0 | 0
STOG | 0 | 0 | 0 | 0 | 0 | 0
STWD | 0 | 0 | 0 | 0 | 0 | 0
WT | 0 | 0 | 0 | 0 | 0 | 0
IGCC | 0 | 0 | 0 | 0 | 0 | 0
DemandResponse | 0 | 0 | 0 | 0 | 0 | 0
IGCC-CCS | 0 | 0 | 0 | 0 | 0 | 0
WT_off | 0 | 0 | 0 | 0 | 0 | 0
PseudoUnit | 0 | 0 | 0 | 0 | 0 | 0
FixedInterchange | 0 | 0 | 0 | 0 | 0 | 0
Cumulative New Build Capacity by Reporting Type: TVA_Transmission
ReportingType | 2015 | 2020 | 2025 | 2030 | 2035 | 2040
BM | 0 | 0 | 0 | 0 | 0 | 0
CC | 0 | 0 | 0 | 0 | 0 | 0
CSP | 0 | 0 | 0 | 0 | 0 | 0
CT | 0 | 0 | 0 | 0 | 0 | 0
Coal | 0 | 0 | 0 | 0 | 0 | 0
Geo | 0 | 0 | 0 | 0 | 0 | 0
H | 0 | 0 | 0 | 0 | 0 | 0
LFG | 0 | 0 | 0 | 0 | 0 | 0
Nuc | 0 | 0 | 0 | 0 | 0 | 0
PS | 0 | 0 | 0 | 0 | 0 | 0
PV | 0 | 0 | 0 | 0 | 0 | 0
PeakG | 0 | 0 | 0 | 0 | 0 | 0
PeakO | 0 | 0 | 0 | 0 | 0 | 0
ST | 0 | 0 | 0 | 0 | 0 | 0
STOG | 0 | 0 | 0 | 0 | 0 | 0
STWD | 0 | 0 | 0 | 0 | 0 | 0
WT | 0 | 0 | 0 | 0 | 0 | 0
IGCC | 0 | 0 | 0 | 0 | 0 | 0
DemandResponse | 0 | 0 | 0 | 0 | 0 | 0
IGCC-CCS | 0 | 0 | 0 | 0 | 0 | 0
WT_off | 0 | 0 | 0 | 0 | 0 | 0
PseudoUnit | 0 | 0 | 0 | 0 | 0 | 0
FixedInterchange | 0 | 0 | 0 | 0 | 0 | 0
Cumulative New Build Capacity by Reporting Type: VACAR
ReportingType | 2015 | 2020 | 2025 | 2030 | 2035 | 2040
BM | 0.92 | 37.39 | 365.28 | 365.28 | 365.28 | 365.28
CC | 5604.06 | 8668.33 | 8898.3 | 8898.3 | 15642.52 | 20313.45
CSP | 0 | 0 | 0 | 0 | 0 | 0
CT | 717.2 | 770.95 | 1167.14 | 2001.67 | 2675.54 | 3227.41
Coal | 825 | 825 | 825 | 825 | 825 | 825
Geo | 0 | 0 | 0 | 0 | 0 | 0
H | 0 | 0 | 0 | 0 | 0 | 0
LFG | 0.34 | 107.4 | 107.4 | 107.4 | 107.4 | 107.4
Nuc | 0 | 2330 | 2330 | 2330 | 2330 | 2330
PS | 0 | 0 | 0 | 0 | 0 | 0
PV | 0 | 138.41 | 144.93 | 148.71 | 160.26 | 169.76
PeakG | 0 | 0 | 0 | 0 | 0 | 0
PeakO | 0 | 0 | 0 | 0 | 0 | 0
ST | 0 | 0 | 0 | 0 | 0 | 0
STOG | 0 | 0 | 0 | 0 | 0 | 0
STWD | 0 | 0 | 0 | 0 | 0 | 0
WT | 0.9 | 3500 | 3500 | 3500 | 3500 | 3500
IGCC | 0 | 0 | 0 | 0 | 0 | 0
DemandResponse | 0 | 0 | 0 | 0 | 0 | 0
IGCC-CCS | 0 | 0 | 0 | 0 | 0 | 0
WT_off | 1 | 421 | 1053 | 2000 | 2000 | 2000
PseudoUnit | 0 | 0 | 0 | 0 | 0 | 0
FixedInterchange | 0 | 0 | 0 | 0 | 0 | 0
Cumulative New Build Capacity by Reporting Type: IESO
ReportingType | 2015 | 2020 | 2025 | 2030 | 2035 | 2040
BM | 326.33 | 326.33 | 326.33 | 326.33 | 326.33 | 326.33
CC | 1263 | 1263 | 1263 | 1263 | 1263 | 2276.22
CSP | 0 | 0 | 0 | 0 | 0 | 0
CT | 368 | 368 | 368 | 368 | 846.28 | 2109.91
Coal | 0 | 0 | 0 | 0 | 0 | 0
Geo | 0 | 0 | 0 | 0 | 0 | 0
H | 0 | 0 | 0 | 0 | 0 | 250
LFG | 14.5 | 14.5 | 14.5 | 14.5 | 15 | 15
Nuc | 0 | 0 | 0 | 0 | 0 | 0
PS | 0 | 0 | 0 | 0 | 0 | 0
PV | 1067.26 | 1067.26 | 1067.26 | 1067.26 | 1067.26 | 1067.26
PeakG | 0 | 0 | 0 | 0 | 0 | 0
PeakO | 0 | 0 | 0 | 0 | 0 | 0
ST | 0 | 0 | 0 | 0 | 0 | 0
STOG | 0 | 0 | 0 | 0 | 0 | 0
STWD | 0 | 0 | 0 | 0 | 0 | 0
WT | 2105.9 | 2105.9 | 2105.9 | 2105.9 | 2105.9 | 2105.9
IGCC | 0 | 0 | 0 | 0 | 0 | 0
DemandResponse | 0 | 0 | 0 | 0 | 0 | 0
IGCC-CCS | 0 | 0 | 0 | 0 | 0 | 0
WT_off | 0 | 0 | 0 | 0 | 0 | 0
PseudoUnit | 0 | 0 | 0 | 0 | 0 | 0
FixedInterchange | 0 | 0 | 0 | 0 | 0 | 0
Cumulative New Build Capacity by Reporting Type: MAPP_CA
ReportingType | 2015 | 2020 | 2025 | 2030 | 2035 | 2040
BM | 0 | 0 | 0 | 0 | 0 | 0
CC | 0 | 0 | 0 | 0 | 0 | 0
CSP | 0 | 0 | 0 | 0 | 0 | 0
CT | 10 | 10 | 10 | 10 | 10 | 10
Coal | 0 | 0 | 0 | 0 | 0 | 0
Geo | 0 | 0 | 0 | 0 | 0 | 0
H | 0 | 695 | 2190 | 4650 | 4650 | 4650
LFG | 0 | 0 | 0 | 0 | 0 | 0
Nuc | 0 | 0 | 0 | 0 | 0 | 0
PS | 0 | 0 | 0 | 0 | 0 | 0
PV | 0 | 0 | 0 | 0 | 0 | 0
PeakG | 0 | 0 | 0 | 0 | 0 | 0
PeakO | 0 | 0 | 0 | 0 | 0 | 0
ST | 0 | 0 | 0 | 0 | 0 | 0
STOG | 0 | 0 | 0 | 0 | 0 | 0
STWD | 0 | 0 | 0 | 0 | 0 | 0
WT | 302.4 | 302.4 | 302.4 | 302.4 | 302.4 | 302.4
IGCC | 0 | 0 | 0 | 0 | 0 | 0
DemandResponse | 0 | 0 | 0 | 0 | 0 | 0
IGCC-CCS | 0 | 0 | 0 | 0 | 0 | 0
WT_off | 0 | 0 | 0 | 0 | 0 | 0
PseudoUnit | 0 | 0 | 0 | 0 | 0 | 0
FixedInterchange | 0 | 0 | 0 | 0 | 0 | 0
Cumulative New Build Capacity by Reporting Type: AZ_NM_SNV_Coal
ReportingType | 2015 | 2020 | 2025 | 2030 | 2035 | 2040
BM | 0 | 0 | 0 | 0 | 0 | 0
CC | 0 | 0 | 0 | 0 | 0 | 0
CSP | 0 | 0 | 0 | 0 | 0 | 0
CT | 0 | 0 | 0 | 0 | 0 | 0
Coal | 0 | 0 | 0 | 0 | 2009.75 | 11212.03
Geo | 0 | 0 | 0 | 0 | 0 | 0
H | 0 | 0 | 0 | 0 | 0 | 0
LFG | 0 | 0 | 0 | 0 | 0 | 0
Nuc | 0 | 0 | 0 | 0 | 0 | 0
PS | 0 | 0 | 0 | 0 | 0 | 0
PV | 0 | 0 | 0 | 0 | 0 | 0
PeakG | 0 | 0 | 0 | 0 | 0 | 0
PeakO | 0 | 0 | 0 | 0 | 0 | 0
ST | 0 | 0 | 0 | 0 | 0 | 0
STOG | 0 | 0 | 0 | 0 | 0 | 0
STWD | 0 | 0 | 0 | 0 | 0 | 0
WT | 0 | 0 | 0 | 0 | 0 | 0
IGCC | 0 | 0 | 0 | 0 | 0 | 0
DemandResponse | 0 | 0 | 0 | 0 | 0 | 0
IGCC-CCS | 0 | 0 | 0 | 0 | 0 | 0
WT_off | 0 | 0 | 0 | 0 | 0 | 0
PseudoUnit | 0 | 0 | 0 | 0 | 0 | 0
FixedInterchange | 0 | 0 | 0 | 0 | 0 | 0
Cumulative New Build Capacity by Reporting Type: AZ_NM_SNV_Gas
ReportingType | 2015 | 2020 | 2025 | 2030 | 2035 | 2040
BM | 0 | 0 | 0 | 0 | 0 | 0
CC | 668 | 1783.29 | 1783.29 | 5714.34 | 5714.34 | 5714.34
CSP | 0 | 0 | 0 | 0 | 0 | 0
CT | 736 | 736 | 736 | 736 | 736 | 736
Coal | 0 | 0 | 0 | 0 | 0 | 0
Geo | 0 | 0 | 0 | 0 | 0 | 0
H | 0 | 0 | 0 | 0 | 0 | 0
LFG | 0 | 0 | 0 | 0 | 0 | 0
Nuc | 0 | 0 | 0 | 0 | 0 | 0
PS | 0 | 0 | 0 | 0 | 0 | 0
PV | 0 | 0 | 0 | 0 | 0 | 0
PeakG | 0 | 0 | 0 | 0 | 0 | 0
PeakO | 0 | 0 | 0 | 0 | 0 | 0
ST | 0 | 0 | 0 | 0 | 0 | 0
STOG | 0 | 0 | 0 | 0 | 0 | 0
STWD | 0 | 0 | 0 | 0 | 0 | 0
WT | 0 | 0 | 0 | 0 | 0 | 0
IGCC | 0 | 0 | 0 | 0 | 0 | 0
DemandResponse | 0 | 0 | 0 | 0 | 0 | 0
IGCC-CCS | 0 | 0 | 0 | 0 | 0 | 0
WT_off | 0 | 0 | 0 | 0 | 0 | 0
PseudoUnit | 0 | 0 | 0 | 0 | 0 | 0
FixedInterchange | 0 | 0 | 0 | 0 | 0 | 0
Cumulative New Build Capacity by Reporting Type: AZ_NM_SNV_NucRenew
ReportingType | 2015 | 2020 | 2025 | 2030 | 2035 | 2040
BM | 0 | 0 | 0 | 0 | 0 | 0
CC | 0 | 0 | 0 | 0 | 0 | 0
CSP | 0 | 0 | 0 | 0 | 0 | 0
CT | 0 | 0 | 0 | 0 | 0 | 0
Coal | 0 | 0 | 0 | 0 | 0 | 0
Geo | 0 | 0 | 1450 | 1450 | 1450 | 1450
H | 0 | 0 | 0 | 0 | 0 | 0
LFG | 0 | 0 | 60.67 | 60.67 | 60.67 | 60.67
Nuc | 0 | 0 | 0 | 0 | 0 | 0
PS | 0 | 0 | 0 | 0 | 0 | 0
PV | 95.7 | 95.7 | 95.7 | 95.7 | 95.7 | 95.7
PeakG | 0 | 0 | 0 | 0 | 0 | 0
PeakO | 0 | 0 | 0 | 0 | 0 | 0
ST | 280 | 719.41 | 996.05 | 1120.69 | 1120.69 | 1120.69
STOG | 0 | 0 | 0 | 0 | 0 | 0
STWD | 0 | 0 | 0 | 0 | 0 | 0
WT | 65.1 | 65.1 | 392.53 | 1008.7 | 1008.7 | 1008.7
IGCC | 0 | 0 | 0 | 0 | 0 | 0
DemandResponse | 0 | 0 | 0 | 0 | 0 | 0
IGCC-CCS | 0 | 0 | 0 | 0 | 0 | 0
WT_off | 0 | 0 | 0 | 0 | 0 | 0
PseudoUnit | 0 | 0 | 0 | 0 | 0 | 0
FixedInterchange | 0 | 0 | 0 | 0 | 0 | 0
Cumulative New Build Capacity by Reporting Type: ERCOT
ReportingType | 2015 | 2020 | 2025 | 2030 | 2035 | 2040
BM | 145 | 145 | 145 | 1845.88 | 1910.01 | 2026.38
CC | 275 | 275 | 275 | 275 | 2124.79 | 5655.37
CSP | 0 | 0 | 0 | 0 | 0 | 0
CT | 250 | 250 | 250 | 250 | 250 | 250
Coal | 2020 | 2020 | 2020 | 2020 | 2020 | 2020
Geo | 0 | 0 | 0 | 0 | 0 | 0
H | 0 | 0 | 0 | 628 | 628 | 628
LFG | 0 | 0 | 354 | 354 | 354 | 354
Nuc | 0 | 0 | 0 | 0 | 0 | 0
PS | 0 | 0 | 0 | 0 | 0 | 0
PV | 14 | 14 | 14 | 14 | 14 | 14
PeakG | 0 | 0 | 0 | 0 | 0 | 0
PeakO | 0 | 0 | 0 | 0 | 0 | 0
ST | 0 | 0 | 0 | 0 | 0 | 0
STOG | 0 | 0 | 0 | 0 | 0 | 0
STWD | 0 | 0 | 0 | 0 | 0 | 0
WT | 350.1 | 8683.5 | 18084.8 | 23934.78 | 24764.94 | 26253.6
IGCC | 0 | 0 | 0 | 0 | 0 | 0
DemandResponse | 0 | 0 | 0 | 0 | 0 | 0
IGCC-CCS | 0 | 0 | 0 | 0 | 0 | 0
WT_off | 0 | 0 | 0 | 0 | 0 | 0
PseudoUnit | 0 | 0 | 0 | 0 | 0 | 0
FixedInterchange | 0 | 0 | 0 | 0 | 0 | 0
Cumulative New Build Capacity by Reporting Type: NP15
ReportingType | 2015 | 2020 | 2025 | 2030 | 2035 | 2040
BM | 0 | 0 | 0 | 0 | 0 | 0
CC | 940 | 940 | 940 | 940 | 940 | 940
CSP | 0 | 0 | 0 | 0 | 0 | 0
CT | 216.03 | 1985.6 | 2377.38 | 6340.27 | 10722.6 | 15072.26
Coal | 0 | 0 | 0 | 0 | 0 | 0
Geo | 0 | 166.22 | 600 | 600 | 600 | 600
H | 0 | 0 | 0 | 0 | 0 | 0
LFG | 0 | 565 | 565 | 565 | 565 | 565
Nuc | 0 | 0 | 0 | 0 | 0 | 0
PS | 0 | 0 | 0 | 0 | 0 | 0
PV | 6.5 | 6.5 | 6.5 | 6.5 | 6.5 | 6.5
PeakG | 0 | 0 | 0 | 0 | 0 | 0
PeakO | 0 | 0 | 0 | 0 | 0 | 0
ST | 29 | 29 | 29 | 29 | 29 | 29
STOG | 0 | 0 | 0 | 0 | 0 | 0
STWD | 0 | 0 | 0 | 0 | 0 | 0
WT | 101.2 | 101.2 | 9267.19 | 11674.59 | 11687.93 | 11689.92
IGCC | 0 | 0 | 0 | 0 | 0 | 0
DemandResponse | 0 | 0 | 0 | 0 | 0 | 0
IGCC-CCS | 0 | 0 | 0 | 0 | 0 | 0
WT_off | 0 | 0 | 0 | 0 | 0 | 0
PseudoUnit | 0 | 0 | 0 | 0 | 0 | 0
FixedInterchange | 0 | 0 | 0 | 0 | 0 | 0
Cumulative New Build Capacity by Reporting Type: NWPP_Coal
ReportingType | 2015 | 2020 | 2025 | 2030 | 2035 | 2040
BM | 0 | 0 | 0 | 0 | 0 | 0
CC | 0 | 0 | 0 | 0 | 0 | 0
CSP | 0 | 0 | 0 | 0 | 0 | 0
CT | 0 | 0 | 0 | 0 | 0 | 0
Coal | 0 | 0 | 0 | 0 | 0 | 0
Geo | 0 | 0 | 0 | 0 | 0 | 0
H | 0 | 0 | 0 | 0 | 0 | 0
LFG | 0 | 0 | 0 | 0 | 0 | 0
Nuc | 0 | 0 | 0 | 0 | 0 | 0
PS | 0 | 0 | 0 | 0 | 0 | 0
PV | 0 | 0 | 0 | 0 | 0 | 0
PeakG | 0 | 0 | 0 | 0 | 0 | 0
PeakO | 0 | 0 | 0 | 0 | 0 | 0
ST | 0 | 0 | 0 | 0 | 0 | 0
STOG | 0 | 0 | 0 | 0 | 0 | 0
STWD | 0 | 0 | 0 | 0 | 0 | 0
WT | 0 | 0 | 0 | 0 | 0 | 0
IGCC | 0 | 0 | 0 | 0 | 0 | 0
DemandResponse | 0 | 0 | 0 | 0 | 0 | 0
IGCC-CCS | 0 | 0 | 0 | 0 | 0 | 0
WT_off | 0 | 0 | 0 | 0 | 0 | 0
PseudoUnit | 0 | 0 | 0 | 0 | 0 | 0
FixedInterchange | 0 | 0 | 0 | 0 | 0 | 0
Cumulative New Build Capacity by Reporting Type: NWPP_Gas
ReportingType | 2015 | 2020 | 2025 | 2030 | 2035 | 2040
BM | 0 | 0 | 0 | 0 | 0 | 0
CC | 300 | 300 | 300 | 3468.29 | 8148.46 | 8340.45
CSP | 0 | 0 | 0 | 0 | 0 | 0
CT | 150 | 150 | 150 | 150 | 150 | 150
Coal | 0 | 0 | 0 | 0 | 0 | 426.09
Geo | 0 | 0 | 0 | 0 | 0 | 0
H | 0 | 0 | 0 | 0 | 0 | 0
LFG | 0 | 0 | 0 | 0 | 0 | 0
Nuc | 0 | 0 | 0 | 0 | 0 | 0
PS | 0 | 0 | 0 | 0 | 0 | 0
PV | 0 | 0 | 0 | 0 | 0 | 0
PeakG | 0 | 0 | 0 | 0 | 0 | 0
PeakO | 0 | 0 | 0 | 0 | 0 | 0
ST | 0 | 0 | 0 | 0 | 0 | 0
STOG | 0 | 0 | 0 | 0 | 0 | 0
STWD | 0 | 0 | 0 | 0 | 0 | 0
WT | 0 | 0 | 0 | 0 | 0 | 0
IGCC | 0 | 0 | 0 | 0 | 0 | 0
DemandResponse | 0 | 0 | 0 | 0 | 0 | 0
IGCC-CCS | 0 | 0 | 0 | 0 | 0 | 0
WT_off | 0 | 0 | 0 | 0 | 0 | 0
PseudoUnit | 0 | 0 | 0 | 0 | 0 | 0
FixedInterchange | 0 | 0 | 0 | 0 | 0 | 0
Cumulative New Build Capacity by Reporting Type: NWPP_NucRenew
ReportingType | 2015 | 2020 | 2025 | 2030 | 2035 | 2040
BM | 32.55 | 32.55 | 32.55 | 32.55 | 32.55 | 32.55
CC | 0 | 0 | 0 | 0 | 0 | 0
CSP | 0 | 0 | 0 | 0 | 0 | 0
CT | 0 | 0 | 0 | 0 | 0 | 0
Coal | 0 | 0 | 0 | 0 | 0 | 0
Geo | 86 | 86 | 520 | 520 | 520 | 520
H | 0 | 0 | 0 | 0 | 0 | 0
LFG | 25.5 | 25.5 | 232.77 | 270 | 270 | 270
Nuc | 0 | 0 | 0 | 0 | 0 | 0
PS | 0 | 0 | 0 | 0 | 0 | 0
PV | 0 | 0 | 0 | 0 | 0 | 0
PeakG | 0 | 0 | 0 | 0 | 0 | 0
PeakO | 0 | 0 | 0 | 0 | 0 | 0
ST | 0 | 0 | 0 | 0 | 0 | 0
STOG | 0 | 0 | 0 | 0 | 0 | 0
STWD | 0 | 0 | 0 | 0 | 0 | 0
WT | 977.3 | 977.3 | 977.3 | 977.3 | 977.3 | 977.3
IGCC | 0 | 0 | 0 | 0 | 0 | 0
DemandResponse | 0 | 0 | 0 | 0 | 0 | 0
IGCC-CCS | 0 | 0 | 0 | 0 | 0 | 0
WT_off | 0 | 0 | 0 | 0 | 0 | 0
PseudoUnit | 0 | 0 | 0 | 0 | 0 | 0
FixedInterchange | 0 | 0 | 0 | 0 | 0 | 0
Cumulative New Build Capacity by Reporting Type: RMPA
ReportingType | 2015 | 2020 | 2025 | 2030 | 2035 | 2040
BM | 0 | 0 | 0 | 0 | 0 | 0
CC | 0 | 0 | 0 | 0 | 0 | 0
CSP | 0 | 0 | 0 | 0 | 0 | 0
CT | 152 | 152 | 152 | 152 | 152 | 152
Coal | 390 | 390 | 390 | 390 | 1557.7 | 2907.9
Geo | 0 | 458.78 | 2545.23 | 2570 | 2570 | 2570
H | 0 | 0 | 0 | 0 | 0 | 0
LFG | 1.4 | 1.4 | 1.4 | 30.33 | 30.33 | 30.33
Nuc | 0 | 0 | 0 | 0 | 0 | 0
PS | 0 | 0 | 0 | 0 | 0 | 0
PV | 1 | 1 | 1 | 1 | 1 | 1
PeakG | 0 | 0 | 0 | 0 | 0 | 0
PeakO | 0 | 0 | 0 | 0 | 0 | 0
ST | 3 | 383.25 | 415.52 | 430.78 | 430.78 | 430.78
STOG | 0 | 0 | 0 | 0 | 0 | 0
STWD | 0 | 0 | 0 | 0 | 0 | 0
WT | 765.4 | 765.4 | 765.4 | 765.4 | 765.4 | 765.4
IGCC | 0 | 0 | 0 | 0 | 0 | 0
DemandResponse | 0 | 0 | 0 | 0 | 0 | 0
IGCC-CCS | 0 | 0 | 0 | 0 | 0 | 0
WT_off | 0 | 0 | 0 | 0 | 0 | 0
PseudoUnit | 0 | 0 | 0 | 0 | 0 | 0
FixedInterchange | 0 | 0 | 0 | 0 | 0 | 0
Cumulative New Build Capacity by Reporting Type: SP15
ReportingType | 2015 | 2020 | 2025 | 2030 | 2035 | 2040
BM | 6 | 6 | 6 | 6 | 6 | 6
CC | 409.5 | 409.5 | 409.5 | 409.5 | 409.5 | 409.5
CSP | 0 | 0 | 0 | 0 | 0 | 0
CT | 0 | 0 | 0 | 0 | 0 | 0
Coal | 0 | 0 | 0 | 0 | 0 | 0
Geo | 50 | 1500 | 1500 | 1500 | 1500 | 1500
H | 0 | 0 | 0 | 0 | 0 | 0
LFG | 9.2 | 565 | 565 | 565 | 565 | 565
Nuc | 0 | 0 | 0 | 0 | 0 | 0
PS | 0 | 0 | 0 | 0 | 0 | 0
PV | 3.8 | 3.8 | 3.8 | 3.8 | 3.8 | 3.8
PeakG | 0 | 0 | 0 | 0 | 0 | 0
PeakO | 0 | 0 | 0 | 0 | 0 | 0
ST | 448 | 448 | 448 | 448 | 448 | 448
STOG | 0 | 0 | 0 | 0 | 0 | 0
STWD | 0 | 0 | 0 | 0 | 0 | 0
WT | 735 | 735 | 735 | 735 | 735 | 735
IGCC | 0 | 0 | 0 | 0 | 0 | 0
DemandResponse | 0 | 0 | 0 | 0 | 0 | 0
IGCC-CCS | 0 | 0 | 0 | 0 | 0 | 0
WT_off | 0 | 0 | 0 | 0 | 0 | 0
PseudoUnit | 0 | 0 | 0 | 0 | 0 | 0
FixedInterchange | 0 | 0 | 0 | 0 | 0 | 0
Cumulative New Build Capacity by Reporting Type: ALB
ReportingType | 2015 | 2020 | 2025 | 2030 | 2035 | 2040
BM | 0 | 0 | 0 | 0 | 0 | 0
CC | 407.19 | 942.81 | 1735.28 | 2332.95 | 3739.86 | 4819.33
CSP | 0 | 0 | 0 | 0 | 0 | 0
CT | 201.5 | 201.5 | 201.5 | 201.5 | 201.5 | 201.5
Coal | 495 | 495 | 495 | 495 | 495 | 495
Geo | 0 | 0 | 0 | 0 | 0 | 0
H | 0 | 0 | 0 | 0 | 0 | 0
LFG | 0 | 0 | 0 | 0 | 0 | 0
Nuc | 0 | 0 | 0 | 0 | 0 | 0
PS | 0 | 0 | 0 | 0 | 0 | 0
PV | 0 | 0 | 0 | 0 | 0 | 0
PeakG | 0 | 0 | 0 | 0 | 0 | 0
PeakO | 0 | 0 | 0 | 0 | 0 | 0
ST | 0 | 0 | 0 | 0 | 0 | 0
STOG | 0 | 0 | 0 | 0 | 0 | 0
STWD | 0 | 0 | 0 | 0 | 0 | 0
WT | 9 | 9 | 9 | 9 | 9 | 9
IGCC | 0 | 0 | 0 | 0 | 0 | 0
DemandResponse | 0 | 0 | 0 | 0 | 0 | 0
IGCC-CCS | 0 | 0 | 0 | 0 | 0 | 0
WT_off | 0 | 0 | 0 | 0 | 0 | 0
PseudoUnit | 0 | 0 | 0 | 0 | 0 | 0
FixedInterchange | 0 | 0 | 0 | 0 | 0 | 0
Cumulative New Build Capacity by Reporting Type: BC
ReportingType | 2015 | 2020 | 2025 | 2030 | 2035 | 2040
BM | 0 | 0 | 0 | 0 | 0 | 0
CC | 1171.72 | 1344.95 | 1857.87 | 2529.86 | 3330.33 | 4011.3
CSP | 0 | 0 | 0 | 0 | 0 | 0
CT | 0 | 0 | 0 | 0 | 0 | 159.59
Coal | 0 | 0 | 0 | 0 | 0 | 0
Geo | 0 | 0 | 0 | 0 | 0 | 0
H | 0 | 0 | 0 | 0 | 0 | 0
LFG | 0 | 0 | 0 | 0 | 0 | 0
Nuc | 0 | 0 | 0 | 0 | 0 | 0
PS | 0 | 0 | 0 | 0 | 0 | 0
PV | 0 | 0 | 0 | 0 | 0 | 0
PeakG | 0 | 0 | 0 | 0 | 0 | 0
PeakO | 0 | 0 | 0 | 0 | 0 | 0
ST | 0 | 0 | 0 | 0 | 0 | 0
STOG | 0 | 0 | 0 | 0 | 0 | 0
STWD | 0 | 0 | 0 | 0 | 0 | 0
WT | 144 | 144 | 144 | 144 | 144 | 144
IGCC | 0 | 0 | 0 | 0 | 0 | 0
DemandResponse | 0 | 0 | 0 | 0 | 0 | 0
IGCC-CCS | 0 | 0 | 0 | 0 | 0 | 0
WT_off | 0 | 0 | 0 | 0 | 0 | 0
PseudoUnit | 0 | 0 | 0 | 0 | 0 | 0
FixedInterchange | 0 | 0 | 0 | 0 | 0 | 0
Cumulative New Build Capacity by Reporting Type: HQ_IESO
ReportingType | 2015 | 2020 | 2025 | 2030 | 2035 | 2040
BM | 0 | 0 | 0 | 0 | 0 | 0
CC | 0 | 0 | 0 | 0 | 0 | 0
CSP | 0 | 0 | 0 | 0 | 0 | 0
CT | 0 | 0 | 0 | 0 | 0 | 0
Coal | 0 | 0 | 0 | 0 | 0 | 0
Geo | 0 | 0 | 0 | 0 | 0 | 0
H | 0 | 0 | 0 | 0 | 0 | 0
LFG | 0 | 0 | 0 | 0 | 0 | 0
Nuc | 0 | 0 | 0 | 0 | 0 | 0
PS | 0 | 0 | 0 | 0 | 0 | 0
PV | 0 | 0 | 0 | 0 | 0 | 0
PeakG | 0 | 0 | 0 | 0 | 0 | 0
PeakO | 0 | 0 | 0 | 0 | 0 | 0
ST | 0 | 0 | 0 | 0 | 0 | 0
STOG | 0 | 0 | 0 | 0 | 0 | 0
STWD | 0 | 0 | 0 | 0 | 0 | 0
WT | 0 | 0 | 0 | 0 | 0 | 0
IGCC | 0 | 0 | 0 | 0 | 0 | 0
DemandResponse | 0 | 0 | 0 | 0 | 0 | 0
IGCC-CCS | 0 | 0 | 0 | 0 | 0 | 0
WT_off | 0 | 0 | 0 | 0 | 0 | 0
PseudoUnit | 0 | 0 | 0 | 0 | 0 | 0
FixedInterchange | 0 | 0 | 0 | 0 | 0 | 0
Cumulative New Build Capacity by Reporting Type: HQ_NEISO
ReportingType | 2015 | 2020 | 2025 | 2030 | 2035 | 2040
BM | 0 | 0 | 0 | 0 | 0 | 0
CC | 0 | 0 | 0 | 0 | 0 | 0
CSP | 0 | 0 | 0 | 0 | 0 | 0
CT | 0 | 0 | 0 | 0 | 0 | 0
Coal | 0 | 0 | 0 | 0 | 0 | 0
Geo | 0 | 0 | 0 | 0 | 0 | 0
H | 0 | 0 | 0 | 0 | 0 | 0
LFG | 0 | 0 | 0 | 0 | 0 | 0
Nuc | 0 | 0 | 0 | 0 | 0 | 0
PS | 0 | 0 | 0 | 0 | 0 | 0
PV | 0 | 0 | 0 | 0 | 0 | 0
PeakG | 0 | 0 | 0 | 0 | 0 | 0
PeakO | 0 | 0 | 0 | 0 | 0 | 0
ST | 0 | 0 | 0 | 0 | 0 | 0
STOG | 0 | 0 | 0 | 0 | 0 | 0
STWD | 0 | 0 | 0 | 0 | 0 | 0
WT | 0 | 0 | 0 | 0 | 0 | 0
IGCC | 0 | 0 | 0 | 0 | 0 | 0
DemandResponse | 0 | 0 | 0 | 0 | 0 | 0
IGCC-CCS | 0 | 0 | 0 | 0 | 0 | 0
WT_off | 0 | 0 | 0 | 0 | 0 | 0
PseudoUnit | 0 | 0 | 170.62 | 2500 | 2500 | 2500
FixedInterchange | 0 | 0 | 0 | 0 | 0 | 0
Cumulative New Build Capacity by Reporting Type: HQ_NY
ReportingType | 2015 | 2020 | 2025 | 2030 | 2035 | 2040
BM | 0 | 0 | 0 | 0 | 0 | 0
CC | 0 | 0 | 0 | 0 | 0 | 0
CSP | 0 | 0 | 0 | 0 | 0 | 0
CT | 0 | 0 | 0 | 0 | 0 | 0
Coal | 0 | 0 | 0 | 0 | 0 | 0
Geo | 0 | 0 | 0 | 0 | 0 | 0
H | 0 | 0 | 0 | 0 | 0 | 0
LFG | 0 | 0 | 0 | 0 | 0 | 0
Nuc | 0 | 0 | 0 | 0 | 0 | 0
PS | 0 | 0 | 0 | 0 | 0 | 0
PV | 0 | 0 | 0 | 0 | 0 | 0
PeakG | 0 | 0 | 0 | 0 | 0 | 0
PeakO | 0 | 0 | 0 | 0 | 0 | 0
ST | 0 | 0 | 0 | 0 | 0 | 0
STOG | 0 | 0 | 0 | 0 | 0 | 0
STWD | 0 | 0 | 0 | 0 | 0 | 0
WT | 0 | 0 | 0 | 0 | 0 | 0
IGCC | 0 | 0 | 0 | 0 | 0 | 0
DemandResponse | 0 | 0 | 0 | 0 | 0 | 0
IGCC-CCS | 0 | 0 | 0 | 0 | 0 | 0
WT_off | 0 | 0 | 0 | 0 | 0 | 0
PseudoUnit | 0 | 1252.13 | 2500 | 2500 | 2500 | 2500
FixedInterchange | 0 | 0 | 0 | 0 | 0 | 0
Cumulative New Build Capacity by Reporting Type: MARITIMES
ReportingType | 2015 | 2020 | 2025 | 2030 | 2035 | 2040
BM | 0 | 0 | 0 | 0 | 0 | 0
CC | 0 | 0 | 0 | 0 | 0 | 0
CSP | 0 | 0 | 0 | 0 | 0 | 0
CT | 0 | 0 | 0 | 0 | 0 | 0
Coal | 0 | 0 | 0 | 0 | 0 | 0
Geo | 0 | 0 | 0 | 0 | 0 | 0
H | 0 | 0 | 0 | 0 | 0 | 0
LFG | 0 | 0 | 0 | 0 | 0 | 0
Nuc | 0 | 0 | 0 | 0 | 0 | 0
PS | 0 | 0 | 0 | 0 | 0 | 0
PV | 0 | 0 | 0 | 0 | 0 | 0
PeakG | 0 | 0 | 0 | 0 | 0 | 0
PeakO | 0 | 0 | 0 | 0 | 0 | 0
ST | 0 | 0 | 0 | 0 | 0 | 0
STOG | 0 | 0 | 0 | 0 | 0 | 0
STWD | 0 | 0 | 0 | 0 | 0 | 0
WT | 0 | 0 | 0 | 0 | 0 | 0
IGCC | 0 | 0 | 0 | 0 | 0 | 0
DemandResponse | 0 | 0 | 0 | 0 | 0 | 0
IGCC-CCS | 0 | 0 | 0 | 0 | 0 | 0
WT_off | 0 | 0 | 0 | 0 | 0 | 0
PseudoUnit | 0 | 500 | 500 | 500 | 500 | 500
FixedInterchange | 0 | 0 | 0 | 0 | 0 | 0
Cumulative New Build Capacity by Reporting Type: All
ReportingType | 2015 | 2020 | 2025 | 2030 | 2035 | 2040
BM | 1251 | 1287.47 | 1615.37 | 3316.25 | 3380.38 | 3496.75
CC | 32253.97 | 42594.7 | 44927.16 | 55773.3 | 92146.9 | 125559.31
CSP | 0 | 0 | 0 | 0 | 0 | 0
CT | 6407.23 | 14295.49 | 17426.81 | 28845.93 | 52144.6 | 64844.78
Coal | 10763.64 | 10763.64 | 10763.64 | 10763.64 | 14884.09 | 34312.5
Geo | 136 | 2211 | 6615.23 | 6640 | 6640 | 6640
H | 0 | 2160 | 4428 | 7516 | 7516 | 7766
LFG | 192 | 2145 | 4355 | 5078.5 | 5079 | 5079
Nuc | 2740.56 | 7270.56 | 7270.56 | 7270.56 | 7270.56 | 7270.56
PS | 0 | 0 | 0 | 0 | 0 | 0
PV | 1245.99 | 3418.31 | 4497.64 | 4745.56 | 4867.81 | 5007.37
PeakG | 0 | 0 | 0 | 0 | 0 | 0
PeakO | 0 | 0 | 0 | 0 | 0 | 0
ST | 760 | 1579.66 | 1888.57 | 2028.47 | 2028.47 | 2028.47
STOG | 0 | 0 | 0 | 0 | 0 | 0
STWD | 0 | 0 | 0 | 0 | 0 | 0
WT | 25342 | 64072.06 | 145223.1 | 217644.12 | 230816.54 | 245220.18
IGCC | 618 | 618 | 618 | 618 | 618 | 618
DemandResponse | 0 | 0 | 0 | 0 | 0 | 0
IGCC-CCS | 0 | 0 | 0 | 0 | 0 | 0
WT_off | 469 | 4573 | 10731 | 20467 | 20467 | 20467
PseudoUnit | 0 | 1752.13 | 3170.62 | 5500 | 5500 | 5500
FixedInterchange | 0 | 0 | 0 | 0 | 0 | 0
Cumulative New Build Capacity by Reporting Type: EI_US
ReportingType | 2015 | 2020 | 2025 | 2030 | 2035 | 2040
BM | 741.12 | 777.59 | 1105.48 | 1105.48 | 1105.48 | 1105.48
CC | 26819.56 | 35336.15 | 36363.22 | 38840.36 | 66476.62 | 93392.79
CSP | 0 | 0 | 0 | 0 | 0 | 0
CT | 4323.69 | 10442.38 | 13181.92 | 20638.16 | 39076.22 | 46003.51
Coal | 7858.64 | 7858.64 | 7858.64 | 7858.64 | 8801.64 | 17251.48
Geo | 0 | 0 | 0 | 0 | 0 | 0
H | 0 | 1465 | 2238 | 2238 | 2238 | 2238
LFG | 141.4 | 973.6 | 2561.67 | 3219 | 3219 | 3219
Nuc | 2740.56 | 7270.56 | 7270.56 | 7270.56 | 7270.56 | 7270.56
PS | 0 | 0 | 0 | 0 | 0 | 0
PV | 57.73 | 2230.05 | 3309.38 | 3557.31 | 3679.55 | 3819.12
PeakG | 0 | 0 | 0 | 0 | 0 | 0
PeakO | 0 | 0 | 0 | 0 | 0 | 0
ST | 0 | 0 | 0 | 0 | 0 | 0
STOG | 0 | 0 | 0 | 0 | 0 | 0
STWD | 0 | 0 | 0 | 0 | 0 | 0
WT | 19786.6 | 50183.26 | 112439.59 | 175987.05 | 188315.97 | 201228.96
IGCC | 618 | 618 | 618 | 618 | 618 | 618
DemandResponse | 0 | 0 | 0 | 0 | 0 | 0
IGCC-CCS | 0 | 0 | 0 | 0 | 0 | 0
WT_off | 469 | 4573 | 10731 | 20467 | 20467 | 20467
PseudoUnit | 0 | 1752.13 | 3170.62 | 5500 | 5500 | 5500
FixedInterchange | 0 | 0 | 0 | 0 | 0 | 0
Cumulative New Build Capacity by Reporting Type: EI_Canada
ReportingType | 2015 | 2020 | 2025 | 2030 | 2035 | 2040
BM | 326.33 | 326.33 | 326.33 | 326.33 | 326.33 | 326.33
CC | 1263 | 1263 | 1263 | 1263 | 1263 | 2276.22
CSP | 0 | 0 | 0 | 0 | 0 | 0
CT | 378 | 378 | 378 | 378 | 856.28 | 2119.91
Coal | 0 | 0 | 0 | 0 | 0 | 0
Geo | 0 | 0 | 0 | 0 | 0 | 0
H | 0 | 695 | 2190 | 4650 | 4650 | 4900
LFG | 14.5 | 14.5 | 14.5 | 14.5 | 15 | 15
Nuc | 0 | 0 | 0 | 0 | 0 | 0
PS | 0 | 0 | 0 | 0 | 0 | 0
PV | 1067.26 | 1067.26 | 1067.26 | 1067.26 | 1067.26 | 1067.26
PeakG | 0 | 0 | 0 | 0 | 0 | 0
PeakO | 0 | 0 | 0 | 0 | 0 | 0
ST | 0 | 0 | 0 | 0 | 0 | 0
STOG | 0 | 0 | 0 | 0 | 0 | 0
STWD | 0 | 0 | 0 | 0 | 0 | 0
WT | 2408.3 | 2408.3 | 2408.3 | 2408.3 | 2408.3 | 2408.3
IGCC | 0 | 0 | 0 | 0 | 0 | 0
DemandResponse | 0 | 0 | 0 | 0 | 0 | 0
IGCC-CCS | 0 | 0 | 0 | 0 | 0 | 0
WT_off | 0 | 0 | 0 | 0 | 0 | 0
PseudoUnit | 0 | 0 | 0 | 0 | 0 | 0
FixedInterchange | 0 | 0 | 0 | 0 | 0 | 0
Cumulative New Build Capacity by Reporting Type: EI
ReportingType | 2015 | 2020 | 2025 | 2030 | 2035 | 2040
BM | 1067.45 | 1103.92 | 1431.82 | 1431.82 | 1431.82 | 1431.82
CC | 28082.56 | 36599.15 | 37626.22 | 40103.36 | 67739.62 | 95669.02
CSP | 0 | 0 | 0 | 0 | 0 | 0
CT | 4701.69 | 10820.39 | 13559.92 | 21016.16 | 39932.5 | 48123.42
Coal | 7858.64 | 7858.64 | 7858.64 | 7858.64 | 8801.64 | 17251.48
Geo | 0 | 0 | 0 | 0 | 0 | 0
H | 0 | 2160 | 4428 | 6888 | 6888 | 7138
LFG | 155.9 | 988.1 | 2576.17 | 3233.5 | 3234 | 3234
Nuc | 2740.56 | 7270.56 | 7270.56 | 7270.56 | 7270.56 | 7270.56
PS | 0 | 0 | 0 | 0 | 0 | 0
PV | 1124.99 | 3297.31 | 4376.64 | 4624.56 | 4746.81 | 4886.37
PeakG | 0 | 0 | 0 | 0 | 0 | 0
PeakO | 0 | 0 | 0 | 0 | 0 | 0
ST | 0 | 0 | 0 | 0 | 0 | 0
STOG | 0 | 0 | 0 | 0 | 0 | 0
STWD | 0 | 0 | 0 | 0 | 0 | 0
WT | 22194.9 | 52591.56 | 114847.89 | 178395.35 | 190724.27 | 203637.26
IGCC | 618 | 618 | 618 | 618 | 618 | 618
DemandResponse | 0 | 0 | 0 | 0 | 0 | 0
IGCC-CCS | 0 | 0 | 0 | 0 | 0 | 0
WT_off | 469 | 4573 | 10731 | 20467 | 20467 | 20467
PseudoUnit | 0 | 1752.13 | 3170.62 | 5500 | 5500 | 5500
FixedInterchange | 0 | 0 | 0 | 0 | 0 | 0
Cumulative New Build Capacity by Reporting Type: Outside_EI
ReportingType | 2015 | 2020 | 2025 | 2030 | 2035 | 2040
BM | 183.55 | 183.55 | 183.55 | 1884.43 | 1948.56 | 2064.93
CC | 4171.41 | 5995.55 | 7300.94 | 15669.94 | 24407.28 | 29890.29
CSP | 0 | 0 | 0 | 0 | 0 | 0
CT | 1705.53 | 3475.1 | 3866.88 | 7829.77 | 12212.1 | 16721.35
Coal | 2905 | 2905 | 2905 | 2905 | 6082.45 | 17061.02
Geo | 136 | 2211 | 6615.23 | 6640 | 6640 | 6640
H | 0 | 0 | 0 | 628 | 628 | 628
LFG | 36.1 | 1156.9 | 1778.83 | 1845 | 1845 | 1845
Nuc | 0 | 0 | 0 | 0 | 0 | 0
PS | 0 | 0 | 0 | 0 | 0 | 0
PV | 121 | 121 | 121 | 121 | 121 | 121
PeakG | 0 | 0 | 0 | 0 | 0 | 0
PeakO | 0 | 0 | 0 | 0 | 0 | 0
ST | 760 | 1579.66 | 1888.57 | 2028.47 | 2028.47 | 2028.47
STOG | 0 | 0 | 0 | 0 | 0 | 0
STWD | 0 | 0 | 0 | 0 | 0 | 0
WT | 3147.1 | 11480.5 | 30375.21 | 39248.77 | 40092.27 | 41582.92
IGCC | 0 | 0 | 0 | 0 | 0 | 0
DemandResponse | 0 | 0 | 0 | 0 | 0 | 0
IGCC-CCS | 0 | 0 | 0 | 0 | 0 | 0
WT_off | 0 | 0 | 0 | 0 | 0 | 0
PseudoUnit | 0 | 0 | 0 | 0 | 0 | 0
FixedInterchange | 0 | 0 | 0 | 0 | 0 | 0
#3 | Retirements of Capacity (MW)
Retirements of Capacity by Reporting Type: Entergy
ReportingType | 2015 | 2020 | 2025 | 2030 | 2035 | 2040
BM | 0 | 0 | 0 | 0 | 0 | 0
CC | 0 | 0 | 0 | 0 | 0 | 0
CSP | 0 | 0 | 0 | 0 | 0 | 0
CT | 0 | 0 | 0 | 0 | 0 | 0
Coal | 892.9 | 0 | 0 | 0 | 0 | 0
Geo | 0 | 0 | 0 | 0 | 0 | 0
H | 0 | 0 | 0 | 0 | 0 | 0
LFG | 0 | 0 | 0 | 0 | 0 | 0
Nuc | 0 | 0 | 0 | 0 | 842 | 997
PS | 0 | 0 | 0 | 0 | 0 | 0
PV | 0 | 0 | 0 | 0 | 0 | 0
PeakG | 0 | 0 | 0 | 0 | 0 | 0
PeakO | 0 | 0 | 0 | 0 | 0 | 0
ST | 0 | 0 | 0 | 0 | 0 | 0
STOG | 10913.27 | 0 | 0 | 0 | 0 | 0
STWD | 0 | 0 | 0 | 0 | 0 | 0
WT | 0 | 0 | 0 | 0 | 0 | 0
IGCC | 0 | 0 | 0 | 0 | 0 | 0
DemandResponse | 0 | 0 | 0 | 0 | 0 | 0
IGCC-CCS | 0 | 0 | 0 | 0 | 0 | 0
WT_off | 0 | 0 | 0 | 0 | 0 | 0
PseudoUnit | 0 | 0 | 0 | 0 | 0 | 0
FixedInterchange | 0 | 0 | 0 | 0 | 0 | 0
Retirements of Capacity by Reporting Type: FRCC
ReportingType | 2015 | 2020 | 2025 | 2030 | 2035 | 2040
BM | 0 | 0 | 0 | 0 | 0 | 0
CC | 0 | 0 | 0 | 0 | 0 | 0
CSP | 0 | 0 | 0 | 0 | 0 | 0
CT | 0 | 0 | 0 | 0 | 0 | 0
Coal | 466 | 869 | 0 | 0 | 0 | 0
Geo | 0 | 0 | 0 | 0 | 0 | 0
H | 0 | 0 | 0 | 0 | 0 | 0
LFG | 0 | 0 | 0 | 0 | 0 | 0
Nuc | 0 | 0 | 0 | 0 | 1615.33 | 1677
PS | 0 | 0 | 0 | 0 | 0 | 0
PV | 0 | 0 | 0 | 0 | 0 | 0
PeakG | 0 | 0 | 0 | 0 | 0 | 0
PeakO | 0 | 0 | 0 | 0 | 0 | 0
ST | 0 | 0 | 0 | 0 | 0 | 0
STOG | 5372.35 | 1153.14 | 0 | 0 | 0 | 0
STWD | 0 | 0 | 0 | 0 | 0 | 0
WT | 0 | 0 | 0 | 0 | 0 | 0
IGCC | 0 | 0 | 0 | 0 | 0 | 0
DemandResponse | 0 | 0 | 0 | 0 | 0 | 0
IGCC-CCS | 0 | 0 | 0 | 0 | 0 | 0
WT_off | 0 | 0 | 0 | 0 | 0 | 0
PseudoUnit | 0 | 0 | 0 | 0 | 0 | 0
FixedInterchange | 0 | 0 | 0 | 0 | 0 | 0
Retirements of Capacity by Reporting Type: MAPP_US
ReportingType | 2015 | 2020 | 2025 | 2030 | 2035 | 2040
BM | 0 | 0 | 0 | 0 | 0 | 0
CC | 0 | 0 | 0 | 0 | 0 | 0
CSP | 0 | 0 | 0 | 0 | 0 | 0
CT | 0 | 0 | 0 | 0 | 0 | 0
Coal | 612.6 | 573.9 | 0 | 0 | 0 | 0
Geo | 0 | 0 | 0 | 0 | 0 | 0
H | 0 | 0 | 0 | 0 | 0 | 0
LFG | 0 | 0 | 0 | 0 | 0 | 0
Nuc | 0 | 0 | 0 | 0 | 0 | 0
PS | 0 | 0 | 0 | 0 | 0 | 0
PV | 0 | 0 | 0 | 0 | 0 | 0
PeakG | 0 | 0 | 0 | 0 | 0 | 0
PeakO | 270.19 | 0 | 0 | 0 | 0 | 0
ST | 0 | 0 | 0 | 0 | 0 | 0
STOG | 36 | 0 | 0 | 0 | 0 | 0
STWD | 0 | 0 | 0 | 0 | 0 | 0
WT | 0 | 0 | 0 | 0 | 0 | 0
IGCC | 0 | 0 | 0 | 0 | 0 | 0
DemandResponse | 0 | 0 | 0 | 0 | 0 | 0
IGCC-CCS | 0 | 0 | 0 | 0 | 0 | 0
WT_off | 0 | 0 | 0 | 0 | 0 | 0
PseudoUnit | 0 | 0 | 0 | 0 | 0 | 0
FixedInterchange | 0 | 0 | 0 | 0 | 0 | 0
Retirements of Capacity by Reporting Type: MISO_IN
ReportingType | 2015 | 2020 | 2025 | 2030 | 2035 | 2040
BM | 0 | 0 | 0 | 0 | 0 | 0
CC | 0 | 0 | 0 | 0 | 0 | 0
CSP | 0 | 0 | 0 | 0 | 0 | 0
CT | 0 | 0 | 0 | 0 | 0 | 0
Coal | 1360.9 | 0 | 0 | 0 | 0 | 0
Geo | 0 | 0 | 0 | 0 | 0 | 0
H | 0 | 0 | 0 | 0 | 0 | 0
LFG | 0 | 0 | 0 | 0 | 0 | 0
Nuc | 0 | 0 | 0 | 0 | 0 | 0
PS | 0 | 0 | 0 | 0 | 0 | 0
PV | 0 | 0 | 0 | 0 | 0 | 0
PeakG | 0 | 0 | 0 | 0 | 0 | 0
PeakO | 0 | 0 | 0 | 0 | 0 | 0
ST | 0 | 0 | 0 | 0 | 0 | 0
STOG | 0 | 0 | 0 | 0 | 0 | 0
STWD | 0 | 0 | 0 | 0 | 0 | 0
WT | 0 | 0 | 0 | 0 | 0 | 0
IGCC | 0 | 0 | 0 | 0 | 0 | 0
DemandResponse | 0 | 0 | 0 | 0 | 0 | 0
IGCC-CCS | 0 | 0 | 0 | 0 | 0 | 0
WT_off | 0 | 0 | 0 | 0 | 0 | 0
PseudoUnit | 0 | 0 | 0 | 0 | 0 | 0
FixedInterchange | 0 | 0 | 0 | 0 | 0 | 0
Retirements of Capacity by Reporting Type: MISO_MI
ReportingType | 2015 | 2020 | 2025 | 2030 | 2035 | 2040
BM | 0 | 0 | 0 | 0 | 0 | 0
CC | 0 | 0 | 0 | 0 | 0 | 0
CSP | 0 | 0 | 0 | 0 | 0 | 0
CT | 0 | 0 | 0 | 0 | 0 | 0
Coal | 2326 | 1187 | 0 | 0 | 0 | 0
Geo | 0 | 0 | 0 | 0 | 0 | 0
H | 0 | 0 | 0 | 0 | 0 | 0
LFG | 0 | 0 | 0 | 0 | 0 | 0
Nuc | 0 | 0 | 0 | 0 | 778 | 0
PS | 0 | 0 | 0 | 0 | 0 | 0
PV | 0 | 0 | 0 | 0 | 0 | 0
PeakG | 0 | 0 | 0 | 0 | 0 | 0
PeakO | 0 | 0 | 0 | 0 | 0 | 0
ST | 0 | 0 | 0 | 0 | 0 | 0
STOG | 0 | 0 | 0 | 0 | 0 | 0
STWD | 0 | 0 | 0 | 0 | 0 | 0
WT | 0 | 0 | 0 | 0 | 0 | 0
IGCC | 0 | 0 | 0 | 0 | 0 | 0
DemandResponse | 0 | 0 | 0 | 0 | 0 | 0
IGCC-CCS | 0 | 0 | 0 | 0 | 0 | 0
WT_off | 0 | 0 | 0 | 0 | 0 | 0
PseudoUnit | 0 | 0 | 0 | 0 | 0 | 0
FixedInterchange | 0 | 0 | 0 | 0 | 0 | 0
Retirements of Capacity by Reporting Type: MISO_MO-IL
ReportingType | 2015 | 2020 | 2025 | 2030 | 2035 | 2040
BM | 0 | 0 | 0 | 0 | 0 | 0
CC | 0 | 0 | 0 | 0 | 0 | 0
CSP | 0 | 0 | 0 | 0 | 0 | 0
CT | 0 | 0 | 0 | 0 | 0 | 0
Coal | 2241.7 | 1556 | 0 | 0 | 0 | 0
Geo | 0 | 0 | 0 | 0 | 0 | 0
H | 0 | 0 | 0 | 0 | 0 | 0
LFG | 0 | 0 | 0 | 0 | 0 | 0
Nuc | 0 | 0 | 0 | 0 | 0 | 0
PS | 0 | 0 | 0 | 0 | 0 | 0
PV | 0 | 0 | 0 | 0 | 0 | 0
PeakG | 0 | 0 | 0 | 0 | 0 | 0
PeakO | 0 | 0 | 0 | 0 | 0 | 0
ST | 0 | 0 | 0 | 0 | 0 | 0
STOG | 0 | 0 | 0 | 0 | 0 | 0
STWD | 0 | 0 | 0 | 0 | 0 | 0
WT | 0 | 0 | 0 | 0 | 0 | 0
IGCC | 0 | 0 | 0 | 0 | 0 | 0
DemandResponse | 0 | 0 | 0 | 0 | 0 | 0
IGCC-CCS | 0 | 0 | 0 | 0 | 0 | 0
WT_off | 0 | 0 | 0 | 0 | 0 | 0
PseudoUnit | 0 | 0 | 0 | 0 | 0 | 0
FixedInterchange | 0 | 0 | 0 | 0 | 0 | 0
Retirements of Capacity by Reporting Type: MISO_W
ReportingType | 2015 | 2020 | 2025 | 2030 | 2035 | 2040
BM | 0 | 0 | 0 | 0 | 0 | 0
CC | 0 | 0 | 0 | 0 | 0 | 0
CSP | 0 | 0 | 0 | 0 | 0 | 0
CT | 0 | 0 | 0 | 0 | 0 | 0
Coal | 1451.36 | 1477.2 | 0 | 0 | 0 | 0
Geo | 0 | 0 | 0 | 0 | 0 | 0
H | 0 | 0 | 0 | 0 | 0 | 0
LFG | 0 | 0 | 0 | 0 | 0 | 0
Nuc | 0 | 0 | 0 | 0 | 2361.23 | 0
PS | 0 | 0 | 0 | 0 | 0 | 0
PV | 0 | 0 | 0 | 0 | 0 | 0
PeakG | 0 | 0 | 0 | 0 | 0 | 0
PeakO | 0 | 0 | 0 | 0 | 0 | 0
ST | 0 | 0 | 0 | 0 | 0 | 0
STOG | 0 | 0 | 0 | 0 | 0 | 0
STWD | 0 | 0 | 0 | 0 | 0 | 0
WT | 0 | 0 | 0 | 0 | 0 | 0
IGCC | 0 | 0 | 0 | 0 | 0 | 0
DemandResponse | 0 | 0 | 0 | 0 | 0 | 0
IGCC-CCS | 0 | 0 | 0 | 0 | 0 | 0
WT_off | 0 | 0 | 0 | 0 | 0 | 0
PseudoUnit | 0 | 0 | 0 | 0 | 0 | 0
FixedInterchange | 0 | 0 | 0 | 0 | 0 | 0
Retirements of Capacity by Reporting Type: MISO_WUMS
ReportingType | 2015 | 2020 | 2025 | 2030 | 2035 | 2040
BM | 0 | 0 | 0 | 0 | 0 | 0
CC | 0 | 0 | 0 | 0 | 0 | 0
CSP | 0 | 0 | 0 | 0 | 0 | 0
CT | 0 | 0 | 0 | 0 | 0 | 0
Coal | 2411.1 | 0 | 0 | 0 | 0 | 0
Geo | 0 | 0 | 0 | 0 | 0 | 0
H | 0 | 0 | 0 | 0 | 0 | 0
LFG | 0 | 0 | 0 | 0 | 0 | 0
Nuc | 0 | 0 | 0 | 0 | 1816.9 | 0
PS | 0 | 0 | 0 | 0 | 0 | 0
PV | 0 | 0 | 0 | 0 | 0 | 0
PeakG | 0 | 0 | 0 | 0 | 0 | 0
PeakO | 0 | 0 | 0 | 0 | 0 | 0
ST | 0 | 0 | 0 | 0 | 0 | 0
STOG | 59.5 | 0 | 0 | 0 | 0 | 0
STWD | 0 | 0 | 0 | 0 | 0 | 0
WT | 0 | 0 | 0 | 0 | 0 | 0
IGCC | 0 | 0 | 0 | 0 | 0 | 0
DemandResponse | 0 | 0 | 0 | 0 | 0 | 0
IGCC-CCS | 0 | 0 | 0 | 0 | 0 | 0
WT_off | 0 | 0 | 0 | 0 | 0 | 0
PseudoUnit | 0 | 0 | 0 | 0 | 0 | 0
FixedInterchange | 0 | 0 | 0 | 0 | 0 | 0
Retirements of Capacity by Reporting Type: Nebraska
ReportingType | 2015 | 2020 | 2025 | 2030 | 2035 | 2040
BM | 0 | 0 | 0 | 0 | 0 | 0
CC | 0 | 0 | 0 | 0 | 0 | 0
CSP | 0 | 0 | 0 | 0 | 0 | 0
CT | 0 | 0 | 0 | 0 | 0 | 0
Coal | 0 | 275.6 | 909.2 | 0 | 0 | 0
Geo | 0 | 0 | 0 | 0 | 0 | 0
H | 0 | 0 | 0 | 0 | 0 | 0
LFG | 0 | 0 | 0 | 0 | 0 | 0
Nuc | 0 | 0 | 0 | 0 | 1251.8 | 0
PS | 0 | 0 | 0 | 0 | 0 | 0
PV | 0 | 0 | 0 | 0 | 0 | 0
PeakG | 0 | 0 | 0 | 0 | 0 | 0
PeakO | 0 | 0 | 0 | 0 | 0 | 0
ST | 0 | 0 | 0 | 0 | 0 | 0
STOG | 270 | 0 | 0 | 0 | 0 | 0
STWD | 0 | 0 | 0 | 0 | 0 | 0
WT | 0 | 0 | 0 | 0 | 0 | 0
IGCC | 0 | 0 | 0 | 0 | 0 | 0
DemandResponse | 0 | 0 | 0 | 0 | 0 | 0
IGCC-CCS | 0 | 0 | 0 | 0 | 0 | 0
WT_off | 0 | 0 | 0 | 0 | 0 | 0
PseudoUnit | 0 | 0 | 0 | 0 | 0 | 0
FixedInterchange | 0 | 0 | 0 | 0 | 0 | 0
Retirements of Capacity by Reporting Type: NEISO
ReportingType | 2015 | 2020 | 2025 | 2030 | 2035 | 2040
BM | 0 | 0 | 0 | 0 | 0 | 0
CC | 1554.65 | 503.25 | 954.54 | 0 | 0 | 0
CSP | 0 | 0 | 0 | 0 | 0 | 0
CT | 0 | 0 | 0 | 9.5 | 0 | 0
Coal | 2250.13 | 320 | 0 | 0 | 0 | 0
Geo | 0 | 0 | 0 | 0 | 0 | 0
H | 0 | 0 | 0 | 0 | 0 | 0
LFG | 0 | 0 | 0 | 0 | 0 | 0
Nuc | 0 | 0 | 0 | 0 | 1289 | 876.92
PS | 0 | 0 | 0 | 0 | 0 | 0
PV | 0 | 0 | 0 | 0 | 0 | 0
PeakG | 0 | 0 | 0 | 0 | 0 | 0
PeakO | 465.56 | 0 | 0 | 0 | 0 | 0
ST | 0 | 0 | 0 | 0 | 0 | 0
STOG | 6237 | 0 | 0 | 0 | 0 | 0
STWD | 0 | 0 | 0 | 0 | 0 | 0
WT | 0 | 0 | 0 | 0 | 0 | 0
IGCC | 0 | 0 | 0 | 0 | 0 | 0
DemandResponse | 0 | 0 | 0 | 0 | 0 | 0
IGCC-CCS | 0 | 0 | 0 | 0 | 0 | 0
WT_off | 0 | 0 | 0 | 0 | 468 | 1158
PseudoUnit | 0 | 0 | 0 | 0 | 0 | 0
FixedInterchange | 0 | 0 | 0 | 0 | 0 | 0
Retirements of Capacity by Reporting Type: NonRTO_Midwest
ReportingType | 2015 | 2020 | 2025 | 2030 | 2035 | 2040
BM | 0 | 0 | 0 | 0 | 0 | 0
CC | 0 | 0 | 0 | 0 | 0 | 0
CSP | 0 | 0 | 0 | 0 | 0 | 0
CT | 0 | 0 | 0 | 0 | 0 | 0
Coal | 1789.65 | 0 | 0 | 0 | 0 | 0
Geo | 0 | 0 | 0 | 0 | 0 | 0
H | 0 | 0 | 0 | 0 | 0 | 0
LFG | 0 | 0 | 0 | 0 | 0 | 0
Nuc | 0 | 0 | 0 | 0 | 0 | 0
PS | 0 | 0 | 0 | 0 | 0 | 0
PV | 0 | 0 | 0 | 0 | 0 | 0
PeakG | 0 | 0 | 0 | 0 | 0 | 0
PeakO | 0 | 0 | 0 | 0 | 0 | 0
ST | 0 | 0 | 0 | 0 | 0 | 0
STOG | 0 | 0 | 0 | 0 | 0 | 0
STWD | 0 | 0 | 0 | 0 | 0 | 0
WT | 0 | 0 | 0 | 0 | 0 | 0
IGCC | 0 | 0 | 0 | 0 | 0 | 0
DemandResponse | 0 | 0 | 0 | 0 | 0 | 0
IGCC-CCS | 0 | 0 | 0 | 0 | 0 | 0
WT_off | 0 | 0 | 0 | 0 | 0 | 0
PseudoUnit | 0 | 0 | 0 | 0 | 0 | 0
FixedInterchange | 0 | 0 | 0 | 0 | 0 | 0
Retirements of Capacity by Reporting Type: NYISO_A-F
ReportingType | 2015 | 2020 | 2025 | 2030 | 2035 | 2040
BM | 0 | 0 | 0 | 0 | 0 | 0
CC | 551.22 | 0 | 0 | 0 | 0 | 0
CSP | 0 | 0 | 0 | 0 | 0 | 0
CT | 0 | 0 | 0 | 0 | 0 | 0
Coal | 2251.9 | 0 | 0 | 0 | 0 | 0
Geo | 0 | 0 | 0 | 0 | 0 | 0
H | 0 | 0 | 0 | 0 | 0 | 0
LFG | 0 | 0 | 0 | 0 | 0 | 0
Nuc | 0 | 0 | 0 | 621.2 | 580.5 | 852.2
PS | 0 | 0 | 0 | 0 | 0 | 0
PV | 0 | 0 | 0 | 0 | 0 | 0
PeakG | 0 | 0 | 0 | 0 | 0 | 0
PeakO | 0 | 0 | 0 | 0 | 0 | 0
ST | 0 | 0 | 0 | 0 | 0 | 0
STOG | 1701 | 0 | 0 | 0 | 0 | 0
STWD | 0 | 0 | 0 | 0 | 0 | 0
WT | 0 | 0 | 0 | 0 | 0 | 0
IGCC | 0 | 0 | 0 | 0 | 0 | 0
DemandResponse | 0 | 0 | 0 | 0 | 0 | 0
IGCC-CCS | 0 | 0 | 0 | 0 | 0 | 0
WT_off | 0 | 0 | 0 | 0 | 0 | 0
PseudoUnit | 0 | 0 | 0 | 0 | 0 | 0
FixedInterchange | 0 | 0 | 0 | 0 | 0 | 0
Retirements of Capacity by Reporting Type: NYISO_G-I
ReportingType | 2015 | 2020 | 2025 | 2030 | 2035 | 2040
BM | 0 | 0 | 0 | 0 | 0 | 0
CC | 0 | 0 | 0 | 0 | 0 | 0
CSP | 0 | 0 | 0 | 0 | 0 | 0
CT | 0 | 0 | 0 | 0 | 0 | 0
Coal | 368.2 | 0 | 0 | 0 | 0 | 0
Geo | 0 | 0 | 0 | 0 | 0 | 0
H | 0 | 0 | 0 | 0 | 0 | 0
LFG | 0 | 0 | 0 | 0 | 0 | 0
Nuc | 0 | 0 | 0 | 0 | 1019.6 | 1025
PS | 0 | 0 | 0 | 0 | 0 | 0
PV | 0 | 0 | 0 | 0 | 0 | 0
PeakG | 0 | 0 | 0 | 0 | 0 | 0
PeakO | 0 | 0 | 0 | 0 | 0 | 0
ST | 0 | 0 | 0 | 0 | 0 | 0
STOG | 2431 | 0 | 0 | 0 | 0 | 0
STWD | 0 | 0 | 0 | 0 | 0 | 0
WT | 0 | 0 | 0 | 0 | 0 | 0
IGCC | 0 | 0 | 0 | 0 | 0 | 0
DemandResponse | 0 | 0 | 0 | 0 | 0 | 0
IGCC-CCS | 0 | 0 | 0 | 0 | 0 | 0
WT_off | 0 | 0 | 0 | 0 | 0 | 0
PseudoUnit | 0 | 0 | 0 | 0 | 0 | 0
FixedInterchange | 0 | 0 | 0 | 0 | 0 | 0
Retirements of Capacity by Reporting Type: NYISO_J-K
ReportingType | 2015 | 2020 | 2025 | 2030 | 2035 | 2040
BM | 0 | 0 | 0 | 0 | 0 | 0
CC | 0 | 0 | 0 | 0 | 0 | 0
CSP | 0 | 0 | 0 | 0 | 0 | 0
CT | 0 | 0 | 0 | 0 | 0 | 0
Coal | 0 | 0 | 0 | 0 | 0 | 0
Geo | 0 | 0 | 0 | 0 | 0 | 0
H | 0 | 0 | 0 | 0 | 0 | 0
LFG | 0 | 0 | 0 | 0 | 0 | 0
Nuc | 0 | 0 | 0 | 0 | 0 | 0
PS | 0 | 0 | 0 | 0 | 0 | 0
PV | 0 | 0 | 0 | 0 | 32 | 0
PeakG | 0 | 0 | 0 | 0 | 0 | 0
PeakO | 0 | 0 | 0 | 0 | 0 | 0
ST | 0 | 0 | 0 | 0 | 0 | 0
STOG | 3131.06 | 0 | 125.58 | 0 | 0 | 0
STWD | 0 | 0 | 0 | 0 | 0 | 0
WT | 0 | 0 | 0 | 0 | 0 | 0
IGCC | 0 | 0 | 0 | 0 | 0 | 0
DemandResponse | 0 | 0 | 0 | 0 | 0 | 0
IGCC-CCS | 0 | 0 | 0 | 0 | 0 | 0
WT_off | 0 | 0 | 0 | 0 | 0 | 947
PseudoUnit | 0 | 0 | 0 | 0 | 0 | 0
FixedInterchange | 0 | 0 | 0 | 0 | 0 | 0
Retirements of Capacity by Reporting Type: PJM_E
ReportingType | 2015 | 2020 | 2025 | 2030 | 2035 | 2040
BM | 0 | 0 | 0 | 0 | 0 | 0
CC | 0 | 0 | 0 | 0 | 0 | 0
CSP | 0 | 0 | 0 | 0 | 0 | 0
CT | 0 | 0 | 0 | 0 | 0 | 0
Coal | 3285 | 568 | 0 | 0 | 0 | 0
Geo | 0 | 0 | 0 | 0 | 0 | 0
H | 0 | 0 | 0 | 0 | 0 | 0
LFG | 0 | 0 | 0 | 0 | 0 | 0
Nuc | 0 | 614.5 | 0 | 0 | 2224 | 1174
PS | 0 | 0 | 0 | 0 | 0 | 0
PV | 0 | 0 | 0 | 0 | 0 | 0
PeakG | 268.5 | 0 | 0 | 0 | 0 | 0
PeakO | 2.7 | 0 | 0 | 0 | 0 | 0
ST | 0 | 0 | 0 | 0 | 0 | 0
STOG | 813.38 | 0 | 0 | 0 | 0 | 0
STWD | 0 | 0 | 0 | 0 | 0 | 0
WT | 0 | 0 | 0 | 0 | 0 | 0
IGCC | 0 | 0 | 0 | 0 | 0 | 0
DemandResponse | 0 | 0 | 0 | 0 | 0 | 0
IGCC-CCS | 0 | 0 | 0 | 0 | 0 | 0
WT_off | 0 | 0 | 0 | 0 | 0 | 0
PseudoUnit | 0 | 0 | 0 | 0 | 0 | 0
FixedInterchange | 0 | 0 | 0 | 0 | 0 | 0
Retirements of Capacity by Reporting Type: PJM_ROM
ReportingType | 2015 | 2020 | 2025 | 2030 | 2035 | 2040
BM | 0 | 0 | 0 | 0 | 0 | 0
CC | 0 | 0 | 0 | 0 | 0 | 0
CSP | 0 | 0 | 0 | 0 | 0 | 0
CT | 0 | 0 | 0 | 0 | 0 | 0
Coal | 8669.5 | 0 | 0 | 0 | 0 | 0
Geo | 0 | 0 | 0 | 0 | 0 | 0
H | 0 | 0 | 0 | 0 | 0 | 0
LFG | 0 | 0 | 0 | 0 | 0 | 0
Nuc | 0 | 0 | 0 | 0 | 1732 | 899
PS | 0 | 0 | 0 | 0 | 0 | 0
PV | 0 | 0 | 0 | 0 | 0 | 0
PeakG | 0 | 0 | 0 | 0 | 0 | 0
PeakO | 270 | 0 | 0 | 0 | 0 | 0
ST | 0 | 0 | 0 | 0 | 0 | 0
STOG | 580 | 0 | 0 | 0 | 0 | 0
STWD | 0 | 0 | 0 | 0 | 0 | 0
WT | 0 | 0 | 0 | 0 | 0 | 0
IGCC | 0 | 0 | 0 | 0 | 0 | 0
DemandResponse | 0 | 0 | 0 | 0 | 0 | 0
IGCC-CCS | 0 | 0 | 0 | 0 | 0 | 0
WT_off | 0 | 0 | 0 | 0 | 0 | 0
PseudoUnit | 0 | 0 | 0 | 0 | 0 | 0
FixedInterchange | 0 | 0 | 0 | 0 | 0 | 0
Retirements of Capacity by Reporting Type: PJM_ROR
ReportingType | 2015 | 2020 | 2025 | 2030 | 2035 | 2040
BM | 0 | 0 | 0 | 0 | 0 | 192
CC | 0 | 0 | 0 | 0 | 0 | 0
CSP | 0 | 0 | 0 | 0 | 0 | 0
CT | 0 | 0 | 0 | 0 | 0 | 0
Coal | 13683.7 | 10957.7 | 0 | 0 | 0 | 0
Geo | 0 | 0 | 0 | 0 | 0 | 0
H | 0 | 0 | 0 | 0 | 0 | 0
LFG | 0 | 0 | 0 | 0 | 0 | 0
Nuc | 0 | 0 | 0 | 867 | 4275 | 4883.16
PS | 0 | 0 | 0 | 0 | 0 | 0
PV | 0 | 0 | 0 | 0 | 0 | 0
PeakG | 0 | 0 | 0 | 0 | 0 | 0
PeakO | 19 | 0 | 0 | 0 | 0 | 0
ST | 0 | 0 | 0 | 0 | 0 | 0
STOG | 35 | 0 | 0 | 0 | 0 | 0
STWD | 0 | 0 | 0 | 0 | 0 | 0
WT | 0 | 0 | 0 | 0 | 0 | 0
IGCC | 0 | 0 | 0 | 0 | 0 | 0
DemandResponse | 0 | 0 | 0 | 0 | 0 | 0
IGCC-CCS | 0 | 0 | 0 | 0 | 0 | 0
WT_off | 0 | 0 | 0 | 0 | 0 | 10.76
PseudoUnit | 0 | 0 | 0 | 0 | 0 | 0
FixedInterchange | 0 | 0 | 0 | 0 | 0 | 0
Retirements of Capacity by Reporting Type: SOCO
ReportingType | 2015 | 2020 | 2025 | 2030 | 2035 | 2040
BM | 0 | 0 | 0 | 0 | 0 | 0
CC | 0 | 0 | 0 | 0 | 0 | 0
CSP | 0 | 0 | 0 | 0 | 0 | 0
CT | 0 | 0 | 0 | 0 | 0 | 0
Coal | 9936.77 | 351.23 | 0 | 0 | 0 | 0
Geo | 0 | 0 | 0 | 0 | 0 | 0
H | 0 | 0 | 0 | 0 | 0 | 0
LFG | 0 | 0 | 0 | 0 | 0 | 0
Nuc | 0 | 0 | 0 | 0 | 0 | 2645.05
PS | 0 | 0 | 0 | 0 | 0 | 0
PV | 0 | 0 | 0 | 0 | 0 | 0
PeakG | 18.37 | 0 | 0 | 0 | 0 | 0
PeakO | 1139 | 0 | 0 | 0 | 0 | 0
ST | 0 | 0 | 0 | 0 | 0 | 0
STOG | 854 | 0 | 0 | 0 | 0 | 0
STWD | 0 | 0 | 0 | 0 | 0 | 0
WT | 0 | 0 | 0 | 0 | 0 | 0
IGCC | 0 | 0 | 0 | 0 | 0 | 0
DemandResponse | 0 | 0 | 0 | 0 | 0 | 0
IGCC-CCS | 0 | 0 | 0 | 0 | 0 | 0
WT_off | 0 | 0 | 0 | 0 | 0 | 0
PseudoUnit | 0 | 0 | 0 | 0 | 0 | 0
FixedInterchange | 0 | 0 | 0 | 0 | 0 | 0
Retirements of Capacity by Reporting Type: SPP_N
ReportingType | 2015 | 2020 | 2025 | 2030 | 2035 | 2040
BM | 0 | 0 | 0 | 0 | 0 | 0
CC | 0 | 0 | 0 | 0 | 0 | 0
CSP | 0 | 0 | 0 | 0 | 0 | 0
CT | 0 | 0 | 0 | 0 | 0 | 0
Coal | 334 | 698.46 | 943.1 | 140.94 | 0 | 0
Geo | 0 | 0 | 0 | 0 | 0 | 0
H | 0 | 0 | 0 | 0 | 0 | 0
LFG | 0 | 0 | 0 | 0 | 0 | 0
Nuc | 0 | 0 | 0 | 0 | 0 | 0
PS | 0 | 0 | 0 | 0 | 0 | 0
PV | 0 | 0 | 0 | 0 | 0 | 0
PeakG | 0 | 0 | 0 | 0 | 0 | 0
PeakO | 0 | 0 | 0 | 0 | 0 | 0
ST | 0 | 0 | 0 | 0 | 0 | 0
STOG | 87 | 0 | 0 | 0 | 0 | 0
STWD | 0 | 0 | 0 | 0 | 0 | 0
WT | 0 | 0 | 0 | 0 | 0 | 0
IGCC | 0 | 0 | 0 | 0 | 0 | 0
DemandResponse | 0 | 0 | 0 | 0 | 0 | 0
IGCC-CCS | 0 | 0 | 0 | 0 | 0 | 0
WT_off | 0 | 0 | 0 | 0 | 0 | 0
PseudoUnit | 0 | 0 | 0 | 0 | 0 | 0
FixedInterchange | 0 | 0 | 0 | 0 | 0 | 0
Retirements of Capacity by Reporting Type: SPP_S
ReportingType | 2015 | 2020 | 2025 | 2030 | 2035 | 2040
BM | 0 | 0 | 0 | 0 | 0 | 0
CC | 0 | 0 | 0 | 0 | 0 | 0
CSP | 0 | 0 | 0 | 0 | 0 | 0
CT | 0 | 0 | 0 | 0 | 0 | 0
Coal | 1097.08 | 818.16 | 6655.56 | 0 | 0 | 0
Geo | 0 | 0 | 0 | 0 | 0 | 0
H | 0 | 0 | 0 | 0 | 0 | 0
LFG | 0 | 0 | 0 | 0 | 0 | 0
Nuc | 0 | 0 | 0 | 0 | 0 | 0
PS | 0 | 0 | 0 | 0 | 0 | 0
PV | 0 | 0 | 0 | 0 | 0 | 0
PeakG | 0 | 0 | 0 | 0 | 0 | 0
PeakO | 0 | 0 | 0 | 0 | 0 | 0
ST | 0 | 0 | 0 | 0 | 0 | 0
STOG | 1060.41 | 0 | 0 | 0 | 0 | 0
STWD | 0 | 0 | 0 | 0 | 0 | 0
WT | 0 | 0 | 0 | 0 | 0 | 0
IGCC | 0 | 0 | 0 | 0 | 0 | 0
DemandResponse | 0 | 0 | 0 | 0 | 0 | 0
IGCC-CCS | 0 | 0 | 0 | 0 | 0 | 0
WT_off | 0 | 0 | 0 | 0 | 0 | 0
PseudoUnit | 0 | 0 | 0 | 0 | 0 | 0
FixedInterchange | 0 | 0 | 0 | 0 | 0 | 0
Retirements of Capacity by Reporting Type: TVA
ReportingType | 2015 | 2020 | 2025 | 2030 | 2035 | 2040
BM | 0 | 0 | 0 | 0 | 0 | 0
CC | 0 | 0 | 0 | 0 | 0 | 0
CSP | 0 | 0 | 0 | 0 | 0 | 0
CT | 0 | 0 | 0 | 0 | 0 | 0
Coal | 3610.95 | 741 | 0 | 0 | 0 | 0
Geo | 0 | 0 | 0 | 0 | 0 | 0
H | 0 | 0 | 0 | 0 | 0 | 0
LFG | 0 | 0 | 0 | 0 | 0 | 0
Nuc | 0 | 0 | 0 | 0 | 2512.33 | 1278.67
PS | 0 | 0 | 0 | 0 | 0 | 0
PV | 0 | 0 | 0 | 0 | 0 | 0
PeakG | 0 | 0 | 0 | 0 | 0 | 0
PeakO | 0 | 0 | 0 | 0 | 0 | 0
ST | 0 | 0 | 0 | 0 | 0 | 0
STOG | 0 | 0 | 0 | 0 | 0 | 0
STWD | 0 | 0 | 0 | 0 | 0 | 0
WT | 0 | 0 | 0 | 0 | 0 | 0
IGCC | 0 | 0 | 0 | 0 | 0 | 0
DemandResponse | 0 | 0 | 0 | 0 | 0 | 0
IGCC-CCS | 0 | 0 | 0 | 0 | 0 | 0
WT_off | 0 | 0 | 0 | 0 | 0 | 0
PseudoUnit | 0 | 0 | 0 | 0 | 0 | 0
FixedInterchange | 0 | 0 | 0 | 0 | 0 | 0
Retirements of Capacity by Reporting Type: TVA_Transmission
ReportingType | 2015 | 2020 | 2025 | 2030 | 2035 | 2040
BM | 0 | 0 | 0 | 0 | 0 | 0
CC | 0 | 0 | 0 | 0 | 0 | 0
CSP | 0 | 0 | 0 | 0 | 0 | 0
CT | 0 | 0 | 0 | 0 | 0 | 0
Coal | 0 | 0 | 0 | 0 | 0 | 0
Geo | 0 | 0 | 0 | 0 | 0 | 0
H | 0 | 0 | 0 | 0 | 0 | 0
LFG | 0 | 0 | 0 | 0 | 0 | 0
Nuc | 0 | 0 | 0 | 0 | 0 | 0
PS | 0 | 0 | 0 | 0 | 0 | 0
PV | 0 | 0 | 0 | 0 | 0 | 0
PeakG | 0 | 0 | 0 | 0 | 0 | 0
PeakO | 0 | 0 | 0 | 0 | 0 | 0
ST | 0 | 0 | 0 | 0 | 0 | 0
STOG | 0 | 0 | 0 | 0 | 0 | 0
STWD | 0 | 0 | 0 | 0 | 0 | 0
WT | 0 | 0 | 0 | 0 | 0 | 0
IGCC | 0 | 0 | 0 | 0 | 0 | 0
DemandResponse | 0 | 0 | 0 | 0 | 0 | 0
IGCC-CCS | 0 | 0 | 0 | 0 | 0 | 0
WT_off | 0 | 0 | 0 | 0 | 0 | 0
PseudoUnit | 0 | 0 | 0 | 0 | 0 | 0
FixedInterchange | 0 | 0 | 0 | 0 | 0 | 0
Retirements of Capacity by Reporting Type: VACAR
ReportingType | 2015 | 2020 | 2025 | 2030 | 2035 | 2040
BM | 0 | 0 | 0 | 0 | 0 | 0
CC | 0 | 0 | 0 | 0 | 0 | 0
CSP | 0 | 0 | 0 | 0 | 0 | 0
CT | 0 | 0 | 0 | 0 | 0 | 0
Coal | 3383.99 | 2178 | 0 | 0 | 0 | 0
Geo | 0 | 0 | 0 | 0 | 0 | 0
H | 0 | 0 | 0 | 0 | 0 | 0
LFG | 0 | 0 | 0 | 0 | 0 | 0
Nuc | 0 | 0 | 0 | 0 | 3248 | 1858
PS | 0 | 0 | 0 | 0 | 0 | 0
PV | 0 | 0 | 0 | 0 | 0 | 0
PeakG | 0 | 0 | 0 | 0 | 0 | 0
PeakO | 0 | 0 | 0 | 0 | 0 | 0
ST | 0 | 0 | 0 | 0 | 0 | 0
STOG | 0 | 0 | 0 | 0 | 0 | 0
STWD | 0 | 0 | 0 | 0 | 0 | 0
WT | 0 | 0 | 0 | 0 | 0 | 0
IGCC | 0 | 0 | 0 | 0 | 0 | 0
DemandResponse | 0 | 0 | 0 | 0 | 0 | 0
IGCC-CCS | 0 | 0 | 0 | 0 | 0 | 0
WT_off | 0 | 0 | 0 | 0 | 0 | 0
PseudoUnit | 0 | 0 | 0 | 0 | 0 | 0
FixedInterchange | 0 | 0 | 0 | 0 | 0 | 0
Retirements of Capacity by Reporting Type: IESO
ReportingType | 2015 | 2020 | 2025 | 2030 | 2035 | 2040
BM | 0 | 0 | 0 | 0 | 0 | 0
CC | 3107.3 | 0 | 0 | 0 | 0 | 0
CSP | 0 | 0 | 0 | 0 | 0 | 0
CT | 0 | 0 | 0 | 0 | 0 | 0
Coal | 6416 | 0 | 0 | 0 | 0 | 0
Geo | 0 | 0 | 0 | 0 | 0 | 0
H | 0 | 0 | 0 | 0 | 0 | 0
LFG | 0 | 0 | 0 | 0 | 0 | 0
Nuc | 0 | 0 | 0 | 0 | 1030 | 1540
PS | 0 | 0 | 0 | 0 | 0 | 0
PV | 0 | 0 | 0 | 0 | 1067.26 | 0
PeakG | 0 | 0 | 0 | 0 | 0 | 0
PeakO | 145.65 | 0 | 0 | 0 | 0 | 0
ST | 0 | 0 | 0 | 0 | 0 | 0
STOG | 2126 | 0 | 0 | 0 | 0 | 0
STWD | 139 | 0 | 0 | 0 | 0 | 0
WT | 0 | 0 | 0 | 0 | 2105.9 | 0
IGCC | 0 | 0 | 0 | 0 | 0 | 0
DemandResponse | 0 | 0 | 0 | 0 | 0 | 0
IGCC-CCS | 0 | 0 | 0 | 0 | 0 | 0
WT_off | 0 | 0 | 0 | 0 | 0 | 0
PseudoUnit | 0 | 0 | 0 | 0 | 0 | 0
FixedInterchange | 0 | 0 | 0 | 0 | 0 | 0
Retirements of Capacity by Reporting Type: MAPP_CA
ReportingType | 2015 | 2020 | 2025 | 2030 | 2035 | 2040
BM | 0 | 0 | 0 | 0 | 0 | 0
CC | 0 | 0 | 0 | 527.68 | 0 | 0
CSP | 0 | 0 | 0 | 0 | 0 | 0
CT | 0 | 0 | 0 | 0 | 10 | 0
Coal | 85.02 | 365.1 | 1270.79 | 24.99 | 0 | 0
Geo | 0 | 0 | 0 | 0 | 0 | 0
H | 0 | 0 | 0 | 0 | 0 | 0
LFG | 0 | 0 | 0 | 0 | 0 | 0
Nuc | 0 | 0 | 0 | 0 | 0 | 0
PS | 0 | 0 | 0 | 0 | 0 | 0
PV | 0 | 0 | 0 | 0 | 0 | 0
PeakG | 0 | 0 | 0 | 0 | 0 | 0
PeakO | 0 | 0 | 0 | 0 | 0 | 0
ST | 0 | 0 | 0 | 0 | 0 | 0
STOG | 0 | 0 | 0 | 126 | 0 | 0
STWD | 0 | 0 | 0 | 0 | 0 | 0
WT | 0 | 0 | 0 | 0 | 0 | 0
IGCC | 0 | 0 | 0 | 0 | 0 | 0
DemandResponse | 0 | 0 | 0 | 0 | 0 | 0
IGCC-CCS | 0 | 0 | 0 | 0 | 0 | 0
WT_off | 0 | 0 | 0 | 0 | 0 | 0
PseudoUnit | 0 | 0 | 0 | 0 | 0 | 0
FixedInterchange | 0 | 0 | 0 | 0 | 0 | 0
Retirements of Capacity by Reporting Type: AZ_NM_SNV_Coal
ReportingType | 2015 | 2020 | 2025 | 2030 | 2035 | 2040
BM | 0 | 0 | 0 | 0 | 0 | 0
CC | 0 | 0 | 0 | 0 | 0 | 0
CSP | 0 | 0 | 0 | 0 | 0 | 0
CT | 0 | 0 | 0 | 0 | 0 | 0
Coal | 0 | 0 | 0 | 0 | 0 | 0
Geo | 0 | 0 | 0 | 0 | 0 | 0
H | 0 | 0 | 0 | 0 | 0 | 0
LFG | 0 | 0 | 0 | 0 | 0 | 0
Nuc | 0 | 0 | 0 | 0 | 0 | 0
PS | 0 | 0 | 0 | 0 | 0 | 0
PV | 0 | 0 | 0 | 0 | 0 | 0
PeakG | 0 | 0 | 0 | 0 | 0 | 0
PeakO | 200 | 0 | 0 | 0 | 0 | 0
ST | 0 | 0 | 0 | 0 | 0 | 0
STOG | 0 | 0 | 0 | 0 | 0 | 0
STWD | 0 | 0 | 0 | 0 | 0 | 0
WT | 0 | 0 | 0 | 0 | 0 | 0
IGCC | 0 | 0 | 0 | 0 | 0 | 0
DemandResponse | 0 | 0 | 0 | 0 | 0 | 0
IGCC-CCS | 0 | 0 | 0 | 0 | 0 | 0
WT_off | 0 | 0 | 0 | 0 | 0 | 0
PseudoUnit | 0 | 0 | 0 | 0 | 0 | 0
FixedInterchange | 0 | 0 | 0 | 0 | 0 | 0
Retirements of Capacity by Reporting Type: AZ_NM_SNV_Gas
ReportingType | 2015 | 2020 | 2025 | 2030 | 2035 | 2040
BM | 0 | 0 | 0 | 0 | 0 | 0
CC | 1095 | 0 | 0 | 0 | 0 | 0
CSP | 0 | 0 | 0 | 0 | 0 | 0
CT | 0 | 0 | 0 | 0 | 736 | 0
Coal | 0 | 0 | 0 | 0 | 0 | 0
Geo | 0 | 0 | 0 | 0 | 0 | 0
H | 0 | 0 | 0 | 0 | 0 | 0
LFG | 0 | 0 | 0 | 0 | 0 | 0
Nuc | 0 | 0 | 0 | 0 | 0 | 0
PS | 0 | 0 | 0 | 0 | 0 | 0
PV | 0 | 0 | 0 | 0 | 0 | 0
PeakG | 1479.54 | 0 | 0 | 0 | 0 | 2180.46
PeakO | 0 | 0 | 0 | 0 | 0 | 0
ST | 0 | 0 | 0 | 0 | 0 | 0
STOG | 2064 | 0 | 0 | 0 | 0 | 0
STWD | 0 | 0 | 0 | 0 | 0 | 0
WT | 0 | 0 | 0 | 0 | 0 | 0
IGCC | 0 | 0 | 0 | 0 | 0 | 0
DemandResponse | 0 | 0 | 0 | 0 | 0 | 0
IGCC-CCS | 0 | 0 | 0 | 0 | 0 | 0
WT_off | 0 | 0 | 0 | 0 | 0 | 0
PseudoUnit | 0 | 0 | 0 | 0 | 0 | 0
FixedInterchange | 0 | 0 | 0 | 0 | 0 | 0
Retirements of Capacity by Reporting Type: AZ_NM_SNV_NucRenew
ReportingType | 2015 | 2020 | 2025 | 2030 | 2035 | 2040
BM | 0 | 0 | 0 | 0 | 0 | 0
CC | 0 | 0 | 0 | 0 | 0 | 0
CSP | 65 | 0 | 0 | 0 | 0 | 0
CT | 0 | 0 | 0 | 0 | 0 | 0
Coal | 0 | 0 | 0 | 0 | 0 | 0
Geo | 0 | 0 | 0 | 0 | 0 | 0
H | 0 | 0 | 0 | 0 | 0 | 0
LFG | 0 | 0 | 0 | 0 | 0 | 0
Nuc | 0 | 0 | 0 | 0 | 0 | 0
PS | 0 | 0 | 0 | 0 | 0 | 0
PV | 0 | 0 | 0 | 0 | 0 | 0
PeakG | 0 | 0 | 0 | 0 | 0 | 0
PeakO | 0 | 0 | 0 | 0 | 0 | 0
ST | 0 | 0 | 0 | 0 | 0 | 0
STOG | 0 | 0 | 0 | 0 | 0 | 0
STWD | 0 | 0 | 0 | 0 | 0 | 0
WT | 0 | 0 | 0 | 0 | 0 | 0
IGCC | 0 | 0 | 0 | 0 | 0 | 0
DemandResponse | 0 | 0 | 0 | 0 | 0 | 0
IGCC-CCS | 0 | 0 | 0 | 0 | 0 | 0
WT_off | 0 | 0 | 0 | 0 | 0 | 0
PseudoUnit | 0 | 0 | 0 | 0 | 0 | 0
FixedInterchange | 0 | 0 | 0 | 0 | 0 | 0
Retirements of Capacity by Reporting Type: ERCOT
ReportingType | 2015 | 2020 | 2025 | 2030 | 2035 | 2040
BM | 0 | 0 | 0 | 0 | 0 | 0
CC | 0 | 0 | 0 | 0 | 0 | 0
CSP | 0 | 0 | 0 | 0 | 0 | 0
CT | 0 | 0 | 0 | 0 | 0 | 0
Coal | 1144 | 0 | 0 | 0 | 0 | 0
Geo | 0 | 0 | 0 | 0 | 0 | 0
H | 0 | 0 | 0 | 0 | 0 | 0
LFG | 0 | 0 | 0 | 0 | 0 | 0
Nuc | 0 | 0 | 0 | 0 | 0 | 0
PS | 0 | 0 | 0 | 0 | 0 | 0
PV | 0 | 0 | 0 | 0 | 14 | 0
PeakG | 0 | 0 | 0 | 0 | 0 | 0
PeakO | 0 | 0 | 0 | 0 | 0 | 0
ST | 0 | 0 | 0 | 0 | 0 | 0
STOG | 1713.29 | 0 | 0 | 0 | 0 | 0
STWD | 0 | 0 | 0 | 0 | 0 | 0
WT | 0 | 0 | 0 | 0 | 0 | 0
IGCC | 0 | 0 | 0 | 0 | 0 | 0
DemandResponse | 0 | 0 | 0 | 0 | 0 | 0
IGCC-CCS | 0 | 0 | 0 | 0 | 0 | 0
WT_off | 0 | 0 | 0 | 0 | 0 | 0
PseudoUnit | 0 | 0 | 0 | 0 | 0 | 0
FixedInterchange | 0 | 0 | 0 | 0 | 0 | 0
Retirements of Capacity by Reporting Type: NP15
ReportingType | 2015 | 2020 | 2025 | 2030 | 2035 | 2040
BM | 0 | 0 | 0 | 0 | 0 | 0
CC | 0 | 0 | 0 | 0 | 0 | 0
CSP | 0 | 0 | 0 | 0 | 0 | 0
CT | 0 | 0 | 0 | 0 | 0 | 0
Coal | 163.7 | 28.2 | 0 | 0 | 0 | 0
Geo | 0 | 0 | 0 | 0 | 0 | 0
H | 0 | 0 | 0 | 0 | 0 | 0
LFG | 0 | 0 | 0 | 0 | 0 | 0
Nuc | 0 | 0 | 0 | 0 | 0 | 0
PS | 0 | 0 | 0 | 0 | 0 | 0
PV | 0 | 0 | 0 | 0 | 6.5 | 0
PeakG | 0 | 0 | 0 | 0 | 0 | 0
PeakO | 156 | 0 | 0 | 0 | 0 | 0
ST | 0 | 0 | 0 | 0 | 0 | 0
STOG | 1046.4 | 0 | 0 | 0 | 0 | 0
STWD | 0 | 0 | 0 | 0 | 0 | 0
WT | 0 | 0 | 0 | 0 | 0 | 0
IGCC | 0 | 0 | 0 | 0 | 0 | 0
DemandResponse | 0 | 0 | 0 | 0 | 0 | 0
IGCC-CCS | 0 | 0 | 0 | 0 | 0 | 0
WT_off | 0 | 0 | 0 | 0 | 0 | 0
PseudoUnit | 0 | 0 | 0 | 0 | 0 | 0
FixedInterchange | 0 | 0 | 0 | 0 | 0 | 0
Retirements of Capacity by Reporting Type: NWPP_Coal
ReportingType | 2015 | 2020 | 2025 | 2030 | 2035 | 2040
BM | 0 | 0 | 0 | 0 | 0 | 0
CC | 0 | 0 | 0 | 0 | 0 | 0
CSP | 0 | 0 | 0 | 0 | 0 | 0
CT | 0 | 0 | 0 | 0 | 0 | 0
Coal | 685.88 | 0 | 0 | 0 | 0 | 0
Geo | 0 | 0 | 0 | 0 | 0 | 0
H | 0 | 0 | 0 | 0 | 0 | 0
LFG | 0 | 0 | 0 | 0 | 0 | 0
Nuc | 0 | 0 | 0 | 0 | 0 | 0
PS | 0 | 0 | 0 | 0 | 0 | 0
PV | 0 | 0 | 0 | 0 | 0 | 0
PeakG | 0 | 0 | 0 | 0 | 0 | 0
PeakO | 183 | 0 | 0 | 0 | 0 | 0
ST | 0 | 0 | 0 | 0 | 0 | 0
STOG | 0 | 0 | 0 | 0 | 0 | 0
STWD | 0 | 0 | 0 | 0 | 0 | 0
WT | 0 | 0 | 0 | 0 | 0 | 0
IGCC | 0 | 0 | 0 | 0 | 0 | 0
DemandResponse | 0 | 0 | 0 | 0 | 0 | 0
IGCC-CCS | 0 | 0 | 0 | 0 | 0 | 0
WT_off | 0 | 0 | 0 | 0 | 0 | 0
PseudoUnit | 0 | 0 | 0 | 0 | 0 | 0
FixedInterchange | 0 | 0 | 0 | 0 | 0 | 0
Retirements of Capacity by Reporting Type: NWPP_Gas
ReportingType | 2015 | 2020 | 2025 | 2030 | 2035 | 2040
BM | 0 | 0 | 0 | 0 | 0 | 0
CC | 1678 | 0 | 0 | 0 | 0 | 0
CSP | 0 | 0 | 0 | 0 | 0 | 0
CT | 0 | 0 | 0 | 0 | 150 | 0
Coal | 0 | 0 | 0 | 0 | 0 | 0
Geo | 0 | 0 | 0 | 0 | 0 | 0
H | 0 | 0 | 0 | 0 | 0 | 0
LFG | 0 | 0 | 0 | 0 | 0 | 0
Nuc | 0 | 0 | 0 | 0 | 0 | 0
PS | 0 | 0 | 0 | 0 | 0 | 0
PV | 0 | 0 | 0 | 0 | 0 | 0
PeakG | 2623 | 0 | 0 | 0 | 0 | 0
PeakO | 0 | 0 | 0 | 0 | 0 | 0
ST | 0 | 0 | 0 | 0 | 0 | 0
STOG | 786 | 0 | 0 | 0 | 0 | 0
STWD | 0 | 0 | 0 | 0 | 0 | 0
WT | 0 | 0 | 0 | 0 | 0 | 0
IGCC | 0 | 0 | 0 | 0 | 0 | 0
DemandResponse | 0 | 0 | 0 | 0 | 0 | 0
IGCC-CCS | 0 | 0 | 0 | 0 | 0 | 0
WT_off | 0 | 0 | 0 | 0 | 0 | 0
PseudoUnit | 0 | 0 | 0 | 0 | 0 | 0
FixedInterchange | 0 | 0 | 0 | 0 | 0 | 0
Retirements of Capacity by Reporting Type: NWPP_NucRenew
ReportingType | 2015 | 2020 | 2025 | 2030 | 2035 | 2040
BM | 0 | 0 | 0 | 0 | 0 | 0
CC | 0 | 0 | 0 | 0 | 0 | 0
CSP | 0 | 0 | 0 | 0 | 0 | 0
CT | 0 | 0 | 0 | 0 | 0 | 0
Coal | 0 | 0 | 0 | 0 | 0 | 0
Geo | 4.8 | 0 | 0 | 0 | 0 | 0
H | 0 | 0 | 0 | 0 | 0 | 0
LFG | 0 | 0 | 0 | 0 | 0 | 0
Nuc | 0 | 0 | 0 | 0 | 0 | 0
PS | 0 | 0 | 0 | 0 | 0 | 0
PV | 0 | 0 | 0 | 0 | 0 | 0
PeakG | 0 | 0 | 0 | 0 | 0 | 0
PeakO | 0 | 0 | 0 | 0 | 0 | 0
ST | 0 | 0 | 0 | 0 | 0 | 0
STOG | 0 | 0 | 0 | 0 | 0 | 0
STWD | 181.91 | 0 | 0 | 0 | 0 | 0
WT | 0 | 0 | 0 | 0 | 0 | 0
IGCC | 0 | 0 | 0 | 0 | 0 | 0
DemandResponse | 0 | 0 | 0 | 0 | 0 | 0
IGCC-CCS | 0 | 0 | 0 | 0 | 0 | 0
WT_off | 0 | 0 | 0 | 0 | 0 | 0
PseudoUnit | 0 | 0 | 0 | 0 | 0 | 0
FixedInterchange | 0 | 0 | 0 | 0 | 0 | 0
Retirements of Capacity by Reporting Type: RMPA
ReportingType | 2015 | 2020 | 2025 | 2030 | 2035 | 2040
BM | 0 | 0 | 0 | 0 | 0 | 0
CC | 0 | 0 | 0 | 0 | 0 | 0
CSP | 1 | 0 | 0 | 0 | 0 | 0
CT | 0 | 0 | 0 | 0 | 38.47 | 0
Coal | 480 | 170.5 | 452.12 | 0 | 0 | 146.88
Geo | 0 | 0 | 0 | 0 | 0 | 0
H | 0 | 0 | 0 | 0 | 0 | 0
LFG | 0 | 0 | 0 | 0 | 0 | 0
Nuc | 0 | 0 | 0 | 0 | 0 | 0
PS | 0 | 0 | 0 | 0 | 0 | 0
PV | 0 | 0 | 0 | 0 | 0 | 0
PeakG | 0 | 0 | 0 | 0 | 0 | 0
PeakO | 0 | 0 | 0 | 0 | 0 | 0
ST | 0 | 0 | 0 | 0 | 0 | 0
STOG | 217 | 0 | 0 | 0 | 0 | 0
STWD | 0 | 0 | 0 | 0 | 0 | 0
WT | 0 | 0 | 0 | 0 | 0 | 0
IGCC | 0 | 0 | 0 | 0 | 0 | 0
DemandResponse | 0 | 0 | 0 | 0 | 0 | 0
IGCC-CCS | 0 | 0 | 0 | 0 | 0 | 0
WT_off | 0 | 0 | 0 | 0 | 0 | 0
PseudoUnit | 0 | 0 | 0 | 0 | 0 | 0
FixedInterchange | 0 | 0 | 0 | 0 | 0 | 0
Retirements of Capacity by Reporting Type: SP15
ReportingType | 2015 | 2020 | 2025 | 2030 | 2035 | 2040
BM | 0 | 0 | 0 | 0 | 0 | 0
CC | 0 | 0 | 0 | 0 | 0 | 0
CSP | 409 | 0 | 0 | 0 | 0 | 0
CT | 0 | 0 | 0 | 0 | 0 | 0
Coal | 141.5 | 0 | 0 | 0 | 101.2 | 0
Geo | 0 | 0 | 0 | 0 | 0 | 0
H | 0 | 0 | 0 | 0 | 0 | 0
LFG | 0 | 0 | 0 | 0 | 0 | 0
Nuc | 0 | 0 | 0 | 0 | 0 | 0
PS | 0 | 0 | 0 | 0 | 0 | 0
PV | 0 | 0 | 0 | 0 | 3.8 | 0
PeakG | 44 | 0 | 0 | 0 | 0 | 0
PeakO | 15 | 0 | 0 | 0 | 0 | 0
ST | 0 | 0 | 0 | 0 | 0 | 0
STOG | 958 | 0 | 0 | 0 | 0 | 0
STWD | 0 | 0 | 0 | 0 | 0 | 0
WT | 126.2 | 0 | 0 | 0 | 0 | 0
IGCC | 0 | 0 | 0 | 0 | 0 | 0
DemandResponse | 0 | 0 | 0 | 0 | 0 | 0
IGCC-CCS | 0 | 0 | 0 | 0 | 0 | 0
WT_off | 0 | 0 | 0 | 0 | 0 | 0
PseudoUnit | 0 | 0 | 0 | 0 | 0 | 0
FixedInterchange | 0 | 0 | 0 | 0 | 0 | 0
Retirements of Capacity by Reporting Type: ALB
ReportingType | 2015 | 2020 | 2025 | 2030 | 2035 | 2040
BM | 0 | 0 | 0 | 0 | 0 | 0
CC | 0 | 0 | 0 | 0 | 200.12 | 0
CSP | 0 | 0 | 0 | 0 | 0 | 0
CT | 0 | 0 | 0 | 0 | 201.5 | 0
Coal | 0 | 0 | 0 | 0 | 0 | 0
Geo | 0 | 0 | 0 | 0 | 0 | 0
H | 0 | 0 | 0 | 0 | 0 | 0
LFG | 0 | 0 | 0 | 0 | 0 | 0
Nuc | 0 | 0 | 0 | 0 | 0 | 0
PS | 0 | 0 | 0 | 0 | 0 | 0
PV | 0 | 0 | 0 | 0 | 0 | 0
PeakG | 880.29 | 34.5 | 0 | 0 | 0 | 0
PeakO | 6 | 0 | 0 | 0 | 0 | 0
ST | 0 | 0 | 0 | 0 | 0 | 0
STOG | 186 | 0 | 0 | 0 | 0 | 0
STWD | 174 | 0 | 0 | 0 | 0 | 0
WT | 0 | 0 | 0 | 0 | 0 | 0
IGCC | 0 | 0 | 0 | 0 | 0 | 0
DemandResponse | 0 | 0 | 0 | 0 | 0 | 0
IGCC-CCS | 0 | 0 | 0 | 0 | 0 | 0
WT_off | 0 | 0 | 0 | 0 | 0 | 0
PseudoUnit | 0 | 0 | 0 | 0 | 0 | 0
FixedInterchange | 0 | 0 | 0 | 0 | 0 | 0
Retirements of Capacity by Reporting Type: BC
ReportingType | 2015 | 2020 | 2025 | 2030 | 2035 | 2040
BM | 0 | 0 | 0 | 0 | 0 | 0
CC | 0 | 0 | 0 | 0 | 0 | 0
CSP | 0 | 0 | 0 | 0 | 0 | 0
CT | 0 | 0 | 0 | 0 | 0 | 0
Coal | 0 | 0 | 0 | 0 | 0 | 0
Geo | 0 | 0 | 0 | 0 | 0 | 0
H | 0 | 0 | 0 | 0 | 0 | 0
LFG | 0 | 0 | 0 | 0 | 0 | 0
Nuc | 0 | 0 | 0 | 0 | 0 | 0
PS | 0 | 0 | 0 | 0 | 0 | 0
PV | 0 | 0 | 0 | 0 | 0 | 0
PeakG | 0 | 0 | 0 | 0 | 0 | 0
PeakO | 0 | 0 | 0 | 0 | 0 | 0
ST | 0 | 0 | 0 | 0 | 0 | 0
STOG | 938 | 0 | 0 | 0 | 0 | 0
STWD | 0 | 0 | 0 | 0 | 0 | 0
WT | 0 | 0 | 0 | 0 | 0 | 0
IGCC | 0 | 0 | 0 | 0 | 0 | 0
DemandResponse | 0 | 0 | 0 | 0 | 0 | 0
IGCC-CCS | 0 | 0 | 0 | 0 | 0 | 0
WT_off | 0 | 0 | 0 | 0 | 0 | 0
PseudoUnit | 0 | 0 | 0 | 0 | 0 | 0
FixedInterchange | 0 | 0 | 0 | 0 | 0 | 0
Retirements of Capacity by Reporting Type: HQ_IESO
ReportingType | 2015 | 2020 | 2025 | 2030 | 2035 | 2040
BM | 0 | 0 | 0 | 0 | 0 | 0
CC | 0 | 0 | 0 | 0 | 0 | 0
CSP | 0 | 0 | 0 | 0 | 0 | 0
CT | 0 | 0 | 0 | 0 | 0 | 0
Coal | 0 | 0 | 0 | 0 | 0 | 0
Geo | 0 | 0 | 0 | 0 | 0 | 0
H | 0 | 0 | 0 | 0 | 0 | 0
LFG | 0 | 0 | 0 | 0 | 0 | 0
Nuc | 0 | 0 | 0 | 0 | 0 | 0
PS | 0 | 0 | 0 | 0 | 0 | 0
PV | 0 | 0 | 0 | 0 | 0 | 0
PeakG | 0 | 0 | 0 | 0 | 0 | 0
PeakO | 0 | 0 | 0 | 0 | 0 | 0
ST | 0 | 0 | 0 | 0 | 0 | 0
STOG | 0 | 0 | 0 | 0 | 0 | 0
STWD | 0 | 0 | 0 | 0 | 0 | 0
WT | 0 | 0 | 0 | 0 | 0 | 0
IGCC | 0 | 0 | 0 | 0 | 0 | 0
DemandResponse | 0 | 0 | 0 | 0 | 0 | 0
IGCC-CCS | 0 | 0 | 0 | 0 | 0 | 0
WT_off | 0 | 0 | 0 | 0 | 0 | 0
PseudoUnit | 0 | 0 | 0 | 0 | 0 | 0
FixedInterchange | 0 | 0 | 0 | 0 | 0 | 0
Retirements of Capacity by Reporting Type: HQ_NEISO
ReportingType | 2015 | 2020 | 2025 | 2030 | 2035 | 2040
BM | 0 | 0 | 0 | 0 | 0 | 0
CC | 0 | 0 | 0 | 0 | 0 | 0
CSP | 0 | 0 | 0 | 0 | 0 | 0
CT | 0 | 0 | 0 | 0 | 0 | 0
Coal | 0 | 0 | 0 | 0 | 0 | 0
Geo | 0 | 0 | 0 | 0 | 0 | 0
H | 0 | 0 | 0 | 0 | 0 | 0
LFG | 0 | 0 | 0 | 0 | 0 | 0
Nuc | 0 | 0 | 0 | 0 | 0 | 0
PS | 0 | 0 | 0 | 0 | 0 | 0
PV | 0 | 0 | 0 | 0 | 0 | 0
PeakG | 0 | 0 | 0 | 0 | 0 | 0
PeakO | 0 | 0 | 0 | 0 | 0 | 0
ST | 0 | 0 | 0 | 0 | 0 | 0
STOG | 0 | 0 | 0 | 0 | 0 | 0
STWD | 0 | 0 | 0 | 0 | 0 | 0
WT | 0 | 0 | 0 | 0 | 0 | 0
IGCC | 0 | 0 | 0 | 0 | 0 | 0
DemandResponse | 0 | 0 | 0 | 0 | 0 | 0
IGCC-CCS | 0 | 0 | 0 | 0 | 0 | 0
WT_off | 0 | 0 | 0 | 0 | 0 | 0
PseudoUnit | 0 | 0 | 0 | 0 | 0 | 0
FixedInterchange | 0 | 0 | 0 | 0 | 0 | 0
Retirements of Capacity by Reporting Type: HQ_NY
ReportingType | 2015 | 2020 | 2025 | 2030 | 2035 | 2040
BM | 0 | 0 | 0 | 0 | 0 | 0
CC | 0 | 0 | 0 | 0 | 0 | 0
CSP | 0 | 0 | 0 | 0 | 0 | 0
CT | 0 | 0 | 0 | 0 | 0 | 0
Coal | 0 | 0 | 0 | 0 | 0 | 0
Geo | 0 | 0 | 0 | 0 | 0 | 0
H | 0 | 0 | 0 | 0 | 0 | 0
LFG | 0 | 0 | 0 | 0 | 0 | 0
Nuc | 0 | 0 | 0 | 0 | 0 | 0
PS | 0 | 0 | 0 | 0 | 0 | 0
PV | 0 | 0 | 0 | 0 | 0 | 0
PeakG | 0 | 0 | 0 | 0 | 0 | 0
PeakO | 0 | 0 | 0 | 0 | 0 | 0
ST | 0 | 0 | 0 | 0 | 0 | 0
STOG | 0 | 0 | 0 | 0 | 0 | 0
STWD | 0 | 0 | 0 | 0 | 0 | 0
WT | 0 | 0 | 0 | 0 | 0 | 0
IGCC | 0 | 0 | 0 | 0 | 0 | 0
DemandResponse | 0 | 0 | 0 | 0 | 0 | 0
IGCC-CCS | 0 | 0 | 0 | 0 | 0 | 0
WT_off | 0 | 0 | 0 | 0 | 0 | 0
PseudoUnit | 0 | 0 | 0 | 0 | 0 | 0
FixedInterchange | 0 | 0 | 0 | 0 | 0 | 0
Retirements of Capacity by Reporting Type: MARITIMES
ReportingType | 2015 | 2020 | 2025 | 2030 | 2035 | 2040
BM | 0 | 0 | 0 | 0 | 0 | 0
CC | 0 | 0 | 0 | 0 | 0 | 0
CSP | 0 | 0 | 0 | 0 | 0 | 0
CT | 0 | 0 | 0 | 0 | 0 | 0
Coal | 0 | 0 | 0 | 0 | 0 | 0
Geo | 0 | 0 | 0 | 0 | 0 | 0
H | 0 | 0 | 0 | 0 | 0 | 0
LFG | 0 | 0 | 0 | 0 | 0 | 0
Nuc | 0 | 0 | 0 | 0 | 0 | 0
PS | 0 | 0 | 0 | 0 | 0 | 0
PV | 0 | 0 | 0 | 0 | 0 | 0
PeakG | 0 | 0 | 0 | 0 | 0 | 0
PeakO | 0 | 0 | 0 | 0 | 0 | 0
ST | 0 | 0 | 0 | 0 | 0 | 0
STOG | 0 | 0 | 0 | 0 | 0 | 0
STWD | 0 | 0 | 0 | 0 | 0 | 0
WT | 0 | 0 | 0 | 0 | 0 | 0
IGCC | 0 | 0 | 0 | 0 | 0 | 0
DemandResponse | 0 | 0 | 0 | 0 | 0 | 0
IGCC-CCS | 0 | 0 | 0 | 0 | 0 | 0
WT_off | 0 | 0 | 0 | 0 | 0 | 0
PseudoUnit | 0 | 0 | 0 | 0 | 0 | 0
FixedInterchange | 0 | 0 | 0 | 0 | 0 | 0
Retirements of Capacity by Reporting Type: All
ReportingType | 2015 | 2020 | 2025 | 2030 | 2035 | 2040
BM | 0 | 0 | 0 | 0 | 0 | 192
CC | 7986.17 | 503.25 | 954.54 | 527.68 | 200.12 | 0
CSP | 475 | 0 | 0 | 0 | 0 | 0
CT | 0 | 0 | 0 | 9.5 | 1135.97 | 0
Coal | 71539.54 | 23135.04 | 10230.77 | 165.93 | 101.2 | 146.88
Geo | 4.8 | 0 | 0 | 0 | 0 | 0
H | 0 | 0 | 0 | 0 | 0 | 0
LFG | 0 | 0 | 0 | 0 | 0 | 0
Nuc | 0 | 614.5 | 0 | 1488.2 | 26575.7 | 19706
PS | 0 | 0 | 0 | 0 | 0 | 0
PV | 0 | 0 | 0 | 0 | 1123.56 | 0
PeakG | 5313.7 | 34.5 | 0 | 0 | 0 | 2180.46
PeakO | 2872.09 | 0 | 0 | 0 | 0 | 0
ST | 0 | 0 | 0 | 0 | 0 | 0
STOG | 43615.65 | 1153.14 | 125.58 | 126 | 0 | 0
STWD | 494.91 | 0 | 0 | 0 | 0 | 0
WT | 126.2 | 0 | 0 | 0 | 2105.9 | 0
IGCC | 0 | 0 | 0 | 0 | 0 | 0
DemandResponse | 0 | 0 | 0 | 0 | 0 | 0
IGCC-CCS | 0 | 0 | 0 | 0 | 0 | 0
WT_off | 0 | 0 | 0 | 0 | 468 | 2115.76
PseudoUnit | 0 | 0 | 0 | 0 | 0 | 0
FixedInterchange | 0 | 0 | 0 | 0 | 0 | 0
Retirements of Capacity by Reporting Type: EI_US
ReportingType | 2015 | 2020 | 2025 | 2030 | 2035 | 2040
BM | 0 | 0 | 0 | 0 | 0 | 192
CC | 2105.87 | 503.25 | 954.54 | 0 | 0 | 0
CSP | 0 | 0 | 0 | 0 | 0 | 0
CT | 0 | 0 | 0 | 9.5 | 0 | 0
Coal | 62423.44 | 22571.24 | 8507.86 | 140.94 | 0 | 0
Geo | 0 | 0 | 0 | 0 | 0 | 0
H | 0 | 0 | 0 | 0 | 0 | 0
LFG | 0 | 0 | 0 | 0 | 0 | 0
Nuc | 0 | 614.5 | 0 | 1488.2 | 25545.7 | 18166
PS | 0 | 0 | 0 | 0 | 0 | 0
PV | 0 | 0 | 0 | 0 | 32 | 0
PeakG | 286.87 | 0 | 0 | 0 | 0 | 0
PeakO | 2166.44 | 0 | 0 | 0 | 0 | 0
ST | 0 | 0 | 0 | 0 | 0 | 0
STOG | 33580.97 | 1153.14 | 125.58 | 0 | 0 | 0
STWD | 0 | 0 | 0 | 0 | 0 | 0
WT | 0 | 0 | 0 | 0 | 0 | 0
IGCC | 0 | 0 | 0 | 0 | 0 | 0
DemandResponse | 0 | 0 | 0 | 0 | 0 | 0
IGCC-CCS | 0 | 0 | 0 | 0 | 0 | 0
WT_off | 0 | 0 | 0 | 0 | 468 | 2115.76
PseudoUnit | 0 | 0 | 0 | 0 | 0 | 0
FixedInterchange | 0 | 0 | 0 | 0 | 0 | 0
Retirements of Capacity by Reporting Type: EI_Canada
ReportingType | 2015 | 2020 | 2025 | 2030 | 2035 | 2040
BM | 0 | 0 | 0 | 0 | 0 | 0
CC | 3107.3 | 0 | 0 | 527.68 | 0 | 0
CSP | 0 | 0 | 0 | 0 | 0 | 0
CT | 0 | 0 | 0 | 0 | 10 | 0
Coal | 6501.02 | 365.1 | 1270.79 | 24.99 | 0 | 0
Geo | 0 | 0 | 0 | 0 | 0 | 0
H | 0 | 0 | 0 | 0 | 0 | 0
LFG | 0 | 0 | 0 | 0 | 0 | 0
Nuc | 0 | 0 | 0 | 0 | 1030 | 1540
PS | 0 | 0 | 0 | 0 | 0 | 0
PV | 0 | 0 | 0 | 0 | 1067.26 | 0
PeakG | 0 | 0 | 0 | 0 | 0 | 0
PeakO | 145.65 | 0 | 0 | 0 | 0 | 0
ST | 0 | 0 | 0 | 0 | 0 | 0
STOG | 2126 | 0 | 0 | 126 | 0 | 0
STWD | 139 | 0 | 0 | 0 | 0 | 0
WT | 0 | 0 | 0 | 0 | 2105.9 | 0
IGCC | 0 | 0 | 0 | 0 | 0 | 0
DemandResponse | 0 | 0 | 0 | 0 | 0 | 0
IGCC-CCS | 0 | 0 | 0 | 0 | 0 | 0
WT_off | 0 | 0 | 0 | 0 | 0 | 0
PseudoUnit | 0 | 0 | 0 | 0 | 0 | 0
FixedInterchange | 0 | 0 | 0 | 0 | 0 | 0
Retirements of Capacity by Reporting Type: EI
ReportingType | 2015 | 2020 | 2025 | 2030 | 2035 | 2040
BM | 0 | 0 | 0 | 0 | 0 | 192
CC | 5213.17 | 503.25 | 954.54 | 527.68 | 0 | 0
CSP | 0 | 0 | 0 | 0 | 0 | 0
CT | 0 | 0 | 0 | 9.5 | 10 | 0
Coal | 68924.46 | 22936.34 | 9778.65 | 165.93 | 0 | 0
Geo | 0 | 0 | 0 | 0 | 0 | 0
H | 0 | 0 | 0 | 0 | 0 | 0
LFG | 0 | 0 | 0 | 0 | 0 | 0
Nuc | 0 | 614.5 | 0 | 1488.2 | 26575.7 | 19706
PS | 0 | 0 | 0 | 0 | 0 | 0
PV | 0 | 0 | 0 | 0 | 1099.26 | 0
PeakG | 286.87 | 0 | 0 | 0 | 0 | 0
PeakO | 2312.09 | 0 | 0 | 0 | 0 | 0
ST | 0 | 0 | 0 | 0 | 0 | 0
STOG | 35706.97 | 1153.14 | 125.58 | 126 | 0 | 0
STWD | 139 | 0 | 0 | 0 | 0 | 0
WT | 0 | 0 | 0 | 0 | 2105.9 | 0
IGCC | 0 | 0 | 0 | 0 | 0 | 0
DemandResponse | 0 | 0 | 0 | 0 | 0 | 0
IGCC-CCS | 0 | 0 | 0 | 0 | 0 | 0
WT_off | 0 | 0 | 0 | 0 | 468 | 2115.76
PseudoUnit | 0 | 0 | 0 | 0 | 0 | 0
FixedInterchange | 0 | 0 | 0 | 0 | 0 | 0
Retirements of Capacity by Reporting Type: Outside_EI
ReportingType | 2015 | 2020 | 2025 | 2030 | 2035 | 2040
BM | 0 | 0 | 0 | 0 | 0 | 0
CC | 2773 | 0 | 0 | 0 | 200.12 | 0
CSP | 475 | 0 | 0 | 0 | 0 | 0
CT | 0 | 0 | 0 | 0 | 1125.97 | 0
Coal | 2615.08 | 198.7 | 452.12 | 0 | 101.2 | 146.88
Geo | 4.8 | 0 | 0 | 0 | 0 | 0
H | 0 | 0 | 0 | 0 | 0 | 0
LFG | 0 | 0 | 0 | 0 | 0 | 0
Nuc | 0 | 0 | 0 | 0 | 0 | 0
PS | 0 | 0 | 0 | 0 | 0 | 0
PV | 0 | 0 | 0 | 0 | 24.3 | 0
PeakG | 5026.83 | 34.5 | 0 | 0 | 0 | 2180.46
PeakO | 560 | 0 | 0 | 0 | 0 | 0
ST | 0 | 0 | 0 | 0 | 0 | 0
STOG | 7908.69 | 0 | 0 | 0 | 0 | 0
STWD | 355.91 | 0 | 0 | 0 | 0 | 0
WT | 126.2 | 0 | 0 | 0 | 0 | 0
IGCC | 0 | 0 | 0 | 0 | 0 | 0
DemandResponse | 0 | 0 | 0 | 0 | 0 | 0
IGCC-CCS | 0 | 0 | 0 | 0 | 0 | 0
WT_off | 0 | 0 | 0 | 0 | 0 | 0
PseudoUnit | 0 | 0 | 0 | 0 | 0 | 0
FixedInterchange | 0 | 0 | 0 | 0 | 0 | 0
#4 | Cumulative Retirements of Capacity (MW)
Cumulative Retirements of Capacity by Reporting Type: Entergy
ReportingType | 2015 | 2020 | 2025 | 2030 | 2035 | 2040
BM | 0 | 0 | 0 | 0 | 0 | 0
CC | 0 | 0 | 0 | 0 | 0 | 0
CSP | 0 | 0 | 0 | 0 | 0 | 0
CT | 0 | 0 | 0 | 0 | 0 | 0
Coal | 892.9 | 892.9 | 892.9 | 892.9 | 892.9 | 892.9
Geo | 0 | 0 | 0 | 0 | 0 | 0
H | 0 | 0 | 0 | 0 | 0 | 0
LFG | 0 | 0 | 0 | 0 | 0 | 0
Nuc | 0 | 0 | 0 | 0 | 842 | 1839
PS | 0 | 0 | 0 | 0 | 0 | 0
PV | 0 | 0 | 0 | 0 | 0 | 0
PeakG | 0 | 0 | 0 | 0 | 0 | 0
PeakO | 0 | 0 | 0 | 0 | 0 | 0
ST | 0 | 0 | 0 | 0 | 0 | 0
STOG | 10913.27 | 10913.27 | 10913.27 | 10913.27 | 10913.27 | 10913.27
STWD | 0 | 0 | 0 | 0 | 0 | 0
WT | 0 | 0 | 0 | 0 | 0 | 0
IGCC | 0 | 0 | 0 | 0 | 0 | 0
DemandResponse | 0 | 0 | 0 | 0 | 0 | 0
IGCC-CCS | 0 | 0 | 0 | 0 | 0 | 0
WT_off | 0 | 0 | 0 | 0 | 0 | 0
PseudoUnit | 0 | 0 | 0 | 0 | 0 | 0
FixedInterchange | 0 | 0 | 0 | 0 | 0 | 0
Cumulative Retirements of Capacity by Reporting Type: FRCC
ReportingType | 2015 | 2020 | 2025 | 2030 | 2035 | 2040
BM | 0 | 0 | 0 | 0 | 0 | 0
CC | 0 | 0 | 0 | 0 | 0 | 0
CSP | 0 | 0 | 0 | 0 | 0 | 0
CT | 0 | 0 | 0 | 0 | 0 | 0
Coal | 466 | 1335 | 1335 | 1335 | 1335 | 1335
Geo | 0 | 0 | 0 | 0 | 0 | 0
H | 0 | 0 | 0 | 0 | 0 | 0
LFG | 0 | 0 | 0 | 0 | 0 | 0
Nuc | 0 | 0 | 0 | 0 | 1615.33 | 3292.33
PS | 0 | 0 | 0 | 0 | 0 | 0
PV | 0 | 0 | 0 | 0 | 0 | 0
PeakG | 0 | 0 | 0 | 0 | 0 | 0
PeakO | 0 | 0 | 0 | 0 | 0 | 0
ST | 0 | 0 | 0 | 0 | 0 | 0
STOG | 5372.35 | 6525.48 | 6525.48 | 6525.48 | 6525.48 | 6525.48
STWD | 0 | 0 | 0 | 0 | 0 | 0
WT | 0 | 0 | 0 | 0 | 0 | 0
IGCC | 0 | 0 | 0 | 0 | 0 | 0
DemandResponse | 0 | 0 | 0 | 0 | 0 | 0
IGCC-CCS | 0 | 0 | 0 | 0 | 0 | 0
WT_off | 0 | 0 | 0 | 0 | 0 | 0
PseudoUnit | 0 | 0 | 0 | 0 | 0 | 0
FixedInterchange | 0 | 0 | 0 | 0 | 0 | 0
Cumulative Retirements of Capacity by Reporting Type: MAPP_US
ReportingType | 2015 | 2020 | 2025 | 2030 | 2035 | 2040
BM | 0 | 0 | 0 | 0 | 0 | 0
CC | 0 | 0 | 0 | 0 | 0 | 0
CSP | 0 | 0 | 0 | 0 | 0 | 0
CT | 0 | 0 | 0 | 0 | 0 | 0
Coal | 612.6 | 1186.5 | 1186.5 | 1186.5 | 1186.5 | 1186.5
Geo | 0 | 0 | 0 | 0 | 0 | 0
H | 0 | 0 | 0 | 0 | 0 | 0
LFG | 0 | 0 | 0 | 0 | 0 | 0
Nuc | 0 | 0 | 0 | 0 | 0 | 0
PS | 0 | 0 | 0 | 0 | 0 | 0
PV | 0 | 0 | 0 | 0 | 0 | 0
PeakG | 0 | 0 | 0 | 0 | 0 | 0
PeakO | 270.19 | 270.19 | 270.19 | 270.19 | 270.19 | 270.19
ST | 0 | 0 | 0 | 0 | 0 | 0
STOG | 36 | 36 | 36 | 36 | 36 | 36
STWD | 0 | 0 | 0 | 0 | 0 | 0
WT | 0 | 0 | 0 | 0 | 0 | 0
IGCC | 0 | 0 | 0 | 0 | 0 | 0
DemandResponse | 0 | 0 | 0 | 0 | 0 | 0
IGCC-CCS | 0 | 0 | 0 | 0 | 0 | 0
WT_off | 0 | 0 | 0 | 0 | 0 | 0
PseudoUnit | 0 | 0 | 0 | 0 | 0 | 0
FixedInterchange | 0 | 0 | 0 | 0 | 0 | 0
Cumulative Retirements of Capacity by Reporting Type: MISO_IN
ReportingType | 2015 | 2020 | 2025 | 2030 | 2035 | 2040
BM | 0 | 0 | 0 | 0 | 0 | 0
CC | 0 | 0 | 0 | 0 | 0 | 0
CSP | 0 | 0 | 0 | 0 | 0 | 0
CT | 0 | 0 | 0 | 0 | 0 | 0
Coal | 1360.9 | 1360.9 | 1360.9 | 1360.9 | 1360.9 | 1360.9
Geo | 0 | 0 | 0 | 0 | 0 | 0
H | 0 | 0 | 0 | 0 | 0 | 0
LFG | 0 | 0 | 0 | 0 | 0 | 0
Nuc | 0 | 0 | 0 | 0 | 0 | 0
PS | 0 | 0 | 0 | 0 | 0 | 0
PV | 0 | 0 | 0 | 0 | 0 | 0
PeakG | 0 | 0 | 0 | 0 | 0 | 0
PeakO | 0 | 0 | 0 | 0 | 0 | 0
ST | 0 | 0 | 0 | 0 | 0 | 0
STOG | 0 | 0 | 0 | 0 | 0 | 0
STWD | 0 | 0 | 0 | 0 | 0 | 0
WT | 0 | 0 | 0 | 0 | 0 | 0
IGCC | 0 | 0 | 0 | 0 | 0 | 0
DemandResponse | 0 | 0 | 0 | 0 | 0 | 0
IGCC-CCS | 0 | 0 | 0 | 0 | 0 | 0
WT_off | 0 | 0 | 0 | 0 | 0 | 0
PseudoUnit | 0 | 0 | 0 | 0 | 0 | 0
FixedInterchange | 0 | 0 | 0 | 0 | 0 | 0
Cumulative Retirements of Capacity by Reporting Type: MISO_MI
ReportingType | 2015 | 2020 | 2025 | 2030 | 2035 | 2040
BM | 0 | 0 | 0 | 0 | 0 | 0
CC | 0 | 0 | 0 | 0 | 0 | 0
CSP | 0 | 0 | 0 | 0 | 0 | 0
CT | 0 | 0 | 0 | 0 | 0 | 0
Coal | 2326 | 3513 | 3513 | 3513 | 3513 | 3513
Geo | 0 | 0 | 0 | 0 | 0 | 0
H | 0 | 0 | 0 | 0 | 0 | 0
LFG | 0 | 0 | 0 | 0 | 0 | 0
Nuc | 0 | 0 | 0 | 0 | 778 | 778
PS | 0 | 0 | 0 | 0 | 0 | 0
PV | 0 | 0 | 0 | 0 | 0 | 0
PeakG | 0 | 0 | 0 | 0 | 0 | 0
PeakO | 0 | 0 | 0 | 0 | 0 | 0
ST | 0 | 0 | 0 | 0 | 0 | 0
STOG | 0 | 0 | 0 | 0 | 0 | 0
STWD | 0 | 0 | 0 | 0 | 0 | 0
WT | 0 | 0 | 0 | 0 | 0 | 0
IGCC | 0 | 0 | 0 | 0 | 0 | 0
DemandResponse | 0 | 0 | 0 | 0 | 0 | 0
IGCC-CCS | 0 | 0 | 0 | 0 | 0 | 0
WT_off | 0 | 0 | 0 | 0 | 0 | 0
PseudoUnit | 0 | 0 | 0 | 0 | 0 | 0
FixedInterchange | 0 | 0 | 0 | 0 | 0 | 0
Cumulative Retirements of Capacity by Reporting Type: MISO_MO-IL
ReportingType | 2015 | 2020 | 2025 | 2030 | 2035 | 2040
BM | 0 | 0 | 0 | 0 | 0 | 0
CC | 0 | 0 | 0 | 0 | 0 | 0
CSP | 0 | 0 | 0 | 0 | 0 | 0
CT | 0 | 0 | 0 | 0 | 0 | 0
Coal | 2241.7 | 3797.7 | 3797.7 | 3797.7 | 3797.7 | 3797.7
Geo | 0 | 0 | 0 | 0 | 0 | 0
H | 0 | 0 | 0 | 0 | 0 | 0
LFG | 0 | 0 | 0 | 0 | 0 | 0
Nuc | 0 | 0 | 0 | 0 | 0 | 0
PS | 0 | 0 | 0 | 0 | 0 | 0
PV | 0 | 0 | 0 | 0 | 0 | 0
PeakG | 0 | 0 | 0 | 0 | 0 | 0
PeakO | 0 | 0 | 0 | 0 | 0 | 0
ST | 0 | 0 | 0 | 0 | 0 | 0
STOG | 0 | 0 | 0 | 0 | 0 | 0
STWD | 0 | 0 | 0 | 0 | 0 | 0
WT | 0 | 0 | 0 | 0 | 0 | 0
IGCC | 0 | 0 | 0 | 0 | 0 | 0
DemandResponse | 0 | 0 | 0 | 0 | 0 | 0
IGCC-CCS | 0 | 0 | 0 | 0 | 0 | 0
WT_off | 0 | 0 | 0 | 0 | 0 | 0
PseudoUnit | 0 | 0 | 0 | 0 | 0 | 0
FixedInterchange | 0 | 0 | 0 | 0 | 0 | 0
Cumulative Retirements of Capacity by Reporting Type: MISO_W
ReportingType | 2015 | 2020 | 2025 | 2030 | 2035 | 2040
BM | 0 | 0 | 0 | 0 | 0 | 0
CC | 0 | 0 | 0 | 0 | 0 | 0
CSP | 0 | 0 | 0 | 0 | 0 | 0
CT | 0 | 0 | 0 | 0 | 0 | 0
Coal | 1451.36 | 2928.56 | 2928.56 | 2928.56 | 2928.56 | 2928.56
Geo | 0 | 0 | 0 | 0 | 0 | 0
H | 0 | 0 | 0 | 0 | 0 | 0
LFG | 0 | 0 | 0 | 0 | 0 | 0
Nuc | 0 | 0 | 0 | 0 | 2361.23 | 2361.23
PS | 0 | 0 | 0 | 0 | 0 | 0
PV | 0 | 0 | 0 | 0 | 0 | 0
PeakG | 0 | 0 | 0 | 0 | 0 | 0
PeakO | 0 | 0 | 0 | 0 | 0 | 0
ST | 0 | 0 | 0 | 0 | 0 | 0
STOG | 0 | 0 | 0 | 0 | 0 | 0
STWD | 0 | 0 | 0 | 0 | 0 | 0
WT | 0 | 0 | 0 | 0 | 0 | 0
IGCC | 0 | 0 | 0 | 0 | 0 | 0
DemandResponse | 0 | 0 | 0 | 0 | 0 | 0
IGCC-CCS | 0 | 0 | 0 | 0 | 0 | 0
WT_off | 0 | 0 | 0 | 0 | 0 | 0
PseudoUnit | 0 | 0 | 0 | 0 | 0 | 0
FixedInterchange | 0 | 0 | 0 | 0 | 0 | 0
Cumulative Retirements of Capacity by Reporting Type: MISO_WUMS
ReportingType | 2015 | 2020 | 2025 | 2030 | 2035 | 2040
BM | 0 | 0 | 0 | 0 | 0 | 0
CC | 0 | 0 | 0 | 0 | 0 | 0
CSP | 0 | 0 | 0 | 0 | 0 | 0
CT | 0 | 0 | 0 | 0 | 0 | 0
Coal | 2411.1 | 2411.1 | 2411.1 | 2411.1 | 2411.1 | 2411.1
Geo | 0 | 0 | 0 | 0 | 0 | 0
H | 0 | 0 | 0 | 0 | 0 | 0
LFG | 0 | 0 | 0 | 0 | 0 | 0
Nuc | 0 | 0 | 0 | 0 | 1816.9 | 1816.9
PS | 0 | 0 | 0 | 0 | 0 | 0
PV | 0 | 0 | 0 | 0 | 0 | 0
PeakG | 0 | 0 | 0 | 0 | 0 | 0
PeakO | 0 | 0 | 0 | 0 | 0 | 0
ST | 0 | 0 | 0 | 0 | 0 | 0
STOG | 59.5 | 59.5 | 59.5 | 59.5 | 59.5 | 59.5
STWD | 0 | 0 | 0 | 0 | 0 | 0
WT | 0 | 0 | 0 | 0 | 0 | 0
IGCC | 0 | 0 | 0 | 0 | 0 | 0
DemandResponse | 0 | 0 | 0 | 0 | 0 | 0
IGCC-CCS | 0 | 0 | 0 | 0 | 0 | 0
WT_off | 0 | 0 | 0 | 0 | 0 | 0
PseudoUnit | 0 | 0 | 0 | 0 | 0 | 0
FixedInterchange | 0 | 0 | 0 | 0 | 0 | 0
Cumulative Retirements of Capacity by Reporting Type: Nebraska
ReportingType | 2015 | 2020 | 2025 | 2030 | 2035 | 2040
BM | 0 | 0 | 0 | 0 | 0 | 0
CC | 0 | 0 | 0 | 0 | 0 | 0
CSP | 0 | 0 | 0 | 0 | 0 | 0
CT | 0 | 0 | 0 | 0 | 0 | 0
Coal | 0 | 275.6 | 1184.8 | 1184.8 | 1184.8 | 1184.8
Geo | 0 | 0 | 0 | 0 | 0 | 0
H | 0 | 0 | 0 | 0 | 0 | 0
LFG | 0 | 0 | 0 | 0 | 0 | 0
Nuc | 0 | 0 | 0 | 0 | 1251.8 | 1251.8
PS | 0 | 0 | 0 | 0 | 0 | 0
PV | 0 | 0 | 0 | 0 | 0 | 0
PeakG | 0 | 0 | 0 | 0 | 0 | 0
PeakO | 0 | 0 | 0 | 0 | 0 | 0
ST | 0 | 0 | 0 | 0 | 0 | 0
STOG | 270 | 270 | 270 | 270 | 270 | 270
STWD | 0 | 0 | 0 | 0 | 0 | 0
WT | 0 | 0 | 0 | 0 | 0 | 0
IGCC | 0 | 0 | 0 | 0 | 0 | 0
DemandResponse | 0 | 0 | 0 | 0 | 0 | 0
IGCC-CCS | 0 | 0 | 0 | 0 | 0 | 0
WT_off | 0 | 0 | 0 | 0 | 0 | 0
PseudoUnit | 0 | 0 | 0 | 0 | 0 | 0
FixedInterchange | 0 | 0 | 0 | 0 | 0 | 0
Cumulative Retirements of Capacity by Reporting Type: NEISO
ReportingType | 2015 | 2020 | 2025 | 2030 | 2035 | 2040
BM | 0 | 0 | 0 | 0 | 0 | 0
CC | 1554.65 | 2057.9 | 3012.45 | 3012.45 | 3012.45 | 3012.45
CSP | 0 | 0 | 0 | 0 | 0 | 0
CT | 0 | 0 | 0 | 9.5 | 9.5 | 9.5
Coal | 2250.13 | 2570.13 | 2570.13 | 2570.13 | 2570.13 | 2570.13
Geo | 0 | 0 | 0 | 0 | 0 | 0
H | 0 | 0 | 0 | 0 | 0 | 0
LFG | 0 | 0 | 0 | 0 | 0 | 0
Nuc | 0 | 0 | 0 | 0 | 1289 | 2165.92
PS | 0 | 0 | 0 | 0 | 0 | 0
PV | 0 | 0 | 0 | 0 | 0 | 0
PeakG | 0 | 0 | 0 | 0 | 0 | 0
PeakO | 465.56 | 465.56 | 465.56 | 465.56 | 465.56 | 465.56
ST | 0 | 0 | 0 | 0 | 0 | 0
STOG | 6237 | 6237 | 6237 | 6237 | 6237 | 6237
STWD | 0 | 0 | 0 | 0 | 0 | 0
WT | 0 | 0 | 0 | 0 | 0 | 0
IGCC | 0 | 0 | 0 | 0 | 0 | 0
DemandResponse | 0 | 0 | 0 | 0 | 0 | 0
IGCC-CCS | 0 | 0 | 0 | 0 | 0 | 0
WT_off | 0 | 0 | 0 | 0 | 468 | 1626
PseudoUnit | 0 | 0 | 0 | 0 | 0 | 0
FixedInterchange | 0 | 0 | 0 | 0 | 0 | 0
Cumulative Retirements of Capacity by Reporting Type: NonRTO_Midwest
ReportingType | 2015 | 2020 | 2025 | 2030 | 2035 | 2040
BM | 0 | 0 | 0 | 0 | 0 | 0
CC | 0 | 0 | 0 | 0 | 0 | 0
CSP | 0 | 0 | 0 | 0 | 0 | 0
CT | 0 | 0 | 0 | 0 | 0 | 0
Coal | 1789.65 | 1789.65 | 1789.65 | 1789.65 | 1789.65 | 1789.65
Geo | 0 | 0 | 0 | 0 | 0 | 0
H | 0 | 0 | 0 | 0 | 0 | 0
LFG | 0 | 0 | 0 | 0 | 0 | 0
Nuc | 0 | 0 | 0 | 0 | 0 | 0
PS | 0 | 0 | 0 | 0 | 0 | 0
PV | 0 | 0 | 0 | 0 | 0 | 0
PeakG | 0 | 0 | 0 | 0 | 0 | 0
PeakO | 0 | 0 | 0 | 0 | 0 | 0
ST | 0 | 0 | 0 | 0 | 0 | 0
STOG | 0 | 0 | 0 | 0 | 0 | 0
STWD | 0 | 0 | 0 | 0 | 0 | 0
WT | 0 | 0 | 0 | 0 | 0 | 0
IGCC | 0 | 0 | 0 | 0 | 0 | 0
DemandResponse | 0 | 0 | 0 | 0 | 0 | 0
IGCC-CCS | 0 | 0 | 0 | 0 | 0 | 0
WT_off | 0 | 0 | 0 | 0 | 0 | 0
PseudoUnit | 0 | 0 | 0 | 0 | 0 | 0
FixedInterchange | 0 | 0 | 0 | 0 | 0 | 0
Cumulative Retirements of Capacity by Reporting Type: NYISO_A-F
ReportingType | 2015 | 2020 | 2025 | 2030 | 2035 | 2040
BM | 0 | 0 | 0 | 0 | 0 | 0
CC | 551.22 | 551.22 | 551.22 | 551.22 | 551.22 | 551.22
CSP | 0 | 0 | 0 | 0 | 0 | 0
CT | 0 | 0 | 0 | 0 | 0 | 0
Coal | 2251.9 | 2251.9 | 2251.9 | 2251.9 | 2251.9 | 2251.9
Geo | 0 | 0 | 0 | 0 | 0 | 0
H | 0 | 0 | 0 | 0 | 0 | 0
LFG | 0 | 0 | 0 | 0 | 0 | 0
Nuc | 0 | 0 | 0 | 621.2 | 1201.7 | 2053.9
PS | 0 | 0 | 0 | 0 | 0 | 0
PV | 0 | 0 | 0 | 0 | 0 | 0
PeakG | 0 | 0 | 0 | 0 | 0 | 0
PeakO | 0 | 0 | 0 | 0 | 0 | 0
ST | 0 | 0 | 0 | 0 | 0 | 0
STOG | 1701 | 1701 | 1701 | 1701 | 1701 | 1701
STWD | 0 | 0 | 0 | 0 | 0 | 0
WT | 0 | 0 | 0 | 0 | 0 | 0
IGCC | 0 | 0 | 0 | 0 | 0 | 0
DemandResponse | 0 | 0 | 0 | 0 | 0 | 0
IGCC-CCS | 0 | 0 | 0 | 0 | 0 | 0
WT_off | 0 | 0 | 0 | 0 | 0 | 0
PseudoUnit | 0 | 0 | 0 | 0 | 0 | 0
FixedInterchange | 0 | 0 | 0 | 0 | 0 | 0
Cumulative Retirements of Capacity by Reporting Type: NYISO_G-I
ReportingType | 2015 | 2020 | 2025 | 2030 | 2035 | 2040
BM | 0 | 0 | 0 | 0 | 0 | 0
CC | 0 | 0 | 0 | 0 | 0 | 0
CSP | 0 | 0 | 0 | 0 | 0 | 0
CT | 0 | 0 | 0 | 0 | 0 | 0
Coal | 368.2 | 368.2 | 368.2 | 368.2 | 368.2 | 368.2
Geo | 0 | 0 | 0 | 0 | 0 | 0
H | 0 | 0 | 0 | 0 | 0 | 0
LFG | 0 | 0 | 0 | 0 | 0 | 0
Nuc | 0 | 0 | 0 | 0 | 1019.6 | 2044.6
PS | 0 | 0 | 0 | 0 | 0 | 0
PV | 0 | 0 | 0 | 0 | 0 | 0
PeakG | 0 | 0 | 0 | 0 | 0 | 0
PeakO | 0 | 0 | 0 | 0 | 0 | 0
ST | 0 | 0 | 0 | 0 | 0 | 0
STOG | 2431 | 2431 | 2431 | 2431 | 2431 | 2431
STWD | 0 | 0 | 0 | 0 | 0 | 0
WT | 0 | 0 | 0 | 0 | 0 | 0
IGCC | 0 | 0 | 0 | 0 | 0 | 0
DemandResponse | 0 | 0 | 0 | 0 | 0 | 0
IGCC-CCS | 0 | 0 | 0 | 0 | 0 | 0
WT_off | 0 | 0 | 0 | 0 | 0 | 0
PseudoUnit | 0 | 0 | 0 | 0 | 0 | 0
FixedInterchange | 0 | 0 | 0 | 0 | 0 | 0
Cumulative Retirements of Capacity by Reporting Type: NYISO_J-K
ReportingType | 2015 | 2020 | 2025 | 2030 | 2035 | 2040
BM | 0 | 0 | 0 | 0 | 0 | 0
CC | 0 | 0 | 0 | 0 | 0 | 0
CSP | 0 | 0 | 0 | 0 | 0 | 0
CT | 0 | 0 | 0 | 0 | 0 | 0
Coal | 0 | 0 | 0 | 0 | 0 | 0
Geo | 0 | 0 | 0 | 0 | 0 | 0
H | 0 | 0 | 0 | 0 | 0 | 0
LFG | 0 | 0 | 0 | 0 | 0 | 0
Nuc | 0 | 0 | 0 | 0 | 0 | 0
PS | 0 | 0 | 0 | 0 | 0 | 0
PV | 0 | 0 | 0 | 0 | 32 | 32
PeakG | 0 | 0 | 0 | 0 | 0 | 0
PeakO | 0 | 0 | 0 | 0 | 0 | 0
ST | 0 | 0 | 0 | 0 | 0 | 0
STOG | 3131.06 | 3131.06 | 3256.64 | 3256.64 | 3256.64 | 3256.64
STWD | 0 | 0 | 0 | 0 | 0 | 0
WT | 0 | 0 | 0 | 0 | 0 | 0
IGCC | 0 | 0 | 0 | 0 | 0 | 0
DemandResponse | 0 | 0 | 0 | 0 | 0 | 0
IGCC-CCS | 0 | 0 | 0 | 0 | 0 | 0
WT_off | 0 | 0 | 0 | 0 | 0 | 947
PseudoUnit | 0 | 0 | 0 | 0 | 0 | 0
FixedInterchange | 0 | 0 | 0 | 0 | 0 | 0
Cumulative Retirements of Capacity by Reporting Type: PJM_E
ReportingType | 2015 | 2020 | 2025 | 2030 | 2035 | 2040
BM | 0 | 0 | 0 | 0 | 0 | 0
CC | 0 | 0 | 0 | 0 | 0 | 0
CSP | 0 | 0 | 0 | 0 | 0 | 0
CT | 0 | 0 | 0 | 0 | 0 | 0
Coal | 3285 | 3853 | 3853 | 3853 | 3853 | 3853
Geo | 0 | 0 | 0 | 0 | 0 | 0
H | 0 | 0 | 0 | 0 | 0 | 0
LFG | 0 | 0 | 0 | 0 | 0 | 0
Nuc | 0 | 614.5 | 614.5 | 614.5 | 2838.5 | 4012.5
PS | 0 | 0 | 0 | 0 | 0 | 0
PV | 0 | 0 | 0 | 0 | 0 | 0
PeakG | 268.5 | 268.5 | 268.5 | 268.5 | 268.5 | 268.5
PeakO | 2.7 | 2.7 | 2.7 | 2.7 | 2.7 | 2.7
ST | 0 | 0 | 0 | 0 | 0 | 0
STOG | 813.38 | 813.38 | 813.38 | 813.38 | 813.38 | 813.38
STWD | 0 | 0 | 0 | 0 | 0 | 0
WT | 0 | 0 | 0 | 0 | 0 | 0
IGCC | 0 | 0 | 0 | 0 | 0 | 0
DemandResponse | 0 | 0 | 0 | 0 | 0 | 0
IGCC-CCS | 0 | 0 | 0 | 0 | 0 | 0
WT_off | 0 | 0 | 0 | 0 | 0 | 0
PseudoUnit | 0 | 0 | 0 | 0 | 0 | 0
FixedInterchange | 0 | 0 | 0 | 0 | 0 | 0
Cumulative Retirements of Capacity by Reporting Type: PJM_ROM
ReportingType | 2015 | 2020 | 2025 | 2030 | 2035 | 2040
BM | 0 | 0 | 0 | 0 | 0 | 0
CC | 0 | 0 | 0 | 0 | 0 | 0
CSP | 0 | 0 | 0 | 0 | 0 | 0
CT | 0 | 0 | 0 | 0 | 0 | 0
Coal | 8669.5 | 8669.5 | 8669.5 | 8669.5 | 8669.5 | 8669.5
Geo | 0 | 0 | 0 | 0 | 0 | 0
H | 0 | 0 | 0 | 0 | 0 | 0
LFG | 0 | 0 | 0 | 0 | 0 | 0
Nuc | 0 | 0 | 0 | 0 | 1732 | 2631
PS | 0 | 0 | 0 | 0 | 0 | 0
PV | 0 | 0 | 0 | 0 | 0 | 0
PeakG | 0 | 0 | 0 | 0 | 0 | 0
PeakO | 270 | 270 | 270 | 270 | 270 | 270
ST | 0 | 0 | 0 | 0 | 0 | 0
STOG | 580 | 580 | 580 | 580 | 580 | 580
STWD | 0 | 0 | 0 | 0 | 0 | 0
WT | 0 | 0 | 0 | 0 | 0 | 0
IGCC | 0 | 0 | 0 | 0 | 0 | 0
DemandResponse | 0 | 0 | 0 | 0 | 0 | 0
IGCC-CCS | 0 | 0 | 0 | 0 | 0 | 0
WT_off | 0 | 0 | 0 | 0 | 0 | 0
PseudoUnit | 0 | 0 | 0 | 0 | 0 | 0
FixedInterchange | 0 | 0 | 0 | 0 | 0 | 0
Cumulative Retirements of Capacity by Reporting Type: PJM_ROR
ReportingType | 2015 | 2020 | 2025 | 2030 | 2035 | 2040
BM | 0 | 0 | 0 | 0 | 0 | 192
CC | 0 | 0 | 0 | 0 | 0 | 0
CSP | 0 | 0 | 0 | 0 | 0 | 0
CT | 0 | 0 | 0 | 0 | 0 | 0
Coal | 13683.7 | 24641.4 | 24641.4 | 24641.4 | 24641.4 | 24641.4
Geo | 0 | 0 | 0 | 0 | 0 | 0
H | 0 | 0 | 0 | 0 | 0 | 0
LFG | 0 | 0 | 0 | 0 | 0 | 0
Nuc | 0 | 0 | 0 | 867 | 5142 | 10025.16
PS | 0 | 0 | 0 | 0 | 0 | 0
PV | 0 | 0 | 0 | 0 | 0 | 0
PeakG | 0 | 0 | 0 | 0 | 0 | 0
PeakO | 19 | 19 | 19 | 19 | 19 | 19
ST | 0 | 0 | 0 | 0 | 0 | 0
STOG | 35 | 35 | 35 | 35 | 35 | 35
STWD | 0 | 0 | 0 | 0 | 0 | 0
WT | 0 | 0 | 0 | 0 | 0 | 0
IGCC | 0 | 0 | 0 | 0 | 0 | 0
DemandResponse | 0 | 0 | 0 | 0 | 0 | 0
IGCC-CCS | 0 | 0 | 0 | 0 | 0 | 0
WT_off | 0 | 0 | 0 | 0 | 0 | 10.76
PseudoUnit | 0 | 0 | 0 | 0 | 0 | 0
FixedInterchange | 0 | 0 | 0 | 0 | 0 | 0
Cumulative Retirements of Capacity by Reporting Type: SOCO
ReportingType | 2015 | 2020 | 2025 | 2030 | 2035 | 2040
BM | 0 | 0 | 0 | 0 | 0 | 0
CC | 0 | 0 | 0 | 0 | 0 | 0
CSP | 0 | 0 | 0 | 0 | 0 | 0
CT | 0 | 0 | 0 | 0 | 0 | 0
Coal | 9936.77 | 10288 | 10288 | 10288 | 10288 | 10288
Geo | 0 | 0 | 0 | 0 | 0 | 0
H | 0 | 0 | 0 | 0 | 0 | 0
LFG | 0 | 0 | 0 | 0 | 0 | 0
Nuc | 0 | 0 | 0 | 0 | 0 | 2645.05
PS | 0 | 0 | 0 | 0 | 0 | 0
PV | 0 | 0 | 0 | 0 | 0 | 0
PeakG | 18.37 | 18.37 | 18.37 | 18.37 | 18.37 | 18.37
PeakO | 1139 | 1139 | 1139 | 1139 | 1139 | 1139
ST | 0 | 0 | 0 | 0 | 0 | 0
STOG | 854 | 854 | 854 | 854 | 854 | 854
STWD | 0 | 0 | 0 | 0 | 0 | 0
WT | 0 | 0 | 0 | 0 | 0 | 0
IGCC | 0 | 0 | 0 | 0 | 0 | 0
DemandResponse | 0 | 0 | 0 | 0 | 0 | 0
IGCC-CCS | 0 | 0 | 0 | 0 | 0 | 0
WT_off | 0 | 0 | 0 | 0 | 0 | 0
PseudoUnit | 0 | 0 | 0 | 0 | 0 | 0
FixedInterchange | 0 | 0 | 0 | 0 | 0 | 0
Cumulative Retirements of Capacity by Reporting Type: SPP_N
ReportingType | 2015 | 2020 | 2025 | 2030 | 2035 | 2040
BM | 0 | 0 | 0 | 0 | 0 | 0
CC | 0 | 0 | 0 | 0 | 0 | 0
CSP | 0 | 0 | 0 | 0 | 0 | 0
CT | 0 | 0 | 0 | 0 | 0 | 0
Coal | 334 | 1032.46 | 1975.56 | 2116.5 | 2116.5 | 2116.5
Geo | 0 | 0 | 0 | 0 | 0 | 0
H | 0 | 0 | 0 | 0 | 0 | 0
LFG | 0 | 0 | 0 | 0 | 0 | 0
Nuc | 0 | 0 | 0 | 0 | 0 | 0
PS | 0 | 0 | 0 | 0 | 0 | 0
PV | 0 | 0 | 0 | 0 | 0 | 0
PeakG | 0 | 0 | 0 | 0 | 0 | 0
PeakO | 0 | 0 | 0 | 0 | 0 | 0
ST | 0 | 0 | 0 | 0 | 0 | 0
STOG | 87 | 87 | 87 | 87 | 87 | 87
STWD | 0 | 0 | 0 | 0 | 0 | 0
WT | 0 | 0 | 0 | 0 | 0 | 0
IGCC | 0 | 0 | 0 | 0 | 0 | 0
DemandResponse | 0 | 0 | 0 | 0 | 0 | 0
IGCC-CCS | 0 | 0 | 0 | 0 | 0 | 0
WT_off | 0 | 0 | 0 | 0 | 0 | 0
PseudoUnit | 0 | 0 | 0 | 0 | 0 | 0
FixedInterchange | 0 | 0 | 0 | 0 | 0 | 0
Cumulative Retirements of Capacity by Reporting Type: SPP_S
ReportingType | 2015 | 2020 | 2025 | 2030 | 2035 | 2040
BM | 0 | 0 | 0 | 0 | 0 | 0
CC | 0 | 0 | 0 | 0 | 0 | 0
CSP | 0 | 0 | 0 | 0 | 0 | 0
CT | 0 | 0 | 0 | 0 | 0 | 0
Coal | 1097.08 | 1915.24 | 8570.8 | 8570.8 | 8570.8 | 8570.8
Geo | 0 | 0 | 0 | 0 | 0 | 0
H | 0 | 0 | 0 | 0 | 0 | 0
LFG | 0 | 0 | 0 | 0 | 0 | 0
Nuc | 0 | 0 | 0 | 0 | 0 | 0
PS | 0 | 0 | 0 | 0 | 0 | 0
PV | 0 | 0 | 0 | 0 | 0 | 0
PeakG | 0 | 0 | 0 | 0 | 0 | 0
PeakO | 0 | 0 | 0 | 0 | 0 | 0
ST | 0 | 0 | 0 | 0 | 0 | 0
STOG | 1060.41 | 1060.41 | 1060.41 | 1060.41 | 1060.41 | 1060.41
STWD | 0 | 0 | 0 | 0 | 0 | 0
WT | 0 | 0 | 0 | 0 | 0 | 0
IGCC | 0 | 0 | 0 | 0 | 0 | 0
DemandResponse | 0 | 0 | 0 | 0 | 0 | 0
IGCC-CCS | 0 | 0 | 0 | 0 | 0 | 0
WT_off | 0 | 0 | 0 | 0 | 0 | 0
PseudoUnit | 0 | 0 | 0 | 0 | 0 | 0
FixedInterchange | 0 | 0 | 0 | 0 | 0 | 0
Cumulative Retirements of Capacity by Reporting Type: TVA
ReportingType | 2015 | 2020 | 2025 | 2030 | 2035 | 2040
BM | 0 | 0 | 0 | 0 | 0 | 0
CC | 0 | 0 | 0 | 0 | 0 | 0
CSP | 0 | 0 | 0 | 0 | 0 | 0
CT | 0 | 0 | 0 | 0 | 0 | 0
Coal | 3610.95 | 4351.95 | 4351.95 | 4351.95 | 4351.95 | 4351.95
Geo | 0 | 0 | 0 | 0 | 0 | 0
H | 0 | 0 | 0 | 0 | 0 | 0
LFG | 0 | 0 | 0 | 0 | 0 | 0
Nuc | 0 | 0 | 0 | 0 | 2512.33 | 3791
PS | 0 | 0 | 0 | 0 | 0 | 0
PV | 0 | 0 | 0 | 0 | 0 | 0
PeakG | 0 | 0 | 0 | 0 | 0 | 0
PeakO | 0 | 0 | 0 | 0 | 0 | 0
ST | 0 | 0 | 0 | 0 | 0 | 0
STOG | 0 | 0 | 0 | 0 | 0 | 0
STWD | 0 | 0 | 0 | 0 | 0 | 0
WT | 0 | 0 | 0 | 0 | 0 | 0
IGCC | 0 | 0 | 0 | 0 | 0 | 0
DemandResponse | 0 | 0 | 0 | 0 | 0 | 0
IGCC-CCS | 0 | 0 | 0 | 0 | 0 | 0
WT_off | 0 | 0 | 0 | 0 | 0 | 0
PseudoUnit | 0 | 0 | 0 | 0 | 0 | 0
FixedInterchange | 0 | 0 | 0 | 0 | 0 | 0
Cumulative Retirements of Capacity by Reporting Type: TVA_Transmission
ReportingType | 2015 | 2020 | 2025 | 2030 | 2035 | 2040
BM | 0 | 0 | 0 | 0 | 0 | 0
CC | 0 | 0 | 0 | 0 | 0 | 0
CSP | 0 | 0 | 0 | 0 | 0 | 0
CT | 0 | 0 | 0 | 0 | 0 | 0
Coal | 0 | 0 | 0 | 0 | 0 | 0
Geo | 0 | 0 | 0 | 0 | 0 | 0
H | 0 | 0 | 0 | 0 | 0 | 0
LFG | 0 | 0 | 0 | 0 | 0 | 0
Nuc | 0 | 0 | 0 | 0 | 0 | 0
PS | 0 | 0 | 0 | 0 | 0 | 0
PV | 0 | 0 | 0 | 0 | 0 | 0
PeakG | 0 | 0 | 0 | 0 | 0 | 0
PeakO | 0 | 0 | 0 | 0 | 0 | 0
ST | 0 | 0 | 0 | 0 | 0 | 0
STOG | 0 | 0 | 0 | 0 | 0 | 0
STWD | 0 | 0 | 0 | 0 | 0 | 0
WT | 0 | 0 | 0 | 0 | 0 | 0
IGCC | 0 | 0 | 0 | 0 | 0 | 0
DemandResponse | 0 | 0 | 0 | 0 | 0 | 0
IGCC-CCS | 0 | 0 | 0 | 0 | 0 | 0
WT_off | 0 | 0 | 0 | 0 | 0 | 0
PseudoUnit | 0 | 0 | 0 | 0 | 0 | 0
FixedInterchange | 0 | 0 | 0 | 0 | 0 | 0
Cumulative Retirements of Capacity by Reporting Type: VACAR
ReportingType | 2015 | 2020 | 2025 | 2030 | 2035 | 2040
BM | 0 | 0 | 0 | 0 | 0 | 0
CC | 0 | 0 | 0 | 0 | 0 | 0
CSP | 0 | 0 | 0 | 0 | 0 | 0
CT | 0 | 0 | 0 | 0 | 0 | 0
Coal | 3383.99 | 5561.99 | 5561.99 | 5561.99 | 5561.99 | 5561.99
Geo | 0 | 0 | 0 | 0 | 0 | 0
H | 0 | 0 | 0 | 0 | 0 | 0
LFG | 0 | 0 | 0 | 0 | 0 | 0
Nuc | 0 | 0 | 0 | 0 | 3248 | 5106
PS | 0 | 0 | 0 | 0 | 0 | 0
PV | 0 | 0 | 0 | 0 | 0 | 0
PeakG | 0 | 0 | 0 | 0 | 0 | 0
PeakO | 0 | 0 | 0 | 0 | 0 | 0
ST | 0 | 0 | 0 | 0 | 0 | 0
STOG | 0 | 0 | 0 | 0 | 0 | 0
STWD | 0 | 0 | 0 | 0 | 0 | 0
WT | 0 | 0 | 0 | 0 | 0 | 0
IGCC | 0 | 0 | 0 | 0 | 0 | 0
DemandResponse | 0 | 0 | 0 | 0 | 0 | 0
IGCC-CCS | 0 | 0 | 0 | 0 | 0 | 0
WT_off | 0 | 0 | 0 | 0 | 0 | 0
PseudoUnit | 0 | 0 | 0 | 0 | 0 | 0
FixedInterchange | 0 | 0 | 0 | 0 | 0 | 0
Cumulative Retirements of Capacity by Reporting Type: IESO
ReportingType | 2015 | 2020 | 2025 | 2030 | 2035 | 2040
BM | 0 | 0 | 0 | 0 | 0 | 0
CC | 3107.3 | 3107.3 | 3107.3 | 3107.3 | 3107.3 | 3107.3
CSP | 0 | 0 | 0 | 0 | 0 | 0
CT | 0 | 0 | 0 | 0 | 0 | 0
Coal | 6416 | 6416 | 6416 | 6416 | 6416 | 6416
Geo | 0 | 0 | 0 | 0 | 0 | 0
H | 0 | 0 | 0 | 0 | 0 | 0
LFG | 0 | 0 | 0 | 0 | 0 | 0
Nuc | 0 | 0 | 0 | 0 | 1030 | 2570
PS | 0 | 0 | 0 | 0 | 0 | 0
PV | 0 | 0 | 0 | 0 | 1067.26 | 1067.26
PeakG | 0 | 0 | 0 | 0 | 0 | 0
PeakO | 145.65 | 145.65 | 145.65 | 145.65 | 145.65 | 145.65
ST | 0 | 0 | 0 | 0 | 0 | 0
STOG | 2126 | 2126 | 2126 | 2126 | 2126 | 2126
STWD | 139 | 139 | 139 | 139 | 139 | 139
WT | 0 | 0 | 0 | 0 | 2105.9 | 2105.9
IGCC | 0 | 0 | 0 | 0 | 0 | 0
DemandResponse | 0 | 0 | 0 | 0 | 0 | 0
IGCC-CCS | 0 | 0 | 0 | 0 | 0 | 0
WT_off | 0 | 0 | 0 | 0 | 0 | 0
PseudoUnit | 0 | 0 | 0 | 0 | 0 | 0
FixedInterchange | 0 | 0 | 0 | 0 | 0 | 0
Cumulative Retirements of Capacity by Reporting Type: MAPP_CA
ReportingType | 2015 | 2020 | 2025 | 2030 | 2035 | 2040
BM | 0 | 0 | 0 | 0 | 0 | 0
CC | 0 | 0 | 0 | 527.68 | 527.68 | 527.68
CSP | 0 | 0 | 0 | 0 | 0 | 0
CT | 0 | 0 | 0 | 0 | 10 | 10
Coal | 85.02 | 450.12 | 1720.91 | 1745.9 | 1745.9 | 1745.9
Geo | 0 | 0 | 0 | 0 | 0 | 0
H | 0 | 0 | 0 | 0 | 0 | 0
LFG | 0 | 0 | 0 | 0 | 0 | 0
Nuc | 0 | 0 | 0 | 0 | 0 | 0
PS | 0 | 0 | 0 | 0 | 0 | 0
PV | 0 | 0 | 0 | 0 | 0 | 0
PeakG | 0 | 0 | 0 | 0 | 0 | 0
PeakO | 0 | 0 | 0 | 0 | 0 | 0
ST | 0 | 0 | 0 | 0 | 0 | 0
STOG | 0 | 0 | 0 | 126 | 126 | 126
STWD | 0 | 0 | 0 | 0 | 0 | 0
WT | 0 | 0 | 0 | 0 | 0 | 0
IGCC | 0 | 0 | 0 | 0 | 0 | 0
DemandResponse | 0 | 0 | 0 | 0 | 0 | 0
IGCC-CCS | 0 | 0 | 0 | 0 | 0 | 0
WT_off | 0 | 0 | 0 | 0 | 0 | 0
PseudoUnit | 0 | 0 | 0 | 0 | 0 | 0
FixedInterchange | 0 | 0 | 0 | 0 | 0 | 0
Cumulative Retirements of Capacity by Reporting Type: AZ_NM_SNV_Coal
ReportingType | 2015 | 2020 | 2025 | 2030 | 2035 | 2040
BM | 0 | 0 | 0 | 0 | 0 | 0
CC | 0 | 0 | 0 | 0 | 0 | 0
CSP | 0 | 0 | 0 | 0 | 0 | 0
CT | 0 | 0 | 0 | 0 | 0 | 0
Coal | 0 | 0 | 0 | 0 | 0 | 0
Geo | 0 | 0 | 0 | 0 | 0 | 0
H | 0 | 0 | 0 | 0 | 0 | 0
LFG | 0 | 0 | 0 | 0 | 0 | 0
Nuc | 0 | 0 | 0 | 0 | 0 | 0
PS | 0 | 0 | 0 | 0 | 0 | 0
PV | 0 | 0 | 0 | 0 | 0 | 0
PeakG | 0 | 0 | 0 | 0 | 0 | 0
PeakO | 200 | 200 | 200 | 200 | 200 | 200
ST | 0 | 0 | 0 | 0 | 0 | 0
STOG | 0 | 0 | 0 | 0 | 0 | 0
STWD | 0 | 0 | 0 | 0 | 0 | 0
WT | 0 | 0 | 0 | 0 | 0 | 0
IGCC | 0 | 0 | 0 | 0 | 0 | 0
DemandResponse | 0 | 0 | 0 | 0 | 0 | 0
IGCC-CCS | 0 | 0 | 0 | 0 | 0 | 0
WT_off | 0 | 0 | 0 | 0 | 0 | 0
PseudoUnit | 0 | 0 | 0 | 0 | 0 | 0
FixedInterchange | 0 | 0 | 0 | 0 | 0 | 0
Cumulative Retirements of Capacity by Reporting Type: AZ_NM_SNV_Gas
ReportingType | 2015 | 2020 | 2025 | 2030 | 2035 | 2040
BM | 0 | 0 | 0 | 0 | 0 | 0
CC | 1095 | 1095 | 1095 | 1095 | 1095 | 1095
CSP | 0 | 0 | 0 | 0 | 0 | 0
CT | 0 | 0 | 0 | 0 | 736 | 736
Coal | 0 | 0 | 0 | 0 | 0 | 0
Geo | 0 | 0 | 0 | 0 | 0 | 0
H | 0 | 0 | 0 | 0 | 0 | 0
LFG | 0 | 0 | 0 | 0 | 0 | 0
Nuc | 0 | 0 | 0 | 0 | 0 | 0
PS | 0 | 0 | 0 | 0 | 0 | 0
PV | 0 | 0 | 0 | 0 | 0 | 0
PeakG | 1479.54 | 1479.54 | 1479.54 | 1479.54 | 1479.54 | 3660
PeakO | 0 | 0 | 0 | 0 | 0 | 0
ST | 0 | 0 | 0 | 0 | 0 | 0
STOG | 2064 | 2064 | 2064 | 2064 | 2064 | 2064
STWD | 0 | 0 | 0 | 0 | 0 | 0
WT | 0 | 0 | 0 | 0 | 0 | 0
IGCC | 0 | 0 | 0 | 0 | 0 | 0
DemandResponse | 0 | 0 | 0 | 0 | 0 | 0
IGCC-CCS | 0 | 0 | 0 | 0 | 0 | 0
WT_off | 0 | 0 | 0 | 0 | 0 | 0
PseudoUnit | 0 | 0 | 0 | 0 | 0 | 0
FixedInterchange | 0 | 0 | 0 | 0 | 0 | 0
Cumulative Retirements of Capacity by Reporting Type: AZ_NM_SNV_NucRenew
ReportingType | 2015 | 2020 | 2025 | 2030 | 2035 | 2040
BM | 0 | 0 | 0 | 0 | 0 | 0
CC | 0 | 0 | 0 | 0 | 0 | 0
CSP | 65 | 65 | 65 | 65 | 65 | 65
CT | 0 | 0 | 0 | 0 | 0 | 0
Coal | 0 | 0 | 0 | 0 | 0 | 0
Geo | 0 | 0 | 0 | 0 | 0 | 0
H | 0 | 0 | 0 | 0 | 0 | 0
LFG | 0 | 0 | 0 | 0 | 0 | 0
Nuc | 0 | 0 | 0 | 0 | 0 | 0
PS | 0 | 0 | 0 | 0 | 0 | 0
PV | 0 | 0 | 0 | 0 | 0 | 0
PeakG | 0 | 0 | 0 | 0 | 0 | 0
PeakO | 0 | 0 | 0 | 0 | 0 | 0
ST | 0 | 0 | 0 | 0 | 0 | 0
STOG | 0 | 0 | 0 | 0 | 0 | 0
STWD | 0 | 0 | 0 | 0 | 0 | 0
WT | 0 | 0 | 0 | 0 | 0 | 0
IGCC | 0 | 0 | 0 | 0 | 0 | 0
DemandResponse | 0 | 0 | 0 | 0 | 0 | 0
IGCC-CCS | 0 | 0 | 0 | 0 | 0 | 0
WT_off | 0 | 0 | 0 | 0 | 0 | 0
PseudoUnit | 0 | 0 | 0 | 0 | 0 | 0
FixedInterchange | 0 | 0 | 0 | 0 | 0 | 0
Cumulative Retirements of Capacity by Reporting Type: ERCOT
ReportingType | 2015 | 2020 | 2025 | 2030 | 2035 | 2040
BM | 0 | 0 | 0 | 0 | 0 | 0
CC | 0 | 0 | 0 | 0 | 0 | 0
CSP | 0 | 0 | 0 | 0 | 0 | 0
CT | 0 | 0 | 0 | 0 | 0 | 0
Coal | 1144 | 1144 | 1144 | 1144 | 1144 | 1144
Geo | 0 | 0 | 0 | 0 | 0 | 0
H | 0 | 0 | 0 | 0 | 0 | 0
LFG | 0 | 0 | 0 | 0 | 0 | 0
Nuc | 0 | 0 | 0 | 0 | 0 | 0
PS | 0 | 0 | 0 | 0 | 0 | 0
PV | 0 | 0 | 0 | 0 | 14 | 14
PeakG | 0 | 0 | 0 | 0 | 0 | 0
PeakO | 0 | 0 | 0 | 0 | 0 | 0
ST | 0 | 0 | 0 | 0 | 0 | 0
STOG | 1713.29 | 1713.29 | 1713.29 | 1713.29 | 1713.29 | 1713.29
STWD | 0 | 0 | 0 | 0 | 0 | 0
WT | 0 | 0 | 0 | 0 | 0 | 0
IGCC | 0 | 0 | 0 | 0 | 0 | 0
DemandResponse | 0 | 0 | 0 | 0 | 0 | 0
IGCC-CCS | 0 | 0 | 0 | 0 | 0 | 0
WT_off | 0 | 0 | 0 | 0 | 0 | 0
PseudoUnit | 0 | 0 | 0 | 0 | 0 | 0
FixedInterchange | 0 | 0 | 0 | 0 | 0 | 0
Cumulative Retirements of Capacity by Reporting Type: NP15
ReportingType | 2015 | 2020 | 2025 | 2030 | 2035 | 2040
BM | 0 | 0 | 0 | 0 | 0 | 0
CC | 0 | 0 | 0 | 0 | 0 | 0
CSP | 0 | 0 | 0 | 0 | 0 | 0
CT | 0 | 0 | 0 | 0 | 0 | 0
Coal | 163.7 | 191.9 | 191.9 | 191.9 | 191.9 | 191.9
Geo | 0 | 0 | 0 | 0 | 0 | 0
H | 0 | 0 | 0 | 0 | 0 | 0
LFG | 0 | 0 | 0 | 0 | 0 | 0
Nuc | 0 | 0 | 0 | 0 | 0 | 0
PS | 0 | 0 | 0 | 0 | 0 | 0
PV | 0 | 0 | 0 | 0 | 6.5 | 6.5
PeakG | 0 | 0 | 0 | 0 | 0 | 0
PeakO | 156 | 156 | 156 | 156 | 156 | 156
ST | 0 | 0 | 0 | 0 | 0 | 0
STOG | 1046.4 | 1046.4 | 1046.4 | 1046.4 | 1046.4 | 1046.4
STWD | 0 | 0 | 0 | 0 | 0 | 0
WT | 0 | 0 | 0 | 0 | 0 | 0
IGCC | 0 | 0 | 0 | 0 | 0 | 0
DemandResponse | 0 | 0 | 0 | 0 | 0 | 0
IGCC-CCS | 0 | 0 | 0 | 0 | 0 | 0
WT_off | 0 | 0 | 0 | 0 | 0 | 0
PseudoUnit | 0 | 0 | 0 | 0 | 0 | 0
FixedInterchange | 0 | 0 | 0 | 0 | 0 | 0
Cumulative Retirements of Capacity by Reporting Type: NWPP_Coal
ReportingType | 2015 | 2020 | 2025 | 2030 | 2035 | 2040
BM | 0 | 0 | 0 | 0 | 0 | 0
CC | 0 | 0 | 0 | 0 | 0 | 0
CSP | 0 | 0 | 0 | 0 | 0 | 0
CT | 0 | 0 | 0 | 0 | 0 | 0
Coal | 685.88 | 685.88 | 685.88 | 685.88 | 685.88 | 685.88
Geo | 0 | 0 | 0 | 0 | 0 | 0
H | 0 | 0 | 0 | 0 | 0 | 0
LFG | 0 | 0 | 0 | 0 | 0 | 0
Nuc | 0 | 0 | 0 | 0 | 0 | 0
PS | 0 | 0 | 0 | 0 | 0 | 0
PV | 0 | 0 | 0 | 0 | 0 | 0
PeakG | 0 | 0 | 0 | 0 | 0 | 0
PeakO | 183 | 183 | 183 | 183 | 183 | 183
ST | 0 | 0 | 0 | 0 | 0 | 0
STOG | 0 | 0 | 0 | 0 | 0 | 0
STWD | 0 | 0 | 0 | 0 | 0 | 0
WT | 0 | 0 | 0 | 0 | 0 | 0
IGCC | 0 | 0 | 0 | 0 | 0 | 0
DemandResponse | 0 | 0 | 0 | 0 | 0 | 0
IGCC-CCS | 0 | 0 | 0 | 0 | 0 | 0
WT_off | 0 | 0 | 0 | 0 | 0 | 0
PseudoUnit | 0 | 0 | 0 | 0 | 0 | 0
FixedInterchange | 0 | 0 | 0 | 0 | 0 | 0
Cumulative Retirements of Capacity by Reporting Type: NWPP_Gas
ReportingType | 2015 | 2020 | 2025 | 2030 | 2035 | 2040
BM | 0 | 0 | 0 | 0 | 0 | 0
CC | 1678 | 1678 | 1678 | 1678 | 1678 | 1678
CSP | 0 | 0 | 0 | 0 | 0 | 0
CT | 0 | 0 | 0 | 0 | 150 | 150
Coal | 0 | 0 | 0 | 0 | 0 | 0
Geo | 0 | 0 | 0 | 0 | 0 | 0
H | 0 | 0 | 0 | 0 | 0 | 0
LFG | 0 | 0 | 0 | 0 | 0 | 0
Nuc | 0 | 0 | 0 | 0 | 0 | 0
PS | 0 | 0 | 0 | 0 | 0 | 0
PV | 0 | 0 | 0 | 0 | 0 | 0
PeakG | 2623 | 2623 | 2623 | 2623 | 2623 | 2623
PeakO | 0 | 0 | 0 | 0 | 0 | 0
ST | 0 | 0 | 0 | 0 | 0 | 0
STOG | 786 | 786 | 786 | 786 | 786 | 786
STWD | 0 | 0 | 0 | 0 | 0 | 0
WT | 0 | 0 | 0 | 0 | 0 | 0
IGCC | 0 | 0 | 0 | 0 | 0 | 0
DemandResponse | 0 | 0 | 0 | 0 | 0 | 0
IGCC-CCS | 0 | 0 | 0 | 0 | 0 | 0
WT_off | 0 | 0 | 0 | 0 | 0 | 0
PseudoUnit | 0 | 0 | 0 | 0 | 0 | 0
FixedInterchange | 0 | 0 | 0 | 0 | 0 | 0
Cumulative Retirements of Capacity by Reporting Type: NWPP_NucRenew
ReportingType | 2015 | 2020 | 2025 | 2030 | 2035 | 2040
BM | 0 | 0 | 0 | 0 | 0 | 0
CC | 0 | 0 | 0 | 0 | 0 | 0
CSP | 0 | 0 | 0 | 0 | 0 | 0
CT | 0 | 0 | 0 | 0 | 0 | 0
Coal | 0 | 0 | 0 | 0 | 0 | 0
Geo | 4.8 | 4.8 | 4.8 | 4.8 | 4.8 | 4.8
H | 0 | 0 | 0 | 0 | 0 | 0
LFG | 0 | 0 | 0 | 0 | 0 | 0
Nuc | 0 | 0 | 0 | 0 | 0 | 0
PS | 0 | 0 | 0 | 0 | 0 | 0
PV | 0 | 0 | 0 | 0 | 0 | 0
PeakG | 0 | 0 | 0 | 0 | 0 | 0
PeakO | 0 | 0 | 0 | 0 | 0 | 0
ST | 0 | 0 | 0 | 0 | 0 | 0
STOG | 0 | 0 | 0 | 0 | 0 | 0
STWD | 181.91 | 181.91 | 181.91 | 181.91 | 181.91 | 181.91
WT | 0 | 0 | 0 | 0 | 0 | 0
IGCC | 0 | 0 | 0 | 0 | 0 | 0
DemandResponse | 0 | 0 | 0 | 0 | 0 | 0
IGCC-CCS | 0 | 0 | 0 | 0 | 0 | 0
WT_off | 0 | 0 | 0 | 0 | 0 | 0
PseudoUnit | 0 | 0 | 0 | 0 | 0 | 0
FixedInterchange | 0 | 0 | 0 | 0 | 0 | 0
Cumulative Retirements of Capacity by Reporting Type: RMPA
ReportingType | 2015 | 2020 | 2025 | 2030 | 2035 | 2040
BM | 0 | 0 | 0 | 0 | 0 | 0
CC | 0 | 0 | 0 | 0 | 0 | 0
CSP | 1 | 1 | 1 | 1 | 1 | 1
CT | 0 | 0 | 0 | 0 | 38.47 | 38.47
Coal | 480 | 650.5 | 1102.62 | 1102.62 | 1102.62 | 1249.5
Geo | 0 | 0 | 0 | 0 | 0 | 0
H | 0 | 0 | 0 | 0 | 0 | 0
LFG | 0 | 0 | 0 | 0 | 0 | 0
Nuc | 0 | 0 | 0 | 0 | 0 | 0
PS | 0 | 0 | 0 | 0 | 0 | 0
PV | 0 | 0 | 0 | 0 | 0 | 0
PeakG | 0 | 0 | 0 | 0 | 0 | 0
PeakO | 0 | 0 | 0 | 0 | 0 | 0
ST | 0 | 0 | 0 | 0 | 0 | 0
STOG | 217 | 217 | 217 | 217 | 217 | 217
STWD | 0 | 0 | 0 | 0 | 0 | 0
WT | 0 | 0 | 0 | 0 | 0 | 0
IGCC | 0 | 0 | 0 | 0 | 0 | 0
DemandResponse | 0 | 0 | 0 | 0 | 0 | 0
IGCC-CCS | 0 | 0 | 0 | 0 | 0 | 0
WT_off | 0 | 0 | 0 | 0 | 0 | 0
PseudoUnit | 0 | 0 | 0 | 0 | 0 | 0
FixedInterchange | 0 | 0 | 0 | 0 | 0 | 0
Cumulative Retirements of Capacity by Reporting Type: SP15
ReportingType | 2015 | 2020 | 2025 | 2030 | 2035 | 2040
BM | 0 | 0 | 0 | 0 | 0 | 0
CC | 0 | 0 | 0 | 0 | 0 | 0
CSP | 409 | 409 | 409 | 409 | 409 | 409
CT | 0 | 0 | 0 | 0 | 0 | 0
Coal | 141.5 | 141.5 | 141.5 | 141.5 | 242.7 | 242.7
Geo | 0 | 0 | 0 | 0 | 0 | 0
H | 0 | 0 | 0 | 0 | 0 | 0
LFG | 0 | 0 | 0 | 0 | 0 | 0
Nuc | 0 | 0 | 0 | 0 | 0 | 0
PS | 0 | 0 | 0 | 0 | 0 | 0
PV | 0 | 0 | 0 | 0 | 3.8 | 3.8
PeakG | 44 | 44 | 44 | 44 | 44 | 44
PeakO | 15 | 15 | 15 | 15 | 15 | 15
ST | 0 | 0 | 0 | 0 | 0 | 0
STOG | 958 | 958 | 958 | 958 | 958 | 958
STWD | 0 | 0 | 0 | 0 | 0 | 0
WT | 126.2 | 126.2 | 126.2 | 126.2 | 126.2 | 126.2
IGCC | 0 | 0 | 0 | 0 | 0 | 0
DemandResponse | 0 | 0 | 0 | 0 | 0 | 0
IGCC-CCS | 0 | 0 | 0 | 0 | 0 | 0
WT_off | 0 | 0 | 0 | 0 | 0 | 0
PseudoUnit | 0 | 0 | 0 | 0 | 0 | 0
FixedInterchange | 0 | 0 | 0 | 0 | 0 | 0
Cumulative Retirements of Capacity by Reporting Type: ALB
ReportingType | 2015 | 2020 | 2025 | 2030 | 2035 | 2040
BM | 0 | 0 | 0 | 0 | 0 | 0
CC | 0 | 0 | 0 | 0 | 200.12 | 200.12
CSP | 0 | 0 | 0 | 0 | 0 | 0
CT | 0 | 0 | 0 | 0 | 201.5 | 201.5
Coal | 0 | 0 | 0 | 0 | 0 | 0
Geo | 0 | 0 | 0 | 0 | 0 | 0
H | 0 | 0 | 0 | 0 | 0 | 0
LFG | 0 | 0 | 0 | 0 | 0 | 0
Nuc | 0 | 0 | 0 | 0 | 0 | 0
PS | 0 | 0 | 0 | 0 | 0 | 0
PV | 0 | 0 | 0 | 0 | 0 | 0
PeakG | 880.29 | 914.79 | 914.79 | 914.79 | 914.79 | 914.79
PeakO | 6 | 6 | 6 | 6 | 6 | 6
ST | 0 | 0 | 0 | 0 | 0 | 0
STOG | 186 | 186 | 186 | 186 | 186 | 186
STWD | 174 | 174 | 174 | 174 | 174 | 174
WT | 0 | 0 | 0 | 0 | 0 | 0
IGCC | 0 | 0 | 0 | 0 | 0 | 0
DemandResponse | 0 | 0 | 0 | 0 | 0 | 0
IGCC-CCS | 0 | 0 | 0 | 0 | 0 | 0
WT_off | 0 | 0 | 0 | 0 | 0 | 0
PseudoUnit | 0 | 0 | 0 | 0 | 0 | 0
FixedInterchange | 0 | 0 | 0 | 0 | 0 | 0
Cumulative Retirements of Capacity by Reporting Type: BC
ReportingType | 2015 | 2020 | 2025 | 2030 | 2035 | 2040
BM | 0 | 0 | 0 | 0 | 0 | 0
CC | 0 | 0 | 0 | 0 | 0 | 0
CSP | 0 | 0 | 0 | 0 | 0 | 0
CT | 0 | 0 | 0 | 0 | 0 | 0
Coal | 0 | 0 | 0 | 0 | 0 | 0
Geo | 0 | 0 | 0 | 0 | 0 | 0
H | 0 | 0 | 0 | 0 | 0 | 0
LFG | 0 | 0 | 0 | 0 | 0 | 0
Nuc | 0 | 0 | 0 | 0 | 0 | 0
PS | 0 | 0 | 0 | 0 | 0 | 0
PV | 0 | 0 | 0 | 0 | 0 | 0
PeakG | 0 | 0 | 0 | 0 | 0 | 0
PeakO | 0 | 0 | 0 | 0 | 0 | 0
ST | 0 | 0 | 0 | 0 | 0 | 0
STOG | 938 | 938 | 938 | 938 | 938 | 938
STWD | 0 | 0 | 0 | 0 | 0 | 0
WT | 0 | 0 | 0 | 0 | 0 | 0
IGCC | 0 | 0 | 0 | 0 | 0 | 0
DemandResponse | 0 | 0 | 0 | 0 | 0 | 0
IGCC-CCS | 0 | 0 | 0 | 0 | 0 | 0
WT_off | 0 | 0 | 0 | 0 | 0 | 0
PseudoUnit | 0 | 0 | 0 | 0 | 0 | 0
FixedInterchange | 0 | 0 | 0 | 0 | 0 | 0
Cumulative Retirements of Capacity by Reporting Type: HQ_IESO
ReportingType | 2015 | 2020 | 2025 | 2030 | 2035 | 2040
BM | 0 | 0 | 0 | 0 | 0 | 0
CC | 0 | 0 | 0 | 0 | 0 | 0
CSP | 0 | 0 | 0 | 0 | 0 | 0
CT | 0 | 0 | 0 | 0 | 0 | 0
Coal | 0 | 0 | 0 | 0 | 0 | 0
Geo | 0 | 0 | 0 | 0 | 0 | 0
H | 0 | 0 | 0 | 0 | 0 | 0
LFG | 0 | 0 | 0 | 0 | 0 | 0
Nuc | 0 | 0 | 0 | 0 | 0 | 0
PS | 0 | 0 | 0 | 0 | 0 | 0
PV | 0 | 0 | 0 | 0 | 0 | 0
PeakG | 0 | 0 | 0 | 0 | 0 | 0
PeakO | 0 | 0 | 0 | 0 | 0 | 0
ST | 0 | 0 | 0 | 0 | 0 | 0
STOG | 0 | 0 | 0 | 0 | 0 | 0
STWD | 0 | 0 | 0 | 0 | 0 | 0
WT | 0 | 0 | 0 | 0 | 0 | 0
IGCC | 0 | 0 | 0 | 0 | 0 | 0
DemandResponse | 0 | 0 | 0 | 0 | 0 | 0
IGCC-CCS | 0 | 0 | 0 | 0 | 0 | 0
WT_off | 0 | 0 | 0 | 0 | 0 | 0
PseudoUnit | 0 | 0 | 0 | 0 | 0 | 0
FixedInterchange | 0 | 0 | 0 | 0 | 0 | 0
Cumulative Retirements of Capacity by Reporting Type: HQ_NEISO
ReportingType | 2015 | 2020 | 2025 | 2030 | 2035 | 2040
BM | 0 | 0 | 0 | 0 | 0 | 0
CC | 0 | 0 | 0 | 0 | 0 | 0
CSP | 0 | 0 | 0 | 0 | 0 | 0
CT | 0 | 0 | 0 | 0 | 0 | 0
Coal | 0 | 0 | 0 | 0 | 0 | 0
Geo | 0 | 0 | 0 | 0 | 0 | 0
H | 0 | 0 | 0 | 0 | 0 | 0
LFG | 0 | 0 | 0 | 0 | 0 | 0
Nuc | 0 | 0 | 0 | 0 | 0 | 0
PS | 0 | 0 | 0 | 0 | 0 | 0
PV | 0 | 0 | 0 | 0 | 0 | 0
PeakG | 0 | 0 | 0 | 0 | 0 | 0
PeakO | 0 | 0 | 0 | 0 | 0 | 0
ST | 0 | 0 | 0 | 0 | 0 | 0
STOG | 0 | 0 | 0 | 0 | 0 | 0
STWD | 0 | 0 | 0 | 0 | 0 | 0
WT | 0 | 0 | 0 | 0 | 0 | 0
IGCC | 0 | 0 | 0 | 0 | 0 | 0
DemandResponse | 0 | 0 | 0 | 0 | 0 | 0
IGCC-CCS | 0 | 0 | 0 | 0 | 0 | 0
WT_off | 0 | 0 | 0 | 0 | 0 | 0
PseudoUnit | 0 | 0 | 0 | 0 | 0 | 0
FixedInterchange | 0 | 0 | 0 | 0 | 0 | 0
Cumulative Retirements of Capacity by Reporting Type: HQ_NY
ReportingType | 2015 | 2020 | 2025 | 2030 | 2035 | 2040
BM | 0 | 0 | 0 | 0 | 0 | 0
CC | 0 | 0 | 0 | 0 | 0 | 0
CSP | 0 | 0 | 0 | 0 | 0 | 0
CT | 0 | 0 | 0 | 0 | 0 | 0
Coal | 0 | 0 | 0 | 0 | 0 | 0
Geo | 0 | 0 | 0 | 0 | 0 | 0
H | 0 | 0 | 0 | 0 | 0 | 0
LFG | 0 | 0 | 0 | 0 | 0 | 0
Nuc | 0 | 0 | 0 | 0 | 0 | 0
PS | 0 | 0 | 0 | 0 | 0 | 0
PV | 0 | 0 | 0 | 0 | 0 | 0
PeakG | 0 | 0 | 0 | 0 | 0 | 0
PeakO | 0 | 0 | 0 | 0 | 0 | 0
ST | 0 | 0 | 0 | 0 | 0 | 0
STOG | 0 | 0 | 0 | 0 | 0 | 0
STWD | 0 | 0 | 0 | 0 | 0 | 0
WT | 0 | 0 | 0 | 0 | 0 | 0
IGCC | 0 | 0 | 0 | 0 | 0 | 0
DemandResponse | 0 | 0 | 0 | 0 | 0 | 0
IGCC-CCS | 0 | 0 | 0 | 0 | 0 | 0
WT_off | 0 | 0 | 0 | 0 | 0 | 0
PseudoUnit | 0 | 0 | 0 | 0 | 0 | 0
FixedInterchange | 0 | 0 | 0 | 0 | 0 | 0
Cumulative Retirements of Capacity by Reporting Type: MARITIMES
ReportingType | 2015 | 2020 | 2025 | 2030 | 2035 | 2040
BM | 0 | 0 | 0 | 0 | 0 | 0
CC | 0 | 0 | 0 | 0 | 0 | 0
CSP | 0 | 0 | 0 | 0 | 0 | 0
CT | 0 | 0 | 0 | 0 | 0 | 0
Coal | 0 | 0 | 0 | 0 | 0 | 0
Geo | 0 | 0 | 0 | 0 | 0 | 0
H | 0 | 0 | 0 | 0 | 0 | 0
LFG | 0 | 0 | 0 | 0 | 0 | 0
Nuc | 0 | 0 | 0 | 0 | 0 | 0
PS | 0 | 0 | 0 | 0 | 0 | 0
PV | 0 | 0 | 0 | 0 | 0 | 0
PeakG | 0 | 0 | 0 | 0 | 0 | 0
PeakO | 0 | 0 | 0 | 0 | 0 | 0
ST | 0 | 0 | 0 | 0 | 0 | 0
STOG | 0 | 0 | 0 | 0 | 0 | 0
STWD | 0 | 0 | 0 | 0 | 0 | 0
WT | 0 | 0 | 0 | 0 | 0 | 0
IGCC | 0 | 0 | 0 | 0 | 0 | 0
DemandResponse | 0 | 0 | 0 | 0 | 0 | 0
IGCC-CCS | 0 | 0 | 0 | 0 | 0 | 0
WT_off | 0 | 0 | 0 | 0 | 0 | 0
PseudoUnit | 0 | 0 | 0 | 0 | 0 | 0
FixedInterchange | 0 | 0 | 0 | 0 | 0 | 0
Cumulative Retirements of Capacity by Reporting Type: All
ReportingType | 2015 | 2020 | 2025 | 2030 | 2035 | 2040
BM | 0 | 0 | 0 | 0 | 0 | 192
CC | 7986.17 | 8489.43 | 9443.97 | 9971.65 | 10171.78 | 10171.78
CSP | 475 | 475 | 475 | 475 | 475 | 475
CT | 0 | 0 | 0 | 9.5 | 1145.47 | 1145.47
Coal | 71539.54 | 94674.58 | 104905.36 | 105071.29 | 105172.49 | 105319.36
Geo | 4.8 | 4.8 | 4.8 | 4.8 | 4.8 | 4.8
H | 0 | 0 | 0 | 0 | 0 | 0
LFG | 0 | 0 | 0 | 0 | 0 | 0
Nuc | 0 | 614.5 | 614.5 | 2102.7 | 28678.4 | 48384.39
PS | 0 | 0 | 0 | 0 | 0 | 0
PV | 0 | 0 | 0 | 0 | 1123.56 | 1123.56
PeakG | 5313.7 | 5348.2 | 5348.2 | 5348.2 | 5348.2 | 7528.66
PeakO | 2872.09 | 2872.09 | 2872.09 | 2872.09 | 2872.09 | 2872.09
ST | 0 | 0 | 0 | 0 | 0 | 0
STOG | 43615.65 | 44768.79 | 44894.37 | 45020.37 | 45020.37 | 45020.37
STWD | 494.91 | 494.91 | 494.91 | 494.91 | 494.91 | 494.91
WT | 126.2 | 126.2 | 126.2 | 126.2 | 2232.1 | 2232.1
IGCC | 0 | 0 | 0 | 0 | 0 | 0
DemandResponse | 0 | 0 | 0 | 0 | 0 | 0
IGCC-CCS | 0 | 0 | 0 | 0 | 0 | 0
WT_off | 0 | 0 | 0 | 0 | 468 | 2583.76
PseudoUnit | 0 | 0 | 0 | 0 | 0 | 0
FixedInterchange | 0 | 0 | 0 | 0 | 0 | 0
Cumulative Retirements of Capacity by Reporting Type: EI_US
ReportingType | 2015 | 2020 | 2025 | 2030 | 2035 | 2040
BM | 0 | 0 | 0 | 0 | 0 | 192
CC | 2105.87 | 2609.12 | 3563.67 | 3563.67 | 3563.67 | 3563.67
CSP | 0 | 0 | 0 | 0 | 0 | 0
CT | 0 | 0 | 0 | 9.5 | 9.5 | 9.5
Coal | 62423.44 | 84994.68 | 93502.55 | 93643.48 | 93643.48 | 93643.48
Geo | 0 | 0 | 0 | 0 | 0 | 0
H | 0 | 0 | 0 | 0 | 0 | 0
LFG | 0 | 0 | 0 | 0 | 0 | 0
Nuc | 0 | 614.5 | 614.5 | 2102.7 | 27648.4 | 45814.39
PS | 0 | 0 | 0 | 0 | 0 | 0
PV | 0 | 0 | 0 | 0 | 32 | 32
PeakG | 286.87 | 286.87 | 286.87 | 286.87 | 286.87 | 286.87
PeakO | 2166.44 | 2166.44 | 2166.44 | 2166.44 | 2166.44 | 2166.44
ST | 0 | 0 | 0 | 0 | 0 | 0
STOG | 33580.97 | 34734.1 | 34859.68 | 34859.68 | 34859.68 | 34859.68
STWD | 0 | 0 | 0 | 0 | 0 | 0
WT | 0 | 0 | 0 | 0 | 0 | 0
IGCC | 0 | 0 | 0 | 0 | 0 | 0
DemandResponse | 0 | 0 | 0 | 0 | 0 | 0
IGCC-CCS | 0 | 0 | 0 | 0 | 0 | 0
WT_off | 0 | 0 | 0 | 0 | 468 | 2583.76
PseudoUnit | 0 | 0 | 0 | 0 | 0 | 0
FixedInterchange | 0 | 0 | 0 | 0 | 0 | 0
Cumulative Retirements of Capacity by Reporting Type: EI_Canada
ReportingType | 2015 | 2020 | 2025 | 2030 | 2035 | 2040
BM | 0 | 0 | 0 | 0 | 0 | 0
CC | 3107.3 | 3107.3 | 3107.3 | 3634.99 | 3634.99 | 3634.99
CSP | 0 | 0 | 0 | 0 | 0 | 0
CT | 0 | 0 | 0 | 0 | 10 | 10
Coal | 6501.02 | 6866.12 | 8136.91 | 8161.9 | 8161.9 | 8161.9
Geo | 0 | 0 | 0 | 0 | 0 | 0
H | 0 | 0 | 0 | 0 | 0 | 0
LFG | 0 | 0 | 0 | 0 | 0 | 0
Nuc | 0 | 0 | 0 | 0 | 1030 | 2570
PS | 0 | 0 | 0 | 0 | 0 | 0
PV | 0 | 0 | 0 | 0 | 1067.26 | 1067.26
PeakG | 0 | 0 | 0 | 0 | 0 | 0
PeakO | 145.65 | 145.65 | 145.65 | 145.65 | 145.65 | 145.65
ST | 0 | 0 | 0 | 0 | 0 | 0
STOG | 2126 | 2126 | 2126 | 2252 | 2252 | 2252
STWD | 139 | 139 | 139 | 139 | 139 | 139
WT | 0 | 0 | 0 | 0 | 2105.9 | 2105.9
IGCC | 0 | 0 | 0 | 0 | 0 | 0
DemandResponse | 0 | 0 | 0 | 0 | 0 | 0
IGCC-CCS | 0 | 0 | 0 | 0 | 0 | 0
WT_off | 0 | 0 | 0 | 0 | 0 | 0
PseudoUnit | 0 | 0 | 0 | 0 | 0 | 0
FixedInterchange | 0 | 0 | 0 | 0 | 0 | 0
Cumulative Retirements of Capacity by Reporting Type: EI
ReportingType | 2015 | 2020 | 2025 | 2030 | 2035 | 2040
BM | 0 | 0 | 0 | 0 | 0 | 192
CC | 5213.17 | 5716.43 | 6670.97 | 7198.65 | 7198.65 | 7198.65
CSP | 0 | 0 | 0 | 0 | 0 | 0
CT | 0 | 0 | 0 | 9.5 | 19.5 | 19.5
Coal | 68924.46 | 91860.8 | 101639.45 | 101805.38 | 101805.38 | 101805.38
Geo | 0 | 0 | 0 | 0 | 0 | 0
H | 0 | 0 | 0 | 0 | 0 | 0
LFG | 0 | 0 | 0 | 0 | 0 | 0
Nuc | 0 | 614.5 | 614.5 | 2102.7 | 28678.4 | 48384.39
PS | 0 | 0 | 0 | 0 | 0 | 0
PV | 0 | 0 | 0 | 0 | 1099.26 | 1099.26
PeakG | 286.87 | 286.87 | 286.87 | 286.87 | 286.87 | 286.87
PeakO | 2312.09 | 2312.09 | 2312.09 | 2312.09 | 2312.09 | 2312.09
ST | 0 | 0 | 0 | 0 | 0 | 0
STOG | 35706.97 | 36860.1 | 36985.68 | 37111.68 | 37111.68 | 37111.68
STWD | 139 | 139 | 139 | 139 | 139 | 139
WT | 0 | 0 | 0 | 0 | 2105.9 | 2105.9
IGCC | 0 | 0 | 0 | 0 | 0 | 0
DemandResponse | 0 | 0 | 0 | 0 | 0 | 0
IGCC-CCS | 0 | 0 | 0 | 0 | 0 | 0
WT_off | 0 | 0 | 0 | 0 | 468 | 2583.76
PseudoUnit | 0 | 0 | 0 | 0 | 0 | 0
FixedInterchange | 0 | 0 | 0 | 0 | 0 | 0
Cumulative Retirements of Capacity by Reporting Type: Outside_EI
ReportingType | 2015 | 2020 | 2025 | 2030 | 2035 | 2040
BM | 0 | 0 | 0 | 0 | 0 | 0
CC | 2773 | 2773 | 2773 | 2773 | 2973.12 | 2973.12
CSP | 475 | 475 | 475 | 475 | 475 | 475
CT | 0 | 0 | 0 | 0 | 1125.97 | 1125.97
Coal | 2615.08 | 2813.78 | 3265.9 | 3265.9 | 3367.1 | 3513.98
Geo | 4.8 | 4.8 | 4.8 | 4.8 | 4.8 | 4.8
H | 0 | 0 | 0 | 0 | 0 | 0
LFG | 0 | 0 | 0 | 0 | 0 | 0
Nuc | 0 | 0 | 0 | 0 | 0 | 0
PS | 0 | 0 | 0 | 0 | 0 | 0
PV | 0 | 0 | 0 | 0 | 24.3 | 24.3
PeakG | 5026.83 | 5061.33 | 5061.33 | 5061.33 | 5061.33 | 7241.79
PeakO | 560 | 560 | 560 | 560 | 560 | 560
ST | 0 | 0 | 0 | 0 | 0 | 0
STOG | 7908.69 | 7908.69 | 7908.69 | 7908.69 | 7908.69 | 7908.69
STWD | 355.91 | 355.91 | 355.91 | 355.91 | 355.91 | 355.91
WT | 126.2 | 126.2 | 126.2 | 126.2 | 126.2 | 126.2
IGCC | 0 | 0 | 0 | 0 | 0 | 0
DemandResponse | 0 | 0 | 0 | 0 | 0 | 0
IGCC-CCS | 0 | 0 | 0 | 0 | 0 | 0
WT_off | 0 | 0 | 0 | 0 | 0 | 0
PseudoUnit | 0 | 0 | 0 | 0 | 0 | 0
FixedInterchange | 0 | 0 | 0 | 0 | 0 | 0
#5 | Total Installed ACTIVE Capacity (MW)
Total Installed Capacity by Reporting Type: Entergy
ReportingType | 2015 | 2020 | 2025 | 2030 | 2035 | 2040
BM | 0 | 0 | 0 | 0 | 0 | 0
CC | 13885 | 13885 | 13885 | 13885 | 13885 | 13885
CSP | 0 | 0 | 0 | 0 | 0 | 0
CT | 0 | 0 | 0 | 237.01 | 398.16 | 2023.83
Coal | 8136 | 8136 | 8136 | 8136 | 8136 | 8136
Geo | 0 | 0 | 0 | 0 | 0 | 0
H | 744 | 744 | 744 | 744 | 744 | 744
LFG | 8 | 8 | 8 | 115.4 | 115.4 | 115.4
Nuc | 5422 | 5422 | 5422 | 5422 | 4580 | 3583
PS | 59 | 59 | 59 | 59 | 59 | 59
PV | 0.28 | 65.33 | 100.79 | 104.2 | 108.02 | 110.63
PeakG | 2787 | 2787 | 2787 | 2787 | 2787 | 2787
PeakO | 174 | 174 | 174 | 174 | 174 | 174
ST | 0 | 0 | 0 | 0 | 0 | 0
STOG | 3951.73 | 3951.73 | 3951.73 | 3951.73 | 3951.73 | 3951.73
STWD | 206 | 206 | 206 | 206 | 206 | 206
WT | 107 | 107 | 107 | 107 | 107 | 207
IGCC | 0 | 0 | 0 | 0 | 0 | 0
DemandResponse | 301.55 | 1538.95 | 2854.33 | 2930.78 | 3009.27 | 3089.87
IGCC-CCS | 0 | 0 | 0 | 0 | 0 | 0
WT_off | 0 | 0 | 0 | 0 | 0 | 0
PseudoUnit | 0 | 0 | 0 | 0 | 0 | 0
FixedInterchange | 0 | 0 | 0 | 0 | 0 | 0
Total Installed Capacity by Reporting Type: FRCC
ReportingType | 2015 | 2020 | 2025 | 2030 | 2035 | 2040
BM | 0 | 0 | 0 | 0 | 0 | 0
CC | 23300.9 | 27609.35 | 28406.45 | 28916.66 | 37999.44 | 43285.1
CSP | 0 | 0 | 0 | 0 | 0 | 0
CT | 2480 | 2480 | 2480 | 2480 | 2480 | 2480
Coal | 8997.4 | 8128.4 | 8128.4 | 8128.4 | 8128.4 | 8128.4
Geo | 0 | 0 | 0 | 0 | 0 | 0
H | 55 | 55 | 55 | 55 | 55 | 55
LFG | 486 | 486 | 684 | 684 | 684 | 684
Nuc | 4131.33 | 4131.33 | 4131.33 | 4131.33 | 2516 | 839
PS | 0 | 0 | 0 | 0 | 0 | 0
PV | 51 | 51 | 51 | 51 | 51 | 51
PeakG | 8431 | 8431 | 8431 | 8431 | 8431 | 8431
PeakO | 2283 | 2283 | 2283 | 2283 | 2283 | 2283
ST | 0 | 0 | 0 | 0 | 0 | 0
STOG | 4460.65 | 3307.52 | 3307.52 | 3307.52 | 3307.52 | 3307.52
STWD | 195 | 195 | 195 | 195 | 195 | 195
WT | 0 | 0 | 0 | 0 | 0 | 0
IGCC | 0 | 0 | 0 | 0 | 0 | 0
DemandResponse | 2734.45 | 3962.85 | 5527.63 | 5878.95 | 6252.59 | 6649.99
IGCC-CCS | 0 | 0 | 0 | 0 | 0 | 0
WT_off | 0 | 0 | 0 | 0 | 0 | 0
PseudoUnit | 0 | 0 | 0 | 0 | 0 | 0
FixedInterchange | 0 | 0 | 0 | 0 | 0 | 0
Total Installed Capacity by Reporting Type: MAPP_US
ReportingType | 2015 | 2020 | 2025 | 2030 | 2035 | 2040
BM | 0 | 0 | 0 | 0 | 0 | 0
CC | 289 | 289 | 289 | 289 | 289 | 289
CSP | 0 | 0 | 0 | 0 | 0 | 0
CT | 308.3 | 308.3 | 308.3 | 308.3 | 1087.19 | 1167.86
Coal | 2933.9 | 2360 | 2360 | 2360 | 2360 | 2360
Geo | 44 | 44 | 44 | 44 | 44 | 44
H | 2186 | 2186 | 2186 | 2186 | 2186 | 2186
LFG | 2 | 2 | 2 | 73.67 | 73.67 | 73.67
Nuc | 0.1 | 0.1 | 0.1 | 0.1 | 0.1 | 0.1
PS | 0 | 0 | 0 | 0 | 0 | 0
PV | 0 | 0 | 0 | 0 | 0 | 0
PeakG | 709 | 709 | 709 | 709 | 709 | 709
PeakO | 75.81 | 75.81 | 75.81 | 75.81 | 75.81 | 75.81
ST | 0 | 0 | 0 | 0 | 0 | 0
STOG | 0 | 0 | 0 | 0 | 0 | 0
STWD | 0 | 0 | 0 | 0 | 0 | 0
WT | 1689.3 | 3020.13 | 3020.13 | 6822.34 | 7453.83 | 10121.46
IGCC | 0 | 0 | 0 | 0 | 0 | 0
DemandResponse | 59 | 199.4 | 353.8 | 367.81 | 382.38 | 397.53
IGCC-CCS | 0 | 0 | 0 | 0 | 0 | 0
WT_off | 0 | 0 | 0 | 0 | 0 | 0
PseudoUnit | 0 | 0 | 0 | 0 | 0 | 0
FixedInterchange | 0 | 0 | 0 | 0 | 0 | 0
Total Installed Capacity by Reporting Type: MISO_IN
ReportingType | 2015 | 2020 | 2025 | 2030 | 2035 | 2040
BM | 0 | 0 | 0 | 0 | 0 | 0
CC | 1396 | 1396 | 1396 | 1396 | 1396 | 1605.35
CSP | 0 | 0 | 0 | 0 | 0 | 0
CT | 0 | 0 | 0 | 0 | 0 | 0
Coal | 13385.8 | 13385.8 | 13385.8 | 13385.8 | 13385.8 | 13385.8
Geo | 0 | 0 | 0 | 0 | 0 | 0
H | 75 | 75 | 75 | 75 | 75 | 75
LFG | 37 | 37 | 117.13 | 117.13 | 117.13 | 117.13
Nuc | 0.1 | 0.1 | 0.1 | 0.1 | 0.1 | 0.1
PS | 0 | 0 | 0 | 0 | 0 | 0
PV | 0 | 235.95 | 383.16 | 383.16 | 394.79 | 408.27
PeakG | 3053 | 3053 | 3053 | 3053 | 3053 | 3053
PeakO | 361 | 361 | 361 | 361 | 361 | 361
ST | 0 | 0 | 0 | 0 | 0 | 0
STOG | 279 | 279 | 279 | 279 | 279 | 279
STWD | 0 | 0 | 0 | 0 | 0 | 0
WT | 535 | 535 | 535 | 535 | 535 | 535
IGCC | 618 | 618 | 618 | 618 | 618 | 618
DemandResponse | 1068.55 | 1287.74 | 1545.09 | 1592.8 | 1641.97 | 1692.67
IGCC-CCS | 0 | 0 | 0 | 0 | 0 | 0
WT_off | 0 | 0 | 0 | 0 | 0 | 0
PseudoUnit | 0 | 0 | 0 | 0 | 0 | 0
FixedInterchange | 0 | 0 | 0 | 0 | 0 | 0
Total Installed Capacity by Reporting Type: MISO_MI
ReportingType | 2015 | 2020 | 2025 | 2030 | 2035 | 2040
BM | 0 | 0 | 0 | 0 | 0 | 0
CC | 4338 | 4338 | 4338 | 4338 | 4338 | 4338
CSP | 0 | 0 | 0 | 0 | 0 | 0
CT | 0 | 0 | 0 | 0 | 0 | 0
Coal | 8466 | 7279 | 7279 | 7279 | 7279 | 7279
Geo | 0 | 0 | 0 | 0 | 0 | 0
H | 141 | 141 | 141 | 141 | 141 | 141
LFG | 163 | 251.24 | 323.25 | 323.25 | 323.25 | 323.25
Nuc | 1889 | 1889 | 1889 | 1889 | 1111 | 1111
PS | 1872 | 1872 | 1872 | 1872 | 1872 | 1872
PV | 0 | 0 | 0 | 0 | 0 | 0
PeakG | 3562 | 3562 | 3562 | 3562 | 3562 | 3562
PeakO | 534 | 534 | 534 | 534 | 534 | 534
ST | 0 | 0 | 0 | 0 | 0 | 0
STOG | 2852 | 2852 | 2852 | 2852 | 2852 | 2852
STWD | 163 | 163 | 163 | 163 | 163 | 163
WT | 2161 | 2376.04 | 2458.19 | 2458.19 | 2496.61 | 2709.99
IGCC | 0 | 0 | 0 | 0 | 0 | 0
DemandResponse | 1838.88 | 2351.35 | 3000.3 | 3120.7 | 3245.93 | 3376.18
IGCC-CCS | 0 | 0 | 0 | 0 | 0 | 0
WT_off | 0 | 0 | 0 | 250 | 250 | 250
PseudoUnit | 0 | 0 | 0 | 0 | 0 | 0
FixedInterchange | 0 | 0 | 0 | 0 | 0 | 0
Total Installed Capacity by Reporting Type: MISO_MO-IL
ReportingType | 2015 | 2020 | 2025 | 2030 | 2035 | 2040
BM | 0 | 0 | 0 | 0 | 0 | 0
CC | 1058 | 1058 | 1058 | 1058 | 1058 | 1058
CSP | 0 | 0 | 0 | 0 | 0 | 0
CT | 0 | 0 | 0 | 0 | 0 | 0
Coal | 13512 | 11956 | 11956 | 11956 | 11956 | 11956
Geo | 0 | 0 | 0 | 0 | 0 | 0
H | 352 | 632 | 632 | 632 | 632 | 632
LFG | 18 | 18 | 241.33 | 241.33 | 241.33 | 241.33
Nuc | 2233 | 2233 | 2233 | 2233 | 2233 | 2233
PS | 440 | 440 | 440 | 440 | 440 | 440
PV | 0 | 0 | 0 | 0 | 0 | 0
PeakG | 4595 | 4595 | 4595 | 4595 | 4595 | 4595
PeakO | 766 | 766 | 766 | 766 | 766 | 766
ST | 0 | 0 | 0 | 0 | 0 | 0
STOG | 592 | 592 | 592 | 592 | 592 | 592
STWD | 0 | 0 | 0 | 0 | 0 | 0
WT | 678 | 678 | 678 | 678 | 678 | 3462.54
IGCC | 0 | 0 | 0 | 0 | 0 | 0
DemandResponse | 301.14 | 1139.8 | 2067.65 | 2153.82 | 2243.59 | 2337.1
IGCC-CCS | 0 | 0 | 0 | 0 | 0 | 0
WT_off | 0 | 0 | 0 | 0 | 0 | 0
PseudoUnit | 0 | 0 | 0 | 0 | 0 | 0
FixedInterchange | 0 | 0 | 0 | 0 | 0 | 0
Total Installed Capacity by Reporting Type: MISO_W
ReportingType | 2015 | 2020 | 2025 | 2030 | 2035 | 2040
BM | 0 | 0 | 0 | 0 | 0 | 0
CC | 3025 | 3025 | 3025 | 3025 | 3025 | 3025
CSP | 0 | 0 | 0 | 0 | 0 | 0
CT | 0 | 0 | 0 | 0 | 0 | 0
Coal | 12483.23 | 11006.03 | 11006.03 | 11006.03 | 11006.03 | 11006.03
Geo | 0 | 0 | 0 | 0 | 0 | 0
H | 497 | 497 | 497 | 497 | 497 | 497
LFG | 205 | 205 | 276.67 | 276.67 | 276.67 | 276.67
Nuc | 2361.33 | 2361.33 | 2361.33 | 2361.33 | 0.1 | 0.1
PS | 0 | 0 | 0 | 0 | 0 | 0
PV | 0 | 0 | 0 | 0 | 0 | 0
PeakG | 4522 | 4522 | 4522 | 4522 | 4522 | 4522
PeakO | 2154 | 2154 | 2154 | 2154 | 2154 | 2154
ST | 0 | 0 | 0 | 0 | 0 | 0
STOG | 172 | 172 | 172 | 172 | 172 | 172
STWD | 313 | 313 | 313 | 313 | 313 | 313
WT | 8358.5 | 8415.69 | 12332.87 | 26837.6 | 26837.6 | 28969.73
IGCC | 0 | 0 | 0 | 0 | 0 | 0
DemandResponse | 2622.87 | 2885.77 | 3318.4 | 3449.86 | 3586.51 | 3728.59
IGCC-CCS | 0 | 0 | 0 | 0 | 0 | 0
WT_off | 0 | 0 | 0 | 0 | 0 | 0
PseudoUnit | 0 | 0 | 0 | 0 | 0 | 0
FixedInterchange | 0 | 0 | 0 | 0 | 0 | 0
Total Installed Capacity by Reporting Type: MISO_WUMS
ReportingType | 2015 | 2020 | 2025 | 2030 | 2035 | 2040
BM | 0 | 0 | 0 | 0 | 0 | 0
CC | 2724 | 2724 | 2724 | 2724 | 2724 | 2724
CSP | 0 | 0 | 0 | 0 | 0 | 0
CT | 0 | 4446.04 | 6789.38 | 12099.49 | 23283.73 | 26414
Coal | 5749.1 | 5749.1 | 5749.1 | 5749.1 | 5749.1 | 5749.1
Geo | 0 | 0 | 0 | 0 | 0 | 0
H | 336 | 337 | 337 | 337 | 337 | 337
LFG | 71 | 71 | 294.33 | 294.33 | 294.33 | 294.33
Nuc | 1817 | 1817 | 1817 | 1817 | 0.1 | 0.1
PS | 0 | 0 | 0 | 0 | 0 | 0
PV | 0 | 0 | 0 | 0 | 0 | 0
PeakG | 3230 | 3230 | 3230 | 3230 | 3230 | 3230
PeakO | 490 | 490 | 490 | 490 | 490 | 490
ST | 0 | 0 | 0 | 0 | 0 | 0
STOG | 300.5 | 300.5 | 300.5 | 300.5 | 300.5 | 300.5
STWD | 105 | 105 | 105 | 105 | 105 | 105
WT | 1528.9 | 1528.9 | 1528.9 | 1528.9 | 1528.9 | 1559.7
IGCC | 0 | 0 | 0 | 0 | 0 | 0
DemandResponse | 193.34 | 453.12 | 737.75 | 762.42 | 787.92 | 814.26
IGCC-CCS | 0 | 0 | 0 | 0 | 0 | 0
WT_off | 0 | 0 | 0 | 0 | 0 | 0
PseudoUnit | 0 | 0 | 0 | 0 | 0 | 0
FixedInterchange | 0 | 0 | 0 | 0 | 0 | 0
Total Installed Capacity by Reporting Type: Nebraska
ReportingType | 2015 | 2020 | 2025 | 2030 | 2035 | 2040
BM | 0 | 0 | 0 | 0 | 0 | 0
CC | 358 | 358 | 358 | 358 | 358 | 358
CSP | 0 | 0 | 0 | 0 | 0 | 0
CT | 0 | 0 | 0 | 0 | 0 | 0
Coal | 4110.1 | 3834.5 | 2925.3 | 2925.3 | 2925.3 | 2925.3
Geo | 0 | 0 | 0 | 0 | 0 | 0
H | 167 | 167 | 167 | 167 | 167 | 167
LFG | 6 | 6 | 6 | 77.67 | 77.67 | 77.67
Nuc | 1252 | 1252 | 1252 | 1252 | 0.2 | 0.2
PS | 0 | 0 | 0 | 0 | 0 | 0
PV | 0 | 0 | 0 | 0 | 0 | 0
PeakG | 1305 | 1305 | 1305 | 1305 | 1305 | 1305
PeakO | 326 | 326 | 326 | 326 | 326 | 326
ST | 0 | 0 | 0 | 0 | 0 | 0
STOG | 0 | 0 | 0 | 0 | 0 | 0
STWD | 0 | 0 | 0 | 0 | 0 | 0
WT | 344 | 16121.82 | 42038.55 | 65204.13 | 70217.79 | 70217.79
IGCC | 0 | 0 | 0 | 0 | 0 | 0
DemandResponse | 624.42 | 756.13 | 918.4 | 954.78 | 992.6 | 1031.92
IGCC-CCS | 0 | 0 | 0 | 0 | 0 | 0
WT_off | 0 | 0 | 0 | 0 | 0 | 0
PseudoUnit | 0 | 0 | 0 | 0 | 0 | 0
FixedInterchange | 0 | 0 | 0 | 0 | 0 | 0
Total Installed Capacity by Reporting Type: NEISO
ReportingType | 2015 | 2020 | 2025 | 2030 | 2035 | 2040
BM | 252.2 | 252.2 | 252.2 | 252.2 | 252.2 | 252.2
CC | 11957.85 | 11454.6 | 10500.05 | 10500.05 | 10500.05 | 10500.05
CSP | 0 | 0 | 0 | 0 | 0 | 0
CT | 334 | 334 | 334 | 324.5 | 324.5 | 324.5
Coal | 320 | 0 | 0 | 0 | 0 | 0
Geo | 0 | 0 | 0 | 0 | 0 | 0
H | 3257.7 | 3260.7 | 3260.7 | 3260.7 | 3260.7 | 3260.7
LFG | 581.26 | 581.26 | 651 | 651 | 651 | 651
Nuc | 4645 | 4645 | 4645 | 4645 | 3356 | 2479.08
PS | 1674 | 1674 | 1674 | 1674 | 1674 | 1674
PV | 2 | 325.36 | 326.85 | 326.85 | 326.85 | 326.9
PeakG | 1200 | 1200 | 1200 | 1200 | 1200 | 1200
PeakO | 717.44 | 717.44 | 717.44 | 717.44 | 717.44 | 717.44
ST | 0 | 0 | 0 | 0 | 0 | 0
STOG | 0 | 0 | 0 | 0 | 0 | 0
STWD | 610 | 610 | 610 | 610 | 610 | 610
WT | 434.2 | 434.2 | 434.2 | 434.2 | 434.2 | 434.2
IGCC | 0 | 0 | 0 | 0 | 0 | 0
DemandResponse | 3092.4 | 3627.72 | 4230.66 | 4257.78 | 4282.5 | 4307.35
IGCC-CCS | 0 | 0 | 0 | 0 | 0 | 0
WT_off | 468 | 1626 | 3363 | 5968 | 5500 | 4342
PseudoUnit | 0 | 0 | 0 | 0 | 0 | 0
FixedInterchange | 0 | 0 | 0 | 0 | 0 | 0
Total Installed Capacity by Reporting Type: NonRTO_Midwest
ReportingType | 2015 | 2020 | 2025 | 2030 | 2035 | 2040
BM | 0 | 0 | 0 | 0 | 0 | 0
CC | 0 | 388.45 | 388.45 | 388.45 | 388.46 | 639.61
CSP | 0 | 0 | 0 | 0 | 0 | 0
CT | 0 | 0 | 0 | 0 | 0 | 0
Coal | 8840.55 | 8840.55 | 8840.55 | 8840.55 | 8840.55 | 8840.55
Geo | 0 | 0 | 0 | 0 | 0 | 0
H | 143 | 143 | 889 | 889 | 889 | 889
LFG | 14 | 14 | 174.25 | 174.25 | 174.25 | 174.25
Nuc | 0.1 | 0.1 | 0.1 | 0.1 | 0.1 | 0.1
PS | 0 | 0 | 0 | 0 | 0 | 0
PV | 0 | 0 | 0 | 0 | 0 | 0
PeakG | 3353 | 3353 | 3353 | 3353 | 3353 | 3353
PeakO | 12 | 12 | 12 | 12 | 12 | 12
ST | 0 | 0 | 0 | 0 | 0 | 0
STOG | 0 | 0 | 0 | 0 | 0 | 0
STWD | 0 | 0 | 0 | 0 | 0 | 0
WT | 66 | 66 | 66 | 66 | 66 | 66
IGCC | 0 | 0 | 0 | 0 | 0 | 0
DemandResponse | 193.98 | 453.37 | 727.88 | 745.89 | 764.35 | 783.26
IGCC-CCS | 0 | 0 | 0 | 0 | 0 | 0
WT_off | 0 | 0 | 0 | 0 | 0 | 0
PseudoUnit | 0 | 0 | 0 | 0 | 0 | 0
FixedInterchange | 0 | 0 | 0 | 0 | 0 | 0
Total Installed Capacity by Reporting Type: NYISO_A-F
ReportingType | 2015 | 2020 | 2025 | 2030 | 2035 | 2040
BM | 0 | 0 | 0 | 0 | 0 | 0
CC | 3681.78 | 3681.78 | 3681.78 | 3681.78 | 3681.78 | 3681.78
CSP | 0 | 0 | 0 | 0 | 0 | 0
CT | 0 | 0 | 0 | 0 | 0 | 0
Coal | 0 | 0 | 0 | 0 | 0 | 0
Geo | 0 | 0 | 0 | 0 | 0 | 0
H | 4395 | 4395 | 4395 | 4395 | 4395 | 4395
LFG | 172.4 | 172.4 | 172.4 | 240.33 | 240.33 | 240.33
Nuc | 3365 | 3365 | 3365 | 2743.8 | 2163.3 | 1311.1
PS | 1412 | 1412 | 1412 | 1412 | 1412 | 1412
PV | 0 | 0 | 0 | 0 | 0 | 0
PeakG | 221 | 221 | 221 | 221 | 221 | 221
PeakO | 39 | 39 | 39 | 39 | 39 | 39
ST | 0 | 0 | 0 | 0 | 0 | 0
STOG | 0 | 0 | 0 | 0 | 0 | 0
STWD | 86 | 86 | 86 | 86 | 86 | 86
WT | 3759.3 | 4277.1 | 4277.1 | 4277.1 | 4360.16 | 4469.1
IGCC | 0 | 0 | 0 | 0 | 0 | 0
DemandResponse | 907.2 | 1018.15 | 1143.28 | 1172.73 | 1202.95 | 1233.94
IGCC-CCS | 0 | 0 | 0 | 0 | 0 | 0
WT_off | 0 | 0 | 0 | 0 | 0 | 0
PseudoUnit | 0 | 0 | 0 | 0 | 0 | 0
FixedInterchange | 0 | 0 | 0 | 0 | 0 | 0
Total Installed Capacity by Reporting Type: NYISO_G-I
ReportingType | 2015 | 2020 | 2025 | 2030 | 2035 | 2040
BM | 0 | 0 | 0 | 0 | 0 | 0
CC | 1157 | 1157 | 1157 | 1157 | 1157 | 4293.44
CSP | 0 | 0 | 0 | 0 | 0 | 0
CT | 0 | 0 | 0 | 0 | 0 | 0
Coal | 0 | 0 | 0 | 0 | 0 | 0
Geo | 0 | 0 | 0 | 0 | 0 | 0
H | 32 | 32 | 32 | 32 | 32 | 32
LFG | 64 | 64 | 64 | 138.33 | 138.33 | 138.33
Nuc | 2045 | 2045 | 2045 | 2045 | 1025.4 | 0.4
PS | 0 | 0 | 0 | 0 | 0 | 0
PV | 0 | 0 | 0 | 0 | 0 | 0
PeakG | 65 | 65 | 65 | 65 | 65 | 65
PeakO | 87 | 87 | 87 | 87 | 87 | 87
ST | 0 | 0 | 0 | 0 | 0 | 0
STOG | 0 | 0 | 0 | 0 | 0 | 0
STWD | 0 | 0 | 0 | 0 | 0 | 0
WT | 0 | 60 | 60 | 60 | 60 | 60
IGCC | 0 | 0 | 0 | 0 | 0 | 0
DemandResponse | 339.56 | 380.32 | 434.34 | 453.11 | 472.7 | 493.13
IGCC-CCS | 0 | 0 | 0 | 0 | 0 | 0
WT_off | 0 | 0 | 0 | 0 | 0 | 0
PseudoUnit | 0 | 0 | 0 | 0 | 0 | 0
FixedInterchange | 0 | 0 | 0 | 0 | 0 | 0
Total Installed Capacity by Reporting Type: NYISO_J-K
ReportingType | 2015 | 2020 | 2025 | 2030 | 2035 | 2040
BM | 0 | 0 | 0 | 0 | 0 | 0
CC | 4833.4 | 4833.4 | 4833.4 | 4833.4 | 4833.4 | 4833.4
CSP | 0 | 0 | 0 | 0 | 0 | 0
CT | 0 | 0 | 0 | 0 | 2803.03 | 3459.17
Coal | 0 | 0 | 0 | 0 | 0 | 0
Geo | 0 | 0 | 0 | 0 | 0 | 0
H | 0 | 0 | 0 | 0 | 0 | 0
LFG | 124 | 124 | 124 | 198.33 | 198.33 | 198.33
Nuc | 0.1 | 0.1 | 0.1 | 0.1 | 0.1 | 0.1
PS | 0 | 0 | 0 | 0 | 0 | 0
PV | 32 | 32 | 32 | 32 | 0 | 0
PeakG | 2778 | 2778 | 2778 | 2778 | 2778 | 2778
PeakO | 2169 | 2169 | 2169 | 2169 | 2169 | 2169
ST | 0 | 0 | 0 | 0 | 0 | 0
STOG | 3667.94 | 3667.94 | 3542.36 | 3542.36 | 3542.36 | 3542.36
STWD | 0 | 0 | 0 | 0 | 0 | 0
WT | 0 | 0 | 0 | 0 | 0 | 0
IGCC | 0 | 0 | 0 | 0 | 0 | 0
DemandResponse | 1319.07 | 1502.66 | 1718.62 | 1795.58 | 1875.99 | 1960
IGCC-CCS | 0 | 0 | 0 | 0 | 0 | 0
WT_off | 0 | 947 | 2368 | 4500 | 4500 | 3553
PseudoUnit | 0 | 0 | 0 | 0 | 0 | 0
FixedInterchange | 0 | 0 | 0 | 0 | 0 | 0
Total Installed Capacity by Reporting Type: PJM_E
ReportingType | 2015 | 2020 | 2025 | 2030 | 2035 | 2040
BM | 30 | 30 | 30 | 30 | 30 | 30
CC | 12283.3 | 12283.3 | 12283.3 | 12283.3 | 12283.3 | 12283.3
CSP | 0 | 0 | 0 | 0 | 0 | 0
CT | 26.2 | 26.2 | 26.2 | 26.2 | 813.12 | 813.12
Coal | 595 | 27 | 27 | 27 | 27 | 27
Geo | 0 | 0 | 0 | 0 | 0 | 0
H | 269.99 | 269.99 | 269.99 | 269.99 | 269.99 | 269.99
LFG | 471.1 | 604 | 604 | 604 | 604 | 604
Nuc | 8510 | 7895.5 | 7895.5 | 7895.5 | 5671.5 | 4497.5
PS | 400 | 400 | 400 | 400 | 400 | 400
PV | 47.45 | 47.45 | 47.45 | 47.45 | 47.45 | 47.45
PeakG | 3877.5 | 3877.5 | 3877.5 | 3877.5 | 3877.5 | 3877.5
PeakO | 2749.3 | 2749.3 | 2749.3 | 2749.3 | 2749.3 | 2749.3
ST | 0 | 0 | 0 | 0 | 0 | 0
STOG | 2438.62 | 2438.62 | 2438.62 | 2438.62 | 2438.62 | 2438.62
STWD | 0 | 0 | 0 | 0 | 0 | 0
WT | 1160 | 1160 | 1160 | 1160 | 1160 | 1160
IGCC | 0 | 0 | 0 | 0 | 0 | 0
DemandResponse | 1256.73 | 1718.17 | 2388.62 | 2469.72 | 2553.57 | 2640.27
IGCC-CCS | 0 | 0 | 0 | 0 | 0 | 0
WT_off | 0 | 1184 | 2960 | 5624 | 5624 | 5624
PseudoUnit | 0 | 0 | 0 | 0 | 0 | 0
FixedInterchange | 0 | 0 | 0 | 0 | 0 | 0
Total Installed Capacity by Reporting Type: PJM_ROM
ReportingType | 2015 | 2020 | 2025 | 2030 | 2035 | 2040
BM | 18 | 18 | 18 | 18 | 18 | 18
CC | 5664.5 | 5664.5 | 5664.5 | 5664.5 | 5664.5 | 19027.14
CSP | 0 | 0 | 0 | 0 | 0 | 0
CT | 16 | 16 | 16 | 16 | 16 | 16
Coal | 7743.5 | 7743.5 | 7743.5 | 7743.5 | 7743.5 | 7743.5
Geo | 0 | 0 | 0 | 0 | 0 | 0
H | 1392 | 2070 | 2070 | 2070 | 2070 | 2070
LFG | 356.9 | 622 | 622 | 622 | 622 | 622
Nuc | 5036 | 5036 | 5036 | 5036 | 3304 | 2405
PS | 1513 | 1513 | 1513 | 1513 | 1513 | 1513
PV | 4 | 1413.56 | 2302.2 | 2542.94 | 2638.19 | 2752.12
PeakG | 1719 | 1719 | 1719 | 1719 | 1719 | 1719
PeakO | 1566 | 1566 | 1566 | 1566 | 1566 | 1566
ST | 0 | 0 | 0 | 0 | 0 | 0
STOG | 3529 | 3529 | 3529 | 3529 | 3529 | 3529
STWD | 70 | 70 | 70 | 70 | 70 | 70
WT | 1210.8 | 1961 | 1961 | 1961 | 1961 | 1961
IGCC | 0 | 0 | 0 | 0 | 0 | 0
DemandResponse | 2307.31 | 2787.75 | 3373.93 | 3488.48 | 3606.92 | 3729.38
IGCC-CCS | 0 | 0 | 0 | 0 | 0 | 0
WT_off | 0 | 0 | 0 | 0 | 0 | 0
PseudoUnit | 0 | 0 | 0 | 0 | 0 | 0
FixedInterchange | 0 | 0 | 0 | 0 | 0 | 0
Total Installed Capacity by Reporting Type: PJM_ROR
ReportingType | 2015 | 2020 | 2025 | 2030 | 2035 | 2040
BM | 385 | 385 | 385 | 385 | 385 | 193
CC | 13618 | 13738 | 13738 | 13738 | 25547.26 | 25547.26
CSP | 0 | 0 | 0 | 0 | 0 | 0
CT | 29 | 29 | 29 | 29 | 2018.99 | 2018.99
Coal | 48348.5 | 37390.8 | 37390.8 | 37390.8 | 37390.8 | 37390.8
Geo | 0 | 0 | 0 | 0 | 0 | 0
H | 1837.4 | 2340.4 | 2340.4 | 2340.4 | 2340.4 | 2340.4
LFG | 539.4 | 778.3 | 1053.11 | 1053.11 | 1053.11 | 1053.11
Nuc | 20038 | 20038 | 20038 | 19171 | 14896 | 10012.84
PS | 3081 | 3081 | 3081 | 3081 | 3081 | 3081
PV | 24 | 24 | 24 | 24 | 24 | 24
PeakG | 19311 | 19311 | 19311 | 19311 | 19311 | 19311
PeakO | 1742 | 1742 | 1742 | 1742 | 1742 | 1742
ST | 0 | 0 | 0 | 0 | 0 | 0
STOG | 2087 | 2087 | 2087 | 2087 | 2087 | 2087
STWD | 194 | 194 | 194 | 194 | 194 | 194
WT | 10922.7 | 11114.4 | 11114.4 | 11114.4 | 11114.4 | 11114.4
IGCC | 0 | 0 | 0 | 0 | 0 | 0
DemandResponse | 3324.65 | 6282.21 | 9765.55 | 10067.05 | 10377.87 | 10698.28
IGCC-CCS | 0 | 0 | 0 | 0 | 0 | 0
WT_off | 0 | 395 | 987 | 2125 | 2125 | 2114.24
PseudoUnit | 0 | 0 | 0 | 0 | 0 | 0
FixedInterchange | 0 | 0 | 0 | 0 | 0 | 0
Total Installed Capacity by Reporting Type: SOCO
ReportingType | 2015 | 2020 | 2025 | 2030 | 2035 | 2040
BM | 55 | 55 | 55 | 55 | 55 | 55
CC | 19838.9 | 20025.9 | 20025.9 | 20025.9 | 20025.9 | 20025.9
CSP | 0 | 0 | 0 | 0 | 0 | 0
CT | 0 | 0 | 0 | 0 | 0 | 0
Coal | 15398.23 | 15047 | 15047 | 15047 | 15387.03 | 22964.24
Geo | 0 | 0 | 0 | 0 | 0 | 0
H | 4194 | 4194 | 4194 | 4194 | 4194 | 4194
LFG | 37 | 37 | 144.4 | 144.4 | 144.4 | 144.4
Nuc | 5841 | 8041 | 8041 | 8041 | 8041 | 5395.95
PS | 1675 | 1675 | 1675 | 1675 | 1675 | 1675
PV | 0 | 0 | 0 | 0 | 0 | 0
PeakG | 10904.63 | 10904.63 | 10904.63 | 10904.63 | 10904.63 | 10904.63
PeakO | 0 | 0 | 0 | 0 | 0 | 0
ST | 0 | 0 | 0 | 0 | 0 | 0
STOG | 0 | 0 | 0 | 0 | 0 | 0
STWD | 668 | 668 | 668 | 668 | 668 | 668
WT | 0 | 0 | 0 | 0 | 0 | 0
IGCC | 0 | 0 | 0 | 0 | 0 | 0
DemandResponse | 2570.49 | 4773.97 | 7215.46 | 7512.46 | 7821.68 | 8143.63
IGCC-CCS | 0 | 0 | 0 | 0 | 0 | 0
WT_off | 0 | 0 | 0 | 0 | 0 | 0
PseudoUnit | 0 | 0 | 0 | 0 | 0 | 0
FixedInterchange | 0 | 0 | 0 | 0 | 0 | 0
Total Installed Capacity by Reporting Type: SPP_N
ReportingType | 2015 | 2020 | 2025 | 2030 | 2035 | 2040
BM | 0 | 0 | 0 | 0 | 0 | 0
CC | 1386 | 1386 | 1386 | 1386 | 1386 | 1386
CSP | 0 | 0 | 0 | 0 | 0 | 0
CT | 0 | 0 | 0 | 0 | 38.44 | 583.33
Coal | 8013.54 | 7315.08 | 6371.97 | 6231.04 | 6231.04 | 6231.04
Geo | 0 | 0 | 0 | 0 | 0 | 0
H | 21 | 21 | 21 | 21 | 21 | 21
LFG | 7 | 7 | 7 | 102 | 102 | 102
Nuc | 1160 | 1160 | 1160 | 1160 | 1160 | 1160
PS | 0 | 0 | 0 | 0 | 0 | 0
PV | 0 | 0 | 0 | 0 | 0 | 0
PeakG | 4397 | 4397 | 4397 | 4397 | 4397 | 4397
PeakO | 1199 | 1199 | 1199 | 1199 | 1199 | 1199
ST | 0 | 0 | 0 | 0 | 0 | 0
STOG | 1662 | 1662 | 1662 | 1662 | 1662 | 1662
STWD | 0 | 0 | 0 | 0 | 0 | 0
WT | 1227 | 1227 | 1227 | 12133.05 | 16754.87 | 20380.21
IGCC | 0 | 0 | 0 | 0 | 0 | 0
DemandResponse | 446.68 | 920.58 | 1432.75 | 1499.14 | 1568.6 | 1641.28
IGCC-CCS | 0 | 0 | 0 | 0 | 0 | 0
WT_off | 0 | 0 | 0 | 0 | 0 | 0
PseudoUnit | 0 | 0 | 0 | 0 | 0 | 0
FixedInterchange | 0 | 0 | 0 | 0 | 0 | 0
Total Installed Capacity by Reporting Type: SPP_S
ReportingType | 2015 | 2020 | 2025 | 2030 | 2035 | 2040
BM | 0 | 0 | 0 | 0 | 0 | 0
CC | 10917 | 10917 | 10917 | 10917 | 10917 | 10917
CSP | 0 | 0 | 0 | 0 | 0 | 0
CT | 412.99 | 712.99 | 712.99 | 712.99 | 734.51 | 1072.29
Coal | 13030.85 | 12212.69 | 5557.13 | 5557.13 | 5557.13 | 5557.13
Geo | 0 | 0 | 0 | 0 | 0 | 0
H | 2108 | 2108 | 2108 | 2108 | 2108 | 2108
LFG | 19 | 19 | 19 | 114 | 114 | 114
Nuc | 0.1 | 0.1 | 0.1 | 0.1 | 0.1 | 0.1
PS | 446 | 446 | 446 | 446 | 446 | 446
PV | 0 | 0 | 0 | 0 | 0 | 0
PeakG | 3443 | 3443 | 3443 | 3443 | 3443 | 3443
PeakO | 122 | 122 | 122 | 122 | 122 | 122
ST | 0 | 0 | 0 | 0 | 0 | 0
STOG | 9510.59 | 9510.59 | 9510.59 | 9510.59 | 9510.59 | 9510.59
STWD | 84 | 84 | 84 | 84 | 84 | 84
WT | 2727 | 10723.99 | 43064.24 | 54233.14 | 56173.61 | 57423.84
IGCC | 0 | 0 | 0 | 0 | 0 | 0
DemandResponse | 61.11 | 1754.28 | 3560.21 | 3675.61 | 3794.74 | 3917.74
IGCC-CCS | 0 | 0 | 0 | 0 | 0 | 0
WT_off | 0 | 0 | 0 | 0 | 0 | 0
PseudoUnit | 0 | 0 | 0 | 0 | 0 | 0
FixedInterchange | 0 | 0 | 0 | 0 | 0 | 0
Total Installed Capacity by Reporting Type: TVA
ReportingType | 2015 | 2020 | 2025 | 2030 | 2035 | 2040
BM | 0 | 0 | 0 | 0 | 0 | 0
CC | 5881 | 6329.42 | 6329.42 | 8296.34 | 8296.34 | 8296.34
CSP | 0 | 0 | 0 | 0 | 0 | 0
CT | 0 | 1318.9 | 1318.9 | 2393.51 | 2393.51 | 2393.51
Coal | 11548.05 | 10807.05 | 10807.05 | 10807.05 | 11410.02 | 12282.65
Geo | 0 | 0 | 0 | 0 | 0 | 0
H | 5111 | 5111 | 5138 | 5138 | 5138 | 5138
LFG | 13 | 13 | 120.4 | 120.4 | 120.4 | 120.4
Nuc | 8394.89 | 8394.89 | 8394.89 | 8394.89 | 5882.56 | 4603.89
PS | 1743 | 1743 | 1743 | 1743 | 1743 | 1743
PV | 0 | 0 | 0 | 0 | 0 | 0
PeakG | 5865 | 5865 | 5865 | 5865 | 5865 | 5865
PeakO | 83 | 83 | 83 | 83 | 83 | 83
ST | 0 | 0 | 0 | 0 | 0 | 0
STOG | 0 | 0 | 0 | 0 | 0 | 0
STWD | 5 | 5 | 5 | 5 | 5 | 5
WT | 29 | 29 | 29 | 29 | 29 | 29
IGCC | 0 | 0 | 0 | 0 | 0 | 0
DemandResponse | 1805 | 2555.95 | 3357.9 | 3440.97 | 3526.11 | 3613.35
IGCC-CCS | 0 | 0 | 0 | 0 | 0 | 0
WT_off | 0 | 0 | 0 | 0 | 0 | 0
PseudoUnit | 0 | 0 | 0 | 0 | 0 | 0
FixedInterchange | 0 | 0 | 0 | 0 | 0 | 0
Total Installed Capacity by Reporting Type: TVA_Transmission
ReportingType | 2015 | 2020 | 2025 | 2030 | 2035 | 2040
BM | 0 | 0 | 0 | 0 | 0 | 0
CC | 0 | 0 | 0 | 0 | 0 | 0
CSP | 0 | 0 | 0 | 0 | 0 | 0
CT | 0 | 0 | 0 | 0 | 0 | 0
Coal | 0 | 0 | 0 | 0 | 0 | 0
Geo | 0 | 0 | 0 | 0 | 0 | 0
H | 0 | 0 | 0 | 0 | 0 | 0
LFG | 0 | 0 | 0 | 0 | 0 | 0
Nuc | 0 | 0 | 0 | 0 | 0 | 0
PS | 0 | 0 | 0 | 0 | 0 | 0
PV | 0 | 0 | 0 | 0 | 0 | 0
PeakG | 0 | 0 | 0 | 0 | 0 | 0
PeakO | 0 | 0 | 0 | 0 | 0 | 0
ST | 0 | 0 | 0 | 0 | 0 | 0
STOG | 0 | 0 | 0 | 0 | 0 | 0
STWD | 0 | 0 | 0 | 0 | 0 | 0
WT | 0 | 0 | 0 | 0 | 0 | 0
IGCC | 0 | 0 | 0 | 0 | 0 | 0
DemandResponse | 0 | 0 | 0 | 0 | 0 | 0
IGCC-CCS | 0 | 0 | 0 | 0 | 0 | 0
WT_off | 0 | 0 | 0 | 0 | 0 | 0
PseudoUnit | 0 | 0 | 0 | 0 | 0 | 0
FixedInterchange | 0 | 0 | 0 | 0 | 0 | 0
Total Installed Capacity by Reporting Type: VACAR
ReportingType | 2015 | 2020 | 2025 | 2030 | 2035 | 2040
BM | 0.92 | 37.39 | 365.28 | 365.28 | 365.28 | 365.28
CC | 9129.06 | 12193.33 | 12423.3 | 12423.3 | 19167.52 | 23838.45
CSP | 0 | 0 | 0 | 0 | 0 | 0
CT | 717.2 | 770.95 | 1167.14 | 2001.67 | 2675.54 | 3227.41
Coal | 17577.01 | 15399.01 | 15399.01 | 15399.01 | 15399.01 | 15399.01
Geo | 0 | 0 | 0 | 0 | 0 | 0
H | 2122 | 2122 | 2122 | 2122 | 2122 | 2122
LFG | 63.34 | 170.4 | 170.4 | 170.4 | 170.4 | 170.4
Nuc | 11430 | 13760 | 13760 | 13760 | 10512 | 8654
PS | 2616 | 2616 | 2616 | 2616 | 2616 | 2616
PV | 16 | 154.41 | 160.93 | 164.71 | 176.26 | 185.76
PeakG | 8308 | 8308 | 8308 | 8308 | 8308 | 8308
PeakO | 1268 | 1268 | 1268 | 1268 | 1268 | 1268
ST | 0 | 0 | 0 | 0 | 0 | 0
STOG | 92 | 92 | 92 | 92 | 92 | 92
STWD | 281 | 281 | 281 | 281 | 281 | 281
WT | 0.9 | 3500 | 3500 | 3500 | 3500 | 3500
IGCC | 0 | 0 | 0 | 0 | 0 | 0
DemandResponse | 2339.28 | 3868.22 | 5651.52 | 5928.05 | 6218.12 | 6522.37
IGCC-CCS | 0 | 0 | 0 | 0 | 0 | 0
WT_off | 1 | 421 | 1053 | 2000 | 2000 | 2000
PseudoUnit | 0 | 0 | 0 | 0 | 0 | 0
FixedInterchange | 0 | 0 | 0 | 0 | 0 | 0
Total Installed Capacity by Reporting Type: IESO
ReportingType | 2015 | 2020 | 2025 | 2030 | 2035 | 2040
BM | 326.33 | 326.33 | 326.33 | 326.33 | 326.33 | 326.33
CC | 4098.7 | 4098.7 | 4098.7 | 4098.7 | 4098.7 | 5111.92
CSP | 0 | 0 | 0 | 0 | 0 | 0
CT | 368 | 368 | 368 | 368 | 846.28 | 2109.91
Coal | 0 | 0 | 0 | 0 | 0 | 0
Geo | 0 | 0 | 0 | 0 | 0 | 0
H | 8693.3 | 8693.3 | 8693.3 | 8693.3 | 8693.3 | 8943.3
LFG | 117.5 | 117.5 | 117.5 | 117.5 | 118 | 118
Nuc | 13018 | 13018 | 13018 | 13018 | 11988 | 10448
PS | 123 | 123 | 123 | 123 | 123 | 123
PV | 1097.26 | 1097.26 | 1097.26 | 1097.26 | 30 | 30
PeakG | 584 | 584 | 584 | 584 | 584 | 584
PeakO | 29.35 | 29.35 | 29.35 | 29.35 | 29.35 | 29.35
ST | 0 | 0 | 0 | 0 | 0 | 0
STOG | 0 | 0 | 0 | 0 | 0 | 0
STWD | 0 | 0 | 0 | 0 | 0 | 0
WT | 3385.9 | 3385.9 | 3385.9 | 3385.9 | 1280 | 1280
IGCC | 0 | 0 | 0 | 0 | 0 | 0
DemandResponse | 1958.79 | 2066.83 | 2340.54 | 2421.21 | 2504.65 | 2590.98
IGCC-CCS | 0 | 0 | 0 | 0 | 0 | 0
WT_off | 0 | 0 | 0 | 0 | 0 | 0
PseudoUnit | 0 | 0 | 0 | 0 | 0 | 0
FixedInterchange | 0 | 0 | 0 | 0 | 0 | 0
Total Installed Capacity by Reporting Type: MAPP_CA
ReportingType | 2015 | 2020 | 2025 | 2030 | 2035 | 2040
BM | 0 | 0 | 0 | 0 | 0 | 0
CC | 731 | 731 | 731 | 203.32 | 203.32 | 203.32
CSP | 0 | 0 | 0 | 0 | 0 | 0
CT | 10 | 10 | 10 | 10 | 0 | 0
Coal | 1660.88 | 1295.78 | 24.99 | 0 | 0 | 0
Geo | 0 | 0 | 0 | 0 | 0 | 0
H | 6475.4 | 7170.4 | 8665.4 | 11125.4 | 11125.4 | 11125.4
LFG | 0 | 0 | 0 | 0 | 0 | 0
Nuc | 0.1 | 0.1 | 0.1 | 0.1 | 0.1 | 0.1
PS | 0 | 0 | 0 | 0 | 0 | 0
PV | 0 | 0 | 0 | 0 | 0 | 0
PeakG | 559 | 559 | 559 | 559 | 559 | 559
PeakO | 4 | 4 | 4 | 4 | 4 | 4
ST | 0 | 0 | 0 | 0 | 0 | 0
STOG | 126 | 126 | 126 | 0 | 0 | 0
STWD | 0 | 0 | 0 | 0 | 0 | 0
WT | 577.4 | 577.4 | 577.4 | 577.4 | 577.4 | 577.4
IGCC | 0 | 0 | 0 | 0 | 0 | 0
DemandResponse | 89.5 | 308.14 | 546.73 | 568.39 | 590.9 | 614.31
IGCC-CCS | 0 | 0 | 0 | 0 | 0 | 0
WT_off | 0 | 0 | 0 | 0 | 0 | 0
PseudoUnit | 0 | 0 | 0 | 0 | 0 | 0
FixedInterchange | 0 | 0 | 0 | 0 | 0 | 0
Total Installed Capacity by Reporting Type: AZ_NM_SNV_Coal
ReportingType | 2015 | 2020 | 2025 | 2030 | 2035 | 2040
BM | 0 | 0 | 0 | 0 | 0 | 0
CC | 0 | 0 | 0 | 0 | 0 | 0
CSP | 0 | 0 | 0 | 0 | 0 | 0
CT | 0 | 0 | 0 | 0 | 0 | 0
Coal | 10466 | 10466 | 10466 | 10466 | 12475.75 | 21678.03
Geo | 0 | 0 | 0 | 0 | 0 | 0
H | 0 | 0 | 0 | 0 | 0 | 0
LFG | 0 | 0 | 0 | 0 | 0 | 0
Nuc | 0 | 0 | 0 | 0 | 0 | 0
PS | 0 | 0 | 0 | 0 | 0 | 0
PV | 0 | 0 | 0 | 0 | 0 | 0
PeakG | 0 | 0 | 0 | 0 | 0 | 0
PeakO | 0 | 0 | 0 | 0 | 0 | 0
ST | 0 | 0 | 0 | 0 | 0 | 0
STOG | 0 | 0 | 0 | 0 | 0 | 0
STWD | 0 | 0 | 0 | 0 | 0 | 0
WT | 0 | 0 | 0 | 0 | 0 | 0
IGCC | 0 | 0 | 0 | 0 | 0 | 0
DemandResponse | 0 | 0 | 0 | 0 | 0 | 0
IGCC-CCS | 0 | 0 | 0 | 0 | 0 | 0
WT_off | 0 | 0 | 0 | 0 | 0 | 0
PseudoUnit | 0 | 0 | 0 | 0 | 0 | 0
FixedInterchange | 0 | 0 | 0 | 0 | 0 | 0
Total Installed Capacity by Reporting Type: AZ_NM_SNV_Gas
ReportingType | 2015 | 2020 | 2025 | 2030 | 2035 | 2040
BM | 0 | 0 | 0 | 0 | 0 | 0
CC | 15245 | 16360.29 | 16360.29 | 20291.34 | 20291.34 | 20291.34
CSP | 0 | 0 | 0 | 0 | 0 | 0
CT | 736 | 736 | 736 | 736 | 0 | 0
Coal | 0 | 0 | 0 | 0 | 0 | 0
Geo | 0 | 0 | 0 | 0 | 0 | 0
H | 0 | 0 | 0 | 0 | 0 | 0
LFG | 0 | 0 | 0 | 0 | 0 | 0
Nuc | 0 | 0 | 0 | 0 | 0 | 0
PS | 0 | 0 | 0 | 0 | 0 | 0
PV | 0 | 0 | 0 | 0 | 0 | 0
PeakG | 2180.46 | 2180.46 | 2180.46 | 2180.46 | 2180.46 | 0
PeakO | 0 | 0 | 0 | 0 | 0 | 0
ST | 0 | 0 | 0 | 0 | 0 | 0
STOG | 0 | 0 | 0 | 0 | 0 | 0
STWD | 0 | 0 | 0 | 0 | 0 | 0
WT | 0 | 0 | 0 | 0 | 0 | 0
IGCC | 0 | 0 | 0 | 0 | 0 | 0
DemandResponse | 334.55 | 1076.71 | 1928.33 | 2059.84 | 2196.64 | 2344.36
IGCC-CCS | 0 | 0 | 0 | 0 | 0 | 0
WT_off | 0 | 0 | 0 | 0 | 0 | 0
PseudoUnit | 0 | 0 | 0 | 0 | 0 | 0
FixedInterchange | 0 | 0 | 0 | 0 | 0 | 0
Total Installed Capacity by Reporting Type: AZ_NM_SNV_NucRenew
ReportingType | 2015 | 2020 | 2025 | 2030 | 2035 | 2040
BM | 0 | 0 | 0 | 0 | 0 | 0
CC | 0 | 0 | 0 | 0 | 0 | 0
CSP | 0 | 0 | 0 | 0 | 0 | 0
CT | 0 | 0 | 0 | 0 | 0 | 0
Coal | 0 | 0 | 0 | 0 | 0 | 0
Geo | 0 | 0 | 1450 | 1450 | 1450 | 1450
H | 3131 | 3131 | 3131 | 3131 | 3131 | 3131
LFG | 7 | 7 | 67.67 | 67.67 | 67.67 | 67.67
Nuc | 3875 | 3875 | 3875 | 3875 | 3875 | 3875
PS | 216 | 216 | 216 | 216 | 216 | 216
PV | 148.7 | 148.7 | 148.7 | 148.7 | 148.7 | 148.7
PeakG | 0 | 0 | 0 | 0 | 0 | 0
PeakO | 0 | 0 | 0 | 0 | 0 | 0
ST | 280 | 719.41 | 996.05 | 1120.69 | 1120.69 | 1120.69
STOG | 0 | 0 | 0 | 0 | 0 | 0
STWD | 26 | 26 | 26 | 26 | 26 | 26
WT | 525.1 | 525.1 | 852.53 | 1468.7 | 1468.7 | 1468.7
IGCC | 0 | 0 | 0 | 0 | 0 | 0
DemandResponse | 0 | 0 | 0 | 0 | 0 | 0
IGCC-CCS | 0 | 0 | 0 | 0 | 0 | 0
WT_off | 0 | 0 | 0 | 0 | 0 | 0
PseudoUnit | 0 | 0 | 0 | 0 | 0 | 0
FixedInterchange | 0 | 0 | 0 | 0 | 0 | 0
Total Installed Capacity by Reporting Type: ERCOT
ReportingType | 2015 | 2020 | 2025 | 2030 | 2035 | 2040
BM | 145 | 145 | 145 | 1845.88 | 1910.01 | 2026.38
CC | 29150 | 29150 | 29150 | 29150 | 30999.79 | 34530.37
CSP | 0 | 0 | 0 | 0 | 0 | 0
CT | 250 | 250 | 250 | 250 | 250 | 250
Coal | 18867.87 | 18867.87 | 18867.87 | 18867.87 | 18867.87 | 18867.87
Geo | 0 | 0 | 0 | 0 | 0 | 0
H | 565 | 565 | 565 | 1193 | 1193 | 1193
LFG | 75 | 75 | 429 | 429 | 429 | 429
Nuc | 5091 | 5091 | 5091 | 5091 | 5091 | 5091
PS | 0 | 0 | 0 | 0 | 0 | 0
PV | 15 | 15 | 15 | 15 | 1 | 1
PeakG | 4768 | 4768 | 4768 | 4768 | 4768 | 4768
PeakO | 51 | 51 | 51 | 51 | 51 | 51
ST | 0 | 0 | 0 | 0 | 0 | 0
STOG | 17219.71 | 17219.71 | 17219.71 | 17219.71 | 17219.71 | 17219.71
STWD | 0 | 0 | 0 | 0 | 0 | 0
WT | 9280.1 | 17613.5 | 27014.8 | 32864.78 | 33694.94 | 35183.6
IGCC | 0 | 0 | 0 | 0 | 0 | 0
DemandResponse | 740.81 | 3617.73 | 6720.3 | 6926.25 | 7155.61 | 7391.29
IGCC-CCS | 0 | 0 | 0 | 0 | 0 | 0
WT_off | 0 | 0 | 0 | 0 | 0 | 0
PseudoUnit | 0 | 0 | 0 | 0 | 0 | 0
FixedInterchange | 0 | 0 | 0 | 0 | 0 | 0
Total Installed Capacity by Reporting Type: NP15
ReportingType | 2015 | 2020 | 2025 | 2030 | 2035 | 2040
BM | 0 | 0 | 0 | 0 | 0 | 0
CC | 7404 | 7404 | 7404 | 7404 | 7404 | 7404
CSP | 0 | 0 | 0 | 0 | 0 | 0
CT | 216.03 | 1985.6 | 2377.38 | 6340.27 | 10722.6 | 15072.26
Coal | 28.2 | 0 | 0 | 0 | 0 | 0
Geo | 1123 | 1289.22 | 1723 | 1723 | 1723 | 1723
H | 8825 | 8825 | 8825 | 8825 | 8825 | 8825
LFG | 85 | 650 | 650 | 650 | 650 | 650
Nuc | 2300 | 2300 | 2300 | 2300 | 2300 | 2300
PS | 2257 | 2257 | 2257 | 2257 | 2257 | 2257
PV | 59.5 | 59.5 | 59.5 | 59.5 | 53 | 53
PeakG | 3265 | 3265 | 3265 | 3265 | 3265 | 3265
PeakO | 350 | 350 | 350 | 350 | 350 | 350
ST | 29 | 29 | 29 | 29 | 29 | 29
STOG | 3812.6 | 3812.6 | 3812.6 | 3812.6 | 3812.6 | 3812.6
STWD | 442 | 442 | 442 | 442 | 442 | 442
WT | 1193.2 | 1193.2 | 10359.19 | 12766.59 | 12779.93 | 12781.92
IGCC | 0 | 0 | 0 | 0 | 0 | 0
DemandResponse | 1828.06 | 1875.2 | 2034.02 | 2149.8 | 2261.58 | 2376.93
IGCC-CCS | 0 | 0 | 0 | 0 | 0 | 0
WT_off | 0 | 0 | 0 | 0 | 0 | 0
PseudoUnit | 0 | 0 | 0 | 0 | 0 | 0
FixedInterchange | 0 | 0 | 0 | 0 | 0 | 0
Total Installed Capacity by Reporting Type: NWPP_Coal
ReportingType | 2015 | 2020 | 2025 | 2030 | 2035 | 2040
BM | 0 | 0 | 0 | 0 | 0 | 0
CC | 0 | 0 | 0 | 0 | 0 | 0
CSP | 0 | 0 | 0 | 0 | 0 | 0
CT | 0 | 0 | 0 | 0 | 0 | 0
Coal | 13097.62 | 13097.62 | 13097.62 | 13097.62 | 13097.62 | 13097.62
Geo | 0 | 0 | 0 | 0 | 0 | 0
H | 0 | 0 | 0 | 0 | 0 | 0
LFG | 0 | 0 | 0 | 0 | 0 | 0
Nuc | 0 | 0 | 0 | 0 | 0 | 0
PS | 0 | 0 | 0 | 0 | 0 | 0
PV | 0 | 0 | 0 | 0 | 0 | 0
PeakG | 0 | 0 | 0 | 0 | 0 | 0
PeakO | 0 | 0 | 0 | 0 | 0 | 0
ST | 0 | 0 | 0 | 0 | 0 | 0
STOG | 0 | 0 | 0 | 0 | 0 | 0
STWD | 0 | 0 | 0 | 0 | 0 | 0
WT | 0 | 0 | 0 | 0 | 0 | 0
IGCC | 0 | 0 | 0 | 0 | 0 | 0
DemandResponse | 0 | 0 | 0 | 0 | 0 | 0
IGCC-CCS | 0 | 0 | 0 | 0 | 0 | 0
WT_off | 0 | 0 | 0 | 0 | 0 | 0
PseudoUnit | 0 | 0 | 0 | 0 | 0 | 0
FixedInterchange | 0 | 0 | 0 | 0 | 0 | 0
Total Installed Capacity by Reporting Type: NWPP_Gas
ReportingType | 2015 | 2020 | 2025 | 2030 | 2035 | 2040
BM | 0 | 0 | 0 | 0 | 0 | 0
CC | 6627 | 6627 | 6627 | 9795.29 | 14475.46 | 14667.45
CSP | 0 | 0 | 0 | 0 | 0 | 0
CT | 150 | 150 | 150 | 150 | 0 | 0
Coal | 0 | 0 | 0 | 0 | 0 | 426.09
Geo | 0 | 0 | 0 | 0 | 0 | 0
H | 0 | 0 | 0 | 0 | 0 | 0
LFG | 0 | 0 | 0 | 0 | 0 | 0
Nuc | 0 | 0 | 0 | 0 | 0 | 0
PS | 0 | 0 | 0 | 0 | 0 | 0
PV | 0 | 0 | 0 | 0 | 0 | 0
PeakG | 0 | 0 | 0 | 0 | 0 | 0
PeakO | 0 | 0 | 0 | 0 | 0 | 0
ST | 0 | 0 | 0 | 0 | 0 | 0
STOG | 0 | 0 | 0 | 0 | 0 | 0
STWD | 0 | 0 | 0 | 0 | 0 | 0
WT | 0 | 0 | 0 | 0 | 0 | 0
IGCC | 0 | 0 | 0 | 0 | 0 | 0
DemandResponse | 0.01 | 953.34 | 1988.72 | 2091.14 | 2193.74 | 2298.72
IGCC-CCS | 0 | 0 | 0 | 0 | 0 | 0
WT_off | 0 | 0 | 0 | 0 | 0 | 0
PseudoUnit | 0 | 0 | 0 | 0 | 0 | 0
FixedInterchange | 0 | 0 | 0 | 0 | 0 | 0
Total Installed Capacity by Reporting Type: NWPP_NucRenew
ReportingType | 2015 | 2020 | 2025 | 2030 | 2035 | 2040
BM | 32.55 | 32.55 | 32.55 | 32.55 | 32.55 | 32.55
CC | 0 | 0 | 0 | 0 | 0 | 0
CSP | 0 | 0 | 0 | 0 | 0 | 0
CT | 0 | 0 | 0 | 0 | 0 | 0
Coal | 0 | 0 | 0 | 0 | 0 | 0
Geo | 404.2 | 404.2 | 838.2 | 838.2 | 838.2 | 838.2
H | 33736 | 33736 | 33736 | 33736 | 33736 | 33736
LFG | 128.5 | 128.5 | 335.77 | 373 | 373 | 373
Nuc | 1131 | 1131 | 1131 | 1131 | 1131 | 1131
PS | 258 | 258 | 258 | 258 | 258 | 258
PV | 3 | 3 | 3 | 3 | 3 | 3
PeakG | 0 | 0 | 0 | 0 | 0 | 0
PeakO | 0 | 0 | 0 | 0 | 0 | 0
ST | 0 | 0 | 0 | 0 | 0 | 0
STOG | 0 | 0 | 0 | 0 | 0 | 0
STWD | 379.09 | 379.09 | 379.09 | 379.09 | 379.09 | 379.09
WT | 6865.3 | 6865.3 | 6865.3 | 6865.3 | 6865.3 | 6865.3
IGCC | 0 | 0 | 0 | 0 | 0 | 0
DemandResponse | 0 | 0 | 0 | 0 | 0 | 0
IGCC-CCS | 0 | 0 | 0 | 0 | 0 | 0
WT_off | 0 | 0 | 0 | 0 | 0 | 0
PseudoUnit | 0 | 0 | 0 | 0 | 0 | 0
FixedInterchange | 0 | 0 | 0 | 0 | 0 | 0
Total Installed Capacity by Reporting Type: RMPA
ReportingType | 2015 | 2020 | 2025 | 2030 | 2035 | 2040
BM | 0 | 0 | 0 | 0 | 0 | 0
CC | 2686 | 2686 | 2686 | 2686 | 2686 | 2686
CSP | 0 | 0 | 0 | 0 | 0 | 0
CT | 152 | 152 | 152 | 152 | 113.53 | 113.53
Coal | 7475.3 | 7304.8 | 6852.68 | 6852.68 | 8020.38 | 9223.7
Geo | 0 | 458.78 | 2545.23 | 2570 | 2570 | 2570
H | 982 | 982 | 982 | 982 | 982 | 982
LFG | 7.4 | 7.4 | 7.4 | 36.33 | 36.33 | 36.33
Nuc | 0.1 | 0.1 | 0.1 | 0.1 | 0.1 | 0.1
PS | 563 | 563 | 563 | 563 | 563 | 563
PV | 21 | 21 | 21 | 21 | 21 | 21
PeakG | 2904 | 2904 | 2904 | 2904 | 2904 | 2904
PeakO | 187 | 187 | 187 | 187 | 187 | 187
ST | 3 | 383.25 | 415.52 | 430.78 | 430.78 | 430.78
STOG | 0 | 0 | 0 | 0 | 0 | 0
STWD | 0 | 0 | 0 | 0 | 0 | 0
WT | 2113.4 | 2113.4 | 2113.4 | 2113.4 | 2113.4 | 2113.4
IGCC | 0 | 0 | 0 | 0 | 0 | 0
DemandResponse | 486.05 | 622.89 | 804.5 | 856.88 | 912.57 | 971.91
IGCC-CCS | 0 | 0 | 0 | 0 | 0 | 0
WT_off | 0 | 0 | 0 | 0 | 0 | 0
PseudoUnit | 0 | 0 | 0 | 0 | 0 | 0
FixedInterchange | 0 | 0 | 0 | 0 | 0 | 0
Total Installed Capacity by Reporting Type: SP15
ReportingType | 2015 | 2020 | 2025 | 2030 | 2035 | 2040
BM | 6 | 6 | 6 | 6 | 6 | 6
CC | 10080.5 | 10080.5 | 10080.5 | 10080.5 | 10080.5 | 10080.5
CSP | 0 | 0 | 0 | 0 | 0 | 0
CT | 0 | 0 | 0 | 0 | 0 | 0
Coal | 101.2 | 101.2 | 101.2 | 101.2 | 0 | 0
Geo | 963 | 2413 | 2413 | 2413 | 2413 | 2413
H | 1163 | 1163 | 1163 | 1163 | 1163 | 1163
LFG | 223.2 | 779 | 779 | 779 | 779 | 779
Nuc | 2250 | 2250 | 2250 | 2250 | 2250 | 2250
PS | 1440 | 1440 | 1440 | 1440 | 1440 | 1440
PV | 126.8 | 126.8 | 126.8 | 126.8 | 123 | 123
PeakG | 4309 | 4309 | 4309 | 4309 | 4309 | 4309
PeakO | 51 | 51 | 51 | 51 | 51 | 51
ST | 448 | 448 | 448 | 448 | 448 | 448
STOG | 10242 | 10242 | 10242 | 10242 | 10242 | 10242
STWD | 119 | 119 | 119 | 119 | 119 | 119
WT | 2207.8 | 2207.8 | 2207.8 | 2207.8 | 2207.8 | 2207.8
IGCC | 0 | 0 | 0 | 0 | 0 | 0
DemandResponse | 2613.15 | 2728.17 | 2959.23 | 3127.67 | 3290.3 | 3458.12
IGCC-CCS | 0 | 0 | 0 | 0 | 0 | 0
WT_off | 0 | 0 | 0 | 0 | 0 | 0
PseudoUnit | 0 | 0 | 0 | 0 | 0 | 0
FixedInterchange | 0 | 0 | 0 | 0 | 0 | 0
Total Installed Capacity by Reporting Type: ALB
ReportingType | 2015 | 2020 | 2025 | 2030 | 2035 | 2040
BM | 0 | 0 | 0 | 0 | 0 | 0
CC | 2609.19 | 3144.81 | 3937.28 | 4534.95 | 5741.73 | 6821.2
CSP | 0 | 0 | 0 | 0 | 0 | 0
CT | 201.5 | 201.5 | 201.5 | 201.5 | 0 | 0
Coal | 6240.83 | 6240.83 | 6240.83 | 6240.83 | 6240.83 | 6240.83
Geo | 0 | 0 | 0 | 0 | 0 | 0
H | 912 | 912 | 912 | 912 | 912 | 912
LFG | 10 | 10 | 10 | 10 | 10 | 10
Nuc | 0.1 | 0.1 | 0.1 | 0.1 | 0.1 | 0.1
PS | 0 | 0 | 0 | 0 | 0 | 0
PV | 0 | 0 | 0 | 0 | 0 | 0
PeakG | 1487.71 | 1453.21 | 1453.21 | 1453.21 | 1453.21 | 1453.21
PeakO | 0 | 0 | 0 | 0 | 0 | 0
ST | 0 | 0 | 0 | 0 | 0 | 0
STOG | 0 | 0 | 0 | 0 | 0 | 0
STWD | 0 | 0 | 0 | 0 | 0 | 0
WT | 672 | 672 | 672 | 672 | 672 | 672
IGCC | 0 | 0 | 0 | 0 | 0 | 0
DemandResponse | 105.16 | 361.08 | 660.83 | 708.64 | 759.9 | 814.88
IGCC-CCS | 0 | 0 | 0 | 0 | 0 | 0
WT_off | 0 | 0 | 0 | 0 | 0 | 0
PseudoUnit | 0 | 0 | 0 | 0 | 0 | 0
FixedInterchange | 0 | 0 | 0 | 0 | 0 | 0
Total Installed Capacity by Reporting Type: BC
ReportingType | 2015 | 2020 | 2025 | 2030 | 2035 | 2040
BM | 0 | 0 | 0 | 0 | 0 | 0
CC | 1376.72 | 1549.95 | 2062.87 | 2734.86 | 3535.33 | 4216.3
CSP | 0 | 0 | 0 | 0 | 0 | 0
CT | 0 | 0 | 0 | 0 | 0 | 159.59
Coal | 0 | 0 | 0 | 0 | 0 | 0
Geo | 0 | 0 | 0 | 0 | 0 | 0
H | 12161 | 12161 | 12161 | 12161 | 12161 | 12161
LFG | 24 | 24 | 24 | 24 | 24 | 24
Nuc | 0.1 | 0.1 | 0.1 | 0.1 | 0.1 | 0.1
PS | 0 | 0 | 0 | 0 | 0 | 0
PV | 0 | 0 | 0 | 0 | 0 | 0
PeakG | 141 | 141 | 141 | 141 | 141 | 141
PeakO | 44 | 44 | 44 | 44 | 44 | 44
ST | 0 | 0 | 0 | 0 | 0 | 0
STOG | 0 | 0 | 0 | 0 | 0 | 0
STWD | 510 | 510 | 510 | 510 | 510 | 510
WT | 246 | 246 | 246 | 246 | 246 | 246
IGCC | 0 | 0 | 0 | 0 | 0 | 0
DemandResponse | 0.01 | 264.69 | 555.31 | 582.51 | 611.05 | 640.98
IGCC-CCS | 0 | 0 | 0 | 0 | 0 | 0
WT_off | 0 | 0 | 0 | 0 | 0 | 0
PseudoUnit | 0 | 0 | 0 | 0 | 0 | 0
FixedInterchange | 0 | 0 | 0 | 0 | 0 | 0
Total Installed Capacity by Reporting Type: HQ_IESO
ReportingType | 2015 | 2020 | 2025 | 2030 | 2035 | 2040
BM | 0 | 0 | 0 | 0 | 0 | 0
CC | 0 | 0 | 0 | 0 | 0 | 0
CSP | 0 | 0 | 0 | 0 | 0 | 0
CT | 0 | 0 | 0 | 0 | 0 | 0
Coal | 0 | 0 | 0 | 0 | 0 | 0
Geo | 0 | 0 | 0 | 0 | 0 | 0
H | 0 | 0 | 0 | 0 | 0 | 0
LFG | 0 | 0 | 0 | 0 | 0 | 0
Nuc | 0.1 | 0.1 | 0.1 | 0.1 | 0.1 | 0.1
PS | 0 | 0 | 0 | 0 | 0 | 0
PV | 0 | 0 | 0 | 0 | 0 | 0
PeakG | 0 | 0 | 0 | 0 | 0 | 0
PeakO | 0 | 0 | 0 | 0 | 0 | 0
ST | 0 | 0 | 0 | 0 | 0 | 0
STOG | 0 | 0 | 0 | 0 | 0 | 0
STWD | 0 | 0 | 0 | 0 | 0 | 0
WT | 0 | 0 | 0 | 0 | 0 | 0
IGCC | 0 | 0 | 0 | 0 | 0 | 0
DemandResponse | 0 | 0 | 0 | 0 | 0 | 0
IGCC-CCS | 0 | 0 | 0 | 0 | 0 | 0
WT_off | 0 | 0 | 0 | 0 | 0 | 0
PseudoUnit | 0 | 0 | 0 | 0 | 0 | 0
FixedInterchange | 3000 | 3000 | 3000 | 3000 | 3000 | 3000
Total Installed Capacity by Reporting Type: HQ_NEISO
ReportingType | 2015 | 2020 | 2025 | 2030 | 2035 | 2040
BM | 0 | 0 | 0 | 0 | 0 | 0
CC | 0 | 0 | 0 | 0 | 0 | 0
CSP | 0 | 0 | 0 | 0 | 0 | 0
CT | 0 | 0 | 0 | 0 | 0 | 0
Coal | 0 | 0 | 0 | 0 | 0 | 0
Geo | 0 | 0 | 0 | 0 | 0 | 0
H | 0 | 0 | 0 | 0 | 0 | 0
LFG | 0 | 0 | 0 | 0 | 0 | 0
Nuc | 0.1 | 0.1 | 0.1 | 0.1 | 0.1 | 0.1
PS | 0 | 0 | 0 | 0 | 0 | 0
PV | 0 | 0 | 0 | 0 | 0 | 0
PeakG | 0 | 0 | 0 | 0 | 0 | 0
PeakO | 0 | 0 | 0 | 0 | 0 | 0
ST | 0 | 0 | 0 | 0 | 0 | 0
STOG | 0 | 0 | 0 | 0 | 0 | 0
STWD | 0 | 0 | 0 | 0 | 0 | 0
WT | 0 | 0 | 0 | 0 | 0 | 0
IGCC | 0 | 0 | 0 | 0 | 0 | 0
DemandResponse | 0 | 0 | 0 | 0 | 0 | 0
IGCC-CCS | 0 | 0 | 0 | 0 | 0 | 0
WT_off | 0 | 0 | 0 | 0 | 0 | 0
PseudoUnit | 0 | 0 | 170.62 | 2500 | 2500 | 2500
FixedInterchange | 2920 | 2920 | 2920 | 2920 | 2920 | 2920
Total Installed Capacity by Reporting Type: HQ_NY
ReportingType | 2015 | 2020 | 2025 | 2030 | 2035 | 2040
BM | 0 | 0 | 0 | 0 | 0 | 0
CC | 0 | 0 | 0 | 0 | 0 | 0
CSP | 0 | 0 | 0 | 0 | 0 | 0
CT | 0 | 0 | 0 | 0 | 0 | 0
Coal | 0 | 0 | 0 | 0 | 0 | 0
Geo | 0 | 0 | 0 | 0 | 0 | 0
H | 0 | 0 | 0 | 0 | 0 | 0
LFG | 0 | 0 | 0 | 0 | 0 | 0
Nuc | 0.1 | 0.1 | 0.1 | 0.1 | 0.1 | 0.1
PS | 0 | 0 | 0 | 0 | 0 | 0
PV | 0 | 0 | 0 | 0 | 0 | 0
PeakG | 0 | 0 | 0 | 0 | 0 | 0
PeakO | 0 | 0 | 0 | 0 | 0 | 0
ST | 0 | 0 | 0 | 0 | 0 | 0
STOG | 0 | 0 | 0 | 0 | 0 | 0
STWD | 0 | 0 | 0 | 0 | 0 | 0
WT | 0 | 0 | 0 | 0 | 0 | 0
IGCC | 0 | 0 | 0 | 0 | 0 | 0
DemandResponse | 0 | 0 | 0 | 0 | 0 | 0
IGCC-CCS | 0 | 0 | 0 | 0 | 0 | 0
WT_off | 0 | 0 | 0 | 0 | 0 | 0
PseudoUnit | 0 | 1252.13 | 2500 | 2500 | 2500 | 2500
FixedInterchange | 1500 | 1500 | 1500 | 1500 | 1500 | 1500
Total Installed Capacity by Reporting Type: MARITIMES
ReportingType | 2015 | 2020 | 2025 | 2030 | 2035 | 2040
BM | 0 | 0 | 0 | 0 | 0 | 0
CC | 0 | 0 | 0 | 0 | 0 | 0
CSP | 0 | 0 | 0 | 0 | 0 | 0
CT | 0 | 0 | 0 | 0 | 0 | 0
Coal | 0 | 0 | 0 | 0 | 0 | 0
Geo | 0 | 0 | 0 | 0 | 0 | 0
H | 0 | 0 | 0 | 0 | 0 | 0
LFG | 0 | 0 | 0 | 0 | 0 | 0
Nuc | 0.1 | 0.1 | 0.1 | 0.1 | 0.1 | 0.1
PS | 0 | 0 | 0 | 0 | 0 | 0
PV | 0 | 0 | 0 | 0 | 0 | 0
PeakG | 0 | 0 | 0 | 0 | 0 | 0
PeakO | 0 | 0 | 0 | 0 | 0 | 0
ST | 0 | 0 | 0 | 0 | 0 | 0
STOG | 0 | 0 | 0 | 0 | 0 | 0
STWD | 0 | 0 | 0 | 0 | 0 | 0
WT | 0 | 0 | 0 | 0 | 0 | 0
IGCC | 0 | 0 | 0 | 0 | 0 | 0
DemandResponse | 0 | 0 | 0 | 0 | 0 | 0
IGCC-CCS | 0 | 0 | 0 | 0 | 0 | 0
WT_off | 0 | 0 | 0 | 0 | 0 | 0
PseudoUnit | 0 | 500 | 500 | 500 | 500 | 500
FixedInterchange | 1400 | 1400 | 1400 | 1400 | 1400 | 1400
Total Installed Capacity by Reporting Type: All
ReportingType | 2015 | 2020 | 2025 | 2030 | 2035 | 2040
BM | 1251 | 1287.47 | 1615.37 | 3316.25 | 3380.38 | 3304.75
CC | 230729.8 | 240567.28 | 241945.18 | 252263.64 | 288437.12 | 321849.53
CSP | 0 | 0 | 0 | 0 | 0 | 0
CT | 6407.23 | 14295.49 | 17426.81 | 28836.43 | 50999.13 | 63699.31
Coal | 267126.65 | 243991.61 | 233760.83 | 233594.9 | 237614.15 | 256895.69
Geo | 2534.2 | 4609.2 | 9013.43 | 9038.2 | 9038.2 | 9038.2
H | 106079.79 | 108239.79 | 110507.79 | 113595.79 | 113595.79 | 113845.79
LFG | 4136 | 6089 | 8299 | 9022.5 | 9023 | 9023
Nuc | 117236.86 | 121152.36 | 121152.36 | 119664.16 | 93088.46 | 73382.46
PS | 21788 | 21788 | 21788 | 21788 | 21788 | 21788
PV | 1647.99 | 3820.31 | 4899.64 | 5147.56 | 4146.25 | 4285.82
PeakG | 117834.3 | 117799.8 | 117799.8 | 117799.8 | 117799.8 | 115619.34
PeakO | 19633.91 | 19633.91 | 19633.91 | 19633.91 | 19633.91 | 19633.91
ST | 760 | 1579.66 | 1888.57 | 2028.47 | 2028.47 | 2028.47
STOG | 66995.35 | 65842.21 | 65716.63 | 65590.63 | 65590.63 | 65590.63
STWD | 4456.09 | 4456.09 | 4456.09 | 4456.09 | 4456.09 | 4456.09
WT | 64004.8 | 102734.86 | 183885.9 | 256306.92 | 267373.44 | 281777.08
IGCC | 618 | 618 | 618 | 618 | 618 | 618
DemandResponse | 37863.74 | 60093.26 | 85862.57 | 89210.8 | 92685.8 | 96304.58
IGCC-CCS | 0 | 0 | 0 | 0 | 0 | 0
WT_off | 469 | 4573 | 10731 | 20467 | 19999 | 17883.24
PseudoUnit | 0 | 1752.13 | 3170.62 | 5500 | 5500 | 5500
FixedInterchange | 8820 | 8820 | 8820 | 8820 | 8820 | 8820
Total Installed Capacity by Reporting Type: EI_US
ReportingType | 2015 | 2020 | 2025 | 2030 | 2035 | 2040
BM | 741.12 | 777.59 | 1105.48 | 1105.48 | 1105.48 | 913.48
CC | 150721.69 | 158735.03 | 158807.55 | 161284.69 | 188920.95 | 215837.12
CSP | 0 | 0 | 0 | 0 | 0 | 0
CT | 4323.69 | 10442.38 | 13181.92 | 20628.66 | 39066.72 | 45994.01
Coal | 209188.75 | 186617.51 | 178109.65 | 177968.71 | 178911.71 | 187361.56
Geo | 44 | 44 | 44 | 44 | 44 | 44
H | 29436.09 | 30901.09 | 31674.09 | 31674.09 | 31674.09 | 31674.09
LFG | 3458.4 | 4290.6 | 5878.67 | 6536 | 6536 | 6536
Nuc | 89571.36 | 93486.86 | 93486.86 | 91998.66 | 66452.96 | 48286.96
PS | 16931 | 16931 | 16931 | 16931 | 16931 | 16931
PV | 176.73 | 2349.05 | 3428.38 | 3676.31 | 3766.55 | 3906.12
PeakG | 97636.13 | 97636.13 | 97636.13 | 97636.13 | 97636.13 | 97636.13
PeakO | 18917.56 | 18917.56 | 18917.56 | 18917.56 | 18917.56 | 18917.56
ST | 0 | 0 | 0 | 0 | 0 | 0
STOG | 35595.03 | 34441.9 | 34316.32 | 34316.32 | 34316.32 | 34316.32
STWD | 2980 | 2980 | 2980 | 2980 | 2980 | 2980
WT | 36938.6 | 67335.26 | 129591.59 | 193139.05 | 205467.97 | 218380.96
IGCC | 618 | 618 | 618 | 618 | 618 | 618
DemandResponse | 29707.66 | 46218.47 | 65324.07 | 67718.5 | 70208.86 | 72802.09
IGCC-CCS | 0 | 0 | 0 | 0 | 0 | 0
WT_off | 469 | 4573 | 10731 | 20467 | 19999 | 17883.24
PseudoUnit | 0 | 1752.13 | 3170.62 | 5500 | 5500 | 5500
FixedInterchange | 5820 | 5820 | 5820 | 5820 | 5820 | 5820
Total Installed Capacity by Reporting Type: EI_Canada
ReportingType | 2015 | 2020 | 2025 | 2030 | 2035 | 2040
BM | 326.33 | 326.33 | 326.33 | 326.33 | 326.33 | 326.33
CC | 4829.7 | 4829.7 | 4829.7 | 4302.01 | 4302.01 | 5315.24
CSP | 0 | 0 | 0 | 0 | 0 | 0
CT | 378 | 378 | 378 | 378 | 846.28 | 2109.91
Coal | 1660.88 | 1295.78 | 24.99 | 0 | 0 | 0
Geo | 0 | 0 | 0 | 0 | 0 | 0
H | 15168.7 | 15863.7 | 17358.7 | 19818.7 | 19818.7 | 20068.7
LFG | 117.5 | 117.5 | 117.5 | 117.5 | 118 | 118
Nuc | 13018.2 | 13018.2 | 13018.2 | 13018.2 | 11988.2 | 10448.2
PS | 123 | 123 | 123 | 123 | 123 | 123
PV | 1097.26 | 1097.26 | 1097.26 | 1097.26 | 30 | 30
PeakG | 1143 | 1143 | 1143 | 1143 | 1143 | 1143
PeakO | 33.35 | 33.35 | 33.35 | 33.35 | 33.35 | 33.35
ST | 0 | 0 | 0 | 0 | 0 | 0
STOG | 126 | 126 | 126 | 0 | 0 | 0
STWD | 0 | 0 | 0 | 0 | 0 | 0
WT | 3963.3 | 3963.3 | 3963.3 | 3963.3 | 1857.4 | 1857.4
IGCC | 0 | 0 | 0 | 0 | 0 | 0
DemandResponse | 2048.29 | 2374.97 | 2887.27 | 2989.59 | 3095.56 | 3205.29
IGCC-CCS | 0 | 0 | 0 | 0 | 0 | 0
WT_off | 0 | 0 | 0 | 0 | 0 | 0
PseudoUnit | 0 | 0 | 0 | 0 | 0 | 0
FixedInterchange | 3000 | 3000 | 3000 | 3000 | 3000 | 3000
Total Installed Capacity by Reporting Type: EI
ReportingType | 2015 | 2020 | 2025 | 2030 | 2035 | 2040
BM | 1067.45 | 1103.92 | 1431.82 | 1431.82 | 1431.82 | 1239.82
CC | 155551.38 | 163564.73 | 163637.24 | 165586.7 | 193222.96 | 221152.36
CSP | 0 | 0 | 0 | 0 | 0 | 0
CT | 4701.69 | 10820.39 | 13559.92 | 21006.66 | 39913 | 48103.92
Coal | 210849.63 | 187913.29 | 178134.64 | 177968.71 | 178911.71 | 187361.56
Geo | 44 | 44 | 44 | 44 | 44 | 44
H | 44604.79 | 46764.79 | 49032.79 | 51492.79 | 51492.79 | 51742.79
LFG | 3575.9 | 4408.1 | 5996.17 | 6653.5 | 6654 | 6654
Nuc | 102589.56 | 106505.06 | 106505.06 | 105016.86 | 78441.16 | 58735.16
PS | 17054 | 17054 | 17054 | 17054 | 17054 | 17054
PV | 1273.99 | 3446.31 | 4525.64 | 4773.56 | 3796.55 | 3936.12
PeakG | 98779.13 | 98779.13 | 98779.13 | 98779.13 | 98779.13 | 98779.13
PeakO | 18950.91 | 18950.91 | 18950.91 | 18950.91 | 18950.91 | 18950.91
ST | 0 | 0 | 0 | 0 | 0 | 0
STOG | 35721.03 | 34567.9 | 34442.32 | 34316.32 | 34316.32 | 34316.32
STWD | 2980 | 2980 | 2980 | 2980 | 2980 | 2980
WT | 40901.9 | 71298.56 | 133554.89 | 197102.35 | 207325.37 | 220238.36
IGCC | 618 | 618 | 618 | 618 | 618 | 618
DemandResponse | 31755.95 | 48593.44 | 68211.33 | 70708.09 | 73304.41 | 76007.38
IGCC-CCS | 0 | 0 | 0 | 0 | 0 | 0
WT_off | 469 | 4573 | 10731 | 20467 | 19999 | 17883.24
PseudoUnit | 0 | 1752.13 | 3170.62 | 5500 | 5500 | 5500
FixedInterchange | 8820 | 8820 | 8820 | 8820 | 8820 | 8820
Total Installed Capacity by Reporting Type: Outside_EI
ReportingType | 2015 | 2020 | 2025 | 2030 | 2035 | 2040
BM | 183.55 | 183.55 | 183.55 | 1884.43 | 1948.56 | 2064.93
CC | 75178.41 | 77002.55 | 78307.94 | 86676.94 | 95214.16 | 100697.17
CSP | 0 | 0 | 0 | 0 | 0 | 0
CT | 1705.53 | 3475.1 | 3866.88 | 7829.77 | 11086.14 | 15595.38
Coal | 56277.02 | 56078.32 | 55626.19 | 55626.19 | 58702.44 | 69534.13
Geo | 2490.2 | 4565.2 | 8969.43 | 8994.2 | 8994.2 | 8994.2
H | 61475 | 61475 | 61475 | 62103 | 62103 | 62103
LFG | 560.1 | 1680.9 | 2302.83 | 2369 | 2369 | 2369
Nuc | 14647.3 | 14647.3 | 14647.3 | 14647.3 | 14647.3 | 14647.3
PS | 4734 | 4734 | 4734 | 4734 | 4734 | 4734
PV | 374 | 374 | 374 | 374 | 349.7 | 349.7
PeakG | 19055.17 | 19020.67 | 19020.67 | 19020.67 | 19020.67 | 16840.21
PeakO | 683 | 683 | 683 | 683 | 683 | 683
ST | 760 | 1579.66 | 1888.57 | 2028.47 | 2028.47 | 2028.47
STOG | 31274.31 | 31274.31 | 31274.31 | 31274.31 | 31274.31 | 31274.31
STWD | 1476.09 | 1476.09 | 1476.09 | 1476.09 | 1476.09 | 1476.09
WT | 23102.9 | 31436.3 | 50331.01 | 59204.57 | 60048.07 | 61538.72
IGCC | 0 | 0 | 0 | 0 | 0 | 0
DemandResponse | 6107.8 | 11499.81 | 17651.23 | 18502.71 | 19381.39 | 20297.2
IGCC-CCS | 0 | 0 | 0 | 0 | 0 | 0
WT_off | 0 | 0 | 0 | 0 | 0 | 0
PseudoUnit | 0 | 0 | 0 | 0 | 0 | 0
FixedInterchange | 0 | 0 | 0 | 0 | 0 | 0
#6 | Retrofit Capacity (MW)
Retrofit Capacity by Reporting Type: Entergy
ReportingType | 2015 | 2020 | 2025 | 2030 | 2035 | 2040
FGD | 0 | 7356 | 7356 | 7356 | 7356 | 7356
SNCR | 0 | 0 | 0 | 0 | 0 | 0
SCR | 0 | 0 | 0 | 0 | 0 | 0
ACI90 | 0 | 0 | 0 | 0 | 0 | 0
RPJ90 | 0 | 7416 | 7416 | 7416 | 7416 | 7416
PCSEQ | 0 | 0 | 0 | 0 | 0 | 0
Retrofit Capacity by Reporting Type: FRCC
ReportingType | 2015 | 2020 | 2025 | 2030 | 2035 | 2040
FGD | 0 | 235 | 235 | 235 | 235 | 235
SNCR | 0 | 0 | 0 | 0 | 0 | 0
SCR | 3796 | 1898 | 1898 | 1898 | 1898 | 1898
ACI90 | 0 | 0 | 0 | 0 | 0 | 0
RPJ90 | 0 | 7900 | 7900.01 | 7900.01 | 7900.01 | 7900.01
PCSEQ | 0 | 0 | 0 | 0 | 0 | 0
Retrofit Capacity by Reporting Type: MAPP_US
ReportingType | 2015 | 2020 | 2025 | 2030 | 2035 | 2040
FGD | 221 | 0 | 0 | 0 | 0 | 0
SNCR | 0 | 0 | 0 | 0 | 0 | 0
SCR | 0 | 0 | 0 | 0 | 0 | 0
ACI90 | 0 | 0 | 0 | 0 | 0 | 0
RPJ90 | 0 | 2360 | 2360 | 2360 | 2360 | 2360
PCSEQ | 0 | 0 | 0 | 0 | 0 | 0
Retrofit Capacity by Reporting Type: MISO_IN
ReportingType | 2015 | 2020 | 2025 | 2030 | 2035 | 2040
FGD | 0 | 2276 | 2276 | 2276 | 2276 | 2276
SNCR | 0 | 0 | 0 | 0 | 0 | 0
SCR | 0 | 0 | 0 | 0 | 0 | 0
ACI90 | 0 | 0 | 0 | 0 | 0 | 0
RPJ90 | 0 | 13115.81 | 13115.81 | 13115.81 | 13115.81 | 13115.81
PCSEQ | 0 | 0 | 0 | 0 | 0 | 0
Retrofit Capacity by Reporting Type: MISO_MI
ReportingType | 2015 | 2020 | 2025 | 2030 | 2035 | 2040
FGD | 0 | 5477.2 | 5477.2 | 5477.2 | 5477.2 | 5477.2
SNCR | 0 | 0 | 0 | 0 | 0 | 0
SCR | 355 | 0 | 0 | 0 | 0 | 0
ACI90 | 0 | 0 | 0 | 0 | 0 | 0
RPJ90 | 0 | 7279 | 7279 | 7279 | 7279 | 7279
PCSEQ | 0 | 0 | 0 | 0 | 0 | 0
Retrofit Capacity by Reporting Type: MISO_MO-IL
ReportingType | 2015 | 2020 | 2025 | 2030 | 2035 | 2040
FGD | 0 | 6316 | 6316 | 6316 | 6316 | 6316
SNCR | 0 | 0 | 0 | 0 | 0 | 0
SCR | 400 | 200 | 200 | 200 | 200 | 200
ACI90 | 0 | 0 | 0 | 0 | 0 | 0
RPJ90 | 2275 | 9966.01 | 9966.01 | 9966.01 | 9966.01 | 9966.01
PCSEQ | 0 | 0 | 0 | 0 | 0 | 0
Retrofit Capacity by Reporting Type: MISO_W
ReportingType | 2015 | 2020 | 2025 | 2030 | 2035 | 2040
FGD | 0 | 5555.5 | 5555.5 | 5555.5 | 5555.5 | 5555.5
SNCR | 0 | 0 | 0 | 0 | 0 | 0
SCR | 1225.26 | 612.63 | 612.63 | 612.63 | 612.63 | 612.63
ACI90 | 0 | 0 | 0 | 0 | 0 | 0
RPJ90 | 2652.36 | 11006.03 | 11006.03 | 11006.03 | 11006.03 | 11006.03
PCSEQ | 0 | 0 | 0 | 0 | 0 | 0
Retrofit Capacity by Reporting Type: MISO_WUMS
ReportingType | 2015 | 2020 | 2025 | 2030 | 2035 | 2040
FGD | 1135 | 2766.1 | 2766.1 | 2766.1 | 2766.1 | 2766.1
SNCR | 0 | 0 | 0 | 0 | 0 | 0
SCR | 2778.6 | 2163.6 | 2163.6 | 2163.6 | 2163.6 | 2163.6
ACI90 | 0 | 0 | 0 | 0 | 0 | 0
RPJ90 | 1740.2 | 4519.1 | 4519.1 | 4519.1 | 4519.11 | 4519.11
PCSEQ | 0 | 0 | 0 | 0 | 0 | 0
Retrofit Capacity by Reporting Type: Nebraska
ReportingType | 2015 | 2020 | 2025 | 2030 | 2035 | 2040
FGD | 0 | 2920.2 | 2011 | 2011 | 2011 | 2011
SNCR | 0 | 0 | 0 | 0 | 0 | 0
SCR | 0 | 0 | 0 | 0 | 0 | 0
ACI90 | 0 | 0 | 0 | 0 | 0 | 0
RPJ90 | 1364.4 | 3602.4 | 2693.2 | 2693.2 | 2693.2 | 2693.2
PCSEQ | 0 | 0 | 0 | 0 | 0 | 0
Retrofit Capacity by Reporting Type: NEISO
ReportingType | 2015 | 2020 | 2025 | 2030 | 2035 | 2040
FGD | 320 | 0 | 0 | 0 | 0 | 0
SNCR | 0 | 0 | 0 | 0 | 0 | 0
SCR | 0 | 0 | 0 | 0 | 0 | 0
ACI90 | 0 | 0 | 0 | 0 | 0 | 0
RPJ90 | 870.93 | 0 | 0 | 0 | 0 | 0
PCSEQ | 0 | 0 | 0 | 0 | 0 | 0
Retrofit Capacity by Reporting Type: NonRTO_Midwest
ReportingType | 2015 | 2020 | 2025 | 2030 | 2035 | 2040
FGD | 1403 | 2276.39 | 2276.39 | 2276.39 | 2276.39 | 2276.39
SNCR | 0 | 0 | 0 | 0 | 0 | 0
SCR | 1463.8 | 731.9 | 731.9 | 731.9 | 731.9 | 731.9
ACI90 | 0 | 0 | 0 | 0 | 0 | 0
RPJ90 | 0 | 8108.65 | 8108.66 | 8108.66 | 8108.66 | 8108.66
PCSEQ | 0 | 0 | 0 | 0 | 0 | 0
Retrofit Capacity by Reporting Type: NYISO_A-F
ReportingType | 2015 | 2020 | 2025 | 2030 | 2035 | 2040
FGD | 0 | 0 | 0 | 0 | 0 | 0
SNCR | 0 | 0 | 0 | 0 | 0 | 0
SCR | 0 | 0 | 0 | 0 | 0 | 0
ACI90 | 0 | 0 | 0 | 0 | 0 | 0
RPJ90 | 486.3 | 0 | 0 | 0 | 0 | 0
PCSEQ | 0 | 0 | 0 | 0 | 0 | 0
Retrofit Capacity by Reporting Type: NYISO_G-I
ReportingType | 2015 | 2020 | 2025 | 2030 | 2035 | 2040
FGD | 0 | 0 | 0 | 0 | 0 | 0
SNCR | 0 | 0 | 0 | 0 | 0 | 0
SCR | 0 | 0 | 0 | 0 | 0 | 0
ACI90 | 0 | 0 | 0 | 0 | 0 | 0
RPJ90 | 0 | 0 | 0 | 0 | 0 | 0
PCSEQ | 0 | 0 | 0 | 0 | 0 | 0
Retrofit Capacity by Reporting Type: NYISO_J-K
ReportingType | 2015 | 2020 | 2025 | 2030 | 2035 | 2040
FGD | 0 | 0 | 0 | 0 | 0 | 0
SNCR | 0 | 0 | 0 | 0 | 0 | 0
SCR | 0 | 0 | 0 | 0 | 0 | 0
ACI90 | 0 | 0 | 0 | 0 | 0 | 0
RPJ90 | 0 | 0 | 0 | 0 | 0 | 0
PCSEQ | 0 | 0 | 0 | 0 | 0 | 0
Retrofit Capacity by Reporting Type: PJM_E
ReportingType | 2015 | 2020 | 2025 | 2030 | 2035 | 2040
FGD | 0 | 0 | 0 | 0 | 0 | 0
SNCR | 0 | 0 | 0 | 0 | 0 | 0
SCR | 568 | 0 | 0 | 0 | 0 | 0
ACI90 | 0 | 0 | 0 | 0 | 0 | 0
RPJ90 | 1784 | 0 | 0 | 0 | 0 | 0
PCSEQ | 0 | 0 | 0 | 0 | 0 | 0
Retrofit Capacity by Reporting Type: PJM_ROM
ReportingType | 2015 | 2020 | 2025 | 2030 | 2035 | 2040
FGD | 0 | 1234 | 1234 | 1234 | 1234 | 1234
SNCR | 0 | 0 | 0 | 0 | 0 | 0
SCR | 341 | 0 | 0 | 0 | 0 | 0
ACI90 | 0 | 0 | 0 | 0 | 0 | 0
RPJ90 | 2572 | 7711 | 7711 | 7711 | 7711 | 7711
PCSEQ | 0 | 0 | 0 | 0 | 0 | 0
Retrofit Capacity by Reporting Type: PJM_ROR
ReportingType | 2015 | 2020 | 2025 | 2030 | 2035 | 2040
FGD | 0 | 5738 | 5738 | 5738 | 5738 | 5738
SNCR | 0 | 0 | 0 | 0 | 0 | 0
SCR | 2400 | 1200 | 1200 | 1200 | 1200 | 1200
ACI90 | 0 | 0 | 0 | 0 | 0 | 0
RPJ90 | 0 | 34989 | 34989 | 34989.01 | 34989.01 | 34989.01
PCSEQ | 0 | 0 | 0 | 0 | 0 | 0
Retrofit Capacity by Reporting Type: SOCO
ReportingType | 2015 | 2020 | 2025 | 2030 | 2035 | 2040
FGD | 4088.7 | 6563.2 | 6563.2 | 6563.2 | 6563.2 | 6563.2
SNCR | 0 | 0 | 0 | 0 | 0 | 0
SCR | 3404.7 | 3404.7 | 3404.7 | 3404.7 | 3404.7 | 3404.7
ACI90 | 0 | 0 | 0 | 0 | 0 | 0
RPJ90 | 6809.4 | 15047 | 15047 | 15047 | 15047 | 15047
PCSEQ | 0 | 0 | 0 | 0 | 0 | 0
Retrofit Capacity by Reporting Type: SPP_N
ReportingType | 2015 | 2020 | 2025 | 2030 | 2035 | 2040
FGD | 0 | 1686.04 | 742.94 | 602 | 602 | 602
SNCR | 0 | 0 | 0 | 0 | 0 | 0
SCR | 0 | 0 | 0 | 0 | 0 | 0
ACI90 | 0 | 0 | 0 | 0 | 0 | 0
RPJ90 | 1302 | 6287.04 | 5343.94 | 5203.01 | 5203.01 | 5203.01
PCSEQ | 0 | 0 | 0 | 0 | 0 | 0
Retrofit Capacity by Reporting Type: SPP_S
ReportingType | 2015 | 2020 | 2025 | 2030 | 2035 | 2040
FGD | 0 | 8749.56 | 2094 | 2094 | 2094 | 2094
SNCR | 0 | 0 | 0 | 0 | 0 | 0
SCR | 0 | 0 | 0 | 0 | 0 | 0
ACI90 | 0 | 0 | 0 | 0 | 0 | 0
RPJ90 | 0 | 11224.69 | 4569.13 | 4569.13 | 4569.13 | 4569.13
PCSEQ | 0 | 0 | 0 | 0 | 0 | 0
Retrofit Capacity by Reporting Type: TVA
ReportingType | 2015 | 2020 | 2025 | 2030 | 2035 | 2040
FGD | 0 | 4090 | 4090 | 4090 | 4090 | 4090
SNCR | 0 | 0 | 0 | 0 | 0 | 0
SCR | 0 | 0 | 0 | 0 | 0 | 0
ACI90 | 0 | 0 | 0 | 0 | 0 | 0
RPJ90 | 0 | 10807.05 | 10807.05 | 10807.05 | 10807.05 | 10807.05
PCSEQ | 0 | 0 | 0 | 0 | 0 | 0
Retrofit Capacity by Reporting Type: TVA_Transmission
ReportingType | 2015 | 2020 | 2025 | 2030 | 2035 | 2040
FGD | 0 | 0 | 0 | 0 | 0 | 0
SNCR | 0 | 0 | 0 | 0 | 0 | 0
SCR | 0 | 0 | 0 | 0 | 0 | 0
ACI90 | 0 | 0 | 0 | 0 | 0 | 0
RPJ90 | 0 | 0 | 0 | 0 | 0 | 0
PCSEQ | 0 | 0 | 0 | 0 | 0 | 0
Retrofit Capacity by Reporting Type: VACAR
ReportingType | 2015 | 2020 | 2025 | 2030 | 2035 | 2040
FGD | 0 | 0 | 0 | 0 | 0 | 0
SNCR | 0 | 0 | 0 | 0 | 0 | 0
SCR | 0 | 0 | 0 | 0 | 0 | 0
ACI90 | 0 | 0 | 0 | 0 | 0 | 0
RPJ90 | 0.01 | 13454.02 | 13454.03 | 13454.04 | 13454.05 | 13454.05
PCSEQ | 0 | 0 | 0 | 0 | 0 | 0
Retrofit Capacity by Reporting Type: IESO
ReportingType | 2015 | 2020 | 2025 | 2030 | 2035 | 2040
FGD | 0 | 0 | 0 | 0 | 0 | 0
SNCR | 0 | 0 | 0 | 0 | 0 | 0
SCR | 0 | 0 | 0 | 0 | 0 | 0
ACI90 | 0 | 0 | 0 | 0 | 0 | 0
RPJ90 | 0 | 0 | 0 | 0 | 0 | 0
PCSEQ | 0 | 0 | 0 | 0 | 0 | 0
Retrofit Capacity by Reporting Type: MAPP_CA
ReportingType | 2015 | 2020 | 2025 | 2030 | 2035 | 2040
FGD | 0 | 0 | 0 | 0 | 0 | 0
SNCR | 0 | 0 | 0 | 0 | 0 | 0
SCR | 0 | 0 | 0 | 0 | 0 | 0
ACI90 | 0 | 0 | 0 | 0 | 0 | 0
RPJ90 | 0 | 0 | 0 | 0 | 0 | 0
PCSEQ | 0 | 0 | 0 | 0 | 0 | 0
Retrofit Capacity by Reporting Type: AZ_NM_SNV_Coal
ReportingType | 2015 | 2020 | 2025 | 2030 | 2035 | 2040
FGD | 384 | 540 | 540 | 540 | 540 | 540
SNCR | 0 | 0 | 0 | 0 | 0 | 0
SCR | 800 | 400 | 400 | 400 | 400 | 400
ACI90 | 0 | 0 | 0 | 0 | 0 | 0
RPJ90 | 3286 | 10066 | 10066 | 10066 | 10066 | 10066
PCSEQ | 0 | 0 | 0 | 0 | 0 | 0
Retrofit Capacity by Reporting Type: AZ_NM_SNV_Gas
ReportingType | 2015 | 2020 | 2025 | 2030 | 2035 | 2040
FGD | 0 | 0 | 0 | 0 | 0 | 0
SNCR | 0 | 0 | 0 | 0 | 0 | 0
SCR | 0 | 0 | 0 | 0 | 0 | 0
ACI90 | 0 | 0 | 0 | 0 | 0 | 0
RPJ90 | 0 | 0 | 0 | 0 | 0 | 0
PCSEQ | 0 | 0 | 0 | 0 | 0 | 0
Retrofit Capacity by Reporting Type: AZ_NM_SNV_NucRenew
ReportingType | 2015 | 2020 | 2025 | 2030 | 2035 | 2040
FGD | 0 | 0 | 0 | 0 | 0 | 0
SNCR | 0 | 0 | 0 | 0 | 0 | 0
SCR | 0 | 0 | 0 | 0 | 0 | 0
ACI90 | 0 | 0 | 0 | 0 | 0 | 0
RPJ90 | 0 | 0 | 0 | 0 | 0 | 0
PCSEQ | 0 | 0 | 0 | 0 | 0 | 0
Retrofit Capacity by Reporting Type: ERCOT
ReportingType | 2015 | 2020 | 2025 | 2030 | 2035 | 2040
FGD | 0 | 5125 | 5125 | 5125 | 5125 | 5125
SNCR | 0 | 0 | 0 | 0 | 0 | 0
SCR | 4370 | 2185 | 2185 | 2185 | 2185 | 2185
ACI90 | 0 | 0 | 0 | 0 | 0 | 0
RPJ90 | 9196 | 16247.87 | 16247.87 | 16247.88 | 16247.88 | 16247.88
PCSEQ | 0 | 0 | 0 | 0 | 0 | 0
Retrofit Capacity by Reporting Type: NP15
ReportingType | 2015 | 2020 | 2025 | 2030 | 2035 | 2040
FGD | 0 | 0 | 0 | 0 | 0 | 0
SNCR | 0 | 0 | 0 | 0 | 0 | 0
SCR | 0 | 0 | 0 | 0 | 0 | 0
ACI90 | 0 | 0 | 0 | 0 | 0 | 0
RPJ90 | 0 | 0 | 0 | 0 | 0 | 0
PCSEQ | 0 | 0 | 0 | 0 | 0 | 0
Retrofit Capacity by Reporting Type: NWPP_Coal
ReportingType | 2015 | 2020 | 2025 | 2030 | 2035 | 2040
FGD | 0 | 1601.2 | 1601.2 | 1601.2 | 1601.2 | 1601.2
SNCR | 0 | 0 | 0 | 0 | 0 | 0
SCR | 0 | 0 | 0 | 0 | 0 | 0
ACI90 | 0 | 0 | 0 | 0 | 0 | 0
RPJ90 | 453.6 | 13097.62 | 13097.62 | 13097.62 | 13097.62 | 13097.62
PCSEQ | 0 | 0 | 0 | 0 | 0 | 0
Retrofit Capacity by Reporting Type: NWPP_Gas
ReportingType | 2015 | 2020 | 2025 | 2030 | 2035 | 2040
FGD | 0 | 0 | 0 | 0 | 0 | 0
SNCR | 0 | 0 | 0 | 0 | 0 | 0
SCR | 0 | 0 | 0 | 0 | 0 | 0
ACI90 | 0 | 0 | 0 | 0 | 0 | 0
RPJ90 | 0 | 0 | 0 | 0 | 0 | 0
PCSEQ | 0 | 0 | 0 | 0 | 0 | 0
Retrofit Capacity by Reporting Type: NWPP_NucRenew
ReportingType | 2015 | 2020 | 2025 | 2030 | 2035 | 2040
FGD | 0 | 0 | 0 | 0 | 0 | 0
SNCR | 0 | 0 | 0 | 0 | 0 | 0
SCR | 0 | 0 | 0 | 0 | 0 | 0
ACI90 | 0 | 0 | 0 | 0 | 0 | 0
RPJ90 | 0 | 0 | 0 | 0 | 0 | 0
PCSEQ | 0 | 0 | 0 | 0 | 0 | 0
Retrofit Capacity by Reporting Type: RMPA
ReportingType | 2015 | 2020 | 2025 | 2030 | 2035 | 2040
FGD | 0 | 1282 | 1282 | 1282 | 1282 | 1282
SNCR | 0 | 0 | 0 | 0 | 0 | 0
SCR | 1554.6 | 777.3 | 777.3 | 777.3 | 777.3 | 777.3
ACI90 | 0 | 0 | 0 | 0 | 0 | 0
RPJ90 | 2874.6 | 6914.8 | 6462.68 | 6462.68 | 6462.68 | 6315.8
PCSEQ | 0 | 0 | 0 | 0 | 0 | 0
Retrofit Capacity by Reporting Type: SP15
ReportingType | 2015 | 2020 | 2025 | 2030 | 2035 | 2040
FGD | 0 | 0 | 0 | 0 | 0 | 0
SNCR | 0 | 0 | 0 | 0 | 0 | 0
SCR | 0 | 0 | 0 | 0 | 0 | 0
ACI90 | 0 | 0 | 0 | 0 | 0 | 0
RPJ90 | 0 | 101.2 | 101.2 | 101.2 | 0 | 0
PCSEQ | 0 | 0 | 0 | 0 | 0 | 0
Retrofit Capacity by Reporting Type: ALB
ReportingType | 2015 | 2020 | 2025 | 2030 | 2035 | 2040
FGD | 0 | 0 | 0 | 0 | 0 | 0
SNCR | 0 | 0 | 0 | 0 | 0 | 0
SCR | 0 | 0 | 0 | 0 | 0 | 0
ACI90 | 0 | 0 | 0 | 0 | 0 | 0
RPJ90 | 0 | 0 | 0 | 0 | 0 | 0
PCSEQ | 0 | 0 | 0 | 0 | 0 | 0
Retrofit Capacity by Reporting Type: BC
ReportingType | 2015 | 2020 | 2025 | 2030 | 2035 | 2040
FGD | 0 | 0 | 0 | 0 | 0 | 0
SNCR | 0 | 0 | 0 | 0 | 0 | 0
SCR | 0 | 0 | 0 | 0 | 0 | 0
ACI90 | 0 | 0 | 0 | 0 | 0 | 0
RPJ90 | 0 | 0 | 0 | 0 | 0 | 0
PCSEQ | 0 | 0 | 0 | 0 | 0 | 0
Retrofit Capacity by Reporting Type: HQ_IESO
ReportingType | 2015 | 2020 | 2025 | 2030 | 2035 | 2040
FGD | 0 | 0 | 0 | 0 | 0 | 0
SNCR | 0 | 0 | 0 | 0 | 0 | 0
SCR | 0 | 0 | 0 | 0 | 0 | 0
ACI90 | 0 | 0 | 0 | 0 | 0 | 0
RPJ90 | 0 | 0 | 0 | 0 | 0 | 0
PCSEQ | 0 | 0 | 0 | 0 | 0 | 0
Retrofit Capacity by Reporting Type: HQ_NEISO
ReportingType | 2015 | 2020 | 2025 | 2030 | 2035 | 2040
FGD | 0 | 0 | 0 | 0 | 0 | 0
SNCR | 0 | 0 | 0 | 0 | 0 | 0
SCR | 0 | 0 | 0 | 0 | 0 | 0
ACI90 | 0 | 0 | 0 | 0 | 0 | 0
RPJ90 | 0 | 0 | 0 | 0 | 0 | 0
PCSEQ | 0 | 0 | 0 | 0 | 0 | 0
Retrofit Capacity by Reporting Type: HQ_NY
ReportingType | 2015 | 2020 | 2025 | 2030 | 2035 | 2040
FGD | 0 | 0 | 0 | 0 | 0 | 0
SNCR | 0 | 0 | 0 | 0 | 0 | 0
SCR | 0 | 0 | 0 | 0 | 0 | 0
ACI90 | 0 | 0 | 0 | 0 | 0 | 0
RPJ90 | 0 | 0 | 0 | 0 | 0 | 0
PCSEQ | 0 | 0 | 0 | 0 | 0 | 0
Retrofit Capacity by Reporting Type: MARITIMES
ReportingType | 2015 | 2020 | 2025 | 2030 | 2035 | 2040
FGD | 0 | 0 | 0 | 0 | 0 | 0
SNCR | 0 | 0 | 0 | 0 | 0 | 0
SCR | 0 | 0 | 0 | 0 | 0 | 0
ACI90 | 0 | 0 | 0 | 0 | 0 | 0
RPJ90 | 0 | 0 | 0 | 0 | 0 | 0
PCSEQ | 0 | 0 | 0 | 0 | 0 | 0
Retrofit Capacity by Reporting Type: All
ReportingType | 2015 | 2020 | 2025 | 2030 | 2035 | 2040
FGD | 7551.7 | 71787.39 | 63279.53 | 63138.6 | 63138.6 | 63138.6
SNCR | 0 | 0 | 0 | 0 | 0 | 0
SCR | 23456.96 | 13573.13 | 13573.13 | 13573.13 | 13573.13 | 13573.13
ACI90 | 0 | 0 | 0 | 0 | 0 | 0
RPJ90 | 37666.81 | 221220.31 | 212260.34 | 212119.43 | 212018.25 | 211871.39
PCSEQ | 0 | 0 | 0 | 0 | 0 | 0
Retrofit Capacity by Reporting Type: EI_US
ReportingType | 2015 | 2020 | 2025 | 2030 | 2035 | 2040
FGD | 7167.7 | 63239.19 | 54731.33 | 54590.4 | 54590.4 | 54590.4
SNCR | 0 | 0 | 0 | 0 | 0 | 0
SCR | 16732.36 | 10210.83 | 10210.83 | 10210.83 | 10210.83 | 10210.83
ACI90 | 0 | 0 | 0 | 0 | 0 | 0
RPJ90 | 21856.61 | 174792.81 | 166284.97 | 166144.05 | 166144.07 | 166144.09
PCSEQ | 0 | 0 | 0 | 0 | 0 | 0
Retrofit Capacity by Reporting Type: EI_Canada
ReportingType | 2015 | 2020 | 2025 | 2030 | 2035 | 2040
FGD | 0 | 0 | 0 | 0 | 0 | 0
SNCR | 0 | 0 | 0 | 0 | 0 | 0
SCR | 0 | 0 | 0 | 0 | 0 | 0
ACI90 | 0 | 0 | 0 | 0 | 0 | 0
RPJ90 | 0 | 0 | 0 | 0 | 0 | 0
PCSEQ | 0 | 0 | 0 | 0 | 0 | 0
Retrofit Capacity by Reporting Type: EI
ReportingType | 2015 | 2020 | 2025 | 2030 | 2035 | 2040
FGD | 7167.7 | 63239.19 | 54731.33 | 54590.4 | 54590.4 | 54590.4
SNCR | 0 | 0 | 0 | 0 | 0 | 0
SCR | 16732.36 | 10210.83 | 10210.83 | 10210.83 | 10210.83 | 10210.83
ACI90 | 0 | 0 | 0 | 0 | 0 | 0
RPJ90 | 21856.61 | 174792.81 | 166284.97 | 166144.05 | 166144.07 | 166144.09
PCSEQ | 0 | 0 | 0 | 0 | 0 | 0
Retrofit Capacity by Reporting Type: Outside_EI
ReportingType | 2015 | 2020 | 2025 | 2030 | 2035 | 2040
FGD | 384 | 8548.2 | 8548.2 | 8548.2 | 8548.2 | 8548.2
SNCR | 0 | 0 | 0 | 0 | 0 | 0
SCR | 6724.6 | 3362.3 | 3362.3 | 3362.3 | 3362.3 | 3362.3
ACI90 | 0 | 0 | 0 | 0 | 0 | 0
RPJ90 | 15810.2 | 46427.49 | 45975.37 | 45975.37 | 45874.18 | 45727.3
PCSEQ | 0 | 0 | 0 | 0 | 0 | 0
#7 | Reserve Margin (MW)
Reserve Margin Data: ALB
| 2015 | 2020 | 2025 | 2030 | 2035 | 2040
a. Peak Demand | 9916.01 | 10447.08 | 11261.72 | 12030.19 | 12925.57 | 13886.96
b. Peak Demand + Reserve Margin | 11700.89 | 12327.55 | 13288.83 | 14195.62 | 15252.17 | 16386.61
c. DR MW | 105.16 | 361.08 | 660.83 | 708.64 | 759.9 | 814.88
d. Capacity Credit | 11700.89 | 12457.92 | 13550.15 | 14195.62 | 15252.17 | 16386.61
Reserve Margin Data: BC
| 2015 | 2020 | 2025 | 2030 | 2035 | 2040
a. Peak Demand | 12123.75 | 12494.86 | 13175.83 | 13768.36 | 14470.91 | 15208.63
b. Peak Demand + Reserve Margin | 14306.03 | 14743.94 | 15547.48 | 16246.67 | 17075.68 | 17946.18
c. DR MW | 0.01 | 264.69 | 555.31 | 582.51 | 611.05 | 640.98
d. Capacity Credit | 14306.03 | 14743.94 | 15547.48 | 16246.67 | 17075.68 | 17946.18
Reserve Margin Data: ENT
| 2015 | 2020 | 2025 | 2030 | 2035 | 2040
a. Peak Demand | 31307.38 | 32329.04 | 32660.25 | 33862.28 | 33334.91 | 33970.92
b. Peak Demand + Reserve Margin | 35690.41 | 36855.11 | 37232.68 | 38603 | 38001.79 | 38726.84
c. DR MW | 301.55 | 1538.95 | 2854.33 | 2930.78 | 3009.27 | 3089.87
d. Capacity Credit | 35690.41 | 36855.11 | 38181.13 | 38603 | 38001.79 | 38726.84
Reserve Margin Data: ERCOT
| 2015 | 2020 | 2025 | 2030 | 2035 | 2040
a. Peak Demand | 69122.76 | 72300.72 | 75751.09 | 78846.5 | 80814.33 | 84384.65
b. Peak Demand + Reserve Margin | 77763.1 | 81338.31 | 85219.97 | 88702.31 | 90916.12 | 94932.73
c. DR MW | 740.81 | 3617.73 | 6720.3 | 6926.25 | 7155.61 | 7391.29
d. Capacity Credit | 77763.11 | 81338.31 | 85640.99 | 88702.31 | 90916.12 | 94932.73
Reserve Margin Data: FRCC
| 2015 | 2020 | 2025 | 2030 | 2035 | 2040
a. Peak Demand | 49629.34 | 52657.84 | 54864.62 | 55607.32 | 62366.88 | 65820.37
b. Peak Demand + Reserve Margin | 57570.04 | 61083.09 | 63642.96 | 64504.49 | 72345.58 | 76351.63
c. DR MW | 2734.45 | 3962.85 | 5527.63 | 5878.95 | 6252.59 | 6649.99
d. Capacity Credit | 57570.04 | 61083.09 | 63642.96 | 64504.49 | 72345.58 | 76351.63
Reserve Margin Data: IESO
| 2015 | 2020 | 2025 | 2030 | 2035 | 2040
a. Peak Demand | 23324.15 | 22671.05 | 23575.58 | 24294.68 | 25180.78 | 26098.03
b. Peak Demand + Reserve Margin | 27289.26 | 26525.13 | 27583.43 | 28424.78 | 29461.52 | 30534.69
c. DR MW | 1958.79 | 2066.83 | 2340.54 | 2421.21 | 2504.65 | 2590.98
d. Capacity Credit | 30018.7 | 30126.74 | 30400.44 | 30481.11 | 29461.52 | 30534.69
Reserve Margin Data: MAPP_CA
| 2015 | 2020 | 2025 | 2030 | 2035 | 2040
a. Peak Demand | 8678.03 | 9167.8 | 9581.02 | 9922.39 | 10335.46 | 10765.25
b. Peak Demand + Reserve Margin | 9719.4 | 10267.94 | 10730.74 | 11113.07 | 11575.72 | 12057.08
c. DR MW | 89.5 | 308.14 | 546.73 | 568.39 | 590.9 | 614.31
d. Capacity Credit | 9719.4 | 10267.94 | 10730.74 | 12533.72 | 12546.24 | 12569.64
Reserve Margin Data: MAPP_US
| 2015 | 2020 | 2025 | 2030 | 2035 | 2040
a. Peak Demand | 5385.39 | 5812.84 | 5895.92 | 6523.72 | 7302.83 | 7737.89
b. Peak Demand + Reserve Margin | 6139.34 | 6626.64 | 6721.35 | 7437.04 | 8325.23 | 8821.19
c. DR MW | 59 | 199.4 | 353.8 | 367.81 | 382.38 | 397.53
d. Capacity Credit | 6855.87 | 6626.64 | 6781.03 | 7437.04 | 8325.23 | 8821.19
Reserve Margin Data: NEISO
| 2015 | 2020 | 2025 | 2030 | 2035 | 2040
a. Peak Demand | 28587.47 | 29161.77 | 29515.48 | 29325.69 | 29642.25 | 29967.52
b. Peak Demand + Reserve Margin | 33161.46 | 33827.66 | 34237.95 | 34017.8 | 34385.01 | 34762.32
c. DR MW | 3092.4 | 3627.72 | 4230.66 | 4257.78 | 4282.5 | 4307.35
d. Capacity Credit | 33161.46 | 33827.66 | 34237.95 | 37366.46 | 35961.78 | 34762.32
Reserve Margin Data: NonRTO_Midwest
| 2015 | 2020 | 2025 | 2030 | 2035 | 2040
a. Peak Demand | 10997.43 | 11557.26 | 12593.01 | 12608.81 | 12625.01 | 12861.91
b. Peak Demand + Reserve Margin | 12537.07 | 13175.28 | 14356.04 | 14374.05 | 14392.51 | 14662.58
c. DR MW | 193.98 | 453.37 | 727.88 | 745.89 | 764.35 | 783.26
d. Capacity Credit | 12537.07 | 13175.28 | 14356.04 | 14374.05 | 14392.51 | 14662.58
Reserve Margin Data: NYISO_J-K
| 2015 | 2020 | 2025 | 2030 | 2035 | 2040
a. Peak Demand | 15335.64 | 16134.02 | 16622.39 | 17125.87 | 18273.19 | 19284.32
b. Peak Demand + Reserve Margin | 14108.79 | 14843.3 | 15292.59 | 15755.8 | 16811.33 | 17741.58
c. DR MW | 1319.07 | 1502.66 | 1718.62 | 1795.58 | 1875.99 | 1960
d. Capacity Credit | 14901.11 | 15368.8 | 15885.48 | 16676.38 | 19550.22 | 20006.26
Reserve Margin Data: PJM_E
| 2015 | 2020 | 2025 | 2030 | 2035 | 2040
a. Peak Demand | 30496.29 | 28002.68 | 29080 | 30280.37 | 31378.03 | 33213.54
b. Peak Demand + Reserve Margin | 29825.38 | 27386.62 | 28440.24 | 29614.2 | 30687.71 | 32482.84
c. DR MW | 1256.73 | 1718.17 | 2388.62 | 2469.72 | 2553.57 | 2640.27
d. Capacity Credit | 33072.77 | 32839.81 | 34043.07 | 34923.37 | 33570.14 | 32482.84
Reserve Margin Data: RMPA
| 2015 | 2020 | 2025 | 2030 | 2035 | 2040
a. Peak Demand | 12771.87 | 14295.76 | 15449.08 | 15994.24 | 17033.64 | 18141.24
b. Peak Demand + Reserve Margin | 14559.93 | 16297.16 | 17611.95 | 18233.43 | 19418.35 | 20681.01
c. DR MW | 486.05 | 622.89 | 804.5 | 856.88 | 912.57 | 971.91
d. Capacity Credit | 15767.06 | 16297.16 | 18122.77 | 18233.43 | 19418.35 | 20681.01
Reserve Margin Data: SOCO
| 2015 | 2020 | 2025 | 2030 | 2035 | 2040
a. Peak Demand | 52899.48 | 57291.95 | 59527.82 | 59788.36 | 60357.87 | 64966.75
b. Peak Demand + Reserve Margin | 60305.41 | 65312.82 | 67861.72 | 68158.73 | 68807.98 | 74062.09
c. DR MW | 2570.49 | 4773.97 | 7215.46 | 7512.46 | 7821.68 | 8143.63
d. Capacity Credit | 61096.39 | 65312.84 | 67861.73 | 68158.73 | 68807.98 | 74062.09
Reserve Margin Data: TVA
| 2015 | 2020 | 2025 | 2030 | 2035 | 2040
a. Peak Demand | 35176.02 | 36694.21 | 37508.46 | 40225.47 | 38639.19 | 38361.97
b. Peak Demand + Reserve Margin | 40452.42 | 42198.34 | 43134.72 | 46259.29 | 44435.07 | 44116.27
c. DR MW | 1805 | 2555.95 | 3357.9 | 3440.97 | 3526.11 | 3613.35
d. Capacity Credit | 40452.42 | 42198.34 | 43134.68 | 46259.29 | 44435.07 | 44116.27
Reserve Margin Data: VACAR
| 2015 | 2020 | 2025 | 2030 | 2035 | 2040
a. Peak Demand | 49078.1 | 54020.98 | 56590.21 | 57815.03 | 61730.48 | 64951.46
b. Peak Demand + Reserve Margin | 55949.03 | 61583.92 | 64512.84 | 65909.13 | 70372.75 | 74044.66
c. DR MW | 2339.28 | 3868.22 | 5651.52 | 5928.05 | 6218.12 | 6522.37
d. Capacity Credit | 55949.03 | 61583.92 | 64512.84 | 65909.13 | 70372.75 | 74044.66
Reserve Margin Data: AZ_NM_SNV
| 2015 | 2020 | 2025 | 2030 | 2035 | 2040
a. Peak Demand | 27349.04 | 29366.57 | 31522.49 | 35145.98 | 36365.12 | 39594.58
b. Peak Demand + Reserve Margin | 31642.84 | 33977.12 | 36471.52 | 40663.89 | 42074.45 | 45810.93
c. DR MW | 334.55 | 1076.71 | 1928.33 | 2059.84 | 2196.64 | 2344.36
d. Capacity Credit | 31988.96 | 33977.12 | 36471.51 | 40663.89 | 42074.45 | 49274.79
Reserve Margin Data: CA
| 2015 | 2020 | 2025 | 2030 | 2035 | 2040
a. Peak Demand | 62412.94 | 66392.56 | 69400.23 | 73558.84 | 77466.05 | 81413.33
b. Peak Demand + Reserve Margin | 72773.49 | 77413.73 | 80920.67 | 85769.61 | 90325.42 | 94927.94
c. DR MW | 4441.2 | 4603.38 | 4993.26 | 5277.46 | 5551.88 | 5835.06
d. Capacity Credit | 72773.49 | 77413.73 | 80920.67 | 85769.61 | 90325.42 | 94927.94
Reserve Margin Data: MISO
| 2015 | 2020 | 2025 | 2030 | 2035 | 2040
a. Peak Demand | 98208.02 | 100388.56 | 105677.55 | 112467.34 | 118143.39 | 122028.12
b. Peak Demand + Reserve Margin | 115296.22 | 117856.17 | 124065.44 | 132036.66 | 138700.34 | 143261.02
c. DR MW | 6024.78 | 8117.79 | 10669.2 | 11079.6 | 11505.92 | 11948.8
d. Capacity Credit | 115296.22 | 117856.17 | 124065.44 | 132036.66 | 138700.34 | 143261.02
Reserve Margin Data: NWPP
| 2015 | 2020 | 2025 | 2030 | 2035 | 2040
a. Peak Demand | 39511.72 | 41955.71 | 44393.08 | 47103.17 | 49869.02 | 51906.44
b. Peak Demand + Reserve Margin | 46623.83 | 49507.74 | 52383.83 | 55581.74 | 58845.44 | 61249.6
c. DR MW | 0.01 | 953.34 | 1988.72 | 2091.14 | 2193.74 | 2298.72
d. Capacity Credit | 55174.72 | 56113.86 | 57790.51 | 61098.45 | 65731.22 | 66454.28
Reserve Margin Data: NYISO
| 2015 | 2020 | 2025 | 2030 | 2035 | 2040
a. Peak Demand | 29814.63 | 31280.53 | 31901.74 | 32733.94 | 34190.67 | 35721.18
b. Peak Demand + Reserve Margin | 34734.04 | 36441.82 | 37165.53 | 38135.04 | 39832.13 | 41615.18
c. DR MW | 2565.83 | 2901.13 | 3296.24 | 3421.43 | 3551.63 | 3687.07
d. Capacity Credit | 34734.04 | 36441.82 | 38135.94 | 38496.13 | 39832.13 | 41615.18
Reserve Margin Data: NYISO_G-I_J-K
| 2015 | 2020 | 2025 | 2030 | 2035 | 2040
a. Peak Demand | 19283.69 | 20219.07 | 20819.81 | 21405.75 | 22758.54 | 23986.77
b. Peak Demand + Reserve Margin | 18319.5 | 19208.12 | 19778.82 | 20335.46 | 21620.61 | 22787.43
c. DR MW | 1658.63 | 1882.98 | 2152.95 | 2248.69 | 2348.69 | 2453.13
d. Capacity Credit | 18690.67 | 19208.12 | 19778.82 | 20662.82 | 22536.65 | 25124.57
Reserve Margin Data: PJM
| 2015 | 2020 | 2025 | 2030 | 2035 | 2040
a. Peak Demand | 156222.62 | 151560.11 | 156252 | 157487.91 | 163469.57 | 169345.54
b. Peak Demand + Reserve Margin | 180124.68 | 174748.8 | 180158.56 | 181583.56 | 188480.41 | 195255.41
c. DR MW | 6888.69 | 10788.12 | 15528.1 | 16025.26 | 16538.36 | 17067.93
d. Capacity Credit | 180124.68 | 174748.8 | 180740.59 | 181583.56 | 188480.41 | 195255.41
Reserve Margin Data: SPP
| 2015 | 2020 | 2025 | 2030 | 2035 | 2040
a. Peak Demand | 59190.21 | 62914.88 | 65383.9 | 67824.13 | 72335.43 | 73963.08
b. Peak Demand + Reserve Margin | 67240.08 | 71471.3 | 74276.11 | 77048.21 | 82173.05 | 84022.06
c. DR MW | 1132.21 | 3430.99 | 5911.36 | 6129.52 | 6355.94 | 6590.94
d. Capacity Credit | 67240.08 | 71471.3 | 74276.11 | 81402.08 | 82173.05 | 84022.06

## Transmission
$/MW
[8 empty] | Transfer |  | $/MWh | $/MWh | Wheel+ | $/MWh
Year | Line | From | To | EI Internal/External | Season | Block | Duration | Limit | MW flow | From price | To price | Friction | Shadow Price
2015 | ENT_2_MISO_MO-IL | ENT | MISO_MO-IL | Internal | Shoulder | B11 | 25 | 2260 | 0 | 55.32 | 47.99 | 8 | 0
2015 | ENT_2_MISO_MO-IL | ENT | MISO_MO-IL | Internal | Shoulder | B12 | 200 | 2260 | 0 | 39.32 | 40.63 | 8 | 0
2015 | ENT_2_MISO_MO-IL | ENT | MISO_MO-IL | Internal | Shoulder | B13 | 600 | 2260 | 0 | 39.32 | 37.96 | 8 | 0
2015 | ENT_2_MISO_MO-IL | ENT | MISO_MO-IL | Internal | Shoulder | B14 | 900 | 2260 | 0 | 39.04 | 36.54 | 8 | 0
2015 | ENT_2_MISO_MO-IL | ENT | MISO_MO-IL | Internal | Shoulder | B15 | 1203 | 2260 | 0 | 37.82 | 33.78 | 8 | 0
2015 | ENT_2_MISO_MO-IL | ENT | MISO_MO-IL | Internal | Summer | B1 | 10 | 2260 | 0 | 60.81 | 60.81 | 8 | 0
2015 | ENT_2_MISO_MO-IL | ENT | MISO_MO-IL | Internal | Summer | B2 | 25 | 2260 | 0 | 59.29 | 59.29 | 8 | 0
2015 | ENT_2_MISO_MO-IL | ENT | MISO_MO-IL | Internal | Summer | B3 | 75 | 2260 | 0 | 58.43 | 57.91 | 8 | 0
2015 | ENT_2_MISO_MO-IL | ENT | MISO_MO-IL | Internal | Summer | B4 | 100 | 2260 | 0 | 58.43 | 55.5 | 8 | 0
2015 | ENT_2_MISO_MO-IL | ENT | MISO_MO-IL | Internal | Summer | B5 | 200 | 2260 | 0 | 53.58 | 47.1 | 8 | 0
2015 | ENT_2_MISO_MO-IL | ENT | MISO_MO-IL | Internal | Summer | B6 | 300 | 2260 | 0 | 46.15 | 42.79 | 8 | 0
2015 | ENT_2_MISO_MO-IL | ENT | MISO_MO-IL | Internal | Summer | B7 | 400 | 2260 | 0 | 43.72 | 36.71 | 8 | 0
2015 | ENT_2_MISO_MO-IL | ENT | MISO_MO-IL | Internal | Summer | B8 | 500 | 2260 | 0 | 38.1 | 34.55 | 8 | 0
2015 | ENT_2_MISO_MO-IL | ENT | MISO_MO-IL | Internal | Summer | B9 | 800 | 2260 | 0 | 37.83 | 33.51 | 8 | 0
2015 | ENT_2_MISO_MO-IL | ENT | MISO_MO-IL | Internal | Summer | B10 | 1262 | 2260 | 0 | 36.6 | 31.62 | 8 | 0
2015 | ENT_2_MISO_MO-IL | ENT | MISO_MO-IL | Internal | Winter | B16 | 25 | 2260 | 0 | 54.24 | 49.24 | 8 | 0
2015 | ENT_2_MISO_MO-IL | ENT | MISO_MO-IL | Internal | Winter | B17 | 100 | 2260 | 0 | 41.76 | 43.2 | 8 | 0
2015 | ENT_2_MISO_MO-IL | ENT | MISO_MO-IL | Internal | Winter | B18 | 400 | 2260 | 0 | 41.75 | 39.02 | 8 | 0
2015 | ENT_2_MISO_MO-IL | ENT | MISO_MO-IL | Internal | Winter | B19 | 700 | 2260 | 0 | 41.46 | 37.02 | 8 | 0
2015 | ENT_2_MISO_MO-IL | ENT | MISO_MO-IL | Internal | Winter | B20 | 935 | 2260 | 0 | 40.11 | 32.99 | 8 | 0
2015 | ENT_2_SOCO | ENT | SOCO | Internal | Shoulder | B11 | 25 | 2431 | 0 | 55.32 | 63.02 | 8 | 0
2015 | ENT_2_SOCO | ENT | SOCO | Internal | Shoulder | B12 | 200 | 2431 | 0 | 39.32 | 43.02 | 8 | 0
2015 | ENT_2_SOCO | ENT | SOCO | Internal | Shoulder | B13 | 600 | 2431 | 0 | 39.32 | 40 | 8 | 0
2015 | ENT_2_SOCO | ENT | SOCO | Internal | Shoulder | B14 | 900 | 2431 | 0 | 39.04 | 40 | 8 | 0
2015 | ENT_2_SOCO | ENT | SOCO | Internal | Shoulder | B15 | 1203 | 2431 | 0 | 37.82 | 40 | 8 | 0
2015 | ENT_2_SOCO | ENT | SOCO | Internal | Summer | B1 | 10 | 2431 | 0 | 60.81 | 66.43 | 8 | 0
2015 | ENT_2_SOCO | ENT | SOCO | Internal | Summer | B2 | 25 | 2431 | 0 | 59.29 | 66.43 | 8 | 0
2015 | ENT_2_SOCO | ENT | SOCO | Internal | Summer | B3 | 75 | 2431 | 1609.89 | 58.43 | 66.43 | 8 | 0
2015 | ENT_2_SOCO | ENT | SOCO | Internal | Summer | B4 | 100 | 2431 | 1644.77 | 58.43 | 66.43 | 8 | 0
2015 | ENT_2_SOCO | ENT | SOCO | Internal | Summer | B5 | 200 | 2431 | 2431 | 53.58 | 62.02 | 8 | 0.44
2015 | ENT_2_SOCO | ENT | SOCO | Internal | Summer | B6 | 300 | 2431 | 258.45 | 46.15 | 54.15 | 8 | 0
2015 | ENT_2_SOCO | ENT | SOCO | Internal | Summer | B7 | 400 | 2431 | 1132.97 | 43.72 | 51.72 | 8 | 0
2015 | ENT_2_SOCO | ENT | SOCO | Internal | Summer | B8 | 500 | 2431 | 0 | 38.1 | 43.42 | 8 | 0
2015 | ENT_2_SOCO | ENT | SOCO | Internal | Summer | B9 | 800 | 2431 | 0 | 37.83 | 38.83 | 8 | 0
2015 | ENT_2_SOCO | ENT | SOCO | Internal | Summer | B10 | 1262 | 2431 | 0 | 36.6 | 38.83 | 8 | 0
2015 | ENT_2_SOCO | ENT | SOCO | Internal | Winter | B16 | 25 | 2431 | 1852.54 | 54.24 | 62.24 | 8 | 0
2015 | ENT_2_SOCO | ENT | SOCO | Internal | Winter | B17 | 100 | 2431 | 0 | 41.76 | 43.89 | 8 | 0
2015 | ENT_2_SOCO | ENT | SOCO | Internal | Winter | B18 | 400 | 2431 | 0 | 41.75 | 42.39 | 8 | 0
2015 | ENT_2_SOCO | ENT | SOCO | Internal | Winter | B19 | 700 | 2431 | 0 | 41.46 | 42.39 | 8 | 0
2015 | ENT_2_SOCO | ENT | SOCO | Internal | Winter | B20 | 935 | 2431 | 0 | 40.11 | 42.39 | 8 | 0
2015 | ENT_2_TVA_Transmission | ENT | TVA_Transmission | Internal | Shoulder | B11 | 25 | 2100 | 0 | 55.32 | 55.23 | 8 | 0
2015 | ENT_2_TVA_Transmission | ENT | TVA_Transmission | Internal | Shoulder | B12 | 200 | 2100 | 0 | 39.32 | 44.27 | 8 | 0
2015 | ENT_2_TVA_Transmission | ENT | TVA_Transmission | Internal | Shoulder | B13 | 600 | 2100 | 0 | 39.32 | 42.34 | 8 | 0
2015 | ENT_2_TVA_Transmission | ENT | TVA_Transmission | Internal | Shoulder | B14 | 900 | 2100 | 0 | 39.04 | 40.91 | 8 | 0
2015 | ENT_2_TVA_Transmission | ENT | TVA_Transmission | Internal | Shoulder | B15 | 1203 | 2100 | 0 | 37.82 | 39.93 | 8 | 0
2015 | ENT_2_TVA_Transmission | ENT | TVA_Transmission | Internal | Summer | B1 | 10 | 2100 | 500.5 | 60.81 | 68.81 | 8 | 0
2015 | ENT_2_TVA_Transmission | ENT | TVA_Transmission | Internal | Summer | B2 | 25 | 2100 | 920.85 | 59.29 | 67.29 | 8 | 0
2015 | ENT_2_TVA_Transmission | ENT | TVA_Transmission | Internal | Summer | B3 | 75 | 2100 | 0 | 58.43 | 64.29 | 8 | 0
2015 | ENT_2_TVA_Transmission | ENT | TVA_Transmission | Internal | Summer | B4 | 100 | 2100 | 0 | 58.43 | 63.5 | 8 | 0
2015 | ENT_2_TVA_Transmission | ENT | TVA_Transmission | Internal | Summer | B5 | 200 | 2100 | 0 | 53.58 | 53.87 | 8 | 0
2015 | ENT_2_TVA_Transmission | ENT | TVA_Transmission | Internal | Summer | B6 | 300 | 2100 | 0 | 46.15 | 47.8 | 8 | 0
2015 | ENT_2_TVA_Transmission | ENT | TVA_Transmission | Internal | Summer | B7 | 400 | 2100 | 0 | 43.72 | 43.16 | 8 | 0
2015 | ENT_2_TVA_Transmission | ENT | TVA_Transmission | Internal | Summer | B8 | 500 | 2100 | 0 | 38.1 | 39.63 | 8 | 0
2015 | ENT_2_TVA_Transmission | ENT | TVA_Transmission | Internal | Summer | B9 | 800 | 2100 | 0 | 37.83 | 39.06 | 8 | 0
2015 | ENT_2_TVA_Transmission | ENT | TVA_Transmission | Internal | Summer | B10 | 1262 | 2100 | 0 | 36.6 | 36.74 | 8 | 0
2015 | ENT_2_TVA_Transmission | ENT | TVA_Transmission | Internal | Winter | B16 | 25 | 2100 | 0 | 54.24 | 55.84 | 8 | 0
2015 | ENT_2_TVA_Transmission | ENT | TVA_Transmission | Internal | Winter | B17 | 100 | 2100 | 0 | 41.76 | 46.76 | 8 | 0
2015 | ENT_2_TVA_Transmission | ENT | TVA_Transmission | Internal | Winter | B18 | 400 | 2100 | 0 | 41.75 | 43.25 | 8 | 0
2015 | ENT_2_TVA_Transmission | ENT | TVA_Transmission | Internal | Winter | B19 | 700 | 2100 | 0 | 41.46 | 41.11 | 8 | 0
2015 | ENT_2_TVA_Transmission | ENT | TVA_Transmission | Internal | Winter | B20 | 935 | 2100 | 0 | 40.11 | 39.78 | 8 | 0
2015 | HQ_NEISO_2_NEISO | HQ_NEISO | NEISO | Internal | Shoulder | B11 | 25 | 99999 | 2920 | 36.89 | 36.9 | 0.01 | 0
2015 | HQ_NEISO_2_NEISO | HQ_NEISO | NEISO | Internal | Shoulder | B12 | 200 | 99999 | 2920 | 36.89 | 36.9 | 0.01 | 0
2015 | HQ_NEISO_2_NEISO | HQ_NEISO | NEISO | Internal | Shoulder | B13 | 600 | 99999 | 2920 | 36.89 | 36.9 | 0.01 | 0
2015 | HQ_NEISO_2_NEISO | HQ_NEISO | NEISO | Internal | Shoulder | B14 | 900 | 99999 | 2920 | 36.89 | 36.9 | 0.01 | 0
2015 | HQ_NEISO_2_NEISO | HQ_NEISO | NEISO | Internal | Shoulder | B15 | 1203 | 99999 | 1143.24 | 36.89 | 36.9 | 0.01 | 0
2015 | HQ_NEISO_2_NEISO | HQ_NEISO | NEISO | Internal | Summer | B1 | 10 | 99999 | 2920 | 65.83 | 65.85 | 0.01 | 0
2015 | HQ_NEISO_2_NEISO | HQ_NEISO | NEISO | Internal | Summer | B2 | 25 | 99999 | 2920 | 56.29 | 56.3 | 0.01 | 0
2015 | HQ_NEISO_2_NEISO | HQ_NEISO | NEISO | Internal | Summer | B3 | 75 | 99999 | 2920 | 47.97 | 47.98 | 0.01 | 0
2015 | HQ_NEISO_2_NEISO | HQ_NEISO | NEISO | Internal | Summer | B4 | 100 | 99999 | 2920 | 37.88 | 37.89 | 0.01 | 0
2015 | HQ_NEISO_2_NEISO | HQ_NEISO | NEISO | Internal | Summer | B5 | 200 | 99999 | 2920 | 34.19 | 34.2 | 0.01 | 0
2015 | HQ_NEISO_2_NEISO | HQ_NEISO | NEISO | Internal | Summer | B6 | 300 | 99999 | 2920 | 34.19 | 34.2 | 0.01 | 0
2015 | HQ_NEISO_2_NEISO | HQ_NEISO | NEISO | Internal | Summer | B7 | 400 | 99999 | 2920 | 34.19 | 34.2 | 0.01 | 0
2015 | HQ_NEISO_2_NEISO | HQ_NEISO | NEISO | Internal | Summer | B8 | 500 | 99999 | 2920 | 34.19 | 34.2 | 0.01 | 0
2015 | HQ_NEISO_2_NEISO | HQ_NEISO | NEISO | Internal | Summer | B9 | 800 | 99999 | 2920 | 34.19 | 34.2 | 0.01 | 0
2015 | HQ_NEISO_2_NEISO | HQ_NEISO | NEISO | Internal | Summer | B10 | 1262 | 99999 | 795.94 | 34.19 | 34.2 | 0.01 | 0
2015 | HQ_NEISO_2_NEISO | HQ_NEISO | NEISO | Internal | Winter | B16 | 25 | 99999 | 2920 | 45.28 | 45.29 | 0.01 | 0
2015 | HQ_NEISO_2_NEISO | HQ_NEISO | NEISO | Internal | Winter | B17 | 100 | 99999 | 2920 | 45.28 | 45.29 | 0.01 | 0
2015 | HQ_NEISO_2_NEISO | HQ_NEISO | NEISO | Internal | Winter | B18 | 400 | 99999 | 2920 | 45.28 | 45.29 | 0.01 | 0
2015 | HQ_NEISO_2_NEISO | HQ_NEISO | NEISO | Internal | Winter | B19 | 700 | 99999 | 2920 | 45.28 | 45.29 | 0.01 | 0
2015 | HQ_NEISO_2_NEISO | HQ_NEISO | NEISO | Internal | Winter | B20 | 935 | 99999 | 1233.58 | 45.28 | 45.29 | 0.01 | 0
2015 | HQ_NY_2_NYISO_A-F | HQ_NY | NYISO_A-F | Internal | Shoulder | B11 | 25 | 99999 | 1000 | 41.39 | 41.4 | 0.01 | 0
2015 | HQ_NY_2_NYISO_A-F | HQ_NY | NYISO_A-F | Internal | Shoulder | B12 | 200 | 99999 | 1000 | 39.89 | 39.9 | 0.01 | 0
2015 | HQ_NY_2_NYISO_A-F | HQ_NY | NYISO_A-F | Internal | Shoulder | B13 | 600 | 99999 | 1000 | 39.86 | 39.87 | 0.01 | 0
2015 | HQ_NY_2_NYISO_A-F | HQ_NY | NYISO_A-F | Internal | Shoulder | B14 | 900 | 99999 | 1000 | 38.2 | 38.21 | 0.01 | 0
2015 | HQ_NY_2_NYISO_A-F | HQ_NY | NYISO_A-F | Internal | Shoulder | B15 | 1203 | 99999 | 188.69 | 38.2 | 38.21 | 0.01 | 0
2015 | HQ_NY_2_NYISO_A-F | HQ_NY | NYISO_A-F | Internal | Summer | B1 | 10 | 99999 | 1000 | 59.41 | 59.43 | 0.01 | 0
2015 | HQ_NY_2_NYISO_A-F | HQ_NY | NYISO_A-F | Internal | Summer | B2 | 25 | 99999 | 1000 | 53.29 | 53.3 | 0.01 | 0
2015 | HQ_NY_2_NYISO_A-F | HQ_NY | NYISO_A-F | Internal | Summer | B3 | 75 | 99999 | 1000 | 50.29 | 50.3 | 0.01 | 0
2015 | HQ_NY_2_NYISO_A-F | HQ_NY | NYISO_A-F | Internal | Summer | B4 | 100 | 99999 | 1000 | 45.06 | 45.07 | 0.01 | 0
2015 | HQ_NY_2_NYISO_A-F | HQ_NY | NYISO_A-F | Internal | Summer | B5 | 200 | 99999 | 1000 | 45.06 | 45.07 | 0.01 | 0
2015 | HQ_NY_2_NYISO_A-F | HQ_NY | NYISO_A-F | Internal | Summer | B6 | 300 | 99999 | 1000 | 42.32 | 42.33 | 0.01 | 0
2015 | HQ_NY_2_NYISO_A-F | HQ_NY | NYISO_A-F | Internal | Summer | B7 | 400 | 99999 | 1000 | 37.26 | 37.27 | 0.01 | 0
2015 | HQ_NY_2_NYISO_A-F | HQ_NY | NYISO_A-F | Internal | Summer | B8 | 500 | 99999 | 1000 | 37.18 | 37.19 | 0.01 | 0
2015 | HQ_NY_2_NYISO_A-F | HQ_NY | NYISO_A-F | Internal | Summer | B9 | 800 | 99999 | 1000 | 37.17 | 37.18 | 0.01 | 0
2015 | HQ_NY_2_NYISO_A-F | HQ_NY | NYISO_A-F | Internal | Summer | B10 | 1262 | 99999 | 30.11 | 37.17 | 37.18 | 0.01 | 0
2015 | HQ_NY_2_NYISO_A-F | HQ_NY | NYISO_A-F | Internal | Winter | B16 | 25 | 99999 | 1000 | 45.51 | 45.52 | 0.01 | 0
2015 | HQ_NY_2_NYISO_A-F | HQ_NY | NYISO_A-F | Internal | Winter | B17 | 100 | 99999 | 1000 | 43.18 | 43.2 | 0.01 | 0
2015 | HQ_NY_2_NYISO_A-F | HQ_NY | NYISO_A-F | Internal | Winter | B18 | 400 | 99999 | 1000 | 42.54 | 42.55 | 0.01 | 0
2015 | HQ_NY_2_NYISO_A-F | HQ_NY | NYISO_A-F | Internal | Winter | B19 | 700 | 99999 | 1000 | 42.54 | 42.55 | 0.01 | 0
2015 | HQ_NY_2_NYISO_A-F | HQ_NY | NYISO_A-F | Internal | Winter | B20 | 935 | 99999 | 229.95 | 42.54 | 42.55 | 0.01 | 0
2015 | HQ_IESO_2_IESO | HQ_IESO | IESO | Internal | Shoulder | B11 | 25 | 99999 | 400 | 34.39 | 34.4 | 0.01 | 0
2015 | HQ_IESO_2_IESO | HQ_IESO | IESO | Internal | Shoulder | B12 | 200 | 99999 | 400 | 32.89 | 32.9 | 0.01 | 0
2015 | HQ_IESO_2_IESO | HQ_IESO | IESO | Internal | Shoulder | B13 | 600 | 99999 | 400 | 30.81 | 30.82 | 0.01 | 0
2015 | HQ_IESO_2_IESO | HQ_IESO | IESO | Internal | Shoulder | B14 | 900 | 99999 | 400 | 30.81 | 30.82 | 0.01 | 0
2015 | HQ_IESO_2_IESO | HQ_IESO | IESO | Internal | Shoulder | B15 | 1203 | 99999 | 75.48 | 30.81 | 30.82 | 0.01 | 0
2015 | HQ_IESO_2_IESO | HQ_IESO | IESO | Internal | Summer | B1 | 10 | 99999 | 400 | 52.41 | 52.43 | 0.01 | 0
2015 | HQ_IESO_2_IESO | HQ_IESO | IESO | Internal | Summer | B2 | 25 | 99999 | 400 | 46.29 | 46.3 | 0.01 | 0
2015 | HQ_IESO_2_IESO | HQ_IESO | IESO | Internal | Summer | B3 | 75 | 99999 | 400 | 43.29 | 43.3 | 0.01 | 0
2015 | HQ_IESO_2_IESO | HQ_IESO | IESO | Internal | Summer | B4 | 100 | 99999 | 400 | 38.06 | 38.07 | 0.01 | 0
2015 | HQ_IESO_2_IESO | HQ_IESO | IESO | Internal | Summer | B5 | 200 | 99999 | 400 | 38.06 | 38.07 | 0.01 | 0
2015 | HQ_IESO_2_IESO | HQ_IESO | IESO | Internal | Summer | B6 | 300 | 99999 | 400 | 35.32 | 35.33 | 0.01 | 0
2015 | HQ_IESO_2_IESO | HQ_IESO | IESO | Internal | Summer | B7 | 400 | 99999 | 400 | 29.71 | 29.72 | 0.01 | 0
2015 | HQ_IESO_2_IESO | HQ_IESO | IESO | Internal | Summer | B8 | 500 | 99999 | 400 | 29.24 | 29.26 | 0.01 | 0
2015 | HQ_IESO_2_IESO | HQ_IESO | IESO | Internal | Summer | B9 | 800 | 99999 | 400 | 29.24 | 29.26 | 0.01 | 0
2015 | HQ_IESO_2_IESO | HQ_IESO | IESO | Internal | Summer | B10 | 1262 | 99999 | 12.04 | 29.24 | 29.26 | 0.01 | 0
2015 | HQ_IESO_2_IESO | HQ_IESO | IESO | Internal | Winter | B16 | 25 | 99999 | 400 | 38.51 | 38.52 | 0.01 | 0
2015 | HQ_IESO_2_IESO | HQ_IESO | IESO | Internal | Winter | B17 | 100 | 99999 | 400 | 36.18 | 36.2 | 0.01 | 0
2015 | HQ_IESO_2_IESO | HQ_IESO | IESO | Internal | Winter | B18 | 400 | 99999 | 400 | 35.54 | 35.55 | 0.01 | 0
2015 | HQ_IESO_2_IESO | HQ_IESO | IESO | Internal | Winter | B19 | 700 | 99999 | 400 | 35.54 | 35.55 | 0.01 | 0
2015 | HQ_IESO_2_IESO | HQ_IESO | IESO | Internal | Winter | B20 | 935 | 99999 | 91.98 | 35.54 | 35.55 | 0.01 | 0
2015 | IESO_2_MAPP_CA | IESO | MAPP_CA | Internal | Shoulder | B11 | 25 | 262 | 262 | 34.4 | 47.97 | 7 | 6.57
2015 | IESO_2_MAPP_CA | IESO | MAPP_CA | Internal | Shoulder | B12 | 200 | 262 | 262 | 32.9 | 40.62 | 7 | 0.72
2015 | IESO_2_MAPP_CA | IESO | MAPP_CA | Internal | Shoulder | B13 | 600 | 262 | 262 | 30.82 | 37.97 | 7 | 0.16
2015 | IESO_2_MAPP_CA | IESO | MAPP_CA | Internal | Shoulder | B14 | 900 | 262 | 262 | 30.82 | 37.97 | 7 | 0.16
2015 | IESO_2_MAPP_CA | IESO | MAPP_CA | Internal | Shoulder | B15 | 1203 | 262 | 262 | 30.82 | 37.97 | 7 | 0.16
2015 | IESO_2_MAPP_CA | IESO | MAPP_CA | Internal | Summer | B1 | 10 | 262 | 0 | 52.43 | 58.67 | 7 | 0
2015 | IESO_2_MAPP_CA | IESO | MAPP_CA | Internal | Summer | B2 | 25 | 262 | 168.86 | 46.3 | 53.3 | 7 | 0
2015 | IESO_2_MAPP_CA | IESO | MAPP_CA | Internal | Summer | B3 | 75 | 262 | 262 | 43.3 | 52.98 | 7 | 2.67
2015 | IESO_2_MAPP_CA | IESO | MAPP_CA | Internal | Summer | B4 | 100 | 262 | 262 | 38.07 | 47.97 | 7 | 2.89
2015 | IESO_2_MAPP_CA | IESO | MAPP_CA | Internal | Summer | B5 | 200 | 262 | 262 | 38.07 | 47.1 | 7 | 2.02
2015 | IESO_2_MAPP_CA | IESO | MAPP_CA | Internal | Summer | B6 | 300 | 262 | 262 | 35.33 | 42.79 | 7 | 0.46
2015 | IESO_2_MAPP_CA | IESO | MAPP_CA | Internal | Summer | B7 | 400 | 262 | 0 | 29.72 | 36.71 | 7 | 0
2015 | IESO_2_MAPP_CA | IESO | MAPP_CA | Internal | Summer | B8 | 500 | 262 | 139.17 | 29.26 | 36.26 | 7 | 0
2015 | IESO_2_MAPP_CA | IESO | MAPP_CA | Internal | Summer | B9 | 800 | 262 | 145.67 | 29.26 | 36.26 | 7 | 0
2015 | IESO_2_MAPP_CA | IESO | MAPP_CA | Internal | Summer | B10 | 1262 | 262 | 153.44 | 29.26 | 36.26 | 7 | 0
2015 | IESO_2_MAPP_CA | IESO | MAPP_CA | Internal | Winter | B16 | 25 | 262 | 262 | 38.52 | 49.22 | 7 | 3.7
2015 | IESO_2_MAPP_CA | IESO | MAPP_CA | Internal | Winter | B17 | 100 | 262 | 159.91 | 36.2 | 43.2 | 7 | 0
2015 | IESO_2_MAPP_CA | IESO | MAPP_CA | Internal | Winter | B18 | 400 | 262 | 101.08 | 35.55 | 42.55 | 7 | 0
2015 | IESO_2_MAPP_CA | IESO | MAPP_CA | Internal | Winter | B19 | 700 | 262 | 83.56 | 35.55 | 42.55 | 7 | 0
2015 | IESO_2_MAPP_CA | IESO | MAPP_CA | Internal | Winter | B20 | 935 | 262 | 73.61 | 35.55 | 42.55 | 7 | 0
2015 | IESO_2_MISO_MI | IESO | MISO_MI | Internal | Shoulder | B11 | 25 | 1840 | 1840 | 34.4 | 47.45 | 7 | 6.05
2015 | IESO_2_MISO_MI | IESO | MISO_MI | Internal | Shoulder | B12 | 200 | 1840 | 1840 | 32.9 | 40.63 | 7 | 0.73
2015 | IESO_2_MISO_MI | IESO | MISO_MI | Internal | Shoulder | B13 | 600 | 1840 | 1840 | 30.82 | 37.96 | 7 | 0.14
2015 | IESO_2_MISO_MI | IESO | MISO_MI | Internal | Shoulder | B14 | 900 | 1840 | 0 | 30.82 | 36.57 | 7 | 0
2015 | IESO_2_MISO_MI | IESO | MISO_MI | Internal | Shoulder | B15 | 1203 | 1840 | 0 | 30.82 | 33.8 | 7 | 0
2015 | IESO_2_MISO_MI | IESO | MISO_MI | Internal | Summer | B1 | 10 | 1840 | 1787.04 | 52.43 | 59.43 | 7 | 0
2015 | IESO_2_MISO_MI | IESO | MISO_MI | Internal | Summer | B2 | 25 | 1840 | 1840 | 46.3 | 59.29 | 7 | 5.99
2015 | IESO_2_MISO_MI | IESO | MISO_MI | Internal | Summer | B3 | 75 | 1840 | 1840 | 43.3 | 54.01 | 7 | 3.71
2015 | IESO_2_MISO_MI | IESO | MISO_MI | Internal | Summer | B4 | 100 | 1840 | 1840 | 38.07 | 54.01 | 7 | 8.94
2015 | IESO_2_MISO_MI | IESO | MISO_MI | Internal | Summer | B5 | 200 | 1840 | 1840 | 38.07 | 47.09 | 7 | 2.01
2015 | IESO_2_MISO_MI | IESO | MISO_MI | Internal | Summer | B6 | 300 | 1840 | 1840 | 35.33 | 42.78 | 7 | 0.45
2015 | IESO_2_MISO_MI | IESO | MISO_MI | Internal | Summer | B7 | 400 | 1840 | 824.78 | 29.72 | 36.72 | 7 | 0
2015 | IESO_2_MISO_MI | IESO | MISO_MI | Internal | Summer | B8 | 500 | 1840 | 0 | 29.26 | 34.57 | 7 | 0
2015 | IESO_2_MISO_MI | IESO | MISO_MI | Internal | Summer | B9 | 800 | 1840 | 0 | 29.26 | 33.53 | 7 | 0
2015 | IESO_2_MISO_MI | IESO | MISO_MI | Internal | Summer | B10 | 1262 | 1840 | 0 | 29.26 | 31.64 | 7 | 0
2015 | IESO_2_MISO_MI | IESO | MISO_MI | Internal | Winter | B16 | 25 | 1840 | 1840 | 38.52 | 48.8 | 7 | 3.27
2015 | IESO_2_MISO_MI | IESO | MISO_MI | Internal | Winter | B17 | 100 | 1840 | 1788.08 | 36.2 | 43.2 | 7 | 0
2015 | IESO_2_MISO_MI | IESO | MISO_MI | Internal | Winter | B18 | 400 | 1840 | 0 | 35.55 | 39.02 | 7 | 0
2015 | IESO_2_MISO_MI | IESO | MISO_MI | Internal | Winter | B19 | 700 | 1840 | 0 | 35.55 | 37.04 | 7 | 0
2015 | IESO_2_MISO_MI | IESO | MISO_MI | Internal | Winter | B20 | 935 | 1840 | 0 | 35.55 | 33.02 | 7 | 0
2015 | IESO_2_MISO_W | IESO | MISO_W | Internal | Shoulder | B11 | 25 | 214 | 214 | 34.4 | 47.98 | 7 | 6.58
2015 | IESO_2_MISO_W | IESO | MISO_W | Internal | Shoulder | B12 | 200 | 214 | 214 | 32.9 | 40.63 | 7 | 0.73
2015 | IESO_2_MISO_W | IESO | MISO_W | Internal | Shoulder | B13 | 600 | 214 | 214 | 30.82 | 37.96 | 7 | 0.14
2015 | IESO_2_MISO_W | IESO | MISO_W | Internal | Shoulder | B14 | 900 | 214 | 0 | 30.82 | 36.55 | 7 | 0
2015 | IESO_2_MISO_W | IESO | MISO_W | Internal | Shoulder | B15 | 1203 | 214 | 0 | 30.82 | 33.79 | 7 | 0
2015 | IESO_2_MISO_W | IESO | MISO_W | Internal | Summer | B1 | 10 | 214 | 214 | 52.43 | 60.81 | 7 | 1.38
2015 | IESO_2_MISO_W | IESO | MISO_W | Internal | Summer | B2 | 25 | 214 | 214 | 46.3 | 59.29 | 7 | 5.99
2015 | IESO_2_MISO_W | IESO | MISO_W | Internal | Summer | B3 | 75 | 214 | 214 | 43.3 | 57.92 | 7 | 7.62
2015 | IESO_2_MISO_W | IESO | MISO_W | Internal | Summer | B4 | 100 | 214 | 214 | 38.07 | 55.5 | 7 | 10.42
2015 | IESO_2_MISO_W | IESO | MISO_W | Internal | Summer | B5 | 200 | 214 | 214 | 38.07 | 47.11 | 7 | 2.04
2015 | IESO_2_MISO_W | IESO | MISO_W | Internal | Summer | B6 | 300 | 214 | 214 | 35.33 | 42.81 | 7 | 0.48
2015 | IESO_2_MISO_W | IESO | MISO_W | Internal | Summer | B7 | 400 | 214 | 95.47 | 29.72 | 36.72 | 7 | 0
2015 | IESO_2_MISO_W | IESO | MISO_W | Internal | Summer | B8 | 500 | 214 | 0 | 29.26 | 34.56 | 7 | 0
2015 | IESO_2_MISO_W | IESO | MISO_W | Internal | Summer | B9 | 800 | 214 | 0 | 29.26 | 33.51 | 7 | 0
2015 | IESO_2_MISO_W | IESO | MISO_W | Internal | Summer | B10 | 1262 | 214 | 0 | 29.26 | 31.6 | 7 | 0
2015 | IESO_2_MISO_W | IESO | MISO_W | Internal | Winter | B16 | 25 | 214 | 214 | 38.52 | 49.23 | 7 | 3.71
2015 | IESO_2_MISO_W | IESO | MISO_W | Internal | Winter | B17 | 100 | 214 | 166.88 | 36.2 | 43.2 | 7 | 0
2015 | IESO_2_MISO_W | IESO | MISO_W | Internal | Winter | B18 | 400 | 214 | 0 | 35.55 | 39.02 | 7 | 0
2015 | IESO_2_MISO_W | IESO | MISO_W | Internal | Winter | B19 | 700 | 214 | 0 | 35.55 | 37.03 | 7 | 0
2015 | IESO_2_MISO_W | IESO | MISO_W | Internal | Winter | B20 | 935 | 214 | 0 | 35.55 | 33.01 | 7 | 0
2015 | IESO_2_NYISO_A-F | IESO | NYISO_A-F | Internal | Shoulder | B11 | 25 | 1725 | 1572.41 | 34.4 | 41.4 | 7 | 0
2015 | IESO_2_NYISO_A-F | IESO | NYISO_A-F | Internal | Shoulder | B12 | 200 | 1725 | 1373.57 | 32.9 | 39.9 | 7 | 0
2015 | IESO_2_NYISO_A-F | IESO | NYISO_A-F | Internal | Shoulder | B13 | 600 | 1725 | 1725 | 30.82 | 39.87 | 7 | 2.06
2015 | IESO_2_NYISO_A-F | IESO | NYISO_A-F | Internal | Shoulder | B14 | 900 | 1725 | 1725 | 30.82 | 38.21 | 7 | 0.39
2015 | IESO_2_NYISO_A-F | IESO | NYISO_A-F | Internal | Shoulder | B15 | 1203 | 1725 | 1725 | 30.82 | 38.21 | 7 | 0.39
2015 | IESO_2_NYISO_A-F | IESO | NYISO_A-F | Internal | Summer | B1 | 10 | 1725 | 346.6 | 52.43 | 59.43 | 7 | 0
2015 | IESO_2_NYISO_A-F | IESO | NYISO_A-F | Internal | Summer | B2 | 25 | 1725 | 648.78 | 46.3 | 53.3 | 7 | 0
2015 | IESO_2_NYISO_A-F | IESO | NYISO_A-F | Internal | Summer | B3 | 75 | 1725 | 1568.38 | 43.3 | 50.3 | 7 | 0
2015 | IESO_2_NYISO_A-F | IESO | NYISO_A-F | Internal | Summer | B4 | 100 | 1725 | 1677.21 | 38.07 | 45.07 | 7 | 0
2015 | IESO_2_NYISO_A-F | IESO | NYISO_A-F | Internal | Summer | B5 | 200 | 1725 | 309.86 | 38.07 | 45.07 | 7 | 0
2015 | IESO_2_NYISO_A-F | IESO | NYISO_A-F | Internal | Summer | B6 | 300 | 1725 | 746.57 | 35.33 | 42.33 | 7 | 0
2015 | IESO_2_NYISO_A-F | IESO | NYISO_A-F | Internal | Summer | B7 | 400 | 1725 | 1725 | 29.72 | 37.27 | 7 | 0.55
2015 | IESO_2_NYISO_A-F | IESO | NYISO_A-F | Internal | Summer | B8 | 500 | 1725 | 1725 | 29.26 | 37.19 | 7 | 0.93
2015 | IESO_2_NYISO_A-F | IESO | NYISO_A-F | Internal | Summer | B9 | 800 | 1725 | 1725 | 29.26 | 37.18 | 7 | 0.92
2015 | IESO_2_NYISO_A-F | IESO | NYISO_A-F | Internal | Summer | B10 | 1262 | 1725 | 1725 | 29.26 | 37.18 | 7 | 0.92
2015 | IESO_2_NYISO_A-F | IESO | NYISO_A-F | Internal | Winter | B16 | 25 | 1725 | 822.59 | 38.52 | 45.52 | 7 | 0
2015 | IESO_2_NYISO_A-F | IESO | NYISO_A-F | Internal | Winter | B17 | 100 | 1725 | 628.43 | 36.2 | 43.2 | 7 | 0
2015 | IESO_2_NYISO_A-F | IESO | NYISO_A-F | Internal | Winter | B18 | 400 | 1725 | 1548 | 35.55 | 42.55 | 7 | 0
2015 | IESO_2_NYISO_A-F | IESO | NYISO_A-F | Internal | Winter | B19 | 700 | 1725 | 1607.14 | 35.55 | 42.55 | 7 | 0
2015 | IESO_2_NYISO_A-F | IESO | NYISO_A-F | Internal | Winter | B20 | 935 | 1725 | 1636.63 | 35.55 | 42.55 | 7 | 0
2015 | MAPP_CA_2_IESO | MAPP_CA | IESO | Internal | Shoulder | B11 | 25 | 330 | 0 | 47.97 | 34.4 | 8 | 0
2015 | MAPP_CA_2_IESO | MAPP_CA | IESO | Internal | Shoulder | B12 | 200 | 330 | 0 | 40.62 | 32.9 | 8 | 0
2015 | MAPP_CA_2_IESO | MAPP_CA | IESO | Internal | Shoulder | B13 | 600 | 330 | 0 | 37.97 | 30.82 | 8 | 0
2015 | MAPP_CA_2_IESO | MAPP_CA | IESO | Internal | Shoulder | B14 | 900 | 330 | 0 | 37.97 | 30.82 | 8 | 0
2015 | MAPP_CA_2_IESO | MAPP_CA | IESO | Internal | Shoulder | B15 | 1203 | 330 | 0 | 37.97 | 30.82 | 8 | 0
2015 | MAPP_CA_2_IESO | MAPP_CA | IESO | Internal | Summer | B1 | 10 | 330 | 0 | 58.67 | 52.43 | 8 | 0
2015 | MAPP_CA_2_IESO | MAPP_CA | IESO | Internal | Summer | B2 | 25 | 330 | 0 | 53.3 | 46.3 | 8 | 0
2015 | MAPP_CA_2_IESO | MAPP_CA | IESO | Internal | Summer | B3 | 75 | 330 | 0 | 52.98 | 43.3 | 8 | 0
2015 | MAPP_CA_2_IESO | MAPP_CA | IESO | Internal | Summer | B4 | 100 | 330 | 0 | 47.97 | 38.07 | 8 | 0
2015 | MAPP_CA_2_IESO | MAPP_CA | IESO | Internal | Summer | B5 | 200 | 330 | 0 | 47.1 | 38.07 | 8 | 0
2015 | MAPP_CA_2_IESO | MAPP_CA | IESO | Internal | Summer | B6 | 300 | 330 | 0 | 42.79 | 35.33 | 8 | 0
2015 | MAPP_CA_2_IESO | MAPP_CA | IESO | Internal | Summer | B7 | 400 | 330 | 0 | 36.71 | 29.72 | 8 | 0
2015 | MAPP_CA_2_IESO | MAPP_CA | IESO | Internal | Summer | B8 | 500 | 330 | 0 | 36.26 | 29.26 | 8 | 0
2015 | MAPP_CA_2_IESO | MAPP_CA | IESO | Internal | Summer | B9 | 800 | 330 | 0 | 36.26 | 29.26 | 8 | 0
2015 | MAPP_CA_2_IESO | MAPP_CA | IESO | Internal | Summer | B10 | 1262 | 330 | 0 | 36.26 | 29.26 | 8 | 0
2015 | MAPP_CA_2_IESO | MAPP_CA | IESO | Internal | Winter | B16 | 25 | 330 | 0 | 49.22 | 38.52 | 8 | 0
2015 | MAPP_CA_2_IESO | MAPP_CA | IESO | Internal | Winter | B17 | 100 | 330 | 0 | 43.2 | 36.2 | 8 | 0
2015 | MAPP_CA_2_IESO | MAPP_CA | IESO | Internal | Winter | B18 | 400 | 330 | 0 | 42.55 | 35.55 | 8 | 0
2015 | MAPP_CA_2_IESO | MAPP_CA | IESO | Internal | Winter | B19 | 700 | 330 | 0 | 42.55 | 35.55 | 8 | 0
2015 | MAPP_CA_2_IESO | MAPP_CA | IESO | Internal | Winter | B20 | 935 | 330 | 0 | 42.55 | 35.55 | 8 | 0
2015 | MAPP_CA_2_MAPP_US | MAPP_CA | MAPP_US | Internal | Shoulder | B11 | 25 | 437 | 0 | 47.97 | 47.07 | 7 | 0
2015 | MAPP_CA_2_MAPP_US | MAPP_CA | MAPP_US | Internal | Shoulder | B12 | 200 | 437 | 0 | 40.62 | 33.63 | 7 | 0
2015 | MAPP_CA_2_MAPP_US | MAPP_CA | MAPP_US | Internal | Shoulder | B13 | 600 | 437 | 0 | 37.97 | 32.3 | 7 | 0
2015 | MAPP_CA_2_MAPP_US | MAPP_CA | MAPP_US | Internal | Shoulder | B14 | 900 | 437 | 0 | 37.97 | 31.91 | 7 | 0
2015 | MAPP_CA_2_MAPP_US | MAPP_CA | MAPP_US | Internal | Shoulder | B15 | 1203 | 437 | 0 | 37.97 | 30.97 | 7 | 0
2015 | MAPP_CA_2_MAPP_US | MAPP_CA | MAPP_US | Internal | Summer | B1 | 10 | 437 | 0 | 58.67 | 53.81 | 7 | 0
2015 | MAPP_CA_2_MAPP_US | MAPP_CA | MAPP_US | Internal | Summer | B2 | 25 | 437 | 0 | 53.3 | 52.76 | 7 | 0
2015 | MAPP_CA_2_MAPP_US | MAPP_CA | MAPP_US | Internal | Summer | B3 | 75 | 437 | 0 | 52.98 | 51.98 | 7 | 0
2015 | MAPP_CA_2_MAPP_US | MAPP_CA | MAPP_US | Internal | Summer | B4 | 100 | 437 | 0 | 47.97 | 48.5 | 7 | 0
2015 | MAPP_CA_2_MAPP_US | MAPP_CA | MAPP_US | Internal | Summer | B5 | 200 | 437 | 0 | 47.1 | 45.64 | 7 | 0
2015 | MAPP_CA_2_MAPP_US | MAPP_CA | MAPP_US | Internal | Summer | B6 | 300 | 437 | 0 | 42.79 | 42.79 | 7 | 0
2015 | MAPP_CA_2_MAPP_US | MAPP_CA | MAPP_US | Internal | Summer | B7 | 400 | 437 | 0 | 36.71 | 34.34 | 7 | 0
2015 | MAPP_CA_2_MAPP_US | MAPP_CA | MAPP_US | Internal | Summer | B8 | 500 | 437 | 0 | 36.26 | 30.5 | 7 | 0
2015 | MAPP_CA_2_MAPP_US | MAPP_CA | MAPP_US | Internal | Summer | B9 | 800 | 437 | 0 | 36.26 | 29.34 | 7 | 0
2015 | MAPP_CA_2_MAPP_US | MAPP_CA | MAPP_US | Internal | Summer | B10 | 1262 | 437 | 0 | 36.26 | 29.26 | 7 | 0
2015 | MAPP_CA_2_MAPP_US | MAPP_CA | MAPP_US | Internal | Winter | B16 | 25 | 437 | 0 | 49.22 | 42.23 | 7 | 0
2015 | MAPP_CA_2_MAPP_US | MAPP_CA | MAPP_US | Internal | Winter | B17 | 100 | 437 | 0 | 43.2 | 36.2 | 7 | 0
2015 | MAPP_CA_2_MAPP_US | MAPP_CA | MAPP_US | Internal | Winter | B18 | 400 | 437 | 0 | 42.55 | 33.08 | 7 | 0
2015 | MAPP_CA_2_MAPP_US | MAPP_CA | MAPP_US | Internal | Winter | B19 | 700 | 437 | 0 | 42.55 | 33.08 | 7 | 0
2015 | MAPP_CA_2_MAPP_US | MAPP_CA | MAPP_US | Internal | Winter | B20 | 935 | 437 | 0 | 42.55 | 32.99 | 7 | 0
2015 | MAPP_CA_2_MISO_W | MAPP_CA | MISO_W | Internal | Shoulder | B11 | 25 | 2058 | 1517.31 | 47.97 | 47.98 | 0.01 | 0
2015 | MAPP_CA_2_MISO_W | MAPP_CA | MISO_W | Internal | Shoulder | B12 | 200 | 2058 | 661.16 | 40.62 | 40.63 | 0.01 | 0
2015 | MAPP_CA_2_MISO_W | MAPP_CA | MISO_W | Internal | Shoulder | B13 | 600 | 2058 | 0 | 37.97 | 37.96 | 0.01 | 0
2015 | MAPP_CA_2_MISO_W | MAPP_CA | MISO_W | Internal | Shoulder | B14 | 900 | 2058 | 0 | 37.97 | 36.55 | 0.01 | 0
2015 | MAPP_CA_2_MISO_W | MAPP_CA | MISO_W | Internal | Shoulder | B15 | 1203 | 2058 | 0 | 37.97 | 33.79 | 0.01 | 0
2015 | MAPP_CA_2_MISO_W | MAPP_CA | MISO_W | Internal | Summer | B1 | 10 | 2058 | 2058 | 58.67 | 60.81 | 0.01 | 2.13
2015 | MAPP_CA_2_MISO_W | MAPP_CA | MISO_W | Internal | Summer | B2 | 25 | 2058 | 2058 | 53.3 | 59.29 | 0.01 | 5.98
2015 | MAPP_CA_2_MISO_W | MAPP_CA | MISO_W | Internal | Summer | B3 | 75 | 2058 | 2058 | 52.98 | 57.92 | 0.01 | 4.93
2015 | MAPP_CA_2_MISO_W | MAPP_CA | MISO_W | Internal | Summer | B4 | 100 | 2058 | 2058 | 47.97 | 55.5 | 0.01 | 7.52
2015 | MAPP_CA_2_MISO_W | MAPP_CA | MISO_W | Internal | Summer | B5 | 200 | 2058 | 715.67 | 47.1 | 47.11 | 0.01 | 0
2015 | MAPP_CA_2_MISO_W | MAPP_CA | MISO_W | Internal | Summer | B6 | 300 | 2058 | 839.41 | 42.79 | 42.81 | 0.01 | 0
2015 | MAPP_CA_2_MISO_W | MAPP_CA | MISO_W | Internal | Summer | B7 | 400 | 2058 | 303.39 | 36.71 | 36.72 | 0.01 | 0
2015 | MAPP_CA_2_MISO_W | MAPP_CA | MISO_W | Internal | Summer | B8 | 500 | 2058 | 0 | 36.26 | 34.56 | 0.01 | 0
2015 | MAPP_CA_2_MISO_W | MAPP_CA | MISO_W | Internal | Summer | B9 | 800 | 2058 | 0 | 36.26 | 33.51 | 0.01 | 0
2015 | MAPP_CA_2_MISO_W | MAPP_CA | MISO_W | Internal | Summer | B10 | 1262 | 2058 | 0 | 36.26 | 31.6 | 0.01 | 0
2015 | MAPP_CA_2_MISO_W | MAPP_CA | MISO_W | Internal | Winter | B16 | 25 | 2058 | 1580.01 | 49.22 | 49.23 | 0.01 | 0
2015 | MAPP_CA_2_MISO_W | MAPP_CA | MISO_W | Internal | Winter | B17 | 100 | 2058 | 0 | 43.2 | 43.2 | 0.01 | 0
2015 | MAPP_CA_2_MISO_W | MAPP_CA | MISO_W | Internal | Winter | B18 | 400 | 2058 | 0 | 42.55 | 39.02 | 0.01 | 0
2015 | MAPP_CA_2_MISO_W | MAPP_CA | MISO_W | Internal | Winter | B19 | 700 | 2058 | 0 | 42.55 | 37.03 | 0.01 | 0
2015 | MAPP_CA_2_MISO_W | MAPP_CA | MISO_W | Internal | Winter | B20 | 935 | 2058 | 0 | 42.55 | 33.01 | 0.01 | 0
2015 | MAPP_US_2_MAPP_CA | MAPP_US | MAPP_CA | Internal | Shoulder | B11 | 25 | 230 | 0 | 47.07 | 47.97 | 7 | 0
2015 | MAPP_US_2_MAPP_CA | MAPP_US | MAPP_CA | Internal | Shoulder | B12 | 200 | 230 | 0 | 33.63 | 40.62 | 7 | 0
2015 | MAPP_US_2_MAPP_CA | MAPP_US | MAPP_CA | Internal | Shoulder | B13 | 600 | 230 | 0 | 32.3 | 37.97 | 7 | 0
2015 | MAPP_US_2_MAPP_CA | MAPP_US | MAPP_CA | Internal | Shoulder | B14 | 900 | 230 | 0 | 31.91 | 37.97 | 7 | 0
2015 | MAPP_US_2_MAPP_CA | MAPP_US | MAPP_CA | Internal | Shoulder | B15 | 1203 | 230 | 134.04 | 30.97 | 37.97 | 7 | 0
2015 | MAPP_US_2_MAPP_CA | MAPP_US | MAPP_CA | Internal | Summer | B1 | 10 | 230 | 0 | 53.81 | 58.67 | 7 | 0
2015 | MAPP_US_2_MAPP_CA | MAPP_US | MAPP_CA | Internal | Summer | B2 | 25 | 230 | 0 | 52.76 | 53.3 | 7 | 0
2015 | MAPP_US_2_MAPP_CA | MAPP_US | MAPP_CA | Internal | Summer | B3 | 75 | 230 | 0 | 51.98 | 52.98 | 7 | 0
2015 | MAPP_US_2_MAPP_CA | MAPP_US | MAPP_CA | Internal | Summer | B4 | 100 | 230 | 0 | 48.5 | 47.97 | 7 | 0
2015 | MAPP_US_2_MAPP_CA | MAPP_US | MAPP_CA | Internal | Summer | B5 | 200 | 230 | 0 | 45.64 | 47.1 | 7 | 0
2015 | MAPP_US_2_MAPP_CA | MAPP_US | MAPP_CA | Internal | Summer | B6 | 300 | 230 | 0 | 42.79 | 42.79 | 7 | 0
2015 | MAPP_US_2_MAPP_CA | MAPP_US | MAPP_CA | Internal | Summer | B7 | 400 | 230 | 0 | 34.34 | 36.71 | 7 | 0
2015 | MAPP_US_2_MAPP_CA | MAPP_US | MAPP_CA | Internal | Summer | B8 | 500 | 230 | 0 | 30.5 | 36.26 | 7 | 0
2015 | MAPP_US_2_MAPP_CA | MAPP_US | MAPP_CA | Internal | Summer | B9 | 800 | 230 | 0 | 29.34 | 36.26 | 7 | 0
2015 | MAPP_US_2_MAPP_CA | MAPP_US | MAPP_CA | Internal | Summer | B10 | 1262 | 230 | 158.55 | 29.26 | 36.26 | 7 | 0
2015 | MAPP_US_2_MAPP_CA | MAPP_US | MAPP_CA | Internal | Winter | B16 | 25 | 230 | 0 | 42.23 | 49.22 | 7 | 0
2015 | MAPP_US_2_MAPP_CA | MAPP_US | MAPP_CA | Internal | Winter | B17 | 100 | 230 | 58.24 | 36.2 | 43.2 | 7 | 0
2015 | MAPP_US_2_MAPP_CA | MAPP_US | MAPP_CA | Internal | Winter | B18 | 400 | 230 | 230 | 33.08 | 42.55 | 7 | 2.47
2015 | MAPP_US_2_MAPP_CA | MAPP_US | MAPP_CA | Internal | Winter | B19 | 700 | 230 | 230 | 33.08 | 42.55 | 7 | 2.47
2015 | MAPP_US_2_MAPP_CA | MAPP_US | MAPP_CA | Internal | Winter | B20 | 935 | 230 | 230 | 32.99 | 42.55 | 7 | 2.56
2015 | MAPP_US_2_MISO_W | MAPP_US | MISO_W | Internal | Shoulder | B11 | 25 | 2635 | 0 | 47.07 | 47.98 | 7 | 0
2015 | MAPP_US_2_MISO_W | MAPP_US | MISO_W | Internal | Shoulder | B12 | 200 | 2635 | 318.8 | 33.63 | 40.63 | 7 | 0
2015 | MAPP_US_2_MISO_W | MAPP_US | MISO_W | Internal | Shoulder | B13 | 600 | 2635 | 0 | 32.3 | 37.96 | 7 | 0
2015 | MAPP_US_2_MISO_W | MAPP_US | MISO_W | Internal | Shoulder | B14 | 900 | 2635 | 0 | 31.91 | 36.55 | 7 | 0
2015 | MAPP_US_2_MISO_W | MAPP_US | MISO_W | Internal | Shoulder | B15 | 1203 | 2635 | 0 | 30.97 | 33.79 | 7 | 0
2015 | MAPP_US_2_MISO_W | MAPP_US | MISO_W | Internal | Summer | B1 | 10 | 2635 | 453.32 | 53.81 | 60.81 | 7 | 0
2015 | MAPP_US_2_MISO_W | MAPP_US | MISO_W | Internal | Summer | B2 | 25 | 2635 | 0 | 52.76 | 59.29 | 7 | 0
2015 | MAPP_US_2_MISO_W | MAPP_US | MISO_W | Internal | Summer | B3 | 75 | 2635 | 0 | 51.98 | 57.92 | 7 | 0
2015 | MAPP_US_2_MISO_W | MAPP_US | MISO_W | Internal | Summer | B4 | 100 | 2635 | 1195.3 | 48.5 | 55.5 | 7 | 0
2015 | MAPP_US_2_MISO_W | MAPP_US | MISO_W | Internal | Summer | B5 | 200 | 2635 | 0 | 45.64 | 47.11 | 7 | 0
2015 | MAPP_US_2_MISO_W | MAPP_US | MISO_W | Internal | Summer | B6 | 300 | 2635 | 0 | 42.79 | 42.81 | 7 | 0
2015 | MAPP_US_2_MISO_W | MAPP_US | MISO_W | Internal | Summer | B7 | 400 | 2635 | 0 | 34.34 | 36.72 | 7 | 0
2015 | MAPP_US_2_MISO_W | MAPP_US | MISO_W | Internal | Summer | B8 | 500 | 2635 | 0 | 30.5 | 34.56 | 7 | 0
2015 | MAPP_US_2_MISO_W | MAPP_US | MISO_W | Internal | Summer | B9 | 800 | 2635 | 0 | 29.34 | 33.51 | 7 | 0
2015 | MAPP_US_2_MISO_W | MAPP_US | MISO_W | Internal | Summer | B10 | 1262 | 2635 | 0 | 29.26 | 31.6 | 7 | 0
2015 | MAPP_US_2_MISO_W | MAPP_US | MISO_W | Internal | Winter | B16 | 25 | 2635 | 364.04 | 42.23 | 49.23 | 7 | 0
2015 | MAPP_US_2_MISO_W | MAPP_US | MISO_W | Internal | Winter | B17 | 100 | 2635 | 1509.95 | 36.2 | 43.2 | 7 | 0
2015 | MAPP_US_2_MISO_W | MAPP_US | MISO_W | Internal | Winter | B18 | 400 | 2635 | 0 | 33.08 | 39.02 | 7 | 0
2015 | MAPP_US_2_MISO_W | MAPP_US | MISO_W | Internal | Winter | B19 | 700 | 2635 | 0 | 33.08 | 37.03 | 7 | 0
2015 | MAPP_US_2_MISO_W | MAPP_US | MISO_W | Internal | Winter | B20 | 935 | 2635 | 0 | 32.99 | 33.01 | 7 | 0
2015 | MAPP_US_2_NE | MAPP_US | NE | Internal | Shoulder | B11 | 25 | 2000 | 1829.26 | 47.07 | 54.07 | 7 | 0
2015 | MAPP_US_2_NE | MAPP_US | NE | Internal | Shoulder | B12 | 200 | 2000 | 965.76 | 33.63 | 40.63 | 7 | 0
2015 | MAPP_US_2_NE | MAPP_US | NE | Internal | Shoulder | B13 | 600 | 2000 | 1372.38 | 32.3 | 39.3 | 7 | 0
2015 | MAPP_US_2_NE | MAPP_US | NE | Internal | Shoulder | B14 | 900 | 2000 | 126.11 | 31.91 | 38.91 | 7 | 0
2015 | MAPP_US_2_NE | MAPP_US | NE | Internal | Shoulder | B15 | 1203 | 2000 | 0 | 30.97 | 37.6 | 7 | 0
2015 | MAPP_US_2_NE | MAPP_US | NE | Internal | Summer | B1 | 10 | 2000 | 1333.24 | 53.81 | 60.81 | 7 | 0
2015 | MAPP_US_2_NE | MAPP_US | NE | Internal | Summer | B2 | 25 | 2000 | 1603.15 | 52.76 | 59.76 | 7 | 0
2015 | MAPP_US_2_NE | MAPP_US | NE | Internal | Summer | B3 | 75 | 2000 | 1388.51 | 51.98 | 58.98 | 7 | 0
2015 | MAPP_US_2_NE | MAPP_US | NE | Internal | Summer | B4 | 100 | 2000 | 408.82 | 48.5 | 55.5 | 7 | 0
2015 | MAPP_US_2_NE | MAPP_US | NE | Internal | Summer | B5 | 200 | 2000 | 1583.12 | 45.64 | 52.64 | 7 | 0
2015 | MAPP_US_2_NE | MAPP_US | NE | Internal | Summer | B6 | 300 | 2000 | 1815.87 | 42.79 | 49.79 | 7 | 0
2015 | MAPP_US_2_NE | MAPP_US | NE | Internal | Summer | B7 | 400 | 2000 | 2000 | 34.34 | 43.71 | 7 | 2.37
2015 | MAPP_US_2_NE | MAPP_US | NE | Internal | Summer | B8 | 500 | 2000 | 2000 | 30.5 | 37.97 | 7 | 0.47
2015 | MAPP_US_2_NE | MAPP_US | NE | Internal | Summer | B9 | 800 | 2000 | 1238.71 | 29.34 | 36.34 | 7 | 0
2015 | MAPP_US_2_NE | MAPP_US | NE | Internal | Summer | B10 | 1262 | 2000 | 939.9 | 29.26 | 36.26 | 7 | 0
2015 | MAPP_US_2_NE | MAPP_US | NE | Internal | Winter | B16 | 25 | 2000 | 1624.16 | 42.23 | 49.23 | 7 | 0
2015 | MAPP_US_2_NE | MAPP_US | NE | Internal | Winter | B17 | 100 | 2000 | 0 | 36.2 | 41.75 | 7 | 0
2015 | MAPP_US_2_NE | MAPP_US | NE | Internal | Winter | B18 | 400 | 2000 | 816.4 | 33.08 | 40.08 | 7 | 0
2015 | MAPP_US_2_NE | MAPP_US | NE | Internal | Winter | B19 | 700 | 2000 | 277.75 | 33.08 | 40.08 | 7 | 0
2015 | MAPP_US_2_NE | MAPP_US | NE | Internal | Winter | B20 | 935 | 2000 | 506.67 | 32.99 | 39.99 | 7 | 0
2015 | MARITIMES_2_NEISO | MARITIMES | NEISO | Internal | Shoulder | B11 | 25 | 99999 | 1400 | 36.89 | 36.9 | 0.01 | 0
2015 | MARITIMES_2_NEISO | MARITIMES | NEISO | Internal | Shoulder | B12 | 200 | 99999 | 1400 | 36.89 | 36.9 | 0.01 | 0
2015 | MARITIMES_2_NEISO | MARITIMES | NEISO | Internal | Shoulder | B13 | 600 | 99999 | 1400 | 36.89 | 36.9 | 0.01 | 0
2015 | MARITIMES_2_NEISO | MARITIMES | NEISO | Internal | Shoulder | B14 | 900 | 99999 | 1400 | 36.89 | 36.9 | 0.01 | 0
2015 | MARITIMES_2_NEISO | MARITIMES | NEISO | Internal | Shoulder | B15 | 1203 | 99999 | 426.43 | 36.89 | 36.9 | 0.01 | 0
2015 | MARITIMES_2_NEISO | MARITIMES | NEISO | Internal | Summer | B1 | 10 | 99999 | 1400 | 65.83 | 65.85 | 0.01 | 0
2015 | MARITIMES_2_NEISO | MARITIMES | NEISO | Internal | Summer | B2 | 25 | 99999 | 1400 | 56.29 | 56.3 | 0.01 | 0
2015 | MARITIMES_2_NEISO | MARITIMES | NEISO | Internal | Summer | B3 | 75 | 99999 | 1400 | 47.97 | 47.98 | 0.01 | 0
2015 | MARITIMES_2_NEISO | MARITIMES | NEISO | Internal | Summer | B4 | 100 | 99999 | 1400 | 37.88 | 37.89 | 0.01 | 0
2015 | MARITIMES_2_NEISO | MARITIMES | NEISO | Internal | Summer | B5 | 200 | 99999 | 1400 | 34.19 | 34.2 | 0.01 | 0
2015 | MARITIMES_2_NEISO | MARITIMES | NEISO | Internal | Summer | B6 | 300 | 99999 | 1400 | 34.19 | 34.2 | 0.01 | 0
2015 | MARITIMES_2_NEISO | MARITIMES | NEISO | Internal | Summer | B7 | 400 | 99999 | 1400 | 34.19 | 34.2 | 0.01 | 0
2015 | MARITIMES_2_NEISO | MARITIMES | NEISO | Internal | Summer | B8 | 500 | 99999 | 1400 | 34.19 | 34.2 | 0.01 | 0
2015 | MARITIMES_2_NEISO | MARITIMES | NEISO | Internal | Summer | B9 | 800 | 99999 | 1400 | 34.19 | 34.2 | 0.01 | 0
2015 | MARITIMES_2_NEISO | MARITIMES | NEISO | Internal | Summer | B10 | 1262 | 99999 | 236.13 | 34.19 | 34.2 | 0.01 | 0
2015 | MARITIMES_2_NEISO | MARITIMES | NEISO | Internal | Winter | B16 | 25 | 99999 | 1400 | 45.28 | 45.29 | 0.01 | 0
2015 | MARITIMES_2_NEISO | MARITIMES | NEISO | Internal | Winter | B17 | 100 | 99999 | 1400 | 45.28 | 45.29 | 0.01 | 0
2015 | MARITIMES_2_NEISO | MARITIMES | NEISO | Internal | Winter | B18 | 400 | 99999 | 1400 | 45.28 | 45.29 | 0.01 | 0
2015 | MARITIMES_2_NEISO | MARITIMES | NEISO | Internal | Winter | B19 | 700 | 99999 | 1400 | 45.28 | 45.29 | 0.01 | 0
2015 | MARITIMES_2_NEISO | MARITIMES | NEISO | Internal | Winter | B20 | 935 | 99999 | 475.94 | 45.28 | 45.29 | 0.01 | 0
2015 | MISO_IN_2_MISO_MI | MISO_IN | MISO_MI | Internal | Shoulder | B11 | 25 | 5081 | 0 | 48 | 47.45 | 0.01 | 0
2015 | MISO_IN_2_MISO_MI | MISO_IN | MISO_MI | Internal | Shoulder | B12 | 200 | 5081 | 0 | 40.64 | 40.63 | 0.01 | 0
2015 | MISO_IN_2_MISO_MI | MISO_IN | MISO_MI | Internal | Shoulder | B13 | 600 | 5081 | 0 | 37.97 | 37.96 | 0.01 | 0
2015 | MISO_IN_2_MISO_MI | MISO_IN | MISO_MI | Internal | Shoulder | B14 | 900 | 5081 | 68.06 | 36.55 | 36.57 | 0.01 | 0
2015 | MISO_IN_2_MISO_MI | MISO_IN | MISO_MI | Internal | Shoulder | B15 | 1203 | 5081 | 911.81 | 33.79 | 33.8 | 0.01 | 0
2015 | MISO_IN_2_MISO_MI | MISO_IN | MISO_MI | Internal | Summer | B1 | 10 | 5081 | 0 | 60.8 | 59.43 | 0.01 | 0
2015 | MISO_IN_2_MISO_MI | MISO_IN | MISO_MI | Internal | Summer | B2 | 25 | 5081 | 0 | 59.3 | 59.29 | 0.01 | 0
2015 | MISO_IN_2_MISO_MI | MISO_IN | MISO_MI | Internal | Summer | B3 | 75 | 5081 | 0 | 57.9 | 54.01 | 0.01 | 0
2015 | MISO_IN_2_MISO_MI | MISO_IN | MISO_MI | Internal | Summer | B4 | 100 | 5081 | 0 | 55.51 | 54.01 | 0.01 | 0
2015 | MISO_IN_2_MISO_MI | MISO_IN | MISO_MI | Internal | Summer | B5 | 200 | 5081 | 0 | 47.1 | 47.09 | 0.01 | 0
2015 | MISO_IN_2_MISO_MI | MISO_IN | MISO_MI | Internal | Summer | B6 | 300 | 5081 | 0 | 42.79 | 42.78 | 0.01 | 0
2015 | MISO_IN_2_MISO_MI | MISO_IN | MISO_MI | Internal | Summer | B7 | 400 | 5081 | 0 | 36.72 | 36.72 | 0.01 | 0
2015 | MISO_IN_2_MISO_MI | MISO_IN | MISO_MI | Internal | Summer | B8 | 500 | 5081 | 1105.23 | 34.56 | 34.57 | 0.01 | 0
2015 | MISO_IN_2_MISO_MI | MISO_IN | MISO_MI | Internal | Summer | B9 | 800 | 5081 | 2782.7 | 33.52 | 33.53 | 0.01 | 0
2015 | MISO_IN_2_MISO_MI | MISO_IN | MISO_MI | Internal | Summer | B10 | 1262 | 5081 | 3022.9 | 31.63 | 31.64 | 0.01 | 0
2015 | MISO_IN_2_MISO_MI | MISO_IN | MISO_MI | Internal | Winter | B16 | 25 | 5081 | 0 | 49.25 | 48.8 | 0.01 | 0
2015 | MISO_IN_2_MISO_MI | MISO_IN | MISO_MI | Internal | Winter | B17 | 100 | 5081 | 0 | 43.21 | 43.2 | 0.01 | 0
2015 | MISO_IN_2_MISO_MI | MISO_IN | MISO_MI | Internal | Winter | B18 | 400 | 5081 | 0 | 39.03 | 39.02 | 0.01 | 0
2015 | MISO_IN_2_MISO_MI | MISO_IN | MISO_MI | Internal | Winter | B19 | 700 | 5081 | 38.96 | 37.03 | 37.04 | 0.01 | 0
2015 | MISO_IN_2_MISO_MI | MISO_IN | MISO_MI | Internal | Winter | B20 | 935 | 5081 | 889.76 | 33.01 | 33.02 | 0.01 | 0
2015 | MISO_IN_2_MISO_MO-IL | MISO_IN | MISO_MO-IL | Internal | Shoulder | B11 | 25 | 9129 | 0 | 48 | 47.99 | 0.01 | 0
2015 | MISO_IN_2_MISO_MO-IL | MISO_IN | MISO_MO-IL | Internal | Shoulder | B12 | 200 | 9129 | 0 | 40.64 | 40.63 | 0.01 | 0
2015 | MISO_IN_2_MISO_MO-IL | MISO_IN | MISO_MO-IL | Internal | Shoulder | B13 | 600 | 9129 | 0 | 37.97 | 37.96 | 0.01 | 0
2015 | MISO_IN_2_MISO_MO-IL | MISO_IN | MISO_MO-IL | Internal | Shoulder | B14 | 900 | 9129 | 0 | 36.55 | 36.54 | 0.01 | 0
2015 | MISO_IN_2_MISO_MO-IL | MISO_IN | MISO_MO-IL | Internal | Shoulder | B15 | 1203 | 9129 | 0 | 33.79 | 33.78 | 0.01 | 0
2015 | MISO_IN_2_MISO_MO-IL | MISO_IN | MISO_MO-IL | Internal | Summer | B1 | 10 | 9129 | 0.02 | 60.8 | 60.81 | 0.01 | 0
2015 | MISO_IN_2_MISO_MO-IL | MISO_IN | MISO_MO-IL | Internal | Summer | B2 | 25 | 9129 | 0 | 59.3 | 59.29 | 0.01 | 0
2015 | MISO_IN_2_MISO_MO-IL | MISO_IN | MISO_MO-IL | Internal | Summer | B3 | 75 | 9129 | 117.49 | 57.9 | 57.91 | 0.01 | 0
2015 | MISO_IN_2_MISO_MO-IL | MISO_IN | MISO_MO-IL | Internal | Summer | B4 | 100 | 9129 | 0 | 55.51 | 55.5 | 0.01 | 0
2015 | MISO_IN_2_MISO_MO-IL | MISO_IN | MISO_MO-IL | Internal | Summer | B5 | 200 | 9129 | 0 | 47.1 | 47.1 | 0.01 | 0
2015 | MISO_IN_2_MISO_MO-IL | MISO_IN | MISO_MO-IL | Internal | Summer | B6 | 300 | 9129 | 0 | 42.79 | 42.79 | 0.01 | 0
2015 | MISO_IN_2_MISO_MO-IL | MISO_IN | MISO_MO-IL | Internal | Summer | B7 | 400 | 9129 | 0 | 36.72 | 36.71 | 0.01 | 0
2015 | MISO_IN_2_MISO_MO-IL | MISO_IN | MISO_MO-IL | Internal | Summer | B8 | 500 | 9129 | 0 | 34.56 | 34.55 | 0.01 | 0
2015 | MISO_IN_2_MISO_MO-IL | MISO_IN | MISO_MO-IL | Internal | Summer | B9 | 800 | 9129 | 0 | 33.52 | 33.51 | 0.01 | 0
2015 | MISO_IN_2_MISO_MO-IL | MISO_IN | MISO_MO-IL | Internal | Summer | B10 | 1262 | 9129 | 0 | 31.63 | 31.62 | 0.01 | 0
2015 | MISO_IN_2_MISO_MO-IL | MISO_IN | MISO_MO-IL | Internal | Winter | B16 | 25 | 9129 | 0 | 49.25 | 49.24 | 0.01 | 0
2015 | MISO_IN_2_MISO_MO-IL | MISO_IN | MISO_MO-IL | Internal | Winter | B17 | 100 | 9129 | 0 | 43.21 | 43.2 | 0.01 | 0
2015 | MISO_IN_2_MISO_MO-IL | MISO_IN | MISO_MO-IL | Internal | Winter | B18 | 400 | 9129 | 0 | 39.03 | 39.02 | 0.01 | 0
2015 | MISO_IN_2_MISO_MO-IL | MISO_IN | MISO_MO-IL | Internal | Winter | B19 | 700 | 9129 | 0 | 37.03 | 37.02 | 0.01 | 0
2015 | MISO_IN_2_MISO_MO-IL | MISO_IN | MISO_MO-IL | Internal | Winter | B20 | 935 | 9129 | 0 | 33.01 | 32.99 | 0.01 | 0
2015 | MISO_IN_2_NonRTO_Midwest | MISO_IN | NonRTO_Midwest | Internal | Shoulder | B11 | 25 | 4800 | 927.9 | 48 | 56 | 8 | 0
2015 | MISO_IN_2_NonRTO_Midwest | MISO_IN | NonRTO_Midwest | Internal | Shoulder | B12 | 200 | 4800 | 523.63 | 40.64 | 48.64 | 8 | 0
2015 | MISO_IN_2_NonRTO_Midwest | MISO_IN | NonRTO_Midwest | Internal | Shoulder | B13 | 600 | 4800 | 0 | 37.97 | 45.52 | 8 | 0
2015 | MISO_IN_2_NonRTO_Midwest | MISO_IN | NonRTO_Midwest | Internal | Shoulder | B14 | 900 | 4800 | 0 | 36.55 | 35.62 | 8 | 0
2015 | MISO_IN_2_NonRTO_Midwest | MISO_IN | NonRTO_Midwest | Internal | Shoulder | B15 | 1203 | 4800 | 0 | 33.79 | 32.87 | 8 | 0
2015 | MISO_IN_2_NonRTO_Midwest | MISO_IN | NonRTO_Midwest | Internal | Summer | B1 | 10 | 4800 | 0 | 60.8 | 65.02 | 8 | 0
2015 | MISO_IN_2_NonRTO_Midwest | MISO_IN | NonRTO_Midwest | Internal | Summer | B2 | 25 | 4800 | 0 | 59.3 | 65.02 | 8 | 0
2015 | MISO_IN_2_NonRTO_Midwest | MISO_IN | NonRTO_Midwest | Internal | Summer | B3 | 75 | 4800 | 0 | 57.9 | 65.02 | 8 | 0
2015 | MISO_IN_2_NonRTO_Midwest | MISO_IN | NonRTO_Midwest | Internal | Summer | B4 | 100 | 4800 | 1028.11 | 55.51 | 63.51 | 8 | 0
2015 | MISO_IN_2_NonRTO_Midwest | MISO_IN | NonRTO_Midwest | Internal | Summer | B5 | 200 | 4800 | 728.77 | 47.1 | 55.1 | 8 | 0
2015 | MISO_IN_2_NonRTO_Midwest | MISO_IN | NonRTO_Midwest | Internal | Summer | B6 | 300 | 4800 | 165.24 | 42.79 | 50.79 | 8 | 0
2015 | MISO_IN_2_NonRTO_Midwest | MISO_IN | NonRTO_Midwest | Internal | Summer | B7 | 400 | 4800 | 0 | 36.72 | 35.84 | 8 | 0
2015 | MISO_IN_2_NonRTO_Midwest | MISO_IN | NonRTO_Midwest | Internal | Summer | B8 | 500 | 4800 | 0 | 34.56 | 34.42 | 8 | 0
2015 | MISO_IN_2_NonRTO_Midwest | MISO_IN | NonRTO_Midwest | Internal | Summer | B9 | 800 | 4800 | 0 | 33.52 | 32.87 | 8 | 0
2015 | MISO_IN_2_NonRTO_Midwest | MISO_IN | NonRTO_Midwest | Internal | Summer | B10 | 1262 | 4800 | 0 | 31.63 | 32.02 | 8 | 0
2015 | MISO_IN_2_NonRTO_Midwest | MISO_IN | NonRTO_Midwest | Internal | Winter | B16 | 25 | 4800 | 2235.71 | 49.25 | 57.25 | 8 | 0
2015 | MISO_IN_2_NonRTO_Midwest | MISO_IN | NonRTO_Midwest | Internal | Winter | B17 | 100 | 4800 | 1273.25 | 43.21 | 51.21 | 8 | 0
2015 | MISO_IN_2_NonRTO_Midwest | MISO_IN | NonRTO_Midwest | Internal | Winter | B18 | 400 | 4800 | 457.72 | 39.03 | 47.03 | 8 | 0
2015 | MISO_IN_2_NonRTO_Midwest | MISO_IN | NonRTO_Midwest | Internal | Winter | B19 | 700 | 4800 | 0 | 37.03 | 35.84 | 8 | 0
2015 | MISO_IN_2_NonRTO_Midwest | MISO_IN | NonRTO_Midwest | Internal | Winter | B20 | 935 | 4800 | 0 | 33.01 | 32.87 | 8 | 0
2015 | MISO_IN_2_PJM_ROR | MISO_IN | PJM_ROR | Internal | Shoulder | B11 | 25 | 992 | 0 | 48 | 49.45 | 2 | 0
2015 | MISO_IN_2_PJM_ROR | MISO_IN | PJM_ROR | Internal | Shoulder | B12 | 200 | 992 | 0 | 40.64 | 42.63 | 2 | 0
2015 | MISO_IN_2_PJM_ROR | MISO_IN | PJM_ROR | Internal | Shoulder | B13 | 600 | 992 | 0 | 37.97 | 39.96 | 2 | 0
2015 | MISO_IN_2_PJM_ROR | MISO_IN | PJM_ROR | Internal | Shoulder | B14 | 900 | 992 | 361.19 | 36.55 | 38.55 | 2 | 0
2015 | MISO_IN_2_PJM_ROR | MISO_IN | PJM_ROR | Internal | Shoulder | B15 | 1203 | 992 | 0 | 33.79 | 35.43 | 2 | 0
2015 | MISO_IN_2_PJM_ROR | MISO_IN | PJM_ROR | Internal | Summer | B1 | 10 | 992 | 992 | 60.8 | 62.81 | 2 | 0.01
2015 | MISO_IN_2_PJM_ROR | MISO_IN | PJM_ROR | Internal | Summer | B2 | 25 | 992 | 0 | 59.3 | 61.29 | 2 | 0
2015 | MISO_IN_2_PJM_ROR | MISO_IN | PJM_ROR | Internal | Summer | B3 | 75 | 992 | 0 | 57.9 | 58.29 | 2 | 0
2015 | MISO_IN_2_PJM_ROR | MISO_IN | PJM_ROR | Internal | Summer | B4 | 100 | 992 | 0 | 55.51 | 57.5 | 2 | 0
2015 | MISO_IN_2_PJM_ROR | MISO_IN | PJM_ROR | Internal | Summer | B5 | 200 | 992 | 68.79 | 47.1 | 49.1 | 2 | 0
2015 | MISO_IN_2_PJM_ROR | MISO_IN | PJM_ROR | Internal | Summer | B6 | 300 | 992 | 396.49 | 42.79 | 44.79 | 2 | 0
2015 | MISO_IN_2_PJM_ROR | MISO_IN | PJM_ROR | Internal | Summer | B7 | 400 | 992 | 781.1 | 36.72 | 38.72 | 2 | 0
2015 | MISO_IN_2_PJM_ROR | MISO_IN | PJM_ROR | Internal | Summer | B8 | 500 | 992 | 218.99 | 34.56 | 36.56 | 2 | 0
2015 | MISO_IN_2_PJM_ROR | MISO_IN | PJM_ROR | Internal | Summer | B9 | 800 | 992 | 0 | 33.52 | 35.51 | 2 | 0
2015 | MISO_IN_2_PJM_ROR | MISO_IN | PJM_ROR | Internal | Summer | B10 | 1262 | 992 | 0 | 31.63 | 32.94 | 2 | 0
2015 | MISO_IN_2_PJM_ROR | MISO_IN | PJM_ROR | Internal | Winter | B16 | 25 | 992 | 0 | 49.25 | 51.23 | 2 | 0
2015 | MISO_IN_2_PJM_ROR | MISO_IN | PJM_ROR | Internal | Winter | B17 | 100 | 992 | 0 | 43.21 | 45.2 | 2 | 0
2015 | MISO_IN_2_PJM_ROR | MISO_IN | PJM_ROR | Internal | Winter | B18 | 400 | 992 | 0 | 39.03 | 41.02 | 2 | 0
2015 | MISO_IN_2_PJM_ROR | MISO_IN | PJM_ROR | Internal | Winter | B19 | 700 | 992 | 0 | 37.03 | 38.58 | 2 | 0
2015 | MISO_IN_2_PJM_ROR | MISO_IN | PJM_ROR | Internal | Winter | B20 | 935 | 992 | 0 | 33.01 | 34.99 | 2 | 0
2015 | MISO_MI_2_IESO | MISO_MI | IESO | Internal | Shoulder | B11 | 25 | 1580 | 0 | 47.45 | 34.4 | 8 | 0
2015 | MISO_MI_2_IESO | MISO_MI | IESO | Internal | Shoulder | B12 | 200 | 1580 | 0 | 40.63 | 32.9 | 8 | 0
2015 | MISO_MI_2_IESO | MISO_MI | IESO | Internal | Shoulder | B13 | 600 | 1580 | 0 | 37.96 | 30.82 | 8 | 0
2015 | MISO_MI_2_IESO | MISO_MI | IESO | Internal | Shoulder | B14 | 900 | 1580 | 0 | 36.57 | 30.82 | 8 | 0
2015 | MISO_MI_2_IESO | MISO_MI | IESO | Internal | Shoulder | B15 | 1203 | 1580 | 0 | 33.8 | 30.82 | 8 | 0
2015 | MISO_MI_2_IESO | MISO_MI | IESO | Internal | Summer | B1 | 10 | 1580 | 0 | 59.43 | 52.43 | 8 | 0
2015 | MISO_MI_2_IESO | MISO_MI | IESO | Internal | Summer | B2 | 25 | 1580 | 0 | 59.29 | 46.3 | 8 | 0
2015 | MISO_MI_2_IESO | MISO_MI | IESO | Internal | Summer | B3 | 75 | 1580 | 0 | 54.01 | 43.3 | 8 | 0
2015 | MISO_MI_2_IESO | MISO_MI | IESO | Internal | Summer | B4 | 100 | 1580 | 0 | 54.01 | 38.07 | 8 | 0
2015 | MISO_MI_2_IESO | MISO_MI | IESO | Internal | Summer | B5 | 200 | 1580 | 0 | 47.09 | 38.07 | 8 | 0
2015 | MISO_MI_2_IESO | MISO_MI | IESO | Internal | Summer | B6 | 300 | 1580 | 0 | 42.78 | 35.33 | 8 | 0
2015 | MISO_MI_2_IESO | MISO_MI | IESO | Internal | Summer | B7 | 400 | 1580 | 0 | 36.72 | 29.72 | 8 | 0
2015 | MISO_MI_2_IESO | MISO_MI | IESO | Internal | Summer | B8 | 500 | 1580 | 0 | 34.57 | 29.26 | 8 | 0
2015 | MISO_MI_2_IESO | MISO_MI | IESO | Internal | Summer | B9 | 800 | 1580 | 0 | 33.53 | 29.26 | 8 | 0
2015 | MISO_MI_2_IESO | MISO_MI | IESO | Internal | Summer | B10 | 1262 | 1580 | 0 | 31.64 | 29.26 | 8 | 0
2015 | MISO_MI_2_IESO | MISO_MI | IESO | Internal | Winter | B16 | 25 | 1580 | 0 | 48.8 | 38.52 | 8 | 0
2015 | MISO_MI_2_IESO | MISO_MI | IESO | Internal | Winter | B17 | 100 | 1580 | 0 | 43.2 | 36.2 | 8 | 0
2015 | MISO_MI_2_IESO | MISO_MI | IESO | Internal | Winter | B18 | 400 | 1580 | 0 | 39.02 | 35.55 | 8 | 0
2015 | MISO_MI_2_IESO | MISO_MI | IESO | Internal | Winter | B19 | 700 | 1580 | 0 | 37.04 | 35.55 | 8 | 0
2015 | MISO_MI_2_IESO | MISO_MI | IESO | Internal | Winter | B20 | 935 | 1580 | 0 | 33.02 | 35.55 | 8 | 0
2015 | MISO_MI_2_MISO_IN | MISO_MI | MISO_IN | Internal | Shoulder | B11 | 25 | 2126 | 2126 | 47.45 | 48 | 0.01 | 0.55
2015 | MISO_MI_2_MISO_IN | MISO_MI | MISO_IN | Internal | Shoulder | B12 | 200 | 2126 | 579.21 | 40.63 | 40.64 | 0.01 | 0
2015 | MISO_MI_2_MISO_IN | MISO_MI | MISO_IN | Internal | Shoulder | B13 | 600 | 2126 | 0 | 37.96 | 37.97 | 0.01 | 0
2015 | MISO_MI_2_MISO_IN | MISO_MI | MISO_IN | Internal | Shoulder | B14 | 900 | 2126 | 0 | 36.57 | 36.55 | 0.01 | 0
2015 | MISO_MI_2_MISO_IN | MISO_MI | MISO_IN | Internal | Shoulder | B15 | 1203 | 2126 | 0 | 33.8 | 33.79 | 0.01 | 0
2015 | MISO_MI_2_MISO_IN | MISO_MI | MISO_IN | Internal | Summer | B1 | 10 | 2126 | 2126 | 59.43 | 60.8 | 0.01 | 1.36
2015 | MISO_MI_2_MISO_IN | MISO_MI | MISO_IN | Internal | Summer | B2 | 25 | 2126 | 1438.72 | 59.29 | 59.3 | 0.01 | 0
2015 | MISO_MI_2_MISO_IN | MISO_MI | MISO_IN | Internal | Summer | B3 | 75 | 2126 | 2126 | 54.01 | 57.9 | 0.01 | 3.87
2015 | MISO_MI_2_MISO_IN | MISO_MI | MISO_IN | Internal | Summer | B4 | 100 | 2126 | 2126 | 54.01 | 55.51 | 0.01 | 1.48
2015 | MISO_MI_2_MISO_IN | MISO_MI | MISO_IN | Internal | Summer | B5 | 200 | 2126 | 1726.34 | 47.09 | 47.1 | 0.01 | 0
2015 | MISO_MI_2_MISO_IN | MISO_MI | MISO_IN | Internal | Summer | B6 | 300 | 2126 | 567.94 | 42.78 | 42.79 | 0.01 | 0
2015 | MISO_MI_2_MISO_IN | MISO_MI | MISO_IN | Internal | Summer | B7 | 400 | 2126 | 0 | 36.72 | 36.72 | 0.01 | 0
2015 | MISO_MI_2_MISO_IN | MISO_MI | MISO_IN | Internal | Summer | B8 | 500 | 2126 | 0 | 34.57 | 34.56 | 0.01 | 0
2015 | MISO_MI_2_MISO_IN | MISO_MI | MISO_IN | Internal | Summer | B9 | 800 | 2126 | 0 | 33.53 | 33.52 | 0.01 | 0
2015 | MISO_MI_2_MISO_IN | MISO_MI | MISO_IN | Internal | Summer | B10 | 1262 | 2126 | 0 | 31.64 | 31.63 | 0.01 | 0
2015 | MISO_MI_2_MISO_IN | MISO_MI | MISO_IN | Internal | Winter | B16 | 25 | 2126 | 2126 | 48.8 | 49.25 | 0.01 | 0.45
2015 | MISO_MI_2_MISO_IN | MISO_MI | MISO_IN | Internal | Winter | B17 | 100 | 2126 | 841.35 | 43.2 | 43.21 | 0.01 | 0
2015 | MISO_MI_2_MISO_IN | MISO_MI | MISO_IN | Internal | Winter | B18 | 400 | 2126 | 10.63 | 39.02 | 39.03 | 0.01 | 0
2015 | MISO_MI_2_MISO_IN | MISO_MI | MISO_IN | Internal | Winter | B19 | 700 | 2126 | 0 | 37.04 | 37.03 | 0.01 | 0
2015 | MISO_MI_2_MISO_IN | MISO_MI | MISO_IN | Internal | Winter | B20 | 935 | 2126 | 0 | 33.02 | 33.01 | 0.01 | 0
2015 | MISO_MI_2_MISO_WUMS | MISO_MI | MISO_WUMS | Internal | Shoulder | B11 | 25 | 166 | 166 | 47.45 | 47.97 | 0.01 | 0.51
2015 | MISO_MI_2_MISO_WUMS | MISO_MI | MISO_WUMS | Internal | Shoulder | B12 | 200 | 166 | 65.12 | 40.63 | 40.64 | 0.01 | 0
2015 | MISO_MI_2_MISO_WUMS | MISO_MI | MISO_WUMS | Internal | Shoulder | B13 | 600 | 166 | 0 | 37.96 | 37.97 | 0.01 | 0
2015 | MISO_MI_2_MISO_WUMS | MISO_MI | MISO_WUMS | Internal | Shoulder | B14 | 900 | 166 | 0 | 36.57 | 36.57 | 0.01 | 0
2015 | MISO_MI_2_MISO_WUMS | MISO_MI | MISO_WUMS | Internal | Shoulder | B15 | 1203 | 166 | 0 | 33.8 | 33.8 | 0.01 | 0
2015 | MISO_MI_2_MISO_WUMS | MISO_MI | MISO_WUMS | Internal | Summer | B1 | 10 | 166 | 166 | 59.43 | 60.81 | 0.01 | 1.37
2015 | MISO_MI_2_MISO_WUMS | MISO_MI | MISO_WUMS | Internal | Summer | B2 | 25 | 166 | 59.31 | 59.29 | 59.3 | 0.01 | 0
2015 | MISO_MI_2_MISO_WUMS | MISO_MI | MISO_WUMS | Internal | Summer | B3 | 75 | 166 | 166 | 54.01 | 57.94 | 0.01 | 3.91
2015 | MISO_MI_2_MISO_WUMS | MISO_MI | MISO_WUMS | Internal | Summer | B4 | 100 | 166 | 166 | 54.01 | 55.51 | 0.01 | 1.48
2015 | MISO_MI_2_MISO_WUMS | MISO_MI | MISO_WUMS | Internal | Summer | B5 | 200 | 166 | 63.27 | 47.09 | 47.1 | 0.01 | 0
2015 | MISO_MI_2_MISO_WUMS | MISO_MI | MISO_WUMS | Internal | Summer | B6 | 300 | 166 | 113.6 | 42.78 | 42.79 | 0.01 | 0
2015 | MISO_MI_2_MISO_WUMS | MISO_MI | MISO_WUMS | Internal | Summer | B7 | 400 | 166 | 0 | 36.72 | 36.72 | 0.01 | 0
2015 | MISO_MI_2_MISO_WUMS | MISO_MI | MISO_WUMS | Internal | Summer | B8 | 500 | 166 | 0 | 34.57 | 34.57 | 0.01 | 0
2015 | MISO_MI_2_MISO_WUMS | MISO_MI | MISO_WUMS | Internal | Summer | B9 | 800 | 166 | 0 | 33.53 | 33.51 | 0.01 | 0
2015 | MISO_MI_2_MISO_WUMS | MISO_MI | MISO_WUMS | Internal | Summer | B10 | 1262 | 166 | 0 | 31.64 | 31.62 | 0.01 | 0
2015 | MISO_MI_2_MISO_WUMS | MISO_MI | MISO_WUMS | Internal | Winter | B16 | 25 | 166 | 166 | 48.8 | 49.24 | 0.01 | 0.43
2015 | MISO_MI_2_MISO_WUMS | MISO_MI | MISO_WUMS | Internal | Winter | B17 | 100 | 166 | 0 | 43.2 | 43.2 | 0.01 | 0
2015 | MISO_MI_2_MISO_WUMS | MISO_MI | MISO_WUMS | Internal | Winter | B18 | 400 | 166 | 10.39 | 39.02 | 39.03 | 0.01 | 0
2015 | MISO_MI_2_MISO_WUMS | MISO_MI | MISO_WUMS | Internal | Winter | B19 | 700 | 166 | 0 | 37.04 | 37.04 | 0.01 | 0
2015 | MISO_MI_2_MISO_WUMS | MISO_MI | MISO_WUMS | Internal | Winter | B20 | 935 | 166 | 0 | 33.02 | 33.02 | 0.01 | 0
2015 | MISO_MI_2_PJM_ROR | MISO_MI | PJM_ROR | Internal | Shoulder | B11 | 25 | 1424 | 267.49 | 47.45 | 49.45 | 2 | 0
2015 | MISO_MI_2_PJM_ROR | MISO_MI | PJM_ROR | Internal | Shoulder | B12 | 200 | 1424 | 522.4 | 40.63 | 42.63 | 2 | 0
2015 | MISO_MI_2_PJM_ROR | MISO_MI | PJM_ROR | Internal | Shoulder | B13 | 600 | 1424 | 1421.15 | 37.96 | 39.96 | 2 | 0
2015 | MISO_MI_2_PJM_ROR | MISO_MI | PJM_ROR | Internal | Shoulder | B14 | 900 | 1424 | 0 | 36.57 | 38.55 | 2 | 0
2015 | MISO_MI_2_PJM_ROR | MISO_MI | PJM_ROR | Internal | Shoulder | B15 | 1203 | 1424 | 0 | 33.8 | 35.43 | 2 | 0
2015 | MISO_MI_2_PJM_ROR | MISO_MI | PJM_ROR | Internal | Summer | B1 | 10 | 1424 | 1424 | 59.43 | 62.81 | 2 | 1.38
2015 | MISO_MI_2_PJM_ROR | MISO_MI | PJM_ROR | Internal | Summer | B2 | 25 | 1424 | 891.89 | 59.29 | 61.29 | 2 | 0
2015 | MISO_MI_2_PJM_ROR | MISO_MI | PJM_ROR | Internal | Summer | B3 | 75 | 1424 | 1424 | 54.01 | 58.29 | 2 | 2.28
2015 | MISO_MI_2_PJM_ROR | MISO_MI | PJM_ROR | Internal | Summer | B4 | 100 | 1424 | 1424 | 54.01 | 57.5 | 2 | 1.48
2015 | MISO_MI_2_PJM_ROR | MISO_MI | PJM_ROR | Internal | Summer | B5 | 200 | 1424 | 1424 | 47.09 | 49.1 | 2 | 0.01
2015 | MISO_MI_2_PJM_ROR | MISO_MI | PJM_ROR | Internal | Summer | B6 | 300 | 1424 | 1424 | 42.78 | 44.79 | 2 | 0.01
2015 | MISO_MI_2_PJM_ROR | MISO_MI | PJM_ROR | Internal | Summer | B7 | 400 | 1424 | 328.36 | 36.72 | 38.72 | 2 | 0
2015 | MISO_MI_2_PJM_ROR | MISO_MI | PJM_ROR | Internal | Summer | B8 | 500 | 1424 | 0 | 34.57 | 36.56 | 2 | 0
2015 | MISO_MI_2_PJM_ROR | MISO_MI | PJM_ROR | Internal | Summer | B9 | 800 | 1424 | 0 | 33.53 | 35.51 | 2 | 0
2015 | MISO_MI_2_PJM_ROR | MISO_MI | PJM_ROR | Internal | Summer | B10 | 1262 | 1424 | 0 | 31.64 | 32.94 | 2 | 0
2015 | MISO_MI_2_PJM_ROR | MISO_MI | PJM_ROR | Internal | Winter | B16 | 25 | 1424 | 1424 | 48.8 | 51.23 | 2 | 0.43
2015 | MISO_MI_2_PJM_ROR | MISO_MI | PJM_ROR | Internal | Winter | B17 | 100 | 1424 | 294.09 | 43.2 | 45.2 | 2 | 0
2015 | MISO_MI_2_PJM_ROR | MISO_MI | PJM_ROR | Internal | Winter | B18 | 400 | 1424 | 10.21 | 39.02 | 41.02 | 2 | 0
2015 | MISO_MI_2_PJM_ROR | MISO_MI | PJM_ROR | Internal | Winter | B19 | 700 | 1424 | 0 | 37.04 | 38.58 | 2 | 0
2015 | MISO_MI_2_PJM_ROR | MISO_MI | PJM_ROR | Internal | Winter | B20 | 935 | 1424 | 0 | 33.02 | 34.99 | 2 | 0
2015 | MISO_MO-IL_2_MISO_IN | MISO_MO-IL | MISO_IN | Internal | Shoulder | B11 | 25 | 6229 | 77.85 | 47.99 | 48 | 0.01 | 0
2015 | MISO_MO-IL_2_MISO_IN | MISO_MO-IL | MISO_IN | Internal | Shoulder | B12 | 200 | 6229 | 900.68 | 40.63 | 40.64 | 0.01 | 0
2015 | MISO_MO-IL_2_MISO_IN | MISO_MO-IL | MISO_IN | Internal | Shoulder | B13 | 600 | 6229 | 503.93 | 37.96 | 37.97 | 0.01 | 0
2015 | MISO_MO-IL_2_MISO_IN | MISO_MO-IL | MISO_IN | Internal | Shoulder | B14 | 900 | 6229 | 521.45 | 36.54 | 36.55 | 0.01 | 0
2015 | MISO_MO-IL_2_MISO_IN | MISO_MO-IL | MISO_IN | Internal | Shoulder | B15 | 1203 | 6229 | 1714.45 | 33.78 | 33.79 | 0.01 | 0
2015 | MISO_MO-IL_2_MISO_IN | MISO_MO-IL | MISO_IN | Internal | Summer | B1 | 10 | 6229 | 0 | 60.81 | 60.8 | 0.01 | 0
2015 | MISO_MO-IL_2_MISO_IN | MISO_MO-IL | MISO_IN | Internal | Summer | B2 | 25 | 6229 | 1436.82 | 59.29 | 59.3 | 0.01 | 0
2015 | MISO_MO-IL_2_MISO_IN | MISO_MO-IL | MISO_IN | Internal | Summer | B3 | 75 | 6229 | 0 | 57.91 | 57.9 | 0.01 | 0
2015 | MISO_MO-IL_2_MISO_IN | MISO_MO-IL | MISO_IN | Internal | Summer | B4 | 100 | 6229 | 105.49 | 55.5 | 55.51 | 0.01 | 0
2015 | MISO_MO-IL_2_MISO_IN | MISO_MO-IL | MISO_IN | Internal | Summer | B5 | 200 | 6229 | 0 | 47.1 | 47.1 | 0.01 | 0
2015 | MISO_MO-IL_2_MISO_IN | MISO_MO-IL | MISO_IN | Internal | Summer | B6 | 300 | 6229 | 0 | 42.79 | 42.79 | 0.01 | 0
2015 | MISO_MO-IL_2_MISO_IN | MISO_MO-IL | MISO_IN | Internal | Summer | B7 | 400 | 6229 | 169.54 | 36.71 | 36.72 | 0.01 | 0
2015 | MISO_MO-IL_2_MISO_IN | MISO_MO-IL | MISO_IN | Internal | Summer | B8 | 500 | 6229 | 1221.45 | 34.55 | 34.56 | 0.01 | 0
2015 | MISO_MO-IL_2_MISO_IN | MISO_MO-IL | MISO_IN | Internal | Summer | B9 | 800 | 6229 | 2731.57 | 33.51 | 33.52 | 0.01 | 0
2015 | MISO_MO-IL_2_MISO_IN | MISO_MO-IL | MISO_IN | Internal | Summer | B10 | 1262 | 6229 | 3289.43 | 31.62 | 31.63 | 0.01 | 0
2015 | MISO_MO-IL_2_MISO_IN | MISO_MO-IL | MISO_IN | Internal | Winter | B16 | 25 | 6229 | 1460 | 49.24 | 49.25 | 0.01 | 0
2015 | MISO_MO-IL_2_MISO_IN | MISO_MO-IL | MISO_IN | Internal | Winter | B17 | 100 | 6229 | 981.05 | 43.2 | 43.21 | 0.01 | 0
2015 | MISO_MO-IL_2_MISO_IN | MISO_MO-IL | MISO_IN | Internal | Winter | B18 | 400 | 6229 | 927.33 | 39.02 | 39.03 | 0.01 | 0
2015 | MISO_MO-IL_2_MISO_IN | MISO_MO-IL | MISO_IN | Internal | Winter | B19 | 700 | 6229 | 405.29 | 37.02 | 37.03 | 0.01 | 0
2015 | MISO_MO-IL_2_MISO_IN | MISO_MO-IL | MISO_IN | Internal | Winter | B20 | 935 | 6229 | 1167.56 | 32.99 | 33.01 | 0.01 | 0
2015 | MISO_MO-IL_2_MISO_W | MISO_MO-IL | MISO_W | Internal | Shoulder | B11 | 25 | 5033 | 0 | 47.99 | 47.98 | 0.01 | 0
2015 | MISO_MO-IL_2_MISO_W | MISO_MO-IL | MISO_W | Internal | Shoulder | B12 | 200 | 5033 | 0 | 40.63 | 40.63 | 0.01 | 0
2015 | MISO_MO-IL_2_MISO_W | MISO_MO-IL | MISO_W | Internal | Shoulder | B13 | 600 | 5033 | 0 | 37.96 | 37.96 | 0.01 | 0
2015 | MISO_MO-IL_2_MISO_W | MISO_MO-IL | MISO_W | Internal | Shoulder | B14 | 900 | 5033 | 577.57 | 36.54 | 36.55 | 0.01 | 0
2015 | MISO_MO-IL_2_MISO_W | MISO_MO-IL | MISO_W | Internal | Shoulder | B15 | 1203 | 5033 | 999.3 | 33.78 | 33.79 | 0.01 | 0
2015 | MISO_MO-IL_2_MISO_W | MISO_MO-IL | MISO_W | Internal | Summer | B1 | 10 | 5033 | 0 | 60.81 | 60.81 | 0.01 | 0
2015 | MISO_MO-IL_2_MISO_W | MISO_MO-IL | MISO_W | Internal | Summer | B2 | 25 | 5033 | 0 | 59.29 | 59.29 | 0.01 | 0
2015 | MISO_MO-IL_2_MISO_W | MISO_MO-IL | MISO_W | Internal | Summer | B3 | 75 | 5033 | 2186.34 | 57.91 | 57.92 | 0.01 | 0
2015 | MISO_MO-IL_2_MISO_W | MISO_MO-IL | MISO_W | Internal | Summer | B4 | 100 | 5033 | 0 | 55.5 | 55.5 | 0.01 | 0
2015 | MISO_MO-IL_2_MISO_W | MISO_MO-IL | MISO_W | Internal | Summer | B5 | 200 | 5033 | 557.86 | 47.1 | 47.11 | 0.01 | 0
2015 | MISO_MO-IL_2_MISO_W | MISO_MO-IL | MISO_W | Internal | Summer | B6 | 300 | 5033 | 1445.04 | 42.79 | 42.81 | 0.01 | 0
2015 | MISO_MO-IL_2_MISO_W | MISO_MO-IL | MISO_W | Internal | Summer | B7 | 400 | 5033 | 649.15 | 36.71 | 36.72 | 0.01 | 0
2015 | MISO_MO-IL_2_MISO_W | MISO_MO-IL | MISO_W | Internal | Summer | B8 | 500 | 5033 | 277.25 | 34.55 | 34.56 | 0.01 | 0
2015 | MISO_MO-IL_2_MISO_W | MISO_MO-IL | MISO_W | Internal | Summer | B9 | 800 | 5033 | 0 | 33.51 | 33.51 | 0.01 | 0
2015 | MISO_MO-IL_2_MISO_W | MISO_MO-IL | MISO_W | Internal | Summer | B10 | 1262 | 5033 | 0 | 31.62 | 31.6 | 0.01 | 0
2015 | MISO_MO-IL_2_MISO_W | MISO_MO-IL | MISO_W | Internal | Winter | B16 | 25 | 5033 | 0 | 49.24 | 49.23 | 0.01 | 0
2015 | MISO_MO-IL_2_MISO_W | MISO_MO-IL | MISO_W | Internal | Winter | B17 | 100 | 5033 | 0 | 43.2 | 43.2 | 0.01 | 0
2015 | MISO_MO-IL_2_MISO_W | MISO_MO-IL | MISO_W | Internal | Winter | B18 | 400 | 5033 | 0 | 39.02 | 39.02 | 0.01 | 0
2015 | MISO_MO-IL_2_MISO_W | MISO_MO-IL | MISO_W | Internal | Winter | B19 | 700 | 5033 | 1514.45 | 37.02 | 37.03 | 0.01 | 0
2015 | MISO_MO-IL_2_MISO_W | MISO_MO-IL | MISO_W | Internal | Winter | B20 | 935 | 5033 | 572.43 | 32.99 | 33.01 | 0.01 | 0
2015 | MISO_MO-IL_2_PJM_ROR | MISO_MO-IL | PJM_ROR | Internal | Shoulder | B11 | 25 | 1212 | 0 | 47.99 | 49.45 | 2 | 0
2015 | MISO_MO-IL_2_PJM_ROR | MISO_MO-IL | PJM_ROR | Internal | Shoulder | B12 | 200 | 1212 | 488.91 | 40.63 | 42.63 | 2 | 0
2015 | MISO_MO-IL_2_PJM_ROR | MISO_MO-IL | PJM_ROR | Internal | Shoulder | B13 | 600 | 1212 | 1212 | 37.96 | 39.96 | 2 | 0
2015 | MISO_MO-IL_2_PJM_ROR | MISO_MO-IL | PJM_ROR | Internal | Shoulder | B14 | 900 | 1212 | 1212 | 36.54 | 38.55 | 2 | 0.01
2015 | MISO_MO-IL_2_PJM_ROR | MISO_MO-IL | PJM_ROR | Internal | Shoulder | B15 | 1203 | 1212 | 0 | 33.78 | 35.43 | 2 | 0
2015 | MISO_MO-IL_2_PJM_ROR | MISO_MO-IL | PJM_ROR | Internal | Summer | B1 | 10 | 1212 | 556.02 | 60.81 | 62.81 | 2 | 0
2015 | MISO_MO-IL_2_PJM_ROR | MISO_MO-IL | PJM_ROR | Internal | Summer | B2 | 25 | 1212 | 521.9 | 59.29 | 61.29 | 2 | 0
2015 | MISO_MO-IL_2_PJM_ROR | MISO_MO-IL | PJM_ROR | Internal | Summer | B3 | 75 | 1212 | 0 | 57.91 | 58.29 | 2 | 0
2015 | MISO_MO-IL_2_PJM_ROR | MISO_MO-IL | PJM_ROR | Internal | Summer | B4 | 100 | 1212 | 211.67 | 55.5 | 57.5 | 2 | 0
2015 | MISO_MO-IL_2_PJM_ROR | MISO_MO-IL | PJM_ROR | Internal | Summer | B5 | 200 | 1212 | 399.13 | 47.1 | 49.1 | 2 | 0
2015 | MISO_MO-IL_2_PJM_ROR | MISO_MO-IL | PJM_ROR | Internal | Summer | B6 | 300 | 1212 | 95.71 | 42.79 | 44.79 | 2 | 0
2015 | MISO_MO-IL_2_PJM_ROR | MISO_MO-IL | PJM_ROR | Internal | Summer | B7 | 400 | 1212 | 1212 | 36.71 | 38.72 | 2 | 0.01
2015 | MISO_MO-IL_2_PJM_ROR | MISO_MO-IL | PJM_ROR | Internal | Summer | B8 | 500 | 1212 | 1212 | 34.55 | 36.56 | 2 | 0.01
2015 | MISO_MO-IL_2_PJM_ROR | MISO_MO-IL | PJM_ROR | Internal | Summer | B9 | 800 | 1212 | 24.91 | 33.51 | 35.51 | 2 | 0
2015 | MISO_MO-IL_2_PJM_ROR | MISO_MO-IL | PJM_ROR | Internal | Summer | B10 | 1262 | 1212 | 0 | 31.62 | 32.94 | 2 | 0
2015 | MISO_MO-IL_2_PJM_ROR | MISO_MO-IL | PJM_ROR | Internal | Winter | B16 | 25 | 1212 | 0 | 49.24 | 51.23 | 2 | 0
2015 | MISO_MO-IL_2_PJM_ROR | MISO_MO-IL | PJM_ROR | Internal | Winter | B17 | 100 | 1212 | 253.98 | 43.2 | 45.2 | 2 | 0
2015 | MISO_MO-IL_2_PJM_ROR | MISO_MO-IL | PJM_ROR | Internal | Winter | B18 | 400 | 1212 | 763.23 | 39.02 | 41.02 | 2 | 0
2015 | MISO_MO-IL_2_PJM_ROR | MISO_MO-IL | PJM_ROR | Internal | Winter | B19 | 700 | 1212 | 0 | 37.02 | 38.58 | 2 | 0
2015 | MISO_MO-IL_2_PJM_ROR | MISO_MO-IL | PJM_ROR | Internal | Winter | B20 | 935 | 1212 | 680.67 | 32.99 | 34.99 | 2 | 0
2015 | MISO_MO-IL_2_TVA_Transmission | MISO_MO-IL | TVA_Transmission | Internal | Shoulder | B11 | 25 | 4000 | 0 | 47.99 | 55.23 | 8 | 0
2015 | MISO_MO-IL_2_TVA_Transmission | MISO_MO-IL | TVA_Transmission | Internal | Shoulder | B12 | 200 | 4000 | 0 | 40.63 | 44.27 | 8 | 0
2015 | MISO_MO-IL_2_TVA_Transmission | MISO_MO-IL | TVA_Transmission | Internal | Shoulder | B13 | 600 | 4000 | 0 | 37.96 | 42.34 | 8 | 0
2015 | MISO_MO-IL_2_TVA_Transmission | MISO_MO-IL | TVA_Transmission | Internal | Shoulder | B14 | 900 | 4000 | 0 | 36.54 | 40.91 | 8 | 0
2015 | MISO_MO-IL_2_TVA_Transmission | MISO_MO-IL | TVA_Transmission | Internal | Shoulder | B15 | 1203 | 4000 | 0 | 33.78 | 39.93 | 8 | 0
2015 | MISO_MO-IL_2_TVA_Transmission | MISO_MO-IL | TVA_Transmission | Internal | Summer | B1 | 10 | 4000 | 1716.54 | 60.81 | 68.81 | 8 | 0
2015 | MISO_MO-IL_2_TVA_Transmission | MISO_MO-IL | TVA_Transmission | Internal | Summer | B2 | 25 | 4000 | 911.67 | 59.29 | 67.29 | 8 | 0
2015 | MISO_MO-IL_2_TVA_Transmission | MISO_MO-IL | TVA_Transmission | Internal | Summer | B3 | 75 | 4000 | 0 | 57.91 | 64.29 | 8 | 0
2015 | MISO_MO-IL_2_TVA_Transmission | MISO_MO-IL | TVA_Transmission | Internal | Summer | B4 | 100 | 4000 | 202.37 | 55.5 | 63.5 | 8 | 0
2015 | MISO_MO-IL_2_TVA_Transmission | MISO_MO-IL | TVA_Transmission | Internal | Summer | B5 | 200 | 4000 | 0 | 47.1 | 53.87 | 8 | 0
2015 | MISO_MO-IL_2_TVA_Transmission | MISO_MO-IL | TVA_Transmission | Internal | Summer | B6 | 300 | 4000 | 0 | 42.79 | 47.8 | 8 | 0
2015 | MISO_MO-IL_2_TVA_Transmission | MISO_MO-IL | TVA_Transmission | Internal | Summer | B7 | 400 | 4000 | 0 | 36.71 | 43.16 | 8 | 0
2015 | MISO_MO-IL_2_TVA_Transmission | MISO_MO-IL | TVA_Transmission | Internal | Summer | B8 | 500 | 4000 | 0 | 34.55 | 39.63 | 8 | 0
2015 | MISO_MO-IL_2_TVA_Transmission | MISO_MO-IL | TVA_Transmission | Internal | Summer | B9 | 800 | 4000 | 0 | 33.51 | 39.06 | 8 | 0
2015 | MISO_MO-IL_2_TVA_Transmission | MISO_MO-IL | TVA_Transmission | Internal | Summer | B10 | 1262 | 4000 | 0 | 31.62 | 36.74 | 8 | 0
2015 | MISO_MO-IL_2_TVA_Transmission | MISO_MO-IL | TVA_Transmission | Internal | Winter | B16 | 25 | 4000 | 0 | 49.24 | 55.84 | 8 | 0
2015 | MISO_MO-IL_2_TVA_Transmission | MISO_MO-IL | TVA_Transmission | Internal | Winter | B17 | 100 | 4000 | 0 | 43.2 | 46.76 | 8 | 0
2015 | MISO_MO-IL_2_TVA_Transmission | MISO_MO-IL | TVA_Transmission | Internal | Winter | B18 | 400 | 4000 | 0 | 39.02 | 43.25 | 8 | 0
2015 | MISO_MO-IL_2_TVA_Transmission | MISO_MO-IL | TVA_Transmission | Internal | Winter | B19 | 700 | 4000 | 0 | 37.02 | 41.11 | 8 | 0
2015 | MISO_MO-IL_2_TVA_Transmission | MISO_MO-IL | TVA_Transmission | Internal | Winter | B20 | 935 | 4000 | 0 | 32.99 | 39.78 | 8 | 0
2015 | MISO_W_2_IESO | MISO_W | IESO | Internal | Shoulder | B11 | 25 | 164 | 0 | 47.98 | 34.4 | 8 | 0
2015 | MISO_W_2_IESO | MISO_W | IESO | Internal | Shoulder | B12 | 200 | 164 | 0 | 40.63 | 32.9 | 8 | 0
2015 | MISO_W_2_IESO | MISO_W | IESO | Internal | Shoulder | B13 | 600 | 164 | 0 | 37.96 | 30.82 | 8 | 0
2015 | MISO_W_2_IESO | MISO_W | IESO | Internal | Shoulder | B14 | 900 | 164 | 0 | 36.55 | 30.82 | 8 | 0
2015 | MISO_W_2_IESO | MISO_W | IESO | Internal | Shoulder | B15 | 1203 | 164 | 0 | 33.79 | 30.82 | 8 | 0
2015 | MISO_W_2_IESO | MISO_W | IESO | Internal | Summer | B1 | 10 | 164 | 0 | 60.81 | 52.43 | 8 | 0
2015 | MISO_W_2_IESO | MISO_W | IESO | Internal | Summer | B2 | 25 | 164 | 0 | 59.29 | 46.3 | 8 | 0
2015 | MISO_W_2_IESO | MISO_W | IESO | Internal | Summer | B3 | 75 | 164 | 0 | 57.92 | 43.3 | 8 | 0
2015 | MISO_W_2_IESO | MISO_W | IESO | Internal | Summer | B4 | 100 | 164 | 0 | 55.5 | 38.07 | 8 | 0
2015 | MISO_W_2_IESO | MISO_W | IESO | Internal | Summer | B5 | 200 | 164 | 0 | 47.11 | 38.07 | 8 | 0
2015 | MISO_W_2_IESO | MISO_W | IESO | Internal | Summer | B6 | 300 | 164 | 0 | 42.81 | 35.33 | 8 | 0
2015 | MISO_W_2_IESO | MISO_W | IESO | Internal | Summer | B7 | 400 | 164 | 0 | 36.72 | 29.72 | 8 | 0
2015 | MISO_W_2_IESO | MISO_W | IESO | Internal | Summer | B8 | 500 | 164 | 0 | 34.56 | 29.26 | 8 | 0
2015 | MISO_W_2_IESO | MISO_W | IESO | Internal | Summer | B9 | 800 | 164 | 0 | 33.51 | 29.26 | 8 | 0
2015 | MISO_W_2_IESO | MISO_W | IESO | Internal | Summer | B10 | 1262 | 164 | 0 | 31.6 | 29.26 | 8 | 0
2015 | MISO_W_2_IESO | MISO_W | IESO | Internal | Winter | B16 | 25 | 164 | 0 | 49.23 | 38.52 | 8 | 0
2015 | MISO_W_2_IESO | MISO_W | IESO | Internal | Winter | B17 | 100 | 164 | 0 | 43.2 | 36.2 | 8 | 0
2015 | MISO_W_2_IESO | MISO_W | IESO | Internal | Winter | B18 | 400 | 164 | 0 | 39.02 | 35.55 | 8 | 0
2015 | MISO_W_2_IESO | MISO_W | IESO | Internal | Winter | B19 | 700 | 164 | 0 | 37.03 | 35.55 | 8 | 0
2015 | MISO_W_2_IESO | MISO_W | IESO | Internal | Winter | B20 | 935 | 164 | 0 | 33.01 | 35.55 | 8 | 0
2015 | MISO_W_2_MAPP_CA | MISO_W | MAPP_CA | Internal | Shoulder | B11 | 25 | 788 | 0 | 47.98 | 47.97 | 0.01 | 0
2015 | MISO_W_2_MAPP_CA | MISO_W | MAPP_CA | Internal | Shoulder | B12 | 200 | 788 | 0 | 40.63 | 40.62 | 0.01 | 0
2015 | MISO_W_2_MAPP_CA | MISO_W | MAPP_CA | Internal | Shoulder | B13 | 600 | 788 | 552.73 | 37.96 | 37.97 | 0.01 | 0
2015 | MISO_W_2_MAPP_CA | MISO_W | MAPP_CA | Internal | Shoulder | B14 | 900 | 788 | 788 | 36.55 | 37.97 | 0.01 | 1.41
2015 | MISO_W_2_MAPP_CA | MISO_W | MAPP_CA | Internal | Shoulder | B15 | 1203 | 788 | 788 | 33.79 | 37.97 | 0.01 | 4.17
2015 | MISO_W_2_MAPP_CA | MISO_W | MAPP_CA | Internal | Summer | B1 | 10 | 788 | 0 | 60.81 | 58.67 | 0.01 | 0
2015 | MISO_W_2_MAPP_CA | MISO_W | MAPP_CA | Internal | Summer | B2 | 25 | 788 | 0 | 59.29 | 53.3 | 0.01 | 0
2015 | MISO_W_2_MAPP_CA | MISO_W | MAPP_CA | Internal | Summer | B3 | 75 | 788 | 0 | 57.92 | 52.98 | 0.01 | 0
2015 | MISO_W_2_MAPP_CA | MISO_W | MAPP_CA | Internal | Summer | B4 | 100 | 788 | 0 | 55.5 | 47.97 | 0.01 | 0
2015 | MISO_W_2_MAPP_CA | MISO_W | MAPP_CA | Internal | Summer | B5 | 200 | 788 | 0 | 47.11 | 47.1 | 0.01 | 0
2015 | MISO_W_2_MAPP_CA | MISO_W | MAPP_CA | Internal | Summer | B6 | 300 | 788 | 0 | 42.81 | 42.79 | 0.01 | 0
2015 | MISO_W_2_MAPP_CA | MISO_W | MAPP_CA | Internal | Summer | B7 | 400 | 788 | 0 | 36.72 | 36.71 | 0.01 | 0
2015 | MISO_W_2_MAPP_CA | MISO_W | MAPP_CA | Internal | Summer | B8 | 500 | 788 | 788 | 34.56 | 36.26 | 0.01 | 1.69
2015 | MISO_W_2_MAPP_CA | MISO_W | MAPP_CA | Internal | Summer | B9 | 800 | 788 | 788 | 33.51 | 36.26 | 0.01 | 2.74
2015 | MISO_W_2_MAPP_CA | MISO_W | MAPP_CA | Internal | Summer | B10 | 1262 | 788 | 788 | 31.6 | 36.26 | 0.01 | 4.64
2015 | MISO_W_2_MAPP_CA | MISO_W | MAPP_CA | Internal | Winter | B16 | 25 | 788 | 0 | 49.23 | 49.22 | 0.01 | 0
2015 | MISO_W_2_MAPP_CA | MISO_W | MAPP_CA | Internal | Winter | B17 | 100 | 788 | 0 | 43.2 | 43.2 | 0.01 | 0
2015 | MISO_W_2_MAPP_CA | MISO_W | MAPP_CA | Internal | Winter | B18 | 400 | 788 | 788 | 39.02 | 42.55 | 0.01 | 3.52
2015 | MISO_W_2_MAPP_CA | MISO_W | MAPP_CA | Internal | Winter | B19 | 700 | 788 | 788 | 37.03 | 42.55 | 0.01 | 5.51
2015 | MISO_W_2_MAPP_CA | MISO_W | MAPP_CA | Internal | Winter | B20 | 935 | 788 | 788 | 33.01 | 42.55 | 0.01 | 9.54
2015 | MISO_W_2_MISO_MO-IL | MISO_W | MISO_MO-IL | Internal | Shoulder | B11 | 25 | 7873 | 630.45 | 47.98 | 47.99 | 0.01 | 0
2015 | MISO_W_2_MISO_MO-IL | MISO_W | MISO_MO-IL | Internal | Shoulder | B12 | 200 | 7873 | 0 | 40.63 | 40.63 | 0.01 | 0
2015 | MISO_W_2_MISO_MO-IL | MISO_W | MISO_MO-IL | Internal | Shoulder | B13 | 600 | 7873 | 0 | 37.96 | 37.96 | 0.01 | 0
2015 | MISO_W_2_MISO_MO-IL | MISO_W | MISO_MO-IL | Internal | Shoulder | B14 | 900 | 7873 | 0 | 36.55 | 36.54 | 0.01 | 0
2015 | MISO_W_2_MISO_MO-IL | MISO_W | MISO_MO-IL | Internal | Shoulder | B15 | 1203 | 7873 | 0 | 33.79 | 33.78 | 0.01 | 0
2015 | MISO_W_2_MISO_MO-IL | MISO_W | MISO_MO-IL | Internal | Summer | B1 | 10 | 7873 | 0 | 60.81 | 60.81 | 0.01 | 0
2015 | MISO_W_2_MISO_MO-IL | MISO_W | MISO_MO-IL | Internal | Summer | B2 | 25 | 7873 | 0 | 59.29 | 59.29 | 0.01 | 0
2015 | MISO_W_2_MISO_MO-IL | MISO_W | MISO_MO-IL | Internal | Summer | B3 | 75 | 7873 | 0 | 57.92 | 57.91 | 0.01 | 0
2015 | MISO_W_2_MISO_MO-IL | MISO_W | MISO_MO-IL | Internal | Summer | B4 | 100 | 7873 | 0 | 55.5 | 55.5 | 0.01 | 0
2015 | MISO_W_2_MISO_MO-IL | MISO_W | MISO_MO-IL | Internal | Summer | B5 | 200 | 7873 | 0 | 47.11 | 47.1 | 0.01 | 0
2015 | MISO_W_2_MISO_MO-IL | MISO_W | MISO_MO-IL | Internal | Summer | B6 | 300 | 7873 | 0 | 42.81 | 42.79 | 0.01 | 0
2015 | MISO_W_2_MISO_MO-IL | MISO_W | MISO_MO-IL | Internal | Summer | B7 | 400 | 7873 | 0 | 36.72 | 36.71 | 0.01 | 0
2015 | MISO_W_2_MISO_MO-IL | MISO_W | MISO_MO-IL | Internal | Summer | B8 | 500 | 7873 | 0 | 34.56 | 34.55 | 0.01 | 0
2015 | MISO_W_2_MISO_MO-IL | MISO_W | MISO_MO-IL | Internal | Summer | B9 | 800 | 7873 | 0 | 33.51 | 33.51 | 0.01 | 0
2015 | MISO_W_2_MISO_MO-IL | MISO_W | MISO_MO-IL | Internal | Summer | B10 | 1262 | 7873 | 341.45 | 31.6 | 31.62 | 0.01 | 0
2015 | MISO_W_2_MISO_MO-IL | MISO_W | MISO_MO-IL | Internal | Winter | B16 | 25 | 7873 | 806.8 | 49.23 | 49.24 | 0.01 | 0
2015 | MISO_W_2_MISO_MO-IL | MISO_W | MISO_MO-IL | Internal | Winter | B17 | 100 | 7873 | 0 | 43.2 | 43.2 | 0.01 | 0
2015 | MISO_W_2_MISO_MO-IL | MISO_W | MISO_MO-IL | Internal | Winter | B18 | 400 | 7873 | 0 | 39.02 | 39.02 | 0.01 | 0
2015 | MISO_W_2_MISO_MO-IL | MISO_W | MISO_MO-IL | Internal | Winter | B19 | 700 | 7873 | 0 | 37.03 | 37.02 | 0.01 | 0
2015 | MISO_W_2_MISO_MO-IL | MISO_W | MISO_MO-IL | Internal | Winter | B20 | 935 | 7873 | 0 | 33.01 | 32.99 | 0.01 | 0
2015 | MISO_W_2_MISO_WUMS | MISO_W | MISO_WUMS | Internal | Shoulder | B11 | 25 | 3756 | 0 | 47.98 | 47.97 | 0.01 | 0
2015 | MISO_W_2_MISO_WUMS | MISO_W | MISO_WUMS | Internal | Shoulder | B12 | 200 | 3756 | 161.84 | 40.63 | 40.64 | 0.01 | 0
2015 | MISO_W_2_MISO_WUMS | MISO_W | MISO_WUMS | Internal | Shoulder | B13 | 600 | 3756 | 0 | 37.96 | 37.97 | 0.01 | 0
2015 | MISO_W_2_MISO_WUMS | MISO_W | MISO_WUMS | Internal | Shoulder | B14 | 900 | 3756 | 10.42 | 36.55 | 36.57 | 0.01 | 0
2015 | MISO_W_2_MISO_WUMS | MISO_W | MISO_WUMS | Internal | Shoulder | B15 | 1203 | 3756 | 1403.02 | 33.79 | 33.8 | 0.01 | 0
2015 | MISO_W_2_MISO_WUMS | MISO_W | MISO_WUMS | Internal | Summer | B1 | 10 | 3756 | 0 | 60.81 | 60.81 | 0.01 | 0
2015 | MISO_W_2_MISO_WUMS | MISO_W | MISO_WUMS | Internal | Summer | B2 | 25 | 3756 | 113.03 | 59.29 | 59.3 | 0.01 | 0
2015 | MISO_W_2_MISO_WUMS | MISO_W | MISO_WUMS | Internal | Summer | B3 | 75 | 3756 | 959.38 | 57.92 | 57.94 | 0.01 | 0
2015 | MISO_W_2_MISO_WUMS | MISO_W | MISO_WUMS | Internal | Summer | B4 | 100 | 3756 | 214 | 55.5 | 55.51 | 0.01 | 0
2015 | MISO_W_2_MISO_WUMS | MISO_W | MISO_WUMS | Internal | Summer | B5 | 200 | 3756 | 0 | 47.11 | 47.1 | 0.01 | 0
2015 | MISO_W_2_MISO_WUMS | MISO_W | MISO_WUMS | Internal | Summer | B6 | 300 | 3756 | 0 | 42.81 | 42.79 | 0.01 | 0
2015 | MISO_W_2_MISO_WUMS | MISO_W | MISO_WUMS | Internal | Summer | B7 | 400 | 3756 | 0 | 36.72 | 36.72 | 0.01 | 0
2015 | MISO_W_2_MISO_WUMS | MISO_W | MISO_WUMS | Internal | Summer | B8 | 500 | 3756 | 191.7 | 34.56 | 34.57 | 0.01 | 0
2015 | MISO_W_2_MISO_WUMS | MISO_W | MISO_WUMS | Internal | Summer | B9 | 800 | 3756 | 0 | 33.51 | 33.51 | 0.01 | 0
2015 | MISO_W_2_MISO_WUMS | MISO_W | MISO_WUMS | Internal | Summer | B10 | 1262 | 3756 | 2560.95 | 31.6 | 31.62 | 0.01 | 0
2015 | MISO_W_2_MISO_WUMS | MISO_W | MISO_WUMS | Internal | Winter | B16 | 25 | 3756 | 38.06 | 49.23 | 49.24 | 0.01 | 0
2015 | MISO_W_2_MISO_WUMS | MISO_W | MISO_WUMS | Internal | Winter | B17 | 100 | 3756 | 0 | 43.2 | 43.2 | 0.01 | 0
2015 | MISO_W_2_MISO_WUMS | MISO_W | MISO_WUMS | Internal | Winter | B18 | 400 | 3756 | 353.08 | 39.02 | 39.03 | 0.01 | 0
2015 | MISO_W_2_MISO_WUMS | MISO_W | MISO_WUMS | Internal | Winter | B19 | 700 | 3756 | 549.97 | 37.03 | 37.04 | 0.01 | 0
2015 | MISO_W_2_MISO_WUMS | MISO_W | MISO_WUMS | Internal | Winter | B20 | 935 | 3756 | 2416.63 | 33.01 | 33.02 | 0.01 | 0
2015 | MISO_W_2_NE | MISO_W | NE | Internal | Shoulder | B11 | 25 | 20297 | 0 | 47.98 | 54.07 | 7 | 0
2015 | MISO_W_2_NE | MISO_W | NE | Internal | Shoulder | B12 | 200 | 20297 | 0 | 40.63 | 40.63 | 7 | 0
2015 | MISO_W_2_NE | MISO_W | NE | Internal | Shoulder | B13 | 600 | 20297 | 0 | 37.96 | 39.3 | 7 | 0
2015 | MISO_W_2_NE | MISO_W | NE | Internal | Shoulder | B14 | 900 | 20297 | 0 | 36.55 | 38.91 | 7 | 0
2015 | MISO_W_2_NE | MISO_W | NE | Internal | Shoulder | B15 | 1203 | 20297 | 0 | 33.79 | 37.6 | 7 | 0
2015 | MISO_W_2_NE | MISO_W | NE | Internal | Summer | B1 | 10 | 20297 | 0 | 60.81 | 60.81 | 7 | 0
2015 | MISO_W_2_NE | MISO_W | NE | Internal | Summer | B2 | 25 | 20297 | 0 | 59.29 | 59.76 | 7 | 0
2015 | MISO_W_2_NE | MISO_W | NE | Internal | Summer | B3 | 75 | 20297 | 0 | 57.92 | 58.98 | 7 | 0
2015 | MISO_W_2_NE | MISO_W | NE | Internal | Summer | B4 | 100 | 20297 | 0 | 55.5 | 55.5 | 7 | 0
2015 | MISO_W_2_NE | MISO_W | NE | Internal | Summer | B5 | 200 | 20297 | 0 | 47.11 | 52.64 | 7 | 0
2015 | MISO_W_2_NE | MISO_W | NE | Internal | Summer | B6 | 300 | 20297 | 0 | 42.81 | 49.79 | 7 | 0
2015 | MISO_W_2_NE | MISO_W | NE | Internal | Summer | B7 | 400 | 20297 | 0 | 36.72 | 43.71 | 7 | 0
2015 | MISO_W_2_NE | MISO_W | NE | Internal | Summer | B8 | 500 | 20297 | 0 | 34.56 | 37.97 | 7 | 0
2015 | MISO_W_2_NE | MISO_W | NE | Internal | Summer | B9 | 800 | 20297 | 0 | 33.51 | 36.34 | 7 | 0
2015 | MISO_W_2_NE | MISO_W | NE | Internal | Summer | B10 | 1262 | 20297 | 0 | 31.6 | 36.26 | 7 | 0
2015 | MISO_W_2_NE | MISO_W | NE | Internal | Winter | B16 | 25 | 20297 | 0 | 49.23 | 49.23 | 7 | 0
2015 | MISO_W_2_NE | MISO_W | NE | Internal | Winter | B17 | 100 | 20297 | 0 | 43.2 | 41.75 | 7 | 0
2015 | MISO_W_2_NE | MISO_W | NE | Internal | Winter | B18 | 400 | 20297 | 0 | 39.02 | 40.08 | 7 | 0
2015 | MISO_W_2_NE | MISO_W | NE | Internal | Winter | B19 | 700 | 20297 | 0 | 37.03 | 40.08 | 7 | 0
2015 | MISO_W_2_NE | MISO_W | NE | Internal | Winter | B20 | 935 | 20297 | 0 | 33.01 | 39.99 | 7 | 0
2015 | MISO_W_2_PJM_ROR | MISO_W | PJM_ROR | Internal | Shoulder | B11 | 25 | 10135 | 0 | 47.98 | 49.45 | 2 | 0
2015 | MISO_W_2_PJM_ROR | MISO_W | PJM_ROR | Internal | Shoulder | B12 | 200 | 10135 | 1060.47 | 40.63 | 42.63 | 2 | 0
2015 | MISO_W_2_PJM_ROR | MISO_W | PJM_ROR | Internal | Shoulder | B13 | 600 | 10135 | 167.02 | 37.96 | 39.96 | 2 | 0
2015 | MISO_W_2_PJM_ROR | MISO_W | PJM_ROR | Internal | Shoulder | B14 | 900 | 10135 | 1426.83 | 36.55 | 38.55 | 2 | 0
2015 | MISO_W_2_PJM_ROR | MISO_W | PJM_ROR | Internal | Shoulder | B15 | 1203 | 10135 | 0 | 33.79 | 35.43 | 2 | 0
2015 | MISO_W_2_PJM_ROR | MISO_W | PJM_ROR | Internal | Summer | B1 | 10 | 10135 | 2946.46 | 60.81 | 62.81 | 2 | 0
2015 | MISO_W_2_PJM_ROR | MISO_W | PJM_ROR | Internal | Summer | B2 | 25 | 10135 | 2553.23 | 59.29 | 61.29 | 2 | 0
2015 | MISO_W_2_PJM_ROR | MISO_W | PJM_ROR | Internal | Summer | B3 | 75 | 10135 | 0 | 57.92 | 58.29 | 2 | 0
2015 | MISO_W_2_PJM_ROR | MISO_W | PJM_ROR | Internal | Summer | B4 | 100 | 10135 | 856.27 | 55.5 | 57.5 | 2 | 0
2015 | MISO_W_2_PJM_ROR | MISO_W | PJM_ROR | Internal | Summer | B5 | 200 | 10135 | 0 | 47.11 | 49.1 | 2 | 0
2015 | MISO_W_2_PJM_ROR | MISO_W | PJM_ROR | Internal | Summer | B6 | 300 | 10135 | 0 | 42.81 | 44.79 | 2 | 0
2015 | MISO_W_2_PJM_ROR | MISO_W | PJM_ROR | Internal | Summer | B7 | 400 | 10135 | 1142.16 | 36.72 | 38.72 | 2 | 0
2015 | MISO_W_2_PJM_ROR | MISO_W | PJM_ROR | Internal | Summer | B8 | 500 | 10135 | 1650.81 | 34.56 | 36.56 | 2 | 0
2015 | MISO_W_2_PJM_ROR | MISO_W | PJM_ROR | Internal | Summer | B9 | 800 | 10135 | 453.6 | 33.51 | 35.51 | 2 | 0
2015 | MISO_W_2_PJM_ROR | MISO_W | PJM_ROR | Internal | Summer | B10 | 1262 | 10135 | 0 | 31.6 | 32.94 | 2 | 0
2015 | MISO_W_2_PJM_ROR | MISO_W | PJM_ROR | Internal | Winter | B16 | 25 | 10135 | 2152.31 | 49.23 | 51.23 | 2 | 0
2015 | MISO_W_2_PJM_ROR | MISO_W | PJM_ROR | Internal | Winter | B17 | 100 | 10135 | 3291.5 | 43.2 | 45.2 | 2 | 0
2015 | MISO_W_2_PJM_ROR | MISO_W | PJM_ROR | Internal | Winter | B18 | 400 | 10135 | 125.91 | 39.02 | 41.02 | 2 | 0
2015 | MISO_W_2_PJM_ROR | MISO_W | PJM_ROR | Internal | Winter | B19 | 700 | 10135 | 0 | 37.03 | 38.58 | 2 | 0
2015 | MISO_W_2_PJM_ROR | MISO_W | PJM_ROR | Internal | Winter | B20 | 935 | 10135 | 0 | 33.01 | 34.99 | 2 | 0
2015 | MISO_W_2_SPP_N | MISO_W | SPP_N | Internal | Shoulder | B11 | 25 | 3200 | 0 | 47.98 | 54.08 | 7 | 0
2015 | MISO_W_2_SPP_N | MISO_W | SPP_N | Internal | Shoulder | B12 | 200 | 3200 | 0 | 40.63 | 40.64 | 7 | 0
2015 | MISO_W_2_SPP_N | MISO_W | SPP_N | Internal | Shoulder | B13 | 600 | 3200 | 0 | 37.96 | 39.31 | 7 | 0
2015 | MISO_W_2_SPP_N | MISO_W | SPP_N | Internal | Shoulder | B14 | 900 | 3200 | 0 | 36.55 | 38.93 | 7 | 0
2015 | MISO_W_2_SPP_N | MISO_W | SPP_N | Internal | Shoulder | B15 | 1203 | 3200 | 0 | 33.79 | 37.62 | 7 | 0
2015 | MISO_W_2_SPP_N | MISO_W | SPP_N | Internal | Summer | B1 | 10 | 3200 | 0 | 60.81 | 60.82 | 7 | 0
2015 | MISO_W_2_SPP_N | MISO_W | SPP_N | Internal | Summer | B2 | 25 | 3200 | 0 | 59.29 | 59.77 | 7 | 0
2015 | MISO_W_2_SPP_N | MISO_W | SPP_N | Internal | Summer | B3 | 75 | 3200 | 0 | 57.92 | 58.99 | 7 | 0
2015 | MISO_W_2_SPP_N | MISO_W | SPP_N | Internal | Summer | B4 | 100 | 3200 | 0 | 55.5 | 55.51 | 7 | 0
2015 | MISO_W_2_SPP_N | MISO_W | SPP_N | Internal | Summer | B5 | 200 | 3200 | 0 | 47.11 | 52.66 | 7 | 0
2015 | MISO_W_2_SPP_N | MISO_W | SPP_N | Internal | Summer | B6 | 300 | 3200 | 2843.28 | 42.81 | 49.81 | 7 | 0
2015 | MISO_W_2_SPP_N | MISO_W | SPP_N | Internal | Summer | B7 | 400 | 3200 | 852.69 | 36.72 | 43.72 | 7 | 0
2015 | MISO_W_2_SPP_N | MISO_W | SPP_N | Internal | Summer | B8 | 500 | 3200 | 0 | 34.56 | 37.98 | 7 | 0
2015 | MISO_W_2_SPP_N | MISO_W | SPP_N | Internal | Summer | B9 | 800 | 3200 | 0 | 33.51 | 36.35 | 7 | 0
2015 | MISO_W_2_SPP_N | MISO_W | SPP_N | Internal | Summer | B10 | 1262 | 3200 | 0 | 31.6 | 36.27 | 7 | 0
2015 | MISO_W_2_SPP_N | MISO_W | SPP_N | Internal | Winter | B16 | 25 | 3200 | 0 | 49.23 | 49.24 | 7 | 0
2015 | MISO_W_2_SPP_N | MISO_W | SPP_N | Internal | Winter | B17 | 100 | 3200 | 0 | 43.2 | 41.77 | 7 | 0
2015 | MISO_W_2_SPP_N | MISO_W | SPP_N | Internal | Winter | B18 | 400 | 3200 | 0 | 39.02 | 40.09 | 7 | 0
2015 | MISO_W_2_SPP_N | MISO_W | SPP_N | Internal | Winter | B19 | 700 | 3200 | 0 | 37.03 | 40.09 | 7 | 0
2015 | MISO_W_2_SPP_N | MISO_W | SPP_N | Internal | Winter | B20 | 935 | 3200 | 84.44 | 33.01 | 40.01 | 7 | 0
2015 | MISO_WUMS_2_MISO_MI | MISO_WUMS | MISO_MI | Internal | Shoulder | B11 | 25 | 148 | 0 | 47.97 | 47.45 | 0.01 | 0
2015 | MISO_WUMS_2_MISO_MI | MISO_WUMS | MISO_MI | Internal | Shoulder | B12 | 200 | 148 | 0 | 40.64 | 40.63 | 0.01 | 0
2015 | MISO_WUMS_2_MISO_MI | MISO_WUMS | MISO_MI | Internal | Shoulder | B13 | 600 | 148 | 0 | 37.97 | 37.96 | 0.01 | 0
2015 | MISO_WUMS_2_MISO_MI | MISO_WUMS | MISO_MI | Internal | Shoulder | B14 | 900 | 148 | 0 | 36.57 | 36.57 | 0.01 | 0
2015 | MISO_WUMS_2_MISO_MI | MISO_WUMS | MISO_MI | Internal | Shoulder | B15 | 1203 | 148 | 0 | 33.8 | 33.8 | 0.01 | 0
2015 | MISO_WUMS_2_MISO_MI | MISO_WUMS | MISO_MI | Internal | Summer | B1 | 10 | 148 | 0 | 60.81 | 59.43 | 0.01 | 0
2015 | MISO_WUMS_2_MISO_MI | MISO_WUMS | MISO_MI | Internal | Summer | B2 | 25 | 148 | 0 | 59.3 | 59.29 | 0.01 | 0
2015 | MISO_WUMS_2_MISO_MI | MISO_WUMS | MISO_MI | Internal | Summer | B3 | 75 | 148 | 0 | 57.94 | 54.01 | 0.01 | 0
2015 | MISO_WUMS_2_MISO_MI | MISO_WUMS | MISO_MI | Internal | Summer | B4 | 100 | 148 | 0 | 55.51 | 54.01 | 0.01 | 0
2015 | MISO_WUMS_2_MISO_MI | MISO_WUMS | MISO_MI | Internal | Summer | B5 | 200 | 148 | 0 | 47.1 | 47.09 | 0.01 | 0
2015 | MISO_WUMS_2_MISO_MI | MISO_WUMS | MISO_MI | Internal | Summer | B6 | 300 | 148 | 0 | 42.79 | 42.78 | 0.01 | 0
2015 | MISO_WUMS_2_MISO_MI | MISO_WUMS | MISO_MI | Internal | Summer | B7 | 400 | 148 | 0 | 36.72 | 36.72 | 0.01 | 0
2015 | MISO_WUMS_2_MISO_MI | MISO_WUMS | MISO_MI | Internal | Summer | B8 | 500 | 148 | 0 | 34.57 | 34.57 | 0.01 | 0
2015 | MISO_WUMS_2_MISO_MI | MISO_WUMS | MISO_MI | Internal | Summer | B9 | 800 | 148 | 148 | 33.51 | 33.53 | 0.01 | 0.01
2015 | MISO_WUMS_2_MISO_MI | MISO_WUMS | MISO_MI | Internal | Summer | B10 | 1262 | 148 | 148 | 31.62 | 31.64 | 0.01 | 0.01
2015 | MISO_WUMS_2_MISO_MI | MISO_WUMS | MISO_MI | Internal | Winter | B16 | 25 | 148 | 0 | 49.24 | 48.8 | 0.01 | 0
2015 | MISO_WUMS_2_MISO_MI | MISO_WUMS | MISO_MI | Internal | Winter | B17 | 100 | 148 | 0 | 43.2 | 43.2 | 0.01 | 0
2015 | MISO_WUMS_2_MISO_MI | MISO_WUMS | MISO_MI | Internal | Winter | B18 | 400 | 148 | 0 | 39.03 | 39.02 | 0.01 | 0
2015 | MISO_WUMS_2_MISO_MI | MISO_WUMS | MISO_MI | Internal | Winter | B19 | 700 | 148 | 0 | 37.04 | 37.04 | 0.01 | 0
2015 | MISO_WUMS_2_MISO_MI | MISO_WUMS | MISO_MI | Internal | Winter | B20 | 935 | 148 | 0 | 33.02 | 33.02 | 0.01 | 0
2015 | MISO_WUMS_2_MISO_W | MISO_WUMS | MISO_W | Internal | Shoulder | B11 | 25 | 3264 | 214.46 | 47.97 | 47.98 | 0.01 | 0
2015 | MISO_WUMS_2_MISO_W | MISO_WUMS | MISO_W | Internal | Shoulder | B12 | 200 | 3264 | 0 | 40.64 | 40.63 | 0.01 | 0
2015 | MISO_WUMS_2_MISO_W | MISO_WUMS | MISO_W | Internal | Shoulder | B13 | 600 | 3264 | 0 | 37.97 | 37.96 | 0.01 | 0
2015 | MISO_WUMS_2_MISO_W | MISO_WUMS | MISO_W | Internal | Shoulder | B14 | 900 | 3264 | 0 | 36.57 | 36.55 | 0.01 | 0
2015 | MISO_WUMS_2_MISO_W | MISO_WUMS | MISO_W | Internal | Shoulder | B15 | 1203 | 3264 | 0 | 33.8 | 33.79 | 0.01 | 0
2015 | MISO_WUMS_2_MISO_W | MISO_WUMS | MISO_W | Internal | Summer | B1 | 10 | 3264 | 0 | 60.81 | 60.81 | 0.01 | 0
2015 | MISO_WUMS_2_MISO_W | MISO_WUMS | MISO_W | Internal | Summer | B2 | 25 | 3264 | 0 | 59.3 | 59.29 | 0.01 | 0
2015 | MISO_WUMS_2_MISO_W | MISO_WUMS | MISO_W | Internal | Summer | B3 | 75 | 3264 | 0 | 57.94 | 57.92 | 0.01 | 0
2015 | MISO_WUMS_2_MISO_W | MISO_WUMS | MISO_W | Internal | Summer | B4 | 100 | 3264 | 0 | 55.51 | 55.5 | 0.01 | 0
2015 | MISO_WUMS_2_MISO_W | MISO_WUMS | MISO_W | Internal | Summer | B5 | 200 | 3264 | 112.24 | 47.1 | 47.11 | 0.01 | 0
2015 | MISO_WUMS_2_MISO_W | MISO_WUMS | MISO_W | Internal | Summer | B6 | 300 | 3264 | 710.69 | 42.79 | 42.81 | 0.01 | 0
2015 | MISO_WUMS_2_MISO_W | MISO_WUMS | MISO_W | Internal | Summer | B7 | 400 | 3264 | 0 | 36.72 | 36.72 | 0.01 | 0
2015 | MISO_WUMS_2_MISO_W | MISO_WUMS | MISO_W | Internal | Summer | B8 | 500 | 3264 | 0 | 34.57 | 34.56 | 0.01 | 0
2015 | MISO_WUMS_2_MISO_W | MISO_WUMS | MISO_W | Internal | Summer | B9 | 800 | 3264 | 0 | 33.51 | 33.51 | 0.01 | 0
2015 | MISO_WUMS_2_MISO_W | MISO_WUMS | MISO_W | Internal | Summer | B10 | 1262 | 3264 | 0 | 31.62 | 31.6 | 0.01 | 0
2015 | MISO_WUMS_2_MISO_W | MISO_WUMS | MISO_W | Internal | Winter | B16 | 25 | 3264 | 0 | 49.24 | 49.23 | 0.01 | 0
2015 | MISO_WUMS_2_MISO_W | MISO_WUMS | MISO_W | Internal | Winter | B17 | 100 | 3264 | 0 | 43.2 | 43.2 | 0.01 | 0
2015 | MISO_WUMS_2_MISO_W | MISO_WUMS | MISO_W | Internal | Winter | B18 | 400 | 3264 | 0 | 39.03 | 39.02 | 0.01 | 0
2015 | MISO_WUMS_2_MISO_W | MISO_WUMS | MISO_W | Internal | Winter | B19 | 700 | 3264 | 0 | 37.04 | 37.03 | 0.01 | 0
2015 | MISO_WUMS_2_MISO_W | MISO_WUMS | MISO_W | Internal | Winter | B20 | 935 | 3264 | 0 | 33.02 | 33.01 | 0.01 | 0
2015 | MISO_WUMS_2_PJM_ROR | MISO_WUMS | PJM_ROR | Internal | Shoulder | B11 | 25 | 1600 | 0 | 47.97 | 49.45 | 2 | 0
2015 | MISO_WUMS_2_PJM_ROR | MISO_WUMS | PJM_ROR | Internal | Shoulder | B12 | 200 | 1600 | 0 | 40.64 | 42.63 | 2 | 0
2015 | MISO_WUMS_2_PJM_ROR | MISO_WUMS | PJM_ROR | Internal | Shoulder | B13 | 600 | 1600 | 0 | 37.97 | 39.96 | 2 | 0
2015 | MISO_WUMS_2_PJM_ROR | MISO_WUMS | PJM_ROR | Internal | Shoulder | B14 | 900 | 1600 | 0 | 36.57 | 38.55 | 2 | 0
2015 | MISO_WUMS_2_PJM_ROR | MISO_WUMS | PJM_ROR | Internal | Shoulder | B15 | 1203 | 1600 | 0 | 33.8 | 35.43 | 2 | 0
2015 | MISO_WUMS_2_PJM_ROR | MISO_WUMS | PJM_ROR | Internal | Summer | B1 | 10 | 1600 | 1315.69 | 60.81 | 62.81 | 2 | 0
2015 | MISO_WUMS_2_PJM_ROR | MISO_WUMS | PJM_ROR | Internal | Summer | B2 | 25 | 1600 | 0 | 59.3 | 61.29 | 2 | 0
2015 | MISO_WUMS_2_PJM_ROR | MISO_WUMS | PJM_ROR | Internal | Summer | B3 | 75 | 1600 | 0 | 57.94 | 58.29 | 2 | 0
2015 | MISO_WUMS_2_PJM_ROR | MISO_WUMS | PJM_ROR | Internal | Summer | B4 | 100 | 1600 | 0 | 55.51 | 57.5 | 2 | 0
2015 | MISO_WUMS_2_PJM_ROR | MISO_WUMS | PJM_ROR | Internal | Summer | B5 | 200 | 1600 | 127.42 | 47.1 | 49.1 | 2 | 0
2015 | MISO_WUMS_2_PJM_ROR | MISO_WUMS | PJM_ROR | Internal | Summer | B6 | 300 | 1600 | 93.96 | 42.79 | 44.79 | 2 | 0
2015 | MISO_WUMS_2_PJM_ROR | MISO_WUMS | PJM_ROR | Internal | Summer | B7 | 400 | 1600 | 101.33 | 36.72 | 38.72 | 2 | 0
2015 | MISO_WUMS_2_PJM_ROR | MISO_WUMS | PJM_ROR | Internal | Summer | B8 | 500 | 1600 | 0 | 34.57 | 36.56 | 2 | 0
2015 | MISO_WUMS_2_PJM_ROR | MISO_WUMS | PJM_ROR | Internal | Summer | B9 | 800 | 1600 | 103.72 | 33.51 | 35.51 | 2 | 0
2015 | MISO_WUMS_2_PJM_ROR | MISO_WUMS | PJM_ROR | Internal | Summer | B10 | 1262 | 1600 | 0 | 31.62 | 32.94 | 2 | 0
2015 | MISO_WUMS_2_PJM_ROR | MISO_WUMS | PJM_ROR | Internal | Winter | B16 | 25 | 1600 | 0 | 49.24 | 51.23 | 2 | 0
2015 | MISO_WUMS_2_PJM_ROR | MISO_WUMS | PJM_ROR | Internal | Winter | B17 | 100 | 1600 | 96.23 | 43.2 | 45.2 | 2 | 0
2015 | MISO_WUMS_2_PJM_ROR | MISO_WUMS | PJM_ROR | Internal | Winter | B18 | 400 | 1600 | 0 | 39.03 | 41.02 | 2 | 0
2015 | MISO_WUMS_2_PJM_ROR | MISO_WUMS | PJM_ROR | Internal | Winter | B19 | 700 | 1600 | 0 | 37.04 | 38.58 | 2 | 0
2015 | MISO_WUMS_2_PJM_ROR | MISO_WUMS | PJM_ROR | Internal | Winter | B20 | 935 | 1600 | 0 | 33.02 | 34.99 | 2 | 0
2015 | NE_2_MAPP_US | NE | MAPP_US | Internal | Shoulder | B11 | 25 | 1600 | 0 | 54.07 | 47.07 | 5 | 0
2015 | NE_2_MAPP_US | NE | MAPP_US | Internal | Shoulder | B12 | 200 | 1600 | 0 | 40.63 | 33.63 | 5 | 0
2015 | NE_2_MAPP_US | NE | MAPP_US | Internal | Shoulder | B13 | 600 | 1600 | 0 | 39.3 | 32.3 | 5 | 0
2015 | NE_2_MAPP_US | NE | MAPP_US | Internal | Shoulder | B14 | 900 | 1600 | 0 | 38.91 | 31.91 | 5 | 0
2015 | NE_2_MAPP_US | NE | MAPP_US | Internal | Shoulder | B15 | 1203 | 1600 | 0 | 37.6 | 30.97 | 5 | 0
2015 | NE_2_MAPP_US | NE | MAPP_US | Internal | Summer | B1 | 10 | 1600 | 0 | 60.81 | 53.81 | 5 | 0
2015 | NE_2_MAPP_US | NE | MAPP_US | Internal | Summer | B2 | 25 | 1600 | 0 | 59.76 | 52.76 | 5 | 0
2015 | NE_2_MAPP_US | NE | MAPP_US | Internal | Summer | B3 | 75 | 1600 | 0 | 58.98 | 51.98 | 5 | 0
2015 | NE_2_MAPP_US | NE | MAPP_US | Internal | Summer | B4 | 100 | 1600 | 0 | 55.5 | 48.5 | 5 | 0
2015 | NE_2_MAPP_US | NE | MAPP_US | Internal | Summer | B5 | 200 | 1600 | 0 | 52.64 | 45.64 | 5 | 0
2015 | NE_2_MAPP_US | NE | MAPP_US | Internal | Summer | B6 | 300 | 1600 | 0 | 49.79 | 42.79 | 5 | 0
2015 | NE_2_MAPP_US | NE | MAPP_US | Internal | Summer | B7 | 400 | 1600 | 0 | 43.71 | 34.34 | 5 | 0
2015 | NE_2_MAPP_US | NE | MAPP_US | Internal | Summer | B8 | 500 | 1600 | 0 | 37.97 | 30.5 | 5 | 0
2015 | NE_2_MAPP_US | NE | MAPP_US | Internal | Summer | B9 | 800 | 1600 | 0 | 36.34 | 29.34 | 5 | 0
2015 | NE_2_MAPP_US | NE | MAPP_US | Internal | Summer | B10 | 1262 | 1600 | 0 | 36.26 | 29.26 | 5 | 0
2015 | NE_2_MAPP_US | NE | MAPP_US | Internal | Winter | B16 | 25 | 1600 | 0 | 49.23 | 42.23 | 5 | 0
2015 | NE_2_MAPP_US | NE | MAPP_US | Internal | Winter | B17 | 100 | 1600 | 0 | 41.75 | 36.2 | 5 | 0
2015 | NE_2_MAPP_US | NE | MAPP_US | Internal | Winter | B18 | 400 | 1600 | 0 | 40.08 | 33.08 | 5 | 0
2015 | NE_2_MAPP_US | NE | MAPP_US | Internal | Winter | B19 | 700 | 1600 | 0 | 40.08 | 33.08 | 5 | 0
2015 | NE_2_MAPP_US | NE | MAPP_US | Internal | Winter | B20 | 935 | 1600 | 0 | 39.99 | 32.99 | 5 | 0
2015 | NE_2_MISO_W | NE | MISO_W | Internal | Shoulder | B11 | 25 | 19097 | 0 | 54.07 | 47.98 | 5 | 0
2015 | NE_2_MISO_W | NE | MISO_W | Internal | Shoulder | B12 | 200 | 19097 | 0 | 40.63 | 40.63 | 5 | 0
2015 | NE_2_MISO_W | NE | MISO_W | Internal | Shoulder | B13 | 600 | 19097 | 0 | 39.3 | 37.96 | 5 | 0
2015 | NE_2_MISO_W | NE | MISO_W | Internal | Shoulder | B14 | 900 | 19097 | 0 | 38.91 | 36.55 | 5 | 0
2015 | NE_2_MISO_W | NE | MISO_W | Internal | Shoulder | B15 | 1203 | 19097 | 0 | 37.6 | 33.79 | 5 | 0
2015 | NE_2_MISO_W | NE | MISO_W | Internal | Summer | B1 | 10 | 19097 | 0 | 60.81 | 60.81 | 5 | 0
2015 | NE_2_MISO_W | NE | MISO_W | Internal | Summer | B2 | 25 | 19097 | 0 | 59.76 | 59.29 | 5 | 0
2015 | NE_2_MISO_W | NE | MISO_W | Internal | Summer | B3 | 75 | 19097 | 0 | 58.98 | 57.92 | 5 | 0
2015 | NE_2_MISO_W | NE | MISO_W | Internal | Summer | B4 | 100 | 19097 | 0 | 55.5 | 55.5 | 5 | 0
2015 | NE_2_MISO_W | NE | MISO_W | Internal | Summer | B5 | 200 | 19097 | 0 | 52.64 | 47.11 | 5 | 0
2015 | NE_2_MISO_W | NE | MISO_W | Internal | Summer | B6 | 300 | 19097 | 0 | 49.79 | 42.81 | 5 | 0
2015 | NE_2_MISO_W | NE | MISO_W | Internal | Summer | B7 | 400 | 19097 | 0 | 43.71 | 36.72 | 5 | 0
2015 | NE_2_MISO_W | NE | MISO_W | Internal | Summer | B8 | 500 | 19097 | 0 | 37.97 | 34.56 | 5 | 0
2015 | NE_2_MISO_W | NE | MISO_W | Internal | Summer | B9 | 800 | 19097 | 0 | 36.34 | 33.51 | 5 | 0
2015 | NE_2_MISO_W | NE | MISO_W | Internal | Summer | B10 | 1262 | 19097 | 0 | 36.26 | 31.6 | 5 | 0
2015 | NE_2_MISO_W | NE | MISO_W | Internal | Winter | B16 | 25 | 19097 | 0 | 49.23 | 49.23 | 5 | 0
2015 | NE_2_MISO_W | NE | MISO_W | Internal | Winter | B17 | 100 | 19097 | 0 | 41.75 | 43.2 | 5 | 0
2015 | NE_2_MISO_W | NE | MISO_W | Internal | Winter | B18 | 400 | 19097 | 0 | 40.08 | 39.02 | 5 | 0
2015 | NE_2_MISO_W | NE | MISO_W | Internal | Winter | B19 | 700 | 19097 | 0 | 40.08 | 37.03 | 5 | 0
2015 | NE_2_MISO_W | NE | MISO_W | Internal | Winter | B20 | 935 | 19097 | 0 | 39.99 | 33.01 | 5 | 0
2015 | NE_2_SPP_N | NE | SPP_N | Internal | Shoulder | B11 | 25 | 12798 | 2127.74 | 54.07 | 54.08 | 0.01 | 0
2015 | NE_2_SPP_N | NE | SPP_N | Internal | Shoulder | B12 | 200 | 12798 | 1378.26 | 40.63 | 40.64 | 0.01 | 0
2015 | NE_2_SPP_N | NE | SPP_N | Internal | Shoulder | B13 | 600 | 12798 | 1927.78 | 39.3 | 39.31 | 0.01 | 0
2015 | NE_2_SPP_N | NE | SPP_N | Internal | Shoulder | B14 | 900 | 12798 | 903.33 | 38.91 | 38.93 | 0.01 | 0
2015 | NE_2_SPP_N | NE | SPP_N | Internal | Shoulder | B15 | 1203 | 12798 | 851.58 | 37.6 | 37.62 | 0.01 | 0
2015 | NE_2_SPP_N | NE | SPP_N | Internal | Summer | B1 | 10 | 12798 | 2509.26 | 60.81 | 60.82 | 0.01 | 0
2015 | NE_2_SPP_N | NE | SPP_N | Internal | Summer | B2 | 25 | 12798 | 2680.66 | 59.76 | 59.77 | 0.01 | 0
2015 | NE_2_SPP_N | NE | SPP_N | Internal | Summer | B3 | 75 | 12798 | 1405.44 | 58.98 | 58.99 | 0.01 | 0
2015 | NE_2_SPP_N | NE | SPP_N | Internal | Summer | B4 | 100 | 12798 | 548.87 | 55.5 | 55.51 | 0.01 | 0
2015 | NE_2_SPP_N | NE | SPP_N | Internal | Summer | B5 | 200 | 12798 | 1912.78 | 52.64 | 52.66 | 0.01 | 0
2015 | NE_2_SPP_N | NE | SPP_N | Internal | Summer | B6 | 300 | 12798 | 2689.85 | 49.79 | 49.81 | 0.01 | 0
2015 | NE_2_SPP_N | NE | SPP_N | Internal | Summer | B7 | 400 | 12798 | 2798.85 | 43.71 | 43.72 | 0.01 | 0
2015 | NE_2_SPP_N | NE | SPP_N | Internal | Summer | B8 | 500 | 12798 | 3199.36 | 37.97 | 37.98 | 0.01 | 0
2015 | NE_2_SPP_N | NE | SPP_N | Internal | Summer | B9 | 800 | 12798 | 2366.4 | 36.34 | 36.35 | 0.01 | 0
2015 | NE_2_SPP_N | NE | SPP_N | Internal | Summer | B10 | 1262 | 12798 | 2682.76 | 36.26 | 36.27 | 0.01 | 0
2015 | NE_2_SPP_N | NE | SPP_N | Internal | Winter | B16 | 25 | 12798 | 2871.94 | 49.23 | 49.24 | 0.01 | 0
2015 | NE_2_SPP_N | NE | SPP_N | Internal | Winter | B17 | 100 | 12798 | 1507.78 | 41.75 | 41.77 | 0.01 | 0
2015 | NE_2_SPP_N | NE | SPP_N | Internal | Winter | B18 | 400 | 12798 | 2087.87 | 40.08 | 40.09 | 0.01 | 0
2015 | NE_2_SPP_N | NE | SPP_N | Internal | Winter | B19 | 700 | 12798 | 1726.77 | 40.08 | 40.09 | 0.01 | 0
2015 | NE_2_SPP_N | NE | SPP_N | Internal | Winter | B20 | 935 | 12798 | 2370.58 | 39.99 | 40.01 | 0.01 | 0
2015 | NEISO_2_NYISO_A-F | NEISO | NYISO_A-F | Internal | Shoulder | B11 | 25 | 600 | 600 | 36.9 | 41.4 | 3 | 1.5
2015 | NEISO_2_NYISO_A-F | NEISO | NYISO_A-F | Internal | Shoulder | B12 | 200 | 600 | 448.67 | 36.9 | 39.9 | 3 | 0
2015 | NEISO_2_NYISO_A-F | NEISO | NYISO_A-F | Internal | Shoulder | B13 | 600 | 600 | 0 | 36.9 | 39.87 | 3 | 0
2015 | NEISO_2_NYISO_A-F | NEISO | NYISO_A-F | Internal | Shoulder | B14 | 900 | 600 | 0 | 36.9 | 38.21 | 3 | 0
2015 | NEISO_2_NYISO_A-F | NEISO | NYISO_A-F | Internal | Shoulder | B15 | 1203 | 600 | 0 | 36.9 | 38.21 | 3 | 0
2015 | NEISO_2_NYISO_A-F | NEISO | NYISO_A-F | Internal | Summer | B1 | 10 | 600 | 0 | 65.85 | 59.43 | 3 | 0
2015 | NEISO_2_NYISO_A-F | NEISO | NYISO_A-F | Internal | Summer | B2 | 25 | 600 | 0 | 56.3 | 53.3 | 3 | 0
2015 | NEISO_2_NYISO_A-F | NEISO | NYISO_A-F | Internal | Summer | B3 | 75 | 600 | 0 | 47.98 | 50.3 | 3 | 0
2015 | NEISO_2_NYISO_A-F | NEISO | NYISO_A-F | Internal | Summer | B4 | 100 | 600 | 600 | 37.89 | 45.07 | 3 | 4.18
2015 | NEISO_2_NYISO_A-F | NEISO | NYISO_A-F | Internal | Summer | B5 | 200 | 600 | 600 | 34.2 | 45.07 | 3 | 7.87
2015 | NEISO_2_NYISO_A-F | NEISO | NYISO_A-F | Internal | Summer | B6 | 300 | 600 | 600 | 34.2 | 42.33 | 3 | 5.13
2015 | NEISO_2_NYISO_A-F | NEISO | NYISO_A-F | Internal | Summer | B7 | 400 | 600 | 600 | 34.2 | 37.27 | 3 | 0.07
2015 | NEISO_2_NYISO_A-F | NEISO | NYISO_A-F | Internal | Summer | B8 | 500 | 600 | 0 | 34.2 | 37.19 | 3 | 0
2015 | NEISO_2_NYISO_A-F | NEISO | NYISO_A-F | Internal | Summer | B9 | 800 | 600 | 0 | 34.2 | 37.18 | 3 | 0
2015 | NEISO_2_NYISO_A-F | NEISO | NYISO_A-F | Internal | Summer | B10 | 1262 | 600 | 0 | 34.2 | 37.18 | 3 | 0
2015 | NEISO_2_NYISO_A-F | NEISO | NYISO_A-F | Internal | Winter | B16 | 25 | 600 | 0 | 45.29 | 45.52 | 3 | 0
2015 | NEISO_2_NYISO_A-F | NEISO | NYISO_A-F | Internal | Winter | B17 | 100 | 600 | 0 | 45.29 | 43.2 | 3 | 0
2015 | NEISO_2_NYISO_A-F | NEISO | NYISO_A-F | Internal | Winter | B18 | 400 | 600 | 0 | 45.29 | 42.55 | 3 | 0
2015 | NEISO_2_NYISO_A-F | NEISO | NYISO_A-F | Internal | Winter | B19 | 700 | 600 | 0 | 45.29 | 42.55 | 3 | 0
2015 | NEISO_2_NYISO_A-F | NEISO | NYISO_A-F | Internal | Winter | B20 | 935 | 600 | 0 | 45.29 | 42.55 | 3 | 0
2015 | NEISO_2_NYISO_G-I | NEISO | NYISO_G-I | Internal | Shoulder | B11 | 25 | 600 | 600 | 36.9 | 41.41 | 3 | 1.51
2015 | NEISO_2_NYISO_G-I | NEISO | NYISO_G-I | Internal | Shoulder | B12 | 200 | 600 | 600 | 36.9 | 39.91 | 3 | 0.01
2015 | NEISO_2_NYISO_G-I | NEISO | NYISO_G-I | Internal | Shoulder | B13 | 600 | 600 | 0 | 36.9 | 39.89 | 3 | 0
2015 | NEISO_2_NYISO_G-I | NEISO | NYISO_G-I | Internal | Shoulder | B14 | 900 | 600 | 0 | 36.9 | 38.22 | 3 | 0
2015 | NEISO_2_NYISO_G-I | NEISO | NYISO_G-I | Internal | Shoulder | B15 | 1203 | 600 | 0 | 36.9 | 38.22 | 3 | 0
2015 | NEISO_2_NYISO_G-I | NEISO | NYISO_G-I | Internal | Summer | B1 | 10 | 600 | 0 | 65.85 | 68.83 | 3 | 0
2015 | NEISO_2_NYISO_G-I | NEISO | NYISO_G-I | Internal | Summer | B2 | 25 | 600 | 124.8 | 56.3 | 59.3 | 3 | 0
2015 | NEISO_2_NYISO_G-I | NEISO | NYISO_G-I | Internal | Summer | B3 | 75 | 600 | 0 | 47.98 | 50.97 | 3 | 0
2015 | NEISO_2_NYISO_G-I | NEISO | NYISO_G-I | Internal | Summer | B4 | 100 | 600 | 600 | 37.89 | 49.5 | 3 | 8.6
2015 | NEISO_2_NYISO_G-I | NEISO | NYISO_G-I | Internal | Summer | B5 | 200 | 600 | 600 | 34.2 | 49.5 | 3 | 12.29
2015 | NEISO_2_NYISO_G-I | NEISO | NYISO_G-I | Internal | Summer | B6 | 300 | 600 | 600 | 34.2 | 42.34 | 3 | 5.14
2015 | NEISO_2_NYISO_G-I | NEISO | NYISO_G-I | Internal | Summer | B7 | 400 | 600 | 600 | 34.2 | 37.28 | 3 | 0.08
2015 | NEISO_2_NYISO_G-I | NEISO | NYISO_G-I | Internal | Summer | B8 | 500 | 600 | 523.55 | 34.2 | 37.2 | 3 | 0
2015 | NEISO_2_NYISO_G-I | NEISO | NYISO_G-I | Internal | Summer | B9 | 800 | 600 | 0 | 34.2 | 37.19 | 3 | 0
2015 | NEISO_2_NYISO_G-I | NEISO | NYISO_G-I | Internal | Summer | B10 | 1262 | 600 | 0 | 34.2 | 37.19 | 3 | 0
2015 | NEISO_2_NYISO_G-I | NEISO | NYISO_G-I | Internal | Winter | B16 | 25 | 600 | 469.59 | 45.29 | 48.29 | 3 | 0
2015 | NEISO_2_NYISO_G-I | NEISO | NYISO_G-I | Internal | Winter | B17 | 100 | 600 | 0 | 45.29 | 48.28 | 3 | 0
2015 | NEISO_2_NYISO_G-I | NEISO | NYISO_G-I | Internal | Winter | B18 | 400 | 600 | 0 | 45.29 | 48.28 | 3 | 0
2015 | NEISO_2_NYISO_G-I | NEISO | NYISO_G-I | Internal | Winter | B19 | 700 | 600 | 0 | 45.29 | 47.71 | 3 | 0
2015 | NEISO_2_NYISO_G-I | NEISO | NYISO_G-I | Internal | Winter | B20 | 935 | 600 | 0 | 45.29 | 44.31 | 3 | 0
2015 | NEISO_2_NYISO_J-K | NEISO | NYISO_J-K | Internal | Shoulder | B11 | 25 | 520 | 520 | 36.9 | 41.42 | 3 | 1.52
2015 | NEISO_2_NYISO_J-K | NEISO | NYISO_J-K | Internal | Shoulder | B12 | 200 | 520 | 520 | 36.9 | 39.92 | 3 | 0.02
2015 | NEISO_2_NYISO_J-K | NEISO | NYISO_J-K | Internal | Shoulder | B13 | 600 | 520 | 408.22 | 36.9 | 39.9 | 3 | 0
2015 | NEISO_2_NYISO_J-K | NEISO | NYISO_J-K | Internal | Shoulder | B14 | 900 | 520 | 0 | 36.9 | 38.24 | 3 | 0
2015 | NEISO_2_NYISO_J-K | NEISO | NYISO_J-K | Internal | Shoulder | B15 | 1203 | 520 | 0 | 36.9 | 38.24 | 3 | 0
2015 | NEISO_2_NYISO_J-K | NEISO | NYISO_J-K | Internal | Summer | B1 | 10 | 520 | 447.02 | 65.85 | 68.85 | 3 | 0
2015 | NEISO_2_NYISO_J-K | NEISO | NYISO_J-K | Internal | Summer | B2 | 25 | 520 | 520 | 56.3 | 59.31 | 3 | 0.01
2015 | NEISO_2_NYISO_J-K | NEISO | NYISO_J-K | Internal | Summer | B3 | 75 | 520 | 431.45 | 47.98 | 50.98 | 3 | 0
2015 | NEISO_2_NYISO_J-K | NEISO | NYISO_J-K | Internal | Summer | B4 | 100 | 520 | 520 | 37.89 | 49.51 | 3 | 8.62
2015 | NEISO_2_NYISO_J-K | NEISO | NYISO_J-K | Internal | Summer | B5 | 200 | 520 | 520 | 34.2 | 49.51 | 3 | 12.31
2015 | NEISO_2_NYISO_J-K | NEISO | NYISO_J-K | Internal | Summer | B6 | 300 | 520 | 520 | 34.2 | 42.35 | 3 | 5.15
2015 | NEISO_2_NYISO_J-K | NEISO | NYISO_J-K | Internal | Summer | B7 | 400 | 520 | 520 | 34.2 | 37.29 | 3 | 0.09
2015 | NEISO_2_NYISO_J-K | NEISO | NYISO_J-K | Internal | Summer | B8 | 500 | 520 | 520 | 34.2 | 37.21 | 3 | 0.01
2015 | NEISO_2_NYISO_J-K | NEISO | NYISO_J-K | Internal | Summer | B9 | 800 | 520 | 191.82 | 34.2 | 37.2 | 3 | 0
2015 | NEISO_2_NYISO_J-K | NEISO | NYISO_J-K | Internal | Summer | B10 | 1262 | 520 | 92.86 | 34.2 | 37.2 | 3 | 0
2015 | NEISO_2_NYISO_J-K | NEISO | NYISO_J-K | Internal | Winter | B16 | 25 | 520 | 520 | 45.29 | 48.3 | 3 | 0.01
2015 | NEISO_2_NYISO_J-K | NEISO | NYISO_J-K | Internal | Winter | B17 | 100 | 520 | 495.17 | 45.29 | 48.29 | 3 | 0
2015 | NEISO_2_NYISO_J-K | NEISO | NYISO_J-K | Internal | Winter | B18 | 400 | 520 | 334.66 | 45.29 | 48.29 | 3 | 0
2015 | NEISO_2_NYISO_J-K | NEISO | NYISO_J-K | Internal | Winter | B19 | 700 | 520 | 0 | 45.29 | 48.14 | 3 | 0
2015 | NEISO_2_NYISO_J-K | NEISO | NYISO_J-K | Internal | Winter | B20 | 935 | 520 | 0 | 45.29 | 44.32 | 3 | 0
2015 | NonRTO_Midwest_2_TVA_Transmission | NonRTO_Midwest | TVA_Transmission | Internal | Shoulder | B11 | 25 | 2400 | 0 | 56 | 55.23 | 8 | 0
2015 | NonRTO_Midwest_2_TVA_Transmission | NonRTO_Midwest | TVA_Transmission | Internal | Shoulder | B12 | 200 | 2400 | 0 | 48.64 | 44.27 | 8 | 0
2015 | NonRTO_Midwest_2_TVA_Transmission | NonRTO_Midwest | TVA_Transmission | Internal | Shoulder | B13 | 600 | 2400 | 0 | 45.52 | 42.34 | 8 | 0
2015 | NonRTO_Midwest_2_TVA_Transmission | NonRTO_Midwest | TVA_Transmission | Internal | Shoulder | B14 | 900 | 2400 | 0 | 35.62 | 40.91 | 8 | 0
2015 | NonRTO_Midwest_2_TVA_Transmission | NonRTO_Midwest | TVA_Transmission | Internal | Shoulder | B15 | 1203 | 2400 | 0 | 32.87 | 39.93 | 8 | 0
2015 | NonRTO_Midwest_2_TVA_Transmission | NonRTO_Midwest | TVA_Transmission | Internal | Summer | B1 | 10 | 2400 | 0 | 65.02 | 68.81 | 8 | 0
2015 | NonRTO_Midwest_2_TVA_Transmission | NonRTO_Midwest | TVA_Transmission | Internal | Summer | B2 | 25 | 2400 | 0 | 65.02 | 67.29 | 8 | 0
2015 | NonRTO_Midwest_2_TVA_Transmission | NonRTO_Midwest | TVA_Transmission | Internal | Summer | B3 | 75 | 2400 | 0 | 65.02 | 64.29 | 8 | 0
2015 | NonRTO_Midwest_2_TVA_Transmission | NonRTO_Midwest | TVA_Transmission | Internal | Summer | B4 | 100 | 2400 | 0 | 63.51 | 63.5 | 8 | 0
2015 | NonRTO_Midwest_2_TVA_Transmission | NonRTO_Midwest | TVA_Transmission | Internal | Summer | B5 | 200 | 2400 | 0 | 55.1 | 53.87 | 8 | 0
2015 | NonRTO_Midwest_2_TVA_Transmission | NonRTO_Midwest | TVA_Transmission | Internal | Summer | B6 | 300 | 2400 | 0 | 50.79 | 47.8 | 8 | 0
2015 | NonRTO_Midwest_2_TVA_Transmission | NonRTO_Midwest | TVA_Transmission | Internal | Summer | B7 | 400 | 2400 | 0 | 35.84 | 43.16 | 8 | 0
2015 | NonRTO_Midwest_2_TVA_Transmission | NonRTO_Midwest | TVA_Transmission | Internal | Summer | B8 | 500 | 2400 | 0 | 34.42 | 39.63 | 8 | 0
2015 | NonRTO_Midwest_2_TVA_Transmission | NonRTO_Midwest | TVA_Transmission | Internal | Summer | B9 | 800 | 2400 | 0 | 32.87 | 39.06 | 8 | 0
2015 | NonRTO_Midwest_2_TVA_Transmission | NonRTO_Midwest | TVA_Transmission | Internal | Summer | B10 | 1262 | 2400 | 0 | 32.02 | 36.74 | 8 | 0
2015 | NonRTO_Midwest_2_TVA_Transmission | NonRTO_Midwest | TVA_Transmission | Internal | Winter | B16 | 25 | 2400 | 0 | 57.25 | 55.84 | 8 | 0
2015 | NonRTO_Midwest_2_TVA_Transmission | NonRTO_Midwest | TVA_Transmission | Internal | Winter | B17 | 100 | 2400 | 0 | 51.21 | 46.76 | 8 | 0
2015 | NonRTO_Midwest_2_TVA_Transmission | NonRTO_Midwest | TVA_Transmission | Internal | Winter | B18 | 400 | 2400 | 0 | 47.03 | 43.25 | 8 | 0
2015 | NonRTO_Midwest_2_TVA_Transmission | NonRTO_Midwest | TVA_Transmission | Internal | Winter | B19 | 700 | 2400 | 0 | 35.84 | 41.11 | 8 | 0
2015 | NonRTO_Midwest_2_TVA_Transmission | NonRTO_Midwest | TVA_Transmission | Internal | Winter | B20 | 935 | 2400 | 0 | 32.87 | 39.78 | 8 | 0
2015 | NYISO_A-F_2_IESO | NYISO_A-F | IESO | Internal | Shoulder | B11 | 25 | 1600 | 0 | 41.4 | 34.4 | 7 | 0
2015 | NYISO_A-F_2_IESO | NYISO_A-F | IESO | Internal | Shoulder | B12 | 200 | 1600 | 0 | 39.9 | 32.9 | 7 | 0
2015 | NYISO_A-F_2_IESO | NYISO_A-F | IESO | Internal | Shoulder | B13 | 600 | 1600 | 0 | 39.87 | 30.82 | 7 | 0
2015 | NYISO_A-F_2_IESO | NYISO_A-F | IESO | Internal | Shoulder | B14 | 900 | 1600 | 0 | 38.21 | 30.82 | 7 | 0
2015 | NYISO_A-F_2_IESO | NYISO_A-F | IESO | Internal | Shoulder | B15 | 1203 | 1600 | 0 | 38.21 | 30.82 | 7 | 0
2015 | NYISO_A-F_2_IESO | NYISO_A-F | IESO | Internal | Summer | B1 | 10 | 1600 | 0 | 59.43 | 52.43 | 7 | 0
2015 | NYISO_A-F_2_IESO | NYISO_A-F | IESO | Internal | Summer | B2 | 25 | 1600 | 0 | 53.3 | 46.3 | 7 | 0
2015 | NYISO_A-F_2_IESO | NYISO_A-F | IESO | Internal | Summer | B3 | 75 | 1600 | 0 | 50.3 | 43.3 | 7 | 0
2015 | NYISO_A-F_2_IESO | NYISO_A-F | IESO | Internal | Summer | B4 | 100 | 1600 | 0 | 45.07 | 38.07 | 7 | 0
2015 | NYISO_A-F_2_IESO | NYISO_A-F | IESO | Internal | Summer | B5 | 200 | 1600 | 0 | 45.07 | 38.07 | 7 | 0
2015 | NYISO_A-F_2_IESO | NYISO_A-F | IESO | Internal | Summer | B6 | 300 | 1600 | 0 | 42.33 | 35.33 | 7 | 0
2015 | NYISO_A-F_2_IESO | NYISO_A-F | IESO | Internal | Summer | B7 | 400 | 1600 | 0 | 37.27 | 29.72 | 7 | 0
2015 | NYISO_A-F_2_IESO | NYISO_A-F | IESO | Internal | Summer | B8 | 500 | 1600 | 0 | 37.19 | 29.26 | 7 | 0
2015 | NYISO_A-F_2_IESO | NYISO_A-F | IESO | Internal | Summer | B9 | 800 | 1600 | 0 | 37.18 | 29.26 | 7 | 0
2015 | NYISO_A-F_2_IESO | NYISO_A-F | IESO | Internal | Summer | B10 | 1262 | 1600 | 0 | 37.18 | 29.26 | 7 | 0
2015 | NYISO_A-F_2_IESO | NYISO_A-F | IESO | Internal | Winter | B16 | 25 | 1600 | 0 | 45.52 | 38.52 | 7 | 0
2015 | NYISO_A-F_2_IESO | NYISO_A-F | IESO | Internal | Winter | B17 | 100 | 1600 | 0 | 43.2 | 36.2 | 7 | 0
2015 | NYISO_A-F_2_IESO | NYISO_A-F | IESO | Internal | Winter | B18 | 400 | 1600 | 0 | 42.55 | 35.55 | 7 | 0
2015 | NYISO_A-F_2_IESO | NYISO_A-F | IESO | Internal | Winter | B19 | 700 | 1600 | 0 | 42.55 | 35.55 | 7 | 0
2015 | NYISO_A-F_2_IESO | NYISO_A-F | IESO | Internal | Winter | B20 | 935 | 1600 | 0 | 42.55 | 35.55 | 7 | 0
2015 | NYISO_A-F_2_NEISO | NYISO_A-F | NEISO | Internal | Shoulder | B11 | 25 | 600 | 0 | 41.4 | 36.9 | 3 | 0
2015 | NYISO_A-F_2_NEISO | NYISO_A-F | NEISO | Internal | Shoulder | B12 | 200 | 600 | 0 | 39.9 | 36.9 | 3 | 0
2015 | NYISO_A-F_2_NEISO | NYISO_A-F | NEISO | Internal | Shoulder | B13 | 600 | 600 | 0 | 39.87 | 36.9 | 3 | 0
2015 | NYISO_A-F_2_NEISO | NYISO_A-F | NEISO | Internal | Shoulder | B14 | 900 | 600 | 0 | 38.21 | 36.9 | 3 | 0
2015 | NYISO_A-F_2_NEISO | NYISO_A-F | NEISO | Internal | Shoulder | B15 | 1203 | 600 | 0 | 38.21 | 36.9 | 3 | 0
2015 | NYISO_A-F_2_NEISO | NYISO_A-F | NEISO | Internal | Summer | B1 | 10 | 600 | 600 | 59.43 | 65.85 | 3 | 3.42
2015 | NYISO_A-F_2_NEISO | NYISO_A-F | NEISO | Internal | Summer | B2 | 25 | 600 | 286.11 | 53.3 | 56.3 | 3 | 0
2015 | NYISO_A-F_2_NEISO | NYISO_A-F | NEISO | Internal | Summer | B3 | 75 | 600 | 0 | 50.3 | 47.98 | 3 | 0
2015 | NYISO_A-F_2_NEISO | NYISO_A-F | NEISO | Internal | Summer | B4 | 100 | 600 | 0 | 45.07 | 37.89 | 3 | 0
2015 | NYISO_A-F_2_NEISO | NYISO_A-F | NEISO | Internal | Summer | B5 | 200 | 600 | 0 | 45.07 | 34.2 | 3 | 0
2015 | NYISO_A-F_2_NEISO | NYISO_A-F | NEISO | Internal | Summer | B6 | 300 | 600 | 0 | 42.33 | 34.2 | 3 | 0
2015 | NYISO_A-F_2_NEISO | NYISO_A-F | NEISO | Internal | Summer | B7 | 400 | 600 | 0 | 37.27 | 34.2 | 3 | 0
2015 | NYISO_A-F_2_NEISO | NYISO_A-F | NEISO | Internal | Summer | B8 | 500 | 600 | 0 | 37.19 | 34.2 | 3 | 0
2015 | NYISO_A-F_2_NEISO | NYISO_A-F | NEISO | Internal | Summer | B9 | 800 | 600 | 0 | 37.18 | 34.2 | 3 | 0
2015 | NYISO_A-F_2_NEISO | NYISO_A-F | NEISO | Internal | Summer | B10 | 1262 | 600 | 0 | 37.18 | 34.2 | 3 | 0
2015 | NYISO_A-F_2_NEISO | NYISO_A-F | NEISO | Internal | Winter | B16 | 25 | 600 | 0 | 45.52 | 45.29 | 3 | 0
2015 | NYISO_A-F_2_NEISO | NYISO_A-F | NEISO | Internal | Winter | B17 | 100 | 600 | 0 | 43.2 | 45.29 | 3 | 0
2015 | NYISO_A-F_2_NEISO | NYISO_A-F | NEISO | Internal | Winter | B18 | 400 | 600 | 0 | 42.55 | 45.29 | 3 | 0
2015 | NYISO_A-F_2_NEISO | NYISO_A-F | NEISO | Internal | Winter | B19 | 700 | 600 | 0 | 42.55 | 45.29 | 3 | 0
2015 | NYISO_A-F_2_NEISO | NYISO_A-F | NEISO | Internal | Winter | B20 | 935 | 600 | 0 | 42.55 | 45.29 | 3 | 0
2015 | NYISO_A-F_2_NYISO_G-I | NYISO_A-F | NYISO_G-I | Internal | Shoulder | B11 | 25 | 4888 | 4843.64 | 41.4 | 41.41 | 0.01 | 0
2015 | NYISO_A-F_2_NYISO_G-I | NYISO_A-F | NYISO_G-I | Internal | Shoulder | B12 | 200 | 4888 | 3923.69 | 39.9 | 39.91 | 0.01 | 0
2015 | NYISO_A-F_2_NYISO_G-I | NYISO_A-F | NYISO_G-I | Internal | Shoulder | B13 | 600 | 4888 | 4246.51 | 39.87 | 39.89 | 0.01 | 0
2015 | NYISO_A-F_2_NYISO_G-I | NYISO_A-F | NYISO_G-I | Internal | Shoulder | B14 | 900 | 4888 | 4652.22 | 38.21 | 38.22 | 0.01 | 0
2015 | NYISO_A-F_2_NYISO_G-I | NYISO_A-F | NYISO_G-I | Internal | Shoulder | B15 | 1203 | 4888 | 2642.09 | 38.21 | 38.22 | 0.01 | 0
2015 | NYISO_A-F_2_NYISO_G-I | NYISO_A-F | NYISO_G-I | Internal | Summer | B1 | 10 | 4888 | 4888 | 59.43 | 68.83 | 0.01 | 9.4
2015 | NYISO_A-F_2_NYISO_G-I | NYISO_A-F | NYISO_G-I | Internal | Summer | B2 | 25 | 4888 | 4888 | 53.3 | 59.3 | 0.01 | 5.99
2015 | NYISO_A-F_2_NYISO_G-I | NYISO_A-F | NYISO_G-I | Internal | Summer | B3 | 75 | 4888 | 4888 | 50.3 | 50.97 | 0.01 | 0.65
2015 | NYISO_A-F_2_NYISO_G-I | NYISO_A-F | NYISO_G-I | Internal | Summer | B4 | 100 | 4888 | 4888 | 45.07 | 49.5 | 0.01 | 4.41
2015 | NYISO_A-F_2_NYISO_G-I | NYISO_A-F | NYISO_G-I | Internal | Summer | B5 | 200 | 4888 | 4888 | 45.07 | 49.5 | 0.01 | 4.41
2015 | NYISO_A-F_2_NYISO_G-I | NYISO_A-F | NYISO_G-I | Internal | Summer | B6 | 300 | 4888 | 4575.01 | 42.33 | 42.34 | 0.01 | 0
2015 | NYISO_A-F_2_NYISO_G-I | NYISO_A-F | NYISO_G-I | Internal | Summer | B7 | 400 | 4888 | 4282.5 | 37.27 | 37.28 | 0.01 | 0
2015 | NYISO_A-F_2_NYISO_G-I | NYISO_A-F | NYISO_G-I | Internal | Summer | B8 | 500 | 4888 | 4079.54 | 37.19 | 37.2 | 0.01 | 0
2015 | NYISO_A-F_2_NYISO_G-I | NYISO_A-F | NYISO_G-I | Internal | Summer | B9 | 800 | 4888 | 3887.06 | 37.18 | 37.19 | 0.01 | 0
2015 | NYISO_A-F_2_NYISO_G-I | NYISO_A-F | NYISO_G-I | Internal | Summer | B10 | 1262 | 4888 | 1845.94 | 37.18 | 37.19 | 0.01 | 0
2015 | NYISO_A-F_2_NYISO_G-I | NYISO_A-F | NYISO_G-I | Internal | Winter | B16 | 25 | 4888 | 4888 | 45.52 | 48.29 | 0.01 | 2.76
2015 | NYISO_A-F_2_NYISO_G-I | NYISO_A-F | NYISO_G-I | Internal | Winter | B17 | 100 | 4888 | 4888 | 43.2 | 48.28 | 0.01 | 5.07
2015 | NYISO_A-F_2_NYISO_G-I | NYISO_A-F | NYISO_G-I | Internal | Winter | B18 | 400 | 4888 | 4888 | 42.55 | 48.28 | 0.01 | 5.71
2015 | NYISO_A-F_2_NYISO_G-I | NYISO_A-F | NYISO_G-I | Internal | Winter | B19 | 700 | 4888 | 4888 | 42.55 | 47.71 | 0.01 | 5.15
2015 | NYISO_A-F_2_NYISO_G-I | NYISO_A-F | NYISO_G-I | Internal | Winter | B20 | 935 | 4888 | 4888 | 42.55 | 44.31 | 0.01 | 1.75
2015 | NYISO_A-F_2_PJM_ROM | NYISO_A-F | PJM_ROM | Internal | Shoulder | B11 | 25 | 1000 | 1000 | 41.4 | 49.43 | 8 | 0.04
2015 | NYISO_A-F_2_PJM_ROM | NYISO_A-F | PJM_ROM | Internal | Shoulder | B12 | 200 | 1000 | 0 | 39.9 | 42.64 | 8 | 0
2015 | NYISO_A-F_2_PJM_ROM | NYISO_A-F | PJM_ROM | Internal | Shoulder | B13 | 600 | 1000 | 0 | 39.87 | 39.97 | 8 | 0
2015 | NYISO_A-F_2_PJM_ROM | NYISO_A-F | PJM_ROM | Internal | Shoulder | B14 | 900 | 1000 | 0 | 38.21 | 38.57 | 8 | 0
2015 | NYISO_A-F_2_PJM_ROM | NYISO_A-F | PJM_ROM | Internal | Shoulder | B15 | 1203 | 1000 | 0 | 38.21 | 36.43 | 8 | 0
2015 | NYISO_A-F_2_PJM_ROM | NYISO_A-F | PJM_ROM | Internal | Summer | B1 | 10 | 1000 | 0 | 59.43 | 62.82 | 8 | 0
2015 | NYISO_A-F_2_PJM_ROM | NYISO_A-F | PJM_ROM | Internal | Summer | B2 | 25 | 1000 | 71.25 | 53.3 | 61.3 | 8 | 0
2015 | NYISO_A-F_2_PJM_ROM | NYISO_A-F | PJM_ROM | Internal | Summer | B3 | 75 | 1000 | 55.38 | 50.3 | 58.3 | 8 | 0
2015 | NYISO_A-F_2_PJM_ROM | NYISO_A-F | PJM_ROM | Internal | Summer | B4 | 100 | 1000 | 1000 | 45.07 | 57.48 | 8 | 4.41
2015 | NYISO_A-F_2_PJM_ROM | NYISO_A-F | PJM_ROM | Internal | Summer | B5 | 200 | 1000 | 0 | 45.07 | 49.11 | 8 | 0
2015 | NYISO_A-F_2_PJM_ROM | NYISO_A-F | PJM_ROM | Internal | Summer | B6 | 300 | 1000 | 0 | 42.33 | 44.81 | 8 | 0
2015 | NYISO_A-F_2_PJM_ROM | NYISO_A-F | PJM_ROM | Internal | Summer | B7 | 400 | 1000 | 0 | 37.27 | 38.73 | 8 | 0
2015 | NYISO_A-F_2_PJM_ROM | NYISO_A-F | PJM_ROM | Internal | Summer | B8 | 500 | 1000 | 0 | 37.19 | 37.2 | 8 | 0
2015 | NYISO_A-F_2_PJM_ROM | NYISO_A-F | PJM_ROM | Internal | Summer | B9 | 800 | 1000 | 0 | 37.18 | 35.52 | 8 | 0
2015 | NYISO_A-F_2_PJM_ROM | NYISO_A-F | PJM_ROM | Internal | Summer | B10 | 1262 | 1000 | 0 | 37.18 | 34.55 | 8 | 0
2015 | NYISO_A-F_2_PJM_ROM | NYISO_A-F | PJM_ROM | Internal | Winter | B16 | 25 | 1000 | 0 | 45.52 | 51.24 | 8 | 0
2015 | NYISO_A-F_2_PJM_ROM | NYISO_A-F | PJM_ROM | Internal | Winter | B17 | 100 | 1000 | 0 | 43.2 | 45.21 | 8 | 0
2015 | NYISO_A-F_2_PJM_ROM | NYISO_A-F | PJM_ROM | Internal | Winter | B18 | 400 | 1000 | 0 | 42.55 | 44.02 | 8 | 0
2015 | NYISO_A-F_2_PJM_ROM | NYISO_A-F | PJM_ROM | Internal | Winter | B19 | 700 | 1000 | 0 | 42.55 | 41.7 | 8 | 0
2015 | NYISO_A-F_2_PJM_ROM | NYISO_A-F | PJM_ROM | Internal | Winter | B20 | 935 | 1000 | 0 | 42.55 | 36.65 | 8 | 0
2015 | NYISO_G-I_2_NEISO | NYISO_G-I | NEISO | Internal | Shoulder | B11 | 25 | 600 | 0 | 41.41 | 36.9 | 3 | 0
2015 | NYISO_G-I_2_NEISO | NYISO_G-I | NEISO | Internal | Shoulder | B12 | 200 | 600 | 0 | 39.91 | 36.9 | 3 | 0
2015 | NYISO_G-I_2_NEISO | NYISO_G-I | NEISO | Internal | Shoulder | B13 | 600 | 600 | 0 | 39.89 | 36.9 | 3 | 0
2015 | NYISO_G-I_2_NEISO | NYISO_G-I | NEISO | Internal | Shoulder | B14 | 900 | 600 | 0 | 38.22 | 36.9 | 3 | 0
2015 | NYISO_G-I_2_NEISO | NYISO_G-I | NEISO | Internal | Shoulder | B15 | 1203 | 600 | 0 | 38.22 | 36.9 | 3 | 0
2015 | NYISO_G-I_2_NEISO | NYISO_G-I | NEISO | Internal | Summer | B1 | 10 | 600 | 0 | 68.83 | 65.85 | 3 | 0
2015 | NYISO_G-I_2_NEISO | NYISO_G-I | NEISO | Internal | Summer | B2 | 25 | 600 | 0 | 59.3 | 56.3 | 3 | 0
2015 | NYISO_G-I_2_NEISO | NYISO_G-I | NEISO | Internal | Summer | B3 | 75 | 600 | 0 | 50.97 | 47.98 | 3 | 0
2015 | NYISO_G-I_2_NEISO | NYISO_G-I | NEISO | Internal | Summer | B4 | 100 | 600 | 0 | 49.5 | 37.89 | 3 | 0
2015 | NYISO_G-I_2_NEISO | NYISO_G-I | NEISO | Internal | Summer | B5 | 200 | 600 | 0 | 49.5 | 34.2 | 3 | 0
2015 | NYISO_G-I_2_NEISO | NYISO_G-I | NEISO | Internal | Summer | B6 | 300 | 600 | 0 | 42.34 | 34.2 | 3 | 0
2015 | NYISO_G-I_2_NEISO | NYISO_G-I | NEISO | Internal | Summer | B7 | 400 | 600 | 0 | 37.28 | 34.2 | 3 | 0
2015 | NYISO_G-I_2_NEISO | NYISO_G-I | NEISO | Internal | Summer | B8 | 500 | 600 | 0 | 37.2 | 34.2 | 3 | 0
2015 | NYISO_G-I_2_NEISO | NYISO_G-I | NEISO | Internal | Summer | B9 | 800 | 600 | 0 | 37.19 | 34.2 | 3 | 0
2015 | NYISO_G-I_2_NEISO | NYISO_G-I | NEISO | Internal | Summer | B10 | 1262 | 600 | 0 | 37.19 | 34.2 | 3 | 0
2015 | NYISO_G-I_2_NEISO | NYISO_G-I | NEISO | Internal | Winter | B16 | 25 | 600 | 0 | 48.29 | 45.29 | 3 | 0
2015 | NYISO_G-I_2_NEISO | NYISO_G-I | NEISO | Internal | Winter | B17 | 100 | 600 | 0 | 48.28 | 45.29 | 3 | 0
2015 | NYISO_G-I_2_NEISO | NYISO_G-I | NEISO | Internal | Winter | B18 | 400 | 600 | 0 | 48.28 | 45.29 | 3 | 0
2015 | NYISO_G-I_2_NEISO | NYISO_G-I | NEISO | Internal | Winter | B19 | 700 | 600 | 0 | 47.71 | 45.29 | 3 | 0
2015 | NYISO_G-I_2_NEISO | NYISO_G-I | NEISO | Internal | Winter | B20 | 935 | 600 | 0 | 44.31 | 45.29 | 3 | 0
2015 | NYISO_G-I_2_NYISO_A-F | NYISO_G-I | NYISO_A-F | Internal | Shoulder | B11 | 25 | 2637 | 0 | 41.41 | 41.4 | 0.01 | 0
2015 | NYISO_G-I_2_NYISO_A-F | NYISO_G-I | NYISO_A-F | Internal | Shoulder | B12 | 200 | 2637 | 0 | 39.91 | 39.9 | 0.01 | 0
2015 | NYISO_G-I_2_NYISO_A-F | NYISO_G-I | NYISO_A-F | Internal | Shoulder | B13 | 600 | 2637 | 0 | 39.89 | 39.87 | 0.01 | 0
2015 | NYISO_G-I_2_NYISO_A-F | NYISO_G-I | NYISO_A-F | Internal | Shoulder | B14 | 900 | 2637 | 0 | 38.22 | 38.21 | 0.01 | 0
2015 | NYISO_G-I_2_NYISO_A-F | NYISO_G-I | NYISO_A-F | Internal | Shoulder | B15 | 1203 | 2637 | 0 | 38.22 | 38.21 | 0.01 | 0
2015 | NYISO_G-I_2_NYISO_A-F | NYISO_G-I | NYISO_A-F | Internal | Summer | B1 | 10 | 2637 | 0 | 68.83 | 59.43 | 0.01 | 0
2015 | NYISO_G-I_2_NYISO_A-F | NYISO_G-I | NYISO_A-F | Internal | Summer | B2 | 25 | 2637 | 0 | 59.3 | 53.3 | 0.01 | 0
2015 | NYISO_G-I_2_NYISO_A-F | NYISO_G-I | NYISO_A-F | Internal | Summer | B3 | 75 | 2637 | 0 | 50.97 | 50.3 | 0.01 | 0
2015 | NYISO_G-I_2_NYISO_A-F | NYISO_G-I | NYISO_A-F | Internal | Summer | B4 | 100 | 2637 | 0 | 49.5 | 45.07 | 0.01 | 0
2015 | NYISO_G-I_2_NYISO_A-F | NYISO_G-I | NYISO_A-F | Internal | Summer | B5 | 200 | 2637 | 0 | 49.5 | 45.07 | 0.01 | 0
2015 | NYISO_G-I_2_NYISO_A-F | NYISO_G-I | NYISO_A-F | Internal | Summer | B6 | 300 | 2637 | 0 | 42.34 | 42.33 | 0.01 | 0
2015 | NYISO_G-I_2_NYISO_A-F | NYISO_G-I | NYISO_A-F | Internal | Summer | B7 | 400 | 2637 | 0 | 37.28 | 37.27 | 0.01 | 0
2015 | NYISO_G-I_2_NYISO_A-F | NYISO_G-I | NYISO_A-F | Internal | Summer | B8 | 500 | 2637 | 0 | 37.2 | 37.19 | 0.01 | 0
2015 | NYISO_G-I_2_NYISO_A-F | NYISO_G-I | NYISO_A-F | Internal | Summer | B9 | 800 | 2637 | 0 | 37.19 | 37.18 | 0.01 | 0
2015 | NYISO_G-I_2_NYISO_A-F | NYISO_G-I | NYISO_A-F | Internal | Summer | B10 | 1262 | 2637 | 0 | 37.19 | 37.18 | 0.01 | 0
2015 | NYISO_G-I_2_NYISO_A-F | NYISO_G-I | NYISO_A-F | Internal | Winter | B16 | 25 | 2637 | 0 | 48.29 | 45.52 | 0.01 | 0
2015 | NYISO_G-I_2_NYISO_A-F | NYISO_G-I | NYISO_A-F | Internal | Winter | B17 | 100 | 2637 | 0 | 48.28 | 43.2 | 0.01 | 0
2015 | NYISO_G-I_2_NYISO_A-F | NYISO_G-I | NYISO_A-F | Internal | Winter | B18 | 400 | 2637 | 0 | 48.28 | 42.55 | 0.01 | 0
2015 | NYISO_G-I_2_NYISO_A-F | NYISO_G-I | NYISO_A-F | Internal | Winter | B19 | 700 | 2637 | 0 | 47.71 | 42.55 | 0.01 | 0
2015 | NYISO_G-I_2_NYISO_A-F | NYISO_G-I | NYISO_A-F | Internal | Winter | B20 | 935 | 2637 | 0 | 44.31 | 42.55 | 0.01 | 0
2015 | NYISO_G-I_2_NYISO_J-K | NYISO_G-I | NYISO_J-K | Internal | Shoulder | B11 | 25 | 6130 | 4019.05 | 41.41 | 41.42 | 0.01 | 0
2015 | NYISO_G-I_2_NYISO_J-K | NYISO_G-I | NYISO_J-K | Internal | Shoulder | B12 | 200 | 6130 | 4666.37 | 39.91 | 39.92 | 0.01 | 0
2015 | NYISO_G-I_2_NYISO_J-K | NYISO_G-I | NYISO_J-K | Internal | Shoulder | B13 | 600 | 6130 | 4508.21 | 39.89 | 39.9 | 0.01 | 0
2015 | NYISO_G-I_2_NYISO_J-K | NYISO_G-I | NYISO_J-K | Internal | Shoulder | B14 | 900 | 6130 | 4224.68 | 38.22 | 38.24 | 0.01 | 0
2015 | NYISO_G-I_2_NYISO_J-K | NYISO_G-I | NYISO_J-K | Internal | Shoulder | B15 | 1203 | 6130 | 2627.95 | 38.22 | 38.24 | 0.01 | 0
2015 | NYISO_G-I_2_NYISO_J-K | NYISO_G-I | NYISO_J-K | Internal | Summer | B1 | 10 | 6130 | 4663.95 | 68.83 | 68.85 | 0.01 | 0
2015 | NYISO_G-I_2_NYISO_J-K | NYISO_G-I | NYISO_J-K | Internal | Summer | B2 | 25 | 6130 | 4475.57 | 59.3 | 59.31 | 0.01 | 0
2015 | NYISO_G-I_2_NYISO_J-K | NYISO_G-I | NYISO_J-K | Internal | Summer | B3 | 75 | 6130 | 4746.66 | 50.97 | 50.98 | 0.01 | 0
2015 | NYISO_G-I_2_NYISO_J-K | NYISO_G-I | NYISO_J-K | Internal | Summer | B4 | 100 | 6130 | 5511.15 | 49.5 | 49.51 | 0.01 | 0
2015 | NYISO_G-I_2_NYISO_J-K | NYISO_G-I | NYISO_J-K | Internal | Summer | B5 | 200 | 6130 | 5743.92 | 49.5 | 49.51 | 0.01 | 0
2015 | NYISO_G-I_2_NYISO_J-K | NYISO_G-I | NYISO_J-K | Internal | Summer | B6 | 300 | 6130 | 5622.35 | 42.34 | 42.35 | 0.01 | 0
2015 | NYISO_G-I_2_NYISO_J-K | NYISO_G-I | NYISO_J-K | Internal | Summer | B7 | 400 | 6130 | 5503.59 | 37.28 | 37.29 | 0.01 | 0
2015 | NYISO_G-I_2_NYISO_J-K | NYISO_G-I | NYISO_J-K | Internal | Summer | B8 | 500 | 6130 | 5376.57 | 37.2 | 37.21 | 0.01 | 0
2015 | NYISO_G-I_2_NYISO_J-K | NYISO_G-I | NYISO_J-K | Internal | Summer | B9 | 800 | 6130 | 4861.98 | 37.19 | 37.2 | 0.01 | 0
2015 | NYISO_G-I_2_NYISO_J-K | NYISO_G-I | NYISO_J-K | Internal | Summer | B10 | 1262 | 6130 | 3255.42 | 37.19 | 37.2 | 0.01 | 0
2015 | NYISO_G-I_2_NYISO_J-K | NYISO_G-I | NYISO_J-K | Internal | Winter | B16 | 25 | 6130 | 5938.24 | 48.29 | 48.3 | 0.01 | 0
2015 | NYISO_G-I_2_NYISO_J-K | NYISO_G-I | NYISO_J-K | Internal | Winter | B17 | 100 | 6130 | 5598.67 | 48.28 | 48.29 | 0.01 | 0
2015 | NYISO_G-I_2_NYISO_J-K | NYISO_G-I | NYISO_J-K | Internal | Winter | B18 | 400 | 6130 | 5670.24 | 48.28 | 48.29 | 0.01 | 0
2015 | NYISO_G-I_2_NYISO_J-K | NYISO_G-I | NYISO_J-K | Internal | Winter | B19 | 700 | 6130 | 6130 | 47.71 | 48.14 | 0.01 | 0.41
2015 | NYISO_G-I_2_NYISO_J-K | NYISO_G-I | NYISO_J-K | Internal | Winter | B20 | 935 | 6130 | 5666.41 | 44.31 | 44.32 | 0.01 | 0
2015 | NYISO_G-I_2_PJM_E | NYISO_G-I | PJM_E | Internal | Shoulder | B11 | 25 | 1500 | 1500 | 41.41 | 49.42 | 8 | 0.01
2015 | NYISO_G-I_2_PJM_E | NYISO_G-I | PJM_E | Internal | Shoulder | B12 | 200 | 1500 | 0 | 39.91 | 42.66 | 8 | 0
2015 | NYISO_G-I_2_PJM_E | NYISO_G-I | PJM_E | Internal | Shoulder | B13 | 600 | 1500 | 0 | 39.89 | 39.98 | 8 | 0
2015 | NYISO_G-I_2_PJM_E | NYISO_G-I | PJM_E | Internal | Shoulder | B14 | 900 | 1500 | 0 | 38.22 | 38.58 | 8 | 0
2015 | NYISO_G-I_2_PJM_E | NYISO_G-I | PJM_E | Internal | Shoulder | B15 | 1203 | 1500 | 0 | 38.22 | 36.44 | 8 | 0
2015 | NYISO_G-I_2_PJM_E | NYISO_G-I | PJM_E | Internal | Summer | B1 | 10 | 1500 | 0 | 68.83 | 62.83 | 8 | 0
2015 | NYISO_G-I_2_PJM_E | NYISO_G-I | PJM_E | Internal | Summer | B2 | 25 | 1500 | 0 | 59.3 | 61.31 | 8 | 0
2015 | NYISO_G-I_2_PJM_E | NYISO_G-I | PJM_E | Internal | Summer | B3 | 75 | 1500 | 0 | 50.97 | 58.31 | 8 | 0
2015 | NYISO_G-I_2_PJM_E | NYISO_G-I | PJM_E | Internal | Summer | B4 | 100 | 1500 | 99.54 | 49.5 | 57.5 | 8 | 0
2015 | NYISO_G-I_2_PJM_E | NYISO_G-I | PJM_E | Internal | Summer | B5 | 200 | 1500 | 0 | 49.5 | 49.12 | 8 | 0
2015 | NYISO_G-I_2_PJM_E | NYISO_G-I | PJM_E | Internal | Summer | B6 | 300 | 1500 | 0 | 42.34 | 44.82 | 8 | 0
2015 | NYISO_G-I_2_PJM_E | NYISO_G-I | PJM_E | Internal | Summer | B7 | 400 | 1500 | 0 | 37.28 | 38.74 | 8 | 0
2015 | NYISO_G-I_2_PJM_E | NYISO_G-I | PJM_E | Internal | Summer | B8 | 500 | 1500 | 0 | 37.2 | 37.21 | 8 | 0
2015 | NYISO_G-I_2_PJM_E | NYISO_G-I | PJM_E | Internal | Summer | B9 | 800 | 1500 | 0 | 37.19 | 35.53 | 8 | 0
2015 | NYISO_G-I_2_PJM_E | NYISO_G-I | PJM_E | Internal | Summer | B10 | 1262 | 1500 | 0 | 37.19 | 34.56 | 8 | 0
2015 | NYISO_G-I_2_PJM_E | NYISO_G-I | PJM_E | Internal | Winter | B16 | 25 | 1500 | 0 | 48.29 | 51.25 | 8 | 0
2015 | NYISO_G-I_2_PJM_E | NYISO_G-I | PJM_E | Internal | Winter | B17 | 100 | 1500 | 0 | 48.28 | 45.22 | 8 | 0
2015 | NYISO_G-I_2_PJM_E | NYISO_G-I | PJM_E | Internal | Winter | B18 | 400 | 1500 | 0 | 48.28 | 44.03 | 8 | 0
2015 | NYISO_G-I_2_PJM_E | NYISO_G-I | PJM_E | Internal | Winter | B19 | 700 | 1500 | 0 | 47.71 | 41.71 | 8 | 0
2015 | NYISO_G-I_2_PJM_E | NYISO_G-I | PJM_E | Internal | Winter | B20 | 935 | 1500 | 0 | 44.31 | 36.66 | 8 | 0
2015 | NYISO_J-K_2_NEISO | NYISO_J-K | NEISO | Internal | Shoulder | B11 | 25 | 90 | 0 | 41.42 | 36.9 | 3 | 0
2015 | NYISO_J-K_2_NEISO | NYISO_J-K | NEISO | Internal | Shoulder | B12 | 200 | 90 | 0 | 39.92 | 36.9 | 3 | 0
2015 | NYISO_J-K_2_NEISO | NYISO_J-K | NEISO | Internal | Shoulder | B13 | 600 | 90 | 0 | 39.9 | 36.9 | 3 | 0
2015 | NYISO_J-K_2_NEISO | NYISO_J-K | NEISO | Internal | Shoulder | B14 | 900 | 90 | 0 | 38.24 | 36.9 | 3 | 0
2015 | NYISO_J-K_2_NEISO | NYISO_J-K | NEISO | Internal | Shoulder | B15 | 1203 | 90 | 0 | 38.24 | 36.9 | 3 | 0
2015 | NYISO_J-K_2_NEISO | NYISO_J-K | NEISO | Internal | Summer | B1 | 10 | 90 | 0 | 68.85 | 65.85 | 3 | 0
2015 | NYISO_J-K_2_NEISO | NYISO_J-K | NEISO | Internal | Summer | B2 | 25 | 90 | 0 | 59.31 | 56.3 | 3 | 0
2015 | NYISO_J-K_2_NEISO | NYISO_J-K | NEISO | Internal | Summer | B3 | 75 | 90 | 0 | 50.98 | 47.98 | 3 | 0
2015 | NYISO_J-K_2_NEISO | NYISO_J-K | NEISO | Internal | Summer | B4 | 100 | 90 | 0 | 49.51 | 37.89 | 3 | 0
2015 | NYISO_J-K_2_NEISO | NYISO_J-K | NEISO | Internal | Summer | B5 | 200 | 90 | 0 | 49.51 | 34.2 | 3 | 0
2015 | NYISO_J-K_2_NEISO | NYISO_J-K | NEISO | Internal | Summer | B6 | 300 | 90 | 0 | 42.35 | 34.2 | 3 | 0
2015 | NYISO_J-K_2_NEISO | NYISO_J-K | NEISO | Internal | Summer | B7 | 400 | 90 | 0 | 37.29 | 34.2 | 3 | 0
2015 | NYISO_J-K_2_NEISO | NYISO_J-K | NEISO | Internal | Summer | B8 | 500 | 90 | 0 | 37.21 | 34.2 | 3 | 0
2015 | NYISO_J-K_2_NEISO | NYISO_J-K | NEISO | Internal | Summer | B9 | 800 | 90 | 0 | 37.2 | 34.2 | 3 | 0
2015 | NYISO_J-K_2_NEISO | NYISO_J-K | NEISO | Internal | Summer | B10 | 1262 | 90 | 0 | 37.2 | 34.2 | 3 | 0
2015 | NYISO_J-K_2_NEISO | NYISO_J-K | NEISO | Internal | Winter | B16 | 25 | 90 | 0 | 48.3 | 45.29 | 3 | 0
2015 | NYISO_J-K_2_NEISO | NYISO_J-K | NEISO | Internal | Winter | B17 | 100 | 90 | 0 | 48.29 | 45.29 | 3 | 0
2015 | NYISO_J-K_2_NEISO | NYISO_J-K | NEISO | Internal | Winter | B18 | 400 | 90 | 0 | 48.29 | 45.29 | 3 | 0
2015 | NYISO_J-K_2_NEISO | NYISO_J-K | NEISO | Internal | Winter | B19 | 700 | 90 | 0 | 48.14 | 45.29 | 3 | 0
2015 | NYISO_J-K_2_NEISO | NYISO_J-K | NEISO | Internal | Winter | B20 | 935 | 90 | 0 | 44.32 | 45.29 | 3 | 0
2015 | NYISO_J-K_2_NYISO_G-I | NYISO_J-K | NYISO_G-I | Internal | Shoulder | B11 | 25 | 1999 | 0 | 41.42 | 41.41 | 0.01 | 0
2015 | NYISO_J-K_2_NYISO_G-I | NYISO_J-K | NYISO_G-I | Internal | Shoulder | B12 | 200 | 1999 | 0 | 39.92 | 39.91 | 0.01 | 0
2015 | NYISO_J-K_2_NYISO_G-I | NYISO_J-K | NYISO_G-I | Internal | Shoulder | B13 | 600 | 1999 | 0 | 39.9 | 39.89 | 0.01 | 0
2015 | NYISO_J-K_2_NYISO_G-I | NYISO_J-K | NYISO_G-I | Internal | Shoulder | B14 | 900 | 1999 | 0 | 38.24 | 38.22 | 0.01 | 0
2015 | NYISO_J-K_2_NYISO_G-I | NYISO_J-K | NYISO_G-I | Internal | Shoulder | B15 | 1203 | 1999 | 0 | 38.24 | 38.22 | 0.01 | 0
2015 | NYISO_J-K_2_NYISO_G-I | NYISO_J-K | NYISO_G-I | Internal | Summer | B1 | 10 | 1999 | 0 | 68.85 | 68.83 | 0.01 | 0
2015 | NYISO_J-K_2_NYISO_G-I | NYISO_J-K | NYISO_G-I | Internal | Summer | B2 | 25 | 1999 | 0 | 59.31 | 59.3 | 0.01 | 0
2015 | NYISO_J-K_2_NYISO_G-I | NYISO_J-K | NYISO_G-I | Internal | Summer | B3 | 75 | 1999 | 0 | 50.98 | 50.97 | 0.01 | 0
2015 | NYISO_J-K_2_NYISO_G-I | NYISO_J-K | NYISO_G-I | Internal | Summer | B4 | 100 | 1999 | 0 | 49.51 | 49.5 | 0.01 | 0
2015 | NYISO_J-K_2_NYISO_G-I | NYISO_J-K | NYISO_G-I | Internal | Summer | B5 | 200 | 1999 | 0 | 49.51 | 49.5 | 0.01 | 0
2015 | NYISO_J-K_2_NYISO_G-I | NYISO_J-K | NYISO_G-I | Internal | Summer | B6 | 300 | 1999 | 0 | 42.35 | 42.34 | 0.01 | 0
2015 | NYISO_J-K_2_NYISO_G-I | NYISO_J-K | NYISO_G-I | Internal | Summer | B7 | 400 | 1999 | 0 | 37.29 | 37.28 | 0.01 | 0
2015 | NYISO_J-K_2_NYISO_G-I | NYISO_J-K | NYISO_G-I | Internal | Summer | B8 | 500 | 1999 | 0 | 37.21 | 37.2 | 0.01 | 0
2015 | NYISO_J-K_2_NYISO_G-I | NYISO_J-K | NYISO_G-I | Internal | Summer | B9 | 800 | 1999 | 0 | 37.2 | 37.19 | 0.01 | 0
2015 | NYISO_J-K_2_NYISO_G-I | NYISO_J-K | NYISO_G-I | Internal | Summer | B10 | 1262 | 1999 | 0 | 37.2 | 37.19 | 0.01 | 0
2015 | NYISO_J-K_2_NYISO_G-I | NYISO_J-K | NYISO_G-I | Internal | Winter | B16 | 25 | 1999 | 0 | 48.3 | 48.29 | 0.01 | 0
2015 | NYISO_J-K_2_NYISO_G-I | NYISO_J-K | NYISO_G-I | Internal | Winter | B17 | 100 | 1999 | 0 | 48.29 | 48.28 | 0.01 | 0
2015 | NYISO_J-K_2_NYISO_G-I | NYISO_J-K | NYISO_G-I | Internal | Winter | B18 | 400 | 1999 | 0 | 48.29 | 48.28 | 0.01 | 0
2015 | NYISO_J-K_2_NYISO_G-I | NYISO_J-K | NYISO_G-I | Internal | Winter | B19 | 700 | 1999 | 0 | 48.14 | 47.71 | 0.01 | 0
2015 | NYISO_J-K_2_NYISO_G-I | NYISO_J-K | NYISO_G-I | Internal | Winter | B20 | 935 | 1999 | 0 | 44.32 | 44.31 | 0.01 | 0
2015 | NYISO_J-K_2_PJM_E | NYISO_J-K | PJM_E | Internal | Shoulder | B11 | 25 | 330 | 12.89 | 41.42 | 49.42 | 8 | 0
2015 | NYISO_J-K_2_PJM_E | NYISO_J-K | PJM_E | Internal | Shoulder | B12 | 200 | 330 | 0 | 39.92 | 42.66 | 8 | 0
2015 | NYISO_J-K_2_PJM_E | NYISO_J-K | PJM_E | Internal | Shoulder | B13 | 600 | 330 | 0 | 39.9 | 39.98 | 8 | 0
2015 | NYISO_J-K_2_PJM_E | NYISO_J-K | PJM_E | Internal | Shoulder | B14 | 900 | 330 | 0 | 38.24 | 38.58 | 8 | 0
2015 | NYISO_J-K_2_PJM_E | NYISO_J-K | PJM_E | Internal | Shoulder | B15 | 1203 | 330 | 0 | 38.24 | 36.44 | 8 | 0
2015 | NYISO_J-K_2_PJM_E | NYISO_J-K | PJM_E | Internal | Summer | B1 | 10 | 330 | 0 | 68.85 | 62.83 | 8 | 0
2015 | NYISO_J-K_2_PJM_E | NYISO_J-K | PJM_E | Internal | Summer | B2 | 25 | 330 | 0 | 59.31 | 61.31 | 8 | 0
2015 | NYISO_J-K_2_PJM_E | NYISO_J-K | PJM_E | Internal | Summer | B3 | 75 | 330 | 0 | 50.98 | 58.31 | 8 | 0
2015 | NYISO_J-K_2_PJM_E | NYISO_J-K | PJM_E | Internal | Summer | B4 | 100 | 330 | 0 | 49.51 | 57.5 | 8 | 0
2015 | NYISO_J-K_2_PJM_E | NYISO_J-K | PJM_E | Internal | Summer | B5 | 200 | 330 | 0 | 49.51 | 49.12 | 8 | 0
2015 | NYISO_J-K_2_PJM_E | NYISO_J-K | PJM_E | Internal | Summer | B6 | 300 | 330 | 0 | 42.35 | 44.82 | 8 | 0
2015 | NYISO_J-K_2_PJM_E | NYISO_J-K | PJM_E | Internal | Summer | B7 | 400 | 330 | 0 | 37.29 | 38.74 | 8 | 0
2015 | NYISO_J-K_2_PJM_E | NYISO_J-K | PJM_E | Internal | Summer | B8 | 500 | 330 | 0 | 37.21 | 37.21 | 8 | 0
2015 | NYISO_J-K_2_PJM_E | NYISO_J-K | PJM_E | Internal | Summer | B9 | 800 | 330 | 0 | 37.2 | 35.53 | 8 | 0
2015 | NYISO_J-K_2_PJM_E | NYISO_J-K | PJM_E | Internal | Summer | B10 | 1262 | 330 | 0 | 37.2 | 34.56 | 8 | 0
2015 | NYISO_J-K_2_PJM_E | NYISO_J-K | PJM_E | Internal | Winter | B16 | 25 | 330 | 0 | 48.3 | 51.25 | 8 | 0
2015 | NYISO_J-K_2_PJM_E | NYISO_J-K | PJM_E | Internal | Winter | B17 | 100 | 330 | 0 | 48.29 | 45.22 | 8 | 0
2015 | NYISO_J-K_2_PJM_E | NYISO_J-K | PJM_E | Internal | Winter | B18 | 400 | 330 | 0 | 48.29 | 44.03 | 8 | 0
2015 | NYISO_J-K_2_PJM_E | NYISO_J-K | PJM_E | Internal | Winter | B19 | 700 | 330 | 0 | 48.14 | 41.71 | 8 | 0
2015 | NYISO_J-K_2_PJM_E | NYISO_J-K | PJM_E | Internal | Winter | B20 | 935 | 330 | 0 | 44.32 | 36.66 | 8 | 0
2015 | PJM_E_2_NYISO_G-I | PJM_E | NYISO_G-I | Internal | Shoulder | B11 | 25 | 500 | 0 | 49.42 | 41.41 | 6 | 0
2015 | PJM_E_2_NYISO_G-I | PJM_E | NYISO_G-I | Internal | Shoulder | B12 | 200 | 500 | 0 | 42.66 | 39.91 | 6 | 0
2015 | PJM_E_2_NYISO_G-I | PJM_E | NYISO_G-I | Internal | Shoulder | B13 | 600 | 500 | 0 | 39.98 | 39.89 | 6 | 0
2015 | PJM_E_2_NYISO_G-I | PJM_E | NYISO_G-I | Internal | Shoulder | B14 | 900 | 500 | 0 | 38.58 | 38.22 | 6 | 0
2015 | PJM_E_2_NYISO_G-I | PJM_E | NYISO_G-I | Internal | Shoulder | B15 | 1203 | 500 | 0 | 36.44 | 38.22 | 6 | 0
2015 | PJM_E_2_NYISO_G-I | PJM_E | NYISO_G-I | Internal | Summer | B1 | 10 | 500 | 474.81 | 62.83 | 68.83 | 6 | 0
2015 | PJM_E_2_NYISO_G-I | PJM_E | NYISO_G-I | Internal | Summer | B2 | 25 | 500 | 0 | 61.31 | 59.3 | 6 | 0
2015 | PJM_E_2_NYISO_G-I | PJM_E | NYISO_G-I | Internal | Summer | B3 | 75 | 500 | 0 | 58.31 | 50.97 | 6 | 0
2015 | PJM_E_2_NYISO_G-I | PJM_E | NYISO_G-I | Internal | Summer | B4 | 100 | 500 | 0 | 57.5 | 49.5 | 6 | 0
2015 | PJM_E_2_NYISO_G-I | PJM_E | NYISO_G-I | Internal | Summer | B5 | 200 | 500 | 0 | 49.12 | 49.5 | 6 | 0
2015 | PJM_E_2_NYISO_G-I | PJM_E | NYISO_G-I | Internal | Summer | B6 | 300 | 500 | 0 | 44.82 | 42.34 | 6 | 0
2015 | PJM_E_2_NYISO_G-I | PJM_E | NYISO_G-I | Internal | Summer | B7 | 400 | 500 | 0 | 38.74 | 37.28 | 6 | 0
2015 | PJM_E_2_NYISO_G-I | PJM_E | NYISO_G-I | Internal | Summer | B8 | 500 | 500 | 0 | 37.21 | 37.2 | 6 | 0
2015 | PJM_E_2_NYISO_G-I | PJM_E | NYISO_G-I | Internal | Summer | B9 | 800 | 500 | 0 | 35.53 | 37.19 | 6 | 0
2015 | PJM_E_2_NYISO_G-I | PJM_E | NYISO_G-I | Internal | Summer | B10 | 1262 | 500 | 0 | 34.56 | 37.19 | 6 | 0
2015 | PJM_E_2_NYISO_G-I | PJM_E | NYISO_G-I | Internal | Winter | B16 | 25 | 500 | 0 | 51.25 | 48.29 | 6 | 0
2015 | PJM_E_2_NYISO_G-I | PJM_E | NYISO_G-I | Internal | Winter | B17 | 100 | 500 | 0 | 45.22 | 48.28 | 6 | 0
2015 | PJM_E_2_NYISO_G-I | PJM_E | NYISO_G-I | Internal | Winter | B18 | 400 | 500 | 0 | 44.03 | 48.28 | 6 | 0
2015 | PJM_E_2_NYISO_G-I | PJM_E | NYISO_G-I | Internal | Winter | B19 | 700 | 500 | 289.85 | 41.71 | 47.71 | 6 | 0
2015 | PJM_E_2_NYISO_G-I | PJM_E | NYISO_G-I | Internal | Winter | B20 | 935 | 500 | 500 | 36.66 | 44.31 | 6 | 1.65
2015 | PJM_E_2_NYISO_J-K | PJM_E | NYISO_J-K | Internal | Shoulder | B11 | 25 | 330 | 0 | 49.42 | 41.42 | 6 | 0
2015 | PJM_E_2_NYISO_J-K | PJM_E | NYISO_J-K | Internal | Shoulder | B12 | 200 | 330 | 0 | 42.66 | 39.92 | 6 | 0
2015 | PJM_E_2_NYISO_J-K | PJM_E | NYISO_J-K | Internal | Shoulder | B13 | 600 | 330 | 0 | 39.98 | 39.9 | 6 | 0
2015 | PJM_E_2_NYISO_J-K | PJM_E | NYISO_J-K | Internal | Shoulder | B14 | 900 | 330 | 0 | 38.58 | 38.24 | 6 | 0
2015 | PJM_E_2_NYISO_J-K | PJM_E | NYISO_J-K | Internal | Shoulder | B15 | 1203 | 330 | 0 | 36.44 | 38.24 | 6 | 0
2015 | PJM_E_2_NYISO_J-K | PJM_E | NYISO_J-K | Internal | Summer | B1 | 10 | 330 | 330 | 62.83 | 68.85 | 6 | 0.01
2015 | PJM_E_2_NYISO_J-K | PJM_E | NYISO_J-K | Internal | Summer | B2 | 25 | 330 | 0 | 61.31 | 59.31 | 6 | 0
2015 | PJM_E_2_NYISO_J-K | PJM_E | NYISO_J-K | Internal | Summer | B3 | 75 | 330 | 0 | 58.31 | 50.98 | 6 | 0
2015 | PJM_E_2_NYISO_J-K | PJM_E | NYISO_J-K | Internal | Summer | B4 | 100 | 330 | 0 | 57.5 | 49.51 | 6 | 0
2015 | PJM_E_2_NYISO_J-K | PJM_E | NYISO_J-K | Internal | Summer | B5 | 200 | 330 | 0 | 49.12 | 49.51 | 6 | 0
2015 | PJM_E_2_NYISO_J-K | PJM_E | NYISO_J-K | Internal | Summer | B6 | 300 | 330 | 0 | 44.82 | 42.35 | 6 | 0
2015 | PJM_E_2_NYISO_J-K | PJM_E | NYISO_J-K | Internal | Summer | B7 | 400 | 330 | 0 | 38.74 | 37.29 | 6 | 0
2015 | PJM_E_2_NYISO_J-K | PJM_E | NYISO_J-K | Internal | Summer | B8 | 500 | 330 | 0 | 37.21 | 37.21 | 6 | 0
2015 | PJM_E_2_NYISO_J-K | PJM_E | NYISO_J-K | Internal | Summer | B9 | 800 | 330 | 0 | 35.53 | 37.2 | 6 | 0
2015 | PJM_E_2_NYISO_J-K | PJM_E | NYISO_J-K | Internal | Summer | B10 | 1262 | 330 | 0 | 34.56 | 37.2 | 6 | 0
2015 | PJM_E_2_NYISO_J-K | PJM_E | NYISO_J-K | Internal | Winter | B16 | 25 | 330 | 0 | 51.25 | 48.3 | 6 | 0
2015 | PJM_E_2_NYISO_J-K | PJM_E | NYISO_J-K | Internal | Winter | B17 | 100 | 330 | 0 | 45.22 | 48.29 | 6 | 0
2015 | PJM_E_2_NYISO_J-K | PJM_E | NYISO_J-K | Internal | Winter | B18 | 400 | 330 | 0 | 44.03 | 48.29 | 6 | 0
2015 | PJM_E_2_NYISO_J-K | PJM_E | NYISO_J-K | Internal | Winter | B19 | 700 | 330 | 330 | 41.71 | 48.14 | 6 | 0.43
2015 | PJM_E_2_NYISO_J-K | PJM_E | NYISO_J-K | Internal | Winter | B20 | 935 | 330 | 330 | 36.66 | 44.32 | 6 | 1.66
2015 | PJM_E_2_PJM_ROM | PJM_E | PJM_ROM | Internal | Shoulder | B11 | 25 | 8000 | 3276.27 | 49.42 | 49.43 | 0.01 | 0
2015 | PJM_E_2_PJM_ROM | PJM_E | PJM_ROM | Internal | Shoulder | B12 | 200 | 8000 | 0 | 42.66 | 42.64 | 0.01 | 0
2015 | PJM_E_2_PJM_ROM | PJM_E | PJM_ROM | Internal | Shoulder | B13 | 600 | 8000 | 0 | 39.98 | 39.97 | 0.01 | 0
2015 | PJM_E_2_PJM_ROM | PJM_E | PJM_ROM | Internal | Shoulder | B14 | 900 | 8000 | 0 | 38.58 | 38.57 | 0.01 | 0
2015 | PJM_E_2_PJM_ROM | PJM_E | PJM_ROM | Internal | Shoulder | B15 | 1203 | 8000 | 0 | 36.44 | 36.43 | 0.01 | 0
2015 | PJM_E_2_PJM_ROM | PJM_E | PJM_ROM | Internal | Summer | B1 | 10 | 8000 | 0 | 62.83 | 62.82 | 0.01 | 0
2015 | PJM_E_2_PJM_ROM | PJM_E | PJM_ROM | Internal | Summer | B2 | 25 | 8000 | 0 | 61.31 | 61.3 | 0.01 | 0
2015 | PJM_E_2_PJM_ROM | PJM_E | PJM_ROM | Internal | Summer | B3 | 75 | 8000 | 0 | 58.31 | 58.3 | 0.01 | 0
2015 | PJM_E_2_PJM_ROM | PJM_E | PJM_ROM | Internal | Summer | B4 | 100 | 8000 | 0 | 57.5 | 57.48 | 0.01 | 0
2015 | PJM_E_2_PJM_ROM | PJM_E | PJM_ROM | Internal | Summer | B5 | 200 | 8000 | 0 | 49.12 | 49.11 | 0.01 | 0
2015 | PJM_E_2_PJM_ROM | PJM_E | PJM_ROM | Internal | Summer | B6 | 300 | 8000 | 0 | 44.82 | 44.81 | 0.01 | 0
2015 | PJM_E_2_PJM_ROM | PJM_E | PJM_ROM | Internal | Summer | B7 | 400 | 8000 | 0 | 38.74 | 38.73 | 0.01 | 0
2015 | PJM_E_2_PJM_ROM | PJM_E | PJM_ROM | Internal | Summer | B8 | 500 | 8000 | 0 | 37.21 | 37.2 | 0.01 | 0
2015 | PJM_E_2_PJM_ROM | PJM_E | PJM_ROM | Internal | Summer | B9 | 800 | 8000 | 0 | 35.53 | 35.52 | 0.01 | 0
2015 | PJM_E_2_PJM_ROM | PJM_E | PJM_ROM | Internal | Summer | B10 | 1262 | 8000 | 0 | 34.56 | 34.55 | 0.01 | 0
2015 | PJM_E_2_PJM_ROM | PJM_E | PJM_ROM | Internal | Winter | B16 | 25 | 8000 | 0 | 51.25 | 51.24 | 0.01 | 0
2015 | PJM_E_2_PJM_ROM | PJM_E | PJM_ROM | Internal | Winter | B17 | 100 | 8000 | 0 | 45.22 | 45.21 | 0.01 | 0
2015 | PJM_E_2_PJM_ROM | PJM_E | PJM_ROM | Internal | Winter | B18 | 400 | 8000 | 0 | 44.03 | 44.02 | 0.01 | 0
2015 | PJM_E_2_PJM_ROM | PJM_E | PJM_ROM | Internal | Winter | B19 | 700 | 8000 | 0 | 41.71 | 41.7 | 0.01 | 0
2015 | PJM_E_2_PJM_ROM | PJM_E | PJM_ROM | Internal | Winter | B20 | 935 | 8000 | 0 | 36.66 | 36.65 | 0.01 | 0
2015 | PJM_ROR_2_MISO_IN | PJM_ROR | MISO_IN | Internal | Shoulder | B11 | 25 | 909 | 0 | 49.45 | 48 | 2 | 0
2015 | PJM_ROR_2_MISO_IN | PJM_ROR | MISO_IN | Internal | Shoulder | B12 | 200 | 909 | 0 | 42.63 | 40.64 | 2 | 0
2015 | PJM_ROR_2_MISO_IN | PJM_ROR | MISO_IN | Internal | Shoulder | B13 | 600 | 909 | 0 | 39.96 | 37.97 | 2 | 0
2015 | PJM_ROR_2_MISO_IN | PJM_ROR | MISO_IN | Internal | Shoulder | B14 | 900 | 909 | 0 | 38.55 | 36.55 | 2 | 0
2015 | PJM_ROR_2_MISO_IN | PJM_ROR | MISO_IN | Internal | Shoulder | B15 | 1203 | 909 | 0 | 35.43 | 33.79 | 2 | 0
2015 | PJM_ROR_2_MISO_IN | PJM_ROR | MISO_IN | Internal | Summer | B1 | 10 | 909 | 0 | 62.81 | 60.8 | 2 | 0
2015 | PJM_ROR_2_MISO_IN | PJM_ROR | MISO_IN | Internal | Summer | B2 | 25 | 909 | 0 | 61.29 | 59.3 | 2 | 0
2015 | PJM_ROR_2_MISO_IN | PJM_ROR | MISO_IN | Internal | Summer | B3 | 75 | 909 | 0 | 58.29 | 57.9 | 2 | 0
2015 | PJM_ROR_2_MISO_IN | PJM_ROR | MISO_IN | Internal | Summer | B4 | 100 | 909 | 0 | 57.5 | 55.51 | 2 | 0
2015 | PJM_ROR_2_MISO_IN | PJM_ROR | MISO_IN | Internal | Summer | B5 | 200 | 909 | 0 | 49.1 | 47.1 | 2 | 0
2015 | PJM_ROR_2_MISO_IN | PJM_ROR | MISO_IN | Internal | Summer | B6 | 300 | 909 | 0 | 44.79 | 42.79 | 2 | 0
2015 | PJM_ROR_2_MISO_IN | PJM_ROR | MISO_IN | Internal | Summer | B7 | 400 | 909 | 0 | 38.72 | 36.72 | 2 | 0
2015 | PJM_ROR_2_MISO_IN | PJM_ROR | MISO_IN | Internal | Summer | B8 | 500 | 909 | 0 | 36.56 | 34.56 | 2 | 0
2015 | PJM_ROR_2_MISO_IN | PJM_ROR | MISO_IN | Internal | Summer | B9 | 800 | 909 | 0 | 35.51 | 33.52 | 2 | 0
2015 | PJM_ROR_2_MISO_IN | PJM_ROR | MISO_IN | Internal | Summer | B10 | 1262 | 909 | 0 | 32.94 | 31.63 | 2 | 0
2015 | PJM_ROR_2_MISO_IN | PJM_ROR | MISO_IN | Internal | Winter | B16 | 25 | 909 | 0 | 51.23 | 49.25 | 2 | 0
2015 | PJM_ROR_2_MISO_IN | PJM_ROR | MISO_IN | Internal | Winter | B17 | 100 | 909 | 0 | 45.2 | 43.21 | 2 | 0
2015 | PJM_ROR_2_MISO_IN | PJM_ROR | MISO_IN | Internal | Winter | B18 | 400 | 909 | 0 | 41.02 | 39.03 | 2 | 0
2015 | PJM_ROR_2_MISO_IN | PJM_ROR | MISO_IN | Internal | Winter | B19 | 700 | 909 | 0 | 38.58 | 37.03 | 2 | 0
2015 | PJM_ROR_2_MISO_IN | PJM_ROR | MISO_IN | Internal | Winter | B20 | 935 | 909 | 0 | 34.99 | 33.01 | 2 | 0
2015 | PJM_ROR_2_MISO_MI | PJM_ROR | MISO_MI | Internal | Shoulder | B11 | 25 | 1305 | 0 | 49.45 | 47.45 | 2 | 0
2015 | PJM_ROR_2_MISO_MI | PJM_ROR | MISO_MI | Internal | Shoulder | B12 | 200 | 1305 | 0 | 42.63 | 40.63 | 2 | 0
2015 | PJM_ROR_2_MISO_MI | PJM_ROR | MISO_MI | Internal | Shoulder | B13 | 600 | 1305 | 0 | 39.96 | 37.96 | 2 | 0
2015 | PJM_ROR_2_MISO_MI | PJM_ROR | MISO_MI | Internal | Shoulder | B14 | 900 | 1305 | 0 | 38.55 | 36.57 | 2 | 0
2015 | PJM_ROR_2_MISO_MI | PJM_ROR | MISO_MI | Internal | Shoulder | B15 | 1203 | 1305 | 0 | 35.43 | 33.8 | 2 | 0
2015 | PJM_ROR_2_MISO_MI | PJM_ROR | MISO_MI | Internal | Summer | B1 | 10 | 1305 | 0 | 62.81 | 59.43 | 2 | 0
2015 | PJM_ROR_2_MISO_MI | PJM_ROR | MISO_MI | Internal | Summer | B2 | 25 | 1305 | 0 | 61.29 | 59.29 | 2 | 0
2015 | PJM_ROR_2_MISO_MI | PJM_ROR | MISO_MI | Internal | Summer | B3 | 75 | 1305 | 0 | 58.29 | 54.01 | 2 | 0
2015 | PJM_ROR_2_MISO_MI | PJM_ROR | MISO_MI | Internal | Summer | B4 | 100 | 1305 | 0 | 57.5 | 54.01 | 2 | 0
2015 | PJM_ROR_2_MISO_MI | PJM_ROR | MISO_MI | Internal | Summer | B5 | 200 | 1305 | 0 | 49.1 | 47.09 | 2 | 0
2015 | PJM_ROR_2_MISO_MI | PJM_ROR | MISO_MI | Internal | Summer | B6 | 300 | 1305 | 0 | 44.79 | 42.78 | 2 | 0
2015 | PJM_ROR_2_MISO_MI | PJM_ROR | MISO_MI | Internal | Summer | B7 | 400 | 1305 | 0 | 38.72 | 36.72 | 2 | 0
2015 | PJM_ROR_2_MISO_MI | PJM_ROR | MISO_MI | Internal | Summer | B8 | 500 | 1305 | 0 | 36.56 | 34.57 | 2 | 0
2015 | PJM_ROR_2_MISO_MI | PJM_ROR | MISO_MI | Internal | Summer | B9 | 800 | 1305 | 0 | 35.51 | 33.53 | 2 | 0
2015 | PJM_ROR_2_MISO_MI | PJM_ROR | MISO_MI | Internal | Summer | B10 | 1262 | 1305 | 0 | 32.94 | 31.64 | 2 | 0
2015 | PJM_ROR_2_MISO_MI | PJM_ROR | MISO_MI | Internal | Winter | B16 | 25 | 1305 | 0 | 51.23 | 48.8 | 2 | 0
2015 | PJM_ROR_2_MISO_MI | PJM_ROR | MISO_MI | Internal | Winter | B17 | 100 | 1305 | 0 | 45.2 | 43.2 | 2 | 0
2015 | PJM_ROR_2_MISO_MI | PJM_ROR | MISO_MI | Internal | Winter | B18 | 400 | 1305 | 0 | 41.02 | 39.02 | 2 | 0
2015 | PJM_ROR_2_MISO_MI | PJM_ROR | MISO_MI | Internal | Winter | B19 | 700 | 1305 | 0 | 38.58 | 37.04 | 2 | 0
2015 | PJM_ROR_2_MISO_MI | PJM_ROR | MISO_MI | Internal | Winter | B20 | 935 | 1305 | 0 | 34.99 | 33.02 | 2 | 0
2015 | PJM_ROR_2_MISO_MO-IL | PJM_ROR | MISO_MO-IL | Internal | Shoulder | B11 | 25 | 1111 | 0 | 49.45 | 47.99 | 2 | 0
2015 | PJM_ROR_2_MISO_MO-IL | PJM_ROR | MISO_MO-IL | Internal | Shoulder | B12 | 200 | 1111 | 0 | 42.63 | 40.63 | 2 | 0
2015 | PJM_ROR_2_MISO_MO-IL | PJM_ROR | MISO_MO-IL | Internal | Shoulder | B13 | 600 | 1111 | 0 | 39.96 | 37.96 | 2 | 0
2015 | PJM_ROR_2_MISO_MO-IL | PJM_ROR | MISO_MO-IL | Internal | Shoulder | B14 | 900 | 1111 | 0 | 38.55 | 36.54 | 2 | 0
2015 | PJM_ROR_2_MISO_MO-IL | PJM_ROR | MISO_MO-IL | Internal | Shoulder | B15 | 1203 | 1111 | 0 | 35.43 | 33.78 | 2 | 0
2015 | PJM_ROR_2_MISO_MO-IL | PJM_ROR | MISO_MO-IL | Internal | Summer | B1 | 10 | 1111 | 0 | 62.81 | 60.81 | 2 | 0
2015 | PJM_ROR_2_MISO_MO-IL | PJM_ROR | MISO_MO-IL | Internal | Summer | B2 | 25 | 1111 | 0 | 61.29 | 59.29 | 2 | 0
2015 | PJM_ROR_2_MISO_MO-IL | PJM_ROR | MISO_MO-IL | Internal | Summer | B3 | 75 | 1111 | 0 | 58.29 | 57.91 | 2 | 0
2015 | PJM_ROR_2_MISO_MO-IL | PJM_ROR | MISO_MO-IL | Internal | Summer | B4 | 100 | 1111 | 0 | 57.5 | 55.5 | 2 | 0
2015 | PJM_ROR_2_MISO_MO-IL | PJM_ROR | MISO_MO-IL | Internal | Summer | B5 | 200 | 1111 | 0 | 49.1 | 47.1 | 2 | 0
2015 | PJM_ROR_2_MISO_MO-IL | PJM_ROR | MISO_MO-IL | Internal | Summer | B6 | 300 | 1111 | 0 | 44.79 | 42.79 | 2 | 0
2015 | PJM_ROR_2_MISO_MO-IL | PJM_ROR | MISO_MO-IL | Internal | Summer | B7 | 400 | 1111 | 0 | 38.72 | 36.71 | 2 | 0
2015 | PJM_ROR_2_MISO_MO-IL | PJM_ROR | MISO_MO-IL | Internal | Summer | B8 | 500 | 1111 | 0 | 36.56 | 34.55 | 2 | 0
2015 | PJM_ROR_2_MISO_MO-IL | PJM_ROR | MISO_MO-IL | Internal | Summer | B9 | 800 | 1111 | 0 | 35.51 | 33.51 | 2 | 0
2015 | PJM_ROR_2_MISO_MO-IL | PJM_ROR | MISO_MO-IL | Internal | Summer | B10 | 1262 | 1111 | 0 | 32.94 | 31.62 | 2 | 0
2015 | PJM_ROR_2_MISO_MO-IL | PJM_ROR | MISO_MO-IL | Internal | Winter | B16 | 25 | 1111 | 0 | 51.23 | 49.24 | 2 | 0
2015 | PJM_ROR_2_MISO_MO-IL | PJM_ROR | MISO_MO-IL | Internal | Winter | B17 | 100 | 1111 | 0 | 45.2 | 43.2 | 2 | 0
2015 | PJM_ROR_2_MISO_MO-IL | PJM_ROR | MISO_MO-IL | Internal | Winter | B18 | 400 | 1111 | 0 | 41.02 | 39.02 | 2 | 0
2015 | PJM_ROR_2_MISO_MO-IL | PJM_ROR | MISO_MO-IL | Internal | Winter | B19 | 700 | 1111 | 0 | 38.58 | 37.02 | 2 | 0
2015 | PJM_ROR_2_MISO_MO-IL | PJM_ROR | MISO_MO-IL | Internal | Winter | B20 | 935 | 1111 | 0 | 34.99 | 32.99 | 2 | 0
2015 | PJM_ROR_2_MISO_W | PJM_ROR | MISO_W | Internal | Shoulder | B11 | 25 | 10071 | 0 | 49.45 | 47.98 | 2 | 0
2015 | PJM_ROR_2_MISO_W | PJM_ROR | MISO_W | Internal | Shoulder | B12 | 200 | 10071 | 0 | 42.63 | 40.63 | 2 | 0
2015 | PJM_ROR_2_MISO_W | PJM_ROR | MISO_W | Internal | Shoulder | B13 | 600 | 10071 | 0 | 39.96 | 37.96 | 2 | 0
2015 | PJM_ROR_2_MISO_W | PJM_ROR | MISO_W | Internal | Shoulder | B14 | 900 | 10071 | 0 | 38.55 | 36.55 | 2 | 0
2015 | PJM_ROR_2_MISO_W | PJM_ROR | MISO_W | Internal | Shoulder | B15 | 1203 | 10071 | 0 | 35.43 | 33.79 | 2 | 0
2015 | PJM_ROR_2_MISO_W | PJM_ROR | MISO_W | Internal | Summer | B1 | 10 | 10071 | 0 | 62.81 | 60.81 | 2 | 0
2015 | PJM_ROR_2_MISO_W | PJM_ROR | MISO_W | Internal | Summer | B2 | 25 | 10071 | 0 | 61.29 | 59.29 | 2 | 0
2015 | PJM_ROR_2_MISO_W | PJM_ROR | MISO_W | Internal | Summer | B3 | 75 | 10071 | 0 | 58.29 | 57.92 | 2 | 0
2015 | PJM_ROR_2_MISO_W | PJM_ROR | MISO_W | Internal | Summer | B4 | 100 | 10071 | 0 | 57.5 | 55.5 | 2 | 0
2015 | PJM_ROR_2_MISO_W | PJM_ROR | MISO_W | Internal | Summer | B5 | 200 | 10071 | 0 | 49.1 | 47.11 | 2 | 0
2015 | PJM_ROR_2_MISO_W | PJM_ROR | MISO_W | Internal | Summer | B6 | 300 | 10071 | 0 | 44.79 | 42.81 | 2 | 0
2015 | PJM_ROR_2_MISO_W | PJM_ROR | MISO_W | Internal | Summer | B7 | 400 | 10071 | 0 | 38.72 | 36.72 | 2 | 0
2015 | PJM_ROR_2_MISO_W | PJM_ROR | MISO_W | Internal | Summer | B8 | 500 | 10071 | 0 | 36.56 | 34.56 | 2 | 0
2015 | PJM_ROR_2_MISO_W | PJM_ROR | MISO_W | Internal | Summer | B9 | 800 | 10071 | 0 | 35.51 | 33.51 | 2 | 0
2015 | PJM_ROR_2_MISO_W | PJM_ROR | MISO_W | Internal | Summer | B10 | 1262 | 10071 | 0 | 32.94 | 31.6 | 2 | 0
2015 | PJM_ROR_2_MISO_W | PJM_ROR | MISO_W | Internal | Winter | B16 | 25 | 10071 | 0 | 51.23 | 49.23 | 2 | 0
2015 | PJM_ROR_2_MISO_W | PJM_ROR | MISO_W | Internal | Winter | B17 | 100 | 10071 | 0 | 45.2 | 43.2 | 2 | 0
2015 | PJM_ROR_2_MISO_W | PJM_ROR | MISO_W | Internal | Winter | B18 | 400 | 10071 | 0 | 41.02 | 39.02 | 2 | 0
2015 | PJM_ROR_2_MISO_W | PJM_ROR | MISO_W | Internal | Winter | B19 | 700 | 10071 | 0 | 38.58 | 37.03 | 2 | 0
2015 | PJM_ROR_2_MISO_W | PJM_ROR | MISO_W | Internal | Winter | B20 | 935 | 10071 | 0 | 34.99 | 33.01 | 2 | 0
2015 | PJM_ROR_2_MISO_WUMS | PJM_ROR | MISO_WUMS | Internal | Shoulder | B11 | 25 | 1467 | 0 | 49.45 | 47.97 | 2 | 0
2015 | PJM_ROR_2_MISO_WUMS | PJM_ROR | MISO_WUMS | Internal | Shoulder | B12 | 200 | 1467 | 0 | 42.63 | 40.64 | 2 | 0
2015 | PJM_ROR_2_MISO_WUMS | PJM_ROR | MISO_WUMS | Internal | Shoulder | B13 | 600 | 1467 | 0 | 39.96 | 37.97 | 2 | 0
2015 | PJM_ROR_2_MISO_WUMS | PJM_ROR | MISO_WUMS | Internal | Shoulder | B14 | 900 | 1467 | 0 | 38.55 | 36.57 | 2 | 0
2015 | PJM_ROR_2_MISO_WUMS | PJM_ROR | MISO_WUMS | Internal | Shoulder | B15 | 1203 | 1467 | 0 | 35.43 | 33.8 | 2 | 0
2015 | PJM_ROR_2_MISO_WUMS | PJM_ROR | MISO_WUMS | Internal | Summer | B1 | 10 | 1467 | 0 | 62.81 | 60.81 | 2 | 0
2015 | PJM_ROR_2_MISO_WUMS | PJM_ROR | MISO_WUMS | Internal | Summer | B2 | 25 | 1467 | 0 | 61.29 | 59.3 | 2 | 0
2015 | PJM_ROR_2_MISO_WUMS | PJM_ROR | MISO_WUMS | Internal | Summer | B3 | 75 | 1467 | 0 | 58.29 | 57.94 | 2 | 0
2015 | PJM_ROR_2_MISO_WUMS | PJM_ROR | MISO_WUMS | Internal | Summer | B4 | 100 | 1467 | 0 | 57.5 | 55.51 | 2 | 0
2015 | PJM_ROR_2_MISO_WUMS | PJM_ROR | MISO_WUMS | Internal | Summer | B5 | 200 | 1467 | 0 | 49.1 | 47.1 | 2 | 0
2015 | PJM_ROR_2_MISO_WUMS | PJM_ROR | MISO_WUMS | Internal | Summer | B6 | 300 | 1467 | 0 | 44.79 | 42.79 | 2 | 0
2015 | PJM_ROR_2_MISO_WUMS | PJM_ROR | MISO_WUMS | Internal | Summer | B7 | 400 | 1467 | 0 | 38.72 | 36.72 | 2 | 0
2015 | PJM_ROR_2_MISO_WUMS | PJM_ROR | MISO_WUMS | Internal | Summer | B8 | 500 | 1467 | 0 | 36.56 | 34.57 | 2 | 0
2015 | PJM_ROR_2_MISO_WUMS | PJM_ROR | MISO_WUMS | Internal | Summer | B9 | 800 | 1467 | 0 | 35.51 | 33.51 | 2 | 0
2015 | PJM_ROR_2_MISO_WUMS | PJM_ROR | MISO_WUMS | Internal | Summer | B10 | 1262 | 1467 | 0 | 32.94 | 31.62 | 2 | 0
2015 | PJM_ROR_2_MISO_WUMS | PJM_ROR | MISO_WUMS | Internal | Winter | B16 | 25 | 1467 | 0 | 51.23 | 49.24 | 2 | 0
2015 | PJM_ROR_2_MISO_WUMS | PJM_ROR | MISO_WUMS | Internal | Winter | B17 | 100 | 1467 | 0 | 45.2 | 43.2 | 2 | 0
2015 | PJM_ROR_2_MISO_WUMS | PJM_ROR | MISO_WUMS | Internal | Winter | B18 | 400 | 1467 | 0 | 41.02 | 39.03 | 2 | 0
2015 | PJM_ROR_2_MISO_WUMS | PJM_ROR | MISO_WUMS | Internal | Winter | B19 | 700 | 1467 | 0 | 38.58 | 37.04 | 2 | 0
2015 | PJM_ROR_2_MISO_WUMS | PJM_ROR | MISO_WUMS | Internal | Winter | B20 | 935 | 1467 | 0 | 34.99 | 33.02 | 2 | 0
2015 | PJM_ROR_2_PJM_ROM | PJM_ROR | PJM_ROM | Internal | Shoulder | B11 | 25 | 8000 | 0 | 49.45 | 49.43 | 0.01 | 0
2015 | PJM_ROR_2_PJM_ROM | PJM_ROR | PJM_ROM | Internal | Shoulder | B12 | 200 | 8000 | 3990.16 | 42.63 | 42.64 | 0.01 | 0
2015 | PJM_ROR_2_PJM_ROM | PJM_ROR | PJM_ROM | Internal | Shoulder | B13 | 600 | 8000 | 5911.29 | 39.96 | 39.97 | 0.01 | 0
2015 | PJM_ROR_2_PJM_ROM | PJM_ROR | PJM_ROM | Internal | Shoulder | B14 | 900 | 8000 | 7884.41 | 38.55 | 38.57 | 0.01 | 0
2015 | PJM_ROR_2_PJM_ROM | PJM_ROR | PJM_ROM | Internal | Shoulder | B15 | 1203 | 8000 | 8000 | 35.43 | 36.43 | 0.01 | 0.98
2015 | PJM_ROR_2_PJM_ROM | PJM_ROR | PJM_ROM | Internal | Summer | B1 | 10 | 8000 | 5894.28 | 62.81 | 62.82 | 0.01 | 0
2015 | PJM_ROR_2_PJM_ROM | PJM_ROR | PJM_ROM | Internal | Summer | B2 | 25 | 8000 | 5890.1 | 61.29 | 61.3 | 0.01 | 0
2015 | PJM_ROR_2_PJM_ROM | PJM_ROR | PJM_ROM | Internal | Summer | B3 | 75 | 8000 | 1321.44 | 58.29 | 58.3 | 0.01 | 0
2015 | PJM_ROR_2_PJM_ROM | PJM_ROR | PJM_ROM | Internal | Summer | B4 | 100 | 8000 | 0 | 57.5 | 57.48 | 0.01 | 0
2015 | PJM_ROR_2_PJM_ROM | PJM_ROR | PJM_ROM | Internal | Summer | B5 | 200 | 8000 | 2561.99 | 49.1 | 49.11 | 0.01 | 0
2015 | PJM_ROR_2_PJM_ROM | PJM_ROR | PJM_ROM | Internal | Summer | B6 | 300 | 8000 | 2523.02 | 44.79 | 44.81 | 0.01 | 0
2015 | PJM_ROR_2_PJM_ROM | PJM_ROR | PJM_ROM | Internal | Summer | B7 | 400 | 8000 | 4273.56 | 38.72 | 38.73 | 0.01 | 0
2015 | PJM_ROR_2_PJM_ROM | PJM_ROR | PJM_ROM | Internal | Summer | B8 | 500 | 8000 | 8000 | 36.56 | 37.2 | 0.01 | 0.63
2015 | PJM_ROR_2_PJM_ROM | PJM_ROR | PJM_ROM | Internal | Summer | B9 | 800 | 8000 | 7533.61 | 35.51 | 35.52 | 0.01 | 0
2015 | PJM_ROR_2_PJM_ROM | PJM_ROR | PJM_ROM | Internal | Summer | B10 | 1262 | 8000 | 8000 | 32.94 | 34.55 | 0.01 | 1.6
2015 | PJM_ROR_2_PJM_ROM | PJM_ROR | PJM_ROM | Internal | Winter | B16 | 25 | 8000 | 4287.02 | 51.23 | 51.24 | 0.01 | 0
2015 | PJM_ROR_2_PJM_ROM | PJM_ROR | PJM_ROM | Internal | Winter | B17 | 100 | 8000 | 7897.75 | 45.2 | 45.21 | 0.01 | 0
2015 | PJM_ROR_2_PJM_ROM | PJM_ROR | PJM_ROM | Internal | Winter | B18 | 400 | 8000 | 8000 | 41.02 | 44.02 | 0.01 | 2.99
2015 | PJM_ROR_2_PJM_ROM | PJM_ROR | PJM_ROM | Internal | Winter | B19 | 700 | 8000 | 8000 | 38.58 | 41.7 | 0.01 | 3.11
2015 | PJM_ROR_2_PJM_ROM | PJM_ROR | PJM_ROM | Internal | Winter | B20 | 935 | 8000 | 8000 | 34.99 | 36.65 | 0.01 | 1.65
2015 | PJM_ROR_2_TVA_Transmission | PJM_ROR | TVA_Transmission | Internal | Shoulder | B11 | 25 | 2500 | 0 | 49.45 | 55.23 | 6 | 0
2015 | PJM_ROR_2_TVA_Transmission | PJM_ROR | TVA_Transmission | Internal | Shoulder | B12 | 200 | 2500 | 0 | 42.63 | 44.27 | 6 | 0
2015 | PJM_ROR_2_TVA_Transmission | PJM_ROR | TVA_Transmission | Internal | Shoulder | B13 | 600 | 2500 | 0 | 39.96 | 42.34 | 6 | 0
2015 | PJM_ROR_2_TVA_Transmission | PJM_ROR | TVA_Transmission | Internal | Shoulder | B14 | 900 | 2500 | 0 | 38.55 | 40.91 | 6 | 0
2015 | PJM_ROR_2_TVA_Transmission | PJM_ROR | TVA_Transmission | Internal | Shoulder | B15 | 1203 | 2500 | 0 | 35.43 | 39.93 | 6 | 0
2015 | PJM_ROR_2_TVA_Transmission | PJM_ROR | TVA_Transmission | Internal | Summer | B1 | 10 | 2500 | 1314.24 | 62.81 | 68.81 | 6 | 0
2015 | PJM_ROR_2_TVA_Transmission | PJM_ROR | TVA_Transmission | Internal | Summer | B2 | 25 | 2500 | 1002.16 | 61.29 | 67.29 | 6 | 0
2015 | PJM_ROR_2_TVA_Transmission | PJM_ROR | TVA_Transmission | Internal | Summer | B3 | 75 | 2500 | 1506.02 | 58.29 | 64.29 | 6 | 0
2015 | PJM_ROR_2_TVA_Transmission | PJM_ROR | TVA_Transmission | Internal | Summer | B4 | 100 | 2500 | 701.54 | 57.5 | 63.5 | 6 | 0
2015 | PJM_ROR_2_TVA_Transmission | PJM_ROR | TVA_Transmission | Internal | Summer | B5 | 200 | 2500 | 0 | 49.1 | 53.87 | 6 | 0
2015 | PJM_ROR_2_TVA_Transmission | PJM_ROR | TVA_Transmission | Internal | Summer | B6 | 300 | 2500 | 0 | 44.79 | 47.8 | 6 | 0
2015 | PJM_ROR_2_TVA_Transmission | PJM_ROR | TVA_Transmission | Internal | Summer | B7 | 400 | 2500 | 0 | 38.72 | 43.16 | 6 | 0
2015 | PJM_ROR_2_TVA_Transmission | PJM_ROR | TVA_Transmission | Internal | Summer | B8 | 500 | 2500 | 0 | 36.56 | 39.63 | 6 | 0
2015 | PJM_ROR_2_TVA_Transmission | PJM_ROR | TVA_Transmission | Internal | Summer | B9 | 800 | 2500 | 0 | 35.51 | 39.06 | 6 | 0
2015 | PJM_ROR_2_TVA_Transmission | PJM_ROR | TVA_Transmission | Internal | Summer | B10 | 1262 | 2500 | 0 | 32.94 | 36.74 | 6 | 0
2015 | PJM_ROR_2_TVA_Transmission | PJM_ROR | TVA_Transmission | Internal | Winter | B16 | 25 | 2500 | 0 | 51.23 | 55.84 | 6 | 0
2015 | PJM_ROR_2_TVA_Transmission | PJM_ROR | TVA_Transmission | Internal | Winter | B17 | 100 | 2500 | 0 | 45.2 | 46.76 | 6 | 0
2015 | PJM_ROR_2_TVA_Transmission | PJM_ROR | TVA_Transmission | Internal | Winter | B18 | 400 | 2500 | 0 | 41.02 | 43.25 | 6 | 0
2015 | PJM_ROR_2_TVA_Transmission | PJM_ROR | TVA_Transmission | Internal | Winter | B19 | 700 | 2500 | 0 | 38.58 | 41.11 | 6 | 0
2015 | PJM_ROR_2_TVA_Transmission | PJM_ROR | TVA_Transmission | Internal | Winter | B20 | 935 | 2500 | 0 | 34.99 | 39.78 | 6 | 0
2015 | PJM_ROR_2_VACAR | PJM_ROR | VACAR | Internal | Shoulder | B11 | 25 | 3865 | 3865 | 49.45 | 56.02 | 6 | 0.58
2015 | PJM_ROR_2_VACAR | PJM_ROR | VACAR | Internal | Shoulder | B12 | 200 | 3865 | 223.59 | 42.63 | 48.63 | 6 | 0
2015 | PJM_ROR_2_VACAR | PJM_ROR | VACAR | Internal | Shoulder | B13 | 600 | 3865 | 243.59 | 39.96 | 45.96 | 6 | 0
2015 | PJM_ROR_2_VACAR | PJM_ROR | VACAR | Internal | Shoulder | B14 | 900 | 3865 | 1336.26 | 38.55 | 44.55 | 6 | 0
2015 | PJM_ROR_2_VACAR | PJM_ROR | VACAR | Internal | Shoulder | B15 | 1203 | 3865 | 3606.87 | 35.43 | 41.43 | 6 | 0
2015 | PJM_ROR_2_VACAR | PJM_ROR | VACAR | Internal | Summer | B1 | 10 | 3865 | 3865 | 62.81 | 69.73 | 6 | 0.92
2015 | PJM_ROR_2_VACAR | PJM_ROR | VACAR | Internal | Summer | B2 | 25 | 3865 | 3865 | 61.29 | 69.73 | 6 | 2.44
2015 | PJM_ROR_2_VACAR | PJM_ROR | VACAR | Internal | Summer | B3 | 75 | 3865 | 3865 | 58.29 | 68.59 | 6 | 4.3
2015 | PJM_ROR_2_VACAR | PJM_ROR | VACAR | Internal | Summer | B4 | 100 | 3865 | 2111.04 | 57.5 | 63.5 | 6 | 0
2015 | PJM_ROR_2_VACAR | PJM_ROR | VACAR | Internal | Summer | B5 | 200 | 3865 | 2183.08 | 49.1 | 55.1 | 6 | 0
2015 | PJM_ROR_2_VACAR | PJM_ROR | VACAR | Internal | Summer | B6 | 300 | 3865 | 926.58 | 44.79 | 50.79 | 6 | 0
2015 | PJM_ROR_2_VACAR | PJM_ROR | VACAR | Internal | Summer | B7 | 400 | 3865 | 3180.37 | 38.72 | 44.72 | 6 | 0
2015 | PJM_ROR_2_VACAR | PJM_ROR | VACAR | Internal | Summer | B8 | 500 | 3865 | 2102.65 | 36.56 | 42.56 | 6 | 0
2015 | PJM_ROR_2_VACAR | PJM_ROR | VACAR | Internal | Summer | B9 | 800 | 3865 | 2045.99 | 35.51 | 41.51 | 6 | 0
2015 | PJM_ROR_2_VACAR | PJM_ROR | VACAR | Internal | Summer | B10 | 1262 | 3865 | 3865 | 32.94 | 39.54 | 6 | 0.61
2015 | PJM_ROR_2_VACAR | PJM_ROR | VACAR | Internal | Winter | B16 | 25 | 3865 | 3865 | 51.23 | 58.48 | 6 | 1.25
2015 | PJM_ROR_2_VACAR | PJM_ROR | VACAR | Internal | Winter | B17 | 100 | 3865 | 161.2 | 45.2 | 51.2 | 6 | 0
2015 | PJM_ROR_2_VACAR | PJM_ROR | VACAR | Internal | Winter | B18 | 400 | 3865 | 0 | 41.02 | 46.43 | 6 | 0
2015 | PJM_ROR_2_VACAR | PJM_ROR | VACAR | Internal | Winter | B19 | 700 | 3865 | 342.67 | 38.58 | 44.58 | 6 | 0
2015 | PJM_ROR_2_VACAR | PJM_ROR | VACAR | Internal | Winter | B20 | 935 | 3865 | 3865 | 34.99 | 42.08 | 6 | 1.09
2015 | PJM_ROM_2_NYISO_A-F | PJM_ROM | NYISO_A-F | Internal | Shoulder | B11 | 25 | 2000 | 0 | 49.43 | 41.4 | 6 | 0
2015 | PJM_ROM_2_NYISO_A-F | PJM_ROM | NYISO_A-F | Internal | Shoulder | B12 | 200 | 2000 | 0 | 42.64 | 39.9 | 6 | 0
2015 | PJM_ROM_2_NYISO_A-F | PJM_ROM | NYISO_A-F | Internal | Shoulder | B13 | 600 | 2000 | 0 | 39.97 | 39.87 | 6 | 0
2015 | PJM_ROM_2_NYISO_A-F | PJM_ROM | NYISO_A-F | Internal | Shoulder | B14 | 900 | 2000 | 0 | 38.57 | 38.21 | 6 | 0
2015 | PJM_ROM_2_NYISO_A-F | PJM_ROM | NYISO_A-F | Internal | Shoulder | B15 | 1203 | 2000 | 0 | 36.43 | 38.21 | 6 | 0
2015 | PJM_ROM_2_NYISO_A-F | PJM_ROM | NYISO_A-F | Internal | Summer | B1 | 10 | 2000 | 0 | 62.82 | 59.43 | 6 | 0
2015 | PJM_ROM_2_NYISO_A-F | PJM_ROM | NYISO_A-F | Internal | Summer | B2 | 25 | 2000 | 0 | 61.3 | 53.3 | 6 | 0
2015 | PJM_ROM_2_NYISO_A-F | PJM_ROM | NYISO_A-F | Internal | Summer | B3 | 75 | 2000 | 0 | 58.3 | 50.3 | 6 | 0
2015 | PJM_ROM_2_NYISO_A-F | PJM_ROM | NYISO_A-F | Internal | Summer | B4 | 100 | 2000 | 0 | 57.48 | 45.07 | 6 | 0
2015 | PJM_ROM_2_NYISO_A-F | PJM_ROM | NYISO_A-F | Internal | Summer | B5 | 200 | 2000 | 0 | 49.11 | 45.07 | 6 | 0
2015 | PJM_ROM_2_NYISO_A-F | PJM_ROM | NYISO_A-F | Internal | Summer | B6 | 300 | 2000 | 0 | 44.81 | 42.33 | 6 | 0
2015 | PJM_ROM_2_NYISO_A-F | PJM_ROM | NYISO_A-F | Internal | Summer | B7 | 400 | 2000 | 0 | 38.73 | 37.27 | 6 | 0
2015 | PJM_ROM_2_NYISO_A-F | PJM_ROM | NYISO_A-F | Internal | Summer | B8 | 500 | 2000 | 0 | 37.2 | 37.19 | 6 | 0
2015 | PJM_ROM_2_NYISO_A-F | PJM_ROM | NYISO_A-F | Internal | Summer | B9 | 800 | 2000 | 0 | 35.52 | 37.18 | 6 | 0
2015 | PJM_ROM_2_NYISO_A-F | PJM_ROM | NYISO_A-F | Internal | Summer | B10 | 1262 | 2000 | 0 | 34.55 | 37.18 | 6 | 0
2015 | PJM_ROM_2_NYISO_A-F | PJM_ROM | NYISO_A-F | Internal | Winter | B16 | 25 | 2000 | 0 | 51.24 | 45.52 | 6 | 0
2015 | PJM_ROM_2_NYISO_A-F | PJM_ROM | NYISO_A-F | Internal | Winter | B17 | 100 | 2000 | 0 | 45.21 | 43.2 | 6 | 0
2015 | PJM_ROM_2_NYISO_A-F | PJM_ROM | NYISO_A-F | Internal | Winter | B18 | 400 | 2000 | 0 | 44.02 | 42.55 | 6 | 0
2015 | PJM_ROM_2_NYISO_A-F | PJM_ROM | NYISO_A-F | Internal | Winter | B19 | 700 | 2000 | 0 | 41.7 | 42.55 | 6 | 0
2015 | PJM_ROM_2_NYISO_A-F | PJM_ROM | NYISO_A-F | Internal | Winter | B20 | 935 | 2000 | 0 | 36.65 | 42.55 | 6 | 0
2015 | PJM_ROM_2_PJM_E | PJM_ROM | PJM_E | Internal | Shoulder | B11 | 25 | 8000 | 0 | 49.43 | 49.42 | 0.01 | 0
2015 | PJM_ROM_2_PJM_E | PJM_ROM | PJM_E | Internal | Shoulder | B12 | 200 | 8000 | 626.12 | 42.64 | 42.66 | 0.01 | 0
2015 | PJM_ROM_2_PJM_E | PJM_ROM | PJM_E | Internal | Shoulder | B13 | 600 | 8000 | 3429.59 | 39.97 | 39.98 | 0.01 | 0
2015 | PJM_ROM_2_PJM_E | PJM_ROM | PJM_E | Internal | Shoulder | B14 | 900 | 8000 | 3178.43 | 38.57 | 38.58 | 0.01 | 0
2015 | PJM_ROM_2_PJM_E | PJM_ROM | PJM_E | Internal | Shoulder | B15 | 1203 | 8000 | 4422.13 | 36.43 | 36.44 | 0.01 | 0
2015 | PJM_ROM_2_PJM_E | PJM_ROM | PJM_E | Internal | Summer | B1 | 10 | 8000 | 4243.59 | 62.82 | 62.83 | 0.01 | 0
2015 | PJM_ROM_2_PJM_E | PJM_ROM | PJM_E | Internal | Summer | B2 | 25 | 8000 | 4798.36 | 61.3 | 61.31 | 0.01 | 0
2015 | PJM_ROM_2_PJM_E | PJM_ROM | PJM_E | Internal | Summer | B3 | 75 | 8000 | 1803.26 | 58.3 | 58.31 | 0.01 | 0
2015 | PJM_ROM_2_PJM_E | PJM_ROM | PJM_E | Internal | Summer | B4 | 100 | 8000 | 1959.72 | 57.48 | 57.5 | 0.01 | 0
2015 | PJM_ROM_2_PJM_E | PJM_ROM | PJM_E | Internal | Summer | B5 | 200 | 8000 | 1504.63 | 49.11 | 49.12 | 0.01 | 0
2015 | PJM_ROM_2_PJM_E | PJM_ROM | PJM_E | Internal | Summer | B6 | 300 | 8000 | 1012.04 | 44.81 | 44.82 | 0.01 | 0
2015 | PJM_ROM_2_PJM_E | PJM_ROM | PJM_E | Internal | Summer | B7 | 400 | 8000 | 2330.71 | 38.73 | 38.74 | 0.01 | 0
2015 | PJM_ROM_2_PJM_E | PJM_ROM | PJM_E | Internal | Summer | B8 | 500 | 8000 | 4153.38 | 37.2 | 37.21 | 0.01 | 0
2015 | PJM_ROM_2_PJM_E | PJM_ROM | PJM_E | Internal | Summer | B9 | 800 | 8000 | 2620.93 | 35.52 | 35.53 | 0.01 | 0
2015 | PJM_ROM_2_PJM_E | PJM_ROM | PJM_E | Internal | Summer | B10 | 1262 | 8000 | 3863.31 | 34.55 | 34.56 | 0.01 | 0
2015 | PJM_ROM_2_PJM_E | PJM_ROM | PJM_E | Internal | Winter | B16 | 25 | 8000 | 1296.39 | 51.24 | 51.25 | 0.01 | 0
2015 | PJM_ROM_2_PJM_E | PJM_ROM | PJM_E | Internal | Winter | B17 | 100 | 8000 | 4435.88 | 45.21 | 45.22 | 0.01 | 0
2015 | PJM_ROM_2_PJM_E | PJM_ROM | PJM_E | Internal | Winter | B18 | 400 | 8000 | 4696.7 | 44.02 | 44.03 | 0.01 | 0
2015 | PJM_ROM_2_PJM_E | PJM_ROM | PJM_E | Internal | Winter | B19 | 700 | 8000 | 4600.36 | 41.7 | 41.71 | 0.01 | 0
2015 | PJM_ROM_2_PJM_E | PJM_ROM | PJM_E | Internal | Winter | B20 | 935 | 8000 | 4431.2 | 36.65 | 36.66 | 0.01 | 0
2015 | PJM_ROM_2_PJM_ROR | PJM_ROM | PJM_ROR | Internal | Shoulder | B11 | 25 | 8000 | 1951.04 | 49.43 | 49.45 | 0.01 | 0
2015 | PJM_ROM_2_PJM_ROR | PJM_ROM | PJM_ROR | Internal | Shoulder | B12 | 200 | 8000 | 0 | 42.64 | 42.63 | 0.01 | 0
2015 | PJM_ROM_2_PJM_ROR | PJM_ROM | PJM_ROR | Internal | Shoulder | B13 | 600 | 8000 | 0 | 39.97 | 39.96 | 0.01 | 0
2015 | PJM_ROM_2_PJM_ROR | PJM_ROM | PJM_ROR | Internal | Shoulder | B14 | 900 | 8000 | 0 | 38.57 | 38.55 | 0.01 | 0
2015 | PJM_ROM_2_PJM_ROR | PJM_ROM | PJM_ROR | Internal | Shoulder | B15 | 1203 | 8000 | 0 | 36.43 | 35.43 | 0.01 | 0
2015 | PJM_ROM_2_PJM_ROR | PJM_ROM | PJM_ROR | Internal | Summer | B1 | 10 | 8000 | 0 | 62.82 | 62.81 | 0.01 | 0
2015 | PJM_ROM_2_PJM_ROR | PJM_ROM | PJM_ROR | Internal | Summer | B2 | 25 | 8000 | 0 | 61.3 | 61.29 | 0.01 | 0
2015 | PJM_ROM_2_PJM_ROR | PJM_ROM | PJM_ROR | Internal | Summer | B3 | 75 | 8000 | 0 | 58.3 | 58.29 | 0.01 | 0
2015 | PJM_ROM_2_PJM_ROR | PJM_ROM | PJM_ROR | Internal | Summer | B4 | 100 | 8000 | 654.6 | 57.48 | 57.5 | 0.01 | 0
2015 | PJM_ROM_2_PJM_ROR | PJM_ROM | PJM_ROR | Internal | Summer | B5 | 200 | 8000 | 0 | 49.11 | 49.1 | 0.01 | 0
2015 | PJM_ROM_2_PJM_ROR | PJM_ROM | PJM_ROR | Internal | Summer | B6 | 300 | 8000 | 0 | 44.81 | 44.79 | 0.01 | 0
2015 | PJM_ROM_2_PJM_ROR | PJM_ROM | PJM_ROR | Internal | Summer | B7 | 400 | 8000 | 0 | 38.73 | 38.72 | 0.01 | 0
2015 | PJM_ROM_2_PJM_ROR | PJM_ROM | PJM_ROR | Internal | Summer | B8 | 500 | 8000 | 0 | 37.2 | 36.56 | 0.01 | 0
2015 | PJM_ROM_2_PJM_ROR | PJM_ROM | PJM_ROR | Internal | Summer | B9 | 800 | 8000 | 0 | 35.52 | 35.51 | 0.01 | 0
2015 | PJM_ROM_2_PJM_ROR | PJM_ROM | PJM_ROR | Internal | Summer | B10 | 1262 | 8000 | 0 | 34.55 | 32.94 | 0.01 | 0
2015 | PJM_ROM_2_PJM_ROR | PJM_ROM | PJM_ROR | Internal | Winter | B16 | 25 | 8000 | 0 | 51.24 | 51.23 | 0.01 | 0
2015 | PJM_ROM_2_PJM_ROR | PJM_ROM | PJM_ROR | Internal | Winter | B17 | 100 | 8000 | 0 | 45.21 | 45.2 | 0.01 | 0
2015 | PJM_ROM_2_PJM_ROR | PJM_ROM | PJM_ROR | Internal | Winter | B18 | 400 | 8000 | 0 | 44.02 | 41.02 | 0.01 | 0
2015 | PJM_ROM_2_PJM_ROR | PJM_ROM | PJM_ROR | Internal | Winter | B19 | 700 | 8000 | 0 | 41.7 | 38.58 | 0.01 | 0
2015 | PJM_ROM_2_PJM_ROR | PJM_ROM | PJM_ROR | Internal | Winter | B20 | 935 | 8000 | 0 | 36.65 | 34.99 | 0.01 | 0
2015 | SOCO_2_FRCC | SOCO | FRCC | Internal | Shoulder | B11 | 25 | 3700 | 2213.03 | 63.02 | 73.02 | 10 | 0
2015 | SOCO_2_FRCC | SOCO | FRCC | Internal | Shoulder | B12 | 200 | 3700 | 1706.64 | 43.02 | 53.02 | 10 | 0
2015 | SOCO_2_FRCC | SOCO | FRCC | Internal | Shoulder | B13 | 600 | 3700 | 415.33 | 40 | 50 | 10 | 0
2015 | SOCO_2_FRCC | SOCO | FRCC | Internal | Shoulder | B14 | 900 | 3700 | 0 | 40 | 46.3 | 10 | 0
2015 | SOCO_2_FRCC | SOCO | FRCC | Internal | Shoulder | B15 | 1203 | 3700 | 0 | 40 | 44.41 | 10 | 0
2015 | SOCO_2_FRCC | SOCO | FRCC | Internal | Summer | B1 | 10 | 3700 | 0 | 66.43 | 73.02 | 10 | 0
2015 | SOCO_2_FRCC | SOCO | FRCC | Internal | Summer | B2 | 25 | 3700 | 0 | 66.43 | 73.02 | 10 | 0
2015 | SOCO_2_FRCC | SOCO | FRCC | Internal | Summer | B3 | 75 | 3700 | 0 | 66.43 | 73.02 | 10 | 0
2015 | SOCO_2_FRCC | SOCO | FRCC | Internal | Summer | B4 | 100 | 3700 | 0 | 66.43 | 73.02 | 10 | 0
2015 | SOCO_2_FRCC | SOCO | FRCC | Internal | Summer | B5 | 200 | 3700 | 774.24 | 62.02 | 72.02 | 10 | 0
2015 | SOCO_2_FRCC | SOCO | FRCC | Internal | Summer | B6 | 300 | 3700 | 751.33 | 54.15 | 64.15 | 10 | 0
2015 | SOCO_2_FRCC | SOCO | FRCC | Internal | Summer | B7 | 400 | 3700 | 1534.59 | 51.72 | 61.72 | 10 | 0
2015 | SOCO_2_FRCC | SOCO | FRCC | Internal | Summer | B8 | 500 | 3700 | 870.44 | 43.42 | 53.42 | 10 | 0
2015 | SOCO_2_FRCC | SOCO | FRCC | Internal | Summer | B9 | 800 | 3700 | 0 | 38.83 | 46.04 | 10 | 0
2015 | SOCO_2_FRCC | SOCO | FRCC | Internal | Summer | B10 | 1262 | 3700 | 0 | 38.83 | 43.74 | 10 | 0
2015 | SOCO_2_FRCC | SOCO | FRCC | Internal | Winter | B16 | 25 | 3700 | 1809 | 62.24 | 72.24 | 10 | 0
2015 | SOCO_2_FRCC | SOCO | FRCC | Internal | Winter | B17 | 100 | 3700 | 1998.67 | 43.89 | 53.89 | 10 | 0
2015 | SOCO_2_FRCC | SOCO | FRCC | Internal | Winter | B18 | 400 | 3700 | 0 | 42.39 | 52.14 | 10 | 0
2015 | SOCO_2_FRCC | SOCO | FRCC | Internal | Winter | B19 | 700 | 3700 | 0 | 42.39 | 48.42 | 10 | 0
2015 | SOCO_2_FRCC | SOCO | FRCC | Internal | Winter | B20 | 935 | 3700 | 0 | 42.39 | 46.43 | 10 | 0
2015 | SPP_N_2_ENT | SPP_N | ENT | Internal | Shoulder | B11 | 25 | 9240 | 0 | 54.08 | 55.32 | 5 | 0
2015 | SPP_N_2_ENT | SPP_N | ENT | Internal | Shoulder | B12 | 200 | 9240 | 0 | 40.64 | 39.32 | 5 | 0
2015 | SPP_N_2_ENT | SPP_N | ENT | Internal | Shoulder | B13 | 600 | 9240 | 0 | 39.31 | 39.32 | 5 | 0
2015 | SPP_N_2_ENT | SPP_N | ENT | Internal | Shoulder | B14 | 900 | 9240 | 0 | 38.93 | 39.04 | 5 | 0
2015 | SPP_N_2_ENT | SPP_N | ENT | Internal | Shoulder | B15 | 1203 | 9240 | 0 | 37.62 | 37.82 | 5 | 0
2015 | SPP_N_2_ENT | SPP_N | ENT | Internal | Summer | B1 | 10 | 9240 | 0 | 60.82 | 60.81 | 5 | 0
2015 | SPP_N_2_ENT | SPP_N | ENT | Internal | Summer | B2 | 25 | 9240 | 0 | 59.77 | 59.29 | 5 | 0
2015 | SPP_N_2_ENT | SPP_N | ENT | Internal | Summer | B3 | 75 | 9240 | 0 | 58.99 | 58.43 | 5 | 0
2015 | SPP_N_2_ENT | SPP_N | ENT | Internal | Summer | B4 | 100 | 9240 | 0 | 55.51 | 58.43 | 5 | 0
2015 | SPP_N_2_ENT | SPP_N | ENT | Internal | Summer | B5 | 200 | 9240 | 0 | 52.66 | 53.58 | 5 | 0
2015 | SPP_N_2_ENT | SPP_N | ENT | Internal | Summer | B6 | 300 | 9240 | 0 | 49.81 | 46.15 | 5 | 0
2015 | SPP_N_2_ENT | SPP_N | ENT | Internal | Summer | B7 | 400 | 9240 | 0 | 43.72 | 43.72 | 5 | 0
2015 | SPP_N_2_ENT | SPP_N | ENT | Internal | Summer | B8 | 500 | 9240 | 0 | 37.98 | 38.1 | 5 | 0
2015 | SPP_N_2_ENT | SPP_N | ENT | Internal | Summer | B9 | 800 | 9240 | 0 | 36.35 | 37.83 | 5 | 0
2015 | SPP_N_2_ENT | SPP_N | ENT | Internal | Summer | B10 | 1262 | 9240 | 0 | 36.27 | 36.6 | 5 | 0
2015 | SPP_N_2_ENT | SPP_N | ENT | Internal | Winter | B16 | 25 | 9240 | 0.82 | 49.24 | 54.24 | 5 | 0
2015 | SPP_N_2_ENT | SPP_N | ENT | Internal | Winter | B17 | 100 | 9240 | 0 | 41.77 | 41.76 | 5 | 0
2015 | SPP_N_2_ENT | SPP_N | ENT | Internal | Winter | B18 | 400 | 9240 | 0 | 40.09 | 41.75 | 5 | 0
2015 | SPP_N_2_ENT | SPP_N | ENT | Internal | Winter | B19 | 700 | 9240 | 0 | 40.09 | 41.46 | 5 | 0
2015 | SPP_N_2_ENT | SPP_N | ENT | Internal | Winter | B20 | 935 | 9240 | 0 | 40.01 | 40.11 | 5 | 0
2015 | SPP_N_2_MISO_MO-IL | SPP_N | MISO_MO-IL | Internal | Shoulder | B11 | 25 | 2263 | 0 | 54.08 | 47.99 | 5 | 0
2015 | SPP_N_2_MISO_MO-IL | SPP_N | MISO_MO-IL | Internal | Shoulder | B12 | 200 | 2263 | 0 | 40.64 | 40.63 | 5 | 0
2015 | SPP_N_2_MISO_MO-IL | SPP_N | MISO_MO-IL | Internal | Shoulder | B13 | 600 | 2263 | 0 | 39.31 | 37.96 | 5 | 0
2015 | SPP_N_2_MISO_MO-IL | SPP_N | MISO_MO-IL | Internal | Shoulder | B14 | 900 | 2263 | 0 | 38.93 | 36.54 | 5 | 0
2015 | SPP_N_2_MISO_MO-IL | SPP_N | MISO_MO-IL | Internal | Shoulder | B15 | 1203 | 2263 | 0 | 37.62 | 33.78 | 5 | 0
2015 | SPP_N_2_MISO_MO-IL | SPP_N | MISO_MO-IL | Internal | Summer | B1 | 10 | 2263 | 0 | 60.82 | 60.81 | 5 | 0
2015 | SPP_N_2_MISO_MO-IL | SPP_N | MISO_MO-IL | Internal | Summer | B2 | 25 | 2263 | 0 | 59.77 | 59.29 | 5 | 0
2015 | SPP_N_2_MISO_MO-IL | SPP_N | MISO_MO-IL | Internal | Summer | B3 | 75 | 2263 | 0 | 58.99 | 57.91 | 5 | 0
2015 | SPP_N_2_MISO_MO-IL | SPP_N | MISO_MO-IL | Internal | Summer | B4 | 100 | 2263 | 0 | 55.51 | 55.5 | 5 | 0
2015 | SPP_N_2_MISO_MO-IL | SPP_N | MISO_MO-IL | Internal | Summer | B5 | 200 | 2263 | 0 | 52.66 | 47.1 | 5 | 0
2015 | SPP_N_2_MISO_MO-IL | SPP_N | MISO_MO-IL | Internal | Summer | B6 | 300 | 2263 | 0 | 49.81 | 42.79 | 5 | 0
2015 | SPP_N_2_MISO_MO-IL | SPP_N | MISO_MO-IL | Internal | Summer | B7 | 400 | 2263 | 0 | 43.72 | 36.71 | 5 | 0
2015 | SPP_N_2_MISO_MO-IL | SPP_N | MISO_MO-IL | Internal | Summer | B8 | 500 | 2263 | 0 | 37.98 | 34.55 | 5 | 0
2015 | SPP_N_2_MISO_MO-IL | SPP_N | MISO_MO-IL | Internal | Summer | B9 | 800 | 2263 | 0 | 36.35 | 33.51 | 5 | 0
2015 | SPP_N_2_MISO_MO-IL | SPP_N | MISO_MO-IL | Internal | Summer | B10 | 1262 | 2263 | 0 | 36.27 | 31.62 | 5 | 0
2015 | SPP_N_2_MISO_MO-IL | SPP_N | MISO_MO-IL | Internal | Winter | B16 | 25 | 2263 | 0 | 49.24 | 49.24 | 5 | 0
2015 | SPP_N_2_MISO_MO-IL | SPP_N | MISO_MO-IL | Internal | Winter | B17 | 100 | 2263 | 0 | 41.77 | 43.2 | 5 | 0
2015 | SPP_N_2_MISO_MO-IL | SPP_N | MISO_MO-IL | Internal | Winter | B18 | 400 | 2263 | 0 | 40.09 | 39.02 | 5 | 0
2015 | SPP_N_2_MISO_MO-IL | SPP_N | MISO_MO-IL | Internal | Winter | B19 | 700 | 2263 | 0 | 40.09 | 37.02 | 5 | 0
2015 | SPP_N_2_MISO_MO-IL | SPP_N | MISO_MO-IL | Internal | Winter | B20 | 935 | 2263 | 0 | 40.01 | 32.99 | 5 | 0
2015 | SPP_N_2_MISO_W | SPP_N | MISO_W | Internal | Shoulder | B11 | 25 | 750 | 0 | 54.08 | 47.98 | 5 | 0
2015 | SPP_N_2_MISO_W | SPP_N | MISO_W | Internal | Shoulder | B12 | 200 | 750 | 0 | 40.64 | 40.63 | 5 | 0
2015 | SPP_N_2_MISO_W | SPP_N | MISO_W | Internal | Shoulder | B13 | 600 | 750 | 0 | 39.31 | 37.96 | 5 | 0
2015 | SPP_N_2_MISO_W | SPP_N | MISO_W | Internal | Shoulder | B14 | 900 | 750 | 0 | 38.93 | 36.55 | 5 | 0
2015 | SPP_N_2_MISO_W | SPP_N | MISO_W | Internal | Shoulder | B15 | 1203 | 750 | 0 | 37.62 | 33.79 | 5 | 0
2015 | SPP_N_2_MISO_W | SPP_N | MISO_W | Internal | Summer | B1 | 10 | 750 | 0 | 60.82 | 60.81 | 5 | 0
2015 | SPP_N_2_MISO_W | SPP_N | MISO_W | Internal | Summer | B2 | 25 | 750 | 0 | 59.77 | 59.29 | 5 | 0
2015 | SPP_N_2_MISO_W | SPP_N | MISO_W | Internal | Summer | B3 | 75 | 750 | 0 | 58.99 | 57.92 | 5 | 0
2015 | SPP_N_2_MISO_W | SPP_N | MISO_W | Internal | Summer | B4 | 100 | 750 | 0 | 55.51 | 55.5 | 5 | 0
2015 | SPP_N_2_MISO_W | SPP_N | MISO_W | Internal | Summer | B5 | 200 | 750 | 0 | 52.66 | 47.11 | 5 | 0
2015 | SPP_N_2_MISO_W | SPP_N | MISO_W | Internal | Summer | B6 | 300 | 750 | 0 | 49.81 | 42.81 | 5 | 0
2015 | SPP_N_2_MISO_W | SPP_N | MISO_W | Internal | Summer | B7 | 400 | 750 | 0 | 43.72 | 36.72 | 5 | 0
2015 | SPP_N_2_MISO_W | SPP_N | MISO_W | Internal | Summer | B8 | 500 | 750 | 0 | 37.98 | 34.56 | 5 | 0
2015 | SPP_N_2_MISO_W | SPP_N | MISO_W | Internal | Summer | B9 | 800 | 750 | 0 | 36.35 | 33.51 | 5 | 0
2015 | SPP_N_2_MISO_W | SPP_N | MISO_W | Internal | Summer | B10 | 1262 | 750 | 0 | 36.27 | 31.6 | 5 | 0
2015 | SPP_N_2_MISO_W | SPP_N | MISO_W | Internal | Winter | B16 | 25 | 750 | 0 | 49.24 | 49.23 | 5 | 0
2015 | SPP_N_2_MISO_W | SPP_N | MISO_W | Internal | Winter | B17 | 100 | 750 | 0 | 41.77 | 43.2 | 5 | 0
2015 | SPP_N_2_MISO_W | SPP_N | MISO_W | Internal | Winter | B18 | 400 | 750 | 0 | 40.09 | 39.02 | 5 | 0
2015 | SPP_N_2_MISO_W | SPP_N | MISO_W | Internal | Winter | B19 | 700 | 750 | 0 | 40.09 | 37.03 | 5 | 0
2015 | SPP_N_2_MISO_W | SPP_N | MISO_W | Internal | Winter | B20 | 935 | 750 | 0 | 40.01 | 33.01 | 5 | 0
2015 | SPP_N_2_NE | SPP_N | NE | Internal | Shoulder | B11 | 25 | 11328 | 0 | 54.08 | 54.07 | 0.01 | 0
2015 | SPP_N_2_NE | SPP_N | NE | Internal | Shoulder | B12 | 200 | 11328 | 0 | 40.64 | 40.63 | 0.01 | 0
2015 | SPP_N_2_NE | SPP_N | NE | Internal | Shoulder | B13 | 600 | 11328 | 0 | 39.31 | 39.3 | 0.01 | 0
2015 | SPP_N_2_NE | SPP_N | NE | Internal | Shoulder | B14 | 900 | 11328 | 0 | 38.93 | 38.91 | 0.01 | 0
2015 | SPP_N_2_NE | SPP_N | NE | Internal | Shoulder | B15 | 1203 | 11328 | 0 | 37.62 | 37.6 | 0.01 | 0
2015 | SPP_N_2_NE | SPP_N | NE | Internal | Summer | B1 | 10 | 11328 | 0 | 60.82 | 60.81 | 0.01 | 0
2015 | SPP_N_2_NE | SPP_N | NE | Internal | Summer | B2 | 25 | 11328 | 0 | 59.77 | 59.76 | 0.01 | 0
2015 | SPP_N_2_NE | SPP_N | NE | Internal | Summer | B3 | 75 | 11328 | 0 | 58.99 | 58.98 | 0.01 | 0
2015 | SPP_N_2_NE | SPP_N | NE | Internal | Summer | B4 | 100 | 11328 | 0 | 55.51 | 55.5 | 0.01 | 0
2015 | SPP_N_2_NE | SPP_N | NE | Internal | Summer | B5 | 200 | 11328 | 0 | 52.66 | 52.64 | 0.01 | 0
2015 | SPP_N_2_NE | SPP_N | NE | Internal | Summer | B6 | 300 | 11328 | 0 | 49.81 | 49.79 | 0.01 | 0
2015 | SPP_N_2_NE | SPP_N | NE | Internal | Summer | B7 | 400 | 11328 | 0 | 43.72 | 43.71 | 0.01 | 0
2015 | SPP_N_2_NE | SPP_N | NE | Internal | Summer | B8 | 500 | 11328 | 0 | 37.98 | 37.97 | 0.01 | 0
2015 | SPP_N_2_NE | SPP_N | NE | Internal | Summer | B9 | 800 | 11328 | 0 | 36.35 | 36.34 | 0.01 | 0
2015 | SPP_N_2_NE | SPP_N | NE | Internal | Summer | B10 | 1262 | 11328 | 0 | 36.27 | 36.26 | 0.01 | 0
2015 | SPP_N_2_NE | SPP_N | NE | Internal | Winter | B16 | 25 | 11328 | 0 | 49.24 | 49.23 | 0.01 | 0
2015 | SPP_N_2_NE | SPP_N | NE | Internal | Winter | B17 | 100 | 11328 | 0 | 41.77 | 41.75 | 0.01 | 0
2015 | SPP_N_2_NE | SPP_N | NE | Internal | Winter | B18 | 400 | 11328 | 0 | 40.09 | 40.08 | 0.01 | 0
2015 | SPP_N_2_NE | SPP_N | NE | Internal | Winter | B19 | 700 | 11328 | 0 | 40.09 | 40.08 | 0.01 | 0
2015 | SPP_N_2_NE | SPP_N | NE | Internal | Winter | B20 | 935 | 11328 | 0 | 40.01 | 39.99 | 0.01 | 0
2015 | SPP_N_2_SPP_S | SPP_N | SPP_S | Internal | Shoulder | B11 | 25 | 5571 | 0 | 54.08 | 54.07 | 0.01 | 0
2015 | SPP_N_2_SPP_S | SPP_N | SPP_S | Internal | Shoulder | B12 | 200 | 5571 | 0 | 40.64 | 40.63 | 0.01 | 0
2015 | SPP_N_2_SPP_S | SPP_N | SPP_S | Internal | Shoulder | B13 | 600 | 5571 | 872.82 | 39.31 | 39.32 | 0.01 | 0
2015 | SPP_N_2_SPP_S | SPP_N | SPP_S | Internal | Shoulder | B14 | 900 | 5571 | 506.36 | 38.93 | 38.94 | 0.01 | 0
2015 | SPP_N_2_SPP_S | SPP_N | SPP_S | Internal | Shoulder | B15 | 1203 | 5571 | 1271.7 | 37.62 | 37.63 | 0.01 | 0
2015 | SPP_N_2_SPP_S | SPP_N | SPP_S | Internal | Summer | B1 | 10 | 5571 | 0 | 60.82 | 60.81 | 0.01 | 0
2015 | SPP_N_2_SPP_S | SPP_N | SPP_S | Internal | Summer | B2 | 25 | 5571 | 0 | 59.77 | 59.76 | 0.01 | 0
2015 | SPP_N_2_SPP_S | SPP_N | SPP_S | Internal | Summer | B3 | 75 | 5571 | 0 | 58.99 | 58.98 | 0.01 | 0
2015 | SPP_N_2_SPP_S | SPP_N | SPP_S | Internal | Summer | B4 | 100 | 5571 | 0 | 55.51 | 54.49 | 0.01 | 0
2015 | SPP_N_2_SPP_S | SPP_N | SPP_S | Internal | Summer | B5 | 200 | 5571 | 0 | 52.66 | 52.64 | 0.01 | 0
2015 | SPP_N_2_SPP_S | SPP_N | SPP_S | Internal | Summer | B6 | 300 | 5571 | 2933.2 | 49.81 | 49.82 | 0.01 | 0
2015 | SPP_N_2_SPP_S | SPP_N | SPP_S | Internal | Summer | B7 | 400 | 5571 | 1691.71 | 43.72 | 43.73 | 0.01 | 0
2015 | SPP_N_2_SPP_S | SPP_N | SPP_S | Internal | Summer | B8 | 500 | 5571 | 2362.02 | 37.98 | 38 | 0.01 | 0
2015 | SPP_N_2_SPP_S | SPP_N | SPP_S | Internal | Summer | B9 | 800 | 5571 | 2278.59 | 36.35 | 36.36 | 0.01 | 0
2015 | SPP_N_2_SPP_S | SPP_N | SPP_S | Internal | Summer | B10 | 1262 | 5571 | 4389.65 | 36.27 | 36.28 | 0.01 | 0
2015 | SPP_N_2_SPP_S | SPP_N | SPP_S | Internal | Winter | B16 | 25 | 5571 | 1557.39 | 49.24 | 49.25 | 0.01 | 0
2015 | SPP_N_2_SPP_S | SPP_N | SPP_S | Internal | Winter | B17 | 100 | 5571 | 1376.66 | 41.77 | 41.78 | 0.01 | 0
2015 | SPP_N_2_SPP_S | SPP_N | SPP_S | Internal | Winter | B18 | 400 | 5571 | 1886.25 | 40.09 | 40.11 | 0.01 | 0
2015 | SPP_N_2_SPP_S | SPP_N | SPP_S | Internal | Winter | B19 | 700 | 5571 | 2103.03 | 40.09 | 40.11 | 0.01 | 0
2015 | SPP_N_2_SPP_S | SPP_N | SPP_S | Internal | Winter | B20 | 935 | 5571 | 4149.85 | 40.01 | 40.02 | 0.01 | 0
2015 | SPP_S_2_ENT | SPP_S | ENT | Internal | Shoulder | B11 | 25 | 5132 | 0 | 54.07 | 55.32 | 5 | 0
2015 | SPP_S_2_ENT | SPP_S | ENT | Internal | Shoulder | B12 | 200 | 5132 | 0 | 40.63 | 39.32 | 5 | 0
2015 | SPP_S_2_ENT | SPP_S | ENT | Internal | Shoulder | B13 | 600 | 5132 | 0 | 39.32 | 39.32 | 5 | 0
2015 | SPP_S_2_ENT | SPP_S | ENT | Internal | Shoulder | B14 | 900 | 5132 | 0 | 38.94 | 39.04 | 5 | 0
2015 | SPP_S_2_ENT | SPP_S | ENT | Internal | Shoulder | B15 | 1203 | 5132 | 0 | 37.63 | 37.82 | 5 | 0
2015 | SPP_S_2_ENT | SPP_S | ENT | Internal | Summer | B1 | 10 | 5132 | 0 | 60.81 | 60.81 | 5 | 0
2015 | SPP_S_2_ENT | SPP_S | ENT | Internal | Summer | B2 | 25 | 5132 | 0 | 59.76 | 59.29 | 5 | 0
2015 | SPP_S_2_ENT | SPP_S | ENT | Internal | Summer | B3 | 75 | 5132 | 0 | 58.98 | 58.43 | 5 | 0
2015 | SPP_S_2_ENT | SPP_S | ENT | Internal | Summer | B4 | 100 | 5132 | 0 | 54.49 | 58.43 | 5 | 0
2015 | SPP_S_2_ENT | SPP_S | ENT | Internal | Summer | B5 | 200 | 5132 | 0 | 52.64 | 53.58 | 5 | 0
2015 | SPP_S_2_ENT | SPP_S | ENT | Internal | Summer | B6 | 300 | 5132 | 0 | 49.82 | 46.15 | 5 | 0
2015 | SPP_S_2_ENT | SPP_S | ENT | Internal | Summer | B7 | 400 | 5132 | 0 | 43.73 | 43.72 | 5 | 0
2015 | SPP_S_2_ENT | SPP_S | ENT | Internal | Summer | B8 | 500 | 5132 | 0 | 38 | 38.1 | 5 | 0
2015 | SPP_S_2_ENT | SPP_S | ENT | Internal | Summer | B9 | 800 | 5132 | 0 | 36.36 | 37.83 | 5 | 0
2015 | SPP_S_2_ENT | SPP_S | ENT | Internal | Summer | B10 | 1262 | 5132 | 0 | 36.28 | 36.6 | 5 | 0
2015 | SPP_S_2_ENT | SPP_S | ENT | Internal | Winter | B16 | 25 | 5132 | 0 | 49.25 | 54.24 | 5 | 0
2015 | SPP_S_2_ENT | SPP_S | ENT | Internal | Winter | B17 | 100 | 5132 | 0 | 41.78 | 41.76 | 5 | 0
2015 | SPP_S_2_ENT | SPP_S | ENT | Internal | Winter | B18 | 400 | 5132 | 0 | 40.11 | 41.75 | 5 | 0
2015 | SPP_S_2_ENT | SPP_S | ENT | Internal | Winter | B19 | 700 | 5132 | 0 | 40.11 | 41.46 | 5 | 0
2015 | SPP_S_2_ENT | SPP_S | ENT | Internal | Winter | B20 | 935 | 5132 | 0 | 40.02 | 40.11 | 5 | 0
2015 | SPP_S_2_SPP_N | SPP_S | SPP_N | Internal | Shoulder | B11 | 25 | 2211 | 1663.42 | 54.07 | 54.08 | 0.01 | 0
2015 | SPP_S_2_SPP_N | SPP_S | SPP_N | Internal | Shoulder | B12 | 200 | 2211 | 236.93 | 40.63 | 40.64 | 0.01 | 0
2015 | SPP_S_2_SPP_N | SPP_S | SPP_N | Internal | Shoulder | B13 | 600 | 2211 | 0 | 39.32 | 39.31 | 0.01 | 0
2015 | SPP_S_2_SPP_N | SPP_S | SPP_N | Internal | Shoulder | B14 | 900 | 2211 | 0 | 38.94 | 38.93 | 0.01 | 0
2015 | SPP_S_2_SPP_N | SPP_S | SPP_N | Internal | Shoulder | B15 | 1203 | 2211 | 0 | 37.63 | 37.62 | 0.01 | 0
2015 | SPP_S_2_SPP_N | SPP_S | SPP_N | Internal | Summer | B1 | 10 | 2211 | 1838.92 | 60.81 | 60.82 | 0.01 | 0
2015 | SPP_S_2_SPP_N | SPP_S | SPP_N | Internal | Summer | B2 | 25 | 2211 | 1398.52 | 59.76 | 59.77 | 0.01 | 0
2015 | SPP_S_2_SPP_N | SPP_S | SPP_N | Internal | Summer | B3 | 75 | 2211 | 2124.95 | 58.98 | 58.99 | 0.01 | 0
2015 | SPP_S_2_SPP_N | SPP_S | SPP_N | Internal | Summer | B4 | 100 | 2211 | 2211 | 54.49 | 55.51 | 0.01 | 1.01
2015 | SPP_S_2_SPP_N | SPP_S | SPP_N | Internal | Summer | B5 | 200 | 2211 | 1766.4 | 52.64 | 52.66 | 0.01 | 0
2015 | SPP_S_2_SPP_N | SPP_S | SPP_N | Internal | Summer | B6 | 300 | 2211 | 0 | 49.82 | 49.81 | 0.01 | 0
2015 | SPP_S_2_SPP_N | SPP_S | SPP_N | Internal | Summer | B7 | 400 | 2211 | 0 | 43.73 | 43.72 | 0.01 | 0
2015 | SPP_S_2_SPP_N | SPP_S | SPP_N | Internal | Summer | B8 | 500 | 2211 | 0 | 38 | 37.98 | 0.01 | 0
2015 | SPP_S_2_SPP_N | SPP_S | SPP_N | Internal | Summer | B9 | 800 | 2211 | 0 | 36.36 | 36.35 | 0.01 | 0
2015 | SPP_S_2_SPP_N | SPP_S | SPP_N | Internal | Summer | B10 | 1262 | 2211 | 0 | 36.28 | 36.27 | 0.01 | 0
2015 | SPP_S_2_SPP_N | SPP_S | SPP_N | Internal | Winter | B16 | 25 | 2211 | 0 | 49.25 | 49.24 | 0.01 | 0
2015 | SPP_S_2_SPP_N | SPP_S | SPP_N | Internal | Winter | B17 | 100 | 2211 | 0 | 41.78 | 41.77 | 0.01 | 0
2015 | SPP_S_2_SPP_N | SPP_S | SPP_N | Internal | Winter | B18 | 400 | 2211 | 0 | 40.11 | 40.09 | 0.01 | 0
2015 | SPP_S_2_SPP_N | SPP_S | SPP_N | Internal | Winter | B19 | 700 | 2211 | 0 | 40.11 | 40.09 | 0.01 | 0
2015 | SPP_S_2_SPP_N | SPP_S | SPP_N | Internal | Winter | B20 | 935 | 2211 | 0 | 40.02 | 40.01 | 0.01 | 0
2015 | TVA_2_ENT | TVA | ENT | Internal | Shoulder | B11 | 25 | 500 | 0 | 55.02 | 55.32 | 9 | 0
2015 | TVA_2_ENT | TVA | ENT | Internal | Shoulder | B12 | 200 | 500 | 0 | 40.94 | 39.32 | 9 | 0
2015 | TVA_2_ENT | TVA | ENT | Internal | Shoulder | B13 | 600 | 500 | 0 | 39.49 | 39.32 | 9 | 0
2015 | TVA_2_ENT | TVA | ENT | Internal | Shoulder | B14 | 900 | 500 | 0 | 39.49 | 39.04 | 9 | 0
2015 | TVA_2_ENT | TVA | ENT | Internal | Shoulder | B15 | 1203 | 500 | 0 | 39.49 | 37.82 | 9 | 0
2015 | TVA_2_ENT | TVA | ENT | Internal | Summer | B1 | 10 | 500 | 0 | 68.82 | 60.81 | 9 | 0
2015 | TVA_2_ENT | TVA | ENT | Internal | Summer | B2 | 25 | 500 | 0 | 67.3 | 59.29 | 9 | 0
2015 | TVA_2_ENT | TVA | ENT | Internal | Summer | B3 | 75 | 500 | 0 | 64.3 | 58.43 | 9 | 0
2015 | TVA_2_ENT | TVA | ENT | Internal | Summer | B4 | 100 | 500 | 0 | 63.51 | 58.43 | 9 | 0
2015 | TVA_2_ENT | TVA | ENT | Internal | Summer | B5 | 200 | 500 | 0 | 50.72 | 53.58 | 9 | 0
2015 | TVA_2_ENT | TVA | ENT | Internal | Summer | B6 | 300 | 500 | 0 | 39.84 | 46.15 | 9 | 0
2015 | TVA_2_ENT | TVA | ENT | Internal | Summer | B7 | 400 | 500 | 0 | 39.28 | 43.72 | 9 | 0
2015 | TVA_2_ENT | TVA | ENT | Internal | Summer | B8 | 500 | 500 | 0 | 38.22 | 38.1 | 9 | 0
2015 | TVA_2_ENT | TVA | ENT | Internal | Summer | B9 | 800 | 500 | 0 | 38.22 | 37.83 | 9 | 0
2015 | TVA_2_ENT | TVA | ENT | Internal | Summer | B10 | 1262 | 500 | 0 | 35.5 | 36.6 | 9 | 0
2015 | TVA_2_ENT | TVA | ENT | Internal | Winter | B16 | 25 | 500 | 0 | 54.82 | 54.24 | 9 | 0
2015 | TVA_2_ENT | TVA | ENT | Internal | Winter | B17 | 100 | 500 | 0 | 43.7 | 41.76 | 9 | 0
2015 | TVA_2_ENT | TVA | ENT | Internal | Winter | B18 | 400 | 500 | 0 | 39.34 | 41.75 | 9 | 0
2015 | TVA_2_ENT | TVA | ENT | Internal | Winter | B19 | 700 | 500 | 0 | 39.34 | 41.46 | 9 | 0
2015 | TVA_2_ENT | TVA | ENT | Internal | Winter | B20 | 935 | 500 | 0 | 39.34 | 40.11 | 9 | 0
2015 | TVA_2_NonRTO_Midwest | TVA | NonRTO_Midwest | Internal | Shoulder | B11 | 25 | 100 | 0 | 55.02 | 56 | 9 | 0
2015 | TVA_2_NonRTO_Midwest | TVA | NonRTO_Midwest | Internal | Shoulder | B12 | 200 | 100 | 0 | 40.94 | 48.64 | 9 | 0
2015 | TVA_2_NonRTO_Midwest | TVA | NonRTO_Midwest | Internal | Shoulder | B13 | 600 | 100 | 0 | 39.49 | 45.52 | 9 | 0
2015 | TVA_2_NonRTO_Midwest | TVA | NonRTO_Midwest | Internal | Shoulder | B14 | 900 | 100 | 0 | 39.49 | 35.62 | 9 | 0
2015 | TVA_2_NonRTO_Midwest | TVA | NonRTO_Midwest | Internal | Shoulder | B15 | 1203 | 100 | 0 | 39.49 | 32.87 | 9 | 0
2015 | TVA_2_NonRTO_Midwest | TVA | NonRTO_Midwest | Internal | Summer | B1 | 10 | 100 | 0 | 68.82 | 65.02 | 9 | 0
2015 | TVA_2_NonRTO_Midwest | TVA | NonRTO_Midwest | Internal | Summer | B2 | 25 | 100 | 0 | 67.3 | 65.02 | 9 | 0
2015 | TVA_2_NonRTO_Midwest | TVA | NonRTO_Midwest | Internal | Summer | B3 | 75 | 100 | 0 | 64.3 | 65.02 | 9 | 0
2015 | TVA_2_NonRTO_Midwest | TVA | NonRTO_Midwest | Internal | Summer | B4 | 100 | 100 | 0 | 63.51 | 63.51 | 9 | 0
2015 | TVA_2_NonRTO_Midwest | TVA | NonRTO_Midwest | Internal | Summer | B5 | 200 | 100 | 0 | 50.72 | 55.1 | 9 | 0
2015 | TVA_2_NonRTO_Midwest | TVA | NonRTO_Midwest | Internal | Summer | B6 | 300 | 100 | 100 | 39.84 | 50.79 | 9 | 1.96
2015 | TVA_2_NonRTO_Midwest | TVA | NonRTO_Midwest | Internal | Summer | B7 | 400 | 100 | 0 | 39.28 | 35.84 | 9 | 0
2015 | TVA_2_NonRTO_Midwest | TVA | NonRTO_Midwest | Internal | Summer | B8 | 500 | 100 | 0 | 38.22 | 34.42 | 9 | 0
2015 | TVA_2_NonRTO_Midwest | TVA | NonRTO_Midwest | Internal | Summer | B9 | 800 | 100 | 0 | 38.22 | 32.87 | 9 | 0
2015 | TVA_2_NonRTO_Midwest | TVA | NonRTO_Midwest | Internal | Summer | B10 | 1262 | 100 | 0 | 35.5 | 32.02 | 9 | 0
2015 | TVA_2_NonRTO_Midwest | TVA | NonRTO_Midwest | Internal | Winter | B16 | 25 | 100 | 0 | 54.82 | 57.25 | 9 | 0
2015 | TVA_2_NonRTO_Midwest | TVA | NonRTO_Midwest | Internal | Winter | B17 | 100 | 100 | 0 | 43.7 | 51.21 | 9 | 0
2015 | TVA_2_NonRTO_Midwest | TVA | NonRTO_Midwest | Internal | Winter | B18 | 400 | 100 | 0 | 39.34 | 47.03 | 9 | 0
2015 | TVA_2_NonRTO_Midwest | TVA | NonRTO_Midwest | Internal | Winter | B19 | 700 | 100 | 0 | 39.34 | 35.84 | 9 | 0
2015 | TVA_2_NonRTO_Midwest | TVA | NonRTO_Midwest | Internal | Winter | B20 | 935 | 100 | 0 | 39.34 | 32.87 | 9 | 0
2015 | TVA_2_SOCO | TVA | SOCO | Internal | Shoulder | B11 | 25 | 500 | 0 | 55.02 | 63.02 | 9 | 0
2015 | TVA_2_SOCO | TVA | SOCO | Internal | Shoulder | B12 | 200 | 500 | 0 | 40.94 | 43.02 | 9 | 0
2015 | TVA_2_SOCO | TVA | SOCO | Internal | Shoulder | B13 | 600 | 500 | 0 | 39.49 | 40 | 9 | 0
2015 | TVA_2_SOCO | TVA | SOCO | Internal | Shoulder | B14 | 900 | 500 | 0 | 39.49 | 40 | 9 | 0
2015 | TVA_2_SOCO | TVA | SOCO | Internal | Shoulder | B15 | 1203 | 500 | 0 | 39.49 | 40 | 9 | 0
2015 | TVA_2_SOCO | TVA | SOCO | Internal | Summer | B1 | 10 | 500 | 0 | 68.82 | 66.43 | 9 | 0
2015 | TVA_2_SOCO | TVA | SOCO | Internal | Summer | B2 | 25 | 500 | 0 | 67.3 | 66.43 | 9 | 0
2015 | TVA_2_SOCO | TVA | SOCO | Internal | Summer | B3 | 75 | 500 | 0 | 64.3 | 66.43 | 9 | 0
2015 | TVA_2_SOCO | TVA | SOCO | Internal | Summer | B4 | 100 | 500 | 0 | 63.51 | 66.43 | 9 | 0
2015 | TVA_2_SOCO | TVA | SOCO | Internal | Summer | B5 | 200 | 500 | 500 | 50.72 | 62.02 | 9 | 2.3
2015 | TVA_2_SOCO | TVA | SOCO | Internal | Summer | B6 | 300 | 500 | 500 | 39.84 | 54.15 | 9 | 5.31
2015 | TVA_2_SOCO | TVA | SOCO | Internal | Summer | B7 | 400 | 500 | 500 | 39.28 | 51.72 | 9 | 3.44
2015 | TVA_2_SOCO | TVA | SOCO | Internal | Summer | B8 | 500 | 500 | 0 | 38.22 | 43.42 | 9 | 0
2015 | TVA_2_SOCO | TVA | SOCO | Internal | Summer | B9 | 800 | 500 | 0 | 38.22 | 38.83 | 9 | 0
2015 | TVA_2_SOCO | TVA | SOCO | Internal | Summer | B10 | 1262 | 500 | 0 | 35.5 | 38.83 | 9 | 0
2015 | TVA_2_SOCO | TVA | SOCO | Internal | Winter | B16 | 25 | 500 | 0 | 54.82 | 62.24 | 9 | 0
2015 | TVA_2_SOCO | TVA | SOCO | Internal | Winter | B17 | 100 | 500 | 0 | 43.7 | 43.89 | 9 | 0
2015 | TVA_2_SOCO | TVA | SOCO | Internal | Winter | B18 | 400 | 500 | 0 | 39.34 | 42.39 | 9 | 0
2015 | TVA_2_SOCO | TVA | SOCO | Internal | Winter | B19 | 700 | 500 | 0 | 39.34 | 42.39 | 9 | 0
2015 | TVA_2_SOCO | TVA | SOCO | Internal | Winter | B20 | 935 | 500 | 0 | 39.34 | 42.39 | 9 | 0
2015 | TVA_2_VACAR | TVA | VACAR | Internal | Shoulder | B11 | 25 | 150 | 0 | 55.02 | 56.02 | 9 | 0
2015 | TVA_2_VACAR | TVA | VACAR | Internal | Shoulder | B12 | 200 | 150 | 0 | 40.94 | 48.63 | 9 | 0
2015 | TVA_2_VACAR | TVA | VACAR | Internal | Shoulder | B13 | 600 | 150 | 0 | 39.49 | 45.96 | 9 | 0
2015 | TVA_2_VACAR | TVA | VACAR | Internal | Shoulder | B14 | 900 | 150 | 0 | 39.49 | 44.55 | 9 | 0
2015 | TVA_2_VACAR | TVA | VACAR | Internal | Shoulder | B15 | 1203 | 150 | 0 | 39.49 | 41.43 | 9 | 0
2015 | TVA_2_VACAR | TVA | VACAR | Internal | Summer | B1 | 10 | 150 | 0 | 68.82 | 69.73 | 9 | 0
2015 | TVA_2_VACAR | TVA | VACAR | Internal | Summer | B2 | 25 | 150 | 0 | 67.3 | 69.73 | 9 | 0
2015 | TVA_2_VACAR | TVA | VACAR | Internal | Summer | B3 | 75 | 150 | 0 | 64.3 | 68.59 | 9 | 0
2015 | TVA_2_VACAR | TVA | VACAR | Internal | Summer | B4 | 100 | 150 | 0 | 63.51 | 63.5 | 9 | 0
2015 | TVA_2_VACAR | TVA | VACAR | Internal | Summer | B5 | 200 | 150 | 0 | 50.72 | 55.1 | 9 | 0
2015 | TVA_2_VACAR | TVA | VACAR | Internal | Summer | B6 | 300 | 150 | 150 | 39.84 | 50.79 | 9 | 1.96
2015 | TVA_2_VACAR | TVA | VACAR | Internal | Summer | B7 | 400 | 150 | 0 | 39.28 | 44.72 | 9 | 0
2015 | TVA_2_VACAR | TVA | VACAR | Internal | Summer | B8 | 500 | 150 | 0 | 38.22 | 42.56 | 9 | 0
2015 | TVA_2_VACAR | TVA | VACAR | Internal | Summer | B9 | 800 | 150 | 0 | 38.22 | 41.51 | 9 | 0
2015 | TVA_2_VACAR | TVA | VACAR | Internal | Summer | B10 | 1262 | 150 | 0 | 35.5 | 39.54 | 9 | 0
2015 | TVA_2_VACAR | TVA | VACAR | Internal | Winter | B16 | 25 | 150 | 0 | 54.82 | 58.48 | 9 | 0
2015 | TVA_2_VACAR | TVA | VACAR | Internal | Winter | B17 | 100 | 150 | 0 | 43.7 | 51.2 | 9 | 0
2015 | TVA_2_VACAR | TVA | VACAR | Internal | Winter | B18 | 400 | 150 | 0 | 39.34 | 46.43 | 9 | 0
2015 | TVA_2_VACAR | TVA | VACAR | Internal | Winter | B19 | 700 | 150 | 0 | 39.34 | 44.58 | 9 | 0
2015 | TVA_2_VACAR | TVA | VACAR | Internal | Winter | B20 | 935 | 150 | 0 | 39.34 | 42.08 | 9 | 0
2015 | TVA_Transmission_2_NonRTO_Midwest | TVA_Transmission | NonRTO_Midwest | Internal | Shoulder | B11 | 25 | 700 | 0 | 55.23 | 56 | 9 | 0
2015 | TVA_Transmission_2_NonRTO_Midwest | TVA_Transmission | NonRTO_Midwest | Internal | Shoulder | B12 | 200 | 700 | 0 | 44.27 | 48.64 | 9 | 0
2015 | TVA_Transmission_2_NonRTO_Midwest | TVA_Transmission | NonRTO_Midwest | Internal | Shoulder | B13 | 600 | 700 | 0 | 42.34 | 45.52 | 9 | 0
2015 | TVA_Transmission_2_NonRTO_Midwest | TVA_Transmission | NonRTO_Midwest | Internal | Shoulder | B14 | 900 | 700 | 0 | 40.91 | 35.62 | 9 | 0
2015 | TVA_Transmission_2_NonRTO_Midwest | TVA_Transmission | NonRTO_Midwest | Internal | Shoulder | B15 | 1203 | 700 | 0 | 39.93 | 32.87 | 9 | 0
2015 | TVA_Transmission_2_NonRTO_Midwest | TVA_Transmission | NonRTO_Midwest | Internal | Summer | B1 | 10 | 700 | 0 | 68.81 | 65.02 | 9 | 0
2015 | TVA_Transmission_2_NonRTO_Midwest | TVA_Transmission | NonRTO_Midwest | Internal | Summer | B2 | 25 | 700 | 0 | 67.29 | 65.02 | 9 | 0
2015 | TVA_Transmission_2_NonRTO_Midwest | TVA_Transmission | NonRTO_Midwest | Internal | Summer | B3 | 75 | 700 | 0 | 64.29 | 65.02 | 9 | 0
2015 | TVA_Transmission_2_NonRTO_Midwest | TVA_Transmission | NonRTO_Midwest | Internal | Summer | B4 | 100 | 700 | 0 | 63.5 | 63.51 | 9 | 0
2015 | TVA_Transmission_2_NonRTO_Midwest | TVA_Transmission | NonRTO_Midwest | Internal | Summer | B5 | 200 | 700 | 0 | 53.87 | 55.1 | 9 | 0
2015 | TVA_Transmission_2_NonRTO_Midwest | TVA_Transmission | NonRTO_Midwest | Internal | Summer | B6 | 300 | 700 | 0 | 47.8 | 50.79 | 9 | 0
2015 | TVA_Transmission_2_NonRTO_Midwest | TVA_Transmission | NonRTO_Midwest | Internal | Summer | B7 | 400 | 700 | 0 | 43.16 | 35.84 | 9 | 0
2015 | TVA_Transmission_2_NonRTO_Midwest | TVA_Transmission | NonRTO_Midwest | Internal | Summer | B8 | 500 | 700 | 0 | 39.63 | 34.42 | 9 | 0
2015 | TVA_Transmission_2_NonRTO_Midwest | TVA_Transmission | NonRTO_Midwest | Internal | Summer | B9 | 800 | 700 | 0 | 39.06 | 32.87 | 9 | 0
2015 | TVA_Transmission_2_NonRTO_Midwest | TVA_Transmission | NonRTO_Midwest | Internal | Summer | B10 | 1262 | 700 | 0 | 36.74 | 32.02 | 9 | 0
2015 | TVA_Transmission_2_NonRTO_Midwest | TVA_Transmission | NonRTO_Midwest | Internal | Winter | B16 | 25 | 700 | 0 | 55.84 | 57.25 | 9 | 0
2015 | TVA_Transmission_2_NonRTO_Midwest | TVA_Transmission | NonRTO_Midwest | Internal | Winter | B17 | 100 | 700 | 0 | 46.76 | 51.21 | 9 | 0
2015 | TVA_Transmission_2_NonRTO_Midwest | TVA_Transmission | NonRTO_Midwest | Internal | Winter | B18 | 400 | 700 | 0 | 43.25 | 47.03 | 9 | 0
2015 | TVA_Transmission_2_NonRTO_Midwest | TVA_Transmission | NonRTO_Midwest | Internal | Winter | B19 | 700 | 700 | 0 | 41.11 | 35.84 | 9 | 0
2015 | TVA_Transmission_2_NonRTO_Midwest | TVA_Transmission | NonRTO_Midwest | Internal | Winter | B20 | 935 | 700 | 0 | 39.78 | 32.87 | 9 | 0
2015 | TVA_Transmission_2_SOCO | TVA_Transmission | SOCO | Internal | Shoulder | B11 | 25 | 3200 | 0 | 55.23 | 63.02 | 9 | 0
2015 | TVA_Transmission_2_SOCO | TVA_Transmission | SOCO | Internal | Shoulder | B12 | 200 | 3200 | 0 | 44.27 | 43.02 | 9 | 0
2015 | TVA_Transmission_2_SOCO | TVA_Transmission | SOCO | Internal | Shoulder | B13 | 600 | 3200 | 0 | 42.34 | 40 | 9 | 0
2015 | TVA_Transmission_2_SOCO | TVA_Transmission | SOCO | Internal | Shoulder | B14 | 900 | 3200 | 0 | 40.91 | 40 | 9 | 0
2015 | TVA_Transmission_2_SOCO | TVA_Transmission | SOCO | Internal | Shoulder | B15 | 1203 | 3200 | 0 | 39.93 | 40 | 9 | 0
2015 | TVA_Transmission_2_SOCO | TVA_Transmission | SOCO | Internal | Summer | B1 | 10 | 3200 | 0 | 68.81 | 66.43 | 9 | 0
2015 | TVA_Transmission_2_SOCO | TVA_Transmission | SOCO | Internal | Summer | B2 | 25 | 3200 | 0 | 67.29 | 66.43 | 9 | 0
2015 | TVA_Transmission_2_SOCO | TVA_Transmission | SOCO | Internal | Summer | B3 | 75 | 3200 | 0 | 64.29 | 66.43 | 9 | 0
2015 | TVA_Transmission_2_SOCO | TVA_Transmission | SOCO | Internal | Summer | B4 | 100 | 3200 | 0 | 63.5 | 66.43 | 9 | 0
2015 | TVA_Transmission_2_SOCO | TVA_Transmission | SOCO | Internal | Summer | B5 | 200 | 3200 | 0 | 53.87 | 62.02 | 9 | 0
2015 | TVA_Transmission_2_SOCO | TVA_Transmission | SOCO | Internal | Summer | B6 | 300 | 3200 | 0 | 47.8 | 54.15 | 9 | 0
2015 | TVA_Transmission_2_SOCO | TVA_Transmission | SOCO | Internal | Summer | B7 | 400 | 3200 | 0 | 43.16 | 51.72 | 9 | 0
2015 | TVA_Transmission_2_SOCO | TVA_Transmission | SOCO | Internal | Summer | B8 | 500 | 3200 | 0 | 39.63 | 43.42 | 9 | 0
2015 | TVA_Transmission_2_SOCO | TVA_Transmission | SOCO | Internal | Summer | B9 | 800 | 3200 | 0 | 39.06 | 38.83 | 9 | 0
2015 | TVA_Transmission_2_SOCO | TVA_Transmission | SOCO | Internal | Summer | B10 | 1262 | 3200 | 0 | 36.74 | 38.83 | 9 | 0
2015 | TVA_Transmission_2_SOCO | TVA_Transmission | SOCO | Internal | Winter | B16 | 25 | 3200 | 0 | 55.84 | 62.24 | 9 | 0
2015 | TVA_Transmission_2_SOCO | TVA_Transmission | SOCO | Internal | Winter | B17 | 100 | 3200 | 0 | 46.76 | 43.89 | 9 | 0
2015 | TVA_Transmission_2_SOCO | TVA_Transmission | SOCO | Internal | Winter | B18 | 400 | 3200 | 0 | 43.25 | 42.39 | 9 | 0
2015 | TVA_Transmission_2_SOCO | TVA_Transmission | SOCO | Internal | Winter | B19 | 700 | 3200 | 0 | 41.11 | 42.39 | 9 | 0
2015 | TVA_Transmission_2_SOCO | TVA_Transmission | SOCO | Internal | Winter | B20 | 935 | 3200 | 0 | 39.78 | 42.39 | 9 | 0
2015 | TVA_Transmission_2_TVA | TVA_Transmission | TVA | Internal | Shoulder | B11 | 25 | 99999 | 0 | 55.23 | 55.02 | 0.01 | 0
2015 | TVA_Transmission_2_TVA | TVA_Transmission | TVA | Internal | Shoulder | B12 | 200 | 99999 | 0 | 44.27 | 40.94 | 0.01 | 0
2015 | TVA_Transmission_2_TVA | TVA_Transmission | TVA | Internal | Shoulder | B13 | 600 | 99999 | 0 | 42.34 | 39.49 | 0.01 | 0
2015 | TVA_Transmission_2_TVA | TVA_Transmission | TVA | Internal | Shoulder | B14 | 900 | 99999 | 0 | 40.91 | 39.49 | 0.01 | 0
2015 | TVA_Transmission_2_TVA | TVA_Transmission | TVA | Internal | Shoulder | B15 | 1203 | 99999 | 0 | 39.93 | 39.49 | 0.01 | 0
2015 | TVA_Transmission_2_TVA | TVA_Transmission | TVA | Internal | Summer | B1 | 10 | 99999 | 3531.29 | 68.81 | 68.82 | 0.01 | 0
2015 | TVA_Transmission_2_TVA | TVA_Transmission | TVA | Internal | Summer | B2 | 25 | 99999 | 2834.68 | 67.29 | 67.3 | 0.01 | 0
2015 | TVA_Transmission_2_TVA | TVA_Transmission | TVA | Internal | Summer | B3 | 75 | 99999 | 1506.02 | 64.29 | 64.3 | 0.01 | 0
2015 | TVA_Transmission_2_TVA | TVA_Transmission | TVA | Internal | Summer | B4 | 100 | 99999 | 903.91 | 63.5 | 63.51 | 0.01 | 0
2015 | TVA_Transmission_2_TVA | TVA_Transmission | TVA | Internal | Summer | B5 | 200 | 99999 | 0 | 53.87 | 50.72 | 0.01 | 0
2015 | TVA_Transmission_2_TVA | TVA_Transmission | TVA | Internal | Summer | B6 | 300 | 99999 | 0 | 47.8 | 39.84 | 0.01 | 0
2015 | TVA_Transmission_2_TVA | TVA_Transmission | TVA | Internal | Summer | B7 | 400 | 99999 | 0 | 43.16 | 39.28 | 0.01 | 0
2015 | TVA_Transmission_2_TVA | TVA_Transmission | TVA | Internal | Summer | B8 | 500 | 99999 | 0 | 39.63 | 38.22 | 0.01 | 0
2015 | TVA_Transmission_2_TVA | TVA_Transmission | TVA | Internal | Summer | B9 | 800 | 99999 | 0 | 39.06 | 38.22 | 0.01 | 0
2015 | TVA_Transmission_2_TVA | TVA_Transmission | TVA | Internal | Summer | B10 | 1262 | 99999 | 0 | 36.74 | 35.5 | 0.01 | 0
2015 | TVA_Transmission_2_TVA | TVA_Transmission | TVA | Internal | Winter | B16 | 25 | 99999 | 0 | 55.84 | 54.82 | 0.01 | 0
2015 | TVA_Transmission_2_TVA | TVA_Transmission | TVA | Internal | Winter | B17 | 100 | 99999 | 0 | 46.76 | 43.7 | 0.01 | 0
2015 | TVA_Transmission_2_TVA | TVA_Transmission | TVA | Internal | Winter | B18 | 400 | 99999 | 0 | 43.25 | 39.34 | 0.01 | 0
2015 | TVA_Transmission_2_TVA | TVA_Transmission | TVA | Internal | Winter | B19 | 700 | 99999 | 0 | 41.11 | 39.34 | 0.01 | 0
2015 | TVA_Transmission_2_TVA | TVA_Transmission | TVA | Internal | Winter | B20 | 935 | 99999 | 0 | 39.78 | 39.34 | 0.01 | 0
2015 | TVA_Transmission_2_VACAR | TVA_Transmission | VACAR | Internal | Shoulder | B11 | 25 | 900 | 0 | 55.23 | 56.02 | 9 | 0
2015 | TVA_Transmission_2_VACAR | TVA_Transmission | VACAR | Internal | Shoulder | B12 | 200 | 900 | 0 | 44.27 | 48.63 | 9 | 0
2015 | TVA_Transmission_2_VACAR | TVA_Transmission | VACAR | Internal | Shoulder | B13 | 600 | 900 | 0 | 42.34 | 45.96 | 9 | 0
2015 | TVA_Transmission_2_VACAR | TVA_Transmission | VACAR | Internal | Shoulder | B14 | 900 | 900 | 0 | 40.91 | 44.55 | 9 | 0
2015 | TVA_Transmission_2_VACAR | TVA_Transmission | VACAR | Internal | Shoulder | B15 | 1203 | 900 | 0 | 39.93 | 41.43 | 9 | 0
2015 | TVA_Transmission_2_VACAR | TVA_Transmission | VACAR | Internal | Summer | B1 | 10 | 900 | 0 | 68.81 | 69.73 | 9 | 0
2015 | TVA_Transmission_2_VACAR | TVA_Transmission | VACAR | Internal | Summer | B2 | 25 | 900 | 0 | 67.29 | 69.73 | 9 | 0
2015 | TVA_Transmission_2_VACAR | TVA_Transmission | VACAR | Internal | Summer | B3 | 75 | 900 | 0 | 64.29 | 68.59 | 9 | 0
2015 | TVA_Transmission_2_VACAR | TVA_Transmission | VACAR | Internal | Summer | B4 | 100 | 900 | 0 | 63.5 | 63.5 | 9 | 0
2015 | TVA_Transmission_2_VACAR | TVA_Transmission | VACAR | Internal | Summer | B5 | 200 | 900 | 0 | 53.87 | 55.1 | 9 | 0
2015 | TVA_Transmission_2_VACAR | TVA_Transmission | VACAR | Internal | Summer | B6 | 300 | 900 | 0 | 47.8 | 50.79 | 9 | 0
2015 | TVA_Transmission_2_VACAR | TVA_Transmission | VACAR | Internal | Summer | B7 | 400 | 900 | 0 | 43.16 | 44.72 | 9 | 0
2015 | TVA_Transmission_2_VACAR | TVA_Transmission | VACAR | Internal | Summer | B8 | 500 | 900 | 0 | 39.63 | 42.56 | 9 | 0
2015 | TVA_Transmission_2_VACAR | TVA_Transmission | VACAR | Internal | Summer | B9 | 800 | 900 | 0 | 39.06 | 41.51 | 9 | 0
2015 | TVA_Transmission_2_VACAR | TVA_Transmission | VACAR | Internal | Summer | B10 | 1262 | 900 | 0 | 36.74 | 39.54 | 9 | 0
2015 | TVA_Transmission_2_VACAR | TVA_Transmission | VACAR | Internal | Winter | B16 | 25 | 900 | 0 | 55.84 | 58.48 | 9 | 0
2015 | TVA_Transmission_2_VACAR | TVA_Transmission | VACAR | Internal | Winter | B17 | 100 | 900 | 0 | 46.76 | 51.2 | 9 | 0
2015 | TVA_Transmission_2_VACAR | TVA_Transmission | VACAR | Internal | Winter | B18 | 400 | 900 | 0 | 43.25 | 46.43 | 9 | 0
2015 | TVA_Transmission_2_VACAR | TVA_Transmission | VACAR | Internal | Winter | B19 | 700 | 900 | 0 | 41.11 | 44.58 | 9 | 0
2015 | TVA_Transmission_2_VACAR | TVA_Transmission | VACAR | Internal | Winter | B20 | 935 | 900 | 0 | 39.78 | 42.08 | 9 | 0
2015 | VACAR_2_SOCO | VACAR | SOCO | Internal | Shoulder | B11 | 25 | 3000 | 2264.55 | 56.02 | 63.02 | 7 | 0
2015 | VACAR_2_SOCO | VACAR | SOCO | Internal | Shoulder | B12 | 200 | 3000 | 0 | 48.63 | 43.02 | 7 | 0
2015 | VACAR_2_SOCO | VACAR | SOCO | Internal | Shoulder | B13 | 600 | 3000 | 0 | 45.96 | 40 | 7 | 0
2015 | VACAR_2_SOCO | VACAR | SOCO | Internal | Shoulder | B14 | 900 | 3000 | 0 | 44.55 | 40 | 7 | 0
2015 | VACAR_2_SOCO | VACAR | SOCO | Internal | Shoulder | B15 | 1203 | 3000 | 0 | 41.43 | 40 | 7 | 0
2015 | VACAR_2_SOCO | VACAR | SOCO | Internal | Summer | B1 | 10 | 3000 | 0 | 69.73 | 66.43 | 7 | 0
2015 | VACAR_2_SOCO | VACAR | SOCO | Internal | Summer | B2 | 25 | 3000 | 0 | 69.73 | 66.43 | 7 | 0
2015 | VACAR_2_SOCO | VACAR | SOCO | Internal | Summer | B3 | 75 | 3000 | 0 | 68.59 | 66.43 | 7 | 0
2015 | VACAR_2_SOCO | VACAR | SOCO | Internal | Summer | B4 | 100 | 3000 | 0 | 63.5 | 66.43 | 7 | 0
2015 | VACAR_2_SOCO | VACAR | SOCO | Internal | Summer | B5 | 200 | 3000 | 0 | 55.1 | 62.02 | 7 | 0
2015 | VACAR_2_SOCO | VACAR | SOCO | Internal | Summer | B6 | 300 | 3000 | 0 | 50.79 | 54.15 | 7 | 0
2015 | VACAR_2_SOCO | VACAR | SOCO | Internal | Summer | B7 | 400 | 3000 | 697.97 | 44.72 | 51.72 | 7 | 0
2015 | VACAR_2_SOCO | VACAR | SOCO | Internal | Summer | B8 | 500 | 3000 | 0 | 42.56 | 43.42 | 7 | 0
2015 | VACAR_2_SOCO | VACAR | SOCO | Internal | Summer | B9 | 800 | 3000 | 0 | 41.51 | 38.83 | 7 | 0
2015 | VACAR_2_SOCO | VACAR | SOCO | Internal | Summer | B10 | 1262 | 3000 | 0 | 39.54 | 38.83 | 7 | 0
2015 | VACAR_2_SOCO | VACAR | SOCO | Internal | Winter | B16 | 25 | 3000 | 0 | 58.48 | 62.24 | 7 | 0
2015 | VACAR_2_SOCO | VACAR | SOCO | Internal | Winter | B17 | 100 | 3000 | 0 | 51.2 | 43.89 | 7 | 0
2015 | VACAR_2_SOCO | VACAR | SOCO | Internal | Winter | B18 | 400 | 3000 | 0 | 46.43 | 42.39 | 7 | 0
2015 | VACAR_2_SOCO | VACAR | SOCO | Internal | Winter | B19 | 700 | 3000 | 0 | 44.58 | 42.39 | 7 | 0
2015 | VACAR_2_SOCO | VACAR | SOCO | Internal | Winter | B20 | 935 | 3000 | 0 | 42.08 | 42.39 | 7 | 0
2020 | ENT_2_MISO_MO-IL | ENT | MISO_MO-IL | Internal | Shoulder | B11 | 25 | 2260 | 0 | 59.7 | 56.4 | 8 | 0
2020 | ENT_2_MISO_MO-IL | ENT | MISO_MO-IL | Internal | Shoulder | B12 | 200 | 2260 | 0 | 42.38 | 46.75 | 8 | 0
2020 | ENT_2_MISO_MO-IL | ENT | MISO_MO-IL | Internal | Shoulder | B13 | 600 | 2260 | 0 | 42.38 | 42.94 | 8 | 0
2020 | ENT_2_MISO_MO-IL | ENT | MISO_MO-IL | Internal | Shoulder | B14 | 900 | 2260 | 0 | 42.38 | 40.79 | 8 | 0
2020 | ENT_2_MISO_MO-IL | ENT | MISO_MO-IL | Internal | Shoulder | B15 | 1203 | 2260 | 0 | 42.07 | 38.31 | 8 | 0
2020 | ENT_2_MISO_MO-IL | ENT | MISO_MO-IL | Internal | Summer | B1 | 10 | 2260 | 0 | 64.55 | 64.56 | 8 | 0
2020 | ENT_2_MISO_MO-IL | ENT | MISO_MO-IL | Internal | Summer | B2 | 25 | 2260 | 0 | 63.98 | 63.99 | 8 | 0
2020 | ENT_2_MISO_MO-IL | ENT | MISO_MO-IL | Internal | Summer | B3 | 75 | 2260 | 0 | 62.36 | 61.99 | 8 | 0
2020 | ENT_2_MISO_MO-IL | ENT | MISO_MO-IL | Internal | Summer | B4 | 100 | 2260 | 0 | 62.36 | 60.42 | 8 | 0
2020 | ENT_2_MISO_MO-IL | ENT | MISO_MO-IL | Internal | Summer | B5 | 200 | 2260 | 0 | 61.88 | 58.79 | 8 | 0
2020 | ENT_2_MISO_MO-IL | ENT | MISO_MO-IL | Internal | Summer | B6 | 300 | 2260 | 0 | 56.33 | 49.41 | 8 | 0
2020 | ENT_2_MISO_MO-IL | ENT | MISO_MO-IL | Internal | Summer | B7 | 400 | 2260 | 0 | 47.4 | 40.4 | 8 | 0
2020 | ENT_2_MISO_MO-IL | ENT | MISO_MO-IL | Internal | Summer | B8 | 500 | 2260 | 0 | 41 | 38.25 | 8 | 0
2020 | ENT_2_MISO_MO-IL | ENT | MISO_MO-IL | Internal | Summer | B9 | 800 | 2260 | 0 | 41 | 36.86 | 8 | 0
2020 | ENT_2_MISO_MO-IL | ENT | MISO_MO-IL | Internal | Summer | B10 | 1262 | 2260 | 0 | 40.71 | 36 | 8 | 0
2020 | ENT_2_MISO_MO-IL | ENT | MISO_MO-IL | Internal | Winter | B16 | 25 | 2260 | 0 | 53.1 | 53.1 | 8 | 0
2020 | ENT_2_MISO_MO-IL | ENT | MISO_MO-IL | Internal | Winter | B17 | 100 | 2260 | 0 | 45.1 | 48.26 | 8 | 0
2020 | ENT_2_MISO_MO-IL | ENT | MISO_MO-IL | Internal | Winter | B18 | 400 | 2260 | 0 | 45.1 | 43.53 | 8 | 0
2020 | ENT_2_MISO_MO-IL | ENT | MISO_MO-IL | Internal | Winter | B19 | 700 | 2260 | 0 | 44.77 | 41.42 | 8 | 0
2020 | ENT_2_MISO_MO-IL | ENT | MISO_MO-IL | Internal | Winter | B20 | 935 | 2260 | 0 | 43.31 | 37.93 | 8 | 0
2020 | ENT_2_SOCO | ENT | SOCO | Internal | Shoulder | B11 | 25 | 2431 | 0 | 59.7 | 67.66 | 8 | 0
2020 | ENT_2_SOCO | ENT | SOCO | Internal | Shoulder | B12 | 200 | 2431 | 0 | 42.38 | 44.08 | 8 | 0
2020 | ENT_2_SOCO | ENT | SOCO | Internal | Shoulder | B13 | 600 | 2431 | 0 | 42.38 | 43.08 | 8 | 0
2020 | ENT_2_SOCO | ENT | SOCO | Internal | Shoulder | B14 | 900 | 2431 | 0 | 42.38 | 43.08 | 8 | 0
2020 | ENT_2_SOCO | ENT | SOCO | Internal | Shoulder | B15 | 1203 | 2431 | 0 | 42.07 | 42.57 | 8 | 0
2020 | ENT_2_SOCO | ENT | SOCO | Internal | Summer | B1 | 10 | 2431 | 0 | 64.55 | 71.71 | 8 | 0
2020 | ENT_2_SOCO | ENT | SOCO | Internal | Summer | B2 | 25 | 2431 | 0 | 63.98 | 71.71 | 8 | 0
2020 | ENT_2_SOCO | ENT | SOCO | Internal | Summer | B3 | 75 | 2431 | 831.12 | 62.36 | 70.36 | 8 | 0
2020 | ENT_2_SOCO | ENT | SOCO | Internal | Summer | B4 | 100 | 2431 | 865.71 | 62.36 | 70.36 | 8 | 0
2020 | ENT_2_SOCO | ENT | SOCO | Internal | Summer | B5 | 200 | 2431 | 2431 | 61.88 | 69.97 | 8 | 0.09
2020 | ENT_2_SOCO | ENT | SOCO | Internal | Summer | B6 | 300 | 2431 | 0 | 56.33 | 63.33 | 8 | 0
2020 | ENT_2_SOCO | ENT | SOCO | Internal | Summer | B7 | 400 | 2431 | 298.4 | 47.4 | 55.4 | 8 | 0
2020 | ENT_2_SOCO | ENT | SOCO | Internal | Summer | B8 | 500 | 2431 | 0 | 41 | 44.07 | 8 | 0
2020 | ENT_2_SOCO | ENT | SOCO | Internal | Summer | B9 | 800 | 2431 | 0 | 41 | 42.76 | 8 | 0
2020 | ENT_2_SOCO | ENT | SOCO | Internal | Summer | B10 | 1262 | 2431 | 0 | 40.71 | 41.3 | 8 | 0
2020 | ENT_2_SOCO | ENT | SOCO | Internal | Winter | B16 | 25 | 2431 | 2431 | 53.1 | 64.75 | 8 | 3.65
2020 | ENT_2_SOCO | ENT | SOCO | Internal | Winter | B17 | 100 | 2431 | 0 | 45.1 | 46.79 | 8 | 0
2020 | ENT_2_SOCO | ENT | SOCO | Internal | Winter | B18 | 400 | 2431 | 0 | 45.1 | 45.18 | 8 | 0
2020 | ENT_2_SOCO | ENT | SOCO | Internal | Winter | B19 | 700 | 2431 | 0 | 44.77 | 45.18 | 8 | 0
2020 | ENT_2_SOCO | ENT | SOCO | Internal | Winter | B20 | 935 | 2431 | 0 | 43.31 | 45.18 | 8 | 0
2020 | ENT_2_TVA_Transmission | ENT | TVA_Transmission | Internal | Shoulder | B11 | 25 | 2100 | 0 | 59.7 | 59.81 | 8 | 0
2020 | ENT_2_TVA_Transmission | ENT | TVA_Transmission | Internal | Shoulder | B12 | 200 | 2100 | 0 | 42.38 | 48.17 | 8 | 0
2020 | ENT_2_TVA_Transmission | ENT | TVA_Transmission | Internal | Shoulder | B13 | 600 | 2100 | 0 | 42.38 | 45.4 | 8 | 0
2020 | ENT_2_TVA_Transmission | ENT | TVA_Transmission | Internal | Shoulder | B14 | 900 | 2100 | 0 | 42.38 | 44.25 | 8 | 0
2020 | ENT_2_TVA_Transmission | ENT | TVA_Transmission | Internal | Shoulder | B15 | 1203 | 2100 | 0 | 42.07 | 42.63 | 8 | 0
2020 | ENT_2_TVA_Transmission | ENT | TVA_Transmission | Internal | Summer | B1 | 10 | 2100 | 2013.73 | 64.55 | 72.55 | 8 | 0
2020 | ENT_2_TVA_Transmission | ENT | TVA_Transmission | Internal | Summer | B2 | 25 | 2100 | 496.93 | 63.98 | 71.98 | 8 | 0
2020 | ENT_2_TVA_Transmission | ENT | TVA_Transmission | Internal | Summer | B3 | 75 | 2100 | 0 | 62.36 | 67.86 | 8 | 0
2020 | ENT_2_TVA_Transmission | ENT | TVA_Transmission | Internal | Summer | B4 | 100 | 2100 | 0 | 62.36 | 67.78 | 8 | 0
2020 | ENT_2_TVA_Transmission | ENT | TVA_Transmission | Internal | Summer | B5 | 200 | 2100 | 0 | 61.88 | 62.17 | 8 | 0
2020 | ENT_2_TVA_Transmission | ENT | TVA_Transmission | Internal | Summer | B6 | 300 | 2100 | 0 | 56.33 | 55.29 | 8 | 0
2020 | ENT_2_TVA_Transmission | ENT | TVA_Transmission | Internal | Summer | B7 | 400 | 2100 | 0 | 47.4 | 47.08 | 8 | 0
2020 | ENT_2_TVA_Transmission | ENT | TVA_Transmission | Internal | Summer | B8 | 500 | 2100 | 0 | 41 | 42.44 | 8 | 0
2020 | ENT_2_TVA_Transmission | ENT | TVA_Transmission | Internal | Summer | B9 | 800 | 2100 | 0 | 41 | 41.8 | 8 | 0
2020 | ENT_2_TVA_Transmission | ENT | TVA_Transmission | Internal | Summer | B10 | 1262 | 2100 | 0 | 40.71 | 38.53 | 8 | 0
2020 | ENT_2_TVA_Transmission | ENT | TVA_Transmission | Internal | Winter | B16 | 25 | 2100 | 0 | 53.1 | 59.31 | 8 | 0
2020 | ENT_2_TVA_Transmission | ENT | TVA_Transmission | Internal | Winter | B17 | 100 | 2100 | 0 | 45.1 | 50.56 | 8 | 0
2020 | ENT_2_TVA_Transmission | ENT | TVA_Transmission | Internal | Winter | B18 | 400 | 2100 | 0 | 45.1 | 46.67 | 8 | 0
2020 | ENT_2_TVA_Transmission | ENT | TVA_Transmission | Internal | Winter | B19 | 700 | 2100 | 0 | 44.77 | 44.86 | 8 | 0
2020 | ENT_2_TVA_Transmission | ENT | TVA_Transmission | Internal | Winter | B20 | 935 | 2100 | 0 | 43.31 | 42.63 | 8 | 0
2020 | HQ_NEISO_2_NEISO | HQ_NEISO | NEISO | Internal | Shoulder | B11 | 25 | 99999 | 2920 | 37.48 | 37.5 | 0.01 | 0
2020 | HQ_NEISO_2_NEISO | HQ_NEISO | NEISO | Internal | Shoulder | B12 | 200 | 99999 | 2920 | 37.48 | 37.5 | 0.01 | 0
2020 | HQ_NEISO_2_NEISO | HQ_NEISO | NEISO | Internal | Shoulder | B13 | 600 | 99999 | 2920 | 37.48 | 37.5 | 0.01 | 0
2020 | HQ_NEISO_2_NEISO | HQ_NEISO | NEISO | Internal | Shoulder | B14 | 900 | 99999 | 2920 | 37.48 | 37.5 | 0.01 | 0
2020 | HQ_NEISO_2_NEISO | HQ_NEISO | NEISO | Internal | Shoulder | B15 | 1203 | 99999 | 1143.24 | 37.48 | 37.5 | 0.01 | 0
2020 | HQ_NEISO_2_NEISO | HQ_NEISO | NEISO | Internal | Summer | B1 | 10 | 99999 | 2920 | 81.04 | 81.05 | 0.01 | 0
2020 | HQ_NEISO_2_NEISO | HQ_NEISO | NEISO | Internal | Summer | B2 | 25 | 99999 | 2920 | 68.95 | 68.96 | 0.01 | 0
2020 | HQ_NEISO_2_NEISO | HQ_NEISO | NEISO | Internal | Summer | B3 | 75 | 99999 | 2920 | 48.51 | 48.53 | 0.01 | 0
2020 | HQ_NEISO_2_NEISO | HQ_NEISO | NEISO | Internal | Summer | B4 | 100 | 99999 | 2920 | 43.13 | 43.14 | 0.01 | 0
2020 | HQ_NEISO_2_NEISO | HQ_NEISO | NEISO | Internal | Summer | B5 | 200 | 99999 | 2920 | 34.6 | 34.61 | 0.01 | 0
2020 | HQ_NEISO_2_NEISO | HQ_NEISO | NEISO | Internal | Summer | B6 | 300 | 99999 | 2920 | 34.6 | 34.61 | 0.01 | 0
2020 | HQ_NEISO_2_NEISO | HQ_NEISO | NEISO | Internal | Summer | B7 | 400 | 99999 | 2920 | 34.6 | 34.61 | 0.01 | 0
2020 | HQ_NEISO_2_NEISO | HQ_NEISO | NEISO | Internal | Summer | B8 | 500 | 99999 | 2920 | 34.6 | 34.61 | 0.01 | 0
2020 | HQ_NEISO_2_NEISO | HQ_NEISO | NEISO | Internal | Summer | B9 | 800 | 99999 | 2920 | 34.6 | 34.61 | 0.01 | 0
2020 | HQ_NEISO_2_NEISO | HQ_NEISO | NEISO | Internal | Summer | B10 | 1262 | 99999 | 795.94 | 34.6 | 34.61 | 0.01 | 0
2020 | HQ_NEISO_2_NEISO | HQ_NEISO | NEISO | Internal | Winter | B16 | 25 | 99999 | 2920 | 46.41 | 46.42 | 0.01 | 0
2020 | HQ_NEISO_2_NEISO | HQ_NEISO | NEISO | Internal | Winter | B17 | 100 | 99999 | 2920 | 46.41 | 46.42 | 0.01 | 0
2020 | HQ_NEISO_2_NEISO | HQ_NEISO | NEISO | Internal | Winter | B18 | 400 | 99999 | 2920 | 46.41 | 46.42 | 0.01 | 0
2020 | HQ_NEISO_2_NEISO | HQ_NEISO | NEISO | Internal | Winter | B19 | 700 | 99999 | 2920 | 46.41 | 46.42 | 0.01 | 0
2020 | HQ_NEISO_2_NEISO | HQ_NEISO | NEISO | Internal | Winter | B20 | 935 | 99999 | 1233.58 | 46.41 | 46.42 | 0.01 | 0
2020 | HQ_NY_2_NYISO_A-F | HQ_NY | NYISO_A-F | Internal | Shoulder | B11 | 25 | 99999 | 1907.68 | 39.86 | 39.87 | 0.01 | 0
2020 | HQ_NY_2_NYISO_A-F | HQ_NY | NYISO_A-F | Internal | Shoulder | B12 | 200 | 99999 | 1925.42 | 39.86 | 39.87 | 0.01 | 0
2020 | HQ_NY_2_NYISO_A-F | HQ_NY | NYISO_A-F | Internal | Shoulder | B13 | 600 | 99999 | 1892.44 | 38.3 | 38.31 | 0.01 | 0
2020 | HQ_NY_2_NYISO_A-F | HQ_NY | NYISO_A-F | Internal | Shoulder | B14 | 900 | 99999 | 1837.99 | 38.3 | 38.31 | 0.01 | 0
2020 | HQ_NY_2_NYISO_A-F | HQ_NY | NYISO_A-F | Internal | Shoulder | B15 | 1203 | 99999 | 886.88 | 38.3 | 38.31 | 0.01 | 0
2020 | HQ_NY_2_NYISO_A-F | HQ_NY | NYISO_A-F | Internal | Summer | B1 | 10 | 99999 | 2252.13 | 51.51 | 51.52 | 0.01 | 0
2020 | HQ_NY_2_NYISO_A-F | HQ_NY | NYISO_A-F | Internal | Summer | B2 | 25 | 99999 | 2205.36 | 51.51 | 51.52 | 0.01 | 0
2020 | HQ_NY_2_NYISO_A-F | HQ_NY | NYISO_A-F | Internal | Summer | B3 | 75 | 99999 | 2135.23 | 51.51 | 51.52 | 0.01 | 0
2020 | HQ_NY_2_NYISO_A-F | HQ_NY | NYISO_A-F | Internal | Summer | B4 | 100 | 99999 | 2059.94 | 46.13 | 46.14 | 0.01 | 0
2020 | HQ_NY_2_NYISO_A-F | HQ_NY | NYISO_A-F | Internal | Summer | B5 | 200 | 99999 | 2014.47 | 43.27 | 43.28 | 0.01 | 0
2020 | HQ_NY_2_NYISO_A-F | HQ_NY | NYISO_A-F | Internal | Summer | B6 | 300 | 99999 | 1969.07 | 42.31 | 42.32 | 0.01 | 0
2020 | HQ_NY_2_NYISO_A-F | HQ_NY | NYISO_A-F | Internal | Summer | B7 | 400 | 99999 | 1916.93 | 37.6 | 37.61 | 0.01 | 0
2020 | HQ_NY_2_NYISO_A-F | HQ_NY | NYISO_A-F | Internal | Summer | B8 | 500 | 99999 | 1881.62 | 36.85 | 36.86 | 0.01 | 0
2020 | HQ_NY_2_NYISO_A-F | HQ_NY | NYISO_A-F | Internal | Summer | B9 | 800 | 99999 | 1833.77 | 36.85 | 36.86 | 0.01 | 0
2020 | HQ_NY_2_NYISO_A-F | HQ_NY | NYISO_A-F | Internal | Summer | B10 | 1262 | 99999 | 734.41 | 36.85 | 36.86 | 0.01 | 0
2020 | HQ_NY_2_NYISO_A-F | HQ_NY | NYISO_A-F | Internal | Winter | B16 | 25 | 99999 | 2031.19 | 46.18 | 46.19 | 0.01 | 0
2020 | HQ_NY_2_NYISO_A-F | HQ_NY | NYISO_A-F | Internal | Winter | B17 | 100 | 99999 | 2002.25 | 42.25 | 42.26 | 0.01 | 0
2020 | HQ_NY_2_NYISO_A-F | HQ_NY | NYISO_A-F | Internal | Winter | B18 | 400 | 99999 | 1968.99 | 42.25 | 42.26 | 0.01 | 0
2020 | HQ_NY_2_NYISO_A-F | HQ_NY | NYISO_A-F | Internal | Winter | B19 | 700 | 99999 | 1911.08 | 42.25 | 42.26 | 0.01 | 0
2020 | HQ_NY_2_NYISO_A-F | HQ_NY | NYISO_A-F | Internal | Winter | B20 | 935 | 99999 | 997.76 | 42.25 | 42.26 | 0.01 | 0
2020 | HQ_IESO_2_IESO | HQ_IESO | IESO | Internal | Shoulder | B11 | 25 | 99999 | 400 | 31.3 | 31.31 | 0.01 | 0
2020 | HQ_IESO_2_IESO | HQ_IESO | IESO | Internal | Shoulder | B12 | 200 | 99999 | 400 | 31.44 | 31.45 | 0.01 | 0
2020 | HQ_IESO_2_IESO | HQ_IESO | IESO | Internal | Shoulder | B13 | 600 | 99999 | 400 | 31.3 | 31.31 | 0.01 | 0
2020 | HQ_IESO_2_IESO | HQ_IESO | IESO | Internal | Shoulder | B14 | 900 | 99999 | 400 | 31.3 | 31.31 | 0.01 | 0
2020 | HQ_IESO_2_IESO | HQ_IESO | IESO | Internal | Shoulder | B15 | 1203 | 99999 | 75.48 | 31.3 | 31.31 | 0.01 | 0
2020 | HQ_IESO_2_IESO | HQ_IESO | IESO | Internal | Summer | B1 | 10 | 99999 | 400 | 44.51 | 44.52 | 0.01 | 0
2020 | HQ_IESO_2_IESO | HQ_IESO | IESO | Internal | Summer | B2 | 25 | 99999 | 400 | 44.51 | 44.52 | 0.01 | 0
2020 | HQ_IESO_2_IESO | HQ_IESO | IESO | Internal | Summer | B3 | 75 | 99999 | 400 | 39.13 | 39.14 | 0.01 | 0
2020 | HQ_IESO_2_IESO | HQ_IESO | IESO | Internal | Summer | B4 | 100 | 99999 | 400 | 39.13 | 39.14 | 0.01 | 0
2020 | HQ_IESO_2_IESO | HQ_IESO | IESO | Internal | Summer | B5 | 200 | 99999 | 400 | 36.27 | 36.28 | 0.01 | 0
2020 | HQ_IESO_2_IESO | HQ_IESO | IESO | Internal | Summer | B6 | 300 | 99999 | 400 | 35.31 | 35.32 | 0.01 | 0
2020 | HQ_IESO_2_IESO | HQ_IESO | IESO | Internal | Summer | B7 | 400 | 99999 | 400 | 30.6 | 30.61 | 0.01 | 0
2020 | HQ_IESO_2_IESO | HQ_IESO | IESO | Internal | Summer | B8 | 500 | 99999 | 400 | 29.85 | 29.86 | 0.01 | 0
2020 | HQ_IESO_2_IESO | HQ_IESO | IESO | Internal | Summer | B9 | 800 | 99999 | 400 | 29.85 | 29.86 | 0.01 | 0
2020 | HQ_IESO_2_IESO | HQ_IESO | IESO | Internal | Summer | B10 | 1262 | 99999 | 12.04 | 29.85 | 29.86 | 0.01 | 0
2020 | HQ_IESO_2_IESO | HQ_IESO | IESO | Internal | Winter | B16 | 25 | 99999 | 400 | 39.18 | 39.19 | 0.01 | 0
2020 | HQ_IESO_2_IESO | HQ_IESO | IESO | Internal | Winter | B17 | 100 | 99999 | 400 | 35.25 | 35.26 | 0.01 | 0
2020 | HQ_IESO_2_IESO | HQ_IESO | IESO | Internal | Winter | B18 | 400 | 99999 | 400 | 35.25 | 35.26 | 0.01 | 0
2020 | HQ_IESO_2_IESO | HQ_IESO | IESO | Internal | Winter | B19 | 700 | 99999 | 400 | 35.25 | 35.26 | 0.01 | 0
2020 | HQ_IESO_2_IESO | HQ_IESO | IESO | Internal | Winter | B20 | 935 | 99999 | 91.98 | 35.25 | 35.26 | 0.01 | 0
2020 | IESO_2_MAPP_CA | IESO | MAPP_CA | Internal | Shoulder | B11 | 25 | 262 | 262 | 31.31 | 48.25 | 7 | 9.94
2020 | IESO_2_MAPP_CA | IESO | MAPP_CA | Internal | Shoulder | B12 | 200 | 262 | 262 | 31.45 | 46.72 | 7 | 8.27
2020 | IESO_2_MAPP_CA | IESO | MAPP_CA | Internal | Shoulder | B13 | 600 | 262 | 262 | 31.31 | 42.92 | 7 | 4.61
2020 | IESO_2_MAPP_CA | IESO | MAPP_CA | Internal | Shoulder | B14 | 900 | 262 | 262 | 31.31 | 42.28 | 7 | 3.97
2020 | IESO_2_MAPP_CA | IESO | MAPP_CA | Internal | Shoulder | B15 | 1203 | 262 | 262 | 31.31 | 42.28 | 7 | 3.97
2020 | IESO_2_MAPP_CA | IESO | MAPP_CA | Internal | Summer | B1 | 10 | 262 | 87.8 | 44.52 | 51.52 | 7 | 0
2020 | IESO_2_MAPP_CA | IESO | MAPP_CA | Internal | Summer | B2 | 25 | 262 | 186.37 | 44.52 | 51.52 | 7 | 0
2020 | IESO_2_MAPP_CA | IESO | MAPP_CA | Internal | Summer | B3 | 75 | 262 | 262 | 39.14 | 52.14 | 7 | 6
2020 | IESO_2_MAPP_CA | IESO | MAPP_CA | Internal | Summer | B4 | 100 | 262 | 262 | 39.14 | 48.25 | 7 | 2.11
2020 | IESO_2_MAPP_CA | IESO | MAPP_CA | Internal | Summer | B5 | 200 | 262 | 262 | 36.28 | 48.25 | 7 | 4.97
2020 | IESO_2_MAPP_CA | IESO | MAPP_CA | Internal | Summer | B6 | 300 | 262 | 262 | 35.32 | 48.25 | 7 | 5.93
2020 | IESO_2_MAPP_CA | IESO | MAPP_CA | Internal | Summer | B7 | 400 | 262 | 262 | 30.61 | 40.39 | 7 | 2.77
2020 | IESO_2_MAPP_CA | IESO | MAPP_CA | Internal | Summer | B8 | 500 | 262 | 262 | 29.86 | 38.25 | 7 | 1.39
2020 | IESO_2_MAPP_CA | IESO | MAPP_CA | Internal | Summer | B9 | 800 | 262 | 262 | 29.86 | 38.25 | 7 | 1.39
2020 | IESO_2_MAPP_CA | IESO | MAPP_CA | Internal | Summer | B10 | 1262 | 262 | 262 | 29.86 | 38.25 | 7 | 1.39
2020 | IESO_2_MAPP_CA | IESO | MAPP_CA | Internal | Winter | B16 | 25 | 262 | 262 | 39.19 | 53.07 | 7 | 6.88
2020 | IESO_2_MAPP_CA | IESO | MAPP_CA | Internal | Winter | B17 | 100 | 262 | 262 | 35.26 | 48.24 | 7 | 5.98
2020 | IESO_2_MAPP_CA | IESO | MAPP_CA | Internal | Winter | B18 | 400 | 262 | 262 | 35.26 | 47.63 | 7 | 5.37
2020 | IESO_2_MAPP_CA | IESO | MAPP_CA | Internal | Winter | B19 | 700 | 262 | 262 | 35.26 | 47.63 | 7 | 5.37
2020 | IESO_2_MAPP_CA | IESO | MAPP_CA | Internal | Winter | B20 | 935 | 262 | 262 | 35.26 | 47.63 | 7 | 5.37
2020 | IESO_2_MISO_MI | IESO | MISO_MI | Internal | Shoulder | B11 | 25 | 1840 | 1840 | 31.31 | 53.46 | 7 | 15.14
2020 | IESO_2_MISO_MI | IESO | MISO_MI | Internal | Shoulder | B12 | 200 | 1840 | 1840 | 31.45 | 46.75 | 7 | 8.29
2020 | IESO_2_MISO_MI | IESO | MISO_MI | Internal | Shoulder | B13 | 600 | 1840 | 1840 | 31.31 | 42.95 | 7 | 4.64
2020 | IESO_2_MISO_MI | IESO | MISO_MI | Internal | Shoulder | B14 | 900 | 1840 | 1840 | 31.31 | 40.77 | 7 | 2.46
2020 | IESO_2_MISO_MI | IESO | MISO_MI | Internal | Shoulder | B15 | 1203 | 1840 | 191.5 | 31.31 | 38.31 | 7 | 0
2020 | IESO_2_MISO_MI | IESO | MISO_MI | Internal | Summer | B1 | 10 | 1840 | 1840 | 44.52 | 64.54 | 7 | 13.02
2020 | IESO_2_MISO_MI | IESO | MISO_MI | Internal | Summer | B2 | 25 | 1840 | 1840 | 44.52 | 63.99 | 7 | 12.47
2020 | IESO_2_MISO_MI | IESO | MISO_MI | Internal | Summer | B3 | 75 | 1840 | 1840 | 39.14 | 59.86 | 7 | 13.72
2020 | IESO_2_MISO_MI | IESO | MISO_MI | Internal | Summer | B4 | 100 | 1840 | 1840 | 39.14 | 59.86 | 7 | 13.72
2020 | IESO_2_MISO_MI | IESO | MISO_MI | Internal | Summer | B5 | 200 | 1840 | 1840 | 36.28 | 58.75 | 7 | 15.47
2020 | IESO_2_MISO_MI | IESO | MISO_MI | Internal | Summer | B6 | 300 | 1840 | 1840 | 35.32 | 49.38 | 7 | 7.07
2020 | IESO_2_MISO_MI | IESO | MISO_MI | Internal | Summer | B7 | 400 | 1840 | 1840 | 30.61 | 40.41 | 7 | 2.8
2020 | IESO_2_MISO_MI | IESO | MISO_MI | Internal | Summer | B8 | 500 | 1840 | 1840 | 29.86 | 38.26 | 7 | 1.4
2020 | IESO_2_MISO_MI | IESO | MISO_MI | Internal | Summer | B9 | 800 | 1840 | 1789.27 | 29.86 | 36.86 | 7 | 0
2020 | IESO_2_MISO_MI | IESO | MISO_MI | Internal | Summer | B10 | 1262 | 1840 | 0 | 29.86 | 36.03 | 7 | 0
2020 | IESO_2_MISO_MI | IESO | MISO_MI | Internal | Winter | B16 | 25 | 1840 | 1840 | 39.19 | 53.09 | 7 | 6.89
2020 | IESO_2_MISO_MI | IESO | MISO_MI | Internal | Winter | B17 | 100 | 1840 | 1840 | 35.26 | 48.26 | 7 | 6
2020 | IESO_2_MISO_MI | IESO | MISO_MI | Internal | Winter | B18 | 400 | 1840 | 1840 | 35.26 | 43.53 | 7 | 1.27
2020 | IESO_2_MISO_MI | IESO | MISO_MI | Internal | Winter | B19 | 700 | 1840 | 0 | 35.26 | 41.43 | 7 | 0
2020 | IESO_2_MISO_MI | IESO | MISO_MI | Internal | Winter | B20 | 935 | 1840 | 0 | 35.26 | 37.93 | 7 | 0
2020 | IESO_2_MISO_W | IESO | MISO_W | Internal | Shoulder | B11 | 25 | 214 | 214 | 31.31 | 56.39 | 7 | 18.08
2020 | IESO_2_MISO_W | IESO | MISO_W | Internal | Shoulder | B12 | 200 | 214 | 214 | 31.45 | 46.73 | 7 | 8.28
2020 | IESO_2_MISO_W | IESO | MISO_W | Internal | Shoulder | B13 | 600 | 214 | 214 | 31.31 | 42.93 | 7 | 4.62
2020 | IESO_2_MISO_W | IESO | MISO_W | Internal | Shoulder | B14 | 900 | 214 | 214 | 31.31 | 40.81 | 7 | 2.5
2020 | IESO_2_MISO_W | IESO | MISO_W | Internal | Shoulder | B15 | 1203 | 214 | 214 | 31.31 | 38.32 | 7 | 0.01
2020 | IESO_2_MISO_W | IESO | MISO_W | Internal | Summer | B1 | 10 | 214 | 214 | 44.52 | 64.55 | 7 | 13.03
2020 | IESO_2_MISO_W | IESO | MISO_W | Internal | Summer | B2 | 25 | 214 | 214 | 44.52 | 63.98 | 7 | 12.45
2020 | IESO_2_MISO_W | IESO | MISO_W | Internal | Summer | B3 | 75 | 214 | 214 | 39.14 | 61.97 | 7 | 15.84
2020 | IESO_2_MISO_W | IESO | MISO_W | Internal | Summer | B4 | 100 | 214 | 214 | 39.14 | 60.41 | 7 | 14.27
2020 | IESO_2_MISO_W | IESO | MISO_W | Internal | Summer | B5 | 200 | 214 | 214 | 36.28 | 58.78 | 7 | 15.5
2020 | IESO_2_MISO_W | IESO | MISO_W | Internal | Summer | B6 | 300 | 214 | 214 | 35.32 | 49.4 | 7 | 7.08
2020 | IESO_2_MISO_W | IESO | MISO_W | Internal | Summer | B7 | 400 | 214 | 214 | 30.61 | 40.4 | 7 | 2.79
2020 | IESO_2_MISO_W | IESO | MISO_W | Internal | Summer | B8 | 500 | 214 | 214 | 29.86 | 38.24 | 7 | 1.37
2020 | IESO_2_MISO_W | IESO | MISO_W | Internal | Summer | B9 | 800 | 214 | 214 | 29.86 | 36.87 | 7 | 0.01
2020 | IESO_2_MISO_W | IESO | MISO_W | Internal | Summer | B10 | 1262 | 214 | 0 | 29.86 | 35.99 | 7 | 0
2020 | IESO_2_MISO_W | IESO | MISO_W | Internal | Winter | B16 | 25 | 214 | 214 | 39.19 | 53.09 | 7 | 6.89
2020 | IESO_2_MISO_W | IESO | MISO_W | Internal | Winter | B17 | 100 | 214 | 214 | 35.26 | 48.25 | 7 | 5.99
2020 | IESO_2_MISO_W | IESO | MISO_W | Internal | Winter | B18 | 400 | 214 | 214 | 35.26 | 43.54 | 7 | 1.28
2020 | IESO_2_MISO_W | IESO | MISO_W | Internal | Winter | B19 | 700 | 214 | 0 | 35.26 | 41.43 | 7 | 0
2020 | IESO_2_MISO_W | IESO | MISO_W | Internal | Winter | B20 | 935 | 214 | 0 | 35.26 | 37.93 | 7 | 0
2020 | IESO_2_NYISO_A-F | IESO | NYISO_A-F | Internal | Shoulder | B11 | 25 | 1725 | 1725 | 31.31 | 39.87 | 7 | 1.56
2020 | IESO_2_NYISO_A-F | IESO | NYISO_A-F | Internal | Shoulder | B12 | 200 | 1725 | 1725 | 31.45 | 39.87 | 7 | 1.42
2020 | IESO_2_NYISO_A-F | IESO | NYISO_A-F | Internal | Shoulder | B13 | 600 | 1725 | 1589.67 | 31.31 | 38.31 | 7 | 0
2020 | IESO_2_NYISO_A-F | IESO | NYISO_A-F | Internal | Shoulder | B14 | 900 | 1725 | 1269.67 | 31.31 | 38.31 | 7 | 0
2020 | IESO_2_NYISO_A-F | IESO | NYISO_A-F | Internal | Shoulder | B15 | 1203 | 1725 | 789.13 | 31.31 | 38.31 | 7 | 0
2020 | IESO_2_NYISO_A-F | IESO | NYISO_A-F | Internal | Summer | B1 | 10 | 1725 | 1065.03 | 44.52 | 51.52 | 7 | 0
2020 | IESO_2_NYISO_A-F | IESO | NYISO_A-F | Internal | Summer | B2 | 25 | 1725 | 1479.96 | 44.52 | 51.52 | 7 | 0
2020 | IESO_2_NYISO_A-F | IESO | NYISO_A-F | Internal | Summer | B3 | 75 | 1725 | 1725 | 39.14 | 51.52 | 7 | 5.38
2020 | IESO_2_NYISO_A-F | IESO | NYISO_A-F | Internal | Summer | B4 | 100 | 1725 | 919.31 | 39.14 | 46.14 | 7 | 0
2020 | IESO_2_NYISO_A-F | IESO | NYISO_A-F | Internal | Summer | B5 | 200 | 1725 | 741.9 | 36.28 | 43.28 | 7 | 0
2020 | IESO_2_NYISO_A-F | IESO | NYISO_A-F | Internal | Summer | B6 | 300 | 1725 | 431.66 | 35.32 | 42.32 | 7 | 0
2020 | IESO_2_NYISO_A-F | IESO | NYISO_A-F | Internal | Summer | B7 | 400 | 1725 | 1144.72 | 30.61 | 37.61 | 7 | 0
2020 | IESO_2_NYISO_A-F | IESO | NYISO_A-F | Internal | Summer | B8 | 500 | 1725 | 1589.15 | 29.86 | 36.86 | 7 | 0
2020 | IESO_2_NYISO_A-F | IESO | NYISO_A-F | Internal | Summer | B9 | 800 | 1725 | 1285.72 | 29.86 | 36.86 | 7 | 0
2020 | IESO_2_NYISO_A-F | IESO | NYISO_A-F | Internal | Summer | B10 | 1262 | 1725 | 1294.07 | 29.86 | 36.86 | 7 | 0
2020 | IESO_2_NYISO_A-F | IESO | NYISO_A-F | Internal | Winter | B16 | 25 | 1725 | 965.89 | 39.19 | 46.19 | 7 | 0
2020 | IESO_2_NYISO_A-F | IESO | NYISO_A-F | Internal | Winter | B17 | 100 | 1725 | 983.31 | 35.26 | 42.26 | 7 | 0
2020 | IESO_2_NYISO_A-F | IESO | NYISO_A-F | Internal | Winter | B18 | 400 | 1725 | 1478.56 | 35.26 | 42.26 | 7 | 0
2020 | IESO_2_NYISO_A-F | IESO | NYISO_A-F | Internal | Winter | B19 | 700 | 1725 | 1635.6 | 35.26 | 42.26 | 7 | 0
2020 | IESO_2_NYISO_A-F | IESO | NYISO_A-F | Internal | Winter | B20 | 935 | 1725 | 1658.51 | 35.26 | 42.26 | 7 | 0
2020 | MAPP_CA_2_IESO | MAPP_CA | IESO | Internal | Shoulder | B11 | 25 | 330 | 0 | 48.25 | 31.31 | 8 | 0
2020 | MAPP_CA_2_IESO | MAPP_CA | IESO | Internal | Shoulder | B12 | 200 | 330 | 0 | 46.72 | 31.45 | 8 | 0
2020 | MAPP_CA_2_IESO | MAPP_CA | IESO | Internal | Shoulder | B13 | 600 | 330 | 0 | 42.92 | 31.31 | 8 | 0
2020 | MAPP_CA_2_IESO | MAPP_CA | IESO | Internal | Shoulder | B14 | 900 | 330 | 0 | 42.28 | 31.31 | 8 | 0
2020 | MAPP_CA_2_IESO | MAPP_CA | IESO | Internal | Shoulder | B15 | 1203 | 330 | 0 | 42.28 | 31.31 | 8 | 0
2020 | MAPP_CA_2_IESO | MAPP_CA | IESO | Internal | Summer | B1 | 10 | 330 | 0 | 51.52 | 44.52 | 8 | 0
2020 | MAPP_CA_2_IESO | MAPP_CA | IESO | Internal | Summer | B2 | 25 | 330 | 0 | 51.52 | 44.52 | 8 | 0
2020 | MAPP_CA_2_IESO | MAPP_CA | IESO | Internal | Summer | B3 | 75 | 330 | 0 | 52.14 | 39.14 | 8 | 0
2020 | MAPP_CA_2_IESO | MAPP_CA | IESO | Internal | Summer | B4 | 100 | 330 | 0 | 48.25 | 39.14 | 8 | 0
2020 | MAPP_CA_2_IESO | MAPP_CA | IESO | Internal | Summer | B5 | 200 | 330 | 0 | 48.25 | 36.28 | 8 | 0
2020 | MAPP_CA_2_IESO | MAPP_CA | IESO | Internal | Summer | B6 | 300 | 330 | 0 | 48.25 | 35.32 | 8 | 0
2020 | MAPP_CA_2_IESO | MAPP_CA | IESO | Internal | Summer | B7 | 400 | 330 | 0 | 40.39 | 30.61 | 8 | 0
2020 | MAPP_CA_2_IESO | MAPP_CA | IESO | Internal | Summer | B8 | 500 | 330 | 0 | 38.25 | 29.86 | 8 | 0
2020 | MAPP_CA_2_IESO | MAPP_CA | IESO | Internal | Summer | B9 | 800 | 330 | 0 | 38.25 | 29.86 | 8 | 0
2020 | MAPP_CA_2_IESO | MAPP_CA | IESO | Internal | Summer | B10 | 1262 | 330 | 0 | 38.25 | 29.86 | 8 | 0
2020 | MAPP_CA_2_IESO | MAPP_CA | IESO | Internal | Winter | B16 | 25 | 330 | 0 | 53.07 | 39.19 | 8 | 0
2020 | MAPP_CA_2_IESO | MAPP_CA | IESO | Internal | Winter | B17 | 100 | 330 | 0 | 48.24 | 35.26 | 8 | 0
2020 | MAPP_CA_2_IESO | MAPP_CA | IESO | Internal | Winter | B18 | 400 | 330 | 0 | 47.63 | 35.26 | 8 | 0
2020 | MAPP_CA_2_IESO | MAPP_CA | IESO | Internal | Winter | B19 | 700 | 330 | 0 | 47.63 | 35.26 | 8 | 0
2020 | MAPP_CA_2_IESO | MAPP_CA | IESO | Internal | Winter | B20 | 935 | 330 | 0 | 47.63 | 35.26 | 8 | 0
2020 | MAPP_CA_2_MAPP_US | MAPP_CA | MAPP_US | Internal | Shoulder | B11 | 25 | 437 | 0 | 48.25 | 51.44 | 7 | 0
2020 | MAPP_CA_2_MAPP_US | MAPP_CA | MAPP_US | Internal | Shoulder | B12 | 200 | 437 | 0 | 46.72 | 39.73 | 7 | 0
2020 | MAPP_CA_2_MAPP_US | MAPP_CA | MAPP_US | Internal | Shoulder | B13 | 600 | 437 | 0 | 42.92 | 35.93 | 7 | 0
2020 | MAPP_CA_2_MAPP_US | MAPP_CA | MAPP_US | Internal | Shoulder | B14 | 900 | 437 | 0 | 42.28 | 35.28 | 7 | 0
2020 | MAPP_CA_2_MAPP_US | MAPP_CA | MAPP_US | Internal | Shoulder | B15 | 1203 | 437 | 0 | 42.28 | 34.42 | 7 | 0
2020 | MAPP_CA_2_MAPP_US | MAPP_CA | MAPP_US | Internal | Summer | B1 | 10 | 437 | 0 | 51.52 | 58.33 | 7 | 0
2020 | MAPP_CA_2_MAPP_US | MAPP_CA | MAPP_US | Internal | Summer | B2 | 25 | 437 | 0 | 51.52 | 56.98 | 7 | 0
2020 | MAPP_CA_2_MAPP_US | MAPP_CA | MAPP_US | Internal | Summer | B3 | 75 | 437 | 0 | 52.14 | 54.97 | 7 | 0
2020 | MAPP_CA_2_MAPP_US | MAPP_CA | MAPP_US | Internal | Summer | B4 | 100 | 437 | 0 | 48.25 | 53.41 | 7 | 0
2020 | MAPP_CA_2_MAPP_US | MAPP_CA | MAPP_US | Internal | Summer | B5 | 200 | 437 | 0 | 48.25 | 51.78 | 7 | 0
2020 | MAPP_CA_2_MAPP_US | MAPP_CA | MAPP_US | Internal | Summer | B6 | 300 | 437 | 0 | 48.25 | 49.38 | 7 | 0
2020 | MAPP_CA_2_MAPP_US | MAPP_CA | MAPP_US | Internal | Summer | B7 | 400 | 437 | 0 | 40.39 | 36.93 | 7 | 0
2020 | MAPP_CA_2_MAPP_US | MAPP_CA | MAPP_US | Internal | Summer | B8 | 500 | 437 | 0 | 38.25 | 33.22 | 7 | 0
2020 | MAPP_CA_2_MAPP_US | MAPP_CA | MAPP_US | Internal | Summer | B9 | 800 | 437 | 0 | 38.25 | 32.2 | 7 | 0
2020 | MAPP_CA_2_MAPP_US | MAPP_CA | MAPP_US | Internal | Summer | B10 | 1262 | 437 | 0 | 38.25 | 28.99 | 7 | 0
2020 | MAPP_CA_2_MAPP_US | MAPP_CA | MAPP_US | Internal | Winter | B16 | 25 | 437 | 0 | 53.07 | 46.09 | 7 | 0
2020 | MAPP_CA_2_MAPP_US | MAPP_CA | MAPP_US | Internal | Winter | B17 | 100 | 437 | 0 | 48.24 | 41.25 | 7 | 0
2020 | MAPP_CA_2_MAPP_US | MAPP_CA | MAPP_US | Internal | Winter | B18 | 400 | 437 | 0 | 47.63 | 37.63 | 7 | 0
2020 | MAPP_CA_2_MAPP_US | MAPP_CA | MAPP_US | Internal | Winter | B19 | 700 | 437 | 0 | 47.63 | 37.63 | 7 | 0
2020 | MAPP_CA_2_MAPP_US | MAPP_CA | MAPP_US | Internal | Winter | B20 | 935 | 437 | 0 | 47.63 | 32.11 | 7 | 0
2020 | MAPP_CA_2_MISO_W | MAPP_CA | MISO_W | Internal | Shoulder | B11 | 25 | 2058 | 2058 | 48.25 | 56.39 | 0.01 | 8.13
2020 | MAPP_CA_2_MISO_W | MAPP_CA | MISO_W | Internal | Shoulder | B12 | 200 | 2058 | 956.8 | 46.72 | 46.73 | 0.01 | 0
2020 | MAPP_CA_2_MISO_W | MAPP_CA | MISO_W | Internal | Shoulder | B13 | 600 | 2058 | 634.32 | 42.92 | 42.93 | 0.01 | 0
2020 | MAPP_CA_2_MISO_W | MAPP_CA | MISO_W | Internal | Shoulder | B14 | 900 | 2058 | 0 | 42.28 | 40.81 | 0.01 | 0
2020 | MAPP_CA_2_MISO_W | MAPP_CA | MISO_W | Internal | Shoulder | B15 | 1203 | 2058 | 0 | 42.28 | 38.32 | 0.01 | 0
2020 | MAPP_CA_2_MISO_W | MAPP_CA | MISO_W | Internal | Summer | B1 | 10 | 2058 | 2058 | 51.52 | 64.55 | 0.01 | 13.02
2020 | MAPP_CA_2_MISO_W | MAPP_CA | MISO_W | Internal | Summer | B2 | 25 | 2058 | 2058 | 51.52 | 63.98 | 0.01 | 12.44
2020 | MAPP_CA_2_MISO_W | MAPP_CA | MISO_W | Internal | Summer | B3 | 75 | 2058 | 2058 | 52.14 | 61.97 | 0.01 | 9.82
2020 | MAPP_CA_2_MISO_W | MAPP_CA | MISO_W | Internal | Summer | B4 | 100 | 2058 | 2058 | 48.25 | 60.41 | 0.01 | 12.15
2020 | MAPP_CA_2_MISO_W | MAPP_CA | MISO_W | Internal | Summer | B5 | 200 | 2058 | 2058 | 48.25 | 58.78 | 0.01 | 10.52
2020 | MAPP_CA_2_MISO_W | MAPP_CA | MISO_W | Internal | Summer | B6 | 300 | 2058 | 2058 | 48.25 | 49.4 | 0.01 | 1.14
2020 | MAPP_CA_2_MISO_W | MAPP_CA | MISO_W | Internal | Summer | B7 | 400 | 2058 | 738.86 | 40.39 | 40.4 | 0.01 | 0
2020 | MAPP_CA_2_MISO_W | MAPP_CA | MISO_W | Internal | Summer | B8 | 500 | 2058 | 0 | 38.25 | 38.24 | 0.01 | 0
2020 | MAPP_CA_2_MISO_W | MAPP_CA | MISO_W | Internal | Summer | B9 | 800 | 2058 | 0 | 38.25 | 36.87 | 0.01 | 0
2020 | MAPP_CA_2_MISO_W | MAPP_CA | MISO_W | Internal | Summer | B10 | 1262 | 2058 | 0 | 38.25 | 35.99 | 0.01 | 0
2020 | MAPP_CA_2_MISO_W | MAPP_CA | MISO_W | Internal | Winter | B16 | 25 | 2058 | 1423.41 | 53.07 | 53.09 | 0.01 | 0
2020 | MAPP_CA_2_MISO_W | MAPP_CA | MISO_W | Internal | Winter | B17 | 100 | 2058 | 59.96 | 48.24 | 48.25 | 0.01 | 0
2020 | MAPP_CA_2_MISO_W | MAPP_CA | MISO_W | Internal | Winter | B18 | 400 | 2058 | 0 | 47.63 | 43.54 | 0.01 | 0
2020 | MAPP_CA_2_MISO_W | MAPP_CA | MISO_W | Internal | Winter | B19 | 700 | 2058 | 0 | 47.63 | 41.43 | 0.01 | 0
2020 | MAPP_CA_2_MISO_W | MAPP_CA | MISO_W | Internal | Winter | B20 | 935 | 2058 | 0 | 47.63 | 37.93 | 0.01 | 0
2020 | MAPP_US_2_MAPP_CA | MAPP_US | MAPP_CA | Internal | Shoulder | B11 | 25 | 230 | 0 | 51.44 | 48.25 | 7 | 0
2020 | MAPP_US_2_MAPP_CA | MAPP_US | MAPP_CA | Internal | Shoulder | B12 | 200 | 230 | 0 | 39.73 | 46.72 | 7 | 0
2020 | MAPP_US_2_MAPP_CA | MAPP_US | MAPP_CA | Internal | Shoulder | B13 | 600 | 230 | 0 | 35.93 | 42.92 | 7 | 0
2020 | MAPP_US_2_MAPP_CA | MAPP_US | MAPP_CA | Internal | Shoulder | B14 | 900 | 230 | 156.87 | 35.28 | 42.28 | 7 | 0
2020 | MAPP_US_2_MAPP_CA | MAPP_US | MAPP_CA | Internal | Shoulder | B15 | 1203 | 230 | 230 | 34.42 | 42.28 | 7 | 0.86
2020 | MAPP_US_2_MAPP_CA | MAPP_US | MAPP_CA | Internal | Summer | B1 | 10 | 230 | 0 | 58.33 | 51.52 | 7 | 0
2020 | MAPP_US_2_MAPP_CA | MAPP_US | MAPP_CA | Internal | Summer | B2 | 25 | 230 | 0 | 56.98 | 51.52 | 7 | 0
2020 | MAPP_US_2_MAPP_CA | MAPP_US | MAPP_CA | Internal | Summer | B3 | 75 | 230 | 0 | 54.97 | 52.14 | 7 | 0
2020 | MAPP_US_2_MAPP_CA | MAPP_US | MAPP_CA | Internal | Summer | B4 | 100 | 230 | 0 | 53.41 | 48.25 | 7 | 0
2020 | MAPP_US_2_MAPP_CA | MAPP_US | MAPP_CA | Internal | Summer | B5 | 200 | 230 | 0 | 51.78 | 48.25 | 7 | 0
2020 | MAPP_US_2_MAPP_CA | MAPP_US | MAPP_CA | Internal | Summer | B6 | 300 | 230 | 0 | 49.38 | 48.25 | 7 | 0
2020 | MAPP_US_2_MAPP_CA | MAPP_US | MAPP_CA | Internal | Summer | B7 | 400 | 230 | 0 | 36.93 | 40.39 | 7 | 0
2020 | MAPP_US_2_MAPP_CA | MAPP_US | MAPP_CA | Internal | Summer | B8 | 500 | 230 | 0 | 33.22 | 38.25 | 7 | 0
2020 | MAPP_US_2_MAPP_CA | MAPP_US | MAPP_CA | Internal | Summer | B9 | 800 | 230 | 0 | 32.2 | 38.25 | 7 | 0
2020 | MAPP_US_2_MAPP_CA | MAPP_US | MAPP_CA | Internal | Summer | B10 | 1262 | 230 | 230 | 28.99 | 38.25 | 7 | 2.26
2020 | MAPP_US_2_MAPP_CA | MAPP_US | MAPP_CA | Internal | Winter | B16 | 25 | 230 | 0 | 46.09 | 53.07 | 7 | 0
2020 | MAPP_US_2_MAPP_CA | MAPP_US | MAPP_CA | Internal | Winter | B17 | 100 | 230 | 0 | 41.25 | 48.24 | 7 | 0
2020 | MAPP_US_2_MAPP_CA | MAPP_US | MAPP_CA | Internal | Winter | B18 | 400 | 230 | 230 | 37.63 | 47.63 | 7 | 3
2020 | MAPP_US_2_MAPP_CA | MAPP_US | MAPP_CA | Internal | Winter | B19 | 700 | 230 | 230 | 37.63 | 47.63 | 7 | 3
2020 | MAPP_US_2_MAPP_CA | MAPP_US | MAPP_CA | Internal | Winter | B20 | 935 | 230 | 230 | 32.11 | 47.63 | 7 | 8.51
2020 | MAPP_US_2_MISO_W | MAPP_US | MISO_W | Internal | Shoulder | B11 | 25 | 2635 | 0 | 51.44 | 56.39 | 7 | 0
2020 | MAPP_US_2_MISO_W | MAPP_US | MISO_W | Internal | Shoulder | B12 | 200 | 2635 | 1539.37 | 39.73 | 46.73 | 7 | 0
2020 | MAPP_US_2_MISO_W | MAPP_US | MISO_W | Internal | Shoulder | B13 | 600 | 2635 | 1193.17 | 35.93 | 42.93 | 7 | 0
2020 | MAPP_US_2_MISO_W | MAPP_US | MISO_W | Internal | Shoulder | B14 | 900 | 2635 | 0 | 35.28 | 40.81 | 7 | 0
2020 | MAPP_US_2_MISO_W | MAPP_US | MISO_W | Internal | Shoulder | B15 | 1203 | 2635 | 0 | 34.42 | 38.32 | 7 | 0
2020 | MAPP_US_2_MISO_W | MAPP_US | MISO_W | Internal | Summer | B1 | 10 | 2635 | 0 | 58.33 | 64.55 | 7 | 0
2020 | MAPP_US_2_MISO_W | MAPP_US | MISO_W | Internal | Summer | B2 | 25 | 2635 | 922 | 56.98 | 63.98 | 7 | 0
2020 | MAPP_US_2_MISO_W | MAPP_US | MISO_W | Internal | Summer | B3 | 75 | 2635 | 666.96 | 54.97 | 61.97 | 7 | 0
2020 | MAPP_US_2_MISO_W | MAPP_US | MISO_W | Internal | Summer | B4 | 100 | 2635 | 60.03 | 53.41 | 60.41 | 7 | 0
2020 | MAPP_US_2_MISO_W | MAPP_US | MISO_W | Internal | Summer | B5 | 200 | 2635 | 1089.41 | 51.78 | 58.78 | 7 | 0
2020 | MAPP_US_2_MISO_W | MAPP_US | MISO_W | Internal | Summer | B6 | 300 | 2635 | 0 | 49.38 | 49.4 | 7 | 0
2020 | MAPP_US_2_MISO_W | MAPP_US | MISO_W | Internal | Summer | B7 | 400 | 2635 | 0 | 36.93 | 40.4 | 7 | 0
2020 | MAPP_US_2_MISO_W | MAPP_US | MISO_W | Internal | Summer | B8 | 500 | 2635 | 0 | 33.22 | 38.24 | 7 | 0
2020 | MAPP_US_2_MISO_W | MAPP_US | MISO_W | Internal | Summer | B9 | 800 | 2635 | 0 | 32.2 | 36.87 | 7 | 0
2020 | MAPP_US_2_MISO_W | MAPP_US | MISO_W | Internal | Summer | B10 | 1262 | 2635 | 661.89 | 28.99 | 35.99 | 7 | 0
2020 | MAPP_US_2_MISO_W | MAPP_US | MISO_W | Internal | Winter | B16 | 25 | 2635 | 1583.03 | 46.09 | 53.09 | 7 | 0
2020 | MAPP_US_2_MISO_W | MAPP_US | MISO_W | Internal | Winter | B17 | 100 | 2635 | 1188.96 | 41.25 | 48.25 | 7 | 0
2020 | MAPP_US_2_MISO_W | MAPP_US | MISO_W | Internal | Winter | B18 | 400 | 2635 | 0 | 37.63 | 43.54 | 7 | 0
2020 | MAPP_US_2_MISO_W | MAPP_US | MISO_W | Internal | Winter | B19 | 700 | 2635 | 0 | 37.63 | 41.43 | 7 | 0
2020 | MAPP_US_2_MISO_W | MAPP_US | MISO_W | Internal | Winter | B20 | 935 | 2635 | 0 | 32.11 | 37.93 | 7 | 0
2020 | MAPP_US_2_NE | MAPP_US | NE | Internal | Shoulder | B11 | 25 | 2000 | 1595.23 | 51.44 | 58.44 | 7 | 0
2020 | MAPP_US_2_NE | MAPP_US | NE | Internal | Shoulder | B12 | 200 | 2000 | 0 | 39.73 | 41.73 | 7 | 0
2020 | MAPP_US_2_NE | MAPP_US | NE | Internal | Shoulder | B13 | 600 | 2000 | 0 | 35.93 | 40.6 | 7 | 0
2020 | MAPP_US_2_NE | MAPP_US | NE | Internal | Shoulder | B14 | 900 | 2000 | 0 | 35.28 | 40.51 | 7 | 0
2020 | MAPP_US_2_NE | MAPP_US | NE | Internal | Shoulder | B15 | 1203 | 2000 | 0 | 34.42 | 37.47 | 7 | 0
2020 | MAPP_US_2_NE | MAPP_US | NE | Internal | Summer | B1 | 10 | 2000 | 1034.87 | 58.33 | 65.33 | 7 | 0
2020 | MAPP_US_2_NE | MAPP_US | NE | Internal | Summer | B2 | 25 | 2000 | 0 | 56.98 | 60.81 | 7 | 0
2020 | MAPP_US_2_NE | MAPP_US | NE | Internal | Summer | B3 | 75 | 2000 | 0 | 54.97 | 60.81 | 7 | 0
2020 | MAPP_US_2_NE | MAPP_US | NE | Internal | Summer | B4 | 100 | 2000 | 1077.48 | 53.41 | 60.41 | 7 | 0
2020 | MAPP_US_2_NE | MAPP_US | NE | Internal | Summer | B5 | 200 | 2000 | 0 | 51.78 | 56.88 | 7 | 0
2020 | MAPP_US_2_NE | MAPP_US | NE | Internal | Summer | B6 | 300 | 2000 | 1338.3 | 49.38 | 56.38 | 7 | 0
2020 | MAPP_US_2_NE | MAPP_US | NE | Internal | Summer | B7 | 400 | 2000 | 1474.65 | 36.93 | 43.93 | 7 | 0
2020 | MAPP_US_2_NE | MAPP_US | NE | Internal | Summer | B8 | 500 | 2000 | 1671.48 | 33.22 | 40.22 | 7 | 0
2020 | MAPP_US_2_NE | MAPP_US | NE | Internal | Summer | B9 | 800 | 2000 | 962.05 | 32.2 | 39.2 | 7 | 0
2020 | MAPP_US_2_NE | MAPP_US | NE | Internal | Summer | B10 | 1262 | 2000 | 0 | 28.99 | 35.69 | 7 | 0
2020 | MAPP_US_2_NE | MAPP_US | NE | Internal | Winter | B16 | 25 | 2000 | 0 | 46.09 | 48.09 | 7 | 0
2020 | MAPP_US_2_NE | MAPP_US | NE | Internal | Winter | B17 | 100 | 2000 | 0 | 41.25 | 43.25 | 7 | 0
2020 | MAPP_US_2_NE | MAPP_US | NE | Internal | Winter | B18 | 400 | 2000 | 0 | 37.63 | 40.49 | 7 | 0
2020 | MAPP_US_2_NE | MAPP_US | NE | Internal | Winter | B19 | 700 | 2000 | 0 | 37.63 | 39.76 | 7 | 0
2020 | MAPP_US_2_NE | MAPP_US | NE | Internal | Winter | B20 | 935 | 2000 | 0 | 32.11 | 38.29 | 7 | 0
2020 | MARITIMES_2_NEISO | MARITIMES | NEISO | Internal | Shoulder | B11 | 25 | 99999 | 1720.66 | 37.48 | 37.5 | 0.01 | 0
2020 | MARITIMES_2_NEISO | MARITIMES | NEISO | Internal | Shoulder | B12 | 200 | 99999 | 1717.44 | 37.48 | 37.5 | 0.01 | 0
2020 | MARITIMES_2_NEISO | MARITIMES | NEISO | Internal | Shoulder | B13 | 600 | 99999 | 1704.78 | 37.48 | 37.5 | 0.01 | 0
2020 | MARITIMES_2_NEISO | MARITIMES | NEISO | Internal | Shoulder | B14 | 900 | 99999 | 1682.64 | 37.48 | 37.5 | 0.01 | 0
2020 | MARITIMES_2_NEISO | MARITIMES | NEISO | Internal | Shoulder | B15 | 1203 | 99999 | 648.08 | 37.48 | 37.5 | 0.01 | 0
2020 | MARITIMES_2_NEISO | MARITIMES | NEISO | Internal | Summer | B1 | 10 | 99999 | 1900 | 81.04 | 81.05 | 0.01 | 0
2020 | MARITIMES_2_NEISO | MARITIMES | NEISO | Internal | Summer | B2 | 25 | 99999 | 1878.75 | 68.95 | 68.96 | 0.01 | 0
2020 | MARITIMES_2_NEISO | MARITIMES | NEISO | Internal | Summer | B3 | 75 | 99999 | 1836.38 | 48.51 | 48.53 | 0.01 | 0
2020 | MARITIMES_2_NEISO | MARITIMES | NEISO | Internal | Summer | B4 | 100 | 99999 | 1799.97 | 43.13 | 43.14 | 0.01 | 0
2020 | MARITIMES_2_NEISO | MARITIMES | NEISO | Internal | Summer | B5 | 200 | 99999 | 1780.16 | 34.6 | 34.61 | 0.01 | 0
2020 | MARITIMES_2_NEISO | MARITIMES | NEISO | Internal | Summer | B6 | 300 | 99999 | 1757.82 | 34.6 | 34.61 | 0.01 | 0
2020 | MARITIMES_2_NEISO | MARITIMES | NEISO | Internal | Summer | B7 | 400 | 99999 | 1732.23 | 34.6 | 34.61 | 0.01 | 0
2020 | MARITIMES_2_NEISO | MARITIMES | NEISO | Internal | Summer | B8 | 500 | 99999 | 1712.1 | 34.6 | 34.61 | 0.01 | 0
2020 | MARITIMES_2_NEISO | MARITIMES | NEISO | Internal | Summer | B9 | 800 | 99999 | 1687.45 | 34.6 | 34.61 | 0.01 | 0
2020 | MARITIMES_2_NEISO | MARITIMES | NEISO | Internal | Summer | B10 | 1262 | 99999 | 465.06 | 34.6 | 34.61 | 0.01 | 0
2020 | MARITIMES_2_NEISO | MARITIMES | NEISO | Internal | Winter | B16 | 25 | 99999 | 1765.23 | 46.41 | 46.42 | 0.01 | 0
2020 | MARITIMES_2_NEISO | MARITIMES | NEISO | Internal | Winter | B17 | 100 | 99999 | 1747.34 | 46.41 | 46.42 | 0.01 | 0
2020 | MARITIMES_2_NEISO | MARITIMES | NEISO | Internal | Winter | B18 | 400 | 99999 | 1733.65 | 46.41 | 46.42 | 0.01 | 0
2020 | MARITIMES_2_NEISO | MARITIMES | NEISO | Internal | Winter | B19 | 700 | 99999 | 1708.15 | 46.41 | 46.42 | 0.01 | 0
2020 | MARITIMES_2_NEISO | MARITIMES | NEISO | Internal | Winter | B20 | 935 | 99999 | 723.43 | 46.41 | 46.42 | 0.01 | 0
2020 | MISO_IN_2_MISO_MI | MISO_IN | MISO_MI | Internal | Shoulder | B11 | 25 | 5081 | 0 | 56.39 | 53.46 | 0.01 | 0
2020 | MISO_IN_2_MISO_MI | MISO_IN | MISO_MI | Internal | Shoulder | B12 | 200 | 5081 | 0 | 46.76 | 46.75 | 0.01 | 0
2020 | MISO_IN_2_MISO_MI | MISO_IN | MISO_MI | Internal | Shoulder | B13 | 600 | 5081 | 0 | 42.95 | 42.95 | 0.01 | 0
2020 | MISO_IN_2_MISO_MI | MISO_IN | MISO_MI | Internal | Shoulder | B14 | 900 | 5081 | 0 | 40.78 | 40.77 | 0.01 | 0
2020 | MISO_IN_2_MISO_MI | MISO_IN | MISO_MI | Internal | Shoulder | B15 | 1203 | 5081 | 324.75 | 38.3 | 38.31 | 0.01 | 0
2020 | MISO_IN_2_MISO_MI | MISO_IN | MISO_MI | Internal | Summer | B1 | 10 | 5081 | 0 | 64.55 | 64.54 | 0.01 | 0
2020 | MISO_IN_2_MISO_MI | MISO_IN | MISO_MI | Internal | Summer | B2 | 25 | 5081 | 0 | 64 | 63.99 | 0.01 | 0
2020 | MISO_IN_2_MISO_MI | MISO_IN | MISO_MI | Internal | Summer | B3 | 75 | 5081 | 0 | 61.97 | 59.86 | 0.01 | 0
2020 | MISO_IN_2_MISO_MI | MISO_IN | MISO_MI | Internal | Summer | B4 | 100 | 5081 | 0 | 60.43 | 59.86 | 0.01 | 0
2020 | MISO_IN_2_MISO_MI | MISO_IN | MISO_MI | Internal | Summer | B5 | 200 | 5081 | 0 | 58.78 | 58.75 | 0.01 | 0
2020 | MISO_IN_2_MISO_MI | MISO_IN | MISO_MI | Internal | Summer | B6 | 300 | 5081 | 0 | 49.4 | 49.38 | 0.01 | 0
2020 | MISO_IN_2_MISO_MI | MISO_IN | MISO_MI | Internal | Summer | B7 | 400 | 5081 | 233.29 | 40.4 | 40.41 | 0.01 | 0
2020 | MISO_IN_2_MISO_MI | MISO_IN | MISO_MI | Internal | Summer | B8 | 500 | 5081 | 603.88 | 38.25 | 38.26 | 0.01 | 0
2020 | MISO_IN_2_MISO_MI | MISO_IN | MISO_MI | Internal | Summer | B9 | 800 | 5081 | 23.06 | 36.85 | 36.86 | 0.01 | 0
2020 | MISO_IN_2_MISO_MI | MISO_IN | MISO_MI | Internal | Summer | B10 | 1262 | 5081 | 3538.66 | 36.02 | 36.03 | 0.01 | 0
2020 | MISO_IN_2_MISO_MI | MISO_IN | MISO_MI | Internal | Winter | B16 | 25 | 5081 | 0 | 53.11 | 53.09 | 0.01 | 0
2020 | MISO_IN_2_MISO_MI | MISO_IN | MISO_MI | Internal | Winter | B17 | 100 | 5081 | 0 | 48.27 | 48.26 | 0.01 | 0
2020 | MISO_IN_2_MISO_MI | MISO_IN | MISO_MI | Internal | Winter | B18 | 400 | 5081 | 0 | 43.53 | 43.53 | 0.01 | 0
2020 | MISO_IN_2_MISO_MI | MISO_IN | MISO_MI | Internal | Winter | B19 | 700 | 5081 | 847.07 | 41.42 | 41.43 | 0.01 | 0
2020 | MISO_IN_2_MISO_MI | MISO_IN | MISO_MI | Internal | Winter | B20 | 935 | 5081 | 407.4 | 37.92 | 37.93 | 0.01 | 0
2020 | MISO_IN_2_MISO_MO-IL | MISO_IN | MISO_MO-IL | Internal | Shoulder | B11 | 25 | 9129 | 250.99 | 56.39 | 56.4 | 0.01 | 0
2020 | MISO_IN_2_MISO_MO-IL | MISO_IN | MISO_MO-IL | Internal | Shoulder | B12 | 200 | 9129 | 0 | 46.76 | 46.75 | 0.01 | 0
2020 | MISO_IN_2_MISO_MO-IL | MISO_IN | MISO_MO-IL | Internal | Shoulder | B13 | 600 | 9129 | 0 | 42.95 | 42.94 | 0.01 | 0
2020 | MISO_IN_2_MISO_MO-IL | MISO_IN | MISO_MO-IL | Internal | Shoulder | B14 | 900 | 9129 | 50.15 | 40.78 | 40.79 | 0.01 | 0
2020 | MISO_IN_2_MISO_MO-IL | MISO_IN | MISO_MO-IL | Internal | Shoulder | B15 | 1203 | 9129 | 0 | 38.3 | 38.31 | 0.01 | 0
2020 | MISO_IN_2_MISO_MO-IL | MISO_IN | MISO_MO-IL | Internal | Summer | B1 | 10 | 9129 | 9.77 | 64.55 | 64.56 | 0.01 | 0
2020 | MISO_IN_2_MISO_MO-IL | MISO_IN | MISO_MO-IL | Internal | Summer | B2 | 25 | 9129 | 0 | 64 | 63.99 | 0.01 | 0
2020 | MISO_IN_2_MISO_MO-IL | MISO_IN | MISO_MO-IL | Internal | Summer | B3 | 75 | 9129 | 197.25 | 61.97 | 61.99 | 0.01 | 0
2020 | MISO_IN_2_MISO_MO-IL | MISO_IN | MISO_MO-IL | Internal | Summer | B4 | 100 | 9129 | 0 | 60.43 | 60.42 | 0.01 | 0
2020 | MISO_IN_2_MISO_MO-IL | MISO_IN | MISO_MO-IL | Internal | Summer | B5 | 200 | 9129 | 589.17 | 58.78 | 58.79 | 0.01 | 0
2020 | MISO_IN_2_MISO_MO-IL | MISO_IN | MISO_MO-IL | Internal | Summer | B6 | 300 | 9129 | 468.06 | 49.4 | 49.41 | 0.01 | 0
2020 | MISO_IN_2_MISO_MO-IL | MISO_IN | MISO_MO-IL | Internal | Summer | B7 | 400 | 9129 | 0 | 40.4 | 40.4 | 0.01 | 0
2020 | MISO_IN_2_MISO_MO-IL | MISO_IN | MISO_MO-IL | Internal | Summer | B8 | 500 | 9129 | 0 | 38.25 | 38.25 | 0.01 | 0
2020 | MISO_IN_2_MISO_MO-IL | MISO_IN | MISO_MO-IL | Internal | Summer | B9 | 800 | 9129 | 1644.87 | 36.85 | 36.86 | 0.01 | 0
2020 | MISO_IN_2_MISO_MO-IL | MISO_IN | MISO_MO-IL | Internal | Summer | B10 | 1262 | 9129 | 0 | 36.02 | 36 | 0.01 | 0
2020 | MISO_IN_2_MISO_MO-IL | MISO_IN | MISO_MO-IL | Internal | Winter | B16 | 25 | 9129 | 0 | 53.11 | 53.1 | 0.01 | 0
2020 | MISO_IN_2_MISO_MO-IL | MISO_IN | MISO_MO-IL | Internal | Winter | B17 | 100 | 9129 | 0 | 48.27 | 48.26 | 0.01 | 0
2020 | MISO_IN_2_MISO_MO-IL | MISO_IN | MISO_MO-IL | Internal | Winter | B18 | 400 | 9129 | 0 | 43.53 | 43.53 | 0.01 | 0
2020 | MISO_IN_2_MISO_MO-IL | MISO_IN | MISO_MO-IL | Internal | Winter | B19 | 700 | 9129 | 0 | 41.42 | 41.42 | 0.01 | 0
2020 | MISO_IN_2_MISO_MO-IL | MISO_IN | MISO_MO-IL | Internal | Winter | B20 | 935 | 9129 | 322.16 | 37.92 | 37.93 | 0.01 | 0
2020 | MISO_IN_2_NonRTO_Midwest | MISO_IN | NonRTO_Midwest | Internal | Shoulder | B11 | 25 | 4800 | 975.29 | 56.39 | 64.39 | 8 | 0
2020 | MISO_IN_2_NonRTO_Midwest | MISO_IN | NonRTO_Midwest | Internal | Shoulder | B12 | 200 | 4800 | 450.5 | 46.76 | 54.76 | 8 | 0
2020 | MISO_IN_2_NonRTO_Midwest | MISO_IN | NonRTO_Midwest | Internal | Shoulder | B13 | 600 | 4800 | 0 | 42.95 | 50.07 | 8 | 0
2020 | MISO_IN_2_NonRTO_Midwest | MISO_IN | NonRTO_Midwest | Internal | Shoulder | B14 | 900 | 4800 | 0 | 40.78 | 43.26 | 8 | 0
2020 | MISO_IN_2_NonRTO_Midwest | MISO_IN | NonRTO_Midwest | Internal | Shoulder | B15 | 1203 | 4800 | 0 | 38.3 | 35.55 | 8 | 0
2020 | MISO_IN_2_NonRTO_Midwest | MISO_IN | NonRTO_Midwest | Internal | Summer | B1 | 10 | 4800 | 0 | 64.55 | 69.15 | 8 | 0
2020 | MISO_IN_2_NonRTO_Midwest | MISO_IN | NonRTO_Midwest | Internal | Summer | B2 | 25 | 4800 | 0 | 64 | 69.15 | 8 | 0
2020 | MISO_IN_2_NonRTO_Midwest | MISO_IN | NonRTO_Midwest | Internal | Summer | B3 | 75 | 4800 | 0 | 61.97 | 69.15 | 8 | 0
2020 | MISO_IN_2_NonRTO_Midwest | MISO_IN | NonRTO_Midwest | Internal | Summer | B4 | 100 | 4800 | 1266.24 | 60.43 | 68.43 | 8 | 0
2020 | MISO_IN_2_NonRTO_Midwest | MISO_IN | NonRTO_Midwest | Internal | Summer | B5 | 200 | 4800 | 957.28 | 58.78 | 66.78 | 8 | 0
2020 | MISO_IN_2_NonRTO_Midwest | MISO_IN | NonRTO_Midwest | Internal | Summer | B6 | 300 | 4800 | 377.63 | 49.4 | 57.4 | 8 | 0
2020 | MISO_IN_2_NonRTO_Midwest | MISO_IN | NonRTO_Midwest | Internal | Summer | B7 | 400 | 4800 | 0 | 40.4 | 43.8 | 8 | 0
2020 | MISO_IN_2_NonRTO_Midwest | MISO_IN | NonRTO_Midwest | Internal | Summer | B8 | 500 | 4800 | 0 | 38.25 | 42.79 | 8 | 0
2020 | MISO_IN_2_NonRTO_Midwest | MISO_IN | NonRTO_Midwest | Internal | Summer | B9 | 800 | 4800 | 0 | 36.85 | 36.93 | 8 | 0
2020 | MISO_IN_2_NonRTO_Midwest | MISO_IN | NonRTO_Midwest | Internal | Summer | B10 | 1262 | 4800 | 0 | 36.02 | 33.6 | 8 | 0
2020 | MISO_IN_2_NonRTO_Midwest | MISO_IN | NonRTO_Midwest | Internal | Winter | B16 | 25 | 4800 | 2233.12 | 53.11 | 61.11 | 8 | 0
2020 | MISO_IN_2_NonRTO_Midwest | MISO_IN | NonRTO_Midwest | Internal | Winter | B17 | 100 | 4800 | 1123.94 | 48.27 | 56.27 | 8 | 0
2020 | MISO_IN_2_NonRTO_Midwest | MISO_IN | NonRTO_Midwest | Internal | Winter | B18 | 400 | 4800 | 268.16 | 43.53 | 51.53 | 8 | 0
2020 | MISO_IN_2_NonRTO_Midwest | MISO_IN | NonRTO_Midwest | Internal | Winter | B19 | 700 | 4800 | 0 | 41.42 | 43.76 | 8 | 0
2020 | MISO_IN_2_NonRTO_Midwest | MISO_IN | NonRTO_Midwest | Internal | Winter | B20 | 935 | 4800 | 0 | 37.92 | 35.62 | 8 | 0
2020 | MISO_IN_2_PJM_ROR | MISO_IN | PJM_ROR | Internal | Shoulder | B11 | 25 | 992 | 0 | 56.39 | 54.39 | 2 | 0
2020 | MISO_IN_2_PJM_ROR | MISO_IN | PJM_ROR | Internal | Shoulder | B12 | 200 | 992 | 0 | 46.76 | 48.52 | 2 | 0
2020 | MISO_IN_2_PJM_ROR | MISO_IN | PJM_ROR | Internal | Shoulder | B13 | 600 | 992 | 0 | 42.95 | 43.04 | 2 | 0
2020 | MISO_IN_2_PJM_ROR | MISO_IN | PJM_ROR | Internal | Shoulder | B14 | 900 | 992 | 0 | 40.78 | 41.53 | 2 | 0
2020 | MISO_IN_2_PJM_ROR | MISO_IN | PJM_ROR | Internal | Shoulder | B15 | 1203 | 992 | 0 | 38.3 | 37.64 | 2 | 0
2020 | MISO_IN_2_PJM_ROR | MISO_IN | PJM_ROR | Internal | Summer | B1 | 10 | 992 | 856.38 | 64.55 | 66.55 | 2 | 0
2020 | MISO_IN_2_PJM_ROR | MISO_IN | PJM_ROR | Internal | Summer | B2 | 25 | 992 | 0 | 64 | 65.98 | 2 | 0
2020 | MISO_IN_2_PJM_ROR | MISO_IN | PJM_ROR | Internal | Summer | B3 | 75 | 992 | 0 | 61.97 | 61.86 | 2 | 0
2020 | MISO_IN_2_PJM_ROR | MISO_IN | PJM_ROR | Internal | Summer | B4 | 100 | 992 | 0 | 60.43 | 61.86 | 2 | 0
2020 | MISO_IN_2_PJM_ROR | MISO_IN | PJM_ROR | Internal | Summer | B5 | 200 | 992 | 0 | 58.78 | 56.97 | 2 | 0
2020 | MISO_IN_2_PJM_ROR | MISO_IN | PJM_ROR | Internal | Summer | B6 | 300 | 992 | 0 | 49.4 | 50.33 | 2 | 0
2020 | MISO_IN_2_PJM_ROR | MISO_IN | PJM_ROR | Internal | Summer | B7 | 400 | 992 | 50.97 | 40.4 | 42.4 | 2 | 0
2020 | MISO_IN_2_PJM_ROR | MISO_IN | PJM_ROR | Internal | Summer | B8 | 500 | 992 | 0 | 38.25 | 38.26 | 2 | 0
2020 | MISO_IN_2_PJM_ROR | MISO_IN | PJM_ROR | Internal | Summer | B9 | 800 | 992 | 0 | 36.85 | 37.34 | 2 | 0
2020 | MISO_IN_2_PJM_ROR | MISO_IN | PJM_ROR | Internal | Summer | B10 | 1262 | 992 | 0 | 36.02 | 35.12 | 2 | 0
2020 | MISO_IN_2_PJM_ROR | MISO_IN | PJM_ROR | Internal | Winter | B16 | 25 | 992 | 0 | 53.11 | 55.09 | 2 | 0
2020 | MISO_IN_2_PJM_ROR | MISO_IN | PJM_ROR | Internal | Winter | B17 | 100 | 992 | 0 | 48.27 | 50.25 | 2 | 0
2020 | MISO_IN_2_PJM_ROR | MISO_IN | PJM_ROR | Internal | Winter | B18 | 400 | 992 | 461.46 | 43.53 | 45.53 | 2 | 0
2020 | MISO_IN_2_PJM_ROR | MISO_IN | PJM_ROR | Internal | Winter | B19 | 700 | 992 | 0 | 41.42 | 42.76 | 2 | 0
2020 | MISO_IN_2_PJM_ROR | MISO_IN | PJM_ROR | Internal | Winter | B20 | 935 | 992 | 0 | 37.92 | 38.26 | 2 | 0
2020 | MISO_MI_2_IESO | MISO_MI | IESO | Internal | Shoulder | B11 | 25 | 1580 | 0 | 53.46 | 31.31 | 8 | 0
2020 | MISO_MI_2_IESO | MISO_MI | IESO | Internal | Shoulder | B12 | 200 | 1580 | 0 | 46.75 | 31.45 | 8 | 0
2020 | MISO_MI_2_IESO | MISO_MI | IESO | Internal | Shoulder | B13 | 600 | 1580 | 0 | 42.95 | 31.31 | 8 | 0
2020 | MISO_MI_2_IESO | MISO_MI | IESO | Internal | Shoulder | B14 | 900 | 1580 | 0 | 40.77 | 31.31 | 8 | 0
2020 | MISO_MI_2_IESO | MISO_MI | IESO | Internal | Shoulder | B15 | 1203 | 1580 | 0 | 38.31 | 31.31 | 8 | 0
2020 | MISO_MI_2_IESO | MISO_MI | IESO | Internal | Summer | B1 | 10 | 1580 | 0 | 64.54 | 44.52 | 8 | 0
2020 | MISO_MI_2_IESO | MISO_MI | IESO | Internal | Summer | B2 | 25 | 1580 | 0 | 63.99 | 44.52 | 8 | 0
2020 | MISO_MI_2_IESO | MISO_MI | IESO | Internal | Summer | B3 | 75 | 1580 | 0 | 59.86 | 39.14 | 8 | 0
2020 | MISO_MI_2_IESO | MISO_MI | IESO | Internal | Summer | B4 | 100 | 1580 | 0 | 59.86 | 39.14 | 8 | 0
2020 | MISO_MI_2_IESO | MISO_MI | IESO | Internal | Summer | B5 | 200 | 1580 | 0 | 58.75 | 36.28 | 8 | 0
2020 | MISO_MI_2_IESO | MISO_MI | IESO | Internal | Summer | B6 | 300 | 1580 | 0 | 49.38 | 35.32 | 8 | 0
2020 | MISO_MI_2_IESO | MISO_MI | IESO | Internal | Summer | B7 | 400 | 1580 | 0 | 40.41 | 30.61 | 8 | 0
2020 | MISO_MI_2_IESO | MISO_MI | IESO | Internal | Summer | B8 | 500 | 1580 | 0 | 38.26 | 29.86 | 8 | 0
2020 | MISO_MI_2_IESO | MISO_MI | IESO | Internal | Summer | B9 | 800 | 1580 | 0 | 36.86 | 29.86 | 8 | 0
2020 | MISO_MI_2_IESO | MISO_MI | IESO | Internal | Summer | B10 | 1262 | 1580 | 0 | 36.03 | 29.86 | 8 | 0
2020 | MISO_MI_2_IESO | MISO_MI | IESO | Internal | Winter | B16 | 25 | 1580 | 0 | 53.09 | 39.19 | 8 | 0
2020 | MISO_MI_2_IESO | MISO_MI | IESO | Internal | Winter | B17 | 100 | 1580 | 0 | 48.26 | 35.26 | 8 | 0
2020 | MISO_MI_2_IESO | MISO_MI | IESO | Internal | Winter | B18 | 400 | 1580 | 0 | 43.53 | 35.26 | 8 | 0
2020 | MISO_MI_2_IESO | MISO_MI | IESO | Internal | Winter | B19 | 700 | 1580 | 0 | 41.43 | 35.26 | 8 | 0
2020 | MISO_MI_2_IESO | MISO_MI | IESO | Internal | Winter | B20 | 935 | 1580 | 0 | 37.93 | 35.26 | 8 | 0
2020 | MISO_MI_2_MISO_IN | MISO_MI | MISO_IN | Internal | Shoulder | B11 | 25 | 2126 | 2126 | 53.46 | 56.39 | 0.01 | 2.92
2020 | MISO_MI_2_MISO_IN | MISO_MI | MISO_IN | Internal | Shoulder | B12 | 200 | 2126 | 1103.67 | 46.75 | 46.76 | 0.01 | 0
2020 | MISO_MI_2_MISO_IN | MISO_MI | MISO_IN | Internal | Shoulder | B13 | 600 | 2126 | 0 | 42.95 | 42.95 | 0.01 | 0
2020 | MISO_MI_2_MISO_IN | MISO_MI | MISO_IN | Internal | Shoulder | B14 | 900 | 2126 | 440.48 | 40.77 | 40.78 | 0.01 | 0
2020 | MISO_MI_2_MISO_IN | MISO_MI | MISO_IN | Internal | Shoulder | B15 | 1203 | 2126 | 0 | 38.31 | 38.3 | 0.01 | 0
2020 | MISO_MI_2_MISO_IN | MISO_MI | MISO_IN | Internal | Summer | B1 | 10 | 2126 | 1408.03 | 64.54 | 64.55 | 0.01 | 0
2020 | MISO_MI_2_MISO_IN | MISO_MI | MISO_IN | Internal | Summer | B2 | 25 | 2126 | 1083.89 | 63.99 | 64 | 0.01 | 0
2020 | MISO_MI_2_MISO_IN | MISO_MI | MISO_IN | Internal | Summer | B3 | 75 | 2126 | 2126 | 59.86 | 61.97 | 0.01 | 2.1
2020 | MISO_MI_2_MISO_IN | MISO_MI | MISO_IN | Internal | Summer | B4 | 100 | 2126 | 2126 | 59.86 | 60.43 | 0.01 | 0.56
2020 | MISO_MI_2_MISO_IN | MISO_MI | MISO_IN | Internal | Summer | B5 | 200 | 2126 | 2126 | 58.75 | 58.78 | 0.01 | 0.01
2020 | MISO_MI_2_MISO_IN | MISO_MI | MISO_IN | Internal | Summer | B6 | 300 | 2126 | 758.21 | 49.38 | 49.4 | 0.01 | 0
2020 | MISO_MI_2_MISO_IN | MISO_MI | MISO_IN | Internal | Summer | B7 | 400 | 2126 | 0 | 40.41 | 40.4 | 0.01 | 0
2020 | MISO_MI_2_MISO_IN | MISO_MI | MISO_IN | Internal | Summer | B8 | 500 | 2126 | 0 | 38.26 | 38.25 | 0.01 | 0
2020 | MISO_MI_2_MISO_IN | MISO_MI | MISO_IN | Internal | Summer | B9 | 800 | 2126 | 0 | 36.86 | 36.85 | 0.01 | 0
2020 | MISO_MI_2_MISO_IN | MISO_MI | MISO_IN | Internal | Summer | B10 | 1262 | 2126 | 0 | 36.03 | 36.02 | 0.01 | 0
2020 | MISO_MI_2_MISO_IN | MISO_MI | MISO_IN | Internal | Winter | B16 | 25 | 2126 | 2126 | 53.09 | 53.11 | 0.01 | 0.01
2020 | MISO_MI_2_MISO_IN | MISO_MI | MISO_IN | Internal | Winter | B17 | 100 | 2126 | 202.52 | 48.26 | 48.27 | 0.01 | 0
2020 | MISO_MI_2_MISO_IN | MISO_MI | MISO_IN | Internal | Winter | B18 | 400 | 2126 | 0 | 43.53 | 43.53 | 0.01 | 0
2020 | MISO_MI_2_MISO_IN | MISO_MI | MISO_IN | Internal | Winter | B19 | 700 | 2126 | 0 | 41.43 | 41.42 | 0.01 | 0
2020 | MISO_MI_2_MISO_IN | MISO_MI | MISO_IN | Internal | Winter | B20 | 935 | 2126 | 0 | 37.93 | 37.92 | 0.01 | 0
2020 | MISO_MI_2_MISO_WUMS | MISO_MI | MISO_WUMS | Internal | Shoulder | B11 | 25 | 166 | 166 | 53.46 | 56.39 | 0.01 | 2.92
2020 | MISO_MI_2_MISO_WUMS | MISO_MI | MISO_WUMS | Internal | Shoulder | B12 | 200 | 166 | 0 | 46.75 | 46.75 | 0.01 | 0
2020 | MISO_MI_2_MISO_WUMS | MISO_MI | MISO_WUMS | Internal | Shoulder | B13 | 600 | 166 | 0 | 42.95 | 42.94 | 0.01 | 0
2020 | MISO_MI_2_MISO_WUMS | MISO_MI | MISO_WUMS | Internal | Shoulder | B14 | 900 | 166 | 166 | 40.77 | 40.79 | 0.01 | 0.01
2020 | MISO_MI_2_MISO_WUMS | MISO_MI | MISO_WUMS | Internal | Shoulder | B15 | 1203 | 166 | 0 | 38.31 | 38.31 | 0.01 | 0
2020 | MISO_MI_2_MISO_WUMS | MISO_MI | MISO_WUMS | Internal | Summer | B1 | 10 | 166 | 0 | 64.54 | 64.53 | 0.01 | 0
2020 | MISO_MI_2_MISO_WUMS | MISO_MI | MISO_WUMS | Internal | Summer | B2 | 25 | 166 | 0 | 63.99 | 63.96 | 0.01 | 0
2020 | MISO_MI_2_MISO_WUMS | MISO_MI | MISO_WUMS | Internal | Summer | B3 | 75 | 166 | 166 | 59.86 | 61.96 | 0.01 | 2.09
2020 | MISO_MI_2_MISO_WUMS | MISO_MI | MISO_WUMS | Internal | Summer | B4 | 100 | 166 | 166 | 59.86 | 60.4 | 0.01 | 0.52
2020 | MISO_MI_2_MISO_WUMS | MISO_MI | MISO_WUMS | Internal | Summer | B5 | 200 | 166 | 138.3 | 58.75 | 58.77 | 0.01 | 0
2020 | MISO_MI_2_MISO_WUMS | MISO_MI | MISO_WUMS | Internal | Summer | B6 | 300 | 166 | 0 | 49.38 | 49.38 | 0.01 | 0
2020 | MISO_MI_2_MISO_WUMS | MISO_MI | MISO_WUMS | Internal | Summer | B7 | 400 | 166 | 0 | 40.41 | 40.4 | 0.01 | 0
2020 | MISO_MI_2_MISO_WUMS | MISO_MI | MISO_WUMS | Internal | Summer | B8 | 500 | 166 | 0 | 38.26 | 38.25 | 0.01 | 0
2020 | MISO_MI_2_MISO_WUMS | MISO_MI | MISO_WUMS | Internal | Summer | B9 | 800 | 166 | 49.62 | 36.86 | 36.87 | 0.01 | 0
2020 | MISO_MI_2_MISO_WUMS | MISO_MI | MISO_WUMS | Internal | Summer | B10 | 1262 | 166 | 0 | 36.03 | 36 | 0.01 | 0
2020 | MISO_MI_2_MISO_WUMS | MISO_MI | MISO_WUMS | Internal | Winter | B16 | 25 | 166 | 0 | 53.09 | 53.09 | 0.01 | 0
2020 | MISO_MI_2_MISO_WUMS | MISO_MI | MISO_WUMS | Internal | Winter | B17 | 100 | 166 | 0 | 48.26 | 48.25 | 0.01 | 0
2020 | MISO_MI_2_MISO_WUMS | MISO_MI | MISO_WUMS | Internal | Winter | B18 | 400 | 166 | 0 | 43.53 | 43.53 | 0.01 | 0
2020 | MISO_MI_2_MISO_WUMS | MISO_MI | MISO_WUMS | Internal | Winter | B19 | 700 | 166 | 0 | 41.43 | 41.42 | 0.01 | 0
2020 | MISO_MI_2_MISO_WUMS | MISO_MI | MISO_WUMS | Internal | Winter | B20 | 935 | 166 | 0 | 37.93 | 37.95 | 0.01 | 0
2020 | MISO_MI_2_PJM_ROR | MISO_MI | PJM_ROR | Internal | Shoulder | B11 | 25 | 1424 | 0 | 53.46 | 54.39 | 2 | 0
2020 | MISO_MI_2_PJM_ROR | MISO_MI | PJM_ROR | Internal | Shoulder | B12 | 200 | 1424 | 0 | 46.75 | 48.52 | 2 | 0
2020 | MISO_MI_2_PJM_ROR | MISO_MI | PJM_ROR | Internal | Shoulder | B13 | 600 | 1424 | 0 | 42.95 | 43.04 | 2 | 0
2020 | MISO_MI_2_PJM_ROR | MISO_MI | PJM_ROR | Internal | Shoulder | B14 | 900 | 1424 | 0 | 40.77 | 41.53 | 2 | 0
2020 | MISO_MI_2_PJM_ROR | MISO_MI | PJM_ROR | Internal | Shoulder | B15 | 1203 | 1424 | 0 | 38.31 | 37.64 | 2 | 0
2020 | MISO_MI_2_PJM_ROR | MISO_MI | PJM_ROR | Internal | Summer | B1 | 10 | 1424 | 1424 | 64.54 | 66.55 | 2 | 0.01
2020 | MISO_MI_2_PJM_ROR | MISO_MI | PJM_ROR | Internal | Summer | B2 | 25 | 1424 | 0 | 63.99 | 65.98 | 2 | 0
2020 | MISO_MI_2_PJM_ROR | MISO_MI | PJM_ROR | Internal | Summer | B3 | 75 | 1424 | 96.48 | 59.86 | 61.86 | 2 | 0
2020 | MISO_MI_2_PJM_ROR | MISO_MI | PJM_ROR | Internal | Summer | B4 | 100 | 1424 | 1228.6 | 59.86 | 61.86 | 2 | 0
2020 | MISO_MI_2_PJM_ROR | MISO_MI | PJM_ROR | Internal | Summer | B5 | 200 | 1424 | 0 | 58.75 | 56.97 | 2 | 0
2020 | MISO_MI_2_PJM_ROR | MISO_MI | PJM_ROR | Internal | Summer | B6 | 300 | 1424 | 0 | 49.38 | 50.33 | 2 | 0
2020 | MISO_MI_2_PJM_ROR | MISO_MI | PJM_ROR | Internal | Summer | B7 | 400 | 1424 | 0 | 40.41 | 42.4 | 2 | 0
2020 | MISO_MI_2_PJM_ROR | MISO_MI | PJM_ROR | Internal | Summer | B8 | 500 | 1424 | 0 | 38.26 | 38.26 | 2 | 0
2020 | MISO_MI_2_PJM_ROR | MISO_MI | PJM_ROR | Internal | Summer | B9 | 800 | 1424 | 0 | 36.86 | 37.34 | 2 | 0
2020 | MISO_MI_2_PJM_ROR | MISO_MI | PJM_ROR | Internal | Summer | B10 | 1262 | 1424 | 0 | 36.03 | 35.12 | 2 | 0
2020 | MISO_MI_2_PJM_ROR | MISO_MI | PJM_ROR | Internal | Winter | B16 | 25 | 1424 | 101.61 | 53.09 | 55.09 | 2 | 0
2020 | MISO_MI_2_PJM_ROR | MISO_MI | PJM_ROR | Internal | Winter | B17 | 100 | 1424 | 0 | 48.26 | 50.25 | 2 | 0
2020 | MISO_MI_2_PJM_ROR | MISO_MI | PJM_ROR | Internal | Winter | B18 | 400 | 1424 | 834.91 | 43.53 | 45.53 | 2 | 0
2020 | MISO_MI_2_PJM_ROR | MISO_MI | PJM_ROR | Internal | Winter | B19 | 700 | 1424 | 0 | 41.43 | 42.76 | 2 | 0
2020 | MISO_MI_2_PJM_ROR | MISO_MI | PJM_ROR | Internal | Winter | B20 | 935 | 1424 | 0 | 37.93 | 38.26 | 2 | 0
2020 | MISO_MO-IL_2_MISO_IN | MISO_MO-IL | MISO_IN | Internal | Shoulder | B11 | 25 | 6229 | 0 | 56.4 | 56.39 | 0.01 | 0
2020 | MISO_MO-IL_2_MISO_IN | MISO_MO-IL | MISO_IN | Internal | Shoulder | B12 | 200 | 6229 | 242.61 | 46.75 | 46.76 | 0.01 | 0
2020 | MISO_MO-IL_2_MISO_IN | MISO_MO-IL | MISO_IN | Internal | Shoulder | B13 | 600 | 6229 | 444.91 | 42.94 | 42.95 | 0.01 | 0
2020 | MISO_MO-IL_2_MISO_IN | MISO_MO-IL | MISO_IN | Internal | Shoulder | B14 | 900 | 6229 | 0 | 40.79 | 40.78 | 0.01 | 0
2020 | MISO_MO-IL_2_MISO_IN | MISO_MO-IL | MISO_IN | Internal | Shoulder | B15 | 1203 | 6229 | 0 | 38.31 | 38.3 | 0.01 | 0
2020 | MISO_MO-IL_2_MISO_IN | MISO_MO-IL | MISO_IN | Internal | Summer | B1 | 10 | 6229 | 0 | 64.56 | 64.55 | 0.01 | 0
2020 | MISO_MO-IL_2_MISO_IN | MISO_MO-IL | MISO_IN | Internal | Summer | B2 | 25 | 6229 | 1718.56 | 63.99 | 64 | 0.01 | 0
2020 | MISO_MO-IL_2_MISO_IN | MISO_MO-IL | MISO_IN | Internal | Summer | B3 | 75 | 6229 | 0 | 61.99 | 61.97 | 0.01 | 0
2020 | MISO_MO-IL_2_MISO_IN | MISO_MO-IL | MISO_IN | Internal | Summer | B4 | 100 | 6229 | 258.4 | 60.42 | 60.43 | 0.01 | 0
2020 | MISO_MO-IL_2_MISO_IN | MISO_MO-IL | MISO_IN | Internal | Summer | B5 | 200 | 6229 | 0 | 58.79 | 58.78 | 0.01 | 0
2020 | MISO_MO-IL_2_MISO_IN | MISO_MO-IL | MISO_IN | Internal | Summer | B6 | 300 | 6229 | 0 | 49.41 | 49.4 | 0.01 | 0
2020 | MISO_MO-IL_2_MISO_IN | MISO_MO-IL | MISO_IN | Internal | Summer | B7 | 400 | 6229 | 0 | 40.4 | 40.4 | 0.01 | 0
2020 | MISO_MO-IL_2_MISO_IN | MISO_MO-IL | MISO_IN | Internal | Summer | B8 | 500 | 6229 | 0 | 38.25 | 38.25 | 0.01 | 0
2020 | MISO_MO-IL_2_MISO_IN | MISO_MO-IL | MISO_IN | Internal | Summer | B9 | 800 | 6229 | 0 | 36.86 | 36.85 | 0.01 | 0
2020 | MISO_MO-IL_2_MISO_IN | MISO_MO-IL | MISO_IN | Internal | Summer | B10 | 1262 | 6229 | 1705.56 | 36 | 36.02 | 0.01 | 0
2020 | MISO_MO-IL_2_MISO_IN | MISO_MO-IL | MISO_IN | Internal | Winter | B16 | 25 | 6229 | 982.04 | 53.1 | 53.11 | 0.01 | 0
2020 | MISO_MO-IL_2_MISO_IN | MISO_MO-IL | MISO_IN | Internal | Winter | B17 | 100 | 6229 | 977.8 | 48.26 | 48.27 | 0.01 | 0
2020 | MISO_MO-IL_2_MISO_IN | MISO_MO-IL | MISO_IN | Internal | Winter | B18 | 400 | 6229 | 0 | 43.53 | 43.53 | 0.01 | 0
2020 | MISO_MO-IL_2_MISO_IN | MISO_MO-IL | MISO_IN | Internal | Winter | B19 | 700 | 6229 | 0 | 41.42 | 41.42 | 0.01 | 0
2020 | MISO_MO-IL_2_MISO_IN | MISO_MO-IL | MISO_IN | Internal | Winter | B20 | 935 | 6229 | 0 | 37.93 | 37.92 | 0.01 | 0
2020 | MISO_MO-IL_2_MISO_W | MISO_MO-IL | MISO_W | Internal | Shoulder | B11 | 25 | 5033 | 0 | 56.4 | 56.39 | 0.01 | 0
2020 | MISO_MO-IL_2_MISO_W | MISO_MO-IL | MISO_W | Internal | Shoulder | B12 | 200 | 5033 | 0 | 46.75 | 46.73 | 0.01 | 0
2020 | MISO_MO-IL_2_MISO_W | MISO_MO-IL | MISO_W | Internal | Shoulder | B13 | 600 | 5033 | 0 | 42.94 | 42.93 | 0.01 | 0
2020 | MISO_MO-IL_2_MISO_W | MISO_MO-IL | MISO_W | Internal | Shoulder | B14 | 900 | 5033 | 102.81 | 40.79 | 40.81 | 0.01 | 0
2020 | MISO_MO-IL_2_MISO_W | MISO_MO-IL | MISO_W | Internal | Shoulder | B15 | 1203 | 5033 | 324.09 | 38.31 | 38.32 | 0.01 | 0
2020 | MISO_MO-IL_2_MISO_W | MISO_MO-IL | MISO_W | Internal | Summer | B1 | 10 | 5033 | 0 | 64.56 | 64.55 | 0.01 | 0
2020 | MISO_MO-IL_2_MISO_W | MISO_MO-IL | MISO_W | Internal | Summer | B2 | 25 | 5033 | 0 | 63.99 | 63.98 | 0.01 | 0
2020 | MISO_MO-IL_2_MISO_W | MISO_MO-IL | MISO_W | Internal | Summer | B3 | 75 | 5033 | 0 | 61.99 | 61.97 | 0.01 | 0
2020 | MISO_MO-IL_2_MISO_W | MISO_MO-IL | MISO_W | Internal | Summer | B4 | 100 | 5033 | 0 | 60.42 | 60.41 | 0.01 | 0
2020 | MISO_MO-IL_2_MISO_W | MISO_MO-IL | MISO_W | Internal | Summer | B5 | 200 | 5033 | 0 | 58.79 | 58.78 | 0.01 | 0
2020 | MISO_MO-IL_2_MISO_W | MISO_MO-IL | MISO_W | Internal | Summer | B6 | 300 | 5033 | 0 | 49.41 | 49.4 | 0.01 | 0
2020 | MISO_MO-IL_2_MISO_W | MISO_MO-IL | MISO_W | Internal | Summer | B7 | 400 | 5033 | 0 | 40.4 | 40.4 | 0.01 | 0
2020 | MISO_MO-IL_2_MISO_W | MISO_MO-IL | MISO_W | Internal | Summer | B8 | 500 | 5033 | 0 | 38.25 | 38.24 | 0.01 | 0
2020 | MISO_MO-IL_2_MISO_W | MISO_MO-IL | MISO_W | Internal | Summer | B9 | 800 | 5033 | 936.35 | 36.86 | 36.87 | 0.01 | 0
2020 | MISO_MO-IL_2_MISO_W | MISO_MO-IL | MISO_W | Internal | Summer | B10 | 1262 | 5033 | 0 | 36 | 35.99 | 0.01 | 0
2020 | MISO_MO-IL_2_MISO_W | MISO_MO-IL | MISO_W | Internal | Winter | B16 | 25 | 5033 | 0 | 53.1 | 53.09 | 0.01 | 0
2020 | MISO_MO-IL_2_MISO_W | MISO_MO-IL | MISO_W | Internal | Winter | B17 | 100 | 5033 | 0 | 48.26 | 48.25 | 0.01 | 0
2020 | MISO_MO-IL_2_MISO_W | MISO_MO-IL | MISO_W | Internal | Winter | B18 | 400 | 5033 | 269.59 | 43.53 | 43.54 | 0.01 | 0
2020 | MISO_MO-IL_2_MISO_W | MISO_MO-IL | MISO_W | Internal | Winter | B19 | 700 | 5033 | 1516.35 | 41.42 | 41.43 | 0.01 | 0
2020 | MISO_MO-IL_2_MISO_W | MISO_MO-IL | MISO_W | Internal | Winter | B20 | 935 | 5033 | 0 | 37.93 | 37.93 | 0.01 | 0
2020 | MISO_MO-IL_2_PJM_ROR | MISO_MO-IL | PJM_ROR | Internal | Shoulder | B11 | 25 | 1212 | 0 | 56.4 | 54.39 | 2 | 0
2020 | MISO_MO-IL_2_PJM_ROR | MISO_MO-IL | PJM_ROR | Internal | Shoulder | B12 | 200 | 1212 | 0 | 46.75 | 48.52 | 2 | 0
2020 | MISO_MO-IL_2_PJM_ROR | MISO_MO-IL | PJM_ROR | Internal | Shoulder | B13 | 600 | 1212 | 0 | 42.94 | 43.04 | 2 | 0
2020 | MISO_MO-IL_2_PJM_ROR | MISO_MO-IL | PJM_ROR | Internal | Shoulder | B14 | 900 | 1212 | 0 | 40.79 | 41.53 | 2 | 0
2020 | MISO_MO-IL_2_PJM_ROR | MISO_MO-IL | PJM_ROR | Internal | Shoulder | B15 | 1203 | 1212 | 0 | 38.31 | 37.64 | 2 | 0
2020 | MISO_MO-IL_2_PJM_ROR | MISO_MO-IL | PJM_ROR | Internal | Summer | B1 | 10 | 1212 | 0 | 64.56 | 66.55 | 2 | 0
2020 | MISO_MO-IL_2_PJM_ROR | MISO_MO-IL | PJM_ROR | Internal | Summer | B2 | 25 | 1212 | 0 | 63.99 | 65.98 | 2 | 0
2020 | MISO_MO-IL_2_PJM_ROR | MISO_MO-IL | PJM_ROR | Internal | Summer | B3 | 75 | 1212 | 0 | 61.99 | 61.86 | 2 | 0
2020 | MISO_MO-IL_2_PJM_ROR | MISO_MO-IL | PJM_ROR | Internal | Summer | B4 | 100 | 1212 | 0 | 60.42 | 61.86 | 2 | 0
2020 | MISO_MO-IL_2_PJM_ROR | MISO_MO-IL | PJM_ROR | Internal | Summer | B5 | 200 | 1212 | 0 | 58.79 | 56.97 | 2 | 0
2020 | MISO_MO-IL_2_PJM_ROR | MISO_MO-IL | PJM_ROR | Internal | Summer | B6 | 300 | 1212 | 0 | 49.41 | 50.33 | 2 | 0
2020 | MISO_MO-IL_2_PJM_ROR | MISO_MO-IL | PJM_ROR | Internal | Summer | B7 | 400 | 1212 | 411.35 | 40.4 | 42.4 | 2 | 0
2020 | MISO_MO-IL_2_PJM_ROR | MISO_MO-IL | PJM_ROR | Internal | Summer | B8 | 500 | 1212 | 0 | 38.25 | 38.26 | 2 | 0
2020 | MISO_MO-IL_2_PJM_ROR | MISO_MO-IL | PJM_ROR | Internal | Summer | B9 | 800 | 1212 | 0 | 36.86 | 37.34 | 2 | 0
2020 | MISO_MO-IL_2_PJM_ROR | MISO_MO-IL | PJM_ROR | Internal | Summer | B10 | 1262 | 1212 | 0 | 36 | 35.12 | 2 | 0
2020 | MISO_MO-IL_2_PJM_ROR | MISO_MO-IL | PJM_ROR | Internal | Winter | B16 | 25 | 1212 | 0 | 53.1 | 55.09 | 2 | 0
2020 | MISO_MO-IL_2_PJM_ROR | MISO_MO-IL | PJM_ROR | Internal | Winter | B17 | 100 | 1212 | 0 | 48.26 | 50.25 | 2 | 0
2020 | MISO_MO-IL_2_PJM_ROR | MISO_MO-IL | PJM_ROR | Internal | Winter | B18 | 400 | 1212 | 517.56 | 43.53 | 45.53 | 2 | 0
2020 | MISO_MO-IL_2_PJM_ROR | MISO_MO-IL | PJM_ROR | Internal | Winter | B19 | 700 | 1212 | 0 | 41.42 | 42.76 | 2 | 0
2020 | MISO_MO-IL_2_PJM_ROR | MISO_MO-IL | PJM_ROR | Internal | Winter | B20 | 935 | 1212 | 0 | 37.93 | 38.26 | 2 | 0
2020 | MISO_MO-IL_2_TVA_Transmission | MISO_MO-IL | TVA_Transmission | Internal | Shoulder | B11 | 25 | 4000 | 0 | 56.4 | 59.81 | 8 | 0
2020 | MISO_MO-IL_2_TVA_Transmission | MISO_MO-IL | TVA_Transmission | Internal | Shoulder | B12 | 200 | 4000 | 0 | 46.75 | 48.17 | 8 | 0
2020 | MISO_MO-IL_2_TVA_Transmission | MISO_MO-IL | TVA_Transmission | Internal | Shoulder | B13 | 600 | 4000 | 0 | 42.94 | 45.4 | 8 | 0
2020 | MISO_MO-IL_2_TVA_Transmission | MISO_MO-IL | TVA_Transmission | Internal | Shoulder | B14 | 900 | 4000 | 0 | 40.79 | 44.25 | 8 | 0
2020 | MISO_MO-IL_2_TVA_Transmission | MISO_MO-IL | TVA_Transmission | Internal | Shoulder | B15 | 1203 | 4000 | 0 | 38.31 | 42.63 | 8 | 0
2020 | MISO_MO-IL_2_TVA_Transmission | MISO_MO-IL | TVA_Transmission | Internal | Summer | B1 | 10 | 4000 | 0 | 64.56 | 72.55 | 8 | 0
2020 | MISO_MO-IL_2_TVA_Transmission | MISO_MO-IL | TVA_Transmission | Internal | Summer | B2 | 25 | 4000 | 0 | 63.99 | 71.98 | 8 | 0
2020 | MISO_MO-IL_2_TVA_Transmission | MISO_MO-IL | TVA_Transmission | Internal | Summer | B3 | 75 | 4000 | 0 | 61.99 | 67.86 | 8 | 0
2020 | MISO_MO-IL_2_TVA_Transmission | MISO_MO-IL | TVA_Transmission | Internal | Summer | B4 | 100 | 4000 | 0 | 60.42 | 67.78 | 8 | 0
2020 | MISO_MO-IL_2_TVA_Transmission | MISO_MO-IL | TVA_Transmission | Internal | Summer | B5 | 200 | 4000 | 0 | 58.79 | 62.17 | 8 | 0
2020 | MISO_MO-IL_2_TVA_Transmission | MISO_MO-IL | TVA_Transmission | Internal | Summer | B6 | 300 | 4000 | 0 | 49.41 | 55.29 | 8 | 0
2020 | MISO_MO-IL_2_TVA_Transmission | MISO_MO-IL | TVA_Transmission | Internal | Summer | B7 | 400 | 4000 | 0 | 40.4 | 47.08 | 8 | 0
2020 | MISO_MO-IL_2_TVA_Transmission | MISO_MO-IL | TVA_Transmission | Internal | Summer | B8 | 500 | 4000 | 0 | 38.25 | 42.44 | 8 | 0
2020 | MISO_MO-IL_2_TVA_Transmission | MISO_MO-IL | TVA_Transmission | Internal | Summer | B9 | 800 | 4000 | 0 | 36.86 | 41.8 | 8 | 0
2020 | MISO_MO-IL_2_TVA_Transmission | MISO_MO-IL | TVA_Transmission | Internal | Summer | B10 | 1262 | 4000 | 0 | 36 | 38.53 | 8 | 0
2020 | MISO_MO-IL_2_TVA_Transmission | MISO_MO-IL | TVA_Transmission | Internal | Winter | B16 | 25 | 4000 | 0 | 53.1 | 59.31 | 8 | 0
2020 | MISO_MO-IL_2_TVA_Transmission | MISO_MO-IL | TVA_Transmission | Internal | Winter | B17 | 100 | 4000 | 0 | 48.26 | 50.56 | 8 | 0
2020 | MISO_MO-IL_2_TVA_Transmission | MISO_MO-IL | TVA_Transmission | Internal | Winter | B18 | 400 | 4000 | 0 | 43.53 | 46.67 | 8 | 0
2020 | MISO_MO-IL_2_TVA_Transmission | MISO_MO-IL | TVA_Transmission | Internal | Winter | B19 | 700 | 4000 | 0 | 41.42 | 44.86 | 8 | 0
2020 | MISO_MO-IL_2_TVA_Transmission | MISO_MO-IL | TVA_Transmission | Internal | Winter | B20 | 935 | 4000 | 0 | 37.93 | 42.63 | 8 | 0
2020 | MISO_W_2_IESO | MISO_W | IESO | Internal | Shoulder | B11 | 25 | 164 | 0 | 56.39 | 31.31 | 8 | 0
2020 | MISO_W_2_IESO | MISO_W | IESO | Internal | Shoulder | B12 | 200 | 164 | 0 | 46.73 | 31.45 | 8 | 0
2020 | MISO_W_2_IESO | MISO_W | IESO | Internal | Shoulder | B13 | 600 | 164 | 0 | 42.93 | 31.31 | 8 | 0
2020 | MISO_W_2_IESO | MISO_W | IESO | Internal | Shoulder | B14 | 900 | 164 | 0 | 40.81 | 31.31 | 8 | 0
2020 | MISO_W_2_IESO | MISO_W | IESO | Internal | Shoulder | B15 | 1203 | 164 | 0 | 38.32 | 31.31 | 8 | 0
2020 | MISO_W_2_IESO | MISO_W | IESO | Internal | Summer | B1 | 10 | 164 | 0 | 64.55 | 44.52 | 8 | 0
2020 | MISO_W_2_IESO | MISO_W | IESO | Internal | Summer | B2 | 25 | 164 | 0 | 63.98 | 44.52 | 8 | 0
2020 | MISO_W_2_IESO | MISO_W | IESO | Internal | Summer | B3 | 75 | 164 | 0 | 61.97 | 39.14 | 8 | 0
2020 | MISO_W_2_IESO | MISO_W | IESO | Internal | Summer | B4 | 100 | 164 | 0 | 60.41 | 39.14 | 8 | 0
2020 | MISO_W_2_IESO | MISO_W | IESO | Internal | Summer | B5 | 200 | 164 | 0 | 58.78 | 36.28 | 8 | 0
2020 | MISO_W_2_IESO | MISO_W | IESO | Internal | Summer | B6 | 300 | 164 | 0 | 49.4 | 35.32 | 8 | 0
2020 | MISO_W_2_IESO | MISO_W | IESO | Internal | Summer | B7 | 400 | 164 | 0 | 40.4 | 30.61 | 8 | 0
2020 | MISO_W_2_IESO | MISO_W | IESO | Internal | Summer | B8 | 500 | 164 | 0 | 38.24 | 29.86 | 8 | 0
2020 | MISO_W_2_IESO | MISO_W | IESO | Internal | Summer | B9 | 800 | 164 | 0 | 36.87 | 29.86 | 8 | 0
2020 | MISO_W_2_IESO | MISO_W | IESO | Internal | Summer | B10 | 1262 | 164 | 0 | 35.99 | 29.86 | 8 | 0
2020 | MISO_W_2_IESO | MISO_W | IESO | Internal | Winter | B16 | 25 | 164 | 0 | 53.09 | 39.19 | 8 | 0
2020 | MISO_W_2_IESO | MISO_W | IESO | Internal | Winter | B17 | 100 | 164 | 0 | 48.25 | 35.26 | 8 | 0
2020 | MISO_W_2_IESO | MISO_W | IESO | Internal | Winter | B18 | 400 | 164 | 0 | 43.54 | 35.26 | 8 | 0
2020 | MISO_W_2_IESO | MISO_W | IESO | Internal | Winter | B19 | 700 | 164 | 0 | 41.43 | 35.26 | 8 | 0
2020 | MISO_W_2_IESO | MISO_W | IESO | Internal | Winter | B20 | 935 | 164 | 0 | 37.93 | 35.26 | 8 | 0
2020 | MISO_W_2_MAPP_CA | MISO_W | MAPP_CA | Internal | Shoulder | B11 | 25 | 788 | 0 | 56.39 | 48.25 | 0.01 | 0
2020 | MISO_W_2_MAPP_CA | MISO_W | MAPP_CA | Internal | Shoulder | B12 | 200 | 788 | 0 | 46.73 | 46.72 | 0.01 | 0
2020 | MISO_W_2_MAPP_CA | MISO_W | MAPP_CA | Internal | Shoulder | B13 | 600 | 788 | 0 | 42.93 | 42.92 | 0.01 | 0
2020 | MISO_W_2_MAPP_CA | MISO_W | MAPP_CA | Internal | Shoulder | B14 | 900 | 788 | 788 | 40.81 | 42.28 | 0.01 | 1.47
2020 | MISO_W_2_MAPP_CA | MISO_W | MAPP_CA | Internal | Shoulder | B15 | 1203 | 788 | 788 | 38.32 | 42.28 | 0.01 | 3.95
2020 | MISO_W_2_MAPP_CA | MISO_W | MAPP_CA | Internal | Summer | B1 | 10 | 788 | 0 | 64.55 | 51.52 | 0.01 | 0
2020 | MISO_W_2_MAPP_CA | MISO_W | MAPP_CA | Internal | Summer | B2 | 25 | 788 | 0 | 63.98 | 51.52 | 0.01 | 0
2020 | MISO_W_2_MAPP_CA | MISO_W | MAPP_CA | Internal | Summer | B3 | 75 | 788 | 0 | 61.97 | 52.14 | 0.01 | 0
2020 | MISO_W_2_MAPP_CA | MISO_W | MAPP_CA | Internal | Summer | B4 | 100 | 788 | 0 | 60.41 | 48.25 | 0.01 | 0
2020 | MISO_W_2_MAPP_CA | MISO_W | MAPP_CA | Internal | Summer | B5 | 200 | 788 | 0 | 58.78 | 48.25 | 0.01 | 0
2020 | MISO_W_2_MAPP_CA | MISO_W | MAPP_CA | Internal | Summer | B6 | 300 | 788 | 0 | 49.4 | 48.25 | 0.01 | 0
2020 | MISO_W_2_MAPP_CA | MISO_W | MAPP_CA | Internal | Summer | B7 | 400 | 788 | 0 | 40.4 | 40.39 | 0.01 | 0
2020 | MISO_W_2_MAPP_CA | MISO_W | MAPP_CA | Internal | Summer | B8 | 500 | 788 | 777.43 | 38.24 | 38.25 | 0.01 | 0
2020 | MISO_W_2_MAPP_CA | MISO_W | MAPP_CA | Internal | Summer | B9 | 800 | 788 | 788 | 36.87 | 38.25 | 0.01 | 1.36
2020 | MISO_W_2_MAPP_CA | MISO_W | MAPP_CA | Internal | Summer | B10 | 1262 | 788 | 788 | 35.99 | 38.25 | 0.01 | 2.24
2020 | MISO_W_2_MAPP_CA | MISO_W | MAPP_CA | Internal | Winter | B16 | 25 | 788 | 0 | 53.09 | 53.07 | 0.01 | 0
2020 | MISO_W_2_MAPP_CA | MISO_W | MAPP_CA | Internal | Winter | B17 | 100 | 788 | 0 | 48.25 | 48.24 | 0.01 | 0
2020 | MISO_W_2_MAPP_CA | MISO_W | MAPP_CA | Internal | Winter | B18 | 400 | 788 | 788 | 43.54 | 47.63 | 0.01 | 4.07
2020 | MISO_W_2_MAPP_CA | MISO_W | MAPP_CA | Internal | Winter | B19 | 700 | 788 | 788 | 41.43 | 47.63 | 0.01 | 6.19
2020 | MISO_W_2_MAPP_CA | MISO_W | MAPP_CA | Internal | Winter | B20 | 935 | 788 | 788 | 37.93 | 47.63 | 0.01 | 9.68
2020 | MISO_W_2_MISO_MO-IL | MISO_W | MISO_MO-IL | Internal | Shoulder | B11 | 25 | 7873 | 1672.98 | 56.39 | 56.4 | 0.01 | 0
2020 | MISO_W_2_MISO_MO-IL | MISO_W | MISO_MO-IL | Internal | Shoulder | B12 | 200 | 7873 | 1111.8 | 46.73 | 46.75 | 0.01 | 0
2020 | MISO_W_2_MISO_MO-IL | MISO_W | MISO_MO-IL | Internal | Shoulder | B13 | 600 | 7873 | 694.86 | 42.93 | 42.94 | 0.01 | 0
2020 | MISO_W_2_MISO_MO-IL | MISO_W | MISO_MO-IL | Internal | Shoulder | B14 | 900 | 7873 | 0 | 40.81 | 40.79 | 0.01 | 0
2020 | MISO_W_2_MISO_MO-IL | MISO_W | MISO_MO-IL | Internal | Shoulder | B15 | 1203 | 7873 | 0 | 38.32 | 38.31 | 0.01 | 0
2020 | MISO_W_2_MISO_MO-IL | MISO_W | MISO_MO-IL | Internal | Summer | B1 | 10 | 7873 | 9.04 | 64.55 | 64.56 | 0.01 | 0
2020 | MISO_W_2_MISO_MO-IL | MISO_W | MISO_MO-IL | Internal | Summer | B2 | 25 | 7873 | 1077.22 | 63.98 | 63.99 | 0.01 | 0
2020 | MISO_W_2_MISO_MO-IL | MISO_W | MISO_MO-IL | Internal | Summer | B3 | 75 | 7873 | 976.84 | 61.97 | 61.99 | 0.01 | 0
2020 | MISO_W_2_MISO_MO-IL | MISO_W | MISO_MO-IL | Internal | Summer | B4 | 100 | 7873 | 1306.71 | 60.41 | 60.42 | 0.01 | 0
2020 | MISO_W_2_MISO_MO-IL | MISO_W | MISO_MO-IL | Internal | Summer | B5 | 200 | 7873 | 523.48 | 58.78 | 58.79 | 0.01 | 0
2020 | MISO_W_2_MISO_MO-IL | MISO_W | MISO_MO-IL | Internal | Summer | B6 | 300 | 7873 | 3.14 | 49.4 | 49.41 | 0.01 | 0
2020 | MISO_W_2_MISO_MO-IL | MISO_W | MISO_MO-IL | Internal | Summer | B7 | 400 | 7873 | 0 | 40.4 | 40.4 | 0.01 | 0
2020 | MISO_W_2_MISO_MO-IL | MISO_W | MISO_MO-IL | Internal | Summer | B8 | 500 | 7873 | 575.66 | 38.24 | 38.25 | 0.01 | 0
2020 | MISO_W_2_MISO_MO-IL | MISO_W | MISO_MO-IL | Internal | Summer | B9 | 800 | 7873 | 0 | 36.87 | 36.86 | 0.01 | 0
2020 | MISO_W_2_MISO_MO-IL | MISO_W | MISO_MO-IL | Internal | Summer | B10 | 1262 | 7873 | 1408.13 | 35.99 | 36 | 0.01 | 0
2020 | MISO_W_2_MISO_MO-IL | MISO_W | MISO_MO-IL | Internal | Winter | B16 | 25 | 7873 | 838.42 | 53.09 | 53.1 | 0.01 | 0
2020 | MISO_W_2_MISO_MO-IL | MISO_W | MISO_MO-IL | Internal | Winter | B17 | 100 | 7873 | 463.28 | 48.25 | 48.26 | 0.01 | 0
2020 | MISO_W_2_MISO_MO-IL | MISO_W | MISO_MO-IL | Internal | Winter | B18 | 400 | 7873 | 0 | 43.54 | 43.53 | 0.01 | 0
2020 | MISO_W_2_MISO_MO-IL | MISO_W | MISO_MO-IL | Internal | Winter | B19 | 700 | 7873 | 0 | 41.43 | 41.42 | 0.01 | 0
2020 | MISO_W_2_MISO_MO-IL | MISO_W | MISO_MO-IL | Internal | Winter | B20 | 935 | 7873 | 0 | 37.93 | 37.93 | 0.01 | 0
2020 | MISO_W_2_MISO_WUMS | MISO_W | MISO_WUMS | Internal | Shoulder | B11 | 25 | 3756 | 0 | 56.39 | 56.39 | 0.01 | 0
2020 | MISO_W_2_MISO_WUMS | MISO_W | MISO_WUMS | Internal | Shoulder | B12 | 200 | 3756 | 293.9 | 46.73 | 46.75 | 0.01 | 0
2020 | MISO_W_2_MISO_WUMS | MISO_W | MISO_WUMS | Internal | Shoulder | B13 | 600 | 3756 | 432.96 | 42.93 | 42.94 | 0.01 | 0
2020 | MISO_W_2_MISO_WUMS | MISO_W | MISO_WUMS | Internal | Shoulder | B14 | 900 | 3756 | 0 | 40.81 | 40.79 | 0.01 | 0
2020 | MISO_W_2_MISO_WUMS | MISO_W | MISO_WUMS | Internal | Shoulder | B15 | 1203 | 3756 | 0 | 38.32 | 38.31 | 0.01 | 0
2020 | MISO_W_2_MISO_WUMS | MISO_W | MISO_WUMS | Internal | Summer | B1 | 10 | 3756 | 0 | 64.55 | 64.53 | 0.01 | 0
2020 | MISO_W_2_MISO_WUMS | MISO_W | MISO_WUMS | Internal | Summer | B2 | 25 | 3756 | 0 | 63.98 | 63.96 | 0.01 | 0
2020 | MISO_W_2_MISO_WUMS | MISO_W | MISO_WUMS | Internal | Summer | B3 | 75 | 3756 | 0 | 61.97 | 61.96 | 0.01 | 0
2020 | MISO_W_2_MISO_WUMS | MISO_W | MISO_WUMS | Internal | Summer | B4 | 100 | 3756 | 0 | 60.41 | 60.4 | 0.01 | 0
2020 | MISO_W_2_MISO_WUMS | MISO_W | MISO_WUMS | Internal | Summer | B5 | 200 | 3756 | 0 | 58.78 | 58.77 | 0.01 | 0
2020 | MISO_W_2_MISO_WUMS | MISO_W | MISO_WUMS | Internal | Summer | B6 | 300 | 3756 | 0 | 49.4 | 49.38 | 0.01 | 0
2020 | MISO_W_2_MISO_WUMS | MISO_W | MISO_WUMS | Internal | Summer | B7 | 400 | 3756 | 0 | 40.4 | 40.4 | 0.01 | 0
2020 | MISO_W_2_MISO_WUMS | MISO_W | MISO_WUMS | Internal | Summer | B8 | 500 | 3756 | 413.75 | 38.24 | 38.25 | 0.01 | 0
2020 | MISO_W_2_MISO_WUMS | MISO_W | MISO_WUMS | Internal | Summer | B9 | 800 | 3756 | 0 | 36.87 | 36.87 | 0.01 | 0
2020 | MISO_W_2_MISO_WUMS | MISO_W | MISO_WUMS | Internal | Summer | B10 | 1262 | 3756 | 924.29 | 35.99 | 36 | 0.01 | 0
2020 | MISO_W_2_MISO_WUMS | MISO_W | MISO_WUMS | Internal | Winter | B16 | 25 | 3756 | 0 | 53.09 | 53.09 | 0.01 | 0
2020 | MISO_W_2_MISO_WUMS | MISO_W | MISO_WUMS | Internal | Winter | B17 | 100 | 3756 | 0 | 48.25 | 48.25 | 0.01 | 0
2020 | MISO_W_2_MISO_WUMS | MISO_W | MISO_WUMS | Internal | Winter | B18 | 400 | 3756 | 0 | 43.54 | 43.53 | 0.01 | 0
2020 | MISO_W_2_MISO_WUMS | MISO_W | MISO_WUMS | Internal | Winter | B19 | 700 | 3756 | 0 | 41.43 | 41.42 | 0.01 | 0
2020 | MISO_W_2_MISO_WUMS | MISO_W | MISO_WUMS | Internal | Winter | B20 | 935 | 3756 | 883.51 | 37.93 | 37.95 | 0.01 | 0
2020 | MISO_W_2_NE | MISO_W | NE | Internal | Shoulder | B11 | 25 | 20297 | 0 | 56.39 | 58.44 | 7 | 0
2020 | MISO_W_2_NE | MISO_W | NE | Internal | Shoulder | B12 | 200 | 20297 | 0 | 46.73 | 41.73 | 7 | 0
2020 | MISO_W_2_NE | MISO_W | NE | Internal | Shoulder | B13 | 600 | 20297 | 0 | 42.93 | 40.6 | 7 | 0
2020 | MISO_W_2_NE | MISO_W | NE | Internal | Shoulder | B14 | 900 | 20297 | 0 | 40.81 | 40.51 | 7 | 0
2020 | MISO_W_2_NE | MISO_W | NE | Internal | Shoulder | B15 | 1203 | 20297 | 0 | 38.32 | 37.47 | 7 | 0
2020 | MISO_W_2_NE | MISO_W | NE | Internal | Summer | B1 | 10 | 20297 | 0 | 64.55 | 65.33 | 7 | 0
2020 | MISO_W_2_NE | MISO_W | NE | Internal | Summer | B2 | 25 | 20297 | 0 | 63.98 | 60.81 | 7 | 0
2020 | MISO_W_2_NE | MISO_W | NE | Internal | Summer | B3 | 75 | 20297 | 0 | 61.97 | 60.81 | 7 | 0
2020 | MISO_W_2_NE | MISO_W | NE | Internal | Summer | B4 | 100 | 20297 | 0 | 60.41 | 60.41 | 7 | 0
2020 | MISO_W_2_NE | MISO_W | NE | Internal | Summer | B5 | 200 | 20297 | 0 | 58.78 | 56.88 | 7 | 0
2020 | MISO_W_2_NE | MISO_W | NE | Internal | Summer | B6 | 300 | 20297 | 0 | 49.4 | 56.38 | 7 | 0
2020 | MISO_W_2_NE | MISO_W | NE | Internal | Summer | B7 | 400 | 20297 | 0 | 40.4 | 43.93 | 7 | 0
2020 | MISO_W_2_NE | MISO_W | NE | Internal | Summer | B8 | 500 | 20297 | 0 | 38.24 | 40.22 | 7 | 0
2020 | MISO_W_2_NE | MISO_W | NE | Internal | Summer | B9 | 800 | 20297 | 0 | 36.87 | 39.2 | 7 | 0
2020 | MISO_W_2_NE | MISO_W | NE | Internal | Summer | B10 | 1262 | 20297 | 0 | 35.99 | 35.69 | 7 | 0
2020 | MISO_W_2_NE | MISO_W | NE | Internal | Winter | B16 | 25 | 20297 | 0 | 53.09 | 48.09 | 7 | 0
2020 | MISO_W_2_NE | MISO_W | NE | Internal | Winter | B17 | 100 | 20297 | 0 | 48.25 | 43.25 | 7 | 0
2020 | MISO_W_2_NE | MISO_W | NE | Internal | Winter | B18 | 400 | 20297 | 0 | 43.54 | 40.49 | 7 | 0
2020 | MISO_W_2_NE | MISO_W | NE | Internal | Winter | B19 | 700 | 20297 | 0 | 41.43 | 39.76 | 7 | 0
2020 | MISO_W_2_NE | MISO_W | NE | Internal | Winter | B20 | 935 | 20297 | 0 | 37.93 | 38.29 | 7 | 0
2020 | MISO_W_2_PJM_ROR | MISO_W | PJM_ROR | Internal | Shoulder | B11 | 25 | 10135 | 0 | 56.39 | 54.39 | 2 | 0
2020 | MISO_W_2_PJM_ROR | MISO_W | PJM_ROR | Internal | Shoulder | B12 | 200 | 10135 | 0 | 46.73 | 48.52 | 2 | 0
2020 | MISO_W_2_PJM_ROR | MISO_W | PJM_ROR | Internal | Shoulder | B13 | 600 | 10135 | 0 | 42.93 | 43.04 | 2 | 0
2020 | MISO_W_2_PJM_ROR | MISO_W | PJM_ROR | Internal | Shoulder | B14 | 900 | 10135 | 0 | 40.81 | 41.53 | 2 | 0
2020 | MISO_W_2_PJM_ROR | MISO_W | PJM_ROR | Internal | Shoulder | B15 | 1203 | 10135 | 0 | 38.32 | 37.64 | 2 | 0
2020 | MISO_W_2_PJM_ROR | MISO_W | PJM_ROR | Internal | Summer | B1 | 10 | 10135 | 4181.18 | 64.55 | 66.55 | 2 | 0
2020 | MISO_W_2_PJM_ROR | MISO_W | PJM_ROR | Internal | Summer | B2 | 25 | 10135 | 2165.55 | 63.98 | 65.98 | 2 | 0
2020 | MISO_W_2_PJM_ROR | MISO_W | PJM_ROR | Internal | Summer | B3 | 75 | 10135 | 0 | 61.97 | 61.86 | 2 | 0
2020 | MISO_W_2_PJM_ROR | MISO_W | PJM_ROR | Internal | Summer | B4 | 100 | 10135 | 0 | 60.41 | 61.86 | 2 | 0
2020 | MISO_W_2_PJM_ROR | MISO_W | PJM_ROR | Internal | Summer | B5 | 200 | 10135 | 0 | 58.78 | 56.97 | 2 | 0
2020 | MISO_W_2_PJM_ROR | MISO_W | PJM_ROR | Internal | Summer | B6 | 300 | 10135 | 0 | 49.4 | 50.33 | 2 | 0
2020 | MISO_W_2_PJM_ROR | MISO_W | PJM_ROR | Internal | Summer | B7 | 400 | 10135 | 461.77 | 40.4 | 42.4 | 2 | 0
2020 | MISO_W_2_PJM_ROR | MISO_W | PJM_ROR | Internal | Summer | B8 | 500 | 10135 | 0 | 38.24 | 38.26 | 2 | 0
2020 | MISO_W_2_PJM_ROR | MISO_W | PJM_ROR | Internal | Summer | B9 | 800 | 10135 | 0 | 36.87 | 37.34 | 2 | 0
2020 | MISO_W_2_PJM_ROR | MISO_W | PJM_ROR | Internal | Summer | B10 | 1262 | 10135 | 0 | 35.99 | 35.12 | 2 | 0
2020 | MISO_W_2_PJM_ROR | MISO_W | PJM_ROR | Internal | Winter | B16 | 25 | 10135 | 4810.77 | 53.09 | 55.09 | 2 | 0
2020 | MISO_W_2_PJM_ROR | MISO_W | PJM_ROR | Internal | Winter | B17 | 100 | 10135 | 2024.9 | 48.25 | 50.25 | 2 | 0
2020 | MISO_W_2_PJM_ROR | MISO_W | PJM_ROR | Internal | Winter | B18 | 400 | 10135 | 0 | 43.54 | 45.53 | 2 | 0
2020 | MISO_W_2_PJM_ROR | MISO_W | PJM_ROR | Internal | Winter | B19 | 700 | 10135 | 0 | 41.43 | 42.76 | 2 | 0
2020 | MISO_W_2_PJM_ROR | MISO_W | PJM_ROR | Internal | Winter | B20 | 935 | 10135 | 0 | 37.93 | 38.26 | 2 | 0
2020 | MISO_W_2_SPP_N | MISO_W | SPP_N | Internal | Shoulder | B11 | 25 | 3200 | 0 | 56.39 | 58.46 | 7 | 0
2020 | MISO_W_2_SPP_N | MISO_W | SPP_N | Internal | Shoulder | B12 | 200 | 3200 | 0 | 46.73 | 41.75 | 7 | 0
2020 | MISO_W_2_SPP_N | MISO_W | SPP_N | Internal | Shoulder | B13 | 600 | 3200 | 0 | 42.93 | 40.62 | 7 | 0
2020 | MISO_W_2_SPP_N | MISO_W | SPP_N | Internal | Shoulder | B14 | 900 | 3200 | 0 | 40.81 | 40.53 | 7 | 0
2020 | MISO_W_2_SPP_N | MISO_W | SPP_N | Internal | Shoulder | B15 | 1203 | 3200 | 0 | 38.32 | 37.48 | 7 | 0
2020 | MISO_W_2_SPP_N | MISO_W | SPP_N | Internal | Summer | B1 | 10 | 3200 | 0 | 64.55 | 65.34 | 7 | 0
2020 | MISO_W_2_SPP_N | MISO_W | SPP_N | Internal | Summer | B2 | 25 | 3200 | 0 | 63.98 | 60.82 | 7 | 0
2020 | MISO_W_2_SPP_N | MISO_W | SPP_N | Internal | Summer | B3 | 75 | 3200 | 0 | 61.97 | 60.82 | 7 | 0
2020 | MISO_W_2_SPP_N | MISO_W | SPP_N | Internal | Summer | B4 | 100 | 3200 | 0 | 60.41 | 60.42 | 7 | 0
2020 | MISO_W_2_SPP_N | MISO_W | SPP_N | Internal | Summer | B5 | 200 | 3200 | 0 | 58.78 | 56.89 | 7 | 0
2020 | MISO_W_2_SPP_N | MISO_W | SPP_N | Internal | Summer | B6 | 300 | 3200 | 1074.48 | 49.4 | 56.4 | 7 | 0
2020 | MISO_W_2_SPP_N | MISO_W | SPP_N | Internal | Summer | B7 | 400 | 3200 | 0 | 40.4 | 43.94 | 7 | 0
2020 | MISO_W_2_SPP_N | MISO_W | SPP_N | Internal | Summer | B8 | 500 | 3200 | 0 | 38.24 | 40.23 | 7 | 0
2020 | MISO_W_2_SPP_N | MISO_W | SPP_N | Internal | Summer | B9 | 800 | 3200 | 0 | 36.87 | 39.21 | 7 | 0
2020 | MISO_W_2_SPP_N | MISO_W | SPP_N | Internal | Summer | B10 | 1262 | 3200 | 0 | 35.99 | 35.71 | 7 | 0
2020 | MISO_W_2_SPP_N | MISO_W | SPP_N | Internal | Winter | B16 | 25 | 3200 | 0 | 53.09 | 48.1 | 7 | 0
2020 | MISO_W_2_SPP_N | MISO_W | SPP_N | Internal | Winter | B17 | 100 | 3200 | 0 | 48.25 | 43.26 | 7 | 0
2020 | MISO_W_2_SPP_N | MISO_W | SPP_N | Internal | Winter | B18 | 400 | 3200 | 0 | 43.54 | 40.5 | 7 | 0
2020 | MISO_W_2_SPP_N | MISO_W | SPP_N | Internal | Winter | B19 | 700 | 3200 | 0 | 41.43 | 39.77 | 7 | 0
2020 | MISO_W_2_SPP_N | MISO_W | SPP_N | Internal | Winter | B20 | 935 | 3200 | 0 | 37.93 | 38.31 | 7 | 0
2020 | MISO_WUMS_2_MISO_MI | MISO_WUMS | MISO_MI | Internal | Shoulder | B11 | 25 | 148 | 0 | 56.39 | 53.46 | 0.01 | 0
2020 | MISO_WUMS_2_MISO_MI | MISO_WUMS | MISO_MI | Internal | Shoulder | B12 | 200 | 148 | 0 | 46.75 | 46.75 | 0.01 | 0
2020 | MISO_WUMS_2_MISO_MI | MISO_WUMS | MISO_MI | Internal | Shoulder | B13 | 600 | 148 | 14.24 | 42.94 | 42.95 | 0.01 | 0
2020 | MISO_WUMS_2_MISO_MI | MISO_WUMS | MISO_MI | Internal | Shoulder | B14 | 900 | 148 | 0 | 40.79 | 40.77 | 0.01 | 0
2020 | MISO_WUMS_2_MISO_MI | MISO_WUMS | MISO_MI | Internal | Shoulder | B15 | 1203 | 148 | 0 | 38.31 | 38.31 | 0.01 | 0
2020 | MISO_WUMS_2_MISO_MI | MISO_WUMS | MISO_MI | Internal | Summer | B1 | 10 | 148 | 116.16 | 64.53 | 64.54 | 0.01 | 0
2020 | MISO_WUMS_2_MISO_MI | MISO_WUMS | MISO_MI | Internal | Summer | B2 | 25 | 148 | 148 | 63.96 | 63.99 | 0.01 | 0.01
2020 | MISO_WUMS_2_MISO_MI | MISO_WUMS | MISO_MI | Internal | Summer | B3 | 75 | 148 | 0 | 61.96 | 59.86 | 0.01 | 0
2020 | MISO_WUMS_2_MISO_MI | MISO_WUMS | MISO_MI | Internal | Summer | B4 | 100 | 148 | 0 | 60.4 | 59.86 | 0.01 | 0
2020 | MISO_WUMS_2_MISO_MI | MISO_WUMS | MISO_MI | Internal | Summer | B5 | 200 | 148 | 0 | 58.77 | 58.75 | 0.01 | 0
2020 | MISO_WUMS_2_MISO_MI | MISO_WUMS | MISO_MI | Internal | Summer | B6 | 300 | 148 | 0 | 49.38 | 49.38 | 0.01 | 0
2020 | MISO_WUMS_2_MISO_MI | MISO_WUMS | MISO_MI | Internal | Summer | B7 | 400 | 148 | 19.94 | 40.4 | 40.41 | 0.01 | 0
2020 | MISO_WUMS_2_MISO_MI | MISO_WUMS | MISO_MI | Internal | Summer | B8 | 500 | 148 | 7.65 | 38.25 | 38.26 | 0.01 | 0
2020 | MISO_WUMS_2_MISO_MI | MISO_WUMS | MISO_MI | Internal | Summer | B9 | 800 | 148 | 0 | 36.87 | 36.86 | 0.01 | 0
2020 | MISO_WUMS_2_MISO_MI | MISO_WUMS | MISO_MI | Internal | Summer | B10 | 1262 | 148 | 148 | 36 | 36.03 | 0.01 | 0.01
2020 | MISO_WUMS_2_MISO_MI | MISO_WUMS | MISO_MI | Internal | Winter | B16 | 25 | 148 | 0 | 53.09 | 53.09 | 0.01 | 0
2020 | MISO_WUMS_2_MISO_MI | MISO_WUMS | MISO_MI | Internal | Winter | B17 | 100 | 148 | 77.14 | 48.25 | 48.26 | 0.01 | 0
2020 | MISO_WUMS_2_MISO_MI | MISO_WUMS | MISO_MI | Internal | Winter | B18 | 400 | 148 | 0 | 43.53 | 43.53 | 0.01 | 0
2020 | MISO_WUMS_2_MISO_MI | MISO_WUMS | MISO_MI | Internal | Winter | B19 | 700 | 148 | 57.89 | 41.42 | 41.43 | 0.01 | 0
2020 | MISO_WUMS_2_MISO_MI | MISO_WUMS | MISO_MI | Internal | Winter | B20 | 935 | 148 | 0 | 37.95 | 37.93 | 0.01 | 0
2020 | MISO_WUMS_2_MISO_W | MISO_WUMS | MISO_W | Internal | Shoulder | B11 | 25 | 3264 | 0 | 56.39 | 56.39 | 0.01 | 0
2020 | MISO_WUMS_2_MISO_W | MISO_WUMS | MISO_W | Internal | Shoulder | B12 | 200 | 3264 | 0 | 46.75 | 46.73 | 0.01 | 0
2020 | MISO_WUMS_2_MISO_W | MISO_WUMS | MISO_W | Internal | Shoulder | B13 | 600 | 3264 | 0 | 42.94 | 42.93 | 0.01 | 0
2020 | MISO_WUMS_2_MISO_W | MISO_WUMS | MISO_W | Internal | Shoulder | B14 | 900 | 3264 | 222.15 | 40.79 | 40.81 | 0.01 | 0
2020 | MISO_WUMS_2_MISO_W | MISO_WUMS | MISO_W | Internal | Shoulder | B15 | 1203 | 3264 | 418.21 | 38.31 | 38.32 | 0.01 | 0
2020 | MISO_WUMS_2_MISO_W | MISO_WUMS | MISO_W | Internal | Summer | B1 | 10 | 3264 | 3264 | 64.53 | 64.55 | 0.01 | 0.01
2020 | MISO_WUMS_2_MISO_W | MISO_WUMS | MISO_W | Internal | Summer | B2 | 25 | 3264 | 2853.37 | 63.96 | 63.98 | 0.01 | 0
2020 | MISO_WUMS_2_MISO_W | MISO_WUMS | MISO_W | Internal | Summer | B3 | 75 | 3264 | 3119.47 | 61.96 | 61.97 | 0.01 | 0
2020 | MISO_WUMS_2_MISO_W | MISO_WUMS | MISO_W | Internal | Summer | B4 | 100 | 3264 | 2904.34 | 60.4 | 60.41 | 0.01 | 0
2020 | MISO_WUMS_2_MISO_W | MISO_WUMS | MISO_W | Internal | Summer | B5 | 200 | 3264 | 258.4 | 58.77 | 58.78 | 0.01 | 0
2020 | MISO_WUMS_2_MISO_W | MISO_WUMS | MISO_W | Internal | Summer | B6 | 300 | 3264 | 641.41 | 49.38 | 49.4 | 0.01 | 0
2020 | MISO_WUMS_2_MISO_W | MISO_WUMS | MISO_W | Internal | Summer | B7 | 400 | 3264 | 0 | 40.4 | 40.4 | 0.01 | 0
2020 | MISO_WUMS_2_MISO_W | MISO_WUMS | MISO_W | Internal | Summer | B8 | 500 | 3264 | 0 | 38.25 | 38.24 | 0.01 | 0
2020 | MISO_WUMS_2_MISO_W | MISO_WUMS | MISO_W | Internal | Summer | B9 | 800 | 3264 | 0 | 36.87 | 36.87 | 0.01 | 0
2020 | MISO_WUMS_2_MISO_W | MISO_WUMS | MISO_W | Internal | Summer | B10 | 1262 | 3264 | 0 | 36 | 35.99 | 0.01 | 0
2020 | MISO_WUMS_2_MISO_W | MISO_WUMS | MISO_W | Internal | Winter | B16 | 25 | 3264 | 0 | 53.09 | 53.09 | 0.01 | 0
2020 | MISO_WUMS_2_MISO_W | MISO_WUMS | MISO_W | Internal | Winter | B17 | 100 | 3264 | 0 | 48.25 | 48.25 | 0.01 | 0
2020 | MISO_WUMS_2_MISO_W | MISO_WUMS | MISO_W | Internal | Winter | B18 | 400 | 3264 | 143 | 43.53 | 43.54 | 0.01 | 0
2020 | MISO_WUMS_2_MISO_W | MISO_WUMS | MISO_W | Internal | Winter | B19 | 700 | 3264 | 518.28 | 41.42 | 41.43 | 0.01 | 0
2020 | MISO_WUMS_2_MISO_W | MISO_WUMS | MISO_W | Internal | Winter | B20 | 935 | 3264 | 0 | 37.95 | 37.93 | 0.01 | 0
2020 | MISO_WUMS_2_PJM_ROR | MISO_WUMS | PJM_ROR | Internal | Shoulder | B11 | 25 | 1600 | 0 | 56.39 | 54.39 | 2 | 0
2020 | MISO_WUMS_2_PJM_ROR | MISO_WUMS | PJM_ROR | Internal | Shoulder | B12 | 200 | 1600 | 0 | 46.75 | 48.52 | 2 | 0
2020 | MISO_WUMS_2_PJM_ROR | MISO_WUMS | PJM_ROR | Internal | Shoulder | B13 | 600 | 1600 | 0 | 42.94 | 43.04 | 2 | 0
2020 | MISO_WUMS_2_PJM_ROR | MISO_WUMS | PJM_ROR | Internal | Shoulder | B14 | 900 | 1600 | 0 | 40.79 | 41.53 | 2 | 0
2020 | MISO_WUMS_2_PJM_ROR | MISO_WUMS | PJM_ROR | Internal | Shoulder | B15 | 1203 | 1600 | 0 | 38.31 | 37.64 | 2 | 0
2020 | MISO_WUMS_2_PJM_ROR | MISO_WUMS | PJM_ROR | Internal | Summer | B1 | 10 | 1600 | 1600 | 64.53 | 66.55 | 2 | 0.02
2020 | MISO_WUMS_2_PJM_ROR | MISO_WUMS | PJM_ROR | Internal | Summer | B2 | 25 | 1600 | 1600 | 63.96 | 65.98 | 2 | 0.01
2020 | MISO_WUMS_2_PJM_ROR | MISO_WUMS | PJM_ROR | Internal | Summer | B3 | 75 | 1600 | 0 | 61.96 | 61.86 | 2 | 0
2020 | MISO_WUMS_2_PJM_ROR | MISO_WUMS | PJM_ROR | Internal | Summer | B4 | 100 | 1600 | 0 | 60.4 | 61.86 | 2 | 0
2020 | MISO_WUMS_2_PJM_ROR | MISO_WUMS | PJM_ROR | Internal | Summer | B5 | 200 | 1600 | 0 | 58.77 | 56.97 | 2 | 0
2020 | MISO_WUMS_2_PJM_ROR | MISO_WUMS | PJM_ROR | Internal | Summer | B6 | 300 | 1600 | 0 | 49.38 | 50.33 | 2 | 0
2020 | MISO_WUMS_2_PJM_ROR | MISO_WUMS | PJM_ROR | Internal | Summer | B7 | 400 | 1600 | 19.52 | 40.4 | 42.4 | 2 | 0
2020 | MISO_WUMS_2_PJM_ROR | MISO_WUMS | PJM_ROR | Internal | Summer | B8 | 500 | 1600 | 0 | 38.25 | 38.26 | 2 | 0
2020 | MISO_WUMS_2_PJM_ROR | MISO_WUMS | PJM_ROR | Internal | Summer | B9 | 800 | 1600 | 0 | 36.87 | 37.34 | 2 | 0
2020 | MISO_WUMS_2_PJM_ROR | MISO_WUMS | PJM_ROR | Internal | Summer | B10 | 1262 | 1600 | 0 | 36 | 35.12 | 2 | 0
2020 | MISO_WUMS_2_PJM_ROR | MISO_WUMS | PJM_ROR | Internal | Winter | B16 | 25 | 1600 | 327.73 | 53.09 | 55.09 | 2 | 0
2020 | MISO_WUMS_2_PJM_ROR | MISO_WUMS | PJM_ROR | Internal | Winter | B17 | 100 | 1600 | 558.86 | 48.25 | 50.25 | 2 | 0
2020 | MISO_WUMS_2_PJM_ROR | MISO_WUMS | PJM_ROR | Internal | Winter | B18 | 400 | 1600 | 231.24 | 43.53 | 45.53 | 2 | 0
2020 | MISO_WUMS_2_PJM_ROR | MISO_WUMS | PJM_ROR | Internal | Winter | B19 | 700 | 1600 | 0 | 41.42 | 42.76 | 2 | 0
2020 | MISO_WUMS_2_PJM_ROR | MISO_WUMS | PJM_ROR | Internal | Winter | B20 | 935 | 1600 | 0 | 37.95 | 38.26 | 2 | 0
2020 | NE_2_MAPP_US | NE | MAPP_US | Internal | Shoulder | B11 | 25 | 1600 | 0 | 58.44 | 51.44 | 5 | 0
2020 | NE_2_MAPP_US | NE | MAPP_US | Internal | Shoulder | B12 | 200 | 1600 | 0 | 41.73 | 39.73 | 5 | 0
2020 | NE_2_MAPP_US | NE | MAPP_US | Internal | Shoulder | B13 | 600 | 1600 | 0 | 40.6 | 35.93 | 5 | 0
2020 | NE_2_MAPP_US | NE | MAPP_US | Internal | Shoulder | B14 | 900 | 1600 | 0 | 40.51 | 35.28 | 5 | 0
2020 | NE_2_MAPP_US | NE | MAPP_US | Internal | Shoulder | B15 | 1203 | 1600 | 0 | 37.47 | 34.42 | 5 | 0
2020 | NE_2_MAPP_US | NE | MAPP_US | Internal | Summer | B1 | 10 | 1600 | 0 | 65.33 | 58.33 | 5 | 0
2020 | NE_2_MAPP_US | NE | MAPP_US | Internal | Summer | B2 | 25 | 1600 | 0 | 60.81 | 56.98 | 5 | 0
2020 | NE_2_MAPP_US | NE | MAPP_US | Internal | Summer | B3 | 75 | 1600 | 0 | 60.81 | 54.97 | 5 | 0
2020 | NE_2_MAPP_US | NE | MAPP_US | Internal | Summer | B4 | 100 | 1600 | 0 | 60.41 | 53.41 | 5 | 0
2020 | NE_2_MAPP_US | NE | MAPP_US | Internal | Summer | B5 | 200 | 1600 | 0 | 56.88 | 51.78 | 5 | 0
2020 | NE_2_MAPP_US | NE | MAPP_US | Internal | Summer | B6 | 300 | 1600 | 0 | 56.38 | 49.38 | 5 | 0
2020 | NE_2_MAPP_US | NE | MAPP_US | Internal | Summer | B7 | 400 | 1600 | 0 | 43.93 | 36.93 | 5 | 0
2020 | NE_2_MAPP_US | NE | MAPP_US | Internal | Summer | B8 | 500 | 1600 | 0 | 40.22 | 33.22 | 5 | 0
2020 | NE_2_MAPP_US | NE | MAPP_US | Internal | Summer | B9 | 800 | 1600 | 0 | 39.2 | 32.2 | 5 | 0
2020 | NE_2_MAPP_US | NE | MAPP_US | Internal | Summer | B10 | 1262 | 1600 | 0 | 35.69 | 28.99 | 5 | 0
2020 | NE_2_MAPP_US | NE | MAPP_US | Internal | Winter | B16 | 25 | 1600 | 0 | 48.09 | 46.09 | 5 | 0
2020 | NE_2_MAPP_US | NE | MAPP_US | Internal | Winter | B17 | 100 | 1600 | 0 | 43.25 | 41.25 | 5 | 0
2020 | NE_2_MAPP_US | NE | MAPP_US | Internal | Winter | B18 | 400 | 1600 | 0 | 40.49 | 37.63 | 5 | 0
2020 | NE_2_MAPP_US | NE | MAPP_US | Internal | Winter | B19 | 700 | 1600 | 0 | 39.76 | 37.63 | 5 | 0
2020 | NE_2_MAPP_US | NE | MAPP_US | Internal | Winter | B20 | 935 | 1600 | 0 | 38.29 | 32.11 | 5 | 0
2020 | NE_2_MISO_W | NE | MISO_W | Internal | Shoulder | B11 | 25 | 19097 | 0 | 58.44 | 56.39 | 5 | 0
2020 | NE_2_MISO_W | NE | MISO_W | Internal | Shoulder | B12 | 200 | 19097 | 94.86 | 41.73 | 46.73 | 5 | 0
2020 | NE_2_MISO_W | NE | MISO_W | Internal | Shoulder | B13 | 600 | 19097 | 0 | 40.6 | 42.93 | 5 | 0
2020 | NE_2_MISO_W | NE | MISO_W | Internal | Shoulder | B14 | 900 | 19097 | 0 | 40.51 | 40.81 | 5 | 0
2020 | NE_2_MISO_W | NE | MISO_W | Internal | Shoulder | B15 | 1203 | 19097 | 0 | 37.47 | 38.32 | 5 | 0
2020 | NE_2_MISO_W | NE | MISO_W | Internal | Summer | B1 | 10 | 19097 | 0 | 65.33 | 64.55 | 5 | 0
2020 | NE_2_MISO_W | NE | MISO_W | Internal | Summer | B2 | 25 | 19097 | 0 | 60.81 | 63.98 | 5 | 0
2020 | NE_2_MISO_W | NE | MISO_W | Internal | Summer | B3 | 75 | 19097 | 0 | 60.81 | 61.97 | 5 | 0
2020 | NE_2_MISO_W | NE | MISO_W | Internal | Summer | B4 | 100 | 19097 | 0 | 60.41 | 60.41 | 5 | 0
2020 | NE_2_MISO_W | NE | MISO_W | Internal | Summer | B5 | 200 | 19097 | 0 | 56.88 | 58.78 | 5 | 0
2020 | NE_2_MISO_W | NE | MISO_W | Internal | Summer | B6 | 300 | 19097 | 0 | 56.38 | 49.4 | 5 | 0
2020 | NE_2_MISO_W | NE | MISO_W | Internal | Summer | B7 | 400 | 19097 | 0 | 43.93 | 40.4 | 5 | 0
2020 | NE_2_MISO_W | NE | MISO_W | Internal | Summer | B8 | 500 | 19097 | 0 | 40.22 | 38.24 | 5 | 0
2020 | NE_2_MISO_W | NE | MISO_W | Internal | Summer | B9 | 800 | 19097 | 0 | 39.2 | 36.87 | 5 | 0
2020 | NE_2_MISO_W | NE | MISO_W | Internal | Summer | B10 | 1262 | 19097 | 0 | 35.69 | 35.99 | 5 | 0
2020 | NE_2_MISO_W | NE | MISO_W | Internal | Winter | B16 | 25 | 19097 | 2742.1 | 48.09 | 53.09 | 5 | 0
2020 | NE_2_MISO_W | NE | MISO_W | Internal | Winter | B17 | 100 | 19097 | 526.71 | 43.25 | 48.25 | 5 | 0
2020 | NE_2_MISO_W | NE | MISO_W | Internal | Winter | B18 | 400 | 19097 | 0 | 40.49 | 43.54 | 5 | 0
2020 | NE_2_MISO_W | NE | MISO_W | Internal | Winter | B19 | 700 | 19097 | 0 | 39.76 | 41.43 | 5 | 0
2020 | NE_2_MISO_W | NE | MISO_W | Internal | Winter | B20 | 935 | 19097 | 0 | 38.29 | 37.93 | 5 | 0
2020 | NE_2_SPP_N | NE | SPP_N | Internal | Shoulder | B11 | 25 | 12798 | 5660.15 | 58.44 | 58.46 | 0.01 | 0
2020 | NE_2_SPP_N | NE | SPP_N | Internal | Shoulder | B12 | 200 | 12798 | 5345.54 | 41.73 | 41.75 | 0.01 | 0
2020 | NE_2_SPP_N | NE | SPP_N | Internal | Shoulder | B13 | 600 | 12798 | 6223.15 | 40.6 | 40.62 | 0.01 | 0
2020 | NE_2_SPP_N | NE | SPP_N | Internal | Shoulder | B14 | 900 | 12798 | 6777.63 | 40.51 | 40.53 | 0.01 | 0
2020 | NE_2_SPP_N | NE | SPP_N | Internal | Shoulder | B15 | 1203 | 12798 | 7386.77 | 37.47 | 37.48 | 0.01 | 0
2020 | NE_2_SPP_N | NE | SPP_N | Internal | Summer | B1 | 10 | 12798 | 4577.57 | 65.33 | 65.34 | 0.01 | 0
2020 | NE_2_SPP_N | NE | SPP_N | Internal | Summer | B2 | 25 | 12798 | 4710.64 | 60.81 | 60.82 | 0.01 | 0
2020 | NE_2_SPP_N | NE | SPP_N | Internal | Summer | B3 | 75 | 12798 | 3627.99 | 60.81 | 60.82 | 0.01 | 0
2020 | NE_2_SPP_N | NE | SPP_N | Internal | Summer | B4 | 100 | 12798 | 4357.21 | 60.41 | 60.42 | 0.01 | 0
2020 | NE_2_SPP_N | NE | SPP_N | Internal | Summer | B5 | 200 | 12798 | 3637.06 | 56.88 | 56.89 | 0.01 | 0
2020 | NE_2_SPP_N | NE | SPP_N | Internal | Summer | B6 | 300 | 12798 | 5379.34 | 56.38 | 56.4 | 0.01 | 0
2020 | NE_2_SPP_N | NE | SPP_N | Internal | Summer | B7 | 400 | 12798 | 6394.01 | 43.93 | 43.94 | 0.01 | 0
2020 | NE_2_SPP_N | NE | SPP_N | Internal | Summer | B8 | 500 | 12798 | 7624.1 | 40.22 | 40.23 | 0.01 | 0
2020 | NE_2_SPP_N | NE | SPP_N | Internal | Summer | B9 | 800 | 12798 | 7048.83 | 39.2 | 39.21 | 0.01 | 0
2020 | NE_2_SPP_N | NE | SPP_N | Internal | Summer | B10 | 1262 | 12798 | 7062.82 | 35.69 | 35.71 | 0.01 | 0
2020 | NE_2_SPP_N | NE | SPP_N | Internal | Winter | B16 | 25 | 12798 | 7088.87 | 48.09 | 48.1 | 0.01 | 0
2020 | NE_2_SPP_N | NE | SPP_N | Internal | Winter | B17 | 100 | 12798 | 8537.4 | 43.25 | 43.26 | 0.01 | 0
2020 | NE_2_SPP_N | NE | SPP_N | Internal | Winter | B18 | 400 | 12798 | 8061.33 | 40.49 | 40.5 | 0.01 | 0
2020 | NE_2_SPP_N | NE | SPP_N | Internal | Winter | B19 | 700 | 12798 | 7619.55 | 39.76 | 39.77 | 0.01 | 0
2020 | NE_2_SPP_N | NE | SPP_N | Internal | Winter | B20 | 935 | 12798 | 8870.9 | 38.29 | 38.31 | 0.01 | 0
2020 | NEISO_2_NYISO_A-F | NEISO | NYISO_A-F | Internal | Shoulder | B11 | 25 | 600 | 0 | 37.5 | 39.87 | 3 | 0
2020 | NEISO_2_NYISO_A-F | NEISO | NYISO_A-F | Internal | Shoulder | B12 | 200 | 600 | 0 | 37.5 | 39.87 | 3 | 0
2020 | NEISO_2_NYISO_A-F | NEISO | NYISO_A-F | Internal | Shoulder | B13 | 600 | 600 | 0 | 37.5 | 38.31 | 3 | 0
2020 | NEISO_2_NYISO_A-F | NEISO | NYISO_A-F | Internal | Shoulder | B14 | 900 | 600 | 0 | 37.5 | 38.31 | 3 | 0
2020 | NEISO_2_NYISO_A-F | NEISO | NYISO_A-F | Internal | Shoulder | B15 | 1203 | 600 | 0 | 37.5 | 38.31 | 3 | 0
2020 | NEISO_2_NYISO_A-F | NEISO | NYISO_A-F | Internal | Summer | B1 | 10 | 600 | 0 | 81.05 | 51.52 | 3 | 0
2020 | NEISO_2_NYISO_A-F | NEISO | NYISO_A-F | Internal | Summer | B2 | 25 | 600 | 0 | 68.96 | 51.52 | 3 | 0
2020 | NEISO_2_NYISO_A-F | NEISO | NYISO_A-F | Internal | Summer | B3 | 75 | 600 | 0 | 48.53 | 51.52 | 3 | 0
2020 | NEISO_2_NYISO_A-F | NEISO | NYISO_A-F | Internal | Summer | B4 | 100 | 600 | 591.33 | 43.14 | 46.14 | 3 | 0
2020 | NEISO_2_NYISO_A-F | NEISO | NYISO_A-F | Internal | Summer | B5 | 200 | 600 | 600 | 34.61 | 43.28 | 3 | 5.67
2020 | NEISO_2_NYISO_A-F | NEISO | NYISO_A-F | Internal | Summer | B6 | 300 | 600 | 600 | 34.61 | 42.32 | 3 | 4.7
2020 | NEISO_2_NYISO_A-F | NEISO | NYISO_A-F | Internal | Summer | B7 | 400 | 600 | 202.49 | 34.61 | 37.61 | 3 | 0
2020 | NEISO_2_NYISO_A-F | NEISO | NYISO_A-F | Internal | Summer | B8 | 500 | 600 | 0 | 34.61 | 36.86 | 3 | 0
2020 | NEISO_2_NYISO_A-F | NEISO | NYISO_A-F | Internal | Summer | B9 | 800 | 600 | 0 | 34.61 | 36.86 | 3 | 0
2020 | NEISO_2_NYISO_A-F | NEISO | NYISO_A-F | Internal | Summer | B10 | 1262 | 600 | 0 | 34.61 | 36.86 | 3 | 0
2020 | NEISO_2_NYISO_A-F | NEISO | NYISO_A-F | Internal | Winter | B16 | 25 | 600 | 0 | 46.42 | 46.19 | 3 | 0
2020 | NEISO_2_NYISO_A-F | NEISO | NYISO_A-F | Internal | Winter | B17 | 100 | 600 | 0 | 46.42 | 42.26 | 3 | 0
2020 | NEISO_2_NYISO_A-F | NEISO | NYISO_A-F | Internal | Winter | B18 | 400 | 600 | 0 | 46.42 | 42.26 | 3 | 0
2020 | NEISO_2_NYISO_A-F | NEISO | NYISO_A-F | Internal | Winter | B19 | 700 | 600 | 0 | 46.42 | 42.26 | 3 | 0
2020 | NEISO_2_NYISO_A-F | NEISO | NYISO_A-F | Internal | Winter | B20 | 935 | 600 | 0 | 46.42 | 42.26 | 3 | 0
2020 | NEISO_2_NYISO_G-I | NEISO | NYISO_G-I | Internal | Shoulder | B11 | 25 | 600 | 600 | 37.5 | 46.35 | 3 | 5.86
2020 | NEISO_2_NYISO_G-I | NEISO | NYISO_G-I | Internal | Shoulder | B12 | 200 | 600 | 0 | 37.5 | 40.49 | 3 | 0
2020 | NEISO_2_NYISO_G-I | NEISO | NYISO_G-I | Internal | Shoulder | B13 | 600 | 600 | 0 | 37.5 | 38.62 | 3 | 0
2020 | NEISO_2_NYISO_G-I | NEISO | NYISO_G-I | Internal | Shoulder | B14 | 900 | 600 | 0 | 37.5 | 38.32 | 3 | 0
2020 | NEISO_2_NYISO_G-I | NEISO | NYISO_G-I | Internal | Shoulder | B15 | 1203 | 600 | 0 | 37.5 | 38.32 | 3 | 0
2020 | NEISO_2_NYISO_G-I | NEISO | NYISO_G-I | Internal | Summer | B1 | 10 | 600 | 0 | 81.05 | 78.05 | 3 | 0
2020 | NEISO_2_NYISO_G-I | NEISO | NYISO_G-I | Internal | Summer | B2 | 25 | 600 | 432.28 | 68.96 | 71.96 | 3 | 0
2020 | NEISO_2_NYISO_G-I | NEISO | NYISO_G-I | Internal | Summer | B3 | 75 | 600 | 600 | 48.53 | 52.92 | 3 | 1.39
2020 | NEISO_2_NYISO_G-I | NEISO | NYISO_G-I | Internal | Summer | B4 | 100 | 600 | 600 | 43.14 | 52.92 | 3 | 6.78
2020 | NEISO_2_NYISO_G-I | NEISO | NYISO_G-I | Internal | Summer | B5 | 200 | 600 | 600 | 34.61 | 48.95 | 3 | 11.33
2020 | NEISO_2_NYISO_G-I | NEISO | NYISO_G-I | Internal | Summer | B6 | 300 | 600 | 600 | 34.61 | 42.33 | 3 | 4.72
2020 | NEISO_2_NYISO_G-I | NEISO | NYISO_G-I | Internal | Summer | B7 | 400 | 600 | 600 | 34.61 | 37.63 | 3 | 0.01
2020 | NEISO_2_NYISO_G-I | NEISO | NYISO_G-I | Internal | Summer | B8 | 500 | 600 | 0 | 34.61 | 36.87 | 3 | 0
2020 | NEISO_2_NYISO_G-I | NEISO | NYISO_G-I | Internal | Summer | B9 | 800 | 600 | 0 | 34.61 | 36.87 | 3 | 0
2020 | NEISO_2_NYISO_G-I | NEISO | NYISO_G-I | Internal | Summer | B10 | 1262 | 600 | 0 | 34.61 | 36.87 | 3 | 0
2020 | NEISO_2_NYISO_G-I | NEISO | NYISO_G-I | Internal | Winter | B16 | 25 | 600 | 455.95 | 46.42 | 49.42 | 3 | 0
2020 | NEISO_2_NYISO_G-I | NEISO | NYISO_G-I | Internal | Winter | B17 | 100 | 600 | 59.89 | 46.42 | 49.42 | 3 | 0
2020 | NEISO_2_NYISO_G-I | NEISO | NYISO_G-I | Internal | Winter | B18 | 400 | 600 | 0 | 46.42 | 49.41 | 3 | 0
2020 | NEISO_2_NYISO_G-I | NEISO | NYISO_G-I | Internal | Winter | B19 | 700 | 600 | 0 | 46.42 | 48.09 | 3 | 0
2020 | NEISO_2_NYISO_G-I | NEISO | NYISO_G-I | Internal | Winter | B20 | 935 | 600 | 0 | 46.42 | 44.28 | 3 | 0
2020 | NEISO_2_NYISO_J-K | NEISO | NYISO_J-K | Internal | Shoulder | B11 | 25 | 520 | 520 | 37.5 | 46.36 | 3 | 5.87
2020 | NEISO_2_NYISO_J-K | NEISO | NYISO_J-K | Internal | Shoulder | B12 | 200 | 520 | 520 | 37.5 | 40.5 | 3 | 0.01
2020 | NEISO_2_NYISO_J-K | NEISO | NYISO_J-K | Internal | Shoulder | B13 | 600 | 520 | 0 | 37.5 | 38.63 | 3 | 0
2020 | NEISO_2_NYISO_J-K | NEISO | NYISO_J-K | Internal | Shoulder | B14 | 900 | 520 | 0 | 37.5 | 38.33 | 3 | 0
2020 | NEISO_2_NYISO_J-K | NEISO | NYISO_J-K | Internal | Shoulder | B15 | 1203 | 520 | 0 | 37.5 | 38.33 | 3 | 0
2020 | NEISO_2_NYISO_J-K | NEISO | NYISO_J-K | Internal | Summer | B1 | 10 | 520 | 0 | 81.05 | 78.06 | 3 | 0
2020 | NEISO_2_NYISO_J-K | NEISO | NYISO_J-K | Internal | Summer | B2 | 25 | 520 | 520 | 68.96 | 71.98 | 3 | 0.01
2020 | NEISO_2_NYISO_J-K | NEISO | NYISO_J-K | Internal | Summer | B3 | 75 | 520 | 520 | 48.53 | 52.93 | 3 | 1.41
2020 | NEISO_2_NYISO_J-K | NEISO | NYISO_J-K | Internal | Summer | B4 | 100 | 520 | 520 | 43.14 | 52.93 | 3 | 6.79
2020 | NEISO_2_NYISO_J-K | NEISO | NYISO_J-K | Internal | Summer | B5 | 200 | 520 | 520 | 34.61 | 48.96 | 3 | 11.34
2020 | NEISO_2_NYISO_J-K | NEISO | NYISO_J-K | Internal | Summer | B6 | 300 | 520 | 520 | 34.61 | 42.34 | 3 | 4.73
2020 | NEISO_2_NYISO_J-K | NEISO | NYISO_J-K | Internal | Summer | B7 | 400 | 520 | 520 | 34.61 | 37.64 | 3 | 0.02
2020 | NEISO_2_NYISO_J-K | NEISO | NYISO_J-K | Internal | Summer | B8 | 500 | 520 | 0 | 34.61 | 36.88 | 3 | 0
2020 | NEISO_2_NYISO_J-K | NEISO | NYISO_J-K | Internal | Summer | B9 | 800 | 520 | 0 | 34.61 | 36.88 | 3 | 0
2020 | NEISO_2_NYISO_J-K | NEISO | NYISO_J-K | Internal | Summer | B10 | 1262 | 520 | 0 | 34.61 | 36.88 | 3 | 0
2020 | NEISO_2_NYISO_J-K | NEISO | NYISO_J-K | Internal | Winter | B16 | 25 | 520 | 520 | 46.42 | 49.44 | 3 | 0.01
2020 | NEISO_2_NYISO_J-K | NEISO | NYISO_J-K | Internal | Winter | B17 | 100 | 520 | 520 | 46.42 | 49.44 | 3 | 0.01
2020 | NEISO_2_NYISO_J-K | NEISO | NYISO_J-K | Internal | Winter | B18 | 400 | 520 | 484.14 | 46.42 | 49.42 | 3 | 0
2020 | NEISO_2_NYISO_J-K | NEISO | NYISO_J-K | Internal | Winter | B19 | 700 | 520 | 0 | 46.42 | 48.1 | 3 | 0
2020 | NEISO_2_NYISO_J-K | NEISO | NYISO_J-K | Internal | Winter | B20 | 935 | 520 | 0 | 46.42 | 44.29 | 3 | 0
2020 | NonRTO_Midwest_2_TVA_Transmission | NonRTO_Midwest | TVA_Transmission | Internal | Shoulder | B11 | 25 | 2400 | 0 | 64.39 | 59.81 | 8 | 0
2020 | NonRTO_Midwest_2_TVA_Transmission | NonRTO_Midwest | TVA_Transmission | Internal | Shoulder | B12 | 200 | 2400 | 0 | 54.76 | 48.17 | 8 | 0
2020 | NonRTO_Midwest_2_TVA_Transmission | NonRTO_Midwest | TVA_Transmission | Internal | Shoulder | B13 | 600 | 2400 | 0 | 50.07 | 45.4 | 8 | 0
2020 | NonRTO_Midwest_2_TVA_Transmission | NonRTO_Midwest | TVA_Transmission | Internal | Shoulder | B14 | 900 | 2400 | 0 | 43.26 | 44.25 | 8 | 0
2020 | NonRTO_Midwest_2_TVA_Transmission | NonRTO_Midwest | TVA_Transmission | Internal | Shoulder | B15 | 1203 | 2400 | 0 | 35.55 | 42.63 | 8 | 0
2020 | NonRTO_Midwest_2_TVA_Transmission | NonRTO_Midwest | TVA_Transmission | Internal | Summer | B1 | 10 | 2400 | 0 | 69.15 | 72.55 | 8 | 0
2020 | NonRTO_Midwest_2_TVA_Transmission | NonRTO_Midwest | TVA_Transmission | Internal | Summer | B2 | 25 | 2400 | 0 | 69.15 | 71.98 | 8 | 0
2020 | NonRTO_Midwest_2_TVA_Transmission | NonRTO_Midwest | TVA_Transmission | Internal | Summer | B3 | 75 | 2400 | 0 | 69.15 | 67.86 | 8 | 0
2020 | NonRTO_Midwest_2_TVA_Transmission | NonRTO_Midwest | TVA_Transmission | Internal | Summer | B4 | 100 | 2400 | 0 | 68.43 | 67.78 | 8 | 0
2020 | NonRTO_Midwest_2_TVA_Transmission | NonRTO_Midwest | TVA_Transmission | Internal | Summer | B5 | 200 | 2400 | 0 | 66.78 | 62.17 | 8 | 0
2020 | NonRTO_Midwest_2_TVA_Transmission | NonRTO_Midwest | TVA_Transmission | Internal | Summer | B6 | 300 | 2400 | 0 | 57.4 | 55.29 | 8 | 0
2020 | NonRTO_Midwest_2_TVA_Transmission | NonRTO_Midwest | TVA_Transmission | Internal | Summer | B7 | 400 | 2400 | 0 | 43.8 | 47.08 | 8 | 0
2020 | NonRTO_Midwest_2_TVA_Transmission | NonRTO_Midwest | TVA_Transmission | Internal | Summer | B8 | 500 | 2400 | 0 | 42.79 | 42.44 | 8 | 0
2020 | NonRTO_Midwest_2_TVA_Transmission | NonRTO_Midwest | TVA_Transmission | Internal | Summer | B9 | 800 | 2400 | 0 | 36.93 | 41.8 | 8 | 0
2020 | NonRTO_Midwest_2_TVA_Transmission | NonRTO_Midwest | TVA_Transmission | Internal | Summer | B10 | 1262 | 2400 | 0 | 33.6 | 38.53 | 8 | 0
2020 | NonRTO_Midwest_2_TVA_Transmission | NonRTO_Midwest | TVA_Transmission | Internal | Winter | B16 | 25 | 2400 | 0 | 61.11 | 59.31 | 8 | 0
2020 | NonRTO_Midwest_2_TVA_Transmission | NonRTO_Midwest | TVA_Transmission | Internal | Winter | B17 | 100 | 2400 | 0 | 56.27 | 50.56 | 8 | 0
2020 | NonRTO_Midwest_2_TVA_Transmission | NonRTO_Midwest | TVA_Transmission | Internal | Winter | B18 | 400 | 2400 | 0 | 51.53 | 46.67 | 8 | 0
2020 | NonRTO_Midwest_2_TVA_Transmission | NonRTO_Midwest | TVA_Transmission | Internal | Winter | B19 | 700 | 2400 | 0 | 43.76 | 44.86 | 8 | 0
2020 | NonRTO_Midwest_2_TVA_Transmission | NonRTO_Midwest | TVA_Transmission | Internal | Winter | B20 | 935 | 2400 | 0 | 35.62 | 42.63 | 8 | 0
2020 | NYISO_A-F_2_IESO | NYISO_A-F | IESO | Internal | Shoulder | B11 | 25 | 1600 | 0 | 39.87 | 31.31 | 7 | 0
2020 | NYISO_A-F_2_IESO | NYISO_A-F | IESO | Internal | Shoulder | B12 | 200 | 1600 | 0 | 39.87 | 31.45 | 7 | 0
2020 | NYISO_A-F_2_IESO | NYISO_A-F | IESO | Internal | Shoulder | B13 | 600 | 1600 | 0 | 38.31 | 31.31 | 7 | 0
2020 | NYISO_A-F_2_IESO | NYISO_A-F | IESO | Internal | Shoulder | B14 | 900 | 1600 | 0 | 38.31 | 31.31 | 7 | 0
2020 | NYISO_A-F_2_IESO | NYISO_A-F | IESO | Internal | Shoulder | B15 | 1203 | 1600 | 0 | 38.31 | 31.31 | 7 | 0
2020 | NYISO_A-F_2_IESO | NYISO_A-F | IESO | Internal | Summer | B1 | 10 | 1600 | 0 | 51.52 | 44.52 | 7 | 0
2020 | NYISO_A-F_2_IESO | NYISO_A-F | IESO | Internal | Summer | B2 | 25 | 1600 | 0 | 51.52 | 44.52 | 7 | 0
2020 | NYISO_A-F_2_IESO | NYISO_A-F | IESO | Internal | Summer | B3 | 75 | 1600 | 0 | 51.52 | 39.14 | 7 | 0
2020 | NYISO_A-F_2_IESO | NYISO_A-F | IESO | Internal | Summer | B4 | 100 | 1600 | 0 | 46.14 | 39.14 | 7 | 0
2020 | NYISO_A-F_2_IESO | NYISO_A-F | IESO | Internal | Summer | B5 | 200 | 1600 | 0 | 43.28 | 36.28 | 7 | 0
2020 | NYISO_A-F_2_IESO | NYISO_A-F | IESO | Internal | Summer | B6 | 300 | 1600 | 0 | 42.32 | 35.32 | 7 | 0
2020 | NYISO_A-F_2_IESO | NYISO_A-F | IESO | Internal | Summer | B7 | 400 | 1600 | 0 | 37.61 | 30.61 | 7 | 0
2020 | NYISO_A-F_2_IESO | NYISO_A-F | IESO | Internal | Summer | B8 | 500 | 1600 | 0 | 36.86 | 29.86 | 7 | 0
2020 | NYISO_A-F_2_IESO | NYISO_A-F | IESO | Internal | Summer | B9 | 800 | 1600 | 0 | 36.86 | 29.86 | 7 | 0
2020 | NYISO_A-F_2_IESO | NYISO_A-F | IESO | Internal | Summer | B10 | 1262 | 1600 | 0 | 36.86 | 29.86 | 7 | 0
2020 | NYISO_A-F_2_IESO | NYISO_A-F | IESO | Internal | Winter | B16 | 25 | 1600 | 0 | 46.19 | 39.19 | 7 | 0
2020 | NYISO_A-F_2_IESO | NYISO_A-F | IESO | Internal | Winter | B17 | 100 | 1600 | 0 | 42.26 | 35.26 | 7 | 0
2020 | NYISO_A-F_2_IESO | NYISO_A-F | IESO | Internal | Winter | B18 | 400 | 1600 | 0 | 42.26 | 35.26 | 7 | 0
2020 | NYISO_A-F_2_IESO | NYISO_A-F | IESO | Internal | Winter | B19 | 700 | 1600 | 0 | 42.26 | 35.26 | 7 | 0
2020 | NYISO_A-F_2_IESO | NYISO_A-F | IESO | Internal | Winter | B20 | 935 | 1600 | 0 | 42.26 | 35.26 | 7 | 0
2020 | NYISO_A-F_2_NEISO | NYISO_A-F | NEISO | Internal | Shoulder | B11 | 25 | 600 | 0 | 39.87 | 37.5 | 3 | 0
2020 | NYISO_A-F_2_NEISO | NYISO_A-F | NEISO | Internal | Shoulder | B12 | 200 | 600 | 0 | 39.87 | 37.5 | 3 | 0
2020 | NYISO_A-F_2_NEISO | NYISO_A-F | NEISO | Internal | Shoulder | B13 | 600 | 600 | 0 | 38.31 | 37.5 | 3 | 0
2020 | NYISO_A-F_2_NEISO | NYISO_A-F | NEISO | Internal | Shoulder | B14 | 900 | 600 | 0 | 38.31 | 37.5 | 3 | 0
2020 | NYISO_A-F_2_NEISO | NYISO_A-F | NEISO | Internal | Shoulder | B15 | 1203 | 600 | 0 | 38.31 | 37.5 | 3 | 0
2020 | NYISO_A-F_2_NEISO | NYISO_A-F | NEISO | Internal | Summer | B1 | 10 | 600 | 600 | 51.52 | 81.05 | 3 | 26.53
2020 | NYISO_A-F_2_NEISO | NYISO_A-F | NEISO | Internal | Summer | B2 | 25 | 600 | 600 | 51.52 | 68.96 | 3 | 14.44
2020 | NYISO_A-F_2_NEISO | NYISO_A-F | NEISO | Internal | Summer | B3 | 75 | 600 | 0 | 51.52 | 48.53 | 3 | 0
2020 | NYISO_A-F_2_NEISO | NYISO_A-F | NEISO | Internal | Summer | B4 | 100 | 600 | 0 | 46.14 | 43.14 | 3 | 0
2020 | NYISO_A-F_2_NEISO | NYISO_A-F | NEISO | Internal | Summer | B5 | 200 | 600 | 0 | 43.28 | 34.61 | 3 | 0
2020 | NYISO_A-F_2_NEISO | NYISO_A-F | NEISO | Internal | Summer | B6 | 300 | 600 | 0 | 42.32 | 34.61 | 3 | 0
2020 | NYISO_A-F_2_NEISO | NYISO_A-F | NEISO | Internal | Summer | B7 | 400 | 600 | 0 | 37.61 | 34.61 | 3 | 0
2020 | NYISO_A-F_2_NEISO | NYISO_A-F | NEISO | Internal | Summer | B8 | 500 | 600 | 0 | 36.86 | 34.61 | 3 | 0
2020 | NYISO_A-F_2_NEISO | NYISO_A-F | NEISO | Internal | Summer | B9 | 800 | 600 | 0 | 36.86 | 34.61 | 3 | 0
2020 | NYISO_A-F_2_NEISO | NYISO_A-F | NEISO | Internal | Summer | B10 | 1262 | 600 | 0 | 36.86 | 34.61 | 3 | 0
2020 | NYISO_A-F_2_NEISO | NYISO_A-F | NEISO | Internal | Winter | B16 | 25 | 600 | 0 | 46.19 | 46.42 | 3 | 0
2020 | NYISO_A-F_2_NEISO | NYISO_A-F | NEISO | Internal | Winter | B17 | 100 | 600 | 600 | 42.26 | 46.42 | 3 | 1.16
2020 | NYISO_A-F_2_NEISO | NYISO_A-F | NEISO | Internal | Winter | B18 | 400 | 600 | 600 | 42.26 | 46.42 | 3 | 1.16
2020 | NYISO_A-F_2_NEISO | NYISO_A-F | NEISO | Internal | Winter | B19 | 700 | 600 | 600 | 42.26 | 46.42 | 3 | 1.16
2020 | NYISO_A-F_2_NEISO | NYISO_A-F | NEISO | Internal | Winter | B20 | 935 | 600 | 600 | 42.26 | 46.42 | 3 | 1.16
2020 | NYISO_A-F_2_NYISO_G-I | NYISO_A-F | NYISO_G-I | Internal | Shoulder | B11 | 25 | 4888 | 4888 | 39.87 | 46.35 | 0.01 | 6.47
2020 | NYISO_A-F_2_NYISO_G-I | NYISO_A-F | NYISO_G-I | Internal | Shoulder | B12 | 200 | 4888 | 4888 | 39.87 | 40.49 | 0.01 | 0.61
2020 | NYISO_A-F_2_NYISO_G-I | NYISO_A-F | NYISO_G-I | Internal | Shoulder | B13 | 600 | 4888 | 4888 | 38.31 | 38.62 | 0.01 | 0.3
2020 | NYISO_A-F_2_NYISO_G-I | NYISO_A-F | NYISO_G-I | Internal | Shoulder | B14 | 900 | 4888 | 4813.28 | 38.31 | 38.32 | 0.01 | 0
2020 | NYISO_A-F_2_NYISO_G-I | NYISO_A-F | NYISO_G-I | Internal | Shoulder | B15 | 1203 | 4888 | 2719.53 | 38.31 | 38.32 | 0.01 | 0
2020 | NYISO_A-F_2_NYISO_G-I | NYISO_A-F | NYISO_G-I | Internal | Summer | B1 | 10 | 4888 | 4888 | 51.52 | 78.05 | 0.01 | 26.52
2020 | NYISO_A-F_2_NYISO_G-I | NYISO_A-F | NYISO_G-I | Internal | Summer | B2 | 25 | 4888 | 4888 | 51.52 | 71.96 | 0.01 | 20.43
2020 | NYISO_A-F_2_NYISO_G-I | NYISO_A-F | NYISO_G-I | Internal | Summer | B3 | 75 | 4888 | 4888 | 51.52 | 52.92 | 0.01 | 1.39
2020 | NYISO_A-F_2_NYISO_G-I | NYISO_A-F | NYISO_G-I | Internal | Summer | B4 | 100 | 4888 | 4888 | 46.14 | 52.92 | 0.01 | 6.77
2020 | NYISO_A-F_2_NYISO_G-I | NYISO_A-F | NYISO_G-I | Internal | Summer | B5 | 200 | 4888 | 4888 | 43.28 | 48.95 | 0.01 | 5.65
2020 | NYISO_A-F_2_NYISO_G-I | NYISO_A-F | NYISO_G-I | Internal | Summer | B6 | 300 | 4888 | 4883.81 | 42.32 | 42.33 | 0.01 | 0
2020 | NYISO_A-F_2_NYISO_G-I | NYISO_A-F | NYISO_G-I | Internal | Summer | B7 | 400 | 4888 | 3780.1 | 37.61 | 37.63 | 0.01 | 0
2020 | NYISO_A-F_2_NYISO_G-I | NYISO_A-F | NYISO_G-I | Internal | Summer | B8 | 500 | 4888 | 4260.34 | 36.86 | 36.87 | 0.01 | 0
2020 | NYISO_A-F_2_NYISO_G-I | NYISO_A-F | NYISO_G-I | Internal | Summer | B9 | 800 | 4888 | 3737.86 | 36.86 | 36.87 | 0.01 | 0
2020 | NYISO_A-F_2_NYISO_G-I | NYISO_A-F | NYISO_G-I | Internal | Summer | B10 | 1262 | 4888 | 1960.5 | 36.86 | 36.87 | 0.01 | 0
2020 | NYISO_A-F_2_NYISO_G-I | NYISO_A-F | NYISO_G-I | Internal | Winter | B16 | 25 | 4888 | 4888 | 46.19 | 49.42 | 0.01 | 3.22
2020 | NYISO_A-F_2_NYISO_G-I | NYISO_A-F | NYISO_G-I | Internal | Winter | B17 | 100 | 4888 | 4888 | 42.26 | 49.42 | 0.01 | 7.15
2020 | NYISO_A-F_2_NYISO_G-I | NYISO_A-F | NYISO_G-I | Internal | Winter | B18 | 400 | 4888 | 4888 | 42.26 | 49.41 | 0.01 | 7.14
2020 | NYISO_A-F_2_NYISO_G-I | NYISO_A-F | NYISO_G-I | Internal | Winter | B19 | 700 | 4888 | 4888 | 42.26 | 48.09 | 0.01 | 5.82
2020 | NYISO_A-F_2_NYISO_G-I | NYISO_A-F | NYISO_G-I | Internal | Winter | B20 | 935 | 4888 | 4888 | 42.26 | 44.28 | 0.01 | 2.01
2020 | NYISO_A-F_2_PJM_ROM | NYISO_A-F | PJM_ROM | Internal | Shoulder | B11 | 25 | 1000 | 1000 | 39.87 | 54.38 | 8 | 6.51
2020 | NYISO_A-F_2_PJM_ROM | NYISO_A-F | PJM_ROM | Internal | Shoulder | B12 | 200 | 1000 | 1000 | 39.87 | 48.5 | 8 | 0.64
2020 | NYISO_A-F_2_PJM_ROM | NYISO_A-F | PJM_ROM | Internal | Shoulder | B13 | 600 | 1000 | 0 | 38.31 | 43.03 | 8 | 0
2020 | NYISO_A-F_2_PJM_ROM | NYISO_A-F | PJM_ROM | Internal | Shoulder | B14 | 900 | 1000 | 0 | 38.31 | 41.52 | 8 | 0
2020 | NYISO_A-F_2_PJM_ROM | NYISO_A-F | PJM_ROM | Internal | Shoulder | B15 | 1203 | 1000 | 0 | 38.31 | 37.65 | 8 | 0
2020 | NYISO_A-F_2_PJM_ROM | NYISO_A-F | PJM_ROM | Internal | Summer | B1 | 10 | 1000 | 1000 | 51.52 | 66.56 | 8 | 7.04
2020 | NYISO_A-F_2_PJM_ROM | NYISO_A-F | PJM_ROM | Internal | Summer | B2 | 25 | 1000 | 1000 | 51.52 | 65.96 | 8 | 6.44
2020 | NYISO_A-F_2_PJM_ROM | NYISO_A-F | PJM_ROM | Internal | Summer | B3 | 75 | 1000 | 1000 | 51.52 | 61.85 | 8 | 2.33
2020 | NYISO_A-F_2_PJM_ROM | NYISO_A-F | PJM_ROM | Internal | Summer | B4 | 100 | 1000 | 1000 | 46.14 | 61.85 | 8 | 7.71
2020 | NYISO_A-F_2_PJM_ROM | NYISO_A-F | PJM_ROM | Internal | Summer | B5 | 200 | 1000 | 1000 | 43.28 | 56.96 | 8 | 5.68
2020 | NYISO_A-F_2_PJM_ROM | NYISO_A-F | PJM_ROM | Internal | Summer | B6 | 300 | 1000 | 752.94 | 42.32 | 50.32 | 8 | 0
2020 | NYISO_A-F_2_PJM_ROM | NYISO_A-F | PJM_ROM | Internal | Summer | B7 | 400 | 1000 | 0 | 37.61 | 42.39 | 8 | 0
2020 | NYISO_A-F_2_PJM_ROM | NYISO_A-F | PJM_ROM | Internal | Summer | B8 | 500 | 1000 | 0 | 36.86 | 38.28 | 8 | 0
2020 | NYISO_A-F_2_PJM_ROM | NYISO_A-F | PJM_ROM | Internal | Summer | B9 | 800 | 1000 | 0 | 36.86 | 37.35 | 8 | 0
2020 | NYISO_A-F_2_PJM_ROM | NYISO_A-F | PJM_ROM | Internal | Summer | B10 | 1262 | 1000 | 0 | 36.86 | 35.13 | 8 | 0
2020 | NYISO_A-F_2_PJM_ROM | NYISO_A-F | PJM_ROM | Internal | Winter | B16 | 25 | 1000 | 1000 | 46.19 | 55.07 | 8 | 0.88
2020 | NYISO_A-F_2_PJM_ROM | NYISO_A-F | PJM_ROM | Internal | Winter | B17 | 100 | 1000 | 390 | 42.26 | 50.26 | 8 | 0
2020 | NYISO_A-F_2_PJM_ROM | NYISO_A-F | PJM_ROM | Internal | Winter | B18 | 400 | 1000 | 0 | 42.26 | 45.54 | 8 | 0
2020 | NYISO_A-F_2_PJM_ROM | NYISO_A-F | PJM_ROM | Internal | Winter | B19 | 700 | 1000 | 0 | 42.26 | 42.77 | 8 | 0
2020 | NYISO_A-F_2_PJM_ROM | NYISO_A-F | PJM_ROM | Internal | Winter | B20 | 935 | 1000 | 0 | 42.26 | 38.27 | 8 | 0
2020 | NYISO_G-I_2_NEISO | NYISO_G-I | NEISO | Internal | Shoulder | B11 | 25 | 600 | 0 | 46.35 | 37.5 | 3 | 0
2020 | NYISO_G-I_2_NEISO | NYISO_G-I | NEISO | Internal | Shoulder | B12 | 200 | 600 | 0 | 40.49 | 37.5 | 3 | 0
2020 | NYISO_G-I_2_NEISO | NYISO_G-I | NEISO | Internal | Shoulder | B13 | 600 | 600 | 0 | 38.62 | 37.5 | 3 | 0
2020 | NYISO_G-I_2_NEISO | NYISO_G-I | NEISO | Internal | Shoulder | B14 | 900 | 600 | 0 | 38.32 | 37.5 | 3 | 0
2020 | NYISO_G-I_2_NEISO | NYISO_G-I | NEISO | Internal | Shoulder | B15 | 1203 | 600 | 0 | 38.32 | 37.5 | 3 | 0
2020 | NYISO_G-I_2_NEISO | NYISO_G-I | NEISO | Internal | Summer | B1 | 10 | 600 | 30.29 | 78.05 | 81.05 | 3 | 0
2020 | NYISO_G-I_2_NEISO | NYISO_G-I | NEISO | Internal | Summer | B2 | 25 | 600 | 0 | 71.96 | 68.96 | 3 | 0
2020 | NYISO_G-I_2_NEISO | NYISO_G-I | NEISO | Internal | Summer | B3 | 75 | 600 | 0 | 52.92 | 48.53 | 3 | 0
2020 | NYISO_G-I_2_NEISO | NYISO_G-I | NEISO | Internal | Summer | B4 | 100 | 600 | 0 | 52.92 | 43.14 | 3 | 0
2020 | NYISO_G-I_2_NEISO | NYISO_G-I | NEISO | Internal | Summer | B5 | 200 | 600 | 0 | 48.95 | 34.61 | 3 | 0
2020 | NYISO_G-I_2_NEISO | NYISO_G-I | NEISO | Internal | Summer | B6 | 300 | 600 | 0 | 42.33 | 34.61 | 3 | 0
2020 | NYISO_G-I_2_NEISO | NYISO_G-I | NEISO | Internal | Summer | B7 | 400 | 600 | 0 | 37.63 | 34.61 | 3 | 0
2020 | NYISO_G-I_2_NEISO | NYISO_G-I | NEISO | Internal | Summer | B8 | 500 | 600 | 0 | 36.87 | 34.61 | 3 | 0
2020 | NYISO_G-I_2_NEISO | NYISO_G-I | NEISO | Internal | Summer | B9 | 800 | 600 | 0 | 36.87 | 34.61 | 3 | 0
2020 | NYISO_G-I_2_NEISO | NYISO_G-I | NEISO | Internal | Summer | B10 | 1262 | 600 | 0 | 36.87 | 34.61 | 3 | 0
2020 | NYISO_G-I_2_NEISO | NYISO_G-I | NEISO | Internal | Winter | B16 | 25 | 600 | 0 | 49.42 | 46.42 | 3 | 0
2020 | NYISO_G-I_2_NEISO | NYISO_G-I | NEISO | Internal | Winter | B17 | 100 | 600 | 0 | 49.42 | 46.42 | 3 | 0
2020 | NYISO_G-I_2_NEISO | NYISO_G-I | NEISO | Internal | Winter | B18 | 400 | 600 | 0 | 49.41 | 46.42 | 3 | 0
2020 | NYISO_G-I_2_NEISO | NYISO_G-I | NEISO | Internal | Winter | B19 | 700 | 600 | 0 | 48.09 | 46.42 | 3 | 0
2020 | NYISO_G-I_2_NEISO | NYISO_G-I | NEISO | Internal | Winter | B20 | 935 | 600 | 0 | 44.28 | 46.42 | 3 | 0
2020 | NYISO_G-I_2_NYISO_A-F | NYISO_G-I | NYISO_A-F | Internal | Shoulder | B11 | 25 | 2637 | 0 | 46.35 | 39.87 | 0.01 | 0
2020 | NYISO_G-I_2_NYISO_A-F | NYISO_G-I | NYISO_A-F | Internal | Shoulder | B12 | 200 | 2637 | 0 | 40.49 | 39.87 | 0.01 | 0
2020 | NYISO_G-I_2_NYISO_A-F | NYISO_G-I | NYISO_A-F | Internal | Shoulder | B13 | 600 | 2637 | 0 | 38.62 | 38.31 | 0.01 | 0
2020 | NYISO_G-I_2_NYISO_A-F | NYISO_G-I | NYISO_A-F | Internal | Shoulder | B14 | 900 | 2637 | 0 | 38.32 | 38.31 | 0.01 | 0
2020 | NYISO_G-I_2_NYISO_A-F | NYISO_G-I | NYISO_A-F | Internal | Shoulder | B15 | 1203 | 2637 | 0 | 38.32 | 38.31 | 0.01 | 0
2020 | NYISO_G-I_2_NYISO_A-F | NYISO_G-I | NYISO_A-F | Internal | Summer | B1 | 10 | 2637 | 0 | 78.05 | 51.52 | 0.01 | 0
2020 | NYISO_G-I_2_NYISO_A-F | NYISO_G-I | NYISO_A-F | Internal | Summer | B2 | 25 | 2637 | 0 | 71.96 | 51.52 | 0.01 | 0
2020 | NYISO_G-I_2_NYISO_A-F | NYISO_G-I | NYISO_A-F | Internal | Summer | B3 | 75 | 2637 | 0 | 52.92 | 51.52 | 0.01 | 0
2020 | NYISO_G-I_2_NYISO_A-F | NYISO_G-I | NYISO_A-F | Internal | Summer | B4 | 100 | 2637 | 0 | 52.92 | 46.14 | 0.01 | 0
2020 | NYISO_G-I_2_NYISO_A-F | NYISO_G-I | NYISO_A-F | Internal | Summer | B5 | 200 | 2637 | 0 | 48.95 | 43.28 | 0.01 | 0
2020 | NYISO_G-I_2_NYISO_A-F | NYISO_G-I | NYISO_A-F | Internal | Summer | B6 | 300 | 2637 | 0 | 42.33 | 42.32 | 0.01 | 0
2020 | NYISO_G-I_2_NYISO_A-F | NYISO_G-I | NYISO_A-F | Internal | Summer | B7 | 400 | 2637 | 0 | 37.63 | 37.61 | 0.01 | 0
2020 | NYISO_G-I_2_NYISO_A-F | NYISO_G-I | NYISO_A-F | Internal | Summer | B8 | 500 | 2637 | 0 | 36.87 | 36.86 | 0.01 | 0
2020 | NYISO_G-I_2_NYISO_A-F | NYISO_G-I | NYISO_A-F | Internal | Summer | B9 | 800 | 2637 | 0 | 36.87 | 36.86 | 0.01 | 0
2020 | NYISO_G-I_2_NYISO_A-F | NYISO_G-I | NYISO_A-F | Internal | Summer | B10 | 1262 | 2637 | 0 | 36.87 | 36.86 | 0.01 | 0
2020 | NYISO_G-I_2_NYISO_A-F | NYISO_G-I | NYISO_A-F | Internal | Winter | B16 | 25 | 2637 | 0 | 49.42 | 46.19 | 0.01 | 0
2020 | NYISO_G-I_2_NYISO_A-F | NYISO_G-I | NYISO_A-F | Internal | Winter | B17 | 100 | 2637 | 0 | 49.42 | 42.26 | 0.01 | 0
2020 | NYISO_G-I_2_NYISO_A-F | NYISO_G-I | NYISO_A-F | Internal | Winter | B18 | 400 | 2637 | 0 | 49.41 | 42.26 | 0.01 | 0
2020 | NYISO_G-I_2_NYISO_A-F | NYISO_G-I | NYISO_A-F | Internal | Winter | B19 | 700 | 2637 | 0 | 48.09 | 42.26 | 0.01 | 0
2020 | NYISO_G-I_2_NYISO_A-F | NYISO_G-I | NYISO_A-F | Internal | Winter | B20 | 935 | 2637 | 0 | 44.28 | 42.26 | 0.01 | 0
2020 | NYISO_G-I_2_NYISO_J-K | NYISO_G-I | NYISO_J-K | Internal | Shoulder | B11 | 25 | 6130 | 3999.47 | 46.35 | 46.36 | 0.01 | 0
2020 | NYISO_G-I_2_NYISO_J-K | NYISO_G-I | NYISO_J-K | Internal | Shoulder | B12 | 200 | 6130 | 3477.28 | 40.49 | 40.5 | 0.01 | 0
2020 | NYISO_G-I_2_NYISO_J-K | NYISO_G-I | NYISO_J-K | Internal | Shoulder | B13 | 600 | 6130 | 5028.9 | 38.62 | 38.63 | 0.01 | 0
2020 | NYISO_G-I_2_NYISO_J-K | NYISO_G-I | NYISO_J-K | Internal | Shoulder | B14 | 900 | 6130 | 4311.43 | 38.32 | 38.33 | 0.01 | 0
2020 | NYISO_G-I_2_NYISO_J-K | NYISO_G-I | NYISO_J-K | Internal | Shoulder | B15 | 1203 | 6130 | 2649.52 | 38.32 | 38.33 | 0.01 | 0
2020 | NYISO_G-I_2_NYISO_J-K | NYISO_G-I | NYISO_J-K | Internal | Summer | B1 | 10 | 6130 | 4551.01 | 78.05 | 78.06 | 0.01 | 0
2020 | NYISO_G-I_2_NYISO_J-K | NYISO_G-I | NYISO_J-K | Internal | Summer | B2 | 25 | 6130 | 4671.42 | 71.96 | 71.98 | 0.01 | 0
2020 | NYISO_G-I_2_NYISO_J-K | NYISO_G-I | NYISO_J-K | Internal | Summer | B3 | 75 | 6130 | 3743.37 | 52.92 | 52.93 | 0.01 | 0
2020 | NYISO_G-I_2_NYISO_J-K | NYISO_G-I | NYISO_J-K | Internal | Summer | B4 | 100 | 6130 | 4008.09 | 52.92 | 52.93 | 0.01 | 0
2020 | NYISO_G-I_2_NYISO_J-K | NYISO_G-I | NYISO_J-K | Internal | Summer | B5 | 200 | 6130 | 5221.66 | 48.95 | 48.96 | 0.01 | 0
2020 | NYISO_G-I_2_NYISO_J-K | NYISO_G-I | NYISO_J-K | Internal | Summer | B6 | 300 | 6130 | 5834.65 | 42.33 | 42.34 | 0.01 | 0
2020 | NYISO_G-I_2_NYISO_J-K | NYISO_G-I | NYISO_J-K | Internal | Summer | B7 | 400 | 6130 | 4901.35 | 37.63 | 37.64 | 0.01 | 0
2020 | NYISO_G-I_2_NYISO_J-K | NYISO_G-I | NYISO_J-K | Internal | Summer | B8 | 500 | 6130 | 4934.43 | 36.87 | 36.88 | 0.01 | 0
2020 | NYISO_G-I_2_NYISO_J-K | NYISO_G-I | NYISO_J-K | Internal | Summer | B9 | 800 | 6130 | 4620.97 | 36.87 | 36.88 | 0.01 | 0
2020 | NYISO_G-I_2_NYISO_J-K | NYISO_G-I | NYISO_J-K | Internal | Summer | B10 | 1262 | 6130 | 3296.68 | 36.87 | 36.88 | 0.01 | 0
2020 | NYISO_G-I_2_NYISO_J-K | NYISO_G-I | NYISO_J-K | Internal | Winter | B16 | 25 | 6130 | 5846.96 | 49.42 | 49.44 | 0.01 | 0
2020 | NYISO_G-I_2_NYISO_J-K | NYISO_G-I | NYISO_J-K | Internal | Winter | B17 | 100 | 6130 | 5578.79 | 49.42 | 49.44 | 0.01 | 0
2020 | NYISO_G-I_2_NYISO_J-K | NYISO_G-I | NYISO_J-K | Internal | Winter | B18 | 400 | 6130 | 5587.09 | 49.41 | 49.42 | 0.01 | 0
2020 | NYISO_G-I_2_NYISO_J-K | NYISO_G-I | NYISO_J-K | Internal | Winter | B19 | 700 | 6130 | 5760.09 | 48.09 | 48.1 | 0.01 | 0
2020 | NYISO_G-I_2_NYISO_J-K | NYISO_G-I | NYISO_J-K | Internal | Winter | B20 | 935 | 6130 | 5308.76 | 44.28 | 44.29 | 0.01 | 0
2020 | NYISO_G-I_2_PJM_E | NYISO_G-I | PJM_E | Internal | Shoulder | B11 | 25 | 1500 | 1500 | 46.35 | 54.36 | 8 | 0.01
2020 | NYISO_G-I_2_PJM_E | NYISO_G-I | PJM_E | Internal | Shoulder | B12 | 200 | 1500 | 1467.6 | 40.49 | 48.49 | 8 | 0
2020 | NYISO_G-I_2_PJM_E | NYISO_G-I | PJM_E | Internal | Shoulder | B13 | 600 | 1500 | 0 | 38.62 | 43.02 | 8 | 0
2020 | NYISO_G-I_2_PJM_E | NYISO_G-I | PJM_E | Internal | Shoulder | B14 | 900 | 1500 | 0 | 38.32 | 41.51 | 8 | 0
2020 | NYISO_G-I_2_PJM_E | NYISO_G-I | PJM_E | Internal | Shoulder | B15 | 1203 | 1500 | 0 | 38.32 | 37.64 | 8 | 0
2020 | NYISO_G-I_2_PJM_E | NYISO_G-I | PJM_E | Internal | Summer | B1 | 10 | 1500 | 0 | 78.05 | 66.57 | 8 | 0
2020 | NYISO_G-I_2_PJM_E | NYISO_G-I | PJM_E | Internal | Summer | B2 | 25 | 1500 | 0 | 71.96 | 65.98 | 8 | 0
2020 | NYISO_G-I_2_PJM_E | NYISO_G-I | PJM_E | Internal | Summer | B3 | 75 | 1500 | 1500 | 52.92 | 61.84 | 8 | 0.92
2020 | NYISO_G-I_2_PJM_E | NYISO_G-I | PJM_E | Internal | Summer | B4 | 100 | 1500 | 1500 | 52.92 | 61.84 | 8 | 0.92
2020 | NYISO_G-I_2_PJM_E | NYISO_G-I | PJM_E | Internal | Summer | B5 | 200 | 1500 | 422.83 | 48.95 | 56.95 | 8 | 0
2020 | NYISO_G-I_2_PJM_E | NYISO_G-I | PJM_E | Internal | Summer | B6 | 300 | 1500 | 0 | 42.33 | 50.31 | 8 | 0
2020 | NYISO_G-I_2_PJM_E | NYISO_G-I | PJM_E | Internal | Summer | B7 | 400 | 1500 | 0 | 37.63 | 42.38 | 8 | 0
2020 | NYISO_G-I_2_PJM_E | NYISO_G-I | PJM_E | Internal | Summer | B8 | 500 | 1500 | 0 | 36.87 | 38.26 | 8 | 0
2020 | NYISO_G-I_2_PJM_E | NYISO_G-I | PJM_E | Internal | Summer | B9 | 800 | 1500 | 0 | 36.87 | 37.36 | 8 | 0
2020 | NYISO_G-I_2_PJM_E | NYISO_G-I | PJM_E | Internal | Summer | B10 | 1262 | 1500 | 0 | 36.87 | 35.15 | 8 | 0
2020 | NYISO_G-I_2_PJM_E | NYISO_G-I | PJM_E | Internal | Winter | B16 | 25 | 1500 | 0 | 49.42 | 55.06 | 8 | 0
2020 | NYISO_G-I_2_PJM_E | NYISO_G-I | PJM_E | Internal | Winter | B17 | 100 | 1500 | 0 | 49.42 | 50.25 | 8 | 0
2020 | NYISO_G-I_2_PJM_E | NYISO_G-I | PJM_E | Internal | Winter | B18 | 400 | 1500 | 0 | 49.41 | 45.56 | 8 | 0
2020 | NYISO_G-I_2_PJM_E | NYISO_G-I | PJM_E | Internal | Winter | B19 | 700 | 1500 | 0 | 48.09 | 42.78 | 8 | 0
2020 | NYISO_G-I_2_PJM_E | NYISO_G-I | PJM_E | Internal | Winter | B20 | 935 | 1500 | 0 | 44.28 | 38.28 | 8 | 0
2020 | NYISO_J-K_2_NEISO | NYISO_J-K | NEISO | Internal | Shoulder | B11 | 25 | 90 | 0 | 46.36 | 37.5 | 3 | 0
2020 | NYISO_J-K_2_NEISO | NYISO_J-K | NEISO | Internal | Shoulder | B12 | 200 | 90 | 0 | 40.5 | 37.5 | 3 | 0
2020 | NYISO_J-K_2_NEISO | NYISO_J-K | NEISO | Internal | Shoulder | B13 | 600 | 90 | 0 | 38.63 | 37.5 | 3 | 0
2020 | NYISO_J-K_2_NEISO | NYISO_J-K | NEISO | Internal | Shoulder | B14 | 900 | 90 | 0 | 38.33 | 37.5 | 3 | 0
2020 | NYISO_J-K_2_NEISO | NYISO_J-K | NEISO | Internal | Shoulder | B15 | 1203 | 90 | 0 | 38.33 | 37.5 | 3 | 0
2020 | NYISO_J-K_2_NEISO | NYISO_J-K | NEISO | Internal | Summer | B1 | 10 | 90 | 0 | 78.06 | 81.05 | 3 | 0
2020 | NYISO_J-K_2_NEISO | NYISO_J-K | NEISO | Internal | Summer | B2 | 25 | 90 | 0 | 71.98 | 68.96 | 3 | 0
2020 | NYISO_J-K_2_NEISO | NYISO_J-K | NEISO | Internal | Summer | B3 | 75 | 90 | 0 | 52.93 | 48.53 | 3 | 0
2020 | NYISO_J-K_2_NEISO | NYISO_J-K | NEISO | Internal | Summer | B4 | 100 | 90 | 0 | 52.93 | 43.14 | 3 | 0
2020 | NYISO_J-K_2_NEISO | NYISO_J-K | NEISO | Internal | Summer | B5 | 200 | 90 | 0 | 48.96 | 34.61 | 3 | 0
2020 | NYISO_J-K_2_NEISO | NYISO_J-K | NEISO | Internal | Summer | B6 | 300 | 90 | 0 | 42.34 | 34.61 | 3 | 0
2020 | NYISO_J-K_2_NEISO | NYISO_J-K | NEISO | Internal | Summer | B7 | 400 | 90 | 0 | 37.64 | 34.61 | 3 | 0
2020 | NYISO_J-K_2_NEISO | NYISO_J-K | NEISO | Internal | Summer | B8 | 500 | 90 | 0 | 36.88 | 34.61 | 3 | 0
2020 | NYISO_J-K_2_NEISO | NYISO_J-K | NEISO | Internal | Summer | B9 | 800 | 90 | 0 | 36.88 | 34.61 | 3 | 0
2020 | NYISO_J-K_2_NEISO | NYISO_J-K | NEISO | Internal | Summer | B10 | 1262 | 90 | 0 | 36.88 | 34.61 | 3 | 0
2020 | NYISO_J-K_2_NEISO | NYISO_J-K | NEISO | Internal | Winter | B16 | 25 | 90 | 0 | 49.44 | 46.42 | 3 | 0
2020 | NYISO_J-K_2_NEISO | NYISO_J-K | NEISO | Internal | Winter | B17 | 100 | 90 | 0 | 49.44 | 46.42 | 3 | 0
2020 | NYISO_J-K_2_NEISO | NYISO_J-K | NEISO | Internal | Winter | B18 | 400 | 90 | 0 | 49.42 | 46.42 | 3 | 0
2020 | NYISO_J-K_2_NEISO | NYISO_J-K | NEISO | Internal | Winter | B19 | 700 | 90 | 0 | 48.1 | 46.42 | 3 | 0
2020 | NYISO_J-K_2_NEISO | NYISO_J-K | NEISO | Internal | Winter | B20 | 935 | 90 | 0 | 44.29 | 46.42 | 3 | 0
2020 | NYISO_J-K_2_NYISO_G-I | NYISO_J-K | NYISO_G-I | Internal | Shoulder | B11 | 25 | 1999 | 0 | 46.36 | 46.35 | 0.01 | 0
2020 | NYISO_J-K_2_NYISO_G-I | NYISO_J-K | NYISO_G-I | Internal | Shoulder | B12 | 200 | 1999 | 0 | 40.5 | 40.49 | 0.01 | 0
2020 | NYISO_J-K_2_NYISO_G-I | NYISO_J-K | NYISO_G-I | Internal | Shoulder | B13 | 600 | 1999 | 0 | 38.63 | 38.62 | 0.01 | 0
2020 | NYISO_J-K_2_NYISO_G-I | NYISO_J-K | NYISO_G-I | Internal | Shoulder | B14 | 900 | 1999 | 0 | 38.33 | 38.32 | 0.01 | 0
2020 | NYISO_J-K_2_NYISO_G-I | NYISO_J-K | NYISO_G-I | Internal | Shoulder | B15 | 1203 | 1999 | 0 | 38.33 | 38.32 | 0.01 | 0
2020 | NYISO_J-K_2_NYISO_G-I | NYISO_J-K | NYISO_G-I | Internal | Summer | B1 | 10 | 1999 | 0 | 78.06 | 78.05 | 0.01 | 0
2020 | NYISO_J-K_2_NYISO_G-I | NYISO_J-K | NYISO_G-I | Internal | Summer | B2 | 25 | 1999 | 0 | 71.98 | 71.96 | 0.01 | 0
2020 | NYISO_J-K_2_NYISO_G-I | NYISO_J-K | NYISO_G-I | Internal | Summer | B3 | 75 | 1999 | 0 | 52.93 | 52.92 | 0.01 | 0
2020 | NYISO_J-K_2_NYISO_G-I | NYISO_J-K | NYISO_G-I | Internal | Summer | B4 | 100 | 1999 | 0 | 52.93 | 52.92 | 0.01 | 0
2020 | NYISO_J-K_2_NYISO_G-I | NYISO_J-K | NYISO_G-I | Internal | Summer | B5 | 200 | 1999 | 0 | 48.96 | 48.95 | 0.01 | 0
2020 | NYISO_J-K_2_NYISO_G-I | NYISO_J-K | NYISO_G-I | Internal | Summer | B6 | 300 | 1999 | 0 | 42.34 | 42.33 | 0.01 | 0
2020 | NYISO_J-K_2_NYISO_G-I | NYISO_J-K | NYISO_G-I | Internal | Summer | B7 | 400 | 1999 | 0 | 37.64 | 37.63 | 0.01 | 0
2020 | NYISO_J-K_2_NYISO_G-I | NYISO_J-K | NYISO_G-I | Internal | Summer | B8 | 500 | 1999 | 0 | 36.88 | 36.87 | 0.01 | 0
2020 | NYISO_J-K_2_NYISO_G-I | NYISO_J-K | NYISO_G-I | Internal | Summer | B9 | 800 | 1999 | 0 | 36.88 | 36.87 | 0.01 | 0
2020 | NYISO_J-K_2_NYISO_G-I | NYISO_J-K | NYISO_G-I | Internal | Summer | B10 | 1262 | 1999 | 0 | 36.88 | 36.87 | 0.01 | 0
2020 | NYISO_J-K_2_NYISO_G-I | NYISO_J-K | NYISO_G-I | Internal | Winter | B16 | 25 | 1999 | 0 | 49.44 | 49.42 | 0.01 | 0
2020 | NYISO_J-K_2_NYISO_G-I | NYISO_J-K | NYISO_G-I | Internal | Winter | B17 | 100 | 1999 | 0 | 49.44 | 49.42 | 0.01 | 0
2020 | NYISO_J-K_2_NYISO_G-I | NYISO_J-K | NYISO_G-I | Internal | Winter | B18 | 400 | 1999 | 0 | 49.42 | 49.41 | 0.01 | 0
2020 | NYISO_J-K_2_NYISO_G-I | NYISO_J-K | NYISO_G-I | Internal | Winter | B19 | 700 | 1999 | 0 | 48.1 | 48.09 | 0.01 | 0
2020 | NYISO_J-K_2_NYISO_G-I | NYISO_J-K | NYISO_G-I | Internal | Winter | B20 | 935 | 1999 | 0 | 44.29 | 44.28 | 0.01 | 0
2020 | NYISO_J-K_2_PJM_E | NYISO_J-K | PJM_E | Internal | Shoulder | B11 | 25 | 330 | 36.26 | 46.36 | 54.36 | 8 | 0
2020 | NYISO_J-K_2_PJM_E | NYISO_J-K | PJM_E | Internal | Shoulder | B12 | 200 | 330 | 0 | 40.5 | 48.49 | 8 | 0
2020 | NYISO_J-K_2_PJM_E | NYISO_J-K | PJM_E | Internal | Shoulder | B13 | 600 | 330 | 0 | 38.63 | 43.02 | 8 | 0
2020 | NYISO_J-K_2_PJM_E | NYISO_J-K | PJM_E | Internal | Shoulder | B14 | 900 | 330 | 0 | 38.33 | 41.51 | 8 | 0
2020 | NYISO_J-K_2_PJM_E | NYISO_J-K | PJM_E | Internal | Shoulder | B15 | 1203 | 330 | 0 | 38.33 | 37.64 | 8 | 0
2020 | NYISO_J-K_2_PJM_E | NYISO_J-K | PJM_E | Internal | Summer | B1 | 10 | 330 | 0 | 78.06 | 66.57 | 8 | 0
2020 | NYISO_J-K_2_PJM_E | NYISO_J-K | PJM_E | Internal | Summer | B2 | 25 | 330 | 0 | 71.98 | 65.98 | 8 | 0
2020 | NYISO_J-K_2_PJM_E | NYISO_J-K | PJM_E | Internal | Summer | B3 | 75 | 330 | 330 | 52.93 | 61.84 | 8 | 0.91
2020 | NYISO_J-K_2_PJM_E | NYISO_J-K | PJM_E | Internal | Summer | B4 | 100 | 330 | 330 | 52.93 | 61.84 | 8 | 0.91
2020 | NYISO_J-K_2_PJM_E | NYISO_J-K | PJM_E | Internal | Summer | B5 | 200 | 330 | 0 | 48.96 | 56.95 | 8 | 0
2020 | NYISO_J-K_2_PJM_E | NYISO_J-K | PJM_E | Internal | Summer | B6 | 300 | 330 | 0 | 42.34 | 50.31 | 8 | 0
2020 | NYISO_J-K_2_PJM_E | NYISO_J-K | PJM_E | Internal | Summer | B7 | 400 | 330 | 0 | 37.64 | 42.38 | 8 | 0
2020 | NYISO_J-K_2_PJM_E | NYISO_J-K | PJM_E | Internal | Summer | B8 | 500 | 330 | 0 | 36.88 | 38.26 | 8 | 0
2020 | NYISO_J-K_2_PJM_E | NYISO_J-K | PJM_E | Internal | Summer | B9 | 800 | 330 | 0 | 36.88 | 37.36 | 8 | 0
2020 | NYISO_J-K_2_PJM_E | NYISO_J-K | PJM_E | Internal | Summer | B10 | 1262 | 330 | 0 | 36.88 | 35.15 | 8 | 0
2020 | NYISO_J-K_2_PJM_E | NYISO_J-K | PJM_E | Internal | Winter | B16 | 25 | 330 | 0 | 49.44 | 55.06 | 8 | 0
2020 | NYISO_J-K_2_PJM_E | NYISO_J-K | PJM_E | Internal | Winter | B17 | 100 | 330 | 0 | 49.44 | 50.25 | 8 | 0
2020 | NYISO_J-K_2_PJM_E | NYISO_J-K | PJM_E | Internal | Winter | B18 | 400 | 330 | 0 | 49.42 | 45.56 | 8 | 0
2020 | NYISO_J-K_2_PJM_E | NYISO_J-K | PJM_E | Internal | Winter | B19 | 700 | 330 | 0 | 48.1 | 42.78 | 8 | 0
2020 | NYISO_J-K_2_PJM_E | NYISO_J-K | PJM_E | Internal | Winter | B20 | 935 | 330 | 0 | 44.29 | 38.28 | 8 | 0
2020 | PJM_E_2_NYISO_G-I | PJM_E | NYISO_G-I | Internal | Shoulder | B11 | 25 | 500 | 0 | 54.36 | 46.35 | 6 | 0
2020 | PJM_E_2_NYISO_G-I | PJM_E | NYISO_G-I | Internal | Shoulder | B12 | 200 | 500 | 0 | 48.49 | 40.49 | 6 | 0
2020 | PJM_E_2_NYISO_G-I | PJM_E | NYISO_G-I | Internal | Shoulder | B13 | 600 | 500 | 0 | 43.02 | 38.62 | 6 | 0
2020 | PJM_E_2_NYISO_G-I | PJM_E | NYISO_G-I | Internal | Shoulder | B14 | 900 | 500 | 0 | 41.51 | 38.32 | 6 | 0
2020 | PJM_E_2_NYISO_G-I | PJM_E | NYISO_G-I | Internal | Shoulder | B15 | 1203 | 500 | 0 | 37.64 | 38.32 | 6 | 0
2020 | PJM_E_2_NYISO_G-I | PJM_E | NYISO_G-I | Internal | Summer | B1 | 10 | 500 | 500 | 66.57 | 78.05 | 6 | 5.48
2020 | PJM_E_2_NYISO_G-I | PJM_E | NYISO_G-I | Internal | Summer | B2 | 25 | 500 | 0 | 65.98 | 71.96 | 6 | 0
2020 | PJM_E_2_NYISO_G-I | PJM_E | NYISO_G-I | Internal | Summer | B3 | 75 | 500 | 0 | 61.84 | 52.92 | 6 | 0
2020 | PJM_E_2_NYISO_G-I | PJM_E | NYISO_G-I | Internal | Summer | B4 | 100 | 500 | 0 | 61.84 | 52.92 | 6 | 0
2020 | PJM_E_2_NYISO_G-I | PJM_E | NYISO_G-I | Internal | Summer | B5 | 200 | 500 | 0 | 56.95 | 48.95 | 6 | 0
2020 | PJM_E_2_NYISO_G-I | PJM_E | NYISO_G-I | Internal | Summer | B6 | 300 | 500 | 0 | 50.31 | 42.33 | 6 | 0
2020 | PJM_E_2_NYISO_G-I | PJM_E | NYISO_G-I | Internal | Summer | B7 | 400 | 500 | 0 | 42.38 | 37.63 | 6 | 0
2020 | PJM_E_2_NYISO_G-I | PJM_E | NYISO_G-I | Internal | Summer | B8 | 500 | 500 | 0 | 38.26 | 36.87 | 6 | 0
2020 | PJM_E_2_NYISO_G-I | PJM_E | NYISO_G-I | Internal | Summer | B9 | 800 | 500 | 0 | 37.36 | 36.87 | 6 | 0
2020 | PJM_E_2_NYISO_G-I | PJM_E | NYISO_G-I | Internal | Summer | B10 | 1262 | 500 | 0 | 35.15 | 36.87 | 6 | 0
2020 | PJM_E_2_NYISO_G-I | PJM_E | NYISO_G-I | Internal | Winter | B16 | 25 | 500 | 0 | 55.06 | 49.42 | 6 | 0
2020 | PJM_E_2_NYISO_G-I | PJM_E | NYISO_G-I | Internal | Winter | B17 | 100 | 500 | 0 | 50.25 | 49.42 | 6 | 0
2020 | PJM_E_2_NYISO_G-I | PJM_E | NYISO_G-I | Internal | Winter | B18 | 400 | 500 | 0 | 45.56 | 49.41 | 6 | 0
2020 | PJM_E_2_NYISO_G-I | PJM_E | NYISO_G-I | Internal | Winter | B19 | 700 | 500 | 0 | 42.78 | 48.09 | 6 | 0
2020 | PJM_E_2_NYISO_G-I | PJM_E | NYISO_G-I | Internal | Winter | B20 | 935 | 500 | 202.85 | 38.28 | 44.28 | 6 | 0
2020 | PJM_E_2_NYISO_J-K | PJM_E | NYISO_J-K | Internal | Shoulder | B11 | 25 | 330 | 0 | 54.36 | 46.36 | 6 | 0
2020 | PJM_E_2_NYISO_J-K | PJM_E | NYISO_J-K | Internal | Shoulder | B12 | 200 | 330 | 0 | 48.49 | 40.5 | 6 | 0
2020 | PJM_E_2_NYISO_J-K | PJM_E | NYISO_J-K | Internal | Shoulder | B13 | 600 | 330 | 0 | 43.02 | 38.63 | 6 | 0
2020 | PJM_E_2_NYISO_J-K | PJM_E | NYISO_J-K | Internal | Shoulder | B14 | 900 | 330 | 0 | 41.51 | 38.33 | 6 | 0
2020 | PJM_E_2_NYISO_J-K | PJM_E | NYISO_J-K | Internal | Shoulder | B15 | 1203 | 330 | 0 | 37.64 | 38.33 | 6 | 0
2020 | PJM_E_2_NYISO_J-K | PJM_E | NYISO_J-K | Internal | Summer | B1 | 10 | 330 | 330 | 66.57 | 78.06 | 6 | 5.49
2020 | PJM_E_2_NYISO_J-K | PJM_E | NYISO_J-K | Internal | Summer | B2 | 25 | 330 | 0.26 | 65.98 | 71.98 | 6 | 0
2020 | PJM_E_2_NYISO_J-K | PJM_E | NYISO_J-K | Internal | Summer | B3 | 75 | 330 | 0 | 61.84 | 52.93 | 6 | 0
2020 | PJM_E_2_NYISO_J-K | PJM_E | NYISO_J-K | Internal | Summer | B4 | 100 | 330 | 0 | 61.84 | 52.93 | 6 | 0
2020 | PJM_E_2_NYISO_J-K | PJM_E | NYISO_J-K | Internal | Summer | B5 | 200 | 330 | 0 | 56.95 | 48.96 | 6 | 0
2020 | PJM_E_2_NYISO_J-K | PJM_E | NYISO_J-K | Internal | Summer | B6 | 300 | 330 | 0 | 50.31 | 42.34 | 6 | 0
2020 | PJM_E_2_NYISO_J-K | PJM_E | NYISO_J-K | Internal | Summer | B7 | 400 | 330 | 0 | 42.38 | 37.64 | 6 | 0
2020 | PJM_E_2_NYISO_J-K | PJM_E | NYISO_J-K | Internal | Summer | B8 | 500 | 330 | 0 | 38.26 | 36.88 | 6 | 0
2020 | PJM_E_2_NYISO_J-K | PJM_E | NYISO_J-K | Internal | Summer | B9 | 800 | 330 | 0 | 37.36 | 36.88 | 6 | 0
2020 | PJM_E_2_NYISO_J-K | PJM_E | NYISO_J-K | Internal | Summer | B10 | 1262 | 330 | 0 | 35.15 | 36.88 | 6 | 0
2020 | PJM_E_2_NYISO_J-K | PJM_E | NYISO_J-K | Internal | Winter | B16 | 25 | 330 | 0 | 55.06 | 49.44 | 6 | 0
2020 | PJM_E_2_NYISO_J-K | PJM_E | NYISO_J-K | Internal | Winter | B17 | 100 | 330 | 0 | 50.25 | 49.44 | 6 | 0
2020 | PJM_E_2_NYISO_J-K | PJM_E | NYISO_J-K | Internal | Winter | B18 | 400 | 330 | 0 | 45.56 | 49.42 | 6 | 0
2020 | PJM_E_2_NYISO_J-K | PJM_E | NYISO_J-K | Internal | Winter | B19 | 700 | 330 | 0 | 42.78 | 48.1 | 6 | 0
2020 | PJM_E_2_NYISO_J-K | PJM_E | NYISO_J-K | Internal | Winter | B20 | 935 | 330 | 330 | 38.28 | 44.29 | 6 | 0.01
2020 | PJM_E_2_PJM_ROM | PJM_E | PJM_ROM | Internal | Shoulder | B11 | 25 | 8000 | 5487.76 | 54.36 | 54.38 | 0.01 | 0
2020 | PJM_E_2_PJM_ROM | PJM_E | PJM_ROM | Internal | Shoulder | B12 | 200 | 8000 | 4722.27 | 48.49 | 48.5 | 0.01 | 0
2020 | PJM_E_2_PJM_ROM | PJM_E | PJM_ROM | Internal | Shoulder | B13 | 600 | 8000 | 3903.66 | 43.02 | 43.03 | 0.01 | 0
2020 | PJM_E_2_PJM_ROM | PJM_E | PJM_ROM | Internal | Shoulder | B14 | 900 | 8000 | 2083.12 | 41.51 | 41.52 | 0.01 | 0
2020 | PJM_E_2_PJM_ROM | PJM_E | PJM_ROM | Internal | Shoulder | B15 | 1203 | 8000 | 403.34 | 37.64 | 37.65 | 0.01 | 0
2020 | PJM_E_2_PJM_ROM | PJM_E | PJM_ROM | Internal | Summer | B1 | 10 | 8000 | 0 | 66.57 | 66.56 | 0.01 | 0
2020 | PJM_E_2_PJM_ROM | PJM_E | PJM_ROM | Internal | Summer | B2 | 25 | 8000 | 0 | 65.98 | 65.96 | 0.01 | 0
2020 | PJM_E_2_PJM_ROM | PJM_E | PJM_ROM | Internal | Summer | B3 | 75 | 8000 | 1440.6 | 61.84 | 61.85 | 0.01 | 0
2020 | PJM_E_2_PJM_ROM | PJM_E | PJM_ROM | Internal | Summer | B4 | 100 | 8000 | 3330.91 | 61.84 | 61.85 | 0.01 | 0
2020 | PJM_E_2_PJM_ROM | PJM_E | PJM_ROM | Internal | Summer | B5 | 200 | 8000 | 659.25 | 56.95 | 56.96 | 0.01 | 0
2020 | PJM_E_2_PJM_ROM | PJM_E | PJM_ROM | Internal | Summer | B6 | 300 | 8000 | 1483.75 | 50.31 | 50.32 | 0.01 | 0
2020 | PJM_E_2_PJM_ROM | PJM_E | PJM_ROM | Internal | Summer | B7 | 400 | 8000 | 2553.46 | 42.38 | 42.39 | 0.01 | 0
2020 | PJM_E_2_PJM_ROM | PJM_E | PJM_ROM | Internal | Summer | B8 | 500 | 8000 | 547.26 | 38.26 | 38.28 | 0.01 | 0
2020 | PJM_E_2_PJM_ROM | PJM_E | PJM_ROM | Internal | Summer | B9 | 800 | 8000 | 0 | 37.36 | 37.35 | 0.01 | 0
2020 | PJM_E_2_PJM_ROM | PJM_E | PJM_ROM | Internal | Summer | B10 | 1262 | 8000 | 0 | 35.15 | 35.13 | 0.01 | 0
2020 | PJM_E_2_PJM_ROM | PJM_E | PJM_ROM | Internal | Winter | B16 | 25 | 8000 | 501.6 | 55.06 | 55.07 | 0.01 | 0
2020 | PJM_E_2_PJM_ROM | PJM_E | PJM_ROM | Internal | Winter | B17 | 100 | 8000 | 833 | 50.25 | 50.26 | 0.01 | 0
2020 | PJM_E_2_PJM_ROM | PJM_E | PJM_ROM | Internal | Winter | B18 | 400 | 8000 | 0 | 45.56 | 45.54 | 0.01 | 0
2020 | PJM_E_2_PJM_ROM | PJM_E | PJM_ROM | Internal | Winter | B19 | 700 | 8000 | 0 | 42.78 | 42.77 | 0.01 | 0
2020 | PJM_E_2_PJM_ROM | PJM_E | PJM_ROM | Internal | Winter | B20 | 935 | 8000 | 0 | 38.28 | 38.27 | 0.01 | 0
2020 | PJM_ROR_2_MISO_IN | PJM_ROR | MISO_IN | Internal | Shoulder | B11 | 25 | 909 | 681.01 | 54.39 | 56.39 | 2 | 0
2020 | PJM_ROR_2_MISO_IN | PJM_ROR | MISO_IN | Internal | Shoulder | B12 | 200 | 909 | 0 | 48.52 | 46.76 | 2 | 0
2020 | PJM_ROR_2_MISO_IN | PJM_ROR | MISO_IN | Internal | Shoulder | B13 | 600 | 909 | 0 | 43.04 | 42.95 | 2 | 0
2020 | PJM_ROR_2_MISO_IN | PJM_ROR | MISO_IN | Internal | Shoulder | B14 | 900 | 909 | 0 | 41.53 | 40.78 | 2 | 0
2020 | PJM_ROR_2_MISO_IN | PJM_ROR | MISO_IN | Internal | Shoulder | B15 | 1203 | 909 | 0 | 37.64 | 38.3 | 2 | 0
2020 | PJM_ROR_2_MISO_IN | PJM_ROR | MISO_IN | Internal | Summer | B1 | 10 | 909 | 0 | 66.55 | 64.55 | 2 | 0
2020 | PJM_ROR_2_MISO_IN | PJM_ROR | MISO_IN | Internal | Summer | B2 | 25 | 909 | 0 | 65.98 | 64 | 2 | 0
2020 | PJM_ROR_2_MISO_IN | PJM_ROR | MISO_IN | Internal | Summer | B3 | 75 | 909 | 0 | 61.86 | 61.97 | 2 | 0
2020 | PJM_ROR_2_MISO_IN | PJM_ROR | MISO_IN | Internal | Summer | B4 | 100 | 909 | 0 | 61.86 | 60.43 | 2 | 0
2020 | PJM_ROR_2_MISO_IN | PJM_ROR | MISO_IN | Internal | Summer | B5 | 200 | 909 | 0 | 56.97 | 58.78 | 2 | 0
2020 | PJM_ROR_2_MISO_IN | PJM_ROR | MISO_IN | Internal | Summer | B6 | 300 | 909 | 0 | 50.33 | 49.4 | 2 | 0
2020 | PJM_ROR_2_MISO_IN | PJM_ROR | MISO_IN | Internal | Summer | B7 | 400 | 909 | 0 | 42.4 | 40.4 | 2 | 0
2020 | PJM_ROR_2_MISO_IN | PJM_ROR | MISO_IN | Internal | Summer | B8 | 500 | 909 | 0 | 38.26 | 38.25 | 2 | 0
2020 | PJM_ROR_2_MISO_IN | PJM_ROR | MISO_IN | Internal | Summer | B9 | 800 | 909 | 0 | 37.34 | 36.85 | 2 | 0
2020 | PJM_ROR_2_MISO_IN | PJM_ROR | MISO_IN | Internal | Summer | B10 | 1262 | 909 | 0 | 35.12 | 36.02 | 2 | 0
2020 | PJM_ROR_2_MISO_IN | PJM_ROR | MISO_IN | Internal | Winter | B16 | 25 | 909 | 0 | 55.09 | 53.11 | 2 | 0
2020 | PJM_ROR_2_MISO_IN | PJM_ROR | MISO_IN | Internal | Winter | B17 | 100 | 909 | 0 | 50.25 | 48.27 | 2 | 0
2020 | PJM_ROR_2_MISO_IN | PJM_ROR | MISO_IN | Internal | Winter | B18 | 400 | 909 | 0 | 45.53 | 43.53 | 2 | 0
2020 | PJM_ROR_2_MISO_IN | PJM_ROR | MISO_IN | Internal | Winter | B19 | 700 | 909 | 0 | 42.76 | 41.42 | 2 | 0
2020 | PJM_ROR_2_MISO_IN | PJM_ROR | MISO_IN | Internal | Winter | B20 | 935 | 909 | 0 | 38.26 | 37.92 | 2 | 0
2020 | PJM_ROR_2_MISO_MI | PJM_ROR | MISO_MI | Internal | Shoulder | B11 | 25 | 1305 | 0 | 54.39 | 53.46 | 2 | 0
2020 | PJM_ROR_2_MISO_MI | PJM_ROR | MISO_MI | Internal | Shoulder | B12 | 200 | 1305 | 0 | 48.52 | 46.75 | 2 | 0
2020 | PJM_ROR_2_MISO_MI | PJM_ROR | MISO_MI | Internal | Shoulder | B13 | 600 | 1305 | 0 | 43.04 | 42.95 | 2 | 0
2020 | PJM_ROR_2_MISO_MI | PJM_ROR | MISO_MI | Internal | Shoulder | B14 | 900 | 1305 | 0 | 41.53 | 40.77 | 2 | 0
2020 | PJM_ROR_2_MISO_MI | PJM_ROR | MISO_MI | Internal | Shoulder | B15 | 1203 | 1305 | 0 | 37.64 | 38.31 | 2 | 0
2020 | PJM_ROR_2_MISO_MI | PJM_ROR | MISO_MI | Internal | Summer | B1 | 10 | 1305 | 0 | 66.55 | 64.54 | 2 | 0
2020 | PJM_ROR_2_MISO_MI | PJM_ROR | MISO_MI | Internal | Summer | B2 | 25 | 1305 | 0 | 65.98 | 63.99 | 2 | 0
2020 | PJM_ROR_2_MISO_MI | PJM_ROR | MISO_MI | Internal | Summer | B3 | 75 | 1305 | 0 | 61.86 | 59.86 | 2 | 0
2020 | PJM_ROR_2_MISO_MI | PJM_ROR | MISO_MI | Internal | Summer | B4 | 100 | 1305 | 0 | 61.86 | 59.86 | 2 | 0
2020 | PJM_ROR_2_MISO_MI | PJM_ROR | MISO_MI | Internal | Summer | B5 | 200 | 1305 | 0 | 56.97 | 58.75 | 2 | 0
2020 | PJM_ROR_2_MISO_MI | PJM_ROR | MISO_MI | Internal | Summer | B6 | 300 | 1305 | 0 | 50.33 | 49.38 | 2 | 0
2020 | PJM_ROR_2_MISO_MI | PJM_ROR | MISO_MI | Internal | Summer | B7 | 400 | 1305 | 0 | 42.4 | 40.41 | 2 | 0
2020 | PJM_ROR_2_MISO_MI | PJM_ROR | MISO_MI | Internal | Summer | B8 | 500 | 1305 | 0 | 38.26 | 38.26 | 2 | 0
2020 | PJM_ROR_2_MISO_MI | PJM_ROR | MISO_MI | Internal | Summer | B9 | 800 | 1305 | 0 | 37.34 | 36.86 | 2 | 0
2020 | PJM_ROR_2_MISO_MI | PJM_ROR | MISO_MI | Internal | Summer | B10 | 1262 | 1305 | 0 | 35.12 | 36.03 | 2 | 0
2020 | PJM_ROR_2_MISO_MI | PJM_ROR | MISO_MI | Internal | Winter | B16 | 25 | 1305 | 0 | 55.09 | 53.09 | 2 | 0
2020 | PJM_ROR_2_MISO_MI | PJM_ROR | MISO_MI | Internal | Winter | B17 | 100 | 1305 | 0 | 50.25 | 48.26 | 2 | 0
2020 | PJM_ROR_2_MISO_MI | PJM_ROR | MISO_MI | Internal | Winter | B18 | 400 | 1305 | 0 | 45.53 | 43.53 | 2 | 0
2020 | PJM_ROR_2_MISO_MI | PJM_ROR | MISO_MI | Internal | Winter | B19 | 700 | 1305 | 0 | 42.76 | 41.43 | 2 | 0
2020 | PJM_ROR_2_MISO_MI | PJM_ROR | MISO_MI | Internal | Winter | B20 | 935 | 1305 | 0 | 38.26 | 37.93 | 2 | 0
2020 | PJM_ROR_2_MISO_MO-IL | PJM_ROR | MISO_MO-IL | Internal | Shoulder | B11 | 25 | 1111 | 1111 | 54.39 | 56.4 | 2 | 0.01
2020 | PJM_ROR_2_MISO_MO-IL | PJM_ROR | MISO_MO-IL | Internal | Shoulder | B12 | 200 | 1111 | 0 | 48.52 | 46.75 | 2 | 0
2020 | PJM_ROR_2_MISO_MO-IL | PJM_ROR | MISO_MO-IL | Internal | Shoulder | B13 | 600 | 1111 | 0 | 43.04 | 42.94 | 2 | 0
2020 | PJM_ROR_2_MISO_MO-IL | PJM_ROR | MISO_MO-IL | Internal | Shoulder | B14 | 900 | 1111 | 0 | 41.53 | 40.79 | 2 | 0
2020 | PJM_ROR_2_MISO_MO-IL | PJM_ROR | MISO_MO-IL | Internal | Shoulder | B15 | 1203 | 1111 | 0 | 37.64 | 38.31 | 2 | 0
2020 | PJM_ROR_2_MISO_MO-IL | PJM_ROR | MISO_MO-IL | Internal | Summer | B1 | 10 | 1111 | 0 | 66.55 | 64.56 | 2 | 0
2020 | PJM_ROR_2_MISO_MO-IL | PJM_ROR | MISO_MO-IL | Internal | Summer | B2 | 25 | 1111 | 0 | 65.98 | 63.99 | 2 | 0
2020 | PJM_ROR_2_MISO_MO-IL | PJM_ROR | MISO_MO-IL | Internal | Summer | B3 | 75 | 1111 | 0 | 61.86 | 61.99 | 2 | 0
2020 | PJM_ROR_2_MISO_MO-IL | PJM_ROR | MISO_MO-IL | Internal | Summer | B4 | 100 | 1111 | 0 | 61.86 | 60.42 | 2 | 0
2020 | PJM_ROR_2_MISO_MO-IL | PJM_ROR | MISO_MO-IL | Internal | Summer | B5 | 200 | 1111 | 0 | 56.97 | 58.79 | 2 | 0
2020 | PJM_ROR_2_MISO_MO-IL | PJM_ROR | MISO_MO-IL | Internal | Summer | B6 | 300 | 1111 | 0 | 50.33 | 49.41 | 2 | 0
2020 | PJM_ROR_2_MISO_MO-IL | PJM_ROR | MISO_MO-IL | Internal | Summer | B7 | 400 | 1111 | 0 | 42.4 | 40.4 | 2 | 0
2020 | PJM_ROR_2_MISO_MO-IL | PJM_ROR | MISO_MO-IL | Internal | Summer | B8 | 500 | 1111 | 0 | 38.26 | 38.25 | 2 | 0
2020 | PJM_ROR_2_MISO_MO-IL | PJM_ROR | MISO_MO-IL | Internal | Summer | B9 | 800 | 1111 | 0 | 37.34 | 36.86 | 2 | 0
2020 | PJM_ROR_2_MISO_MO-IL | PJM_ROR | MISO_MO-IL | Internal | Summer | B10 | 1262 | 1111 | 0 | 35.12 | 36 | 2 | 0
2020 | PJM_ROR_2_MISO_MO-IL | PJM_ROR | MISO_MO-IL | Internal | Winter | B16 | 25 | 1111 | 0 | 55.09 | 53.1 | 2 | 0
2020 | PJM_ROR_2_MISO_MO-IL | PJM_ROR | MISO_MO-IL | Internal | Winter | B17 | 100 | 1111 | 0 | 50.25 | 48.26 | 2 | 0
2020 | PJM_ROR_2_MISO_MO-IL | PJM_ROR | MISO_MO-IL | Internal | Winter | B18 | 400 | 1111 | 0 | 45.53 | 43.53 | 2 | 0
2020 | PJM_ROR_2_MISO_MO-IL | PJM_ROR | MISO_MO-IL | Internal | Winter | B19 | 700 | 1111 | 0 | 42.76 | 41.42 | 2 | 0
2020 | PJM_ROR_2_MISO_MO-IL | PJM_ROR | MISO_MO-IL | Internal | Winter | B20 | 935 | 1111 | 0 | 38.26 | 37.93 | 2 | 0
2020 | PJM_ROR_2_MISO_W | PJM_ROR | MISO_W | Internal | Shoulder | B11 | 25 | 10071 | 2160.29 | 54.39 | 56.39 | 2 | 0
2020 | PJM_ROR_2_MISO_W | PJM_ROR | MISO_W | Internal | Shoulder | B12 | 200 | 10071 | 0 | 48.52 | 46.73 | 2 | 0
2020 | PJM_ROR_2_MISO_W | PJM_ROR | MISO_W | Internal | Shoulder | B13 | 600 | 10071 | 0 | 43.04 | 42.93 | 2 | 0
2020 | PJM_ROR_2_MISO_W | PJM_ROR | MISO_W | Internal | Shoulder | B14 | 900 | 10071 | 0 | 41.53 | 40.81 | 2 | 0
2020 | PJM_ROR_2_MISO_W | PJM_ROR | MISO_W | Internal | Shoulder | B15 | 1203 | 10071 | 0 | 37.64 | 38.32 | 2 | 0
2020 | PJM_ROR_2_MISO_W | PJM_ROR | MISO_W | Internal | Summer | B1 | 10 | 10071 | 0 | 66.55 | 64.55 | 2 | 0
2020 | PJM_ROR_2_MISO_W | PJM_ROR | MISO_W | Internal | Summer | B2 | 25 | 10071 | 0 | 65.98 | 63.98 | 2 | 0
2020 | PJM_ROR_2_MISO_W | PJM_ROR | MISO_W | Internal | Summer | B3 | 75 | 10071 | 0 | 61.86 | 61.97 | 2 | 0
2020 | PJM_ROR_2_MISO_W | PJM_ROR | MISO_W | Internal | Summer | B4 | 100 | 10071 | 0 | 61.86 | 60.41 | 2 | 0
2020 | PJM_ROR_2_MISO_W | PJM_ROR | MISO_W | Internal | Summer | B5 | 200 | 10071 | 0 | 56.97 | 58.78 | 2 | 0
2020 | PJM_ROR_2_MISO_W | PJM_ROR | MISO_W | Internal | Summer | B6 | 300 | 10071 | 0 | 50.33 | 49.4 | 2 | 0
2020 | PJM_ROR_2_MISO_W | PJM_ROR | MISO_W | Internal | Summer | B7 | 400 | 10071 | 0 | 42.4 | 40.4 | 2 | 0
2020 | PJM_ROR_2_MISO_W | PJM_ROR | MISO_W | Internal | Summer | B8 | 500 | 10071 | 0 | 38.26 | 38.24 | 2 | 0
2020 | PJM_ROR_2_MISO_W | PJM_ROR | MISO_W | Internal | Summer | B9 | 800 | 10071 | 0 | 37.34 | 36.87 | 2 | 0
2020 | PJM_ROR_2_MISO_W | PJM_ROR | MISO_W | Internal | Summer | B10 | 1262 | 10071 | 0 | 35.12 | 35.99 | 2 | 0
2020 | PJM_ROR_2_MISO_W | PJM_ROR | MISO_W | Internal | Winter | B16 | 25 | 10071 | 0 | 55.09 | 53.09 | 2 | 0
2020 | PJM_ROR_2_MISO_W | PJM_ROR | MISO_W | Internal | Winter | B17 | 100 | 10071 | 0 | 50.25 | 48.25 | 2 | 0
2020 | PJM_ROR_2_MISO_W | PJM_ROR | MISO_W | Internal | Winter | B18 | 400 | 10071 | 0 | 45.53 | 43.54 | 2 | 0
2020 | PJM_ROR_2_MISO_W | PJM_ROR | MISO_W | Internal | Winter | B19 | 700 | 10071 | 0 | 42.76 | 41.43 | 2 | 0
2020 | PJM_ROR_2_MISO_W | PJM_ROR | MISO_W | Internal | Winter | B20 | 935 | 10071 | 0 | 38.26 | 37.93 | 2 | 0
2020 | PJM_ROR_2_MISO_WUMS | PJM_ROR | MISO_WUMS | Internal | Shoulder | B11 | 25 | 1467 | 288.3 | 54.39 | 56.39 | 2 | 0
2020 | PJM_ROR_2_MISO_WUMS | PJM_ROR | MISO_WUMS | Internal | Shoulder | B12 | 200 | 1467 | 0 | 48.52 | 46.75 | 2 | 0
2020 | PJM_ROR_2_MISO_WUMS | PJM_ROR | MISO_WUMS | Internal | Shoulder | B13 | 600 | 1467 | 0 | 43.04 | 42.94 | 2 | 0
2020 | PJM_ROR_2_MISO_WUMS | PJM_ROR | MISO_WUMS | Internal | Shoulder | B14 | 900 | 1467 | 0 | 41.53 | 40.79 | 2 | 0
2020 | PJM_ROR_2_MISO_WUMS | PJM_ROR | MISO_WUMS | Internal | Shoulder | B15 | 1203 | 1467 | 0 | 37.64 | 38.31 | 2 | 0
2020 | PJM_ROR_2_MISO_WUMS | PJM_ROR | MISO_WUMS | Internal | Summer | B1 | 10 | 1467 | 0 | 66.55 | 64.53 | 2 | 0
2020 | PJM_ROR_2_MISO_WUMS | PJM_ROR | MISO_WUMS | Internal | Summer | B2 | 25 | 1467 | 0 | 65.98 | 63.96 | 2 | 0
2020 | PJM_ROR_2_MISO_WUMS | PJM_ROR | MISO_WUMS | Internal | Summer | B3 | 75 | 1467 | 0 | 61.86 | 61.96 | 2 | 0
2020 | PJM_ROR_2_MISO_WUMS | PJM_ROR | MISO_WUMS | Internal | Summer | B4 | 100 | 1467 | 0 | 61.86 | 60.4 | 2 | 0
2020 | PJM_ROR_2_MISO_WUMS | PJM_ROR | MISO_WUMS | Internal | Summer | B5 | 200 | 1467 | 0 | 56.97 | 58.77 | 2 | 0
2020 | PJM_ROR_2_MISO_WUMS | PJM_ROR | MISO_WUMS | Internal | Summer | B6 | 300 | 1467 | 0 | 50.33 | 49.38 | 2 | 0
2020 | PJM_ROR_2_MISO_WUMS | PJM_ROR | MISO_WUMS | Internal | Summer | B7 | 400 | 1467 | 0 | 42.4 | 40.4 | 2 | 0
2020 | PJM_ROR_2_MISO_WUMS | PJM_ROR | MISO_WUMS | Internal | Summer | B8 | 500 | 1467 | 0 | 38.26 | 38.25 | 2 | 0
2020 | PJM_ROR_2_MISO_WUMS | PJM_ROR | MISO_WUMS | Internal | Summer | B9 | 800 | 1467 | 0 | 37.34 | 36.87 | 2 | 0
2020 | PJM_ROR_2_MISO_WUMS | PJM_ROR | MISO_WUMS | Internal | Summer | B10 | 1262 | 1467 | 0 | 35.12 | 36 | 2 | 0
2020 | PJM_ROR_2_MISO_WUMS | PJM_ROR | MISO_WUMS | Internal | Winter | B16 | 25 | 1467 | 0 | 55.09 | 53.09 | 2 | 0
2020 | PJM_ROR_2_MISO_WUMS | PJM_ROR | MISO_WUMS | Internal | Winter | B17 | 100 | 1467 | 0 | 50.25 | 48.25 | 2 | 0
2020 | PJM_ROR_2_MISO_WUMS | PJM_ROR | MISO_WUMS | Internal | Winter | B18 | 400 | 1467 | 0 | 45.53 | 43.53 | 2 | 0
2020 | PJM_ROR_2_MISO_WUMS | PJM_ROR | MISO_WUMS | Internal | Winter | B19 | 700 | 1467 | 0 | 42.76 | 41.42 | 2 | 0
2020 | PJM_ROR_2_MISO_WUMS | PJM_ROR | MISO_WUMS | Internal | Winter | B20 | 935 | 1467 | 0 | 38.26 | 37.95 | 2 | 0
2020 | PJM_ROR_2_PJM_ROM | PJM_ROR | PJM_ROM | Internal | Shoulder | B11 | 25 | 8000 | 0 | 54.39 | 54.38 | 0.01 | 0
2020 | PJM_ROR_2_PJM_ROM | PJM_ROR | PJM_ROM | Internal | Shoulder | B12 | 200 | 8000 | 0 | 48.52 | 48.5 | 0.01 | 0
2020 | PJM_ROR_2_PJM_ROM | PJM_ROR | PJM_ROM | Internal | Shoulder | B13 | 600 | 8000 | 0 | 43.04 | 43.03 | 0.01 | 0
2020 | PJM_ROR_2_PJM_ROM | PJM_ROR | PJM_ROM | Internal | Shoulder | B14 | 900 | 8000 | 0 | 41.53 | 41.52 | 0.01 | 0
2020 | PJM_ROR_2_PJM_ROM | PJM_ROR | PJM_ROM | Internal | Shoulder | B15 | 1203 | 8000 | 1516.98 | 37.64 | 37.65 | 0.01 | 0
2020 | PJM_ROR_2_PJM_ROM | PJM_ROR | PJM_ROM | Internal | Summer | B1 | 10 | 8000 | 1376.56 | 66.55 | 66.56 | 0.01 | 0
2020 | PJM_ROR_2_PJM_ROM | PJM_ROR | PJM_ROM | Internal | Summer | B2 | 25 | 8000 | 0 | 65.98 | 65.96 | 0.01 | 0
2020 | PJM_ROR_2_PJM_ROM | PJM_ROR | PJM_ROM | Internal | Summer | B3 | 75 | 8000 | 0 | 61.86 | 61.85 | 0.01 | 0
2020 | PJM_ROR_2_PJM_ROM | PJM_ROR | PJM_ROM | Internal | Summer | B4 | 100 | 8000 | 0 | 61.86 | 61.85 | 0.01 | 0
2020 | PJM_ROR_2_PJM_ROM | PJM_ROR | PJM_ROM | Internal | Summer | B5 | 200 | 8000 | 0 | 56.97 | 56.96 | 0.01 | 0
2020 | PJM_ROR_2_PJM_ROM | PJM_ROR | PJM_ROM | Internal | Summer | B6 | 300 | 8000 | 0 | 50.33 | 50.32 | 0.01 | 0
2020 | PJM_ROR_2_PJM_ROM | PJM_ROR | PJM_ROM | Internal | Summer | B7 | 400 | 8000 | 0 | 42.4 | 42.39 | 0.01 | 0
2020 | PJM_ROR_2_PJM_ROM | PJM_ROR | PJM_ROM | Internal | Summer | B8 | 500 | 8000 | 560.81 | 38.26 | 38.28 | 0.01 | 0
2020 | PJM_ROR_2_PJM_ROM | PJM_ROR | PJM_ROM | Internal | Summer | B9 | 800 | 8000 | 2782.9 | 37.34 | 37.35 | 0.01 | 0
2020 | PJM_ROR_2_PJM_ROM | PJM_ROR | PJM_ROM | Internal | Summer | B10 | 1262 | 8000 | 4336.87 | 35.12 | 35.13 | 0.01 | 0
2020 | PJM_ROR_2_PJM_ROM | PJM_ROR | PJM_ROM | Internal | Winter | B16 | 25 | 8000 | 0 | 55.09 | 55.07 | 0.01 | 0
2020 | PJM_ROR_2_PJM_ROM | PJM_ROR | PJM_ROM | Internal | Winter | B17 | 100 | 8000 | 539.25 | 50.25 | 50.26 | 0.01 | 0
2020 | PJM_ROR_2_PJM_ROM | PJM_ROR | PJM_ROM | Internal | Winter | B18 | 400 | 8000 | 3449.88 | 45.53 | 45.54 | 0.01 | 0
2020 | PJM_ROR_2_PJM_ROM | PJM_ROR | PJM_ROM | Internal | Winter | B19 | 700 | 8000 | 4570.57 | 42.76 | 42.77 | 0.01 | 0
2020 | PJM_ROR_2_PJM_ROM | PJM_ROR | PJM_ROM | Internal | Winter | B20 | 935 | 8000 | 4404.16 | 38.26 | 38.27 | 0.01 | 0
2020 | PJM_ROR_2_TVA_Transmission | PJM_ROR | TVA_Transmission | Internal | Shoulder | B11 | 25 | 2500 | 0 | 54.39 | 59.81 | 6 | 0
2020 | PJM_ROR_2_TVA_Transmission | PJM_ROR | TVA_Transmission | Internal | Shoulder | B12 | 200 | 2500 | 0 | 48.52 | 48.17 | 6 | 0
2020 | PJM_ROR_2_TVA_Transmission | PJM_ROR | TVA_Transmission | Internal | Shoulder | B13 | 600 | 2500 | 0 | 43.04 | 45.4 | 6 | 0
2020 | PJM_ROR_2_TVA_Transmission | PJM_ROR | TVA_Transmission | Internal | Shoulder | B14 | 900 | 2500 | 0 | 41.53 | 44.25 | 6 | 0
2020 | PJM_ROR_2_TVA_Transmission | PJM_ROR | TVA_Transmission | Internal | Shoulder | B15 | 1203 | 2500 | 0 | 37.64 | 42.63 | 6 | 0
2020 | PJM_ROR_2_TVA_Transmission | PJM_ROR | TVA_Transmission | Internal | Summer | B1 | 10 | 2500 | 1087.03 | 66.55 | 72.55 | 6 | 0
2020 | PJM_ROR_2_TVA_Transmission | PJM_ROR | TVA_Transmission | Internal | Summer | B2 | 25 | 2500 | 1791.75 | 65.98 | 71.98 | 6 | 0
2020 | PJM_ROR_2_TVA_Transmission | PJM_ROR | TVA_Transmission | Internal | Summer | B3 | 75 | 2500 | 694.22 | 61.86 | 67.86 | 6 | 0
2020 | PJM_ROR_2_TVA_Transmission | PJM_ROR | TVA_Transmission | Internal | Summer | B4 | 100 | 2500 | 0 | 61.86 | 67.78 | 6 | 0
2020 | PJM_ROR_2_TVA_Transmission | PJM_ROR | TVA_Transmission | Internal | Summer | B5 | 200 | 2500 | 0 | 56.97 | 62.17 | 6 | 0
2020 | PJM_ROR_2_TVA_Transmission | PJM_ROR | TVA_Transmission | Internal | Summer | B6 | 300 | 2500 | 0 | 50.33 | 55.29 | 6 | 0
2020 | PJM_ROR_2_TVA_Transmission | PJM_ROR | TVA_Transmission | Internal | Summer | B7 | 400 | 2500 | 0 | 42.4 | 47.08 | 6 | 0
2020 | PJM_ROR_2_TVA_Transmission | PJM_ROR | TVA_Transmission | Internal | Summer | B8 | 500 | 2500 | 0 | 38.26 | 42.44 | 6 | 0
2020 | PJM_ROR_2_TVA_Transmission | PJM_ROR | TVA_Transmission | Internal | Summer | B9 | 800 | 2500 | 0 | 37.34 | 41.8 | 6 | 0
2020 | PJM_ROR_2_TVA_Transmission | PJM_ROR | TVA_Transmission | Internal | Summer | B10 | 1262 | 2500 | 0 | 35.12 | 38.53 | 6 | 0
2020 | PJM_ROR_2_TVA_Transmission | PJM_ROR | TVA_Transmission | Internal | Winter | B16 | 25 | 2500 | 0 | 55.09 | 59.31 | 6 | 0
2020 | PJM_ROR_2_TVA_Transmission | PJM_ROR | TVA_Transmission | Internal | Winter | B17 | 100 | 2500 | 0 | 50.25 | 50.56 | 6 | 0
2020 | PJM_ROR_2_TVA_Transmission | PJM_ROR | TVA_Transmission | Internal | Winter | B18 | 400 | 2500 | 0 | 45.53 | 46.67 | 6 | 0
2020 | PJM_ROR_2_TVA_Transmission | PJM_ROR | TVA_Transmission | Internal | Winter | B19 | 700 | 2500 | 0 | 42.76 | 44.86 | 6 | 0
2020 | PJM_ROR_2_TVA_Transmission | PJM_ROR | TVA_Transmission | Internal | Winter | B20 | 935 | 2500 | 0 | 38.26 | 42.63 | 6 | 0
2020 | PJM_ROR_2_VACAR | PJM_ROR | VACAR | Internal | Shoulder | B11 | 25 | 3865 | 1885.34 | 54.39 | 60.39 | 6 | 0
2020 | PJM_ROR_2_VACAR | PJM_ROR | VACAR | Internal | Shoulder | B12 | 200 | 3865 | 0 | 48.52 | 48.6 | 6 | 0
2020 | PJM_ROR_2_VACAR | PJM_ROR | VACAR | Internal | Shoulder | B13 | 600 | 3865 | 0 | 43.04 | 46.27 | 6 | 0
2020 | PJM_ROR_2_VACAR | PJM_ROR | VACAR | Internal | Shoulder | B14 | 900 | 3865 | 0 | 41.53 | 45.98 | 6 | 0
2020 | PJM_ROR_2_VACAR | PJM_ROR | VACAR | Internal | Shoulder | B15 | 1203 | 3865 | 0 | 37.64 | 42.39 | 6 | 0
2020 | PJM_ROR_2_VACAR | PJM_ROR | VACAR | Internal | Summer | B1 | 10 | 3865 | 3865 | 66.55 | 73.8 | 6 | 1.25
2020 | PJM_ROR_2_VACAR | PJM_ROR | VACAR | Internal | Summer | B2 | 25 | 3865 | 3865 | 65.98 | 73.8 | 6 | 1.83
2020 | PJM_ROR_2_VACAR | PJM_ROR | VACAR | Internal | Summer | B3 | 75 | 3865 | 3865 | 61.86 | 72.49 | 6 | 4.62
2020 | PJM_ROR_2_VACAR | PJM_ROR | VACAR | Internal | Summer | B4 | 100 | 3865 | 2197.13 | 61.86 | 67.86 | 6 | 0
2020 | PJM_ROR_2_VACAR | PJM_ROR | VACAR | Internal | Summer | B5 | 200 | 3865 | 956.34 | 56.97 | 62.97 | 6 | 0
2020 | PJM_ROR_2_VACAR | PJM_ROR | VACAR | Internal | Summer | B6 | 300 | 3865 | 1434.53 | 50.33 | 56.33 | 6 | 0
2020 | PJM_ROR_2_VACAR | PJM_ROR | VACAR | Internal | Summer | B7 | 400 | 3865 | 1559.18 | 42.4 | 48.4 | 6 | 0
2020 | PJM_ROR_2_VACAR | PJM_ROR | VACAR | Internal | Summer | B8 | 500 | 3865 | 337.57 | 38.26 | 44.26 | 6 | 0
2020 | PJM_ROR_2_VACAR | PJM_ROR | VACAR | Internal | Summer | B9 | 800 | 3865 | 0 | 37.34 | 43.31 | 6 | 0
2020 | PJM_ROR_2_VACAR | PJM_ROR | VACAR | Internal | Summer | B10 | 1262 | 3865 | 72.9 | 35.12 | 41.12 | 6 | 0
2020 | PJM_ROR_2_VACAR | PJM_ROR | VACAR | Internal | Winter | B16 | 25 | 3865 | 3865 | 55.09 | 61.38 | 6 | 0.3
2020 | PJM_ROR_2_VACAR | PJM_ROR | VACAR | Internal | Winter | B17 | 100 | 3865 | 0 | 50.25 | 53.33 | 6 | 0
2020 | PJM_ROR_2_VACAR | PJM_ROR | VACAR | Internal | Winter | B18 | 400 | 3865 | 0 | 45.53 | 46.46 | 6 | 0
2020 | PJM_ROR_2_VACAR | PJM_ROR | VACAR | Internal | Winter | B19 | 700 | 3865 | 0 | 42.76 | 46.27 | 6 | 0
2020 | PJM_ROR_2_VACAR | PJM_ROR | VACAR | Internal | Winter | B20 | 935 | 3865 | 1838.11 | 38.26 | 44.26 | 6 | 0
2020 | PJM_ROM_2_NYISO_A-F | PJM_ROM | NYISO_A-F | Internal | Shoulder | B11 | 25 | 2000 | 0 | 54.38 | 39.87 | 6 | 0
2020 | PJM_ROM_2_NYISO_A-F | PJM_ROM | NYISO_A-F | Internal | Shoulder | B12 | 200 | 2000 | 0 | 48.5 | 39.87 | 6 | 0
2020 | PJM_ROM_2_NYISO_A-F | PJM_ROM | NYISO_A-F | Internal | Shoulder | B13 | 600 | 2000 | 0 | 43.03 | 38.31 | 6 | 0
2020 | PJM_ROM_2_NYISO_A-F | PJM_ROM | NYISO_A-F | Internal | Shoulder | B14 | 900 | 2000 | 0 | 41.52 | 38.31 | 6 | 0
2020 | PJM_ROM_2_NYISO_A-F | PJM_ROM | NYISO_A-F | Internal | Shoulder | B15 | 1203 | 2000 | 0 | 37.65 | 38.31 | 6 | 0
2020 | PJM_ROM_2_NYISO_A-F | PJM_ROM | NYISO_A-F | Internal | Summer | B1 | 10 | 2000 | 0 | 66.56 | 51.52 | 6 | 0
2020 | PJM_ROM_2_NYISO_A-F | PJM_ROM | NYISO_A-F | Internal | Summer | B2 | 25 | 2000 | 0 | 65.96 | 51.52 | 6 | 0
2020 | PJM_ROM_2_NYISO_A-F | PJM_ROM | NYISO_A-F | Internal | Summer | B3 | 75 | 2000 | 0 | 61.85 | 51.52 | 6 | 0
2020 | PJM_ROM_2_NYISO_A-F | PJM_ROM | NYISO_A-F | Internal | Summer | B4 | 100 | 2000 | 0 | 61.85 | 46.14 | 6 | 0
2020 | PJM_ROM_2_NYISO_A-F | PJM_ROM | NYISO_A-F | Internal | Summer | B5 | 200 | 2000 | 0 | 56.96 | 43.28 | 6 | 0
2020 | PJM_ROM_2_NYISO_A-F | PJM_ROM | NYISO_A-F | Internal | Summer | B6 | 300 | 2000 | 0 | 50.32 | 42.32 | 6 | 0
2020 | PJM_ROM_2_NYISO_A-F | PJM_ROM | NYISO_A-F | Internal | Summer | B7 | 400 | 2000 | 0 | 42.39 | 37.61 | 6 | 0
2020 | PJM_ROM_2_NYISO_A-F | PJM_ROM | NYISO_A-F | Internal | Summer | B8 | 500 | 2000 | 0 | 38.28 | 36.86 | 6 | 0
2020 | PJM_ROM_2_NYISO_A-F | PJM_ROM | NYISO_A-F | Internal | Summer | B9 | 800 | 2000 | 0 | 37.35 | 36.86 | 6 | 0
2020 | PJM_ROM_2_NYISO_A-F | PJM_ROM | NYISO_A-F | Internal | Summer | B10 | 1262 | 2000 | 0 | 35.13 | 36.86 | 6 | 0
2020 | PJM_ROM_2_NYISO_A-F | PJM_ROM | NYISO_A-F | Internal | Winter | B16 | 25 | 2000 | 0 | 55.07 | 46.19 | 6 | 0
2020 | PJM_ROM_2_NYISO_A-F | PJM_ROM | NYISO_A-F | Internal | Winter | B17 | 100 | 2000 | 0 | 50.26 | 42.26 | 6 | 0
2020 | PJM_ROM_2_NYISO_A-F | PJM_ROM | NYISO_A-F | Internal | Winter | B18 | 400 | 2000 | 0 | 45.54 | 42.26 | 6 | 0
2020 | PJM_ROM_2_NYISO_A-F | PJM_ROM | NYISO_A-F | Internal | Winter | B19 | 700 | 2000 | 0 | 42.77 | 42.26 | 6 | 0
2020 | PJM_ROM_2_NYISO_A-F | PJM_ROM | NYISO_A-F | Internal | Winter | B20 | 935 | 2000 | 0 | 38.27 | 42.26 | 6 | 0
2020 | PJM_ROM_2_PJM_E | PJM_ROM | PJM_E | Internal | Shoulder | B11 | 25 | 8000 | 0 | 54.38 | 54.36 | 0.01 | 0
2020 | PJM_ROM_2_PJM_E | PJM_ROM | PJM_E | Internal | Shoulder | B12 | 200 | 8000 | 0 | 48.5 | 48.49 | 0.01 | 0
2020 | PJM_ROM_2_PJM_E | PJM_ROM | PJM_E | Internal | Shoulder | B13 | 600 | 8000 | 0 | 43.03 | 43.02 | 0.01 | 0
2020 | PJM_ROM_2_PJM_E | PJM_ROM | PJM_E | Internal | Shoulder | B14 | 900 | 8000 | 0 | 41.52 | 41.51 | 0.01 | 0
2020 | PJM_ROM_2_PJM_E | PJM_ROM | PJM_E | Internal | Shoulder | B15 | 1203 | 8000 | 0 | 37.65 | 37.64 | 0.01 | 0
2020 | PJM_ROM_2_PJM_E | PJM_ROM | PJM_E | Internal | Summer | B1 | 10 | 8000 | 2375.31 | 66.56 | 66.57 | 0.01 | 0
2020 | PJM_ROM_2_PJM_E | PJM_ROM | PJM_E | Internal | Summer | B2 | 25 | 8000 | 771.57 | 65.96 | 65.98 | 0.01 | 0
2020 | PJM_ROM_2_PJM_E | PJM_ROM | PJM_E | Internal | Summer | B3 | 75 | 8000 | 0 | 61.85 | 61.84 | 0.01 | 0
2020 | PJM_ROM_2_PJM_E | PJM_ROM | PJM_E | Internal | Summer | B4 | 100 | 8000 | 0 | 61.85 | 61.84 | 0.01 | 0
2020 | PJM_ROM_2_PJM_E | PJM_ROM | PJM_E | Internal | Summer | B5 | 200 | 8000 | 0 | 56.96 | 56.95 | 0.01 | 0
2020 | PJM_ROM_2_PJM_E | PJM_ROM | PJM_E | Internal | Summer | B6 | 300 | 8000 | 0 | 50.32 | 50.31 | 0.01 | 0
2020 | PJM_ROM_2_PJM_E | PJM_ROM | PJM_E | Internal | Summer | B7 | 400 | 8000 | 0 | 42.39 | 42.38 | 0.01 | 0
2020 | PJM_ROM_2_PJM_E | PJM_ROM | PJM_E | Internal | Summer | B8 | 500 | 8000 | 0 | 38.28 | 38.26 | 0.01 | 0
2020 | PJM_ROM_2_PJM_E | PJM_ROM | PJM_E | Internal | Summer | B9 | 800 | 8000 | 1404.13 | 37.35 | 37.36 | 0.01 | 0
2020 | PJM_ROM_2_PJM_E | PJM_ROM | PJM_E | Internal | Summer | B10 | 1262 | 8000 | 1803.71 | 35.13 | 35.15 | 0.01 | 0
2020 | PJM_ROM_2_PJM_E | PJM_ROM | PJM_E | Internal | Winter | B16 | 25 | 8000 | 0 | 55.07 | 55.06 | 0.01 | 0
2020 | PJM_ROM_2_PJM_E | PJM_ROM | PJM_E | Internal | Winter | B17 | 100 | 8000 | 0 | 50.26 | 50.25 | 0.01 | 0
2020 | PJM_ROM_2_PJM_E | PJM_ROM | PJM_E | Internal | Winter | B18 | 400 | 8000 | 2090.57 | 45.54 | 45.56 | 0.01 | 0
2020 | PJM_ROM_2_PJM_E | PJM_ROM | PJM_E | Internal | Winter | B19 | 700 | 8000 | 2081.33 | 42.77 | 42.78 | 0.01 | 0
2020 | PJM_ROM_2_PJM_E | PJM_ROM | PJM_E | Internal | Winter | B20 | 935 | 8000 | 3055.35 | 38.27 | 38.28 | 0.01 | 0
2020 | PJM_ROM_2_PJM_ROR | PJM_ROM | PJM_ROR | Internal | Shoulder | B11 | 25 | 8000 | 5737.82 | 54.38 | 54.39 | 0.01 | 0
2020 | PJM_ROM_2_PJM_ROR | PJM_ROM | PJM_ROR | Internal | Shoulder | B12 | 200 | 8000 | 3858.38 | 48.5 | 48.52 | 0.01 | 0
2020 | PJM_ROM_2_PJM_ROR | PJM_ROM | PJM_ROR | Internal | Shoulder | B13 | 600 | 8000 | 2338.45 | 43.03 | 43.04 | 0.01 | 0
2020 | PJM_ROM_2_PJM_ROR | PJM_ROM | PJM_ROR | Internal | Shoulder | B14 | 900 | 8000 | 122.76 | 41.52 | 41.53 | 0.01 | 0
2020 | PJM_ROM_2_PJM_ROR | PJM_ROM | PJM_ROR | Internal | Shoulder | B15 | 1203 | 8000 | 0 | 37.65 | 37.64 | 0.01 | 0
2020 | PJM_ROM_2_PJM_ROR | PJM_ROM | PJM_ROR | Internal | Summer | B1 | 10 | 8000 | 0 | 66.56 | 66.55 | 0.01 | 0
2020 | PJM_ROM_2_PJM_ROR | PJM_ROM | PJM_ROR | Internal | Summer | B2 | 25 | 8000 | 733.69 | 65.96 | 65.98 | 0.01 | 0
2020 | PJM_ROM_2_PJM_ROR | PJM_ROM | PJM_ROR | Internal | Summer | B3 | 75 | 8000 | 3156.56 | 61.85 | 61.86 | 0.01 | 0
2020 | PJM_ROM_2_PJM_ROR | PJM_ROM | PJM_ROR | Internal | Summer | B4 | 100 | 8000 | 6217.54 | 61.85 | 61.86 | 0.01 | 0
2020 | PJM_ROM_2_PJM_ROR | PJM_ROM | PJM_ROR | Internal | Summer | B5 | 200 | 8000 | 4199.78 | 56.96 | 56.97 | 0.01 | 0
2020 | PJM_ROM_2_PJM_ROR | PJM_ROM | PJM_ROR | Internal | Summer | B6 | 300 | 8000 | 2567.48 | 50.32 | 50.33 | 0.01 | 0
2020 | PJM_ROM_2_PJM_ROR | PJM_ROM | PJM_ROR | Internal | Summer | B7 | 400 | 8000 | 2052.5 | 42.39 | 42.4 | 0.01 | 0
2020 | PJM_ROM_2_PJM_ROR | PJM_ROM | PJM_ROR | Internal | Summer | B8 | 500 | 8000 | 0 | 38.28 | 38.26 | 0.01 | 0
2020 | PJM_ROM_2_PJM_ROR | PJM_ROM | PJM_ROR | Internal | Summer | B9 | 800 | 8000 | 0 | 37.35 | 37.34 | 0.01 | 0
2020 | PJM_ROM_2_PJM_ROR | PJM_ROM | PJM_ROR | Internal | Summer | B10 | 1262 | 8000 | 0 | 35.13 | 35.12 | 0.01 | 0
2020 | PJM_ROM_2_PJM_ROR | PJM_ROM | PJM_ROR | Internal | Winter | B16 | 25 | 8000 | 478.97 | 55.07 | 55.09 | 0.01 | 0
2020 | PJM_ROM_2_PJM_ROR | PJM_ROM | PJM_ROR | Internal | Winter | B17 | 100 | 8000 | 0 | 50.26 | 50.25 | 0.01 | 0
2020 | PJM_ROM_2_PJM_ROR | PJM_ROM | PJM_ROR | Internal | Winter | B18 | 400 | 8000 | 0 | 45.54 | 45.53 | 0.01 | 0
2020 | PJM_ROM_2_PJM_ROR | PJM_ROM | PJM_ROR | Internal | Winter | B19 | 700 | 8000 | 0 | 42.77 | 42.76 | 0.01 | 0
2020 | PJM_ROM_2_PJM_ROR | PJM_ROM | PJM_ROR | Internal | Winter | B20 | 935 | 8000 | 0 | 38.27 | 38.26 | 0.01 | 0
2020 | SOCO_2_FRCC | SOCO | FRCC | Internal | Shoulder | B11 | 25 | 3700 | 2487.68 | 67.66 | 77.66 | 10 | 0
2020 | SOCO_2_FRCC | SOCO | FRCC | Internal | Shoulder | B12 | 200 | 3700 | 734.28 | 44.08 | 54.08 | 10 | 0
2020 | SOCO_2_FRCC | SOCO | FRCC | Internal | Shoulder | B13 | 600 | 3700 | 0 | 43.08 | 49.53 | 10 | 0
2020 | SOCO_2_FRCC | SOCO | FRCC | Internal | Shoulder | B14 | 900 | 3700 | 0 | 43.08 | 49.49 | 10 | 0
2020 | SOCO_2_FRCC | SOCO | FRCC | Internal | Shoulder | B15 | 1203 | 3700 | 0 | 42.57 | 47.5 | 10 | 0
2020 | SOCO_2_FRCC | SOCO | FRCC | Internal | Summer | B1 | 10 | 3700 | 227.89 | 71.71 | 81.71 | 10 | 0
2020 | SOCO_2_FRCC | SOCO | FRCC | Internal | Summer | B2 | 25 | 3700 | 0 | 71.71 | 77.75 | 10 | 0
2020 | SOCO_2_FRCC | SOCO | FRCC | Internal | Summer | B3 | 75 | 3700 | 0 | 70.36 | 77.75 | 10 | 0
2020 | SOCO_2_FRCC | SOCO | FRCC | Internal | Summer | B4 | 100 | 3700 | 0 | 70.36 | 77.75 | 10 | 0
2020 | SOCO_2_FRCC | SOCO | FRCC | Internal | Summer | B5 | 200 | 3700 | 0 | 69.97 | 77.75 | 10 | 0
2020 | SOCO_2_FRCC | SOCO | FRCC | Internal | Summer | B6 | 300 | 3700 | 486.85 | 63.33 | 73.33 | 10 | 0
2020 | SOCO_2_FRCC | SOCO | FRCC | Internal | Summer | B7 | 400 | 3700 | 1544.08 | 55.4 | 65.4 | 10 | 0
2020 | SOCO_2_FRCC | SOCO | FRCC | Internal | Summer | B8 | 500 | 3700 | 1.43 | 44.07 | 54.07 | 10 | 0
2020 | SOCO_2_FRCC | SOCO | FRCC | Internal | Summer | B9 | 800 | 3700 | 0 | 42.76 | 48.76 | 10 | 0
2020 | SOCO_2_FRCC | SOCO | FRCC | Internal | Summer | B10 | 1262 | 3700 | 0 | 41.3 | 46.76 | 10 | 0
2020 | SOCO_2_FRCC | SOCO | FRCC | Internal | Winter | B16 | 25 | 3700 | 1608.38 | 64.75 | 74.75 | 10 | 0
2020 | SOCO_2_FRCC | SOCO | FRCC | Internal | Winter | B17 | 100 | 3700 | 724.49 | 46.79 | 56.79 | 10 | 0
2020 | SOCO_2_FRCC | SOCO | FRCC | Internal | Winter | B18 | 400 | 3700 | 0 | 45.18 | 51.86 | 10 | 0
2020 | SOCO_2_FRCC | SOCO | FRCC | Internal | Winter | B19 | 700 | 3700 | 0 | 45.18 | 51.23 | 10 | 0
2020 | SOCO_2_FRCC | SOCO | FRCC | Internal | Winter | B20 | 935 | 3700 | 0 | 45.18 | 49.73 | 10 | 0
2020 | SPP_N_2_ENT | SPP_N | ENT | Internal | Shoulder | B11 | 25 | 9240 | 0 | 58.46 | 59.7 | 5 | 0
2020 | SPP_N_2_ENT | SPP_N | ENT | Internal | Shoulder | B12 | 200 | 9240 | 0 | 41.75 | 42.38 | 5 | 0
2020 | SPP_N_2_ENT | SPP_N | ENT | Internal | Shoulder | B13 | 600 | 9240 | 0 | 40.62 | 42.38 | 5 | 0
2020 | SPP_N_2_ENT | SPP_N | ENT | Internal | Shoulder | B14 | 900 | 9240 | 0 | 40.53 | 42.38 | 5 | 0
2020 | SPP_N_2_ENT | SPP_N | ENT | Internal | Shoulder | B15 | 1203 | 9240 | 0 | 37.48 | 42.07 | 5 | 0
2020 | SPP_N_2_ENT | SPP_N | ENT | Internal | Summer | B1 | 10 | 9240 | 0 | 65.34 | 64.55 | 5 | 0
2020 | SPP_N_2_ENT | SPP_N | ENT | Internal | Summer | B2 | 25 | 9240 | 0 | 60.82 | 63.98 | 5 | 0
2020 | SPP_N_2_ENT | SPP_N | ENT | Internal | Summer | B3 | 75 | 9240 | 0 | 60.82 | 62.36 | 5 | 0
2020 | SPP_N_2_ENT | SPP_N | ENT | Internal | Summer | B4 | 100 | 9240 | 0 | 60.42 | 62.36 | 5 | 0
2020 | SPP_N_2_ENT | SPP_N | ENT | Internal | Summer | B5 | 200 | 9240 | 0 | 56.89 | 61.88 | 5 | 0
2020 | SPP_N_2_ENT | SPP_N | ENT | Internal | Summer | B6 | 300 | 9240 | 0 | 56.4 | 56.33 | 5 | 0
2020 | SPP_N_2_ENT | SPP_N | ENT | Internal | Summer | B7 | 400 | 9240 | 0 | 43.94 | 47.4 | 5 | 0
2020 | SPP_N_2_ENT | SPP_N | ENT | Internal | Summer | B8 | 500 | 9240 | 0 | 40.23 | 41 | 5 | 0
2020 | SPP_N_2_ENT | SPP_N | ENT | Internal | Summer | B9 | 800 | 9240 | 0 | 39.21 | 41 | 5 | 0
2020 | SPP_N_2_ENT | SPP_N | ENT | Internal | Summer | B10 | 1262 | 9240 | 818.43 | 35.71 | 40.71 | 5 | 0
2020 | SPP_N_2_ENT | SPP_N | ENT | Internal | Winter | B16 | 25 | 9240 | 2457.33 | 48.1 | 53.1 | 5 | 0
2020 | SPP_N_2_ENT | SPP_N | ENT | Internal | Winter | B17 | 100 | 9240 | 0 | 43.26 | 45.1 | 5 | 0
2020 | SPP_N_2_ENT | SPP_N | ENT | Internal | Winter | B18 | 400 | 9240 | 0 | 40.5 | 45.1 | 5 | 0
2020 | SPP_N_2_ENT | SPP_N | ENT | Internal | Winter | B19 | 700 | 9240 | 446.73 | 39.77 | 44.77 | 5 | 0
2020 | SPP_N_2_ENT | SPP_N | ENT | Internal | Winter | B20 | 935 | 9240 | 3093.88 | 38.31 | 43.31 | 5 | 0
2020 | SPP_N_2_MISO_MO-IL | SPP_N | MISO_MO-IL | Internal | Shoulder | B11 | 25 | 2263 | 0 | 58.46 | 56.4 | 5 | 0
2020 | SPP_N_2_MISO_MO-IL | SPP_N | MISO_MO-IL | Internal | Shoulder | B12 | 200 | 2263 | 81.13 | 41.75 | 46.75 | 5 | 0
2020 | SPP_N_2_MISO_MO-IL | SPP_N | MISO_MO-IL | Internal | Shoulder | B13 | 600 | 2263 | 0 | 40.62 | 42.94 | 5 | 0
2020 | SPP_N_2_MISO_MO-IL | SPP_N | MISO_MO-IL | Internal | Shoulder | B14 | 900 | 2263 | 0 | 40.53 | 40.79 | 5 | 0
2020 | SPP_N_2_MISO_MO-IL | SPP_N | MISO_MO-IL | Internal | Shoulder | B15 | 1203 | 2263 | 0 | 37.48 | 38.31 | 5 | 0
2020 | SPP_N_2_MISO_MO-IL | SPP_N | MISO_MO-IL | Internal | Summer | B1 | 10 | 2263 | 0 | 65.34 | 64.56 | 5 | 0
2020 | SPP_N_2_MISO_MO-IL | SPP_N | MISO_MO-IL | Internal | Summer | B2 | 25 | 2263 | 0 | 60.82 | 63.99 | 5 | 0
2020 | SPP_N_2_MISO_MO-IL | SPP_N | MISO_MO-IL | Internal | Summer | B3 | 75 | 2263 | 0 | 60.82 | 61.99 | 5 | 0
2020 | SPP_N_2_MISO_MO-IL | SPP_N | MISO_MO-IL | Internal | Summer | B4 | 100 | 2263 | 0 | 60.42 | 60.42 | 5 | 0
2020 | SPP_N_2_MISO_MO-IL | SPP_N | MISO_MO-IL | Internal | Summer | B5 | 200 | 2263 | 0 | 56.89 | 58.79 | 5 | 0
2020 | SPP_N_2_MISO_MO-IL | SPP_N | MISO_MO-IL | Internal | Summer | B6 | 300 | 2263 | 0 | 56.4 | 49.41 | 5 | 0
2020 | SPP_N_2_MISO_MO-IL | SPP_N | MISO_MO-IL | Internal | Summer | B7 | 400 | 2263 | 0 | 43.94 | 40.4 | 5 | 0
2020 | SPP_N_2_MISO_MO-IL | SPP_N | MISO_MO-IL | Internal | Summer | B8 | 500 | 2263 | 0 | 40.23 | 38.25 | 5 | 0
2020 | SPP_N_2_MISO_MO-IL | SPP_N | MISO_MO-IL | Internal | Summer | B9 | 800 | 2263 | 0 | 39.21 | 36.86 | 5 | 0
2020 | SPP_N_2_MISO_MO-IL | SPP_N | MISO_MO-IL | Internal | Summer | B10 | 1262 | 2263 | 0 | 35.71 | 36 | 5 | 0
2020 | SPP_N_2_MISO_MO-IL | SPP_N | MISO_MO-IL | Internal | Winter | B16 | 25 | 2263 | 513.46 | 48.1 | 53.1 | 5 | 0
2020 | SPP_N_2_MISO_MO-IL | SPP_N | MISO_MO-IL | Internal | Winter | B17 | 100 | 2263 | 218.99 | 43.26 | 48.26 | 5 | 0
2020 | SPP_N_2_MISO_MO-IL | SPP_N | MISO_MO-IL | Internal | Winter | B18 | 400 | 2263 | 0 | 40.5 | 43.53 | 5 | 0
2020 | SPP_N_2_MISO_MO-IL | SPP_N | MISO_MO-IL | Internal | Winter | B19 | 700 | 2263 | 0 | 39.77 | 41.42 | 5 | 0
2020 | SPP_N_2_MISO_MO-IL | SPP_N | MISO_MO-IL | Internal | Winter | B20 | 935 | 2263 | 0 | 38.31 | 37.93 | 5 | 0
2020 | SPP_N_2_MISO_W | SPP_N | MISO_W | Internal | Shoulder | B11 | 25 | 750 | 0 | 58.46 | 56.39 | 5 | 0
2020 | SPP_N_2_MISO_W | SPP_N | MISO_W | Internal | Shoulder | B12 | 200 | 750 | 0 | 41.75 | 46.73 | 5 | 0
2020 | SPP_N_2_MISO_W | SPP_N | MISO_W | Internal | Shoulder | B13 | 600 | 750 | 0 | 40.62 | 42.93 | 5 | 0
2020 | SPP_N_2_MISO_W | SPP_N | MISO_W | Internal | Shoulder | B14 | 900 | 750 | 0 | 40.53 | 40.81 | 5 | 0
2020 | SPP_N_2_MISO_W | SPP_N | MISO_W | Internal | Shoulder | B15 | 1203 | 750 | 0 | 37.48 | 38.32 | 5 | 0
2020 | SPP_N_2_MISO_W | SPP_N | MISO_W | Internal | Summer | B1 | 10 | 750 | 0 | 65.34 | 64.55 | 5 | 0
2020 | SPP_N_2_MISO_W | SPP_N | MISO_W | Internal | Summer | B2 | 25 | 750 | 0 | 60.82 | 63.98 | 5 | 0
2020 | SPP_N_2_MISO_W | SPP_N | MISO_W | Internal | Summer | B3 | 75 | 750 | 0 | 60.82 | 61.97 | 5 | 0
2020 | SPP_N_2_MISO_W | SPP_N | MISO_W | Internal | Summer | B4 | 100 | 750 | 0 | 60.42 | 60.41 | 5 | 0
2020 | SPP_N_2_MISO_W | SPP_N | MISO_W | Internal | Summer | B5 | 200 | 750 | 0 | 56.89 | 58.78 | 5 | 0
2020 | SPP_N_2_MISO_W | SPP_N | MISO_W | Internal | Summer | B6 | 300 | 750 | 0 | 56.4 | 49.4 | 5 | 0
2020 | SPP_N_2_MISO_W | SPP_N | MISO_W | Internal | Summer | B7 | 400 | 750 | 0 | 43.94 | 40.4 | 5 | 0
2020 | SPP_N_2_MISO_W | SPP_N | MISO_W | Internal | Summer | B8 | 500 | 750 | 0 | 40.23 | 38.24 | 5 | 0
2020 | SPP_N_2_MISO_W | SPP_N | MISO_W | Internal | Summer | B9 | 800 | 750 | 0 | 39.21 | 36.87 | 5 | 0
2020 | SPP_N_2_MISO_W | SPP_N | MISO_W | Internal | Summer | B10 | 1262 | 750 | 0 | 35.71 | 35.99 | 5 | 0
2020 | SPP_N_2_MISO_W | SPP_N | MISO_W | Internal | Winter | B16 | 25 | 750 | 0 | 48.1 | 53.09 | 5 | 0
2020 | SPP_N_2_MISO_W | SPP_N | MISO_W | Internal | Winter | B17 | 100 | 750 | 0 | 43.26 | 48.25 | 5 | 0
2020 | SPP_N_2_MISO_W | SPP_N | MISO_W | Internal | Winter | B18 | 400 | 750 | 0 | 40.5 | 43.54 | 5 | 0
2020 | SPP_N_2_MISO_W | SPP_N | MISO_W | Internal | Winter | B19 | 700 | 750 | 0 | 39.77 | 41.43 | 5 | 0
2020 | SPP_N_2_MISO_W | SPP_N | MISO_W | Internal | Winter | B20 | 935 | 750 | 0 | 38.31 | 37.93 | 5 | 0
2020 | SPP_N_2_NE | SPP_N | NE | Internal | Shoulder | B11 | 25 | 11328 | 0 | 58.46 | 58.44 | 0.01 | 0
2020 | SPP_N_2_NE | SPP_N | NE | Internal | Shoulder | B12 | 200 | 11328 | 0 | 41.75 | 41.73 | 0.01 | 0
2020 | SPP_N_2_NE | SPP_N | NE | Internal | Shoulder | B13 | 600 | 11328 | 0 | 40.62 | 40.6 | 0.01 | 0
2020 | SPP_N_2_NE | SPP_N | NE | Internal | Shoulder | B14 | 900 | 11328 | 0 | 40.53 | 40.51 | 0.01 | 0
2020 | SPP_N_2_NE | SPP_N | NE | Internal | Shoulder | B15 | 1203 | 11328 | 0 | 37.48 | 37.47 | 0.01 | 0
2020 | SPP_N_2_NE | SPP_N | NE | Internal | Summer | B1 | 10 | 11328 | 0 | 65.34 | 65.33 | 0.01 | 0
2020 | SPP_N_2_NE | SPP_N | NE | Internal | Summer | B2 | 25 | 11328 | 0 | 60.82 | 60.81 | 0.01 | 0
2020 | SPP_N_2_NE | SPP_N | NE | Internal | Summer | B3 | 75 | 11328 | 0 | 60.82 | 60.81 | 0.01 | 0
2020 | SPP_N_2_NE | SPP_N | NE | Internal | Summer | B4 | 100 | 11328 | 0 | 60.42 | 60.41 | 0.01 | 0
2020 | SPP_N_2_NE | SPP_N | NE | Internal | Summer | B5 | 200 | 11328 | 0 | 56.89 | 56.88 | 0.01 | 0
2020 | SPP_N_2_NE | SPP_N | NE | Internal | Summer | B6 | 300 | 11328 | 0 | 56.4 | 56.38 | 0.01 | 0
2020 | SPP_N_2_NE | SPP_N | NE | Internal | Summer | B7 | 400 | 11328 | 0 | 43.94 | 43.93 | 0.01 | 0
2020 | SPP_N_2_NE | SPP_N | NE | Internal | Summer | B8 | 500 | 11328 | 0 | 40.23 | 40.22 | 0.01 | 0
2020 | SPP_N_2_NE | SPP_N | NE | Internal | Summer | B9 | 800 | 11328 | 0 | 39.21 | 39.2 | 0.01 | 0
2020 | SPP_N_2_NE | SPP_N | NE | Internal | Summer | B10 | 1262 | 11328 | 0 | 35.71 | 35.69 | 0.01 | 0
2020 | SPP_N_2_NE | SPP_N | NE | Internal | Winter | B16 | 25 | 11328 | 0 | 48.1 | 48.09 | 0.01 | 0
2020 | SPP_N_2_NE | SPP_N | NE | Internal | Winter | B17 | 100 | 11328 | 0 | 43.26 | 43.25 | 0.01 | 0
2020 | SPP_N_2_NE | SPP_N | NE | Internal | Winter | B18 | 400 | 11328 | 0 | 40.5 | 40.49 | 0.01 | 0
2020 | SPP_N_2_NE | SPP_N | NE | Internal | Winter | B19 | 700 | 11328 | 0 | 39.77 | 39.76 | 0.01 | 0
2020 | SPP_N_2_NE | SPP_N | NE | Internal | Winter | B20 | 935 | 11328 | 0 | 38.31 | 38.29 | 0.01 | 0
2020 | SPP_N_2_SPP_S | SPP_N | SPP_S | Internal | Shoulder | B11 | 25 | 5571 | 490.21 | 58.46 | 58.47 | 0.01 | 0
2020 | SPP_N_2_SPP_S | SPP_N | SPP_S | Internal | Shoulder | B12 | 200 | 5571 | 2175.16 | 41.75 | 41.76 | 0.01 | 0
2020 | SPP_N_2_SPP_S | SPP_N | SPP_S | Internal | Shoulder | B13 | 600 | 5571 | 2716.76 | 40.62 | 40.63 | 0.01 | 0
2020 | SPP_N_2_SPP_S | SPP_N | SPP_S | Internal | Shoulder | B14 | 900 | 5571 | 3974.37 | 40.53 | 40.54 | 0.01 | 0
2020 | SPP_N_2_SPP_S | SPP_N | SPP_S | Internal | Shoulder | B15 | 1203 | 5571 | 5571 | 37.48 | 38.83 | 0.01 | 1.34
2020 | SPP_N_2_SPP_S | SPP_N | SPP_S | Internal | Summer | B1 | 10 | 5571 | 0 | 65.34 | 59.55 | 0.01 | 0
2020 | SPP_N_2_SPP_S | SPP_N | SPP_S | Internal | Summer | B2 | 25 | 5571 | 0 | 60.82 | 58.98 | 0.01 | 0
2020 | SPP_N_2_SPP_S | SPP_N | SPP_S | Internal | Summer | B3 | 75 | 5571 | 0 | 60.82 | 58.88 | 0.01 | 0
2020 | SPP_N_2_SPP_S | SPP_N | SPP_S | Internal | Summer | B4 | 100 | 5571 | 0 | 60.42 | 58.88 | 0.01 | 0
2020 | SPP_N_2_SPP_S | SPP_N | SPP_S | Internal | Summer | B5 | 200 | 5571 | 0 | 56.89 | 56.88 | 0.01 | 0
2020 | SPP_N_2_SPP_S | SPP_N | SPP_S | Internal | Summer | B6 | 300 | 5571 | 1896.54 | 56.4 | 56.41 | 0.01 | 0
2020 | SPP_N_2_SPP_S | SPP_N | SPP_S | Internal | Summer | B7 | 400 | 5571 | 2805.89 | 43.94 | 43.95 | 0.01 | 0
2020 | SPP_N_2_SPP_S | SPP_N | SPP_S | Internal | Summer | B8 | 500 | 5571 | 4753.92 | 40.23 | 40.25 | 0.01 | 0
2020 | SPP_N_2_SPP_S | SPP_N | SPP_S | Internal | Summer | B9 | 800 | 5571 | 4951.17 | 39.21 | 39.22 | 0.01 | 0
2020 | SPP_N_2_SPP_S | SPP_N | SPP_S | Internal | Summer | B10 | 1262 | 5571 | 5571 | 35.71 | 39.14 | 0.01 | 3.42
2020 | SPP_N_2_SPP_S | SPP_N | SPP_S | Internal | Winter | B16 | 25 | 5571 | 466.35 | 48.1 | 48.11 | 0.01 | 0
2020 | SPP_N_2_SPP_S | SPP_N | SPP_S | Internal | Winter | B17 | 100 | 5571 | 5571 | 43.26 | 43.29 | 0.01 | 0.02
2020 | SPP_N_2_SPP_S | SPP_N | SPP_S | Internal | Winter | B18 | 400 | 5571 | 5571 | 40.5 | 43.29 | 0.01 | 2.78
2020 | SPP_N_2_SPP_S | SPP_N | SPP_S | Internal | Winter | B19 | 700 | 5571 | 5323.35 | 39.77 | 39.79 | 0.01 | 0
2020 | SPP_N_2_SPP_S | SPP_N | SPP_S | Internal | Winter | B20 | 935 | 5571 | 5571 | 38.31 | 38.4 | 0.01 | 0.08
2020 | SPP_S_2_ENT | SPP_S | ENT | Internal | Shoulder | B11 | 25 | 5132 | 0 | 58.47 | 59.7 | 5 | 0
2020 | SPP_S_2_ENT | SPP_S | ENT | Internal | Shoulder | B12 | 200 | 5132 | 0 | 41.76 | 42.38 | 5 | 0
2020 | SPP_S_2_ENT | SPP_S | ENT | Internal | Shoulder | B13 | 600 | 5132 | 0 | 40.63 | 42.38 | 5 | 0
2020 | SPP_S_2_ENT | SPP_S | ENT | Internal | Shoulder | B14 | 900 | 5132 | 0 | 40.54 | 42.38 | 5 | 0
2020 | SPP_S_2_ENT | SPP_S | ENT | Internal | Shoulder | B15 | 1203 | 5132 | 0 | 38.83 | 42.07 | 5 | 0
2020 | SPP_S_2_ENT | SPP_S | ENT | Internal | Summer | B1 | 10 | 5132 | 2358.84 | 59.55 | 64.55 | 5 | 0
2020 | SPP_S_2_ENT | SPP_S | ENT | Internal | Summer | B2 | 25 | 5132 | 405.89 | 58.98 | 63.98 | 5 | 0
2020 | SPP_S_2_ENT | SPP_S | ENT | Internal | Summer | B3 | 75 | 5132 | 0 | 58.88 | 62.36 | 5 | 0
2020 | SPP_S_2_ENT | SPP_S | ENT | Internal | Summer | B4 | 100 | 5132 | 0 | 58.88 | 62.36 | 5 | 0
2020 | SPP_S_2_ENT | SPP_S | ENT | Internal | Summer | B5 | 200 | 5132 | 609.73 | 56.88 | 61.88 | 5 | 0
2020 | SPP_S_2_ENT | SPP_S | ENT | Internal | Summer | B6 | 300 | 5132 | 0 | 56.41 | 56.33 | 5 | 0
2020 | SPP_S_2_ENT | SPP_S | ENT | Internal | Summer | B7 | 400 | 5132 | 0 | 43.95 | 47.4 | 5 | 0
2020 | SPP_S_2_ENT | SPP_S | ENT | Internal | Summer | B8 | 500 | 5132 | 0 | 40.25 | 41 | 5 | 0
2020 | SPP_S_2_ENT | SPP_S | ENT | Internal | Summer | B9 | 800 | 5132 | 0 | 39.22 | 41 | 5 | 0
2020 | SPP_S_2_ENT | SPP_S | ENT | Internal | Summer | B10 | 1262 | 5132 | 0 | 39.14 | 40.71 | 5 | 0
2020 | SPP_S_2_ENT | SPP_S | ENT | Internal | Winter | B16 | 25 | 5132 | 0 | 48.11 | 53.1 | 5 | 0
2020 | SPP_S_2_ENT | SPP_S | ENT | Internal | Winter | B17 | 100 | 5132 | 0 | 43.29 | 45.1 | 5 | 0
2020 | SPP_S_2_ENT | SPP_S | ENT | Internal | Winter | B18 | 400 | 5132 | 0 | 43.29 | 45.1 | 5 | 0
2020 | SPP_S_2_ENT | SPP_S | ENT | Internal | Winter | B19 | 700 | 5132 | 0 | 39.79 | 44.77 | 5 | 0
2020 | SPP_S_2_ENT | SPP_S | ENT | Internal | Winter | B20 | 935 | 5132 | 0 | 38.4 | 43.31 | 5 | 0
2020 | SPP_S_2_SPP_N | SPP_S | SPP_N | Internal | Shoulder | B11 | 25 | 2211 | 0 | 58.47 | 58.46 | 0.01 | 0
2020 | SPP_S_2_SPP_N | SPP_S | SPP_N | Internal | Shoulder | B12 | 200 | 2211 | 0 | 41.76 | 41.75 | 0.01 | 0
2020 | SPP_S_2_SPP_N | SPP_S | SPP_N | Internal | Shoulder | B13 | 600 | 2211 | 0 | 40.63 | 40.62 | 0.01 | 0
2020 | SPP_S_2_SPP_N | SPP_S | SPP_N | Internal | Shoulder | B14 | 900 | 2211 | 0 | 40.54 | 40.53 | 0.01 | 0
2020 | SPP_S_2_SPP_N | SPP_S | SPP_N | Internal | Shoulder | B15 | 1203 | 2211 | 0 | 38.83 | 37.48 | 0.01 | 0
2020 | SPP_S_2_SPP_N | SPP_S | SPP_N | Internal | Summer | B1 | 10 | 2211 | 2211 | 59.55 | 65.34 | 0.01 | 5.78
2020 | SPP_S_2_SPP_N | SPP_S | SPP_N | Internal | Summer | B2 | 25 | 2211 | 2211 | 58.98 | 60.82 | 0.01 | 1.83
2020 | SPP_S_2_SPP_N | SPP_S | SPP_N | Internal | Summer | B3 | 75 | 2211 | 2211 | 58.88 | 60.82 | 0.01 | 1.93
2020 | SPP_S_2_SPP_N | SPP_S | SPP_N | Internal | Summer | B4 | 100 | 2211 | 2211 | 58.88 | 60.42 | 0.01 | 1.53
2020 | SPP_S_2_SPP_N | SPP_S | SPP_N | Internal | Summer | B5 | 200 | 2211 | 2185.27 | 56.88 | 56.89 | 0.01 | 0
2020 | SPP_S_2_SPP_N | SPP_S | SPP_N | Internal | Summer | B6 | 300 | 2211 | 0 | 56.41 | 56.4 | 0.01 | 0
2020 | SPP_S_2_SPP_N | SPP_S | SPP_N | Internal | Summer | B7 | 400 | 2211 | 0 | 43.95 | 43.94 | 0.01 | 0
2020 | SPP_S_2_SPP_N | SPP_S | SPP_N | Internal | Summer | B8 | 500 | 2211 | 0 | 40.25 | 40.23 | 0.01 | 0
2020 | SPP_S_2_SPP_N | SPP_S | SPP_N | Internal | Summer | B9 | 800 | 2211 | 0 | 39.22 | 39.21 | 0.01 | 0
2020 | SPP_S_2_SPP_N | SPP_S | SPP_N | Internal | Summer | B10 | 1262 | 2211 | 0 | 39.14 | 35.71 | 0.01 | 0
2020 | SPP_S_2_SPP_N | SPP_S | SPP_N | Internal | Winter | B16 | 25 | 2211 | 0 | 48.11 | 48.1 | 0.01 | 0
2020 | SPP_S_2_SPP_N | SPP_S | SPP_N | Internal | Winter | B17 | 100 | 2211 | 0 | 43.29 | 43.26 | 0.01 | 0
2020 | SPP_S_2_SPP_N | SPP_S | SPP_N | Internal | Winter | B18 | 400 | 2211 | 0 | 43.29 | 40.5 | 0.01 | 0
2020 | SPP_S_2_SPP_N | SPP_S | SPP_N | Internal | Winter | B19 | 700 | 2211 | 0 | 39.79 | 39.77 | 0.01 | 0
2020 | SPP_S_2_SPP_N | SPP_S | SPP_N | Internal | Winter | B20 | 935 | 2211 | 0 | 38.4 | 38.31 | 0.01 | 0
2020 | TVA_2_ENT | TVA | ENT | Internal | Shoulder | B11 | 25 | 500 | 0 | 58.65 | 59.7 | 9 | 0
2020 | TVA_2_ENT | TVA | ENT | Internal | Shoulder | B12 | 200 | 500 | 0 | 44 | 42.38 | 9 | 0
2020 | TVA_2_ENT | TVA | ENT | Internal | Shoulder | B13 | 600 | 500 | 0 | 42.21 | 42.38 | 9 | 0
2020 | TVA_2_ENT | TVA | ENT | Internal | Shoulder | B14 | 900 | 500 | 0 | 42.21 | 42.38 | 9 | 0
2020 | TVA_2_ENT | TVA | ENT | Internal | Shoulder | B15 | 1203 | 500 | 0 | 42.21 | 42.07 | 9 | 0
2020 | TVA_2_ENT | TVA | ENT | Internal | Summer | B1 | 10 | 500 | 0 | 72.56 | 64.55 | 9 | 0
2020 | TVA_2_ENT | TVA | ENT | Internal | Summer | B2 | 25 | 500 | 0 | 71.99 | 63.98 | 9 | 0
2020 | TVA_2_ENT | TVA | ENT | Internal | Summer | B3 | 75 | 500 | 0 | 67.87 | 62.36 | 9 | 0
2020 | TVA_2_ENT | TVA | ENT | Internal | Summer | B4 | 100 | 500 | 0 | 67.72 | 62.36 | 9 | 0
2020 | TVA_2_ENT | TVA | ENT | Internal | Summer | B5 | 200 | 500 | 0 | 58.17 | 61.88 | 9 | 0
2020 | TVA_2_ENT | TVA | ENT | Internal | Summer | B6 | 300 | 500 | 428.9 | 47.33 | 56.33 | 9 | 0
2020 | TVA_2_ENT | TVA | ENT | Internal | Summer | B7 | 400 | 500 | 0 | 40.88 | 47.4 | 9 | 0
2020 | TVA_2_ENT | TVA | ENT | Internal | Summer | B8 | 500 | 500 | 0 | 40.88 | 41 | 9 | 0
2020 | TVA_2_ENT | TVA | ENT | Internal | Summer | B9 | 800 | 500 | 0 | 40.88 | 41 | 9 | 0
2020 | TVA_2_ENT | TVA | ENT | Internal | Summer | B10 | 1262 | 500 | 0 | 36.63 | 40.71 | 9 | 0
2020 | TVA_2_ENT | TVA | ENT | Internal | Winter | B16 | 25 | 500 | 0 | 58.46 | 53.1 | 9 | 0
2020 | TVA_2_ENT | TVA | ENT | Internal | Winter | B17 | 100 | 500 | 0 | 46.75 | 45.1 | 9 | 0
2020 | TVA_2_ENT | TVA | ENT | Internal | Winter | B18 | 400 | 500 | 0 | 42.06 | 45.1 | 9 | 0
2020 | TVA_2_ENT | TVA | ENT | Internal | Winter | B19 | 700 | 500 | 0 | 42.06 | 44.77 | 9 | 0
2020 | TVA_2_ENT | TVA | ENT | Internal | Winter | B20 | 935 | 500 | 0 | 42.06 | 43.31 | 9 | 0
2020 | TVA_2_NonRTO_Midwest | TVA | NonRTO_Midwest | Internal | Shoulder | B11 | 25 | 100 | 0 | 58.65 | 64.39 | 9 | 0
2020 | TVA_2_NonRTO_Midwest | TVA | NonRTO_Midwest | Internal | Shoulder | B12 | 200 | 100 | 100 | 44 | 54.76 | 9 | 1.76
2020 | TVA_2_NonRTO_Midwest | TVA | NonRTO_Midwest | Internal | Shoulder | B13 | 600 | 100 | 0 | 42.21 | 50.07 | 9 | 0
2020 | TVA_2_NonRTO_Midwest | TVA | NonRTO_Midwest | Internal | Shoulder | B14 | 900 | 100 | 0 | 42.21 | 43.26 | 9 | 0
2020 | TVA_2_NonRTO_Midwest | TVA | NonRTO_Midwest | Internal | Shoulder | B15 | 1203 | 100 | 0 | 42.21 | 35.55 | 9 | 0
2020 | TVA_2_NonRTO_Midwest | TVA | NonRTO_Midwest | Internal | Summer | B1 | 10 | 100 | 0 | 72.56 | 69.15 | 9 | 0
2020 | TVA_2_NonRTO_Midwest | TVA | NonRTO_Midwest | Internal | Summer | B2 | 25 | 100 | 0 | 71.99 | 69.15 | 9 | 0
2020 | TVA_2_NonRTO_Midwest | TVA | NonRTO_Midwest | Internal | Summer | B3 | 75 | 100 | 0 | 67.87 | 69.15 | 9 | 0
2020 | TVA_2_NonRTO_Midwest | TVA | NonRTO_Midwest | Internal | Summer | B4 | 100 | 100 | 0 | 67.72 | 68.43 | 9 | 0
2020 | TVA_2_NonRTO_Midwest | TVA | NonRTO_Midwest | Internal | Summer | B5 | 200 | 100 | 0 | 58.17 | 66.78 | 9 | 0
2020 | TVA_2_NonRTO_Midwest | TVA | NonRTO_Midwest | Internal | Summer | B6 | 300 | 100 | 100 | 47.33 | 57.4 | 9 | 1.07
2020 | TVA_2_NonRTO_Midwest | TVA | NonRTO_Midwest | Internal | Summer | B7 | 400 | 100 | 0 | 40.88 | 43.8 | 9 | 0
2020 | TVA_2_NonRTO_Midwest | TVA | NonRTO_Midwest | Internal | Summer | B8 | 500 | 100 | 0 | 40.88 | 42.79 | 9 | 0
2020 | TVA_2_NonRTO_Midwest | TVA | NonRTO_Midwest | Internal | Summer | B9 | 800 | 100 | 0 | 40.88 | 36.93 | 9 | 0
2020 | TVA_2_NonRTO_Midwest | TVA | NonRTO_Midwest | Internal | Summer | B10 | 1262 | 100 | 0 | 36.63 | 33.6 | 9 | 0
2020 | TVA_2_NonRTO_Midwest | TVA | NonRTO_Midwest | Internal | Winter | B16 | 25 | 100 | 0 | 58.46 | 61.11 | 9 | 0
2020 | TVA_2_NonRTO_Midwest | TVA | NonRTO_Midwest | Internal | Winter | B17 | 100 | 100 | 100 | 46.75 | 56.27 | 9 | 0.52
2020 | TVA_2_NonRTO_Midwest | TVA | NonRTO_Midwest | Internal | Winter | B18 | 400 | 100 | 100 | 42.06 | 51.53 | 9 | 0.47
2020 | TVA_2_NonRTO_Midwest | TVA | NonRTO_Midwest | Internal | Winter | B19 | 700 | 100 | 0 | 42.06 | 43.76 | 9 | 0
2020 | TVA_2_NonRTO_Midwest | TVA | NonRTO_Midwest | Internal | Winter | B20 | 935 | 100 | 0 | 42.06 | 35.62 | 9 | 0
2020 | TVA_2_SOCO | TVA | SOCO | Internal | Shoulder | B11 | 25 | 500 | 500 | 58.65 | 67.66 | 9 | 0.01
2020 | TVA_2_SOCO | TVA | SOCO | Internal | Shoulder | B12 | 200 | 500 | 0 | 44 | 44.08 | 9 | 0
2020 | TVA_2_SOCO | TVA | SOCO | Internal | Shoulder | B13 | 600 | 500 | 0 | 42.21 | 43.08 | 9 | 0
2020 | TVA_2_SOCO | TVA | SOCO | Internal | Shoulder | B14 | 900 | 500 | 0 | 42.21 | 43.08 | 9 | 0
2020 | TVA_2_SOCO | TVA | SOCO | Internal | Shoulder | B15 | 1203 | 500 | 0 | 42.21 | 42.57 | 9 | 0
2020 | TVA_2_SOCO | TVA | SOCO | Internal | Summer | B1 | 10 | 500 | 0 | 72.56 | 71.71 | 9 | 0
2020 | TVA_2_SOCO | TVA | SOCO | Internal | Summer | B2 | 25 | 500 | 0 | 71.99 | 71.71 | 9 | 0
2020 | TVA_2_SOCO | TVA | SOCO | Internal | Summer | B3 | 75 | 500 | 0 | 67.87 | 70.36 | 9 | 0
2020 | TVA_2_SOCO | TVA | SOCO | Internal | Summer | B4 | 100 | 500 | 0 | 67.72 | 70.36 | 9 | 0
2020 | TVA_2_SOCO | TVA | SOCO | Internal | Summer | B5 | 200 | 500 | 500 | 58.17 | 69.97 | 9 | 2.8
2020 | TVA_2_SOCO | TVA | SOCO | Internal | Summer | B6 | 300 | 500 | 500 | 47.33 | 63.33 | 9 | 7
2020 | TVA_2_SOCO | TVA | SOCO | Internal | Summer | B7 | 400 | 500 | 500 | 40.88 | 55.4 | 9 | 5.52
2020 | TVA_2_SOCO | TVA | SOCO | Internal | Summer | B8 | 500 | 500 | 0 | 40.88 | 44.07 | 9 | 0
2020 | TVA_2_SOCO | TVA | SOCO | Internal | Summer | B9 | 800 | 500 | 0 | 40.88 | 42.76 | 9 | 0
2020 | TVA_2_SOCO | TVA | SOCO | Internal | Summer | B10 | 1262 | 500 | 0 | 36.63 | 41.3 | 9 | 0
2020 | TVA_2_SOCO | TVA | SOCO | Internal | Winter | B16 | 25 | 500 | 0 | 58.46 | 64.75 | 9 | 0
2020 | TVA_2_SOCO | TVA | SOCO | Internal | Winter | B17 | 100 | 500 | 0 | 46.75 | 46.79 | 9 | 0
2020 | TVA_2_SOCO | TVA | SOCO | Internal | Winter | B18 | 400 | 500 | 0 | 42.06 | 45.18 | 9 | 0
2020 | TVA_2_SOCO | TVA | SOCO | Internal | Winter | B19 | 700 | 500 | 0 | 42.06 | 45.18 | 9 | 0
2020 | TVA_2_SOCO | TVA | SOCO | Internal | Winter | B20 | 935 | 500 | 0 | 42.06 | 45.18 | 9 | 0
2020 | TVA_2_VACAR | TVA | VACAR | Internal | Shoulder | B11 | 25 | 150 | 0 | 58.65 | 60.39 | 9 | 0
2020 | TVA_2_VACAR | TVA | VACAR | Internal | Shoulder | B12 | 200 | 150 | 0 | 44 | 48.6 | 9 | 0
2020 | TVA_2_VACAR | TVA | VACAR | Internal | Shoulder | B13 | 600 | 150 | 0 | 42.21 | 46.27 | 9 | 0
2020 | TVA_2_VACAR | TVA | VACAR | Internal | Shoulder | B14 | 900 | 150 | 0 | 42.21 | 45.98 | 9 | 0
2020 | TVA_2_VACAR | TVA | VACAR | Internal | Shoulder | B15 | 1203 | 150 | 0 | 42.21 | 42.39 | 9 | 0
2020 | TVA_2_VACAR | TVA | VACAR | Internal | Summer | B1 | 10 | 150 | 0 | 72.56 | 73.8 | 9 | 0
2020 | TVA_2_VACAR | TVA | VACAR | Internal | Summer | B2 | 25 | 150 | 0 | 71.99 | 73.8 | 9 | 0
2020 | TVA_2_VACAR | TVA | VACAR | Internal | Summer | B3 | 75 | 150 | 0 | 67.87 | 72.49 | 9 | 0
2020 | TVA_2_VACAR | TVA | VACAR | Internal | Summer | B4 | 100 | 150 | 0 | 67.72 | 67.86 | 9 | 0
2020 | TVA_2_VACAR | TVA | VACAR | Internal | Summer | B5 | 200 | 150 | 0 | 58.17 | 62.97 | 9 | 0
2020 | TVA_2_VACAR | TVA | VACAR | Internal | Summer | B6 | 300 | 150 | 118.3 | 47.33 | 56.33 | 9 | 0
2020 | TVA_2_VACAR | TVA | VACAR | Internal | Summer | B7 | 400 | 150 | 0 | 40.88 | 48.4 | 9 | 0
2020 | TVA_2_VACAR | TVA | VACAR | Internal | Summer | B8 | 500 | 150 | 0 | 40.88 | 44.26 | 9 | 0
2020 | TVA_2_VACAR | TVA | VACAR | Internal | Summer | B9 | 800 | 150 | 0 | 40.88 | 43.31 | 9 | 0
2020 | TVA_2_VACAR | TVA | VACAR | Internal | Summer | B10 | 1262 | 150 | 0 | 36.63 | 41.12 | 9 | 0
2020 | TVA_2_VACAR | TVA | VACAR | Internal | Winter | B16 | 25 | 150 | 0 | 58.46 | 61.38 | 9 | 0
2020 | TVA_2_VACAR | TVA | VACAR | Internal | Winter | B17 | 100 | 150 | 0 | 46.75 | 53.33 | 9 | 0
2020 | TVA_2_VACAR | TVA | VACAR | Internal | Winter | B18 | 400 | 150 | 0 | 42.06 | 46.46 | 9 | 0
2020 | TVA_2_VACAR | TVA | VACAR | Internal | Winter | B19 | 700 | 150 | 0 | 42.06 | 46.27 | 9 | 0
2020 | TVA_2_VACAR | TVA | VACAR | Internal | Winter | B20 | 935 | 150 | 0 | 42.06 | 44.26 | 9 | 0
2020 | TVA_Transmission_2_NonRTO_Midwest | TVA_Transmission | NonRTO_Midwest | Internal | Shoulder | B11 | 25 | 700 | 0 | 59.81 | 64.39 | 9 | 0
2020 | TVA_Transmission_2_NonRTO_Midwest | TVA_Transmission | NonRTO_Midwest | Internal | Shoulder | B12 | 200 | 700 | 0 | 48.17 | 54.76 | 9 | 0
2020 | TVA_Transmission_2_NonRTO_Midwest | TVA_Transmission | NonRTO_Midwest | Internal | Shoulder | B13 | 600 | 700 | 0 | 45.4 | 50.07 | 9 | 0
2020 | TVA_Transmission_2_NonRTO_Midwest | TVA_Transmission | NonRTO_Midwest | Internal | Shoulder | B14 | 900 | 700 | 0 | 44.25 | 43.26 | 9 | 0
2020 | TVA_Transmission_2_NonRTO_Midwest | TVA_Transmission | NonRTO_Midwest | Internal | Shoulder | B15 | 1203 | 700 | 0 | 42.63 | 35.55 | 9 | 0
2020 | TVA_Transmission_2_NonRTO_Midwest | TVA_Transmission | NonRTO_Midwest | Internal | Summer | B1 | 10 | 700 | 0 | 72.55 | 69.15 | 9 | 0
2020 | TVA_Transmission_2_NonRTO_Midwest | TVA_Transmission | NonRTO_Midwest | Internal | Summer | B2 | 25 | 700 | 0 | 71.98 | 69.15 | 9 | 0
2020 | TVA_Transmission_2_NonRTO_Midwest | TVA_Transmission | NonRTO_Midwest | Internal | Summer | B3 | 75 | 700 | 0 | 67.86 | 69.15 | 9 | 0
2020 | TVA_Transmission_2_NonRTO_Midwest | TVA_Transmission | NonRTO_Midwest | Internal | Summer | B4 | 100 | 700 | 0 | 67.78 | 68.43 | 9 | 0
2020 | TVA_Transmission_2_NonRTO_Midwest | TVA_Transmission | NonRTO_Midwest | Internal | Summer | B5 | 200 | 700 | 0 | 62.17 | 66.78 | 9 | 0
2020 | TVA_Transmission_2_NonRTO_Midwest | TVA_Transmission | NonRTO_Midwest | Internal | Summer | B6 | 300 | 700 | 0 | 55.29 | 57.4 | 9 | 0
2020 | TVA_Transmission_2_NonRTO_Midwest | TVA_Transmission | NonRTO_Midwest | Internal | Summer | B7 | 400 | 700 | 0 | 47.08 | 43.8 | 9 | 0
2020 | TVA_Transmission_2_NonRTO_Midwest | TVA_Transmission | NonRTO_Midwest | Internal | Summer | B8 | 500 | 700 | 0 | 42.44 | 42.79 | 9 | 0
2020 | TVA_Transmission_2_NonRTO_Midwest | TVA_Transmission | NonRTO_Midwest | Internal | Summer | B9 | 800 | 700 | 0 | 41.8 | 36.93 | 9 | 0
2020 | TVA_Transmission_2_NonRTO_Midwest | TVA_Transmission | NonRTO_Midwest | Internal | Summer | B10 | 1262 | 700 | 0 | 38.53 | 33.6 | 9 | 0
2020 | TVA_Transmission_2_NonRTO_Midwest | TVA_Transmission | NonRTO_Midwest | Internal | Winter | B16 | 25 | 700 | 0 | 59.31 | 61.11 | 9 | 0
2020 | TVA_Transmission_2_NonRTO_Midwest | TVA_Transmission | NonRTO_Midwest | Internal | Winter | B17 | 100 | 700 | 0 | 50.56 | 56.27 | 9 | 0
2020 | TVA_Transmission_2_NonRTO_Midwest | TVA_Transmission | NonRTO_Midwest | Internal | Winter | B18 | 400 | 700 | 0 | 46.67 | 51.53 | 9 | 0
2020 | TVA_Transmission_2_NonRTO_Midwest | TVA_Transmission | NonRTO_Midwest | Internal | Winter | B19 | 700 | 700 | 0 | 44.86 | 43.76 | 9 | 0
2020 | TVA_Transmission_2_NonRTO_Midwest | TVA_Transmission | NonRTO_Midwest | Internal | Winter | B20 | 935 | 700 | 0 | 42.63 | 35.62 | 9 | 0
2020 | TVA_Transmission_2_SOCO | TVA_Transmission | SOCO | Internal | Shoulder | B11 | 25 | 3200 | 0 | 59.81 | 67.66 | 9 | 0
2020 | TVA_Transmission_2_SOCO | TVA_Transmission | SOCO | Internal | Shoulder | B12 | 200 | 3200 | 0 | 48.17 | 44.08 | 9 | 0
2020 | TVA_Transmission_2_SOCO | TVA_Transmission | SOCO | Internal | Shoulder | B13 | 600 | 3200 | 0 | 45.4 | 43.08 | 9 | 0
2020 | TVA_Transmission_2_SOCO | TVA_Transmission | SOCO | Internal | Shoulder | B14 | 900 | 3200 | 0 | 44.25 | 43.08 | 9 | 0
2020 | TVA_Transmission_2_SOCO | TVA_Transmission | SOCO | Internal | Shoulder | B15 | 1203 | 3200 | 0 | 42.63 | 42.57 | 9 | 0
2020 | TVA_Transmission_2_SOCO | TVA_Transmission | SOCO | Internal | Summer | B1 | 10 | 3200 | 0 | 72.55 | 71.71 | 9 | 0
2020 | TVA_Transmission_2_SOCO | TVA_Transmission | SOCO | Internal | Summer | B2 | 25 | 3200 | 0 | 71.98 | 71.71 | 9 | 0
2020 | TVA_Transmission_2_SOCO | TVA_Transmission | SOCO | Internal | Summer | B3 | 75 | 3200 | 0 | 67.86 | 70.36 | 9 | 0
2020 | TVA_Transmission_2_SOCO | TVA_Transmission | SOCO | Internal | Summer | B4 | 100 | 3200 | 0 | 67.78 | 70.36 | 9 | 0
2020 | TVA_Transmission_2_SOCO | TVA_Transmission | SOCO | Internal | Summer | B5 | 200 | 3200 | 0 | 62.17 | 69.97 | 9 | 0
2020 | TVA_Transmission_2_SOCO | TVA_Transmission | SOCO | Internal | Summer | B6 | 300 | 3200 | 0 | 55.29 | 63.33 | 9 | 0
2020 | TVA_Transmission_2_SOCO | TVA_Transmission | SOCO | Internal | Summer | B7 | 400 | 3200 | 0 | 47.08 | 55.4 | 9 | 0
2020 | TVA_Transmission_2_SOCO | TVA_Transmission | SOCO | Internal | Summer | B8 | 500 | 3200 | 0 | 42.44 | 44.07 | 9 | 0
2020 | TVA_Transmission_2_SOCO | TVA_Transmission | SOCO | Internal | Summer | B9 | 800 | 3200 | 0 | 41.8 | 42.76 | 9 | 0
2020 | TVA_Transmission_2_SOCO | TVA_Transmission | SOCO | Internal | Summer | B10 | 1262 | 3200 | 0 | 38.53 | 41.3 | 9 | 0
2020 | TVA_Transmission_2_SOCO | TVA_Transmission | SOCO | Internal | Winter | B16 | 25 | 3200 | 0 | 59.31 | 64.75 | 9 | 0
2020 | TVA_Transmission_2_SOCO | TVA_Transmission | SOCO | Internal | Winter | B17 | 100 | 3200 | 0 | 50.56 | 46.79 | 9 | 0
2020 | TVA_Transmission_2_SOCO | TVA_Transmission | SOCO | Internal | Winter | B18 | 400 | 3200 | 0 | 46.67 | 45.18 | 9 | 0
2020 | TVA_Transmission_2_SOCO | TVA_Transmission | SOCO | Internal | Winter | B19 | 700 | 3200 | 0 | 44.86 | 45.18 | 9 | 0
2020 | TVA_Transmission_2_SOCO | TVA_Transmission | SOCO | Internal | Winter | B20 | 935 | 3200 | 0 | 42.63 | 45.18 | 9 | 0
2020 | TVA_Transmission_2_TVA | TVA_Transmission | TVA | Internal | Shoulder | B11 | 25 | 99999 | 0 | 59.81 | 58.65 | 0.01 | 0
2020 | TVA_Transmission_2_TVA | TVA_Transmission | TVA | Internal | Shoulder | B12 | 200 | 99999 | 0 | 48.17 | 44 | 0.01 | 0
2020 | TVA_Transmission_2_TVA | TVA_Transmission | TVA | Internal | Shoulder | B13 | 600 | 99999 | 0 | 45.4 | 42.21 | 0.01 | 0
2020 | TVA_Transmission_2_TVA | TVA_Transmission | TVA | Internal | Shoulder | B14 | 900 | 99999 | 0 | 44.25 | 42.21 | 0.01 | 0
2020 | TVA_Transmission_2_TVA | TVA_Transmission | TVA | Internal | Shoulder | B15 | 1203 | 99999 | 0 | 42.63 | 42.21 | 0.01 | 0
2020 | TVA_Transmission_2_TVA | TVA_Transmission | TVA | Internal | Summer | B1 | 10 | 99999 | 3100.76 | 72.55 | 72.56 | 0.01 | 0
2020 | TVA_Transmission_2_TVA | TVA_Transmission | TVA | Internal | Summer | B2 | 25 | 99999 | 2288.68 | 71.98 | 71.99 | 0.01 | 0
2020 | TVA_Transmission_2_TVA | TVA_Transmission | TVA | Internal | Summer | B3 | 75 | 99999 | 694.22 | 67.86 | 67.87 | 0.01 | 0
2020 | TVA_Transmission_2_TVA | TVA_Transmission | TVA | Internal | Summer | B4 | 100 | 99999 | 0 | 67.78 | 67.72 | 0.01 | 0
2020 | TVA_Transmission_2_TVA | TVA_Transmission | TVA | Internal | Summer | B5 | 200 | 99999 | 0 | 62.17 | 58.17 | 0.01 | 0
2020 | TVA_Transmission_2_TVA | TVA_Transmission | TVA | Internal | Summer | B6 | 300 | 99999 | 0 | 55.29 | 47.33 | 0.01 | 0
2020 | TVA_Transmission_2_TVA | TVA_Transmission | TVA | Internal | Summer | B7 | 400 | 99999 | 0 | 47.08 | 40.88 | 0.01 | 0
2020 | TVA_Transmission_2_TVA | TVA_Transmission | TVA | Internal | Summer | B8 | 500 | 99999 | 0 | 42.44 | 40.88 | 0.01 | 0
2020 | TVA_Transmission_2_TVA | TVA_Transmission | TVA | Internal | Summer | B9 | 800 | 99999 | 0 | 41.8 | 40.88 | 0.01 | 0
2020 | TVA_Transmission_2_TVA | TVA_Transmission | TVA | Internal | Summer | B10 | 1262 | 99999 | 0 | 38.53 | 36.63 | 0.01 | 0
2020 | TVA_Transmission_2_TVA | TVA_Transmission | TVA | Internal | Winter | B16 | 25 | 99999 | 0 | 59.31 | 58.46 | 0.01 | 0
2020 | TVA_Transmission_2_TVA | TVA_Transmission | TVA | Internal | Winter | B17 | 100 | 99999 | 0 | 50.56 | 46.75 | 0.01 | 0
2020 | TVA_Transmission_2_TVA | TVA_Transmission | TVA | Internal | Winter | B18 | 400 | 99999 | 0 | 46.67 | 42.06 | 0.01 | 0
2020 | TVA_Transmission_2_TVA | TVA_Transmission | TVA | Internal | Winter | B19 | 700 | 99999 | 0 | 44.86 | 42.06 | 0.01 | 0
2020 | TVA_Transmission_2_TVA | TVA_Transmission | TVA | Internal | Winter | B20 | 935 | 99999 | 0 | 42.63 | 42.06 | 0.01 | 0
2020 | TVA_Transmission_2_VACAR | TVA_Transmission | VACAR | Internal | Shoulder | B11 | 25 | 900 | 0 | 59.81 | 60.39 | 9 | 0
2020 | TVA_Transmission_2_VACAR | TVA_Transmission | VACAR | Internal | Shoulder | B12 | 200 | 900 | 0 | 48.17 | 48.6 | 9 | 0
2020 | TVA_Transmission_2_VACAR | TVA_Transmission | VACAR | Internal | Shoulder | B13 | 600 | 900 | 0 | 45.4 | 46.27 | 9 | 0
2020 | TVA_Transmission_2_VACAR | TVA_Transmission | VACAR | Internal | Shoulder | B14 | 900 | 900 | 0 | 44.25 | 45.98 | 9 | 0
2020 | TVA_Transmission_2_VACAR | TVA_Transmission | VACAR | Internal | Shoulder | B15 | 1203 | 900 | 0 | 42.63 | 42.39 | 9 | 0
2020 | TVA_Transmission_2_VACAR | TVA_Transmission | VACAR | Internal | Summer | B1 | 10 | 900 | 0 | 72.55 | 73.8 | 9 | 0
2020 | TVA_Transmission_2_VACAR | TVA_Transmission | VACAR | Internal | Summer | B2 | 25 | 900 | 0 | 71.98 | 73.8 | 9 | 0
2020 | TVA_Transmission_2_VACAR | TVA_Transmission | VACAR | Internal | Summer | B3 | 75 | 900 | 0 | 67.86 | 72.49 | 9 | 0
2020 | TVA_Transmission_2_VACAR | TVA_Transmission | VACAR | Internal | Summer | B4 | 100 | 900 | 0 | 67.78 | 67.86 | 9 | 0
2020 | TVA_Transmission_2_VACAR | TVA_Transmission | VACAR | Internal | Summer | B5 | 200 | 900 | 0 | 62.17 | 62.97 | 9 | 0
2020 | TVA_Transmission_2_VACAR | TVA_Transmission | VACAR | Internal | Summer | B6 | 300 | 900 | 0 | 55.29 | 56.33 | 9 | 0
2020 | TVA_Transmission_2_VACAR | TVA_Transmission | VACAR | Internal | Summer | B7 | 400 | 900 | 0 | 47.08 | 48.4 | 9 | 0
2020 | TVA_Transmission_2_VACAR | TVA_Transmission | VACAR | Internal | Summer | B8 | 500 | 900 | 0 | 42.44 | 44.26 | 9 | 0
2020 | TVA_Transmission_2_VACAR | TVA_Transmission | VACAR | Internal | Summer | B9 | 800 | 900 | 0 | 41.8 | 43.31 | 9 | 0
2020 | TVA_Transmission_2_VACAR | TVA_Transmission | VACAR | Internal | Summer | B10 | 1262 | 900 | 0 | 38.53 | 41.12 | 9 | 0
2020 | TVA_Transmission_2_VACAR | TVA_Transmission | VACAR | Internal | Winter | B16 | 25 | 900 | 0 | 59.31 | 61.38 | 9 | 0
2020 | TVA_Transmission_2_VACAR | TVA_Transmission | VACAR | Internal | Winter | B17 | 100 | 900 | 0 | 50.56 | 53.33 | 9 | 0
2020 | TVA_Transmission_2_VACAR | TVA_Transmission | VACAR | Internal | Winter | B18 | 400 | 900 | 0 | 46.67 | 46.46 | 9 | 0
2020 | TVA_Transmission_2_VACAR | TVA_Transmission | VACAR | Internal | Winter | B19 | 700 | 900 | 0 | 44.86 | 46.27 | 9 | 0
2020 | TVA_Transmission_2_VACAR | TVA_Transmission | VACAR | Internal | Winter | B20 | 935 | 900 | 0 | 42.63 | 44.26 | 9 | 0
2020 | VACAR_2_SOCO | VACAR | SOCO | Internal | Shoulder | B11 | 25 | 3000 | 3000 | 60.39 | 67.66 | 7 | 0.27
2020 | VACAR_2_SOCO | VACAR | SOCO | Internal | Shoulder | B12 | 200 | 3000 | 0 | 48.6 | 44.08 | 7 | 0
2020 | VACAR_2_SOCO | VACAR | SOCO | Internal | Shoulder | B13 | 600 | 3000 | 0 | 46.27 | 43.08 | 7 | 0
2020 | VACAR_2_SOCO | VACAR | SOCO | Internal | Shoulder | B14 | 900 | 3000 | 0 | 45.98 | 43.08 | 7 | 0
2020 | VACAR_2_SOCO | VACAR | SOCO | Internal | Shoulder | B15 | 1203 | 3000 | 0 | 42.39 | 42.57 | 7 | 0
2020 | VACAR_2_SOCO | VACAR | SOCO | Internal | Summer | B1 | 10 | 3000 | 0 | 73.8 | 71.71 | 7 | 0
2020 | VACAR_2_SOCO | VACAR | SOCO | Internal | Summer | B2 | 25 | 3000 | 0 | 73.8 | 71.71 | 7 | 0
2020 | VACAR_2_SOCO | VACAR | SOCO | Internal | Summer | B3 | 75 | 3000 | 0 | 72.49 | 70.36 | 7 | 0
2020 | VACAR_2_SOCO | VACAR | SOCO | Internal | Summer | B4 | 100 | 3000 | 0 | 67.86 | 70.36 | 7 | 0
2020 | VACAR_2_SOCO | VACAR | SOCO | Internal | Summer | B5 | 200 | 3000 | 367.53 | 62.97 | 69.97 | 7 | 0
2020 | VACAR_2_SOCO | VACAR | SOCO | Internal | Summer | B6 | 300 | 3000 | 569.95 | 56.33 | 63.33 | 7 | 0
2020 | VACAR_2_SOCO | VACAR | SOCO | Internal | Summer | B7 | 400 | 3000 | 2217.67 | 48.4 | 55.4 | 7 | 0
2020 | VACAR_2_SOCO | VACAR | SOCO | Internal | Summer | B8 | 500 | 3000 | 0 | 44.26 | 44.07 | 7 | 0
2020 | VACAR_2_SOCO | VACAR | SOCO | Internal | Summer | B9 | 800 | 3000 | 0 | 43.31 | 42.76 | 7 | 0
2020 | VACAR_2_SOCO | VACAR | SOCO | Internal | Summer | B10 | 1262 | 3000 | 0 | 41.12 | 41.3 | 7 | 0
2020 | VACAR_2_SOCO | VACAR | SOCO | Internal | Winter | B16 | 25 | 3000 | 0 | 61.38 | 64.75 | 7 | 0
2020 | VACAR_2_SOCO | VACAR | SOCO | Internal | Winter | B17 | 100 | 3000 | 0 | 53.33 | 46.79 | 7 | 0
2020 | VACAR_2_SOCO | VACAR | SOCO | Internal | Winter | B18 | 400 | 3000 | 0 | 46.46 | 45.18 | 7 | 0
2020 | VACAR_2_SOCO | VACAR | SOCO | Internal | Winter | B19 | 700 | 3000 | 0 | 46.27 | 45.18 | 7 | 0
2020 | VACAR_2_SOCO | VACAR | SOCO | Internal | Winter | B20 | 935 | 3000 | 0 | 44.26 | 45.18 | 7 | 0
2025 | ENT_2_MISO_MO-IL | ENT | MISO_MO-IL | Internal | Shoulder | B11 | 25 | 2260 | 0 | 55.95 | 55.95 | 8 | 0
2025 | ENT_2_MISO_MO-IL | ENT | MISO_MO-IL | Internal | Shoulder | B12 | 200 | 2260 | 0 | 44.8 | 47.73 | 8 | 0
2025 | ENT_2_MISO_MO-IL | ENT | MISO_MO-IL | Internal | Shoulder | B13 | 600 | 2260 | 0 | 43.02 | 43.02 | 8 | 0
2025 | ENT_2_MISO_MO-IL | ENT | MISO_MO-IL | Internal | Shoulder | B14 | 900 | 2260 | 0 | 41.17 | 41.17 | 8 | 0
2025 | ENT_2_MISO_MO-IL | ENT | MISO_MO-IL | Internal | Shoulder | B15 | 1203 | 2260 | 0 | 37.45 | 37.45 | 8 | 0
2025 | ENT_2_MISO_MO-IL | ENT | MISO_MO-IL | Internal | Summer | B1 | 10 | 2260 | 0 | 67.37 | 69.59 | 8 | 0
2025 | ENT_2_MISO_MO-IL | ENT | MISO_MO-IL | Internal | Summer | B2 | 25 | 2260 | 0 | 65.95 | 66.27 | 8 | 0
2025 | ENT_2_MISO_MO-IL | ENT | MISO_MO-IL | Internal | Summer | B3 | 75 | 2260 | 0 | 65.95 | 65.96 | 8 | 0
2025 | ENT_2_MISO_MO-IL | ENT | MISO_MO-IL | Internal | Summer | B4 | 100 | 2260 | 0 | 64.55 | 64.57 | 8 | 0
2025 | ENT_2_MISO_MO-IL | ENT | MISO_MO-IL | Internal | Summer | B5 | 200 | 2260 | 0 | 62.96 | 62.96 | 8 | 0
2025 | ENT_2_MISO_MO-IL | ENT | MISO_MO-IL | Internal | Summer | B6 | 300 | 2260 | 0 | 54.3 | 49.3 | 8 | 0
2025 | ENT_2_MISO_MO-IL | ENT | MISO_MO-IL | Internal | Summer | B7 | 400 | 2260 | 0 | 46.83 | 41.83 | 8 | 0
2025 | ENT_2_MISO_MO-IL | ENT | MISO_MO-IL | Internal | Summer | B8 | 500 | 2260 | 0 | 43.28 | 38.7 | 8 | 0
2025 | ENT_2_MISO_MO-IL | ENT | MISO_MO-IL | Internal | Summer | B9 | 800 | 2260 | 0 | 41.56 | 38.4 | 8 | 0
2025 | ENT_2_MISO_MO-IL | ENT | MISO_MO-IL | Internal | Summer | B10 | 1262 | 2260 | 0 | 36.77 | 35.13 | 8 | 0
2025 | ENT_2_MISO_MO-IL | ENT | MISO_MO-IL | Internal | Winter | B16 | 25 | 2260 | 0 | 51.59 | 51.6 | 8 | 0
2025 | ENT_2_MISO_MO-IL | ENT | MISO_MO-IL | Internal | Winter | B17 | 100 | 2260 | 0 | 45.92 | 45.92 | 8 | 0
2025 | ENT_2_MISO_MO-IL | ENT | MISO_MO-IL | Internal | Winter | B18 | 400 | 2260 | 0 | 44.98 | 44.98 | 8 | 0
2025 | ENT_2_MISO_MO-IL | ENT | MISO_MO-IL | Internal | Winter | B19 | 700 | 2260 | 0 | 42.5 | 42.5 | 8 | 0
2025 | ENT_2_MISO_MO-IL | ENT | MISO_MO-IL | Internal | Winter | B20 | 935 | 2260 | 0 | 36.43 | 36.43 | 8 | 0
2025 | ENT_2_SOCO | ENT | SOCO | Internal | Shoulder | B11 | 25 | 2431 | 2431 | 55.95 | 71.68 | 8 | 7.73
2025 | ENT_2_SOCO | ENT | SOCO | Internal | Shoulder | B12 | 200 | 2431 | 0 | 44.8 | 49.59 | 8 | 0
2025 | ENT_2_SOCO | ENT | SOCO | Internal | Shoulder | B13 | 600 | 2431 | 0 | 43.02 | 44.95 | 8 | 0
2025 | ENT_2_SOCO | ENT | SOCO | Internal | Shoulder | B14 | 900 | 2431 | 0 | 41.17 | 44.95 | 8 | 0
2025 | ENT_2_SOCO | ENT | SOCO | Internal | Shoulder | B15 | 1203 | 2431 | 0 | 37.45 | 44.95 | 8 | 0
2025 | ENT_2_SOCO | ENT | SOCO | Internal | Summer | B1 | 10 | 2431 | 2382.52 | 67.37 | 75.37 | 8 | 0
2025 | ENT_2_SOCO | ENT | SOCO | Internal | Summer | B2 | 25 | 2431 | 2299.01 | 65.95 | 73.95 | 8 | 0
2025 | ENT_2_SOCO | ENT | SOCO | Internal | Summer | B3 | 75 | 2431 | 1954.7 | 65.95 | 73.95 | 8 | 0
2025 | ENT_2_SOCO | ENT | SOCO | Internal | Summer | B4 | 100 | 2431 | 2431 | 64.55 | 73.95 | 8 | 1.39
2025 | ENT_2_SOCO | ENT | SOCO | Internal | Summer | B5 | 200 | 2431 | 2431 | 62.96 | 73.95 | 8 | 2.99
2025 | ENT_2_SOCO | ENT | SOCO | Internal | Summer | B6 | 300 | 2431 | 2431 | 54.3 | 64.27 | 8 | 1.98
2025 | ENT_2_SOCO | ENT | SOCO | Internal | Summer | B7 | 400 | 2431 | 2431 | 46.83 | 56.81 | 8 | 1.99
2025 | ENT_2_SOCO | ENT | SOCO | Internal | Summer | B8 | 500 | 2431 | 669.66 | 43.28 | 51.28 | 8 | 0
2025 | ENT_2_SOCO | ENT | SOCO | Internal | Summer | B9 | 800 | 2431 | 0 | 41.56 | 43.64 | 8 | 0
2025 | ENT_2_SOCO | ENT | SOCO | Internal | Summer | B10 | 1262 | 2431 | 0 | 36.77 | 43.55 | 8 | 0
2025 | ENT_2_SOCO | ENT | SOCO | Internal | Winter | B16 | 25 | 2431 | 2431 | 51.59 | 68.6 | 8 | 9.01
2025 | ENT_2_SOCO | ENT | SOCO | Internal | Winter | B17 | 100 | 2431 | 0 | 45.92 | 53.91 | 8 | 0
2025 | ENT_2_SOCO | ENT | SOCO | Internal | Winter | B18 | 400 | 2431 | 0 | 44.98 | 47.83 | 8 | 0
2025 | ENT_2_SOCO | ENT | SOCO | Internal | Winter | B19 | 700 | 2431 | 0 | 42.5 | 47.83 | 8 | 0
2025 | ENT_2_SOCO | ENT | SOCO | Internal | Winter | B20 | 935 | 2431 | 2431 | 36.43 | 47.18 | 8 | 2.74
2025 | ENT_2_TVA_Transmission | ENT | TVA_Transmission | Internal | Shoulder | B11 | 25 | 2100 | 0 | 55.95 | 63.11 | 8 | 0
2025 | ENT_2_TVA_Transmission | ENT | TVA_Transmission | Internal | Shoulder | B12 | 200 | 2100 | 0 | 44.8 | 50.32 | 8 | 0
2025 | ENT_2_TVA_Transmission | ENT | TVA_Transmission | Internal | Shoulder | B13 | 600 | 2100 | 0 | 43.02 | 47.43 | 8 | 0
2025 | ENT_2_TVA_Transmission | ENT | TVA_Transmission | Internal | Shoulder | B14 | 900 | 2100 | 0 | 41.17 | 46.55 | 8 | 0
2025 | ENT_2_TVA_Transmission | ENT | TVA_Transmission | Internal | Shoulder | B15 | 1203 | 2100 | 0 | 37.45 | 45.02 | 8 | 0
2025 | ENT_2_TVA_Transmission | ENT | TVA_Transmission | Internal | Summer | B1 | 10 | 2100 | 2100 | 67.37 | 77.58 | 8 | 2.21
2025 | ENT_2_TVA_Transmission | ENT | TVA_Transmission | Internal | Summer | B2 | 25 | 2100 | 2100 | 65.95 | 74.25 | 8 | 0.31
2025 | ENT_2_TVA_Transmission | ENT | TVA_Transmission | Internal | Summer | B3 | 75 | 2100 | 0 | 65.95 | 71.45 | 8 | 0
2025 | ENT_2_TVA_Transmission | ENT | TVA_Transmission | Internal | Summer | B4 | 100 | 2100 | 0 | 64.55 | 71.45 | 8 | 0
2025 | ENT_2_TVA_Transmission | ENT | TVA_Transmission | Internal | Summer | B5 | 200 | 2100 | 0 | 62.96 | 66.95 | 8 | 0
2025 | ENT_2_TVA_Transmission | ENT | TVA_Transmission | Internal | Summer | B6 | 300 | 2100 | 0 | 54.3 | 56.04 | 8 | 0
2025 | ENT_2_TVA_Transmission | ENT | TVA_Transmission | Internal | Summer | B7 | 400 | 2100 | 0 | 46.83 | 48.56 | 8 | 0
2025 | ENT_2_TVA_Transmission | ENT | TVA_Transmission | Internal | Summer | B8 | 500 | 2100 | 0 | 43.28 | 44.67 | 8 | 0
2025 | ENT_2_TVA_Transmission | ENT | TVA_Transmission | Internal | Summer | B9 | 800 | 2100 | 0 | 41.56 | 43.68 | 8 | 0
2025 | ENT_2_TVA_Transmission | ENT | TVA_Transmission | Internal | Summer | B10 | 1262 | 2100 | 0 | 36.77 | 40.45 | 8 | 0
2025 | ENT_2_TVA_Transmission | ENT | TVA_Transmission | Internal | Winter | B16 | 25 | 2100 | 2100 | 51.59 | 59.6 | 8 | 0.01
2025 | ENT_2_TVA_Transmission | ENT | TVA_Transmission | Internal | Winter | B17 | 100 | 2100 | 0 | 45.92 | 51.04 | 8 | 0
2025 | ENT_2_TVA_Transmission | ENT | TVA_Transmission | Internal | Winter | B18 | 400 | 2100 | 0 | 44.98 | 48.65 | 8 | 0
2025 | ENT_2_TVA_Transmission | ENT | TVA_Transmission | Internal | Winter | B19 | 700 | 2100 | 0 | 42.5 | 47.17 | 8 | 0
2025 | ENT_2_TVA_Transmission | ENT | TVA_Transmission | Internal | Winter | B20 | 935 | 2100 | 0 | 36.43 | 44.42 | 8 | 0
2025 | HQ_NEISO_2_NEISO | HQ_NEISO | NEISO | Internal | Shoulder | B11 | 25 | 99999 | 3029.42 | 38.87 | 38.89 | 0.01 | 0
2025 | HQ_NEISO_2_NEISO | HQ_NEISO | NEISO | Internal | Shoulder | B12 | 200 | 99999 | 3028.32 | 38.87 | 38.89 | 0.01 | 0
2025 | HQ_NEISO_2_NEISO | HQ_NEISO | NEISO | Internal | Shoulder | B13 | 600 | 99999 | 3024 | 38.87 | 38.89 | 0.01 | 0
2025 | HQ_NEISO_2_NEISO | HQ_NEISO | NEISO | Internal | Shoulder | B14 | 900 | 99999 | 3016.45 | 38.87 | 38.89 | 0.01 | 0
2025 | HQ_NEISO_2_NEISO | HQ_NEISO | NEISO | Internal | Shoulder | B15 | 1203 | 99999 | 1218.88 | 38.87 | 38.89 | 0.01 | 0
2025 | HQ_NEISO_2_NEISO | HQ_NEISO | NEISO | Internal | Summer | B1 | 10 | 99999 | 3090.62 | 74.59 | 74.6 | 0.01 | 0
2025 | HQ_NEISO_2_NEISO | HQ_NEISO | NEISO | Internal | Summer | B2 | 25 | 99999 | 3083.36 | 59.66 | 59.67 | 0.01 | 0
2025 | HQ_NEISO_2_NEISO | HQ_NEISO | NEISO | Internal | Summer | B3 | 75 | 99999 | 3068.91 | 49.99 | 50 | 0.01 | 0
2025 | HQ_NEISO_2_NEISO | HQ_NEISO | NEISO | Internal | Summer | B4 | 100 | 99999 | 3056.48 | 46.83 | 46.84 | 0.01 | 0
2025 | HQ_NEISO_2_NEISO | HQ_NEISO | NEISO | Internal | Summer | B5 | 200 | 99999 | 3049.72 | 35.71 | 35.72 | 0.01 | 0
2025 | HQ_NEISO_2_NEISO | HQ_NEISO | NEISO | Internal | Summer | B6 | 300 | 99999 | 3042.1 | 35.71 | 35.72 | 0.01 | 0
2025 | HQ_NEISO_2_NEISO | HQ_NEISO | NEISO | Internal | Summer | B7 | 400 | 99999 | 3033.37 | 35.71 | 35.72 | 0.01 | 0
2025 | HQ_NEISO_2_NEISO | HQ_NEISO | NEISO | Internal | Summer | B8 | 500 | 99999 | 3026.5 | 35.71 | 35.72 | 0.01 | 0
2025 | HQ_NEISO_2_NEISO | HQ_NEISO | NEISO | Internal | Summer | B9 | 800 | 99999 | 3018.09 | 35.71 | 35.72 | 0.01 | 0
2025 | HQ_NEISO_2_NEISO | HQ_NEISO | NEISO | Internal | Summer | B10 | 1262 | 99999 | 874.06 | 35.71 | 35.72 | 0.01 | 0
2025 | HQ_NEISO_2_NEISO | HQ_NEISO | NEISO | Internal | Winter | B16 | 25 | 99999 | 3044.63 | 48.67 | 48.68 | 0.01 | 0
2025 | HQ_NEISO_2_NEISO | HQ_NEISO | NEISO | Internal | Winter | B17 | 100 | 99999 | 3038.53 | 48.67 | 48.68 | 0.01 | 0
2025 | HQ_NEISO_2_NEISO | HQ_NEISO | NEISO | Internal | Winter | B18 | 400 | 99999 | 3033.85 | 48.67 | 48.68 | 0.01 | 0
2025 | HQ_NEISO_2_NEISO | HQ_NEISO | NEISO | Internal | Winter | B19 | 700 | 99999 | 3025.15 | 48.67 | 48.68 | 0.01 | 0
2025 | HQ_NEISO_2_NEISO | HQ_NEISO | NEISO | Internal | Winter | B20 | 935 | 99999 | 1318.04 | 48.67 | 48.68 | 0.01 | 0
2025 | HQ_NY_2_NYISO_A-F | HQ_NY | NYISO_A-F | Internal | Shoulder | B11 | 25 | 99999 | 2812.27 | 41.69 | 41.7 | 0.01 | 0
2025 | HQ_NY_2_NYISO_A-F | HQ_NY | NYISO_A-F | Internal | Shoulder | B12 | 200 | 99999 | 2847.69 | 41.69 | 41.7 | 0.01 | 0
2025 | HQ_NY_2_NYISO_A-F | HQ_NY | NYISO_A-F | Internal | Shoulder | B13 | 600 | 99999 | 2781.85 | 39.28 | 39.29 | 0.01 | 0
2025 | HQ_NY_2_NYISO_A-F | HQ_NY | NYISO_A-F | Internal | Shoulder | B14 | 900 | 99999 | 2673.14 | 39.28 | 39.29 | 0.01 | 0
2025 | HQ_NY_2_NYISO_A-F | HQ_NY | NYISO_A-F | Internal | Shoulder | B15 | 1203 | 99999 | 1582.7 | 39.28 | 39.29 | 0.01 | 0
2025 | HQ_NY_2_NYISO_A-F | HQ_NY | NYISO_A-F | Internal | Summer | B1 | 10 | 99999 | 3500 | 52.64 | 52.65 | 0.01 | 0
2025 | HQ_NY_2_NYISO_A-F | HQ_NY | NYISO_A-F | Internal | Summer | B2 | 25 | 99999 | 3406.62 | 52.64 | 52.65 | 0.01 | 0
2025 | HQ_NY_2_NYISO_A-F | HQ_NY | NYISO_A-F | Internal | Summer | B3 | 75 | 99999 | 3266.6 | 49.83 | 49.84 | 0.01 | 0
2025 | HQ_NY_2_NYISO_A-F | HQ_NY | NYISO_A-F | Internal | Summer | B4 | 100 | 99999 | 3116.28 | 49.83 | 49.84 | 0.01 | 0
2025 | HQ_NY_2_NYISO_A-F | HQ_NY | NYISO_A-F | Internal | Summer | B5 | 200 | 99999 | 3025.49 | 44.29 | 44.3 | 0.01 | 0
2025 | HQ_NY_2_NYISO_A-F | HQ_NY | NYISO_A-F | Internal | Summer | B6 | 300 | 99999 | 2934.86 | 43.25 | 43.26 | 0.01 | 0
2025 | HQ_NY_2_NYISO_A-F | HQ_NY | NYISO_A-F | Internal | Summer | B7 | 400 | 99999 | 2830.75 | 38.69 | 38.71 | 0.01 | 0
2025 | HQ_NY_2_NYISO_A-F | HQ_NY | NYISO_A-F | Internal | Summer | B8 | 500 | 99999 | 2760.25 | 37.7 | 37.71 | 0.01 | 0
2025 | HQ_NY_2_NYISO_A-F | HQ_NY | NYISO_A-F | Internal | Summer | B9 | 800 | 99999 | 2664.71 | 37.7 | 37.71 | 0.01 | 0
2025 | HQ_NY_2_NYISO_A-F | HQ_NY | NYISO_A-F | Internal | Summer | B10 | 1262 | 99999 | 1436.31 | 37.7 | 37.71 | 0.01 | 0
2025 | HQ_NY_2_NYISO_A-F | HQ_NY | NYISO_A-F | Internal | Winter | B16 | 25 | 99999 | 3058.87 | 45.6 | 45.61 | 0.01 | 0
2025 | HQ_NY_2_NYISO_A-F | HQ_NY | NYISO_A-F | Internal | Winter | B17 | 100 | 99999 | 3001.1 | 44.24 | 44.25 | 0.01 | 0
2025 | HQ_NY_2_NYISO_A-F | HQ_NY | NYISO_A-F | Internal | Winter | B18 | 400 | 99999 | 2934.69 | 44.24 | 44.25 | 0.01 | 0
2025 | HQ_NY_2_NYISO_A-F | HQ_NY | NYISO_A-F | Internal | Winter | B19 | 700 | 99999 | 2819.07 | 44.24 | 44.25 | 0.01 | 0
2025 | HQ_NY_2_NYISO_A-F | HQ_NY | NYISO_A-F | Internal | Winter | B20 | 935 | 99999 | 1762.97 | 44.24 | 44.25 | 0.01 | 0
2025 | HQ_IESO_2_IESO | HQ_IESO | IESO | Internal | Shoulder | B11 | 25 | 99999 | 400 | 34.69 | 34.7 | 0.01 | 0
2025 | HQ_IESO_2_IESO | HQ_IESO | IESO | Internal | Shoulder | B12 | 200 | 99999 | 400 | 34.69 | 34.7 | 0.01 | 0
2025 | HQ_IESO_2_IESO | HQ_IESO | IESO | Internal | Shoulder | B13 | 600 | 99999 | 400 | 32.28 | 32.29 | 0.01 | 0
2025 | HQ_IESO_2_IESO | HQ_IESO | IESO | Internal | Shoulder | B14 | 900 | 99999 | 400 | 32.28 | 32.29 | 0.01 | 0
2025 | HQ_IESO_2_IESO | HQ_IESO | IESO | Internal | Shoulder | B15 | 1203 | 99999 | 75.48 | 32.28 | 32.29 | 0.01 | 0
2025 | HQ_IESO_2_IESO | HQ_IESO | IESO | Internal | Summer | B1 | 10 | 99999 | 400 | 45.64 | 45.65 | 0.01 | 0
2025 | HQ_IESO_2_IESO | HQ_IESO | IESO | Internal | Summer | B2 | 25 | 99999 | 400 | 45.64 | 45.65 | 0.01 | 0
2025 | HQ_IESO_2_IESO | HQ_IESO | IESO | Internal | Summer | B3 | 75 | 99999 | 400 | 42.83 | 42.84 | 0.01 | 0
2025 | HQ_IESO_2_IESO | HQ_IESO | IESO | Internal | Summer | B4 | 100 | 99999 | 400 | 42.83 | 42.84 | 0.01 | 0
2025 | HQ_IESO_2_IESO | HQ_IESO | IESO | Internal | Summer | B5 | 200 | 99999 | 400 | 39.58 | 39.59 | 0.01 | 0
2025 | HQ_IESO_2_IESO | HQ_IESO | IESO | Internal | Summer | B6 | 300 | 99999 | 400 | 36.25 | 36.26 | 0.01 | 0
2025 | HQ_IESO_2_IESO | HQ_IESO | IESO | Internal | Summer | B7 | 400 | 99999 | 400 | 31.69 | 31.71 | 0.01 | 0
2025 | HQ_IESO_2_IESO | HQ_IESO | IESO | Internal | Summer | B8 | 500 | 99999 | 400 | 30.7 | 30.71 | 0.01 | 0
2025 | HQ_IESO_2_IESO | HQ_IESO | IESO | Internal | Summer | B9 | 800 | 99999 | 400 | 30.7 | 30.71 | 0.01 | 0
2025 | HQ_IESO_2_IESO | HQ_IESO | IESO | Internal | Summer | B10 | 1262 | 99999 | 12.04 | 30.7 | 30.71 | 0.01 | 0
2025 | HQ_IESO_2_IESO | HQ_IESO | IESO | Internal | Winter | B16 | 25 | 99999 | 400 | 42.48 | 42.49 | 0.01 | 0
2025 | HQ_IESO_2_IESO | HQ_IESO | IESO | Internal | Winter | B17 | 100 | 99999 | 400 | 37.24 | 37.25 | 0.01 | 0
2025 | HQ_IESO_2_IESO | HQ_IESO | IESO | Internal | Winter | B18 | 400 | 99999 | 400 | 37.24 | 37.25 | 0.01 | 0
2025 | HQ_IESO_2_IESO | HQ_IESO | IESO | Internal | Winter | B19 | 700 | 99999 | 400 | 37.24 | 37.25 | 0.01 | 0
2025 | HQ_IESO_2_IESO | HQ_IESO | IESO | Internal | Winter | B20 | 935 | 99999 | 91.98 | 37.24 | 37.25 | 0.01 | 0
2025 | IESO_2_MAPP_CA | IESO | MAPP_CA | Internal | Shoulder | B11 | 25 | 262 | 262 | 34.7 | 49.42 | 7 | 7.72
2025 | IESO_2_MAPP_CA | IESO | MAPP_CA | Internal | Shoulder | B12 | 200 | 262 | 262 | 34.7 | 47.7 | 7 | 6
2025 | IESO_2_MAPP_CA | IESO | MAPP_CA | Internal | Shoulder | B13 | 600 | 262 | 262 | 32.29 | 42.99 | 7 | 3.7
2025 | IESO_2_MAPP_CA | IESO | MAPP_CA | Internal | Shoulder | B14 | 900 | 262 | 262 | 32.29 | 41.16 | 7 | 1.87
2025 | IESO_2_MAPP_CA | IESO | MAPP_CA | Internal | Shoulder | B15 | 1203 | 262 | 262 | 32.29 | 41.16 | 7 | 1.87
2025 | IESO_2_MAPP_CA | IESO | MAPP_CA | Internal | Summer | B1 | 10 | 262 | 262 | 45.65 | 55.58 | 7 | 2.93
2025 | IESO_2_MAPP_CA | IESO | MAPP_CA | Internal | Summer | B2 | 25 | 262 | 151.34 | 45.65 | 52.65 | 7 | 0
2025 | IESO_2_MAPP_CA | IESO | MAPP_CA | Internal | Summer | B3 | 75 | 262 | 262 | 42.84 | 65.93 | 7 | 16.09
2025 | IESO_2_MAPP_CA | IESO | MAPP_CA | Internal | Summer | B4 | 100 | 262 | 262 | 42.84 | 64.54 | 7 | 14.7
2025 | IESO_2_MAPP_CA | IESO | MAPP_CA | Internal | Summer | B5 | 200 | 262 | 262 | 39.59 | 62.93 | 7 | 16.34
2025 | IESO_2_MAPP_CA | IESO | MAPP_CA | Internal | Summer | B6 | 300 | 262 | 262 | 36.26 | 49.27 | 7 | 6.01
2025 | IESO_2_MAPP_CA | IESO | MAPP_CA | Internal | Summer | B7 | 400 | 262 | 262 | 31.71 | 41.8 | 7 | 3.1
2025 | IESO_2_MAPP_CA | IESO | MAPP_CA | Internal | Summer | B8 | 500 | 262 | 262 | 30.71 | 38.68 | 7 | 0.97
2025 | IESO_2_MAPP_CA | IESO | MAPP_CA | Internal | Summer | B9 | 800 | 262 | 262 | 30.71 | 38.39 | 7 | 0.68
2025 | IESO_2_MAPP_CA | IESO | MAPP_CA | Internal | Summer | B10 | 1262 | 262 | 262 | 30.71 | 38.39 | 7 | 0.68
2025 | IESO_2_MAPP_CA | IESO | MAPP_CA | Internal | Winter | B16 | 25 | 262 | 262 | 42.49 | 51.58 | 7 | 2.09
2025 | IESO_2_MAPP_CA | IESO | MAPP_CA | Internal | Winter | B17 | 100 | 262 | 262 | 37.25 | 45.9 | 7 | 1.64
2025 | IESO_2_MAPP_CA | IESO | MAPP_CA | Internal | Winter | B18 | 400 | 262 | 262 | 37.25 | 44.97 | 7 | 0.71
2025 | IESO_2_MAPP_CA | IESO | MAPP_CA | Internal | Winter | B19 | 700 | 262 | 262 | 37.25 | 44.97 | 7 | 0.71
2025 | IESO_2_MAPP_CA | IESO | MAPP_CA | Internal | Winter | B20 | 935 | 262 | 262 | 37.25 | 44.97 | 7 | 0.71
2025 | IESO_2_MISO_MI | IESO | MISO_MI | Internal | Shoulder | B11 | 25 | 1840 | 1840 | 34.7 | 55.94 | 7 | 14.24
2025 | IESO_2_MISO_MI | IESO | MISO_MI | Internal | Shoulder | B12 | 200 | 1840 | 1840 | 34.7 | 47.75 | 7 | 6.05
2025 | IESO_2_MISO_MI | IESO | MISO_MI | Internal | Shoulder | B13 | 600 | 1840 | 1840 | 32.29 | 43.04 | 7 | 3.75
2025 | IESO_2_MISO_MI | IESO | MISO_MI | Internal | Shoulder | B14 | 900 | 1840 | 1840 | 32.29 | 41.19 | 7 | 1.91
2025 | IESO_2_MISO_MI | IESO | MISO_MI | Internal | Shoulder | B15 | 1203 | 1840 | 0 | 32.29 | 37.48 | 7 | 0
2025 | IESO_2_MISO_MI | IESO | MISO_MI | Internal | Summer | B1 | 10 | 1840 | 1840 | 45.65 | 69.57 | 7 | 16.91
2025 | IESO_2_MISO_MI | IESO | MISO_MI | Internal | Summer | B2 | 25 | 1840 | 1840 | 45.65 | 66.27 | 7 | 13.62
2025 | IESO_2_MISO_MI | IESO | MISO_MI | Internal | Summer | B3 | 75 | 1840 | 1840 | 42.84 | 65.93 | 7 | 16.09
2025 | IESO_2_MISO_MI | IESO | MISO_MI | Internal | Summer | B4 | 100 | 1840 | 1840 | 42.84 | 63.45 | 7 | 13.61
2025 | IESO_2_MISO_MI | IESO | MISO_MI | Internal | Summer | B5 | 200 | 1840 | 1840 | 39.59 | 62.62 | 7 | 16.03
2025 | IESO_2_MISO_MI | IESO | MISO_MI | Internal | Summer | B6 | 300 | 1840 | 1840 | 36.26 | 49.27 | 7 | 6.01
2025 | IESO_2_MISO_MI | IESO | MISO_MI | Internal | Summer | B7 | 400 | 1840 | 1840 | 31.71 | 41.83 | 7 | 3.12
2025 | IESO_2_MISO_MI | IESO | MISO_MI | Internal | Summer | B8 | 500 | 1840 | 1840 | 30.71 | 38.73 | 7 | 1.02
2025 | IESO_2_MISO_MI | IESO | MISO_MI | Internal | Summer | B9 | 800 | 1840 | 1840 | 30.71 | 38.42 | 7 | 0.72
2025 | IESO_2_MISO_MI | IESO | MISO_MI | Internal | Summer | B10 | 1262 | 1840 | 0 | 30.71 | 35.16 | 7 | 0
2025 | IESO_2_MISO_MI | IESO | MISO_MI | Internal | Winter | B16 | 25 | 1840 | 1840 | 42.49 | 51.6 | 7 | 2.11
2025 | IESO_2_MISO_MI | IESO | MISO_MI | Internal | Winter | B17 | 100 | 1840 | 1840 | 37.25 | 45.95 | 7 | 1.69
2025 | IESO_2_MISO_MI | IESO | MISO_MI | Internal | Winter | B18 | 400 | 1840 | 1840 | 37.25 | 45 | 7 | 0.75
2025 | IESO_2_MISO_MI | IESO | MISO_MI | Internal | Winter | B19 | 700 | 1840 | 0 | 37.25 | 42.52 | 7 | 0
2025 | IESO_2_MISO_MI | IESO | MISO_MI | Internal | Winter | B20 | 935 | 1840 | 0 | 37.25 | 36.46 | 7 | 0
2025 | IESO_2_MISO_W | IESO | MISO_W | Internal | Shoulder | B11 | 25 | 214 | 214 | 34.7 | 55.94 | 7 | 14.24
2025 | IESO_2_MISO_W | IESO | MISO_W | Internal | Shoulder | B12 | 200 | 214 | 214 | 34.7 | 47.72 | 7 | 6.01
2025 | IESO_2_MISO_W | IESO | MISO_W | Internal | Shoulder | B13 | 600 | 214 | 214 | 32.29 | 43.01 | 7 | 3.72
2025 | IESO_2_MISO_W | IESO | MISO_W | Internal | Shoulder | B14 | 900 | 214 | 214 | 32.29 | 41.16 | 7 | 1.87
2025 | IESO_2_MISO_W | IESO | MISO_W | Internal | Shoulder | B15 | 1203 | 214 | 0 | 32.29 | 37.44 | 7 | 0
2025 | IESO_2_MISO_W | IESO | MISO_W | Internal | Summer | B1 | 10 | 214 | 214 | 45.65 | 69.58 | 7 | 16.93
2025 | IESO_2_MISO_W | IESO | MISO_W | Internal | Summer | B2 | 25 | 214 | 214 | 45.65 | 66.25 | 7 | 13.6
2025 | IESO_2_MISO_W | IESO | MISO_W | Internal | Summer | B3 | 75 | 214 | 214 | 42.84 | 65.95 | 7 | 16.1
2025 | IESO_2_MISO_W | IESO | MISO_W | Internal | Summer | B4 | 100 | 214 | 214 | 42.84 | 64.55 | 7 | 14.71
2025 | IESO_2_MISO_W | IESO | MISO_W | Internal | Summer | B5 | 200 | 214 | 214 | 39.59 | 62.95 | 7 | 16.36
2025 | IESO_2_MISO_W | IESO | MISO_W | Internal | Summer | B6 | 300 | 214 | 214 | 36.26 | 49.29 | 7 | 6.02
2025 | IESO_2_MISO_W | IESO | MISO_W | Internal | Summer | B7 | 400 | 214 | 214 | 31.71 | 41.81 | 7 | 3.11
2025 | IESO_2_MISO_W | IESO | MISO_W | Internal | Summer | B8 | 500 | 214 | 214 | 30.71 | 38.69 | 7 | 0.98
2025 | IESO_2_MISO_W | IESO | MISO_W | Internal | Summer | B9 | 800 | 214 | 214 | 30.71 | 38.39 | 7 | 0.68
2025 | IESO_2_MISO_W | IESO | MISO_W | Internal | Summer | B10 | 1262 | 214 | 0 | 30.71 | 35.12 | 7 | 0
2025 | IESO_2_MISO_W | IESO | MISO_W | Internal | Winter | B16 | 25 | 214 | 214 | 42.49 | 51.59 | 7 | 2.1
2025 | IESO_2_MISO_W | IESO | MISO_W | Internal | Winter | B17 | 100 | 214 | 214 | 37.25 | 45.91 | 7 | 1.66
2025 | IESO_2_MISO_W | IESO | MISO_W | Internal | Winter | B18 | 400 | 214 | 214 | 37.25 | 44.97 | 7 | 0.71
2025 | IESO_2_MISO_W | IESO | MISO_W | Internal | Winter | B19 | 700 | 214 | 0 | 37.25 | 42.48 | 7 | 0
2025 | IESO_2_MISO_W | IESO | MISO_W | Internal | Winter | B20 | 935 | 214 | 0 | 37.25 | 36.42 | 7 | 0
2025 | IESO_2_NYISO_A-F | IESO | NYISO_A-F | Internal | Shoulder | B11 | 25 | 1725 | 819.32 | 34.7 | 41.7 | 7 | 0
2025 | IESO_2_NYISO_A-F | IESO | NYISO_A-F | Internal | Shoulder | B12 | 200 | 1725 | 618.96 | 34.7 | 41.7 | 7 | 0
2025 | IESO_2_NYISO_A-F | IESO | NYISO_A-F | Internal | Shoulder | B13 | 600 | 1725 | 574.38 | 32.29 | 39.29 | 7 | 0
2025 | IESO_2_NYISO_A-F | IESO | NYISO_A-F | Internal | Shoulder | B14 | 900 | 1725 | 238.35 | 32.29 | 39.29 | 7 | 0
2025 | IESO_2_NYISO_A-F | IESO | NYISO_A-F | Internal | Shoulder | B15 | 1203 | 1725 | 197.09 | 32.29 | 39.29 | 7 | 0
2025 | IESO_2_NYISO_A-F | IESO | NYISO_A-F | Internal | Summer | B1 | 10 | 1725 | 361.15 | 45.65 | 52.65 | 7 | 0
2025 | IESO_2_NYISO_A-F | IESO | NYISO_A-F | Internal | Summer | B2 | 25 | 1725 | 1022.86 | 45.65 | 52.65 | 7 | 0
2025 | IESO_2_NYISO_A-F | IESO | NYISO_A-F | Internal | Summer | B3 | 75 | 1725 | 930.82 | 42.84 | 49.84 | 7 | 0
2025 | IESO_2_NYISO_A-F | IESO | NYISO_A-F | Internal | Summer | B4 | 100 | 1725 | 248.86 | 42.84 | 49.84 | 7 | 0
2025 | IESO_2_NYISO_A-F | IESO | NYISO_A-F | Internal | Summer | B5 | 200 | 1725 | 0 | 39.59 | 44.3 | 7 | 0
2025 | IESO_2_NYISO_A-F | IESO | NYISO_A-F | Internal | Summer | B6 | 300 | 1725 | 74.98 | 36.26 | 43.26 | 7 | 0
2025 | IESO_2_NYISO_A-F | IESO | NYISO_A-F | Internal | Summer | B7 | 400 | 1725 | 814.79 | 31.71 | 38.71 | 7 | 0
2025 | IESO_2_NYISO_A-F | IESO | NYISO_A-F | Internal | Summer | B8 | 500 | 1725 | 1499.43 | 30.71 | 37.71 | 7 | 0
2025 | IESO_2_NYISO_A-F | IESO | NYISO_A-F | Internal | Summer | B9 | 800 | 1725 | 1065.57 | 30.71 | 37.71 | 7 | 0
2025 | IESO_2_NYISO_A-F | IESO | NYISO_A-F | Internal | Summer | B10 | 1262 | 1725 | 961.79 | 30.71 | 37.71 | 7 | 0
2025 | IESO_2_NYISO_A-F | IESO | NYISO_A-F | Internal | Winter | B16 | 25 | 1725 | 0 | 42.49 | 45.61 | 7 | 0
2025 | IESO_2_NYISO_A-F | IESO | NYISO_A-F | Internal | Winter | B17 | 100 | 1725 | 182.03 | 37.25 | 44.25 | 7 | 0
2025 | IESO_2_NYISO_A-F | IESO | NYISO_A-F | Internal | Winter | B18 | 400 | 1725 | 593.8 | 37.25 | 44.25 | 7 | 0
2025 | IESO_2_NYISO_A-F | IESO | NYISO_A-F | Internal | Winter | B19 | 700 | 1725 | 999.64 | 37.25 | 44.25 | 7 | 0
2025 | IESO_2_NYISO_A-F | IESO | NYISO_A-F | Internal | Winter | B20 | 935 | 1725 | 1132.92 | 37.25 | 44.25 | 7 | 0
2025 | MAPP_CA_2_IESO | MAPP_CA | IESO | Internal | Shoulder | B11 | 25 | 330 | 0 | 49.42 | 34.7 | 8 | 0
2025 | MAPP_CA_2_IESO | MAPP_CA | IESO | Internal | Shoulder | B12 | 200 | 330 | 0 | 47.7 | 34.7 | 8 | 0
2025 | MAPP_CA_2_IESO | MAPP_CA | IESO | Internal | Shoulder | B13 | 600 | 330 | 0 | 42.99 | 32.29 | 8 | 0
2025 | MAPP_CA_2_IESO | MAPP_CA | IESO | Internal | Shoulder | B14 | 900 | 330 | 0 | 41.16 | 32.29 | 8 | 0
2025 | MAPP_CA_2_IESO | MAPP_CA | IESO | Internal | Shoulder | B15 | 1203 | 330 | 0 | 41.16 | 32.29 | 8 | 0
2025 | MAPP_CA_2_IESO | MAPP_CA | IESO | Internal | Summer | B1 | 10 | 330 | 0 | 55.58 | 45.65 | 8 | 0
2025 | MAPP_CA_2_IESO | MAPP_CA | IESO | Internal | Summer | B2 | 25 | 330 | 0 | 52.65 | 45.65 | 8 | 0
2025 | MAPP_CA_2_IESO | MAPP_CA | IESO | Internal | Summer | B3 | 75 | 330 | 0 | 65.93 | 42.84 | 8 | 0
2025 | MAPP_CA_2_IESO | MAPP_CA | IESO | Internal | Summer | B4 | 100 | 330 | 0 | 64.54 | 42.84 | 8 | 0
2025 | MAPP_CA_2_IESO | MAPP_CA | IESO | Internal | Summer | B5 | 200 | 330 | 0 | 62.93 | 39.59 | 8 | 0
2025 | MAPP_CA_2_IESO | MAPP_CA | IESO | Internal | Summer | B6 | 300 | 330 | 0 | 49.27 | 36.26 | 8 | 0
2025 | MAPP_CA_2_IESO | MAPP_CA | IESO | Internal | Summer | B7 | 400 | 330 | 0 | 41.8 | 31.71 | 8 | 0
2025 | MAPP_CA_2_IESO | MAPP_CA | IESO | Internal | Summer | B8 | 500 | 330 | 0 | 38.68 | 30.71 | 8 | 0
2025 | MAPP_CA_2_IESO | MAPP_CA | IESO | Internal | Summer | B9 | 800 | 330 | 0 | 38.39 | 30.71 | 8 | 0
2025 | MAPP_CA_2_IESO | MAPP_CA | IESO | Internal | Summer | B10 | 1262 | 330 | 0 | 38.39 | 30.71 | 8 | 0
2025 | MAPP_CA_2_IESO | MAPP_CA | IESO | Internal | Winter | B16 | 25 | 330 | 0 | 51.58 | 42.49 | 8 | 0
2025 | MAPP_CA_2_IESO | MAPP_CA | IESO | Internal | Winter | B17 | 100 | 330 | 0 | 45.9 | 37.25 | 8 | 0
2025 | MAPP_CA_2_IESO | MAPP_CA | IESO | Internal | Winter | B18 | 400 | 330 | 0 | 44.97 | 37.25 | 8 | 0
2025 | MAPP_CA_2_IESO | MAPP_CA | IESO | Internal | Winter | B19 | 700 | 330 | 0 | 44.97 | 37.25 | 8 | 0
2025 | MAPP_CA_2_IESO | MAPP_CA | IESO | Internal | Winter | B20 | 935 | 330 | 0 | 44.97 | 37.25 | 8 | 0
2025 | MAPP_CA_2_MAPP_US | MAPP_CA | MAPP_US | Internal | Shoulder | B11 | 25 | 437 | 0 | 49.42 | 48.94 | 7 | 0
2025 | MAPP_CA_2_MAPP_US | MAPP_CA | MAPP_US | Internal | Shoulder | B12 | 200 | 437 | 0 | 47.7 | 40.72 | 7 | 0
2025 | MAPP_CA_2_MAPP_US | MAPP_CA | MAPP_US | Internal | Shoulder | B13 | 600 | 437 | 0 | 42.99 | 36.01 | 7 | 0
2025 | MAPP_CA_2_MAPP_US | MAPP_CA | MAPP_US | Internal | Shoulder | B14 | 900 | 437 | 0 | 41.16 | 34.16 | 7 | 0
2025 | MAPP_CA_2_MAPP_US | MAPP_CA | MAPP_US | Internal | Shoulder | B15 | 1203 | 437 | 0 | 41.16 | 32.57 | 7 | 0
2025 | MAPP_CA_2_MAPP_US | MAPP_CA | MAPP_US | Internal | Summer | B1 | 10 | 437 | 185.3 | 55.58 | 62.58 | 7 | 0
2025 | MAPP_CA_2_MAPP_US | MAPP_CA | MAPP_US | Internal | Summer | B2 | 25 | 437 | 0 | 52.65 | 59.25 | 7 | 0
2025 | MAPP_CA_2_MAPP_US | MAPP_CA | MAPP_US | Internal | Summer | B3 | 75 | 437 | 0 | 65.93 | 58.95 | 7 | 0
2025 | MAPP_CA_2_MAPP_US | MAPP_CA | MAPP_US | Internal | Summer | B4 | 100 | 437 | 0 | 64.54 | 57.55 | 7 | 0
2025 | MAPP_CA_2_MAPP_US | MAPP_CA | MAPP_US | Internal | Summer | B5 | 200 | 437 | 0 | 62.93 | 55.95 | 7 | 0
2025 | MAPP_CA_2_MAPP_US | MAPP_CA | MAPP_US | Internal | Summer | B6 | 300 | 437 | 0 | 49.27 | 42.29 | 7 | 0
2025 | MAPP_CA_2_MAPP_US | MAPP_CA | MAPP_US | Internal | Summer | B7 | 400 | 437 | 0 | 41.8 | 34.81 | 7 | 0
2025 | MAPP_CA_2_MAPP_US | MAPP_CA | MAPP_US | Internal | Summer | B8 | 500 | 437 | 0 | 38.68 | 31.69 | 7 | 0
2025 | MAPP_CA_2_MAPP_US | MAPP_CA | MAPP_US | Internal | Summer | B9 | 800 | 437 | 0 | 38.39 | 31.39 | 7 | 0
2025 | MAPP_CA_2_MAPP_US | MAPP_CA | MAPP_US | Internal | Summer | B10 | 1262 | 437 | 0 | 38.39 | 28.12 | 7 | 0
2025 | MAPP_CA_2_MAPP_US | MAPP_CA | MAPP_US | Internal | Winter | B16 | 25 | 437 | 0 | 51.58 | 44.59 | 7 | 0
2025 | MAPP_CA_2_MAPP_US | MAPP_CA | MAPP_US | Internal | Winter | B17 | 100 | 437 | 0 | 45.9 | 38.91 | 7 | 0
2025 | MAPP_CA_2_MAPP_US | MAPP_CA | MAPP_US | Internal | Winter | B18 | 400 | 437 | 0 | 44.97 | 37.97 | 7 | 0
2025 | MAPP_CA_2_MAPP_US | MAPP_CA | MAPP_US | Internal | Winter | B19 | 700 | 437 | 0 | 44.97 | 37.97 | 7 | 0
2025 | MAPP_CA_2_MAPP_US | MAPP_CA | MAPP_US | Internal | Winter | B20 | 935 | 437 | 0 | 44.97 | 29.58 | 7 | 0
2025 | MAPP_CA_2_MISO_W | MAPP_CA | MISO_W | Internal | Shoulder | B11 | 25 | 2058 | 2058 | 49.42 | 55.94 | 0.01 | 6.51
2025 | MAPP_CA_2_MISO_W | MAPP_CA | MISO_W | Internal | Shoulder | B12 | 200 | 2058 | 1329.86 | 47.7 | 47.72 | 0.01 | 0
2025 | MAPP_CA_2_MISO_W | MAPP_CA | MISO_W | Internal | Shoulder | B13 | 600 | 2058 | 1110.85 | 42.99 | 43.01 | 0.01 | 0
2025 | MAPP_CA_2_MISO_W | MAPP_CA | MISO_W | Internal | Shoulder | B14 | 900 | 2058 | 0 | 41.16 | 41.16 | 0.01 | 0
2025 | MAPP_CA_2_MISO_W | MAPP_CA | MISO_W | Internal | Shoulder | B15 | 1203 | 2058 | 0 | 41.16 | 37.44 | 0.01 | 0
2025 | MAPP_CA_2_MISO_W | MAPP_CA | MISO_W | Internal | Summer | B1 | 10 | 2058 | 2058 | 55.58 | 69.58 | 0.01 | 13.99
2025 | MAPP_CA_2_MISO_W | MAPP_CA | MISO_W | Internal | Summer | B2 | 25 | 2058 | 2058 | 52.65 | 66.25 | 0.01 | 13.59
2025 | MAPP_CA_2_MISO_W | MAPP_CA | MISO_W | Internal | Summer | B3 | 75 | 2058 | 2057.65 | 65.93 | 65.95 | 0.01 | 0
2025 | MAPP_CA_2_MISO_W | MAPP_CA | MISO_W | Internal | Summer | B4 | 100 | 2058 | 2051.96 | 64.54 | 64.55 | 0.01 | 0
2025 | MAPP_CA_2_MISO_W | MAPP_CA | MISO_W | Internal | Summer | B5 | 200 | 2058 | 2038.9 | 62.93 | 62.95 | 0.01 | 0
2025 | MAPP_CA_2_MISO_W | MAPP_CA | MISO_W | Internal | Summer | B6 | 300 | 2058 | 2048.04 | 49.27 | 49.29 | 0.01 | 0
2025 | MAPP_CA_2_MISO_W | MAPP_CA | MISO_W | Internal | Summer | B7 | 400 | 2058 | 1392.44 | 41.8 | 41.81 | 0.01 | 0
2025 | MAPP_CA_2_MISO_W | MAPP_CA | MISO_W | Internal | Summer | B8 | 500 | 2058 | 1452.37 | 38.68 | 38.69 | 0.01 | 0
2025 | MAPP_CA_2_MISO_W | MAPP_CA | MISO_W | Internal | Summer | B9 | 800 | 2058 | 0 | 38.39 | 38.39 | 0.01 | 0
2025 | MAPP_CA_2_MISO_W | MAPP_CA | MISO_W | Internal | Summer | B10 | 1262 | 2058 | 0 | 38.39 | 35.12 | 0.01 | 0
2025 | MAPP_CA_2_MISO_W | MAPP_CA | MISO_W | Internal | Winter | B16 | 25 | 2058 | 759.96 | 51.58 | 51.59 | 0.01 | 0
2025 | MAPP_CA_2_MISO_W | MAPP_CA | MISO_W | Internal | Winter | B17 | 100 | 2058 | 302.68 | 45.9 | 45.91 | 0.01 | 0
2025 | MAPP_CA_2_MISO_W | MAPP_CA | MISO_W | Internal | Winter | B18 | 400 | 2058 | 0 | 44.97 | 44.97 | 0.01 | 0
2025 | MAPP_CA_2_MISO_W | MAPP_CA | MISO_W | Internal | Winter | B19 | 700 | 2058 | 0 | 44.97 | 42.48 | 0.01 | 0
2025 | MAPP_CA_2_MISO_W | MAPP_CA | MISO_W | Internal | Winter | B20 | 935 | 2058 | 0 | 44.97 | 36.42 | 0.01 | 0
2025 | MAPP_US_2_MAPP_CA | MAPP_US | MAPP_CA | Internal | Shoulder | B11 | 25 | 230 | 0 | 48.94 | 49.42 | 7 | 0
2025 | MAPP_US_2_MAPP_CA | MAPP_US | MAPP_CA | Internal | Shoulder | B12 | 200 | 230 | 0 | 40.72 | 47.7 | 7 | 0
2025 | MAPP_US_2_MAPP_CA | MAPP_US | MAPP_CA | Internal | Shoulder | B13 | 600 | 230 | 0 | 36.01 | 42.99 | 7 | 0
2025 | MAPP_US_2_MAPP_CA | MAPP_US | MAPP_CA | Internal | Shoulder | B14 | 900 | 230 | 130.66 | 34.16 | 41.16 | 7 | 0
2025 | MAPP_US_2_MAPP_CA | MAPP_US | MAPP_CA | Internal | Shoulder | B15 | 1203 | 230 | 230 | 32.57 | 41.16 | 7 | 1.59
2025 | MAPP_US_2_MAPP_CA | MAPP_US | MAPP_CA | Internal | Summer | B1 | 10 | 230 | 0 | 62.58 | 55.58 | 7 | 0
2025 | MAPP_US_2_MAPP_CA | MAPP_US | MAPP_CA | Internal | Summer | B2 | 25 | 230 | 0 | 59.25 | 52.65 | 7 | 0
2025 | MAPP_US_2_MAPP_CA | MAPP_US | MAPP_CA | Internal | Summer | B3 | 75 | 230 | 0 | 58.95 | 65.93 | 7 | 0
2025 | MAPP_US_2_MAPP_CA | MAPP_US | MAPP_CA | Internal | Summer | B4 | 100 | 230 | 0 | 57.55 | 64.54 | 7 | 0
2025 | MAPP_US_2_MAPP_CA | MAPP_US | MAPP_CA | Internal | Summer | B5 | 200 | 230 | 0 | 55.95 | 62.93 | 7 | 0
2025 | MAPP_US_2_MAPP_CA | MAPP_US | MAPP_CA | Internal | Summer | B6 | 300 | 230 | 0 | 42.29 | 49.27 | 7 | 0
2025 | MAPP_US_2_MAPP_CA | MAPP_US | MAPP_CA | Internal | Summer | B7 | 400 | 230 | 0 | 34.81 | 41.8 | 7 | 0
2025 | MAPP_US_2_MAPP_CA | MAPP_US | MAPP_CA | Internal | Summer | B8 | 500 | 230 | 0 | 31.69 | 38.68 | 7 | 0
2025 | MAPP_US_2_MAPP_CA | MAPP_US | MAPP_CA | Internal | Summer | B9 | 800 | 230 | 15.12 | 31.39 | 38.39 | 7 | 0
2025 | MAPP_US_2_MAPP_CA | MAPP_US | MAPP_CA | Internal | Summer | B10 | 1262 | 230 | 230 | 28.12 | 38.39 | 7 | 3.27
2025 | MAPP_US_2_MAPP_CA | MAPP_US | MAPP_CA | Internal | Winter | B16 | 25 | 230 | 0 | 44.59 | 51.58 | 7 | 0
2025 | MAPP_US_2_MAPP_CA | MAPP_US | MAPP_CA | Internal | Winter | B17 | 100 | 230 | 0 | 38.91 | 45.9 | 7 | 0
2025 | MAPP_US_2_MAPP_CA | MAPP_US | MAPP_CA | Internal | Winter | B18 | 400 | 230 | 29.61 | 37.97 | 44.97 | 7 | 0
2025 | MAPP_US_2_MAPP_CA | MAPP_US | MAPP_CA | Internal | Winter | B19 | 700 | 230 | 17.8 | 37.97 | 44.97 | 7 | 0
2025 | MAPP_US_2_MAPP_CA | MAPP_US | MAPP_CA | Internal | Winter | B20 | 935 | 230 | 230 | 29.58 | 44.97 | 7 | 8.39
2025 | MAPP_US_2_MISO_W | MAPP_US | MISO_W | Internal | Shoulder | B11 | 25 | 2635 | 1590.02 | 48.94 | 55.94 | 7 | 0
2025 | MAPP_US_2_MISO_W | MAPP_US | MISO_W | Internal | Shoulder | B12 | 200 | 2635 | 1265.89 | 40.72 | 47.72 | 7 | 0
2025 | MAPP_US_2_MISO_W | MAPP_US | MISO_W | Internal | Shoulder | B13 | 600 | 2635 | 1185.32 | 36.01 | 43.01 | 7 | 0
2025 | MAPP_US_2_MISO_W | MAPP_US | MISO_W | Internal | Shoulder | B14 | 900 | 2635 | 20.35 | 34.16 | 41.16 | 7 | 0
2025 | MAPP_US_2_MISO_W | MAPP_US | MISO_W | Internal | Shoulder | B15 | 1203 | 2635 | 0 | 32.57 | 37.44 | 7 | 0
2025 | MAPP_US_2_MISO_W | MAPP_US | MISO_W | Internal | Summer | B1 | 10 | 2635 | 1135.1 | 62.58 | 69.58 | 7 | 0
2025 | MAPP_US_2_MISO_W | MAPP_US | MISO_W | Internal | Summer | B2 | 25 | 2635 | 678.94 | 59.25 | 66.25 | 7 | 0
2025 | MAPP_US_2_MISO_W | MAPP_US | MISO_W | Internal | Summer | B3 | 75 | 2635 | 785.7 | 58.95 | 65.95 | 7 | 0
2025 | MAPP_US_2_MISO_W | MAPP_US | MISO_W | Internal | Summer | B4 | 100 | 2635 | 909.45 | 57.55 | 64.55 | 7 | 0
2025 | MAPP_US_2_MISO_W | MAPP_US | MISO_W | Internal | Summer | B5 | 200 | 2635 | 1014.33 | 55.95 | 62.95 | 7 | 0
2025 | MAPP_US_2_MISO_W | MAPP_US | MISO_W | Internal | Summer | B6 | 300 | 2635 | 601.05 | 42.29 | 49.29 | 7 | 0
2025 | MAPP_US_2_MISO_W | MAPP_US | MISO_W | Internal | Summer | B7 | 400 | 2635 | 650.8 | 34.81 | 41.81 | 7 | 0
2025 | MAPP_US_2_MISO_W | MAPP_US | MISO_W | Internal | Summer | B8 | 500 | 2635 | 1607.56 | 31.69 | 38.69 | 7 | 0
2025 | MAPP_US_2_MISO_W | MAPP_US | MISO_W | Internal | Summer | B9 | 800 | 2635 | 887 | 31.39 | 38.39 | 7 | 0
2025 | MAPP_US_2_MISO_W | MAPP_US | MISO_W | Internal | Summer | B10 | 1262 | 2635 | 608.05 | 28.12 | 35.12 | 7 | 0
2025 | MAPP_US_2_MISO_W | MAPP_US | MISO_W | Internal | Winter | B16 | 25 | 2635 | 1456.14 | 44.59 | 51.59 | 7 | 0
2025 | MAPP_US_2_MISO_W | MAPP_US | MISO_W | Internal | Winter | B17 | 100 | 2635 | 884.26 | 38.91 | 45.91 | 7 | 0
2025 | MAPP_US_2_MISO_W | MAPP_US | MISO_W | Internal | Winter | B18 | 400 | 2635 | 292.84 | 37.97 | 44.97 | 7 | 0
2025 | MAPP_US_2_MISO_W | MAPP_US | MISO_W | Internal | Winter | B19 | 700 | 2635 | 0 | 37.97 | 42.48 | 7 | 0
2025 | MAPP_US_2_MISO_W | MAPP_US | MISO_W | Internal | Winter | B20 | 935 | 2635 | 0 | 29.58 | 36.42 | 7 | 0
2025 | MAPP_US_2_NE | MAPP_US | NE | Internal | Shoulder | B11 | 25 | 2000 | 0 | 48.94 | 50.94 | 7 | 0
2025 | MAPP_US_2_NE | MAPP_US | NE | Internal | Shoulder | B12 | 200 | 2000 | 0 | 40.72 | 42.72 | 7 | 0
2025 | MAPP_US_2_NE | MAPP_US | NE | Internal | Shoulder | B13 | 600 | 2000 | 0 | 36.01 | 38.01 | 7 | 0
2025 | MAPP_US_2_NE | MAPP_US | NE | Internal | Shoulder | B14 | 900 | 2000 | 0 | 34.16 | 36.16 | 7 | 0
2025 | MAPP_US_2_NE | MAPP_US | NE | Internal | Shoulder | B15 | 1203 | 2000 | 0 | 32.57 | 32.44 | 7 | 0
2025 | MAPP_US_2_NE | MAPP_US | NE | Internal | Summer | B1 | 10 | 2000 | 0 | 62.58 | 64.58 | 7 | 0
2025 | MAPP_US_2_NE | MAPP_US | NE | Internal | Summer | B2 | 25 | 2000 | 0 | 59.25 | 61.25 | 7 | 0
2025 | MAPP_US_2_NE | MAPP_US | NE | Internal | Summer | B3 | 75 | 2000 | 0 | 58.95 | 60.95 | 7 | 0
2025 | MAPP_US_2_NE | MAPP_US | NE | Internal | Summer | B4 | 100 | 2000 | 0 | 57.55 | 59.55 | 7 | 0
2025 | MAPP_US_2_NE | MAPP_US | NE | Internal | Summer | B5 | 200 | 2000 | 0 | 55.95 | 57.95 | 7 | 0
2025 | MAPP_US_2_NE | MAPP_US | NE | Internal | Summer | B6 | 300 | 2000 | 659.15 | 42.29 | 49.29 | 7 | 0
2025 | MAPP_US_2_NE | MAPP_US | NE | Internal | Summer | B7 | 400 | 2000 | 555.56 | 34.81 | 41.81 | 7 | 0
2025 | MAPP_US_2_NE | MAPP_US | NE | Internal | Summer | B8 | 500 | 2000 | 0 | 31.69 | 33.69 | 7 | 0
2025 | MAPP_US_2_NE | MAPP_US | NE | Internal | Summer | B9 | 800 | 2000 | 0 | 31.39 | 33.39 | 7 | 0
2025 | MAPP_US_2_NE | MAPP_US | NE | Internal | Summer | B10 | 1262 | 2000 | 0 | 28.12 | 30.12 | 7 | 0
2025 | MAPP_US_2_NE | MAPP_US | NE | Internal | Winter | B16 | 25 | 2000 | 0 | 44.59 | 46.59 | 7 | 0
2025 | MAPP_US_2_NE | MAPP_US | NE | Internal | Winter | B17 | 100 | 2000 | 0 | 38.91 | 40.91 | 7 | 0
2025 | MAPP_US_2_NE | MAPP_US | NE | Internal | Winter | B18 | 400 | 2000 | 0 | 37.97 | 39.97 | 7 | 0
2025 | MAPP_US_2_NE | MAPP_US | NE | Internal | Winter | B19 | 700 | 2000 | 0 | 37.97 | 37.48 | 7 | 0
2025 | MAPP_US_2_NE | MAPP_US | NE | Internal | Winter | B20 | 935 | 2000 | 0 | 29.58 | 31.42 | 7 | 0
2025 | MARITIMES_2_NEISO | MARITIMES | NEISO | Internal | Shoulder | B11 | 25 | 99999 | 1720.66 | 38.87 | 38.89 | 0.01 | 0
2025 | MARITIMES_2_NEISO | MARITIMES | NEISO | Internal | Shoulder | B12 | 200 | 99999 | 1717.44 | 38.87 | 38.89 | 0.01 | 0
2025 | MARITIMES_2_NEISO | MARITIMES | NEISO | Internal | Shoulder | B13 | 600 | 99999 | 1704.78 | 38.87 | 38.89 | 0.01 | 0
2025 | MARITIMES_2_NEISO | MARITIMES | NEISO | Internal | Shoulder | B14 | 900 | 99999 | 1682.64 | 38.87 | 38.89 | 0.01 | 0
2025 | MARITIMES_2_NEISO | MARITIMES | NEISO | Internal | Shoulder | B15 | 1203 | 99999 | 648.08 | 38.87 | 38.89 | 0.01 | 0
2025 | MARITIMES_2_NEISO | MARITIMES | NEISO | Internal | Summer | B1 | 10 | 99999 | 1900 | 74.59 | 74.6 | 0.01 | 0
2025 | MARITIMES_2_NEISO | MARITIMES | NEISO | Internal | Summer | B2 | 25 | 99999 | 1878.75 | 59.66 | 59.67 | 0.01 | 0
2025 | MARITIMES_2_NEISO | MARITIMES | NEISO | Internal | Summer | B3 | 75 | 99999 | 1836.38 | 49.99 | 50 | 0.01 | 0
2025 | MARITIMES_2_NEISO | MARITIMES | NEISO | Internal | Summer | B4 | 100 | 99999 | 1799.97 | 46.83 | 46.84 | 0.01 | 0
2025 | MARITIMES_2_NEISO | MARITIMES | NEISO | Internal | Summer | B5 | 200 | 99999 | 1780.16 | 35.71 | 35.72 | 0.01 | 0
2025 | MARITIMES_2_NEISO | MARITIMES | NEISO | Internal | Summer | B6 | 300 | 99999 | 1757.82 | 35.71 | 35.72 | 0.01 | 0
2025 | MARITIMES_2_NEISO | MARITIMES | NEISO | Internal | Summer | B7 | 400 | 99999 | 1732.23 | 35.71 | 35.72 | 0.01 | 0
2025 | MARITIMES_2_NEISO | MARITIMES | NEISO | Internal | Summer | B8 | 500 | 99999 | 1712.1 | 35.71 | 35.72 | 0.01 | 0
2025 | MARITIMES_2_NEISO | MARITIMES | NEISO | Internal | Summer | B9 | 800 | 99999 | 1687.45 | 35.71 | 35.72 | 0.01 | 0
2025 | MARITIMES_2_NEISO | MARITIMES | NEISO | Internal | Summer | B10 | 1262 | 99999 | 465.06 | 35.71 | 35.72 | 0.01 | 0
2025 | MARITIMES_2_NEISO | MARITIMES | NEISO | Internal | Winter | B16 | 25 | 99999 | 1765.23 | 48.67 | 48.68 | 0.01 | 0
2025 | MARITIMES_2_NEISO | MARITIMES | NEISO | Internal | Winter | B17 | 100 | 99999 | 1747.34 | 48.67 | 48.68 | 0.01 | 0
2025 | MARITIMES_2_NEISO | MARITIMES | NEISO | Internal | Winter | B18 | 400 | 99999 | 1733.65 | 48.67 | 48.68 | 0.01 | 0
2025 | MARITIMES_2_NEISO | MARITIMES | NEISO | Internal | Winter | B19 | 700 | 99999 | 1708.15 | 48.67 | 48.68 | 0.01 | 0
2025 | MARITIMES_2_NEISO | MARITIMES | NEISO | Internal | Winter | B20 | 935 | 99999 | 723.43 | 48.67 | 48.68 | 0.01 | 0
2025 | MISO_IN_2_MISO_MI | MISO_IN | MISO_MI | Internal | Shoulder | B11 | 25 | 5081 | 0 | 55.96 | 55.94 | 0.01 | 0
2025 | MISO_IN_2_MISO_MI | MISO_IN | MISO_MI | Internal | Shoulder | B12 | 200 | 5081 | 1015.16 | 47.74 | 47.75 | 0.01 | 0
2025 | MISO_IN_2_MISO_MI | MISO_IN | MISO_MI | Internal | Shoulder | B13 | 600 | 5081 | 633.12 | 43.03 | 43.04 | 0.01 | 0
2025 | MISO_IN_2_MISO_MI | MISO_IN | MISO_MI | Internal | Shoulder | B14 | 900 | 5081 | 1030.85 | 41.18 | 41.19 | 0.01 | 0
2025 | MISO_IN_2_MISO_MI | MISO_IN | MISO_MI | Internal | Shoulder | B15 | 1203 | 5081 | 2668.89 | 37.46 | 37.48 | 0.01 | 0
2025 | MISO_IN_2_MISO_MI | MISO_IN | MISO_MI | Internal | Summer | B1 | 10 | 5081 | 0 | 69.58 | 69.57 | 0.01 | 0
2025 | MISO_IN_2_MISO_MI | MISO_IN | MISO_MI | Internal | Summer | B2 | 25 | 5081 | 0 | 66.28 | 66.27 | 0.01 | 0
2025 | MISO_IN_2_MISO_MI | MISO_IN | MISO_MI | Internal | Summer | B3 | 75 | 5081 | 0 | 65.95 | 65.93 | 0.01 | 0
2025 | MISO_IN_2_MISO_MI | MISO_IN | MISO_MI | Internal | Summer | B4 | 100 | 5081 | 0 | 64.57 | 63.45 | 0.01 | 0
2025 | MISO_IN_2_MISO_MI | MISO_IN | MISO_MI | Internal | Summer | B5 | 200 | 5081 | 0 | 62.95 | 62.62 | 0.01 | 0
2025 | MISO_IN_2_MISO_MI | MISO_IN | MISO_MI | Internal | Summer | B6 | 300 | 5081 | 0 | 49.29 | 49.27 | 0.01 | 0
2025 | MISO_IN_2_MISO_MI | MISO_IN | MISO_MI | Internal | Summer | B7 | 400 | 5081 | 116.29 | 41.81 | 41.83 | 0.01 | 0
2025 | MISO_IN_2_MISO_MI | MISO_IN | MISO_MI | Internal | Summer | B8 | 500 | 5081 | 1249.53 | 38.71 | 38.73 | 0.01 | 0
2025 | MISO_IN_2_MISO_MI | MISO_IN | MISO_MI | Internal | Summer | B9 | 800 | 5081 | 1265.81 | 38.41 | 38.42 | 0.01 | 0
2025 | MISO_IN_2_MISO_MI | MISO_IN | MISO_MI | Internal | Summer | B10 | 1262 | 5081 | 4257.43 | 35.15 | 35.16 | 0.01 | 0
2025 | MISO_IN_2_MISO_MI | MISO_IN | MISO_MI | Internal | Winter | B16 | 25 | 5081 | 0 | 51.61 | 51.6 | 0.01 | 0
2025 | MISO_IN_2_MISO_MI | MISO_IN | MISO_MI | Internal | Winter | B17 | 100 | 5081 | 748.76 | 45.93 | 45.95 | 0.01 | 0
2025 | MISO_IN_2_MISO_MI | MISO_IN | MISO_MI | Internal | Winter | B18 | 400 | 5081 | 0 | 44.99 | 45 | 0.01 | 0
2025 | MISO_IN_2_MISO_MI | MISO_IN | MISO_MI | Internal | Winter | B19 | 700 | 5081 | 1686.23 | 42.51 | 42.52 | 0.01 | 0
2025 | MISO_IN_2_MISO_MI | MISO_IN | MISO_MI | Internal | Winter | B20 | 935 | 5081 | 2121.5 | 36.44 | 36.46 | 0.01 | 0
2025 | MISO_IN_2_MISO_MO-IL | MISO_IN | MISO_MO-IL | Internal | Shoulder | B11 | 25 | 9129 | 0 | 55.96 | 55.95 | 0.01 | 0
2025 | MISO_IN_2_MISO_MO-IL | MISO_IN | MISO_MO-IL | Internal | Shoulder | B12 | 200 | 9129 | 0 | 47.74 | 47.73 | 0.01 | 0
2025 | MISO_IN_2_MISO_MO-IL | MISO_IN | MISO_MO-IL | Internal | Shoulder | B13 | 600 | 9129 | 0 | 43.03 | 43.02 | 0.01 | 0
2025 | MISO_IN_2_MISO_MO-IL | MISO_IN | MISO_MO-IL | Internal | Shoulder | B14 | 900 | 9129 | 0 | 41.18 | 41.17 | 0.01 | 0
2025 | MISO_IN_2_MISO_MO-IL | MISO_IN | MISO_MO-IL | Internal | Shoulder | B15 | 1203 | 9129 | 0 | 37.46 | 37.45 | 0.01 | 0
2025 | MISO_IN_2_MISO_MO-IL | MISO_IN | MISO_MO-IL | Internal | Summer | B1 | 10 | 9129 | 101.14 | 69.58 | 69.59 | 0.01 | 0
2025 | MISO_IN_2_MISO_MO-IL | MISO_IN | MISO_MO-IL | Internal | Summer | B2 | 25 | 9129 | 0 | 66.28 | 66.27 | 0.01 | 0
2025 | MISO_IN_2_MISO_MO-IL | MISO_IN | MISO_MO-IL | Internal | Summer | B3 | 75 | 9129 | 37.24 | 65.95 | 65.96 | 0.01 | 0
2025 | MISO_IN_2_MISO_MO-IL | MISO_IN | MISO_MO-IL | Internal | Summer | B4 | 100 | 9129 | 0 | 64.57 | 64.57 | 0.01 | 0
2025 | MISO_IN_2_MISO_MO-IL | MISO_IN | MISO_MO-IL | Internal | Summer | B5 | 200 | 9129 | 531.39 | 62.95 | 62.96 | 0.01 | 0
2025 | MISO_IN_2_MISO_MO-IL | MISO_IN | MISO_MO-IL | Internal | Summer | B6 | 300 | 9129 | 279.4 | 49.29 | 49.3 | 0.01 | 0
2025 | MISO_IN_2_MISO_MO-IL | MISO_IN | MISO_MO-IL | Internal | Summer | B7 | 400 | 9129 | 288.52 | 41.81 | 41.83 | 0.01 | 0
2025 | MISO_IN_2_MISO_MO-IL | MISO_IN | MISO_MO-IL | Internal | Summer | B8 | 500 | 9129 | 0 | 38.71 | 38.7 | 0.01 | 0
2025 | MISO_IN_2_MISO_MO-IL | MISO_IN | MISO_MO-IL | Internal | Summer | B9 | 800 | 9129 | 0 | 38.41 | 38.4 | 0.01 | 0
2025 | MISO_IN_2_MISO_MO-IL | MISO_IN | MISO_MO-IL | Internal | Summer | B10 | 1262 | 9129 | 0 | 35.15 | 35.13 | 0.01 | 0
2025 | MISO_IN_2_MISO_MO-IL | MISO_IN | MISO_MO-IL | Internal | Winter | B16 | 25 | 9129 | 0 | 51.61 | 51.6 | 0.01 | 0
2025 | MISO_IN_2_MISO_MO-IL | MISO_IN | MISO_MO-IL | Internal | Winter | B17 | 100 | 9129 | 0 | 45.93 | 45.92 | 0.01 | 0
2025 | MISO_IN_2_MISO_MO-IL | MISO_IN | MISO_MO-IL | Internal | Winter | B18 | 400 | 9129 | 0 | 44.99 | 44.98 | 0.01 | 0
2025 | MISO_IN_2_MISO_MO-IL | MISO_IN | MISO_MO-IL | Internal | Winter | B19 | 700 | 9129 | 0 | 42.51 | 42.5 | 0.01 | 0
2025 | MISO_IN_2_MISO_MO-IL | MISO_IN | MISO_MO-IL | Internal | Winter | B20 | 935 | 9129 | 0 | 36.44 | 36.43 | 0.01 | 0
2025 | MISO_IN_2_NonRTO_Midwest | MISO_IN | NonRTO_Midwest | Internal | Shoulder | B11 | 25 | 4800 | 1447.32 | 55.96 | 63.96 | 8 | 0
2025 | MISO_IN_2_NonRTO_Midwest | MISO_IN | NonRTO_Midwest | Internal | Shoulder | B12 | 200 | 4800 | 717.13 | 47.74 | 55.74 | 8 | 0
2025 | MISO_IN_2_NonRTO_Midwest | MISO_IN | NonRTO_Midwest | Internal | Shoulder | B13 | 600 | 4800 | 213.39 | 43.03 | 51.03 | 8 | 0
2025 | MISO_IN_2_NonRTO_Midwest | MISO_IN | NonRTO_Midwest | Internal | Shoulder | B14 | 900 | 4800 | 0 | 41.18 | 44.03 | 8 | 0
2025 | MISO_IN_2_NonRTO_Midwest | MISO_IN | NonRTO_Midwest | Internal | Shoulder | B15 | 1203 | 4800 | 0 | 37.46 | 37.31 | 8 | 0
2025 | MISO_IN_2_NonRTO_Midwest | MISO_IN | NonRTO_Midwest | Internal | Summer | B1 | 10 | 4800 | 0 | 69.58 | 72.57 | 8 | 0
2025 | MISO_IN_2_NonRTO_Midwest | MISO_IN | NonRTO_Midwest | Internal | Summer | B2 | 25 | 4800 | 0 | 66.28 | 72.57 | 8 | 0
2025 | MISO_IN_2_NonRTO_Midwest | MISO_IN | NonRTO_Midwest | Internal | Summer | B3 | 75 | 4800 | 0 | 65.95 | 72.57 | 8 | 0
2025 | MISO_IN_2_NonRTO_Midwest | MISO_IN | NonRTO_Midwest | Internal | Summer | B4 | 100 | 4800 | 970.28 | 64.57 | 72.57 | 8 | 0
2025 | MISO_IN_2_NonRTO_Midwest | MISO_IN | NonRTO_Midwest | Internal | Summer | B5 | 200 | 4800 | 1231.17 | 62.95 | 70.95 | 8 | 0
2025 | MISO_IN_2_NonRTO_Midwest | MISO_IN | NonRTO_Midwest | Internal | Summer | B6 | 300 | 4800 | 703.33 | 49.29 | 57.29 | 8 | 0
2025 | MISO_IN_2_NonRTO_Midwest | MISO_IN | NonRTO_Midwest | Internal | Summer | B7 | 400 | 4800 | 56.32 | 41.81 | 49.81 | 8 | 0
2025 | MISO_IN_2_NonRTO_Midwest | MISO_IN | NonRTO_Midwest | Internal | Summer | B8 | 500 | 4800 | 0 | 38.71 | 42.96 | 8 | 0
2025 | MISO_IN_2_NonRTO_Midwest | MISO_IN | NonRTO_Midwest | Internal | Summer | B9 | 800 | 4800 | 0 | 38.41 | 37.58 | 8 | 0
2025 | MISO_IN_2_NonRTO_Midwest | MISO_IN | NonRTO_Midwest | Internal | Summer | B10 | 1262 | 4800 | 0 | 35.15 | 33.51 | 8 | 0
2025 | MISO_IN_2_NonRTO_Midwest | MISO_IN | NonRTO_Midwest | Internal | Winter | B16 | 25 | 4800 | 2812.09 | 51.61 | 59.61 | 8 | 0
2025 | MISO_IN_2_NonRTO_Midwest | MISO_IN | NonRTO_Midwest | Internal | Winter | B17 | 100 | 4800 | 1661.05 | 45.93 | 53.93 | 8 | 0
2025 | MISO_IN_2_NonRTO_Midwest | MISO_IN | NonRTO_Midwest | Internal | Winter | B18 | 400 | 4800 | 729 | 44.99 | 52.99 | 8 | 0
2025 | MISO_IN_2_NonRTO_Midwest | MISO_IN | NonRTO_Midwest | Internal | Winter | B19 | 700 | 4800 | 0 | 42.51 | 44.46 | 8 | 0
2025 | MISO_IN_2_NonRTO_Midwest | MISO_IN | NonRTO_Midwest | Internal | Winter | B20 | 935 | 4800 | 0 | 36.44 | 37.58 | 8 | 0
2025 | MISO_IN_2_PJM_ROR | MISO_IN | PJM_ROR | Internal | Shoulder | B11 | 25 | 992 | 0 | 55.96 | 57.94 | 2 | 0
2025 | MISO_IN_2_PJM_ROR | MISO_IN | PJM_ROR | Internal | Shoulder | B12 | 200 | 992 | 0 | 47.74 | 49.72 | 2 | 0
2025 | MISO_IN_2_PJM_ROR | MISO_IN | PJM_ROR | Internal | Shoulder | B13 | 600 | 992 | 0 | 43.03 | 45.01 | 2 | 0
2025 | MISO_IN_2_PJM_ROR | MISO_IN | PJM_ROR | Internal | Shoulder | B14 | 900 | 992 | 0 | 41.18 | 43.16 | 2 | 0
2025 | MISO_IN_2_PJM_ROR | MISO_IN | PJM_ROR | Internal | Shoulder | B15 | 1203 | 992 | 0 | 37.46 | 39.44 | 2 | 0
2025 | MISO_IN_2_PJM_ROR | MISO_IN | PJM_ROR | Internal | Summer | B1 | 10 | 992 | 102.09 | 69.58 | 71.58 | 2 | 0
2025 | MISO_IN_2_PJM_ROR | MISO_IN | PJM_ROR | Internal | Summer | B2 | 25 | 992 | 0 | 66.28 | 68.25 | 2 | 0
2025 | MISO_IN_2_PJM_ROR | MISO_IN | PJM_ROR | Internal | Summer | B3 | 75 | 992 | 0 | 65.95 | 65.45 | 2 | 0
2025 | MISO_IN_2_PJM_ROR | MISO_IN | PJM_ROR | Internal | Summer | B4 | 100 | 992 | 0 | 64.57 | 65.45 | 2 | 0
2025 | MISO_IN_2_PJM_ROR | MISO_IN | PJM_ROR | Internal | Summer | B5 | 200 | 992 | 0 | 62.95 | 60.95 | 2 | 0
2025 | MISO_IN_2_PJM_ROR | MISO_IN | PJM_ROR | Internal | Summer | B6 | 300 | 992 | 0 | 49.29 | 51.27 | 2 | 0
2025 | MISO_IN_2_PJM_ROR | MISO_IN | PJM_ROR | Internal | Summer | B7 | 400 | 992 | 239.8 | 41.81 | 43.81 | 2 | 0
2025 | MISO_IN_2_PJM_ROR | MISO_IN | PJM_ROR | Internal | Summer | B8 | 500 | 992 | 0 | 38.71 | 40.45 | 2 | 0
2025 | MISO_IN_2_PJM_ROR | MISO_IN | PJM_ROR | Internal | Summer | B9 | 800 | 992 | 0 | 38.41 | 38.7 | 2 | 0
2025 | MISO_IN_2_PJM_ROR | MISO_IN | PJM_ROR | Internal | Summer | B10 | 1262 | 992 | 0 | 35.15 | 36.63 | 2 | 0
2025 | MISO_IN_2_PJM_ROR | MISO_IN | PJM_ROR | Internal | Winter | B16 | 25 | 992 | 0 | 51.61 | 53.6 | 2 | 0
2025 | MISO_IN_2_PJM_ROR | MISO_IN | PJM_ROR | Internal | Winter | B17 | 100 | 992 | 0 | 45.93 | 47.92 | 2 | 0
2025 | MISO_IN_2_PJM_ROR | MISO_IN | PJM_ROR | Internal | Winter | B18 | 400 | 992 | 0 | 44.99 | 46.97 | 2 | 0
2025 | MISO_IN_2_PJM_ROR | MISO_IN | PJM_ROR | Internal | Winter | B19 | 700 | 992 | 0 | 42.51 | 44.48 | 2 | 0
2025 | MISO_IN_2_PJM_ROR | MISO_IN | PJM_ROR | Internal | Winter | B20 | 935 | 992 | 0 | 36.44 | 38.42 | 2 | 0
2025 | MISO_MI_2_IESO | MISO_MI | IESO | Internal | Shoulder | B11 | 25 | 1580 | 0 | 55.94 | 34.7 | 8 | 0
2025 | MISO_MI_2_IESO | MISO_MI | IESO | Internal | Shoulder | B12 | 200 | 1580 | 0 | 47.75 | 34.7 | 8 | 0
2025 | MISO_MI_2_IESO | MISO_MI | IESO | Internal | Shoulder | B13 | 600 | 1580 | 0 | 43.04 | 32.29 | 8 | 0
2025 | MISO_MI_2_IESO | MISO_MI | IESO | Internal | Shoulder | B14 | 900 | 1580 | 0 | 41.19 | 32.29 | 8 | 0
2025 | MISO_MI_2_IESO | MISO_MI | IESO | Internal | Shoulder | B15 | 1203 | 1580 | 0 | 37.48 | 32.29 | 8 | 0
2025 | MISO_MI_2_IESO | MISO_MI | IESO | Internal | Summer | B1 | 10 | 1580 | 0 | 69.57 | 45.65 | 8 | 0
2025 | MISO_MI_2_IESO | MISO_MI | IESO | Internal | Summer | B2 | 25 | 1580 | 0 | 66.27 | 45.65 | 8 | 0
2025 | MISO_MI_2_IESO | MISO_MI | IESO | Internal | Summer | B3 | 75 | 1580 | 0 | 65.93 | 42.84 | 8 | 0
2025 | MISO_MI_2_IESO | MISO_MI | IESO | Internal | Summer | B4 | 100 | 1580 | 0 | 63.45 | 42.84 | 8 | 0
2025 | MISO_MI_2_IESO | MISO_MI | IESO | Internal | Summer | B5 | 200 | 1580 | 0 | 62.62 | 39.59 | 8 | 0
2025 | MISO_MI_2_IESO | MISO_MI | IESO | Internal | Summer | B6 | 300 | 1580 | 0 | 49.27 | 36.26 | 8 | 0
2025 | MISO_MI_2_IESO | MISO_MI | IESO | Internal | Summer | B7 | 400 | 1580 | 0 | 41.83 | 31.71 | 8 | 0
2025 | MISO_MI_2_IESO | MISO_MI | IESO | Internal | Summer | B8 | 500 | 1580 | 0 | 38.73 | 30.71 | 8 | 0
2025 | MISO_MI_2_IESO | MISO_MI | IESO | Internal | Summer | B9 | 800 | 1580 | 0 | 38.42 | 30.71 | 8 | 0
2025 | MISO_MI_2_IESO | MISO_MI | IESO | Internal | Summer | B10 | 1262 | 1580 | 0 | 35.16 | 30.71 | 8 | 0
2025 | MISO_MI_2_IESO | MISO_MI | IESO | Internal | Winter | B16 | 25 | 1580 | 0 | 51.6 | 42.49 | 8 | 0
2025 | MISO_MI_2_IESO | MISO_MI | IESO | Internal | Winter | B17 | 100 | 1580 | 0 | 45.95 | 37.25 | 8 | 0
2025 | MISO_MI_2_IESO | MISO_MI | IESO | Internal | Winter | B18 | 400 | 1580 | 0 | 45 | 37.25 | 8 | 0
2025 | MISO_MI_2_IESO | MISO_MI | IESO | Internal | Winter | B19 | 700 | 1580 | 0 | 42.52 | 37.25 | 8 | 0
2025 | MISO_MI_2_IESO | MISO_MI | IESO | Internal | Winter | B20 | 935 | 1580 | 0 | 36.46 | 37.25 | 8 | 0
2025 | MISO_MI_2_MISO_IN | MISO_MI | MISO_IN | Internal | Shoulder | B11 | 25 | 2126 | 2126 | 55.94 | 55.96 | 0.01 | 0.01
2025 | MISO_MI_2_MISO_IN | MISO_MI | MISO_IN | Internal | Shoulder | B12 | 200 | 2126 | 0 | 47.75 | 47.74 | 0.01 | 0
2025 | MISO_MI_2_MISO_IN | MISO_MI | MISO_IN | Internal | Shoulder | B13 | 600 | 2126 | 0 | 43.04 | 43.03 | 0.01 | 0
2025 | MISO_MI_2_MISO_IN | MISO_MI | MISO_IN | Internal | Shoulder | B14 | 900 | 2126 | 0 | 41.19 | 41.18 | 0.01 | 0
2025 | MISO_MI_2_MISO_IN | MISO_MI | MISO_IN | Internal | Shoulder | B15 | 1203 | 2126 | 0 | 37.48 | 37.46 | 0.01 | 0
2025 | MISO_MI_2_MISO_IN | MISO_MI | MISO_IN | Internal | Summer | B1 | 10 | 2126 | 751.53 | 69.57 | 69.58 | 0.01 | 0
2025 | MISO_MI_2_MISO_IN | MISO_MI | MISO_IN | Internal | Summer | B2 | 25 | 2126 | 470.89 | 66.27 | 66.28 | 0.01 | 0
2025 | MISO_MI_2_MISO_IN | MISO_MI | MISO_IN | Internal | Summer | B3 | 75 | 2126 | 2012.33 | 65.93 | 65.95 | 0.01 | 0
2025 | MISO_MI_2_MISO_IN | MISO_MI | MISO_IN | Internal | Summer | B4 | 100 | 2126 | 2126 | 63.45 | 64.57 | 0.01 | 1.11
2025 | MISO_MI_2_MISO_IN | MISO_MI | MISO_IN | Internal | Summer | B5 | 200 | 2126 | 2126 | 62.62 | 62.95 | 0.01 | 0.31
2025 | MISO_MI_2_MISO_IN | MISO_MI | MISO_IN | Internal | Summer | B6 | 300 | 2126 | 917.77 | 49.27 | 49.29 | 0.01 | 0
2025 | MISO_MI_2_MISO_IN | MISO_MI | MISO_IN | Internal | Summer | B7 | 400 | 2126 | 0 | 41.83 | 41.81 | 0.01 | 0
2025 | MISO_MI_2_MISO_IN | MISO_MI | MISO_IN | Internal | Summer | B8 | 500 | 2126 | 0 | 38.73 | 38.71 | 0.01 | 0
2025 | MISO_MI_2_MISO_IN | MISO_MI | MISO_IN | Internal | Summer | B9 | 800 | 2126 | 0 | 38.42 | 38.41 | 0.01 | 0
2025 | MISO_MI_2_MISO_IN | MISO_MI | MISO_IN | Internal | Summer | B10 | 1262 | 2126 | 0 | 35.16 | 35.15 | 0.01 | 0
2025 | MISO_MI_2_MISO_IN | MISO_MI | MISO_IN | Internal | Winter | B16 | 25 | 2126 | 31.63 | 51.6 | 51.61 | 0.01 | 0
2025 | MISO_MI_2_MISO_IN | MISO_MI | MISO_IN | Internal | Winter | B17 | 100 | 2126 | 0 | 45.95 | 45.93 | 0.01 | 0
2025 | MISO_MI_2_MISO_IN | MISO_MI | MISO_IN | Internal | Winter | B18 | 400 | 2126 | 0 | 45 | 44.99 | 0.01 | 0
2025 | MISO_MI_2_MISO_IN | MISO_MI | MISO_IN | Internal | Winter | B19 | 700 | 2126 | 0 | 42.52 | 42.51 | 0.01 | 0
2025 | MISO_MI_2_MISO_IN | MISO_MI | MISO_IN | Internal | Winter | B20 | 935 | 2126 | 0 | 36.46 | 36.44 | 0.01 | 0
2025 | MISO_MI_2_MISO_WUMS | MISO_MI | MISO_WUMS | Internal | Shoulder | B11 | 25 | 166 | 15.92 | 55.94 | 55.95 | 0.01 | 0
2025 | MISO_MI_2_MISO_WUMS | MISO_MI | MISO_WUMS | Internal | Shoulder | B12 | 200 | 166 | 0 | 47.75 | 47.73 | 0.01 | 0
2025 | MISO_MI_2_MISO_WUMS | MISO_MI | MISO_WUMS | Internal | Shoulder | B13 | 600 | 166 | 0 | 43.04 | 43.02 | 0.01 | 0
2025 | MISO_MI_2_MISO_WUMS | MISO_MI | MISO_WUMS | Internal | Shoulder | B14 | 900 | 166 | 0 | 41.19 | 41.17 | 0.01 | 0
2025 | MISO_MI_2_MISO_WUMS | MISO_MI | MISO_WUMS | Internal | Shoulder | B15 | 1203 | 166 | 0 | 37.48 | 37.45 | 0.01 | 0
2025 | MISO_MI_2_MISO_WUMS | MISO_MI | MISO_WUMS | Internal | Summer | B1 | 10 | 166 | 0 | 69.57 | 67.75 | 0.01 | 0
2025 | MISO_MI_2_MISO_WUMS | MISO_MI | MISO_WUMS | Internal | Summer | B2 | 25 | 166 | 0 | 66.27 | 66.24 | 0.01 | 0
2025 | MISO_MI_2_MISO_WUMS | MISO_MI | MISO_WUMS | Internal | Summer | B3 | 75 | 166 | 0 | 65.93 | 63.83 | 0.01 | 0
2025 | MISO_MI_2_MISO_WUMS | MISO_MI | MISO_WUMS | Internal | Summer | B4 | 100 | 166 | 166 | 63.45 | 63.83 | 0.01 | 0.37
2025 | MISO_MI_2_MISO_WUMS | MISO_MI | MISO_WUMS | Internal | Summer | B5 | 200 | 166 | 166 | 62.62 | 62.93 | 0.01 | 0.3
2025 | MISO_MI_2_MISO_WUMS | MISO_MI | MISO_WUMS | Internal | Summer | B6 | 300 | 166 | 0 | 49.27 | 49.27 | 0.01 | 0
2025 | MISO_MI_2_MISO_WUMS | MISO_MI | MISO_WUMS | Internal | Summer | B7 | 400 | 166 | 0 | 41.83 | 41.81 | 0.01 | 0
2025 | MISO_MI_2_MISO_WUMS | MISO_MI | MISO_WUMS | Internal | Summer | B8 | 500 | 166 | 0 | 38.73 | 38.7 | 0.01 | 0
2025 | MISO_MI_2_MISO_WUMS | MISO_MI | MISO_WUMS | Internal | Summer | B9 | 800 | 166 | 0 | 38.42 | 38.4 | 0.01 | 0
2025 | MISO_MI_2_MISO_WUMS | MISO_MI | MISO_WUMS | Internal | Summer | B10 | 1262 | 166 | 0 | 35.16 | 35.13 | 0.01 | 0
2025 | MISO_MI_2_MISO_WUMS | MISO_MI | MISO_WUMS | Internal | Winter | B16 | 25 | 166 | 0 | 51.6 | 51.6 | 0.01 | 0
2025 | MISO_MI_2_MISO_WUMS | MISO_MI | MISO_WUMS | Internal | Winter | B17 | 100 | 166 | 0 | 45.95 | 45.92 | 0.01 | 0
2025 | MISO_MI_2_MISO_WUMS | MISO_MI | MISO_WUMS | Internal | Winter | B18 | 400 | 166 | 0 | 45 | 44.98 | 0.01 | 0
2025 | MISO_MI_2_MISO_WUMS | MISO_MI | MISO_WUMS | Internal | Winter | B19 | 700 | 166 | 0 | 42.52 | 42.5 | 0.01 | 0
2025 | MISO_MI_2_MISO_WUMS | MISO_MI | MISO_WUMS | Internal | Winter | B20 | 935 | 166 | 0 | 36.46 | 36.43 | 0.01 | 0
2025 | MISO_MI_2_PJM_ROR | MISO_MI | PJM_ROR | Internal | Shoulder | B11 | 25 | 1424 | 40.95 | 55.94 | 57.94 | 2 | 0
2025 | MISO_MI_2_PJM_ROR | MISO_MI | PJM_ROR | Internal | Shoulder | B12 | 200 | 1424 | 0 | 47.75 | 49.72 | 2 | 0
2025 | MISO_MI_2_PJM_ROR | MISO_MI | PJM_ROR | Internal | Shoulder | B13 | 600 | 1424 | 0 | 43.04 | 45.01 | 2 | 0
2025 | MISO_MI_2_PJM_ROR | MISO_MI | PJM_ROR | Internal | Shoulder | B14 | 900 | 1424 | 0 | 41.19 | 43.16 | 2 | 0
2025 | MISO_MI_2_PJM_ROR | MISO_MI | PJM_ROR | Internal | Shoulder | B15 | 1203 | 1424 | 0 | 37.48 | 39.44 | 2 | 0
2025 | MISO_MI_2_PJM_ROR | MISO_MI | PJM_ROR | Internal | Summer | B1 | 10 | 1424 | 1424 | 69.57 | 71.58 | 2 | 0.01
2025 | MISO_MI_2_PJM_ROR | MISO_MI | PJM_ROR | Internal | Summer | B2 | 25 | 1424 | 0 | 66.27 | 68.25 | 2 | 0
2025 | MISO_MI_2_PJM_ROR | MISO_MI | PJM_ROR | Internal | Summer | B3 | 75 | 1424 | 0 | 65.93 | 65.45 | 2 | 0
2025 | MISO_MI_2_PJM_ROR | MISO_MI | PJM_ROR | Internal | Summer | B4 | 100 | 1424 | 769.18 | 63.45 | 65.45 | 2 | 0
2025 | MISO_MI_2_PJM_ROR | MISO_MI | PJM_ROR | Internal | Summer | B5 | 200 | 1424 | 0 | 62.62 | 60.95 | 2 | 0
2025 | MISO_MI_2_PJM_ROR | MISO_MI | PJM_ROR | Internal | Summer | B6 | 300 | 1424 | 1325.72 | 49.27 | 51.27 | 2 | 0
2025 | MISO_MI_2_PJM_ROR | MISO_MI | PJM_ROR | Internal | Summer | B7 | 400 | 1424 | 0 | 41.83 | 43.81 | 2 | 0
2025 | MISO_MI_2_PJM_ROR | MISO_MI | PJM_ROR | Internal | Summer | B8 | 500 | 1424 | 0 | 38.73 | 40.45 | 2 | 0
2025 | MISO_MI_2_PJM_ROR | MISO_MI | PJM_ROR | Internal | Summer | B9 | 800 | 1424 | 0 | 38.42 | 38.7 | 2 | 0
2025 | MISO_MI_2_PJM_ROR | MISO_MI | PJM_ROR | Internal | Summer | B10 | 1262 | 1424 | 0 | 35.16 | 36.63 | 2 | 0
2025 | MISO_MI_2_PJM_ROR | MISO_MI | PJM_ROR | Internal | Winter | B16 | 25 | 1424 | 58.9 | 51.6 | 53.6 | 2 | 0
2025 | MISO_MI_2_PJM_ROR | MISO_MI | PJM_ROR | Internal | Winter | B17 | 100 | 1424 | 0 | 45.95 | 47.92 | 2 | 0
2025 | MISO_MI_2_PJM_ROR | MISO_MI | PJM_ROR | Internal | Winter | B18 | 400 | 1424 | 0 | 45 | 46.97 | 2 | 0
2025 | MISO_MI_2_PJM_ROR | MISO_MI | PJM_ROR | Internal | Winter | B19 | 700 | 1424 | 0 | 42.52 | 44.48 | 2 | 0
2025 | MISO_MI_2_PJM_ROR | MISO_MI | PJM_ROR | Internal | Winter | B20 | 935 | 1424 | 0 | 36.46 | 38.42 | 2 | 0
2025 | MISO_MO-IL_2_MISO_IN | MISO_MO-IL | MISO_IN | Internal | Shoulder | B11 | 25 | 6229 | 603.65 | 55.95 | 55.96 | 0.01 | 0
2025 | MISO_MO-IL_2_MISO_IN | MISO_MO-IL | MISO_IN | Internal | Shoulder | B12 | 200 | 6229 | 2322.2 | 47.73 | 47.74 | 0.01 | 0
2025 | MISO_MO-IL_2_MISO_IN | MISO_MO-IL | MISO_IN | Internal | Shoulder | B13 | 600 | 6229 | 980.72 | 43.02 | 43.03 | 0.01 | 0
2025 | MISO_MO-IL_2_MISO_IN | MISO_MO-IL | MISO_IN | Internal | Shoulder | B14 | 900 | 6229 | 1191.44 | 41.17 | 41.18 | 0.01 | 0
2025 | MISO_MO-IL_2_MISO_IN | MISO_MO-IL | MISO_IN | Internal | Shoulder | B15 | 1203 | 6229 | 3014.85 | 37.45 | 37.46 | 0.01 | 0
2025 | MISO_MO-IL_2_MISO_IN | MISO_MO-IL | MISO_IN | Internal | Summer | B1 | 10 | 6229 | 0 | 69.59 | 69.58 | 0.01 | 0
2025 | MISO_MO-IL_2_MISO_IN | MISO_MO-IL | MISO_IN | Internal | Summer | B2 | 25 | 6229 | 2387.16 | 66.27 | 66.28 | 0.01 | 0
2025 | MISO_MO-IL_2_MISO_IN | MISO_MO-IL | MISO_IN | Internal | Summer | B3 | 75 | 6229 | 0 | 65.96 | 65.95 | 0.01 | 0
2025 | MISO_MO-IL_2_MISO_IN | MISO_MO-IL | MISO_IN | Internal | Summer | B4 | 100 | 6229 | 0 | 64.57 | 64.57 | 0.01 | 0
2025 | MISO_MO-IL_2_MISO_IN | MISO_MO-IL | MISO_IN | Internal | Summer | B5 | 200 | 6229 | 0 | 62.96 | 62.95 | 0.01 | 0
2025 | MISO_MO-IL_2_MISO_IN | MISO_MO-IL | MISO_IN | Internal | Summer | B6 | 300 | 6229 | 0 | 49.3 | 49.29 | 0.01 | 0
2025 | MISO_MO-IL_2_MISO_IN | MISO_MO-IL | MISO_IN | Internal | Summer | B7 | 400 | 6229 | 0 | 41.83 | 41.81 | 0.01 | 0
2025 | MISO_MO-IL_2_MISO_IN | MISO_MO-IL | MISO_IN | Internal | Summer | B8 | 500 | 6229 | 645.77 | 38.7 | 38.71 | 0.01 | 0
2025 | MISO_MO-IL_2_MISO_IN | MISO_MO-IL | MISO_IN | Internal | Summer | B9 | 800 | 6229 | 589.76 | 38.4 | 38.41 | 0.01 | 0
2025 | MISO_MO-IL_2_MISO_IN | MISO_MO-IL | MISO_IN | Internal | Summer | B10 | 1262 | 6229 | 3442.38 | 35.13 | 35.15 | 0.01 | 0
2025 | MISO_MO-IL_2_MISO_IN | MISO_MO-IL | MISO_IN | Internal | Winter | B16 | 25 | 6229 | 4204.89 | 51.6 | 51.61 | 0.01 | 0
2025 | MISO_MO-IL_2_MISO_IN | MISO_MO-IL | MISO_IN | Internal | Winter | B17 | 100 | 6229 | 3006.13 | 45.92 | 45.93 | 0.01 | 0
2025 | MISO_MO-IL_2_MISO_IN | MISO_MO-IL | MISO_IN | Internal | Winter | B18 | 400 | 6229 | 749.17 | 44.98 | 44.99 | 0.01 | 0
2025 | MISO_MO-IL_2_MISO_IN | MISO_MO-IL | MISO_IN | Internal | Winter | B19 | 700 | 6229 | 1841.52 | 42.5 | 42.51 | 0.01 | 0
2025 | MISO_MO-IL_2_MISO_IN | MISO_MO-IL | MISO_IN | Internal | Winter | B20 | 935 | 6229 | 1900.43 | 36.43 | 36.44 | 0.01 | 0
2025 | MISO_MO-IL_2_MISO_W | MISO_MO-IL | MISO_W | Internal | Shoulder | B11 | 25 | 5033 | 0 | 55.95 | 55.94 | 0.01 | 0
2025 | MISO_MO-IL_2_MISO_W | MISO_MO-IL | MISO_W | Internal | Shoulder | B12 | 200 | 5033 | 0 | 47.73 | 47.72 | 0.01 | 0
2025 | MISO_MO-IL_2_MISO_W | MISO_MO-IL | MISO_W | Internal | Shoulder | B13 | 600 | 5033 | 0 | 43.02 | 43.01 | 0.01 | 0
2025 | MISO_MO-IL_2_MISO_W | MISO_MO-IL | MISO_W | Internal | Shoulder | B14 | 900 | 5033 | 0 | 41.17 | 41.16 | 0.01 | 0
2025 | MISO_MO-IL_2_MISO_W | MISO_MO-IL | MISO_W | Internal | Shoulder | B15 | 1203 | 5033 | 0 | 37.45 | 37.44 | 0.01 | 0
2025 | MISO_MO-IL_2_MISO_W | MISO_MO-IL | MISO_W | Internal | Summer | B1 | 10 | 5033 | 0 | 69.59 | 69.58 | 0.01 | 0
2025 | MISO_MO-IL_2_MISO_W | MISO_MO-IL | MISO_W | Internal | Summer | B2 | 25 | 5033 | 0 | 66.27 | 66.25 | 0.01 | 0
2025 | MISO_MO-IL_2_MISO_W | MISO_MO-IL | MISO_W | Internal | Summer | B3 | 75 | 5033 | 0 | 65.96 | 65.95 | 0.01 | 0
2025 | MISO_MO-IL_2_MISO_W | MISO_MO-IL | MISO_W | Internal | Summer | B4 | 100 | 5033 | 0 | 64.57 | 64.55 | 0.01 | 0
2025 | MISO_MO-IL_2_MISO_W | MISO_MO-IL | MISO_W | Internal | Summer | B5 | 200 | 5033 | 0 | 62.96 | 62.95 | 0.01 | 0
2025 | MISO_MO-IL_2_MISO_W | MISO_MO-IL | MISO_W | Internal | Summer | B6 | 300 | 5033 | 0 | 49.3 | 49.29 | 0.01 | 0
2025 | MISO_MO-IL_2_MISO_W | MISO_MO-IL | MISO_W | Internal | Summer | B7 | 400 | 5033 | 0 | 41.83 | 41.81 | 0.01 | 0
2025 | MISO_MO-IL_2_MISO_W | MISO_MO-IL | MISO_W | Internal | Summer | B8 | 500 | 5033 | 0 | 38.7 | 38.69 | 0.01 | 0
2025 | MISO_MO-IL_2_MISO_W | MISO_MO-IL | MISO_W | Internal | Summer | B9 | 800 | 5033 | 0 | 38.4 | 38.39 | 0.01 | 0
2025 | MISO_MO-IL_2_MISO_W | MISO_MO-IL | MISO_W | Internal | Summer | B10 | 1262 | 5033 | 0 | 35.13 | 35.12 | 0.01 | 0
2025 | MISO_MO-IL_2_MISO_W | MISO_MO-IL | MISO_W | Internal | Winter | B16 | 25 | 5033 | 0 | 51.6 | 51.59 | 0.01 | 0
2025 | MISO_MO-IL_2_MISO_W | MISO_MO-IL | MISO_W | Internal | Winter | B17 | 100 | 5033 | 0 | 45.92 | 45.91 | 0.01 | 0
2025 | MISO_MO-IL_2_MISO_W | MISO_MO-IL | MISO_W | Internal | Winter | B18 | 400 | 5033 | 0 | 44.98 | 44.97 | 0.01 | 0
2025 | MISO_MO-IL_2_MISO_W | MISO_MO-IL | MISO_W | Internal | Winter | B19 | 700 | 5033 | 0 | 42.5 | 42.48 | 0.01 | 0
2025 | MISO_MO-IL_2_MISO_W | MISO_MO-IL | MISO_W | Internal | Winter | B20 | 935 | 5033 | 0 | 36.43 | 36.42 | 0.01 | 0
2025 | MISO_MO-IL_2_PJM_ROR | MISO_MO-IL | PJM_ROR | Internal | Shoulder | B11 | 25 | 1212 | 0 | 55.95 | 57.94 | 2 | 0
2025 | MISO_MO-IL_2_PJM_ROR | MISO_MO-IL | PJM_ROR | Internal | Shoulder | B12 | 200 | 1212 | 0 | 47.73 | 49.72 | 2 | 0
2025 | MISO_MO-IL_2_PJM_ROR | MISO_MO-IL | PJM_ROR | Internal | Shoulder | B13 | 600 | 1212 | 0 | 43.02 | 45.01 | 2 | 0
2025 | MISO_MO-IL_2_PJM_ROR | MISO_MO-IL | PJM_ROR | Internal | Shoulder | B14 | 900 | 1212 | 0 | 41.17 | 43.16 | 2 | 0
2025 | MISO_MO-IL_2_PJM_ROR | MISO_MO-IL | PJM_ROR | Internal | Shoulder | B15 | 1203 | 1212 | 0 | 37.45 | 39.44 | 2 | 0
2025 | MISO_MO-IL_2_PJM_ROR | MISO_MO-IL | PJM_ROR | Internal | Summer | B1 | 10 | 1212 | 0 | 69.59 | 71.58 | 2 | 0
2025 | MISO_MO-IL_2_PJM_ROR | MISO_MO-IL | PJM_ROR | Internal | Summer | B2 | 25 | 1212 | 0 | 66.27 | 68.25 | 2 | 0
2025 | MISO_MO-IL_2_PJM_ROR | MISO_MO-IL | PJM_ROR | Internal | Summer | B3 | 75 | 1212 | 0 | 65.96 | 65.45 | 2 | 0
2025 | MISO_MO-IL_2_PJM_ROR | MISO_MO-IL | PJM_ROR | Internal | Summer | B4 | 100 | 1212 | 0 | 64.57 | 65.45 | 2 | 0
2025 | MISO_MO-IL_2_PJM_ROR | MISO_MO-IL | PJM_ROR | Internal | Summer | B5 | 200 | 1212 | 0 | 62.96 | 60.95 | 2 | 0
2025 | MISO_MO-IL_2_PJM_ROR | MISO_MO-IL | PJM_ROR | Internal | Summer | B6 | 300 | 1212 | 0 | 49.3 | 51.27 | 2 | 0
2025 | MISO_MO-IL_2_PJM_ROR | MISO_MO-IL | PJM_ROR | Internal | Summer | B7 | 400 | 1212 | 0 | 41.83 | 43.81 | 2 | 0
2025 | MISO_MO-IL_2_PJM_ROR | MISO_MO-IL | PJM_ROR | Internal | Summer | B8 | 500 | 1212 | 0 | 38.7 | 40.45 | 2 | 0
2025 | MISO_MO-IL_2_PJM_ROR | MISO_MO-IL | PJM_ROR | Internal | Summer | B9 | 800 | 1212 | 0 | 38.4 | 38.7 | 2 | 0
2025 | MISO_MO-IL_2_PJM_ROR | MISO_MO-IL | PJM_ROR | Internal | Summer | B10 | 1262 | 1212 | 0 | 35.13 | 36.63 | 2 | 0
2025 | MISO_MO-IL_2_PJM_ROR | MISO_MO-IL | PJM_ROR | Internal | Winter | B16 | 25 | 1212 | 1153.48 | 51.6 | 53.6 | 2 | 0
2025 | MISO_MO-IL_2_PJM_ROR | MISO_MO-IL | PJM_ROR | Internal | Winter | B17 | 100 | 1212 | 545.03 | 45.92 | 47.92 | 2 | 0
2025 | MISO_MO-IL_2_PJM_ROR | MISO_MO-IL | PJM_ROR | Internal | Winter | B18 | 400 | 1212 | 0 | 44.98 | 46.97 | 2 | 0
2025 | MISO_MO-IL_2_PJM_ROR | MISO_MO-IL | PJM_ROR | Internal | Winter | B19 | 700 | 1212 | 0 | 42.5 | 44.48 | 2 | 0
2025 | MISO_MO-IL_2_PJM_ROR | MISO_MO-IL | PJM_ROR | Internal | Winter | B20 | 935 | 1212 | 0 | 36.43 | 38.42 | 2 | 0
2025 | MISO_MO-IL_2_TVA_Transmission | MISO_MO-IL | TVA_Transmission | Internal | Shoulder | B11 | 25 | 4000 | 0 | 55.95 | 63.11 | 8 | 0
2025 | MISO_MO-IL_2_TVA_Transmission | MISO_MO-IL | TVA_Transmission | Internal | Shoulder | B12 | 200 | 4000 | 0 | 47.73 | 50.32 | 8 | 0
2025 | MISO_MO-IL_2_TVA_Transmission | MISO_MO-IL | TVA_Transmission | Internal | Shoulder | B13 | 600 | 4000 | 0 | 43.02 | 47.43 | 8 | 0
2025 | MISO_MO-IL_2_TVA_Transmission | MISO_MO-IL | TVA_Transmission | Internal | Shoulder | B14 | 900 | 4000 | 0 | 41.17 | 46.55 | 8 | 0
2025 | MISO_MO-IL_2_TVA_Transmission | MISO_MO-IL | TVA_Transmission | Internal | Shoulder | B15 | 1203 | 4000 | 0 | 37.45 | 45.02 | 8 | 0
2025 | MISO_MO-IL_2_TVA_Transmission | MISO_MO-IL | TVA_Transmission | Internal | Summer | B1 | 10 | 4000 | 0 | 69.59 | 77.58 | 8 | 0
2025 | MISO_MO-IL_2_TVA_Transmission | MISO_MO-IL | TVA_Transmission | Internal | Summer | B2 | 25 | 4000 | 0 | 66.27 | 74.25 | 8 | 0
2025 | MISO_MO-IL_2_TVA_Transmission | MISO_MO-IL | TVA_Transmission | Internal | Summer | B3 | 75 | 4000 | 0 | 65.96 | 71.45 | 8 | 0
2025 | MISO_MO-IL_2_TVA_Transmission | MISO_MO-IL | TVA_Transmission | Internal | Summer | B4 | 100 | 4000 | 0 | 64.57 | 71.45 | 8 | 0
2025 | MISO_MO-IL_2_TVA_Transmission | MISO_MO-IL | TVA_Transmission | Internal | Summer | B5 | 200 | 4000 | 0 | 62.96 | 66.95 | 8 | 0
2025 | MISO_MO-IL_2_TVA_Transmission | MISO_MO-IL | TVA_Transmission | Internal | Summer | B6 | 300 | 4000 | 0 | 49.3 | 56.04 | 8 | 0
2025 | MISO_MO-IL_2_TVA_Transmission | MISO_MO-IL | TVA_Transmission | Internal | Summer | B7 | 400 | 4000 | 0 | 41.83 | 48.56 | 8 | 0
2025 | MISO_MO-IL_2_TVA_Transmission | MISO_MO-IL | TVA_Transmission | Internal | Summer | B8 | 500 | 4000 | 0 | 38.7 | 44.67 | 8 | 0
2025 | MISO_MO-IL_2_TVA_Transmission | MISO_MO-IL | TVA_Transmission | Internal | Summer | B9 | 800 | 4000 | 0 | 38.4 | 43.68 | 8 | 0
2025 | MISO_MO-IL_2_TVA_Transmission | MISO_MO-IL | TVA_Transmission | Internal | Summer | B10 | 1262 | 4000 | 0 | 35.13 | 40.45 | 8 | 0
2025 | MISO_MO-IL_2_TVA_Transmission | MISO_MO-IL | TVA_Transmission | Internal | Winter | B16 | 25 | 4000 | 2140.04 | 51.6 | 59.6 | 8 | 0
2025 | MISO_MO-IL_2_TVA_Transmission | MISO_MO-IL | TVA_Transmission | Internal | Winter | B17 | 100 | 4000 | 0 | 45.92 | 51.04 | 8 | 0
2025 | MISO_MO-IL_2_TVA_Transmission | MISO_MO-IL | TVA_Transmission | Internal | Winter | B18 | 400 | 4000 | 0 | 44.98 | 48.65 | 8 | 0
2025 | MISO_MO-IL_2_TVA_Transmission | MISO_MO-IL | TVA_Transmission | Internal | Winter | B19 | 700 | 4000 | 0 | 42.5 | 47.17 | 8 | 0
2025 | MISO_MO-IL_2_TVA_Transmission | MISO_MO-IL | TVA_Transmission | Internal | Winter | B20 | 935 | 4000 | 0 | 36.43 | 44.42 | 8 | 0
2025 | MISO_W_2_IESO | MISO_W | IESO | Internal | Shoulder | B11 | 25 | 164 | 0 | 55.94 | 34.7 | 8 | 0
2025 | MISO_W_2_IESO | MISO_W | IESO | Internal | Shoulder | B12 | 200 | 164 | 0 | 47.72 | 34.7 | 8 | 0
2025 | MISO_W_2_IESO | MISO_W | IESO | Internal | Shoulder | B13 | 600 | 164 | 0 | 43.01 | 32.29 | 8 | 0
2025 | MISO_W_2_IESO | MISO_W | IESO | Internal | Shoulder | B14 | 900 | 164 | 0 | 41.16 | 32.29 | 8 | 0
2025 | MISO_W_2_IESO | MISO_W | IESO | Internal | Shoulder | B15 | 1203 | 164 | 0 | 37.44 | 32.29 | 8 | 0
2025 | MISO_W_2_IESO | MISO_W | IESO | Internal | Summer | B1 | 10 | 164 | 0 | 69.58 | 45.65 | 8 | 0
2025 | MISO_W_2_IESO | MISO_W | IESO | Internal | Summer | B2 | 25 | 164 | 0 | 66.25 | 45.65 | 8 | 0
2025 | MISO_W_2_IESO | MISO_W | IESO | Internal | Summer | B3 | 75 | 164 | 0 | 65.95 | 42.84 | 8 | 0
2025 | MISO_W_2_IESO | MISO_W | IESO | Internal | Summer | B4 | 100 | 164 | 0 | 64.55 | 42.84 | 8 | 0
2025 | MISO_W_2_IESO | MISO_W | IESO | Internal | Summer | B5 | 200 | 164 | 0 | 62.95 | 39.59 | 8 | 0
2025 | MISO_W_2_IESO | MISO_W | IESO | Internal | Summer | B6 | 300 | 164 | 0 | 49.29 | 36.26 | 8 | 0
2025 | MISO_W_2_IESO | MISO_W | IESO | Internal | Summer | B7 | 400 | 164 | 0 | 41.81 | 31.71 | 8 | 0
2025 | MISO_W_2_IESO | MISO_W | IESO | Internal | Summer | B8 | 500 | 164 | 0 | 38.69 | 30.71 | 8 | 0
2025 | MISO_W_2_IESO | MISO_W | IESO | Internal | Summer | B9 | 800 | 164 | 0 | 38.39 | 30.71 | 8 | 0
2025 | MISO_W_2_IESO | MISO_W | IESO | Internal | Summer | B10 | 1262 | 164 | 0 | 35.12 | 30.71 | 8 | 0
2025 | MISO_W_2_IESO | MISO_W | IESO | Internal | Winter | B16 | 25 | 164 | 0 | 51.59 | 42.49 | 8 | 0
2025 | MISO_W_2_IESO | MISO_W | IESO | Internal | Winter | B17 | 100 | 164 | 0 | 45.91 | 37.25 | 8 | 0
2025 | MISO_W_2_IESO | MISO_W | IESO | Internal | Winter | B18 | 400 | 164 | 0 | 44.97 | 37.25 | 8 | 0
2025 | MISO_W_2_IESO | MISO_W | IESO | Internal | Winter | B19 | 700 | 164 | 0 | 42.48 | 37.25 | 8 | 0
2025 | MISO_W_2_IESO | MISO_W | IESO | Internal | Winter | B20 | 935 | 164 | 0 | 36.42 | 37.25 | 8 | 0
2025 | MISO_W_2_MAPP_CA | MISO_W | MAPP_CA | Internal | Shoulder | B11 | 25 | 788 | 0 | 55.94 | 49.42 | 0.01 | 0
2025 | MISO_W_2_MAPP_CA | MISO_W | MAPP_CA | Internal | Shoulder | B12 | 200 | 788 | 0 | 47.72 | 47.7 | 0.01 | 0
2025 | MISO_W_2_MAPP_CA | MISO_W | MAPP_CA | Internal | Shoulder | B13 | 600 | 788 | 0 | 43.01 | 42.99 | 0.01 | 0
2025 | MISO_W_2_MAPP_CA | MISO_W | MAPP_CA | Internal | Shoulder | B14 | 900 | 788 | 0 | 41.16 | 41.16 | 0.01 | 0
2025 | MISO_W_2_MAPP_CA | MISO_W | MAPP_CA | Internal | Shoulder | B15 | 1203 | 788 | 788 | 37.44 | 41.16 | 0.01 | 3.71
2025 | MISO_W_2_MAPP_CA | MISO_W | MAPP_CA | Internal | Summer | B1 | 10 | 788 | 0 | 69.58 | 55.58 | 0.01 | 0
2025 | MISO_W_2_MAPP_CA | MISO_W | MAPP_CA | Internal | Summer | B2 | 25 | 788 | 0 | 66.25 | 52.65 | 0.01 | 0
2025 | MISO_W_2_MAPP_CA | MISO_W | MAPP_CA | Internal | Summer | B3 | 75 | 788 | 0 | 65.95 | 65.93 | 0.01 | 0
2025 | MISO_W_2_MAPP_CA | MISO_W | MAPP_CA | Internal | Summer | B4 | 100 | 788 | 0 | 64.55 | 64.54 | 0.01 | 0
2025 | MISO_W_2_MAPP_CA | MISO_W | MAPP_CA | Internal | Summer | B5 | 200 | 788 | 0 | 62.95 | 62.93 | 0.01 | 0
2025 | MISO_W_2_MAPP_CA | MISO_W | MAPP_CA | Internal | Summer | B6 | 300 | 788 | 0 | 49.29 | 49.27 | 0.01 | 0
2025 | MISO_W_2_MAPP_CA | MISO_W | MAPP_CA | Internal | Summer | B7 | 400 | 788 | 0 | 41.81 | 41.8 | 0.01 | 0
2025 | MISO_W_2_MAPP_CA | MISO_W | MAPP_CA | Internal | Summer | B8 | 500 | 788 | 0 | 38.69 | 38.68 | 0.01 | 0
2025 | MISO_W_2_MAPP_CA | MISO_W | MAPP_CA | Internal | Summer | B9 | 800 | 788 | 0 | 38.39 | 38.39 | 0.01 | 0
2025 | MISO_W_2_MAPP_CA | MISO_W | MAPP_CA | Internal | Summer | B10 | 1262 | 788 | 788 | 35.12 | 38.39 | 0.01 | 3.25
2025 | MISO_W_2_MAPP_CA | MISO_W | MAPP_CA | Internal | Winter | B16 | 25 | 788 | 0 | 51.59 | 51.58 | 0.01 | 0
2025 | MISO_W_2_MAPP_CA | MISO_W | MAPP_CA | Internal | Winter | B17 | 100 | 788 | 0 | 45.91 | 45.9 | 0.01 | 0
2025 | MISO_W_2_MAPP_CA | MISO_W | MAPP_CA | Internal | Winter | B18 | 400 | 788 | 0 | 44.97 | 44.97 | 0.01 | 0
2025 | MISO_W_2_MAPP_CA | MISO_W | MAPP_CA | Internal | Winter | B19 | 700 | 788 | 788 | 42.48 | 44.97 | 0.01 | 2.47
2025 | MISO_W_2_MAPP_CA | MISO_W | MAPP_CA | Internal | Winter | B20 | 935 | 788 | 788 | 36.42 | 44.97 | 0.01 | 8.53
2025 | MISO_W_2_MISO_MO-IL | MISO_W | MISO_MO-IL | Internal | Shoulder | B11 | 25 | 7873 | 3524.28 | 55.94 | 55.95 | 0.01 | 0
2025 | MISO_W_2_MISO_MO-IL | MISO_W | MISO_MO-IL | Internal | Shoulder | B12 | 200 | 7873 | 2812.92 | 47.72 | 47.73 | 0.01 | 0
2025 | MISO_W_2_MISO_MO-IL | MISO_W | MISO_MO-IL | Internal | Shoulder | B13 | 600 | 7873 | 1453.94 | 43.01 | 43.02 | 0.01 | 0
2025 | MISO_W_2_MISO_MO-IL | MISO_W | MISO_MO-IL | Internal | Shoulder | B14 | 900 | 7873 | 1007.43 | 41.16 | 41.17 | 0.01 | 0
2025 | MISO_W_2_MISO_MO-IL | MISO_W | MISO_MO-IL | Internal | Shoulder | B15 | 1203 | 7873 | 3311.03 | 37.44 | 37.45 | 0.01 | 0
2025 | MISO_W_2_MISO_MO-IL | MISO_W | MISO_MO-IL | Internal | Summer | B1 | 10 | 7873 | 991.32 | 69.58 | 69.59 | 0.01 | 0
2025 | MISO_W_2_MISO_MO-IL | MISO_W | MISO_MO-IL | Internal | Summer | B2 | 25 | 7873 | 2794.58 | 66.25 | 66.27 | 0.01 | 0
2025 | MISO_W_2_MISO_MO-IL | MISO_W | MISO_MO-IL | Internal | Summer | B3 | 75 | 7873 | 2475.77 | 65.95 | 65.96 | 0.01 | 0
2025 | MISO_W_2_MISO_MO-IL | MISO_W | MISO_MO-IL | Internal | Summer | B4 | 100 | 7873 | 2387.51 | 64.55 | 64.57 | 0.01 | 0
2025 | MISO_W_2_MISO_MO-IL | MISO_W | MISO_MO-IL | Internal | Summer | B5 | 200 | 7873 | 405.71 | 62.95 | 62.96 | 0.01 | 0
2025 | MISO_W_2_MISO_MO-IL | MISO_W | MISO_MO-IL | Internal | Summer | B6 | 300 | 7873 | 680.64 | 49.29 | 49.3 | 0.01 | 0
2025 | MISO_W_2_MISO_MO-IL | MISO_W | MISO_MO-IL | Internal | Summer | B7 | 400 | 7873 | 503.83 | 41.81 | 41.83 | 0.01 | 0
2025 | MISO_W_2_MISO_MO-IL | MISO_W | MISO_MO-IL | Internal | Summer | B8 | 500 | 7873 | 2561.74 | 38.69 | 38.7 | 0.01 | 0
2025 | MISO_W_2_MISO_MO-IL | MISO_W | MISO_MO-IL | Internal | Summer | B9 | 800 | 7873 | 1750.12 | 38.39 | 38.4 | 0.01 | 0
2025 | MISO_W_2_MISO_MO-IL | MISO_W | MISO_MO-IL | Internal | Summer | B10 | 1262 | 7873 | 3824.39 | 35.12 | 35.13 | 0.01 | 0
2025 | MISO_W_2_MISO_MO-IL | MISO_W | MISO_MO-IL | Internal | Winter | B16 | 25 | 7873 | 7222.64 | 51.59 | 51.6 | 0.01 | 0
2025 | MISO_W_2_MISO_MO-IL | MISO_W | MISO_MO-IL | Internal | Winter | B17 | 100 | 7873 | 3510.64 | 45.91 | 45.92 | 0.01 | 0
2025 | MISO_W_2_MISO_MO-IL | MISO_W | MISO_MO-IL | Internal | Winter | B18 | 400 | 7873 | 710.94 | 44.97 | 44.98 | 0.01 | 0
2025 | MISO_W_2_MISO_MO-IL | MISO_W | MISO_MO-IL | Internal | Winter | B19 | 700 | 7873 | 1173.2 | 42.48 | 42.5 | 0.01 | 0
2025 | MISO_W_2_MISO_MO-IL | MISO_W | MISO_MO-IL | Internal | Winter | B20 | 935 | 7873 | 2681.96 | 36.42 | 36.43 | 0.01 | 0
2025 | MISO_W_2_MISO_WUMS | MISO_W | MISO_WUMS | Internal | Shoulder | B11 | 25 | 3756 | 210.48 | 55.94 | 55.95 | 0.01 | 0
2025 | MISO_W_2_MISO_WUMS | MISO_W | MISO_WUMS | Internal | Shoulder | B12 | 200 | 3756 | 207.34 | 47.72 | 47.73 | 0.01 | 0
2025 | MISO_W_2_MISO_WUMS | MISO_W | MISO_WUMS | Internal | Shoulder | B13 | 600 | 3756 | 736.22 | 43.01 | 43.02 | 0.01 | 0
2025 | MISO_W_2_MISO_WUMS | MISO_W | MISO_WUMS | Internal | Shoulder | B14 | 900 | 3756 | 200.29 | 41.16 | 41.17 | 0.01 | 0
2025 | MISO_W_2_MISO_WUMS | MISO_W | MISO_WUMS | Internal | Shoulder | B15 | 1203 | 3756 | 2034.96 | 37.44 | 37.45 | 0.01 | 0
2025 | MISO_W_2_MISO_WUMS | MISO_W | MISO_WUMS | Internal | Summer | B1 | 10 | 3756 | 0 | 69.58 | 67.75 | 0.01 | 0
2025 | MISO_W_2_MISO_WUMS | MISO_W | MISO_WUMS | Internal | Summer | B2 | 25 | 3756 | 0 | 66.25 | 66.24 | 0.01 | 0
2025 | MISO_W_2_MISO_WUMS | MISO_W | MISO_WUMS | Internal | Summer | B3 | 75 | 3756 | 0 | 65.95 | 63.83 | 0.01 | 0
2025 | MISO_W_2_MISO_WUMS | MISO_W | MISO_WUMS | Internal | Summer | B4 | 100 | 3756 | 0 | 64.55 | 63.83 | 0.01 | 0
2025 | MISO_W_2_MISO_WUMS | MISO_W | MISO_WUMS | Internal | Summer | B5 | 200 | 3756 | 0 | 62.95 | 62.93 | 0.01 | 0
2025 | MISO_W_2_MISO_WUMS | MISO_W | MISO_WUMS | Internal | Summer | B6 | 300 | 3756 | 0 | 49.29 | 49.27 | 0.01 | 0
2025 | MISO_W_2_MISO_WUMS | MISO_W | MISO_WUMS | Internal | Summer | B7 | 400 | 3756 | 0 | 41.81 | 41.81 | 0.01 | 0
2025 | MISO_W_2_MISO_WUMS | MISO_W | MISO_WUMS | Internal | Summer | B8 | 500 | 3756 | 840.9 | 38.69 | 38.7 | 0.01 | 0
2025 | MISO_W_2_MISO_WUMS | MISO_W | MISO_WUMS | Internal | Summer | B9 | 800 | 3756 | 363.38 | 38.39 | 38.4 | 0.01 | 0
2025 | MISO_W_2_MISO_WUMS | MISO_W | MISO_WUMS | Internal | Summer | B10 | 1262 | 3756 | 2333.03 | 35.12 | 35.13 | 0.01 | 0
2025 | MISO_W_2_MISO_WUMS | MISO_W | MISO_WUMS | Internal | Winter | B16 | 25 | 3756 | 2100.58 | 51.59 | 51.6 | 0.01 | 0
2025 | MISO_W_2_MISO_WUMS | MISO_W | MISO_WUMS | Internal | Winter | B17 | 100 | 3756 | 1272.94 | 45.91 | 45.92 | 0.01 | 0
2025 | MISO_W_2_MISO_WUMS | MISO_W | MISO_WUMS | Internal | Winter | B18 | 400 | 3756 | 225.24 | 44.97 | 44.98 | 0.01 | 0
2025 | MISO_W_2_MISO_WUMS | MISO_W | MISO_WUMS | Internal | Winter | B19 | 700 | 3756 | 455.9 | 42.48 | 42.5 | 0.01 | 0
2025 | MISO_W_2_MISO_WUMS | MISO_W | MISO_WUMS | Internal | Winter | B20 | 935 | 3756 | 2413.22 | 36.42 | 36.43 | 0.01 | 0
2025 | MISO_W_2_NE | MISO_W | NE | Internal | Shoulder | B11 | 25 | 20297 | 0 | 55.94 | 50.94 | 7 | 0
2025 | MISO_W_2_NE | MISO_W | NE | Internal | Shoulder | B12 | 200 | 20297 | 0 | 47.72 | 42.72 | 7 | 0
2025 | MISO_W_2_NE | MISO_W | NE | Internal | Shoulder | B13 | 600 | 20297 | 0 | 43.01 | 38.01 | 7 | 0
2025 | MISO_W_2_NE | MISO_W | NE | Internal | Shoulder | B14 | 900 | 20297 | 0 | 41.16 | 36.16 | 7 | 0
2025 | MISO_W_2_NE | MISO_W | NE | Internal | Shoulder | B15 | 1203 | 20297 | 0 | 37.44 | 32.44 | 7 | 0
2025 | MISO_W_2_NE | MISO_W | NE | Internal | Summer | B1 | 10 | 20297 | 0 | 69.58 | 64.58 | 7 | 0
2025 | MISO_W_2_NE | MISO_W | NE | Internal | Summer | B2 | 25 | 20297 | 0 | 66.25 | 61.25 | 7 | 0
2025 | MISO_W_2_NE | MISO_W | NE | Internal | Summer | B3 | 75 | 20297 | 0 | 65.95 | 60.95 | 7 | 0
2025 | MISO_W_2_NE | MISO_W | NE | Internal | Summer | B4 | 100 | 20297 | 0 | 64.55 | 59.55 | 7 | 0
2025 | MISO_W_2_NE | MISO_W | NE | Internal | Summer | B5 | 200 | 20297 | 0 | 62.95 | 57.95 | 7 | 0
2025 | MISO_W_2_NE | MISO_W | NE | Internal | Summer | B6 | 300 | 20297 | 0 | 49.29 | 49.29 | 7 | 0
2025 | MISO_W_2_NE | MISO_W | NE | Internal | Summer | B7 | 400 | 20297 | 0 | 41.81 | 41.81 | 7 | 0
2025 | MISO_W_2_NE | MISO_W | NE | Internal | Summer | B8 | 500 | 20297 | 0 | 38.69 | 33.69 | 7 | 0
2025 | MISO_W_2_NE | MISO_W | NE | Internal | Summer | B9 | 800 | 20297 | 0 | 38.39 | 33.39 | 7 | 0
2025 | MISO_W_2_NE | MISO_W | NE | Internal | Summer | B10 | 1262 | 20297 | 0 | 35.12 | 30.12 | 7 | 0
2025 | MISO_W_2_NE | MISO_W | NE | Internal | Winter | B16 | 25 | 20297 | 0 | 51.59 | 46.59 | 7 | 0
2025 | MISO_W_2_NE | MISO_W | NE | Internal | Winter | B17 | 100 | 20297 | 0 | 45.91 | 40.91 | 7 | 0
2025 | MISO_W_2_NE | MISO_W | NE | Internal | Winter | B18 | 400 | 20297 | 0 | 44.97 | 39.97 | 7 | 0
2025 | MISO_W_2_NE | MISO_W | NE | Internal | Winter | B19 | 700 | 20297 | 0 | 42.48 | 37.48 | 7 | 0
2025 | MISO_W_2_NE | MISO_W | NE | Internal | Winter | B20 | 935 | 20297 | 0 | 36.42 | 31.42 | 7 | 0
2025 | MISO_W_2_PJM_ROR | MISO_W | PJM_ROR | Internal | Shoulder | B11 | 25 | 10135 | 479.46 | 55.94 | 57.94 | 2 | 0
2025 | MISO_W_2_PJM_ROR | MISO_W | PJM_ROR | Internal | Shoulder | B12 | 200 | 10135 | 7171.3 | 47.72 | 49.72 | 2 | 0
2025 | MISO_W_2_PJM_ROR | MISO_W | PJM_ROR | Internal | Shoulder | B13 | 600 | 10135 | 5318.35 | 43.01 | 45.01 | 2 | 0
2025 | MISO_W_2_PJM_ROR | MISO_W | PJM_ROR | Internal | Shoulder | B14 | 900 | 10135 | 4471.2 | 41.16 | 43.16 | 2 | 0
2025 | MISO_W_2_PJM_ROR | MISO_W | PJM_ROR | Internal | Shoulder | B15 | 1203 | 10135 | 5912.73 | 37.44 | 39.44 | 2 | 0
2025 | MISO_W_2_PJM_ROR | MISO_W | PJM_ROR | Internal | Summer | B1 | 10 | 10135 | 4159.81 | 69.58 | 71.58 | 2 | 0
2025 | MISO_W_2_PJM_ROR | MISO_W | PJM_ROR | Internal | Summer | B2 | 25 | 10135 | 1877.94 | 66.25 | 68.25 | 2 | 0
2025 | MISO_W_2_PJM_ROR | MISO_W | PJM_ROR | Internal | Summer | B3 | 75 | 10135 | 0 | 65.95 | 65.45 | 2 | 0
2025 | MISO_W_2_PJM_ROR | MISO_W | PJM_ROR | Internal | Summer | B4 | 100 | 10135 | 0 | 64.55 | 65.45 | 2 | 0
2025 | MISO_W_2_PJM_ROR | MISO_W | PJM_ROR | Internal | Summer | B5 | 200 | 10135 | 0 | 62.95 | 60.95 | 2 | 0
2025 | MISO_W_2_PJM_ROR | MISO_W | PJM_ROR | Internal | Summer | B6 | 300 | 10135 | 0 | 49.29 | 51.27 | 2 | 0
2025 | MISO_W_2_PJM_ROR | MISO_W | PJM_ROR | Internal | Summer | B7 | 400 | 10135 | 918.86 | 41.81 | 43.81 | 2 | 0
2025 | MISO_W_2_PJM_ROR | MISO_W | PJM_ROR | Internal | Summer | B8 | 500 | 10135 | 0 | 38.69 | 40.45 | 2 | 0
2025 | MISO_W_2_PJM_ROR | MISO_W | PJM_ROR | Internal | Summer | B9 | 800 | 10135 | 0 | 38.39 | 38.7 | 2 | 0
2025 | MISO_W_2_PJM_ROR | MISO_W | PJM_ROR | Internal | Summer | B10 | 1262 | 10135 | 0 | 35.12 | 36.63 | 2 | 0
2025 | MISO_W_2_PJM_ROR | MISO_W | PJM_ROR | Internal | Winter | B16 | 25 | 10135 | 10135 | 51.59 | 53.6 | 2 | 0.01
2025 | MISO_W_2_PJM_ROR | MISO_W | PJM_ROR | Internal | Winter | B17 | 100 | 10135 | 10135 | 45.91 | 47.92 | 2 | 0.01
2025 | MISO_W_2_PJM_ROR | MISO_W | PJM_ROR | Internal | Winter | B18 | 400 | 10135 | 4777.22 | 44.97 | 46.97 | 2 | 0
2025 | MISO_W_2_PJM_ROR | MISO_W | PJM_ROR | Internal | Winter | B19 | 700 | 10135 | 4034.72 | 42.48 | 44.48 | 2 | 0
2025 | MISO_W_2_PJM_ROR | MISO_W | PJM_ROR | Internal | Winter | B20 | 935 | 10135 | 4427.59 | 36.42 | 38.42 | 2 | 0
2025 | MISO_W_2_SPP_N | MISO_W | SPP_N | Internal | Shoulder | B11 | 25 | 3200 | 0 | 55.94 | 50.95 | 7 | 0
2025 | MISO_W_2_SPP_N | MISO_W | SPP_N | Internal | Shoulder | B12 | 200 | 3200 | 0 | 47.72 | 42.73 | 7 | 0
2025 | MISO_W_2_SPP_N | MISO_W | SPP_N | Internal | Shoulder | B13 | 600 | 3200 | 0 | 43.01 | 38.02 | 7 | 0
2025 | MISO_W_2_SPP_N | MISO_W | SPP_N | Internal | Shoulder | B14 | 900 | 3200 | 0 | 41.16 | 36.17 | 7 | 0
2025 | MISO_W_2_SPP_N | MISO_W | SPP_N | Internal | Shoulder | B15 | 1203 | 3200 | 0 | 37.44 | 32.45 | 7 | 0
2025 | MISO_W_2_SPP_N | MISO_W | SPP_N | Internal | Summer | B1 | 10 | 3200 | 0 | 69.58 | 64.59 | 7 | 0
2025 | MISO_W_2_SPP_N | MISO_W | SPP_N | Internal | Summer | B2 | 25 | 3200 | 0 | 66.25 | 61.27 | 7 | 0
2025 | MISO_W_2_SPP_N | MISO_W | SPP_N | Internal | Summer | B3 | 75 | 3200 | 0 | 65.95 | 60.96 | 7 | 0
2025 | MISO_W_2_SPP_N | MISO_W | SPP_N | Internal | Summer | B4 | 100 | 3200 | 0 | 64.55 | 59.57 | 7 | 0
2025 | MISO_W_2_SPP_N | MISO_W | SPP_N | Internal | Summer | B5 | 200 | 3200 | 0 | 62.95 | 57.96 | 7 | 0
2025 | MISO_W_2_SPP_N | MISO_W | SPP_N | Internal | Summer | B6 | 300 | 3200 | 0 | 49.29 | 49.3 | 7 | 0
2025 | MISO_W_2_SPP_N | MISO_W | SPP_N | Internal | Summer | B7 | 400 | 3200 | 0 | 41.81 | 41.83 | 7 | 0
2025 | MISO_W_2_SPP_N | MISO_W | SPP_N | Internal | Summer | B8 | 500 | 3200 | 0 | 38.69 | 38.28 | 7 | 0
2025 | MISO_W_2_SPP_N | MISO_W | SPP_N | Internal | Summer | B9 | 800 | 3200 | 0 | 38.39 | 36.56 | 7 | 0
2025 | MISO_W_2_SPP_N | MISO_W | SPP_N | Internal | Summer | B10 | 1262 | 3200 | 0 | 35.12 | 31.77 | 7 | 0
2025 | MISO_W_2_SPP_N | MISO_W | SPP_N | Internal | Winter | B16 | 25 | 3200 | 0 | 51.59 | 46.6 | 7 | 0
2025 | MISO_W_2_SPP_N | MISO_W | SPP_N | Internal | Winter | B17 | 100 | 3200 | 0 | 45.91 | 40.92 | 7 | 0
2025 | MISO_W_2_SPP_N | MISO_W | SPP_N | Internal | Winter | B18 | 400 | 3200 | 0 | 44.97 | 39.98 | 7 | 0
2025 | MISO_W_2_SPP_N | MISO_W | SPP_N | Internal | Winter | B19 | 700 | 3200 | 0 | 42.48 | 37.5 | 7 | 0
2025 | MISO_W_2_SPP_N | MISO_W | SPP_N | Internal | Winter | B20 | 935 | 3200 | 0 | 36.42 | 31.43 | 7 | 0
2025 | MISO_WUMS_2_MISO_MI | MISO_WUMS | MISO_MI | Internal | Shoulder | B11 | 25 | 148 | 0 | 55.95 | 55.94 | 0.01 | 0
2025 | MISO_WUMS_2_MISO_MI | MISO_WUMS | MISO_MI | Internal | Shoulder | B12 | 200 | 148 | 148 | 47.73 | 47.75 | 0.01 | 0.01
2025 | MISO_WUMS_2_MISO_MI | MISO_WUMS | MISO_MI | Internal | Shoulder | B13 | 600 | 148 | 148 | 43.02 | 43.04 | 0.01 | 0.01
2025 | MISO_WUMS_2_MISO_MI | MISO_WUMS | MISO_MI | Internal | Shoulder | B14 | 900 | 148 | 148 | 41.17 | 41.19 | 0.01 | 0.01
2025 | MISO_WUMS_2_MISO_MI | MISO_WUMS | MISO_MI | Internal | Shoulder | B15 | 1203 | 148 | 148 | 37.45 | 37.48 | 0.01 | 0.01
2025 | MISO_WUMS_2_MISO_MI | MISO_WUMS | MISO_MI | Internal | Summer | B1 | 10 | 148 | 148 | 67.75 | 69.57 | 0.01 | 1.8
2025 | MISO_WUMS_2_MISO_MI | MISO_WUMS | MISO_MI | Internal | Summer | B2 | 25 | 148 | 148 | 66.24 | 66.27 | 0.01 | 0.01
2025 | MISO_WUMS_2_MISO_MI | MISO_WUMS | MISO_MI | Internal | Summer | B3 | 75 | 148 | 148 | 63.83 | 65.93 | 0.01 | 2.09
2025 | MISO_WUMS_2_MISO_MI | MISO_WUMS | MISO_MI | Internal | Summer | B4 | 100 | 148 | 0 | 63.83 | 63.45 | 0.01 | 0
2025 | MISO_WUMS_2_MISO_MI | MISO_WUMS | MISO_MI | Internal | Summer | B5 | 200 | 148 | 0 | 62.93 | 62.62 | 0.01 | 0
2025 | MISO_WUMS_2_MISO_MI | MISO_WUMS | MISO_MI | Internal | Summer | B6 | 300 | 148 | 0 | 49.27 | 49.27 | 0.01 | 0
2025 | MISO_WUMS_2_MISO_MI | MISO_WUMS | MISO_MI | Internal | Summer | B7 | 400 | 148 | 51.99 | 41.81 | 41.83 | 0.01 | 0
2025 | MISO_WUMS_2_MISO_MI | MISO_WUMS | MISO_MI | Internal | Summer | B8 | 500 | 148 | 148 | 38.7 | 38.73 | 0.01 | 0.01
2025 | MISO_WUMS_2_MISO_MI | MISO_WUMS | MISO_MI | Internal | Summer | B9 | 800 | 148 | 148 | 38.4 | 38.42 | 0.01 | 0.01
2025 | MISO_WUMS_2_MISO_MI | MISO_WUMS | MISO_MI | Internal | Summer | B10 | 1262 | 148 | 148 | 35.13 | 35.16 | 0.01 | 0.01
2025 | MISO_WUMS_2_MISO_MI | MISO_WUMS | MISO_MI | Internal | Winter | B16 | 25 | 148 | 0 | 51.6 | 51.6 | 0.01 | 0
2025 | MISO_WUMS_2_MISO_MI | MISO_WUMS | MISO_MI | Internal | Winter | B17 | 100 | 148 | 148 | 45.92 | 45.95 | 0.01 | 0.01
2025 | MISO_WUMS_2_MISO_MI | MISO_WUMS | MISO_MI | Internal | Winter | B18 | 400 | 148 | 148 | 44.98 | 45 | 0.01 | 0.01
2025 | MISO_WUMS_2_MISO_MI | MISO_WUMS | MISO_MI | Internal | Winter | B19 | 700 | 148 | 148 | 42.5 | 42.52 | 0.01 | 0.01
2025 | MISO_WUMS_2_MISO_MI | MISO_WUMS | MISO_MI | Internal | Winter | B20 | 935 | 148 | 148 | 36.43 | 36.46 | 0.01 | 0.01
2025 | MISO_WUMS_2_MISO_W | MISO_WUMS | MISO_W | Internal | Shoulder | B11 | 25 | 3264 | 0 | 55.95 | 55.94 | 0.01 | 0
2025 | MISO_WUMS_2_MISO_W | MISO_WUMS | MISO_W | Internal | Shoulder | B12 | 200 | 3264 | 0 | 47.73 | 47.72 | 0.01 | 0
2025 | MISO_WUMS_2_MISO_W | MISO_WUMS | MISO_W | Internal | Shoulder | B13 | 600 | 3264 | 0 | 43.02 | 43.01 | 0.01 | 0
2025 | MISO_WUMS_2_MISO_W | MISO_WUMS | MISO_W | Internal | Shoulder | B14 | 900 | 3264 | 0 | 41.17 | 41.16 | 0.01 | 0
2025 | MISO_WUMS_2_MISO_W | MISO_WUMS | MISO_W | Internal | Shoulder | B15 | 1203 | 3264 | 0 | 37.45 | 37.44 | 0.01 | 0
2025 | MISO_WUMS_2_MISO_W | MISO_WUMS | MISO_W | Internal | Summer | B1 | 10 | 3264 | 3264 | 67.75 | 69.58 | 0.01 | 1.81
2025 | MISO_WUMS_2_MISO_W | MISO_WUMS | MISO_W | Internal | Summer | B2 | 25 | 3264 | 2432.06 | 66.24 | 66.25 | 0.01 | 0
2025 | MISO_WUMS_2_MISO_W | MISO_WUMS | MISO_W | Internal | Summer | B3 | 75 | 3264 | 3264 | 63.83 | 65.95 | 0.01 | 2.1
2025 | MISO_WUMS_2_MISO_W | MISO_WUMS | MISO_W | Internal | Summer | B4 | 100 | 3264 | 3264 | 63.83 | 64.55 | 0.01 | 0.71
2025 | MISO_WUMS_2_MISO_W | MISO_WUMS | MISO_W | Internal | Summer | B5 | 200 | 3264 | 24.35 | 62.93 | 62.95 | 0.01 | 0
2025 | MISO_WUMS_2_MISO_W | MISO_WUMS | MISO_W | Internal | Summer | B6 | 300 | 3264 | 63.82 | 49.27 | 49.29 | 0.01 | 0
2025 | MISO_WUMS_2_MISO_W | MISO_WUMS | MISO_W | Internal | Summer | B7 | 400 | 3264 | 0 | 41.81 | 41.81 | 0.01 | 0
2025 | MISO_WUMS_2_MISO_W | MISO_WUMS | MISO_W | Internal | Summer | B8 | 500 | 3264 | 0 | 38.7 | 38.69 | 0.01 | 0
2025 | MISO_WUMS_2_MISO_W | MISO_WUMS | MISO_W | Internal | Summer | B9 | 800 | 3264 | 0 | 38.4 | 38.39 | 0.01 | 0
2025 | MISO_WUMS_2_MISO_W | MISO_WUMS | MISO_W | Internal | Summer | B10 | 1262 | 3264 | 0 | 35.13 | 35.12 | 0.01 | 0
2025 | MISO_WUMS_2_MISO_W | MISO_WUMS | MISO_W | Internal | Winter | B16 | 25 | 3264 | 0 | 51.6 | 51.59 | 0.01 | 0
2025 | MISO_WUMS_2_MISO_W | MISO_WUMS | MISO_W | Internal | Winter | B17 | 100 | 3264 | 0 | 45.92 | 45.91 | 0.01 | 0
2025 | MISO_WUMS_2_MISO_W | MISO_WUMS | MISO_W | Internal | Winter | B18 | 400 | 3264 | 0 | 44.98 | 44.97 | 0.01 | 0
2025 | MISO_WUMS_2_MISO_W | MISO_WUMS | MISO_W | Internal | Winter | B19 | 700 | 3264 | 0 | 42.5 | 42.48 | 0.01 | 0
2025 | MISO_WUMS_2_MISO_W | MISO_WUMS | MISO_W | Internal | Winter | B20 | 935 | 3264 | 0 | 36.43 | 36.42 | 0.01 | 0
2025 | MISO_WUMS_2_PJM_ROR | MISO_WUMS | PJM_ROR | Internal | Shoulder | B11 | 25 | 1600 | 0 | 55.95 | 57.94 | 2 | 0
2025 | MISO_WUMS_2_PJM_ROR | MISO_WUMS | PJM_ROR | Internal | Shoulder | B12 | 200 | 1600 | 0 | 47.73 | 49.72 | 2 | 0
2025 | MISO_WUMS_2_PJM_ROR | MISO_WUMS | PJM_ROR | Internal | Shoulder | B13 | 600 | 1600 | 0 | 43.02 | 45.01 | 2 | 0
2025 | MISO_WUMS_2_PJM_ROR | MISO_WUMS | PJM_ROR | Internal | Shoulder | B14 | 900 | 1600 | 0 | 41.17 | 43.16 | 2 | 0
2025 | MISO_WUMS_2_PJM_ROR | MISO_WUMS | PJM_ROR | Internal | Shoulder | B15 | 1203 | 1600 | 0 | 37.45 | 39.44 | 2 | 0
2025 | MISO_WUMS_2_PJM_ROR | MISO_WUMS | PJM_ROR | Internal | Summer | B1 | 10 | 1600 | 1600 | 67.75 | 71.58 | 2 | 1.82
2025 | MISO_WUMS_2_PJM_ROR | MISO_WUMS | PJM_ROR | Internal | Summer | B2 | 25 | 1600 | 1600 | 66.24 | 68.25 | 2 | 0.01
2025 | MISO_WUMS_2_PJM_ROR | MISO_WUMS | PJM_ROR | Internal | Summer | B3 | 75 | 1600 | 0 | 63.83 | 65.45 | 2 | 0
2025 | MISO_WUMS_2_PJM_ROR | MISO_WUMS | PJM_ROR | Internal | Summer | B4 | 100 | 1600 | 0 | 63.83 | 65.45 | 2 | 0
2025 | MISO_WUMS_2_PJM_ROR | MISO_WUMS | PJM_ROR | Internal | Summer | B5 | 200 | 1600 | 0 | 62.93 | 60.95 | 2 | 0
2025 | MISO_WUMS_2_PJM_ROR | MISO_WUMS | PJM_ROR | Internal | Summer | B6 | 300 | 1600 | 339.1 | 49.27 | 51.27 | 2 | 0
2025 | MISO_WUMS_2_PJM_ROR | MISO_WUMS | PJM_ROR | Internal | Summer | B7 | 400 | 1600 | 270.12 | 41.81 | 43.81 | 2 | 0
2025 | MISO_WUMS_2_PJM_ROR | MISO_WUMS | PJM_ROR | Internal | Summer | B8 | 500 | 1600 | 0 | 38.7 | 40.45 | 2 | 0
2025 | MISO_WUMS_2_PJM_ROR | MISO_WUMS | PJM_ROR | Internal | Summer | B9 | 800 | 1600 | 0 | 38.4 | 38.7 | 2 | 0
2025 | MISO_WUMS_2_PJM_ROR | MISO_WUMS | PJM_ROR | Internal | Summer | B10 | 1262 | 1600 | 0 | 35.13 | 36.63 | 2 | 0
2025 | MISO_WUMS_2_PJM_ROR | MISO_WUMS | PJM_ROR | Internal | Winter | B16 | 25 | 1600 | 1548.6 | 51.6 | 53.6 | 2 | 0
2025 | MISO_WUMS_2_PJM_ROR | MISO_WUMS | PJM_ROR | Internal | Winter | B17 | 100 | 1600 | 794.31 | 45.92 | 47.92 | 2 | 0
2025 | MISO_WUMS_2_PJM_ROR | MISO_WUMS | PJM_ROR | Internal | Winter | B18 | 400 | 1600 | 0 | 44.98 | 46.97 | 2 | 0
2025 | MISO_WUMS_2_PJM_ROR | MISO_WUMS | PJM_ROR | Internal | Winter | B19 | 700 | 1600 | 0 | 42.5 | 44.48 | 2 | 0
2025 | MISO_WUMS_2_PJM_ROR | MISO_WUMS | PJM_ROR | Internal | Winter | B20 | 935 | 1600 | 0 | 36.43 | 38.42 | 2 | 0
2025 | NE_2_MAPP_US | NE | MAPP_US | Internal | Shoulder | B11 | 25 | 1600 | 0 | 50.94 | 48.94 | 5 | 0
2025 | NE_2_MAPP_US | NE | MAPP_US | Internal | Shoulder | B12 | 200 | 1600 | 0 | 42.72 | 40.72 | 5 | 0
2025 | NE_2_MAPP_US | NE | MAPP_US | Internal | Shoulder | B13 | 600 | 1600 | 0 | 38.01 | 36.01 | 5 | 0
2025 | NE_2_MAPP_US | NE | MAPP_US | Internal | Shoulder | B14 | 900 | 1600 | 0 | 36.16 | 34.16 | 5 | 0
2025 | NE_2_MAPP_US | NE | MAPP_US | Internal | Shoulder | B15 | 1203 | 1600 | 0 | 32.44 | 32.57 | 5 | 0
2025 | NE_2_MAPP_US | NE | MAPP_US | Internal | Summer | B1 | 10 | 1600 | 0 | 64.58 | 62.58 | 5 | 0
2025 | NE_2_MAPP_US | NE | MAPP_US | Internal | Summer | B2 | 25 | 1600 | 0 | 61.25 | 59.25 | 5 | 0
2025 | NE_2_MAPP_US | NE | MAPP_US | Internal | Summer | B3 | 75 | 1600 | 0 | 60.95 | 58.95 | 5 | 0
2025 | NE_2_MAPP_US | NE | MAPP_US | Internal | Summer | B4 | 100 | 1600 | 0 | 59.55 | 57.55 | 5 | 0
2025 | NE_2_MAPP_US | NE | MAPP_US | Internal | Summer | B5 | 200 | 1600 | 0 | 57.95 | 55.95 | 5 | 0
2025 | NE_2_MAPP_US | NE | MAPP_US | Internal | Summer | B6 | 300 | 1600 | 0 | 49.29 | 42.29 | 5 | 0
2025 | NE_2_MAPP_US | NE | MAPP_US | Internal | Summer | B7 | 400 | 1600 | 0 | 41.81 | 34.81 | 5 | 0
2025 | NE_2_MAPP_US | NE | MAPP_US | Internal | Summer | B8 | 500 | 1600 | 0 | 33.69 | 31.69 | 5 | 0
2025 | NE_2_MAPP_US | NE | MAPP_US | Internal | Summer | B9 | 800 | 1600 | 0 | 33.39 | 31.39 | 5 | 0
2025 | NE_2_MAPP_US | NE | MAPP_US | Internal | Summer | B10 | 1262 | 1600 | 0 | 30.12 | 28.12 | 5 | 0
2025 | NE_2_MAPP_US | NE | MAPP_US | Internal | Winter | B16 | 25 | 1600 | 0 | 46.59 | 44.59 | 5 | 0
2025 | NE_2_MAPP_US | NE | MAPP_US | Internal | Winter | B17 | 100 | 1600 | 0 | 40.91 | 38.91 | 5 | 0
2025 | NE_2_MAPP_US | NE | MAPP_US | Internal | Winter | B18 | 400 | 1600 | 0 | 39.97 | 37.97 | 5 | 0
2025 | NE_2_MAPP_US | NE | MAPP_US | Internal | Winter | B19 | 700 | 1600 | 0 | 37.48 | 37.97 | 5 | 0
2025 | NE_2_MAPP_US | NE | MAPP_US | Internal | Winter | B20 | 935 | 1600 | 0 | 31.42 | 29.58 | 5 | 0
2025 | NE_2_MISO_W | NE | MISO_W | Internal | Shoulder | B11 | 25 | 19097 | 2653.52 | 50.94 | 55.94 | 5 | 0
2025 | NE_2_MISO_W | NE | MISO_W | Internal | Shoulder | B12 | 200 | 19097 | 7959.91 | 42.72 | 47.72 | 5 | 0
2025 | NE_2_MISO_W | NE | MISO_W | Internal | Shoulder | B13 | 600 | 19097 | 5018.82 | 38.01 | 43.01 | 5 | 0
2025 | NE_2_MISO_W | NE | MISO_W | Internal | Shoulder | B14 | 900 | 19097 | 6992.34 | 36.16 | 41.16 | 5 | 0
2025 | NE_2_MISO_W | NE | MISO_W | Internal | Shoulder | B15 | 1203 | 19097 | 11293.97 | 32.44 | 37.44 | 5 | 0
2025 | NE_2_MISO_W | NE | MISO_W | Internal | Summer | B1 | 10 | 19097 | 280.84 | 64.58 | 69.58 | 5 | 0
2025 | NE_2_MISO_W | NE | MISO_W | Internal | Summer | B2 | 25 | 19097 | 4496.74 | 61.25 | 66.25 | 5 | 0
2025 | NE_2_MISO_W | NE | MISO_W | Internal | Summer | B3 | 75 | 19097 | 1719.18 | 60.95 | 65.95 | 5 | 0
2025 | NE_2_MISO_W | NE | MISO_W | Internal | Summer | B4 | 100 | 19097 | 282.75 | 59.55 | 64.55 | 5 | 0
2025 | NE_2_MISO_W | NE | MISO_W | Internal | Summer | B5 | 200 | 19097 | 93.72 | 57.95 | 62.95 | 5 | 0
2025 | NE_2_MISO_W | NE | MISO_W | Internal | Summer | B6 | 300 | 19097 | 0 | 49.29 | 49.29 | 5 | 0
2025 | NE_2_MISO_W | NE | MISO_W | Internal | Summer | B7 | 400 | 19097 | 0 | 41.81 | 41.81 | 5 | 0
2025 | NE_2_MISO_W | NE | MISO_W | Internal | Summer | B8 | 500 | 19097 | 1313.17 | 33.69 | 38.69 | 5 | 0
2025 | NE_2_MISO_W | NE | MISO_W | Internal | Summer | B9 | 800 | 19097 | 1190.64 | 33.39 | 38.39 | 5 | 0
2025 | NE_2_MISO_W | NE | MISO_W | Internal | Summer | B10 | 1262 | 19097 | 3516.85 | 30.12 | 35.12 | 5 | 0
2025 | NE_2_MISO_W | NE | MISO_W | Internal | Winter | B16 | 25 | 19097 | 17214.37 | 46.59 | 51.59 | 5 | 0
2025 | NE_2_MISO_W | NE | MISO_W | Internal | Winter | B17 | 100 | 19097 | 13025.8 | 40.91 | 45.91 | 5 | 0
2025 | NE_2_MISO_W | NE | MISO_W | Internal | Winter | B18 | 400 | 19097 | 7223.96 | 39.97 | 44.97 | 5 | 0
2025 | NE_2_MISO_W | NE | MISO_W | Internal | Winter | B19 | 700 | 19097 | 8009.6 | 37.48 | 42.48 | 5 | 0
2025 | NE_2_MISO_W | NE | MISO_W | Internal | Winter | B20 | 935 | 19097 | 9094.49 | 31.42 | 36.42 | 5 | 0
2025 | NE_2_SPP_N | NE | SPP_N | Internal | Shoulder | B11 | 25 | 12798 | 8125.51 | 50.94 | 50.95 | 0.01 | 0
2025 | NE_2_SPP_N | NE | SPP_N | Internal | Shoulder | B12 | 200 | 12798 | 6688.38 | 42.72 | 42.73 | 0.01 | 0
2025 | NE_2_SPP_N | NE | SPP_N | Internal | Shoulder | B13 | 600 | 12798 | 11139.64 | 38.01 | 38.02 | 0.01 | 0
2025 | NE_2_SPP_N | NE | SPP_N | Internal | Shoulder | B14 | 900 | 12798 | 10240.4 | 36.16 | 36.17 | 0.01 | 0
2025 | NE_2_SPP_N | NE | SPP_N | Internal | Shoulder | B15 | 1203 | 12798 | 7638.45 | 32.44 | 32.45 | 0.01 | 0
2025 | NE_2_SPP_N | NE | SPP_N | Internal | Summer | B1 | 10 | 12798 | 8307.06 | 64.58 | 64.59 | 0.01 | 0
2025 | NE_2_SPP_N | NE | SPP_N | Internal | Summer | B2 | 25 | 12798 | 8666.76 | 61.25 | 61.27 | 0.01 | 0
2025 | NE_2_SPP_N | NE | SPP_N | Internal | Summer | B3 | 75 | 12798 | 8556.53 | 60.95 | 60.96 | 0.01 | 0
2025 | NE_2_SPP_N | NE | SPP_N | Internal | Summer | B4 | 100 | 12798 | 8349.66 | 59.55 | 59.57 | 0.01 | 0
2025 | NE_2_SPP_N | NE | SPP_N | Internal | Summer | B5 | 200 | 12798 | 9156.26 | 57.95 | 57.96 | 0.01 | 0
2025 | NE_2_SPP_N | NE | SPP_N | Internal | Summer | B6 | 300 | 12798 | 10573.61 | 49.29 | 49.3 | 0.01 | 0
2025 | NE_2_SPP_N | NE | SPP_N | Internal | Summer | B7 | 400 | 12798 | 12050.11 | 41.81 | 41.83 | 0.01 | 0
2025 | NE_2_SPP_N | NE | SPP_N | Internal | Summer | B8 | 500 | 12798 | 12798 | 33.69 | 38.28 | 0.01 | 4.58
2025 | NE_2_SPP_N | NE | SPP_N | Internal | Summer | B9 | 800 | 12798 | 12798 | 33.39 | 36.56 | 0.01 | 3.16
2025 | NE_2_SPP_N | NE | SPP_N | Internal | Summer | B10 | 1262 | 12798 | 12798 | 30.12 | 31.77 | 0.01 | 1.63
2025 | NE_2_SPP_N | NE | SPP_N | Internal | Winter | B16 | 25 | 12798 | 7009.29 | 46.59 | 46.6 | 0.01 | 0
2025 | NE_2_SPP_N | NE | SPP_N | Internal | Winter | B17 | 100 | 12798 | 8236.12 | 40.91 | 40.92 | 0.01 | 0
2025 | NE_2_SPP_N | NE | SPP_N | Internal | Winter | B18 | 400 | 12798 | 12049.96 | 39.97 | 39.98 | 0.01 | 0
2025 | NE_2_SPP_N | NE | SPP_N | Internal | Winter | B19 | 700 | 12798 | 10046.05 | 37.48 | 37.5 | 0.01 | 0
2025 | NE_2_SPP_N | NE | SPP_N | Internal | Winter | B20 | 935 | 12798 | 10682.6 | 31.42 | 31.43 | 0.01 | 0
2025 | NEISO_2_NYISO_A-F | NEISO | NYISO_A-F | Internal | Shoulder | B11 | 25 | 600 | 0 | 38.89 | 41.7 | 3 | 0
2025 | NEISO_2_NYISO_A-F | NEISO | NYISO_A-F | Internal | Shoulder | B12 | 200 | 600 | 0 | 38.89 | 41.7 | 3 | 0
2025 | NEISO_2_NYISO_A-F | NEISO | NYISO_A-F | Internal | Shoulder | B13 | 600 | 600 | 0 | 38.89 | 39.29 | 3 | 0
2025 | NEISO_2_NYISO_A-F | NEISO | NYISO_A-F | Internal | Shoulder | B14 | 900 | 600 | 0 | 38.89 | 39.29 | 3 | 0
2025 | NEISO_2_NYISO_A-F | NEISO | NYISO_A-F | Internal | Shoulder | B15 | 1203 | 600 | 0 | 38.89 | 39.29 | 3 | 0
2025 | NEISO_2_NYISO_A-F | NEISO | NYISO_A-F | Internal | Summer | B1 | 10 | 600 | 0 | 74.6 | 52.65 | 3 | 0
2025 | NEISO_2_NYISO_A-F | NEISO | NYISO_A-F | Internal | Summer | B2 | 25 | 600 | 0 | 59.67 | 52.65 | 3 | 0
2025 | NEISO_2_NYISO_A-F | NEISO | NYISO_A-F | Internal | Summer | B3 | 75 | 600 | 0 | 50 | 49.84 | 3 | 0
2025 | NEISO_2_NYISO_A-F | NEISO | NYISO_A-F | Internal | Summer | B4 | 100 | 600 | 435.87 | 46.84 | 49.84 | 3 | 0
2025 | NEISO_2_NYISO_A-F | NEISO | NYISO_A-F | Internal | Summer | B5 | 200 | 600 | 600 | 35.72 | 44.3 | 3 | 5.58
2025 | NEISO_2_NYISO_A-F | NEISO | NYISO_A-F | Internal | Summer | B6 | 300 | 600 | 600 | 35.72 | 43.26 | 3 | 4.54
2025 | NEISO_2_NYISO_A-F | NEISO | NYISO_A-F | Internal | Summer | B7 | 400 | 600 | 0 | 35.72 | 38.71 | 3 | 0
2025 | NEISO_2_NYISO_A-F | NEISO | NYISO_A-F | Internal | Summer | B8 | 500 | 600 | 0 | 35.72 | 37.71 | 3 | 0
2025 | NEISO_2_NYISO_A-F | NEISO | NYISO_A-F | Internal | Summer | B9 | 800 | 600 | 0 | 35.72 | 37.71 | 3 | 0
2025 | NEISO_2_NYISO_A-F | NEISO | NYISO_A-F | Internal | Summer | B10 | 1262 | 600 | 0 | 35.72 | 37.71 | 3 | 0
2025 | NEISO_2_NYISO_A-F | NEISO | NYISO_A-F | Internal | Winter | B16 | 25 | 600 | 0 | 48.68 | 45.61 | 3 | 0
2025 | NEISO_2_NYISO_A-F | NEISO | NYISO_A-F | Internal | Winter | B17 | 100 | 600 | 0 | 48.68 | 44.25 | 3 | 0
2025 | NEISO_2_NYISO_A-F | NEISO | NYISO_A-F | Internal | Winter | B18 | 400 | 600 | 0 | 48.68 | 44.25 | 3 | 0
2025 | NEISO_2_NYISO_A-F | NEISO | NYISO_A-F | Internal | Winter | B19 | 700 | 600 | 0 | 48.68 | 44.25 | 3 | 0
2025 | NEISO_2_NYISO_A-F | NEISO | NYISO_A-F | Internal | Winter | B20 | 935 | 600 | 0 | 48.68 | 44.25 | 3 | 0
2025 | NEISO_2_NYISO_G-I | NEISO | NYISO_G-I | Internal | Shoulder | B11 | 25 | 600 | 322.39 | 38.89 | 41.89 | 3 | 0
2025 | NEISO_2_NYISO_G-I | NEISO | NYISO_G-I | Internal | Shoulder | B12 | 200 | 600 | 0 | 38.89 | 41.78 | 3 | 0
2025 | NEISO_2_NYISO_G-I | NEISO | NYISO_G-I | Internal | Shoulder | B13 | 600 | 600 | 0 | 38.89 | 40.37 | 3 | 0
2025 | NEISO_2_NYISO_G-I | NEISO | NYISO_G-I | Internal | Shoulder | B14 | 900 | 600 | 0 | 38.89 | 39.3 | 3 | 0
2025 | NEISO_2_NYISO_G-I | NEISO | NYISO_G-I | Internal | Shoulder | B15 | 1203 | 600 | 0 | 38.89 | 39.3 | 3 | 0
2025 | NEISO_2_NYISO_G-I | NEISO | NYISO_G-I | Internal | Summer | B1 | 10 | 600 | 25.45 | 74.6 | 77.6 | 3 | 0
2025 | NEISO_2_NYISO_G-I | NEISO | NYISO_G-I | Internal | Summer | B2 | 25 | 600 | 295.62 | 59.67 | 62.67 | 3 | 0
2025 | NEISO_2_NYISO_G-I | NEISO | NYISO_G-I | Internal | Summer | B3 | 75 | 600 | 600 | 50 | 54.78 | 3 | 1.79
2025 | NEISO_2_NYISO_G-I | NEISO | NYISO_G-I | Internal | Summer | B4 | 100 | 600 | 600 | 46.84 | 50.89 | 3 | 1.05
2025 | NEISO_2_NYISO_G-I | NEISO | NYISO_G-I | Internal | Summer | B5 | 200 | 600 | 600 | 35.72 | 50.89 | 3 | 12.17
2025 | NEISO_2_NYISO_G-I | NEISO | NYISO_G-I | Internal | Summer | B6 | 300 | 600 | 600 | 35.72 | 43.27 | 3 | 4.56
2025 | NEISO_2_NYISO_G-I | NEISO | NYISO_G-I | Internal | Summer | B7 | 400 | 600 | 238.44 | 35.72 | 38.72 | 3 | 0
2025 | NEISO_2_NYISO_G-I | NEISO | NYISO_G-I | Internal | Summer | B8 | 500 | 600 | 0 | 35.72 | 38.31 | 3 | 0
2025 | NEISO_2_NYISO_G-I | NEISO | NYISO_G-I | Internal | Summer | B9 | 800 | 600 | 0 | 35.72 | 37.72 | 3 | 0
2025 | NEISO_2_NYISO_G-I | NEISO | NYISO_G-I | Internal | Summer | B10 | 1262 | 600 | 0 | 35.72 | 37.72 | 3 | 0
2025 | NEISO_2_NYISO_G-I | NEISO | NYISO_G-I | Internal | Winter | B16 | 25 | 600 | 0 | 48.68 | 51.67 | 3 | 0
2025 | NEISO_2_NYISO_G-I | NEISO | NYISO_G-I | Internal | Winter | B17 | 100 | 600 | 0 | 48.68 | 51.67 | 3 | 0
2025 | NEISO_2_NYISO_G-I | NEISO | NYISO_G-I | Internal | Winter | B18 | 400 | 600 | 0 | 48.68 | 51.67 | 3 | 0
2025 | NEISO_2_NYISO_G-I | NEISO | NYISO_G-I | Internal | Winter | B19 | 700 | 600 | 0 | 48.68 | 50.51 | 3 | 0
2025 | NEISO_2_NYISO_G-I | NEISO | NYISO_G-I | Internal | Winter | B20 | 935 | 600 | 0 | 48.68 | 45.68 | 3 | 0
2025 | NEISO_2_NYISO_J-K | NEISO | NYISO_J-K | Internal | Shoulder | B11 | 25 | 520 | 520 | 38.89 | 41.9 | 3 | 0.01
2025 | NEISO_2_NYISO_J-K | NEISO | NYISO_J-K | Internal | Shoulder | B12 | 200 | 520 | 0 | 38.89 | 41.79 | 3 | 0
2025 | NEISO_2_NYISO_J-K | NEISO | NYISO_J-K | Internal | Shoulder | B13 | 600 | 520 | 0 | 38.89 | 40.38 | 3 | 0
2025 | NEISO_2_NYISO_J-K | NEISO | NYISO_J-K | Internal | Shoulder | B14 | 900 | 520 | 0 | 38.89 | 39.31 | 3 | 0
2025 | NEISO_2_NYISO_J-K | NEISO | NYISO_J-K | Internal | Shoulder | B15 | 1203 | 520 | 0 | 38.89 | 39.31 | 3 | 0
2025 | NEISO_2_NYISO_J-K | NEISO | NYISO_J-K | Internal | Summer | B1 | 10 | 520 | 520 | 74.6 | 77.61 | 3 | 0.01
2025 | NEISO_2_NYISO_J-K | NEISO | NYISO_J-K | Internal | Summer | B2 | 25 | 520 | 520 | 59.67 | 62.68 | 3 | 0.01
2025 | NEISO_2_NYISO_J-K | NEISO | NYISO_J-K | Internal | Summer | B3 | 75 | 520 | 520 | 50 | 54.8 | 3 | 1.8
2025 | NEISO_2_NYISO_J-K | NEISO | NYISO_J-K | Internal | Summer | B4 | 100 | 520 | 520 | 46.84 | 50.9 | 3 | 1.06
2025 | NEISO_2_NYISO_J-K | NEISO | NYISO_J-K | Internal | Summer | B5 | 200 | 520 | 520 | 35.72 | 50.9 | 3 | 12.18
2025 | NEISO_2_NYISO_J-K | NEISO | NYISO_J-K | Internal | Summer | B6 | 300 | 520 | 520 | 35.72 | 43.29 | 3 | 4.57
2025 | NEISO_2_NYISO_J-K | NEISO | NYISO_J-K | Internal | Summer | B7 | 400 | 520 | 520 | 35.72 | 38.73 | 3 | 0.01
2025 | NEISO_2_NYISO_J-K | NEISO | NYISO_J-K | Internal | Summer | B8 | 500 | 520 | 0 | 35.72 | 38.33 | 3 | 0
2025 | NEISO_2_NYISO_J-K | NEISO | NYISO_J-K | Internal | Summer | B9 | 800 | 520 | 0 | 35.72 | 37.73 | 3 | 0
2025 | NEISO_2_NYISO_J-K | NEISO | NYISO_J-K | Internal | Summer | B10 | 1262 | 520 | 0 | 35.72 | 37.73 | 3 | 0
2025 | NEISO_2_NYISO_J-K | NEISO | NYISO_J-K | Internal | Winter | B16 | 25 | 520 | 409.09 | 48.68 | 51.68 | 3 | 0
2025 | NEISO_2_NYISO_J-K | NEISO | NYISO_J-K | Internal | Winter | B17 | 100 | 520 | 140.58 | 48.68 | 51.68 | 3 | 0
2025 | NEISO_2_NYISO_J-K | NEISO | NYISO_J-K | Internal | Winter | B18 | 400 | 520 | 125.58 | 48.68 | 51.68 | 3 | 0
2025 | NEISO_2_NYISO_J-K | NEISO | NYISO_J-K | Internal | Winter | B19 | 700 | 520 | 0 | 48.68 | 50.78 | 3 | 0
2025 | NEISO_2_NYISO_J-K | NEISO | NYISO_J-K | Internal | Winter | B20 | 935 | 520 | 0 | 48.68 | 45.69 | 3 | 0
2025 | NonRTO_Midwest_2_TVA_Transmission | NonRTO_Midwest | TVA_Transmission | Internal | Shoulder | B11 | 25 | 2400 | 0 | 63.96 | 63.11 | 8 | 0
2025 | NonRTO_Midwest_2_TVA_Transmission | NonRTO_Midwest | TVA_Transmission | Internal | Shoulder | B12 | 200 | 2400 | 0 | 55.74 | 50.32 | 8 | 0
2025 | NonRTO_Midwest_2_TVA_Transmission | NonRTO_Midwest | TVA_Transmission | Internal | Shoulder | B13 | 600 | 2400 | 0 | 51.03 | 47.43 | 8 | 0
2025 | NonRTO_Midwest_2_TVA_Transmission | NonRTO_Midwest | TVA_Transmission | Internal | Shoulder | B14 | 900 | 2400 | 0 | 44.03 | 46.55 | 8 | 0
2025 | NonRTO_Midwest_2_TVA_Transmission | NonRTO_Midwest | TVA_Transmission | Internal | Shoulder | B15 | 1203 | 2400 | 0 | 37.31 | 45.02 | 8 | 0
2025 | NonRTO_Midwest_2_TVA_Transmission | NonRTO_Midwest | TVA_Transmission | Internal | Summer | B1 | 10 | 2400 | 0 | 72.57 | 77.58 | 8 | 0
2025 | NonRTO_Midwest_2_TVA_Transmission | NonRTO_Midwest | TVA_Transmission | Internal | Summer | B2 | 25 | 2400 | 0 | 72.57 | 74.25 | 8 | 0
2025 | NonRTO_Midwest_2_TVA_Transmission | NonRTO_Midwest | TVA_Transmission | Internal | Summer | B3 | 75 | 2400 | 0 | 72.57 | 71.45 | 8 | 0
2025 | NonRTO_Midwest_2_TVA_Transmission | NonRTO_Midwest | TVA_Transmission | Internal | Summer | B4 | 100 | 2400 | 0 | 72.57 | 71.45 | 8 | 0
2025 | NonRTO_Midwest_2_TVA_Transmission | NonRTO_Midwest | TVA_Transmission | Internal | Summer | B5 | 200 | 2400 | 0 | 70.95 | 66.95 | 8 | 0
2025 | NonRTO_Midwest_2_TVA_Transmission | NonRTO_Midwest | TVA_Transmission | Internal | Summer | B6 | 300 | 2400 | 0 | 57.29 | 56.04 | 8 | 0
2025 | NonRTO_Midwest_2_TVA_Transmission | NonRTO_Midwest | TVA_Transmission | Internal | Summer | B7 | 400 | 2400 | 0 | 49.81 | 48.56 | 8 | 0
2025 | NonRTO_Midwest_2_TVA_Transmission | NonRTO_Midwest | TVA_Transmission | Internal | Summer | B8 | 500 | 2400 | 0 | 42.96 | 44.67 | 8 | 0
2025 | NonRTO_Midwest_2_TVA_Transmission | NonRTO_Midwest | TVA_Transmission | Internal | Summer | B9 | 800 | 2400 | 0 | 37.58 | 43.68 | 8 | 0
2025 | NonRTO_Midwest_2_TVA_Transmission | NonRTO_Midwest | TVA_Transmission | Internal | Summer | B10 | 1262 | 2400 | 0 | 33.51 | 40.45 | 8 | 0
2025 | NonRTO_Midwest_2_TVA_Transmission | NonRTO_Midwest | TVA_Transmission | Internal | Winter | B16 | 25 | 2400 | 0 | 59.61 | 59.6 | 8 | 0
2025 | NonRTO_Midwest_2_TVA_Transmission | NonRTO_Midwest | TVA_Transmission | Internal | Winter | B17 | 100 | 2400 | 0 | 53.93 | 51.04 | 8 | 0
2025 | NonRTO_Midwest_2_TVA_Transmission | NonRTO_Midwest | TVA_Transmission | Internal | Winter | B18 | 400 | 2400 | 0 | 52.99 | 48.65 | 8 | 0
2025 | NonRTO_Midwest_2_TVA_Transmission | NonRTO_Midwest | TVA_Transmission | Internal | Winter | B19 | 700 | 2400 | 0 | 44.46 | 47.17 | 8 | 0
2025 | NonRTO_Midwest_2_TVA_Transmission | NonRTO_Midwest | TVA_Transmission | Internal | Winter | B20 | 935 | 2400 | 0 | 37.58 | 44.42 | 8 | 0
2025 | NYISO_A-F_2_IESO | NYISO_A-F | IESO | Internal | Shoulder | B11 | 25 | 1600 | 0 | 41.7 | 34.7 | 7 | 0
2025 | NYISO_A-F_2_IESO | NYISO_A-F | IESO | Internal | Shoulder | B12 | 200 | 1600 | 0 | 41.7 | 34.7 | 7 | 0
2025 | NYISO_A-F_2_IESO | NYISO_A-F | IESO | Internal | Shoulder | B13 | 600 | 1600 | 0 | 39.29 | 32.29 | 7 | 0
2025 | NYISO_A-F_2_IESO | NYISO_A-F | IESO | Internal | Shoulder | B14 | 900 | 1600 | 0 | 39.29 | 32.29 | 7 | 0
2025 | NYISO_A-F_2_IESO | NYISO_A-F | IESO | Internal | Shoulder | B15 | 1203 | 1600 | 0 | 39.29 | 32.29 | 7 | 0
2025 | NYISO_A-F_2_IESO | NYISO_A-F | IESO | Internal | Summer | B1 | 10 | 1600 | 0 | 52.65 | 45.65 | 7 | 0
2025 | NYISO_A-F_2_IESO | NYISO_A-F | IESO | Internal | Summer | B2 | 25 | 1600 | 0 | 52.65 | 45.65 | 7 | 0
2025 | NYISO_A-F_2_IESO | NYISO_A-F | IESO | Internal | Summer | B3 | 75 | 1600 | 0 | 49.84 | 42.84 | 7 | 0
2025 | NYISO_A-F_2_IESO | NYISO_A-F | IESO | Internal | Summer | B4 | 100 | 1600 | 0 | 49.84 | 42.84 | 7 | 0
2025 | NYISO_A-F_2_IESO | NYISO_A-F | IESO | Internal | Summer | B5 | 200 | 1600 | 0 | 44.3 | 39.59 | 7 | 0
2025 | NYISO_A-F_2_IESO | NYISO_A-F | IESO | Internal | Summer | B6 | 300 | 1600 | 0 | 43.26 | 36.26 | 7 | 0
2025 | NYISO_A-F_2_IESO | NYISO_A-F | IESO | Internal | Summer | B7 | 400 | 1600 | 0 | 38.71 | 31.71 | 7 | 0
2025 | NYISO_A-F_2_IESO | NYISO_A-F | IESO | Internal | Summer | B8 | 500 | 1600 | 0 | 37.71 | 30.71 | 7 | 0
2025 | NYISO_A-F_2_IESO | NYISO_A-F | IESO | Internal | Summer | B9 | 800 | 1600 | 0 | 37.71 | 30.71 | 7 | 0
2025 | NYISO_A-F_2_IESO | NYISO_A-F | IESO | Internal | Summer | B10 | 1262 | 1600 | 0 | 37.71 | 30.71 | 7 | 0
2025 | NYISO_A-F_2_IESO | NYISO_A-F | IESO | Internal | Winter | B16 | 25 | 1600 | 0 | 45.61 | 42.49 | 7 | 0
2025 | NYISO_A-F_2_IESO | NYISO_A-F | IESO | Internal | Winter | B17 | 100 | 1600 | 0 | 44.25 | 37.25 | 7 | 0
2025 | NYISO_A-F_2_IESO | NYISO_A-F | IESO | Internal | Winter | B18 | 400 | 1600 | 0 | 44.25 | 37.25 | 7 | 0
2025 | NYISO_A-F_2_IESO | NYISO_A-F | IESO | Internal | Winter | B19 | 700 | 1600 | 0 | 44.25 | 37.25 | 7 | 0
2025 | NYISO_A-F_2_IESO | NYISO_A-F | IESO | Internal | Winter | B20 | 935 | 1600 | 0 | 44.25 | 37.25 | 7 | 0
2025 | NYISO_A-F_2_NEISO | NYISO_A-F | NEISO | Internal | Shoulder | B11 | 25 | 600 | 0 | 41.7 | 38.89 | 3 | 0
2025 | NYISO_A-F_2_NEISO | NYISO_A-F | NEISO | Internal | Shoulder | B12 | 200 | 600 | 0 | 41.7 | 38.89 | 3 | 0
2025 | NYISO_A-F_2_NEISO | NYISO_A-F | NEISO | Internal | Shoulder | B13 | 600 | 600 | 0 | 39.29 | 38.89 | 3 | 0
2025 | NYISO_A-F_2_NEISO | NYISO_A-F | NEISO | Internal | Shoulder | B14 | 900 | 600 | 0 | 39.29 | 38.89 | 3 | 0
2025 | NYISO_A-F_2_NEISO | NYISO_A-F | NEISO | Internal | Shoulder | B15 | 1203 | 600 | 0 | 39.29 | 38.89 | 3 | 0
2025 | NYISO_A-F_2_NEISO | NYISO_A-F | NEISO | Internal | Summer | B1 | 10 | 600 | 600 | 52.65 | 74.6 | 3 | 18.95
2025 | NYISO_A-F_2_NEISO | NYISO_A-F | NEISO | Internal | Summer | B2 | 25 | 600 | 600 | 52.65 | 59.67 | 3 | 4.02
2025 | NYISO_A-F_2_NEISO | NYISO_A-F | NEISO | Internal | Summer | B3 | 75 | 600 | 0 | 49.84 | 50 | 3 | 0
2025 | NYISO_A-F_2_NEISO | NYISO_A-F | NEISO | Internal | Summer | B4 | 100 | 600 | 0 | 49.84 | 46.84 | 3 | 0
2025 | NYISO_A-F_2_NEISO | NYISO_A-F | NEISO | Internal | Summer | B5 | 200 | 600 | 0 | 44.3 | 35.72 | 3 | 0
2025 | NYISO_A-F_2_NEISO | NYISO_A-F | NEISO | Internal | Summer | B6 | 300 | 600 | 0 | 43.26 | 35.72 | 3 | 0
2025 | NYISO_A-F_2_NEISO | NYISO_A-F | NEISO | Internal | Summer | B7 | 400 | 600 | 0 | 38.71 | 35.72 | 3 | 0
2025 | NYISO_A-F_2_NEISO | NYISO_A-F | NEISO | Internal | Summer | B8 | 500 | 600 | 0 | 37.71 | 35.72 | 3 | 0
2025 | NYISO_A-F_2_NEISO | NYISO_A-F | NEISO | Internal | Summer | B9 | 800 | 600 | 0 | 37.71 | 35.72 | 3 | 0
2025 | NYISO_A-F_2_NEISO | NYISO_A-F | NEISO | Internal | Summer | B10 | 1262 | 600 | 0 | 37.71 | 35.72 | 3 | 0
2025 | NYISO_A-F_2_NEISO | NYISO_A-F | NEISO | Internal | Winter | B16 | 25 | 600 | 600 | 45.61 | 48.68 | 3 | 0.07
2025 | NYISO_A-F_2_NEISO | NYISO_A-F | NEISO | Internal | Winter | B17 | 100 | 600 | 600 | 44.25 | 48.68 | 3 | 1.43
2025 | NYISO_A-F_2_NEISO | NYISO_A-F | NEISO | Internal | Winter | B18 | 400 | 600 | 600 | 44.25 | 48.68 | 3 | 1.43
2025 | NYISO_A-F_2_NEISO | NYISO_A-F | NEISO | Internal | Winter | B19 | 700 | 600 | 600 | 44.25 | 48.68 | 3 | 1.43
2025 | NYISO_A-F_2_NEISO | NYISO_A-F | NEISO | Internal | Winter | B20 | 935 | 600 | 600 | 44.25 | 48.68 | 3 | 1.43
2025 | NYISO_A-F_2_NYISO_G-I | NYISO_A-F | NYISO_G-I | Internal | Shoulder | B11 | 25 | 4888 | 4888 | 41.7 | 41.89 | 0.01 | 0.17
2025 | NYISO_A-F_2_NYISO_G-I | NYISO_A-F | NYISO_G-I | Internal | Shoulder | B12 | 200 | 4888 | 4888 | 41.7 | 41.78 | 0.01 | 0.06
2025 | NYISO_A-F_2_NYISO_G-I | NYISO_A-F | NYISO_G-I | Internal | Shoulder | B13 | 600 | 4888 | 4888 | 39.29 | 40.37 | 0.01 | 1.07
2025 | NYISO_A-F_2_NYISO_G-I | NYISO_A-F | NYISO_G-I | Internal | Shoulder | B14 | 900 | 4888 | 4653.6 | 39.29 | 39.3 | 0.01 | 0
2025 | NYISO_A-F_2_NYISO_G-I | NYISO_A-F | NYISO_G-I | Internal | Shoulder | B15 | 1203 | 4888 | 3258.96 | 39.29 | 39.3 | 0.01 | 0
2025 | NYISO_A-F_2_NYISO_G-I | NYISO_A-F | NYISO_G-I | Internal | Summer | B1 | 10 | 4888 | 4888 | 52.65 | 77.6 | 0.01 | 24.94
2025 | NYISO_A-F_2_NYISO_G-I | NYISO_A-F | NYISO_G-I | Internal | Summer | B2 | 25 | 4888 | 4888 | 52.65 | 62.67 | 0.01 | 10
2025 | NYISO_A-F_2_NYISO_G-I | NYISO_A-F | NYISO_G-I | Internal | Summer | B3 | 75 | 4888 | 4888 | 49.84 | 54.78 | 0.01 | 4.93
2025 | NYISO_A-F_2_NYISO_G-I | NYISO_A-F | NYISO_G-I | Internal | Summer | B4 | 100 | 4888 | 4888 | 49.84 | 50.89 | 0.01 | 1.04
2025 | NYISO_A-F_2_NYISO_G-I | NYISO_A-F | NYISO_G-I | Internal | Summer | B5 | 200 | 4888 | 4888 | 44.3 | 50.89 | 0.01 | 6.58
2025 | NYISO_A-F_2_NYISO_G-I | NYISO_A-F | NYISO_G-I | Internal | Summer | B6 | 300 | 4888 | 4668.59 | 43.26 | 43.27 | 0.01 | 0
2025 | NYISO_A-F_2_NYISO_G-I | NYISO_A-F | NYISO_G-I | Internal | Summer | B7 | 400 | 4888 | 3934.66 | 38.71 | 38.72 | 0.01 | 0
2025 | NYISO_A-F_2_NYISO_G-I | NYISO_A-F | NYISO_G-I | Internal | Summer | B8 | 500 | 4888 | 4888 | 37.71 | 38.31 | 0.01 | 0.59
2025 | NYISO_A-F_2_NYISO_G-I | NYISO_A-F | NYISO_G-I | Internal | Summer | B9 | 800 | 4888 | 4198.75 | 37.71 | 37.72 | 0.01 | 0
2025 | NYISO_A-F_2_NYISO_G-I | NYISO_A-F | NYISO_G-I | Internal | Summer | B10 | 1262 | 4888 | 2054.62 | 37.71 | 37.72 | 0.01 | 0
2025 | NYISO_A-F_2_NYISO_G-I | NYISO_A-F | NYISO_G-I | Internal | Winter | B16 | 25 | 4888 | 4888 | 45.61 | 51.67 | 0.01 | 6.04
2025 | NYISO_A-F_2_NYISO_G-I | NYISO_A-F | NYISO_G-I | Internal | Winter | B17 | 100 | 4888 | 4888 | 44.25 | 51.67 | 0.01 | 7.4
2025 | NYISO_A-F_2_NYISO_G-I | NYISO_A-F | NYISO_G-I | Internal | Winter | B18 | 400 | 4888 | 4888 | 44.25 | 51.67 | 0.01 | 7.4
2025 | NYISO_A-F_2_NYISO_G-I | NYISO_A-F | NYISO_G-I | Internal | Winter | B19 | 700 | 4888 | 4888 | 44.25 | 50.51 | 0.01 | 6.24
2025 | NYISO_A-F_2_NYISO_G-I | NYISO_A-F | NYISO_G-I | Internal | Winter | B20 | 935 | 4888 | 4888 | 44.25 | 45.68 | 0.01 | 1.41
2025 | NYISO_A-F_2_PJM_ROM | NYISO_A-F | PJM_ROM | Internal | Shoulder | B11 | 25 | 1000 | 1000 | 41.7 | 57.93 | 8 | 8.22
2025 | NYISO_A-F_2_PJM_ROM | NYISO_A-F | PJM_ROM | Internal | Shoulder | B12 | 200 | 1000 | 206.15 | 41.7 | 49.7 | 8 | 0
2025 | NYISO_A-F_2_PJM_ROM | NYISO_A-F | PJM_ROM | Internal | Shoulder | B13 | 600 | 1000 | 0 | 39.29 | 44.99 | 8 | 0
2025 | NYISO_A-F_2_PJM_ROM | NYISO_A-F | PJM_ROM | Internal | Shoulder | B14 | 900 | 1000 | 0 | 39.29 | 43.17 | 8 | 0
2025 | NYISO_A-F_2_PJM_ROM | NYISO_A-F | PJM_ROM | Internal | Shoulder | B15 | 1203 | 1000 | 0 | 39.29 | 39.45 | 8 | 0
2025 | NYISO_A-F_2_PJM_ROM | NYISO_A-F | PJM_ROM | Internal | Summer | B1 | 10 | 1000 | 1000 | 52.65 | 71.59 | 8 | 10.94
2025 | NYISO_A-F_2_PJM_ROM | NYISO_A-F | PJM_ROM | Internal | Summer | B2 | 25 | 1000 | 1000 | 52.65 | 68.27 | 8 | 7.62
2025 | NYISO_A-F_2_PJM_ROM | NYISO_A-F | PJM_ROM | Internal | Summer | B3 | 75 | 1000 | 1000 | 49.84 | 65.44 | 8 | 7.6
2025 | NYISO_A-F_2_PJM_ROM | NYISO_A-F | PJM_ROM | Internal | Summer | B4 | 100 | 1000 | 1000 | 49.84 | 65.44 | 8 | 7.6
2025 | NYISO_A-F_2_PJM_ROM | NYISO_A-F | PJM_ROM | Internal | Summer | B5 | 200 | 1000 | 1000 | 44.3 | 60.93 | 8 | 8.64
2025 | NYISO_A-F_2_PJM_ROM | NYISO_A-F | PJM_ROM | Internal | Summer | B6 | 300 | 1000 | 504.49 | 43.26 | 51.26 | 8 | 0
2025 | NYISO_A-F_2_PJM_ROM | NYISO_A-F | PJM_ROM | Internal | Summer | B7 | 400 | 1000 | 0 | 38.71 | 43.8 | 8 | 0
2025 | NYISO_A-F_2_PJM_ROM | NYISO_A-F | PJM_ROM | Internal | Summer | B8 | 500 | 1000 | 0 | 37.71 | 40.47 | 8 | 0
2025 | NYISO_A-F_2_PJM_ROM | NYISO_A-F | PJM_ROM | Internal | Summer | B9 | 800 | 1000 | 0 | 37.71 | 38.72 | 8 | 0
2025 | NYISO_A-F_2_PJM_ROM | NYISO_A-F | PJM_ROM | Internal | Summer | B10 | 1262 | 1000 | 0 | 37.71 | 36.65 | 8 | 0
2025 | NYISO_A-F_2_PJM_ROM | NYISO_A-F | PJM_ROM | Internal | Winter | B16 | 25 | 1000 | 435.02 | 45.61 | 53.61 | 8 | 0
2025 | NYISO_A-F_2_PJM_ROM | NYISO_A-F | PJM_ROM | Internal | Winter | B17 | 100 | 1000 | 0 | 44.25 | 47.93 | 8 | 0
2025 | NYISO_A-F_2_PJM_ROM | NYISO_A-F | PJM_ROM | Internal | Winter | B18 | 400 | 1000 | 0 | 44.25 | 46.98 | 8 | 0
2025 | NYISO_A-F_2_PJM_ROM | NYISO_A-F | PJM_ROM | Internal | Winter | B19 | 700 | 1000 | 0 | 44.25 | 44.5 | 8 | 0
2025 | NYISO_A-F_2_PJM_ROM | NYISO_A-F | PJM_ROM | Internal | Winter | B20 | 935 | 1000 | 0 | 44.25 | 38.43 | 8 | 0
2025 | NYISO_G-I_2_NEISO | NYISO_G-I | NEISO | Internal | Shoulder | B11 | 25 | 600 | 0 | 41.89 | 38.89 | 3 | 0
2025 | NYISO_G-I_2_NEISO | NYISO_G-I | NEISO | Internal | Shoulder | B12 | 200 | 600 | 0 | 41.78 | 38.89 | 3 | 0
2025 | NYISO_G-I_2_NEISO | NYISO_G-I | NEISO | Internal | Shoulder | B13 | 600 | 600 | 0 | 40.37 | 38.89 | 3 | 0
2025 | NYISO_G-I_2_NEISO | NYISO_G-I | NEISO | Internal | Shoulder | B14 | 900 | 600 | 0 | 39.3 | 38.89 | 3 | 0
2025 | NYISO_G-I_2_NEISO | NYISO_G-I | NEISO | Internal | Shoulder | B15 | 1203 | 600 | 0 | 39.3 | 38.89 | 3 | 0
2025 | NYISO_G-I_2_NEISO | NYISO_G-I | NEISO | Internal | Summer | B1 | 10 | 600 | 0 | 77.6 | 74.6 | 3 | 0
2025 | NYISO_G-I_2_NEISO | NYISO_G-I | NEISO | Internal | Summer | B2 | 25 | 600 | 0 | 62.67 | 59.67 | 3 | 0
2025 | NYISO_G-I_2_NEISO | NYISO_G-I | NEISO | Internal | Summer | B3 | 75 | 600 | 0 | 54.78 | 50 | 3 | 0
2025 | NYISO_G-I_2_NEISO | NYISO_G-I | NEISO | Internal | Summer | B4 | 100 | 600 | 0 | 50.89 | 46.84 | 3 | 0
2025 | NYISO_G-I_2_NEISO | NYISO_G-I | NEISO | Internal | Summer | B5 | 200 | 600 | 0 | 50.89 | 35.72 | 3 | 0
2025 | NYISO_G-I_2_NEISO | NYISO_G-I | NEISO | Internal | Summer | B6 | 300 | 600 | 0 | 43.27 | 35.72 | 3 | 0
2025 | NYISO_G-I_2_NEISO | NYISO_G-I | NEISO | Internal | Summer | B7 | 400 | 600 | 0 | 38.72 | 35.72 | 3 | 0
2025 | NYISO_G-I_2_NEISO | NYISO_G-I | NEISO | Internal | Summer | B8 | 500 | 600 | 0 | 38.31 | 35.72 | 3 | 0
2025 | NYISO_G-I_2_NEISO | NYISO_G-I | NEISO | Internal | Summer | B9 | 800 | 600 | 0 | 37.72 | 35.72 | 3 | 0
2025 | NYISO_G-I_2_NEISO | NYISO_G-I | NEISO | Internal | Summer | B10 | 1262 | 600 | 0 | 37.72 | 35.72 | 3 | 0
2025 | NYISO_G-I_2_NEISO | NYISO_G-I | NEISO | Internal | Winter | B16 | 25 | 600 | 0 | 51.67 | 48.68 | 3 | 0
2025 | NYISO_G-I_2_NEISO | NYISO_G-I | NEISO | Internal | Winter | B17 | 100 | 600 | 0 | 51.67 | 48.68 | 3 | 0
2025 | NYISO_G-I_2_NEISO | NYISO_G-I | NEISO | Internal | Winter | B18 | 400 | 600 | 0 | 51.67 | 48.68 | 3 | 0
2025 | NYISO_G-I_2_NEISO | NYISO_G-I | NEISO | Internal | Winter | B19 | 700 | 600 | 0 | 50.51 | 48.68 | 3 | 0
2025 | NYISO_G-I_2_NEISO | NYISO_G-I | NEISO | Internal | Winter | B20 | 935 | 600 | 135.95 | 45.68 | 48.68 | 3 | 0
2025 | NYISO_G-I_2_NYISO_A-F | NYISO_G-I | NYISO_A-F | Internal | Shoulder | B11 | 25 | 2637 | 0 | 41.89 | 41.7 | 0.01 | 0
2025 | NYISO_G-I_2_NYISO_A-F | NYISO_G-I | NYISO_A-F | Internal | Shoulder | B12 | 200 | 2637 | 0 | 41.78 | 41.7 | 0.01 | 0
2025 | NYISO_G-I_2_NYISO_A-F | NYISO_G-I | NYISO_A-F | Internal | Shoulder | B13 | 600 | 2637 | 0 | 40.37 | 39.29 | 0.01 | 0
2025 | NYISO_G-I_2_NYISO_A-F | NYISO_G-I | NYISO_A-F | Internal | Shoulder | B14 | 900 | 2637 | 0 | 39.3 | 39.29 | 0.01 | 0
2025 | NYISO_G-I_2_NYISO_A-F | NYISO_G-I | NYISO_A-F | Internal | Shoulder | B15 | 1203 | 2637 | 0 | 39.3 | 39.29 | 0.01 | 0
2025 | NYISO_G-I_2_NYISO_A-F | NYISO_G-I | NYISO_A-F | Internal | Summer | B1 | 10 | 2637 | 0 | 77.6 | 52.65 | 0.01 | 0
2025 | NYISO_G-I_2_NYISO_A-F | NYISO_G-I | NYISO_A-F | Internal | Summer | B2 | 25 | 2637 | 0 | 62.67 | 52.65 | 0.01 | 0
2025 | NYISO_G-I_2_NYISO_A-F | NYISO_G-I | NYISO_A-F | Internal | Summer | B3 | 75 | 2637 | 0 | 54.78 | 49.84 | 0.01 | 0
2025 | NYISO_G-I_2_NYISO_A-F | NYISO_G-I | NYISO_A-F | Internal | Summer | B4 | 100 | 2637 | 0 | 50.89 | 49.84 | 0.01 | 0
2025 | NYISO_G-I_2_NYISO_A-F | NYISO_G-I | NYISO_A-F | Internal | Summer | B5 | 200 | 2637 | 0 | 50.89 | 44.3 | 0.01 | 0
2025 | NYISO_G-I_2_NYISO_A-F | NYISO_G-I | NYISO_A-F | Internal | Summer | B6 | 300 | 2637 | 0 | 43.27 | 43.26 | 0.01 | 0
2025 | NYISO_G-I_2_NYISO_A-F | NYISO_G-I | NYISO_A-F | Internal | Summer | B7 | 400 | 2637 | 0 | 38.72 | 38.71 | 0.01 | 0
2025 | NYISO_G-I_2_NYISO_A-F | NYISO_G-I | NYISO_A-F | Internal | Summer | B8 | 500 | 2637 | 0 | 38.31 | 37.71 | 0.01 | 0
2025 | NYISO_G-I_2_NYISO_A-F | NYISO_G-I | NYISO_A-F | Internal | Summer | B9 | 800 | 2637 | 0 | 37.72 | 37.71 | 0.01 | 0
2025 | NYISO_G-I_2_NYISO_A-F | NYISO_G-I | NYISO_A-F | Internal | Summer | B10 | 1262 | 2637 | 0 | 37.72 | 37.71 | 0.01 | 0
2025 | NYISO_G-I_2_NYISO_A-F | NYISO_G-I | NYISO_A-F | Internal | Winter | B16 | 25 | 2637 | 0 | 51.67 | 45.61 | 0.01 | 0
2025 | NYISO_G-I_2_NYISO_A-F | NYISO_G-I | NYISO_A-F | Internal | Winter | B17 | 100 | 2637 | 0 | 51.67 | 44.25 | 0.01 | 0
2025 | NYISO_G-I_2_NYISO_A-F | NYISO_G-I | NYISO_A-F | Internal | Winter | B18 | 400 | 2637 | 0 | 51.67 | 44.25 | 0.01 | 0
2025 | NYISO_G-I_2_NYISO_A-F | NYISO_G-I | NYISO_A-F | Internal | Winter | B19 | 700 | 2637 | 0 | 50.51 | 44.25 | 0.01 | 0
2025 | NYISO_G-I_2_NYISO_A-F | NYISO_G-I | NYISO_A-F | Internal | Winter | B20 | 935 | 2637 | 0 | 45.68 | 44.25 | 0.01 | 0
2025 | NYISO_G-I_2_NYISO_J-K | NYISO_G-I | NYISO_J-K | Internal | Shoulder | B11 | 25 | 6130 | 3636.44 | 41.89 | 41.9 | 0.01 | 0
2025 | NYISO_G-I_2_NYISO_J-K | NYISO_G-I | NYISO_J-K | Internal | Shoulder | B12 | 200 | 6130 | 4879.24 | 41.78 | 41.79 | 0.01 | 0
2025 | NYISO_G-I_2_NYISO_J-K | NYISO_G-I | NYISO_J-K | Internal | Shoulder | B13 | 600 | 6130 | 4667.8 | 40.37 | 40.38 | 0.01 | 0
2025 | NYISO_G-I_2_NYISO_J-K | NYISO_G-I | NYISO_J-K | Internal | Shoulder | B14 | 900 | 6130 | 4093.84 | 39.3 | 39.31 | 0.01 | 0
2025 | NYISO_G-I_2_NYISO_J-K | NYISO_G-I | NYISO_J-K | Internal | Shoulder | B15 | 1203 | 6130 | 3142.94 | 39.3 | 39.31 | 0.01 | 0
2025 | NYISO_G-I_2_NYISO_J-K | NYISO_G-I | NYISO_J-K | Internal | Summer | B1 | 10 | 6130 | 4261.99 | 77.6 | 77.61 | 0.01 | 0
2025 | NYISO_G-I_2_NYISO_J-K | NYISO_G-I | NYISO_J-K | Internal | Summer | B2 | 25 | 6130 | 4429.29 | 62.67 | 62.68 | 0.01 | 0
2025 | NYISO_G-I_2_NYISO_J-K | NYISO_G-I | NYISO_J-K | Internal | Summer | B3 | 75 | 6130 | 3649.12 | 54.78 | 54.8 | 0.01 | 0
2025 | NYISO_G-I_2_NYISO_J-K | NYISO_G-I | NYISO_J-K | Internal | Summer | B4 | 100 | 6130 | 3921.23 | 50.89 | 50.9 | 0.01 | 0
2025 | NYISO_G-I_2_NYISO_J-K | NYISO_G-I | NYISO_J-K | Internal | Summer | B5 | 200 | 6130 | 4061.35 | 50.89 | 50.9 | 0.01 | 0
2025 | NYISO_G-I_2_NYISO_J-K | NYISO_G-I | NYISO_J-K | Internal | Summer | B6 | 300 | 6130 | 5541.64 | 43.27 | 43.29 | 0.01 | 0
2025 | NYISO_G-I_2_NYISO_J-K | NYISO_G-I | NYISO_J-K | Internal | Summer | B7 | 400 | 6130 | 4621.85 | 38.72 | 38.73 | 0.01 | 0
2025 | NYISO_G-I_2_NYISO_J-K | NYISO_G-I | NYISO_J-K | Internal | Summer | B8 | 500 | 6130 | 5493.8 | 38.31 | 38.33 | 0.01 | 0
2025 | NYISO_G-I_2_NYISO_J-K | NYISO_G-I | NYISO_J-K | Internal | Summer | B9 | 800 | 6130 | 5019.27 | 37.72 | 37.73 | 0.01 | 0
2025 | NYISO_G-I_2_NYISO_J-K | NYISO_G-I | NYISO_J-K | Internal | Summer | B10 | 1262 | 6130 | 3340.75 | 37.72 | 37.73 | 0.01 | 0
2025 | NYISO_G-I_2_NYISO_J-K | NYISO_G-I | NYISO_J-K | Internal | Winter | B16 | 25 | 6130 | 5317.58 | 51.67 | 51.68 | 0.01 | 0
2025 | NYISO_G-I_2_NYISO_J-K | NYISO_G-I | NYISO_J-K | Internal | Winter | B17 | 100 | 6130 | 5449.03 | 51.67 | 51.68 | 0.01 | 0
2025 | NYISO_G-I_2_NYISO_J-K | NYISO_G-I | NYISO_J-K | Internal | Winter | B18 | 400 | 6130 | 5519.19 | 51.67 | 51.68 | 0.01 | 0
2025 | NYISO_G-I_2_NYISO_J-K | NYISO_G-I | NYISO_J-K | Internal | Winter | B19 | 700 | 6130 | 6130 | 50.51 | 50.78 | 0.01 | 0.26
2025 | NYISO_G-I_2_NYISO_J-K | NYISO_G-I | NYISO_J-K | Internal | Winter | B20 | 935 | 6130 | 5418.26 | 45.68 | 45.69 | 0.01 | 0
2025 | NYISO_G-I_2_PJM_E | NYISO_G-I | PJM_E | Internal | Shoulder | B11 | 25 | 1500 | 1500 | 41.89 | 57.92 | 8 | 8.03
2025 | NYISO_G-I_2_PJM_E | NYISO_G-I | PJM_E | Internal | Shoulder | B12 | 200 | 1500 | 0 | 41.78 | 49.69 | 8 | 0
2025 | NYISO_G-I_2_PJM_E | NYISO_G-I | PJM_E | Internal | Shoulder | B13 | 600 | 1500 | 0 | 40.37 | 44.98 | 8 | 0
2025 | NYISO_G-I_2_PJM_E | NYISO_G-I | PJM_E | Internal | Shoulder | B14 | 900 | 1500 | 0 | 39.3 | 43.16 | 8 | 0
2025 | NYISO_G-I_2_PJM_E | NYISO_G-I | PJM_E | Internal | Shoulder | B15 | 1203 | 1500 | 0 | 39.3 | 39.44 | 8 | 0
2025 | NYISO_G-I_2_PJM_E | NYISO_G-I | PJM_E | Internal | Summer | B1 | 10 | 1500 | 0 | 77.6 | 71.6 | 8 | 0
2025 | NYISO_G-I_2_PJM_E | NYISO_G-I | PJM_E | Internal | Summer | B2 | 25 | 1500 | 0 | 62.67 | 68.28 | 8 | 0
2025 | NYISO_G-I_2_PJM_E | NYISO_G-I | PJM_E | Internal | Summer | B3 | 75 | 1500 | 1500 | 54.78 | 65.43 | 8 | 2.65
2025 | NYISO_G-I_2_PJM_E | NYISO_G-I | PJM_E | Internal | Summer | B4 | 100 | 1500 | 1500 | 50.89 | 65.43 | 8 | 6.54
2025 | NYISO_G-I_2_PJM_E | NYISO_G-I | PJM_E | Internal | Summer | B5 | 200 | 1500 | 1500 | 50.89 | 60.92 | 8 | 2.03
2025 | NYISO_G-I_2_PJM_E | NYISO_G-I | PJM_E | Internal | Summer | B6 | 300 | 1500 | 0 | 43.27 | 51.25 | 8 | 0
2025 | NYISO_G-I_2_PJM_E | NYISO_G-I | PJM_E | Internal | Summer | B7 | 400 | 1500 | 0 | 38.72 | 43.79 | 8 | 0
2025 | NYISO_G-I_2_PJM_E | NYISO_G-I | PJM_E | Internal | Summer | B8 | 500 | 1500 | 0 | 38.31 | 40.45 | 8 | 0
2025 | NYISO_G-I_2_PJM_E | NYISO_G-I | PJM_E | Internal | Summer | B9 | 800 | 1500 | 0 | 37.72 | 38.73 | 8 | 0
2025 | NYISO_G-I_2_PJM_E | NYISO_G-I | PJM_E | Internal | Summer | B10 | 1262 | 1500 | 0 | 37.72 | 36.66 | 8 | 0
2025 | NYISO_G-I_2_PJM_E | NYISO_G-I | PJM_E | Internal | Winter | B16 | 25 | 1500 | 0 | 51.67 | 53.6 | 8 | 0
2025 | NYISO_G-I_2_PJM_E | NYISO_G-I | PJM_E | Internal | Winter | B17 | 100 | 1500 | 0 | 51.67 | 47.95 | 8 | 0
2025 | NYISO_G-I_2_PJM_E | NYISO_G-I | PJM_E | Internal | Winter | B18 | 400 | 1500 | 0 | 51.67 | 46.99 | 8 | 0
2025 | NYISO_G-I_2_PJM_E | NYISO_G-I | PJM_E | Internal | Winter | B19 | 700 | 1500 | 0 | 50.51 | 44.51 | 8 | 0
2025 | NYISO_G-I_2_PJM_E | NYISO_G-I | PJM_E | Internal | Winter | B20 | 935 | 1500 | 0 | 45.68 | 38.44 | 8 | 0
2025 | NYISO_J-K_2_NEISO | NYISO_J-K | NEISO | Internal | Shoulder | B11 | 25 | 90 | 0 | 41.9 | 38.89 | 3 | 0
2025 | NYISO_J-K_2_NEISO | NYISO_J-K | NEISO | Internal | Shoulder | B12 | 200 | 90 | 0 | 41.79 | 38.89 | 3 | 0
2025 | NYISO_J-K_2_NEISO | NYISO_J-K | NEISO | Internal | Shoulder | B13 | 600 | 90 | 0 | 40.38 | 38.89 | 3 | 0
2025 | NYISO_J-K_2_NEISO | NYISO_J-K | NEISO | Internal | Shoulder | B14 | 900 | 90 | 0 | 39.31 | 38.89 | 3 | 0
2025 | NYISO_J-K_2_NEISO | NYISO_J-K | NEISO | Internal | Shoulder | B15 | 1203 | 90 | 0 | 39.31 | 38.89 | 3 | 0
2025 | NYISO_J-K_2_NEISO | NYISO_J-K | NEISO | Internal | Summer | B1 | 10 | 90 | 0 | 77.61 | 74.6 | 3 | 0
2025 | NYISO_J-K_2_NEISO | NYISO_J-K | NEISO | Internal | Summer | B2 | 25 | 90 | 0 | 62.68 | 59.67 | 3 | 0
2025 | NYISO_J-K_2_NEISO | NYISO_J-K | NEISO | Internal | Summer | B3 | 75 | 90 | 0 | 54.8 | 50 | 3 | 0
2025 | NYISO_J-K_2_NEISO | NYISO_J-K | NEISO | Internal | Summer | B4 | 100 | 90 | 0 | 50.9 | 46.84 | 3 | 0
2025 | NYISO_J-K_2_NEISO | NYISO_J-K | NEISO | Internal | Summer | B5 | 200 | 90 | 0 | 50.9 | 35.72 | 3 | 0
2025 | NYISO_J-K_2_NEISO | NYISO_J-K | NEISO | Internal | Summer | B6 | 300 | 90 | 0 | 43.29 | 35.72 | 3 | 0
2025 | NYISO_J-K_2_NEISO | NYISO_J-K | NEISO | Internal | Summer | B7 | 400 | 90 | 0 | 38.73 | 35.72 | 3 | 0
2025 | NYISO_J-K_2_NEISO | NYISO_J-K | NEISO | Internal | Summer | B8 | 500 | 90 | 0 | 38.33 | 35.72 | 3 | 0
2025 | NYISO_J-K_2_NEISO | NYISO_J-K | NEISO | Internal | Summer | B9 | 800 | 90 | 0 | 37.73 | 35.72 | 3 | 0
2025 | NYISO_J-K_2_NEISO | NYISO_J-K | NEISO | Internal | Summer | B10 | 1262 | 90 | 0 | 37.73 | 35.72 | 3 | 0
2025 | NYISO_J-K_2_NEISO | NYISO_J-K | NEISO | Internal | Winter | B16 | 25 | 90 | 0 | 51.68 | 48.68 | 3 | 0
2025 | NYISO_J-K_2_NEISO | NYISO_J-K | NEISO | Internal | Winter | B17 | 100 | 90 | 0 | 51.68 | 48.68 | 3 | 0
2025 | NYISO_J-K_2_NEISO | NYISO_J-K | NEISO | Internal | Winter | B18 | 400 | 90 | 0 | 51.68 | 48.68 | 3 | 0
2025 | NYISO_J-K_2_NEISO | NYISO_J-K | NEISO | Internal | Winter | B19 | 700 | 90 | 0 | 50.78 | 48.68 | 3 | 0
2025 | NYISO_J-K_2_NEISO | NYISO_J-K | NEISO | Internal | Winter | B20 | 935 | 90 | 0 | 45.69 | 48.68 | 3 | 0
2025 | NYISO_J-K_2_NYISO_G-I | NYISO_J-K | NYISO_G-I | Internal | Shoulder | B11 | 25 | 1999 | 0 | 41.9 | 41.89 | 0.01 | 0
2025 | NYISO_J-K_2_NYISO_G-I | NYISO_J-K | NYISO_G-I | Internal | Shoulder | B12 | 200 | 1999 | 0 | 41.79 | 41.78 | 0.01 | 0
2025 | NYISO_J-K_2_NYISO_G-I | NYISO_J-K | NYISO_G-I | Internal | Shoulder | B13 | 600 | 1999 | 0 | 40.38 | 40.37 | 0.01 | 0
2025 | NYISO_J-K_2_NYISO_G-I | NYISO_J-K | NYISO_G-I | Internal | Shoulder | B14 | 900 | 1999 | 0 | 39.31 | 39.3 | 0.01 | 0
2025 | NYISO_J-K_2_NYISO_G-I | NYISO_J-K | NYISO_G-I | Internal | Shoulder | B15 | 1203 | 1999 | 0 | 39.31 | 39.3 | 0.01 | 0
2025 | NYISO_J-K_2_NYISO_G-I | NYISO_J-K | NYISO_G-I | Internal | Summer | B1 | 10 | 1999 | 0 | 77.61 | 77.6 | 0.01 | 0
2025 | NYISO_J-K_2_NYISO_G-I | NYISO_J-K | NYISO_G-I | Internal | Summer | B2 | 25 | 1999 | 0 | 62.68 | 62.67 | 0.01 | 0
2025 | NYISO_J-K_2_NYISO_G-I | NYISO_J-K | NYISO_G-I | Internal | Summer | B3 | 75 | 1999 | 0 | 54.8 | 54.78 | 0.01 | 0
2025 | NYISO_J-K_2_NYISO_G-I | NYISO_J-K | NYISO_G-I | Internal | Summer | B4 | 100 | 1999 | 0 | 50.9 | 50.89 | 0.01 | 0
2025 | NYISO_J-K_2_NYISO_G-I | NYISO_J-K | NYISO_G-I | Internal | Summer | B5 | 200 | 1999 | 0 | 50.9 | 50.89 | 0.01 | 0
2025 | NYISO_J-K_2_NYISO_G-I | NYISO_J-K | NYISO_G-I | Internal | Summer | B6 | 300 | 1999 | 0 | 43.29 | 43.27 | 0.01 | 0
2025 | NYISO_J-K_2_NYISO_G-I | NYISO_J-K | NYISO_G-I | Internal | Summer | B7 | 400 | 1999 | 0 | 38.73 | 38.72 | 0.01 | 0
2025 | NYISO_J-K_2_NYISO_G-I | NYISO_J-K | NYISO_G-I | Internal | Summer | B8 | 500 | 1999 | 0 | 38.33 | 38.31 | 0.01 | 0
2025 | NYISO_J-K_2_NYISO_G-I | NYISO_J-K | NYISO_G-I | Internal | Summer | B9 | 800 | 1999 | 0 | 37.73 | 37.72 | 0.01 | 0
2025 | NYISO_J-K_2_NYISO_G-I | NYISO_J-K | NYISO_G-I | Internal | Summer | B10 | 1262 | 1999 | 0 | 37.73 | 37.72 | 0.01 | 0
2025 | NYISO_J-K_2_NYISO_G-I | NYISO_J-K | NYISO_G-I | Internal | Winter | B16 | 25 | 1999 | 0 | 51.68 | 51.67 | 0.01 | 0
2025 | NYISO_J-K_2_NYISO_G-I | NYISO_J-K | NYISO_G-I | Internal | Winter | B17 | 100 | 1999 | 0 | 51.68 | 51.67 | 0.01 | 0
2025 | NYISO_J-K_2_NYISO_G-I | NYISO_J-K | NYISO_G-I | Internal | Winter | B18 | 400 | 1999 | 0 | 51.68 | 51.67 | 0.01 | 0
2025 | NYISO_J-K_2_NYISO_G-I | NYISO_J-K | NYISO_G-I | Internal | Winter | B19 | 700 | 1999 | 0 | 50.78 | 50.51 | 0.01 | 0
2025 | NYISO_J-K_2_NYISO_G-I | NYISO_J-K | NYISO_G-I | Internal | Winter | B20 | 935 | 1999 | 0 | 45.69 | 45.68 | 0.01 | 0
2025 | NYISO_J-K_2_PJM_E | NYISO_J-K | PJM_E | Internal | Shoulder | B11 | 25 | 330 | 330 | 41.9 | 57.92 | 8 | 8.02
2025 | NYISO_J-K_2_PJM_E | NYISO_J-K | PJM_E | Internal | Shoulder | B12 | 200 | 330 | 0 | 41.79 | 49.69 | 8 | 0
2025 | NYISO_J-K_2_PJM_E | NYISO_J-K | PJM_E | Internal | Shoulder | B13 | 600 | 330 | 0 | 40.38 | 44.98 | 8 | 0
2025 | NYISO_J-K_2_PJM_E | NYISO_J-K | PJM_E | Internal | Shoulder | B14 | 900 | 330 | 0 | 39.31 | 43.16 | 8 | 0
2025 | NYISO_J-K_2_PJM_E | NYISO_J-K | PJM_E | Internal | Shoulder | B15 | 1203 | 330 | 0 | 39.31 | 39.44 | 8 | 0
2025 | NYISO_J-K_2_PJM_E | NYISO_J-K | PJM_E | Internal | Summer | B1 | 10 | 330 | 0 | 77.61 | 71.6 | 8 | 0
2025 | NYISO_J-K_2_PJM_E | NYISO_J-K | PJM_E | Internal | Summer | B2 | 25 | 330 | 0 | 62.68 | 68.28 | 8 | 0
2025 | NYISO_J-K_2_PJM_E | NYISO_J-K | PJM_E | Internal | Summer | B3 | 75 | 330 | 330 | 54.8 | 65.43 | 8 | 2.63
2025 | NYISO_J-K_2_PJM_E | NYISO_J-K | PJM_E | Internal | Summer | B4 | 100 | 330 | 330 | 50.9 | 65.43 | 8 | 6.53
2025 | NYISO_J-K_2_PJM_E | NYISO_J-K | PJM_E | Internal | Summer | B5 | 200 | 330 | 330 | 50.9 | 60.92 | 8 | 2.02
2025 | NYISO_J-K_2_PJM_E | NYISO_J-K | PJM_E | Internal | Summer | B6 | 300 | 330 | 0 | 43.29 | 51.25 | 8 | 0
2025 | NYISO_J-K_2_PJM_E | NYISO_J-K | PJM_E | Internal | Summer | B7 | 400 | 330 | 0 | 38.73 | 43.79 | 8 | 0
2025 | NYISO_J-K_2_PJM_E | NYISO_J-K | PJM_E | Internal | Summer | B8 | 500 | 330 | 0 | 38.33 | 40.45 | 8 | 0
2025 | NYISO_J-K_2_PJM_E | NYISO_J-K | PJM_E | Internal | Summer | B9 | 800 | 330 | 0 | 37.73 | 38.73 | 8 | 0
2025 | NYISO_J-K_2_PJM_E | NYISO_J-K | PJM_E | Internal | Summer | B10 | 1262 | 330 | 0 | 37.73 | 36.66 | 8 | 0
2025 | NYISO_J-K_2_PJM_E | NYISO_J-K | PJM_E | Internal | Winter | B16 | 25 | 330 | 0 | 51.68 | 53.6 | 8 | 0
2025 | NYISO_J-K_2_PJM_E | NYISO_J-K | PJM_E | Internal | Winter | B17 | 100 | 330 | 0 | 51.68 | 47.95 | 8 | 0
2025 | NYISO_J-K_2_PJM_E | NYISO_J-K | PJM_E | Internal | Winter | B18 | 400 | 330 | 0 | 51.68 | 46.99 | 8 | 0
2025 | NYISO_J-K_2_PJM_E | NYISO_J-K | PJM_E | Internal | Winter | B19 | 700 | 330 | 0 | 50.78 | 44.51 | 8 | 0
2025 | NYISO_J-K_2_PJM_E | NYISO_J-K | PJM_E | Internal | Winter | B20 | 935 | 330 | 0 | 45.69 | 38.44 | 8 | 0
2025 | PJM_E_2_NYISO_G-I | PJM_E | NYISO_G-I | Internal | Shoulder | B11 | 25 | 500 | 0 | 57.92 | 41.89 | 6 | 0
2025 | PJM_E_2_NYISO_G-I | PJM_E | NYISO_G-I | Internal | Shoulder | B12 | 200 | 500 | 0 | 49.69 | 41.78 | 6 | 0
2025 | PJM_E_2_NYISO_G-I | PJM_E | NYISO_G-I | Internal | Shoulder | B13 | 600 | 500 | 0 | 44.98 | 40.37 | 6 | 0
2025 | PJM_E_2_NYISO_G-I | PJM_E | NYISO_G-I | Internal | Shoulder | B14 | 900 | 500 | 0 | 43.16 | 39.3 | 6 | 0
2025 | PJM_E_2_NYISO_G-I | PJM_E | NYISO_G-I | Internal | Shoulder | B15 | 1203 | 500 | 0 | 39.44 | 39.3 | 6 | 0
2025 | PJM_E_2_NYISO_G-I | PJM_E | NYISO_G-I | Internal | Summer | B1 | 10 | 500 | 265.24 | 71.6 | 77.6 | 6 | 0
2025 | PJM_E_2_NYISO_G-I | PJM_E | NYISO_G-I | Internal | Summer | B2 | 25 | 500 | 0 | 68.28 | 62.67 | 6 | 0
2025 | PJM_E_2_NYISO_G-I | PJM_E | NYISO_G-I | Internal | Summer | B3 | 75 | 500 | 0 | 65.43 | 54.78 | 6 | 0
2025 | PJM_E_2_NYISO_G-I | PJM_E | NYISO_G-I | Internal | Summer | B4 | 100 | 500 | 0 | 65.43 | 50.89 | 6 | 0
2025 | PJM_E_2_NYISO_G-I | PJM_E | NYISO_G-I | Internal | Summer | B5 | 200 | 500 | 0 | 60.92 | 50.89 | 6 | 0
2025 | PJM_E_2_NYISO_G-I | PJM_E | NYISO_G-I | Internal | Summer | B6 | 300 | 500 | 0 | 51.25 | 43.27 | 6 | 0
2025 | PJM_E_2_NYISO_G-I | PJM_E | NYISO_G-I | Internal | Summer | B7 | 400 | 500 | 0 | 43.79 | 38.72 | 6 | 0
2025 | PJM_E_2_NYISO_G-I | PJM_E | NYISO_G-I | Internal | Summer | B8 | 500 | 500 | 0 | 40.45 | 38.31 | 6 | 0
2025 | PJM_E_2_NYISO_G-I | PJM_E | NYISO_G-I | Internal | Summer | B9 | 800 | 500 | 0 | 38.73 | 37.72 | 6 | 0
2025 | PJM_E_2_NYISO_G-I | PJM_E | NYISO_G-I | Internal | Summer | B10 | 1262 | 500 | 0 | 36.66 | 37.72 | 6 | 0
2025 | PJM_E_2_NYISO_G-I | PJM_E | NYISO_G-I | Internal | Winter | B16 | 25 | 500 | 0 | 53.6 | 51.67 | 6 | 0
2025 | PJM_E_2_NYISO_G-I | PJM_E | NYISO_G-I | Internal | Winter | B17 | 100 | 500 | 0 | 47.95 | 51.67 | 6 | 0
2025 | PJM_E_2_NYISO_G-I | PJM_E | NYISO_G-I | Internal | Winter | B18 | 400 | 500 | 0 | 46.99 | 51.67 | 6 | 0
2025 | PJM_E_2_NYISO_G-I | PJM_E | NYISO_G-I | Internal | Winter | B19 | 700 | 500 | 432.99 | 44.51 | 50.51 | 6 | 0
2025 | PJM_E_2_NYISO_G-I | PJM_E | NYISO_G-I | Internal | Winter | B20 | 935 | 500 | 500 | 38.44 | 45.68 | 6 | 1.24
2025 | PJM_E_2_NYISO_J-K | PJM_E | NYISO_J-K | Internal | Shoulder | B11 | 25 | 330 | 0 | 57.92 | 41.9 | 6 | 0
2025 | PJM_E_2_NYISO_J-K | PJM_E | NYISO_J-K | Internal | Shoulder | B12 | 200 | 330 | 0 | 49.69 | 41.79 | 6 | 0
2025 | PJM_E_2_NYISO_J-K | PJM_E | NYISO_J-K | Internal | Shoulder | B13 | 600 | 330 | 0 | 44.98 | 40.38 | 6 | 0
2025 | PJM_E_2_NYISO_J-K | PJM_E | NYISO_J-K | Internal | Shoulder | B14 | 900 | 330 | 0 | 43.16 | 39.31 | 6 | 0
2025 | PJM_E_2_NYISO_J-K | PJM_E | NYISO_J-K | Internal | Shoulder | B15 | 1203 | 330 | 0 | 39.44 | 39.31 | 6 | 0
2025 | PJM_E_2_NYISO_J-K | PJM_E | NYISO_J-K | Internal | Summer | B1 | 10 | 330 | 330 | 71.6 | 77.61 | 6 | 0.01
2025 | PJM_E_2_NYISO_J-K | PJM_E | NYISO_J-K | Internal | Summer | B2 | 25 | 330 | 0 | 68.28 | 62.68 | 6 | 0
2025 | PJM_E_2_NYISO_J-K | PJM_E | NYISO_J-K | Internal | Summer | B3 | 75 | 330 | 0 | 65.43 | 54.8 | 6 | 0
2025 | PJM_E_2_NYISO_J-K | PJM_E | NYISO_J-K | Internal | Summer | B4 | 100 | 330 | 0 | 65.43 | 50.9 | 6 | 0
2025 | PJM_E_2_NYISO_J-K | PJM_E | NYISO_J-K | Internal | Summer | B5 | 200 | 330 | 0 | 60.92 | 50.9 | 6 | 0
2025 | PJM_E_2_NYISO_J-K | PJM_E | NYISO_J-K | Internal | Summer | B6 | 300 | 330 | 0 | 51.25 | 43.29 | 6 | 0
2025 | PJM_E_2_NYISO_J-K | PJM_E | NYISO_J-K | Internal | Summer | B7 | 400 | 330 | 0 | 43.79 | 38.73 | 6 | 0
2025 | PJM_E_2_NYISO_J-K | PJM_E | NYISO_J-K | Internal | Summer | B8 | 500 | 330 | 0 | 40.45 | 38.33 | 6 | 0
2025 | PJM_E_2_NYISO_J-K | PJM_E | NYISO_J-K | Internal | Summer | B9 | 800 | 330 | 0 | 38.73 | 37.73 | 6 | 0
2025 | PJM_E_2_NYISO_J-K | PJM_E | NYISO_J-K | Internal | Summer | B10 | 1262 | 330 | 0 | 36.66 | 37.73 | 6 | 0
2025 | PJM_E_2_NYISO_J-K | PJM_E | NYISO_J-K | Internal | Winter | B16 | 25 | 330 | 0 | 53.6 | 51.68 | 6 | 0
2025 | PJM_E_2_NYISO_J-K | PJM_E | NYISO_J-K | Internal | Winter | B17 | 100 | 330 | 0 | 47.95 | 51.68 | 6 | 0
2025 | PJM_E_2_NYISO_J-K | PJM_E | NYISO_J-K | Internal | Winter | B18 | 400 | 330 | 0 | 46.99 | 51.68 | 6 | 0
2025 | PJM_E_2_NYISO_J-K | PJM_E | NYISO_J-K | Internal | Winter | B19 | 700 | 330 | 330 | 44.51 | 50.78 | 6 | 0.28
2025 | PJM_E_2_NYISO_J-K | PJM_E | NYISO_J-K | Internal | Winter | B20 | 935 | 330 | 330 | 38.44 | 45.69 | 6 | 1.25
2025 | PJM_E_2_PJM_ROM | PJM_E | PJM_ROM | Internal | Shoulder | B11 | 25 | 8000 | 6468.85 | 57.92 | 57.93 | 0.01 | 0
2025 | PJM_E_2_PJM_ROM | PJM_E | PJM_ROM | Internal | Shoulder | B12 | 200 | 8000 | 3299.73 | 49.69 | 49.7 | 0.01 | 0
2025 | PJM_E_2_PJM_ROM | PJM_E | PJM_ROM | Internal | Shoulder | B13 | 600 | 8000 | 4144.16 | 44.98 | 44.99 | 0.01 | 0
2025 | PJM_E_2_PJM_ROM | PJM_E | PJM_ROM | Internal | Shoulder | B14 | 900 | 8000 | 2345.42 | 43.16 | 43.17 | 0.01 | 0
2025 | PJM_E_2_PJM_ROM | PJM_E | PJM_ROM | Internal | Shoulder | B15 | 1203 | 8000 | 721 | 39.44 | 39.45 | 0.01 | 0
2025 | PJM_E_2_PJM_ROM | PJM_E | PJM_ROM | Internal | Summer | B1 | 10 | 8000 | 0 | 71.6 | 71.59 | 0.01 | 0
2025 | PJM_E_2_PJM_ROM | PJM_E | PJM_ROM | Internal | Summer | B2 | 25 | 8000 | 0 | 68.28 | 68.27 | 0.01 | 0
2025 | PJM_E_2_PJM_ROM | PJM_E | PJM_ROM | Internal | Summer | B3 | 75 | 8000 | 3564.03 | 65.43 | 65.44 | 0.01 | 0
2025 | PJM_E_2_PJM_ROM | PJM_E | PJM_ROM | Internal | Summer | B4 | 100 | 8000 | 5544.82 | 65.43 | 65.44 | 0.01 | 0
2025 | PJM_E_2_PJM_ROM | PJM_E | PJM_ROM | Internal | Summer | B5 | 200 | 8000 | 4318.99 | 60.92 | 60.93 | 0.01 | 0
2025 | PJM_E_2_PJM_ROM | PJM_E | PJM_ROM | Internal | Summer | B6 | 300 | 8000 | 1273.65 | 51.25 | 51.26 | 0.01 | 0
2025 | PJM_E_2_PJM_ROM | PJM_E | PJM_ROM | Internal | Summer | B7 | 400 | 8000 | 2635.84 | 43.79 | 43.8 | 0.01 | 0
2025 | PJM_E_2_PJM_ROM | PJM_E | PJM_ROM | Internal | Summer | B8 | 500 | 8000 | 562.36 | 40.45 | 40.47 | 0.01 | 0
2025 | PJM_E_2_PJM_ROM | PJM_E | PJM_ROM | Internal | Summer | B9 | 800 | 8000 | 0 | 38.73 | 38.72 | 0.01 | 0
2025 | PJM_E_2_PJM_ROM | PJM_E | PJM_ROM | Internal | Summer | B10 | 1262 | 8000 | 0 | 36.66 | 36.65 | 0.01 | 0
2025 | PJM_E_2_PJM_ROM | PJM_E | PJM_ROM | Internal | Winter | B16 | 25 | 8000 | 368.66 | 53.6 | 53.61 | 0.01 | 0
2025 | PJM_E_2_PJM_ROM | PJM_E | PJM_ROM | Internal | Winter | B17 | 100 | 8000 | 0 | 47.95 | 47.93 | 0.01 | 0
2025 | PJM_E_2_PJM_ROM | PJM_E | PJM_ROM | Internal | Winter | B18 | 400 | 8000 | 0 | 46.99 | 46.98 | 0.01 | 0
2025 | PJM_E_2_PJM_ROM | PJM_E | PJM_ROM | Internal | Winter | B19 | 700 | 8000 | 0 | 44.51 | 44.5 | 0.01 | 0
2025 | PJM_E_2_PJM_ROM | PJM_E | PJM_ROM | Internal | Winter | B20 | 935 | 8000 | 0 | 38.44 | 38.43 | 0.01 | 0
2025 | PJM_ROR_2_MISO_IN | PJM_ROR | MISO_IN | Internal | Shoulder | B11 | 25 | 909 | 0 | 57.94 | 55.96 | 2 | 0
2025 | PJM_ROR_2_MISO_IN | PJM_ROR | MISO_IN | Internal | Shoulder | B12 | 200 | 909 | 0 | 49.72 | 47.74 | 2 | 0
2025 | PJM_ROR_2_MISO_IN | PJM_ROR | MISO_IN | Internal | Shoulder | B13 | 600 | 909 | 0 | 45.01 | 43.03 | 2 | 0
2025 | PJM_ROR_2_MISO_IN | PJM_ROR | MISO_IN | Internal | Shoulder | B14 | 900 | 909 | 0 | 43.16 | 41.18 | 2 | 0
2025 | PJM_ROR_2_MISO_IN | PJM_ROR | MISO_IN | Internal | Shoulder | B15 | 1203 | 909 | 0 | 39.44 | 37.46 | 2 | 0
2025 | PJM_ROR_2_MISO_IN | PJM_ROR | MISO_IN | Internal | Summer | B1 | 10 | 909 | 0 | 71.58 | 69.58 | 2 | 0
2025 | PJM_ROR_2_MISO_IN | PJM_ROR | MISO_IN | Internal | Summer | B2 | 25 | 909 | 0 | 68.25 | 66.28 | 2 | 0
2025 | PJM_ROR_2_MISO_IN | PJM_ROR | MISO_IN | Internal | Summer | B3 | 75 | 909 | 0 | 65.45 | 65.95 | 2 | 0
2025 | PJM_ROR_2_MISO_IN | PJM_ROR | MISO_IN | Internal | Summer | B4 | 100 | 909 | 0 | 65.45 | 64.57 | 2 | 0
2025 | PJM_ROR_2_MISO_IN | PJM_ROR | MISO_IN | Internal | Summer | B5 | 200 | 909 | 248.22 | 60.95 | 62.95 | 2 | 0
2025 | PJM_ROR_2_MISO_IN | PJM_ROR | MISO_IN | Internal | Summer | B6 | 300 | 909 | 0 | 51.27 | 49.29 | 2 | 0
2025 | PJM_ROR_2_MISO_IN | PJM_ROR | MISO_IN | Internal | Summer | B7 | 400 | 909 | 0 | 43.81 | 41.81 | 2 | 0
2025 | PJM_ROR_2_MISO_IN | PJM_ROR | MISO_IN | Internal | Summer | B8 | 500 | 909 | 0 | 40.45 | 38.71 | 2 | 0
2025 | PJM_ROR_2_MISO_IN | PJM_ROR | MISO_IN | Internal | Summer | B9 | 800 | 909 | 0 | 38.7 | 38.41 | 2 | 0
2025 | PJM_ROR_2_MISO_IN | PJM_ROR | MISO_IN | Internal | Summer | B10 | 1262 | 909 | 0 | 36.63 | 35.15 | 2 | 0
2025 | PJM_ROR_2_MISO_IN | PJM_ROR | MISO_IN | Internal | Winter | B16 | 25 | 909 | 0 | 53.6 | 51.61 | 2 | 0
2025 | PJM_ROR_2_MISO_IN | PJM_ROR | MISO_IN | Internal | Winter | B17 | 100 | 909 | 0 | 47.92 | 45.93 | 2 | 0
2025 | PJM_ROR_2_MISO_IN | PJM_ROR | MISO_IN | Internal | Winter | B18 | 400 | 909 | 0 | 46.97 | 44.99 | 2 | 0
2025 | PJM_ROR_2_MISO_IN | PJM_ROR | MISO_IN | Internal | Winter | B19 | 700 | 909 | 0 | 44.48 | 42.51 | 2 | 0
2025 | PJM_ROR_2_MISO_IN | PJM_ROR | MISO_IN | Internal | Winter | B20 | 935 | 909 | 0 | 38.42 | 36.44 | 2 | 0
2025 | PJM_ROR_2_MISO_MI | PJM_ROR | MISO_MI | Internal | Shoulder | B11 | 25 | 1305 | 0 | 57.94 | 55.94 | 2 | 0
2025 | PJM_ROR_2_MISO_MI | PJM_ROR | MISO_MI | Internal | Shoulder | B12 | 200 | 1305 | 0 | 49.72 | 47.75 | 2 | 0
2025 | PJM_ROR_2_MISO_MI | PJM_ROR | MISO_MI | Internal | Shoulder | B13 | 600 | 1305 | 0 | 45.01 | 43.04 | 2 | 0
2025 | PJM_ROR_2_MISO_MI | PJM_ROR | MISO_MI | Internal | Shoulder | B14 | 900 | 1305 | 0 | 43.16 | 41.19 | 2 | 0
2025 | PJM_ROR_2_MISO_MI | PJM_ROR | MISO_MI | Internal | Shoulder | B15 | 1203 | 1305 | 0 | 39.44 | 37.48 | 2 | 0
2025 | PJM_ROR_2_MISO_MI | PJM_ROR | MISO_MI | Internal | Summer | B1 | 10 | 1305 | 0 | 71.58 | 69.57 | 2 | 0
2025 | PJM_ROR_2_MISO_MI | PJM_ROR | MISO_MI | Internal | Summer | B2 | 25 | 1305 | 0 | 68.25 | 66.27 | 2 | 0
2025 | PJM_ROR_2_MISO_MI | PJM_ROR | MISO_MI | Internal | Summer | B3 | 75 | 1305 | 0 | 65.45 | 65.93 | 2 | 0
2025 | PJM_ROR_2_MISO_MI | PJM_ROR | MISO_MI | Internal | Summer | B4 | 100 | 1305 | 0 | 65.45 | 63.45 | 2 | 0
2025 | PJM_ROR_2_MISO_MI | PJM_ROR | MISO_MI | Internal | Summer | B5 | 200 | 1305 | 0 | 60.95 | 62.62 | 2 | 0
2025 | PJM_ROR_2_MISO_MI | PJM_ROR | MISO_MI | Internal | Summer | B6 | 300 | 1305 | 0 | 51.27 | 49.27 | 2 | 0
2025 | PJM_ROR_2_MISO_MI | PJM_ROR | MISO_MI | Internal | Summer | B7 | 400 | 1305 | 0 | 43.81 | 41.83 | 2 | 0
2025 | PJM_ROR_2_MISO_MI | PJM_ROR | MISO_MI | Internal | Summer | B8 | 500 | 1305 | 0 | 40.45 | 38.73 | 2 | 0
2025 | PJM_ROR_2_MISO_MI | PJM_ROR | MISO_MI | Internal | Summer | B9 | 800 | 1305 | 0 | 38.7 | 38.42 | 2 | 0
2025 | PJM_ROR_2_MISO_MI | PJM_ROR | MISO_MI | Internal | Summer | B10 | 1262 | 1305 | 0 | 36.63 | 35.16 | 2 | 0
2025 | PJM_ROR_2_MISO_MI | PJM_ROR | MISO_MI | Internal | Winter | B16 | 25 | 1305 | 0 | 53.6 | 51.6 | 2 | 0
2025 | PJM_ROR_2_MISO_MI | PJM_ROR | MISO_MI | Internal | Winter | B17 | 100 | 1305 | 0 | 47.92 | 45.95 | 2 | 0
2025 | PJM_ROR_2_MISO_MI | PJM_ROR | MISO_MI | Internal | Winter | B18 | 400 | 1305 | 0 | 46.97 | 45 | 2 | 0
2025 | PJM_ROR_2_MISO_MI | PJM_ROR | MISO_MI | Internal | Winter | B19 | 700 | 1305 | 0 | 44.48 | 42.52 | 2 | 0
2025 | PJM_ROR_2_MISO_MI | PJM_ROR | MISO_MI | Internal | Winter | B20 | 935 | 1305 | 0 | 38.42 | 36.46 | 2 | 0
2025 | PJM_ROR_2_MISO_MO-IL | PJM_ROR | MISO_MO-IL | Internal | Shoulder | B11 | 25 | 1111 | 0 | 57.94 | 55.95 | 2 | 0
2025 | PJM_ROR_2_MISO_MO-IL | PJM_ROR | MISO_MO-IL | Internal | Shoulder | B12 | 200 | 1111 | 0 | 49.72 | 47.73 | 2 | 0
2025 | PJM_ROR_2_MISO_MO-IL | PJM_ROR | MISO_MO-IL | Internal | Shoulder | B13 | 600 | 1111 | 0 | 45.01 | 43.02 | 2 | 0
2025 | PJM_ROR_2_MISO_MO-IL | PJM_ROR | MISO_MO-IL | Internal | Shoulder | B14 | 900 | 1111 | 0 | 43.16 | 41.17 | 2 | 0
2025 | PJM_ROR_2_MISO_MO-IL | PJM_ROR | MISO_MO-IL | Internal | Shoulder | B15 | 1203 | 1111 | 0 | 39.44 | 37.45 | 2 | 0
2025 | PJM_ROR_2_MISO_MO-IL | PJM_ROR | MISO_MO-IL | Internal | Summer | B1 | 10 | 1111 | 0 | 71.58 | 69.59 | 2 | 0
2025 | PJM_ROR_2_MISO_MO-IL | PJM_ROR | MISO_MO-IL | Internal | Summer | B2 | 25 | 1111 | 0 | 68.25 | 66.27 | 2 | 0
2025 | PJM_ROR_2_MISO_MO-IL | PJM_ROR | MISO_MO-IL | Internal | Summer | B3 | 75 | 1111 | 0 | 65.45 | 65.96 | 2 | 0
2025 | PJM_ROR_2_MISO_MO-IL | PJM_ROR | MISO_MO-IL | Internal | Summer | B4 | 100 | 1111 | 0 | 65.45 | 64.57 | 2 | 0
2025 | PJM_ROR_2_MISO_MO-IL | PJM_ROR | MISO_MO-IL | Internal | Summer | B5 | 200 | 1111 | 1111 | 60.95 | 62.96 | 2 | 0.01
2025 | PJM_ROR_2_MISO_MO-IL | PJM_ROR | MISO_MO-IL | Internal | Summer | B6 | 300 | 1111 | 0 | 51.27 | 49.3 | 2 | 0
2025 | PJM_ROR_2_MISO_MO-IL | PJM_ROR | MISO_MO-IL | Internal | Summer | B7 | 400 | 1111 | 0 | 43.81 | 41.83 | 2 | 0
2025 | PJM_ROR_2_MISO_MO-IL | PJM_ROR | MISO_MO-IL | Internal | Summer | B8 | 500 | 1111 | 0 | 40.45 | 38.7 | 2 | 0
2025 | PJM_ROR_2_MISO_MO-IL | PJM_ROR | MISO_MO-IL | Internal | Summer | B9 | 800 | 1111 | 0 | 38.7 | 38.4 | 2 | 0
2025 | PJM_ROR_2_MISO_MO-IL | PJM_ROR | MISO_MO-IL | Internal | Summer | B10 | 1262 | 1111 | 0 | 36.63 | 35.13 | 2 | 0
2025 | PJM_ROR_2_MISO_MO-IL | PJM_ROR | MISO_MO-IL | Internal | Winter | B16 | 25 | 1111 | 0 | 53.6 | 51.6 | 2 | 0
2025 | PJM_ROR_2_MISO_MO-IL | PJM_ROR | MISO_MO-IL | Internal | Winter | B17 | 100 | 1111 | 0 | 47.92 | 45.92 | 2 | 0
2025 | PJM_ROR_2_MISO_MO-IL | PJM_ROR | MISO_MO-IL | Internal | Winter | B18 | 400 | 1111 | 0 | 46.97 | 44.98 | 2 | 0
2025 | PJM_ROR_2_MISO_MO-IL | PJM_ROR | MISO_MO-IL | Internal | Winter | B19 | 700 | 1111 | 0 | 44.48 | 42.5 | 2 | 0
2025 | PJM_ROR_2_MISO_MO-IL | PJM_ROR | MISO_MO-IL | Internal | Winter | B20 | 935 | 1111 | 0 | 38.42 | 36.43 | 2 | 0
2025 | PJM_ROR_2_MISO_W | PJM_ROR | MISO_W | Internal | Shoulder | B11 | 25 | 10071 | 0 | 57.94 | 55.94 | 2 | 0
2025 | PJM_ROR_2_MISO_W | PJM_ROR | MISO_W | Internal | Shoulder | B12 | 200 | 10071 | 0 | 49.72 | 47.72 | 2 | 0
2025 | PJM_ROR_2_MISO_W | PJM_ROR | MISO_W | Internal | Shoulder | B13 | 600 | 10071 | 0 | 45.01 | 43.01 | 2 | 0
2025 | PJM_ROR_2_MISO_W | PJM_ROR | MISO_W | Internal | Shoulder | B14 | 900 | 10071 | 0 | 43.16 | 41.16 | 2 | 0
2025 | PJM_ROR_2_MISO_W | PJM_ROR | MISO_W | Internal | Shoulder | B15 | 1203 | 10071 | 0 | 39.44 | 37.44 | 2 | 0
2025 | PJM_ROR_2_MISO_W | PJM_ROR | MISO_W | Internal | Summer | B1 | 10 | 10071 | 0 | 71.58 | 69.58 | 2 | 0
2025 | PJM_ROR_2_MISO_W | PJM_ROR | MISO_W | Internal | Summer | B2 | 25 | 10071 | 0 | 68.25 | 66.25 | 2 | 0
2025 | PJM_ROR_2_MISO_W | PJM_ROR | MISO_W | Internal | Summer | B3 | 75 | 10071 | 0 | 65.45 | 65.95 | 2 | 0
2025 | PJM_ROR_2_MISO_W | PJM_ROR | MISO_W | Internal | Summer | B4 | 100 | 10071 | 0 | 65.45 | 64.55 | 2 | 0
2025 | PJM_ROR_2_MISO_W | PJM_ROR | MISO_W | Internal | Summer | B5 | 200 | 10071 | 532.11 | 60.95 | 62.95 | 2 | 0
2025 | PJM_ROR_2_MISO_W | PJM_ROR | MISO_W | Internal | Summer | B6 | 300 | 10071 | 0 | 51.27 | 49.29 | 2 | 0
2025 | PJM_ROR_2_MISO_W | PJM_ROR | MISO_W | Internal | Summer | B7 | 400 | 10071 | 0 | 43.81 | 41.81 | 2 | 0
2025 | PJM_ROR_2_MISO_W | PJM_ROR | MISO_W | Internal | Summer | B8 | 500 | 10071 | 0 | 40.45 | 38.69 | 2 | 0
2025 | PJM_ROR_2_MISO_W | PJM_ROR | MISO_W | Internal | Summer | B9 | 800 | 10071 | 0 | 38.7 | 38.39 | 2 | 0
2025 | PJM_ROR_2_MISO_W | PJM_ROR | MISO_W | Internal | Summer | B10 | 1262 | 10071 | 0 | 36.63 | 35.12 | 2 | 0
2025 | PJM_ROR_2_MISO_W | PJM_ROR | MISO_W | Internal | Winter | B16 | 25 | 10071 | 0 | 53.6 | 51.59 | 2 | 0
2025 | PJM_ROR_2_MISO_W | PJM_ROR | MISO_W | Internal | Winter | B17 | 100 | 10071 | 0 | 47.92 | 45.91 | 2 | 0
2025 | PJM_ROR_2_MISO_W | PJM_ROR | MISO_W | Internal | Winter | B18 | 400 | 10071 | 0 | 46.97 | 44.97 | 2 | 0
2025 | PJM_ROR_2_MISO_W | PJM_ROR | MISO_W | Internal | Winter | B19 | 700 | 10071 | 0 | 44.48 | 42.48 | 2 | 0
2025 | PJM_ROR_2_MISO_W | PJM_ROR | MISO_W | Internal | Winter | B20 | 935 | 10071 | 0 | 38.42 | 36.42 | 2 | 0
2025 | PJM_ROR_2_MISO_WUMS | PJM_ROR | MISO_WUMS | Internal | Shoulder | B11 | 25 | 1467 | 0 | 57.94 | 55.95 | 2 | 0
2025 | PJM_ROR_2_MISO_WUMS | PJM_ROR | MISO_WUMS | Internal | Shoulder | B12 | 200 | 1467 | 0 | 49.72 | 47.73 | 2 | 0
2025 | PJM_ROR_2_MISO_WUMS | PJM_ROR | MISO_WUMS | Internal | Shoulder | B13 | 600 | 1467 | 0 | 45.01 | 43.02 | 2 | 0
2025 | PJM_ROR_2_MISO_WUMS | PJM_ROR | MISO_WUMS | Internal | Shoulder | B14 | 900 | 1467 | 0 | 43.16 | 41.17 | 2 | 0
2025 | PJM_ROR_2_MISO_WUMS | PJM_ROR | MISO_WUMS | Internal | Shoulder | B15 | 1203 | 1467 | 0 | 39.44 | 37.45 | 2 | 0
2025 | PJM_ROR_2_MISO_WUMS | PJM_ROR | MISO_WUMS | Internal | Summer | B1 | 10 | 1467 | 0 | 71.58 | 67.75 | 2 | 0
2025 | PJM_ROR_2_MISO_WUMS | PJM_ROR | MISO_WUMS | Internal | Summer | B2 | 25 | 1467 | 0 | 68.25 | 66.24 | 2 | 0
2025 | PJM_ROR_2_MISO_WUMS | PJM_ROR | MISO_WUMS | Internal | Summer | B3 | 75 | 1467 | 0 | 65.45 | 63.83 | 2 | 0
2025 | PJM_ROR_2_MISO_WUMS | PJM_ROR | MISO_WUMS | Internal | Summer | B4 | 100 | 1467 | 0 | 65.45 | 63.83 | 2 | 0
2025 | PJM_ROR_2_MISO_WUMS | PJM_ROR | MISO_WUMS | Internal | Summer | B5 | 200 | 1467 | 0 | 60.95 | 62.93 | 2 | 0
2025 | PJM_ROR_2_MISO_WUMS | PJM_ROR | MISO_WUMS | Internal | Summer | B6 | 300 | 1467 | 0 | 51.27 | 49.27 | 2 | 0
2025 | PJM_ROR_2_MISO_WUMS | PJM_ROR | MISO_WUMS | Internal | Summer | B7 | 400 | 1467 | 0 | 43.81 | 41.81 | 2 | 0
2025 | PJM_ROR_2_MISO_WUMS | PJM_ROR | MISO_WUMS | Internal | Summer | B8 | 500 | 1467 | 0 | 40.45 | 38.7 | 2 | 0
2025 | PJM_ROR_2_MISO_WUMS | PJM_ROR | MISO_WUMS | Internal | Summer | B9 | 800 | 1467 | 0 | 38.7 | 38.4 | 2 | 0
2025 | PJM_ROR_2_MISO_WUMS | PJM_ROR | MISO_WUMS | Internal | Summer | B10 | 1262 | 1467 | 0 | 36.63 | 35.13 | 2 | 0
2025 | PJM_ROR_2_MISO_WUMS | PJM_ROR | MISO_WUMS | Internal | Winter | B16 | 25 | 1467 | 0 | 53.6 | 51.6 | 2 | 0
2025 | PJM_ROR_2_MISO_WUMS | PJM_ROR | MISO_WUMS | Internal | Winter | B17 | 100 | 1467 | 0 | 47.92 | 45.92 | 2 | 0
2025 | PJM_ROR_2_MISO_WUMS | PJM_ROR | MISO_WUMS | Internal | Winter | B18 | 400 | 1467 | 0 | 46.97 | 44.98 | 2 | 0
2025 | PJM_ROR_2_MISO_WUMS | PJM_ROR | MISO_WUMS | Internal | Winter | B19 | 700 | 1467 | 0 | 44.48 | 42.5 | 2 | 0
2025 | PJM_ROR_2_MISO_WUMS | PJM_ROR | MISO_WUMS | Internal | Winter | B20 | 935 | 1467 | 0 | 38.42 | 36.43 | 2 | 0
2025 | PJM_ROR_2_PJM_ROM | PJM_ROR | PJM_ROM | Internal | Shoulder | B11 | 25 | 8000 | 0 | 57.94 | 57.93 | 0.01 | 0
2025 | PJM_ROR_2_PJM_ROM | PJM_ROR | PJM_ROM | Internal | Shoulder | B12 | 200 | 8000 | 0 | 49.72 | 49.7 | 0.01 | 0
2025 | PJM_ROR_2_PJM_ROM | PJM_ROR | PJM_ROM | Internal | Shoulder | B13 | 600 | 8000 | 0 | 45.01 | 44.99 | 0.01 | 0
2025 | PJM_ROR_2_PJM_ROM | PJM_ROR | PJM_ROM | Internal | Shoulder | B14 | 900 | 8000 | 260.01 | 43.16 | 43.17 | 0.01 | 0
2025 | PJM_ROR_2_PJM_ROM | PJM_ROR | PJM_ROM | Internal | Shoulder | B15 | 1203 | 8000 | 1735.17 | 39.44 | 39.45 | 0.01 | 0
2025 | PJM_ROR_2_PJM_ROM | PJM_ROR | PJM_ROM | Internal | Summer | B1 | 10 | 8000 | 1912.46 | 71.58 | 71.59 | 0.01 | 0
2025 | PJM_ROR_2_PJM_ROM | PJM_ROR | PJM_ROM | Internal | Summer | B2 | 25 | 8000 | 125.36 | 68.25 | 68.27 | 0.01 | 0
2025 | PJM_ROR_2_PJM_ROM | PJM_ROR | PJM_ROM | Internal | Summer | B3 | 75 | 8000 | 0 | 65.45 | 65.44 | 0.01 | 0
2025 | PJM_ROR_2_PJM_ROM | PJM_ROR | PJM_ROM | Internal | Summer | B4 | 100 | 8000 | 0 | 65.45 | 65.44 | 0.01 | 0
2025 | PJM_ROR_2_PJM_ROM | PJM_ROR | PJM_ROM | Internal | Summer | B5 | 200 | 8000 | 0 | 60.95 | 60.93 | 0.01 | 0
2025 | PJM_ROR_2_PJM_ROM | PJM_ROR | PJM_ROM | Internal | Summer | B6 | 300 | 8000 | 0 | 51.27 | 51.26 | 0.01 | 0
2025 | PJM_ROR_2_PJM_ROM | PJM_ROR | PJM_ROM | Internal | Summer | B7 | 400 | 8000 | 0 | 43.81 | 43.8 | 0.01 | 0
2025 | PJM_ROR_2_PJM_ROM | PJM_ROR | PJM_ROM | Internal | Summer | B8 | 500 | 8000 | 977.64 | 40.45 | 40.47 | 0.01 | 0
2025 | PJM_ROR_2_PJM_ROM | PJM_ROR | PJM_ROM | Internal | Summer | B9 | 800 | 8000 | 3805.93 | 38.7 | 38.72 | 0.01 | 0
2025 | PJM_ROR_2_PJM_ROM | PJM_ROR | PJM_ROM | Internal | Summer | B10 | 1262 | 8000 | 1965.83 | 36.63 | 36.65 | 0.01 | 0
2025 | PJM_ROR_2_PJM_ROM | PJM_ROR | PJM_ROM | Internal | Winter | B16 | 25 | 8000 | 2525.63 | 53.6 | 53.61 | 0.01 | 0
2025 | PJM_ROR_2_PJM_ROM | PJM_ROR | PJM_ROM | Internal | Winter | B17 | 100 | 8000 | 4724.7 | 47.92 | 47.93 | 0.01 | 0
2025 | PJM_ROR_2_PJM_ROM | PJM_ROR | PJM_ROM | Internal | Winter | B18 | 400 | 8000 | 4982.75 | 46.97 | 46.98 | 0.01 | 0
2025 | PJM_ROR_2_PJM_ROM | PJM_ROR | PJM_ROM | Internal | Winter | B19 | 700 | 8000 | 5476.26 | 44.48 | 44.5 | 0.01 | 0
2025 | PJM_ROR_2_PJM_ROM | PJM_ROR | PJM_ROM | Internal | Winter | B20 | 935 | 8000 | 4668.61 | 38.42 | 38.43 | 0.01 | 0
2025 | PJM_ROR_2_TVA_Transmission | PJM_ROR | TVA_Transmission | Internal | Shoulder | B11 | 25 | 2500 | 0 | 57.94 | 63.11 | 6 | 0
2025 | PJM_ROR_2_TVA_Transmission | PJM_ROR | TVA_Transmission | Internal | Shoulder | B12 | 200 | 2500 | 0 | 49.72 | 50.32 | 6 | 0
2025 | PJM_ROR_2_TVA_Transmission | PJM_ROR | TVA_Transmission | Internal | Shoulder | B13 | 600 | 2500 | 0 | 45.01 | 47.43 | 6 | 0
2025 | PJM_ROR_2_TVA_Transmission | PJM_ROR | TVA_Transmission | Internal | Shoulder | B14 | 900 | 2500 | 0 | 43.16 | 46.55 | 6 | 0
2025 | PJM_ROR_2_TVA_Transmission | PJM_ROR | TVA_Transmission | Internal | Shoulder | B15 | 1203 | 2500 | 0 | 39.44 | 45.02 | 6 | 0
2025 | PJM_ROR_2_TVA_Transmission | PJM_ROR | TVA_Transmission | Internal | Summer | B1 | 10 | 2500 | 1808.82 | 71.58 | 77.58 | 6 | 0
2025 | PJM_ROR_2_TVA_Transmission | PJM_ROR | TVA_Transmission | Internal | Summer | B2 | 25 | 2500 | 978.11 | 68.25 | 74.25 | 6 | 0
2025 | PJM_ROR_2_TVA_Transmission | PJM_ROR | TVA_Transmission | Internal | Summer | B3 | 75 | 2500 | 1448.1 | 65.45 | 71.45 | 6 | 0
2025 | PJM_ROR_2_TVA_Transmission | PJM_ROR | TVA_Transmission | Internal | Summer | B4 | 100 | 2500 | 694.93 | 65.45 | 71.45 | 6 | 0
2025 | PJM_ROR_2_TVA_Transmission | PJM_ROR | TVA_Transmission | Internal | Summer | B5 | 200 | 2500 | 200.09 | 60.95 | 66.95 | 6 | 0
2025 | PJM_ROR_2_TVA_Transmission | PJM_ROR | TVA_Transmission | Internal | Summer | B6 | 300 | 2500 | 0 | 51.27 | 56.04 | 6 | 0
2025 | PJM_ROR_2_TVA_Transmission | PJM_ROR | TVA_Transmission | Internal | Summer | B7 | 400 | 2500 | 0 | 43.81 | 48.56 | 6 | 0
2025 | PJM_ROR_2_TVA_Transmission | PJM_ROR | TVA_Transmission | Internal | Summer | B8 | 500 | 2500 | 0 | 40.45 | 44.67 | 6 | 0
2025 | PJM_ROR_2_TVA_Transmission | PJM_ROR | TVA_Transmission | Internal | Summer | B9 | 800 | 2500 | 0 | 38.7 | 43.68 | 6 | 0
2025 | PJM_ROR_2_TVA_Transmission | PJM_ROR | TVA_Transmission | Internal | Summer | B10 | 1262 | 2500 | 0 | 36.63 | 40.45 | 6 | 0
2025 | PJM_ROR_2_TVA_Transmission | PJM_ROR | TVA_Transmission | Internal | Winter | B16 | 25 | 2500 | 60.75 | 53.6 | 59.6 | 6 | 0
2025 | PJM_ROR_2_TVA_Transmission | PJM_ROR | TVA_Transmission | Internal | Winter | B17 | 100 | 2500 | 0 | 47.92 | 51.04 | 6 | 0
2025 | PJM_ROR_2_TVA_Transmission | PJM_ROR | TVA_Transmission | Internal | Winter | B18 | 400 | 2500 | 0 | 46.97 | 48.65 | 6 | 0
2025 | PJM_ROR_2_TVA_Transmission | PJM_ROR | TVA_Transmission | Internal | Winter | B19 | 700 | 2500 | 0 | 44.48 | 47.17 | 6 | 0
2025 | PJM_ROR_2_TVA_Transmission | PJM_ROR | TVA_Transmission | Internal | Winter | B20 | 935 | 2500 | 285.71 | 38.42 | 44.42 | 6 | 0
2025 | PJM_ROR_2_VACAR | PJM_ROR | VACAR | Internal | Shoulder | B11 | 25 | 3865 | 2675.33 | 57.94 | 63.94 | 6 | 0
2025 | PJM_ROR_2_VACAR | PJM_ROR | VACAR | Internal | Shoulder | B12 | 200 | 3865 | 0 | 49.72 | 53.54 | 6 | 0
2025 | PJM_ROR_2_VACAR | PJM_ROR | VACAR | Internal | Shoulder | B13 | 600 | 3865 | 0 | 45.01 | 48.58 | 6 | 0
2025 | PJM_ROR_2_VACAR | PJM_ROR | VACAR | Internal | Shoulder | B14 | 900 | 3865 | 0 | 43.16 | 48.58 | 6 | 0
2025 | PJM_ROR_2_VACAR | PJM_ROR | VACAR | Internal | Shoulder | B15 | 1203 | 3865 | 0 | 39.44 | 44.72 | 6 | 0
2025 | PJM_ROR_2_VACAR | PJM_ROR | VACAR | Internal | Summer | B1 | 10 | 3865 | 2054.96 | 71.58 | 77.58 | 6 | 0
2025 | PJM_ROR_2_VACAR | PJM_ROR | VACAR | Internal | Summer | B2 | 25 | 3865 | 3865 | 68.25 | 77.58 | 6 | 3.32
2025 | PJM_ROR_2_VACAR | PJM_ROR | VACAR | Internal | Summer | B3 | 75 | 3865 | 3865 | 65.45 | 77.58 | 6 | 6.12
2025 | PJM_ROR_2_VACAR | PJM_ROR | VACAR | Internal | Summer | B4 | 100 | 3865 | 3620.41 | 65.45 | 71.45 | 6 | 0
2025 | PJM_ROR_2_VACAR | PJM_ROR | VACAR | Internal | Summer | B5 | 200 | 3865 | 2681.95 | 60.95 | 66.95 | 6 | 0
2025 | PJM_ROR_2_VACAR | PJM_ROR | VACAR | Internal | Summer | B6 | 300 | 3865 | 2956.09 | 51.27 | 57.27 | 6 | 0
2025 | PJM_ROR_2_VACAR | PJM_ROR | VACAR | Internal | Summer | B7 | 400 | 3865 | 2764.07 | 43.81 | 49.81 | 6 | 0
2025 | PJM_ROR_2_VACAR | PJM_ROR | VACAR | Internal | Summer | B8 | 500 | 3865 | 969.7 | 40.45 | 46.45 | 6 | 0
2025 | PJM_ROR_2_VACAR | PJM_ROR | VACAR | Internal | Summer | B9 | 800 | 3865 | 0 | 38.7 | 44.03 | 6 | 0
2025 | PJM_ROR_2_VACAR | PJM_ROR | VACAR | Internal | Summer | B10 | 1262 | 3865 | 3865 | 36.63 | 42.82 | 6 | 0.18
2025 | PJM_ROR_2_VACAR | PJM_ROR | VACAR | Internal | Winter | B16 | 25 | 3865 | 3865 | 53.6 | 68.6 | 6 | 9
2025 | PJM_ROR_2_VACAR | PJM_ROR | VACAR | Internal | Winter | B17 | 100 | 3865 | 2316.47 | 47.92 | 53.92 | 6 | 0
2025 | PJM_ROR_2_VACAR | PJM_ROR | VACAR | Internal | Winter | B18 | 400 | 3865 | 0 | 46.97 | 48.99 | 6 | 0
2025 | PJM_ROR_2_VACAR | PJM_ROR | VACAR | Internal | Winter | B19 | 700 | 3865 | 0 | 44.48 | 48.99 | 6 | 0
2025 | PJM_ROR_2_VACAR | PJM_ROR | VACAR | Internal | Winter | B20 | 935 | 3865 | 2848.67 | 38.42 | 44.42 | 6 | 0
2025 | PJM_ROM_2_NYISO_A-F | PJM_ROM | NYISO_A-F | Internal | Shoulder | B11 | 25 | 2000 | 0 | 57.93 | 41.7 | 6 | 0
2025 | PJM_ROM_2_NYISO_A-F | PJM_ROM | NYISO_A-F | Internal | Shoulder | B12 | 200 | 2000 | 0 | 49.7 | 41.7 | 6 | 0
2025 | PJM_ROM_2_NYISO_A-F | PJM_ROM | NYISO_A-F | Internal | Shoulder | B13 | 600 | 2000 | 0 | 44.99 | 39.29 | 6 | 0
2025 | PJM_ROM_2_NYISO_A-F | PJM_ROM | NYISO_A-F | Internal | Shoulder | B14 | 900 | 2000 | 0 | 43.17 | 39.29 | 6 | 0
2025 | PJM_ROM_2_NYISO_A-F | PJM_ROM | NYISO_A-F | Internal | Shoulder | B15 | 1203 | 2000 | 0 | 39.45 | 39.29 | 6 | 0
2025 | PJM_ROM_2_NYISO_A-F | PJM_ROM | NYISO_A-F | Internal | Summer | B1 | 10 | 2000 | 0 | 71.59 | 52.65 | 6 | 0
2025 | PJM_ROM_2_NYISO_A-F | PJM_ROM | NYISO_A-F | Internal | Summer | B2 | 25 | 2000 | 0 | 68.27 | 52.65 | 6 | 0
2025 | PJM_ROM_2_NYISO_A-F | PJM_ROM | NYISO_A-F | Internal | Summer | B3 | 75 | 2000 | 0 | 65.44 | 49.84 | 6 | 0
2025 | PJM_ROM_2_NYISO_A-F | PJM_ROM | NYISO_A-F | Internal | Summer | B4 | 100 | 2000 | 0 | 65.44 | 49.84 | 6 | 0
2025 | PJM_ROM_2_NYISO_A-F | PJM_ROM | NYISO_A-F | Internal | Summer | B5 | 200 | 2000 | 0 | 60.93 | 44.3 | 6 | 0
2025 | PJM_ROM_2_NYISO_A-F | PJM_ROM | NYISO_A-F | Internal | Summer | B6 | 300 | 2000 | 0 | 51.26 | 43.26 | 6 | 0
2025 | PJM_ROM_2_NYISO_A-F | PJM_ROM | NYISO_A-F | Internal | Summer | B7 | 400 | 2000 | 0 | 43.8 | 38.71 | 6 | 0
2025 | PJM_ROM_2_NYISO_A-F | PJM_ROM | NYISO_A-F | Internal | Summer | B8 | 500 | 2000 | 0 | 40.47 | 37.71 | 6 | 0
2025 | PJM_ROM_2_NYISO_A-F | PJM_ROM | NYISO_A-F | Internal | Summer | B9 | 800 | 2000 | 0 | 38.72 | 37.71 | 6 | 0
2025 | PJM_ROM_2_NYISO_A-F | PJM_ROM | NYISO_A-F | Internal | Summer | B10 | 1262 | 2000 | 0 | 36.65 | 37.71 | 6 | 0
2025 | PJM_ROM_2_NYISO_A-F | PJM_ROM | NYISO_A-F | Internal | Winter | B16 | 25 | 2000 | 0 | 53.61 | 45.61 | 6 | 0
2025 | PJM_ROM_2_NYISO_A-F | PJM_ROM | NYISO_A-F | Internal | Winter | B17 | 100 | 2000 | 0 | 47.93 | 44.25 | 6 | 0
2025 | PJM_ROM_2_NYISO_A-F | PJM_ROM | NYISO_A-F | Internal | Winter | B18 | 400 | 2000 | 0 | 46.98 | 44.25 | 6 | 0
2025 | PJM_ROM_2_NYISO_A-F | PJM_ROM | NYISO_A-F | Internal | Winter | B19 | 700 | 2000 | 0 | 44.5 | 44.25 | 6 | 0
2025 | PJM_ROM_2_NYISO_A-F | PJM_ROM | NYISO_A-F | Internal | Winter | B20 | 935 | 2000 | 0 | 38.43 | 44.25 | 6 | 0
2025 | PJM_ROM_2_PJM_E | PJM_ROM | PJM_E | Internal | Shoulder | B11 | 25 | 8000 | 0 | 57.93 | 57.92 | 0.01 | 0
2025 | PJM_ROM_2_PJM_E | PJM_ROM | PJM_E | Internal | Shoulder | B12 | 200 | 8000 | 0 | 49.7 | 49.69 | 0.01 | 0
2025 | PJM_ROM_2_PJM_E | PJM_ROM | PJM_E | Internal | Shoulder | B13 | 600 | 8000 | 0 | 44.99 | 44.98 | 0.01 | 0
2025 | PJM_ROM_2_PJM_E | PJM_ROM | PJM_E | Internal | Shoulder | B14 | 900 | 8000 | 0 | 43.17 | 43.16 | 0.01 | 0
2025 | PJM_ROM_2_PJM_E | PJM_ROM | PJM_E | Internal | Shoulder | B15 | 1203 | 8000 | 0 | 39.45 | 39.44 | 0.01 | 0
2025 | PJM_ROM_2_PJM_E | PJM_ROM | PJM_E | Internal | Summer | B1 | 10 | 8000 | 2183.55 | 71.59 | 71.6 | 0.01 | 0
2025 | PJM_ROM_2_PJM_E | PJM_ROM | PJM_E | Internal | Summer | B2 | 25 | 8000 | 922.08 | 68.27 | 68.28 | 0.01 | 0
2025 | PJM_ROM_2_PJM_E | PJM_ROM | PJM_E | Internal | Summer | B3 | 75 | 8000 | 0 | 65.44 | 65.43 | 0.01 | 0
2025 | PJM_ROM_2_PJM_E | PJM_ROM | PJM_E | Internal | Summer | B4 | 100 | 8000 | 0 | 65.44 | 65.43 | 0.01 | 0
2025 | PJM_ROM_2_PJM_E | PJM_ROM | PJM_E | Internal | Summer | B5 | 200 | 8000 | 0 | 60.93 | 60.92 | 0.01 | 0
2025 | PJM_ROM_2_PJM_E | PJM_ROM | PJM_E | Internal | Summer | B6 | 300 | 8000 | 0 | 51.26 | 51.25 | 0.01 | 0
2025 | PJM_ROM_2_PJM_E | PJM_ROM | PJM_E | Internal | Summer | B7 | 400 | 8000 | 0 | 43.8 | 43.79 | 0.01 | 0
2025 | PJM_ROM_2_PJM_E | PJM_ROM | PJM_E | Internal | Summer | B8 | 500 | 8000 | 0 | 40.47 | 40.45 | 0.01 | 0
2025 | PJM_ROM_2_PJM_E | PJM_ROM | PJM_E | Internal | Summer | B9 | 800 | 8000 | 1295.48 | 38.72 | 38.73 | 0.01 | 0
2025 | PJM_ROM_2_PJM_E | PJM_ROM | PJM_E | Internal | Summer | B10 | 1262 | 8000 | 349.32 | 36.65 | 36.66 | 0.01 | 0
2025 | PJM_ROM_2_PJM_E | PJM_ROM | PJM_E | Internal | Winter | B16 | 25 | 8000 | 0 | 53.61 | 53.6 | 0.01 | 0
2025 | PJM_ROM_2_PJM_E | PJM_ROM | PJM_E | Internal | Winter | B17 | 100 | 8000 | 1579.31 | 47.93 | 47.95 | 0.01 | 0
2025 | PJM_ROM_2_PJM_E | PJM_ROM | PJM_E | Internal | Winter | B18 | 400 | 8000 | 3066.98 | 46.98 | 46.99 | 0.01 | 0
2025 | PJM_ROM_2_PJM_E | PJM_ROM | PJM_E | Internal | Winter | B19 | 700 | 8000 | 2486.1 | 44.5 | 44.51 | 0.01 | 0
2025 | PJM_ROM_2_PJM_E | PJM_ROM | PJM_E | Internal | Winter | B20 | 935 | 8000 | 2979.58 | 38.43 | 38.44 | 0.01 | 0
2025 | PJM_ROM_2_PJM_ROR | PJM_ROM | PJM_ROR | Internal | Shoulder | B11 | 25 | 8000 | 5980.33 | 57.93 | 57.94 | 0.01 | 0
2025 | PJM_ROM_2_PJM_ROR | PJM_ROM | PJM_ROR | Internal | Shoulder | B12 | 200 | 8000 | 916.17 | 49.7 | 49.72 | 0.01 | 0
2025 | PJM_ROM_2_PJM_ROR | PJM_ROM | PJM_ROR | Internal | Shoulder | B13 | 600 | 8000 | 1217.16 | 44.99 | 45.01 | 0.01 | 0
2025 | PJM_ROM_2_PJM_ROR | PJM_ROM | PJM_ROR | Internal | Shoulder | B14 | 900 | 8000 | 0 | 43.17 | 43.16 | 0.01 | 0
2025 | PJM_ROM_2_PJM_ROR | PJM_ROM | PJM_ROR | Internal | Shoulder | B15 | 1203 | 8000 | 0 | 39.45 | 39.44 | 0.01 | 0
2025 | PJM_ROM_2_PJM_ROR | PJM_ROM | PJM_ROR | Internal | Summer | B1 | 10 | 8000 | 0 | 71.59 | 71.58 | 0.01 | 0
2025 | PJM_ROM_2_PJM_ROR | PJM_ROM | PJM_ROR | Internal | Summer | B2 | 25 | 8000 | 0 | 68.27 | 68.25 | 0.01 | 0
2025 | PJM_ROM_2_PJM_ROR | PJM_ROM | PJM_ROR | Internal | Summer | B3 | 75 | 8000 | 4648.26 | 65.44 | 65.45 | 0.01 | 0
2025 | PJM_ROM_2_PJM_ROR | PJM_ROM | PJM_ROR | Internal | Summer | B4 | 100 | 8000 | 7847.44 | 65.44 | 65.45 | 0.01 | 0
2025 | PJM_ROM_2_PJM_ROR | PJM_ROM | PJM_ROR | Internal | Summer | B5 | 200 | 8000 | 7284.72 | 60.93 | 60.95 | 0.01 | 0
2025 | PJM_ROM_2_PJM_ROR | PJM_ROM | PJM_ROR | Internal | Summer | B6 | 300 | 8000 | 1574.22 | 51.26 | 51.27 | 0.01 | 0
2025 | PJM_ROM_2_PJM_ROR | PJM_ROM | PJM_ROR | Internal | Summer | B7 | 400 | 8000 | 1657.73 | 43.8 | 43.81 | 0.01 | 0
2025 | PJM_ROM_2_PJM_ROR | PJM_ROM | PJM_ROR | Internal | Summer | B8 | 500 | 8000 | 0 | 40.47 | 40.45 | 0.01 | 0
2025 | PJM_ROM_2_PJM_ROR | PJM_ROM | PJM_ROR | Internal | Summer | B9 | 800 | 8000 | 0 | 38.72 | 38.7 | 0.01 | 0
2025 | PJM_ROM_2_PJM_ROR | PJM_ROM | PJM_ROR | Internal | Summer | B10 | 1262 | 8000 | 0 | 36.65 | 36.63 | 0.01 | 0
2025 | PJM_ROM_2_PJM_ROR | PJM_ROM | PJM_ROR | Internal | Winter | B16 | 25 | 8000 | 0 | 53.61 | 53.6 | 0.01 | 0
2025 | PJM_ROM_2_PJM_ROR | PJM_ROM | PJM_ROR | Internal | Winter | B17 | 100 | 8000 | 0 | 47.93 | 47.92 | 0.01 | 0
2025 | PJM_ROM_2_PJM_ROR | PJM_ROM | PJM_ROR | Internal | Winter | B18 | 400 | 8000 | 0 | 46.98 | 46.97 | 0.01 | 0
2025 | PJM_ROM_2_PJM_ROR | PJM_ROM | PJM_ROR | Internal | Winter | B19 | 700 | 8000 | 0 | 44.5 | 44.48 | 0.01 | 0
2025 | PJM_ROM_2_PJM_ROR | PJM_ROM | PJM_ROR | Internal | Winter | B20 | 935 | 8000 | 0 | 38.43 | 38.42 | 0.01 | 0
2025 | SOCO_2_FRCC | SOCO | FRCC | Internal | Shoulder | B11 | 25 | 3700 | 3532.72 | 71.68 | 81.68 | 10 | 0
2025 | SOCO_2_FRCC | SOCO | FRCC | Internal | Shoulder | B12 | 200 | 3700 | 1008.31 | 49.59 | 59.59 | 10 | 0
2025 | SOCO_2_FRCC | SOCO | FRCC | Internal | Shoulder | B13 | 600 | 3700 | 0 | 44.95 | 52.33 | 10 | 0
2025 | SOCO_2_FRCC | SOCO | FRCC | Internal | Shoulder | B14 | 900 | 3700 | 0 | 44.95 | 52.33 | 10 | 0
2025 | SOCO_2_FRCC | SOCO | FRCC | Internal | Shoulder | B15 | 1203 | 3700 | 0 | 44.95 | 50.17 | 10 | 0
2025 | SOCO_2_FRCC | SOCO | FRCC | Internal | Summer | B1 | 10 | 3700 | 1398.63 | 75.37 | 85.37 | 10 | 0
2025 | SOCO_2_FRCC | SOCO | FRCC | Internal | Summer | B2 | 25 | 3700 | 0 | 73.95 | 81.82 | 10 | 0
2025 | SOCO_2_FRCC | SOCO | FRCC | Internal | Summer | B3 | 75 | 3700 | 0 | 73.95 | 81.82 | 10 | 0
2025 | SOCO_2_FRCC | SOCO | FRCC | Internal | Summer | B4 | 100 | 3700 | 0 | 73.95 | 81.82 | 10 | 0
2025 | SOCO_2_FRCC | SOCO | FRCC | Internal | Summer | B5 | 200 | 3700 | 0 | 73.95 | 81.82 | 10 | 0
2025 | SOCO_2_FRCC | SOCO | FRCC | Internal | Summer | B6 | 300 | 3700 | 1300.09 | 64.27 | 74.27 | 10 | 0
2025 | SOCO_2_FRCC | SOCO | FRCC | Internal | Summer | B7 | 400 | 3700 | 2272.28 | 56.81 | 66.81 | 10 | 0
2025 | SOCO_2_FRCC | SOCO | FRCC | Internal | Summer | B8 | 500 | 3700 | 0 | 51.28 | 58.63 | 10 | 0
2025 | SOCO_2_FRCC | SOCO | FRCC | Internal | Summer | B9 | 800 | 3700 | 0 | 43.64 | 51.48 | 10 | 0
2025 | SOCO_2_FRCC | SOCO | FRCC | Internal | Summer | B10 | 1262 | 3700 | 0 | 43.55 | 49.37 | 10 | 0
2025 | SOCO_2_FRCC | SOCO | FRCC | Internal | Winter | B16 | 25 | 3700 | 2005.32 | 68.6 | 78.6 | 10 | 0
2025 | SOCO_2_FRCC | SOCO | FRCC | Internal | Winter | B17 | 100 | 3700 | 182.09 | 53.91 | 63.91 | 10 | 0
2025 | SOCO_2_FRCC | SOCO | FRCC | Internal | Winter | B18 | 400 | 3700 | 0 | 47.83 | 54.89 | 10 | 0
2025 | SOCO_2_FRCC | SOCO | FRCC | Internal | Winter | B19 | 700 | 3700 | 0 | 47.83 | 54.21 | 10 | 0
2025 | SOCO_2_FRCC | SOCO | FRCC | Internal | Winter | B20 | 935 | 3700 | 0 | 47.18 | 52.63 | 10 | 0
2025 | SPP_N_2_ENT | SPP_N | ENT | Internal | Shoulder | B11 | 25 | 9240 | 949.32 | 50.95 | 55.95 | 5 | 0
2025 | SPP_N_2_ENT | SPP_N | ENT | Internal | Shoulder | B12 | 200 | 9240 | 0 | 42.73 | 44.8 | 5 | 0
2025 | SPP_N_2_ENT | SPP_N | ENT | Internal | Shoulder | B13 | 600 | 9240 | 6048.68 | 38.02 | 43.02 | 5 | 0
2025 | SPP_N_2_ENT | SPP_N | ENT | Internal | Shoulder | B14 | 900 | 9240 | 5928.09 | 36.17 | 41.17 | 5 | 0
2025 | SPP_N_2_ENT | SPP_N | ENT | Internal | Shoulder | B15 | 1203 | 9240 | 4226.5 | 32.45 | 37.45 | 5 | 0
2025 | SPP_N_2_ENT | SPP_N | ENT | Internal | Summer | B1 | 10 | 9240 | 0 | 64.59 | 67.37 | 5 | 0
2025 | SPP_N_2_ENT | SPP_N | ENT | Internal | Summer | B2 | 25 | 9240 | 0 | 61.27 | 65.95 | 5 | 0
2025 | SPP_N_2_ENT | SPP_N | ENT | Internal | Summer | B3 | 75 | 9240 | 0 | 60.96 | 65.95 | 5 | 0
2025 | SPP_N_2_ENT | SPP_N | ENT | Internal | Summer | B4 | 100 | 9240 | 0 | 59.57 | 64.55 | 5 | 0
2025 | SPP_N_2_ENT | SPP_N | ENT | Internal | Summer | B5 | 200 | 9240 | 884.64 | 57.96 | 62.96 | 5 | 0
2025 | SPP_N_2_ENT | SPP_N | ENT | Internal | Summer | B6 | 300 | 9240 | 3245.92 | 49.3 | 54.3 | 5 | 0
2025 | SPP_N_2_ENT | SPP_N | ENT | Internal | Summer | B7 | 400 | 9240 | 2380.85 | 41.83 | 46.83 | 5 | 0
2025 | SPP_N_2_ENT | SPP_N | ENT | Internal | Summer | B8 | 500 | 9240 | 1934.32 | 38.28 | 43.28 | 5 | 0
2025 | SPP_N_2_ENT | SPP_N | ENT | Internal | Summer | B9 | 800 | 9240 | 4883.43 | 36.56 | 41.56 | 5 | 0
2025 | SPP_N_2_ENT | SPP_N | ENT | Internal | Summer | B10 | 1262 | 9240 | 9016.72 | 31.77 | 36.77 | 5 | 0
2025 | SPP_N_2_ENT | SPP_N | ENT | Internal | Winter | B16 | 25 | 9240 | 0 | 46.6 | 51.59 | 5 | 0
2025 | SPP_N_2_ENT | SPP_N | ENT | Internal | Winter | B17 | 100 | 9240 | 2179.07 | 40.92 | 45.92 | 5 | 0
2025 | SPP_N_2_ENT | SPP_N | ENT | Internal | Winter | B18 | 400 | 9240 | 7280.02 | 39.98 | 44.98 | 5 | 0
2025 | SPP_N_2_ENT | SPP_N | ENT | Internal | Winter | B19 | 700 | 9240 | 5653.79 | 37.5 | 42.5 | 5 | 0
2025 | SPP_N_2_ENT | SPP_N | ENT | Internal | Winter | B20 | 935 | 9240 | 7425.74 | 31.43 | 36.43 | 5 | 0
2025 | SPP_N_2_MISO_MO-IL | SPP_N | MISO_MO-IL | Internal | Shoulder | B11 | 25 | 2263 | 845.78 | 50.95 | 55.95 | 5 | 0
2025 | SPP_N_2_MISO_MO-IL | SPP_N | MISO_MO-IL | Internal | Shoulder | B12 | 200 | 2263 | 1000.01 | 42.73 | 47.73 | 5 | 0
2025 | SPP_N_2_MISO_MO-IL | SPP_N | MISO_MO-IL | Internal | Shoulder | B13 | 600 | 2263 | 602.56 | 38.02 | 43.02 | 5 | 0
2025 | SPP_N_2_MISO_MO-IL | SPP_N | MISO_MO-IL | Internal | Shoulder | B14 | 900 | 2263 | 562.25 | 36.17 | 41.17 | 5 | 0
2025 | SPP_N_2_MISO_MO-IL | SPP_N | MISO_MO-IL | Internal | Shoulder | B15 | 1203 | 2263 | 1091.96 | 32.45 | 37.45 | 5 | 0
2025 | SPP_N_2_MISO_MO-IL | SPP_N | MISO_MO-IL | Internal | Summer | B1 | 10 | 2263 | 196.36 | 64.59 | 69.59 | 5 | 0
2025 | SPP_N_2_MISO_MO-IL | SPP_N | MISO_MO-IL | Internal | Summer | B2 | 25 | 2263 | 851.73 | 61.27 | 66.27 | 5 | 0
2025 | SPP_N_2_MISO_MO-IL | SPP_N | MISO_MO-IL | Internal | Summer | B3 | 75 | 2263 | 666.15 | 60.96 | 65.96 | 5 | 0
2025 | SPP_N_2_MISO_MO-IL | SPP_N | MISO_MO-IL | Internal | Summer | B4 | 100 | 2263 | 228.22 | 59.57 | 64.57 | 5 | 0
2025 | SPP_N_2_MISO_MO-IL | SPP_N | MISO_MO-IL | Internal | Summer | B5 | 200 | 2263 | 72.1 | 57.96 | 62.96 | 5 | 0
2025 | SPP_N_2_MISO_MO-IL | SPP_N | MISO_MO-IL | Internal | Summer | B6 | 300 | 2263 | 0 | 49.3 | 49.3 | 5 | 0
2025 | SPP_N_2_MISO_MO-IL | SPP_N | MISO_MO-IL | Internal | Summer | B7 | 400 | 2263 | 0 | 41.83 | 41.83 | 5 | 0
2025 | SPP_N_2_MISO_MO-IL | SPP_N | MISO_MO-IL | Internal | Summer | B8 | 500 | 2263 | 0 | 38.28 | 38.7 | 5 | 0
2025 | SPP_N_2_MISO_MO-IL | SPP_N | MISO_MO-IL | Internal | Summer | B9 | 800 | 2263 | 0 | 36.56 | 38.4 | 5 | 0
2025 | SPP_N_2_MISO_MO-IL | SPP_N | MISO_MO-IL | Internal | Summer | B10 | 1262 | 2263 | 0 | 31.77 | 35.13 | 5 | 0
2025 | SPP_N_2_MISO_MO-IL | SPP_N | MISO_MO-IL | Internal | Winter | B16 | 25 | 2263 | 1840.62 | 46.6 | 51.6 | 5 | 0
2025 | SPP_N_2_MISO_MO-IL | SPP_N | MISO_MO-IL | Internal | Winter | B17 | 100 | 2263 | 1091.35 | 40.92 | 45.92 | 5 | 0
2025 | SPP_N_2_MISO_MO-IL | SPP_N | MISO_MO-IL | Internal | Winter | B18 | 400 | 2263 | 302.29 | 39.98 | 44.98 | 5 | 0
2025 | SPP_N_2_MISO_MO-IL | SPP_N | MISO_MO-IL | Internal | Winter | B19 | 700 | 2263 | 600.96 | 37.5 | 42.5 | 5 | 0
2025 | SPP_N_2_MISO_MO-IL | SPP_N | MISO_MO-IL | Internal | Winter | B20 | 935 | 2263 | 762.59 | 31.43 | 36.43 | 5 | 0
2025 | SPP_N_2_MISO_W | SPP_N | MISO_W | Internal | Shoulder | B11 | 25 | 750 | 0 | 50.95 | 55.94 | 5 | 0
2025 | SPP_N_2_MISO_W | SPP_N | MISO_W | Internal | Shoulder | B12 | 200 | 750 | 0 | 42.73 | 47.72 | 5 | 0
2025 | SPP_N_2_MISO_W | SPP_N | MISO_W | Internal | Shoulder | B13 | 600 | 750 | 0 | 38.02 | 43.01 | 5 | 0
2025 | SPP_N_2_MISO_W | SPP_N | MISO_W | Internal | Shoulder | B14 | 900 | 750 | 0 | 36.17 | 41.16 | 5 | 0
2025 | SPP_N_2_MISO_W | SPP_N | MISO_W | Internal | Shoulder | B15 | 1203 | 750 | 0 | 32.45 | 37.44 | 5 | 0
2025 | SPP_N_2_MISO_W | SPP_N | MISO_W | Internal | Summer | B1 | 10 | 750 | 0 | 64.59 | 69.58 | 5 | 0
2025 | SPP_N_2_MISO_W | SPP_N | MISO_W | Internal | Summer | B2 | 25 | 750 | 0 | 61.27 | 66.25 | 5 | 0
2025 | SPP_N_2_MISO_W | SPP_N | MISO_W | Internal | Summer | B3 | 75 | 750 | 0 | 60.96 | 65.95 | 5 | 0
2025 | SPP_N_2_MISO_W | SPP_N | MISO_W | Internal | Summer | B4 | 100 | 750 | 0 | 59.57 | 64.55 | 5 | 0
2025 | SPP_N_2_MISO_W | SPP_N | MISO_W | Internal | Summer | B5 | 200 | 750 | 0 | 57.96 | 62.95 | 5 | 0
2025 | SPP_N_2_MISO_W | SPP_N | MISO_W | Internal | Summer | B6 | 300 | 750 | 0 | 49.3 | 49.29 | 5 | 0
2025 | SPP_N_2_MISO_W | SPP_N | MISO_W | Internal | Summer | B7 | 400 | 750 | 0 | 41.83 | 41.81 | 5 | 0
2025 | SPP_N_2_MISO_W | SPP_N | MISO_W | Internal | Summer | B8 | 500 | 750 | 0 | 38.28 | 38.69 | 5 | 0
2025 | SPP_N_2_MISO_W | SPP_N | MISO_W | Internal | Summer | B9 | 800 | 750 | 0 | 36.56 | 38.39 | 5 | 0
2025 | SPP_N_2_MISO_W | SPP_N | MISO_W | Internal | Summer | B10 | 1262 | 750 | 0 | 31.77 | 35.12 | 5 | 0
2025 | SPP_N_2_MISO_W | SPP_N | MISO_W | Internal | Winter | B16 | 25 | 750 | 0 | 46.6 | 51.59 | 5 | 0
2025 | SPP_N_2_MISO_W | SPP_N | MISO_W | Internal | Winter | B17 | 100 | 750 | 0 | 40.92 | 45.91 | 5 | 0
2025 | SPP_N_2_MISO_W | SPP_N | MISO_W | Internal | Winter | B18 | 400 | 750 | 0 | 39.98 | 44.97 | 5 | 0
2025 | SPP_N_2_MISO_W | SPP_N | MISO_W | Internal | Winter | B19 | 700 | 750 | 0 | 37.5 | 42.48 | 5 | 0
2025 | SPP_N_2_MISO_W | SPP_N | MISO_W | Internal | Winter | B20 | 935 | 750 | 0 | 31.43 | 36.42 | 5 | 0
2025 | SPP_N_2_NE | SPP_N | NE | Internal | Shoulder | B11 | 25 | 11328 | 0 | 50.95 | 50.94 | 0.01 | 0
2025 | SPP_N_2_NE | SPP_N | NE | Internal | Shoulder | B12 | 200 | 11328 | 0 | 42.73 | 42.72 | 0.01 | 0
2025 | SPP_N_2_NE | SPP_N | NE | Internal | Shoulder | B13 | 600 | 11328 | 0 | 38.02 | 38.01 | 0.01 | 0
2025 | SPP_N_2_NE | SPP_N | NE | Internal | Shoulder | B14 | 900 | 11328 | 0 | 36.17 | 36.16 | 0.01 | 0
2025 | SPP_N_2_NE | SPP_N | NE | Internal | Shoulder | B15 | 1203 | 11328 | 0 | 32.45 | 32.44 | 0.01 | 0
2025 | SPP_N_2_NE | SPP_N | NE | Internal | Summer | B1 | 10 | 11328 | 0 | 64.59 | 64.58 | 0.01 | 0
2025 | SPP_N_2_NE | SPP_N | NE | Internal | Summer | B2 | 25 | 11328 | 0 | 61.27 | 61.25 | 0.01 | 0
2025 | SPP_N_2_NE | SPP_N | NE | Internal | Summer | B3 | 75 | 11328 | 0 | 60.96 | 60.95 | 0.01 | 0
2025 | SPP_N_2_NE | SPP_N | NE | Internal | Summer | B4 | 100 | 11328 | 0 | 59.57 | 59.55 | 0.01 | 0
2025 | SPP_N_2_NE | SPP_N | NE | Internal | Summer | B5 | 200 | 11328 | 0 | 57.96 | 57.95 | 0.01 | 0
2025 | SPP_N_2_NE | SPP_N | NE | Internal | Summer | B6 | 300 | 11328 | 0 | 49.3 | 49.29 | 0.01 | 0
2025 | SPP_N_2_NE | SPP_N | NE | Internal | Summer | B7 | 400 | 11328 | 0 | 41.83 | 41.81 | 0.01 | 0
2025 | SPP_N_2_NE | SPP_N | NE | Internal | Summer | B8 | 500 | 11328 | 0 | 38.28 | 33.69 | 0.01 | 0
2025 | SPP_N_2_NE | SPP_N | NE | Internal | Summer | B9 | 800 | 11328 | 0 | 36.56 | 33.39 | 0.01 | 0
2025 | SPP_N_2_NE | SPP_N | NE | Internal | Summer | B10 | 1262 | 11328 | 0 | 31.77 | 30.12 | 0.01 | 0
2025 | SPP_N_2_NE | SPP_N | NE | Internal | Winter | B16 | 25 | 11328 | 0 | 46.6 | 46.59 | 0.01 | 0
2025 | SPP_N_2_NE | SPP_N | NE | Internal | Winter | B17 | 100 | 11328 | 0 | 40.92 | 40.91 | 0.01 | 0
2025 | SPP_N_2_NE | SPP_N | NE | Internal | Winter | B18 | 400 | 11328 | 0 | 39.98 | 39.97 | 0.01 | 0
2025 | SPP_N_2_NE | SPP_N | NE | Internal | Winter | B19 | 700 | 11328 | 0 | 37.5 | 37.48 | 0.01 | 0
2025 | SPP_N_2_NE | SPP_N | NE | Internal | Winter | B20 | 935 | 11328 | 0 | 31.43 | 31.42 | 0.01 | 0
2025 | SPP_N_2_SPP_S | SPP_N | SPP_S | Internal | Shoulder | B11 | 25 | 5571 | 0 | 50.95 | 50.95 | 0.01 | 0
2025 | SPP_N_2_SPP_S | SPP_N | SPP_S | Internal | Shoulder | B12 | 200 | 5571 | 772.62 | 42.73 | 42.74 | 0.01 | 0
2025 | SPP_N_2_SPP_S | SPP_N | SPP_S | Internal | Shoulder | B13 | 600 | 5571 | 0 | 38.02 | 38.02 | 0.01 | 0
2025 | SPP_N_2_SPP_S | SPP_N | SPP_S | Internal | Shoulder | B14 | 900 | 5571 | 0 | 36.17 | 36.17 | 0.01 | 0
2025 | SPP_N_2_SPP_S | SPP_N | SPP_S | Internal | Shoulder | B15 | 1203 | 5571 | 0 | 32.45 | 32.45 | 0.01 | 0
2025 | SPP_N_2_SPP_S | SPP_N | SPP_S | Internal | Summer | B1 | 10 | 5571 | 0 | 64.59 | 44.75 | 0.01 | 0
2025 | SPP_N_2_SPP_S | SPP_N | SPP_S | Internal | Summer | B2 | 25 | 5571 | 0 | 61.27 | 60.95 | 0.01 | 0
2025 | SPP_N_2_SPP_S | SPP_N | SPP_S | Internal | Summer | B3 | 75 | 5571 | 0 | 60.96 | 60.95 | 0.01 | 0
2025 | SPP_N_2_SPP_S | SPP_N | SPP_S | Internal | Summer | B4 | 100 | 5571 | 0 | 59.57 | 59.55 | 0.01 | 0
2025 | SPP_N_2_SPP_S | SPP_N | SPP_S | Internal | Summer | B5 | 200 | 5571 | 666.2 | 57.96 | 57.97 | 0.01 | 0
2025 | SPP_N_2_SPP_S | SPP_N | SPP_S | Internal | Summer | B6 | 300 | 5571 | 1090.28 | 49.3 | 49.31 | 0.01 | 0
2025 | SPP_N_2_SPP_S | SPP_N | SPP_S | Internal | Summer | B7 | 400 | 5571 | 3193.09 | 41.83 | 41.84 | 0.01 | 0
2025 | SPP_N_2_SPP_S | SPP_N | SPP_S | Internal | Summer | B8 | 500 | 5571 | 5571 | 38.28 | 41.28 | 0.01 | 2.98
2025 | SPP_N_2_SPP_S | SPP_N | SPP_S | Internal | Summer | B9 | 800 | 5571 | 4176.38 | 36.56 | 36.58 | 0.01 | 0
2025 | SPP_N_2_SPP_S | SPP_N | SPP_S | Internal | Summer | B10 | 1262 | 5571 | 1878.76 | 31.77 | 31.78 | 0.01 | 0
2025 | SPP_N_2_SPP_S | SPP_N | SPP_S | Internal | Winter | B16 | 25 | 5571 | 0 | 46.6 | 46.59 | 0.01 | 0
2025 | SPP_N_2_SPP_S | SPP_N | SPP_S | Internal | Winter | B17 | 100 | 5571 | 0 | 40.92 | 40.92 | 0.01 | 0
2025 | SPP_N_2_SPP_S | SPP_N | SPP_S | Internal | Winter | B18 | 400 | 5571 | 0 | 39.98 | 39.98 | 0.01 | 0
2025 | SPP_N_2_SPP_S | SPP_N | SPP_S | Internal | Winter | B19 | 700 | 5571 | 0 | 37.5 | 37.5 | 0.01 | 0
2025 | SPP_N_2_SPP_S | SPP_N | SPP_S | Internal | Winter | B20 | 935 | 5571 | 0 | 31.43 | 31.43 | 0.01 | 0
2025 | SPP_S_2_ENT | SPP_S | ENT | Internal | Shoulder | B11 | 25 | 5132 | 3828.59 | 50.95 | 55.95 | 5 | 0
2025 | SPP_S_2_ENT | SPP_S | ENT | Internal | Shoulder | B12 | 200 | 5132 | 0 | 42.74 | 44.8 | 5 | 0
2025 | SPP_S_2_ENT | SPP_S | ENT | Internal | Shoulder | B13 | 600 | 5132 | 244.86 | 38.02 | 43.02 | 5 | 0
2025 | SPP_S_2_ENT | SPP_S | ENT | Internal | Shoulder | B14 | 900 | 5132 | 4259.34 | 36.17 | 41.17 | 5 | 0
2025 | SPP_S_2_ENT | SPP_S | ENT | Internal | Shoulder | B15 | 1203 | 5132 | 5075.85 | 32.45 | 37.45 | 5 | 0
2025 | SPP_S_2_ENT | SPP_S | ENT | Internal | Summer | B1 | 10 | 5132 | 5132 | 44.75 | 67.37 | 5 | 17.62
2025 | SPP_S_2_ENT | SPP_S | ENT | Internal | Summer | B2 | 25 | 5132 | 5071.92 | 60.95 | 65.95 | 5 | 0
2025 | SPP_S_2_ENT | SPP_S | ENT | Internal | Summer | B3 | 75 | 5132 | 1164.89 | 60.95 | 65.95 | 5 | 0
2025 | SPP_S_2_ENT | SPP_S | ENT | Internal | Summer | B4 | 100 | 5132 | 1918.24 | 59.55 | 64.55 | 5 | 0
2025 | SPP_S_2_ENT | SPP_S | ENT | Internal | Summer | B5 | 200 | 5132 | 0 | 57.97 | 62.96 | 5 | 0
2025 | SPP_S_2_ENT | SPP_S | ENT | Internal | Summer | B6 | 300 | 5132 | 0 | 49.31 | 54.3 | 5 | 0
2025 | SPP_S_2_ENT | SPP_S | ENT | Internal | Summer | B7 | 400 | 5132 | 0 | 41.84 | 46.83 | 5 | 0
2025 | SPP_S_2_ENT | SPP_S | ENT | Internal | Summer | B8 | 500 | 5132 | 0 | 41.28 | 43.28 | 5 | 0
2025 | SPP_S_2_ENT | SPP_S | ENT | Internal | Summer | B9 | 800 | 5132 | 0 | 36.58 | 41.56 | 5 | 0
2025 | SPP_S_2_ENT | SPP_S | ENT | Internal | Summer | B10 | 1262 | 5132 | 0 | 31.78 | 36.77 | 5 | 0
2025 | SPP_S_2_ENT | SPP_S | ENT | Internal | Winter | B16 | 25 | 5132 | 4846.18 | 46.59 | 51.59 | 5 | 0
2025 | SPP_S_2_ENT | SPP_S | ENT | Internal | Winter | B17 | 100 | 5132 | 1332.74 | 40.92 | 45.92 | 5 | 0
2025 | SPP_S_2_ENT | SPP_S | ENT | Internal | Winter | B18 | 400 | 5132 | 0 | 39.98 | 44.98 | 5 | 0
2025 | SPP_S_2_ENT | SPP_S | ENT | Internal | Winter | B19 | 700 | 5132 | 1595.6 | 37.5 | 42.5 | 5 | 0
2025 | SPP_S_2_ENT | SPP_S | ENT | Internal | Winter | B20 | 935 | 5132 | 2710.16 | 31.43 | 36.43 | 5 | 0
2025 | SPP_S_2_SPP_N | SPP_S | SPP_N | Internal | Shoulder | B11 | 25 | 2211 | 0 | 50.95 | 50.95 | 0.01 | 0
2025 | SPP_S_2_SPP_N | SPP_S | SPP_N | Internal | Shoulder | B12 | 200 | 2211 | 0 | 42.74 | 42.73 | 0.01 | 0
2025 | SPP_S_2_SPP_N | SPP_S | SPP_N | Internal | Shoulder | B13 | 600 | 2211 | 0 | 38.02 | 38.02 | 0.01 | 0
2025 | SPP_S_2_SPP_N | SPP_S | SPP_N | Internal | Shoulder | B14 | 900 | 2211 | 0 | 36.17 | 36.17 | 0.01 | 0
2025 | SPP_S_2_SPP_N | SPP_S | SPP_N | Internal | Shoulder | B15 | 1203 | 2211 | 0 | 32.45 | 32.45 | 0.01 | 0
2025 | SPP_S_2_SPP_N | SPP_S | SPP_N | Internal | Summer | B1 | 10 | 2211 | 2211 | 44.75 | 64.59 | 0.01 | 19.83
2025 | SPP_S_2_SPP_N | SPP_S | SPP_N | Internal | Summer | B2 | 25 | 2211 | 2211 | 60.95 | 61.27 | 0.01 | 0.31
2025 | SPP_S_2_SPP_N | SPP_S | SPP_N | Internal | Summer | B3 | 75 | 2211 | 1247.05 | 60.95 | 60.96 | 0.01 | 0
2025 | SPP_S_2_SPP_N | SPP_S | SPP_N | Internal | Summer | B4 | 100 | 2211 | 200.21 | 59.55 | 59.57 | 0.01 | 0
2025 | SPP_S_2_SPP_N | SPP_S | SPP_N | Internal | Summer | B5 | 200 | 2211 | 0 | 57.97 | 57.96 | 0.01 | 0
2025 | SPP_S_2_SPP_N | SPP_S | SPP_N | Internal | Summer | B6 | 300 | 2211 | 0 | 49.31 | 49.3 | 0.01 | 0
2025 | SPP_S_2_SPP_N | SPP_S | SPP_N | Internal | Summer | B7 | 400 | 2211 | 0 | 41.84 | 41.83 | 0.01 | 0
2025 | SPP_S_2_SPP_N | SPP_S | SPP_N | Internal | Summer | B8 | 500 | 2211 | 0 | 41.28 | 38.28 | 0.01 | 0
2025 | SPP_S_2_SPP_N | SPP_S | SPP_N | Internal | Summer | B9 | 800 | 2211 | 0 | 36.58 | 36.56 | 0.01 | 0
2025 | SPP_S_2_SPP_N | SPP_S | SPP_N | Internal | Summer | B10 | 1262 | 2211 | 0 | 31.78 | 31.77 | 0.01 | 0
2025 | SPP_S_2_SPP_N | SPP_S | SPP_N | Internal | Winter | B16 | 25 | 2211 | 1293.49 | 46.59 | 46.6 | 0.01 | 0
2025 | SPP_S_2_SPP_N | SPP_S | SPP_N | Internal | Winter | B17 | 100 | 2211 | 0 | 40.92 | 40.92 | 0.01 | 0
2025 | SPP_S_2_SPP_N | SPP_S | SPP_N | Internal | Winter | B18 | 400 | 2211 | 0 | 39.98 | 39.98 | 0.01 | 0
2025 | SPP_S_2_SPP_N | SPP_S | SPP_N | Internal | Winter | B19 | 700 | 2211 | 0 | 37.5 | 37.5 | 0.01 | 0
2025 | SPP_S_2_SPP_N | SPP_S | SPP_N | Internal | Winter | B20 | 935 | 2211 | 0 | 31.43 | 31.43 | 0.01 | 0
2025 | TVA_2_ENT | TVA | ENT | Internal | Shoulder | B11 | 25 | 500 | 0 | 62.28 | 55.95 | 9 | 0
2025 | TVA_2_ENT | TVA | ENT | Internal | Shoulder | B12 | 200 | 500 | 0 | 46.39 | 44.8 | 9 | 0
2025 | TVA_2_ENT | TVA | ENT | Internal | Shoulder | B13 | 600 | 500 | 0 | 45.55 | 43.02 | 9 | 0
2025 | TVA_2_ENT | TVA | ENT | Internal | Shoulder | B14 | 900 | 500 | 0 | 45.55 | 41.17 | 9 | 0
2025 | TVA_2_ENT | TVA | ENT | Internal | Shoulder | B15 | 1203 | 500 | 0 | 44.93 | 37.45 | 9 | 0
2025 | TVA_2_ENT | TVA | ENT | Internal | Summer | B1 | 10 | 500 | 0 | 77.59 | 67.37 | 9 | 0
2025 | TVA_2_ENT | TVA | ENT | Internal | Summer | B2 | 25 | 500 | 0 | 74.27 | 65.95 | 9 | 0
2025 | TVA_2_ENT | TVA | ENT | Internal | Summer | B3 | 75 | 500 | 0 | 71.47 | 65.95 | 9 | 0
2025 | TVA_2_ENT | TVA | ENT | Internal | Summer | B4 | 100 | 500 | 0 | 71.47 | 64.55 | 9 | 0
2025 | TVA_2_ENT | TVA | ENT | Internal | Summer | B5 | 200 | 500 | 0 | 66.96 | 62.96 | 9 | 0
2025 | TVA_2_ENT | TVA | ENT | Internal | Summer | B6 | 300 | 500 | 0 | 49.84 | 54.3 | 9 | 0
2025 | TVA_2_ENT | TVA | ENT | Internal | Summer | B7 | 400 | 500 | 0 | 43.12 | 46.83 | 9 | 0
2025 | TVA_2_ENT | TVA | ENT | Internal | Summer | B8 | 500 | 500 | 0 | 43.12 | 43.28 | 9 | 0
2025 | TVA_2_ENT | TVA | ENT | Internal | Summer | B9 | 800 | 500 | 0 | 43.12 | 41.56 | 9 | 0
2025 | TVA_2_ENT | TVA | ENT | Internal | Summer | B10 | 1262 | 500 | 0 | 39.84 | 36.77 | 9 | 0
2025 | TVA_2_ENT | TVA | ENT | Internal | Winter | B16 | 25 | 500 | 0 | 59.61 | 51.59 | 9 | 0
2025 | TVA_2_ENT | TVA | ENT | Internal | Winter | B17 | 100 | 500 | 0 | 49.38 | 45.92 | 9 | 0
2025 | TVA_2_ENT | TVA | ENT | Internal | Winter | B18 | 400 | 500 | 0 | 45.72 | 44.98 | 9 | 0
2025 | TVA_2_ENT | TVA | ENT | Internal | Winter | B19 | 700 | 500 | 0 | 45.72 | 42.5 | 9 | 0
2025 | TVA_2_ENT | TVA | ENT | Internal | Winter | B20 | 935 | 500 | 0 | 44.43 | 36.43 | 9 | 0
2025 | TVA_2_NonRTO_Midwest | TVA | NonRTO_Midwest | Internal | Shoulder | B11 | 25 | 100 | 0 | 62.28 | 63.96 | 9 | 0
2025 | TVA_2_NonRTO_Midwest | TVA | NonRTO_Midwest | Internal | Shoulder | B12 | 200 | 100 | 100 | 46.39 | 55.74 | 9 | 0.35
2025 | TVA_2_NonRTO_Midwest | TVA | NonRTO_Midwest | Internal | Shoulder | B13 | 600 | 100 | 0 | 45.55 | 51.03 | 9 | 0
2025 | TVA_2_NonRTO_Midwest | TVA | NonRTO_Midwest | Internal | Shoulder | B14 | 900 | 100 | 0 | 45.55 | 44.03 | 9 | 0
2025 | TVA_2_NonRTO_Midwest | TVA | NonRTO_Midwest | Internal | Shoulder | B15 | 1203 | 100 | 0 | 44.93 | 37.31 | 9 | 0
2025 | TVA_2_NonRTO_Midwest | TVA | NonRTO_Midwest | Internal | Summer | B1 | 10 | 100 | 0 | 77.59 | 72.57 | 9 | 0
2025 | TVA_2_NonRTO_Midwest | TVA | NonRTO_Midwest | Internal | Summer | B2 | 25 | 100 | 0 | 74.27 | 72.57 | 9 | 0
2025 | TVA_2_NonRTO_Midwest | TVA | NonRTO_Midwest | Internal | Summer | B3 | 75 | 100 | 0 | 71.47 | 72.57 | 9 | 0
2025 | TVA_2_NonRTO_Midwest | TVA | NonRTO_Midwest | Internal | Summer | B4 | 100 | 100 | 0 | 71.47 | 72.57 | 9 | 0
2025 | TVA_2_NonRTO_Midwest | TVA | NonRTO_Midwest | Internal | Summer | B5 | 200 | 100 | 0 | 66.96 | 70.95 | 9 | 0
2025 | TVA_2_NonRTO_Midwest | TVA | NonRTO_Midwest | Internal | Summer | B6 | 300 | 100 | 0 | 49.84 | 57.29 | 9 | 0
2025 | TVA_2_NonRTO_Midwest | TVA | NonRTO_Midwest | Internal | Summer | B7 | 400 | 100 | 0 | 43.12 | 49.81 | 9 | 0
2025 | TVA_2_NonRTO_Midwest | TVA | NonRTO_Midwest | Internal | Summer | B8 | 500 | 100 | 0 | 43.12 | 42.96 | 9 | 0
2025 | TVA_2_NonRTO_Midwest | TVA | NonRTO_Midwest | Internal | Summer | B9 | 800 | 100 | 0 | 43.12 | 37.58 | 9 | 0
2025 | TVA_2_NonRTO_Midwest | TVA | NonRTO_Midwest | Internal | Summer | B10 | 1262 | 100 | 0 | 39.84 | 33.51 | 9 | 0
2025 | TVA_2_NonRTO_Midwest | TVA | NonRTO_Midwest | Internal | Winter | B16 | 25 | 100 | 0 | 59.61 | 59.61 | 9 | 0
2025 | TVA_2_NonRTO_Midwest | TVA | NonRTO_Midwest | Internal | Winter | B17 | 100 | 100 | 0 | 49.38 | 53.93 | 9 | 0
2025 | TVA_2_NonRTO_Midwest | TVA | NonRTO_Midwest | Internal | Winter | B18 | 400 | 100 | 0 | 45.72 | 52.99 | 9 | 0
2025 | TVA_2_NonRTO_Midwest | TVA | NonRTO_Midwest | Internal | Winter | B19 | 700 | 100 | 0 | 45.72 | 44.46 | 9 | 0
2025 | TVA_2_NonRTO_Midwest | TVA | NonRTO_Midwest | Internal | Winter | B20 | 935 | 100 | 0 | 44.43 | 37.58 | 9 | 0
2025 | TVA_2_SOCO | TVA | SOCO | Internal | Shoulder | B11 | 25 | 500 | 500 | 62.28 | 71.68 | 9 | 0.4
2025 | TVA_2_SOCO | TVA | SOCO | Internal | Shoulder | B12 | 200 | 500 | 0 | 46.39 | 49.59 | 9 | 0
2025 | TVA_2_SOCO | TVA | SOCO | Internal | Shoulder | B13 | 600 | 500 | 0 | 45.55 | 44.95 | 9 | 0
2025 | TVA_2_SOCO | TVA | SOCO | Internal | Shoulder | B14 | 900 | 500 | 0 | 45.55 | 44.95 | 9 | 0
2025 | TVA_2_SOCO | TVA | SOCO | Internal | Shoulder | B15 | 1203 | 500 | 0 | 44.93 | 44.95 | 9 | 0
2025 | TVA_2_SOCO | TVA | SOCO | Internal | Summer | B1 | 10 | 500 | 0 | 77.59 | 75.37 | 9 | 0
2025 | TVA_2_SOCO | TVA | SOCO | Internal | Summer | B2 | 25 | 500 | 0 | 74.27 | 73.95 | 9 | 0
2025 | TVA_2_SOCO | TVA | SOCO | Internal | Summer | B3 | 75 | 500 | 0 | 71.47 | 73.95 | 9 | 0
2025 | TVA_2_SOCO | TVA | SOCO | Internal | Summer | B4 | 100 | 500 | 0 | 71.47 | 73.95 | 9 | 0
2025 | TVA_2_SOCO | TVA | SOCO | Internal | Summer | B5 | 200 | 500 | 0 | 66.96 | 73.95 | 9 | 0
2025 | TVA_2_SOCO | TVA | SOCO | Internal | Summer | B6 | 300 | 500 | 500 | 49.84 | 64.27 | 9 | 5.43
2025 | TVA_2_SOCO | TVA | SOCO | Internal | Summer | B7 | 400 | 500 | 500 | 43.12 | 56.81 | 9 | 4.7
2025 | TVA_2_SOCO | TVA | SOCO | Internal | Summer | B8 | 500 | 500 | 0 | 43.12 | 51.28 | 9 | 0
2025 | TVA_2_SOCO | TVA | SOCO | Internal | Summer | B9 | 800 | 500 | 0 | 43.12 | 43.64 | 9 | 0
2025 | TVA_2_SOCO | TVA | SOCO | Internal | Summer | B10 | 1262 | 500 | 0 | 39.84 | 43.55 | 9 | 0
2025 | TVA_2_SOCO | TVA | SOCO | Internal | Winter | B16 | 25 | 500 | 0 | 59.61 | 68.6 | 9 | 0
2025 | TVA_2_SOCO | TVA | SOCO | Internal | Winter | B17 | 100 | 500 | 0 | 49.38 | 53.91 | 9 | 0
2025 | TVA_2_SOCO | TVA | SOCO | Internal | Winter | B18 | 400 | 500 | 0 | 45.72 | 47.83 | 9 | 0
2025 | TVA_2_SOCO | TVA | SOCO | Internal | Winter | B19 | 700 | 500 | 0 | 45.72 | 47.83 | 9 | 0
2025 | TVA_2_SOCO | TVA | SOCO | Internal | Winter | B20 | 935 | 500 | 0 | 44.43 | 47.18 | 9 | 0
2025 | TVA_2_VACAR | TVA | VACAR | Internal | Shoulder | B11 | 25 | 150 | 0 | 62.28 | 63.94 | 9 | 0
2025 | TVA_2_VACAR | TVA | VACAR | Internal | Shoulder | B12 | 200 | 150 | 0 | 46.39 | 53.54 | 9 | 0
2025 | TVA_2_VACAR | TVA | VACAR | Internal | Shoulder | B13 | 600 | 150 | 0 | 45.55 | 48.58 | 9 | 0
2025 | TVA_2_VACAR | TVA | VACAR | Internal | Shoulder | B14 | 900 | 150 | 0 | 45.55 | 48.58 | 9 | 0
2025 | TVA_2_VACAR | TVA | VACAR | Internal | Shoulder | B15 | 1203 | 150 | 0 | 44.93 | 44.72 | 9 | 0
2025 | TVA_2_VACAR | TVA | VACAR | Internal | Summer | B1 | 10 | 150 | 0 | 77.59 | 77.58 | 9 | 0
2025 | TVA_2_VACAR | TVA | VACAR | Internal | Summer | B2 | 25 | 150 | 0 | 74.27 | 77.58 | 9 | 0
2025 | TVA_2_VACAR | TVA | VACAR | Internal | Summer | B3 | 75 | 150 | 0 | 71.47 | 77.58 | 9 | 0
2025 | TVA_2_VACAR | TVA | VACAR | Internal | Summer | B4 | 100 | 150 | 0 | 71.47 | 71.45 | 9 | 0
2025 | TVA_2_VACAR | TVA | VACAR | Internal | Summer | B5 | 200 | 150 | 0 | 66.96 | 66.95 | 9 | 0
2025 | TVA_2_VACAR | TVA | VACAR | Internal | Summer | B6 | 300 | 150 | 0 | 49.84 | 57.27 | 9 | 0
2025 | TVA_2_VACAR | TVA | VACAR | Internal | Summer | B7 | 400 | 150 | 0 | 43.12 | 49.81 | 9 | 0
2025 | TVA_2_VACAR | TVA | VACAR | Internal | Summer | B8 | 500 | 150 | 0 | 43.12 | 46.45 | 9 | 0
2025 | TVA_2_VACAR | TVA | VACAR | Internal | Summer | B9 | 800 | 150 | 0 | 43.12 | 44.03 | 9 | 0
2025 | TVA_2_VACAR | TVA | VACAR | Internal | Summer | B10 | 1262 | 150 | 0 | 39.84 | 42.82 | 9 | 0
2025 | TVA_2_VACAR | TVA | VACAR | Internal | Winter | B16 | 25 | 150 | 0 | 59.61 | 68.6 | 9 | 0
2025 | TVA_2_VACAR | TVA | VACAR | Internal | Winter | B17 | 100 | 150 | 0 | 49.38 | 53.92 | 9 | 0
2025 | TVA_2_VACAR | TVA | VACAR | Internal | Winter | B18 | 400 | 150 | 0 | 45.72 | 48.99 | 9 | 0
2025 | TVA_2_VACAR | TVA | VACAR | Internal | Winter | B19 | 700 | 150 | 0 | 45.72 | 48.99 | 9 | 0
2025 | TVA_2_VACAR | TVA | VACAR | Internal | Winter | B20 | 935 | 150 | 0 | 44.43 | 44.42 | 9 | 0
2025 | TVA_Transmission_2_NonRTO_Midwest | TVA_Transmission | NonRTO_Midwest | Internal | Shoulder | B11 | 25 | 700 | 0 | 63.11 | 63.96 | 9 | 0
2025 | TVA_Transmission_2_NonRTO_Midwest | TVA_Transmission | NonRTO_Midwest | Internal | Shoulder | B12 | 200 | 700 | 0 | 50.32 | 55.74 | 9 | 0
2025 | TVA_Transmission_2_NonRTO_Midwest | TVA_Transmission | NonRTO_Midwest | Internal | Shoulder | B13 | 600 | 700 | 0 | 47.43 | 51.03 | 9 | 0
2025 | TVA_Transmission_2_NonRTO_Midwest | TVA_Transmission | NonRTO_Midwest | Internal | Shoulder | B14 | 900 | 700 | 0 | 46.55 | 44.03 | 9 | 0
2025 | TVA_Transmission_2_NonRTO_Midwest | TVA_Transmission | NonRTO_Midwest | Internal | Shoulder | B15 | 1203 | 700 | 0 | 45.02 | 37.31 | 9 | 0
2025 | TVA_Transmission_2_NonRTO_Midwest | TVA_Transmission | NonRTO_Midwest | Internal | Summer | B1 | 10 | 700 | 0 | 77.58 | 72.57 | 9 | 0
2025 | TVA_Transmission_2_NonRTO_Midwest | TVA_Transmission | NonRTO_Midwest | Internal | Summer | B2 | 25 | 700 | 0 | 74.25 | 72.57 | 9 | 0
2025 | TVA_Transmission_2_NonRTO_Midwest | TVA_Transmission | NonRTO_Midwest | Internal | Summer | B3 | 75 | 700 | 0 | 71.45 | 72.57 | 9 | 0
2025 | TVA_Transmission_2_NonRTO_Midwest | TVA_Transmission | NonRTO_Midwest | Internal | Summer | B4 | 100 | 700 | 0 | 71.45 | 72.57 | 9 | 0
2025 | TVA_Transmission_2_NonRTO_Midwest | TVA_Transmission | NonRTO_Midwest | Internal | Summer | B5 | 200 | 700 | 0 | 66.95 | 70.95 | 9 | 0
2025 | TVA_Transmission_2_NonRTO_Midwest | TVA_Transmission | NonRTO_Midwest | Internal | Summer | B6 | 300 | 700 | 0 | 56.04 | 57.29 | 9 | 0
2025 | TVA_Transmission_2_NonRTO_Midwest | TVA_Transmission | NonRTO_Midwest | Internal | Summer | B7 | 400 | 700 | 0 | 48.56 | 49.81 | 9 | 0
2025 | TVA_Transmission_2_NonRTO_Midwest | TVA_Transmission | NonRTO_Midwest | Internal | Summer | B8 | 500 | 700 | 0 | 44.67 | 42.96 | 9 | 0
2025 | TVA_Transmission_2_NonRTO_Midwest | TVA_Transmission | NonRTO_Midwest | Internal | Summer | B9 | 800 | 700 | 0 | 43.68 | 37.58 | 9 | 0
2025 | TVA_Transmission_2_NonRTO_Midwest | TVA_Transmission | NonRTO_Midwest | Internal | Summer | B10 | 1262 | 700 | 0 | 40.45 | 33.51 | 9 | 0
2025 | TVA_Transmission_2_NonRTO_Midwest | TVA_Transmission | NonRTO_Midwest | Internal | Winter | B16 | 25 | 700 | 0 | 59.6 | 59.61 | 9 | 0
2025 | TVA_Transmission_2_NonRTO_Midwest | TVA_Transmission | NonRTO_Midwest | Internal | Winter | B17 | 100 | 700 | 0 | 51.04 | 53.93 | 9 | 0
2025 | TVA_Transmission_2_NonRTO_Midwest | TVA_Transmission | NonRTO_Midwest | Internal | Winter | B18 | 400 | 700 | 0 | 48.65 | 52.99 | 9 | 0
2025 | TVA_Transmission_2_NonRTO_Midwest | TVA_Transmission | NonRTO_Midwest | Internal | Winter | B19 | 700 | 700 | 0 | 47.17 | 44.46 | 9 | 0
2025 | TVA_Transmission_2_NonRTO_Midwest | TVA_Transmission | NonRTO_Midwest | Internal | Winter | B20 | 935 | 700 | 0 | 44.42 | 37.58 | 9 | 0
2025 | TVA_Transmission_2_SOCO | TVA_Transmission | SOCO | Internal | Shoulder | B11 | 25 | 3200 | 0 | 63.11 | 71.68 | 9 | 0
2025 | TVA_Transmission_2_SOCO | TVA_Transmission | SOCO | Internal | Shoulder | B12 | 200 | 3200 | 0 | 50.32 | 49.59 | 9 | 0
2025 | TVA_Transmission_2_SOCO | TVA_Transmission | SOCO | Internal | Shoulder | B13 | 600 | 3200 | 0 | 47.43 | 44.95 | 9 | 0
2025 | TVA_Transmission_2_SOCO | TVA_Transmission | SOCO | Internal | Shoulder | B14 | 900 | 3200 | 0 | 46.55 | 44.95 | 9 | 0
2025 | TVA_Transmission_2_SOCO | TVA_Transmission | SOCO | Internal | Shoulder | B15 | 1203 | 3200 | 0 | 45.02 | 44.95 | 9 | 0
2025 | TVA_Transmission_2_SOCO | TVA_Transmission | SOCO | Internal | Summer | B1 | 10 | 3200 | 0 | 77.58 | 75.37 | 9 | 0
2025 | TVA_Transmission_2_SOCO | TVA_Transmission | SOCO | Internal | Summer | B2 | 25 | 3200 | 0 | 74.25 | 73.95 | 9 | 0
2025 | TVA_Transmission_2_SOCO | TVA_Transmission | SOCO | Internal | Summer | B3 | 75 | 3200 | 0 | 71.45 | 73.95 | 9 | 0
2025 | TVA_Transmission_2_SOCO | TVA_Transmission | SOCO | Internal | Summer | B4 | 100 | 3200 | 0 | 71.45 | 73.95 | 9 | 0
2025 | TVA_Transmission_2_SOCO | TVA_Transmission | SOCO | Internal | Summer | B5 | 200 | 3200 | 0 | 66.95 | 73.95 | 9 | 0
2025 | TVA_Transmission_2_SOCO | TVA_Transmission | SOCO | Internal | Summer | B6 | 300 | 3200 | 0 | 56.04 | 64.27 | 9 | 0
2025 | TVA_Transmission_2_SOCO | TVA_Transmission | SOCO | Internal | Summer | B7 | 400 | 3200 | 0 | 48.56 | 56.81 | 9 | 0
2025 | TVA_Transmission_2_SOCO | TVA_Transmission | SOCO | Internal | Summer | B8 | 500 | 3200 | 0 | 44.67 | 51.28 | 9 | 0
2025 | TVA_Transmission_2_SOCO | TVA_Transmission | SOCO | Internal | Summer | B9 | 800 | 3200 | 0 | 43.68 | 43.64 | 9 | 0
2025 | TVA_Transmission_2_SOCO | TVA_Transmission | SOCO | Internal | Summer | B10 | 1262 | 3200 | 0 | 40.45 | 43.55 | 9 | 0
2025 | TVA_Transmission_2_SOCO | TVA_Transmission | SOCO | Internal | Winter | B16 | 25 | 3200 | 2175.46 | 59.6 | 68.6 | 9 | 0
2025 | TVA_Transmission_2_SOCO | TVA_Transmission | SOCO | Internal | Winter | B17 | 100 | 3200 | 0 | 51.04 | 53.91 | 9 | 0
2025 | TVA_Transmission_2_SOCO | TVA_Transmission | SOCO | Internal | Winter | B18 | 400 | 3200 | 0 | 48.65 | 47.83 | 9 | 0
2025 | TVA_Transmission_2_SOCO | TVA_Transmission | SOCO | Internal | Winter | B19 | 700 | 3200 | 0 | 47.17 | 47.83 | 9 | 0
2025 | TVA_Transmission_2_SOCO | TVA_Transmission | SOCO | Internal | Winter | B20 | 935 | 3200 | 0 | 44.42 | 47.18 | 9 | 0
2025 | TVA_Transmission_2_TVA | TVA_Transmission | TVA | Internal | Shoulder | B11 | 25 | 99999 | 0 | 63.11 | 62.28 | 0.01 | 0
2025 | TVA_Transmission_2_TVA | TVA_Transmission | TVA | Internal | Shoulder | B12 | 200 | 99999 | 0 | 50.32 | 46.39 | 0.01 | 0
2025 | TVA_Transmission_2_TVA | TVA_Transmission | TVA | Internal | Shoulder | B13 | 600 | 99999 | 0 | 47.43 | 45.55 | 0.01 | 0
2025 | TVA_Transmission_2_TVA | TVA_Transmission | TVA | Internal | Shoulder | B14 | 900 | 99999 | 0 | 46.55 | 45.55 | 0.01 | 0
2025 | TVA_Transmission_2_TVA | TVA_Transmission | TVA | Internal | Shoulder | B15 | 1203 | 99999 | 0 | 45.02 | 44.93 | 0.01 | 0
2025 | TVA_Transmission_2_TVA | TVA_Transmission | TVA | Internal | Summer | B1 | 10 | 99999 | 3908.82 | 77.58 | 77.59 | 0.01 | 0
2025 | TVA_Transmission_2_TVA | TVA_Transmission | TVA | Internal | Summer | B2 | 25 | 99999 | 3078.11 | 74.25 | 74.27 | 0.01 | 0
2025 | TVA_Transmission_2_TVA | TVA_Transmission | TVA | Internal | Summer | B3 | 75 | 99999 | 1448.1 | 71.45 | 71.47 | 0.01 | 0
2025 | TVA_Transmission_2_TVA | TVA_Transmission | TVA | Internal | Summer | B4 | 100 | 99999 | 694.93 | 71.45 | 71.47 | 0.01 | 0
2025 | TVA_Transmission_2_TVA | TVA_Transmission | TVA | Internal | Summer | B5 | 200 | 99999 | 200.09 | 66.95 | 66.96 | 0.01 | 0
2025 | TVA_Transmission_2_TVA | TVA_Transmission | TVA | Internal | Summer | B6 | 300 | 99999 | 0 | 56.04 | 49.84 | 0.01 | 0
2025 | TVA_Transmission_2_TVA | TVA_Transmission | TVA | Internal | Summer | B7 | 400 | 99999 | 0 | 48.56 | 43.12 | 0.01 | 0
2025 | TVA_Transmission_2_TVA | TVA_Transmission | TVA | Internal | Summer | B8 | 500 | 99999 | 0 | 44.67 | 43.12 | 0.01 | 0
2025 | TVA_Transmission_2_TVA | TVA_Transmission | TVA | Internal | Summer | B9 | 800 | 99999 | 0 | 43.68 | 43.12 | 0.01 | 0
2025 | TVA_Transmission_2_TVA | TVA_Transmission | TVA | Internal | Summer | B10 | 1262 | 99999 | 0 | 40.45 | 39.84 | 0.01 | 0
2025 | TVA_Transmission_2_TVA | TVA_Transmission | TVA | Internal | Winter | B16 | 25 | 99999 | 2056.1 | 59.6 | 59.61 | 0.01 | 0
2025 | TVA_Transmission_2_TVA | TVA_Transmission | TVA | Internal | Winter | B17 | 100 | 99999 | 0 | 51.04 | 49.38 | 0.01 | 0
2025 | TVA_Transmission_2_TVA | TVA_Transmission | TVA | Internal | Winter | B18 | 400 | 99999 | 0 | 48.65 | 45.72 | 0.01 | 0
2025 | TVA_Transmission_2_TVA | TVA_Transmission | TVA | Internal | Winter | B19 | 700 | 99999 | 0 | 47.17 | 45.72 | 0.01 | 0
2025 | TVA_Transmission_2_TVA | TVA_Transmission | TVA | Internal | Winter | B20 | 935 | 99999 | 285.71 | 44.42 | 44.43 | 0.01 | 0
2025 | TVA_Transmission_2_VACAR | TVA_Transmission | VACAR | Internal | Shoulder | B11 | 25 | 900 | 0 | 63.11 | 63.94 | 9 | 0
2025 | TVA_Transmission_2_VACAR | TVA_Transmission | VACAR | Internal | Shoulder | B12 | 200 | 900 | 0 | 50.32 | 53.54 | 9 | 0
2025 | TVA_Transmission_2_VACAR | TVA_Transmission | VACAR | Internal | Shoulder | B13 | 600 | 900 | 0 | 47.43 | 48.58 | 9 | 0
2025 | TVA_Transmission_2_VACAR | TVA_Transmission | VACAR | Internal | Shoulder | B14 | 900 | 900 | 0 | 46.55 | 48.58 | 9 | 0
2025 | TVA_Transmission_2_VACAR | TVA_Transmission | VACAR | Internal | Shoulder | B15 | 1203 | 900 | 0 | 45.02 | 44.72 | 9 | 0
2025 | TVA_Transmission_2_VACAR | TVA_Transmission | VACAR | Internal | Summer | B1 | 10 | 900 | 0 | 77.58 | 77.58 | 9 | 0
2025 | TVA_Transmission_2_VACAR | TVA_Transmission | VACAR | Internal | Summer | B2 | 25 | 900 | 0 | 74.25 | 77.58 | 9 | 0
2025 | TVA_Transmission_2_VACAR | TVA_Transmission | VACAR | Internal | Summer | B3 | 75 | 900 | 0 | 71.45 | 77.58 | 9 | 0
2025 | TVA_Transmission_2_VACAR | TVA_Transmission | VACAR | Internal | Summer | B4 | 100 | 900 | 0 | 71.45 | 71.45 | 9 | 0
2025 | TVA_Transmission_2_VACAR | TVA_Transmission | VACAR | Internal | Summer | B5 | 200 | 900 | 0 | 66.95 | 66.95 | 9 | 0
2025 | TVA_Transmission_2_VACAR | TVA_Transmission | VACAR | Internal | Summer | B6 | 300 | 900 | 0 | 56.04 | 57.27 | 9 | 0
2025 | TVA_Transmission_2_VACAR | TVA_Transmission | VACAR | Internal | Summer | B7 | 400 | 900 | 0 | 48.56 | 49.81 | 9 | 0
2025 | TVA_Transmission_2_VACAR | TVA_Transmission | VACAR | Internal | Summer | B8 | 500 | 900 | 0 | 44.67 | 46.45 | 9 | 0
2025 | TVA_Transmission_2_VACAR | TVA_Transmission | VACAR | Internal | Summer | B9 | 800 | 900 | 0 | 43.68 | 44.03 | 9 | 0
2025 | TVA_Transmission_2_VACAR | TVA_Transmission | VACAR | Internal | Summer | B10 | 1262 | 900 | 0 | 40.45 | 42.82 | 9 | 0
2025 | TVA_Transmission_2_VACAR | TVA_Transmission | VACAR | Internal | Winter | B16 | 25 | 900 | 69.23 | 59.6 | 68.6 | 9 | 0
2025 | TVA_Transmission_2_VACAR | TVA_Transmission | VACAR | Internal | Winter | B17 | 100 | 900 | 0 | 51.04 | 53.92 | 9 | 0
2025 | TVA_Transmission_2_VACAR | TVA_Transmission | VACAR | Internal | Winter | B18 | 400 | 900 | 0 | 48.65 | 48.99 | 9 | 0
2025 | TVA_Transmission_2_VACAR | TVA_Transmission | VACAR | Internal | Winter | B19 | 700 | 900 | 0 | 47.17 | 48.99 | 9 | 0
2025 | TVA_Transmission_2_VACAR | TVA_Transmission | VACAR | Internal | Winter | B20 | 935 | 900 | 0 | 44.42 | 44.42 | 9 | 0
2025 | VACAR_2_SOCO | VACAR | SOCO | Internal | Shoulder | B11 | 25 | 3000 | 3000 | 63.94 | 71.68 | 7 | 0.74
2025 | VACAR_2_SOCO | VACAR | SOCO | Internal | Shoulder | B12 | 200 | 3000 | 0 | 53.54 | 49.59 | 7 | 0
2025 | VACAR_2_SOCO | VACAR | SOCO | Internal | Shoulder | B13 | 600 | 3000 | 0 | 48.58 | 44.95 | 7 | 0
2025 | VACAR_2_SOCO | VACAR | SOCO | Internal | Shoulder | B14 | 900 | 3000 | 0 | 48.58 | 44.95 | 7 | 0
2025 | VACAR_2_SOCO | VACAR | SOCO | Internal | Shoulder | B15 | 1203 | 3000 | 0 | 44.72 | 44.95 | 7 | 0
2025 | VACAR_2_SOCO | VACAR | SOCO | Internal | Summer | B1 | 10 | 3000 | 0 | 77.58 | 75.37 | 7 | 0
2025 | VACAR_2_SOCO | VACAR | SOCO | Internal | Summer | B2 | 25 | 3000 | 0 | 77.58 | 73.95 | 7 | 0
2025 | VACAR_2_SOCO | VACAR | SOCO | Internal | Summer | B3 | 75 | 3000 | 0 | 77.58 | 73.95 | 7 | 0
2025 | VACAR_2_SOCO | VACAR | SOCO | Internal | Summer | B4 | 100 | 3000 | 0 | 71.45 | 73.95 | 7 | 0
2025 | VACAR_2_SOCO | VACAR | SOCO | Internal | Summer | B5 | 200 | 3000 | 693.8 | 66.95 | 73.95 | 7 | 0
2025 | VACAR_2_SOCO | VACAR | SOCO | Internal | Summer | B6 | 300 | 3000 | 700.69 | 57.27 | 64.27 | 7 | 0
2025 | VACAR_2_SOCO | VACAR | SOCO | Internal | Summer | B7 | 400 | 3000 | 2426.35 | 49.81 | 56.81 | 7 | 0
2025 | VACAR_2_SOCO | VACAR | SOCO | Internal | Summer | B8 | 500 | 3000 | 0 | 46.45 | 51.28 | 7 | 0
2025 | VACAR_2_SOCO | VACAR | SOCO | Internal | Summer | B9 | 800 | 3000 | 0 | 44.03 | 43.64 | 7 | 0
2025 | VACAR_2_SOCO | VACAR | SOCO | Internal | Summer | B10 | 1262 | 3000 | 0 | 42.82 | 43.55 | 7 | 0
2025 | VACAR_2_SOCO | VACAR | SOCO | Internal | Winter | B16 | 25 | 3000 | 0 | 68.6 | 68.6 | 7 | 0
2025 | VACAR_2_SOCO | VACAR | SOCO | Internal | Winter | B17 | 100 | 3000 | 0 | 53.92 | 53.91 | 7 | 0
2025 | VACAR_2_SOCO | VACAR | SOCO | Internal | Winter | B18 | 400 | 3000 | 0 | 48.99 | 47.83 | 7 | 0
2025 | VACAR_2_SOCO | VACAR | SOCO | Internal | Winter | B19 | 700 | 3000 | 0 | 48.99 | 47.83 | 7 | 0
2025 | VACAR_2_SOCO | VACAR | SOCO | Internal | Winter | B20 | 935 | 3000 | 0 | 44.42 | 47.18 | 7 | 0
2030 | ENT_2_MISO_MO-IL | ENT | MISO_MO-IL | Internal | Shoulder | B11 | 25 | 2260 | 0 | 51.96 | 51.98 | 8 | 0
2030 | ENT_2_MISO_MO-IL | ENT | MISO_MO-IL | Internal | Shoulder | B12 | 200 | 2260 | 0 | 44.66 | 44.66 | 8 | 0
2030 | ENT_2_MISO_MO-IL | ENT | MISO_MO-IL | Internal | Shoulder | B13 | 600 | 2260 | 0 | 41.03 | 41.03 | 8 | 0
2030 | ENT_2_MISO_MO-IL | ENT | MISO_MO-IL | Internal | Shoulder | B14 | 900 | 2260 | 0 | 38.85 | 38.85 | 8 | 0
2030 | ENT_2_MISO_MO-IL | ENT | MISO_MO-IL | Internal | Shoulder | B15 | 1203 | 2260 | 0 | 32.39 | 35.17 | 8 | 0
2030 | ENT_2_MISO_MO-IL | ENT | MISO_MO-IL | Internal | Summer | B1 | 10 | 2260 | 0 | 71.83 | 71.85 | 8 | 0
2030 | ENT_2_MISO_MO-IL | ENT | MISO_MO-IL | Internal | Summer | B2 | 25 | 2260 | 0 | 67.69 | 70.66 | 8 | 0
2030 | ENT_2_MISO_MO-IL | ENT | MISO_MO-IL | Internal | Summer | B3 | 75 | 2260 | 0 | 67.93 | 67.93 | 8 | 0
2030 | ENT_2_MISO_MO-IL | ENT | MISO_MO-IL | Internal | Summer | B4 | 100 | 2260 | 0 | 67.29 | 67.29 | 8 | 0
2030 | ENT_2_MISO_MO-IL | ENT | MISO_MO-IL | Internal | Summer | B5 | 200 | 2260 | 0 | 60.62 | 60.62 | 8 | 0
2030 | ENT_2_MISO_MO-IL | ENT | MISO_MO-IL | Internal | Summer | B6 | 300 | 2260 | 0 | 49.4 | 49.4 | 8 | 0
2030 | ENT_2_MISO_MO-IL | ENT | MISO_MO-IL | Internal | Summer | B7 | 400 | 2260 | 0 | 47.34 | 42.13 | 8 | 0
2030 | ENT_2_MISO_MO-IL | ENT | MISO_MO-IL | Internal | Summer | B8 | 500 | 2260 | 0 | 43.87 | 39.23 | 8 | 0
2030 | ENT_2_MISO_MO-IL | ENT | MISO_MO-IL | Internal | Summer | B9 | 800 | 2260 | 0 | 42.16 | 37.45 | 8 | 0
2030 | ENT_2_MISO_MO-IL | ENT | MISO_MO-IL | Internal | Summer | B10 | 1262 | 2260 | 0 | 33.76 | 33.74 | 8 | 0
2030 | ENT_2_MISO_MO-IL | ENT | MISO_MO-IL | Internal | Winter | B16 | 25 | 2260 | 0 | 48.62 | 51.77 | 8 | 0
2030 | ENT_2_MISO_MO-IL | ENT | MISO_MO-IL | Internal | Winter | B17 | 100 | 2260 | 0 | 44.03 | 47.92 | 8 | 0
2030 | ENT_2_MISO_MO-IL | ENT | MISO_MO-IL | Internal | Winter | B18 | 400 | 2260 | 0 | 41.05 | 41.03 | 8 | 0
2030 | ENT_2_MISO_MO-IL | ENT | MISO_MO-IL | Internal | Winter | B19 | 700 | 2260 | 0 | 39.09 | 39.61 | 8 | 0
2030 | ENT_2_MISO_MO-IL | ENT | MISO_MO-IL | Internal | Winter | B20 | 935 | 2260 | 0 | 32.99 | 34.76 | 8 | 0
2030 | ENT_2_SOCO | ENT | SOCO | Internal | Shoulder | B11 | 25 | 2431 | 2431 | 51.96 | 68.96 | 8 | 9
2030 | ENT_2_SOCO | ENT | SOCO | Internal | Shoulder | B12 | 200 | 2431 | 0 | 44.66 | 49.17 | 8 | 0
2030 | ENT_2_SOCO | ENT | SOCO | Internal | Shoulder | B13 | 600 | 2431 | 0 | 41.03 | 47.47 | 8 | 0
2030 | ENT_2_SOCO | ENT | SOCO | Internal | Shoulder | B14 | 900 | 2431 | 2431 | 38.85 | 47.47 | 8 | 0.62
2030 | ENT_2_SOCO | ENT | SOCO | Internal | Shoulder | B15 | 1203 | 2431 | 2431 | 32.39 | 47.47 | 8 | 7.09
2030 | ENT_2_SOCO | ENT | SOCO | Internal | Summer | B1 | 10 | 2431 | 2431 | 71.83 | 87.82 | 8 | 7.98
2030 | ENT_2_SOCO | ENT | SOCO | Internal | Summer | B2 | 25 | 2431 | 2431 | 67.69 | 77.81 | 8 | 2.13
2030 | ENT_2_SOCO | ENT | SOCO | Internal | Summer | B3 | 75 | 2431 | 2431 | 67.93 | 77.81 | 8 | 1.88
2030 | ENT_2_SOCO | ENT | SOCO | Internal | Summer | B4 | 100 | 2431 | 2431 | 67.29 | 77.81 | 8 | 2.52
2030 | ENT_2_SOCO | ENT | SOCO | Internal | Summer | B5 | 200 | 2431 | 2431 | 60.62 | 77.6 | 8 | 8.99
2030 | ENT_2_SOCO | ENT | SOCO | Internal | Summer | B6 | 300 | 2431 | 2431 | 49.4 | 65.05 | 8 | 7.64
2030 | ENT_2_SOCO | ENT | SOCO | Internal | Summer | B7 | 400 | 2431 | 2431 | 47.34 | 58.29 | 8 | 2.95
2030 | ENT_2_SOCO | ENT | SOCO | Internal | Summer | B8 | 500 | 2431 | 199.91 | 43.87 | 51.87 | 8 | 0
2030 | ENT_2_SOCO | ENT | SOCO | Internal | Summer | B9 | 800 | 2431 | 0 | 42.16 | 45.97 | 8 | 0
2030 | ENT_2_SOCO | ENT | SOCO | Internal | Summer | B10 | 1262 | 2431 | 2431 | 33.76 | 45.97 | 8 | 4.22
2030 | ENT_2_SOCO | ENT | SOCO | Internal | Winter | B16 | 25 | 2431 | 2431 | 48.62 | 68.87 | 8 | 12.24
2030 | ENT_2_SOCO | ENT | SOCO | Internal | Winter | B17 | 100 | 2431 | 2431 | 44.03 | 52.46 | 8 | 0.43
2030 | ENT_2_SOCO | ENT | SOCO | Internal | Winter | B18 | 400 | 2431 | 2431 | 41.05 | 50.64 | 8 | 1.59
2030 | ENT_2_SOCO | ENT | SOCO | Internal | Winter | B19 | 700 | 2431 | 2431 | 39.09 | 50.64 | 8 | 3.55
2030 | ENT_2_SOCO | ENT | SOCO | Internal | Winter | B20 | 935 | 2431 | 2431 | 32.99 | 49.87 | 8 | 8.88
2030 | ENT_2_TVA_Transmission | ENT | TVA_Transmission | Internal | Shoulder | B11 | 25 | 2100 | 861.13 | 51.96 | 59.96 | 8 | 0
2030 | ENT_2_TVA_Transmission | ENT | TVA_Transmission | Internal | Shoulder | B12 | 200 | 2100 | 0 | 44.66 | 50.03 | 8 | 0
2030 | ENT_2_TVA_Transmission | ENT | TVA_Transmission | Internal | Shoulder | B13 | 600 | 2100 | 0 | 41.03 | 47.55 | 8 | 0
2030 | ENT_2_TVA_Transmission | ENT | TVA_Transmission | Internal | Shoulder | B14 | 900 | 2100 | 1662.6 | 38.85 | 46.85 | 8 | 0
2030 | ENT_2_TVA_Transmission | ENT | TVA_Transmission | Internal | Shoulder | B15 | 1203 | 2100 | 2100 | 32.39 | 43.17 | 8 | 2.79
2030 | ENT_2_TVA_Transmission | ENT | TVA_Transmission | Internal | Summer | B1 | 10 | 2100 | 1005.08 | 71.83 | 79.83 | 8 | 0
2030 | ENT_2_TVA_Transmission | ENT | TVA_Transmission | Internal | Summer | B2 | 25 | 2100 | 43.82 | 67.69 | 75.69 | 8 | 0
2030 | ENT_2_TVA_Transmission | ENT | TVA_Transmission | Internal | Summer | B3 | 75 | 2100 | 0 | 67.93 | 75.28 | 8 | 0
2030 | ENT_2_TVA_Transmission | ENT | TVA_Transmission | Internal | Summer | B4 | 100 | 2100 | 0 | 67.29 | 74.75 | 8 | 0
2030 | ENT_2_TVA_Transmission | ENT | TVA_Transmission | Internal | Summer | B5 | 200 | 2100 | 0 | 60.62 | 68.6 | 8 | 0
2030 | ENT_2_TVA_Transmission | ENT | TVA_Transmission | Internal | Summer | B6 | 300 | 2100 | 0 | 49.4 | 56.44 | 8 | 0
2030 | ENT_2_TVA_Transmission | ENT | TVA_Transmission | Internal | Summer | B7 | 400 | 2100 | 0 | 47.34 | 49.61 | 8 | 0
2030 | ENT_2_TVA_Transmission | ENT | TVA_Transmission | Internal | Summer | B8 | 500 | 2100 | 0 | 43.87 | 46.07 | 8 | 0
2030 | ENT_2_TVA_Transmission | ENT | TVA_Transmission | Internal | Summer | B9 | 800 | 2100 | 0 | 42.16 | 45.43 | 8 | 0
2030 | ENT_2_TVA_Transmission | ENT | TVA_Transmission | Internal | Summer | B10 | 1262 | 2100 | 0 | 33.76 | 41.74 | 8 | 0
2030 | ENT_2_TVA_Transmission | ENT | TVA_Transmission | Internal | Winter | B16 | 25 | 2100 | 2100 | 48.62 | 59.77 | 8 | 3.14
2030 | ENT_2_TVA_Transmission | ENT | TVA_Transmission | Internal | Winter | B17 | 100 | 2100 | 17.19 | 44.03 | 52.03 | 8 | 0
2030 | ENT_2_TVA_Transmission | ENT | TVA_Transmission | Internal | Winter | B18 | 400 | 2100 | 0 | 41.05 | 47.78 | 8 | 0
2030 | ENT_2_TVA_Transmission | ENT | TVA_Transmission | Internal | Winter | B19 | 700 | 2100 | 459.16 | 39.09 | 47.09 | 8 | 0
2030 | ENT_2_TVA_Transmission | ENT | TVA_Transmission | Internal | Winter | B20 | 935 | 2100 | 2100 | 32.99 | 42.76 | 8 | 1.76
2030 | HQ_NEISO_2_NEISO | HQ_NEISO | NEISO | Internal | Shoulder | B11 | 25 | 99999 | 4523.29 | 37.22 | 37.24 | 0.01 | 0
2030 | HQ_NEISO_2_NEISO | HQ_NEISO | NEISO | Internal | Shoulder | B12 | 200 | 99999 | 4507.22 | 37.22 | 37.24 | 0.01 | 0
2030 | HQ_NEISO_2_NEISO | HQ_NEISO | NEISO | Internal | Shoulder | B13 | 600 | 99999 | 4443.92 | 37.22 | 37.24 | 0.01 | 0
2030 | HQ_NEISO_2_NEISO | HQ_NEISO | NEISO | Internal | Shoulder | B14 | 900 | 99999 | 4333.2 | 37.22 | 37.24 | 0.01 | 0
2030 | HQ_NEISO_2_NEISO | HQ_NEISO | NEISO | Internal | Shoulder | B15 | 1203 | 99999 | 2251.49 | 37.22 | 37.24 | 0.01 | 0
2030 | HQ_NEISO_2_NEISO | HQ_NEISO | NEISO | Internal | Summer | B1 | 10 | 99999 | 5420 | 51.21 | 51.22 | 0.01 | 0
2030 | HQ_NEISO_2_NEISO | HQ_NEISO | NEISO | Internal | Summer | B2 | 25 | 99999 | 5313.73 | 51.21 | 51.22 | 0.01 | 0
2030 | HQ_NEISO_2_NEISO | HQ_NEISO | NEISO | Internal | Summer | B3 | 75 | 99999 | 5101.91 | 36.77 | 36.79 | 0.01 | 0
2030 | HQ_NEISO_2_NEISO | HQ_NEISO | NEISO | Internal | Summer | B4 | 100 | 99999 | 4919.84 | 36.77 | 36.79 | 0.01 | 0
2030 | HQ_NEISO_2_NEISO | HQ_NEISO | NEISO | Internal | Summer | B5 | 200 | 99999 | 4820.81 | 36.77 | 36.79 | 0.01 | 0
2030 | HQ_NEISO_2_NEISO | HQ_NEISO | NEISO | Internal | Summer | B6 | 300 | 99999 | 4709.12 | 36.77 | 36.79 | 0.01 | 0
2030 | HQ_NEISO_2_NEISO | HQ_NEISO | NEISO | Internal | Summer | B7 | 400 | 99999 | 4581.14 | 36.77 | 36.79 | 0.01 | 0
2030 | HQ_NEISO_2_NEISO | HQ_NEISO | NEISO | Internal | Summer | B8 | 500 | 99999 | 4480.51 | 36.77 | 36.79 | 0.01 | 0
2030 | HQ_NEISO_2_NEISO | HQ_NEISO | NEISO | Internal | Summer | B9 | 800 | 99999 | 4357.25 | 36.77 | 36.79 | 0.01 | 0
2030 | HQ_NEISO_2_NEISO | HQ_NEISO | NEISO | Internal | Summer | B10 | 1262 | 99999 | 1940.57 | 36.77 | 36.79 | 0.01 | 0
2030 | HQ_NEISO_2_NEISO | HQ_NEISO | NEISO | Internal | Winter | B16 | 25 | 99999 | 4746.16 | 46.66 | 46.67 | 0.01 | 0
2030 | HQ_NEISO_2_NEISO | HQ_NEISO | NEISO | Internal | Winter | B17 | 100 | 99999 | 4656.71 | 46.66 | 46.67 | 0.01 | 0
2030 | HQ_NEISO_2_NEISO | HQ_NEISO | NEISO | Internal | Winter | B18 | 400 | 99999 | 4588.26 | 46.66 | 46.67 | 0.01 | 0
2030 | HQ_NEISO_2_NEISO | HQ_NEISO | NEISO | Internal | Winter | B19 | 700 | 99999 | 4460.73 | 45.76 | 45.77 | 0.01 | 0
2030 | HQ_NEISO_2_NEISO | HQ_NEISO | NEISO | Internal | Winter | B20 | 935 | 99999 | 2471.08 | 45.76 | 45.77 | 0.01 | 0
2030 | HQ_NY_2_NYISO_A-F | HQ_NY | NYISO_A-F | Internal | Shoulder | B11 | 25 | 99999 | 2812.27 | 43.33 | 43.34 | 0.01 | 0
2030 | HQ_NY_2_NYISO_A-F | HQ_NY | NYISO_A-F | Internal | Shoulder | B12 | 200 | 99999 | 2847.69 | 41.32 | 41.33 | 0.01 | 0
2030 | HQ_NY_2_NYISO_A-F | HQ_NY | NYISO_A-F | Internal | Shoulder | B13 | 600 | 99999 | 2781.85 | 40.76 | 40.77 | 0.01 | 0
2030 | HQ_NY_2_NYISO_A-F | HQ_NY | NYISO_A-F | Internal | Shoulder | B14 | 900 | 99999 | 2673.14 | 40.76 | 40.77 | 0.01 | 0
2030 | HQ_NY_2_NYISO_A-F | HQ_NY | NYISO_A-F | Internal | Shoulder | B15 | 1203 | 99999 | 1582.7 | 40.76 | 40.77 | 0.01 | 0
2030 | HQ_NY_2_NYISO_A-F | HQ_NY | NYISO_A-F | Internal | Summer | B1 | 10 | 99999 | 3500 | 54.21 | 54.22 | 0.01 | 0
2030 | HQ_NY_2_NYISO_A-F | HQ_NY | NYISO_A-F | Internal | Summer | B2 | 25 | 99999 | 3406.62 | 54.21 | 54.22 | 0.01 | 0
2030 | HQ_NY_2_NYISO_A-F | HQ_NY | NYISO_A-F | Internal | Summer | B3 | 75 | 99999 | 3266.6 | 53.11 | 53.12 | 0.01 | 0
2030 | HQ_NY_2_NYISO_A-F | HQ_NY | NYISO_A-F | Internal | Summer | B4 | 100 | 99999 | 3116.28 | 52.58 | 52.59 | 0.01 | 0
2030 | HQ_NY_2_NYISO_A-F | HQ_NY | NYISO_A-F | Internal | Summer | B5 | 200 | 99999 | 3025.49 | 49.51 | 49.52 | 0.01 | 0
2030 | HQ_NY_2_NYISO_A-F | HQ_NY | NYISO_A-F | Internal | Summer | B6 | 300 | 99999 | 2934.86 | 43.37 | 43.38 | 0.01 | 0
2030 | HQ_NY_2_NYISO_A-F | HQ_NY | NYISO_A-F | Internal | Summer | B7 | 400 | 99999 | 2830.75 | 39.76 | 39.77 | 0.01 | 0
2030 | HQ_NY_2_NYISO_A-F | HQ_NY | NYISO_A-F | Internal | Summer | B8 | 500 | 99999 | 2760.25 | 39.56 | 39.57 | 0.01 | 0
2030 | HQ_NY_2_NYISO_A-F | HQ_NY | NYISO_A-F | Internal | Summer | B9 | 800 | 99999 | 2664.71 | 38.87 | 38.89 | 0.01 | 0
2030 | HQ_NY_2_NYISO_A-F | HQ_NY | NYISO_A-F | Internal | Summer | B10 | 1262 | 99999 | 1436.31 | 38.87 | 38.89 | 0.01 | 0
2030 | HQ_NY_2_NYISO_A-F | HQ_NY | NYISO_A-F | Internal | Winter | B16 | 25 | 99999 | 3058.87 | 46.01 | 46.02 | 0.01 | 0
2030 | HQ_NY_2_NYISO_A-F | HQ_NY | NYISO_A-F | Internal | Winter | B17 | 100 | 99999 | 3001.1 | 46.01 | 46.02 | 0.01 | 0
2030 | HQ_NY_2_NYISO_A-F | HQ_NY | NYISO_A-F | Internal | Winter | B18 | 400 | 99999 | 2934.69 | 44.17 | 44.19 | 0.01 | 0
2030 | HQ_NY_2_NYISO_A-F | HQ_NY | NYISO_A-F | Internal | Winter | B19 | 700 | 99999 | 2819.07 | 42.76 | 42.77 | 0.01 | 0
2030 | HQ_NY_2_NYISO_A-F | HQ_NY | NYISO_A-F | Internal | Winter | B20 | 935 | 99999 | 1762.97 | 42.76 | 42.77 | 0.01 | 0
2030 | HQ_IESO_2_IESO | HQ_IESO | IESO | Internal | Shoulder | B11 | 25 | 99999 | 400 | 36.33 | 36.34 | 0.01 | 0
2030 | HQ_IESO_2_IESO | HQ_IESO | IESO | Internal | Shoulder | B12 | 200 | 99999 | 400 | 34.32 | 34.33 | 0.01 | 0
2030 | HQ_IESO_2_IESO | HQ_IESO | IESO | Internal | Shoulder | B13 | 600 | 99999 | 400 | 33.93 | 33.94 | 0.01 | 0
2030 | HQ_IESO_2_IESO | HQ_IESO | IESO | Internal | Shoulder | B14 | 900 | 99999 | 400 | 33.93 | 33.94 | 0.01 | 0
2030 | HQ_IESO_2_IESO | HQ_IESO | IESO | Internal | Shoulder | B15 | 1203 | 99999 | 75.48 | 33.93 | 33.94 | 0.01 | 0
2030 | HQ_IESO_2_IESO | HQ_IESO | IESO | Internal | Summer | B1 | 10 | 99999 | 400 | 47.21 | 47.22 | 0.01 | 0
2030 | HQ_IESO_2_IESO | HQ_IESO | IESO | Internal | Summer | B2 | 25 | 99999 | 400 | 47.21 | 47.22 | 0.01 | 0
2030 | HQ_IESO_2_IESO | HQ_IESO | IESO | Internal | Summer | B3 | 75 | 99999 | 400 | 46.11 | 46.12 | 0.01 | 0
2030 | HQ_IESO_2_IESO | HQ_IESO | IESO | Internal | Summer | B4 | 100 | 99999 | 400 | 45.58 | 45.59 | 0.01 | 0
2030 | HQ_IESO_2_IESO | HQ_IESO | IESO | Internal | Summer | B5 | 200 | 99999 | 400 | 42.51 | 42.52 | 0.01 | 0
2030 | HQ_IESO_2_IESO | HQ_IESO | IESO | Internal | Summer | B6 | 300 | 99999 | 400 | 41.71 | 41.72 | 0.01 | 0
2030 | HQ_IESO_2_IESO | HQ_IESO | IESO | Internal | Summer | B7 | 400 | 99999 | 400 | 32.76 | 32.77 | 0.01 | 0
2030 | HQ_IESO_2_IESO | HQ_IESO | IESO | Internal | Summer | B8 | 500 | 99999 | 400 | 32.24 | 32.25 | 0.01 | 0
2030 | HQ_IESO_2_IESO | HQ_IESO | IESO | Internal | Summer | B9 | 800 | 99999 | 400 | 31.45 | 31.46 | 0.01 | 0
2030 | HQ_IESO_2_IESO | HQ_IESO | IESO | Internal | Summer | B10 | 1262 | 99999 | 12.04 | 31.45 | 31.46 | 0.01 | 0
2030 | HQ_IESO_2_IESO | HQ_IESO | IESO | Internal | Winter | B16 | 25 | 99999 | 400 | 39.95 | 39.97 | 0.01 | 0
2030 | HQ_IESO_2_IESO | HQ_IESO | IESO | Internal | Winter | B17 | 100 | 99999 | 400 | 39.01 | 39.02 | 0.01 | 0
2030 | HQ_IESO_2_IESO | HQ_IESO | IESO | Internal | Winter | B18 | 400 | 99999 | 400 | 37.17 | 37.19 | 0.01 | 0
2030 | HQ_IESO_2_IESO | HQ_IESO | IESO | Internal | Winter | B19 | 700 | 99999 | 400 | 35.76 | 35.77 | 0.01 | 0
2030 | HQ_IESO_2_IESO | HQ_IESO | IESO | Internal | Winter | B20 | 935 | 99999 | 91.98 | 35.76 | 35.77 | 0.01 | 0
2030 | IESO_2_MAPP_CA | IESO | MAPP_CA | Internal | Shoulder | B11 | 25 | 262 | 0 | 36.34 | 31.5 | 7 | 0
2030 | IESO_2_MAPP_CA | IESO | MAPP_CA | Internal | Shoulder | B12 | 200 | 262 | 0 | 34.33 | 31.5 | 7 | 0
2030 | IESO_2_MAPP_CA | IESO | MAPP_CA | Internal | Shoulder | B13 | 600 | 262 | 0 | 33.94 | 31.5 | 7 | 0
2030 | IESO_2_MAPP_CA | IESO | MAPP_CA | Internal | Shoulder | B14 | 900 | 262 | 0 | 33.94 | 31.5 | 7 | 0
2030 | IESO_2_MAPP_CA | IESO | MAPP_CA | Internal | Shoulder | B15 | 1203 | 262 | 0 | 33.94 | 31.5 | 7 | 0
2030 | IESO_2_MAPP_CA | IESO | MAPP_CA | Internal | Summer | B1 | 10 | 262 | 0 | 47.22 | 33.72 | 7 | 0
2030 | IESO_2_MAPP_CA | IESO | MAPP_CA | Internal | Summer | B2 | 25 | 262 | 0 | 47.22 | 33.72 | 7 | 0
2030 | IESO_2_MAPP_CA | IESO | MAPP_CA | Internal | Summer | B3 | 75 | 262 | 0 | 46.12 | 33.72 | 7 | 0
2030 | IESO_2_MAPP_CA | IESO | MAPP_CA | Internal | Summer | B4 | 100 | 262 | 0 | 45.59 | 33.72 | 7 | 0
2030 | IESO_2_MAPP_CA | IESO | MAPP_CA | Internal | Summer | B5 | 200 | 262 | 0 | 42.52 | 33.72 | 7 | 0
2030 | IESO_2_MAPP_CA | IESO | MAPP_CA | Internal | Summer | B6 | 300 | 262 | 0 | 41.72 | 33.72 | 7 | 0
2030 | IESO_2_MAPP_CA | IESO | MAPP_CA | Internal | Summer | B7 | 400 | 262 | 0 | 32.77 | 33.72 | 7 | 0
2030 | IESO_2_MAPP_CA | IESO | MAPP_CA | Internal | Summer | B8 | 500 | 262 | 0 | 32.25 | 33.72 | 7 | 0
2030 | IESO_2_MAPP_CA | IESO | MAPP_CA | Internal | Summer | B9 | 800 | 262 | 0 | 31.46 | 33.72 | 7 | 0
2030 | IESO_2_MAPP_CA | IESO | MAPP_CA | Internal | Summer | B10 | 1262 | 262 | 0 | 31.46 | 33.72 | 7 | 0
2030 | IESO_2_MAPP_CA | IESO | MAPP_CA | Internal | Winter | B16 | 25 | 262 | 0 | 39.97 | 31.97 | 7 | 0
2030 | IESO_2_MAPP_CA | IESO | MAPP_CA | Internal | Winter | B17 | 100 | 262 | 0 | 39.02 | 31.97 | 7 | 0
2030 | IESO_2_MAPP_CA | IESO | MAPP_CA | Internal | Winter | B18 | 400 | 262 | 0 | 37.19 | 39.06 | 7 | 0
2030 | IESO_2_MAPP_CA | IESO | MAPP_CA | Internal | Winter | B19 | 700 | 262 | 0 | 35.77 | 39.06 | 7 | 0
2030 | IESO_2_MAPP_CA | IESO | MAPP_CA | Internal | Winter | B20 | 935 | 262 | 0 | 35.77 | 31.97 | 7 | 0
2030 | IESO_2_MISO_MI | IESO | MISO_MI | Internal | Shoulder | B11 | 25 | 1840 | 1840 | 36.34 | 52.12 | 7 | 8.78
2030 | IESO_2_MISO_MI | IESO | MISO_MI | Internal | Shoulder | B12 | 200 | 1840 | 1840 | 34.33 | 44.84 | 7 | 3.51
2030 | IESO_2_MISO_MI | IESO | MISO_MI | Internal | Shoulder | B13 | 600 | 1840 | 1840 | 33.94 | 42.41 | 7 | 1.47
2030 | IESO_2_MISO_MI | IESO | MISO_MI | Internal | Shoulder | B14 | 900 | 1840 | 1803.98 | 33.94 | 40.94 | 7 | 0
2030 | IESO_2_MISO_MI | IESO | MISO_MI | Internal | Shoulder | B15 | 1203 | 1840 | 0 | 33.94 | 37.41 | 7 | 0
2030 | IESO_2_MISO_MI | IESO | MISO_MI | Internal | Summer | B1 | 10 | 1840 | 1840 | 47.22 | 72.23 | 7 | 18.01
2030 | IESO_2_MISO_MI | IESO | MISO_MI | Internal | Summer | B2 | 25 | 1840 | 1840 | 47.22 | 70.68 | 7 | 16.46
2030 | IESO_2_MISO_MI | IESO | MISO_MI | Internal | Summer | B3 | 75 | 1840 | 1840 | 46.12 | 67.93 | 7 | 14.81
2030 | IESO_2_MISO_MI | IESO | MISO_MI | Internal | Summer | B4 | 100 | 1840 | 1840 | 45.59 | 67.28 | 7 | 14.69
2030 | IESO_2_MISO_MI | IESO | MISO_MI | Internal | Summer | B5 | 200 | 1840 | 1840 | 42.52 | 60.62 | 7 | 11.09
2030 | IESO_2_MISO_MI | IESO | MISO_MI | Internal | Summer | B6 | 300 | 1840 | 1840 | 41.72 | 49.43 | 7 | 0.71
2030 | IESO_2_MISO_MI | IESO | MISO_MI | Internal | Summer | B7 | 400 | 1840 | 1840 | 32.77 | 42.15 | 7 | 2.38
2030 | IESO_2_MISO_MI | IESO | MISO_MI | Internal | Summer | B8 | 500 | 1840 | 1813.62 | 32.25 | 39.25 | 7 | 0
2030 | IESO_2_MISO_MI | IESO | MISO_MI | Internal | Summer | B9 | 800 | 1840 | 0 | 31.46 | 37.47 | 7 | 0
2030 | IESO_2_MISO_MI | IESO | MISO_MI | Internal | Summer | B10 | 1262 | 1840 | 0 | 31.46 | 35.29 | 7 | 0
2030 | IESO_2_MISO_MI | IESO | MISO_MI | Internal | Winter | B16 | 25 | 1840 | 1840 | 39.97 | 51.79 | 7 | 4.82
2030 | IESO_2_MISO_MI | IESO | MISO_MI | Internal | Winter | B17 | 100 | 1840 | 1840 | 39.02 | 47.97 | 7 | 1.95
2030 | IESO_2_MISO_MI | IESO | MISO_MI | Internal | Winter | B18 | 400 | 1840 | 1840 | 37.19 | 44.26 | 7 | 0.07
2030 | IESO_2_MISO_MI | IESO | MISO_MI | Internal | Winter | B19 | 700 | 1840 | 225.15 | 35.77 | 42.77 | 7 | 0
2030 | IESO_2_MISO_MI | IESO | MISO_MI | Internal | Winter | B20 | 935 | 1840 | 0 | 35.77 | 35.29 | 7 | 0
2030 | IESO_2_MISO_W | IESO | MISO_W | Internal | Shoulder | B11 | 25 | 214 | 214 | 36.34 | 51.96 | 7 | 8.62
2030 | IESO_2_MISO_W | IESO | MISO_W | Internal | Shoulder | B12 | 200 | 214 | 214 | 34.33 | 44.65 | 7 | 3.32
2030 | IESO_2_MISO_W | IESO | MISO_W | Internal | Shoulder | B13 | 600 | 214 | 214 | 33.94 | 41.02 | 7 | 0.08
2030 | IESO_2_MISO_W | IESO | MISO_W | Internal | Shoulder | B14 | 900 | 214 | 0 | 33.94 | 34.89 | 7 | 0
2030 | IESO_2_MISO_W | IESO | MISO_W | Internal | Shoulder | B15 | 1203 | 214 | 0 | 33.94 | 31.48 | 7 | 0
2030 | IESO_2_MISO_W | IESO | MISO_W | Internal | Summer | B1 | 10 | 214 | 214 | 47.22 | 71.83 | 7 | 17.61
2030 | IESO_2_MISO_W | IESO | MISO_W | Internal | Summer | B2 | 25 | 214 | 214 | 47.22 | 67.68 | 7 | 13.45
2030 | IESO_2_MISO_W | IESO | MISO_W | Internal | Summer | B3 | 75 | 214 | 214 | 46.12 | 67.92 | 7 | 14.79
2030 | IESO_2_MISO_W | IESO | MISO_W | Internal | Summer | B4 | 100 | 214 | 214 | 45.59 | 67.28 | 7 | 14.69
2030 | IESO_2_MISO_W | IESO | MISO_W | Internal | Summer | B5 | 200 | 214 | 214 | 42.52 | 60.6 | 7 | 11.08
2030 | IESO_2_MISO_W | IESO | MISO_W | Internal | Summer | B6 | 300 | 214 | 214 | 41.72 | 49.39 | 7 | 0.67
2030 | IESO_2_MISO_W | IESO | MISO_W | Internal | Summer | B7 | 400 | 214 | 214 | 32.77 | 42.12 | 7 | 2.34
2030 | IESO_2_MISO_W | IESO | MISO_W | Internal | Summer | B8 | 500 | 214 | 0 | 32.25 | 39.22 | 7 | 0
2030 | IESO_2_MISO_W | IESO | MISO_W | Internal | Summer | B9 | 800 | 214 | 0 | 31.46 | 37.44 | 7 | 0
2030 | IESO_2_MISO_W | IESO | MISO_W | Internal | Summer | B10 | 1262 | 214 | 0 | 31.46 | 33.73 | 7 | 0
2030 | IESO_2_MISO_W | IESO | MISO_W | Internal | Winter | B16 | 25 | 214 | 0 | 39.97 | 31.95 | 7 | 0
2030 | IESO_2_MISO_W | IESO | MISO_W | Internal | Winter | B17 | 100 | 214 | 0 | 39.02 | 31.98 | 7 | 0
2030 | IESO_2_MISO_W | IESO | MISO_W | Internal | Winter | B18 | 400 | 214 | 0 | 37.19 | 39.08 | 7 | 0
2030 | IESO_2_MISO_W | IESO | MISO_W | Internal | Winter | B19 | 700 | 214 | 0 | 35.77 | 39.08 | 7 | 0
2030 | IESO_2_MISO_W | IESO | MISO_W | Internal | Winter | B20 | 935 | 214 | 0 | 35.77 | 31.95 | 7 | 0
2030 | IESO_2_NYISO_A-F | IESO | NYISO_A-F | Internal | Shoulder | B11 | 25 | 1725 | 380.44 | 36.34 | 43.34 | 7 | 0
2030 | IESO_2_NYISO_A-F | IESO | NYISO_A-F | Internal | Shoulder | B12 | 200 | 1725 | 165.95 | 34.33 | 41.33 | 7 | 0
2030 | IESO_2_NYISO_A-F | IESO | NYISO_A-F | Internal | Shoulder | B13 | 600 | 1725 | 0 | 33.94 | 40.77 | 7 | 0
2030 | IESO_2_NYISO_A-F | IESO | NYISO_A-F | Internal | Shoulder | B14 | 900 | 1725 | 0 | 33.94 | 40.77 | 7 | 0
2030 | IESO_2_NYISO_A-F | IESO | NYISO_A-F | Internal | Shoulder | B15 | 1203 | 1725 | 0 | 33.94 | 40.77 | 7 | 0
2030 | IESO_2_NYISO_A-F | IESO | NYISO_A-F | Internal | Summer | B1 | 10 | 1725 | 405.97 | 47.22 | 54.22 | 7 | 0
2030 | IESO_2_NYISO_A-F | IESO | NYISO_A-F | Internal | Summer | B2 | 25 | 1725 | 986.75 | 47.22 | 54.22 | 7 | 0
2030 | IESO_2_NYISO_A-F | IESO | NYISO_A-F | Internal | Summer | B3 | 75 | 1725 | 824.68 | 46.12 | 53.12 | 7 | 0
2030 | IESO_2_NYISO_A-F | IESO | NYISO_A-F | Internal | Summer | B4 | 100 | 1725 | 316.56 | 45.59 | 52.59 | 7 | 0
2030 | IESO_2_NYISO_A-F | IESO | NYISO_A-F | Internal | Summer | B5 | 200 | 1725 | 433.2 | 42.52 | 49.52 | 7 | 0
2030 | IESO_2_NYISO_A-F | IESO | NYISO_A-F | Internal | Summer | B6 | 300 | 1725 | 0 | 41.72 | 43.38 | 7 | 0
2030 | IESO_2_NYISO_A-F | IESO | NYISO_A-F | Internal | Summer | B7 | 400 | 1725 | 687.72 | 32.77 | 39.77 | 7 | 0
2030 | IESO_2_NYISO_A-F | IESO | NYISO_A-F | Internal | Summer | B8 | 500 | 1725 | 1725 | 32.25 | 39.57 | 7 | 0.32
2030 | IESO_2_NYISO_A-F | IESO | NYISO_A-F | Internal | Summer | B9 | 800 | 1725 | 1725 | 31.46 | 38.89 | 7 | 0.43
2030 | IESO_2_NYISO_A-F | IESO | NYISO_A-F | Internal | Summer | B10 | 1262 | 1725 | 1725 | 31.46 | 38.89 | 7 | 0.43
2030 | IESO_2_NYISO_A-F | IESO | NYISO_A-F | Internal | Winter | B16 | 25 | 1725 | 0 | 39.97 | 46.02 | 7 | 0
2030 | IESO_2_NYISO_A-F | IESO | NYISO_A-F | Internal | Winter | B17 | 100 | 1725 | 222.83 | 39.02 | 46.02 | 7 | 0
2030 | IESO_2_NYISO_A-F | IESO | NYISO_A-F | Internal | Winter | B18 | 400 | 1725 | 915.2 | 37.19 | 44.19 | 7 | 0
2030 | IESO_2_NYISO_A-F | IESO | NYISO_A-F | Internal | Winter | B19 | 700 | 1725 | 1224.9 | 35.77 | 42.77 | 7 | 0
2030 | IESO_2_NYISO_A-F | IESO | NYISO_A-F | Internal | Winter | B20 | 935 | 1725 | 206.25 | 35.77 | 42.77 | 7 | 0
2030 | MAPP_CA_2_IESO | MAPP_CA | IESO | Internal | Shoulder | B11 | 25 | 330 | 0 | 31.5 | 36.34 | 8 | 0
2030 | MAPP_CA_2_IESO | MAPP_CA | IESO | Internal | Shoulder | B12 | 200 | 330 | 0 | 31.5 | 34.33 | 8 | 0
2030 | MAPP_CA_2_IESO | MAPP_CA | IESO | Internal | Shoulder | B13 | 600 | 330 | 0 | 31.5 | 33.94 | 8 | 0
2030 | MAPP_CA_2_IESO | MAPP_CA | IESO | Internal | Shoulder | B14 | 900 | 330 | 0 | 31.5 | 33.94 | 8 | 0
2030 | MAPP_CA_2_IESO | MAPP_CA | IESO | Internal | Shoulder | B15 | 1203 | 330 | 0 | 31.5 | 33.94 | 8 | 0
2030 | MAPP_CA_2_IESO | MAPP_CA | IESO | Internal | Summer | B1 | 10 | 330 | 330 | 33.72 | 47.22 | 8 | 5.5
2030 | MAPP_CA_2_IESO | MAPP_CA | IESO | Internal | Summer | B2 | 25 | 330 | 330 | 33.72 | 47.22 | 8 | 5.5
2030 | MAPP_CA_2_IESO | MAPP_CA | IESO | Internal | Summer | B3 | 75 | 330 | 330 | 33.72 | 46.12 | 8 | 4.4
2030 | MAPP_CA_2_IESO | MAPP_CA | IESO | Internal | Summer | B4 | 100 | 330 | 330 | 33.72 | 45.59 | 8 | 3.87
2030 | MAPP_CA_2_IESO | MAPP_CA | IESO | Internal | Summer | B5 | 200 | 330 | 330 | 33.72 | 42.52 | 8 | 0.8
2030 | MAPP_CA_2_IESO | MAPP_CA | IESO | Internal | Summer | B6 | 300 | 330 | 73.26 | 33.72 | 41.72 | 8 | 0
2030 | MAPP_CA_2_IESO | MAPP_CA | IESO | Internal | Summer | B7 | 400 | 330 | 0 | 33.72 | 32.77 | 8 | 0
2030 | MAPP_CA_2_IESO | MAPP_CA | IESO | Internal | Summer | B8 | 500 | 330 | 0 | 33.72 | 32.25 | 8 | 0
2030 | MAPP_CA_2_IESO | MAPP_CA | IESO | Internal | Summer | B9 | 800 | 330 | 0 | 33.72 | 31.46 | 8 | 0
2030 | MAPP_CA_2_IESO | MAPP_CA | IESO | Internal | Summer | B10 | 1262 | 330 | 0 | 33.72 | 31.46 | 8 | 0
2030 | MAPP_CA_2_IESO | MAPP_CA | IESO | Internal | Winter | B16 | 25 | 330 | 117.68 | 31.97 | 39.97 | 8 | 0
2030 | MAPP_CA_2_IESO | MAPP_CA | IESO | Internal | Winter | B17 | 100 | 330 | 0 | 31.97 | 39.02 | 8 | 0
2030 | MAPP_CA_2_IESO | MAPP_CA | IESO | Internal | Winter | B18 | 400 | 330 | 0 | 39.06 | 37.19 | 8 | 0
2030 | MAPP_CA_2_IESO | MAPP_CA | IESO | Internal | Winter | B19 | 700 | 330 | 0 | 39.06 | 35.77 | 8 | 0
2030 | MAPP_CA_2_IESO | MAPP_CA | IESO | Internal | Winter | B20 | 935 | 330 | 0 | 31.97 | 35.77 | 8 | 0
2030 | MAPP_CA_2_MAPP_US | MAPP_CA | MAPP_US | Internal | Shoulder | B11 | 25 | 437 | 437 | 31.5 | 42.6 | 7 | 4.11
2030 | MAPP_CA_2_MAPP_US | MAPP_CA | MAPP_US | Internal | Shoulder | B12 | 200 | 437 | 0 | 31.5 | 37.65 | 7 | 0
2030 | MAPP_CA_2_MAPP_US | MAPP_CA | MAPP_US | Internal | Shoulder | B13 | 600 | 437 | 0 | 31.5 | 34.02 | 7 | 0
2030 | MAPP_CA_2_MAPP_US | MAPP_CA | MAPP_US | Internal | Shoulder | B14 | 900 | 437 | 0 | 31.5 | 27.89 | 7 | 0
2030 | MAPP_CA_2_MAPP_US | MAPP_CA | MAPP_US | Internal | Shoulder | B15 | 1203 | 437 | 0 | 31.5 | 24.48 | 7 | 0
2030 | MAPP_CA_2_MAPP_US | MAPP_CA | MAPP_US | Internal | Summer | B1 | 10 | 437 | 437 | 33.72 | 64.83 | 7 | 24.11
2030 | MAPP_CA_2_MAPP_US | MAPP_CA | MAPP_US | Internal | Summer | B2 | 25 | 437 | 437 | 33.72 | 60.68 | 7 | 19.96
2030 | MAPP_CA_2_MAPP_US | MAPP_CA | MAPP_US | Internal | Summer | B3 | 75 | 437 | 437 | 33.72 | 60.92 | 7 | 20.2
2030 | MAPP_CA_2_MAPP_US | MAPP_CA | MAPP_US | Internal | Summer | B4 | 100 | 437 | 437 | 33.72 | 60.28 | 7 | 19.56
2030 | MAPP_CA_2_MAPP_US | MAPP_CA | MAPP_US | Internal | Summer | B5 | 200 | 437 | 437 | 33.72 | 53.6 | 7 | 12.88
2030 | MAPP_CA_2_MAPP_US | MAPP_CA | MAPP_US | Internal | Summer | B6 | 300 | 437 | 437 | 33.72 | 42.39 | 7 | 1.67
2030 | MAPP_CA_2_MAPP_US | MAPP_CA | MAPP_US | Internal | Summer | B7 | 400 | 437 | 0 | 33.72 | 35.12 | 7 | 0
2030 | MAPP_CA_2_MAPP_US | MAPP_CA | MAPP_US | Internal | Summer | B8 | 500 | 437 | 0 | 33.72 | 30.44 | 7 | 0
2030 | MAPP_CA_2_MAPP_US | MAPP_CA | MAPP_US | Internal | Summer | B9 | 800 | 437 | 0 | 33.72 | 30.44 | 7 | 0
2030 | MAPP_CA_2_MAPP_US | MAPP_CA | MAPP_US | Internal | Summer | B10 | 1262 | 437 | 0 | 33.72 | 26.73 | 7 | 0
2030 | MAPP_CA_2_MAPP_US | MAPP_CA | MAPP_US | Internal | Winter | B16 | 25 | 437 | 0 | 31.97 | 24.95 | 7 | 0
2030 | MAPP_CA_2_MAPP_US | MAPP_CA | MAPP_US | Internal | Winter | B17 | 100 | 437 | 0 | 31.97 | 24.98 | 7 | 0
2030 | MAPP_CA_2_MAPP_US | MAPP_CA | MAPP_US | Internal | Winter | B18 | 400 | 437 | 0 | 39.06 | 32.08 | 7 | 0
2030 | MAPP_CA_2_MAPP_US | MAPP_CA | MAPP_US | Internal | Winter | B19 | 700 | 437 | 0 | 39.06 | 32.08 | 7 | 0
2030 | MAPP_CA_2_MAPP_US | MAPP_CA | MAPP_US | Internal | Winter | B20 | 935 | 437 | 0 | 31.97 | 24.95 | 7 | 0
2030 | MAPP_CA_2_MISO_W | MAPP_CA | MISO_W | Internal | Shoulder | B11 | 25 | 2058 | 2058 | 31.5 | 51.96 | 0.01 | 20.46
2030 | MAPP_CA_2_MISO_W | MAPP_CA | MISO_W | Internal | Shoulder | B12 | 200 | 2058 | 2058 | 31.5 | 44.65 | 0.01 | 13.14
2030 | MAPP_CA_2_MISO_W | MAPP_CA | MISO_W | Internal | Shoulder | B13 | 600 | 2058 | 2058 | 31.5 | 41.02 | 0.01 | 9.51
2030 | MAPP_CA_2_MISO_W | MAPP_CA | MISO_W | Internal | Shoulder | B14 | 900 | 2058 | 2058 | 31.5 | 34.89 | 0.01 | 3.38
2030 | MAPP_CA_2_MISO_W | MAPP_CA | MISO_W | Internal | Shoulder | B15 | 1203 | 2058 | 0 | 31.5 | 31.48 | 0.01 | 0
2030 | MAPP_CA_2_MISO_W | MAPP_CA | MISO_W | Internal | Summer | B1 | 10 | 2058 | 2058 | 33.72 | 71.83 | 0.01 | 38.1
2030 | MAPP_CA_2_MISO_W | MAPP_CA | MISO_W | Internal | Summer | B2 | 25 | 2058 | 2058 | 33.72 | 67.68 | 0.01 | 33.94
2030 | MAPP_CA_2_MISO_W | MAPP_CA | MISO_W | Internal | Summer | B3 | 75 | 2058 | 2058 | 33.72 | 67.92 | 0.01 | 34.19
2030 | MAPP_CA_2_MISO_W | MAPP_CA | MISO_W | Internal | Summer | B4 | 100 | 2058 | 2058 | 33.72 | 67.28 | 0.01 | 33.55
2030 | MAPP_CA_2_MISO_W | MAPP_CA | MISO_W | Internal | Summer | B5 | 200 | 2058 | 2058 | 33.72 | 60.6 | 0.01 | 26.87
2030 | MAPP_CA_2_MISO_W | MAPP_CA | MISO_W | Internal | Summer | B6 | 300 | 2058 | 2058 | 33.72 | 49.39 | 0.01 | 15.66
2030 | MAPP_CA_2_MISO_W | MAPP_CA | MISO_W | Internal | Summer | B7 | 400 | 2058 | 2058 | 33.72 | 42.12 | 0.01 | 8.39
2030 | MAPP_CA_2_MISO_W | MAPP_CA | MISO_W | Internal | Summer | B8 | 500 | 2058 | 2058 | 33.72 | 39.22 | 0.01 | 5.48
2030 | MAPP_CA_2_MISO_W | MAPP_CA | MISO_W | Internal | Summer | B9 | 800 | 2058 | 2058 | 33.72 | 37.44 | 0.01 | 3.71
2030 | MAPP_CA_2_MISO_W | MAPP_CA | MISO_W | Internal | Summer | B10 | 1262 | 2058 | 3.99 | 33.72 | 33.73 | 0.01 | 0
2030 | MAPP_CA_2_MISO_W | MAPP_CA | MISO_W | Internal | Winter | B16 | 25 | 2058 | 0 | 31.97 | 31.95 | 0.01 | 0
2030 | MAPP_CA_2_MISO_W | MAPP_CA | MISO_W | Internal | Winter | B17 | 100 | 2058 | 569.44 | 31.97 | 31.98 | 0.01 | 0
2030 | MAPP_CA_2_MISO_W | MAPP_CA | MISO_W | Internal | Winter | B18 | 400 | 2058 | 1690.26 | 39.06 | 39.08 | 0.01 | 0
2030 | MAPP_CA_2_MISO_W | MAPP_CA | MISO_W | Internal | Winter | B19 | 700 | 2058 | 1695.51 | 39.06 | 39.08 | 0.01 | 0
2030 | MAPP_CA_2_MISO_W | MAPP_CA | MISO_W | Internal | Winter | B20 | 935 | 2058 | 0 | 31.97 | 31.95 | 0.01 | 0
2030 | MAPP_US_2_MAPP_CA | MAPP_US | MAPP_CA | Internal | Shoulder | B11 | 25 | 230 | 0 | 42.6 | 31.5 | 7 | 0
2030 | MAPP_US_2_MAPP_CA | MAPP_US | MAPP_CA | Internal | Shoulder | B12 | 200 | 230 | 0 | 37.65 | 31.5 | 7 | 0
2030 | MAPP_US_2_MAPP_CA | MAPP_US | MAPP_CA | Internal | Shoulder | B13 | 600 | 230 | 0 | 34.02 | 31.5 | 7 | 0
2030 | MAPP_US_2_MAPP_CA | MAPP_US | MAPP_CA | Internal | Shoulder | B14 | 900 | 230 | 0 | 27.89 | 31.5 | 7 | 0
2030 | MAPP_US_2_MAPP_CA | MAPP_US | MAPP_CA | Internal | Shoulder | B15 | 1203 | 230 | 230 | 24.48 | 31.5 | 7 | 0.01
2030 | MAPP_US_2_MAPP_CA | MAPP_US | MAPP_CA | Internal | Summer | B1 | 10 | 230 | 0 | 64.83 | 33.72 | 7 | 0
2030 | MAPP_US_2_MAPP_CA | MAPP_US | MAPP_CA | Internal | Summer | B2 | 25 | 230 | 0 | 60.68 | 33.72 | 7 | 0
2030 | MAPP_US_2_MAPP_CA | MAPP_US | MAPP_CA | Internal | Summer | B3 | 75 | 230 | 0 | 60.92 | 33.72 | 7 | 0
2030 | MAPP_US_2_MAPP_CA | MAPP_US | MAPP_CA | Internal | Summer | B4 | 100 | 230 | 0 | 60.28 | 33.72 | 7 | 0
2030 | MAPP_US_2_MAPP_CA | MAPP_US | MAPP_CA | Internal | Summer | B5 | 200 | 230 | 0 | 53.6 | 33.72 | 7 | 0
2030 | MAPP_US_2_MAPP_CA | MAPP_US | MAPP_CA | Internal | Summer | B6 | 300 | 230 | 0 | 42.39 | 33.72 | 7 | 0
2030 | MAPP_US_2_MAPP_CA | MAPP_US | MAPP_CA | Internal | Summer | B7 | 400 | 230 | 0 | 35.12 | 33.72 | 7 | 0
2030 | MAPP_US_2_MAPP_CA | MAPP_US | MAPP_CA | Internal | Summer | B8 | 500 | 230 | 0 | 30.44 | 33.72 | 7 | 0
2030 | MAPP_US_2_MAPP_CA | MAPP_US | MAPP_CA | Internal | Summer | B9 | 800 | 230 | 0 | 30.44 | 33.72 | 7 | 0
2030 | MAPP_US_2_MAPP_CA | MAPP_US | MAPP_CA | Internal | Summer | B10 | 1262 | 230 | 0 | 26.73 | 33.72 | 7 | 0
2030 | MAPP_US_2_MAPP_CA | MAPP_US | MAPP_CA | Internal | Winter | B16 | 25 | 230 | 230 | 24.95 | 31.97 | 7 | 0.01
2030 | MAPP_US_2_MAPP_CA | MAPP_US | MAPP_CA | Internal | Winter | B17 | 100 | 230 | 0 | 24.98 | 31.97 | 7 | 0
2030 | MAPP_US_2_MAPP_CA | MAPP_US | MAPP_CA | Internal | Winter | B18 | 400 | 230 | 0 | 32.08 | 39.06 | 7 | 0
2030 | MAPP_US_2_MAPP_CA | MAPP_US | MAPP_CA | Internal | Winter | B19 | 700 | 230 | 0 | 32.08 | 39.06 | 7 | 0
2030 | MAPP_US_2_MAPP_CA | MAPP_US | MAPP_CA | Internal | Winter | B20 | 935 | 230 | 230 | 24.95 | 31.97 | 7 | 0.01
2030 | MAPP_US_2_MISO_W | MAPP_US | MISO_W | Internal | Shoulder | B11 | 25 | 2635 | 2635 | 42.6 | 51.96 | 7 | 2.36
2030 | MAPP_US_2_MISO_W | MAPP_US | MISO_W | Internal | Shoulder | B12 | 200 | 2635 | 2251.28 | 37.65 | 44.65 | 7 | 0
2030 | MAPP_US_2_MISO_W | MAPP_US | MISO_W | Internal | Shoulder | B13 | 600 | 2635 | 2452.97 | 34.02 | 41.02 | 7 | 0
2030 | MAPP_US_2_MISO_W | MAPP_US | MISO_W | Internal | Shoulder | B14 | 900 | 2635 | 1433.58 | 27.89 | 34.89 | 7 | 0
2030 | MAPP_US_2_MISO_W | MAPP_US | MISO_W | Internal | Shoulder | B15 | 1203 | 2635 | 187.69 | 24.48 | 31.48 | 7 | 0
2030 | MAPP_US_2_MISO_W | MAPP_US | MISO_W | Internal | Summer | B1 | 10 | 2635 | 1288.42 | 64.83 | 71.83 | 7 | 0
2030 | MAPP_US_2_MISO_W | MAPP_US | MISO_W | Internal | Summer | B2 | 25 | 2635 | 1597.29 | 60.68 | 67.68 | 7 | 0
2030 | MAPP_US_2_MISO_W | MAPP_US | MISO_W | Internal | Summer | B3 | 75 | 2635 | 1512.42 | 60.92 | 67.92 | 7 | 0
2030 | MAPP_US_2_MISO_W | MAPP_US | MISO_W | Internal | Summer | B4 | 100 | 2635 | 2050.11 | 60.28 | 67.28 | 7 | 0
2030 | MAPP_US_2_MISO_W | MAPP_US | MISO_W | Internal | Summer | B5 | 200 | 2635 | 1931.12 | 53.6 | 60.6 | 7 | 0
2030 | MAPP_US_2_MISO_W | MAPP_US | MISO_W | Internal | Summer | B6 | 300 | 2635 | 2068.96 | 42.39 | 49.39 | 7 | 0
2030 | MAPP_US_2_MISO_W | MAPP_US | MISO_W | Internal | Summer | B7 | 400 | 2635 | 2095.26 | 35.12 | 42.12 | 7 | 0
2030 | MAPP_US_2_MISO_W | MAPP_US | MISO_W | Internal | Summer | B8 | 500 | 2635 | 2635 | 30.44 | 39.22 | 7 | 1.78
2030 | MAPP_US_2_MISO_W | MAPP_US | MISO_W | Internal | Summer | B9 | 800 | 2635 | 2048.87 | 30.44 | 37.44 | 7 | 0
2030 | MAPP_US_2_MISO_W | MAPP_US | MISO_W | Internal | Summer | B10 | 1262 | 2635 | 1837.96 | 26.73 | 33.73 | 7 | 0
2030 | MAPP_US_2_MISO_W | MAPP_US | MISO_W | Internal | Winter | B16 | 25 | 2635 | 2213.21 | 24.95 | 31.95 | 7 | 0
2030 | MAPP_US_2_MISO_W | MAPP_US | MISO_W | Internal | Winter | B17 | 100 | 2635 | 203.63 | 24.98 | 31.98 | 7 | 0
2030 | MAPP_US_2_MISO_W | MAPP_US | MISO_W | Internal | Winter | B18 | 400 | 2635 | 1983.31 | 32.08 | 39.08 | 7 | 0
2030 | MAPP_US_2_MISO_W | MAPP_US | MISO_W | Internal | Winter | B19 | 700 | 2635 | 1224.08 | 32.08 | 39.08 | 7 | 0
2030 | MAPP_US_2_MISO_W | MAPP_US | MISO_W | Internal | Winter | B20 | 935 | 2635 | 243.87 | 24.95 | 31.95 | 7 | 0
2030 | MAPP_US_2_NE | MAPP_US | NE | Internal | Shoulder | B11 | 25 | 2000 | 0 | 42.6 | 46.96 | 7 | 0
2030 | MAPP_US_2_NE | MAPP_US | NE | Internal | Shoulder | B12 | 200 | 2000 | 0 | 37.65 | 39.65 | 7 | 0
2030 | MAPP_US_2_NE | MAPP_US | NE | Internal | Shoulder | B13 | 600 | 2000 | 0 | 34.02 | 36.02 | 7 | 0
2030 | MAPP_US_2_NE | MAPP_US | NE | Internal | Shoulder | B14 | 900 | 2000 | 0 | 27.89 | 29.89 | 7 | 0
2030 | MAPP_US_2_NE | MAPP_US | NE | Internal | Shoulder | B15 | 1203 | 2000 | 0 | 24.48 | 26.47 | 7 | 0
2030 | MAPP_US_2_NE | MAPP_US | NE | Internal | Summer | B1 | 10 | 2000 | 0 | 64.83 | 66.83 | 7 | 0
2030 | MAPP_US_2_NE | MAPP_US | NE | Internal | Summer | B2 | 25 | 2000 | 0 | 60.68 | 62.68 | 7 | 0
2030 | MAPP_US_2_NE | MAPP_US | NE | Internal | Summer | B3 | 75 | 2000 | 0 | 60.92 | 62.92 | 7 | 0
2030 | MAPP_US_2_NE | MAPP_US | NE | Internal | Summer | B4 | 100 | 2000 | 0 | 60.28 | 62.28 | 7 | 0
2030 | MAPP_US_2_NE | MAPP_US | NE | Internal | Summer | B5 | 200 | 2000 | 0 | 53.6 | 55.6 | 7 | 0
2030 | MAPP_US_2_NE | MAPP_US | NE | Internal | Summer | B6 | 300 | 2000 | 0 | 42.39 | 44.39 | 7 | 0
2030 | MAPP_US_2_NE | MAPP_US | NE | Internal | Summer | B7 | 400 | 2000 | 0 | 35.12 | 37.12 | 7 | 0
2030 | MAPP_US_2_NE | MAPP_US | NE | Internal | Summer | B8 | 500 | 2000 | 0 | 30.44 | 34.22 | 7 | 0
2030 | MAPP_US_2_NE | MAPP_US | NE | Internal | Summer | B9 | 800 | 2000 | 0 | 30.44 | 32.44 | 7 | 0
2030 | MAPP_US_2_NE | MAPP_US | NE | Internal | Summer | B10 | 1262 | 2000 | 0 | 26.73 | 28.73 | 7 | 0
2030 | MAPP_US_2_NE | MAPP_US | NE | Internal | Winter | B16 | 25 | 2000 | 0 | 24.95 | -14.66 | 7 | 0
2030 | MAPP_US_2_NE | MAPP_US | NE | Internal | Winter | B17 | 100 | 2000 | 0 | 24.98 | 26.98 | 7 | 0
2030 | MAPP_US_2_NE | MAPP_US | NE | Internal | Winter | B18 | 400 | 2000 | 0 | 32.08 | 34.08 | 7 | 0
2030 | MAPP_US_2_NE | MAPP_US | NE | Internal | Winter | B19 | 700 | 2000 | 0 | 32.08 | 34.08 | 7 | 0
2030 | MAPP_US_2_NE | MAPP_US | NE | Internal | Winter | B20 | 935 | 2000 | 0 | 24.95 | 26.95 | 7 | 0
2030 | MARITIMES_2_NEISO | MARITIMES | NEISO | Internal | Shoulder | B11 | 25 | 99999 | 1720.66 | 37.22 | 37.24 | 0.01 | 0
2030 | MARITIMES_2_NEISO | MARITIMES | NEISO | Internal | Shoulder | B12 | 200 | 99999 | 1717.44 | 37.22 | 37.24 | 0.01 | 0
2030 | MARITIMES_2_NEISO | MARITIMES | NEISO | Internal | Shoulder | B13 | 600 | 99999 | 1704.78 | 37.22 | 37.24 | 0.01 | 0
2030 | MARITIMES_2_NEISO | MARITIMES | NEISO | Internal | Shoulder | B14 | 900 | 99999 | 1682.64 | 37.22 | 37.24 | 0.01 | 0
2030 | MARITIMES_2_NEISO | MARITIMES | NEISO | Internal | Shoulder | B15 | 1203 | 99999 | 648.08 | 37.22 | 37.24 | 0.01 | 0
2030 | MARITIMES_2_NEISO | MARITIMES | NEISO | Internal | Summer | B1 | 10 | 99999 | 1900 | 51.21 | 51.22 | 0.01 | 0
2030 | MARITIMES_2_NEISO | MARITIMES | NEISO | Internal | Summer | B2 | 25 | 99999 | 1878.75 | 51.21 | 51.22 | 0.01 | 0
2030 | MARITIMES_2_NEISO | MARITIMES | NEISO | Internal | Summer | B3 | 75 | 99999 | 1836.38 | 36.77 | 36.79 | 0.01 | 0
2030 | MARITIMES_2_NEISO | MARITIMES | NEISO | Internal | Summer | B4 | 100 | 99999 | 1799.97 | 36.77 | 36.79 | 0.01 | 0
2030 | MARITIMES_2_NEISO | MARITIMES | NEISO | Internal | Summer | B5 | 200 | 99999 | 1780.16 | 36.77 | 36.79 | 0.01 | 0
2030 | MARITIMES_2_NEISO | MARITIMES | NEISO | Internal | Summer | B6 | 300 | 99999 | 1757.82 | 36.77 | 36.79 | 0.01 | 0
2030 | MARITIMES_2_NEISO | MARITIMES | NEISO | Internal | Summer | B7 | 400 | 99999 | 1732.23 | 36.77 | 36.79 | 0.01 | 0
2030 | MARITIMES_2_NEISO | MARITIMES | NEISO | Internal | Summer | B8 | 500 | 99999 | 1712.1 | 36.77 | 36.79 | 0.01 | 0
2030 | MARITIMES_2_NEISO | MARITIMES | NEISO | Internal | Summer | B9 | 800 | 99999 | 1687.45 | 36.77 | 36.79 | 0.01 | 0
2030 | MARITIMES_2_NEISO | MARITIMES | NEISO | Internal | Summer | B10 | 1262 | 99999 | 465.06 | 36.77 | 36.79 | 0.01 | 0
2030 | MARITIMES_2_NEISO | MARITIMES | NEISO | Internal | Winter | B16 | 25 | 99999 | 1765.23 | 46.66 | 46.67 | 0.01 | 0
2030 | MARITIMES_2_NEISO | MARITIMES | NEISO | Internal | Winter | B17 | 100 | 99999 | 1747.34 | 46.66 | 46.67 | 0.01 | 0
2030 | MARITIMES_2_NEISO | MARITIMES | NEISO | Internal | Winter | B18 | 400 | 99999 | 1733.65 | 46.66 | 46.67 | 0.01 | 0
2030 | MARITIMES_2_NEISO | MARITIMES | NEISO | Internal | Winter | B19 | 700 | 99999 | 1708.15 | 45.76 | 45.77 | 0.01 | 0
2030 | MARITIMES_2_NEISO | MARITIMES | NEISO | Internal | Winter | B20 | 935 | 99999 | 723.43 | 45.76 | 45.77 | 0.01 | 0
2030 | MISO_IN_2_MISO_MI | MISO_IN | MISO_MI | Internal | Shoulder | B11 | 25 | 5081 | 1409.09 | 52.11 | 52.12 | 0.01 | 0
2030 | MISO_IN_2_MISO_MI | MISO_IN | MISO_MI | Internal | Shoulder | B12 | 200 | 5081 | 2501 | 44.83 | 44.84 | 0.01 | 0
2030 | MISO_IN_2_MISO_MI | MISO_IN | MISO_MI | Internal | Shoulder | B13 | 600 | 5081 | 2413.9 | 42.4 | 42.41 | 0.01 | 0
2030 | MISO_IN_2_MISO_MI | MISO_IN | MISO_MI | Internal | Shoulder | B14 | 900 | 5081 | 2994.67 | 40.93 | 40.94 | 0.01 | 0
2030 | MISO_IN_2_MISO_MI | MISO_IN | MISO_MI | Internal | Shoulder | B15 | 1203 | 5081 | 3413.34 | 37.4 | 37.41 | 0.01 | 0
2030 | MISO_IN_2_MISO_MI | MISO_IN | MISO_MI | Internal | Summer | B1 | 10 | 5081 | 1183.24 | 72.22 | 72.23 | 0.01 | 0
2030 | MISO_IN_2_MISO_MI | MISO_IN | MISO_MI | Internal | Summer | B2 | 25 | 5081 | 151.73 | 70.67 | 70.68 | 0.01 | 0
2030 | MISO_IN_2_MISO_MI | MISO_IN | MISO_MI | Internal | Summer | B3 | 75 | 5081 | 0 | 67.94 | 67.93 | 0.01 | 0
2030 | MISO_IN_2_MISO_MI | MISO_IN | MISO_MI | Internal | Summer | B4 | 100 | 5081 | 0 | 67.31 | 67.28 | 0.01 | 0
2030 | MISO_IN_2_MISO_MI | MISO_IN | MISO_MI | Internal | Summer | B5 | 200 | 5081 | 0 | 60.63 | 60.62 | 0.01 | 0
2030 | MISO_IN_2_MISO_MI | MISO_IN | MISO_MI | Internal | Summer | B6 | 300 | 5081 | 1048.69 | 49.42 | 49.43 | 0.01 | 0
2030 | MISO_IN_2_MISO_MI | MISO_IN | MISO_MI | Internal | Summer | B7 | 400 | 5081 | 1535.16 | 42.14 | 42.15 | 0.01 | 0
2030 | MISO_IN_2_MISO_MI | MISO_IN | MISO_MI | Internal | Summer | B8 | 500 | 5081 | 2670.17 | 39.24 | 39.25 | 0.01 | 0
2030 | MISO_IN_2_MISO_MI | MISO_IN | MISO_MI | Internal | Summer | B9 | 800 | 5081 | 3707.52 | 37.46 | 37.47 | 0.01 | 0
2030 | MISO_IN_2_MISO_MI | MISO_IN | MISO_MI | Internal | Summer | B10 | 1262 | 5081 | 4976.44 | 35.28 | 35.29 | 0.01 | 0
2030 | MISO_IN_2_MISO_MI | MISO_IN | MISO_MI | Internal | Winter | B16 | 25 | 5081 | 124.57 | 51.78 | 51.79 | 0.01 | 0
2030 | MISO_IN_2_MISO_MI | MISO_IN | MISO_MI | Internal | Winter | B17 | 100 | 5081 | 2160.39 | 47.96 | 47.97 | 0.01 | 0
2030 | MISO_IN_2_MISO_MI | MISO_IN | MISO_MI | Internal | Winter | B18 | 400 | 5081 | 3260.14 | 44.25 | 44.26 | 0.01 | 0
2030 | MISO_IN_2_MISO_MI | MISO_IN | MISO_MI | Internal | Winter | B19 | 700 | 5081 | 4393.72 | 42.76 | 42.77 | 0.01 | 0
2030 | MISO_IN_2_MISO_MI | MISO_IN | MISO_MI | Internal | Winter | B20 | 935 | 5081 | 3619.03 | 35.28 | 35.29 | 0.01 | 0
2030 | MISO_IN_2_MISO_MO-IL | MISO_IN | MISO_MO-IL | Internal | Shoulder | B11 | 25 | 9129 | 0 | 52.11 | 51.98 | 0.01 | 0
2030 | MISO_IN_2_MISO_MO-IL | MISO_IN | MISO_MO-IL | Internal | Shoulder | B12 | 200 | 9129 | 0 | 44.83 | 44.66 | 0.01 | 0
2030 | MISO_IN_2_MISO_MO-IL | MISO_IN | MISO_MO-IL | Internal | Shoulder | B13 | 600 | 9129 | 0 | 42.4 | 41.03 | 0.01 | 0
2030 | MISO_IN_2_MISO_MO-IL | MISO_IN | MISO_MO-IL | Internal | Shoulder | B14 | 900 | 9129 | 0 | 40.93 | 38.85 | 0.01 | 0
2030 | MISO_IN_2_MISO_MO-IL | MISO_IN | MISO_MO-IL | Internal | Shoulder | B15 | 1203 | 9129 | 0 | 37.4 | 35.17 | 0.01 | 0
2030 | MISO_IN_2_MISO_MO-IL | MISO_IN | MISO_MO-IL | Internal | Summer | B1 | 10 | 9129 | 0 | 72.22 | 71.85 | 0.01 | 0
2030 | MISO_IN_2_MISO_MO-IL | MISO_IN | MISO_MO-IL | Internal | Summer | B2 | 25 | 9129 | 0 | 70.67 | 70.66 | 0.01 | 0
2030 | MISO_IN_2_MISO_MO-IL | MISO_IN | MISO_MO-IL | Internal | Summer | B3 | 75 | 9129 | 0 | 67.94 | 67.93 | 0.01 | 0
2030 | MISO_IN_2_MISO_MO-IL | MISO_IN | MISO_MO-IL | Internal | Summer | B4 | 100 | 9129 | 0 | 67.31 | 67.29 | 0.01 | 0
2030 | MISO_IN_2_MISO_MO-IL | MISO_IN | MISO_MO-IL | Internal | Summer | B5 | 200 | 9129 | 0 | 60.63 | 60.62 | 0.01 | 0
2030 | MISO_IN_2_MISO_MO-IL | MISO_IN | MISO_MO-IL | Internal | Summer | B6 | 300 | 9129 | 0 | 49.42 | 49.4 | 0.01 | 0
2030 | MISO_IN_2_MISO_MO-IL | MISO_IN | MISO_MO-IL | Internal | Summer | B7 | 400 | 9129 | 0 | 42.14 | 42.13 | 0.01 | 0
2030 | MISO_IN_2_MISO_MO-IL | MISO_IN | MISO_MO-IL | Internal | Summer | B8 | 500 | 9129 | 0 | 39.24 | 39.23 | 0.01 | 0
2030 | MISO_IN_2_MISO_MO-IL | MISO_IN | MISO_MO-IL | Internal | Summer | B9 | 800 | 9129 | 0 | 37.46 | 37.45 | 0.01 | 0
2030 | MISO_IN_2_MISO_MO-IL | MISO_IN | MISO_MO-IL | Internal | Summer | B10 | 1262 | 9129 | 0 | 35.28 | 33.74 | 0.01 | 0
2030 | MISO_IN_2_MISO_MO-IL | MISO_IN | MISO_MO-IL | Internal | Winter | B16 | 25 | 9129 | 0 | 51.78 | 51.77 | 0.01 | 0
2030 | MISO_IN_2_MISO_MO-IL | MISO_IN | MISO_MO-IL | Internal | Winter | B17 | 100 | 9129 | 0 | 47.96 | 47.92 | 0.01 | 0
2030 | MISO_IN_2_MISO_MO-IL | MISO_IN | MISO_MO-IL | Internal | Winter | B18 | 400 | 9129 | 0 | 44.25 | 41.03 | 0.01 | 0
2030 | MISO_IN_2_MISO_MO-IL | MISO_IN | MISO_MO-IL | Internal | Winter | B19 | 700 | 9129 | 0 | 42.76 | 39.61 | 0.01 | 0
2030 | MISO_IN_2_MISO_MO-IL | MISO_IN | MISO_MO-IL | Internal | Winter | B20 | 935 | 9129 | 0 | 35.28 | 34.76 | 0.01 | 0
2030 | MISO_IN_2_NonRTO_Midwest | MISO_IN | NonRTO_Midwest | Internal | Shoulder | B11 | 25 | 4800 | 1713.33 | 52.11 | 60.11 | 8 | 0
2030 | MISO_IN_2_NonRTO_Midwest | MISO_IN | NonRTO_Midwest | Internal | Shoulder | B12 | 200 | 4800 | 1082.56 | 44.83 | 52.83 | 8 | 0
2030 | MISO_IN_2_NonRTO_Midwest | MISO_IN | NonRTO_Midwest | Internal | Shoulder | B13 | 600 | 4800 | 478.06 | 42.4 | 50.4 | 8 | 0
2030 | MISO_IN_2_NonRTO_Midwest | MISO_IN | NonRTO_Midwest | Internal | Shoulder | B14 | 900 | 4800 | 0 | 40.93 | 45.23 | 8 | 0
2030 | MISO_IN_2_NonRTO_Midwest | MISO_IN | NonRTO_Midwest | Internal | Shoulder | B15 | 1203 | 4800 | 0 | 37.4 | 38.05 | 8 | 0
2030 | MISO_IN_2_NonRTO_Midwest | MISO_IN | NonRTO_Midwest | Internal | Summer | B1 | 10 | 4800 | 0 | 72.22 | 76.13 | 8 | 0
2030 | MISO_IN_2_NonRTO_Midwest | MISO_IN | NonRTO_Midwest | Internal | Summer | B2 | 25 | 4800 | 0 | 70.67 | 76.13 | 8 | 0
2030 | MISO_IN_2_NonRTO_Midwest | MISO_IN | NonRTO_Midwest | Internal | Summer | B3 | 75 | 4800 | 2002.77 | 67.94 | 75.94 | 8 | 0
2030 | MISO_IN_2_NonRTO_Midwest | MISO_IN | NonRTO_Midwest | Internal | Summer | B4 | 100 | 4800 | 1545.36 | 67.31 | 75.31 | 8 | 0
2030 | MISO_IN_2_NonRTO_Midwest | MISO_IN | NonRTO_Midwest | Internal | Summer | B5 | 200 | 4800 | 1198.72 | 60.63 | 68.63 | 8 | 0
2030 | MISO_IN_2_NonRTO_Midwest | MISO_IN | NonRTO_Midwest | Internal | Summer | B6 | 300 | 4800 | 670.23 | 49.42 | 57.42 | 8 | 0
2030 | MISO_IN_2_NonRTO_Midwest | MISO_IN | NonRTO_Midwest | Internal | Summer | B7 | 400 | 4800 | 22.43 | 42.14 | 50.14 | 8 | 0
2030 | MISO_IN_2_NonRTO_Midwest | MISO_IN | NonRTO_Midwest | Internal | Summer | B8 | 500 | 4800 | 0 | 39.24 | 43.18 | 8 | 0
2030 | MISO_IN_2_NonRTO_Midwest | MISO_IN | NonRTO_Midwest | Internal | Summer | B9 | 800 | 4800 | 0 | 37.46 | 38.05 | 8 | 0
2030 | MISO_IN_2_NonRTO_Midwest | MISO_IN | NonRTO_Midwest | Internal | Summer | B10 | 1262 | 4800 | 0 | 35.28 | 33.74 | 8 | 0
2030 | MISO_IN_2_NonRTO_Midwest | MISO_IN | NonRTO_Midwest | Internal | Winter | B16 | 25 | 4800 | 2557.74 | 51.78 | 59.78 | 8 | 0
2030 | MISO_IN_2_NonRTO_Midwest | MISO_IN | NonRTO_Midwest | Internal | Winter | B17 | 100 | 4800 | 1405.32 | 47.96 | 55.96 | 8 | 0
2030 | MISO_IN_2_NonRTO_Midwest | MISO_IN | NonRTO_Midwest | Internal | Winter | B18 | 400 | 4800 | 472.1 | 44.25 | 52.25 | 8 | 0
2030 | MISO_IN_2_NonRTO_Midwest | MISO_IN | NonRTO_Midwest | Internal | Winter | B19 | 700 | 4800 | 0 | 42.76 | 44.92 | 8 | 0
2030 | MISO_IN_2_NonRTO_Midwest | MISO_IN | NonRTO_Midwest | Internal | Winter | B20 | 935 | 4800 | 0 | 35.28 | 38.05 | 8 | 0
2030 | MISO_IN_2_PJM_ROR | MISO_IN | PJM_ROR | Internal | Shoulder | B11 | 25 | 992 | 0 | 52.11 | 53.96 | 2 | 0
2030 | MISO_IN_2_PJM_ROR | MISO_IN | PJM_ROR | Internal | Shoulder | B12 | 200 | 992 | 0 | 44.83 | 46.66 | 2 | 0
2030 | MISO_IN_2_PJM_ROR | MISO_IN | PJM_ROR | Internal | Shoulder | B13 | 600 | 992 | 0 | 42.4 | 44.25 | 2 | 0
2030 | MISO_IN_2_PJM_ROR | MISO_IN | PJM_ROR | Internal | Shoulder | B14 | 900 | 992 | 228.9 | 40.93 | 42.93 | 2 | 0
2030 | MISO_IN_2_PJM_ROR | MISO_IN | PJM_ROR | Internal | Shoulder | B15 | 1203 | 992 | 992 | 37.4 | 39.41 | 2 | 0.01
2030 | MISO_IN_2_PJM_ROR | MISO_IN | PJM_ROR | Internal | Summer | B1 | 10 | 992 | 0 | 72.22 | 73.83 | 2 | 0
2030 | MISO_IN_2_PJM_ROR | MISO_IN | PJM_ROR | Internal | Summer | B2 | 25 | 992 | 0 | 70.67 | 69.68 | 2 | 0
2030 | MISO_IN_2_PJM_ROR | MISO_IN | PJM_ROR | Internal | Summer | B3 | 75 | 992 | 0 | 67.94 | 69.28 | 2 | 0
2030 | MISO_IN_2_PJM_ROR | MISO_IN | PJM_ROR | Internal | Summer | B4 | 100 | 992 | 0 | 67.31 | 69.28 | 2 | 0
2030 | MISO_IN_2_PJM_ROR | MISO_IN | PJM_ROR | Internal | Summer | B5 | 200 | 992 | 0 | 60.63 | 62.6 | 2 | 0
2030 | MISO_IN_2_PJM_ROR | MISO_IN | PJM_ROR | Internal | Summer | B6 | 300 | 992 | 0 | 49.42 | 51.39 | 2 | 0
2030 | MISO_IN_2_PJM_ROR | MISO_IN | PJM_ROR | Internal | Summer | B7 | 400 | 992 | 0 | 42.14 | 44.12 | 2 | 0
2030 | MISO_IN_2_PJM_ROR | MISO_IN | PJM_ROR | Internal | Summer | B8 | 500 | 992 | 0 | 39.24 | 41.22 | 2 | 0
2030 | MISO_IN_2_PJM_ROR | MISO_IN | PJM_ROR | Internal | Summer | B9 | 800 | 992 | 0 | 37.46 | 39.44 | 2 | 0
2030 | MISO_IN_2_PJM_ROR | MISO_IN | PJM_ROR | Internal | Summer | B10 | 1262 | 992 | 0 | 35.28 | 35.74 | 2 | 0
2030 | MISO_IN_2_PJM_ROR | MISO_IN | PJM_ROR | Internal | Winter | B16 | 25 | 992 | 0 | 51.78 | 53.77 | 2 | 0
2030 | MISO_IN_2_PJM_ROR | MISO_IN | PJM_ROR | Internal | Winter | B17 | 100 | 992 | 992 | 47.96 | 49.97 | 2 | 0.01
2030 | MISO_IN_2_PJM_ROR | MISO_IN | PJM_ROR | Internal | Winter | B18 | 400 | 992 | 992 | 44.25 | 46.26 | 2 | 0.01
2030 | MISO_IN_2_PJM_ROR | MISO_IN | PJM_ROR | Internal | Winter | B19 | 700 | 992 | 992 | 42.76 | 45.33 | 2 | 0.57
2030 | MISO_IN_2_PJM_ROR | MISO_IN | PJM_ROR | Internal | Winter | B20 | 935 | 992 | 0 | 35.28 | 36.76 | 2 | 0
2030 | MISO_MI_2_IESO | MISO_MI | IESO | Internal | Shoulder | B11 | 25 | 1580 | 0 | 52.12 | 36.34 | 8 | 0
2030 | MISO_MI_2_IESO | MISO_MI | IESO | Internal | Shoulder | B12 | 200 | 1580 | 0 | 44.84 | 34.33 | 8 | 0
2030 | MISO_MI_2_IESO | MISO_MI | IESO | Internal | Shoulder | B13 | 600 | 1580 | 0 | 42.41 | 33.94 | 8 | 0
2030 | MISO_MI_2_IESO | MISO_MI | IESO | Internal | Shoulder | B14 | 900 | 1580 | 0 | 40.94 | 33.94 | 8 | 0
2030 | MISO_MI_2_IESO | MISO_MI | IESO | Internal | Shoulder | B15 | 1203 | 1580 | 0 | 37.41 | 33.94 | 8 | 0
2030 | MISO_MI_2_IESO | MISO_MI | IESO | Internal | Summer | B1 | 10 | 1580 | 0 | 72.23 | 47.22 | 8 | 0
2030 | MISO_MI_2_IESO | MISO_MI | IESO | Internal | Summer | B2 | 25 | 1580 | 0 | 70.68 | 47.22 | 8 | 0
2030 | MISO_MI_2_IESO | MISO_MI | IESO | Internal | Summer | B3 | 75 | 1580 | 0 | 67.93 | 46.12 | 8 | 0
2030 | MISO_MI_2_IESO | MISO_MI | IESO | Internal | Summer | B4 | 100 | 1580 | 0 | 67.28 | 45.59 | 8 | 0
2030 | MISO_MI_2_IESO | MISO_MI | IESO | Internal | Summer | B5 | 200 | 1580 | 0 | 60.62 | 42.52 | 8 | 0
2030 | MISO_MI_2_IESO | MISO_MI | IESO | Internal | Summer | B6 | 300 | 1580 | 0 | 49.43 | 41.72 | 8 | 0
2030 | MISO_MI_2_IESO | MISO_MI | IESO | Internal | Summer | B7 | 400 | 1580 | 0 | 42.15 | 32.77 | 8 | 0
2030 | MISO_MI_2_IESO | MISO_MI | IESO | Internal | Summer | B8 | 500 | 1580 | 0 | 39.25 | 32.25 | 8 | 0
2030 | MISO_MI_2_IESO | MISO_MI | IESO | Internal | Summer | B9 | 800 | 1580 | 0 | 37.47 | 31.46 | 8 | 0
2030 | MISO_MI_2_IESO | MISO_MI | IESO | Internal | Summer | B10 | 1262 | 1580 | 0 | 35.29 | 31.46 | 8 | 0
2030 | MISO_MI_2_IESO | MISO_MI | IESO | Internal | Winter | B16 | 25 | 1580 | 0 | 51.79 | 39.97 | 8 | 0
2030 | MISO_MI_2_IESO | MISO_MI | IESO | Internal | Winter | B17 | 100 | 1580 | 0 | 47.97 | 39.02 | 8 | 0
2030 | MISO_MI_2_IESO | MISO_MI | IESO | Internal | Winter | B18 | 400 | 1580 | 0 | 44.26 | 37.19 | 8 | 0
2030 | MISO_MI_2_IESO | MISO_MI | IESO | Internal | Winter | B19 | 700 | 1580 | 0 | 42.77 | 35.77 | 8 | 0
2030 | MISO_MI_2_IESO | MISO_MI | IESO | Internal | Winter | B20 | 935 | 1580 | 0 | 35.29 | 35.77 | 8 | 0
2030 | MISO_MI_2_MISO_IN | MISO_MI | MISO_IN | Internal | Shoulder | B11 | 25 | 2126 | 0 | 52.12 | 52.11 | 0.01 | 0
2030 | MISO_MI_2_MISO_IN | MISO_MI | MISO_IN | Internal | Shoulder | B12 | 200 | 2126 | 0 | 44.84 | 44.83 | 0.01 | 0
2030 | MISO_MI_2_MISO_IN | MISO_MI | MISO_IN | Internal | Shoulder | B13 | 600 | 2126 | 0 | 42.41 | 42.4 | 0.01 | 0
2030 | MISO_MI_2_MISO_IN | MISO_MI | MISO_IN | Internal | Shoulder | B14 | 900 | 2126 | 0 | 40.94 | 40.93 | 0.01 | 0
2030 | MISO_MI_2_MISO_IN | MISO_MI | MISO_IN | Internal | Shoulder | B15 | 1203 | 2126 | 0 | 37.41 | 37.4 | 0.01 | 0
2030 | MISO_MI_2_MISO_IN | MISO_MI | MISO_IN | Internal | Summer | B1 | 10 | 2126 | 0 | 72.23 | 72.22 | 0.01 | 0
2030 | MISO_MI_2_MISO_IN | MISO_MI | MISO_IN | Internal | Summer | B2 | 25 | 2126 | 0 | 70.68 | 70.67 | 0.01 | 0
2030 | MISO_MI_2_MISO_IN | MISO_MI | MISO_IN | Internal | Summer | B3 | 75 | 2126 | 1435.67 | 67.93 | 67.94 | 0.01 | 0
2030 | MISO_MI_2_MISO_IN | MISO_MI | MISO_IN | Internal | Summer | B4 | 100 | 2126 | 2126 | 67.28 | 67.31 | 0.01 | 0.01
2030 | MISO_MI_2_MISO_IN | MISO_MI | MISO_IN | Internal | Summer | B5 | 200 | 2126 | 902.05 | 60.62 | 60.63 | 0.01 | 0
2030 | MISO_MI_2_MISO_IN | MISO_MI | MISO_IN | Internal | Summer | B6 | 300 | 2126 | 0 | 49.43 | 49.42 | 0.01 | 0
2030 | MISO_MI_2_MISO_IN | MISO_MI | MISO_IN | Internal | Summer | B7 | 400 | 2126 | 0 | 42.15 | 42.14 | 0.01 | 0
2030 | MISO_MI_2_MISO_IN | MISO_MI | MISO_IN | Internal | Summer | B8 | 500 | 2126 | 0 | 39.25 | 39.24 | 0.01 | 0
2030 | MISO_MI_2_MISO_IN | MISO_MI | MISO_IN | Internal | Summer | B9 | 800 | 2126 | 0 | 37.47 | 37.46 | 0.01 | 0
2030 | MISO_MI_2_MISO_IN | MISO_MI | MISO_IN | Internal | Summer | B10 | 1262 | 2126 | 0 | 35.29 | 35.28 | 0.01 | 0
2030 | MISO_MI_2_MISO_IN | MISO_MI | MISO_IN | Internal | Winter | B16 | 25 | 2126 | 0 | 51.79 | 51.78 | 0.01 | 0
2030 | MISO_MI_2_MISO_IN | MISO_MI | MISO_IN | Internal | Winter | B17 | 100 | 2126 | 0 | 47.97 | 47.96 | 0.01 | 0
2030 | MISO_MI_2_MISO_IN | MISO_MI | MISO_IN | Internal | Winter | B18 | 400 | 2126 | 0 | 44.26 | 44.25 | 0.01 | 0
2030 | MISO_MI_2_MISO_IN | MISO_MI | MISO_IN | Internal | Winter | B19 | 700 | 2126 | 0 | 42.77 | 42.76 | 0.01 | 0
2030 | MISO_MI_2_MISO_IN | MISO_MI | MISO_IN | Internal | Winter | B20 | 935 | 2126 | 0 | 35.29 | 35.28 | 0.01 | 0
2030 | MISO_MI_2_MISO_WUMS | MISO_MI | MISO_WUMS | Internal | Shoulder | B11 | 25 | 166 | 0 | 52.12 | 51.96 | 0.01 | 0
2030 | MISO_MI_2_MISO_WUMS | MISO_MI | MISO_WUMS | Internal | Shoulder | B12 | 200 | 166 | 0 | 44.84 | 44.66 | 0.01 | 0
2030 | MISO_MI_2_MISO_WUMS | MISO_MI | MISO_WUMS | Internal | Shoulder | B13 | 600 | 166 | 0 | 42.41 | 42.25 | 0.01 | 0
2030 | MISO_MI_2_MISO_WUMS | MISO_MI | MISO_WUMS | Internal | Shoulder | B14 | 900 | 166 | 0 | 40.94 | 40.93 | 0.01 | 0
2030 | MISO_MI_2_MISO_WUMS | MISO_MI | MISO_WUMS | Internal | Shoulder | B15 | 1203 | 166 | 0 | 37.41 | 36.51 | 0.01 | 0
2030 | MISO_MI_2_MISO_WUMS | MISO_MI | MISO_WUMS | Internal | Summer | B1 | 10 | 166 | 0 | 72.23 | 67.68 | 0.01 | 0
2030 | MISO_MI_2_MISO_WUMS | MISO_MI | MISO_WUMS | Internal | Summer | B2 | 25 | 166 | 0 | 70.68 | 67.68 | 0.01 | 0
2030 | MISO_MI_2_MISO_WUMS | MISO_MI | MISO_WUMS | Internal | Summer | B3 | 75 | 166 | 0 | 67.93 | 67.68 | 0.01 | 0
2030 | MISO_MI_2_MISO_WUMS | MISO_MI | MISO_WUMS | Internal | Summer | B4 | 100 | 166 | 72.51 | 67.28 | 67.29 | 0.01 | 0
2030 | MISO_MI_2_MISO_WUMS | MISO_MI | MISO_WUMS | Internal | Summer | B5 | 200 | 166 | 0 | 60.62 | 60.62 | 0.01 | 0
2030 | MISO_MI_2_MISO_WUMS | MISO_MI | MISO_WUMS | Internal | Summer | B6 | 300 | 166 | 0 | 49.43 | 49.39 | 0.01 | 0
2030 | MISO_MI_2_MISO_WUMS | MISO_MI | MISO_WUMS | Internal | Summer | B7 | 400 | 166 | 0 | 42.15 | 42.12 | 0.01 | 0
2030 | MISO_MI_2_MISO_WUMS | MISO_MI | MISO_WUMS | Internal | Summer | B8 | 500 | 166 | 0 | 39.25 | 39.23 | 0.01 | 0
2030 | MISO_MI_2_MISO_WUMS | MISO_MI | MISO_WUMS | Internal | Summer | B9 | 800 | 166 | 0 | 37.47 | 37.45 | 0.01 | 0
2030 | MISO_MI_2_MISO_WUMS | MISO_MI | MISO_WUMS | Internal | Summer | B10 | 1262 | 166 | 0 | 35.29 | 33.74 | 0.01 | 0
2030 | MISO_MI_2_MISO_WUMS | MISO_MI | MISO_WUMS | Internal | Winter | B16 | 25 | 166 | 0 | 51.79 | 45.53 | 0.01 | 0
2030 | MISO_MI_2_MISO_WUMS | MISO_MI | MISO_WUMS | Internal | Winter | B17 | 100 | 166 | 0 | 47.97 | 45.53 | 0.01 | 0
2030 | MISO_MI_2_MISO_WUMS | MISO_MI | MISO_WUMS | Internal | Winter | B18 | 400 | 166 | 0 | 44.26 | 44.26 | 0.01 | 0
2030 | MISO_MI_2_MISO_WUMS | MISO_MI | MISO_WUMS | Internal | Winter | B19 | 700 | 166 | 0 | 42.77 | 42.76 | 0.01 | 0
2030 | MISO_MI_2_MISO_WUMS | MISO_MI | MISO_WUMS | Internal | Winter | B20 | 935 | 166 | 0 | 35.29 | 34.76 | 0.01 | 0
2030 | MISO_MI_2_PJM_ROR | MISO_MI | PJM_ROR | Internal | Shoulder | B11 | 25 | 1424 | 0 | 52.12 | 53.96 | 2 | 0
2030 | MISO_MI_2_PJM_ROR | MISO_MI | PJM_ROR | Internal | Shoulder | B12 | 200 | 1424 | 0 | 44.84 | 46.66 | 2 | 0
2030 | MISO_MI_2_PJM_ROR | MISO_MI | PJM_ROR | Internal | Shoulder | B13 | 600 | 1424 | 0 | 42.41 | 44.25 | 2 | 0
2030 | MISO_MI_2_PJM_ROR | MISO_MI | PJM_ROR | Internal | Shoulder | B14 | 900 | 1424 | 0 | 40.94 | 42.93 | 2 | 0
2030 | MISO_MI_2_PJM_ROR | MISO_MI | PJM_ROR | Internal | Shoulder | B15 | 1203 | 1424 | 458.26 | 37.41 | 39.41 | 2 | 0
2030 | MISO_MI_2_PJM_ROR | MISO_MI | PJM_ROR | Internal | Summer | B1 | 10 | 1424 | 0 | 72.23 | 73.83 | 2 | 0
2030 | MISO_MI_2_PJM_ROR | MISO_MI | PJM_ROR | Internal | Summer | B2 | 25 | 1424 | 0 | 70.68 | 69.68 | 2 | 0
2030 | MISO_MI_2_PJM_ROR | MISO_MI | PJM_ROR | Internal | Summer | B3 | 75 | 1424 | 0 | 67.93 | 69.28 | 2 | 0
2030 | MISO_MI_2_PJM_ROR | MISO_MI | PJM_ROR | Internal | Summer | B4 | 100 | 1424 | 312.16 | 67.28 | 69.28 | 2 | 0
2030 | MISO_MI_2_PJM_ROR | MISO_MI | PJM_ROR | Internal | Summer | B5 | 200 | 1424 | 0 | 60.62 | 62.6 | 2 | 0
2030 | MISO_MI_2_PJM_ROR | MISO_MI | PJM_ROR | Internal | Summer | B6 | 300 | 1424 | 0 | 49.43 | 51.39 | 2 | 0
2030 | MISO_MI_2_PJM_ROR | MISO_MI | PJM_ROR | Internal | Summer | B7 | 400 | 1424 | 0 | 42.15 | 44.12 | 2 | 0
2030 | MISO_MI_2_PJM_ROR | MISO_MI | PJM_ROR | Internal | Summer | B8 | 500 | 1424 | 0 | 39.25 | 41.22 | 2 | 0
2030 | MISO_MI_2_PJM_ROR | MISO_MI | PJM_ROR | Internal | Summer | B9 | 800 | 1424 | 0 | 37.47 | 39.44 | 2 | 0
2030 | MISO_MI_2_PJM_ROR | MISO_MI | PJM_ROR | Internal | Summer | B10 | 1262 | 1424 | 0 | 35.29 | 35.74 | 2 | 0
2030 | MISO_MI_2_PJM_ROR | MISO_MI | PJM_ROR | Internal | Winter | B16 | 25 | 1424 | 0 | 51.79 | 53.77 | 2 | 0
2030 | MISO_MI_2_PJM_ROR | MISO_MI | PJM_ROR | Internal | Winter | B17 | 100 | 1424 | 993.5 | 47.97 | 49.97 | 2 | 0
2030 | MISO_MI_2_PJM_ROR | MISO_MI | PJM_ROR | Internal | Winter | B18 | 400 | 1424 | 953.34 | 44.26 | 46.26 | 2 | 0
2030 | MISO_MI_2_PJM_ROR | MISO_MI | PJM_ROR | Internal | Winter | B19 | 700 | 1424 | 1424 | 42.77 | 45.33 | 2 | 0.56
2030 | MISO_MI_2_PJM_ROR | MISO_MI | PJM_ROR | Internal | Winter | B20 | 935 | 1424 | 0 | 35.29 | 36.76 | 2 | 0
2030 | MISO_MO-IL_2_MISO_IN | MISO_MO-IL | MISO_IN | Internal | Shoulder | B11 | 25 | 6229 | 6229 | 51.98 | 52.11 | 0.01 | 0.12
2030 | MISO_MO-IL_2_MISO_IN | MISO_MO-IL | MISO_IN | Internal | Shoulder | B12 | 200 | 6229 | 6229 | 44.66 | 44.83 | 0.01 | 0.16
2030 | MISO_MO-IL_2_MISO_IN | MISO_MO-IL | MISO_IN | Internal | Shoulder | B13 | 600 | 6229 | 6229 | 41.03 | 42.4 | 0.01 | 1.35
2030 | MISO_MO-IL_2_MISO_IN | MISO_MO-IL | MISO_IN | Internal | Shoulder | B14 | 900 | 6229 | 6229 | 38.85 | 40.93 | 0.01 | 2.06
2030 | MISO_MO-IL_2_MISO_IN | MISO_MO-IL | MISO_IN | Internal | Shoulder | B15 | 1203 | 6229 | 6229 | 35.17 | 37.4 | 0.01 | 2.21
2030 | MISO_MO-IL_2_MISO_IN | MISO_MO-IL | MISO_IN | Internal | Summer | B1 | 10 | 6229 | 6229 | 71.85 | 72.22 | 0.01 | 0.36
2030 | MISO_MO-IL_2_MISO_IN | MISO_MO-IL | MISO_IN | Internal | Summer | B2 | 25 | 6229 | 4891.15 | 70.66 | 70.67 | 0.01 | 0
2030 | MISO_MO-IL_2_MISO_IN | MISO_MO-IL | MISO_IN | Internal | Summer | B3 | 75 | 6229 | 4328.51 | 67.93 | 67.94 | 0.01 | 0
2030 | MISO_MO-IL_2_MISO_IN | MISO_MO-IL | MISO_IN | Internal | Summer | B4 | 100 | 6229 | 2271.34 | 67.29 | 67.31 | 0.01 | 0
2030 | MISO_MO-IL_2_MISO_IN | MISO_MO-IL | MISO_IN | Internal | Summer | B5 | 200 | 6229 | 2808.88 | 60.62 | 60.63 | 0.01 | 0
2030 | MISO_MO-IL_2_MISO_IN | MISO_MO-IL | MISO_IN | Internal | Summer | B6 | 300 | 6229 | 3195.65 | 49.4 | 49.42 | 0.01 | 0
2030 | MISO_MO-IL_2_MISO_IN | MISO_MO-IL | MISO_IN | Internal | Summer | B7 | 400 | 6229 | 2588.22 | 42.13 | 42.14 | 0.01 | 0
2030 | MISO_MO-IL_2_MISO_IN | MISO_MO-IL | MISO_IN | Internal | Summer | B8 | 500 | 6229 | 4381.04 | 39.23 | 39.24 | 0.01 | 0
2030 | MISO_MO-IL_2_MISO_IN | MISO_MO-IL | MISO_IN | Internal | Summer | B9 | 800 | 6229 | 4229.33 | 37.45 | 37.46 | 0.01 | 0
2030 | MISO_MO-IL_2_MISO_IN | MISO_MO-IL | MISO_IN | Internal | Summer | B10 | 1262 | 6229 | 6229 | 33.74 | 35.28 | 0.01 | 1.52
2030 | MISO_MO-IL_2_MISO_IN | MISO_MO-IL | MISO_IN | Internal | Winter | B16 | 25 | 6229 | 5062.2 | 51.77 | 51.78 | 0.01 | 0
2030 | MISO_MO-IL_2_MISO_IN | MISO_MO-IL | MISO_IN | Internal | Winter | B17 | 100 | 6229 | 6229 | 47.92 | 47.96 | 0.01 | 0.02
2030 | MISO_MO-IL_2_MISO_IN | MISO_MO-IL | MISO_IN | Internal | Winter | B18 | 400 | 6229 | 6229 | 41.03 | 44.25 | 0.01 | 3.2
2030 | MISO_MO-IL_2_MISO_IN | MISO_MO-IL | MISO_IN | Internal | Winter | B19 | 700 | 6229 | 6229 | 39.61 | 42.76 | 0.01 | 3.13
2030 | MISO_MO-IL_2_MISO_IN | MISO_MO-IL | MISO_IN | Internal | Winter | B20 | 935 | 6229 | 6229 | 34.76 | 35.28 | 0.01 | 0.51
2030 | MISO_MO-IL_2_MISO_W | MISO_MO-IL | MISO_W | Internal | Shoulder | B11 | 25 | 5033 | 0 | 51.98 | 51.96 | 0.01 | 0
2030 | MISO_MO-IL_2_MISO_W | MISO_MO-IL | MISO_W | Internal | Shoulder | B12 | 200 | 5033 | 0 | 44.66 | 44.65 | 0.01 | 0
2030 | MISO_MO-IL_2_MISO_W | MISO_MO-IL | MISO_W | Internal | Shoulder | B13 | 600 | 5033 | 0 | 41.03 | 41.02 | 0.01 | 0
2030 | MISO_MO-IL_2_MISO_W | MISO_MO-IL | MISO_W | Internal | Shoulder | B14 | 900 | 5033 | 0 | 38.85 | 34.89 | 0.01 | 0
2030 | MISO_MO-IL_2_MISO_W | MISO_MO-IL | MISO_W | Internal | Shoulder | B15 | 1203 | 5033 | 0 | 35.17 | 31.48 | 0.01 | 0
2030 | MISO_MO-IL_2_MISO_W | MISO_MO-IL | MISO_W | Internal | Summer | B1 | 10 | 5033 | 0 | 71.85 | 71.83 | 0.01 | 0
2030 | MISO_MO-IL_2_MISO_W | MISO_MO-IL | MISO_W | Internal | Summer | B2 | 25 | 5033 | 0 | 70.66 | 67.68 | 0.01 | 0
2030 | MISO_MO-IL_2_MISO_W | MISO_MO-IL | MISO_W | Internal | Summer | B3 | 75 | 5033 | 0 | 67.93 | 67.92 | 0.01 | 0
2030 | MISO_MO-IL_2_MISO_W | MISO_MO-IL | MISO_W | Internal | Summer | B4 | 100 | 5033 | 0 | 67.29 | 67.28 | 0.01 | 0
2030 | MISO_MO-IL_2_MISO_W | MISO_MO-IL | MISO_W | Internal | Summer | B5 | 200 | 5033 | 0 | 60.62 | 60.6 | 0.01 | 0
2030 | MISO_MO-IL_2_MISO_W | MISO_MO-IL | MISO_W | Internal | Summer | B6 | 300 | 5033 | 0 | 49.4 | 49.39 | 0.01 | 0
2030 | MISO_MO-IL_2_MISO_W | MISO_MO-IL | MISO_W | Internal | Summer | B7 | 400 | 5033 | 0 | 42.13 | 42.12 | 0.01 | 0
2030 | MISO_MO-IL_2_MISO_W | MISO_MO-IL | MISO_W | Internal | Summer | B8 | 500 | 5033 | 0 | 39.23 | 39.22 | 0.01 | 0
2030 | MISO_MO-IL_2_MISO_W | MISO_MO-IL | MISO_W | Internal | Summer | B9 | 800 | 5033 | 0 | 37.45 | 37.44 | 0.01 | 0
2030 | MISO_MO-IL_2_MISO_W | MISO_MO-IL | MISO_W | Internal | Summer | B10 | 1262 | 5033 | 0 | 33.74 | 33.73 | 0.01 | 0
2030 | MISO_MO-IL_2_MISO_W | MISO_MO-IL | MISO_W | Internal | Winter | B16 | 25 | 5033 | 0 | 51.77 | 31.95 | 0.01 | 0
2030 | MISO_MO-IL_2_MISO_W | MISO_MO-IL | MISO_W | Internal | Winter | B17 | 100 | 5033 | 0 | 47.92 | 31.98 | 0.01 | 0
2030 | MISO_MO-IL_2_MISO_W | MISO_MO-IL | MISO_W | Internal | Winter | B18 | 400 | 5033 | 0 | 41.03 | 39.08 | 0.01 | 0
2030 | MISO_MO-IL_2_MISO_W | MISO_MO-IL | MISO_W | Internal | Winter | B19 | 700 | 5033 | 0 | 39.61 | 39.08 | 0.01 | 0
2030 | MISO_MO-IL_2_MISO_W | MISO_MO-IL | MISO_W | Internal | Winter | B20 | 935 | 5033 | 0 | 34.76 | 31.95 | 0.01 | 0
2030 | MISO_MO-IL_2_PJM_ROR | MISO_MO-IL | PJM_ROR | Internal | Shoulder | B11 | 25 | 1212 | 0 | 51.98 | 53.96 | 2 | 0
2030 | MISO_MO-IL_2_PJM_ROR | MISO_MO-IL | PJM_ROR | Internal | Shoulder | B12 | 200 | 1212 | 115.39 | 44.66 | 46.66 | 2 | 0
2030 | MISO_MO-IL_2_PJM_ROR | MISO_MO-IL | PJM_ROR | Internal | Shoulder | B13 | 600 | 1212 | 1212 | 41.03 | 44.25 | 2 | 1.22
2030 | MISO_MO-IL_2_PJM_ROR | MISO_MO-IL | PJM_ROR | Internal | Shoulder | B14 | 900 | 1212 | 1212 | 38.85 | 42.93 | 2 | 2.07
2030 | MISO_MO-IL_2_PJM_ROR | MISO_MO-IL | PJM_ROR | Internal | Shoulder | B15 | 1203 | 1212 | 1212 | 35.17 | 39.41 | 2 | 2.24
2030 | MISO_MO-IL_2_PJM_ROR | MISO_MO-IL | PJM_ROR | Internal | Summer | B1 | 10 | 1212 | 0 | 71.85 | 73.83 | 2 | 0
2030 | MISO_MO-IL_2_PJM_ROR | MISO_MO-IL | PJM_ROR | Internal | Summer | B2 | 25 | 1212 | 0 | 70.66 | 69.68 | 2 | 0
2030 | MISO_MO-IL_2_PJM_ROR | MISO_MO-IL | PJM_ROR | Internal | Summer | B3 | 75 | 1212 | 0 | 67.93 | 69.28 | 2 | 0
2030 | MISO_MO-IL_2_PJM_ROR | MISO_MO-IL | PJM_ROR | Internal | Summer | B4 | 100 | 1212 | 0 | 67.29 | 69.28 | 2 | 0
2030 | MISO_MO-IL_2_PJM_ROR | MISO_MO-IL | PJM_ROR | Internal | Summer | B5 | 200 | 1212 | 0 | 60.62 | 62.6 | 2 | 0
2030 | MISO_MO-IL_2_PJM_ROR | MISO_MO-IL | PJM_ROR | Internal | Summer | B6 | 300 | 1212 | 0 | 49.4 | 51.39 | 2 | 0
2030 | MISO_MO-IL_2_PJM_ROR | MISO_MO-IL | PJM_ROR | Internal | Summer | B7 | 400 | 1212 | 0 | 42.13 | 44.12 | 2 | 0
2030 | MISO_MO-IL_2_PJM_ROR | MISO_MO-IL | PJM_ROR | Internal | Summer | B8 | 500 | 1212 | 0 | 39.23 | 41.22 | 2 | 0
2030 | MISO_MO-IL_2_PJM_ROR | MISO_MO-IL | PJM_ROR | Internal | Summer | B9 | 800 | 1212 | 0 | 37.45 | 39.44 | 2 | 0
2030 | MISO_MO-IL_2_PJM_ROR | MISO_MO-IL | PJM_ROR | Internal | Summer | B10 | 1262 | 1212 | 43.48 | 33.74 | 35.74 | 2 | 0
2030 | MISO_MO-IL_2_PJM_ROR | MISO_MO-IL | PJM_ROR | Internal | Winter | B16 | 25 | 1212 | 479.68 | 51.77 | 53.77 | 2 | 0
2030 | MISO_MO-IL_2_PJM_ROR | MISO_MO-IL | PJM_ROR | Internal | Winter | B17 | 100 | 1212 | 1212 | 47.92 | 49.97 | 2 | 0.05
2030 | MISO_MO-IL_2_PJM_ROR | MISO_MO-IL | PJM_ROR | Internal | Winter | B18 | 400 | 1212 | 1212 | 41.03 | 46.26 | 2 | 3.23
2030 | MISO_MO-IL_2_PJM_ROR | MISO_MO-IL | PJM_ROR | Internal | Winter | B19 | 700 | 1212 | 1212 | 39.61 | 45.33 | 2 | 3.72
2030 | MISO_MO-IL_2_PJM_ROR | MISO_MO-IL | PJM_ROR | Internal | Winter | B20 | 935 | 1212 | 529.61 | 34.76 | 36.76 | 2 | 0
2030 | MISO_MO-IL_2_TVA_Transmission | MISO_MO-IL | TVA_Transmission | Internal | Shoulder | B11 | 25 | 4000 | 0 | 51.98 | 59.96 | 8 | 0
2030 | MISO_MO-IL_2_TVA_Transmission | MISO_MO-IL | TVA_Transmission | Internal | Shoulder | B12 | 200 | 4000 | 0 | 44.66 | 50.03 | 8 | 0
2030 | MISO_MO-IL_2_TVA_Transmission | MISO_MO-IL | TVA_Transmission | Internal | Shoulder | B13 | 600 | 4000 | 0 | 41.03 | 47.55 | 8 | 0
2030 | MISO_MO-IL_2_TVA_Transmission | MISO_MO-IL | TVA_Transmission | Internal | Shoulder | B14 | 900 | 4000 | 559.72 | 38.85 | 46.85 | 8 | 0
2030 | MISO_MO-IL_2_TVA_Transmission | MISO_MO-IL | TVA_Transmission | Internal | Shoulder | B15 | 1203 | 4000 | 1488.87 | 35.17 | 43.17 | 8 | 0
2030 | MISO_MO-IL_2_TVA_Transmission | MISO_MO-IL | TVA_Transmission | Internal | Summer | B1 | 10 | 4000 | 0 | 71.85 | 79.83 | 8 | 0
2030 | MISO_MO-IL_2_TVA_Transmission | MISO_MO-IL | TVA_Transmission | Internal | Summer | B2 | 25 | 4000 | 0 | 70.66 | 75.69 | 8 | 0
2030 | MISO_MO-IL_2_TVA_Transmission | MISO_MO-IL | TVA_Transmission | Internal | Summer | B3 | 75 | 4000 | 0 | 67.93 | 75.28 | 8 | 0
2030 | MISO_MO-IL_2_TVA_Transmission | MISO_MO-IL | TVA_Transmission | Internal | Summer | B4 | 100 | 4000 | 0 | 67.29 | 74.75 | 8 | 0
2030 | MISO_MO-IL_2_TVA_Transmission | MISO_MO-IL | TVA_Transmission | Internal | Summer | B5 | 200 | 4000 | 0 | 60.62 | 68.6 | 8 | 0
2030 | MISO_MO-IL_2_TVA_Transmission | MISO_MO-IL | TVA_Transmission | Internal | Summer | B6 | 300 | 4000 | 0 | 49.4 | 56.44 | 8 | 0
2030 | MISO_MO-IL_2_TVA_Transmission | MISO_MO-IL | TVA_Transmission | Internal | Summer | B7 | 400 | 4000 | 0 | 42.13 | 49.61 | 8 | 0
2030 | MISO_MO-IL_2_TVA_Transmission | MISO_MO-IL | TVA_Transmission | Internal | Summer | B8 | 500 | 4000 | 0 | 39.23 | 46.07 | 8 | 0
2030 | MISO_MO-IL_2_TVA_Transmission | MISO_MO-IL | TVA_Transmission | Internal | Summer | B9 | 800 | 4000 | 0 | 37.45 | 45.43 | 8 | 0
2030 | MISO_MO-IL_2_TVA_Transmission | MISO_MO-IL | TVA_Transmission | Internal | Summer | B10 | 1262 | 4000 | 49.41 | 33.74 | 41.74 | 8 | 0
2030 | MISO_MO-IL_2_TVA_Transmission | MISO_MO-IL | TVA_Transmission | Internal | Winter | B16 | 25 | 4000 | 1338.75 | 51.77 | 59.77 | 8 | 0
2030 | MISO_MO-IL_2_TVA_Transmission | MISO_MO-IL | TVA_Transmission | Internal | Winter | B17 | 100 | 4000 | 0 | 47.92 | 52.03 | 8 | 0
2030 | MISO_MO-IL_2_TVA_Transmission | MISO_MO-IL | TVA_Transmission | Internal | Winter | B18 | 400 | 4000 | 0 | 41.03 | 47.78 | 8 | 0
2030 | MISO_MO-IL_2_TVA_Transmission | MISO_MO-IL | TVA_Transmission | Internal | Winter | B19 | 700 | 4000 | 0 | 39.61 | 47.09 | 8 | 0
2030 | MISO_MO-IL_2_TVA_Transmission | MISO_MO-IL | TVA_Transmission | Internal | Winter | B20 | 935 | 4000 | 309.29 | 34.76 | 42.76 | 8 | 0
2030 | MISO_W_2_IESO | MISO_W | IESO | Internal | Shoulder | B11 | 25 | 164 | 0 | 51.96 | 36.34 | 8 | 0
2030 | MISO_W_2_IESO | MISO_W | IESO | Internal | Shoulder | B12 | 200 | 164 | 0 | 44.65 | 34.33 | 8 | 0
2030 | MISO_W_2_IESO | MISO_W | IESO | Internal | Shoulder | B13 | 600 | 164 | 0 | 41.02 | 33.94 | 8 | 0
2030 | MISO_W_2_IESO | MISO_W | IESO | Internal | Shoulder | B14 | 900 | 164 | 0 | 34.89 | 33.94 | 8 | 0
2030 | MISO_W_2_IESO | MISO_W | IESO | Internal | Shoulder | B15 | 1203 | 164 | 0 | 31.48 | 33.94 | 8 | 0
2030 | MISO_W_2_IESO | MISO_W | IESO | Internal | Summer | B1 | 10 | 164 | 0 | 71.83 | 47.22 | 8 | 0
2030 | MISO_W_2_IESO | MISO_W | IESO | Internal | Summer | B2 | 25 | 164 | 0 | 67.68 | 47.22 | 8 | 0
2030 | MISO_W_2_IESO | MISO_W | IESO | Internal | Summer | B3 | 75 | 164 | 0 | 67.92 | 46.12 | 8 | 0
2030 | MISO_W_2_IESO | MISO_W | IESO | Internal | Summer | B4 | 100 | 164 | 0 | 67.28 | 45.59 | 8 | 0
2030 | MISO_W_2_IESO | MISO_W | IESO | Internal | Summer | B5 | 200 | 164 | 0 | 60.6 | 42.52 | 8 | 0
2030 | MISO_W_2_IESO | MISO_W | IESO | Internal | Summer | B6 | 300 | 164 | 0 | 49.39 | 41.72 | 8 | 0
2030 | MISO_W_2_IESO | MISO_W | IESO | Internal | Summer | B7 | 400 | 164 | 0 | 42.12 | 32.77 | 8 | 0
2030 | MISO_W_2_IESO | MISO_W | IESO | Internal | Summer | B8 | 500 | 164 | 0 | 39.22 | 32.25 | 8 | 0
2030 | MISO_W_2_IESO | MISO_W | IESO | Internal | Summer | B9 | 800 | 164 | 0 | 37.44 | 31.46 | 8 | 0
2030 | MISO_W_2_IESO | MISO_W | IESO | Internal | Summer | B10 | 1262 | 164 | 0 | 33.73 | 31.46 | 8 | 0
2030 | MISO_W_2_IESO | MISO_W | IESO | Internal | Winter | B16 | 25 | 164 | 164 | 31.95 | 39.97 | 8 | 0.01
2030 | MISO_W_2_IESO | MISO_W | IESO | Internal | Winter | B17 | 100 | 164 | 0 | 31.98 | 39.02 | 8 | 0
2030 | MISO_W_2_IESO | MISO_W | IESO | Internal | Winter | B18 | 400 | 164 | 0 | 39.08 | 37.19 | 8 | 0
2030 | MISO_W_2_IESO | MISO_W | IESO | Internal | Winter | B19 | 700 | 164 | 0 | 39.08 | 35.77 | 8 | 0
2030 | MISO_W_2_IESO | MISO_W | IESO | Internal | Winter | B20 | 935 | 164 | 0 | 31.95 | 35.77 | 8 | 0
2030 | MISO_W_2_MAPP_CA | MISO_W | MAPP_CA | Internal | Shoulder | B11 | 25 | 788 | 0 | 51.96 | 31.5 | 0.01 | 0
2030 | MISO_W_2_MAPP_CA | MISO_W | MAPP_CA | Internal | Shoulder | B12 | 200 | 788 | 0 | 44.65 | 31.5 | 0.01 | 0
2030 | MISO_W_2_MAPP_CA | MISO_W | MAPP_CA | Internal | Shoulder | B13 | 600 | 788 | 0 | 41.02 | 31.5 | 0.01 | 0
2030 | MISO_W_2_MAPP_CA | MISO_W | MAPP_CA | Internal | Shoulder | B14 | 900 | 788 | 0 | 34.89 | 31.5 | 0.01 | 0
2030 | MISO_W_2_MAPP_CA | MISO_W | MAPP_CA | Internal | Shoulder | B15 | 1203 | 788 | 508.36 | 31.48 | 31.5 | 0.01 | 0
2030 | MISO_W_2_MAPP_CA | MISO_W | MAPP_CA | Internal | Summer | B1 | 10 | 788 | 0 | 71.83 | 33.72 | 0.01 | 0
2030 | MISO_W_2_MAPP_CA | MISO_W | MAPP_CA | Internal | Summer | B2 | 25 | 788 | 0 | 67.68 | 33.72 | 0.01 | 0
2030 | MISO_W_2_MAPP_CA | MISO_W | MAPP_CA | Internal | Summer | B3 | 75 | 788 | 0 | 67.92 | 33.72 | 0.01 | 0
2030 | MISO_W_2_MAPP_CA | MISO_W | MAPP_CA | Internal | Summer | B4 | 100 | 788 | 0 | 67.28 | 33.72 | 0.01 | 0
2030 | MISO_W_2_MAPP_CA | MISO_W | MAPP_CA | Internal | Summer | B5 | 200 | 788 | 0 | 60.6 | 33.72 | 0.01 | 0
2030 | MISO_W_2_MAPP_CA | MISO_W | MAPP_CA | Internal | Summer | B6 | 300 | 788 | 0 | 49.39 | 33.72 | 0.01 | 0
2030 | MISO_W_2_MAPP_CA | MISO_W | MAPP_CA | Internal | Summer | B7 | 400 | 788 | 0 | 42.12 | 33.72 | 0.01 | 0
2030 | MISO_W_2_MAPP_CA | MISO_W | MAPP_CA | Internal | Summer | B8 | 500 | 788 | 0 | 39.22 | 33.72 | 0.01 | 0
2030 | MISO_W_2_MAPP_CA | MISO_W | MAPP_CA | Internal | Summer | B9 | 800 | 788 | 0 | 37.44 | 33.72 | 0.01 | 0
2030 | MISO_W_2_MAPP_CA | MISO_W | MAPP_CA | Internal | Summer | B10 | 1262 | 788 | 0 | 33.73 | 33.72 | 0.01 | 0
2030 | MISO_W_2_MAPP_CA | MISO_W | MAPP_CA | Internal | Winter | B16 | 25 | 788 | 491.16 | 31.95 | 31.97 | 0.01 | 0
2030 | MISO_W_2_MAPP_CA | MISO_W | MAPP_CA | Internal | Winter | B17 | 100 | 788 | 0 | 31.98 | 31.97 | 0.01 | 0
2030 | MISO_W_2_MAPP_CA | MISO_W | MAPP_CA | Internal | Winter | B18 | 400 | 788 | 0 | 39.08 | 39.06 | 0.01 | 0
2030 | MISO_W_2_MAPP_CA | MISO_W | MAPP_CA | Internal | Winter | B19 | 700 | 788 | 0 | 39.08 | 39.06 | 0.01 | 0
2030 | MISO_W_2_MAPP_CA | MISO_W | MAPP_CA | Internal | Winter | B20 | 935 | 788 | 786.27 | 31.95 | 31.97 | 0.01 | 0
2030 | MISO_W_2_MISO_MO-IL | MISO_W | MISO_MO-IL | Internal | Shoulder | B11 | 25 | 7873 | 7681.73 | 51.96 | 51.98 | 0.01 | 0
2030 | MISO_W_2_MISO_MO-IL | MISO_W | MISO_MO-IL | Internal | Shoulder | B12 | 200 | 7873 | 6470.07 | 44.65 | 44.66 | 0.01 | 0
2030 | MISO_W_2_MISO_MO-IL | MISO_W | MISO_MO-IL | Internal | Shoulder | B13 | 600 | 7873 | 7204.01 | 41.02 | 41.03 | 0.01 | 0
2030 | MISO_W_2_MISO_MO-IL | MISO_W | MISO_MO-IL | Internal | Shoulder | B14 | 900 | 7873 | 7873 | 34.89 | 38.85 | 0.01 | 3.95
2030 | MISO_W_2_MISO_MO-IL | MISO_W | MISO_MO-IL | Internal | Shoulder | B15 | 1203 | 7873 | 7873 | 31.48 | 35.17 | 0.01 | 3.68
2030 | MISO_W_2_MISO_MO-IL | MISO_W | MISO_MO-IL | Internal | Summer | B1 | 10 | 7873 | 6719.91 | 71.83 | 71.85 | 0.01 | 0
2030 | MISO_W_2_MISO_MO-IL | MISO_W | MISO_MO-IL | Internal | Summer | B2 | 25 | 7873 | 7873 | 67.68 | 70.66 | 0.01 | 2.97
2030 | MISO_W_2_MISO_MO-IL | MISO_W | MISO_MO-IL | Internal | Summer | B3 | 75 | 7873 | 7242.18 | 67.92 | 67.93 | 0.01 | 0
2030 | MISO_W_2_MISO_MO-IL | MISO_W | MISO_MO-IL | Internal | Summer | B4 | 100 | 7873 | 4503.27 | 67.28 | 67.29 | 0.01 | 0
2030 | MISO_W_2_MISO_MO-IL | MISO_W | MISO_MO-IL | Internal | Summer | B5 | 200 | 7873 | 4597.61 | 60.6 | 60.62 | 0.01 | 0
2030 | MISO_W_2_MISO_MO-IL | MISO_W | MISO_MO-IL | Internal | Summer | B6 | 300 | 7873 | 4071.44 | 49.39 | 49.4 | 0.01 | 0
2030 | MISO_W_2_MISO_MO-IL | MISO_W | MISO_MO-IL | Internal | Summer | B7 | 400 | 7873 | 4599.7 | 42.12 | 42.13 | 0.01 | 0
2030 | MISO_W_2_MISO_MO-IL | MISO_W | MISO_MO-IL | Internal | Summer | B8 | 500 | 7873 | 6820.31 | 39.22 | 39.23 | 0.01 | 0
2030 | MISO_W_2_MISO_MO-IL | MISO_W | MISO_MO-IL | Internal | Summer | B9 | 800 | 7873 | 6389.94 | 37.44 | 37.45 | 0.01 | 0
2030 | MISO_W_2_MISO_MO-IL | MISO_W | MISO_MO-IL | Internal | Summer | B10 | 1262 | 7873 | 7200.31 | 33.73 | 33.74 | 0.01 | 0
2030 | MISO_W_2_MISO_MO-IL | MISO_W | MISO_MO-IL | Internal | Winter | B16 | 25 | 7873 | 7873 | 31.95 | 51.77 | 0.01 | 19.8
2030 | MISO_W_2_MISO_MO-IL | MISO_W | MISO_MO-IL | Internal | Winter | B17 | 100 | 7873 | 7873 | 31.98 | 47.92 | 0.01 | 15.93
2030 | MISO_W_2_MISO_MO-IL | MISO_W | MISO_MO-IL | Internal | Winter | B18 | 400 | 7873 | 7873 | 39.08 | 41.03 | 0.01 | 1.94
2030 | MISO_W_2_MISO_MO-IL | MISO_W | MISO_MO-IL | Internal | Winter | B19 | 700 | 7873 | 7873 | 39.08 | 39.61 | 0.01 | 0.52
2030 | MISO_W_2_MISO_MO-IL | MISO_W | MISO_MO-IL | Internal | Winter | B20 | 935 | 7873 | 7873 | 31.95 | 34.76 | 0.01 | 2.79
2030 | MISO_W_2_MISO_WUMS | MISO_W | MISO_WUMS | Internal | Shoulder | B11 | 25 | 3756 | 0 | 51.96 | 51.96 | 0.01 | 0
2030 | MISO_W_2_MISO_WUMS | MISO_W | MISO_WUMS | Internal | Shoulder | B12 | 200 | 3756 | 271.66 | 44.65 | 44.66 | 0.01 | 0
2030 | MISO_W_2_MISO_WUMS | MISO_W | MISO_WUMS | Internal | Shoulder | B13 | 600 | 3756 | 3756 | 41.02 | 42.25 | 0.01 | 1.22
2030 | MISO_W_2_MISO_WUMS | MISO_W | MISO_WUMS | Internal | Shoulder | B14 | 900 | 3756 | 3756 | 34.89 | 40.93 | 0.01 | 6.02
2030 | MISO_W_2_MISO_WUMS | MISO_W | MISO_WUMS | Internal | Shoulder | B15 | 1203 | 3756 | 3756 | 31.48 | 36.51 | 0.01 | 5.01
2030 | MISO_W_2_MISO_WUMS | MISO_W | MISO_WUMS | Internal | Summer | B1 | 10 | 3756 | 0 | 71.83 | 67.68 | 0.01 | 0
2030 | MISO_W_2_MISO_WUMS | MISO_W | MISO_WUMS | Internal | Summer | B2 | 25 | 3756 | 0 | 67.68 | 67.68 | 0.01 | 0
2030 | MISO_W_2_MISO_WUMS | MISO_W | MISO_WUMS | Internal | Summer | B3 | 75 | 3756 | 0 | 67.92 | 67.68 | 0.01 | 0
2030 | MISO_W_2_MISO_WUMS | MISO_W | MISO_WUMS | Internal | Summer | B4 | 100 | 3756 | 516.47 | 67.28 | 67.29 | 0.01 | 0
2030 | MISO_W_2_MISO_WUMS | MISO_W | MISO_WUMS | Internal | Summer | B5 | 200 | 3756 | 6.72 | 60.6 | 60.62 | 0.01 | 0
2030 | MISO_W_2_MISO_WUMS | MISO_W | MISO_WUMS | Internal | Summer | B6 | 300 | 3756 | 0 | 49.39 | 49.39 | 0.01 | 0
2030 | MISO_W_2_MISO_WUMS | MISO_W | MISO_WUMS | Internal | Summer | B7 | 400 | 3756 | 0 | 42.12 | 42.12 | 0.01 | 0
2030 | MISO_W_2_MISO_WUMS | MISO_W | MISO_WUMS | Internal | Summer | B8 | 500 | 3756 | 3121.08 | 39.22 | 39.23 | 0.01 | 0
2030 | MISO_W_2_MISO_WUMS | MISO_W | MISO_WUMS | Internal | Summer | B9 | 800 | 3756 | 3096.77 | 37.44 | 37.45 | 0.01 | 0
2030 | MISO_W_2_MISO_WUMS | MISO_W | MISO_WUMS | Internal | Summer | B10 | 1262 | 3756 | 2564.55 | 33.73 | 33.74 | 0.01 | 0
2030 | MISO_W_2_MISO_WUMS | MISO_W | MISO_WUMS | Internal | Winter | B16 | 25 | 3756 | 3756 | 31.95 | 45.53 | 0.01 | 13.57
2030 | MISO_W_2_MISO_WUMS | MISO_W | MISO_WUMS | Internal | Winter | B17 | 100 | 3756 | 3756 | 31.98 | 45.53 | 0.01 | 13.54
2030 | MISO_W_2_MISO_WUMS | MISO_W | MISO_WUMS | Internal | Winter | B18 | 400 | 3756 | 3756 | 39.08 | 44.26 | 0.01 | 5.17
2030 | MISO_W_2_MISO_WUMS | MISO_W | MISO_WUMS | Internal | Winter | B19 | 700 | 3756 | 3756 | 39.08 | 42.76 | 0.01 | 3.67
2030 | MISO_W_2_MISO_WUMS | MISO_W | MISO_WUMS | Internal | Winter | B20 | 935 | 3756 | 3756 | 31.95 | 34.76 | 0.01 | 2.79
2030 | MISO_W_2_NE | MISO_W | NE | Internal | Shoulder | B11 | 25 | 20297 | 0 | 51.96 | 46.96 | 7 | 0
2030 | MISO_W_2_NE | MISO_W | NE | Internal | Shoulder | B12 | 200 | 20297 | 0 | 44.65 | 39.65 | 7 | 0
2030 | MISO_W_2_NE | MISO_W | NE | Internal | Shoulder | B13 | 600 | 20297 | 0 | 41.02 | 36.02 | 7 | 0
2030 | MISO_W_2_NE | MISO_W | NE | Internal | Shoulder | B14 | 900 | 20297 | 0 | 34.89 | 29.89 | 7 | 0
2030 | MISO_W_2_NE | MISO_W | NE | Internal | Shoulder | B15 | 1203 | 20297 | 0 | 31.48 | 26.47 | 7 | 0
2030 | MISO_W_2_NE | MISO_W | NE | Internal | Summer | B1 | 10 | 20297 | 0 | 71.83 | 66.83 | 7 | 0
2030 | MISO_W_2_NE | MISO_W | NE | Internal | Summer | B2 | 25 | 20297 | 0 | 67.68 | 62.68 | 7 | 0
2030 | MISO_W_2_NE | MISO_W | NE | Internal | Summer | B3 | 75 | 20297 | 0 | 67.92 | 62.92 | 7 | 0
2030 | MISO_W_2_NE | MISO_W | NE | Internal | Summer | B4 | 100 | 20297 | 0 | 67.28 | 62.28 | 7 | 0
2030 | MISO_W_2_NE | MISO_W | NE | Internal | Summer | B5 | 200 | 20297 | 0 | 60.6 | 55.6 | 7 | 0
2030 | MISO_W_2_NE | MISO_W | NE | Internal | Summer | B6 | 300 | 20297 | 0 | 49.39 | 44.39 | 7 | 0
2030 | MISO_W_2_NE | MISO_W | NE | Internal | Summer | B7 | 400 | 20297 | 0 | 42.12 | 37.12 | 7 | 0
2030 | MISO_W_2_NE | MISO_W | NE | Internal | Summer | B8 | 500 | 20297 | 0 | 39.22 | 34.22 | 7 | 0
2030 | MISO_W_2_NE | MISO_W | NE | Internal | Summer | B9 | 800 | 20297 | 0 | 37.44 | 32.44 | 7 | 0
2030 | MISO_W_2_NE | MISO_W | NE | Internal | Summer | B10 | 1262 | 20297 | 0 | 33.73 | 28.73 | 7 | 0
2030 | MISO_W_2_NE | MISO_W | NE | Internal | Winter | B16 | 25 | 20297 | 0 | 31.95 | -14.66 | 7 | 0
2030 | MISO_W_2_NE | MISO_W | NE | Internal | Winter | B17 | 100 | 20297 | 0 | 31.98 | 26.98 | 7 | 0
2030 | MISO_W_2_NE | MISO_W | NE | Internal | Winter | B18 | 400 | 20297 | 0 | 39.08 | 34.08 | 7 | 0
2030 | MISO_W_2_NE | MISO_W | NE | Internal | Winter | B19 | 700 | 20297 | 0 | 39.08 | 34.08 | 7 | 0
2030 | MISO_W_2_NE | MISO_W | NE | Internal | Winter | B20 | 935 | 20297 | 0 | 31.95 | 26.95 | 7 | 0
2030 | MISO_W_2_PJM_ROR | MISO_W | PJM_ROR | Internal | Shoulder | B11 | 25 | 10135 | 8440.5 | 51.96 | 53.96 | 2 | 0
2030 | MISO_W_2_PJM_ROR | MISO_W | PJM_ROR | Internal | Shoulder | B12 | 200 | 10135 | 10135 | 44.65 | 46.66 | 2 | 0.01
2030 | MISO_W_2_PJM_ROR | MISO_W | PJM_ROR | Internal | Shoulder | B13 | 600 | 10135 | 10135 | 41.02 | 44.25 | 2 | 1.23
2030 | MISO_W_2_PJM_ROR | MISO_W | PJM_ROR | Internal | Shoulder | B14 | 900 | 10135 | 10135 | 34.89 | 42.93 | 2 | 6.04
2030 | MISO_W_2_PJM_ROR | MISO_W | PJM_ROR | Internal | Shoulder | B15 | 1203 | 10135 | 10135 | 31.48 | 39.41 | 2 | 5.93
2030 | MISO_W_2_PJM_ROR | MISO_W | PJM_ROR | Internal | Summer | B1 | 10 | 10135 | 6593.19 | 71.83 | 73.83 | 2 | 0
2030 | MISO_W_2_PJM_ROR | MISO_W | PJM_ROR | Internal | Summer | B2 | 25 | 10135 | 4524.52 | 67.68 | 69.68 | 2 | 0
2030 | MISO_W_2_PJM_ROR | MISO_W | PJM_ROR | Internal | Summer | B3 | 75 | 10135 | 0 | 67.92 | 69.28 | 2 | 0
2030 | MISO_W_2_PJM_ROR | MISO_W | PJM_ROR | Internal | Summer | B4 | 100 | 10135 | 1113.07 | 67.28 | 69.28 | 2 | 0
2030 | MISO_W_2_PJM_ROR | MISO_W | PJM_ROR | Internal | Summer | B5 | 200 | 10135 | 1512.9 | 60.6 | 62.6 | 2 | 0
2030 | MISO_W_2_PJM_ROR | MISO_W | PJM_ROR | Internal | Summer | B6 | 300 | 10135 | 2299.29 | 49.39 | 51.39 | 2 | 0
2030 | MISO_W_2_PJM_ROR | MISO_W | PJM_ROR | Internal | Summer | B7 | 400 | 10135 | 3182.4 | 42.12 | 44.12 | 2 | 0
2030 | MISO_W_2_PJM_ROR | MISO_W | PJM_ROR | Internal | Summer | B8 | 500 | 10135 | 5815.52 | 39.22 | 41.22 | 2 | 0
2030 | MISO_W_2_PJM_ROR | MISO_W | PJM_ROR | Internal | Summer | B9 | 800 | 10135 | 6181.79 | 37.44 | 39.44 | 2 | 0
2030 | MISO_W_2_PJM_ROR | MISO_W | PJM_ROR | Internal | Summer | B10 | 1262 | 10135 | 10135 | 33.73 | 35.74 | 2 | 0.01
2030 | MISO_W_2_PJM_ROR | MISO_W | PJM_ROR | Internal | Winter | B16 | 25 | 10135 | 10135 | 31.95 | 53.77 | 2 | 19.81
2030 | MISO_W_2_PJM_ROR | MISO_W | PJM_ROR | Internal | Winter | B17 | 100 | 10135 | 10135 | 31.98 | 49.97 | 2 | 15.99
2030 | MISO_W_2_PJM_ROR | MISO_W | PJM_ROR | Internal | Winter | B18 | 400 | 10135 | 10135 | 39.08 | 46.26 | 2 | 5.18
2030 | MISO_W_2_PJM_ROR | MISO_W | PJM_ROR | Internal | Winter | B19 | 700 | 10135 | 10135 | 39.08 | 45.33 | 2 | 4.25
2030 | MISO_W_2_PJM_ROR | MISO_W | PJM_ROR | Internal | Winter | B20 | 935 | 10135 | 10135 | 31.95 | 36.76 | 2 | 2.8
2030 | MISO_W_2_SPP_N | MISO_W | SPP_N | Internal | Shoulder | B11 | 25 | 3200 | 0 | 51.96 | 46.98 | 7 | 0
2030 | MISO_W_2_SPP_N | MISO_W | SPP_N | Internal | Shoulder | B12 | 200 | 3200 | 0 | 44.65 | 39.66 | 7 | 0
2030 | MISO_W_2_SPP_N | MISO_W | SPP_N | Internal | Shoulder | B13 | 600 | 3200 | 0 | 41.02 | 36.03 | 7 | 0
2030 | MISO_W_2_SPP_N | MISO_W | SPP_N | Internal | Shoulder | B14 | 900 | 3200 | 0 | 34.89 | 29.9 | 7 | 0
2030 | MISO_W_2_SPP_N | MISO_W | SPP_N | Internal | Shoulder | B15 | 1203 | 3200 | 0 | 31.48 | 26.48 | 7 | 0
2030 | MISO_W_2_SPP_N | MISO_W | SPP_N | Internal | Summer | B1 | 10 | 3200 | 0 | 71.83 | 66.85 | 7 | 0
2030 | MISO_W_2_SPP_N | MISO_W | SPP_N | Internal | Summer | B2 | 25 | 3200 | 0 | 67.68 | 62.69 | 7 | 0
2030 | MISO_W_2_SPP_N | MISO_W | SPP_N | Internal | Summer | B3 | 75 | 3200 | 0 | 67.92 | 62.93 | 7 | 0
2030 | MISO_W_2_SPP_N | MISO_W | SPP_N | Internal | Summer | B4 | 100 | 3200 | 0 | 67.28 | 62.29 | 7 | 0
2030 | MISO_W_2_SPP_N | MISO_W | SPP_N | Internal | Summer | B5 | 200 | 3200 | 0 | 60.6 | 55.62 | 7 | 0
2030 | MISO_W_2_SPP_N | MISO_W | SPP_N | Internal | Summer | B6 | 300 | 3200 | 0 | 49.39 | 44.4 | 7 | 0
2030 | MISO_W_2_SPP_N | MISO_W | SPP_N | Internal | Summer | B7 | 400 | 3200 | 0 | 42.12 | 42.34 | 7 | 0
2030 | MISO_W_2_SPP_N | MISO_W | SPP_N | Internal | Summer | B8 | 500 | 3200 | 0 | 39.22 | 38.87 | 7 | 0
2030 | MISO_W_2_SPP_N | MISO_W | SPP_N | Internal | Summer | B9 | 800 | 3200 | 0 | 37.44 | 37.15 | 7 | 0
2030 | MISO_W_2_SPP_N | MISO_W | SPP_N | Internal | Summer | B10 | 1262 | 3200 | 0 | 33.73 | 28.74 | 7 | 0
2030 | MISO_W_2_SPP_N | MISO_W | SPP_N | Internal | Winter | B16 | 25 | 3200 | 419.23 | 31.95 | 38.95 | 7 | 0
2030 | MISO_W_2_SPP_N | MISO_W | SPP_N | Internal | Winter | B17 | 100 | 3200 | 0 | 31.98 | 32.81 | 7 | 0
2030 | MISO_W_2_SPP_N | MISO_W | SPP_N | Internal | Winter | B18 | 400 | 3200 | 0 | 39.08 | 36.03 | 7 | 0
2030 | MISO_W_2_SPP_N | MISO_W | SPP_N | Internal | Winter | B19 | 700 | 3200 | 0 | 39.08 | 34.09 | 7 | 0
2030 | MISO_W_2_SPP_N | MISO_W | SPP_N | Internal | Winter | B20 | 935 | 3200 | 0 | 31.95 | 26.97 | 7 | 0
2030 | MISO_WUMS_2_MISO_MI | MISO_WUMS | MISO_MI | Internal | Shoulder | B11 | 25 | 148 | 148 | 51.96 | 52.12 | 0.01 | 0.15
2030 | MISO_WUMS_2_MISO_MI | MISO_WUMS | MISO_MI | Internal | Shoulder | B12 | 200 | 148 | 148 | 44.66 | 44.84 | 0.01 | 0.17
2030 | MISO_WUMS_2_MISO_MI | MISO_WUMS | MISO_MI | Internal | Shoulder | B13 | 600 | 148 | 148 | 42.25 | 42.41 | 0.01 | 0.15
2030 | MISO_WUMS_2_MISO_MI | MISO_WUMS | MISO_MI | Internal | Shoulder | B14 | 900 | 148 | 84.2 | 40.93 | 40.94 | 0.01 | 0
2030 | MISO_WUMS_2_MISO_MI | MISO_WUMS | MISO_MI | Internal | Shoulder | B15 | 1203 | 148 | 148 | 36.51 | 37.41 | 0.01 | 0.89
2030 | MISO_WUMS_2_MISO_MI | MISO_WUMS | MISO_MI | Internal | Summer | B1 | 10 | 148 | 148 | 67.68 | 72.23 | 0.01 | 4.54
2030 | MISO_WUMS_2_MISO_MI | MISO_WUMS | MISO_MI | Internal | Summer | B2 | 25 | 148 | 148 | 67.68 | 70.68 | 0.01 | 2.99
2030 | MISO_WUMS_2_MISO_MI | MISO_WUMS | MISO_MI | Internal | Summer | B3 | 75 | 148 | 148 | 67.68 | 67.93 | 0.01 | 0.24
2030 | MISO_WUMS_2_MISO_MI | MISO_WUMS | MISO_MI | Internal | Summer | B4 | 100 | 148 | 0 | 67.29 | 67.28 | 0.01 | 0
2030 | MISO_WUMS_2_MISO_MI | MISO_WUMS | MISO_MI | Internal | Summer | B5 | 200 | 148 | 0 | 60.62 | 60.62 | 0.01 | 0
2030 | MISO_WUMS_2_MISO_MI | MISO_WUMS | MISO_MI | Internal | Summer | B6 | 300 | 148 | 148 | 49.39 | 49.43 | 0.01 | 0.02
2030 | MISO_WUMS_2_MISO_MI | MISO_WUMS | MISO_MI | Internal | Summer | B7 | 400 | 148 | 148 | 42.12 | 42.15 | 0.01 | 0.02
2030 | MISO_WUMS_2_MISO_MI | MISO_WUMS | MISO_MI | Internal | Summer | B8 | 500 | 148 | 148 | 39.23 | 39.25 | 0.01 | 0.01
2030 | MISO_WUMS_2_MISO_MI | MISO_WUMS | MISO_MI | Internal | Summer | B9 | 800 | 148 | 148 | 37.45 | 37.47 | 0.01 | 0.01
2030 | MISO_WUMS_2_MISO_MI | MISO_WUMS | MISO_MI | Internal | Summer | B10 | 1262 | 148 | 148 | 33.74 | 35.29 | 0.01 | 1.54
2030 | MISO_WUMS_2_MISO_MI | MISO_WUMS | MISO_MI | Internal | Winter | B16 | 25 | 148 | 148 | 45.53 | 51.79 | 0.01 | 6.24
2030 | MISO_WUMS_2_MISO_MI | MISO_WUMS | MISO_MI | Internal | Winter | B17 | 100 | 148 | 148 | 45.53 | 47.97 | 0.01 | 2.43
2030 | MISO_WUMS_2_MISO_MI | MISO_WUMS | MISO_MI | Internal | Winter | B18 | 400 | 148 | 0 | 44.26 | 44.26 | 0.01 | 0
2030 | MISO_WUMS_2_MISO_MI | MISO_WUMS | MISO_MI | Internal | Winter | B19 | 700 | 148 | 8.12 | 42.76 | 42.77 | 0.01 | 0
2030 | MISO_WUMS_2_MISO_MI | MISO_WUMS | MISO_MI | Internal | Winter | B20 | 935 | 148 | 148 | 34.76 | 35.29 | 0.01 | 0.52
2030 | MISO_WUMS_2_MISO_W | MISO_WUMS | MISO_W | Internal | Shoulder | B11 | 25 | 3264 | 0 | 51.96 | 51.96 | 0.01 | 0
2030 | MISO_WUMS_2_MISO_W | MISO_WUMS | MISO_W | Internal | Shoulder | B12 | 200 | 3264 | 0 | 44.66 | 44.65 | 0.01 | 0
2030 | MISO_WUMS_2_MISO_W | MISO_WUMS | MISO_W | Internal | Shoulder | B13 | 600 | 3264 | 0 | 42.25 | 41.02 | 0.01 | 0
2030 | MISO_WUMS_2_MISO_W | MISO_WUMS | MISO_W | Internal | Shoulder | B14 | 900 | 3264 | 0 | 40.93 | 34.89 | 0.01 | 0
2030 | MISO_WUMS_2_MISO_W | MISO_WUMS | MISO_W | Internal | Shoulder | B15 | 1203 | 3264 | 0 | 36.51 | 31.48 | 0.01 | 0
2030 | MISO_WUMS_2_MISO_W | MISO_WUMS | MISO_W | Internal | Summer | B1 | 10 | 3264 | 3264 | 67.68 | 71.83 | 0.01 | 4.15
2030 | MISO_WUMS_2_MISO_W | MISO_WUMS | MISO_W | Internal | Summer | B2 | 25 | 3264 | 0 | 67.68 | 67.68 | 0.01 | 0
2030 | MISO_WUMS_2_MISO_W | MISO_WUMS | MISO_W | Internal | Summer | B3 | 75 | 3264 | 3264 | 67.68 | 67.92 | 0.01 | 0.23
2030 | MISO_WUMS_2_MISO_W | MISO_WUMS | MISO_W | Internal | Summer | B4 | 100 | 3264 | 0 | 67.29 | 67.28 | 0.01 | 0
2030 | MISO_WUMS_2_MISO_W | MISO_WUMS | MISO_W | Internal | Summer | B5 | 200 | 3264 | 0 | 60.62 | 60.6 | 0.01 | 0
2030 | MISO_WUMS_2_MISO_W | MISO_WUMS | MISO_W | Internal | Summer | B6 | 300 | 3264 | 0 | 49.39 | 49.39 | 0.01 | 0
2030 | MISO_WUMS_2_MISO_W | MISO_WUMS | MISO_W | Internal | Summer | B7 | 400 | 3264 | 0 | 42.12 | 42.12 | 0.01 | 0
2030 | MISO_WUMS_2_MISO_W | MISO_WUMS | MISO_W | Internal | Summer | B8 | 500 | 3264 | 0 | 39.23 | 39.22 | 0.01 | 0
2030 | MISO_WUMS_2_MISO_W | MISO_WUMS | MISO_W | Internal | Summer | B9 | 800 | 3264 | 0 | 37.45 | 37.44 | 0.01 | 0
2030 | MISO_WUMS_2_MISO_W | MISO_WUMS | MISO_W | Internal | Summer | B10 | 1262 | 3264 | 0 | 33.74 | 33.73 | 0.01 | 0
2030 | MISO_WUMS_2_MISO_W | MISO_WUMS | MISO_W | Internal | Winter | B16 | 25 | 3264 | 0 | 45.53 | 31.95 | 0.01 | 0
2030 | MISO_WUMS_2_MISO_W | MISO_WUMS | MISO_W | Internal | Winter | B17 | 100 | 3264 | 0 | 45.53 | 31.98 | 0.01 | 0
2030 | MISO_WUMS_2_MISO_W | MISO_WUMS | MISO_W | Internal | Winter | B18 | 400 | 3264 | 0 | 44.26 | 39.08 | 0.01 | 0
2030 | MISO_WUMS_2_MISO_W | MISO_WUMS | MISO_W | Internal | Winter | B19 | 700 | 3264 | 0 | 42.76 | 39.08 | 0.01 | 0
2030 | MISO_WUMS_2_MISO_W | MISO_WUMS | MISO_W | Internal | Winter | B20 | 935 | 3264 | 0 | 34.76 | 31.95 | 0.01 | 0
2030 | MISO_WUMS_2_PJM_ROR | MISO_WUMS | PJM_ROR | Internal | Shoulder | B11 | 25 | 1600 | 102.58 | 51.96 | 53.96 | 2 | 0
2030 | MISO_WUMS_2_PJM_ROR | MISO_WUMS | PJM_ROR | Internal | Shoulder | B12 | 200 | 1600 | 242.99 | 44.66 | 46.66 | 2 | 0
2030 | MISO_WUMS_2_PJM_ROR | MISO_WUMS | PJM_ROR | Internal | Shoulder | B13 | 600 | 1600 | 1103.22 | 42.25 | 44.25 | 2 | 0
2030 | MISO_WUMS_2_PJM_ROR | MISO_WUMS | PJM_ROR | Internal | Shoulder | B14 | 900 | 1600 | 782.05 | 40.93 | 42.93 | 2 | 0
2030 | MISO_WUMS_2_PJM_ROR | MISO_WUMS | PJM_ROR | Internal | Shoulder | B15 | 1203 | 1600 | 1600 | 36.51 | 39.41 | 2 | 0.9
2030 | MISO_WUMS_2_PJM_ROR | MISO_WUMS | PJM_ROR | Internal | Summer | B1 | 10 | 1600 | 1600 | 67.68 | 73.83 | 2 | 4.16
2030 | MISO_WUMS_2_PJM_ROR | MISO_WUMS | PJM_ROR | Internal | Summer | B2 | 25 | 1600 | 1035.13 | 67.68 | 69.68 | 2 | 0
2030 | MISO_WUMS_2_PJM_ROR | MISO_WUMS | PJM_ROR | Internal | Summer | B3 | 75 | 1600 | 0 | 67.68 | 69.28 | 2 | 0
2030 | MISO_WUMS_2_PJM_ROR | MISO_WUMS | PJM_ROR | Internal | Summer | B4 | 100 | 1600 | 0 | 67.29 | 69.28 | 2 | 0
2030 | MISO_WUMS_2_PJM_ROR | MISO_WUMS | PJM_ROR | Internal | Summer | B5 | 200 | 1600 | 0 | 60.62 | 62.6 | 2 | 0
2030 | MISO_WUMS_2_PJM_ROR | MISO_WUMS | PJM_ROR | Internal | Summer | B6 | 300 | 1600 | 383.28 | 49.39 | 51.39 | 2 | 0
2030 | MISO_WUMS_2_PJM_ROR | MISO_WUMS | PJM_ROR | Internal | Summer | B7 | 400 | 1600 | 133.61 | 42.12 | 44.12 | 2 | 0
2030 | MISO_WUMS_2_PJM_ROR | MISO_WUMS | PJM_ROR | Internal | Summer | B8 | 500 | 1600 | 0 | 39.23 | 41.22 | 2 | 0
2030 | MISO_WUMS_2_PJM_ROR | MISO_WUMS | PJM_ROR | Internal | Summer | B9 | 800 | 1600 | 0 | 37.45 | 39.44 | 2 | 0
2030 | MISO_WUMS_2_PJM_ROR | MISO_WUMS | PJM_ROR | Internal | Summer | B10 | 1262 | 1600 | 47.08 | 33.74 | 35.74 | 2 | 0
2030 | MISO_WUMS_2_PJM_ROR | MISO_WUMS | PJM_ROR | Internal | Winter | B16 | 25 | 1600 | 1600 | 45.53 | 53.77 | 2 | 6.23
2030 | MISO_WUMS_2_PJM_ROR | MISO_WUMS | PJM_ROR | Internal | Winter | B17 | 100 | 1600 | 1600 | 45.53 | 49.97 | 2 | 2.44
2030 | MISO_WUMS_2_PJM_ROR | MISO_WUMS | PJM_ROR | Internal | Winter | B18 | 400 | 1600 | 1272.05 | 44.26 | 46.26 | 2 | 0
2030 | MISO_WUMS_2_PJM_ROR | MISO_WUMS | PJM_ROR | Internal | Winter | B19 | 700 | 1600 | 1600 | 42.76 | 45.33 | 2 | 0.57
2030 | MISO_WUMS_2_PJM_ROR | MISO_WUMS | PJM_ROR | Internal | Winter | B20 | 935 | 1600 | 424.34 | 34.76 | 36.76 | 2 | 0
2030 | NE_2_MAPP_US | NE | MAPP_US | Internal | Shoulder | B11 | 25 | 1600 | 0 | 46.96 | 42.6 | 5 | 0
2030 | NE_2_MAPP_US | NE | MAPP_US | Internal | Shoulder | B12 | 200 | 1600 | 0 | 39.65 | 37.65 | 5 | 0
2030 | NE_2_MAPP_US | NE | MAPP_US | Internal | Shoulder | B13 | 600 | 1600 | 0 | 36.02 | 34.02 | 5 | 0
2030 | NE_2_MAPP_US | NE | MAPP_US | Internal | Shoulder | B14 | 900 | 1600 | 0 | 29.89 | 27.89 | 5 | 0
2030 | NE_2_MAPP_US | NE | MAPP_US | Internal | Shoulder | B15 | 1203 | 1600 | 0 | 26.47 | 24.48 | 5 | 0
2030 | NE_2_MAPP_US | NE | MAPP_US | Internal | Summer | B1 | 10 | 1600 | 0 | 66.83 | 64.83 | 5 | 0
2030 | NE_2_MAPP_US | NE | MAPP_US | Internal | Summer | B2 | 25 | 1600 | 0 | 62.68 | 60.68 | 5 | 0
2030 | NE_2_MAPP_US | NE | MAPP_US | Internal | Summer | B3 | 75 | 1600 | 0 | 62.92 | 60.92 | 5 | 0
2030 | NE_2_MAPP_US | NE | MAPP_US | Internal | Summer | B4 | 100 | 1600 | 0 | 62.28 | 60.28 | 5 | 0
2030 | NE_2_MAPP_US | NE | MAPP_US | Internal | Summer | B5 | 200 | 1600 | 0 | 55.6 | 53.6 | 5 | 0
2030 | NE_2_MAPP_US | NE | MAPP_US | Internal | Summer | B6 | 300 | 1600 | 0 | 44.39 | 42.39 | 5 | 0
2030 | NE_2_MAPP_US | NE | MAPP_US | Internal | Summer | B7 | 400 | 1600 | 0 | 37.12 | 35.12 | 5 | 0
2030 | NE_2_MAPP_US | NE | MAPP_US | Internal | Summer | B8 | 500 | 1600 | 0 | 34.22 | 30.44 | 5 | 0
2030 | NE_2_MAPP_US | NE | MAPP_US | Internal | Summer | B9 | 800 | 1600 | 0 | 32.44 | 30.44 | 5 | 0
2030 | NE_2_MAPP_US | NE | MAPP_US | Internal | Summer | B10 | 1262 | 1600 | 0 | 28.73 | 26.73 | 5 | 0
2030 | NE_2_MAPP_US | NE | MAPP_US | Internal | Winter | B16 | 25 | 1600 | 1600 | -14.66 | 24.95 | 5 | 34.62
2030 | NE_2_MAPP_US | NE | MAPP_US | Internal | Winter | B17 | 100 | 1600 | 0 | 26.98 | 24.98 | 5 | 0
2030 | NE_2_MAPP_US | NE | MAPP_US | Internal | Winter | B18 | 400 | 1600 | 0 | 34.08 | 32.08 | 5 | 0
2030 | NE_2_MAPP_US | NE | MAPP_US | Internal | Winter | B19 | 700 | 1600 | 0 | 34.08 | 32.08 | 5 | 0
2030 | NE_2_MAPP_US | NE | MAPP_US | Internal | Winter | B20 | 935 | 1600 | 0 | 26.95 | 24.95 | 5 | 0
2030 | NE_2_MISO_W | NE | MISO_W | Internal | Shoulder | B11 | 25 | 19097 | 12017.55 | 46.96 | 51.96 | 5 | 0
2030 | NE_2_MISO_W | NE | MISO_W | Internal | Shoulder | B12 | 200 | 19097 | 12917.16 | 39.65 | 44.65 | 5 | 0
2030 | NE_2_MISO_W | NE | MISO_W | Internal | Shoulder | B13 | 600 | 19097 | 16090.58 | 36.02 | 41.02 | 5 | 0
2030 | NE_2_MISO_W | NE | MISO_W | Internal | Shoulder | B14 | 900 | 19097 | 17525.66 | 29.89 | 34.89 | 5 | 0
2030 | NE_2_MISO_W | NE | MISO_W | Internal | Shoulder | B15 | 1203 | 19097 | 19097 | 26.47 | 31.48 | 5 | 0.01
2030 | NE_2_MISO_W | NE | MISO_W | Internal | Summer | B1 | 10 | 19097 | 9386.63 | 66.83 | 71.83 | 5 | 0
2030 | NE_2_MISO_W | NE | MISO_W | Internal | Summer | B2 | 25 | 19097 | 11615.51 | 62.68 | 67.68 | 5 | 0
2030 | NE_2_MISO_W | NE | MISO_W | Internal | Summer | B3 | 75 | 19097 | 4727.27 | 62.92 | 67.92 | 5 | 0
2030 | NE_2_MISO_W | NE | MISO_W | Internal | Summer | B4 | 100 | 19097 | 4973.93 | 62.28 | 67.28 | 5 | 0
2030 | NE_2_MISO_W | NE | MISO_W | Internal | Summer | B5 | 200 | 19097 | 4432.91 | 55.6 | 60.6 | 5 | 0
2030 | NE_2_MISO_W | NE | MISO_W | Internal | Summer | B6 | 300 | 19097 | 3252.95 | 44.39 | 49.39 | 5 | 0
2030 | NE_2_MISO_W | NE | MISO_W | Internal | Summer | B7 | 400 | 19097 | 4656.94 | 37.12 | 42.12 | 5 | 0
2030 | NE_2_MISO_W | NE | MISO_W | Internal | Summer | B8 | 500 | 19097 | 9031.39 | 34.22 | 39.22 | 5 | 0
2030 | NE_2_MISO_W | NE | MISO_W | Internal | Summer | B9 | 800 | 19097 | 8742.53 | 32.44 | 37.44 | 5 | 0
2030 | NE_2_MISO_W | NE | MISO_W | Internal | Summer | B10 | 1262 | 19097 | 12318.64 | 28.73 | 33.73 | 5 | 0
2030 | NE_2_MISO_W | NE | MISO_W | Internal | Winter | B16 | 25 | 19097 | 19097 | -14.66 | 31.95 | 5 | 41.62
2030 | NE_2_MISO_W | NE | MISO_W | Internal | Winter | B17 | 100 | 19097 | 19068.98 | 26.98 | 31.98 | 5 | 0
2030 | NE_2_MISO_W | NE | MISO_W | Internal | Winter | B18 | 400 | 19097 | 16014.53 | 34.08 | 39.08 | 5 | 0
2030 | NE_2_MISO_W | NE | MISO_W | Internal | Winter | B19 | 700 | 19097 | 16272.59 | 34.08 | 39.08 | 5 | 0
2030 | NE_2_MISO_W | NE | MISO_W | Internal | Winter | B20 | 935 | 19097 | 17745.26 | 26.95 | 31.95 | 5 | 0
2030 | NE_2_SPP_N | NE | SPP_N | Internal | Shoulder | B11 | 25 | 12798 | 5000.96 | 46.96 | 46.98 | 0.01 | 0
2030 | NE_2_SPP_N | NE | SPP_N | Internal | Shoulder | B12 | 200 | 12798 | 10142.1 | 39.65 | 39.66 | 0.01 | 0
2030 | NE_2_SPP_N | NE | SPP_N | Internal | Shoulder | B13 | 600 | 12798 | 9735.33 | 36.02 | 36.03 | 0.01 | 0
2030 | NE_2_SPP_N | NE | SPP_N | Internal | Shoulder | B14 | 900 | 12798 | 9876.69 | 29.89 | 29.9 | 0.01 | 0
2030 | NE_2_SPP_N | NE | SPP_N | Internal | Shoulder | B15 | 1203 | 12798 | 10780.12 | 26.47 | 26.48 | 0.01 | 0
2030 | NE_2_SPP_N | NE | SPP_N | Internal | Summer | B1 | 10 | 12798 | 4194.4 | 66.83 | 66.85 | 0.01 | 0
2030 | NE_2_SPP_N | NE | SPP_N | Internal | Summer | B2 | 25 | 12798 | 9082.36 | 62.68 | 62.69 | 0.01 | 0
2030 | NE_2_SPP_N | NE | SPP_N | Internal | Summer | B3 | 75 | 12798 | 11469.09 | 62.92 | 62.93 | 0.01 | 0
2030 | NE_2_SPP_N | NE | SPP_N | Internal | Summer | B4 | 100 | 12798 | 8205.4 | 62.28 | 62.29 | 0.01 | 0
2030 | NE_2_SPP_N | NE | SPP_N | Internal | Summer | B5 | 200 | 12798 | 9550.61 | 55.6 | 55.62 | 0.01 | 0
2030 | NE_2_SPP_N | NE | SPP_N | Internal | Summer | B6 | 300 | 12798 | 11432.77 | 44.39 | 44.4 | 0.01 | 0
2030 | NE_2_SPP_N | NE | SPP_N | Internal | Summer | B7 | 400 | 12798 | 12798 | 37.12 | 42.34 | 0.01 | 5.21
2030 | NE_2_SPP_N | NE | SPP_N | Internal | Summer | B8 | 500 | 12798 | 12798 | 34.22 | 38.87 | 0.01 | 4.64
2030 | NE_2_SPP_N | NE | SPP_N | Internal | Summer | B9 | 800 | 12798 | 12798 | 32.44 | 37.15 | 0.01 | 4.7
2030 | NE_2_SPP_N | NE | SPP_N | Internal | Summer | B10 | 1262 | 12798 | 12567.09 | 28.73 | 28.74 | 0.01 | 0
2030 | NE_2_SPP_N | NE | SPP_N | Internal | Winter | B16 | 25 | 12798 | 12798 | -14.66 | 38.95 | 0.01 | 53.6
2030 | NE_2_SPP_N | NE | SPP_N | Internal | Winter | B17 | 100 | 12798 | 12798 | 26.98 | 32.81 | 0.01 | 5.82
2030 | NE_2_SPP_N | NE | SPP_N | Internal | Winter | B18 | 400 | 12798 | 12798 | 34.08 | 36.03 | 0.01 | 1.94
2030 | NE_2_SPP_N | NE | SPP_N | Internal | Winter | B19 | 700 | 12798 | 10812.42 | 34.08 | 34.09 | 0.01 | 0
2030 | NE_2_SPP_N | NE | SPP_N | Internal | Winter | B20 | 935 | 12798 | 11748.49 | 26.95 | 26.97 | 0.01 | 0
2030 | NEISO_2_NYISO_A-F | NEISO | NYISO_A-F | Internal | Shoulder | B11 | 25 | 600 | 600 | 37.24 | 43.34 | 3 | 3.1
2030 | NEISO_2_NYISO_A-F | NEISO | NYISO_A-F | Internal | Shoulder | B12 | 200 | 600 | 600 | 37.24 | 41.33 | 3 | 1.09
2030 | NEISO_2_NYISO_A-F | NEISO | NYISO_A-F | Internal | Shoulder | B13 | 600 | 600 | 600 | 37.24 | 40.77 | 3 | 0.54
2030 | NEISO_2_NYISO_A-F | NEISO | NYISO_A-F | Internal | Shoulder | B14 | 900 | 600 | 600 | 37.24 | 40.77 | 3 | 0.54
2030 | NEISO_2_NYISO_A-F | NEISO | NYISO_A-F | Internal | Shoulder | B15 | 1203 | 600 | 600 | 37.24 | 40.77 | 3 | 0.54
2030 | NEISO_2_NYISO_A-F | NEISO | NYISO_A-F | Internal | Summer | B1 | 10 | 600 | 145.31 | 51.22 | 54.22 | 3 | 0
2030 | NEISO_2_NYISO_A-F | NEISO | NYISO_A-F | Internal | Summer | B2 | 25 | 600 | 362.99 | 51.22 | 54.22 | 3 | 0
2030 | NEISO_2_NYISO_A-F | NEISO | NYISO_A-F | Internal | Summer | B3 | 75 | 600 | 600 | 36.79 | 53.12 | 3 | 13.34
2030 | NEISO_2_NYISO_A-F | NEISO | NYISO_A-F | Internal | Summer | B4 | 100 | 600 | 600 | 36.79 | 52.59 | 3 | 12.81
2030 | NEISO_2_NYISO_A-F | NEISO | NYISO_A-F | Internal | Summer | B5 | 200 | 600 | 600 | 36.79 | 49.52 | 3 | 9.74
2030 | NEISO_2_NYISO_A-F | NEISO | NYISO_A-F | Internal | Summer | B6 | 300 | 600 | 600 | 36.79 | 43.38 | 3 | 3.6
2030 | NEISO_2_NYISO_A-F | NEISO | NYISO_A-F | Internal | Summer | B7 | 400 | 600 | 0 | 36.79 | 39.77 | 3 | 0
2030 | NEISO_2_NYISO_A-F | NEISO | NYISO_A-F | Internal | Summer | B8 | 500 | 600 | 0 | 36.79 | 39.57 | 3 | 0
2030 | NEISO_2_NYISO_A-F | NEISO | NYISO_A-F | Internal | Summer | B9 | 800 | 600 | 0 | 36.79 | 38.89 | 3 | 0
2030 | NEISO_2_NYISO_A-F | NEISO | NYISO_A-F | Internal | Summer | B10 | 1262 | 600 | 0 | 36.79 | 38.89 | 3 | 0
2030 | NEISO_2_NYISO_A-F | NEISO | NYISO_A-F | Internal | Winter | B16 | 25 | 600 | 0 | 46.67 | 46.02 | 3 | 0
2030 | NEISO_2_NYISO_A-F | NEISO | NYISO_A-F | Internal | Winter | B17 | 100 | 600 | 0 | 46.67 | 46.02 | 3 | 0
2030 | NEISO_2_NYISO_A-F | NEISO | NYISO_A-F | Internal | Winter | B18 | 400 | 600 | 0 | 46.67 | 44.19 | 3 | 0
2030 | NEISO_2_NYISO_A-F | NEISO | NYISO_A-F | Internal | Winter | B19 | 700 | 600 | 0 | 45.77 | 42.77 | 3 | 0
2030 | NEISO_2_NYISO_A-F | NEISO | NYISO_A-F | Internal | Winter | B20 | 935 | 600 | 0 | 45.77 | 42.77 | 3 | 0
2030 | NEISO_2_NYISO_G-I | NEISO | NYISO_G-I | Internal | Shoulder | B11 | 25 | 600 | 600 | 37.24 | 43.35 | 3 | 3.12
2030 | NEISO_2_NYISO_G-I | NEISO | NYISO_G-I | Internal | Shoulder | B12 | 200 | 600 | 600 | 37.24 | 41.34 | 3 | 1.1
2030 | NEISO_2_NYISO_G-I | NEISO | NYISO_G-I | Internal | Shoulder | B13 | 600 | 600 | 600 | 37.24 | 40.78 | 3 | 0.55
2030 | NEISO_2_NYISO_G-I | NEISO | NYISO_G-I | Internal | Shoulder | B14 | 900 | 600 | 600 | 37.24 | 40.78 | 3 | 0.55
2030 | NEISO_2_NYISO_G-I | NEISO | NYISO_G-I | Internal | Shoulder | B15 | 1203 | 600 | 600 | 37.24 | 40.78 | 3 | 0.55
2030 | NEISO_2_NYISO_G-I | NEISO | NYISO_G-I | Internal | Summer | B1 | 10 | 600 | 600 | 51.22 | 65.86 | 3 | 11.64
2030 | NEISO_2_NYISO_G-I | NEISO | NYISO_G-I | Internal | Summer | B2 | 25 | 600 | 600 | 51.22 | 61.68 | 3 | 7.45
2030 | NEISO_2_NYISO_G-I | NEISO | NYISO_G-I | Internal | Summer | B3 | 75 | 600 | 600 | 36.79 | 56.42 | 3 | 16.64
2030 | NEISO_2_NYISO_G-I | NEISO | NYISO_G-I | Internal | Summer | B4 | 100 | 600 | 600 | 36.79 | 52.6 | 3 | 12.82
2030 | NEISO_2_NYISO_G-I | NEISO | NYISO_G-I | Internal | Summer | B5 | 200 | 600 | 600 | 36.79 | 52.6 | 3 | 12.82
2030 | NEISO_2_NYISO_G-I | NEISO | NYISO_G-I | Internal | Summer | B6 | 300 | 600 | 600 | 36.79 | 43.39 | 3 | 3.61
2030 | NEISO_2_NYISO_G-I | NEISO | NYISO_G-I | Internal | Summer | B7 | 400 | 600 | 243.48 | 36.79 | 39.79 | 3 | 0
2030 | NEISO_2_NYISO_G-I | NEISO | NYISO_G-I | Internal | Summer | B8 | 500 | 600 | 0 | 36.79 | 39.58 | 3 | 0
2030 | NEISO_2_NYISO_G-I | NEISO | NYISO_G-I | Internal | Summer | B9 | 800 | 600 | 0 | 36.79 | 38.9 | 3 | 0
2030 | NEISO_2_NYISO_G-I | NEISO | NYISO_G-I | Internal | Summer | B10 | 1262 | 600 | 0 | 36.79 | 38.9 | 3 | 0
2030 | NEISO_2_NYISO_G-I | NEISO | NYISO_G-I | Internal | Winter | B16 | 25 | 600 | 600 | 46.67 | 50.3 | 3 | 0.63
2030 | NEISO_2_NYISO_G-I | NEISO | NYISO_G-I | Internal | Winter | B17 | 100 | 600 | 600 | 46.67 | 50.3 | 3 | 0.63
2030 | NEISO_2_NYISO_G-I | NEISO | NYISO_G-I | Internal | Winter | B18 | 400 | 600 | 600 | 46.67 | 50.3 | 3 | 0.63
2030 | NEISO_2_NYISO_G-I | NEISO | NYISO_G-I | Internal | Winter | B19 | 700 | 600 | 600 | 45.77 | 50.3 | 3 | 1.54
2030 | NEISO_2_NYISO_G-I | NEISO | NYISO_G-I | Internal | Winter | B20 | 935 | 600 | 0 | 45.77 | 42.78 | 3 | 0
2030 | NEISO_2_NYISO_J-K | NEISO | NYISO_J-K | Internal | Shoulder | B11 | 25 | 520 | 520 | 37.24 | 43.36 | 3 | 3.13
2030 | NEISO_2_NYISO_J-K | NEISO | NYISO_J-K | Internal | Shoulder | B12 | 200 | 520 | 520 | 37.24 | 41.35 | 3 | 1.12
2030 | NEISO_2_NYISO_J-K | NEISO | NYISO_J-K | Internal | Shoulder | B13 | 600 | 520 | 520 | 37.24 | 40.8 | 3 | 0.56
2030 | NEISO_2_NYISO_J-K | NEISO | NYISO_J-K | Internal | Shoulder | B14 | 900 | 520 | 520 | 37.24 | 40.8 | 3 | 0.56
2030 | NEISO_2_NYISO_J-K | NEISO | NYISO_J-K | Internal | Shoulder | B15 | 1203 | 520 | 520 | 37.24 | 40.8 | 3 | 0.56
2030 | NEISO_2_NYISO_J-K | NEISO | NYISO_J-K | Internal | Summer | B1 | 10 | 520 | 520 | 51.22 | 65.87 | 3 | 11.65
2030 | NEISO_2_NYISO_J-K | NEISO | NYISO_J-K | Internal | Summer | B2 | 25 | 520 | 520 | 51.22 | 61.69 | 3 | 7.47
2030 | NEISO_2_NYISO_J-K | NEISO | NYISO_J-K | Internal | Summer | B3 | 75 | 520 | 520 | 36.79 | 56.44 | 3 | 16.65
2030 | NEISO_2_NYISO_J-K | NEISO | NYISO_J-K | Internal | Summer | B4 | 100 | 520 | 520 | 36.79 | 52.61 | 3 | 12.83
2030 | NEISO_2_NYISO_J-K | NEISO | NYISO_J-K | Internal | Summer | B5 | 200 | 520 | 520 | 36.79 | 52.61 | 3 | 12.83
2030 | NEISO_2_NYISO_J-K | NEISO | NYISO_J-K | Internal | Summer | B6 | 300 | 520 | 520 | 36.79 | 43.4 | 3 | 3.62
2030 | NEISO_2_NYISO_J-K | NEISO | NYISO_J-K | Internal | Summer | B7 | 400 | 520 | 520 | 36.79 | 39.8 | 3 | 0.01
2030 | NEISO_2_NYISO_J-K | NEISO | NYISO_J-K | Internal | Summer | B8 | 500 | 520 | 0 | 36.79 | 39.59 | 3 | 0
2030 | NEISO_2_NYISO_J-K | NEISO | NYISO_J-K | Internal | Summer | B9 | 800 | 520 | 0 | 36.79 | 38.91 | 3 | 0
2030 | NEISO_2_NYISO_J-K | NEISO | NYISO_J-K | Internal | Summer | B10 | 1262 | 520 | 0 | 36.79 | 38.91 | 3 | 0
2030 | NEISO_2_NYISO_J-K | NEISO | NYISO_J-K | Internal | Winter | B16 | 25 | 520 | 520 | 46.67 | 50.31 | 3 | 0.64
2030 | NEISO_2_NYISO_J-K | NEISO | NYISO_J-K | Internal | Winter | B17 | 100 | 520 | 520 | 46.67 | 50.31 | 3 | 0.64
2030 | NEISO_2_NYISO_J-K | NEISO | NYISO_J-K | Internal | Winter | B18 | 400 | 520 | 520 | 46.67 | 50.31 | 3 | 0.64
2030 | NEISO_2_NYISO_J-K | NEISO | NYISO_J-K | Internal | Winter | B19 | 700 | 520 | 520 | 45.77 | 50.31 | 3 | 1.55
2030 | NEISO_2_NYISO_J-K | NEISO | NYISO_J-K | Internal | Winter | B20 | 935 | 520 | 0 | 45.77 | 42.79 | 3 | 0
2030 | NonRTO_Midwest_2_TVA_Transmission | NonRTO_Midwest | TVA_Transmission | Internal | Shoulder | B11 | 25 | 2400 | 0 | 60.11 | 59.96 | 8 | 0
2030 | NonRTO_Midwest_2_TVA_Transmission | NonRTO_Midwest | TVA_Transmission | Internal | Shoulder | B12 | 200 | 2400 | 0 | 52.83 | 50.03 | 8 | 0
2030 | NonRTO_Midwest_2_TVA_Transmission | NonRTO_Midwest | TVA_Transmission | Internal | Shoulder | B13 | 600 | 2400 | 0 | 50.4 | 47.55 | 8 | 0
2030 | NonRTO_Midwest_2_TVA_Transmission | NonRTO_Midwest | TVA_Transmission | Internal | Shoulder | B14 | 900 | 2400 | 0 | 45.23 | 46.85 | 8 | 0
2030 | NonRTO_Midwest_2_TVA_Transmission | NonRTO_Midwest | TVA_Transmission | Internal | Shoulder | B15 | 1203 | 2400 | 0 | 38.05 | 43.17 | 8 | 0
2030 | NonRTO_Midwest_2_TVA_Transmission | NonRTO_Midwest | TVA_Transmission | Internal | Summer | B1 | 10 | 2400 | 0 | 76.13 | 79.83 | 8 | 0
2030 | NonRTO_Midwest_2_TVA_Transmission | NonRTO_Midwest | TVA_Transmission | Internal | Summer | B2 | 25 | 2400 | 0 | 76.13 | 75.69 | 8 | 0
2030 | NonRTO_Midwest_2_TVA_Transmission | NonRTO_Midwest | TVA_Transmission | Internal | Summer | B3 | 75 | 2400 | 0 | 75.94 | 75.28 | 8 | 0
2030 | NonRTO_Midwest_2_TVA_Transmission | NonRTO_Midwest | TVA_Transmission | Internal | Summer | B4 | 100 | 2400 | 0 | 75.31 | 74.75 | 8 | 0
2030 | NonRTO_Midwest_2_TVA_Transmission | NonRTO_Midwest | TVA_Transmission | Internal | Summer | B5 | 200 | 2400 | 0 | 68.63 | 68.6 | 8 | 0
2030 | NonRTO_Midwest_2_TVA_Transmission | NonRTO_Midwest | TVA_Transmission | Internal | Summer | B6 | 300 | 2400 | 0 | 57.42 | 56.44 | 8 | 0
2030 | NonRTO_Midwest_2_TVA_Transmission | NonRTO_Midwest | TVA_Transmission | Internal | Summer | B7 | 400 | 2400 | 0 | 50.14 | 49.61 | 8 | 0
2030 | NonRTO_Midwest_2_TVA_Transmission | NonRTO_Midwest | TVA_Transmission | Internal | Summer | B8 | 500 | 2400 | 0 | 43.18 | 46.07 | 8 | 0
2030 | NonRTO_Midwest_2_TVA_Transmission | NonRTO_Midwest | TVA_Transmission | Internal | Summer | B9 | 800 | 2400 | 0 | 38.05 | 45.43 | 8 | 0
2030 | NonRTO_Midwest_2_TVA_Transmission | NonRTO_Midwest | TVA_Transmission | Internal | Summer | B10 | 1262 | 2400 | 53.72 | 33.74 | 41.74 | 8 | 0
2030 | NonRTO_Midwest_2_TVA_Transmission | NonRTO_Midwest | TVA_Transmission | Internal | Winter | B16 | 25 | 2400 | 0 | 59.78 | 59.77 | 8 | 0
2030 | NonRTO_Midwest_2_TVA_Transmission | NonRTO_Midwest | TVA_Transmission | Internal | Winter | B17 | 100 | 2400 | 0 | 55.96 | 52.03 | 8 | 0
2030 | NonRTO_Midwest_2_TVA_Transmission | NonRTO_Midwest | TVA_Transmission | Internal | Winter | B18 | 400 | 2400 | 0 | 52.25 | 47.78 | 8 | 0
2030 | NonRTO_Midwest_2_TVA_Transmission | NonRTO_Midwest | TVA_Transmission | Internal | Winter | B19 | 700 | 2400 | 0 | 44.92 | 47.09 | 8 | 0
2030 | NonRTO_Midwest_2_TVA_Transmission | NonRTO_Midwest | TVA_Transmission | Internal | Winter | B20 | 935 | 2400 | 0 | 38.05 | 42.76 | 8 | 0
2030 | NYISO_A-F_2_IESO | NYISO_A-F | IESO | Internal | Shoulder | B11 | 25 | 1600 | 0 | 43.34 | 36.34 | 7 | 0
2030 | NYISO_A-F_2_IESO | NYISO_A-F | IESO | Internal | Shoulder | B12 | 200 | 1600 | 0 | 41.33 | 34.33 | 7 | 0
2030 | NYISO_A-F_2_IESO | NYISO_A-F | IESO | Internal | Shoulder | B13 | 600 | 1600 | 0 | 40.77 | 33.94 | 7 | 0
2030 | NYISO_A-F_2_IESO | NYISO_A-F | IESO | Internal | Shoulder | B14 | 900 | 1600 | 0 | 40.77 | 33.94 | 7 | 0
2030 | NYISO_A-F_2_IESO | NYISO_A-F | IESO | Internal | Shoulder | B15 | 1203 | 1600 | 0 | 40.77 | 33.94 | 7 | 0
2030 | NYISO_A-F_2_IESO | NYISO_A-F | IESO | Internal | Summer | B1 | 10 | 1600 | 0 | 54.22 | 47.22 | 7 | 0
2030 | NYISO_A-F_2_IESO | NYISO_A-F | IESO | Internal | Summer | B2 | 25 | 1600 | 0 | 54.22 | 47.22 | 7 | 0
2030 | NYISO_A-F_2_IESO | NYISO_A-F | IESO | Internal | Summer | B3 | 75 | 1600 | 0 | 53.12 | 46.12 | 7 | 0
2030 | NYISO_A-F_2_IESO | NYISO_A-F | IESO | Internal | Summer | B4 | 100 | 1600 | 0 | 52.59 | 45.59 | 7 | 0
2030 | NYISO_A-F_2_IESO | NYISO_A-F | IESO | Internal | Summer | B5 | 200 | 1600 | 0 | 49.52 | 42.52 | 7 | 0
2030 | NYISO_A-F_2_IESO | NYISO_A-F | IESO | Internal | Summer | B6 | 300 | 1600 | 0 | 43.38 | 41.72 | 7 | 0
2030 | NYISO_A-F_2_IESO | NYISO_A-F | IESO | Internal | Summer | B7 | 400 | 1600 | 0 | 39.77 | 32.77 | 7 | 0
2030 | NYISO_A-F_2_IESO | NYISO_A-F | IESO | Internal | Summer | B8 | 500 | 1600 | 0 | 39.57 | 32.25 | 7 | 0
2030 | NYISO_A-F_2_IESO | NYISO_A-F | IESO | Internal | Summer | B9 | 800 | 1600 | 0 | 38.89 | 31.46 | 7 | 0
2030 | NYISO_A-F_2_IESO | NYISO_A-F | IESO | Internal | Summer | B10 | 1262 | 1600 | 0 | 38.89 | 31.46 | 7 | 0
2030 | NYISO_A-F_2_IESO | NYISO_A-F | IESO | Internal | Winter | B16 | 25 | 1600 | 0 | 46.02 | 39.97 | 7 | 0
2030 | NYISO_A-F_2_IESO | NYISO_A-F | IESO | Internal | Winter | B17 | 100 | 1600 | 0 | 46.02 | 39.02 | 7 | 0
2030 | NYISO_A-F_2_IESO | NYISO_A-F | IESO | Internal | Winter | B18 | 400 | 1600 | 0 | 44.19 | 37.19 | 7 | 0
2030 | NYISO_A-F_2_IESO | NYISO_A-F | IESO | Internal | Winter | B19 | 700 | 1600 | 0 | 42.77 | 35.77 | 7 | 0
2030 | NYISO_A-F_2_IESO | NYISO_A-F | IESO | Internal | Winter | B20 | 935 | 1600 | 0 | 42.77 | 35.77 | 7 | 0
2030 | NYISO_A-F_2_NEISO | NYISO_A-F | NEISO | Internal | Shoulder | B11 | 25 | 600 | 0 | 43.34 | 37.24 | 3 | 0
2030 | NYISO_A-F_2_NEISO | NYISO_A-F | NEISO | Internal | Shoulder | B12 | 200 | 600 | 0 | 41.33 | 37.24 | 3 | 0
2030 | NYISO_A-F_2_NEISO | NYISO_A-F | NEISO | Internal | Shoulder | B13 | 600 | 600 | 0 | 40.77 | 37.24 | 3 | 0
2030 | NYISO_A-F_2_NEISO | NYISO_A-F | NEISO | Internal | Shoulder | B14 | 900 | 600 | 0 | 40.77 | 37.24 | 3 | 0
2030 | NYISO_A-F_2_NEISO | NYISO_A-F | NEISO | Internal | Shoulder | B15 | 1203 | 600 | 0 | 40.77 | 37.24 | 3 | 0
2030 | NYISO_A-F_2_NEISO | NYISO_A-F | NEISO | Internal | Summer | B1 | 10 | 600 | 0 | 54.22 | 51.22 | 3 | 0
2030 | NYISO_A-F_2_NEISO | NYISO_A-F | NEISO | Internal | Summer | B2 | 25 | 600 | 0 | 54.22 | 51.22 | 3 | 0
2030 | NYISO_A-F_2_NEISO | NYISO_A-F | NEISO | Internal | Summer | B3 | 75 | 600 | 0 | 53.12 | 36.79 | 3 | 0
2030 | NYISO_A-F_2_NEISO | NYISO_A-F | NEISO | Internal | Summer | B4 | 100 | 600 | 0 | 52.59 | 36.79 | 3 | 0
2030 | NYISO_A-F_2_NEISO | NYISO_A-F | NEISO | Internal | Summer | B5 | 200 | 600 | 0 | 49.52 | 36.79 | 3 | 0
2030 | NYISO_A-F_2_NEISO | NYISO_A-F | NEISO | Internal | Summer | B6 | 300 | 600 | 0 | 43.38 | 36.79 | 3 | 0
2030 | NYISO_A-F_2_NEISO | NYISO_A-F | NEISO | Internal | Summer | B7 | 400 | 600 | 0 | 39.77 | 36.79 | 3 | 0
2030 | NYISO_A-F_2_NEISO | NYISO_A-F | NEISO | Internal | Summer | B8 | 500 | 600 | 0 | 39.57 | 36.79 | 3 | 0
2030 | NYISO_A-F_2_NEISO | NYISO_A-F | NEISO | Internal | Summer | B9 | 800 | 600 | 0 | 38.89 | 36.79 | 3 | 0
2030 | NYISO_A-F_2_NEISO | NYISO_A-F | NEISO | Internal | Summer | B10 | 1262 | 600 | 0 | 38.89 | 36.79 | 3 | 0
2030 | NYISO_A-F_2_NEISO | NYISO_A-F | NEISO | Internal | Winter | B16 | 25 | 600 | 0 | 46.02 | 46.67 | 3 | 0
2030 | NYISO_A-F_2_NEISO | NYISO_A-F | NEISO | Internal | Winter | B17 | 100 | 600 | 0 | 46.02 | 46.67 | 3 | 0
2030 | NYISO_A-F_2_NEISO | NYISO_A-F | NEISO | Internal | Winter | B18 | 400 | 600 | 0 | 44.19 | 46.67 | 3 | 0
2030 | NYISO_A-F_2_NEISO | NYISO_A-F | NEISO | Internal | Winter | B19 | 700 | 600 | 569.92 | 42.77 | 45.77 | 3 | 0
2030 | NYISO_A-F_2_NEISO | NYISO_A-F | NEISO | Internal | Winter | B20 | 935 | 600 | 577.9 | 42.77 | 45.77 | 3 | 0
2030 | NYISO_A-F_2_NYISO_G-I | NYISO_A-F | NYISO_G-I | Internal | Shoulder | B11 | 25 | 4888 | 4543.44 | 43.34 | 43.35 | 0.01 | 0
2030 | NYISO_A-F_2_NYISO_G-I | NYISO_A-F | NYISO_G-I | Internal | Shoulder | B12 | 200 | 4888 | 4143.18 | 41.33 | 41.34 | 0.01 | 0
2030 | NYISO_A-F_2_NYISO_G-I | NYISO_A-F | NYISO_G-I | Internal | Shoulder | B13 | 600 | 4888 | 4273.3 | 40.77 | 40.78 | 0.01 | 0
2030 | NYISO_A-F_2_NYISO_G-I | NYISO_A-F | NYISO_G-I | Internal | Shoulder | B14 | 900 | 4888 | 4593.78 | 40.77 | 40.78 | 0.01 | 0
2030 | NYISO_A-F_2_NYISO_G-I | NYISO_A-F | NYISO_G-I | Internal | Shoulder | B15 | 1203 | 4888 | 2631.15 | 40.77 | 40.78 | 0.01 | 0
2030 | NYISO_A-F_2_NYISO_G-I | NYISO_A-F | NYISO_G-I | Internal | Summer | B1 | 10 | 4888 | 4888 | 54.22 | 65.86 | 0.01 | 11.62
2030 | NYISO_A-F_2_NYISO_G-I | NYISO_A-F | NYISO_G-I | Internal | Summer | B2 | 25 | 4888 | 4888 | 54.22 | 61.68 | 0.01 | 7.44
2030 | NYISO_A-F_2_NYISO_G-I | NYISO_A-F | NYISO_G-I | Internal | Summer | B3 | 75 | 4888 | 4888 | 53.12 | 56.42 | 0.01 | 3.29
2030 | NYISO_A-F_2_NYISO_G-I | NYISO_A-F | NYISO_G-I | Internal | Summer | B4 | 100 | 4888 | 4638.95 | 52.59 | 52.6 | 0.01 | 0
2030 | NYISO_A-F_2_NYISO_G-I | NYISO_A-F | NYISO_G-I | Internal | Summer | B5 | 200 | 4888 | 4888 | 49.52 | 52.6 | 0.01 | 3.07
2030 | NYISO_A-F_2_NYISO_G-I | NYISO_A-F | NYISO_G-I | Internal | Summer | B6 | 300 | 4888 | 3982.72 | 43.38 | 43.39 | 0.01 | 0
2030 | NYISO_A-F_2_NYISO_G-I | NYISO_A-F | NYISO_G-I | Internal | Summer | B7 | 400 | 4888 | 3273.78 | 39.77 | 39.79 | 0.01 | 0
2030 | NYISO_A-F_2_NYISO_G-I | NYISO_A-F | NYISO_G-I | Internal | Summer | B8 | 500 | 4888 | 4667.98 | 39.57 | 39.58 | 0.01 | 0
2030 | NYISO_A-F_2_NYISO_G-I | NYISO_A-F | NYISO_G-I | Internal | Summer | B9 | 800 | 4888 | 4164.37 | 38.89 | 38.9 | 0.01 | 0
2030 | NYISO_A-F_2_NYISO_G-I | NYISO_A-F | NYISO_G-I | Internal | Summer | B10 | 1262 | 4888 | 2410.38 | 38.89 | 38.9 | 0.01 | 0
2030 | NYISO_A-F_2_NYISO_G-I | NYISO_A-F | NYISO_G-I | Internal | Winter | B16 | 25 | 4888 | 4888 | 46.02 | 50.3 | 0.01 | 4.27
2030 | NYISO_A-F_2_NYISO_G-I | NYISO_A-F | NYISO_G-I | Internal | Winter | B17 | 100 | 4888 | 4888 | 46.02 | 50.3 | 0.01 | 4.27
2030 | NYISO_A-F_2_NYISO_G-I | NYISO_A-F | NYISO_G-I | Internal | Winter | B18 | 400 | 4888 | 4888 | 44.19 | 50.3 | 0.01 | 6.1
2030 | NYISO_A-F_2_NYISO_G-I | NYISO_A-F | NYISO_G-I | Internal | Winter | B19 | 700 | 4888 | 4888 | 42.77 | 50.3 | 0.01 | 7.52
2030 | NYISO_A-F_2_NYISO_G-I | NYISO_A-F | NYISO_G-I | Internal | Winter | B20 | 935 | 4888 | 3917.33 | 42.77 | 42.78 | 0.01 | 0
2030 | NYISO_A-F_2_PJM_ROM | NYISO_A-F | PJM_ROM | Internal | Shoulder | B11 | 25 | 1000 | 1000 | 43.34 | 53.95 | 8 | 2.61
2030 | NYISO_A-F_2_PJM_ROM | NYISO_A-F | PJM_ROM | Internal | Shoulder | B12 | 200 | 1000 | 0 | 41.33 | 46.67 | 8 | 0
2030 | NYISO_A-F_2_PJM_ROM | NYISO_A-F | PJM_ROM | Internal | Shoulder | B13 | 600 | 1000 | 0 | 40.77 | 44.27 | 8 | 0
2030 | NYISO_A-F_2_PJM_ROM | NYISO_A-F | PJM_ROM | Internal | Shoulder | B14 | 900 | 1000 | 0 | 40.77 | 42.94 | 8 | 0
2030 | NYISO_A-F_2_PJM_ROM | NYISO_A-F | PJM_ROM | Internal | Shoulder | B15 | 1203 | 1000 | 0 | 40.77 | 39.42 | 8 | 0
2030 | NYISO_A-F_2_PJM_ROM | NYISO_A-F | PJM_ROM | Internal | Summer | B1 | 10 | 1000 | 1000 | 54.22 | 73.85 | 8 | 11.62
2030 | NYISO_A-F_2_PJM_ROM | NYISO_A-F | PJM_ROM | Internal | Summer | B2 | 25 | 1000 | 1000 | 54.22 | 69.69 | 8 | 7.47
2030 | NYISO_A-F_2_PJM_ROM | NYISO_A-F | PJM_ROM | Internal | Summer | B3 | 75 | 1000 | 1000 | 53.12 | 69.27 | 8 | 8.15
2030 | NYISO_A-F_2_PJM_ROM | NYISO_A-F | PJM_ROM | Internal | Summer | B4 | 100 | 1000 | 1000 | 52.59 | 69.27 | 8 | 8.68
2030 | NYISO_A-F_2_PJM_ROM | NYISO_A-F | PJM_ROM | Internal | Summer | B5 | 200 | 1000 | 1000 | 49.52 | 62.59 | 8 | 5.07
2030 | NYISO_A-F_2_PJM_ROM | NYISO_A-F | PJM_ROM | Internal | Summer | B6 | 300 | 1000 | 572.67 | 43.38 | 51.38 | 8 | 0
2030 | NYISO_A-F_2_PJM_ROM | NYISO_A-F | PJM_ROM | Internal | Summer | B7 | 400 | 1000 | 0 | 39.77 | 44.11 | 8 | 0
2030 | NYISO_A-F_2_PJM_ROM | NYISO_A-F | PJM_ROM | Internal | Summer | B8 | 500 | 1000 | 0 | 39.57 | 41.23 | 8 | 0
2030 | NYISO_A-F_2_PJM_ROM | NYISO_A-F | PJM_ROM | Internal | Summer | B9 | 800 | 1000 | 0 | 38.89 | 39.45 | 8 | 0
2030 | NYISO_A-F_2_PJM_ROM | NYISO_A-F | PJM_ROM | Internal | Summer | B10 | 1262 | 1000 | 0 | 38.89 | 35.76 | 8 | 0
2030 | NYISO_A-F_2_PJM_ROM | NYISO_A-F | PJM_ROM | Internal | Winter | B16 | 25 | 1000 | 0 | 46.02 | 53.78 | 8 | 0
2030 | NYISO_A-F_2_PJM_ROM | NYISO_A-F | PJM_ROM | Internal | Winter | B17 | 100 | 1000 | 0 | 46.02 | 49.98 | 8 | 0
2030 | NYISO_A-F_2_PJM_ROM | NYISO_A-F | PJM_ROM | Internal | Winter | B18 | 400 | 1000 | 0 | 44.19 | 46.27 | 8 | 0
2030 | NYISO_A-F_2_PJM_ROM | NYISO_A-F | PJM_ROM | Internal | Winter | B19 | 700 | 1000 | 0 | 42.77 | 45.34 | 8 | 0
2030 | NYISO_A-F_2_PJM_ROM | NYISO_A-F | PJM_ROM | Internal | Winter | B20 | 935 | 1000 | 0 | 42.77 | 36.77 | 8 | 0
2030 | NYISO_G-I_2_NEISO | NYISO_G-I | NEISO | Internal | Shoulder | B11 | 25 | 600 | 0 | 43.35 | 37.24 | 3 | 0
2030 | NYISO_G-I_2_NEISO | NYISO_G-I | NEISO | Internal | Shoulder | B12 | 200 | 600 | 0 | 41.34 | 37.24 | 3 | 0
2030 | NYISO_G-I_2_NEISO | NYISO_G-I | NEISO | Internal | Shoulder | B13 | 600 | 600 | 0 | 40.78 | 37.24 | 3 | 0
2030 | NYISO_G-I_2_NEISO | NYISO_G-I | NEISO | Internal | Shoulder | B14 | 900 | 600 | 0 | 40.78 | 37.24 | 3 | 0
2030 | NYISO_G-I_2_NEISO | NYISO_G-I | NEISO | Internal | Shoulder | B15 | 1203 | 600 | 0 | 40.78 | 37.24 | 3 | 0
2030 | NYISO_G-I_2_NEISO | NYISO_G-I | NEISO | Internal | Summer | B1 | 10 | 600 | 0 | 65.86 | 51.22 | 3 | 0
2030 | NYISO_G-I_2_NEISO | NYISO_G-I | NEISO | Internal | Summer | B2 | 25 | 600 | 0 | 61.68 | 51.22 | 3 | 0
2030 | NYISO_G-I_2_NEISO | NYISO_G-I | NEISO | Internal | Summer | B3 | 75 | 600 | 0 | 56.42 | 36.79 | 3 | 0
2030 | NYISO_G-I_2_NEISO | NYISO_G-I | NEISO | Internal | Summer | B4 | 100 | 600 | 0 | 52.6 | 36.79 | 3 | 0
2030 | NYISO_G-I_2_NEISO | NYISO_G-I | NEISO | Internal | Summer | B5 | 200 | 600 | 0 | 52.6 | 36.79 | 3 | 0
2030 | NYISO_G-I_2_NEISO | NYISO_G-I | NEISO | Internal | Summer | B6 | 300 | 600 | 0 | 43.39 | 36.79 | 3 | 0
2030 | NYISO_G-I_2_NEISO | NYISO_G-I | NEISO | Internal | Summer | B7 | 400 | 600 | 0 | 39.79 | 36.79 | 3 | 0
2030 | NYISO_G-I_2_NEISO | NYISO_G-I | NEISO | Internal | Summer | B8 | 500 | 600 | 0 | 39.58 | 36.79 | 3 | 0
2030 | NYISO_G-I_2_NEISO | NYISO_G-I | NEISO | Internal | Summer | B9 | 800 | 600 | 0 | 38.9 | 36.79 | 3 | 0
2030 | NYISO_G-I_2_NEISO | NYISO_G-I | NEISO | Internal | Summer | B10 | 1262 | 600 | 0 | 38.9 | 36.79 | 3 | 0
2030 | NYISO_G-I_2_NEISO | NYISO_G-I | NEISO | Internal | Winter | B16 | 25 | 600 | 0 | 50.3 | 46.67 | 3 | 0
2030 | NYISO_G-I_2_NEISO | NYISO_G-I | NEISO | Internal | Winter | B17 | 100 | 600 | 0 | 50.3 | 46.67 | 3 | 0
2030 | NYISO_G-I_2_NEISO | NYISO_G-I | NEISO | Internal | Winter | B18 | 400 | 600 | 0 | 50.3 | 46.67 | 3 | 0
2030 | NYISO_G-I_2_NEISO | NYISO_G-I | NEISO | Internal | Winter | B19 | 700 | 600 | 0 | 50.3 | 45.77 | 3 | 0
2030 | NYISO_G-I_2_NEISO | NYISO_G-I | NEISO | Internal | Winter | B20 | 935 | 600 | 0 | 42.78 | 45.77 | 3 | 0
2030 | NYISO_G-I_2_NYISO_A-F | NYISO_G-I | NYISO_A-F | Internal | Shoulder | B11 | 25 | 2637 | 0 | 43.35 | 43.34 | 0.01 | 0
2030 | NYISO_G-I_2_NYISO_A-F | NYISO_G-I | NYISO_A-F | Internal | Shoulder | B12 | 200 | 2637 | 0 | 41.34 | 41.33 | 0.01 | 0
2030 | NYISO_G-I_2_NYISO_A-F | NYISO_G-I | NYISO_A-F | Internal | Shoulder | B13 | 600 | 2637 | 0 | 40.78 | 40.77 | 0.01 | 0
2030 | NYISO_G-I_2_NYISO_A-F | NYISO_G-I | NYISO_A-F | Internal | Shoulder | B14 | 900 | 2637 | 0 | 40.78 | 40.77 | 0.01 | 0
2030 | NYISO_G-I_2_NYISO_A-F | NYISO_G-I | NYISO_A-F | Internal | Shoulder | B15 | 1203 | 2637 | 0 | 40.78 | 40.77 | 0.01 | 0
2030 | NYISO_G-I_2_NYISO_A-F | NYISO_G-I | NYISO_A-F | Internal | Summer | B1 | 10 | 2637 | 0 | 65.86 | 54.22 | 0.01 | 0
2030 | NYISO_G-I_2_NYISO_A-F | NYISO_G-I | NYISO_A-F | Internal | Summer | B2 | 25 | 2637 | 0 | 61.68 | 54.22 | 0.01 | 0
2030 | NYISO_G-I_2_NYISO_A-F | NYISO_G-I | NYISO_A-F | Internal | Summer | B3 | 75 | 2637 | 0 | 56.42 | 53.12 | 0.01 | 0
2030 | NYISO_G-I_2_NYISO_A-F | NYISO_G-I | NYISO_A-F | Internal | Summer | B4 | 100 | 2637 | 0 | 52.6 | 52.59 | 0.01 | 0
2030 | NYISO_G-I_2_NYISO_A-F | NYISO_G-I | NYISO_A-F | Internal | Summer | B5 | 200 | 2637 | 0 | 52.6 | 49.52 | 0.01 | 0
2030 | NYISO_G-I_2_NYISO_A-F | NYISO_G-I | NYISO_A-F | Internal | Summer | B6 | 300 | 2637 | 0 | 43.39 | 43.38 | 0.01 | 0
2030 | NYISO_G-I_2_NYISO_A-F | NYISO_G-I | NYISO_A-F | Internal | Summer | B7 | 400 | 2637 | 0 | 39.79 | 39.77 | 0.01 | 0
2030 | NYISO_G-I_2_NYISO_A-F | NYISO_G-I | NYISO_A-F | Internal | Summer | B8 | 500 | 2637 | 0 | 39.58 | 39.57 | 0.01 | 0
2030 | NYISO_G-I_2_NYISO_A-F | NYISO_G-I | NYISO_A-F | Internal | Summer | B9 | 800 | 2637 | 0 | 38.9 | 38.89 | 0.01 | 0
2030 | NYISO_G-I_2_NYISO_A-F | NYISO_G-I | NYISO_A-F | Internal | Summer | B10 | 1262 | 2637 | 0 | 38.9 | 38.89 | 0.01 | 0
2030 | NYISO_G-I_2_NYISO_A-F | NYISO_G-I | NYISO_A-F | Internal | Winter | B16 | 25 | 2637 | 0 | 50.3 | 46.02 | 0.01 | 0
2030 | NYISO_G-I_2_NYISO_A-F | NYISO_G-I | NYISO_A-F | Internal | Winter | B17 | 100 | 2637 | 0 | 50.3 | 46.02 | 0.01 | 0
2030 | NYISO_G-I_2_NYISO_A-F | NYISO_G-I | NYISO_A-F | Internal | Winter | B18 | 400 | 2637 | 0 | 50.3 | 44.19 | 0.01 | 0
2030 | NYISO_G-I_2_NYISO_A-F | NYISO_G-I | NYISO_A-F | Internal | Winter | B19 | 700 | 2637 | 0 | 50.3 | 42.77 | 0.01 | 0
2030 | NYISO_G-I_2_NYISO_A-F | NYISO_G-I | NYISO_A-F | Internal | Winter | B20 | 935 | 2637 | 0 | 42.78 | 42.77 | 0.01 | 0
2030 | NYISO_G-I_2_NYISO_J-K | NYISO_G-I | NYISO_J-K | Internal | Shoulder | B11 | 25 | 6130 | 3809.79 | 43.35 | 43.36 | 0.01 | 0
2030 | NYISO_G-I_2_NYISO_J-K | NYISO_G-I | NYISO_J-K | Internal | Shoulder | B12 | 200 | 6130 | 3907.57 | 41.34 | 41.35 | 0.01 | 0
2030 | NYISO_G-I_2_NYISO_J-K | NYISO_G-I | NYISO_J-K | Internal | Shoulder | B13 | 600 | 6130 | 4167.74 | 40.78 | 40.8 | 0.01 | 0
2030 | NYISO_G-I_2_NYISO_J-K | NYISO_G-I | NYISO_J-K | Internal | Shoulder | B14 | 900 | 6130 | 4650.62 | 40.78 | 40.8 | 0.01 | 0
2030 | NYISO_G-I_2_NYISO_J-K | NYISO_G-I | NYISO_J-K | Internal | Shoulder | B15 | 1203 | 6130 | 3140.57 | 40.78 | 40.8 | 0.01 | 0
2030 | NYISO_G-I_2_NYISO_J-K | NYISO_G-I | NYISO_J-K | Internal | Summer | B1 | 10 | 6130 | 3500.89 | 65.86 | 65.87 | 0.01 | 0
2030 | NYISO_G-I_2_NYISO_J-K | NYISO_G-I | NYISO_J-K | Internal | Summer | B2 | 25 | 6130 | 3601.11 | 61.68 | 61.69 | 0.01 | 0
2030 | NYISO_G-I_2_NYISO_J-K | NYISO_G-I | NYISO_J-K | Internal | Summer | B3 | 75 | 6130 | 3649.96 | 56.42 | 56.44 | 0.01 | 0
2030 | NYISO_G-I_2_NYISO_J-K | NYISO_G-I | NYISO_J-K | Internal | Summer | B4 | 100 | 6130 | 3678.48 | 52.6 | 52.61 | 0.01 | 0
2030 | NYISO_G-I_2_NYISO_J-K | NYISO_G-I | NYISO_J-K | Internal | Summer | B5 | 200 | 6130 | 4070.41 | 52.6 | 52.61 | 0.01 | 0
2030 | NYISO_G-I_2_NYISO_J-K | NYISO_G-I | NYISO_J-K | Internal | Summer | B6 | 300 | 6130 | 4868.78 | 43.39 | 43.4 | 0.01 | 0
2030 | NYISO_G-I_2_NYISO_J-K | NYISO_G-I | NYISO_J-K | Internal | Summer | B7 | 400 | 6130 | 3982.94 | 39.79 | 39.8 | 0.01 | 0
2030 | NYISO_G-I_2_NYISO_J-K | NYISO_G-I | NYISO_J-K | Internal | Summer | B8 | 500 | 6130 | 5293.83 | 39.58 | 39.59 | 0.01 | 0
2030 | NYISO_G-I_2_NYISO_J-K | NYISO_G-I | NYISO_J-K | Internal | Summer | B9 | 800 | 6130 | 4438.57 | 38.9 | 38.91 | 0.01 | 0
2030 | NYISO_G-I_2_NYISO_J-K | NYISO_G-I | NYISO_J-K | Internal | Summer | B10 | 1262 | 6130 | 2874.02 | 38.9 | 38.91 | 0.01 | 0
2030 | NYISO_G-I_2_NYISO_J-K | NYISO_G-I | NYISO_J-K | Internal | Winter | B16 | 25 | 6130 | 5511.9 | 50.3 | 50.31 | 0.01 | 0
2030 | NYISO_G-I_2_NYISO_J-K | NYISO_G-I | NYISO_J-K | Internal | Winter | B17 | 100 | 6130 | 5576.72 | 50.3 | 50.31 | 0.01 | 0
2030 | NYISO_G-I_2_NYISO_J-K | NYISO_G-I | NYISO_J-K | Internal | Winter | B18 | 400 | 6130 | 5757.16 | 50.3 | 50.31 | 0.01 | 0
2030 | NYISO_G-I_2_NYISO_J-K | NYISO_G-I | NYISO_J-K | Internal | Winter | B19 | 700 | 6130 | 5285.92 | 50.3 | 50.31 | 0.01 | 0
2030 | NYISO_G-I_2_NYISO_J-K | NYISO_G-I | NYISO_J-K | Internal | Winter | B20 | 935 | 6130 | 4577.94 | 42.78 | 42.79 | 0.01 | 0
2030 | NYISO_G-I_2_PJM_E | NYISO_G-I | PJM_E | Internal | Shoulder | B11 | 25 | 1500 | 1500 | 43.35 | 53.94 | 8 | 2.59
2030 | NYISO_G-I_2_PJM_E | NYISO_G-I | PJM_E | Internal | Shoulder | B12 | 200 | 1500 | 0 | 41.34 | 46.66 | 8 | 0
2030 | NYISO_G-I_2_PJM_E | NYISO_G-I | PJM_E | Internal | Shoulder | B13 | 600 | 1500 | 0 | 40.78 | 44.25 | 8 | 0
2030 | NYISO_G-I_2_PJM_E | NYISO_G-I | PJM_E | Internal | Shoulder | B14 | 900 | 1500 | 0 | 40.78 | 42.95 | 8 | 0
2030 | NYISO_G-I_2_PJM_E | NYISO_G-I | PJM_E | Internal | Shoulder | B15 | 1203 | 1500 | 0 | 40.78 | 39.43 | 8 | 0
2030 | NYISO_G-I_2_PJM_E | NYISO_G-I | PJM_E | Internal | Summer | B1 | 10 | 1500 | 1059.58 | 65.86 | 73.86 | 8 | 0
2030 | NYISO_G-I_2_PJM_E | NYISO_G-I | PJM_E | Internal | Summer | B2 | 25 | 1500 | 1124.08 | 61.68 | 69.68 | 8 | 0
2030 | NYISO_G-I_2_PJM_E | NYISO_G-I | PJM_E | Internal | Summer | B3 | 75 | 1500 | 1500 | 56.42 | 69.26 | 8 | 4.83
2030 | NYISO_G-I_2_PJM_E | NYISO_G-I | PJM_E | Internal | Summer | B4 | 100 | 1500 | 1500 | 52.6 | 69.26 | 8 | 8.66
2030 | NYISO_G-I_2_PJM_E | NYISO_G-I | PJM_E | Internal | Summer | B5 | 200 | 1500 | 1500 | 52.6 | 62.58 | 8 | 1.98
2030 | NYISO_G-I_2_PJM_E | NYISO_G-I | PJM_E | Internal | Summer | B6 | 300 | 1500 | 0 | 43.39 | 51.37 | 8 | 0
2030 | NYISO_G-I_2_PJM_E | NYISO_G-I | PJM_E | Internal | Summer | B7 | 400 | 1500 | 0 | 39.79 | 44.09 | 8 | 0
2030 | NYISO_G-I_2_PJM_E | NYISO_G-I | PJM_E | Internal | Summer | B8 | 500 | 1500 | 0 | 39.58 | 41.22 | 8 | 0
2030 | NYISO_G-I_2_PJM_E | NYISO_G-I | PJM_E | Internal | Summer | B9 | 800 | 1500 | 0 | 38.9 | 39.46 | 8 | 0
2030 | NYISO_G-I_2_PJM_E | NYISO_G-I | PJM_E | Internal | Summer | B10 | 1262 | 1500 | 0 | 38.9 | 35.77 | 8 | 0
2030 | NYISO_G-I_2_PJM_E | NYISO_G-I | PJM_E | Internal | Winter | B16 | 25 | 1500 | 0 | 50.3 | 53.77 | 8 | 0
2030 | NYISO_G-I_2_PJM_E | NYISO_G-I | PJM_E | Internal | Winter | B17 | 100 | 1500 | 0 | 50.3 | 50 | 8 | 0
2030 | NYISO_G-I_2_PJM_E | NYISO_G-I | PJM_E | Internal | Winter | B18 | 400 | 1500 | 0 | 50.3 | 46.28 | 8 | 0
2030 | NYISO_G-I_2_PJM_E | NYISO_G-I | PJM_E | Internal | Winter | B19 | 700 | 1500 | 0 | 50.3 | 45.35 | 8 | 0
2030 | NYISO_G-I_2_PJM_E | NYISO_G-I | PJM_E | Internal | Winter | B20 | 935 | 1500 | 0 | 42.78 | 36.78 | 8 | 0
2030 | NYISO_J-K_2_NEISO | NYISO_J-K | NEISO | Internal | Shoulder | B11 | 25 | 90 | 0 | 43.36 | 37.24 | 3 | 0
2030 | NYISO_J-K_2_NEISO | NYISO_J-K | NEISO | Internal | Shoulder | B12 | 200 | 90 | 0 | 41.35 | 37.24 | 3 | 0
2030 | NYISO_J-K_2_NEISO | NYISO_J-K | NEISO | Internal | Shoulder | B13 | 600 | 90 | 0 | 40.8 | 37.24 | 3 | 0
2030 | NYISO_J-K_2_NEISO | NYISO_J-K | NEISO | Internal | Shoulder | B14 | 900 | 90 | 0 | 40.8 | 37.24 | 3 | 0
2030 | NYISO_J-K_2_NEISO | NYISO_J-K | NEISO | Internal | Shoulder | B15 | 1203 | 90 | 0 | 40.8 | 37.24 | 3 | 0
2030 | NYISO_J-K_2_NEISO | NYISO_J-K | NEISO | Internal | Summer | B1 | 10 | 90 | 0 | 65.87 | 51.22 | 3 | 0
2030 | NYISO_J-K_2_NEISO | NYISO_J-K | NEISO | Internal | Summer | B2 | 25 | 90 | 0 | 61.69 | 51.22 | 3 | 0
2030 | NYISO_J-K_2_NEISO | NYISO_J-K | NEISO | Internal | Summer | B3 | 75 | 90 | 0 | 56.44 | 36.79 | 3 | 0
2030 | NYISO_J-K_2_NEISO | NYISO_J-K | NEISO | Internal | Summer | B4 | 100 | 90 | 0 | 52.61 | 36.79 | 3 | 0
2030 | NYISO_J-K_2_NEISO | NYISO_J-K | NEISO | Internal | Summer | B5 | 200 | 90 | 0 | 52.61 | 36.79 | 3 | 0
2030 | NYISO_J-K_2_NEISO | NYISO_J-K | NEISO | Internal | Summer | B6 | 300 | 90 | 0 | 43.4 | 36.79 | 3 | 0
2030 | NYISO_J-K_2_NEISO | NYISO_J-K | NEISO | Internal | Summer | B7 | 400 | 90 | 0 | 39.8 | 36.79 | 3 | 0
2030 | NYISO_J-K_2_NEISO | NYISO_J-K | NEISO | Internal | Summer | B8 | 500 | 90 | 0 | 39.59 | 36.79 | 3 | 0
2030 | NYISO_J-K_2_NEISO | NYISO_J-K | NEISO | Internal | Summer | B9 | 800 | 90 | 0 | 38.91 | 36.79 | 3 | 0
2030 | NYISO_J-K_2_NEISO | NYISO_J-K | NEISO | Internal | Summer | B10 | 1262 | 90 | 0 | 38.91 | 36.79 | 3 | 0
2030 | NYISO_J-K_2_NEISO | NYISO_J-K | NEISO | Internal | Winter | B16 | 25 | 90 | 0 | 50.31 | 46.67 | 3 | 0
2030 | NYISO_J-K_2_NEISO | NYISO_J-K | NEISO | Internal | Winter | B17 | 100 | 90 | 0 | 50.31 | 46.67 | 3 | 0
2030 | NYISO_J-K_2_NEISO | NYISO_J-K | NEISO | Internal | Winter | B18 | 400 | 90 | 0 | 50.31 | 46.67 | 3 | 0
2030 | NYISO_J-K_2_NEISO | NYISO_J-K | NEISO | Internal | Winter | B19 | 700 | 90 | 0 | 50.31 | 45.77 | 3 | 0
2030 | NYISO_J-K_2_NEISO | NYISO_J-K | NEISO | Internal | Winter | B20 | 935 | 90 | 0 | 42.79 | 45.77 | 3 | 0
2030 | NYISO_J-K_2_NYISO_G-I | NYISO_J-K | NYISO_G-I | Internal | Shoulder | B11 | 25 | 1999 | 0 | 43.36 | 43.35 | 0.01 | 0
2030 | NYISO_J-K_2_NYISO_G-I | NYISO_J-K | NYISO_G-I | Internal | Shoulder | B12 | 200 | 1999 | 0 | 41.35 | 41.34 | 0.01 | 0
2030 | NYISO_J-K_2_NYISO_G-I | NYISO_J-K | NYISO_G-I | Internal | Shoulder | B13 | 600 | 1999 | 0 | 40.8 | 40.78 | 0.01 | 0
2030 | NYISO_J-K_2_NYISO_G-I | NYISO_J-K | NYISO_G-I | Internal | Shoulder | B14 | 900 | 1999 | 0 | 40.8 | 40.78 | 0.01 | 0
2030 | NYISO_J-K_2_NYISO_G-I | NYISO_J-K | NYISO_G-I | Internal | Shoulder | B15 | 1203 | 1999 | 0 | 40.8 | 40.78 | 0.01 | 0
2030 | NYISO_J-K_2_NYISO_G-I | NYISO_J-K | NYISO_G-I | Internal | Summer | B1 | 10 | 1999 | 0 | 65.87 | 65.86 | 0.01 | 0
2030 | NYISO_J-K_2_NYISO_G-I | NYISO_J-K | NYISO_G-I | Internal | Summer | B2 | 25 | 1999 | 0 | 61.69 | 61.68 | 0.01 | 0
2030 | NYISO_J-K_2_NYISO_G-I | NYISO_J-K | NYISO_G-I | Internal | Summer | B3 | 75 | 1999 | 0 | 56.44 | 56.42 | 0.01 | 0
2030 | NYISO_J-K_2_NYISO_G-I | NYISO_J-K | NYISO_G-I | Internal | Summer | B4 | 100 | 1999 | 0 | 52.61 | 52.6 | 0.01 | 0
2030 | NYISO_J-K_2_NYISO_G-I | NYISO_J-K | NYISO_G-I | Internal | Summer | B5 | 200 | 1999 | 0 | 52.61 | 52.6 | 0.01 | 0
2030 | NYISO_J-K_2_NYISO_G-I | NYISO_J-K | NYISO_G-I | Internal | Summer | B6 | 300 | 1999 | 0 | 43.4 | 43.39 | 0.01 | 0
2030 | NYISO_J-K_2_NYISO_G-I | NYISO_J-K | NYISO_G-I | Internal | Summer | B7 | 400 | 1999 | 0 | 39.8 | 39.79 | 0.01 | 0
2030 | NYISO_J-K_2_NYISO_G-I | NYISO_J-K | NYISO_G-I | Internal | Summer | B8 | 500 | 1999 | 0 | 39.59 | 39.58 | 0.01 | 0
2030 | NYISO_J-K_2_NYISO_G-I | NYISO_J-K | NYISO_G-I | Internal | Summer | B9 | 800 | 1999 | 0 | 38.91 | 38.9 | 0.01 | 0
2030 | NYISO_J-K_2_NYISO_G-I | NYISO_J-K | NYISO_G-I | Internal | Summer | B10 | 1262 | 1999 | 0 | 38.91 | 38.9 | 0.01 | 0
2030 | NYISO_J-K_2_NYISO_G-I | NYISO_J-K | NYISO_G-I | Internal | Winter | B16 | 25 | 1999 | 0 | 50.31 | 50.3 | 0.01 | 0
2030 | NYISO_J-K_2_NYISO_G-I | NYISO_J-K | NYISO_G-I | Internal | Winter | B17 | 100 | 1999 | 0 | 50.31 | 50.3 | 0.01 | 0
2030 | NYISO_J-K_2_NYISO_G-I | NYISO_J-K | NYISO_G-I | Internal | Winter | B18 | 400 | 1999 | 0 | 50.31 | 50.3 | 0.01 | 0
2030 | NYISO_J-K_2_NYISO_G-I | NYISO_J-K | NYISO_G-I | Internal | Winter | B19 | 700 | 1999 | 0 | 50.31 | 50.3 | 0.01 | 0
2030 | NYISO_J-K_2_NYISO_G-I | NYISO_J-K | NYISO_G-I | Internal | Winter | B20 | 935 | 1999 | 0 | 42.79 | 42.78 | 0.01 | 0
2030 | NYISO_J-K_2_PJM_E | NYISO_J-K | PJM_E | Internal | Shoulder | B11 | 25 | 330 | 330 | 43.36 | 53.94 | 8 | 2.58
2030 | NYISO_J-K_2_PJM_E | NYISO_J-K | PJM_E | Internal | Shoulder | B12 | 200 | 330 | 0 | 41.35 | 46.66 | 8 | 0
2030 | NYISO_J-K_2_PJM_E | NYISO_J-K | PJM_E | Internal | Shoulder | B13 | 600 | 330 | 0 | 40.8 | 44.25 | 8 | 0
2030 | NYISO_J-K_2_PJM_E | NYISO_J-K | PJM_E | Internal | Shoulder | B14 | 900 | 330 | 0 | 40.8 | 42.95 | 8 | 0
2030 | NYISO_J-K_2_PJM_E | NYISO_J-K | PJM_E | Internal | Shoulder | B15 | 1203 | 330 | 0 | 40.8 | 39.43 | 8 | 0
2030 | NYISO_J-K_2_PJM_E | NYISO_J-K | PJM_E | Internal | Summer | B1 | 10 | 330 | 0 | 65.87 | 73.86 | 8 | 0
2030 | NYISO_J-K_2_PJM_E | NYISO_J-K | PJM_E | Internal | Summer | B2 | 25 | 330 | 0 | 61.69 | 69.68 | 8 | 0
2030 | NYISO_J-K_2_PJM_E | NYISO_J-K | PJM_E | Internal | Summer | B3 | 75 | 330 | 330 | 56.44 | 69.26 | 8 | 4.82
2030 | NYISO_J-K_2_PJM_E | NYISO_J-K | PJM_E | Internal | Summer | B4 | 100 | 330 | 330 | 52.61 | 69.26 | 8 | 8.64
2030 | NYISO_J-K_2_PJM_E | NYISO_J-K | PJM_E | Internal | Summer | B5 | 200 | 330 | 330 | 52.61 | 62.58 | 8 | 1.97
2030 | NYISO_J-K_2_PJM_E | NYISO_J-K | PJM_E | Internal | Summer | B6 | 300 | 330 | 0 | 43.4 | 51.37 | 8 | 0
2030 | NYISO_J-K_2_PJM_E | NYISO_J-K | PJM_E | Internal | Summer | B7 | 400 | 330 | 0 | 39.8 | 44.09 | 8 | 0
2030 | NYISO_J-K_2_PJM_E | NYISO_J-K | PJM_E | Internal | Summer | B8 | 500 | 330 | 0 | 39.59 | 41.22 | 8 | 0
2030 | NYISO_J-K_2_PJM_E | NYISO_J-K | PJM_E | Internal | Summer | B9 | 800 | 330 | 0 | 38.91 | 39.46 | 8 | 0
2030 | NYISO_J-K_2_PJM_E | NYISO_J-K | PJM_E | Internal | Summer | B10 | 1262 | 330 | 0 | 38.91 | 35.77 | 8 | 0
2030 | NYISO_J-K_2_PJM_E | NYISO_J-K | PJM_E | Internal | Winter | B16 | 25 | 330 | 0 | 50.31 | 53.77 | 8 | 0
2030 | NYISO_J-K_2_PJM_E | NYISO_J-K | PJM_E | Internal | Winter | B17 | 100 | 330 | 0 | 50.31 | 50 | 8 | 0
2030 | NYISO_J-K_2_PJM_E | NYISO_J-K | PJM_E | Internal | Winter | B18 | 400 | 330 | 0 | 50.31 | 46.28 | 8 | 0
2030 | NYISO_J-K_2_PJM_E | NYISO_J-K | PJM_E | Internal | Winter | B19 | 700 | 330 | 0 | 50.31 | 45.35 | 8 | 0
2030 | NYISO_J-K_2_PJM_E | NYISO_J-K | PJM_E | Internal | Winter | B20 | 935 | 330 | 0 | 42.79 | 36.78 | 8 | 0
2030 | PJM_E_2_NYISO_G-I | PJM_E | NYISO_G-I | Internal | Shoulder | B11 | 25 | 500 | 0 | 53.94 | 43.35 | 6 | 0
2030 | PJM_E_2_NYISO_G-I | PJM_E | NYISO_G-I | Internal | Shoulder | B12 | 200 | 500 | 0 | 46.66 | 41.34 | 6 | 0
2030 | PJM_E_2_NYISO_G-I | PJM_E | NYISO_G-I | Internal | Shoulder | B13 | 600 | 500 | 0 | 44.25 | 40.78 | 6 | 0
2030 | PJM_E_2_NYISO_G-I | PJM_E | NYISO_G-I | Internal | Shoulder | B14 | 900 | 500 | 0 | 42.95 | 40.78 | 6 | 0
2030 | PJM_E_2_NYISO_G-I | PJM_E | NYISO_G-I | Internal | Shoulder | B15 | 1203 | 500 | 0 | 39.43 | 40.78 | 6 | 0
2030 | PJM_E_2_NYISO_G-I | PJM_E | NYISO_G-I | Internal | Summer | B1 | 10 | 500 | 0 | 73.86 | 65.86 | 6 | 0
2030 | PJM_E_2_NYISO_G-I | PJM_E | NYISO_G-I | Internal | Summer | B2 | 25 | 500 | 0 | 69.68 | 61.68 | 6 | 0
2030 | PJM_E_2_NYISO_G-I | PJM_E | NYISO_G-I | Internal | Summer | B3 | 75 | 500 | 0 | 69.26 | 56.42 | 6 | 0
2030 | PJM_E_2_NYISO_G-I | PJM_E | NYISO_G-I | Internal | Summer | B4 | 100 | 500 | 0 | 69.26 | 52.6 | 6 | 0
2030 | PJM_E_2_NYISO_G-I | PJM_E | NYISO_G-I | Internal | Summer | B5 | 200 | 500 | 0 | 62.58 | 52.6 | 6 | 0
2030 | PJM_E_2_NYISO_G-I | PJM_E | NYISO_G-I | Internal | Summer | B6 | 300 | 500 | 0 | 51.37 | 43.39 | 6 | 0
2030 | PJM_E_2_NYISO_G-I | PJM_E | NYISO_G-I | Internal | Summer | B7 | 400 | 500 | 0 | 44.09 | 39.79 | 6 | 0
2030 | PJM_E_2_NYISO_G-I | PJM_E | NYISO_G-I | Internal | Summer | B8 | 500 | 500 | 0 | 41.22 | 39.58 | 6 | 0
2030 | PJM_E_2_NYISO_G-I | PJM_E | NYISO_G-I | Internal | Summer | B9 | 800 | 500 | 0 | 39.46 | 38.9 | 6 | 0
2030 | PJM_E_2_NYISO_G-I | PJM_E | NYISO_G-I | Internal | Summer | B10 | 1262 | 500 | 0 | 35.77 | 38.9 | 6 | 0
2030 | PJM_E_2_NYISO_G-I | PJM_E | NYISO_G-I | Internal | Winter | B16 | 25 | 500 | 0 | 53.77 | 50.3 | 6 | 0
2030 | PJM_E_2_NYISO_G-I | PJM_E | NYISO_G-I | Internal | Winter | B17 | 100 | 500 | 0 | 50 | 50.3 | 6 | 0
2030 | PJM_E_2_NYISO_G-I | PJM_E | NYISO_G-I | Internal | Winter | B18 | 400 | 500 | 0 | 46.28 | 50.3 | 6 | 0
2030 | PJM_E_2_NYISO_G-I | PJM_E | NYISO_G-I | Internal | Winter | B19 | 700 | 500 | 0 | 45.35 | 50.3 | 6 | 0
2030 | PJM_E_2_NYISO_G-I | PJM_E | NYISO_G-I | Internal | Winter | B20 | 935 | 500 | 462.07 | 36.78 | 42.78 | 6 | 0
2030 | PJM_E_2_NYISO_J-K | PJM_E | NYISO_J-K | Internal | Shoulder | B11 | 25 | 330 | 0 | 53.94 | 43.36 | 6 | 0
2030 | PJM_E_2_NYISO_J-K | PJM_E | NYISO_J-K | Internal | Shoulder | B12 | 200 | 330 | 0 | 46.66 | 41.35 | 6 | 0
2030 | PJM_E_2_NYISO_J-K | PJM_E | NYISO_J-K | Internal | Shoulder | B13 | 600 | 330 | 0 | 44.25 | 40.8 | 6 | 0
2030 | PJM_E_2_NYISO_J-K | PJM_E | NYISO_J-K | Internal | Shoulder | B14 | 900 | 330 | 0 | 42.95 | 40.8 | 6 | 0
2030 | PJM_E_2_NYISO_J-K | PJM_E | NYISO_J-K | Internal | Shoulder | B15 | 1203 | 330 | 0 | 39.43 | 40.8 | 6 | 0
2030 | PJM_E_2_NYISO_J-K | PJM_E | NYISO_J-K | Internal | Summer | B1 | 10 | 330 | 0 | 73.86 | 65.87 | 6 | 0
2030 | PJM_E_2_NYISO_J-K | PJM_E | NYISO_J-K | Internal | Summer | B2 | 25 | 330 | 0 | 69.68 | 61.69 | 6 | 0
2030 | PJM_E_2_NYISO_J-K | PJM_E | NYISO_J-K | Internal | Summer | B3 | 75 | 330 | 0 | 69.26 | 56.44 | 6 | 0
2030 | PJM_E_2_NYISO_J-K | PJM_E | NYISO_J-K | Internal | Summer | B4 | 100 | 330 | 0 | 69.26 | 52.61 | 6 | 0
2030 | PJM_E_2_NYISO_J-K | PJM_E | NYISO_J-K | Internal | Summer | B5 | 200 | 330 | 0 | 62.58 | 52.61 | 6 | 0
2030 | PJM_E_2_NYISO_J-K | PJM_E | NYISO_J-K | Internal | Summer | B6 | 300 | 330 | 0 | 51.37 | 43.4 | 6 | 0
2030 | PJM_E_2_NYISO_J-K | PJM_E | NYISO_J-K | Internal | Summer | B7 | 400 | 330 | 0 | 44.09 | 39.8 | 6 | 0
2030 | PJM_E_2_NYISO_J-K | PJM_E | NYISO_J-K | Internal | Summer | B8 | 500 | 330 | 0 | 41.22 | 39.59 | 6 | 0
2030 | PJM_E_2_NYISO_J-K | PJM_E | NYISO_J-K | Internal | Summer | B9 | 800 | 330 | 0 | 39.46 | 38.91 | 6 | 0
2030 | PJM_E_2_NYISO_J-K | PJM_E | NYISO_J-K | Internal | Summer | B10 | 1262 | 330 | 0 | 35.77 | 38.91 | 6 | 0
2030 | PJM_E_2_NYISO_J-K | PJM_E | NYISO_J-K | Internal | Winter | B16 | 25 | 330 | 0 | 53.77 | 50.31 | 6 | 0
2030 | PJM_E_2_NYISO_J-K | PJM_E | NYISO_J-K | Internal | Winter | B17 | 100 | 330 | 0 | 50 | 50.31 | 6 | 0
2030 | PJM_E_2_NYISO_J-K | PJM_E | NYISO_J-K | Internal | Winter | B18 | 400 | 330 | 0 | 46.28 | 50.31 | 6 | 0
2030 | PJM_E_2_NYISO_J-K | PJM_E | NYISO_J-K | Internal | Winter | B19 | 700 | 330 | 0 | 45.35 | 50.31 | 6 | 0
2030 | PJM_E_2_NYISO_J-K | PJM_E | NYISO_J-K | Internal | Winter | B20 | 935 | 330 | 330 | 36.78 | 42.79 | 6 | 0.01
2030 | PJM_E_2_PJM_ROM | PJM_E | PJM_ROM | Internal | Shoulder | B11 | 25 | 8000 | 6697.8 | 53.94 | 53.95 | 0.01 | 0
2030 | PJM_E_2_PJM_ROM | PJM_E | PJM_ROM | Internal | Shoulder | B12 | 200 | 8000 | 3711.71 | 46.66 | 46.67 | 0.01 | 0
2030 | PJM_E_2_PJM_ROM | PJM_E | PJM_ROM | Internal | Shoulder | B13 | 600 | 8000 | 1286.16 | 44.25 | 44.27 | 0.01 | 0
2030 | PJM_E_2_PJM_ROM | PJM_E | PJM_ROM | Internal | Shoulder | B14 | 900 | 8000 | 0 | 42.95 | 42.94 | 0.01 | 0
2030 | PJM_E_2_PJM_ROM | PJM_E | PJM_ROM | Internal | Shoulder | B15 | 1203 | 8000 | 0 | 39.43 | 39.42 | 0.01 | 0
2030 | PJM_E_2_PJM_ROM | PJM_E | PJM_ROM | Internal | Summer | B1 | 10 | 8000 | 0 | 73.86 | 73.85 | 0.01 | 0
2030 | PJM_E_2_PJM_ROM | PJM_E | PJM_ROM | Internal | Summer | B2 | 25 | 8000 | 371.75 | 69.68 | 69.69 | 0.01 | 0
2030 | PJM_E_2_PJM_ROM | PJM_E | PJM_ROM | Internal | Summer | B3 | 75 | 8000 | 3689.35 | 69.26 | 69.27 | 0.01 | 0
2030 | PJM_E_2_PJM_ROM | PJM_E | PJM_ROM | Internal | Summer | B4 | 100 | 8000 | 5777.79 | 69.26 | 69.27 | 0.01 | 0
2030 | PJM_E_2_PJM_ROM | PJM_E | PJM_ROM | Internal | Summer | B5 | 200 | 8000 | 4409.17 | 62.58 | 62.59 | 0.01 | 0
2030 | PJM_E_2_PJM_ROM | PJM_E | PJM_ROM | Internal | Summer | B6 | 300 | 8000 | 1850.7 | 51.37 | 51.38 | 0.01 | 0
2030 | PJM_E_2_PJM_ROM | PJM_E | PJM_ROM | Internal | Summer | B7 | 400 | 8000 | 2989.74 | 44.09 | 44.11 | 0.01 | 0
2030 | PJM_E_2_PJM_ROM | PJM_E | PJM_ROM | Internal | Summer | B8 | 500 | 8000 | 793.34 | 41.22 | 41.23 | 0.01 | 0
2030 | PJM_E_2_PJM_ROM | PJM_E | PJM_ROM | Internal | Summer | B9 | 800 | 8000 | 0 | 39.46 | 39.45 | 0.01 | 0
2030 | PJM_E_2_PJM_ROM | PJM_E | PJM_ROM | Internal | Summer | B10 | 1262 | 8000 | 0 | 35.77 | 35.76 | 0.01 | 0
2030 | PJM_E_2_PJM_ROM | PJM_E | PJM_ROM | Internal | Winter | B16 | 25 | 8000 | 1727.94 | 53.77 | 53.78 | 0.01 | 0
2030 | PJM_E_2_PJM_ROM | PJM_E | PJM_ROM | Internal | Winter | B17 | 100 | 8000 | 0 | 50 | 49.98 | 0.01 | 0
2030 | PJM_E_2_PJM_ROM | PJM_E | PJM_ROM | Internal | Winter | B18 | 400 | 8000 | 0 | 46.28 | 46.27 | 0.01 | 0
2030 | PJM_E_2_PJM_ROM | PJM_E | PJM_ROM | Internal | Winter | B19 | 700 | 8000 | 0 | 45.35 | 45.34 | 0.01 | 0
2030 | PJM_E_2_PJM_ROM | PJM_E | PJM_ROM | Internal | Winter | B20 | 935 | 8000 | 0 | 36.78 | 36.77 | 0.01 | 0
2030 | PJM_ROR_2_MISO_IN | PJM_ROR | MISO_IN | Internal | Shoulder | B11 | 25 | 909 | 0 | 53.96 | 52.11 | 2 | 0
2030 | PJM_ROR_2_MISO_IN | PJM_ROR | MISO_IN | Internal | Shoulder | B12 | 200 | 909 | 0 | 46.66 | 44.83 | 2 | 0
2030 | PJM_ROR_2_MISO_IN | PJM_ROR | MISO_IN | Internal | Shoulder | B13 | 600 | 909 | 0 | 44.25 | 42.4 | 2 | 0
2030 | PJM_ROR_2_MISO_IN | PJM_ROR | MISO_IN | Internal | Shoulder | B14 | 900 | 909 | 0 | 42.93 | 40.93 | 2 | 0
2030 | PJM_ROR_2_MISO_IN | PJM_ROR | MISO_IN | Internal | Shoulder | B15 | 1203 | 909 | 0 | 39.41 | 37.4 | 2 | 0
2030 | PJM_ROR_2_MISO_IN | PJM_ROR | MISO_IN | Internal | Summer | B1 | 10 | 909 | 0 | 73.83 | 72.22 | 2 | 0
2030 | PJM_ROR_2_MISO_IN | PJM_ROR | MISO_IN | Internal | Summer | B2 | 25 | 909 | 0 | 69.68 | 70.67 | 2 | 0
2030 | PJM_ROR_2_MISO_IN | PJM_ROR | MISO_IN | Internal | Summer | B3 | 75 | 909 | 0 | 69.28 | 67.94 | 2 | 0
2030 | PJM_ROR_2_MISO_IN | PJM_ROR | MISO_IN | Internal | Summer | B4 | 100 | 909 | 0 | 69.28 | 67.31 | 2 | 0
2030 | PJM_ROR_2_MISO_IN | PJM_ROR | MISO_IN | Internal | Summer | B5 | 200 | 909 | 0 | 62.6 | 60.63 | 2 | 0
2030 | PJM_ROR_2_MISO_IN | PJM_ROR | MISO_IN | Internal | Summer | B6 | 300 | 909 | 0 | 51.39 | 49.42 | 2 | 0
2030 | PJM_ROR_2_MISO_IN | PJM_ROR | MISO_IN | Internal | Summer | B7 | 400 | 909 | 0 | 44.12 | 42.14 | 2 | 0
2030 | PJM_ROR_2_MISO_IN | PJM_ROR | MISO_IN | Internal | Summer | B8 | 500 | 909 | 0 | 41.22 | 39.24 | 2 | 0
2030 | PJM_ROR_2_MISO_IN | PJM_ROR | MISO_IN | Internal | Summer | B9 | 800 | 909 | 0 | 39.44 | 37.46 | 2 | 0
2030 | PJM_ROR_2_MISO_IN | PJM_ROR | MISO_IN | Internal | Summer | B10 | 1262 | 909 | 0 | 35.74 | 35.28 | 2 | 0
2030 | PJM_ROR_2_MISO_IN | PJM_ROR | MISO_IN | Internal | Winter | B16 | 25 | 909 | 0 | 53.77 | 51.78 | 2 | 0
2030 | PJM_ROR_2_MISO_IN | PJM_ROR | MISO_IN | Internal | Winter | B17 | 100 | 909 | 0 | 49.97 | 47.96 | 2 | 0
2030 | PJM_ROR_2_MISO_IN | PJM_ROR | MISO_IN | Internal | Winter | B18 | 400 | 909 | 0 | 46.26 | 44.25 | 2 | 0
2030 | PJM_ROR_2_MISO_IN | PJM_ROR | MISO_IN | Internal | Winter | B19 | 700 | 909 | 0 | 45.33 | 42.76 | 2 | 0
2030 | PJM_ROR_2_MISO_IN | PJM_ROR | MISO_IN | Internal | Winter | B20 | 935 | 909 | 0 | 36.76 | 35.28 | 2 | 0
2030 | PJM_ROR_2_MISO_MI | PJM_ROR | MISO_MI | Internal | Shoulder | B11 | 25 | 1305 | 0 | 53.96 | 52.12 | 2 | 0
2030 | PJM_ROR_2_MISO_MI | PJM_ROR | MISO_MI | Internal | Shoulder | B12 | 200 | 1305 | 0 | 46.66 | 44.84 | 2 | 0
2030 | PJM_ROR_2_MISO_MI | PJM_ROR | MISO_MI | Internal | Shoulder | B13 | 600 | 1305 | 0 | 44.25 | 42.41 | 2 | 0
2030 | PJM_ROR_2_MISO_MI | PJM_ROR | MISO_MI | Internal | Shoulder | B14 | 900 | 1305 | 0 | 42.93 | 40.94 | 2 | 0
2030 | PJM_ROR_2_MISO_MI | PJM_ROR | MISO_MI | Internal | Shoulder | B15 | 1203 | 1305 | 0 | 39.41 | 37.41 | 2 | 0
2030 | PJM_ROR_2_MISO_MI | PJM_ROR | MISO_MI | Internal | Summer | B1 | 10 | 1305 | 0 | 73.83 | 72.23 | 2 | 0
2030 | PJM_ROR_2_MISO_MI | PJM_ROR | MISO_MI | Internal | Summer | B2 | 25 | 1305 | 0 | 69.68 | 70.68 | 2 | 0
2030 | PJM_ROR_2_MISO_MI | PJM_ROR | MISO_MI | Internal | Summer | B3 | 75 | 1305 | 0 | 69.28 | 67.93 | 2 | 0
2030 | PJM_ROR_2_MISO_MI | PJM_ROR | MISO_MI | Internal | Summer | B4 | 100 | 1305 | 0 | 69.28 | 67.28 | 2 | 0
2030 | PJM_ROR_2_MISO_MI | PJM_ROR | MISO_MI | Internal | Summer | B5 | 200 | 1305 | 0 | 62.6 | 60.62 | 2 | 0
2030 | PJM_ROR_2_MISO_MI | PJM_ROR | MISO_MI | Internal | Summer | B6 | 300 | 1305 | 0 | 51.39 | 49.43 | 2 | 0
2030 | PJM_ROR_2_MISO_MI | PJM_ROR | MISO_MI | Internal | Summer | B7 | 400 | 1305 | 0 | 44.12 | 42.15 | 2 | 0
2030 | PJM_ROR_2_MISO_MI | PJM_ROR | MISO_MI | Internal | Summer | B8 | 500 | 1305 | 0 | 41.22 | 39.25 | 2 | 0
2030 | PJM_ROR_2_MISO_MI | PJM_ROR | MISO_MI | Internal | Summer | B9 | 800 | 1305 | 0 | 39.44 | 37.47 | 2 | 0
2030 | PJM_ROR_2_MISO_MI | PJM_ROR | MISO_MI | Internal | Summer | B10 | 1262 | 1305 | 0 | 35.74 | 35.29 | 2 | 0
2030 | PJM_ROR_2_MISO_MI | PJM_ROR | MISO_MI | Internal | Winter | B16 | 25 | 1305 | 0 | 53.77 | 51.79 | 2 | 0
2030 | PJM_ROR_2_MISO_MI | PJM_ROR | MISO_MI | Internal | Winter | B17 | 100 | 1305 | 0 | 49.97 | 47.97 | 2 | 0
2030 | PJM_ROR_2_MISO_MI | PJM_ROR | MISO_MI | Internal | Winter | B18 | 400 | 1305 | 0 | 46.26 | 44.26 | 2 | 0
2030 | PJM_ROR_2_MISO_MI | PJM_ROR | MISO_MI | Internal | Winter | B19 | 700 | 1305 | 0 | 45.33 | 42.77 | 2 | 0
2030 | PJM_ROR_2_MISO_MI | PJM_ROR | MISO_MI | Internal | Winter | B20 | 935 | 1305 | 0 | 36.76 | 35.29 | 2 | 0
2030 | PJM_ROR_2_MISO_MO-IL | PJM_ROR | MISO_MO-IL | Internal | Shoulder | B11 | 25 | 1111 | 0 | 53.96 | 51.98 | 2 | 0
2030 | PJM_ROR_2_MISO_MO-IL | PJM_ROR | MISO_MO-IL | Internal | Shoulder | B12 | 200 | 1111 | 0 | 46.66 | 44.66 | 2 | 0
2030 | PJM_ROR_2_MISO_MO-IL | PJM_ROR | MISO_MO-IL | Internal | Shoulder | B13 | 600 | 1111 | 0 | 44.25 | 41.03 | 2 | 0
2030 | PJM_ROR_2_MISO_MO-IL | PJM_ROR | MISO_MO-IL | Internal | Shoulder | B14 | 900 | 1111 | 0 | 42.93 | 38.85 | 2 | 0
2030 | PJM_ROR_2_MISO_MO-IL | PJM_ROR | MISO_MO-IL | Internal | Shoulder | B15 | 1203 | 1111 | 0 | 39.41 | 35.17 | 2 | 0
2030 | PJM_ROR_2_MISO_MO-IL | PJM_ROR | MISO_MO-IL | Internal | Summer | B1 | 10 | 1111 | 0 | 73.83 | 71.85 | 2 | 0
2030 | PJM_ROR_2_MISO_MO-IL | PJM_ROR | MISO_MO-IL | Internal | Summer | B2 | 25 | 1111 | 0 | 69.68 | 70.66 | 2 | 0
2030 | PJM_ROR_2_MISO_MO-IL | PJM_ROR | MISO_MO-IL | Internal | Summer | B3 | 75 | 1111 | 0 | 69.28 | 67.93 | 2 | 0
2030 | PJM_ROR_2_MISO_MO-IL | PJM_ROR | MISO_MO-IL | Internal | Summer | B4 | 100 | 1111 | 0 | 69.28 | 67.29 | 2 | 0
2030 | PJM_ROR_2_MISO_MO-IL | PJM_ROR | MISO_MO-IL | Internal | Summer | B5 | 200 | 1111 | 0 | 62.6 | 60.62 | 2 | 0
2030 | PJM_ROR_2_MISO_MO-IL | PJM_ROR | MISO_MO-IL | Internal | Summer | B6 | 300 | 1111 | 0 | 51.39 | 49.4 | 2 | 0
2030 | PJM_ROR_2_MISO_MO-IL | PJM_ROR | MISO_MO-IL | Internal | Summer | B7 | 400 | 1111 | 0 | 44.12 | 42.13 | 2 | 0
2030 | PJM_ROR_2_MISO_MO-IL | PJM_ROR | MISO_MO-IL | Internal | Summer | B8 | 500 | 1111 | 0 | 41.22 | 39.23 | 2 | 0
2030 | PJM_ROR_2_MISO_MO-IL | PJM_ROR | MISO_MO-IL | Internal | Summer | B9 | 800 | 1111 | 0 | 39.44 | 37.45 | 2 | 0
2030 | PJM_ROR_2_MISO_MO-IL | PJM_ROR | MISO_MO-IL | Internal | Summer | B10 | 1262 | 1111 | 0 | 35.74 | 33.74 | 2 | 0
2030 | PJM_ROR_2_MISO_MO-IL | PJM_ROR | MISO_MO-IL | Internal | Winter | B16 | 25 | 1111 | 0 | 53.77 | 51.77 | 2 | 0
2030 | PJM_ROR_2_MISO_MO-IL | PJM_ROR | MISO_MO-IL | Internal | Winter | B17 | 100 | 1111 | 0 | 49.97 | 47.92 | 2 | 0
2030 | PJM_ROR_2_MISO_MO-IL | PJM_ROR | MISO_MO-IL | Internal | Winter | B18 | 400 | 1111 | 0 | 46.26 | 41.03 | 2 | 0
2030 | PJM_ROR_2_MISO_MO-IL | PJM_ROR | MISO_MO-IL | Internal | Winter | B19 | 700 | 1111 | 0 | 45.33 | 39.61 | 2 | 0
2030 | PJM_ROR_2_MISO_MO-IL | PJM_ROR | MISO_MO-IL | Internal | Winter | B20 | 935 | 1111 | 0 | 36.76 | 34.76 | 2 | 0
2030 | PJM_ROR_2_MISO_W | PJM_ROR | MISO_W | Internal | Shoulder | B11 | 25 | 10071 | 0 | 53.96 | 51.96 | 2 | 0
2030 | PJM_ROR_2_MISO_W | PJM_ROR | MISO_W | Internal | Shoulder | B12 | 200 | 10071 | 0 | 46.66 | 44.65 | 2 | 0
2030 | PJM_ROR_2_MISO_W | PJM_ROR | MISO_W | Internal | Shoulder | B13 | 600 | 10071 | 0 | 44.25 | 41.02 | 2 | 0
2030 | PJM_ROR_2_MISO_W | PJM_ROR | MISO_W | Internal | Shoulder | B14 | 900 | 10071 | 0 | 42.93 | 34.89 | 2 | 0
2030 | PJM_ROR_2_MISO_W | PJM_ROR | MISO_W | Internal | Shoulder | B15 | 1203 | 10071 | 0 | 39.41 | 31.48 | 2 | 0
2030 | PJM_ROR_2_MISO_W | PJM_ROR | MISO_W | Internal | Summer | B1 | 10 | 10071 | 0 | 73.83 | 71.83 | 2 | 0
2030 | PJM_ROR_2_MISO_W | PJM_ROR | MISO_W | Internal | Summer | B2 | 25 | 10071 | 0 | 69.68 | 67.68 | 2 | 0
2030 | PJM_ROR_2_MISO_W | PJM_ROR | MISO_W | Internal | Summer | B3 | 75 | 10071 | 0 | 69.28 | 67.92 | 2 | 0
2030 | PJM_ROR_2_MISO_W | PJM_ROR | MISO_W | Internal | Summer | B4 | 100 | 10071 | 0 | 69.28 | 67.28 | 2 | 0
2030 | PJM_ROR_2_MISO_W | PJM_ROR | MISO_W | Internal | Summer | B5 | 200 | 10071 | 0 | 62.6 | 60.6 | 2 | 0
2030 | PJM_ROR_2_MISO_W | PJM_ROR | MISO_W | Internal | Summer | B6 | 300 | 10071 | 0 | 51.39 | 49.39 | 2 | 0
2030 | PJM_ROR_2_MISO_W | PJM_ROR | MISO_W | Internal | Summer | B7 | 400 | 10071 | 0 | 44.12 | 42.12 | 2 | 0
2030 | PJM_ROR_2_MISO_W | PJM_ROR | MISO_W | Internal | Summer | B8 | 500 | 10071 | 0 | 41.22 | 39.22 | 2 | 0
2030 | PJM_ROR_2_MISO_W | PJM_ROR | MISO_W | Internal | Summer | B9 | 800 | 10071 | 0 | 39.44 | 37.44 | 2 | 0
2030 | PJM_ROR_2_MISO_W | PJM_ROR | MISO_W | Internal | Summer | B10 | 1262 | 10071 | 0 | 35.74 | 33.73 | 2 | 0
2030 | PJM_ROR_2_MISO_W | PJM_ROR | MISO_W | Internal | Winter | B16 | 25 | 10071 | 0 | 53.77 | 31.95 | 2 | 0
2030 | PJM_ROR_2_MISO_W | PJM_ROR | MISO_W | Internal | Winter | B17 | 100 | 10071 | 0 | 49.97 | 31.98 | 2 | 0
2030 | PJM_ROR_2_MISO_W | PJM_ROR | MISO_W | Internal | Winter | B18 | 400 | 10071 | 0 | 46.26 | 39.08 | 2 | 0
2030 | PJM_ROR_2_MISO_W | PJM_ROR | MISO_W | Internal | Winter | B19 | 700 | 10071 | 0 | 45.33 | 39.08 | 2 | 0
2030 | PJM_ROR_2_MISO_W | PJM_ROR | MISO_W | Internal | Winter | B20 | 935 | 10071 | 0 | 36.76 | 31.95 | 2 | 0
2030 | PJM_ROR_2_MISO_WUMS | PJM_ROR | MISO_WUMS | Internal | Shoulder | B11 | 25 | 1467 | 0 | 53.96 | 51.96 | 2 | 0
2030 | PJM_ROR_2_MISO_WUMS | PJM_ROR | MISO_WUMS | Internal | Shoulder | B12 | 200 | 1467 | 0 | 46.66 | 44.66 | 2 | 0
2030 | PJM_ROR_2_MISO_WUMS | PJM_ROR | MISO_WUMS | Internal | Shoulder | B13 | 600 | 1467 | 0 | 44.25 | 42.25 | 2 | 0
2030 | PJM_ROR_2_MISO_WUMS | PJM_ROR | MISO_WUMS | Internal | Shoulder | B14 | 900 | 1467 | 0 | 42.93 | 40.93 | 2 | 0
2030 | PJM_ROR_2_MISO_WUMS | PJM_ROR | MISO_WUMS | Internal | Shoulder | B15 | 1203 | 1467 | 0 | 39.41 | 36.51 | 2 | 0
2030 | PJM_ROR_2_MISO_WUMS | PJM_ROR | MISO_WUMS | Internal | Summer | B1 | 10 | 1467 | 0 | 73.83 | 67.68 | 2 | 0
2030 | PJM_ROR_2_MISO_WUMS | PJM_ROR | MISO_WUMS | Internal | Summer | B2 | 25 | 1467 | 0 | 69.68 | 67.68 | 2 | 0
2030 | PJM_ROR_2_MISO_WUMS | PJM_ROR | MISO_WUMS | Internal | Summer | B3 | 75 | 1467 | 0 | 69.28 | 67.68 | 2 | 0
2030 | PJM_ROR_2_MISO_WUMS | PJM_ROR | MISO_WUMS | Internal | Summer | B4 | 100 | 1467 | 0 | 69.28 | 67.29 | 2 | 0
2030 | PJM_ROR_2_MISO_WUMS | PJM_ROR | MISO_WUMS | Internal | Summer | B5 | 200 | 1467 | 0 | 62.6 | 60.62 | 2 | 0
2030 | PJM_ROR_2_MISO_WUMS | PJM_ROR | MISO_WUMS | Internal | Summer | B6 | 300 | 1467 | 0 | 51.39 | 49.39 | 2 | 0
2030 | PJM_ROR_2_MISO_WUMS | PJM_ROR | MISO_WUMS | Internal | Summer | B7 | 400 | 1467 | 0 | 44.12 | 42.12 | 2 | 0
2030 | PJM_ROR_2_MISO_WUMS | PJM_ROR | MISO_WUMS | Internal | Summer | B8 | 500 | 1467 | 0 | 41.22 | 39.23 | 2 | 0
2030 | PJM_ROR_2_MISO_WUMS | PJM_ROR | MISO_WUMS | Internal | Summer | B9 | 800 | 1467 | 0 | 39.44 | 37.45 | 2 | 0
2030 | PJM_ROR_2_MISO_WUMS | PJM_ROR | MISO_WUMS | Internal | Summer | B10 | 1262 | 1467 | 0 | 35.74 | 33.74 | 2 | 0
2030 | PJM_ROR_2_MISO_WUMS | PJM_ROR | MISO_WUMS | Internal | Winter | B16 | 25 | 1467 | 0 | 53.77 | 45.53 | 2 | 0
2030 | PJM_ROR_2_MISO_WUMS | PJM_ROR | MISO_WUMS | Internal | Winter | B17 | 100 | 1467 | 0 | 49.97 | 45.53 | 2 | 0
2030 | PJM_ROR_2_MISO_WUMS | PJM_ROR | MISO_WUMS | Internal | Winter | B18 | 400 | 1467 | 0 | 46.26 | 44.26 | 2 | 0
2030 | PJM_ROR_2_MISO_WUMS | PJM_ROR | MISO_WUMS | Internal | Winter | B19 | 700 | 1467 | 0 | 45.33 | 42.76 | 2 | 0
2030 | PJM_ROR_2_MISO_WUMS | PJM_ROR | MISO_WUMS | Internal | Winter | B20 | 935 | 1467 | 0 | 36.76 | 34.76 | 2 | 0
2030 | PJM_ROR_2_PJM_ROM | PJM_ROR | PJM_ROM | Internal | Shoulder | B11 | 25 | 8000 | 0 | 53.96 | 53.95 | 0.01 | 0
2030 | PJM_ROR_2_PJM_ROM | PJM_ROR | PJM_ROM | Internal | Shoulder | B12 | 200 | 8000 | 1004.92 | 46.66 | 46.67 | 0.01 | 0
2030 | PJM_ROR_2_PJM_ROM | PJM_ROR | PJM_ROM | Internal | Shoulder | B13 | 600 | 8000 | 2419.4 | 44.25 | 44.27 | 0.01 | 0
2030 | PJM_ROR_2_PJM_ROM | PJM_ROR | PJM_ROM | Internal | Shoulder | B14 | 900 | 8000 | 5108.38 | 42.93 | 42.94 | 0.01 | 0
2030 | PJM_ROR_2_PJM_ROM | PJM_ROR | PJM_ROM | Internal | Shoulder | B15 | 1203 | 8000 | 7021 | 39.41 | 39.42 | 0.01 | 0
2030 | PJM_ROR_2_PJM_ROM | PJM_ROR | PJM_ROM | Internal | Summer | B1 | 10 | 8000 | 832.78 | 73.83 | 73.85 | 0.01 | 0
2030 | PJM_ROR_2_PJM_ROM | PJM_ROR | PJM_ROM | Internal | Summer | B2 | 25 | 8000 | 1116.17 | 69.68 | 69.69 | 0.01 | 0
2030 | PJM_ROR_2_PJM_ROM | PJM_ROR | PJM_ROM | Internal | Summer | B3 | 75 | 8000 | 0 | 69.28 | 69.27 | 0.01 | 0
2030 | PJM_ROR_2_PJM_ROM | PJM_ROR | PJM_ROM | Internal | Summer | B4 | 100 | 8000 | 0 | 69.28 | 69.27 | 0.01 | 0
2030 | PJM_ROR_2_PJM_ROM | PJM_ROR | PJM_ROM | Internal | Summer | B5 | 200 | 8000 | 0 | 62.6 | 62.59 | 0.01 | 0
2030 | PJM_ROR_2_PJM_ROM | PJM_ROR | PJM_ROM | Internal | Summer | B6 | 300 | 8000 | 0 | 51.39 | 51.38 | 0.01 | 0
2030 | PJM_ROR_2_PJM_ROM | PJM_ROR | PJM_ROM | Internal | Summer | B7 | 400 | 8000 | 0 | 44.12 | 44.11 | 0.01 | 0
2030 | PJM_ROR_2_PJM_ROM | PJM_ROR | PJM_ROM | Internal | Summer | B8 | 500 | 8000 | 1356.13 | 41.22 | 41.23 | 0.01 | 0
2030 | PJM_ROR_2_PJM_ROM | PJM_ROR | PJM_ROM | Internal | Summer | B9 | 800 | 8000 | 4011.07 | 39.44 | 39.45 | 0.01 | 0
2030 | PJM_ROR_2_PJM_ROM | PJM_ROR | PJM_ROM | Internal | Summer | B10 | 1262 | 8000 | 7485.72 | 35.74 | 35.76 | 0.01 | 0
2030 | PJM_ROR_2_PJM_ROM | PJM_ROR | PJM_ROM | Internal | Winter | B16 | 25 | 8000 | 1205.14 | 53.77 | 53.78 | 0.01 | 0
2030 | PJM_ROR_2_PJM_ROM | PJM_ROR | PJM_ROM | Internal | Winter | B17 | 100 | 8000 | 4807.29 | 49.97 | 49.98 | 0.01 | 0
2030 | PJM_ROR_2_PJM_ROM | PJM_ROR | PJM_ROM | Internal | Winter | B18 | 400 | 8000 | 7177.83 | 46.26 | 46.27 | 0.01 | 0
2030 | PJM_ROR_2_PJM_ROM | PJM_ROR | PJM_ROM | Internal | Winter | B19 | 700 | 8000 | 7638.14 | 45.33 | 45.34 | 0.01 | 0
2030 | PJM_ROR_2_PJM_ROM | PJM_ROR | PJM_ROM | Internal | Winter | B20 | 935 | 8000 | 7880.4 | 36.76 | 36.77 | 0.01 | 0
2030 | PJM_ROR_2_TVA_Transmission | PJM_ROR | TVA_Transmission | Internal | Shoulder | B11 | 25 | 2500 | 1658.91 | 53.96 | 59.96 | 6 | 0
2030 | PJM_ROR_2_TVA_Transmission | PJM_ROR | TVA_Transmission | Internal | Shoulder | B12 | 200 | 2500 | 0 | 46.66 | 50.03 | 6 | 0
2030 | PJM_ROR_2_TVA_Transmission | PJM_ROR | TVA_Transmission | Internal | Shoulder | B13 | 600 | 2500 | 0 | 44.25 | 47.55 | 6 | 0
2030 | PJM_ROR_2_TVA_Transmission | PJM_ROR | TVA_Transmission | Internal | Shoulder | B14 | 900 | 2500 | 0 | 42.93 | 46.85 | 6 | 0
2030 | PJM_ROR_2_TVA_Transmission | PJM_ROR | TVA_Transmission | Internal | Shoulder | B15 | 1203 | 2500 | 0 | 39.41 | 43.17 | 6 | 0
2030 | PJM_ROR_2_TVA_Transmission | PJM_ROR | TVA_Transmission | Internal | Summer | B1 | 10 | 2500 | 2429.6 | 73.83 | 79.83 | 6 | 0
2030 | PJM_ROR_2_TVA_Transmission | PJM_ROR | TVA_Transmission | Internal | Summer | B2 | 25 | 2500 | 2500 | 69.68 | 75.69 | 6 | 0.01
2030 | PJM_ROR_2_TVA_Transmission | PJM_ROR | TVA_Transmission | Internal | Summer | B3 | 75 | 2500 | 795.86 | 69.28 | 75.28 | 6 | 0
2030 | PJM_ROR_2_TVA_Transmission | PJM_ROR | TVA_Transmission | Internal | Summer | B4 | 100 | 2500 | 0 | 69.28 | 74.75 | 6 | 0
2030 | PJM_ROR_2_TVA_Transmission | PJM_ROR | TVA_Transmission | Internal | Summer | B5 | 200 | 2500 | 2100.54 | 62.6 | 68.6 | 6 | 0
2030 | PJM_ROR_2_TVA_Transmission | PJM_ROR | TVA_Transmission | Internal | Summer | B6 | 300 | 2500 | 0 | 51.39 | 56.44 | 6 | 0
2030 | PJM_ROR_2_TVA_Transmission | PJM_ROR | TVA_Transmission | Internal | Summer | B7 | 400 | 2500 | 0 | 44.12 | 49.61 | 6 | 0
2030 | PJM_ROR_2_TVA_Transmission | PJM_ROR | TVA_Transmission | Internal | Summer | B8 | 500 | 2500 | 0 | 41.22 | 46.07 | 6 | 0
2030 | PJM_ROR_2_TVA_Transmission | PJM_ROR | TVA_Transmission | Internal | Summer | B9 | 800 | 2500 | 0 | 39.44 | 45.43 | 6 | 0
2030 | PJM_ROR_2_TVA_Transmission | PJM_ROR | TVA_Transmission | Internal | Summer | B10 | 1262 | 2500 | 1331.83 | 35.74 | 41.74 | 6 | 0
2030 | PJM_ROR_2_TVA_Transmission | PJM_ROR | TVA_Transmission | Internal | Winter | B16 | 25 | 2500 | 1467.8 | 53.77 | 59.77 | 6 | 0
2030 | PJM_ROR_2_TVA_Transmission | PJM_ROR | TVA_Transmission | Internal | Winter | B17 | 100 | 2500 | 0 | 49.97 | 52.03 | 6 | 0
2030 | PJM_ROR_2_TVA_Transmission | PJM_ROR | TVA_Transmission | Internal | Winter | B18 | 400 | 2500 | 0 | 46.26 | 47.78 | 6 | 0
2030 | PJM_ROR_2_TVA_Transmission | PJM_ROR | TVA_Transmission | Internal | Winter | B19 | 700 | 2500 | 0 | 45.33 | 47.09 | 6 | 0
2030 | PJM_ROR_2_TVA_Transmission | PJM_ROR | TVA_Transmission | Internal | Winter | B20 | 935 | 2500 | 360.15 | 36.76 | 42.76 | 6 | 0
2030 | PJM_ROR_2_VACAR | PJM_ROR | VACAR | Internal | Shoulder | B11 | 25 | 3865 | 3865 | 53.96 | 61.96 | 6 | 2
2030 | PJM_ROR_2_VACAR | PJM_ROR | VACAR | Internal | Shoulder | B12 | 200 | 3865 | 1575.17 | 46.66 | 52.66 | 6 | 0
2030 | PJM_ROR_2_VACAR | PJM_ROR | VACAR | Internal | Shoulder | B13 | 600 | 3865 | 1679.45 | 44.25 | 50.25 | 6 | 0
2030 | PJM_ROR_2_VACAR | PJM_ROR | VACAR | Internal | Shoulder | B14 | 900 | 3865 | 1006.05 | 42.93 | 48.93 | 6 | 0
2030 | PJM_ROR_2_VACAR | PJM_ROR | VACAR | Internal | Shoulder | B15 | 1203 | 3865 | 3865 | 39.41 | 46.72 | 6 | 1.31
2030 | PJM_ROR_2_VACAR | PJM_ROR | VACAR | Internal | Summer | B1 | 10 | 3865 | 3865 | 73.83 | 80.82 | 6 | 0.98
2030 | PJM_ROR_2_VACAR | PJM_ROR | VACAR | Internal | Summer | B2 | 25 | 3865 | 3865 | 69.68 | 80.82 | 6 | 5.14
2030 | PJM_ROR_2_VACAR | PJM_ROR | VACAR | Internal | Summer | B3 | 75 | 3865 | 3865 | 69.28 | 80.82 | 6 | 5.54
2030 | PJM_ROR_2_VACAR | PJM_ROR | VACAR | Internal | Summer | B4 | 100 | 3865 | 3865 | 69.28 | 79.19 | 6 | 3.91
2030 | PJM_ROR_2_VACAR | PJM_ROR | VACAR | Internal | Summer | B5 | 200 | 3865 | 3865 | 62.6 | 70.6 | 6 | 2
2030 | PJM_ROR_2_VACAR | PJM_ROR | VACAR | Internal | Summer | B6 | 300 | 3865 | 3865 | 51.39 | 58.05 | 6 | 0.65
2030 | PJM_ROR_2_VACAR | PJM_ROR | VACAR | Internal | Summer | B7 | 400 | 3865 | 3865 | 44.12 | 51.29 | 6 | 1.17
2030 | PJM_ROR_2_VACAR | PJM_ROR | VACAR | Internal | Summer | B8 | 500 | 3865 | 2628.19 | 41.22 | 47.22 | 6 | 0
2030 | PJM_ROR_2_VACAR | PJM_ROR | VACAR | Internal | Summer | B9 | 800 | 3865 | 308.08 | 39.44 | 45.44 | 6 | 0
2030 | PJM_ROR_2_VACAR | PJM_ROR | VACAR | Internal | Summer | B10 | 1262 | 3865 | 3865 | 35.74 | 44.56 | 6 | 2.82
2030 | PJM_ROR_2_VACAR | PJM_ROR | VACAR | Internal | Winter | B16 | 25 | 3865 | 3865 | 53.77 | 68.77 | 6 | 9
2030 | PJM_ROR_2_VACAR | PJM_ROR | VACAR | Internal | Winter | B17 | 100 | 3865 | 3865 | 49.97 | 55.98 | 6 | 0.01
2030 | PJM_ROR_2_VACAR | PJM_ROR | VACAR | Internal | Winter | B18 | 400 | 3865 | 0 | 46.26 | 51.33 | 6 | 0
2030 | PJM_ROR_2_VACAR | PJM_ROR | VACAR | Internal | Winter | B19 | 700 | 3865 | 3348.87 | 45.33 | 51.33 | 6 | 0
2030 | PJM_ROR_2_VACAR | PJM_ROR | VACAR | Internal | Winter | B20 | 935 | 3865 | 3865 | 36.76 | 44.44 | 6 | 1.68
2030 | PJM_ROM_2_NYISO_A-F | PJM_ROM | NYISO_A-F | Internal | Shoulder | B11 | 25 | 2000 | 0 | 53.95 | 43.34 | 6 | 0
2030 | PJM_ROM_2_NYISO_A-F | PJM_ROM | NYISO_A-F | Internal | Shoulder | B12 | 200 | 2000 | 0 | 46.67 | 41.33 | 6 | 0
2030 | PJM_ROM_2_NYISO_A-F | PJM_ROM | NYISO_A-F | Internal | Shoulder | B13 | 600 | 2000 | 0 | 44.27 | 40.77 | 6 | 0
2030 | PJM_ROM_2_NYISO_A-F | PJM_ROM | NYISO_A-F | Internal | Shoulder | B14 | 900 | 2000 | 0 | 42.94 | 40.77 | 6 | 0
2030 | PJM_ROM_2_NYISO_A-F | PJM_ROM | NYISO_A-F | Internal | Shoulder | B15 | 1203 | 2000 | 0 | 39.42 | 40.77 | 6 | 0
2030 | PJM_ROM_2_NYISO_A-F | PJM_ROM | NYISO_A-F | Internal | Summer | B1 | 10 | 2000 | 0 | 73.85 | 54.22 | 6 | 0
2030 | PJM_ROM_2_NYISO_A-F | PJM_ROM | NYISO_A-F | Internal | Summer | B2 | 25 | 2000 | 0 | 69.69 | 54.22 | 6 | 0
2030 | PJM_ROM_2_NYISO_A-F | PJM_ROM | NYISO_A-F | Internal | Summer | B3 | 75 | 2000 | 0 | 69.27 | 53.12 | 6 | 0
2030 | PJM_ROM_2_NYISO_A-F | PJM_ROM | NYISO_A-F | Internal | Summer | B4 | 100 | 2000 | 0 | 69.27 | 52.59 | 6 | 0
2030 | PJM_ROM_2_NYISO_A-F | PJM_ROM | NYISO_A-F | Internal | Summer | B5 | 200 | 2000 | 0 | 62.59 | 49.52 | 6 | 0
2030 | PJM_ROM_2_NYISO_A-F | PJM_ROM | NYISO_A-F | Internal | Summer | B6 | 300 | 2000 | 0 | 51.38 | 43.38 | 6 | 0
2030 | PJM_ROM_2_NYISO_A-F | PJM_ROM | NYISO_A-F | Internal | Summer | B7 | 400 | 2000 | 0 | 44.11 | 39.77 | 6 | 0
2030 | PJM_ROM_2_NYISO_A-F | PJM_ROM | NYISO_A-F | Internal | Summer | B8 | 500 | 2000 | 0 | 41.23 | 39.57 | 6 | 0
2030 | PJM_ROM_2_NYISO_A-F | PJM_ROM | NYISO_A-F | Internal | Summer | B9 | 800 | 2000 | 0 | 39.45 | 38.89 | 6 | 0
2030 | PJM_ROM_2_NYISO_A-F | PJM_ROM | NYISO_A-F | Internal | Summer | B10 | 1262 | 2000 | 0 | 35.76 | 38.89 | 6 | 0
2030 | PJM_ROM_2_NYISO_A-F | PJM_ROM | NYISO_A-F | Internal | Winter | B16 | 25 | 2000 | 0 | 53.78 | 46.02 | 6 | 0
2030 | PJM_ROM_2_NYISO_A-F | PJM_ROM | NYISO_A-F | Internal | Winter | B17 | 100 | 2000 | 0 | 49.98 | 46.02 | 6 | 0
2030 | PJM_ROM_2_NYISO_A-F | PJM_ROM | NYISO_A-F | Internal | Winter | B18 | 400 | 2000 | 0 | 46.27 | 44.19 | 6 | 0
2030 | PJM_ROM_2_NYISO_A-F | PJM_ROM | NYISO_A-F | Internal | Winter | B19 | 700 | 2000 | 0 | 45.34 | 42.77 | 6 | 0
2030 | PJM_ROM_2_NYISO_A-F | PJM_ROM | NYISO_A-F | Internal | Winter | B20 | 935 | 2000 | 1951.1 | 36.77 | 42.77 | 6 | 0
2030 | PJM_ROM_2_PJM_E | PJM_ROM | PJM_E | Internal | Shoulder | B11 | 25 | 8000 | 0 | 53.95 | 53.94 | 0.01 | 0
2030 | PJM_ROM_2_PJM_E | PJM_ROM | PJM_E | Internal | Shoulder | B12 | 200 | 8000 | 0 | 46.67 | 46.66 | 0.01 | 0
2030 | PJM_ROM_2_PJM_E | PJM_ROM | PJM_E | Internal | Shoulder | B13 | 600 | 8000 | 0 | 44.27 | 44.25 | 0.01 | 0
2030 | PJM_ROM_2_PJM_E | PJM_ROM | PJM_E | Internal | Shoulder | B14 | 900 | 8000 | 1084.83 | 42.94 | 42.95 | 0.01 | 0
2030 | PJM_ROM_2_PJM_E | PJM_ROM | PJM_E | Internal | Shoulder | B15 | 1203 | 8000 | 2425.48 | 39.42 | 39.43 | 0.01 | 0
2030 | PJM_ROM_2_PJM_E | PJM_ROM | PJM_E | Internal | Summer | B1 | 10 | 8000 | 184.1 | 73.85 | 73.86 | 0.01 | 0
2030 | PJM_ROM_2_PJM_E | PJM_ROM | PJM_E | Internal | Summer | B2 | 25 | 8000 | 0 | 69.69 | 69.68 | 0.01 | 0
2030 | PJM_ROM_2_PJM_E | PJM_ROM | PJM_E | Internal | Summer | B3 | 75 | 8000 | 0 | 69.27 | 69.26 | 0.01 | 0
2030 | PJM_ROM_2_PJM_E | PJM_ROM | PJM_E | Internal | Summer | B4 | 100 | 8000 | 0 | 69.27 | 69.26 | 0.01 | 0
2030 | PJM_ROM_2_PJM_E | PJM_ROM | PJM_E | Internal | Summer | B5 | 200 | 8000 | 0 | 62.59 | 62.58 | 0.01 | 0
2030 | PJM_ROM_2_PJM_E | PJM_ROM | PJM_E | Internal | Summer | B6 | 300 | 8000 | 0 | 51.38 | 51.37 | 0.01 | 0
2030 | PJM_ROM_2_PJM_E | PJM_ROM | PJM_E | Internal | Summer | B7 | 400 | 8000 | 0 | 44.11 | 44.09 | 0.01 | 0
2030 | PJM_ROM_2_PJM_E | PJM_ROM | PJM_E | Internal | Summer | B8 | 500 | 8000 | 0 | 41.23 | 41.22 | 0.01 | 0
2030 | PJM_ROM_2_PJM_E | PJM_ROM | PJM_E | Internal | Summer | B9 | 800 | 8000 | 946.56 | 39.45 | 39.46 | 0.01 | 0
2030 | PJM_ROM_2_PJM_E | PJM_ROM | PJM_E | Internal | Summer | B10 | 1262 | 8000 | 2682.48 | 35.76 | 35.77 | 0.01 | 0
2030 | PJM_ROM_2_PJM_E | PJM_ROM | PJM_E | Internal | Winter | B16 | 25 | 8000 | 0 | 53.78 | 53.77 | 0.01 | 0
2030 | PJM_ROM_2_PJM_E | PJM_ROM | PJM_E | Internal | Winter | B17 | 100 | 8000 | 570.63 | 49.98 | 50 | 0.01 | 0
2030 | PJM_ROM_2_PJM_E | PJM_ROM | PJM_E | Internal | Winter | B18 | 400 | 8000 | 2505.86 | 46.27 | 46.28 | 0.01 | 0
2030 | PJM_ROM_2_PJM_E | PJM_ROM | PJM_E | Internal | Winter | B19 | 700 | 8000 | 3672.38 | 45.34 | 45.35 | 0.01 | 0
2030 | PJM_ROM_2_PJM_E | PJM_ROM | PJM_E | Internal | Winter | B20 | 935 | 8000 | 2298.23 | 36.77 | 36.78 | 0.01 | 0
2030 | PJM_ROM_2_PJM_ROR | PJM_ROM | PJM_ROR | Internal | Shoulder | B11 | 25 | 8000 | 3879.87 | 53.95 | 53.96 | 0.01 | 0
2030 | PJM_ROM_2_PJM_ROR | PJM_ROM | PJM_ROR | Internal | Shoulder | B12 | 200 | 8000 | 0 | 46.67 | 46.66 | 0.01 | 0
2030 | PJM_ROM_2_PJM_ROR | PJM_ROM | PJM_ROR | Internal | Shoulder | B13 | 600 | 8000 | 0 | 44.27 | 44.25 | 0.01 | 0
2030 | PJM_ROM_2_PJM_ROR | PJM_ROM | PJM_ROR | Internal | Shoulder | B14 | 900 | 8000 | 0 | 42.94 | 42.93 | 0.01 | 0
2030 | PJM_ROM_2_PJM_ROR | PJM_ROM | PJM_ROR | Internal | Shoulder | B15 | 1203 | 8000 | 0 | 39.42 | 39.41 | 0.01 | 0
2030 | PJM_ROM_2_PJM_ROR | PJM_ROM | PJM_ROR | Internal | Summer | B1 | 10 | 8000 | 0 | 73.85 | 73.83 | 0.01 | 0
2030 | PJM_ROM_2_PJM_ROR | PJM_ROM | PJM_ROR | Internal | Summer | B2 | 25 | 8000 | 0 | 69.69 | 69.68 | 0.01 | 0
2030 | PJM_ROM_2_PJM_ROR | PJM_ROM | PJM_ROR | Internal | Summer | B3 | 75 | 8000 | 3943.33 | 69.27 | 69.28 | 0.01 | 0
2030 | PJM_ROM_2_PJM_ROR | PJM_ROM | PJM_ROR | Internal | Summer | B4 | 100 | 8000 | 7302.9 | 69.27 | 69.28 | 0.01 | 0
2030 | PJM_ROM_2_PJM_ROR | PJM_ROM | PJM_ROR | Internal | Summer | B5 | 200 | 8000 | 6624.1 | 62.59 | 62.6 | 0.01 | 0
2030 | PJM_ROM_2_PJM_ROR | PJM_ROM | PJM_ROR | Internal | Summer | B6 | 300 | 8000 | 1496.36 | 51.38 | 51.39 | 0.01 | 0
2030 | PJM_ROM_2_PJM_ROR | PJM_ROM | PJM_ROR | Internal | Summer | B7 | 400 | 8000 | 961.11 | 44.11 | 44.12 | 0.01 | 0
2030 | PJM_ROM_2_PJM_ROR | PJM_ROM | PJM_ROR | Internal | Summer | B8 | 500 | 8000 | 0 | 41.23 | 41.22 | 0.01 | 0
2030 | PJM_ROM_2_PJM_ROR | PJM_ROM | PJM_ROR | Internal | Summer | B9 | 800 | 8000 | 0 | 39.45 | 39.44 | 0.01 | 0
2030 | PJM_ROM_2_PJM_ROR | PJM_ROM | PJM_ROR | Internal | Summer | B10 | 1262 | 8000 | 0 | 35.76 | 35.74 | 0.01 | 0
2030 | PJM_ROM_2_PJM_ROR | PJM_ROM | PJM_ROR | Internal | Winter | B16 | 25 | 8000 | 0 | 53.78 | 53.77 | 0.01 | 0
2030 | PJM_ROM_2_PJM_ROR | PJM_ROM | PJM_ROR | Internal | Winter | B17 | 100 | 8000 | 0 | 49.98 | 49.97 | 0.01 | 0
2030 | PJM_ROM_2_PJM_ROR | PJM_ROM | PJM_ROR | Internal | Winter | B18 | 400 | 8000 | 0 | 46.27 | 46.26 | 0.01 | 0
2030 | PJM_ROM_2_PJM_ROR | PJM_ROM | PJM_ROR | Internal | Winter | B19 | 700 | 8000 | 0 | 45.34 | 45.33 | 0.01 | 0
2030 | PJM_ROM_2_PJM_ROR | PJM_ROM | PJM_ROR | Internal | Winter | B20 | 935 | 8000 | 0 | 36.77 | 36.76 | 0.01 | 0
2030 | SOCO_2_FRCC | SOCO | FRCC | Internal | Shoulder | B11 | 25 | 3700 | 3700 | 68.96 | 80.32 | 10 | 1.36
2030 | SOCO_2_FRCC | SOCO | FRCC | Internal | Shoulder | B12 | 200 | 3700 | 1290.83 | 49.17 | 59.17 | 10 | 0
2030 | SOCO_2_FRCC | SOCO | FRCC | Internal | Shoulder | B13 | 600 | 3700 | 0 | 47.47 | 54.98 | 10 | 0
2030 | SOCO_2_FRCC | SOCO | FRCC | Internal | Shoulder | B14 | 900 | 3700 | 0 | 47.47 | 54.95 | 10 | 0
2030 | SOCO_2_FRCC | SOCO | FRCC | Internal | Shoulder | B15 | 1203 | 3700 | 0 | 47.47 | 52.71 | 10 | 0
2030 | SOCO_2_FRCC | SOCO | FRCC | Internal | Summer | B1 | 10 | 3700 | 1628.77 | 87.82 | 97.82 | 10 | 0
2030 | SOCO_2_FRCC | SOCO | FRCC | Internal | Summer | B2 | 25 | 3700 | 0 | 77.81 | 85.63 | 10 | 0
2030 | SOCO_2_FRCC | SOCO | FRCC | Internal | Summer | B3 | 75 | 3700 | 0 | 77.81 | 85.63 | 10 | 0
2030 | SOCO_2_FRCC | SOCO | FRCC | Internal | Summer | B4 | 100 | 3700 | 0 | 77.81 | 85.63 | 10 | 0
2030 | SOCO_2_FRCC | SOCO | FRCC | Internal | Summer | B5 | 200 | 3700 | 0 | 77.6 | 85.63 | 10 | 0
2030 | SOCO_2_FRCC | SOCO | FRCC | Internal | Summer | B6 | 300 | 3700 | 1409.9 | 65.05 | 75.05 | 10 | 0
2030 | SOCO_2_FRCC | SOCO | FRCC | Internal | Summer | B7 | 400 | 3700 | 2353.47 | 58.29 | 68.29 | 10 | 0
2030 | SOCO_2_FRCC | SOCO | FRCC | Internal | Summer | B8 | 500 | 3700 | 0 | 51.87 | 61.54 | 10 | 0
2030 | SOCO_2_FRCC | SOCO | FRCC | Internal | Summer | B9 | 800 | 3700 | 0 | 45.97 | 54.02 | 10 | 0
2030 | SOCO_2_FRCC | SOCO | FRCC | Internal | Summer | B10 | 1262 | 3700 | 0 | 45.97 | 51.8 | 10 | 0
2030 | SOCO_2_FRCC | SOCO | FRCC | Internal | Winter | B16 | 25 | 3700 | 2425.05 | 68.87 | 78.87 | 10 | 0
2030 | SOCO_2_FRCC | SOCO | FRCC | Internal | Winter | B17 | 100 | 3700 | 1394.71 | 52.46 | 62.46 | 10 | 0
2030 | SOCO_2_FRCC | SOCO | FRCC | Internal | Winter | B18 | 400 | 3700 | 0 | 50.64 | 57.76 | 10 | 0
2030 | SOCO_2_FRCC | SOCO | FRCC | Internal | Winter | B19 | 700 | 3700 | 0 | 50.64 | 56.93 | 10 | 0
2030 | SOCO_2_FRCC | SOCO | FRCC | Internal | Winter | B20 | 935 | 3700 | 0 | 49.87 | 55.37 | 10 | 0
2030 | SPP_N_2_ENT | SPP_N | ENT | Internal | Shoulder | B11 | 25 | 9240 | 0 | 46.98 | 51.96 | 5 | 0
2030 | SPP_N_2_ENT | SPP_N | ENT | Internal | Shoulder | B12 | 200 | 9240 | 6756.9 | 39.66 | 44.66 | 5 | 0
2030 | SPP_N_2_ENT | SPP_N | ENT | Internal | Shoulder | B13 | 600 | 9240 | 6397.9 | 36.03 | 41.03 | 5 | 0
2030 | SPP_N_2_ENT | SPP_N | ENT | Internal | Shoulder | B14 | 900 | 9240 | 9240 | 29.9 | 38.85 | 5 | 3.95
2030 | SPP_N_2_ENT | SPP_N | ENT | Internal | Shoulder | B15 | 1203 | 9240 | 9240 | 26.48 | 32.39 | 5 | 0.9
2030 | SPP_N_2_ENT | SPP_N | ENT | Internal | Summer | B1 | 10 | 9240 | 0 | 66.85 | 71.83 | 5 | 0
2030 | SPP_N_2_ENT | SPP_N | ENT | Internal | Summer | B2 | 25 | 9240 | 234.07 | 62.69 | 67.69 | 5 | 0
2030 | SPP_N_2_ENT | SPP_N | ENT | Internal | Summer | B3 | 75 | 9240 | 2540.14 | 62.93 | 67.93 | 5 | 0
2030 | SPP_N_2_ENT | SPP_N | ENT | Internal | Summer | B4 | 100 | 9240 | 1377.54 | 62.29 | 67.29 | 5 | 0
2030 | SPP_N_2_ENT | SPP_N | ENT | Internal | Summer | B5 | 200 | 9240 | 3299.63 | 55.62 | 60.62 | 5 | 0
2030 | SPP_N_2_ENT | SPP_N | ENT | Internal | Summer | B6 | 300 | 9240 | 4326.24 | 44.4 | 49.4 | 5 | 0
2030 | SPP_N_2_ENT | SPP_N | ENT | Internal | Summer | B7 | 400 | 9240 | 3223.65 | 42.34 | 47.34 | 5 | 0
2030 | SPP_N_2_ENT | SPP_N | ENT | Internal | Summer | B8 | 500 | 9240 | 7822.48 | 38.87 | 43.87 | 5 | 0
2030 | SPP_N_2_ENT | SPP_N | ENT | Internal | Summer | B9 | 800 | 9240 | 9240 | 37.15 | 42.16 | 5 | 0.01
2030 | SPP_N_2_ENT | SPP_N | ENT | Internal | Summer | B10 | 1262 | 9240 | 9240 | 28.74 | 33.76 | 5 | 0.01
2030 | SPP_N_2_ENT | SPP_N | ENT | Internal | Winter | B16 | 25 | 9240 | 9240 | 38.95 | 48.62 | 5 | 4.67
2030 | SPP_N_2_ENT | SPP_N | ENT | Internal | Winter | B17 | 100 | 9240 | 9240 | 32.81 | 44.03 | 5 | 6.22
2030 | SPP_N_2_ENT | SPP_N | ENT | Internal | Winter | B18 | 400 | 9240 | 9240 | 36.03 | 41.05 | 5 | 0.01
2030 | SPP_N_2_ENT | SPP_N | ENT | Internal | Winter | B19 | 700 | 9240 | 8996.25 | 34.09 | 39.09 | 5 | 0
2030 | SPP_N_2_ENT | SPP_N | ENT | Internal | Winter | B20 | 935 | 9240 | 9240 | 26.97 | 32.99 | 5 | 1.03
2030 | SPP_N_2_MISO_MO-IL | SPP_N | MISO_MO-IL | Internal | Shoulder | B11 | 25 | 2263 | 2088.13 | 46.98 | 51.98 | 5 | 0
2030 | SPP_N_2_MISO_MO-IL | SPP_N | MISO_MO-IL | Internal | Shoulder | B12 | 200 | 2263 | 1378.31 | 39.66 | 44.66 | 5 | 0
2030 | SPP_N_2_MISO_MO-IL | SPP_N | MISO_MO-IL | Internal | Shoulder | B13 | 600 | 2263 | 1785.21 | 36.03 | 41.03 | 5 | 0
2030 | SPP_N_2_MISO_MO-IL | SPP_N | MISO_MO-IL | Internal | Shoulder | B14 | 900 | 2263 | 2263 | 29.9 | 38.85 | 5 | 3.95
2030 | SPP_N_2_MISO_MO-IL | SPP_N | MISO_MO-IL | Internal | Shoulder | B15 | 1203 | 2263 | 2263 | 26.48 | 35.17 | 5 | 3.69
2030 | SPP_N_2_MISO_MO-IL | SPP_N | MISO_MO-IL | Internal | Summer | B1 | 10 | 2263 | 1575.08 | 66.85 | 71.85 | 5 | 0
2030 | SPP_N_2_MISO_MO-IL | SPP_N | MISO_MO-IL | Internal | Summer | B2 | 25 | 2263 | 2263 | 62.69 | 70.66 | 5 | 2.97
2030 | SPP_N_2_MISO_MO-IL | SPP_N | MISO_MO-IL | Internal | Summer | B3 | 75 | 2263 | 1489.05 | 62.93 | 67.93 | 5 | 0
2030 | SPP_N_2_MISO_MO-IL | SPP_N | MISO_MO-IL | Internal | Summer | B4 | 100 | 2263 | 1040.93 | 62.29 | 67.29 | 5 | 0
2030 | SPP_N_2_MISO_MO-IL | SPP_N | MISO_MO-IL | Internal | Summer | B5 | 200 | 2263 | 971 | 55.62 | 60.62 | 5 | 0
2030 | SPP_N_2_MISO_MO-IL | SPP_N | MISO_MO-IL | Internal | Summer | B6 | 300 | 2263 | 682.53 | 44.4 | 49.4 | 5 | 0
2030 | SPP_N_2_MISO_MO-IL | SPP_N | MISO_MO-IL | Internal | Summer | B7 | 400 | 2263 | 0 | 42.34 | 42.13 | 5 | 0
2030 | SPP_N_2_MISO_MO-IL | SPP_N | MISO_MO-IL | Internal | Summer | B8 | 500 | 2263 | 0 | 38.87 | 39.23 | 5 | 0
2030 | SPP_N_2_MISO_MO-IL | SPP_N | MISO_MO-IL | Internal | Summer | B9 | 800 | 2263 | 0 | 37.15 | 37.45 | 5 | 0
2030 | SPP_N_2_MISO_MO-IL | SPP_N | MISO_MO-IL | Internal | Summer | B10 | 1262 | 2263 | 302.24 | 28.74 | 33.74 | 5 | 0
2030 | SPP_N_2_MISO_MO-IL | SPP_N | MISO_MO-IL | Internal | Winter | B16 | 25 | 2263 | 2263 | 38.95 | 51.77 | 5 | 7.81
2030 | SPP_N_2_MISO_MO-IL | SPP_N | MISO_MO-IL | Internal | Winter | B17 | 100 | 2263 | 2263 | 32.81 | 47.92 | 5 | 10.12
2030 | SPP_N_2_MISO_MO-IL | SPP_N | MISO_MO-IL | Internal | Winter | B18 | 400 | 2263 | 2029.92 | 36.03 | 41.03 | 5 | 0
2030 | SPP_N_2_MISO_MO-IL | SPP_N | MISO_MO-IL | Internal | Winter | B19 | 700 | 2263 | 2263 | 34.09 | 39.61 | 5 | 0.52
2030 | SPP_N_2_MISO_MO-IL | SPP_N | MISO_MO-IL | Internal | Winter | B20 | 935 | 2263 | 2263 | 26.97 | 34.76 | 5 | 2.79
2030 | SPP_N_2_MISO_W | SPP_N | MISO_W | Internal | Shoulder | B11 | 25 | 750 | 0 | 46.98 | 51.96 | 5 | 0
2030 | SPP_N_2_MISO_W | SPP_N | MISO_W | Internal | Shoulder | B12 | 200 | 750 | 0 | 39.66 | 44.65 | 5 | 0
2030 | SPP_N_2_MISO_W | SPP_N | MISO_W | Internal | Shoulder | B13 | 600 | 750 | 0 | 36.03 | 41.02 | 5 | 0
2030 | SPP_N_2_MISO_W | SPP_N | MISO_W | Internal | Shoulder | B14 | 900 | 750 | 0 | 29.9 | 34.89 | 5 | 0
2030 | SPP_N_2_MISO_W | SPP_N | MISO_W | Internal | Shoulder | B15 | 1203 | 750 | 425.5 | 26.48 | 31.48 | 5 | 0
2030 | SPP_N_2_MISO_W | SPP_N | MISO_W | Internal | Summer | B1 | 10 | 750 | 0 | 66.85 | 71.83 | 5 | 0
2030 | SPP_N_2_MISO_W | SPP_N | MISO_W | Internal | Summer | B2 | 25 | 750 | 0 | 62.69 | 67.68 | 5 | 0
2030 | SPP_N_2_MISO_W | SPP_N | MISO_W | Internal | Summer | B3 | 75 | 750 | 0 | 62.93 | 67.92 | 5 | 0
2030 | SPP_N_2_MISO_W | SPP_N | MISO_W | Internal | Summer | B4 | 100 | 750 | 0 | 62.29 | 67.28 | 5 | 0
2030 | SPP_N_2_MISO_W | SPP_N | MISO_W | Internal | Summer | B5 | 200 | 750 | 0 | 55.62 | 60.6 | 5 | 0
2030 | SPP_N_2_MISO_W | SPP_N | MISO_W | Internal | Summer | B6 | 300 | 750 | 0 | 44.4 | 49.39 | 5 | 0
2030 | SPP_N_2_MISO_W | SPP_N | MISO_W | Internal | Summer | B7 | 400 | 750 | 0 | 42.34 | 42.12 | 5 | 0
2030 | SPP_N_2_MISO_W | SPP_N | MISO_W | Internal | Summer | B8 | 500 | 750 | 0 | 38.87 | 39.22 | 5 | 0
2030 | SPP_N_2_MISO_W | SPP_N | MISO_W | Internal | Summer | B9 | 800 | 750 | 0 | 37.15 | 37.44 | 5 | 0
2030 | SPP_N_2_MISO_W | SPP_N | MISO_W | Internal | Summer | B10 | 1262 | 750 | 0 | 28.74 | 33.73 | 5 | 0
2030 | SPP_N_2_MISO_W | SPP_N | MISO_W | Internal | Winter | B16 | 25 | 750 | 0 | 38.95 | 31.95 | 5 | 0
2030 | SPP_N_2_MISO_W | SPP_N | MISO_W | Internal | Winter | B17 | 100 | 750 | 0 | 32.81 | 31.98 | 5 | 0
2030 | SPP_N_2_MISO_W | SPP_N | MISO_W | Internal | Winter | B18 | 400 | 750 | 0 | 36.03 | 39.08 | 5 | 0
2030 | SPP_N_2_MISO_W | SPP_N | MISO_W | Internal | Winter | B19 | 700 | 750 | 0 | 34.09 | 39.08 | 5 | 0
2030 | SPP_N_2_MISO_W | SPP_N | MISO_W | Internal | Winter | B20 | 935 | 750 | 0 | 26.97 | 31.95 | 5 | 0
2030 | SPP_N_2_NE | SPP_N | NE | Internal | Shoulder | B11 | 25 | 11328 | 0 | 46.98 | 46.96 | 0.01 | 0
2030 | SPP_N_2_NE | SPP_N | NE | Internal | Shoulder | B12 | 200 | 11328 | 0 | 39.66 | 39.65 | 0.01 | 0
2030 | SPP_N_2_NE | SPP_N | NE | Internal | Shoulder | B13 | 600 | 11328 | 0 | 36.03 | 36.02 | 0.01 | 0
2030 | SPP_N_2_NE | SPP_N | NE | Internal | Shoulder | B14 | 900 | 11328 | 0 | 29.9 | 29.89 | 0.01 | 0
2030 | SPP_N_2_NE | SPP_N | NE | Internal | Shoulder | B15 | 1203 | 11328 | 0 | 26.48 | 26.47 | 0.01 | 0
2030 | SPP_N_2_NE | SPP_N | NE | Internal | Summer | B1 | 10 | 11328 | 0 | 66.85 | 66.83 | 0.01 | 0
2030 | SPP_N_2_NE | SPP_N | NE | Internal | Summer | B2 | 25 | 11328 | 0 | 62.69 | 62.68 | 0.01 | 0
2030 | SPP_N_2_NE | SPP_N | NE | Internal | Summer | B3 | 75 | 11328 | 0 | 62.93 | 62.92 | 0.01 | 0
2030 | SPP_N_2_NE | SPP_N | NE | Internal | Summer | B4 | 100 | 11328 | 0 | 62.29 | 62.28 | 0.01 | 0
2030 | SPP_N_2_NE | SPP_N | NE | Internal | Summer | B5 | 200 | 11328 | 0 | 55.62 | 55.6 | 0.01 | 0
2030 | SPP_N_2_NE | SPP_N | NE | Internal | Summer | B6 | 300 | 11328 | 0 | 44.4 | 44.39 | 0.01 | 0
2030 | SPP_N_2_NE | SPP_N | NE | Internal | Summer | B7 | 400 | 11328 | 0 | 42.34 | 37.12 | 0.01 | 0
2030 | SPP_N_2_NE | SPP_N | NE | Internal | Summer | B8 | 500 | 11328 | 0 | 38.87 | 34.22 | 0.01 | 0
2030 | SPP_N_2_NE | SPP_N | NE | Internal | Summer | B9 | 800 | 11328 | 0 | 37.15 | 32.44 | 0.01 | 0
2030 | SPP_N_2_NE | SPP_N | NE | Internal | Summer | B10 | 1262 | 11328 | 0 | 28.74 | 28.73 | 0.01 | 0
2030 | SPP_N_2_NE | SPP_N | NE | Internal | Winter | B16 | 25 | 11328 | 0 | 38.95 | -14.66 | 0.01 | 0
2030 | SPP_N_2_NE | SPP_N | NE | Internal | Winter | B17 | 100 | 11328 | 0 | 32.81 | 26.98 | 0.01 | 0
2030 | SPP_N_2_NE | SPP_N | NE | Internal | Winter | B18 | 400 | 11328 | 0 | 36.03 | 34.08 | 0.01 | 0
2030 | SPP_N_2_NE | SPP_N | NE | Internal | Winter | B19 | 700 | 11328 | 0 | 34.09 | 34.08 | 0.01 | 0
2030 | SPP_N_2_NE | SPP_N | NE | Internal | Winter | B20 | 935 | 11328 | 0 | 26.97 | 26.95 | 0.01 | 0
2030 | SPP_N_2_SPP_S | SPP_N | SPP_S | Internal | Shoulder | B11 | 25 | 5571 | 0 | 46.98 | 46.96 | 0.01 | 0
2030 | SPP_N_2_SPP_S | SPP_N | SPP_S | Internal | Shoulder | B12 | 200 | 5571 | 0 | 39.66 | 39.66 | 0.01 | 0
2030 | SPP_N_2_SPP_S | SPP_N | SPP_S | Internal | Shoulder | B13 | 600 | 5571 | 0 | 36.03 | 36.03 | 0.01 | 0
2030 | SPP_N_2_SPP_S | SPP_N | SPP_S | Internal | Shoulder | B14 | 900 | 5571 | 0 | 29.9 | 29.49 | 0.01 | 0
2030 | SPP_N_2_SPP_S | SPP_N | SPP_S | Internal | Shoulder | B15 | 1203 | 5571 | 0 | 26.48 | 25.24 | 0.01 | 0
2030 | SPP_N_2_SPP_S | SPP_N | SPP_S | Internal | Summer | B1 | 10 | 5571 | 0 | 66.85 | 43.58 | 0.01 | 0
2030 | SPP_N_2_SPP_S | SPP_N | SPP_S | Internal | Summer | B2 | 25 | 5571 | 0 | 62.69 | 62.69 | 0.01 | 0
2030 | SPP_N_2_SPP_S | SPP_N | SPP_S | Internal | Summer | B3 | 75 | 5571 | 310.64 | 62.93 | 62.94 | 0.01 | 0
2030 | SPP_N_2_SPP_S | SPP_N | SPP_S | Internal | Summer | B4 | 100 | 5571 | 0 | 62.29 | 62.29 | 0.01 | 0
2030 | SPP_N_2_SPP_S | SPP_N | SPP_S | Internal | Summer | B5 | 200 | 5571 | 0 | 55.62 | 55.62 | 0.01 | 0
2030 | SPP_N_2_SPP_S | SPP_N | SPP_S | Internal | Summer | B6 | 300 | 5571 | 1300.98 | 44.4 | 44.42 | 0.01 | 0
2030 | SPP_N_2_SPP_S | SPP_N | SPP_S | Internal | Summer | B7 | 400 | 5571 | 5571 | 42.34 | 43.28 | 0.01 | 0.93
2030 | SPP_N_2_SPP_S | SPP_N | SPP_S | Internal | Summer | B8 | 500 | 5571 | 2734.7 | 38.87 | 38.88 | 0.01 | 0
2030 | SPP_N_2_SPP_S | SPP_N | SPP_S | Internal | Summer | B9 | 800 | 5571 | 2859.25 | 37.15 | 37.16 | 0.01 | 0
2030 | SPP_N_2_SPP_S | SPP_N | SPP_S | Internal | Summer | B10 | 1262 | 5571 | 3595.09 | 28.74 | 28.76 | 0.01 | 0
2030 | SPP_N_2_SPP_S | SPP_N | SPP_S | Internal | Winter | B16 | 25 | 5571 | 41.03 | 38.95 | 38.97 | 0.01 | 0
2030 | SPP_N_2_SPP_S | SPP_N | SPP_S | Internal | Winter | B17 | 100 | 5571 | 1030.92 | 32.81 | 32.82 | 0.01 | 0
2030 | SPP_N_2_SPP_S | SPP_N | SPP_S | Internal | Winter | B18 | 400 | 5571 | 1046.07 | 36.03 | 36.05 | 0.01 | 0
2030 | SPP_N_2_SPP_S | SPP_N | SPP_S | Internal | Winter | B19 | 700 | 5571 | 0 | 34.09 | 34.09 | 0.01 | 0
2030 | SPP_N_2_SPP_S | SPP_N | SPP_S | Internal | Winter | B20 | 935 | 5571 | 386.93 | 26.97 | 26.98 | 0.01 | 0
2030 | SPP_S_2_ENT | SPP_S | ENT | Internal | Shoulder | B11 | 25 | 5132 | 4450.24 | 46.96 | 51.96 | 5 | 0
2030 | SPP_S_2_ENT | SPP_S | ENT | Internal | Shoulder | B12 | 200 | 5132 | 3435.02 | 39.66 | 44.66 | 5 | 0
2030 | SPP_S_2_ENT | SPP_S | ENT | Internal | Shoulder | B13 | 600 | 5132 | 3902.39 | 36.03 | 41.03 | 5 | 0
2030 | SPP_S_2_ENT | SPP_S | ENT | Internal | Shoulder | B14 | 900 | 5132 | 5132 | 29.49 | 38.85 | 5 | 4.37
2030 | SPP_S_2_ENT | SPP_S | ENT | Internal | Shoulder | B15 | 1203 | 5132 | 5132 | 25.24 | 32.39 | 5 | 2.14
2030 | SPP_S_2_ENT | SPP_S | ENT | Internal | Summer | B1 | 10 | 5132 | 5132 | 43.58 | 71.83 | 5 | 23.25
2030 | SPP_S_2_ENT | SPP_S | ENT | Internal | Summer | B2 | 25 | 5132 | 4187.05 | 62.69 | 67.69 | 5 | 0
2030 | SPP_S_2_ENT | SPP_S | ENT | Internal | Summer | B3 | 75 | 5132 | 0 | 62.94 | 67.93 | 5 | 0
2030 | SPP_S_2_ENT | SPP_S | ENT | Internal | Summer | B4 | 100 | 5132 | 1518.29 | 62.29 | 67.29 | 5 | 0
2030 | SPP_S_2_ENT | SPP_S | ENT | Internal | Summer | B5 | 200 | 5132 | 2212.31 | 55.62 | 60.62 | 5 | 0
2030 | SPP_S_2_ENT | SPP_S | ENT | Internal | Summer | B6 | 300 | 5132 | 0 | 44.42 | 49.4 | 5 | 0
2030 | SPP_S_2_ENT | SPP_S | ENT | Internal | Summer | B7 | 400 | 5132 | 0 | 43.28 | 47.34 | 5 | 0
2030 | SPP_S_2_ENT | SPP_S | ENT | Internal | Summer | B8 | 500 | 5132 | 0 | 38.88 | 43.87 | 5 | 0
2030 | SPP_S_2_ENT | SPP_S | ENT | Internal | Summer | B9 | 800 | 5132 | 1475.78 | 37.16 | 42.16 | 5 | 0
2030 | SPP_S_2_ENT | SPP_S | ENT | Internal | Summer | B10 | 1262 | 5132 | 2795.83 | 28.76 | 33.76 | 5 | 0
2030 | SPP_S_2_ENT | SPP_S | ENT | Internal | Winter | B16 | 25 | 5132 | 5132 | 38.97 | 48.62 | 5 | 4.66
2030 | SPP_S_2_ENT | SPP_S | ENT | Internal | Winter | B17 | 100 | 5132 | 5132 | 32.82 | 44.03 | 5 | 6.21
2030 | SPP_S_2_ENT | SPP_S | ENT | Internal | Winter | B18 | 400 | 5132 | 4895.55 | 36.05 | 41.05 | 5 | 0
2030 | SPP_S_2_ENT | SPP_S | ENT | Internal | Winter | B19 | 700 | 5132 | 5115.01 | 34.09 | 39.09 | 5 | 0
2030 | SPP_S_2_ENT | SPP_S | ENT | Internal | Winter | B20 | 935 | 5132 | 5132 | 26.98 | 32.99 | 5 | 1.02
2030 | SPP_S_2_SPP_N | SPP_S | SPP_N | Internal | Shoulder | B11 | 25 | 2211 | 900.22 | 46.96 | 46.98 | 0.01 | 0
2030 | SPP_S_2_SPP_N | SPP_S | SPP_N | Internal | Shoulder | B12 | 200 | 2211 | 0 | 39.66 | 39.66 | 0.01 | 0
2030 | SPP_S_2_SPP_N | SPP_S | SPP_N | Internal | Shoulder | B13 | 600 | 2211 | 0 | 36.03 | 36.03 | 0.01 | 0
2030 | SPP_S_2_SPP_N | SPP_S | SPP_N | Internal | Shoulder | B14 | 900 | 2211 | 2211 | 29.49 | 29.9 | 0.01 | 0.4
2030 | SPP_S_2_SPP_N | SPP_S | SPP_N | Internal | Shoulder | B15 | 1203 | 2211 | 2211 | 25.24 | 26.48 | 0.01 | 1.23
2030 | SPP_S_2_SPP_N | SPP_S | SPP_N | Internal | Summer | B1 | 10 | 2211 | 2211 | 43.58 | 66.85 | 0.01 | 23.25
2030 | SPP_S_2_SPP_N | SPP_S | SPP_N | Internal | Summer | B2 | 25 | 2211 | 0 | 62.69 | 62.69 | 0.01 | 0
2030 | SPP_S_2_SPP_N | SPP_S | SPP_N | Internal | Summer | B3 | 75 | 2211 | 0 | 62.94 | 62.93 | 0.01 | 0
2030 | SPP_S_2_SPP_N | SPP_S | SPP_N | Internal | Summer | B4 | 100 | 2211 | 0 | 62.29 | 62.29 | 0.01 | 0
2030 | SPP_S_2_SPP_N | SPP_S | SPP_N | Internal | Summer | B5 | 200 | 2211 | 0 | 55.62 | 55.62 | 0.01 | 0
2030 | SPP_S_2_SPP_N | SPP_S | SPP_N | Internal | Summer | B6 | 300 | 2211 | 0 | 44.42 | 44.4 | 0.01 | 0
2030 | SPP_S_2_SPP_N | SPP_S | SPP_N | Internal | Summer | B7 | 400 | 2211 | 0 | 43.28 | 42.34 | 0.01 | 0
2030 | SPP_S_2_SPP_N | SPP_S | SPP_N | Internal | Summer | B8 | 500 | 2211 | 0 | 38.88 | 38.87 | 0.01 | 0
2030 | SPP_S_2_SPP_N | SPP_S | SPP_N | Internal | Summer | B9 | 800 | 2211 | 0 | 37.16 | 37.15 | 0.01 | 0
2030 | SPP_S_2_SPP_N | SPP_S | SPP_N | Internal | Summer | B10 | 1262 | 2211 | 0 | 28.76 | 28.74 | 0.01 | 0
2030 | SPP_S_2_SPP_N | SPP_S | SPP_N | Internal | Winter | B16 | 25 | 2211 | 0 | 38.97 | 38.95 | 0.01 | 0
2030 | SPP_S_2_SPP_N | SPP_S | SPP_N | Internal | Winter | B17 | 100 | 2211 | 0 | 32.82 | 32.81 | 0.01 | 0
2030 | SPP_S_2_SPP_N | SPP_S | SPP_N | Internal | Winter | B18 | 400 | 2211 | 0 | 36.05 | 36.03 | 0.01 | 0
2030 | SPP_S_2_SPP_N | SPP_S | SPP_N | Internal | Winter | B19 | 700 | 2211 | 0 | 34.09 | 34.09 | 0.01 | 0
2030 | SPP_S_2_SPP_N | SPP_S | SPP_N | Internal | Winter | B20 | 935 | 2211 | 0 | 26.98 | 26.97 | 0.01 | 0
2030 | TVA_2_ENT | TVA | ENT | Internal | Shoulder | B11 | 25 | 500 | 0 | 59.96 | 51.96 | 9 | 0
2030 | TVA_2_ENT | TVA | ENT | Internal | Shoulder | B12 | 200 | 500 | 0 | 48.87 | 44.66 | 9 | 0
2030 | TVA_2_ENT | TVA | ENT | Internal | Shoulder | B13 | 600 | 500 | 0 | 46.87 | 41.03 | 9 | 0
2030 | TVA_2_ENT | TVA | ENT | Internal | Shoulder | B14 | 900 | 500 | 0 | 46.87 | 38.85 | 9 | 0
2030 | TVA_2_ENT | TVA | ENT | Internal | Shoulder | B15 | 1203 | 500 | 0 | 43.19 | 32.39 | 9 | 0
2030 | TVA_2_ENT | TVA | ENT | Internal | Summer | B1 | 10 | 500 | 0 | 79.85 | 71.83 | 9 | 0
2030 | TVA_2_ENT | TVA | ENT | Internal | Summer | B2 | 25 | 500 | 0 | 75.7 | 67.69 | 9 | 0
2030 | TVA_2_ENT | TVA | ENT | Internal | Summer | B3 | 75 | 500 | 0 | 75.29 | 67.93 | 9 | 0
2030 | TVA_2_ENT | TVA | ENT | Internal | Summer | B4 | 100 | 500 | 0 | 74.56 | 67.29 | 9 | 0
2030 | TVA_2_ENT | TVA | ENT | Internal | Summer | B5 | 200 | 500 | 0 | 68.62 | 60.62 | 9 | 0
2030 | TVA_2_ENT | TVA | ENT | Internal | Summer | B6 | 300 | 500 | 0 | 49.05 | 49.4 | 9 | 0
2030 | TVA_2_ENT | TVA | ENT | Internal | Summer | B7 | 400 | 500 | 0 | 45.43 | 47.34 | 9 | 0
2030 | TVA_2_ENT | TVA | ENT | Internal | Summer | B8 | 500 | 500 | 0 | 45.43 | 43.87 | 9 | 0
2030 | TVA_2_ENT | TVA | ENT | Internal | Summer | B9 | 800 | 500 | 0 | 45.43 | 42.16 | 9 | 0
2030 | TVA_2_ENT | TVA | ENT | Internal | Summer | B10 | 1262 | 500 | 0 | 41.76 | 33.76 | 9 | 0
2030 | TVA_2_ENT | TVA | ENT | Internal | Winter | B16 | 25 | 500 | 0 | 59.78 | 48.62 | 9 | 0
2030 | TVA_2_ENT | TVA | ENT | Internal | Winter | B17 | 100 | 500 | 0 | 52.04 | 44.03 | 9 | 0
2030 | TVA_2_ENT | TVA | ENT | Internal | Winter | B18 | 400 | 500 | 0 | 47.11 | 41.05 | 9 | 0
2030 | TVA_2_ENT | TVA | ENT | Internal | Winter | B19 | 700 | 500 | 0 | 47.1 | 39.09 | 9 | 0
2030 | TVA_2_ENT | TVA | ENT | Internal | Winter | B20 | 935 | 500 | 0 | 42.77 | 32.99 | 9 | 0
2030 | TVA_2_NonRTO_Midwest | TVA | NonRTO_Midwest | Internal | Shoulder | B11 | 25 | 100 | 0 | 59.96 | 60.11 | 9 | 0
2030 | TVA_2_NonRTO_Midwest | TVA | NonRTO_Midwest | Internal | Shoulder | B12 | 200 | 100 | 0 | 48.87 | 52.83 | 9 | 0
2030 | TVA_2_NonRTO_Midwest | TVA | NonRTO_Midwest | Internal | Shoulder | B13 | 600 | 100 | 0 | 46.87 | 50.4 | 9 | 0
2030 | TVA_2_NonRTO_Midwest | TVA | NonRTO_Midwest | Internal | Shoulder | B14 | 900 | 100 | 0 | 46.87 | 45.23 | 9 | 0
2030 | TVA_2_NonRTO_Midwest | TVA | NonRTO_Midwest | Internal | Shoulder | B15 | 1203 | 100 | 0 | 43.19 | 38.05 | 9 | 0
2030 | TVA_2_NonRTO_Midwest | TVA | NonRTO_Midwest | Internal | Summer | B1 | 10 | 100 | 0 | 79.85 | 76.13 | 9 | 0
2030 | TVA_2_NonRTO_Midwest | TVA | NonRTO_Midwest | Internal | Summer | B2 | 25 | 100 | 0 | 75.7 | 76.13 | 9 | 0
2030 | TVA_2_NonRTO_Midwest | TVA | NonRTO_Midwest | Internal | Summer | B3 | 75 | 100 | 0 | 75.29 | 75.94 | 9 | 0
2030 | TVA_2_NonRTO_Midwest | TVA | NonRTO_Midwest | Internal | Summer | B4 | 100 | 100 | 0 | 74.56 | 75.31 | 9 | 0
2030 | TVA_2_NonRTO_Midwest | TVA | NonRTO_Midwest | Internal | Summer | B5 | 200 | 100 | 0 | 68.62 | 68.63 | 9 | 0
2030 | TVA_2_NonRTO_Midwest | TVA | NonRTO_Midwest | Internal | Summer | B6 | 300 | 100 | 0 | 49.05 | 57.42 | 9 | 0
2030 | TVA_2_NonRTO_Midwest | TVA | NonRTO_Midwest | Internal | Summer | B7 | 400 | 100 | 0 | 45.43 | 50.14 | 9 | 0
2030 | TVA_2_NonRTO_Midwest | TVA | NonRTO_Midwest | Internal | Summer | B8 | 500 | 100 | 0 | 45.43 | 43.18 | 9 | 0
2030 | TVA_2_NonRTO_Midwest | TVA | NonRTO_Midwest | Internal | Summer | B9 | 800 | 100 | 0 | 45.43 | 38.05 | 9 | 0
2030 | TVA_2_NonRTO_Midwest | TVA | NonRTO_Midwest | Internal | Summer | B10 | 1262 | 100 | 0 | 41.76 | 33.74 | 9 | 0
2030 | TVA_2_NonRTO_Midwest | TVA | NonRTO_Midwest | Internal | Winter | B16 | 25 | 100 | 0 | 59.78 | 59.78 | 9 | 0
2030 | TVA_2_NonRTO_Midwest | TVA | NonRTO_Midwest | Internal | Winter | B17 | 100 | 100 | 0 | 52.04 | 55.96 | 9 | 0
2030 | TVA_2_NonRTO_Midwest | TVA | NonRTO_Midwest | Internal | Winter | B18 | 400 | 100 | 0 | 47.11 | 52.25 | 9 | 0
2030 | TVA_2_NonRTO_Midwest | TVA | NonRTO_Midwest | Internal | Winter | B19 | 700 | 100 | 0 | 47.1 | 44.92 | 9 | 0
2030 | TVA_2_NonRTO_Midwest | TVA | NonRTO_Midwest | Internal | Winter | B20 | 935 | 100 | 0 | 42.77 | 38.05 | 9 | 0
2030 | TVA_2_SOCO | TVA | SOCO | Internal | Shoulder | B11 | 25 | 500 | 500 | 59.96 | 68.96 | 9 | 0.01
2030 | TVA_2_SOCO | TVA | SOCO | Internal | Shoulder | B12 | 200 | 500 | 0 | 48.87 | 49.17 | 9 | 0
2030 | TVA_2_SOCO | TVA | SOCO | Internal | Shoulder | B13 | 600 | 500 | 0 | 46.87 | 47.47 | 9 | 0
2030 | TVA_2_SOCO | TVA | SOCO | Internal | Shoulder | B14 | 900 | 500 | 0 | 46.87 | 47.47 | 9 | 0
2030 | TVA_2_SOCO | TVA | SOCO | Internal | Shoulder | B15 | 1203 | 500 | 0 | 43.19 | 47.47 | 9 | 0
2030 | TVA_2_SOCO | TVA | SOCO | Internal | Summer | B1 | 10 | 500 | 0 | 79.85 | 87.82 | 9 | 0
2030 | TVA_2_SOCO | TVA | SOCO | Internal | Summer | B2 | 25 | 500 | 0 | 75.7 | 77.81 | 9 | 0
2030 | TVA_2_SOCO | TVA | SOCO | Internal | Summer | B3 | 75 | 500 | 0 | 75.29 | 77.81 | 9 | 0
2030 | TVA_2_SOCO | TVA | SOCO | Internal | Summer | B4 | 100 | 500 | 0 | 74.56 | 77.81 | 9 | 0
2030 | TVA_2_SOCO | TVA | SOCO | Internal | Summer | B5 | 200 | 500 | 0 | 68.62 | 77.6 | 9 | 0
2030 | TVA_2_SOCO | TVA | SOCO | Internal | Summer | B6 | 300 | 500 | 500 | 49.05 | 65.05 | 9 | 7
2030 | TVA_2_SOCO | TVA | SOCO | Internal | Summer | B7 | 400 | 500 | 500 | 45.43 | 58.29 | 9 | 3.86
2030 | TVA_2_SOCO | TVA | SOCO | Internal | Summer | B8 | 500 | 500 | 0 | 45.43 | 51.87 | 9 | 0
2030 | TVA_2_SOCO | TVA | SOCO | Internal | Summer | B9 | 800 | 500 | 0 | 45.43 | 45.97 | 9 | 0
2030 | TVA_2_SOCO | TVA | SOCO | Internal | Summer | B10 | 1262 | 500 | 0 | 41.76 | 45.97 | 9 | 0
2030 | TVA_2_SOCO | TVA | SOCO | Internal | Winter | B16 | 25 | 500 | 500 | 59.78 | 68.87 | 9 | 0.09
2030 | TVA_2_SOCO | TVA | SOCO | Internal | Winter | B17 | 100 | 500 | 0 | 52.04 | 52.46 | 9 | 0
2030 | TVA_2_SOCO | TVA | SOCO | Internal | Winter | B18 | 400 | 500 | 0 | 47.11 | 50.64 | 9 | 0
2030 | TVA_2_SOCO | TVA | SOCO | Internal | Winter | B19 | 700 | 500 | 0 | 47.1 | 50.64 | 9 | 0
2030 | TVA_2_SOCO | TVA | SOCO | Internal | Winter | B20 | 935 | 500 | 0 | 42.77 | 49.87 | 9 | 0
2030 | TVA_2_VACAR | TVA | VACAR | Internal | Shoulder | B11 | 25 | 150 | 0 | 59.96 | 61.96 | 9 | 0
2030 | TVA_2_VACAR | TVA | VACAR | Internal | Shoulder | B12 | 200 | 150 | 0 | 48.87 | 52.66 | 9 | 0
2030 | TVA_2_VACAR | TVA | VACAR | Internal | Shoulder | B13 | 600 | 150 | 0 | 46.87 | 50.25 | 9 | 0
2030 | TVA_2_VACAR | TVA | VACAR | Internal | Shoulder | B14 | 900 | 150 | 0 | 46.87 | 48.93 | 9 | 0
2030 | TVA_2_VACAR | TVA | VACAR | Internal | Shoulder | B15 | 1203 | 150 | 0 | 43.19 | 46.72 | 9 | 0
2030 | TVA_2_VACAR | TVA | VACAR | Internal | Summer | B1 | 10 | 150 | 0 | 79.85 | 80.82 | 9 | 0
2030 | TVA_2_VACAR | TVA | VACAR | Internal | Summer | B2 | 25 | 150 | 0 | 75.7 | 80.82 | 9 | 0
2030 | TVA_2_VACAR | TVA | VACAR | Internal | Summer | B3 | 75 | 150 | 0 | 75.29 | 80.82 | 9 | 0
2030 | TVA_2_VACAR | TVA | VACAR | Internal | Summer | B4 | 100 | 150 | 0 | 74.56 | 79.19 | 9 | 0
2030 | TVA_2_VACAR | TVA | VACAR | Internal | Summer | B5 | 200 | 150 | 0 | 68.62 | 70.6 | 9 | 0
2030 | TVA_2_VACAR | TVA | VACAR | Internal | Summer | B6 | 300 | 150 | 5.04 | 49.05 | 58.05 | 9 | 0
2030 | TVA_2_VACAR | TVA | VACAR | Internal | Summer | B7 | 400 | 150 | 0 | 45.43 | 51.29 | 9 | 0
2030 | TVA_2_VACAR | TVA | VACAR | Internal | Summer | B8 | 500 | 150 | 0 | 45.43 | 47.22 | 9 | 0
2030 | TVA_2_VACAR | TVA | VACAR | Internal | Summer | B9 | 800 | 150 | 0 | 45.43 | 45.44 | 9 | 0
2030 | TVA_2_VACAR | TVA | VACAR | Internal | Summer | B10 | 1262 | 150 | 0 | 41.76 | 44.56 | 9 | 0
2030 | TVA_2_VACAR | TVA | VACAR | Internal | Winter | B16 | 25 | 150 | 0 | 59.78 | 68.77 | 9 | 0
2030 | TVA_2_VACAR | TVA | VACAR | Internal | Winter | B17 | 100 | 150 | 0 | 52.04 | 55.98 | 9 | 0
2030 | TVA_2_VACAR | TVA | VACAR | Internal | Winter | B18 | 400 | 150 | 0 | 47.11 | 51.33 | 9 | 0
2030 | TVA_2_VACAR | TVA | VACAR | Internal | Winter | B19 | 700 | 150 | 0 | 47.1 | 51.33 | 9 | 0
2030 | TVA_2_VACAR | TVA | VACAR | Internal | Winter | B20 | 935 | 150 | 0 | 42.77 | 44.44 | 9 | 0
2030 | TVA_Transmission_2_NonRTO_Midwest | TVA_Transmission | NonRTO_Midwest | Internal | Shoulder | B11 | 25 | 700 | 0 | 59.96 | 60.11 | 9 | 0
2030 | TVA_Transmission_2_NonRTO_Midwest | TVA_Transmission | NonRTO_Midwest | Internal | Shoulder | B12 | 200 | 700 | 0 | 50.03 | 52.83 | 9 | 0
2030 | TVA_Transmission_2_NonRTO_Midwest | TVA_Transmission | NonRTO_Midwest | Internal | Shoulder | B13 | 600 | 700 | 0 | 47.55 | 50.4 | 9 | 0
2030 | TVA_Transmission_2_NonRTO_Midwest | TVA_Transmission | NonRTO_Midwest | Internal | Shoulder | B14 | 900 | 700 | 0 | 46.85 | 45.23 | 9 | 0
2030 | TVA_Transmission_2_NonRTO_Midwest | TVA_Transmission | NonRTO_Midwest | Internal | Shoulder | B15 | 1203 | 700 | 0 | 43.17 | 38.05 | 9 | 0
2030 | TVA_Transmission_2_NonRTO_Midwest | TVA_Transmission | NonRTO_Midwest | Internal | Summer | B1 | 10 | 700 | 0 | 79.83 | 76.13 | 9 | 0
2030 | TVA_Transmission_2_NonRTO_Midwest | TVA_Transmission | NonRTO_Midwest | Internal | Summer | B2 | 25 | 700 | 0 | 75.69 | 76.13 | 9 | 0
2030 | TVA_Transmission_2_NonRTO_Midwest | TVA_Transmission | NonRTO_Midwest | Internal | Summer | B3 | 75 | 700 | 0 | 75.28 | 75.94 | 9 | 0
2030 | TVA_Transmission_2_NonRTO_Midwest | TVA_Transmission | NonRTO_Midwest | Internal | Summer | B4 | 100 | 700 | 0 | 74.75 | 75.31 | 9 | 0
2030 | TVA_Transmission_2_NonRTO_Midwest | TVA_Transmission | NonRTO_Midwest | Internal | Summer | B5 | 200 | 700 | 0 | 68.6 | 68.63 | 9 | 0
2030 | TVA_Transmission_2_NonRTO_Midwest | TVA_Transmission | NonRTO_Midwest | Internal | Summer | B6 | 300 | 700 | 0 | 56.44 | 57.42 | 9 | 0
2030 | TVA_Transmission_2_NonRTO_Midwest | TVA_Transmission | NonRTO_Midwest | Internal | Summer | B7 | 400 | 700 | 0 | 49.61 | 50.14 | 9 | 0
2030 | TVA_Transmission_2_NonRTO_Midwest | TVA_Transmission | NonRTO_Midwest | Internal | Summer | B8 | 500 | 700 | 0 | 46.07 | 43.18 | 9 | 0
2030 | TVA_Transmission_2_NonRTO_Midwest | TVA_Transmission | NonRTO_Midwest | Internal | Summer | B9 | 800 | 700 | 0 | 45.43 | 38.05 | 9 | 0
2030 | TVA_Transmission_2_NonRTO_Midwest | TVA_Transmission | NonRTO_Midwest | Internal | Summer | B10 | 1262 | 700 | 0 | 41.74 | 33.74 | 9 | 0
2030 | TVA_Transmission_2_NonRTO_Midwest | TVA_Transmission | NonRTO_Midwest | Internal | Winter | B16 | 25 | 700 | 0 | 59.77 | 59.78 | 9 | 0
2030 | TVA_Transmission_2_NonRTO_Midwest | TVA_Transmission | NonRTO_Midwest | Internal | Winter | B17 | 100 | 700 | 0 | 52.03 | 55.96 | 9 | 0
2030 | TVA_Transmission_2_NonRTO_Midwest | TVA_Transmission | NonRTO_Midwest | Internal | Winter | B18 | 400 | 700 | 0 | 47.78 | 52.25 | 9 | 0
2030 | TVA_Transmission_2_NonRTO_Midwest | TVA_Transmission | NonRTO_Midwest | Internal | Winter | B19 | 700 | 700 | 0 | 47.09 | 44.92 | 9 | 0
2030 | TVA_Transmission_2_NonRTO_Midwest | TVA_Transmission | NonRTO_Midwest | Internal | Winter | B20 | 935 | 700 | 0 | 42.76 | 38.05 | 9 | 0
2030 | TVA_Transmission_2_SOCO | TVA_Transmission | SOCO | Internal | Shoulder | B11 | 25 | 3200 | 2520.04 | 59.96 | 68.96 | 9 | 0
2030 | TVA_Transmission_2_SOCO | TVA_Transmission | SOCO | Internal | Shoulder | B12 | 200 | 3200 | 0 | 50.03 | 49.17 | 9 | 0
2030 | TVA_Transmission_2_SOCO | TVA_Transmission | SOCO | Internal | Shoulder | B13 | 600 | 3200 | 0 | 47.55 | 47.47 | 9 | 0
2030 | TVA_Transmission_2_SOCO | TVA_Transmission | SOCO | Internal | Shoulder | B14 | 900 | 3200 | 0 | 46.85 | 47.47 | 9 | 0
2030 | TVA_Transmission_2_SOCO | TVA_Transmission | SOCO | Internal | Shoulder | B15 | 1203 | 3200 | 0 | 43.17 | 47.47 | 9 | 0
2030 | TVA_Transmission_2_SOCO | TVA_Transmission | SOCO | Internal | Summer | B1 | 10 | 3200 | 0 | 79.83 | 87.82 | 9 | 0
2030 | TVA_Transmission_2_SOCO | TVA_Transmission | SOCO | Internal | Summer | B2 | 25 | 3200 | 0 | 75.69 | 77.81 | 9 | 0
2030 | TVA_Transmission_2_SOCO | TVA_Transmission | SOCO | Internal | Summer | B3 | 75 | 3200 | 0 | 75.28 | 77.81 | 9 | 0
2030 | TVA_Transmission_2_SOCO | TVA_Transmission | SOCO | Internal | Summer | B4 | 100 | 3200 | 0 | 74.75 | 77.81 | 9 | 0
2030 | TVA_Transmission_2_SOCO | TVA_Transmission | SOCO | Internal | Summer | B5 | 200 | 3200 | 1728.52 | 68.6 | 77.6 | 9 | 0
2030 | TVA_Transmission_2_SOCO | TVA_Transmission | SOCO | Internal | Summer | B6 | 300 | 3200 | 0 | 56.44 | 65.05 | 9 | 0
2030 | TVA_Transmission_2_SOCO | TVA_Transmission | SOCO | Internal | Summer | B7 | 400 | 3200 | 0 | 49.61 | 58.29 | 9 | 0
2030 | TVA_Transmission_2_SOCO | TVA_Transmission | SOCO | Internal | Summer | B8 | 500 | 3200 | 0 | 46.07 | 51.87 | 9 | 0
2030 | TVA_Transmission_2_SOCO | TVA_Transmission | SOCO | Internal | Summer | B9 | 800 | 3200 | 0 | 45.43 | 45.97 | 9 | 0
2030 | TVA_Transmission_2_SOCO | TVA_Transmission | SOCO | Internal | Summer | B10 | 1262 | 3200 | 0 | 41.74 | 45.97 | 9 | 0
2030 | TVA_Transmission_2_SOCO | TVA_Transmission | SOCO | Internal | Winter | B16 | 25 | 3200 | 3200 | 59.77 | 68.87 | 9 | 0.1
2030 | TVA_Transmission_2_SOCO | TVA_Transmission | SOCO | Internal | Winter | B17 | 100 | 3200 | 0 | 52.03 | 52.46 | 9 | 0
2030 | TVA_Transmission_2_SOCO | TVA_Transmission | SOCO | Internal | Winter | B18 | 400 | 3200 | 0 | 47.78 | 50.64 | 9 | 0
2030 | TVA_Transmission_2_SOCO | TVA_Transmission | SOCO | Internal | Winter | B19 | 700 | 3200 | 0 | 47.09 | 50.64 | 9 | 0
2030 | TVA_Transmission_2_SOCO | TVA_Transmission | SOCO | Internal | Winter | B20 | 935 | 3200 | 0 | 42.76 | 49.87 | 9 | 0
2030 | TVA_Transmission_2_TVA | TVA_Transmission | TVA | Internal | Shoulder | B11 | 25 | 99999 | 0 | 59.96 | 59.96 | 0.01 | 0
2030 | TVA_Transmission_2_TVA | TVA_Transmission | TVA | Internal | Shoulder | B12 | 200 | 99999 | 0 | 50.03 | 48.87 | 0.01 | 0
2030 | TVA_Transmission_2_TVA | TVA_Transmission | TVA | Internal | Shoulder | B13 | 600 | 99999 | 0 | 47.55 | 46.87 | 0.01 | 0
2030 | TVA_Transmission_2_TVA | TVA_Transmission | TVA | Internal | Shoulder | B14 | 900 | 99999 | 2222.32 | 46.85 | 46.87 | 0.01 | 0
2030 | TVA_Transmission_2_TVA | TVA_Transmission | TVA | Internal | Shoulder | B15 | 1203 | 99999 | 3588.87 | 43.17 | 43.19 | 0.01 | 0
2030 | TVA_Transmission_2_TVA | TVA_Transmission | TVA | Internal | Summer | B1 | 10 | 99999 | 3434.69 | 79.83 | 79.85 | 0.01 | 0
2030 | TVA_Transmission_2_TVA | TVA_Transmission | TVA | Internal | Summer | B2 | 25 | 99999 | 2543.82 | 75.69 | 75.7 | 0.01 | 0
2030 | TVA_Transmission_2_TVA | TVA_Transmission | TVA | Internal | Summer | B3 | 75 | 99999 | 795.86 | 75.28 | 75.29 | 0.01 | 0
2030 | TVA_Transmission_2_TVA | TVA_Transmission | TVA | Internal | Summer | B4 | 100 | 99999 | 0 | 74.75 | 74.56 | 0.01 | 0
2030 | TVA_Transmission_2_TVA | TVA_Transmission | TVA | Internal | Summer | B5 | 200 | 99999 | 372.01 | 68.6 | 68.62 | 0.01 | 0
2030 | TVA_Transmission_2_TVA | TVA_Transmission | TVA | Internal | Summer | B6 | 300 | 99999 | 0 | 56.44 | 49.05 | 0.01 | 0
2030 | TVA_Transmission_2_TVA | TVA_Transmission | TVA | Internal | Summer | B7 | 400 | 99999 | 0 | 49.61 | 45.43 | 0.01 | 0
2030 | TVA_Transmission_2_TVA | TVA_Transmission | TVA | Internal | Summer | B8 | 500 | 99999 | 0 | 46.07 | 45.43 | 0.01 | 0
2030 | TVA_Transmission_2_TVA | TVA_Transmission | TVA | Internal | Summer | B9 | 800 | 99999 | 0 | 45.43 | 45.43 | 0.01 | 0
2030 | TVA_Transmission_2_TVA | TVA_Transmission | TVA | Internal | Summer | B10 | 1262 | 99999 | 1434.95 | 41.74 | 41.76 | 0.01 | 0
2030 | TVA_Transmission_2_TVA | TVA_Transmission | TVA | Internal | Winter | B16 | 25 | 99999 | 1602.04 | 59.77 | 59.78 | 0.01 | 0
2030 | TVA_Transmission_2_TVA | TVA_Transmission | TVA | Internal | Winter | B17 | 100 | 99999 | 17.19 | 52.03 | 52.04 | 0.01 | 0
2030 | TVA_Transmission_2_TVA | TVA_Transmission | TVA | Internal | Winter | B18 | 400 | 99999 | 0 | 47.78 | 47.11 | 0.01 | 0
2030 | TVA_Transmission_2_TVA | TVA_Transmission | TVA | Internal | Winter | B19 | 700 | 99999 | 459.16 | 47.09 | 47.1 | 0.01 | 0
2030 | TVA_Transmission_2_TVA | TVA_Transmission | TVA | Internal | Winter | B20 | 935 | 99999 | 2769.45 | 42.76 | 42.77 | 0.01 | 0
2030 | TVA_Transmission_2_VACAR | TVA_Transmission | VACAR | Internal | Shoulder | B11 | 25 | 900 | 0 | 59.96 | 61.96 | 9 | 0
2030 | TVA_Transmission_2_VACAR | TVA_Transmission | VACAR | Internal | Shoulder | B12 | 200 | 900 | 0 | 50.03 | 52.66 | 9 | 0
2030 | TVA_Transmission_2_VACAR | TVA_Transmission | VACAR | Internal | Shoulder | B13 | 600 | 900 | 0 | 47.55 | 50.25 | 9 | 0
2030 | TVA_Transmission_2_VACAR | TVA_Transmission | VACAR | Internal | Shoulder | B14 | 900 | 900 | 0 | 46.85 | 48.93 | 9 | 0
2030 | TVA_Transmission_2_VACAR | TVA_Transmission | VACAR | Internal | Shoulder | B15 | 1203 | 900 | 0 | 43.17 | 46.72 | 9 | 0
2030 | TVA_Transmission_2_VACAR | TVA_Transmission | VACAR | Internal | Summer | B1 | 10 | 900 | 0 | 79.83 | 80.82 | 9 | 0
2030 | TVA_Transmission_2_VACAR | TVA_Transmission | VACAR | Internal | Summer | B2 | 25 | 900 | 0 | 75.69 | 80.82 | 9 | 0
2030 | TVA_Transmission_2_VACAR | TVA_Transmission | VACAR | Internal | Summer | B3 | 75 | 900 | 0 | 75.28 | 80.82 | 9 | 0
2030 | TVA_Transmission_2_VACAR | TVA_Transmission | VACAR | Internal | Summer | B4 | 100 | 900 | 0 | 74.75 | 79.19 | 9 | 0
2030 | TVA_Transmission_2_VACAR | TVA_Transmission | VACAR | Internal | Summer | B5 | 200 | 900 | 0 | 68.6 | 70.6 | 9 | 0
2030 | TVA_Transmission_2_VACAR | TVA_Transmission | VACAR | Internal | Summer | B6 | 300 | 900 | 0 | 56.44 | 58.05 | 9 | 0
2030 | TVA_Transmission_2_VACAR | TVA_Transmission | VACAR | Internal | Summer | B7 | 400 | 900 | 0 | 49.61 | 51.29 | 9 | 0
2030 | TVA_Transmission_2_VACAR | TVA_Transmission | VACAR | Internal | Summer | B8 | 500 | 900 | 0 | 46.07 | 47.22 | 9 | 0
2030 | TVA_Transmission_2_VACAR | TVA_Transmission | VACAR | Internal | Summer | B9 | 800 | 900 | 0 | 45.43 | 45.44 | 9 | 0
2030 | TVA_Transmission_2_VACAR | TVA_Transmission | VACAR | Internal | Summer | B10 | 1262 | 900 | 0 | 41.74 | 44.56 | 9 | 0
2030 | TVA_Transmission_2_VACAR | TVA_Transmission | VACAR | Internal | Winter | B16 | 25 | 900 | 104.5 | 59.77 | 68.77 | 9 | 0
2030 | TVA_Transmission_2_VACAR | TVA_Transmission | VACAR | Internal | Winter | B17 | 100 | 900 | 0 | 52.03 | 55.98 | 9 | 0
2030 | TVA_Transmission_2_VACAR | TVA_Transmission | VACAR | Internal | Winter | B18 | 400 | 900 | 0 | 47.78 | 51.33 | 9 | 0
2030 | TVA_Transmission_2_VACAR | TVA_Transmission | VACAR | Internal | Winter | B19 | 700 | 900 | 0 | 47.09 | 51.33 | 9 | 0
2030 | TVA_Transmission_2_VACAR | TVA_Transmission | VACAR | Internal | Winter | B20 | 935 | 900 | 0 | 42.76 | 44.44 | 9 | 0
2030 | VACAR_2_SOCO | VACAR | SOCO | Internal | Shoulder | B11 | 25 | 3000 | 551.09 | 61.96 | 68.96 | 7 | 0
2030 | VACAR_2_SOCO | VACAR | SOCO | Internal | Shoulder | B12 | 200 | 3000 | 0 | 52.66 | 49.17 | 7 | 0
2030 | VACAR_2_SOCO | VACAR | SOCO | Internal | Shoulder | B13 | 600 | 3000 | 0 | 50.25 | 47.47 | 7 | 0
2030 | VACAR_2_SOCO | VACAR | SOCO | Internal | Shoulder | B14 | 900 | 3000 | 0 | 48.93 | 47.47 | 7 | 0
2030 | VACAR_2_SOCO | VACAR | SOCO | Internal | Shoulder | B15 | 1203 | 3000 | 0 | 46.72 | 47.47 | 7 | 0
2030 | VACAR_2_SOCO | VACAR | SOCO | Internal | Summer | B1 | 10 | 3000 | 166.75 | 80.82 | 87.82 | 7 | 0
2030 | VACAR_2_SOCO | VACAR | SOCO | Internal | Summer | B2 | 25 | 3000 | 0 | 80.82 | 77.81 | 7 | 0
2030 | VACAR_2_SOCO | VACAR | SOCO | Internal | Summer | B3 | 75 | 3000 | 0 | 80.82 | 77.81 | 7 | 0
2030 | VACAR_2_SOCO | VACAR | SOCO | Internal | Summer | B4 | 100 | 3000 | 0 | 79.19 | 77.81 | 7 | 0
2030 | VACAR_2_SOCO | VACAR | SOCO | Internal | Summer | B5 | 200 | 3000 | 1221.45 | 70.6 | 77.6 | 7 | 0
2030 | VACAR_2_SOCO | VACAR | SOCO | Internal | Summer | B6 | 300 | 3000 | 1026.13 | 58.05 | 65.05 | 7 | 0
2030 | VACAR_2_SOCO | VACAR | SOCO | Internal | Summer | B7 | 400 | 3000 | 2656.68 | 51.29 | 58.29 | 7 | 0
2030 | VACAR_2_SOCO | VACAR | SOCO | Internal | Summer | B8 | 500 | 3000 | 0 | 47.22 | 51.87 | 7 | 0
2030 | VACAR_2_SOCO | VACAR | SOCO | Internal | Summer | B9 | 800 | 3000 | 0 | 45.44 | 45.97 | 7 | 0
2030 | VACAR_2_SOCO | VACAR | SOCO | Internal | Summer | B10 | 1262 | 3000 | 0 | 44.56 | 45.97 | 7 | 0
2030 | VACAR_2_SOCO | VACAR | SOCO | Internal | Winter | B16 | 25 | 3000 | 0 | 68.77 | 68.87 | 7 | 0
2030 | VACAR_2_SOCO | VACAR | SOCO | Internal | Winter | B17 | 100 | 3000 | 0 | 55.98 | 52.46 | 7 | 0
2030 | VACAR_2_SOCO | VACAR | SOCO | Internal | Winter | B18 | 400 | 3000 | 0 | 51.33 | 50.64 | 7 | 0
2030 | VACAR_2_SOCO | VACAR | SOCO | Internal | Winter | B19 | 700 | 3000 | 0 | 51.33 | 50.64 | 7 | 0
2030 | VACAR_2_SOCO | VACAR | SOCO | Internal | Winter | B20 | 935 | 3000 | 0 | 44.44 | 49.87 | 7 | 0
2035 | ENT_2_MISO_MO-IL | ENT | MISO_MO-IL | Internal | Shoulder | B11 | 25 | 2260 | 0 | 59.83 | 59.84 | 8 | 0
2035 | ENT_2_MISO_MO-IL | ENT | MISO_MO-IL | Internal | Shoulder | B12 | 200 | 2260 | 0 | 50.84 | 50.84 | 8 | 0
2035 | ENT_2_MISO_MO-IL | ENT | MISO_MO-IL | Internal | Shoulder | B13 | 600 | 2260 | 0 | 47.07 | 47.07 | 8 | 0
2035 | ENT_2_MISO_MO-IL | ENT | MISO_MO-IL | Internal | Shoulder | B14 | 900 | 2260 | 0 | 42.44 | 42.61 | 8 | 0
2035 | ENT_2_MISO_MO-IL | ENT | MISO_MO-IL | Internal | Shoulder | B15 | 1203 | 2260 | 0 | 33.35 | 40 | 8 | 0
2035 | ENT_2_MISO_MO-IL | ENT | MISO_MO-IL | Internal | Summer | B1 | 10 | 2260 | 0 | 80.69 | 80.69 | 8 | 0
2035 | ENT_2_MISO_MO-IL | ENT | MISO_MO-IL | Internal | Summer | B2 | 25 | 2260 | 0 | 75.59 | 78.76 | 8 | 0
2035 | ENT_2_MISO_MO-IL | ENT | MISO_MO-IL | Internal | Summer | B3 | 75 | 2260 | 0 | 78.62 | 78.63 | 8 | 0
2035 | ENT_2_MISO_MO-IL | ENT | MISO_MO-IL | Internal | Summer | B4 | 100 | 2260 | 0 | 75.59 | 75.59 | 8 | 0
2035 | ENT_2_MISO_MO-IL | ENT | MISO_MO-IL | Internal | Summer | B5 | 200 | 2260 | 0 | 75.33 | 75.33 | 8 | 0
2035 | ENT_2_MISO_MO-IL | ENT | MISO_MO-IL | Internal | Summer | B6 | 300 | 2260 | 0 | 59.39 | 59.39 | 8 | 0
2035 | ENT_2_MISO_MO-IL | ENT | MISO_MO-IL | Internal | Summer | B7 | 400 | 2260 | 0 | 52.8 | 51.94 | 8 | 0
2035 | ENT_2_MISO_MO-IL | ENT | MISO_MO-IL | Internal | Summer | B8 | 500 | 2260 | 0 | 49.07 | 44.16 | 8 | 0
2035 | ENT_2_MISO_MO-IL | ENT | MISO_MO-IL | Internal | Summer | B9 | 800 | 2260 | 0 | 44.36 | 41.23 | 8 | 0
2035 | ENT_2_MISO_MO-IL | ENT | MISO_MO-IL | Internal | Summer | B10 | 1262 | 2260 | 0 | 37.82 | 37.81 | 8 | 0
2035 | ENT_2_MISO_MO-IL | ENT | MISO_MO-IL | Internal | Winter | B16 | 25 | 2260 | 1239.98 | 54.46 | 62.46 | 8 | 0
2035 | ENT_2_MISO_MO-IL | ENT | MISO_MO-IL | Internal | Winter | B17 | 100 | 2260 | 0 | 49.92 | 54.56 | 8 | 0
2035 | ENT_2_MISO_MO-IL | ENT | MISO_MO-IL | Internal | Winter | B18 | 400 | 2260 | 0 | 46.58 | 46.58 | 8 | 0
2035 | ENT_2_MISO_MO-IL | ENT | MISO_MO-IL | Internal | Winter | B19 | 700 | 2260 | 0 | 43.24 | 43.25 | 8 | 0
2035 | ENT_2_MISO_MO-IL | ENT | MISO_MO-IL | Internal | Winter | B20 | 935 | 2260 | 0 | 34.18 | 39.9 | 8 | 0
2035 | ENT_2_SOCO | ENT | SOCO | Internal | Shoulder | B11 | 25 | 2431 | 2431 | 59.83 | 76.83 | 8 | 9
2035 | ENT_2_SOCO | ENT | SOCO | Internal | Shoulder | B12 | 200 | 2431 | 0 | 50.84 | 54.95 | 8 | 0
2035 | ENT_2_SOCO | ENT | SOCO | Internal | Shoulder | B13 | 600 | 2431 | 0 | 47.07 | 53.05 | 8 | 0
2035 | ENT_2_SOCO | ENT | SOCO | Internal | Shoulder | B14 | 900 | 2431 | 2431 | 42.44 | 53.05 | 8 | 2.61
2035 | ENT_2_SOCO | ENT | SOCO | Internal | Shoulder | B15 | 1203 | 2431 | 2431 | 33.35 | 53.05 | 8 | 11.7
2035 | ENT_2_SOCO | ENT | SOCO | Internal | Summer | B1 | 10 | 2431 | 2311.02 | 80.69 | 88.69 | 8 | 0
2035 | ENT_2_SOCO | ENT | SOCO | Internal | Summer | B2 | 25 | 2431 | 2431 | 75.59 | 88.3 | 8 | 4.71
2035 | ENT_2_SOCO | ENT | SOCO | Internal | Summer | B3 | 75 | 2431 | 1671.26 | 78.62 | 86.62 | 8 | 0
2035 | ENT_2_SOCO | ENT | SOCO | Internal | Summer | B4 | 100 | 2431 | 2431 | 75.59 | 86.6 | 8 | 3.01
2035 | ENT_2_SOCO | ENT | SOCO | Internal | Summer | B5 | 200 | 2431 | 2431 | 75.33 | 86.6 | 8 | 3.27
2035 | ENT_2_SOCO | ENT | SOCO | Internal | Summer | B6 | 300 | 2431 | 2431 | 59.39 | 72.47 | 8 | 5.08
2035 | ENT_2_SOCO | ENT | SOCO | Internal | Summer | B7 | 400 | 2431 | 2431 | 52.8 | 66.85 | 8 | 6.05
2035 | ENT_2_SOCO | ENT | SOCO | Internal | Summer | B8 | 500 | 2431 | 320.92 | 49.07 | 57.07 | 8 | 0
2035 | ENT_2_SOCO | ENT | SOCO | Internal | Summer | B9 | 800 | 2431 | 0 | 44.36 | 51.48 | 8 | 0
2035 | ENT_2_SOCO | ENT | SOCO | Internal | Summer | B10 | 1262 | 2431 | 2431 | 37.82 | 51.48 | 8 | 5.66
2035 | ENT_2_SOCO | ENT | SOCO | Internal | Winter | B16 | 25 | 2431 | 2431 | 54.46 | 79.46 | 8 | 17
2035 | ENT_2_SOCO | ENT | SOCO | Internal | Winter | B17 | 100 | 2431 | 1951.27 | 49.92 | 57.92 | 8 | 0
2035 | ENT_2_SOCO | ENT | SOCO | Internal | Winter | B18 | 400 | 2431 | 2431 | 46.58 | 56.53 | 8 | 1.94
2035 | ENT_2_SOCO | ENT | SOCO | Internal | Winter | B19 | 700 | 2431 | 2431 | 43.24 | 56.53 | 8 | 5.29
2035 | ENT_2_SOCO | ENT | SOCO | Internal | Winter | B20 | 935 | 2431 | 2431 | 34.18 | 55.68 | 8 | 13.5
2035 | ENT_2_TVA_Transmission | ENT | TVA_Transmission | Internal | Shoulder | B11 | 25 | 2100 | 533.02 | 59.83 | 67.83 | 8 | 0
2035 | ENT_2_TVA_Transmission | ENT | TVA_Transmission | Internal | Shoulder | B12 | 200 | 2100 | 0 | 50.84 | 56.21 | 8 | 0
2035 | ENT_2_TVA_Transmission | ENT | TVA_Transmission | Internal | Shoulder | B13 | 600 | 2100 | 0 | 47.07 | 53.09 | 8 | 0
2035 | ENT_2_TVA_Transmission | ENT | TVA_Transmission | Internal | Shoulder | B14 | 900 | 2100 | 2100 | 42.44 | 50.61 | 8 | 0.17
2035 | ENT_2_TVA_Transmission | ENT | TVA_Transmission | Internal | Shoulder | B15 | 1203 | 2100 | 2100 | 33.35 | 48 | 8 | 6.66
2035 | ENT_2_TVA_Transmission | ENT | TVA_Transmission | Internal | Summer | B1 | 10 | 2100 | 1229.65 | 80.69 | 88.69 | 8 | 0
2035 | ENT_2_TVA_Transmission | ENT | TVA_Transmission | Internal | Summer | B2 | 25 | 2100 | 415.34 | 75.59 | 83.59 | 8 | 0
2035 | ENT_2_TVA_Transmission | ENT | TVA_Transmission | Internal | Summer | B3 | 75 | 2100 | 0 | 78.62 | 83.18 | 8 | 0
2035 | ENT_2_TVA_Transmission | ENT | TVA_Transmission | Internal | Summer | B4 | 100 | 2100 | 0 | 75.59 | 83.18 | 8 | 0
2035 | ENT_2_TVA_Transmission | ENT | TVA_Transmission | Internal | Summer | B5 | 200 | 2100 | 0 | 75.33 | 79.34 | 8 | 0
2035 | ENT_2_TVA_Transmission | ENT | TVA_Transmission | Internal | Summer | B6 | 300 | 2100 | 0 | 59.39 | 65.12 | 8 | 0
2035 | ENT_2_TVA_Transmission | ENT | TVA_Transmission | Internal | Summer | B7 | 400 | 2100 | 0 | 52.8 | 58.5 | 8 | 0
2035 | ENT_2_TVA_Transmission | ENT | TVA_Transmission | Internal | Summer | B8 | 500 | 2100 | 0 | 49.07 | 51.18 | 8 | 0
2035 | ENT_2_TVA_Transmission | ENT | TVA_Transmission | Internal | Summer | B9 | 800 | 2100 | 0 | 44.36 | 49.22 | 8 | 0
2035 | ENT_2_TVA_Transmission | ENT | TVA_Transmission | Internal | Summer | B10 | 1262 | 2100 | 0 | 37.82 | 45.81 | 8 | 0
2035 | ENT_2_TVA_Transmission | ENT | TVA_Transmission | Internal | Winter | B16 | 25 | 2100 | 2100 | 54.46 | 70.46 | 8 | 8
2035 | ENT_2_TVA_Transmission | ENT | TVA_Transmission | Internal | Winter | B17 | 100 | 2100 | 933.55 | 49.92 | 57.92 | 8 | 0
2035 | ENT_2_TVA_Transmission | ENT | TVA_Transmission | Internal | Winter | B18 | 400 | 2100 | 457.77 | 46.58 | 54.58 | 8 | 0
2035 | ENT_2_TVA_Transmission | ENT | TVA_Transmission | Internal | Winter | B19 | 700 | 2100 | 1112.71 | 43.24 | 51.24 | 8 | 0
2035 | ENT_2_TVA_Transmission | ENT | TVA_Transmission | Internal | Winter | B20 | 935 | 2100 | 2100 | 34.18 | 47.9 | 8 | 5.72
2035 | HQ_NEISO_2_NEISO | HQ_NEISO | NEISO | Internal | Shoulder | B11 | 25 | 99999 | 4523.29 | 42.32 | 42.33 | 0.01 | 0
2035 | HQ_NEISO_2_NEISO | HQ_NEISO | NEISO | Internal | Shoulder | B12 | 200 | 99999 | 4507.22 | 42.32 | 42.33 | 0.01 | 0
2035 | HQ_NEISO_2_NEISO | HQ_NEISO | NEISO | Internal | Shoulder | B13 | 600 | 99999 | 4443.92 | 42.32 | 42.33 | 0.01 | 0
2035 | HQ_NEISO_2_NEISO | HQ_NEISO | NEISO | Internal | Shoulder | B14 | 900 | 99999 | 4333.2 | 42.32 | 42.33 | 0.01 | 0
2035 | HQ_NEISO_2_NEISO | HQ_NEISO | NEISO | Internal | Shoulder | B15 | 1203 | 99999 | 2251.49 | 42.32 | 42.33 | 0.01 | 0
2035 | HQ_NEISO_2_NEISO | HQ_NEISO | NEISO | Internal | Summer | B1 | 10 | 99999 | 5420 | 60.26 | 60.27 | 0.01 | 0
2035 | HQ_NEISO_2_NEISO | HQ_NEISO | NEISO | Internal | Summer | B2 | 25 | 99999 | 5313.73 | 55.36 | 55.37 | 0.01 | 0
2035 | HQ_NEISO_2_NEISO | HQ_NEISO | NEISO | Internal | Summer | B3 | 75 | 99999 | 5101.91 | 50.66 | 50.67 | 0.01 | 0
2035 | HQ_NEISO_2_NEISO | HQ_NEISO | NEISO | Internal | Summer | B4 | 100 | 99999 | 4919.84 | 38.69 | 38.7 | 0.01 | 0
2035 | HQ_NEISO_2_NEISO | HQ_NEISO | NEISO | Internal | Summer | B5 | 200 | 99999 | 4820.81 | 38.69 | 38.7 | 0.01 | 0
2035 | HQ_NEISO_2_NEISO | HQ_NEISO | NEISO | Internal | Summer | B6 | 300 | 99999 | 4709.12 | 38.69 | 38.7 | 0.01 | 0
2035 | HQ_NEISO_2_NEISO | HQ_NEISO | NEISO | Internal | Summer | B7 | 400 | 99999 | 4581.14 | 38.69 | 38.7 | 0.01 | 0
2035 | HQ_NEISO_2_NEISO | HQ_NEISO | NEISO | Internal | Summer | B8 | 500 | 99999 | 4480.51 | 38.69 | 38.7 | 0.01 | 0
2035 | HQ_NEISO_2_NEISO | HQ_NEISO | NEISO | Internal | Summer | B9 | 800 | 99999 | 4357.25 | 38.69 | 38.7 | 0.01 | 0
2035 | HQ_NEISO_2_NEISO | HQ_NEISO | NEISO | Internal | Summer | B10 | 1262 | 99999 | 1940.57 | 38.69 | 38.7 | 0.01 | 0
2035 | HQ_NEISO_2_NEISO | HQ_NEISO | NEISO | Internal | Winter | B16 | 25 | 99999 | 4746.16 | 53.5 | 53.51 | 0.01 | 0
2035 | HQ_NEISO_2_NEISO | HQ_NEISO | NEISO | Internal | Winter | B17 | 100 | 99999 | 4656.71 | 53.5 | 53.51 | 0.01 | 0
2035 | HQ_NEISO_2_NEISO | HQ_NEISO | NEISO | Internal | Winter | B18 | 400 | 99999 | 4588.26 | 53.5 | 53.51 | 0.01 | 0
2035 | HQ_NEISO_2_NEISO | HQ_NEISO | NEISO | Internal | Winter | B19 | 700 | 99999 | 4460.73 | 53.17 | 53.19 | 0.01 | 0
2035 | HQ_NEISO_2_NEISO | HQ_NEISO | NEISO | Internal | Winter | B20 | 935 | 99999 | 2471.08 | 53.17 | 53.19 | 0.01 | 0
2035 | HQ_NY_2_NYISO_A-F | HQ_NY | NYISO_A-F | Internal | Shoulder | B11 | 25 | 99999 | 2812.27 | 53.78 | 53.79 | 0.01 | 0
2035 | HQ_NY_2_NYISO_A-F | HQ_NY | NYISO_A-F | Internal | Shoulder | B12 | 200 | 99999 | 2847.69 | 45.79 | 45.81 | 0.01 | 0
2035 | HQ_NY_2_NYISO_A-F | HQ_NY | NYISO_A-F | Internal | Shoulder | B13 | 600 | 99999 | 2781.85 | 45.76 | 45.77 | 0.01 | 0
2035 | HQ_NY_2_NYISO_A-F | HQ_NY | NYISO_A-F | Internal | Shoulder | B14 | 900 | 99999 | 2673.14 | 45.32 | 45.33 | 0.01 | 0
2035 | HQ_NY_2_NYISO_A-F | HQ_NY | NYISO_A-F | Internal | Shoulder | B15 | 1203 | 99999 | 1582.7 | 45.32 | 45.33 | 0.01 | 0
2035 | HQ_NY_2_NYISO_A-F | HQ_NY | NYISO_A-F | Internal | Summer | B1 | 10 | 99999 | 3500 | 66.7 | 66.71 | 0.01 | 0
2035 | HQ_NY_2_NYISO_A-F | HQ_NY | NYISO_A-F | Internal | Summer | B2 | 25 | 99999 | 3406.62 | 66.64 | 66.65 | 0.01 | 0
2035 | HQ_NY_2_NYISO_A-F | HQ_NY | NYISO_A-F | Internal | Summer | B3 | 75 | 99999 | 3266.6 | 58.07 | 58.08 | 0.01 | 0
2035 | HQ_NY_2_NYISO_A-F | HQ_NY | NYISO_A-F | Internal | Summer | B4 | 100 | 99999 | 3116.28 | 58.07 | 58.08 | 0.01 | 0
2035 | HQ_NY_2_NYISO_A-F | HQ_NY | NYISO_A-F | Internal | Summer | B5 | 200 | 99999 | 3025.49 | 55.84 | 55.85 | 0.01 | 0
2035 | HQ_NY_2_NYISO_A-F | HQ_NY | NYISO_A-F | Internal | Summer | B6 | 300 | 99999 | 2934.86 | 52.89 | 52.9 | 0.01 | 0
2035 | HQ_NY_2_NYISO_A-F | HQ_NY | NYISO_A-F | Internal | Summer | B7 | 400 | 99999 | 2830.75 | 48.77 | 48.78 | 0.01 | 0
2035 | HQ_NY_2_NYISO_A-F | HQ_NY | NYISO_A-F | Internal | Summer | B8 | 500 | 99999 | 2760.25 | 44.46 | 44.48 | 0.01 | 0
2035 | HQ_NY_2_NYISO_A-F | HQ_NY | NYISO_A-F | Internal | Summer | B9 | 800 | 99999 | 2664.71 | 41.77 | 41.78 | 0.01 | 0
2035 | HQ_NY_2_NYISO_A-F | HQ_NY | NYISO_A-F | Internal | Summer | B10 | 1262 | 99999 | 1436.31 | 41.77 | 41.78 | 0.01 | 0
2035 | HQ_NY_2_NYISO_A-F | HQ_NY | NYISO_A-F | Internal | Winter | B16 | 25 | 99999 | 3058.87 | 56.5 | 56.51 | 0.01 | 0
2035 | HQ_NY_2_NYISO_A-F | HQ_NY | NYISO_A-F | Internal | Winter | B17 | 100 | 99999 | 3001.1 | 53.21 | 53.22 | 0.01 | 0
2035 | HQ_NY_2_NYISO_A-F | HQ_NY | NYISO_A-F | Internal | Winter | B18 | 400 | 99999 | 2934.69 | 53.21 | 53.22 | 0.01 | 0
2035 | HQ_NY_2_NYISO_A-F | HQ_NY | NYISO_A-F | Internal | Winter | B19 | 700 | 99999 | 2819.07 | 53.21 | 53.22 | 0.01 | 0
2035 | HQ_NY_2_NYISO_A-F | HQ_NY | NYISO_A-F | Internal | Winter | B20 | 935 | 99999 | 1762.97 | 53.21 | 53.22 | 0.01 | 0
2035 | HQ_IESO_2_IESO | HQ_IESO | IESO | Internal | Shoulder | B11 | 25 | 99999 | 400 | 49.64 | 49.65 | 0.01 | 0
2035 | HQ_IESO_2_IESO | HQ_IESO | IESO | Internal | Shoulder | B12 | 200 | 99999 | 400 | 47.82 | 47.83 | 0.01 | 0
2035 | HQ_IESO_2_IESO | HQ_IESO | IESO | Internal | Shoulder | B13 | 600 | 99999 | 400 | 45.66 | 45.67 | 0.01 | 0
2035 | HQ_IESO_2_IESO | HQ_IESO | IESO | Internal | Shoulder | B14 | 900 | 99999 | 400 | 45.66 | 45.67 | 0.01 | 0
2035 | HQ_IESO_2_IESO | HQ_IESO | IESO | Internal | Shoulder | B15 | 1203 | 99999 | 75.48 | 45.66 | 45.67 | 0.01 | 0
2035 | HQ_IESO_2_IESO | HQ_IESO | IESO | Internal | Summer | B1 | 10 | 99999 | 400 | 73.7 | 73.71 | 0.01 | 0
2035 | HQ_IESO_2_IESO | HQ_IESO | IESO | Internal | Summer | B2 | 25 | 99999 | 400 | 73.64 | 73.65 | 0.01 | 0
2035 | HQ_IESO_2_IESO | HQ_IESO | IESO | Internal | Summer | B3 | 75 | 99999 | 400 | 65.07 | 65.08 | 0.01 | 0
2035 | HQ_IESO_2_IESO | HQ_IESO | IESO | Internal | Summer | B4 | 100 | 99999 | 400 | 51.07 | 51.08 | 0.01 | 0
2035 | HQ_IESO_2_IESO | HQ_IESO | IESO | Internal | Summer | B5 | 200 | 99999 | 400 | 48.84 | 48.85 | 0.01 | 0
2035 | HQ_IESO_2_IESO | HQ_IESO | IESO | Internal | Summer | B6 | 300 | 99999 | 400 | 48.84 | 48.85 | 0.01 | 0
2035 | HQ_IESO_2_IESO | HQ_IESO | IESO | Internal | Summer | B7 | 400 | 99999 | 400 | 44.95 | 44.96 | 0.01 | 0
2035 | HQ_IESO_2_IESO | HQ_IESO | IESO | Internal | Summer | B8 | 500 | 99999 | 400 | 44.25 | 44.26 | 0.01 | 0
2035 | HQ_IESO_2_IESO | HQ_IESO | IESO | Internal | Summer | B9 | 800 | 99999 | 400 | 44.25 | 44.26 | 0.01 | 0
2035 | HQ_IESO_2_IESO | HQ_IESO | IESO | Internal | Summer | B10 | 1262 | 99999 | 12.04 | 44.25 | 44.26 | 0.01 | 0
2035 | HQ_IESO_2_IESO | HQ_IESO | IESO | Internal | Winter | B16 | 25 | 99999 | 400 | 52 | 52.02 | 0.01 | 0
2035 | HQ_IESO_2_IESO | HQ_IESO | IESO | Internal | Winter | B17 | 100 | 99999 | 400 | 50.41 | 50.42 | 0.01 | 0
2035 | HQ_IESO_2_IESO | HQ_IESO | IESO | Internal | Winter | B18 | 400 | 99999 | 400 | 47.79 | 47.8 | 0.01 | 0
2035 | HQ_IESO_2_IESO | HQ_IESO | IESO | Internal | Winter | B19 | 700 | 99999 | 400 | 47.79 | 47.8 | 0.01 | 0
2035 | HQ_IESO_2_IESO | HQ_IESO | IESO | Internal | Winter | B20 | 935 | 99999 | 91.98 | 47.79 | 47.8 | 0.01 | 0
2035 | IESO_2_MAPP_CA | IESO | MAPP_CA | Internal | Shoulder | B11 | 25 | 262 | 0 | 49.65 | 41.65 | 7 | 0
2035 | IESO_2_MAPP_CA | IESO | MAPP_CA | Internal | Shoulder | B12 | 200 | 262 | 0 | 47.83 | 50.82 | 7 | 0
2035 | IESO_2_MAPP_CA | IESO | MAPP_CA | Internal | Shoulder | B13 | 600 | 262 | 0 | 45.67 | 47.04 | 7 | 0
2035 | IESO_2_MAPP_CA | IESO | MAPP_CA | Internal | Shoulder | B14 | 900 | 262 | 0 | 45.67 | 39.32 | 7 | 0
2035 | IESO_2_MAPP_CA | IESO | MAPP_CA | Internal | Shoulder | B15 | 1203 | 262 | 0 | 45.67 | 39.32 | 7 | 0
2035 | IESO_2_MAPP_CA | IESO | MAPP_CA | Internal | Summer | B1 | 10 | 262 | 0 | 73.71 | 37.81 | 7 | 0
2035 | IESO_2_MAPP_CA | IESO | MAPP_CA | Internal | Summer | B2 | 25 | 262 | 0 | 73.65 | 37.81 | 7 | 0
2035 | IESO_2_MAPP_CA | IESO | MAPP_CA | Internal | Summer | B3 | 75 | 262 | 0 | 65.08 | 37.81 | 7 | 0
2035 | IESO_2_MAPP_CA | IESO | MAPP_CA | Internal | Summer | B4 | 100 | 262 | 0 | 51.08 | 43.08 | 7 | 0
2035 | IESO_2_MAPP_CA | IESO | MAPP_CA | Internal | Summer | B5 | 200 | 262 | 0 | 48.85 | 40.85 | 7 | 0
2035 | IESO_2_MAPP_CA | IESO | MAPP_CA | Internal | Summer | B6 | 300 | 262 | 0 | 48.85 | 40.85 | 7 | 0
2035 | IESO_2_MAPP_CA | IESO | MAPP_CA | Internal | Summer | B7 | 400 | 262 | 0 | 44.96 | 37.81 | 7 | 0
2035 | IESO_2_MAPP_CA | IESO | MAPP_CA | Internal | Summer | B8 | 500 | 262 | 0 | 44.26 | 37.81 | 7 | 0
2035 | IESO_2_MAPP_CA | IESO | MAPP_CA | Internal | Summer | B9 | 800 | 262 | 0 | 44.26 | 37.81 | 7 | 0
2035 | IESO_2_MAPP_CA | IESO | MAPP_CA | Internal | Summer | B10 | 1262 | 262 | 0 | 44.26 | 37.81 | 7 | 0
2035 | IESO_2_MAPP_CA | IESO | MAPP_CA | Internal | Winter | B16 | 25 | 262 | 0 | 52.02 | 43.22 | 7 | 0
2035 | IESO_2_MAPP_CA | IESO | MAPP_CA | Internal | Winter | B17 | 100 | 262 | 0 | 50.42 | 43.22 | 7 | 0
2035 | IESO_2_MAPP_CA | IESO | MAPP_CA | Internal | Winter | B18 | 400 | 262 | 0 | 47.8 | 46.56 | 7 | 0
2035 | IESO_2_MAPP_CA | IESO | MAPP_CA | Internal | Winter | B19 | 700 | 262 | 0 | 47.8 | 43.22 | 7 | 0
2035 | IESO_2_MAPP_CA | IESO | MAPP_CA | Internal | Winter | B20 | 935 | 262 | 0 | 47.8 | 43.22 | 7 | 0
2035 | IESO_2_MISO_MI | IESO | MISO_MI | Internal | Shoulder | B11 | 25 | 1840 | 1840 | 49.65 | 59.84 | 7 | 3.19
2035 | IESO_2_MISO_MI | IESO | MISO_MI | Internal | Shoulder | B12 | 200 | 1840 | 1148.76 | 47.83 | 54.83 | 7 | 0
2035 | IESO_2_MISO_MI | IESO | MISO_MI | Internal | Shoulder | B13 | 600 | 1840 | 0 | 45.67 | 51.06 | 7 | 0
2035 | IESO_2_MISO_MI | IESO | MISO_MI | Internal | Shoulder | B14 | 900 | 1840 | 0 | 45.67 | 47.87 | 7 | 0
2035 | IESO_2_MISO_MI | IESO | MISO_MI | Internal | Shoulder | B15 | 1203 | 1840 | 0 | 45.67 | 42.02 | 7 | 0
2035 | IESO_2_MISO_MI | IESO | MISO_MI | Internal | Summer | B1 | 10 | 1840 | 495.2 | 73.71 | 80.71 | 7 | 0
2035 | IESO_2_MISO_MI | IESO | MISO_MI | Internal | Summer | B2 | 25 | 1840 | 852.44 | 73.65 | 80.65 | 7 | 0
2035 | IESO_2_MISO_MI | IESO | MISO_MI | Internal | Summer | B3 | 75 | 1840 | 1840 | 65.08 | 78.66 | 7 | 6.58
2035 | IESO_2_MISO_MI | IESO | MISO_MI | Internal | Summer | B4 | 100 | 1840 | 1840 | 51.08 | 75.59 | 7 | 17.51
2035 | IESO_2_MISO_MI | IESO | MISO_MI | Internal | Summer | B5 | 200 | 1840 | 1840 | 48.85 | 75.34 | 7 | 19.49
2035 | IESO_2_MISO_MI | IESO | MISO_MI | Internal | Summer | B6 | 300 | 1840 | 1840 | 48.85 | 59.39 | 7 | 3.54
2035 | IESO_2_MISO_MI | IESO | MISO_MI | Internal | Summer | B7 | 400 | 1840 | 1012.12 | 44.96 | 51.96 | 7 | 0
2035 | IESO_2_MISO_MI | IESO | MISO_MI | Internal | Summer | B8 | 500 | 1840 | 0 | 44.26 | 46.51 | 7 | 0
2035 | IESO_2_MISO_MI | IESO | MISO_MI | Internal | Summer | B9 | 800 | 1840 | 0 | 44.26 | 41.75 | 7 | 0
2035 | IESO_2_MISO_MI | IESO | MISO_MI | Internal | Summer | B10 | 1262 | 1840 | 0 | 44.26 | 37.93 | 7 | 0
2035 | IESO_2_MISO_MI | IESO | MISO_MI | Internal | Winter | B16 | 25 | 1840 | 1840 | 52.02 | 63.16 | 7 | 4.15
2035 | IESO_2_MISO_MI | IESO | MISO_MI | Internal | Winter | B17 | 100 | 1840 | 704.65 | 50.42 | 57.42 | 7 | 0
2035 | IESO_2_MISO_MI | IESO | MISO_MI | Internal | Winter | B18 | 400 | 1840 | 0 | 47.8 | 53.91 | 7 | 0
2035 | IESO_2_MISO_MI | IESO | MISO_MI | Internal | Winter | B19 | 700 | 1840 | 0 | 47.8 | 47.7 | 7 | 0
2035 | IESO_2_MISO_MI | IESO | MISO_MI | Internal | Winter | B20 | 935 | 1840 | 0 | 47.8 | 41.28 | 7 | 0
2035 | IESO_2_MISO_W | IESO | MISO_W | Internal | Shoulder | B11 | 25 | 214 | 214 | 49.65 | 59.83 | 7 | 3.18
2035 | IESO_2_MISO_W | IESO | MISO_W | Internal | Shoulder | B12 | 200 | 214 | 0 | 47.83 | 50.83 | 7 | 0
2035 | IESO_2_MISO_W | IESO | MISO_W | Internal | Shoulder | B13 | 600 | 214 | 0 | 45.67 | 47.06 | 7 | 0
2035 | IESO_2_MISO_W | IESO | MISO_W | Internal | Shoulder | B14 | 900 | 214 | 0 | 45.67 | 39.34 | 7 | 0
2035 | IESO_2_MISO_W | IESO | MISO_W | Internal | Shoulder | B15 | 1203 | 214 | 0 | 45.67 | 35.64 | 7 | 0
2035 | IESO_2_MISO_W | IESO | MISO_W | Internal | Summer | B1 | 10 | 214 | 0 | 73.71 | 80.68 | 7 | 0
2035 | IESO_2_MISO_W | IESO | MISO_W | Internal | Summer | B2 | 25 | 214 | 0 | 73.65 | 75.58 | 7 | 0
2035 | IESO_2_MISO_W | IESO | MISO_W | Internal | Summer | B3 | 75 | 214 | 214 | 65.08 | 78.62 | 7 | 6.54
2035 | IESO_2_MISO_W | IESO | MISO_W | Internal | Summer | B4 | 100 | 214 | 214 | 51.08 | 75.58 | 7 | 17.5
2035 | IESO_2_MISO_W | IESO | MISO_W | Internal | Summer | B5 | 200 | 214 | 214 | 48.85 | 75.31 | 7 | 19.46
2035 | IESO_2_MISO_W | IESO | MISO_W | Internal | Summer | B6 | 300 | 214 | 214 | 48.85 | 59.37 | 7 | 3.52
2035 | IESO_2_MISO_W | IESO | MISO_W | Internal | Summer | B7 | 400 | 214 | 0 | 44.96 | 51.93 | 7 | 0
2035 | IESO_2_MISO_W | IESO | MISO_W | Internal | Summer | B8 | 500 | 214 | 0 | 44.26 | 44.15 | 7 | 0
2035 | IESO_2_MISO_W | IESO | MISO_W | Internal | Summer | B9 | 800 | 214 | 0 | 44.26 | 41.22 | 7 | 0
2035 | IESO_2_MISO_W | IESO | MISO_W | Internal | Summer | B10 | 1262 | 214 | 0 | 44.26 | 37.8 | 7 | 0
2035 | IESO_2_MISO_W | IESO | MISO_W | Internal | Winter | B16 | 25 | 214 | 0 | 52.02 | 43.24 | 7 | 0
2035 | IESO_2_MISO_W | IESO | MISO_W | Internal | Winter | B17 | 100 | 214 | 0 | 50.42 | 43.21 | 7 | 0
2035 | IESO_2_MISO_W | IESO | MISO_W | Internal | Winter | B18 | 400 | 214 | 0 | 47.8 | 46.57 | 7 | 0
2035 | IESO_2_MISO_W | IESO | MISO_W | Internal | Winter | B19 | 700 | 214 | 0 | 47.8 | 43.24 | 7 | 0
2035 | IESO_2_MISO_W | IESO | MISO_W | Internal | Winter | B20 | 935 | 214 | 0 | 47.8 | 35.17 | 7 | 0
2035 | IESO_2_NYISO_A-F | IESO | NYISO_A-F | Internal | Shoulder | B11 | 25 | 1725 | 0 | 49.65 | 53.79 | 7 | 0
2035 | IESO_2_NYISO_A-F | IESO | NYISO_A-F | Internal | Shoulder | B12 | 200 | 1725 | 0 | 47.83 | 45.81 | 7 | 0
2035 | IESO_2_NYISO_A-F | IESO | NYISO_A-F | Internal | Shoulder | B13 | 600 | 1725 | 0 | 45.67 | 45.77 | 7 | 0
2035 | IESO_2_NYISO_A-F | IESO | NYISO_A-F | Internal | Shoulder | B14 | 900 | 1725 | 0 | 45.67 | 45.33 | 7 | 0
2035 | IESO_2_NYISO_A-F | IESO | NYISO_A-F | Internal | Shoulder | B15 | 1203 | 1725 | 0 | 45.67 | 45.33 | 7 | 0
2035 | IESO_2_NYISO_A-F | IESO | NYISO_A-F | Internal | Summer | B1 | 10 | 1725 | 0 | 73.71 | 66.71 | 7 | 0
2035 | IESO_2_NYISO_A-F | IESO | NYISO_A-F | Internal | Summer | B2 | 25 | 1725 | 0 | 73.65 | 66.65 | 7 | 0
2035 | IESO_2_NYISO_A-F | IESO | NYISO_A-F | Internal | Summer | B3 | 75 | 1725 | 0 | 65.08 | 58.08 | 7 | 0
2035 | IESO_2_NYISO_A-F | IESO | NYISO_A-F | Internal | Summer | B4 | 100 | 1725 | 612.51 | 51.08 | 58.08 | 7 | 0
2035 | IESO_2_NYISO_A-F | IESO | NYISO_A-F | Internal | Summer | B5 | 200 | 1725 | 448.61 | 48.85 | 55.85 | 7 | 0
2035 | IESO_2_NYISO_A-F | IESO | NYISO_A-F | Internal | Summer | B6 | 300 | 1725 | 0 | 48.85 | 52.9 | 7 | 0
2035 | IESO_2_NYISO_A-F | IESO | NYISO_A-F | Internal | Summer | B7 | 400 | 1725 | 0 | 44.96 | 48.78 | 7 | 0
2035 | IESO_2_NYISO_A-F | IESO | NYISO_A-F | Internal | Summer | B8 | 500 | 1725 | 0 | 44.26 | 44.48 | 7 | 0
2035 | IESO_2_NYISO_A-F | IESO | NYISO_A-F | Internal | Summer | B9 | 800 | 1725 | 0 | 44.26 | 41.78 | 7 | 0
2035 | IESO_2_NYISO_A-F | IESO | NYISO_A-F | Internal | Summer | B10 | 1262 | 1725 | 0 | 44.26 | 41.78 | 7 | 0
2035 | IESO_2_NYISO_A-F | IESO | NYISO_A-F | Internal | Winter | B16 | 25 | 1725 | 0 | 52.02 | 56.51 | 7 | 0
2035 | IESO_2_NYISO_A-F | IESO | NYISO_A-F | Internal | Winter | B17 | 100 | 1725 | 0 | 50.42 | 53.22 | 7 | 0
2035 | IESO_2_NYISO_A-F | IESO | NYISO_A-F | Internal | Winter | B18 | 400 | 1725 | 0 | 47.8 | 53.22 | 7 | 0
2035 | IESO_2_NYISO_A-F | IESO | NYISO_A-F | Internal | Winter | B19 | 700 | 1725 | 0 | 47.8 | 53.22 | 7 | 0
2035 | IESO_2_NYISO_A-F | IESO | NYISO_A-F | Internal | Winter | B20 | 935 | 1725 | 0 | 47.8 | 53.22 | 7 | 0
2035 | MAPP_CA_2_IESO | MAPP_CA | IESO | Internal | Shoulder | B11 | 25 | 330 | 138.17 | 41.65 | 49.65 | 8 | 0
2035 | MAPP_CA_2_IESO | MAPP_CA | IESO | Internal | Shoulder | B12 | 200 | 330 | 0 | 50.82 | 47.83 | 8 | 0
2035 | MAPP_CA_2_IESO | MAPP_CA | IESO | Internal | Shoulder | B13 | 600 | 330 | 0 | 47.04 | 45.67 | 8 | 0
2035 | MAPP_CA_2_IESO | MAPP_CA | IESO | Internal | Shoulder | B14 | 900 | 330 | 0 | 39.32 | 45.67 | 8 | 0
2035 | MAPP_CA_2_IESO | MAPP_CA | IESO | Internal | Shoulder | B15 | 1203 | 330 | 0 | 39.32 | 45.67 | 8 | 0
2035 | MAPP_CA_2_IESO | MAPP_CA | IESO | Internal | Summer | B1 | 10 | 330 | 330 | 37.81 | 73.71 | 8 | 27.91
2035 | MAPP_CA_2_IESO | MAPP_CA | IESO | Internal | Summer | B2 | 25 | 330 | 330 | 37.81 | 73.65 | 8 | 27.84
2035 | MAPP_CA_2_IESO | MAPP_CA | IESO | Internal | Summer | B3 | 75 | 330 | 330 | 37.81 | 65.08 | 8 | 19.27
2035 | MAPP_CA_2_IESO | MAPP_CA | IESO | Internal | Summer | B4 | 100 | 330 | 297.07 | 43.08 | 51.08 | 8 | 0
2035 | MAPP_CA_2_IESO | MAPP_CA | IESO | Internal | Summer | B5 | 200 | 330 | 190.03 | 40.85 | 48.85 | 8 | 0
2035 | MAPP_CA_2_IESO | MAPP_CA | IESO | Internal | Summer | B6 | 300 | 330 | 74.81 | 40.85 | 48.85 | 8 | 0
2035 | MAPP_CA_2_IESO | MAPP_CA | IESO | Internal | Summer | B7 | 400 | 330 | 0 | 37.81 | 44.96 | 8 | 0
2035 | MAPP_CA_2_IESO | MAPP_CA | IESO | Internal | Summer | B8 | 500 | 330 | 0 | 37.81 | 44.26 | 8 | 0
2035 | MAPP_CA_2_IESO | MAPP_CA | IESO | Internal | Summer | B9 | 800 | 330 | 0 | 37.81 | 44.26 | 8 | 0
2035 | MAPP_CA_2_IESO | MAPP_CA | IESO | Internal | Summer | B10 | 1262 | 330 | 0 | 37.81 | 44.26 | 8 | 0
2035 | MAPP_CA_2_IESO | MAPP_CA | IESO | Internal | Winter | B16 | 25 | 330 | 330 | 43.22 | 52.02 | 8 | 0.79
2035 | MAPP_CA_2_IESO | MAPP_CA | IESO | Internal | Winter | B17 | 100 | 330 | 0 | 43.22 | 50.42 | 8 | 0
2035 | MAPP_CA_2_IESO | MAPP_CA | IESO | Internal | Winter | B18 | 400 | 330 | 0 | 46.56 | 47.8 | 8 | 0
2035 | MAPP_CA_2_IESO | MAPP_CA | IESO | Internal | Winter | B19 | 700 | 330 | 0 | 43.22 | 47.8 | 8 | 0
2035 | MAPP_CA_2_IESO | MAPP_CA | IESO | Internal | Winter | B20 | 935 | 330 | 0 | 43.22 | 47.8 | 8 | 0
2035 | MAPP_CA_2_MAPP_US | MAPP_CA | MAPP_US | Internal | Shoulder | B11 | 25 | 437 | 437 | 41.65 | 50.91 | 7 | 2.26
2035 | MAPP_CA_2_MAPP_US | MAPP_CA | MAPP_US | Internal | Shoulder | B12 | 200 | 437 | 0 | 50.82 | 43.83 | 7 | 0
2035 | MAPP_CA_2_MAPP_US | MAPP_CA | MAPP_US | Internal | Shoulder | B13 | 600 | 437 | 0 | 47.04 | 40.06 | 7 | 0
2035 | MAPP_CA_2_MAPP_US | MAPP_CA | MAPP_US | Internal | Shoulder | B14 | 900 | 437 | 0 | 39.32 | 32.34 | 7 | 0
2035 | MAPP_CA_2_MAPP_US | MAPP_CA | MAPP_US | Internal | Shoulder | B15 | 1203 | 437 | 0 | 39.32 | 28.64 | 7 | 0
2035 | MAPP_CA_2_MAPP_US | MAPP_CA | MAPP_US | Internal | Summer | B1 | 10 | 437 | 437 | 37.81 | 73.68 | 7 | 28.87
2035 | MAPP_CA_2_MAPP_US | MAPP_CA | MAPP_US | Internal | Summer | B2 | 25 | 437 | 437 | 37.81 | 68.58 | 7 | 23.77
2035 | MAPP_CA_2_MAPP_US | MAPP_CA | MAPP_US | Internal | Summer | B3 | 75 | 437 | 437 | 37.81 | 71.62 | 7 | 26.81
2035 | MAPP_CA_2_MAPP_US | MAPP_CA | MAPP_US | Internal | Summer | B4 | 100 | 437 | 437 | 43.08 | 68.58 | 7 | 18.5
2035 | MAPP_CA_2_MAPP_US | MAPP_CA | MAPP_US | Internal | Summer | B5 | 200 | 437 | 437 | 40.85 | 68.31 | 7 | 20.46
2035 | MAPP_CA_2_MAPP_US | MAPP_CA | MAPP_US | Internal | Summer | B6 | 300 | 437 | 437 | 40.85 | 52.37 | 7 | 4.52
2035 | MAPP_CA_2_MAPP_US | MAPP_CA | MAPP_US | Internal | Summer | B7 | 400 | 437 | 437 | 37.81 | 44.93 | 7 | 0.12
2035 | MAPP_CA_2_MAPP_US | MAPP_CA | MAPP_US | Internal | Summer | B8 | 500 | 437 | 0 | 37.81 | 37.15 | 7 | 0
2035 | MAPP_CA_2_MAPP_US | MAPP_CA | MAPP_US | Internal | Summer | B9 | 800 | 437 | 0 | 37.81 | 34.22 | 7 | 0
2035 | MAPP_CA_2_MAPP_US | MAPP_CA | MAPP_US | Internal | Summer | B10 | 1262 | 437 | 0 | 37.81 | 30.8 | 7 | 0
2035 | MAPP_CA_2_MAPP_US | MAPP_CA | MAPP_US | Internal | Winter | B16 | 25 | 437 | 0 | 43.22 | 34.82 | 7 | 0
2035 | MAPP_CA_2_MAPP_US | MAPP_CA | MAPP_US | Internal | Winter | B17 | 100 | 437 | 0 | 43.22 | 36.21 | 7 | 0
2035 | MAPP_CA_2_MAPP_US | MAPP_CA | MAPP_US | Internal | Winter | B18 | 400 | 437 | 0 | 46.56 | 39.57 | 7 | 0
2035 | MAPP_CA_2_MAPP_US | MAPP_CA | MAPP_US | Internal | Winter | B19 | 700 | 437 | 0 | 43.22 | 36.24 | 7 | 0
2035 | MAPP_CA_2_MAPP_US | MAPP_CA | MAPP_US | Internal | Winter | B20 | 935 | 437 | 0 | 43.22 | 28.17 | 7 | 0
2035 | MAPP_CA_2_MISO_W | MAPP_CA | MISO_W | Internal | Shoulder | B11 | 25 | 2058 | 2058 | 41.65 | 59.83 | 0.01 | 18.17
2035 | MAPP_CA_2_MISO_W | MAPP_CA | MISO_W | Internal | Shoulder | B12 | 200 | 2058 | 2009.11 | 50.82 | 50.83 | 0.01 | 0
2035 | MAPP_CA_2_MISO_W | MAPP_CA | MISO_W | Internal | Shoulder | B13 | 600 | 2058 | 2028.4 | 47.04 | 47.06 | 0.01 | 0
2035 | MAPP_CA_2_MISO_W | MAPP_CA | MISO_W | Internal | Shoulder | B14 | 900 | 2058 | 1533.68 | 39.32 | 39.34 | 0.01 | 0
2035 | MAPP_CA_2_MISO_W | MAPP_CA | MISO_W | Internal | Shoulder | B15 | 1203 | 2058 | 0 | 39.32 | 35.64 | 0.01 | 0
2035 | MAPP_CA_2_MISO_W | MAPP_CA | MISO_W | Internal | Summer | B1 | 10 | 2058 | 2058 | 37.81 | 80.68 | 0.01 | 42.86
2035 | MAPP_CA_2_MISO_W | MAPP_CA | MISO_W | Internal | Summer | B2 | 25 | 2058 | 2058 | 37.81 | 75.58 | 0.01 | 37.76
2035 | MAPP_CA_2_MISO_W | MAPP_CA | MISO_W | Internal | Summer | B3 | 75 | 2058 | 2058 | 37.81 | 78.62 | 0.01 | 40.8
2035 | MAPP_CA_2_MISO_W | MAPP_CA | MISO_W | Internal | Summer | B4 | 100 | 2058 | 2058 | 43.08 | 75.58 | 0.01 | 32.49
2035 | MAPP_CA_2_MISO_W | MAPP_CA | MISO_W | Internal | Summer | B5 | 200 | 2058 | 2058 | 40.85 | 75.31 | 0.01 | 34.45
2035 | MAPP_CA_2_MISO_W | MAPP_CA | MISO_W | Internal | Summer | B6 | 300 | 2058 | 2058 | 40.85 | 59.37 | 0.01 | 18.51
2035 | MAPP_CA_2_MISO_W | MAPP_CA | MISO_W | Internal | Summer | B7 | 400 | 2058 | 2058 | 37.81 | 51.93 | 0.01 | 14.1
2035 | MAPP_CA_2_MISO_W | MAPP_CA | MISO_W | Internal | Summer | B8 | 500 | 2058 | 2058 | 37.81 | 44.15 | 0.01 | 6.33
2035 | MAPP_CA_2_MISO_W | MAPP_CA | MISO_W | Internal | Summer | B9 | 800 | 2058 | 2058 | 37.81 | 41.22 | 0.01 | 3.4
2035 | MAPP_CA_2_MISO_W | MAPP_CA | MISO_W | Internal | Summer | B10 | 1262 | 2058 | 0 | 37.81 | 37.8 | 0.01 | 0
2035 | MAPP_CA_2_MISO_W | MAPP_CA | MISO_W | Internal | Winter | B16 | 25 | 2058 | 46.53 | 43.22 | 43.24 | 0.01 | 0
2035 | MAPP_CA_2_MISO_W | MAPP_CA | MISO_W | Internal | Winter | B17 | 100 | 2058 | 0 | 43.22 | 43.21 | 0.01 | 0
2035 | MAPP_CA_2_MISO_W | MAPP_CA | MISO_W | Internal | Winter | B18 | 400 | 2058 | 1346.63 | 46.56 | 46.57 | 0.01 | 0
2035 | MAPP_CA_2_MISO_W | MAPP_CA | MISO_W | Internal | Winter | B19 | 700 | 2058 | 1013.8 | 43.22 | 43.24 | 0.01 | 0
2035 | MAPP_CA_2_MISO_W | MAPP_CA | MISO_W | Internal | Winter | B20 | 935 | 2058 | 0 | 43.22 | 35.17 | 0.01 | 0
2035 | MAPP_US_2_MAPP_CA | MAPP_US | MAPP_CA | Internal | Shoulder | B11 | 25 | 230 | 0 | 50.91 | 41.65 | 7 | 0
2035 | MAPP_US_2_MAPP_CA | MAPP_US | MAPP_CA | Internal | Shoulder | B12 | 200 | 230 | 0 | 43.83 | 50.82 | 7 | 0
2035 | MAPP_US_2_MAPP_CA | MAPP_US | MAPP_CA | Internal | Shoulder | B13 | 600 | 230 | 0 | 40.06 | 47.04 | 7 | 0
2035 | MAPP_US_2_MAPP_CA | MAPP_US | MAPP_CA | Internal | Shoulder | B14 | 900 | 230 | 0 | 32.34 | 39.32 | 7 | 0
2035 | MAPP_US_2_MAPP_CA | MAPP_US | MAPP_CA | Internal | Shoulder | B15 | 1203 | 230 | 230 | 28.64 | 39.32 | 7 | 3.68
2035 | MAPP_US_2_MAPP_CA | MAPP_US | MAPP_CA | Internal | Summer | B1 | 10 | 230 | 0 | 73.68 | 37.81 | 7 | 0
2035 | MAPP_US_2_MAPP_CA | MAPP_US | MAPP_CA | Internal | Summer | B2 | 25 | 230 | 0 | 68.58 | 37.81 | 7 | 0
2035 | MAPP_US_2_MAPP_CA | MAPP_US | MAPP_CA | Internal | Summer | B3 | 75 | 230 | 0 | 71.62 | 37.81 | 7 | 0
2035 | MAPP_US_2_MAPP_CA | MAPP_US | MAPP_CA | Internal | Summer | B4 | 100 | 230 | 0 | 68.58 | 43.08 | 7 | 0
2035 | MAPP_US_2_MAPP_CA | MAPP_US | MAPP_CA | Internal | Summer | B5 | 200 | 230 | 0 | 68.31 | 40.85 | 7 | 0
2035 | MAPP_US_2_MAPP_CA | MAPP_US | MAPP_CA | Internal | Summer | B6 | 300 | 230 | 0 | 52.37 | 40.85 | 7 | 0
2035 | MAPP_US_2_MAPP_CA | MAPP_US | MAPP_CA | Internal | Summer | B7 | 400 | 230 | 0 | 44.93 | 37.81 | 7 | 0
2035 | MAPP_US_2_MAPP_CA | MAPP_US | MAPP_CA | Internal | Summer | B8 | 500 | 230 | 0 | 37.15 | 37.81 | 7 | 0
2035 | MAPP_US_2_MAPP_CA | MAPP_US | MAPP_CA | Internal | Summer | B9 | 800 | 230 | 0 | 34.22 | 37.81 | 7 | 0
2035 | MAPP_US_2_MAPP_CA | MAPP_US | MAPP_CA | Internal | Summer | B10 | 1262 | 230 | 230 | 30.8 | 37.81 | 7 | 0.01
2035 | MAPP_US_2_MAPP_CA | MAPP_US | MAPP_CA | Internal | Winter | B16 | 25 | 230 | 230 | 34.82 | 43.22 | 7 | 1.4
2035 | MAPP_US_2_MAPP_CA | MAPP_US | MAPP_CA | Internal | Winter | B17 | 100 | 230 | 230 | 36.21 | 43.22 | 7 | 0.01
2035 | MAPP_US_2_MAPP_CA | MAPP_US | MAPP_CA | Internal | Winter | B18 | 400 | 230 | 0 | 39.57 | 46.56 | 7 | 0
2035 | MAPP_US_2_MAPP_CA | MAPP_US | MAPP_CA | Internal | Winter | B19 | 700 | 230 | 0 | 36.24 | 43.22 | 7 | 0
2035 | MAPP_US_2_MAPP_CA | MAPP_US | MAPP_CA | Internal | Winter | B20 | 935 | 230 | 230 | 28.17 | 43.22 | 7 | 8.06
2035 | MAPP_US_2_MISO_W | MAPP_US | MISO_W | Internal | Shoulder | B11 | 25 | 2635 | 2635 | 50.91 | 59.83 | 7 | 1.92
2035 | MAPP_US_2_MISO_W | MAPP_US | MISO_W | Internal | Shoulder | B12 | 200 | 2635 | 2000.89 | 43.83 | 50.83 | 7 | 0
2035 | MAPP_US_2_MISO_W | MAPP_US | MISO_W | Internal | Shoulder | B13 | 600 | 2635 | 2223.07 | 40.06 | 47.06 | 7 | 0
2035 | MAPP_US_2_MISO_W | MAPP_US | MISO_W | Internal | Shoulder | B14 | 900 | 2635 | 1222.55 | 32.34 | 39.34 | 7 | 0
2035 | MAPP_US_2_MISO_W | MAPP_US | MISO_W | Internal | Shoulder | B15 | 1203 | 2635 | 1348.12 | 28.64 | 35.64 | 7 | 0
2035 | MAPP_US_2_MISO_W | MAPP_US | MISO_W | Internal | Summer | B1 | 10 | 2635 | 1157.65 | 73.68 | 80.68 | 7 | 0
2035 | MAPP_US_2_MISO_W | MAPP_US | MISO_W | Internal | Summer | B2 | 25 | 2635 | 1326.66 | 68.58 | 75.58 | 7 | 0
2035 | MAPP_US_2_MISO_W | MAPP_US | MISO_W | Internal | Summer | B3 | 75 | 2635 | 1398.92 | 71.62 | 78.62 | 7 | 0
2035 | MAPP_US_2_MISO_W | MAPP_US | MISO_W | Internal | Summer | B4 | 100 | 2635 | 1624.11 | 68.58 | 75.58 | 7 | 0
2035 | MAPP_US_2_MISO_W | MAPP_US | MISO_W | Internal | Summer | B5 | 200 | 2635 | 1642.35 | 68.31 | 75.31 | 7 | 0
2035 | MAPP_US_2_MISO_W | MAPP_US | MISO_W | Internal | Summer | B6 | 300 | 2635 | 1948.46 | 52.37 | 59.37 | 7 | 0
2035 | MAPP_US_2_MISO_W | MAPP_US | MISO_W | Internal | Summer | B7 | 400 | 2635 | 2215.47 | 44.93 | 51.93 | 7 | 0
2035 | MAPP_US_2_MISO_W | MAPP_US | MISO_W | Internal | Summer | B8 | 500 | 2635 | 2386.8 | 37.15 | 44.15 | 7 | 0
2035 | MAPP_US_2_MISO_W | MAPP_US | MISO_W | Internal | Summer | B9 | 800 | 2635 | 1837.62 | 34.22 | 41.22 | 7 | 0
2035 | MAPP_US_2_MISO_W | MAPP_US | MISO_W | Internal | Summer | B10 | 1262 | 2635 | 1779.61 | 30.8 | 37.8 | 7 | 0
2035 | MAPP_US_2_MISO_W | MAPP_US | MISO_W | Internal | Winter | B16 | 25 | 2635 | 2635 | 34.82 | 43.24 | 7 | 1.41
2035 | MAPP_US_2_MISO_W | MAPP_US | MISO_W | Internal | Winter | B17 | 100 | 2635 | 1803.08 | 36.21 | 43.21 | 7 | 0
2035 | MAPP_US_2_MISO_W | MAPP_US | MISO_W | Internal | Winter | B18 | 400 | 2635 | 1882.67 | 39.57 | 46.57 | 7 | 0
2035 | MAPP_US_2_MISO_W | MAPP_US | MISO_W | Internal | Winter | B19 | 700 | 2635 | 756.38 | 36.24 | 43.24 | 7 | 0
2035 | MAPP_US_2_MISO_W | MAPP_US | MISO_W | Internal | Winter | B20 | 935 | 2635 | 823.67 | 28.17 | 35.17 | 7 | 0
2035 | MAPP_US_2_NE | MAPP_US | NE | Internal | Shoulder | B11 | 25 | 2000 | 0 | 50.91 | 54.83 | 7 | 0
2035 | MAPP_US_2_NE | MAPP_US | NE | Internal | Shoulder | B12 | 200 | 2000 | 0 | 43.83 | 45.83 | 7 | 0
2035 | MAPP_US_2_NE | MAPP_US | NE | Internal | Shoulder | B13 | 600 | 2000 | 0 | 40.06 | 42.06 | 7 | 0
2035 | MAPP_US_2_NE | MAPP_US | NE | Internal | Shoulder | B14 | 900 | 2000 | 0 | 32.34 | 34.32 | 7 | 0
2035 | MAPP_US_2_NE | MAPP_US | NE | Internal | Shoulder | B15 | 1203 | 2000 | 0 | 28.64 | 25.18 | 7 | 0
2035 | MAPP_US_2_NE | MAPP_US | NE | Internal | Summer | B1 | 10 | 2000 | 0 | 73.68 | 75.68 | 7 | 0
2035 | MAPP_US_2_NE | MAPP_US | NE | Internal | Summer | B2 | 25 | 2000 | 0 | 68.58 | 70.58 | 7 | 0
2035 | MAPP_US_2_NE | MAPP_US | NE | Internal | Summer | B3 | 75 | 2000 | 0 | 71.62 | 73.62 | 7 | 0
2035 | MAPP_US_2_NE | MAPP_US | NE | Internal | Summer | B4 | 100 | 2000 | 0 | 68.58 | 70.58 | 7 | 0
2035 | MAPP_US_2_NE | MAPP_US | NE | Internal | Summer | B5 | 200 | 2000 | 0 | 68.31 | 70.31 | 7 | 0
2035 | MAPP_US_2_NE | MAPP_US | NE | Internal | Summer | B6 | 300 | 2000 | 0 | 52.37 | 54.37 | 7 | 0
2035 | MAPP_US_2_NE | MAPP_US | NE | Internal | Summer | B7 | 400 | 2000 | 0 | 44.93 | 46.93 | 7 | 0
2035 | MAPP_US_2_NE | MAPP_US | NE | Internal | Summer | B8 | 500 | 2000 | 0 | 37.15 | 39.15 | 7 | 0
2035 | MAPP_US_2_NE | MAPP_US | NE | Internal | Summer | B9 | 800 | 2000 | 0 | 34.22 | 36.22 | 7 | 0
2035 | MAPP_US_2_NE | MAPP_US | NE | Internal | Summer | B10 | 1262 | 2000 | 0 | 30.8 | 32.8 | 7 | 0
2035 | MAPP_US_2_NE | MAPP_US | NE | Internal | Winter | B16 | 25 | 2000 | 0 | 34.82 | -31.91 | 7 | 0
2035 | MAPP_US_2_NE | MAPP_US | NE | Internal | Winter | B17 | 100 | 2000 | 0 | 36.21 | 24.99 | 7 | 0
2035 | MAPP_US_2_NE | MAPP_US | NE | Internal | Winter | B18 | 400 | 2000 | 0 | 39.57 | 41.56 | 7 | 0
2035 | MAPP_US_2_NE | MAPP_US | NE | Internal | Winter | B19 | 700 | 2000 | 0 | 36.24 | 38.22 | 7 | 0
2035 | MAPP_US_2_NE | MAPP_US | NE | Internal | Winter | B20 | 935 | 2000 | 0 | 28.17 | 26.86 | 7 | 0
2035 | MARITIMES_2_NEISO | MARITIMES | NEISO | Internal | Shoulder | B11 | 25 | 99999 | 1720.66 | 42.32 | 42.33 | 0.01 | 0
2035 | MARITIMES_2_NEISO | MARITIMES | NEISO | Internal | Shoulder | B12 | 200 | 99999 | 1717.44 | 42.32 | 42.33 | 0.01 | 0
2035 | MARITIMES_2_NEISO | MARITIMES | NEISO | Internal | Shoulder | B13 | 600 | 99999 | 1704.78 | 42.32 | 42.33 | 0.01 | 0
2035 | MARITIMES_2_NEISO | MARITIMES | NEISO | Internal | Shoulder | B14 | 900 | 99999 | 1682.64 | 42.32 | 42.33 | 0.01 | 0
2035 | MARITIMES_2_NEISO | MARITIMES | NEISO | Internal | Shoulder | B15 | 1203 | 99999 | 648.08 | 42.32 | 42.33 | 0.01 | 0
2035 | MARITIMES_2_NEISO | MARITIMES | NEISO | Internal | Summer | B1 | 10 | 99999 | 1900 | 60.26 | 60.27 | 0.01 | 0
2035 | MARITIMES_2_NEISO | MARITIMES | NEISO | Internal | Summer | B2 | 25 | 99999 | 1878.75 | 55.36 | 55.37 | 0.01 | 0
2035 | MARITIMES_2_NEISO | MARITIMES | NEISO | Internal | Summer | B3 | 75 | 99999 | 1836.38 | 50.66 | 50.67 | 0.01 | 0
2035 | MARITIMES_2_NEISO | MARITIMES | NEISO | Internal | Summer | B4 | 100 | 99999 | 1799.97 | 38.69 | 38.7 | 0.01 | 0
2035 | MARITIMES_2_NEISO | MARITIMES | NEISO | Internal | Summer | B5 | 200 | 99999 | 1780.16 | 38.69 | 38.7 | 0.01 | 0
2035 | MARITIMES_2_NEISO | MARITIMES | NEISO | Internal | Summer | B6 | 300 | 99999 | 1757.82 | 38.69 | 38.7 | 0.01 | 0
2035 | MARITIMES_2_NEISO | MARITIMES | NEISO | Internal | Summer | B7 | 400 | 99999 | 1732.23 | 38.69 | 38.7 | 0.01 | 0
2035 | MARITIMES_2_NEISO | MARITIMES | NEISO | Internal | Summer | B8 | 500 | 99999 | 1712.1 | 38.69 | 38.7 | 0.01 | 0
2035 | MARITIMES_2_NEISO | MARITIMES | NEISO | Internal | Summer | B9 | 800 | 99999 | 1687.45 | 38.69 | 38.7 | 0.01 | 0
2035 | MARITIMES_2_NEISO | MARITIMES | NEISO | Internal | Summer | B10 | 1262 | 99999 | 465.06 | 38.69 | 38.7 | 0.01 | 0
2035 | MARITIMES_2_NEISO | MARITIMES | NEISO | Internal | Winter | B16 | 25 | 99999 | 1765.23 | 53.5 | 53.51 | 0.01 | 0
2035 | MARITIMES_2_NEISO | MARITIMES | NEISO | Internal | Winter | B17 | 100 | 99999 | 1747.34 | 53.5 | 53.51 | 0.01 | 0
2035 | MARITIMES_2_NEISO | MARITIMES | NEISO | Internal | Winter | B18 | 400 | 99999 | 1733.65 | 53.5 | 53.51 | 0.01 | 0
2035 | MARITIMES_2_NEISO | MARITIMES | NEISO | Internal | Winter | B19 | 700 | 99999 | 1708.15 | 53.17 | 53.19 | 0.01 | 0
2035 | MARITIMES_2_NEISO | MARITIMES | NEISO | Internal | Winter | B20 | 935 | 99999 | 723.43 | 53.17 | 53.19 | 0.01 | 0
2035 | MISO_IN_2_MISO_MI | MISO_IN | MISO_MI | Internal | Shoulder | B11 | 25 | 5081 | 0 | 59.85 | 59.84 | 0.01 | 0
2035 | MISO_IN_2_MISO_MI | MISO_IN | MISO_MI | Internal | Shoulder | B12 | 200 | 5081 | 2413.5 | 54.82 | 54.83 | 0.01 | 0
2035 | MISO_IN_2_MISO_MI | MISO_IN | MISO_MI | Internal | Shoulder | B13 | 600 | 5081 | 3547.45 | 51.04 | 51.06 | 0.01 | 0
2035 | MISO_IN_2_MISO_MI | MISO_IN | MISO_MI | Internal | Shoulder | B14 | 900 | 5081 | 4327.96 | 47.86 | 47.87 | 0.01 | 0
2035 | MISO_IN_2_MISO_MI | MISO_IN | MISO_MI | Internal | Shoulder | B15 | 1203 | 5081 | 3862.91 | 42.01 | 42.02 | 0.01 | 0
2035 | MISO_IN_2_MISO_MI | MISO_IN | MISO_MI | Internal | Summer | B1 | 10 | 5081 | 2146.48 | 80.7 | 80.71 | 0.01 | 0
2035 | MISO_IN_2_MISO_MI | MISO_IN | MISO_MI | Internal | Summer | B2 | 25 | 5081 | 1533.31 | 80.64 | 80.65 | 0.01 | 0
2035 | MISO_IN_2_MISO_MI | MISO_IN | MISO_MI | Internal | Summer | B3 | 75 | 5081 | 175.47 | 78.64 | 78.66 | 0.01 | 0
2035 | MISO_IN_2_MISO_MI | MISO_IN | MISO_MI | Internal | Summer | B4 | 100 | 5081 | 0 | 75.6 | 75.59 | 0.01 | 0
2035 | MISO_IN_2_MISO_MI | MISO_IN | MISO_MI | Internal | Summer | B5 | 200 | 5081 | 0 | 75.34 | 75.34 | 0.01 | 0
2035 | MISO_IN_2_MISO_MI | MISO_IN | MISO_MI | Internal | Summer | B6 | 300 | 5081 | 0 | 59.4 | 59.39 | 0.01 | 0
2035 | MISO_IN_2_MISO_MI | MISO_IN | MISO_MI | Internal | Summer | B7 | 400 | 5081 | 2712.23 | 51.95 | 51.96 | 0.01 | 0
2035 | MISO_IN_2_MISO_MI | MISO_IN | MISO_MI | Internal | Summer | B8 | 500 | 5081 | 5081 | 44.17 | 46.51 | 0.01 | 2.33
2035 | MISO_IN_2_MISO_MI | MISO_IN | MISO_MI | Internal | Summer | B9 | 800 | 5081 | 5081 | 41.25 | 41.75 | 0.01 | 0.49
2035 | MISO_IN_2_MISO_MI | MISO_IN | MISO_MI | Internal | Summer | B10 | 1262 | 5081 | 5081 | 37.82 | 37.93 | 0.01 | 0.09
2035 | MISO_IN_2_MISO_MI | MISO_IN | MISO_MI | Internal | Winter | B16 | 25 | 5081 | 173.43 | 63.15 | 63.16 | 0.01 | 0
2035 | MISO_IN_2_MISO_MI | MISO_IN | MISO_MI | Internal | Winter | B17 | 100 | 5081 | 2300.06 | 57.41 | 57.42 | 0.01 | 0
2035 | MISO_IN_2_MISO_MI | MISO_IN | MISO_MI | Internal | Winter | B18 | 400 | 5081 | 3930.99 | 53.9 | 53.91 | 0.01 | 0
2035 | MISO_IN_2_MISO_MI | MISO_IN | MISO_MI | Internal | Winter | B19 | 700 | 5081 | 4151.25 | 47.69 | 47.7 | 0.01 | 0
2035 | MISO_IN_2_MISO_MI | MISO_IN | MISO_MI | Internal | Winter | B20 | 935 | 5081 | 4089.9 | 41.27 | 41.28 | 0.01 | 0
2035 | MISO_IN_2_MISO_MO-IL | MISO_IN | MISO_MO-IL | Internal | Shoulder | B11 | 25 | 9129 | 0 | 59.85 | 59.84 | 0.01 | 0
2035 | MISO_IN_2_MISO_MO-IL | MISO_IN | MISO_MO-IL | Internal | Shoulder | B12 | 200 | 9129 | 0 | 54.82 | 50.84 | 0.01 | 0
2035 | MISO_IN_2_MISO_MO-IL | MISO_IN | MISO_MO-IL | Internal | Shoulder | B13 | 600 | 9129 | 0 | 51.04 | 47.07 | 0.01 | 0
2035 | MISO_IN_2_MISO_MO-IL | MISO_IN | MISO_MO-IL | Internal | Shoulder | B14 | 900 | 9129 | 0 | 47.86 | 42.61 | 0.01 | 0
2035 | MISO_IN_2_MISO_MO-IL | MISO_IN | MISO_MO-IL | Internal | Shoulder | B15 | 1203 | 9129 | 0 | 42.01 | 40 | 0.01 | 0
2035 | MISO_IN_2_MISO_MO-IL | MISO_IN | MISO_MO-IL | Internal | Summer | B1 | 10 | 9129 | 0 | 80.7 | 80.69 | 0.01 | 0
2035 | MISO_IN_2_MISO_MO-IL | MISO_IN | MISO_MO-IL | Internal | Summer | B2 | 25 | 9129 | 0 | 80.64 | 78.76 | 0.01 | 0
2035 | MISO_IN_2_MISO_MO-IL | MISO_IN | MISO_MO-IL | Internal | Summer | B3 | 75 | 9129 | 0 | 78.64 | 78.63 | 0.01 | 0
2035 | MISO_IN_2_MISO_MO-IL | MISO_IN | MISO_MO-IL | Internal | Summer | B4 | 100 | 9129 | 0 | 75.6 | 75.59 | 0.01 | 0
2035 | MISO_IN_2_MISO_MO-IL | MISO_IN | MISO_MO-IL | Internal | Summer | B5 | 200 | 9129 | 0 | 75.34 | 75.33 | 0.01 | 0
2035 | MISO_IN_2_MISO_MO-IL | MISO_IN | MISO_MO-IL | Internal | Summer | B6 | 300 | 9129 | 0 | 59.4 | 59.39 | 0.01 | 0
2035 | MISO_IN_2_MISO_MO-IL | MISO_IN | MISO_MO-IL | Internal | Summer | B7 | 400 | 9129 | 0 | 51.95 | 51.94 | 0.01 | 0
2035 | MISO_IN_2_MISO_MO-IL | MISO_IN | MISO_MO-IL | Internal | Summer | B8 | 500 | 9129 | 0 | 44.17 | 44.16 | 0.01 | 0
2035 | MISO_IN_2_MISO_MO-IL | MISO_IN | MISO_MO-IL | Internal | Summer | B9 | 800 | 9129 | 0 | 41.25 | 41.23 | 0.01 | 0
2035 | MISO_IN_2_MISO_MO-IL | MISO_IN | MISO_MO-IL | Internal | Summer | B10 | 1262 | 9129 | 0 | 37.82 | 37.81 | 0.01 | 0
2035 | MISO_IN_2_MISO_MO-IL | MISO_IN | MISO_MO-IL | Internal | Winter | B16 | 25 | 9129 | 0 | 63.15 | 62.46 | 0.01 | 0
2035 | MISO_IN_2_MISO_MO-IL | MISO_IN | MISO_MO-IL | Internal | Winter | B17 | 100 | 9129 | 0 | 57.41 | 54.56 | 0.01 | 0
2035 | MISO_IN_2_MISO_MO-IL | MISO_IN | MISO_MO-IL | Internal | Winter | B18 | 400 | 9129 | 0 | 53.9 | 46.58 | 0.01 | 0
2035 | MISO_IN_2_MISO_MO-IL | MISO_IN | MISO_MO-IL | Internal | Winter | B19 | 700 | 9129 | 0 | 47.69 | 43.25 | 0.01 | 0
2035 | MISO_IN_2_MISO_MO-IL | MISO_IN | MISO_MO-IL | Internal | Winter | B20 | 935 | 9129 | 0 | 41.27 | 39.9 | 0.01 | 0
2035 | MISO_IN_2_NonRTO_Midwest | MISO_IN | NonRTO_Midwest | Internal | Shoulder | B11 | 25 | 4800 | 1715.38 | 59.85 | 67.85 | 8 | 0
2035 | MISO_IN_2_NonRTO_Midwest | MISO_IN | NonRTO_Midwest | Internal | Shoulder | B12 | 200 | 4800 | 1084.03 | 54.82 | 62.82 | 8 | 0
2035 | MISO_IN_2_NonRTO_Midwest | MISO_IN | NonRTO_Midwest | Internal | Shoulder | B13 | 600 | 4800 | 478.76 | 51.04 | 59.04 | 8 | 0
2035 | MISO_IN_2_NonRTO_Midwest | MISO_IN | NonRTO_Midwest | Internal | Shoulder | B14 | 900 | 4800 | 0 | 47.86 | 51.56 | 8 | 0
2035 | MISO_IN_2_NonRTO_Midwest | MISO_IN | NonRTO_Midwest | Internal | Shoulder | B15 | 1203 | 4800 | 0 | 42.01 | 40 | 8 | 0
2035 | MISO_IN_2_NonRTO_Midwest | MISO_IN | NonRTO_Midwest | Internal | Summer | B1 | 10 | 4800 | 0 | 80.7 | 84.43 | 8 | 0
2035 | MISO_IN_2_NonRTO_Midwest | MISO_IN | NonRTO_Midwest | Internal | Summer | B2 | 25 | 4800 | 0 | 80.64 | 84.43 | 8 | 0
2035 | MISO_IN_2_NonRTO_Midwest | MISO_IN | NonRTO_Midwest | Internal | Summer | B3 | 75 | 4800 | 0 | 78.64 | 84.43 | 8 | 0
2035 | MISO_IN_2_NonRTO_Midwest | MISO_IN | NonRTO_Midwest | Internal | Summer | B4 | 100 | 4800 | 1524.85 | 75.6 | 83.6 | 8 | 0
2035 | MISO_IN_2_NonRTO_Midwest | MISO_IN | NonRTO_Midwest | Internal | Summer | B5 | 200 | 4800 | 1177.78 | 75.34 | 83.34 | 8 | 0
2035 | MISO_IN_2_NonRTO_Midwest | MISO_IN | NonRTO_Midwest | Internal | Summer | B6 | 300 | 4800 | 648.61 | 59.4 | 67.4 | 8 | 0
2035 | MISO_IN_2_NonRTO_Midwest | MISO_IN | NonRTO_Midwest | Internal | Summer | B7 | 400 | 4800 | 0 | 51.95 | 58.38 | 8 | 0
2035 | MISO_IN_2_NonRTO_Midwest | MISO_IN | NonRTO_Midwest | Internal | Summer | B8 | 500 | 4800 | 0 | 44.17 | 44.56 | 8 | 0
2035 | MISO_IN_2_NonRTO_Midwest | MISO_IN | NonRTO_Midwest | Internal | Summer | B9 | 800 | 4800 | 0 | 41.25 | 41.22 | 8 | 0
2035 | MISO_IN_2_NonRTO_Midwest | MISO_IN | NonRTO_Midwest | Internal | Summer | B10 | 1262 | 4800 | 0 | 37.82 | 37.81 | 8 | 0
2035 | MISO_IN_2_NonRTO_Midwest | MISO_IN | NonRTO_Midwest | Internal | Winter | B16 | 25 | 4800 | 2642.89 | 63.15 | 71.15 | 8 | 0
2035 | MISO_IN_2_NonRTO_Midwest | MISO_IN | NonRTO_Midwest | Internal | Winter | B17 | 100 | 4800 | 1489.05 | 57.41 | 65.41 | 8 | 0
2035 | MISO_IN_2_NonRTO_Midwest | MISO_IN | NonRTO_Midwest | Internal | Winter | B18 | 400 | 4800 | 554.63 | 53.9 | 61.9 | 8 | 0
2035 | MISO_IN_2_NonRTO_Midwest | MISO_IN | NonRTO_Midwest | Internal | Winter | B19 | 700 | 4800 | 0 | 47.69 | 51.44 | 8 | 0
2035 | MISO_IN_2_NonRTO_Midwest | MISO_IN | NonRTO_Midwest | Internal | Winter | B20 | 935 | 4800 | 0 | 41.27 | 39.9 | 8 | 0
2035 | MISO_IN_2_PJM_ROR | MISO_IN | PJM_ROR | Internal | Shoulder | B11 | 25 | 992 | 0 | 59.85 | 61.83 | 2 | 0
2035 | MISO_IN_2_PJM_ROR | MISO_IN | PJM_ROR | Internal | Shoulder | B12 | 200 | 992 | 0 | 54.82 | 52.83 | 2 | 0
2035 | MISO_IN_2_PJM_ROR | MISO_IN | PJM_ROR | Internal | Shoulder | B13 | 600 | 992 | 0 | 51.04 | 49.06 | 2 | 0
2035 | MISO_IN_2_PJM_ROR | MISO_IN | PJM_ROR | Internal | Shoulder | B14 | 900 | 992 | 0 | 47.86 | 47.02 | 2 | 0
2035 | MISO_IN_2_PJM_ROR | MISO_IN | PJM_ROR | Internal | Shoulder | B15 | 1203 | 992 | 573.02 | 42.01 | 44.01 | 2 | 0
2035 | MISO_IN_2_PJM_ROR | MISO_IN | PJM_ROR | Internal | Summer | B1 | 10 | 992 | 0 | 80.7 | 82.68 | 2 | 0
2035 | MISO_IN_2_PJM_ROR | MISO_IN | PJM_ROR | Internal | Summer | B2 | 25 | 992 | 0 | 80.64 | 77.58 | 2 | 0
2035 | MISO_IN_2_PJM_ROR | MISO_IN | PJM_ROR | Internal | Summer | B3 | 75 | 992 | 0 | 78.64 | 77.18 | 2 | 0
2035 | MISO_IN_2_PJM_ROR | MISO_IN | PJM_ROR | Internal | Summer | B4 | 100 | 992 | 0 | 75.6 | 77.18 | 2 | 0
2035 | MISO_IN_2_PJM_ROR | MISO_IN | PJM_ROR | Internal | Summer | B5 | 200 | 992 | 0 | 75.34 | 73.34 | 2 | 0
2035 | MISO_IN_2_PJM_ROR | MISO_IN | PJM_ROR | Internal | Summer | B6 | 300 | 992 | 0 | 59.4 | 60.89 | 2 | 0
2035 | MISO_IN_2_PJM_ROR | MISO_IN | PJM_ROR | Internal | Summer | B7 | 400 | 992 | 0 | 51.95 | 53.85 | 2 | 0
2035 | MISO_IN_2_PJM_ROR | MISO_IN | PJM_ROR | Internal | Summer | B8 | 500 | 992 | 0 | 44.17 | 46.15 | 2 | 0
2035 | MISO_IN_2_PJM_ROR | MISO_IN | PJM_ROR | Internal | Summer | B9 | 800 | 992 | 0 | 41.25 | 43.22 | 2 | 0
2035 | MISO_IN_2_PJM_ROR | MISO_IN | PJM_ROR | Internal | Summer | B10 | 1262 | 992 | 992 | 37.82 | 39.93 | 2 | 0.11
2035 | MISO_IN_2_PJM_ROR | MISO_IN | PJM_ROR | Internal | Winter | B16 | 25 | 992 | 0 | 63.15 | 64.5 | 2 | 0
2035 | MISO_IN_2_PJM_ROR | MISO_IN | PJM_ROR | Internal | Winter | B17 | 100 | 992 | 0 | 57.41 | 57.95 | 2 | 0
2035 | MISO_IN_2_PJM_ROR | MISO_IN | PJM_ROR | Internal | Winter | B18 | 400 | 992 | 0 | 53.9 | 51.91 | 2 | 0
2035 | MISO_IN_2_PJM_ROR | MISO_IN | PJM_ROR | Internal | Winter | B19 | 700 | 992 | 585.47 | 47.69 | 49.69 | 2 | 0
2035 | MISO_IN_2_PJM_ROR | MISO_IN | PJM_ROR | Internal | Winter | B20 | 935 | 992 | 992 | 41.27 | 43.72 | 2 | 0.45
2035 | MISO_MI_2_IESO | MISO_MI | IESO | Internal | Shoulder | B11 | 25 | 1580 | 0 | 59.84 | 49.65 | 8 | 0
2035 | MISO_MI_2_IESO | MISO_MI | IESO | Internal | Shoulder | B12 | 200 | 1580 | 0 | 54.83 | 47.83 | 8 | 0
2035 | MISO_MI_2_IESO | MISO_MI | IESO | Internal | Shoulder | B13 | 600 | 1580 | 0 | 51.06 | 45.67 | 8 | 0
2035 | MISO_MI_2_IESO | MISO_MI | IESO | Internal | Shoulder | B14 | 900 | 1580 | 0 | 47.87 | 45.67 | 8 | 0
2035 | MISO_MI_2_IESO | MISO_MI | IESO | Internal | Shoulder | B15 | 1203 | 1580 | 0 | 42.02 | 45.67 | 8 | 0
2035 | MISO_MI_2_IESO | MISO_MI | IESO | Internal | Summer | B1 | 10 | 1580 | 0 | 80.71 | 73.71 | 8 | 0
2035 | MISO_MI_2_IESO | MISO_MI | IESO | Internal | Summer | B2 | 25 | 1580 | 0 | 80.65 | 73.65 | 8 | 0
2035 | MISO_MI_2_IESO | MISO_MI | IESO | Internal | Summer | B3 | 75 | 1580 | 0 | 78.66 | 65.08 | 8 | 0
2035 | MISO_MI_2_IESO | MISO_MI | IESO | Internal | Summer | B4 | 100 | 1580 | 0 | 75.59 | 51.08 | 8 | 0
2035 | MISO_MI_2_IESO | MISO_MI | IESO | Internal | Summer | B5 | 200 | 1580 | 0 | 75.34 | 48.85 | 8 | 0
2035 | MISO_MI_2_IESO | MISO_MI | IESO | Internal | Summer | B6 | 300 | 1580 | 0 | 59.39 | 48.85 | 8 | 0
2035 | MISO_MI_2_IESO | MISO_MI | IESO | Internal | Summer | B7 | 400 | 1580 | 0 | 51.96 | 44.96 | 8 | 0
2035 | MISO_MI_2_IESO | MISO_MI | IESO | Internal | Summer | B8 | 500 | 1580 | 0 | 46.51 | 44.26 | 8 | 0
2035 | MISO_MI_2_IESO | MISO_MI | IESO | Internal | Summer | B9 | 800 | 1580 | 0 | 41.75 | 44.26 | 8 | 0
2035 | MISO_MI_2_IESO | MISO_MI | IESO | Internal | Summer | B10 | 1262 | 1580 | 0 | 37.93 | 44.26 | 8 | 0
2035 | MISO_MI_2_IESO | MISO_MI | IESO | Internal | Winter | B16 | 25 | 1580 | 0 | 63.16 | 52.02 | 8 | 0
2035 | MISO_MI_2_IESO | MISO_MI | IESO | Internal | Winter | B17 | 100 | 1580 | 0 | 57.42 | 50.42 | 8 | 0
2035 | MISO_MI_2_IESO | MISO_MI | IESO | Internal | Winter | B18 | 400 | 1580 | 0 | 53.91 | 47.8 | 8 | 0
2035 | MISO_MI_2_IESO | MISO_MI | IESO | Internal | Winter | B19 | 700 | 1580 | 0 | 47.7 | 47.8 | 8 | 0
2035 | MISO_MI_2_IESO | MISO_MI | IESO | Internal | Winter | B20 | 935 | 1580 | 0 | 41.28 | 47.8 | 8 | 0
2035 | MISO_MI_2_MISO_IN | MISO_MI | MISO_IN | Internal | Shoulder | B11 | 25 | 2126 | 285.88 | 59.84 | 59.85 | 0.01 | 0
2035 | MISO_MI_2_MISO_IN | MISO_MI | MISO_IN | Internal | Shoulder | B12 | 200 | 2126 | 0 | 54.83 | 54.82 | 0.01 | 0
2035 | MISO_MI_2_MISO_IN | MISO_MI | MISO_IN | Internal | Shoulder | B13 | 600 | 2126 | 0 | 51.06 | 51.04 | 0.01 | 0
2035 | MISO_MI_2_MISO_IN | MISO_MI | MISO_IN | Internal | Shoulder | B14 | 900 | 2126 | 0 | 47.87 | 47.86 | 0.01 | 0
2035 | MISO_MI_2_MISO_IN | MISO_MI | MISO_IN | Internal | Shoulder | B15 | 1203 | 2126 | 0 | 42.02 | 42.01 | 0.01 | 0
2035 | MISO_MI_2_MISO_IN | MISO_MI | MISO_IN | Internal | Summer | B1 | 10 | 2126 | 0 | 80.71 | 80.7 | 0.01 | 0
2035 | MISO_MI_2_MISO_IN | MISO_MI | MISO_IN | Internal | Summer | B2 | 25 | 2126 | 0 | 80.65 | 80.64 | 0.01 | 0
2035 | MISO_MI_2_MISO_IN | MISO_MI | MISO_IN | Internal | Summer | B3 | 75 | 2126 | 0 | 78.66 | 78.64 | 0.01 | 0
2035 | MISO_MI_2_MISO_IN | MISO_MI | MISO_IN | Internal | Summer | B4 | 100 | 2126 | 1106.91 | 75.59 | 75.6 | 0.01 | 0
2035 | MISO_MI_2_MISO_IN | MISO_MI | MISO_IN | Internal | Summer | B5 | 200 | 2126 | 0 | 75.34 | 75.34 | 0.01 | 0
2035 | MISO_MI_2_MISO_IN | MISO_MI | MISO_IN | Internal | Summer | B6 | 300 | 2126 | 292.91 | 59.39 | 59.4 | 0.01 | 0
2035 | MISO_MI_2_MISO_IN | MISO_MI | MISO_IN | Internal | Summer | B7 | 400 | 2126 | 0 | 51.96 | 51.95 | 0.01 | 0
2035 | MISO_MI_2_MISO_IN | MISO_MI | MISO_IN | Internal | Summer | B8 | 500 | 2126 | 0 | 46.51 | 44.17 | 0.01 | 0
2035 | MISO_MI_2_MISO_IN | MISO_MI | MISO_IN | Internal | Summer | B9 | 800 | 2126 | 0 | 41.75 | 41.25 | 0.01 | 0
2035 | MISO_MI_2_MISO_IN | MISO_MI | MISO_IN | Internal | Summer | B10 | 1262 | 2126 | 0 | 37.93 | 37.82 | 0.01 | 0
2035 | MISO_MI_2_MISO_IN | MISO_MI | MISO_IN | Internal | Winter | B16 | 25 | 2126 | 0 | 63.16 | 63.15 | 0.01 | 0
2035 | MISO_MI_2_MISO_IN | MISO_MI | MISO_IN | Internal | Winter | B17 | 100 | 2126 | 0 | 57.42 | 57.41 | 0.01 | 0
2035 | MISO_MI_2_MISO_IN | MISO_MI | MISO_IN | Internal | Winter | B18 | 400 | 2126 | 0 | 53.91 | 53.9 | 0.01 | 0
2035 | MISO_MI_2_MISO_IN | MISO_MI | MISO_IN | Internal | Winter | B19 | 700 | 2126 | 0 | 47.7 | 47.69 | 0.01 | 0
2035 | MISO_MI_2_MISO_IN | MISO_MI | MISO_IN | Internal | Winter | B20 | 935 | 2126 | 0 | 41.28 | 41.27 | 0.01 | 0
2035 | MISO_MI_2_MISO_WUMS | MISO_MI | MISO_WUMS | Internal | Shoulder | B11 | 25 | 166 | 0 | 59.84 | 59.84 | 0.01 | 0
2035 | MISO_MI_2_MISO_WUMS | MISO_MI | MISO_WUMS | Internal | Shoulder | B12 | 200 | 166 | 0 | 54.83 | 50.84 | 0.01 | 0
2035 | MISO_MI_2_MISO_WUMS | MISO_MI | MISO_WUMS | Internal | Shoulder | B13 | 600 | 166 | 0 | 51.06 | 47.79 | 0.01 | 0
2035 | MISO_MI_2_MISO_WUMS | MISO_MI | MISO_WUMS | Internal | Shoulder | B14 | 900 | 166 | 0 | 47.87 | 47.79 | 0.01 | 0
2035 | MISO_MI_2_MISO_WUMS | MISO_MI | MISO_WUMS | Internal | Shoulder | B15 | 1203 | 166 | 0 | 42.02 | 42.01 | 0.01 | 0
2035 | MISO_MI_2_MISO_WUMS | MISO_MI | MISO_WUMS | Internal | Summer | B1 | 10 | 166 | 0 | 80.71 | 75.33 | 0.01 | 0
2035 | MISO_MI_2_MISO_WUMS | MISO_MI | MISO_WUMS | Internal | Summer | B2 | 25 | 166 | 0 | 80.65 | 75.33 | 0.01 | 0
2035 | MISO_MI_2_MISO_WUMS | MISO_MI | MISO_WUMS | Internal | Summer | B3 | 75 | 166 | 0 | 78.66 | 75.33 | 0.01 | 0
2035 | MISO_MI_2_MISO_WUMS | MISO_MI | MISO_WUMS | Internal | Summer | B4 | 100 | 166 | 0 | 75.59 | 75.33 | 0.01 | 0
2035 | MISO_MI_2_MISO_WUMS | MISO_MI | MISO_WUMS | Internal | Summer | B5 | 200 | 166 | 0 | 75.34 | 75.33 | 0.01 | 0
2035 | MISO_MI_2_MISO_WUMS | MISO_MI | MISO_WUMS | Internal | Summer | B6 | 300 | 166 | 0 | 59.39 | 59.39 | 0.01 | 0
2035 | MISO_MI_2_MISO_WUMS | MISO_MI | MISO_WUMS | Internal | Summer | B7 | 400 | 166 | 0 | 51.96 | 51.94 | 0.01 | 0
2035 | MISO_MI_2_MISO_WUMS | MISO_MI | MISO_WUMS | Internal | Summer | B8 | 500 | 166 | 0 | 46.51 | 45.94 | 0.01 | 0
2035 | MISO_MI_2_MISO_WUMS | MISO_MI | MISO_WUMS | Internal | Summer | B9 | 800 | 166 | 166 | 41.75 | 45.22 | 0.01 | 3.46
2035 | MISO_MI_2_MISO_WUMS | MISO_MI | MISO_WUMS | Internal | Summer | B10 | 1262 | 166 | 166 | 37.93 | 38.03 | 0.01 | 0.09
2035 | MISO_MI_2_MISO_WUMS | MISO_MI | MISO_WUMS | Internal | Winter | B16 | 25 | 166 | 0 | 63.16 | 62.5 | 0.01 | 0
2035 | MISO_MI_2_MISO_WUMS | MISO_MI | MISO_WUMS | Internal | Winter | B17 | 100 | 166 | 0 | 57.42 | 55.19 | 0.01 | 0
2035 | MISO_MI_2_MISO_WUMS | MISO_MI | MISO_WUMS | Internal | Winter | B18 | 400 | 166 | 0 | 53.91 | 51.27 | 0.01 | 0
2035 | MISO_MI_2_MISO_WUMS | MISO_MI | MISO_WUMS | Internal | Winter | B19 | 700 | 166 | 0 | 47.7 | 47.69 | 0.01 | 0
2035 | MISO_MI_2_MISO_WUMS | MISO_MI | MISO_WUMS | Internal | Winter | B20 | 935 | 166 | 166 | 41.28 | 41.72 | 0.01 | 0.42
2035 | MISO_MI_2_PJM_ROR | MISO_MI | PJM_ROR | Internal | Shoulder | B11 | 25 | 1424 | 0 | 59.84 | 61.83 | 2 | 0
2035 | MISO_MI_2_PJM_ROR | MISO_MI | PJM_ROR | Internal | Shoulder | B12 | 200 | 1424 | 0 | 54.83 | 52.83 | 2 | 0
2035 | MISO_MI_2_PJM_ROR | MISO_MI | PJM_ROR | Internal | Shoulder | B13 | 600 | 1424 | 0 | 51.06 | 49.06 | 2 | 0
2035 | MISO_MI_2_PJM_ROR | MISO_MI | PJM_ROR | Internal | Shoulder | B14 | 900 | 1424 | 0 | 47.87 | 47.02 | 2 | 0
2035 | MISO_MI_2_PJM_ROR | MISO_MI | PJM_ROR | Internal | Shoulder | B15 | 1203 | 1424 | 0 | 42.02 | 44.01 | 2 | 0
2035 | MISO_MI_2_PJM_ROR | MISO_MI | PJM_ROR | Internal | Summer | B1 | 10 | 1424 | 0 | 80.71 | 82.68 | 2 | 0
2035 | MISO_MI_2_PJM_ROR | MISO_MI | PJM_ROR | Internal | Summer | B2 | 25 | 1424 | 0 | 80.65 | 77.58 | 2 | 0
2035 | MISO_MI_2_PJM_ROR | MISO_MI | PJM_ROR | Internal | Summer | B3 | 75 | 1424 | 0 | 78.66 | 77.18 | 2 | 0
2035 | MISO_MI_2_PJM_ROR | MISO_MI | PJM_ROR | Internal | Summer | B4 | 100 | 1424 | 0 | 75.59 | 77.18 | 2 | 0
2035 | MISO_MI_2_PJM_ROR | MISO_MI | PJM_ROR | Internal | Summer | B5 | 200 | 1424 | 0 | 75.34 | 73.34 | 2 | 0
2035 | MISO_MI_2_PJM_ROR | MISO_MI | PJM_ROR | Internal | Summer | B6 | 300 | 1424 | 0 | 59.39 | 60.89 | 2 | 0
2035 | MISO_MI_2_PJM_ROR | MISO_MI | PJM_ROR | Internal | Summer | B7 | 400 | 1424 | 0 | 51.96 | 53.85 | 2 | 0
2035 | MISO_MI_2_PJM_ROR | MISO_MI | PJM_ROR | Internal | Summer | B8 | 500 | 1424 | 0 | 46.51 | 46.15 | 2 | 0
2035 | MISO_MI_2_PJM_ROR | MISO_MI | PJM_ROR | Internal | Summer | B9 | 800 | 1424 | 0 | 41.75 | 43.22 | 2 | 0
2035 | MISO_MI_2_PJM_ROR | MISO_MI | PJM_ROR | Internal | Summer | B10 | 1262 | 1424 | 231.1 | 37.93 | 39.93 | 2 | 0
2035 | MISO_MI_2_PJM_ROR | MISO_MI | PJM_ROR | Internal | Winter | B16 | 25 | 1424 | 0 | 63.16 | 64.5 | 2 | 0
2035 | MISO_MI_2_PJM_ROR | MISO_MI | PJM_ROR | Internal | Winter | B17 | 100 | 1424 | 0 | 57.42 | 57.95 | 2 | 0
2035 | MISO_MI_2_PJM_ROR | MISO_MI | PJM_ROR | Internal | Winter | B18 | 400 | 1424 | 0 | 53.91 | 51.91 | 2 | 0
2035 | MISO_MI_2_PJM_ROR | MISO_MI | PJM_ROR | Internal | Winter | B19 | 700 | 1424 | 0 | 47.7 | 49.69 | 2 | 0
2035 | MISO_MI_2_PJM_ROR | MISO_MI | PJM_ROR | Internal | Winter | B20 | 935 | 1424 | 1424 | 41.28 | 43.72 | 2 | 0.44
2035 | MISO_MO-IL_2_MISO_IN | MISO_MO-IL | MISO_IN | Internal | Shoulder | B11 | 25 | 6229 | 4966.32 | 59.84 | 59.85 | 0.01 | 0
2035 | MISO_MO-IL_2_MISO_IN | MISO_MO-IL | MISO_IN | Internal | Shoulder | B12 | 200 | 6229 | 6229 | 50.84 | 54.82 | 0.01 | 3.96
2035 | MISO_MO-IL_2_MISO_IN | MISO_MO-IL | MISO_IN | Internal | Shoulder | B13 | 600 | 6229 | 6229 | 47.07 | 51.04 | 0.01 | 3.96
2035 | MISO_MO-IL_2_MISO_IN | MISO_MO-IL | MISO_IN | Internal | Shoulder | B14 | 900 | 6229 | 6229 | 42.61 | 47.86 | 0.01 | 5.24
2035 | MISO_MO-IL_2_MISO_IN | MISO_MO-IL | MISO_IN | Internal | Shoulder | B15 | 1203 | 6229 | 6229 | 40 | 42.01 | 0.01 | 2
2035 | MISO_MO-IL_2_MISO_IN | MISO_MO-IL | MISO_IN | Internal | Summer | B1 | 10 | 6229 | 5511.14 | 80.69 | 80.7 | 0.01 | 0
2035 | MISO_MO-IL_2_MISO_IN | MISO_MO-IL | MISO_IN | Internal | Summer | B2 | 25 | 6229 | 6229 | 78.76 | 80.64 | 0.01 | 1.87
2035 | MISO_MO-IL_2_MISO_IN | MISO_MO-IL | MISO_IN | Internal | Summer | B3 | 75 | 6229 | 4775.87 | 78.63 | 78.64 | 0.01 | 0
2035 | MISO_MO-IL_2_MISO_IN | MISO_MO-IL | MISO_IN | Internal | Summer | B4 | 100 | 6229 | 4066.4 | 75.59 | 75.6 | 0.01 | 0
2035 | MISO_MO-IL_2_MISO_IN | MISO_MO-IL | MISO_IN | Internal | Summer | B5 | 200 | 6229 | 3618.33 | 75.33 | 75.34 | 0.01 | 0
2035 | MISO_MO-IL_2_MISO_IN | MISO_MO-IL | MISO_IN | Internal | Summer | B6 | 300 | 6229 | 2555.99 | 59.39 | 59.4 | 0.01 | 0
2035 | MISO_MO-IL_2_MISO_IN | MISO_MO-IL | MISO_IN | Internal | Summer | B7 | 400 | 6229 | 3614.82 | 51.94 | 51.95 | 0.01 | 0
2035 | MISO_MO-IL_2_MISO_IN | MISO_MO-IL | MISO_IN | Internal | Summer | B8 | 500 | 6229 | 6060.93 | 44.16 | 44.17 | 0.01 | 0
2035 | MISO_MO-IL_2_MISO_IN | MISO_MO-IL | MISO_IN | Internal | Summer | B9 | 800 | 6229 | 6164.09 | 41.23 | 41.25 | 0.01 | 0
2035 | MISO_MO-IL_2_MISO_IN | MISO_MO-IL | MISO_IN | Internal | Summer | B10 | 1262 | 6229 | 5517.83 | 37.81 | 37.82 | 0.01 | 0
2035 | MISO_MO-IL_2_MISO_IN | MISO_MO-IL | MISO_IN | Internal | Winter | B16 | 25 | 6229 | 6229 | 62.46 | 63.15 | 0.01 | 0.67
2035 | MISO_MO-IL_2_MISO_IN | MISO_MO-IL | MISO_IN | Internal | Winter | B17 | 100 | 6229 | 6229 | 54.56 | 57.41 | 0.01 | 2.83
2035 | MISO_MO-IL_2_MISO_IN | MISO_MO-IL | MISO_IN | Internal | Winter | B18 | 400 | 6229 | 6229 | 46.58 | 53.9 | 0.01 | 7.3
2035 | MISO_MO-IL_2_MISO_IN | MISO_MO-IL | MISO_IN | Internal | Winter | B19 | 700 | 6229 | 6229 | 43.25 | 47.69 | 0.01 | 4.43
2035 | MISO_MO-IL_2_MISO_IN | MISO_MO-IL | MISO_IN | Internal | Winter | B20 | 935 | 6229 | 6229 | 39.9 | 41.27 | 0.01 | 1.36
2035 | MISO_MO-IL_2_MISO_W | MISO_MO-IL | MISO_W | Internal | Shoulder | B11 | 25 | 5033 | 0 | 59.84 | 59.83 | 0.01 | 0
2035 | MISO_MO-IL_2_MISO_W | MISO_MO-IL | MISO_W | Internal | Shoulder | B12 | 200 | 5033 | 0 | 50.84 | 50.83 | 0.01 | 0
2035 | MISO_MO-IL_2_MISO_W | MISO_MO-IL | MISO_W | Internal | Shoulder | B13 | 600 | 5033 | 0 | 47.07 | 47.06 | 0.01 | 0
2035 | MISO_MO-IL_2_MISO_W | MISO_MO-IL | MISO_W | Internal | Shoulder | B14 | 900 | 5033 | 0 | 42.61 | 39.34 | 0.01 | 0
2035 | MISO_MO-IL_2_MISO_W | MISO_MO-IL | MISO_W | Internal | Shoulder | B15 | 1203 | 5033 | 0 | 40 | 35.64 | 0.01 | 0
2035 | MISO_MO-IL_2_MISO_W | MISO_MO-IL | MISO_W | Internal | Summer | B1 | 10 | 5033 | 0 | 80.69 | 80.68 | 0.01 | 0
2035 | MISO_MO-IL_2_MISO_W | MISO_MO-IL | MISO_W | Internal | Summer | B2 | 25 | 5033 | 0 | 78.76 | 75.58 | 0.01 | 0
2035 | MISO_MO-IL_2_MISO_W | MISO_MO-IL | MISO_W | Internal | Summer | B3 | 75 | 5033 | 0 | 78.63 | 78.62 | 0.01 | 0
2035 | MISO_MO-IL_2_MISO_W | MISO_MO-IL | MISO_W | Internal | Summer | B4 | 100 | 5033 | 0 | 75.59 | 75.58 | 0.01 | 0
2035 | MISO_MO-IL_2_MISO_W | MISO_MO-IL | MISO_W | Internal | Summer | B5 | 200 | 5033 | 0 | 75.33 | 75.31 | 0.01 | 0
2035 | MISO_MO-IL_2_MISO_W | MISO_MO-IL | MISO_W | Internal | Summer | B6 | 300 | 5033 | 0 | 59.39 | 59.37 | 0.01 | 0
2035 | MISO_MO-IL_2_MISO_W | MISO_MO-IL | MISO_W | Internal | Summer | B7 | 400 | 5033 | 0 | 51.94 | 51.93 | 0.01 | 0
2035 | MISO_MO-IL_2_MISO_W | MISO_MO-IL | MISO_W | Internal | Summer | B8 | 500 | 5033 | 0 | 44.16 | 44.15 | 0.01 | 0
2035 | MISO_MO-IL_2_MISO_W | MISO_MO-IL | MISO_W | Internal | Summer | B9 | 800 | 5033 | 0 | 41.23 | 41.22 | 0.01 | 0
2035 | MISO_MO-IL_2_MISO_W | MISO_MO-IL | MISO_W | Internal | Summer | B10 | 1262 | 5033 | 0 | 37.81 | 37.8 | 0.01 | 0
2035 | MISO_MO-IL_2_MISO_W | MISO_MO-IL | MISO_W | Internal | Winter | B16 | 25 | 5033 | 0 | 62.46 | 43.24 | 0.01 | 0
2035 | MISO_MO-IL_2_MISO_W | MISO_MO-IL | MISO_W | Internal | Winter | B17 | 100 | 5033 | 0 | 54.56 | 43.21 | 0.01 | 0
2035 | MISO_MO-IL_2_MISO_W | MISO_MO-IL | MISO_W | Internal | Winter | B18 | 400 | 5033 | 0 | 46.58 | 46.57 | 0.01 | 0
2035 | MISO_MO-IL_2_MISO_W | MISO_MO-IL | MISO_W | Internal | Winter | B19 | 700 | 5033 | 0 | 43.25 | 43.24 | 0.01 | 0
2035 | MISO_MO-IL_2_MISO_W | MISO_MO-IL | MISO_W | Internal | Winter | B20 | 935 | 5033 | 0 | 39.9 | 35.17 | 0.01 | 0
2035 | MISO_MO-IL_2_PJM_ROR | MISO_MO-IL | PJM_ROR | Internal | Shoulder | B11 | 25 | 1212 | 0 | 59.84 | 61.83 | 2 | 0
2035 | MISO_MO-IL_2_PJM_ROR | MISO_MO-IL | PJM_ROR | Internal | Shoulder | B12 | 200 | 1212 | 0 | 50.84 | 52.83 | 2 | 0
2035 | MISO_MO-IL_2_PJM_ROR | MISO_MO-IL | PJM_ROR | Internal | Shoulder | B13 | 600 | 1212 | 0 | 47.07 | 49.06 | 2 | 0
2035 | MISO_MO-IL_2_PJM_ROR | MISO_MO-IL | PJM_ROR | Internal | Shoulder | B14 | 900 | 1212 | 1212 | 42.61 | 47.02 | 2 | 2.41
2035 | MISO_MO-IL_2_PJM_ROR | MISO_MO-IL | PJM_ROR | Internal | Shoulder | B15 | 1203 | 1212 | 1212 | 40 | 44.01 | 2 | 2.01
2035 | MISO_MO-IL_2_PJM_ROR | MISO_MO-IL | PJM_ROR | Internal | Summer | B1 | 10 | 1212 | 0 | 80.69 | 82.68 | 2 | 0
2035 | MISO_MO-IL_2_PJM_ROR | MISO_MO-IL | PJM_ROR | Internal | Summer | B2 | 25 | 1212 | 0 | 78.76 | 77.58 | 2 | 0
2035 | MISO_MO-IL_2_PJM_ROR | MISO_MO-IL | PJM_ROR | Internal | Summer | B3 | 75 | 1212 | 0 | 78.63 | 77.18 | 2 | 0
2035 | MISO_MO-IL_2_PJM_ROR | MISO_MO-IL | PJM_ROR | Internal | Summer | B4 | 100 | 1212 | 0 | 75.59 | 77.18 | 2 | 0
2035 | MISO_MO-IL_2_PJM_ROR | MISO_MO-IL | PJM_ROR | Internal | Summer | B5 | 200 | 1212 | 0 | 75.33 | 73.34 | 2 | 0
2035 | MISO_MO-IL_2_PJM_ROR | MISO_MO-IL | PJM_ROR | Internal | Summer | B6 | 300 | 1212 | 0 | 59.39 | 60.89 | 2 | 0
2035 | MISO_MO-IL_2_PJM_ROR | MISO_MO-IL | PJM_ROR | Internal | Summer | B7 | 400 | 1212 | 0 | 51.94 | 53.85 | 2 | 0
2035 | MISO_MO-IL_2_PJM_ROR | MISO_MO-IL | PJM_ROR | Internal | Summer | B8 | 500 | 1212 | 0 | 44.16 | 46.15 | 2 | 0
2035 | MISO_MO-IL_2_PJM_ROR | MISO_MO-IL | PJM_ROR | Internal | Summer | B9 | 800 | 1212 | 0 | 41.23 | 43.22 | 2 | 0
2035 | MISO_MO-IL_2_PJM_ROR | MISO_MO-IL | PJM_ROR | Internal | Summer | B10 | 1262 | 1212 | 1212 | 37.81 | 39.93 | 2 | 0.12
2035 | MISO_MO-IL_2_PJM_ROR | MISO_MO-IL | PJM_ROR | Internal | Winter | B16 | 25 | 1212 | 1212 | 62.46 | 64.5 | 2 | 0.03
2035 | MISO_MO-IL_2_PJM_ROR | MISO_MO-IL | PJM_ROR | Internal | Winter | B17 | 100 | 1212 | 1212 | 54.56 | 57.95 | 2 | 1.39
2035 | MISO_MO-IL_2_PJM_ROR | MISO_MO-IL | PJM_ROR | Internal | Winter | B18 | 400 | 1212 | 1212 | 46.58 | 51.91 | 2 | 3.33
2035 | MISO_MO-IL_2_PJM_ROR | MISO_MO-IL | PJM_ROR | Internal | Winter | B19 | 700 | 1212 | 1212 | 43.25 | 49.69 | 2 | 4.44
2035 | MISO_MO-IL_2_PJM_ROR | MISO_MO-IL | PJM_ROR | Internal | Winter | B20 | 935 | 1212 | 1212 | 39.9 | 43.72 | 2 | 1.82
2035 | MISO_MO-IL_2_TVA_Transmission | MISO_MO-IL | TVA_Transmission | Internal | Shoulder | B11 | 25 | 4000 | 0 | 59.84 | 67.83 | 8 | 0
2035 | MISO_MO-IL_2_TVA_Transmission | MISO_MO-IL | TVA_Transmission | Internal | Shoulder | B12 | 200 | 4000 | 0 | 50.84 | 56.21 | 8 | 0
2035 | MISO_MO-IL_2_TVA_Transmission | MISO_MO-IL | TVA_Transmission | Internal | Shoulder | B13 | 600 | 4000 | 0 | 47.07 | 53.09 | 8 | 0
2035 | MISO_MO-IL_2_TVA_Transmission | MISO_MO-IL | TVA_Transmission | Internal | Shoulder | B14 | 900 | 4000 | 1358.56 | 42.61 | 50.61 | 8 | 0
2035 | MISO_MO-IL_2_TVA_Transmission | MISO_MO-IL | TVA_Transmission | Internal | Shoulder | B15 | 1203 | 4000 | 2235.7 | 40 | 48 | 8 | 0
2035 | MISO_MO-IL_2_TVA_Transmission | MISO_MO-IL | TVA_Transmission | Internal | Summer | B1 | 10 | 4000 | 41.43 | 80.69 | 88.69 | 8 | 0
2035 | MISO_MO-IL_2_TVA_Transmission | MISO_MO-IL | TVA_Transmission | Internal | Summer | B2 | 25 | 4000 | 0 | 78.76 | 83.59 | 8 | 0
2035 | MISO_MO-IL_2_TVA_Transmission | MISO_MO-IL | TVA_Transmission | Internal | Summer | B3 | 75 | 4000 | 0 | 78.63 | 83.18 | 8 | 0
2035 | MISO_MO-IL_2_TVA_Transmission | MISO_MO-IL | TVA_Transmission | Internal | Summer | B4 | 100 | 4000 | 0 | 75.59 | 83.18 | 8 | 0
2035 | MISO_MO-IL_2_TVA_Transmission | MISO_MO-IL | TVA_Transmission | Internal | Summer | B5 | 200 | 4000 | 0 | 75.33 | 79.34 | 8 | 0
2035 | MISO_MO-IL_2_TVA_Transmission | MISO_MO-IL | TVA_Transmission | Internal | Summer | B6 | 300 | 4000 | 0 | 59.39 | 65.12 | 8 | 0
2035 | MISO_MO-IL_2_TVA_Transmission | MISO_MO-IL | TVA_Transmission | Internal | Summer | B7 | 400 | 4000 | 0 | 51.94 | 58.5 | 8 | 0
2035 | MISO_MO-IL_2_TVA_Transmission | MISO_MO-IL | TVA_Transmission | Internal | Summer | B8 | 500 | 4000 | 0 | 44.16 | 51.18 | 8 | 0
2035 | MISO_MO-IL_2_TVA_Transmission | MISO_MO-IL | TVA_Transmission | Internal | Summer | B9 | 800 | 4000 | 0 | 41.23 | 49.22 | 8 | 0
2035 | MISO_MO-IL_2_TVA_Transmission | MISO_MO-IL | TVA_Transmission | Internal | Summer | B10 | 1262 | 4000 | 1160.61 | 37.81 | 45.81 | 8 | 0
2035 | MISO_MO-IL_2_TVA_Transmission | MISO_MO-IL | TVA_Transmission | Internal | Winter | B16 | 25 | 4000 | 733.76 | 62.46 | 70.46 | 8 | 0
2035 | MISO_MO-IL_2_TVA_Transmission | MISO_MO-IL | TVA_Transmission | Internal | Winter | B17 | 100 | 4000 | 0 | 54.56 | 57.92 | 8 | 0
2035 | MISO_MO-IL_2_TVA_Transmission | MISO_MO-IL | TVA_Transmission | Internal | Winter | B18 | 400 | 4000 | 117.09 | 46.58 | 54.58 | 8 | 0
2035 | MISO_MO-IL_2_TVA_Transmission | MISO_MO-IL | TVA_Transmission | Internal | Winter | B19 | 700 | 4000 | 0 | 43.25 | 51.24 | 8 | 0
2035 | MISO_MO-IL_2_TVA_Transmission | MISO_MO-IL | TVA_Transmission | Internal | Winter | B20 | 935 | 4000 | 1174.75 | 39.9 | 47.9 | 8 | 0
2035 | MISO_W_2_IESO | MISO_W | IESO | Internal | Shoulder | B11 | 25 | 164 | 0 | 59.83 | 49.65 | 8 | 0
2035 | MISO_W_2_IESO | MISO_W | IESO | Internal | Shoulder | B12 | 200 | 164 | 0 | 50.83 | 47.83 | 8 | 0
2035 | MISO_W_2_IESO | MISO_W | IESO | Internal | Shoulder | B13 | 600 | 164 | 0 | 47.06 | 45.67 | 8 | 0
2035 | MISO_W_2_IESO | MISO_W | IESO | Internal | Shoulder | B14 | 900 | 164 | 0 | 39.34 | 45.67 | 8 | 0
2035 | MISO_W_2_IESO | MISO_W | IESO | Internal | Shoulder | B15 | 1203 | 164 | 164 | 35.64 | 45.67 | 8 | 2.03
2035 | MISO_W_2_IESO | MISO_W | IESO | Internal | Summer | B1 | 10 | 164 | 0 | 80.68 | 73.71 | 8 | 0
2035 | MISO_W_2_IESO | MISO_W | IESO | Internal | Summer | B2 | 25 | 164 | 0 | 75.58 | 73.65 | 8 | 0
2035 | MISO_W_2_IESO | MISO_W | IESO | Internal | Summer | B3 | 75 | 164 | 0 | 78.62 | 65.08 | 8 | 0
2035 | MISO_W_2_IESO | MISO_W | IESO | Internal | Summer | B4 | 100 | 164 | 0 | 75.58 | 51.08 | 8 | 0
2035 | MISO_W_2_IESO | MISO_W | IESO | Internal | Summer | B5 | 200 | 164 | 0 | 75.31 | 48.85 | 8 | 0
2035 | MISO_W_2_IESO | MISO_W | IESO | Internal | Summer | B6 | 300 | 164 | 0 | 59.37 | 48.85 | 8 | 0
2035 | MISO_W_2_IESO | MISO_W | IESO | Internal | Summer | B7 | 400 | 164 | 0 | 51.93 | 44.96 | 8 | 0
2035 | MISO_W_2_IESO | MISO_W | IESO | Internal | Summer | B8 | 500 | 164 | 0 | 44.15 | 44.26 | 8 | 0
2035 | MISO_W_2_IESO | MISO_W | IESO | Internal | Summer | B9 | 800 | 164 | 0 | 41.22 | 44.26 | 8 | 0
2035 | MISO_W_2_IESO | MISO_W | IESO | Internal | Summer | B10 | 1262 | 164 | 0 | 37.8 | 44.26 | 8 | 0
2035 | MISO_W_2_IESO | MISO_W | IESO | Internal | Winter | B16 | 25 | 164 | 164 | 43.24 | 52.02 | 8 | 0.78
2035 | MISO_W_2_IESO | MISO_W | IESO | Internal | Winter | B17 | 100 | 164 | 0 | 43.21 | 50.42 | 8 | 0
2035 | MISO_W_2_IESO | MISO_W | IESO | Internal | Winter | B18 | 400 | 164 | 0 | 46.57 | 47.8 | 8 | 0
2035 | MISO_W_2_IESO | MISO_W | IESO | Internal | Winter | B19 | 700 | 164 | 0 | 43.24 | 47.8 | 8 | 0
2035 | MISO_W_2_IESO | MISO_W | IESO | Internal | Winter | B20 | 935 | 164 | 164 | 35.17 | 47.8 | 8 | 4.63
2035 | MISO_W_2_MAPP_CA | MISO_W | MAPP_CA | Internal | Shoulder | B11 | 25 | 788 | 0 | 59.83 | 41.65 | 0.01 | 0
2035 | MISO_W_2_MAPP_CA | MISO_W | MAPP_CA | Internal | Shoulder | B12 | 200 | 788 | 0 | 50.83 | 50.82 | 0.01 | 0
2035 | MISO_W_2_MAPP_CA | MISO_W | MAPP_CA | Internal | Shoulder | B13 | 600 | 788 | 0 | 47.06 | 47.04 | 0.01 | 0
2035 | MISO_W_2_MAPP_CA | MISO_W | MAPP_CA | Internal | Shoulder | B14 | 900 | 788 | 0 | 39.34 | 39.32 | 0.01 | 0
2035 | MISO_W_2_MAPP_CA | MISO_W | MAPP_CA | Internal | Shoulder | B15 | 1203 | 788 | 788 | 35.64 | 39.32 | 0.01 | 3.67
2035 | MISO_W_2_MAPP_CA | MISO_W | MAPP_CA | Internal | Summer | B1 | 10 | 788 | 0 | 80.68 | 37.81 | 0.01 | 0
2035 | MISO_W_2_MAPP_CA | MISO_W | MAPP_CA | Internal | Summer | B2 | 25 | 788 | 0 | 75.58 | 37.81 | 0.01 | 0
2035 | MISO_W_2_MAPP_CA | MISO_W | MAPP_CA | Internal | Summer | B3 | 75 | 788 | 0 | 78.62 | 37.81 | 0.01 | 0
2035 | MISO_W_2_MAPP_CA | MISO_W | MAPP_CA | Internal | Summer | B4 | 100 | 788 | 0 | 75.58 | 43.08 | 0.01 | 0
2035 | MISO_W_2_MAPP_CA | MISO_W | MAPP_CA | Internal | Summer | B5 | 200 | 788 | 0 | 75.31 | 40.85 | 0.01 | 0
2035 | MISO_W_2_MAPP_CA | MISO_W | MAPP_CA | Internal | Summer | B6 | 300 | 788 | 0 | 59.37 | 40.85 | 0.01 | 0
2035 | MISO_W_2_MAPP_CA | MISO_W | MAPP_CA | Internal | Summer | B7 | 400 | 788 | 0 | 51.93 | 37.81 | 0.01 | 0
2035 | MISO_W_2_MAPP_CA | MISO_W | MAPP_CA | Internal | Summer | B8 | 500 | 788 | 0 | 44.15 | 37.81 | 0.01 | 0
2035 | MISO_W_2_MAPP_CA | MISO_W | MAPP_CA | Internal | Summer | B9 | 800 | 788 | 0 | 41.22 | 37.81 | 0.01 | 0
2035 | MISO_W_2_MAPP_CA | MISO_W | MAPP_CA | Internal | Summer | B10 | 1262 | 788 | 685.04 | 37.8 | 37.81 | 0.01 | 0
2035 | MISO_W_2_MAPP_CA | MISO_W | MAPP_CA | Internal | Winter | B16 | 25 | 788 | 0 | 43.24 | 43.22 | 0.01 | 0
2035 | MISO_W_2_MAPP_CA | MISO_W | MAPP_CA | Internal | Winter | B17 | 100 | 788 | 213.82 | 43.21 | 43.22 | 0.01 | 0
2035 | MISO_W_2_MAPP_CA | MISO_W | MAPP_CA | Internal | Winter | B18 | 400 | 788 | 0 | 46.57 | 46.56 | 0.01 | 0
2035 | MISO_W_2_MAPP_CA | MISO_W | MAPP_CA | Internal | Winter | B19 | 700 | 788 | 0 | 43.24 | 43.22 | 0.01 | 0
2035 | MISO_W_2_MAPP_CA | MISO_W | MAPP_CA | Internal | Winter | B20 | 935 | 788 | 788 | 35.17 | 43.22 | 0.01 | 8.04
2035 | MISO_W_2_MISO_MO-IL | MISO_W | MISO_MO-IL | Internal | Shoulder | B11 | 25 | 7873 | 7542.18 | 59.83 | 59.84 | 0.01 | 0
2035 | MISO_W_2_MISO_MO-IL | MISO_W | MISO_MO-IL | Internal | Shoulder | B12 | 200 | 7873 | 6725.74 | 50.83 | 50.84 | 0.01 | 0
2035 | MISO_W_2_MISO_MO-IL | MISO_W | MISO_MO-IL | Internal | Shoulder | B13 | 600 | 7873 | 6561.55 | 47.06 | 47.07 | 0.01 | 0
2035 | MISO_W_2_MISO_MO-IL | MISO_W | MISO_MO-IL | Internal | Shoulder | B14 | 900 | 7873 | 7873 | 39.34 | 42.61 | 0.01 | 3.26
2035 | MISO_W_2_MISO_MO-IL | MISO_W | MISO_MO-IL | Internal | Shoulder | B15 | 1203 | 7873 | 7873 | 35.64 | 40 | 0.01 | 4.35
2035 | MISO_W_2_MISO_MO-IL | MISO_W | MISO_MO-IL | Internal | Summer | B1 | 10 | 7873 | 6736.97 | 80.68 | 80.69 | 0.01 | 0
2035 | MISO_W_2_MISO_MO-IL | MISO_W | MISO_MO-IL | Internal | Summer | B2 | 25 | 7873 | 7873 | 75.58 | 78.76 | 0.01 | 3.16
2035 | MISO_W_2_MISO_MO-IL | MISO_W | MISO_MO-IL | Internal | Summer | B3 | 75 | 7873 | 7448.18 | 78.62 | 78.63 | 0.01 | 0
2035 | MISO_W_2_MISO_MO-IL | MISO_W | MISO_MO-IL | Internal | Summer | B4 | 100 | 7873 | 6551.23 | 75.58 | 75.59 | 0.01 | 0
2035 | MISO_W_2_MISO_MO-IL | MISO_W | MISO_MO-IL | Internal | Summer | B5 | 200 | 7873 | 5695.78 | 75.31 | 75.33 | 0.01 | 0
2035 | MISO_W_2_MISO_MO-IL | MISO_W | MISO_MO-IL | Internal | Summer | B6 | 300 | 7873 | 3696.15 | 59.37 | 59.39 | 0.01 | 0
2035 | MISO_W_2_MISO_MO-IL | MISO_W | MISO_MO-IL | Internal | Summer | B7 | 400 | 7873 | 5182.47 | 51.93 | 51.94 | 0.01 | 0
2035 | MISO_W_2_MISO_MO-IL | MISO_W | MISO_MO-IL | Internal | Summer | B8 | 500 | 7873 | 7400.05 | 44.15 | 44.16 | 0.01 | 0
2035 | MISO_W_2_MISO_MO-IL | MISO_W | MISO_MO-IL | Internal | Summer | B9 | 800 | 7873 | 6622.38 | 41.22 | 41.23 | 0.01 | 0
2035 | MISO_W_2_MISO_MO-IL | MISO_W | MISO_MO-IL | Internal | Summer | B10 | 1262 | 7873 | 7023.13 | 37.8 | 37.81 | 0.01 | 0
2035 | MISO_W_2_MISO_MO-IL | MISO_W | MISO_MO-IL | Internal | Winter | B16 | 25 | 7873 | 7873 | 43.24 | 62.46 | 0.01 | 19.22
2035 | MISO_W_2_MISO_MO-IL | MISO_W | MISO_MO-IL | Internal | Winter | B17 | 100 | 7873 | 7873 | 43.21 | 54.56 | 0.01 | 11.34
2035 | MISO_W_2_MISO_MO-IL | MISO_W | MISO_MO-IL | Internal | Winter | B18 | 400 | 7873 | 7772.64 | 46.57 | 46.58 | 0.01 | 0
2035 | MISO_W_2_MISO_MO-IL | MISO_W | MISO_MO-IL | Internal | Winter | B19 | 700 | 7873 | 6793.99 | 43.24 | 43.25 | 0.01 | 0
2035 | MISO_W_2_MISO_MO-IL | MISO_W | MISO_MO-IL | Internal | Winter | B20 | 935 | 7873 | 7873 | 35.17 | 39.9 | 0.01 | 4.72
2035 | MISO_W_2_MISO_WUMS | MISO_W | MISO_WUMS | Internal | Shoulder | B11 | 25 | 3756 | 3419.27 | 59.83 | 59.84 | 0.01 | 0
2035 | MISO_W_2_MISO_WUMS | MISO_W | MISO_WUMS | Internal | Shoulder | B12 | 200 | 3756 | 3574.64 | 50.83 | 50.84 | 0.01 | 0
2035 | MISO_W_2_MISO_WUMS | MISO_W | MISO_WUMS | Internal | Shoulder | B13 | 600 | 3756 | 3756 | 47.06 | 47.79 | 0.01 | 0.72
2035 | MISO_W_2_MISO_WUMS | MISO_W | MISO_WUMS | Internal | Shoulder | B14 | 900 | 3756 | 3756 | 39.34 | 47.79 | 0.01 | 8.44
2035 | MISO_W_2_MISO_WUMS | MISO_W | MISO_WUMS | Internal | Shoulder | B15 | 1203 | 3756 | 3756 | 35.64 | 42.01 | 0.01 | 6.36
2035 | MISO_W_2_MISO_WUMS | MISO_W | MISO_WUMS | Internal | Summer | B1 | 10 | 3756 | 0 | 80.68 | 75.33 | 0.01 | 0
2035 | MISO_W_2_MISO_WUMS | MISO_W | MISO_WUMS | Internal | Summer | B2 | 25 | 3756 | 0 | 75.58 | 75.33 | 0.01 | 0
2035 | MISO_W_2_MISO_WUMS | MISO_W | MISO_WUMS | Internal | Summer | B3 | 75 | 3756 | 0 | 78.62 | 75.33 | 0.01 | 0
2035 | MISO_W_2_MISO_WUMS | MISO_W | MISO_WUMS | Internal | Summer | B4 | 100 | 3756 | 0 | 75.58 | 75.33 | 0.01 | 0
2035 | MISO_W_2_MISO_WUMS | MISO_W | MISO_WUMS | Internal | Summer | B5 | 200 | 3756 | 46.54 | 75.31 | 75.33 | 0.01 | 0
2035 | MISO_W_2_MISO_WUMS | MISO_W | MISO_WUMS | Internal | Summer | B6 | 300 | 3756 | 2437.11 | 59.37 | 59.39 | 0.01 | 0
2035 | MISO_W_2_MISO_WUMS | MISO_W | MISO_WUMS | Internal | Summer | B7 | 400 | 3756 | 2002.99 | 51.93 | 51.94 | 0.01 | 0
2035 | MISO_W_2_MISO_WUMS | MISO_W | MISO_WUMS | Internal | Summer | B8 | 500 | 3756 | 3756 | 44.15 | 45.94 | 0.01 | 1.78
2035 | MISO_W_2_MISO_WUMS | MISO_W | MISO_WUMS | Internal | Summer | B9 | 800 | 3756 | 3756 | 41.22 | 45.22 | 0.01 | 3.99
2035 | MISO_W_2_MISO_WUMS | MISO_W | MISO_WUMS | Internal | Summer | B10 | 1262 | 3756 | 3756 | 37.8 | 38.03 | 0.01 | 0.22
2035 | MISO_W_2_MISO_WUMS | MISO_W | MISO_WUMS | Internal | Winter | B16 | 25 | 3756 | 3756 | 43.24 | 62.5 | 0.01 | 19.25
2035 | MISO_W_2_MISO_WUMS | MISO_W | MISO_WUMS | Internal | Winter | B17 | 100 | 3756 | 3756 | 43.21 | 55.19 | 0.01 | 11.97
2035 | MISO_W_2_MISO_WUMS | MISO_W | MISO_WUMS | Internal | Winter | B18 | 400 | 3756 | 3756 | 46.57 | 51.27 | 0.01 | 4.68
2035 | MISO_W_2_MISO_WUMS | MISO_W | MISO_WUMS | Internal | Winter | B19 | 700 | 3756 | 3756 | 43.24 | 47.69 | 0.01 | 4.44
2035 | MISO_W_2_MISO_WUMS | MISO_W | MISO_WUMS | Internal | Winter | B20 | 935 | 3756 | 3756 | 35.17 | 41.72 | 0.01 | 6.54
2035 | MISO_W_2_NE | MISO_W | NE | Internal | Shoulder | B11 | 25 | 20297 | 0 | 59.83 | 54.83 | 7 | 0
2035 | MISO_W_2_NE | MISO_W | NE | Internal | Shoulder | B12 | 200 | 20297 | 0 | 50.83 | 45.83 | 7 | 0
2035 | MISO_W_2_NE | MISO_W | NE | Internal | Shoulder | B13 | 600 | 20297 | 0 | 47.06 | 42.06 | 7 | 0
2035 | MISO_W_2_NE | MISO_W | NE | Internal | Shoulder | B14 | 900 | 20297 | 0 | 39.34 | 34.32 | 7 | 0
2035 | MISO_W_2_NE | MISO_W | NE | Internal | Shoulder | B15 | 1203 | 20297 | 0 | 35.64 | 25.18 | 7 | 0
2035 | MISO_W_2_NE | MISO_W | NE | Internal | Summer | B1 | 10 | 20297 | 0 | 80.68 | 75.68 | 7 | 0
2035 | MISO_W_2_NE | MISO_W | NE | Internal | Summer | B2 | 25 | 20297 | 0 | 75.58 | 70.58 | 7 | 0
2035 | MISO_W_2_NE | MISO_W | NE | Internal | Summer | B3 | 75 | 20297 | 0 | 78.62 | 73.62 | 7 | 0
2035 | MISO_W_2_NE | MISO_W | NE | Internal | Summer | B4 | 100 | 20297 | 0 | 75.58 | 70.58 | 7 | 0
2035 | MISO_W_2_NE | MISO_W | NE | Internal | Summer | B5 | 200 | 20297 | 0 | 75.31 | 70.31 | 7 | 0
2035 | MISO_W_2_NE | MISO_W | NE | Internal | Summer | B6 | 300 | 20297 | 0 | 59.37 | 54.37 | 7 | 0
2035 | MISO_W_2_NE | MISO_W | NE | Internal | Summer | B7 | 400 | 20297 | 0 | 51.93 | 46.93 | 7 | 0
2035 | MISO_W_2_NE | MISO_W | NE | Internal | Summer | B8 | 500 | 20297 | 0 | 44.15 | 39.15 | 7 | 0
2035 | MISO_W_2_NE | MISO_W | NE | Internal | Summer | B9 | 800 | 20297 | 0 | 41.22 | 36.22 | 7 | 0
2035 | MISO_W_2_NE | MISO_W | NE | Internal | Summer | B10 | 1262 | 20297 | 0 | 37.8 | 32.8 | 7 | 0
2035 | MISO_W_2_NE | MISO_W | NE | Internal | Winter | B16 | 25 | 20297 | 0 | 43.24 | -31.91 | 7 | 0
2035 | MISO_W_2_NE | MISO_W | NE | Internal | Winter | B17 | 100 | 20297 | 0 | 43.21 | 24.99 | 7 | 0
2035 | MISO_W_2_NE | MISO_W | NE | Internal | Winter | B18 | 400 | 20297 | 0 | 46.57 | 41.56 | 7 | 0
2035 | MISO_W_2_NE | MISO_W | NE | Internal | Winter | B19 | 700 | 20297 | 0 | 43.24 | 38.22 | 7 | 0
2035 | MISO_W_2_NE | MISO_W | NE | Internal | Winter | B20 | 935 | 20297 | 0 | 35.17 | 26.86 | 7 | 0
2035 | MISO_W_2_PJM_ROR | MISO_W | PJM_ROR | Internal | Shoulder | B11 | 25 | 10135 | 4107.51 | 59.83 | 61.83 | 2 | 0
2035 | MISO_W_2_PJM_ROR | MISO_W | PJM_ROR | Internal | Shoulder | B12 | 200 | 10135 | 8860.31 | 50.83 | 52.83 | 2 | 0
2035 | MISO_W_2_PJM_ROR | MISO_W | PJM_ROR | Internal | Shoulder | B13 | 600 | 10135 | 9547.14 | 47.06 | 49.06 | 2 | 0
2035 | MISO_W_2_PJM_ROR | MISO_W | PJM_ROR | Internal | Shoulder | B14 | 900 | 10135 | 10135 | 39.34 | 47.02 | 2 | 5.68
2035 | MISO_W_2_PJM_ROR | MISO_W | PJM_ROR | Internal | Shoulder | B15 | 1203 | 10135 | 10135 | 35.64 | 44.01 | 2 | 6.37
2035 | MISO_W_2_PJM_ROR | MISO_W | PJM_ROR | Internal | Summer | B1 | 10 | 10135 | 4317.06 | 80.68 | 82.68 | 2 | 0
2035 | MISO_W_2_PJM_ROR | MISO_W | PJM_ROR | Internal | Summer | B2 | 25 | 10135 | 4615.05 | 75.58 | 77.58 | 2 | 0
2035 | MISO_W_2_PJM_ROR | MISO_W | PJM_ROR | Internal | Summer | B3 | 75 | 10135 | 0 | 78.62 | 77.18 | 2 | 0
2035 | MISO_W_2_PJM_ROR | MISO_W | PJM_ROR | Internal | Summer | B4 | 100 | 10135 | 0 | 75.58 | 77.18 | 2 | 0
2035 | MISO_W_2_PJM_ROR | MISO_W | PJM_ROR | Internal | Summer | B5 | 200 | 10135 | 0 | 75.31 | 73.34 | 2 | 0
2035 | MISO_W_2_PJM_ROR | MISO_W | PJM_ROR | Internal | Summer | B6 | 300 | 10135 | 0 | 59.37 | 60.89 | 2 | 0
2035 | MISO_W_2_PJM_ROR | MISO_W | PJM_ROR | Internal | Summer | B7 | 400 | 10135 | 0 | 51.93 | 53.85 | 2 | 0
2035 | MISO_W_2_PJM_ROR | MISO_W | PJM_ROR | Internal | Summer | B8 | 500 | 10135 | 1268.76 | 44.15 | 46.15 | 2 | 0
2035 | MISO_W_2_PJM_ROR | MISO_W | PJM_ROR | Internal | Summer | B9 | 800 | 10135 | 2568.47 | 41.22 | 43.22 | 2 | 0
2035 | MISO_W_2_PJM_ROR | MISO_W | PJM_ROR | Internal | Summer | B10 | 1262 | 10135 | 10135 | 37.8 | 39.93 | 2 | 0.13
2035 | MISO_W_2_PJM_ROR | MISO_W | PJM_ROR | Internal | Winter | B16 | 25 | 10135 | 10135 | 43.24 | 64.5 | 2 | 19.26
2035 | MISO_W_2_PJM_ROR | MISO_W | PJM_ROR | Internal | Winter | B17 | 100 | 10135 | 10135 | 43.21 | 57.95 | 2 | 12.74
2035 | MISO_W_2_PJM_ROR | MISO_W | PJM_ROR | Internal | Winter | B18 | 400 | 10135 | 10135 | 46.57 | 51.91 | 2 | 3.34
2035 | MISO_W_2_PJM_ROR | MISO_W | PJM_ROR | Internal | Winter | B19 | 700 | 10135 | 10135 | 43.24 | 49.69 | 2 | 4.45
2035 | MISO_W_2_PJM_ROR | MISO_W | PJM_ROR | Internal | Winter | B20 | 935 | 10135 | 10135 | 35.17 | 43.72 | 2 | 6.55
2035 | MISO_W_2_SPP_N | MISO_W | SPP_N | Internal | Shoulder | B11 | 25 | 3200 | 0 | 59.83 | 54.84 | 7 | 0
2035 | MISO_W_2_SPP_N | MISO_W | SPP_N | Internal | Shoulder | B12 | 200 | 3200 | 0 | 50.83 | 45.84 | 7 | 0
2035 | MISO_W_2_SPP_N | MISO_W | SPP_N | Internal | Shoulder | B13 | 600 | 3200 | 0 | 47.06 | 42.07 | 7 | 0
2035 | MISO_W_2_SPP_N | MISO_W | SPP_N | Internal | Shoulder | B14 | 900 | 3200 | 0 | 39.34 | 34.34 | 7 | 0
2035 | MISO_W_2_SPP_N | MISO_W | SPP_N | Internal | Shoulder | B15 | 1203 | 3200 | 0 | 35.64 | 25.19 | 7 | 0
2035 | MISO_W_2_SPP_N | MISO_W | SPP_N | Internal | Summer | B1 | 10 | 3200 | 0 | 80.68 | 75.69 | 7 | 0
2035 | MISO_W_2_SPP_N | MISO_W | SPP_N | Internal | Summer | B2 | 25 | 3200 | 0 | 75.58 | 70.59 | 7 | 0
2035 | MISO_W_2_SPP_N | MISO_W | SPP_N | Internal | Summer | B3 | 75 | 3200 | 0 | 78.62 | 73.63 | 7 | 0
2035 | MISO_W_2_SPP_N | MISO_W | SPP_N | Internal | Summer | B4 | 100 | 3200 | 0 | 75.58 | 70.59 | 7 | 0
2035 | MISO_W_2_SPP_N | MISO_W | SPP_N | Internal | Summer | B5 | 200 | 3200 | 0 | 75.31 | 70.33 | 7 | 0
2035 | MISO_W_2_SPP_N | MISO_W | SPP_N | Internal | Summer | B6 | 300 | 3200 | 0 | 59.37 | 54.39 | 7 | 0
2035 | MISO_W_2_SPP_N | MISO_W | SPP_N | Internal | Summer | B7 | 400 | 3200 | 0 | 51.93 | 47.8 | 7 | 0
2035 | MISO_W_2_SPP_N | MISO_W | SPP_N | Internal | Summer | B8 | 500 | 3200 | 0 | 44.15 | 44.07 | 7 | 0
2035 | MISO_W_2_SPP_N | MISO_W | SPP_N | Internal | Summer | B9 | 800 | 3200 | 0 | 41.22 | 39.35 | 7 | 0
2035 | MISO_W_2_SPP_N | MISO_W | SPP_N | Internal | Summer | B10 | 1262 | 3200 | 0 | 37.8 | 32.81 | 7 | 0
2035 | MISO_W_2_SPP_N | MISO_W | SPP_N | Internal | Winter | B16 | 25 | 3200 | 0 | 43.24 | 40.44 | 7 | 0
2035 | MISO_W_2_SPP_N | MISO_W | SPP_N | Internal | Winter | B17 | 100 | 3200 | 0 | 43.21 | 34.86 | 7 | 0
2035 | MISO_W_2_SPP_N | MISO_W | SPP_N | Internal | Winter | B18 | 400 | 3200 | 0 | 46.57 | 41.57 | 7 | 0
2035 | MISO_W_2_SPP_N | MISO_W | SPP_N | Internal | Winter | B19 | 700 | 3200 | 0 | 43.24 | 38.24 | 7 | 0
2035 | MISO_W_2_SPP_N | MISO_W | SPP_N | Internal | Winter | B20 | 935 | 3200 | 0 | 35.17 | 26.88 | 7 | 0
2035 | MISO_WUMS_2_MISO_MI | MISO_WUMS | MISO_MI | Internal | Shoulder | B11 | 25 | 148 | 0 | 59.84 | 59.84 | 0.01 | 0
2035 | MISO_WUMS_2_MISO_MI | MISO_WUMS | MISO_MI | Internal | Shoulder | B12 | 200 | 148 | 148 | 50.84 | 54.83 | 0.01 | 3.98
2035 | MISO_WUMS_2_MISO_MI | MISO_WUMS | MISO_MI | Internal | Shoulder | B13 | 600 | 148 | 148 | 47.79 | 51.06 | 0.01 | 3.26
2035 | MISO_WUMS_2_MISO_MI | MISO_WUMS | MISO_MI | Internal | Shoulder | B14 | 900 | 148 | 148 | 47.79 | 47.87 | 0.01 | 0.07
2035 | MISO_WUMS_2_MISO_MI | MISO_WUMS | MISO_MI | Internal | Shoulder | B15 | 1203 | 148 | 68.8 | 42.01 | 42.02 | 0.01 | 0
2035 | MISO_WUMS_2_MISO_MI | MISO_WUMS | MISO_MI | Internal | Summer | B1 | 10 | 148 | 148 | 75.33 | 80.71 | 0.01 | 5.38
2035 | MISO_WUMS_2_MISO_MI | MISO_WUMS | MISO_MI | Internal | Summer | B2 | 25 | 148 | 148 | 75.33 | 80.65 | 0.01 | 5.31
2035 | MISO_WUMS_2_MISO_MI | MISO_WUMS | MISO_MI | Internal | Summer | B3 | 75 | 148 | 148 | 75.33 | 78.66 | 0.01 | 3.32
2035 | MISO_WUMS_2_MISO_MI | MISO_WUMS | MISO_MI | Internal | Summer | B4 | 100 | 148 | 148 | 75.33 | 75.59 | 0.01 | 0.25
2035 | MISO_WUMS_2_MISO_MI | MISO_WUMS | MISO_MI | Internal | Summer | B5 | 200 | 148 | 114.05 | 75.33 | 75.34 | 0.01 | 0
2035 | MISO_WUMS_2_MISO_MI | MISO_WUMS | MISO_MI | Internal | Summer | B6 | 300 | 148 | 0 | 59.39 | 59.39 | 0.01 | 0
2035 | MISO_WUMS_2_MISO_MI | MISO_WUMS | MISO_MI | Internal | Summer | B7 | 400 | 148 | 148 | 51.94 | 51.96 | 0.01 | 0.01
2035 | MISO_WUMS_2_MISO_MI | MISO_WUMS | MISO_MI | Internal | Summer | B8 | 500 | 148 | 148 | 45.94 | 46.51 | 0.01 | 0.56
2035 | MISO_WUMS_2_MISO_MI | MISO_WUMS | MISO_MI | Internal | Summer | B9 | 800 | 148 | 0 | 45.22 | 41.75 | 0.01 | 0
2035 | MISO_WUMS_2_MISO_MI | MISO_WUMS | MISO_MI | Internal | Summer | B10 | 1262 | 148 | 0 | 38.03 | 37.93 | 0.01 | 0
2035 | MISO_WUMS_2_MISO_MI | MISO_WUMS | MISO_MI | Internal | Winter | B16 | 25 | 148 | 148 | 62.5 | 63.16 | 0.01 | 0.65
2035 | MISO_WUMS_2_MISO_MI | MISO_WUMS | MISO_MI | Internal | Winter | B17 | 100 | 148 | 148 | 55.19 | 57.42 | 0.01 | 2.21
2035 | MISO_WUMS_2_MISO_MI | MISO_WUMS | MISO_MI | Internal | Winter | B18 | 400 | 148 | 148 | 51.27 | 53.91 | 0.01 | 2.63
2035 | MISO_WUMS_2_MISO_MI | MISO_WUMS | MISO_MI | Internal | Winter | B19 | 700 | 148 | 54.25 | 47.69 | 47.7 | 0.01 | 0
2035 | MISO_WUMS_2_MISO_MI | MISO_WUMS | MISO_MI | Internal | Winter | B20 | 935 | 148 | 0 | 41.72 | 41.28 | 0.01 | 0
2035 | MISO_WUMS_2_MISO_W | MISO_WUMS | MISO_W | Internal | Shoulder | B11 | 25 | 3264 | 0 | 59.84 | 59.83 | 0.01 | 0
2035 | MISO_WUMS_2_MISO_W | MISO_WUMS | MISO_W | Internal | Shoulder | B12 | 200 | 3264 | 0 | 50.84 | 50.83 | 0.01 | 0
2035 | MISO_WUMS_2_MISO_W | MISO_WUMS | MISO_W | Internal | Shoulder | B13 | 600 | 3264 | 0 | 47.79 | 47.06 | 0.01 | 0
2035 | MISO_WUMS_2_MISO_W | MISO_WUMS | MISO_W | Internal | Shoulder | B14 | 900 | 3264 | 0 | 47.79 | 39.34 | 0.01 | 0
2035 | MISO_WUMS_2_MISO_W | MISO_WUMS | MISO_W | Internal | Shoulder | B15 | 1203 | 3264 | 0 | 42.01 | 35.64 | 0.01 | 0
2035 | MISO_WUMS_2_MISO_W | MISO_WUMS | MISO_W | Internal | Summer | B1 | 10 | 3264 | 3264 | 75.33 | 80.68 | 0.01 | 5.34
2035 | MISO_WUMS_2_MISO_W | MISO_WUMS | MISO_W | Internal | Summer | B2 | 25 | 3264 | 3264 | 75.33 | 75.58 | 0.01 | 0.24
2035 | MISO_WUMS_2_MISO_W | MISO_WUMS | MISO_W | Internal | Summer | B3 | 75 | 3264 | 3264 | 75.33 | 78.62 | 0.01 | 3.28
2035 | MISO_WUMS_2_MISO_W | MISO_WUMS | MISO_W | Internal | Summer | B4 | 100 | 3264 | 3264 | 75.33 | 75.58 | 0.01 | 0.24
2035 | MISO_WUMS_2_MISO_W | MISO_WUMS | MISO_W | Internal | Summer | B5 | 200 | 3264 | 0 | 75.33 | 75.31 | 0.01 | 0
2035 | MISO_WUMS_2_MISO_W | MISO_WUMS | MISO_W | Internal | Summer | B6 | 300 | 3264 | 0 | 59.39 | 59.37 | 0.01 | 0
2035 | MISO_WUMS_2_MISO_W | MISO_WUMS | MISO_W | Internal | Summer | B7 | 400 | 3264 | 0 | 51.94 | 51.93 | 0.01 | 0
2035 | MISO_WUMS_2_MISO_W | MISO_WUMS | MISO_W | Internal | Summer | B8 | 500 | 3264 | 0 | 45.94 | 44.15 | 0.01 | 0
2035 | MISO_WUMS_2_MISO_W | MISO_WUMS | MISO_W | Internal | Summer | B9 | 800 | 3264 | 0 | 45.22 | 41.22 | 0.01 | 0
2035 | MISO_WUMS_2_MISO_W | MISO_WUMS | MISO_W | Internal | Summer | B10 | 1262 | 3264 | 0 | 38.03 | 37.8 | 0.01 | 0
2035 | MISO_WUMS_2_MISO_W | MISO_WUMS | MISO_W | Internal | Winter | B16 | 25 | 3264 | 0 | 62.5 | 43.24 | 0.01 | 0
2035 | MISO_WUMS_2_MISO_W | MISO_WUMS | MISO_W | Internal | Winter | B17 | 100 | 3264 | 0 | 55.19 | 43.21 | 0.01 | 0
2035 | MISO_WUMS_2_MISO_W | MISO_WUMS | MISO_W | Internal | Winter | B18 | 400 | 3264 | 0 | 51.27 | 46.57 | 0.01 | 0
2035 | MISO_WUMS_2_MISO_W | MISO_WUMS | MISO_W | Internal | Winter | B19 | 700 | 3264 | 0 | 47.69 | 43.24 | 0.01 | 0
2035 | MISO_WUMS_2_MISO_W | MISO_WUMS | MISO_W | Internal | Winter | B20 | 935 | 3264 | 0 | 41.72 | 35.17 | 0.01 | 0
2035 | MISO_WUMS_2_PJM_ROR | MISO_WUMS | PJM_ROR | Internal | Shoulder | B11 | 25 | 1600 | 0 | 59.84 | 61.83 | 2 | 0
2035 | MISO_WUMS_2_PJM_ROR | MISO_WUMS | PJM_ROR | Internal | Shoulder | B12 | 200 | 1600 | 0 | 50.84 | 52.83 | 2 | 0
2035 | MISO_WUMS_2_PJM_ROR | MISO_WUMS | PJM_ROR | Internal | Shoulder | B13 | 600 | 1600 | 0 | 47.79 | 49.06 | 2 | 0
2035 | MISO_WUMS_2_PJM_ROR | MISO_WUMS | PJM_ROR | Internal | Shoulder | B14 | 900 | 1600 | 0 | 47.79 | 47.02 | 2 | 0
2035 | MISO_WUMS_2_PJM_ROR | MISO_WUMS | PJM_ROR | Internal | Shoulder | B15 | 1203 | 1600 | 384.57 | 42.01 | 44.01 | 2 | 0
2035 | MISO_WUMS_2_PJM_ROR | MISO_WUMS | PJM_ROR | Internal | Summer | B1 | 10 | 1600 | 1600 | 75.33 | 82.68 | 2 | 5.35
2035 | MISO_WUMS_2_PJM_ROR | MISO_WUMS | PJM_ROR | Internal | Summer | B2 | 25 | 1600 | 1600 | 75.33 | 77.58 | 2 | 0.25
2035 | MISO_WUMS_2_PJM_ROR | MISO_WUMS | PJM_ROR | Internal | Summer | B3 | 75 | 1600 | 0 | 75.33 | 77.18 | 2 | 0
2035 | MISO_WUMS_2_PJM_ROR | MISO_WUMS | PJM_ROR | Internal | Summer | B4 | 100 | 1600 | 0 | 75.33 | 77.18 | 2 | 0
2035 | MISO_WUMS_2_PJM_ROR | MISO_WUMS | PJM_ROR | Internal | Summer | B5 | 200 | 1600 | 0 | 75.33 | 73.34 | 2 | 0
2035 | MISO_WUMS_2_PJM_ROR | MISO_WUMS | PJM_ROR | Internal | Summer | B6 | 300 | 1600 | 0 | 59.39 | 60.89 | 2 | 0
2035 | MISO_WUMS_2_PJM_ROR | MISO_WUMS | PJM_ROR | Internal | Summer | B7 | 400 | 1600 | 0 | 51.94 | 53.85 | 2 | 0
2035 | MISO_WUMS_2_PJM_ROR | MISO_WUMS | PJM_ROR | Internal | Summer | B8 | 500 | 1600 | 0 | 45.94 | 46.15 | 2 | 0
2035 | MISO_WUMS_2_PJM_ROR | MISO_WUMS | PJM_ROR | Internal | Summer | B9 | 800 | 1600 | 0 | 45.22 | 43.22 | 2 | 0
2035 | MISO_WUMS_2_PJM_ROR | MISO_WUMS | PJM_ROR | Internal | Summer | B10 | 1262 | 1600 | 0 | 38.03 | 39.93 | 2 | 0
2035 | MISO_WUMS_2_PJM_ROR | MISO_WUMS | PJM_ROR | Internal | Winter | B16 | 25 | 1600 | 1359.14 | 62.5 | 64.5 | 2 | 0
2035 | MISO_WUMS_2_PJM_ROR | MISO_WUMS | PJM_ROR | Internal | Winter | B17 | 100 | 1600 | 1600 | 55.19 | 57.95 | 2 | 0.76
2035 | MISO_WUMS_2_PJM_ROR | MISO_WUMS | PJM_ROR | Internal | Winter | B18 | 400 | 1600 | 0 | 51.27 | 51.91 | 2 | 0
2035 | MISO_WUMS_2_PJM_ROR | MISO_WUMS | PJM_ROR | Internal | Winter | B19 | 700 | 1600 | 128.29 | 47.69 | 49.69 | 2 | 0
2035 | MISO_WUMS_2_PJM_ROR | MISO_WUMS | PJM_ROR | Internal | Winter | B20 | 935 | 1600 | 1458.64 | 41.72 | 43.72 | 2 | 0
2035 | NE_2_MAPP_US | NE | MAPP_US | Internal | Shoulder | B11 | 25 | 1600 | 0 | 54.83 | 50.91 | 5 | 0
2035 | NE_2_MAPP_US | NE | MAPP_US | Internal | Shoulder | B12 | 200 | 1600 | 0 | 45.83 | 43.83 | 5 | 0
2035 | NE_2_MAPP_US | NE | MAPP_US | Internal | Shoulder | B13 | 600 | 1600 | 0 | 42.06 | 40.06 | 5 | 0
2035 | NE_2_MAPP_US | NE | MAPP_US | Internal | Shoulder | B14 | 900 | 1600 | 0 | 34.32 | 32.34 | 5 | 0
2035 | NE_2_MAPP_US | NE | MAPP_US | Internal | Shoulder | B15 | 1203 | 1600 | 0 | 25.18 | 28.64 | 5 | 0
2035 | NE_2_MAPP_US | NE | MAPP_US | Internal | Summer | B1 | 10 | 1600 | 0 | 75.68 | 73.68 | 5 | 0
2035 | NE_2_MAPP_US | NE | MAPP_US | Internal | Summer | B2 | 25 | 1600 | 0 | 70.58 | 68.58 | 5 | 0
2035 | NE_2_MAPP_US | NE | MAPP_US | Internal | Summer | B3 | 75 | 1600 | 0 | 73.62 | 71.62 | 5 | 0
2035 | NE_2_MAPP_US | NE | MAPP_US | Internal | Summer | B4 | 100 | 1600 | 0 | 70.58 | 68.58 | 5 | 0
2035 | NE_2_MAPP_US | NE | MAPP_US | Internal | Summer | B5 | 200 | 1600 | 0 | 70.31 | 68.31 | 5 | 0
2035 | NE_2_MAPP_US | NE | MAPP_US | Internal | Summer | B6 | 300 | 1600 | 0 | 54.37 | 52.37 | 5 | 0
2035 | NE_2_MAPP_US | NE | MAPP_US | Internal | Summer | B7 | 400 | 1600 | 0 | 46.93 | 44.93 | 5 | 0
2035 | NE_2_MAPP_US | NE | MAPP_US | Internal | Summer | B8 | 500 | 1600 | 0 | 39.15 | 37.15 | 5 | 0
2035 | NE_2_MAPP_US | NE | MAPP_US | Internal | Summer | B9 | 800 | 1600 | 0 | 36.22 | 34.22 | 5 | 0
2035 | NE_2_MAPP_US | NE | MAPP_US | Internal | Summer | B10 | 1262 | 1600 | 0 | 32.8 | 30.8 | 5 | 0
2035 | NE_2_MAPP_US | NE | MAPP_US | Internal | Winter | B16 | 25 | 1600 | 1600 | -31.91 | 34.82 | 5 | 61.73
2035 | NE_2_MAPP_US | NE | MAPP_US | Internal | Winter | B17 | 100 | 1600 | 1600 | 24.99 | 36.21 | 5 | 6.22
2035 | NE_2_MAPP_US | NE | MAPP_US | Internal | Winter | B18 | 400 | 1600 | 0 | 41.56 | 39.57 | 5 | 0
2035 | NE_2_MAPP_US | NE | MAPP_US | Internal | Winter | B19 | 700 | 1600 | 0 | 38.22 | 36.24 | 5 | 0
2035 | NE_2_MAPP_US | NE | MAPP_US | Internal | Winter | B20 | 935 | 1600 | 0 | 26.86 | 28.17 | 5 | 0
2035 | NE_2_MISO_W | NE | MISO_W | Internal | Shoulder | B11 | 25 | 19097 | 13539.37 | 54.83 | 59.83 | 5 | 0
2035 | NE_2_MISO_W | NE | MISO_W | Internal | Shoulder | B12 | 200 | 19097 | 18256.01 | 45.83 | 50.83 | 5 | 0
2035 | NE_2_MISO_W | NE | MISO_W | Internal | Shoulder | B13 | 600 | 19097 | 17853.33 | 42.06 | 47.06 | 5 | 0
2035 | NE_2_MISO_W | NE | MISO_W | Internal | Shoulder | B14 | 900 | 19097 | 19097 | 34.32 | 39.34 | 5 | 0.01
2035 | NE_2_MISO_W | NE | MISO_W | Internal | Shoulder | B15 | 1203 | 19097 | 19097 | 25.18 | 35.64 | 5 | 5.46
2035 | NE_2_MISO_W | NE | MISO_W | Internal | Summer | B1 | 10 | 19097 | 10230.7 | 75.68 | 80.68 | 5 | 0
2035 | NE_2_MISO_W | NE | MISO_W | Internal | Summer | B2 | 25 | 19097 | 12319.06 | 70.58 | 75.58 | 5 | 0
2035 | NE_2_MISO_W | NE | MISO_W | Internal | Summer | B3 | 75 | 19097 | 8412.3 | 73.62 | 78.62 | 5 | 0
2035 | NE_2_MISO_W | NE | MISO_W | Internal | Summer | B4 | 100 | 19097 | 5867.36 | 70.58 | 75.58 | 5 | 0
2035 | NE_2_MISO_W | NE | MISO_W | Internal | Summer | B5 | 200 | 19097 | 7603.79 | 70.31 | 75.31 | 5 | 0
2035 | NE_2_MISO_W | NE | MISO_W | Internal | Summer | B6 | 300 | 19097 | 6341.55 | 54.37 | 59.37 | 5 | 0
2035 | NE_2_MISO_W | NE | MISO_W | Internal | Summer | B7 | 400 | 19097 | 4614.9 | 46.93 | 51.93 | 5 | 0
2035 | NE_2_MISO_W | NE | MISO_W | Internal | Summer | B8 | 500 | 19097 | 9316.11 | 39.15 | 44.15 | 5 | 0
2035 | NE_2_MISO_W | NE | MISO_W | Internal | Summer | B9 | 800 | 19097 | 9006.39 | 36.22 | 41.22 | 5 | 0
2035 | NE_2_MISO_W | NE | MISO_W | Internal | Summer | B10 | 1262 | 19097 | 15877.44 | 32.8 | 37.8 | 5 | 0
2035 | NE_2_MISO_W | NE | MISO_W | Internal | Winter | B16 | 25 | 19097 | 19097 | -31.91 | 43.24 | 5 | 70.14
2035 | NE_2_MISO_W | NE | MISO_W | Internal | Winter | B17 | 100 | 19097 | 19097 | 24.99 | 43.21 | 5 | 13.22
2035 | NE_2_MISO_W | NE | MISO_W | Internal | Winter | B18 | 400 | 19097 | 19097 | 41.56 | 46.57 | 5 | 0.01
2035 | NE_2_MISO_W | NE | MISO_W | Internal | Winter | B19 | 700 | 19097 | 19097 | 38.22 | 43.24 | 5 | 0.01
2035 | NE_2_MISO_W | NE | MISO_W | Internal | Winter | B20 | 935 | 19097 | 19097 | 26.86 | 35.17 | 5 | 3.3
2035 | NE_2_SPP_N | NE | SPP_N | Internal | Shoulder | B11 | 25 | 12798 | 2816.71 | 54.83 | 54.84 | 0.01 | 0
2035 | NE_2_SPP_N | NE | SPP_N | Internal | Shoulder | B12 | 200 | 12798 | 4619.12 | 45.83 | 45.84 | 0.01 | 0
2035 | NE_2_SPP_N | NE | SPP_N | Internal | Shoulder | B13 | 600 | 12798 | 7997.89 | 42.06 | 42.07 | 0.01 | 0
2035 | NE_2_SPP_N | NE | SPP_N | Internal | Shoulder | B14 | 900 | 12798 | 8448.33 | 34.32 | 34.34 | 0.01 | 0
2035 | NE_2_SPP_N | NE | SPP_N | Internal | Shoulder | B15 | 1203 | 12798 | 11023.65 | 25.18 | 25.19 | 0.01 | 0
2035 | NE_2_SPP_N | NE | SPP_N | Internal | Summer | B1 | 10 | 12798 | 3004.29 | 75.68 | 75.69 | 0.01 | 0
2035 | NE_2_SPP_N | NE | SPP_N | Internal | Summer | B2 | 25 | 12798 | 8581.16 | 70.58 | 70.59 | 0.01 | 0
2035 | NE_2_SPP_N | NE | SPP_N | Internal | Summer | B3 | 75 | 12798 | 7638.97 | 73.62 | 73.63 | 0.01 | 0
2035 | NE_2_SPP_N | NE | SPP_N | Internal | Summer | B4 | 100 | 12798 | 7162.48 | 70.58 | 70.59 | 0.01 | 0
2035 | NE_2_SPP_N | NE | SPP_N | Internal | Summer | B5 | 200 | 12798 | 6564.91 | 70.31 | 70.33 | 0.01 | 0
2035 | NE_2_SPP_N | NE | SPP_N | Internal | Summer | B6 | 300 | 12798 | 8625.42 | 54.37 | 54.39 | 0.01 | 0
2035 | NE_2_SPP_N | NE | SPP_N | Internal | Summer | B7 | 400 | 12798 | 12798 | 46.93 | 47.8 | 0.01 | 0.86
2035 | NE_2_SPP_N | NE | SPP_N | Internal | Summer | B8 | 500 | 12798 | 12798 | 39.15 | 44.07 | 0.01 | 4.91
2035 | NE_2_SPP_N | NE | SPP_N | Internal | Summer | B9 | 800 | 12798 | 12798 | 36.22 | 39.35 | 0.01 | 3.12
2035 | NE_2_SPP_N | NE | SPP_N | Internal | Summer | B10 | 1262 | 12798 | 9514.09 | 32.8 | 32.81 | 0.01 | 0
2035 | NE_2_SPP_N | NE | SPP_N | Internal | Winter | B16 | 25 | 12798 | 12798 | -31.91 | 40.44 | 0.01 | 72.34
2035 | NE_2_SPP_N | NE | SPP_N | Internal | Winter | B17 | 100 | 12798 | 12798 | 24.99 | 34.86 | 0.01 | 9.85
2035 | NE_2_SPP_N | NE | SPP_N | Internal | Winter | B18 | 400 | 12798 | 11869 | 41.56 | 41.57 | 0.01 | 0
2035 | NE_2_SPP_N | NE | SPP_N | Internal | Winter | B19 | 700 | 12798 | 9872.08 | 38.22 | 38.24 | 0.01 | 0
2035 | NE_2_SPP_N | NE | SPP_N | Internal | Winter | B20 | 935 | 12798 | 12509.42 | 26.86 | 26.88 | 0.01 | 0
2035 | NEISO_2_NYISO_A-F | NEISO | NYISO_A-F | Internal | Shoulder | B11 | 25 | 600 | 600 | 42.33 | 53.79 | 3 | 8.46
2035 | NEISO_2_NYISO_A-F | NEISO | NYISO_A-F | Internal | Shoulder | B12 | 200 | 600 | 600 | 42.33 | 45.81 | 3 | 0.47
2035 | NEISO_2_NYISO_A-F | NEISO | NYISO_A-F | Internal | Shoulder | B13 | 600 | 600 | 600 | 42.33 | 45.77 | 3 | 0.44
2035 | NEISO_2_NYISO_A-F | NEISO | NYISO_A-F | Internal | Shoulder | B14 | 900 | 600 | 385.73 | 42.33 | 45.33 | 3 | 0
2035 | NEISO_2_NYISO_A-F | NEISO | NYISO_A-F | Internal | Shoulder | B15 | 1203 | 600 | 145.11 | 42.33 | 45.33 | 3 | 0
2035 | NEISO_2_NYISO_A-F | NEISO | NYISO_A-F | Internal | Summer | B1 | 10 | 600 | 600 | 60.27 | 66.71 | 3 | 3.44
2035 | NEISO_2_NYISO_A-F | NEISO | NYISO_A-F | Internal | Summer | B2 | 25 | 600 | 600 | 55.37 | 66.65 | 3 | 8.28
2035 | NEISO_2_NYISO_A-F | NEISO | NYISO_A-F | Internal | Summer | B3 | 75 | 600 | 600 | 50.67 | 58.08 | 3 | 4.41
2035 | NEISO_2_NYISO_A-F | NEISO | NYISO_A-F | Internal | Summer | B4 | 100 | 600 | 600 | 38.7 | 58.08 | 3 | 16.38
2035 | NEISO_2_NYISO_A-F | NEISO | NYISO_A-F | Internal | Summer | B5 | 200 | 600 | 600 | 38.7 | 55.85 | 3 | 14.15
2035 | NEISO_2_NYISO_A-F | NEISO | NYISO_A-F | Internal | Summer | B6 | 300 | 600 | 600 | 38.7 | 52.9 | 3 | 11.2
2035 | NEISO_2_NYISO_A-F | NEISO | NYISO_A-F | Internal | Summer | B7 | 400 | 600 | 600 | 38.7 | 48.78 | 3 | 7.08
2035 | NEISO_2_NYISO_A-F | NEISO | NYISO_A-F | Internal | Summer | B8 | 500 | 600 | 600 | 38.7 | 44.48 | 3 | 2.77
2035 | NEISO_2_NYISO_A-F | NEISO | NYISO_A-F | Internal | Summer | B9 | 800 | 600 | 600 | 38.7 | 41.78 | 3 | 0.08
2035 | NEISO_2_NYISO_A-F | NEISO | NYISO_A-F | Internal | Summer | B10 | 1262 | 600 | 600 | 38.7 | 41.78 | 3 | 0.08
2035 | NEISO_2_NYISO_A-F | NEISO | NYISO_A-F | Internal | Winter | B16 | 25 | 600 | 117.25 | 53.51 | 56.51 | 3 | 0
2035 | NEISO_2_NYISO_A-F | NEISO | NYISO_A-F | Internal | Winter | B17 | 100 | 600 | 0 | 53.51 | 53.22 | 3 | 0
2035 | NEISO_2_NYISO_A-F | NEISO | NYISO_A-F | Internal | Winter | B18 | 400 | 600 | 0 | 53.51 | 53.22 | 3 | 0
2035 | NEISO_2_NYISO_A-F | NEISO | NYISO_A-F | Internal | Winter | B19 | 700 | 600 | 0 | 53.19 | 53.22 | 3 | 0
2035 | NEISO_2_NYISO_A-F | NEISO | NYISO_A-F | Internal | Winter | B20 | 935 | 600 | 0 | 53.19 | 53.22 | 3 | 0
2035 | NEISO_2_NYISO_G-I | NEISO | NYISO_G-I | Internal | Shoulder | B11 | 25 | 600 | 600 | 42.33 | 53.81 | 3 | 8.47
2035 | NEISO_2_NYISO_G-I | NEISO | NYISO_G-I | Internal | Shoulder | B12 | 200 | 600 | 600 | 42.33 | 45.82 | 3 | 0.49
2035 | NEISO_2_NYISO_G-I | NEISO | NYISO_G-I | Internal | Shoulder | B13 | 600 | 600 | 600 | 42.33 | 45.79 | 3 | 0.45
2035 | NEISO_2_NYISO_G-I | NEISO | NYISO_G-I | Internal | Shoulder | B14 | 900 | 600 | 600 | 42.33 | 45.34 | 3 | 0.01
2035 | NEISO_2_NYISO_G-I | NEISO | NYISO_G-I | Internal | Shoulder | B15 | 1203 | 600 | 600 | 42.33 | 45.34 | 3 | 0.01
2035 | NEISO_2_NYISO_G-I | NEISO | NYISO_G-I | Internal | Summer | B1 | 10 | 600 | 600 | 60.27 | 74.7 | 3 | 11.43
2035 | NEISO_2_NYISO_G-I | NEISO | NYISO_G-I | Internal | Summer | B2 | 25 | 600 | 600 | 55.37 | 69.6 | 3 | 11.23
2035 | NEISO_2_NYISO_G-I | NEISO | NYISO_G-I | Internal | Summer | B3 | 75 | 600 | 600 | 50.67 | 65.38 | 3 | 11.7
2035 | NEISO_2_NYISO_G-I | NEISO | NYISO_G-I | Internal | Summer | B4 | 100 | 600 | 600 | 38.7 | 59.28 | 3 | 17.58
2035 | NEISO_2_NYISO_G-I | NEISO | NYISO_G-I | Internal | Summer | B5 | 200 | 600 | 600 | 38.7 | 59.28 | 3 | 17.58
2035 | NEISO_2_NYISO_G-I | NEISO | NYISO_G-I | Internal | Summer | B6 | 300 | 600 | 600 | 38.7 | 55.58 | 3 | 13.88
2035 | NEISO_2_NYISO_G-I | NEISO | NYISO_G-I | Internal | Summer | B7 | 400 | 600 | 600 | 38.7 | 48.79 | 3 | 7.09
2035 | NEISO_2_NYISO_G-I | NEISO | NYISO_G-I | Internal | Summer | B8 | 500 | 600 | 600 | 38.7 | 44.49 | 3 | 2.79
2035 | NEISO_2_NYISO_G-I | NEISO | NYISO_G-I | Internal | Summer | B9 | 800 | 600 | 600 | 38.7 | 41.79 | 3 | 0.09
2035 | NEISO_2_NYISO_G-I | NEISO | NYISO_G-I | Internal | Summer | B10 | 1262 | 600 | 600 | 38.7 | 41.79 | 3 | 0.09
2035 | NEISO_2_NYISO_G-I | NEISO | NYISO_G-I | Internal | Winter | B16 | 25 | 600 | 600 | 53.51 | 56.52 | 3 | 0.01
2035 | NEISO_2_NYISO_G-I | NEISO | NYISO_G-I | Internal | Winter | B17 | 100 | 600 | 406.19 | 53.51 | 56.51 | 3 | 0
2035 | NEISO_2_NYISO_G-I | NEISO | NYISO_G-I | Internal | Winter | B18 | 400 | 600 | 504.91 | 53.51 | 56.51 | 3 | 0
2035 | NEISO_2_NYISO_G-I | NEISO | NYISO_G-I | Internal | Winter | B19 | 700 | 600 | 82.78 | 53.19 | 56.19 | 3 | 0
2035 | NEISO_2_NYISO_G-I | NEISO | NYISO_G-I | Internal | Winter | B20 | 935 | 600 | 0 | 53.19 | 53.23 | 3 | 0
2035 | NEISO_2_NYISO_J-K | NEISO | NYISO_J-K | Internal | Shoulder | B11 | 25 | 520 | 520 | 42.33 | 53.82 | 3 | 8.49
2035 | NEISO_2_NYISO_J-K | NEISO | NYISO_J-K | Internal | Shoulder | B12 | 200 | 520 | 520 | 42.33 | 45.83 | 3 | 0.5
2035 | NEISO_2_NYISO_J-K | NEISO | NYISO_J-K | Internal | Shoulder | B13 | 600 | 520 | 520 | 42.33 | 45.8 | 3 | 0.47
2035 | NEISO_2_NYISO_J-K | NEISO | NYISO_J-K | Internal | Shoulder | B14 | 900 | 520 | 520 | 42.33 | 45.35 | 3 | 0.02
2035 | NEISO_2_NYISO_J-K | NEISO | NYISO_J-K | Internal | Shoulder | B15 | 1203 | 520 | 520 | 42.33 | 45.35 | 3 | 0.02
2035 | NEISO_2_NYISO_J-K | NEISO | NYISO_J-K | Internal | Summer | B1 | 10 | 520 | 520 | 60.27 | 74.71 | 3 | 11.44
2035 | NEISO_2_NYISO_J-K | NEISO | NYISO_J-K | Internal | Summer | B2 | 25 | 520 | 520 | 55.37 | 69.61 | 3 | 11.25
2035 | NEISO_2_NYISO_J-K | NEISO | NYISO_J-K | Internal | Summer | B3 | 75 | 520 | 520 | 50.67 | 65.39 | 3 | 11.72
2035 | NEISO_2_NYISO_J-K | NEISO | NYISO_J-K | Internal | Summer | B4 | 100 | 520 | 520 | 38.7 | 59.29 | 3 | 17.59
2035 | NEISO_2_NYISO_J-K | NEISO | NYISO_J-K | Internal | Summer | B5 | 200 | 520 | 520 | 38.7 | 59.29 | 3 | 17.59
2035 | NEISO_2_NYISO_J-K | NEISO | NYISO_J-K | Internal | Summer | B6 | 300 | 520 | 520 | 38.7 | 55.6 | 3 | 13.9
2035 | NEISO_2_NYISO_J-K | NEISO | NYISO_J-K | Internal | Summer | B7 | 400 | 520 | 520 | 38.7 | 48.8 | 3 | 7.1
2035 | NEISO_2_NYISO_J-K | NEISO | NYISO_J-K | Internal | Summer | B8 | 500 | 520 | 520 | 38.7 | 44.5 | 3 | 2.8
2035 | NEISO_2_NYISO_J-K | NEISO | NYISO_J-K | Internal | Summer | B9 | 800 | 520 | 520 | 38.7 | 41.8 | 3 | 0.1
2035 | NEISO_2_NYISO_J-K | NEISO | NYISO_J-K | Internal | Summer | B10 | 1262 | 520 | 520 | 38.7 | 41.8 | 3 | 0.1
2035 | NEISO_2_NYISO_J-K | NEISO | NYISO_J-K | Internal | Winter | B16 | 25 | 520 | 520 | 53.51 | 56.53 | 3 | 0.02
2035 | NEISO_2_NYISO_J-K | NEISO | NYISO_J-K | Internal | Winter | B17 | 100 | 520 | 520 | 53.51 | 56.52 | 3 | 0.01
2035 | NEISO_2_NYISO_J-K | NEISO | NYISO_J-K | Internal | Winter | B18 | 400 | 520 | 520 | 53.51 | 56.52 | 3 | 0.01
2035 | NEISO_2_NYISO_J-K | NEISO | NYISO_J-K | Internal | Winter | B19 | 700 | 520 | 520 | 53.19 | 56.2 | 3 | 0.01
2035 | NEISO_2_NYISO_J-K | NEISO | NYISO_J-K | Internal | Winter | B20 | 935 | 520 | 0 | 53.19 | 53.25 | 3 | 0
2035 | NonRTO_Midwest_2_TVA_Transmission | NonRTO_Midwest | TVA_Transmission | Internal | Shoulder | B11 | 25 | 2400 | 0 | 67.85 | 67.83 | 8 | 0
2035 | NonRTO_Midwest_2_TVA_Transmission | NonRTO_Midwest | TVA_Transmission | Internal | Shoulder | B12 | 200 | 2400 | 0 | 62.82 | 56.21 | 8 | 0
2035 | NonRTO_Midwest_2_TVA_Transmission | NonRTO_Midwest | TVA_Transmission | Internal | Shoulder | B13 | 600 | 2400 | 0 | 59.04 | 53.09 | 8 | 0
2035 | NonRTO_Midwest_2_TVA_Transmission | NonRTO_Midwest | TVA_Transmission | Internal | Shoulder | B14 | 900 | 2400 | 0 | 51.56 | 50.61 | 8 | 0
2035 | NonRTO_Midwest_2_TVA_Transmission | NonRTO_Midwest | TVA_Transmission | Internal | Shoulder | B15 | 1203 | 2400 | 140.39 | 40 | 48 | 8 | 0
2035 | NonRTO_Midwest_2_TVA_Transmission | NonRTO_Midwest | TVA_Transmission | Internal | Summer | B1 | 10 | 2400 | 0 | 84.43 | 88.69 | 8 | 0
2035 | NonRTO_Midwest_2_TVA_Transmission | NonRTO_Midwest | TVA_Transmission | Internal | Summer | B2 | 25 | 2400 | 0 | 84.43 | 83.59 | 8 | 0
2035 | NonRTO_Midwest_2_TVA_Transmission | NonRTO_Midwest | TVA_Transmission | Internal | Summer | B3 | 75 | 2400 | 0 | 84.43 | 83.18 | 8 | 0
2035 | NonRTO_Midwest_2_TVA_Transmission | NonRTO_Midwest | TVA_Transmission | Internal | Summer | B4 | 100 | 2400 | 0 | 83.6 | 83.18 | 8 | 0
2035 | NonRTO_Midwest_2_TVA_Transmission | NonRTO_Midwest | TVA_Transmission | Internal | Summer | B5 | 200 | 2400 | 0 | 83.34 | 79.34 | 8 | 0
2035 | NonRTO_Midwest_2_TVA_Transmission | NonRTO_Midwest | TVA_Transmission | Internal | Summer | B6 | 300 | 2400 | 0 | 67.4 | 65.12 | 8 | 0
2035 | NonRTO_Midwest_2_TVA_Transmission | NonRTO_Midwest | TVA_Transmission | Internal | Summer | B7 | 400 | 2400 | 0 | 58.38 | 58.5 | 8 | 0
2035 | NonRTO_Midwest_2_TVA_Transmission | NonRTO_Midwest | TVA_Transmission | Internal | Summer | B8 | 500 | 2400 | 0 | 44.56 | 51.18 | 8 | 0
2035 | NonRTO_Midwest_2_TVA_Transmission | NonRTO_Midwest | TVA_Transmission | Internal | Summer | B9 | 800 | 2400 | 281.4 | 41.22 | 49.22 | 8 | 0
2035 | NonRTO_Midwest_2_TVA_Transmission | NonRTO_Midwest | TVA_Transmission | Internal | Summer | B10 | 1262 | 2400 | 1081.8 | 37.81 | 45.81 | 8 | 0
2035 | NonRTO_Midwest_2_TVA_Transmission | NonRTO_Midwest | TVA_Transmission | Internal | Winter | B16 | 25 | 2400 | 0 | 71.15 | 70.46 | 8 | 0
2035 | NonRTO_Midwest_2_TVA_Transmission | NonRTO_Midwest | TVA_Transmission | Internal | Winter | B17 | 100 | 2400 | 0 | 65.41 | 57.92 | 8 | 0
2035 | NonRTO_Midwest_2_TVA_Transmission | NonRTO_Midwest | TVA_Transmission | Internal | Winter | B18 | 400 | 2400 | 0 | 61.9 | 54.58 | 8 | 0
2035 | NonRTO_Midwest_2_TVA_Transmission | NonRTO_Midwest | TVA_Transmission | Internal | Winter | B19 | 700 | 2400 | 0 | 51.44 | 51.24 | 8 | 0
2035 | NonRTO_Midwest_2_TVA_Transmission | NonRTO_Midwest | TVA_Transmission | Internal | Winter | B20 | 935 | 2400 | 243 | 39.9 | 47.9 | 8 | 0
2035 | NYISO_A-F_2_IESO | NYISO_A-F | IESO | Internal | Shoulder | B11 | 25 | 1600 | 0 | 53.79 | 49.65 | 7 | 0
2035 | NYISO_A-F_2_IESO | NYISO_A-F | IESO | Internal | Shoulder | B12 | 200 | 1600 | 0 | 45.81 | 47.83 | 7 | 0
2035 | NYISO_A-F_2_IESO | NYISO_A-F | IESO | Internal | Shoulder | B13 | 600 | 1600 | 0 | 45.77 | 45.67 | 7 | 0
2035 | NYISO_A-F_2_IESO | NYISO_A-F | IESO | Internal | Shoulder | B14 | 900 | 1600 | 0 | 45.33 | 45.67 | 7 | 0
2035 | NYISO_A-F_2_IESO | NYISO_A-F | IESO | Internal | Shoulder | B15 | 1203 | 1600 | 0 | 45.33 | 45.67 | 7 | 0
2035 | NYISO_A-F_2_IESO | NYISO_A-F | IESO | Internal | Summer | B1 | 10 | 1600 | 895.52 | 66.71 | 73.71 | 7 | 0
2035 | NYISO_A-F_2_IESO | NYISO_A-F | IESO | Internal | Summer | B2 | 25 | 1600 | 361.5 | 66.65 | 73.65 | 7 | 0
2035 | NYISO_A-F_2_IESO | NYISO_A-F | IESO | Internal | Summer | B3 | 75 | 1600 | 191.66 | 58.08 | 65.08 | 7 | 0
2035 | NYISO_A-F_2_IESO | NYISO_A-F | IESO | Internal | Summer | B4 | 100 | 1600 | 0 | 58.08 | 51.08 | 7 | 0
2035 | NYISO_A-F_2_IESO | NYISO_A-F | IESO | Internal | Summer | B5 | 200 | 1600 | 0 | 55.85 | 48.85 | 7 | 0
2035 | NYISO_A-F_2_IESO | NYISO_A-F | IESO | Internal | Summer | B6 | 300 | 1600 | 0 | 52.9 | 48.85 | 7 | 0
2035 | NYISO_A-F_2_IESO | NYISO_A-F | IESO | Internal | Summer | B7 | 400 | 1600 | 0 | 48.78 | 44.96 | 7 | 0
2035 | NYISO_A-F_2_IESO | NYISO_A-F | IESO | Internal | Summer | B8 | 500 | 1600 | 0 | 44.48 | 44.26 | 7 | 0
2035 | NYISO_A-F_2_IESO | NYISO_A-F | IESO | Internal | Summer | B9 | 800 | 1600 | 0 | 41.78 | 44.26 | 7 | 0
2035 | NYISO_A-F_2_IESO | NYISO_A-F | IESO | Internal | Summer | B10 | 1262 | 1600 | 0 | 41.78 | 44.26 | 7 | 0
2035 | NYISO_A-F_2_IESO | NYISO_A-F | IESO | Internal | Winter | B16 | 25 | 1600 | 0 | 56.51 | 52.02 | 7 | 0
2035 | NYISO_A-F_2_IESO | NYISO_A-F | IESO | Internal | Winter | B17 | 100 | 1600 | 0 | 53.22 | 50.42 | 7 | 0
2035 | NYISO_A-F_2_IESO | NYISO_A-F | IESO | Internal | Winter | B18 | 400 | 1600 | 0 | 53.22 | 47.8 | 7 | 0
2035 | NYISO_A-F_2_IESO | NYISO_A-F | IESO | Internal | Winter | B19 | 700 | 1600 | 0 | 53.22 | 47.8 | 7 | 0
2035 | NYISO_A-F_2_IESO | NYISO_A-F | IESO | Internal | Winter | B20 | 935 | 1600 | 0 | 53.22 | 47.8 | 7 | 0
2035 | NYISO_A-F_2_NEISO | NYISO_A-F | NEISO | Internal | Shoulder | B11 | 25 | 600 | 0 | 53.79 | 42.33 | 3 | 0
2035 | NYISO_A-F_2_NEISO | NYISO_A-F | NEISO | Internal | Shoulder | B12 | 200 | 600 | 0 | 45.81 | 42.33 | 3 | 0
2035 | NYISO_A-F_2_NEISO | NYISO_A-F | NEISO | Internal | Shoulder | B13 | 600 | 600 | 0 | 45.77 | 42.33 | 3 | 0
2035 | NYISO_A-F_2_NEISO | NYISO_A-F | NEISO | Internal | Shoulder | B14 | 900 | 600 | 0 | 45.33 | 42.33 | 3 | 0
2035 | NYISO_A-F_2_NEISO | NYISO_A-F | NEISO | Internal | Shoulder | B15 | 1203 | 600 | 0 | 45.33 | 42.33 | 3 | 0
2035 | NYISO_A-F_2_NEISO | NYISO_A-F | NEISO | Internal | Summer | B1 | 10 | 600 | 0 | 66.71 | 60.27 | 3 | 0
2035 | NYISO_A-F_2_NEISO | NYISO_A-F | NEISO | Internal | Summer | B2 | 25 | 600 | 0 | 66.65 | 55.37 | 3 | 0
2035 | NYISO_A-F_2_NEISO | NYISO_A-F | NEISO | Internal | Summer | B3 | 75 | 600 | 0 | 58.08 | 50.67 | 3 | 0
2035 | NYISO_A-F_2_NEISO | NYISO_A-F | NEISO | Internal | Summer | B4 | 100 | 600 | 0 | 58.08 | 38.7 | 3 | 0
2035 | NYISO_A-F_2_NEISO | NYISO_A-F | NEISO | Internal | Summer | B5 | 200 | 600 | 0 | 55.85 | 38.7 | 3 | 0
2035 | NYISO_A-F_2_NEISO | NYISO_A-F | NEISO | Internal | Summer | B6 | 300 | 600 | 0 | 52.9 | 38.7 | 3 | 0
2035 | NYISO_A-F_2_NEISO | NYISO_A-F | NEISO | Internal | Summer | B7 | 400 | 600 | 0 | 48.78 | 38.7 | 3 | 0
2035 | NYISO_A-F_2_NEISO | NYISO_A-F | NEISO | Internal | Summer | B8 | 500 | 600 | 0 | 44.48 | 38.7 | 3 | 0
2035 | NYISO_A-F_2_NEISO | NYISO_A-F | NEISO | Internal | Summer | B9 | 800 | 600 | 0 | 41.78 | 38.7 | 3 | 0
2035 | NYISO_A-F_2_NEISO | NYISO_A-F | NEISO | Internal | Summer | B10 | 1262 | 600 | 0 | 41.78 | 38.7 | 3 | 0
2035 | NYISO_A-F_2_NEISO | NYISO_A-F | NEISO | Internal | Winter | B16 | 25 | 600 | 0 | 56.51 | 53.51 | 3 | 0
2035 | NYISO_A-F_2_NEISO | NYISO_A-F | NEISO | Internal | Winter | B17 | 100 | 600 | 0 | 53.22 | 53.51 | 3 | 0
2035 | NYISO_A-F_2_NEISO | NYISO_A-F | NEISO | Internal | Winter | B18 | 400 | 600 | 0 | 53.22 | 53.51 | 3 | 0
2035 | NYISO_A-F_2_NEISO | NYISO_A-F | NEISO | Internal | Winter | B19 | 700 | 600 | 0 | 53.22 | 53.19 | 3 | 0
2035 | NYISO_A-F_2_NEISO | NYISO_A-F | NEISO | Internal | Winter | B20 | 935 | 600 | 0 | 53.22 | 53.19 | 3 | 0
2035 | NYISO_A-F_2_NYISO_G-I | NYISO_A-F | NYISO_G-I | Internal | Shoulder | B11 | 25 | 4888 | 4353.85 | 53.79 | 53.81 | 0.01 | 0
2035 | NYISO_A-F_2_NYISO_G-I | NYISO_A-F | NYISO_G-I | Internal | Shoulder | B12 | 200 | 4888 | 4087.94 | 45.81 | 45.82 | 0.01 | 0
2035 | NYISO_A-F_2_NYISO_G-I | NYISO_A-F | NYISO_G-I | Internal | Shoulder | B13 | 600 | 4888 | 4172.95 | 45.77 | 45.79 | 0.01 | 0
2035 | NYISO_A-F_2_NYISO_G-I | NYISO_A-F | NYISO_G-I | Internal | Shoulder | B14 | 900 | 4888 | 3258.62 | 45.33 | 45.34 | 0.01 | 0
2035 | NYISO_A-F_2_NYISO_G-I | NYISO_A-F | NYISO_G-I | Internal | Shoulder | B15 | 1203 | 4888 | 1038.9 | 45.33 | 45.34 | 0.01 | 0
2035 | NYISO_A-F_2_NYISO_G-I | NYISO_A-F | NYISO_G-I | Internal | Summer | B1 | 10 | 4888 | 4888 | 66.71 | 74.7 | 0.01 | 7.98
2035 | NYISO_A-F_2_NYISO_G-I | NYISO_A-F | NYISO_G-I | Internal | Summer | B2 | 25 | 4888 | 4888 | 66.65 | 69.6 | 0.01 | 2.94
2035 | NYISO_A-F_2_NYISO_G-I | NYISO_A-F | NYISO_G-I | Internal | Summer | B3 | 75 | 4888 | 4888 | 58.08 | 65.38 | 0.01 | 7.29
2035 | NYISO_A-F_2_NYISO_G-I | NYISO_A-F | NYISO_G-I | Internal | Summer | B4 | 100 | 4888 | 4888 | 58.08 | 59.28 | 0.01 | 1.19
2035 | NYISO_A-F_2_NYISO_G-I | NYISO_A-F | NYISO_G-I | Internal | Summer | B5 | 200 | 4888 | 4888 | 55.85 | 59.28 | 0.01 | 3.42
2035 | NYISO_A-F_2_NYISO_G-I | NYISO_A-F | NYISO_G-I | Internal | Summer | B6 | 300 | 4888 | 4888 | 52.9 | 55.58 | 0.01 | 2.67
2035 | NYISO_A-F_2_NYISO_G-I | NYISO_A-F | NYISO_G-I | Internal | Summer | B7 | 400 | 4888 | 4772.98 | 48.78 | 48.79 | 0.01 | 0
2035 | NYISO_A-F_2_NYISO_G-I | NYISO_A-F | NYISO_G-I | Internal | Summer | B8 | 500 | 4888 | 4264.5 | 44.48 | 44.49 | 0.01 | 0
2035 | NYISO_A-F_2_NYISO_G-I | NYISO_A-F | NYISO_G-I | Internal | Summer | B9 | 800 | 4888 | 3032.21 | 41.78 | 41.79 | 0.01 | 0
2035 | NYISO_A-F_2_NYISO_G-I | NYISO_A-F | NYISO_G-I | Internal | Summer | B10 | 1262 | 4888 | 896.16 | 41.78 | 41.79 | 0.01 | 0
2035 | NYISO_A-F_2_NYISO_G-I | NYISO_A-F | NYISO_G-I | Internal | Winter | B16 | 25 | 4888 | 4879.37 | 56.51 | 56.52 | 0.01 | 0
2035 | NYISO_A-F_2_NYISO_G-I | NYISO_A-F | NYISO_G-I | Internal | Winter | B17 | 100 | 4888 | 4888 | 53.22 | 56.51 | 0.01 | 3.27
2035 | NYISO_A-F_2_NYISO_G-I | NYISO_A-F | NYISO_G-I | Internal | Winter | B18 | 400 | 4888 | 4888 | 53.22 | 56.51 | 0.01 | 3.27
2035 | NYISO_A-F_2_NYISO_G-I | NYISO_A-F | NYISO_G-I | Internal | Winter | B19 | 700 | 4888 | 4888 | 53.22 | 56.19 | 0.01 | 2.95
2035 | NYISO_A-F_2_NYISO_G-I | NYISO_A-F | NYISO_G-I | Internal | Winter | B20 | 935 | 4888 | 4020.93 | 53.22 | 53.23 | 0.01 | 0
2035 | NYISO_A-F_2_PJM_ROM | NYISO_A-F | PJM_ROM | Internal | Shoulder | B11 | 25 | 1000 | 1000 | 53.79 | 61.82 | 8 | 0.02
2035 | NYISO_A-F_2_PJM_ROM | NYISO_A-F | PJM_ROM | Internal | Shoulder | B12 | 200 | 1000 | 0 | 45.81 | 52.84 | 8 | 0
2035 | NYISO_A-F_2_PJM_ROM | NYISO_A-F | PJM_ROM | Internal | Shoulder | B13 | 600 | 1000 | 0 | 45.77 | 49.07 | 8 | 0
2035 | NYISO_A-F_2_PJM_ROM | NYISO_A-F | PJM_ROM | Internal | Shoulder | B14 | 900 | 1000 | 0 | 45.33 | 47.03 | 8 | 0
2035 | NYISO_A-F_2_PJM_ROM | NYISO_A-F | PJM_ROM | Internal | Shoulder | B15 | 1203 | 1000 | 0 | 45.33 | 44.02 | 8 | 0
2035 | NYISO_A-F_2_PJM_ROM | NYISO_A-F | PJM_ROM | Internal | Summer | B1 | 10 | 1000 | 1000 | 66.71 | 82.69 | 8 | 7.98
2035 | NYISO_A-F_2_PJM_ROM | NYISO_A-F | PJM_ROM | Internal | Summer | B2 | 25 | 1000 | 1000 | 66.65 | 77.59 | 8 | 2.94
2035 | NYISO_A-F_2_PJM_ROM | NYISO_A-F | PJM_ROM | Internal | Summer | B3 | 75 | 1000 | 1000 | 58.08 | 77.17 | 8 | 11.09
2035 | NYISO_A-F_2_PJM_ROM | NYISO_A-F | PJM_ROM | Internal | Summer | B4 | 100 | 1000 | 1000 | 58.08 | 77.17 | 8 | 11.09
2035 | NYISO_A-F_2_PJM_ROM | NYISO_A-F | PJM_ROM | Internal | Summer | B5 | 200 | 1000 | 1000 | 55.85 | 73.33 | 8 | 9.47
2035 | NYISO_A-F_2_PJM_ROM | NYISO_A-F | PJM_ROM | Internal | Summer | B6 | 300 | 1000 | 849.2 | 52.9 | 60.9 | 8 | 0
2035 | NYISO_A-F_2_PJM_ROM | NYISO_A-F | PJM_ROM | Internal | Summer | B7 | 400 | 1000 | 0 | 48.78 | 53.86 | 8 | 0
2035 | NYISO_A-F_2_PJM_ROM | NYISO_A-F | PJM_ROM | Internal | Summer | B8 | 500 | 1000 | 0 | 44.48 | 46.16 | 8 | 0
2035 | NYISO_A-F_2_PJM_ROM | NYISO_A-F | PJM_ROM | Internal | Summer | B9 | 800 | 1000 | 0 | 41.78 | 43.23 | 8 | 0
2035 | NYISO_A-F_2_PJM_ROM | NYISO_A-F | PJM_ROM | Internal | Summer | B10 | 1262 | 1000 | 0 | 41.78 | 39.94 | 8 | 0
2035 | NYISO_A-F_2_PJM_ROM | NYISO_A-F | PJM_ROM | Internal | Winter | B16 | 25 | 1000 | 990 | 56.51 | 64.51 | 8 | 0
2035 | NYISO_A-F_2_PJM_ROM | NYISO_A-F | PJM_ROM | Internal | Winter | B17 | 100 | 1000 | 0 | 53.22 | 57.96 | 8 | 0
2035 | NYISO_A-F_2_PJM_ROM | NYISO_A-F | PJM_ROM | Internal | Winter | B18 | 400 | 1000 | 0 | 53.22 | 52.51 | 8 | 0
2035 | NYISO_A-F_2_PJM_ROM | NYISO_A-F | PJM_ROM | Internal | Winter | B19 | 700 | 1000 | 0 | 53.22 | 52.51 | 8 | 0
2035 | NYISO_A-F_2_PJM_ROM | NYISO_A-F | PJM_ROM | Internal | Winter | B20 | 935 | 1000 | 0 | 53.22 | 47.22 | 8 | 0
2035 | NYISO_G-I_2_NEISO | NYISO_G-I | NEISO | Internal | Shoulder | B11 | 25 | 600 | 0 | 53.81 | 42.33 | 3 | 0
2035 | NYISO_G-I_2_NEISO | NYISO_G-I | NEISO | Internal | Shoulder | B12 | 200 | 600 | 0 | 45.82 | 42.33 | 3 | 0
2035 | NYISO_G-I_2_NEISO | NYISO_G-I | NEISO | Internal | Shoulder | B13 | 600 | 600 | 0 | 45.79 | 42.33 | 3 | 0
2035 | NYISO_G-I_2_NEISO | NYISO_G-I | NEISO | Internal | Shoulder | B14 | 900 | 600 | 0 | 45.34 | 42.33 | 3 | 0
2035 | NYISO_G-I_2_NEISO | NYISO_G-I | NEISO | Internal | Shoulder | B15 | 1203 | 600 | 0 | 45.34 | 42.33 | 3 | 0
2035 | NYISO_G-I_2_NEISO | NYISO_G-I | NEISO | Internal | Summer | B1 | 10 | 600 | 0 | 74.7 | 60.27 | 3 | 0
2035 | NYISO_G-I_2_NEISO | NYISO_G-I | NEISO | Internal | Summer | B2 | 25 | 600 | 0 | 69.6 | 55.37 | 3 | 0
2035 | NYISO_G-I_2_NEISO | NYISO_G-I | NEISO | Internal | Summer | B3 | 75 | 600 | 0 | 65.38 | 50.67 | 3 | 0
2035 | NYISO_G-I_2_NEISO | NYISO_G-I | NEISO | Internal | Summer | B4 | 100 | 600 | 0 | 59.28 | 38.7 | 3 | 0
2035 | NYISO_G-I_2_NEISO | NYISO_G-I | NEISO | Internal | Summer | B5 | 200 | 600 | 0 | 59.28 | 38.7 | 3 | 0
2035 | NYISO_G-I_2_NEISO | NYISO_G-I | NEISO | Internal | Summer | B6 | 300 | 600 | 0 | 55.58 | 38.7 | 3 | 0
2035 | NYISO_G-I_2_NEISO | NYISO_G-I | NEISO | Internal | Summer | B7 | 400 | 600 | 0 | 48.79 | 38.7 | 3 | 0
2035 | NYISO_G-I_2_NEISO | NYISO_G-I | NEISO | Internal | Summer | B8 | 500 | 600 | 0 | 44.49 | 38.7 | 3 | 0
2035 | NYISO_G-I_2_NEISO | NYISO_G-I | NEISO | Internal | Summer | B9 | 800 | 600 | 0 | 41.79 | 38.7 | 3 | 0
2035 | NYISO_G-I_2_NEISO | NYISO_G-I | NEISO | Internal | Summer | B10 | 1262 | 600 | 0 | 41.79 | 38.7 | 3 | 0
2035 | NYISO_G-I_2_NEISO | NYISO_G-I | NEISO | Internal | Winter | B16 | 25 | 600 | 0 | 56.52 | 53.51 | 3 | 0
2035 | NYISO_G-I_2_NEISO | NYISO_G-I | NEISO | Internal | Winter | B17 | 100 | 600 | 0 | 56.51 | 53.51 | 3 | 0
2035 | NYISO_G-I_2_NEISO | NYISO_G-I | NEISO | Internal | Winter | B18 | 400 | 600 | 0 | 56.51 | 53.51 | 3 | 0
2035 | NYISO_G-I_2_NEISO | NYISO_G-I | NEISO | Internal | Winter | B19 | 700 | 600 | 0 | 56.19 | 53.19 | 3 | 0
2035 | NYISO_G-I_2_NEISO | NYISO_G-I | NEISO | Internal | Winter | B20 | 935 | 600 | 0 | 53.23 | 53.19 | 3 | 0
2035 | NYISO_G-I_2_NYISO_A-F | NYISO_G-I | NYISO_A-F | Internal | Shoulder | B11 | 25 | 2637 | 0 | 53.81 | 53.79 | 0.01 | 0
2035 | NYISO_G-I_2_NYISO_A-F | NYISO_G-I | NYISO_A-F | Internal | Shoulder | B12 | 200 | 2637 | 0 | 45.82 | 45.81 | 0.01 | 0
2035 | NYISO_G-I_2_NYISO_A-F | NYISO_G-I | NYISO_A-F | Internal | Shoulder | B13 | 600 | 2637 | 0 | 45.79 | 45.77 | 0.01 | 0
2035 | NYISO_G-I_2_NYISO_A-F | NYISO_G-I | NYISO_A-F | Internal | Shoulder | B14 | 900 | 2637 | 0 | 45.34 | 45.33 | 0.01 | 0
2035 | NYISO_G-I_2_NYISO_A-F | NYISO_G-I | NYISO_A-F | Internal | Shoulder | B15 | 1203 | 2637 | 0 | 45.34 | 45.33 | 0.01 | 0
2035 | NYISO_G-I_2_NYISO_A-F | NYISO_G-I | NYISO_A-F | Internal | Summer | B1 | 10 | 2637 | 0 | 74.7 | 66.71 | 0.01 | 0
2035 | NYISO_G-I_2_NYISO_A-F | NYISO_G-I | NYISO_A-F | Internal | Summer | B2 | 25 | 2637 | 0 | 69.6 | 66.65 | 0.01 | 0
2035 | NYISO_G-I_2_NYISO_A-F | NYISO_G-I | NYISO_A-F | Internal | Summer | B3 | 75 | 2637 | 0 | 65.38 | 58.08 | 0.01 | 0
2035 | NYISO_G-I_2_NYISO_A-F | NYISO_G-I | NYISO_A-F | Internal | Summer | B4 | 100 | 2637 | 0 | 59.28 | 58.08 | 0.01 | 0
2035 | NYISO_G-I_2_NYISO_A-F | NYISO_G-I | NYISO_A-F | Internal | Summer | B5 | 200 | 2637 | 0 | 59.28 | 55.85 | 0.01 | 0
2035 | NYISO_G-I_2_NYISO_A-F | NYISO_G-I | NYISO_A-F | Internal | Summer | B6 | 300 | 2637 | 0 | 55.58 | 52.9 | 0.01 | 0
2035 | NYISO_G-I_2_NYISO_A-F | NYISO_G-I | NYISO_A-F | Internal | Summer | B7 | 400 | 2637 | 0 | 48.79 | 48.78 | 0.01 | 0
2035 | NYISO_G-I_2_NYISO_A-F | NYISO_G-I | NYISO_A-F | Internal | Summer | B8 | 500 | 2637 | 0 | 44.49 | 44.48 | 0.01 | 0
2035 | NYISO_G-I_2_NYISO_A-F | NYISO_G-I | NYISO_A-F | Internal | Summer | B9 | 800 | 2637 | 0 | 41.79 | 41.78 | 0.01 | 0
2035 | NYISO_G-I_2_NYISO_A-F | NYISO_G-I | NYISO_A-F | Internal | Summer | B10 | 1262 | 2637 | 0 | 41.79 | 41.78 | 0.01 | 0
2035 | NYISO_G-I_2_NYISO_A-F | NYISO_G-I | NYISO_A-F | Internal | Winter | B16 | 25 | 2637 | 0 | 56.52 | 56.51 | 0.01 | 0
2035 | NYISO_G-I_2_NYISO_A-F | NYISO_G-I | NYISO_A-F | Internal | Winter | B17 | 100 | 2637 | 0 | 56.51 | 53.22 | 0.01 | 0
2035 | NYISO_G-I_2_NYISO_A-F | NYISO_G-I | NYISO_A-F | Internal | Winter | B18 | 400 | 2637 | 0 | 56.51 | 53.22 | 0.01 | 0
2035 | NYISO_G-I_2_NYISO_A-F | NYISO_G-I | NYISO_A-F | Internal | Winter | B19 | 700 | 2637 | 0 | 56.19 | 53.22 | 0.01 | 0
2035 | NYISO_G-I_2_NYISO_A-F | NYISO_G-I | NYISO_A-F | Internal | Winter | B20 | 935 | 2637 | 0 | 53.23 | 53.22 | 0.01 | 0
2035 | NYISO_G-I_2_NYISO_J-K | NYISO_G-I | NYISO_J-K | Internal | Shoulder | B11 | 25 | 6130 | 2816.67 | 53.81 | 53.82 | 0.01 | 0
2035 | NYISO_G-I_2_NYISO_J-K | NYISO_G-I | NYISO_J-K | Internal | Shoulder | B12 | 200 | 6130 | 3821.72 | 45.82 | 45.83 | 0.01 | 0
2035 | NYISO_G-I_2_NYISO_J-K | NYISO_G-I | NYISO_J-K | Internal | Shoulder | B13 | 600 | 6130 | 4043.11 | 45.79 | 45.8 | 0.01 | 0
2035 | NYISO_G-I_2_NYISO_J-K | NYISO_G-I | NYISO_J-K | Internal | Shoulder | B14 | 900 | 6130 | 3299.06 | 45.34 | 45.35 | 0.01 | 0
2035 | NYISO_G-I_2_NYISO_J-K | NYISO_G-I | NYISO_J-K | Internal | Shoulder | B15 | 1203 | 6130 | 1553.89 | 45.34 | 45.35 | 0.01 | 0
2035 | NYISO_G-I_2_NYISO_J-K | NYISO_G-I | NYISO_J-K | Internal | Summer | B1 | 10 | 6130 | 2014.48 | 74.7 | 74.71 | 0.01 | 0
2035 | NYISO_G-I_2_NYISO_J-K | NYISO_G-I | NYISO_J-K | Internal | Summer | B2 | 25 | 6130 | 2082.21 | 69.6 | 69.61 | 0.01 | 0
2035 | NYISO_G-I_2_NYISO_J-K | NYISO_G-I | NYISO_J-K | Internal | Summer | B3 | 75 | 6130 | 2489.73 | 65.38 | 65.39 | 0.01 | 0
2035 | NYISO_G-I_2_NYISO_J-K | NYISO_G-I | NYISO_J-K | Internal | Summer | B4 | 100 | 6130 | 2780.93 | 59.28 | 59.29 | 0.01 | 0
2035 | NYISO_G-I_2_NYISO_J-K | NYISO_G-I | NYISO_J-K | Internal | Summer | B5 | 200 | 6130 | 2930.66 | 59.28 | 59.29 | 0.01 | 0
2035 | NYISO_G-I_2_NYISO_J-K | NYISO_G-I | NYISO_J-K | Internal | Summer | B6 | 300 | 6130 | 4644.14 | 55.58 | 55.6 | 0.01 | 0
2035 | NYISO_G-I_2_NYISO_J-K | NYISO_G-I | NYISO_J-K | Internal | Summer | B7 | 400 | 6130 | 4736.35 | 48.79 | 48.8 | 0.01 | 0
2035 | NYISO_G-I_2_NYISO_J-K | NYISO_G-I | NYISO_J-K | Internal | Summer | B8 | 500 | 6130 | 4377.95 | 44.49 | 44.5 | 0.01 | 0
2035 | NYISO_G-I_2_NYISO_J-K | NYISO_G-I | NYISO_J-K | Internal | Summer | B9 | 800 | 6130 | 3375.13 | 41.79 | 41.8 | 0.01 | 0
2035 | NYISO_G-I_2_NYISO_J-K | NYISO_G-I | NYISO_J-K | Internal | Summer | B10 | 1262 | 6130 | 1737.03 | 41.79 | 41.8 | 0.01 | 0
2035 | NYISO_G-I_2_NYISO_J-K | NYISO_G-I | NYISO_J-K | Internal | Winter | B16 | 25 | 6130 | 4719.31 | 56.52 | 56.53 | 0.01 | 0
2035 | NYISO_G-I_2_NYISO_J-K | NYISO_G-I | NYISO_J-K | Internal | Winter | B17 | 100 | 6130 | 4758.32 | 56.51 | 56.52 | 0.01 | 0
2035 | NYISO_G-I_2_NYISO_J-K | NYISO_G-I | NYISO_J-K | Internal | Winter | B18 | 400 | 6130 | 4932.76 | 56.51 | 56.52 | 0.01 | 0
2035 | NYISO_G-I_2_NYISO_J-K | NYISO_G-I | NYISO_J-K | Internal | Winter | B19 | 700 | 6130 | 4700.88 | 56.19 | 56.2 | 0.01 | 0
2035 | NYISO_G-I_2_NYISO_J-K | NYISO_G-I | NYISO_J-K | Internal | Winter | B20 | 935 | 6130 | 4289.48 | 53.23 | 53.25 | 0.01 | 0
2035 | NYISO_G-I_2_PJM_E | NYISO_G-I | PJM_E | Internal | Shoulder | B11 | 25 | 1500 | 1218.6 | 53.81 | 61.81 | 8 | 0
2035 | NYISO_G-I_2_PJM_E | NYISO_G-I | PJM_E | Internal | Shoulder | B12 | 200 | 1500 | 0 | 45.82 | 52.83 | 8 | 0
2035 | NYISO_G-I_2_PJM_E | NYISO_G-I | PJM_E | Internal | Shoulder | B13 | 600 | 1500 | 0 | 45.79 | 49.06 | 8 | 0
2035 | NYISO_G-I_2_PJM_E | NYISO_G-I | PJM_E | Internal | Shoulder | B14 | 900 | 1500 | 0 | 45.34 | 47.02 | 8 | 0
2035 | NYISO_G-I_2_PJM_E | NYISO_G-I | PJM_E | Internal | Shoulder | B15 | 1203 | 1500 | 0 | 45.34 | 44.04 | 8 | 0
2035 | NYISO_G-I_2_PJM_E | NYISO_G-I | PJM_E | Internal | Summer | B1 | 10 | 1500 | 1353.84 | 74.7 | 82.7 | 8 | 0
2035 | NYISO_G-I_2_PJM_E | NYISO_G-I | PJM_E | Internal | Summer | B2 | 25 | 1500 | 1461.42 | 69.6 | 77.6 | 8 | 0
2035 | NYISO_G-I_2_PJM_E | NYISO_G-I | PJM_E | Internal | Summer | B3 | 75 | 1500 | 1500 | 65.38 | 77.16 | 8 | 3.78
2035 | NYISO_G-I_2_PJM_E | NYISO_G-I | PJM_E | Internal | Summer | B4 | 100 | 1500 | 1500 | 59.28 | 77.16 | 8 | 9.88
2035 | NYISO_G-I_2_PJM_E | NYISO_G-I | PJM_E | Internal | Summer | B5 | 200 | 1500 | 1500 | 59.28 | 73.31 | 8 | 6.03
2035 | NYISO_G-I_2_PJM_E | NYISO_G-I | PJM_E | Internal | Summer | B6 | 300 | 1500 | 0 | 55.58 | 60.91 | 8 | 0
2035 | NYISO_G-I_2_PJM_E | NYISO_G-I | PJM_E | Internal | Summer | B7 | 400 | 1500 | 0 | 48.79 | 53.85 | 8 | 0
2035 | NYISO_G-I_2_PJM_E | NYISO_G-I | PJM_E | Internal | Summer | B8 | 500 | 1500 | 0 | 44.49 | 46.15 | 8 | 0
2035 | NYISO_G-I_2_PJM_E | NYISO_G-I | PJM_E | Internal | Summer | B9 | 800 | 1500 | 0 | 41.79 | 43.25 | 8 | 0
2035 | NYISO_G-I_2_PJM_E | NYISO_G-I | PJM_E | Internal | Summer | B10 | 1262 | 1500 | 0 | 41.79 | 39.95 | 8 | 0
2035 | NYISO_G-I_2_PJM_E | NYISO_G-I | PJM_E | Internal | Winter | B16 | 25 | 1500 | 81.86 | 56.52 | 64.52 | 8 | 0
2035 | NYISO_G-I_2_PJM_E | NYISO_G-I | PJM_E | Internal | Winter | B17 | 100 | 1500 | 0 | 56.51 | 57.98 | 8 | 0
2035 | NYISO_G-I_2_PJM_E | NYISO_G-I | PJM_E | Internal | Winter | B18 | 400 | 1500 | 0 | 56.51 | 52.52 | 8 | 0
2035 | NYISO_G-I_2_PJM_E | NYISO_G-I | PJM_E | Internal | Winter | B19 | 700 | 1500 | 0 | 56.19 | 52.52 | 8 | 0
2035 | NYISO_G-I_2_PJM_E | NYISO_G-I | PJM_E | Internal | Winter | B20 | 935 | 1500 | 0 | 53.23 | 47.23 | 8 | 0
2035 | NYISO_J-K_2_NEISO | NYISO_J-K | NEISO | Internal | Shoulder | B11 | 25 | 90 | 0 | 53.82 | 42.33 | 3 | 0
2035 | NYISO_J-K_2_NEISO | NYISO_J-K | NEISO | Internal | Shoulder | B12 | 200 | 90 | 0 | 45.83 | 42.33 | 3 | 0
2035 | NYISO_J-K_2_NEISO | NYISO_J-K | NEISO | Internal | Shoulder | B13 | 600 | 90 | 0 | 45.8 | 42.33 | 3 | 0
2035 | NYISO_J-K_2_NEISO | NYISO_J-K | NEISO | Internal | Shoulder | B14 | 900 | 90 | 0 | 45.35 | 42.33 | 3 | 0
2035 | NYISO_J-K_2_NEISO | NYISO_J-K | NEISO | Internal | Shoulder | B15 | 1203 | 90 | 0 | 45.35 | 42.33 | 3 | 0
2035 | NYISO_J-K_2_NEISO | NYISO_J-K | NEISO | Internal | Summer | B1 | 10 | 90 | 0 | 74.71 | 60.27 | 3 | 0
2035 | NYISO_J-K_2_NEISO | NYISO_J-K | NEISO | Internal | Summer | B2 | 25 | 90 | 0 | 69.61 | 55.37 | 3 | 0
2035 | NYISO_J-K_2_NEISO | NYISO_J-K | NEISO | Internal | Summer | B3 | 75 | 90 | 0 | 65.39 | 50.67 | 3 | 0
2035 | NYISO_J-K_2_NEISO | NYISO_J-K | NEISO | Internal | Summer | B4 | 100 | 90 | 0 | 59.29 | 38.7 | 3 | 0
2035 | NYISO_J-K_2_NEISO | NYISO_J-K | NEISO | Internal | Summer | B5 | 200 | 90 | 0 | 59.29 | 38.7 | 3 | 0
2035 | NYISO_J-K_2_NEISO | NYISO_J-K | NEISO | Internal | Summer | B6 | 300 | 90 | 0 | 55.6 | 38.7 | 3 | 0
2035 | NYISO_J-K_2_NEISO | NYISO_J-K | NEISO | Internal | Summer | B7 | 400 | 90 | 0 | 48.8 | 38.7 | 3 | 0
2035 | NYISO_J-K_2_NEISO | NYISO_J-K | NEISO | Internal | Summer | B8 | 500 | 90 | 0 | 44.5 | 38.7 | 3 | 0
2035 | NYISO_J-K_2_NEISO | NYISO_J-K | NEISO | Internal | Summer | B9 | 800 | 90 | 0 | 41.8 | 38.7 | 3 | 0
2035 | NYISO_J-K_2_NEISO | NYISO_J-K | NEISO | Internal | Summer | B10 | 1262 | 90 | 0 | 41.8 | 38.7 | 3 | 0
2035 | NYISO_J-K_2_NEISO | NYISO_J-K | NEISO | Internal | Winter | B16 | 25 | 90 | 0 | 56.53 | 53.51 | 3 | 0
2035 | NYISO_J-K_2_NEISO | NYISO_J-K | NEISO | Internal | Winter | B17 | 100 | 90 | 0 | 56.52 | 53.51 | 3 | 0
2035 | NYISO_J-K_2_NEISO | NYISO_J-K | NEISO | Internal | Winter | B18 | 400 | 90 | 0 | 56.52 | 53.51 | 3 | 0
2035 | NYISO_J-K_2_NEISO | NYISO_J-K | NEISO | Internal | Winter | B19 | 700 | 90 | 0 | 56.2 | 53.19 | 3 | 0
2035 | NYISO_J-K_2_NEISO | NYISO_J-K | NEISO | Internal | Winter | B20 | 935 | 90 | 0 | 53.25 | 53.19 | 3 | 0
2035 | NYISO_J-K_2_NYISO_G-I | NYISO_J-K | NYISO_G-I | Internal | Shoulder | B11 | 25 | 1999 | 0 | 53.82 | 53.81 | 0.01 | 0
2035 | NYISO_J-K_2_NYISO_G-I | NYISO_J-K | NYISO_G-I | Internal | Shoulder | B12 | 200 | 1999 | 0 | 45.83 | 45.82 | 0.01 | 0
2035 | NYISO_J-K_2_NYISO_G-I | NYISO_J-K | NYISO_G-I | Internal | Shoulder | B13 | 600 | 1999 | 0 | 45.8 | 45.79 | 0.01 | 0
2035 | NYISO_J-K_2_NYISO_G-I | NYISO_J-K | NYISO_G-I | Internal | Shoulder | B14 | 900 | 1999 | 0 | 45.35 | 45.34 | 0.01 | 0
2035 | NYISO_J-K_2_NYISO_G-I | NYISO_J-K | NYISO_G-I | Internal | Shoulder | B15 | 1203 | 1999 | 0 | 45.35 | 45.34 | 0.01 | 0
2035 | NYISO_J-K_2_NYISO_G-I | NYISO_J-K | NYISO_G-I | Internal | Summer | B1 | 10 | 1999 | 0 | 74.71 | 74.7 | 0.01 | 0
2035 | NYISO_J-K_2_NYISO_G-I | NYISO_J-K | NYISO_G-I | Internal | Summer | B2 | 25 | 1999 | 0 | 69.61 | 69.6 | 0.01 | 0
2035 | NYISO_J-K_2_NYISO_G-I | NYISO_J-K | NYISO_G-I | Internal | Summer | B3 | 75 | 1999 | 0 | 65.39 | 65.38 | 0.01 | 0
2035 | NYISO_J-K_2_NYISO_G-I | NYISO_J-K | NYISO_G-I | Internal | Summer | B4 | 100 | 1999 | 0 | 59.29 | 59.28 | 0.01 | 0
2035 | NYISO_J-K_2_NYISO_G-I | NYISO_J-K | NYISO_G-I | Internal | Summer | B5 | 200 | 1999 | 0 | 59.29 | 59.28 | 0.01 | 0
2035 | NYISO_J-K_2_NYISO_G-I | NYISO_J-K | NYISO_G-I | Internal | Summer | B6 | 300 | 1999 | 0 | 55.6 | 55.58 | 0.01 | 0
2035 | NYISO_J-K_2_NYISO_G-I | NYISO_J-K | NYISO_G-I | Internal | Summer | B7 | 400 | 1999 | 0 | 48.8 | 48.79 | 0.01 | 0
2035 | NYISO_J-K_2_NYISO_G-I | NYISO_J-K | NYISO_G-I | Internal | Summer | B8 | 500 | 1999 | 0 | 44.5 | 44.49 | 0.01 | 0
2035 | NYISO_J-K_2_NYISO_G-I | NYISO_J-K | NYISO_G-I | Internal | Summer | B9 | 800 | 1999 | 0 | 41.8 | 41.79 | 0.01 | 0
2035 | NYISO_J-K_2_NYISO_G-I | NYISO_J-K | NYISO_G-I | Internal | Summer | B10 | 1262 | 1999 | 0 | 41.8 | 41.79 | 0.01 | 0
2035 | NYISO_J-K_2_NYISO_G-I | NYISO_J-K | NYISO_G-I | Internal | Winter | B16 | 25 | 1999 | 0 | 56.53 | 56.52 | 0.01 | 0
2035 | NYISO_J-K_2_NYISO_G-I | NYISO_J-K | NYISO_G-I | Internal | Winter | B17 | 100 | 1999 | 0 | 56.52 | 56.51 | 0.01 | 0
2035 | NYISO_J-K_2_NYISO_G-I | NYISO_J-K | NYISO_G-I | Internal | Winter | B18 | 400 | 1999 | 0 | 56.52 | 56.51 | 0.01 | 0
2035 | NYISO_J-K_2_NYISO_G-I | NYISO_J-K | NYISO_G-I | Internal | Winter | B19 | 700 | 1999 | 0 | 56.2 | 56.19 | 0.01 | 0
2035 | NYISO_J-K_2_NYISO_G-I | NYISO_J-K | NYISO_G-I | Internal | Winter | B20 | 935 | 1999 | 0 | 53.25 | 53.23 | 0.01 | 0
2035 | NYISO_J-K_2_PJM_E | NYISO_J-K | PJM_E | Internal | Shoulder | B11 | 25 | 330 | 0 | 53.82 | 61.81 | 8 | 0
2035 | NYISO_J-K_2_PJM_E | NYISO_J-K | PJM_E | Internal | Shoulder | B12 | 200 | 330 | 0 | 45.83 | 52.83 | 8 | 0
2035 | NYISO_J-K_2_PJM_E | NYISO_J-K | PJM_E | Internal | Shoulder | B13 | 600 | 330 | 0 | 45.8 | 49.06 | 8 | 0
2035 | NYISO_J-K_2_PJM_E | NYISO_J-K | PJM_E | Internal | Shoulder | B14 | 900 | 330 | 0 | 45.35 | 47.02 | 8 | 0
2035 | NYISO_J-K_2_PJM_E | NYISO_J-K | PJM_E | Internal | Shoulder | B15 | 1203 | 330 | 0 | 45.35 | 44.04 | 8 | 0
2035 | NYISO_J-K_2_PJM_E | NYISO_J-K | PJM_E | Internal | Summer | B1 | 10 | 330 | 0 | 74.71 | 82.7 | 8 | 0
2035 | NYISO_J-K_2_PJM_E | NYISO_J-K | PJM_E | Internal | Summer | B2 | 25 | 330 | 0 | 69.61 | 77.6 | 8 | 0
2035 | NYISO_J-K_2_PJM_E | NYISO_J-K | PJM_E | Internal | Summer | B3 | 75 | 330 | 330 | 65.39 | 77.16 | 8 | 3.77
2035 | NYISO_J-K_2_PJM_E | NYISO_J-K | PJM_E | Internal | Summer | B4 | 100 | 330 | 330 | 59.29 | 77.16 | 8 | 9.87
2035 | NYISO_J-K_2_PJM_E | NYISO_J-K | PJM_E | Internal | Summer | B5 | 200 | 330 | 330 | 59.29 | 73.31 | 8 | 6.02
2035 | NYISO_J-K_2_PJM_E | NYISO_J-K | PJM_E | Internal | Summer | B6 | 300 | 330 | 0 | 55.6 | 60.91 | 8 | 0
2035 | NYISO_J-K_2_PJM_E | NYISO_J-K | PJM_E | Internal | Summer | B7 | 400 | 330 | 0 | 48.8 | 53.85 | 8 | 0
2035 | NYISO_J-K_2_PJM_E | NYISO_J-K | PJM_E | Internal | Summer | B8 | 500 | 330 | 0 | 44.5 | 46.15 | 8 | 0
2035 | NYISO_J-K_2_PJM_E | NYISO_J-K | PJM_E | Internal | Summer | B9 | 800 | 330 | 0 | 41.8 | 43.25 | 8 | 0
2035 | NYISO_J-K_2_PJM_E | NYISO_J-K | PJM_E | Internal | Summer | B10 | 1262 | 330 | 0 | 41.8 | 39.95 | 8 | 0
2035 | NYISO_J-K_2_PJM_E | NYISO_J-K | PJM_E | Internal | Winter | B16 | 25 | 330 | 0 | 56.53 | 64.52 | 8 | 0
2035 | NYISO_J-K_2_PJM_E | NYISO_J-K | PJM_E | Internal | Winter | B17 | 100 | 330 | 0 | 56.52 | 57.98 | 8 | 0
2035 | NYISO_J-K_2_PJM_E | NYISO_J-K | PJM_E | Internal | Winter | B18 | 400 | 330 | 0 | 56.52 | 52.52 | 8 | 0
2035 | NYISO_J-K_2_PJM_E | NYISO_J-K | PJM_E | Internal | Winter | B19 | 700 | 330 | 0 | 56.2 | 52.52 | 8 | 0
2035 | NYISO_J-K_2_PJM_E | NYISO_J-K | PJM_E | Internal | Winter | B20 | 935 | 330 | 0 | 53.25 | 47.23 | 8 | 0
2035 | PJM_E_2_NYISO_G-I | PJM_E | NYISO_G-I | Internal | Shoulder | B11 | 25 | 500 | 0 | 61.81 | 53.81 | 6 | 0
2035 | PJM_E_2_NYISO_G-I | PJM_E | NYISO_G-I | Internal | Shoulder | B12 | 200 | 500 | 0 | 52.83 | 45.82 | 6 | 0
2035 | PJM_E_2_NYISO_G-I | PJM_E | NYISO_G-I | Internal | Shoulder | B13 | 600 | 500 | 0 | 49.06 | 45.79 | 6 | 0
2035 | PJM_E_2_NYISO_G-I | PJM_E | NYISO_G-I | Internal | Shoulder | B14 | 900 | 500 | 0 | 47.02 | 45.34 | 6 | 0
2035 | PJM_E_2_NYISO_G-I | PJM_E | NYISO_G-I | Internal | Shoulder | B15 | 1203 | 500 | 0 | 44.04 | 45.34 | 6 | 0
2035 | PJM_E_2_NYISO_G-I | PJM_E | NYISO_G-I | Internal | Summer | B1 | 10 | 500 | 0 | 82.7 | 74.7 | 6 | 0
2035 | PJM_E_2_NYISO_G-I | PJM_E | NYISO_G-I | Internal | Summer | B2 | 25 | 500 | 0 | 77.6 | 69.6 | 6 | 0
2035 | PJM_E_2_NYISO_G-I | PJM_E | NYISO_G-I | Internal | Summer | B3 | 75 | 500 | 0 | 77.16 | 65.38 | 6 | 0
2035 | PJM_E_2_NYISO_G-I | PJM_E | NYISO_G-I | Internal | Summer | B4 | 100 | 500 | 0 | 77.16 | 59.28 | 6 | 0
2035 | PJM_E_2_NYISO_G-I | PJM_E | NYISO_G-I | Internal | Summer | B5 | 200 | 500 | 0 | 73.31 | 59.28 | 6 | 0
2035 | PJM_E_2_NYISO_G-I | PJM_E | NYISO_G-I | Internal | Summer | B6 | 300 | 500 | 0 | 60.91 | 55.58 | 6 | 0
2035 | PJM_E_2_NYISO_G-I | PJM_E | NYISO_G-I | Internal | Summer | B7 | 400 | 500 | 0 | 53.85 | 48.79 | 6 | 0
2035 | PJM_E_2_NYISO_G-I | PJM_E | NYISO_G-I | Internal | Summer | B8 | 500 | 500 | 0 | 46.15 | 44.49 | 6 | 0
2035 | PJM_E_2_NYISO_G-I | PJM_E | NYISO_G-I | Internal | Summer | B9 | 800 | 500 | 0 | 43.25 | 41.79 | 6 | 0
2035 | PJM_E_2_NYISO_G-I | PJM_E | NYISO_G-I | Internal | Summer | B10 | 1262 | 500 | 0 | 39.95 | 41.79 | 6 | 0
2035 | PJM_E_2_NYISO_G-I | PJM_E | NYISO_G-I | Internal | Winter | B16 | 25 | 500 | 0 | 64.52 | 56.52 | 6 | 0
2035 | PJM_E_2_NYISO_G-I | PJM_E | NYISO_G-I | Internal | Winter | B17 | 100 | 500 | 0 | 57.98 | 56.51 | 6 | 0
2035 | PJM_E_2_NYISO_G-I | PJM_E | NYISO_G-I | Internal | Winter | B18 | 400 | 500 | 0 | 52.52 | 56.51 | 6 | 0
2035 | PJM_E_2_NYISO_G-I | PJM_E | NYISO_G-I | Internal | Winter | B19 | 700 | 500 | 0 | 52.52 | 56.19 | 6 | 0
2035 | PJM_E_2_NYISO_G-I | PJM_E | NYISO_G-I | Internal | Winter | B20 | 935 | 500 | 83.27 | 47.23 | 53.23 | 6 | 0
2035 | PJM_E_2_NYISO_J-K | PJM_E | NYISO_J-K | Internal | Shoulder | B11 | 25 | 330 | 0 | 61.81 | 53.82 | 6 | 0
2035 | PJM_E_2_NYISO_J-K | PJM_E | NYISO_J-K | Internal | Shoulder | B12 | 200 | 330 | 0 | 52.83 | 45.83 | 6 | 0
2035 | PJM_E_2_NYISO_J-K | PJM_E | NYISO_J-K | Internal | Shoulder | B13 | 600 | 330 | 0 | 49.06 | 45.8 | 6 | 0
2035 | PJM_E_2_NYISO_J-K | PJM_E | NYISO_J-K | Internal | Shoulder | B14 | 900 | 330 | 0 | 47.02 | 45.35 | 6 | 0
2035 | PJM_E_2_NYISO_J-K | PJM_E | NYISO_J-K | Internal | Shoulder | B15 | 1203 | 330 | 0 | 44.04 | 45.35 | 6 | 0
2035 | PJM_E_2_NYISO_J-K | PJM_E | NYISO_J-K | Internal | Summer | B1 | 10 | 330 | 0 | 82.7 | 74.71 | 6 | 0
2035 | PJM_E_2_NYISO_J-K | PJM_E | NYISO_J-K | Internal | Summer | B2 | 25 | 330 | 0 | 77.6 | 69.61 | 6 | 0
2035 | PJM_E_2_NYISO_J-K | PJM_E | NYISO_J-K | Internal | Summer | B3 | 75 | 330 | 0 | 77.16 | 65.39 | 6 | 0
2035 | PJM_E_2_NYISO_J-K | PJM_E | NYISO_J-K | Internal | Summer | B4 | 100 | 330 | 0 | 77.16 | 59.29 | 6 | 0
2035 | PJM_E_2_NYISO_J-K | PJM_E | NYISO_J-K | Internal | Summer | B5 | 200 | 330 | 0 | 73.31 | 59.29 | 6 | 0
2035 | PJM_E_2_NYISO_J-K | PJM_E | NYISO_J-K | Internal | Summer | B6 | 300 | 330 | 0 | 60.91 | 55.6 | 6 | 0
2035 | PJM_E_2_NYISO_J-K | PJM_E | NYISO_J-K | Internal | Summer | B7 | 400 | 330 | 0 | 53.85 | 48.8 | 6 | 0
2035 | PJM_E_2_NYISO_J-K | PJM_E | NYISO_J-K | Internal | Summer | B8 | 500 | 330 | 0 | 46.15 | 44.5 | 6 | 0
2035 | PJM_E_2_NYISO_J-K | PJM_E | NYISO_J-K | Internal | Summer | B9 | 800 | 330 | 0 | 43.25 | 41.8 | 6 | 0
2035 | PJM_E_2_NYISO_J-K | PJM_E | NYISO_J-K | Internal | Summer | B10 | 1262 | 330 | 0 | 39.95 | 41.8 | 6 | 0
2035 | PJM_E_2_NYISO_J-K | PJM_E | NYISO_J-K | Internal | Winter | B16 | 25 | 330 | 0 | 64.52 | 56.53 | 6 | 0
2035 | PJM_E_2_NYISO_J-K | PJM_E | NYISO_J-K | Internal | Winter | B17 | 100 | 330 | 0 | 57.98 | 56.52 | 6 | 0
2035 | PJM_E_2_NYISO_J-K | PJM_E | NYISO_J-K | Internal | Winter | B18 | 400 | 330 | 0 | 52.52 | 56.52 | 6 | 0
2035 | PJM_E_2_NYISO_J-K | PJM_E | NYISO_J-K | Internal | Winter | B19 | 700 | 330 | 0 | 52.52 | 56.2 | 6 | 0
2035 | PJM_E_2_NYISO_J-K | PJM_E | NYISO_J-K | Internal | Winter | B20 | 935 | 330 | 330 | 47.23 | 53.25 | 6 | 0.01
2035 | PJM_E_2_PJM_ROM | PJM_E | PJM_ROM | Internal | Shoulder | B11 | 25 | 8000 | 4248.16 | 61.81 | 61.82 | 0.01 | 0
2035 | PJM_E_2_PJM_ROM | PJM_E | PJM_ROM | Internal | Shoulder | B12 | 200 | 8000 | 1503.3 | 52.83 | 52.84 | 0.01 | 0
2035 | PJM_E_2_PJM_ROM | PJM_E | PJM_ROM | Internal | Shoulder | B13 | 600 | 8000 | 1012.44 | 49.06 | 49.07 | 0.01 | 0
2035 | PJM_E_2_PJM_ROM | PJM_E | PJM_ROM | Internal | Shoulder | B14 | 900 | 8000 | 637.4 | 47.02 | 47.03 | 0.01 | 0
2035 | PJM_E_2_PJM_ROM | PJM_E | PJM_ROM | Internal | Shoulder | B15 | 1203 | 8000 | 0 | 44.04 | 44.02 | 0.01 | 0
2035 | PJM_E_2_PJM_ROM | PJM_E | PJM_ROM | Internal | Summer | B1 | 10 | 8000 | 0 | 82.7 | 82.69 | 0.01 | 0
2035 | PJM_E_2_PJM_ROM | PJM_E | PJM_ROM | Internal | Summer | B2 | 25 | 8000 | 0 | 77.6 | 77.59 | 0.01 | 0
2035 | PJM_E_2_PJM_ROM | PJM_E | PJM_ROM | Internal | Summer | B3 | 75 | 8000 | 1337.69 | 77.16 | 77.17 | 0.01 | 0
2035 | PJM_E_2_PJM_ROM | PJM_E | PJM_ROM | Internal | Summer | B4 | 100 | 8000 | 3500.23 | 77.16 | 77.17 | 0.01 | 0
2035 | PJM_E_2_PJM_ROM | PJM_E | PJM_ROM | Internal | Summer | B5 | 200 | 8000 | 4675.48 | 73.31 | 73.33 | 0.01 | 0
2035 | PJM_E_2_PJM_ROM | PJM_E | PJM_ROM | Internal | Summer | B6 | 300 | 8000 | 0 | 60.91 | 60.9 | 0.01 | 0
2035 | PJM_E_2_PJM_ROM | PJM_E | PJM_ROM | Internal | Summer | B7 | 400 | 8000 | 610.45 | 53.85 | 53.86 | 0.01 | 0
2035 | PJM_E_2_PJM_ROM | PJM_E | PJM_ROM | Internal | Summer | B8 | 500 | 8000 | 313.88 | 46.15 | 46.16 | 0.01 | 0
2035 | PJM_E_2_PJM_ROM | PJM_E | PJM_ROM | Internal | Summer | B9 | 800 | 8000 | 0 | 43.25 | 43.23 | 0.01 | 0
2035 | PJM_E_2_PJM_ROM | PJM_E | PJM_ROM | Internal | Summer | B10 | 1262 | 8000 | 0 | 39.95 | 39.94 | 0.01 | 0
2035 | PJM_E_2_PJM_ROM | PJM_E | PJM_ROM | Internal | Winter | B16 | 25 | 8000 | 0 | 64.52 | 64.51 | 0.01 | 0
2035 | PJM_E_2_PJM_ROM | PJM_E | PJM_ROM | Internal | Winter | B17 | 100 | 8000 | 0 | 57.98 | 57.96 | 0.01 | 0
2035 | PJM_E_2_PJM_ROM | PJM_E | PJM_ROM | Internal | Winter | B18 | 400 | 8000 | 0 | 52.52 | 52.51 | 0.01 | 0
2035 | PJM_E_2_PJM_ROM | PJM_E | PJM_ROM | Internal | Winter | B19 | 700 | 8000 | 0 | 52.52 | 52.51 | 0.01 | 0
2035 | PJM_E_2_PJM_ROM | PJM_E | PJM_ROM | Internal | Winter | B20 | 935 | 8000 | 0 | 47.23 | 47.22 | 0.01 | 0
2035 | PJM_ROR_2_MISO_IN | PJM_ROR | MISO_IN | Internal | Shoulder | B11 | 25 | 909 | 0 | 61.83 | 59.85 | 2 | 0
2035 | PJM_ROR_2_MISO_IN | PJM_ROR | MISO_IN | Internal | Shoulder | B12 | 200 | 909 | 0 | 52.83 | 54.82 | 2 | 0
2035 | PJM_ROR_2_MISO_IN | PJM_ROR | MISO_IN | Internal | Shoulder | B13 | 600 | 909 | 0 | 49.06 | 51.04 | 2 | 0
2035 | PJM_ROR_2_MISO_IN | PJM_ROR | MISO_IN | Internal | Shoulder | B14 | 900 | 909 | 0 | 47.02 | 47.86 | 2 | 0
2035 | PJM_ROR_2_MISO_IN | PJM_ROR | MISO_IN | Internal | Shoulder | B15 | 1203 | 909 | 0 | 44.01 | 42.01 | 2 | 0
2035 | PJM_ROR_2_MISO_IN | PJM_ROR | MISO_IN | Internal | Summer | B1 | 10 | 909 | 0 | 82.68 | 80.7 | 2 | 0
2035 | PJM_ROR_2_MISO_IN | PJM_ROR | MISO_IN | Internal | Summer | B2 | 25 | 909 | 909 | 77.58 | 80.64 | 2 | 1.06
2035 | PJM_ROR_2_MISO_IN | PJM_ROR | MISO_IN | Internal | Summer | B3 | 75 | 909 | 0 | 77.18 | 78.64 | 2 | 0
2035 | PJM_ROR_2_MISO_IN | PJM_ROR | MISO_IN | Internal | Summer | B4 | 100 | 909 | 0 | 77.18 | 75.6 | 2 | 0
2035 | PJM_ROR_2_MISO_IN | PJM_ROR | MISO_IN | Internal | Summer | B5 | 200 | 909 | 581.33 | 73.34 | 75.34 | 2 | 0
2035 | PJM_ROR_2_MISO_IN | PJM_ROR | MISO_IN | Internal | Summer | B6 | 300 | 909 | 0 | 60.89 | 59.4 | 2 | 0
2035 | PJM_ROR_2_MISO_IN | PJM_ROR | MISO_IN | Internal | Summer | B7 | 400 | 909 | 0 | 53.85 | 51.95 | 2 | 0
2035 | PJM_ROR_2_MISO_IN | PJM_ROR | MISO_IN | Internal | Summer | B8 | 500 | 909 | 0 | 46.15 | 44.17 | 2 | 0
2035 | PJM_ROR_2_MISO_IN | PJM_ROR | MISO_IN | Internal | Summer | B9 | 800 | 909 | 0 | 43.22 | 41.25 | 2 | 0
2035 | PJM_ROR_2_MISO_IN | PJM_ROR | MISO_IN | Internal | Summer | B10 | 1262 | 909 | 0 | 39.93 | 37.82 | 2 | 0
2035 | PJM_ROR_2_MISO_IN | PJM_ROR | MISO_IN | Internal | Winter | B16 | 25 | 909 | 0 | 64.5 | 63.15 | 2 | 0
2035 | PJM_ROR_2_MISO_IN | PJM_ROR | MISO_IN | Internal | Winter | B17 | 100 | 909 | 0 | 57.95 | 57.41 | 2 | 0
2035 | PJM_ROR_2_MISO_IN | PJM_ROR | MISO_IN | Internal | Winter | B18 | 400 | 909 | 0 | 51.91 | 53.9 | 2 | 0
2035 | PJM_ROR_2_MISO_IN | PJM_ROR | MISO_IN | Internal | Winter | B19 | 700 | 909 | 0 | 49.69 | 47.69 | 2 | 0
2035 | PJM_ROR_2_MISO_IN | PJM_ROR | MISO_IN | Internal | Winter | B20 | 935 | 909 | 0 | 43.72 | 41.27 | 2 | 0
2035 | PJM_ROR_2_MISO_MI | PJM_ROR | MISO_MI | Internal | Shoulder | B11 | 25 | 1305 | 0 | 61.83 | 59.84 | 2 | 0
2035 | PJM_ROR_2_MISO_MI | PJM_ROR | MISO_MI | Internal | Shoulder | B12 | 200 | 1305 | 1140.26 | 52.83 | 54.83 | 2 | 0
2035 | PJM_ROR_2_MISO_MI | PJM_ROR | MISO_MI | Internal | Shoulder | B13 | 600 | 1305 | 750.14 | 49.06 | 51.06 | 2 | 0
2035 | PJM_ROR_2_MISO_MI | PJM_ROR | MISO_MI | Internal | Shoulder | B14 | 900 | 1305 | 0 | 47.02 | 47.87 | 2 | 0
2035 | PJM_ROR_2_MISO_MI | PJM_ROR | MISO_MI | Internal | Shoulder | B15 | 1203 | 1305 | 0 | 44.01 | 42.02 | 2 | 0
2035 | PJM_ROR_2_MISO_MI | PJM_ROR | MISO_MI | Internal | Summer | B1 | 10 | 1305 | 0 | 82.68 | 80.71 | 2 | 0
2035 | PJM_ROR_2_MISO_MI | PJM_ROR | MISO_MI | Internal | Summer | B2 | 25 | 1305 | 1305 | 77.58 | 80.65 | 2 | 1.07
2035 | PJM_ROR_2_MISO_MI | PJM_ROR | MISO_MI | Internal | Summer | B3 | 75 | 1305 | 0 | 77.18 | 78.66 | 2 | 0
2035 | PJM_ROR_2_MISO_MI | PJM_ROR | MISO_MI | Internal | Summer | B4 | 100 | 1305 | 0 | 77.18 | 75.59 | 2 | 0
2035 | PJM_ROR_2_MISO_MI | PJM_ROR | MISO_MI | Internal | Summer | B5 | 200 | 1305 | 491.53 | 73.34 | 75.34 | 2 | 0
2035 | PJM_ROR_2_MISO_MI | PJM_ROR | MISO_MI | Internal | Summer | B6 | 300 | 1305 | 0 | 60.89 | 59.39 | 2 | 0
2035 | PJM_ROR_2_MISO_MI | PJM_ROR | MISO_MI | Internal | Summer | B7 | 400 | 1305 | 0 | 53.85 | 51.96 | 2 | 0
2035 | PJM_ROR_2_MISO_MI | PJM_ROR | MISO_MI | Internal | Summer | B8 | 500 | 1305 | 0 | 46.15 | 46.51 | 2 | 0
2035 | PJM_ROR_2_MISO_MI | PJM_ROR | MISO_MI | Internal | Summer | B9 | 800 | 1305 | 0 | 43.22 | 41.75 | 2 | 0
2035 | PJM_ROR_2_MISO_MI | PJM_ROR | MISO_MI | Internal | Summer | B10 | 1262 | 1305 | 0 | 39.93 | 37.93 | 2 | 0
2035 | PJM_ROR_2_MISO_MI | PJM_ROR | MISO_MI | Internal | Winter | B16 | 25 | 1305 | 0 | 64.5 | 63.16 | 2 | 0
2035 | PJM_ROR_2_MISO_MI | PJM_ROR | MISO_MI | Internal | Winter | B17 | 100 | 1305 | 0 | 57.95 | 57.42 | 2 | 0
2035 | PJM_ROR_2_MISO_MI | PJM_ROR | MISO_MI | Internal | Winter | B18 | 400 | 1305 | 59.93 | 51.91 | 53.91 | 2 | 0
2035 | PJM_ROR_2_MISO_MI | PJM_ROR | MISO_MI | Internal | Winter | B19 | 700 | 1305 | 0 | 49.69 | 47.7 | 2 | 0
2035 | PJM_ROR_2_MISO_MI | PJM_ROR | MISO_MI | Internal | Winter | B20 | 935 | 1305 | 0 | 43.72 | 41.28 | 2 | 0
2035 | PJM_ROR_2_MISO_MO-IL | PJM_ROR | MISO_MO-IL | Internal | Shoulder | B11 | 25 | 1111 | 0 | 61.83 | 59.84 | 2 | 0
2035 | PJM_ROR_2_MISO_MO-IL | PJM_ROR | MISO_MO-IL | Internal | Shoulder | B12 | 200 | 1111 | 0 | 52.83 | 50.84 | 2 | 0
2035 | PJM_ROR_2_MISO_MO-IL | PJM_ROR | MISO_MO-IL | Internal | Shoulder | B13 | 600 | 1111 | 0 | 49.06 | 47.07 | 2 | 0
2035 | PJM_ROR_2_MISO_MO-IL | PJM_ROR | MISO_MO-IL | Internal | Shoulder | B14 | 900 | 1111 | 0 | 47.02 | 42.61 | 2 | 0
2035 | PJM_ROR_2_MISO_MO-IL | PJM_ROR | MISO_MO-IL | Internal | Shoulder | B15 | 1203 | 1111 | 0 | 44.01 | 40 | 2 | 0
2035 | PJM_ROR_2_MISO_MO-IL | PJM_ROR | MISO_MO-IL | Internal | Summer | B1 | 10 | 1111 | 0 | 82.68 | 80.69 | 2 | 0
2035 | PJM_ROR_2_MISO_MO-IL | PJM_ROR | MISO_MO-IL | Internal | Summer | B2 | 25 | 1111 | 0 | 77.58 | 78.76 | 2 | 0
2035 | PJM_ROR_2_MISO_MO-IL | PJM_ROR | MISO_MO-IL | Internal | Summer | B3 | 75 | 1111 | 0 | 77.18 | 78.63 | 2 | 0
2035 | PJM_ROR_2_MISO_MO-IL | PJM_ROR | MISO_MO-IL | Internal | Summer | B4 | 100 | 1111 | 0 | 77.18 | 75.59 | 2 | 0
2035 | PJM_ROR_2_MISO_MO-IL | PJM_ROR | MISO_MO-IL | Internal | Summer | B5 | 200 | 1111 | 0 | 73.34 | 75.33 | 2 | 0
2035 | PJM_ROR_2_MISO_MO-IL | PJM_ROR | MISO_MO-IL | Internal | Summer | B6 | 300 | 1111 | 0 | 60.89 | 59.39 | 2 | 0
2035 | PJM_ROR_2_MISO_MO-IL | PJM_ROR | MISO_MO-IL | Internal | Summer | B7 | 400 | 1111 | 0 | 53.85 | 51.94 | 2 | 0
2035 | PJM_ROR_2_MISO_MO-IL | PJM_ROR | MISO_MO-IL | Internal | Summer | B8 | 500 | 1111 | 0 | 46.15 | 44.16 | 2 | 0
2035 | PJM_ROR_2_MISO_MO-IL | PJM_ROR | MISO_MO-IL | Internal | Summer | B9 | 800 | 1111 | 0 | 43.22 | 41.23 | 2 | 0
2035 | PJM_ROR_2_MISO_MO-IL | PJM_ROR | MISO_MO-IL | Internal | Summer | B10 | 1262 | 1111 | 0 | 39.93 | 37.81 | 2 | 0
2035 | PJM_ROR_2_MISO_MO-IL | PJM_ROR | MISO_MO-IL | Internal | Winter | B16 | 25 | 1111 | 0 | 64.5 | 62.46 | 2 | 0
2035 | PJM_ROR_2_MISO_MO-IL | PJM_ROR | MISO_MO-IL | Internal | Winter | B17 | 100 | 1111 | 0 | 57.95 | 54.56 | 2 | 0
2035 | PJM_ROR_2_MISO_MO-IL | PJM_ROR | MISO_MO-IL | Internal | Winter | B18 | 400 | 1111 | 0 | 51.91 | 46.58 | 2 | 0
2035 | PJM_ROR_2_MISO_MO-IL | PJM_ROR | MISO_MO-IL | Internal | Winter | B19 | 700 | 1111 | 0 | 49.69 | 43.25 | 2 | 0
2035 | PJM_ROR_2_MISO_MO-IL | PJM_ROR | MISO_MO-IL | Internal | Winter | B20 | 935 | 1111 | 0 | 43.72 | 39.9 | 2 | 0
2035 | PJM_ROR_2_MISO_W | PJM_ROR | MISO_W | Internal | Shoulder | B11 | 25 | 10071 | 0 | 61.83 | 59.83 | 2 | 0
2035 | PJM_ROR_2_MISO_W | PJM_ROR | MISO_W | Internal | Shoulder | B12 | 200 | 10071 | 0 | 52.83 | 50.83 | 2 | 0
2035 | PJM_ROR_2_MISO_W | PJM_ROR | MISO_W | Internal | Shoulder | B13 | 600 | 10071 | 0 | 49.06 | 47.06 | 2 | 0
2035 | PJM_ROR_2_MISO_W | PJM_ROR | MISO_W | Internal | Shoulder | B14 | 900 | 10071 | 0 | 47.02 | 39.34 | 2 | 0
2035 | PJM_ROR_2_MISO_W | PJM_ROR | MISO_W | Internal | Shoulder | B15 | 1203 | 10071 | 0 | 44.01 | 35.64 | 2 | 0
2035 | PJM_ROR_2_MISO_W | PJM_ROR | MISO_W | Internal | Summer | B1 | 10 | 10071 | 0 | 82.68 | 80.68 | 2 | 0
2035 | PJM_ROR_2_MISO_W | PJM_ROR | MISO_W | Internal | Summer | B2 | 25 | 10071 | 0 | 77.58 | 75.58 | 2 | 0
2035 | PJM_ROR_2_MISO_W | PJM_ROR | MISO_W | Internal | Summer | B3 | 75 | 10071 | 0 | 77.18 | 78.62 | 2 | 0
2035 | PJM_ROR_2_MISO_W | PJM_ROR | MISO_W | Internal | Summer | B4 | 100 | 10071 | 0 | 77.18 | 75.58 | 2 | 0
2035 | PJM_ROR_2_MISO_W | PJM_ROR | MISO_W | Internal | Summer | B5 | 200 | 10071 | 0 | 73.34 | 75.31 | 2 | 0
2035 | PJM_ROR_2_MISO_W | PJM_ROR | MISO_W | Internal | Summer | B6 | 300 | 10071 | 0 | 60.89 | 59.37 | 2 | 0
2035 | PJM_ROR_2_MISO_W | PJM_ROR | MISO_W | Internal | Summer | B7 | 400 | 10071 | 0 | 53.85 | 51.93 | 2 | 0
2035 | PJM_ROR_2_MISO_W | PJM_ROR | MISO_W | Internal | Summer | B8 | 500 | 10071 | 0 | 46.15 | 44.15 | 2 | 0
2035 | PJM_ROR_2_MISO_W | PJM_ROR | MISO_W | Internal | Summer | B9 | 800 | 10071 | 0 | 43.22 | 41.22 | 2 | 0
2035 | PJM_ROR_2_MISO_W | PJM_ROR | MISO_W | Internal | Summer | B10 | 1262 | 10071 | 0 | 39.93 | 37.8 | 2 | 0
2035 | PJM_ROR_2_MISO_W | PJM_ROR | MISO_W | Internal | Winter | B16 | 25 | 10071 | 0 | 64.5 | 43.24 | 2 | 0
2035 | PJM_ROR_2_MISO_W | PJM_ROR | MISO_W | Internal | Winter | B17 | 100 | 10071 | 0 | 57.95 | 43.21 | 2 | 0
2035 | PJM_ROR_2_MISO_W | PJM_ROR | MISO_W | Internal | Winter | B18 | 400 | 10071 | 0 | 51.91 | 46.57 | 2 | 0
2035 | PJM_ROR_2_MISO_W | PJM_ROR | MISO_W | Internal | Winter | B19 | 700 | 10071 | 0 | 49.69 | 43.24 | 2 | 0
2035 | PJM_ROR_2_MISO_W | PJM_ROR | MISO_W | Internal | Winter | B20 | 935 | 10071 | 0 | 43.72 | 35.17 | 2 | 0
2035 | PJM_ROR_2_MISO_WUMS | PJM_ROR | MISO_WUMS | Internal | Shoulder | B11 | 25 | 1467 | 0 | 61.83 | 59.84 | 2 | 0
2035 | PJM_ROR_2_MISO_WUMS | PJM_ROR | MISO_WUMS | Internal | Shoulder | B12 | 200 | 1467 | 0 | 52.83 | 50.84 | 2 | 0
2035 | PJM_ROR_2_MISO_WUMS | PJM_ROR | MISO_WUMS | Internal | Shoulder | B13 | 600 | 1467 | 0 | 49.06 | 47.79 | 2 | 0
2035 | PJM_ROR_2_MISO_WUMS | PJM_ROR | MISO_WUMS | Internal | Shoulder | B14 | 900 | 1467 | 0 | 47.02 | 47.79 | 2 | 0
2035 | PJM_ROR_2_MISO_WUMS | PJM_ROR | MISO_WUMS | Internal | Shoulder | B15 | 1203 | 1467 | 0 | 44.01 | 42.01 | 2 | 0
2035 | PJM_ROR_2_MISO_WUMS | PJM_ROR | MISO_WUMS | Internal | Summer | B1 | 10 | 1467 | 0 | 82.68 | 75.33 | 2 | 0
2035 | PJM_ROR_2_MISO_WUMS | PJM_ROR | MISO_WUMS | Internal | Summer | B2 | 25 | 1467 | 0 | 77.58 | 75.33 | 2 | 0
2035 | PJM_ROR_2_MISO_WUMS | PJM_ROR | MISO_WUMS | Internal | Summer | B3 | 75 | 1467 | 0 | 77.18 | 75.33 | 2 | 0
2035 | PJM_ROR_2_MISO_WUMS | PJM_ROR | MISO_WUMS | Internal | Summer | B4 | 100 | 1467 | 0 | 77.18 | 75.33 | 2 | 0
2035 | PJM_ROR_2_MISO_WUMS | PJM_ROR | MISO_WUMS | Internal | Summer | B5 | 200 | 1467 | 0 | 73.34 | 75.33 | 2 | 0
2035 | PJM_ROR_2_MISO_WUMS | PJM_ROR | MISO_WUMS | Internal | Summer | B6 | 300 | 1467 | 0 | 60.89 | 59.39 | 2 | 0
2035 | PJM_ROR_2_MISO_WUMS | PJM_ROR | MISO_WUMS | Internal | Summer | B7 | 400 | 1467 | 0 | 53.85 | 51.94 | 2 | 0
2035 | PJM_ROR_2_MISO_WUMS | PJM_ROR | MISO_WUMS | Internal | Summer | B8 | 500 | 1467 | 0 | 46.15 | 45.94 | 2 | 0
2035 | PJM_ROR_2_MISO_WUMS | PJM_ROR | MISO_WUMS | Internal | Summer | B9 | 800 | 1467 | 87.43 | 43.22 | 45.22 | 2 | 0
2035 | PJM_ROR_2_MISO_WUMS | PJM_ROR | MISO_WUMS | Internal | Summer | B10 | 1262 | 1467 | 0 | 39.93 | 38.03 | 2 | 0
2035 | PJM_ROR_2_MISO_WUMS | PJM_ROR | MISO_WUMS | Internal | Winter | B16 | 25 | 1467 | 0 | 64.5 | 62.5 | 2 | 0
2035 | PJM_ROR_2_MISO_WUMS | PJM_ROR | MISO_WUMS | Internal | Winter | B17 | 100 | 1467 | 0 | 57.95 | 55.19 | 2 | 0
2035 | PJM_ROR_2_MISO_WUMS | PJM_ROR | MISO_WUMS | Internal | Winter | B18 | 400 | 1467 | 0 | 51.91 | 51.27 | 2 | 0
2035 | PJM_ROR_2_MISO_WUMS | PJM_ROR | MISO_WUMS | Internal | Winter | B19 | 700 | 1467 | 0 | 49.69 | 47.69 | 2 | 0
2035 | PJM_ROR_2_MISO_WUMS | PJM_ROR | MISO_WUMS | Internal | Winter | B20 | 935 | 1467 | 0 | 43.72 | 41.72 | 2 | 0
2035 | PJM_ROR_2_PJM_ROM | PJM_ROR | PJM_ROM | Internal | Shoulder | B11 | 25 | 8000 | 0 | 61.83 | 61.82 | 0.01 | 0
2035 | PJM_ROR_2_PJM_ROM | PJM_ROR | PJM_ROM | Internal | Shoulder | B12 | 200 | 8000 | 3922.69 | 52.83 | 52.84 | 0.01 | 0
2035 | PJM_ROR_2_PJM_ROM | PJM_ROR | PJM_ROM | Internal | Shoulder | B13 | 600 | 8000 | 4679.98 | 49.06 | 49.07 | 0.01 | 0
2035 | PJM_ROR_2_PJM_ROM | PJM_ROR | PJM_ROM | Internal | Shoulder | B14 | 900 | 8000 | 4631.45 | 47.02 | 47.03 | 0.01 | 0
2035 | PJM_ROR_2_PJM_ROM | PJM_ROR | PJM_ROM | Internal | Shoulder | B15 | 1203 | 8000 | 5599.86 | 44.01 | 44.02 | 0.01 | 0
2035 | PJM_ROR_2_PJM_ROM | PJM_ROR | PJM_ROM | Internal | Summer | B1 | 10 | 8000 | 5941.78 | 82.68 | 82.69 | 0.01 | 0
2035 | PJM_ROR_2_PJM_ROM | PJM_ROR | PJM_ROM | Internal | Summer | B2 | 25 | 8000 | 4741.35 | 77.58 | 77.59 | 0.01 | 0
2035 | PJM_ROR_2_PJM_ROM | PJM_ROR | PJM_ROM | Internal | Summer | B3 | 75 | 8000 | 0 | 77.18 | 77.17 | 0.01 | 0
2035 | PJM_ROR_2_PJM_ROM | PJM_ROR | PJM_ROM | Internal | Summer | B4 | 100 | 8000 | 0 | 77.18 | 77.17 | 0.01 | 0
2035 | PJM_ROR_2_PJM_ROM | PJM_ROR | PJM_ROM | Internal | Summer | B5 | 200 | 8000 | 0 | 73.34 | 73.33 | 0.01 | 0
2035 | PJM_ROR_2_PJM_ROM | PJM_ROR | PJM_ROM | Internal | Summer | B6 | 300 | 8000 | 3307.35 | 60.89 | 60.9 | 0.01 | 0
2035 | PJM_ROR_2_PJM_ROM | PJM_ROR | PJM_ROM | Internal | Summer | B7 | 400 | 8000 | 3464.7 | 53.85 | 53.86 | 0.01 | 0
2035 | PJM_ROR_2_PJM_ROM | PJM_ROR | PJM_ROM | Internal | Summer | B8 | 500 | 8000 | 4438.54 | 46.15 | 46.16 | 0.01 | 0
2035 | PJM_ROR_2_PJM_ROM | PJM_ROR | PJM_ROM | Internal | Summer | B9 | 800 | 8000 | 4070.02 | 43.22 | 43.23 | 0.01 | 0
2035 | PJM_ROR_2_PJM_ROM | PJM_ROR | PJM_ROM | Internal | Summer | B10 | 1262 | 8000 | 5010.09 | 39.93 | 39.94 | 0.01 | 0
2035 | PJM_ROR_2_PJM_ROM | PJM_ROR | PJM_ROM | Internal | Winter | B16 | 25 | 8000 | 6600.26 | 64.5 | 64.51 | 0.01 | 0
2035 | PJM_ROR_2_PJM_ROM | PJM_ROR | PJM_ROM | Internal | Winter | B17 | 100 | 8000 | 6516.16 | 57.95 | 57.96 | 0.01 | 0
2035 | PJM_ROR_2_PJM_ROM | PJM_ROR | PJM_ROM | Internal | Winter | B18 | 400 | 8000 | 8000 | 51.91 | 52.51 | 0.01 | 0.59
2035 | PJM_ROR_2_PJM_ROM | PJM_ROR | PJM_ROM | Internal | Winter | B19 | 700 | 8000 | 8000 | 49.69 | 52.51 | 0.01 | 2.81
2035 | PJM_ROR_2_PJM_ROM | PJM_ROR | PJM_ROM | Internal | Winter | B20 | 935 | 8000 | 8000 | 43.72 | 47.22 | 0.01 | 3.49
2035 | PJM_ROR_2_TVA_Transmission | PJM_ROR | TVA_Transmission | Internal | Shoulder | B11 | 25 | 2500 | 1225.89 | 61.83 | 67.83 | 6 | 0
2035 | PJM_ROR_2_TVA_Transmission | PJM_ROR | TVA_Transmission | Internal | Shoulder | B12 | 200 | 2500 | 0 | 52.83 | 56.21 | 6 | 0
2035 | PJM_ROR_2_TVA_Transmission | PJM_ROR | TVA_Transmission | Internal | Shoulder | B13 | 600 | 2500 | 0 | 49.06 | 53.09 | 6 | 0
2035 | PJM_ROR_2_TVA_Transmission | PJM_ROR | TVA_Transmission | Internal | Shoulder | B14 | 900 | 2500 | 0 | 47.02 | 50.61 | 6 | 0
2035 | PJM_ROR_2_TVA_Transmission | PJM_ROR | TVA_Transmission | Internal | Shoulder | B15 | 1203 | 2500 | 0 | 44.01 | 48 | 6 | 0
2035 | PJM_ROR_2_TVA_Transmission | PJM_ROR | TVA_Transmission | Internal | Summer | B1 | 10 | 2500 | 2499.99 | 82.68 | 88.69 | 6 | 0.01
2035 | PJM_ROR_2_TVA_Transmission | PJM_ROR | TVA_Transmission | Internal | Summer | B2 | 25 | 2500 | 2500 | 77.58 | 83.59 | 6 | 0.01
2035 | PJM_ROR_2_TVA_Transmission | PJM_ROR | TVA_Transmission | Internal | Summer | B3 | 75 | 2500 | 1236.26 | 77.18 | 83.18 | 6 | 0
2035 | PJM_ROR_2_TVA_Transmission | PJM_ROR | TVA_Transmission | Internal | Summer | B4 | 100 | 2500 | 460.41 | 77.18 | 83.18 | 6 | 0
2035 | PJM_ROR_2_TVA_Transmission | PJM_ROR | TVA_Transmission | Internal | Summer | B5 | 200 | 2500 | 917.3 | 73.34 | 79.34 | 6 | 0
2035 | PJM_ROR_2_TVA_Transmission | PJM_ROR | TVA_Transmission | Internal | Summer | B6 | 300 | 2500 | 0 | 60.89 | 65.12 | 6 | 0
2035 | PJM_ROR_2_TVA_Transmission | PJM_ROR | TVA_Transmission | Internal | Summer | B7 | 400 | 2500 | 0 | 53.85 | 58.5 | 6 | 0
2035 | PJM_ROR_2_TVA_Transmission | PJM_ROR | TVA_Transmission | Internal | Summer | B8 | 500 | 2500 | 0 | 46.15 | 51.18 | 6 | 0
2035 | PJM_ROR_2_TVA_Transmission | PJM_ROR | TVA_Transmission | Internal | Summer | B9 | 800 | 2500 | 1117.32 | 43.22 | 49.22 | 6 | 0
2035 | PJM_ROR_2_TVA_Transmission | PJM_ROR | TVA_Transmission | Internal | Summer | B10 | 1262 | 2500 | 0 | 39.93 | 45.81 | 6 | 0
2035 | PJM_ROR_2_TVA_Transmission | PJM_ROR | TVA_Transmission | Internal | Winter | B16 | 25 | 2500 | 0 | 64.5 | 70.46 | 6 | 0
2035 | PJM_ROR_2_TVA_Transmission | PJM_ROR | TVA_Transmission | Internal | Winter | B17 | 100 | 2500 | 0 | 57.95 | 57.92 | 6 | 0
2035 | PJM_ROR_2_TVA_Transmission | PJM_ROR | TVA_Transmission | Internal | Winter | B18 | 400 | 2500 | 0 | 51.91 | 54.58 | 6 | 0
2035 | PJM_ROR_2_TVA_Transmission | PJM_ROR | TVA_Transmission | Internal | Winter | B19 | 700 | 2500 | 0 | 49.69 | 51.24 | 6 | 0
2035 | PJM_ROR_2_TVA_Transmission | PJM_ROR | TVA_Transmission | Internal | Winter | B20 | 935 | 2500 | 0 | 43.72 | 47.9 | 6 | 0
2035 | PJM_ROR_2_VACAR | PJM_ROR | VACAR | Internal | Shoulder | B11 | 25 | 3865 | 3865 | 61.83 | 69.83 | 6 | 2
2035 | PJM_ROR_2_VACAR | PJM_ROR | VACAR | Internal | Shoulder | B12 | 200 | 3865 | 0 | 52.83 | 58.35 | 6 | 0
2035 | PJM_ROR_2_VACAR | PJM_ROR | VACAR | Internal | Shoulder | B13 | 600 | 3865 | 0 | 49.06 | 50.94 | 6 | 0
2035 | PJM_ROR_2_VACAR | PJM_ROR | VACAR | Internal | Shoulder | B14 | 900 | 3865 | 0 | 47.02 | 50.61 | 6 | 0
2035 | PJM_ROR_2_VACAR | PJM_ROR | VACAR | Internal | Shoulder | B15 | 1203 | 3865 | 3865 | 44.01 | 50.61 | 6 | 0.6
2035 | PJM_ROR_2_VACAR | PJM_ROR | VACAR | Internal | Summer | B1 | 10 | 3865 | 1450.58 | 82.68 | 88.68 | 6 | 0
2035 | PJM_ROR_2_VACAR | PJM_ROR | VACAR | Internal | Summer | B2 | 25 | 3865 | 3865 | 77.58 | 87.37 | 6 | 3.79
2035 | PJM_ROR_2_VACAR | PJM_ROR | VACAR | Internal | Summer | B3 | 75 | 3865 | 3865 | 77.18 | 87.37 | 6 | 4.19
2035 | PJM_ROR_2_VACAR | PJM_ROR | VACAR | Internal | Summer | B4 | 100 | 3865 | 3865 | 77.18 | 85.46 | 6 | 2.27
2035 | PJM_ROR_2_VACAR | PJM_ROR | VACAR | Internal | Summer | B5 | 200 | 3865 | 3865 | 73.34 | 79.6 | 6 | 0.26
2035 | PJM_ROR_2_VACAR | PJM_ROR | VACAR | Internal | Summer | B6 | 300 | 3865 | 760.5 | 60.89 | 66.89 | 6 | 0
2035 | PJM_ROR_2_VACAR | PJM_ROR | VACAR | Internal | Summer | B7 | 400 | 3865 | 977.25 | 53.85 | 59.85 | 6 | 0
2035 | PJM_ROR_2_VACAR | PJM_ROR | VACAR | Internal | Summer | B8 | 500 | 3865 | 0 | 46.15 | 50.94 | 6 | 0
2035 | PJM_ROR_2_VACAR | PJM_ROR | VACAR | Internal | Summer | B9 | 800 | 3865 | 0 | 43.22 | 48.39 | 6 | 0
2035 | PJM_ROR_2_VACAR | PJM_ROR | VACAR | Internal | Summer | B10 | 1262 | 3865 | 3865 | 39.93 | 48.39 | 6 | 2.46
2035 | PJM_ROR_2_VACAR | PJM_ROR | VACAR | Internal | Winter | B16 | 25 | 3865 | 3865 | 64.5 | 83.64 | 6 | 13.15
2035 | PJM_ROR_2_VACAR | PJM_ROR | VACAR | Internal | Winter | B17 | 100 | 3865 | 3234.51 | 57.95 | 63.95 | 6 | 0
2035 | PJM_ROR_2_VACAR | PJM_ROR | VACAR | Internal | Winter | B18 | 400 | 3865 | 0 | 51.91 | 55.97 | 6 | 0
2035 | PJM_ROR_2_VACAR | PJM_ROR | VACAR | Internal | Winter | B19 | 700 | 3865 | 3040.45 | 49.69 | 55.69 | 6 | 0
2035 | PJM_ROR_2_VACAR | PJM_ROR | VACAR | Internal | Winter | B20 | 935 | 3865 | 3865 | 43.72 | 55.69 | 6 | 5.97
2035 | PJM_ROM_2_NYISO_A-F | PJM_ROM | NYISO_A-F | Internal | Shoulder | B11 | 25 | 2000 | 0 | 61.82 | 53.79 | 6 | 0
2035 | PJM_ROM_2_NYISO_A-F | PJM_ROM | NYISO_A-F | Internal | Shoulder | B12 | 200 | 2000 | 0 | 52.84 | 45.81 | 6 | 0
2035 | PJM_ROM_2_NYISO_A-F | PJM_ROM | NYISO_A-F | Internal | Shoulder | B13 | 600 | 2000 | 0 | 49.07 | 45.77 | 6 | 0
2035 | PJM_ROM_2_NYISO_A-F | PJM_ROM | NYISO_A-F | Internal | Shoulder | B14 | 900 | 2000 | 0 | 47.03 | 45.33 | 6 | 0
2035 | PJM_ROM_2_NYISO_A-F | PJM_ROM | NYISO_A-F | Internal | Shoulder | B15 | 1203 | 2000 | 0 | 44.02 | 45.33 | 6 | 0
2035 | PJM_ROM_2_NYISO_A-F | PJM_ROM | NYISO_A-F | Internal | Summer | B1 | 10 | 2000 | 0 | 82.69 | 66.71 | 6 | 0
2035 | PJM_ROM_2_NYISO_A-F | PJM_ROM | NYISO_A-F | Internal | Summer | B2 | 25 | 2000 | 0 | 77.59 | 66.65 | 6 | 0
2035 | PJM_ROM_2_NYISO_A-F | PJM_ROM | NYISO_A-F | Internal | Summer | B3 | 75 | 2000 | 0 | 77.17 | 58.08 | 6 | 0
2035 | PJM_ROM_2_NYISO_A-F | PJM_ROM | NYISO_A-F | Internal | Summer | B4 | 100 | 2000 | 0 | 77.17 | 58.08 | 6 | 0
2035 | PJM_ROM_2_NYISO_A-F | PJM_ROM | NYISO_A-F | Internal | Summer | B5 | 200 | 2000 | 0 | 73.33 | 55.85 | 6 | 0
2035 | PJM_ROM_2_NYISO_A-F | PJM_ROM | NYISO_A-F | Internal | Summer | B6 | 300 | 2000 | 0 | 60.9 | 52.9 | 6 | 0
2035 | PJM_ROM_2_NYISO_A-F | PJM_ROM | NYISO_A-F | Internal | Summer | B7 | 400 | 2000 | 0 | 53.86 | 48.78 | 6 | 0
2035 | PJM_ROM_2_NYISO_A-F | PJM_ROM | NYISO_A-F | Internal | Summer | B8 | 500 | 2000 | 0 | 46.16 | 44.48 | 6 | 0
2035 | PJM_ROM_2_NYISO_A-F | PJM_ROM | NYISO_A-F | Internal | Summer | B9 | 800 | 2000 | 0 | 43.23 | 41.78 | 6 | 0
2035 | PJM_ROM_2_NYISO_A-F | PJM_ROM | NYISO_A-F | Internal | Summer | B10 | 1262 | 2000 | 0 | 39.94 | 41.78 | 6 | 0
2035 | PJM_ROM_2_NYISO_A-F | PJM_ROM | NYISO_A-F | Internal | Winter | B16 | 25 | 2000 | 0 | 64.51 | 56.51 | 6 | 0
2035 | PJM_ROM_2_NYISO_A-F | PJM_ROM | NYISO_A-F | Internal | Winter | B17 | 100 | 2000 | 0 | 57.96 | 53.22 | 6 | 0
2035 | PJM_ROM_2_NYISO_A-F | PJM_ROM | NYISO_A-F | Internal | Winter | B18 | 400 | 2000 | 0 | 52.51 | 53.22 | 6 | 0
2035 | PJM_ROM_2_NYISO_A-F | PJM_ROM | NYISO_A-F | Internal | Winter | B19 | 700 | 2000 | 0 | 52.51 | 53.22 | 6 | 0
2035 | PJM_ROM_2_NYISO_A-F | PJM_ROM | NYISO_A-F | Internal | Winter | B20 | 935 | 2000 | 136.12 | 47.22 | 53.22 | 6 | 0
2035 | PJM_ROM_2_PJM_E | PJM_ROM | PJM_E | Internal | Shoulder | B11 | 25 | 8000 | 0 | 61.82 | 61.81 | 0.01 | 0
2035 | PJM_ROM_2_PJM_E | PJM_ROM | PJM_E | Internal | Shoulder | B12 | 200 | 8000 | 0 | 52.84 | 52.83 | 0.01 | 0
2035 | PJM_ROM_2_PJM_E | PJM_ROM | PJM_E | Internal | Shoulder | B13 | 600 | 8000 | 0 | 49.07 | 49.06 | 0.01 | 0
2035 | PJM_ROM_2_PJM_E | PJM_ROM | PJM_E | Internal | Shoulder | B14 | 900 | 8000 | 0 | 47.03 | 47.02 | 0.01 | 0
2035 | PJM_ROM_2_PJM_E | PJM_ROM | PJM_E | Internal | Shoulder | B15 | 1203 | 8000 | 714.08 | 44.02 | 44.04 | 0.01 | 0
2035 | PJM_ROM_2_PJM_E | PJM_ROM | PJM_E | Internal | Summer | B1 | 10 | 8000 | 2383.96 | 82.69 | 82.7 | 0.01 | 0
2035 | PJM_ROM_2_PJM_E | PJM_ROM | PJM_E | Internal | Summer | B2 | 25 | 8000 | 1750.09 | 77.59 | 77.6 | 0.01 | 0
2035 | PJM_ROM_2_PJM_E | PJM_ROM | PJM_E | Internal | Summer | B3 | 75 | 8000 | 0 | 77.17 | 77.16 | 0.01 | 0
2035 | PJM_ROM_2_PJM_E | PJM_ROM | PJM_E | Internal | Summer | B4 | 100 | 8000 | 0 | 77.17 | 77.16 | 0.01 | 0
2035 | PJM_ROM_2_PJM_E | PJM_ROM | PJM_E | Internal | Summer | B5 | 200 | 8000 | 0 | 73.33 | 73.31 | 0.01 | 0
2035 | PJM_ROM_2_PJM_E | PJM_ROM | PJM_E | Internal | Summer | B6 | 300 | 8000 | 536.76 | 60.9 | 60.91 | 0.01 | 0
2035 | PJM_ROM_2_PJM_E | PJM_ROM | PJM_E | Internal | Summer | B7 | 400 | 8000 | 0 | 53.86 | 53.85 | 0.01 | 0
2035 | PJM_ROM_2_PJM_E | PJM_ROM | PJM_E | Internal | Summer | B8 | 500 | 8000 | 0 | 46.16 | 46.15 | 0.01 | 0
2035 | PJM_ROM_2_PJM_E | PJM_ROM | PJM_E | Internal | Summer | B9 | 800 | 8000 | 885.55 | 43.23 | 43.25 | 0.01 | 0
2035 | PJM_ROM_2_PJM_E | PJM_ROM | PJM_E | Internal | Summer | B10 | 1262 | 8000 | 1554.85 | 39.94 | 39.95 | 0.01 | 0
2035 | PJM_ROM_2_PJM_E | PJM_ROM | PJM_E | Internal | Winter | B16 | 25 | 8000 | 1098.77 | 64.51 | 64.52 | 0.01 | 0
2035 | PJM_ROM_2_PJM_E | PJM_ROM | PJM_E | Internal | Winter | B17 | 100 | 8000 | 917.6 | 57.96 | 57.98 | 0.01 | 0
2035 | PJM_ROM_2_PJM_E | PJM_ROM | PJM_E | Internal | Winter | B18 | 400 | 8000 | 2936.57 | 52.51 | 52.52 | 0.01 | 0
2035 | PJM_ROM_2_PJM_E | PJM_ROM | PJM_E | Internal | Winter | B19 | 700 | 8000 | 3708.75 | 52.51 | 52.52 | 0.01 | 0
2035 | PJM_ROM_2_PJM_E | PJM_ROM | PJM_E | Internal | Winter | B20 | 935 | 8000 | 4494.63 | 47.22 | 47.23 | 0.01 | 0
2035 | PJM_ROM_2_PJM_ROR | PJM_ROM | PJM_ROR | Internal | Shoulder | B11 | 25 | 8000 | 908.89 | 61.82 | 61.83 | 0.01 | 0
2035 | PJM_ROM_2_PJM_ROR | PJM_ROM | PJM_ROR | Internal | Shoulder | B12 | 200 | 8000 | 0 | 52.84 | 52.83 | 0.01 | 0
2035 | PJM_ROM_2_PJM_ROR | PJM_ROM | PJM_ROR | Internal | Shoulder | B13 | 600 | 8000 | 0 | 49.07 | 49.06 | 0.01 | 0
2035 | PJM_ROM_2_PJM_ROR | PJM_ROM | PJM_ROR | Internal | Shoulder | B14 | 900 | 8000 | 0 | 47.03 | 47.02 | 0.01 | 0
2035 | PJM_ROM_2_PJM_ROR | PJM_ROM | PJM_ROR | Internal | Shoulder | B15 | 1203 | 8000 | 0 | 44.02 | 44.01 | 0.01 | 0
2035 | PJM_ROM_2_PJM_ROR | PJM_ROM | PJM_ROR | Internal | Summer | B1 | 10 | 8000 | 0 | 82.69 | 82.68 | 0.01 | 0
2035 | PJM_ROM_2_PJM_ROR | PJM_ROM | PJM_ROR | Internal | Summer | B2 | 25 | 8000 | 0 | 77.59 | 77.58 | 0.01 | 0
2035 | PJM_ROM_2_PJM_ROR | PJM_ROM | PJM_ROR | Internal | Summer | B3 | 75 | 8000 | 152.38 | 77.17 | 77.18 | 0.01 | 0
2035 | PJM_ROM_2_PJM_ROR | PJM_ROM | PJM_ROR | Internal | Summer | B4 | 100 | 8000 | 3635.45 | 77.17 | 77.18 | 0.01 | 0
2035 | PJM_ROM_2_PJM_ROR | PJM_ROM | PJM_ROR | Internal | Summer | B5 | 200 | 8000 | 4154.48 | 73.33 | 73.34 | 0.01 | 0
2035 | PJM_ROM_2_PJM_ROR | PJM_ROM | PJM_ROR | Internal | Summer | B6 | 300 | 8000 | 0 | 60.9 | 60.89 | 0.01 | 0
2035 | PJM_ROM_2_PJM_ROR | PJM_ROM | PJM_ROR | Internal | Summer | B7 | 400 | 8000 | 0 | 53.86 | 53.85 | 0.01 | 0
2035 | PJM_ROM_2_PJM_ROR | PJM_ROM | PJM_ROR | Internal | Summer | B8 | 500 | 8000 | 0 | 46.16 | 46.15 | 0.01 | 0
2035 | PJM_ROM_2_PJM_ROR | PJM_ROM | PJM_ROR | Internal | Summer | B9 | 800 | 8000 | 0 | 43.23 | 43.22 | 0.01 | 0
2035 | PJM_ROM_2_PJM_ROR | PJM_ROM | PJM_ROR | Internal | Summer | B10 | 1262 | 8000 | 0 | 39.94 | 39.93 | 0.01 | 0
2035 | PJM_ROM_2_PJM_ROR | PJM_ROM | PJM_ROR | Internal | Winter | B16 | 25 | 8000 | 0 | 64.51 | 64.5 | 0.01 | 0
2035 | PJM_ROM_2_PJM_ROR | PJM_ROM | PJM_ROR | Internal | Winter | B17 | 100 | 8000 | 0 | 57.96 | 57.95 | 0.01 | 0
2035 | PJM_ROM_2_PJM_ROR | PJM_ROM | PJM_ROR | Internal | Winter | B18 | 400 | 8000 | 0 | 52.51 | 51.91 | 0.01 | 0
2035 | PJM_ROM_2_PJM_ROR | PJM_ROM | PJM_ROR | Internal | Winter | B19 | 700 | 8000 | 0 | 52.51 | 49.69 | 0.01 | 0
2035 | PJM_ROM_2_PJM_ROR | PJM_ROM | PJM_ROR | Internal | Winter | B20 | 935 | 8000 | 0 | 47.22 | 43.72 | 0.01 | 0
2035 | SOCO_2_FRCC | SOCO | FRCC | Internal | Shoulder | B11 | 25 | 3700 | 3151.06 | 76.83 | 86.83 | 10 | 0
2035 | SOCO_2_FRCC | SOCO | FRCC | Internal | Shoulder | B12 | 200 | 3700 | 0 | 54.95 | 60.77 | 10 | 0
2035 | SOCO_2_FRCC | SOCO | FRCC | Internal | Shoulder | B13 | 600 | 3700 | 0 | 53.05 | 59.93 | 10 | 0
2035 | SOCO_2_FRCC | SOCO | FRCC | Internal | Shoulder | B14 | 900 | 3700 | 0 | 53.05 | 58.25 | 10 | 0
2035 | SOCO_2_FRCC | SOCO | FRCC | Internal | Shoulder | B15 | 1203 | 3700 | 0 | 53.05 | 58.25 | 10 | 0
2035 | SOCO_2_FRCC | SOCO | FRCC | Internal | Summer | B1 | 10 | 3700 | 1117.92 | 88.69 | 98.69 | 10 | 0
2035 | SOCO_2_FRCC | SOCO | FRCC | Internal | Summer | B2 | 25 | 3700 | 0 | 88.3 | 94.06 | 10 | 0
2035 | SOCO_2_FRCC | SOCO | FRCC | Internal | Summer | B3 | 75 | 3700 | 0 | 86.62 | 94.06 | 10 | 0
2035 | SOCO_2_FRCC | SOCO | FRCC | Internal | Summer | B4 | 100 | 3700 | 0 | 86.6 | 94.06 | 10 | 0
2035 | SOCO_2_FRCC | SOCO | FRCC | Internal | Summer | B5 | 200 | 3700 | 0 | 86.6 | 94.06 | 10 | 0
2035 | SOCO_2_FRCC | SOCO | FRCC | Internal | Summer | B6 | 300 | 3700 | 0 | 72.47 | 81.01 | 10 | 0
2035 | SOCO_2_FRCC | SOCO | FRCC | Internal | Summer | B7 | 400 | 3700 | 487.05 | 66.85 | 76.85 | 10 | 0
2035 | SOCO_2_FRCC | SOCO | FRCC | Internal | Summer | B8 | 500 | 3700 | 0 | 57.07 | 59.66 | 10 | 0
2035 | SOCO_2_FRCC | SOCO | FRCC | Internal | Summer | B9 | 800 | 3700 | 0 | 51.48 | 57.19 | 10 | 0
2035 | SOCO_2_FRCC | SOCO | FRCC | Internal | Summer | B10 | 1262 | 3700 | 0 | 51.48 | 57.19 | 10 | 0
2035 | SOCO_2_FRCC | SOCO | FRCC | Internal | Winter | B16 | 25 | 3700 | 232.4 | 79.46 | 89.46 | 10 | 0
2035 | SOCO_2_FRCC | SOCO | FRCC | Internal | Winter | B17 | 100 | 3700 | 0 | 57.92 | 63.81 | 10 | 0
2035 | SOCO_2_FRCC | SOCO | FRCC | Internal | Winter | B18 | 400 | 3700 | 0 | 56.53 | 61.16 | 10 | 0
2035 | SOCO_2_FRCC | SOCO | FRCC | Internal | Winter | B19 | 700 | 3700 | 0 | 56.53 | 61.16 | 10 | 0
2035 | SOCO_2_FRCC | SOCO | FRCC | Internal | Winter | B20 | 935 | 3700 | 0 | 55.68 | 61.16 | 10 | 0
2035 | SPP_N_2_ENT | SPP_N | ENT | Internal | Shoulder | B11 | 25 | 9240 | 0 | 54.84 | 59.83 | 5 | 0
2035 | SPP_N_2_ENT | SPP_N | ENT | Internal | Shoulder | B12 | 200 | 9240 | 1801.47 | 45.84 | 50.84 | 5 | 0
2035 | SPP_N_2_ENT | SPP_N | ENT | Internal | Shoulder | B13 | 600 | 9240 | 6007.75 | 42.07 | 47.07 | 5 | 0
2035 | SPP_N_2_ENT | SPP_N | ENT | Internal | Shoulder | B14 | 900 | 9240 | 9240 | 34.34 | 42.44 | 5 | 3.1
2035 | SPP_N_2_ENT | SPP_N | ENT | Internal | Shoulder | B15 | 1203 | 9240 | 9240 | 25.19 | 33.35 | 5 | 3.16
2035 | SPP_N_2_ENT | SPP_N | ENT | Internal | Summer | B1 | 10 | 9240 | 41.67 | 75.69 | 80.69 | 5 | 0
2035 | SPP_N_2_ENT | SPP_N | ENT | Internal | Summer | B2 | 25 | 9240 | 152.25 | 70.59 | 75.59 | 5 | 0
2035 | SPP_N_2_ENT | SPP_N | ENT | Internal | Summer | B3 | 75 | 9240 | 0 | 73.63 | 78.62 | 5 | 0
2035 | SPP_N_2_ENT | SPP_N | ENT | Internal | Summer | B4 | 100 | 9240 | 73.77 | 70.59 | 75.59 | 5 | 0
2035 | SPP_N_2_ENT | SPP_N | ENT | Internal | Summer | B5 | 200 | 9240 | 540.92 | 70.33 | 75.33 | 5 | 0
2035 | SPP_N_2_ENT | SPP_N | ENT | Internal | Summer | B6 | 300 | 9240 | 3997.75 | 54.39 | 59.39 | 5 | 0
2035 | SPP_N_2_ENT | SPP_N | ENT | Internal | Summer | B7 | 400 | 9240 | 3589.75 | 47.8 | 52.8 | 5 | 0
2035 | SPP_N_2_ENT | SPP_N | ENT | Internal | Summer | B8 | 500 | 9240 | 7775.27 | 44.07 | 49.07 | 5 | 0
2035 | SPP_N_2_ENT | SPP_N | ENT | Internal | Summer | B9 | 800 | 9240 | 9240 | 39.35 | 44.36 | 5 | 0.01
2035 | SPP_N_2_ENT | SPP_N | ENT | Internal | Summer | B10 | 1262 | 9240 | 9240 | 32.81 | 37.82 | 5 | 0.01
2035 | SPP_N_2_ENT | SPP_N | ENT | Internal | Winter | B16 | 25 | 9240 | 9240 | 40.44 | 54.46 | 5 | 9.02
2035 | SPP_N_2_ENT | SPP_N | ENT | Internal | Winter | B17 | 100 | 9240 | 9240 | 34.86 | 49.92 | 5 | 10.06
2035 | SPP_N_2_ENT | SPP_N | ENT | Internal | Winter | B18 | 400 | 9240 | 9240 | 41.57 | 46.58 | 5 | 0.01
2035 | SPP_N_2_ENT | SPP_N | ENT | Internal | Winter | B19 | 700 | 9240 | 8641.66 | 38.24 | 43.24 | 5 | 0
2035 | SPP_N_2_ENT | SPP_N | ENT | Internal | Winter | B20 | 935 | 9240 | 9240 | 26.88 | 34.18 | 5 | 2.3
2035 | SPP_N_2_MISO_MO-IL | SPP_N | MISO_MO-IL | Internal | Shoulder | B11 | 25 | 2263 | 1999.34 | 54.84 | 59.84 | 5 | 0
2035 | SPP_N_2_MISO_MO-IL | SPP_N | MISO_MO-IL | Internal | Shoulder | B12 | 200 | 2263 | 1870.86 | 45.84 | 50.84 | 5 | 0
2035 | SPP_N_2_MISO_MO-IL | SPP_N | MISO_MO-IL | Internal | Shoulder | B13 | 600 | 2263 | 1759.33 | 42.07 | 47.07 | 5 | 0
2035 | SPP_N_2_MISO_MO-IL | SPP_N | MISO_MO-IL | Internal | Shoulder | B14 | 900 | 2263 | 2263 | 34.34 | 42.61 | 5 | 3.28
2035 | SPP_N_2_MISO_MO-IL | SPP_N | MISO_MO-IL | Internal | Shoulder | B15 | 1203 | 2263 | 2263 | 25.19 | 40 | 5 | 9.81
2035 | SPP_N_2_MISO_MO-IL | SPP_N | MISO_MO-IL | Internal | Summer | B1 | 10 | 2263 | 1638.08 | 75.69 | 80.69 | 5 | 0
2035 | SPP_N_2_MISO_MO-IL | SPP_N | MISO_MO-IL | Internal | Summer | B2 | 25 | 2263 | 2263 | 70.59 | 78.76 | 5 | 3.16
2035 | SPP_N_2_MISO_MO-IL | SPP_N | MISO_MO-IL | Internal | Summer | B3 | 75 | 2263 | 1882.8 | 73.63 | 78.63 | 5 | 0
2035 | SPP_N_2_MISO_MO-IL | SPP_N | MISO_MO-IL | Internal | Summer | B4 | 100 | 2263 | 1427.69 | 70.59 | 75.59 | 5 | 0
2035 | SPP_N_2_MISO_MO-IL | SPP_N | MISO_MO-IL | Internal | Summer | B5 | 200 | 2263 | 1304.82 | 70.33 | 75.33 | 5 | 0
2035 | SPP_N_2_MISO_MO-IL | SPP_N | MISO_MO-IL | Internal | Summer | B6 | 300 | 2263 | 1000.52 | 54.39 | 59.39 | 5 | 0
2035 | SPP_N_2_MISO_MO-IL | SPP_N | MISO_MO-IL | Internal | Summer | B7 | 400 | 2263 | 0 | 47.8 | 51.94 | 5 | 0
2035 | SPP_N_2_MISO_MO-IL | SPP_N | MISO_MO-IL | Internal | Summer | B8 | 500 | 2263 | 0 | 44.07 | 44.16 | 5 | 0
2035 | SPP_N_2_MISO_MO-IL | SPP_N | MISO_MO-IL | Internal | Summer | B9 | 800 | 2263 | 0 | 39.35 | 41.23 | 5 | 0
2035 | SPP_N_2_MISO_MO-IL | SPP_N | MISO_MO-IL | Internal | Summer | B10 | 1262 | 2263 | 1683 | 32.81 | 37.81 | 5 | 0
2035 | SPP_N_2_MISO_MO-IL | SPP_N | MISO_MO-IL | Internal | Winter | B16 | 25 | 2263 | 2263 | 40.44 | 62.46 | 5 | 17.02
2035 | SPP_N_2_MISO_MO-IL | SPP_N | MISO_MO-IL | Internal | Winter | B17 | 100 | 2263 | 2263 | 34.86 | 54.56 | 5 | 14.71
2035 | SPP_N_2_MISO_MO-IL | SPP_N | MISO_MO-IL | Internal | Winter | B18 | 400 | 2263 | 2263 | 41.57 | 46.58 | 5 | 0.01
2035 | SPP_N_2_MISO_MO-IL | SPP_N | MISO_MO-IL | Internal | Winter | B19 | 700 | 2263 | 2263 | 38.24 | 43.25 | 5 | 0.01
2035 | SPP_N_2_MISO_MO-IL | SPP_N | MISO_MO-IL | Internal | Winter | B20 | 935 | 2263 | 2263 | 26.88 | 39.9 | 5 | 8.02
2035 | SPP_N_2_MISO_W | SPP_N | MISO_W | Internal | Shoulder | B11 | 25 | 750 | 0 | 54.84 | 59.83 | 5 | 0
2035 | SPP_N_2_MISO_W | SPP_N | MISO_W | Internal | Shoulder | B12 | 200 | 750 | 0 | 45.84 | 50.83 | 5 | 0
2035 | SPP_N_2_MISO_W | SPP_N | MISO_W | Internal | Shoulder | B13 | 600 | 750 | 0 | 42.07 | 47.06 | 5 | 0
2035 | SPP_N_2_MISO_W | SPP_N | MISO_W | Internal | Shoulder | B14 | 900 | 750 | 620.06 | 34.34 | 39.34 | 5 | 0
2035 | SPP_N_2_MISO_W | SPP_N | MISO_W | Internal | Shoulder | B15 | 1203 | 750 | 750 | 25.19 | 35.64 | 5 | 5.45
2035 | SPP_N_2_MISO_W | SPP_N | MISO_W | Internal | Summer | B1 | 10 | 750 | 0 | 75.69 | 80.68 | 5 | 0
2035 | SPP_N_2_MISO_W | SPP_N | MISO_W | Internal | Summer | B2 | 25 | 750 | 0 | 70.59 | 75.58 | 5 | 0
2035 | SPP_N_2_MISO_W | SPP_N | MISO_W | Internal | Summer | B3 | 75 | 750 | 0 | 73.63 | 78.62 | 5 | 0
2035 | SPP_N_2_MISO_W | SPP_N | MISO_W | Internal | Summer | B4 | 100 | 750 | 0 | 70.59 | 75.58 | 5 | 0
2035 | SPP_N_2_MISO_W | SPP_N | MISO_W | Internal | Summer | B5 | 200 | 750 | 0 | 70.33 | 75.31 | 5 | 0
2035 | SPP_N_2_MISO_W | SPP_N | MISO_W | Internal | Summer | B6 | 300 | 750 | 0 | 54.39 | 59.37 | 5 | 0
2035 | SPP_N_2_MISO_W | SPP_N | MISO_W | Internal | Summer | B7 | 400 | 750 | 0 | 47.8 | 51.93 | 5 | 0
2035 | SPP_N_2_MISO_W | SPP_N | MISO_W | Internal | Summer | B8 | 500 | 750 | 0 | 44.07 | 44.15 | 5 | 0
2035 | SPP_N_2_MISO_W | SPP_N | MISO_W | Internal | Summer | B9 | 800 | 750 | 0 | 39.35 | 41.22 | 5 | 0
2035 | SPP_N_2_MISO_W | SPP_N | MISO_W | Internal | Summer | B10 | 1262 | 750 | 0 | 32.81 | 37.8 | 5 | 0
2035 | SPP_N_2_MISO_W | SPP_N | MISO_W | Internal | Winter | B16 | 25 | 750 | 0 | 40.44 | 43.24 | 5 | 0
2035 | SPP_N_2_MISO_W | SPP_N | MISO_W | Internal | Winter | B17 | 100 | 750 | 750 | 34.86 | 43.21 | 5 | 3.36
2035 | SPP_N_2_MISO_W | SPP_N | MISO_W | Internal | Winter | B18 | 400 | 750 | 207.17 | 41.57 | 46.57 | 5 | 0
2035 | SPP_N_2_MISO_W | SPP_N | MISO_W | Internal | Winter | B19 | 700 | 750 | 549.21 | 38.24 | 43.24 | 5 | 0
2035 | SPP_N_2_MISO_W | SPP_N | MISO_W | Internal | Winter | B20 | 935 | 750 | 750 | 26.88 | 35.17 | 5 | 3.29
2035 | SPP_N_2_NE | SPP_N | NE | Internal | Shoulder | B11 | 25 | 11328 | 0 | 54.84 | 54.83 | 0.01 | 0
2035 | SPP_N_2_NE | SPP_N | NE | Internal | Shoulder | B12 | 200 | 11328 | 0 | 45.84 | 45.83 | 0.01 | 0
2035 | SPP_N_2_NE | SPP_N | NE | Internal | Shoulder | B13 | 600 | 11328 | 0 | 42.07 | 42.06 | 0.01 | 0
2035 | SPP_N_2_NE | SPP_N | NE | Internal | Shoulder | B14 | 900 | 11328 | 0 | 34.34 | 34.32 | 0.01 | 0
2035 | SPP_N_2_NE | SPP_N | NE | Internal | Shoulder | B15 | 1203 | 11328 | 0 | 25.19 | 25.18 | 0.01 | 0
2035 | SPP_N_2_NE | SPP_N | NE | Internal | Summer | B1 | 10 | 11328 | 0 | 75.69 | 75.68 | 0.01 | 0
2035 | SPP_N_2_NE | SPP_N | NE | Internal | Summer | B2 | 25 | 11328 | 0 | 70.59 | 70.58 | 0.01 | 0
2035 | SPP_N_2_NE | SPP_N | NE | Internal | Summer | B3 | 75 | 11328 | 0 | 73.63 | 73.62 | 0.01 | 0
2035 | SPP_N_2_NE | SPP_N | NE | Internal | Summer | B4 | 100 | 11328 | 0 | 70.59 | 70.58 | 0.01 | 0
2035 | SPP_N_2_NE | SPP_N | NE | Internal | Summer | B5 | 200 | 11328 | 0 | 70.33 | 70.31 | 0.01 | 0
2035 | SPP_N_2_NE | SPP_N | NE | Internal | Summer | B6 | 300 | 11328 | 0 | 54.39 | 54.37 | 0.01 | 0
2035 | SPP_N_2_NE | SPP_N | NE | Internal | Summer | B7 | 400 | 11328 | 0 | 47.8 | 46.93 | 0.01 | 0
2035 | SPP_N_2_NE | SPP_N | NE | Internal | Summer | B8 | 500 | 11328 | 0 | 44.07 | 39.15 | 0.01 | 0
2035 | SPP_N_2_NE | SPP_N | NE | Internal | Summer | B9 | 800 | 11328 | 0 | 39.35 | 36.22 | 0.01 | 0
2035 | SPP_N_2_NE | SPP_N | NE | Internal | Summer | B10 | 1262 | 11328 | 0 | 32.81 | 32.8 | 0.01 | 0
2035 | SPP_N_2_NE | SPP_N | NE | Internal | Winter | B16 | 25 | 11328 | 0 | 40.44 | -31.91 | 0.01 | 0
2035 | SPP_N_2_NE | SPP_N | NE | Internal | Winter | B17 | 100 | 11328 | 0 | 34.86 | 24.99 | 0.01 | 0
2035 | SPP_N_2_NE | SPP_N | NE | Internal | Winter | B18 | 400 | 11328 | 0 | 41.57 | 41.56 | 0.01 | 0
2035 | SPP_N_2_NE | SPP_N | NE | Internal | Winter | B19 | 700 | 11328 | 0 | 38.24 | 38.22 | 0.01 | 0
2035 | SPP_N_2_NE | SPP_N | NE | Internal | Winter | B20 | 935 | 11328 | 0 | 26.88 | 26.86 | 0.01 | 0
2035 | SPP_N_2_SPP_S | SPP_N | SPP_S | Internal | Shoulder | B11 | 25 | 5571 | 0 | 54.84 | 54.83 | 0.01 | 0
2035 | SPP_N_2_SPP_S | SPP_N | SPP_S | Internal | Shoulder | B12 | 200 | 5571 | 0 | 45.84 | 45.84 | 0.01 | 0
2035 | SPP_N_2_SPP_S | SPP_N | SPP_S | Internal | Shoulder | B13 | 600 | 5571 | 0 | 42.07 | 42.07 | 0.01 | 0
2035 | SPP_N_2_SPP_S | SPP_N | SPP_S | Internal | Shoulder | B14 | 900 | 5571 | 0 | 34.34 | 32.46 | 0.01 | 0
2035 | SPP_N_2_SPP_S | SPP_N | SPP_S | Internal | Shoulder | B15 | 1203 | 5571 | 0 | 25.19 | 25.18 | 0.01 | 0
2035 | SPP_N_2_SPP_S | SPP_N | SPP_S | Internal | Summer | B1 | 10 | 5571 | 0 | 75.69 | 48.89 | 0.01 | 0
2035 | SPP_N_2_SPP_S | SPP_N | SPP_S | Internal | Summer | B2 | 25 | 5571 | 0 | 70.59 | 70.59 | 0.01 | 0
2035 | SPP_N_2_SPP_S | SPP_N | SPP_S | Internal | Summer | B3 | 75 | 5571 | 0 | 73.63 | 73.62 | 0.01 | 0
2035 | SPP_N_2_SPP_S | SPP_N | SPP_S | Internal | Summer | B4 | 100 | 5571 | 0 | 70.59 | 70.59 | 0.01 | 0
2035 | SPP_N_2_SPP_S | SPP_N | SPP_S | Internal | Summer | B5 | 200 | 5571 | 0 | 70.33 | 70.33 | 0.01 | 0
2035 | SPP_N_2_SPP_S | SPP_N | SPP_S | Internal | Summer | B6 | 300 | 5571 | 0 | 54.39 | 54.39 | 0.01 | 0
2035 | SPP_N_2_SPP_S | SPP_N | SPP_S | Internal | Summer | B7 | 400 | 5571 | 5571 | 47.8 | 48.78 | 0.01 | 0.97
2035 | SPP_N_2_SPP_S | SPP_N | SPP_S | Internal | Summer | B8 | 500 | 5571 | 3389.8 | 44.07 | 44.08 | 0.01 | 0
2035 | SPP_N_2_SPP_S | SPP_N | SPP_S | Internal | Summer | B9 | 800 | 5571 | 3542.44 | 39.35 | 39.36 | 0.01 | 0
2035 | SPP_N_2_SPP_S | SPP_N | SPP_S | Internal | Summer | B10 | 1262 | 5571 | 1432.76 | 32.81 | 32.82 | 0.01 | 0
2035 | SPP_N_2_SPP_S | SPP_N | SPP_S | Internal | Winter | B16 | 25 | 5571 | 524.5 | 40.44 | 40.46 | 0.01 | 0
2035 | SPP_N_2_SPP_S | SPP_N | SPP_S | Internal | Winter | B17 | 100 | 5571 | 1223.3 | 34.86 | 34.87 | 0.01 | 0
2035 | SPP_N_2_SPP_S | SPP_N | SPP_S | Internal | Winter | B18 | 400 | 5571 | 480.93 | 41.57 | 41.58 | 0.01 | 0
2035 | SPP_N_2_SPP_S | SPP_N | SPP_S | Internal | Winter | B19 | 700 | 5571 | 0 | 38.24 | 38.22 | 0.01 | 0
2035 | SPP_N_2_SPP_S | SPP_N | SPP_S | Internal | Winter | B20 | 935 | 5571 | 1116.3 | 26.88 | 26.89 | 0.01 | 0
2035 | SPP_S_2_ENT | SPP_S | ENT | Internal | Shoulder | B11 | 25 | 5132 | 4723.01 | 54.83 | 59.83 | 5 | 0
2035 | SPP_S_2_ENT | SPP_S | ENT | Internal | Shoulder | B12 | 200 | 5132 | 3701.64 | 45.84 | 50.84 | 5 | 0
2035 | SPP_S_2_ENT | SPP_S | ENT | Internal | Shoulder | B13 | 600 | 5132 | 3341.91 | 42.07 | 47.07 | 5 | 0
2035 | SPP_S_2_ENT | SPP_S | ENT | Internal | Shoulder | B14 | 900 | 5132 | 5132 | 32.46 | 42.44 | 5 | 4.98
2035 | SPP_S_2_ENT | SPP_S | ENT | Internal | Shoulder | B15 | 1203 | 5132 | 5132 | 25.18 | 33.35 | 5 | 3.17
2035 | SPP_S_2_ENT | SPP_S | ENT | Internal | Summer | B1 | 10 | 5132 | 5132 | 48.89 | 80.69 | 5 | 26.8
2035 | SPP_S_2_ENT | SPP_S | ENT | Internal | Summer | B2 | 25 | 5132 | 4956.58 | 70.59 | 75.59 | 5 | 0
2035 | SPP_S_2_ENT | SPP_S | ENT | Internal | Summer | B3 | 75 | 5132 | 2118.5 | 73.62 | 78.62 | 5 | 0
2035 | SPP_S_2_ENT | SPP_S | ENT | Internal | Summer | B4 | 100 | 5132 | 3161.25 | 70.59 | 75.59 | 5 | 0
2035 | SPP_S_2_ENT | SPP_S | ENT | Internal | Summer | B5 | 200 | 5132 | 1639.16 | 70.33 | 75.33 | 5 | 0
2035 | SPP_S_2_ENT | SPP_S | ENT | Internal | Summer | B6 | 300 | 5132 | 367.51 | 54.39 | 59.39 | 5 | 0
2035 | SPP_S_2_ENT | SPP_S | ENT | Internal | Summer | B7 | 400 | 5132 | 0 | 48.78 | 52.8 | 5 | 0
2035 | SPP_S_2_ENT | SPP_S | ENT | Internal | Summer | B8 | 500 | 5132 | 0 | 44.08 | 49.07 | 5 | 0
2035 | SPP_S_2_ENT | SPP_S | ENT | Internal | Summer | B9 | 800 | 5132 | 1149.08 | 39.36 | 44.36 | 5 | 0
2035 | SPP_S_2_ENT | SPP_S | ENT | Internal | Summer | B10 | 1262 | 5132 | 3319.52 | 32.82 | 37.82 | 5 | 0
2035 | SPP_S_2_ENT | SPP_S | ENT | Internal | Winter | B16 | 25 | 5132 | 5132 | 40.46 | 54.46 | 5 | 9.01
2035 | SPP_S_2_ENT | SPP_S | ENT | Internal | Winter | B17 | 100 | 5132 | 5132 | 34.87 | 49.92 | 5 | 10.05
2035 | SPP_S_2_ENT | SPP_S | ENT | Internal | Winter | B18 | 400 | 5132 | 4378.62 | 41.58 | 46.58 | 5 | 0
2035 | SPP_S_2_ENT | SPP_S | ENT | Internal | Winter | B19 | 700 | 5132 | 5132 | 38.22 | 43.24 | 5 | 0.01
2035 | SPP_S_2_ENT | SPP_S | ENT | Internal | Winter | B20 | 935 | 5132 | 5132 | 26.89 | 34.18 | 5 | 2.29
2035 | SPP_S_2_SPP_N | SPP_S | SPP_N | Internal | Shoulder | B11 | 25 | 2211 | 1515.44 | 54.83 | 54.84 | 0.01 | 0
2035 | SPP_S_2_SPP_N | SPP_S | SPP_N | Internal | Shoulder | B12 | 200 | 2211 | 0 | 45.84 | 45.84 | 0.01 | 0
2035 | SPP_S_2_SPP_N | SPP_S | SPP_N | Internal | Shoulder | B13 | 600 | 2211 | 0 | 42.07 | 42.07 | 0.01 | 0
2035 | SPP_S_2_SPP_N | SPP_S | SPP_N | Internal | Shoulder | B14 | 900 | 2211 | 2211 | 32.46 | 34.34 | 0.01 | 1.87
2035 | SPP_S_2_SPP_N | SPP_S | SPP_N | Internal | Shoulder | B15 | 1203 | 2211 | 2088.46 | 25.18 | 25.19 | 0.01 | 0
2035 | SPP_S_2_SPP_N | SPP_S | SPP_N | Internal | Summer | B1 | 10 | 2211 | 2211 | 48.89 | 75.69 | 0.01 | 26.78
2035 | SPP_S_2_SPP_N | SPP_S | SPP_N | Internal | Summer | B2 | 25 | 2211 | 0 | 70.59 | 70.59 | 0.01 | 0
2035 | SPP_S_2_SPP_N | SPP_S | SPP_N | Internal | Summer | B3 | 75 | 2211 | 1441.85 | 73.62 | 73.63 | 0.01 | 0
2035 | SPP_S_2_SPP_N | SPP_S | SPP_N | Internal | Summer | B4 | 100 | 2211 | 0 | 70.59 | 70.59 | 0.01 | 0
2035 | SPP_S_2_SPP_N | SPP_S | SPP_N | Internal | Summer | B5 | 200 | 2211 | 0 | 70.33 | 70.33 | 0.01 | 0
2035 | SPP_S_2_SPP_N | SPP_S | SPP_N | Internal | Summer | B6 | 300 | 2211 | 0 | 54.39 | 54.39 | 0.01 | 0
2035 | SPP_S_2_SPP_N | SPP_S | SPP_N | Internal | Summer | B7 | 400 | 2211 | 0 | 48.78 | 47.8 | 0.01 | 0
2035 | SPP_S_2_SPP_N | SPP_S | SPP_N | Internal | Summer | B8 | 500 | 2211 | 0 | 44.08 | 44.07 | 0.01 | 0
2035 | SPP_S_2_SPP_N | SPP_S | SPP_N | Internal | Summer | B9 | 800 | 2211 | 0 | 39.36 | 39.35 | 0.01 | 0
2035 | SPP_S_2_SPP_N | SPP_S | SPP_N | Internal | Summer | B10 | 1262 | 2211 | 0 | 32.82 | 32.81 | 0.01 | 0
2035 | SPP_S_2_SPP_N | SPP_S | SPP_N | Internal | Winter | B16 | 25 | 2211 | 0 | 40.46 | 40.44 | 0.01 | 0
2035 | SPP_S_2_SPP_N | SPP_S | SPP_N | Internal | Winter | B17 | 100 | 2211 | 0 | 34.87 | 34.86 | 0.01 | 0
2035 | SPP_S_2_SPP_N | SPP_S | SPP_N | Internal | Winter | B18 | 400 | 2211 | 0 | 41.58 | 41.57 | 0.01 | 0
2035 | SPP_S_2_SPP_N | SPP_S | SPP_N | Internal | Winter | B19 | 700 | 2211 | 187.3 | 38.22 | 38.24 | 0.01 | 0
2035 | SPP_S_2_SPP_N | SPP_S | SPP_N | Internal | Winter | B20 | 935 | 2211 | 0 | 26.89 | 26.88 | 0.01 | 0
2035 | TVA_2_ENT | TVA | ENT | Internal | Shoulder | B11 | 25 | 500 | 0 | 67.83 | 59.83 | 9 | 0
2035 | TVA_2_ENT | TVA | ENT | Internal | Shoulder | B12 | 200 | 500 | 0 | 54.52 | 50.84 | 9 | 0
2035 | TVA_2_ENT | TVA | ENT | Internal | Shoulder | B13 | 600 | 500 | 0 | 52.27 | 47.07 | 9 | 0
2035 | TVA_2_ENT | TVA | ENT | Internal | Shoulder | B14 | 900 | 500 | 0 | 50.62 | 42.44 | 9 | 0
2035 | TVA_2_ENT | TVA | ENT | Internal | Shoulder | B15 | 1203 | 500 | 0 | 48.01 | 33.35 | 9 | 0
2035 | TVA_2_ENT | TVA | ENT | Internal | Summer | B1 | 10 | 500 | 0 | 88.7 | 80.69 | 9 | 0
2035 | TVA_2_ENT | TVA | ENT | Internal | Summer | B2 | 25 | 500 | 0 | 83.6 | 75.59 | 9 | 0
2035 | TVA_2_ENT | TVA | ENT | Internal | Summer | B3 | 75 | 500 | 0 | 83.2 | 78.62 | 9 | 0
2035 | TVA_2_ENT | TVA | ENT | Internal | Summer | B4 | 100 | 500 | 0 | 83.2 | 75.59 | 9 | 0
2035 | TVA_2_ENT | TVA | ENT | Internal | Summer | B5 | 200 | 500 | 0 | 79.35 | 75.33 | 9 | 0
2035 | TVA_2_ENT | TVA | ENT | Internal | Summer | B6 | 300 | 500 | 0 | 63.47 | 59.39 | 9 | 0
2035 | TVA_2_ENT | TVA | ENT | Internal | Summer | B7 | 400 | 500 | 0 | 52.95 | 52.8 | 9 | 0
2035 | TVA_2_ENT | TVA | ENT | Internal | Summer | B8 | 500 | 500 | 0 | 50.78 | 49.07 | 9 | 0
2035 | TVA_2_ENT | TVA | ENT | Internal | Summer | B9 | 800 | 500 | 0 | 49.23 | 44.36 | 9 | 0
2035 | TVA_2_ENT | TVA | ENT | Internal | Summer | B10 | 1262 | 500 | 0 | 45.82 | 37.82 | 9 | 0
2035 | TVA_2_ENT | TVA | ENT | Internal | Winter | B16 | 25 | 500 | 0 | 70.48 | 54.46 | 9 | 0
2035 | TVA_2_ENT | TVA | ENT | Internal | Winter | B17 | 100 | 500 | 0 | 57.93 | 49.92 | 9 | 0
2035 | TVA_2_ENT | TVA | ENT | Internal | Winter | B18 | 400 | 500 | 0 | 54.59 | 46.58 | 9 | 0
2035 | TVA_2_ENT | TVA | ENT | Internal | Winter | B19 | 700 | 500 | 0 | 51.25 | 43.24 | 9 | 0
2035 | TVA_2_ENT | TVA | ENT | Internal | Winter | B20 | 935 | 500 | 0 | 47.91 | 34.18 | 9 | 0
2035 | TVA_2_NonRTO_Midwest | TVA | NonRTO_Midwest | Internal | Shoulder | B11 | 25 | 100 | 0 | 67.83 | 67.85 | 9 | 0
2035 | TVA_2_NonRTO_Midwest | TVA | NonRTO_Midwest | Internal | Shoulder | B12 | 200 | 100 | 0 | 54.52 | 62.82 | 9 | 0
2035 | TVA_2_NonRTO_Midwest | TVA | NonRTO_Midwest | Internal | Shoulder | B13 | 600 | 100 | 0 | 52.27 | 59.04 | 9 | 0
2035 | TVA_2_NonRTO_Midwest | TVA | NonRTO_Midwest | Internal | Shoulder | B14 | 900 | 100 | 0 | 50.62 | 51.56 | 9 | 0
2035 | TVA_2_NonRTO_Midwest | TVA | NonRTO_Midwest | Internal | Shoulder | B15 | 1203 | 100 | 0 | 48.01 | 40 | 9 | 0
2035 | TVA_2_NonRTO_Midwest | TVA | NonRTO_Midwest | Internal | Summer | B1 | 10 | 100 | 0 | 88.7 | 84.43 | 9 | 0
2035 | TVA_2_NonRTO_Midwest | TVA | NonRTO_Midwest | Internal | Summer | B2 | 25 | 100 | 0 | 83.6 | 84.43 | 9 | 0
2035 | TVA_2_NonRTO_Midwest | TVA | NonRTO_Midwest | Internal | Summer | B3 | 75 | 100 | 0 | 83.2 | 84.43 | 9 | 0
2035 | TVA_2_NonRTO_Midwest | TVA | NonRTO_Midwest | Internal | Summer | B4 | 100 | 100 | 0 | 83.2 | 83.6 | 9 | 0
2035 | TVA_2_NonRTO_Midwest | TVA | NonRTO_Midwest | Internal | Summer | B5 | 200 | 100 | 0 | 79.35 | 83.34 | 9 | 0
2035 | TVA_2_NonRTO_Midwest | TVA | NonRTO_Midwest | Internal | Summer | B6 | 300 | 100 | 0 | 63.47 | 67.4 | 9 | 0
2035 | TVA_2_NonRTO_Midwest | TVA | NonRTO_Midwest | Internal | Summer | B7 | 400 | 100 | 0 | 52.95 | 58.38 | 9 | 0
2035 | TVA_2_NonRTO_Midwest | TVA | NonRTO_Midwest | Internal | Summer | B8 | 500 | 100 | 0 | 50.78 | 44.56 | 9 | 0
2035 | TVA_2_NonRTO_Midwest | TVA | NonRTO_Midwest | Internal | Summer | B9 | 800 | 100 | 0 | 49.23 | 41.22 | 9 | 0
2035 | TVA_2_NonRTO_Midwest | TVA | NonRTO_Midwest | Internal | Summer | B10 | 1262 | 100 | 0 | 45.82 | 37.81 | 9 | 0
2035 | TVA_2_NonRTO_Midwest | TVA | NonRTO_Midwest | Internal | Winter | B16 | 25 | 100 | 0 | 70.48 | 71.15 | 9 | 0
2035 | TVA_2_NonRTO_Midwest | TVA | NonRTO_Midwest | Internal | Winter | B17 | 100 | 100 | 0 | 57.93 | 65.41 | 9 | 0
2035 | TVA_2_NonRTO_Midwest | TVA | NonRTO_Midwest | Internal | Winter | B18 | 400 | 100 | 0 | 54.59 | 61.9 | 9 | 0
2035 | TVA_2_NonRTO_Midwest | TVA | NonRTO_Midwest | Internal | Winter | B19 | 700 | 100 | 0 | 51.25 | 51.44 | 9 | 0
2035 | TVA_2_NonRTO_Midwest | TVA | NonRTO_Midwest | Internal | Winter | B20 | 935 | 100 | 0 | 47.91 | 39.9 | 9 | 0
2035 | TVA_2_SOCO | TVA | SOCO | Internal | Shoulder | B11 | 25 | 500 | 133.83 | 67.83 | 76.83 | 9 | 0
2035 | TVA_2_SOCO | TVA | SOCO | Internal | Shoulder | B12 | 200 | 500 | 0 | 54.52 | 54.95 | 9 | 0
2035 | TVA_2_SOCO | TVA | SOCO | Internal | Shoulder | B13 | 600 | 500 | 0 | 52.27 | 53.05 | 9 | 0
2035 | TVA_2_SOCO | TVA | SOCO | Internal | Shoulder | B14 | 900 | 500 | 0 | 50.62 | 53.05 | 9 | 0
2035 | TVA_2_SOCO | TVA | SOCO | Internal | Shoulder | B15 | 1203 | 500 | 0 | 48.01 | 53.05 | 9 | 0
2035 | TVA_2_SOCO | TVA | SOCO | Internal | Summer | B1 | 10 | 500 | 0 | 88.7 | 88.69 | 9 | 0
2035 | TVA_2_SOCO | TVA | SOCO | Internal | Summer | B2 | 25 | 500 | 0 | 83.6 | 88.3 | 9 | 0
2035 | TVA_2_SOCO | TVA | SOCO | Internal | Summer | B3 | 75 | 500 | 0 | 83.2 | 86.62 | 9 | 0
2035 | TVA_2_SOCO | TVA | SOCO | Internal | Summer | B4 | 100 | 500 | 0 | 83.2 | 86.6 | 9 | 0
2035 | TVA_2_SOCO | TVA | SOCO | Internal | Summer | B5 | 200 | 500 | 0 | 79.35 | 86.6 | 9 | 0
2035 | TVA_2_SOCO | TVA | SOCO | Internal | Summer | B6 | 300 | 500 | 259.67 | 63.47 | 72.47 | 9 | 0
2035 | TVA_2_SOCO | TVA | SOCO | Internal | Summer | B7 | 400 | 500 | 500 | 52.95 | 66.85 | 9 | 4.9
2035 | TVA_2_SOCO | TVA | SOCO | Internal | Summer | B8 | 500 | 500 | 0 | 50.78 | 57.07 | 9 | 0
2035 | TVA_2_SOCO | TVA | SOCO | Internal | Summer | B9 | 800 | 500 | 0 | 49.23 | 51.48 | 9 | 0
2035 | TVA_2_SOCO | TVA | SOCO | Internal | Summer | B10 | 1262 | 500 | 0 | 45.82 | 51.48 | 9 | 0
2035 | TVA_2_SOCO | TVA | SOCO | Internal | Winter | B16 | 25 | 500 | 0 | 70.48 | 79.46 | 9 | 0
2035 | TVA_2_SOCO | TVA | SOCO | Internal | Winter | B17 | 100 | 500 | 0 | 57.93 | 57.92 | 9 | 0
2035 | TVA_2_SOCO | TVA | SOCO | Internal | Winter | B18 | 400 | 500 | 0 | 54.59 | 56.53 | 9 | 0
2035 | TVA_2_SOCO | TVA | SOCO | Internal | Winter | B19 | 700 | 500 | 0 | 51.25 | 56.53 | 9 | 0
2035 | TVA_2_SOCO | TVA | SOCO | Internal | Winter | B20 | 935 | 500 | 0 | 47.91 | 55.68 | 9 | 0
2035 | TVA_2_VACAR | TVA | VACAR | Internal | Shoulder | B11 | 25 | 150 | 0 | 67.83 | 69.83 | 9 | 0
2035 | TVA_2_VACAR | TVA | VACAR | Internal | Shoulder | B12 | 200 | 150 | 0 | 54.52 | 58.35 | 9 | 0
2035 | TVA_2_VACAR | TVA | VACAR | Internal | Shoulder | B13 | 600 | 150 | 0 | 52.27 | 50.94 | 9 | 0
2035 | TVA_2_VACAR | TVA | VACAR | Internal | Shoulder | B14 | 900 | 150 | 0 | 50.62 | 50.61 | 9 | 0
2035 | TVA_2_VACAR | TVA | VACAR | Internal | Shoulder | B15 | 1203 | 150 | 0 | 48.01 | 50.61 | 9 | 0
2035 | TVA_2_VACAR | TVA | VACAR | Internal | Summer | B1 | 10 | 150 | 0 | 88.7 | 88.68 | 9 | 0
2035 | TVA_2_VACAR | TVA | VACAR | Internal | Summer | B2 | 25 | 150 | 0 | 83.6 | 87.37 | 9 | 0
2035 | TVA_2_VACAR | TVA | VACAR | Internal | Summer | B3 | 75 | 150 | 0 | 83.2 | 87.37 | 9 | 0
2035 | TVA_2_VACAR | TVA | VACAR | Internal | Summer | B4 | 100 | 150 | 0 | 83.2 | 85.46 | 9 | 0
2035 | TVA_2_VACAR | TVA | VACAR | Internal | Summer | B5 | 200 | 150 | 0 | 79.35 | 79.6 | 9 | 0
2035 | TVA_2_VACAR | TVA | VACAR | Internal | Summer | B6 | 300 | 150 | 0 | 63.47 | 66.89 | 9 | 0
2035 | TVA_2_VACAR | TVA | VACAR | Internal | Summer | B7 | 400 | 150 | 0 | 52.95 | 59.85 | 9 | 0
2035 | TVA_2_VACAR | TVA | VACAR | Internal | Summer | B8 | 500 | 150 | 0 | 50.78 | 50.94 | 9 | 0
2035 | TVA_2_VACAR | TVA | VACAR | Internal | Summer | B9 | 800 | 150 | 0 | 49.23 | 48.39 | 9 | 0
2035 | TVA_2_VACAR | TVA | VACAR | Internal | Summer | B10 | 1262 | 150 | 0 | 45.82 | 48.39 | 9 | 0
2035 | TVA_2_VACAR | TVA | VACAR | Internal | Winter | B16 | 25 | 150 | 150 | 70.48 | 83.64 | 9 | 4.17
2035 | TVA_2_VACAR | TVA | VACAR | Internal | Winter | B17 | 100 | 150 | 0 | 57.93 | 63.95 | 9 | 0
2035 | TVA_2_VACAR | TVA | VACAR | Internal | Winter | B18 | 400 | 150 | 0 | 54.59 | 55.97 | 9 | 0
2035 | TVA_2_VACAR | TVA | VACAR | Internal | Winter | B19 | 700 | 150 | 0 | 51.25 | 55.69 | 9 | 0
2035 | TVA_2_VACAR | TVA | VACAR | Internal | Winter | B20 | 935 | 150 | 0 | 47.91 | 55.69 | 9 | 0
2035 | TVA_Transmission_2_NonRTO_Midwest | TVA_Transmission | NonRTO_Midwest | Internal | Shoulder | B11 | 25 | 700 | 0 | 67.83 | 67.85 | 9 | 0
2035 | TVA_Transmission_2_NonRTO_Midwest | TVA_Transmission | NonRTO_Midwest | Internal | Shoulder | B12 | 200 | 700 | 0 | 56.21 | 62.82 | 9 | 0
2035 | TVA_Transmission_2_NonRTO_Midwest | TVA_Transmission | NonRTO_Midwest | Internal | Shoulder | B13 | 600 | 700 | 0 | 53.09 | 59.04 | 9 | 0
2035 | TVA_Transmission_2_NonRTO_Midwest | TVA_Transmission | NonRTO_Midwest | Internal | Shoulder | B14 | 900 | 700 | 0 | 50.61 | 51.56 | 9 | 0
2035 | TVA_Transmission_2_NonRTO_Midwest | TVA_Transmission | NonRTO_Midwest | Internal | Shoulder | B15 | 1203 | 700 | 0 | 48 | 40 | 9 | 0
2035 | TVA_Transmission_2_NonRTO_Midwest | TVA_Transmission | NonRTO_Midwest | Internal | Summer | B1 | 10 | 700 | 0 | 88.69 | 84.43 | 9 | 0
2035 | TVA_Transmission_2_NonRTO_Midwest | TVA_Transmission | NonRTO_Midwest | Internal | Summer | B2 | 25 | 700 | 0 | 83.59 | 84.43 | 9 | 0
2035 | TVA_Transmission_2_NonRTO_Midwest | TVA_Transmission | NonRTO_Midwest | Internal | Summer | B3 | 75 | 700 | 0 | 83.18 | 84.43 | 9 | 0
2035 | TVA_Transmission_2_NonRTO_Midwest | TVA_Transmission | NonRTO_Midwest | Internal | Summer | B4 | 100 | 700 | 0 | 83.18 | 83.6 | 9 | 0
2035 | TVA_Transmission_2_NonRTO_Midwest | TVA_Transmission | NonRTO_Midwest | Internal | Summer | B5 | 200 | 700 | 0 | 79.34 | 83.34 | 9 | 0
2035 | TVA_Transmission_2_NonRTO_Midwest | TVA_Transmission | NonRTO_Midwest | Internal | Summer | B6 | 300 | 700 | 0 | 65.12 | 67.4 | 9 | 0
2035 | TVA_Transmission_2_NonRTO_Midwest | TVA_Transmission | NonRTO_Midwest | Internal | Summer | B7 | 400 | 700 | 0 | 58.5 | 58.38 | 9 | 0
2035 | TVA_Transmission_2_NonRTO_Midwest | TVA_Transmission | NonRTO_Midwest | Internal | Summer | B8 | 500 | 700 | 0 | 51.18 | 44.56 | 9 | 0
2035 | TVA_Transmission_2_NonRTO_Midwest | TVA_Transmission | NonRTO_Midwest | Internal | Summer | B9 | 800 | 700 | 0 | 49.22 | 41.22 | 9 | 0
2035 | TVA_Transmission_2_NonRTO_Midwest | TVA_Transmission | NonRTO_Midwest | Internal | Summer | B10 | 1262 | 700 | 0 | 45.81 | 37.81 | 9 | 0
2035 | TVA_Transmission_2_NonRTO_Midwest | TVA_Transmission | NonRTO_Midwest | Internal | Winter | B16 | 25 | 700 | 0 | 70.46 | 71.15 | 9 | 0
2035 | TVA_Transmission_2_NonRTO_Midwest | TVA_Transmission | NonRTO_Midwest | Internal | Winter | B17 | 100 | 700 | 0 | 57.92 | 65.41 | 9 | 0
2035 | TVA_Transmission_2_NonRTO_Midwest | TVA_Transmission | NonRTO_Midwest | Internal | Winter | B18 | 400 | 700 | 0 | 54.58 | 61.9 | 9 | 0
2035 | TVA_Transmission_2_NonRTO_Midwest | TVA_Transmission | NonRTO_Midwest | Internal | Winter | B19 | 700 | 700 | 0 | 51.24 | 51.44 | 9 | 0
2035 | TVA_Transmission_2_NonRTO_Midwest | TVA_Transmission | NonRTO_Midwest | Internal | Winter | B20 | 935 | 700 | 0 | 47.9 | 39.9 | 9 | 0
2035 | TVA_Transmission_2_SOCO | TVA_Transmission | SOCO | Internal | Shoulder | B11 | 25 | 3200 | 1758.9 | 67.83 | 76.83 | 9 | 0
2035 | TVA_Transmission_2_SOCO | TVA_Transmission | SOCO | Internal | Shoulder | B12 | 200 | 3200 | 0 | 56.21 | 54.95 | 9 | 0
2035 | TVA_Transmission_2_SOCO | TVA_Transmission | SOCO | Internal | Shoulder | B13 | 600 | 3200 | 0 | 53.09 | 53.05 | 9 | 0
2035 | TVA_Transmission_2_SOCO | TVA_Transmission | SOCO | Internal | Shoulder | B14 | 900 | 3200 | 0 | 50.61 | 53.05 | 9 | 0
2035 | TVA_Transmission_2_SOCO | TVA_Transmission | SOCO | Internal | Shoulder | B15 | 1203 | 3200 | 0 | 48 | 53.05 | 9 | 0
2035 | TVA_Transmission_2_SOCO | TVA_Transmission | SOCO | Internal | Summer | B1 | 10 | 3200 | 0 | 88.69 | 88.69 | 9 | 0
2035 | TVA_Transmission_2_SOCO | TVA_Transmission | SOCO | Internal | Summer | B2 | 25 | 3200 | 0 | 83.59 | 88.3 | 9 | 0
2035 | TVA_Transmission_2_SOCO | TVA_Transmission | SOCO | Internal | Summer | B3 | 75 | 3200 | 0 | 83.18 | 86.62 | 9 | 0
2035 | TVA_Transmission_2_SOCO | TVA_Transmission | SOCO | Internal | Summer | B4 | 100 | 3200 | 0 | 83.18 | 86.6 | 9 | 0
2035 | TVA_Transmission_2_SOCO | TVA_Transmission | SOCO | Internal | Summer | B5 | 200 | 3200 | 0 | 79.34 | 86.6 | 9 | 0
2035 | TVA_Transmission_2_SOCO | TVA_Transmission | SOCO | Internal | Summer | B6 | 300 | 3200 | 0 | 65.12 | 72.47 | 9 | 0
2035 | TVA_Transmission_2_SOCO | TVA_Transmission | SOCO | Internal | Summer | B7 | 400 | 3200 | 0 | 58.5 | 66.85 | 9 | 0
2035 | TVA_Transmission_2_SOCO | TVA_Transmission | SOCO | Internal | Summer | B8 | 500 | 3200 | 0 | 51.18 | 57.07 | 9 | 0
2035 | TVA_Transmission_2_SOCO | TVA_Transmission | SOCO | Internal | Summer | B9 | 800 | 3200 | 0 | 49.22 | 51.48 | 9 | 0
2035 | TVA_Transmission_2_SOCO | TVA_Transmission | SOCO | Internal | Summer | B10 | 1262 | 3200 | 0 | 45.81 | 51.48 | 9 | 0
2035 | TVA_Transmission_2_SOCO | TVA_Transmission | SOCO | Internal | Winter | B16 | 25 | 3200 | 1071.52 | 70.46 | 79.46 | 9 | 0
2035 | TVA_Transmission_2_SOCO | TVA_Transmission | SOCO | Internal | Winter | B17 | 100 | 3200 | 0 | 57.92 | 57.92 | 9 | 0
2035 | TVA_Transmission_2_SOCO | TVA_Transmission | SOCO | Internal | Winter | B18 | 400 | 3200 | 0 | 54.58 | 56.53 | 9 | 0
2035 | TVA_Transmission_2_SOCO | TVA_Transmission | SOCO | Internal | Winter | B19 | 700 | 3200 | 0 | 51.24 | 56.53 | 9 | 0
2035 | TVA_Transmission_2_SOCO | TVA_Transmission | SOCO | Internal | Winter | B20 | 935 | 3200 | 0 | 47.9 | 55.68 | 9 | 0
2035 | TVA_Transmission_2_TVA | TVA_Transmission | TVA | Internal | Shoulder | B11 | 25 | 99999 | 0 | 67.83 | 67.83 | 0.01 | 0
2035 | TVA_Transmission_2_TVA | TVA_Transmission | TVA | Internal | Shoulder | B12 | 200 | 99999 | 0 | 56.21 | 54.52 | 0.01 | 0
2035 | TVA_Transmission_2_TVA | TVA_Transmission | TVA | Internal | Shoulder | B13 | 600 | 99999 | 0 | 53.09 | 52.27 | 0.01 | 0
2035 | TVA_Transmission_2_TVA | TVA_Transmission | TVA | Internal | Shoulder | B14 | 900 | 99999 | 3458.56 | 50.61 | 50.62 | 0.01 | 0
2035 | TVA_Transmission_2_TVA | TVA_Transmission | TVA | Internal | Shoulder | B15 | 1203 | 99999 | 4476.08 | 48 | 48.01 | 0.01 | 0
2035 | TVA_Transmission_2_TVA | TVA_Transmission | TVA | Internal | Summer | B1 | 10 | 99999 | 3771.08 | 88.69 | 88.7 | 0.01 | 0
2035 | TVA_Transmission_2_TVA | TVA_Transmission | TVA | Internal | Summer | B2 | 25 | 99999 | 2915.34 | 83.59 | 83.6 | 0.01 | 0
2035 | TVA_Transmission_2_TVA | TVA_Transmission | TVA | Internal | Summer | B3 | 75 | 99999 | 1236.26 | 83.18 | 83.2 | 0.01 | 0
2035 | TVA_Transmission_2_TVA | TVA_Transmission | TVA | Internal | Summer | B4 | 100 | 99999 | 460.41 | 83.18 | 83.2 | 0.01 | 0
2035 | TVA_Transmission_2_TVA | TVA_Transmission | TVA | Internal | Summer | B5 | 200 | 99999 | 917.3 | 79.34 | 79.35 | 0.01 | 0
2035 | TVA_Transmission_2_TVA | TVA_Transmission | TVA | Internal | Summer | B6 | 300 | 99999 | 0 | 65.12 | 63.47 | 0.01 | 0
2035 | TVA_Transmission_2_TVA | TVA_Transmission | TVA | Internal | Summer | B7 | 400 | 99999 | 0 | 58.5 | 52.95 | 0.01 | 0
2035 | TVA_Transmission_2_TVA | TVA_Transmission | TVA | Internal | Summer | B8 | 500 | 99999 | 0 | 51.18 | 50.78 | 0.01 | 0
2035 | TVA_Transmission_2_TVA | TVA_Transmission | TVA | Internal | Summer | B9 | 800 | 99999 | 1398.72 | 49.22 | 49.23 | 0.01 | 0
2035 | TVA_Transmission_2_TVA | TVA_Transmission | TVA | Internal | Summer | B10 | 1262 | 99999 | 2242.4 | 45.81 | 45.82 | 0.01 | 0
2035 | TVA_Transmission_2_TVA | TVA_Transmission | TVA | Internal | Winter | B16 | 25 | 99999 | 862.24 | 70.46 | 70.48 | 0.01 | 0
2035 | TVA_Transmission_2_TVA | TVA_Transmission | TVA | Internal | Winter | B17 | 100 | 99999 | 933.55 | 57.92 | 57.93 | 0.01 | 0
2035 | TVA_Transmission_2_TVA | TVA_Transmission | TVA | Internal | Winter | B18 | 400 | 99999 | 574.85 | 54.58 | 54.59 | 0.01 | 0
2035 | TVA_Transmission_2_TVA | TVA_Transmission | TVA | Internal | Winter | B19 | 700 | 99999 | 1112.71 | 51.24 | 51.25 | 0.01 | 0
2035 | TVA_Transmission_2_TVA | TVA_Transmission | TVA | Internal | Winter | B20 | 935 | 99999 | 3517.75 | 47.9 | 47.91 | 0.01 | 0
2035 | TVA_Transmission_2_VACAR | TVA_Transmission | VACAR | Internal | Shoulder | B11 | 25 | 900 | 0 | 67.83 | 69.83 | 9 | 0
2035 | TVA_Transmission_2_VACAR | TVA_Transmission | VACAR | Internal | Shoulder | B12 | 200 | 900 | 0 | 56.21 | 58.35 | 9 | 0
2035 | TVA_Transmission_2_VACAR | TVA_Transmission | VACAR | Internal | Shoulder | B13 | 600 | 900 | 0 | 53.09 | 50.94 | 9 | 0
2035 | TVA_Transmission_2_VACAR | TVA_Transmission | VACAR | Internal | Shoulder | B14 | 900 | 900 | 0 | 50.61 | 50.61 | 9 | 0
2035 | TVA_Transmission_2_VACAR | TVA_Transmission | VACAR | Internal | Shoulder | B15 | 1203 | 900 | 0 | 48 | 50.61 | 9 | 0
2035 | TVA_Transmission_2_VACAR | TVA_Transmission | VACAR | Internal | Summer | B1 | 10 | 900 | 0 | 88.69 | 88.68 | 9 | 0
2035 | TVA_Transmission_2_VACAR | TVA_Transmission | VACAR | Internal | Summer | B2 | 25 | 900 | 0 | 83.59 | 87.37 | 9 | 0
2035 | TVA_Transmission_2_VACAR | TVA_Transmission | VACAR | Internal | Summer | B3 | 75 | 900 | 0 | 83.18 | 87.37 | 9 | 0
2035 | TVA_Transmission_2_VACAR | TVA_Transmission | VACAR | Internal | Summer | B4 | 100 | 900 | 0 | 83.18 | 85.46 | 9 | 0
2035 | TVA_Transmission_2_VACAR | TVA_Transmission | VACAR | Internal | Summer | B5 | 200 | 900 | 0 | 79.34 | 79.6 | 9 | 0
2035 | TVA_Transmission_2_VACAR | TVA_Transmission | VACAR | Internal | Summer | B6 | 300 | 900 | 0 | 65.12 | 66.89 | 9 | 0
2035 | TVA_Transmission_2_VACAR | TVA_Transmission | VACAR | Internal | Summer | B7 | 400 | 900 | 0 | 58.5 | 59.85 | 9 | 0
2035 | TVA_Transmission_2_VACAR | TVA_Transmission | VACAR | Internal | Summer | B8 | 500 | 900 | 0 | 51.18 | 50.94 | 9 | 0
2035 | TVA_Transmission_2_VACAR | TVA_Transmission | VACAR | Internal | Summer | B9 | 800 | 900 | 0 | 49.22 | 48.39 | 9 | 0
2035 | TVA_Transmission_2_VACAR | TVA_Transmission | VACAR | Internal | Summer | B10 | 1262 | 900 | 0 | 45.81 | 48.39 | 9 | 0
2035 | TVA_Transmission_2_VACAR | TVA_Transmission | VACAR | Internal | Winter | B16 | 25 | 900 | 900 | 70.46 | 83.64 | 9 | 4.18
2035 | TVA_Transmission_2_VACAR | TVA_Transmission | VACAR | Internal | Winter | B17 | 100 | 900 | 0 | 57.92 | 63.95 | 9 | 0
2035 | TVA_Transmission_2_VACAR | TVA_Transmission | VACAR | Internal | Winter | B18 | 400 | 900 | 0 | 54.58 | 55.97 | 9 | 0
2035 | TVA_Transmission_2_VACAR | TVA_Transmission | VACAR | Internal | Winter | B19 | 700 | 900 | 0 | 51.24 | 55.69 | 9 | 0
2035 | TVA_Transmission_2_VACAR | TVA_Transmission | VACAR | Internal | Winter | B20 | 935 | 900 | 0 | 47.9 | 55.69 | 9 | 0
2035 | VACAR_2_SOCO | VACAR | SOCO | Internal | Shoulder | B11 | 25 | 3000 | 1311.81 | 69.83 | 76.83 | 7 | 0
2035 | VACAR_2_SOCO | VACAR | SOCO | Internal | Shoulder | B12 | 200 | 3000 | 0 | 58.35 | 54.95 | 7 | 0
2035 | VACAR_2_SOCO | VACAR | SOCO | Internal | Shoulder | B13 | 600 | 3000 | 0 | 50.94 | 53.05 | 7 | 0
2035 | VACAR_2_SOCO | VACAR | SOCO | Internal | Shoulder | B14 | 900 | 3000 | 0 | 50.61 | 53.05 | 7 | 0
2035 | VACAR_2_SOCO | VACAR | SOCO | Internal | Shoulder | B15 | 1203 | 3000 | 0 | 50.61 | 53.05 | 7 | 0
2035 | VACAR_2_SOCO | VACAR | SOCO | Internal | Summer | B1 | 10 | 3000 | 0 | 88.68 | 88.69 | 7 | 0
2035 | VACAR_2_SOCO | VACAR | SOCO | Internal | Summer | B2 | 25 | 3000 | 0 | 87.37 | 88.3 | 7 | 0
2035 | VACAR_2_SOCO | VACAR | SOCO | Internal | Summer | B3 | 75 | 3000 | 0 | 87.37 | 86.62 | 7 | 0
2035 | VACAR_2_SOCO | VACAR | SOCO | Internal | Summer | B4 | 100 | 3000 | 0 | 85.46 | 86.6 | 7 | 0
2035 | VACAR_2_SOCO | VACAR | SOCO | Internal | Summer | B5 | 200 | 3000 | 1099.03 | 79.6 | 86.6 | 7 | 0
2035 | VACAR_2_SOCO | VACAR | SOCO | Internal | Summer | B6 | 300 | 3000 | 0 | 66.89 | 72.47 | 7 | 0
2035 | VACAR_2_SOCO | VACAR | SOCO | Internal | Summer | B7 | 400 | 3000 | 899.22 | 59.85 | 66.85 | 7 | 0
2035 | VACAR_2_SOCO | VACAR | SOCO | Internal | Summer | B8 | 500 | 3000 | 0 | 50.94 | 57.07 | 7 | 0
2035 | VACAR_2_SOCO | VACAR | SOCO | Internal | Summer | B9 | 800 | 3000 | 0 | 48.39 | 51.48 | 7 | 0
2035 | VACAR_2_SOCO | VACAR | SOCO | Internal | Summer | B10 | 1262 | 3000 | 0 | 48.39 | 51.48 | 7 | 0
2035 | VACAR_2_SOCO | VACAR | SOCO | Internal | Winter | B16 | 25 | 3000 | 0 | 83.64 | 79.46 | 7 | 0
2035 | VACAR_2_SOCO | VACAR | SOCO | Internal | Winter | B17 | 100 | 3000 | 0 | 63.95 | 57.92 | 7 | 0
2035 | VACAR_2_SOCO | VACAR | SOCO | Internal | Winter | B18 | 400 | 3000 | 0 | 55.97 | 56.53 | 7 | 0
2035 | VACAR_2_SOCO | VACAR | SOCO | Internal | Winter | B19 | 700 | 3000 | 0 | 55.69 | 56.53 | 7 | 0
2035 | VACAR_2_SOCO | VACAR | SOCO | Internal | Winter | B20 | 935 | 3000 | 0 | 55.69 | 55.68 | 7 | 0
2040 | ENT_2_MISO_MO-IL | ENT | MISO_MO-IL | Internal | Shoulder | B11 | 25 | 2260 | 0 | 65.8 | 65.8 | 8 | 0
2040 | ENT_2_MISO_MO-IL | ENT | MISO_MO-IL | Internal | Shoulder | B12 | 200 | 2260 | 0 | 57.12 | 57.12 | 8 | 0
2040 | ENT_2_MISO_MO-IL | ENT | MISO_MO-IL | Internal | Shoulder | B13 | 600 | 2260 | 0 | 51.58 | 51.58 | 8 | 0
2040 | ENT_2_MISO_MO-IL | ENT | MISO_MO-IL | Internal | Shoulder | B14 | 900 | 2260 | 0 | 45.58 | 45.58 | 8 | 0
2040 | ENT_2_MISO_MO-IL | ENT | MISO_MO-IL | Internal | Shoulder | B15 | 1203 | 2260 | 0 | 41.88 | 42.43 | 8 | 0
2040 | ENT_2_MISO_MO-IL | ENT | MISO_MO-IL | Internal | Summer | B1 | 10 | 2260 | 0 | 90.19 | 90.19 | 8 | 0
2040 | ENT_2_MISO_MO-IL | ENT | MISO_MO-IL | Internal | Summer | B2 | 25 | 2260 | 0 | 84.59 | 88.2 | 8 | 0
2040 | ENT_2_MISO_MO-IL | ENT | MISO_MO-IL | Internal | Summer | B3 | 75 | 2260 | 0 | 88.19 | 88.2 | 8 | 0
2040 | ENT_2_MISO_MO-IL | ENT | MISO_MO-IL | Internal | Summer | B4 | 100 | 2260 | 0 | 85.25 | 85.55 | 8 | 0
2040 | ENT_2_MISO_MO-IL | ENT | MISO_MO-IL | Internal | Summer | B5 | 200 | 2260 | 0 | 84.58 | 84.58 | 8 | 0
2040 | ENT_2_MISO_MO-IL | ENT | MISO_MO-IL | Internal | Summer | B6 | 300 | 2260 | 0 | 68.63 | 68.63 | 8 | 0
2040 | ENT_2_MISO_MO-IL | ENT | MISO_MO-IL | Internal | Summer | B7 | 400 | 2260 | 0 | 59.89 | 57.9 | 8 | 0
2040 | ENT_2_MISO_MO-IL | ENT | MISO_MO-IL | Internal | Summer | B8 | 500 | 2260 | 0 | 55.17 | 49.75 | 8 | 0
2040 | ENT_2_MISO_MO-IL | ENT | MISO_MO-IL | Internal | Summer | B9 | 800 | 2260 | 0 | 49.95 | 45.55 | 8 | 0
2040 | ENT_2_MISO_MO-IL | ENT | MISO_MO-IL | Internal | Summer | B10 | 1262 | 2260 | 0 | 38.5 | 38.48 | 8 | 0
2040 | ENT_2_MISO_MO-IL | ENT | MISO_MO-IL | Internal | Winter | B16 | 25 | 2260 | 76.82 | 61.29 | 69.29 | 8 | 0
2040 | ENT_2_MISO_MO-IL | ENT | MISO_MO-IL | Internal | Winter | B17 | 100 | 2260 | 0 | 55.4 | 58.33 | 8 | 0
2040 | ENT_2_MISO_MO-IL | ENT | MISO_MO-IL | Internal | Winter | B18 | 400 | 2260 | 0 | 48.71 | 48.71 | 8 | 0
2040 | ENT_2_MISO_MO-IL | ENT | MISO_MO-IL | Internal | Winter | B19 | 700 | 2260 | 0 | 48.71 | 48.71 | 8 | 0
2040 | ENT_2_MISO_MO-IL | ENT | MISO_MO-IL | Internal | Winter | B20 | 935 | 2260 | 0 | 41.97 | 41.97 | 8 | 0
2040 | ENT_2_SOCO | ENT | SOCO | Internal | Shoulder | B11 | 25 | 2431 | 2431 | 65.8 | 82.79 | 8 | 8.99
2040 | ENT_2_SOCO | ENT | SOCO | Internal | Shoulder | B12 | 200 | 2431 | 0 | 57.12 | 59.7 | 8 | 0
2040 | ENT_2_SOCO | ENT | SOCO | Internal | Shoulder | B13 | 600 | 2431 | 209.9 | 51.58 | 59.58 | 8 | 0
2040 | ENT_2_SOCO | ENT | SOCO | Internal | Shoulder | B14 | 900 | 2431 | 2431 | 45.58 | 59.58 | 8 | 6.01
2040 | ENT_2_SOCO | ENT | SOCO | Internal | Shoulder | B15 | 1203 | 2431 | 2431 | 41.88 | 59.58 | 8 | 9.71
2040 | ENT_2_SOCO | ENT | SOCO | Internal | Summer | B1 | 10 | 2431 | 2431 | 90.19 | 98.84 | 8 | 0.64
2040 | ENT_2_SOCO | ENT | SOCO | Internal | Summer | B2 | 25 | 2431 | 2431 | 84.59 | 96.91 | 8 | 4.33
2040 | ENT_2_SOCO | ENT | SOCO | Internal | Summer | B3 | 75 | 2431 | 2431 | 88.19 | 96.91 | 8 | 0.73
2040 | ENT_2_SOCO | ENT | SOCO | Internal | Summer | B4 | 100 | 2431 | 2431 | 85.25 | 96.91 | 8 | 3.67
2040 | ENT_2_SOCO | ENT | SOCO | Internal | Summer | B5 | 200 | 2431 | 2431 | 84.58 | 96.91 | 8 | 4.34
2040 | ENT_2_SOCO | ENT | SOCO | Internal | Summer | B6 | 300 | 2431 | 2431 | 68.63 | 79.63 | 8 | 3
2040 | ENT_2_SOCO | ENT | SOCO | Internal | Summer | B7 | 400 | 2431 | 2064.67 | 59.89 | 67.89 | 8 | 0
2040 | ENT_2_SOCO | ENT | SOCO | Internal | Summer | B8 | 500 | 2431 | 0 | 55.17 | 60.05 | 8 | 0
2040 | ENT_2_SOCO | ENT | SOCO | Internal | Summer | B9 | 800 | 2431 | 425.31 | 49.95 | 57.95 | 8 | 0
2040 | ENT_2_SOCO | ENT | SOCO | Internal | Summer | B10 | 1262 | 2431 | 2431 | 38.5 | 53.32 | 8 | 6.82
2040 | ENT_2_SOCO | ENT | SOCO | Internal | Winter | B16 | 25 | 2431 | 2431 | 61.29 | 81.23 | 8 | 11.94
2040 | ENT_2_SOCO | ENT | SOCO | Internal | Winter | B17 | 100 | 2431 | 426.76 | 55.4 | 63.4 | 8 | 0
2040 | ENT_2_SOCO | ENT | SOCO | Internal | Winter | B18 | 400 | 2431 | 2431 | 48.71 | 63.4 | 8 | 6.69
2040 | ENT_2_SOCO | ENT | SOCO | Internal | Winter | B19 | 700 | 2431 | 2431 | 48.71 | 63.4 | 8 | 6.69
2040 | ENT_2_SOCO | ENT | SOCO | Internal | Winter | B20 | 935 | 2431 | 2431 | 41.97 | 57.96 | 8 | 7.99
2040 | ENT_2_TVA_Transmission | ENT | TVA_Transmission | Internal | Shoulder | B11 | 25 | 2100 | 0 | 65.8 | 73.79 | 8 | 0
2040 | ENT_2_TVA_Transmission | ENT | TVA_Transmission | Internal | Shoulder | B12 | 200 | 2100 | 0 | 57.12 | 62.53 | 8 | 0
2040 | ENT_2_TVA_Transmission | ENT | TVA_Transmission | Internal | Shoulder | B13 | 600 | 2100 | 0 | 51.58 | 58.77 | 8 | 0
2040 | ENT_2_TVA_Transmission | ENT | TVA_Transmission | Internal | Shoulder | B14 | 900 | 2100 | 1825.88 | 45.58 | 53.58 | 8 | 0
2040 | ENT_2_TVA_Transmission | ENT | TVA_Transmission | Internal | Shoulder | B15 | 1203 | 2100 | 2100 | 41.88 | 51.27 | 8 | 1.4
2040 | ENT_2_TVA_Transmission | ENT | TVA_Transmission | Internal | Summer | B1 | 10 | 2100 | 1236.23 | 90.19 | 98.19 | 8 | 0
2040 | ENT_2_TVA_Transmission | ENT | TVA_Transmission | Internal | Summer | B2 | 25 | 2100 | 552.31 | 84.59 | 92.59 | 8 | 0
2040 | ENT_2_TVA_Transmission | ENT | TVA_Transmission | Internal | Summer | B3 | 75 | 2100 | 0 | 88.19 | 92.48 | 8 | 0
2040 | ENT_2_TVA_Transmission | ENT | TVA_Transmission | Internal | Summer | B4 | 100 | 2100 | 0 | 85.25 | 92.48 | 8 | 0
2040 | ENT_2_TVA_Transmission | ENT | TVA_Transmission | Internal | Summer | B5 | 200 | 2100 | 0 | 84.58 | 90.04 | 8 | 0
2040 | ENT_2_TVA_Transmission | ENT | TVA_Transmission | Internal | Summer | B6 | 300 | 2100 | 0 | 68.63 | 71.68 | 8 | 0
2040 | ENT_2_TVA_Transmission | ENT | TVA_Transmission | Internal | Summer | B7 | 400 | 2100 | 0 | 59.89 | 60.71 | 8 | 0
2040 | ENT_2_TVA_Transmission | ENT | TVA_Transmission | Internal | Summer | B8 | 500 | 2100 | 0 | 55.17 | 57.18 | 8 | 0
2040 | ENT_2_TVA_Transmission | ENT | TVA_Transmission | Internal | Summer | B9 | 800 | 2100 | 0 | 49.95 | 53.54 | 8 | 0
2040 | ENT_2_TVA_Transmission | ENT | TVA_Transmission | Internal | Summer | B10 | 1262 | 2100 | 0 | 38.5 | 46.48 | 8 | 0
2040 | ENT_2_TVA_Transmission | ENT | TVA_Transmission | Internal | Winter | B16 | 25 | 2100 | 2100 | 61.29 | 74.1 | 8 | 4.81
2040 | ENT_2_TVA_Transmission | ENT | TVA_Transmission | Internal | Winter | B17 | 100 | 2100 | 2100 | 55.4 | 63.74 | 8 | 0.34
2040 | ENT_2_TVA_Transmission | ENT | TVA_Transmission | Internal | Winter | B18 | 400 | 2100 | 893.07 | 48.71 | 56.71 | 8 | 0
2040 | ENT_2_TVA_Transmission | ENT | TVA_Transmission | Internal | Winter | B19 | 700 | 2100 | 2072.3 | 48.71 | 56.71 | 8 | 0
2040 | ENT_2_TVA_Transmission | ENT | TVA_Transmission | Internal | Winter | B20 | 935 | 2100 | 2067.22 | 41.97 | 49.97 | 8 | 0
2040 | HQ_NEISO_2_NEISO | HQ_NEISO | NEISO | Internal | Shoulder | B11 | 25 | 99999 | 4523.29 | 45.21 | 45.22 | 0.01 | 0
2040 | HQ_NEISO_2_NEISO | HQ_NEISO | NEISO | Internal | Shoulder | B12 | 200 | 99999 | 4507.22 | 45.21 | 45.22 | 0.01 | 0
2040 | HQ_NEISO_2_NEISO | HQ_NEISO | NEISO | Internal | Shoulder | B13 | 600 | 99999 | 4443.92 | 45.21 | 45.22 | 0.01 | 0
2040 | HQ_NEISO_2_NEISO | HQ_NEISO | NEISO | Internal | Shoulder | B14 | 900 | 99999 | 4333.2 | 45.21 | 45.22 | 0.01 | 0
2040 | HQ_NEISO_2_NEISO | HQ_NEISO | NEISO | Internal | Shoulder | B15 | 1203 | 99999 | 2251.49 | 45.21 | 45.22 | 0.01 | 0
2040 | HQ_NEISO_2_NEISO | HQ_NEISO | NEISO | Internal | Summer | B1 | 10 | 99999 | 5420 | 81.15 | 81.16 | 0.01 | 0
2040 | HQ_NEISO_2_NEISO | HQ_NEISO | NEISO | Internal | Summer | B2 | 25 | 99999 | 5313.73 | 68.41 | 68.42 | 0.01 | 0
2040 | HQ_NEISO_2_NEISO | HQ_NEISO | NEISO | Internal | Summer | B3 | 75 | 99999 | 5101.91 | 57.49 | 57.5 | 0.01 | 0
2040 | HQ_NEISO_2_NEISO | HQ_NEISO | NEISO | Internal | Summer | B4 | 100 | 99999 | 4919.84 | 46.09 | 46.1 | 0.01 | 0
2040 | HQ_NEISO_2_NEISO | HQ_NEISO | NEISO | Internal | Summer | B5 | 200 | 99999 | 4820.81 | 41.34 | 41.35 | 0.01 | 0
2040 | HQ_NEISO_2_NEISO | HQ_NEISO | NEISO | Internal | Summer | B6 | 300 | 99999 | 4709.12 | 41.34 | 41.35 | 0.01 | 0
2040 | HQ_NEISO_2_NEISO | HQ_NEISO | NEISO | Internal | Summer | B7 | 400 | 99999 | 4581.14 | 41.34 | 41.35 | 0.01 | 0
2040 | HQ_NEISO_2_NEISO | HQ_NEISO | NEISO | Internal | Summer | B8 | 500 | 99999 | 4480.51 | 41.34 | 41.35 | 0.01 | 0
2040 | HQ_NEISO_2_NEISO | HQ_NEISO | NEISO | Internal | Summer | B9 | 800 | 99999 | 4357.25 | 41.34 | 41.35 | 0.01 | 0
2040 | HQ_NEISO_2_NEISO | HQ_NEISO | NEISO | Internal | Summer | B10 | 1262 | 99999 | 1940.57 | 41.34 | 41.35 | 0.01 | 0
2040 | HQ_NEISO_2_NEISO | HQ_NEISO | NEISO | Internal | Winter | B16 | 25 | 99999 | 4746.16 | 57.11 | 57.12 | 0.01 | 0
2040 | HQ_NEISO_2_NEISO | HQ_NEISO | NEISO | Internal | Winter | B17 | 100 | 99999 | 4656.71 | 57.11 | 57.12 | 0.01 | 0
2040 | HQ_NEISO_2_NEISO | HQ_NEISO | NEISO | Internal | Winter | B18 | 400 | 99999 | 4588.26 | 57.11 | 57.12 | 0.01 | 0
2040 | HQ_NEISO_2_NEISO | HQ_NEISO | NEISO | Internal | Winter | B19 | 700 | 99999 | 4460.73 | 57.11 | 57.12 | 0.01 | 0
2040 | HQ_NEISO_2_NEISO | HQ_NEISO | NEISO | Internal | Winter | B20 | 935 | 99999 | 2471.08 | 57.11 | 57.12 | 0.01 | 0
2040 | HQ_NY_2_NYISO_A-F | HQ_NY | NYISO_A-F | Internal | Shoulder | B11 | 25 | 99999 | 2812.27 | 58.28 | 58.3 | 0.01 | 0
2040 | HQ_NY_2_NYISO_A-F | HQ_NY | NYISO_A-F | Internal | Shoulder | B12 | 200 | 99999 | 2847.69 | 51.08 | 51.09 | 0.01 | 0
2040 | HQ_NY_2_NYISO_A-F | HQ_NY | NYISO_A-F | Internal | Shoulder | B13 | 600 | 99999 | 2781.85 | 49 | 49.02 | 0.01 | 0
2040 | HQ_NY_2_NYISO_A-F | HQ_NY | NYISO_A-F | Internal | Shoulder | B14 | 900 | 99999 | 2673.14 | 48.21 | 48.22 | 0.01 | 0
2040 | HQ_NY_2_NYISO_A-F | HQ_NY | NYISO_A-F | Internal | Shoulder | B15 | 1203 | 99999 | 1582.7 | 48.21 | 48.22 | 0.01 | 0
2040 | HQ_NY_2_NYISO_A-F | HQ_NY | NYISO_A-F | Internal | Summer | B1 | 10 | 99999 | 3500 | 84.15 | 84.16 | 0.01 | 0
2040 | HQ_NY_2_NYISO_A-F | HQ_NY | NYISO_A-F | Internal | Summer | B2 | 25 | 99999 | 3406.62 | 78.54 | 78.55 | 0.01 | 0
2040 | HQ_NY_2_NYISO_A-F | HQ_NY | NYISO_A-F | Internal | Summer | B3 | 75 | 99999 | 3266.6 | 70.34 | 70.35 | 0.01 | 0
2040 | HQ_NY_2_NYISO_A-F | HQ_NY | NYISO_A-F | Internal | Summer | B4 | 100 | 99999 | 3116.28 | 66.64 | 66.65 | 0.01 | 0
2040 | HQ_NY_2_NYISO_A-F | HQ_NY | NYISO_A-F | Internal | Summer | B5 | 200 | 99999 | 3025.49 | 62.9 | 62.92 | 0.01 | 0
2040 | HQ_NY_2_NYISO_A-F | HQ_NY | NYISO_A-F | Internal | Summer | B6 | 300 | 99999 | 2934.86 | 58.61 | 58.62 | 0.01 | 0
2040 | HQ_NY_2_NYISO_A-F | HQ_NY | NYISO_A-F | Internal | Summer | B7 | 400 | 99999 | 2830.75 | 52.35 | 52.37 | 0.01 | 0
2040 | HQ_NY_2_NYISO_A-F | HQ_NY | NYISO_A-F | Internal | Summer | B8 | 500 | 99999 | 2760.25 | 47.72 | 47.73 | 0.01 | 0
2040 | HQ_NY_2_NYISO_A-F | HQ_NY | NYISO_A-F | Internal | Summer | B9 | 800 | 99999 | 2664.71 | 45.03 | 45.04 | 0.01 | 0
2040 | HQ_NY_2_NYISO_A-F | HQ_NY | NYISO_A-F | Internal | Summer | B10 | 1262 | 99999 | 1436.31 | 45.03 | 45.04 | 0.01 | 0
2040 | HQ_NY_2_NYISO_A-F | HQ_NY | NYISO_A-F | Internal | Winter | B16 | 25 | 99999 | 3058.87 | 63.67 | 63.69 | 0.01 | 0
2040 | HQ_NY_2_NYISO_A-F | HQ_NY | NYISO_A-F | Internal | Winter | B17 | 100 | 99999 | 3001.1 | 60.1 | 60.11 | 0.01 | 0
2040 | HQ_NY_2_NYISO_A-F | HQ_NY | NYISO_A-F | Internal | Winter | B18 | 400 | 99999 | 2934.69 | 56.86 | 56.87 | 0.01 | 0
2040 | HQ_NY_2_NYISO_A-F | HQ_NY | NYISO_A-F | Internal | Winter | B19 | 700 | 99999 | 2819.07 | 56.86 | 56.87 | 0.01 | 0
2040 | HQ_NY_2_NYISO_A-F | HQ_NY | NYISO_A-F | Internal | Winter | B20 | 935 | 99999 | 1762.97 | 56.86 | 56.87 | 0.01 | 0
2040 | HQ_IESO_2_IESO | HQ_IESO | IESO | Internal | Shoulder | B11 | 25 | 99999 | 400 | 52.69 | 52.7 | 0.01 | 0
2040 | HQ_IESO_2_IESO | HQ_IESO | IESO | Internal | Shoulder | B12 | 200 | 99999 | 400 | 52.69 | 52.7 | 0.01 | 0
2040 | HQ_IESO_2_IESO | HQ_IESO | IESO | Internal | Shoulder | B13 | 600 | 99999 | 400 | 51.84 | 51.85 | 0.01 | 0
2040 | HQ_IESO_2_IESO | HQ_IESO | IESO | Internal | Shoulder | B14 | 900 | 99999 | 400 | 51.84 | 51.85 | 0.01 | 0
2040 | HQ_IESO_2_IESO | HQ_IESO | IESO | Internal | Shoulder | B15 | 1203 | 99999 | 75.48 | 51.84 | 51.85 | 0.01 | 0
2040 | HQ_IESO_2_IESO | HQ_IESO | IESO | Internal | Summer | B1 | 10 | 99999 | 400 | 87.17 | 87.18 | 0.01 | 0
2040 | HQ_IESO_2_IESO | HQ_IESO | IESO | Internal | Summer | B2 | 25 | 99999 | 400 | 84.42 | 84.43 | 0.01 | 0
2040 | HQ_IESO_2_IESO | HQ_IESO | IESO | Internal | Summer | B3 | 75 | 99999 | 400 | 81.18 | 81.19 | 0.01 | 0
2040 | HQ_IESO_2_IESO | HQ_IESO | IESO | Internal | Summer | B4 | 100 | 99999 | 400 | 73.64 | 73.65 | 0.01 | 0
2040 | HQ_IESO_2_IESO | HQ_IESO | IESO | Internal | Summer | B5 | 200 | 99999 | 400 | 69.9 | 69.92 | 0.01 | 0
2040 | HQ_IESO_2_IESO | HQ_IESO | IESO | Internal | Summer | B6 | 300 | 99999 | 400 | 51.99 | 52 | 0.01 | 0
2040 | HQ_IESO_2_IESO | HQ_IESO | IESO | Internal | Summer | B7 | 400 | 99999 | 400 | 50.91 | 50.92 | 0.01 | 0
2040 | HQ_IESO_2_IESO | HQ_IESO | IESO | Internal | Summer | B8 | 500 | 99999 | 400 | 48.48 | 48.49 | 0.01 | 0
2040 | HQ_IESO_2_IESO | HQ_IESO | IESO | Internal | Summer | B9 | 800 | 99999 | 400 | 48.48 | 48.49 | 0.01 | 0
2040 | HQ_IESO_2_IESO | HQ_IESO | IESO | Internal | Summer | B10 | 1262 | 99999 | 12.04 | 48.48 | 48.49 | 0.01 | 0
2040 | HQ_IESO_2_IESO | HQ_IESO | IESO | Internal | Winter | B16 | 25 | 99999 | 400 | 56.67 | 56.69 | 0.01 | 0
2040 | HQ_IESO_2_IESO | HQ_IESO | IESO | Internal | Winter | B17 | 100 | 99999 | 400 | 55.04 | 55.05 | 0.01 | 0
2040 | HQ_IESO_2_IESO | HQ_IESO | IESO | Internal | Winter | B18 | 400 | 99999 | 400 | 55.04 | 55.05 | 0.01 | 0
2040 | HQ_IESO_2_IESO | HQ_IESO | IESO | Internal | Winter | B19 | 700 | 99999 | 400 | 55.04 | 55.05 | 0.01 | 0
2040 | HQ_IESO_2_IESO | HQ_IESO | IESO | Internal | Winter | B20 | 935 | 99999 | 91.98 | 55.04 | 55.05 | 0.01 | 0
2040 | IESO_2_MAPP_CA | IESO | MAPP_CA | Internal | Shoulder | B11 | 25 | 262 | 0 | 52.7 | 46.79 | 7 | 0
2040 | IESO_2_MAPP_CA | IESO | MAPP_CA | Internal | Shoulder | B12 | 200 | 262 | 0 | 52.7 | 57.09 | 7 | 0
2040 | IESO_2_MAPP_CA | IESO | MAPP_CA | Internal | Shoulder | B13 | 600 | 262 | 0 | 51.85 | 51.56 | 7 | 0
2040 | IESO_2_MAPP_CA | IESO | MAPP_CA | Internal | Shoulder | B14 | 900 | 262 | 0 | 51.85 | 41.68 | 7 | 0
2040 | IESO_2_MAPP_CA | IESO | MAPP_CA | Internal | Shoulder | B15 | 1203 | 262 | 0 | 51.85 | 41.68 | 7 | 0
2040 | IESO_2_MAPP_CA | IESO | MAPP_CA | Internal | Summer | B1 | 10 | 262 | 0 | 87.18 | 59.87 | 7 | 0
2040 | IESO_2_MAPP_CA | IESO | MAPP_CA | Internal | Summer | B2 | 25 | 262 | 0 | 84.43 | 59.87 | 7 | 0
2040 | IESO_2_MAPP_CA | IESO | MAPP_CA | Internal | Summer | B3 | 75 | 262 | 0 | 81.19 | 73.19 | 7 | 0
2040 | IESO_2_MAPP_CA | IESO | MAPP_CA | Internal | Summer | B4 | 100 | 262 | 0 | 73.65 | 65.65 | 7 | 0
2040 | IESO_2_MAPP_CA | IESO | MAPP_CA | Internal | Summer | B5 | 200 | 262 | 0 | 69.92 | 61.92 | 7 | 0
2040 | IESO_2_MAPP_CA | IESO | MAPP_CA | Internal | Summer | B6 | 300 | 262 | 0 | 52 | 54.62 | 7 | 0
2040 | IESO_2_MAPP_CA | IESO | MAPP_CA | Internal | Summer | B7 | 400 | 262 | 0 | 50.92 | 45.53 | 7 | 0
2040 | IESO_2_MAPP_CA | IESO | MAPP_CA | Internal | Summer | B8 | 500 | 262 | 0 | 48.49 | 45.53 | 7 | 0
2040 | IESO_2_MAPP_CA | IESO | MAPP_CA | Internal | Summer | B9 | 800 | 262 | 0 | 48.49 | 45.53 | 7 | 0
2040 | IESO_2_MAPP_CA | IESO | MAPP_CA | Internal | Summer | B10 | 1262 | 262 | 0 | 48.49 | 45.53 | 7 | 0
2040 | IESO_2_MAPP_CA | IESO | MAPP_CA | Internal | Winter | B16 | 25 | 262 | 0 | 56.69 | 48.69 | 7 | 0
2040 | IESO_2_MAPP_CA | IESO | MAPP_CA | Internal | Winter | B17 | 100 | 262 | 0 | 55.05 | 48.69 | 7 | 0
2040 | IESO_2_MAPP_CA | IESO | MAPP_CA | Internal | Winter | B18 | 400 | 262 | 0 | 55.05 | 48.69 | 7 | 0
2040 | IESO_2_MAPP_CA | IESO | MAPP_CA | Internal | Winter | B19 | 700 | 262 | 0 | 55.05 | 48.69 | 7 | 0
2040 | IESO_2_MAPP_CA | IESO | MAPP_CA | Internal | Winter | B20 | 935 | 262 | 0 | 55.05 | 48.69 | 7 | 0
2040 | IESO_2_MISO_MI | IESO | MISO_MI | Internal | Shoulder | B11 | 25 | 1840 | 1840 | 52.7 | 66.48 | 7 | 6.78
2040 | IESO_2_MISO_MI | IESO | MISO_MI | Internal | Shoulder | B12 | 200 | 1840 | 1840 | 52.7 | 61.11 | 7 | 1.4
2040 | IESO_2_MISO_MI | IESO | MISO_MI | Internal | Shoulder | B13 | 600 | 1840 | 0 | 51.85 | 57.61 | 7 | 0
2040 | IESO_2_MISO_MI | IESO | MISO_MI | Internal | Shoulder | B14 | 900 | 1840 | 0 | 51.85 | 53.9 | 7 | 0
2040 | IESO_2_MISO_MI | IESO | MISO_MI | Internal | Shoulder | B15 | 1203 | 1840 | 0 | 51.85 | 47.07 | 7 | 0
2040 | IESO_2_MISO_MI | IESO | MISO_MI | Internal | Summer | B1 | 10 | 1840 | 287.42 | 87.18 | 94.18 | 7 | 0
2040 | IESO_2_MISO_MI | IESO | MISO_MI | Internal | Summer | B2 | 25 | 1840 | 0 | 84.43 | 90.33 | 7 | 0
2040 | IESO_2_MISO_MI | IESO | MISO_MI | Internal | Summer | B3 | 75 | 1840 | 1840 | 81.19 | 88.48 | 7 | 0.29
2040 | IESO_2_MISO_MI | IESO | MISO_MI | Internal | Summer | B4 | 100 | 1840 | 1840 | 73.65 | 85.58 | 7 | 4.93
2040 | IESO_2_MISO_MI | IESO | MISO_MI | Internal | Summer | B5 | 200 | 1840 | 1840 | 69.92 | 84.6 | 7 | 7.68
2040 | IESO_2_MISO_MI | IESO | MISO_MI | Internal | Summer | B6 | 300 | 1840 | 1840 | 52 | 68.63 | 7 | 9.63
2040 | IESO_2_MISO_MI | IESO | MISO_MI | Internal | Summer | B7 | 400 | 1840 | 472.24 | 50.92 | 57.92 | 7 | 0
2040 | IESO_2_MISO_MI | IESO | MISO_MI | Internal | Summer | B8 | 500 | 1840 | 0 | 48.49 | 52.58 | 7 | 0
2040 | IESO_2_MISO_MI | IESO | MISO_MI | Internal | Summer | B9 | 800 | 1840 | 0 | 48.49 | 49.53 | 7 | 0
2040 | IESO_2_MISO_MI | IESO | MISO_MI | Internal | Summer | B10 | 1262 | 1840 | 0 | 48.49 | 41.98 | 7 | 0
2040 | IESO_2_MISO_MI | IESO | MISO_MI | Internal | Winter | B16 | 25 | 1840 | 1840 | 56.69 | 73.7 | 7 | 10.01
2040 | IESO_2_MISO_MI | IESO | MISO_MI | Internal | Winter | B17 | 100 | 1840 | 1840 | 55.05 | 64.75 | 7 | 2.7
2040 | IESO_2_MISO_MI | IESO | MISO_MI | Internal | Winter | B18 | 400 | 1840 | 0 | 55.05 | 60.48 | 7 | 0
2040 | IESO_2_MISO_MI | IESO | MISO_MI | Internal | Winter | B19 | 700 | 1840 | 0 | 55.05 | 56.28 | 7 | 0
2040 | IESO_2_MISO_MI | IESO | MISO_MI | Internal | Winter | B20 | 935 | 1840 | 0 | 55.05 | 47.05 | 7 | 0
2040 | IESO_2_MISO_W | IESO | MISO_W | Internal | Shoulder | B11 | 25 | 214 | 214 | 52.7 | 65.79 | 7 | 6.08
2040 | IESO_2_MISO_W | IESO | MISO_W | Internal | Shoulder | B12 | 200 | 214 | 0 | 52.7 | 57.11 | 7 | 0
2040 | IESO_2_MISO_W | IESO | MISO_W | Internal | Shoulder | B13 | 600 | 214 | 0 | 51.85 | 51.57 | 7 | 0
2040 | IESO_2_MISO_W | IESO | MISO_W | Internal | Shoulder | B14 | 900 | 214 | 0 | 51.85 | 41.69 | 7 | 0
2040 | IESO_2_MISO_W | IESO | MISO_W | Internal | Shoulder | B15 | 1203 | 214 | 0 | 51.85 | 33.39 | 7 | 0
2040 | IESO_2_MISO_W | IESO | MISO_W | Internal | Summer | B1 | 10 | 214 | 0 | 87.18 | 90.18 | 7 | 0
2040 | IESO_2_MISO_W | IESO | MISO_W | Internal | Summer | B2 | 25 | 214 | 0 | 84.43 | 84.58 | 7 | 0
2040 | IESO_2_MISO_W | IESO | MISO_W | Internal | Summer | B3 | 75 | 214 | 165.18 | 81.19 | 88.19 | 7 | 0
2040 | IESO_2_MISO_W | IESO | MISO_W | Internal | Summer | B4 | 100 | 214 | 214 | 73.65 | 85.25 | 7 | 4.6
2040 | IESO_2_MISO_W | IESO | MISO_W | Internal | Summer | B5 | 200 | 214 | 214 | 69.92 | 84.56 | 7 | 7.65
2040 | IESO_2_MISO_W | IESO | MISO_W | Internal | Summer | B6 | 300 | 214 | 214 | 52 | 68.62 | 7 | 9.62
2040 | IESO_2_MISO_W | IESO | MISO_W | Internal | Summer | B7 | 400 | 214 | 0 | 50.92 | 57.89 | 7 | 0
2040 | IESO_2_MISO_W | IESO | MISO_W | Internal | Summer | B8 | 500 | 214 | 0 | 48.49 | 49.74 | 7 | 0
2040 | IESO_2_MISO_W | IESO | MISO_W | Internal | Summer | B9 | 800 | 214 | 0 | 48.49 | 45.54 | 7 | 0
2040 | IESO_2_MISO_W | IESO | MISO_W | Internal | Summer | B10 | 1262 | 214 | 0 | 48.49 | 38.47 | 7 | 0
2040 | IESO_2_MISO_W | IESO | MISO_W | Internal | Winter | B16 | 25 | 214 | 0 | 56.69 | 44.6 | 7 | 0
2040 | IESO_2_MISO_W | IESO | MISO_W | Internal | Winter | B17 | 100 | 214 | 0 | 55.05 | 37.84 | 7 | 0
2040 | IESO_2_MISO_W | IESO | MISO_W | Internal | Winter | B18 | 400 | 214 | 0 | 55.05 | 48.7 | 7 | 0
2040 | IESO_2_MISO_W | IESO | MISO_W | Internal | Winter | B19 | 700 | 214 | 0 | 55.05 | 48.7 | 7 | 0
2040 | IESO_2_MISO_W | IESO | MISO_W | Internal | Winter | B20 | 935 | 214 | 0 | 55.05 | 33.49 | 7 | 0
2040 | IESO_2_NYISO_A-F | IESO | NYISO_A-F | Internal | Shoulder | B11 | 25 | 1725 | 0 | 52.7 | 58.3 | 7 | 0
2040 | IESO_2_NYISO_A-F | IESO | NYISO_A-F | Internal | Shoulder | B12 | 200 | 1725 | 0 | 52.7 | 51.09 | 7 | 0
2040 | IESO_2_NYISO_A-F | IESO | NYISO_A-F | Internal | Shoulder | B13 | 600 | 1725 | 0 | 51.85 | 49.02 | 7 | 0
2040 | IESO_2_NYISO_A-F | IESO | NYISO_A-F | Internal | Shoulder | B14 | 900 | 1725 | 0 | 51.85 | 48.22 | 7 | 0
2040 | IESO_2_NYISO_A-F | IESO | NYISO_A-F | Internal | Shoulder | B15 | 1203 | 1725 | 0 | 51.85 | 48.22 | 7 | 0
2040 | IESO_2_NYISO_A-F | IESO | NYISO_A-F | Internal | Summer | B1 | 10 | 1725 | 0 | 87.18 | 84.16 | 7 | 0
2040 | IESO_2_NYISO_A-F | IESO | NYISO_A-F | Internal | Summer | B2 | 25 | 1725 | 0 | 84.43 | 78.55 | 7 | 0
2040 | IESO_2_NYISO_A-F | IESO | NYISO_A-F | Internal | Summer | B3 | 75 | 1725 | 0 | 81.19 | 70.35 | 7 | 0
2040 | IESO_2_NYISO_A-F | IESO | NYISO_A-F | Internal | Summer | B4 | 100 | 1725 | 0 | 73.65 | 66.65 | 7 | 0
2040 | IESO_2_NYISO_A-F | IESO | NYISO_A-F | Internal | Summer | B5 | 200 | 1725 | 0 | 69.92 | 62.92 | 7 | 0
2040 | IESO_2_NYISO_A-F | IESO | NYISO_A-F | Internal | Summer | B6 | 300 | 1725 | 0 | 52 | 58.62 | 7 | 0
2040 | IESO_2_NYISO_A-F | IESO | NYISO_A-F | Internal | Summer | B7 | 400 | 1725 | 0 | 50.92 | 52.37 | 7 | 0
2040 | IESO_2_NYISO_A-F | IESO | NYISO_A-F | Internal | Summer | B8 | 500 | 1725 | 0 | 48.49 | 47.73 | 7 | 0
2040 | IESO_2_NYISO_A-F | IESO | NYISO_A-F | Internal | Summer | B9 | 800 | 1725 | 0 | 48.49 | 45.04 | 7 | 0
2040 | IESO_2_NYISO_A-F | IESO | NYISO_A-F | Internal | Summer | B10 | 1262 | 1725 | 0 | 48.49 | 45.04 | 7 | 0
2040 | IESO_2_NYISO_A-F | IESO | NYISO_A-F | Internal | Winter | B16 | 25 | 1725 | 94.54 | 56.69 | 63.69 | 7 | 0
2040 | IESO_2_NYISO_A-F | IESO | NYISO_A-F | Internal | Winter | B17 | 100 | 1725 | 0 | 55.05 | 60.11 | 7 | 0
2040 | IESO_2_NYISO_A-F | IESO | NYISO_A-F | Internal | Winter | B18 | 400 | 1725 | 0 | 55.05 | 56.87 | 7 | 0
2040 | IESO_2_NYISO_A-F | IESO | NYISO_A-F | Internal | Winter | B19 | 700 | 1725 | 0 | 55.05 | 56.87 | 7 | 0
2040 | IESO_2_NYISO_A-F | IESO | NYISO_A-F | Internal | Winter | B20 | 935 | 1725 | 0 | 55.05 | 56.87 | 7 | 0
2040 | MAPP_CA_2_IESO | MAPP_CA | IESO | Internal | Shoulder | B11 | 25 | 330 | 0 | 46.79 | 52.7 | 8 | 0
2040 | MAPP_CA_2_IESO | MAPP_CA | IESO | Internal | Shoulder | B12 | 200 | 330 | 0 | 57.09 | 52.7 | 8 | 0
2040 | MAPP_CA_2_IESO | MAPP_CA | IESO | Internal | Shoulder | B13 | 600 | 330 | 0 | 51.56 | 51.85 | 8 | 0
2040 | MAPP_CA_2_IESO | MAPP_CA | IESO | Internal | Shoulder | B14 | 900 | 330 | 330 | 41.68 | 51.85 | 8 | 2.17
2040 | MAPP_CA_2_IESO | MAPP_CA | IESO | Internal | Shoulder | B15 | 1203 | 330 | 330 | 41.68 | 51.85 | 8 | 2.17
2040 | MAPP_CA_2_IESO | MAPP_CA | IESO | Internal | Summer | B1 | 10 | 330 | 330 | 59.87 | 87.18 | 8 | 19.32
2040 | MAPP_CA_2_IESO | MAPP_CA | IESO | Internal | Summer | B2 | 25 | 330 | 330 | 59.87 | 84.43 | 8 | 16.56
2040 | MAPP_CA_2_IESO | MAPP_CA | IESO | Internal | Summer | B3 | 75 | 330 | 268.22 | 73.19 | 81.19 | 8 | 0
2040 | MAPP_CA_2_IESO | MAPP_CA | IESO | Internal | Summer | B4 | 100 | 330 | 160.47 | 65.65 | 73.65 | 8 | 0
2040 | MAPP_CA_2_IESO | MAPP_CA | IESO | Internal | Summer | B5 | 200 | 330 | 56.84 | 61.92 | 69.92 | 8 | 0
2040 | MAPP_CA_2_IESO | MAPP_CA | IESO | Internal | Summer | B6 | 300 | 330 | 0 | 54.62 | 52 | 8 | 0
2040 | MAPP_CA_2_IESO | MAPP_CA | IESO | Internal | Summer | B7 | 400 | 330 | 0 | 45.53 | 50.92 | 8 | 0
2040 | MAPP_CA_2_IESO | MAPP_CA | IESO | Internal | Summer | B8 | 500 | 330 | 0 | 45.53 | 48.49 | 8 | 0
2040 | MAPP_CA_2_IESO | MAPP_CA | IESO | Internal | Summer | B9 | 800 | 330 | 0 | 45.53 | 48.49 | 8 | 0
2040 | MAPP_CA_2_IESO | MAPP_CA | IESO | Internal | Summer | B10 | 1262 | 330 | 0 | 45.53 | 48.49 | 8 | 0
2040 | MAPP_CA_2_IESO | MAPP_CA | IESO | Internal | Winter | B16 | 25 | 330 | 22.98 | 48.69 | 56.69 | 8 | 0
2040 | MAPP_CA_2_IESO | MAPP_CA | IESO | Internal | Winter | B17 | 100 | 330 | 0 | 48.69 | 55.05 | 8 | 0
2040 | MAPP_CA_2_IESO | MAPP_CA | IESO | Internal | Winter | B18 | 400 | 330 | 0 | 48.69 | 55.05 | 8 | 0
2040 | MAPP_CA_2_IESO | MAPP_CA | IESO | Internal | Winter | B19 | 700 | 330 | 0 | 48.69 | 55.05 | 8 | 0
2040 | MAPP_CA_2_IESO | MAPP_CA | IESO | Internal | Winter | B20 | 935 | 330 | 0 | 48.69 | 55.05 | 8 | 0
2040 | MAPP_CA_2_MAPP_US | MAPP_CA | MAPP_US | Internal | Shoulder | B11 | 25 | 437 | 274 | 46.79 | 53.79 | 7 | 0
2040 | MAPP_CA_2_MAPP_US | MAPP_CA | MAPP_US | Internal | Shoulder | B12 | 200 | 437 | 0 | 57.09 | 50.11 | 7 | 0
2040 | MAPP_CA_2_MAPP_US | MAPP_CA | MAPP_US | Internal | Shoulder | B13 | 600 | 437 | 0 | 51.56 | 44.12 | 7 | 0
2040 | MAPP_CA_2_MAPP_US | MAPP_CA | MAPP_US | Internal | Shoulder | B14 | 900 | 437 | 0 | 41.68 | 34.69 | 7 | 0
2040 | MAPP_CA_2_MAPP_US | MAPP_CA | MAPP_US | Internal | Shoulder | B15 | 1203 | 437 | 0 | 41.68 | 26.39 | 7 | 0
2040 | MAPP_CA_2_MAPP_US | MAPP_CA | MAPP_US | Internal | Summer | B1 | 10 | 437 | 437 | 59.87 | 83.18 | 7 | 16.32
2040 | MAPP_CA_2_MAPP_US | MAPP_CA | MAPP_US | Internal | Summer | B2 | 25 | 437 | 437 | 59.87 | 77.58 | 7 | 10.71
2040 | MAPP_CA_2_MAPP_US | MAPP_CA | MAPP_US | Internal | Summer | B3 | 75 | 437 | 437 | 73.19 | 81.19 | 7 | 1
2040 | MAPP_CA_2_MAPP_US | MAPP_CA | MAPP_US | Internal | Summer | B4 | 100 | 437 | 437 | 65.65 | 78.25 | 7 | 5.6
2040 | MAPP_CA_2_MAPP_US | MAPP_CA | MAPP_US | Internal | Summer | B5 | 200 | 437 | 437 | 61.92 | 77.56 | 7 | 8.65
2040 | MAPP_CA_2_MAPP_US | MAPP_CA | MAPP_US | Internal | Summer | B6 | 300 | 437 | 193.76 | 54.62 | 61.62 | 7 | 0
2040 | MAPP_CA_2_MAPP_US | MAPP_CA | MAPP_US | Internal | Summer | B7 | 400 | 437 | 0 | 45.53 | 50.89 | 7 | 0
2040 | MAPP_CA_2_MAPP_US | MAPP_CA | MAPP_US | Internal | Summer | B8 | 500 | 437 | 0 | 45.53 | 38.53 | 7 | 0
2040 | MAPP_CA_2_MAPP_US | MAPP_CA | MAPP_US | Internal | Summer | B9 | 800 | 437 | 0 | 45.53 | 38.53 | 7 | 0
2040 | MAPP_CA_2_MAPP_US | MAPP_CA | MAPP_US | Internal | Summer | B10 | 1262 | 437 | 0 | 45.53 | 29.84 | 7 | 0
2040 | MAPP_CA_2_MAPP_US | MAPP_CA | MAPP_US | Internal | Winter | B16 | 25 | 437 | 0 | 48.69 | 25.88 | 7 | 0
2040 | MAPP_CA_2_MAPP_US | MAPP_CA | MAPP_US | Internal | Winter | B17 | 100 | 437 | 0 | 48.69 | 30.84 | 7 | 0
2040 | MAPP_CA_2_MAPP_US | MAPP_CA | MAPP_US | Internal | Winter | B18 | 400 | 437 | 0 | 48.69 | 41.7 | 7 | 0
2040 | MAPP_CA_2_MAPP_US | MAPP_CA | MAPP_US | Internal | Winter | B19 | 700 | 437 | 0 | 48.69 | 41.7 | 7 | 0
2040 | MAPP_CA_2_MAPP_US | MAPP_CA | MAPP_US | Internal | Winter | B20 | 935 | 437 | 0 | 48.69 | 26.49 | 7 | 0
2040 | MAPP_CA_2_MISO_W | MAPP_CA | MISO_W | Internal | Shoulder | B11 | 25 | 2058 | 2058 | 46.79 | 65.79 | 0.01 | 18.99
2040 | MAPP_CA_2_MISO_W | MAPP_CA | MISO_W | Internal | Shoulder | B12 | 200 | 2058 | 1685.94 | 57.09 | 57.11 | 0.01 | 0
2040 | MAPP_CA_2_MISO_W | MAPP_CA | MISO_W | Internal | Shoulder | B13 | 600 | 2058 | 1940.14 | 51.56 | 51.57 | 0.01 | 0
2040 | MAPP_CA_2_MISO_W | MAPP_CA | MISO_W | Internal | Shoulder | B14 | 900 | 2058 | 92.66 | 41.68 | 41.69 | 0.01 | 0
2040 | MAPP_CA_2_MISO_W | MAPP_CA | MISO_W | Internal | Shoulder | B15 | 1203 | 2058 | 0 | 41.68 | 33.39 | 0.01 | 0
2040 | MAPP_CA_2_MISO_W | MAPP_CA | MISO_W | Internal | Summer | B1 | 10 | 2058 | 2058 | 59.87 | 90.18 | 0.01 | 30.3
2040 | MAPP_CA_2_MISO_W | MAPP_CA | MISO_W | Internal | Summer | B2 | 25 | 2058 | 2058 | 59.87 | 84.58 | 0.01 | 24.7
2040 | MAPP_CA_2_MISO_W | MAPP_CA | MISO_W | Internal | Summer | B3 | 75 | 2058 | 2058 | 73.19 | 88.19 | 0.01 | 14.99
2040 | MAPP_CA_2_MISO_W | MAPP_CA | MISO_W | Internal | Summer | B4 | 100 | 2058 | 2058 | 65.65 | 85.25 | 0.01 | 19.59
2040 | MAPP_CA_2_MISO_W | MAPP_CA | MISO_W | Internal | Summer | B5 | 200 | 2058 | 2058 | 61.92 | 84.56 | 0.01 | 22.64
2040 | MAPP_CA_2_MISO_W | MAPP_CA | MISO_W | Internal | Summer | B6 | 300 | 2058 | 2058 | 54.62 | 68.62 | 0.01 | 13.99
2040 | MAPP_CA_2_MISO_W | MAPP_CA | MISO_W | Internal | Summer | B7 | 400 | 2058 | 2058 | 45.53 | 57.89 | 0.01 | 12.35
2040 | MAPP_CA_2_MISO_W | MAPP_CA | MISO_W | Internal | Summer | B8 | 500 | 2058 | 2058 | 45.53 | 49.74 | 0.01 | 4.2
2040 | MAPP_CA_2_MISO_W | MAPP_CA | MISO_W | Internal | Summer | B9 | 800 | 2058 | 1595.18 | 45.53 | 45.54 | 0.01 | 0
2040 | MAPP_CA_2_MISO_W | MAPP_CA | MISO_W | Internal | Summer | B10 | 1262 | 2058 | 0 | 45.53 | 38.47 | 0.01 | 0
2040 | MAPP_CA_2_MISO_W | MAPP_CA | MISO_W | Internal | Winter | B16 | 25 | 2058 | 0 | 48.69 | 44.6 | 0.01 | 0
2040 | MAPP_CA_2_MISO_W | MAPP_CA | MISO_W | Internal | Winter | B17 | 100 | 2058 | 0 | 48.69 | 37.84 | 0.01 | 0
2040 | MAPP_CA_2_MISO_W | MAPP_CA | MISO_W | Internal | Winter | B18 | 400 | 2058 | 947.02 | 48.69 | 48.7 | 0.01 | 0
2040 | MAPP_CA_2_MISO_W | MAPP_CA | MISO_W | Internal | Winter | B19 | 700 | 2058 | 326.21 | 48.69 | 48.7 | 0.01 | 0
2040 | MAPP_CA_2_MISO_W | MAPP_CA | MISO_W | Internal | Winter | B20 | 935 | 2058 | 0 | 48.69 | 33.49 | 0.01 | 0
2040 | MAPP_US_2_MAPP_CA | MAPP_US | MAPP_CA | Internal | Shoulder | B11 | 25 | 230 | 0 | 53.79 | 46.79 | 7 | 0
2040 | MAPP_US_2_MAPP_CA | MAPP_US | MAPP_CA | Internal | Shoulder | B12 | 200 | 230 | 0 | 50.11 | 57.09 | 7 | 0
2040 | MAPP_US_2_MAPP_CA | MAPP_US | MAPP_CA | Internal | Shoulder | B13 | 600 | 230 | 230 | 44.12 | 51.56 | 7 | 0.44
2040 | MAPP_US_2_MAPP_CA | MAPP_US | MAPP_CA | Internal | Shoulder | B14 | 900 | 230 | 0 | 34.69 | 41.68 | 7 | 0
2040 | MAPP_US_2_MAPP_CA | MAPP_US | MAPP_CA | Internal | Shoulder | B15 | 1203 | 230 | 230 | 26.39 | 41.68 | 7 | 8.29
2040 | MAPP_US_2_MAPP_CA | MAPP_US | MAPP_CA | Internal | Summer | B1 | 10 | 230 | 0 | 83.18 | 59.87 | 7 | 0
2040 | MAPP_US_2_MAPP_CA | MAPP_US | MAPP_CA | Internal | Summer | B2 | 25 | 230 | 0 | 77.58 | 59.87 | 7 | 0
2040 | MAPP_US_2_MAPP_CA | MAPP_US | MAPP_CA | Internal | Summer | B3 | 75 | 230 | 0 | 81.19 | 73.19 | 7 | 0
2040 | MAPP_US_2_MAPP_CA | MAPP_US | MAPP_CA | Internal | Summer | B4 | 100 | 230 | 0 | 78.25 | 65.65 | 7 | 0
2040 | MAPP_US_2_MAPP_CA | MAPP_US | MAPP_CA | Internal | Summer | B5 | 200 | 230 | 0 | 77.56 | 61.92 | 7 | 0
2040 | MAPP_US_2_MAPP_CA | MAPP_US | MAPP_CA | Internal | Summer | B6 | 300 | 230 | 0 | 61.62 | 54.62 | 7 | 0
2040 | MAPP_US_2_MAPP_CA | MAPP_US | MAPP_CA | Internal | Summer | B7 | 400 | 230 | 0 | 50.89 | 45.53 | 7 | 0
2040 | MAPP_US_2_MAPP_CA | MAPP_US | MAPP_CA | Internal | Summer | B8 | 500 | 230 | 130.85 | 38.53 | 45.53 | 7 | 0
2040 | MAPP_US_2_MAPP_CA | MAPP_US | MAPP_CA | Internal | Summer | B9 | 800 | 230 | 127.5 | 38.53 | 45.53 | 7 | 0
2040 | MAPP_US_2_MAPP_CA | MAPP_US | MAPP_CA | Internal | Summer | B10 | 1262 | 230 | 230 | 29.84 | 45.53 | 7 | 8.69
2040 | MAPP_US_2_MAPP_CA | MAPP_US | MAPP_CA | Internal | Winter | B16 | 25 | 230 | 230 | 25.88 | 48.69 | 7 | 15.81
2040 | MAPP_US_2_MAPP_CA | MAPP_US | MAPP_CA | Internal | Winter | B17 | 100 | 230 | 230 | 30.84 | 48.69 | 7 | 10.85
2040 | MAPP_US_2_MAPP_CA | MAPP_US | MAPP_CA | Internal | Winter | B18 | 400 | 230 | 0 | 41.7 | 48.69 | 7 | 0
2040 | MAPP_US_2_MAPP_CA | MAPP_US | MAPP_CA | Internal | Winter | B19 | 700 | 230 | 0 | 41.7 | 48.69 | 7 | 0
2040 | MAPP_US_2_MAPP_CA | MAPP_US | MAPP_CA | Internal | Winter | B20 | 935 | 230 | 230 | 26.49 | 48.69 | 7 | 15.2
2040 | MAPP_US_2_MISO_W | MAPP_US | MISO_W | Internal | Shoulder | B11 | 25 | 2635 | 2635 | 53.79 | 65.79 | 7 | 5
2040 | MAPP_US_2_MISO_W | MAPP_US | MISO_W | Internal | Shoulder | B12 | 200 | 2635 | 2585.1 | 50.11 | 57.11 | 7 | 0
2040 | MAPP_US_2_MISO_W | MAPP_US | MISO_W | Internal | Shoulder | B13 | 600 | 2635 | 2635 | 44.12 | 51.57 | 7 | 0.45
2040 | MAPP_US_2_MISO_W | MAPP_US | MISO_W | Internal | Shoulder | B14 | 900 | 2635 | 1874.92 | 34.69 | 41.69 | 7 | 0
2040 | MAPP_US_2_MISO_W | MAPP_US | MISO_W | Internal | Shoulder | B15 | 1203 | 2635 | 1391.42 | 26.39 | 33.39 | 7 | 0
2040 | MAPP_US_2_MISO_W | MAPP_US | MISO_W | Internal | Summer | B1 | 10 | 2635 | 1321.2 | 83.18 | 90.18 | 7 | 0
2040 | MAPP_US_2_MISO_W | MAPP_US | MISO_W | Internal | Summer | B2 | 25 | 2635 | 1791.19 | 77.58 | 84.58 | 7 | 0
2040 | MAPP_US_2_MISO_W | MAPP_US | MISO_W | Internal | Summer | B3 | 75 | 2635 | 1810.02 | 81.19 | 88.19 | 7 | 0
2040 | MAPP_US_2_MISO_W | MAPP_US | MISO_W | Internal | Summer | B4 | 100 | 2635 | 2210.39 | 78.25 | 85.25 | 7 | 0
2040 | MAPP_US_2_MISO_W | MAPP_US | MISO_W | Internal | Summer | B5 | 200 | 2635 | 2163.01 | 77.56 | 84.56 | 7 | 0
2040 | MAPP_US_2_MISO_W | MAPP_US | MISO_W | Internal | Summer | B6 | 300 | 2635 | 2101.09 | 61.62 | 68.62 | 7 | 0
2040 | MAPP_US_2_MISO_W | MAPP_US | MISO_W | Internal | Summer | B7 | 400 | 2635 | 2344.78 | 50.89 | 57.89 | 7 | 0
2040 | MAPP_US_2_MISO_W | MAPP_US | MISO_W | Internal | Summer | B8 | 500 | 2635 | 2635 | 38.53 | 49.74 | 7 | 4.21
2040 | MAPP_US_2_MISO_W | MAPP_US | MISO_W | Internal | Summer | B9 | 800 | 2635 | 2635 | 38.53 | 45.54 | 7 | 0.01
2040 | MAPP_US_2_MISO_W | MAPP_US | MISO_W | Internal | Summer | B10 | 1262 | 2635 | 2635 | 29.84 | 38.47 | 7 | 1.64
2040 | MAPP_US_2_MISO_W | MAPP_US | MISO_W | Internal | Winter | B16 | 25 | 2635 | 2635 | 25.88 | 44.6 | 7 | 11.72
2040 | MAPP_US_2_MISO_W | MAPP_US | MISO_W | Internal | Winter | B17 | 100 | 2635 | 2624.86 | 30.84 | 37.84 | 7 | 0
2040 | MAPP_US_2_MISO_W | MAPP_US | MISO_W | Internal | Winter | B18 | 400 | 2635 | 2599.16 | 41.7 | 48.7 | 7 | 0
2040 | MAPP_US_2_MISO_W | MAPP_US | MISO_W | Internal | Winter | B19 | 700 | 2635 | 2051.49 | 41.7 | 48.7 | 7 | 0
2040 | MAPP_US_2_MISO_W | MAPP_US | MISO_W | Internal | Winter | B20 | 935 | 2635 | 1188.49 | 26.49 | 33.49 | 7 | 0
2040 | MAPP_US_2_NE | MAPP_US | NE | Internal | Shoulder | B11 | 25 | 2000 | 62.63 | 53.79 | 60.79 | 7 | 0
2040 | MAPP_US_2_NE | MAPP_US | NE | Internal | Shoulder | B12 | 200 | 2000 | 0 | 50.11 | 52.11 | 7 | 0
2040 | MAPP_US_2_NE | MAPP_US | NE | Internal | Shoulder | B13 | 600 | 2000 | 0 | 44.12 | 46.57 | 7 | 0
2040 | MAPP_US_2_NE | MAPP_US | NE | Internal | Shoulder | B14 | 900 | 2000 | 0 | 34.69 | 31.19 | 7 | 0
2040 | MAPP_US_2_NE | MAPP_US | NE | Internal | Shoulder | B15 | 1203 | 2000 | 0 | 26.39 | 22.71 | 7 | 0
2040 | MAPP_US_2_NE | MAPP_US | NE | Internal | Summer | B1 | 10 | 2000 | 0 | 83.18 | 85.18 | 7 | 0
2040 | MAPP_US_2_NE | MAPP_US | NE | Internal | Summer | B2 | 25 | 2000 | 0 | 77.58 | 79.58 | 7 | 0
2040 | MAPP_US_2_NE | MAPP_US | NE | Internal | Summer | B3 | 75 | 2000 | 0 | 81.19 | 83.19 | 7 | 0
2040 | MAPP_US_2_NE | MAPP_US | NE | Internal | Summer | B4 | 100 | 2000 | 0 | 78.25 | 80.25 | 7 | 0
2040 | MAPP_US_2_NE | MAPP_US | NE | Internal | Summer | B5 | 200 | 2000 | 0 | 77.56 | 79.56 | 7 | 0
2040 | MAPP_US_2_NE | MAPP_US | NE | Internal | Summer | B6 | 300 | 2000 | 0 | 61.62 | 63.62 | 7 | 0
2040 | MAPP_US_2_NE | MAPP_US | NE | Internal | Summer | B7 | 400 | 2000 | 0 | 50.89 | 52.89 | 7 | 0
2040 | MAPP_US_2_NE | MAPP_US | NE | Internal | Summer | B8 | 500 | 2000 | 0 | 38.53 | 44.74 | 7 | 0
2040 | MAPP_US_2_NE | MAPP_US | NE | Internal | Summer | B9 | 800 | 2000 | 0 | 38.53 | 40.54 | 7 | 0
2040 | MAPP_US_2_NE | MAPP_US | NE | Internal | Summer | B10 | 1262 | 2000 | 0 | 29.84 | 33.47 | 7 | 0
2040 | MAPP_US_2_NE | MAPP_US | NE | Internal | Winter | B16 | 25 | 2000 | 0 | 25.88 | -30.44 | 7 | 0
2040 | MAPP_US_2_NE | MAPP_US | NE | Internal | Winter | B17 | 100 | 2000 | 0 | 30.84 | 25.84 | 7 | 0
2040 | MAPP_US_2_NE | MAPP_US | NE | Internal | Winter | B18 | 400 | 2000 | 0 | 41.7 | 43.69 | 7 | 0
2040 | MAPP_US_2_NE | MAPP_US | NE | Internal | Winter | B19 | 700 | 2000 | 0 | 41.7 | 39.59 | 7 | 0
2040 | MAPP_US_2_NE | MAPP_US | NE | Internal | Winter | B20 | 935 | 2000 | 0 | 26.49 | 26.49 | 7 | 0
2040 | MARITIMES_2_NEISO | MARITIMES | NEISO | Internal | Shoulder | B11 | 25 | 99999 | 1720.66 | 45.21 | 45.22 | 0.01 | 0
2040 | MARITIMES_2_NEISO | MARITIMES | NEISO | Internal | Shoulder | B12 | 200 | 99999 | 1717.44 | 45.21 | 45.22 | 0.01 | 0
2040 | MARITIMES_2_NEISO | MARITIMES | NEISO | Internal | Shoulder | B13 | 600 | 99999 | 1704.78 | 45.21 | 45.22 | 0.01 | 0
2040 | MARITIMES_2_NEISO | MARITIMES | NEISO | Internal | Shoulder | B14 | 900 | 99999 | 1682.64 | 45.21 | 45.22 | 0.01 | 0
2040 | MARITIMES_2_NEISO | MARITIMES | NEISO | Internal | Shoulder | B15 | 1203 | 99999 | 648.08 | 45.21 | 45.22 | 0.01 | 0
2040 | MARITIMES_2_NEISO | MARITIMES | NEISO | Internal | Summer | B1 | 10 | 99999 | 1900 | 81.15 | 81.16 | 0.01 | 0
2040 | MARITIMES_2_NEISO | MARITIMES | NEISO | Internal | Summer | B2 | 25 | 99999 | 1878.75 | 68.41 | 68.42 | 0.01 | 0
2040 | MARITIMES_2_NEISO | MARITIMES | NEISO | Internal | Summer | B3 | 75 | 99999 | 1836.38 | 57.49 | 57.5 | 0.01 | 0
2040 | MARITIMES_2_NEISO | MARITIMES | NEISO | Internal | Summer | B4 | 100 | 99999 | 1799.97 | 46.09 | 46.1 | 0.01 | 0
2040 | MARITIMES_2_NEISO | MARITIMES | NEISO | Internal | Summer | B5 | 200 | 99999 | 1780.16 | 41.34 | 41.35 | 0.01 | 0
2040 | MARITIMES_2_NEISO | MARITIMES | NEISO | Internal | Summer | B6 | 300 | 99999 | 1757.82 | 41.34 | 41.35 | 0.01 | 0
2040 | MARITIMES_2_NEISO | MARITIMES | NEISO | Internal | Summer | B7 | 400 | 99999 | 1732.23 | 41.34 | 41.35 | 0.01 | 0
2040 | MARITIMES_2_NEISO | MARITIMES | NEISO | Internal | Summer | B8 | 500 | 99999 | 1712.1 | 41.34 | 41.35 | 0.01 | 0
2040 | MARITIMES_2_NEISO | MARITIMES | NEISO | Internal | Summer | B9 | 800 | 99999 | 1687.45 | 41.34 | 41.35 | 0.01 | 0
2040 | MARITIMES_2_NEISO | MARITIMES | NEISO | Internal | Summer | B10 | 1262 | 99999 | 465.06 | 41.34 | 41.35 | 0.01 | 0
2040 | MARITIMES_2_NEISO | MARITIMES | NEISO | Internal | Winter | B16 | 25 | 99999 | 1765.23 | 57.11 | 57.12 | 0.01 | 0
2040 | MARITIMES_2_NEISO | MARITIMES | NEISO | Internal | Winter | B17 | 100 | 99999 | 1747.34 | 57.11 | 57.12 | 0.01 | 0
2040 | MARITIMES_2_NEISO | MARITIMES | NEISO | Internal | Winter | B18 | 400 | 99999 | 1733.65 | 57.11 | 57.12 | 0.01 | 0
2040 | MARITIMES_2_NEISO | MARITIMES | NEISO | Internal | Winter | B19 | 700 | 99999 | 1708.15 | 57.11 | 57.12 | 0.01 | 0
2040 | MARITIMES_2_NEISO | MARITIMES | NEISO | Internal | Winter | B20 | 935 | 99999 | 723.43 | 57.11 | 57.12 | 0.01 | 0
2040 | MISO_IN_2_MISO_MI | MISO_IN | MISO_MI | Internal | Shoulder | B11 | 25 | 5081 | 980.63 | 66.47 | 66.48 | 0.01 | 0
2040 | MISO_IN_2_MISO_MI | MISO_IN | MISO_MI | Internal | Shoulder | B12 | 200 | 5081 | 2452.35 | 61.09 | 61.11 | 0.01 | 0
2040 | MISO_IN_2_MISO_MI | MISO_IN | MISO_MI | Internal | Shoulder | B13 | 600 | 5081 | 4523.64 | 57.6 | 57.61 | 0.01 | 0
2040 | MISO_IN_2_MISO_MI | MISO_IN | MISO_MI | Internal | Shoulder | B14 | 900 | 5081 | 4955.93 | 53.89 | 53.9 | 0.01 | 0
2040 | MISO_IN_2_MISO_MI | MISO_IN | MISO_MI | Internal | Shoulder | B15 | 1203 | 5081 | 4217.84 | 47.06 | 47.07 | 0.01 | 0
2040 | MISO_IN_2_MISO_MI | MISO_IN | MISO_MI | Internal | Summer | B1 | 10 | 5081 | 2049.83 | 94.17 | 94.18 | 0.01 | 0
2040 | MISO_IN_2_MISO_MI | MISO_IN | MISO_MI | Internal | Summer | B2 | 25 | 5081 | 3142.39 | 90.32 | 90.33 | 0.01 | 0
2040 | MISO_IN_2_MISO_MI | MISO_IN | MISO_MI | Internal | Summer | B3 | 75 | 5081 | 858.68 | 88.46 | 88.48 | 0.01 | 0
2040 | MISO_IN_2_MISO_MI | MISO_IN | MISO_MI | Internal | Summer | B4 | 100 | 5081 | 80.65 | 85.57 | 85.58 | 0.01 | 0
2040 | MISO_IN_2_MISO_MI | MISO_IN | MISO_MI | Internal | Summer | B5 | 200 | 5081 | 1089.33 | 84.59 | 84.6 | 0.01 | 0
2040 | MISO_IN_2_MISO_MI | MISO_IN | MISO_MI | Internal | Summer | B6 | 300 | 5081 | 0 | 68.64 | 68.63 | 0.01 | 0
2040 | MISO_IN_2_MISO_MI | MISO_IN | MISO_MI | Internal | Summer | B7 | 400 | 5081 | 2505.14 | 57.91 | 57.92 | 0.01 | 0
2040 | MISO_IN_2_MISO_MI | MISO_IN | MISO_MI | Internal | Summer | B8 | 500 | 5081 | 5081 | 52.02 | 52.58 | 0.01 | 0.55
2040 | MISO_IN_2_MISO_MI | MISO_IN | MISO_MI | Internal | Summer | B9 | 800 | 5081 | 5081 | 45.57 | 49.53 | 0.01 | 3.95
2040 | MISO_IN_2_MISO_MI | MISO_IN | MISO_MI | Internal | Summer | B10 | 1262 | 5081 | 5081 | 40.45 | 41.98 | 0.01 | 1.51
2040 | MISO_IN_2_MISO_MI | MISO_IN | MISO_MI | Internal | Winter | B16 | 25 | 5081 | 158.94 | 73.69 | 73.7 | 0.01 | 0
2040 | MISO_IN_2_MISO_MI | MISO_IN | MISO_MI | Internal | Winter | B17 | 100 | 5081 | 2593.47 | 64.74 | 64.75 | 0.01 | 0
2040 | MISO_IN_2_MISO_MI | MISO_IN | MISO_MI | Internal | Winter | B18 | 400 | 5081 | 4437.53 | 60.46 | 60.48 | 0.01 | 0
2040 | MISO_IN_2_MISO_MI | MISO_IN | MISO_MI | Internal | Winter | B19 | 700 | 5081 | 4718.74 | 56.27 | 56.28 | 0.01 | 0
2040 | MISO_IN_2_MISO_MI | MISO_IN | MISO_MI | Internal | Winter | B20 | 935 | 5081 | 5081 | 44.27 | 47.05 | 0.01 | 2.78
2040 | MISO_IN_2_MISO_MO-IL | MISO_IN | MISO_MO-IL | Internal | Shoulder | B11 | 25 | 9129 | 0 | 66.47 | 65.8 | 0.01 | 0
2040 | MISO_IN_2_MISO_MO-IL | MISO_IN | MISO_MO-IL | Internal | Shoulder | B12 | 200 | 9129 | 0 | 61.09 | 57.12 | 0.01 | 0
2040 | MISO_IN_2_MISO_MO-IL | MISO_IN | MISO_MO-IL | Internal | Shoulder | B13 | 600 | 9129 | 0 | 57.6 | 51.58 | 0.01 | 0
2040 | MISO_IN_2_MISO_MO-IL | MISO_IN | MISO_MO-IL | Internal | Shoulder | B14 | 900 | 9129 | 0 | 53.89 | 45.58 | 0.01 | 0
2040 | MISO_IN_2_MISO_MO-IL | MISO_IN | MISO_MO-IL | Internal | Shoulder | B15 | 1203 | 9129 | 0 | 47.06 | 42.43 | 0.01 | 0
2040 | MISO_IN_2_MISO_MO-IL | MISO_IN | MISO_MO-IL | Internal | Summer | B1 | 10 | 9129 | 0 | 94.17 | 90.19 | 0.01 | 0
2040 | MISO_IN_2_MISO_MO-IL | MISO_IN | MISO_MO-IL | Internal | Summer | B2 | 25 | 9129 | 0 | 90.32 | 88.2 | 0.01 | 0
2040 | MISO_IN_2_MISO_MO-IL | MISO_IN | MISO_MO-IL | Internal | Summer | B3 | 75 | 9129 | 0 | 88.46 | 88.2 | 0.01 | 0
2040 | MISO_IN_2_MISO_MO-IL | MISO_IN | MISO_MO-IL | Internal | Summer | B4 | 100 | 9129 | 0 | 85.57 | 85.55 | 0.01 | 0
2040 | MISO_IN_2_MISO_MO-IL | MISO_IN | MISO_MO-IL | Internal | Summer | B5 | 200 | 9129 | 0 | 84.59 | 84.58 | 0.01 | 0
2040 | MISO_IN_2_MISO_MO-IL | MISO_IN | MISO_MO-IL | Internal | Summer | B6 | 300 | 9129 | 0 | 68.64 | 68.63 | 0.01 | 0
2040 | MISO_IN_2_MISO_MO-IL | MISO_IN | MISO_MO-IL | Internal | Summer | B7 | 400 | 9129 | 0 | 57.91 | 57.9 | 0.01 | 0
2040 | MISO_IN_2_MISO_MO-IL | MISO_IN | MISO_MO-IL | Internal | Summer | B8 | 500 | 9129 | 0 | 52.02 | 49.75 | 0.01 | 0
2040 | MISO_IN_2_MISO_MO-IL | MISO_IN | MISO_MO-IL | Internal | Summer | B9 | 800 | 9129 | 0 | 45.57 | 45.55 | 0.01 | 0
2040 | MISO_IN_2_MISO_MO-IL | MISO_IN | MISO_MO-IL | Internal | Summer | B10 | 1262 | 9129 | 0 | 40.45 | 38.48 | 0.01 | 0
2040 | MISO_IN_2_MISO_MO-IL | MISO_IN | MISO_MO-IL | Internal | Winter | B16 | 25 | 9129 | 0 | 73.69 | 69.29 | 0.01 | 0
2040 | MISO_IN_2_MISO_MO-IL | MISO_IN | MISO_MO-IL | Internal | Winter | B17 | 100 | 9129 | 0 | 64.74 | 58.33 | 0.01 | 0
2040 | MISO_IN_2_MISO_MO-IL | MISO_IN | MISO_MO-IL | Internal | Winter | B18 | 400 | 9129 | 0 | 60.46 | 48.71 | 0.01 | 0
2040 | MISO_IN_2_MISO_MO-IL | MISO_IN | MISO_MO-IL | Internal | Winter | B19 | 700 | 9129 | 0 | 56.27 | 48.71 | 0.01 | 0
2040 | MISO_IN_2_MISO_MO-IL | MISO_IN | MISO_MO-IL | Internal | Winter | B20 | 935 | 9129 | 0 | 44.27 | 41.97 | 0.01 | 0
2040 | MISO_IN_2_NonRTO_Midwest | MISO_IN | NonRTO_Midwest | Internal | Shoulder | B11 | 25 | 4800 | 1669.01 | 66.47 | 74.47 | 8 | 0
2040 | MISO_IN_2_NonRTO_Midwest | MISO_IN | NonRTO_Midwest | Internal | Shoulder | B12 | 200 | 4800 | 1029.06 | 61.09 | 69.09 | 8 | 0
2040 | MISO_IN_2_NonRTO_Midwest | MISO_IN | NonRTO_Midwest | Internal | Shoulder | B13 | 600 | 4800 | 412.53 | 57.6 | 65.6 | 8 | 0
2040 | MISO_IN_2_NonRTO_Midwest | MISO_IN | NonRTO_Midwest | Internal | Shoulder | B14 | 900 | 4800 | 0 | 53.89 | 53.43 | 8 | 0
2040 | MISO_IN_2_NonRTO_Midwest | MISO_IN | NonRTO_Midwest | Internal | Shoulder | B15 | 1203 | 4800 | 0 | 47.06 | 43.96 | 8 | 0
2040 | MISO_IN_2_NonRTO_Midwest | MISO_IN | NonRTO_Midwest | Internal | Summer | B1 | 10 | 4800 | 0 | 94.17 | 94.05 | 8 | 0
2040 | MISO_IN_2_NonRTO_Midwest | MISO_IN | NonRTO_Midwest | Internal | Summer | B2 | 25 | 4800 | 0 | 90.32 | 94.05 | 8 | 0
2040 | MISO_IN_2_NonRTO_Midwest | MISO_IN | NonRTO_Midwest | Internal | Summer | B3 | 75 | 4800 | 0 | 88.46 | 94.05 | 8 | 0
2040 | MISO_IN_2_NonRTO_Midwest | MISO_IN | NonRTO_Midwest | Internal | Summer | B4 | 100 | 4800 | 1552.74 | 85.57 | 93.57 | 8 | 0
2040 | MISO_IN_2_NonRTO_Midwest | MISO_IN | NonRTO_Midwest | Internal | Summer | B5 | 200 | 4800 | 1199.37 | 84.59 | 92.59 | 8 | 0
2040 | MISO_IN_2_NonRTO_Midwest | MISO_IN | NonRTO_Midwest | Internal | Summer | B6 | 300 | 4800 | 560.46 | 68.64 | 76.64 | 8 | 0
2040 | MISO_IN_2_NonRTO_Midwest | MISO_IN | NonRTO_Midwest | Internal | Summer | B7 | 400 | 4800 | 0 | 57.91 | 58.86 | 8 | 0
2040 | MISO_IN_2_NonRTO_Midwest | MISO_IN | NonRTO_Midwest | Internal | Summer | B8 | 500 | 4800 | 0 | 52.02 | 51.79 | 8 | 0
2040 | MISO_IN_2_NonRTO_Midwest | MISO_IN | NonRTO_Midwest | Internal | Summer | B9 | 800 | 4800 | 0 | 45.57 | 45.54 | 8 | 0
2040 | MISO_IN_2_NonRTO_Midwest | MISO_IN | NonRTO_Midwest | Internal | Summer | B10 | 1262 | 4800 | 0 | 40.45 | 38.48 | 8 | 0
2040 | MISO_IN_2_NonRTO_Midwest | MISO_IN | NonRTO_Midwest | Internal | Winter | B16 | 25 | 4800 | 2547.28 | 73.69 | 81.69 | 8 | 0
2040 | MISO_IN_2_NonRTO_Midwest | MISO_IN | NonRTO_Midwest | Internal | Winter | B17 | 100 | 4800 | 1119.4 | 64.74 | 72.74 | 8 | 0
2040 | MISO_IN_2_NonRTO_Midwest | MISO_IN | NonRTO_Midwest | Internal | Winter | B18 | 400 | 4800 | 0 | 60.46 | 65.71 | 8 | 0
2040 | MISO_IN_2_NonRTO_Midwest | MISO_IN | NonRTO_Midwest | Internal | Winter | B19 | 700 | 4800 | 0 | 56.27 | 57.5 | 8 | 0
2040 | MISO_IN_2_NonRTO_Midwest | MISO_IN | NonRTO_Midwest | Internal | Winter | B20 | 935 | 4800 | 0 | 44.27 | 41.97 | 8 | 0
2040 | MISO_IN_2_PJM_ROR | MISO_IN | PJM_ROR | Internal | Shoulder | B11 | 25 | 992 | 0 | 66.47 | 67.79 | 2 | 0
2040 | MISO_IN_2_PJM_ROR | MISO_IN | PJM_ROR | Internal | Shoulder | B12 | 200 | 992 | 0 | 61.09 | 59.11 | 2 | 0
2040 | MISO_IN_2_PJM_ROR | MISO_IN | PJM_ROR | Internal | Shoulder | B13 | 600 | 992 | 0 | 57.6 | 53.58 | 2 | 0
2040 | MISO_IN_2_PJM_ROR | MISO_IN | PJM_ROR | Internal | Shoulder | B14 | 900 | 992 | 0 | 53.89 | 50.44 | 2 | 0
2040 | MISO_IN_2_PJM_ROR | MISO_IN | PJM_ROR | Internal | Shoulder | B15 | 1203 | 992 | 761.22 | 47.06 | 49.06 | 2 | 0
2040 | MISO_IN_2_PJM_ROR | MISO_IN | PJM_ROR | Internal | Summer | B1 | 10 | 992 | 0 | 94.17 | 92.18 | 2 | 0
2040 | MISO_IN_2_PJM_ROR | MISO_IN | PJM_ROR | Internal | Summer | B2 | 25 | 992 | 0 | 90.32 | 86.58 | 2 | 0
2040 | MISO_IN_2_PJM_ROR | MISO_IN | PJM_ROR | Internal | Summer | B3 | 75 | 992 | 0 | 88.46 | 86.48 | 2 | 0
2040 | MISO_IN_2_PJM_ROR | MISO_IN | PJM_ROR | Internal | Summer | B4 | 100 | 992 | 0 | 85.57 | 86.48 | 2 | 0
2040 | MISO_IN_2_PJM_ROR | MISO_IN | PJM_ROR | Internal | Summer | B5 | 200 | 992 | 0 | 84.59 | 84.04 | 2 | 0
2040 | MISO_IN_2_PJM_ROR | MISO_IN | PJM_ROR | Internal | Summer | B6 | 300 | 992 | 0 | 68.64 | 66.63 | 2 | 0
2040 | MISO_IN_2_PJM_ROR | MISO_IN | PJM_ROR | Internal | Summer | B7 | 400 | 992 | 0 | 57.91 | 55.91 | 2 | 0
2040 | MISO_IN_2_PJM_ROR | MISO_IN | PJM_ROR | Internal | Summer | B8 | 500 | 992 | 0 | 52.02 | 51.74 | 2 | 0
2040 | MISO_IN_2_PJM_ROR | MISO_IN | PJM_ROR | Internal | Summer | B9 | 800 | 992 | 0 | 45.57 | 47.54 | 2 | 0
2040 | MISO_IN_2_PJM_ROR | MISO_IN | PJM_ROR | Internal | Summer | B10 | 1262 | 992 | 992 | 40.45 | 42.69 | 2 | 0.24
2040 | MISO_IN_2_PJM_ROR | MISO_IN | PJM_ROR | Internal | Winter | B16 | 25 | 992 | 0 | 73.69 | 71.7 | 2 | 0
2040 | MISO_IN_2_PJM_ROR | MISO_IN | PJM_ROR | Internal | Winter | B17 | 100 | 992 | 0 | 64.74 | 64.72 | 2 | 0
2040 | MISO_IN_2_PJM_ROR | MISO_IN | PJM_ROR | Internal | Winter | B18 | 400 | 992 | 0 | 60.46 | 58.48 | 2 | 0
2040 | MISO_IN_2_PJM_ROR | MISO_IN | PJM_ROR | Internal | Winter | B19 | 700 | 992 | 0 | 56.27 | 54.67 | 2 | 0
2040 | MISO_IN_2_PJM_ROR | MISO_IN | PJM_ROR | Internal | Winter | B20 | 935 | 992 | 992 | 44.27 | 50.86 | 2 | 4.59
2040 | MISO_MI_2_IESO | MISO_MI | IESO | Internal | Shoulder | B11 | 25 | 1580 | 0 | 66.48 | 52.7 | 8 | 0
2040 | MISO_MI_2_IESO | MISO_MI | IESO | Internal | Shoulder | B12 | 200 | 1580 | 0 | 61.11 | 52.7 | 8 | 0
2040 | MISO_MI_2_IESO | MISO_MI | IESO | Internal | Shoulder | B13 | 600 | 1580 | 0 | 57.61 | 51.85 | 8 | 0
2040 | MISO_MI_2_IESO | MISO_MI | IESO | Internal | Shoulder | B14 | 900 | 1580 | 0 | 53.9 | 51.85 | 8 | 0
2040 | MISO_MI_2_IESO | MISO_MI | IESO | Internal | Shoulder | B15 | 1203 | 1580 | 0 | 47.07 | 51.85 | 8 | 0
2040 | MISO_MI_2_IESO | MISO_MI | IESO | Internal | Summer | B1 | 10 | 1580 | 0 | 94.18 | 87.18 | 8 | 0
2040 | MISO_MI_2_IESO | MISO_MI | IESO | Internal | Summer | B2 | 25 | 1580 | 0 | 90.33 | 84.43 | 8 | 0
2040 | MISO_MI_2_IESO | MISO_MI | IESO | Internal | Summer | B3 | 75 | 1580 | 0 | 88.48 | 81.19 | 8 | 0
2040 | MISO_MI_2_IESO | MISO_MI | IESO | Internal | Summer | B4 | 100 | 1580 | 0 | 85.58 | 73.65 | 8 | 0
2040 | MISO_MI_2_IESO | MISO_MI | IESO | Internal | Summer | B5 | 200 | 1580 | 0 | 84.6 | 69.92 | 8 | 0
2040 | MISO_MI_2_IESO | MISO_MI | IESO | Internal | Summer | B6 | 300 | 1580 | 0 | 68.63 | 52 | 8 | 0
2040 | MISO_MI_2_IESO | MISO_MI | IESO | Internal | Summer | B7 | 400 | 1580 | 0 | 57.92 | 50.92 | 8 | 0
2040 | MISO_MI_2_IESO | MISO_MI | IESO | Internal | Summer | B8 | 500 | 1580 | 0 | 52.58 | 48.49 | 8 | 0
2040 | MISO_MI_2_IESO | MISO_MI | IESO | Internal | Summer | B9 | 800 | 1580 | 0 | 49.53 | 48.49 | 8 | 0
2040 | MISO_MI_2_IESO | MISO_MI | IESO | Internal | Summer | B10 | 1262 | 1580 | 0 | 41.98 | 48.49 | 8 | 0
2040 | MISO_MI_2_IESO | MISO_MI | IESO | Internal | Winter | B16 | 25 | 1580 | 0 | 73.7 | 56.69 | 8 | 0
2040 | MISO_MI_2_IESO | MISO_MI | IESO | Internal | Winter | B17 | 100 | 1580 | 0 | 64.75 | 55.05 | 8 | 0
2040 | MISO_MI_2_IESO | MISO_MI | IESO | Internal | Winter | B18 | 400 | 1580 | 0 | 60.48 | 55.05 | 8 | 0
2040 | MISO_MI_2_IESO | MISO_MI | IESO | Internal | Winter | B19 | 700 | 1580 | 0 | 56.28 | 55.05 | 8 | 0
2040 | MISO_MI_2_IESO | MISO_MI | IESO | Internal | Winter | B20 | 935 | 1580 | 1392.8 | 47.05 | 55.05 | 8 | 0
2040 | MISO_MI_2_MISO_IN | MISO_MI | MISO_IN | Internal | Shoulder | B11 | 25 | 2126 | 0 | 66.48 | 66.47 | 0.01 | 0
2040 | MISO_MI_2_MISO_IN | MISO_MI | MISO_IN | Internal | Shoulder | B12 | 200 | 2126 | 0 | 61.11 | 61.09 | 0.01 | 0
2040 | MISO_MI_2_MISO_IN | MISO_MI | MISO_IN | Internal | Shoulder | B13 | 600 | 2126 | 0 | 57.61 | 57.6 | 0.01 | 0
2040 | MISO_MI_2_MISO_IN | MISO_MI | MISO_IN | Internal | Shoulder | B14 | 900 | 2126 | 0 | 53.9 | 53.89 | 0.01 | 0
2040 | MISO_MI_2_MISO_IN | MISO_MI | MISO_IN | Internal | Shoulder | B15 | 1203 | 2126 | 0 | 47.07 | 47.06 | 0.01 | 0
2040 | MISO_MI_2_MISO_IN | MISO_MI | MISO_IN | Internal | Summer | B1 | 10 | 2126 | 0 | 94.18 | 94.17 | 0.01 | 0
2040 | MISO_MI_2_MISO_IN | MISO_MI | MISO_IN | Internal | Summer | B2 | 25 | 2126 | 0 | 90.33 | 90.32 | 0.01 | 0
2040 | MISO_MI_2_MISO_IN | MISO_MI | MISO_IN | Internal | Summer | B3 | 75 | 2126 | 0 | 88.48 | 88.46 | 0.01 | 0
2040 | MISO_MI_2_MISO_IN | MISO_MI | MISO_IN | Internal | Summer | B4 | 100 | 2126 | 0 | 85.58 | 85.57 | 0.01 | 0
2040 | MISO_MI_2_MISO_IN | MISO_MI | MISO_IN | Internal | Summer | B5 | 200 | 2126 | 0 | 84.6 | 84.59 | 0.01 | 0
2040 | MISO_MI_2_MISO_IN | MISO_MI | MISO_IN | Internal | Summer | B6 | 300 | 2126 | 434.54 | 68.63 | 68.64 | 0.01 | 0
2040 | MISO_MI_2_MISO_IN | MISO_MI | MISO_IN | Internal | Summer | B7 | 400 | 2126 | 0 | 57.92 | 57.91 | 0.01 | 0
2040 | MISO_MI_2_MISO_IN | MISO_MI | MISO_IN | Internal | Summer | B8 | 500 | 2126 | 0 | 52.58 | 52.02 | 0.01 | 0
2040 | MISO_MI_2_MISO_IN | MISO_MI | MISO_IN | Internal | Summer | B9 | 800 | 2126 | 0 | 49.53 | 45.57 | 0.01 | 0
2040 | MISO_MI_2_MISO_IN | MISO_MI | MISO_IN | Internal | Summer | B10 | 1262 | 2126 | 0 | 41.98 | 40.45 | 0.01 | 0
2040 | MISO_MI_2_MISO_IN | MISO_MI | MISO_IN | Internal | Winter | B16 | 25 | 2126 | 0 | 73.7 | 73.69 | 0.01 | 0
2040 | MISO_MI_2_MISO_IN | MISO_MI | MISO_IN | Internal | Winter | B17 | 100 | 2126 | 0 | 64.75 | 64.74 | 0.01 | 0
2040 | MISO_MI_2_MISO_IN | MISO_MI | MISO_IN | Internal | Winter | B18 | 400 | 2126 | 0 | 60.48 | 60.46 | 0.01 | 0
2040 | MISO_MI_2_MISO_IN | MISO_MI | MISO_IN | Internal | Winter | B19 | 700 | 2126 | 0 | 56.28 | 56.27 | 0.01 | 0
2040 | MISO_MI_2_MISO_IN | MISO_MI | MISO_IN | Internal | Winter | B20 | 935 | 2126 | 0 | 47.05 | 44.27 | 0.01 | 0
2040 | MISO_MI_2_MISO_WUMS | MISO_MI | MISO_WUMS | Internal | Shoulder | B11 | 25 | 166 | 0 | 66.48 | 66.47 | 0.01 | 0
2040 | MISO_MI_2_MISO_WUMS | MISO_MI | MISO_WUMS | Internal | Shoulder | B12 | 200 | 166 | 0 | 61.11 | 57.7 | 0.01 | 0
2040 | MISO_MI_2_MISO_WUMS | MISO_MI | MISO_WUMS | Internal | Shoulder | B13 | 600 | 166 | 0 | 57.61 | 54.04 | 0.01 | 0
2040 | MISO_MI_2_MISO_WUMS | MISO_MI | MISO_WUMS | Internal | Shoulder | B14 | 900 | 166 | 0 | 53.9 | 52.44 | 0.01 | 0
2040 | MISO_MI_2_MISO_WUMS | MISO_MI | MISO_WUMS | Internal | Shoulder | B15 | 1203 | 166 | 0 | 47.07 | 47.06 | 0.01 | 0
2040 | MISO_MI_2_MISO_WUMS | MISO_MI | MISO_WUMS | Internal | Summer | B1 | 10 | 166 | 0 | 94.18 | 84.3 | 0.01 | 0
2040 | MISO_MI_2_MISO_WUMS | MISO_MI | MISO_WUMS | Internal | Summer | B2 | 25 | 166 | 0 | 90.33 | 84.3 | 0.01 | 0
2040 | MISO_MI_2_MISO_WUMS | MISO_MI | MISO_WUMS | Internal | Summer | B3 | 75 | 166 | 0 | 88.48 | 84.3 | 0.01 | 0
2040 | MISO_MI_2_MISO_WUMS | MISO_MI | MISO_WUMS | Internal | Summer | B4 | 100 | 166 | 0 | 85.58 | 84.3 | 0.01 | 0
2040 | MISO_MI_2_MISO_WUMS | MISO_MI | MISO_WUMS | Internal | Summer | B5 | 200 | 166 | 0 | 84.6 | 84.3 | 0.01 | 0
2040 | MISO_MI_2_MISO_WUMS | MISO_MI | MISO_WUMS | Internal | Summer | B6 | 300 | 166 | 0 | 68.63 | 68.63 | 0.01 | 0
2040 | MISO_MI_2_MISO_WUMS | MISO_MI | MISO_WUMS | Internal | Summer | B7 | 400 | 166 | 0 | 57.92 | 57.9 | 0.01 | 0
2040 | MISO_MI_2_MISO_WUMS | MISO_MI | MISO_WUMS | Internal | Summer | B8 | 500 | 166 | 0 | 52.58 | 51.92 | 0.01 | 0
2040 | MISO_MI_2_MISO_WUMS | MISO_MI | MISO_WUMS | Internal | Summer | B9 | 800 | 166 | 42.08 | 49.53 | 49.54 | 0.01 | 0
2040 | MISO_MI_2_MISO_WUMS | MISO_MI | MISO_WUMS | Internal | Summer | B10 | 1262 | 166 | 76.59 | 41.98 | 41.99 | 0.01 | 0
2040 | MISO_MI_2_MISO_WUMS | MISO_MI | MISO_WUMS | Internal | Winter | B16 | 25 | 166 | 0 | 73.7 | 69.7 | 0.01 | 0
2040 | MISO_MI_2_MISO_WUMS | MISO_MI | MISO_WUMS | Internal | Winter | B17 | 100 | 166 | 0 | 64.75 | 62.72 | 0.01 | 0
2040 | MISO_MI_2_MISO_WUMS | MISO_MI | MISO_WUMS | Internal | Winter | B18 | 400 | 166 | 0 | 60.48 | 57.96 | 0.01 | 0
2040 | MISO_MI_2_MISO_WUMS | MISO_MI | MISO_WUMS | Internal | Winter | B19 | 700 | 166 | 74.82 | 56.28 | 56.29 | 0.01 | 0
2040 | MISO_MI_2_MISO_WUMS | MISO_MI | MISO_WUMS | Internal | Winter | B20 | 935 | 166 | 0 | 47.05 | 47.04 | 0.01 | 0
2040 | MISO_MI_2_PJM_ROR | MISO_MI | PJM_ROR | Internal | Shoulder | B11 | 25 | 1424 | 0 | 66.48 | 67.79 | 2 | 0
2040 | MISO_MI_2_PJM_ROR | MISO_MI | PJM_ROR | Internal | Shoulder | B12 | 200 | 1424 | 0 | 61.11 | 59.11 | 2 | 0
2040 | MISO_MI_2_PJM_ROR | MISO_MI | PJM_ROR | Internal | Shoulder | B13 | 600 | 1424 | 0 | 57.61 | 53.58 | 2 | 0
2040 | MISO_MI_2_PJM_ROR | MISO_MI | PJM_ROR | Internal | Shoulder | B14 | 900 | 1424 | 0 | 53.9 | 50.44 | 2 | 0
2040 | MISO_MI_2_PJM_ROR | MISO_MI | PJM_ROR | Internal | Shoulder | B15 | 1203 | 1424 | 0 | 47.07 | 49.06 | 2 | 0
2040 | MISO_MI_2_PJM_ROR | MISO_MI | PJM_ROR | Internal | Summer | B1 | 10 | 1424 | 0 | 94.18 | 92.18 | 2 | 0
2040 | MISO_MI_2_PJM_ROR | MISO_MI | PJM_ROR | Internal | Summer | B2 | 25 | 1424 | 0 | 90.33 | 86.58 | 2 | 0
2040 | MISO_MI_2_PJM_ROR | MISO_MI | PJM_ROR | Internal | Summer | B3 | 75 | 1424 | 0 | 88.48 | 86.48 | 2 | 0
2040 | MISO_MI_2_PJM_ROR | MISO_MI | PJM_ROR | Internal | Summer | B4 | 100 | 1424 | 0 | 85.58 | 86.48 | 2 | 0
2040 | MISO_MI_2_PJM_ROR | MISO_MI | PJM_ROR | Internal | Summer | B5 | 200 | 1424 | 0 | 84.6 | 84.04 | 2 | 0
2040 | MISO_MI_2_PJM_ROR | MISO_MI | PJM_ROR | Internal | Summer | B6 | 300 | 1424 | 0 | 68.63 | 66.63 | 2 | 0
2040 | MISO_MI_2_PJM_ROR | MISO_MI | PJM_ROR | Internal | Summer | B7 | 400 | 1424 | 0 | 57.92 | 55.91 | 2 | 0
2040 | MISO_MI_2_PJM_ROR | MISO_MI | PJM_ROR | Internal | Summer | B8 | 500 | 1424 | 0 | 52.58 | 51.74 | 2 | 0
2040 | MISO_MI_2_PJM_ROR | MISO_MI | PJM_ROR | Internal | Summer | B9 | 800 | 1424 | 0 | 49.53 | 47.54 | 2 | 0
2040 | MISO_MI_2_PJM_ROR | MISO_MI | PJM_ROR | Internal | Summer | B10 | 1262 | 1424 | 0 | 41.98 | 42.69 | 2 | 0
2040 | MISO_MI_2_PJM_ROR | MISO_MI | PJM_ROR | Internal | Winter | B16 | 25 | 1424 | 0 | 73.7 | 71.7 | 2 | 0
2040 | MISO_MI_2_PJM_ROR | MISO_MI | PJM_ROR | Internal | Winter | B17 | 100 | 1424 | 0 | 64.75 | 64.72 | 2 | 0
2040 | MISO_MI_2_PJM_ROR | MISO_MI | PJM_ROR | Internal | Winter | B18 | 400 | 1424 | 0 | 60.48 | 58.48 | 2 | 0
2040 | MISO_MI_2_PJM_ROR | MISO_MI | PJM_ROR | Internal | Winter | B19 | 700 | 1424 | 0 | 56.28 | 54.67 | 2 | 0
2040 | MISO_MI_2_PJM_ROR | MISO_MI | PJM_ROR | Internal | Winter | B20 | 935 | 1424 | 1424 | 47.05 | 50.86 | 2 | 1.81
2040 | MISO_MO-IL_2_MISO_IN | MISO_MO-IL | MISO_IN | Internal | Shoulder | B11 | 25 | 6229 | 6229 | 65.8 | 66.47 | 0.01 | 0.65
2040 | MISO_MO-IL_2_MISO_IN | MISO_MO-IL | MISO_IN | Internal | Shoulder | B12 | 200 | 6229 | 6229 | 57.12 | 61.09 | 0.01 | 3.96
2040 | MISO_MO-IL_2_MISO_IN | MISO_MO-IL | MISO_IN | Internal | Shoulder | B13 | 600 | 6229 | 6229 | 51.58 | 57.6 | 0.01 | 6
2040 | MISO_MO-IL_2_MISO_IN | MISO_MO-IL | MISO_IN | Internal | Shoulder | B14 | 900 | 6229 | 6229 | 45.58 | 53.89 | 0.01 | 8.3
2040 | MISO_MO-IL_2_MISO_IN | MISO_MO-IL | MISO_IN | Internal | Shoulder | B15 | 1203 | 6229 | 6229 | 42.43 | 47.06 | 0.01 | 4.62
2040 | MISO_MO-IL_2_MISO_IN | MISO_MO-IL | MISO_IN | Internal | Summer | B1 | 10 | 6229 | 6229 | 90.19 | 94.17 | 0.01 | 3.96
2040 | MISO_MO-IL_2_MISO_IN | MISO_MO-IL | MISO_IN | Internal | Summer | B2 | 25 | 6229 | 6229 | 88.2 | 90.32 | 0.01 | 2.11
2040 | MISO_MO-IL_2_MISO_IN | MISO_MO-IL | MISO_IN | Internal | Summer | B3 | 75 | 6229 | 6229 | 88.2 | 88.46 | 0.01 | 0.25
2040 | MISO_MO-IL_2_MISO_IN | MISO_MO-IL | MISO_IN | Internal | Summer | B4 | 100 | 6229 | 6020.76 | 85.55 | 85.57 | 0.01 | 0
2040 | MISO_MO-IL_2_MISO_IN | MISO_MO-IL | MISO_IN | Internal | Summer | B5 | 200 | 6229 | 6030.16 | 84.58 | 84.59 | 0.01 | 0
2040 | MISO_MO-IL_2_MISO_IN | MISO_MO-IL | MISO_IN | Internal | Summer | B6 | 300 | 6229 | 2102.88 | 68.63 | 68.64 | 0.01 | 0
2040 | MISO_MO-IL_2_MISO_IN | MISO_MO-IL | MISO_IN | Internal | Summer | B7 | 400 | 6229 | 3349.59 | 57.9 | 57.91 | 0.01 | 0
2040 | MISO_MO-IL_2_MISO_IN | MISO_MO-IL | MISO_IN | Internal | Summer | B8 | 500 | 6229 | 6229 | 49.75 | 52.02 | 0.01 | 2.25
2040 | MISO_MO-IL_2_MISO_IN | MISO_MO-IL | MISO_IN | Internal | Summer | B9 | 800 | 6229 | 5581.93 | 45.55 | 45.57 | 0.01 | 0
2040 | MISO_MO-IL_2_MISO_IN | MISO_MO-IL | MISO_IN | Internal | Summer | B10 | 1262 | 6229 | 6229 | 38.48 | 40.45 | 0.01 | 1.95
2040 | MISO_MO-IL_2_MISO_IN | MISO_MO-IL | MISO_IN | Internal | Winter | B16 | 25 | 6229 | 6229 | 69.29 | 73.69 | 0.01 | 4.39
2040 | MISO_MO-IL_2_MISO_IN | MISO_MO-IL | MISO_IN | Internal | Winter | B17 | 100 | 6229 | 6229 | 58.33 | 64.74 | 0.01 | 6.39
2040 | MISO_MO-IL_2_MISO_IN | MISO_MO-IL | MISO_IN | Internal | Winter | B18 | 400 | 6229 | 6229 | 48.71 | 60.46 | 0.01 | 11.74
2040 | MISO_MO-IL_2_MISO_IN | MISO_MO-IL | MISO_IN | Internal | Winter | B19 | 700 | 6229 | 6229 | 48.71 | 56.27 | 0.01 | 7.55
2040 | MISO_MO-IL_2_MISO_IN | MISO_MO-IL | MISO_IN | Internal | Winter | B20 | 935 | 6229 | 6229 | 41.97 | 44.27 | 0.01 | 2.28
2040 | MISO_MO-IL_2_MISO_W | MISO_MO-IL | MISO_W | Internal | Shoulder | B11 | 25 | 5033 | 0 | 65.8 | 65.79 | 0.01 | 0
2040 | MISO_MO-IL_2_MISO_W | MISO_MO-IL | MISO_W | Internal | Shoulder | B12 | 200 | 5033 | 0 | 57.12 | 57.11 | 0.01 | 0
2040 | MISO_MO-IL_2_MISO_W | MISO_MO-IL | MISO_W | Internal | Shoulder | B13 | 600 | 5033 | 0 | 51.58 | 51.57 | 0.01 | 0
2040 | MISO_MO-IL_2_MISO_W | MISO_MO-IL | MISO_W | Internal | Shoulder | B14 | 900 | 5033 | 0 | 45.58 | 41.69 | 0.01 | 0
2040 | MISO_MO-IL_2_MISO_W | MISO_MO-IL | MISO_W | Internal | Shoulder | B15 | 1203 | 5033 | 0 | 42.43 | 33.39 | 0.01 | 0
2040 | MISO_MO-IL_2_MISO_W | MISO_MO-IL | MISO_W | Internal | Summer | B1 | 10 | 5033 | 0 | 90.19 | 90.18 | 0.01 | 0
2040 | MISO_MO-IL_2_MISO_W | MISO_MO-IL | MISO_W | Internal | Summer | B2 | 25 | 5033 | 0 | 88.2 | 84.58 | 0.01 | 0
2040 | MISO_MO-IL_2_MISO_W | MISO_MO-IL | MISO_W | Internal | Summer | B3 | 75 | 5033 | 0 | 88.2 | 88.19 | 0.01 | 0
2040 | MISO_MO-IL_2_MISO_W | MISO_MO-IL | MISO_W | Internal | Summer | B4 | 100 | 5033 | 0 | 85.55 | 85.25 | 0.01 | 0
2040 | MISO_MO-IL_2_MISO_W | MISO_MO-IL | MISO_W | Internal | Summer | B5 | 200 | 5033 | 0 | 84.58 | 84.56 | 0.01 | 0
2040 | MISO_MO-IL_2_MISO_W | MISO_MO-IL | MISO_W | Internal | Summer | B6 | 300 | 5033 | 0 | 68.63 | 68.62 | 0.01 | 0
2040 | MISO_MO-IL_2_MISO_W | MISO_MO-IL | MISO_W | Internal | Summer | B7 | 400 | 5033 | 0 | 57.9 | 57.89 | 0.01 | 0
2040 | MISO_MO-IL_2_MISO_W | MISO_MO-IL | MISO_W | Internal | Summer | B8 | 500 | 5033 | 0 | 49.75 | 49.74 | 0.01 | 0
2040 | MISO_MO-IL_2_MISO_W | MISO_MO-IL | MISO_W | Internal | Summer | B9 | 800 | 5033 | 0 | 45.55 | 45.54 | 0.01 | 0
2040 | MISO_MO-IL_2_MISO_W | MISO_MO-IL | MISO_W | Internal | Summer | B10 | 1262 | 5033 | 0 | 38.48 | 38.47 | 0.01 | 0
2040 | MISO_MO-IL_2_MISO_W | MISO_MO-IL | MISO_W | Internal | Winter | B16 | 25 | 5033 | 0 | 69.29 | 44.6 | 0.01 | 0
2040 | MISO_MO-IL_2_MISO_W | MISO_MO-IL | MISO_W | Internal | Winter | B17 | 100 | 5033 | 0 | 58.33 | 37.84 | 0.01 | 0
2040 | MISO_MO-IL_2_MISO_W | MISO_MO-IL | MISO_W | Internal | Winter | B18 | 400 | 5033 | 0 | 48.71 | 48.7 | 0.01 | 0
2040 | MISO_MO-IL_2_MISO_W | MISO_MO-IL | MISO_W | Internal | Winter | B19 | 700 | 5033 | 0 | 48.71 | 48.7 | 0.01 | 0
2040 | MISO_MO-IL_2_MISO_W | MISO_MO-IL | MISO_W | Internal | Winter | B20 | 935 | 5033 | 0 | 41.97 | 33.49 | 0.01 | 0
2040 | MISO_MO-IL_2_PJM_ROR | MISO_MO-IL | PJM_ROR | Internal | Shoulder | B11 | 25 | 1212 | 0 | 65.8 | 67.79 | 2 | 0
2040 | MISO_MO-IL_2_PJM_ROR | MISO_MO-IL | PJM_ROR | Internal | Shoulder | B12 | 200 | 1212 | 0 | 57.12 | 59.11 | 2 | 0
2040 | MISO_MO-IL_2_PJM_ROR | MISO_MO-IL | PJM_ROR | Internal | Shoulder | B13 | 600 | 1212 | 738.66 | 51.58 | 53.58 | 2 | 0
2040 | MISO_MO-IL_2_PJM_ROR | MISO_MO-IL | PJM_ROR | Internal | Shoulder | B14 | 900 | 1212 | 1212 | 45.58 | 50.44 | 2 | 2.87
2040 | MISO_MO-IL_2_PJM_ROR | MISO_MO-IL | PJM_ROR | Internal | Shoulder | B15 | 1203 | 1212 | 1212 | 42.43 | 49.06 | 2 | 4.63
2040 | MISO_MO-IL_2_PJM_ROR | MISO_MO-IL | PJM_ROR | Internal | Summer | B1 | 10 | 1212 | 0 | 90.19 | 92.18 | 2 | 0
2040 | MISO_MO-IL_2_PJM_ROR | MISO_MO-IL | PJM_ROR | Internal | Summer | B2 | 25 | 1212 | 0 | 88.2 | 86.58 | 2 | 0
2040 | MISO_MO-IL_2_PJM_ROR | MISO_MO-IL | PJM_ROR | Internal | Summer | B3 | 75 | 1212 | 0 | 88.2 | 86.48 | 2 | 0
2040 | MISO_MO-IL_2_PJM_ROR | MISO_MO-IL | PJM_ROR | Internal | Summer | B4 | 100 | 1212 | 0 | 85.55 | 86.48 | 2 | 0
2040 | MISO_MO-IL_2_PJM_ROR | MISO_MO-IL | PJM_ROR | Internal | Summer | B5 | 200 | 1212 | 0 | 84.58 | 84.04 | 2 | 0
2040 | MISO_MO-IL_2_PJM_ROR | MISO_MO-IL | PJM_ROR | Internal | Summer | B6 | 300 | 1212 | 0 | 68.63 | 66.63 | 2 | 0
2040 | MISO_MO-IL_2_PJM_ROR | MISO_MO-IL | PJM_ROR | Internal | Summer | B7 | 400 | 1212 | 0 | 57.9 | 55.91 | 2 | 0
2040 | MISO_MO-IL_2_PJM_ROR | MISO_MO-IL | PJM_ROR | Internal | Summer | B8 | 500 | 1212 | 0 | 49.75 | 51.74 | 2 | 0
2040 | MISO_MO-IL_2_PJM_ROR | MISO_MO-IL | PJM_ROR | Internal | Summer | B9 | 800 | 1212 | 0 | 45.55 | 47.54 | 2 | 0
2040 | MISO_MO-IL_2_PJM_ROR | MISO_MO-IL | PJM_ROR | Internal | Summer | B10 | 1262 | 1212 | 1212 | 38.48 | 42.69 | 2 | 2.2
2040 | MISO_MO-IL_2_PJM_ROR | MISO_MO-IL | PJM_ROR | Internal | Winter | B16 | 25 | 1212 | 1212 | 69.29 | 71.7 | 2 | 0.41
2040 | MISO_MO-IL_2_PJM_ROR | MISO_MO-IL | PJM_ROR | Internal | Winter | B17 | 100 | 1212 | 1212 | 58.33 | 64.72 | 2 | 4.39
2040 | MISO_MO-IL_2_PJM_ROR | MISO_MO-IL | PJM_ROR | Internal | Winter | B18 | 400 | 1212 | 1212 | 48.71 | 58.48 | 2 | 7.76
2040 | MISO_MO-IL_2_PJM_ROR | MISO_MO-IL | PJM_ROR | Internal | Winter | B19 | 700 | 1212 | 1212 | 48.71 | 54.67 | 2 | 3.96
2040 | MISO_MO-IL_2_PJM_ROR | MISO_MO-IL | PJM_ROR | Internal | Winter | B20 | 935 | 1212 | 1212 | 41.97 | 50.86 | 2 | 6.89
2040 | MISO_MO-IL_2_TVA_Transmission | MISO_MO-IL | TVA_Transmission | Internal | Shoulder | B11 | 25 | 4000 | 0 | 65.8 | 73.79 | 8 | 0
2040 | MISO_MO-IL_2_TVA_Transmission | MISO_MO-IL | TVA_Transmission | Internal | Shoulder | B12 | 200 | 4000 | 0 | 57.12 | 62.53 | 8 | 0
2040 | MISO_MO-IL_2_TVA_Transmission | MISO_MO-IL | TVA_Transmission | Internal | Shoulder | B13 | 600 | 4000 | 0 | 51.58 | 58.77 | 8 | 0
2040 | MISO_MO-IL_2_TVA_Transmission | MISO_MO-IL | TVA_Transmission | Internal | Shoulder | B14 | 900 | 4000 | 2201.04 | 45.58 | 53.58 | 8 | 0
2040 | MISO_MO-IL_2_TVA_Transmission | MISO_MO-IL | TVA_Transmission | Internal | Shoulder | B15 | 1203 | 4000 | 4000 | 42.43 | 51.27 | 8 | 0.84
2040 | MISO_MO-IL_2_TVA_Transmission | MISO_MO-IL | TVA_Transmission | Internal | Summer | B1 | 10 | 4000 | 165.68 | 90.19 | 98.19 | 8 | 0
2040 | MISO_MO-IL_2_TVA_Transmission | MISO_MO-IL | TVA_Transmission | Internal | Summer | B2 | 25 | 4000 | 0 | 88.2 | 92.59 | 8 | 0
2040 | MISO_MO-IL_2_TVA_Transmission | MISO_MO-IL | TVA_Transmission | Internal | Summer | B3 | 75 | 4000 | 0 | 88.2 | 92.48 | 8 | 0
2040 | MISO_MO-IL_2_TVA_Transmission | MISO_MO-IL | TVA_Transmission | Internal | Summer | B4 | 100 | 4000 | 0 | 85.55 | 92.48 | 8 | 0
2040 | MISO_MO-IL_2_TVA_Transmission | MISO_MO-IL | TVA_Transmission | Internal | Summer | B5 | 200 | 4000 | 0 | 84.58 | 90.04 | 8 | 0
2040 | MISO_MO-IL_2_TVA_Transmission | MISO_MO-IL | TVA_Transmission | Internal | Summer | B6 | 300 | 4000 | 0 | 68.63 | 71.68 | 8 | 0
2040 | MISO_MO-IL_2_TVA_Transmission | MISO_MO-IL | TVA_Transmission | Internal | Summer | B7 | 400 | 4000 | 0 | 57.9 | 60.71 | 8 | 0
2040 | MISO_MO-IL_2_TVA_Transmission | MISO_MO-IL | TVA_Transmission | Internal | Summer | B8 | 500 | 4000 | 0 | 49.75 | 57.18 | 8 | 0
2040 | MISO_MO-IL_2_TVA_Transmission | MISO_MO-IL | TVA_Transmission | Internal | Summer | B9 | 800 | 4000 | 0 | 45.55 | 53.54 | 8 | 0
2040 | MISO_MO-IL_2_TVA_Transmission | MISO_MO-IL | TVA_Transmission | Internal | Summer | B10 | 1262 | 4000 | 1781.19 | 38.48 | 46.48 | 8 | 0
2040 | MISO_MO-IL_2_TVA_Transmission | MISO_MO-IL | TVA_Transmission | Internal | Winter | B16 | 25 | 4000 | 0 | 69.29 | 74.1 | 8 | 0
2040 | MISO_MO-IL_2_TVA_Transmission | MISO_MO-IL | TVA_Transmission | Internal | Winter | B17 | 100 | 4000 | 0 | 58.33 | 63.74 | 8 | 0
2040 | MISO_MO-IL_2_TVA_Transmission | MISO_MO-IL | TVA_Transmission | Internal | Winter | B18 | 400 | 4000 | 394.15 | 48.71 | 56.71 | 8 | 0
2040 | MISO_MO-IL_2_TVA_Transmission | MISO_MO-IL | TVA_Transmission | Internal | Winter | B19 | 700 | 4000 | 1158.91 | 48.71 | 56.71 | 8 | 0
2040 | MISO_MO-IL_2_TVA_Transmission | MISO_MO-IL | TVA_Transmission | Internal | Winter | B20 | 935 | 4000 | 2523.71 | 41.97 | 49.97 | 8 | 0
2040 | MISO_W_2_IESO | MISO_W | IESO | Internal | Shoulder | B11 | 25 | 164 | 0 | 65.79 | 52.7 | 8 | 0
2040 | MISO_W_2_IESO | MISO_W | IESO | Internal | Shoulder | B12 | 200 | 164 | 0 | 57.11 | 52.7 | 8 | 0
2040 | MISO_W_2_IESO | MISO_W | IESO | Internal | Shoulder | B13 | 600 | 164 | 0 | 51.57 | 51.85 | 8 | 0
2040 | MISO_W_2_IESO | MISO_W | IESO | Internal | Shoulder | B14 | 900 | 164 | 164 | 41.69 | 51.85 | 8 | 2.16
2040 | MISO_W_2_IESO | MISO_W | IESO | Internal | Shoulder | B15 | 1203 | 164 | 164 | 33.39 | 51.85 | 8 | 10.46
2040 | MISO_W_2_IESO | MISO_W | IESO | Internal | Summer | B1 | 10 | 164 | 0 | 90.18 | 87.18 | 8 | 0
2040 | MISO_W_2_IESO | MISO_W | IESO | Internal | Summer | B2 | 25 | 164 | 0 | 84.58 | 84.43 | 8 | 0
2040 | MISO_W_2_IESO | MISO_W | IESO | Internal | Summer | B3 | 75 | 164 | 0 | 88.19 | 81.19 | 8 | 0
2040 | MISO_W_2_IESO | MISO_W | IESO | Internal | Summer | B4 | 100 | 164 | 0 | 85.25 | 73.65 | 8 | 0
2040 | MISO_W_2_IESO | MISO_W | IESO | Internal | Summer | B5 | 200 | 164 | 0 | 84.56 | 69.92 | 8 | 0
2040 | MISO_W_2_IESO | MISO_W | IESO | Internal | Summer | B6 | 300 | 164 | 0 | 68.62 | 52 | 8 | 0
2040 | MISO_W_2_IESO | MISO_W | IESO | Internal | Summer | B7 | 400 | 164 | 0 | 57.89 | 50.92 | 8 | 0
2040 | MISO_W_2_IESO | MISO_W | IESO | Internal | Summer | B8 | 500 | 164 | 0 | 49.74 | 48.49 | 8 | 0
2040 | MISO_W_2_IESO | MISO_W | IESO | Internal | Summer | B9 | 800 | 164 | 0 | 45.54 | 48.49 | 8 | 0
2040 | MISO_W_2_IESO | MISO_W | IESO | Internal | Summer | B10 | 1262 | 164 | 164 | 38.47 | 48.49 | 8 | 2.02
2040 | MISO_W_2_IESO | MISO_W | IESO | Internal | Winter | B16 | 25 | 164 | 164 | 44.6 | 56.69 | 8 | 4.09
2040 | MISO_W_2_IESO | MISO_W | IESO | Internal | Winter | B17 | 100 | 164 | 164 | 37.84 | 55.05 | 8 | 9.22
2040 | MISO_W_2_IESO | MISO_W | IESO | Internal | Winter | B18 | 400 | 164 | 0 | 48.7 | 55.05 | 8 | 0
2040 | MISO_W_2_IESO | MISO_W | IESO | Internal | Winter | B19 | 700 | 164 | 0 | 48.7 | 55.05 | 8 | 0
2040 | MISO_W_2_IESO | MISO_W | IESO | Internal | Winter | B20 | 935 | 164 | 164 | 33.49 | 55.05 | 8 | 13.57
2040 | MISO_W_2_MAPP_CA | MISO_W | MAPP_CA | Internal | Shoulder | B11 | 25 | 788 | 0 | 65.79 | 46.79 | 0.01 | 0
2040 | MISO_W_2_MAPP_CA | MISO_W | MAPP_CA | Internal | Shoulder | B12 | 200 | 788 | 0 | 57.11 | 57.09 | 0.01 | 0
2040 | MISO_W_2_MAPP_CA | MISO_W | MAPP_CA | Internal | Shoulder | B13 | 600 | 788 | 0 | 51.57 | 51.56 | 0.01 | 0
2040 | MISO_W_2_MAPP_CA | MISO_W | MAPP_CA | Internal | Shoulder | B14 | 900 | 788 | 0 | 41.69 | 41.68 | 0.01 | 0
2040 | MISO_W_2_MAPP_CA | MISO_W | MAPP_CA | Internal | Shoulder | B15 | 1203 | 788 | 788 | 33.39 | 41.68 | 0.01 | 8.27
2040 | MISO_W_2_MAPP_CA | MISO_W | MAPP_CA | Internal | Summer | B1 | 10 | 788 | 0 | 90.18 | 59.87 | 0.01 | 0
2040 | MISO_W_2_MAPP_CA | MISO_W | MAPP_CA | Internal | Summer | B2 | 25 | 788 | 0 | 84.58 | 59.87 | 0.01 | 0
2040 | MISO_W_2_MAPP_CA | MISO_W | MAPP_CA | Internal | Summer | B3 | 75 | 788 | 0 | 88.19 | 73.19 | 0.01 | 0
2040 | MISO_W_2_MAPP_CA | MISO_W | MAPP_CA | Internal | Summer | B4 | 100 | 788 | 0 | 85.25 | 65.65 | 0.01 | 0
2040 | MISO_W_2_MAPP_CA | MISO_W | MAPP_CA | Internal | Summer | B5 | 200 | 788 | 0 | 84.56 | 61.92 | 0.01 | 0
2040 | MISO_W_2_MAPP_CA | MISO_W | MAPP_CA | Internal | Summer | B6 | 300 | 788 | 0 | 68.62 | 54.62 | 0.01 | 0
2040 | MISO_W_2_MAPP_CA | MISO_W | MAPP_CA | Internal | Summer | B7 | 400 | 788 | 0 | 57.89 | 45.53 | 0.01 | 0
2040 | MISO_W_2_MAPP_CA | MISO_W | MAPP_CA | Internal | Summer | B8 | 500 | 788 | 0 | 49.74 | 45.53 | 0.01 | 0
2040 | MISO_W_2_MAPP_CA | MISO_W | MAPP_CA | Internal | Summer | B9 | 800 | 788 | 0 | 45.54 | 45.53 | 0.01 | 0
2040 | MISO_W_2_MAPP_CA | MISO_W | MAPP_CA | Internal | Summer | B10 | 1262 | 788 | 788 | 38.47 | 45.53 | 0.01 | 7.05
2040 | MISO_W_2_MAPP_CA | MISO_W | MAPP_CA | Internal | Winter | B16 | 25 | 788 | 788 | 44.6 | 48.69 | 0.01 | 4.08
2040 | MISO_W_2_MAPP_CA | MISO_W | MAPP_CA | Internal | Winter | B17 | 100 | 788 | 788 | 37.84 | 48.69 | 0.01 | 10.84
2040 | MISO_W_2_MAPP_CA | MISO_W | MAPP_CA | Internal | Winter | B18 | 400 | 788 | 0 | 48.7 | 48.69 | 0.01 | 0
2040 | MISO_W_2_MAPP_CA | MISO_W | MAPP_CA | Internal | Winter | B19 | 700 | 788 | 0 | 48.7 | 48.69 | 0.01 | 0
2040 | MISO_W_2_MAPP_CA | MISO_W | MAPP_CA | Internal | Winter | B20 | 935 | 788 | 788 | 33.49 | 48.69 | 0.01 | 15.19
2040 | MISO_W_2_MISO_MO-IL | MISO_W | MISO_MO-IL | Internal | Shoulder | B11 | 25 | 7873 | 7562.07 | 65.79 | 65.8 | 0.01 | 0
2040 | MISO_W_2_MISO_MO-IL | MISO_W | MISO_MO-IL | Internal | Shoulder | B12 | 200 | 7873 | 6209.82 | 57.11 | 57.12 | 0.01 | 0
2040 | MISO_W_2_MISO_MO-IL | MISO_W | MISO_MO-IL | Internal | Shoulder | B13 | 600 | 7873 | 6552.2 | 51.57 | 51.58 | 0.01 | 0
2040 | MISO_W_2_MISO_MO-IL | MISO_W | MISO_MO-IL | Internal | Shoulder | B14 | 900 | 7873 | 7873 | 41.69 | 45.58 | 0.01 | 3.88
2040 | MISO_W_2_MISO_MO-IL | MISO_W | MISO_MO-IL | Internal | Shoulder | B15 | 1203 | 7873 | 7873 | 33.39 | 42.43 | 0.01 | 9.03
2040 | MISO_W_2_MISO_MO-IL | MISO_W | MISO_MO-IL | Internal | Summer | B1 | 10 | 7873 | 7124.5 | 90.18 | 90.19 | 0.01 | 0
2040 | MISO_W_2_MISO_MO-IL | MISO_W | MISO_MO-IL | Internal | Summer | B2 | 25 | 7873 | 7873 | 84.58 | 88.2 | 0.01 | 3.61
2040 | MISO_W_2_MISO_MO-IL | MISO_W | MISO_MO-IL | Internal | Summer | B3 | 75 | 7873 | 6881.52 | 88.19 | 88.2 | 0.01 | 0
2040 | MISO_W_2_MISO_MO-IL | MISO_W | MISO_MO-IL | Internal | Summer | B4 | 100 | 7873 | 7873 | 85.25 | 85.55 | 0.01 | 0.29
2040 | MISO_W_2_MISO_MO-IL | MISO_W | MISO_MO-IL | Internal | Summer | B5 | 200 | 7873 | 7582.8 | 84.56 | 84.58 | 0.01 | 0
2040 | MISO_W_2_MISO_MO-IL | MISO_W | MISO_MO-IL | Internal | Summer | B6 | 300 | 7873 | 2978.65 | 68.62 | 68.63 | 0.01 | 0
2040 | MISO_W_2_MISO_MO-IL | MISO_W | MISO_MO-IL | Internal | Summer | B7 | 400 | 7873 | 4787 | 57.89 | 57.9 | 0.01 | 0
2040 | MISO_W_2_MISO_MO-IL | MISO_W | MISO_MO-IL | Internal | Summer | B8 | 500 | 7873 | 7454.75 | 49.74 | 49.75 | 0.01 | 0
2040 | MISO_W_2_MISO_MO-IL | MISO_W | MISO_MO-IL | Internal | Summer | B9 | 800 | 7873 | 5277.36 | 45.54 | 45.55 | 0.01 | 0
2040 | MISO_W_2_MISO_MO-IL | MISO_W | MISO_MO-IL | Internal | Summer | B10 | 1262 | 7873 | 7743.01 | 38.47 | 38.48 | 0.01 | 0
2040 | MISO_W_2_MISO_MO-IL | MISO_W | MISO_MO-IL | Internal | Winter | B16 | 25 | 7873 | 7873 | 44.6 | 69.29 | 0.01 | 24.68
2040 | MISO_W_2_MISO_MO-IL | MISO_W | MISO_MO-IL | Internal | Winter | B17 | 100 | 7873 | 7873 | 37.84 | 58.33 | 0.01 | 20.49
2040 | MISO_W_2_MISO_MO-IL | MISO_W | MISO_MO-IL | Internal | Winter | B18 | 400 | 7873 | 7856.62 | 48.7 | 48.71 | 0.01 | 0
2040 | MISO_W_2_MISO_MO-IL | MISO_W | MISO_MO-IL | Internal | Winter | B19 | 700 | 7873 | 7732.78 | 48.7 | 48.71 | 0.01 | 0
2040 | MISO_W_2_MISO_MO-IL | MISO_W | MISO_MO-IL | Internal | Winter | B20 | 935 | 7873 | 7873 | 33.49 | 41.97 | 0.01 | 8.47
2040 | MISO_W_2_MISO_WUMS | MISO_W | MISO_WUMS | Internal | Shoulder | B11 | 25 | 3756 | 3756 | 65.79 | 66.47 | 0.01 | 0.67
2040 | MISO_W_2_MISO_WUMS | MISO_W | MISO_WUMS | Internal | Shoulder | B12 | 200 | 3756 | 3756 | 57.11 | 57.7 | 0.01 | 0.58
2040 | MISO_W_2_MISO_WUMS | MISO_W | MISO_WUMS | Internal | Shoulder | B13 | 600 | 3756 | 3756 | 51.57 | 54.04 | 0.01 | 2.45
2040 | MISO_W_2_MISO_WUMS | MISO_W | MISO_WUMS | Internal | Shoulder | B14 | 900 | 3756 | 3756 | 41.69 | 52.44 | 0.01 | 10.74
2040 | MISO_W_2_MISO_WUMS | MISO_W | MISO_WUMS | Internal | Shoulder | B15 | 1203 | 3756 | 3756 | 33.39 | 47.06 | 0.01 | 13.66
2040 | MISO_W_2_MISO_WUMS | MISO_W | MISO_WUMS | Internal | Summer | B1 | 10 | 3756 | 0 | 90.18 | 84.3 | 0.01 | 0
2040 | MISO_W_2_MISO_WUMS | MISO_W | MISO_WUMS | Internal | Summer | B2 | 25 | 3756 | 0 | 84.58 | 84.3 | 0.01 | 0
2040 | MISO_W_2_MISO_WUMS | MISO_W | MISO_WUMS | Internal | Summer | B3 | 75 | 3756 | 0 | 88.19 | 84.3 | 0.01 | 0
2040 | MISO_W_2_MISO_WUMS | MISO_W | MISO_WUMS | Internal | Summer | B4 | 100 | 3756 | 0 | 85.25 | 84.3 | 0.01 | 0
2040 | MISO_W_2_MISO_WUMS | MISO_W | MISO_WUMS | Internal | Summer | B5 | 200 | 3756 | 0 | 84.56 | 84.3 | 0.01 | 0
2040 | MISO_W_2_MISO_WUMS | MISO_W | MISO_WUMS | Internal | Summer | B6 | 300 | 3756 | 2211.01 | 68.62 | 68.63 | 0.01 | 0
2040 | MISO_W_2_MISO_WUMS | MISO_W | MISO_WUMS | Internal | Summer | B7 | 400 | 3756 | 2394.32 | 57.89 | 57.9 | 0.01 | 0
2040 | MISO_W_2_MISO_WUMS | MISO_W | MISO_WUMS | Internal | Summer | B8 | 500 | 3756 | 3756 | 49.74 | 51.92 | 0.01 | 2.16
2040 | MISO_W_2_MISO_WUMS | MISO_W | MISO_WUMS | Internal | Summer | B9 | 800 | 3756 | 3756 | 45.54 | 49.54 | 0.01 | 3.99
2040 | MISO_W_2_MISO_WUMS | MISO_W | MISO_WUMS | Internal | Summer | B10 | 1262 | 3756 | 3756 | 38.47 | 41.99 | 0.01 | 3.5
2040 | MISO_W_2_MISO_WUMS | MISO_W | MISO_WUMS | Internal | Winter | B16 | 25 | 3756 | 3756 | 44.6 | 69.7 | 0.01 | 25.09
2040 | MISO_W_2_MISO_WUMS | MISO_W | MISO_WUMS | Internal | Winter | B17 | 100 | 3756 | 3756 | 37.84 | 62.72 | 0.01 | 24.88
2040 | MISO_W_2_MISO_WUMS | MISO_W | MISO_WUMS | Internal | Winter | B18 | 400 | 3756 | 3756 | 48.7 | 57.96 | 0.01 | 9.25
2040 | MISO_W_2_MISO_WUMS | MISO_W | MISO_WUMS | Internal | Winter | B19 | 700 | 3756 | 3756 | 48.7 | 56.29 | 0.01 | 7.58
2040 | MISO_W_2_MISO_WUMS | MISO_W | MISO_WUMS | Internal | Winter | B20 | 935 | 3756 | 3756 | 33.49 | 47.04 | 0.01 | 13.54
2040 | MISO_W_2_NE | MISO_W | NE | Internal | Shoulder | B11 | 25 | 20297 | 0 | 65.79 | 60.79 | 7 | 0
2040 | MISO_W_2_NE | MISO_W | NE | Internal | Shoulder | B12 | 200 | 20297 | 0 | 57.11 | 52.11 | 7 | 0
2040 | MISO_W_2_NE | MISO_W | NE | Internal | Shoulder | B13 | 600 | 20297 | 0 | 51.57 | 46.57 | 7 | 0
2040 | MISO_W_2_NE | MISO_W | NE | Internal | Shoulder | B14 | 900 | 20297 | 0 | 41.69 | 31.19 | 7 | 0
2040 | MISO_W_2_NE | MISO_W | NE | Internal | Shoulder | B15 | 1203 | 20297 | 0 | 33.39 | 22.71 | 7 | 0
2040 | MISO_W_2_NE | MISO_W | NE | Internal | Summer | B1 | 10 | 20297 | 0 | 90.18 | 85.18 | 7 | 0
2040 | MISO_W_2_NE | MISO_W | NE | Internal | Summer | B2 | 25 | 20297 | 0 | 84.58 | 79.58 | 7 | 0
2040 | MISO_W_2_NE | MISO_W | NE | Internal | Summer | B3 | 75 | 20297 | 0 | 88.19 | 83.19 | 7 | 0
2040 | MISO_W_2_NE | MISO_W | NE | Internal | Summer | B4 | 100 | 20297 | 0 | 85.25 | 80.25 | 7 | 0
2040 | MISO_W_2_NE | MISO_W | NE | Internal | Summer | B5 | 200 | 20297 | 0 | 84.56 | 79.56 | 7 | 0
2040 | MISO_W_2_NE | MISO_W | NE | Internal | Summer | B6 | 300 | 20297 | 0 | 68.62 | 63.62 | 7 | 0
2040 | MISO_W_2_NE | MISO_W | NE | Internal | Summer | B7 | 400 | 20297 | 0 | 57.89 | 52.89 | 7 | 0
2040 | MISO_W_2_NE | MISO_W | NE | Internal | Summer | B8 | 500 | 20297 | 0 | 49.74 | 44.74 | 7 | 0
2040 | MISO_W_2_NE | MISO_W | NE | Internal | Summer | B9 | 800 | 20297 | 0 | 45.54 | 40.54 | 7 | 0
2040 | MISO_W_2_NE | MISO_W | NE | Internal | Summer | B10 | 1262 | 20297 | 0 | 38.47 | 33.47 | 7 | 0
2040 | MISO_W_2_NE | MISO_W | NE | Internal | Winter | B16 | 25 | 20297 | 0 | 44.6 | -30.44 | 7 | 0
2040 | MISO_W_2_NE | MISO_W | NE | Internal | Winter | B17 | 100 | 20297 | 0 | 37.84 | 25.84 | 7 | 0
2040 | MISO_W_2_NE | MISO_W | NE | Internal | Winter | B18 | 400 | 20297 | 0 | 48.7 | 43.69 | 7 | 0
2040 | MISO_W_2_NE | MISO_W | NE | Internal | Winter | B19 | 700 | 20297 | 0 | 48.7 | 39.59 | 7 | 0
2040 | MISO_W_2_NE | MISO_W | NE | Internal | Winter | B20 | 935 | 20297 | 0 | 33.49 | 26.49 | 7 | 0
2040 | MISO_W_2_PJM_ROR | MISO_W | PJM_ROR | Internal | Shoulder | B11 | 25 | 10135 | 3588.73 | 65.79 | 67.79 | 2 | 0
2040 | MISO_W_2_PJM_ROR | MISO_W | PJM_ROR | Internal | Shoulder | B12 | 200 | 10135 | 5297.37 | 57.11 | 59.11 | 2 | 0
2040 | MISO_W_2_PJM_ROR | MISO_W | PJM_ROR | Internal | Shoulder | B13 | 600 | 10135 | 10135 | 51.57 | 53.58 | 2 | 0.01
2040 | MISO_W_2_PJM_ROR | MISO_W | PJM_ROR | Internal | Shoulder | B14 | 900 | 10135 | 10135 | 41.69 | 50.44 | 2 | 6.76
2040 | MISO_W_2_PJM_ROR | MISO_W | PJM_ROR | Internal | Shoulder | B15 | 1203 | 10135 | 10135 | 33.39 | 49.06 | 2 | 13.67
2040 | MISO_W_2_PJM_ROR | MISO_W | PJM_ROR | Internal | Summer | B1 | 10 | 10135 | 4846.94 | 90.18 | 92.18 | 2 | 0
2040 | MISO_W_2_PJM_ROR | MISO_W | PJM_ROR | Internal | Summer | B2 | 25 | 10135 | 4383.78 | 84.58 | 86.58 | 2 | 0
2040 | MISO_W_2_PJM_ROR | MISO_W | PJM_ROR | Internal | Summer | B3 | 75 | 10135 | 0 | 88.19 | 86.48 | 2 | 0
2040 | MISO_W_2_PJM_ROR | MISO_W | PJM_ROR | Internal | Summer | B4 | 100 | 10135 | 0 | 85.25 | 86.48 | 2 | 0
2040 | MISO_W_2_PJM_ROR | MISO_W | PJM_ROR | Internal | Summer | B5 | 200 | 10135 | 0 | 84.56 | 84.04 | 2 | 0
2040 | MISO_W_2_PJM_ROR | MISO_W | PJM_ROR | Internal | Summer | B6 | 300 | 10135 | 0 | 68.62 | 66.63 | 2 | 0
2040 | MISO_W_2_PJM_ROR | MISO_W | PJM_ROR | Internal | Summer | B7 | 400 | 10135 | 0 | 57.89 | 55.91 | 2 | 0
2040 | MISO_W_2_PJM_ROR | MISO_W | PJM_ROR | Internal | Summer | B8 | 500 | 10135 | 1781.36 | 49.74 | 51.74 | 2 | 0
2040 | MISO_W_2_PJM_ROR | MISO_W | PJM_ROR | Internal | Summer | B9 | 800 | 10135 | 4347.33 | 45.54 | 47.54 | 2 | 0
2040 | MISO_W_2_PJM_ROR | MISO_W | PJM_ROR | Internal | Summer | B10 | 1262 | 10135 | 10135 | 38.47 | 42.69 | 2 | 2.21
2040 | MISO_W_2_PJM_ROR | MISO_W | PJM_ROR | Internal | Winter | B16 | 25 | 10135 | 10135 | 44.6 | 71.7 | 2 | 25.1
2040 | MISO_W_2_PJM_ROR | MISO_W | PJM_ROR | Internal | Winter | B17 | 100 | 10135 | 10135 | 37.84 | 64.72 | 2 | 24.89
2040 | MISO_W_2_PJM_ROR | MISO_W | PJM_ROR | Internal | Winter | B18 | 400 | 10135 | 10135 | 48.7 | 58.48 | 2 | 7.78
2040 | MISO_W_2_PJM_ROR | MISO_W | PJM_ROR | Internal | Winter | B19 | 700 | 10135 | 10135 | 48.7 | 54.67 | 2 | 3.97
2040 | MISO_W_2_PJM_ROR | MISO_W | PJM_ROR | Internal | Winter | B20 | 935 | 10135 | 10135 | 33.49 | 50.86 | 2 | 15.38
2040 | MISO_W_2_SPP_N | MISO_W | SPP_N | Internal | Shoulder | B11 | 25 | 3200 | 0 | 65.79 | 60.8 | 7 | 0
2040 | MISO_W_2_SPP_N | MISO_W | SPP_N | Internal | Shoulder | B12 | 200 | 3200 | 0 | 57.11 | 52.12 | 7 | 0
2040 | MISO_W_2_SPP_N | MISO_W | SPP_N | Internal | Shoulder | B13 | 600 | 3200 | 0 | 51.57 | 46.58 | 7 | 0
2040 | MISO_W_2_SPP_N | MISO_W | SPP_N | Internal | Shoulder | B14 | 900 | 3200 | 0 | 41.69 | 31.2 | 7 | 0
2040 | MISO_W_2_SPP_N | MISO_W | SPP_N | Internal | Shoulder | B15 | 1203 | 3200 | 0 | 33.39 | 22.72 | 7 | 0
2040 | MISO_W_2_SPP_N | MISO_W | SPP_N | Internal | Summer | B1 | 10 | 3200 | 0 | 90.18 | 85.19 | 7 | 0
2040 | MISO_W_2_SPP_N | MISO_W | SPP_N | Internal | Summer | B2 | 25 | 3200 | 0 | 84.58 | 79.59 | 7 | 0
2040 | MISO_W_2_SPP_N | MISO_W | SPP_N | Internal | Summer | B3 | 75 | 3200 | 0 | 88.19 | 83.2 | 7 | 0
2040 | MISO_W_2_SPP_N | MISO_W | SPP_N | Internal | Summer | B4 | 100 | 3200 | 0 | 85.25 | 80.26 | 7 | 0
2040 | MISO_W_2_SPP_N | MISO_W | SPP_N | Internal | Summer | B5 | 200 | 3200 | 0 | 84.56 | 79.58 | 7 | 0
2040 | MISO_W_2_SPP_N | MISO_W | SPP_N | Internal | Summer | B6 | 300 | 3200 | 0 | 68.62 | 63.63 | 7 | 0
2040 | MISO_W_2_SPP_N | MISO_W | SPP_N | Internal | Summer | B7 | 400 | 3200 | 0 | 57.89 | 54.89 | 7 | 0
2040 | MISO_W_2_SPP_N | MISO_W | SPP_N | Internal | Summer | B8 | 500 | 3200 | 0 | 49.74 | 50.17 | 7 | 0
2040 | MISO_W_2_SPP_N | MISO_W | SPP_N | Internal | Summer | B9 | 800 | 3200 | 0 | 45.54 | 44.94 | 7 | 0
2040 | MISO_W_2_SPP_N | MISO_W | SPP_N | Internal | Summer | B10 | 1262 | 3200 | 0 | 38.47 | 33.48 | 7 | 0
2040 | MISO_W_2_SPP_N | MISO_W | SPP_N | Internal | Winter | B16 | 25 | 3200 | 0 | 44.6 | 39.6 | 7 | 0
2040 | MISO_W_2_SPP_N | MISO_W | SPP_N | Internal | Winter | B17 | 100 | 3200 | 0 | 37.84 | 32.47 | 7 | 0
2040 | MISO_W_2_SPP_N | MISO_W | SPP_N | Internal | Winter | B18 | 400 | 3200 | 0 | 48.7 | 43.7 | 7 | 0
2040 | MISO_W_2_SPP_N | MISO_W | SPP_N | Internal | Winter | B19 | 700 | 3200 | 0 | 48.7 | 39.6 | 7 | 0
2040 | MISO_W_2_SPP_N | MISO_W | SPP_N | Internal | Winter | B20 | 935 | 3200 | 0 | 33.49 | 26.5 | 7 | 0
2040 | MISO_WUMS_2_MISO_MI | MISO_WUMS | MISO_MI | Internal | Shoulder | B11 | 25 | 148 | 85.79 | 66.47 | 66.48 | 0.01 | 0
2040 | MISO_WUMS_2_MISO_MI | MISO_WUMS | MISO_MI | Internal | Shoulder | B12 | 200 | 148 | 148 | 57.7 | 61.11 | 0.01 | 3.39
2040 | MISO_WUMS_2_MISO_MI | MISO_WUMS | MISO_MI | Internal | Shoulder | B13 | 600 | 148 | 148 | 54.04 | 57.61 | 0.01 | 3.56
2040 | MISO_WUMS_2_MISO_MI | MISO_WUMS | MISO_MI | Internal | Shoulder | B14 | 900 | 148 | 148 | 52.44 | 53.9 | 0.01 | 1.45
2040 | MISO_WUMS_2_MISO_MI | MISO_WUMS | MISO_MI | Internal | Shoulder | B15 | 1203 | 148 | 63.48 | 47.06 | 47.07 | 0.01 | 0
2040 | MISO_WUMS_2_MISO_MI | MISO_WUMS | MISO_MI | Internal | Summer | B1 | 10 | 148 | 148 | 84.3 | 94.18 | 0.01 | 9.87
2040 | MISO_WUMS_2_MISO_MI | MISO_WUMS | MISO_MI | Internal | Summer | B2 | 25 | 148 | 148 | 84.3 | 90.33 | 0.01 | 6.02
2040 | MISO_WUMS_2_MISO_MI | MISO_WUMS | MISO_MI | Internal | Summer | B3 | 75 | 148 | 148 | 84.3 | 88.48 | 0.01 | 4.16
2040 | MISO_WUMS_2_MISO_MI | MISO_WUMS | MISO_MI | Internal | Summer | B4 | 100 | 148 | 148 | 84.3 | 85.58 | 0.01 | 1.26
2040 | MISO_WUMS_2_MISO_MI | MISO_WUMS | MISO_MI | Internal | Summer | B5 | 200 | 148 | 148 | 84.3 | 84.6 | 0.01 | 0.29
2040 | MISO_WUMS_2_MISO_MI | MISO_WUMS | MISO_MI | Internal | Summer | B6 | 300 | 148 | 0 | 68.63 | 68.63 | 0.01 | 0
2040 | MISO_WUMS_2_MISO_MI | MISO_WUMS | MISO_MI | Internal | Summer | B7 | 400 | 148 | 148 | 57.9 | 57.92 | 0.01 | 0.01
2040 | MISO_WUMS_2_MISO_MI | MISO_WUMS | MISO_MI | Internal | Summer | B8 | 500 | 148 | 148 | 51.92 | 52.58 | 0.01 | 0.65
2040 | MISO_WUMS_2_MISO_MI | MISO_WUMS | MISO_MI | Internal | Summer | B9 | 800 | 148 | 0 | 49.54 | 49.53 | 0.01 | 0
2040 | MISO_WUMS_2_MISO_MI | MISO_WUMS | MISO_MI | Internal | Summer | B10 | 1262 | 148 | 0 | 41.99 | 41.98 | 0.01 | 0
2040 | MISO_WUMS_2_MISO_MI | MISO_WUMS | MISO_MI | Internal | Winter | B16 | 25 | 148 | 148 | 69.7 | 73.7 | 0.01 | 3.99
2040 | MISO_WUMS_2_MISO_MI | MISO_WUMS | MISO_MI | Internal | Winter | B17 | 100 | 148 | 148 | 62.72 | 64.75 | 0.01 | 2.01
2040 | MISO_WUMS_2_MISO_MI | MISO_WUMS | MISO_MI | Internal | Winter | B18 | 400 | 148 | 148 | 57.96 | 60.48 | 0.01 | 2.5
2040 | MISO_WUMS_2_MISO_MI | MISO_WUMS | MISO_MI | Internal | Winter | B19 | 700 | 148 | 0 | 56.29 | 56.28 | 0.01 | 0
2040 | MISO_WUMS_2_MISO_MI | MISO_WUMS | MISO_MI | Internal | Winter | B20 | 935 | 148 | 34.57 | 47.04 | 47.05 | 0.01 | 0
2040 | MISO_WUMS_2_MISO_W | MISO_WUMS | MISO_W | Internal | Shoulder | B11 | 25 | 3264 | 0 | 66.47 | 65.79 | 0.01 | 0
2040 | MISO_WUMS_2_MISO_W | MISO_WUMS | MISO_W | Internal | Shoulder | B12 | 200 | 3264 | 0 | 57.7 | 57.11 | 0.01 | 0
2040 | MISO_WUMS_2_MISO_W | MISO_WUMS | MISO_W | Internal | Shoulder | B13 | 600 | 3264 | 0 | 54.04 | 51.57 | 0.01 | 0
2040 | MISO_WUMS_2_MISO_W | MISO_WUMS | MISO_W | Internal | Shoulder | B14 | 900 | 3264 | 0 | 52.44 | 41.69 | 0.01 | 0
2040 | MISO_WUMS_2_MISO_W | MISO_WUMS | MISO_W | Internal | Shoulder | B15 | 1203 | 3264 | 0 | 47.06 | 33.39 | 0.01 | 0
2040 | MISO_WUMS_2_MISO_W | MISO_WUMS | MISO_W | Internal | Summer | B1 | 10 | 3264 | 3264 | 84.3 | 90.18 | 0.01 | 5.87
2040 | MISO_WUMS_2_MISO_W | MISO_WUMS | MISO_W | Internal | Summer | B2 | 25 | 3264 | 3264 | 84.3 | 84.58 | 0.01 | 0.26
2040 | MISO_WUMS_2_MISO_W | MISO_WUMS | MISO_W | Internal | Summer | B3 | 75 | 3264 | 3264 | 84.3 | 88.19 | 0.01 | 3.88
2040 | MISO_WUMS_2_MISO_W | MISO_WUMS | MISO_W | Internal | Summer | B4 | 100 | 3264 | 3264 | 84.3 | 85.25 | 0.01 | 0.93
2040 | MISO_WUMS_2_MISO_W | MISO_WUMS | MISO_W | Internal | Summer | B5 | 200 | 3264 | 3264 | 84.3 | 84.56 | 0.01 | 0.25
2040 | MISO_WUMS_2_MISO_W | MISO_WUMS | MISO_W | Internal | Summer | B6 | 300 | 3264 | 0 | 68.63 | 68.62 | 0.01 | 0
2040 | MISO_WUMS_2_MISO_W | MISO_WUMS | MISO_W | Internal | Summer | B7 | 400 | 3264 | 0 | 57.9 | 57.89 | 0.01 | 0
2040 | MISO_WUMS_2_MISO_W | MISO_WUMS | MISO_W | Internal | Summer | B8 | 500 | 3264 | 0 | 51.92 | 49.74 | 0.01 | 0
2040 | MISO_WUMS_2_MISO_W | MISO_WUMS | MISO_W | Internal | Summer | B9 | 800 | 3264 | 0 | 49.54 | 45.54 | 0.01 | 0
2040 | MISO_WUMS_2_MISO_W | MISO_WUMS | MISO_W | Internal | Summer | B10 | 1262 | 3264 | 0 | 41.99 | 38.47 | 0.01 | 0
2040 | MISO_WUMS_2_MISO_W | MISO_WUMS | MISO_W | Internal | Winter | B16 | 25 | 3264 | 0 | 69.7 | 44.6 | 0.01 | 0
2040 | MISO_WUMS_2_MISO_W | MISO_WUMS | MISO_W | Internal | Winter | B17 | 100 | 3264 | 0 | 62.72 | 37.84 | 0.01 | 0
2040 | MISO_WUMS_2_MISO_W | MISO_WUMS | MISO_W | Internal | Winter | B18 | 400 | 3264 | 0 | 57.96 | 48.7 | 0.01 | 0
2040 | MISO_WUMS_2_MISO_W | MISO_WUMS | MISO_W | Internal | Winter | B19 | 700 | 3264 | 0 | 56.29 | 48.7 | 0.01 | 0
2040 | MISO_WUMS_2_MISO_W | MISO_WUMS | MISO_W | Internal | Winter | B20 | 935 | 3264 | 0 | 47.04 | 33.49 | 0.01 | 0
2040 | MISO_WUMS_2_PJM_ROR | MISO_WUMS | PJM_ROR | Internal | Shoulder | B11 | 25 | 1600 | 0 | 66.47 | 67.79 | 2 | 0
2040 | MISO_WUMS_2_PJM_ROR | MISO_WUMS | PJM_ROR | Internal | Shoulder | B12 | 200 | 1600 | 0 | 57.7 | 59.11 | 2 | 0
2040 | MISO_WUMS_2_PJM_ROR | MISO_WUMS | PJM_ROR | Internal | Shoulder | B13 | 600 | 1600 | 0 | 54.04 | 53.58 | 2 | 0
2040 | MISO_WUMS_2_PJM_ROR | MISO_WUMS | PJM_ROR | Internal | Shoulder | B14 | 900 | 1600 | 0 | 52.44 | 50.44 | 2 | 0
2040 | MISO_WUMS_2_PJM_ROR | MISO_WUMS | PJM_ROR | Internal | Shoulder | B15 | 1203 | 1600 | 477.52 | 47.06 | 49.06 | 2 | 0
2040 | MISO_WUMS_2_PJM_ROR | MISO_WUMS | PJM_ROR | Internal | Summer | B1 | 10 | 1600 | 1600 | 84.3 | 92.18 | 2 | 5.88
2040 | MISO_WUMS_2_PJM_ROR | MISO_WUMS | PJM_ROR | Internal | Summer | B2 | 25 | 1600 | 1600 | 84.3 | 86.58 | 2 | 0.27
2040 | MISO_WUMS_2_PJM_ROR | MISO_WUMS | PJM_ROR | Internal | Summer | B3 | 75 | 1600 | 1600 | 84.3 | 86.48 | 2 | 0.17
2040 | MISO_WUMS_2_PJM_ROR | MISO_WUMS | PJM_ROR | Internal | Summer | B4 | 100 | 1600 | 1600 | 84.3 | 86.48 | 2 | 0.17
2040 | MISO_WUMS_2_PJM_ROR | MISO_WUMS | PJM_ROR | Internal | Summer | B5 | 200 | 1600 | 0 | 84.3 | 84.04 | 2 | 0
2040 | MISO_WUMS_2_PJM_ROR | MISO_WUMS | PJM_ROR | Internal | Summer | B6 | 300 | 1600 | 0 | 68.63 | 66.63 | 2 | 0
2040 | MISO_WUMS_2_PJM_ROR | MISO_WUMS | PJM_ROR | Internal | Summer | B7 | 400 | 1600 | 0 | 57.9 | 55.91 | 2 | 0
2040 | MISO_WUMS_2_PJM_ROR | MISO_WUMS | PJM_ROR | Internal | Summer | B8 | 500 | 1600 | 0 | 51.92 | 51.74 | 2 | 0
2040 | MISO_WUMS_2_PJM_ROR | MISO_WUMS | PJM_ROR | Internal | Summer | B9 | 800 | 1600 | 0 | 49.54 | 47.54 | 2 | 0
2040 | MISO_WUMS_2_PJM_ROR | MISO_WUMS | PJM_ROR | Internal | Summer | B10 | 1262 | 1600 | 0 | 41.99 | 42.69 | 2 | 0
2040 | MISO_WUMS_2_PJM_ROR | MISO_WUMS | PJM_ROR | Internal | Winter | B16 | 25 | 1600 | 779.5 | 69.7 | 71.7 | 2 | 0
2040 | MISO_WUMS_2_PJM_ROR | MISO_WUMS | PJM_ROR | Internal | Winter | B17 | 100 | 1600 | 1039.88 | 62.72 | 64.72 | 2 | 0
2040 | MISO_WUMS_2_PJM_ROR | MISO_WUMS | PJM_ROR | Internal | Winter | B18 | 400 | 1600 | 0 | 57.96 | 58.48 | 2 | 0
2040 | MISO_WUMS_2_PJM_ROR | MISO_WUMS | PJM_ROR | Internal | Winter | B19 | 700 | 1600 | 0 | 56.29 | 54.67 | 2 | 0
2040 | MISO_WUMS_2_PJM_ROR | MISO_WUMS | PJM_ROR | Internal | Winter | B20 | 935 | 1600 | 1600 | 47.04 | 50.86 | 2 | 1.82
2040 | NE_2_MAPP_US | NE | MAPP_US | Internal | Shoulder | B11 | 25 | 1600 | 0 | 60.79 | 53.79 | 5 | 0
2040 | NE_2_MAPP_US | NE | MAPP_US | Internal | Shoulder | B12 | 200 | 1600 | 0 | 52.11 | 50.11 | 5 | 0
2040 | NE_2_MAPP_US | NE | MAPP_US | Internal | Shoulder | B13 | 600 | 1600 | 0 | 46.57 | 44.12 | 5 | 0
2040 | NE_2_MAPP_US | NE | MAPP_US | Internal | Shoulder | B14 | 900 | 1600 | 0 | 31.19 | 34.69 | 5 | 0
2040 | NE_2_MAPP_US | NE | MAPP_US | Internal | Shoulder | B15 | 1203 | 1600 | 0 | 22.71 | 26.39 | 5 | 0
2040 | NE_2_MAPP_US | NE | MAPP_US | Internal | Summer | B1 | 10 | 1600 | 0 | 85.18 | 83.18 | 5 | 0
2040 | NE_2_MAPP_US | NE | MAPP_US | Internal | Summer | B2 | 25 | 1600 | 0 | 79.58 | 77.58 | 5 | 0
2040 | NE_2_MAPP_US | NE | MAPP_US | Internal | Summer | B3 | 75 | 1600 | 0 | 83.19 | 81.19 | 5 | 0
2040 | NE_2_MAPP_US | NE | MAPP_US | Internal | Summer | B4 | 100 | 1600 | 0 | 80.25 | 78.25 | 5 | 0
2040 | NE_2_MAPP_US | NE | MAPP_US | Internal | Summer | B5 | 200 | 1600 | 0 | 79.56 | 77.56 | 5 | 0
2040 | NE_2_MAPP_US | NE | MAPP_US | Internal | Summer | B6 | 300 | 1600 | 0 | 63.62 | 61.62 | 5 | 0
2040 | NE_2_MAPP_US | NE | MAPP_US | Internal | Summer | B7 | 400 | 1600 | 0 | 52.89 | 50.89 | 5 | 0
2040 | NE_2_MAPP_US | NE | MAPP_US | Internal | Summer | B8 | 500 | 1600 | 0 | 44.74 | 38.53 | 5 | 0
2040 | NE_2_MAPP_US | NE | MAPP_US | Internal | Summer | B9 | 800 | 1600 | 0 | 40.54 | 38.53 | 5 | 0
2040 | NE_2_MAPP_US | NE | MAPP_US | Internal | Summer | B10 | 1262 | 1600 | 0 | 33.47 | 29.84 | 5 | 0
2040 | NE_2_MAPP_US | NE | MAPP_US | Internal | Winter | B16 | 25 | 1600 | 1600 | -30.44 | 25.88 | 5 | 51.32
2040 | NE_2_MAPP_US | NE | MAPP_US | Internal | Winter | B17 | 100 | 1600 | 1128.79 | 25.84 | 30.84 | 5 | 0
2040 | NE_2_MAPP_US | NE | MAPP_US | Internal | Winter | B18 | 400 | 1600 | 0 | 43.69 | 41.7 | 5 | 0
2040 | NE_2_MAPP_US | NE | MAPP_US | Internal | Winter | B19 | 700 | 1600 | 0 | 39.59 | 41.7 | 5 | 0
2040 | NE_2_MAPP_US | NE | MAPP_US | Internal | Winter | B20 | 935 | 1600 | 0 | 26.49 | 26.49 | 5 | 0
2040 | NE_2_MISO_W | NE | MISO_W | Internal | Shoulder | B11 | 25 | 19097 | 13067.01 | 60.79 | 65.79 | 5 | 0
2040 | NE_2_MISO_W | NE | MISO_W | Internal | Shoulder | B12 | 200 | 19097 | 13594.5 | 52.11 | 57.11 | 5 | 0
2040 | NE_2_MISO_W | NE | MISO_W | Internal | Shoulder | B13 | 600 | 19097 | 17569.33 | 46.57 | 51.57 | 5 | 0
2040 | NE_2_MISO_W | NE | MISO_W | Internal | Shoulder | B14 | 900 | 19097 | 19097 | 31.19 | 41.69 | 5 | 5.5
2040 | NE_2_MISO_W | NE | MISO_W | Internal | Shoulder | B15 | 1203 | 19097 | 19097 | 22.71 | 33.39 | 5 | 5.68
2040 | NE_2_MISO_W | NE | MISO_W | Internal | Summer | B1 | 10 | 19097 | 11107.69 | 85.18 | 90.18 | 5 | 0
2040 | NE_2_MISO_W | NE | MISO_W | Internal | Summer | B2 | 25 | 19097 | 11612.75 | 79.58 | 84.58 | 5 | 0
2040 | NE_2_MISO_W | NE | MISO_W | Internal | Summer | B3 | 75 | 19097 | 7622.88 | 83.19 | 88.19 | 5 | 0
2040 | NE_2_MISO_W | NE | MISO_W | Internal | Summer | B4 | 100 | 19097 | 6707.61 | 80.25 | 85.25 | 5 | 0
2040 | NE_2_MISO_W | NE | MISO_W | Internal | Summer | B5 | 200 | 19097 | 5776.79 | 79.56 | 84.56 | 5 | 0
2040 | NE_2_MISO_W | NE | MISO_W | Internal | Summer | B6 | 300 | 19097 | 5295.07 | 63.62 | 68.62 | 5 | 0
2040 | NE_2_MISO_W | NE | MISO_W | Internal | Summer | B7 | 400 | 19097 | 4421.93 | 52.89 | 57.89 | 5 | 0
2040 | NE_2_MISO_W | NE | MISO_W | Internal | Summer | B8 | 500 | 19097 | 9138.09 | 44.74 | 49.74 | 5 | 0
2040 | NE_2_MISO_W | NE | MISO_W | Internal | Summer | B9 | 800 | 19097 | 8845.24 | 40.54 | 45.54 | 5 | 0
2040 | NE_2_MISO_W | NE | MISO_W | Internal | Summer | B10 | 1262 | 19097 | 15588.22 | 33.47 | 38.47 | 5 | 0
2040 | NE_2_MISO_W | NE | MISO_W | Internal | Winter | B16 | 25 | 19097 | 19097 | -30.44 | 44.6 | 5 | 70.04
2040 | NE_2_MISO_W | NE | MISO_W | Internal | Winter | B17 | 100 | 19097 | 19097 | 25.84 | 37.84 | 5 | 7
2040 | NE_2_MISO_W | NE | MISO_W | Internal | Winter | B18 | 400 | 19097 | 19097 | 43.69 | 48.7 | 5 | 0.01
2040 | NE_2_MISO_W | NE | MISO_W | Internal | Winter | B19 | 700 | 19097 | 19097 | 39.59 | 48.7 | 5 | 4.11
2040 | NE_2_MISO_W | NE | MISO_W | Internal | Winter | B20 | 935 | 19097 | 19097 | 26.49 | 33.49 | 5 | 2
2040 | NE_2_SPP_N | NE | SPP_N | Internal | Shoulder | B11 | 25 | 12798 | 3149.93 | 60.79 | 60.8 | 0.01 | 0
2040 | NE_2_SPP_N | NE | SPP_N | Internal | Shoulder | B12 | 200 | 12798 | 9094.46 | 52.11 | 52.12 | 0.01 | 0
2040 | NE_2_SPP_N | NE | SPP_N | Internal | Shoulder | B13 | 600 | 12798 | 8100.85 | 46.57 | 46.58 | 0.01 | 0
2040 | NE_2_SPP_N | NE | SPP_N | Internal | Shoulder | B14 | 900 | 12798 | 8277.31 | 31.19 | 31.2 | 0.01 | 0
2040 | NE_2_SPP_N | NE | SPP_N | Internal | Shoulder | B15 | 1203 | 12798 | 9861.63 | 22.71 | 22.72 | 0.01 | 0
2040 | NE_2_SPP_N | NE | SPP_N | Internal | Summer | B1 | 10 | 12798 | 1903.62 | 85.18 | 85.19 | 0.01 | 0
2040 | NE_2_SPP_N | NE | SPP_N | Internal | Summer | B2 | 25 | 12798 | 9061.99 | 79.58 | 79.59 | 0.01 | 0
2040 | NE_2_SPP_N | NE | SPP_N | Internal | Summer | B3 | 75 | 12798 | 8204.94 | 83.19 | 83.2 | 0.01 | 0
2040 | NE_2_SPP_N | NE | SPP_N | Internal | Summer | B4 | 100 | 12798 | 6104.27 | 80.25 | 80.26 | 0.01 | 0
2040 | NE_2_SPP_N | NE | SPP_N | Internal | Summer | B5 | 200 | 12798 | 8173.43 | 79.56 | 79.58 | 0.01 | 0
2040 | NE_2_SPP_N | NE | SPP_N | Internal | Summer | B6 | 300 | 12798 | 9470.25 | 63.62 | 63.63 | 0.01 | 0
2040 | NE_2_SPP_N | NE | SPP_N | Internal | Summer | B7 | 400 | 12798 | 12798 | 52.89 | 54.89 | 0.01 | 1.99
2040 | NE_2_SPP_N | NE | SPP_N | Internal | Summer | B8 | 500 | 12798 | 12798 | 44.74 | 50.17 | 0.01 | 5.42
2040 | NE_2_SPP_N | NE | SPP_N | Internal | Summer | B9 | 800 | 12798 | 12798 | 40.54 | 44.94 | 0.01 | 4.39
2040 | NE_2_SPP_N | NE | SPP_N | Internal | Summer | B10 | 1262 | 12798 | 9666.01 | 33.47 | 33.48 | 0.01 | 0
2040 | NE_2_SPP_N | NE | SPP_N | Internal | Winter | B16 | 25 | 12798 | 12798 | -30.44 | 39.6 | 0.01 | 70.03
2040 | NE_2_SPP_N | NE | SPP_N | Internal | Winter | B17 | 100 | 12798 | 12798 | 25.84 | 32.47 | 0.01 | 6.62
2040 | NE_2_SPP_N | NE | SPP_N | Internal | Winter | B18 | 400 | 12798 | 11749.44 | 43.69 | 43.7 | 0.01 | 0
2040 | NE_2_SPP_N | NE | SPP_N | Internal | Winter | B19 | 700 | 12798 | 9759.36 | 39.59 | 39.6 | 0.01 | 0
2040 | NE_2_SPP_N | NE | SPP_N | Internal | Winter | B20 | 935 | 12798 | 12414.34 | 26.49 | 26.5 | 0.01 | 0
2040 | NEISO_2_NYISO_A-F | NEISO | NYISO_A-F | Internal | Shoulder | B11 | 25 | 600 | 600 | 45.22 | 58.3 | 3 | 10.08
2040 | NEISO_2_NYISO_A-F | NEISO | NYISO_A-F | Internal | Shoulder | B12 | 200 | 600 | 600 | 45.22 | 51.09 | 3 | 2.88
2040 | NEISO_2_NYISO_A-F | NEISO | NYISO_A-F | Internal | Shoulder | B13 | 600 | 600 | 600 | 45.22 | 49.02 | 3 | 0.8
2040 | NEISO_2_NYISO_A-F | NEISO | NYISO_A-F | Internal | Shoulder | B14 | 900 | 600 | 298.35 | 45.22 | 48.22 | 3 | 0
2040 | NEISO_2_NYISO_A-F | NEISO | NYISO_A-F | Internal | Shoulder | B15 | 1203 | 600 | 35.07 | 45.22 | 48.22 | 3 | 0
2040 | NEISO_2_NYISO_A-F | NEISO | NYISO_A-F | Internal | Summer | B1 | 10 | 600 | 266.2 | 81.16 | 84.16 | 3 | 0
2040 | NEISO_2_NYISO_A-F | NEISO | NYISO_A-F | Internal | Summer | B2 | 25 | 600 | 600 | 68.42 | 78.55 | 3 | 7.13
2040 | NEISO_2_NYISO_A-F | NEISO | NYISO_A-F | Internal | Summer | B3 | 75 | 600 | 600 | 57.5 | 70.35 | 3 | 9.85
2040 | NEISO_2_NYISO_A-F | NEISO | NYISO_A-F | Internal | Summer | B4 | 100 | 600 | 600 | 46.1 | 66.65 | 3 | 17.54
2040 | NEISO_2_NYISO_A-F | NEISO | NYISO_A-F | Internal | Summer | B5 | 200 | 600 | 600 | 41.35 | 62.92 | 3 | 18.57
2040 | NEISO_2_NYISO_A-F | NEISO | NYISO_A-F | Internal | Summer | B6 | 300 | 600 | 600 | 41.35 | 58.62 | 3 | 14.27
2040 | NEISO_2_NYISO_A-F | NEISO | NYISO_A-F | Internal | Summer | B7 | 400 | 600 | 600 | 41.35 | 52.37 | 3 | 8.02
2040 | NEISO_2_NYISO_A-F | NEISO | NYISO_A-F | Internal | Summer | B8 | 500 | 600 | 600 | 41.35 | 47.73 | 3 | 3.38
2040 | NEISO_2_NYISO_A-F | NEISO | NYISO_A-F | Internal | Summer | B9 | 800 | 600 | 600 | 41.35 | 45.04 | 3 | 0.7
2040 | NEISO_2_NYISO_A-F | NEISO | NYISO_A-F | Internal | Summer | B10 | 1262 | 600 | 600 | 41.35 | 45.04 | 3 | 0.7
2040 | NEISO_2_NYISO_A-F | NEISO | NYISO_A-F | Internal | Winter | B16 | 25 | 600 | 600 | 57.12 | 63.69 | 3 | 3.57
2040 | NEISO_2_NYISO_A-F | NEISO | NYISO_A-F | Internal | Winter | B17 | 100 | 600 | 0 | 57.12 | 60.11 | 3 | 0
2040 | NEISO_2_NYISO_A-F | NEISO | NYISO_A-F | Internal | Winter | B18 | 400 | 600 | 0 | 57.12 | 56.87 | 3 | 0
2040 | NEISO_2_NYISO_A-F | NEISO | NYISO_A-F | Internal | Winter | B19 | 700 | 600 | 0 | 57.12 | 56.87 | 3 | 0
2040 | NEISO_2_NYISO_A-F | NEISO | NYISO_A-F | Internal | Winter | B20 | 935 | 600 | 0 | 57.12 | 56.87 | 3 | 0
2040 | NEISO_2_NYISO_G-I | NEISO | NYISO_G-I | Internal | Shoulder | B11 | 25 | 600 | 600 | 45.22 | 58.31 | 3 | 10.09
2040 | NEISO_2_NYISO_G-I | NEISO | NYISO_G-I | Internal | Shoulder | B12 | 200 | 600 | 600 | 45.22 | 51.11 | 3 | 2.89
2040 | NEISO_2_NYISO_G-I | NEISO | NYISO_G-I | Internal | Shoulder | B13 | 600 | 600 | 600 | 45.22 | 49.03 | 3 | 0.81
2040 | NEISO_2_NYISO_G-I | NEISO | NYISO_G-I | Internal | Shoulder | B14 | 900 | 600 | 600 | 45.22 | 48.23 | 3 | 0.01
2040 | NEISO_2_NYISO_G-I | NEISO | NYISO_G-I | Internal | Shoulder | B15 | 1203 | 600 | 600 | 45.22 | 48.23 | 3 | 0.01
2040 | NEISO_2_NYISO_G-I | NEISO | NYISO_G-I | Internal | Summer | B1 | 10 | 600 | 599.99 | 81.16 | 84.17 | 3 | 0.01
2040 | NEISO_2_NYISO_G-I | NEISO | NYISO_G-I | Internal | Summer | B2 | 25 | 600 | 600 | 68.42 | 78.56 | 3 | 7.14
2040 | NEISO_2_NYISO_G-I | NEISO | NYISO_G-I | Internal | Summer | B3 | 75 | 600 | 600 | 57.5 | 70.36 | 3 | 9.86
2040 | NEISO_2_NYISO_G-I | NEISO | NYISO_G-I | Internal | Summer | B4 | 100 | 600 | 600 | 46.1 | 66.66 | 3 | 17.55
2040 | NEISO_2_NYISO_G-I | NEISO | NYISO_G-I | Internal | Summer | B5 | 200 | 600 | 600 | 41.35 | 62.93 | 3 | 18.58
2040 | NEISO_2_NYISO_G-I | NEISO | NYISO_G-I | Internal | Summer | B6 | 300 | 600 | 600 | 41.35 | 58.63 | 3 | 14.28
2040 | NEISO_2_NYISO_G-I | NEISO | NYISO_G-I | Internal | Summer | B7 | 400 | 600 | 600 | 41.35 | 52.38 | 3 | 8.03
2040 | NEISO_2_NYISO_G-I | NEISO | NYISO_G-I | Internal | Summer | B8 | 500 | 600 | 600 | 41.35 | 47.74 | 3 | 3.39
2040 | NEISO_2_NYISO_G-I | NEISO | NYISO_G-I | Internal | Summer | B9 | 800 | 600 | 600 | 41.35 | 45.06 | 3 | 0.71
2040 | NEISO_2_NYISO_G-I | NEISO | NYISO_G-I | Internal | Summer | B10 | 1262 | 600 | 600 | 41.35 | 45.03 | 3 | 0.69
2040 | NEISO_2_NYISO_G-I | NEISO | NYISO_G-I | Internal | Winter | B16 | 25 | 600 | 600 | 57.12 | 63.7 | 3 | 3.58
2040 | NEISO_2_NYISO_G-I | NEISO | NYISO_G-I | Internal | Winter | B17 | 100 | 600 | 281.87 | 57.12 | 60.12 | 3 | 0
2040 | NEISO_2_NYISO_G-I | NEISO | NYISO_G-I | Internal | Winter | B18 | 400 | 600 | 193.2 | 57.12 | 60.12 | 3 | 0
2040 | NEISO_2_NYISO_G-I | NEISO | NYISO_G-I | Internal | Winter | B19 | 700 | 600 | 0 | 57.12 | 56.88 | 3 | 0
2040 | NEISO_2_NYISO_G-I | NEISO | NYISO_G-I | Internal | Winter | B20 | 935 | 600 | 0 | 57.12 | 56.88 | 3 | 0
2040 | NEISO_2_NYISO_J-K | NEISO | NYISO_J-K | Internal | Shoulder | B11 | 25 | 520 | 520 | 45.22 | 58.32 | 3 | 10.1
2040 | NEISO_2_NYISO_J-K | NEISO | NYISO_J-K | Internal | Shoulder | B12 | 200 | 520 | 520 | 45.22 | 51.12 | 3 | 2.9
2040 | NEISO_2_NYISO_J-K | NEISO | NYISO_J-K | Internal | Shoulder | B13 | 600 | 520 | 520 | 45.22 | 49.04 | 3 | 0.82
2040 | NEISO_2_NYISO_J-K | NEISO | NYISO_J-K | Internal | Shoulder | B14 | 900 | 520 | 520 | 45.22 | 48.24 | 3 | 0.02
2040 | NEISO_2_NYISO_J-K | NEISO | NYISO_J-K | Internal | Shoulder | B15 | 1203 | 520 | 520 | 45.22 | 48.24 | 3 | 0.02
2040 | NEISO_2_NYISO_J-K | NEISO | NYISO_J-K | Internal | Summer | B1 | 10 | 520 | 520 | 81.16 | 84.18 | 3 | 0.02
2040 | NEISO_2_NYISO_J-K | NEISO | NYISO_J-K | Internal | Summer | B2 | 25 | 520 | 520 | 68.42 | 78.58 | 3 | 7.15
2040 | NEISO_2_NYISO_J-K | NEISO | NYISO_J-K | Internal | Summer | B3 | 75 | 520 | 520 | 57.5 | 70.37 | 3 | 9.87
2040 | NEISO_2_NYISO_J-K | NEISO | NYISO_J-K | Internal | Summer | B4 | 100 | 520 | 520 | 46.1 | 66.67 | 3 | 17.57
2040 | NEISO_2_NYISO_J-K | NEISO | NYISO_J-K | Internal | Summer | B5 | 200 | 520 | 520 | 41.35 | 62.94 | 3 | 18.59
2040 | NEISO_2_NYISO_J-K | NEISO | NYISO_J-K | Internal | Summer | B6 | 300 | 520 | 520 | 41.35 | 59.66 | 3 | 15.31
2040 | NEISO_2_NYISO_J-K | NEISO | NYISO_J-K | Internal | Summer | B7 | 400 | 520 | 520 | 41.35 | 52.39 | 3 | 8.04
2040 | NEISO_2_NYISO_J-K | NEISO | NYISO_J-K | Internal | Summer | B8 | 500 | 520 | 520 | 41.35 | 47.75 | 3 | 3.4
2040 | NEISO_2_NYISO_J-K | NEISO | NYISO_J-K | Internal | Summer | B9 | 800 | 520 | 520 | 41.35 | 45.07 | 3 | 0.72
2040 | NEISO_2_NYISO_J-K | NEISO | NYISO_J-K | Internal | Summer | B10 | 1262 | 520 | 520 | 41.35 | 45.04 | 3 | 0.7
2040 | NEISO_2_NYISO_J-K | NEISO | NYISO_J-K | Internal | Winter | B16 | 25 | 520 | 520 | 57.12 | 63.71 | 3 | 3.59
2040 | NEISO_2_NYISO_J-K | NEISO | NYISO_J-K | Internal | Winter | B17 | 100 | 520 | 520 | 57.12 | 60.15 | 3 | 0.03
2040 | NEISO_2_NYISO_J-K | NEISO | NYISO_J-K | Internal | Winter | B18 | 400 | 520 | 520 | 57.12 | 60.15 | 3 | 0.03
2040 | NEISO_2_NYISO_J-K | NEISO | NYISO_J-K | Internal | Winter | B19 | 700 | 520 | 520 | 57.12 | 60.15 | 3 | 0.03
2040 | NEISO_2_NYISO_J-K | NEISO | NYISO_J-K | Internal | Winter | B20 | 935 | 520 | 0 | 57.12 | 56.9 | 3 | 0
2040 | NonRTO_Midwest_2_TVA_Transmission | NonRTO_Midwest | TVA_Transmission | Internal | Shoulder | B11 | 25 | 2400 | 0 | 74.47 | 73.79 | 8 | 0
2040 | NonRTO_Midwest_2_TVA_Transmission | NonRTO_Midwest | TVA_Transmission | Internal | Shoulder | B12 | 200 | 2400 | 0 | 69.09 | 62.53 | 8 | 0
2040 | NonRTO_Midwest_2_TVA_Transmission | NonRTO_Midwest | TVA_Transmission | Internal | Shoulder | B13 | 600 | 2400 | 0 | 65.6 | 58.77 | 8 | 0
2040 | NonRTO_Midwest_2_TVA_Transmission | NonRTO_Midwest | TVA_Transmission | Internal | Shoulder | B14 | 900 | 2400 | 0 | 53.43 | 53.58 | 8 | 0
2040 | NonRTO_Midwest_2_TVA_Transmission | NonRTO_Midwest | TVA_Transmission | Internal | Shoulder | B15 | 1203 | 2400 | 0 | 43.96 | 51.27 | 8 | 0
2040 | NonRTO_Midwest_2_TVA_Transmission | NonRTO_Midwest | TVA_Transmission | Internal | Summer | B1 | 10 | 2400 | 0 | 94.05 | 98.19 | 8 | 0
2040 | NonRTO_Midwest_2_TVA_Transmission | NonRTO_Midwest | TVA_Transmission | Internal | Summer | B2 | 25 | 2400 | 0 | 94.05 | 92.59 | 8 | 0
2040 | NonRTO_Midwest_2_TVA_Transmission | NonRTO_Midwest | TVA_Transmission | Internal | Summer | B3 | 75 | 2400 | 0 | 94.05 | 92.48 | 8 | 0
2040 | NonRTO_Midwest_2_TVA_Transmission | NonRTO_Midwest | TVA_Transmission | Internal | Summer | B4 | 100 | 2400 | 0 | 93.57 | 92.48 | 8 | 0
2040 | NonRTO_Midwest_2_TVA_Transmission | NonRTO_Midwest | TVA_Transmission | Internal | Summer | B5 | 200 | 2400 | 0 | 92.59 | 90.04 | 8 | 0
2040 | NonRTO_Midwest_2_TVA_Transmission | NonRTO_Midwest | TVA_Transmission | Internal | Summer | B6 | 300 | 2400 | 0 | 76.64 | 71.68 | 8 | 0
2040 | NonRTO_Midwest_2_TVA_Transmission | NonRTO_Midwest | TVA_Transmission | Internal | Summer | B7 | 400 | 2400 | 0 | 58.86 | 60.71 | 8 | 0
2040 | NonRTO_Midwest_2_TVA_Transmission | NonRTO_Midwest | TVA_Transmission | Internal | Summer | B8 | 500 | 2400 | 0 | 51.79 | 57.18 | 8 | 0
2040 | NonRTO_Midwest_2_TVA_Transmission | NonRTO_Midwest | TVA_Transmission | Internal | Summer | B9 | 800 | 2400 | 713.6 | 45.54 | 53.54 | 8 | 0
2040 | NonRTO_Midwest_2_TVA_Transmission | NonRTO_Midwest | TVA_Transmission | Internal | Summer | B10 | 1262 | 2400 | 894.12 | 38.48 | 46.48 | 8 | 0
2040 | NonRTO_Midwest_2_TVA_Transmission | NonRTO_Midwest | TVA_Transmission | Internal | Winter | B16 | 25 | 2400 | 0 | 81.69 | 74.1 | 8 | 0
2040 | NonRTO_Midwest_2_TVA_Transmission | NonRTO_Midwest | TVA_Transmission | Internal | Winter | B17 | 100 | 2400 | 0 | 72.74 | 63.74 | 8 | 0
2040 | NonRTO_Midwest_2_TVA_Transmission | NonRTO_Midwest | TVA_Transmission | Internal | Winter | B18 | 400 | 2400 | 0 | 65.71 | 56.71 | 8 | 0
2040 | NonRTO_Midwest_2_TVA_Transmission | NonRTO_Midwest | TVA_Transmission | Internal | Winter | B19 | 700 | 2400 | 0 | 57.5 | 56.71 | 8 | 0
2040 | NonRTO_Midwest_2_TVA_Transmission | NonRTO_Midwest | TVA_Transmission | Internal | Winter | B20 | 935 | 2400 | 244.58 | 41.97 | 49.97 | 8 | 0
2040 | NYISO_A-F_2_IESO | NYISO_A-F | IESO | Internal | Shoulder | B11 | 25 | 1600 | 0 | 58.3 | 52.7 | 7 | 0
2040 | NYISO_A-F_2_IESO | NYISO_A-F | IESO | Internal | Shoulder | B12 | 200 | 1600 | 0 | 51.09 | 52.7 | 7 | 0
2040 | NYISO_A-F_2_IESO | NYISO_A-F | IESO | Internal | Shoulder | B13 | 600 | 1600 | 0 | 49.02 | 51.85 | 7 | 0
2040 | NYISO_A-F_2_IESO | NYISO_A-F | IESO | Internal | Shoulder | B14 | 900 | 1600 | 0 | 48.22 | 51.85 | 7 | 0
2040 | NYISO_A-F_2_IESO | NYISO_A-F | IESO | Internal | Shoulder | B15 | 1203 | 1600 | 0 | 48.22 | 51.85 | 7 | 0
2040 | NYISO_A-F_2_IESO | NYISO_A-F | IESO | Internal | Summer | B1 | 10 | 1600 | 0 | 84.16 | 87.18 | 7 | 0
2040 | NYISO_A-F_2_IESO | NYISO_A-F | IESO | Internal | Summer | B2 | 25 | 1600 | 0 | 78.55 | 84.43 | 7 | 0
2040 | NYISO_A-F_2_IESO | NYISO_A-F | IESO | Internal | Summer | B3 | 75 | 1600 | 1600 | 70.35 | 81.19 | 7 | 3.84
2040 | NYISO_A-F_2_IESO | NYISO_A-F | IESO | Internal | Summer | B4 | 100 | 1600 | 771.48 | 66.65 | 73.65 | 7 | 0
2040 | NYISO_A-F_2_IESO | NYISO_A-F | IESO | Internal | Summer | B5 | 200 | 1600 | 124.36 | 62.92 | 69.92 | 7 | 0
2040 | NYISO_A-F_2_IESO | NYISO_A-F | IESO | Internal | Summer | B6 | 300 | 1600 | 0 | 58.62 | 52 | 7 | 0
2040 | NYISO_A-F_2_IESO | NYISO_A-F | IESO | Internal | Summer | B7 | 400 | 1600 | 0 | 52.37 | 50.92 | 7 | 0
2040 | NYISO_A-F_2_IESO | NYISO_A-F | IESO | Internal | Summer | B8 | 500 | 1600 | 0 | 47.73 | 48.49 | 7 | 0
2040 | NYISO_A-F_2_IESO | NYISO_A-F | IESO | Internal | Summer | B9 | 800 | 1600 | 0 | 45.04 | 48.49 | 7 | 0
2040 | NYISO_A-F_2_IESO | NYISO_A-F | IESO | Internal | Summer | B10 | 1262 | 1600 | 0 | 45.04 | 48.49 | 7 | 0
2040 | NYISO_A-F_2_IESO | NYISO_A-F | IESO | Internal | Winter | B16 | 25 | 1600 | 0 | 63.69 | 56.69 | 7 | 0
2040 | NYISO_A-F_2_IESO | NYISO_A-F | IESO | Internal | Winter | B17 | 100 | 1600 | 0 | 60.11 | 55.05 | 7 | 0
2040 | NYISO_A-F_2_IESO | NYISO_A-F | IESO | Internal | Winter | B18 | 400 | 1600 | 0 | 56.87 | 55.05 | 7 | 0
2040 | NYISO_A-F_2_IESO | NYISO_A-F | IESO | Internal | Winter | B19 | 700 | 1600 | 0 | 56.87 | 55.05 | 7 | 0
2040 | NYISO_A-F_2_IESO | NYISO_A-F | IESO | Internal | Winter | B20 | 935 | 1600 | 0 | 56.87 | 55.05 | 7 | 0
2040 | NYISO_A-F_2_NEISO | NYISO_A-F | NEISO | Internal | Shoulder | B11 | 25 | 600 | 0 | 58.3 | 45.22 | 3 | 0
2040 | NYISO_A-F_2_NEISO | NYISO_A-F | NEISO | Internal | Shoulder | B12 | 200 | 600 | 0 | 51.09 | 45.22 | 3 | 0
2040 | NYISO_A-F_2_NEISO | NYISO_A-F | NEISO | Internal | Shoulder | B13 | 600 | 600 | 0 | 49.02 | 45.22 | 3 | 0
2040 | NYISO_A-F_2_NEISO | NYISO_A-F | NEISO | Internal | Shoulder | B14 | 900 | 600 | 0 | 48.22 | 45.22 | 3 | 0
2040 | NYISO_A-F_2_NEISO | NYISO_A-F | NEISO | Internal | Shoulder | B15 | 1203 | 600 | 0 | 48.22 | 45.22 | 3 | 0
2040 | NYISO_A-F_2_NEISO | NYISO_A-F | NEISO | Internal | Summer | B1 | 10 | 600 | 0 | 84.16 | 81.16 | 3 | 0
2040 | NYISO_A-F_2_NEISO | NYISO_A-F | NEISO | Internal | Summer | B2 | 25 | 600 | 0 | 78.55 | 68.42 | 3 | 0
2040 | NYISO_A-F_2_NEISO | NYISO_A-F | NEISO | Internal | Summer | B3 | 75 | 600 | 0 | 70.35 | 57.5 | 3 | 0
2040 | NYISO_A-F_2_NEISO | NYISO_A-F | NEISO | Internal | Summer | B4 | 100 | 600 | 0 | 66.65 | 46.1 | 3 | 0
2040 | NYISO_A-F_2_NEISO | NYISO_A-F | NEISO | Internal | Summer | B5 | 200 | 600 | 0 | 62.92 | 41.35 | 3 | 0
2040 | NYISO_A-F_2_NEISO | NYISO_A-F | NEISO | Internal | Summer | B6 | 300 | 600 | 0 | 58.62 | 41.35 | 3 | 0
2040 | NYISO_A-F_2_NEISO | NYISO_A-F | NEISO | Internal | Summer | B7 | 400 | 600 | 0 | 52.37 | 41.35 | 3 | 0
2040 | NYISO_A-F_2_NEISO | NYISO_A-F | NEISO | Internal | Summer | B8 | 500 | 600 | 0 | 47.73 | 41.35 | 3 | 0
2040 | NYISO_A-F_2_NEISO | NYISO_A-F | NEISO | Internal | Summer | B9 | 800 | 600 | 0 | 45.04 | 41.35 | 3 | 0
2040 | NYISO_A-F_2_NEISO | NYISO_A-F | NEISO | Internal | Summer | B10 | 1262 | 600 | 0 | 45.04 | 41.35 | 3 | 0
2040 | NYISO_A-F_2_NEISO | NYISO_A-F | NEISO | Internal | Winter | B16 | 25 | 600 | 0 | 63.69 | 57.12 | 3 | 0
2040 | NYISO_A-F_2_NEISO | NYISO_A-F | NEISO | Internal | Winter | B17 | 100 | 600 | 0 | 60.11 | 57.12 | 3 | 0
2040 | NYISO_A-F_2_NEISO | NYISO_A-F | NEISO | Internal | Winter | B18 | 400 | 600 | 0 | 56.87 | 57.12 | 3 | 0
2040 | NYISO_A-F_2_NEISO | NYISO_A-F | NEISO | Internal | Winter | B19 | 700 | 600 | 0 | 56.87 | 57.12 | 3 | 0
2040 | NYISO_A-F_2_NEISO | NYISO_A-F | NEISO | Internal | Winter | B20 | 935 | 600 | 0 | 56.87 | 57.12 | 3 | 0
2040 | NYISO_A-F_2_NYISO_G-I | NYISO_A-F | NYISO_G-I | Internal | Shoulder | B11 | 25 | 4888 | 3563.24 | 58.3 | 58.31 | 0.01 | 0
2040 | NYISO_A-F_2_NYISO_G-I | NYISO_A-F | NYISO_G-I | Internal | Shoulder | B12 | 200 | 4888 | 2872.28 | 51.09 | 51.11 | 0.01 | 0
2040 | NYISO_A-F_2_NYISO_G-I | NYISO_A-F | NYISO_G-I | Internal | Shoulder | B13 | 600 | 4888 | 3468.6 | 49.02 | 49.03 | 0.01 | 0
2040 | NYISO_A-F_2_NYISO_G-I | NYISO_A-F | NYISO_G-I | Internal | Shoulder | B14 | 900 | 4888 | 2480.88 | 48.22 | 48.23 | 0.01 | 0
2040 | NYISO_A-F_2_NYISO_G-I | NYISO_A-F | NYISO_G-I | Internal | Shoulder | B15 | 1203 | 4888 | 93.67 | 48.22 | 48.23 | 0.01 | 0
2040 | NYISO_A-F_2_NYISO_G-I | NYISO_A-F | NYISO_G-I | Internal | Summer | B1 | 10 | 4888 | 4563.15 | 84.16 | 84.17 | 0.01 | 0
2040 | NYISO_A-F_2_NYISO_G-I | NYISO_A-F | NYISO_G-I | Internal | Summer | B2 | 25 | 4888 | 4354.96 | 78.55 | 78.56 | 0.01 | 0
2040 | NYISO_A-F_2_NYISO_G-I | NYISO_A-F | NYISO_G-I | Internal | Summer | B3 | 75 | 4888 | 2613.69 | 70.35 | 70.36 | 0.01 | 0
2040 | NYISO_A-F_2_NYISO_G-I | NYISO_A-F | NYISO_G-I | Internal | Summer | B4 | 100 | 4888 | 3777.11 | 66.65 | 66.66 | 0.01 | 0
2040 | NYISO_A-F_2_NYISO_G-I | NYISO_A-F | NYISO_G-I | Internal | Summer | B5 | 200 | 4888 | 4677.27 | 62.92 | 62.93 | 0.01 | 0
2040 | NYISO_A-F_2_NYISO_G-I | NYISO_A-F | NYISO_G-I | Internal | Summer | B6 | 300 | 4888 | 4626.57 | 58.62 | 58.63 | 0.01 | 0
2040 | NYISO_A-F_2_NYISO_G-I | NYISO_A-F | NYISO_G-I | Internal | Summer | B7 | 400 | 4888 | 4014.76 | 52.37 | 52.38 | 0.01 | 0
2040 | NYISO_A-F_2_NYISO_G-I | NYISO_A-F | NYISO_G-I | Internal | Summer | B8 | 500 | 4888 | 3370.67 | 47.73 | 47.74 | 0.01 | 0
2040 | NYISO_A-F_2_NYISO_G-I | NYISO_A-F | NYISO_G-I | Internal | Summer | B9 | 800 | 4888 | 1939.96 | 45.04 | 45.06 | 0.01 | 0
2040 | NYISO_A-F_2_NYISO_G-I | NYISO_A-F | NYISO_G-I | Internal | Summer | B10 | 1262 | 4888 | 0 | 45.04 | 45.03 | 0.01 | 0
2040 | NYISO_A-F_2_NYISO_G-I | NYISO_A-F | NYISO_G-I | Internal | Winter | B16 | 25 | 4888 | 4758.58 | 63.69 | 63.7 | 0.01 | 0
2040 | NYISO_A-F_2_NYISO_G-I | NYISO_A-F | NYISO_G-I | Internal | Winter | B17 | 100 | 4888 | 4878.34 | 60.11 | 60.12 | 0.01 | 0
2040 | NYISO_A-F_2_NYISO_G-I | NYISO_A-F | NYISO_G-I | Internal | Winter | B18 | 400 | 4888 | 4888 | 56.87 | 60.12 | 0.01 | 3.24
2040 | NYISO_A-F_2_NYISO_G-I | NYISO_A-F | NYISO_G-I | Internal | Winter | B19 | 700 | 4888 | 4881.63 | 56.87 | 56.88 | 0.01 | 0
2040 | NYISO_A-F_2_NYISO_G-I | NYISO_A-F | NYISO_G-I | Internal | Winter | B20 | 935 | 4888 | 3267.85 | 56.87 | 56.88 | 0.01 | 0
2040 | NYISO_A-F_2_PJM_ROM | NYISO_A-F | PJM_ROM | Internal | Shoulder | B11 | 25 | 1000 | 1000 | 58.3 | 66.32 | 8 | 0.02
2040 | NYISO_A-F_2_PJM_ROM | NYISO_A-F | PJM_ROM | Internal | Shoulder | B12 | 200 | 1000 | 396.36 | 51.09 | 59.09 | 8 | 0
2040 | NYISO_A-F_2_PJM_ROM | NYISO_A-F | PJM_ROM | Internal | Shoulder | B13 | 600 | 1000 | 0 | 49.02 | 53.57 | 8 | 0
2040 | NYISO_A-F_2_PJM_ROM | NYISO_A-F | PJM_ROM | Internal | Shoulder | B14 | 900 | 1000 | 0 | 48.22 | 50.43 | 8 | 0
2040 | NYISO_A-F_2_PJM_ROM | NYISO_A-F | PJM_ROM | Internal | Shoulder | B15 | 1203 | 1000 | 0 | 48.22 | 49.05 | 8 | 0
2040 | NYISO_A-F_2_PJM_ROM | NYISO_A-F | PJM_ROM | Internal | Summer | B1 | 10 | 1000 | 999.99 | 84.16 | 92.17 | 8 | 0.01
2040 | NYISO_A-F_2_PJM_ROM | NYISO_A-F | PJM_ROM | Internal | Summer | B2 | 25 | 1000 | 1000 | 78.55 | 86.56 | 8 | 0.01
2040 | NYISO_A-F_2_PJM_ROM | NYISO_A-F | PJM_ROM | Internal | Summer | B3 | 75 | 1000 | 1000 | 70.35 | 78.36 | 8 | 0.01
2040 | NYISO_A-F_2_PJM_ROM | NYISO_A-F | PJM_ROM | Internal | Summer | B4 | 100 | 1000 | 939.39 | 66.65 | 74.65 | 8 | 0
2040 | NYISO_A-F_2_PJM_ROM | NYISO_A-F | PJM_ROM | Internal | Summer | B5 | 200 | 1000 | 1000 | 62.92 | 70.93 | 8 | 0.01
2040 | NYISO_A-F_2_PJM_ROM | NYISO_A-F | PJM_ROM | Internal | Summer | B6 | 300 | 1000 | 71.59 | 58.62 | 66.62 | 8 | 0
2040 | NYISO_A-F_2_PJM_ROM | NYISO_A-F | PJM_ROM | Internal | Summer | B7 | 400 | 1000 | 0 | 52.37 | 55.9 | 8 | 0
2040 | NYISO_A-F_2_PJM_ROM | NYISO_A-F | PJM_ROM | Internal | Summer | B8 | 500 | 1000 | 0 | 47.73 | 51.73 | 8 | 0
2040 | NYISO_A-F_2_PJM_ROM | NYISO_A-F | PJM_ROM | Internal | Summer | B9 | 800 | 1000 | 0 | 45.04 | 47.53 | 8 | 0
2040 | NYISO_A-F_2_PJM_ROM | NYISO_A-F | PJM_ROM | Internal | Summer | B10 | 1262 | 1000 | 0 | 45.04 | 42.67 | 8 | 0
2040 | NYISO_A-F_2_PJM_ROM | NYISO_A-F | PJM_ROM | Internal | Winter | B16 | 25 | 1000 | 826.43 | 63.69 | 71.69 | 8 | 0
2040 | NYISO_A-F_2_PJM_ROM | NYISO_A-F | PJM_ROM | Internal | Winter | B17 | 100 | 1000 | 0 | 60.11 | 64.74 | 8 | 0
2040 | NYISO_A-F_2_PJM_ROM | NYISO_A-F | PJM_ROM | Internal | Winter | B18 | 400 | 1000 | 0 | 56.87 | 58.49 | 8 | 0
2040 | NYISO_A-F_2_PJM_ROM | NYISO_A-F | PJM_ROM | Internal | Winter | B19 | 700 | 1000 | 0 | 56.87 | 54.68 | 8 | 0
2040 | NYISO_A-F_2_PJM_ROM | NYISO_A-F | PJM_ROM | Internal | Winter | B20 | 935 | 1000 | 0 | 56.87 | 50.87 | 8 | 0
2040 | NYISO_G-I_2_NEISO | NYISO_G-I | NEISO | Internal | Shoulder | B11 | 25 | 600 | 0 | 58.31 | 45.22 | 3 | 0
2040 | NYISO_G-I_2_NEISO | NYISO_G-I | NEISO | Internal | Shoulder | B12 | 200 | 600 | 0 | 51.11 | 45.22 | 3 | 0
2040 | NYISO_G-I_2_NEISO | NYISO_G-I | NEISO | Internal | Shoulder | B13 | 600 | 600 | 0 | 49.03 | 45.22 | 3 | 0
2040 | NYISO_G-I_2_NEISO | NYISO_G-I | NEISO | Internal | Shoulder | B14 | 900 | 600 | 0 | 48.23 | 45.22 | 3 | 0
2040 | NYISO_G-I_2_NEISO | NYISO_G-I | NEISO | Internal | Shoulder | B15 | 1203 | 600 | 0 | 48.23 | 45.22 | 3 | 0
2040 | NYISO_G-I_2_NEISO | NYISO_G-I | NEISO | Internal | Summer | B1 | 10 | 600 | 0 | 84.17 | 81.16 | 3 | 0
2040 | NYISO_G-I_2_NEISO | NYISO_G-I | NEISO | Internal | Summer | B2 | 25 | 600 | 0 | 78.56 | 68.42 | 3 | 0
2040 | NYISO_G-I_2_NEISO | NYISO_G-I | NEISO | Internal | Summer | B3 | 75 | 600 | 0 | 70.36 | 57.5 | 3 | 0
2040 | NYISO_G-I_2_NEISO | NYISO_G-I | NEISO | Internal | Summer | B4 | 100 | 600 | 0 | 66.66 | 46.1 | 3 | 0
2040 | NYISO_G-I_2_NEISO | NYISO_G-I | NEISO | Internal | Summer | B5 | 200 | 600 | 0 | 62.93 | 41.35 | 3 | 0
2040 | NYISO_G-I_2_NEISO | NYISO_G-I | NEISO | Internal | Summer | B6 | 300 | 600 | 0 | 58.63 | 41.35 | 3 | 0
2040 | NYISO_G-I_2_NEISO | NYISO_G-I | NEISO | Internal | Summer | B7 | 400 | 600 | 0 | 52.38 | 41.35 | 3 | 0
2040 | NYISO_G-I_2_NEISO | NYISO_G-I | NEISO | Internal | Summer | B8 | 500 | 600 | 0 | 47.74 | 41.35 | 3 | 0
2040 | NYISO_G-I_2_NEISO | NYISO_G-I | NEISO | Internal | Summer | B9 | 800 | 600 | 0 | 45.06 | 41.35 | 3 | 0
2040 | NYISO_G-I_2_NEISO | NYISO_G-I | NEISO | Internal | Summer | B10 | 1262 | 600 | 0 | 45.03 | 41.35 | 3 | 0
2040 | NYISO_G-I_2_NEISO | NYISO_G-I | NEISO | Internal | Winter | B16 | 25 | 600 | 0 | 63.7 | 57.12 | 3 | 0
2040 | NYISO_G-I_2_NEISO | NYISO_G-I | NEISO | Internal | Winter | B17 | 100 | 600 | 0 | 60.12 | 57.12 | 3 | 0
2040 | NYISO_G-I_2_NEISO | NYISO_G-I | NEISO | Internal | Winter | B18 | 400 | 600 | 0 | 60.12 | 57.12 | 3 | 0
2040 | NYISO_G-I_2_NEISO | NYISO_G-I | NEISO | Internal | Winter | B19 | 700 | 600 | 0 | 56.88 | 57.12 | 3 | 0
2040 | NYISO_G-I_2_NEISO | NYISO_G-I | NEISO | Internal | Winter | B20 | 935 | 600 | 0 | 56.88 | 57.12 | 3 | 0
2040 | NYISO_G-I_2_NYISO_A-F | NYISO_G-I | NYISO_A-F | Internal | Shoulder | B11 | 25 | 2637 | 0 | 58.31 | 58.3 | 0.01 | 0
2040 | NYISO_G-I_2_NYISO_A-F | NYISO_G-I | NYISO_A-F | Internal | Shoulder | B12 | 200 | 2637 | 0 | 51.11 | 51.09 | 0.01 | 0
2040 | NYISO_G-I_2_NYISO_A-F | NYISO_G-I | NYISO_A-F | Internal | Shoulder | B13 | 600 | 2637 | 0 | 49.03 | 49.02 | 0.01 | 0
2040 | NYISO_G-I_2_NYISO_A-F | NYISO_G-I | NYISO_A-F | Internal | Shoulder | B14 | 900 | 2637 | 0 | 48.23 | 48.22 | 0.01 | 0
2040 | NYISO_G-I_2_NYISO_A-F | NYISO_G-I | NYISO_A-F | Internal | Shoulder | B15 | 1203 | 2637 | 0 | 48.23 | 48.22 | 0.01 | 0
2040 | NYISO_G-I_2_NYISO_A-F | NYISO_G-I | NYISO_A-F | Internal | Summer | B1 | 10 | 2637 | 0 | 84.17 | 84.16 | 0.01 | 0
2040 | NYISO_G-I_2_NYISO_A-F | NYISO_G-I | NYISO_A-F | Internal | Summer | B2 | 25 | 2637 | 0 | 78.56 | 78.55 | 0.01 | 0
2040 | NYISO_G-I_2_NYISO_A-F | NYISO_G-I | NYISO_A-F | Internal | Summer | B3 | 75 | 2637 | 0 | 70.36 | 70.35 | 0.01 | 0
2040 | NYISO_G-I_2_NYISO_A-F | NYISO_G-I | NYISO_A-F | Internal | Summer | B4 | 100 | 2637 | 0 | 66.66 | 66.65 | 0.01 | 0
2040 | NYISO_G-I_2_NYISO_A-F | NYISO_G-I | NYISO_A-F | Internal | Summer | B5 | 200 | 2637 | 0 | 62.93 | 62.92 | 0.01 | 0
2040 | NYISO_G-I_2_NYISO_A-F | NYISO_G-I | NYISO_A-F | Internal | Summer | B6 | 300 | 2637 | 0 | 58.63 | 58.62 | 0.01 | 0
2040 | NYISO_G-I_2_NYISO_A-F | NYISO_G-I | NYISO_A-F | Internal | Summer | B7 | 400 | 2637 | 0 | 52.38 | 52.37 | 0.01 | 0
2040 | NYISO_G-I_2_NYISO_A-F | NYISO_G-I | NYISO_A-F | Internal | Summer | B8 | 500 | 2637 | 0 | 47.74 | 47.73 | 0.01 | 0
2040 | NYISO_G-I_2_NYISO_A-F | NYISO_G-I | NYISO_A-F | Internal | Summer | B9 | 800 | 2637 | 0 | 45.06 | 45.04 | 0.01 | 0
2040 | NYISO_G-I_2_NYISO_A-F | NYISO_G-I | NYISO_A-F | Internal | Summer | B10 | 1262 | 2637 | 465.11 | 45.03 | 45.04 | 0.01 | 0
2040 | NYISO_G-I_2_NYISO_A-F | NYISO_G-I | NYISO_A-F | Internal | Winter | B16 | 25 | 2637 | 0 | 63.7 | 63.69 | 0.01 | 0
2040 | NYISO_G-I_2_NYISO_A-F | NYISO_G-I | NYISO_A-F | Internal | Winter | B17 | 100 | 2637 | 0 | 60.12 | 60.11 | 0.01 | 0
2040 | NYISO_G-I_2_NYISO_A-F | NYISO_G-I | NYISO_A-F | Internal | Winter | B18 | 400 | 2637 | 0 | 60.12 | 56.87 | 0.01 | 0
2040 | NYISO_G-I_2_NYISO_A-F | NYISO_G-I | NYISO_A-F | Internal | Winter | B19 | 700 | 2637 | 0 | 56.88 | 56.87 | 0.01 | 0
2040 | NYISO_G-I_2_NYISO_A-F | NYISO_G-I | NYISO_A-F | Internal | Winter | B20 | 935 | 2637 | 0 | 56.88 | 56.87 | 0.01 | 0
2040 | NYISO_G-I_2_NYISO_J-K | NYISO_G-I | NYISO_J-K | Internal | Shoulder | B11 | 25 | 6130 | 4062.55 | 58.31 | 58.32 | 0.01 | 0
2040 | NYISO_G-I_2_NYISO_J-K | NYISO_G-I | NYISO_J-K | Internal | Shoulder | B12 | 200 | 6130 | 4135.42 | 51.11 | 51.12 | 0.01 | 0
2040 | NYISO_G-I_2_NYISO_J-K | NYISO_G-I | NYISO_J-K | Internal | Shoulder | B13 | 600 | 6130 | 5006.69 | 49.03 | 49.04 | 0.01 | 0
2040 | NYISO_G-I_2_NYISO_J-K | NYISO_G-I | NYISO_J-K | Internal | Shoulder | B14 | 900 | 6130 | 4197.55 | 48.23 | 48.24 | 0.01 | 0
2040 | NYISO_G-I_2_NYISO_J-K | NYISO_G-I | NYISO_J-K | Internal | Shoulder | B15 | 1203 | 6130 | 2307.98 | 48.23 | 48.24 | 0.01 | 0
2040 | NYISO_G-I_2_NYISO_J-K | NYISO_G-I | NYISO_J-K | Internal | Summer | B1 | 10 | 6130 | 3281.93 | 84.17 | 84.18 | 0.01 | 0
2040 | NYISO_G-I_2_NYISO_J-K | NYISO_G-I | NYISO_J-K | Internal | Summer | B2 | 25 | 6130 | 3258.15 | 78.56 | 78.58 | 0.01 | 0
2040 | NYISO_G-I_2_NYISO_J-K | NYISO_G-I | NYISO_J-K | Internal | Summer | B3 | 75 | 6130 | 1985.42 | 70.36 | 70.37 | 0.01 | 0
2040 | NYISO_G-I_2_NYISO_J-K | NYISO_G-I | NYISO_J-K | Internal | Summer | B4 | 100 | 6130 | 3523.45 | 66.66 | 66.67 | 0.01 | 0
2040 | NYISO_G-I_2_NYISO_J-K | NYISO_G-I | NYISO_J-K | Internal | Summer | B5 | 200 | 6130 | 4512.3 | 62.93 | 62.94 | 0.01 | 0
2040 | NYISO_G-I_2_NYISO_J-K | NYISO_G-I | NYISO_J-K | Internal | Summer | B6 | 300 | 6130 | 6130 | 58.63 | 59.66 | 0.01 | 1.02
2040 | NYISO_G-I_2_NYISO_J-K | NYISO_G-I | NYISO_J-K | Internal | Summer | B7 | 400 | 6130 | 5791.09 | 52.38 | 52.39 | 0.01 | 0
2040 | NYISO_G-I_2_NYISO_J-K | NYISO_G-I | NYISO_J-K | Internal | Summer | B8 | 500 | 6130 | 5305.22 | 47.74 | 47.75 | 0.01 | 0
2040 | NYISO_G-I_2_NYISO_J-K | NYISO_G-I | NYISO_J-K | Internal | Summer | B9 | 800 | 6130 | 4115.03 | 45.06 | 45.07 | 0.01 | 0
2040 | NYISO_G-I_2_NYISO_J-K | NYISO_G-I | NYISO_J-K | Internal | Summer | B10 | 1262 | 6130 | 2232.16 | 45.03 | 45.04 | 0.01 | 0
2040 | NYISO_G-I_2_NYISO_J-K | NYISO_G-I | NYISO_J-K | Internal | Winter | B16 | 25 | 6130 | 5921.56 | 63.7 | 63.71 | 0.01 | 0
2040 | NYISO_G-I_2_NYISO_J-K | NYISO_G-I | NYISO_J-K | Internal | Winter | B17 | 100 | 6130 | 6130 | 60.12 | 60.15 | 0.01 | 0.02
2040 | NYISO_G-I_2_NYISO_J-K | NYISO_G-I | NYISO_J-K | Internal | Winter | B18 | 400 | 6130 | 6130 | 60.12 | 60.15 | 0.01 | 0.02
2040 | NYISO_G-I_2_NYISO_J-K | NYISO_G-I | NYISO_J-K | Internal | Winter | B19 | 700 | 6130 | 6130 | 56.88 | 60.15 | 0.01 | 3.25
2040 | NYISO_G-I_2_NYISO_J-K | NYISO_G-I | NYISO_J-K | Internal | Winter | B20 | 935 | 6130 | 5148.88 | 56.88 | 56.9 | 0.01 | 0
2040 | NYISO_G-I_2_PJM_E | NYISO_G-I | PJM_E | Internal | Shoulder | B11 | 25 | 1500 | 839.64 | 58.31 | 66.31 | 8 | 0
2040 | NYISO_G-I_2_PJM_E | NYISO_G-I | PJM_E | Internal | Shoulder | B12 | 200 | 1500 | 131.92 | 51.11 | 59.11 | 8 | 0
2040 | NYISO_G-I_2_PJM_E | NYISO_G-I | PJM_E | Internal | Shoulder | B13 | 600 | 1500 | 0 | 49.03 | 53.56 | 8 | 0
2040 | NYISO_G-I_2_PJM_E | NYISO_G-I | PJM_E | Internal | Shoulder | B14 | 900 | 1500 | 0 | 48.23 | 50.44 | 8 | 0
2040 | NYISO_G-I_2_PJM_E | NYISO_G-I | PJM_E | Internal | Shoulder | B15 | 1203 | 1500 | 0 | 48.23 | 49.06 | 8 | 0
2040 | NYISO_G-I_2_PJM_E | NYISO_G-I | PJM_E | Internal | Summer | B1 | 10 | 1500 | 1499.99 | 84.17 | 92.18 | 8 | 0.01
2040 | NYISO_G-I_2_PJM_E | NYISO_G-I | PJM_E | Internal | Summer | B2 | 25 | 1500 | 1500 | 78.56 | 86.58 | 8 | 0.01
2040 | NYISO_G-I_2_PJM_E | NYISO_G-I | PJM_E | Internal | Summer | B3 | 75 | 1500 | 1500 | 70.36 | 78.37 | 8 | 0.01
2040 | NYISO_G-I_2_PJM_E | NYISO_G-I | PJM_E | Internal | Summer | B4 | 100 | 1500 | 1431.75 | 66.66 | 74.66 | 8 | 0
2040 | NYISO_G-I_2_PJM_E | NYISO_G-I | PJM_E | Internal | Summer | B5 | 200 | 1500 | 1500 | 62.93 | 70.94 | 8 | 0.01
2040 | NYISO_G-I_2_PJM_E | NYISO_G-I | PJM_E | Internal | Summer | B6 | 300 | 1500 | 55.41 | 58.63 | 66.63 | 8 | 0
2040 | NYISO_G-I_2_PJM_E | NYISO_G-I | PJM_E | Internal | Summer | B7 | 400 | 1500 | 0 | 52.38 | 55.91 | 8 | 0
2040 | NYISO_G-I_2_PJM_E | NYISO_G-I | PJM_E | Internal | Summer | B8 | 500 | 1500 | 0 | 47.74 | 51.74 | 8 | 0
2040 | NYISO_G-I_2_PJM_E | NYISO_G-I | PJM_E | Internal | Summer | B9 | 800 | 1500 | 0 | 45.06 | 47.54 | 8 | 0
2040 | NYISO_G-I_2_PJM_E | NYISO_G-I | PJM_E | Internal | Summer | B10 | 1262 | 1500 | 0 | 45.03 | 42.69 | 8 | 0
2040 | NYISO_G-I_2_PJM_E | NYISO_G-I | PJM_E | Internal | Winter | B16 | 25 | 1500 | 270.17 | 63.7 | 71.7 | 8 | 0
2040 | NYISO_G-I_2_PJM_E | NYISO_G-I | PJM_E | Internal | Winter | B17 | 100 | 1500 | 0 | 60.12 | 64.75 | 8 | 0
2040 | NYISO_G-I_2_PJM_E | NYISO_G-I | PJM_E | Internal | Winter | B18 | 400 | 1500 | 0 | 60.12 | 58.5 | 8 | 0
2040 | NYISO_G-I_2_PJM_E | NYISO_G-I | PJM_E | Internal | Winter | B19 | 700 | 1500 | 0 | 56.88 | 54.69 | 8 | 0
2040 | NYISO_G-I_2_PJM_E | NYISO_G-I | PJM_E | Internal | Winter | B20 | 935 | 1500 | 0 | 56.88 | 50.88 | 8 | 0
2040 | NYISO_J-K_2_NEISO | NYISO_J-K | NEISO | Internal | Shoulder | B11 | 25 | 90 | 0 | 58.32 | 45.22 | 3 | 0
2040 | NYISO_J-K_2_NEISO | NYISO_J-K | NEISO | Internal | Shoulder | B12 | 200 | 90 | 0 | 51.12 | 45.22 | 3 | 0
2040 | NYISO_J-K_2_NEISO | NYISO_J-K | NEISO | Internal | Shoulder | B13 | 600 | 90 | 0 | 49.04 | 45.22 | 3 | 0
2040 | NYISO_J-K_2_NEISO | NYISO_J-K | NEISO | Internal | Shoulder | B14 | 900 | 90 | 0 | 48.24 | 45.22 | 3 | 0
2040 | NYISO_J-K_2_NEISO | NYISO_J-K | NEISO | Internal | Shoulder | B15 | 1203 | 90 | 0 | 48.24 | 45.22 | 3 | 0
2040 | NYISO_J-K_2_NEISO | NYISO_J-K | NEISO | Internal | Summer | B1 | 10 | 90 | 0 | 84.18 | 81.16 | 3 | 0
2040 | NYISO_J-K_2_NEISO | NYISO_J-K | NEISO | Internal | Summer | B2 | 25 | 90 | 0 | 78.58 | 68.42 | 3 | 0
2040 | NYISO_J-K_2_NEISO | NYISO_J-K | NEISO | Internal | Summer | B3 | 75 | 90 | 0 | 70.37 | 57.5 | 3 | 0
2040 | NYISO_J-K_2_NEISO | NYISO_J-K | NEISO | Internal | Summer | B4 | 100 | 90 | 0 | 66.67 | 46.1 | 3 | 0
2040 | NYISO_J-K_2_NEISO | NYISO_J-K | NEISO | Internal | Summer | B5 | 200 | 90 | 0 | 62.94 | 41.35 | 3 | 0
2040 | NYISO_J-K_2_NEISO | NYISO_J-K | NEISO | Internal | Summer | B6 | 300 | 90 | 0 | 59.66 | 41.35 | 3 | 0
2040 | NYISO_J-K_2_NEISO | NYISO_J-K | NEISO | Internal | Summer | B7 | 400 | 90 | 0 | 52.39 | 41.35 | 3 | 0
2040 | NYISO_J-K_2_NEISO | NYISO_J-K | NEISO | Internal | Summer | B8 | 500 | 90 | 0 | 47.75 | 41.35 | 3 | 0
2040 | NYISO_J-K_2_NEISO | NYISO_J-K | NEISO | Internal | Summer | B9 | 800 | 90 | 0 | 45.07 | 41.35 | 3 | 0
2040 | NYISO_J-K_2_NEISO | NYISO_J-K | NEISO | Internal | Summer | B10 | 1262 | 90 | 0 | 45.04 | 41.35 | 3 | 0
2040 | NYISO_J-K_2_NEISO | NYISO_J-K | NEISO | Internal | Winter | B16 | 25 | 90 | 0 | 63.71 | 57.12 | 3 | 0
2040 | NYISO_J-K_2_NEISO | NYISO_J-K | NEISO | Internal | Winter | B17 | 100 | 90 | 0 | 60.15 | 57.12 | 3 | 0
2040 | NYISO_J-K_2_NEISO | NYISO_J-K | NEISO | Internal | Winter | B18 | 400 | 90 | 0 | 60.15 | 57.12 | 3 | 0
2040 | NYISO_J-K_2_NEISO | NYISO_J-K | NEISO | Internal | Winter | B19 | 700 | 90 | 0 | 60.15 | 57.12 | 3 | 0
2040 | NYISO_J-K_2_NEISO | NYISO_J-K | NEISO | Internal | Winter | B20 | 935 | 90 | 0 | 56.9 | 57.12 | 3 | 0
2040 | NYISO_J-K_2_NYISO_G-I | NYISO_J-K | NYISO_G-I | Internal | Shoulder | B11 | 25 | 1999 | 0 | 58.32 | 58.31 | 0.01 | 0
2040 | NYISO_J-K_2_NYISO_G-I | NYISO_J-K | NYISO_G-I | Internal | Shoulder | B12 | 200 | 1999 | 0 | 51.12 | 51.11 | 0.01 | 0
2040 | NYISO_J-K_2_NYISO_G-I | NYISO_J-K | NYISO_G-I | Internal | Shoulder | B13 | 600 | 1999 | 0 | 49.04 | 49.03 | 0.01 | 0
2040 | NYISO_J-K_2_NYISO_G-I | NYISO_J-K | NYISO_G-I | Internal | Shoulder | B14 | 900 | 1999 | 0 | 48.24 | 48.23 | 0.01 | 0
2040 | NYISO_J-K_2_NYISO_G-I | NYISO_J-K | NYISO_G-I | Internal | Shoulder | B15 | 1203 | 1999 | 0 | 48.24 | 48.23 | 0.01 | 0
2040 | NYISO_J-K_2_NYISO_G-I | NYISO_J-K | NYISO_G-I | Internal | Summer | B1 | 10 | 1999 | 0 | 84.18 | 84.17 | 0.01 | 0
2040 | NYISO_J-K_2_NYISO_G-I | NYISO_J-K | NYISO_G-I | Internal | Summer | B2 | 25 | 1999 | 0 | 78.58 | 78.56 | 0.01 | 0
2040 | NYISO_J-K_2_NYISO_G-I | NYISO_J-K | NYISO_G-I | Internal | Summer | B3 | 75 | 1999 | 0 | 70.37 | 70.36 | 0.01 | 0
2040 | NYISO_J-K_2_NYISO_G-I | NYISO_J-K | NYISO_G-I | Internal | Summer | B4 | 100 | 1999 | 0 | 66.67 | 66.66 | 0.01 | 0
2040 | NYISO_J-K_2_NYISO_G-I | NYISO_J-K | NYISO_G-I | Internal | Summer | B5 | 200 | 1999 | 0 | 62.94 | 62.93 | 0.01 | 0
2040 | NYISO_J-K_2_NYISO_G-I | NYISO_J-K | NYISO_G-I | Internal | Summer | B6 | 300 | 1999 | 0 | 59.66 | 58.63 | 0.01 | 0
2040 | NYISO_J-K_2_NYISO_G-I | NYISO_J-K | NYISO_G-I | Internal | Summer | B7 | 400 | 1999 | 0 | 52.39 | 52.38 | 0.01 | 0
2040 | NYISO_J-K_2_NYISO_G-I | NYISO_J-K | NYISO_G-I | Internal | Summer | B8 | 500 | 1999 | 0 | 47.75 | 47.74 | 0.01 | 0
2040 | NYISO_J-K_2_NYISO_G-I | NYISO_J-K | NYISO_G-I | Internal | Summer | B9 | 800 | 1999 | 0 | 45.07 | 45.06 | 0.01 | 0
2040 | NYISO_J-K_2_NYISO_G-I | NYISO_J-K | NYISO_G-I | Internal | Summer | B10 | 1262 | 1999 | 0 | 45.04 | 45.03 | 0.01 | 0
2040 | NYISO_J-K_2_NYISO_G-I | NYISO_J-K | NYISO_G-I | Internal | Winter | B16 | 25 | 1999 | 0 | 63.71 | 63.7 | 0.01 | 0
2040 | NYISO_J-K_2_NYISO_G-I | NYISO_J-K | NYISO_G-I | Internal | Winter | B17 | 100 | 1999 | 0 | 60.15 | 60.12 | 0.01 | 0
2040 | NYISO_J-K_2_NYISO_G-I | NYISO_J-K | NYISO_G-I | Internal | Winter | B18 | 400 | 1999 | 0 | 60.15 | 60.12 | 0.01 | 0
2040 | NYISO_J-K_2_NYISO_G-I | NYISO_J-K | NYISO_G-I | Internal | Winter | B19 | 700 | 1999 | 0 | 60.15 | 56.88 | 0.01 | 0
2040 | NYISO_J-K_2_NYISO_G-I | NYISO_J-K | NYISO_G-I | Internal | Winter | B20 | 935 | 1999 | 0 | 56.9 | 56.88 | 0.01 | 0
2040 | NYISO_J-K_2_PJM_E | NYISO_J-K | PJM_E | Internal | Shoulder | B11 | 25 | 330 | 0 | 58.32 | 66.31 | 8 | 0
2040 | NYISO_J-K_2_PJM_E | NYISO_J-K | PJM_E | Internal | Shoulder | B12 | 200 | 330 | 0 | 51.12 | 59.11 | 8 | 0
2040 | NYISO_J-K_2_PJM_E | NYISO_J-K | PJM_E | Internal | Shoulder | B13 | 600 | 330 | 0 | 49.04 | 53.56 | 8 | 0
2040 | NYISO_J-K_2_PJM_E | NYISO_J-K | PJM_E | Internal | Shoulder | B14 | 900 | 330 | 0 | 48.24 | 50.44 | 8 | 0
2040 | NYISO_J-K_2_PJM_E | NYISO_J-K | PJM_E | Internal | Shoulder | B15 | 1203 | 330 | 0 | 48.24 | 49.06 | 8 | 0
2040 | NYISO_J-K_2_PJM_E | NYISO_J-K | PJM_E | Internal | Summer | B1 | 10 | 330 | 217.41 | 84.18 | 92.18 | 8 | 0
2040 | NYISO_J-K_2_PJM_E | NYISO_J-K | PJM_E | Internal | Summer | B2 | 25 | 330 | 277.63 | 78.58 | 86.58 | 8 | 0
2040 | NYISO_J-K_2_PJM_E | NYISO_J-K | PJM_E | Internal | Summer | B3 | 75 | 330 | 302.39 | 70.37 | 78.37 | 8 | 0
2040 | NYISO_J-K_2_PJM_E | NYISO_J-K | PJM_E | Internal | Summer | B4 | 100 | 330 | 0 | 66.67 | 74.66 | 8 | 0
2040 | NYISO_J-K_2_PJM_E | NYISO_J-K | PJM_E | Internal | Summer | B5 | 200 | 330 | 67.42 | 62.94 | 70.94 | 8 | 0
2040 | NYISO_J-K_2_PJM_E | NYISO_J-K | PJM_E | Internal | Summer | B6 | 300 | 330 | 0 | 59.66 | 66.63 | 8 | 0
2040 | NYISO_J-K_2_PJM_E | NYISO_J-K | PJM_E | Internal | Summer | B7 | 400 | 330 | 0 | 52.39 | 55.91 | 8 | 0
2040 | NYISO_J-K_2_PJM_E | NYISO_J-K | PJM_E | Internal | Summer | B8 | 500 | 330 | 0 | 47.75 | 51.74 | 8 | 0
2040 | NYISO_J-K_2_PJM_E | NYISO_J-K | PJM_E | Internal | Summer | B9 | 800 | 330 | 0 | 45.07 | 47.54 | 8 | 0
2040 | NYISO_J-K_2_PJM_E | NYISO_J-K | PJM_E | Internal | Summer | B10 | 1262 | 330 | 0 | 45.04 | 42.69 | 8 | 0
2040 | NYISO_J-K_2_PJM_E | NYISO_J-K | PJM_E | Internal | Winter | B16 | 25 | 330 | 0 | 63.71 | 71.7 | 8 | 0
2040 | NYISO_J-K_2_PJM_E | NYISO_J-K | PJM_E | Internal | Winter | B17 | 100 | 330 | 0 | 60.15 | 64.75 | 8 | 0
2040 | NYISO_J-K_2_PJM_E | NYISO_J-K | PJM_E | Internal | Winter | B18 | 400 | 330 | 0 | 60.15 | 58.5 | 8 | 0
2040 | NYISO_J-K_2_PJM_E | NYISO_J-K | PJM_E | Internal | Winter | B19 | 700 | 330 | 0 | 60.15 | 54.69 | 8 | 0
2040 | NYISO_J-K_2_PJM_E | NYISO_J-K | PJM_E | Internal | Winter | B20 | 935 | 330 | 0 | 56.9 | 50.88 | 8 | 0
2040 | PJM_E_2_NYISO_G-I | PJM_E | NYISO_G-I | Internal | Shoulder | B11 | 25 | 500 | 0 | 66.31 | 58.31 | 6 | 0
2040 | PJM_E_2_NYISO_G-I | PJM_E | NYISO_G-I | Internal | Shoulder | B12 | 200 | 500 | 0 | 59.11 | 51.11 | 6 | 0
2040 | PJM_E_2_NYISO_G-I | PJM_E | NYISO_G-I | Internal | Shoulder | B13 | 600 | 500 | 0 | 53.56 | 49.03 | 6 | 0
2040 | PJM_E_2_NYISO_G-I | PJM_E | NYISO_G-I | Internal | Shoulder | B14 | 900 | 500 | 0 | 50.44 | 48.23 | 6 | 0
2040 | PJM_E_2_NYISO_G-I | PJM_E | NYISO_G-I | Internal | Shoulder | B15 | 1203 | 500 | 0 | 49.06 | 48.23 | 6 | 0
2040 | PJM_E_2_NYISO_G-I | PJM_E | NYISO_G-I | Internal | Summer | B1 | 10 | 500 | 0 | 92.18 | 84.17 | 6 | 0
2040 | PJM_E_2_NYISO_G-I | PJM_E | NYISO_G-I | Internal | Summer | B2 | 25 | 500 | 0 | 86.58 | 78.56 | 6 | 0
2040 | PJM_E_2_NYISO_G-I | PJM_E | NYISO_G-I | Internal | Summer | B3 | 75 | 500 | 0 | 78.37 | 70.36 | 6 | 0
2040 | PJM_E_2_NYISO_G-I | PJM_E | NYISO_G-I | Internal | Summer | B4 | 100 | 500 | 0 | 74.66 | 66.66 | 6 | 0
2040 | PJM_E_2_NYISO_G-I | PJM_E | NYISO_G-I | Internal | Summer | B5 | 200 | 500 | 0 | 70.94 | 62.93 | 6 | 0
2040 | PJM_E_2_NYISO_G-I | PJM_E | NYISO_G-I | Internal | Summer | B6 | 300 | 500 | 0 | 66.63 | 58.63 | 6 | 0
2040 | PJM_E_2_NYISO_G-I | PJM_E | NYISO_G-I | Internal | Summer | B7 | 400 | 500 | 0 | 55.91 | 52.38 | 6 | 0
2040 | PJM_E_2_NYISO_G-I | PJM_E | NYISO_G-I | Internal | Summer | B8 | 500 | 500 | 0 | 51.74 | 47.74 | 6 | 0
2040 | PJM_E_2_NYISO_G-I | PJM_E | NYISO_G-I | Internal | Summer | B9 | 800 | 500 | 0 | 47.54 | 45.06 | 6 | 0
2040 | PJM_E_2_NYISO_G-I | PJM_E | NYISO_G-I | Internal | Summer | B10 | 1262 | 500 | 0 | 42.69 | 45.03 | 6 | 0
2040 | PJM_E_2_NYISO_G-I | PJM_E | NYISO_G-I | Internal | Winter | B16 | 25 | 500 | 0 | 71.7 | 63.7 | 6 | 0
2040 | PJM_E_2_NYISO_G-I | PJM_E | NYISO_G-I | Internal | Winter | B17 | 100 | 500 | 0 | 64.75 | 60.12 | 6 | 0
2040 | PJM_E_2_NYISO_G-I | PJM_E | NYISO_G-I | Internal | Winter | B18 | 400 | 500 | 0 | 58.5 | 60.12 | 6 | 0
2040 | PJM_E_2_NYISO_G-I | PJM_E | NYISO_G-I | Internal | Winter | B19 | 700 | 500 | 0 | 54.69 | 56.88 | 6 | 0
2040 | PJM_E_2_NYISO_G-I | PJM_E | NYISO_G-I | Internal | Winter | B20 | 935 | 500 | 155.45 | 50.88 | 56.88 | 6 | 0
2040 | PJM_E_2_NYISO_J-K | PJM_E | NYISO_J-K | Internal | Shoulder | B11 | 25 | 330 | 0 | 66.31 | 58.32 | 6 | 0
2040 | PJM_E_2_NYISO_J-K | PJM_E | NYISO_J-K | Internal | Shoulder | B12 | 200 | 330 | 0 | 59.11 | 51.12 | 6 | 0
2040 | PJM_E_2_NYISO_J-K | PJM_E | NYISO_J-K | Internal | Shoulder | B13 | 600 | 330 | 0 | 53.56 | 49.04 | 6 | 0
2040 | PJM_E_2_NYISO_J-K | PJM_E | NYISO_J-K | Internal | Shoulder | B14 | 900 | 330 | 0 | 50.44 | 48.24 | 6 | 0
2040 | PJM_E_2_NYISO_J-K | PJM_E | NYISO_J-K | Internal | Shoulder | B15 | 1203 | 330 | 0 | 49.06 | 48.24 | 6 | 0
2040 | PJM_E_2_NYISO_J-K | PJM_E | NYISO_J-K | Internal | Summer | B1 | 10 | 330 | 0 | 92.18 | 84.18 | 6 | 0
2040 | PJM_E_2_NYISO_J-K | PJM_E | NYISO_J-K | Internal | Summer | B2 | 25 | 330 | 0 | 86.58 | 78.58 | 6 | 0
2040 | PJM_E_2_NYISO_J-K | PJM_E | NYISO_J-K | Internal | Summer | B3 | 75 | 330 | 0 | 78.37 | 70.37 | 6 | 0
2040 | PJM_E_2_NYISO_J-K | PJM_E | NYISO_J-K | Internal | Summer | B4 | 100 | 330 | 0 | 74.66 | 66.67 | 6 | 0
2040 | PJM_E_2_NYISO_J-K | PJM_E | NYISO_J-K | Internal | Summer | B5 | 200 | 330 | 0 | 70.94 | 62.94 | 6 | 0
2040 | PJM_E_2_NYISO_J-K | PJM_E | NYISO_J-K | Internal | Summer | B6 | 300 | 330 | 0 | 66.63 | 59.66 | 6 | 0
2040 | PJM_E_2_NYISO_J-K | PJM_E | NYISO_J-K | Internal | Summer | B7 | 400 | 330 | 0 | 55.91 | 52.39 | 6 | 0
2040 | PJM_E_2_NYISO_J-K | PJM_E | NYISO_J-K | Internal | Summer | B8 | 500 | 330 | 0 | 51.74 | 47.75 | 6 | 0
2040 | PJM_E_2_NYISO_J-K | PJM_E | NYISO_J-K | Internal | Summer | B9 | 800 | 330 | 0 | 47.54 | 45.07 | 6 | 0
2040 | PJM_E_2_NYISO_J-K | PJM_E | NYISO_J-K | Internal | Summer | B10 | 1262 | 330 | 0 | 42.69 | 45.04 | 6 | 0
2040 | PJM_E_2_NYISO_J-K | PJM_E | NYISO_J-K | Internal | Winter | B16 | 25 | 330 | 0 | 71.7 | 63.71 | 6 | 0
2040 | PJM_E_2_NYISO_J-K | PJM_E | NYISO_J-K | Internal | Winter | B17 | 100 | 330 | 0 | 64.75 | 60.15 | 6 | 0
2040 | PJM_E_2_NYISO_J-K | PJM_E | NYISO_J-K | Internal | Winter | B18 | 400 | 330 | 0 | 58.5 | 60.15 | 6 | 0
2040 | PJM_E_2_NYISO_J-K | PJM_E | NYISO_J-K | Internal | Winter | B19 | 700 | 330 | 0 | 54.69 | 60.15 | 6 | 0
2040 | PJM_E_2_NYISO_J-K | PJM_E | NYISO_J-K | Internal | Winter | B20 | 935 | 330 | 330 | 50.88 | 56.9 | 6 | 0.01
2040 | PJM_E_2_PJM_ROM | PJM_E | PJM_ROM | Internal | Shoulder | B11 | 25 | 8000 | 1591.99 | 66.31 | 66.32 | 0.01 | 0
2040 | PJM_E_2_PJM_ROM | PJM_E | PJM_ROM | Internal | Shoulder | B12 | 200 | 8000 | 0 | 59.11 | 59.09 | 0.01 | 0
2040 | PJM_E_2_PJM_ROM | PJM_E | PJM_ROM | Internal | Shoulder | B13 | 600 | 8000 | 749.91 | 53.56 | 53.57 | 0.01 | 0
2040 | PJM_E_2_PJM_ROM | PJM_E | PJM_ROM | Internal | Shoulder | B14 | 900 | 8000 | 0 | 50.44 | 50.43 | 0.01 | 0
2040 | PJM_E_2_PJM_ROM | PJM_E | PJM_ROM | Internal | Shoulder | B15 | 1203 | 8000 | 0 | 49.06 | 49.05 | 0.01 | 0
2040 | PJM_E_2_PJM_ROM | PJM_E | PJM_ROM | Internal | Summer | B1 | 10 | 8000 | 0 | 92.18 | 92.17 | 0.01 | 0
2040 | PJM_E_2_PJM_ROM | PJM_E | PJM_ROM | Internal | Summer | B2 | 25 | 8000 | 0 | 86.58 | 86.56 | 0.01 | 0
2040 | PJM_E_2_PJM_ROM | PJM_E | PJM_ROM | Internal | Summer | B3 | 75 | 8000 | 0 | 78.37 | 78.36 | 0.01 | 0
2040 | PJM_E_2_PJM_ROM | PJM_E | PJM_ROM | Internal | Summer | B4 | 100 | 8000 | 0 | 74.66 | 74.65 | 0.01 | 0
2040 | PJM_E_2_PJM_ROM | PJM_E | PJM_ROM | Internal | Summer | B5 | 200 | 8000 | 0 | 70.94 | 70.93 | 0.01 | 0
2040 | PJM_E_2_PJM_ROM | PJM_E | PJM_ROM | Internal | Summer | B6 | 300 | 8000 | 0 | 66.63 | 66.62 | 0.01 | 0
2040 | PJM_E_2_PJM_ROM | PJM_E | PJM_ROM | Internal | Summer | B7 | 400 | 8000 | 0 | 55.91 | 55.9 | 0.01 | 0
2040 | PJM_E_2_PJM_ROM | PJM_E | PJM_ROM | Internal | Summer | B8 | 500 | 8000 | 0 | 51.74 | 51.73 | 0.01 | 0
2040 | PJM_E_2_PJM_ROM | PJM_E | PJM_ROM | Internal | Summer | B9 | 800 | 8000 | 0 | 47.54 | 47.53 | 0.01 | 0
2040 | PJM_E_2_PJM_ROM | PJM_E | PJM_ROM | Internal | Summer | B10 | 1262 | 8000 | 0 | 42.69 | 42.67 | 0.01 | 0
2040 | PJM_E_2_PJM_ROM | PJM_E | PJM_ROM | Internal | Winter | B16 | 25 | 8000 | 0 | 71.7 | 71.69 | 0.01 | 0
2040 | PJM_E_2_PJM_ROM | PJM_E | PJM_ROM | Internal | Winter | B17 | 100 | 8000 | 0 | 64.75 | 64.74 | 0.01 | 0
2040 | PJM_E_2_PJM_ROM | PJM_E | PJM_ROM | Internal | Winter | B18 | 400 | 8000 | 0 | 58.5 | 58.49 | 0.01 | 0
2040 | PJM_E_2_PJM_ROM | PJM_E | PJM_ROM | Internal | Winter | B19 | 700 | 8000 | 0 | 54.69 | 54.68 | 0.01 | 0
2040 | PJM_E_2_PJM_ROM | PJM_E | PJM_ROM | Internal | Winter | B20 | 935 | 8000 | 0 | 50.88 | 50.87 | 0.01 | 0
2040 | PJM_ROR_2_MISO_IN | PJM_ROR | MISO_IN | Internal | Shoulder | B11 | 25 | 909 | 0 | 67.79 | 66.47 | 2 | 0
2040 | PJM_ROR_2_MISO_IN | PJM_ROR | MISO_IN | Internal | Shoulder | B12 | 200 | 909 | 0 | 59.11 | 61.09 | 2 | 0
2040 | PJM_ROR_2_MISO_IN | PJM_ROR | MISO_IN | Internal | Shoulder | B13 | 600 | 909 | 909 | 53.58 | 57.6 | 2 | 2.02
2040 | PJM_ROR_2_MISO_IN | PJM_ROR | MISO_IN | Internal | Shoulder | B14 | 900 | 909 | 909 | 50.44 | 53.89 | 2 | 1.45
2040 | PJM_ROR_2_MISO_IN | PJM_ROR | MISO_IN | Internal | Shoulder | B15 | 1203 | 909 | 0 | 49.06 | 47.06 | 2 | 0
2040 | PJM_ROR_2_MISO_IN | PJM_ROR | MISO_IN | Internal | Summer | B1 | 10 | 909 | 0 | 92.18 | 94.17 | 2 | 0
2040 | PJM_ROR_2_MISO_IN | PJM_ROR | MISO_IN | Internal | Summer | B2 | 25 | 909 | 909 | 86.58 | 90.32 | 2 | 1.75
2040 | PJM_ROR_2_MISO_IN | PJM_ROR | MISO_IN | Internal | Summer | B3 | 75 | 909 | 0 | 86.48 | 88.46 | 2 | 0
2040 | PJM_ROR_2_MISO_IN | PJM_ROR | MISO_IN | Internal | Summer | B4 | 100 | 909 | 0 | 86.48 | 85.57 | 2 | 0
2040 | PJM_ROR_2_MISO_IN | PJM_ROR | MISO_IN | Internal | Summer | B5 | 200 | 909 | 0 | 84.04 | 84.59 | 2 | 0
2040 | PJM_ROR_2_MISO_IN | PJM_ROR | MISO_IN | Internal | Summer | B6 | 300 | 909 | 909 | 66.63 | 68.64 | 2 | 0.01
2040 | PJM_ROR_2_MISO_IN | PJM_ROR | MISO_IN | Internal | Summer | B7 | 400 | 909 | 703.11 | 55.91 | 57.91 | 2 | 0
2040 | PJM_ROR_2_MISO_IN | PJM_ROR | MISO_IN | Internal | Summer | B8 | 500 | 909 | 0 | 51.74 | 52.02 | 2 | 0
2040 | PJM_ROR_2_MISO_IN | PJM_ROR | MISO_IN | Internal | Summer | B9 | 800 | 909 | 0 | 47.54 | 45.57 | 2 | 0
2040 | PJM_ROR_2_MISO_IN | PJM_ROR | MISO_IN | Internal | Summer | B10 | 1262 | 909 | 0 | 42.69 | 40.45 | 2 | 0
2040 | PJM_ROR_2_MISO_IN | PJM_ROR | MISO_IN | Internal | Winter | B16 | 25 | 909 | 0 | 71.7 | 73.69 | 2 | 0
2040 | PJM_ROR_2_MISO_IN | PJM_ROR | MISO_IN | Internal | Winter | B17 | 100 | 909 | 0 | 64.72 | 64.74 | 2 | 0
2040 | PJM_ROR_2_MISO_IN | PJM_ROR | MISO_IN | Internal | Winter | B18 | 400 | 909 | 0 | 58.48 | 60.46 | 2 | 0
2040 | PJM_ROR_2_MISO_IN | PJM_ROR | MISO_IN | Internal | Winter | B19 | 700 | 909 | 0 | 54.67 | 56.27 | 2 | 0
2040 | PJM_ROR_2_MISO_IN | PJM_ROR | MISO_IN | Internal | Winter | B20 | 935 | 909 | 0 | 50.86 | 44.27 | 2 | 0
2040 | PJM_ROR_2_MISO_MI | PJM_ROR | MISO_MI | Internal | Shoulder | B11 | 25 | 1305 | 0 | 67.79 | 66.48 | 2 | 0
2040 | PJM_ROR_2_MISO_MI | PJM_ROR | MISO_MI | Internal | Shoulder | B12 | 200 | 1305 | 992.74 | 59.11 | 61.11 | 2 | 0
2040 | PJM_ROR_2_MISO_MI | PJM_ROR | MISO_MI | Internal | Shoulder | B13 | 600 | 1305 | 1305 | 53.58 | 57.61 | 2 | 2.03
2040 | PJM_ROR_2_MISO_MI | PJM_ROR | MISO_MI | Internal | Shoulder | B14 | 900 | 1305 | 1305 | 50.44 | 53.9 | 2 | 1.46
2040 | PJM_ROR_2_MISO_MI | PJM_ROR | MISO_MI | Internal | Shoulder | B15 | 1203 | 1305 | 0 | 49.06 | 47.07 | 2 | 0
2040 | PJM_ROR_2_MISO_MI | PJM_ROR | MISO_MI | Internal | Summer | B1 | 10 | 1305 | 568.38 | 92.18 | 94.18 | 2 | 0
2040 | PJM_ROR_2_MISO_MI | PJM_ROR | MISO_MI | Internal | Summer | B2 | 25 | 1305 | 1305 | 86.58 | 90.33 | 2 | 1.76
2040 | PJM_ROR_2_MISO_MI | PJM_ROR | MISO_MI | Internal | Summer | B3 | 75 | 1305 | 34.94 | 86.48 | 88.48 | 2 | 0
2040 | PJM_ROR_2_MISO_MI | PJM_ROR | MISO_MI | Internal | Summer | B4 | 100 | 1305 | 0 | 86.48 | 85.58 | 2 | 0
2040 | PJM_ROR_2_MISO_MI | PJM_ROR | MISO_MI | Internal | Summer | B5 | 200 | 1305 | 0 | 84.04 | 84.6 | 2 | 0
2040 | PJM_ROR_2_MISO_MI | PJM_ROR | MISO_MI | Internal | Summer | B6 | 300 | 1305 | 739.4 | 66.63 | 68.63 | 2 | 0
2040 | PJM_ROR_2_MISO_MI | PJM_ROR | MISO_MI | Internal | Summer | B7 | 400 | 1305 | 1305 | 55.91 | 57.92 | 2 | 0.01
2040 | PJM_ROR_2_MISO_MI | PJM_ROR | MISO_MI | Internal | Summer | B8 | 500 | 1305 | 0 | 51.74 | 52.58 | 2 | 0
2040 | PJM_ROR_2_MISO_MI | PJM_ROR | MISO_MI | Internal | Summer | B9 | 800 | 1305 | 0 | 47.54 | 49.53 | 2 | 0
2040 | PJM_ROR_2_MISO_MI | PJM_ROR | MISO_MI | Internal | Summer | B10 | 1262 | 1305 | 0 | 42.69 | 41.98 | 2 | 0
2040 | PJM_ROR_2_MISO_MI | PJM_ROR | MISO_MI | Internal | Winter | B16 | 25 | 1305 | 34.73 | 71.7 | 73.7 | 2 | 0
2040 | PJM_ROR_2_MISO_MI | PJM_ROR | MISO_MI | Internal | Winter | B17 | 100 | 1305 | 0 | 64.72 | 64.75 | 2 | 0
2040 | PJM_ROR_2_MISO_MI | PJM_ROR | MISO_MI | Internal | Winter | B18 | 400 | 1305 | 30.23 | 58.48 | 60.48 | 2 | 0
2040 | PJM_ROR_2_MISO_MI | PJM_ROR | MISO_MI | Internal | Winter | B19 | 700 | 1305 | 0 | 54.67 | 56.28 | 2 | 0
2040 | PJM_ROR_2_MISO_MI | PJM_ROR | MISO_MI | Internal | Winter | B20 | 935 | 1305 | 0 | 50.86 | 47.05 | 2 | 0
2040 | PJM_ROR_2_MISO_MO-IL | PJM_ROR | MISO_MO-IL | Internal | Shoulder | B11 | 25 | 1111 | 0 | 67.79 | 65.8 | 2 | 0
2040 | PJM_ROR_2_MISO_MO-IL | PJM_ROR | MISO_MO-IL | Internal | Shoulder | B12 | 200 | 1111 | 0 | 59.11 | 57.12 | 2 | 0
2040 | PJM_ROR_2_MISO_MO-IL | PJM_ROR | MISO_MO-IL | Internal | Shoulder | B13 | 600 | 1111 | 0 | 53.58 | 51.58 | 2 | 0
2040 | PJM_ROR_2_MISO_MO-IL | PJM_ROR | MISO_MO-IL | Internal | Shoulder | B14 | 900 | 1111 | 0 | 50.44 | 45.58 | 2 | 0
2040 | PJM_ROR_2_MISO_MO-IL | PJM_ROR | MISO_MO-IL | Internal | Shoulder | B15 | 1203 | 1111 | 0 | 49.06 | 42.43 | 2 | 0
2040 | PJM_ROR_2_MISO_MO-IL | PJM_ROR | MISO_MO-IL | Internal | Summer | B1 | 10 | 1111 | 0 | 92.18 | 90.19 | 2 | 0
2040 | PJM_ROR_2_MISO_MO-IL | PJM_ROR | MISO_MO-IL | Internal | Summer | B2 | 25 | 1111 | 0 | 86.58 | 88.2 | 2 | 0
2040 | PJM_ROR_2_MISO_MO-IL | PJM_ROR | MISO_MO-IL | Internal | Summer | B3 | 75 | 1111 | 0 | 86.48 | 88.2 | 2 | 0
2040 | PJM_ROR_2_MISO_MO-IL | PJM_ROR | MISO_MO-IL | Internal | Summer | B4 | 100 | 1111 | 0 | 86.48 | 85.55 | 2 | 0
2040 | PJM_ROR_2_MISO_MO-IL | PJM_ROR | MISO_MO-IL | Internal | Summer | B5 | 200 | 1111 | 0 | 84.04 | 84.58 | 2 | 0
2040 | PJM_ROR_2_MISO_MO-IL | PJM_ROR | MISO_MO-IL | Internal | Summer | B6 | 300 | 1111 | 455.08 | 66.63 | 68.63 | 2 | 0
2040 | PJM_ROR_2_MISO_MO-IL | PJM_ROR | MISO_MO-IL | Internal | Summer | B7 | 400 | 1111 | 0 | 55.91 | 57.9 | 2 | 0
2040 | PJM_ROR_2_MISO_MO-IL | PJM_ROR | MISO_MO-IL | Internal | Summer | B8 | 500 | 1111 | 0 | 51.74 | 49.75 | 2 | 0
2040 | PJM_ROR_2_MISO_MO-IL | PJM_ROR | MISO_MO-IL | Internal | Summer | B9 | 800 | 1111 | 0 | 47.54 | 45.55 | 2 | 0
2040 | PJM_ROR_2_MISO_MO-IL | PJM_ROR | MISO_MO-IL | Internal | Summer | B10 | 1262 | 1111 | 0 | 42.69 | 38.48 | 2 | 0
2040 | PJM_ROR_2_MISO_MO-IL | PJM_ROR | MISO_MO-IL | Internal | Winter | B16 | 25 | 1111 | 0 | 71.7 | 69.29 | 2 | 0
2040 | PJM_ROR_2_MISO_MO-IL | PJM_ROR | MISO_MO-IL | Internal | Winter | B17 | 100 | 1111 | 0 | 64.72 | 58.33 | 2 | 0
2040 | PJM_ROR_2_MISO_MO-IL | PJM_ROR | MISO_MO-IL | Internal | Winter | B18 | 400 | 1111 | 0 | 58.48 | 48.71 | 2 | 0
2040 | PJM_ROR_2_MISO_MO-IL | PJM_ROR | MISO_MO-IL | Internal | Winter | B19 | 700 | 1111 | 0 | 54.67 | 48.71 | 2 | 0
2040 | PJM_ROR_2_MISO_MO-IL | PJM_ROR | MISO_MO-IL | Internal | Winter | B20 | 935 | 1111 | 0 | 50.86 | 41.97 | 2 | 0
2040 | PJM_ROR_2_MISO_W | PJM_ROR | MISO_W | Internal | Shoulder | B11 | 25 | 10071 | 0 | 67.79 | 65.79 | 2 | 0
2040 | PJM_ROR_2_MISO_W | PJM_ROR | MISO_W | Internal | Shoulder | B12 | 200 | 10071 | 0 | 59.11 | 57.11 | 2 | 0
2040 | PJM_ROR_2_MISO_W | PJM_ROR | MISO_W | Internal | Shoulder | B13 | 600 | 10071 | 0 | 53.58 | 51.57 | 2 | 0
2040 | PJM_ROR_2_MISO_W | PJM_ROR | MISO_W | Internal | Shoulder | B14 | 900 | 10071 | 0 | 50.44 | 41.69 | 2 | 0
2040 | PJM_ROR_2_MISO_W | PJM_ROR | MISO_W | Internal | Shoulder | B15 | 1203 | 10071 | 0 | 49.06 | 33.39 | 2 | 0
2040 | PJM_ROR_2_MISO_W | PJM_ROR | MISO_W | Internal | Summer | B1 | 10 | 10071 | 0 | 92.18 | 90.18 | 2 | 0
2040 | PJM_ROR_2_MISO_W | PJM_ROR | MISO_W | Internal | Summer | B2 | 25 | 10071 | 0 | 86.58 | 84.58 | 2 | 0
2040 | PJM_ROR_2_MISO_W | PJM_ROR | MISO_W | Internal | Summer | B3 | 75 | 10071 | 0 | 86.48 | 88.19 | 2 | 0
2040 | PJM_ROR_2_MISO_W | PJM_ROR | MISO_W | Internal | Summer | B4 | 100 | 10071 | 0 | 86.48 | 85.25 | 2 | 0
2040 | PJM_ROR_2_MISO_W | PJM_ROR | MISO_W | Internal | Summer | B5 | 200 | 10071 | 0 | 84.04 | 84.56 | 2 | 0
2040 | PJM_ROR_2_MISO_W | PJM_ROR | MISO_W | Internal | Summer | B6 | 300 | 10071 | 0 | 66.63 | 68.62 | 2 | 0
2040 | PJM_ROR_2_MISO_W | PJM_ROR | MISO_W | Internal | Summer | B7 | 400 | 10071 | 0 | 55.91 | 57.89 | 2 | 0
2040 | PJM_ROR_2_MISO_W | PJM_ROR | MISO_W | Internal | Summer | B8 | 500 | 10071 | 0 | 51.74 | 49.74 | 2 | 0
2040 | PJM_ROR_2_MISO_W | PJM_ROR | MISO_W | Internal | Summer | B9 | 800 | 10071 | 0 | 47.54 | 45.54 | 2 | 0
2040 | PJM_ROR_2_MISO_W | PJM_ROR | MISO_W | Internal | Summer | B10 | 1262 | 10071 | 0 | 42.69 | 38.47 | 2 | 0
2040 | PJM_ROR_2_MISO_W | PJM_ROR | MISO_W | Internal | Winter | B16 | 25 | 10071 | 0 | 71.7 | 44.6 | 2 | 0
2040 | PJM_ROR_2_MISO_W | PJM_ROR | MISO_W | Internal | Winter | B17 | 100 | 10071 | 0 | 64.72 | 37.84 | 2 | 0
2040 | PJM_ROR_2_MISO_W | PJM_ROR | MISO_W | Internal | Winter | B18 | 400 | 10071 | 0 | 58.48 | 48.7 | 2 | 0
2040 | PJM_ROR_2_MISO_W | PJM_ROR | MISO_W | Internal | Winter | B19 | 700 | 10071 | 0 | 54.67 | 48.7 | 2 | 0
2040 | PJM_ROR_2_MISO_W | PJM_ROR | MISO_W | Internal | Winter | B20 | 935 | 10071 | 0 | 50.86 | 33.49 | 2 | 0
2040 | PJM_ROR_2_MISO_WUMS | PJM_ROR | MISO_WUMS | Internal | Shoulder | B11 | 25 | 1467 | 0 | 67.79 | 66.47 | 2 | 0
2040 | PJM_ROR_2_MISO_WUMS | PJM_ROR | MISO_WUMS | Internal | Shoulder | B12 | 200 | 1467 | 0 | 59.11 | 57.7 | 2 | 0
2040 | PJM_ROR_2_MISO_WUMS | PJM_ROR | MISO_WUMS | Internal | Shoulder | B13 | 600 | 1467 | 0 | 53.58 | 54.04 | 2 | 0
2040 | PJM_ROR_2_MISO_WUMS | PJM_ROR | MISO_WUMS | Internal | Shoulder | B14 | 900 | 1467 | 1302.4 | 50.44 | 52.44 | 2 | 0
2040 | PJM_ROR_2_MISO_WUMS | PJM_ROR | MISO_WUMS | Internal | Shoulder | B15 | 1203 | 1467 | 0 | 49.06 | 47.06 | 2 | 0
2040 | PJM_ROR_2_MISO_WUMS | PJM_ROR | MISO_WUMS | Internal | Summer | B1 | 10 | 1467 | 0 | 92.18 | 84.3 | 2 | 0
2040 | PJM_ROR_2_MISO_WUMS | PJM_ROR | MISO_WUMS | Internal | Summer | B2 | 25 | 1467 | 0 | 86.58 | 84.3 | 2 | 0
2040 | PJM_ROR_2_MISO_WUMS | PJM_ROR | MISO_WUMS | Internal | Summer | B3 | 75 | 1467 | 0 | 86.48 | 84.3 | 2 | 0
2040 | PJM_ROR_2_MISO_WUMS | PJM_ROR | MISO_WUMS | Internal | Summer | B4 | 100 | 1467 | 0 | 86.48 | 84.3 | 2 | 0
2040 | PJM_ROR_2_MISO_WUMS | PJM_ROR | MISO_WUMS | Internal | Summer | B5 | 200 | 1467 | 0 | 84.04 | 84.3 | 2 | 0
2040 | PJM_ROR_2_MISO_WUMS | PJM_ROR | MISO_WUMS | Internal | Summer | B6 | 300 | 1467 | 638.7 | 66.63 | 68.63 | 2 | 0
2040 | PJM_ROR_2_MISO_WUMS | PJM_ROR | MISO_WUMS | Internal | Summer | B7 | 400 | 1467 | 0 | 55.91 | 57.9 | 2 | 0
2040 | PJM_ROR_2_MISO_WUMS | PJM_ROR | MISO_WUMS | Internal | Summer | B8 | 500 | 1467 | 0 | 51.74 | 51.92 | 2 | 0
2040 | PJM_ROR_2_MISO_WUMS | PJM_ROR | MISO_WUMS | Internal | Summer | B9 | 800 | 1467 | 40.15 | 47.54 | 49.54 | 2 | 0
2040 | PJM_ROR_2_MISO_WUMS | PJM_ROR | MISO_WUMS | Internal | Summer | B10 | 1262 | 1467 | 0 | 42.69 | 41.99 | 2 | 0
2040 | PJM_ROR_2_MISO_WUMS | PJM_ROR | MISO_WUMS | Internal | Winter | B16 | 25 | 1467 | 0 | 71.7 | 69.7 | 2 | 0
2040 | PJM_ROR_2_MISO_WUMS | PJM_ROR | MISO_WUMS | Internal | Winter | B17 | 100 | 1467 | 0 | 64.72 | 62.72 | 2 | 0
2040 | PJM_ROR_2_MISO_WUMS | PJM_ROR | MISO_WUMS | Internal | Winter | B18 | 400 | 1467 | 0 | 58.48 | 57.96 | 2 | 0
2040 | PJM_ROR_2_MISO_WUMS | PJM_ROR | MISO_WUMS | Internal | Winter | B19 | 700 | 1467 | 0 | 54.67 | 56.29 | 2 | 0
2040 | PJM_ROR_2_MISO_WUMS | PJM_ROR | MISO_WUMS | Internal | Winter | B20 | 935 | 1467 | 0 | 50.86 | 47.04 | 2 | 0
2040 | PJM_ROR_2_PJM_ROM | PJM_ROR | PJM_ROM | Internal | Shoulder | B11 | 25 | 8000 | 0 | 67.79 | 66.32 | 0.01 | 0
2040 | PJM_ROR_2_PJM_ROM | PJM_ROR | PJM_ROM | Internal | Shoulder | B12 | 200 | 8000 | 0 | 59.11 | 59.09 | 0.01 | 0
2040 | PJM_ROR_2_PJM_ROM | PJM_ROR | PJM_ROM | Internal | Shoulder | B13 | 600 | 8000 | 0 | 53.58 | 53.57 | 0.01 | 0
2040 | PJM_ROR_2_PJM_ROM | PJM_ROR | PJM_ROM | Internal | Shoulder | B14 | 900 | 8000 | 0 | 50.44 | 50.43 | 0.01 | 0
2040 | PJM_ROR_2_PJM_ROM | PJM_ROR | PJM_ROM | Internal | Shoulder | B15 | 1203 | 8000 | 0 | 49.06 | 49.05 | 0.01 | 0
2040 | PJM_ROR_2_PJM_ROM | PJM_ROR | PJM_ROM | Internal | Summer | B1 | 10 | 8000 | 0 | 92.18 | 92.17 | 0.01 | 0
2040 | PJM_ROR_2_PJM_ROM | PJM_ROR | PJM_ROM | Internal | Summer | B2 | 25 | 8000 | 0 | 86.58 | 86.56 | 0.01 | 0
2040 | PJM_ROR_2_PJM_ROM | PJM_ROR | PJM_ROM | Internal | Summer | B3 | 75 | 8000 | 0 | 86.48 | 78.36 | 0.01 | 0
2040 | PJM_ROR_2_PJM_ROM | PJM_ROR | PJM_ROM | Internal | Summer | B4 | 100 | 8000 | 0 | 86.48 | 74.65 | 0.01 | 0
2040 | PJM_ROR_2_PJM_ROM | PJM_ROR | PJM_ROM | Internal | Summer | B5 | 200 | 8000 | 0 | 84.04 | 70.93 | 0.01 | 0
2040 | PJM_ROR_2_PJM_ROM | PJM_ROR | PJM_ROM | Internal | Summer | B6 | 300 | 8000 | 0 | 66.63 | 66.62 | 0.01 | 0
2040 | PJM_ROR_2_PJM_ROM | PJM_ROR | PJM_ROM | Internal | Summer | B7 | 400 | 8000 | 0 | 55.91 | 55.9 | 0.01 | 0
2040 | PJM_ROR_2_PJM_ROM | PJM_ROR | PJM_ROM | Internal | Summer | B8 | 500 | 8000 | 0 | 51.74 | 51.73 | 0.01 | 0
2040 | PJM_ROR_2_PJM_ROM | PJM_ROR | PJM_ROM | Internal | Summer | B9 | 800 | 8000 | 0 | 47.54 | 47.53 | 0.01 | 0
2040 | PJM_ROR_2_PJM_ROM | PJM_ROR | PJM_ROM | Internal | Summer | B10 | 1262 | 8000 | 0 | 42.69 | 42.67 | 0.01 | 0
2040 | PJM_ROR_2_PJM_ROM | PJM_ROR | PJM_ROM | Internal | Winter | B16 | 25 | 8000 | 0 | 71.7 | 71.69 | 0.01 | 0
2040 | PJM_ROR_2_PJM_ROM | PJM_ROR | PJM_ROM | Internal | Winter | B17 | 100 | 8000 | 1221.39 | 64.72 | 64.74 | 0.01 | 0
2040 | PJM_ROR_2_PJM_ROM | PJM_ROR | PJM_ROM | Internal | Winter | B18 | 400 | 8000 | 2207.15 | 58.48 | 58.49 | 0.01 | 0
2040 | PJM_ROR_2_PJM_ROM | PJM_ROR | PJM_ROM | Internal | Winter | B19 | 700 | 8000 | 2599.87 | 54.67 | 54.68 | 0.01 | 0
2040 | PJM_ROR_2_PJM_ROM | PJM_ROR | PJM_ROM | Internal | Winter | B20 | 935 | 8000 | 2712.9 | 50.86 | 50.87 | 0.01 | 0
2040 | PJM_ROR_2_TVA_Transmission | PJM_ROR | TVA_Transmission | Internal | Shoulder | B11 | 25 | 2500 | 735.96 | 67.79 | 73.79 | 6 | 0
2040 | PJM_ROR_2_TVA_Transmission | PJM_ROR | TVA_Transmission | Internal | Shoulder | B12 | 200 | 2500 | 0 | 59.11 | 62.53 | 6 | 0
2040 | PJM_ROR_2_TVA_Transmission | PJM_ROR | TVA_Transmission | Internal | Shoulder | B13 | 600 | 2500 | 0 | 53.58 | 58.77 | 6 | 0
2040 | PJM_ROR_2_TVA_Transmission | PJM_ROR | TVA_Transmission | Internal | Shoulder | B14 | 900 | 2500 | 0 | 50.44 | 53.58 | 6 | 0
2040 | PJM_ROR_2_TVA_Transmission | PJM_ROR | TVA_Transmission | Internal | Shoulder | B15 | 1203 | 2500 | 0 | 49.06 | 51.27 | 6 | 0
2040 | PJM_ROR_2_TVA_Transmission | PJM_ROR | TVA_Transmission | Internal | Summer | B1 | 10 | 2500 | 2499.99 | 92.18 | 98.19 | 6 | 0.01
2040 | PJM_ROR_2_TVA_Transmission | PJM_ROR | TVA_Transmission | Internal | Summer | B2 | 25 | 2500 | 2500 | 86.58 | 92.59 | 6 | 0.01
2040 | PJM_ROR_2_TVA_Transmission | PJM_ROR | TVA_Transmission | Internal | Summer | B3 | 75 | 2500 | 1385.28 | 86.48 | 92.48 | 6 | 0
2040 | PJM_ROR_2_TVA_Transmission | PJM_ROR | TVA_Transmission | Internal | Summer | B4 | 100 | 2500 | 615.01 | 86.48 | 92.48 | 6 | 0
2040 | PJM_ROR_2_TVA_Transmission | PJM_ROR | TVA_Transmission | Internal | Summer | B5 | 200 | 2500 | 1084.69 | 84.04 | 90.04 | 6 | 0
2040 | PJM_ROR_2_TVA_Transmission | PJM_ROR | TVA_Transmission | Internal | Summer | B6 | 300 | 2500 | 0 | 66.63 | 71.68 | 6 | 0
2040 | PJM_ROR_2_TVA_Transmission | PJM_ROR | TVA_Transmission | Internal | Summer | B7 | 400 | 2500 | 0 | 55.91 | 60.71 | 6 | 0
2040 | PJM_ROR_2_TVA_Transmission | PJM_ROR | TVA_Transmission | Internal | Summer | B8 | 500 | 2500 | 0 | 51.74 | 57.18 | 6 | 0
2040 | PJM_ROR_2_TVA_Transmission | PJM_ROR | TVA_Transmission | Internal | Summer | B9 | 800 | 2500 | 927.25 | 47.54 | 53.54 | 6 | 0
2040 | PJM_ROR_2_TVA_Transmission | PJM_ROR | TVA_Transmission | Internal | Summer | B10 | 1262 | 2500 | 0 | 42.69 | 46.48 | 6 | 0
2040 | PJM_ROR_2_TVA_Transmission | PJM_ROR | TVA_Transmission | Internal | Winter | B16 | 25 | 2500 | 0 | 71.7 | 74.1 | 6 | 0
2040 | PJM_ROR_2_TVA_Transmission | PJM_ROR | TVA_Transmission | Internal | Winter | B17 | 100 | 2500 | 0 | 64.72 | 63.74 | 6 | 0
2040 | PJM_ROR_2_TVA_Transmission | PJM_ROR | TVA_Transmission | Internal | Winter | B18 | 400 | 2500 | 0 | 58.48 | 56.71 | 6 | 0
2040 | PJM_ROR_2_TVA_Transmission | PJM_ROR | TVA_Transmission | Internal | Winter | B19 | 700 | 2500 | 0 | 54.67 | 56.71 | 6 | 0
2040 | PJM_ROR_2_TVA_Transmission | PJM_ROR | TVA_Transmission | Internal | Winter | B20 | 935 | 2500 | 0 | 50.86 | 49.97 | 6 | 0
2040 | PJM_ROR_2_VACAR | PJM_ROR | VACAR | Internal | Shoulder | B11 | 25 | 3865 | 3865 | 67.79 | 75.79 | 6 | 2
2040 | PJM_ROR_2_VACAR | PJM_ROR | VACAR | Internal | Shoulder | B12 | 200 | 3865 | 0 | 59.11 | 64.03 | 6 | 0
2040 | PJM_ROR_2_VACAR | PJM_ROR | VACAR | Internal | Shoulder | B13 | 600 | 3865 | 0 | 53.58 | 55.06 | 6 | 0
2040 | PJM_ROR_2_VACAR | PJM_ROR | VACAR | Internal | Shoulder | B14 | 900 | 3865 | 0 | 50.44 | 55.06 | 6 | 0
2040 | PJM_ROR_2_VACAR | PJM_ROR | VACAR | Internal | Shoulder | B15 | 1203 | 3865 | 2762.57 | 49.06 | 55.06 | 6 | 0
2040 | PJM_ROR_2_VACAR | PJM_ROR | VACAR | Internal | Summer | B1 | 10 | 3865 | 1491.94 | 92.18 | 98.18 | 6 | 0
2040 | PJM_ROR_2_VACAR | PJM_ROR | VACAR | Internal | Summer | B2 | 25 | 3865 | 3865 | 86.58 | 94.94 | 6 | 2.37
2040 | PJM_ROR_2_VACAR | PJM_ROR | VACAR | Internal | Summer | B3 | 75 | 3865 | 3865 | 86.48 | 94.94 | 6 | 2.47
2040 | PJM_ROR_2_VACAR | PJM_ROR | VACAR | Internal | Summer | B4 | 100 | 3865 | 3865 | 86.48 | 92.69 | 6 | 0.22
2040 | PJM_ROR_2_VACAR | PJM_ROR | VACAR | Internal | Summer | B5 | 200 | 3865 | 2898.5 | 84.04 | 90.04 | 6 | 0
2040 | PJM_ROR_2_VACAR | PJM_ROR | VACAR | Internal | Summer | B6 | 300 | 3865 | 1744.4 | 66.63 | 72.63 | 6 | 0
2040 | PJM_ROR_2_VACAR | PJM_ROR | VACAR | Internal | Summer | B7 | 400 | 3865 | 0 | 55.91 | 60.89 | 6 | 0
2040 | PJM_ROR_2_VACAR | PJM_ROR | VACAR | Internal | Summer | B8 | 500 | 3865 | 0 | 51.74 | 53.05 | 6 | 0
2040 | PJM_ROR_2_VACAR | PJM_ROR | VACAR | Internal | Summer | B9 | 800 | 3865 | 0 | 47.54 | 52.69 | 6 | 0
2040 | PJM_ROR_2_VACAR | PJM_ROR | VACAR | Internal | Summer | B10 | 1262 | 3865 | 3865 | 42.69 | 52.69 | 6 | 4.01
2040 | PJM_ROR_2_VACAR | PJM_ROR | VACAR | Internal | Winter | B16 | 25 | 3865 | 3865 | 71.7 | 88.65 | 6 | 10.95
2040 | PJM_ROR_2_VACAR | PJM_ROR | VACAR | Internal | Winter | B17 | 100 | 3865 | 1827.13 | 64.72 | 70.72 | 6 | 0
2040 | PJM_ROR_2_VACAR | PJM_ROR | VACAR | Internal | Winter | B18 | 400 | 3865 | 0 | 58.48 | 60.67 | 6 | 0
2040 | PJM_ROR_2_VACAR | PJM_ROR | VACAR | Internal | Winter | B19 | 700 | 3865 | 2158.79 | 54.67 | 60.67 | 6 | 0
2040 | PJM_ROR_2_VACAR | PJM_ROR | VACAR | Internal | Winter | B20 | 935 | 3865 | 3865 | 50.86 | 60.67 | 6 | 3.81
2040 | PJM_ROM_2_NYISO_A-F | PJM_ROM | NYISO_A-F | Internal | Shoulder | B11 | 25 | 2000 | 0 | 66.32 | 58.3 | 6 | 0
2040 | PJM_ROM_2_NYISO_A-F | PJM_ROM | NYISO_A-F | Internal | Shoulder | B12 | 200 | 2000 | 0 | 59.09 | 51.09 | 6 | 0
2040 | PJM_ROM_2_NYISO_A-F | PJM_ROM | NYISO_A-F | Internal | Shoulder | B13 | 600 | 2000 | 0 | 53.57 | 49.02 | 6 | 0
2040 | PJM_ROM_2_NYISO_A-F | PJM_ROM | NYISO_A-F | Internal | Shoulder | B14 | 900 | 2000 | 0 | 50.43 | 48.22 | 6 | 0
2040 | PJM_ROM_2_NYISO_A-F | PJM_ROM | NYISO_A-F | Internal | Shoulder | B15 | 1203 | 2000 | 0 | 49.05 | 48.22 | 6 | 0
2040 | PJM_ROM_2_NYISO_A-F | PJM_ROM | NYISO_A-F | Internal | Summer | B1 | 10 | 2000 | 0 | 92.17 | 84.16 | 6 | 0
2040 | PJM_ROM_2_NYISO_A-F | PJM_ROM | NYISO_A-F | Internal | Summer | B2 | 25 | 2000 | 0 | 86.56 | 78.55 | 6 | 0
2040 | PJM_ROM_2_NYISO_A-F | PJM_ROM | NYISO_A-F | Internal | Summer | B3 | 75 | 2000 | 0 | 78.36 | 70.35 | 6 | 0
2040 | PJM_ROM_2_NYISO_A-F | PJM_ROM | NYISO_A-F | Internal | Summer | B4 | 100 | 2000 | 0 | 74.65 | 66.65 | 6 | 0
2040 | PJM_ROM_2_NYISO_A-F | PJM_ROM | NYISO_A-F | Internal | Summer | B5 | 200 | 2000 | 0 | 70.93 | 62.92 | 6 | 0
2040 | PJM_ROM_2_NYISO_A-F | PJM_ROM | NYISO_A-F | Internal | Summer | B6 | 300 | 2000 | 0 | 66.62 | 58.62 | 6 | 0
2040 | PJM_ROM_2_NYISO_A-F | PJM_ROM | NYISO_A-F | Internal | Summer | B7 | 400 | 2000 | 0 | 55.9 | 52.37 | 6 | 0
2040 | PJM_ROM_2_NYISO_A-F | PJM_ROM | NYISO_A-F | Internal | Summer | B8 | 500 | 2000 | 0 | 51.73 | 47.73 | 6 | 0
2040 | PJM_ROM_2_NYISO_A-F | PJM_ROM | NYISO_A-F | Internal | Summer | B9 | 800 | 2000 | 0 | 47.53 | 45.04 | 6 | 0
2040 | PJM_ROM_2_NYISO_A-F | PJM_ROM | NYISO_A-F | Internal | Summer | B10 | 1262 | 2000 | 0 | 42.67 | 45.04 | 6 | 0
2040 | PJM_ROM_2_NYISO_A-F | PJM_ROM | NYISO_A-F | Internal | Winter | B16 | 25 | 2000 | 0 | 71.69 | 63.69 | 6 | 0
2040 | PJM_ROM_2_NYISO_A-F | PJM_ROM | NYISO_A-F | Internal | Winter | B17 | 100 | 2000 | 0 | 64.74 | 60.11 | 6 | 0
2040 | PJM_ROM_2_NYISO_A-F | PJM_ROM | NYISO_A-F | Internal | Winter | B18 | 400 | 2000 | 0 | 58.49 | 56.87 | 6 | 0
2040 | PJM_ROM_2_NYISO_A-F | PJM_ROM | NYISO_A-F | Internal | Winter | B19 | 700 | 2000 | 0 | 54.68 | 56.87 | 6 | 0
2040 | PJM_ROM_2_NYISO_A-F | PJM_ROM | NYISO_A-F | Internal | Winter | B20 | 935 | 2000 | 357.97 | 50.87 | 56.87 | 6 | 0
2040 | PJM_ROM_2_PJM_E | PJM_ROM | PJM_E | Internal | Shoulder | B11 | 25 | 8000 | 0 | 66.32 | 66.31 | 0.01 | 0
2040 | PJM_ROM_2_PJM_E | PJM_ROM | PJM_E | Internal | Shoulder | B12 | 200 | 8000 | 170.71 | 59.09 | 59.11 | 0.01 | 0
2040 | PJM_ROM_2_PJM_E | PJM_ROM | PJM_E | Internal | Shoulder | B13 | 600 | 8000 | 0 | 53.57 | 53.56 | 0.01 | 0
2040 | PJM_ROM_2_PJM_E | PJM_ROM | PJM_E | Internal | Shoulder | B14 | 900 | 8000 | 923.67 | 50.43 | 50.44 | 0.01 | 0
2040 | PJM_ROM_2_PJM_E | PJM_ROM | PJM_E | Internal | Shoulder | B15 | 1203 | 8000 | 2241.58 | 49.05 | 49.06 | 0.01 | 0
2040 | PJM_ROM_2_PJM_E | PJM_ROM | PJM_E | Internal | Summer | B1 | 10 | 8000 | 4954.4 | 92.17 | 92.18 | 0.01 | 0
2040 | PJM_ROM_2_PJM_E | PJM_ROM | PJM_E | Internal | Summer | B2 | 25 | 8000 | 4309.41 | 86.56 | 86.58 | 0.01 | 0
2040 | PJM_ROM_2_PJM_E | PJM_ROM | PJM_E | Internal | Summer | B3 | 75 | 8000 | 1385.65 | 78.36 | 78.37 | 0.01 | 0
2040 | PJM_ROM_2_PJM_E | PJM_ROM | PJM_E | Internal | Summer | B4 | 100 | 8000 | 1621.56 | 74.65 | 74.66 | 0.01 | 0
2040 | PJM_ROM_2_PJM_E | PJM_ROM | PJM_E | Internal | Summer | B5 | 200 | 8000 | 2432.51 | 70.93 | 70.94 | 0.01 | 0
2040 | PJM_ROM_2_PJM_E | PJM_ROM | PJM_E | Internal | Summer | B6 | 300 | 8000 | 2875.27 | 66.62 | 66.63 | 0.01 | 0
2040 | PJM_ROM_2_PJM_E | PJM_ROM | PJM_E | Internal | Summer | B7 | 400 | 8000 | 2079.08 | 55.9 | 55.91 | 0.01 | 0
2040 | PJM_ROM_2_PJM_E | PJM_ROM | PJM_E | Internal | Summer | B8 | 500 | 8000 | 714.15 | 51.73 | 51.74 | 0.01 | 0
2040 | PJM_ROM_2_PJM_E | PJM_ROM | PJM_E | Internal | Summer | B9 | 800 | 8000 | 1734.03 | 47.53 | 47.54 | 0.01 | 0
2040 | PJM_ROM_2_PJM_E | PJM_ROM | PJM_E | Internal | Summer | B10 | 1262 | 8000 | 6308.59 | 42.67 | 42.69 | 0.01 | 0
2040 | PJM_ROM_2_PJM_E | PJM_ROM | PJM_E | Internal | Winter | B16 | 25 | 8000 | 2781.44 | 71.69 | 71.7 | 0.01 | 0
2040 | PJM_ROM_2_PJM_E | PJM_ROM | PJM_E | Internal | Winter | B17 | 100 | 8000 | 3114.97 | 64.74 | 64.75 | 0.01 | 0
2040 | PJM_ROM_2_PJM_E | PJM_ROM | PJM_E | Internal | Winter | B18 | 400 | 8000 | 4549.53 | 58.49 | 58.5 | 0.01 | 0
2040 | PJM_ROM_2_PJM_E | PJM_ROM | PJM_E | Internal | Winter | B19 | 700 | 8000 | 5753.21 | 54.68 | 54.69 | 0.01 | 0
2040 | PJM_ROM_2_PJM_E | PJM_ROM | PJM_E | Internal | Winter | B20 | 935 | 8000 | 6470.21 | 50.87 | 50.88 | 0.01 | 0
2040 | PJM_ROM_2_PJM_ROR | PJM_ROM | PJM_ROR | Internal | Shoulder | B11 | 25 | 8000 | 8000 | 66.32 | 67.79 | 0.01 | 1.46
2040 | PJM_ROM_2_PJM_ROR | PJM_ROM | PJM_ROR | Internal | Shoulder | B12 | 200 | 8000 | 6083.64 | 59.09 | 59.11 | 0.01 | 0
2040 | PJM_ROM_2_PJM_ROR | PJM_ROM | PJM_ROR | Internal | Shoulder | B13 | 600 | 8000 | 7469.19 | 53.57 | 53.58 | 0.01 | 0
2040 | PJM_ROM_2_PJM_ROR | PJM_ROM | PJM_ROR | Internal | Shoulder | B14 | 900 | 8000 | 5160.15 | 50.43 | 50.44 | 0.01 | 0
2040 | PJM_ROM_2_PJM_ROR | PJM_ROM | PJM_ROR | Internal | Shoulder | B15 | 1203 | 8000 | 6791.18 | 49.05 | 49.06 | 0.01 | 0
2040 | PJM_ROM_2_PJM_ROR | PJM_ROM | PJM_ROR | Internal | Summer | B1 | 10 | 8000 | 2326.22 | 92.17 | 92.18 | 0.01 | 0
2040 | PJM_ROM_2_PJM_ROR | PJM_ROM | PJM_ROR | Internal | Summer | B2 | 25 | 8000 | 3554.03 | 86.56 | 86.58 | 0.01 | 0
2040 | PJM_ROM_2_PJM_ROR | PJM_ROM | PJM_ROR | Internal | Summer | B3 | 75 | 8000 | 8000 | 78.36 | 86.48 | 0.01 | 8.1
2040 | PJM_ROM_2_PJM_ROR | PJM_ROM | PJM_ROR | Internal | Summer | B4 | 100 | 8000 | 8000 | 74.65 | 86.48 | 0.01 | 11.82
2040 | PJM_ROM_2_PJM_ROR | PJM_ROM | PJM_ROR | Internal | Summer | B5 | 200 | 8000 | 8000 | 70.93 | 84.04 | 0.01 | 13.1
2040 | PJM_ROM_2_PJM_ROR | PJM_ROM | PJM_ROR | Internal | Summer | B6 | 300 | 8000 | 7872.36 | 66.62 | 66.63 | 0.01 | 0
2040 | PJM_ROM_2_PJM_ROR | PJM_ROM | PJM_ROR | Internal | Summer | B7 | 400 | 8000 | 4913.87 | 55.9 | 55.91 | 0.01 | 0
2040 | PJM_ROM_2_PJM_ROR | PJM_ROM | PJM_ROR | Internal | Summer | B8 | 500 | 8000 | 6739.58 | 51.73 | 51.74 | 0.01 | 0
2040 | PJM_ROM_2_PJM_ROR | PJM_ROM | PJM_ROR | Internal | Summer | B9 | 800 | 8000 | 6214.12 | 47.53 | 47.54 | 0.01 | 0
2040 | PJM_ROM_2_PJM_ROR | PJM_ROM | PJM_ROR | Internal | Summer | B10 | 1262 | 8000 | 1529.51 | 42.67 | 42.69 | 0.01 | 0
2040 | PJM_ROM_2_PJM_ROR | PJM_ROM | PJM_ROR | Internal | Winter | B16 | 25 | 8000 | 376.18 | 71.69 | 71.7 | 0.01 | 0
2040 | PJM_ROM_2_PJM_ROR | PJM_ROM | PJM_ROR | Internal | Winter | B17 | 100 | 8000 | 0 | 64.74 | 64.72 | 0.01 | 0
2040 | PJM_ROM_2_PJM_ROR | PJM_ROM | PJM_ROR | Internal | Winter | B18 | 400 | 8000 | 0 | 58.49 | 58.48 | 0.01 | 0
2040 | PJM_ROM_2_PJM_ROR | PJM_ROM | PJM_ROR | Internal | Winter | B19 | 700 | 8000 | 0 | 54.68 | 54.67 | 0.01 | 0
2040 | PJM_ROM_2_PJM_ROR | PJM_ROM | PJM_ROR | Internal | Winter | B20 | 935 | 8000 | 0 | 50.87 | 50.86 | 0.01 | 0
2040 | SOCO_2_FRCC | SOCO | FRCC | Internal | Shoulder | B11 | 25 | 3700 | 3423.43 | 82.79 | 92.79 | 10 | 0
2040 | SOCO_2_FRCC | SOCO | FRCC | Internal | Shoulder | B12 | 200 | 3700 | 0 | 59.7 | 67.67 | 10 | 0
2040 | SOCO_2_FRCC | SOCO | FRCC | Internal | Shoulder | B13 | 600 | 3700 | 0 | 59.58 | 65.99 | 10 | 0
2040 | SOCO_2_FRCC | SOCO | FRCC | Internal | Shoulder | B14 | 900 | 3700 | 0 | 59.58 | 64.57 | 10 | 0
2040 | SOCO_2_FRCC | SOCO | FRCC | Internal | Shoulder | B15 | 1203 | 3700 | 0 | 59.58 | 64.57 | 10 | 0
2040 | SOCO_2_FRCC | SOCO | FRCC | Internal | Summer | B1 | 10 | 3700 | 1075.19 | 98.84 | 108.84 | 10 | 0
2040 | SOCO_2_FRCC | SOCO | FRCC | Internal | Summer | B2 | 25 | 3700 | 0 | 96.91 | 103.65 | 10 | 0
2040 | SOCO_2_FRCC | SOCO | FRCC | Internal | Summer | B3 | 75 | 3700 | 0 | 96.91 | 103.65 | 10 | 0
2040 | SOCO_2_FRCC | SOCO | FRCC | Internal | Summer | B4 | 100 | 3700 | 0 | 96.91 | 103.65 | 10 | 0
2040 | SOCO_2_FRCC | SOCO | FRCC | Internal | Summer | B5 | 200 | 3700 | 0 | 96.91 | 101.43 | 10 | 0
2040 | SOCO_2_FRCC | SOCO | FRCC | Internal | Summer | B6 | 300 | 3700 | 2288.36 | 79.63 | 89.63 | 10 | 0
2040 | SOCO_2_FRCC | SOCO | FRCC | Internal | Summer | B7 | 400 | 3700 | 0 | 67.89 | 75.33 | 10 | 0
2040 | SOCO_2_FRCC | SOCO | FRCC | Internal | Summer | B8 | 500 | 3700 | 0 | 60.05 | 66.06 | 10 | 0
2040 | SOCO_2_FRCC | SOCO | FRCC | Internal | Summer | B9 | 800 | 3700 | 0 | 57.95 | 63.32 | 10 | 0
2040 | SOCO_2_FRCC | SOCO | FRCC | Internal | Summer | B10 | 1262 | 3700 | 919.32 | 53.32 | 63.32 | 10 | 0
2040 | SOCO_2_FRCC | SOCO | FRCC | Internal | Winter | B16 | 25 | 3700 | 689.68 | 81.23 | 91.23 | 10 | 0
2040 | SOCO_2_FRCC | SOCO | FRCC | Internal | Winter | B17 | 100 | 3700 | 0 | 63.4 | 70.67 | 10 | 0
2040 | SOCO_2_FRCC | SOCO | FRCC | Internal | Winter | B18 | 400 | 3700 | 0 | 63.4 | 67.73 | 10 | 0
2040 | SOCO_2_FRCC | SOCO | FRCC | Internal | Winter | B19 | 700 | 3700 | 0 | 63.4 | 67.73 | 10 | 0
2040 | SOCO_2_FRCC | SOCO | FRCC | Internal | Winter | B20 | 935 | 3700 | 0 | 57.96 | 67.73 | 10 | 0
2040 | SPP_N_2_ENT | SPP_N | ENT | Internal | Shoulder | B11 | 25 | 9240 | 1039.08 | 60.8 | 65.8 | 5 | 0
2040 | SPP_N_2_ENT | SPP_N | ENT | Internal | Shoulder | B12 | 200 | 9240 | 7559.97 | 52.12 | 57.12 | 5 | 0
2040 | SPP_N_2_ENT | SPP_N | ENT | Internal | Shoulder | B13 | 600 | 9240 | 6984.74 | 46.58 | 51.58 | 5 | 0
2040 | SPP_N_2_ENT | SPP_N | ENT | Internal | Shoulder | B14 | 900 | 9240 | 9240 | 31.2 | 45.58 | 5 | 9.37
2040 | SPP_N_2_ENT | SPP_N | ENT | Internal | Shoulder | B15 | 1203 | 9240 | 9240 | 22.72 | 41.88 | 5 | 14.15
2040 | SPP_N_2_ENT | SPP_N | ENT | Internal | Summer | B1 | 10 | 9240 | 207.76 | 85.19 | 90.19 | 5 | 0
2040 | SPP_N_2_ENT | SPP_N | ENT | Internal | Summer | B2 | 25 | 9240 | 1668.2 | 79.59 | 84.59 | 5 | 0
2040 | SPP_N_2_ENT | SPP_N | ENT | Internal | Summer | B3 | 75 | 9240 | 0 | 83.2 | 88.19 | 5 | 0
2040 | SPP_N_2_ENT | SPP_N | ENT | Internal | Summer | B4 | 100 | 9240 | 0 | 80.26 | 85.25 | 5 | 0
2040 | SPP_N_2_ENT | SPP_N | ENT | Internal | Summer | B5 | 200 | 9240 | 1944.33 | 79.58 | 84.58 | 5 | 0
2040 | SPP_N_2_ENT | SPP_N | ENT | Internal | Summer | B6 | 300 | 9240 | 5467.47 | 63.63 | 68.63 | 5 | 0
2040 | SPP_N_2_ENT | SPP_N | ENT | Internal | Summer | B7 | 400 | 9240 | 4483.7 | 54.89 | 59.89 | 5 | 0
2040 | SPP_N_2_ENT | SPP_N | ENT | Internal | Summer | B8 | 500 | 9240 | 8531.47 | 50.17 | 55.17 | 5 | 0
2040 | SPP_N_2_ENT | SPP_N | ENT | Internal | Summer | B9 | 800 | 9240 | 9240 | 44.94 | 49.95 | 5 | 0.01
2040 | SPP_N_2_ENT | SPP_N | ENT | Internal | Summer | B10 | 1262 | 9240 | 9240 | 33.48 | 38.5 | 5 | 0.01
2040 | SPP_N_2_ENT | SPP_N | ENT | Internal | Winter | B16 | 25 | 9240 | 9240 | 39.6 | 61.29 | 5 | 16.69
2040 | SPP_N_2_ENT | SPP_N | ENT | Internal | Winter | B17 | 100 | 9240 | 9240 | 32.47 | 55.4 | 5 | 17.93
2040 | SPP_N_2_ENT | SPP_N | ENT | Internal | Winter | B18 | 400 | 9240 | 9240 | 43.7 | 48.71 | 5 | 0.01
2040 | SPP_N_2_ENT | SPP_N | ENT | Internal | Winter | B19 | 700 | 9240 | 9240 | 39.6 | 48.71 | 5 | 4.11
2040 | SPP_N_2_ENT | SPP_N | ENT | Internal | Winter | B20 | 935 | 9240 | 9240 | 26.5 | 41.97 | 5 | 10.47
2040 | SPP_N_2_MISO_MO-IL | SPP_N | MISO_MO-IL | Internal | Shoulder | B11 | 25 | 2263 | 2008.76 | 60.8 | 65.8 | 5 | 0
2040 | SPP_N_2_MISO_MO-IL | SPP_N | MISO_MO-IL | Internal | Shoulder | B12 | 200 | 2263 | 1403.84 | 52.12 | 57.12 | 5 | 0
2040 | SPP_N_2_MISO_MO-IL | SPP_N | MISO_MO-IL | Internal | Shoulder | B13 | 600 | 2263 | 1725.38 | 46.58 | 51.58 | 5 | 0
2040 | SPP_N_2_MISO_MO-IL | SPP_N | MISO_MO-IL | Internal | Shoulder | B14 | 900 | 2263 | 2263 | 31.2 | 45.58 | 5 | 9.37
2040 | SPP_N_2_MISO_MO-IL | SPP_N | MISO_MO-IL | Internal | Shoulder | B15 | 1203 | 2263 | 2263 | 22.72 | 42.43 | 5 | 14.71
2040 | SPP_N_2_MISO_MO-IL | SPP_N | MISO_MO-IL | Internal | Summer | B1 | 10 | 2263 | 1816.45 | 85.19 | 90.19 | 5 | 0
2040 | SPP_N_2_MISO_MO-IL | SPP_N | MISO_MO-IL | Internal | Summer | B2 | 25 | 2263 | 2263 | 79.59 | 88.2 | 5 | 3.61
2040 | SPP_N_2_MISO_MO-IL | SPP_N | MISO_MO-IL | Internal | Summer | B3 | 75 | 2263 | 1540.51 | 83.2 | 88.2 | 5 | 0
2040 | SPP_N_2_MISO_MO-IL | SPP_N | MISO_MO-IL | Internal | Summer | B4 | 100 | 2263 | 2263 | 80.26 | 85.55 | 5 | 0.29
2040 | SPP_N_2_MISO_MO-IL | SPP_N | MISO_MO-IL | Internal | Summer | B5 | 200 | 2263 | 1984.91 | 79.58 | 84.58 | 5 | 0
2040 | SPP_N_2_MISO_MO-IL | SPP_N | MISO_MO-IL | Internal | Summer | B6 | 300 | 2263 | 863.47 | 63.63 | 68.63 | 5 | 0
2040 | SPP_N_2_MISO_MO-IL | SPP_N | MISO_MO-IL | Internal | Summer | B7 | 400 | 2263 | 0 | 54.89 | 57.9 | 5 | 0
2040 | SPP_N_2_MISO_MO-IL | SPP_N | MISO_MO-IL | Internal | Summer | B8 | 500 | 2263 | 0 | 50.17 | 49.75 | 5 | 0
2040 | SPP_N_2_MISO_MO-IL | SPP_N | MISO_MO-IL | Internal | Summer | B9 | 800 | 2263 | 0 | 44.94 | 45.55 | 5 | 0
2040 | SPP_N_2_MISO_MO-IL | SPP_N | MISO_MO-IL | Internal | Summer | B10 | 1262 | 2263 | 2136.65 | 33.48 | 38.48 | 5 | 0
2040 | SPP_N_2_MISO_MO-IL | SPP_N | MISO_MO-IL | Internal | Winter | B16 | 25 | 2263 | 2263 | 39.6 | 69.29 | 5 | 24.69
2040 | SPP_N_2_MISO_MO-IL | SPP_N | MISO_MO-IL | Internal | Winter | B17 | 100 | 2263 | 2263 | 32.47 | 58.33 | 5 | 20.87
2040 | SPP_N_2_MISO_MO-IL | SPP_N | MISO_MO-IL | Internal | Winter | B18 | 400 | 2263 | 2263 | 43.7 | 48.71 | 5 | 0.01
2040 | SPP_N_2_MISO_MO-IL | SPP_N | MISO_MO-IL | Internal | Winter | B19 | 700 | 2263 | 2263 | 39.6 | 48.71 | 5 | 4.11
2040 | SPP_N_2_MISO_MO-IL | SPP_N | MISO_MO-IL | Internal | Winter | B20 | 935 | 2263 | 2263 | 26.5 | 41.97 | 5 | 10.47
2040 | SPP_N_2_MISO_W | SPP_N | MISO_W | Internal | Shoulder | B11 | 25 | 750 | 0 | 60.8 | 65.79 | 5 | 0
2040 | SPP_N_2_MISO_W | SPP_N | MISO_W | Internal | Shoulder | B12 | 200 | 750 | 0 | 52.12 | 57.11 | 5 | 0
2040 | SPP_N_2_MISO_W | SPP_N | MISO_W | Internal | Shoulder | B13 | 600 | 750 | 0 | 46.58 | 51.57 | 5 | 0
2040 | SPP_N_2_MISO_W | SPP_N | MISO_W | Internal | Shoulder | B14 | 900 | 750 | 750 | 31.2 | 41.69 | 5 | 5.49
2040 | SPP_N_2_MISO_W | SPP_N | MISO_W | Internal | Shoulder | B15 | 1203 | 750 | 750 | 22.72 | 33.39 | 5 | 5.67
2040 | SPP_N_2_MISO_W | SPP_N | MISO_W | Internal | Summer | B1 | 10 | 750 | 0 | 85.19 | 90.18 | 5 | 0
2040 | SPP_N_2_MISO_W | SPP_N | MISO_W | Internal | Summer | B2 | 25 | 750 | 0 | 79.59 | 84.58 | 5 | 0
2040 | SPP_N_2_MISO_W | SPP_N | MISO_W | Internal | Summer | B3 | 75 | 750 | 0 | 83.2 | 88.19 | 5 | 0
2040 | SPP_N_2_MISO_W | SPP_N | MISO_W | Internal | Summer | B4 | 100 | 750 | 0 | 80.26 | 85.25 | 5 | 0
2040 | SPP_N_2_MISO_W | SPP_N | MISO_W | Internal | Summer | B5 | 200 | 750 | 0 | 79.58 | 84.56 | 5 | 0
2040 | SPP_N_2_MISO_W | SPP_N | MISO_W | Internal | Summer | B6 | 300 | 750 | 0 | 63.63 | 68.62 | 5 | 0
2040 | SPP_N_2_MISO_W | SPP_N | MISO_W | Internal | Summer | B7 | 400 | 750 | 0 | 54.89 | 57.89 | 5 | 0
2040 | SPP_N_2_MISO_W | SPP_N | MISO_W | Internal | Summer | B8 | 500 | 750 | 0 | 50.17 | 49.74 | 5 | 0
2040 | SPP_N_2_MISO_W | SPP_N | MISO_W | Internal | Summer | B9 | 800 | 750 | 0 | 44.94 | 45.54 | 5 | 0
2040 | SPP_N_2_MISO_W | SPP_N | MISO_W | Internal | Summer | B10 | 1262 | 750 | 0 | 33.48 | 38.47 | 5 | 0
2040 | SPP_N_2_MISO_W | SPP_N | MISO_W | Internal | Winter | B16 | 25 | 750 | 649.34 | 39.6 | 44.6 | 5 | 0
2040 | SPP_N_2_MISO_W | SPP_N | MISO_W | Internal | Winter | B17 | 100 | 750 | 750 | 32.47 | 37.84 | 5 | 0.37
2040 | SPP_N_2_MISO_W | SPP_N | MISO_W | Internal | Winter | B18 | 400 | 750 | 27.54 | 43.7 | 48.7 | 5 | 0
2040 | SPP_N_2_MISO_W | SPP_N | MISO_W | Internal | Winter | B19 | 700 | 750 | 750 | 39.6 | 48.7 | 5 | 4.1
2040 | SPP_N_2_MISO_W | SPP_N | MISO_W | Internal | Winter | B20 | 935 | 750 | 750 | 26.5 | 33.49 | 5 | 1.99
2040 | SPP_N_2_NE | SPP_N | NE | Internal | Shoulder | B11 | 25 | 11328 | 0 | 60.8 | 60.79 | 0.01 | 0
2040 | SPP_N_2_NE | SPP_N | NE | Internal | Shoulder | B12 | 200 | 11328 | 0 | 52.12 | 52.11 | 0.01 | 0
2040 | SPP_N_2_NE | SPP_N | NE | Internal | Shoulder | B13 | 600 | 11328 | 0 | 46.58 | 46.57 | 0.01 | 0
2040 | SPP_N_2_NE | SPP_N | NE | Internal | Shoulder | B14 | 900 | 11328 | 0 | 31.2 | 31.19 | 0.01 | 0
2040 | SPP_N_2_NE | SPP_N | NE | Internal | Shoulder | B15 | 1203 | 11328 | 0 | 22.72 | 22.71 | 0.01 | 0
2040 | SPP_N_2_NE | SPP_N | NE | Internal | Summer | B1 | 10 | 11328 | 0 | 85.19 | 85.18 | 0.01 | 0
2040 | SPP_N_2_NE | SPP_N | NE | Internal | Summer | B2 | 25 | 11328 | 0 | 79.59 | 79.58 | 0.01 | 0
2040 | SPP_N_2_NE | SPP_N | NE | Internal | Summer | B3 | 75 | 11328 | 0 | 83.2 | 83.19 | 0.01 | 0
2040 | SPP_N_2_NE | SPP_N | NE | Internal | Summer | B4 | 100 | 11328 | 0 | 80.26 | 80.25 | 0.01 | 0
2040 | SPP_N_2_NE | SPP_N | NE | Internal | Summer | B5 | 200 | 11328 | 0 | 79.58 | 79.56 | 0.01 | 0
2040 | SPP_N_2_NE | SPP_N | NE | Internal | Summer | B6 | 300 | 11328 | 0 | 63.63 | 63.62 | 0.01 | 0
2040 | SPP_N_2_NE | SPP_N | NE | Internal | Summer | B7 | 400 | 11328 | 0 | 54.89 | 52.89 | 0.01 | 0
2040 | SPP_N_2_NE | SPP_N | NE | Internal | Summer | B8 | 500 | 11328 | 0 | 50.17 | 44.74 | 0.01 | 0
2040 | SPP_N_2_NE | SPP_N | NE | Internal | Summer | B9 | 800 | 11328 | 0 | 44.94 | 40.54 | 0.01 | 0
2040 | SPP_N_2_NE | SPP_N | NE | Internal | Summer | B10 | 1262 | 11328 | 0 | 33.48 | 33.47 | 0.01 | 0
2040 | SPP_N_2_NE | SPP_N | NE | Internal | Winter | B16 | 25 | 11328 | 0 | 39.6 | -30.44 | 0.01 | 0
2040 | SPP_N_2_NE | SPP_N | NE | Internal | Winter | B17 | 100 | 11328 | 0 | 32.47 | 25.84 | 0.01 | 0
2040 | SPP_N_2_NE | SPP_N | NE | Internal | Winter | B18 | 400 | 11328 | 0 | 43.7 | 43.69 | 0.01 | 0
2040 | SPP_N_2_NE | SPP_N | NE | Internal | Winter | B19 | 700 | 11328 | 0 | 39.6 | 39.59 | 0.01 | 0
2040 | SPP_N_2_NE | SPP_N | NE | Internal | Winter | B20 | 935 | 11328 | 0 | 26.5 | 26.49 | 0.01 | 0
2040 | SPP_N_2_SPP_S | SPP_N | SPP_S | Internal | Shoulder | B11 | 25 | 5571 | 0 | 60.8 | 60.79 | 0.01 | 0
2040 | SPP_N_2_SPP_S | SPP_N | SPP_S | Internal | Shoulder | B12 | 200 | 5571 | 0 | 52.12 | 52.12 | 0.01 | 0
2040 | SPP_N_2_SPP_S | SPP_N | SPP_S | Internal | Shoulder | B13 | 600 | 5571 | 0 | 46.58 | 46.58 | 0.01 | 0
2040 | SPP_N_2_SPP_S | SPP_N | SPP_S | Internal | Shoulder | B14 | 900 | 5571 | 0 | 31.2 | 31.19 | 0.01 | 0
2040 | SPP_N_2_SPP_S | SPP_N | SPP_S | Internal | Shoulder | B15 | 1203 | 5571 | 0 | 22.72 | 21.94 | 0.01 | 0
2040 | SPP_N_2_SPP_S | SPP_N | SPP_S | Internal | Summer | B1 | 10 | 5571 | 0 | 85.19 | 55.02 | 0.01 | 0
2040 | SPP_N_2_SPP_S | SPP_N | SPP_S | Internal | Summer | B2 | 25 | 5571 | 0 | 79.59 | 79.58 | 0.01 | 0
2040 | SPP_N_2_SPP_S | SPP_N | SPP_S | Internal | Summer | B3 | 75 | 5571 | 0 | 83.2 | 83.19 | 0.01 | 0
2040 | SPP_N_2_SPP_S | SPP_N | SPP_S | Internal | Summer | B4 | 100 | 5571 | 0 | 80.26 | 80.25 | 0.01 | 0
2040 | SPP_N_2_SPP_S | SPP_N | SPP_S | Internal | Summer | B5 | 200 | 5571 | 0 | 79.58 | 79.58 | 0.01 | 0
2040 | SPP_N_2_SPP_S | SPP_N | SPP_S | Internal | Summer | B6 | 300 | 5571 | 0 | 63.63 | 63.63 | 0.01 | 0
2040 | SPP_N_2_SPP_S | SPP_N | SPP_S | Internal | Summer | B7 | 400 | 5571 | 5276.36 | 54.89 | 54.9 | 0.01 | 0
2040 | SPP_N_2_SPP_S | SPP_N | SPP_S | Internal | Summer | B8 | 500 | 5571 | 3392.39 | 50.17 | 50.19 | 0.01 | 0
2040 | SPP_N_2_SPP_S | SPP_N | SPP_S | Internal | Summer | B9 | 800 | 5571 | 4417.71 | 44.94 | 44.95 | 0.01 | 0
2040 | SPP_N_2_SPP_S | SPP_N | SPP_S | Internal | Summer | B10 | 1262 | 5571 | 2169.18 | 33.48 | 33.5 | 0.01 | 0
2040 | SPP_N_2_SPP_S | SPP_N | SPP_S | Internal | Winter | B16 | 25 | 5571 | 1227.82 | 39.6 | 39.61 | 0.01 | 0
2040 | SPP_N_2_SPP_S | SPP_N | SPP_S | Internal | Winter | B17 | 100 | 5571 | 2578.85 | 32.47 | 32.48 | 0.01 | 0
2040 | SPP_N_2_SPP_S | SPP_N | SPP_S | Internal | Winter | B18 | 400 | 5571 | 1664.71 | 43.7 | 43.71 | 0.01 | 0
2040 | SPP_N_2_SPP_S | SPP_N | SPP_S | Internal | Winter | B19 | 700 | 5571 | 122.57 | 39.6 | 39.61 | 0.01 | 0
2040 | SPP_N_2_SPP_S | SPP_N | SPP_S | Internal | Winter | B20 | 935 | 5571 | 956.16 | 26.5 | 26.51 | 0.01 | 0
2040 | SPP_S_2_ENT | SPP_S | ENT | Internal | Shoulder | B11 | 25 | 5132 | 5132 | 60.79 | 65.8 | 5 | 0.01
2040 | SPP_S_2_ENT | SPP_S | ENT | Internal | Shoulder | B12 | 200 | 5132 | 4286.2 | 52.12 | 57.12 | 5 | 0
2040 | SPP_S_2_ENT | SPP_S | ENT | Internal | Shoulder | B13 | 600 | 5132 | 4484.95 | 46.58 | 51.58 | 5 | 0
2040 | SPP_S_2_ENT | SPP_S | ENT | Internal | Shoulder | B14 | 900 | 5132 | 5132 | 31.19 | 45.58 | 5 | 9.39
2040 | SPP_S_2_ENT | SPP_S | ENT | Internal | Shoulder | B15 | 1203 | 5132 | 5132 | 21.94 | 41.88 | 5 | 14.94
2040 | SPP_S_2_ENT | SPP_S | ENT | Internal | Summer | B1 | 10 | 5132 | 5132 | 55.02 | 90.19 | 5 | 30.17
2040 | SPP_S_2_ENT | SPP_S | ENT | Internal | Summer | B2 | 25 | 5132 | 5132 | 79.58 | 84.59 | 5 | 0.01
2040 | SPP_S_2_ENT | SPP_S | ENT | Internal | Summer | B3 | 75 | 5132 | 4402.21 | 83.19 | 88.19 | 5 | 0
2040 | SPP_S_2_ENT | SPP_S | ENT | Internal | Summer | B4 | 100 | 5132 | 4757.68 | 80.25 | 85.25 | 5 | 0
2040 | SPP_S_2_ENT | SPP_S | ENT | Internal | Summer | B5 | 200 | 5132 | 1738.27 | 79.58 | 84.58 | 5 | 0
2040 | SPP_S_2_ENT | SPP_S | ENT | Internal | Summer | B6 | 300 | 5132 | 347.17 | 63.63 | 68.63 | 5 | 0
2040 | SPP_S_2_ENT | SPP_S | ENT | Internal | Summer | B7 | 400 | 5132 | 0 | 54.9 | 59.89 | 5 | 0
2040 | SPP_S_2_ENT | SPP_S | ENT | Internal | Summer | B8 | 500 | 5132 | 0 | 50.19 | 55.17 | 5 | 0
2040 | SPP_S_2_ENT | SPP_S | ENT | Internal | Summer | B9 | 800 | 5132 | 2613.84 | 44.95 | 49.95 | 5 | 0
2040 | SPP_S_2_ENT | SPP_S | ENT | Internal | Summer | B10 | 1262 | 5132 | 4616.21 | 33.5 | 38.5 | 5 | 0
2040 | SPP_S_2_ENT | SPP_S | ENT | Internal | Winter | B16 | 25 | 5132 | 5132 | 39.61 | 61.29 | 5 | 16.68
2040 | SPP_S_2_ENT | SPP_S | ENT | Internal | Winter | B17 | 100 | 5132 | 5132 | 32.48 | 55.4 | 5 | 17.92
2040 | SPP_S_2_ENT | SPP_S | ENT | Internal | Winter | B18 | 400 | 5132 | 5094.4 | 43.71 | 48.71 | 5 | 0
2040 | SPP_S_2_ENT | SPP_S | ENT | Internal | Winter | B19 | 700 | 5132 | 5132 | 39.61 | 48.71 | 5 | 4.1
2040 | SPP_S_2_ENT | SPP_S | ENT | Internal | Winter | B20 | 935 | 5132 | 5132 | 26.51 | 41.97 | 5 | 10.46
2040 | SPP_S_2_SPP_N | SPP_S | SPP_N | Internal | Shoulder | B11 | 25 | 2211 | 1480.71 | 60.79 | 60.8 | 0.01 | 0
2040 | SPP_S_2_SPP_N | SPP_S | SPP_N | Internal | Shoulder | B12 | 200 | 2211 | 0 | 52.12 | 52.12 | 0.01 | 0
2040 | SPP_S_2_SPP_N | SPP_S | SPP_N | Internal | Shoulder | B13 | 600 | 2211 | 0 | 46.58 | 46.58 | 0.01 | 0
2040 | SPP_S_2_SPP_N | SPP_S | SPP_N | Internal | Shoulder | B14 | 900 | 2211 | 2009.32 | 31.19 | 31.2 | 0.01 | 0
2040 | SPP_S_2_SPP_N | SPP_S | SPP_N | Internal | Shoulder | B15 | 1203 | 2211 | 2211 | 21.94 | 22.72 | 0.01 | 0.77
2040 | SPP_S_2_SPP_N | SPP_S | SPP_N | Internal | Summer | B1 | 10 | 2211 | 2211 | 55.02 | 85.19 | 0.01 | 30.16
2040 | SPP_S_2_SPP_N | SPP_S | SPP_N | Internal | Summer | B2 | 25 | 2211 | 290.79 | 79.58 | 79.59 | 0.01 | 0
2040 | SPP_S_2_SPP_N | SPP_S | SPP_N | Internal | Summer | B3 | 75 | 2211 | 188.69 | 83.19 | 83.2 | 0.01 | 0
2040 | SPP_S_2_SPP_N | SPP_S | SPP_N | Internal | Summer | B4 | 100 | 2211 | 1338.55 | 80.25 | 80.26 | 0.01 | 0
2040 | SPP_S_2_SPP_N | SPP_S | SPP_N | Internal | Summer | B5 | 200 | 2211 | 0 | 79.58 | 79.58 | 0.01 | 0
2040 | SPP_S_2_SPP_N | SPP_S | SPP_N | Internal | Summer | B6 | 300 | 2211 | 0 | 63.63 | 63.63 | 0.01 | 0
2040 | SPP_S_2_SPP_N | SPP_S | SPP_N | Internal | Summer | B7 | 400 | 2211 | 0 | 54.9 | 54.89 | 0.01 | 0
2040 | SPP_S_2_SPP_N | SPP_S | SPP_N | Internal | Summer | B8 | 500 | 2211 | 0 | 50.19 | 50.17 | 0.01 | 0
2040 | SPP_S_2_SPP_N | SPP_S | SPP_N | Internal | Summer | B9 | 800 | 2211 | 0 | 44.95 | 44.94 | 0.01 | 0
2040 | SPP_S_2_SPP_N | SPP_S | SPP_N | Internal | Summer | B10 | 1262 | 2211 | 0 | 33.5 | 33.48 | 0.01 | 0
2040 | SPP_S_2_SPP_N | SPP_S | SPP_N | Internal | Winter | B16 | 25 | 2211 | 0 | 39.61 | 39.6 | 0.01 | 0
2040 | SPP_S_2_SPP_N | SPP_S | SPP_N | Internal | Winter | B17 | 100 | 2211 | 0 | 32.48 | 32.47 | 0.01 | 0
2040 | SPP_S_2_SPP_N | SPP_S | SPP_N | Internal | Winter | B18 | 400 | 2211 | 0 | 43.71 | 43.7 | 0.01 | 0
2040 | SPP_S_2_SPP_N | SPP_S | SPP_N | Internal | Winter | B19 | 700 | 2211 | 0 | 39.61 | 39.6 | 0.01 | 0
2040 | SPP_S_2_SPP_N | SPP_S | SPP_N | Internal | Winter | B20 | 935 | 2211 | 0 | 26.51 | 26.5 | 0.01 | 0
2040 | TVA_2_ENT | TVA | ENT | Internal | Shoulder | B11 | 25 | 500 | 0 | 73.79 | 65.8 | 9 | 0
2040 | TVA_2_ENT | TVA | ENT | Internal | Shoulder | B12 | 200 | 500 | 0 | 61.03 | 57.12 | 9 | 0
2040 | TVA_2_ENT | TVA | ENT | Internal | Shoulder | B13 | 600 | 500 | 0 | 58.51 | 51.58 | 9 | 0
2040 | TVA_2_ENT | TVA | ENT | Internal | Shoulder | B14 | 900 | 500 | 0 | 53.59 | 45.58 | 9 | 0
2040 | TVA_2_ENT | TVA | ENT | Internal | Shoulder | B15 | 1203 | 500 | 0 | 51.29 | 41.88 | 9 | 0
2040 | TVA_2_ENT | TVA | ENT | Internal | Summer | B1 | 10 | 500 | 0 | 98.21 | 90.19 | 9 | 0
2040 | TVA_2_ENT | TVA | ENT | Internal | Summer | B2 | 25 | 500 | 0 | 92.6 | 84.59 | 9 | 0
2040 | TVA_2_ENT | TVA | ENT | Internal | Summer | B3 | 75 | 500 | 0 | 92.49 | 88.19 | 9 | 0
2040 | TVA_2_ENT | TVA | ENT | Internal | Summer | B4 | 100 | 500 | 0 | 92.49 | 85.25 | 9 | 0
2040 | TVA_2_ENT | TVA | ENT | Internal | Summer | B5 | 200 | 500 | 0 | 90.05 | 84.58 | 9 | 0
2040 | TVA_2_ENT | TVA | ENT | Internal | Summer | B6 | 300 | 500 | 0 | 64.37 | 68.63 | 9 | 0
2040 | TVA_2_ENT | TVA | ENT | Internal | Summer | B7 | 400 | 500 | 0 | 58.89 | 59.89 | 9 | 0
2040 | TVA_2_ENT | TVA | ENT | Internal | Summer | B8 | 500 | 500 | 0 | 56.94 | 55.17 | 9 | 0
2040 | TVA_2_ENT | TVA | ENT | Internal | Summer | B9 | 800 | 500 | 0 | 53.55 | 49.95 | 9 | 0
2040 | TVA_2_ENT | TVA | ENT | Internal | Summer | B10 | 1262 | 500 | 0 | 46.5 | 38.5 | 9 | 0
2040 | TVA_2_ENT | TVA | ENT | Internal | Winter | B16 | 25 | 500 | 0 | 74.11 | 61.29 | 9 | 0
2040 | TVA_2_ENT | TVA | ENT | Internal | Winter | B17 | 100 | 500 | 0 | 63.75 | 55.4 | 9 | 0
2040 | TVA_2_ENT | TVA | ENT | Internal | Winter | B18 | 400 | 500 | 0 | 56.72 | 48.71 | 9 | 0
2040 | TVA_2_ENT | TVA | ENT | Internal | Winter | B19 | 700 | 500 | 0 | 56.72 | 48.71 | 9 | 0
2040 | TVA_2_ENT | TVA | ENT | Internal | Winter | B20 | 935 | 500 | 0 | 49.98 | 41.97 | 9 | 0
2040 | TVA_2_NonRTO_Midwest | TVA | NonRTO_Midwest | Internal | Shoulder | B11 | 25 | 100 | 0 | 73.79 | 74.47 | 9 | 0
2040 | TVA_2_NonRTO_Midwest | TVA | NonRTO_Midwest | Internal | Shoulder | B12 | 200 | 100 | 0 | 61.03 | 69.09 | 9 | 0
2040 | TVA_2_NonRTO_Midwest | TVA | NonRTO_Midwest | Internal | Shoulder | B13 | 600 | 100 | 0 | 58.51 | 65.6 | 9 | 0
2040 | TVA_2_NonRTO_Midwest | TVA | NonRTO_Midwest | Internal | Shoulder | B14 | 900 | 100 | 0 | 53.59 | 53.43 | 9 | 0
2040 | TVA_2_NonRTO_Midwest | TVA | NonRTO_Midwest | Internal | Shoulder | B15 | 1203 | 100 | 0 | 51.29 | 43.96 | 9 | 0
2040 | TVA_2_NonRTO_Midwest | TVA | NonRTO_Midwest | Internal | Summer | B1 | 10 | 100 | 0 | 98.21 | 94.05 | 9 | 0
2040 | TVA_2_NonRTO_Midwest | TVA | NonRTO_Midwest | Internal | Summer | B2 | 25 | 100 | 0 | 92.6 | 94.05 | 9 | 0
2040 | TVA_2_NonRTO_Midwest | TVA | NonRTO_Midwest | Internal | Summer | B3 | 75 | 100 | 0 | 92.49 | 94.05 | 9 | 0
2040 | TVA_2_NonRTO_Midwest | TVA | NonRTO_Midwest | Internal | Summer | B4 | 100 | 100 | 0 | 92.49 | 93.57 | 9 | 0
2040 | TVA_2_NonRTO_Midwest | TVA | NonRTO_Midwest | Internal | Summer | B5 | 200 | 100 | 0 | 90.05 | 92.59 | 9 | 0
2040 | TVA_2_NonRTO_Midwest | TVA | NonRTO_Midwest | Internal | Summer | B6 | 300 | 100 | 100 | 64.37 | 76.64 | 9 | 3.27
2040 | TVA_2_NonRTO_Midwest | TVA | NonRTO_Midwest | Internal | Summer | B7 | 400 | 100 | 0 | 58.89 | 58.86 | 9 | 0
2040 | TVA_2_NonRTO_Midwest | TVA | NonRTO_Midwest | Internal | Summer | B8 | 500 | 100 | 0 | 56.94 | 51.79 | 9 | 0
2040 | TVA_2_NonRTO_Midwest | TVA | NonRTO_Midwest | Internal | Summer | B9 | 800 | 100 | 0 | 53.55 | 45.54 | 9 | 0
2040 | TVA_2_NonRTO_Midwest | TVA | NonRTO_Midwest | Internal | Summer | B10 | 1262 | 100 | 0 | 46.5 | 38.48 | 9 | 0
2040 | TVA_2_NonRTO_Midwest | TVA | NonRTO_Midwest | Internal | Winter | B16 | 25 | 100 | 0 | 74.11 | 81.69 | 9 | 0
2040 | TVA_2_NonRTO_Midwest | TVA | NonRTO_Midwest | Internal | Winter | B17 | 100 | 100 | 0 | 63.75 | 72.74 | 9 | 0
2040 | TVA_2_NonRTO_Midwest | TVA | NonRTO_Midwest | Internal | Winter | B18 | 400 | 100 | 0 | 56.72 | 65.71 | 9 | 0
2040 | TVA_2_NonRTO_Midwest | TVA | NonRTO_Midwest | Internal | Winter | B19 | 700 | 100 | 0 | 56.72 | 57.5 | 9 | 0
2040 | TVA_2_NonRTO_Midwest | TVA | NonRTO_Midwest | Internal | Winter | B20 | 935 | 100 | 0 | 49.98 | 41.97 | 9 | 0
2040 | TVA_2_SOCO | TVA | SOCO | Internal | Shoulder | B11 | 25 | 500 | 75.64 | 73.79 | 82.79 | 9 | 0
2040 | TVA_2_SOCO | TVA | SOCO | Internal | Shoulder | B12 | 200 | 500 | 0 | 61.03 | 59.7 | 9 | 0
2040 | TVA_2_SOCO | TVA | SOCO | Internal | Shoulder | B13 | 600 | 500 | 0 | 58.51 | 59.58 | 9 | 0
2040 | TVA_2_SOCO | TVA | SOCO | Internal | Shoulder | B14 | 900 | 500 | 0 | 53.59 | 59.58 | 9 | 0
2040 | TVA_2_SOCO | TVA | SOCO | Internal | Shoulder | B15 | 1203 | 500 | 0 | 51.29 | 59.58 | 9 | 0
2040 | TVA_2_SOCO | TVA | SOCO | Internal | Summer | B1 | 10 | 500 | 0 | 98.21 | 98.84 | 9 | 0
2040 | TVA_2_SOCO | TVA | SOCO | Internal | Summer | B2 | 25 | 500 | 0 | 92.6 | 96.91 | 9 | 0
2040 | TVA_2_SOCO | TVA | SOCO | Internal | Summer | B3 | 75 | 500 | 0 | 92.49 | 96.91 | 9 | 0
2040 | TVA_2_SOCO | TVA | SOCO | Internal | Summer | B4 | 100 | 500 | 0 | 92.49 | 96.91 | 9 | 0
2040 | TVA_2_SOCO | TVA | SOCO | Internal | Summer | B5 | 200 | 500 | 0 | 90.05 | 96.91 | 9 | 0
2040 | TVA_2_SOCO | TVA | SOCO | Internal | Summer | B6 | 300 | 500 | 500 | 64.37 | 79.63 | 9 | 6.26
2040 | TVA_2_SOCO | TVA | SOCO | Internal | Summer | B7 | 400 | 500 | 73.38 | 58.89 | 67.89 | 9 | 0
2040 | TVA_2_SOCO | TVA | SOCO | Internal | Summer | B8 | 500 | 500 | 0 | 56.94 | 60.05 | 9 | 0
2040 | TVA_2_SOCO | TVA | SOCO | Internal | Summer | B9 | 800 | 500 | 0 | 53.55 | 57.95 | 9 | 0
2040 | TVA_2_SOCO | TVA | SOCO | Internal | Summer | B10 | 1262 | 500 | 0 | 46.5 | 53.32 | 9 | 0
2040 | TVA_2_SOCO | TVA | SOCO | Internal | Winter | B16 | 25 | 500 | 0 | 74.11 | 81.23 | 9 | 0
2040 | TVA_2_SOCO | TVA | SOCO | Internal | Winter | B17 | 100 | 500 | 0 | 63.75 | 63.4 | 9 | 0
2040 | TVA_2_SOCO | TVA | SOCO | Internal | Winter | B18 | 400 | 500 | 0 | 56.72 | 63.4 | 9 | 0
2040 | TVA_2_SOCO | TVA | SOCO | Internal | Winter | B19 | 700 | 500 | 0 | 56.72 | 63.4 | 9 | 0
2040 | TVA_2_SOCO | TVA | SOCO | Internal | Winter | B20 | 935 | 500 | 0 | 49.98 | 57.96 | 9 | 0
2040 | TVA_2_VACAR | TVA | VACAR | Internal | Shoulder | B11 | 25 | 150 | 0 | 73.79 | 75.79 | 9 | 0
2040 | TVA_2_VACAR | TVA | VACAR | Internal | Shoulder | B12 | 200 | 150 | 0 | 61.03 | 64.03 | 9 | 0
2040 | TVA_2_VACAR | TVA | VACAR | Internal | Shoulder | B13 | 600 | 150 | 0 | 58.51 | 55.06 | 9 | 0
2040 | TVA_2_VACAR | TVA | VACAR | Internal | Shoulder | B14 | 900 | 150 | 0 | 53.59 | 55.06 | 9 | 0
2040 | TVA_2_VACAR | TVA | VACAR | Internal | Shoulder | B15 | 1203 | 150 | 0 | 51.29 | 55.06 | 9 | 0
2040 | TVA_2_VACAR | TVA | VACAR | Internal | Summer | B1 | 10 | 150 | 0 | 98.21 | 98.18 | 9 | 0
2040 | TVA_2_VACAR | TVA | VACAR | Internal | Summer | B2 | 25 | 150 | 0 | 92.6 | 94.94 | 9 | 0
2040 | TVA_2_VACAR | TVA | VACAR | Internal | Summer | B3 | 75 | 150 | 0 | 92.49 | 94.94 | 9 | 0
2040 | TVA_2_VACAR | TVA | VACAR | Internal | Summer | B4 | 100 | 150 | 0 | 92.49 | 92.69 | 9 | 0
2040 | TVA_2_VACAR | TVA | VACAR | Internal | Summer | B5 | 200 | 150 | 0 | 90.05 | 90.04 | 9 | 0
2040 | TVA_2_VACAR | TVA | VACAR | Internal | Summer | B6 | 300 | 150 | 0 | 64.37 | 72.63 | 9 | 0
2040 | TVA_2_VACAR | TVA | VACAR | Internal | Summer | B7 | 400 | 150 | 0 | 58.89 | 60.89 | 9 | 0
2040 | TVA_2_VACAR | TVA | VACAR | Internal | Summer | B8 | 500 | 150 | 0 | 56.94 | 53.05 | 9 | 0
2040 | TVA_2_VACAR | TVA | VACAR | Internal | Summer | B9 | 800 | 150 | 0 | 53.55 | 52.69 | 9 | 0
2040 | TVA_2_VACAR | TVA | VACAR | Internal | Summer | B10 | 1262 | 150 | 0 | 46.5 | 52.69 | 9 | 0
2040 | TVA_2_VACAR | TVA | VACAR | Internal | Winter | B16 | 25 | 150 | 150 | 74.11 | 88.65 | 9 | 5.54
2040 | TVA_2_VACAR | TVA | VACAR | Internal | Winter | B17 | 100 | 150 | 0 | 63.75 | 70.72 | 9 | 0
2040 | TVA_2_VACAR | TVA | VACAR | Internal | Winter | B18 | 400 | 150 | 0 | 56.72 | 60.67 | 9 | 0
2040 | TVA_2_VACAR | TVA | VACAR | Internal | Winter | B19 | 700 | 150 | 0 | 56.72 | 60.67 | 9 | 0
2040 | TVA_2_VACAR | TVA | VACAR | Internal | Winter | B20 | 935 | 150 | 150 | 49.98 | 60.67 | 9 | 1.69
2040 | TVA_Transmission_2_NonRTO_Midwest | TVA_Transmission | NonRTO_Midwest | Internal | Shoulder | B11 | 25 | 700 | 0 | 73.79 | 74.47 | 9 | 0
2040 | TVA_Transmission_2_NonRTO_Midwest | TVA_Transmission | NonRTO_Midwest | Internal | Shoulder | B12 | 200 | 700 | 0 | 62.53 | 69.09 | 9 | 0
2040 | TVA_Transmission_2_NonRTO_Midwest | TVA_Transmission | NonRTO_Midwest | Internal | Shoulder | B13 | 600 | 700 | 0 | 58.77 | 65.6 | 9 | 0
2040 | TVA_Transmission_2_NonRTO_Midwest | TVA_Transmission | NonRTO_Midwest | Internal | Shoulder | B14 | 900 | 700 | 0 | 53.58 | 53.43 | 9 | 0
2040 | TVA_Transmission_2_NonRTO_Midwest | TVA_Transmission | NonRTO_Midwest | Internal | Shoulder | B15 | 1203 | 700 | 0 | 51.27 | 43.96 | 9 | 0
2040 | TVA_Transmission_2_NonRTO_Midwest | TVA_Transmission | NonRTO_Midwest | Internal | Summer | B1 | 10 | 700 | 0 | 98.19 | 94.05 | 9 | 0
2040 | TVA_Transmission_2_NonRTO_Midwest | TVA_Transmission | NonRTO_Midwest | Internal | Summer | B2 | 25 | 700 | 0 | 92.59 | 94.05 | 9 | 0
2040 | TVA_Transmission_2_NonRTO_Midwest | TVA_Transmission | NonRTO_Midwest | Internal | Summer | B3 | 75 | 700 | 0 | 92.48 | 94.05 | 9 | 0
2040 | TVA_Transmission_2_NonRTO_Midwest | TVA_Transmission | NonRTO_Midwest | Internal | Summer | B4 | 100 | 700 | 0 | 92.48 | 93.57 | 9 | 0
2040 | TVA_Transmission_2_NonRTO_Midwest | TVA_Transmission | NonRTO_Midwest | Internal | Summer | B5 | 200 | 700 | 0 | 90.04 | 92.59 | 9 | 0
2040 | TVA_Transmission_2_NonRTO_Midwest | TVA_Transmission | NonRTO_Midwest | Internal | Summer | B6 | 300 | 700 | 0 | 71.68 | 76.64 | 9 | 0
2040 | TVA_Transmission_2_NonRTO_Midwest | TVA_Transmission | NonRTO_Midwest | Internal | Summer | B7 | 400 | 700 | 0 | 60.71 | 58.86 | 9 | 0
2040 | TVA_Transmission_2_NonRTO_Midwest | TVA_Transmission | NonRTO_Midwest | Internal | Summer | B8 | 500 | 700 | 0 | 57.18 | 51.79 | 9 | 0
2040 | TVA_Transmission_2_NonRTO_Midwest | TVA_Transmission | NonRTO_Midwest | Internal | Summer | B9 | 800 | 700 | 0 | 53.54 | 45.54 | 9 | 0
2040 | TVA_Transmission_2_NonRTO_Midwest | TVA_Transmission | NonRTO_Midwest | Internal | Summer | B10 | 1262 | 700 | 0 | 46.48 | 38.48 | 9 | 0
2040 | TVA_Transmission_2_NonRTO_Midwest | TVA_Transmission | NonRTO_Midwest | Internal | Winter | B16 | 25 | 700 | 0 | 74.1 | 81.69 | 9 | 0
2040 | TVA_Transmission_2_NonRTO_Midwest | TVA_Transmission | NonRTO_Midwest | Internal | Winter | B17 | 100 | 700 | 253.29 | 63.74 | 72.74 | 9 | 0
2040 | TVA_Transmission_2_NonRTO_Midwest | TVA_Transmission | NonRTO_Midwest | Internal | Winter | B18 | 400 | 700 | 420.78 | 56.71 | 65.71 | 9 | 0
2040 | TVA_Transmission_2_NonRTO_Midwest | TVA_Transmission | NonRTO_Midwest | Internal | Winter | B19 | 700 | 700 | 0 | 56.71 | 57.5 | 9 | 0
2040 | TVA_Transmission_2_NonRTO_Midwest | TVA_Transmission | NonRTO_Midwest | Internal | Winter | B20 | 935 | 700 | 0 | 49.97 | 41.97 | 9 | 0
2040 | TVA_Transmission_2_SOCO | TVA_Transmission | SOCO | Internal | Shoulder | B11 | 25 | 3200 | 735.96 | 73.79 | 82.79 | 9 | 0
2040 | TVA_Transmission_2_SOCO | TVA_Transmission | SOCO | Internal | Shoulder | B12 | 200 | 3200 | 0 | 62.53 | 59.7 | 9 | 0
2040 | TVA_Transmission_2_SOCO | TVA_Transmission | SOCO | Internal | Shoulder | B13 | 600 | 3200 | 0 | 58.77 | 59.58 | 9 | 0
2040 | TVA_Transmission_2_SOCO | TVA_Transmission | SOCO | Internal | Shoulder | B14 | 900 | 3200 | 0 | 53.58 | 59.58 | 9 | 0
2040 | TVA_Transmission_2_SOCO | TVA_Transmission | SOCO | Internal | Shoulder | B15 | 1203 | 3200 | 0 | 51.27 | 59.58 | 9 | 0
2040 | TVA_Transmission_2_SOCO | TVA_Transmission | SOCO | Internal | Summer | B1 | 10 | 3200 | 0 | 98.19 | 98.84 | 9 | 0
2040 | TVA_Transmission_2_SOCO | TVA_Transmission | SOCO | Internal | Summer | B2 | 25 | 3200 | 0 | 92.59 | 96.91 | 9 | 0
2040 | TVA_Transmission_2_SOCO | TVA_Transmission | SOCO | Internal | Summer | B3 | 75 | 3200 | 0 | 92.48 | 96.91 | 9 | 0
2040 | TVA_Transmission_2_SOCO | TVA_Transmission | SOCO | Internal | Summer | B4 | 100 | 3200 | 0 | 92.48 | 96.91 | 9 | 0
2040 | TVA_Transmission_2_SOCO | TVA_Transmission | SOCO | Internal | Summer | B5 | 200 | 3200 | 0 | 90.04 | 96.91 | 9 | 0
2040 | TVA_Transmission_2_SOCO | TVA_Transmission | SOCO | Internal | Summer | B6 | 300 | 3200 | 0 | 71.68 | 79.63 | 9 | 0
2040 | TVA_Transmission_2_SOCO | TVA_Transmission | SOCO | Internal | Summer | B7 | 400 | 3200 | 0 | 60.71 | 67.89 | 9 | 0
2040 | TVA_Transmission_2_SOCO | TVA_Transmission | SOCO | Internal | Summer | B8 | 500 | 3200 | 0 | 57.18 | 60.05 | 9 | 0
2040 | TVA_Transmission_2_SOCO | TVA_Transmission | SOCO | Internal | Summer | B9 | 800 | 3200 | 0 | 53.54 | 57.95 | 9 | 0
2040 | TVA_Transmission_2_SOCO | TVA_Transmission | SOCO | Internal | Summer | B10 | 1262 | 3200 | 0 | 46.48 | 53.32 | 9 | 0
2040 | TVA_Transmission_2_SOCO | TVA_Transmission | SOCO | Internal | Winter | B16 | 25 | 3200 | 0 | 74.1 | 81.23 | 9 | 0
2040 | TVA_Transmission_2_SOCO | TVA_Transmission | SOCO | Internal | Winter | B17 | 100 | 3200 | 0 | 63.74 | 63.4 | 9 | 0
2040 | TVA_Transmission_2_SOCO | TVA_Transmission | SOCO | Internal | Winter | B18 | 400 | 3200 | 0 | 56.71 | 63.4 | 9 | 0
2040 | TVA_Transmission_2_SOCO | TVA_Transmission | SOCO | Internal | Winter | B19 | 700 | 3200 | 0 | 56.71 | 63.4 | 9 | 0
2040 | TVA_Transmission_2_SOCO | TVA_Transmission | SOCO | Internal | Winter | B20 | 935 | 3200 | 0 | 49.97 | 57.96 | 9 | 0
2040 | TVA_Transmission_2_TVA | TVA_Transmission | TVA | Internal | Shoulder | B11 | 25 | 99999 | 0 | 73.79 | 73.79 | 0.01 | 0
2040 | TVA_Transmission_2_TVA | TVA_Transmission | TVA | Internal | Shoulder | B12 | 200 | 99999 | 0 | 62.53 | 61.03 | 0.01 | 0
2040 | TVA_Transmission_2_TVA | TVA_Transmission | TVA | Internal | Shoulder | B13 | 600 | 99999 | 0 | 58.77 | 58.51 | 0.01 | 0
2040 | TVA_Transmission_2_TVA | TVA_Transmission | TVA | Internal | Shoulder | B14 | 900 | 99999 | 4026.92 | 53.58 | 53.59 | 0.01 | 0
2040 | TVA_Transmission_2_TVA | TVA_Transmission | TVA | Internal | Shoulder | B15 | 1203 | 99999 | 6100 | 51.27 | 51.29 | 0.01 | 0
2040 | TVA_Transmission_2_TVA | TVA_Transmission | TVA | Internal | Summer | B1 | 10 | 99999 | 3901.9 | 98.19 | 98.21 | 0.01 | 0
2040 | TVA_Transmission_2_TVA | TVA_Transmission | TVA | Internal | Summer | B2 | 25 | 99999 | 3052.31 | 92.59 | 92.6 | 0.01 | 0
2040 | TVA_Transmission_2_TVA | TVA_Transmission | TVA | Internal | Summer | B3 | 75 | 99999 | 1385.28 | 92.48 | 92.49 | 0.01 | 0
2040 | TVA_Transmission_2_TVA | TVA_Transmission | TVA | Internal | Summer | B4 | 100 | 99999 | 615.01 | 92.48 | 92.49 | 0.01 | 0
2040 | TVA_Transmission_2_TVA | TVA_Transmission | TVA | Internal | Summer | B5 | 200 | 99999 | 1084.69 | 90.04 | 90.05 | 0.01 | 0
2040 | TVA_Transmission_2_TVA | TVA_Transmission | TVA | Internal | Summer | B6 | 300 | 99999 | 0 | 71.68 | 64.37 | 0.01 | 0
2040 | TVA_Transmission_2_TVA | TVA_Transmission | TVA | Internal | Summer | B7 | 400 | 99999 | 0 | 60.71 | 58.89 | 0.01 | 0
2040 | TVA_Transmission_2_TVA | TVA_Transmission | TVA | Internal | Summer | B8 | 500 | 99999 | 0 | 57.18 | 56.94 | 0.01 | 0
2040 | TVA_Transmission_2_TVA | TVA_Transmission | TVA | Internal | Summer | B9 | 800 | 99999 | 1640.85 | 53.54 | 53.55 | 0.01 | 0
2040 | TVA_Transmission_2_TVA | TVA_Transmission | TVA | Internal | Summer | B10 | 1262 | 99999 | 2675.31 | 46.48 | 46.5 | 0.01 | 0
2040 | TVA_Transmission_2_TVA | TVA_Transmission | TVA | Internal | Winter | B16 | 25 | 99999 | 1200 | 74.1 | 74.11 | 0.01 | 0
2040 | TVA_Transmission_2_TVA | TVA_Transmission | TVA | Internal | Winter | B17 | 100 | 99999 | 1846.71 | 63.74 | 63.75 | 0.01 | 0
2040 | TVA_Transmission_2_TVA | TVA_Transmission | TVA | Internal | Winter | B18 | 400 | 99999 | 866.44 | 56.71 | 56.72 | 0.01 | 0
2040 | TVA_Transmission_2_TVA | TVA_Transmission | TVA | Internal | Winter | B19 | 700 | 99999 | 3231.21 | 56.71 | 56.72 | 0.01 | 0
2040 | TVA_Transmission_2_TVA | TVA_Transmission | TVA | Internal | Winter | B20 | 935 | 99999 | 3935.51 | 49.97 | 49.98 | 0.01 | 0
2040 | TVA_Transmission_2_VACAR | TVA_Transmission | VACAR | Internal | Shoulder | B11 | 25 | 900 | 0 | 73.79 | 75.79 | 9 | 0
2040 | TVA_Transmission_2_VACAR | TVA_Transmission | VACAR | Internal | Shoulder | B12 | 200 | 900 | 0 | 62.53 | 64.03 | 9 | 0
2040 | TVA_Transmission_2_VACAR | TVA_Transmission | VACAR | Internal | Shoulder | B13 | 600 | 900 | 0 | 58.77 | 55.06 | 9 | 0
2040 | TVA_Transmission_2_VACAR | TVA_Transmission | VACAR | Internal | Shoulder | B14 | 900 | 900 | 0 | 53.58 | 55.06 | 9 | 0
2040 | TVA_Transmission_2_VACAR | TVA_Transmission | VACAR | Internal | Shoulder | B15 | 1203 | 900 | 0 | 51.27 | 55.06 | 9 | 0
2040 | TVA_Transmission_2_VACAR | TVA_Transmission | VACAR | Internal | Summer | B1 | 10 | 900 | 0 | 98.19 | 98.18 | 9 | 0
2040 | TVA_Transmission_2_VACAR | TVA_Transmission | VACAR | Internal | Summer | B2 | 25 | 900 | 0 | 92.59 | 94.94 | 9 | 0
2040 | TVA_Transmission_2_VACAR | TVA_Transmission | VACAR | Internal | Summer | B3 | 75 | 900 | 0 | 92.48 | 94.94 | 9 | 0
2040 | TVA_Transmission_2_VACAR | TVA_Transmission | VACAR | Internal | Summer | B4 | 100 | 900 | 0 | 92.48 | 92.69 | 9 | 0
2040 | TVA_Transmission_2_VACAR | TVA_Transmission | VACAR | Internal | Summer | B5 | 200 | 900 | 0 | 90.04 | 90.04 | 9 | 0
2040 | TVA_Transmission_2_VACAR | TVA_Transmission | VACAR | Internal | Summer | B6 | 300 | 900 | 0 | 71.68 | 72.63 | 9 | 0
2040 | TVA_Transmission_2_VACAR | TVA_Transmission | VACAR | Internal | Summer | B7 | 400 | 900 | 0 | 60.71 | 60.89 | 9 | 0
2040 | TVA_Transmission_2_VACAR | TVA_Transmission | VACAR | Internal | Summer | B8 | 500 | 900 | 0 | 57.18 | 53.05 | 9 | 0
2040 | TVA_Transmission_2_VACAR | TVA_Transmission | VACAR | Internal | Summer | B9 | 800 | 900 | 0 | 53.54 | 52.69 | 9 | 0
2040 | TVA_Transmission_2_VACAR | TVA_Transmission | VACAR | Internal | Summer | B10 | 1262 | 900 | 0 | 46.48 | 52.69 | 9 | 0
2040 | TVA_Transmission_2_VACAR | TVA_Transmission | VACAR | Internal | Winter | B16 | 25 | 900 | 900 | 74.1 | 88.65 | 9 | 5.56
2040 | TVA_Transmission_2_VACAR | TVA_Transmission | VACAR | Internal | Winter | B17 | 100 | 900 | 0 | 63.74 | 70.72 | 9 | 0
2040 | TVA_Transmission_2_VACAR | TVA_Transmission | VACAR | Internal | Winter | B18 | 400 | 900 | 0 | 56.71 | 60.67 | 9 | 0
2040 | TVA_Transmission_2_VACAR | TVA_Transmission | VACAR | Internal | Winter | B19 | 700 | 900 | 0 | 56.71 | 60.67 | 9 | 0
2040 | TVA_Transmission_2_VACAR | TVA_Transmission | VACAR | Internal | Winter | B20 | 935 | 900 | 900 | 49.97 | 60.67 | 9 | 1.7
2040 | VACAR_2_SOCO | VACAR | SOCO | Internal | Shoulder | B11 | 25 | 3000 | 2779.33 | 75.79 | 82.79 | 7 | 0
2040 | VACAR_2_SOCO | VACAR | SOCO | Internal | Shoulder | B12 | 200 | 3000 | 0 | 64.03 | 59.7 | 7 | 0
2040 | VACAR_2_SOCO | VACAR | SOCO | Internal | Shoulder | B13 | 600 | 3000 | 0 | 55.06 | 59.58 | 7 | 0
2040 | VACAR_2_SOCO | VACAR | SOCO | Internal | Shoulder | B14 | 900 | 3000 | 0 | 55.06 | 59.58 | 7 | 0
2040 | VACAR_2_SOCO | VACAR | SOCO | Internal | Shoulder | B15 | 1203 | 3000 | 0 | 55.06 | 59.58 | 7 | 0
2040 | VACAR_2_SOCO | VACAR | SOCO | Internal | Summer | B1 | 10 | 3000 | 0 | 98.18 | 98.84 | 7 | 0
2040 | VACAR_2_SOCO | VACAR | SOCO | Internal | Summer | B2 | 25 | 3000 | 0 | 94.94 | 96.91 | 7 | 0
2040 | VACAR_2_SOCO | VACAR | SOCO | Internal | Summer | B3 | 75 | 3000 | 0 | 94.94 | 96.91 | 7 | 0
2040 | VACAR_2_SOCO | VACAR | SOCO | Internal | Summer | B4 | 100 | 3000 | 0 | 92.69 | 96.91 | 7 | 0
2040 | VACAR_2_SOCO | VACAR | SOCO | Internal | Summer | B5 | 200 | 3000 | 0 | 90.04 | 96.91 | 7 | 0
2040 | VACAR_2_SOCO | VACAR | SOCO | Internal | Summer | B6 | 300 | 3000 | 1114.45 | 72.63 | 79.63 | 7 | 0
2040 | VACAR_2_SOCO | VACAR | SOCO | Internal | Summer | B7 | 400 | 3000 | 167.08 | 60.89 | 67.89 | 7 | 0
2040 | VACAR_2_SOCO | VACAR | SOCO | Internal | Summer | B8 | 500 | 3000 | 620.81 | 53.05 | 60.05 | 7 | 0
2040 | VACAR_2_SOCO | VACAR | SOCO | Internal | Summer | B9 | 800 | 3000 | 0 | 52.69 | 57.95 | 7 | 0
2040 | VACAR_2_SOCO | VACAR | SOCO | Internal | Summer | B10 | 1262 | 3000 | 0 | 52.69 | 53.32 | 7 | 0
2040 | VACAR_2_SOCO | VACAR | SOCO | Internal | Winter | B16 | 25 | 3000 | 0 | 88.65 | 81.23 | 7 | 0
2040 | VACAR_2_SOCO | VACAR | SOCO | Internal | Winter | B17 | 100 | 3000 | 0 | 70.72 | 63.4 | 7 | 0
2040 | VACAR_2_SOCO | VACAR | SOCO | Internal | Winter | B18 | 400 | 3000 | 0 | 60.67 | 63.4 | 7 | 0
2040 | VACAR_2_SOCO | VACAR | SOCO | Internal | Winter | B19 | 700 | 3000 | 0 | 60.67 | 63.4 | 7 | 0
2040 | VACAR_2_SOCO | VACAR | SOCO | Internal | Winter | B20 | 935 | 3000 | 0 | 60.67 | 57.96 | 7 | 0
2015 | AZ_NM_SNV_Coal_2_SPP_S | AZ_NM_SNV_Coal | SPP_S | External | Shoulder | B11 | 25 | 400 | 400 | 39.01 | 54.07 | 8.17 | 6.89
2015 | AZ_NM_SNV_Coal_2_SPP_S | AZ_NM_SNV_Coal | SPP_S | External | Shoulder | B12 | 200 | 400 | 0 | 39.01 | 40.63 | 8.17 | 0
2015 | AZ_NM_SNV_Coal_2_SPP_S | AZ_NM_SNV_Coal | SPP_S | External | Shoulder | B13 | 600 | 400 | 0 | 38.98 | 39.32 | 8.17 | 0
2015 | AZ_NM_SNV_Coal_2_SPP_S | AZ_NM_SNV_Coal | SPP_S | External | Shoulder | B14 | 900 | 400 | 0 | 38.98 | 38.94 | 8.17 | 0
2015 | AZ_NM_SNV_Coal_2_SPP_S | AZ_NM_SNV_Coal | SPP_S | External | Shoulder | B15 | 1203 | 400 | 0 | 38.95 | 37.63 | 8.17 | 0
2015 | AZ_NM_SNV_Coal_2_SPP_S | AZ_NM_SNV_Coal | SPP_S | External | Summer | B1 | 10 | 400 | 0 | 57.55 | 60.81 | 8.17 | 0
2015 | AZ_NM_SNV_Coal_2_SPP_S | AZ_NM_SNV_Coal | SPP_S | External | Summer | B2 | 25 | 400 | 0 | 57.55 | 59.76 | 8.17 | 0
2015 | AZ_NM_SNV_Coal_2_SPP_S | AZ_NM_SNV_Coal | SPP_S | External | Summer | B3 | 75 | 400 | 0 | 57.55 | 58.98 | 8.17 | 0
2015 | AZ_NM_SNV_Coal_2_SPP_S | AZ_NM_SNV_Coal | SPP_S | External | Summer | B4 | 100 | 400 | 0 | 55.54 | 54.49 | 8.17 | 0
2015 | AZ_NM_SNV_Coal_2_SPP_S | AZ_NM_SNV_Coal | SPP_S | External | Summer | B5 | 200 | 400 | 0 | 47.12 | 52.64 | 8.17 | 0
2015 | AZ_NM_SNV_Coal_2_SPP_S | AZ_NM_SNV_Coal | SPP_S | External | Summer | B6 | 300 | 400 | 263.94 | 41.65 | 49.82 | 8.17 | 0
2015 | AZ_NM_SNV_Coal_2_SPP_S | AZ_NM_SNV_Coal | SPP_S | External | Summer | B7 | 400 | 400 | 0 | 38.98 | 43.73 | 8.17 | 0
2015 | AZ_NM_SNV_Coal_2_SPP_S | AZ_NM_SNV_Coal | SPP_S | External | Summer | B8 | 500 | 400 | 0 | 38.97 | 38 | 8.17 | 0
2015 | AZ_NM_SNV_Coal_2_SPP_S | AZ_NM_SNV_Coal | SPP_S | External | Summer | B9 | 800 | 400 | 0 | 38.95 | 36.36 | 8.17 | 0
2015 | AZ_NM_SNV_Coal_2_SPP_S | AZ_NM_SNV_Coal | SPP_S | External | Summer | B10 | 1262 | 400 | 0 | 37.83 | 36.28 | 8.17 | 0
2015 | AZ_NM_SNV_Coal_2_SPP_S | AZ_NM_SNV_Coal | SPP_S | External | Winter | B16 | 25 | 400 | 0 | 41.47 | 49.25 | 8.17 | 0
2015 | AZ_NM_SNV_Coal_2_SPP_S | AZ_NM_SNV_Coal | SPP_S | External | Winter | B17 | 100 | 400 | 0 | 41.34 | 41.78 | 8.17 | 0
2015 | AZ_NM_SNV_Coal_2_SPP_S | AZ_NM_SNV_Coal | SPP_S | External | Winter | B18 | 400 | 400 | 0 | 41.34 | 40.11 | 8.17 | 0
2015 | AZ_NM_SNV_Coal_2_SPP_S | AZ_NM_SNV_Coal | SPP_S | External | Winter | B19 | 700 | 400 | 0 | 41.34 | 40.11 | 8.17 | 0
2015 | AZ_NM_SNV_Coal_2_SPP_S | AZ_NM_SNV_Coal | SPP_S | External | Winter | B20 | 935 | 400 | 0 | 41.32 | 40.02 | 8.17 | 0
2015 | MAPP_US_2_RMPA | MAPP_US | RMPA | External | Shoulder | B11 | 25 | 200 | 0 | 47.07 | 40.04 | 8 | 0
2015 | MAPP_US_2_RMPA | MAPP_US | RMPA | External | Shoulder | B12 | 200 | 200 | 0 | 33.63 | 40.04 | 8 | 0
2015 | MAPP_US_2_RMPA | MAPP_US | RMPA | External | Shoulder | B13 | 600 | 200 | 0 | 32.3 | 40.04 | 8 | 0
2015 | MAPP_US_2_RMPA | MAPP_US | RMPA | External | Shoulder | B14 | 900 | 200 | 200 | 31.91 | 40.04 | 8 | 0.12
2015 | MAPP_US_2_RMPA | MAPP_US | RMPA | External | Shoulder | B15 | 1203 | 200 | 182.67 | 30.97 | 38.97 | 8 | 0
2015 | MAPP_US_2_RMPA | MAPP_US | RMPA | External | Summer | B1 | 10 | 200 | 0 | 53.81 | 60.29 | 8 | 0
2015 | MAPP_US_2_RMPA | MAPP_US | RMPA | External | Summer | B2 | 25 | 200 | 0 | 52.76 | 53.71 | 8 | 0
2015 | MAPP_US_2_RMPA | MAPP_US | RMPA | External | Summer | B3 | 75 | 200 | 0 | 51.98 | 53.71 | 8 | 0
2015 | MAPP_US_2_RMPA | MAPP_US | RMPA | External | Summer | B4 | 100 | 200 | 0 | 48.5 | 47.51 | 8 | 0
2015 | MAPP_US_2_RMPA | MAPP_US | RMPA | External | Summer | B5 | 200 | 200 | 0 | 45.64 | 44.66 | 8 | 0
2015 | MAPP_US_2_RMPA | MAPP_US | RMPA | External | Summer | B6 | 300 | 200 | 0 | 42.79 | 39.04 | 8 | 0
2015 | MAPP_US_2_RMPA | MAPP_US | RMPA | External | Summer | B7 | 400 | 200 | 0 | 34.34 | 38.5 | 8 | 0
2015 | MAPP_US_2_RMPA | MAPP_US | RMPA | External | Summer | B8 | 500 | 200 | 193.93 | 30.5 | 38.5 | 8 | 0
2015 | MAPP_US_2_RMPA | MAPP_US | RMPA | External | Summer | B9 | 800 | 200 | 200 | 29.34 | 38.5 | 8 | 1.17
2015 | MAPP_US_2_RMPA | MAPP_US | RMPA | External | Summer | B10 | 1262 | 200 | 200 | 29.26 | 38.5 | 8 | 1.25
2015 | MAPP_US_2_RMPA | MAPP_US | RMPA | External | Winter | B16 | 25 | 200 | 0 | 42.23 | 49.1 | 8 | 0
2015 | MAPP_US_2_RMPA | MAPP_US | RMPA | External | Winter | B17 | 100 | 200 | 0 | 36.2 | 42.95 | 8 | 0
2015 | MAPP_US_2_RMPA | MAPP_US | RMPA | External | Winter | B18 | 400 | 200 | 200 | 33.08 | 42.95 | 8 | 1.87
2015 | MAPP_US_2_RMPA | MAPP_US | RMPA | External | Winter | B19 | 700 | 200 | 200 | 33.08 | 42.95 | 8 | 1.87
2015 | MAPP_US_2_RMPA | MAPP_US | RMPA | External | Winter | B20 | 935 | 200 | 0 | 32.99 | 35.05 | 8 | 0
2015 | NE_2_RMPA | NE | RMPA | External | Shoulder | B11 | 25 | 310 | 0 | 54.07 | 40.04 | 5 | 0
2015 | NE_2_RMPA | NE | RMPA | External | Shoulder | B12 | 200 | 310 | 0 | 40.63 | 40.04 | 5 | 0
2015 | NE_2_RMPA | NE | RMPA | External | Shoulder | B13 | 600 | 310 | 0 | 39.3 | 40.04 | 5 | 0
2015 | NE_2_RMPA | NE | RMPA | External | Shoulder | B14 | 900 | 310 | 0 | 38.91 | 40.04 | 5 | 0
2015 | NE_2_RMPA | NE | RMPA | External | Shoulder | B15 | 1203 | 310 | 0 | 37.6 | 38.97 | 5 | 0
2015 | NE_2_RMPA | NE | RMPA | External | Summer | B1 | 10 | 310 | 0 | 60.81 | 60.29 | 5 | 0
2015 | NE_2_RMPA | NE | RMPA | External | Summer | B2 | 25 | 310 | 0 | 59.76 | 53.71 | 5 | 0
2015 | NE_2_RMPA | NE | RMPA | External | Summer | B3 | 75 | 310 | 0 | 58.98 | 53.71 | 5 | 0
2015 | NE_2_RMPA | NE | RMPA | External | Summer | B4 | 100 | 310 | 0 | 55.5 | 47.51 | 5 | 0
2015 | NE_2_RMPA | NE | RMPA | External | Summer | B5 | 200 | 310 | 0 | 52.64 | 44.66 | 5 | 0
2015 | NE_2_RMPA | NE | RMPA | External | Summer | B6 | 300 | 310 | 0 | 49.79 | 39.04 | 5 | 0
2015 | NE_2_RMPA | NE | RMPA | External | Summer | B7 | 400 | 310 | 0 | 43.71 | 38.5 | 5 | 0
2015 | NE_2_RMPA | NE | RMPA | External | Summer | B8 | 500 | 310 | 0 | 37.97 | 38.5 | 5 | 0
2015 | NE_2_RMPA | NE | RMPA | External | Summer | B9 | 800 | 310 | 0 | 36.34 | 38.5 | 5 | 0
2015 | NE_2_RMPA | NE | RMPA | External | Summer | B10 | 1262 | 310 | 0 | 36.26 | 38.5 | 5 | 0
2015 | NE_2_RMPA | NE | RMPA | External | Winter | B16 | 25 | 310 | 0 | 49.23 | 49.1 | 5 | 0
2015 | NE_2_RMPA | NE | RMPA | External | Winter | B17 | 100 | 310 | 0 | 41.75 | 42.95 | 5 | 0
2015 | NE_2_RMPA | NE | RMPA | External | Winter | B18 | 400 | 310 | 0 | 40.08 | 42.95 | 5 | 0
2015 | NE_2_RMPA | NE | RMPA | External | Winter | B19 | 700 | 310 | 0 | 40.08 | 42.95 | 5 | 0
2015 | NE_2_RMPA | NE | RMPA | External | Winter | B20 | 935 | 310 | 0 | 39.99 | 35.05 | 5 | 0
2015 | NWPP_Coal_2_MAPP_US | NWPP_Coal | MAPP_US | External | Shoulder | B11 | 25 | 150 | 150 | 38.95 | 47.07 | 8 | 0.11
2015 | NWPP_Coal_2_MAPP_US | NWPP_Coal | MAPP_US | External | Shoulder | B12 | 200 | 150 | 0 | 38.95 | 33.63 | 8 | 0
2015 | NWPP_Coal_2_MAPP_US | NWPP_Coal | MAPP_US | External | Shoulder | B13 | 600 | 150 | 0 | 38.95 | 32.3 | 8 | 0
2015 | NWPP_Coal_2_MAPP_US | NWPP_Coal | MAPP_US | External | Shoulder | B14 | 900 | 150 | 0 | 38.95 | 31.91 | 8 | 0
2015 | NWPP_Coal_2_MAPP_US | NWPP_Coal | MAPP_US | External | Shoulder | B15 | 1203 | 150 | 0 | 38.95 | 30.97 | 8 | 0
2015 | NWPP_Coal_2_MAPP_US | NWPP_Coal | MAPP_US | External | Summer | B1 | 10 | 150 | 150 | 38.95 | 53.81 | 8 | 6.86
2015 | NWPP_Coal_2_MAPP_US | NWPP_Coal | MAPP_US | External | Summer | B2 | 25 | 150 | 150 | 38.95 | 52.76 | 8 | 5.81
2015 | NWPP_Coal_2_MAPP_US | NWPP_Coal | MAPP_US | External | Summer | B3 | 75 | 150 | 150 | 38.95 | 51.98 | 8 | 5.02
2015 | NWPP_Coal_2_MAPP_US | NWPP_Coal | MAPP_US | External | Summer | B4 | 100 | 150 | 150 | 38.95 | 48.5 | 8 | 1.54
2015 | NWPP_Coal_2_MAPP_US | NWPP_Coal | MAPP_US | External | Summer | B5 | 200 | 150 | 0 | 38.95 | 45.64 | 8 | 0
2015 | NWPP_Coal_2_MAPP_US | NWPP_Coal | MAPP_US | External | Summer | B6 | 300 | 150 | 0 | 38.95 | 42.79 | 8 | 0
2015 | NWPP_Coal_2_MAPP_US | NWPP_Coal | MAPP_US | External | Summer | B7 | 400 | 150 | 0 | 38.95 | 34.34 | 8 | 0
2015 | NWPP_Coal_2_MAPP_US | NWPP_Coal | MAPP_US | External | Summer | B8 | 500 | 150 | 0 | 38.95 | 30.5 | 8 | 0
2015 | NWPP_Coal_2_MAPP_US | NWPP_Coal | MAPP_US | External | Summer | B9 | 800 | 150 | 0 | 38.95 | 29.34 | 8 | 0
2015 | NWPP_Coal_2_MAPP_US | NWPP_Coal | MAPP_US | External | Summer | B10 | 1262 | 150 | 0 | 38.95 | 29.26 | 8 | 0
2015 | NWPP_Coal_2_MAPP_US | NWPP_Coal | MAPP_US | External | Winter | B16 | 25 | 150 | 0 | 41.32 | 42.23 | 8 | 0
2015 | NWPP_Coal_2_MAPP_US | NWPP_Coal | MAPP_US | External | Winter | B17 | 100 | 150 | 0 | 41.32 | 36.2 | 8 | 0
2015 | NWPP_Coal_2_MAPP_US | NWPP_Coal | MAPP_US | External | Winter | B18 | 400 | 150 | 0 | 41.32 | 33.08 | 8 | 0
2015 | NWPP_Coal_2_MAPP_US | NWPP_Coal | MAPP_US | External | Winter | B19 | 700 | 150 | 0 | 41.32 | 33.08 | 8 | 0
2015 | NWPP_Coal_2_MAPP_US | NWPP_Coal | MAPP_US | External | Winter | B20 | 935 | 150 | 0 | 41.32 | 32.99 | 8 | 0
2015 | RMPA_2_NE | RMPA | NE | External | Shoulder | B11 | 25 | 310 | 310 | 40.04 | 54.07 | 8 | 6.03
2015 | RMPA_2_NE | RMPA | NE | External | Shoulder | B12 | 200 | 310 | 0 | 40.04 | 40.63 | 8 | 0
2015 | RMPA_2_NE | RMPA | NE | External | Shoulder | B13 | 600 | 310 | 0 | 40.04 | 39.3 | 8 | 0
2015 | RMPA_2_NE | RMPA | NE | External | Shoulder | B14 | 900 | 310 | 0 | 40.04 | 38.91 | 8 | 0
2015 | RMPA_2_NE | RMPA | NE | External | Shoulder | B15 | 1203 | 310 | 0 | 38.97 | 37.6 | 8 | 0
2015 | RMPA_2_NE | RMPA | NE | External | Summer | B1 | 10 | 310 | 0 | 60.29 | 60.81 | 8 | 0
2015 | RMPA_2_NE | RMPA | NE | External | Summer | B2 | 25 | 310 | 0 | 53.71 | 59.76 | 8 | 0
2015 | RMPA_2_NE | RMPA | NE | External | Summer | B3 | 75 | 310 | 0 | 53.71 | 58.98 | 8 | 0
2015 | RMPA_2_NE | RMPA | NE | External | Summer | B4 | 100 | 310 | 0 | 47.51 | 55.5 | 8 | 0
2015 | RMPA_2_NE | RMPA | NE | External | Summer | B5 | 200 | 310 | 0 | 44.66 | 52.64 | 8 | 0
2015 | RMPA_2_NE | RMPA | NE | External | Summer | B6 | 300 | 310 | 310 | 39.04 | 49.79 | 8 | 2.76
2015 | RMPA_2_NE | RMPA | NE | External | Summer | B7 | 400 | 310 | 0 | 38.5 | 43.71 | 8 | 0
2015 | RMPA_2_NE | RMPA | NE | External | Summer | B8 | 500 | 310 | 0 | 38.5 | 37.97 | 8 | 0
2015 | RMPA_2_NE | RMPA | NE | External | Summer | B9 | 800 | 310 | 0 | 38.5 | 36.34 | 8 | 0
2015 | RMPA_2_NE | RMPA | NE | External | Summer | B10 | 1262 | 310 | 0 | 38.5 | 36.26 | 8 | 0
2015 | RMPA_2_NE | RMPA | NE | External | Winter | B16 | 25 | 310 | 0 | 49.1 | 49.23 | 8 | 0
2015 | RMPA_2_NE | RMPA | NE | External | Winter | B17 | 100 | 310 | 0 | 42.95 | 41.75 | 8 | 0
2015 | RMPA_2_NE | RMPA | NE | External | Winter | B18 | 400 | 310 | 0 | 42.95 | 40.08 | 8 | 0
2015 | RMPA_2_NE | RMPA | NE | External | Winter | B19 | 700 | 310 | 0 | 42.95 | 40.08 | 8 | 0
2015 | RMPA_2_NE | RMPA | NE | External | Winter | B20 | 935 | 310 | 0 | 35.05 | 39.99 | 8 | 0
2015 | RMPA_2_SPP_N | RMPA | SPP_N | External | Shoulder | B11 | 25 | 210 | 210 | 40.04 | 54.08 | 8 | 6.04
2015 | RMPA_2_SPP_N | RMPA | SPP_N | External | Shoulder | B12 | 200 | 210 | 0 | 40.04 | 40.64 | 8 | 0
2015 | RMPA_2_SPP_N | RMPA | SPP_N | External | Shoulder | B13 | 600 | 210 | 0 | 40.04 | 39.31 | 8 | 0
2015 | RMPA_2_SPP_N | RMPA | SPP_N | External | Shoulder | B14 | 900 | 210 | 0 | 40.04 | 38.93 | 8 | 0
2015 | RMPA_2_SPP_N | RMPA | SPP_N | External | Shoulder | B15 | 1203 | 210 | 0 | 38.97 | 37.62 | 8 | 0
2015 | RMPA_2_SPP_N | RMPA | SPP_N | External | Summer | B1 | 10 | 210 | 0 | 60.29 | 60.82 | 8 | 0
2015 | RMPA_2_SPP_N | RMPA | SPP_N | External | Summer | B2 | 25 | 210 | 0 | 53.71 | 59.77 | 8 | 0
2015 | RMPA_2_SPP_N | RMPA | SPP_N | External | Summer | B3 | 75 | 210 | 0 | 53.71 | 58.99 | 8 | 0
2015 | RMPA_2_SPP_N | RMPA | SPP_N | External | Summer | B4 | 100 | 210 | 153.69 | 47.51 | 55.51 | 8 | 0
2015 | RMPA_2_SPP_N | RMPA | SPP_N | External | Summer | B5 | 200 | 210 | 162.57 | 44.66 | 52.66 | 8 | 0
2015 | RMPA_2_SPP_N | RMPA | SPP_N | External | Summer | B6 | 300 | 210 | 210 | 39.04 | 49.81 | 8 | 2.77
2015 | RMPA_2_SPP_N | RMPA | SPP_N | External | Summer | B7 | 400 | 210 | 0 | 38.5 | 43.72 | 8 | 0
2015 | RMPA_2_SPP_N | RMPA | SPP_N | External | Summer | B8 | 500 | 210 | 0 | 38.5 | 37.98 | 8 | 0
2015 | RMPA_2_SPP_N | RMPA | SPP_N | External | Summer | B9 | 800 | 210 | 0 | 38.5 | 36.35 | 8 | 0
2015 | RMPA_2_SPP_N | RMPA | SPP_N | External | Summer | B10 | 1262 | 210 | 0 | 38.5 | 36.27 | 8 | 0
2015 | RMPA_2_SPP_N | RMPA | SPP_N | External | Winter | B16 | 25 | 210 | 0 | 49.1 | 49.24 | 8 | 0
2015 | RMPA_2_SPP_N | RMPA | SPP_N | External | Winter | B17 | 100 | 210 | 0 | 42.95 | 41.77 | 8 | 0
2015 | RMPA_2_SPP_N | RMPA | SPP_N | External | Winter | B18 | 400 | 210 | 0 | 42.95 | 40.09 | 8 | 0
2015 | RMPA_2_SPP_N | RMPA | SPP_N | External | Winter | B19 | 700 | 210 | 0 | 42.95 | 40.09 | 8 | 0
2015 | RMPA_2_SPP_N | RMPA | SPP_N | External | Winter | B20 | 935 | 210 | 0 | 35.05 | 40.01 | 8 | 0
2015 | SPP_N_2_RMPA | SPP_N | RMPA | External | Shoulder | B11 | 25 | 210 | 0 | 54.08 | 40.04 | 5 | 0
2015 | SPP_N_2_RMPA | SPP_N | RMPA | External | Shoulder | B12 | 200 | 210 | 0 | 40.64 | 40.04 | 5 | 0
2015 | SPP_N_2_RMPA | SPP_N | RMPA | External | Shoulder | B13 | 600 | 210 | 0 | 39.31 | 40.04 | 5 | 0
2015 | SPP_N_2_RMPA | SPP_N | RMPA | External | Shoulder | B14 | 900 | 210 | 0 | 38.93 | 40.04 | 5 | 0
2015 | SPP_N_2_RMPA | SPP_N | RMPA | External | Shoulder | B15 | 1203 | 210 | 0 | 37.62 | 38.97 | 5 | 0
2015 | SPP_N_2_RMPA | SPP_N | RMPA | External | Summer | B1 | 10 | 210 | 0 | 60.82 | 60.29 | 5 | 0
2015 | SPP_N_2_RMPA | SPP_N | RMPA | External | Summer | B2 | 25 | 210 | 0 | 59.77 | 53.71 | 5 | 0
2015 | SPP_N_2_RMPA | SPP_N | RMPA | External | Summer | B3 | 75 | 210 | 0 | 58.99 | 53.71 | 5 | 0
2015 | SPP_N_2_RMPA | SPP_N | RMPA | External | Summer | B4 | 100 | 210 | 0 | 55.51 | 47.51 | 5 | 0
2015 | SPP_N_2_RMPA | SPP_N | RMPA | External | Summer | B5 | 200 | 210 | 0 | 52.66 | 44.66 | 5 | 0
2015 | SPP_N_2_RMPA | SPP_N | RMPA | External | Summer | B6 | 300 | 210 | 0 | 49.81 | 39.04 | 5 | 0
2015 | SPP_N_2_RMPA | SPP_N | RMPA | External | Summer | B7 | 400 | 210 | 0 | 43.72 | 38.5 | 5 | 0
2015 | SPP_N_2_RMPA | SPP_N | RMPA | External | Summer | B8 | 500 | 210 | 0 | 37.98 | 38.5 | 5 | 0
2015 | SPP_N_2_RMPA | SPP_N | RMPA | External | Summer | B9 | 800 | 210 | 0 | 36.35 | 38.5 | 5 | 0
2015 | SPP_N_2_RMPA | SPP_N | RMPA | External | Summer | B10 | 1262 | 210 | 0 | 36.27 | 38.5 | 5 | 0
2015 | SPP_N_2_RMPA | SPP_N | RMPA | External | Winter | B16 | 25 | 210 | 0 | 49.24 | 49.1 | 5 | 0
2015 | SPP_N_2_RMPA | SPP_N | RMPA | External | Winter | B17 | 100 | 210 | 0 | 41.77 | 42.95 | 5 | 0
2015 | SPP_N_2_RMPA | SPP_N | RMPA | External | Winter | B18 | 400 | 210 | 0 | 40.09 | 42.95 | 5 | 0
2015 | SPP_N_2_RMPA | SPP_N | RMPA | External | Winter | B19 | 700 | 210 | 0 | 40.09 | 42.95 | 5 | 0
2015 | SPP_N_2_RMPA | SPP_N | RMPA | External | Winter | B20 | 935 | 210 | 0 | 40.01 | 35.05 | 5 | 0
2015 | SPP_S_2_ERCOT | SPP_S | ERCOT | External | Shoulder | B11 | 25 | 800 | 0 | 54.07 | 54.66 | 5 | 0
2015 | SPP_S_2_ERCOT | SPP_S | ERCOT | External | Shoulder | B12 | 200 | 800 | 0 | 40.63 | 40.88 | 5 | 0
2015 | SPP_S_2_ERCOT | SPP_S | ERCOT | External | Shoulder | B13 | 600 | 800 | 0 | 39.32 | 37.53 | 5 | 0
2015 | SPP_S_2_ERCOT | SPP_S | ERCOT | External | Shoulder | B14 | 900 | 800 | 0 | 38.94 | 37.53 | 5 | 0
2015 | SPP_S_2_ERCOT | SPP_S | ERCOT | External | Shoulder | B15 | 1203 | 800 | 0 | 37.63 | 37.53 | 5 | 0
2015 | SPP_S_2_ERCOT | SPP_S | ERCOT | External | Summer | B1 | 10 | 800 | 0 | 60.81 | 53.11 | 5 | 0
2015 | SPP_S_2_ERCOT | SPP_S | ERCOT | External | Summer | B2 | 25 | 800 | 0 | 59.76 | 53.11 | 5 | 0
2015 | SPP_S_2_ERCOT | SPP_S | ERCOT | External | Summer | B3 | 75 | 800 | 0 | 58.98 | 53.11 | 5 | 0
2015 | SPP_S_2_ERCOT | SPP_S | ERCOT | External | Summer | B4 | 100 | 800 | 0 | 54.49 | 53.11 | 5 | 0
2015 | SPP_S_2_ERCOT | SPP_S | ERCOT | External | Summer | B5 | 200 | 800 | 0 | 52.64 | 53.11 | 5 | 0
2015 | SPP_S_2_ERCOT | SPP_S | ERCOT | External | Summer | B6 | 300 | 800 | 0 | 49.82 | 53.11 | 5 | 0
2015 | SPP_S_2_ERCOT | SPP_S | ERCOT | External | Summer | B7 | 400 | 800 | 0 | 43.73 | 46.9 | 5 | 0
2015 | SPP_S_2_ERCOT | SPP_S | ERCOT | External | Summer | B8 | 500 | 800 | 0 | 38 | 39.73 | 5 | 0
2015 | SPP_S_2_ERCOT | SPP_S | ERCOT | External | Summer | B9 | 800 | 800 | 0 | 36.36 | 36.48 | 5 | 0
2015 | SPP_S_2_ERCOT | SPP_S | ERCOT | External | Summer | B10 | 1262 | 800 | 0 | 36.28 | 36.48 | 5 | 0
2015 | SPP_S_2_ERCOT | SPP_S | ERCOT | External | Winter | B16 | 25 | 800 | 0 | 49.25 | 51.14 | 5 | 0
2015 | SPP_S_2_ERCOT | SPP_S | ERCOT | External | Winter | B17 | 100 | 800 | 0 | 41.78 | 39.92 | 5 | 0
2015 | SPP_S_2_ERCOT | SPP_S | ERCOT | External | Winter | B18 | 400 | 800 | 0 | 40.11 | 39.73 | 5 | 0
2015 | SPP_S_2_ERCOT | SPP_S | ERCOT | External | Winter | B19 | 700 | 800 | 0 | 40.11 | 39.73 | 5 | 0
2015 | SPP_S_2_ERCOT | SPP_S | ERCOT | External | Winter | B20 | 935 | 800 | 0 | 40.02 | 39.73 | 5 | 0
2020 | AZ_NM_SNV_Coal_2_SPP_S | AZ_NM_SNV_Coal | SPP_S | External | Shoulder | B11 | 25 | 400 | 400 | 45.45 | 58.47 | 8.17 | 4.85
2020 | AZ_NM_SNV_Coal_2_SPP_S | AZ_NM_SNV_Coal | SPP_S | External | Shoulder | B12 | 200 | 400 | 0 | 45.44 | 41.76 | 8.17 | 0
2020 | AZ_NM_SNV_Coal_2_SPP_S | AZ_NM_SNV_Coal | SPP_S | External | Shoulder | B13 | 600 | 400 | 0 | 45.44 | 40.63 | 8.17 | 0
2020 | AZ_NM_SNV_Coal_2_SPP_S | AZ_NM_SNV_Coal | SPP_S | External | Shoulder | B14 | 900 | 400 | 0 | 45.44 | 40.54 | 8.17 | 0
2020 | AZ_NM_SNV_Coal_2_SPP_S | AZ_NM_SNV_Coal | SPP_S | External | Shoulder | B15 | 1203 | 400 | 0 | 44.72 | 38.83 | 8.17 | 0
2020 | AZ_NM_SNV_Coal_2_SPP_S | AZ_NM_SNV_Coal | SPP_S | External | Summer | B1 | 10 | 400 | 0 | 66.64 | 59.55 | 8.17 | 0
2020 | AZ_NM_SNV_Coal_2_SPP_S | AZ_NM_SNV_Coal | SPP_S | External | Summer | B2 | 25 | 400 | 0 | 66.64 | 58.98 | 8.17 | 0
2020 | AZ_NM_SNV_Coal_2_SPP_S | AZ_NM_SNV_Coal | SPP_S | External | Summer | B3 | 75 | 400 | 0 | 66.64 | 58.88 | 8.17 | 0
2020 | AZ_NM_SNV_Coal_2_SPP_S | AZ_NM_SNV_Coal | SPP_S | External | Summer | B4 | 100 | 400 | 0 | 63.88 | 58.88 | 8.17 | 0
2020 | AZ_NM_SNV_Coal_2_SPP_S | AZ_NM_SNV_Coal | SPP_S | External | Summer | B5 | 200 | 400 | 0 | 53.56 | 56.88 | 8.17 | 0
2020 | AZ_NM_SNV_Coal_2_SPP_S | AZ_NM_SNV_Coal | SPP_S | External | Summer | B6 | 300 | 400 | 0 | 48.46 | 56.41 | 8.17 | 0
2020 | AZ_NM_SNV_Coal_2_SPP_S | AZ_NM_SNV_Coal | SPP_S | External | Summer | B7 | 400 | 400 | 0 | 45.42 | 43.95 | 8.17 | 0
2020 | AZ_NM_SNV_Coal_2_SPP_S | AZ_NM_SNV_Coal | SPP_S | External | Summer | B8 | 500 | 400 | 0 | 45.41 | 40.25 | 8.17 | 0
2020 | AZ_NM_SNV_Coal_2_SPP_S | AZ_NM_SNV_Coal | SPP_S | External | Summer | B9 | 800 | 400 | 0 | 45.39 | 39.22 | 8.17 | 0
2020 | AZ_NM_SNV_Coal_2_SPP_S | AZ_NM_SNV_Coal | SPP_S | External | Summer | B10 | 1262 | 400 | 0 | 44.09 | 39.14 | 8.17 | 0
2020 | AZ_NM_SNV_Coal_2_SPP_S | AZ_NM_SNV_Coal | SPP_S | External | Winter | B16 | 25 | 400 | 0 | 48.29 | 48.11 | 8.17 | 0
2020 | AZ_NM_SNV_Coal_2_SPP_S | AZ_NM_SNV_Coal | SPP_S | External | Winter | B17 | 100 | 400 | 0 | 48.29 | 43.29 | 8.17 | 0
2020 | AZ_NM_SNV_Coal_2_SPP_S | AZ_NM_SNV_Coal | SPP_S | External | Winter | B18 | 400 | 400 | 0 | 48.29 | 43.29 | 8.17 | 0
2020 | AZ_NM_SNV_Coal_2_SPP_S | AZ_NM_SNV_Coal | SPP_S | External | Winter | B19 | 700 | 400 | 0 | 48.29 | 39.79 | 8.17 | 0
2020 | AZ_NM_SNV_Coal_2_SPP_S | AZ_NM_SNV_Coal | SPP_S | External | Winter | B20 | 935 | 400 | 0 | 47.95 | 38.4 | 8.17 | 0
2020 | MAPP_US_2_RMPA | MAPP_US | RMPA | External | Shoulder | B11 | 25 | 200 | 0 | 51.44 | 50.44 | 8 | 0
2020 | MAPP_US_2_RMPA | MAPP_US | RMPA | External | Shoulder | B12 | 200 | 200 | 0 | 39.73 | 44.22 | 8 | 0
2020 | MAPP_US_2_RMPA | MAPP_US | RMPA | External | Shoulder | B13 | 600 | 200 | 200 | 35.93 | 44.22 | 8 | 0.3
2020 | MAPP_US_2_RMPA | MAPP_US | RMPA | External | Shoulder | B14 | 900 | 200 | 200 | 35.28 | 44.22 | 8 | 0.94
2020 | MAPP_US_2_RMPA | MAPP_US | RMPA | External | Shoulder | B15 | 1203 | 200 | 200 | 34.42 | 44.22 | 8 | 1.8
2020 | MAPP_US_2_RMPA | MAPP_US | RMPA | External | Summer | B1 | 10 | 200 | 0 | 58.33 | 65.97 | 8 | 0
2020 | MAPP_US_2_RMPA | MAPP_US | RMPA | External | Summer | B2 | 25 | 200 | 200 | 56.98 | 65.81 | 8 | 0.83
2020 | MAPP_US_2_RMPA | MAPP_US | RMPA | External | Summer | B3 | 75 | 200 | 200 | 54.97 | 65.82 | 8 | 2.85
2020 | MAPP_US_2_RMPA | MAPP_US | RMPA | External | Summer | B4 | 100 | 200 | 0 | 53.41 | 57.51 | 8 | 0
2020 | MAPP_US_2_RMPA | MAPP_US | RMPA | External | Summer | B5 | 200 | 200 | 0 | 51.78 | 53.56 | 8 | 0
2020 | MAPP_US_2_RMPA | MAPP_US | RMPA | External | Summer | B6 | 300 | 200 | 0 | 49.38 | 48.4 | 8 | 0
2020 | MAPP_US_2_RMPA | MAPP_US | RMPA | External | Summer | B7 | 400 | 200 | 0 | 36.93 | 42.46 | 8 | 0
2020 | MAPP_US_2_RMPA | MAPP_US | RMPA | External | Summer | B8 | 500 | 200 | 200 | 33.22 | 42.46 | 8 | 1.23
2020 | MAPP_US_2_RMPA | MAPP_US | RMPA | External | Summer | B9 | 800 | 200 | 200 | 32.2 | 42.46 | 8 | 2.26
2020 | MAPP_US_2_RMPA | MAPP_US | RMPA | External | Summer | B10 | 1262 | 200 | 200 | 28.99 | 41.36 | 8 | 4.36
2020 | MAPP_US_2_RMPA | MAPP_US | RMPA | External | Winter | B16 | 25 | 200 | 164.08 | 46.09 | 54.09 | 8 | 0
2020 | MAPP_US_2_RMPA | MAPP_US | RMPA | External | Winter | B17 | 100 | 200 | 0 | 41.25 | 47.57 | 8 | 0
2020 | MAPP_US_2_RMPA | MAPP_US | RMPA | External | Winter | B18 | 400 | 200 | 200 | 37.63 | 47.57 | 8 | 1.94
2020 | MAPP_US_2_RMPA | MAPP_US | RMPA | External | Winter | B19 | 700 | 200 | 200 | 37.63 | 47.57 | 8 | 1.94
2020 | MAPP_US_2_RMPA | MAPP_US | RMPA | External | Winter | B20 | 935 | 200 | 89.91 | 32.11 | 40.11 | 8 | 0
2020 | NE_2_RMPA | NE | RMPA | External | Shoulder | B11 | 25 | 310 | 0 | 58.44 | 50.44 | 5 | 0
2020 | NE_2_RMPA | NE | RMPA | External | Shoulder | B12 | 200 | 310 | 0 | 41.73 | 44.22 | 5 | 0
2020 | NE_2_RMPA | NE | RMPA | External | Shoulder | B13 | 600 | 310 | 0 | 40.6 | 44.22 | 5 | 0
2020 | NE_2_RMPA | NE | RMPA | External | Shoulder | B14 | 900 | 310 | 0 | 40.51 | 44.22 | 5 | 0
2020 | NE_2_RMPA | NE | RMPA | External | Shoulder | B15 | 1203 | 310 | 310 | 37.47 | 44.22 | 5 | 1.75
2020 | NE_2_RMPA | NE | RMPA | External | Summer | B1 | 10 | 310 | 0 | 65.33 | 65.97 | 5 | 0
2020 | NE_2_RMPA | NE | RMPA | External | Summer | B2 | 25 | 310 | 301.26 | 60.81 | 65.81 | 5 | 0
2020 | NE_2_RMPA | NE | RMPA | External | Summer | B3 | 75 | 310 | 310 | 60.81 | 65.82 | 5 | 0.01
2020 | NE_2_RMPA | NE | RMPA | External | Summer | B4 | 100 | 310 | 0 | 60.41 | 57.51 | 5 | 0
2020 | NE_2_RMPA | NE | RMPA | External | Summer | B5 | 200 | 310 | 0 | 56.88 | 53.56 | 5 | 0
2020 | NE_2_RMPA | NE | RMPA | External | Summer | B6 | 300 | 310 | 0 | 56.38 | 48.4 | 5 | 0
2020 | NE_2_RMPA | NE | RMPA | External | Summer | B7 | 400 | 310 | 0 | 43.93 | 42.46 | 5 | 0
2020 | NE_2_RMPA | NE | RMPA | External | Summer | B8 | 500 | 310 | 0 | 40.22 | 42.46 | 5 | 0
2020 | NE_2_RMPA | NE | RMPA | External | Summer | B9 | 800 | 310 | 0 | 39.2 | 42.46 | 5 | 0
2020 | NE_2_RMPA | NE | RMPA | External | Summer | B10 | 1262 | 310 | 310 | 35.69 | 41.36 | 5 | 0.66
2020 | NE_2_RMPA | NE | RMPA | External | Winter | B16 | 25 | 310 | 310 | 48.09 | 54.09 | 5 | 1
2020 | NE_2_RMPA | NE | RMPA | External | Winter | B17 | 100 | 310 | 0 | 43.25 | 47.57 | 5 | 0
2020 | NE_2_RMPA | NE | RMPA | External | Winter | B18 | 400 | 310 | 310 | 40.49 | 47.57 | 5 | 2.08
2020 | NE_2_RMPA | NE | RMPA | External | Winter | B19 | 700 | 310 | 310 | 39.76 | 47.57 | 5 | 2.81
2020 | NE_2_RMPA | NE | RMPA | External | Winter | B20 | 935 | 310 | 0 | 38.29 | 40.11 | 5 | 0
2020 | NWPP_Coal_2_MAPP_US | NWPP_Coal | MAPP_US | External | Shoulder | B11 | 25 | 150 | 0 | 45.43 | 51.44 | 8 | 0
2020 | NWPP_Coal_2_MAPP_US | NWPP_Coal | MAPP_US | External | Shoulder | B12 | 200 | 150 | 0 | 45.43 | 39.73 | 8 | 0
2020 | NWPP_Coal_2_MAPP_US | NWPP_Coal | MAPP_US | External | Shoulder | B13 | 600 | 150 | 0 | 45.43 | 35.93 | 8 | 0
2020 | NWPP_Coal_2_MAPP_US | NWPP_Coal | MAPP_US | External | Shoulder | B14 | 900 | 150 | 0 | 45.43 | 35.28 | 8 | 0
2020 | NWPP_Coal_2_MAPP_US | NWPP_Coal | MAPP_US | External | Shoulder | B15 | 1203 | 150 | 0 | 45.43 | 34.42 | 8 | 0
2020 | NWPP_Coal_2_MAPP_US | NWPP_Coal | MAPP_US | External | Summer | B1 | 10 | 150 | 0 | 57.81 | 58.33 | 8 | 0
2020 | NWPP_Coal_2_MAPP_US | NWPP_Coal | MAPP_US | External | Summer | B2 | 25 | 150 | 150 | 45.39 | 56.98 | 8 | 3.58
2020 | NWPP_Coal_2_MAPP_US | NWPP_Coal | MAPP_US | External | Summer | B3 | 75 | 150 | 150 | 45.39 | 54.97 | 8 | 1.58
2020 | NWPP_Coal_2_MAPP_US | NWPP_Coal | MAPP_US | External | Summer | B4 | 100 | 150 | 150 | 45.39 | 53.41 | 8 | 0.01
2020 | NWPP_Coal_2_MAPP_US | NWPP_Coal | MAPP_US | External | Summer | B5 | 200 | 150 | 0 | 45.39 | 51.78 | 8 | 0
2020 | NWPP_Coal_2_MAPP_US | NWPP_Coal | MAPP_US | External | Summer | B6 | 300 | 150 | 0 | 45.39 | 49.38 | 8 | 0
2020 | NWPP_Coal_2_MAPP_US | NWPP_Coal | MAPP_US | External | Summer | B7 | 400 | 150 | 0 | 45.39 | 36.93 | 8 | 0
2020 | NWPP_Coal_2_MAPP_US | NWPP_Coal | MAPP_US | External | Summer | B8 | 500 | 150 | 0 | 45.39 | 33.22 | 8 | 0
2020 | NWPP_Coal_2_MAPP_US | NWPP_Coal | MAPP_US | External | Summer | B9 | 800 | 150 | 0 | 45.39 | 32.2 | 8 | 0
2020 | NWPP_Coal_2_MAPP_US | NWPP_Coal | MAPP_US | External | Summer | B10 | 1262 | 150 | 0 | 45.39 | 28.99 | 8 | 0
2020 | NWPP_Coal_2_MAPP_US | NWPP_Coal | MAPP_US | External | Winter | B16 | 25 | 150 | 0 | 48.28 | 46.09 | 8 | 0
2020 | NWPP_Coal_2_MAPP_US | NWPP_Coal | MAPP_US | External | Winter | B17 | 100 | 150 | 0 | 48.28 | 41.25 | 8 | 0
2020 | NWPP_Coal_2_MAPP_US | NWPP_Coal | MAPP_US | External | Winter | B18 | 400 | 150 | 0 | 48.28 | 37.63 | 8 | 0
2020 | NWPP_Coal_2_MAPP_US | NWPP_Coal | MAPP_US | External | Winter | B19 | 700 | 150 | 0 | 48.28 | 37.63 | 8 | 0
2020 | NWPP_Coal_2_MAPP_US | NWPP_Coal | MAPP_US | External | Winter | B20 | 935 | 150 | 0 | 48.28 | 32.11 | 8 | 0
2020 | RMPA_2_NE | RMPA | NE | External | Shoulder | B11 | 25 | 310 | 158.99 | 50.44 | 58.44 | 8 | 0
2020 | RMPA_2_NE | RMPA | NE | External | Shoulder | B12 | 200 | 310 | 0 | 44.22 | 41.73 | 8 | 0
2020 | RMPA_2_NE | RMPA | NE | External | Shoulder | B13 | 600 | 310 | 0 | 44.22 | 40.6 | 8 | 0
2020 | RMPA_2_NE | RMPA | NE | External | Shoulder | B14 | 900 | 310 | 0 | 44.22 | 40.51 | 8 | 0
2020 | RMPA_2_NE | RMPA | NE | External | Shoulder | B15 | 1203 | 310 | 0 | 44.22 | 37.47 | 8 | 0
2020 | RMPA_2_NE | RMPA | NE | External | Summer | B1 | 10 | 310 | 0 | 65.97 | 65.33 | 8 | 0
2020 | RMPA_2_NE | RMPA | NE | External | Summer | B2 | 25 | 310 | 0 | 65.81 | 60.81 | 8 | 0
2020 | RMPA_2_NE | RMPA | NE | External | Summer | B3 | 75 | 310 | 0 | 65.82 | 60.81 | 8 | 0
2020 | RMPA_2_NE | RMPA | NE | External | Summer | B4 | 100 | 310 | 0 | 57.51 | 60.41 | 8 | 0
2020 | RMPA_2_NE | RMPA | NE | External | Summer | B5 | 200 | 310 | 0 | 53.56 | 56.88 | 8 | 0
2020 | RMPA_2_NE | RMPA | NE | External | Summer | B6 | 300 | 310 | 0 | 48.4 | 56.38 | 8 | 0
2020 | RMPA_2_NE | RMPA | NE | External | Summer | B7 | 400 | 310 | 0 | 42.46 | 43.93 | 8 | 0
2020 | RMPA_2_NE | RMPA | NE | External | Summer | B8 | 500 | 310 | 0 | 42.46 | 40.22 | 8 | 0
2020 | RMPA_2_NE | RMPA | NE | External | Summer | B9 | 800 | 310 | 0 | 42.46 | 39.2 | 8 | 0
2020 | RMPA_2_NE | RMPA | NE | External | Summer | B10 | 1262 | 310 | 0 | 41.36 | 35.69 | 8 | 0
2020 | RMPA_2_NE | RMPA | NE | External | Winter | B16 | 25 | 310 | 0 | 54.09 | 48.09 | 8 | 0
2020 | RMPA_2_NE | RMPA | NE | External | Winter | B17 | 100 | 310 | 0 | 47.57 | 43.25 | 8 | 0
2020 | RMPA_2_NE | RMPA | NE | External | Winter | B18 | 400 | 310 | 0 | 47.57 | 40.49 | 8 | 0
2020 | RMPA_2_NE | RMPA | NE | External | Winter | B19 | 700 | 310 | 0 | 47.57 | 39.76 | 8 | 0
2020 | RMPA_2_NE | RMPA | NE | External | Winter | B20 | 935 | 310 | 0 | 40.11 | 38.29 | 8 | 0
2020 | RMPA_2_SPP_N | RMPA | SPP_N | External | Shoulder | B11 | 25 | 210 | 210 | 50.44 | 58.46 | 8 | 0.01
2020 | RMPA_2_SPP_N | RMPA | SPP_N | External | Shoulder | B12 | 200 | 210 | 0 | 44.22 | 41.75 | 8 | 0
2020 | RMPA_2_SPP_N | RMPA | SPP_N | External | Shoulder | B13 | 600 | 210 | 0 | 44.22 | 40.62 | 8 | 0
2020 | RMPA_2_SPP_N | RMPA | SPP_N | External | Shoulder | B14 | 900 | 210 | 0 | 44.22 | 40.53 | 8 | 0
2020 | RMPA_2_SPP_N | RMPA | SPP_N | External | Shoulder | B15 | 1203 | 210 | 0 | 44.22 | 37.48 | 8 | 0
2020 | RMPA_2_SPP_N | RMPA | SPP_N | External | Summer | B1 | 10 | 210 | 0 | 65.97 | 65.34 | 8 | 0
2020 | RMPA_2_SPP_N | RMPA | SPP_N | External | Summer | B2 | 25 | 210 | 0 | 65.81 | 60.82 | 8 | 0
2020 | RMPA_2_SPP_N | RMPA | SPP_N | External | Summer | B3 | 75 | 210 | 0 | 65.82 | 60.82 | 8 | 0
2020 | RMPA_2_SPP_N | RMPA | SPP_N | External | Summer | B4 | 100 | 210 | 0 | 57.51 | 60.42 | 8 | 0
2020 | RMPA_2_SPP_N | RMPA | SPP_N | External | Summer | B5 | 200 | 210 | 0 | 53.56 | 56.89 | 8 | 0
2020 | RMPA_2_SPP_N | RMPA | SPP_N | External | Summer | B6 | 300 | 210 | 38.49 | 48.4 | 56.4 | 8 | 0
2020 | RMPA_2_SPP_N | RMPA | SPP_N | External | Summer | B7 | 400 | 210 | 0 | 42.46 | 43.94 | 8 | 0
2020 | RMPA_2_SPP_N | RMPA | SPP_N | External | Summer | B8 | 500 | 210 | 0 | 42.46 | 40.23 | 8 | 0
2020 | RMPA_2_SPP_N | RMPA | SPP_N | External | Summer | B9 | 800 | 210 | 0 | 42.46 | 39.21 | 8 | 0
2020 | RMPA_2_SPP_N | RMPA | SPP_N | External | Summer | B10 | 1262 | 210 | 0 | 41.36 | 35.71 | 8 | 0
2020 | RMPA_2_SPP_N | RMPA | SPP_N | External | Winter | B16 | 25 | 210 | 0 | 54.09 | 48.1 | 8 | 0
2020 | RMPA_2_SPP_N | RMPA | SPP_N | External | Winter | B17 | 100 | 210 | 0 | 47.57 | 43.26 | 8 | 0
2020 | RMPA_2_SPP_N | RMPA | SPP_N | External | Winter | B18 | 400 | 210 | 0 | 47.57 | 40.5 | 8 | 0
2020 | RMPA_2_SPP_N | RMPA | SPP_N | External | Winter | B19 | 700 | 210 | 0 | 47.57 | 39.77 | 8 | 0
2020 | RMPA_2_SPP_N | RMPA | SPP_N | External | Winter | B20 | 935 | 210 | 0 | 40.11 | 38.31 | 8 | 0
2020 | SPP_N_2_RMPA | SPP_N | RMPA | External | Shoulder | B11 | 25 | 210 | 0 | 58.46 | 50.44 | 5 | 0
2020 | SPP_N_2_RMPA | SPP_N | RMPA | External | Shoulder | B12 | 200 | 210 | 0 | 41.75 | 44.22 | 5 | 0
2020 | SPP_N_2_RMPA | SPP_N | RMPA | External | Shoulder | B13 | 600 | 210 | 0 | 40.62 | 44.22 | 5 | 0
2020 | SPP_N_2_RMPA | SPP_N | RMPA | External | Shoulder | B14 | 900 | 210 | 0 | 40.53 | 44.22 | 5 | 0
2020 | SPP_N_2_RMPA | SPP_N | RMPA | External | Shoulder | B15 | 1203 | 210 | 210 | 37.48 | 44.22 | 5 | 1.74
2020 | SPP_N_2_RMPA | SPP_N | RMPA | External | Summer | B1 | 10 | 210 | 0 | 65.34 | 65.97 | 5 | 0
2020 | SPP_N_2_RMPA | SPP_N | RMPA | External | Summer | B2 | 25 | 210 | 0 | 60.82 | 65.81 | 5 | 0
2020 | SPP_N_2_RMPA | SPP_N | RMPA | External | Summer | B3 | 75 | 210 | 46.57 | 60.82 | 65.82 | 5 | 0
2020 | SPP_N_2_RMPA | SPP_N | RMPA | External | Summer | B4 | 100 | 210 | 0 | 60.42 | 57.51 | 5 | 0
2020 | SPP_N_2_RMPA | SPP_N | RMPA | External | Summer | B5 | 200 | 210 | 0 | 56.89 | 53.56 | 5 | 0
2020 | SPP_N_2_RMPA | SPP_N | RMPA | External | Summer | B6 | 300 | 210 | 0 | 56.4 | 48.4 | 5 | 0
2020 | SPP_N_2_RMPA | SPP_N | RMPA | External | Summer | B7 | 400 | 210 | 0 | 43.94 | 42.46 | 5 | 0
2020 | SPP_N_2_RMPA | SPP_N | RMPA | External | Summer | B8 | 500 | 210 | 0 | 40.23 | 42.46 | 5 | 0
2020 | SPP_N_2_RMPA | SPP_N | RMPA | External | Summer | B9 | 800 | 210 | 0 | 39.21 | 42.46 | 5 | 0
2020 | SPP_N_2_RMPA | SPP_N | RMPA | External | Summer | B10 | 1262 | 210 | 210 | 35.71 | 41.36 | 5 | 0.65
2020 | SPP_N_2_RMPA | SPP_N | RMPA | External | Winter | B16 | 25 | 210 | 210 | 48.1 | 54.09 | 5 | 0.99
2020 | SPP_N_2_RMPA | SPP_N | RMPA | External | Winter | B17 | 100 | 210 | 0 | 43.26 | 47.57 | 5 | 0
2020 | SPP_N_2_RMPA | SPP_N | RMPA | External | Winter | B18 | 400 | 210 | 210 | 40.5 | 47.57 | 5 | 2.07
2020 | SPP_N_2_RMPA | SPP_N | RMPA | External | Winter | B19 | 700 | 210 | 210 | 39.77 | 47.57 | 5 | 2.79
2020 | SPP_N_2_RMPA | SPP_N | RMPA | External | Winter | B20 | 935 | 210 | 0 | 38.31 | 40.11 | 5 | 0
2020 | SPP_S_2_ERCOT | SPP_S | ERCOT | External | Shoulder | B11 | 25 | 800 | 0 | 58.47 | 59.04 | 5 | 0
2020 | SPP_S_2_ERCOT | SPP_S | ERCOT | External | Shoulder | B12 | 200 | 800 | 0 | 41.76 | 44.1 | 5 | 0
2020 | SPP_S_2_ERCOT | SPP_S | ERCOT | External | Shoulder | B13 | 600 | 800 | 0 | 40.63 | 40.47 | 5 | 0
2020 | SPP_S_2_ERCOT | SPP_S | ERCOT | External | Shoulder | B14 | 900 | 800 | 0 | 40.54 | 40.47 | 5 | 0
2020 | SPP_S_2_ERCOT | SPP_S | ERCOT | External | Shoulder | B15 | 1203 | 800 | 0 | 38.83 | 40.47 | 5 | 0
2020 | SPP_S_2_ERCOT | SPP_S | ERCOT | External | Summer | B1 | 10 | 800 | 0 | 59.55 | 57.34 | 5 | 0
2020 | SPP_S_2_ERCOT | SPP_S | ERCOT | External | Summer | B2 | 25 | 800 | 0 | 58.98 | 57.34 | 5 | 0
2020 | SPP_S_2_ERCOT | SPP_S | ERCOT | External | Summer | B3 | 75 | 800 | 0 | 58.88 | 57.34 | 5 | 0
2020 | SPP_S_2_ERCOT | SPP_S | ERCOT | External | Summer | B4 | 100 | 800 | 0 | 58.88 | 57.34 | 5 | 0
2020 | SPP_S_2_ERCOT | SPP_S | ERCOT | External | Summer | B5 | 200 | 800 | 0 | 56.88 | 57.34 | 5 | 0
2020 | SPP_S_2_ERCOT | SPP_S | ERCOT | External | Summer | B6 | 300 | 800 | 0 | 56.41 | 57.34 | 5 | 0
2020 | SPP_S_2_ERCOT | SPP_S | ERCOT | External | Summer | B7 | 400 | 800 | 495.73 | 43.95 | 48.95 | 5 | 0
2020 | SPP_S_2_ERCOT | SPP_S | ERCOT | External | Summer | B8 | 500 | 800 | 0 | 40.25 | 42.85 | 5 | 0
2020 | SPP_S_2_ERCOT | SPP_S | ERCOT | External | Summer | B9 | 800 | 800 | 0 | 39.22 | 39.32 | 5 | 0
2020 | SPP_S_2_ERCOT | SPP_S | ERCOT | External | Summer | B10 | 1262 | 800 | 0 | 39.14 | 39.32 | 5 | 0
2020 | SPP_S_2_ERCOT | SPP_S | ERCOT | External | Winter | B16 | 25 | 800 | 0 | 48.11 | 52.96 | 5 | 0
2020 | SPP_S_2_ERCOT | SPP_S | ERCOT | External | Winter | B17 | 100 | 800 | 0 | 43.29 | 43.2 | 5 | 0
2020 | SPP_S_2_ERCOT | SPP_S | ERCOT | External | Winter | B18 | 400 | 800 | 0 | 43.29 | 42.93 | 5 | 0
2020 | SPP_S_2_ERCOT | SPP_S | ERCOT | External | Winter | B19 | 700 | 800 | 0 | 39.79 | 42.93 | 5 | 0
2020 | SPP_S_2_ERCOT | SPP_S | ERCOT | External | Winter | B20 | 935 | 800 | 0 | 38.4 | 42.93 | 5 | 0
2025 | AZ_NM_SNV_Coal_2_SPP_S | AZ_NM_SNV_Coal | SPP_S | External | Shoulder | B11 | 25 | 400 | 0 | 50.98 | 50.95 | 8.17 | 0
2025 | AZ_NM_SNV_Coal_2_SPP_S | AZ_NM_SNV_Coal | SPP_S | External | Shoulder | B12 | 200 | 400 | 0 | 50.98 | 42.74 | 8.17 | 0
2025 | AZ_NM_SNV_Coal_2_SPP_S | AZ_NM_SNV_Coal | SPP_S | External | Shoulder | B13 | 600 | 400 | 0 | 50.98 | 38.02 | 8.17 | 0
2025 | AZ_NM_SNV_Coal_2_SPP_S | AZ_NM_SNV_Coal | SPP_S | External | Shoulder | B14 | 900 | 400 | 0 | 50.98 | 36.17 | 8.17 | 0
2025 | AZ_NM_SNV_Coal_2_SPP_S | AZ_NM_SNV_Coal | SPP_S | External | Shoulder | B15 | 1203 | 400 | 0 | 48.34 | 32.45 | 8.17 | 0
2025 | AZ_NM_SNV_Coal_2_SPP_S | AZ_NM_SNV_Coal | SPP_S | External | Summer | B1 | 10 | 400 | 0 | 74.43 | 44.75 | 8.17 | 0
2025 | AZ_NM_SNV_Coal_2_SPP_S | AZ_NM_SNV_Coal | SPP_S | External | Summer | B2 | 25 | 400 | 0 | 74.43 | 60.95 | 8.17 | 0
2025 | AZ_NM_SNV_Coal_2_SPP_S | AZ_NM_SNV_Coal | SPP_S | External | Summer | B3 | 75 | 400 | 0 | 74.43 | 60.95 | 8.17 | 0
2025 | AZ_NM_SNV_Coal_2_SPP_S | AZ_NM_SNV_Coal | SPP_S | External | Summer | B4 | 100 | 400 | 0 | 71.53 | 59.55 | 8.17 | 0
2025 | AZ_NM_SNV_Coal_2_SPP_S | AZ_NM_SNV_Coal | SPP_S | External | Summer | B5 | 200 | 400 | 0 | 61.58 | 57.97 | 8.17 | 0
2025 | AZ_NM_SNV_Coal_2_SPP_S | AZ_NM_SNV_Coal | SPP_S | External | Summer | B6 | 300 | 400 | 0 | 54.3 | 49.31 | 8.17 | 0
2025 | AZ_NM_SNV_Coal_2_SPP_S | AZ_NM_SNV_Coal | SPP_S | External | Summer | B7 | 400 | 400 | 0 | 50.92 | 41.84 | 8.17 | 0
2025 | AZ_NM_SNV_Coal_2_SPP_S | AZ_NM_SNV_Coal | SPP_S | External | Summer | B8 | 500 | 400 | 0 | 50.92 | 41.28 | 8.17 | 0
2025 | AZ_NM_SNV_Coal_2_SPP_S | AZ_NM_SNV_Coal | SPP_S | External | Summer | B9 | 800 | 400 | 0 | 50.9 | 36.58 | 8.17 | 0
2025 | AZ_NM_SNV_Coal_2_SPP_S | AZ_NM_SNV_Coal | SPP_S | External | Summer | B10 | 1262 | 400 | 0 | 49.46 | 31.78 | 8.17 | 0
2025 | AZ_NM_SNV_Coal_2_SPP_S | AZ_NM_SNV_Coal | SPP_S | External | Winter | B16 | 25 | 400 | 0 | 54.14 | 46.59 | 8.17 | 0
2025 | AZ_NM_SNV_Coal_2_SPP_S | AZ_NM_SNV_Coal | SPP_S | External | Winter | B17 | 100 | 400 | 0 | 54.14 | 40.92 | 8.17 | 0
2025 | AZ_NM_SNV_Coal_2_SPP_S | AZ_NM_SNV_Coal | SPP_S | External | Winter | B18 | 400 | 400 | 0 | 54.14 | 39.98 | 8.17 | 0
2025 | AZ_NM_SNV_Coal_2_SPP_S | AZ_NM_SNV_Coal | SPP_S | External | Winter | B19 | 700 | 400 | 0 | 54.14 | 37.5 | 8.17 | 0
2025 | AZ_NM_SNV_Coal_2_SPP_S | AZ_NM_SNV_Coal | SPP_S | External | Winter | B20 | 935 | 400 | 0 | 51.27 | 31.43 | 8.17 | 0
2025 | MAPP_US_2_RMPA | MAPP_US | RMPA | External | Shoulder | B11 | 25 | 200 | 0 | 48.94 | 47.31 | 8 | 0
2025 | MAPP_US_2_RMPA | MAPP_US | RMPA | External | Shoulder | B12 | 200 | 200 | 0 | 40.72 | 47.31 | 8 | 0
2025 | MAPP_US_2_RMPA | MAPP_US | RMPA | External | Shoulder | B13 | 600 | 200 | 200 | 36.01 | 45.51 | 8 | 1.51
2025 | MAPP_US_2_RMPA | MAPP_US | RMPA | External | Shoulder | B14 | 900 | 200 | 200 | 34.16 | 45.51 | 8 | 3.35
2025 | MAPP_US_2_RMPA | MAPP_US | RMPA | External | Shoulder | B15 | 1203 | 200 | 200 | 32.57 | 42.81 | 8 | 2.24
2025 | MAPP_US_2_RMPA | MAPP_US | RMPA | External | Summer | B1 | 10 | 200 | 0 | 62.58 | 69.59 | 8 | 0
2025 | MAPP_US_2_RMPA | MAPP_US | RMPA | External | Summer | B2 | 25 | 200 | 0 | 59.25 | 66.27 | 8 | 0
2025 | MAPP_US_2_RMPA | MAPP_US | RMPA | External | Summer | B3 | 75 | 200 | 0 | 58.95 | 65.96 | 8 | 0
2025 | MAPP_US_2_RMPA | MAPP_US | RMPA | External | Summer | B4 | 100 | 200 | 0 | 57.55 | 59.06 | 8 | 0
2025 | MAPP_US_2_RMPA | MAPP_US | RMPA | External | Summer | B5 | 200 | 200 | 0 | 55.95 | 53.42 | 8 | 0
2025 | MAPP_US_2_RMPA | MAPP_US | RMPA | External | Summer | B6 | 300 | 200 | 0 | 42.29 | 45.32 | 8 | 0
2025 | MAPP_US_2_RMPA | MAPP_US | RMPA | External | Summer | B7 | 400 | 200 | 200 | 34.81 | 45.32 | 8 | 2.5
2025 | MAPP_US_2_RMPA | MAPP_US | RMPA | External | Summer | B8 | 500 | 200 | 200 | 31.69 | 43.28 | 8 | 3.59
2025 | MAPP_US_2_RMPA | MAPP_US | RMPA | External | Summer | B9 | 800 | 200 | 200 | 31.39 | 42.73 | 8 | 3.34
2025 | MAPP_US_2_RMPA | MAPP_US | RMPA | External | Summer | B10 | 1262 | 200 | 200 | 28.12 | 41.3 | 8 | 5.17
2025 | MAPP_US_2_RMPA | MAPP_US | RMPA | External | Winter | B16 | 25 | 200 | 0 | 44.59 | 51.26 | 8 | 0
2025 | MAPP_US_2_RMPA | MAPP_US | RMPA | External | Winter | B17 | 100 | 200 | 200 | 38.91 | 51.05 | 8 | 4.14
2025 | MAPP_US_2_RMPA | MAPP_US | RMPA | External | Winter | B18 | 400 | 200 | 200 | 37.97 | 50.49 | 8 | 4.52
2025 | MAPP_US_2_RMPA | MAPP_US | RMPA | External | Winter | B19 | 700 | 200 | 200 | 37.97 | 50.49 | 8 | 4.52
2025 | MAPP_US_2_RMPA | MAPP_US | RMPA | External | Winter | B20 | 935 | 200 | 0 | 29.58 | 36.67 | 8 | 0
2025 | NE_2_RMPA | NE | RMPA | External | Shoulder | B11 | 25 | 310 | 0 | 50.94 | 47.31 | 5 | 0
2025 | NE_2_RMPA | NE | RMPA | External | Shoulder | B12 | 200 | 310 | 0 | 42.72 | 47.31 | 5 | 0
2025 | NE_2_RMPA | NE | RMPA | External | Shoulder | B13 | 600 | 310 | 310 | 38.01 | 45.51 | 5 | 2.51
2025 | NE_2_RMPA | NE | RMPA | External | Shoulder | B14 | 900 | 310 | 310 | 36.16 | 45.51 | 5 | 4.35
2025 | NE_2_RMPA | NE | RMPA | External | Shoulder | B15 | 1203 | 310 | 310 | 32.44 | 42.81 | 5 | 5.37
2025 | NE_2_RMPA | NE | RMPA | External | Summer | B1 | 10 | 310 | 310 | 64.58 | 69.59 | 5 | 0.01
2025 | NE_2_RMPA | NE | RMPA | External | Summer | B2 | 25 | 310 | 310 | 61.25 | 66.27 | 5 | 0.01
2025 | NE_2_RMPA | NE | RMPA | External | Summer | B3 | 75 | 310 | 310 | 60.95 | 65.96 | 5 | 0.01
2025 | NE_2_RMPA | NE | RMPA | External | Summer | B4 | 100 | 310 | 0 | 59.55 | 59.06 | 5 | 0
2025 | NE_2_RMPA | NE | RMPA | External | Summer | B5 | 200 | 310 | 0 | 57.95 | 53.42 | 5 | 0
2025 | NE_2_RMPA | NE | RMPA | External | Summer | B6 | 300 | 310 | 0 | 49.29 | 45.32 | 5 | 0
2025 | NE_2_RMPA | NE | RMPA | External | Summer | B7 | 400 | 310 | 0 | 41.81 | 45.32 | 5 | 0
2025 | NE_2_RMPA | NE | RMPA | External | Summer | B8 | 500 | 310 | 310 | 33.69 | 43.28 | 5 | 4.59
2025 | NE_2_RMPA | NE | RMPA | External | Summer | B9 | 800 | 310 | 310 | 33.39 | 42.73 | 5 | 4.34
2025 | NE_2_RMPA | NE | RMPA | External | Summer | B10 | 1262 | 310 | 310 | 30.12 | 41.3 | 5 | 6.17
2025 | NE_2_RMPA | NE | RMPA | External | Winter | B16 | 25 | 310 | 0 | 46.59 | 51.26 | 5 | 0
2025 | NE_2_RMPA | NE | RMPA | External | Winter | B17 | 100 | 310 | 310 | 40.91 | 51.05 | 5 | 5.14
2025 | NE_2_RMPA | NE | RMPA | External | Winter | B18 | 400 | 310 | 310 | 39.97 | 50.49 | 5 | 5.52
2025 | NE_2_RMPA | NE | RMPA | External | Winter | B19 | 700 | 310 | 310 | 37.48 | 50.49 | 5 | 8
2025 | NE_2_RMPA | NE | RMPA | External | Winter | B20 | 935 | 310 | 310 | 31.42 | 36.67 | 5 | 0.24
2025 | NWPP_Coal_2_MAPP_US | NWPP_Coal | MAPP_US | External | Shoulder | B11 | 25 | 150 | 0 | 50.97 | 48.94 | 8 | 0
2025 | NWPP_Coal_2_MAPP_US | NWPP_Coal | MAPP_US | External | Shoulder | B12 | 200 | 150 | 0 | 50.97 | 40.72 | 8 | 0
2025 | NWPP_Coal_2_MAPP_US | NWPP_Coal | MAPP_US | External | Shoulder | B13 | 600 | 150 | 0 | 50.97 | 36.01 | 8 | 0
2025 | NWPP_Coal_2_MAPP_US | NWPP_Coal | MAPP_US | External | Shoulder | B14 | 900 | 150 | 0 | 50.97 | 34.16 | 8 | 0
2025 | NWPP_Coal_2_MAPP_US | NWPP_Coal | MAPP_US | External | Shoulder | B15 | 1203 | 150 | 0 | 50.97 | 32.57 | 8 | 0
2025 | NWPP_Coal_2_MAPP_US | NWPP_Coal | MAPP_US | External | Summer | B1 | 10 | 150 | 0 | 60.9 | 62.58 | 8 | 0
2025 | NWPP_Coal_2_MAPP_US | NWPP_Coal | MAPP_US | External | Summer | B2 | 25 | 150 | 0 | 58.1 | 59.25 | 8 | 0
2025 | NWPP_Coal_2_MAPP_US | NWPP_Coal | MAPP_US | External | Summer | B3 | 75 | 150 | 150 | 50.9 | 58.95 | 8 | 0.05
2025 | NWPP_Coal_2_MAPP_US | NWPP_Coal | MAPP_US | External | Summer | B4 | 100 | 150 | 0 | 50.9 | 57.55 | 8 | 0
2025 | NWPP_Coal_2_MAPP_US | NWPP_Coal | MAPP_US | External | Summer | B5 | 200 | 150 | 0 | 50.9 | 55.95 | 8 | 0
2025 | NWPP_Coal_2_MAPP_US | NWPP_Coal | MAPP_US | External | Summer | B6 | 300 | 150 | 0 | 50.9 | 42.29 | 8 | 0
2025 | NWPP_Coal_2_MAPP_US | NWPP_Coal | MAPP_US | External | Summer | B7 | 400 | 150 | 0 | 50.9 | 34.81 | 8 | 0
2025 | NWPP_Coal_2_MAPP_US | NWPP_Coal | MAPP_US | External | Summer | B8 | 500 | 150 | 0 | 50.9 | 31.69 | 8 | 0
2025 | NWPP_Coal_2_MAPP_US | NWPP_Coal | MAPP_US | External | Summer | B9 | 800 | 150 | 0 | 50.9 | 31.39 | 8 | 0
2025 | NWPP_Coal_2_MAPP_US | NWPP_Coal | MAPP_US | External | Summer | B10 | 1262 | 150 | 0 | 50.9 | 28.12 | 8 | 0
2025 | NWPP_Coal_2_MAPP_US | NWPP_Coal | MAPP_US | External | Winter | B16 | 25 | 150 | 0 | 54.13 | 44.59 | 8 | 0
2025 | NWPP_Coal_2_MAPP_US | NWPP_Coal | MAPP_US | External | Winter | B17 | 100 | 150 | 0 | 54.13 | 38.91 | 8 | 0
2025 | NWPP_Coal_2_MAPP_US | NWPP_Coal | MAPP_US | External | Winter | B18 | 400 | 150 | 0 | 54.13 | 37.97 | 8 | 0
2025 | NWPP_Coal_2_MAPP_US | NWPP_Coal | MAPP_US | External | Winter | B19 | 700 | 150 | 0 | 54.13 | 37.97 | 8 | 0
2025 | NWPP_Coal_2_MAPP_US | NWPP_Coal | MAPP_US | External | Winter | B20 | 935 | 150 | 0 | 54.13 | 29.58 | 8 | 0
2025 | RMPA_2_NE | RMPA | NE | External | Shoulder | B11 | 25 | 310 | 0 | 47.31 | 50.94 | 8 | 0
2025 | RMPA_2_NE | RMPA | NE | External | Shoulder | B12 | 200 | 310 | 0 | 47.31 | 42.72 | 8 | 0
2025 | RMPA_2_NE | RMPA | NE | External | Shoulder | B13 | 600 | 310 | 0 | 45.51 | 38.01 | 8 | 0
2025 | RMPA_2_NE | RMPA | NE | External | Shoulder | B14 | 900 | 310 | 0 | 45.51 | 36.16 | 8 | 0
2025 | RMPA_2_NE | RMPA | NE | External | Shoulder | B15 | 1203 | 310 | 0 | 42.81 | 32.44 | 8 | 0
2025 | RMPA_2_NE | RMPA | NE | External | Summer | B1 | 10 | 310 | 0 | 69.59 | 64.58 | 8 | 0
2025 | RMPA_2_NE | RMPA | NE | External | Summer | B2 | 25 | 310 | 0 | 66.27 | 61.25 | 8 | 0
2025 | RMPA_2_NE | RMPA | NE | External | Summer | B3 | 75 | 310 | 0 | 65.96 | 60.95 | 8 | 0
2025 | RMPA_2_NE | RMPA | NE | External | Summer | B4 | 100 | 310 | 0 | 59.06 | 59.55 | 8 | 0
2025 | RMPA_2_NE | RMPA | NE | External | Summer | B5 | 200 | 310 | 0 | 53.42 | 57.95 | 8 | 0
2025 | RMPA_2_NE | RMPA | NE | External | Summer | B6 | 300 | 310 | 0 | 45.32 | 49.29 | 8 | 0
2025 | RMPA_2_NE | RMPA | NE | External | Summer | B7 | 400 | 310 | 0 | 45.32 | 41.81 | 8 | 0
2025 | RMPA_2_NE | RMPA | NE | External | Summer | B8 | 500 | 310 | 0 | 43.28 | 33.69 | 8 | 0
2025 | RMPA_2_NE | RMPA | NE | External | Summer | B9 | 800 | 310 | 0 | 42.73 | 33.39 | 8 | 0
2025 | RMPA_2_NE | RMPA | NE | External | Summer | B10 | 1262 | 310 | 0 | 41.3 | 30.12 | 8 | 0
2025 | RMPA_2_NE | RMPA | NE | External | Winter | B16 | 25 | 310 | 0 | 51.26 | 46.59 | 8 | 0
2025 | RMPA_2_NE | RMPA | NE | External | Winter | B17 | 100 | 310 | 0 | 51.05 | 40.91 | 8 | 0
2025 | RMPA_2_NE | RMPA | NE | External | Winter | B18 | 400 | 310 | 0 | 50.49 | 39.97 | 8 | 0
2025 | RMPA_2_NE | RMPA | NE | External | Winter | B19 | 700 | 310 | 0 | 50.49 | 37.48 | 8 | 0
2025 | RMPA_2_NE | RMPA | NE | External | Winter | B20 | 935 | 310 | 0 | 36.67 | 31.42 | 8 | 0
2025 | RMPA_2_SPP_N | RMPA | SPP_N | External | Shoulder | B11 | 25 | 210 | 0 | 47.31 | 50.95 | 8 | 0
2025 | RMPA_2_SPP_N | RMPA | SPP_N | External | Shoulder | B12 | 200 | 210 | 0 | 47.31 | 42.73 | 8 | 0
2025 | RMPA_2_SPP_N | RMPA | SPP_N | External | Shoulder | B13 | 600 | 210 | 0 | 45.51 | 38.02 | 8 | 0
2025 | RMPA_2_SPP_N | RMPA | SPP_N | External | Shoulder | B14 | 900 | 210 | 0 | 45.51 | 36.17 | 8 | 0
2025 | RMPA_2_SPP_N | RMPA | SPP_N | External | Shoulder | B15 | 1203 | 210 | 0 | 42.81 | 32.45 | 8 | 0
2025 | RMPA_2_SPP_N | RMPA | SPP_N | External | Summer | B1 | 10 | 210 | 0 | 69.59 | 64.59 | 8 | 0
2025 | RMPA_2_SPP_N | RMPA | SPP_N | External | Summer | B2 | 25 | 210 | 0 | 66.27 | 61.27 | 8 | 0
2025 | RMPA_2_SPP_N | RMPA | SPP_N | External | Summer | B3 | 75 | 210 | 0 | 65.96 | 60.96 | 8 | 0
2025 | RMPA_2_SPP_N | RMPA | SPP_N | External | Summer | B4 | 100 | 210 | 0 | 59.06 | 59.57 | 8 | 0
2025 | RMPA_2_SPP_N | RMPA | SPP_N | External | Summer | B5 | 200 | 210 | 0 | 53.42 | 57.96 | 8 | 0
2025 | RMPA_2_SPP_N | RMPA | SPP_N | External | Summer | B6 | 300 | 210 | 0 | 45.32 | 49.3 | 8 | 0
2025 | RMPA_2_SPP_N | RMPA | SPP_N | External | Summer | B7 | 400 | 210 | 0 | 45.32 | 41.83 | 8 | 0
2025 | RMPA_2_SPP_N | RMPA | SPP_N | External | Summer | B8 | 500 | 210 | 0 | 43.28 | 38.28 | 8 | 0
2025 | RMPA_2_SPP_N | RMPA | SPP_N | External | Summer | B9 | 800 | 210 | 0 | 42.73 | 36.56 | 8 | 0
2025 | RMPA_2_SPP_N | RMPA | SPP_N | External | Summer | B10 | 1262 | 210 | 0 | 41.3 | 31.77 | 8 | 0
2025 | RMPA_2_SPP_N | RMPA | SPP_N | External | Winter | B16 | 25 | 210 | 0 | 51.26 | 46.6 | 8 | 0
2025 | RMPA_2_SPP_N | RMPA | SPP_N | External | Winter | B17 | 100 | 210 | 0 | 51.05 | 40.92 | 8 | 0
2025 | RMPA_2_SPP_N | RMPA | SPP_N | External | Winter | B18 | 400 | 210 | 0 | 50.49 | 39.98 | 8 | 0
2025 | RMPA_2_SPP_N | RMPA | SPP_N | External | Winter | B19 | 700 | 210 | 0 | 50.49 | 37.5 | 8 | 0
2025 | RMPA_2_SPP_N | RMPA | SPP_N | External | Winter | B20 | 935 | 210 | 0 | 36.67 | 31.43 | 8 | 0
2025 | SPP_N_2_RMPA | SPP_N | RMPA | External | Shoulder | B11 | 25 | 210 | 0 | 50.95 | 47.31 | 5 | 0
2025 | SPP_N_2_RMPA | SPP_N | RMPA | External | Shoulder | B12 | 200 | 210 | 0 | 42.73 | 47.31 | 5 | 0
2025 | SPP_N_2_RMPA | SPP_N | RMPA | External | Shoulder | B13 | 600 | 210 | 210 | 38.02 | 45.51 | 5 | 2.5
2025 | SPP_N_2_RMPA | SPP_N | RMPA | External | Shoulder | B14 | 900 | 210 | 210 | 36.17 | 45.51 | 5 | 4.34
2025 | SPP_N_2_RMPA | SPP_N | RMPA | External | Shoulder | B15 | 1203 | 210 | 210 | 32.45 | 42.81 | 5 | 5.36
2025 | SPP_N_2_RMPA | SPP_N | RMPA | External | Summer | B1 | 10 | 210 | 109.61 | 64.59 | 69.59 | 5 | 0
2025 | SPP_N_2_RMPA | SPP_N | RMPA | External | Summer | B2 | 25 | 210 | 209.98 | 61.27 | 66.27 | 5 | 0
2025 | SPP_N_2_RMPA | SPP_N | RMPA | External | Summer | B3 | 75 | 210 | 45.16 | 60.96 | 65.96 | 5 | 0
2025 | SPP_N_2_RMPA | SPP_N | RMPA | External | Summer | B4 | 100 | 210 | 0 | 59.57 | 59.06 | 5 | 0
2025 | SPP_N_2_RMPA | SPP_N | RMPA | External | Summer | B5 | 200 | 210 | 0 | 57.96 | 53.42 | 5 | 0
2025 | SPP_N_2_RMPA | SPP_N | RMPA | External | Summer | B6 | 300 | 210 | 0 | 49.3 | 45.32 | 5 | 0
2025 | SPP_N_2_RMPA | SPP_N | RMPA | External | Summer | B7 | 400 | 210 | 0 | 41.83 | 45.32 | 5 | 0
2025 | SPP_N_2_RMPA | SPP_N | RMPA | External | Summer | B8 | 500 | 210 | 188.27 | 38.28 | 43.28 | 5 | 0
2025 | SPP_N_2_RMPA | SPP_N | RMPA | External | Summer | B9 | 800 | 210 | 210 | 36.56 | 42.73 | 5 | 1.17
2025 | SPP_N_2_RMPA | SPP_N | RMPA | External | Summer | B10 | 1262 | 210 | 210 | 31.77 | 41.3 | 5 | 4.53
2025 | SPP_N_2_RMPA | SPP_N | RMPA | External | Winter | B16 | 25 | 210 | 0 | 46.6 | 51.26 | 5 | 0
2025 | SPP_N_2_RMPA | SPP_N | RMPA | External | Winter | B17 | 100 | 210 | 210 | 40.92 | 51.05 | 5 | 5.12
2025 | SPP_N_2_RMPA | SPP_N | RMPA | External | Winter | B18 | 400 | 210 | 210 | 39.98 | 50.49 | 5 | 5.51
2025 | SPP_N_2_RMPA | SPP_N | RMPA | External | Winter | B19 | 700 | 210 | 210 | 37.5 | 50.49 | 5 | 7.99
2025 | SPP_N_2_RMPA | SPP_N | RMPA | External | Winter | B20 | 935 | 210 | 210 | 31.43 | 36.67 | 5 | 0.23
2025 | SPP_S_2_ERCOT | SPP_S | ERCOT | External | Shoulder | B11 | 25 | 800 | 800 | 50.95 | 62.42 | 5 | 6.47
2025 | SPP_S_2_ERCOT | SPP_S | ERCOT | External | Shoulder | B12 | 200 | 800 | 0 | 42.74 | 46.59 | 5 | 0
2025 | SPP_S_2_ERCOT | SPP_S | ERCOT | External | Shoulder | B13 | 600 | 800 | 0 | 38.02 | 42.74 | 5 | 0
2025 | SPP_S_2_ERCOT | SPP_S | ERCOT | External | Shoulder | B14 | 900 | 800 | 800 | 36.17 | 42.74 | 5 | 1.57
2025 | SPP_S_2_ERCOT | SPP_S | ERCOT | External | Shoulder | B15 | 1203 | 800 | 800 | 32.45 | 42.74 | 5 | 5.29
2025 | SPP_S_2_ERCOT | SPP_S | ERCOT | External | Summer | B1 | 10 | 800 | 800 | 44.75 | 60.55 | 5 | 10.81
2025 | SPP_S_2_ERCOT | SPP_S | ERCOT | External | Summer | B2 | 25 | 800 | 0 | 60.95 | 60.55 | 5 | 0
2025 | SPP_S_2_ERCOT | SPP_S | ERCOT | External | Summer | B3 | 75 | 800 | 0 | 60.95 | 60.55 | 5 | 0
2025 | SPP_S_2_ERCOT | SPP_S | ERCOT | External | Summer | B4 | 100 | 800 | 0 | 59.55 | 60.55 | 5 | 0
2025 | SPP_S_2_ERCOT | SPP_S | ERCOT | External | Summer | B5 | 200 | 800 | 0 | 57.97 | 60.55 | 5 | 0
2025 | SPP_S_2_ERCOT | SPP_S | ERCOT | External | Summer | B6 | 300 | 800 | 800 | 49.31 | 60.55 | 5 | 6.24
2025 | SPP_S_2_ERCOT | SPP_S | ERCOT | External | Summer | B7 | 400 | 800 | 454.49 | 41.84 | 46.84 | 5 | 0
2025 | SPP_S_2_ERCOT | SPP_S | ERCOT | External | Summer | B8 | 500 | 800 | 0 | 41.28 | 43.2 | 5 | 0
2025 | SPP_S_2_ERCOT | SPP_S | ERCOT | External | Summer | B9 | 800 | 800 | 0 | 36.58 | 41.49 | 5 | 0
2025 | SPP_S_2_ERCOT | SPP_S | ERCOT | External | Summer | B10 | 1262 | 800 | 800 | 31.78 | 41.49 | 5 | 4.71
2025 | SPP_S_2_ERCOT | SPP_S | ERCOT | External | Winter | B16 | 25 | 800 | 0 | 46.59 | 49.57 | 5 | 0
2025 | SPP_S_2_ERCOT | SPP_S | ERCOT | External | Winter | B17 | 100 | 800 | 0 | 40.92 | 45.46 | 5 | 0
2025 | SPP_S_2_ERCOT | SPP_S | ERCOT | External | Winter | B18 | 400 | 800 | 800 | 39.98 | 45.46 | 5 | 0.47
2025 | SPP_S_2_ERCOT | SPP_S | ERCOT | External | Winter | B19 | 700 | 800 | 800 | 37.5 | 45.46 | 5 | 2.96
2025 | SPP_S_2_ERCOT | SPP_S | ERCOT | External | Winter | B20 | 935 | 800 | 800 | 31.43 | 40.72 | 5 | 4.29
2030 | AZ_NM_SNV_Coal_2_SPP_S | AZ_NM_SNV_Coal | SPP_S | External | Shoulder | B11 | 25 | 400 | 0 | 57.33 | 46.96 | 8.17 | 0
2030 | AZ_NM_SNV_Coal_2_SPP_S | AZ_NM_SNV_Coal | SPP_S | External | Shoulder | B12 | 200 | 400 | 0 | 56.54 | 39.66 | 8.17 | 0
2030 | AZ_NM_SNV_Coal_2_SPP_S | AZ_NM_SNV_Coal | SPP_S | External | Shoulder | B13 | 600 | 400 | 0 | 56.53 | 36.03 | 8.17 | 0
2030 | AZ_NM_SNV_Coal_2_SPP_S | AZ_NM_SNV_Coal | SPP_S | External | Shoulder | B14 | 900 | 400 | 0 | 56.53 | 29.49 | 8.17 | 0
2030 | AZ_NM_SNV_Coal_2_SPP_S | AZ_NM_SNV_Coal | SPP_S | External | Shoulder | B15 | 1203 | 400 | 0 | 50.86 | 25.24 | 8.17 | 0
2030 | AZ_NM_SNV_Coal_2_SPP_S | AZ_NM_SNV_Coal | SPP_S | External | Summer | B1 | 10 | 400 | 0 | 83.47 | 43.58 | 8.17 | 0
2030 | AZ_NM_SNV_Coal_2_SPP_S | AZ_NM_SNV_Coal | SPP_S | External | Summer | B2 | 25 | 400 | 0 | 83.47 | 62.69 | 8.17 | 0
2030 | AZ_NM_SNV_Coal_2_SPP_S | AZ_NM_SNV_Coal | SPP_S | External | Summer | B3 | 75 | 400 | 0 | 83.47 | 62.94 | 8.17 | 0
2030 | AZ_NM_SNV_Coal_2_SPP_S | AZ_NM_SNV_Coal | SPP_S | External | Summer | B4 | 100 | 400 | 0 | 76.87 | 62.29 | 8.17 | 0
2030 | AZ_NM_SNV_Coal_2_SPP_S | AZ_NM_SNV_Coal | SPP_S | External | Summer | B5 | 200 | 400 | 0 | 75.91 | 55.62 | 8.17 | 0
2030 | AZ_NM_SNV_Coal_2_SPP_S | AZ_NM_SNV_Coal | SPP_S | External | Summer | B6 | 300 | 400 | 0 | 64.66 | 44.42 | 8.17 | 0
2030 | AZ_NM_SNV_Coal_2_SPP_S | AZ_NM_SNV_Coal | SPP_S | External | Summer | B7 | 400 | 400 | 0 | 56.51 | 43.28 | 8.17 | 0
2030 | AZ_NM_SNV_Coal_2_SPP_S | AZ_NM_SNV_Coal | SPP_S | External | Summer | B8 | 500 | 400 | 0 | 56.51 | 38.88 | 8.17 | 0
2030 | AZ_NM_SNV_Coal_2_SPP_S | AZ_NM_SNV_Coal | SPP_S | External | Summer | B9 | 800 | 400 | 0 | 56.49 | 37.16 | 8.17 | 0
2030 | AZ_NM_SNV_Coal_2_SPP_S | AZ_NM_SNV_Coal | SPP_S | External | Summer | B10 | 1262 | 400 | 0 | 53.83 | 28.76 | 8.17 | 0
2030 | AZ_NM_SNV_Coal_2_SPP_S | AZ_NM_SNV_Coal | SPP_S | External | Winter | B16 | 25 | 400 | 0 | 60.82 | 38.97 | 8.17 | 0
2030 | AZ_NM_SNV_Coal_2_SPP_S | AZ_NM_SNV_Coal | SPP_S | External | Winter | B17 | 100 | 400 | 0 | 60.56 | 32.82 | 8.17 | 0
2030 | AZ_NM_SNV_Coal_2_SPP_S | AZ_NM_SNV_Coal | SPP_S | External | Winter | B18 | 400 | 400 | 0 | 60.56 | 36.05 | 8.17 | 0
2030 | AZ_NM_SNV_Coal_2_SPP_S | AZ_NM_SNV_Coal | SPP_S | External | Winter | B19 | 700 | 400 | 0 | 60.56 | 34.09 | 8.17 | 0
2030 | AZ_NM_SNV_Coal_2_SPP_S | AZ_NM_SNV_Coal | SPP_S | External | Winter | B20 | 935 | 400 | 0 | 53.63 | 26.98 | 8.17 | 0
2030 | MAPP_US_2_RMPA | MAPP_US | RMPA | External | Shoulder | B11 | 25 | 200 | 68 | 42.6 | 50.6 | 8 | 0
2030 | MAPP_US_2_RMPA | MAPP_US | RMPA | External | Shoulder | B12 | 200 | 200 | 200 | 37.65 | 50.6 | 8 | 4.95
2030 | MAPP_US_2_RMPA | MAPP_US | RMPA | External | Shoulder | B13 | 600 | 200 | 200 | 34.02 | 50.33 | 8 | 8.31
2030 | MAPP_US_2_RMPA | MAPP_US | RMPA | External | Shoulder | B14 | 900 | 200 | 200 | 27.89 | 50.33 | 8 | 14.44
2030 | MAPP_US_2_RMPA | MAPP_US | RMPA | External | Shoulder | B15 | 1203 | 200 | 200 | 24.48 | 48.35 | 8 | 15.87
2030 | MAPP_US_2_RMPA | MAPP_US | RMPA | External | Summer | B1 | 10 | 200 | 200 | 64.83 | 74.51 | 8 | 1.68
2030 | MAPP_US_2_RMPA | MAPP_US | RMPA | External | Summer | B2 | 25 | 200 | 200 | 60.68 | 74.51 | 8 | 5.84
2030 | MAPP_US_2_RMPA | MAPP_US | RMPA | External | Summer | B3 | 75 | 200 | 200 | 60.92 | 74.51 | 8 | 5.59
2030 | MAPP_US_2_RMPA | MAPP_US | RMPA | External | Summer | B4 | 100 | 200 | 0 | 60.28 | 67.28 | 8 | 0
2030 | MAPP_US_2_RMPA | MAPP_US | RMPA | External | Summer | B5 | 200 | 200 | 130.16 | 53.6 | 61.6 | 8 | 0
2030 | MAPP_US_2_RMPA | MAPP_US | RMPA | External | Summer | B6 | 300 | 200 | 0 | 42.39 | 49.39 | 8 | 0
2030 | MAPP_US_2_RMPA | MAPP_US | RMPA | External | Summer | B7 | 400 | 200 | 200 | 35.12 | 48.39 | 8 | 5.27
2030 | MAPP_US_2_RMPA | MAPP_US | RMPA | External | Summer | B8 | 500 | 200 | 200 | 30.44 | 48.39 | 8 | 9.95
2030 | MAPP_US_2_RMPA | MAPP_US | RMPA | External | Summer | B9 | 800 | 200 | 200 | 30.44 | 48.33 | 8 | 9.89
2030 | MAPP_US_2_RMPA | MAPP_US | RMPA | External | Summer | B10 | 1262 | 200 | 200 | 26.73 | 45.67 | 8 | 10.93
2030 | MAPP_US_2_RMPA | MAPP_US | RMPA | External | Winter | B16 | 25 | 200 | 200 | 24.95 | 59.2 | 8 | 26.25
2030 | MAPP_US_2_RMPA | MAPP_US | RMPA | External | Winter | B17 | 100 | 200 | 200 | 24.98 | 54.72 | 8 | 21.75
2030 | MAPP_US_2_RMPA | MAPP_US | RMPA | External | Winter | B18 | 400 | 200 | 200 | 32.08 | 54.72 | 8 | 14.65
2030 | MAPP_US_2_RMPA | MAPP_US | RMPA | External | Winter | B19 | 700 | 200 | 200 | 32.08 | 54.72 | 8 | 14.65
2030 | MAPP_US_2_RMPA | MAPP_US | RMPA | External | Winter | B20 | 935 | 200 | 200 | 24.95 | 42.62 | 8 | 9.67
2030 | NE_2_RMPA | NE | RMPA | External | Shoulder | B11 | 25 | 310 | 0 | 46.96 | 50.6 | 5 | 0
2030 | NE_2_RMPA | NE | RMPA | External | Shoulder | B12 | 200 | 310 | 310 | 39.65 | 50.6 | 5 | 5.95
2030 | NE_2_RMPA | NE | RMPA | External | Shoulder | B13 | 600 | 310 | 310 | 36.02 | 50.33 | 5 | 9.31
2030 | NE_2_RMPA | NE | RMPA | External | Shoulder | B14 | 900 | 310 | 310 | 29.89 | 50.33 | 5 | 15.44
2030 | NE_2_RMPA | NE | RMPA | External | Shoulder | B15 | 1203 | 310 | 310 | 26.47 | 48.35 | 5 | 16.88
2030 | NE_2_RMPA | NE | RMPA | External | Summer | B1 | 10 | 310 | 310 | 66.83 | 74.51 | 5 | 2.68
2030 | NE_2_RMPA | NE | RMPA | External | Summer | B2 | 25 | 310 | 310 | 62.68 | 74.51 | 5 | 6.84
2030 | NE_2_RMPA | NE | RMPA | External | Summer | B3 | 75 | 310 | 310 | 62.92 | 74.51 | 5 | 6.59
2030 | NE_2_RMPA | NE | RMPA | External | Summer | B4 | 100 | 310 | 236.75 | 62.28 | 67.28 | 5 | 0
2030 | NE_2_RMPA | NE | RMPA | External | Summer | B5 | 200 | 310 | 310 | 55.6 | 61.6 | 5 | 1
2030 | NE_2_RMPA | NE | RMPA | External | Summer | B6 | 300 | 310 | 202.73 | 44.39 | 49.39 | 5 | 0
2030 | NE_2_RMPA | NE | RMPA | External | Summer | B7 | 400 | 310 | 310 | 37.12 | 48.39 | 5 | 6.27
2030 | NE_2_RMPA | NE | RMPA | External | Summer | B8 | 500 | 310 | 310 | 34.22 | 48.39 | 5 | 9.17
2030 | NE_2_RMPA | NE | RMPA | External | Summer | B9 | 800 | 310 | 310 | 32.44 | 48.33 | 5 | 10.89
2030 | NE_2_RMPA | NE | RMPA | External | Summer | B10 | 1262 | 310 | 310 | 28.73 | 45.67 | 5 | 11.93
2030 | NE_2_RMPA | NE | RMPA | External | Winter | B16 | 25 | 310 | 310 | -14.66 | 59.2 | 5 | 68.87
2030 | NE_2_RMPA | NE | RMPA | External | Winter | B17 | 100 | 310 | 310 | 26.98 | 54.72 | 5 | 22.75
2030 | NE_2_RMPA | NE | RMPA | External | Winter | B18 | 400 | 310 | 310 | 34.08 | 54.72 | 5 | 15.65
2030 | NE_2_RMPA | NE | RMPA | External | Winter | B19 | 700 | 310 | 310 | 34.08 | 54.72 | 5 | 15.65
2030 | NE_2_RMPA | NE | RMPA | External | Winter | B20 | 935 | 310 | 310 | 26.95 | 42.62 | 5 | 10.67
2030 | NWPP_Coal_2_MAPP_US | NWPP_Coal | MAPP_US | External | Shoulder | B11 | 25 | 150 | 0 | 56.52 | 42.6 | 8 | 0
2030 | NWPP_Coal_2_MAPP_US | NWPP_Coal | MAPP_US | External | Shoulder | B12 | 200 | 150 | 0 | 56.52 | 37.65 | 8 | 0
2030 | NWPP_Coal_2_MAPP_US | NWPP_Coal | MAPP_US | External | Shoulder | B13 | 600 | 150 | 0 | 56.52 | 34.02 | 8 | 0
2030 | NWPP_Coal_2_MAPP_US | NWPP_Coal | MAPP_US | External | Shoulder | B14 | 900 | 150 | 0 | 56.52 | 27.89 | 8 | 0
2030 | NWPP_Coal_2_MAPP_US | NWPP_Coal | MAPP_US | External | Shoulder | B15 | 1203 | 150 | 0 | 56.52 | 24.48 | 8 | 0
2030 | NWPP_Coal_2_MAPP_US | NWPP_Coal | MAPP_US | External | Summer | B1 | 10 | 150 | 0 | 59.53 | 64.83 | 8 | 0
2030 | NWPP_Coal_2_MAPP_US | NWPP_Coal | MAPP_US | External | Summer | B2 | 25 | 150 | 0 | 59.53 | 60.68 | 8 | 0
2030 | NWPP_Coal_2_MAPP_US | NWPP_Coal | MAPP_US | External | Summer | B3 | 75 | 150 | 0 | 56.49 | 60.92 | 8 | 0
2030 | NWPP_Coal_2_MAPP_US | NWPP_Coal | MAPP_US | External | Summer | B4 | 100 | 150 | 0 | 56.49 | 60.28 | 8 | 0
2030 | NWPP_Coal_2_MAPP_US | NWPP_Coal | MAPP_US | External | Summer | B5 | 200 | 150 | 0 | 56.49 | 53.6 | 8 | 0
2030 | NWPP_Coal_2_MAPP_US | NWPP_Coal | MAPP_US | External | Summer | B6 | 300 | 150 | 0 | 56.49 | 42.39 | 8 | 0
2030 | NWPP_Coal_2_MAPP_US | NWPP_Coal | MAPP_US | External | Summer | B7 | 400 | 150 | 0 | 56.49 | 35.12 | 8 | 0
2030 | NWPP_Coal_2_MAPP_US | NWPP_Coal | MAPP_US | External | Summer | B8 | 500 | 150 | 0 | 56.49 | 30.44 | 8 | 0
2030 | NWPP_Coal_2_MAPP_US | NWPP_Coal | MAPP_US | External | Summer | B9 | 800 | 150 | 0 | 56.49 | 30.44 | 8 | 0
2030 | NWPP_Coal_2_MAPP_US | NWPP_Coal | MAPP_US | External | Summer | B10 | 1262 | 150 | 0 | 56.49 | 26.73 | 8 | 0
2030 | NWPP_Coal_2_MAPP_US | NWPP_Coal | MAPP_US | External | Winter | B16 | 25 | 150 | 0 | 60.55 | 24.95 | 8 | 0
2030 | NWPP_Coal_2_MAPP_US | NWPP_Coal | MAPP_US | External | Winter | B17 | 100 | 150 | 0 | 60.55 | 24.98 | 8 | 0
2030 | NWPP_Coal_2_MAPP_US | NWPP_Coal | MAPP_US | External | Winter | B18 | 400 | 150 | 0 | 60.55 | 32.08 | 8 | 0
2030 | NWPP_Coal_2_MAPP_US | NWPP_Coal | MAPP_US | External | Winter | B19 | 700 | 150 | 0 | 60.55 | 32.08 | 8 | 0
2030 | NWPP_Coal_2_MAPP_US | NWPP_Coal | MAPP_US | External | Winter | B20 | 935 | 150 | 0 | 60.55 | 24.95 | 8 | 0
2030 | RMPA_2_NE | RMPA | NE | External | Shoulder | B11 | 25 | 310 | 0 | 50.6 | 46.96 | 8 | 0
2030 | RMPA_2_NE | RMPA | NE | External | Shoulder | B12 | 200 | 310 | 0 | 50.6 | 39.65 | 8 | 0
2030 | RMPA_2_NE | RMPA | NE | External | Shoulder | B13 | 600 | 310 | 0 | 50.33 | 36.02 | 8 | 0
2030 | RMPA_2_NE | RMPA | NE | External | Shoulder | B14 | 900 | 310 | 0 | 50.33 | 29.89 | 8 | 0
2030 | RMPA_2_NE | RMPA | NE | External | Shoulder | B15 | 1203 | 310 | 0 | 48.35 | 26.47 | 8 | 0
2030 | RMPA_2_NE | RMPA | NE | External | Summer | B1 | 10 | 310 | 0 | 74.51 | 66.83 | 8 | 0
2030 | RMPA_2_NE | RMPA | NE | External | Summer | B2 | 25 | 310 | 0 | 74.51 | 62.68 | 8 | 0
2030 | RMPA_2_NE | RMPA | NE | External | Summer | B3 | 75 | 310 | 0 | 74.51 | 62.92 | 8 | 0
2030 | RMPA_2_NE | RMPA | NE | External | Summer | B4 | 100 | 310 | 0 | 67.28 | 62.28 | 8 | 0
2030 | RMPA_2_NE | RMPA | NE | External | Summer | B5 | 200 | 310 | 0 | 61.6 | 55.6 | 8 | 0
2030 | RMPA_2_NE | RMPA | NE | External | Summer | B6 | 300 | 310 | 0 | 49.39 | 44.39 | 8 | 0
2030 | RMPA_2_NE | RMPA | NE | External | Summer | B7 | 400 | 310 | 0 | 48.39 | 37.12 | 8 | 0
2030 | RMPA_2_NE | RMPA | NE | External | Summer | B8 | 500 | 310 | 0 | 48.39 | 34.22 | 8 | 0
2030 | RMPA_2_NE | RMPA | NE | External | Summer | B9 | 800 | 310 | 0 | 48.33 | 32.44 | 8 | 0
2030 | RMPA_2_NE | RMPA | NE | External | Summer | B10 | 1262 | 310 | 0 | 45.67 | 28.73 | 8 | 0
2030 | RMPA_2_NE | RMPA | NE | External | Winter | B16 | 25 | 310 | 0 | 59.2 | -14.66 | 8 | 0
2030 | RMPA_2_NE | RMPA | NE | External | Winter | B17 | 100 | 310 | 0 | 54.72 | 26.98 | 8 | 0
2030 | RMPA_2_NE | RMPA | NE | External | Winter | B18 | 400 | 310 | 0 | 54.72 | 34.08 | 8 | 0
2030 | RMPA_2_NE | RMPA | NE | External | Winter | B19 | 700 | 310 | 0 | 54.72 | 34.08 | 8 | 0
2030 | RMPA_2_NE | RMPA | NE | External | Winter | B20 | 935 | 310 | 0 | 42.62 | 26.95 | 8 | 0
2030 | RMPA_2_SPP_N | RMPA | SPP_N | External | Shoulder | B11 | 25 | 210 | 0 | 50.6 | 46.98 | 8 | 0
2030 | RMPA_2_SPP_N | RMPA | SPP_N | External | Shoulder | B12 | 200 | 210 | 0 | 50.6 | 39.66 | 8 | 0
2030 | RMPA_2_SPP_N | RMPA | SPP_N | External | Shoulder | B13 | 600 | 210 | 0 | 50.33 | 36.03 | 8 | 0
2030 | RMPA_2_SPP_N | RMPA | SPP_N | External | Shoulder | B14 | 900 | 210 | 0 | 50.33 | 29.9 | 8 | 0
2030 | RMPA_2_SPP_N | RMPA | SPP_N | External | Shoulder | B15 | 1203 | 210 | 0 | 48.35 | 26.48 | 8 | 0
2030 | RMPA_2_SPP_N | RMPA | SPP_N | External | Summer | B1 | 10 | 210 | 0 | 74.51 | 66.85 | 8 | 0
2030 | RMPA_2_SPP_N | RMPA | SPP_N | External | Summer | B2 | 25 | 210 | 0 | 74.51 | 62.69 | 8 | 0
2030 | RMPA_2_SPP_N | RMPA | SPP_N | External | Summer | B3 | 75 | 210 | 0 | 74.51 | 62.93 | 8 | 0
2030 | RMPA_2_SPP_N | RMPA | SPP_N | External | Summer | B4 | 100 | 210 | 0 | 67.28 | 62.29 | 8 | 0
2030 | RMPA_2_SPP_N | RMPA | SPP_N | External | Summer | B5 | 200 | 210 | 0 | 61.6 | 55.62 | 8 | 0
2030 | RMPA_2_SPP_N | RMPA | SPP_N | External | Summer | B6 | 300 | 210 | 0 | 49.39 | 44.4 | 8 | 0
2030 | RMPA_2_SPP_N | RMPA | SPP_N | External | Summer | B7 | 400 | 210 | 0 | 48.39 | 42.34 | 8 | 0
2030 | RMPA_2_SPP_N | RMPA | SPP_N | External | Summer | B8 | 500 | 210 | 0 | 48.39 | 38.87 | 8 | 0
2030 | RMPA_2_SPP_N | RMPA | SPP_N | External | Summer | B9 | 800 | 210 | 0 | 48.33 | 37.15 | 8 | 0
2030 | RMPA_2_SPP_N | RMPA | SPP_N | External | Summer | B10 | 1262 | 210 | 0 | 45.67 | 28.74 | 8 | 0
2030 | RMPA_2_SPP_N | RMPA | SPP_N | External | Winter | B16 | 25 | 210 | 0 | 59.2 | 38.95 | 8 | 0
2030 | RMPA_2_SPP_N | RMPA | SPP_N | External | Winter | B17 | 100 | 210 | 0 | 54.72 | 32.81 | 8 | 0
2030 | RMPA_2_SPP_N | RMPA | SPP_N | External | Winter | B18 | 400 | 210 | 0 | 54.72 | 36.03 | 8 | 0
2030 | RMPA_2_SPP_N | RMPA | SPP_N | External | Winter | B19 | 700 | 210 | 0 | 54.72 | 34.09 | 8 | 0
2030 | RMPA_2_SPP_N | RMPA | SPP_N | External | Winter | B20 | 935 | 210 | 0 | 42.62 | 26.97 | 8 | 0
2030 | SPP_N_2_RMPA | SPP_N | RMPA | External | Shoulder | B11 | 25 | 210 | 0 | 46.98 | 50.6 | 5 | 0
2030 | SPP_N_2_RMPA | SPP_N | RMPA | External | Shoulder | B12 | 200 | 210 | 210 | 39.66 | 50.6 | 5 | 5.94
2030 | SPP_N_2_RMPA | SPP_N | RMPA | External | Shoulder | B13 | 600 | 210 | 210 | 36.03 | 50.33 | 5 | 9.3
2030 | SPP_N_2_RMPA | SPP_N | RMPA | External | Shoulder | B14 | 900 | 210 | 210 | 29.9 | 50.33 | 5 | 15.43
2030 | SPP_N_2_RMPA | SPP_N | RMPA | External | Shoulder | B15 | 1203 | 210 | 210 | 26.48 | 48.35 | 5 | 16.87
2030 | SPP_N_2_RMPA | SPP_N | RMPA | External | Summer | B1 | 10 | 210 | 210 | 66.85 | 74.51 | 5 | 2.67
2030 | SPP_N_2_RMPA | SPP_N | RMPA | External | Summer | B2 | 25 | 210 | 210 | 62.69 | 74.51 | 5 | 6.82
2030 | SPP_N_2_RMPA | SPP_N | RMPA | External | Summer | B3 | 75 | 210 | 210 | 62.93 | 74.51 | 5 | 6.58
2030 | SPP_N_2_RMPA | SPP_N | RMPA | External | Summer | B4 | 100 | 210 | 0 | 62.29 | 67.28 | 5 | 0
2030 | SPP_N_2_RMPA | SPP_N | RMPA | External | Summer | B5 | 200 | 210 | 210 | 55.62 | 61.6 | 5 | 0.99
2030 | SPP_N_2_RMPA | SPP_N | RMPA | External | Summer | B6 | 300 | 210 | 0 | 44.4 | 49.39 | 5 | 0
2030 | SPP_N_2_RMPA | SPP_N | RMPA | External | Summer | B7 | 400 | 210 | 210 | 42.34 | 48.39 | 5 | 1.05
2030 | SPP_N_2_RMPA | SPP_N | RMPA | External | Summer | B8 | 500 | 210 | 210 | 38.87 | 48.39 | 5 | 4.52
2030 | SPP_N_2_RMPA | SPP_N | RMPA | External | Summer | B9 | 800 | 210 | 210 | 37.15 | 48.33 | 5 | 6.17
2030 | SPP_N_2_RMPA | SPP_N | RMPA | External | Summer | B10 | 1262 | 210 | 210 | 28.74 | 45.67 | 5 | 11.92
2030 | SPP_N_2_RMPA | SPP_N | RMPA | External | Winter | B16 | 25 | 210 | 210 | 38.95 | 59.2 | 5 | 15.25
2030 | SPP_N_2_RMPA | SPP_N | RMPA | External | Winter | B17 | 100 | 210 | 210 | 32.81 | 54.72 | 5 | 16.92
2030 | SPP_N_2_RMPA | SPP_N | RMPA | External | Winter | B18 | 400 | 210 | 210 | 36.03 | 54.72 | 5 | 13.69
2030 | SPP_N_2_RMPA | SPP_N | RMPA | External | Winter | B19 | 700 | 210 | 210 | 34.09 | 54.72 | 5 | 15.64
2030 | SPP_N_2_RMPA | SPP_N | RMPA | External | Winter | B20 | 935 | 210 | 210 | 26.97 | 42.62 | 5 | 10.66
2030 | SPP_S_2_ERCOT | SPP_S | ERCOT | External | Shoulder | B11 | 25 | 800 | 800 | 46.96 | 66.03 | 5 | 14.07
2030 | SPP_S_2_ERCOT | SPP_S | ERCOT | External | Shoulder | B12 | 200 | 800 | 800 | 39.66 | 49.25 | 5 | 4.59
2030 | SPP_S_2_ERCOT | SPP_S | ERCOT | External | Shoulder | B13 | 600 | 800 | 800 | 36.03 | 45.17 | 5 | 4.13
2030 | SPP_S_2_ERCOT | SPP_S | ERCOT | External | Shoulder | B14 | 900 | 800 | 800 | 29.49 | 45.17 | 5 | 10.68
2030 | SPP_S_2_ERCOT | SPP_S | ERCOT | External | Shoulder | B15 | 1203 | 800 | 800 | 25.24 | 41.22 | 5 | 10.97
2030 | SPP_S_2_ERCOT | SPP_S | ERCOT | External | Summer | B1 | 10 | 800 | 800 | 43.58 | 63.97 | 5 | 15.39
2030 | SPP_S_2_ERCOT | SPP_S | ERCOT | External | Summer | B2 | 25 | 800 | 0 | 62.69 | 63.97 | 5 | 0
2030 | SPP_S_2_ERCOT | SPP_S | ERCOT | External | Summer | B3 | 75 | 800 | 0 | 62.94 | 63.97 | 5 | 0
2030 | SPP_S_2_ERCOT | SPP_S | ERCOT | External | Summer | B4 | 100 | 800 | 0 | 62.29 | 63.97 | 5 | 0
2030 | SPP_S_2_ERCOT | SPP_S | ERCOT | External | Summer | B5 | 200 | 800 | 800 | 55.62 | 63.97 | 5 | 3.36
2030 | SPP_S_2_ERCOT | SPP_S | ERCOT | External | Summer | B6 | 300 | 800 | 800 | 44.42 | 63.97 | 5 | 14.56
2030 | SPP_S_2_ERCOT | SPP_S | ERCOT | External | Summer | B7 | 400 | 800 | 0 | 43.28 | 47.73 | 5 | 0
2030 | SPP_S_2_ERCOT | SPP_S | ERCOT | External | Summer | B8 | 500 | 800 | 0 | 38.88 | 43.79 | 5 | 0
2030 | SPP_S_2_ERCOT | SPP_S | ERCOT | External | Summer | B9 | 800 | 800 | 800 | 37.16 | 43.79 | 5 | 1.62
2030 | SPP_S_2_ERCOT | SPP_S | ERCOT | External | Summer | B10 | 1262 | 800 | 800 | 28.76 | 43.79 | 5 | 10.03
2030 | SPP_S_2_ERCOT | SPP_S | ERCOT | External | Winter | B16 | 25 | 800 | 800 | 38.97 | 48.13 | 5 | 4.17
2030 | SPP_S_2_ERCOT | SPP_S | ERCOT | External | Winter | B17 | 100 | 800 | 800 | 32.82 | 48.13 | 5 | 10.31
2030 | SPP_S_2_ERCOT | SPP_S | ERCOT | External | Winter | B18 | 400 | 800 | 800 | 36.05 | 48.13 | 5 | 7.09
2030 | SPP_S_2_ERCOT | SPP_S | ERCOT | External | Winter | B19 | 700 | 800 | 800 | 34.09 | 48.13 | 5 | 9.04
2030 | SPP_S_2_ERCOT | SPP_S | ERCOT | External | Winter | B20 | 935 | 800 | 800 | 26.98 | 39.74 | 5 | 7.76
2035 | AZ_NM_SNV_Coal_2_SPP_S | AZ_NM_SNV_Coal | SPP_S | External | Shoulder | B11 | 25 | 400 | 0 | 67.12 | 54.83 | 8.17 | 0
2035 | AZ_NM_SNV_Coal_2_SPP_S | AZ_NM_SNV_Coal | SPP_S | External | Shoulder | B12 | 200 | 400 | 0 | 64.5 | 45.84 | 8.17 | 0
2035 | AZ_NM_SNV_Coal_2_SPP_S | AZ_NM_SNV_Coal | SPP_S | External | Shoulder | B13 | 600 | 400 | 0 | 62.05 | 42.07 | 8.17 | 0
2035 | AZ_NM_SNV_Coal_2_SPP_S | AZ_NM_SNV_Coal | SPP_S | External | Shoulder | B14 | 900 | 400 | 0 | 62.04 | 32.46 | 8.17 | 0
2035 | AZ_NM_SNV_Coal_2_SPP_S | AZ_NM_SNV_Coal | SPP_S | External | Shoulder | B15 | 1203 | 400 | 0 | 56.34 | 25.18 | 8.17 | 0
2035 | AZ_NM_SNV_Coal_2_SPP_S | AZ_NM_SNV_Coal | SPP_S | External | Summer | B1 | 10 | 400 | 0 | 115.37 | 48.89 | 8.17 | 0
2035 | AZ_NM_SNV_Coal_2_SPP_S | AZ_NM_SNV_Coal | SPP_S | External | Summer | B2 | 25 | 400 | 0 | 97.49 | 70.59 | 8.17 | 0
2035 | AZ_NM_SNV_Coal_2_SPP_S | AZ_NM_SNV_Coal | SPP_S | External | Summer | B3 | 75 | 400 | 0 | 97.49 | 73.62 | 8.17 | 0
2035 | AZ_NM_SNV_Coal_2_SPP_S | AZ_NM_SNV_Coal | SPP_S | External | Summer | B4 | 100 | 400 | 0 | 97.49 | 70.59 | 8.17 | 0
2035 | AZ_NM_SNV_Coal_2_SPP_S | AZ_NM_SNV_Coal | SPP_S | External | Summer | B5 | 200 | 400 | 0 | 83.64 | 70.33 | 8.17 | 0
2035 | AZ_NM_SNV_Coal_2_SPP_S | AZ_NM_SNV_Coal | SPP_S | External | Summer | B6 | 300 | 400 | 0 | 71.57 | 54.39 | 8.17 | 0
2035 | AZ_NM_SNV_Coal_2_SPP_S | AZ_NM_SNV_Coal | SPP_S | External | Summer | B7 | 400 | 400 | 0 | 65.57 | 48.78 | 8.17 | 0
2035 | AZ_NM_SNV_Coal_2_SPP_S | AZ_NM_SNV_Coal | SPP_S | External | Summer | B8 | 500 | 400 | 0 | 65.57 | 44.08 | 8.17 | 0
2035 | AZ_NM_SNV_Coal_2_SPP_S | AZ_NM_SNV_Coal | SPP_S | External | Summer | B9 | 800 | 400 | 0 | 65.34 | 39.36 | 8.17 | 0
2035 | AZ_NM_SNV_Coal_2_SPP_S | AZ_NM_SNV_Coal | SPP_S | External | Summer | B10 | 1262 | 400 | 0 | 58.83 | 32.82 | 8.17 | 0
2035 | AZ_NM_SNV_Coal_2_SPP_S | AZ_NM_SNV_Coal | SPP_S | External | Winter | B16 | 25 | 400 | 0 | 71.02 | 40.46 | 8.17 | 0
2035 | AZ_NM_SNV_Coal_2_SPP_S | AZ_NM_SNV_Coal | SPP_S | External | Winter | B17 | 100 | 400 | 0 | 66.75 | 34.87 | 8.17 | 0
2035 | AZ_NM_SNV_Coal_2_SPP_S | AZ_NM_SNV_Coal | SPP_S | External | Winter | B18 | 400 | 400 | 0 | 66.74 | 41.58 | 8.17 | 0
2035 | AZ_NM_SNV_Coal_2_SPP_S | AZ_NM_SNV_Coal | SPP_S | External | Winter | B19 | 700 | 400 | 0 | 66.74 | 38.22 | 8.17 | 0
2035 | AZ_NM_SNV_Coal_2_SPP_S | AZ_NM_SNV_Coal | SPP_S | External | Winter | B20 | 935 | 400 | 0 | 59.79 | 26.89 | 8.17 | 0
2035 | MAPP_US_2_RMPA | MAPP_US | RMPA | External | Shoulder | B11 | 25 | 200 | 0 | 50.91 | 56.34 | 8 | 0
2035 | MAPP_US_2_RMPA | MAPP_US | RMPA | External | Shoulder | B12 | 200 | 200 | 200 | 43.83 | 56.34 | 8 | 4.5
2035 | MAPP_US_2_RMPA | MAPP_US | RMPA | External | Shoulder | B13 | 600 | 200 | 200 | 40.06 | 53.89 | 8 | 5.83
2035 | MAPP_US_2_RMPA | MAPP_US | RMPA | External | Shoulder | B14 | 900 | 200 | 200 | 32.34 | 53.89 | 8 | 13.55
2035 | MAPP_US_2_RMPA | MAPP_US | RMPA | External | Shoulder | B15 | 1203 | 200 | 200 | 28.64 | 48.69 | 8 | 12.05
2035 | MAPP_US_2_RMPA | MAPP_US | RMPA | External | Summer | B1 | 10 | 200 | 200 | 73.68 | 82.39 | 8 | 0.72
2035 | MAPP_US_2_RMPA | MAPP_US | RMPA | External | Summer | B2 | 25 | 200 | 14.16 | 68.58 | 76.58 | 8 | 0
2035 | MAPP_US_2_RMPA | MAPP_US | RMPA | External | Summer | B3 | 75 | 200 | 80.06 | 71.62 | 79.62 | 8 | 0
2035 | MAPP_US_2_RMPA | MAPP_US | RMPA | External | Summer | B4 | 100 | 200 | 0 | 68.58 | 70.2 | 8 | 0
2035 | MAPP_US_2_RMPA | MAPP_US | RMPA | External | Summer | B5 | 200 | 200 | 0 | 68.31 | 62.31 | 8 | 0
2035 | MAPP_US_2_RMPA | MAPP_US | RMPA | External | Summer | B6 | 300 | 200 | 0 | 52.37 | 53.87 | 8 | 0
2035 | MAPP_US_2_RMPA | MAPP_US | RMPA | External | Summer | B7 | 400 | 200 | 200 | 44.93 | 53.87 | 8 | 0.94
2035 | MAPP_US_2_RMPA | MAPP_US | RMPA | External | Summer | B8 | 500 | 200 | 200 | 37.15 | 53.87 | 8 | 8.72
2035 | MAPP_US_2_RMPA | MAPP_US | RMPA | External | Summer | B9 | 800 | 200 | 200 | 34.22 | 53.87 | 8 | 11.64
2035 | MAPP_US_2_RMPA | MAPP_US | RMPA | External | Summer | B10 | 1262 | 200 | 200 | 30.8 | 43.43 | 8 | 4.63
2035 | MAPP_US_2_RMPA | MAPP_US | RMPA | External | Winter | B16 | 25 | 200 | 200 | 34.82 | 62.86 | 8 | 20.03
2035 | MAPP_US_2_RMPA | MAPP_US | RMPA | External | Winter | B17 | 100 | 200 | 200 | 36.21 | 60.97 | 8 | 16.76
2035 | MAPP_US_2_RMPA | MAPP_US | RMPA | External | Winter | B18 | 400 | 200 | 200 | 39.57 | 58.95 | 8 | 11.38
2035 | MAPP_US_2_RMPA | MAPP_US | RMPA | External | Winter | B19 | 700 | 200 | 200 | 36.24 | 58.95 | 8 | 14.72
2035 | MAPP_US_2_RMPA | MAPP_US | RMPA | External | Winter | B20 | 935 | 200 | 200 | 28.17 | 42.44 | 8 | 6.27
2035 | NE_2_RMPA | NE | RMPA | External | Shoulder | B11 | 25 | 310 | 0 | 54.83 | 56.34 | 5 | 0
2035 | NE_2_RMPA | NE | RMPA | External | Shoulder | B12 | 200 | 310 | 310 | 45.83 | 56.34 | 5 | 5.5
2035 | NE_2_RMPA | NE | RMPA | External | Shoulder | B13 | 600 | 310 | 310 | 42.06 | 53.89 | 5 | 6.83
2035 | NE_2_RMPA | NE | RMPA | External | Shoulder | B14 | 900 | 310 | 310 | 34.32 | 53.89 | 5 | 14.57
2035 | NE_2_RMPA | NE | RMPA | External | Shoulder | B15 | 1203 | 310 | 310 | 25.18 | 48.69 | 5 | 18.51
2035 | NE_2_RMPA | NE | RMPA | External | Summer | B1 | 10 | 310 | 310 | 75.68 | 82.39 | 5 | 1.72
2035 | NE_2_RMPA | NE | RMPA | External | Summer | B2 | 25 | 310 | 310 | 70.58 | 76.58 | 5 | 1
2035 | NE_2_RMPA | NE | RMPA | External | Summer | B3 | 75 | 310 | 310 | 73.62 | 79.62 | 5 | 1
2035 | NE_2_RMPA | NE | RMPA | External | Summer | B4 | 100 | 310 | 0 | 70.58 | 70.2 | 5 | 0
2035 | NE_2_RMPA | NE | RMPA | External | Summer | B5 | 200 | 310 | 0 | 70.31 | 62.31 | 5 | 0
2035 | NE_2_RMPA | NE | RMPA | External | Summer | B6 | 300 | 310 | 0 | 54.37 | 53.87 | 5 | 0
2035 | NE_2_RMPA | NE | RMPA | External | Summer | B7 | 400 | 310 | 310 | 46.93 | 53.87 | 5 | 1.94
2035 | NE_2_RMPA | NE | RMPA | External | Summer | B8 | 500 | 310 | 310 | 39.15 | 53.87 | 5 | 9.72
2035 | NE_2_RMPA | NE | RMPA | External | Summer | B9 | 800 | 310 | 310 | 36.22 | 53.87 | 5 | 12.64
2035 | NE_2_RMPA | NE | RMPA | External | Summer | B10 | 1262 | 310 | 310 | 32.8 | 43.43 | 5 | 5.63
2035 | NE_2_RMPA | NE | RMPA | External | Winter | B16 | 25 | 310 | 310 | -31.91 | 62.86 | 5 | 89.76
2035 | NE_2_RMPA | NE | RMPA | External | Winter | B17 | 100 | 310 | 310 | 24.99 | 60.97 | 5 | 30.98
2035 | NE_2_RMPA | NE | RMPA | External | Winter | B18 | 400 | 310 | 310 | 41.56 | 58.95 | 5 | 12.4
2035 | NE_2_RMPA | NE | RMPA | External | Winter | B19 | 700 | 310 | 310 | 38.22 | 58.95 | 5 | 15.73
2035 | NE_2_RMPA | NE | RMPA | External | Winter | B20 | 935 | 310 | 310 | 26.86 | 42.44 | 5 | 10.57
2035 | NWPP_Coal_2_MAPP_US | NWPP_Coal | MAPP_US | External | Shoulder | B11 | 25 | 150 | 0 | 62.03 | 50.91 | 8 | 0
2035 | NWPP_Coal_2_MAPP_US | NWPP_Coal | MAPP_US | External | Shoulder | B12 | 200 | 150 | 0 | 62.03 | 43.83 | 8 | 0
2035 | NWPP_Coal_2_MAPP_US | NWPP_Coal | MAPP_US | External | Shoulder | B13 | 600 | 150 | 0 | 62.03 | 40.06 | 8 | 0
2035 | NWPP_Coal_2_MAPP_US | NWPP_Coal | MAPP_US | External | Shoulder | B14 | 900 | 150 | 0 | 62.03 | 32.34 | 8 | 0
2035 | NWPP_Coal_2_MAPP_US | NWPP_Coal | MAPP_US | External | Shoulder | B15 | 1203 | 150 | 0 | 62.03 | 28.64 | 8 | 0
2035 | NWPP_Coal_2_MAPP_US | NWPP_Coal | MAPP_US | External | Summer | B1 | 10 | 150 | 150 | 62.03 | 73.68 | 8 | 3.65
2035 | NWPP_Coal_2_MAPP_US | NWPP_Coal | MAPP_US | External | Summer | B2 | 25 | 150 | 0 | 62.03 | 68.58 | 8 | 0
2035 | NWPP_Coal_2_MAPP_US | NWPP_Coal | MAPP_US | External | Summer | B3 | 75 | 150 | 150 | 62.03 | 71.62 | 8 | 1.59
2035 | NWPP_Coal_2_MAPP_US | NWPP_Coal | MAPP_US | External | Summer | B4 | 100 | 150 | 0 | 62.03 | 68.58 | 8 | 0
2035 | NWPP_Coal_2_MAPP_US | NWPP_Coal | MAPP_US | External | Summer | B5 | 200 | 150 | 0 | 62.03 | 68.31 | 8 | 0
2035 | NWPP_Coal_2_MAPP_US | NWPP_Coal | MAPP_US | External | Summer | B6 | 300 | 150 | 0 | 62.03 | 52.37 | 8 | 0
2035 | NWPP_Coal_2_MAPP_US | NWPP_Coal | MAPP_US | External | Summer | B7 | 400 | 150 | 0 | 62.03 | 44.93 | 8 | 0
2035 | NWPP_Coal_2_MAPP_US | NWPP_Coal | MAPP_US | External | Summer | B8 | 500 | 150 | 0 | 62.03 | 37.15 | 8 | 0
2035 | NWPP_Coal_2_MAPP_US | NWPP_Coal | MAPP_US | External | Summer | B9 | 800 | 150 | 0 | 62.03 | 34.22 | 8 | 0
2035 | NWPP_Coal_2_MAPP_US | NWPP_Coal | MAPP_US | External | Summer | B10 | 1262 | 150 | 0 | 62.03 | 30.8 | 8 | 0
2035 | NWPP_Coal_2_MAPP_US | NWPP_Coal | MAPP_US | External | Winter | B16 | 25 | 150 | 0 | 66.73 | 34.82 | 8 | 0
2035 | NWPP_Coal_2_MAPP_US | NWPP_Coal | MAPP_US | External | Winter | B17 | 100 | 150 | 0 | 66.73 | 36.21 | 8 | 0
2035 | NWPP_Coal_2_MAPP_US | NWPP_Coal | MAPP_US | External | Winter | B18 | 400 | 150 | 0 | 66.73 | 39.57 | 8 | 0
2035 | NWPP_Coal_2_MAPP_US | NWPP_Coal | MAPP_US | External | Winter | B19 | 700 | 150 | 0 | 66.73 | 36.24 | 8 | 0
2035 | NWPP_Coal_2_MAPP_US | NWPP_Coal | MAPP_US | External | Winter | B20 | 935 | 150 | 0 | 66.73 | 28.17 | 8 | 0
2035 | RMPA_2_NE | RMPA | NE | External | Shoulder | B11 | 25 | 310 | 0 | 56.34 | 54.83 | 8 | 0
2035 | RMPA_2_NE | RMPA | NE | External | Shoulder | B12 | 200 | 310 | 0 | 56.34 | 45.83 | 8 | 0
2035 | RMPA_2_NE | RMPA | NE | External | Shoulder | B13 | 600 | 310 | 0 | 53.89 | 42.06 | 8 | 0
2035 | RMPA_2_NE | RMPA | NE | External | Shoulder | B14 | 900 | 310 | 0 | 53.89 | 34.32 | 8 | 0
2035 | RMPA_2_NE | RMPA | NE | External | Shoulder | B15 | 1203 | 310 | 0 | 48.69 | 25.18 | 8 | 0
2035 | RMPA_2_NE | RMPA | NE | External | Summer | B1 | 10 | 310 | 0 | 82.39 | 75.68 | 8 | 0
2035 | RMPA_2_NE | RMPA | NE | External | Summer | B2 | 25 | 310 | 0 | 76.58 | 70.58 | 8 | 0
2035 | RMPA_2_NE | RMPA | NE | External | Summer | B3 | 75 | 310 | 0 | 79.62 | 73.62 | 8 | 0
2035 | RMPA_2_NE | RMPA | NE | External | Summer | B4 | 100 | 310 | 0 | 70.2 | 70.58 | 8 | 0
2035 | RMPA_2_NE | RMPA | NE | External | Summer | B5 | 200 | 310 | 198.62 | 62.31 | 70.31 | 8 | 0
2035 | RMPA_2_NE | RMPA | NE | External | Summer | B6 | 300 | 310 | 0 | 53.87 | 54.37 | 8 | 0
2035 | RMPA_2_NE | RMPA | NE | External | Summer | B7 | 400 | 310 | 0 | 53.87 | 46.93 | 8 | 0
2035 | RMPA_2_NE | RMPA | NE | External | Summer | B8 | 500 | 310 | 0 | 53.87 | 39.15 | 8 | 0
2035 | RMPA_2_NE | RMPA | NE | External | Summer | B9 | 800 | 310 | 0 | 53.87 | 36.22 | 8 | 0
2035 | RMPA_2_NE | RMPA | NE | External | Summer | B10 | 1262 | 310 | 0 | 43.43 | 32.8 | 8 | 0
2035 | RMPA_2_NE | RMPA | NE | External | Winter | B16 | 25 | 310 | 0 | 62.86 | -31.91 | 8 | 0
2035 | RMPA_2_NE | RMPA | NE | External | Winter | B17 | 100 | 310 | 0 | 60.97 | 24.99 | 8 | 0
2035 | RMPA_2_NE | RMPA | NE | External | Winter | B18 | 400 | 310 | 0 | 58.95 | 41.56 | 8 | 0
2035 | RMPA_2_NE | RMPA | NE | External | Winter | B19 | 700 | 310 | 0 | 58.95 | 38.22 | 8 | 0
2035 | RMPA_2_NE | RMPA | NE | External | Winter | B20 | 935 | 310 | 0 | 42.44 | 26.86 | 8 | 0
2035 | RMPA_2_SPP_N | RMPA | SPP_N | External | Shoulder | B11 | 25 | 210 | 0 | 56.34 | 54.84 | 8 | 0
2035 | RMPA_2_SPP_N | RMPA | SPP_N | External | Shoulder | B12 | 200 | 210 | 0 | 56.34 | 45.84 | 8 | 0
2035 | RMPA_2_SPP_N | RMPA | SPP_N | External | Shoulder | B13 | 600 | 210 | 0 | 53.89 | 42.07 | 8 | 0
2035 | RMPA_2_SPP_N | RMPA | SPP_N | External | Shoulder | B14 | 900 | 210 | 0 | 53.89 | 34.34 | 8 | 0
2035 | RMPA_2_SPP_N | RMPA | SPP_N | External | Shoulder | B15 | 1203 | 210 | 0 | 48.69 | 25.19 | 8 | 0
2035 | RMPA_2_SPP_N | RMPA | SPP_N | External | Summer | B1 | 10 | 210 | 0 | 82.39 | 75.69 | 8 | 0
2035 | RMPA_2_SPP_N | RMPA | SPP_N | External | Summer | B2 | 25 | 210 | 0 | 76.58 | 70.59 | 8 | 0
2035 | RMPA_2_SPP_N | RMPA | SPP_N | External | Summer | B3 | 75 | 210 | 0 | 79.62 | 73.63 | 8 | 0
2035 | RMPA_2_SPP_N | RMPA | SPP_N | External | Summer | B4 | 100 | 210 | 0 | 70.2 | 70.59 | 8 | 0
2035 | RMPA_2_SPP_N | RMPA | SPP_N | External | Summer | B5 | 200 | 210 | 210 | 62.31 | 70.33 | 8 | 0.01
2035 | RMPA_2_SPP_N | RMPA | SPP_N | External | Summer | B6 | 300 | 210 | 0 | 53.87 | 54.39 | 8 | 0
2035 | RMPA_2_SPP_N | RMPA | SPP_N | External | Summer | B7 | 400 | 210 | 0 | 53.87 | 47.8 | 8 | 0
2035 | RMPA_2_SPP_N | RMPA | SPP_N | External | Summer | B8 | 500 | 210 | 0 | 53.87 | 44.07 | 8 | 0
2035 | RMPA_2_SPP_N | RMPA | SPP_N | External | Summer | B9 | 800 | 210 | 0 | 53.87 | 39.35 | 8 | 0
2035 | RMPA_2_SPP_N | RMPA | SPP_N | External | Summer | B10 | 1262 | 210 | 0 | 43.43 | 32.81 | 8 | 0
2035 | RMPA_2_SPP_N | RMPA | SPP_N | External | Winter | B16 | 25 | 210 | 0 | 62.86 | 40.44 | 8 | 0
2035 | RMPA_2_SPP_N | RMPA | SPP_N | External | Winter | B17 | 100 | 210 | 0 | 60.97 | 34.86 | 8 | 0
2035 | RMPA_2_SPP_N | RMPA | SPP_N | External | Winter | B18 | 400 | 210 | 0 | 58.95 | 41.57 | 8 | 0
2035 | RMPA_2_SPP_N | RMPA | SPP_N | External | Winter | B19 | 700 | 210 | 0 | 58.95 | 38.24 | 8 | 0
2035 | RMPA_2_SPP_N | RMPA | SPP_N | External | Winter | B20 | 935 | 210 | 0 | 42.44 | 26.88 | 8 | 0
2035 | SPP_N_2_RMPA | SPP_N | RMPA | External | Shoulder | B11 | 25 | 210 | 0 | 54.84 | 56.34 | 5 | 0
2035 | SPP_N_2_RMPA | SPP_N | RMPA | External | Shoulder | B12 | 200 | 210 | 210 | 45.84 | 56.34 | 5 | 5.49
2035 | SPP_N_2_RMPA | SPP_N | RMPA | External | Shoulder | B13 | 600 | 210 | 210 | 42.07 | 53.89 | 5 | 6.82
2035 | SPP_N_2_RMPA | SPP_N | RMPA | External | Shoulder | B14 | 900 | 210 | 210 | 34.34 | 53.89 | 5 | 14.55
2035 | SPP_N_2_RMPA | SPP_N | RMPA | External | Shoulder | B15 | 1203 | 210 | 210 | 25.19 | 48.69 | 5 | 18.5
2035 | SPP_N_2_RMPA | SPP_N | RMPA | External | Summer | B1 | 10 | 210 | 210 | 75.69 | 82.39 | 5 | 1.7
2035 | SPP_N_2_RMPA | SPP_N | RMPA | External | Summer | B2 | 25 | 210 | 210 | 70.59 | 76.58 | 5 | 0.99
2035 | SPP_N_2_RMPA | SPP_N | RMPA | External | Summer | B3 | 75 | 210 | 210 | 73.63 | 79.62 | 5 | 0.99
2035 | SPP_N_2_RMPA | SPP_N | RMPA | External | Summer | B4 | 100 | 210 | 0 | 70.59 | 70.2 | 5 | 0
2035 | SPP_N_2_RMPA | SPP_N | RMPA | External | Summer | B5 | 200 | 210 | 0 | 70.33 | 62.31 | 5 | 0
2035 | SPP_N_2_RMPA | SPP_N | RMPA | External | Summer | B6 | 300 | 210 | 0 | 54.39 | 53.87 | 5 | 0
2035 | SPP_N_2_RMPA | SPP_N | RMPA | External | Summer | B7 | 400 | 210 | 210 | 47.8 | 53.87 | 5 | 1.07
2035 | SPP_N_2_RMPA | SPP_N | RMPA | External | Summer | B8 | 500 | 210 | 210 | 44.07 | 53.87 | 5 | 4.8
2035 | SPP_N_2_RMPA | SPP_N | RMPA | External | Summer | B9 | 800 | 210 | 210 | 39.35 | 53.87 | 5 | 9.52
2035 | SPP_N_2_RMPA | SPP_N | RMPA | External | Summer | B10 | 1262 | 210 | 210 | 32.81 | 43.43 | 5 | 5.62
2035 | SPP_N_2_RMPA | SPP_N | RMPA | External | Winter | B16 | 25 | 210 | 210 | 40.44 | 62.86 | 5 | 17.41
2035 | SPP_N_2_RMPA | SPP_N | RMPA | External | Winter | B17 | 100 | 210 | 210 | 34.86 | 60.97 | 5 | 21.11
2035 | SPP_N_2_RMPA | SPP_N | RMPA | External | Winter | B18 | 400 | 210 | 210 | 41.57 | 58.95 | 5 | 12.38
2035 | SPP_N_2_RMPA | SPP_N | RMPA | External | Winter | B19 | 700 | 210 | 210 | 38.24 | 58.95 | 5 | 15.72
2035 | SPP_N_2_RMPA | SPP_N | RMPA | External | Winter | B20 | 935 | 210 | 210 | 26.88 | 42.44 | 5 | 10.56
2035 | SPP_S_2_ERCOT | SPP_S | ERCOT | External | Shoulder | B11 | 25 | 800 | 800 | 54.83 | 74.05 | 5 | 14.22
2035 | SPP_S_2_ERCOT | SPP_S | ERCOT | External | Shoulder | B12 | 200 | 800 | 0 | 45.84 | 50.56 | 5 | 0
2035 | SPP_S_2_ERCOT | SPP_S | ERCOT | External | Shoulder | B13 | 600 | 800 | 800 | 42.07 | 50.56 | 5 | 3.49
2035 | SPP_S_2_ERCOT | SPP_S | ERCOT | External | Shoulder | B14 | 900 | 800 | 800 | 32.46 | 50.56 | 5 | 13.1
2035 | SPP_S_2_ERCOT | SPP_S | ERCOT | External | Shoulder | B15 | 1203 | 800 | 800 | 25.18 | 44.87 | 5 | 14.7
2035 | SPP_S_2_ERCOT | SPP_S | ERCOT | External | Summer | B1 | 10 | 800 | 800 | 48.89 | 71.73 | 5 | 17.83
2035 | SPP_S_2_ERCOT | SPP_S | ERCOT | External | Summer | B2 | 25 | 800 | 0 | 70.59 | 71.73 | 5 | 0
2035 | SPP_S_2_ERCOT | SPP_S | ERCOT | External | Summer | B3 | 75 | 800 | 0 | 73.62 | 71.73 | 5 | 0
2035 | SPP_S_2_ERCOT | SPP_S | ERCOT | External | Summer | B4 | 100 | 800 | 0 | 70.59 | 71.73 | 5 | 0
2035 | SPP_S_2_ERCOT | SPP_S | ERCOT | External | Summer | B5 | 200 | 800 | 0 | 70.33 | 71.73 | 5 | 0
2035 | SPP_S_2_ERCOT | SPP_S | ERCOT | External | Summer | B6 | 300 | 800 | 800 | 54.39 | 71.73 | 5 | 12.34
2035 | SPP_S_2_ERCOT | SPP_S | ERCOT | External | Summer | B7 | 400 | 800 | 0 | 48.78 | 53.44 | 5 | 0
2035 | SPP_S_2_ERCOT | SPP_S | ERCOT | External | Summer | B8 | 500 | 800 | 0 | 44.08 | 49 | 5 | 0
2035 | SPP_S_2_ERCOT | SPP_S | ERCOT | External | Summer | B9 | 800 | 800 | 800 | 39.36 | 49 | 5 | 4.64
2035 | SPP_S_2_ERCOT | SPP_S | ERCOT | External | Summer | B10 | 1262 | 800 | 800 | 32.82 | 49 | 5 | 11.18
2035 | SPP_S_2_ERCOT | SPP_S | ERCOT | External | Winter | B16 | 25 | 800 | 800 | 40.46 | 53.83 | 5 | 8.37
2035 | SPP_S_2_ERCOT | SPP_S | ERCOT | External | Winter | B17 | 100 | 800 | 800 | 34.87 | 53.83 | 5 | 13.96
2035 | SPP_S_2_ERCOT | SPP_S | ERCOT | External | Winter | B18 | 400 | 800 | 800 | 41.58 | 53.83 | 5 | 7.24
2035 | SPP_S_2_ERCOT | SPP_S | ERCOT | External | Winter | B19 | 700 | 800 | 800 | 38.22 | 53.83 | 5 | 10.6
2035 | SPP_S_2_ERCOT | SPP_S | ERCOT | External | Winter | B20 | 935 | 800 | 800 | 26.89 | 41.35 | 5 | 9.46
2040 | AZ_NM_SNV_Coal_2_SPP_S | AZ_NM_SNV_Coal | SPP_S | External | Shoulder | B11 | 25 | 400 | 0 | 76.29 | 60.79 | 8.17 | 0
2040 | AZ_NM_SNV_Coal_2_SPP_S | AZ_NM_SNV_Coal | SPP_S | External | Shoulder | B12 | 200 | 400 | 0 | 68.15 | 52.12 | 8.17 | 0
2040 | AZ_NM_SNV_Coal_2_SPP_S | AZ_NM_SNV_Coal | SPP_S | External | Shoulder | B13 | 600 | 400 | 0 | 68.13 | 46.58 | 8.17 | 0
2040 | AZ_NM_SNV_Coal_2_SPP_S | AZ_NM_SNV_Coal | SPP_S | External | Shoulder | B14 | 900 | 400 | 0 | 68.11 | 31.19 | 8.17 | 0
2040 | AZ_NM_SNV_Coal_2_SPP_S | AZ_NM_SNV_Coal | SPP_S | External | Shoulder | B15 | 1203 | 400 | 0 | 58.84 | 21.94 | 8.17 | 0
2040 | AZ_NM_SNV_Coal_2_SPP_S | AZ_NM_SNV_Coal | SPP_S | External | Summer | B1 | 10 | 400 | 0 | 123.3 | 55.02 | 8.17 | 0
2040 | AZ_NM_SNV_Coal_2_SPP_S | AZ_NM_SNV_Coal | SPP_S | External | Summer | B2 | 25 | 400 | 0 | 114.23 | 79.58 | 8.17 | 0
2040 | AZ_NM_SNV_Coal_2_SPP_S | AZ_NM_SNV_Coal | SPP_S | External | Summer | B3 | 75 | 400 | 0 | 114.23 | 83.19 | 8.17 | 0
2040 | AZ_NM_SNV_Coal_2_SPP_S | AZ_NM_SNV_Coal | SPP_S | External | Summer | B4 | 100 | 400 | 0 | 101.78 | 80.25 | 8.17 | 0
2040 | AZ_NM_SNV_Coal_2_SPP_S | AZ_NM_SNV_Coal | SPP_S | External | Summer | B5 | 200 | 400 | 0 | 83.61 | 79.58 | 8.17 | 0
2040 | AZ_NM_SNV_Coal_2_SPP_S | AZ_NM_SNV_Coal | SPP_S | External | Summer | B6 | 300 | 400 | 0 | 77.09 | 63.63 | 8.17 | 0
2040 | AZ_NM_SNV_Coal_2_SPP_S | AZ_NM_SNV_Coal | SPP_S | External | Summer | B7 | 400 | 400 | 0 | 76.87 | 54.9 | 8.17 | 0
2040 | AZ_NM_SNV_Coal_2_SPP_S | AZ_NM_SNV_Coal | SPP_S | External | Summer | B8 | 500 | 400 | 0 | 76.87 | 50.19 | 8.17 | 0
2040 | AZ_NM_SNV_Coal_2_SPP_S | AZ_NM_SNV_Coal | SPP_S | External | Summer | B9 | 800 | 400 | 0 | 69.11 | 44.95 | 8.17 | 0
2040 | AZ_NM_SNV_Coal_2_SPP_S | AZ_NM_SNV_Coal | SPP_S | External | Summer | B10 | 1262 | 400 | 0 | 56.55 | 33.5 | 8.17 | 0
2040 | AZ_NM_SNV_Coal_2_SPP_S | AZ_NM_SNV_Coal | SPP_S | External | Winter | B16 | 25 | 400 | 0 | 81.71 | 39.61 | 8.17 | 0
2040 | AZ_NM_SNV_Coal_2_SPP_S | AZ_NM_SNV_Coal | SPP_S | External | Winter | B17 | 100 | 400 | 0 | 73.38 | 32.48 | 8.17 | 0
2040 | AZ_NM_SNV_Coal_2_SPP_S | AZ_NM_SNV_Coal | SPP_S | External | Winter | B18 | 400 | 400 | 0 | 73.36 | 43.71 | 8.17 | 0
2040 | AZ_NM_SNV_Coal_2_SPP_S | AZ_NM_SNV_Coal | SPP_S | External | Winter | B19 | 700 | 400 | 0 | 71.79 | 39.61 | 8.17 | 0
2040 | AZ_NM_SNV_Coal_2_SPP_S | AZ_NM_SNV_Coal | SPP_S | External | Winter | B20 | 935 | 400 | 0 | 63.79 | 26.51 | 8.17 | 0
2040 | MAPP_US_2_RMPA | MAPP_US | RMPA | External | Shoulder | B11 | 25 | 200 | 0 | 53.79 | 59.96 | 8 | 0
2040 | MAPP_US_2_RMPA | MAPP_US | RMPA | External | Shoulder | B12 | 200 | 200 | 200 | 50.11 | 59.95 | 8 | 1.84
2040 | MAPP_US_2_RMPA | MAPP_US | RMPA | External | Shoulder | B13 | 600 | 200 | 200 | 44.12 | 59.95 | 8 | 7.83
2040 | MAPP_US_2_RMPA | MAPP_US | RMPA | External | Shoulder | B14 | 900 | 200 | 200 | 34.69 | 59.95 | 8 | 17.26
2040 | MAPP_US_2_RMPA | MAPP_US | RMPA | External | Shoulder | B15 | 1203 | 200 | 200 | 26.39 | 43.18 | 8 | 8.79
2040 | MAPP_US_2_RMPA | MAPP_US | RMPA | External | Summer | B1 | 10 | 200 | 200 | 83.18 | 91.4 | 8 | 0.22
2040 | MAPP_US_2_RMPA | MAPP_US | RMPA | External | Summer | B2 | 25 | 200 | 119.03 | 77.58 | 85.58 | 8 | 0
2040 | MAPP_US_2_RMPA | MAPP_US | RMPA | External | Summer | B3 | 75 | 200 | 189.22 | 81.19 | 89.19 | 8 | 0
2040 | MAPP_US_2_RMPA | MAPP_US | RMPA | External | Summer | B4 | 100 | 200 | 0 | 78.25 | 76.87 | 8 | 0
2040 | MAPP_US_2_RMPA | MAPP_US | RMPA | External | Summer | B5 | 200 | 200 | 0 | 77.56 | 71.56 | 8 | 0
2040 | MAPP_US_2_RMPA | MAPP_US | RMPA | External | Summer | B6 | 300 | 200 | 0 | 61.62 | 60.13 | 8 | 0
2040 | MAPP_US_2_RMPA | MAPP_US | RMPA | External | Summer | B7 | 400 | 200 | 200 | 50.89 | 60.13 | 8 | 1.24
2040 | MAPP_US_2_RMPA | MAPP_US | RMPA | External | Summer | B8 | 500 | 200 | 200 | 38.53 | 60.13 | 8 | 13.6
2040 | MAPP_US_2_RMPA | MAPP_US | RMPA | External | Summer | B9 | 800 | 200 | 200 | 38.53 | 49.94 | 8 | 3.41
2040 | MAPP_US_2_RMPA | MAPP_US | RMPA | External | Summer | B10 | 1262 | 200 | 200 | 29.84 | 40.4 | 8 | 2.56
2040 | MAPP_US_2_RMPA | MAPP_US | RMPA | External | Winter | B16 | 25 | 200 | 200 | 25.88 | 73.55 | 8 | 39.67
2040 | MAPP_US_2_RMPA | MAPP_US | RMPA | External | Winter | B17 | 100 | 200 | 200 | 30.84 | 68.06 | 8 | 29.22
2040 | MAPP_US_2_RMPA | MAPP_US | RMPA | External | Winter | B18 | 400 | 200 | 200 | 41.7 | 65.2 | 8 | 15.51
2040 | MAPP_US_2_RMPA | MAPP_US | RMPA | External | Winter | B19 | 700 | 200 | 200 | 41.7 | 65.2 | 8 | 15.51
2040 | MAPP_US_2_RMPA | MAPP_US | RMPA | External | Winter | B20 | 935 | 200 | 200 | 26.49 | 36.62 | 8 | 2.13
2040 | NE_2_RMPA | NE | RMPA | External | Shoulder | B11 | 25 | 310 | 0 | 60.79 | 59.96 | 5 | 0
2040 | NE_2_RMPA | NE | RMPA | External | Shoulder | B12 | 200 | 310 | 310 | 52.11 | 59.95 | 5 | 2.84
2040 | NE_2_RMPA | NE | RMPA | External | Shoulder | B13 | 600 | 310 | 310 | 46.57 | 59.95 | 5 | 8.38
2040 | NE_2_RMPA | NE | RMPA | External | Shoulder | B14 | 900 | 310 | 310 | 31.19 | 59.95 | 5 | 23.76
2040 | NE_2_RMPA | NE | RMPA | External | Shoulder | B15 | 1203 | 310 | 310 | 22.71 | 43.18 | 5 | 15.47
2040 | NE_2_RMPA | NE | RMPA | External | Summer | B1 | 10 | 310 | 310 | 85.18 | 91.4 | 5 | 1.22
2040 | NE_2_RMPA | NE | RMPA | External | Summer | B2 | 25 | 310 | 310 | 79.58 | 85.58 | 5 | 1
2040 | NE_2_RMPA | NE | RMPA | External | Summer | B3 | 75 | 310 | 310 | 83.19 | 89.19 | 5 | 1
2040 | NE_2_RMPA | NE | RMPA | External | Summer | B4 | 100 | 310 | 0 | 80.25 | 76.87 | 5 | 0
2040 | NE_2_RMPA | NE | RMPA | External | Summer | B5 | 200 | 310 | 0 | 79.56 | 71.56 | 5 | 0
2040 | NE_2_RMPA | NE | RMPA | External | Summer | B6 | 300 | 310 | 0 | 63.62 | 60.13 | 5 | 0
2040 | NE_2_RMPA | NE | RMPA | External | Summer | B7 | 400 | 310 | 310 | 52.89 | 60.13 | 5 | 2.24
2040 | NE_2_RMPA | NE | RMPA | External | Summer | B8 | 500 | 310 | 310 | 44.74 | 60.13 | 5 | 10.39
2040 | NE_2_RMPA | NE | RMPA | External | Summer | B9 | 800 | 310 | 310 | 40.54 | 49.94 | 5 | 4.4
2040 | NE_2_RMPA | NE | RMPA | External | Summer | B10 | 1262 | 310 | 310 | 33.47 | 40.4 | 5 | 1.93
2040 | NE_2_RMPA | NE | RMPA | External | Winter | B16 | 25 | 310 | 310 | -30.44 | 73.55 | 5 | 98.99
2040 | NE_2_RMPA | NE | RMPA | External | Winter | B17 | 100 | 310 | 310 | 25.84 | 68.06 | 5 | 37.22
2040 | NE_2_RMPA | NE | RMPA | External | Winter | B18 | 400 | 310 | 310 | 43.69 | 65.2 | 5 | 16.52
2040 | NE_2_RMPA | NE | RMPA | External | Winter | B19 | 700 | 310 | 310 | 39.59 | 65.2 | 5 | 20.62
2040 | NE_2_RMPA | NE | RMPA | External | Winter | B20 | 935 | 310 | 310 | 26.49 | 36.62 | 5 | 5.13
2040 | NWPP_Coal_2_MAPP_US | NWPP_Coal | MAPP_US | External | Shoulder | B11 | 25 | 150 | 0 | 68.13 | 53.79 | 8 | 0
2040 | NWPP_Coal_2_MAPP_US | NWPP_Coal | MAPP_US | External | Shoulder | B12 | 200 | 150 | 0 | 68.13 | 50.11 | 8 | 0
2040 | NWPP_Coal_2_MAPP_US | NWPP_Coal | MAPP_US | External | Shoulder | B13 | 600 | 150 | 0 | 68.13 | 44.12 | 8 | 0
2040 | NWPP_Coal_2_MAPP_US | NWPP_Coal | MAPP_US | External | Shoulder | B14 | 900 | 150 | 0 | 68.13 | 34.69 | 8 | 0
2040 | NWPP_Coal_2_MAPP_US | NWPP_Coal | MAPP_US | External | Shoulder | B15 | 1203 | 150 | 0 | 68.13 | 26.39 | 8 | 0
2040 | NWPP_Coal_2_MAPP_US | NWPP_Coal | MAPP_US | External | Summer | B1 | 10 | 150 | 150 | 68.91 | 83.18 | 8 | 6.27
2040 | NWPP_Coal_2_MAPP_US | NWPP_Coal | MAPP_US | External | Summer | B2 | 25 | 150 | 150 | 68.7 | 77.58 | 8 | 0.87
2040 | NWPP_Coal_2_MAPP_US | NWPP_Coal | MAPP_US | External | Summer | B3 | 75 | 150 | 150 | 68.7 | 81.19 | 8 | 4.49
2040 | NWPP_Coal_2_MAPP_US | NWPP_Coal | MAPP_US | External | Summer | B4 | 100 | 150 | 150 | 68.7 | 78.25 | 8 | 1.54
2040 | NWPP_Coal_2_MAPP_US | NWPP_Coal | MAPP_US | External | Summer | B5 | 200 | 150 | 150 | 68.7 | 77.56 | 8 | 0.86
2040 | NWPP_Coal_2_MAPP_US | NWPP_Coal | MAPP_US | External | Summer | B6 | 300 | 150 | 0 | 68.7 | 61.62 | 8 | 0
2040 | NWPP_Coal_2_MAPP_US | NWPP_Coal | MAPP_US | External | Summer | B7 | 400 | 150 | 0 | 68.7 | 50.89 | 8 | 0
2040 | NWPP_Coal_2_MAPP_US | NWPP_Coal | MAPP_US | External | Summer | B8 | 500 | 150 | 0 | 68.7 | 38.53 | 8 | 0
2040 | NWPP_Coal_2_MAPP_US | NWPP_Coal | MAPP_US | External | Summer | B9 | 800 | 150 | 0 | 68.7 | 38.53 | 8 | 0
2040 | NWPP_Coal_2_MAPP_US | NWPP_Coal | MAPP_US | External | Summer | B10 | 1262 | 150 | 0 | 68.7 | 29.84 | 8 | 0
2040 | NWPP_Coal_2_MAPP_US | NWPP_Coal | MAPP_US | External | Winter | B16 | 25 | 150 | 0 | 81.69 | 25.88 | 8 | 0
2040 | NWPP_Coal_2_MAPP_US | NWPP_Coal | MAPP_US | External | Winter | B17 | 100 | 150 | 0 | 73.37 | 30.84 | 8 | 0
2040 | NWPP_Coal_2_MAPP_US | NWPP_Coal | MAPP_US | External | Winter | B18 | 400 | 150 | 0 | 73.37 | 41.7 | 8 | 0
2040 | NWPP_Coal_2_MAPP_US | NWPP_Coal | MAPP_US | External | Winter | B19 | 700 | 150 | 0 | 73.37 | 41.7 | 8 | 0
2040 | NWPP_Coal_2_MAPP_US | NWPP_Coal | MAPP_US | External | Winter | B20 | 935 | 150 | 0 | 73.37 | 26.49 | 8 | 0
2040 | RMPA_2_NE | RMPA | NE | External | Shoulder | B11 | 25 | 310 | 0 | 59.96 | 60.79 | 8 | 0
2040 | RMPA_2_NE | RMPA | NE | External | Shoulder | B12 | 200 | 310 | 0 | 59.95 | 52.11 | 8 | 0
2040 | RMPA_2_NE | RMPA | NE | External | Shoulder | B13 | 600 | 310 | 0 | 59.95 | 46.57 | 8 | 0
2040 | RMPA_2_NE | RMPA | NE | External | Shoulder | B14 | 900 | 310 | 0 | 59.95 | 31.19 | 8 | 0
2040 | RMPA_2_NE | RMPA | NE | External | Shoulder | B15 | 1203 | 310 | 0 | 43.18 | 22.71 | 8 | 0
2040 | RMPA_2_NE | RMPA | NE | External | Summer | B1 | 10 | 310 | 0 | 91.4 | 85.18 | 8 | 0
2040 | RMPA_2_NE | RMPA | NE | External | Summer | B2 | 25 | 310 | 0 | 85.58 | 79.58 | 8 | 0
2040 | RMPA_2_NE | RMPA | NE | External | Summer | B3 | 75 | 310 | 0 | 89.19 | 83.19 | 8 | 0
2040 | RMPA_2_NE | RMPA | NE | External | Summer | B4 | 100 | 310 | 0 | 76.87 | 80.25 | 8 | 0
2040 | RMPA_2_NE | RMPA | NE | External | Summer | B5 | 200 | 310 | 190.81 | 71.56 | 79.56 | 8 | 0
2040 | RMPA_2_NE | RMPA | NE | External | Summer | B6 | 300 | 310 | 0 | 60.13 | 63.62 | 8 | 0
2040 | RMPA_2_NE | RMPA | NE | External | Summer | B7 | 400 | 310 | 0 | 60.13 | 52.89 | 8 | 0
2040 | RMPA_2_NE | RMPA | NE | External | Summer | B8 | 500 | 310 | 0 | 60.13 | 44.74 | 8 | 0
2040 | RMPA_2_NE | RMPA | NE | External | Summer | B9 | 800 | 310 | 0 | 49.94 | 40.54 | 8 | 0
2040 | RMPA_2_NE | RMPA | NE | External | Summer | B10 | 1262 | 310 | 0 | 40.4 | 33.47 | 8 | 0
2040 | RMPA_2_NE | RMPA | NE | External | Winter | B16 | 25 | 310 | 0 | 73.55 | -30.44 | 8 | 0
2040 | RMPA_2_NE | RMPA | NE | External | Winter | B17 | 100 | 310 | 0 | 68.06 | 25.84 | 8 | 0
2040 | RMPA_2_NE | RMPA | NE | External | Winter | B18 | 400 | 310 | 0 | 65.2 | 43.69 | 8 | 0
2040 | RMPA_2_NE | RMPA | NE | External | Winter | B19 | 700 | 310 | 0 | 65.2 | 39.59 | 8 | 0
2040 | RMPA_2_NE | RMPA | NE | External | Winter | B20 | 935 | 310 | 0 | 36.62 | 26.49 | 8 | 0
2040 | RMPA_2_SPP_N | RMPA | SPP_N | External | Shoulder | B11 | 25 | 210 | 0 | 59.96 | 60.8 | 8 | 0
2040 | RMPA_2_SPP_N | RMPA | SPP_N | External | Shoulder | B12 | 200 | 210 | 0 | 59.95 | 52.12 | 8 | 0
2040 | RMPA_2_SPP_N | RMPA | SPP_N | External | Shoulder | B13 | 600 | 210 | 0 | 59.95 | 46.58 | 8 | 0
2040 | RMPA_2_SPP_N | RMPA | SPP_N | External | Shoulder | B14 | 900 | 210 | 0 | 59.95 | 31.2 | 8 | 0
2040 | RMPA_2_SPP_N | RMPA | SPP_N | External | Shoulder | B15 | 1203 | 210 | 0 | 43.18 | 22.72 | 8 | 0
2040 | RMPA_2_SPP_N | RMPA | SPP_N | External | Summer | B1 | 10 | 210 | 0 | 91.4 | 85.19 | 8 | 0
2040 | RMPA_2_SPP_N | RMPA | SPP_N | External | Summer | B2 | 25 | 210 | 0 | 85.58 | 79.59 | 8 | 0
2040 | RMPA_2_SPP_N | RMPA | SPP_N | External | Summer | B3 | 75 | 210 | 0 | 89.19 | 83.2 | 8 | 0
2040 | RMPA_2_SPP_N | RMPA | SPP_N | External | Summer | B4 | 100 | 210 | 0 | 76.87 | 80.26 | 8 | 0
2040 | RMPA_2_SPP_N | RMPA | SPP_N | External | Summer | B5 | 200 | 210 | 210 | 71.56 | 79.58 | 8 | 0.01
2040 | RMPA_2_SPP_N | RMPA | SPP_N | External | Summer | B6 | 300 | 210 | 0 | 60.13 | 63.63 | 8 | 0
2040 | RMPA_2_SPP_N | RMPA | SPP_N | External | Summer | B7 | 400 | 210 | 0 | 60.13 | 54.89 | 8 | 0
2040 | RMPA_2_SPP_N | RMPA | SPP_N | External | Summer | B8 | 500 | 210 | 0 | 60.13 | 50.17 | 8 | 0
2040 | RMPA_2_SPP_N | RMPA | SPP_N | External | Summer | B9 | 800 | 210 | 0 | 49.94 | 44.94 | 8 | 0
2040 | RMPA_2_SPP_N | RMPA | SPP_N | External | Summer | B10 | 1262 | 210 | 0 | 40.4 | 33.48 | 8 | 0
2040 | RMPA_2_SPP_N | RMPA | SPP_N | External | Winter | B16 | 25 | 210 | 0 | 73.55 | 39.6 | 8 | 0
2040 | RMPA_2_SPP_N | RMPA | SPP_N | External | Winter | B17 | 100 | 210 | 0 | 68.06 | 32.47 | 8 | 0
2040 | RMPA_2_SPP_N | RMPA | SPP_N | External | Winter | B18 | 400 | 210 | 0 | 65.2 | 43.7 | 8 | 0
2040 | RMPA_2_SPP_N | RMPA | SPP_N | External | Winter | B19 | 700 | 210 | 0 | 65.2 | 39.6 | 8 | 0
2040 | RMPA_2_SPP_N | RMPA | SPP_N | External | Winter | B20 | 935 | 210 | 0 | 36.62 | 26.5 | 8 | 0
2040 | SPP_N_2_RMPA | SPP_N | RMPA | External | Shoulder | B11 | 25 | 210 | 0 | 60.8 | 59.96 | 5 | 0
2040 | SPP_N_2_RMPA | SPP_N | RMPA | External | Shoulder | B12 | 200 | 210 | 210 | 52.12 | 59.95 | 5 | 2.83
2040 | SPP_N_2_RMPA | SPP_N | RMPA | External | Shoulder | B13 | 600 | 210 | 210 | 46.58 | 59.95 | 5 | 8.37
2040 | SPP_N_2_RMPA | SPP_N | RMPA | External | Shoulder | B14 | 900 | 210 | 210 | 31.2 | 59.95 | 5 | 23.75
2040 | SPP_N_2_RMPA | SPP_N | RMPA | External | Shoulder | B15 | 1203 | 210 | 210 | 22.72 | 43.18 | 5 | 15.46
2040 | SPP_N_2_RMPA | SPP_N | RMPA | External | Summer | B1 | 10 | 210 | 210 | 85.19 | 91.4 | 5 | 1.21
2040 | SPP_N_2_RMPA | SPP_N | RMPA | External | Summer | B2 | 25 | 210 | 210 | 79.59 | 85.58 | 5 | 0.99
2040 | SPP_N_2_RMPA | SPP_N | RMPA | External | Summer | B3 | 75 | 210 | 210 | 83.2 | 89.19 | 5 | 0.99
2040 | SPP_N_2_RMPA | SPP_N | RMPA | External | Summer | B4 | 100 | 210 | 0 | 80.26 | 76.87 | 5 | 0
2040 | SPP_N_2_RMPA | SPP_N | RMPA | External | Summer | B5 | 200 | 210 | 0 | 79.58 | 71.56 | 5 | 0
2040 | SPP_N_2_RMPA | SPP_N | RMPA | External | Summer | B6 | 300 | 210 | 0 | 63.63 | 60.13 | 5 | 0
2040 | SPP_N_2_RMPA | SPP_N | RMPA | External | Summer | B7 | 400 | 210 | 210 | 54.89 | 60.13 | 5 | 0.24
2040 | SPP_N_2_RMPA | SPP_N | RMPA | External | Summer | B8 | 500 | 210 | 210 | 50.17 | 60.13 | 5 | 4.95
2040 | SPP_N_2_RMPA | SPP_N | RMPA | External | Summer | B9 | 800 | 210 | 117.03 | 44.94 | 49.94 | 5 | 0
2040 | SPP_N_2_RMPA | SPP_N | RMPA | External | Summer | B10 | 1262 | 210 | 210 | 33.48 | 40.4 | 5 | 1.91
2040 | SPP_N_2_RMPA | SPP_N | RMPA | External | Winter | B16 | 25 | 210 | 210 | 39.6 | 73.55 | 5 | 28.95
2040 | SPP_N_2_RMPA | SPP_N | RMPA | External | Winter | B17 | 100 | 210 | 210 | 32.47 | 68.06 | 5 | 30.59
2040 | SPP_N_2_RMPA | SPP_N | RMPA | External | Winter | B18 | 400 | 210 | 210 | 43.7 | 65.2 | 5 | 16.51
2040 | SPP_N_2_RMPA | SPP_N | RMPA | External | Winter | B19 | 700 | 210 | 210 | 39.6 | 65.2 | 5 | 20.61
2040 | SPP_N_2_RMPA | SPP_N | RMPA | External | Winter | B20 | 935 | 210 | 210 | 26.5 | 36.62 | 5 | 5.12
2040 | SPP_S_2_ERCOT | SPP_S | ERCOT | External | Shoulder | B11 | 25 | 800 | 800 | 60.79 | 83.39 | 5 | 17.6
2040 | SPP_S_2_ERCOT | SPP_S | ERCOT | External | Shoulder | B12 | 200 | 800 | 0 | 52.12 | 56.84 | 5 | 0
2040 | SPP_S_2_ERCOT | SPP_S | ERCOT | External | Shoulder | B13 | 600 | 800 | 800 | 46.58 | 56.84 | 5 | 5.26
2040 | SPP_S_2_ERCOT | SPP_S | ERCOT | External | Shoulder | B14 | 900 | 800 | 800 | 31.19 | 56.84 | 5 | 20.65
2040 | SPP_S_2_ERCOT | SPP_S | ERCOT | External | Shoulder | B15 | 1203 | 800 | 800 | 21.94 | 46.14 | 5 | 19.2
2040 | SPP_S_2_ERCOT | SPP_S | ERCOT | External | Summer | B1 | 10 | 800 | 800 | 55.02 | 80.81 | 5 | 20.79
2040 | SPP_S_2_ERCOT | SPP_S | ERCOT | External | Summer | B2 | 25 | 800 | 0 | 79.58 | 80.81 | 5 | 0
2040 | SPP_S_2_ERCOT | SPP_S | ERCOT | External | Summer | B3 | 75 | 800 | 0 | 83.19 | 80.81 | 5 | 0
2040 | SPP_S_2_ERCOT | SPP_S | ERCOT | External | Summer | B4 | 100 | 800 | 0 | 80.25 | 80.81 | 5 | 0
2040 | SPP_S_2_ERCOT | SPP_S | ERCOT | External | Summer | B5 | 200 | 800 | 0 | 79.58 | 80.81 | 5 | 0
2040 | SPP_S_2_ERCOT | SPP_S | ERCOT | External | Summer | B6 | 300 | 800 | 800 | 63.63 | 80.81 | 5 | 12.18
2040 | SPP_S_2_ERCOT | SPP_S | ERCOT | External | Summer | B7 | 400 | 800 | 800 | 54.9 | 60.13 | 5 | 0.23
2040 | SPP_S_2_ERCOT | SPP_S | ERCOT | External | Summer | B8 | 500 | 800 | 0 | 50.19 | 55.11 | 5 | 0
2040 | SPP_S_2_ERCOT | SPP_S | ERCOT | External | Summer | B9 | 800 | 800 | 800 | 44.95 | 55.11 | 5 | 5.15
2040 | SPP_S_2_ERCOT | SPP_S | ERCOT | External | Summer | B10 | 1262 | 800 | 800 | 33.5 | 50.55 | 5 | 12.05
2040 | SPP_S_2_ERCOT | SPP_S | ERCOT | External | Winter | B16 | 25 | 800 | 800 | 39.61 | 60.45 | 5 | 15.84
2040 | SPP_S_2_ERCOT | SPP_S | ERCOT | External | Winter | B17 | 100 | 800 | 800 | 32.48 | 60.45 | 5 | 22.97
2040 | SPP_S_2_ERCOT | SPP_S | ERCOT | External | Winter | B18 | 400 | 800 | 800 | 43.71 | 60.45 | 5 | 11.74
2040 | SPP_S_2_ERCOT | SPP_S | ERCOT | External | Winter | B19 | 700 | 800 | 800 | 39.61 | 60.45 | 5 | 15.84
2040 | SPP_S_2_ERCOT | SPP_S | ERCOT | External | Winter | B20 | 935 | 800 | 800 | 26.51 | 42.47 | 5 | 10.96