## Title
Future 5 Sensitivity 10: Rerun of Future 5 Base (National RPS Top-Down Implementation) with Hardened Transfer Limits
"The results presented herein use modeling assumptions developed by EIPC, EIPC stakeholders and CRA for purposes of EIPC capacity expansion modeling. As such, these results do not necessarily reflect the opinions or views of CRA or any individual EIPC stakeholder."

## Build Summary
EI New Build Summary
EI New Builds by Type
|  | Additions |  |  | Retirements
| 2010 | 2015 | 2020 | 2030 | 2015 | 2020 | 2030 | Total
Coal | 271.9155 | 8.4766 | 0 | 0 | 68.9671 | 22.4261 | 10.2787 | 178.7202
Nuclear | 99.849 | 2.7406 | 4.53 | 0 | 0 | 0.6145 | 1.4882 | 105.0169
CC | 132.682 | 28.0826 | 8.5026 | 3.2439 | 5.422 | 0.38083 | 1.0289 | 165.6793
CT | 120.329 | 4.7245 | 6.085 | 11.0807 | 2.4827 | 0 | 0.0095 | 139.727
Steam Oil/Gas | 74.547 | 0 | 0 | 0 | 35.2641 | 1.1531 | 0.126 | 38.0037
Hydro | 44.6048 | 0 | 1.5672 | 5.3208 | 0 | 0 | 0 | 51.4928
On-Shore Wind | 18.707 | 22.1949 | 35.8764 | 139.7326 | 0 | 0 | 0 | 216.5108
Off-Shore Wind | 0 | 0.469 | 0 | 1.1 | 0 | 0 | 0 | 1.569
Other Renewable | 3.613 | 2.3484 | 3.2354 | 4.2532 | 0 | 0 | 0 | 13.4499
New HQ/Maritimes | 0 | 0 | 1.4468 | 4.0532 | 0 | 0 | 0 | 5.5
Other | 17.054 | 0 | 0 | 0 | 0 | 0 | 0 | 17.054
Total w/o DR | 783.3012 | 69.0365 | 61.2434 | 168.7843 | 112.1359 | 24.5746 | 12.9313 | 932.7236
DR | 33.1 | -1.344 | 16.8375 | 22.1146 | 0 | 0 | 0 | 70.7081
Total w/DR | 816.4012 | 67.6925 | 78.0808 | 190.8989 | 112.1359 | 24.5746 | 12.9313 | 1003.4317
EI New Builds by Region
| EI Cumulative New Builds |  |  |  | EI Cumulative New CCs |  |  |  | EI Cumulative New On-Shore Wind |  |  |  | EI Cumulative Coal Retirements
| 2015 | 2020 | 2030 |  |  | 2015 | 2020 | 2030 |  | 2015 | 2020 | 2030 |  | 2015 | 2020 | 2030
ENT | 890.29 | 955.33 | 1867.77 |  | ENT | 0 | 0 | 0 | ENT | 0 | 0 | 0 | ENT | 892.9 | 892.9 | 1428.49
FRCC | 4226.23 | 8534.68 | 10039.99 |  | FRCC | 1516.9 | 5825.35 | 7132.66 | FRCC | 0 | 0 | 0 | FRCC | 466 | 1335 | 1335
IESO | 5144.99 | 5144.99 | 5144.99 |  | IESO | 1263 | 1263 | 1263 | IESO | 2105.9 | 2105.9 | 2105.9 | IESO | 6416 | 6416 | 6416
MAPP_CA | 335.24 | 1030.24 | 4985.24 |  | MAPP_CA | 0 | 0 | 0 | MAPP_CA | 302.4 | 302.4 | 302.4 | MAPP_CA | 107.85 | 472.95 | 1745.9
MAPP_US | 729.6 | 2036.84 | 5910.7 |  | MAPP_US | 0 | 0 | 0 | MAPP_US | 421.3 | 1728.54 | 5530.73 | MAPP_US | 612.6 | 1186.5 | 1186.5
MISO_IN | 618 | 853.95 | 1081.28 |  | MISO_IN | 0 | 0 | 0 | MISO_IN | 0 | 0 | 0 | MISO_IN | 1360.9 | 1360.9 | 1360.9
MISO_MI | 2000 | 2357.45 | 2607.88 |  | MISO_MI | 0 | 0 | 0 | MISO_MI | 2000 | 2304.83 | 2447.63 | MISO_MI | 2326 | 3513 | 3513
MISO_MO-IL | 2090 | 2370 | 2593.33 |  | MISO_MO-IL | 0 | 0 | 0 | MISO_MO-IL | 300 | 300 | 300 | MISO_MO-IL | 2241.69 | 3797.7 | 3797.7
MISO_W | 2894.83 | 2966.13 | 24065.84 |  | MISO_W | 0 | 0 | 0 | MISO_W | 2800.5 | 2871.8 | 23899.84 | MISO_W | 1451.37 | 2928.56 | 2928.56
MISO_WUMS | 1818.9 | 6285.96 | 13802.07 |  | MISO_WUMS | 0 | 0 | 0 | MISO_WUMS | 968.9 | 968.9 | 968.9 | MISO_WUMS | 2411.1 | 2411.1 | 2411.1
NE | 434.1 | 18173.56 | 65365.9 |  | NE | 0 | 0 | 0 | NE | 202 | 17941.46 | 65062.13 | NE | 0 | 275.6 | 1184.8
NEISO | 3384.16 | 5210.4 | 7959.71 |  | NEISO | 2049.5 | 2049.5 | 2049.5 | NEISO | 231.2 | 1731.08 | 4409.16 | NEISO | 2250.13 | 2570.13 | 2570.13
NonRTO_Midwest | 0 | 389.12 | 1295.37 |  | NonRTO_Midwest | 0 | 389.12 | 389.12 | NonRTO_Midwest | 0 | 0 | 0 | NonRTO_Midwest | 1789.65 | 1789.65 | 1789.65
NYISO_A-F | 3289.7 | 3999.5 | 4067.43 |  | NYISO_A-F | 639 | 639 | 639 | NYISO_A-F | 2476.3 | 3186.1 | 3186.1 | NYISO_A-F | 2251.9 | 2251.9 | 2251.9
NYISO_G-I | 0 | 60 | 134.33 |  | NYISO_G-I | 0 | 0 | 0 | NYISO_G-I | 0 | 60 | 60 | NYISO_G-I | 368.2 | 368.2 | 368.2
NYISO_J-K | 1207.4 | 1207.4 | 1616.75 |  | NYISO_J-K | 1175.4 | 1175.4 | 1175.4 | NYISO_J-K | 0 | 0 | 0 | NYISO_J-K | 0 | 0 | 0
PJM_E | 5940.05 | 6072.95 | 7172.95 |  | PJM_E | 4634.3 | 4634.3 | 4634.3 | PJM_E | 1150 | 1150 | 1150 | PJM_E | 3285 | 3853 | 3853
PJM_ROM | 2243.7 | 4753.74 | 12122 |  | PJM_ROM | 1678.5 | 1678.5 | 1678.5 | PJM_ROM | 479.8 | 1230 | 6876.06 | PJM_ROM | 8669.5 | 8669.5 | 8669.5
PJM_ROR | 14076.1 | 15165.32 | 17172.22 |  | PJM_ROR | 3077 | 3197 | 3197 | PJM_ROR | 8325.7 | 8517.4 | 10285.11 | PJM_ROR | 13867.59 | 23788.35 | 23788.35
SOCO | 5151.9 | 7538.9 | 7646.3 |  | SOCO | 5026.9 | 5213.9 | 5213.9 | SOCO | 0 | 0 | 0 | SOCO | 9936.77 | 10254.05 | 10254.05
SPP_N | 465.04 | 465.04 | 15742.91 |  | SPP_N | 0 | 0 | 0 | SPP_N | 0 | 0 | 15182.87 | SPP_N | 334 | 1079.29 | 2334.47
SPP_S | 1830.99 | 11873.86 | 54333 |  | SPP_S | 0 | 0 | 0 | SPP_S | 430 | 10172.87 | 52537.01 | SPP_S | 933 | 2264.99 | 8570.8
TVA | 3115.89 | 4883.21 | 8059.14 |  | TVA | 1418 | 1866.41 | 3785.64 | TVA | 0 | 0 | 0 | TVA | 3610.95 | 4351.96 | 4351.96
VACAR | 7149.42 | 16504.47 | 18777.06 |  | VACAR | 5604.06 | 8653.64 | 8671.03 | VACAR | 0.9 | 3500 | 3500 | VACAR | 3383.99 | 5561.99 | 5561.99
| 69036.53 | 128833.04 | 293564.16 |  |  | 28082.56 | 36585.12 | 39829.05 |  | 22194.9 | 58071.28 | 197803.84 |  | 68967.09 | 91393.22 | 101671.95

## Generation
#1 | Total Generation (GWh)
Total Generation by Reporting Type: Entergy
ReportingType | 2015 | 2020 | 2025 | 2030 | 2035 | 2040
BM | 0 | 0 | 0 | 0 | 0 | 0
CC | 66465.48 | 70410.81 | 30832.42 | 16450.54 | 17846.03 | 17833.42
CSP | 0 | 0 | 0 | 0 | 0 | 0
CT | 0 | 0 | 0 | 0 | 8.66 | 23.85
Coal | 60874.02 | 52481.35 | 44455.09 | 40533.8 | 46036.19 | 49317.92
Geo | 0 | 0 | 0 | 0 | 0 | 0
H | 153 | 153 | 153 | 153 | 153 | 153
LFG | 63.07 | 63.07 | 63.07 | 909.81 | 909.81 | 909.81
Nuc | 42234.08 | 42234.08 | 42234.08 | 42234.08 | 35675.42 | 27909.39
PS | 25.67 | 43.36 | 44.84 | 44.84 | 76.49 | 58.79
PV | 0.57 | 125.9 | 194.25 | 200.81 | 208.17 | 213.2
PeakG | 0 | 0 | 0 | 0 | 0 | 0
PeakO | 0 | 0 | 0 | 0 | 0 | 0
ST | 0 | 0 | 0 | 0 | 0 | 0
STOG | 1539.99 | 1560.84 | 1511.98 | 774.43 | 1511.98 | 1511.98
STWD | 0 | 136.27 | 80.65 | 138.82 | 138.82 | 212.98
WT | 315.27 | 315.27 | 315.27 | 315.28 | 315.28 | 609.92
IGCC | 0 | 0 | 0 | 0 | 0 | 0
DemandResponse | 0 | 0 | 0 | 0 | 0 | 0
IGCC-CCS | 0 | 0 | 0 | 0 | 0 | 0
WT_off | 0 | 0 | 0 | 0 | 0 | 0
PseudoUnit | 0 | 0 | 0 | 0 | 0 | 0
FixedInterchange | 0 | 0 | 0 | 0 | 0 | 0
Total Generation by Reporting Type: FRCC
ReportingType | 2015 | 2020 | 2025 | 2030 | 2035 | 2040
BM | 0 | 0 | 0 | 0 | 0 | 0
CC | 147677.36 | 162135.14 | 169480.92 | 171197.1 | 218242.44 | 247784.31
CSP | 0 | 0 | 0 | 0 | 0 | 0
CT | 894.79 | 962.4 | 969.29 | 949.79 | 949.79 | 880.77
Coal | 58212.78 | 56335.6 | 57329.9 | 59054.07 | 60270.37 | 60270.38
Geo | 0 | 0 | 0 | 0 | 0 | 0
H | 27.85 | 27.85 | 27.85 | 27.85 | 27.85 | 27.85
LFG | 3831.62 | 3831.62 | 5392.66 | 5392.66 | 5392.66 | 5392.66
Nuc | 32180.57 | 32180.57 | 32180.58 | 32180.58 | 19598.11 | 6535.31
PS | 0 | 0 | 0 | 0 | 0 | 0
PV | 134.03 | 134.03 | 134.03 | 134.03 | 134.03 | 134.03
PeakG | 439.06 | 576.86 | 954.5 | 1016.04 | 534.01 | 444.06
PeakO | 0 | 0 | 0 | 0 | 0 | 0
ST | 0 | 0 | 0 | 0 | 0 | 0
STOG | 3698.65 | 2316.29 | 2316.29 | 2316.29 | 2257.46 | 1428.67
STWD | 0 | 1366.56 | 1366.56 | 1366.56 | 1366.56 | 1366.56
WT | 0 | 0 | 0 | 0 | 0 | 0
IGCC | 0 | 0 | 0 | 0 | 0 | 0
DemandResponse | 0 | 0 | 0 | 0 | 0 | 0
IGCC-CCS | 0 | 0 | 0 | 0 | 0 | 0
WT_off | 0 | 0 | 0 | 0 | 0 | 0
PseudoUnit | 0 | 0 | 0 | 0 | 0 | 0
FixedInterchange | 0 | 0 | 0 | 0 | 0 | 0
Total Generation by Reporting Type: MAPP_US
ReportingType | 2015 | 2020 | 2025 | 2030 | 2035 | 2040
BM | 0 | 0 | 0 | 0 | 0 | 0
CC | 261.18 | 230.72 | 197.49 | 111.26 | 193.96 | 192.67
CSP | 0 | 0 | 0 | 0 | 0 | 0
CT | 0 | 0 | 0 | 0 | 0 | 0
Coal | 21992.45 | 17658.89 | 17658.89 | 12864.09 | 16126.84 | 15645.16
Geo | 354.6 | 354.6 | 354.6 | 354.6 | 354.6 | 354.6
H | 10150.02 | 10150.02 | 10150.02 | 10150.02 | 10150.02 | 10150.02
LFG | 15.77 | 15.77 | 15.77 | 580.79 | 580.79 | 580.79
Nuc | 0 | 0 | 0 | 0 | 0 | 0
PS | 0 | 0 | 0 | 0 | 0 | 0
PV | 0 | 0 | 0 | 0 | 0 | 0
PeakG | 11.61 | 9.54 | 4.29 | 2.1 | 4.29 | 20.04
PeakO | 0 | 0 | 0 | 0 | 0 | 0
ST | 0 | 0 | 0 | 0 | 0 | 0
STOG | 0 | 0 | 0 | 0 | 0 | 0
STWD | 0 | 0 | 0 | 0 | 0 | 0
WT | 5908.78 | 10481.19 | 10481.19 | 23780.4 | 26585.35 | 35402.53
IGCC | 0 | 0 | 0 | 0 | 0 | 0
DemandResponse | 0 | 0 | 0 | 0 | 0 | 0
IGCC-CCS | 0 | 0 | 0 | 0 | 0 | 0
WT_off | 0 | 0 | 0 | 0 | 0 | 0
PseudoUnit | 0 | 0 | 0 | 0 | 0 | 0
FixedInterchange | 0 | 0 | 0 | 0 | 0 | 0
Total Generation by Reporting Type: MISO_IN
ReportingType | 2015 | 2020 | 2025 | 2030 | 2035 | 2040
BM | 0 | 0 | 0 | 0 | 0 | 0
CC | 4340.02 | 7209.48 | 4340.02 | 1659.28 | 3008.18 | 4553.51
CSP | 0 | 0 | 0 | 0 | 0 | 0
CT | 0 | 0 | 0 | 0 | 0 | 0
Coal | 87199.13 | 91210.83 | 89751.04 | 86851.47 | 93628.31 | 96731.35
Geo | 0 | 0 | 0 | 0 | 0 | 0
H | 417.2 | 417.2 | 417.2 | 417.2 | 417.2 | 417.2
LFG | 291.71 | 291.71 | 923.41 | 923.41 | 923.41 | 923.41
Nuc | 0 | 0 | 0 | 0 | 0 | 0
PS | 0 | 0 | 0 | 0 | 0 | 0
PV | 0 | 392.72 | 637.73 | 637.73 | 657.09 | 679.52
PeakG | 17.69 | 25.81 | 25.81 | 0 | 39.29 | 90.35
PeakO | 0 | 0 | 0 | 0 | 0 | 0
ST | 0 | 0 | 0 | 0 | 0 | 0
STOG | 54.68 | 106.75 | 106.75 | 54.68 | 106.75 | 106.75
STWD | 0 | 0 | 0 | 0 | 0 | 0
WT | 1553.06 | 1553.06 | 1553.06 | 1553.06 | 1553.06 | 1553.06
IGCC | 4427.31 | 4427.31 | 4427.31 | 4427.31 | 4427.31 | 4427.31
DemandResponse | 0 | 0 | 0 | 0 | 0 | 0
IGCC-CCS | 0 | 0 | 0 | 0 | 0 | 0
WT_off | 0 | 0 | 0 | 0 | 0 | 0
PseudoUnit | 0 | 0 | 0 | 0 | 0 | 0
FixedInterchange | 0 | 0 | 0 | 0 | 0 | 0
Total Generation by Reporting Type: MISO_MI
ReportingType | 2015 | 2020 | 2025 | 2030 | 2035 | 2040
BM | 0 | 0 | 0 | 0 | 0 | 0
CC | 10955.32 | 14165.5 | 9008.87 | 4399.72 | 8303.88 | 6572.51
CSP | 0 | 0 | 0 | 0 | 0 | 0
CT | 0 | 0 | 0 | 0 | 0 | 0
Coal | 56357.11 | 49494.56 | 48211.15 | 46318.44 | 52293.56 | 53223.4
Geo | 0 | 0 | 0 | 0 | 0 | 0
H | 410 | 410 | 410 | 410 | 410 | 410
LFG | 1285.09 | 1699.92 | 2548.5 | 2548.5 | 2548.5 | 2548.5
Nuc | 14714.16 | 14714.16 | 14714.16 | 14714.16 | 8654.02 | 8654.02
PS | 829.96 | 841.52 | 1422.72 | 980.55 | 1536.19 | 1744.87
PV | 0 | 0 | 0 | 0 | 0 | 0
PeakG | 26.43 | 29.96 | 29.96 | 3.39 | 29.96 | 37.59
PeakO | 0 | 0 | 0 | 0 | 0 | 0
ST | 0 | 0 | 0 | 0 | 0 | 0
STOG | 409.8 | 653.86 | 715.79 | 512.69 | 540.49 | 466.47
STWD | 203.21 | 1142.3 | 1142.3 | 1142.3 | 1142.3 | 1142.3
WT | 5161.16 | 5980.29 | 5980.29 | 6364.03 | 6773.47 | 7131.76
IGCC | 0 | 0 | 0 | 0 | 0 | 0
DemandResponse | 0 | 0 | 0 | 0 | 0 | 0
IGCC-CCS | 0 | 0 | 0 | 0 | 0 | 0
WT_off | 0 | 0 | 0 | 0 | 0 | 0
PseudoUnit | 0 | 0 | 0 | 0 | 0 | 0
FixedInterchange | 0 | 0 | 0 | 0 | 0 | 0
Total Generation by Reporting Type: MISO_MO-IL
ReportingType | 2015 | 2020 | 2025 | 2030 | 2035 | 2040
BM | 0 | 0 | 0 | 0 | 0 | 0
CC | 2772.6 | 4746.49 | 2414.11 | 881.18 | 1315.12 | 1270.05
CSP | 0 | 0 | 0 | 0 | 0 | 0
CT | 0 | 0 | 0 | 0 | 0 | 0
Coal | 95565.4 | 76820.34 | 75626.75 | 70007.93 | 81226.88 | 82964.46
Geo | 0 | 0 | 0 | 0 | 0 | 0
H | 1317.1 | 2690.42 | 2690.42 | 2690.42 | 2690.42 | 2690.42
LFG | 141.91 | 141.91 | 1902.67 | 1902.67 | 1902.67 | 1902.67
Nuc | 17393.71 | 17393.71 | 17393.71 | 17393.71 | 17393.71 | 17393.71
PS | 202.4 | 202.4 | 334.4 | 334.4 | 442.25 | 438.46
PV | 0 | 0 | 0 | 0 | 0 | 0
PeakG | 288.8 | 206.98 | 116.43 | 43.66 | 94.28 | 344.35
PeakO | 0 | 0 | 0 | 0 | 0 | 0
ST | 0 | 0 | 0 | 0 | 0 | 0
STOG | 57.9 | 110.53 | 57.9 | 18.42 | 57.9 | 5.26
STWD | 0 | 0 | 0 | 0 | 0 | 0
WT | 2075.16 | 2075.16 | 2075.16 | 2075.16 | 2075.16 | 14897.43
IGCC | 0 | 0 | 0 | 0 | 0 | 0
DemandResponse | 0 | 0 | 0 | 0 | 0 | 0
IGCC-CCS | 0 | 0 | 0 | 0 | 0 | 0
WT_off | 0 | 0 | 0 | 0 | 0 | 0
PseudoUnit | 0 | 0 | 0 | 0 | 0 | 0
FixedInterchange | 0 | 0 | 0 | 0 | 0 | 0
Total Generation by Reporting Type: MISO_W
ReportingType | 2015 | 2020 | 2025 | 2030 | 2035 | 2040
BM | 0 | 0 | 0 | 0 | 0 | 0
CC | 9835.31 | 10132.89 | 5567.21 | 2066.76 | 3149.05 | 3163.42
CSP | 0 | 0 | 0 | 0 | 0 | 0
CT | 0 | 0 | 0 | 0 | 0 | 0
Coal | 92838.24 | 81162.37 | 80185.93 | 71679.62 | 77394.83 | 77300.78
Geo | 0 | 0 | 0 | 0 | 0 | 0
H | 1643.73 | 1643.73 | 1643.73 | 1643.73 | 1643.73 | 1643.73
LFG | 1616.22 | 1616.22 | 2181.24 | 2181.24 | 2181.24 | 2181.24
Nuc | 18393.35 | 18393.35 | 18393.35 | 18393.35 | 0.78 | 0.78
PS | 0 | 0 | 0 | 0 | 0 | 0
PV | 0 | 0 | 0 | 0 | 0 | 0
PeakG | 128.96 | 91.22 | 36.85 | 17.32 | 21.76 | 25.99
PeakO | 0 | 0 | 0 | 0 | 0 | 0
ST | 0 | 0 | 0 | 0 | 0 | 0
STOG | 5.87 | 2.34 | 1.3 | 0.18 | 0.18 | 0.18
STWD | 0 | 2193.5 | 700.24 | 837.03 | 685.94 | 856.18
WT | 27590.66 | 27826 | 40810.86 | 97237.68 | 97237.68 | 97237.68
IGCC | 0 | 0 | 0 | 0 | 0 | 0
DemandResponse | 0 | 0 | 0 | 0 | 0 | 0
IGCC-CCS | 0 | 0 | 0 | 0 | 0 | 0
WT_off | 0 | 0 | 0 | 0 | 0 | 0
PseudoUnit | 0 | 0 | 0 | 0 | 0 | 0
FixedInterchange | 0 | 0 | 0 | 0 | 0 | 0
Total Generation by Reporting Type: MISO_WUMS
ReportingType | 2015 | 2020 | 2025 | 2030 | 2035 | 2040
BM | 0 | 0 | 0 | 0 | 0 | 0
CC | 12308.72 | 16872.34 | 11014 | 3374.05 | 5610.68 | 5341.13
CSP | 0 | 0 | 0 | 0 | 0 | 0
CT | 0 | 738.42 | 974.92 | 513.46 | 2370.36 | 3429.04
Coal | 29877.66 | 31929.74 | 30684.9 | 26732.24 | 37273.61 | 40543.92
Geo | 0 | 0 | 0 | 0 | 0 | 0
H | 1018.41 | 1023.31 | 1023.31 | 1023.31 | 1023.31 | 1023.31
LFG | 559.76 | 559.76 | 2320.52 | 2320.52 | 2320.52 | 2320.52
Nuc | 14153.33 | 14153.33 | 14153.33 | 14153.33 | 0.78 | 0.78
PS | 0 | 0 | 0 | 0 | 0 | 0
PV | 0 | 0 | 0 | 0 | 0 | 0
PeakG | 56.21 | 92.93 | 9.24 | 0 | 0 | 0
PeakO | 0 | 0 | 0 | 0 | 0 | 0
ST | 0 | 0 | 0 | 0 | 0 | 0
STOG | 2.33 | 0.13 | 0 | 0 | 0 | 0
STWD | 0 | 616.55 | 70.76 | 75.95 | 261.49 | 435.21
WT | 4109.61 | 4109.61 | 4109.61 | 4109.61 | 4197.83 | 4197.83
IGCC | 0 | 0 | 0 | 0 | 0 | 0
DemandResponse | 0 | 0 | 0 | 0 | 0 | 0
IGCC-CCS | 0 | 0 | 0 | 0 | 0 | 0
WT_off | 0 | 0 | 0 | 0 | 0 | 0
PseudoUnit | 0 | 0 | 0 | 0 | 0 | 0
FixedInterchange | 0 | 0 | 0 | 0 | 0 | 0
Total Generation by Reporting Type: Nebraska
ReportingType | 2015 | 2020 | 2025 | 2030 | 2035 | 2040
BM | 0 | 0 | 0 | 0 | 0 | 0
CC | 1088.12 | 387.49 | 247.08 | 137.83 | 243.06 | 238.68
CSP | 0 | 0 | 0 | 0 | 0 | 0
CT | 0 | 0 | 0 | 0 | 0 | 0
Coal | 30719.51 | 28382.51 | 21665.12 | 20847.91 | 20378.46 | 19819.66
Geo | 0 | 0 | 0 | 0 | 0 | 0
H | 591 | 591 | 591 | 591 | 591 | 591
LFG | 47.3 | 47.3 | 47.3 | 612.32 | 610.9 | 610.51
Nuc | 9752.32 | 9752.32 | 9752.32 | 9731.99 | 1.55 | 1.55
PS | 0 | 0 | 0 | 0 | 0 | 0
PV | 0 | 0 | 0 | 0 | 0 | 0
PeakG | 39.05 | 0 | 0 | 0 | 0 | 0
PeakO | 0 | 0 | 0 | 0 | 0 | 0
ST | 0 | 0 | 0 | 0 | 0 | 0
STOG | 0.01 | 0 | 0 | 0 | 0 | 0
STWD | 0 | 0 | 0 | 0 | 0 | 0
WT | 1220.72 | 64171.15 | 155161.08 | 231384.03 | 248268.57 | 248272.91
IGCC | 0 | 0 | 0 | 0 | 0 | 0
DemandResponse | 0 | 0 | 0 | 0 | 0 | 0
IGCC-CCS | 0 | 0 | 0 | 0 | 0 | 0
WT_off | 0 | 0 | 0 | 0 | 0 | 0
PseudoUnit | 0 | 0 | 0 | 0 | 0 | 0
FixedInterchange | 0 | 0 | 0 | 0 | 0 | 0
Total Generation by Reporting Type: NEISO
ReportingType | 2015 | 2020 | 2025 | 2030 | 2035 | 2040
BM | 1882.96 | 1223.25 | 551.15 | 511.23 | 527.9 | 547.34
CC | 45351.87 | 37591.89 | 34651.77 | 25027.87 | 39712.36 | 46782.74
CSP | 0 | 0 | 0 | 0 | 0 | 0
CT | 3.12 | 10.92 | 10.92 | 0 | 7.11 | 10.61
Coal | 32.27 | 0 | 0 | 0 | 0 | 0.01
Geo | 0 | 0 | 0 | 0 | 0 | 0
H | 12289.94 | 12303.66 | 12303.66 | 12303.66 | 12303.66 | 12303.66
LFG | 4582.65 | 4582.66 | 5132.48 | 5132.48 | 5132.48 | 5132.48
Nuc | 36181.73 | 36181.73 | 36181.73 | 36181.73 | 26141.23 | 19310.53
PS | 58.59 | 184.14 | 184.14 | 58.59 | 136.09 | 184.14
PV | 5.26 | 571.78 | 574.39 | 574.39 | 574.39 | 574.47
PeakG | 29.8 | 38.51 | 38.51 | 1.51 | 38.51 | 54.21
PeakO | 0 | 0 | 1.19 | 0 | 0 | 0
ST | 0 | 0 | 0 | 0 | 0 | 0
STOG | 0 | 0 | 0 | 0 | 0 | 0
STWD | 4274.88 | 4274.88 | 2242 | 2807.88 | 2860.11 | 3019.18
WT | 1283.3 | 5716.24 | 11535.9 | 13631.43 | 15604.32 | 15604.32
IGCC | 0 | 0 | 0 | 0 | 0 | 0
DemandResponse | 0 | 0 | 0 | 0 | 0 | 0
IGCC-CCS | 0 | 0 | 0 | 0 | 0 | 0
WT_off | 1870.13 | 1870.13 | 1870.13 | 1870.13 | 0 | 0
PseudoUnit | 0 | 0 | 0 | 0 | 0 | 0
FixedInterchange | 0 | 0 | 0 | 0 | 0 | 0
Total Generation by Reporting Type: NonRTO_Midwest
ReportingType | 2015 | 2020 | 2025 | 2030 | 2035 | 2040
BM | 0 | 0 | 0 | 0 | 0 | 0
CC | 0 | 1535.09 | 1535.09 | 1354.21 | 1171.54 | 1947.08
CSP | 0 | 0 | 0 | 0 | 0 | 0
CT | 0 | 0 | 0 | 0 | 0 | 0
Coal | 57673.33 | 59060.17 | 59637.52 | 59857.59 | 61942.21 | 62527.58
Geo | 0 | 0 | 0 | 0 | 0 | 0
H | 457.8 | 457.8 | 3593.25 | 3593.25 | 3593.25 | 3593.25
LFG | 110.38 | 110.38 | 1373.79 | 1373.79 | 1373.79 | 1373.79
Nuc | 0 | 0 | 0 | 0 | 0 | 0.04
PS | 0 | 0 | 0 | 0 | 0 | 0
PV | 0 | 0 | 0 | 0 | 0 | 0
PeakG | 181.27 | 205.91 | 305.78 | 91.58 | 245.12 | 243.9
PeakO | 0 | 0 | 0 | 0 | 0 | 0
ST | 0 | 0 | 0 | 0 | 0 | 0
STOG | 0 | 0 | 0 | 0 | 0 | 0
STWD | 0 | 0 | 0 | 0 | 0 | 0
WT | 151.43 | 151.43 | 151.43 | 151.43 | 151.43 | 151.43
IGCC | 0 | 0 | 0 | 0 | 0 | 0
DemandResponse | 0 | 0 | 0 | 0 | 0 | 0
IGCC-CCS | 0 | 0 | 0 | 0 | 0 | 0
WT_off | 0 | 0 | 0 | 0 | 0 | 0
PseudoUnit | 0 | 0 | 0 | 0 | 0 | 0
FixedInterchange | 0 | 0 | 0 | 0 | 0 | 0
Total Generation by Reporting Type: NYISO_A-F
ReportingType | 2015 | 2020 | 2025 | 2030 | 2035 | 2040
BM | 0 | 0 | 0 | 0 | 0 | 0
CC | 8374.55 | 9054.36 | 6577.48 | 7118.79 | 13688.59 | 12811.85
CSP | 0 | 0 | 0 | 0 | 0 | 0
CT | 0 | 0 | 0 | 0 | 0 | 0
Coal | 0 | 0 | 0 | 0 | 0.01 | 0.01
Geo | 0 | 0 | 0 | 0 | 0 | 0
H | 27149.98 | 27149.98 | 27149.98 | 27149.98 | 27149.98 | 27149.98
LFG | 1359.2 | 1359.2 | 1359.2 | 1894.79 | 1894.79 | 1894.79
Nuc | 26211.3 | 26211.3 | 26211.3 | 21372.53 | 16850.79 | 10212.67
PS | 49.42 | 71.68 | 17.71 | 4.52 | 188.61 | 339.41
PV | 0 | 0 | 0 | 0 | 0 | 0
PeakG | 1.88 | 0 | 0 | 0 | 6.58 | 20.68
PeakO | 0 | 0 | 0 | 0 | 0 | 0
ST | 0 | 0 | 0 | 0 | 0 | 0
STOG | 0 | 0 | 0 | 0 | 0 | 0
STWD | 0 | 8.51 | 2.71 | 89.59 | 223.43 | 231.36
WT | 10101.82 | 11933.66 | 11933.66 | 11933.66 | 11933.66 | 11933.66
IGCC | 0 | 0 | 0 | 0 | 0 | 0
DemandResponse | 0 | 0 | 0 | 0 | 0 | 0
IGCC-CCS | 0 | 0 | 0 | 0 | 0 | 0
WT_off | 0 | 0 | 0 | 0 | 0 | 0
PseudoUnit | 0 | 0 | 0 | 0 | 0 | 0
FixedInterchange | 0 | 0 | 0 | 0 | 0 | 0
Total Generation by Reporting Type: NYISO_G-I
ReportingType | 2015 | 2020 | 2025 | 2030 | 2035 | 2040
BM | 0 | 0 | 0 | 0 | 0 | 0
CC | 5936.65 | 6392.21 | 6624.7 | 5671.2 | 20090.43 | 40560.07
CSP | 0 | 0 | 0 | 0 | 0 | 0
CT | 0 | 0 | 0 | 0 | 0 | 0
Coal | 0 | 0 | 0 | 0 | 0 | 0
Geo | 0 | 0 | 0 | 0 | 0 | 0
H | 266.56 | 266.56 | 266.56 | 266.56 | 266.56 | 266.56
LFG | 504.58 | 504.58 | 684.15 | 1090.62 | 1090.62 | 1090.62
Nuc | 15929.31 | 15929.31 | 15929.31 | 15929.31 | 7987.24 | 3.12
PS | 0 | 0 | 0 | 0 | 0 | 0
PV | 0 | 0 | 0 | 0 | 0 | 0
PeakG | 0.01 | 0.03 | 0.67 | 0.04 | 0.04 | 0.11
PeakO | 0 | 0 | 0 | 0 | 0 | 0
ST | 0 | 0 | 0 | 0 | 0 | 0
STOG | 0 | 0 | 0 | 0 | 0 | 0
STWD | 0 | 0 | 0 | 0 | 0 | 0
WT | 0 | 178.23 | 178.23 | 178.23 | 178.23 | 178.23
IGCC | 0 | 0 | 0 | 0 | 0 | 0
DemandResponse | 0 | 0 | 0 | 0 | 0 | 0
IGCC-CCS | 0 | 0 | 0 | 0 | 0 | 0
WT_off | 0 | 0 | 0 | 0 | 0 | 0
PseudoUnit | 0 | 0 | 0 | 0 | 0 | 0
FixedInterchange | 0 | 0 | 0 | 0 | 0 | 0
Total Generation by Reporting Type: NYISO_J-K
ReportingType | 2015 | 2020 | 2025 | 2030 | 2035 | 2040
BM | 0 | 0 | 0 | 0 | 0 | 0
CC | 24552.66 | 29551.43 | 28700.52 | 27365.48 | 30356.87 | 31049.32
CSP | 0 | 0 | 0 | 0 | 0 | 0
CT | 0 | 0 | 0 | 10.95 | 181.69 | 292.86
Coal | 0 | 0 | 0 | 0 | 0 | 0
Geo | 0 | 0 | 0 | 0 | 0 | 0
H | 0 | 0 | 0 | 0 | 0 | 0
LFG | 977.62 | 977.62 | 977.62 | 1563.66 | 1563.66 | 1563.66
Nuc | 0 | 0 | 0 | 0 | 0 | 0
PS | 0 | 0 | 0 | 0 | 0 | 0
PV | 53.26 | 53.26 | 53.26 | 53.26 | 0 | 0
PeakG | 53.23 | 179.93 | 231.68 | 252.97 | 468.63 | 623.61
PeakO | 0 | 0 | 0.04 | 0 | 0 | 0
ST | 0 | 0 | 0 | 0 | 0 | 0
STOG | 729.73 | 1392.73 | 1823.57 | 1954.36 | 2326.49 | 2802.97
STWD | 0 | 0 | 0 | 0 | 0 | 0
WT | 0 | 0 | 0 | 0 | 0 | 0
IGCC | 0 | 0 | 0 | 0 | 0 | 0
DemandResponse | 0 | 0 | 0 | 0 | 0 | 0
IGCC-CCS | 0 | 0 | 0 | 0 | 0 | 0
WT_off | 0 | 0 | 0 | 0 | 0 | 0
PseudoUnit | 0 | 0 | 0 | 0 | 0 | 0
FixedInterchange | 0 | 0 | 0 | 0 | 0 | 0
Total Generation by Reporting Type: PJM_E
ReportingType | 2015 | 2020 | 2025 | 2030 | 2035 | 2040
BM | 5.81 | 223.98 | 223.98 | 223.98 | 223.98 | 223.98
CC | 27061.11 | 45575.06 | 43550.12 | 30322.26 | 50338.88 | 50727.07
CSP | 0 | 0 | 0 | 0 | 0 | 0
CT | 0 | 0.86 | 0.86 | 5.14 | 760.77 | 229.02
Coal | 368.17 | 174.76 | 174.76 | 150.42 | 207.64 | 207.65
Geo | 0 | 0 | 0 | 0 | 0 | 0
H | 1839.27 | 1839.27 | 1839.27 | 1839.27 | 1839.27 | 1839.27
LFG | 3714.15 | 4761.94 | 4761.94 | 4761.94 | 4761.94 | 4761.94
Nuc | 66287.73 | 61501.14 | 61501.14 | 61501.14 | 44177.54 | 35032.79
PS | 164.01 | 294.01 | 212.44 | 294 | 294.02 | 291.26
PV | 102.4 | 102.4 | 102.4 | 102.4 | 102.4 | 102.4
PeakG | 22.93 | 80.26 | 481.53 | 481.53 | 940.13 | 481.53
PeakO | 0 | 0 | 0 | 0 | 0 | 0
ST | 0 | 0 | 0 | 0 | 0 | 0
STOG | 268.49 | 512.56 | 1000.72 | 982.39 | 1000.72 | 1000.72
STWD | 0 | 0 | 0 | 0 | 0 | 0
WT | 2143.36 | 2143.36 | 2143.36 | 2143.36 | 2143.36 | 2143.36
IGCC | 0 | 0 | 0 | 0 | 0 | 0
DemandResponse | 0 | 0 | 0 | 0 | 0 | 0
IGCC-CCS | 0 | 0 | 0 | 0 | 0 | 0
WT_off | 0 | 0 | 3990.53 | 3990.53 | 3990.53 | 3990.53
PseudoUnit | 0 | 0 | 0 | 0 | 0 | 0
FixedInterchange | 0 | 0 | 0 | 0 | 0 | 0
Total Generation by Reporting Type: PJM_ROM
ReportingType | 2015 | 2020 | 2025 | 2030 | 2035 | 2040
BM | 3.49 | 134.39 | 134.39 | 134.39 | 134.39 | 134.39
CC | 16402.31 | 23741.2 | 21962.62 | 16597.14 | 26820.49 | 128578.77
CSP | 0 | 0 | 0 | 0 | 0 | 0
CT | 0.15 | 0.52 | 3.14 | 3.14 | 6.13 | 3.14
Coal | 50511.37 | 55222.86 | 56716.52 | 54193.07 | 58083.83 | 58083.84
Geo | 0 | 0 | 0 | 0 | 0 | 0
H | 3645.46 | 4002.91 | 6490.47 | 6490.47 | 6490.47 | 6490.47
LFG | 2813.8 | 4903.85 | 4903.85 | 4903.85 | 4903.85 | 4903.85
Nuc | 39227.38 | 39227.38 | 39227.38 | 39227.38 | 25736.15 | 18733.49
PS | 629.86 | 1146.89 | 1112.05 | 1112.06 | 1120.87 | 1136.58
PV | 10.51 | 2480.06 | 4036.96 | 4458.73 | 4625.61 | 4825.22
PeakG | 0 | 48.51 | 48.51 | 13.86 | 291.06 | 152.46
PeakO | 0 | 0 | 0 | 0 | 0 | 0
ST | 0 | 0 | 0 | 0 | 0 | 0
STOG | 691.59 | 1350.24 | 1350.24 | 1350.24 | 1701.26 | 2338.22
STWD | 360.65 | 490.56 | 490.56 | 490.56 | 490.56 | 490.56
WT | 3032.09 | 4910.74 | 16878.63 | 16878.63 | 16878.63 | 16878.63
IGCC | 0 | 0 | 0 | 0 | 0 | 0
DemandResponse | 0 | 0 | 0 | 0 | 0 | 0
IGCC-CCS | 0 | 0 | 0 | 0 | 0 | 0
WT_off | 0 | 0 | 0 | 0 | 0 | 0
PseudoUnit | 0 | 0 | 0 | 0 | 0 | 0
FixedInterchange | 0 | 0 | 0 | 0 | 0 | 0
Total Generation by Reporting Type: PJM_ROR
ReportingType | 2015 | 2020 | 2025 | 2030 | 2035 | 2040
BM | 0 | 2874.47 | 2874.47 | 2874.47 | 2426.45 | 1216.37
CC | 67633.77 | 68378.19 | 61185.44 | 39967.83 | 91471.04 | 71266.78
CSP | 0 | 0 | 0 | 0 | 0 | 0
CT | 5.69 | 5.69 | 5.69 | 5.69 | 480.25 | 937.63
Coal | 349014.56 | 275880.27 | 276117.07 | 275093.53 | 277685.78 | 280261.26
Geo | 0 | 0 | 0 | 0 | 0 | 0
H | 4602.26 | 6925.78 | 6925.78 | 6925.78 | 6925.78 | 6925.78
LFG | 4252.63 | 6416.97 | 8302.71 | 8302.71 | 8302.71 | 8302.71
Nuc | 156083.84 | 156083.84 | 156083.84 | 149330.43 | 116030.78 | 77993.94
PS | 1340.24 | 2341.55 | 2264.53 | 2264.54 | 2341.56 | 2297.33
PV | 63.07 | 63.07 | 63.07 | 63.07 | 63.07 | 63.07
PeakG | 1301.86 | 1598.38 | 1441.43 | 1445.09 | 1397.45 | 1419.96
PeakO | 0 | 0 | 0 | 0 | 0 | 0
ST | 0 | 0 | 0 | 0 | 0 | 0
STOG | 798.51 | 847.2 | 847.2 | 798.51 | 798.51 | 798.51
STWD | 78.86 | 1359.55 | 1359.55 | 1359.55 | 1359.55 | 1359.55
WT | 28147.97 | 28682.04 | 28682.04 | 32848.13 | 37479.35 | 43692.97
IGCC | 0 | 0 | 0 | 0 | 0 | 0
DemandResponse | 0 | 0 | 0 | 0 | 0 | 0
IGCC-CCS | 0 | 0 | 0 | 0 | 0 | 0
WT_off | 0 | 0 | 0 | 0 | 0 | 0
PseudoUnit | 0 | 0 | 0 | 0 | 0 | 0
FixedInterchange | 0 | 0 | 0 | 0 | 0 | 0
Total Generation by Reporting Type: SOCO
ReportingType | 2015 | 2020 | 2025 | 2030 | 2035 | 2040
BM | 0 | 38.27 | 38.16 | 144.76 | 144.76 | 258.64
CC | 117684.03 | 117292.76 | 112097.77 | 94162.91 | 94406.86 | 81332.45
CSP | 0 | 0 | 0 | 0 | 0 | 0
CT | 0 | 0 | 0 | 0 | 0 | 0
Coal | 94971.7 | 96807.32 | 107353.8 | 112550.4 | 115228.92 | 173494.14
Geo | 0 | 0 | 0 | 0 | 0 | 0
H | 10893.11 | 10893.11 | 10893.11 | 10893.11 | 10893.11 | 10893.11
LFG | 291.71 | 291.71 | 1138.45 | 1138.45 | 1138.45 | 1138.45
Nuc | 45497.84 | 62634.5 | 62634.5 | 62634.5 | 62634.5 | 42031.17
PS | 1171.76 | 1273 | 1273 | 1273 | 1191.63 | 1273
PV | 0 | 0 | 0 | 0 | 0 | 0
PeakG | 705.8 | 1109.67 | 1595.6 | 1242.96 | 1704.59 | 1657.27
PeakO | 0 | 0 | 0 | 0 | 0 | 0
ST | 0 | 0 | 0 | 0 | 0 | 0
STOG | 0 | 0 | 0 | 0 | 0 | 0
STWD | 0 | 692.4 | 692.4 | 3441.67 | 3441.67 | 3922.63
WT | 0 | 0 | 0 | 0 | 0 | 0
IGCC | 0 | 0 | 0 | 0 | 0 | 0
DemandResponse | 0 | 0 | 0 | 0 | 0 | 0
IGCC-CCS | 0 | 0 | 0 | 0 | 0 | 0
WT_off | 0 | 0 | 0 | 0 | 0 | 0
PseudoUnit | 0 | 0 | 0 | 0 | 0 | 0
FixedInterchange | 0 | 0 | 0 | 0 | 0 | 0
Total Generation by Reporting Type: SPP_N
ReportingType | 2015 | 2020 | 2025 | 2030 | 2035 | 2040
BM | 0 | 0 | 0 | 0 | 0 | 0
CC | 7838.92 | 1644.01 | 956.57 | 551.58 | 956.57 | 956.57
CSP | 0 | 0 | 0 | 0 | 0 | 0
CT | 0 | 0 | 0 | 0 | 0 | 0
Coal | 59322.93 | 52636.1 | 45546.49 | 32614.7 | 35055.76 | 34061.21
Geo | 0 | 0 | 0 | 0 | 0 | 0
H | 60 | 60 | 60 | 60 | 60 | 60
LFG | 55.19 | 55.19 | 55.19 | 804.17 | 804.17 | 804.17
Nuc | 9035.69 | 9035.69 | 9035.69 | 9035.69 | 9035.7 | 9035.7
PS | 0 | 0 | 0 | 0 | 0 | 0
PV | 0 | 0 | 0 | 0 | 0 | 0
PeakG | 0 | 0 | 0 | 0 | 0 | 0
PeakO | 0 | 0 | 0 | 0 | 0 | 0
ST | 0 | 0 | 0 | 0 | 0 | 0
STOG | 325.71 | 98.99 | 0 | 0 | 0 | 0
STWD | 0 | 0 | 0 | 0 | 0 | 0
WT | 4213.48 | 4213.48 | 4213.48 | 56350.99 | 67552.71 | 73669.67
IGCC | 0 | 0 | 0 | 0 | 0 | 0
DemandResponse | 0 | 0 | 0 | 0 | 0 | 0
IGCC-CCS | 0 | 0 | 0 | 0 | 0 | 0
WT_off | 0 | 0 | 0 | 0 | 0 | 0
PseudoUnit | 0 | 0 | 0 | 0 | 0 | 0
FixedInterchange | 0 | 0 | 0 | 0 | 0 | 0
Total Generation by Reporting Type: SPP_S
ReportingType | 2015 | 2020 | 2025 | 2030 | 2035 | 2040
BM | 0 | 0 | 0 | 0 | 0 | 0
CC | 44781.14 | 22415.54 | 10458.16 | 6225.15 | 7670.74 | 8132.51
CSP | 0 | 0 | 0 | 0 | 0 | 0
CT | 0 | 0 | 0 | 0 | 0 | 0
Coal | 93405.23 | 69436.09 | 32123.1 | 17822.73 | 24054.78 | 25909.06
Geo | 0 | 0 | 0 | 0 | 0 | 0
H | 10050.79 | 10050.79 | 10050.79 | 10050.79 | 10050.79 | 10050.79
LFG | 149.8 | 149.8 | 149.8 | 898.78 | 898.78 | 898.78
Nuc | 0 | 0 | 0 | 0 | 0 | 0
PS | 194.01 | 327.81 | 338.96 | 790.09 | 1092.78 | 1135.71
PV | 0 | 0 | 0 | 0 | 0 | 0
PeakG | 0 | 0 | 0 | 0 | 0 | 0
PeakO | 0 | 0 | 0 | 0 | 0 | 0
ST | 0 | 0 | 0 | 0 | 0 | 0
STOG | 3112.78 | 2910.45 | 1208.24 | 46.17 | 900.44 | 1466.69
STWD | 0 | 55.57 | 30.24 | 30.24 | 54.81 | 54.81
WT | 9404.55 | 43004.6 | 149729.48 | 189104.94 | 194587.26 | 198292.75
IGCC | 0 | 0 | 0 | 0 | 0 | 0
DemandResponse | 0 | 0 | 0 | 0 | 0 | 0
IGCC-CCS | 0 | 0 | 0 | 0 | 0 | 0
WT_off | 0 | 0 | 0 | 0 | 0 | 0
PseudoUnit | 0 | 0 | 0 | 0 | 0 | 0
FixedInterchange | 0 | 0 | 0 | 0 | 0 | 0
Total Generation by Reporting Type: TVA
ReportingType | 2015 | 2020 | 2025 | 2030 | 2035 | 2040
BM | 0 | 0 | 0 | 0 | 0 | 0
CC | 19729.92 | 20834.25 | 22267.87 | 24651.18 | 24289.5 | 21528.65
CSP | 0 | 0 | 0 | 0 | 0 | 0
CT | 0 | 254.46 | 258.72 | 477.71 | 478.87 | 478.87
Coal | 84677.96 | 78585.69 | 79349.7 | 79349.71 | 84529.5 | 91239.62
Geo | 0 | 0 | 0 | 0 | 0 | 0
H | 17444.8 | 17444.81 | 17545.56 | 17545.57 | 17545.57 | 17545.57
LFG | 102.49 | 102.49 | 949.23 | 949.23 | 949.23 | 949.23
Nuc | 65391.09 | 65391.09 | 65391.09 | 65391.09 | 45821.54 | 35861.5
PS | 766.83 | 760.21 | 732.19 | 790.63 | 1008.29 | 1138.94
PV | 0 | 0 | 0 | 0 | 0 | 0
PeakG | 0 | 0 | 0 | 0 | 0 | 0
PeakO | 0 | 0 | 0 | 0 | 0 | 0
ST | 0 | 0 | 0 | 0 | 0 | 0
STOG | 0 | 0 | 0 | 0 | 0 | 0
STWD | 0 | 3.83 | 3.83 | 35.04 | 29.36 | 25.15
WT | 73.94 | 73.94 | 73.94 | 73.94 | 73.94 | 73.94
IGCC | 0 | 0 | 0 | 0 | 0 | 0
DemandResponse | 0 | 0 | 0 | 0 | 0 | 0
IGCC-CCS | 0 | 0 | 0 | 0 | 0 | 0
WT_off | 0 | 0 | 0 | 0 | 0 | 0
PseudoUnit | 0 | 0 | 0 | 0 | 0 | 0
FixedInterchange | 0 | 0 | 0 | 0 | 0 | 0
Total Generation by Reporting Type: TVA_Transmission
ReportingType | 2015 | 2020 | 2025 | 2030 | 2035 | 2040
BM | 0 | 0 | 0 | 0 | 0 | 0
CC | 0 | 0 | 0 | 0 | 0 | 0
CSP | 0 | 0 | 0 | 0 | 0 | 0
CT | 0 | 0 | 0 | 0 | 0 | 0
Coal | 0 | 0 | 0 | 0 | 0 | 0
Geo | 0 | 0 | 0 | 0 | 0 | 0
H | 0 | 0 | 0 | 0 | 0 | 0
LFG | 0 | 0 | 0 | 0 | 0 | 0
Nuc | 0 | 0 | 0 | 0 | 0 | 0
PS | 0 | 0 | 0 | 0 | 0 | 0
PV | 0 | 0 | 0 | 0 | 0 | 0
PeakG | 0 | 0 | 0 | 0 | 0 | 0
PeakO | 0 | 0 | 0 | 0 | 0 | 0
ST | 0 | 0 | 0 | 0 | 0 | 0
STOG | 0 | 0 | 0 | 0 | 0 | 0
STWD | 0 | 0 | 0 | 0 | 0 | 0
WT | 0 | 0 | 0 | 0 | 0 | 0
IGCC | 0 | 0 | 0 | 0 | 0 | 0
DemandResponse | 0 | 0 | 0 | 0 | 0 | 0
IGCC-CCS | 0 | 0 | 0 | 0 | 0 | 0
WT_off | 0 | 0 | 0 | 0 | 0 | 0
PseudoUnit | 0 | 0 | 0 | 0 | 0 | 0
FixedInterchange | 0 | 0 | 0 | 0 | 0 | 0
Total Generation by Reporting Type: VACAR
ReportingType | 2015 | 2020 | 2025 | 2030 | 2035 | 2040
BM | 6.84 | 1730.81 | 6363.36 | 6811.59 | 8180.29 | 9306.23
CC | 50261.72 | 67699.8 | 55875.41 | 44260.4 | 82597.99 | 109843.89
CSP | 0 | 0 | 0 | 0 | 0 | 0
CT | 42.97 | 71.7 | 130.24 | 341.05 | 303.61 | 328.33
Coal | 84789.97 | 81799.96 | 92671.35 | 98236.59 | 110648.83 | 113975.42
Geo | 0 | 0 | 0 | 0 | 0 | 0
H | 4325 | 4325 | 4325 | 4325 | 4325 | 4325
LFG | 499.37 | 1343.43 | 1343.43 | 1343.43 | 1343.43 | 1343.43
Nuc | 89032.75 | 107182.03 | 107182.03 | 107182.03 | 81882.09 | 67409.4
PS | 789.34 | 1196.65 | 1203.36 | 1137.96 | 1948.74 | 1938.19
PV | 42.05 | 308.79 | 321.36 | 328.64 | 350.9 | 369.21
PeakG | 55.38 | 86.96 | 246.19 | 243.66 | 244.74 | 233.21
PeakO | 0 | 0 | 0 | 0 | 0 | 0
ST | 0 | 0 | 0 | 0 | 0 | 0
STOG | 0 | 0 | 0 | 0 | 0 | 0
STWD | 1969.25 | 1969.25 | 1969.25 | 1969.25 | 1969.25 | 1969.25
WT | 2.34 | 7866.99 | 7866.99 | 7866.99 | 7866.99 | 7866.99
IGCC | 0 | 0 | 0 | 0 | 0 | 0
DemandResponse | 0 | 0 | 0 | 0 | 0 | 0
IGCC-CCS | 0 | 0 | 0 | 0 | 0 | 0
WT_off | 3.46 | 3.46 | 3.46 | 3.46 | 3.46 | 3.46
PseudoUnit | 0 | 0 | 0 | 0 | 0 | 0
FixedInterchange | 0 | 0 | 0 | 0 | 0 | 0
Total Generation by Reporting Type: IESO
ReportingType | 2015 | 2020 | 2025 | 2030 | 2035 | 2040
BM | 0 | 0 | 0 | 0 | 0 | 0
CC | 1346.69 | 879.67 | 622.8 | 555.97 | 6288.4 | 20501.47
CSP | 0 | 0 | 0 | 0 | 0 | 0
CT | 0 | 0 | 0 | 0 | 0.96 | 43.29
Coal | 0 | 0 | 0 | 0 | 0 | 0
Geo | 0 | 0 | 0 | 0 | 0 | 0
H | 46189.03 | 46189.03 | 46189.03 | 46189.03 | 46189.03 | 47737.94
LFG | 926.37 | 926.37 | 926.37 | 926.37 | 930.31 | 930.31
Nuc | 101402.31 | 101402.31 | 101402.31 | 101402.31 | 93379.23 | 81383.57
PS | 13.53 | 4.3 | 4.31 | 25.83 | 13.53 | 50.43
PV | 78.84 | 78.84 | 78.84 | 78.84 | 78.84 | 78.84
PeakG | 0 | 0 | 0 | 0 | 0 | 4.3
PeakO | 0 | 0 | 0 | 0 | 0 | 0
ST | 0 | 0 | 0 | 0 | 0 | 0
STOG | 0 | 0 | 0 | 0 | 0 | 0
STWD | 0 | 0 | 0 | 0 | 0 | 0
WT | 8479.75 | 8479.75 | 8479.75 | 8479.75 | 3205.67 | 3205.67
IGCC | 0 | 0 | 0 | 0 | 0 | 0
DemandResponse | 0 | 0 | 0 | 0 | 0 | 0
IGCC-CCS | 0 | 0 | 0 | 0 | 0 | 0
WT_off | 0 | 0 | 0 | 0 | 0 | 0
PseudoUnit | 0 | 0 | 0 | 0 | 0 | 0
FixedInterchange | 0 | 0 | 0 | 0 | 0 | 0
Total Generation by Reporting Type: MAPP_CA
ReportingType | 2015 | 2020 | 2025 | 2030 | 2035 | 2040
BM | 0 | 0 | 0 | 0 | 0 | 0
CC | 3508.1 | 2291.15 | 560.43 | 0 | 0 | 74.15
CSP | 0 | 0 | 0 | 0 | 0 | 0
CT | 0.31 | 0 | 0 | 0 | 0 | 0
Coal | 355.36 | 805.81 | 1.52 | 0 | 0 | 0
Geo | 0 | 0 | 0 | 0 | 0 | 0
H | 41520.42 | 45597.02 | 54366.11 | 68795.52 | 68795.52 | 68795.52
LFG | 0 | 0 | 0 | 0 | 0 | 0
Nuc | 0 | 0 | 0 | 0 | 0 | 0
PS | 0 | 0 | 0 | 0 | 0 | 0
PV | 0 | 0 | 0 | 0 | 0 | 0
PeakG | 0 | 0 | 0 | 0 | 0 | 0
PeakO | 0 | 0 | 0 | 0 | 0 | 0
ST | 0 | 0 | 0 | 0 | 0 | 0
STOG | 0.46 | 0 | 0 | 0 | 0 | 0
STWD | 0 | 0 | 0 | 0 | 0 | 0
WT | 1446.06 | 1446.06 | 1446.06 | 1446.06 | 1446.06 | 1446.06
IGCC | 0 | 0 | 0 | 0 | 0 | 0
DemandResponse | 0 | 0 | 0 | 0 | 0 | 0
IGCC-CCS | 0 | 0 | 0 | 0 | 0 | 0
WT_off | 0 | 0 | 0 | 0 | 0 | 0
PseudoUnit | 0 | 0 | 0 | 0 | 0 | 0
FixedInterchange | 0 | 0 | 0 | 0 | 0 | 0
Total Generation by Reporting Type: AZ_NM_SNV_Coal
ReportingType | 2015 | 2020 | 2025 | 2030 | 2035 | 2040
BM | 0 | 0 | 0 | 0 | 0 | 0
CC | 0 | 0 | 0 | 0 | 0 | 0
CSP | 0 | 0 | 0 | 0 | 0 | 0
CT | 0 | 0 | 0 | 0 | 0 | 0
Coal | 77482.02 | 77472.96 | 77472.96 | 77472.97 | 92926.98 | 163688.19
Geo | 0 | 0 | 0 | 0 | 0 | 0
H | 0 | 0 | 0 | 0 | 0 | 0
LFG | 0 | 0 | 0 | 0 | 0 | 0
Nuc | 0 | 0 | 0 | 0 | 0 | 0
PS | 0 | 0 | 0 | 0 | 0 | 0
PV | 0 | 0 | 0 | 0 | 0 | 0
PeakG | 0 | 0 | 0 | 0 | 0 | 0
PeakO | 0 | 0 | 0 | 0 | 0 | 0
ST | 0 | 0 | 0 | 0 | 0 | 0
STOG | 0 | 0 | 0 | 0 | 0 | 0
STWD | 0 | 0 | 0 | 0 | 0 | 0
WT | 0 | 0 | 0 | 0 | 0 | 0
IGCC | 0 | 0 | 0 | 0 | 0 | 0
DemandResponse | 0 | 0 | 0 | 0 | 0 | 0
IGCC-CCS | 0 | 0 | 0 | 0 | 0 | 0
WT_off | 0 | 0 | 0 | 0 | 0 | 0
PseudoUnit | 0 | 0 | 0 | 0 | 0 | 0
FixedInterchange | 0 | 0 | 0 | 0 | 0 | 0
Total Generation by Reporting Type: AZ_NM_SNV_Gas
ReportingType | 2015 | 2020 | 2025 | 2030 | 2035 | 2040
BM | 0 | 0 | 0 | 0 | 0 | 0
CC | 104791.96 | 124112.24 | 123596.21 | 152925.92 | 152824.51 | 139904.79
CSP | 0 | 0 | 0 | 0 | 0 | 0
CT | 0 | 0 | 144.37 | 281.87 | 0 | 0
Coal | 0 | 0 | 0 | 0 | 0 | 0
Geo | 0 | 0 | 0 | 0 | 0 | 0
H | 0 | 0 | 0 | 0 | 0 | 0
LFG | 0 | 0 | 0 | 0 | 0 | 0
Nuc | 0 | 0 | 0 | 0 | 0 | 0
PS | 0 | 0 | 0 | 0 | 0 | 0
PV | 0 | 0 | 0 | 0 | 0 | 0
PeakG | 0 | 0 | 254.64 | 433.39 | 510.37 | 0
PeakO | 0 | 0 | 0 | 0 | 0 | 0
ST | 0 | 0 | 0 | 0 | 0 | 0
STOG | 0 | 0 | 0 | 0 | 0 | 0
STWD | 0 | 0 | 0 | 0 | 0 | 0
WT | 0 | 0 | 0 | 0 | 0 | 0
IGCC | 0 | 0 | 0 | 0 | 0 | 0
DemandResponse | 0 | 0 | 0 | 0 | 0 | 0
IGCC-CCS | 0 | 0 | 0 | 0 | 0 | 0
WT_off | 0 | 0 | 0 | 0 | 0 | 0
PseudoUnit | 0 | 0 | 0 | 0 | 0 | 0
FixedInterchange | 0 | 0 | 0 | 0 | 0 | 0
Total Generation by Reporting Type: AZ_NM_SNV_NucRenew
ReportingType | 2015 | 2020 | 2025 | 2030 | 2035 | 2040
BM | 0 | 0 | 0 | 0 | 0 | 0
CC | 0 | 0 | 0 | 0 | 0 | 0
CSP | 0 | 0 | 0 | 0 | 0 | 0
CT | 0 | 0 | 0 | 0 | 0 | 0
Coal | 0 | 0 | 0 | 0 | 0 | 0
Geo | 0 | 0 | 12066.9 | 12066.9 | 12066.9 | 12066.9
H | 8952 | 8952 | 8952 | 8952 | 8952 | 8952
LFG | 55.19 | 55.19 | 533.48 | 533.48 | 533.48 | 533.48
Nuc | 30183.89 | 30183.89 | 30183.89 | 30183.89 | 30183.89 | 30183.89
PS | 45.36 | 45.36 | 45.36 | 88.56 | 88.56 | 88.56
PV | 365.63 | 365.63 | 365.63 | 365.63 | 365.63 | 365.63
PeakG | 0 | 0 | 0 | 0 | 0 | 0
PeakO | 0 | 0 | 0 | 0 | 0 | 0
ST | 981.12 | 2520.82 | 3490.17 | 3926.91 | 3926.91 | 3926.91
STOG | 0 | 0 | 0 | 0 | 0 | 0
STWD | 182.21 | 182.21 | 182.21 | 182.21 | 182.21 | 182.21
WT | 1407.73 | 1407.74 | 2285.53 | 3937.43 | 3937.43 | 3937.43
IGCC | 0 | 0 | 0 | 0 | 0 | 0
DemandResponse | 0 | 0 | 0 | 0 | 0 | 0
IGCC-CCS | 0 | 0 | 0 | 0 | 0 | 0
WT_off | 0 | 0 | 0 | 0 | 0 | 0
PseudoUnit | 0 | 0 | 0 | 0 | 0 | 0
FixedInterchange | 0 | 0 | 0 | 0 | 0 | 0
Total Generation by Reporting Type: ERCOT
ReportingType | 2015 | 2020 | 2025 | 2030 | 2035 | 2040
BM | 0 | 154.07 | 98.27 | 13781.59 | 14260.45 | 15129.27
CC | 141650.14 | 123377.28 | 99647.12 | 81597.14 | 87202.59 | 98379.79
CSP | 0 | 0 | 0 | 0 | 0 | 0
CT | 0 | 0 | 0 | 0 | 0 | 0
Coal | 121877.69 | 130694.13 | 136671.16 | 136876.04 | 138497.29 | 139618.02
Geo | 0 | 0 | 0 | 0 | 0 | 0
H | 607.38 | 607.38 | 607.38 | 2022.97 | 2022.97 | 2022.97
LFG | 591.3 | 591.3 | 3382.24 | 3382.24 | 3382.24 | 3382.24
Nuc | 39655.79 | 39655.79 | 39655.79 | 39655.8 | 39655.8 | 39655.8
PS | 0 | 0 | 0 | 0 | 0 | 0
PV | 30.84 | 30.84 | 30.84 | 30.84 | 2.63 | 2.63
PeakG | 0 | 0 | 0 | 0 | 0 | 0
PeakO | 0 | 0 | 0 | 0 | 0 | 0
ST | 0 | 0 | 0 | 0 | 0 | 0
STOG | 4879.36 | 5169 | 4976.19 | 4341.45 | 4155.57 | 3701.06
STWD | 0 | 0 | 0 | 0 | 0 | 0
WT | 27080.39 | 51398.19 | 78832.26 | 95903.18 | 98325.67 | 102669.75
IGCC | 0 | 0 | 0 | 0 | 0 | 0
DemandResponse | 0 | 0 | 0 | 0 | 0 | 0
IGCC-CCS | 0 | 0 | 0 | 0 | 0 | 0
WT_off | 0 | 0 | 0 | 0 | 0 | 0
PseudoUnit | 0 | 0 | 0 | 0 | 0 | 0
FixedInterchange | 0 | 0 | 0 | 0 | 0 | 0
Total Generation by Reporting Type: NP15
ReportingType | 2015 | 2020 | 2025 | 2030 | 2035 | 2040
BM | 0 | 0 | 0 | 0 | 0 | 0
CC | 35494.32 | 36825.96 | 28137.27 | 21874.47 | 12533.43 | 5092.63
CSP | 0 | 0 | 0 | 0 | 0 | 0
CT | 0 | 0 | 0 | 0 | 0 | 0
Coal | 213.44 | 0 | 0 | 0 | 0 | 0
Geo | 9050.48 | 10433.73 | 14043.68 | 14043.68 | 14043.68 | 14043.68
H | 24182 | 24182 | 24182 | 24182 | 24182 | 24182
LFG | 670.14 | 5124.6 | 5124.6 | 5124.6 | 5124.6 | 5124.6
Nuc | 17915.6 | 17915.6 | 17915.6 | 17915.6 | 17915.6 | 17915.6
PS | 1.12 | 7.03 | 0 | 7.5 | 219.03 | 355.31
PV | 153.52 | 153.52 | 153.52 | 153.52 | 139.28 | 139.28
PeakG | 0 | 0 | 0 | 0 | 0.02 | 4.85
PeakO | 0 | 0 | 0 | 0 | 0 | 0
ST | 99.08 | 99.08 | 99.08 | 99.08 | 99.08 | 99.08
STOG | 130.9 | 171.45 | 72.85 | 141.38 | 87.14 | 159.02
STWD | 3097.54 | 3097.54 | 3097.54 | 3097.54 | 3097.54 | 3097.54
WT | 3102.31 | 3102.31 | 26933.79 | 33193.01 | 33227.7 | 33232.87
IGCC | 0 | 0 | 0 | 0 | 0 | 0
DemandResponse | 0 | 0 | 0 | 0 | 0 | 0
IGCC-CCS | 0 | 0 | 0 | 0 | 0 | 0
WT_off | 0 | 0 | 0 | 0 | 0 | 0
PseudoUnit | 0 | 0 | 0 | 0 | 0 | 0
FixedInterchange | 0 | 0 | 0 | 0 | 0 | 0
Total Generation by Reporting Type: NWPP_Coal
ReportingType | 2015 | 2020 | 2025 | 2030 | 2035 | 2040
BM | 0 | 0 | 0 | 0 | 0 | 0
CC | 0 | 0 | 0 | 0 | 0 | 0
CSP | 0 | 0 | 0 | 0 | 0 | 0
CT | 0 | 0 | 0 | 0 | 0 | 0
Coal | 97191.11 | 97072.99 | 97073.01 | 97073.02 | 97073.02 | 97073.02
Geo | 0 | 0 | 0 | 0 | 0 | 0
H | 0 | 0 | 0 | 0 | 0 | 0
LFG | 0 | 0 | 0 | 0 | 0 | 0
Nuc | 0 | 0 | 0 | 0 | 0 | 0
PS | 0 | 0 | 0 | 0 | 0 | 0
PV | 0 | 0 | 0 | 0 | 0 | 0
PeakG | 0 | 0 | 0 | 0 | 0 | 0
PeakO | 0 | 0 | 0 | 0 | 0 | 0
ST | 0 | 0 | 0 | 0 | 0 | 0
STOG | 0 | 0 | 0 | 0 | 0 | 0
STWD | 0 | 0 | 0 | 0 | 0 | 0
WT | 0 | 0 | 0 | 0 | 0 | 0
IGCC | 0 | 0 | 0 | 0 | 0 | 0
DemandResponse | 0 | 0 | 0 | 0 | 0 | 0
IGCC-CCS | 0 | 0 | 0 | 0 | 0 | 0
WT_off | 0 | 0 | 0 | 0 | 0 | 0
PseudoUnit | 0 | 0 | 0 | 0 | 0 | 0
FixedInterchange | 0 | 0 | 0 | 0 | 0 | 0
Total Generation by Reporting Type: NWPP_Gas
ReportingType | 2015 | 2020 | 2025 | 2030 | 2035 | 2040
BM | 0 | 0 | 0 | 0 | 0 | 0
CC | 50575.35 | 50575.36 | 50575.36 | 74754.82 | 110472.45 | 111937.69
CSP | 0 | 0 | 0 | 0 | 0 | 0
CT | 0 | 0 | 0 | 0 | 0 | 0
Coal | 0 | 0 | 0 | 0 | 0 | 3276.43
Geo | 0 | 0 | 0 | 0 | 0 | 0
H | 0 | 0 | 0 | 0 | 0 | 0
LFG | 0 | 0 | 0 | 0 | 0 | 0
Nuc | 0 | 0 | 0 | 0 | 0 | 0
PS | 0 | 0 | 0 | 0 | 0 | 0
PV | 0 | 0 | 0 | 0 | 0 | 0
PeakG | 0 | 0 | 0 | 0 | 0 | 0
PeakO | 0 | 0 | 0 | 0 | 0 | 0
ST | 0 | 0 | 0 | 0 | 0 | 0
STOG | 0 | 0 | 0 | 0 | 0 | 0
STWD | 0 | 0 | 0 | 0 | 0 | 0
WT | 0 | 0 | 0 | 0 | 0 | 0
IGCC | 0 | 0 | 0 | 0 | 0 | 0
DemandResponse | 0 | 0 | 0 | 0 | 0 | 0
IGCC-CCS | 0 | 0 | 0 | 0 | 0 | 0
WT_off | 0 | 0 | 0 | 0 | 0 | 0
PseudoUnit | 0 | 0 | 0 | 0 | 0 | 0
FixedInterchange | 0 | 0 | 0 | 0 | 0 | 0
Total Generation by Reporting Type: NWPP_NucRenew
ReportingType | 2015 | 2020 | 2025 | 2030 | 2035 | 2040
BM | 0 | 0 | 0 | 0 | 0 | 0.75
CC | 0 | 0 | 0 | 0 | 0 | 0
CSP | 0 | 0 | 0 | 0 | 0 | 0
CT | 0 | 0 | 0 | 0 | 0 | 0
Coal | 0 | 0 | 0 | 0 | 0 | 0
Geo | 3280.13 | 3280.13 | 6891.88 | 6891.88 | 6891.88 | 6891.88
H | 133486 | 133486 | 133486 | 133486 | 133486 | 133486
LFG | 1013.09 | 1013.09 | 2467.62 | 2940.73 | 2940.73 | 2940.73
Nuc | 8809.8 | 8809.8 | 8809.8 | 8809.8 | 8809.8 | 8809.8
PS | 0 | 0 | 0 | 0 | 0 | 0
PV | 7.88 | 7.88 | 7.88 | 7.88 | 7.88 | 7.88
PeakG | 0 | 0 | 0 | 0 | 0 | 0
PeakO | 0 | 0 | 0 | 0 | 0 | 0
ST | 0 | 0 | 0 | 0 | 0 | 0
STOG | 0 | 0 | 0 | 0 | 0 | 0
STWD | 0 | 82.05 | 1358.85 | 2656.68 | 2656.68 | 2655.93
WT | 15874.4 | 15874.4 | 15874.4 | 15874.4 | 15874.4 | 15874.4
IGCC | 0 | 0 | 0 | 0 | 0 | 0
DemandResponse | 0 | 0 | 0 | 0 | 0 | 0
IGCC-CCS | 0 | 0 | 0 | 0 | 0 | 0
WT_off | 0 | 0 | 0 | 0 | 0 | 0
PseudoUnit | 0 | 0 | 0 | 0 | 0 | 0
FixedInterchange | 0 | 0 | 0 | 0 | 0 | 0
Total Generation by Reporting Type: RMPA
ReportingType | 2015 | 2020 | 2025 | 2030 | 2035 | 2040
BM | 0 | 0 | 0 | 0 | 0 | 0
CC | 5181.98 | 7959.11 | 2330.73 | 3110.9 | 2570.73 | 2797
CSP | 0 | 0 | 0 | 0 | 0 | 0
CT | 0 | 0 | 0 | 0 | 0 | 0
Coal | 55435.07 | 54077.86 | 50600.53 | 50686.5 | 59415.49 | 68938.23
Geo | 0 | 3818 | 21181.43 | 21387.54 | 21387.54 | 21387.54
H | 4353 | 4353 | 4353 | 4353 | 4353 | 4353
LFG | 58.34 | 58.34 | 58.34 | 286.45 | 286.45 | 286.45
Nuc | 0 | 0 | 0 | 0 | 0 | 0
PS | 52.45 | 105.6 | 118.23 | 123.53 | 404.83 | 1189.62
PV | 54.93 | 54.93 | 54.93 | 54.93 | 54.93 | 54.93
PeakG | 4.02 | 14.22 | 0 | 35.69 | 5.66 | 14.31
PeakO | 0 | 0 | 0 | 0 | 0 | 0
ST | 9.83 | 1255.62 | 1361.35 | 1411.32 | 1411.32 | 1411.32
STOG | 0 | 0 | 0 | 0 | 0 | 0
STWD | 0 | 0 | 0 | 0 | 0 | 0
WT | 6354.34 | 6354.34 | 6354.34 | 6354.34 | 6354.34 | 6354.34
IGCC | 0 | 0 | 0 | 0 | 0 | 0
DemandResponse | 0 | 0 | 0 | 0 | 0 | 0
IGCC-CCS | 0 | 0 | 0 | 0 | 0 | 0
WT_off | 0 | 0 | 0 | 0 | 0 | 0
PseudoUnit | 0 | 0 | 0 | 0 | 0 | 0
FixedInterchange | 0 | 0 | 0 | 0 | 0 | 0
Total Generation by Reporting Type: SP15
ReportingType | 2015 | 2020 | 2025 | 2030 | 2035 | 2040
BM | 44.8 | 44.8 | 44.8 | 44.8 | 32.67 | 27.49
CC | 23808.19 | 24525.2 | 21539.75 | 18925.18 | 17566.13 | 9333.65
CSP | 0 | 0 | 0 | 0 | 0 | 0
CT | 0 | 0 | 0 | 0 | 0 | 0
Coal | 761.6 | 761.6 | 761.6 | 675.13 | 0.01 | 0
Geo | 7774.15 | 19841.05 | 19841.05 | 19841.05 | 19841.05 | 19841.05
H | 5920 | 5920 | 5920 | 5920 | 5920 | 5920
LFG | 1759.71 | 6141.64 | 6141.64 | 6141.64 | 6141.64 | 6141.64
Nuc | 17526.13 | 17526.13 | 17526.13 | 17526.13 | 17526.13 | 17526.13
PS | 190.86 | 278.56 | 302.4 | 275.49 | 590.4 | 590.4
PV | 331.57 | 331.57 | 331.57 | 331.57 | 323.24 | 323.24
PeakG | 0 | 0 | 0 | 0 | 3.56 | 0
PeakO | 0 | 0 | 0 | 0 | 0 | 0
ST | 1569.79 | 1569.79 | 1569.79 | 1569.79 | 1569.79 | 1569.79
STOG | 221.06 | 347.64 | 222.18 | 396.81 | 798.56 | 484.62
STWD | 833.95 | 833.95 | 833.95 | 833.95 | 833.95 | 833.95
WT | 5740.26 | 5740.26 | 5740.26 | 5740.26 | 5740.26 | 5740.26
IGCC | 0 | 0 | 0 | 0 | 0 | 0
DemandResponse | 0 | 0 | 0 | 0 | 0 | 0
IGCC-CCS | 0 | 0 | 0 | 0 | 0 | 0
WT_off | 0 | 0 | 0 | 0 | 0 | 0
PseudoUnit | 0 | 0 | 0 | 0 | 0 | 0
FixedInterchange | 0 | 0 | 0 | 0 | 0 | 0
Total Generation by Reporting Type: ALB
ReportingType | 2015 | 2020 | 2025 | 2030 | 2035 | 2040
BM | 0 | 0 | 0 | 0 | 0 | 0
CC | 18642.06 | 22498.87 | 28857.37 | 33541.78 | 40072.49 | 44525.08
CSP | 0 | 0 | 0 | 0 | 0 | 0
CT | 0 | 0 | 0 | 0 | 0 | 0
Coal | 46350.59 | 46350.59 | 46350.59 | 46350.59 | 46350.59 | 46350.59
Geo | 0 | 0 | 0 | 0 | 0 | 0
H | 1979.87 | 1979.87 | 1979.87 | 1979.87 | 1979.87 | 1979.87
LFG | 78.84 | 78.84 | 78.84 | 78.84 | 78.84 | 78.84
Nuc | 0 | 0 | 0 | 0 | 0 | 0
PS | 0 | 0 | 0 | 0 | 0 | 0
PV | 0 | 0 | 0 | 0 | 0 | 0
PeakG | 0 | 0 | 0 | 0 | 0 | 0
PeakO | 0 | 0 | 0 | 0 | 0 | 0
ST | 0 | 0 | 0 | 0 | 0 | 0
STOG | 0 | 0 | 0 | 0 | 0 | 0
STWD | 0 | 0 | 0 | 0 | 0 | 0
WT | 1553.84 | 1553.84 | 1553.84 | 1553.84 | 1553.84 | 1553.84
IGCC | 0 | 0 | 0 | 0 | 0 | 0
DemandResponse | 0 | 0 | 0 | 0 | 0 | 0
IGCC-CCS | 0 | 0 | 0 | 0 | 0 | 0
WT_off | 0 | 0 | 0 | 0 | 0 | 0
PseudoUnit | 0 | 0 | 0 | 0 | 0 | 0
FixedInterchange | 0 | 0 | 0 | 0 | 0 | 0
Total Generation by Reporting Type: BC
ReportingType | 2015 | 2020 | 2025 | 2030 | 2035 | 2040
BM | 0 | 0 | 0 | 0 | 0 | 0
CC | 10506.73 | 11828.8 | 15743.25 | 20871.64 | 25831.91 | 31028.91
CSP | 0 | 0 | 0 | 0 | 0 | 0
CT | 0 | 0 | 0 | 0 | 0 | 0
Coal | 0 | 0 | 0 | 0 | 0 | 0
Geo | 0 | 0 | 0 | 0 | 0 | 0
H | 54411.22 | 54411.22 | 54411.22 | 54411.22 | 54411.22 | 54411.22
LFG | 189.22 | 189.22 | 189.22 | 189.22 | 189.22 | 189.22
Nuc | 0 | 0 | 0 | 0 | 0 | 0
PS | 0 | 0 | 0 | 0 | 0 | 0
PV | 0 | 0 | 0 | 0 | 0 | 0
PeakG | 0 | 0 | 0 | 0 | 0 | 0
PeakO | 0 | 0 | 0 | 0 | 0 | 0
ST | 0 | 0 | 0 | 0 | 0 | 0
STOG | 0 | 0 | 0 | 0 | 0 | 0
STWD | 0 | 0 | 0 | 0 | 0 | 0
WT | 568.82 | 568.82 | 568.82 | 568.82 | 568.82 | 568.82
IGCC | 0 | 0 | 0 | 0 | 0 | 0
DemandResponse | 0 | 0 | 0 | 0 | 0 | 0
IGCC-CCS | 0 | 0 | 0 | 0 | 0 | 0
WT_off | 0 | 0 | 0 | 0 | 0 | 0
PseudoUnit | 0 | 0 | 0 | 0 | 0 | 0
FixedInterchange | 0 | 0 | 0 | 0 | 0 | 0
Total Generation by Reporting Type: HQ_IESO
ReportingType | 2015 | 2020 | 2025 | 2030 | 2035 | 2040
BM | 0 | 0 | 0 | 0 | 0 | 0
CC | 0 | 0 | 0 | 0 | 0 | 0
CSP | 0 | 0 | 0 | 0 | 0 | 0
CT | 0 | 0 | 0 | 0 | 0 | 0
Coal | 0 | 0 | 0 | 0 | 0 | 0
Geo | 0 | 0 | 0 | 0 | 0 | 0
H | 0 | 0 | 0 | 0 | 0 | 0
LFG | 0 | 0 | 0 | 0 | 0 | 0
Nuc | 0 | 0 | 0 | 0 | 0 | 0
PS | 0 | 0 | 0 | 0 | 0 | 0
PV | 0 | 0 | 0 | 0 | 0 | 0
PeakG | 0 | 0 | 0 | 0 | 0 | 0
PeakO | 0 | 0 | 0 | 0 | 0 | 0
ST | 0 | 0 | 0 | 0 | 0 | 0
STOG | 0 | 0 | 0 | 0 | 0 | 0
STWD | 0 | 0 | 0 | 0 | 0 | 0
WT | 0 | 0 | 0 | 0 | 0 | 0
IGCC | 0 | 0 | 0 | 0 | 0 | 0
DemandResponse | 0 | 0 | 0 | 0 | 0 | 0
IGCC-CCS | 0 | 0 | 0 | 0 | 0 | 0
WT_off | 0 | 0 | 0 | 0 | 0 | 0
PseudoUnit | 0 | 0 | 0 | 0 | 0 | 0
FixedInterchange | 2336 | 2336 | 2336 | 2336 | 2336 | 2336
Total Generation by Reporting Type: HQ_NEISO
ReportingType | 2015 | 2020 | 2025 | 2030 | 2035 | 2040
BM | 0 | 0 | 0 | 0 | 0 | 0
CC | 0 | 0 | 0 | 0 | 0 | 0
CSP | 0 | 0 | 0 | 0 | 0 | 0
CT | 0 | 0 | 0 | 0 | 0 | 0
Coal | 0 | 0 | 0 | 0 | 0 | 0
Geo | 0 | 0 | 0 | 0 | 0 | 0
H | 0 | 0 | 0 | 0 | 0 | 0
LFG | 0 | 0 | 0 | 0 | 0 | 0
Nuc | 0 | 0 | 0 | 0 | 0 | 0
PS | 0 | 0 | 0 | 0 | 0 | 0
PV | 0 | 0 | 0 | 0 | 0 | 0
PeakG | 0 | 0 | 0 | 0 | 0 | 0
PeakO | 0 | 0 | 0 | 0 | 0 | 0
ST | 0 | 0 | 0 | 0 | 0 | 0
STOG | 0 | 0 | 0 | 0 | 0 | 0
STWD | 0 | 0 | 0 | 0 | 0 | 0
WT | 0 | 0 | 0 | 0 | 0 | 0
IGCC | 0 | 0 | 0 | 0 | 0 | 0
DemandResponse | 0 | 0 | 0 | 0 | 0 | 0
IGCC-CCS | 0 | 0 | 0 | 0 | 0 | 0
WT_off | 0 | 0 | 0 | 0 | 0 | 0
PseudoUnit | 0 | 0 | 0 | 12403.59 | 12403.59 | 12403.59
FixedInterchange | 19184.4 | 19184.4 | 19184.4 | 19184.4 | 19184.4 | 19184.4
Total Generation by Reporting Type: HQ_NY
ReportingType | 2015 | 2020 | 2025 | 2030 | 2035 | 2040
BM | 0 | 0 | 0 | 0 | 0 | 0
CC | 0 | 0 | 0 | 0 | 0 | 0
CSP | 0 | 0 | 0 | 0 | 0 | 0
CT | 0 | 0 | 0 | 0 | 0 | 0
Coal | 0 | 0 | 0 | 0 | 0 | 0
Geo | 0 | 0 | 0 | 0 | 0 | 0
H | 0 | 0 | 0 | 0 | 0 | 0
LFG | 0 | 0 | 0 | 0 | 0 | 0
Nuc | 0 | 0 | 0 | 0 | 0 | 0
PS | 0 | 0 | 0 | 0 | 0 | 0
PV | 0 | 0 | 0 | 0 | 0 | 0
PeakG | 0 | 0 | 0 | 0 | 0 | 0
PeakO | 0 | 0 | 0 | 0 | 0 | 0
ST | 0 | 0 | 0 | 0 | 0 | 0
STOG | 0 | 0 | 0 | 0 | 0 | 0
STWD | 0 | 0 | 0 | 0 | 0 | 0
WT | 0 | 0 | 0 | 0 | 0 | 0
IGCC | 0 | 0 | 0 | 0 | 0 | 0
DemandResponse | 0 | 0 | 0 | 0 | 0 | 0
IGCC-CCS | 0 | 0 | 0 | 0 | 0 | 0
WT_off | 0 | 0 | 0 | 0 | 0 | 0
PseudoUnit | 0 | 5518.3 | 14570.11 | 14570.11 | 14570.11 | 14570.11
FixedInterchange | 5840 | 5840 | 5840 | 5840 | 5840 | 5840
Total Generation by Reporting Type: MARITIMES
ReportingType | 2015 | 2020 | 2025 | 2030 | 2035 | 2040
BM | 0 | 0 | 0 | 0 | 0 | 0
CC | 0 | 0 | 0 | 0 | 0 | 0
CSP | 0 | 0 | 0 | 0 | 0 | 0
CT | 0 | 0 | 0 | 0 | 0 | 0
Coal | 0 | 0 | 0 | 0 | 0 | 0
Geo | 0 | 0 | 0 | 0 | 0 | 0
H | 0 | 0 | 0 | 0 | 0 | 0
LFG | 0 | 0 | 0 | 0 | 0 | 0
Nuc | 0 | 0 | 0 | 0 | 0 | 0
PS | 0 | 0 | 0 | 0 | 0 | 0
PV | 0 | 0 | 0 | 0 | 0 | 0
PeakG | 0 | 0 | 0 | 0 | 0 | 0
PeakO | 0 | 0 | 0 | 0 | 0 | 0
ST | 0 | 0 | 0 | 0 | 0 | 0
STOG | 0 | 0 | 0 | 0 | 0 | 0
STWD | 0 | 0 | 0 | 0 | 0 | 0
WT | 0 | 0 | 0 | 0 | 0 | 0
IGCC | 0 | 0 | 0 | 0 | 0 | 0
DemandResponse | 0 | 0 | 0 | 0 | 0 | 0
IGCC-CCS | 0 | 0 | 0 | 0 | 0 | 0
WT_off | 0 | 0 | 0 | 0 | 0 | 0
PseudoUnit | 0 | 2480.72 | 2480.72 | 2480.72 | 2480.72 | 2480.72
FixedInterchange | 8760 | 8760 | 8760 | 8760 | 8760 | 8760
Total Generation by Reporting Type: All
ReportingType | 2015 | 2020 | 2025 | 2030 | 2035 | 2040
BM | 1943.89 | 6424.04 | 10328.58 | 24526.81 | 25930.89 | 26844.47
CC | 1086818.3 | 1142870.29 | 1011155.91 | 931711.55 | 1196846.91 | 1356042.64
CSP | 0 | 0 | 0 | 0 | 0 | 0
CT | 947.03 | 2044.97 | 2498.15 | 2588.81 | 5548.19 | 6657.41
Coal | 1808070.67 | 1662315.37 | 1624190.45 | 1573892.55 | 1686329.7 | 1854521.29
Geo | 20459.37 | 37727.52 | 74379.54 | 74585.65 | 74585.65 | 74585.65
H | 430354.22 | 438503.74 | 452996.6 | 468841.6 | 468841.6 | 470390.51
LFG | 32608.23 | 48005.68 | 65429.32 | 71133.39 | 71135.91 | 71135.52
Nuc | 913193.71 | 943693.07 | 943693.07 | 932080.57 | 725092.39 | 571594.69
PS | 6525.39 | 9124.08 | 9610.63 | 9606.08 | 12693.89 | 14251
PV | 1434.35 | 5255.21 | 7140.65 | 7576.28 | 7688.1 | 7933.56
PeakG | 3363.99 | 4395.7 | 5821.63 | 5324.79 | 6580.05 | 5872.79
PeakO | 0 | 0 | 1.23 | 0 | 0 | 0
ST | 2659.82 | 5445.31 | 6520.39 | 7007.1 | 7007.1 | 7007.1
STOG | 16927.79 | 17551 | 16211.18 | 13687.99 | 16243.44 | 16271.11
STWD | 11000.55 | 18505.48 | 15623.59 | 20554.81 | 20794.22 | 21855.35
WT | 178096.59 | 321312.15 | 601942.71 | 871032.05 | 911690.47 | 954372.5
IGCC | 4427.31 | 4427.32 | 4427.32 | 4427.32 | 4427.32 | 4427.32
DemandResponse | 0 | 0 | 0 | 0 | 0 | 0
IGCC-CCS | 0 | 0 | 0 | 0 | 0.01 | 0.01
WT_off | 1873.59 | 1873.59 | 5864.11 | 5864.11 | 3993.99 | 3993.99
PseudoUnit | 0 | 7999.01 | 17050.83 | 29454.41 | 29454.41 | 29454.41
FixedInterchange | 36120.4 | 36120.4 | 36120.4 | 36120.4 | 36120.4 | 36120.4
Total Generation by Reporting Type: EI_US
ReportingType | 2015 | 2020 | 2025 | 2030 | 2035 | 2040
BM | 1899.1 | 6225.17 | 10185.52 | 10700.42 | 11637.77 | 11686.96
CC | 691312.78 | 737996.65 | 639545.62 | 523553.72 | 741484.26 | 892467.47
CSP | 0 | 0 | 0 | 0 | 0 | 0
CT | 946.73 | 2044.97 | 2353.77 | 2306.93 | 5547.23 | 6614.12
Coal | 1408403.8 | 1255079.42 | 1215259.07 | 1164758.31 | 1252066.32 | 1335576.82
Geo | 354.6 | 354.6 | 354.6 | 354.6 | 354.6 | 354.6
H | 108753.3 | 112826.22 | 118549.99 | 118549.99 | 118549.99 | 118549.99
LFG | 27266.03 | 33827.09 | 46526.98 | 51529.82 | 51528.4 | 51528.01
Nuc | 697700.18 | 728199.54 | 728199.54 | 716587.04 | 517621.93 | 376119.89
PS | 6222.07 | 8683.22 | 9140.34 | 9085.17 | 11377.53 | 11976.67
PV | 411.15 | 4232.01 | 6117.45 | 6553.08 | 6715.66 | 6961.12
PeakG | 3359.97 | 4381.48 | 5567 | 4855.71 | 6060.44 | 5849.33
PeakO | 0 | 0 | 1.23 | 0 | 0 | 0
ST | 0 | 0 | 0 | 0 | 0 | 0
STOG | 11696.01 | 11862.92 | 10939.96 | 8808.35 | 11202.17 | 11926.41
STWD | 6886.85 | 14309.73 | 10151.05 | 13784.44 | 14023.84 | 15085.73
WT | 106488.69 | 225386.44 | 453873.66 | 697980.97 | 741456.28 | 779789.06
IGCC | 4427.31 | 4427.32 | 4427.32 | 4427.32 | 4427.32 | 4427.32
DemandResponse | 0 | 0 | 0 | 0 | 0 | 0
IGCC-CCS | 0 | 0 | 0 | 0 | 0 | 0
WT_off | 1873.59 | 1873.59 | 5864.11 | 5864.11 | 3993.99 | 3993.99
PseudoUnit | 0 | 7999.01 | 17050.83 | 29454.41 | 29454.41 | 29454.41
FixedInterchange | 33784.4 | 33784.4 | 33784.4 | 33784.4 | 33784.4 | 33784.4
Total Generation by Reporting Type: EI_Canada
ReportingType | 2015 | 2020 | 2025 | 2030 | 2035 | 2040
BM | 0 | 0 | 0 | 0 | 0 | 0
CC | 4854.79 | 3170.82 | 1183.23 | 555.97 | 6288.4 | 20575.63
CSP | 0 | 0 | 0 | 0 | 0 | 0
CT | 0.31 | 0 | 0 | 0 | 0.96 | 43.29
Coal | 355.36 | 805.81 | 1.52 | 0 | 0 | 0
Geo | 0 | 0 | 0 | 0 | 0 | 0
H | 87709.45 | 91786.05 | 100555.14 | 114984.55 | 114984.55 | 116533.45
LFG | 926.37 | 926.37 | 926.37 | 926.37 | 930.31 | 930.31
Nuc | 101402.31 | 101402.31 | 101402.31 | 101402.31 | 93379.23 | 81383.57
PS | 13.53 | 4.3 | 4.31 | 25.83 | 13.53 | 50.43
PV | 78.84 | 78.84 | 78.84 | 78.84 | 78.84 | 78.84
PeakG | 0 | 0 | 0 | 0 | 0 | 4.3
PeakO | 0 | 0 | 0 | 0 | 0 | 0
ST | 0 | 0 | 0 | 0 | 0 | 0
STOG | 0.46 | 0 | 0 | 0 | 0 | 0
STWD | 0 | 0 | 0 | 0 | 0 | 0
WT | 9925.81 | 9925.81 | 9925.81 | 9925.81 | 4651.73 | 4651.73
IGCC | 0 | 0 | 0 | 0 | 0 | 0
DemandResponse | 0 | 0 | 0 | 0 | 0 | 0
IGCC-CCS | 0 | 0 | 0 | 0 | 0 | 0
WT_off | 0 | 0 | 0 | 0 | 0 | 0
PseudoUnit | 0 | 0 | 0 | 0 | 0 | 0
FixedInterchange | 2336 | 2336 | 2336 | 2336 | 2336 | 2336
Total Generation by Reporting Type: EI
ReportingType | 2015 | 2020 | 2025 | 2030 | 2035 | 2040
BM | 1899.1 | 6225.17 | 10185.52 | 10700.42 | 11637.77 | 11686.96
CC | 696167.57 | 741167.47 | 640728.85 | 524109.69 | 747772.66 | 913043.1
CSP | 0 | 0 | 0 | 0 | 0 | 0
CT | 947.03 | 2044.97 | 2353.77 | 2306.93 | 5548.19 | 6657.41
Coal | 1408759.16 | 1255885.23 | 1215260.59 | 1164758.31 | 1252066.32 | 1335576.82
Geo | 354.6 | 354.6 | 354.6 | 354.6 | 354.6 | 354.6
H | 196462.75 | 204612.27 | 219105.13 | 233534.54 | 233534.54 | 235083.45
LFG | 28192.4 | 34753.46 | 47453.35 | 52456.19 | 52458.71 | 52458.32
Nuc | 799102.48 | 829601.85 | 829601.85 | 817989.34 | 611001.17 | 457503.46
PS | 6235.6 | 8687.53 | 9144.64 | 9111 | 11391.06 | 12027.1
PV | 489.99 | 4310.85 | 6196.29 | 6631.92 | 6794.5 | 7039.96
PeakG | 3359.97 | 4381.48 | 5567 | 4855.71 | 6060.44 | 5853.63
PeakO | 0 | 0 | 1.23 | 0 | 0 | 0
ST | 0 | 0 | 0 | 0 | 0 | 0
STOG | 11696.47 | 11862.92 | 10939.96 | 8808.35 | 11202.17 | 11926.41
STWD | 6886.85 | 14309.73 | 10151.05 | 13784.44 | 14023.84 | 15085.73
WT | 116414.5 | 235312.25 | 463799.47 | 707906.78 | 746108.01 | 784440.79
IGCC | 4427.31 | 4427.32 | 4427.32 | 4427.32 | 4427.32 | 4427.32
DemandResponse | 0 | 0 | 0 | 0 | 0 | 0
IGCC-CCS | 0 | 0 | 0 | 0 | 0 | 0
WT_off | 1873.59 | 1873.59 | 5864.11 | 5864.11 | 3993.99 | 3993.99
PseudoUnit | 0 | 7999.01 | 17050.83 | 29454.41 | 29454.41 | 29454.41
FixedInterchange | 36120.4 | 36120.4 | 36120.4 | 36120.4 | 36120.4 | 36120.4
Total Generation by Reporting Type: Outside_EI
ReportingType | 2015 | 2020 | 2025 | 2030 | 2035 | 2040
BM | 44.8 | 198.87 | 143.07 | 13826.39 | 14293.12 | 15157.51
CC | 390650.73 | 401702.82 | 370427.06 | 407601.85 | 449074.25 | 442999.55
CSP | 0 | 0 | 0 | 0 | 0 | 0
CT | 0 | 0 | 144.37 | 281.87 | 0 | 0
Coal | 399311.51 | 406430.14 | 408929.86 | 409134.24 | 434263.37 | 518944.47
Geo | 20104.76 | 37372.91 | 74024.94 | 74231.05 | 74231.05 | 74231.05
H | 233891.47 | 233891.47 | 233891.47 | 235307.06 | 235307.06 | 235307.06
LFG | 4415.83 | 13252.22 | 17975.97 | 18677.2 | 18677.2 | 18677.2
Nuc | 114091.22 | 114091.22 | 114091.22 | 114091.23 | 114091.23 | 114091.23
PS | 289.79 | 436.56 | 465.99 | 495.08 | 1302.83 | 2223.89
PV | 944.36 | 944.36 | 944.36 | 944.36 | 893.6 | 893.6
PeakG | 4.02 | 14.22 | 254.64 | 469.08 | 519.61 | 19.16
PeakO | 0 | 0 | 0 | 0 | 0 | 0
ST | 2659.82 | 5445.31 | 6520.39 | 7007.1 | 7007.1 | 7007.1
STOG | 5231.32 | 5688.09 | 5271.22 | 4879.64 | 5041.27 | 4344.7
STWD | 4113.7 | 4195.75 | 5472.54 | 6770.38 | 6770.38 | 6769.63
WT | 61682.09 | 85999.89 | 138143.24 | 163125.28 | 165582.46 | 169931.71
IGCC | 0 | 0 | 0 | 0 | 0 | 0
DemandResponse | 0 | 0 | 0 | 0 | 0 | 0
IGCC-CCS | 0 | 0 | 0 | 0 | 0 | 0
WT_off | 0 | 0 | 0 | 0 | 0 | 0
PseudoUnit | 0 | 0 | 0 | 0 | 0 | 0
FixedInterchange | 0 | 0 | 0 | 0 | 0 | 0
#2 | Energy Demand (TWh)
Energy Demand by Pool & Region:
Pool/Region | 2015 | 2020 | 2025 | 2030 | 2035 | 2040
ENT | 170.26 | 175.54 | 177.34 | 183.87 | 181 | 184.46
FRCC | 249.48 | 260.95 | 271.89 | 275.57 | 309.06 | 326.18
MAPP_US | 29.17 | 31.41 | 31.86 | 35.25 | 39.47 | 41.82
MISO_IN | 101.22 | 100.9 | 101.94 | 112.66 | 117.72 | 121.41
MISO_MI | 97.66 | 100.75 | 106.38 | 110.24 | 115.31 | 119.8
MISO_MO-IL | 99.44 | 103.81 | 111.5 | 115.53 | 119.46 | 123.95
MISO_W | 139.47 | 141.73 | 151.35 | 168.59 | 175.05 | 179.33
MISO_WUMS | 69.39 | 70.31 | 73.54 | 72.62 | 81.3 | 84.31
NE | 33.62 | 35.9 | 36.09 | 41.26 | 43.68 | 44.91
NEISO | 132.39 | 133.52 | 134.39 | 132.78 | 133.46 | 134.17
NonRTO_Midwest | 59.38 | 62.44 | 68.03 | 68.12 | 68.21 | 69.49
NYISO_A-F | 59.68 | 62.57 | 62.76 | 64.05 | 64.93 | 66.72
NYISO_G-I | 18.17 | 19.03 | 19.55 | 19.94 | 20.91 | 21.92
NYISO_J-K | 68.56 | 72.99 | 75.2 | 77.47 | 82.66 | 87.24
PJM_E | 131.36 | 121.31 | 125.98 | 131.18 | 135.93 | 143.89
PJM_ROM | 147.08 | 151.77 | 157.61 | 164.06 | 170.1 | 175.07
PJM_ROR | 542.4 | 527.37 | 541.6 | 536.42 | 557.15 | 575.21
SOCO | 269.47 | 290.72 | 302.07 | 303.39 | 306.28 | 329.67
SPP_N | 81.47 | 87.77 | 92.68 | 97.82 | 104.85 | 108.36
SPP_S | 178.66 | 186.81 | 193.81 | 195.45 | 208.17 | 211.36
TVA | 186.95 | 181.85 | 185.89 | 199.35 | 191.49 | 190.12
TVA_Transmission | 0 | 0 | 0 | 0 | 0 | 0
VACAR | 249.92 | 276.43 | 289.58 | 295.84 | 315.88 | 332.36
IESO | 141.43 | 136.52 | 141.89 | 146.15 | 151.4 | 156.84
MAPP_CA | 53.64 | 56.53 | 59.08 | 61.18 | 63.73 | 66.38
AZ_NM_SNV_Coal | 133.54 | 142.62 | 153.09 | 170.69 | 176.61 | 192.29
AZ_NM_SNV_Gas | 0 | 0 | 0 | 0 | 0 | 0
AZ_NM_SNV_NucRenew | 0 | 0 | 0 | 0 | 0 | 0
ERCOT | 336.37 | 351.88 | 368.67 | 383.74 | 393.31 | 410.69
NP15 | 114.62 | 119.49 | 125.25 | 133.78 | 140.89 | 146.72
NWPP_Coal | 255.71 | 273.72 | 289.62 | 307.3 | 325.34 | 338.64
NWPP_Gas | 0 | 0 | 0 | 0 | 0 | 0
NWPP_NucRenew | 0 | 0 | 0 | 0 | 0 | 0
RMPA | 72.48 | 81.15 | 87.69 | 90.79 | 96.69 | 102.97
SP15 | 189.18 | 201.93 | 210.72 | 222.33 | 234.13 | 247.41
ALB | 69.09 | 72.79 | 78.47 | 83.82 | 90.06 | 96.76
BC | 66.88 | 68.93 | 72.69 | 75.96 | 79.83 | 83.9
HQ_IESO | 0 | 0 | 0 | 0 | 0 | 0
HQ_NEISO | 0 | 0 | 0 | 0 | 0 | 0
HQ_NY | 0 | 0 | 0 | 0 | 0 | 0
MARITIMES | 0 | 0 | 0 | 0 | 0 | 0
All | 4548.12 | 4701.43 | 4898.19 | 5077.21 | 5294.08 | 5514.33
EI_US | 3115.17 | 3195.88 | 3311.02 | 3401.48 | 3542.07 | 3671.72
EI_Canada | 195.07 | 193.04 | 200.97 | 207.33 | 215.13 | 223.22
EI | 3310.24 | 3388.92 | 3511.98 | 3608.81 | 3757.21 | 3894.94
Outside_EI | 1237.89 | 1312.5 | 1386.21 | 1468.4 | 1536.87 | 1619.39
#3 | Generation Minus Energy (TWh)
Generation Minus Energy by Pool & Region:
Pool/Region | 2015 | 2020 | 2025 | 2030 | 2035 | 2040
ENT | 1.41 | -8.02 | -57.45 | -82.11 | -78.12 | -85.7
FRCC | -2.38 | -1.08 | -1.73 | -1.93 | -0.29 | -1.91
MAPP_US | 9.53 | 7.49 | 7 | 12.59 | 14.53 | 20.53
MISO_IN | -2.91 | 4.74 | 0.24 | -16.13 | -12.95 | -11.92
MISO_MI | -7.31 | -11.62 | -22.19 | -32.85 | -33.08 | -37.87
MISO_MO-IL | 20.38 | 0.58 | -8.89 | -20.18 | -12.26 | -2.04
MISO_W | 12.58 | 1.33 | -1.83 | 25.46 | 7.26 | 3.08
MISO_WUMS | -7.3 | -0.21 | -9.18 | -20.32 | -28.24 | -27.02
NE | 9.83 | 67.43 | 151.37 | 222.04 | 226.41 | 224.62
NEISO | -24.54 | -28.97 | -29.11 | -34.68 | -30.42 | -30.64
NonRTO_Midwest | -0.81 | -0.92 | -1.44 | -1.7 | 0.27 | 0.35
NYISO_A-F | 13.57 | 13.22 | 10.49 | 5.51 | 7.01 | -2.13
NYISO_G-I | 4.47 | 4.24 | 4.13 | 3.2 | 8.71 | 20.18
NYISO_J-K | -42.19 | -40.83 | -43.41 | -46.27 | -47.77 | -50.91
PJM_E | -29.38 | -4.1 | -6 | -24.38 | -25.15 | -42.85
PJM_ROM | -29.75 | -14.11 | -4.25 | -18.21 | -22.82 | 67.68
PJM_ROR | 70.93 | 24.08 | 4.56 | -15.14 | -10.39 | -78.67
SOCO | 1.75 | 0.31 | -4.35 | -15.91 | -15.49 | -13.67
SPP_N | -0.62 | -20.03 | -32.82 | 1.59 | 8.62 | 10.23
SPP_S | -17.56 | -38.46 | 10.28 | 29.52 | 31.14 | 34.58
TVA | 1.24 | 1.6 | 0.69 | -10.09 | -16.76 | -21.27
TVA_Transmission | 0 | 0 | 0 | 0 | 0 | 0
VACAR | -18.1 | -0.84 | -10.07 | -21.79 | -14.21 | -13.45
IESO | 17 | 21.44 | 15.81 | 11.51 | -1.32 | -2.9
MAPP_CA | -6.81 | -6.39 | -2.7 | 9.06 | 6.51 | 3.94
AZ_NM_SNV_Coal | -56.06 | -65.15 | -75.62 | -93.21 | -83.68 | -28.6
AZ_NM_SNV_Gas | 104.79 | 124.11 | 124 | 153.64 | 153.33 | 139.9
AZ_NM_SNV_NucRenew | 42.17 | 43.71 | 58.11 | 60.24 | 60.24 | 60.24
ERCOT | 0 | -0.2 | -4.77 | -6.14 | -5.81 | -6.13
NP15 | -20.51 | -18.37 | -5.49 | -13.95 | -30.22 | -43.28
NWPP_Coal | -158.52 | -176.65 | -192.55 | -210.23 | -228.27 | -241.56
NWPP_Gas | 50.58 | 50.58 | 50.58 | 74.75 | 110.47 | 115.21
NWPP_NucRenew | 162.47 | 162.55 | 168.9 | 170.67 | 170.67 | 170.67
RMPA | -0.98 | -3.1 | -1.28 | -2.98 | -0.44 | 3.81
SP15 | -122.7 | -118.07 | -129.95 | -144.1 | -157.25 | -179.08
ALB | -0.49 | -0.33 | 0.35 | -0.32 | -0.03 | -2.27
BC | -1.21 | -1.93 | -1.78 | 0.08 | 1.17 | 2.29
HQ_IESO | 2.34 | 2.34 | 2.34 | 2.34 | 2.34 | 2.34
HQ_NEISO | 19.18 | 19.18 | 19.18 | 31.59 | 31.59 | 31.59
HQ_NY | 5.84 | 11.36 | 20.41 | 20.41 | 20.41 | 20.41
MARITIMES | 8.76 | 11.24 | 11.24 | 11.24 | 11.24 | 11.24
All | 8.7 | 12.17 | 12.81 | 12.81 | 16.93 | 19
EI_US | -3.38 | -2.39 | 6.88 | 1.46 | 19.21 | 24.43
EI_Canada | 12.53 | 17.39 | 15.45 | 22.91 | 7.53 | 3.37
EI | 9.15 | 15.01 | 22.32 | 24.37 | 26.74 | 27.8
Outside_EI | -0.45 | -2.84 | -9.51 | -11.56 | -9.82 | -8.79
#4 | Fuel Use (TBtu)
Total Fuel Consumption by Reporting Type: Entergy
ReportingType | 2015 | 2020 | 2025 | 2030 | 2035 | 2040
BM | 0 | 0 | 0 | 0 | 0 | 0
CC | 483.06 | 512.96 | 225.32 | 120.55 | 130.76 | 130.66
CSP | 0 | 0 | 0 | 0 | 0 | 0
CT | 0 | 0 | 0 | 0 | 0.09 | 0.26
Coal | 611.29 | 530.51 | 448.76 | 409.05 | 465.29 | 499.83
Geo | 0 | 0 | 0 | 0 | 0 | 0
H | 0 | 0 | 0 | 0 | 0 | 0
LFG | 0 | 0 | 0 | 11.56 | 11.56 | 11.56
Nuc | 464.87 | 464.87 | 464.87 | 464.87 | 392.68 | 307.2
PS | 0 | 0 | 0 | 0 | 0 | 0
PV | 0 | 0 | 0 | 0 | 0 | 0
PeakG | 0 | 0 | 0 | 0 | 0 | 0
PeakO | 0 | 0 | 0 | 0 | 0 | 0
ST | 0 | 0 | 0 | 0 | 0 | 0
STOG | 16.58 | 16.8 | 16.27 | 8.34 | 16.27 | 16.27
STWD | 0 | 1.79 | 1.06 | 1.82 | 1.82 | 2.79
WT | 0 | 0 | 0 | 0 | 0 | 0
IGCC | 0 | 0 | 0 | 0 | 0 | 0
DemandResponse | 0 | 0 | 0 | 0 | 0 | 0
IGCC-CCS | 0 | 0 | 0 | 0 | 0 | 0
WT_off | 0 | 0 | 0 | 0 | 0 | 0
PseudoUnit | 0 | 0 | 0 | 0 | 0 | 0
FixedInterchange | 0 | 0 | 0 | 0 | 0 | 0
Total Fuel Consumption by Reporting Type: FRCC
ReportingType | 2015 | 2020 | 2025 | 2030 | 2035 | 2040
BM | 0 | 0 | 0 | 0 | 0 | 0
CC | 1061.66 | 1137.53 | 1186.57 | 1195.56 | 1479.27 | 1660.61
CSP | 0 | 0 | 0 | 0 | 0 | 0
CT | 9.67 | 10.4 | 10.48 | 10.27 | 10.27 | 9.52
Coal | 615.85 | 599.08 | 609.67 | 628.54 | 642.17 | 642.17
Geo | 0 | 0 | 0 | 0 | 0 | 0
H | 0 | 0 | 0 | 0 | 0 | 0
LFG | 0 | 0 | 21.31 | 21.31 | 21.31 | 21.31
Nuc | 352.09 | 352.09 | 352.09 | 352.09 | 214.42 | 71.5
PS | 0 | 0 | 0 | 0 | 0 | 0
PV | 0 | 0 | 0 | 0 | 0 | 0
PeakG | 4.94 | 6.49 | 10.74 | 11.44 | 6.01 | 5
PeakO | 0 | 0 | 0 | 0 | 0 | 0
ST | 0 | 0 | 0 | 0 | 0 | 0
STOG | 38.18 | 23.91 | 23.91 | 23.91 | 23.31 | 14.75
STWD | 0 | 15.45 | 15.45 | 15.45 | 15.45 | 15.45
WT | 0 | 0 | 0 | 0 | 0 | 0
IGCC | 0 | 0 | 0 | 0 | 0 | 0
DemandResponse | 0 | 0 | 0 | 0 | 0 | 0
IGCC-CCS | 0 | 0 | 0 | 0 | 0 | 0
WT_off | 0 | 0 | 0 | 0 | 0 | 0
PseudoUnit | 0 | 0 | 0 | 0 | 0 | 0
FixedInterchange | 0 | 0 | 0 | 0 | 0 | 0
Total Fuel Consumption by Reporting Type: MAPP_US
ReportingType | 2015 | 2020 | 2025 | 2030 | 2035 | 2040
BM | 0 | 0 | 0 | 0 | 0 | 0
CC | 1.88 | 1.66 | 1.42 | 0.8 | 1.4 | 1.39
CSP | 0 | 0 | 0 | 0 | 0 | 0
CT | 0 | 0 | 0 | 0 | 0 | 0
Coal | 233.11 | 185.28 | 185.28 | 134.06 | 168.62 | 163.8
Geo | 0 | 0 | 0 | 0 | 0 | 0
H | 0 | 0 | 0 | 0 | 0 | 0
LFG | 0 | 0 | 0 | 7.71 | 7.71 | 7.71
Nuc | 0 | 0 | 0 | 0 | 0 | 0
PS | 0 | 0 | 0 | 0 | 0 | 0
PV | 0 | 0 | 0 | 0 | 0 | 0
PeakG | 0.11 | 0.09 | 0.04 | 0.02 | 0.04 | 0.2
PeakO | 0 | 0 | 0 | 0 | 0 | 0
ST | 0 | 0 | 0 | 0 | 0 | 0
STOG | 0 | 0 | 0 | 0 | 0 | 0
STWD | 0 | 0 | 0 | 0 | 0 | 0
WT | 0.01 | 0.01 | 0.01 | 0.02 | 0.03 | 0.04
IGCC | 0 | 0 | 0 | 0 | 0 | 0
DemandResponse | 0 | 0 | 0 | 0 | 0 | 0
IGCC-CCS | 0 | 0 | 0 | 0 | 0 | 0
WT_off | 0 | 0 | 0 | 0 | 0 | 0
PseudoUnit | 0 | 0 | 0 | 0 | 0 | 0
FixedInterchange | 0 | 0 | 0 | 0 | 0 | 0
Total Fuel Consumption by Reporting Type: MISO_IN
ReportingType | 2015 | 2020 | 2025 | 2030 | 2035 | 2040
BM | 0 | 0 | 0 | 0 | 0 | 0
CC | 31.52 | 52.33 | 31.52 | 12.05 | 21.93 | 32.28
CSP | 0 | 0 | 0 | 0 | 0 | 0
CT | 0 | 0 | 0 | 0 | 0 | 0
Coal | 885.19 | 933.81 | 918.96 | 888.22 | 961.44 | 995.52
Geo | 0 | 0 | 0 | 0 | 0 | 0
H | 0 | 0 | 0 | 0 | 0 | 0
LFG | 0 | 0 | 8.62 | 8.62 | 8.62 | 8.62
Nuc | 0 | 0 | 0 | 0 | 0 | 0
PS | 0 | 0 | 0 | 0 | 0 | 0
PV | 0 | 0 | 0 | 0 | 0 | 0
PeakG | 0.21 | 0.31 | 0.31 | 0 | 0.47 | 1.07
PeakO | 0 | 0 | 0 | 0 | 0 | 0
ST | 0 | 0 | 0 | 0 | 0 | 0
STOG | 0.65 | 1.26 | 1.26 | 0.65 | 1.26 | 1.26
STWD | 0 | 0 | 0 | 0 | 0 | 0
WT | 0 | 0 | 0 | 0 | 0 | 0
IGCC | 40.45 | 40.45 | 40.45 | 40.45 | 40.45 | 40.45
DemandResponse | 0 | 0 | 0 | 0 | 0 | 0
IGCC-CCS | 0 | 0 | 0 | 0 | 0 | 0
WT_off | 0 | 0 | 0 | 0 | 0 | 0
PseudoUnit | 0 | 0 | 0 | 0 | 0 | 0
FixedInterchange | 0 | 0 | 0 | 0 | 0 | 0
Total Fuel Consumption by Reporting Type: MISO_MI
ReportingType | 2015 | 2020 | 2025 | 2030 | 2035 | 2040
BM | 0 | 0 | 0 | 0 | 0 | 0
CC | 82.5 | 106.18 | 67.85 | 33.2 | 62.83 | 50.02
CSP | 0 | 0 | 0 | 0 | 0 | 0
CT | 0 | 0 | 0 | 0 | 0 | 0
Coal | 565.71 | 503.22 | 489.59 | 468.88 | 532.12 | 541.79
Geo | 0 | 0 | 0 | 0 | 0 | 0
H | 0 | 0 | 0 | 0 | 0 | 0
LFG | 0 | 5.66 | 17.24 | 17.24 | 17.24 | 17.24
Nuc | 174.19 | 174.19 | 174.19 | 174.19 | 102.45 | 102.45
PS | 0 | 0 | 0 | 0 | 0 | 0
PV | 0 | 0 | 0 | 0 | 0 | 0
PeakG | 0.31 | 0.35 | 0.35 | 0.04 | 0.35 | 0.44
PeakO | 0 | 0 | 0 | 0 | 0 | 0
ST | 0 | 0 | 0 | 0 | 0 | 0
STOG | 4.89 | 7.8 | 8.54 | 6.11 | 6.45 | 5.56
STWD | 2.38 | 13.39 | 13.39 | 13.39 | 13.39 | 13.39
WT | 0.01 | 0.01 | 0.01 | 0.01 | 0.01 | 0.01
IGCC | 0 | 0 | 0 | 0 | 0 | 0
DemandResponse | 0 | 0 | 0 | 0 | 0 | 0
IGCC-CCS | 0 | 0 | 0 | 0 | 0 | 0
WT_off | 0 | 0 | 0 | 0 | 0 | 0
PseudoUnit | 0 | 0 | 0 | 0 | 0 | 0
FixedInterchange | 0 | 0 | 0 | 0 | 0 | 0
Total Fuel Consumption by Reporting Type: MISO_MO-IL
ReportingType | 2015 | 2020 | 2025 | 2030 | 2035 | 2040
BM | 0 | 0 | 0 | 0 | 0 | 0
CC | 20.17 | 34.58 | 17.57 | 6.5 | 9.71 | 9.38
CSP | 0 | 0 | 0 | 0 | 0 | 0
CT | 0 | 0 | 0 | 0 | 0 | 0
Coal | 963.4 | 773.61 | 761.02 | 701.91 | 819.2 | 837.62
Geo | 0 | 0 | 0 | 0 | 0 | 0
H | 0 | 0 | 0 | 0 | 0 | 0
LFG | 0 | 0 | 24.03 | 24.03 | 24.03 | 24.03
Nuc | 178.81 | 178.81 | 178.81 | 178.81 | 178.81 | 178.81
PS | 0 | 0 | 0 | 0 | 0 | 0
PV | 0 | 0 | 0 | 0 | 0 | 0
PeakG | 3.25 | 2.33 | 1.31 | 0.49 | 1.06 | 3.87
PeakO | 0 | 0 | 0 | 0 | 0 | 0
ST | 0 | 0 | 0 | 0 | 0 | 0
STOG | 0.7 | 1.34 | 0.7 | 0.22 | 0.7 | 0.06
STWD | 0 | 0 | 0 | 0 | 0 | 0
WT | 0 | 0 | 0 | 0 | 0 | 0.01
IGCC | 0 | 0 | 0 | 0 | 0 | 0
DemandResponse | 0 | 0 | 0 | 0 | 0 | 0
IGCC-CCS | 0 | 0 | 0 | 0 | 0 | 0
WT_off | 0 | 0 | 0 | 0 | 0 | 0
PseudoUnit | 0 | 0 | 0 | 0 | 0 | 0
FixedInterchange | 0 | 0 | 0 | 0 | 0 | 0
Total Fuel Consumption by Reporting Type: MISO_W
ReportingType | 2015 | 2020 | 2025 | 2030 | 2035 | 2040
BM | 0 | 0 | 0 | 0 | 0 | 0
CC | 71.03 | 73.19 | 40.25 | 14.99 | 22.8 | 22.93
CSP | 0 | 0 | 0 | 0 | 0 | 0
CT | 0 | 0 | 0 | 0 | 0 | 0
Coal | 973.79 | 841.75 | 831.02 | 741.08 | 801.44 | 800.47
Geo | 0 | 0 | 0 | 0 | 0 | 0
H | 0 | 0 | 0 | 0 | 0 | 0
LFG | 0 | 0 | 7.71 | 7.71 | 7.71 | 7.71
Nuc | 190.11 | 190.11 | 190.11 | 190.11 | 0.01 | 0.01
PS | 0 | 0 | 0 | 0 | 0 | 0
PV | 0 | 0 | 0 | 0 | 0 | 0
PeakG | 1.45 | 1.02 | 0.41 | 0.19 | 0.24 | 0.29
PeakO | 0 | 0 | 0 | 0 | 0 | 0
ST | 0 | 0 | 0 | 0 | 0 | 0
STOG | 0.07 | 0.03 | 0.02 | 0 | 0 | 0
STWD | 0 | 24.94 | 7.96 | 9.52 | 7.8 | 9.74
WT | 0.03 | 0.03 | 0.04 | 0.1 | 0.1 | 0.1
IGCC | 0 | 0 | 0 | 0 | 0 | 0
DemandResponse | 0 | 0 | 0 | 0 | 0 | 0
IGCC-CCS | 0 | 0 | 0 | 0 | 0 | 0
WT_off | 0 | 0 | 0 | 0 | 0 | 0
PseudoUnit | 0 | 0 | 0 | 0 | 0 | 0
FixedInterchange | 0 | 0 | 0 | 0 | 0 | 0
Total Fuel Consumption by Reporting Type: MISO_WUMS
ReportingType | 2015 | 2020 | 2025 | 2030 | 2035 | 2040
BM | 0 | 0 | 0 | 0 | 0 | 0
CC | 88.78 | 121.75 | 79.4 | 24.36 | 40.49 | 38.57
CSP | 0 | 0 | 0 | 0 | 0 | 0
CT | 0 | 7.98 | 10.54 | 5.55 | 25.62 | 37.07
Coal | 307.54 | 332.15 | 319.33 | 277.7 | 384.67 | 416.95
Geo | 0 | 0 | 0 | 0 | 0 | 0
H | 0 | 0 | 0 | 0 | 0 | 0
LFG | 0 | 0 | 24.03 | 24.03 | 24.03 | 24.03
Nuc | 150.68 | 150.68 | 150.68 | 150.68 | 0.01 | 0.01
PS | 0 | 0 | 0 | 0 | 0 | 0
PV | 0 | 0 | 0 | 0 | 0 | 0
PeakG | 0.67 | 1.11 | 0.11 | 0 | 0 | 0
PeakO | 0 | 0 | 0 | 0 | 0 | 0
ST | 0 | 0 | 0 | 0 | 0 | 0
STOG | 0.03 | 0 | 0 | 0 | 0 | 0
STWD | 0 | 8.13 | 0.93 | 1 | 3.45 | 5.74
WT | 0 | 0 | 0 | 0 | 0 | 0
IGCC | 0 | 0 | 0 | 0 | 0 | 0
DemandResponse | 0 | 0 | 0 | 0 | 0 | 0
IGCC-CCS | 0 | 0 | 0 | 0 | 0 | 0
WT_off | 0 | 0 | 0 | 0 | 0 | 0
PseudoUnit | 0 | 0 | 0 | 0 | 0 | 0
FixedInterchange | 0 | 0 | 0 | 0 | 0 | 0
Total Fuel Consumption by Reporting Type: Nebraska
ReportingType | 2015 | 2020 | 2025 | 2030 | 2035 | 2040
BM | 0 | 0 | 0 | 0 | 0 | 0
CC | 8.51 | 3.03 | 1.93 | 1.08 | 1.9 | 1.87
CSP | 0 | 0 | 0 | 0 | 0 | 0
CT | 0 | 0 | 0 | 0 | 0 | 0
Coal | 332.69 | 307.53 | 231.12 | 222.55 | 217.63 | 211.25
Geo | 0 | 0 | 0 | 0 | 0 | 0
H | 0 | 0 | 0 | 0 | 0 | 0
LFG | 0 | 0 | 0 | 7.71 | 7.69 | 7.69
Nuc | 104.28 | 104.28 | 104.28 | 104.06 | 0.02 | 0.02
PS | 0 | 0 | 0 | 0 | 0 | 0
PV | 0 | 0 | 0 | 0 | 0 | 0
PeakG | 0.45 | 0 | 0 | 0 | 0 | 0
PeakO | 0 | 0 | 0 | 0 | 0 | 0
ST | 0 | 0 | 0 | 0 | 0 | 0
STOG | 0 | 0 | 0 | 0 | 0 | 0
STWD | 0 | 0 | 0 | 0 | 0 | 0
WT | 0 | 0.06 | 0.16 | 0.23 | 0.25 | 0.25
IGCC | 0 | 0 | 0 | 0 | 0 | 0
DemandResponse | 0 | 0 | 0 | 0 | 0 | 0
IGCC-CCS | 0 | 0 | 0 | 0 | 0 | 0
WT_off | 0 | 0 | 0 | 0 | 0 | 0
PseudoUnit | 0 | 0 | 0 | 0 | 0 | 0
FixedInterchange | 0 | 0 | 0 | 0 | 0 | 0
Total Fuel Consumption by Reporting Type: NEISO
ReportingType | 2015 | 2020 | 2025 | 2030 | 2035 | 2040
BM | 24.48 | 15.9 | 7.16 | 6.65 | 6.86 | 7.12
CC | 314.51 | 258.61 | 237.37 | 168.12 | 273.79 | 324.67
CSP | 0 | 0 | 0 | 0 | 0 | 0
CT | 0.03 | 0.12 | 0.12 | 0 | 0.08 | 0.11
Coal | 0.36 | 0 | 0 | 0 | 0 | 0
Geo | 0 | 0 | 0 | 0 | 0 | 0
H | 0 | 0 | 0 | 0 | 0 | 0
LFG | 5.3 | 5.3 | 12.81 | 12.81 | 12.81 | 12.81
Nuc | 365.51 | 365.51 | 365.51 | 365.51 | 264.08 | 195.08
PS | 0 | 0 | 0 | 0 | 0 | 0
PV | 0 | 0 | 0 | 0 | 0 | 0
PeakG | 0.31 | 0.4 | 0.4 | 0.02 | 0.4 | 0.56
PeakO | 0 | 0 | 0.01 | 0 | 0 | 0
ST | 0 | 0 | 0 | 0 | 0 | 0
STOG | 0 | 0 | 0 | 0 | 0 | 0
STWD | 51.79 | 51.79 | 26.55 | 33.5 | 34.14 | 36.1
WT | 0 | 0.01 | 0.01 | 0.01 | 0.02 | 0.02
IGCC | 0 | 0 | 0 | 0 | 0 | 0
DemandResponse | 0 | 0 | 0 | 0 | 0 | 0
IGCC-CCS | 0 | 0 | 0 | 0 | 0 | 0
WT_off | 0 | 0 | 0 | 0 | 0 | 0
PseudoUnit | 0 | 0 | 0 | 0 | 0 | 0
FixedInterchange | 0 | 0 | 0 | 0 | 0 | 0
Total Fuel Consumption by Reporting Type: NonRTO_Midwest
ReportingType | 2015 | 2020 | 2025 | 2030 | 2035 | 2040
BM | 0 | 0 | 0 | 0 | 0 | 0
CC | 0 | 9.87 | 9.87 | 8.71 | 7.53 | 12.52
CSP | 0 | 0 | 0 | 0 | 0 | 0
CT | 0 | 0 | 0 | 0 | 0 | 0
Coal | 575.53 | 588.38 | 594.34 | 596.7 | 617.57 | 623.74
Geo | 0 | 0 | 0 | 0 | 0 | 0
H | 0 | 0 | 0 | 0 | 0 | 0
LFG | 0 | 0 | 17.24 | 17.24 | 17.24 | 17.24
Nuc | 0 | 0 | 0 | 0 | 0 | 0
PS | 0 | 0 | 0 | 0 | 0 | 0
PV | 0 | 0 | 0 | 0 | 0 | 0
PeakG | 2.07 | 2.35 | 3.49 | 1.04 | 2.79 | 2.78
PeakO | 0 | 0 | 0 | 0 | 0 | 0
ST | 0 | 0 | 0 | 0 | 0 | 0
STOG | 0 | 0 | 0 | 0 | 0 | 0
STWD | 0 | 0 | 0 | 0 | 0 | 0
WT | 0 | 0 | 0 | 0 | 0 | 0
IGCC | 0 | 0 | 0 | 0 | 0 | 0
DemandResponse | 0 | 0 | 0 | 0 | 0 | 0
IGCC-CCS | 0 | 0 | 0 | 0 | 0 | 0
WT_off | 0 | 0 | 0 | 0 | 0 | 0
PseudoUnit | 0 | 0 | 0 | 0 | 0 | 0
FixedInterchange | 0 | 0 | 0 | 0 | 0 | 0
Total Fuel Consumption by Reporting Type: NYISO_A-F
ReportingType | 2015 | 2020 | 2025 | 2030 | 2035 | 2040
BM | 0 | 0 | 0 | 0 | 0 | 0
CC | 57.03 | 62.21 | 44.03 | 47.96 | 96.32 | 90.02
CSP | 0 | 0 | 0 | 0 | 0 | 0
CT | 0 | 0 | 0 | 0 | 0 | 0
Coal | 0 | 0 | 0 | 0 | 0 | 0
Geo | 0 | 0 | 0 | 0 | 0 | 0
H | 0 | 0 | 0 | 0 | 0 | 0
LFG | 0.69 | 0.69 | 0.69 | 8 | 8 | 8
Nuc | 270.5 | 270.5 | 270.5 | 220.56 | 173.9 | 105.39
PS | 0 | 0 | 0 | 0 | 0 | 0
PV | 0 | 0 | 0 | 0 | 0 | 0
PeakG | 0.02 | 0 | 0 | 0 | 0.07 | 0.21
PeakO | 0 | 0 | 0 | 0 | 0 | 0
ST | 0 | 0 | 0 | 0 | 0 | 0
STOG | 0 | 0 | 0 | 0 | 0 | 0
STWD | 0 | 0.11 | 0.03 | 1.12 | 2.79 | 2.89
WT | 0.01 | 0.01 | 0.01 | 0.01 | 0.01 | 0.01
IGCC | 0 | 0 | 0 | 0 | 0 | 0
DemandResponse | 0 | 0 | 0 | 0 | 0 | 0
IGCC-CCS | 0 | 0 | 0 | 0 | 0 | 0
WT_off | 0 | 0 | 0 | 0 | 0 | 0
PseudoUnit | 0 | 0 | 0 | 0 | 0 | 0
FixedInterchange | 0 | 0 | 0 | 0 | 0 | 0
Total Fuel Consumption by Reporting Type: NYISO_G-I
ReportingType | 2015 | 2020 | 2025 | 2030 | 2035 | 2040
BM | 0 | 0 | 0 | 0 | 0 | 0
CC | 42.73 | 46.01 | 47.68 | 40.82 | 135.86 | 267.41
CSP | 0 | 0 | 0 | 0 | 0 | 0
CT | 0 | 0 | 0 | 0 | 0 | 0
Coal | 0 | 0 | 0 | 0 | 0 | 0
Geo | 0 | 0 | 0 | 0 | 0 | 0
H | 0 | 0 | 0 | 0 | 0 | 0
LFG | 0 | 0 | 2.45 | 8 | 8 | 8
Nuc | 162.83 | 162.83 | 162.83 | 162.83 | 81.65 | 0.03
PS | 0 | 0 | 0 | 0 | 0 | 0
PV | 0 | 0 | 0 | 0 | 0 | 0
PeakG | 0 | 0 | 0.01 | 0 | 0 | 0
PeakO | 0 | 0 | 0 | 0 | 0 | 0
ST | 0 | 0 | 0 | 0 | 0 | 0
STOG | 0 | 0 | 0 | 0 | 0 | 0
STWD | 0 | 0 | 0 | 0 | 0 | 0
WT | 0 | 0 | 0 | 0 | 0 | 0
IGCC | 0 | 0 | 0 | 0 | 0 | 0
DemandResponse | 0 | 0 | 0 | 0 | 0 | 0
IGCC-CCS | 0 | 0 | 0 | 0 | 0 | 0
WT_off | 0 | 0 | 0 | 0 | 0 | 0
PseudoUnit | 0 | 0 | 0 | 0 | 0 | 0
FixedInterchange | 0 | 0 | 0 | 0 | 0 | 0
Total Fuel Consumption by Reporting Type: NYISO_J-K
ReportingType | 2015 | 2020 | 2025 | 2030 | 2035 | 2040
BM | 0 | 0 | 0 | 0 | 0 | 0
CC | 170.79 | 208.22 | 201.73 | 191.59 | 214.41 | 219.72
CSP | 0 | 0 | 0 | 0 | 0 | 0
CT | 0 | 0 | 0 | 0.12 | 1.96 | 3.17
Coal | 0 | 0 | 0 | 0 | 0 | 0
Geo | 0 | 0 | 0 | 0 | 0 | 0
H | 0 | 0 | 0 | 0 | 0 | 0
LFG | 0 | 0 | 0 | 8 | 8 | 8
Nuc | 0 | 0 | 0 | 0 | 0 | 0
PS | 0 | 0 | 0 | 0 | 0 | 0
PV | 0 | 0 | 0 | 0 | 0 | 0
PeakG | 0.53 | 1.85 | 2.39 | 2.53 | 4.68 | 6.19
PeakO | 0 | 0 | 0 | 0 | 0 | 0
ST | 0 | 0 | 0 | 0 | 0 | 0
STOG | 7.56 | 14.43 | 18.9 | 20.25 | 24.11 | 29.05
STWD | 0 | 0 | 0 | 0 | 0 | 0
WT | 0 | 0 | 0 | 0 | 0 | 0
IGCC | 0 | 0 | 0 | 0 | 0 | 0
DemandResponse | 0 | 0 | 0 | 0 | 0 | 0
IGCC-CCS | 0 | 0 | 0 | 0 | 0 | 0
WT_off | 0 | 0 | 0 | 0 | 0 | 0
PseudoUnit | 0 | 0 | 0 | 0 | 0 | 0
FixedInterchange | 0 | 0 | 0 | 0 | 0 | 0
Total Fuel Consumption by Reporting Type: PJM_E
ReportingType | 2015 | 2020 | 2025 | 2030 | 2035 | 2040
BM | 0.08 | 2.91 | 2.91 | 2.91 | 2.91 | 2.91
CC | 182.33 | 312.66 | 298.3 | 207.86 | 345.88 | 351.75
CSP | 0 | 0 | 0 | 0 | 0 | 0
CT | 0 | 0.01 | 0.01 | 0.06 | 8.22 | 2.48
Coal | 3.92 | 1.61 | 1.61 | 1.38 | 1.91 | 1.91
Geo | 0 | 0 | 0 | 0 | 0 | 0
H | 0 | 0 | 0 | 0 | 0 | 0
LFG | 0.98 | 15.28 | 15.28 | 15.28 | 15.28 | 15.28
Nuc | 702.72 | 651.97 | 651.97 | 651.97 | 468.33 | 371.38
PS | 0 | 0 | 0 | 0 | 0 | 0
PV | 0 | 0 | 0 | 0 | 0 | 0
PeakG | 0.25 | 0.87 | 5.23 | 5.23 | 10.22 | 5.23
PeakO | 0 | 0 | 0 | 0 | 0 | 0
ST | 0 | 0 | 0 | 0 | 0 | 0
STOG | 3.02 | 5.76 | 11.24 | 11.03 | 11.24 | 11.24
STWD | 0 | 0 | 0 | 0 | 0 | 0
WT | 0 | 0 | 0 | 0 | 0 | 0
IGCC | 0 | 0 | 0 | 0 | 0 | 0
DemandResponse | 0 | 0 | 0 | 0 | 0 | 0
IGCC-CCS | 0 | 0 | 0 | 0 | 0 | 0
WT_off | 0 | 0 | 0 | 0 | 0 | 0
PseudoUnit | 0 | 0 | 0 | 0 | 0 | 0
FixedInterchange | 0 | 0 | 0 | 0 | 0 | 0
Total Fuel Consumption by Reporting Type: PJM_ROM
ReportingType | 2015 | 2020 | 2025 | 2030 | 2035 | 2040
BM | 0.05 | 1.75 | 1.75 | 1.75 | 1.75 | 1.75
CC | 111.19 | 163.4 | 150.27 | 114.26 | 184.57 | 842.91
CSP | 0 | 0 | 0 | 0 | 0 | 0
CT | 0 | 0.01 | 0.03 | 0.03 | 0.07 | 0.03
Coal | 487.87 | 534.95 | 549.4 | 524.89 | 562.79 | 562.79
Geo | 0 | 0 | 0 | 0 | 0 | 0
H | 0 | 0 | 0 | 0 | 0 | 0
LFG | 2.04 | 30.56 | 30.56 | 30.56 | 30.56 | 30.56
Nuc | 420.79 | 420.79 | 420.79 | 420.79 | 276.07 | 200.95
PS | 0 | 0 | 0 | 0 | 0 | 0
PV | 0 | 0 | 0 | 0 | 0 | 0
PeakG | 0 | 0.55 | 0.55 | 0.16 | 3.33 | 1.74
PeakO | 0 | 0 | 0 | 0 | 0 | 0
ST | 0 | 0 | 0 | 0 | 0 | 0
STOG | 7.33 | 14.3 | 14.3 | 14.3 | 18.02 | 24.77
STWD | 3.95 | 5.38 | 5.38 | 5.38 | 5.38 | 5.38
WT | 0 | 0 | 0.02 | 0.02 | 0.02 | 0.02
IGCC | 0 | 0 | 0 | 0 | 0 | 0
DemandResponse | 0 | 0 | 0 | 0 | 0 | 0
IGCC-CCS | 0 | 0 | 0 | 0 | 0 | 0
WT_off | 0 | 0 | 0 | 0 | 0 | 0
PseudoUnit | 0 | 0 | 0 | 0 | 0 | 0
FixedInterchange | 0 | 0 | 0 | 0 | 0 | 0
Total Fuel Consumption by Reporting Type: PJM_ROR
ReportingType | 2015 | 2020 | 2025 | 2030 | 2035 | 2040
BM | 0 | 37.37 | 37.37 | 37.37 | 31.54 | 15.81
CC | 477.63 | 482.09 | 430.47 | 278.94 | 608.15 | 472.85
CSP | 0 | 0 | 0 | 0 | 0 | 0
CT | 0.06 | 0.06 | 0.06 | 0.06 | 5.19 | 10.14
Coal | 3449.51 | 2703.51 | 2705.93 | 2695.46 | 2721.69 | 2747.77
Geo | 0 | 0 | 0 | 0 | 0 | 0
H | 0 | 0 | 0 | 0 | 0 | 0
LFG | 6.18 | 35.72 | 61.46 | 61.46 | 61.46 | 61.46
Nuc | 1644.81 | 1644.81 | 1644.81 | 1573.64 | 1222.73 | 821.9
PS | 0 | 0 | 0 | 0 | 0 | 0
PV | 0 | 0 | 0 | 0 | 0 | 0
PeakG | 14.83 | 18.21 | 16.42 | 16.47 | 15.92 | 16.18
PeakO | 0 | 0 | 0 | 0 | 0 | 0
ST | 0 | 0 | 0 | 0 | 0 | 0
STOG | 8.36 | 8.87 | 8.87 | 8.36 | 8.36 | 8.36
STWD | 0.92 | 15.91 | 15.91 | 15.91 | 15.91 | 15.91
WT | 0.03 | 0.03 | 0.03 | 0.03 | 0.04 | 0.04
IGCC | 0 | 0 | 0 | 0 | 0 | 0
DemandResponse | 0 | 0 | 0 | 0 | 0 | 0
IGCC-CCS | 0 | 0 | 0 | 0 | 0 | 0
WT_off | 0 | 0 | 0 | 0 | 0 | 0
PseudoUnit | 0 | 0 | 0 | 0 | 0 | 0
FixedInterchange | 0 | 0 | 0 | 0 | 0 | 0
Total Fuel Consumption by Reporting Type: SOCO
ReportingType | 2015 | 2020 | 2025 | 2030 | 2035 | 2040
BM | 0 | 0.5 | 0.5 | 1.88 | 1.88 | 3.36
CC | 818.97 | 814.96 | 777.7 | 648.58 | 650.24 | 557.43
CSP | 0 | 0 | 0 | 0 | 0 | 0
CT | 0 | 0 | 0 | 0 | 0 | 0
Coal | 971.73 | 993.62 | 1100.99 | 1154.2 | 1178.9 | 1714.94
Geo | 0 | 0 | 0 | 0 | 0 | 0
H | 0 | 0 | 0 | 0 | 0 | 0
LFG | 0 | 0 | 11.56 | 11.56 | 11.56 | 11.56
Nuc | 494.38 | 673.18 | 673.18 | 673.18 | 673.18 | 449.31
PS | 0 | 0 | 0 | 0 | 0 | 0
PV | 0 | 0 | 0 | 0 | 0 | 0
PeakG | 8.1 | 12.73 | 18.31 | 14.27 | 19.56 | 19.02
PeakO | 0 | 0 | 0 | 0 | 0 | 0
ST | 0 | 0 | 0 | 0 | 0 | 0
STOG | 0 | 0 | 0 | 0 | 0 | 0
STWD | 0 | 8.89 | 8.89 | 44.2 | 44.2 | 50.38
WT | 0 | 0 | 0 | 0 | 0 | 0
IGCC | 0 | 0 | 0 | 0 | 0 | 0
DemandResponse | 0 | 0 | 0 | 0 | 0 | 0
IGCC-CCS | 0 | 0 | 0 | 0 | 0 | 0
WT_off | 0 | 0 | 0 | 0 | 0 | 0
PseudoUnit | 0 | 0 | 0 | 0 | 0 | 0
FixedInterchange | 0 | 0 | 0 | 0 | 0 | 0
Total Fuel Consumption by Reporting Type: SPP_N
ReportingType | 2015 | 2020 | 2025 | 2030 | 2035 | 2040
BM | 0 | 0 | 0 | 0 | 0 | 0
CC | 57.46 | 12.08 | 7.03 | 4.06 | 7.03 | 7.03
CSP | 0 | 0 | 0 | 0 | 0 | 0
CT | 0 | 0 | 0 | 0 | 0 | 0
Coal | 619.46 | 544.97 | 466.68 | 332.95 | 358.26 | 348.35
Geo | 0 | 0 | 0 | 0 | 0 | 0
H | 0 | 0 | 0 | 0 | 0 | 0
LFG | 0 | 0 | 0 | 10.22 | 10.22 | 10.22
Nuc | 93.19 | 93.19 | 93.19 | 93.19 | 93.19 | 93.19
PS | 0 | 0 | 0 | 0 | 0 | 0
PV | 0 | 0 | 0 | 0 | 0 | 0
PeakG | 0 | 0 | 0 | 0 | 0 | 0
PeakO | 0 | 0 | 0 | 0 | 0 | 0
ST | 0 | 0 | 0 | 0 | 0 | 0
STOG | 3.73 | 1.13 | 0 | 0 | 0 | 0
STWD | 0 | 0 | 0 | 0 | 0 | 0
WT | 0 | 0 | 0 | 0.06 | 0.07 | 0.07
IGCC | 0 | 0 | 0 | 0 | 0 | 0
DemandResponse | 0 | 0 | 0 | 0 | 0 | 0
IGCC-CCS | 0 | 0 | 0 | 0 | 0 | 0
WT_off | 0 | 0 | 0 | 0 | 0 | 0
PseudoUnit | 0 | 0 | 0 | 0 | 0 | 0
FixedInterchange | 0 | 0 | 0 | 0 | 0 | 0
Total Fuel Consumption by Reporting Type: SPP_S
ReportingType | 2015 | 2020 | 2025 | 2030 | 2035 | 2040
BM | 0 | 0 | 0 | 0 | 0 | 0
CC | 325.23 | 163.61 | 76.63 | 45.62 | 56.57 | 59.88
CSP | 0 | 0 | 0 | 0 | 0 | 0
CT | 0 | 0 | 0 | 0 | 0 | 0
Coal | 945.93 | 706.62 | 320.34 | 178.13 | 240.45 | 260.08
Geo | 0 | 0 | 0 | 0 | 0 | 0
H | 0 | 0 | 0 | 0 | 0 | 0
LFG | 0 | 0 | 0 | 10.22 | 10.22 | 10.22
Nuc | 0 | 0 | 0 | 0 | 0 | 0
PS | 0 | 0 | 0 | 0 | 0 | 0
PV | 0 | 0 | 0 | 0 | 0 | 0
PeakG | 0 | 0 | 0 | 0 | 0 | 0
PeakO | 0 | 0 | 0 | 0 | 0 | 0
ST | 0 | 0 | 0 | 0 | 0 | 0
STOG | 33.08 | 30.91 | 12.8 | 0.49 | 9.54 | 15.59
STWD | 0 | 0.72 | 0.39 | 0.39 | 0.71 | 0.71
WT | 0.01 | 0.04 | 0.15 | 0.19 | 0.19 | 0.2
IGCC | 0 | 0 | 0 | 0 | 0 | 0
DemandResponse | 0 | 0 | 0 | 0 | 0 | 0
IGCC-CCS | 0 | 0 | 0 | 0 | 0 | 0
WT_off | 0 | 0 | 0 | 0 | 0 | 0
PseudoUnit | 0 | 0 | 0 | 0 | 0 | 0
FixedInterchange | 0 | 0 | 0 | 0 | 0 | 0
Total Fuel Consumption by Reporting Type: TVA
ReportingType | 2015 | 2020 | 2025 | 2030 | 2035 | 2040
BM | 0 | 0 | 0 | 0 | 0 | 0
CC | 136.1 | 142.83 | 152.8 | 164.04 | 162.39 | 144.59
CSP | 0 | 0 | 0 | 0 | 0 | 0
CT | 0 | 2.75 | 2.8 | 5.16 | 5.18 | 5.18
Coal | 861.35 | 803.48 | 810.99 | 810.99 | 858.95 | 920.68
Geo | 0 | 0 | 0 | 0 | 0 | 0
H | 0 | 0 | 0 | 0 | 0 | 0
LFG | 0 | 0 | 11.56 | 11.56 | 11.56 | 11.56
Nuc | 676.63 | 676.63 | 676.63 | 676.63 | 474.42 | 371.5
PS | 0 | 0 | 0 | 0 | 0 | 0
PV | 0 | 0 | 0 | 0 | 0 | 0
PeakG | 0 | 0 | 0 | 0 | 0 | 0
PeakO | 0 | 0 | 0 | 0 | 0 | 0
ST | 0 | 0 | 0 | 0 | 0 | 0
STOG | 0 | 0 | 0 | 0 | 0 | 0
STWD | 0 | 0.05 | 0.05 | 0.42 | 0.35 | 0.3
WT | 0 | 0 | 0 | 0 | 0 | 0
IGCC | 0 | 0 | 0 | 0 | 0 | 0
DemandResponse | 0 | 0 | 0 | 0 | 0 | 0
IGCC-CCS | 0 | 0 | 0 | 0 | 0 | 0
WT_off | 0 | 0 | 0 | 0 | 0 | 0
PseudoUnit | 0 | 0 | 0 | 0 | 0 | 0
FixedInterchange | 0 | 0 | 0 | 0 | 0 | 0
Total Fuel Consumption by Reporting Type: TVA_Transmission
ReportingType | 2015 | 2020 | 2025 | 2030 | 2035 | 2040
BM | 0 | 0 | 0 | 0 | 0 | 0
CC | 0 | 0 | 0 | 0 | 0 | 0
CSP | 0 | 0 | 0 | 0 | 0 | 0
CT | 0 | 0 | 0 | 0 | 0 | 0
Coal | 0 | 0 | 0 | 0 | 0 | 0
Geo | 0 | 0 | 0 | 0 | 0 | 0
H | 0 | 0 | 0 | 0 | 0 | 0
LFG | 0 | 0 | 0 | 0 | 0 | 0
Nuc | 0 | 0 | 0 | 0 | 0 | 0
PS | 0 | 0 | 0 | 0 | 0 | 0
PV | 0 | 0 | 0 | 0 | 0 | 0
PeakG | 0 | 0 | 0 | 0 | 0 | 0
PeakO | 0 | 0 | 0 | 0 | 0 | 0
ST | 0 | 0 | 0 | 0 | 0 | 0
STOG | 0 | 0 | 0 | 0 | 0 | 0
STWD | 0 | 0 | 0 | 0 | 0 | 0
WT | 0 | 0 | 0 | 0 | 0 | 0
IGCC | 0 | 0 | 0 | 0 | 0 | 0
DemandResponse | 0 | 0 | 0 | 0 | 0 | 0
IGCC-CCS | 0 | 0 | 0 | 0 | 0 | 0
WT_off | 0 | 0 | 0 | 0 | 0 | 0
PseudoUnit | 0 | 0 | 0 | 0 | 0 | 0
FixedInterchange | 0 | 0 | 0 | 0 | 0 | 0
Total Fuel Consumption by Reporting Type: VACAR
ReportingType | 2015 | 2020 | 2025 | 2030 | 2035 | 2040
BM | 0.09 | 22.5 | 82.72 | 88.55 | 106.34 | 120.98
CC | 332.61 | 442.52 | 364.64 | 288.43 | 535.28 | 710.53
CSP | 0 | 0 | 0 | 0 | 0 | 0
CT | 0.46 | 0.78 | 1.41 | 3.69 | 3.28 | 3.55
Coal | 843.44 | 806.99 | 919.16 | 975.76 | 1105.85 | 1141.72
Geo | 0 | 0 | 0 | 0 | 0 | 0
H | 0 | 0 | 0 | 0 | 0 | 0
LFG | 0.04 | 11.56 | 11.56 | 11.56 | 11.56 | 11.56
Nuc | 910.72 | 1100.09 | 1100.09 | 1100.09 | 841.29 | 693.25
PS | 0 | 0 | 0 | 0 | 0 | 0
PV | 0 | 0 | 0 | 0 | 0 | 0
PeakG | 0.63 | 0.98 | 2.78 | 2.76 | 2.77 | 2.64
PeakO | 0 | 0 | 0 | 0 | 0 | 0
ST | 0 | 0 | 0 | 0 | 0 | 0
STOG | 0 | 0 | 0 | 0 | 0 | 0
STWD | 24.47 | 24.47 | 24.47 | 24.47 | 24.47 | 24.47
WT | 0 | 0.01 | 0.01 | 0.01 | 0.01 | 0.01
IGCC | 0 | 0 | 0 | 0 | 0 | 0
DemandResponse | 0 | 0 | 0 | 0 | 0 | 0
IGCC-CCS | 0 | 0 | 0 | 0 | 0 | 0
WT_off | 0 | 0 | 0 | 0 | 0 | 0
PseudoUnit | 0 | 0 | 0 | 0 | 0 | 0
FixedInterchange | 0 | 0 | 0 | 0 | 0 | 0
Total Fuel Consumption by Reporting Type: IESO
ReportingType | 2015 | 2020 | 2025 | 2030 | 2035 | 2040
BM | 0 | 0 | 0 | 0 | 0 | 0
CC | 9.04 | 5.95 | 4.22 | 3.73 | 41.43 | 134.22
CSP | 0 | 0 | 0 | 0 | 0 | 0
CT | 0 | 0 | 0 | 0 | 0.01 | 0.47
Coal | 0 | 0 | 0 | 0 | 0 | 0
Geo | 0 | 0 | 0 | 0 | 0 | 0
H | 0 | 0 | 0 | 0 | 0 | 0
LFG | 1.56 | 1.56 | 1.56 | 1.56 | 1.61 | 1.61
Nuc | 1064.72 | 1064.72 | 1064.72 | 1064.72 | 980.48 | 854.53
PS | 0 | 0 | 0 | 0 | 0 | 0
PV | 0 | 0 | 0 | 0 | 0 | 0
PeakG | 0 | 0 | 0 | 0 | 0 | 0.05
PeakO | 0 | 0 | 0 | 0 | 0 | 0
ST | 0 | 0 | 0 | 0 | 0 | 0
STOG | 0 | 0 | 0 | 0 | 0 | 0
STWD | 0 | 0 | 0 | 0 | 0 | 0
WT | 0.01 | 0.01 | 0.01 | 0.01 | 0 | 0
IGCC | 0 | 0 | 0 | 0 | 0 | 0
DemandResponse | 0 | 0 | 0 | 0 | 0 | 0
IGCC-CCS | 0 | 0 | 0 | 0 | 0 | 0
WT_off | 0 | 0 | 0 | 0 | 0 | 0
PseudoUnit | 0 | 0 | 0 | 0 | 0 | 0
FixedInterchange | 0 | 0 | 0 | 0 | 0 | 0
Total Fuel Consumption by Reporting Type: MAPP_CA
ReportingType | 2015 | 2020 | 2025 | 2030 | 2035 | 2040
BM | 0 | 0 | 0 | 0 | 0 | 0
CC | 26.07 | 16.94 | 4.23 | 0 | 0 | 0.53
CSP | 0 | 0 | 0 | 0 | 0 | 0
CT | 0 | 0 | 0 | 0 | 0 | 0
Coal | 3.57 | 8.06 | 0.02 | 0 | 0 | 0
Geo | 0 | 0 | 0 | 0 | 0 | 0
H | 0 | 0 | 0.01 | 0.03 | 0.03 | 0.03
LFG | 0 | 0 | 0 | 0 | 0 | 0
Nuc | 0 | 0 | 0 | 0 | 0 | 0
PS | 0 | 0 | 0 | 0 | 0 | 0
PV | 0 | 0 | 0 | 0 | 0 | 0
PeakG | 0 | 0 | 0 | 0 | 0 | 0
PeakO | 0 | 0 | 0 | 0 | 0 | 0
ST | 0 | 0 | 0 | 0 | 0 | 0
STOG | 0.01 | 0 | 0 | 0 | 0 | 0
STWD | 0 | 0 | 0 | 0 | 0 | 0
WT | 0 | 0 | 0 | 0 | 0 | 0
IGCC | 0 | 0 | 0 | 0 | 0 | 0
DemandResponse | 0 | 0 | 0 | 0 | 0 | 0
IGCC-CCS | 0 | 0 | 0 | 0 | 0 | 0
WT_off | 0 | 0 | 0 | 0 | 0 | 0
PseudoUnit | 0 | 0 | 0 | 0 | 0 | 0
FixedInterchange | 0 | 0 | 0 | 0 | 0 | 0
Total Fuel Consumption by Reporting Type: AZ_NM_SNV_Coal
ReportingType | 2015 | 2020 | 2025 | 2030 | 2035 | 2040
BM | 0 | 0 | 0 | 0 | 0 | 0
CC | 0 | 0 | 0 | 0 | 0 | 0
CSP | 0 | 0 | 0 | 0 | 0 | 0
CT | 0 | 0 | 0 | 0 | 0 | 0
Coal | 775.37 | 775.36 | 775.36 | 775.36 | 917.54 | 1568.54
Geo | 0 | 0 | 0 | 0 | 0 | 0
H | 0 | 0 | 0 | 0 | 0 | 0
LFG | 0 | 0 | 0 | 0 | 0 | 0
Nuc | 0 | 0 | 0 | 0 | 0 | 0
PS | 0 | 0 | 0 | 0 | 0 | 0
PV | 0 | 0 | 0 | 0 | 0 | 0
PeakG | 0 | 0 | 0 | 0 | 0 | 0
PeakO | 0 | 0 | 0 | 0 | 0 | 0
ST | 0 | 0 | 0 | 0 | 0 | 0
STOG | 0 | 0 | 0 | 0 | 0 | 0
STWD | 0 | 0 | 0 | 0 | 0 | 0
WT | 0 | 0 | 0 | 0 | 0 | 0
IGCC | 0 | 0 | 0 | 0 | 0 | 0
DemandResponse | 0 | 0 | 0 | 0 | 0 | 0
IGCC-CCS | 0 | 0 | 0 | 0 | 0 | 0
WT_off | 0 | 0 | 0 | 0 | 0 | 0
PseudoUnit | 0 | 0 | 0 | 0 | 0 | 0
FixedInterchange | 0 | 0 | 0 | 0 | 0 | 0
Total Fuel Consumption by Reporting Type: AZ_NM_SNV_Gas
ReportingType | 2015 | 2020 | 2025 | 2030 | 2035 | 2040
BM | 0 | 0 | 0 | 0 | 0 | 0
CC | 752.54 | 890.31 | 886.34 | 1074.09 | 1073.31 | 978.26
CSP | 0 | 0 | 0 | 0 | 0 | 0
CT | 0 | 0 | 1.56 | 3.05 | 0 | 0
Coal | 0 | 0 | 0 | 0 | 0 | 0
Geo | 0 | 0 | 0 | 0 | 0 | 0
H | 0 | 0 | 0 | 0 | 0 | 0
LFG | 0 | 0 | 0 | 0 | 0 | 0
Nuc | 0 | 0 | 0 | 0 | 0 | 0
PS | 0 | 0 | 0 | 0 | 0 | 0
PV | 0 | 0 | 0 | 0 | 0 | 0
PeakG | 0 | 0 | 2.85 | 4.85 | 5.71 | 0
PeakO | 0 | 0 | 0 | 0 | 0 | 0
ST | 0 | 0 | 0 | 0 | 0 | 0
STOG | 0 | 0 | 0 | 0 | 0 | 0
STWD | 0 | 0 | 0 | 0 | 0 | 0
WT | 0 | 0 | 0 | 0 | 0 | 0
IGCC | 0 | 0 | 0 | 0 | 0 | 0
DemandResponse | 0 | 0 | 0 | 0 | 0 | 0
IGCC-CCS | 0 | 0 | 0 | 0 | 0 | 0
WT_off | 0 | 0 | 0 | 0 | 0 | 0
PseudoUnit | 0 | 0 | 0 | 0 | 0 | 0
FixedInterchange | 0 | 0 | 0 | 0 | 0 | 0
Total Fuel Consumption by Reporting Type: AZ_NM_SNV_NucRenew
ReportingType | 2015 | 2020 | 2025 | 2030 | 2035 | 2040
BM | 0 | 0 | 0 | 0 | 0 | 0
CC | 0 | 0 | 0 | 0 | 0 | 0
CSP | 0 | 0 | 0 | 0 | 0 | 0
CT | 0 | 0 | 0 | 0 | 0 | 0
Coal | 0 | 0 | 0 | 0 | 0 | 0
Geo | 0 | 0 | 0.01 | 0.01 | 0.01 | 0.01
H | 0 | 0 | 0 | 0 | 0 | 0
LFG | 0 | 0 | 6.53 | 6.53 | 6.53 | 6.53
Nuc | 317.72 | 317.72 | 317.72 | 317.72 | 317.72 | 317.72
PS | 0 | 0 | 0 | 0 | 0 | 0
PV | 0 | 0 | 0 | 0 | 0 | 0
PeakG | 0 | 0 | 0 | 0 | 0 | 0
PeakO | 0 | 0 | 0 | 0 | 0 | 0
ST | 0 | 0 | 0 | 0 | 0 | 0
STOG | 0 | 0 | 0 | 0 | 0 | 0
STWD | 1.77 | 1.77 | 1.77 | 1.77 | 1.77 | 1.77
WT | 0 | 0 | 0 | 0 | 0 | 0
IGCC | 0 | 0 | 0 | 0 | 0 | 0
DemandResponse | 0 | 0 | 0 | 0 | 0 | 0
IGCC-CCS | 0 | 0 | 0 | 0 | 0 | 0
WT_off | 0 | 0 | 0 | 0 | 0 | 0
PseudoUnit | 0 | 0 | 0 | 0 | 0 | 0
FixedInterchange | 0 | 0 | 0 | 0 | 0 | 0
Total Fuel Consumption by Reporting Type: ERCOT
ReportingType | 2015 | 2020 | 2025 | 2030 | 2035 | 2040
BM | 0 | 2 | 1.28 | 179.16 | 185.39 | 196.68
CC | 1022.73 | 891.09 | 719.95 | 589.79 | 621.62 | 687.1
CSP | 0 | 0 | 0 | 0 | 0 | 0
CT | 0 | 0 | 0 | 0 | 0 | 0
Coal | 1255.01 | 1348.31 | 1416.47 | 1431.04 | 1451.14 | 1463.18
Geo | 0 | 0 | 0 | 0 | 0 | 0
H | 0 | 0 | 0 | 0 | 0 | 0
LFG | 0 | 0 | 38.09 | 38.09 | 38.09 | 38.09
Nuc | 422.69 | 422.69 | 422.69 | 422.69 | 422.69 | 422.69
PS | 0 | 0 | 0 | 0 | 0 | 0
PV | 0 | 0 | 0 | 0 | 0 | 0
PeakG | 0 | 0 | 0 | 0 | 0 | 0
PeakO | 0 | 0 | 0 | 0 | 0 | 0
ST | 0 | 0 | 0 | 0 | 0 | 0
STOG | 52.23 | 55.33 | 53.27 | 46.47 | 44.48 | 39.62
STWD | 0 | 0 | 0 | 0 | 0 | 0
WT | 0.03 | 0.05 | 0.08 | 0.1 | 0.1 | 0.1
IGCC | 0 | 0 | 0 | 0 | 0 | 0
DemandResponse | 0 | 0 | 0 | 0 | 0 | 0
IGCC-CCS | 0 | 0 | 0 | 0 | 0 | 0
WT_off | 0 | 0 | 0 | 0 | 0 | 0
PseudoUnit | 0 | 0 | 0 | 0 | 0 | 0
FixedInterchange | 0 | 0 | 0 | 0 | 0 | 0
Total Fuel Consumption by Reporting Type: NP15
ReportingType | 2015 | 2020 | 2025 | 2030 | 2035 | 2040
BM | 0 | 0 | 0 | 0 | 0 | 0
CC | 250.17 | 259.79 | 197.1 | 152.63 | 85.15 | 35.47
CSP | 0 | 0 | 0 | 0 | 0 | 0
CT | 0 | 0 | 0 | 0 | 0 | 0
Coal | 2.5 | 0 | 0 | 0 | 0 | 0
Geo | 0.01 | 0.01 | 0.01 | 0.01 | 0.01 | 0.01
H | 0 | 0 | 0 | 0 | 0 | 0
LFG | 0 | 60.8 | 60.8 | 60.8 | 60.8 | 60.8
Nuc | 187.74 | 187.74 | 187.74 | 187.74 | 187.74 | 187.74
PS | 0 | 0 | 0 | 0 | 0 | 0
PV | 0 | 0 | 0 | 0 | 0 | 0
PeakG | 0 | 0 | 0 | 0 | 0 | 0.05
PeakO | 0 | 0 | 0 | 0 | 0 | 0
ST | 0 | 0 | 0 | 0 | 0 | 0
STOG | 1.29 | 1.69 | 0.72 | 1.4 | 0.86 | 1.57
STWD | 37.44 | 37.44 | 37.44 | 37.44 | 37.44 | 37.44
WT | 0 | 0 | 0.03 | 0.03 | 0.03 | 0.03
IGCC | 0 | 0 | 0 | 0 | 0 | 0
DemandResponse | 0 | 0 | 0 | 0 | 0 | 0
IGCC-CCS | 0 | 0 | 0 | 0 | 0 | 0
WT_off | 0 | 0 | 0 | 0 | 0 | 0
PseudoUnit | 0 | 0 | 0 | 0 | 0 | 0
FixedInterchange | 0 | 0 | 0 | 0 | 0 | 0
Total Fuel Consumption by Reporting Type: NWPP_Coal
ReportingType | 2015 | 2020 | 2025 | 2030 | 2035 | 2040
BM | 0 | 0 | 0 | 0 | 0 | 0
CC | 0 | 0 | 0 | 0 | 0 | 0
CSP | 0 | 0 | 0 | 0 | 0 | 0
CT | 0 | 0 | 0 | 0 | 0 | 0
Coal | 1032.68 | 1032.58 | 1032.58 | 1032.58 | 1032.58 | 1032.58
Geo | 0 | 0 | 0 | 0 | 0 | 0
H | 0 | 0 | 0 | 0 | 0 | 0
LFG | 0 | 0 | 0 | 0 | 0 | 0
Nuc | 0 | 0 | 0 | 0 | 0 | 0
PS | 0 | 0 | 0 | 0 | 0 | 0
PV | 0 | 0 | 0 | 0 | 0 | 0
PeakG | 0 | 0 | 0 | 0 | 0 | 0
PeakO | 0 | 0 | 0 | 0 | 0 | 0
ST | 0 | 0 | 0 | 0 | 0 | 0
STOG | 0 | 0 | 0 | 0 | 0 | 0
STWD | 0 | 0 | 0 | 0 | 0 | 0
WT | 0 | 0 | 0 | 0 | 0 | 0
IGCC | 0 | 0 | 0 | 0 | 0 | 0
DemandResponse | 0 | 0 | 0 | 0 | 0 | 0
IGCC-CCS | 0 | 0 | 0 | 0 | 0 | 0
WT_off | 0 | 0 | 0 | 0 | 0 | 0
PseudoUnit | 0 | 0 | 0 | 0 | 0 | 0
FixedInterchange | 0 | 0 | 0 | 0 | 0 | 0
Total Fuel Consumption by Reporting Type: NWPP_Gas
ReportingType | 2015 | 2020 | 2025 | 2030 | 2035 | 2040
BM | 0 | 0 | 0 | 0 | 0 | 0
CC | 362.19 | 362.19 | 362.19 | 517.66 | 747.32 | 756.75
CSP | 0 | 0 | 0 | 0 | 0 | 0
CT | 0 | 0 | 0 | 0 | 0 | 0
Coal | 0 | 0 | 0 | 0 | 0 | 30.14
Geo | 0 | 0 | 0 | 0 | 0 | 0
H | 0 | 0 | 0 | 0 | 0 | 0
LFG | 0 | 0 | 0 | 0 | 0 | 0
Nuc | 0 | 0 | 0 | 0 | 0 | 0
PS | 0 | 0 | 0 | 0 | 0 | 0
PV | 0 | 0 | 0 | 0 | 0 | 0
PeakG | 0 | 0 | 0 | 0 | 0 | 0
PeakO | 0 | 0 | 0 | 0 | 0 | 0
ST | 0 | 0 | 0 | 0 | 0 | 0
STOG | 0 | 0 | 0 | 0 | 0 | 0
STWD | 0 | 0 | 0 | 0 | 0 | 0
WT | 0 | 0 | 0 | 0 | 0 | 0
IGCC | 0 | 0 | 0 | 0 | 0 | 0
DemandResponse | 0 | 0 | 0 | 0 | 0 | 0
IGCC-CCS | 0 | 0 | 0 | 0 | 0 | 0
WT_off | 0 | 0 | 0 | 0 | 0 | 0
PseudoUnit | 0 | 0 | 0 | 0 | 0 | 0
FixedInterchange | 0 | 0 | 0 | 0 | 0 | 0
Total Fuel Consumption by Reporting Type: NWPP_NucRenew
ReportingType | 2015 | 2020 | 2025 | 2030 | 2035 | 2040
BM | 0 | 0 | 0 | 0 | 0 | 0.01
CC | 0 | 0 | 0 | 0 | 0 | 0
CSP | 0 | 0 | 0 | 0 | 0 | 0
CT | 0 | 0 | 0 | 0 | 0 | 0
Coal | 0 | 0 | 0 | 0 | 0 | 0
Geo | 0 | 0 | 0.01 | 0.01 | 0.01 | 0.01
H | 0 | 0 | 0 | 0 | 0 | 0
LFG | 2.74 | 2.74 | 22.6 | 29.05 | 29.05 | 29.05
Nuc | 88.66 | 88.66 | 88.66 | 88.66 | 88.66 | 88.66
PS | 0 | 0 | 0 | 0 | 0 | 0
PV | 0 | 0 | 0 | 0 | 0 | 0
PeakG | 0 | 0 | 0 | 0 | 0 | 0
PeakO | 0 | 0 | 0 | 0 | 0 | 0
ST | 0 | 0 | 0 | 0 | 0 | 0
STOG | 0 | 0 | 0 | 0 | 0 | 0
STWD | 0 | 0.96 | 15.96 | 31.2 | 31.2 | 31.19
WT | 0.02 | 0.02 | 0.02 | 0.02 | 0.02 | 0.02
IGCC | 0 | 0 | 0 | 0 | 0 | 0
DemandResponse | 0 | 0 | 0 | 0 | 0 | 0
IGCC-CCS | 0 | 0 | 0 | 0 | 0 | 0
WT_off | 0 | 0 | 0 | 0 | 0 | 0
PseudoUnit | 0 | 0 | 0 | 0 | 0 | 0
FixedInterchange | 0 | 0 | 0 | 0 | 0 | 0
Total Fuel Consumption by Reporting Type: RMPA
ReportingType | 2015 | 2020 | 2025 | 2030 | 2035 | 2040
BM | 0 | 0 | 0 | 0 | 0 | 0
CC | 39.26 | 60.31 | 17.66 | 23.57 | 19.48 | 21.19
CSP | 0 | 0 | 0 | 0 | 0 | 0
CT | 0 | 0 | 0 | 0 | 0 | 0
Coal | 577.93 | 564.94 | 529.15 | 530.09 | 609.98 | 696.18
Geo | 0 | 0 | 0.02 | 0.02 | 0.02 | 0.02
H | 0 | 0 | 0 | 0 | 0 | 0
LFG | 0.15 | 0.15 | 0.15 | 3.26 | 3.26 | 3.26
Nuc | 0 | 0 | 0 | 0 | 0 | 0
PS | 0 | 0 | 0 | 0 | 0 | 0
PV | 0 | 0 | 0 | 0 | 0 | 0
PeakG | 0.04 | 0.16 | 0 | 0.39 | 0.06 | 0.16
PeakO | 0 | 0 | 0 | 0 | 0 | 0
ST | 0 | 0 | 0 | 0 | 0 | 0
STOG | 0 | 0 | 0 | 0 | 0 | 0
STWD | 0 | 0 | 0 | 0 | 0 | 0
WT | 0.01 | 0.01 | 0.01 | 0.01 | 0.01 | 0.01
IGCC | 0 | 0 | 0 | 0 | 0 | 0
DemandResponse | 0 | 0 | 0 | 0 | 0 | 0
IGCC-CCS | 0 | 0 | 0 | 0 | 0 | 0
WT_off | 0 | 0 | 0 | 0 | 0 | 0
PseudoUnit | 0 | 0 | 0 | 0 | 0 | 0
FixedInterchange | 0 | 0 | 0 | 0 | 0 | 0
Total Fuel Consumption by Reporting Type: SP15
ReportingType | 2015 | 2020 | 2025 | 2030 | 2035 | 2040
BM | 0.58 | 0.58 | 0.58 | 0.58 | 0.42 | 0.36
CC | 169.84 | 175.05 | 154.01 | 135.9 | 126.26 | 67.11
CSP | 0 | 0 | 0 | 0 | 0 | 0
CT | 0 | 0 | 0 | 0 | 0 | 0
Coal | 8.42 | 8.42 | 8.42 | 7.46 | 0 | 0
Geo | 0.01 | 0.02 | 0.02 | 0.02 | 0.02 | 0.02
H | 0 | 0 | 0 | 0 | 0 | 0
LFG | 0.99 | 60.8 | 60.8 | 60.8 | 60.8 | 60.8
Nuc | 173.28 | 173.28 | 173.28 | 173.28 | 173.28 | 173.28
PS | 0 | 0 | 0 | 0 | 0 | 0
PV | 0 | 0 | 0 | 0 | 0 | 0
PeakG | 0 | 0 | 0 | 0 | 0.04 | 0
PeakO | 0 | 0 | 0 | 0 | 0 | 0
ST | 0 | 0 | 0 | 0 | 0 | 0
STOG | 2.31 | 3.63 | 2.32 | 4.15 | 8.34 | 5.06
STWD | 9.59 | 9.59 | 9.59 | 9.59 | 9.59 | 9.59
WT | 0.01 | 0.01 | 0.01 | 0.01 | 0.01 | 0.01
IGCC | 0 | 0 | 0 | 0 | 0 | 0
DemandResponse | 0 | 0 | 0 | 0 | 0 | 0
IGCC-CCS | 0 | 0 | 0 | 0 | 0 | 0
WT_off | 0 | 0 | 0 | 0 | 0 | 0
PseudoUnit | 0 | 0 | 0 | 0 | 0 | 0
FixedInterchange | 0 | 0 | 0 | 0 | 0 | 0
Total Fuel Consumption by Reporting Type: ALB
ReportingType | 2015 | 2020 | 2025 | 2030 | 2035 | 2040
BM | 0 | 0 | 0 | 0 | 0 | 0
CC | 139.49 | 163.99 | 205.28 | 235.57 | 271.96 | 295.54
CSP | 0 | 0 | 0 | 0 | 0 | 0
CT | 0 | 0 | 0 | 0 | 0 | 0
Coal | 470.15 | 470.15 | 470.15 | 470.15 | 470.15 | 470.15
Geo | 0 | 0 | 0 | 0 | 0 | 0
H | 0 | 0 | 0 | 0 | 0 | 0
LFG | 0 | 0 | 0 | 0 | 0 | 0
Nuc | 0 | 0 | 0 | 0 | 0 | 0
PS | 0 | 0 | 0 | 0 | 0 | 0
PV | 0 | 0 | 0 | 0 | 0 | 0
PeakG | 0 | 0 | 0 | 0 | 0 | 0
PeakO | 0 | 0 | 0 | 0 | 0 | 0
ST | 0 | 0 | 0 | 0 | 0 | 0
STOG | 0 | 0 | 0 | 0 | 0 | 0
STWD | 0 | 0 | 0 | 0 | 0 | 0
WT | 0 | 0 | 0 | 0 | 0 | 0
IGCC | 0 | 0 | 0 | 0 | 0 | 0
DemandResponse | 0 | 0 | 0 | 0 | 0 | 0
IGCC-CCS | 0 | 0 | 0 | 0 | 0 | 0
WT_off | 0 | 0 | 0 | 0 | 0 | 0
PseudoUnit | 0 | 0 | 0 | 0 | 0 | 0
FixedInterchange | 0 | 0 | 0 | 0 | 0 | 0
Total Fuel Consumption by Reporting Type: BC
ReportingType | 2015 | 2020 | 2025 | 2030 | 2035 | 2040
BM | 0 | 0 | 0 | 0 | 0 | 0
CC | 68.76 | 77.26 | 102.43 | 135.4 | 166.42 | 199.83
CSP | 0 | 0 | 0 | 0 | 0 | 0
CT | 0 | 0 | 0 | 0 | 0 | 0
Coal | 0 | 0 | 0 | 0 | 0 | 0
Geo | 0 | 0 | 0 | 0 | 0 | 0
H | 0 | 0 | 0 | 0 | 0 | 0
LFG | 0 | 0 | 0 | 0 | 0 | 0
Nuc | 0 | 0 | 0 | 0 | 0 | 0
PS | 0 | 0 | 0 | 0 | 0 | 0
PV | 0 | 0 | 0 | 0 | 0 | 0
PeakG | 0 | 0 | 0 | 0 | 0 | 0
PeakO | 0 | 0 | 0 | 0 | 0 | 0
ST | 0 | 0 | 0 | 0 | 0 | 0
STOG | 0 | 0 | 0 | 0 | 0 | 0
STWD | 0 | 0 | 0 | 0 | 0 | 0
WT | 0 | 0 | 0 | 0 | 0 | 0
IGCC | 0 | 0 | 0 | 0 | 0 | 0
DemandResponse | 0 | 0 | 0 | 0 | 0 | 0
IGCC-CCS | 0 | 0 | 0 | 0 | 0 | 0
WT_off | 0 | 0 | 0 | 0 | 0 | 0
PseudoUnit | 0 | 0 | 0 | 0 | 0 | 0
FixedInterchange | 0 | 0 | 0 | 0 | 0 | 0
Total Fuel Consumption by Reporting Type: HQ_IESO
ReportingType | 2015 | 2020 | 2025 | 2030 | 2035 | 2040
BM | 0 | 0 | 0 | 0 | 0 | 0
CC | 0 | 0 | 0 | 0 | 0 | 0
CSP | 0 | 0 | 0 | 0 | 0 | 0
CT | 0 | 0 | 0 | 0 | 0 | 0
Coal | 0 | 0 | 0 | 0 | 0 | 0
Geo | 0 | 0 | 0 | 0 | 0 | 0
H | 0 | 0 | 0 | 0 | 0 | 0
LFG | 0 | 0 | 0 | 0 | 0 | 0
Nuc | 0 | 0 | 0 | 0 | 0 | 0
PS | 0 | 0 | 0 | 0 | 0 | 0
PV | 0 | 0 | 0 | 0 | 0 | 0
PeakG | 0 | 0 | 0 | 0 | 0 | 0
PeakO | 0 | 0 | 0 | 0 | 0 | 0
ST | 0 | 0 | 0 | 0 | 0 | 0
STOG | 0 | 0 | 0 | 0 | 0 | 0
STWD | 0 | 0 | 0 | 0 | 0 | 0
WT | 0 | 0 | 0 | 0 | 0 | 0
IGCC | 0 | 0 | 0 | 0 | 0 | 0
DemandResponse | 0 | 0 | 0 | 0 | 0 | 0
IGCC-CCS | 0 | 0 | 0 | 0 | 0 | 0
WT_off | 0 | 0 | 0 | 0 | 0 | 0
PseudoUnit | 0 | 0 | 0 | 0 | 0 | 0
FixedInterchange | 0 | 0 | 0 | 0 | 0 | 0
Total Fuel Consumption by Reporting Type: HQ_NEISO
ReportingType | 2015 | 2020 | 2025 | 2030 | 2035 | 2040
BM | 0 | 0 | 0 | 0 | 0 | 0
CC | 0 | 0 | 0 | 0 | 0 | 0
CSP | 0 | 0 | 0 | 0 | 0 | 0
CT | 0 | 0 | 0 | 0 | 0 | 0
Coal | 0 | 0 | 0 | 0 | 0 | 0
Geo | 0 | 0 | 0 | 0 | 0 | 0
H | 0 | 0 | 0 | 0 | 0 | 0
LFG | 0 | 0 | 0 | 0 | 0 | 0
Nuc | 0 | 0 | 0 | 0 | 0 | 0
PS | 0 | 0 | 0 | 0 | 0 | 0
PV | 0 | 0 | 0 | 0 | 0 | 0
PeakG | 0 | 0 | 0 | 0 | 0 | 0
PeakO | 0 | 0 | 0 | 0 | 0 | 0
ST | 0 | 0 | 0 | 0 | 0 | 0
STOG | 0 | 0 | 0 | 0 | 0 | 0
STWD | 0 | 0 | 0 | 0 | 0 | 0
WT | 0 | 0 | 0 | 0 | 0 | 0
IGCC | 0 | 0 | 0 | 0 | 0 | 0
DemandResponse | 0 | 0 | 0 | 0 | 0 | 0
IGCC-CCS | 0 | 0 | 0 | 0 | 0 | 0
WT_off | 0 | 0 | 0 | 0 | 0 | 0
PseudoUnit | 0 | 0 | 0 | 0.01 | 0.01 | 0.01
FixedInterchange | 0.02 | 0.02 | 0.02 | 0.02 | 0.02 | 0.02
Total Fuel Consumption by Reporting Type: HQ_NY
ReportingType | 2015 | 2020 | 2025 | 2030 | 2035 | 2040
BM | 0 | 0 | 0 | 0 | 0 | 0
CC | 0 | 0 | 0 | 0 | 0 | 0
CSP | 0 | 0 | 0 | 0 | 0 | 0
CT | 0 | 0 | 0 | 0 | 0 | 0
Coal | 0 | 0 | 0 | 0 | 0 | 0
Geo | 0 | 0 | 0 | 0 | 0 | 0
H | 0 | 0 | 0 | 0 | 0 | 0
LFG | 0 | 0 | 0 | 0 | 0 | 0
Nuc | 0 | 0 | 0 | 0 | 0 | 0
PS | 0 | 0 | 0 | 0 | 0 | 0
PV | 0 | 0 | 0 | 0 | 0 | 0
PeakG | 0 | 0 | 0 | 0 | 0 | 0
PeakO | 0 | 0 | 0 | 0 | 0 | 0
ST | 0 | 0 | 0 | 0 | 0 | 0
STOG | 0 | 0 | 0 | 0 | 0 | 0
STWD | 0 | 0 | 0 | 0 | 0 | 0
WT | 0 | 0 | 0 | 0 | 0 | 0
IGCC | 0 | 0 | 0 | 0 | 0 | 0
DemandResponse | 0 | 0 | 0 | 0 | 0 | 0
IGCC-CCS | 0 | 0 | 0 | 0 | 0 | 0
WT_off | 0 | 0 | 0 | 0 | 0 | 0
PseudoUnit | 0 | 0.01 | 0.01 | 0.01 | 0.01 | 0.01
FixedInterchange | 0.01 | 0.01 | 0.01 | 0.01 | 0.01 | 0.01
Total Fuel Consumption by Reporting Type: MARITIMES
ReportingType | 2015 | 2020 | 2025 | 2030 | 2035 | 2040
BM | 0 | 0 | 0 | 0 | 0 | 0
CC | 0 | 0 | 0 | 0 | 0 | 0
CSP | 0 | 0 | 0 | 0 | 0 | 0
CT | 0 | 0 | 0 | 0 | 0 | 0
Coal | 0 | 0 | 0 | 0 | 0 | 0
Geo | 0 | 0 | 0 | 0 | 0 | 0
H | 0 | 0 | 0 | 0 | 0 | 0
LFG | 0 | 0 | 0 | 0 | 0 | 0
Nuc | 0 | 0 | 0 | 0 | 0 | 0
PS | 0 | 0 | 0 | 0 | 0 | 0
PV | 0 | 0 | 0 | 0 | 0 | 0
PeakG | 0 | 0 | 0 | 0 | 0 | 0
PeakO | 0 | 0 | 0 | 0 | 0 | 0
ST | 0 | 0 | 0 | 0 | 0 | 0
STOG | 0 | 0 | 0 | 0 | 0 | 0
STWD | 0 | 0 | 0 | 0 | 0 | 0
WT | 0 | 0 | 0 | 0 | 0 | 0
IGCC | 0 | 0 | 0 | 0 | 0 | 0
DemandResponse | 0 | 0 | 0 | 0 | 0 | 0
IGCC-CCS | 0 | 0 | 0 | 0 | 0 | 0
WT_off | 0 | 0 | 0 | 0 | 0 | 0
PseudoUnit | 0 | 0 | 0 | 0 | 0 | 0
FixedInterchange | 0.01 | 0.01 | 0.01 | 0.01 | 0.01 | 0.01
Total Fuel Consumption by Reporting Type: All
ReportingType | 2015 | 2020 | 2025 | 2030 | 2035 | 2040
BM | 25.27 | 83.51 | 134.27 | 318.85 | 337.1 | 348.98
CC | 7715.77 | 8065.14 | 7103.76 | 6486.4 | 8202.08 | 9185.04
CSP | 0 | 0 | 0 | 0 | 0 | 0
CT | 10.24 | 22.11 | 27 | 27.99 | 59.98 | 71.97
Coal | 18373.3 | 16898.88 | 16496.34 | 15989.13 | 17120.33 | 18692.16
Geo | 0.02 | 0.04 | 0.07 | 0.07 | 0.07 | 0.07
H | 0 | 0.01 | 0.02 | 0.04 | 0.04 | 0.04
LFG | 20.69 | 230.83 | 468.63 | 546.48 | 546.52 | 546.51
Nuc | 9611.91 | 9929.34 | 9929.34 | 9808.02 | 7627.79 | 6006.59
PS | 0 | 0 | 0 | 0 | 0 | 0
PV | 0 | 0.01 | 0.01 | 0.01 | 0.01 | 0.01
PeakG | 38.17 | 49.82 | 65.73 | 59.89 | 73.74 | 65.69
PeakO | 0 | 0 | 0.01 | 0 | 0 | 0
ST | 0 | 0.01 | 0.01 | 0.01 | 0.01 | 0.01
STOG | 180.01 | 187.21 | 173.13 | 145.69 | 172.96 | 173.17
STWD | 132.32 | 220.77 | 185.22 | 246.57 | 249.87 | 263.24
WT | 0.18 | 0.32 | 0.6 | 0.87 | 0.91 | 0.95
IGCC | 40.45 | 40.45 | 40.45 | 40.45 | 40.45 | 40.45
DemandResponse | 0 | 0 | 0 | 0 | 0 | 0
IGCC-CCS | 0 | 0 | 0 | 0 | 0 | 0
WT_off | 0 | 0 | 0.01 | 0.01 | 0 | 0
PseudoUnit | 0 | 0.01 | 0.02 | 0.03 | 0.03 | 0.03
FixedInterchange | 0.04 | 0.04 | 0.04 | 0.04 | 0.04 | 0.04
Total Fuel Consumption by Reporting Type: EI_US
ReportingType | 2015 | 2020 | 2025 | 2030 | 2035 | 2040
BM | 24.69 | 80.93 | 132.41 | 139.11 | 151.29 | 151.93
CC | 4875.67 | 5162.27 | 4450.35 | 3618.05 | 5049.12 | 6009.03
CSP | 0 | 0 | 0 | 0 | 0 | 0
CT | 10.23 | 22.11 | 25.44 | 24.94 | 59.97 | 71.5
Coal | 14247.68 | 12691.07 | 12264.19 | 11742.45 | 12638.95 | 13431.39
Geo | 0 | 0 | 0 | 0 | 0 | 0
H | 0 | 0 | 0.01 | 0.01 | 0.01 | 0.01
LFG | 15.24 | 104.79 | 278.11 | 346.39 | 346.37 | 346.37
Nuc | 7357.09 | 7674.53 | 7674.53 | 7553.2 | 5457.23 | 3961.98
PS | 0 | 0 | 0 | 0 | 0 | 0
PV | 0 | 0 | 0.01 | 0.01 | 0.01 | 0.01
PeakG | 38.13 | 49.66 | 62.88 | 54.65 | 67.93 | 65.44
PeakO | 0 | 0 | 0.01 | 0 | 0 | 0
ST | 0 | 0 | 0 | 0 | 0 | 0
STOG | 124.18 | 126.56 | 116.83 | 93.68 | 119.27 | 126.92
STWD | 83.51 | 171 | 120.46 | 166.57 | 169.86 | 183.25
WT | 0.11 | 0.23 | 0.45 | 0.7 | 0.74 | 0.78
IGCC | 40.45 | 40.45 | 40.45 | 40.45 | 40.45 | 40.45
DemandResponse | 0 | 0 | 0 | 0 | 0 | 0
IGCC-CCS | 0 | 0 | 0 | 0 | 0 | 0
WT_off | 0 | 0 | 0.01 | 0.01 | 0 | 0
PseudoUnit | 0 | 0.01 | 0.02 | 0.03 | 0.03 | 0.03
FixedInterchange | 0.03 | 0.03 | 0.03 | 0.03 | 0.03 | 0.03
Total Fuel Consumption by Reporting Type: EI_Canada
ReportingType | 2015 | 2020 | 2025 | 2030 | 2035 | 2040
BM | 0 | 0 | 0 | 0 | 0 | 0
CC | 35.11 | 22.89 | 8.44 | 3.73 | 41.43 | 134.76
CSP | 0 | 0 | 0 | 0 | 0 | 0
CT | 0 | 0 | 0 | 0 | 0.01 | 0.47
Coal | 3.57 | 8.06 | 0.02 | 0 | 0 | 0
Geo | 0 | 0 | 0 | 0 | 0 | 0
H | 0 | 0 | 0.01 | 0.03 | 0.03 | 0.03
LFG | 1.56 | 1.56 | 1.56 | 1.56 | 1.61 | 1.61
Nuc | 1064.72 | 1064.72 | 1064.72 | 1064.72 | 980.48 | 854.53
PS | 0 | 0 | 0 | 0 | 0 | 0
PV | 0 | 0 | 0 | 0 | 0 | 0
PeakG | 0 | 0 | 0 | 0 | 0 | 0.05
PeakO | 0 | 0 | 0 | 0 | 0 | 0
ST | 0 | 0 | 0 | 0 | 0 | 0
STOG | 0.01 | 0 | 0 | 0 | 0 | 0
STWD | 0 | 0 | 0 | 0 | 0 | 0
WT | 0.01 | 0.01 | 0.01 | 0.01 | 0 | 0
IGCC | 0 | 0 | 0 | 0 | 0 | 0
DemandResponse | 0 | 0 | 0 | 0 | 0 | 0
IGCC-CCS | 0 | 0 | 0 | 0 | 0 | 0
WT_off | 0 | 0 | 0 | 0 | 0 | 0
PseudoUnit | 0 | 0 | 0 | 0 | 0 | 0
FixedInterchange | 0 | 0 | 0 | 0 | 0 | 0
Total Fuel Consumption by Reporting Type: EI
ReportingType | 2015 | 2020 | 2025 | 2030 | 2035 | 2040
BM | 24.69 | 80.93 | 132.41 | 139.11 | 151.29 | 151.93
CC | 4910.79 | 5185.16 | 4458.8 | 3621.77 | 5090.56 | 6143.78
CSP | 0 | 0 | 0 | 0 | 0 | 0
CT | 10.24 | 22.11 | 25.44 | 24.94 | 59.98 | 71.97
Coal | 14251.25 | 12699.13 | 12264.2 | 11742.45 | 12638.95 | 13431.39
Geo | 0 | 0 | 0 | 0 | 0 | 0
H | 0 | 0.01 | 0.02 | 0.04 | 0.04 | 0.04
LFG | 16.8 | 106.35 | 279.68 | 347.95 | 347.99 | 347.98
Nuc | 8421.82 | 8739.25 | 8739.25 | 8617.93 | 6437.71 | 4816.51
PS | 0 | 0 | 0 | 0 | 0 | 0
PV | 0 | 0 | 0.01 | 0.01 | 0.01 | 0.01
PeakG | 38.13 | 49.66 | 62.88 | 54.65 | 67.93 | 65.49
PeakO | 0 | 0 | 0.01 | 0 | 0 | 0
ST | 0 | 0 | 0 | 0 | 0 | 0
STOG | 124.18 | 126.56 | 116.83 | 93.68 | 119.27 | 126.92
STWD | 83.51 | 171 | 120.46 | 166.57 | 169.86 | 183.25
WT | 0.12 | 0.24 | 0.46 | 0.71 | 0.75 | 0.78
IGCC | 40.45 | 40.45 | 40.45 | 40.45 | 40.45 | 40.45
DemandResponse | 0 | 0 | 0 | 0 | 0 | 0
IGCC-CCS | 0 | 0 | 0 | 0 | 0 | 0
WT_off | 0 | 0 | 0.01 | 0.01 | 0 | 0
PseudoUnit | 0 | 0.01 | 0.02 | 0.03 | 0.03 | 0.03
FixedInterchange | 0.04 | 0.04 | 0.04 | 0.04 | 0.04 | 0.04
Total Fuel Consumption by Reporting Type: Outside_EI
ReportingType | 2015 | 2020 | 2025 | 2030 | 2035 | 2040
BM | 0.58 | 2.59 | 1.86 | 179.74 | 185.81 | 197.05
CC | 2804.98 | 2879.98 | 2644.96 | 2864.63 | 3111.52 | 3041.25
CSP | 0 | 0 | 0 | 0 | 0 | 0
CT | 0 | 0 | 1.56 | 3.05 | 0 | 0
Coal | 4122.05 | 4199.75 | 4232.13 | 4246.68 | 4481.39 | 5260.77
Geo | 0.02 | 0.04 | 0.07 | 0.07 | 0.07 | 0.07
H | 0 | 0 | 0 | 0 | 0 | 0
LFG | 3.89 | 124.49 | 188.96 | 198.53 | 198.53 | 198.53
Nuc | 1190.09 | 1190.09 | 1190.09 | 1190.09 | 1190.09 | 1190.09
PS | 0 | 0 | 0 | 0 | 0 | 0
PV | 0 | 0 | 0 | 0 | 0 | 0
PeakG | 0.04 | 0.16 | 2.85 | 5.24 | 5.82 | 0.21
PeakO | 0 | 0 | 0 | 0 | 0 | 0
ST | 0 | 0.01 | 0.01 | 0.01 | 0.01 | 0.01
STOG | 55.83 | 60.65 | 56.31 | 52.01 | 53.69 | 46.25
STWD | 48.8 | 49.77 | 64.76 | 80.01 | 80.01 | 80
WT | 0.06 | 0.09 | 0.14 | 0.16 | 0.17 | 0.17
IGCC | 0 | 0 | 0 | 0 | 0 | 0
DemandResponse | 0 | 0 | 0 | 0 | 0 | 0
IGCC-CCS | 0 | 0 | 0 | 0 | 0 | 0
WT_off | 0 | 0 | 0 | 0 | 0 | 0
PseudoUnit | 0 | 0 | 0 | 0 | 0 | 0
FixedInterchange | 0 | 0 | 0 | 0 | 0 | 0
#5 | Annual Emmission Levels
SO2 Emissions (MMshortTons): Entergy
ReportingType | 2015 | 2020 | 2025 | 2030 | 2035 | 2040
BM | 0 | 0 | 0 | 0 | 0 | 0
CC | 0 | 0 | 0 | 0 | 0 | 0
CSP | 0 | 0 | 0 | 0 | 0 | 0
CT | 0 | 0 | 0 | 0 | 0 | 0
Coal | 0.38 | 0.09 | 0.06 | 0.05 | 0.08 | 0.11
Geo | 0 | 0 | 0 | 0 | 0 | 0
H | 0 | 0 | 0 | 0 | 0 | 0
LFG | 0 | 0 | 0 | 0 | 0 | 0
Nuc | 0 | 0 | 0 | 0 | 0 | 0
PS | 0 | 0 | 0 | 0 | 0 | 0
PV | 0 | 0 | 0 | 0 | 0 | 0
PeakG | 0 | 0 | 0 | 0 | 0 | 0
PeakO | 0 | 0 | 0 | 0 | 0 | 0
ST | 0 | 0 | 0 | 0 | 0 | 0
STOG | 0 | 0 | 0 | 0 | 0 | 0
STWD | 0 | 0 | 0 | 0 | 0 | 0
WT | 0 | 0 | 0 | 0 | 0 | 0
IGCC | 0 | 0 | 0 | 0 | 0 | 0
DemandResponse | 0 | 0 | 0 | 0 | 0 | 0
IGCC-CCS | 0 | 0 | 0 | 0 | 0 | 0
WT_off | 0 | 0 | 0 | 0 | 0 | 0
PseudoUnit | 0 | 0 | 0 | 0 | 0 | 0
FixedInterchange | 0 | 0 | 0 | 0 | 0 | 0
SO2 Emissions (MMshortTons): FRCC
ReportingType | 2015 | 2020 | 2025 | 2030 | 2035 | 2040
BM | 0 | 0 | 0 | 0 | 0 | 0
CC | 0 | 0 | 0 | 0 | 0 | 0
CSP | 0 | 0 | 0 | 0 | 0 | 0
CT | 0 | 0 | 0 | 0 | 0 | 0
Coal | 0.07 | 0.03 | 0.03 | 0.03 | 0.04 | 0.04
Geo | 0 | 0 | 0 | 0 | 0 | 0
H | 0 | 0 | 0 | 0 | 0 | 0
LFG | 0 | 0 | 0 | 0 | 0 | 0
Nuc | 0 | 0 | 0 | 0 | 0 | 0
PS | 0 | 0 | 0 | 0 | 0 | 0
PV | 0 | 0 | 0 | 0 | 0 | 0
PeakG | 0 | 0 | 0 | 0 | 0 | 0
PeakO | 0 | 0 | 0 | 0 | 0 | 0
ST | 0 | 0 | 0 | 0 | 0 | 0
STOG | 0 | 0 | 0 | 0 | 0 | 0
STWD | 0 | 0 | 0 | 0 | 0 | 0
WT | 0 | 0 | 0 | 0 | 0 | 0
IGCC | 0 | 0 | 0 | 0 | 0 | 0
DemandResponse | 0 | 0 | 0 | 0 | 0 | 0
IGCC-CCS | 0 | 0 | 0 | 0 | 0 | 0
WT_off | 0 | 0 | 0 | 0 | 0 | 0
PseudoUnit | 0 | 0 | 0 | 0 | 0 | 0
FixedInterchange | 0 | 0 | 0 | 0 | 0 | 0
SO2 Emissions (MMshortTons): MAPP_US
ReportingType | 2015 | 2020 | 2025 | 2030 | 2035 | 2040
BM | 0 | 0 | 0 | 0 | 0 | 0
CC | 0 | 0 | 0 | 0 | 0 | 0
CSP | 0 | 0 | 0 | 0 | 0 | 0
CT | 0 | 0 | 0 | 0 | 0 | 0
Coal | 0.04 | 0.01 | 0.01 | 0.01 | 0.01 | 0.01
Geo | 0 | 0 | 0 | 0 | 0 | 0
H | 0 | 0 | 0 | 0 | 0 | 0
LFG | 0 | 0 | 0 | 0 | 0 | 0
Nuc | 0 | 0 | 0 | 0 | 0 | 0
PS | 0 | 0 | 0 | 0 | 0 | 0
PV | 0 | 0 | 0 | 0 | 0 | 0
PeakG | 0 | 0 | 0 | 0 | 0 | 0
PeakO | 0 | 0 | 0 | 0 | 0 | 0
ST | 0 | 0 | 0 | 0 | 0 | 0
STOG | 0 | 0 | 0 | 0 | 0 | 0
STWD | 0 | 0 | 0 | 0 | 0 | 0
WT | 0 | 0 | 0 | 0 | 0 | 0
IGCC | 0 | 0 | 0 | 0 | 0 | 0
DemandResponse | 0 | 0 | 0 | 0 | 0 | 0
IGCC-CCS | 0 | 0 | 0 | 0 | 0 | 0
WT_off | 0 | 0 | 0 | 0 | 0 | 0
PseudoUnit | 0 | 0 | 0 | 0 | 0 | 0
FixedInterchange | 0 | 0 | 0 | 0 | 0 | 0
SO2 Emissions (MMshortTons): MISO_IN
ReportingType | 2015 | 2020 | 2025 | 2030 | 2035 | 2040
BM | 0 | 0 | 0 | 0 | 0 | 0
CC | 0 | 0 | 0 | 0 | 0 | 0
CSP | 0 | 0 | 0 | 0 | 0 | 0
CT | 0 | 0 | 0 | 0 | 0 | 0
Coal | 0.25 | 0.14 | 0.14 | 0.13 | 0.15 | 0.16
Geo | 0 | 0 | 0 | 0 | 0 | 0
H | 0 | 0 | 0 | 0 | 0 | 0
LFG | 0 | 0 | 0 | 0 | 0 | 0
Nuc | 0 | 0 | 0 | 0 | 0 | 0
PS | 0 | 0 | 0 | 0 | 0 | 0
PV | 0 | 0 | 0 | 0 | 0 | 0
PeakG | 0 | 0 | 0 | 0 | 0 | 0
PeakO | 0 | 0 | 0 | 0 | 0 | 0
ST | 0 | 0 | 0 | 0 | 0 | 0
STOG | 0 | 0 | 0 | 0 | 0 | 0
STWD | 0 | 0 | 0 | 0 | 0 | 0
WT | 0 | 0 | 0 | 0 | 0 | 0
IGCC | 0 | 0 | 0 | 0 | 0 | 0
DemandResponse | 0 | 0 | 0 | 0 | 0 | 0
IGCC-CCS | 0 | 0 | 0 | 0 | 0 | 0
WT_off | 0 | 0 | 0 | 0 | 0 | 0
PseudoUnit | 0 | 0 | 0 | 0 | 0 | 0
FixedInterchange | 0 | 0 | 0 | 0 | 0 | 0
SO2 Emissions (MMshortTons): MISO_MI
ReportingType | 2015 | 2020 | 2025 | 2030 | 2035 | 2040
BM | 0 | 0 | 0 | 0 | 0 | 0
CC | 0 | 0 | 0 | 0 | 0 | 0
CSP | 0 | 0 | 0 | 0 | 0 | 0
CT | 0 | 0 | 0 | 0 | 0 | 0
Coal | 0.24 | 0.03 | 0.03 | 0.03 | 0.04 | 0.04
Geo | 0 | 0 | 0 | 0 | 0 | 0
H | 0 | 0 | 0 | 0 | 0 | 0
LFG | 0 | 0 | 0 | 0 | 0 | 0
Nuc | 0 | 0 | 0 | 0 | 0 | 0
PS | 0 | 0 | 0 | 0 | 0 | 0
PV | 0 | 0 | 0 | 0 | 0 | 0
PeakG | 0 | 0 | 0 | 0 | 0 | 0
PeakO | 0 | 0 | 0 | 0 | 0 | 0
ST | 0 | 0 | 0 | 0 | 0 | 0
STOG | 0 | 0 | 0 | 0 | 0 | 0
STWD | 0 | 0 | 0 | 0 | 0 | 0
WT | 0 | 0 | 0 | 0 | 0 | 0
IGCC | 0 | 0 | 0 | 0 | 0 | 0
DemandResponse | 0 | 0 | 0 | 0 | 0 | 0
IGCC-CCS | 0 | 0 | 0 | 0 | 0 | 0
WT_off | 0 | 0 | 0 | 0 | 0 | 0
PseudoUnit | 0 | 0 | 0 | 0 | 0 | 0
FixedInterchange | 0 | 0 | 0 | 0 | 0 | 0
SO2 Emissions (MMshortTons): MISO_MO-IL
ReportingType | 2015 | 2020 | 2025 | 2030 | 2035 | 2040
BM | 0 | 0 | 0 | 0 | 0 | 0
CC | 0 | 0 | 0 | 0 | 0 | 0
CSP | 0 | 0 | 0 | 0 | 0 | 0
CT | 0 | 0 | 0 | 0 | 0 | 0
Coal | 0.45 | 0.11 | 0.1 | 0.08 | 0.17 | 0.19
Geo | 0 | 0 | 0 | 0 | 0 | 0
H | 0 | 0 | 0 | 0 | 0 | 0
LFG | 0 | 0 | 0 | 0 | 0 | 0
Nuc | 0 | 0 | 0 | 0 | 0 | 0
PS | 0 | 0 | 0 | 0 | 0 | 0
PV | 0 | 0 | 0 | 0 | 0 | 0
PeakG | 0 | 0 | 0 | 0 | 0 | 0
PeakO | 0 | 0 | 0 | 0 | 0 | 0
ST | 0 | 0 | 0 | 0 | 0 | 0
STOG | 0 | 0 | 0 | 0 | 0 | 0
STWD | 0 | 0 | 0 | 0 | 0 | 0
WT | 0 | 0 | 0 | 0 | 0 | 0
IGCC | 0 | 0 | 0 | 0 | 0 | 0
DemandResponse | 0 | 0 | 0 | 0 | 0 | 0
IGCC-CCS | 0 | 0 | 0 | 0 | 0 | 0
WT_off | 0 | 0 | 0 | 0 | 0 | 0
PseudoUnit | 0 | 0 | 0 | 0 | 0 | 0
FixedInterchange | 0 | 0 | 0 | 0 | 0 | 0
SO2 Emissions (MMshortTons): MISO_W
ReportingType | 2015 | 2020 | 2025 | 2030 | 2035 | 2040
BM | 0 | 0 | 0 | 0 | 0 | 0
CC | 0 | 0 | 0 | 0 | 0 | 0
CSP | 0 | 0 | 0 | 0 | 0 | 0
CT | 0 | 0 | 0 | 0 | 0 | 0
Coal | 0.26 | 0.06 | 0.06 | 0.04 | 0.05 | 0.05
Geo | 0 | 0 | 0 | 0 | 0 | 0
H | 0 | 0 | 0 | 0 | 0 | 0
LFG | 0 | 0 | 0 | 0 | 0 | 0
Nuc | 0 | 0 | 0 | 0 | 0 | 0
PS | 0 | 0 | 0 | 0 | 0 | 0
PV | 0 | 0 | 0 | 0 | 0 | 0
PeakG | 0 | 0 | 0 | 0 | 0 | 0
PeakO | 0 | 0 | 0 | 0 | 0 | 0
ST | 0 | 0 | 0 | 0 | 0 | 0
STOG | 0 | 0 | 0 | 0 | 0 | 0
STWD | 0 | 0 | 0 | 0 | 0 | 0
WT | 0 | 0 | 0 | 0 | 0 | 0
IGCC | 0 | 0 | 0 | 0 | 0 | 0
DemandResponse | 0 | 0 | 0 | 0 | 0 | 0
IGCC-CCS | 0 | 0 | 0 | 0 | 0 | 0
WT_off | 0 | 0 | 0 | 0 | 0 | 0
PseudoUnit | 0 | 0 | 0 | 0 | 0 | 0
FixedInterchange | 0 | 0 | 0 | 0 | 0 | 0
SO2 Emissions (MMshortTons): MISO_WUMS
ReportingType | 2015 | 2020 | 2025 | 2030 | 2035 | 2040
BM | 0 | 0 | 0 | 0 | 0 | 0
CC | 0 | 0 | 0 | 0 | 0 | 0
CSP | 0 | 0 | 0 | 0 | 0 | 0
CT | 0 | 0 | 0 | 0 | 0 | 0
Coal | 0.05 | 0.01 | 0.01 | 0.01 | 0.02 | 0.02
Geo | 0 | 0 | 0 | 0 | 0 | 0
H | 0 | 0 | 0 | 0 | 0 | 0
LFG | 0 | 0 | 0 | 0 | 0 | 0
Nuc | 0 | 0 | 0 | 0 | 0 | 0
PS | 0 | 0 | 0 | 0 | 0 | 0
PV | 0 | 0 | 0 | 0 | 0 | 0
PeakG | 0 | 0 | 0 | 0 | 0 | 0
PeakO | 0 | 0 | 0 | 0 | 0 | 0
ST | 0 | 0 | 0 | 0 | 0 | 0
STOG | 0 | 0 | 0 | 0 | 0 | 0
STWD | 0 | 0 | 0 | 0 | 0 | 0
WT | 0 | 0 | 0 | 0 | 0 | 0
IGCC | 0 | 0 | 0 | 0 | 0 | 0
DemandResponse | 0 | 0 | 0 | 0 | 0 | 0
IGCC-CCS | 0 | 0 | 0 | 0 | 0 | 0
WT_off | 0 | 0 | 0 | 0 | 0 | 0
PseudoUnit | 0 | 0 | 0 | 0 | 0 | 0
FixedInterchange | 0 | 0 | 0 | 0 | 0 | 0
SO2 Emissions (MMshortTons): Nebraska
ReportingType | 2015 | 2020 | 2025 | 2030 | 2035 | 2040
BM | 0 | 0 | 0 | 0 | 0 | 0
CC | 0 | 0 | 0 | 0 | 0 | 0
CSP | 0 | 0 | 0 | 0 | 0 | 0
CT | 0 | 0 | 0 | 0 | 0 | 0
Coal | 0.1 | 0.02 | 0.01 | 0.01 | 0.01 | 0.01
Geo | 0 | 0 | 0 | 0 | 0 | 0
H | 0 | 0 | 0 | 0 | 0 | 0
LFG | 0 | 0 | 0 | 0 | 0 | 0
Nuc | 0 | 0 | 0 | 0 | 0 | 0
PS | 0 | 0 | 0 | 0 | 0 | 0
PV | 0 | 0 | 0 | 0 | 0 | 0
PeakG | 0 | 0 | 0 | 0 | 0 | 0
PeakO | 0 | 0 | 0 | 0 | 0 | 0
ST | 0 | 0 | 0 | 0 | 0 | 0
STOG | 0 | 0 | 0 | 0 | 0 | 0
STWD | 0 | 0 | 0 | 0 | 0 | 0
WT | 0 | 0 | 0 | 0 | 0 | 0
IGCC | 0 | 0 | 0 | 0 | 0 | 0
DemandResponse | 0 | 0 | 0 | 0 | 0 | 0
IGCC-CCS | 0 | 0 | 0 | 0 | 0 | 0
WT_off | 0 | 0 | 0 | 0 | 0 | 0
PseudoUnit | 0 | 0 | 0 | 0 | 0 | 0
FixedInterchange | 0 | 0 | 0 | 0 | 0 | 0
SO2 Emissions (MMshortTons): NEISO
ReportingType | 2015 | 2020 | 2025 | 2030 | 2035 | 2040
BM | 0 | 0 | 0 | 0 | 0 | 0
CC | 0 | 0 | 0 | 0 | 0 | 0
CSP | 0 | 0 | 0 | 0 | 0 | 0
CT | 0 | 0 | 0 | 0 | 0 | 0
Coal | 0 | 0 | 0 | 0 | 0 | 0
Geo | 0 | 0 | 0 | 0 | 0 | 0
H | 0 | 0 | 0 | 0 | 0 | 0
LFG | 0 | 0 | 0 | 0 | 0 | 0
Nuc | 0 | 0 | 0 | 0 | 0 | 0
PS | 0 | 0 | 0 | 0 | 0 | 0
PV | 0 | 0 | 0 | 0 | 0 | 0
PeakG | 0 | 0 | 0 | 0 | 0 | 0
PeakO | 0 | 0 | 0 | 0 | 0 | 0
ST | 0 | 0 | 0 | 0 | 0 | 0
STOG | 0 | 0 | 0 | 0 | 0 | 0
STWD | 0 | 0 | 0 | 0 | 0 | 0
WT | 0 | 0 | 0 | 0 | 0 | 0
IGCC | 0 | 0 | 0 | 0 | 0 | 0
DemandResponse | 0 | 0 | 0 | 0 | 0 | 0
IGCC-CCS | 0 | 0 | 0 | 0 | 0 | 0
WT_off | 0 | 0 | 0 | 0 | 0 | 0
PseudoUnit | 0 | 0 | 0 | 0 | 0 | 0
FixedInterchange | 0 | 0 | 0 | 0 | 0 | 0
SO2 Emissions (MMshortTons): NonRTO_Midwest
ReportingType | 2015 | 2020 | 2025 | 2030 | 2035 | 2040
BM | 0 | 0 | 0 | 0 | 0 | 0
CC | 0 | 0 | 0 | 0 | 0 | 0
CSP | 0 | 0 | 0 | 0 | 0 | 0
CT | 0 | 0 | 0 | 0 | 0 | 0
Coal | 0.14 | 0.09 | 0.09 | 0.1 | 0.11 | 0.11
Geo | 0 | 0 | 0 | 0 | 0 | 0
H | 0 | 0 | 0 | 0 | 0 | 0
LFG | 0 | 0 | 0 | 0 | 0 | 0
Nuc | 0 | 0 | 0 | 0 | 0 | 0
PS | 0 | 0 | 0 | 0 | 0 | 0
PV | 0 | 0 | 0 | 0 | 0 | 0
PeakG | 0 | 0 | 0 | 0 | 0 | 0
PeakO | 0 | 0 | 0 | 0 | 0 | 0
ST | 0 | 0 | 0 | 0 | 0 | 0
STOG | 0 | 0 | 0 | 0 | 0 | 0
STWD | 0 | 0 | 0 | 0 | 0 | 0
WT | 0 | 0 | 0 | 0 | 0 | 0
IGCC | 0 | 0 | 0 | 0 | 0 | 0
DemandResponse | 0 | 0 | 0 | 0 | 0 | 0
IGCC-CCS | 0 | 0 | 0 | 0 | 0 | 0
WT_off | 0 | 0 | 0 | 0 | 0 | 0
PseudoUnit | 0 | 0 | 0 | 0 | 0 | 0
FixedInterchange | 0 | 0 | 0 | 0 | 0 | 0
SO2 Emissions (MMshortTons): NYISO_A-F
ReportingType | 2015 | 2020 | 2025 | 2030 | 2035 | 2040
BM | 0 | 0 | 0 | 0 | 0 | 0
CC | 0 | 0 | 0 | 0 | 0 | 0
CSP | 0 | 0 | 0 | 0 | 0 | 0
CT | 0 | 0 | 0 | 0 | 0 | 0
Coal | 0 | 0 | 0 | 0 | 0 | 0
Geo | 0 | 0 | 0 | 0 | 0 | 0
H | 0 | 0 | 0 | 0 | 0 | 0
LFG | 0 | 0 | 0 | 0 | 0 | 0
Nuc | 0 | 0 | 0 | 0 | 0 | 0
PS | 0 | 0 | 0 | 0 | 0 | 0
PV | 0 | 0 | 0 | 0 | 0 | 0
PeakG | 0 | 0 | 0 | 0 | 0 | 0
PeakO | 0 | 0 | 0 | 0 | 0 | 0
ST | 0 | 0 | 0 | 0 | 0 | 0
STOG | 0 | 0 | 0 | 0 | 0 | 0
STWD | 0 | 0 | 0 | 0 | 0 | 0
WT | 0 | 0 | 0 | 0 | 0 | 0
IGCC | 0 | 0 | 0 | 0 | 0 | 0
DemandResponse | 0 | 0 | 0 | 0 | 0 | 0
IGCC-CCS | 0 | 0 | 0 | 0 | 0 | 0
WT_off | 0 | 0 | 0 | 0 | 0 | 0
PseudoUnit | 0 | 0 | 0 | 0 | 0 | 0
FixedInterchange | 0 | 0 | 0 | 0 | 0 | 0
SO2 Emissions (MMshortTons): NYISO_G-I
ReportingType | 2015 | 2020 | 2025 | 2030 | 2035 | 2040
BM | 0 | 0 | 0 | 0 | 0 | 0
CC | 0 | 0 | 0 | 0 | 0 | 0
CSP | 0 | 0 | 0 | 0 | 0 | 0
CT | 0 | 0 | 0 | 0 | 0 | 0
Coal | 0 | 0 | 0 | 0 | 0 | 0
Geo | 0 | 0 | 0 | 0 | 0 | 0
H | 0 | 0 | 0 | 0 | 0 | 0
LFG | 0 | 0 | 0 | 0 | 0 | 0
Nuc | 0 | 0 | 0 | 0 | 0 | 0
PS | 0 | 0 | 0 | 0 | 0 | 0
PV | 0 | 0 | 0 | 0 | 0 | 0
PeakG | 0 | 0 | 0 | 0 | 0 | 0
PeakO | 0 | 0 | 0 | 0 | 0 | 0
ST | 0 | 0 | 0 | 0 | 0 | 0
STOG | 0 | 0 | 0 | 0 | 0 | 0
STWD | 0 | 0 | 0 | 0 | 0 | 0
WT | 0 | 0 | 0 | 0 | 0 | 0
IGCC | 0 | 0 | 0 | 0 | 0 | 0
DemandResponse | 0 | 0 | 0 | 0 | 0 | 0
IGCC-CCS | 0 | 0 | 0 | 0 | 0 | 0
WT_off | 0 | 0 | 0 | 0 | 0 | 0
PseudoUnit | 0 | 0 | 0 | 0 | 0 | 0
FixedInterchange | 0 | 0 | 0 | 0 | 0 | 0
SO2 Emissions (MMshortTons): NYISO_J-K
ReportingType | 2015 | 2020 | 2025 | 2030 | 2035 | 2040
BM | 0 | 0 | 0 | 0 | 0 | 0
CC | 0 | 0 | 0 | 0 | 0 | 0
CSP | 0 | 0 | 0 | 0 | 0 | 0
CT | 0 | 0 | 0 | 0 | 0 | 0
Coal | 0 | 0 | 0 | 0 | 0 | 0
Geo | 0 | 0 | 0 | 0 | 0 | 0
H | 0 | 0 | 0 | 0 | 0 | 0
LFG | 0 | 0 | 0 | 0 | 0 | 0
Nuc | 0 | 0 | 0 | 0 | 0 | 0
PS | 0 | 0 | 0 | 0 | 0 | 0
PV | 0 | 0 | 0 | 0 | 0 | 0
PeakG | 0 | 0 | 0 | 0 | 0 | 0
PeakO | 0 | 0 | 0 | 0 | 0 | 0
ST | 0 | 0 | 0 | 0 | 0 | 0
STOG | 0 | 0 | 0 | 0 | 0 | 0
STWD | 0 | 0 | 0 | 0 | 0 | 0
WT | 0 | 0 | 0 | 0 | 0 | 0
IGCC | 0 | 0 | 0 | 0 | 0 | 0
DemandResponse | 0 | 0 | 0 | 0 | 0 | 0
IGCC-CCS | 0 | 0 | 0 | 0 | 0 | 0
WT_off | 0 | 0 | 0 | 0 | 0 | 0
PseudoUnit | 0 | 0 | 0 | 0 | 0 | 0
FixedInterchange | 0 | 0 | 0 | 0 | 0 | 0
SO2 Emissions (MMshortTons): PJM_E
ReportingType | 2015 | 2020 | 2025 | 2030 | 2035 | 2040
BM | 0 | 0 | 0 | 0 | 0 | 0
CC | 0 | 0 | 0 | 0 | 0 | 0
CSP | 0 | 0 | 0 | 0 | 0 | 0
CT | 0 | 0 | 0 | 0 | 0 | 0
Coal | 0 | 0 | 0 | 0 | 0 | 0
Geo | 0 | 0 | 0 | 0 | 0 | 0
H | 0 | 0 | 0 | 0 | 0 | 0
LFG | 0 | 0 | 0 | 0 | 0 | 0
Nuc | 0 | 0 | 0 | 0 | 0 | 0
PS | 0 | 0 | 0 | 0 | 0 | 0
PV | 0 | 0 | 0 | 0 | 0 | 0
PeakG | 0 | 0 | 0 | 0 | 0 | 0
PeakO | 0 | 0 | 0 | 0 | 0 | 0
ST | 0 | 0 | 0 | 0 | 0 | 0
STOG | 0 | 0 | 0 | 0 | 0 | 0
STWD | 0 | 0 | 0 | 0 | 0 | 0
WT | 0 | 0 | 0 | 0 | 0 | 0
IGCC | 0 | 0 | 0 | 0 | 0 | 0
DemandResponse | 0 | 0 | 0 | 0 | 0 | 0
IGCC-CCS | 0 | 0 | 0 | 0 | 0 | 0
WT_off | 0 | 0 | 0 | 0 | 0 | 0
PseudoUnit | 0 | 0 | 0 | 0 | 0 | 0
FixedInterchange | 0 | 0 | 0 | 0 | 0 | 0
SO2 Emissions (MMshortTons): PJM_ROM
ReportingType | 2015 | 2020 | 2025 | 2030 | 2035 | 2040
BM | 0 | 0 | 0 | 0 | 0 | 0
CC | 0 | 0 | 0 | 0 | 0 | 0
CSP | 0 | 0 | 0 | 0 | 0 | 0
CT | 0 | 0 | 0 | 0 | 0 | 0
Coal | 0.14 | 0.06 | 0.06 | 0.06 | 0.06 | 0.06
Geo | 0 | 0 | 0 | 0 | 0 | 0
H | 0 | 0 | 0 | 0 | 0 | 0
LFG | 0 | 0 | 0 | 0 | 0 | 0
Nuc | 0 | 0 | 0 | 0 | 0 | 0
PS | 0 | 0 | 0 | 0 | 0 | 0
PV | 0 | 0 | 0 | 0 | 0 | 0
PeakG | 0 | 0 | 0 | 0 | 0 | 0
PeakO | 0 | 0 | 0 | 0 | 0 | 0
ST | 0 | 0 | 0 | 0 | 0 | 0
STOG | 0 | 0 | 0 | 0 | 0 | 0
STWD | 0 | 0 | 0 | 0 | 0 | 0
WT | 0 | 0 | 0 | 0 | 0 | 0
IGCC | 0 | 0 | 0 | 0 | 0 | 0
DemandResponse | 0 | 0 | 0 | 0 | 0 | 0
IGCC-CCS | 0 | 0 | 0 | 0 | 0 | 0
WT_off | 0 | 0 | 0 | 0 | 0 | 0
PseudoUnit | 0 | 0 | 0 | 0 | 0 | 0
FixedInterchange | 0 | 0 | 0 | 0 | 0 | 0
SO2 Emissions (MMshortTons): PJM_ROR
ReportingType | 2015 | 2020 | 2025 | 2030 | 2035 | 2040
BM | 0 | 0 | 0 | 0 | 0 | 0
CC | 0 | 0 | 0 | 0 | 0 | 0
CSP | 0 | 0 | 0 | 0 | 0 | 0
CT | 0 | 0 | 0 | 0 | 0 | 0
Coal | 1.29 | 0.27 | 0.28 | 0.28 | 0.29 | 0.29
Geo | 0 | 0 | 0 | 0 | 0 | 0
H | 0 | 0 | 0 | 0 | 0 | 0
LFG | 0 | 0 | 0 | 0 | 0 | 0
Nuc | 0 | 0 | 0 | 0 | 0 | 0
PS | 0 | 0 | 0 | 0 | 0 | 0
PV | 0 | 0 | 0 | 0 | 0 | 0
PeakG | 0 | 0 | 0 | 0 | 0 | 0
PeakO | 0 | 0 | 0 | 0 | 0 | 0
ST | 0 | 0 | 0 | 0 | 0 | 0
STOG | 0 | 0 | 0 | 0 | 0 | 0
STWD | 0 | 0 | 0 | 0 | 0 | 0
WT | 0 | 0 | 0 | 0 | 0 | 0
IGCC | 0 | 0 | 0 | 0 | 0 | 0
DemandResponse | 0 | 0 | 0 | 0 | 0 | 0
IGCC-CCS | 0 | 0 | 0 | 0 | 0 | 0
WT_off | 0 | 0 | 0 | 0 | 0 | 0
PseudoUnit | 0 | 0 | 0 | 0 | 0 | 0
FixedInterchange | 0 | 0 | 0 | 0 | 0 | 0
SO2 Emissions (MMshortTons): SOCO
ReportingType | 2015 | 2020 | 2025 | 2030 | 2035 | 2040
BM | 0 | 0 | 0 | 0 | 0 | 0
CC | 0 | 0 | 0 | 0 | 0 | 0
CSP | 0 | 0 | 0 | 0 | 0 | 0
CT | 0 | 0 | 0 | 0 | 0 | 0
Coal | 0.39 | 0.18 | 0.21 | 0.22 | 0.22 | 0.23
Geo | 0 | 0 | 0 | 0 | 0 | 0
H | 0 | 0 | 0 | 0 | 0 | 0
LFG | 0 | 0 | 0 | 0 | 0 | 0
Nuc | 0 | 0 | 0 | 0 | 0 | 0
PS | 0 | 0 | 0 | 0 | 0 | 0
PV | 0 | 0 | 0 | 0 | 0 | 0
PeakG | 0 | 0 | 0 | 0 | 0 | 0
PeakO | 0 | 0 | 0 | 0 | 0 | 0
ST | 0 | 0 | 0 | 0 | 0 | 0
STOG | 0 | 0 | 0 | 0 | 0 | 0
STWD | 0 | 0 | 0 | 0 | 0 | 0
WT | 0 | 0 | 0 | 0 | 0 | 0
IGCC | 0 | 0 | 0 | 0 | 0 | 0
DemandResponse | 0 | 0 | 0 | 0 | 0 | 0
IGCC-CCS | 0 | 0 | 0 | 0 | 0 | 0
WT_off | 0 | 0 | 0 | 0 | 0 | 0
PseudoUnit | 0 | 0 | 0 | 0 | 0 | 0
FixedInterchange | 0 | 0 | 0 | 0 | 0 | 0
SO2 Emissions (MMshortTons): SPP_N
ReportingType | 2015 | 2020 | 2025 | 2030 | 2035 | 2040
BM | 0 | 0 | 0 | 0 | 0 | 0
CC | 0 | 0 | 0 | 0 | 0 | 0
CSP | 0 | 0 | 0 | 0 | 0 | 0
CT | 0 | 0 | 0 | 0 | 0 | 0
Coal | 0.08 | 0.03 | 0.02 | 0.01 | 0.01 | 0.01
Geo | 0 | 0 | 0 | 0 | 0 | 0
H | 0 | 0 | 0 | 0 | 0 | 0
LFG | 0 | 0 | 0 | 0 | 0 | 0
Nuc | 0 | 0 | 0 | 0 | 0 | 0
PS | 0 | 0 | 0 | 0 | 0 | 0
PV | 0 | 0 | 0 | 0 | 0 | 0
PeakG | 0 | 0 | 0 | 0 | 0 | 0
PeakO | 0 | 0 | 0 | 0 | 0 | 0
ST | 0 | 0 | 0 | 0 | 0 | 0
STOG | 0 | 0 | 0 | 0 | 0 | 0
STWD | 0 | 0 | 0 | 0 | 0 | 0
WT | 0 | 0 | 0 | 0 | 0 | 0
IGCC | 0 | 0 | 0 | 0 | 0 | 0
DemandResponse | 0 | 0 | 0 | 0 | 0 | 0
IGCC-CCS | 0 | 0 | 0 | 0 | 0 | 0
WT_off | 0 | 0 | 0 | 0 | 0 | 0
PseudoUnit | 0 | 0 | 0 | 0 | 0 | 0
FixedInterchange | 0 | 0 | 0 | 0 | 0 | 0
SO2 Emissions (MMshortTons): SPP_S
ReportingType | 2015 | 2020 | 2025 | 2030 | 2035 | 2040
BM | 0 | 0 | 0 | 0 | 0 | 0
CC | 0 | 0 | 0 | 0 | 0 | 0
CSP | 0 | 0 | 0 | 0 | 0 | 0
CT | 0 | 0 | 0 | 0 | 0 | 0
Coal | 0.34 | 0.09 | 0.02 | 0.01 | 0.02 | 0.03
Geo | 0 | 0 | 0 | 0 | 0 | 0
H | 0 | 0 | 0 | 0 | 0 | 0
LFG | 0 | 0 | 0 | 0 | 0 | 0
Nuc | 0 | 0 | 0 | 0 | 0 | 0
PS | 0 | 0 | 0 | 0 | 0 | 0
PV | 0 | 0 | 0 | 0 | 0 | 0
PeakG | 0 | 0 | 0 | 0 | 0 | 0
PeakO | 0 | 0 | 0 | 0 | 0 | 0
ST | 0 | 0 | 0 | 0 | 0 | 0
STOG | 0 | 0 | 0 | 0 | 0 | 0
STWD | 0 | 0 | 0 | 0 | 0 | 0
WT | 0 | 0 | 0 | 0 | 0 | 0
IGCC | 0 | 0 | 0 | 0 | 0 | 0
DemandResponse | 0 | 0 | 0 | 0 | 0 | 0
IGCC-CCS | 0 | 0 | 0 | 0 | 0 | 0
WT_off | 0 | 0 | 0 | 0 | 0 | 0
PseudoUnit | 0 | 0 | 0 | 0 | 0 | 0
FixedInterchange | 0 | 0 | 0 | 0 | 0 | 0
SO2 Emissions (MMshortTons): TVA
ReportingType | 2015 | 2020 | 2025 | 2030 | 2035 | 2040
BM | 0 | 0 | 0 | 0 | 0 | 0
CC | 0 | 0 | 0 | 0 | 0 | 0
CSP | 0 | 0 | 0 | 0 | 0 | 0
CT | 0 | 0 | 0 | 0 | 0 | 0
Coal | 0.24 | 0.11 | 0.28 | 0.26 | 0.28 | 0.29
Geo | 0 | 0 | 0 | 0 | 0 | 0
H | 0 | 0 | 0 | 0 | 0 | 0
LFG | 0 | 0 | 0 | 0 | 0 | 0
Nuc | 0 | 0 | 0 | 0 | 0 | 0
PS | 0 | 0 | 0 | 0 | 0 | 0
PV | 0 | 0 | 0 | 0 | 0 | 0
PeakG | 0 | 0 | 0 | 0 | 0 | 0
PeakO | 0 | 0 | 0 | 0 | 0 | 0
ST | 0 | 0 | 0 | 0 | 0 | 0
STOG | 0 | 0 | 0 | 0 | 0 | 0
STWD | 0 | 0 | 0 | 0 | 0 | 0
WT | 0 | 0 | 0 | 0 | 0 | 0
IGCC | 0 | 0 | 0 | 0 | 0 | 0
DemandResponse | 0 | 0 | 0 | 0 | 0 | 0
IGCC-CCS | 0 | 0 | 0 | 0 | 0 | 0
WT_off | 0 | 0 | 0 | 0 | 0 | 0
PseudoUnit | 0 | 0 | 0 | 0 | 0 | 0
FixedInterchange | 0 | 0 | 0 | 0 | 0 | 0
SO2 Emissions (MMshortTons): TVA_Transmission
ReportingType | 2015 | 2020 | 2025 | 2030 | 2035 | 2040
BM | 0 | 0 | 0 | 0 | 0 | 0
CC | 0 | 0 | 0 | 0 | 0 | 0
CSP | 0 | 0 | 0 | 0 | 0 | 0
CT | 0 | 0 | 0 | 0 | 0 | 0
Coal | 0 | 0 | 0 | 0 | 0 | 0
Geo | 0 | 0 | 0 | 0 | 0 | 0
H | 0 | 0 | 0 | 0 | 0 | 0
LFG | 0 | 0 | 0 | 0 | 0 | 0
Nuc | 0 | 0 | 0 | 0 | 0 | 0
PS | 0 | 0 | 0 | 0 | 0 | 0
PV | 0 | 0 | 0 | 0 | 0 | 0
PeakG | 0 | 0 | 0 | 0 | 0 | 0
PeakO | 0 | 0 | 0 | 0 | 0 | 0
ST | 0 | 0 | 0 | 0 | 0 | 0
STOG | 0 | 0 | 0 | 0 | 0 | 0
STWD | 0 | 0 | 0 | 0 | 0 | 0
WT | 0 | 0 | 0 | 0 | 0 | 0
IGCC | 0 | 0 | 0 | 0 | 0 | 0
DemandResponse | 0 | 0 | 0 | 0 | 0 | 0
IGCC-CCS | 0 | 0 | 0 | 0 | 0 | 0
WT_off | 0 | 0 | 0 | 0 | 0 | 0
PseudoUnit | 0 | 0 | 0 | 0 | 0 | 0
FixedInterchange | 0 | 0 | 0 | 0 | 0 | 0
SO2 Emissions (MMshortTons): VACAR
ReportingType | 2015 | 2020 | 2025 | 2030 | 2035 | 2040
BM | 0 | 0 | 0 | 0 | 0 | 0
CC | 0 | 0 | 0 | 0 | 0 | 0
CSP | 0 | 0 | 0 | 0 | 0 | 0
CT | 0 | 0 | 0 | 0 | 0 | 0
Coal | 0.15 | 0.05 | 0.06 | 0.06 | 0.08 | 0.08
Geo | 0 | 0 | 0 | 0 | 0 | 0
H | 0 | 0 | 0 | 0 | 0 | 0
LFG | 0 | 0 | 0 | 0 | 0 | 0
Nuc | 0 | 0 | 0 | 0 | 0 | 0
PS | 0 | 0 | 0 | 0 | 0 | 0
PV | 0 | 0 | 0 | 0 | 0 | 0
PeakG | 0 | 0 | 0 | 0 | 0 | 0
PeakO | 0 | 0 | 0 | 0 | 0 | 0
ST | 0 | 0 | 0 | 0 | 0 | 0
STOG | 0 | 0 | 0 | 0 | 0 | 0
STWD | 0 | 0 | 0 | 0 | 0 | 0
WT | 0 | 0 | 0 | 0 | 0 | 0
IGCC | 0 | 0 | 0 | 0 | 0 | 0
DemandResponse | 0 | 0 | 0 | 0 | 0 | 0
IGCC-CCS | 0 | 0 | 0 | 0 | 0 | 0
WT_off | 0 | 0 | 0 | 0 | 0 | 0
PseudoUnit | 0 | 0 | 0 | 0 | 0 | 0
FixedInterchange | 0 | 0 | 0 | 0 | 0 | 0
SO2 Emissions (MMshortTons): IESO
ReportingType | 2015 | 2020 | 2025 | 2030 | 2035 | 2040
BM | 0 | 0 | 0 | 0 | 0 | 0
CC | 0 | 0 | 0 | 0 | 0 | 0
CSP | 0 | 0 | 0 | 0 | 0 | 0
CT | 0 | 0 | 0 | 0 | 0 | 0
Coal | 0 | 0 | 0 | 0 | 0 | 0
Geo | 0 | 0 | 0 | 0 | 0 | 0
H | 0 | 0 | 0 | 0 | 0 | 0
LFG | 0 | 0 | 0 | 0 | 0 | 0
Nuc | 0 | 0 | 0 | 0 | 0 | 0
PS | 0 | 0 | 0 | 0 | 0 | 0
PV | 0 | 0 | 0 | 0 | 0 | 0
PeakG | 0 | 0 | 0 | 0 | 0 | 0
PeakO | 0 | 0 | 0 | 0 | 0 | 0
ST | 0 | 0 | 0 | 0 | 0 | 0
STOG | 0 | 0 | 0 | 0 | 0 | 0
STWD | 0 | 0 | 0 | 0 | 0 | 0
WT | 0 | 0 | 0 | 0 | 0 | 0
IGCC | 0 | 0 | 0 | 0 | 0 | 0
DemandResponse | 0 | 0 | 0 | 0 | 0 | 0
IGCC-CCS | 0 | 0 | 0 | 0 | 0 | 0
WT_off | 0 | 0 | 0 | 0 | 0 | 0
PseudoUnit | 0 | 0 | 0 | 0 | 0 | 0
FixedInterchange | 0 | 0 | 0 | 0 | 0 | 0
SO2 Emissions (MMshortTons): MAPP_CA
ReportingType | 2015 | 2020 | 2025 | 2030 | 2035 | 2040
BM | 0 | 0 | 0 | 0 | 0 | 0
CC | 0 | 0 | 0 | 0 | 0 | 0
CSP | 0 | 0 | 0 | 0 | 0 | 0
CT | 0 | 0 | 0 | 0 | 0 | 0
Coal | 0.01 | 0.02 | 0 | 0 | 0 | 0
Geo | 0 | 0 | 0 | 0 | 0 | 0
H | 0 | 0 | 0 | 0 | 0 | 0
LFG | 0 | 0 | 0 | 0 | 0 | 0
Nuc | 0 | 0 | 0 | 0 | 0 | 0
PS | 0 | 0 | 0 | 0 | 0 | 0
PV | 0 | 0 | 0 | 0 | 0 | 0
PeakG | 0 | 0 | 0 | 0 | 0 | 0
PeakO | 0 | 0 | 0 | 0 | 0 | 0
ST | 0 | 0 | 0 | 0 | 0 | 0
STOG | 0 | 0 | 0 | 0 | 0 | 0
STWD | 0 | 0 | 0 | 0 | 0 | 0
WT | 0 | 0 | 0 | 0 | 0 | 0
IGCC | 0 | 0 | 0 | 0 | 0 | 0
DemandResponse | 0 | 0 | 0 | 0 | 0 | 0
IGCC-CCS | 0 | 0 | 0 | 0 | 0 | 0
WT_off | 0 | 0 | 0 | 0 | 0 | 0
PseudoUnit | 0 | 0 | 0 | 0 | 0 | 0
FixedInterchange | 0 | 0 | 0 | 0 | 0 | 0
SO2 Emissions (MMshortTons): AZ_NM_SNV_Coal
ReportingType | 2015 | 2020 | 2025 | 2030 | 2035 | 2040
BM | 0 | 0 | 0 | 0 | 0 | 0
CC | 0 | 0 | 0 | 0 | 0 | 0
CSP | 0 | 0 | 0 | 0 | 0 | 0
CT | 0 | 0 | 0 | 0 | 0 | 0
Coal | 0.03 | 0.02 | 0.02 | 0.02 | 0.02 | 0.03
Geo | 0 | 0 | 0 | 0 | 0 | 0
H | 0 | 0 | 0 | 0 | 0 | 0
LFG | 0 | 0 | 0 | 0 | 0 | 0
Nuc | 0 | 0 | 0 | 0 | 0 | 0
PS | 0 | 0 | 0 | 0 | 0 | 0
PV | 0 | 0 | 0 | 0 | 0 | 0
PeakG | 0 | 0 | 0 | 0 | 0 | 0
PeakO | 0 | 0 | 0 | 0 | 0 | 0
ST | 0 | 0 | 0 | 0 | 0 | 0
STOG | 0 | 0 | 0 | 0 | 0 | 0
STWD | 0 | 0 | 0 | 0 | 0 | 0
WT | 0 | 0 | 0 | 0 | 0 | 0
IGCC | 0 | 0 | 0 | 0 | 0 | 0
DemandResponse | 0 | 0 | 0 | 0 | 0 | 0
IGCC-CCS | 0 | 0 | 0 | 0 | 0 | 0
WT_off | 0 | 0 | 0 | 0 | 0 | 0
PseudoUnit | 0 | 0 | 0 | 0 | 0 | 0
FixedInterchange | 0 | 0 | 0 | 0 | 0 | 0
SO2 Emissions (MMshortTons): AZ_NM_SNV_Gas
ReportingType | 2015 | 2020 | 2025 | 2030 | 2035 | 2040
BM | 0 | 0 | 0 | 0 | 0 | 0
CC | 0 | 0 | 0 | 0 | 0 | 0
CSP | 0 | 0 | 0 | 0 | 0 | 0
CT | 0 | 0 | 0 | 0 | 0 | 0
Coal | 0 | 0 | 0 | 0 | 0 | 0
Geo | 0 | 0 | 0 | 0 | 0 | 0
H | 0 | 0 | 0 | 0 | 0 | 0
LFG | 0 | 0 | 0 | 0 | 0 | 0
Nuc | 0 | 0 | 0 | 0 | 0 | 0
PS | 0 | 0 | 0 | 0 | 0 | 0
PV | 0 | 0 | 0 | 0 | 0 | 0
PeakG | 0 | 0 | 0 | 0 | 0 | 0
PeakO | 0 | 0 | 0 | 0 | 0 | 0
ST | 0 | 0 | 0 | 0 | 0 | 0
STOG | 0 | 0 | 0 | 0 | 0 | 0
STWD | 0 | 0 | 0 | 0 | 0 | 0
WT | 0 | 0 | 0 | 0 | 0 | 0
IGCC | 0 | 0 | 0 | 0 | 0 | 0
DemandResponse | 0 | 0 | 0 | 0 | 0 | 0
IGCC-CCS | 0 | 0 | 0 | 0 | 0 | 0
WT_off | 0 | 0 | 0 | 0 | 0 | 0
PseudoUnit | 0 | 0 | 0 | 0 | 0 | 0
FixedInterchange | 0 | 0 | 0 | 0 | 0 | 0
SO2 Emissions (MMshortTons): AZ_NM_SNV_NucRenew
ReportingType | 2015 | 2020 | 2025 | 2030 | 2035 | 2040
BM | 0 | 0 | 0 | 0 | 0 | 0
CC | 0 | 0 | 0 | 0 | 0 | 0
CSP | 0 | 0 | 0 | 0 | 0 | 0
CT | 0 | 0 | 0 | 0 | 0 | 0
Coal | 0 | 0 | 0 | 0 | 0 | 0
Geo | 0 | 0 | 0 | 0 | 0 | 0
H | 0 | 0 | 0 | 0 | 0 | 0
LFG | 0 | 0 | 0 | 0 | 0 | 0
Nuc | 0 | 0 | 0 | 0 | 0 | 0
PS | 0 | 0 | 0 | 0 | 0 | 0
PV | 0 | 0 | 0 | 0 | 0 | 0
PeakG | 0 | 0 | 0 | 0 | 0 | 0
PeakO | 0 | 0 | 0 | 0 | 0 | 0
ST | 0 | 0 | 0 | 0 | 0 | 0
STOG | 0 | 0 | 0 | 0 | 0 | 0
STWD | 0 | 0 | 0 | 0 | 0 | 0
WT | 0 | 0 | 0 | 0 | 0 | 0
IGCC | 0 | 0 | 0 | 0 | 0 | 0
DemandResponse | 0 | 0 | 0 | 0 | 0 | 0
IGCC-CCS | 0 | 0 | 0 | 0 | 0 | 0
WT_off | 0 | 0 | 0 | 0 | 0 | 0
PseudoUnit | 0 | 0 | 0 | 0 | 0 | 0
FixedInterchange | 0 | 0 | 0 | 0 | 0 | 0
SO2 Emissions (MMshortTons): ERCOT
ReportingType | 2015 | 2020 | 2025 | 2030 | 2035 | 2040
BM | 0 | 0 | 0 | 0 | 0 | 0
CC | 0 | 0 | 0 | 0 | 0 | 0
CSP | 0 | 0 | 0 | 0 | 0 | 0
CT | 0 | 0 | 0 | 0 | 0 | 0
Coal | 0.21 | 0.07 | 0.08 | 0.08 | 0.08 | 0.08
Geo | 0 | 0 | 0 | 0 | 0 | 0
H | 0 | 0 | 0 | 0 | 0 | 0
LFG | 0 | 0 | 0 | 0 | 0 | 0
Nuc | 0 | 0 | 0 | 0 | 0 | 0
PS | 0 | 0 | 0 | 0 | 0 | 0
PV | 0 | 0 | 0 | 0 | 0 | 0
PeakG | 0 | 0 | 0 | 0 | 0 | 0
PeakO | 0 | 0 | 0 | 0 | 0 | 0
ST | 0 | 0 | 0 | 0 | 0 | 0
STOG | 0 | 0 | 0 | 0 | 0 | 0
STWD | 0 | 0 | 0 | 0 | 0 | 0
WT | 0 | 0 | 0 | 0 | 0 | 0
IGCC | 0 | 0 | 0 | 0 | 0 | 0
DemandResponse | 0 | 0 | 0 | 0 | 0 | 0
IGCC-CCS | 0 | 0 | 0 | 0 | 0 | 0
WT_off | 0 | 0 | 0 | 0 | 0 | 0
PseudoUnit | 0 | 0 | 0 | 0 | 0 | 0
FixedInterchange | 0 | 0 | 0 | 0 | 0 | 0
SO2 Emissions (MMshortTons): NP15
ReportingType | 2015 | 2020 | 2025 | 2030 | 2035 | 2040
BM | 0 | 0 | 0 | 0 | 0 | 0
CC | 0 | 0 | 0 | 0 | 0 | 0
CSP | 0 | 0 | 0 | 0 | 0 | 0
CT | 0 | 0 | 0 | 0 | 0 | 0
Coal | 0 | 0 | 0 | 0 | 0 | 0
Geo | 0 | 0 | 0 | 0 | 0 | 0
H | 0 | 0 | 0 | 0 | 0 | 0
LFG | 0 | 0 | 0 | 0 | 0 | 0
Nuc | 0 | 0 | 0 | 0 | 0 | 0
PS | 0 | 0 | 0 | 0 | 0 | 0
PV | 0 | 0 | 0 | 0 | 0 | 0
PeakG | 0 | 0 | 0 | 0 | 0 | 0
PeakO | 0 | 0 | 0 | 0 | 0 | 0
ST | 0 | 0 | 0 | 0 | 0 | 0
STOG | 0 | 0 | 0 | 0 | 0 | 0
STWD | 0 | 0 | 0 | 0 | 0 | 0
WT | 0 | 0 | 0 | 0 | 0 | 0
IGCC | 0 | 0 | 0 | 0 | 0 | 0
DemandResponse | 0 | 0 | 0 | 0 | 0 | 0
IGCC-CCS | 0 | 0 | 0 | 0 | 0 | 0
WT_off | 0 | 0 | 0 | 0 | 0 | 0
PseudoUnit | 0 | 0 | 0 | 0 | 0 | 0
FixedInterchange | 0 | 0 | 0 | 0 | 0 | 0
SO2 Emissions (MMshortTons): NWPP_Coal
ReportingType | 2015 | 2020 | 2025 | 2030 | 2035 | 2040
BM | 0 | 0 | 0 | 0 | 0 | 0
CC | 0 | 0 | 0 | 0 | 0 | 0
CSP | 0 | 0 | 0 | 0 | 0 | 0
CT | 0 | 0 | 0 | 0 | 0 | 0
Coal | 0.09 | 0.05 | 0.05 | 0.05 | 0.05 | 0.05
Geo | 0 | 0 | 0 | 0 | 0 | 0
H | 0 | 0 | 0 | 0 | 0 | 0
LFG | 0 | 0 | 0 | 0 | 0 | 0
Nuc | 0 | 0 | 0 | 0 | 0 | 0
PS | 0 | 0 | 0 | 0 | 0 | 0
PV | 0 | 0 | 0 | 0 | 0 | 0
PeakG | 0 | 0 | 0 | 0 | 0 | 0
PeakO | 0 | 0 | 0 | 0 | 0 | 0
ST | 0 | 0 | 0 | 0 | 0 | 0
STOG | 0 | 0 | 0 | 0 | 0 | 0
STWD | 0 | 0 | 0 | 0 | 0 | 0
WT | 0 | 0 | 0 | 0 | 0 | 0
IGCC | 0 | 0 | 0 | 0 | 0 | 0
DemandResponse | 0 | 0 | 0 | 0 | 0 | 0
IGCC-CCS | 0 | 0 | 0 | 0 | 0 | 0
WT_off | 0 | 0 | 0 | 0 | 0 | 0
PseudoUnit | 0 | 0 | 0 | 0 | 0 | 0
FixedInterchange | 0 | 0 | 0 | 0 | 0 | 0
SO2 Emissions (MMshortTons): NWPP_Gas
ReportingType | 2015 | 2020 | 2025 | 2030 | 2035 | 2040
BM | 0 | 0 | 0 | 0 | 0 | 0
CC | 0 | 0 | 0 | 0 | 0 | 0
CSP | 0 | 0 | 0 | 0 | 0 | 0
CT | 0 | 0 | 0 | 0 | 0 | 0
Coal | 0 | 0 | 0 | 0 | 0 | 0
Geo | 0 | 0 | 0 | 0 | 0 | 0
H | 0 | 0 | 0 | 0 | 0 | 0
LFG | 0 | 0 | 0 | 0 | 0 | 0
Nuc | 0 | 0 | 0 | 0 | 0 | 0
PS | 0 | 0 | 0 | 0 | 0 | 0
PV | 0 | 0 | 0 | 0 | 0 | 0
PeakG | 0 | 0 | 0 | 0 | 0 | 0
PeakO | 0 | 0 | 0 | 0 | 0 | 0
ST | 0 | 0 | 0 | 0 | 0 | 0
STOG | 0 | 0 | 0 | 0 | 0 | 0
STWD | 0 | 0 | 0 | 0 | 0 | 0
WT | 0 | 0 | 0 | 0 | 0 | 0
IGCC | 0 | 0 | 0 | 0 | 0 | 0
DemandResponse | 0 | 0 | 0 | 0 | 0 | 0
IGCC-CCS | 0 | 0 | 0 | 0 | 0 | 0
WT_off | 0 | 0 | 0 | 0 | 0 | 0
PseudoUnit | 0 | 0 | 0 | 0 | 0 | 0
FixedInterchange | 0 | 0 | 0 | 0 | 0 | 0
SO2 Emissions (MMshortTons): NWPP_NucRenew
ReportingType | 2015 | 2020 | 2025 | 2030 | 2035 | 2040
BM | 0 | 0 | 0 | 0 | 0 | 0
CC | 0 | 0 | 0 | 0 | 0 | 0
CSP | 0 | 0 | 0 | 0 | 0 | 0
CT | 0 | 0 | 0 | 0 | 0 | 0
Coal | 0 | 0 | 0 | 0 | 0 | 0
Geo | 0 | 0 | 0 | 0 | 0 | 0
H | 0 | 0 | 0 | 0 | 0 | 0
LFG | 0 | 0 | 0 | 0 | 0 | 0
Nuc | 0 | 0 | 0 | 0 | 0 | 0
PS | 0 | 0 | 0 | 0 | 0 | 0
PV | 0 | 0 | 0 | 0 | 0 | 0
PeakG | 0 | 0 | 0 | 0 | 0 | 0
PeakO | 0 | 0 | 0 | 0 | 0 | 0
ST | 0 | 0 | 0 | 0 | 0 | 0
STOG | 0 | 0 | 0 | 0 | 0 | 0
STWD | 0 | 0 | 0 | 0 | 0 | 0
WT | 0 | 0 | 0 | 0 | 0 | 0
IGCC | 0 | 0 | 0 | 0 | 0 | 0
DemandResponse | 0 | 0 | 0 | 0 | 0 | 0
IGCC-CCS | 0 | 0 | 0 | 0 | 0 | 0
WT_off | 0 | 0 | 0 | 0 | 0 | 0
PseudoUnit | 0 | 0 | 0 | 0 | 0 | 0
FixedInterchange | 0 | 0 | 0 | 0 | 0 | 0
SO2 Emissions (MMshortTons): RMPA
ReportingType | 2015 | 2020 | 2025 | 2030 | 2035 | 2040
BM | 0 | 0 | 0 | 0 | 0 | 0
CC | 0 | 0 | 0 | 0 | 0 | 0
CSP | 0 | 0 | 0 | 0 | 0 | 0
CT | 0 | 0 | 0 | 0 | 0 | 0
Coal | 0.06 | 0.03 | 0.03 | 0.03 | 0.03 | 0.03
Geo | 0 | 0 | 0 | 0 | 0 | 0
H | 0 | 0 | 0 | 0 | 0 | 0
LFG | 0 | 0 | 0 | 0 | 0 | 0
Nuc | 0 | 0 | 0 | 0 | 0 | 0
PS | 0 | 0 | 0 | 0 | 0 | 0
PV | 0 | 0 | 0 | 0 | 0 | 0
PeakG | 0 | 0 | 0 | 0 | 0 | 0
PeakO | 0 | 0 | 0 | 0 | 0 | 0
ST | 0 | 0 | 0 | 0 | 0 | 0
STOG | 0 | 0 | 0 | 0 | 0 | 0
STWD | 0 | 0 | 0 | 0 | 0 | 0
WT | 0 | 0 | 0 | 0 | 0 | 0
IGCC | 0 | 0 | 0 | 0 | 0 | 0
DemandResponse | 0 | 0 | 0 | 0 | 0 | 0
IGCC-CCS | 0 | 0 | 0 | 0 | 0 | 0
WT_off | 0 | 0 | 0 | 0 | 0 | 0
PseudoUnit | 0 | 0 | 0 | 0 | 0 | 0
FixedInterchange | 0 | 0 | 0 | 0 | 0 | 0
SO2 Emissions (MMshortTons): SP15
ReportingType | 2015 | 2020 | 2025 | 2030 | 2035 | 2040
BM | 0 | 0 | 0 | 0 | 0 | 0
CC | 0 | 0 | 0 | 0 | 0 | 0
CSP | 0 | 0 | 0 | 0 | 0 | 0
CT | 0 | 0 | 0 | 0 | 0 | 0
Coal | 0 | 0 | 0 | 0 | 0 | 0
Geo | 0 | 0 | 0 | 0 | 0 | 0
H | 0 | 0 | 0 | 0 | 0 | 0
LFG | 0 | 0 | 0 | 0 | 0 | 0
Nuc | 0 | 0 | 0 | 0 | 0 | 0
PS | 0 | 0 | 0 | 0 | 0 | 0
PV | 0 | 0 | 0 | 0 | 0 | 0
PeakG | 0 | 0 | 0 | 0 | 0 | 0
PeakO | 0 | 0 | 0 | 0 | 0 | 0
ST | 0 | 0 | 0 | 0 | 0 | 0
STOG | 0 | 0 | 0 | 0 | 0 | 0
STWD | 0 | 0 | 0 | 0 | 0 | 0
WT | 0 | 0 | 0 | 0 | 0 | 0
IGCC | 0 | 0 | 0 | 0 | 0 | 0
DemandResponse | 0 | 0 | 0 | 0 | 0 | 0
IGCC-CCS | 0 | 0 | 0 | 0 | 0 | 0
WT_off | 0 | 0 | 0 | 0 | 0 | 0
PseudoUnit | 0 | 0 | 0 | 0 | 0 | 0
FixedInterchange | 0 | 0 | 0 | 0 | 0 | 0
SO2 Emissions (MMshortTons): ALB
ReportingType | 2015 | 2020 | 2025 | 2030 | 2035 | 2040
BM | 0 | 0 | 0 | 0 | 0 | 0
CC | 0 | 0 | 0 | 0 | 0 | 0
CSP | 0 | 0 | 0 | 0 | 0 | 0
CT | 0 | 0 | 0 | 0 | 0 | 0
Coal | 0.16 | 0.14 | 0.14 | 0.14 | 0.14 | 0.14
Geo | 0 | 0 | 0 | 0 | 0 | 0
H | 0 | 0 | 0 | 0 | 0 | 0
LFG | 0 | 0 | 0 | 0 | 0 | 0
Nuc | 0 | 0 | 0 | 0 | 0 | 0
PS | 0 | 0 | 0 | 0 | 0 | 0
PV | 0 | 0 | 0 | 0 | 0 | 0
PeakG | 0 | 0 | 0 | 0 | 0 | 0
PeakO | 0 | 0 | 0 | 0 | 0 | 0
ST | 0 | 0 | 0 | 0 | 0 | 0
STOG | 0 | 0 | 0 | 0 | 0 | 0
STWD | 0 | 0 | 0 | 0 | 0 | 0
WT | 0 | 0 | 0 | 0 | 0 | 0
IGCC | 0 | 0 | 0 | 0 | 0 | 0
DemandResponse | 0 | 0 | 0 | 0 | 0 | 0
IGCC-CCS | 0 | 0 | 0 | 0 | 0 | 0
WT_off | 0 | 0 | 0 | 0 | 0 | 0
PseudoUnit | 0 | 0 | 0 | 0 | 0 | 0
FixedInterchange | 0 | 0 | 0 | 0 | 0 | 0
SO2 Emissions (MMshortTons): BC
ReportingType | 2015 | 2020 | 2025 | 2030 | 2035 | 2040
BM | 0 | 0 | 0 | 0 | 0 | 0
CC | 0 | 0 | 0 | 0 | 0 | 0
CSP | 0 | 0 | 0 | 0 | 0 | 0
CT | 0 | 0 | 0 | 0 | 0 | 0
Coal | 0 | 0 | 0 | 0 | 0 | 0
Geo | 0 | 0 | 0 | 0 | 0 | 0
H | 0 | 0 | 0 | 0 | 0 | 0
LFG | 0 | 0 | 0 | 0 | 0 | 0
Nuc | 0 | 0 | 0 | 0 | 0 | 0
PS | 0 | 0 | 0 | 0 | 0 | 0
PV | 0 | 0 | 0 | 0 | 0 | 0
PeakG | 0 | 0 | 0 | 0 | 0 | 0
PeakO | 0 | 0 | 0 | 0 | 0 | 0
ST | 0 | 0 | 0 | 0 | 0 | 0
STOG | 0 | 0 | 0 | 0 | 0 | 0
STWD | 0 | 0 | 0 | 0 | 0 | 0
WT | 0 | 0 | 0 | 0 | 0 | 0
IGCC | 0 | 0 | 0 | 0 | 0 | 0
DemandResponse | 0 | 0 | 0 | 0 | 0 | 0
IGCC-CCS | 0 | 0 | 0 | 0 | 0 | 0
WT_off | 0 | 0 | 0 | 0 | 0 | 0
PseudoUnit | 0 | 0 | 0 | 0 | 0 | 0
FixedInterchange | 0 | 0 | 0 | 0 | 0 | 0
SO2 Emissions (MMshortTons): HQ_IESO
ReportingType | 2015 | 2020 | 2025 | 2030 | 2035 | 2040
BM | 0 | 0 | 0 | 0 | 0 | 0
CC | 0 | 0 | 0 | 0 | 0 | 0
CSP | 0 | 0 | 0 | 0 | 0 | 0
CT | 0 | 0 | 0 | 0 | 0 | 0
Coal | 0 | 0 | 0 | 0 | 0 | 0
Geo | 0 | 0 | 0 | 0 | 0 | 0
H | 0 | 0 | 0 | 0 | 0 | 0
LFG | 0 | 0 | 0 | 0 | 0 | 0
Nuc | 0 | 0 | 0 | 0 | 0 | 0
PS | 0 | 0 | 0 | 0 | 0 | 0
PV | 0 | 0 | 0 | 0 | 0 | 0
PeakG | 0 | 0 | 0 | 0 | 0 | 0
PeakO | 0 | 0 | 0 | 0 | 0 | 0
ST | 0 | 0 | 0 | 0 | 0 | 0
STOG | 0 | 0 | 0 | 0 | 0 | 0
STWD | 0 | 0 | 0 | 0 | 0 | 0
WT | 0 | 0 | 0 | 0 | 0 | 0
IGCC | 0 | 0 | 0 | 0 | 0 | 0
DemandResponse | 0 | 0 | 0 | 0 | 0 | 0
IGCC-CCS | 0 | 0 | 0 | 0 | 0 | 0
WT_off | 0 | 0 | 0 | 0 | 0 | 0
PseudoUnit | 0 | 0 | 0 | 0 | 0 | 0
FixedInterchange | 0 | 0 | 0 | 0 | 0 | 0
SO2 Emissions (MMshortTons): HQ_NEISO
ReportingType | 2015 | 2020 | 2025 | 2030 | 2035 | 2040
BM | 0 | 0 | 0 | 0 | 0 | 0
CC | 0 | 0 | 0 | 0 | 0 | 0
CSP | 0 | 0 | 0 | 0 | 0 | 0
CT | 0 | 0 | 0 | 0 | 0 | 0
Coal | 0 | 0 | 0 | 0 | 0 | 0
Geo | 0 | 0 | 0 | 0 | 0 | 0
H | 0 | 0 | 0 | 0 | 0 | 0
LFG | 0 | 0 | 0 | 0 | 0 | 0
Nuc | 0 | 0 | 0 | 0 | 0 | 0
PS | 0 | 0 | 0 | 0 | 0 | 0
PV | 0 | 0 | 0 | 0 | 0 | 0
PeakG | 0 | 0 | 0 | 0 | 0 | 0
PeakO | 0 | 0 | 0 | 0 | 0 | 0
ST | 0 | 0 | 0 | 0 | 0 | 0
STOG | 0 | 0 | 0 | 0 | 0 | 0
STWD | 0 | 0 | 0 | 0 | 0 | 0
WT | 0 | 0 | 0 | 0 | 0 | 0
IGCC | 0 | 0 | 0 | 0 | 0 | 0
DemandResponse | 0 | 0 | 0 | 0 | 0 | 0
IGCC-CCS | 0 | 0 | 0 | 0 | 0 | 0
WT_off | 0 | 0 | 0 | 0 | 0 | 0
PseudoUnit | 0 | 0 | 0 | 0 | 0 | 0
FixedInterchange | 0 | 0 | 0 | 0 | 0 | 0
SO2 Emissions (MMshortTons): HQ_NY
ReportingType | 2015 | 2020 | 2025 | 2030 | 2035 | 2040
BM | 0 | 0 | 0 | 0 | 0 | 0
CC | 0 | 0 | 0 | 0 | 0 | 0
CSP | 0 | 0 | 0 | 0 | 0 | 0
CT | 0 | 0 | 0 | 0 | 0 | 0
Coal | 0 | 0 | 0 | 0 | 0 | 0
Geo | 0 | 0 | 0 | 0 | 0 | 0
H | 0 | 0 | 0 | 0 | 0 | 0
LFG | 0 | 0 | 0 | 0 | 0 | 0
Nuc | 0 | 0 | 0 | 0 | 0 | 0
PS | 0 | 0 | 0 | 0 | 0 | 0
PV | 0 | 0 | 0 | 0 | 0 | 0
PeakG | 0 | 0 | 0 | 0 | 0 | 0
PeakO | 0 | 0 | 0 | 0 | 0 | 0
ST | 0 | 0 | 0 | 0 | 0 | 0
STOG | 0 | 0 | 0 | 0 | 0 | 0
STWD | 0 | 0 | 0 | 0 | 0 | 0
WT | 0 | 0 | 0 | 0 | 0 | 0
IGCC | 0 | 0 | 0 | 0 | 0 | 0
DemandResponse | 0 | 0 | 0 | 0 | 0 | 0
IGCC-CCS | 0 | 0 | 0 | 0 | 0 | 0
WT_off | 0 | 0 | 0 | 0 | 0 | 0
PseudoUnit | 0 | 0 | 0 | 0 | 0 | 0
FixedInterchange | 0 | 0 | 0 | 0 | 0 | 0
SO2 Emissions (MMshortTons): MARITIMES
ReportingType | 2015 | 2020 | 2025 | 2030 | 2035 | 2040
BM | 0 | 0 | 0 | 0 | 0 | 0
CC | 0 | 0 | 0 | 0 | 0 | 0
CSP | 0 | 0 | 0 | 0 | 0 | 0
CT | 0 | 0 | 0 | 0 | 0 | 0
Coal | 0 | 0 | 0 | 0 | 0 | 0
Geo | 0 | 0 | 0 | 0 | 0 | 0
H | 0 | 0 | 0 | 0 | 0 | 0
LFG | 0 | 0 | 0 | 0 | 0 | 0
Nuc | 0 | 0 | 0 | 0 | 0 | 0
PS | 0 | 0 | 0 | 0 | 0 | 0
PV | 0 | 0 | 0 | 0 | 0 | 0
PeakG | 0 | 0 | 0 | 0 | 0 | 0
PeakO | 0 | 0 | 0 | 0 | 0 | 0
ST | 0 | 0 | 0 | 0 | 0 | 0
STOG | 0 | 0 | 0 | 0 | 0 | 0
STWD | 0 | 0 | 0 | 0 | 0 | 0
WT | 0 | 0 | 0 | 0 | 0 | 0
IGCC | 0 | 0 | 0 | 0 | 0 | 0
DemandResponse | 0 | 0 | 0 | 0 | 0 | 0
IGCC-CCS | 0 | 0 | 0 | 0 | 0 | 0
WT_off | 0 | 0 | 0 | 0 | 0 | 0
PseudoUnit | 0 | 0 | 0 | 0 | 0 | 0
FixedInterchange | 0 | 0 | 0 | 0 | 0 | 0
SO2 Emissions (MMshortTons): All
ReportingType | 2015 | 2020 | 2025 | 2030 | 2035 | 2040
BM | 0 | 0 | 0 | 0 | 0 | 0
CC | 0 | 0 | 0 | 0 | 0 | 0
CSP | 0 | 0 | 0 | 0 | 0 | 0
CT | 0 | 0 | 0 | 0 | 0 | 0
Coal | 5.15 | 1.71 | 1.8 | 1.71 | 1.96 | 2.06
Geo | 0 | 0 | 0 | 0 | 0 | 0
H | 0 | 0 | 0 | 0 | 0 | 0
LFG | 0 | 0 | 0 | 0 | 0 | 0
Nuc | 0 | 0 | 0 | 0 | 0 | 0
PS | 0 | 0 | 0 | 0 | 0 | 0
PV | 0 | 0 | 0 | 0 | 0 | 0
PeakG | 0 | 0 | 0 | 0 | 0 | 0
PeakO | 0 | 0 | 0 | 0 | 0 | 0
ST | 0 | 0 | 0 | 0 | 0 | 0
STOG | 0 | 0 | 0 | 0 | 0 | 0
STWD | 0 | 0 | 0 | 0 | 0 | 0
WT | 0 | 0 | 0 | 0 | 0 | 0
IGCC | 0 | 0 | 0 | 0 | 0 | 0
DemandResponse | 0 | 0 | 0 | 0 | 0 | 0
IGCC-CCS | 0 | 0 | 0 | 0 | 0 | 0
WT_off | 0 | 0 | 0 | 0 | 0 | 0
PseudoUnit | 0 | 0 | 0 | 0 | 0 | 0
FixedInterchange | 0 | 0 | 0 | 0 | 0 | 0
SO2 Emissions (MMshortTons): EI_US
ReportingType | 2015 | 2020 | 2025 | 2030 | 2035 | 2040
BM | 0 | 0 | 0 | 0 | 0 | 0
CC | 0 | 0 | 0 | 0 | 0 | 0
CSP | 0 | 0 | 0 | 0 | 0 | 0
CT | 0 | 0 | 0 | 0 | 0 | 0
Coal | 4.6 | 1.37 | 1.47 | 1.38 | 1.63 | 1.73
Geo | 0 | 0 | 0 | 0 | 0 | 0
H | 0 | 0 | 0 | 0 | 0 | 0
LFG | 0 | 0 | 0 | 0 | 0 | 0
Nuc | 0 | 0 | 0 | 0 | 0 | 0
PS | 0 | 0 | 0 | 0 | 0 | 0
PV | 0 | 0 | 0 | 0 | 0 | 0
PeakG | 0 | 0 | 0 | 0 | 0 | 0
PeakO | 0 | 0 | 0 | 0 | 0 | 0
ST | 0 | 0 | 0 | 0 | 0 | 0
STOG | 0 | 0 | 0 | 0 | 0 | 0
STWD | 0 | 0 | 0 | 0 | 0 | 0
WT | 0 | 0 | 0 | 0 | 0 | 0
IGCC | 0 | 0 | 0 | 0 | 0 | 0
DemandResponse | 0 | 0 | 0 | 0 | 0 | 0
IGCC-CCS | 0 | 0 | 0 | 0 | 0 | 0
WT_off | 0 | 0 | 0 | 0 | 0 | 0
PseudoUnit | 0 | 0 | 0 | 0 | 0 | 0
FixedInterchange | 0 | 0 | 0 | 0 | 0 | 0
SO2 Emissions (MMshortTons): EI_Canada
ReportingType | 2015 | 2020 | 2025 | 2030 | 2035 | 2040
BM | 0 | 0 | 0 | 0 | 0 | 0
CC | 0 | 0 | 0 | 0 | 0 | 0
CSP | 0 | 0 | 0 | 0 | 0 | 0
CT | 0 | 0 | 0 | 0 | 0 | 0
Coal | 0.01 | 0.02 | 0 | 0 | 0 | 0
Geo | 0 | 0 | 0 | 0 | 0 | 0
H | 0 | 0 | 0 | 0 | 0 | 0
LFG | 0 | 0 | 0 | 0 | 0 | 0
Nuc | 0 | 0 | 0 | 0 | 0 | 0
PS | 0 | 0 | 0 | 0 | 0 | 0
PV | 0 | 0 | 0 | 0 | 0 | 0
PeakG | 0 | 0 | 0 | 0 | 0 | 0
PeakO | 0 | 0 | 0 | 0 | 0 | 0
ST | 0 | 0 | 0 | 0 | 0 | 0
STOG | 0 | 0 | 0 | 0 | 0 | 0
STWD | 0 | 0 | 0 | 0 | 0 | 0
WT | 0 | 0 | 0 | 0 | 0 | 0
IGCC | 0 | 0 | 0 | 0 | 0 | 0
DemandResponse | 0 | 0 | 0 | 0 | 0 | 0
IGCC-CCS | 0 | 0 | 0 | 0 | 0 | 0
WT_off | 0 | 0 | 0 | 0 | 0 | 0
PseudoUnit | 0 | 0 | 0 | 0 | 0 | 0
FixedInterchange | 0 | 0 | 0 | 0 | 0 | 0
SO2 Emissions (MMshortTons): EI
ReportingType | 2015 | 2020 | 2025 | 2030 | 2035 | 2040
BM | 0 | 0 | 0 | 0 | 0 | 0
CC | 0 | 0 | 0 | 0 | 0 | 0
CSP | 0 | 0 | 0 | 0 | 0 | 0
CT | 0 | 0 | 0 | 0 | 0 | 0
Coal | 4.61 | 1.39 | 1.47 | 1.38 | 1.63 | 1.73
Geo | 0 | 0 | 0 | 0 | 0 | 0
H | 0 | 0 | 0 | 0 | 0 | 0
LFG | 0 | 0 | 0 | 0 | 0 | 0
Nuc | 0 | 0 | 0 | 0 | 0 | 0
PS | 0 | 0 | 0 | 0 | 0 | 0
PV | 0 | 0 | 0 | 0 | 0 | 0
PeakG | 0 | 0 | 0 | 0 | 0 | 0
PeakO | 0 | 0 | 0 | 0 | 0 | 0
ST | 0 | 0 | 0 | 0 | 0 | 0
STOG | 0 | 0 | 0 | 0 | 0 | 0
STWD | 0 | 0 | 0 | 0 | 0 | 0
WT | 0 | 0 | 0 | 0 | 0 | 0
IGCC | 0 | 0 | 0 | 0 | 0 | 0
DemandResponse | 0 | 0 | 0 | 0 | 0 | 0
IGCC-CCS | 0 | 0 | 0 | 0 | 0 | 0
WT_off | 0 | 0 | 0 | 0 | 0 | 0
PseudoUnit | 0 | 0 | 0 | 0 | 0 | 0
FixedInterchange | 0 | 0 | 0 | 0 | 0 | 0
SO2 Emissions (MMshortTons): Outside_EI
ReportingType | 2015 | 2020 | 2025 | 2030 | 2035 | 2040
BM | 0 | 0 | 0 | 0 | 0 | 0
CC | 0 | 0 | 0 | 0 | 0 | 0
CSP | 0 | 0 | 0 | 0 | 0 | 0
CT | 0 | 0 | 0 | 0 | 0 | 0
Coal | 0.54 | 0.32 | 0.32 | 0.32 | 0.33 | 0.33
Geo | 0 | 0 | 0 | 0 | 0 | 0
H | 0 | 0 | 0 | 0 | 0 | 0
LFG | 0 | 0 | 0 | 0 | 0 | 0
Nuc | 0 | 0 | 0 | 0 | 0 | 0
PS | 0 | 0 | 0 | 0 | 0 | 0
PV | 0 | 0 | 0 | 0 | 0 | 0
PeakG | 0 | 0 | 0 | 0 | 0 | 0
PeakO | 0 | 0 | 0 | 0 | 0 | 0
ST | 0 | 0 | 0 | 0 | 0 | 0
STOG | 0 | 0 | 0 | 0 | 0 | 0
STWD | 0 | 0 | 0 | 0 | 0 | 0
WT | 0 | 0 | 0 | 0 | 0 | 0
IGCC | 0 | 0 | 0 | 0 | 0 | 0
DemandResponse | 0 | 0 | 0 | 0 | 0 | 0
IGCC-CCS | 0 | 0 | 0 | 0 | 0 | 0
WT_off | 0 | 0 | 0 | 0 | 0 | 0
PseudoUnit | 0 | 0 | 0 | 0 | 0 | 0
FixedInterchange | 0 | 0 | 0 | 0 | 0 | 0
NOx Emissions (MMshortTons): Entergy
ReportingType | 2015 | 2020 | 2025 | 2030 | 2035 | 2040
BM | 0 | 0 | 0 | 0 | 0 | 0
CC | 0 | 0.01 | 0 | 0 | 0 | 0
CSP | 0 | 0 | 0 | 0 | 0 | 0
CT | 0 | 0 | 0 | 0 | 0 | 0
Coal | 0.05 | 0.05 | 0.04 | 0.04 | 0.04 | 0.05
Geo | 0 | 0 | 0 | 0 | 0 | 0
H | 0 | 0 | 0 | 0 | 0 | 0
LFG | 0 | 0 | 0 | 0 | 0 | 0
Nuc | 0 | 0 | 0 | 0 | 0 | 0
PS | 0 | 0 | 0 | 0 | 0 | 0
PV | 0 | 0 | 0 | 0 | 0 | 0
PeakG | 0 | 0 | 0 | 0 | 0 | 0
PeakO | 0 | 0 | 0 | 0 | 0 | 0
ST | 0 | 0 | 0 | 0 | 0 | 0
STOG | 0 | 0 | 0 | 0 | 0 | 0
STWD | 0 | 0 | 0 | 0 | 0 | 0
WT | 0 | 0 | 0 | 0 | 0 | 0
IGCC | 0 | 0 | 0 | 0 | 0 | 0
DemandResponse | 0 | 0 | 0 | 0 | 0 | 0
IGCC-CCS | 0 | 0 | 0 | 0 | 0 | 0
WT_off | 0 | 0 | 0 | 0 | 0 | 0
PseudoUnit | 0 | 0 | 0 | 0 | 0 | 0
FixedInterchange | 0 | 0 | 0 | 0 | 0 | 0
NOx Emissions (MMshortTons): FRCC
ReportingType | 2015 | 2020 | 2025 | 2030 | 2035 | 2040
BM | 0 | 0 | 0 | 0 | 0 | 0
CC | 0.01 | 0.01 | 0.01 | 0.01 | 0.01 | 0.02
CSP | 0 | 0 | 0 | 0 | 0 | 0
CT | 0 | 0 | 0 | 0 | 0 | 0
Coal | 0.04 | 0.03 | 0.04 | 0.04 | 0.04 | 0.04
Geo | 0 | 0 | 0 | 0 | 0 | 0
H | 0 | 0 | 0 | 0 | 0 | 0
LFG | 0 | 0 | 0 | 0 | 0 | 0
Nuc | 0 | 0 | 0 | 0 | 0 | 0
PS | 0 | 0 | 0 | 0 | 0 | 0
PV | 0 | 0 | 0 | 0 | 0 | 0
PeakG | 0 | 0 | 0 | 0 | 0 | 0
PeakO | 0 | 0 | 0 | 0 | 0 | 0
ST | 0 | 0 | 0 | 0 | 0 | 0
STOG | 0 | 0 | 0 | 0 | 0 | 0
STWD | 0 | 0 | 0 | 0 | 0 | 0
WT | 0 | 0 | 0 | 0 | 0 | 0
IGCC | 0 | 0 | 0 | 0 | 0 | 0
DemandResponse | 0 | 0 | 0 | 0 | 0 | 0
IGCC-CCS | 0 | 0 | 0 | 0 | 0 | 0
WT_off | 0 | 0 | 0 | 0 | 0 | 0
PseudoUnit | 0 | 0 | 0 | 0 | 0 | 0
FixedInterchange | 0 | 0 | 0 | 0 | 0 | 0
NOx Emissions (MMshortTons): MAPP_US
ReportingType | 2015 | 2020 | 2025 | 2030 | 2035 | 2040
BM | 0 | 0 | 0 | 0 | 0 | 0
CC | 0 | 0 | 0 | 0 | 0 | 0
CSP | 0 | 0 | 0 | 0 | 0 | 0
CT | 0 | 0 | 0 | 0 | 0 | 0
Coal | 0.05 | 0.03 | 0.03 | 0.02 | 0.03 | 0.03
Geo | 0 | 0 | 0 | 0 | 0 | 0
H | 0 | 0 | 0 | 0 | 0 | 0
LFG | 0 | 0 | 0 | 0 | 0 | 0
Nuc | 0 | 0 | 0 | 0 | 0 | 0
PS | 0 | 0 | 0 | 0 | 0 | 0
PV | 0 | 0 | 0 | 0 | 0 | 0
PeakG | 0 | 0 | 0 | 0 | 0 | 0
PeakO | 0 | 0 | 0 | 0 | 0 | 0
ST | 0 | 0 | 0 | 0 | 0 | 0
STOG | 0 | 0 | 0 | 0 | 0 | 0
STWD | 0 | 0 | 0 | 0 | 0 | 0
WT | 0 | 0 | 0 | 0 | 0 | 0
IGCC | 0 | 0 | 0 | 0 | 0 | 0
DemandResponse | 0 | 0 | 0 | 0 | 0 | 0
IGCC-CCS | 0 | 0 | 0 | 0 | 0 | 0
WT_off | 0 | 0 | 0 | 0 | 0 | 0
PseudoUnit | 0 | 0 | 0 | 0 | 0 | 0
FixedInterchange | 0 | 0 | 0 | 0 | 0 | 0
NOx Emissions (MMshortTons): MISO_IN
ReportingType | 2015 | 2020 | 2025 | 2030 | 2035 | 2040
BM | 0 | 0 | 0 | 0 | 0 | 0
CC | 0 | 0 | 0 | 0 | 0 | 0
CSP | 0 | 0 | 0 | 0 | 0 | 0
CT | 0 | 0 | 0 | 0 | 0 | 0
Coal | 0.07 | 0.07 | 0.07 | 0.07 | 0.07 | 0.08
Geo | 0 | 0 | 0 | 0 | 0 | 0
H | 0 | 0 | 0 | 0 | 0 | 0
LFG | 0 | 0 | 0 | 0 | 0 | 0
Nuc | 0 | 0 | 0 | 0 | 0 | 0
PS | 0 | 0 | 0 | 0 | 0 | 0
PV | 0 | 0 | 0 | 0 | 0 | 0
PeakG | 0 | 0 | 0 | 0 | 0 | 0
PeakO | 0 | 0 | 0 | 0 | 0 | 0
ST | 0 | 0 | 0 | 0 | 0 | 0
STOG | 0 | 0 | 0 | 0 | 0 | 0
STWD | 0 | 0 | 0 | 0 | 0 | 0
WT | 0 | 0 | 0 | 0 | 0 | 0
IGCC | 0 | 0 | 0 | 0 | 0 | 0
DemandResponse | 0 | 0 | 0 | 0 | 0 | 0
IGCC-CCS | 0 | 0 | 0 | 0 | 0 | 0
WT_off | 0 | 0 | 0 | 0 | 0 | 0
PseudoUnit | 0 | 0 | 0 | 0 | 0 | 0
FixedInterchange | 0 | 0 | 0 | 0 | 0 | 0
NOx Emissions (MMshortTons): MISO_MI
ReportingType | 2015 | 2020 | 2025 | 2030 | 2035 | 2040
BM | 0 | 0 | 0 | 0 | 0 | 0
CC | 0 | 0 | 0 | 0 | 0 | 0
CSP | 0 | 0 | 0 | 0 | 0 | 0
CT | 0 | 0 | 0 | 0 | 0 | 0
Coal | 0.06 | 0.05 | 0.05 | 0.05 | 0.06 | 0.06
Geo | 0 | 0 | 0 | 0 | 0 | 0
H | 0 | 0 | 0 | 0 | 0 | 0
LFG | 0 | 0 | 0 | 0 | 0 | 0
Nuc | 0 | 0 | 0 | 0 | 0 | 0
PS | 0 | 0 | 0 | 0 | 0 | 0
PV | 0 | 0 | 0 | 0 | 0 | 0
PeakG | 0 | 0 | 0 | 0 | 0 | 0
PeakO | 0 | 0 | 0 | 0 | 0 | 0
ST | 0 | 0 | 0 | 0 | 0 | 0
STOG | 0 | 0 | 0 | 0 | 0 | 0
STWD | 0 | 0 | 0 | 0 | 0 | 0
WT | 0 | 0 | 0 | 0 | 0 | 0
IGCC | 0 | 0 | 0 | 0 | 0 | 0
DemandResponse | 0 | 0 | 0 | 0 | 0 | 0
IGCC-CCS | 0 | 0 | 0 | 0 | 0 | 0
WT_off | 0 | 0 | 0 | 0 | 0 | 0
PseudoUnit | 0 | 0 | 0 | 0 | 0 | 0
FixedInterchange | 0 | 0 | 0 | 0 | 0 | 0
NOx Emissions (MMshortTons): MISO_MO-IL
ReportingType | 2015 | 2020 | 2025 | 2030 | 2035 | 2040
BM | 0 | 0 | 0 | 0 | 0 | 0
CC | 0 | 0 | 0 | 0 | 0 | 0
CSP | 0 | 0 | 0 | 0 | 0 | 0
CT | 0 | 0 | 0 | 0 | 0 | 0
Coal | 0.05 | 0.04 | 0.04 | 0.03 | 0.04 | 0.04
Geo | 0 | 0 | 0 | 0 | 0 | 0
H | 0 | 0 | 0 | 0 | 0 | 0
LFG | 0 | 0 | 0 | 0 | 0 | 0
Nuc | 0 | 0 | 0 | 0 | 0 | 0
PS | 0 | 0 | 0 | 0 | 0 | 0
PV | 0 | 0 | 0 | 0 | 0 | 0
PeakG | 0 | 0 | 0 | 0 | 0 | 0
PeakO | 0 | 0 | 0 | 0 | 0 | 0
ST | 0 | 0 | 0 | 0 | 0 | 0
STOG | 0 | 0 | 0 | 0 | 0 | 0
STWD | 0 | 0 | 0 | 0 | 0 | 0
WT | 0 | 0 | 0 | 0 | 0 | 0
IGCC | 0 | 0 | 0 | 0 | 0 | 0
DemandResponse | 0 | 0 | 0 | 0 | 0 | 0
IGCC-CCS | 0 | 0 | 0 | 0 | 0 | 0
WT_off | 0 | 0 | 0 | 0 | 0 | 0
PseudoUnit | 0 | 0 | 0 | 0 | 0 | 0
FixedInterchange | 0 | 0 | 0 | 0 | 0 | 0
NOx Emissions (MMshortTons): MISO_W
ReportingType | 2015 | 2020 | 2025 | 2030 | 2035 | 2040
BM | 0 | 0 | 0 | 0 | 0 | 0
CC | 0 | 0 | 0 | 0 | 0 | 0
CSP | 0 | 0 | 0 | 0 | 0 | 0
CT | 0 | 0 | 0 | 0 | 0 | 0
Coal | 0.1 | 0.09 | 0.09 | 0.08 | 0.09 | 0.09
Geo | 0 | 0 | 0 | 0 | 0 | 0
H | 0 | 0 | 0 | 0 | 0 | 0
LFG | 0 | 0 | 0 | 0 | 0 | 0
Nuc | 0 | 0 | 0 | 0 | 0 | 0
PS | 0 | 0 | 0 | 0 | 0 | 0
PV | 0 | 0 | 0 | 0 | 0 | 0
PeakG | 0 | 0 | 0 | 0 | 0 | 0
PeakO | 0 | 0 | 0 | 0 | 0 | 0
ST | 0 | 0 | 0 | 0 | 0 | 0
STOG | 0 | 0 | 0 | 0 | 0 | 0
STWD | 0 | 0 | 0 | 0 | 0 | 0
WT | 0 | 0 | 0 | 0 | 0 | 0
IGCC | 0 | 0 | 0 | 0 | 0 | 0
DemandResponse | 0 | 0 | 0 | 0 | 0 | 0
IGCC-CCS | 0 | 0 | 0 | 0 | 0 | 0
WT_off | 0 | 0 | 0 | 0 | 0 | 0
PseudoUnit | 0 | 0 | 0 | 0 | 0 | 0
FixedInterchange | 0 | 0 | 0 | 0 | 0 | 0
NOx Emissions (MMshortTons): MISO_WUMS
ReportingType | 2015 | 2020 | 2025 | 2030 | 2035 | 2040
BM | 0 | 0 | 0 | 0 | 0 | 0
CC | 0 | 0 | 0 | 0 | 0 | 0
CSP | 0 | 0 | 0 | 0 | 0 | 0
CT | 0 | 0 | 0 | 0 | 0 | 0
Coal | 0.01 | 0.01 | 0.01 | 0.01 | 0.01 | 0.01
Geo | 0 | 0 | 0 | 0 | 0 | 0
H | 0 | 0 | 0 | 0 | 0 | 0
LFG | 0 | 0 | 0 | 0 | 0 | 0
Nuc | 0 | 0 | 0 | 0 | 0 | 0
PS | 0 | 0 | 0 | 0 | 0 | 0
PV | 0 | 0 | 0 | 0 | 0 | 0
PeakG | 0 | 0 | 0 | 0 | 0 | 0
PeakO | 0 | 0 | 0 | 0 | 0 | 0
ST | 0 | 0 | 0 | 0 | 0 | 0
STOG | 0 | 0 | 0 | 0 | 0 | 0
STWD | 0 | 0 | 0 | 0 | 0 | 0
WT | 0 | 0 | 0 | 0 | 0 | 0
IGCC | 0 | 0 | 0 | 0 | 0 | 0
DemandResponse | 0 | 0 | 0 | 0 | 0 | 0
IGCC-CCS | 0 | 0 | 0 | 0 | 0 | 0
WT_off | 0 | 0 | 0 | 0 | 0 | 0
PseudoUnit | 0 | 0 | 0 | 0 | 0 | 0
FixedInterchange | 0 | 0 | 0 | 0 | 0 | 0
NOx Emissions (MMshortTons): Nebraska
ReportingType | 2015 | 2020 | 2025 | 2030 | 2035 | 2040
BM | 0 | 0 | 0 | 0 | 0 | 0
CC | 0 | 0 | 0 | 0 | 0 | 0
CSP | 0 | 0 | 0 | 0 | 0 | 0
CT | 0 | 0 | 0 | 0 | 0 | 0
Coal | 0.04 | 0.04 | 0.03 | 0.03 | 0.02 | 0.02
Geo | 0 | 0 | 0 | 0 | 0 | 0
H | 0 | 0 | 0 | 0 | 0 | 0
LFG | 0 | 0 | 0 | 0 | 0 | 0
Nuc | 0 | 0 | 0 | 0 | 0 | 0
PS | 0 | 0 | 0 | 0 | 0 | 0
PV | 0 | 0 | 0 | 0 | 0 | 0
PeakG | 0 | 0 | 0 | 0 | 0 | 0
PeakO | 0 | 0 | 0 | 0 | 0 | 0
ST | 0 | 0 | 0 | 0 | 0 | 0
STOG | 0 | 0 | 0 | 0 | 0 | 0
STWD | 0 | 0 | 0 | 0 | 0 | 0
WT | 0 | 0 | 0 | 0 | 0 | 0
IGCC | 0 | 0 | 0 | 0 | 0 | 0
DemandResponse | 0 | 0 | 0 | 0 | 0 | 0
IGCC-CCS | 0 | 0 | 0 | 0 | 0 | 0
WT_off | 0 | 0 | 0 | 0 | 0 | 0
PseudoUnit | 0 | 0 | 0 | 0 | 0 | 0
FixedInterchange | 0 | 0 | 0 | 0 | 0 | 0
NOx Emissions (MMshortTons): NEISO
ReportingType | 2015 | 2020 | 2025 | 2030 | 2035 | 2040
BM | 0 | 0 | 0 | 0 | 0 | 0
CC | 0 | 0 | 0 | 0 | 0 | 0
CSP | 0 | 0 | 0 | 0 | 0 | 0
CT | 0 | 0 | 0 | 0 | 0 | 0
Coal | 0 | 0 | 0 | 0 | 0 | 0
Geo | 0 | 0 | 0 | 0 | 0 | 0
H | 0 | 0 | 0 | 0 | 0 | 0
LFG | 0 | 0 | 0 | 0 | 0 | 0
Nuc | 0 | 0 | 0 | 0 | 0 | 0
PS | 0 | 0 | 0 | 0 | 0 | 0
PV | 0 | 0 | 0 | 0 | 0 | 0
PeakG | 0 | 0 | 0 | 0 | 0 | 0
PeakO | 0 | 0 | 0 | 0 | 0 | 0
ST | 0 | 0 | 0 | 0 | 0 | 0
STOG | 0 | 0 | 0 | 0 | 0 | 0
STWD | 0 | 0 | 0 | 0 | 0 | 0
WT | 0 | 0 | 0 | 0 | 0 | 0
IGCC | 0 | 0 | 0 | 0 | 0 | 0
DemandResponse | 0 | 0 | 0 | 0 | 0 | 0
IGCC-CCS | 0 | 0 | 0 | 0 | 0 | 0
WT_off | 0 | 0 | 0 | 0 | 0 | 0
PseudoUnit | 0 | 0 | 0 | 0 | 0 | 0
FixedInterchange | 0 | 0 | 0 | 0 | 0 | 0
NOx Emissions (MMshortTons): NonRTO_Midwest
ReportingType | 2015 | 2020 | 2025 | 2030 | 2035 | 2040
BM | 0 | 0 | 0 | 0 | 0 | 0
CC | 0 | 0 | 0 | 0 | 0 | 0
CSP | 0 | 0 | 0 | 0 | 0 | 0
CT | 0 | 0 | 0 | 0 | 0 | 0
Coal | 0.04 | 0.04 | 0.04 | 0.04 | 0.05 | 0.05
Geo | 0 | 0 | 0 | 0 | 0 | 0
H | 0 | 0 | 0 | 0 | 0 | 0
LFG | 0 | 0 | 0 | 0 | 0 | 0
Nuc | 0 | 0 | 0 | 0 | 0 | 0
PS | 0 | 0 | 0 | 0 | 0 | 0
PV | 0 | 0 | 0 | 0 | 0 | 0
PeakG | 0 | 0 | 0 | 0 | 0 | 0
PeakO | 0 | 0 | 0 | 0 | 0 | 0
ST | 0 | 0 | 0 | 0 | 0 | 0
STOG | 0 | 0 | 0 | 0 | 0 | 0
STWD | 0 | 0 | 0 | 0 | 0 | 0
WT | 0 | 0 | 0 | 0 | 0 | 0
IGCC | 0 | 0 | 0 | 0 | 0 | 0
DemandResponse | 0 | 0 | 0 | 0 | 0 | 0
IGCC-CCS | 0 | 0 | 0 | 0 | 0 | 0
WT_off | 0 | 0 | 0 | 0 | 0 | 0
PseudoUnit | 0 | 0 | 0 | 0 | 0 | 0
FixedInterchange | 0 | 0 | 0 | 0 | 0 | 0
NOx Emissions (MMshortTons): NYISO_A-F
ReportingType | 2015 | 2020 | 2025 | 2030 | 2035 | 2040
BM | 0 | 0 | 0 | 0 | 0 | 0
CC | 0 | 0 | 0 | 0 | 0 | 0
CSP | 0 | 0 | 0 | 0 | 0 | 0
CT | 0 | 0 | 0 | 0 | 0 | 0
Coal | 0 | 0 | 0 | 0 | 0 | 0
Geo | 0 | 0 | 0 | 0 | 0 | 0
H | 0 | 0 | 0 | 0 | 0 | 0
LFG | 0 | 0 | 0 | 0 | 0 | 0
Nuc | 0 | 0 | 0 | 0 | 0 | 0
PS | 0 | 0 | 0 | 0 | 0 | 0
PV | 0 | 0 | 0 | 0 | 0 | 0
PeakG | 0 | 0 | 0 | 0 | 0 | 0
PeakO | 0 | 0 | 0 | 0 | 0 | 0
ST | 0 | 0 | 0 | 0 | 0 | 0
STOG | 0 | 0 | 0 | 0 | 0 | 0
STWD | 0 | 0 | 0 | 0 | 0 | 0
WT | 0 | 0 | 0 | 0 | 0 | 0
IGCC | 0 | 0 | 0 | 0 | 0 | 0
DemandResponse | 0 | 0 | 0 | 0 | 0 | 0
IGCC-CCS | 0 | 0 | 0 | 0 | 0 | 0
WT_off | 0 | 0 | 0 | 0 | 0 | 0
PseudoUnit | 0 | 0 | 0 | 0 | 0 | 0
FixedInterchange | 0 | 0 | 0 | 0 | 0 | 0
NOx Emissions (MMshortTons): NYISO_G-I
ReportingType | 2015 | 2020 | 2025 | 2030 | 2035 | 2040
BM | 0 | 0 | 0 | 0 | 0 | 0
CC | 0 | 0 | 0 | 0 | 0 | 0
CSP | 0 | 0 | 0 | 0 | 0 | 0
CT | 0 | 0 | 0 | 0 | 0 | 0
Coal | 0 | 0 | 0 | 0 | 0 | 0
Geo | 0 | 0 | 0 | 0 | 0 | 0
H | 0 | 0 | 0 | 0 | 0 | 0
LFG | 0 | 0 | 0 | 0 | 0 | 0
Nuc | 0 | 0 | 0 | 0 | 0 | 0
PS | 0 | 0 | 0 | 0 | 0 | 0
PV | 0 | 0 | 0 | 0 | 0 | 0
PeakG | 0 | 0 | 0 | 0 | 0 | 0
PeakO | 0 | 0 | 0 | 0 | 0 | 0
ST | 0 | 0 | 0 | 0 | 0 | 0
STOG | 0 | 0 | 0 | 0 | 0 | 0
STWD | 0 | 0 | 0 | 0 | 0 | 0
WT | 0 | 0 | 0 | 0 | 0 | 0
IGCC | 0 | 0 | 0 | 0 | 0 | 0
DemandResponse | 0 | 0 | 0 | 0 | 0 | 0
IGCC-CCS | 0 | 0 | 0 | 0 | 0 | 0
WT_off | 0 | 0 | 0 | 0 | 0 | 0
PseudoUnit | 0 | 0 | 0 | 0 | 0 | 0
FixedInterchange | 0 | 0 | 0 | 0 | 0 | 0
NOx Emissions (MMshortTons): NYISO_J-K
ReportingType | 2015 | 2020 | 2025 | 2030 | 2035 | 2040
BM | 0 | 0 | 0 | 0 | 0 | 0
CC | 0 | 0 | 0 | 0 | 0 | 0
CSP | 0 | 0 | 0 | 0 | 0 | 0
CT | 0 | 0 | 0 | 0 | 0 | 0
Coal | 0 | 0 | 0 | 0 | 0 | 0
Geo | 0 | 0 | 0 | 0 | 0 | 0
H | 0 | 0 | 0 | 0 | 0 | 0
LFG | 0 | 0 | 0 | 0 | 0 | 0
Nuc | 0 | 0 | 0 | 0 | 0 | 0
PS | 0 | 0 | 0 | 0 | 0 | 0
PV | 0 | 0 | 0 | 0 | 0 | 0
PeakG | 0 | 0 | 0 | 0 | 0 | 0
PeakO | 0 | 0 | 0 | 0 | 0 | 0
ST | 0 | 0 | 0 | 0 | 0 | 0
STOG | 0 | 0 | 0 | 0 | 0 | 0
STWD | 0 | 0 | 0 | 0 | 0 | 0
WT | 0 | 0 | 0 | 0 | 0 | 0
IGCC | 0 | 0 | 0 | 0 | 0 | 0
DemandResponse | 0 | 0 | 0 | 0 | 0 | 0
IGCC-CCS | 0 | 0 | 0 | 0 | 0 | 0
WT_off | 0 | 0 | 0 | 0 | 0 | 0
PseudoUnit | 0 | 0 | 0 | 0 | 0 | 0
FixedInterchange | 0 | 0 | 0 | 0 | 0 | 0
NOx Emissions (MMshortTons): PJM_E
ReportingType | 2015 | 2020 | 2025 | 2030 | 2035 | 2040
BM | 0 | 0 | 0 | 0 | 0 | 0
CC | 0 | 0 | 0 | 0 | 0 | 0
CSP | 0 | 0 | 0 | 0 | 0 | 0
CT | 0 | 0 | 0 | 0 | 0 | 0
Coal | 0 | 0 | 0 | 0 | 0 | 0
Geo | 0 | 0 | 0 | 0 | 0 | 0
H | 0 | 0 | 0 | 0 | 0 | 0
LFG | 0 | 0 | 0 | 0 | 0 | 0
Nuc | 0 | 0 | 0 | 0 | 0 | 0
PS | 0 | 0 | 0 | 0 | 0 | 0
PV | 0 | 0 | 0 | 0 | 0 | 0
PeakG | 0 | 0 | 0 | 0 | 0 | 0
PeakO | 0 | 0 | 0 | 0 | 0 | 0
ST | 0 | 0 | 0 | 0 | 0 | 0
STOG | 0 | 0 | 0 | 0 | 0 | 0
STWD | 0 | 0 | 0 | 0 | 0 | 0
WT | 0 | 0 | 0 | 0 | 0 | 0
IGCC | 0 | 0 | 0 | 0 | 0 | 0
DemandResponse | 0 | 0 | 0 | 0 | 0 | 0
IGCC-CCS | 0 | 0 | 0 | 0 | 0 | 0
WT_off | 0 | 0 | 0 | 0 | 0 | 0
PseudoUnit | 0 | 0 | 0 | 0 | 0 | 0
FixedInterchange | 0 | 0 | 0 | 0 | 0 | 0
NOx Emissions (MMshortTons): PJM_ROM
ReportingType | 2015 | 2020 | 2025 | 2030 | 2035 | 2040
BM | 0 | 0 | 0 | 0 | 0 | 0
CC | 0 | 0 | 0 | 0 | 0 | 0.01
CSP | 0 | 0 | 0 | 0 | 0 | 0
CT | 0 | 0 | 0 | 0 | 0 | 0
Coal | 0.04 | 0.04 | 0.04 | 0.04 | 0.04 | 0.04
Geo | 0 | 0 | 0 | 0 | 0 | 0
H | 0 | 0 | 0 | 0 | 0 | 0
LFG | 0 | 0 | 0 | 0 | 0 | 0
Nuc | 0 | 0 | 0 | 0 | 0 | 0
PS | 0 | 0 | 0 | 0 | 0 | 0
PV | 0 | 0 | 0 | 0 | 0 | 0
PeakG | 0 | 0 | 0 | 0 | 0 | 0
PeakO | 0 | 0 | 0 | 0 | 0 | 0
ST | 0 | 0 | 0 | 0 | 0 | 0
STOG | 0 | 0 | 0 | 0 | 0 | 0
STWD | 0 | 0 | 0 | 0 | 0 | 0
WT | 0 | 0 | 0 | 0 | 0 | 0
IGCC | 0 | 0 | 0 | 0 | 0 | 0
DemandResponse | 0 | 0 | 0 | 0 | 0 | 0
IGCC-CCS | 0 | 0 | 0 | 0 | 0 | 0
WT_off | 0 | 0 | 0 | 0 | 0 | 0
PseudoUnit | 0 | 0 | 0 | 0 | 0 | 0
FixedInterchange | 0 | 0 | 0 | 0 | 0 | 0
NOx Emissions (MMshortTons): PJM_ROR
ReportingType | 2015 | 2020 | 2025 | 2030 | 2035 | 2040
BM | 0 | 0 | 0 | 0 | 0 | 0
CC | 0 | 0 | 0 | 0 | 0.01 | 0
CSP | 0 | 0 | 0 | 0 | 0 | 0
CT | 0 | 0 | 0 | 0 | 0 | 0
Coal | 0.27 | 0.18 | 0.18 | 0.18 | 0.18 | 0.18
Geo | 0 | 0 | 0 | 0 | 0 | 0
H | 0 | 0 | 0 | 0 | 0 | 0
LFG | 0 | 0 | 0 | 0 | 0 | 0
Nuc | 0 | 0 | 0 | 0 | 0 | 0
PS | 0 | 0 | 0 | 0 | 0 | 0
PV | 0 | 0 | 0 | 0 | 0 | 0
PeakG | 0 | 0 | 0 | 0 | 0 | 0
PeakO | 0 | 0 | 0 | 0 | 0 | 0
ST | 0 | 0 | 0 | 0 | 0 | 0
STOG | 0 | 0 | 0 | 0 | 0 | 0
STWD | 0 | 0 | 0 | 0 | 0 | 0
WT | 0 | 0 | 0 | 0 | 0 | 0
IGCC | 0 | 0 | 0 | 0 | 0 | 0
DemandResponse | 0 | 0 | 0 | 0 | 0 | 0
IGCC-CCS | 0 | 0 | 0 | 0 | 0 | 0
WT_off | 0 | 0 | 0 | 0 | 0 | 0
PseudoUnit | 0 | 0 | 0 | 0 | 0 | 0
FixedInterchange | 0 | 0 | 0 | 0 | 0 | 0
NOx Emissions (MMshortTons): SOCO
ReportingType | 2015 | 2020 | 2025 | 2030 | 2035 | 2040
BM | 0 | 0 | 0 | 0 | 0 | 0
CC | 0.01 | 0.01 | 0.01 | 0.01 | 0.01 | 0.01
CSP | 0 | 0 | 0 | 0 | 0 | 0
CT | 0 | 0 | 0 | 0 | 0 | 0
Coal | 0.07 | 0.06 | 0.06 | 0.07 | 0.07 | 0.08
Geo | 0 | 0 | 0 | 0 | 0 | 0
H | 0 | 0 | 0 | 0 | 0 | 0
LFG | 0 | 0 | 0 | 0 | 0 | 0
Nuc | 0 | 0 | 0 | 0 | 0 | 0
PS | 0 | 0 | 0 | 0 | 0 | 0
PV | 0 | 0 | 0 | 0 | 0 | 0
PeakG | 0 | 0 | 0 | 0 | 0 | 0
PeakO | 0 | 0 | 0 | 0 | 0 | 0
ST | 0 | 0 | 0 | 0 | 0 | 0
STOG | 0 | 0 | 0 | 0 | 0 | 0
STWD | 0 | 0 | 0 | 0 | 0 | 0
WT | 0 | 0 | 0 | 0 | 0 | 0
IGCC | 0 | 0 | 0 | 0 | 0 | 0
DemandResponse | 0 | 0 | 0 | 0 | 0 | 0
IGCC-CCS | 0 | 0 | 0 | 0 | 0 | 0
WT_off | 0 | 0 | 0 | 0 | 0 | 0
PseudoUnit | 0 | 0 | 0 | 0 | 0 | 0
FixedInterchange | 0 | 0 | 0 | 0 | 0 | 0
NOx Emissions (MMshortTons): SPP_N
ReportingType | 2015 | 2020 | 2025 | 2030 | 2035 | 2040
BM | 0 | 0 | 0 | 0 | 0 | 0
CC | 0 | 0 | 0 | 0 | 0 | 0
CSP | 0 | 0 | 0 | 0 | 0 | 0
CT | 0 | 0 | 0 | 0 | 0 | 0
Coal | 0.06 | 0.05 | 0.04 | 0.03 | 0.03 | 0.03
Geo | 0 | 0 | 0 | 0 | 0 | 0
H | 0 | 0 | 0 | 0 | 0 | 0
LFG | 0 | 0 | 0 | 0 | 0 | 0
Nuc | 0 | 0 | 0 | 0 | 0 | 0
PS | 0 | 0 | 0 | 0 | 0 | 0
PV | 0 | 0 | 0 | 0 | 0 | 0
PeakG | 0 | 0 | 0 | 0 | 0 | 0
PeakO | 0 | 0 | 0 | 0 | 0 | 0
ST | 0 | 0 | 0 | 0 | 0 | 0
STOG | 0 | 0 | 0 | 0 | 0 | 0
STWD | 0 | 0 | 0 | 0 | 0 | 0
WT | 0 | 0 | 0 | 0 | 0 | 0
IGCC | 0 | 0 | 0 | 0 | 0 | 0
DemandResponse | 0 | 0 | 0 | 0 | 0 | 0
IGCC-CCS | 0 | 0 | 0 | 0 | 0 | 0
WT_off | 0 | 0 | 0 | 0 | 0 | 0
PseudoUnit | 0 | 0 | 0 | 0 | 0 | 0
FixedInterchange | 0 | 0 | 0 | 0 | 0 | 0
NOx Emissions (MMshortTons): SPP_S
ReportingType | 2015 | 2020 | 2025 | 2030 | 2035 | 2040
BM | 0 | 0 | 0 | 0 | 0 | 0
CC | 0 | 0 | 0 | 0 | 0 | 0
CSP | 0 | 0 | 0 | 0 | 0 | 0
CT | 0 | 0 | 0 | 0 | 0 | 0
Coal | 0.11 | 0.08 | 0.03 | 0.02 | 0.02 | 0.02
Geo | 0 | 0 | 0 | 0 | 0 | 0
H | 0 | 0 | 0 | 0 | 0 | 0
LFG | 0 | 0 | 0 | 0 | 0 | 0
Nuc | 0 | 0 | 0 | 0 | 0 | 0
PS | 0 | 0 | 0 | 0 | 0 | 0
PV | 0 | 0 | 0 | 0 | 0 | 0
PeakG | 0 | 0 | 0 | 0 | 0 | 0
PeakO | 0 | 0 | 0 | 0 | 0 | 0
ST | 0 | 0 | 0 | 0 | 0 | 0
STOG | 0 | 0 | 0 | 0 | 0 | 0
STWD | 0 | 0 | 0 | 0 | 0 | 0
WT | 0 | 0 | 0 | 0 | 0 | 0
IGCC | 0 | 0 | 0 | 0 | 0 | 0
DemandResponse | 0 | 0 | 0 | 0 | 0 | 0
IGCC-CCS | 0 | 0 | 0 | 0 | 0 | 0
WT_off | 0 | 0 | 0 | 0 | 0 | 0
PseudoUnit | 0 | 0 | 0 | 0 | 0 | 0
FixedInterchange | 0 | 0 | 0 | 0 | 0 | 0
NOx Emissions (MMshortTons): TVA
ReportingType | 2015 | 2020 | 2025 | 2030 | 2035 | 2040
BM | 0 | 0 | 0 | 0 | 0 | 0
CC | 0 | 0 | 0 | 0 | 0 | 0
CSP | 0 | 0 | 0 | 0 | 0 | 0
CT | 0 | 0 | 0 | 0 | 0 | 0
Coal | 0.06 | 0.06 | 0.06 | 0.06 | 0.06 | 0.06
Geo | 0 | 0 | 0 | 0 | 0 | 0
H | 0 | 0 | 0 | 0 | 0 | 0
LFG | 0 | 0 | 0 | 0 | 0 | 0
Nuc | 0 | 0 | 0 | 0 | 0 | 0
PS | 0 | 0 | 0 | 0 | 0 | 0
PV | 0 | 0 | 0 | 0 | 0 | 0
PeakG | 0 | 0 | 0 | 0 | 0 | 0
PeakO | 0 | 0 | 0 | 0 | 0 | 0
ST | 0 | 0 | 0 | 0 | 0 | 0
STOG | 0 | 0 | 0 | 0 | 0 | 0
STWD | 0 | 0 | 0 | 0 | 0 | 0
WT | 0 | 0 | 0 | 0 | 0 | 0
IGCC | 0 | 0 | 0 | 0 | 0 | 0
DemandResponse | 0 | 0 | 0 | 0 | 0 | 0
IGCC-CCS | 0 | 0 | 0 | 0 | 0 | 0
WT_off | 0 | 0 | 0 | 0 | 0 | 0
PseudoUnit | 0 | 0 | 0 | 0 | 0 | 0
FixedInterchange | 0 | 0 | 0 | 0 | 0 | 0
NOx Emissions (MMshortTons): TVA_Transmission
ReportingType | 2015 | 2020 | 2025 | 2030 | 2035 | 2040
BM | 0 | 0 | 0 | 0 | 0 | 0
CC | 0 | 0 | 0 | 0 | 0 | 0
CSP | 0 | 0 | 0 | 0 | 0 | 0
CT | 0 | 0 | 0 | 0 | 0 | 0
Coal | 0 | 0 | 0 | 0 | 0 | 0
Geo | 0 | 0 | 0 | 0 | 0 | 0
H | 0 | 0 | 0 | 0 | 0 | 0
LFG | 0 | 0 | 0 | 0 | 0 | 0
Nuc | 0 | 0 | 0 | 0 | 0 | 0
PS | 0 | 0 | 0 | 0 | 0 | 0
PV | 0 | 0 | 0 | 0 | 0 | 0
PeakG | 0 | 0 | 0 | 0 | 0 | 0
PeakO | 0 | 0 | 0 | 0 | 0 | 0
ST | 0 | 0 | 0 | 0 | 0 | 0
STOG | 0 | 0 | 0 | 0 | 0 | 0
STWD | 0 | 0 | 0 | 0 | 0 | 0
WT | 0 | 0 | 0 | 0 | 0 | 0
IGCC | 0 | 0 | 0 | 0 | 0 | 0
DemandResponse | 0 | 0 | 0 | 0 | 0 | 0
IGCC-CCS | 0 | 0 | 0 | 0 | 0 | 0
WT_off | 0 | 0 | 0 | 0 | 0 | 0
PseudoUnit | 0 | 0 | 0 | 0 | 0 | 0
FixedInterchange | 0 | 0 | 0 | 0 | 0 | 0
NOx Emissions (MMshortTons): VACAR
ReportingType | 2015 | 2020 | 2025 | 2030 | 2035 | 2040
BM | 0 | 0 | 0 | 0 | 0 | 0
CC | 0 | 0 | 0 | 0 | 0.01 | 0.01
CSP | 0 | 0 | 0 | 0 | 0 | 0
CT | 0 | 0 | 0 | 0 | 0 | 0
Coal | 0.04 | 0.04 | 0.04 | 0.04 | 0.05 | 0.05
Geo | 0 | 0 | 0 | 0 | 0 | 0
H | 0 | 0 | 0 | 0 | 0 | 0
LFG | 0 | 0 | 0 | 0 | 0 | 0
Nuc | 0 | 0 | 0 | 0 | 0 | 0
PS | 0 | 0 | 0 | 0 | 0 | 0
PV | 0 | 0 | 0 | 0 | 0 | 0
PeakG | 0 | 0 | 0 | 0 | 0 | 0
PeakO | 0 | 0 | 0 | 0 | 0 | 0
ST | 0 | 0 | 0 | 0 | 0 | 0
STOG | 0 | 0 | 0 | 0 | 0 | 0
STWD | 0 | 0 | 0 | 0 | 0 | 0
WT | 0 | 0 | 0 | 0 | 0 | 0
IGCC | 0 | 0 | 0 | 0 | 0 | 0
DemandResponse | 0 | 0 | 0 | 0 | 0 | 0
IGCC-CCS | 0 | 0 | 0 | 0 | 0 | 0
WT_off | 0 | 0 | 0 | 0 | 0 | 0
PseudoUnit | 0 | 0 | 0 | 0 | 0 | 0
FixedInterchange | 0 | 0 | 0 | 0 | 0 | 0
NOx Emissions (MMshortTons): IESO
ReportingType | 2015 | 2020 | 2025 | 2030 | 2035 | 2040
BM | 0 | 0 | 0 | 0 | 0 | 0
CC | 0 | 0 | 0 | 0 | 0 | 0
CSP | 0 | 0 | 0 | 0 | 0 | 0
CT | 0 | 0 | 0 | 0 | 0 | 0
Coal | 0 | 0 | 0 | 0 | 0 | 0
Geo | 0 | 0 | 0 | 0 | 0 | 0
H | 0 | 0 | 0 | 0 | 0 | 0
LFG | 0 | 0 | 0 | 0 | 0 | 0
Nuc | 0 | 0 | 0 | 0 | 0 | 0
PS | 0 | 0 | 0 | 0 | 0 | 0
PV | 0 | 0 | 0 | 0 | 0 | 0
PeakG | 0 | 0 | 0 | 0 | 0 | 0
PeakO | 0 | 0 | 0 | 0 | 0 | 0
ST | 0 | 0 | 0 | 0 | 0 | 0
STOG | 0 | 0 | 0 | 0 | 0 | 0
STWD | 0 | 0 | 0 | 0 | 0 | 0
WT | 0 | 0 | 0 | 0 | 0 | 0
IGCC | 0 | 0 | 0 | 0 | 0 | 0
DemandResponse | 0 | 0 | 0 | 0 | 0 | 0
IGCC-CCS | 0 | 0 | 0 | 0 | 0 | 0
WT_off | 0 | 0 | 0 | 0 | 0 | 0
PseudoUnit | 0 | 0 | 0 | 0 | 0 | 0
FixedInterchange | 0 | 0 | 0 | 0 | 0 | 0
NOx Emissions (MMshortTons): MAPP_CA
ReportingType | 2015 | 2020 | 2025 | 2030 | 2035 | 2040
BM | 0 | 0 | 0 | 0 | 0 | 0
CC | 0 | 0 | 0 | 0 | 0 | 0
CSP | 0 | 0 | 0 | 0 | 0 | 0
CT | 0 | 0 | 0 | 0 | 0 | 0
Coal | 0 | 0 | 0 | 0 | 0 | 0
Geo | 0 | 0 | 0 | 0 | 0 | 0
H | 0 | 0 | 0 | 0 | 0 | 0
LFG | 0 | 0 | 0 | 0 | 0 | 0
Nuc | 0 | 0 | 0 | 0 | 0 | 0
PS | 0 | 0 | 0 | 0 | 0 | 0
PV | 0 | 0 | 0 | 0 | 0 | 0
PeakG | 0 | 0 | 0 | 0 | 0 | 0
PeakO | 0 | 0 | 0 | 0 | 0 | 0
ST | 0 | 0 | 0 | 0 | 0 | 0
STOG | 0 | 0 | 0 | 0 | 0 | 0
STWD | 0 | 0 | 0 | 0 | 0 | 0
WT | 0 | 0 | 0 | 0 | 0 | 0
IGCC | 0 | 0 | 0 | 0 | 0 | 0
DemandResponse | 0 | 0 | 0 | 0 | 0 | 0
IGCC-CCS | 0 | 0 | 0 | 0 | 0 | 0
WT_off | 0 | 0 | 0 | 0 | 0 | 0
PseudoUnit | 0 | 0 | 0 | 0 | 0 | 0
FixedInterchange | 0 | 0 | 0 | 0 | 0 | 0
NOx Emissions (MMshortTons): AZ_NM_SNV_Coal
ReportingType | 2015 | 2020 | 2025 | 2030 | 2035 | 2040
BM | 0 | 0 | 0 | 0 | 0 | 0
CC | 0 | 0 | 0 | 0 | 0 | 0
CSP | 0 | 0 | 0 | 0 | 0 | 0
CT | 0 | 0 | 0 | 0 | 0 | 0
Coal | 0.12 | 0.12 | 0.12 | 0.12 | 0.13 | 0.15
Geo | 0 | 0 | 0 | 0 | 0 | 0
H | 0 | 0 | 0 | 0 | 0 | 0
LFG | 0 | 0 | 0 | 0 | 0 | 0
Nuc | 0 | 0 | 0 | 0 | 0 | 0
PS | 0 | 0 | 0 | 0 | 0 | 0
PV | 0 | 0 | 0 | 0 | 0 | 0
PeakG | 0 | 0 | 0 | 0 | 0 | 0
PeakO | 0 | 0 | 0 | 0 | 0 | 0
ST | 0 | 0 | 0 | 0 | 0 | 0
STOG | 0 | 0 | 0 | 0 | 0 | 0
STWD | 0 | 0 | 0 | 0 | 0 | 0
WT | 0 | 0 | 0 | 0 | 0 | 0
IGCC | 0 | 0 | 0 | 0 | 0 | 0
DemandResponse | 0 | 0 | 0 | 0 | 0 | 0
IGCC-CCS | 0 | 0 | 0 | 0 | 0 | 0
WT_off | 0 | 0 | 0 | 0 | 0 | 0
PseudoUnit | 0 | 0 | 0 | 0 | 0 | 0
FixedInterchange | 0 | 0 | 0 | 0 | 0 | 0
NOx Emissions (MMshortTons): AZ_NM_SNV_Gas
ReportingType | 2015 | 2020 | 2025 | 2030 | 2035 | 2040
BM | 0 | 0 | 0 | 0 | 0 | 0
CC | 0.01 | 0.01 | 0.01 | 0.01 | 0.01 | 0.01
CSP | 0 | 0 | 0 | 0 | 0 | 0
CT | 0 | 0 | 0 | 0 | 0 | 0
Coal | 0 | 0 | 0 | 0 | 0 | 0
Geo | 0 | 0 | 0 | 0 | 0 | 0
H | 0 | 0 | 0 | 0 | 0 | 0
LFG | 0 | 0 | 0 | 0 | 0 | 0
Nuc | 0 | 0 | 0 | 0 | 0 | 0
PS | 0 | 0 | 0 | 0 | 0 | 0
PV | 0 | 0 | 0 | 0 | 0 | 0
PeakG | 0 | 0 | 0 | 0 | 0 | 0
PeakO | 0 | 0 | 0 | 0 | 0 | 0
ST | 0 | 0 | 0 | 0 | 0 | 0
STOG | 0 | 0 | 0 | 0 | 0 | 0
STWD | 0 | 0 | 0 | 0 | 0 | 0
WT | 0 | 0 | 0 | 0 | 0 | 0
IGCC | 0 | 0 | 0 | 0 | 0 | 0
DemandResponse | 0 | 0 | 0 | 0 | 0 | 0
IGCC-CCS | 0 | 0 | 0 | 0 | 0 | 0
WT_off | 0 | 0 | 0 | 0 | 0 | 0
PseudoUnit | 0 | 0 | 0 | 0 | 0 | 0
FixedInterchange | 0 | 0 | 0 | 0 | 0 | 0
NOx Emissions (MMshortTons): AZ_NM_SNV_NucRenew
ReportingType | 2015 | 2020 | 2025 | 2030 | 2035 | 2040
BM | 0 | 0 | 0 | 0 | 0 | 0
CC | 0 | 0 | 0 | 0 | 0 | 0
CSP | 0 | 0 | 0 | 0 | 0 | 0
CT | 0 | 0 | 0 | 0 | 0 | 0
Coal | 0 | 0 | 0 | 0 | 0 | 0
Geo | 0 | 0 | 0 | 0 | 0 | 0
H | 0 | 0 | 0 | 0 | 0 | 0
LFG | 0 | 0 | 0 | 0 | 0 | 0
Nuc | 0 | 0 | 0 | 0 | 0 | 0
PS | 0 | 0 | 0 | 0 | 0 | 0
PV | 0 | 0 | 0 | 0 | 0 | 0
PeakG | 0 | 0 | 0 | 0 | 0 | 0
PeakO | 0 | 0 | 0 | 0 | 0 | 0
ST | 0 | 0 | 0 | 0 | 0 | 0
STOG | 0 | 0 | 0 | 0 | 0 | 0
STWD | 0 | 0 | 0 | 0 | 0 | 0
WT | 0 | 0 | 0 | 0 | 0 | 0
IGCC | 0 | 0 | 0 | 0 | 0 | 0
DemandResponse | 0 | 0 | 0 | 0 | 0 | 0
IGCC-CCS | 0 | 0 | 0 | 0 | 0 | 0
WT_off | 0 | 0 | 0 | 0 | 0 | 0
PseudoUnit | 0 | 0 | 0 | 0 | 0 | 0
FixedInterchange | 0 | 0 | 0 | 0 | 0 | 0
NOx Emissions (MMshortTons): ERCOT
ReportingType | 2015 | 2020 | 2025 | 2030 | 2035 | 2040
BM | 0 | 0 | 0 | 0 | 0 | 0
CC | 0.01 | 0.01 | 0.01 | 0.01 | 0.01 | 0.01
CSP | 0 | 0 | 0 | 0 | 0 | 0
CT | 0 | 0 | 0 | 0 | 0 | 0
Coal | 0.08 | 0.09 | 0.09 | 0.09 | 0.09 | 0.09
Geo | 0 | 0 | 0 | 0 | 0 | 0
H | 0 | 0 | 0 | 0 | 0 | 0
LFG | 0 | 0 | 0 | 0 | 0 | 0
Nuc | 0 | 0 | 0 | 0 | 0 | 0
PS | 0 | 0 | 0 | 0 | 0 | 0
PV | 0 | 0 | 0 | 0 | 0 | 0
PeakG | 0 | 0 | 0 | 0 | 0 | 0
PeakO | 0 | 0 | 0 | 0 | 0 | 0
ST | 0 | 0 | 0 | 0 | 0 | 0
STOG | 0 | 0 | 0 | 0 | 0 | 0
STWD | 0 | 0 | 0 | 0 | 0 | 0
WT | 0 | 0 | 0 | 0 | 0 | 0
IGCC | 0 | 0 | 0 | 0 | 0 | 0
DemandResponse | 0 | 0 | 0 | 0 | 0 | 0
IGCC-CCS | 0 | 0 | 0 | 0 | 0 | 0
WT_off | 0 | 0 | 0 | 0 | 0 | 0
PseudoUnit | 0 | 0 | 0 | 0 | 0 | 0
FixedInterchange | 0 | 0 | 0 | 0 | 0 | 0
NOx Emissions (MMshortTons): NP15
ReportingType | 2015 | 2020 | 2025 | 2030 | 2035 | 2040
BM | 0 | 0 | 0 | 0 | 0 | 0
CC | 0 | 0 | 0 | 0 | 0 | 0
CSP | 0 | 0 | 0 | 0 | 0 | 0
CT | 0 | 0 | 0 | 0 | 0 | 0
Coal | 0 | 0 | 0 | 0 | 0 | 0
Geo | 0 | 0 | 0 | 0 | 0 | 0
H | 0 | 0 | 0 | 0 | 0 | 0
LFG | 0 | 0 | 0 | 0 | 0 | 0
Nuc | 0 | 0 | 0 | 0 | 0 | 0
PS | 0 | 0 | 0 | 0 | 0 | 0
PV | 0 | 0 | 0 | 0 | 0 | 0
PeakG | 0 | 0 | 0 | 0 | 0 | 0
PeakO | 0 | 0 | 0 | 0 | 0 | 0
ST | 0 | 0 | 0 | 0 | 0 | 0
STOG | 0 | 0 | 0 | 0 | 0 | 0
STWD | 0 | 0 | 0 | 0 | 0 | 0
WT | 0 | 0 | 0 | 0 | 0 | 0
IGCC | 0 | 0 | 0 | 0 | 0 | 0
DemandResponse | 0 | 0 | 0 | 0 | 0 | 0
IGCC-CCS | 0 | 0 | 0 | 0 | 0 | 0
WT_off | 0 | 0 | 0 | 0 | 0 | 0
PseudoUnit | 0 | 0 | 0 | 0 | 0 | 0
FixedInterchange | 0 | 0 | 0 | 0 | 0 | 0
NOx Emissions (MMshortTons): NWPP_Coal
ReportingType | 2015 | 2020 | 2025 | 2030 | 2035 | 2040
BM | 0 | 0 | 0 | 0 | 0 | 0
CC | 0 | 0 | 0 | 0 | 0 | 0
CSP | 0 | 0 | 0 | 0 | 0 | 0
CT | 0 | 0 | 0 | 0 | 0 | 0
Coal | 0.15 | 0.15 | 0.15 | 0.15 | 0.15 | 0.15
Geo | 0 | 0 | 0 | 0 | 0 | 0
H | 0 | 0 | 0 | 0 | 0 | 0
LFG | 0 | 0 | 0 | 0 | 0 | 0
Nuc | 0 | 0 | 0 | 0 | 0 | 0
PS | 0 | 0 | 0 | 0 | 0 | 0
PV | 0 | 0 | 0 | 0 | 0 | 0
PeakG | 0 | 0 | 0 | 0 | 0 | 0
PeakO | 0 | 0 | 0 | 0 | 0 | 0
ST | 0 | 0 | 0 | 0 | 0 | 0
STOG | 0 | 0 | 0 | 0 | 0 | 0
STWD | 0 | 0 | 0 | 0 | 0 | 0
WT | 0 | 0 | 0 | 0 | 0 | 0
IGCC | 0 | 0 | 0 | 0 | 0 | 0
DemandResponse | 0 | 0 | 0 | 0 | 0 | 0
IGCC-CCS | 0 | 0 | 0 | 0 | 0 | 0
WT_off | 0 | 0 | 0 | 0 | 0 | 0
PseudoUnit | 0 | 0 | 0 | 0 | 0 | 0
FixedInterchange | 0 | 0 | 0 | 0 | 0 | 0
NOx Emissions (MMshortTons): NWPP_Gas
ReportingType | 2015 | 2020 | 2025 | 2030 | 2035 | 2040
BM | 0 | 0 | 0 | 0 | 0 | 0
CC | 0 | 0 | 0 | 0.01 | 0.01 | 0.01
CSP | 0 | 0 | 0 | 0 | 0 | 0
CT | 0 | 0 | 0 | 0 | 0 | 0
Coal | 0 | 0 | 0 | 0 | 0 | 0
Geo | 0 | 0 | 0 | 0 | 0 | 0
H | 0 | 0 | 0 | 0 | 0 | 0
LFG | 0 | 0 | 0 | 0 | 0 | 0
Nuc | 0 | 0 | 0 | 0 | 0 | 0
PS | 0 | 0 | 0 | 0 | 0 | 0
PV | 0 | 0 | 0 | 0 | 0 | 0
PeakG | 0 | 0 | 0 | 0 | 0 | 0
PeakO | 0 | 0 | 0 | 0 | 0 | 0
ST | 0 | 0 | 0 | 0 | 0 | 0
STOG | 0 | 0 | 0 | 0 | 0 | 0
STWD | 0 | 0 | 0 | 0 | 0 | 0
WT | 0 | 0 | 0 | 0 | 0 | 0
IGCC | 0 | 0 | 0 | 0 | 0 | 0
DemandResponse | 0 | 0 | 0 | 0 | 0 | 0
IGCC-CCS | 0 | 0 | 0 | 0 | 0 | 0
WT_off | 0 | 0 | 0 | 0 | 0 | 0
PseudoUnit | 0 | 0 | 0 | 0 | 0 | 0
FixedInterchange | 0 | 0 | 0 | 0 | 0 | 0
NOx Emissions (MMshortTons): NWPP_NucRenew
ReportingType | 2015 | 2020 | 2025 | 2030 | 2035 | 2040
BM | 0 | 0 | 0 | 0 | 0 | 0
CC | 0 | 0 | 0 | 0 | 0 | 0
CSP | 0 | 0 | 0 | 0 | 0 | 0
CT | 0 | 0 | 0 | 0 | 0 | 0
Coal | 0 | 0 | 0 | 0 | 0 | 0
Geo | 0 | 0 | 0 | 0 | 0 | 0
H | 0 | 0 | 0 | 0 | 0 | 0
LFG | 0 | 0 | 0 | 0 | 0 | 0
Nuc | 0 | 0 | 0 | 0 | 0 | 0
PS | 0 | 0 | 0 | 0 | 0 | 0
PV | 0 | 0 | 0 | 0 | 0 | 0
PeakG | 0 | 0 | 0 | 0 | 0 | 0
PeakO | 0 | 0 | 0 | 0 | 0 | 0
ST | 0 | 0 | 0 | 0 | 0 | 0
STOG | 0 | 0 | 0 | 0 | 0 | 0
STWD | 0 | 0 | 0 | 0 | 0 | 0
WT | 0 | 0 | 0 | 0 | 0 | 0
IGCC | 0 | 0 | 0 | 0 | 0 | 0
DemandResponse | 0 | 0 | 0 | 0 | 0 | 0
IGCC-CCS | 0 | 0 | 0 | 0 | 0 | 0
WT_off | 0 | 0 | 0 | 0 | 0 | 0
PseudoUnit | 0 | 0 | 0 | 0 | 0 | 0
FixedInterchange | 0 | 0 | 0 | 0 | 0 | 0
NOx Emissions (MMshortTons): RMPA
ReportingType | 2015 | 2020 | 2025 | 2030 | 2035 | 2040
BM | 0 | 0 | 0 | 0 | 0 | 0
CC | 0 | 0 | 0 | 0 | 0 | 0
CSP | 0 | 0 | 0 | 0 | 0 | 0
CT | 0 | 0 | 0 | 0 | 0 | 0
Coal | 0.06 | 0.06 | 0.05 | 0.05 | 0.06 | 0.06
Geo | 0 | 0 | 0 | 0 | 0 | 0
H | 0 | 0 | 0 | 0 | 0 | 0
LFG | 0 | 0 | 0 | 0 | 0 | 0
Nuc | 0 | 0 | 0 | 0 | 0 | 0
PS | 0 | 0 | 0 | 0 | 0 | 0
PV | 0 | 0 | 0 | 0 | 0 | 0
PeakG | 0 | 0 | 0 | 0 | 0 | 0
PeakO | 0 | 0 | 0 | 0 | 0 | 0
ST | 0 | 0 | 0 | 0 | 0 | 0
STOG | 0 | 0 | 0 | 0 | 0 | 0
STWD | 0 | 0 | 0 | 0 | 0 | 0
WT | 0 | 0 | 0 | 0 | 0 | 0
IGCC | 0 | 0 | 0 | 0 | 0 | 0
DemandResponse | 0 | 0 | 0 | 0 | 0 | 0
IGCC-CCS | 0 | 0 | 0 | 0 | 0 | 0
WT_off | 0 | 0 | 0 | 0 | 0 | 0
PseudoUnit | 0 | 0 | 0 | 0 | 0 | 0
FixedInterchange | 0 | 0 | 0 | 0 | 0 | 0
NOx Emissions (MMshortTons): SP15
ReportingType | 2015 | 2020 | 2025 | 2030 | 2035 | 2040
BM | 0 | 0 | 0 | 0 | 0 | 0
CC | 0 | 0 | 0 | 0 | 0 | 0
CSP | 0 | 0 | 0 | 0 | 0 | 0
CT | 0 | 0 | 0 | 0 | 0 | 0
Coal | 0 | 0 | 0 | 0 | 0 | 0
Geo | 0 | 0 | 0 | 0 | 0 | 0
H | 0 | 0 | 0 | 0 | 0 | 0
LFG | 0 | 0 | 0 | 0 | 0 | 0
Nuc | 0 | 0 | 0 | 0 | 0 | 0
PS | 0 | 0 | 0 | 0 | 0 | 0
PV | 0 | 0 | 0 | 0 | 0 | 0
PeakG | 0 | 0 | 0 | 0 | 0 | 0
PeakO | 0 | 0 | 0 | 0 | 0 | 0
ST | 0 | 0 | 0 | 0 | 0 | 0
STOG | 0 | 0 | 0 | 0 | 0 | 0
STWD | 0 | 0 | 0 | 0 | 0 | 0
WT | 0 | 0 | 0 | 0 | 0 | 0
IGCC | 0 | 0 | 0 | 0 | 0 | 0
DemandResponse | 0 | 0 | 0 | 0 | 0 | 0
IGCC-CCS | 0 | 0 | 0 | 0 | 0 | 0
WT_off | 0 | 0 | 0 | 0 | 0 | 0
PseudoUnit | 0 | 0 | 0 | 0 | 0 | 0
FixedInterchange | 0 | 0 | 0 | 0 | 0 | 0
NOx Emissions (MMshortTons): ALB
ReportingType | 2015 | 2020 | 2025 | 2030 | 2035 | 2040
BM | 0 | 0 | 0 | 0 | 0 | 0
CC | 0 | 0 | 0 | 0 | 0 | 0
CSP | 0 | 0 | 0 | 0 | 0 | 0
CT | 0 | 0 | 0 | 0 | 0 | 0
Coal | 0.01 | 0.01 | 0.01 | 0.01 | 0.01 | 0.01
Geo | 0 | 0 | 0 | 0 | 0 | 0
H | 0 | 0 | 0 | 0 | 0 | 0
LFG | 0 | 0 | 0 | 0 | 0 | 0
Nuc | 0 | 0 | 0 | 0 | 0 | 0
PS | 0 | 0 | 0 | 0 | 0 | 0
PV | 0 | 0 | 0 | 0 | 0 | 0
PeakG | 0 | 0 | 0 | 0 | 0 | 0
PeakO | 0 | 0 | 0 | 0 | 0 | 0
ST | 0 | 0 | 0 | 0 | 0 | 0
STOG | 0 | 0 | 0 | 0 | 0 | 0
STWD | 0 | 0 | 0 | 0 | 0 | 0
WT | 0 | 0 | 0 | 0 | 0 | 0
IGCC | 0 | 0 | 0 | 0 | 0 | 0
DemandResponse | 0 | 0 | 0 | 0 | 0 | 0
IGCC-CCS | 0 | 0 | 0 | 0 | 0 | 0
WT_off | 0 | 0 | 0 | 0 | 0 | 0
PseudoUnit | 0 | 0 | 0 | 0 | 0 | 0
FixedInterchange | 0 | 0 | 0 | 0 | 0 | 0
NOx Emissions (MMshortTons): BC
ReportingType | 2015 | 2020 | 2025 | 2030 | 2035 | 2040
BM | 0 | 0 | 0 | 0 | 0 | 0
CC | 0 | 0 | 0 | 0 | 0 | 0
CSP | 0 | 0 | 0 | 0 | 0 | 0
CT | 0 | 0 | 0 | 0 | 0 | 0
Coal | 0 | 0 | 0 | 0 | 0 | 0
Geo | 0 | 0 | 0 | 0 | 0 | 0
H | 0 | 0 | 0 | 0 | 0 | 0
LFG | 0 | 0 | 0 | 0 | 0 | 0
Nuc | 0 | 0 | 0 | 0 | 0 | 0
PS | 0 | 0 | 0 | 0 | 0 | 0
PV | 0 | 0 | 0 | 0 | 0 | 0
PeakG | 0 | 0 | 0 | 0 | 0 | 0
PeakO | 0 | 0 | 0 | 0 | 0 | 0
ST | 0 | 0 | 0 | 0 | 0 | 0
STOG | 0 | 0 | 0 | 0 | 0 | 0
STWD | 0 | 0 | 0 | 0 | 0 | 0
WT | 0 | 0 | 0 | 0 | 0 | 0
IGCC | 0 | 0 | 0 | 0 | 0 | 0
DemandResponse | 0 | 0 | 0 | 0 | 0 | 0
IGCC-CCS | 0 | 0 | 0 | 0 | 0 | 0
WT_off | 0 | 0 | 0 | 0 | 0 | 0
PseudoUnit | 0 | 0 | 0 | 0 | 0 | 0
FixedInterchange | 0 | 0 | 0 | 0 | 0 | 0
NOx Emissions (MMshortTons): HQ_IESO
ReportingType | 2015 | 2020 | 2025 | 2030 | 2035 | 2040
BM | 0 | 0 | 0 | 0 | 0 | 0
CC | 0 | 0 | 0 | 0 | 0 | 0
CSP | 0 | 0 | 0 | 0 | 0 | 0
CT | 0 | 0 | 0 | 0 | 0 | 0
Coal | 0 | 0 | 0 | 0 | 0 | 0
Geo | 0 | 0 | 0 | 0 | 0 | 0
H | 0 | 0 | 0 | 0 | 0 | 0
LFG | 0 | 0 | 0 | 0 | 0 | 0
Nuc | 0 | 0 | 0 | 0 | 0 | 0
PS | 0 | 0 | 0 | 0 | 0 | 0
PV | 0 | 0 | 0 | 0 | 0 | 0
PeakG | 0 | 0 | 0 | 0 | 0 | 0
PeakO | 0 | 0 | 0 | 0 | 0 | 0
ST | 0 | 0 | 0 | 0 | 0 | 0
STOG | 0 | 0 | 0 | 0 | 0 | 0
STWD | 0 | 0 | 0 | 0 | 0 | 0
WT | 0 | 0 | 0 | 0 | 0 | 0
IGCC | 0 | 0 | 0 | 0 | 0 | 0
DemandResponse | 0 | 0 | 0 | 0 | 0 | 0
IGCC-CCS | 0 | 0 | 0 | 0 | 0 | 0
WT_off | 0 | 0 | 0 | 0 | 0 | 0
PseudoUnit | 0 | 0 | 0 | 0 | 0 | 0
FixedInterchange | 0 | 0 | 0 | 0 | 0 | 0
NOx Emissions (MMshortTons): HQ_NEISO
ReportingType | 2015 | 2020 | 2025 | 2030 | 2035 | 2040
BM | 0 | 0 | 0 | 0 | 0 | 0
CC | 0 | 0 | 0 | 0 | 0 | 0
CSP | 0 | 0 | 0 | 0 | 0 | 0
CT | 0 | 0 | 0 | 0 | 0 | 0
Coal | 0 | 0 | 0 | 0 | 0 | 0
Geo | 0 | 0 | 0 | 0 | 0 | 0
H | 0 | 0 | 0 | 0 | 0 | 0
LFG | 0 | 0 | 0 | 0 | 0 | 0
Nuc | 0 | 0 | 0 | 0 | 0 | 0
PS | 0 | 0 | 0 | 0 | 0 | 0
PV | 0 | 0 | 0 | 0 | 0 | 0
PeakG | 0 | 0 | 0 | 0 | 0 | 0
PeakO | 0 | 0 | 0 | 0 | 0 | 0
ST | 0 | 0 | 0 | 0 | 0 | 0
STOG | 0 | 0 | 0 | 0 | 0 | 0
STWD | 0 | 0 | 0 | 0 | 0 | 0
WT | 0 | 0 | 0 | 0 | 0 | 0
IGCC | 0 | 0 | 0 | 0 | 0 | 0
DemandResponse | 0 | 0 | 0 | 0 | 0 | 0
IGCC-CCS | 0 | 0 | 0 | 0 | 0 | 0
WT_off | 0 | 0 | 0 | 0 | 0 | 0
PseudoUnit | 0 | 0 | 0 | 0 | 0 | 0
FixedInterchange | 0 | 0 | 0 | 0 | 0 | 0
NOx Emissions (MMshortTons): HQ_NY
ReportingType | 2015 | 2020 | 2025 | 2030 | 2035 | 2040
BM | 0 | 0 | 0 | 0 | 0 | 0
CC | 0 | 0 | 0 | 0 | 0 | 0
CSP | 0 | 0 | 0 | 0 | 0 | 0
CT | 0 | 0 | 0 | 0 | 0 | 0
Coal | 0 | 0 | 0 | 0 | 0 | 0
Geo | 0 | 0 | 0 | 0 | 0 | 0
H | 0 | 0 | 0 | 0 | 0 | 0
LFG | 0 | 0 | 0 | 0 | 0 | 0
Nuc | 0 | 0 | 0 | 0 | 0 | 0
PS | 0 | 0 | 0 | 0 | 0 | 0
PV | 0 | 0 | 0 | 0 | 0 | 0
PeakG | 0 | 0 | 0 | 0 | 0 | 0
PeakO | 0 | 0 | 0 | 0 | 0 | 0
ST | 0 | 0 | 0 | 0 | 0 | 0
STOG | 0 | 0 | 0 | 0 | 0 | 0
STWD | 0 | 0 | 0 | 0 | 0 | 0
WT | 0 | 0 | 0 | 0 | 0 | 0
IGCC | 0 | 0 | 0 | 0 | 0 | 0
DemandResponse | 0 | 0 | 0 | 0 | 0 | 0
IGCC-CCS | 0 | 0 | 0 | 0 | 0 | 0
WT_off | 0 | 0 | 0 | 0 | 0 | 0
PseudoUnit | 0 | 0 | 0 | 0 | 0 | 0
FixedInterchange | 0 | 0 | 0 | 0 | 0 | 0
NOx Emissions (MMshortTons): MARITIMES
ReportingType | 2015 | 2020 | 2025 | 2030 | 2035 | 2040
BM | 0 | 0 | 0 | 0 | 0 | 0
CC | 0 | 0 | 0 | 0 | 0 | 0
CSP | 0 | 0 | 0 | 0 | 0 | 0
CT | 0 | 0 | 0 | 0 | 0 | 0
Coal | 0 | 0 | 0 | 0 | 0 | 0
Geo | 0 | 0 | 0 | 0 | 0 | 0
H | 0 | 0 | 0 | 0 | 0 | 0
LFG | 0 | 0 | 0 | 0 | 0 | 0
Nuc | 0 | 0 | 0 | 0 | 0 | 0
PS | 0 | 0 | 0 | 0 | 0 | 0
PV | 0 | 0 | 0 | 0 | 0 | 0
PeakG | 0 | 0 | 0 | 0 | 0 | 0
PeakO | 0 | 0 | 0 | 0 | 0 | 0
ST | 0 | 0 | 0 | 0 | 0 | 0
STOG | 0 | 0 | 0 | 0 | 0 | 0
STWD | 0 | 0 | 0 | 0 | 0 | 0
WT | 0 | 0 | 0 | 0 | 0 | 0
IGCC | 0 | 0 | 0 | 0 | 0 | 0
DemandResponse | 0 | 0 | 0 | 0 | 0 | 0
IGCC-CCS | 0 | 0 | 0 | 0 | 0 | 0
WT_off | 0 | 0 | 0 | 0 | 0 | 0
PseudoUnit | 0 | 0 | 0 | 0 | 0 | 0
FixedInterchange | 0 | 0 | 0 | 0 | 0 | 0
NOx Emissions (MMshortTons): All
ReportingType | 2015 | 2020 | 2025 | 2030 | 2035 | 2040
BM | 0 | 0 | 0 | 0 | 0 | 0
CC | 0.08 | 0.08 | 0.07 | 0.06 | 0.08 | 0.09
CSP | 0 | 0 | 0 | 0 | 0 | 0
CT | 0 | 0 | 0 | 0 | 0 | 0
Coal | 1.57 | 1.4 | 1.32 | 1.26 | 1.33 | 1.38
Geo | 0 | 0 | 0 | 0 | 0 | 0
H | 0 | 0 | 0 | 0 | 0 | 0
LFG | 0 | 0 | 0 | 0 | 0 | 0
Nuc | 0 | 0 | 0 | 0 | 0 | 0
PS | 0 | 0 | 0 | 0 | 0 | 0
PV | 0 | 0 | 0 | 0 | 0 | 0
PeakG | 0 | 0 | 0 | 0 | 0 | 0
PeakO | 0 | 0 | 0 | 0 | 0 | 0
ST | 0 | 0 | 0 | 0 | 0 | 0
STOG | 0.02 | 0.02 | 0.02 | 0.01 | 0.02 | 0.02
STWD | 0 | 0 | 0 | 0 | 0 | 0
WT | 0 | 0 | 0 | 0 | 0 | 0
IGCC | 0 | 0 | 0 | 0 | 0 | 0
DemandResponse | 0 | 0 | 0 | 0 | 0 | 0
IGCC-CCS | 0 | 0 | 0 | 0 | 0 | 0
WT_off | 0 | 0 | 0 | 0 | 0 | 0
PseudoUnit | 0 | 0 | 0 | 0 | 0 | 0
FixedInterchange | 0 | 0 | 0 | 0 | 0 | 0
NOx Emissions (MMshortTons): EI_US
ReportingType | 2015 | 2020 | 2025 | 2030 | 2035 | 2040
BM | 0 | 0 | 0 | 0 | 0 | 0
CC | 0.05 | 0.05 | 0.04 | 0.04 | 0.05 | 0.06
CSP | 0 | 0 | 0 | 0 | 0 | 0
CT | 0 | 0 | 0 | 0 | 0 | 0
Coal | 1.16 | 0.98 | 0.9 | 0.84 | 0.91 | 0.93
Geo | 0 | 0 | 0 | 0 | 0 | 0
H | 0 | 0 | 0 | 0 | 0 | 0
LFG | 0 | 0 | 0 | 0 | 0 | 0
Nuc | 0 | 0 | 0 | 0 | 0 | 0
PS | 0 | 0 | 0 | 0 | 0 | 0
PV | 0 | 0 | 0 | 0 | 0 | 0
PeakG | 0 | 0 | 0 | 0 | 0 | 0
PeakO | 0 | 0 | 0 | 0 | 0 | 0
ST | 0 | 0 | 0 | 0 | 0 | 0
STOG | 0.01 | 0.01 | 0.01 | 0.01 | 0.01 | 0.01
STWD | 0 | 0 | 0 | 0 | 0 | 0
WT | 0 | 0 | 0 | 0 | 0 | 0
IGCC | 0 | 0 | 0 | 0 | 0 | 0
DemandResponse | 0 | 0 | 0 | 0 | 0 | 0
IGCC-CCS | 0 | 0 | 0 | 0 | 0 | 0
WT_off | 0 | 0 | 0 | 0 | 0 | 0
PseudoUnit | 0 | 0 | 0 | 0 | 0 | 0
FixedInterchange | 0 | 0 | 0 | 0 | 0 | 0
NOx Emissions (MMshortTons): EI_Canada
ReportingType | 2015 | 2020 | 2025 | 2030 | 2035 | 2040
BM | 0 | 0 | 0 | 0 | 0 | 0
CC | 0 | 0 | 0 | 0 | 0 | 0
CSP | 0 | 0 | 0 | 0 | 0 | 0
CT | 0 | 0 | 0 | 0 | 0 | 0
Coal | 0 | 0 | 0 | 0 | 0 | 0
Geo | 0 | 0 | 0 | 0 | 0 | 0
H | 0 | 0 | 0 | 0 | 0 | 0
LFG | 0 | 0 | 0 | 0 | 0 | 0
Nuc | 0 | 0 | 0 | 0 | 0 | 0
PS | 0 | 0 | 0 | 0 | 0 | 0
PV | 0 | 0 | 0 | 0 | 0 | 0
PeakG | 0 | 0 | 0 | 0 | 0 | 0
PeakO | 0 | 0 | 0 | 0 | 0 | 0
ST | 0 | 0 | 0 | 0 | 0 | 0
STOG | 0 | 0 | 0 | 0 | 0 | 0
STWD | 0 | 0 | 0 | 0 | 0 | 0
WT | 0 | 0 | 0 | 0 | 0 | 0
IGCC | 0 | 0 | 0 | 0 | 0 | 0
DemandResponse | 0 | 0 | 0 | 0 | 0 | 0
IGCC-CCS | 0 | 0 | 0 | 0 | 0 | 0
WT_off | 0 | 0 | 0 | 0 | 0 | 0
PseudoUnit | 0 | 0 | 0 | 0 | 0 | 0
FixedInterchange | 0 | 0 | 0 | 0 | 0 | 0
NOx Emissions (MMshortTons): EI
ReportingType | 2015 | 2020 | 2025 | 2030 | 2035 | 2040
BM | 0 | 0 | 0 | 0 | 0 | 0
CC | 0.05 | 0.05 | 0.04 | 0.04 | 0.05 | 0.06
CSP | 0 | 0 | 0 | 0 | 0 | 0
CT | 0 | 0 | 0 | 0 | 0 | 0
Coal | 1.16 | 0.98 | 0.9 | 0.84 | 0.91 | 0.93
Geo | 0 | 0 | 0 | 0 | 0 | 0
H | 0 | 0 | 0 | 0 | 0 | 0
LFG | 0 | 0 | 0 | 0 | 0 | 0
Nuc | 0 | 0 | 0 | 0 | 0 | 0
PS | 0 | 0 | 0 | 0 | 0 | 0
PV | 0 | 0 | 0 | 0 | 0 | 0
PeakG | 0 | 0 | 0 | 0 | 0 | 0
PeakO | 0 | 0 | 0 | 0 | 0 | 0
ST | 0 | 0 | 0 | 0 | 0 | 0
STOG | 0.01 | 0.01 | 0.01 | 0.01 | 0.01 | 0.01
STWD | 0 | 0 | 0 | 0 | 0 | 0
WT | 0 | 0 | 0 | 0 | 0 | 0
IGCC | 0 | 0 | 0 | 0 | 0 | 0
DemandResponse | 0 | 0 | 0 | 0 | 0 | 0
IGCC-CCS | 0 | 0 | 0 | 0 | 0 | 0
WT_off | 0 | 0 | 0 | 0 | 0 | 0
PseudoUnit | 0 | 0 | 0 | 0 | 0 | 0
FixedInterchange | 0 | 0 | 0 | 0 | 0 | 0
NOx Emissions (MMshortTons): Outside_EI
ReportingType | 2015 | 2020 | 2025 | 2030 | 2035 | 2040
BM | 0 | 0 | 0 | 0 | 0 | 0
CC | 0.03 | 0.03 | 0.03 | 0.03 | 0.03 | 0.03
CSP | 0 | 0 | 0 | 0 | 0 | 0
CT | 0 | 0 | 0 | 0 | 0 | 0
Coal | 0.42 | 0.42 | 0.42 | 0.42 | 0.43 | 0.45
Geo | 0 | 0 | 0 | 0 | 0 | 0
H | 0 | 0 | 0 | 0 | 0 | 0
LFG | 0 | 0 | 0 | 0 | 0 | 0
Nuc | 0 | 0 | 0 | 0 | 0 | 0
PS | 0 | 0 | 0 | 0 | 0 | 0
PV | 0 | 0 | 0 | 0 | 0 | 0
PeakG | 0 | 0 | 0 | 0 | 0 | 0
PeakO | 0 | 0 | 0 | 0 | 0 | 0
ST | 0 | 0 | 0 | 0 | 0 | 0
STOG | 0.01 | 0.01 | 0.01 | 0 | 0 | 0
STWD | 0 | 0 | 0 | 0 | 0 | 0
WT | 0 | 0 | 0 | 0 | 0 | 0
IGCC | 0 | 0 | 0 | 0 | 0 | 0
DemandResponse | 0 | 0 | 0 | 0 | 0 | 0
IGCC-CCS | 0 | 0 | 0 | 0 | 0 | 0
WT_off | 0 | 0 | 0 | 0 | 0 | 0
PseudoUnit | 0 | 0 | 0 | 0 | 0 | 0
FixedInterchange | 0 | 0 | 0 | 0 | 0 | 0
CO2 Emissions (MMshortTons): Entergy
ReportingType | 2015 | 2020 | 2025 | 2030 | 2035 | 2040
BM | 0 | 0 | 0 | 0 | 0 | 0
CC | 28.19 | 29.93 | 13.15 | 7.03 | 7.63 | 7.62
CSP | 0 | 0 | 0 | 0 | 0 | 0
CT | 0 | 0 | 0 | 0 | 0.01 | 0.02
Coal | 64.46 | 56.15 | 47.54 | 43.36 | 49.22 | 52.8
Geo | 0 | 0 | 0 | 0 | 0 | 0
H | 0 | 0 | 0 | 0 | 0 | 0
LFG | 0 | 0 | 0 | 0 | 0 | 0
Nuc | 0 | 0 | 0 | 0 | 0 | 0
PS | 0 | 0 | 0 | 0 | 0 | 0
PV | 0 | 0 | 0 | 0 | 0 | 0
PeakG | 0 | 0 | 0 | 0 | 0 | 0
PeakO | 0 | 0 | 0 | 0 | 0 | 0
ST | 0 | 0 | 0 | 0 | 0 | 0
STOG | 0.97 | 0.98 | 0.95 | 0.49 | 0.95 | 0.95
STWD | 0 | 0 | 0 | 0 | 0 | 0
WT | 0 | 0 | 0 | 0 | 0 | 0
IGCC | 0 | 0 | 0 | 0 | 0 | 0
DemandResponse | 0 | 0 | 0 | 0 | 0 | 0
IGCC-CCS | 0 | 0 | 0 | 0 | 0 | 0
WT_off | 0 | 0 | 0 | 0 | 0 | 0
PseudoUnit | 0 | 0 | 0 | 0 | 0 | 0
FixedInterchange | 0 | 0 | 0 | 0 | 0 | 0
CO2 Emissions (MMshortTons): FRCC
ReportingType | 2015 | 2020 | 2025 | 2030 | 2035 | 2040
BM | 0 | 0 | 0 | 0 | 0 | 0
CC | 61.95 | 66.37 | 69.24 | 69.76 | 86.31 | 96.9
CSP | 0 | 0 | 0 | 0 | 0 | 0
CT | 0.56 | 0.61 | 0.61 | 0.6 | 0.6 | 0.56
Coal | 63.22 | 61.5 | 62.58 | 64.52 | 65.92 | 65.92
Geo | 0 | 0 | 0 | 0 | 0 | 0
H | 0 | 0 | 0 | 0 | 0 | 0
LFG | 0 | 0 | 0 | 0 | 0 | 0
Nuc | 0 | 0 | 0 | 0 | 0 | 0
PS | 0 | 0 | 0 | 0 | 0 | 0
PV | 0 | 0 | 0 | 0 | 0 | 0
PeakG | 0.29 | 0.38 | 0.63 | 0.67 | 0.35 | 0.29
PeakO | 0 | 0 | 0 | 0 | 0 | 0
ST | 0 | 0 | 0 | 0 | 0 | 0
STOG | 2.23 | 1.4 | 1.4 | 1.4 | 1.36 | 0.86
STWD | 0 | 0 | 0 | 0 | 0 | 0
WT | 0 | 0 | 0 | 0 | 0 | 0
IGCC | 0 | 0 | 0 | 0 | 0 | 0
DemandResponse | 0 | 0 | 0 | 0 | 0 | 0
IGCC-CCS | 0 | 0 | 0 | 0 | 0 | 0
WT_off | 0 | 0 | 0 | 0 | 0 | 0
PseudoUnit | 0 | 0 | 0 | 0 | 0 | 0
FixedInterchange | 0 | 0 | 0 | 0 | 0 | 0
CO2 Emissions (MMshortTons): MAPP_US
ReportingType | 2015 | 2020 | 2025 | 2030 | 2035 | 2040
BM | 0 | 0 | 0 | 0 | 0 | 0
CC | 0.11 | 0.1 | 0.08 | 0.05 | 0.08 | 0.08
CSP | 0 | 0 | 0 | 0 | 0 | 0
CT | 0 | 0 | 0 | 0 | 0 | 0
Coal | 24.97 | 19.85 | 19.85 | 14.35 | 18.06 | 17.54
Geo | 0 | 0 | 0 | 0 | 0 | 0
H | 0 | 0 | 0 | 0 | 0 | 0
LFG | 0 | 0 | 0 | 0 | 0 | 0
Nuc | 0 | 0 | 0 | 0 | 0 | 0
PS | 0 | 0 | 0 | 0 | 0 | 0
PV | 0 | 0 | 0 | 0 | 0 | 0
PeakG | 0.01 | 0.01 | 0 | 0 | 0 | 0.01
PeakO | 0 | 0 | 0 | 0 | 0 | 0
ST | 0 | 0 | 0 | 0 | 0 | 0
STOG | 0 | 0 | 0 | 0 | 0 | 0
STWD | 0 | 0 | 0 | 0 | 0 | 0
WT | 0 | 0 | 0 | 0 | 0 | 0
IGCC | 0 | 0 | 0 | 0 | 0 | 0
DemandResponse | 0 | 0 | 0 | 0 | 0 | 0
IGCC-CCS | 0 | 0 | 0 | 0 | 0 | 0
WT_off | 0 | 0 | 0 | 0 | 0 | 0
PseudoUnit | 0 | 0 | 0 | 0 | 0 | 0
FixedInterchange | 0 | 0 | 0 | 0 | 0 | 0
CO2 Emissions (MMshortTons): MISO_IN
ReportingType | 2015 | 2020 | 2025 | 2030 | 2035 | 2040
BM | 0 | 0 | 0 | 0 | 0 | 0
CC | 1.84 | 3.05 | 1.84 | 0.7 | 1.28 | 1.88
CSP | 0 | 0 | 0 | 0 | 0 | 0
CT | 0 | 0 | 0 | 0 | 0 | 0
Coal | 91.46 | 96.5 | 94.98 | 91.74 | 99.39 | 102.96
Geo | 0 | 0 | 0 | 0 | 0 | 0
H | 0 | 0 | 0 | 0 | 0 | 0
LFG | 0 | 0 | 0 | 0 | 0 | 0
Nuc | 0 | 0 | 0 | 0 | 0 | 0
PS | 0 | 0 | 0 | 0 | 0 | 0
PV | 0 | 0 | 0 | 0 | 0 | 0
PeakG | 0.01 | 0.02 | 0.02 | 0 | 0.03 | 0.06
PeakO | 0 | 0 | 0 | 0 | 0 | 0
ST | 0 | 0 | 0 | 0 | 0 | 0
STOG | 0.04 | 0.07 | 0.07 | 0.04 | 0.07 | 0.07
STWD | 0 | 0 | 0 | 0 | 0 | 0
WT | 0 | 0 | 0 | 0 | 0 | 0
IGCC | 4.15 | 4.15 | 4.15 | 4.15 | 4.15 | 4.15
DemandResponse | 0 | 0 | 0 | 0 | 0 | 0
IGCC-CCS | 0 | 0 | 0 | 0 | 0 | 0
WT_off | 0 | 0 | 0 | 0 | 0 | 0
PseudoUnit | 0 | 0 | 0 | 0 | 0 | 0
FixedInterchange | 0 | 0 | 0 | 0 | 0 | 0
CO2 Emissions (MMshortTons): MISO_MI
ReportingType | 2015 | 2020 | 2025 | 2030 | 2035 | 2040
BM | 0 | 0 | 0 | 0 | 0 | 0
CC | 4.81 | 6.2 | 3.96 | 1.94 | 3.67 | 2.92
CSP | 0 | 0 | 0 | 0 | 0 | 0
CT | 0 | 0 | 0 | 0 | 0 | 0
Coal | 60.16 | 53.52 | 52.07 | 49.87 | 56.59 | 57.62
Geo | 0 | 0 | 0 | 0 | 0 | 0
H | 0 | 0 | 0 | 0 | 0 | 0
LFG | 0 | 0 | 0 | 0 | 0 | 0
Nuc | 0 | 0 | 0 | 0 | 0 | 0
PS | 0 | 0 | 0 | 0 | 0 | 0
PV | 0 | 0 | 0 | 0 | 0 | 0
PeakG | 0.02 | 0.02 | 0.02 | 0 | 0.02 | 0.03
PeakO | 0 | 0 | 0 | 0 | 0 | 0
ST | 0 | 0 | 0 | 0 | 0 | 0
STOG | 0.29 | 0.46 | 0.5 | 0.36 | 0.38 | 0.32
STWD | 0 | 0 | 0 | 0 | 0 | 0
WT | 0 | 0 | 0 | 0 | 0 | 0
IGCC | 0 | 0 | 0 | 0 | 0 | 0
DemandResponse | 0 | 0 | 0 | 0 | 0 | 0
IGCC-CCS | 0 | 0 | 0 | 0 | 0 | 0
WT_off | 0 | 0 | 0 | 0 | 0 | 0
PseudoUnit | 0 | 0 | 0 | 0 | 0 | 0
FixedInterchange | 0 | 0 | 0 | 0 | 0 | 0
CO2 Emissions (MMshortTons): MISO_MO-IL
ReportingType | 2015 | 2020 | 2025 | 2030 | 2035 | 2040
BM | 0 | 0 | 0 | 0 | 0 | 0
CC | 1.18 | 2.02 | 1.03 | 0.38 | 0.57 | 0.55
CSP | 0 | 0 | 0 | 0 | 0 | 0
CT | 0 | 0 | 0 | 0 | 0 | 0
Coal | 101.52 | 81.52 | 80.21 | 74.04 | 86 | 87.89
Geo | 0 | 0 | 0 | 0 | 0 | 0
H | 0 | 0 | 0 | 0 | 0 | 0
LFG | 0 | 0 | 0 | 0 | 0 | 0
Nuc | 0 | 0 | 0 | 0 | 0 | 0
PS | 0 | 0 | 0 | 0 | 0 | 0
PV | 0 | 0 | 0 | 0 | 0 | 0
PeakG | 0.19 | 0.14 | 0.08 | 0.03 | 0.06 | 0.23
PeakO | 0 | 0 | 0 | 0 | 0 | 0
ST | 0 | 0 | 0 | 0 | 0 | 0
STOG | 0.04 | 0.08 | 0.04 | 0.01 | 0.04 | 0
STWD | 0 | 0 | 0 | 0 | 0 | 0
WT | 0 | 0 | 0 | 0 | 0 | 0
IGCC | 0 | 0 | 0 | 0 | 0 | 0
DemandResponse | 0 | 0 | 0 | 0 | 0 | 0
IGCC-CCS | 0 | 0 | 0 | 0 | 0 | 0
WT_off | 0 | 0 | 0 | 0 | 0 | 0
PseudoUnit | 0 | 0 | 0 | 0 | 0 | 0
FixedInterchange | 0 | 0 | 0 | 0 | 0 | 0
CO2 Emissions (MMshortTons): MISO_W
ReportingType | 2015 | 2020 | 2025 | 2030 | 2035 | 2040
BM | 0 | 0 | 0 | 0 | 0 | 0
CC | 4.14 | 4.27 | 2.35 | 0.87 | 1.33 | 1.34
CSP | 0 | 0 | 0 | 0 | 0 | 0
CT | 0 | 0 | 0 | 0 | 0 | 0
Coal | 103.69 | 89.64 | 88.5 | 78.94 | 85.36 | 85.25
Geo | 0 | 0 | 0 | 0 | 0 | 0
H | 0 | 0 | 0 | 0 | 0 | 0
LFG | 0 | 0 | 0 | 0 | 0 | 0
Nuc | 0 | 0 | 0 | 0 | 0 | 0
PS | 0 | 0 | 0 | 0 | 0 | 0
PV | 0 | 0 | 0 | 0 | 0 | 0
PeakG | 0.08 | 0.06 | 0.02 | 0.01 | 0.01 | 0.02
PeakO | 0 | 0 | 0 | 0 | 0 | 0
ST | 0 | 0 | 0 | 0 | 0 | 0
STOG | 0 | 0 | 0 | 0 | 0 | 0
STWD | 0 | 0 | 0 | 0 | 0 | 0
WT | 0 | 0 | 0 | 0 | 0 | 0
IGCC | 0 | 0 | 0 | 0 | 0 | 0
DemandResponse | 0 | 0 | 0 | 0 | 0 | 0
IGCC-CCS | 0 | 0 | 0 | 0 | 0 | 0
WT_off | 0 | 0 | 0 | 0 | 0 | 0
PseudoUnit | 0 | 0 | 0 | 0 | 0 | 0
FixedInterchange | 0 | 0 | 0 | 0 | 0 | 0
CO2 Emissions (MMshortTons): MISO_WUMS
ReportingType | 2015 | 2020 | 2025 | 2030 | 2035 | 2040
BM | 0 | 0 | 0 | 0 | 0 | 0
CC | 5.18 | 7.1 | 4.63 | 1.42 | 2.36 | 2.25
CSP | 0 | 0 | 0 | 0 | 0 | 0
CT | 0 | 0.47 | 0.61 | 0.32 | 1.5 | 2.16
Coal | 32.69 | 35.26 | 33.89 | 29.47 | 40.79 | 44.19
Geo | 0 | 0 | 0 | 0 | 0 | 0
H | 0 | 0 | 0 | 0 | 0 | 0
LFG | 0 | 0 | 0 | 0 | 0 | 0
Nuc | 0 | 0 | 0 | 0 | 0 | 0
PS | 0 | 0 | 0 | 0 | 0 | 0
PV | 0 | 0 | 0 | 0 | 0 | 0
PeakG | 0.04 | 0.06 | 0.01 | 0 | 0 | 0
PeakO | 0 | 0 | 0 | 0 | 0 | 0
ST | 0 | 0 | 0 | 0 | 0 | 0
STOG | 0 | 0 | 0 | 0 | 0 | 0
STWD | 0 | 0 | 0 | 0 | 0 | 0
WT | 0 | 0 | 0 | 0 | 0 | 0
IGCC | 0 | 0 | 0 | 0 | 0 | 0
DemandResponse | 0 | 0 | 0 | 0 | 0 | 0
IGCC-CCS | 0 | 0 | 0 | 0 | 0 | 0
WT_off | 0 | 0 | 0 | 0 | 0 | 0
PseudoUnit | 0 | 0 | 0 | 0 | 0 | 0
FixedInterchange | 0 | 0 | 0 | 0 | 0 | 0
CO2 Emissions (MMshortTons): Nebraska
ReportingType | 2015 | 2020 | 2025 | 2030 | 2035 | 2040
BM | 0 | 0 | 0 | 0 | 0 | 0
CC | 0.5 | 0.18 | 0.11 | 0.06 | 0.11 | 0.11
CSP | 0 | 0 | 0 | 0 | 0 | 0
CT | 0 | 0 | 0 | 0 | 0 | 0
Coal | 35.38 | 32.7 | 24.58 | 23.67 | 23.14 | 22.46
Geo | 0 | 0 | 0 | 0 | 0 | 0
H | 0 | 0 | 0 | 0 | 0 | 0
LFG | 0 | 0 | 0 | 0 | 0 | 0
Nuc | 0 | 0 | 0 | 0 | 0 | 0
PS | 0 | 0 | 0 | 0 | 0 | 0
PV | 0 | 0 | 0 | 0 | 0 | 0
PeakG | 0.03 | 0 | 0 | 0 | 0 | 0
PeakO | 0 | 0 | 0 | 0 | 0 | 0
ST | 0 | 0 | 0 | 0 | 0 | 0
STOG | 0 | 0 | 0 | 0 | 0 | 0
STWD | 0 | 0 | 0 | 0 | 0 | 0
WT | 0 | 0 | 0 | 0 | 0 | 0
IGCC | 0 | 0 | 0 | 0 | 0 | 0
DemandResponse | 0 | 0 | 0 | 0 | 0 | 0
IGCC-CCS | 0 | 0 | 0 | 0 | 0 | 0
WT_off | 0 | 0 | 0 | 0 | 0 | 0
PseudoUnit | 0 | 0 | 0 | 0 | 0 | 0
FixedInterchange | 0 | 0 | 0 | 0 | 0 | 0
CO2 Emissions (MMshortTons): NEISO
ReportingType | 2015 | 2020 | 2025 | 2030 | 2035 | 2040
BM | 0 | 0 | 0 | 0 | 0 | 0
CC | 18.35 | 15.09 | 13.85 | 9.81 | 15.98 | 18.94
CSP | 0 | 0 | 0 | 0 | 0 | 0
CT | 0 | 0.01 | 0.01 | 0 | 0 | 0.01
Coal | 0.04 | 0 | 0 | 0 | 0 | 0
Geo | 0 | 0 | 0 | 0 | 0 | 0
H | 0 | 0 | 0 | 0 | 0 | 0
LFG | 0 | 0 | 0 | 0 | 0 | 0
Nuc | 0 | 0 | 0 | 0 | 0 | 0
PS | 0 | 0 | 0 | 0 | 0 | 0
PV | 0 | 0 | 0 | 0 | 0 | 0
PeakG | 0.02 | 0.02 | 0.02 | 0 | 0.02 | 0.03
PeakO | 0 | 0 | 0 | 0 | 0 | 0
ST | 0 | 0 | 0 | 0 | 0 | 0
STOG | 0 | 0 | 0 | 0 | 0 | 0
STWD | 0 | 0 | 0 | 0 | 0 | 0
WT | 0 | 0 | 0 | 0 | 0 | 0
IGCC | 0 | 0 | 0 | 0 | 0 | 0
DemandResponse | 0 | 0 | 0 | 0 | 0 | 0
IGCC-CCS | 0 | 0 | 0 | 0 | 0 | 0
WT_off | 0 | 0 | 0 | 0 | 0 | 0
PseudoUnit | 0 | 0 | 0 | 0 | 0 | 0
FixedInterchange | 0 | 0 | 0 | 0 | 0 | 0
CO2 Emissions (MMshortTons): NonRTO_Midwest
ReportingType | 2015 | 2020 | 2025 | 2030 | 2035 | 2040
BM | 0 | 0 | 0 | 0 | 0 | 0
CC | 0 | 0.58 | 0.58 | 0.51 | 0.44 | 0.73
CSP | 0 | 0 | 0 | 0 | 0 | 0
CT | 0 | 0 | 0 | 0 | 0 | 0
Coal | 59.08 | 60.4 | 61.08 | 61.32 | 63.39 | 64.03
Geo | 0 | 0 | 0 | 0 | 0 | 0
H | 0 | 0 | 0 | 0 | 0 | 0
LFG | 0 | 0 | 0 | 0 | 0 | 0
Nuc | 0 | 0 | 0 | 0 | 0 | 0
PS | 0 | 0 | 0 | 0 | 0 | 0
PV | 0 | 0 | 0 | 0 | 0 | 0
PeakG | 0.12 | 0.14 | 0.2 | 0.06 | 0.16 | 0.16
PeakO | 0 | 0 | 0 | 0 | 0 | 0
ST | 0 | 0 | 0 | 0 | 0 | 0
STOG | 0 | 0 | 0 | 0 | 0 | 0
STWD | 0 | 0 | 0 | 0 | 0 | 0
WT | 0 | 0 | 0 | 0 | 0 | 0
IGCC | 0 | 0 | 0 | 0 | 0 | 0
DemandResponse | 0 | 0 | 0 | 0 | 0 | 0
IGCC-CCS | 0 | 0 | 0 | 0 | 0 | 0
WT_off | 0 | 0 | 0 | 0 | 0 | 0
PseudoUnit | 0 | 0 | 0 | 0 | 0 | 0
FixedInterchange | 0 | 0 | 0 | 0 | 0 | 0
CO2 Emissions (MMshortTons): NYISO_A-F
ReportingType | 2015 | 2020 | 2025 | 2030 | 2035 | 2040
BM | 0 | 0 | 0 | 0 | 0 | 0
CC | 3.33 | 3.63 | 2.57 | 2.8 | 5.62 | 5.25
CSP | 0 | 0 | 0 | 0 | 0 | 0
CT | 0 | 0 | 0 | 0 | 0 | 0
Coal | 0 | 0 | 0 | 0 | 0 | 0
Geo | 0 | 0 | 0 | 0 | 0 | 0
H | 0 | 0 | 0 | 0 | 0 | 0
LFG | 0 | 0 | 0 | 0 | 0 | 0
Nuc | 0 | 0 | 0 | 0 | 0 | 0
PS | 0 | 0 | 0 | 0 | 0 | 0
PV | 0 | 0 | 0 | 0 | 0 | 0
PeakG | 0 | 0 | 0 | 0 | 0 | 0.01
PeakO | 0 | 0 | 0 | 0 | 0 | 0
ST | 0 | 0 | 0 | 0 | 0 | 0
STOG | 0 | 0 | 0 | 0 | 0 | 0
STWD | 0 | 0 | 0 | 0 | 0 | 0
WT | 0 | 0 | 0 | 0 | 0 | 0
IGCC | 0 | 0 | 0 | 0 | 0 | 0
DemandResponse | 0 | 0 | 0 | 0 | 0 | 0
IGCC-CCS | 0 | 0 | 0 | 0 | 0 | 0
WT_off | 0 | 0 | 0 | 0 | 0 | 0
PseudoUnit | 0 | 0 | 0 | 0 | 0 | 0
FixedInterchange | 0 | 0 | 0 | 0 | 0 | 0
CO2 Emissions (MMshortTons): NYISO_G-I
ReportingType | 2015 | 2020 | 2025 | 2030 | 2035 | 2040
BM | 0 | 0 | 0 | 0 | 0 | 0
CC | 2.49 | 2.68 | 2.78 | 2.38 | 7.93 | 15.6
CSP | 0 | 0 | 0 | 0 | 0 | 0
CT | 0 | 0 | 0 | 0 | 0 | 0
Coal | 0 | 0 | 0 | 0 | 0 | 0
Geo | 0 | 0 | 0 | 0 | 0 | 0
H | 0 | 0 | 0 | 0 | 0 | 0
LFG | 0 | 0 | 0 | 0 | 0 | 0
Nuc | 0 | 0 | 0 | 0 | 0 | 0
PS | 0 | 0 | 0 | 0 | 0 | 0
PV | 0 | 0 | 0 | 0 | 0 | 0
PeakG | 0 | 0 | 0 | 0 | 0 | 0
PeakO | 0 | 0 | 0 | 0 | 0 | 0
ST | 0 | 0 | 0 | 0 | 0 | 0
STOG | 0 | 0 | 0 | 0 | 0 | 0
STWD | 0 | 0 | 0 | 0 | 0 | 0
WT | 0 | 0 | 0 | 0 | 0 | 0
IGCC | 0 | 0 | 0 | 0 | 0 | 0
DemandResponse | 0 | 0 | 0 | 0 | 0 | 0
IGCC-CCS | 0 | 0 | 0 | 0 | 0 | 0
WT_off | 0 | 0 | 0 | 0 | 0 | 0
PseudoUnit | 0 | 0 | 0 | 0 | 0 | 0
FixedInterchange | 0 | 0 | 0 | 0 | 0 | 0
CO2 Emissions (MMshortTons): NYISO_J-K
ReportingType | 2015 | 2020 | 2025 | 2030 | 2035 | 2040
BM | 0 | 0 | 0 | 0 | 0 | 0
CC | 9.97 | 12.15 | 11.77 | 11.18 | 12.51 | 12.82
CSP | 0 | 0 | 0 | 0 | 0 | 0
CT | 0 | 0 | 0 | 0.01 | 0.11 | 0.18
Coal | 0 | 0 | 0 | 0 | 0 | 0
Geo | 0 | 0 | 0 | 0 | 0 | 0
H | 0 | 0 | 0 | 0 | 0 | 0
LFG | 0 | 0 | 0 | 0 | 0 | 0
Nuc | 0 | 0 | 0 | 0 | 0 | 0
PS | 0 | 0 | 0 | 0 | 0 | 0
PV | 0 | 0 | 0 | 0 | 0 | 0
PeakG | 0.03 | 0.11 | 0.14 | 0.15 | 0.27 | 0.36
PeakO | 0 | 0 | 0 | 0 | 0 | 0
ST | 0 | 0 | 0 | 0 | 0 | 0
STOG | 0.44 | 0.84 | 1.1 | 1.18 | 1.41 | 1.7
STWD | 0 | 0 | 0 | 0 | 0 | 0
WT | 0 | 0 | 0 | 0 | 0 | 0
IGCC | 0 | 0 | 0 | 0 | 0 | 0
DemandResponse | 0 | 0 | 0 | 0 | 0 | 0
IGCC-CCS | 0 | 0 | 0 | 0 | 0 | 0
WT_off | 0 | 0 | 0 | 0 | 0 | 0
PseudoUnit | 0 | 0 | 0 | 0 | 0 | 0
FixedInterchange | 0 | 0 | 0 | 0 | 0 | 0
CO2 Emissions (MMshortTons): PJM_E
ReportingType | 2015 | 2020 | 2025 | 2030 | 2035 | 2040
BM | 0 | 0 | 0 | 0 | 0 | 0
CC | 10.64 | 18.24 | 17.41 | 12.13 | 20.18 | 20.52
CSP | 0 | 0 | 0 | 0 | 0 | 0
CT | 0 | 0 | 0 | 0 | 0.48 | 0.14
Coal | 0.4 | 0.16 | 0.16 | 0.14 | 0.2 | 0.2
Geo | 0 | 0 | 0 | 0 | 0 | 0
H | 0 | 0 | 0 | 0 | 0 | 0
LFG | 0 | 0 | 0 | 0 | 0 | 0
Nuc | 0 | 0 | 0 | 0 | 0 | 0
PS | 0 | 0 | 0 | 0 | 0 | 0
PV | 0 | 0 | 0 | 0 | 0 | 0
PeakG | 0.01 | 0.05 | 0.31 | 0.31 | 0.6 | 0.31
PeakO | 0 | 0 | 0 | 0 | 0 | 0
ST | 0 | 0 | 0 | 0 | 0 | 0
STOG | 0.18 | 0.34 | 0.66 | 0.64 | 0.66 | 0.66
STWD | 0 | 0 | 0 | 0 | 0 | 0
WT | 0 | 0 | 0 | 0 | 0 | 0
IGCC | 0 | 0 | 0 | 0 | 0 | 0
DemandResponse | 0 | 0 | 0 | 0 | 0 | 0
IGCC-CCS | 0 | 0 | 0 | 0 | 0 | 0
WT_off | 0 | 0 | 0 | 0 | 0 | 0
PseudoUnit | 0 | 0 | 0 | 0 | 0 | 0
FixedInterchange | 0 | 0 | 0 | 0 | 0 | 0
CO2 Emissions (MMshortTons): PJM_ROM
ReportingType | 2015 | 2020 | 2025 | 2030 | 2035 | 2040
BM | 0 | 0 | 0 | 0 | 0 | 0
CC | 6.49 | 9.53 | 8.77 | 6.67 | 10.77 | 49.18
CSP | 0 | 0 | 0 | 0 | 0 | 0
CT | 0 | 0 | 0 | 0 | 0 | 0
Coal | 50.08 | 54.91 | 56.4 | 53.88 | 57.77 | 57.77
Geo | 0 | 0 | 0 | 0 | 0 | 0
H | 0 | 0 | 0 | 0 | 0 | 0
LFG | 0 | 0 | 0 | 0 | 0 | 0
Nuc | 0 | 0 | 0 | 0 | 0 | 0
PS | 0 | 0 | 0 | 0 | 0 | 0
PV | 0 | 0 | 0 | 0 | 0 | 0
PeakG | 0 | 0.03 | 0.03 | 0.01 | 0.19 | 0.1
PeakO | 0 | 0 | 0 | 0 | 0 | 0
ST | 0 | 0 | 0 | 0 | 0 | 0
STOG | 0.43 | 0.83 | 0.83 | 0.83 | 1.05 | 1.45
STWD | 0 | 0 | 0 | 0 | 0 | 0
WT | 0 | 0 | 0 | 0 | 0 | 0
IGCC | 0 | 0 | 0 | 0 | 0 | 0
DemandResponse | 0 | 0 | 0 | 0 | 0 | 0
IGCC-CCS | 0 | 0 | 0 | 0 | 0 | 0
WT_off | 0 | 0 | 0 | 0 | 0 | 0
PseudoUnit | 0 | 0 | 0 | 0 | 0 | 0
FixedInterchange | 0 | 0 | 0 | 0 | 0 | 0
CO2 Emissions (MMshortTons): PJM_ROR
ReportingType | 2015 | 2020 | 2025 | 2030 | 2035 | 2040
BM | 0 | 0 | 0 | 0 | 0 | 0
CC | 27.87 | 28.13 | 25.12 | 16.28 | 35.49 | 27.59
CSP | 0 | 0 | 0 | 0 | 0 | 0
CT | 0 | 0 | 0 | 0 | 0.3 | 0.59
Coal | 355.79 | 277.95 | 278.2 | 277.13 | 279.82 | 282.5
Geo | 0 | 0 | 0 | 0 | 0 | 0
H | 0 | 0 | 0 | 0 | 0 | 0
LFG | 0 | 0 | 0 | 0 | 0 | 0
Nuc | 0 | 0 | 0 | 0 | 0 | 0
PS | 0 | 0 | 0 | 0 | 0 | 0
PV | 0 | 0 | 0 | 0 | 0 | 0
PeakG | 0.87 | 1.06 | 0.96 | 0.96 | 0.93 | 0.94
PeakO | 0 | 0 | 0 | 0 | 0 | 0
ST | 0 | 0 | 0 | 0 | 0 | 0
STOG | 0.49 | 0.52 | 0.52 | 0.49 | 0.49 | 0.49
STWD | 0 | 0 | 0 | 0 | 0 | 0
WT | 0 | 0 | 0 | 0 | 0 | 0
IGCC | 0 | 0 | 0 | 0 | 0 | 0
DemandResponse | 0 | 0 | 0 | 0 | 0 | 0
IGCC-CCS | 0 | 0 | 0 | 0 | 0 | 0
WT_off | 0 | 0 | 0 | 0 | 0 | 0
PseudoUnit | 0 | 0 | 0 | 0 | 0 | 0
FixedInterchange | 0 | 0 | 0 | 0 | 0 | 0
CO2 Emissions (MMshortTons): SOCO
ReportingType | 2015 | 2020 | 2025 | 2030 | 2035 | 2040
BM | 0 | 0 | 0 | 0 | 0 | 0
CC | 47.79 | 47.55 | 45.38 | 37.84 | 37.94 | 32.53
CSP | 0 | 0 | 0 | 0 | 0 | 0
CT | 0 | 0 | 0 | 0 | 0 | 0
Coal | 99.78 | 102 | 113.02 | 118.49 | 121.11 | 178.06
Geo | 0 | 0 | 0 | 0 | 0 | 0
H | 0 | 0 | 0 | 0 | 0 | 0
LFG | 0 | 0 | 0 | 0 | 0 | 0
Nuc | 0 | 0 | 0 | 0 | 0 | 0
PS | 0 | 0 | 0 | 0 | 0 | 0
PV | 0 | 0 | 0 | 0 | 0 | 0
PeakG | 0.47 | 0.74 | 1.07 | 0.83 | 1.14 | 1.11
PeakO | 0 | 0 | 0 | 0 | 0 | 0
ST | 0 | 0 | 0 | 0 | 0 | 0
STOG | 0 | 0 | 0 | 0 | 0 | 0
STWD | 0 | 0 | 0 | 0 | 0 | 0
WT | 0 | 0 | 0 | 0 | 0 | 0
IGCC | 0 | 0 | 0 | 0 | 0 | 0
DemandResponse | 0 | 0 | 0 | 0 | 0 | 0
IGCC-CCS | 0 | 0 | 0 | 0 | 0 | 0
WT_off | 0 | 0 | 0 | 0 | 0 | 0
PseudoUnit | 0 | 0 | 0 | 0 | 0 | 0
FixedInterchange | 0 | 0 | 0 | 0 | 0 | 0
CO2 Emissions (MMshortTons): SPP_N
ReportingType | 2015 | 2020 | 2025 | 2030 | 2035 | 2040
BM | 0 | 0 | 0 | 0 | 0 | 0
CC | 3.35 | 0.7 | 0.41 | 0.24 | 0.41 | 0.41
CSP | 0 | 0 | 0 | 0 | 0 | 0
CT | 0 | 0 | 0 | 0 | 0 | 0
Coal | 65.88 | 57.95 | 49.63 | 35.41 | 38.1 | 37.04
Geo | 0 | 0 | 0 | 0 | 0 | 0
H | 0 | 0 | 0 | 0 | 0 | 0
LFG | 0 | 0 | 0 | 0 | 0 | 0
Nuc | 0 | 0 | 0 | 0 | 0 | 0
PS | 0 | 0 | 0 | 0 | 0 | 0
PV | 0 | 0 | 0 | 0 | 0 | 0
PeakG | 0 | 0 | 0 | 0 | 0 | 0
PeakO | 0 | 0 | 0 | 0 | 0 | 0
ST | 0 | 0 | 0 | 0 | 0 | 0
STOG | 0.22 | 0.07 | 0 | 0 | 0 | 0
STWD | 0 | 0 | 0 | 0 | 0 | 0
WT | 0 | 0 | 0 | 0 | 0 | 0
IGCC | 0 | 0 | 0 | 0 | 0 | 0
DemandResponse | 0 | 0 | 0 | 0 | 0 | 0
IGCC-CCS | 0 | 0 | 0 | 0 | 0 | 0
WT_off | 0 | 0 | 0 | 0 | 0 | 0
PseudoUnit | 0 | 0 | 0 | 0 | 0 | 0
FixedInterchange | 0 | 0 | 0 | 0 | 0 | 0
CO2 Emissions (MMshortTons): SPP_S
ReportingType | 2015 | 2020 | 2025 | 2030 | 2035 | 2040
BM | 0 | 0 | 0 | 0 | 0 | 0
CC | 18.98 | 9.55 | 4.47 | 2.66 | 3.3 | 3.49
CSP | 0 | 0 | 0 | 0 | 0 | 0
CT | 0 | 0 | 0 | 0 | 0 | 0
Coal | 100.58 | 75.29 | 34.13 | 18.98 | 25.6 | 27.63
Geo | 0 | 0 | 0 | 0 | 0 | 0
H | 0 | 0 | 0 | 0 | 0 | 0
LFG | 0 | 0 | 0 | 0 | 0 | 0
Nuc | 0 | 0 | 0 | 0 | 0 | 0
PS | 0 | 0 | 0 | 0 | 0 | 0
PV | 0 | 0 | 0 | 0 | 0 | 0
PeakG | 0 | 0 | 0 | 0 | 0 | 0
PeakO | 0 | 0 | 0 | 0 | 0 | 0
ST | 0 | 0 | 0 | 0 | 0 | 0
STOG | 1.93 | 1.8 | 0.75 | 0.03 | 0.56 | 0.91
STWD | 0 | 0 | 0 | 0 | 0 | 0
WT | 0 | 0 | 0 | 0 | 0 | 0
IGCC | 0 | 0 | 0 | 0 | 0 | 0
DemandResponse | 0 | 0 | 0 | 0 | 0 | 0
IGCC-CCS | 0 | 0 | 0 | 0 | 0 | 0
WT_off | 0 | 0 | 0 | 0 | 0 | 0
PseudoUnit | 0 | 0 | 0 | 0 | 0 | 0
FixedInterchange | 0 | 0 | 0 | 0 | 0 | 0
CO2 Emissions (MMshortTons): TVA
ReportingType | 2015 | 2020 | 2025 | 2030 | 2035 | 2040
BM | 0 | 0 | 0 | 0 | 0 | 0
CC | 7.94 | 8.33 | 8.92 | 9.57 | 9.48 | 8.44
CSP | 0 | 0 | 0 | 0 | 0 | 0
CT | 0 | 0.16 | 0.16 | 0.3 | 0.3 | 0.3
Coal | 89.87 | 83.73 | 83.44 | 83.44 | 88.36 | 94.69
Geo | 0 | 0 | 0 | 0 | 0 | 0
H | 0 | 0 | 0 | 0 | 0 | 0
LFG | 0 | 0 | 0 | 0 | 0 | 0
Nuc | 0 | 0 | 0 | 0 | 0 | 0
PS | 0 | 0 | 0 | 0 | 0 | 0
PV | 0 | 0 | 0 | 0 | 0 | 0
PeakG | 0 | 0 | 0 | 0 | 0 | 0
PeakO | 0 | 0 | 0 | 0 | 0 | 0
ST | 0 | 0 | 0 | 0 | 0 | 0
STOG | 0 | 0 | 0 | 0 | 0 | 0
STWD | 0 | 0 | 0 | 0 | 0 | 0
WT | 0 | 0 | 0 | 0 | 0 | 0
IGCC | 0 | 0 | 0 | 0 | 0 | 0
DemandResponse | 0 | 0 | 0 | 0 | 0 | 0
IGCC-CCS | 0 | 0 | 0 | 0 | 0 | 0
WT_off | 0 | 0 | 0 | 0 | 0 | 0
PseudoUnit | 0 | 0 | 0 | 0 | 0 | 0
FixedInterchange | 0 | 0 | 0 | 0 | 0 | 0
CO2 Emissions (MMshortTons): TVA_Transmission
ReportingType | 2015 | 2020 | 2025 | 2030 | 2035 | 2040
BM | 0 | 0 | 0 | 0 | 0 | 0
CC | 0 | 0 | 0 | 0 | 0 | 0
CSP | 0 | 0 | 0 | 0 | 0 | 0
CT | 0 | 0 | 0 | 0 | 0 | 0
Coal | 0 | 0 | 0 | 0 | 0 | 0
Geo | 0 | 0 | 0 | 0 | 0 | 0
H | 0 | 0 | 0 | 0 | 0 | 0
LFG | 0 | 0 | 0 | 0 | 0 | 0
Nuc | 0 | 0 | 0 | 0 | 0 | 0
PS | 0 | 0 | 0 | 0 | 0 | 0
PV | 0 | 0 | 0 | 0 | 0 | 0
PeakG | 0 | 0 | 0 | 0 | 0 | 0
PeakO | 0 | 0 | 0 | 0 | 0 | 0
ST | 0 | 0 | 0 | 0 | 0 | 0
STOG | 0 | 0 | 0 | 0 | 0 | 0
STWD | 0 | 0 | 0 | 0 | 0 | 0
WT | 0 | 0 | 0 | 0 | 0 | 0
IGCC | 0 | 0 | 0 | 0 | 0 | 0
DemandResponse | 0 | 0 | 0 | 0 | 0 | 0
IGCC-CCS | 0 | 0 | 0 | 0 | 0 | 0
WT_off | 0 | 0 | 0 | 0 | 0 | 0
PseudoUnit | 0 | 0 | 0 | 0 | 0 | 0
FixedInterchange | 0 | 0 | 0 | 0 | 0 | 0
CO2 Emissions (MMshortTons): VACAR
ReportingType | 2015 | 2020 | 2025 | 2030 | 2035 | 2040
BM | 0 | 0 | 0 | 0 | 0 | 0
CC | 19.41 | 25.82 | 21.28 | 16.83 | 31.23 | 41.46
CSP | 0 | 0 | 0 | 0 | 0 | 0
CT | 0.03 | 0.05 | 0.08 | 0.22 | 0.19 | 0.21
Coal | 86.57 | 82.83 | 94.35 | 100.16 | 113.51 | 117.19
Geo | 0 | 0 | 0 | 0 | 0 | 0
H | 0 | 0 | 0 | 0 | 0 | 0
LFG | 0 | 0 | 0 | 0 | 0 | 0
Nuc | 0 | 0 | 0 | 0 | 0 | 0
PS | 0 | 0 | 0 | 0 | 0 | 0
PV | 0 | 0 | 0 | 0 | 0 | 0
PeakG | 0.04 | 0.06 | 0.16 | 0.16 | 0.16 | 0.15
PeakO | 0 | 0 | 0 | 0 | 0 | 0
ST | 0 | 0 | 0 | 0 | 0 | 0
STOG | 0 | 0 | 0 | 0 | 0 | 0
STWD | 0 | 0 | 0 | 0 | 0 | 0
WT | 0 | 0 | 0 | 0 | 0 | 0
IGCC | 0 | 0 | 0 | 0 | 0 | 0
DemandResponse | 0 | 0 | 0 | 0 | 0 | 0
IGCC-CCS | 0 | 0 | 0 | 0 | 0 | 0
WT_off | 0 | 0 | 0 | 0 | 0 | 0
PseudoUnit | 0 | 0 | 0 | 0 | 0 | 0
FixedInterchange | 0 | 0 | 0 | 0 | 0 | 0
CO2 Emissions (MMshortTons): IESO
ReportingType | 2015 | 2020 | 2025 | 2030 | 2035 | 2040
BM | 0 | 0 | 0 | 0 | 0 | 0
CC | 0.53 | 0.35 | 0.25 | 0.22 | 2.42 | 7.83
CSP | 0 | 0 | 0 | 0 | 0 | 0
CT | 0 | 0 | 0 | 0 | 0 | 0.03
Coal | 0 | 0 | 0 | 0 | 0 | 0
Geo | 0 | 0 | 0 | 0 | 0 | 0
H | 0 | 0 | 0 | 0 | 0 | 0
LFG | 0 | 0 | 0 | 0 | 0 | 0
Nuc | 0 | 0 | 0 | 0 | 0 | 0
PS | 0 | 0 | 0 | 0 | 0 | 0
PV | 0 | 0 | 0 | 0 | 0 | 0
PeakG | 0 | 0 | 0 | 0 | 0 | 0
PeakO | 0 | 0 | 0 | 0 | 0 | 0
ST | 0 | 0 | 0 | 0 | 0 | 0
STOG | 0 | 0 | 0 | 0 | 0 | 0
STWD | 0 | 0 | 0 | 0 | 0 | 0
WT | 0 | 0 | 0 | 0 | 0 | 0
IGCC | 0 | 0 | 0 | 0 | 0 | 0
DemandResponse | 0 | 0 | 0 | 0 | 0 | 0
IGCC-CCS | 0 | 0 | 0 | 0 | 0 | 0
WT_off | 0 | 0 | 0 | 0 | 0 | 0
PseudoUnit | 0 | 0 | 0 | 0 | 0 | 0
FixedInterchange | 0 | 0 | 0 | 0 | 0 | 0
CO2 Emissions (MMshortTons): MAPP_CA
ReportingType | 2015 | 2020 | 2025 | 2030 | 2035 | 2040
BM | 0 | 0 | 0 | 0 | 0 | 0
CC | 1.52 | 0.99 | 0.25 | 0 | 0 | 0.03
CSP | 0 | 0 | 0 | 0 | 0 | 0
CT | 0 | 0 | 0 | 0 | 0 | 0
Coal | 0.37 | 0.83 | 0 | 0 | 0 | 0
Geo | 0 | 0 | 0 | 0 | 0 | 0
H | 0 | 0 | 0 | 0 | 0 | 0
LFG | 0 | 0 | 0 | 0 | 0 | 0
Nuc | 0 | 0 | 0 | 0 | 0 | 0
PS | 0 | 0 | 0 | 0 | 0 | 0
PV | 0 | 0 | 0 | 0 | 0 | 0
PeakG | 0 | 0 | 0 | 0 | 0 | 0
PeakO | 0 | 0 | 0 | 0 | 0 | 0
ST | 0 | 0 | 0 | 0 | 0 | 0
STOG | 0 | 0 | 0 | 0 | 0 | 0
STWD | 0 | 0 | 0 | 0 | 0 | 0
WT | 0 | 0 | 0 | 0 | 0 | 0
IGCC | 0 | 0 | 0 | 0 | 0 | 0
DemandResponse | 0 | 0 | 0 | 0 | 0 | 0
IGCC-CCS | 0 | 0 | 0 | 0 | 0 | 0
WT_off | 0 | 0 | 0 | 0 | 0 | 0
PseudoUnit | 0 | 0 | 0 | 0 | 0 | 0
FixedInterchange | 0 | 0 | 0 | 0 | 0 | 0
CO2 Emissions (MMshortTons): AZ_NM_SNV_Coal
ReportingType | 2015 | 2020 | 2025 | 2030 | 2035 | 2040
BM | 0 | 0 | 0 | 0 | 0 | 0
CC | 0 | 0 | 0 | 0 | 0 | 0
CSP | 0 | 0 | 0 | 0 | 0 | 0
CT | 0 | 0 | 0 | 0 | 0 | 0
Coal | 80.32 | 80.51 | 80.51 | 80.51 | 95.61 | 164.78
Geo | 0 | 0 | 0 | 0 | 0 | 0
H | 0 | 0 | 0 | 0 | 0 | 0
LFG | 0 | 0 | 0 | 0 | 0 | 0
Nuc | 0 | 0 | 0 | 0 | 0 | 0
PS | 0 | 0 | 0 | 0 | 0 | 0
PV | 0 | 0 | 0 | 0 | 0 | 0
PeakG | 0 | 0 | 0 | 0 | 0 | 0
PeakO | 0 | 0 | 0 | 0 | 0 | 0
ST | 0 | 0 | 0 | 0 | 0 | 0
STOG | 0 | 0 | 0 | 0 | 0 | 0
STWD | 0 | 0 | 0 | 0 | 0 | 0
WT | 0 | 0 | 0 | 0 | 0 | 0
IGCC | 0 | 0 | 0 | 0 | 0 | 0
DemandResponse | 0 | 0 | 0 | 0 | 0 | 0
IGCC-CCS | 0 | 0 | 0 | 0 | 0 | 0
WT_off | 0 | 0 | 0 | 0 | 0 | 0
PseudoUnit | 0 | 0 | 0 | 0 | 0 | 0
FixedInterchange | 0 | 0 | 0 | 0 | 0 | 0
CO2 Emissions (MMshortTons): AZ_NM_SNV_Gas
ReportingType | 2015 | 2020 | 2025 | 2030 | 2035 | 2040
BM | 0 | 0 | 0 | 0 | 0 | 0
CC | 43.91 | 51.95 | 51.72 | 62.67 | 62.63 | 57.08
CSP | 0 | 0 | 0 | 0 | 0 | 0
CT | 0 | 0 | 0.09 | 0.18 | 0 | 0
Coal | 0 | 0 | 0 | 0 | 0 | 0
Geo | 0 | 0 | 0 | 0 | 0 | 0
H | 0 | 0 | 0 | 0 | 0 | 0
LFG | 0 | 0 | 0 | 0 | 0 | 0
Nuc | 0 | 0 | 0 | 0 | 0 | 0
PS | 0 | 0 | 0 | 0 | 0 | 0
PV | 0 | 0 | 0 | 0 | 0 | 0
PeakG | 0 | 0 | 0.17 | 0.28 | 0.33 | 0
PeakO | 0 | 0 | 0 | 0 | 0 | 0
ST | 0 | 0 | 0 | 0 | 0 | 0
STOG | 0 | 0 | 0 | 0 | 0 | 0
STWD | 0 | 0 | 0 | 0 | 0 | 0
WT | 0 | 0 | 0 | 0 | 0 | 0
IGCC | 0 | 0 | 0 | 0 | 0 | 0
DemandResponse | 0 | 0 | 0 | 0 | 0 | 0
IGCC-CCS | 0 | 0 | 0 | 0 | 0 | 0
WT_off | 0 | 0 | 0 | 0 | 0 | 0
PseudoUnit | 0 | 0 | 0 | 0 | 0 | 0
FixedInterchange | 0 | 0 | 0 | 0 | 0 | 0
CO2 Emissions (MMshortTons): AZ_NM_SNV_NucRenew
ReportingType | 2015 | 2020 | 2025 | 2030 | 2035 | 2040
BM | 0 | 0 | 0 | 0 | 0 | 0
CC | 0 | 0 | 0 | 0 | 0 | 0
CSP | 0 | 0 | 0 | 0 | 0 | 0
CT | 0 | 0 | 0 | 0 | 0 | 0
Coal | 0 | 0 | 0 | 0 | 0 | 0
Geo | 0 | 0 | 0 | 0 | 0 | 0
H | 0 | 0 | 0 | 0 | 0 | 0
LFG | 0 | 0 | 0 | 0 | 0 | 0
Nuc | 0 | 0 | 0 | 0 | 0 | 0
PS | 0 | 0 | 0 | 0 | 0 | 0
PV | 0 | 0 | 0 | 0 | 0 | 0
PeakG | 0 | 0 | 0 | 0 | 0 | 0
PeakO | 0 | 0 | 0 | 0 | 0 | 0
ST | 0 | 0 | 0 | 0 | 0 | 0
STOG | 0 | 0 | 0 | 0 | 0 | 0
STWD | 0 | 0 | 0 | 0 | 0 | 0
WT | 0 | 0 | 0 | 0 | 0 | 0
IGCC | 0 | 0 | 0 | 0 | 0 | 0
DemandResponse | 0 | 0 | 0 | 0 | 0 | 0
IGCC-CCS | 0 | 0 | 0 | 0 | 0 | 0
WT_off | 0 | 0 | 0 | 0 | 0 | 0
PseudoUnit | 0 | 0 | 0 | 0 | 0 | 0
FixedInterchange | 0 | 0 | 0 | 0 | 0 | 0
CO2 Emissions (MMshortTons): ERCOT
ReportingType | 2015 | 2020 | 2025 | 2030 | 2035 | 2040
BM | 0 | 0 | 0 | 0 | 0 | 0
CC | 59.68 | 51.99 | 42.01 | 34.41 | 36.27 | 40.09
CSP | 0 | 0 | 0 | 0 | 0 | 0
CT | 0 | 0 | 0 | 0 | 0 | 0
Coal | 133.79 | 143.67 | 150.95 | 152.55 | 154.7 | 155.98
Geo | 0 | 0 | 0 | 0 | 0 | 0
H | 0 | 0 | 0 | 0 | 0 | 0
LFG | 0 | 0 | 0 | 0 | 0 | 0
Nuc | 0 | 0 | 0 | 0 | 0 | 0
PS | 0 | 0 | 0 | 0 | 0 | 0
PV | 0 | 0 | 0 | 0 | 0 | 0
PeakG | 0 | 0 | 0 | 0 | 0 | 0
PeakO | 0 | 0 | 0 | 0 | 0 | 0
ST | 0 | 0 | 0 | 0 | 0 | 0
STOG | 3.05 | 3.23 | 3.11 | 2.71 | 2.6 | 2.31
STWD | 0 | 0 | 0 | 0 | 0 | 0
WT | 0 | 0 | 0 | 0 | 0 | 0
IGCC | 0 | 0 | 0 | 0 | 0 | 0
DemandResponse | 0 | 0 | 0 | 0 | 0 | 0
IGCC-CCS | 0 | 0 | 0 | 0 | 0 | 0
WT_off | 0 | 0 | 0 | 0 | 0 | 0
PseudoUnit | 0 | 0 | 0 | 0 | 0 | 0
FixedInterchange | 0 | 0 | 0 | 0 | 0 | 0
CO2 Emissions (MMshortTons): NP15
ReportingType | 2015 | 2020 | 2025 | 2030 | 2035 | 2040
BM | 0 | 0 | 0 | 0 | 0 | 0
CC | 14.6 | 15.16 | 11.5 | 8.91 | 4.97 | 2.07
CSP | 0 | 0 | 0 | 0 | 0 | 0
CT | 0 | 0 | 0 | 0 | 0 | 0
Coal | 0.27 | 0 | 0 | 0 | 0 | 0
Geo | 0 | 0 | 0 | 0 | 0 | 0
H | 0 | 0 | 0 | 0 | 0 | 0
LFG | 0 | 0 | 0 | 0 | 0 | 0
Nuc | 0 | 0 | 0 | 0 | 0 | 0
PS | 0 | 0 | 0 | 0 | 0 | 0
PV | 0 | 0 | 0 | 0 | 0 | 0
PeakG | 0 | 0 | 0 | 0 | 0 | 0
PeakO | 0 | 0 | 0 | 0 | 0 | 0
ST | 0 | 0 | 0 | 0 | 0 | 0
STOG | 0.08 | 0.1 | 0.04 | 0.08 | 0.05 | 0.09
STWD | 0 | 0 | 0 | 0 | 0 | 0
WT | 0 | 0 | 0 | 0 | 0 | 0
IGCC | 0 | 0 | 0 | 0 | 0 | 0
DemandResponse | 0 | 0 | 0 | 0 | 0 | 0
IGCC-CCS | 0 | 0 | 0 | 0 | 0 | 0
WT_off | 0 | 0 | 0 | 0 | 0 | 0
PseudoUnit | 0 | 0 | 0 | 0 | 0 | 0
FixedInterchange | 0 | 0 | 0 | 0 | 0 | 0
CO2 Emissions (MMshortTons): NWPP_Coal
ReportingType | 2015 | 2020 | 2025 | 2030 | 2035 | 2040
BM | 0 | 0 | 0 | 0 | 0 | 0
CC | 0 | 0 | 0 | 0 | 0 | 0
CSP | 0 | 0 | 0 | 0 | 0 | 0
CT | 0 | 0 | 0 | 0 | 0 | 0
Coal | 108.92 | 109.08 | 109.08 | 109.08 | 108.57 | 108.57
Geo | 0 | 0 | 0 | 0 | 0 | 0
H | 0 | 0 | 0 | 0 | 0 | 0
LFG | 0 | 0 | 0 | 0 | 0 | 0
Nuc | 0 | 0 | 0 | 0 | 0 | 0
PS | 0 | 0 | 0 | 0 | 0 | 0
PV | 0 | 0 | 0 | 0 | 0 | 0
PeakG | 0 | 0 | 0 | 0 | 0 | 0
PeakO | 0 | 0 | 0 | 0 | 0 | 0
ST | 0 | 0 | 0 | 0 | 0 | 0
STOG | 0 | 0 | 0 | 0 | 0 | 0
STWD | 0 | 0 | 0 | 0 | 0 | 0
WT | 0 | 0 | 0 | 0 | 0 | 0
IGCC | 0 | 0 | 0 | 0 | 0 | 0
DemandResponse | 0 | 0 | 0 | 0 | 0 | 0
IGCC-CCS | 0 | 0 | 0 | 0 | 0 | 0
WT_off | 0 | 0 | 0 | 0 | 0 | 0
PseudoUnit | 0 | 0 | 0 | 0 | 0 | 0
FixedInterchange | 0 | 0 | 0 | 0 | 0 | 0
CO2 Emissions (MMshortTons): NWPP_Gas
ReportingType | 2015 | 2020 | 2025 | 2030 | 2035 | 2040
BM | 0 | 0 | 0 | 0 | 0 | 0
CC | 21.13 | 21.13 | 21.13 | 30.21 | 43.61 | 44.16
CSP | 0 | 0 | 0 | 0 | 0 | 0
CT | 0 | 0 | 0 | 0 | 0 | 0
Coal | 0 | 0 | 0 | 0 | 0 | 3.2
Geo | 0 | 0 | 0 | 0 | 0 | 0
H | 0 | 0 | 0 | 0 | 0 | 0
LFG | 0 | 0 | 0 | 0 | 0 | 0
Nuc | 0 | 0 | 0 | 0 | 0 | 0
PS | 0 | 0 | 0 | 0 | 0 | 0
PV | 0 | 0 | 0 | 0 | 0 | 0
PeakG | 0 | 0 | 0 | 0 | 0 | 0
PeakO | 0 | 0 | 0 | 0 | 0 | 0
ST | 0 | 0 | 0 | 0 | 0 | 0
STOG | 0 | 0 | 0 | 0 | 0 | 0
STWD | 0 | 0 | 0 | 0 | 0 | 0
WT | 0 | 0 | 0 | 0 | 0 | 0
IGCC | 0 | 0 | 0 | 0 | 0 | 0
DemandResponse | 0 | 0 | 0 | 0 | 0 | 0
IGCC-CCS | 0 | 0 | 0 | 0 | 0 | 0
WT_off | 0 | 0 | 0 | 0 | 0 | 0
PseudoUnit | 0 | 0 | 0 | 0 | 0 | 0
FixedInterchange | 0 | 0 | 0 | 0 | 0 | 0
CO2 Emissions (MMshortTons): NWPP_NucRenew
ReportingType | 2015 | 2020 | 2025 | 2030 | 2035 | 2040
BM | 0 | 0 | 0 | 0 | 0 | 0
CC | 0 | 0 | 0 | 0 | 0 | 0
CSP | 0 | 0 | 0 | 0 | 0 | 0
CT | 0 | 0 | 0 | 0 | 0 | 0
Coal | 0 | 0 | 0 | 0 | 0 | 0
Geo | 0 | 0 | 0 | 0 | 0 | 0
H | 0 | 0 | 0 | 0 | 0 | 0
LFG | 0 | 0 | 0 | 0 | 0 | 0
Nuc | 0 | 0 | 0 | 0 | 0 | 0
PS | 0 | 0 | 0 | 0 | 0 | 0
PV | 0 | 0 | 0 | 0 | 0 | 0
PeakG | 0 | 0 | 0 | 0 | 0 | 0
PeakO | 0 | 0 | 0 | 0 | 0 | 0
ST | 0 | 0 | 0 | 0 | 0 | 0
STOG | 0 | 0 | 0 | 0 | 0 | 0
STWD | 0 | 0 | 0 | 0 | 0 | 0
WT | 0 | 0 | 0 | 0 | 0 | 0
IGCC | 0 | 0 | 0 | 0 | 0 | 0
DemandResponse | 0 | 0 | 0 | 0 | 0 | 0
IGCC-CCS | 0 | 0 | 0 | 0 | 0 | 0
WT_off | 0 | 0 | 0 | 0 | 0 | 0
PseudoUnit | 0 | 0 | 0 | 0 | 0 | 0
FixedInterchange | 0 | 0 | 0 | 0 | 0 | 0
CO2 Emissions (MMshortTons): RMPA
ReportingType | 2015 | 2020 | 2025 | 2030 | 2035 | 2040
BM | 0 | 0 | 0 | 0 | 0 | 0
CC | 2.29 | 3.52 | 1.03 | 1.38 | 1.14 | 1.24
CSP | 0 | 0 | 0 | 0 | 0 | 0
CT | 0 | 0 | 0 | 0 | 0 | 0
Coal | 61.31 | 59.93 | 56.16 | 56.25 | 64.75 | 73.94
Geo | 0 | 0 | 0 | 0 | 0 | 0
H | 0 | 0 | 0 | 0 | 0 | 0
LFG | 0 | 0 | 0 | 0 | 0 | 0
Nuc | 0 | 0 | 0 | 0 | 0 | 0
PS | 0 | 0 | 0 | 0 | 0 | 0
PV | 0 | 0 | 0 | 0 | 0 | 0
PeakG | 0 | 0.01 | 0 | 0.02 | 0 | 0.01
PeakO | 0 | 0 | 0 | 0 | 0 | 0
ST | 0 | 0 | 0 | 0 | 0 | 0
STOG | 0 | 0 | 0 | 0 | 0 | 0
STWD | 0 | 0 | 0 | 0 | 0 | 0
WT | 0 | 0 | 0 | 0 | 0 | 0
IGCC | 0 | 0 | 0 | 0 | 0 | 0
DemandResponse | 0 | 0 | 0 | 0 | 0 | 0
IGCC-CCS | 0 | 0 | 0 | 0 | 0 | 0
WT_off | 0 | 0 | 0 | 0 | 0 | 0
PseudoUnit | 0 | 0 | 0 | 0 | 0 | 0
FixedInterchange | 0 | 0 | 0 | 0 | 0 | 0
CO2 Emissions (MMshortTons): SP15
ReportingType | 2015 | 2020 | 2025 | 2030 | 2035 | 2040
BM | 0 | 0 | 0 | 0 | 0 | 0
CC | 9.91 | 10.21 | 8.99 | 7.93 | 7.37 | 3.92
CSP | 0 | 0 | 0 | 0 | 0 | 0
CT | 0 | 0 | 0 | 0 | 0 | 0
Coal | 0.9 | 0.9 | 0.9 | 0.79 | 0 | 0
Geo | 0 | 0 | 0 | 0 | 0 | 0
H | 0 | 0 | 0 | 0 | 0 | 0
LFG | 0 | 0 | 0 | 0 | 0 | 0
Nuc | 0 | 0 | 0 | 0 | 0 | 0
PS | 0 | 0 | 0 | 0 | 0 | 0
PV | 0 | 0 | 0 | 0 | 0 | 0
PeakG | 0 | 0 | 0 | 0 | 0 | 0
PeakO | 0 | 0 | 0 | 0 | 0 | 0
ST | 0 | 0 | 0 | 0 | 0 | 0
STOG | 0.13 | 0.21 | 0.14 | 0.24 | 0.49 | 0.3
STWD | 0 | 0 | 0 | 0 | 0 | 0
WT | 0 | 0 | 0 | 0 | 0 | 0
IGCC | 0 | 0 | 0 | 0 | 0 | 0
DemandResponse | 0 | 0 | 0 | 0 | 0 | 0
IGCC-CCS | 0 | 0 | 0 | 0 | 0 | 0
WT_off | 0 | 0 | 0 | 0 | 0 | 0
PseudoUnit | 0 | 0 | 0 | 0 | 0 | 0
FixedInterchange | 0 | 0 | 0 | 0 | 0 | 0
CO2 Emissions (MMshortTons): ALB
ReportingType | 2015 | 2020 | 2025 | 2030 | 2035 | 2040
BM | 0 | 0 | 0 | 0 | 0 | 0
CC | 8.14 | 9.57 | 11.98 | 13.75 | 15.87 | 17.24
CSP | 0 | 0 | 0 | 0 | 0 | 0
CT | 0 | 0 | 0 | 0 | 0 | 0
Coal | 50 | 50 | 50 | 50 | 50 | 50
Geo | 0 | 0 | 0 | 0 | 0 | 0
H | 0 | 0 | 0 | 0 | 0 | 0
LFG | 0 | 0 | 0 | 0 | 0 | 0
Nuc | 0 | 0 | 0 | 0 | 0 | 0
PS | 0 | 0 | 0 | 0 | 0 | 0
PV | 0 | 0 | 0 | 0 | 0 | 0
PeakG | 0 | 0 | 0 | 0 | 0 | 0
PeakO | 0 | 0 | 0 | 0 | 0 | 0
ST | 0 | 0 | 0 | 0 | 0 | 0
STOG | 0 | 0 | 0 | 0 | 0 | 0
STWD | 0 | 0 | 0 | 0 | 0 | 0
WT | 0 | 0 | 0 | 0 | 0 | 0
IGCC | 0 | 0 | 0 | 0 | 0 | 0
DemandResponse | 0 | 0 | 0 | 0 | 0 | 0
IGCC-CCS | 0 | 0 | 0 | 0 | 0 | 0
WT_off | 0 | 0 | 0 | 0 | 0 | 0
PseudoUnit | 0 | 0 | 0 | 0 | 0 | 0
FixedInterchange | 0 | 0 | 0 | 0 | 0 | 0
CO2 Emissions (MMshortTons): BC
ReportingType | 2015 | 2020 | 2025 | 2030 | 2035 | 2040
BM | 0 | 0 | 0 | 0 | 0 | 0
CC | 4.01 | 4.51 | 5.98 | 7.9 | 9.71 | 11.66
CSP | 0 | 0 | 0 | 0 | 0 | 0
CT | 0 | 0 | 0 | 0 | 0 | 0
Coal | 0 | 0 | 0 | 0 | 0 | 0
Geo | 0 | 0 | 0 | 0 | 0 | 0
H | 0 | 0 | 0 | 0 | 0 | 0
LFG | 0 | 0 | 0 | 0 | 0 | 0
Nuc | 0 | 0 | 0 | 0 | 0 | 0
PS | 0 | 0 | 0 | 0 | 0 | 0
PV | 0 | 0 | 0 | 0 | 0 | 0
PeakG | 0 | 0 | 0 | 0 | 0 | 0
PeakO | 0 | 0 | 0 | 0 | 0 | 0
ST | 0 | 0 | 0 | 0 | 0 | 0
STOG | 0 | 0 | 0 | 0 | 0 | 0
STWD | 0 | 0 | 0 | 0 | 0 | 0
WT | 0 | 0 | 0 | 0 | 0 | 0
IGCC | 0 | 0 | 0 | 0 | 0 | 0
DemandResponse | 0 | 0 | 0 | 0 | 0 | 0
IGCC-CCS | 0 | 0 | 0 | 0 | 0 | 0
WT_off | 0 | 0 | 0 | 0 | 0 | 0
PseudoUnit | 0 | 0 | 0 | 0 | 0 | 0
FixedInterchange | 0 | 0 | 0 | 0 | 0 | 0
CO2 Emissions (MMshortTons): HQ_IESO
ReportingType | 2015 | 2020 | 2025 | 2030 | 2035 | 2040
BM | 0 | 0 | 0 | 0 | 0 | 0
CC | 0 | 0 | 0 | 0 | 0 | 0
CSP | 0 | 0 | 0 | 0 | 0 | 0
CT | 0 | 0 | 0 | 0 | 0 | 0
Coal | 0 | 0 | 0 | 0 | 0 | 0
Geo | 0 | 0 | 0 | 0 | 0 | 0
H | 0 | 0 | 0 | 0 | 0 | 0
LFG | 0 | 0 | 0 | 0 | 0 | 0
Nuc | 0 | 0 | 0 | 0 | 0 | 0
PS | 0 | 0 | 0 | 0 | 0 | 0
PV | 0 | 0 | 0 | 0 | 0 | 0
PeakG | 0 | 0 | 0 | 0 | 0 | 0
PeakO | 0 | 0 | 0 | 0 | 0 | 0
ST | 0 | 0 | 0 | 0 | 0 | 0
STOG | 0 | 0 | 0 | 0 | 0 | 0
STWD | 0 | 0 | 0 | 0 | 0 | 0
WT | 0 | 0 | 0 | 0 | 0 | 0
IGCC | 0 | 0 | 0 | 0 | 0 | 0
DemandResponse | 0 | 0 | 0 | 0 | 0 | 0
IGCC-CCS | 0 | 0 | 0 | 0 | 0 | 0
WT_off | 0 | 0 | 0 | 0 | 0 | 0
PseudoUnit | 0 | 0 | 0 | 0 | 0 | 0
FixedInterchange | 0 | 0 | 0 | 0 | 0 | 0
CO2 Emissions (MMshortTons): HQ_NEISO
ReportingType | 2015 | 2020 | 2025 | 2030 | 2035 | 2040
BM | 0 | 0 | 0 | 0 | 0 | 0
CC | 0 | 0 | 0 | 0 | 0 | 0
CSP | 0 | 0 | 0 | 0 | 0 | 0
CT | 0 | 0 | 0 | 0 | 0 | 0
Coal | 0 | 0 | 0 | 0 | 0 | 0
Geo | 0 | 0 | 0 | 0 | 0 | 0
H | 0 | 0 | 0 | 0 | 0 | 0
LFG | 0 | 0 | 0 | 0 | 0 | 0
Nuc | 0 | 0 | 0 | 0 | 0 | 0
PS | 0 | 0 | 0 | 0 | 0 | 0
PV | 0 | 0 | 0 | 0 | 0 | 0
PeakG | 0 | 0 | 0 | 0 | 0 | 0
PeakO | 0 | 0 | 0 | 0 | 0 | 0
ST | 0 | 0 | 0 | 0 | 0 | 0
STOG | 0 | 0 | 0 | 0 | 0 | 0
STWD | 0 | 0 | 0 | 0 | 0 | 0
WT | 0 | 0 | 0 | 0 | 0 | 0
IGCC | 0 | 0 | 0 | 0 | 0 | 0
DemandResponse | 0 | 0 | 0 | 0 | 0 | 0
IGCC-CCS | 0 | 0 | 0 | 0 | 0 | 0
WT_off | 0 | 0 | 0 | 0 | 0 | 0
PseudoUnit | 0 | 0 | 0 | 0 | 0 | 0
FixedInterchange | 0 | 0 | 0 | 0 | 0 | 0
CO2 Emissions (MMshortTons): HQ_NY
ReportingType | 2015 | 2020 | 2025 | 2030 | 2035 | 2040
BM | 0 | 0 | 0 | 0 | 0 | 0
CC | 0 | 0 | 0 | 0 | 0 | 0
CSP | 0 | 0 | 0 | 0 | 0 | 0
CT | 0 | 0 | 0 | 0 | 0 | 0
Coal | 0 | 0 | 0 | 0 | 0 | 0
Geo | 0 | 0 | 0 | 0 | 0 | 0
H | 0 | 0 | 0 | 0 | 0 | 0
LFG | 0 | 0 | 0 | 0 | 0 | 0
Nuc | 0 | 0 | 0 | 0 | 0 | 0
PS | 0 | 0 | 0 | 0 | 0 | 0
PV | 0 | 0 | 0 | 0 | 0 | 0
PeakG | 0 | 0 | 0 | 0 | 0 | 0
PeakO | 0 | 0 | 0 | 0 | 0 | 0
ST | 0 | 0 | 0 | 0 | 0 | 0
STOG | 0 | 0 | 0 | 0 | 0 | 0
STWD | 0 | 0 | 0 | 0 | 0 | 0
WT | 0 | 0 | 0 | 0 | 0 | 0
IGCC | 0 | 0 | 0 | 0 | 0 | 0
DemandResponse | 0 | 0 | 0 | 0 | 0 | 0
IGCC-CCS | 0 | 0 | 0 | 0 | 0 | 0
WT_off | 0 | 0 | 0 | 0 | 0 | 0
PseudoUnit | 0 | 0 | 0 | 0 | 0 | 0
FixedInterchange | 0 | 0 | 0 | 0 | 0 | 0
CO2 Emissions (MMshortTons): MARITIMES
ReportingType | 2015 | 2020 | 2025 | 2030 | 2035 | 2040
BM | 0 | 0 | 0 | 0 | 0 | 0
CC | 0 | 0 | 0 | 0 | 0 | 0
CSP | 0 | 0 | 0 | 0 | 0 | 0
CT | 0 | 0 | 0 | 0 | 0 | 0
Coal | 0 | 0 | 0 | 0 | 0 | 0
Geo | 0 | 0 | 0 | 0 | 0 | 0
H | 0 | 0 | 0 | 0 | 0 | 0
LFG | 0 | 0 | 0 | 0 | 0 | 0
Nuc | 0 | 0 | 0 | 0 | 0 | 0
PS | 0 | 0 | 0 | 0 | 0 | 0
PV | 0 | 0 | 0 | 0 | 0 | 0
PeakG | 0 | 0 | 0 | 0 | 0 | 0
PeakO | 0 | 0 | 0 | 0 | 0 | 0
ST | 0 | 0 | 0 | 0 | 0 | 0
STOG | 0 | 0 | 0 | 0 | 0 | 0
STWD | 0 | 0 | 0 | 0 | 0 | 0
WT | 0 | 0 | 0 | 0 | 0 | 0
IGCC | 0 | 0 | 0 | 0 | 0 | 0
DemandResponse | 0 | 0 | 0 | 0 | 0 | 0
IGCC-CCS | 0 | 0 | 0 | 0 | 0 | 0
WT_off | 0 | 0 | 0 | 0 | 0 | 0
PseudoUnit | 0 | 0 | 0 | 0 | 0 | 0
FixedInterchange | 0 | 0 | 0 | 0 | 0 | 0
CO2 Emissions (MMshortTons): All
ReportingType | 2015 | 2020 | 2025 | 2030 | 2035 | 2040
BM | 0 | 0 | 0 | 0 | 0 | 0
CC | 450.21 | 470.59 | 414.5 | 378.48 | 478.58 | 535.94
CSP | 0 | 0 | 0 | 0 | 0 | 0
CT | 0.6 | 1.29 | 1.58 | 1.63 | 3.5 | 4.2
Coal | 1921.47 | 1766.77 | 1722.18 | 1668.05 | 1785.95 | 1952.22
Geo | 0 | 0 | 0 | 0 | 0 | 0
H | 0 | 0 | 0 | 0 | 0 | 0
LFG | 0 | 0 | 0 | 0 | 0 | 0
Nuc | 0 | 0 | 0 | 0 | 0 | 0
PS | 0 | 0 | 0 | 0 | 0 | 0
PV | 0 | 0 | 0 | 0 | 0 | 0
PeakG | 2.23 | 2.91 | 3.84 | 3.49 | 4.3 | 3.83
PeakO | 0 | 0 | 0 | 0 | 0 | 0
ST | 0 | 0 | 0 | 0 | 0 | 0
STOG | 10.5 | 10.92 | 10.1 | 8.5 | 10.09 | 10.1
STWD | 0 | 0 | 0 | 0 | 0 | 0
WT | 0 | 0 | 0 | 0 | 0 | 0
IGCC | 4.15 | 4.15 | 4.15 | 4.15 | 4.15 | 4.15
DemandResponse | 0 | 0 | 0 | 0 | 0 | 0
IGCC-CCS | 0 | 0 | 0 | 0 | 0 | 0
WT_off | 0 | 0 | 0 | 0 | 0 | 0
PseudoUnit | 0 | 0 | 0 | 0 | 0 | 0
FixedInterchange | 0 | 0 | 0 | 0 | 0 | 0
CO2 Emissions (MMshortTons): EI_US
ReportingType | 2015 | 2020 | 2025 | 2030 | 2035 | 2040
BM | 0 | 0 | 0 | 0 | 0 | 0
CC | 284.49 | 301.21 | 259.67 | 211.11 | 294.61 | 350.62
CSP | 0 | 0 | 0 | 0 | 0 | 0
CT | 0.6 | 1.29 | 1.48 | 1.46 | 3.5 | 4.17
Coal | 1485.6 | 1321.87 | 1274.6 | 1218.88 | 1312.31 | 1395.75
Geo | 0 | 0 | 0 | 0 | 0 | 0
H | 0 | 0 | 0 | 0 | 0 | 0
LFG | 0 | 0 | 0 | 0 | 0 | 0
Nuc | 0 | 0 | 0 | 0 | 0 | 0
PS | 0 | 0 | 0 | 0 | 0 | 0
PV | 0 | 0 | 0 | 0 | 0 | 0
PeakG | 2.22 | 2.9 | 3.67 | 3.19 | 3.96 | 3.82
PeakO | 0 | 0 | 0 | 0 | 0 | 0
ST | 0 | 0 | 0 | 0 | 0 | 0
STOG | 7.25 | 7.38 | 6.82 | 5.47 | 6.96 | 7.41
STWD | 0 | 0 | 0 | 0 | 0 | 0
WT | 0 | 0 | 0 | 0 | 0 | 0
IGCC | 4.15 | 4.15 | 4.15 | 4.15 | 4.15 | 4.15
DemandResponse | 0 | 0 | 0 | 0 | 0 | 0
IGCC-CCS | 0 | 0 | 0 | 0 | 0 | 0
WT_off | 0 | 0 | 0 | 0 | 0 | 0
PseudoUnit | 0 | 0 | 0 | 0 | 0 | 0
FixedInterchange | 0 | 0 | 0 | 0 | 0 | 0
CO2 Emissions (MMshortTons): EI_Canada
ReportingType | 2015 | 2020 | 2025 | 2030 | 2035 | 2040
BM | 0 | 0 | 0 | 0 | 0 | 0
CC | 2.05 | 1.34 | 0.49 | 0.22 | 2.42 | 7.86
CSP | 0 | 0 | 0 | 0 | 0 | 0
CT | 0 | 0 | 0 | 0 | 0 | 0.03
Coal | 0.37 | 0.83 | 0 | 0 | 0 | 0
Geo | 0 | 0 | 0 | 0 | 0 | 0
H | 0 | 0 | 0 | 0 | 0 | 0
LFG | 0 | 0 | 0 | 0 | 0 | 0
Nuc | 0 | 0 | 0 | 0 | 0 | 0
PS | 0 | 0 | 0 | 0 | 0 | 0
PV | 0 | 0 | 0 | 0 | 0 | 0
PeakG | 0 | 0 | 0 | 0 | 0 | 0
PeakO | 0 | 0 | 0 | 0 | 0 | 0
ST | 0 | 0 | 0 | 0 | 0 | 0
STOG | 0 | 0 | 0 | 0 | 0 | 0
STWD | 0 | 0 | 0 | 0 | 0 | 0
WT | 0 | 0 | 0 | 0 | 0 | 0
IGCC | 0 | 0 | 0 | 0 | 0 | 0
DemandResponse | 0 | 0 | 0 | 0 | 0 | 0
IGCC-CCS | 0 | 0 | 0 | 0 | 0 | 0
WT_off | 0 | 0 | 0 | 0 | 0 | 0
PseudoUnit | 0 | 0 | 0 | 0 | 0 | 0
FixedInterchange | 0 | 0 | 0 | 0 | 0 | 0
CO2 Emissions (MMshortTons): EI
ReportingType | 2015 | 2020 | 2025 | 2030 | 2035 | 2040
BM | 0 | 0 | 0 | 0 | 0 | 0
CC | 286.54 | 302.55 | 260.17 | 211.33 | 297.03 | 358.48
CSP | 0 | 0 | 0 | 0 | 0 | 0
CT | 0.6 | 1.29 | 1.48 | 1.46 | 3.5 | 4.2
Coal | 1485.97 | 1322.69 | 1274.61 | 1218.88 | 1312.31 | 1395.75
Geo | 0 | 0 | 0 | 0 | 0 | 0
H | 0 | 0 | 0 | 0 | 0 | 0
LFG | 0 | 0 | 0 | 0 | 0 | 0
Nuc | 0 | 0 | 0 | 0 | 0 | 0
PS | 0 | 0 | 0 | 0 | 0 | 0
PV | 0 | 0 | 0 | 0 | 0 | 0
PeakG | 2.22 | 2.9 | 3.67 | 3.19 | 3.96 | 3.82
PeakO | 0 | 0 | 0 | 0 | 0 | 0
ST | 0 | 0 | 0 | 0 | 0 | 0
STOG | 7.25 | 7.38 | 6.82 | 5.47 | 6.96 | 7.41
STWD | 0 | 0 | 0 | 0 | 0 | 0
WT | 0 | 0 | 0 | 0 | 0 | 0
IGCC | 4.15 | 4.15 | 4.15 | 4.15 | 4.15 | 4.15
DemandResponse | 0 | 0 | 0 | 0 | 0 | 0
IGCC-CCS | 0 | 0 | 0 | 0 | 0 | 0
WT_off | 0 | 0 | 0 | 0 | 0 | 0
PseudoUnit | 0 | 0 | 0 | 0 | 0 | 0
FixedInterchange | 0 | 0 | 0 | 0 | 0 | 0
CO2 Emissions (MMshortTons): Outside_EI
ReportingType | 2015 | 2020 | 2025 | 2030 | 2035 | 2040
BM | 0 | 0 | 0 | 0 | 0 | 0
CC | 163.67 | 168.04 | 154.33 | 167.15 | 181.55 | 177.45
CSP | 0 | 0 | 0 | 0 | 0 | 0
CT | 0 | 0 | 0.09 | 0.18 | 0 | 0
Coal | 435.5 | 444.08 | 447.58 | 449.18 | 473.63 | 556.47
Geo | 0 | 0 | 0 | 0 | 0 | 0
H | 0 | 0 | 0 | 0 | 0 | 0
LFG | 0 | 0 | 0 | 0 | 0 | 0
Nuc | 0 | 0 | 0 | 0 | 0 | 0
PS | 0 | 0 | 0 | 0 | 0 | 0
PV | 0 | 0 | 0 | 0 | 0 | 0
PeakG | 0 | 0.01 | 0.17 | 0.31 | 0.34 | 0.01
PeakO | 0 | 0 | 0 | 0 | 0 | 0
ST | 0 | 0 | 0 | 0 | 0 | 0
STOG | 3.26 | 3.54 | 3.29 | 3.03 | 3.13 | 2.7
STWD | 0 | 0 | 0 | 0 | 0 | 0
WT | 0 | 0 | 0 | 0 | 0 | 0
IGCC | 0 | 0 | 0 | 0 | 0 | 0
DemandResponse | 0 | 0 | 0 | 0 | 0 | 0
IGCC-CCS | 0 | 0 | 0 | 0 | 0 | 0
WT_off | 0 | 0 | 0 | 0 | 0 | 0
PseudoUnit | 0 | 0 | 0 | 0 | 0 | 0
FixedInterchange | 0 | 0 | 0 | 0 | 0 | 0
CO2 Emissions (MMmetricTons): Entergy
ReportingType | 2015 | 2020 | 2025 | 2030 | 2035 | 2040
BM | 0 | 0 | 0 | 0 | 0 | 0
CC | 25.57 | 27.15 | 11.93 | 6.38 | 6.92 | 6.92
CSP | 0 | 0 | 0 | 0 | 0 | 0
CT | 0 | 0 | 0 | 0 | 0 | 0.01
Coal | 58.48 | 50.93 | 43.13 | 39.33 | 44.65 | 47.9
Geo | 0 | 0 | 0 | 0 | 0 | 0
H | 0 | 0 | 0 | 0 | 0 | 0
LFG | 0 | 0 | 0 | 0 | 0 | 0
Nuc | 0 | 0 | 0 | 0 | 0 | 0
PS | 0 | 0 | 0 | 0 | 0 | 0
PV | 0 | 0 | 0 | 0 | 0 | 0
PeakG | 0 | 0 | 0 | 0 | 0 | 0
PeakO | 0 | 0 | 0 | 0 | 0 | 0
ST | 0 | 0 | 0 | 0 | 0 | 0
STOG | 0.88 | 0.89 | 0.86 | 0.44 | 0.86 | 0.86
STWD | 0 | 0 | 0 | 0 | 0 | 0
WT | 0 | 0 | 0 | 0 | 0 | 0
IGCC | 0 | 0 | 0 | 0 | 0 | 0
DemandResponse | 0 | 0 | 0 | 0 | 0 | 0
IGCC-CCS | 0 | 0 | 0 | 0 | 0 | 0
WT_off | 0 | 0 | 0 | 0 | 0 | 0
PseudoUnit | 0 | 0 | 0 | 0 | 0 | 0
FixedInterchange | 0 | 0 | 0 | 0 | 0 | 0
CO2 Emissions (MMmetricTons): FRCC
ReportingType | 2015 | 2020 | 2025 | 2030 | 2035 | 2040
BM | 0 | 0 | 0 | 0 | 0 | 0
CC | 56.2 | 60.21 | 62.81 | 63.29 | 78.3 | 87.9
CSP | 0 | 0 | 0 | 0 | 0 | 0
CT | 0.51 | 0.55 | 0.55 | 0.54 | 0.54 | 0.5
Coal | 57.35 | 55.79 | 56.77 | 58.53 | 59.8 | 59.8
Geo | 0 | 0 | 0 | 0 | 0 | 0
H | 0 | 0 | 0 | 0 | 0 | 0
LFG | 0 | 0 | 0 | 0 | 0 | 0
Nuc | 0 | 0 | 0 | 0 | 0 | 0
PS | 0 | 0 | 0 | 0 | 0 | 0
PV | 0 | 0 | 0 | 0 | 0 | 0
PeakG | 0.26 | 0.34 | 0.57 | 0.61 | 0.32 | 0.26
PeakO | 0 | 0 | 0 | 0 | 0 | 0
ST | 0 | 0 | 0 | 0 | 0 | 0
STOG | 2.02 | 1.27 | 1.27 | 1.27 | 1.23 | 0.78
STWD | 0 | 0 | 0 | 0 | 0 | 0
WT | 0 | 0 | 0 | 0 | 0 | 0
IGCC | 0 | 0 | 0 | 0 | 0 | 0
DemandResponse | 0 | 0 | 0 | 0 | 0 | 0
IGCC-CCS | 0 | 0 | 0 | 0 | 0 | 0
WT_off | 0 | 0 | 0 | 0 | 0 | 0
PseudoUnit | 0 | 0 | 0 | 0 | 0 | 0
FixedInterchange | 0 | 0 | 0 | 0 | 0 | 0
CO2 Emissions (MMmetricTons): MAPP_US
ReportingType | 2015 | 2020 | 2025 | 2030 | 2035 | 2040
BM | 0 | 0 | 0 | 0 | 0 | 0
CC | 0.1 | 0.09 | 0.08 | 0.04 | 0.07 | 0.07
CSP | 0 | 0 | 0 | 0 | 0 | 0
CT | 0 | 0 | 0 | 0 | 0 | 0
Coal | 22.65 | 18.01 | 18.01 | 13.01 | 16.38 | 15.92
Geo | 0 | 0 | 0 | 0 | 0 | 0
H | 0 | 0 | 0 | 0 | 0 | 0
LFG | 0 | 0 | 0 | 0 | 0 | 0
Nuc | 0 | 0 | 0 | 0 | 0 | 0
PS | 0 | 0 | 0 | 0 | 0 | 0
PV | 0 | 0 | 0 | 0 | 0 | 0
PeakG | 0.01 | 0 | 0 | 0 | 0 | 0.01
PeakO | 0 | 0 | 0 | 0 | 0 | 0
ST | 0 | 0 | 0 | 0 | 0 | 0
STOG | 0 | 0 | 0 | 0 | 0 | 0
STWD | 0 | 0 | 0 | 0 | 0 | 0
WT | 0 | 0 | 0 | 0 | 0 | 0
IGCC | 0 | 0 | 0 | 0 | 0 | 0
DemandResponse | 0 | 0 | 0 | 0 | 0 | 0
IGCC-CCS | 0 | 0 | 0 | 0 | 0 | 0
WT_off | 0 | 0 | 0 | 0 | 0 | 0
PseudoUnit | 0 | 0 | 0 | 0 | 0 | 0
FixedInterchange | 0 | 0 | 0 | 0 | 0 | 0
CO2 Emissions (MMmetricTons): MISO_IN
ReportingType | 2015 | 2020 | 2025 | 2030 | 2035 | 2040
BM | 0 | 0 | 0 | 0 | 0 | 0
CC | 1.67 | 2.77 | 1.67 | 0.64 | 1.16 | 1.71
CSP | 0 | 0 | 0 | 0 | 0 | 0
CT | 0 | 0 | 0 | 0 | 0 | 0
Coal | 82.97 | 87.55 | 86.16 | 83.23 | 90.17 | 93.4
Geo | 0 | 0 | 0 | 0 | 0 | 0
H | 0 | 0 | 0 | 0 | 0 | 0
LFG | 0 | 0 | 0 | 0 | 0 | 0
Nuc | 0 | 0 | 0 | 0 | 0 | 0
PS | 0 | 0 | 0 | 0 | 0 | 0
PV | 0 | 0 | 0 | 0 | 0 | 0
PeakG | 0.01 | 0.02 | 0.02 | 0 | 0.02 | 0.06
PeakO | 0 | 0 | 0 | 0 | 0 | 0
ST | 0 | 0 | 0 | 0 | 0 | 0
STOG | 0.03 | 0.07 | 0.07 | 0.03 | 0.07 | 0.07
STWD | 0 | 0 | 0 | 0 | 0 | 0
WT | 0 | 0 | 0 | 0 | 0 | 0
IGCC | 3.76 | 3.76 | 3.76 | 3.76 | 3.76 | 3.76
DemandResponse | 0 | 0 | 0 | 0 | 0 | 0
IGCC-CCS | 0 | 0 | 0 | 0 | 0 | 0
WT_off | 0 | 0 | 0 | 0 | 0 | 0
PseudoUnit | 0 | 0 | 0 | 0 | 0 | 0
FixedInterchange | 0 | 0 | 0 | 0 | 0 | 0
CO2 Emissions (MMmetricTons): MISO_MI
ReportingType | 2015 | 2020 | 2025 | 2030 | 2035 | 2040
BM | 0 | 0 | 0 | 0 | 0 | 0
CC | 4.37 | 5.62 | 3.59 | 1.76 | 3.33 | 2.65
CSP | 0 | 0 | 0 | 0 | 0 | 0
CT | 0 | 0 | 0 | 0 | 0 | 0
Coal | 54.58 | 48.55 | 47.24 | 45.24 | 51.34 | 52.27
Geo | 0 | 0 | 0 | 0 | 0 | 0
H | 0 | 0 | 0 | 0 | 0 | 0
LFG | 0 | 0 | 0 | 0 | 0 | 0
Nuc | 0 | 0 | 0 | 0 | 0 | 0
PS | 0 | 0 | 0 | 0 | 0 | 0
PV | 0 | 0 | 0 | 0 | 0 | 0
PeakG | 0.02 | 0.02 | 0.02 | 0 | 0.02 | 0.02
PeakO | 0 | 0 | 0 | 0 | 0 | 0
ST | 0 | 0 | 0 | 0 | 0 | 0
STOG | 0.26 | 0.41 | 0.45 | 0.32 | 0.34 | 0.29
STWD | 0 | 0 | 0 | 0 | 0 | 0
WT | 0 | 0 | 0 | 0 | 0 | 0
IGCC | 0 | 0 | 0 | 0 | 0 | 0
DemandResponse | 0 | 0 | 0 | 0 | 0 | 0
IGCC-CCS | 0 | 0 | 0 | 0 | 0 | 0
WT_off | 0 | 0 | 0 | 0 | 0 | 0
PseudoUnit | 0 | 0 | 0 | 0 | 0 | 0
FixedInterchange | 0 | 0 | 0 | 0 | 0 | 0
CO2 Emissions (MMmetricTons): MISO_MO-IL
ReportingType | 2015 | 2020 | 2025 | 2030 | 2035 | 2040
BM | 0 | 0 | 0 | 0 | 0 | 0
CC | 1.07 | 1.83 | 0.93 | 0.34 | 0.51 | 0.5
CSP | 0 | 0 | 0 | 0 | 0 | 0
CT | 0 | 0 | 0 | 0 | 0 | 0
Coal | 92.1 | 73.95 | 72.76 | 67.16 | 78.02 | 79.73
Geo | 0 | 0 | 0 | 0 | 0 | 0
H | 0 | 0 | 0 | 0 | 0 | 0
LFG | 0 | 0 | 0 | 0 | 0 | 0
Nuc | 0 | 0 | 0 | 0 | 0 | 0
PS | 0 | 0 | 0 | 0 | 0 | 0
PV | 0 | 0 | 0 | 0 | 0 | 0
PeakG | 0.17 | 0.12 | 0.07 | 0.03 | 0.06 | 0.21
PeakO | 0 | 0 | 0 | 0 | 0 | 0
ST | 0 | 0 | 0 | 0 | 0 | 0
STOG | 0.04 | 0.07 | 0.04 | 0.01 | 0.04 | 0
STWD | 0 | 0 | 0 | 0 | 0 | 0
WT | 0 | 0 | 0 | 0 | 0 | 0
IGCC | 0 | 0 | 0 | 0 | 0 | 0
DemandResponse | 0 | 0 | 0 | 0 | 0 | 0
IGCC-CCS | 0 | 0 | 0 | 0 | 0 | 0
WT_off | 0 | 0 | 0 | 0 | 0 | 0
PseudoUnit | 0 | 0 | 0 | 0 | 0 | 0
FixedInterchange | 0 | 0 | 0 | 0 | 0 | 0
CO2 Emissions (MMmetricTons): MISO_W
ReportingType | 2015 | 2020 | 2025 | 2030 | 2035 | 2040
BM | 0 | 0 | 0 | 0 | 0 | 0
CC | 3.76 | 3.87 | 2.13 | 0.79 | 1.21 | 1.21
CSP | 0 | 0 | 0 | 0 | 0 | 0
CT | 0 | 0 | 0 | 0 | 0 | 0
Coal | 94.06 | 81.32 | 80.29 | 71.61 | 77.44 | 77.34
Geo | 0 | 0 | 0 | 0 | 0 | 0
H | 0 | 0 | 0 | 0 | 0 | 0
LFG | 0 | 0 | 0 | 0 | 0 | 0
Nuc | 0 | 0 | 0 | 0 | 0 | 0
PS | 0 | 0 | 0 | 0 | 0 | 0
PV | 0 | 0 | 0 | 0 | 0 | 0
PeakG | 0.08 | 0.05 | 0.02 | 0.01 | 0.01 | 0.02
PeakO | 0 | 0 | 0 | 0 | 0 | 0
ST | 0 | 0 | 0 | 0 | 0 | 0
STOG | 0 | 0 | 0 | 0 | 0 | 0
STWD | 0 | 0 | 0 | 0 | 0 | 0
WT | 0 | 0 | 0 | 0 | 0 | 0
IGCC | 0 | 0 | 0 | 0 | 0 | 0
DemandResponse | 0 | 0 | 0 | 0 | 0 | 0
IGCC-CCS | 0 | 0 | 0 | 0 | 0 | 0
WT_off | 0 | 0 | 0 | 0 | 0 | 0
PseudoUnit | 0 | 0 | 0 | 0 | 0 | 0
FixedInterchange | 0 | 0 | 0 | 0 | 0 | 0
CO2 Emissions (MMmetricTons): MISO_WUMS
ReportingType | 2015 | 2020 | 2025 | 2030 | 2035 | 2040
BM | 0 | 0 | 0 | 0 | 0 | 0
CC | 4.7 | 6.44 | 4.2 | 1.29 | 2.14 | 2.04
CSP | 0 | 0 | 0 | 0 | 0 | 0
CT | 0 | 0.42 | 0.56 | 0.29 | 1.36 | 1.96
Coal | 29.66 | 31.99 | 30.74 | 26.74 | 37 | 40.09
Geo | 0 | 0 | 0 | 0 | 0 | 0
H | 0 | 0 | 0 | 0 | 0 | 0
LFG | 0 | 0 | 0 | 0 | 0 | 0
Nuc | 0 | 0 | 0 | 0 | 0 | 0
PS | 0 | 0 | 0 | 0 | 0 | 0
PV | 0 | 0 | 0 | 0 | 0 | 0
PeakG | 0.04 | 0.06 | 0.01 | 0 | 0 | 0
PeakO | 0 | 0 | 0 | 0 | 0 | 0
ST | 0 | 0 | 0 | 0 | 0 | 0
STOG | 0 | 0 | 0 | 0 | 0 | 0
STWD | 0 | 0 | 0 | 0 | 0 | 0
WT | 0 | 0 | 0 | 0 | 0 | 0
IGCC | 0 | 0 | 0 | 0 | 0 | 0
DemandResponse | 0 | 0 | 0 | 0 | 0 | 0
IGCC-CCS | 0 | 0 | 0 | 0 | 0 | 0
WT_off | 0 | 0 | 0 | 0 | 0 | 0
PseudoUnit | 0 | 0 | 0 | 0 | 0 | 0
FixedInterchange | 0 | 0 | 0 | 0 | 0 | 0
CO2 Emissions (MMmetricTons): Nebraska
ReportingType | 2015 | 2020 | 2025 | 2030 | 2035 | 2040
BM | 0 | 0 | 0 | 0 | 0 | 0
CC | 0.45 | 0.16 | 0.1 | 0.06 | 0.1 | 0.1
CSP | 0 | 0 | 0 | 0 | 0 | 0
CT | 0 | 0 | 0 | 0 | 0 | 0
Coal | 32.1 | 29.67 | 22.3 | 21.47 | 20.99 | 20.38
Geo | 0 | 0 | 0 | 0 | 0 | 0
H | 0 | 0 | 0 | 0 | 0 | 0
LFG | 0 | 0 | 0 | 0 | 0 | 0
Nuc | 0 | 0 | 0 | 0 | 0 | 0
PS | 0 | 0 | 0 | 0 | 0 | 0
PV | 0 | 0 | 0 | 0 | 0 | 0
PeakG | 0.02 | 0 | 0 | 0 | 0 | 0
PeakO | 0 | 0 | 0 | 0 | 0 | 0
ST | 0 | 0 | 0 | 0 | 0 | 0
STOG | 0 | 0 | 0 | 0 | 0 | 0
STWD | 0 | 0 | 0 | 0 | 0 | 0
WT | 0 | 0 | 0 | 0 | 0 | 0
IGCC | 0 | 0 | 0 | 0 | 0 | 0
DemandResponse | 0 | 0 | 0 | 0 | 0 | 0
IGCC-CCS | 0 | 0 | 0 | 0 | 0 | 0
WT_off | 0 | 0 | 0 | 0 | 0 | 0
PseudoUnit | 0 | 0 | 0 | 0 | 0 | 0
FixedInterchange | 0 | 0 | 0 | 0 | 0 | 0
CO2 Emissions (MMmetricTons): NEISO
ReportingType | 2015 | 2020 | 2025 | 2030 | 2035 | 2040
BM | 0 | 0 | 0 | 0 | 0 | 0
CC | 16.65 | 13.69 | 12.57 | 8.9 | 14.49 | 17.19
CSP | 0 | 0 | 0 | 0 | 0 | 0
CT | 0 | 0.01 | 0.01 | 0 | 0 | 0.01
Coal | 0.03 | 0 | 0 | 0 | 0 | 0
Geo | 0 | 0 | 0 | 0 | 0 | 0
H | 0 | 0 | 0 | 0 | 0 | 0
LFG | 0 | 0 | 0 | 0 | 0 | 0
Nuc | 0 | 0 | 0 | 0 | 0 | 0
PS | 0 | 0 | 0 | 0 | 0 | 0
PV | 0 | 0 | 0 | 0 | 0 | 0
PeakG | 0.02 | 0.02 | 0.02 | 0 | 0.02 | 0.03
PeakO | 0 | 0 | 0 | 0 | 0 | 0
ST | 0 | 0 | 0 | 0 | 0 | 0
STOG | 0 | 0 | 0 | 0 | 0 | 0
STWD | 0 | 0 | 0 | 0 | 0 | 0
WT | 0 | 0 | 0 | 0 | 0 | 0
IGCC | 0 | 0 | 0 | 0 | 0 | 0
DemandResponse | 0 | 0 | 0 | 0 | 0 | 0
IGCC-CCS | 0 | 0 | 0 | 0 | 0 | 0
WT_off | 0 | 0 | 0 | 0 | 0 | 0
PseudoUnit | 0 | 0 | 0 | 0 | 0 | 0
FixedInterchange | 0 | 0 | 0 | 0 | 0 | 0
CO2 Emissions (MMmetricTons): NonRTO_Midwest
ReportingType | 2015 | 2020 | 2025 | 2030 | 2035 | 2040
BM | 0 | 0 | 0 | 0 | 0 | 0
CC | 0 | 0.52 | 0.52 | 0.46 | 0.4 | 0.66
CSP | 0 | 0 | 0 | 0 | 0 | 0
CT | 0 | 0 | 0 | 0 | 0 | 0
Coal | 53.6 | 54.79 | 55.41 | 55.63 | 57.51 | 58.08
Geo | 0 | 0 | 0 | 0 | 0 | 0
H | 0 | 0 | 0 | 0 | 0 | 0
LFG | 0 | 0 | 0 | 0 | 0 | 0
Nuc | 0 | 0 | 0 | 0 | 0 | 0
PS | 0 | 0 | 0 | 0 | 0 | 0
PV | 0 | 0 | 0 | 0 | 0 | 0
PeakG | 0.11 | 0.12 | 0.18 | 0.06 | 0.15 | 0.15
PeakO | 0 | 0 | 0 | 0 | 0 | 0
ST | 0 | 0 | 0 | 0 | 0 | 0
STOG | 0 | 0 | 0 | 0 | 0 | 0
STWD | 0 | 0 | 0 | 0 | 0 | 0
WT | 0 | 0 | 0 | 0 | 0 | 0
IGCC | 0 | 0 | 0 | 0 | 0 | 0
DemandResponse | 0 | 0 | 0 | 0 | 0 | 0
IGCC-CCS | 0 | 0 | 0 | 0 | 0 | 0
WT_off | 0 | 0 | 0 | 0 | 0 | 0
PseudoUnit | 0 | 0 | 0 | 0 | 0 | 0
FixedInterchange | 0 | 0 | 0 | 0 | 0 | 0
CO2 Emissions (MMmetricTons): NYISO_A-F
ReportingType | 2015 | 2020 | 2025 | 2030 | 2035 | 2040
BM | 0 | 0 | 0 | 0 | 0 | 0
CC | 3.02 | 3.29 | 2.33 | 2.54 | 5.1 | 4.77
CSP | 0 | 0 | 0 | 0 | 0 | 0
CT | 0 | 0 | 0 | 0 | 0 | 0
Coal | 0 | 0 | 0 | 0 | 0 | 0
Geo | 0 | 0 | 0 | 0 | 0 | 0
H | 0 | 0 | 0 | 0 | 0 | 0
LFG | 0 | 0 | 0 | 0 | 0 | 0
Nuc | 0 | 0 | 0 | 0 | 0 | 0
PS | 0 | 0 | 0 | 0 | 0 | 0
PV | 0 | 0 | 0 | 0 | 0 | 0
PeakG | 0 | 0 | 0 | 0 | 0 | 0.01
PeakO | 0 | 0 | 0 | 0 | 0 | 0
ST | 0 | 0 | 0 | 0 | 0 | 0
STOG | 0 | 0 | 0 | 0 | 0 | 0
STWD | 0 | 0 | 0 | 0 | 0 | 0
WT | 0 | 0 | 0 | 0 | 0 | 0
IGCC | 0 | 0 | 0 | 0 | 0 | 0
DemandResponse | 0 | 0 | 0 | 0 | 0 | 0
IGCC-CCS | 0 | 0 | 0 | 0 | 0 | 0
WT_off | 0 | 0 | 0 | 0 | 0 | 0
PseudoUnit | 0 | 0 | 0 | 0 | 0 | 0
FixedInterchange | 0 | 0 | 0 | 0 | 0 | 0
CO2 Emissions (MMmetricTons): NYISO_G-I
ReportingType | 2015 | 2020 | 2025 | 2030 | 2035 | 2040
BM | 0 | 0 | 0 | 0 | 0 | 0
CC | 2.26 | 2.44 | 2.52 | 2.16 | 7.19 | 14.16
CSP | 0 | 0 | 0 | 0 | 0 | 0
CT | 0 | 0 | 0 | 0 | 0 | 0
Coal | 0 | 0 | 0 | 0 | 0 | 0
Geo | 0 | 0 | 0 | 0 | 0 | 0
H | 0 | 0 | 0 | 0 | 0 | 0
LFG | 0 | 0 | 0 | 0 | 0 | 0
Nuc | 0 | 0 | 0 | 0 | 0 | 0
PS | 0 | 0 | 0 | 0 | 0 | 0
PV | 0 | 0 | 0 | 0 | 0 | 0
PeakG | 0 | 0 | 0 | 0 | 0 | 0
PeakO | 0 | 0 | 0 | 0 | 0 | 0
ST | 0 | 0 | 0 | 0 | 0 | 0
STOG | 0 | 0 | 0 | 0 | 0 | 0
STWD | 0 | 0 | 0 | 0 | 0 | 0
WT | 0 | 0 | 0 | 0 | 0 | 0
IGCC | 0 | 0 | 0 | 0 | 0 | 0
DemandResponse | 0 | 0 | 0 | 0 | 0 | 0
IGCC-CCS | 0 | 0 | 0 | 0 | 0 | 0
WT_off | 0 | 0 | 0 | 0 | 0 | 0
PseudoUnit | 0 | 0 | 0 | 0 | 0 | 0
FixedInterchange | 0 | 0 | 0 | 0 | 0 | 0
CO2 Emissions (MMmetricTons): NYISO_J-K
ReportingType | 2015 | 2020 | 2025 | 2030 | 2035 | 2040
BM | 0 | 0 | 0 | 0 | 0 | 0
CC | 9.04 | 11.02 | 10.68 | 10.14 | 11.35 | 11.63
CSP | 0 | 0 | 0 | 0 | 0 | 0
CT | 0 | 0 | 0 | 0.01 | 0.1 | 0.17
Coal | 0 | 0 | 0 | 0 | 0 | 0
Geo | 0 | 0 | 0 | 0 | 0 | 0
H | 0 | 0 | 0 | 0 | 0 | 0
LFG | 0 | 0 | 0 | 0 | 0 | 0
Nuc | 0 | 0 | 0 | 0 | 0 | 0
PS | 0 | 0 | 0 | 0 | 0 | 0
PV | 0 | 0 | 0 | 0 | 0 | 0
PeakG | 0.03 | 0.1 | 0.13 | 0.13 | 0.25 | 0.33
PeakO | 0 | 0 | 0 | 0 | 0 | 0
ST | 0 | 0 | 0 | 0 | 0 | 0
STOG | 0.4 | 0.76 | 1 | 1.07 | 1.28 | 1.54
STWD | 0 | 0 | 0 | 0 | 0 | 0
WT | 0 | 0 | 0 | 0 | 0 | 0
IGCC | 0 | 0 | 0 | 0 | 0 | 0
DemandResponse | 0 | 0 | 0 | 0 | 0 | 0
IGCC-CCS | 0 | 0 | 0 | 0 | 0 | 0
WT_off | 0 | 0 | 0 | 0 | 0 | 0
PseudoUnit | 0 | 0 | 0 | 0 | 0 | 0
FixedInterchange | 0 | 0 | 0 | 0 | 0 | 0
CO2 Emissions (MMmetricTons): PJM_E
ReportingType | 2015 | 2020 | 2025 | 2030 | 2035 | 2040
BM | 0 | 0 | 0 | 0 | 0 | 0
CC | 9.65 | 16.55 | 15.79 | 11 | 18.31 | 18.62
CSP | 0 | 0 | 0 | 0 | 0 | 0
CT | 0 | 0 | 0 | 0 | 0.44 | 0.13
Coal | 0.37 | 0.15 | 0.15 | 0.13 | 0.18 | 0.18
Geo | 0 | 0 | 0 | 0 | 0 | 0
H | 0 | 0 | 0 | 0 | 0 | 0
LFG | 0 | 0 | 0 | 0 | 0 | 0
Nuc | 0 | 0 | 0 | 0 | 0 | 0
PS | 0 | 0 | 0 | 0 | 0 | 0
PV | 0 | 0 | 0 | 0 | 0 | 0
PeakG | 0.01 | 0.05 | 0.28 | 0.28 | 0.54 | 0.28
PeakO | 0 | 0 | 0 | 0 | 0 | 0
ST | 0 | 0 | 0 | 0 | 0 | 0
STOG | 0.16 | 0.3 | 0.59 | 0.58 | 0.59 | 0.59
STWD | 0 | 0 | 0 | 0 | 0 | 0
WT | 0 | 0 | 0 | 0 | 0 | 0
IGCC | 0 | 0 | 0 | 0 | 0 | 0
DemandResponse | 0 | 0 | 0 | 0 | 0 | 0
IGCC-CCS | 0 | 0 | 0 | 0 | 0 | 0
WT_off | 0 | 0 | 0 | 0 | 0 | 0
PseudoUnit | 0 | 0 | 0 | 0 | 0 | 0
FixedInterchange | 0 | 0 | 0 | 0 | 0 | 0
CO2 Emissions (MMmetricTons): PJM_ROM
ReportingType | 2015 | 2020 | 2025 | 2030 | 2035 | 2040
BM | 0 | 0 | 0 | 0 | 0 | 0
CC | 5.89 | 8.65 | 7.95 | 6.05 | 9.77 | 44.62
CSP | 0 | 0 | 0 | 0 | 0 | 0
CT | 0 | 0 | 0 | 0 | 0 | 0
Coal | 45.43 | 49.82 | 51.16 | 48.88 | 52.41 | 52.41
Geo | 0 | 0 | 0 | 0 | 0 | 0
H | 0 | 0 | 0 | 0 | 0 | 0
LFG | 0 | 0 | 0 | 0 | 0 | 0
Nuc | 0 | 0 | 0 | 0 | 0 | 0
PS | 0 | 0 | 0 | 0 | 0 | 0
PV | 0 | 0 | 0 | 0 | 0 | 0
PeakG | 0 | 0.03 | 0.03 | 0.01 | 0.18 | 0.09
PeakO | 0 | 0 | 0 | 0 | 0 | 0
ST | 0 | 0 | 0 | 0 | 0 | 0
STOG | 0.39 | 0.76 | 0.76 | 0.76 | 0.95 | 1.31
STWD | 0 | 0 | 0 | 0 | 0 | 0
WT | 0 | 0 | 0 | 0 | 0 | 0
IGCC | 0 | 0 | 0 | 0 | 0 | 0
DemandResponse | 0 | 0 | 0 | 0 | 0 | 0
IGCC-CCS | 0 | 0 | 0 | 0 | 0 | 0
WT_off | 0 | 0 | 0 | 0 | 0 | 0
PseudoUnit | 0 | 0 | 0 | 0 | 0 | 0
FixedInterchange | 0 | 0 | 0 | 0 | 0 | 0
CO2 Emissions (MMmetricTons): PJM_ROR
ReportingType | 2015 | 2020 | 2025 | 2030 | 2035 | 2040
BM | 0 | 0 | 0 | 0 | 0 | 0
CC | 25.28 | 25.52 | 22.79 | 14.77 | 32.19 | 25.03
CSP | 0 | 0 | 0 | 0 | 0 | 0
CT | 0 | 0 | 0 | 0 | 0.27 | 0.54
Coal | 322.77 | 252.16 | 252.38 | 251.41 | 253.85 | 256.28
Geo | 0 | 0 | 0 | 0 | 0 | 0
H | 0 | 0 | 0 | 0 | 0 | 0
LFG | 0 | 0 | 0 | 0 | 0 | 0
Nuc | 0 | 0 | 0 | 0 | 0 | 0
PS | 0 | 0 | 0 | 0 | 0 | 0
PV | 0 | 0 | 0 | 0 | 0 | 0
PeakG | 0.79 | 0.96 | 0.87 | 0.87 | 0.84 | 0.86
PeakO | 0 | 0 | 0 | 0 | 0 | 0
ST | 0 | 0 | 0 | 0 | 0 | 0
STOG | 0.44 | 0.47 | 0.47 | 0.44 | 0.44 | 0.44
STWD | 0 | 0 | 0 | 0 | 0 | 0
WT | 0 | 0 | 0 | 0 | 0 | 0
IGCC | 0 | 0 | 0 | 0 | 0 | 0
DemandResponse | 0 | 0 | 0 | 0 | 0 | 0
IGCC-CCS | 0 | 0 | 0 | 0 | 0 | 0
WT_off | 0 | 0 | 0 | 0 | 0 | 0
PseudoUnit | 0 | 0 | 0 | 0 | 0 | 0
FixedInterchange | 0 | 0 | 0 | 0 | 0 | 0
CO2 Emissions (MMmetricTons): SOCO
ReportingType | 2015 | 2020 | 2025 | 2030 | 2035 | 2040
BM | 0 | 0 | 0 | 0 | 0 | 0
CC | 43.35 | 43.14 | 41.17 | 34.33 | 34.42 | 29.51
CSP | 0 | 0 | 0 | 0 | 0 | 0
CT | 0 | 0 | 0 | 0 | 0 | 0
Coal | 90.52 | 92.53 | 102.53 | 107.49 | 109.87 | 161.53
Geo | 0 | 0 | 0 | 0 | 0 | 0
H | 0 | 0 | 0 | 0 | 0 | 0
LFG | 0 | 0 | 0 | 0 | 0 | 0
Nuc | 0 | 0 | 0 | 0 | 0 | 0
PS | 0 | 0 | 0 | 0 | 0 | 0
PV | 0 | 0 | 0 | 0 | 0 | 0
PeakG | 0.43 | 0.67 | 0.97 | 0.76 | 1.04 | 1.01
PeakO | 0 | 0 | 0 | 0 | 0 | 0
ST | 0 | 0 | 0 | 0 | 0 | 0
STOG | 0 | 0 | 0 | 0 | 0 | 0
STWD | 0 | 0 | 0 | 0 | 0 | 0
WT | 0 | 0 | 0 | 0 | 0 | 0
IGCC | 0 | 0 | 0 | 0 | 0 | 0
DemandResponse | 0 | 0 | 0 | 0 | 0 | 0
IGCC-CCS | 0 | 0 | 0 | 0 | 0 | 0
WT_off | 0 | 0 | 0 | 0 | 0 | 0
PseudoUnit | 0 | 0 | 0 | 0 | 0 | 0
FixedInterchange | 0 | 0 | 0 | 0 | 0 | 0
CO2 Emissions (MMmetricTons): SPP_N
ReportingType | 2015 | 2020 | 2025 | 2030 | 2035 | 2040
BM | 0 | 0 | 0 | 0 | 0 | 0
CC | 3.04 | 0.64 | 0.37 | 0.21 | 0.37 | 0.37
CSP | 0 | 0 | 0 | 0 | 0 | 0
CT | 0 | 0 | 0 | 0 | 0 | 0
Coal | 59.76 | 52.58 | 45.02 | 32.12 | 34.56 | 33.61
Geo | 0 | 0 | 0 | 0 | 0 | 0
H | 0 | 0 | 0 | 0 | 0 | 0
LFG | 0 | 0 | 0 | 0 | 0 | 0
Nuc | 0 | 0 | 0 | 0 | 0 | 0
PS | 0 | 0 | 0 | 0 | 0 | 0
PV | 0 | 0 | 0 | 0 | 0 | 0
PeakG | 0 | 0 | 0 | 0 | 0 | 0
PeakO | 0 | 0 | 0 | 0 | 0 | 0
ST | 0 | 0 | 0 | 0 | 0 | 0
STOG | 0.2 | 0.06 | 0 | 0 | 0 | 0
STWD | 0 | 0 | 0 | 0 | 0 | 0
WT | 0 | 0 | 0 | 0 | 0 | 0
IGCC | 0 | 0 | 0 | 0 | 0 | 0
DemandResponse | 0 | 0 | 0 | 0 | 0 | 0
IGCC-CCS | 0 | 0 | 0 | 0 | 0 | 0
WT_off | 0 | 0 | 0 | 0 | 0 | 0
PseudoUnit | 0 | 0 | 0 | 0 | 0 | 0
FixedInterchange | 0 | 0 | 0 | 0 | 0 | 0
CO2 Emissions (MMmetricTons): SPP_S
ReportingType | 2015 | 2020 | 2025 | 2030 | 2035 | 2040
BM | 0 | 0 | 0 | 0 | 0 | 0
CC | 17.22 | 8.66 | 4.06 | 2.41 | 2.99 | 3.17
CSP | 0 | 0 | 0 | 0 | 0 | 0
CT | 0 | 0 | 0 | 0 | 0 | 0
Coal | 91.24 | 68.3 | 30.97 | 17.22 | 23.22 | 25.07
Geo | 0 | 0 | 0 | 0 | 0 | 0
H | 0 | 0 | 0 | 0 | 0 | 0
LFG | 0 | 0 | 0 | 0 | 0 | 0
Nuc | 0 | 0 | 0 | 0 | 0 | 0
PS | 0 | 0 | 0 | 0 | 0 | 0
PV | 0 | 0 | 0 | 0 | 0 | 0
PeakG | 0 | 0 | 0 | 0 | 0 | 0
PeakO | 0 | 0 | 0 | 0 | 0 | 0
ST | 0 | 0 | 0 | 0 | 0 | 0
STOG | 1.75 | 1.64 | 0.68 | 0.03 | 0.51 | 0.83
STWD | 0 | 0 | 0 | 0 | 0 | 0
WT | 0 | 0 | 0 | 0 | 0 | 0
IGCC | 0 | 0 | 0 | 0 | 0 | 0
DemandResponse | 0 | 0 | 0 | 0 | 0 | 0
IGCC-CCS | 0 | 0 | 0 | 0 | 0 | 0
WT_off | 0 | 0 | 0 | 0 | 0 | 0
PseudoUnit | 0 | 0 | 0 | 0 | 0 | 0
FixedInterchange | 0 | 0 | 0 | 0 | 0 | 0
CO2 Emissions (MMmetricTons): TVA
ReportingType | 2015 | 2020 | 2025 | 2030 | 2035 | 2040
BM | 0 | 0 | 0 | 0 | 0 | 0
CC | 7.2 | 7.56 | 8.09 | 8.68 | 8.6 | 7.65
CSP | 0 | 0 | 0 | 0 | 0 | 0
CT | 0 | 0.15 | 0.15 | 0.27 | 0.27 | 0.27
Coal | 81.53 | 75.95 | 75.7 | 75.7 | 80.16 | 85.9
Geo | 0 | 0 | 0 | 0 | 0 | 0
H | 0 | 0 | 0 | 0 | 0 | 0
LFG | 0 | 0 | 0 | 0 | 0 | 0
Nuc | 0 | 0 | 0 | 0 | 0 | 0
PS | 0 | 0 | 0 | 0 | 0 | 0
PV | 0 | 0 | 0 | 0 | 0 | 0
PeakG | 0 | 0 | 0 | 0 | 0 | 0
PeakO | 0 | 0 | 0 | 0 | 0 | 0
ST | 0 | 0 | 0 | 0 | 0 | 0
STOG | 0 | 0 | 0 | 0 | 0 | 0
STWD | 0 | 0 | 0 | 0 | 0 | 0
WT | 0 | 0 | 0 | 0 | 0 | 0
IGCC | 0 | 0 | 0 | 0 | 0 | 0
DemandResponse | 0 | 0 | 0 | 0 | 0 | 0
IGCC-CCS | 0 | 0 | 0 | 0 | 0 | 0
WT_off | 0 | 0 | 0 | 0 | 0 | 0
PseudoUnit | 0 | 0 | 0 | 0 | 0 | 0
FixedInterchange | 0 | 0 | 0 | 0 | 0 | 0
CO2 Emissions (MMmetricTons): TVA_Transmission
ReportingType | 2015 | 2020 | 2025 | 2030 | 2035 | 2040
BM | 0 | 0 | 0 | 0 | 0 | 0
CC | 0 | 0 | 0 | 0 | 0 | 0
CSP | 0 | 0 | 0 | 0 | 0 | 0
CT | 0 | 0 | 0 | 0 | 0 | 0
Coal | 0 | 0 | 0 | 0 | 0 | 0
Geo | 0 | 0 | 0 | 0 | 0 | 0
H | 0 | 0 | 0 | 0 | 0 | 0
LFG | 0 | 0 | 0 | 0 | 0 | 0
Nuc | 0 | 0 | 0 | 0 | 0 | 0
PS | 0 | 0 | 0 | 0 | 0 | 0
PV | 0 | 0 | 0 | 0 | 0 | 0
PeakG | 0 | 0 | 0 | 0 | 0 | 0
PeakO | 0 | 0 | 0 | 0 | 0 | 0
ST | 0 | 0 | 0 | 0 | 0 | 0
STOG | 0 | 0 | 0 | 0 | 0 | 0
STWD | 0 | 0 | 0 | 0 | 0 | 0
WT | 0 | 0 | 0 | 0 | 0 | 0
IGCC | 0 | 0 | 0 | 0 | 0 | 0
DemandResponse | 0 | 0 | 0 | 0 | 0 | 0
IGCC-CCS | 0 | 0 | 0 | 0 | 0 | 0
WT_off | 0 | 0 | 0 | 0 | 0 | 0
PseudoUnit | 0 | 0 | 0 | 0 | 0 | 0
FixedInterchange | 0 | 0 | 0 | 0 | 0 | 0
CO2 Emissions (MMmetricTons): VACAR
ReportingType | 2015 | 2020 | 2025 | 2030 | 2035 | 2040
BM | 0 | 0 | 0 | 0 | 0 | 0
CC | 17.61 | 23.42 | 19.3 | 15.27 | 28.33 | 37.61
CSP | 0 | 0 | 0 | 0 | 0 | 0
CT | 0.02 | 0.04 | 0.07 | 0.2 | 0.17 | 0.19
Coal | 78.54 | 75.14 | 85.59 | 90.86 | 102.97 | 106.32
Geo | 0 | 0 | 0 | 0 | 0 | 0
H | 0 | 0 | 0 | 0 | 0 | 0
LFG | 0 | 0 | 0 | 0 | 0 | 0
Nuc | 0 | 0 | 0 | 0 | 0 | 0
PS | 0 | 0 | 0 | 0 | 0 | 0
PV | 0 | 0 | 0 | 0 | 0 | 0
PeakG | 0.03 | 0.05 | 0.15 | 0.15 | 0.15 | 0.14
PeakO | 0 | 0 | 0 | 0 | 0 | 0
ST | 0 | 0 | 0 | 0 | 0 | 0
STOG | 0 | 0 | 0 | 0 | 0 | 0
STWD | 0 | 0 | 0 | 0 | 0 | 0
WT | 0 | 0 | 0 | 0 | 0 | 0
IGCC | 0 | 0 | 0 | 0 | 0 | 0
DemandResponse | 0 | 0 | 0 | 0 | 0 | 0
IGCC-CCS | 0 | 0 | 0 | 0 | 0 | 0
WT_off | 0 | 0 | 0 | 0 | 0 | 0
PseudoUnit | 0 | 0 | 0 | 0 | 0 | 0
FixedInterchange | 0 | 0 | 0 | 0 | 0 | 0
CO2 Emissions (MMmetricTons): IESO
ReportingType | 2015 | 2020 | 2025 | 2030 | 2035 | 2040
BM | 0 | 0 | 0 | 0 | 0 | 0
CC | 0.48 | 0.31 | 0.22 | 0.2 | 2.19 | 7.1
CSP | 0 | 0 | 0 | 0 | 0 | 0
CT | 0 | 0 | 0 | 0 | 0 | 0.02
Coal | 0 | 0 | 0 | 0 | 0 | 0
Geo | 0 | 0 | 0 | 0 | 0 | 0
H | 0 | 0 | 0 | 0 | 0 | 0
LFG | 0 | 0 | 0 | 0 | 0 | 0
Nuc | 0 | 0 | 0 | 0 | 0 | 0
PS | 0 | 0 | 0 | 0 | 0 | 0
PV | 0 | 0 | 0 | 0 | 0 | 0
PeakG | 0 | 0 | 0 | 0 | 0 | 0
PeakO | 0 | 0 | 0 | 0 | 0 | 0
ST | 0 | 0 | 0 | 0 | 0 | 0
STOG | 0 | 0 | 0 | 0 | 0 | 0
STWD | 0 | 0 | 0 | 0 | 0 | 0
WT | 0 | 0 | 0 | 0 | 0 | 0
IGCC | 0 | 0 | 0 | 0 | 0 | 0
DemandResponse | 0 | 0 | 0 | 0 | 0 | 0
IGCC-CCS | 0 | 0 | 0 | 0 | 0 | 0
WT_off | 0 | 0 | 0 | 0 | 0 | 0
PseudoUnit | 0 | 0 | 0 | 0 | 0 | 0
FixedInterchange | 0 | 0 | 0 | 0 | 0 | 0
CO2 Emissions (MMmetricTons): MAPP_CA
ReportingType | 2015 | 2020 | 2025 | 2030 | 2035 | 2040
BM | 0 | 0 | 0 | 0 | 0 | 0
CC | 1.38 | 0.9 | 0.22 | 0 | 0 | 0.03
CSP | 0 | 0 | 0 | 0 | 0 | 0
CT | 0 | 0 | 0 | 0 | 0 | 0
Coal | 0.33 | 0.75 | 0 | 0 | 0 | 0
Geo | 0 | 0 | 0 | 0 | 0 | 0
H | 0 | 0 | 0 | 0 | 0 | 0
LFG | 0 | 0 | 0 | 0 | 0 | 0
Nuc | 0 | 0 | 0 | 0 | 0 | 0
PS | 0 | 0 | 0 | 0 | 0 | 0
PV | 0 | 0 | 0 | 0 | 0 | 0
PeakG | 0 | 0 | 0 | 0 | 0 | 0
PeakO | 0 | 0 | 0 | 0 | 0 | 0
ST | 0 | 0 | 0 | 0 | 0 | 0
STOG | 0 | 0 | 0 | 0 | 0 | 0
STWD | 0 | 0 | 0 | 0 | 0 | 0
WT | 0 | 0 | 0 | 0 | 0 | 0
IGCC | 0 | 0 | 0 | 0 | 0 | 0
DemandResponse | 0 | 0 | 0 | 0 | 0 | 0
IGCC-CCS | 0 | 0 | 0 | 0 | 0 | 0
WT_off | 0 | 0 | 0 | 0 | 0 | 0
PseudoUnit | 0 | 0 | 0 | 0 | 0 | 0
FixedInterchange | 0 | 0 | 0 | 0 | 0 | 0
CO2 Emissions (MMmetricTons): AZ_NM_SNV_Coal
ReportingType | 2015 | 2020 | 2025 | 2030 | 2035 | 2040
BM | 0 | 0 | 0 | 0 | 0 | 0
CC | 0 | 0 | 0 | 0 | 0 | 0
CSP | 0 | 0 | 0 | 0 | 0 | 0
CT | 0 | 0 | 0 | 0 | 0 | 0
Coal | 72.86 | 73.03 | 73.03 | 73.03 | 86.74 | 149.48
Geo | 0 | 0 | 0 | 0 | 0 | 0
H | 0 | 0 | 0 | 0 | 0 | 0
LFG | 0 | 0 | 0 | 0 | 0 | 0
Nuc | 0 | 0 | 0 | 0 | 0 | 0
PS | 0 | 0 | 0 | 0 | 0 | 0
PV | 0 | 0 | 0 | 0 | 0 | 0
PeakG | 0 | 0 | 0 | 0 | 0 | 0
PeakO | 0 | 0 | 0 | 0 | 0 | 0
ST | 0 | 0 | 0 | 0 | 0 | 0
STOG | 0 | 0 | 0 | 0 | 0 | 0
STWD | 0 | 0 | 0 | 0 | 0 | 0
WT | 0 | 0 | 0 | 0 | 0 | 0
IGCC | 0 | 0 | 0 | 0 | 0 | 0
DemandResponse | 0 | 0 | 0 | 0 | 0 | 0
IGCC-CCS | 0 | 0 | 0 | 0 | 0 | 0
WT_off | 0 | 0 | 0 | 0 | 0 | 0
PseudoUnit | 0 | 0 | 0 | 0 | 0 | 0
FixedInterchange | 0 | 0 | 0 | 0 | 0 | 0
CO2 Emissions (MMmetricTons): AZ_NM_SNV_Gas
ReportingType | 2015 | 2020 | 2025 | 2030 | 2035 | 2040
BM | 0 | 0 | 0 | 0 | 0 | 0
CC | 39.84 | 47.13 | 46.92 | 56.86 | 56.81 | 51.78
CSP | 0 | 0 | 0 | 0 | 0 | 0
CT | 0 | 0 | 0.08 | 0.16 | 0 | 0
Coal | 0 | 0 | 0 | 0 | 0 | 0
Geo | 0 | 0 | 0 | 0 | 0 | 0
H | 0 | 0 | 0 | 0 | 0 | 0
LFG | 0 | 0 | 0 | 0 | 0 | 0
Nuc | 0 | 0 | 0 | 0 | 0 | 0
PS | 0 | 0 | 0 | 0 | 0 | 0
PV | 0 | 0 | 0 | 0 | 0 | 0
PeakG | 0 | 0 | 0.15 | 0.26 | 0.3 | 0
PeakO | 0 | 0 | 0 | 0 | 0 | 0
ST | 0 | 0 | 0 | 0 | 0 | 0
STOG | 0 | 0 | 0 | 0 | 0 | 0
STWD | 0 | 0 | 0 | 0 | 0 | 0
WT | 0 | 0 | 0 | 0 | 0 | 0
IGCC | 0 | 0 | 0 | 0 | 0 | 0
DemandResponse | 0 | 0 | 0 | 0 | 0 | 0
IGCC-CCS | 0 | 0 | 0 | 0 | 0 | 0
WT_off | 0 | 0 | 0 | 0 | 0 | 0
PseudoUnit | 0 | 0 | 0 | 0 | 0 | 0
FixedInterchange | 0 | 0 | 0 | 0 | 0 | 0
CO2 Emissions (MMmetricTons): AZ_NM_SNV_NucRenew
ReportingType | 2015 | 2020 | 2025 | 2030 | 2035 | 2040
BM | 0 | 0 | 0 | 0 | 0 | 0
CC | 0 | 0 | 0 | 0 | 0 | 0
CSP | 0 | 0 | 0 | 0 | 0 | 0
CT | 0 | 0 | 0 | 0 | 0 | 0
Coal | 0 | 0 | 0 | 0 | 0 | 0
Geo | 0 | 0 | 0 | 0 | 0 | 0
H | 0 | 0 | 0 | 0 | 0 | 0
LFG | 0 | 0 | 0 | 0 | 0 | 0
Nuc | 0 | 0 | 0 | 0 | 0 | 0
PS | 0 | 0 | 0 | 0 | 0 | 0
PV | 0 | 0 | 0 | 0 | 0 | 0
PeakG | 0 | 0 | 0 | 0 | 0 | 0
PeakO | 0 | 0 | 0 | 0 | 0 | 0
ST | 0 | 0 | 0 | 0 | 0 | 0
STOG | 0 | 0 | 0 | 0 | 0 | 0
STWD | 0 | 0 | 0 | 0 | 0 | 0
WT | 0 | 0 | 0 | 0 | 0 | 0
IGCC | 0 | 0 | 0 | 0 | 0 | 0
DemandResponse | 0 | 0 | 0 | 0 | 0 | 0
IGCC-CCS | 0 | 0 | 0 | 0 | 0 | 0
WT_off | 0 | 0 | 0 | 0 | 0 | 0
PseudoUnit | 0 | 0 | 0 | 0 | 0 | 0
FixedInterchange | 0 | 0 | 0 | 0 | 0 | 0
CO2 Emissions (MMmetricTons): ERCOT
ReportingType | 2015 | 2020 | 2025 | 2030 | 2035 | 2040
BM | 0 | 0 | 0 | 0 | 0 | 0
CC | 54.14 | 47.17 | 38.11 | 31.22 | 32.9 | 36.37
CSP | 0 | 0 | 0 | 0 | 0 | 0
CT | 0 | 0 | 0 | 0 | 0 | 0
Coal | 121.38 | 130.34 | 136.94 | 138.39 | 140.35 | 141.51
Geo | 0 | 0 | 0 | 0 | 0 | 0
H | 0 | 0 | 0 | 0 | 0 | 0
LFG | 0 | 0 | 0 | 0 | 0 | 0
Nuc | 0 | 0 | 0 | 0 | 0 | 0
PS | 0 | 0 | 0 | 0 | 0 | 0
PV | 0 | 0 | 0 | 0 | 0 | 0
PeakG | 0 | 0 | 0 | 0 | 0 | 0
PeakO | 0 | 0 | 0 | 0 | 0 | 0
ST | 0 | 0 | 0 | 0 | 0 | 0
STOG | 2.76 | 2.93 | 2.82 | 2.46 | 2.35 | 2.1
STWD | 0 | 0 | 0 | 0 | 0 | 0
WT | 0 | 0 | 0 | 0 | 0 | 0
IGCC | 0 | 0 | 0 | 0 | 0 | 0
DemandResponse | 0 | 0 | 0 | 0 | 0 | 0
IGCC-CCS | 0 | 0 | 0 | 0 | 0 | 0
WT_off | 0 | 0 | 0 | 0 | 0 | 0
PseudoUnit | 0 | 0 | 0 | 0 | 0 | 0
FixedInterchange | 0 | 0 | 0 | 0 | 0 | 0
CO2 Emissions (MMmetricTons): NP15
ReportingType | 2015 | 2020 | 2025 | 2030 | 2035 | 2040
BM | 0 | 0 | 0 | 0 | 0 | 0
CC | 13.24 | 13.75 | 10.43 | 8.08 | 4.51 | 1.88
CSP | 0 | 0 | 0 | 0 | 0 | 0
CT | 0 | 0 | 0 | 0 | 0 | 0
Coal | 0.24 | 0 | 0 | 0 | 0 | 0
Geo | 0 | 0 | 0 | 0 | 0 | 0
H | 0 | 0 | 0 | 0 | 0 | 0
LFG | 0 | 0 | 0 | 0 | 0 | 0
Nuc | 0 | 0 | 0 | 0 | 0 | 0
PS | 0 | 0 | 0 | 0 | 0 | 0
PV | 0 | 0 | 0 | 0 | 0 | 0
PeakG | 0 | 0 | 0 | 0 | 0 | 0
PeakO | 0 | 0 | 0 | 0 | 0 | 0
ST | 0 | 0 | 0 | 0 | 0 | 0
STOG | 0.07 | 0.09 | 0.04 | 0.07 | 0.05 | 0.08
STWD | 0 | 0 | 0 | 0 | 0 | 0
WT | 0 | 0 | 0 | 0 | 0 | 0
IGCC | 0 | 0 | 0 | 0 | 0 | 0
DemandResponse | 0 | 0 | 0 | 0 | 0 | 0
IGCC-CCS | 0 | 0 | 0 | 0 | 0 | 0
WT_off | 0 | 0 | 0 | 0 | 0 | 0
PseudoUnit | 0 | 0 | 0 | 0 | 0 | 0
FixedInterchange | 0 | 0 | 0 | 0 | 0 | 0
CO2 Emissions (MMmetricTons): NWPP_Coal
ReportingType | 2015 | 2020 | 2025 | 2030 | 2035 | 2040
BM | 0 | 0 | 0 | 0 | 0 | 0
CC | 0 | 0 | 0 | 0 | 0 | 0
CSP | 0 | 0 | 0 | 0 | 0 | 0
CT | 0 | 0 | 0 | 0 | 0 | 0
Coal | 98.81 | 98.95 | 98.95 | 98.95 | 98.49 | 98.49
Geo | 0 | 0 | 0 | 0 | 0 | 0
H | 0 | 0 | 0 | 0 | 0 | 0
LFG | 0 | 0 | 0 | 0 | 0 | 0
Nuc | 0 | 0 | 0 | 0 | 0 | 0
PS | 0 | 0 | 0 | 0 | 0 | 0
PV | 0 | 0 | 0 | 0 | 0 | 0
PeakG | 0 | 0 | 0 | 0 | 0 | 0
PeakO | 0 | 0 | 0 | 0 | 0 | 0
ST | 0 | 0 | 0 | 0 | 0 | 0
STOG | 0 | 0 | 0 | 0 | 0 | 0
STWD | 0 | 0 | 0 | 0 | 0 | 0
WT | 0 | 0 | 0 | 0 | 0 | 0
IGCC | 0 | 0 | 0 | 0 | 0 | 0
DemandResponse | 0 | 0 | 0 | 0 | 0 | 0
IGCC-CCS | 0 | 0 | 0 | 0 | 0 | 0
WT_off | 0 | 0 | 0 | 0 | 0 | 0
PseudoUnit | 0 | 0 | 0 | 0 | 0 | 0
FixedInterchange | 0 | 0 | 0 | 0 | 0 | 0
CO2 Emissions (MMmetricTons): NWPP_Gas
ReportingType | 2015 | 2020 | 2025 | 2030 | 2035 | 2040
BM | 0 | 0 | 0 | 0 | 0 | 0
CC | 19.17 | 19.17 | 19.17 | 27.4 | 39.56 | 40.06
CSP | 0 | 0 | 0 | 0 | 0 | 0
CT | 0 | 0 | 0 | 0 | 0 | 0
Coal | 0 | 0 | 0 | 0 | 0 | 2.91
Geo | 0 | 0 | 0 | 0 | 0 | 0
H | 0 | 0 | 0 | 0 | 0 | 0
LFG | 0 | 0 | 0 | 0 | 0 | 0
Nuc | 0 | 0 | 0 | 0 | 0 | 0
PS | 0 | 0 | 0 | 0 | 0 | 0
PV | 0 | 0 | 0 | 0 | 0 | 0
PeakG | 0 | 0 | 0 | 0 | 0 | 0
PeakO | 0 | 0 | 0 | 0 | 0 | 0
ST | 0 | 0 | 0 | 0 | 0 | 0
STOG | 0 | 0 | 0 | 0 | 0 | 0
STWD | 0 | 0 | 0 | 0 | 0 | 0
WT | 0 | 0 | 0 | 0 | 0 | 0
IGCC | 0 | 0 | 0 | 0 | 0 | 0
DemandResponse | 0 | 0 | 0 | 0 | 0 | 0
IGCC-CCS | 0 | 0 | 0 | 0 | 0 | 0
WT_off | 0 | 0 | 0 | 0 | 0 | 0
PseudoUnit | 0 | 0 | 0 | 0 | 0 | 0
FixedInterchange | 0 | 0 | 0 | 0 | 0 | 0
CO2 Emissions (MMmetricTons): NWPP_NucRenew
ReportingType | 2015 | 2020 | 2025 | 2030 | 2035 | 2040
BM | 0 | 0 | 0 | 0 | 0 | 0
CC | 0 | 0 | 0 | 0 | 0 | 0
CSP | 0 | 0 | 0 | 0 | 0 | 0
CT | 0 | 0 | 0 | 0 | 0 | 0
Coal | 0 | 0 | 0 | 0 | 0 | 0
Geo | 0 | 0 | 0 | 0 | 0 | 0
H | 0 | 0 | 0 | 0 | 0 | 0
LFG | 0 | 0 | 0 | 0 | 0 | 0
Nuc | 0 | 0 | 0 | 0 | 0 | 0
PS | 0 | 0 | 0 | 0 | 0 | 0
PV | 0 | 0 | 0 | 0 | 0 | 0
PeakG | 0 | 0 | 0 | 0 | 0 | 0
PeakO | 0 | 0 | 0 | 0 | 0 | 0
ST | 0 | 0 | 0 | 0 | 0 | 0
STOG | 0 | 0 | 0 | 0 | 0 | 0
STWD | 0 | 0 | 0 | 0 | 0 | 0
WT | 0 | 0 | 0 | 0 | 0 | 0
IGCC | 0 | 0 | 0 | 0 | 0 | 0
DemandResponse | 0 | 0 | 0 | 0 | 0 | 0
IGCC-CCS | 0 | 0 | 0 | 0 | 0 | 0
WT_off | 0 | 0 | 0 | 0 | 0 | 0
PseudoUnit | 0 | 0 | 0 | 0 | 0 | 0
FixedInterchange | 0 | 0 | 0 | 0 | 0 | 0
CO2 Emissions (MMmetricTons): RMPA
ReportingType | 2015 | 2020 | 2025 | 2030 | 2035 | 2040
BM | 0 | 0 | 0 | 0 | 0 | 0
CC | 2.08 | 3.19 | 0.93 | 1.25 | 1.03 | 1.12
CSP | 0 | 0 | 0 | 0 | 0 | 0
CT | 0 | 0 | 0 | 0 | 0 | 0
Coal | 55.62 | 54.37 | 50.94 | 51.03 | 58.74 | 67.08
Geo | 0 | 0 | 0 | 0 | 0 | 0
H | 0 | 0 | 0 | 0 | 0 | 0
LFG | 0 | 0 | 0 | 0 | 0 | 0
Nuc | 0 | 0 | 0 | 0 | 0 | 0
PS | 0 | 0 | 0 | 0 | 0 | 0
PV | 0 | 0 | 0 | 0 | 0 | 0
PeakG | 0 | 0.01 | 0 | 0.02 | 0 | 0.01
PeakO | 0 | 0 | 0 | 0 | 0 | 0
ST | 0 | 0 | 0 | 0 | 0 | 0
STOG | 0 | 0 | 0 | 0 | 0 | 0
STWD | 0 | 0 | 0 | 0 | 0 | 0
WT | 0 | 0 | 0 | 0 | 0 | 0
IGCC | 0 | 0 | 0 | 0 | 0 | 0
DemandResponse | 0 | 0 | 0 | 0 | 0 | 0
IGCC-CCS | 0 | 0 | 0 | 0 | 0 | 0
WT_off | 0 | 0 | 0 | 0 | 0 | 0
PseudoUnit | 0 | 0 | 0 | 0 | 0 | 0
FixedInterchange | 0 | 0 | 0 | 0 | 0 | 0
CO2 Emissions (MMmetricTons): SP15
ReportingType | 2015 | 2020 | 2025 | 2030 | 2035 | 2040
BM | 0 | 0 | 0 | 0 | 0 | 0
CC | 8.99 | 9.27 | 8.15 | 7.19 | 6.68 | 3.55
CSP | 0 | 0 | 0 | 0 | 0 | 0
CT | 0 | 0 | 0 | 0 | 0 | 0
Coal | 0.81 | 0.81 | 0.81 | 0.72 | 0 | 0
Geo | 0 | 0 | 0 | 0 | 0 | 0
H | 0 | 0 | 0 | 0 | 0 | 0
LFG | 0 | 0 | 0 | 0 | 0 | 0
Nuc | 0 | 0 | 0 | 0 | 0 | 0
PS | 0 | 0 | 0 | 0 | 0 | 0
PV | 0 | 0 | 0 | 0 | 0 | 0
PeakG | 0 | 0 | 0 | 0 | 0 | 0
PeakO | 0 | 0 | 0 | 0 | 0 | 0
ST | 0 | 0 | 0 | 0 | 0 | 0
STOG | 0.12 | 0.19 | 0.12 | 0.22 | 0.44 | 0.27
STWD | 0 | 0 | 0 | 0 | 0 | 0
WT | 0 | 0 | 0 | 0 | 0 | 0
IGCC | 0 | 0 | 0 | 0 | 0 | 0
DemandResponse | 0 | 0 | 0 | 0 | 0 | 0
IGCC-CCS | 0 | 0 | 0 | 0 | 0 | 0
WT_off | 0 | 0 | 0 | 0 | 0 | 0
PseudoUnit | 0 | 0 | 0 | 0 | 0 | 0
FixedInterchange | 0 | 0 | 0 | 0 | 0 | 0
CO2 Emissions (MMmetricTons): ALB
ReportingType | 2015 | 2020 | 2025 | 2030 | 2035 | 2040
BM | 0 | 0 | 0 | 0 | 0 | 0
CC | 7.38 | 8.68 | 10.87 | 12.47 | 14.4 | 15.64
CSP | 0 | 0 | 0 | 0 | 0 | 0
CT | 0 | 0 | 0 | 0 | 0 | 0
Coal | 45.36 | 45.36 | 45.36 | 45.36 | 45.36 | 45.36
Geo | 0 | 0 | 0 | 0 | 0 | 0
H | 0 | 0 | 0 | 0 | 0 | 0
LFG | 0 | 0 | 0 | 0 | 0 | 0
Nuc | 0 | 0 | 0 | 0 | 0 | 0
PS | 0 | 0 | 0 | 0 | 0 | 0
PV | 0 | 0 | 0 | 0 | 0 | 0
PeakG | 0 | 0 | 0 | 0 | 0 | 0
PeakO | 0 | 0 | 0 | 0 | 0 | 0
ST | 0 | 0 | 0 | 0 | 0 | 0
STOG | 0 | 0 | 0 | 0 | 0 | 0
STWD | 0 | 0 | 0 | 0 | 0 | 0
WT | 0 | 0 | 0 | 0 | 0 | 0
IGCC | 0 | 0 | 0 | 0 | 0 | 0
DemandResponse | 0 | 0 | 0 | 0 | 0 | 0
IGCC-CCS | 0 | 0 | 0 | 0 | 0 | 0
WT_off | 0 | 0 | 0 | 0 | 0 | 0
PseudoUnit | 0 | 0 | 0 | 0 | 0 | 0
FixedInterchange | 0 | 0 | 0 | 0 | 0 | 0
CO2 Emissions (MMmetricTons): BC
ReportingType | 2015 | 2020 | 2025 | 2030 | 2035 | 2040
BM | 0 | 0 | 0 | 0 | 0 | 0
CC | 3.64 | 4.09 | 5.42 | 7.17 | 8.81 | 10.58
CSP | 0 | 0 | 0 | 0 | 0 | 0
CT | 0 | 0 | 0 | 0 | 0 | 0
Coal | 0 | 0 | 0 | 0 | 0 | 0
Geo | 0 | 0 | 0 | 0 | 0 | 0
H | 0 | 0 | 0 | 0 | 0 | 0
LFG | 0 | 0 | 0 | 0 | 0 | 0
Nuc | 0 | 0 | 0 | 0 | 0 | 0
PS | 0 | 0 | 0 | 0 | 0 | 0
PV | 0 | 0 | 0 | 0 | 0 | 0
PeakG | 0 | 0 | 0 | 0 | 0 | 0
PeakO | 0 | 0 | 0 | 0 | 0 | 0
ST | 0 | 0 | 0 | 0 | 0 | 0
STOG | 0 | 0 | 0 | 0 | 0 | 0
STWD | 0 | 0 | 0 | 0 | 0 | 0
WT | 0 | 0 | 0 | 0 | 0 | 0
IGCC | 0 | 0 | 0 | 0 | 0 | 0
DemandResponse | 0 | 0 | 0 | 0 | 0 | 0
IGCC-CCS | 0 | 0 | 0 | 0 | 0 | 0
WT_off | 0 | 0 | 0 | 0 | 0 | 0
PseudoUnit | 0 | 0 | 0 | 0 | 0 | 0
FixedInterchange | 0 | 0 | 0 | 0 | 0 | 0
CO2 Emissions (MMmetricTons): HQ_IESO
ReportingType | 2015 | 2020 | 2025 | 2030 | 2035 | 2040
BM | 0 | 0 | 0 | 0 | 0 | 0
CC | 0 | 0 | 0 | 0 | 0 | 0
CSP | 0 | 0 | 0 | 0 | 0 | 0
CT | 0 | 0 | 0 | 0 | 0 | 0
Coal | 0 | 0 | 0 | 0 | 0 | 0
Geo | 0 | 0 | 0 | 0 | 0 | 0
H | 0 | 0 | 0 | 0 | 0 | 0
LFG | 0 | 0 | 0 | 0 | 0 | 0
Nuc | 0 | 0 | 0 | 0 | 0 | 0
PS | 0 | 0 | 0 | 0 | 0 | 0
PV | 0 | 0 | 0 | 0 | 0 | 0
PeakG | 0 | 0 | 0 | 0 | 0 | 0
PeakO | 0 | 0 | 0 | 0 | 0 | 0
ST | 0 | 0 | 0 | 0 | 0 | 0
STOG | 0 | 0 | 0 | 0 | 0 | 0
STWD | 0 | 0 | 0 | 0 | 0 | 0
WT | 0 | 0 | 0 | 0 | 0 | 0
IGCC | 0 | 0 | 0 | 0 | 0 | 0
DemandResponse | 0 | 0 | 0 | 0 | 0 | 0
IGCC-CCS | 0 | 0 | 0 | 0 | 0 | 0
WT_off | 0 | 0 | 0 | 0 | 0 | 0
PseudoUnit | 0 | 0 | 0 | 0 | 0 | 0
FixedInterchange | 0 | 0 | 0 | 0 | 0 | 0
CO2 Emissions (MMmetricTons): HQ_NEISO
ReportingType | 2015 | 2020 | 2025 | 2030 | 2035 | 2040
BM | 0 | 0 | 0 | 0 | 0 | 0
CC | 0 | 0 | 0 | 0 | 0 | 0
CSP | 0 | 0 | 0 | 0 | 0 | 0
CT | 0 | 0 | 0 | 0 | 0 | 0
Coal | 0 | 0 | 0 | 0 | 0 | 0
Geo | 0 | 0 | 0 | 0 | 0 | 0
H | 0 | 0 | 0 | 0 | 0 | 0
LFG | 0 | 0 | 0 | 0 | 0 | 0
Nuc | 0 | 0 | 0 | 0 | 0 | 0
PS | 0 | 0 | 0 | 0 | 0 | 0
PV | 0 | 0 | 0 | 0 | 0 | 0
PeakG | 0 | 0 | 0 | 0 | 0 | 0
PeakO | 0 | 0 | 0 | 0 | 0 | 0
ST | 0 | 0 | 0 | 0 | 0 | 0
STOG | 0 | 0 | 0 | 0 | 0 | 0
STWD | 0 | 0 | 0 | 0 | 0 | 0
WT | 0 | 0 | 0 | 0 | 0 | 0
IGCC | 0 | 0 | 0 | 0 | 0 | 0
DemandResponse | 0 | 0 | 0 | 0 | 0 | 0
IGCC-CCS | 0 | 0 | 0 | 0 | 0 | 0
WT_off | 0 | 0 | 0 | 0 | 0 | 0
PseudoUnit | 0 | 0 | 0 | 0 | 0 | 0
FixedInterchange | 0 | 0 | 0 | 0 | 0 | 0
CO2 Emissions (MMmetricTons): HQ_NY
ReportingType | 2015 | 2020 | 2025 | 2030 | 2035 | 2040
BM | 0 | 0 | 0 | 0 | 0 | 0
CC | 0 | 0 | 0 | 0 | 0 | 0
CSP | 0 | 0 | 0 | 0 | 0 | 0
CT | 0 | 0 | 0 | 0 | 0 | 0
Coal | 0 | 0 | 0 | 0 | 0 | 0
Geo | 0 | 0 | 0 | 0 | 0 | 0
H | 0 | 0 | 0 | 0 | 0 | 0
LFG | 0 | 0 | 0 | 0 | 0 | 0
Nuc | 0 | 0 | 0 | 0 | 0 | 0
PS | 0 | 0 | 0 | 0 | 0 | 0
PV | 0 | 0 | 0 | 0 | 0 | 0
PeakG | 0 | 0 | 0 | 0 | 0 | 0
PeakO | 0 | 0 | 0 | 0 | 0 | 0
ST | 0 | 0 | 0 | 0 | 0 | 0
STOG | 0 | 0 | 0 | 0 | 0 | 0
STWD | 0 | 0 | 0 | 0 | 0 | 0
WT | 0 | 0 | 0 | 0 | 0 | 0
IGCC | 0 | 0 | 0 | 0 | 0 | 0
DemandResponse | 0 | 0 | 0 | 0 | 0 | 0
IGCC-CCS | 0 | 0 | 0 | 0 | 0 | 0
WT_off | 0 | 0 | 0 | 0 | 0 | 0
PseudoUnit | 0 | 0 | 0 | 0 | 0 | 0
FixedInterchange | 0 | 0 | 0 | 0 | 0 | 0
CO2 Emissions (MMmetricTons): MARITIMES
ReportingType | 2015 | 2020 | 2025 | 2030 | 2035 | 2040
BM | 0 | 0 | 0 | 0 | 0 | 0
CC | 0 | 0 | 0 | 0 | 0 | 0
CSP | 0 | 0 | 0 | 0 | 0 | 0
CT | 0 | 0 | 0 | 0 | 0 | 0
Coal | 0 | 0 | 0 | 0 | 0 | 0
Geo | 0 | 0 | 0 | 0 | 0 | 0
H | 0 | 0 | 0 | 0 | 0 | 0
LFG | 0 | 0 | 0 | 0 | 0 | 0
Nuc | 0 | 0 | 0 | 0 | 0 | 0
PS | 0 | 0 | 0 | 0 | 0 | 0
PV | 0 | 0 | 0 | 0 | 0 | 0
PeakG | 0 | 0 | 0 | 0 | 0 | 0
PeakO | 0 | 0 | 0 | 0 | 0 | 0
ST | 0 | 0 | 0 | 0 | 0 | 0
STOG | 0 | 0 | 0 | 0 | 0 | 0
STWD | 0 | 0 | 0 | 0 | 0 | 0
WT | 0 | 0 | 0 | 0 | 0 | 0
IGCC | 0 | 0 | 0 | 0 | 0 | 0
DemandResponse | 0 | 0 | 0 | 0 | 0 | 0
IGCC-CCS | 0 | 0 | 0 | 0 | 0 | 0
WT_off | 0 | 0 | 0 | 0 | 0 | 0
PseudoUnit | 0 | 0 | 0 | 0 | 0 | 0
FixedInterchange | 0 | 0 | 0 | 0 | 0 | 0
CO2 Emissions (MMmetricTons): All
ReportingType | 2015 | 2020 | 2025 | 2030 | 2035 | 2040
BM | 0 | 0 | 0 | 0 | 0 | 0
CC | 408.42 | 426.92 | 376.03 | 343.35 | 434.17 | 486.2
CSP | 0 | 0 | 0 | 0 | 0 | 0
CT | 0.54 | 1.17 | 1.43 | 1.48 | 3.17 | 3.81
Coal | 1743.14 | 1602.79 | 1562.35 | 1513.24 | 1620.19 | 1771.03
Geo | 0 | 0 | 0 | 0 | 0 | 0
H | 0 | 0 | 0 | 0 | 0 | 0
LFG | 0 | 0 | 0 | 0 | 0 | 0
Nuc | 0 | 0 | 0 | 0 | 0 | 0
PS | 0 | 0 | 0 | 0 | 0 | 0
PV | 0 | 0 | 0 | 0 | 0 | 0
PeakG | 2.02 | 2.64 | 3.48 | 3.17 | 3.9 | 3.48
PeakO | 0 | 0 | 0 | 0 | 0 | 0
ST | 0 | 0 | 0 | 0 | 0 | 0
STOG | 9.53 | 9.91 | 9.16 | 7.71 | 9.16 | 9.17
STWD | 0 | 0 | 0 | 0 | 0 | 0
WT | 0 | 0 | 0 | 0 | 0 | 0
IGCC | 3.76 | 3.76 | 3.76 | 3.76 | 3.76 | 3.76
DemandResponse | 0 | 0 | 0 | 0 | 0 | 0
IGCC-CCS | 0 | 0 | 0 | 0 | 0 | 0
WT_off | 0 | 0 | 0 | 0 | 0 | 0
PseudoUnit | 0 | 0 | 0 | 0 | 0 | 0
FixedInterchange | 0 | 0 | 0 | 0 | 0 | 0
CO2 Emissions (MMmetricTons): EI_US
ReportingType | 2015 | 2020 | 2025 | 2030 | 2035 | 2040
BM | 0 | 0 | 0 | 0 | 0 | 0
CC | 258.09 | 273.26 | 235.57 | 191.52 | 267.27 | 318.08
CSP | 0 | 0 | 0 | 0 | 0 | 0
CT | 0.54 | 1.17 | 1.35 | 1.32 | 3.17 | 3.78
Coal | 1347.73 | 1199.18 | 1156.31 | 1105.75 | 1190.52 | 1266.21
Geo | 0 | 0 | 0 | 0 | 0 | 0
H | 0 | 0 | 0 | 0 | 0 | 0
LFG | 0 | 0 | 0 | 0 | 0 | 0
Nuc | 0 | 0 | 0 | 0 | 0 | 0
PS | 0 | 0 | 0 | 0 | 0 | 0
PV | 0 | 0 | 0 | 0 | 0 | 0
PeakG | 2.02 | 2.63 | 3.33 | 2.89 | 3.6 | 3.46
PeakO | 0 | 0 | 0 | 0 | 0 | 0
ST | 0 | 0 | 0 | 0 | 0 | 0
STOG | 6.57 | 6.7 | 6.18 | 4.96 | 6.31 | 6.72
STWD | 0 | 0 | 0 | 0 | 0 | 0
WT | 0 | 0 | 0 | 0 | 0 | 0
IGCC | 3.76 | 3.76 | 3.76 | 3.76 | 3.76 | 3.76
DemandResponse | 0 | 0 | 0 | 0 | 0 | 0
IGCC-CCS | 0 | 0 | 0 | 0 | 0 | 0
WT_off | 0 | 0 | 0 | 0 | 0 | 0
PseudoUnit | 0 | 0 | 0 | 0 | 0 | 0
FixedInterchange | 0 | 0 | 0 | 0 | 0 | 0
CO2 Emissions (MMmetricTons): EI_Canada
ReportingType | 2015 | 2020 | 2025 | 2030 | 2035 | 2040
BM | 0 | 0 | 0 | 0 | 0 | 0
CC | 1.86 | 1.21 | 0.45 | 0.2 | 2.19 | 7.13
CSP | 0 | 0 | 0 | 0 | 0 | 0
CT | 0 | 0 | 0 | 0 | 0 | 0.02
Coal | 0.33 | 0.75 | 0 | 0 | 0 | 0
Geo | 0 | 0 | 0 | 0 | 0 | 0
H | 0 | 0 | 0 | 0 | 0 | 0
LFG | 0 | 0 | 0 | 0 | 0 | 0
Nuc | 0 | 0 | 0 | 0 | 0 | 0
PS | 0 | 0 | 0 | 0 | 0 | 0
PV | 0 | 0 | 0 | 0 | 0 | 0
PeakG | 0 | 0 | 0 | 0 | 0 | 0
PeakO | 0 | 0 | 0 | 0 | 0 | 0
ST | 0 | 0 | 0 | 0 | 0 | 0
STOG | 0 | 0 | 0 | 0 | 0 | 0
STWD | 0 | 0 | 0 | 0 | 0 | 0
WT | 0 | 0 | 0 | 0 | 0 | 0
IGCC | 0 | 0 | 0 | 0 | 0 | 0
DemandResponse | 0 | 0 | 0 | 0 | 0 | 0
IGCC-CCS | 0 | 0 | 0 | 0 | 0 | 0
WT_off | 0 | 0 | 0 | 0 | 0 | 0
PseudoUnit | 0 | 0 | 0 | 0 | 0 | 0
FixedInterchange | 0 | 0 | 0 | 0 | 0 | 0
CO2 Emissions (MMmetricTons): EI
ReportingType | 2015 | 2020 | 2025 | 2030 | 2035 | 2040
BM | 0 | 0 | 0 | 0 | 0 | 0
CC | 259.95 | 274.47 | 236.02 | 191.71 | 269.46 | 325.21
CSP | 0 | 0 | 0 | 0 | 0 | 0
CT | 0.54 | 1.17 | 1.35 | 1.32 | 3.17 | 3.81
Coal | 1348.06 | 1199.93 | 1156.31 | 1105.75 | 1190.52 | 1266.21
Geo | 0 | 0 | 0 | 0 | 0 | 0
H | 0 | 0 | 0 | 0 | 0 | 0
LFG | 0 | 0 | 0 | 0 | 0 | 0
Nuc | 0 | 0 | 0 | 0 | 0 | 0
PS | 0 | 0 | 0 | 0 | 0 | 0
PV | 0 | 0 | 0 | 0 | 0 | 0
PeakG | 2.02 | 2.63 | 3.33 | 2.89 | 3.6 | 3.47
PeakO | 0 | 0 | 0 | 0 | 0 | 0
ST | 0 | 0 | 0 | 0 | 0 | 0
STOG | 6.57 | 6.7 | 6.18 | 4.96 | 6.31 | 6.72
STWD | 0 | 0 | 0 | 0 | 0 | 0
WT | 0 | 0 | 0 | 0 | 0 | 0
IGCC | 3.76 | 3.76 | 3.76 | 3.76 | 3.76 | 3.76
DemandResponse | 0 | 0 | 0 | 0 | 0 | 0
IGCC-CCS | 0 | 0 | 0 | 0 | 0 | 0
WT_off | 0 | 0 | 0 | 0 | 0 | 0
PseudoUnit | 0 | 0 | 0 | 0 | 0 | 0
FixedInterchange | 0 | 0 | 0 | 0 | 0 | 0
CO2 Emissions (MMmetricTons): Outside_EI
ReportingType | 2015 | 2020 | 2025 | 2030 | 2035 | 2040
BM | 0 | 0 | 0 | 0 | 0 | 0
CC | 148.48 | 152.45 | 140.01 | 151.64 | 164.7 | 160.99
CSP | 0 | 0 | 0 | 0 | 0 | 0
CT | 0 | 0 | 0.08 | 0.16 | 0 | 0
Coal | 395.08 | 402.86 | 406.04 | 407.49 | 429.67 | 504.83
Geo | 0 | 0 | 0 | 0 | 0 | 0
H | 0 | 0 | 0 | 0 | 0 | 0
LFG | 0 | 0 | 0 | 0 | 0 | 0
Nuc | 0 | 0 | 0 | 0 | 0 | 0
PS | 0 | 0 | 0 | 0 | 0 | 0
PV | 0 | 0 | 0 | 0 | 0 | 0
PeakG | 0 | 0.01 | 0.15 | 0.28 | 0.31 | 0.01
PeakO | 0 | 0 | 0 | 0 | 0 | 0
ST | 0 | 0 | 0 | 0 | 0 | 0
STOG | 2.96 | 3.21 | 2.98 | 2.75 | 2.84 | 2.45
STWD | 0 | 0 | 0 | 0 | 0 | 0
WT | 0 | 0 | 0 | 0 | 0 | 0
IGCC | 0 | 0 | 0 | 0 | 0 | 0
DemandResponse | 0 | 0 | 0 | 0 | 0 | 0
IGCC-CCS | 0 | 0 | 0 | 0 | 0 | 0
WT_off | 0 | 0 | 0 | 0 | 0 | 0
PseudoUnit | 0 | 0 | 0 | 0 | 0 | 0
FixedInterchange | 0 | 0 | 0 | 0 | 0 | 0
#6 | Fuel Cost [includes coal shadow price] ($million)
Fuel Cost by Reporting Type: Entergy
ReportingType | 2015 | 2020 | 2025 | 2030 | 2035 | 2040
BM | 0 | 0 | 0 | 0 | 0 | 0
CC | 2363.38 | 2702.61 | 1237.5 | 696.03 | 851.03 | 960.43
CSP | 0 | 0 | 0 | 0 | 0 | 0
CT | 0 | 0 | 0 | 0 | 0.61 | 1.89
Coal | 1418.72 | 1142.86 | 973.08 | 887.05 | 1073.67 | 1188.89
Geo | 0 | 0 | 0 | 0 | 0 | 0
H | 0 | 0 | 0 | 0 | 0 | 0
LFG | 0 | 0 | 0 | 0.14 | 0.14 | 0.14
Nuc | 372.97 | 380.57 | 404.36 | 412.26 | 348.24 | 272.43
PS | 0 | 0 | 0 | 0 | 0 | 0
PV | 0 | 0 | 0 | 0 | 0 | 0
PeakG | 0 | 0 | 0 | 0 | 0 | 0
PeakO | 0 | 0 | 0 | 0 | 0 | 0
ST | 0 | 0 | 0 | 0 | 0 | 0
STOG | 78.95 | 86.5 | 88.64 | 48.07 | 105.61 | 119.42
STWD | 0 | 11.67 | 6.91 | 11.89 | 11.89 | 18.24
WT | 0 | 0 | 0 | 0 | 0 | 0
IGCC | 0 | 0 | 0 | 0 | 0 | 0
DemandResponse | 0 | 0 | 0 | 0 | 0 | 0
IGCC-CCS | 0 | 0 | 0 | 0 | 0 | 0
WT_off | 0 | 0 | 0 | 0 | 0 | 0
PseudoUnit | 0 | 0 | 0 | 0 | 0 | 0
FixedInterchange | 0 | 0 | 0 | 0 | 0 | 0
Fuel Cost by Reporting Type: FRCC
ReportingType | 2015 | 2020 | 2025 | 2030 | 2035 | 2040
BM | 0 | 0 | 0 | 0 | 0 | 0
CC | 6208.19 | 7142.85 | 7893.97 | 8372.71 | 11497.98 | 14359.58
CSP | 0 | 0 | 0 | 0 | 0 | 0
CT | 55.63 | 64.19 | 68.45 | 70.52 | 78.21 | 80.64
Coal | 1835.74 | 1770.33 | 1826.11 | 1898.39 | 1965.5 | 1992.89
Geo | 0 | 0 | 0 | 0 | 0 | 0
H | 0 | 0 | 0 | 0 | 0 | 0
LFG | 0 | 0 | 0.25 | 0.25 | 0.25 | 0.25
Nuc | 282.48 | 288.24 | 306.26 | 312.24 | 190.15 | 63.41
PS | 0 | 0 | 0 | 0 | 0 | 0
PV | 0 | 0 | 0 | 0 | 0 | 0
PeakG | 28.41 | 40.06 | 70.17 | 78.56 | 45.79 | 42.34
PeakO | 0 | 0 | 0 | 0 | 0 | 0
ST | 0 | 0 | 0 | 0 | 0 | 0
STOG | 219.85 | 147.8 | 156.47 | 164.59 | 177.92 | 125.06
STWD | 0 | 100.84 | 100.84 | 100.84 | 100.84 | 100.84
WT | 0 | 0 | 0 | 0 | 0 | 0
IGCC | 0 | 0 | 0 | 0 | 0 | 0
DemandResponse | 0 | 0 | 0 | 0 | 0 | 0
IGCC-CCS | 0 | 0 | 0 | 0 | 0 | 0
WT_off | 0 | 0 | 0 | 0 | 0 | 0
PseudoUnit | 0 | 0 | 0 | 0 | 0 | 0
FixedInterchange | 0 | 0 | 0 | 0 | 0 | 0
Fuel Cost by Reporting Type: MAPP_US
ReportingType | 2015 | 2020 | 2025 | 2030 | 2035 | 2040
BM | 0 | 0 | 0 | 0 | 0 | 0
CC | 8.39 | 8.26 | 7.53 | 4.56 | 9.01 | 10.17
CSP | 0 | 0 | 0 | 0 | 0 | 0
CT | 0 | 0 | 0 | 0 | 0 | 0
Coal | 299.71 | 225.45 | 225.45 | 159.26 | 204.47 | 197.67
Geo | 0 | 0 | 0 | 0 | 0 | 0
H | 0 | 0 | 0 | 0 | 0 | 0
LFG | 0 | 0 | 0 | 0.09 | 0.09 | 0.09
Nuc | 0 | 0 | 0 | 0 | 0 | 0
PS | 0 | 0 | 0 | 0 | 0 | 0
PV | 0 | 0 | 0 | 0 | 0 | 0
PeakG | 0.51 | 0.46 | 0.23 | 0.12 | 0.28 | 1.45
PeakO | 0 | 0 | 0 | 0 | 0 | 0
ST | 0 | 0 | 0 | 0 | 0 | 0
STOG | 0 | 0 | 0 | 0 | 0 | 0
STWD | 0 | 0 | 0 | 0 | 0 | 0
WT | 0 | 0 | 0 | 0 | 0 | 0
IGCC | 0 | 0 | 0 | 0 | 0 | 0
DemandResponse | 0 | 0 | 0 | 0 | 0 | 0
IGCC-CCS | 0 | 0 | 0 | 0 | 0 | 0
WT_off | 0 | 0 | 0 | 0 | 0 | 0
PseudoUnit | 0 | 0 | 0 | 0 | 0 | 0
FixedInterchange | 0 | 0 | 0 | 0 | 0 | 0
Fuel Cost by Reporting Type: MISO_IN
ReportingType | 2015 | 2020 | 2025 | 2030 | 2035 | 2040
BM | 0 | 0 | 0 | 0 | 0 | 0
CC | 142.87 | 255.89 | 163.77 | 65.73 | 137.54 | 229.68
CSP | 0 | 0 | 0 | 0 | 0 | 0
CT | 0 | 0 | 0 | 0 | 0 | 0
Coal | 1823.38 | 1889.16 | 1854.59 | 1808.11 | 2061.86 | 2235.15
Geo | 0 | 0 | 0 | 0 | 0 | 0
H | 0 | 0 | 0 | 0 | 0 | 0
LFG | 0 | 0 | 0.1 | 0.1 | 0.1 | 0.1
Nuc | 0 | 0 | 0 | 0 | 0 | 0
PS | 0 | 0 | 0 | 0 | 0 | 0
PV | 0 | 0 | 0 | 0 | 0 | 0
PeakG | 0.93 | 1.45 | 1.55 | 0 | 2.84 | 7.41
PeakO | 0 | 0 | 0 | 0 | 0 | 0
ST | 0 | 0 | 0 | 0 | 0 | 0
STOG | 2.86 | 5.97 | 6.37 | 3.48 | 7.68 | 8.71
STWD | 0 | 0 | 0 | 0 | 0 | 0
WT | 0 | 0 | 0 | 0 | 0 | 0
IGCC | 90.67 | 91.1 | 91.08 | 92.47 | 94.81 | 99.68
DemandResponse | 0 | 0 | 0 | 0 | 0 | 0
IGCC-CCS | 0 | 0 | 0 | 0 | 0 | 0
WT_off | 0 | 0 | 0 | 0 | 0 | 0
PseudoUnit | 0 | 0 | 0 | 0 | 0 | 0
FixedInterchange | 0 | 0 | 0 | 0 | 0 | 0
Fuel Cost by Reporting Type: MISO_MI
ReportingType | 2015 | 2020 | 2025 | 2030 | 2035 | 2040
BM | 0 | 0 | 0 | 0 | 0 | 0
CC | 365.34 | 513.23 | 350.82 | 181.84 | 392.57 | 354.38
CSP | 0 | 0 | 0 | 0 | 0 | 0
CT | 0 | 0 | 0 | 0 | 0 | 0
Coal | 1381.77 | 1172.79 | 1155.52 | 1123.28 | 1335.78 | 1411.01
Geo | 0 | 0 | 0 | 0 | 0 | 0
H | 0 | 0 | 0 | 0 | 0 | 0
LFG | 0 | 0.07 | 0.2 | 0.2 | 0.2 | 0.2
Nuc | 139.75 | 142.6 | 151.51 | 154.47 | 90.85 | 90.85
PS | 0 | 0 | 0 | 0 | 0 | 0
PV | 0 | 0 | 0 | 0 | 0 | 0
PeakG | 1.35 | 1.67 | 1.79 | 0.22 | 2.17 | 3.1
PeakO | 0 | 0 | 0 | 0 | 0 | 0
ST | 0 | 0 | 0 | 0 | 0 | 0
STOG | 21.16 | 36.87 | 43.12 | 33.11 | 39.54 | 38.81
STWD | 15.55 | 87.42 | 87.42 | 87.42 | 87.42 | 87.42
WT | 0 | 0 | 0 | 0 | 0 | 0
IGCC | 0 | 0 | 0 | 0 | 0 | 0
DemandResponse | 0 | 0 | 0 | 0 | 0 | 0
IGCC-CCS | 0 | 0 | 0 | 0 | 0 | 0
WT_off | 0 | 0 | 0 | 0 | 0 | 0
PseudoUnit | 0 | 0 | 0 | 0 | 0 | 0
FixedInterchange | 0 | 0 | 0 | 0 | 0 | 0
Fuel Cost by Reporting Type: MISO_MO-IL
ReportingType | 2015 | 2020 | 2025 | 2030 | 2035 | 2040
BM | 0 | 0 | 0 | 0 | 0 | 0
CC | 91.38 | 170.48 | 93.53 | 36.41 | 61.56 | 67.07
CSP | 0 | 0 | 0 | 0 | 0 | 0
CT | 0 | 0 | 0 | 0 | 0 | 0
Coal | 2000.33 | 1490.16 | 1464.7 | 1352.05 | 1720.66 | 1841.28
Geo | 0 | 0 | 0 | 0 | 0 | 0
H | 0 | 0 | 0 | 0 | 0 | 0
LFG | 0 | 0 | 0.29 | 0.29 | 0.29 | 0.29
Nuc | 143.46 | 146.38 | 155.53 | 158.57 | 158.57 | 158.57
PS | 0 | 0 | 0 | 0 | 0 | 0
PV | 0 | 0 | 0 | 0 | 0 | 0
PeakG | 14.33 | 11.11 | 6.75 | 2.72 | 6.64 | 27.51
PeakO | 0 | 0 | 0 | 0 | 0 | 0
ST | 0 | 0 | 0 | 0 | 0 | 0
STOG | 3.1 | 6.4 | 3.62 | 1.24 | 4.4 | 0.45
STWD | 0 | 0 | 0 | 0 | 0 | 0
WT | 0 | 0 | 0 | 0 | 0 | 0
IGCC | 0 | 0 | 0 | 0 | 0 | 0
DemandResponse | 0 | 0 | 0 | 0 | 0 | 0
IGCC-CCS | 0 | 0 | 0 | 0 | 0 | 0
WT_off | 0 | 0 | 0 | 0 | 0 | 0
PseudoUnit | 0 | 0 | 0 | 0 | 0 | 0
FixedInterchange | 0 | 0 | 0 | 0 | 0 | 0
Fuel Cost by Reporting Type: MISO_W
ReportingType | 2015 | 2020 | 2025 | 2030 | 2035 | 2040
BM | 0 | 0 | 0 | 0 | 0 | 0
CC | 326.41 | 372.74 | 218.44 | 85.4 | 146.97 | 167.66
CSP | 0 | 0 | 0 | 0 | 0 | 0
CT | 0 | 0 | 0 | 0 | 0 | 0
Coal | 1743.25 | 1376.72 | 1374.23 | 1235.01 | 1365.4 | 1396.79
Geo | 0 | 0 | 0 | 0 | 0 | 0
H | 0 | 0 | 0 | 0 | 0 | 0
LFG | 0 | 0 | 0.09 | 0.09 | 0.09 | 0.09
Nuc | 152.53 | 155.64 | 165.37 | 168.6 | 0.01 | 0.01
PS | 0 | 0 | 0 | 0 | 0 | 0
PV | 0 | 0 | 0 | 0 | 0 | 0
PeakG | 6.46 | 5.04 | 2.2 | 1.1 | 1.56 | 2.13
PeakO | 0 | 0 | 0 | 0 | 0 | 0
ST | 0 | 0 | 0 | 0 | 0 | 0
STOG | 0.32 | 0.14 | 0.09 | 0.01 | 0.01 | 0.02
STWD | 0 | 162.84 | 51.98 | 62.14 | 50.92 | 63.56
WT | 0 | 0 | 0 | 0 | 0 | 0
IGCC | 0 | 0 | 0 | 0 | 0 | 0
DemandResponse | 0 | 0 | 0 | 0 | 0 | 0
IGCC-CCS | 0 | 0 | 0 | 0 | 0 | 0
WT_off | 0 | 0 | 0 | 0 | 0 | 0
PseudoUnit | 0 | 0 | 0 | 0 | 0 | 0
FixedInterchange | 0 | 0 | 0 | 0 | 0 | 0
Fuel Cost by Reporting Type: MISO_WUMS
ReportingType | 2015 | 2020 | 2025 | 2030 | 2035 | 2040
BM | 0 | 0 | 0 | 0 | 0 | 0
CC | 392.11 | 586.59 | 406.06 | 131.36 | 251.24 | 272.18
CSP | 0 | 0 | 0 | 0 | 0 | 0
CT | 0 | 37.3 | 52.6 | 29.68 | 155.14 | 255.21
Coal | 722.15 | 729.6 | 704.47 | 610.05 | 944.82 | 1070.82
Geo | 0 | 0 | 0 | 0 | 0 | 0
H | 0 | 0 | 0 | 0 | 0 | 0
LFG | 0 | 0 | 0.29 | 0.29 | 0.29 | 0.29
Nuc | 120.89 | 123.35 | 131.06 | 133.62 | 0.01 | 0.01
PS | 0 | 0 | 0 | 0 | 0 | 0
PV | 0 | 0 | 0 | 0 | 0 | 0
PeakG | 2.87 | 5.17 | 0.55 | 0 | 0 | 0
PeakO | 0 | 0 | 0 | 0 | 0 | 0
ST | 0 | 0 | 0 | 0 | 0 | 0
STOG | 0.13 | 0.01 | 0 | 0 | 0 | 0
STWD | 0 | 53.07 | 6.09 | 6.54 | 22.51 | 37.46
WT | 0 | 0 | 0 | 0 | 0 | 0
IGCC | 0 | 0 | 0 | 0 | 0 | 0
DemandResponse | 0 | 0 | 0 | 0 | 0 | 0
IGCC-CCS | 0 | 0 | 0 | 0 | 0 | 0
WT_off | 0 | 0 | 0 | 0 | 0 | 0
PseudoUnit | 0 | 0 | 0 | 0 | 0 | 0
FixedInterchange | 0 | 0 | 0 | 0 | 0 | 0
Fuel Cost by Reporting Type: Nebraska
ReportingType | 2015 | 2020 | 2025 | 2030 | 2035 | 2040
BM | 0 | 0 | 0 | 0 | 0 | 0
CC | 38.79 | 15.01 | 10.28 | 6.16 | 12.34 | 13.78
CSP | 0 | 0 | 0 | 0 | 0 | 0
CT | 0 | 0 | 0 | 0 | 0 | 0
Coal | 459.59 | 381.51 | 278.83 | 266.88 | 282.36 | 283.46
Geo | 0 | 0 | 0 | 0 | 0 | 0
H | 0 | 0 | 0 | 0 | 0 | 0
LFG | 0 | 0 | 0 | 0.09 | 0.09 | 0.09
Nuc | 83.67 | 85.37 | 90.71 | 92.29 | 0.01 | 0.01
PS | 0 | 0 | 0 | 0 | 0 | 0
PV | 0 | 0 | 0 | 0 | 0 | 0
PeakG | 2.01 | 0 | 0 | 0 | 0 | 0
PeakO | 0 | 0 | 0 | 0 | 0 | 0
ST | 0 | 0 | 0 | 0 | 0 | 0
STOG | 0 | 0 | 0 | 0 | 0 | 0
STWD | 0 | 0 | 0 | 0 | 0 | 0
WT | 0 | 0 | 0 | 0 | 0 | 0
IGCC | 0 | 0 | 0 | 0 | 0 | 0
DemandResponse | 0 | 0 | 0 | 0 | 0 | 0
IGCC-CCS | 0 | 0 | 0 | 0 | 0 | 0
WT_off | 0 | 0 | 0 | 0 | 0 | 0
PseudoUnit | 0 | 0 | 0 | 0 | 0 | 0
FixedInterchange | 0 | 0 | 0 | 0 | 0 | 0
Fuel Cost by Reporting Type: NEISO
ReportingType | 2015 | 2020 | 2025 | 2030 | 2035 | 2040
BM | 159.81 | 103.82 | 46.78 | 43.39 | 44.8 | 46.45
CC | 1486.68 | 1226.19 | 1153.1 | 839.58 | 1455.33 | 1874.57
CSP | 0 | 0 | 0 | 0 | 0 | 0
CT | 0.15 | 0.52 | 0.53 | 0 | 0.38 | 0.61
Coal | 1.14 | 0 | 0 | 0 | 0 | 0
Geo | 0 | 0 | 0 | 0 | 0 | 0
H | 0 | 0 | 0 | 0 | 0 | 0
LFG | 0.06 | 0.06 | 0.15 | 0.15 | 0.15 | 0.15
Nuc | 293.25 | 299.23 | 317.93 | 324.14 | 234.19 | 173
PS | 0 | 0 | 0 | 0 | 0 | 0
PV | 0 | 0 | 0 | 0 | 0 | 0
PeakG | 1.33 | 1.76 | 1.82 | 0.07 | 1.99 | 3
PeakO | 0 | 0 | 0.32 | 0 | 0 | 0
ST | 0 | 0 | 0 | 0 | 0 | 0
STOG | 0 | 0 | 0 | 0 | 0 | 0
STWD | 338.09 | 338.09 | 173.33 | 218.69 | 222.88 | 235.67
WT | 0 | 0 | 0 | 0 | 0 | 0
IGCC | 0 | 0 | 0 | 0 | 0 | 0
DemandResponse | 0 | 0 | 0 | 0 | 0 | 0
IGCC-CCS | 0 | 0 | 0 | 0 | 0 | 0
WT_off | 0 | 0 | 0 | 0 | 0 | 0
PseudoUnit | 0 | 0 | 0 | 0 | 0 | 0
FixedInterchange | 0 | 0 | 0 | 0 | 0 | 0
Fuel Cost by Reporting Type: NonRTO_Midwest
ReportingType | 2015 | 2020 | 2025 | 2030 | 2035 | 2040
BM | 0 | 0 | 0 | 0 | 0 | 0
CC | 0 | 54.68 | 57.84 | 53.37 | 51.99 | 97.44
CSP | 0 | 0 | 0 | 0 | 0 | 0
CT | 0 | 0 | 0 | 0 | 0 | 0
Coal | 1302.9 | 1321.16 | 1343.25 | 1375.66 | 1473.09 | 1561.49
Geo | 0 | 0 | 0 | 0 | 0 | 0
H | 0 | 0 | 0 | 0 | 0 | 0
LFG | 0 | 0 | 0.2 | 0.2 | 0.2 | 0.2
Nuc | 0 | 0 | 0 | 0 | 0 | 0
PS | 0 | 0 | 0 | 0 | 0 | 0
PV | 0 | 0 | 0 | 0 | 0 | 0
PeakG | 10.28 | 12.53 | 19.65 | 6.21 | 18.66 | 20.91
PeakO | 0 | 0 | 0 | 0 | 0 | 0
ST | 0 | 0 | 0 | 0 | 0 | 0
STOG | 0 | 0 | 0 | 0 | 0 | 0
STWD | 0 | 0 | 0 | 0 | 0 | 0
WT | 0 | 0 | 0 | 0 | 0 | 0
IGCC | 0 | 0 | 0 | 0 | 0 | 0
DemandResponse | 0 | 0 | 0 | 0 | 0 | 0
IGCC-CCS | 0 | 0 | 0 | 0 | 0 | 0
WT_off | 0 | 0 | 0 | 0 | 0 | 0
PseudoUnit | 0 | 0 | 0 | 0 | 0 | 0
FixedInterchange | 0 | 0 | 0 | 0 | 0 | 0
Fuel Cost by Reporting Type: NYISO_A-F
ReportingType | 2015 | 2020 | 2025 | 2030 | 2035 | 2040
BM | 0 | 0 | 0 | 0 | 0 | 0
CC | 293.78 | 317.38 | 232.91 | 263.65 | 573.96 | 578.52
CSP | 0 | 0 | 0 | 0 | 0 | 0
CT | 0 | 0 | 0 | 0 | 0 | 0
Coal | 0 | 0 | 0 | 0 | 0 | 0
Geo | 0 | 0 | 0 | 0 | 0 | 0
H | 0 | 0 | 0 | 0 | 0 | 0
LFG | 0.01 | 0.01 | 0.01 | 0.09 | 0.09 | 0.09
Nuc | 217.02 | 221.45 | 235.29 | 195.6 | 154.22 | 93.47
PS | 0 | 0 | 0 | 0 | 0 | 0
PV | 0 | 0 | 0 | 0 | 0 | 0
PeakG | 0.09 | 0 | 0 | 0 | 0.38 | 1.28
PeakO | 0 | 0 | 0 | 0 | 0 | 0
ST | 0 | 0 | 0 | 0 | 0 | 0
STOG | 0 | 0 | 0 | 0 | 0 | 0
STWD | 0 | 0.69 | 0.22 | 7.31 | 18.23 | 18.87
WT | 0 | 0 | 0 | 0 | 0 | 0
IGCC | 0 | 0 | 0 | 0 | 0 | 0
DemandResponse | 0 | 0 | 0 | 0 | 0 | 0
IGCC-CCS | 0 | 0 | 0 | 0 | 0 | 0
WT_off | 0 | 0 | 0 | 0 | 0 | 0
PseudoUnit | 0 | 0 | 0 | 0 | 0 | 0
FixedInterchange | 0 | 0 | 0 | 0 | 0 | 0
Fuel Cost by Reporting Type: NYISO_G-I
ReportingType | 2015 | 2020 | 2025 | 2030 | 2035 | 2040
BM | 0 | 0 | 0 | 0 | 0 | 0
CC | 211.21 | 226.35 | 246.73 | 217.75 | 792.94 | 1657.57
CSP | 0 | 0 | 0 | 0 | 0 | 0
CT | 0 | 0 | 0 | 0 | 0 | 0
Coal | 0 | 0 | 0 | 0 | 0 | 0
Geo | 0 | 0 | 0 | 0 | 0 | 0
H | 0 | 0 | 0 | 0 | 0 | 0
LFG | 0 | 0 | 0.03 | 0.09 | 0.09 | 0.09
Nuc | 130.64 | 133.3 | 141.63 | 144.4 | 72.41 | 0.03
PS | 0 | 0 | 0 | 0 | 0 | 0
PV | 0 | 0 | 0 | 0 | 0 | 0
PeakG | 0 | 0 | 0.05 | 0 | 0 | 0.01
PeakO | 0 | 0 | 0 | 0 | 0 | 0
ST | 0 | 0 | 0 | 0 | 0 | 0
STOG | 0 | 0 | 0 | 0 | 0 | 0
STWD | 0 | 0 | 0 | 0 | 0 | 0
WT | 0 | 0 | 0 | 0 | 0 | 0
IGCC | 0 | 0 | 0 | 0 | 0 | 0
DemandResponse | 0 | 0 | 0 | 0 | 0 | 0
IGCC-CCS | 0 | 0 | 0 | 0 | 0 | 0
WT_off | 0 | 0 | 0 | 0 | 0 | 0
PseudoUnit | 0 | 0 | 0 | 0 | 0 | 0
FixedInterchange | 0 | 0 | 0 | 0 | 0 | 0
Fuel Cost by Reporting Type: NYISO_J-K
ReportingType | 2015 | 2020 | 2025 | 2030 | 2035 | 2040
BM | 0 | 0 | 0 | 0 | 0 | 0
CC | 812.8 | 985.52 | 1001.55 | 988.15 | 1180.49 | 1315.23
CSP | 0 | 0 | 0 | 0 | 0 | 0
CT | 0 | 0 | 0 | 0.56 | 9.87 | 17.15
Coal | 0 | 0 | 0 | 0 | 0 | 0
Geo | 0 | 0 | 0 | 0 | 0 | 0
H | 0 | 0 | 0 | 0 | 0 | 0
LFG | 0 | 0 | 0 | 0.09 | 0.09 | 0.09
Nuc | 0 | 0 | 0 | 0 | 0 | 0
PS | 0 | 0 | 0 | 0 | 0 | 0
PV | 0 | 0 | 0 | 0 | 0 | 0
PeakG | 2.35 | 8.11 | 10.94 | 11.99 | 23.53 | 33.54
PeakO | 0 | 0 | 0.01 | 0 | 0 | 0
ST | 0 | 0 | 0 | 0 | 0 | 0
STOG | 33.56 | 63.29 | 86.41 | 95.95 | 121.21 | 157.55
STWD | 0 | 0 | 0 | 0 | 0 | 0
WT | 0 | 0 | 0 | 0 | 0 | 0
IGCC | 0 | 0 | 0 | 0 | 0 | 0
DemandResponse | 0 | 0 | 0 | 0 | 0 | 0
IGCC-CCS | 0 | 0 | 0 | 0 | 0 | 0
WT_off | 0 | 0 | 0 | 0 | 0 | 0
PseudoUnit | 0 | 0 | 0 | 0 | 0 | 0
FixedInterchange | 0 | 0 | 0 | 0 | 0 | 0
Fuel Cost by Reporting Type: PJM_E
ReportingType | 2015 | 2020 | 2025 | 2030 | 2035 | 2040
BM | 0.49 | 19.01 | 19.01 | 19.01 | 19.01 | 19.01
CC | 914.02 | 1583.86 | 1578.41 | 1130.07 | 2019.63 | 2213.41
CSP | 0 | 0 | 0 | 0 | 0 | 0
CT | 0 | 0.04 | 0.05 | 0.29 | 45.8 | 14.84
Coal | 12.01 | 5.05 | 5.02 | 4.45 | 6.45 | 6.72
Geo | 0 | 0 | 0 | 0 | 0 | 0
H | 0 | 0 | 0 | 0 | 0 | 0
LFG | 0.01 | 0.18 | 0.18 | 0.18 | 0.18 | 0.18
Nuc | 563.79 | 533.75 | 567.11 | 578.18 | 415.32 | 329.35
PS | 0 | 0 | 0 | 0 | 0 | 0
PV | 0 | 0 | 0 | 0 | 0 | 0
PeakG | 1.2 | 4.21 | 26.47 | 27.48 | 56.9 | 31.37
PeakO | 0 | 0 | 0 | 0 | 0 | 0
ST | 0 | 0 | 0 | 0 | 0 | 0
STOG | 14.48 | 27.76 | 56.84 | 57.93 | 62.6 | 67.38
STWD | 0 | 0 | 0 | 0 | 0 | 0
WT | 0 | 0 | 0 | 0 | 0 | 0
IGCC | 0 | 0 | 0 | 0 | 0 | 0
DemandResponse | 0 | 0 | 0 | 0 | 0 | 0
IGCC-CCS | 0 | 0 | 0 | 0 | 0 | 0
WT_off | 0 | 0 | 0 | 0 | 0 | 0
PseudoUnit | 0 | 0 | 0 | 0 | 0 | 0
FixedInterchange | 0 | 0 | 0 | 0 | 0 | 0
Fuel Cost by Reporting Type: PJM_ROM
ReportingType | 2015 | 2020 | 2025 | 2030 | 2035 | 2040
BM | 0.3 | 11.41 | 11.41 | 11.41 | 11.41 | 11.41
CC | 562.69 | 828.98 | 798.82 | 631.08 | 1094.39 | 5380.7
CSP | 0 | 0 | 0 | 0 | 0 | 0
CT | 0.01 | 0.03 | 0.17 | 0.18 | 0.37 | 0.2
Coal | 1205.6 | 1317.65 | 1353.15 | 1317.76 | 1447.75 | 1525.74
Geo | 0 | 0 | 0 | 0 | 0 | 0
H | 0 | 0 | 0 | 0 | 0 | 0
LFG | 0.02 | 0.36 | 0.36 | 0.36 | 0.36 | 0.36
Nuc | 337.6 | 344.49 | 366.02 | 373.17 | 244.83 | 178.21
PS | 0 | 0 | 0 | 0 | 0 | 0
PV | 0 | 0 | 0 | 0 | 0 | 0
PeakG | 0 | 2.7 | 2.83 | 0.84 | 18.65 | 10.49
PeakO | 0 | 0 | 0 | 0 | 0 | 0
ST | 0 | 0 | 0 | 0 | 0 | 0
STOG | 35.46 | 69.51 | 72.94 | 75.68 | 100.93 | 148.94
STWD | 25.81 | 35.1 | 35.1 | 35.1 | 35.1 | 35.1
WT | 0 | 0 | 0 | 0 | 0 | 0
IGCC | 0 | 0 | 0 | 0 | 0 | 0
DemandResponse | 0 | 0 | 0 | 0 | 0 | 0
IGCC-CCS | 0 | 0 | 0 | 0 | 0 | 0
WT_off | 0 | 0 | 0 | 0 | 0 | 0
PseudoUnit | 0 | 0 | 0 | 0 | 0 | 0
FixedInterchange | 0 | 0 | 0 | 0 | 0 | 0
Fuel Cost by Reporting Type: PJM_ROR
ReportingType | 2015 | 2020 | 2025 | 2030 | 2035 | 2040
BM | 0 | 243.96 | 243.96 | 243.96 | 205.93 | 103.23
CC | 2165.99 | 2354.21 | 2236.01 | 1538.9 | 3805.23 | 3362.05
CSP | 0 | 0 | 0 | 0 | 0 | 0
CT | 0.27 | 0.29 | 0.31 | 0.33 | 31.38 | 69.53
Coal | 7528.75 | 5823.39 | 5861.95 | 6084.69 | 6444.14 | 6864.9
Geo | 0 | 0 | 0 | 0 | 0 | 0
H | 0 | 0 | 0 | 0 | 0 | 0
LFG | 0.07 | 0.42 | 0.73 | 0.73 | 0.73 | 0.73
Nuc | 1319.64 | 1346.55 | 1430.71 | 1395.54 | 1084.35 | 728.88
PS | 0 | 0 | 0 | 0 | 0 | 0
PV | 0 | 0 | 0 | 0 | 0 | 0
PeakG | 65.07 | 85.6 | 82.37 | 88.11 | 96.25 | 110.99
PeakO | 0 | 0 | 0 | 0 | 0 | 0
ST | 0 | 0 | 0 | 0 | 0 | 0
STOG | 36.69 | 41.8 | 44.61 | 44.75 | 50.55 | 57.37
STWD | 6.03 | 103.87 | 103.87 | 103.87 | 103.87 | 103.87
WT | 0 | 0 | 0 | 0 | 0 | 0
IGCC | 0 | 0 | 0 | 0 | 0 | 0
DemandResponse | 0 | 0 | 0 | 0 | 0 | 0
IGCC-CCS | 0 | 0 | 0 | 0 | 0 | 0
WT_off | 0 | 0 | 0 | 0 | 0 | 0
PseudoUnit | 0 | 0 | 0 | 0 | 0 | 0
FixedInterchange | 0 | 0 | 0 | 0 | 0 | 0
Fuel Cost by Reporting Type: SOCO
ReportingType | 2015 | 2020 | 2025 | 2030 | 2035 | 2040
BM | 0 | 3.25 | 3.24 | 12.29 | 12.29 | 21.95
CC | 4269.39 | 4520.29 | 4566.78 | 4029.53 | 4544.08 | 4389.23
CSP | 0 | 0 | 0 | 0 | 0 | 0
CT | 0 | 0 | 0 | 0 | 0 | 0
Coal | 2512.54 | 2613.33 | 2954.22 | 3177.07 | 3310.75 | 4871.53
Geo | 0 | 0 | 0 | 0 | 0 | 0
H | 0 | 0 | 0 | 0 | 0 | 0
LFG | 0 | 0 | 0.14 | 0.14 | 0.14 | 0.14
Nuc | 396.64 | 551.11 | 585.56 | 596.99 | 596.99 | 398.46
PS | 0 | 0 | 0 | 0 | 0 | 0
PV | 0 | 0 | 0 | 0 | 0 | 0
PeakG | 41.02 | 68.88 | 104.77 | 86.43 | 133.5 | 146.9
PeakO | 0 | 0 | 0 | 0 | 0 | 0
ST | 0 | 0 | 0 | 0 | 0 | 0
STOG | 0 | 0 | 0 | 0 | 0 | 0
STWD | 0 | 58.06 | 58.06 | 288.59 | 288.59 | 328.92
WT | 0 | 0 | 0 | 0 | 0 | 0
IGCC | 0 | 0 | 0 | 0 | 0 | 0
DemandResponse | 0 | 0 | 0 | 0 | 0 | 0
IGCC-CCS | 0 | 0 | 0 | 0 | 0 | 0
WT_off | 0 | 0 | 0 | 0 | 0 | 0
PseudoUnit | 0 | 0 | 0 | 0 | 0 | 0
FixedInterchange | 0 | 0 | 0 | 0 | 0 | 0
Fuel Cost by Reporting Type: SPP_N
ReportingType | 2015 | 2020 | 2025 | 2030 | 2035 | 2040
BM | 0 | 0 | 0 | 0 | 0 | 0
CC | 273.9 | 62.06 | 38.44 | 23.73 | 46.54 | 52.69
CSP | 0 | 0 | 0 | 0 | 0 | 0
CT | 0 | 0 | 0 | 0 | 0 | 0
Coal | 1066.85 | 848.29 | 722.94 | 516.98 | 580.4 | 573.39
Geo | 0 | 0 | 0 | 0 | 0 | 0
H | 0 | 0 | 0 | 0 | 0 | 0
LFG | 0 | 0 | 0 | 0.12 | 0.12 | 0.12
Nuc | 74.76 | 76.29 | 81.06 | 82.64 | 82.64 | 82.64
PS | 0 | 0 | 0 | 0 | 0 | 0
PV | 0 | 0 | 0 | 0 | 0 | 0
PeakG | 0 | 0 | 0 | 0 | 0 | 0
PeakO | 0 | 0 | 0 | 0 | 0 | 0
ST | 0 | 0 | 0 | 0 | 0 | 0
STOG | 17.23 | 5.79 | 0 | 0 | 0 | 0
STWD | 0 | 0 | 0 | 0 | 0 | 0
WT | 0 | 0 | 0 | 0 | 0 | 0
IGCC | 0 | 0 | 0 | 0 | 0 | 0
DemandResponse | 0 | 0 | 0 | 0 | 0 | 0
IGCC-CCS | 0 | 0 | 0 | 0 | 0 | 0
WT_off | 0 | 0 | 0 | 0 | 0 | 0
PseudoUnit | 0 | 0 | 0 | 0 | 0 | 0
FixedInterchange | 0 | 0 | 0 | 0 | 0 | 0
Fuel Cost by Reporting Type: SPP_S
ReportingType | 2015 | 2020 | 2025 | 2030 | 2035 | 2040
BM | 0 | 0 | 0 | 0 | 0 | 0
CC | 1572.25 | 841.81 | 415.11 | 261.51 | 365.27 | 437.53
CSP | 0 | 0 | 0 | 0 | 0 | 0
CT | 0 | 0 | 0 | 0 | 0 | 0
Coal | 2033.02 | 1412.45 | 653.08 | 366.58 | 531.27 | 593.79
Geo | 0 | 0 | 0 | 0 | 0 | 0
H | 0 | 0 | 0 | 0 | 0 | 0
LFG | 0 | 0 | 0 | 0.12 | 0.12 | 0.12
Nuc | 0 | 0 | 0 | 0 | 0 | 0
PS | 0 | 0 | 0 | 0 | 0 | 0
PV | 0 | 0 | 0 | 0 | 0 | 0
PeakG | 0 | 0 | 0 | 0 | 0 | 0
PeakO | 0 | 0 | 0 | 0 | 0 | 0
ST | 0 | 0 | 0 | 0 | 0 | 0
STOG | 156.08 | 157.9 | 69.22 | 2.8 | 61.55 | 113.76
STWD | 0 | 4.73 | 2.57 | 2.57 | 4.66 | 4.66
WT | 0 | 0 | 0 | 0 | 0 | 0
IGCC | 0 | 0 | 0 | 0 | 0 | 0
DemandResponse | 0 | 0 | 0 | 0 | 0 | 0
IGCC-CCS | 0 | 0 | 0 | 0 | 0 | 0
WT_off | 0 | 0 | 0 | 0 | 0 | 0
PseudoUnit | 0 | 0 | 0 | 0 | 0 | 0
FixedInterchange | 0 | 0 | 0 | 0 | 0 | 0
Fuel Cost by Reporting Type: TVA
ReportingType | 2015 | 2020 | 2025 | 2030 | 2035 | 2040
BM | 0 | 0 | 0 | 0 | 0 | 0
CC | 694 | 785.46 | 888.41 | 1006.7 | 1114.52 | 1113.82
CSP | 0 | 0 | 0 | 0 | 0 | 0
CT | 0 | 14.72 | 15.83 | 30.9 | 34.82 | 39.26
Coal | 2003.97 | 1815.33 | 1845.77 | 1872.34 | 2033.7 | 2299.43
Geo | 0 | 0 | 0 | 0 | 0 | 0
H | 0 | 0 | 0 | 0 | 0 | 0
LFG | 0 | 0 | 0.14 | 0.14 | 0.14 | 0.14
Nuc | 542.87 | 553.94 | 588.56 | 600.05 | 420.73 | 329.46
PS | 0 | 0 | 0 | 0 | 0 | 0
PV | 0 | 0 | 0 | 0 | 0 | 0
PeakG | 0 | 0 | 0 | 0 | 0 | 0
PeakO | 0 | 0 | 0 | 0 | 0 | 0
ST | 0 | 0 | 0 | 0 | 0 | 0
STOG | 0 | 0 | 0 | 0 | 0 | 0
STWD | 0 | 0.3 | 0.3 | 2.75 | 2.3 | 1.97
WT | 0 | 0 | 0 | 0 | 0 | 0
IGCC | 0 | 0 | 0 | 0 | 0 | 0
DemandResponse | 0 | 0 | 0 | 0 | 0 | 0
IGCC-CCS | 0 | 0 | 0 | 0 | 0 | 0
WT_off | 0 | 0 | 0 | 0 | 0 | 0
PseudoUnit | 0 | 0 | 0 | 0 | 0 | 0
FixedInterchange | 0 | 0 | 0 | 0 | 0 | 0
Fuel Cost by Reporting Type: TVA_Transmission
ReportingType | 2015 | 2020 | 2025 | 2030 | 2035 | 2040
BM | 0 | 0 | 0 | 0 | 0 | 0
CC | 0 | 0 | 0 | 0 | 0 | 0
CSP | 0 | 0 | 0 | 0 | 0 | 0
CT | 0 | 0 | 0 | 0 | 0 | 0
Coal | 0 | 0 | 0 | 0 | 0 | 0
Geo | 0 | 0 | 0 | 0 | 0 | 0
H | 0 | 0 | 0 | 0 | 0 | 0
LFG | 0 | 0 | 0 | 0 | 0 | 0
Nuc | 0 | 0 | 0 | 0 | 0 | 0
PS | 0 | 0 | 0 | 0 | 0 | 0
PV | 0 | 0 | 0 | 0 | 0 | 0
PeakG | 0 | 0 | 0 | 0 | 0 | 0
PeakO | 0 | 0 | 0 | 0 | 0 | 0
ST | 0 | 0 | 0 | 0 | 0 | 0
STOG | 0 | 0 | 0 | 0 | 0 | 0
STWD | 0 | 0 | 0 | 0 | 0 | 0
WT | 0 | 0 | 0 | 0 | 0 | 0
IGCC | 0 | 0 | 0 | 0 | 0 | 0
DemandResponse | 0 | 0 | 0 | 0 | 0 | 0
IGCC-CCS | 0 | 0 | 0 | 0 | 0 | 0
WT_off | 0 | 0 | 0 | 0 | 0 | 0
PseudoUnit | 0 | 0 | 0 | 0 | 0 | 0
FixedInterchange | 0 | 0 | 0 | 0 | 0 | 0
Fuel Cost by Reporting Type: VACAR
ReportingType | 2015 | 2020 | 2025 | 2030 | 2035 | 2040
BM | 0.58 | 146.89 | 540.06 | 578.1 | 694.27 | 789.82
CC | 1863.15 | 2646.36 | 2315.58 | 1910.59 | 3893.78 | 5685.98
CSP | 0 | 0 | 0 | 0 | 0 | 0
CT | 2.52 | 4.49 | 8.62 | 23.64 | 22.95 | 27.19
Coal | 2574.25 | 2437.95 | 2979.13 | 3182.66 | 3738.02 | 4046.42
Geo | 0 | 0 | 0 | 0 | 0 | 0
H | 0 | 0 | 0 | 0 | 0 | 0
LFG | 0 | 0.14 | 0.14 | 0.14 | 0.14 | 0.14
Nuc | 730.67 | 900.6 | 956.89 | 975.58 | 746.08 | 614.79
PS | 0 | 0 | 0 | 0 | 0 | 0
PV | 0 | 0 | 0 | 0 | 0 | 0
PeakG | 3.4 | 5.7 | 17.05 | 17.67 | 19.35 | 20.2
PeakO | 0 | 0 | 0 | 0 | 0 | 0
ST | 0 | 0 | 0 | 0 | 0 | 0
STOG | 0 | 0 | 0 | 0 | 0 | 0
STWD | 159.73 | 159.73 | 159.73 | 159.73 | 159.73 | 159.73
WT | 0 | 0 | 0 | 0 | 0 | 0
IGCC | 0 | 0 | 0 | 0 | 0 | 0
DemandResponse | 0 | 0 | 0 | 0 | 0 | 0
IGCC-CCS | 0 | 0 | 0 | 0 | 0 | 0
WT_off | 0 | 0 | 0 | 0 | 0 | 0
PseudoUnit | 0 | 0 | 0 | 0 | 0 | 0
FixedInterchange | 0 | 0 | 0 | 0 | 0 | 0
Fuel Cost by Reporting Type: IESO
ReportingType | 2015 | 2020 | 2025 | 2030 | 2035 | 2040
BM | 0 | 0 | 0 | 0 | 0 | 0
CC | 44.93 | 30.43 | 23.72 | 22.67 | 275.79 | 944.46
CSP | 0 | 0 | 0 | 0 | 0 | 0
CT | 0 | 0 | 0 | 0 | 0.07 | 3.23
Coal | 0 | 0 | 0 | 0 | 0 | 0
Geo | 0 | 0 | 0 | 0 | 0 | 0
H | 0 | 0 | 0 | 0 | 0 | 0
LFG | 0.02 | 0.02 | 0.02 | 0.02 | 0.02 | 0.02
Nuc | 854.23 | 871.65 | 926.13 | 944.22 | 869.51 | 757.81
PS | 0 | 0 | 0 | 0 | 0 | 0
PV | 0 | 0 | 0 | 0 | 0 | 0
PeakG | 0 | 0 | 0 | 0 | 0 | 0.34
PeakO | 0 | 0 | 0 | 0 | 0 | 0
ST | 0 | 0 | 0 | 0 | 0 | 0
STOG | 0 | 0 | 0 | 0 | 0 | 0
STWD | 0 | 0 | 0 | 0 | 0 | 0
WT | 0 | 0 | 0 | 0 | 0 | 0
IGCC | 0 | 0 | 0 | 0 | 0 | 0
DemandResponse | 0 | 0 | 0 | 0 | 0 | 0
IGCC-CCS | 0 | 0 | 0 | 0 | 0 | 0
WT_off | 0 | 0 | 0 | 0 | 0 | 0
PseudoUnit | 0 | 0 | 0 | 0 | 0 | 0
FixedInterchange | 0 | 0 | 0 | 0 | 0 | 0
Fuel Cost by Reporting Type: MAPP_CA
ReportingType | 2015 | 2020 | 2025 | 2030 | 2035 | 2040
BM | 0 | 0 | 0 | 0 | 0 | 0
CC | 123.79 | 92.18 | 24.36 | 0 | 0 | 4.26
CSP | 0 | 0 | 0 | 0 | 0 | 0
CT | 0.01 | 0 | 0 | 0 | 0 | 0
Coal | 15.48 | 35 | 0.07 | 0 | 0 | 0
Geo | 0 | 0 | 0 | 0 | 0 | 0
H | 0 | 0 | 0 | 0 | 0 | 0
LFG | 0 | 0 | 0 | 0 | 0 | 0
Nuc | 0 | 0 | 0 | 0 | 0 | 0
PS | 0 | 0 | 0 | 0 | 0 | 0
PV | 0 | 0 | 0 | 0 | 0 | 0
PeakG | 0 | 0 | 0 | 0 | 0 | 0
PeakO | 0 | 0 | 0 | 0 | 0 | 0
ST | 0 | 0 | 0 | 0 | 0 | 0
STOG | 0.03 | 0 | 0 | 0 | 0 | 0
STWD | 0 | 0 | 0 | 0 | 0 | 0
WT | 0 | 0 | 0 | 0 | 0 | 0
IGCC | 0 | 0 | 0 | 0 | 0 | 0
DemandResponse | 0 | 0 | 0 | 0 | 0 | 0
IGCC-CCS | 0 | 0 | 0 | 0 | 0 | 0
WT_off | 0 | 0 | 0 | 0 | 0 | 0
PseudoUnit | 0 | 0 | 0 | 0 | 0 | 0
FixedInterchange | 0 | 0 | 0 | 0 | 0 | 0
Fuel Cost by Reporting Type: AZ_NM_SNV_Coal
ReportingType | 2015 | 2020 | 2025 | 2030 | 2035 | 2040
BM | 0 | 0 | 0 | 0 | 0 | 0
CC | 0 | 0 | 0 | 0 | 0 | 0
CSP | 0 | 0 | 0 | 0 | 0 | 0
CT | 0 | 0 | 0 | 0 | 0 | 0
Coal | 1368.76 | 1320.25 | 1320.25 | 1320.25 | 1810.28 | 3609.75
Geo | 0 | 0 | 0 | 0 | 0 | 0
H | 0 | 0 | 0 | 0 | 0 | 0
LFG | 0 | 0 | 0 | 0 | 0 | 0
Nuc | 0 | 0 | 0 | 0 | 0 | 0
PS | 0 | 0 | 0 | 0 | 0 | 0
PV | 0 | 0 | 0 | 0 | 0 | 0
PeakG | 0 | 0 | 0 | 0 | 0 | 0
PeakO | 0 | 0 | 0 | 0 | 0 | 0
ST | 0 | 0 | 0 | 0 | 0 | 0
STOG | 0 | 0 | 0 | 0 | 0 | 0
STWD | 0 | 0 | 0 | 0 | 0 | 0
WT | 0 | 0 | 0 | 0 | 0 | 0
IGCC | 0 | 0 | 0 | 0 | 0 | 0
DemandResponse | 0 | 0 | 0 | 0 | 0 | 0
IGCC-CCS | 0 | 0 | 0 | 0 | 0 | 0
WT_off | 0 | 0 | 0 | 0 | 0 | 0
PseudoUnit | 0 | 0 | 0 | 0 | 0 | 0
FixedInterchange | 0 | 0 | 0 | 0 | 0 | 0
Fuel Cost by Reporting Type: AZ_NM_SNV_Gas
ReportingType | 2015 | 2020 | 2025 | 2030 | 2035 | 2040
BM | 0 | 0 | 0 | 0 | 0 | 0
CC | 3703.8 | 4887.9 | 5201.74 | 6753.31 | 7517.9 | 7652.33
CSP | 0 | 0 | 0 | 0 | 0 | 0
CT | 0 | 0 | 8.81 | 18.39 | 0 | 0
Coal | 0 | 0 | 0 | 0 | 0 | 0
Geo | 0 | 0 | 0 | 0 | 0 | 0
H | 0 | 0 | 0 | 0 | 0 | 0
LFG | 0 | 0 | 0 | 0 | 0 | 0
Nuc | 0 | 0 | 0 | 0 | 0 | 0
PS | 0 | 0 | 0 | 0 | 0 | 0
PV | 0 | 0 | 0 | 0 | 0 | 0
PeakG | 0 | 0 | 16.1 | 29.29 | 38.44 | 0
PeakO | 0 | 0 | 0 | 0 | 0 | 0
ST | 0 | 0 | 0 | 0 | 0 | 0
STOG | 0 | 0 | 0 | 0 | 0 | 0
STWD | 0 | 0 | 0 | 0 | 0 | 0
WT | 0 | 0 | 0 | 0 | 0 | 0
IGCC | 0 | 0 | 0 | 0 | 0 | 0
DemandResponse | 0 | 0 | 0 | 0 | 0 | 0
IGCC-CCS | 0 | 0 | 0 | 0 | 0 | 0
WT_off | 0 | 0 | 0 | 0 | 0 | 0
PseudoUnit | 0 | 0 | 0 | 0 | 0 | 0
FixedInterchange | 0 | 0 | 0 | 0 | 0 | 0
Fuel Cost by Reporting Type: AZ_NM_SNV_NucRenew
ReportingType | 2015 | 2020 | 2025 | 2030 | 2035 | 2040
BM | 0 | 0 | 0 | 0 | 0 | 0
CC | 0 | 0 | 0 | 0 | 0 | 0
CSP | 0 | 0 | 0 | 0 | 0 | 0
CT | 0 | 0 | 0 | 0 | 0 | 0
Coal | 0 | 0 | 0 | 0 | 0 | 0
Geo | 0 | 0 | 0 | 0 | 0 | 0
H | 0 | 0 | 0 | 0 | 0 | 0
LFG | 0 | 0 | 0.08 | 0.08 | 0.08 | 0.08
Nuc | 254.91 | 260.1 | 276.36 | 281.76 | 281.76 | 281.76
PS | 0 | 0 | 0 | 0 | 0 | 0
PV | 0 | 0 | 0 | 0 | 0 | 0
PeakG | 0 | 0 | 0 | 0 | 0 | 0
PeakO | 0 | 0 | 0 | 0 | 0 | 0
ST | 0 | 0 | 0 | 0 | 0 | 0
STOG | 0 | 0 | 0 | 0 | 0 | 0
STWD | 11.54 | 11.54 | 11.54 | 11.54 | 11.54 | 11.54
WT | 0 | 0 | 0 | 0 | 0 | 0
IGCC | 0 | 0 | 0 | 0 | 0 | 0
DemandResponse | 0 | 0 | 0 | 0 | 0 | 0
IGCC-CCS | 0 | 0 | 0 | 0 | 0 | 0
WT_off | 0 | 0 | 0 | 0 | 0 | 0
PseudoUnit | 0 | 0 | 0 | 0 | 0 | 0
FixedInterchange | 0 | 0 | 0 | 0 | 0 | 0
Fuel Cost by Reporting Type: ERCOT
ReportingType | 2015 | 2020 | 2025 | 2030 | 2035 | 2040
BM | 0 | 13.08 | 8.34 | 1169.65 | 1210.29 | 1284.03
CC | 4952.67 | 4675.89 | 3989.97 | 3457.29 | 4104.46 | 5132.33
CSP | 0 | 0 | 0 | 0 | 0 | 0
CT | 0 | 0 | 0 | 0 | 0 | 0
Coal | 3054.27 | 3314.15 | 3482.49 | 3503.89 | 3560.67 | 3595.35
Geo | 0 | 0 | 0 | 0 | 0 | 0
H | 0 | 0 | 0 | 0 | 0 | 0
LFG | 0 | 0 | 0.45 | 0.45 | 0.45 | 0.45
Nuc | 339.13 | 346.04 | 367.67 | 374.85 | 374.85 | 374.85
PS | 0 | 0 | 0 | 0 | 0 | 0
PV | 0 | 0 | 0 | 0 | 0 | 0
PeakG | 0 | 0 | 0 | 0 | 0 | 0
PeakO | 0 | 0 | 0 | 0 | 0 | 0
ST | 0 | 0 | 0 | 0 | 0 | 0
STOG | 247.83 | 284.41 | 289.8 | 267.71 | 288.46 | 290.52
STWD | 0 | 0 | 0 | 0 | 0 | 0
WT | 0 | 0 | 0 | 0 | 0 | 0
IGCC | 0 | 0 | 0 | 0 | 0 | 0
DemandResponse | 0 | 0 | 0 | 0 | 0 | 0
IGCC-CCS | 0 | 0 | 0 | 0 | 0 | 0
WT_off | 0 | 0 | 0 | 0 | 0 | 0
PseudoUnit | 0 | 0 | 0 | 0 | 0 | 0
FixedInterchange | 0 | 0 | 0 | 0 | 0 | 0
Fuel Cost by Reporting Type: NP15
ReportingType | 2015 | 2020 | 2025 | 2030 | 2035 | 2040
BM | 0 | 0 | 0 | 0 | 0 | 0
CC | 1310.52 | 1516.71 | 1231.34 | 1015.78 | 627.37 | 287.1
CSP | 0 | 0 | 0 | 0 | 0 | 0
CT | 0 | 0 | 0 | 0 | 0 | 0
Coal | 1.66 | 0 | 0 | 0 | 0 | 0
Geo | 0 | 0 | 0 | 0 | 0 | 0
H | 0 | 0 | 0 | 0 | 0 | 0
LFG | 0 | 0.72 | 0.72 | 0.72 | 0.72 | 0.72
Nuc | 150.62 | 153.69 | 163.3 | 166.49 | 166.49 | 166.49
PS | 0 | 0 | 0 | 0 | 0 | 0
PV | 0 | 0 | 0 | 0 | 0 | 0
PeakG | 0 | 0 | 0 | 0 | 0 | 0.42
PeakO | 0 | 0 | 0 | 0 | 0 | 0
ST | 0 | 0 | 0 | 0 | 0 | 0
STOG | 6.55 | 9.59 | 4.36 | 9.03 | 6.22 | 12.7
STWD | 244.45 | 244.45 | 244.45 | 244.45 | 244.45 | 244.45
WT | 0 | 0 | 0 | 0 | 0 | 0
IGCC | 0 | 0 | 0 | 0 | 0 | 0
DemandResponse | 0 | 0 | 0 | 0 | 0 | 0
IGCC-CCS | 0 | 0 | 0 | 0 | 0 | 0
WT_off | 0 | 0 | 0 | 0 | 0 | 0
PseudoUnit | 0 | 0 | 0 | 0 | 0 | 0
FixedInterchange | 0 | 0 | 0 | 0 | 0 | 0
Fuel Cost by Reporting Type: NWPP_Coal
ReportingType | 2015 | 2020 | 2025 | 2030 | 2035 | 2040
BM | 0 | 0 | 0 | 0 | 0 | 0
CC | 0 | 0 | 0 | 0 | 0 | 0
CSP | 0 | 0 | 0 | 0 | 0 | 0
CT | 0 | 0 | 0 | 0 | 0 | 0
Coal | 1527.4 | 1345.17 | 1365.93 | 1389.64 | 1438.67 | 1814.86
Geo | 0 | 0 | 0 | 0 | 0 | 0
H | 0 | 0 | 0 | 0 | 0 | 0
LFG | 0 | 0 | 0 | 0 | 0 | 0
Nuc | 0 | 0 | 0 | 0 | 0 | 0
PS | 0 | 0 | 0 | 0 | 0 | 0
PV | 0 | 0 | 0 | 0 | 0 | 0
PeakG | 0 | 0 | 0 | 0 | 0 | 0
PeakO | 0 | 0 | 0 | 0 | 0 | 0
ST | 0 | 0 | 0 | 0 | 0 | 0
STOG | 0 | 0 | 0 | 0 | 0 | 0
STWD | 0 | 0 | 0 | 0 | 0 | 0
WT | 0 | 0 | 0 | 0 | 0 | 0
IGCC | 0 | 0 | 0 | 0 | 0 | 0
DemandResponse | 0 | 0 | 0 | 0 | 0 | 0
IGCC-CCS | 0 | 0 | 0 | 0 | 0 | 0
WT_off | 0 | 0 | 0 | 0 | 0 | 0
PseudoUnit | 0 | 0 | 0 | 0 | 0 | 0
FixedInterchange | 0 | 0 | 0 | 0 | 0 | 0
Fuel Cost by Reporting Type: NWPP_Gas
ReportingType | 2015 | 2020 | 2025 | 2030 | 2035 | 2040
BM | 0 | 0 | 0 | 0 | 0 | 0
CC | 1730.69 | 1944.62 | 2091.2 | 3239.91 | 5351.2 | 6166.94
CSP | 0 | 0 | 0 | 0 | 0 | 0
CT | 0 | 0 | 0 | 0 | 0 | 0
Coal | 0 | 0 | 0 | 0 | 0 | 78.93
Geo | 0 | 0 | 0 | 0 | 0 | 0
H | 0 | 0 | 0 | 0 | 0 | 0
LFG | 0 | 0 | 0 | 0 | 0 | 0
Nuc | 0 | 0 | 0 | 0 | 0 | 0
PS | 0 | 0 | 0 | 0 | 0 | 0
PV | 0 | 0 | 0 | 0 | 0 | 0
PeakG | 0 | 0 | 0 | 0 | 0 | 0
PeakO | 0 | 0 | 0 | 0 | 0 | 0
ST | 0 | 0 | 0 | 0 | 0 | 0
STOG | 0 | 0 | 0 | 0 | 0 | 0
STWD | 0 | 0 | 0 | 0 | 0 | 0
WT | 0 | 0 | 0 | 0 | 0 | 0
IGCC | 0 | 0 | 0 | 0 | 0 | 0
DemandResponse | 0 | 0 | 0 | 0 | 0 | 0
IGCC-CCS | 0 | 0 | 0 | 0 | 0 | 0
WT_off | 0 | 0 | 0 | 0 | 0 | 0
PseudoUnit | 0 | 0 | 0 | 0 | 0 | 0
FixedInterchange | 0 | 0 | 0 | 0 | 0 | 0
Fuel Cost by Reporting Type: NWPP_NucRenew
ReportingType | 2015 | 2020 | 2025 | 2030 | 2035 | 2040
BM | 0 | 0 | 0 | 0 | 0 | 0.06
CC | 0 | 0 | 0 | 0 | 0 | 0
CSP | 0 | 0 | 0 | 0 | 0 | 0
CT | 0 | 0 | 0 | 0 | 0 | 0
Coal | 0 | 0 | 0 | 0 | 0 | 0
Geo | 0 | 0 | 0 | 0 | 0 | 0
H | 0 | 0 | 0 | 0 | 0 | 0
LFG | 0.03 | 0.03 | 0.27 | 0.34 | 0.34 | 0.34
Nuc | 71.13 | 72.58 | 77.12 | 78.63 | 78.63 | 78.63
PS | 0 | 0 | 0 | 0 | 0 | 0
PV | 0 | 0 | 0 | 0 | 0 | 0
PeakG | 0 | 0 | 0 | 0 | 0 | 0
PeakO | 0 | 0 | 0 | 0 | 0 | 0
ST | 0 | 0 | 0 | 0 | 0 | 0
STOG | 0 | 0 | 0 | 0 | 0 | 0
STWD | 0 | 6.29 | 104.19 | 203.71 | 203.71 | 203.65
WT | 0 | 0 | 0 | 0 | 0 | 0
IGCC | 0 | 0 | 0 | 0 | 0 | 0
DemandResponse | 0 | 0 | 0 | 0 | 0 | 0
IGCC-CCS | 0 | 0 | 0 | 0 | 0 | 0
WT_off | 0 | 0 | 0 | 0 | 0 | 0
PseudoUnit | 0 | 0 | 0 | 0 | 0 | 0
FixedInterchange | 0 | 0 | 0 | 0 | 0 | 0
Fuel Cost by Reporting Type: RMPA
ReportingType | 2015 | 2020 | 2025 | 2030 | 2035 | 2040
BM | 0 | 0 | 0 | 0 | 0 | 0
CC | 192.76 | 328.63 | 101.23 | 147.02 | 133.55 | 162.72
CSP | 0 | 0 | 0 | 0 | 0 | 0
CT | 0 | 0 | 0 | 0 | 0 | 0
Coal | 723.26 | 625.07 | 585.16 | 586.62 | 745.04 | 892.62
Geo | 0 | 0 | 0 | 0 | 0 | 0
H | 0 | 0 | 0 | 0 | 0 | 0
LFG | 0 | 0 | 0 | 0.04 | 0.04 | 0.04
Nuc | 0 | 0 | 0 | 0 | 0 | 0
PS | 0 | 0 | 0 | 0 | 0 | 0
PV | 0 | 0 | 0 | 0 | 0 | 0
PeakG | 0.21 | 0.82 | 0 | 2.36 | 0.42 | 1.19
PeakO | 0 | 0 | 0 | 0 | 0 | 0
ST | 0 | 0 | 0 | 0 | 0 | 0
STOG | 0 | 0 | 0 | 0 | 0 | 0
STWD | 0 | 0 | 0 | 0 | 0 | 0
WT | 0 | 0 | 0 | 0 | 0 | 0
IGCC | 0 | 0 | 0 | 0 | 0 | 0
DemandResponse | 0 | 0 | 0 | 0 | 0 | 0
IGCC-CCS | 0 | 0 | 0 | 0 | 0 | 0
WT_off | 0 | 0 | 0 | 0 | 0 | 0
PseudoUnit | 0 | 0 | 0 | 0 | 0 | 0
FixedInterchange | 0 | 0 | 0 | 0 | 0 | 0
Fuel Cost by Reporting Type: SP15
ReportingType | 2015 | 2020 | 2025 | 2030 | 2035 | 2040
BM | 3.8 | 3.8 | 3.8 | 3.8 | 2.77 | 2.33
CC | 861.72 | 1001.74 | 938.47 | 878.45 | 912.82 | 541.08
CSP | 0 | 0 | 0 | 0 | 0 | 0
CT | 0 | 0 | 0 | 0 | 0 | 0
Coal | 5.6 | 3.9 | 3.9 | 3.45 | 0 | 0
Geo | 0 | 0 | 0 | 0 | 0 | 0
H | 0 | 0 | 0 | 0 | 0 | 0
LFG | 0.01 | 0.72 | 0.72 | 0.72 | 0.72 | 0.72
Nuc | 139.02 | 141.86 | 150.73 | 153.67 | 153.67 | 153.67
PS | 0 | 0 | 0 | 0 | 0 | 0
PV | 0 | 0 | 0 | 0 | 0 | 0
PeakG | 0 | 0 | 0 | 0 | 0.3 | 0
PeakO | 0 | 0 | 0 | 0 | 0 | 0
ST | 0 | 0 | 0 | 0 | 0 | 0
STOG | 11.66 | 20.49 | 14 | 26.7 | 60.09 | 40.82
STWD | 62.63 | 62.63 | 62.63 | 62.63 | 62.63 | 62.63
WT | 0 | 0 | 0 | 0 | 0 | 0
IGCC | 0 | 0 | 0 | 0 | 0 | 0
DemandResponse | 0 | 0 | 0 | 0 | 0 | 0
IGCC-CCS | 0 | 0 | 0 | 0 | 0 | 0
WT_off | 0 | 0 | 0 | 0 | 0 | 0
PseudoUnit | 0 | 0 | 0 | 0 | 0 | 0
FixedInterchange | 0 | 0 | 0 | 0 | 0 | 0
Fuel Cost by Reporting Type: ALB
ReportingType | 2015 | 2020 | 2025 | 2030 | 2035 | 2040
BM | 0 | 0 | 0 | 0 | 0 | 0
CC | 673.85 | 916.65 | 1283.6 | 1643.98 | 2143.46 | 2629.14
CSP | 0 | 0 | 0 | 0 | 0 | 0
CT | 0 | 0 | 0 | 0 | 0 | 0
Coal | 295.95 | 217.7 | 217.7 | 217.7 | 312.91 | 352.59
Geo | 0 | 0 | 0 | 0 | 0 | 0
H | 0 | 0 | 0 | 0 | 0 | 0
LFG | 0 | 0 | 0 | 0 | 0 | 0
Nuc | 0 | 0 | 0 | 0 | 0 | 0
PS | 0 | 0 | 0 | 0 | 0 | 0
PV | 0 | 0 | 0 | 0 | 0 | 0
PeakG | 0 | 0 | 0 | 0 | 0 | 0
PeakO | 0 | 0 | 0 | 0 | 0 | 0
ST | 0 | 0 | 0 | 0 | 0 | 0
STOG | 0 | 0 | 0 | 0 | 0 | 0
STWD | 0 | 0 | 0 | 0 | 0 | 0
WT | 0 | 0 | 0 | 0 | 0 | 0
IGCC | 0 | 0 | 0 | 0 | 0 | 0
DemandResponse | 0 | 0 | 0 | 0 | 0 | 0
IGCC-CCS | 0 | 0 | 0 | 0 | 0 | 0
WT_off | 0 | 0 | 0 | 0 | 0 | 0
PseudoUnit | 0 | 0 | 0 | 0 | 0 | 0
FixedInterchange | 0 | 0 | 0 | 0 | 0 | 0
Fuel Cost by Reporting Type: BC
ReportingType | 2015 | 2020 | 2025 | 2030 | 2035 | 2040
BM | 0 | 0 | 0 | 0 | 0 | 0
CC | 334.08 | 433.42 | 643.74 | 948.14 | 1319.37 | 1781.29
CSP | 0 | 0 | 0 | 0 | 0 | 0
CT | 0 | 0 | 0 | 0 | 0 | 0
Coal | 0 | 0 | 0 | 0 | 0 | 0
Geo | 0 | 0 | 0 | 0 | 0 | 0
H | 0 | 0 | 0 | 0 | 0 | 0
LFG | 0 | 0 | 0 | 0 | 0 | 0
Nuc | 0 | 0 | 0 | 0 | 0 | 0
PS | 0 | 0 | 0 | 0 | 0 | 0
PV | 0 | 0 | 0 | 0 | 0 | 0
PeakG | 0 | 0 | 0 | 0 | 0 | 0
PeakO | 0 | 0 | 0 | 0 | 0 | 0
ST | 0 | 0 | 0 | 0 | 0 | 0
STOG | 0 | 0 | 0 | 0 | 0 | 0
STWD | 0 | 0 | 0 | 0 | 0 | 0
WT | 0 | 0 | 0 | 0 | 0 | 0
IGCC | 0 | 0 | 0 | 0 | 0 | 0
DemandResponse | 0 | 0 | 0 | 0 | 0 | 0
IGCC-CCS | 0 | 0 | 0 | 0 | 0 | 0
WT_off | 0 | 0 | 0 | 0 | 0 | 0
PseudoUnit | 0 | 0 | 0 | 0 | 0 | 0
FixedInterchange | 0 | 0 | 0 | 0 | 0 | 0
Fuel Cost by Reporting Type: HQ_IESO
ReportingType | 2015 | 2020 | 2025 | 2030 | 2035 | 2040
BM | 0 | 0 | 0 | 0 | 0 | 0
CC | 0 | 0 | 0 | 0 | 0 | 0
CSP | 0 | 0 | 0 | 0 | 0 | 0
CT | 0 | 0 | 0 | 0 | 0 | 0
Coal | 0 | 0 | 0 | 0 | 0 | 0
Geo | 0 | 0 | 0 | 0 | 0 | 0
H | 0 | 0 | 0 | 0 | 0 | 0
LFG | 0 | 0 | 0 | 0 | 0 | 0
Nuc | 0 | 0 | 0 | 0 | 0 | 0
PS | 0 | 0 | 0 | 0 | 0 | 0
PV | 0 | 0 | 0 | 0 | 0 | 0
PeakG | 0 | 0 | 0 | 0 | 0 | 0
PeakO | 0 | 0 | 0 | 0 | 0 | 0
ST | 0 | 0 | 0 | 0 | 0 | 0
STOG | 0 | 0 | 0 | 0 | 0 | 0
STWD | 0 | 0 | 0 | 0 | 0 | 0
WT | 0 | 0 | 0 | 0 | 0 | 0
IGCC | 0 | 0 | 0 | 0 | 0 | 0
DemandResponse | 0 | 0 | 0 | 0 | 0 | 0
IGCC-CCS | 0 | 0 | 0 | 0 | 0 | 0
WT_off | 0 | 0 | 0 | 0 | 0 | 0
PseudoUnit | 0 | 0 | 0 | 0 | 0 | 0
FixedInterchange | 0 | 0 | 0 | 0 | 0 | 0
Fuel Cost by Reporting Type: HQ_NEISO
ReportingType | 2015 | 2020 | 2025 | 2030 | 2035 | 2040
BM | 0 | 0 | 0 | 0 | 0 | 0
CC | 0 | 0 | 0 | 0 | 0 | 0
CSP | 0 | 0 | 0 | 0 | 0 | 0
CT | 0 | 0 | 0 | 0 | 0 | 0
Coal | 0 | 0 | 0 | 0 | 0 | 0
Geo | 0 | 0 | 0 | 0 | 0 | 0
H | 0 | 0 | 0 | 0 | 0 | 0
LFG | 0 | 0 | 0 | 0 | 0 | 0
Nuc | 0 | 0 | 0 | 0 | 0 | 0
PS | 0 | 0 | 0 | 0 | 0 | 0
PV | 0 | 0 | 0 | 0 | 0 | 0
PeakG | 0 | 0 | 0 | 0 | 0 | 0
PeakO | 0 | 0 | 0 | 0 | 0 | 0
ST | 0 | 0 | 0 | 0 | 0 | 0
STOG | 0 | 0 | 0 | 0 | 0 | 0
STWD | 0 | 0 | 0 | 0 | 0 | 0
WT | 0 | 0 | 0 | 0 | 0 | 0
IGCC | 0 | 0 | 0 | 0 | 0 | 0
DemandResponse | 0 | 0 | 0 | 0 | 0 | 0
IGCC-CCS | 0 | 0 | 0 | 0 | 0 | 0
WT_off | 0 | 0 | 0 | 0 | 0 | 0
PseudoUnit | 0 | 0 | 0 | 0 | 0 | 0
FixedInterchange | 0 | 0 | 0 | 0 | 0 | 0
Fuel Cost by Reporting Type: HQ_NY
ReportingType | 2015 | 2020 | 2025 | 2030 | 2035 | 2040
BM | 0 | 0 | 0 | 0 | 0 | 0
CC | 0 | 0 | 0 | 0 | 0 | 0
CSP | 0 | 0 | 0 | 0 | 0 | 0
CT | 0 | 0 | 0 | 0 | 0 | 0
Coal | 0 | 0 | 0 | 0 | 0 | 0
Geo | 0 | 0 | 0 | 0 | 0 | 0
H | 0 | 0 | 0 | 0 | 0 | 0
LFG | 0 | 0 | 0 | 0 | 0 | 0
Nuc | 0 | 0 | 0 | 0 | 0 | 0
PS | 0 | 0 | 0 | 0 | 0 | 0
PV | 0 | 0 | 0 | 0 | 0 | 0
PeakG | 0 | 0 | 0 | 0 | 0 | 0
PeakO | 0 | 0 | 0 | 0 | 0 | 0
ST | 0 | 0 | 0 | 0 | 0 | 0
STOG | 0 | 0 | 0 | 0 | 0 | 0
STWD | 0 | 0 | 0 | 0 | 0 | 0
WT | 0 | 0 | 0 | 0 | 0 | 0
IGCC | 0 | 0 | 0 | 0 | 0 | 0
DemandResponse | 0 | 0 | 0 | 0 | 0 | 0
IGCC-CCS | 0 | 0 | 0 | 0 | 0 | 0
WT_off | 0 | 0 | 0 | 0 | 0 | 0
PseudoUnit | 0 | 0 | 0 | 0 | 0 | 0
FixedInterchange | 0 | 0 | 0 | 0 | 0 | 0
Fuel Cost by Reporting Type: MARITIMES
ReportingType | 2015 | 2020 | 2025 | 2030 | 2035 | 2040
BM | 0 | 0 | 0 | 0 | 0 | 0
CC | 0 | 0 | 0 | 0 | 0 | 0
CSP | 0 | 0 | 0 | 0 | 0 | 0
CT | 0 | 0 | 0 | 0 | 0 | 0
Coal | 0 | 0 | 0 | 0 | 0 | 0
Geo | 0 | 0 | 0 | 0 | 0 | 0
H | 0 | 0 | 0 | 0 | 0 | 0
LFG | 0 | 0 | 0 | 0 | 0 | 0
Nuc | 0 | 0 | 0 | 0 | 0 | 0
PS | 0 | 0 | 0 | 0 | 0 | 0
PV | 0 | 0 | 0 | 0 | 0 | 0
PeakG | 0 | 0 | 0 | 0 | 0 | 0
PeakO | 0 | 0 | 0 | 0 | 0 | 0
ST | 0 | 0 | 0 | 0 | 0 | 0
STOG | 0 | 0 | 0 | 0 | 0 | 0
STWD | 0 | 0 | 0 | 0 | 0 | 0
WT | 0 | 0 | 0 | 0 | 0 | 0
IGCC | 0 | 0 | 0 | 0 | 0 | 0
DemandResponse | 0 | 0 | 0 | 0 | 0 | 0
IGCC-CCS | 0 | 0 | 0 | 0 | 0 | 0
WT_off | 0 | 0 | 0 | 0 | 0 | 0
PseudoUnit | 0 | 0 | 0 | 0 | 0 | 0
FixedInterchange | 0 | 0 | 0 | 0 | 0 | 0
Fuel Cost by Reporting Type: All
ReportingType | 2015 | 2020 | 2025 | 2030 | 2035 | 2040
BM | 164.98 | 545.21 | 876.59 | 2081.6 | 2200.77 | 2278.3
CC | 38985.54 | 44028.97 | 41440.98 | 40581.37 | 56684.32 | 69895.33
CSP | 0 | 0 | 0 | 0 | 0 | 0
CT | 58.59 | 121.58 | 155.39 | 174.5 | 379.59 | 509.75
Coal | 38918.03 | 34634.42 | 34550.97 | 34259.81 | 38387.68 | 44305.47
Geo | 0 | 0 | 0 | 0 | 0 | 0
H | 0 | 0 | 0 | 0 | 0 | 0
LFG | 0.25 | 2.74 | 5.56 | 6.49 | 6.49 | 6.49
Nuc | 7711.69 | 8128.82 | 8636.85 | 8697.96 | 6764.49 | 5326.78
PS | 0 | 0 | 0 | 0 | 0 | 0
PV | 0 | 0 | 0 | 0 | 0 | 0
PeakG | 181.82 | 255.27 | 365.28 | 353.17 | 467.66 | 464.56
PeakO | 0 | 0 | 0.33 | 0 | 0 | 0
ST | 0 | 0 | 0 | 0 | 0 | 0
STOG | 885.95 | 964.23 | 936.5 | 831.06 | 1086.75 | 1181.51
STWD | 863.82 | 1441.32 | 1209.23 | 1609.76 | 1631.27 | 1718.59
WT | 0 | 0 | 0.01 | 0.01 | 0.01 | 0.01
IGCC | 90.67 | 91.1 | 91.08 | 92.47 | 94.81 | 99.68
DemandResponse | 0 | 0 | 0 | 0 | 0 | 0
IGCC-CCS | 0 | 0 | 0 | 0 | 0 | 0
WT_off | 0 | 0 | 0 | 0 | 0 | 0
PseudoUnit | 0 | 0 | 0 | 0 | 0 | 0
FixedInterchange | 0 | 0 | 0 | 0 | 0 | 0
Fuel Cost by Reporting Type: EI_US
ReportingType | 2015 | 2020 | 2025 | 2030 | 2035 | 2040
BM | 161.18 | 528.33 | 864.45 | 908.15 | 987.7 | 991.88
CC | 25056.72 | 28200.8 | 25911.6 | 22474.82 | 34298.39 | 44593.68
CSP | 0 | 0 | 0 | 0 | 0 | 0
CT | 58.57 | 121.58 | 146.57 | 156.1 | 379.52 | 506.52
Coal | 31925.65 | 27773.18 | 27575.49 | 27238.26 | 30520.1 | 33961.37
Geo | 0 | 0 | 0 | 0 | 0 | 0
H | 0 | 0 | 0 | 0 | 0 | 0
LFG | 0.18 | 1.24 | 3.3 | 4.11 | 4.11 | 4.11
Nuc | 5902.64 | 6282.88 | 6675.54 | 6698.35 | 4839.59 | 3513.57
PS | 0 | 0 | 0 | 0 | 0 | 0
PV | 0 | 0 | 0 | 0 | 0 | 0
PeakG | 181.61 | 254.45 | 349.18 | 321.52 | 428.5 | 462.62
PeakO | 0 | 0 | 0.33 | 0 | 0 | 0
ST | 0 | 0 | 0 | 0 | 0 | 0
STOG | 619.87 | 649.74 | 628.34 | 527.62 | 731.99 | 837.47
STWD | 545.2 | 1116.4 | 786.42 | 1087.43 | 1108.94 | 1196.32
WT | 0 | 0 | 0.01 | 0.01 | 0.01 | 0.01
IGCC | 90.67 | 91.1 | 91.08 | 92.47 | 94.81 | 99.68
DemandResponse | 0 | 0 | 0 | 0 | 0 | 0
IGCC-CCS | 0 | 0 | 0 | 0 | 0 | 0
WT_off | 0 | 0 | 0 | 0 | 0 | 0
PseudoUnit | 0 | 0 | 0 | 0 | 0 | 0
FixedInterchange | 0 | 0 | 0 | 0 | 0 | 0
Fuel Cost by Reporting Type: EI_Canada
ReportingType | 2015 | 2020 | 2025 | 2030 | 2035 | 2040
BM | 0 | 0 | 0 | 0 | 0 | 0
CC | 168.72 | 122.61 | 48.07 | 22.67 | 275.79 | 948.72
CSP | 0 | 0 | 0 | 0 | 0 | 0
CT | 0.01 | 0 | 0 | 0 | 0.07 | 3.23
Coal | 15.48 | 35 | 0.07 | 0 | 0 | 0
Geo | 0 | 0 | 0 | 0 | 0 | 0
H | 0 | 0 | 0 | 0 | 0 | 0
LFG | 0.02 | 0.02 | 0.02 | 0.02 | 0.02 | 0.02
Nuc | 854.23 | 871.65 | 926.13 | 944.22 | 869.51 | 757.81
PS | 0 | 0 | 0 | 0 | 0 | 0
PV | 0 | 0 | 0 | 0 | 0 | 0
PeakG | 0 | 0 | 0 | 0 | 0 | 0.34
PeakO | 0 | 0 | 0 | 0 | 0 | 0
ST | 0 | 0 | 0 | 0 | 0 | 0
STOG | 0.03 | 0 | 0 | 0 | 0 | 0
STWD | 0 | 0 | 0 | 0 | 0 | 0
WT | 0 | 0 | 0 | 0 | 0 | 0
IGCC | 0 | 0 | 0 | 0 | 0 | 0
DemandResponse | 0 | 0 | 0 | 0 | 0 | 0
IGCC-CCS | 0 | 0 | 0 | 0 | 0 | 0
WT_off | 0 | 0 | 0 | 0 | 0 | 0
PseudoUnit | 0 | 0 | 0 | 0 | 0 | 0
FixedInterchange | 0 | 0 | 0 | 0 | 0 | 0
Fuel Cost by Reporting Type: EI
ReportingType | 2015 | 2020 | 2025 | 2030 | 2035 | 2040
BM | 161.18 | 528.33 | 864.45 | 908.15 | 987.7 | 991.88
CC | 25225.44 | 28323.41 | 25959.68 | 22497.49 | 34574.18 | 45542.4
CSP | 0 | 0 | 0 | 0 | 0 | 0
CT | 58.59 | 121.58 | 146.57 | 156.1 | 379.59 | 509.75
Coal | 31941.13 | 27808.18 | 27575.55 | 27238.26 | 30520.1 | 33961.37
Geo | 0 | 0 | 0 | 0 | 0 | 0
H | 0 | 0 | 0 | 0 | 0 | 0
LFG | 0.2 | 1.26 | 3.32 | 4.13 | 4.13 | 4.13
Nuc | 6756.88 | 7154.54 | 7601.68 | 7642.57 | 5709.1 | 4271.38
PS | 0 | 0 | 0 | 0 | 0 | 0
PV | 0 | 0 | 0 | 0 | 0 | 0
PeakG | 181.61 | 254.45 | 349.18 | 321.52 | 428.5 | 462.96
PeakO | 0 | 0 | 0.33 | 0 | 0 | 0
ST | 0 | 0 | 0 | 0 | 0 | 0
STOG | 619.9 | 649.74 | 628.34 | 527.62 | 731.99 | 837.47
STWD | 545.2 | 1116.4 | 786.42 | 1087.43 | 1108.94 | 1196.32
WT | 0 | 0 | 0.01 | 0.01 | 0.01 | 0.01
IGCC | 90.67 | 91.1 | 91.08 | 92.47 | 94.81 | 99.68
DemandResponse | 0 | 0 | 0 | 0 | 0 | 0
IGCC-CCS | 0 | 0 | 0 | 0 | 0 | 0
WT_off | 0 | 0 | 0 | 0 | 0 | 0
PseudoUnit | 0 | 0 | 0 | 0 | 0 | 0
FixedInterchange | 0 | 0 | 0 | 0 | 0 | 0
Fuel Cost by Reporting Type: Outside_EI
ReportingType | 2015 | 2020 | 2025 | 2030 | 2035 | 2040
BM | 3.8 | 16.88 | 12.14 | 1173.45 | 1213.06 | 1286.43
CC | 13760.1 | 15705.56 | 15481.3 | 18083.88 | 22110.14 | 24352.93
CSP | 0 | 0 | 0 | 0 | 0 | 0
CT | 0 | 0 | 8.81 | 18.39 | 0 | 0
Coal | 6976.9 | 6826.24 | 6975.42 | 7021.55 | 7867.57 | 10344.1
Geo | 0 | 0 | 0 | 0 | 0 | 0
H | 0 | 0 | 0 | 0 | 0 | 0
LFG | 0.05 | 1.48 | 2.24 | 2.36 | 2.36 | 2.36
Nuc | 954.81 | 974.28 | 1035.18 | 1055.4 | 1055.4 | 1055.4
PS | 0 | 0 | 0 | 0 | 0 | 0
PV | 0 | 0 | 0 | 0 | 0 | 0
PeakG | 0.21 | 0.82 | 16.1 | 31.66 | 39.16 | 1.61
PeakO | 0 | 0 | 0 | 0 | 0 | 0
ST | 0 | 0 | 0 | 0 | 0 | 0
STOG | 266.05 | 314.49 | 308.15 | 303.44 | 354.76 | 344.04
STWD | 318.62 | 324.91 | 422.81 | 522.33 | 522.33 | 522.27
WT | 0 | 0 | 0 | 0 | 0 | 0
IGCC | 0 | 0 | 0 | 0 | 0 | 0
DemandResponse | 0 | 0 | 0 | 0 | 0 | 0
IGCC-CCS | 0 | 0 | 0 | 0 | 0 | 0
WT_off | 0 | 0 | 0 | 0 | 0 | 0
PseudoUnit | 0 | 0 | 0 | 0 | 0 | 0
FixedInterchange | 0 | 0 | 0 | 0 | 0 | 0
#7 | Emission Cost ($million)
==== Emission Program: TitleIV_CAIRSO2 : (SO2) ====
Emission Cost by Reporting Type: Entergy
ReportingType | 2015 | 2020 | 2025 | 2030 | 2035 | 2040
BM | 0 | 0 | 0 | 0 | 0 | 0
CC | 0 | 0 | 0 | 0 | 0 | 0
CSP | 0 | 0 | 0 | 0 | 0 | 0
CT | 0 | 0 | 0 | 0 | 0 | 0
Coal | 39 | 0 | 0 | 0 | 0 | 0
Geo | 0 | 0 | 0 | 0 | 0 | 0
H | 0 | 0 | 0 | 0 | 0 | 0
LFG | 0 | 0 | 0 | 0 | 0 | 0
Nuc | 0 | 0 | 0 | 0 | 0 | 0
PS | 0 | 0 | 0 | 0 | 0 | 0
PV | 0 | 0 | 0 | 0 | 0 | 0
PeakG | 0 | 0 | 0 | 0 | 0 | 0
PeakO | 0 | 0 | 0 | 0 | 0 | 0
ST | 0 | 0 | 0 | 0 | 0 | 0
STOG | 0 | 0 | 0 | 0 | 0 | 0
STWD | 0 | 0 | 0 | 0 | 0 | 0
WT | 0 | 0 | 0 | 0 | 0 | 0
IGCC | 0 | 0 | 0 | 0 | 0 | 0
DemandResponse | 0 | 0 | 0 | 0 | 0 | 0
IGCC-CCS | 0 | 0 | 0 | 0 | 0 | 0
WT_off | 0 | 0 | 0 | 0 | 0 | 0
PseudoUnit | 0 | 0 | 0 | 0 | 0 | 0
FixedInterchange | 0 | 0 | 0 | 0 | 0 | 0
Emission Cost by Reporting Type: FRCC
ReportingType | 2015 | 2020 | 2025 | 2030 | 2035 | 2040
BM | 0 | 0 | 0 | 0 | 0 | 0
CC | 0 | 0 | 0 | 0 | 0 | 0
CSP | 0 | 0 | 0 | 0 | 0 | 0
CT | 0 | 0 | 0 | 0 | 0 | 0
Coal | 8.5 | 0 | 0 | 0 | 0 | 0
Geo | 0 | 0 | 0 | 0 | 0 | 0
H | 0 | 0 | 0 | 0 | 0 | 0
LFG | 0 | 0 | 0 | 0 | 0 | 0
Nuc | 0 | 0 | 0 | 0 | 0 | 0
PS | 0 | 0 | 0 | 0 | 0 | 0
PV | 0 | 0 | 0 | 0 | 0 | 0
PeakG | 0 | 0 | 0 | 0 | 0 | 0
PeakO | 0 | 0 | 0 | 0 | 0 | 0
ST | 0 | 0 | 0 | 0 | 0 | 0
STOG | 0 | 0 | 0 | 0 | 0 | 0
STWD | 0 | 0 | 0 | 0 | 0 | 0
WT | 0 | 0 | 0 | 0 | 0 | 0
IGCC | 0 | 0 | 0 | 0 | 0 | 0
DemandResponse | 0 | 0 | 0 | 0 | 0 | 0
IGCC-CCS | 0 | 0 | 0 | 0 | 0 | 0
WT_off | 0 | 0 | 0 | 0 | 0 | 0
PseudoUnit | 0 | 0 | 0 | 0 | 0 | 0
FixedInterchange | 0 | 0 | 0 | 0 | 0 | 0
Emission Cost by Reporting Type: MAPP_US
ReportingType | 2015 | 2020 | 2025 | 2030 | 2035 | 2040
BM | 0 | 0 | 0 | 0 | 0 | 0
CC | 0 | 0 | 0 | 0 | 0 | 0
CSP | 0 | 0 | 0 | 0 | 0 | 0
CT | 0 | 0 | 0 | 0 | 0 | 0
Coal | 1.77 | 0 | 0 | 0 | 0 | 0
Geo | 0 | 0 | 0 | 0 | 0 | 0
H | 0 | 0 | 0 | 0 | 0 | 0
LFG | 0 | 0 | 0 | 0 | 0 | 0
Nuc | 0 | 0 | 0 | 0 | 0 | 0
PS | 0 | 0 | 0 | 0 | 0 | 0
PV | 0 | 0 | 0 | 0 | 0 | 0
PeakG | 0 | 0 | 0 | 0 | 0 | 0
PeakO | 0 | 0 | 0 | 0 | 0 | 0
ST | 0 | 0 | 0 | 0 | 0 | 0
STOG | 0 | 0 | 0 | 0 | 0 | 0
STWD | 0 | 0 | 0 | 0 | 0 | 0
WT | 0 | 0 | 0 | 0 | 0 | 0
IGCC | 0 | 0 | 0 | 0 | 0 | 0
DemandResponse | 0 | 0 | 0 | 0 | 0 | 0
IGCC-CCS | 0 | 0 | 0 | 0 | 0 | 0
WT_off | 0 | 0 | 0 | 0 | 0 | 0
PseudoUnit | 0 | 0 | 0 | 0 | 0 | 0
FixedInterchange | 0 | 0 | 0 | 0 | 0 | 0
Emission Cost by Reporting Type: MISO_IN
ReportingType | 2015 | 2020 | 2025 | 2030 | 2035 | 2040
BM | 0 | 0 | 0 | 0 | 0 | 0
CC | 0 | 0 | 0 | 0 | 0 | 0
CSP | 0 | 0 | 0 | 0 | 0 | 0
CT | 0 | 0 | 0 | 0 | 0 | 0
Coal | 30.93 | 0 | 0 | 0 | 0 | 0
Geo | 0 | 0 | 0 | 0 | 0 | 0
H | 0 | 0 | 0 | 0 | 0 | 0
LFG | 0 | 0 | 0 | 0 | 0 | 0
Nuc | 0 | 0 | 0 | 0 | 0 | 0
PS | 0 | 0 | 0 | 0 | 0 | 0
PV | 0 | 0 | 0 | 0 | 0 | 0
PeakG | 0 | 0 | 0 | 0 | 0 | 0
PeakO | 0 | 0 | 0 | 0 | 0 | 0
ST | 0 | 0 | 0 | 0 | 0 | 0
STOG | 0 | 0 | 0 | 0 | 0 | 0
STWD | 0 | 0 | 0 | 0 | 0 | 0
WT | 0 | 0 | 0 | 0 | 0 | 0
IGCC | 0.25 | 0 | 0 | 0 | 0 | 0
DemandResponse | 0 | 0 | 0 | 0 | 0 | 0
IGCC-CCS | 0 | 0 | 0 | 0 | 0 | 0
WT_off | 0 | 0 | 0 | 0 | 0 | 0
PseudoUnit | 0 | 0 | 0 | 0 | 0 | 0
FixedInterchange | 0 | 0 | 0 | 0 | 0 | 0
Emission Cost by Reporting Type: MISO_MI
ReportingType | 2015 | 2020 | 2025 | 2030 | 2035 | 2040
BM | 0 | 0 | 0 | 0 | 0 | 0
CC | 0 | 0 | 0 | 0 | 0 | 0
CSP | 0 | 0 | 0 | 0 | 0 | 0
CT | 0 | 0 | 0 | 0 | 0 | 0
Coal | 29.86 | 0 | 0 | 0 | 0 | 0
Geo | 0 | 0 | 0 | 0 | 0 | 0
H | 0 | 0 | 0 | 0 | 0 | 0
LFG | 0 | 0 | 0 | 0 | 0 | 0
Nuc | 0 | 0 | 0 | 0 | 0 | 0
PS | 0 | 0 | 0 | 0 | 0 | 0
PV | 0 | 0 | 0 | 0 | 0 | 0
PeakG | 0 | 0 | 0 | 0 | 0 | 0
PeakO | 0 | 0 | 0 | 0 | 0 | 0
ST | 0 | 0 | 0 | 0 | 0 | 0
STOG | 0 | 0 | 0 | 0 | 0 | 0
STWD | 0 | 0 | 0 | 0 | 0 | 0
WT | 0 | 0 | 0 | 0 | 0 | 0
IGCC | 0 | 0 | 0 | 0 | 0 | 0
DemandResponse | 0 | 0 | 0 | 0 | 0 | 0
IGCC-CCS | 0 | 0 | 0 | 0 | 0 | 0
WT_off | 0 | 0 | 0 | 0 | 0 | 0
PseudoUnit | 0 | 0 | 0 | 0 | 0 | 0
FixedInterchange | 0 | 0 | 0 | 0 | 0 | 0
Emission Cost by Reporting Type: MISO_MO-IL
ReportingType | 2015 | 2020 | 2025 | 2030 | 2035 | 2040
BM | 0 | 0 | 0 | 0 | 0 | 0
CC | 0 | 0 | 0 | 0 | 0 | 0
CSP | 0 | 0 | 0 | 0 | 0 | 0
CT | 0 | 0 | 0 | 0 | 0 | 0
Coal | 55.47 | 0 | 0 | 0 | 0 | 0
Geo | 0 | 0 | 0 | 0 | 0 | 0
H | 0 | 0 | 0 | 0 | 0 | 0
LFG | 0 | 0 | 0 | 0 | 0 | 0
Nuc | 0 | 0 | 0 | 0 | 0 | 0
PS | 0 | 0 | 0 | 0 | 0 | 0
PV | 0 | 0 | 0 | 0 | 0 | 0
PeakG | 0 | 0 | 0 | 0 | 0 | 0
PeakO | 0 | 0 | 0 | 0 | 0 | 0
ST | 0 | 0 | 0 | 0 | 0 | 0
STOG | 0 | 0 | 0 | 0 | 0 | 0
STWD | 0 | 0 | 0 | 0 | 0 | 0
WT | 0 | 0 | 0 | 0 | 0 | 0
IGCC | 0 | 0 | 0 | 0 | 0 | 0
DemandResponse | 0 | 0 | 0 | 0 | 0 | 0
IGCC-CCS | 0 | 0 | 0 | 0 | 0 | 0
WT_off | 0 | 0 | 0 | 0 | 0 | 0
PseudoUnit | 0 | 0 | 0 | 0 | 0 | 0
FixedInterchange | 0 | 0 | 0 | 0 | 0 | 0
Emission Cost by Reporting Type: MISO_W
ReportingType | 2015 | 2020 | 2025 | 2030 | 2035 | 2040
BM | 0 | 0 | 0 | 0 | 0 | 0
CC | 0 | 0 | 0 | 0 | 0 | 0
CSP | 0 | 0 | 0 | 0 | 0 | 0
CT | 0 | 0 | 0 | 0 | 0 | 0
Coal | 31.94 | 0 | 0 | 0 | 0 | 0
Geo | 0 | 0 | 0 | 0 | 0 | 0
H | 0 | 0 | 0 | 0 | 0 | 0
LFG | 0 | 0 | 0 | 0 | 0 | 0
Nuc | 0 | 0 | 0 | 0 | 0 | 0
PS | 0 | 0 | 0 | 0 | 0 | 0
PV | 0 | 0 | 0 | 0 | 0 | 0
PeakG | 0 | 0 | 0 | 0 | 0 | 0
PeakO | 0 | 0 | 0 | 0 | 0 | 0
ST | 0 | 0 | 0 | 0 | 0 | 0
STOG | 0 | 0 | 0 | 0 | 0 | 0
STWD | 0 | 0 | 0 | 0 | 0 | 0
WT | 0 | 0 | 0 | 0 | 0 | 0
IGCC | 0 | 0 | 0 | 0 | 0 | 0
DemandResponse | 0 | 0 | 0 | 0 | 0 | 0
IGCC-CCS | 0 | 0 | 0 | 0 | 0 | 0
WT_off | 0 | 0 | 0 | 0 | 0 | 0
PseudoUnit | 0 | 0 | 0 | 0 | 0 | 0
FixedInterchange | 0 | 0 | 0 | 0 | 0 | 0
Emission Cost by Reporting Type: MISO_WUMS
ReportingType | 2015 | 2020 | 2025 | 2030 | 2035 | 2040
BM | 0 | 0 | 0 | 0 | 0 | 0
CC | 0 | 0 | 0 | 0 | 0 | 0
CSP | 0 | 0 | 0 | 0 | 0 | 0
CT | 0 | 0 | 0 | 0 | 0 | 0
Coal | 5.62 | 0 | 0 | 0 | 0 | 0
Geo | 0 | 0 | 0 | 0 | 0 | 0
H | 0 | 0 | 0 | 0 | 0 | 0
LFG | 0 | 0 | 0 | 0 | 0 | 0
Nuc | 0 | 0 | 0 | 0 | 0 | 0
PS | 0 | 0 | 0 | 0 | 0 | 0
PV | 0 | 0 | 0 | 0 | 0 | 0
PeakG | 0 | 0 | 0 | 0 | 0 | 0
PeakO | 0 | 0 | 0 | 0 | 0 | 0
ST | 0 | 0 | 0 | 0 | 0 | 0
STOG | 0 | 0 | 0 | 0 | 0 | 0
STWD | 0 | 0 | 0 | 0 | 0 | 0
WT | 0 | 0 | 0 | 0 | 0 | 0
IGCC | 0 | 0 | 0 | 0 | 0 | 0
DemandResponse | 0 | 0 | 0 | 0 | 0 | 0
IGCC-CCS | 0 | 0 | 0 | 0 | 0 | 0
WT_off | 0 | 0 | 0 | 0 | 0 | 0
PseudoUnit | 0 | 0 | 0 | 0 | 0 | 0
FixedInterchange | 0 | 0 | 0 | 0 | 0 | 0
Emission Cost by Reporting Type: Nebraska
ReportingType | 2015 | 2020 | 2025 | 2030 | 2035 | 2040
BM | 0 | 0 | 0 | 0 | 0 | 0
CC | 0 | 0 | 0 | 0 | 0 | 0
CSP | 0 | 0 | 0 | 0 | 0 | 0
CT | 0 | 0 | 0 | 0 | 0 | 0
Coal | 4.52 | 0 | 0 | 0 | 0 | 0
Geo | 0 | 0 | 0 | 0 | 0 | 0
H | 0 | 0 | 0 | 0 | 0 | 0
LFG | 0 | 0 | 0 | 0 | 0 | 0
Nuc | 0 | 0 | 0 | 0 | 0 | 0
PS | 0 | 0 | 0 | 0 | 0 | 0
PV | 0 | 0 | 0 | 0 | 0 | 0
PeakG | 0 | 0 | 0 | 0 | 0 | 0
PeakO | 0 | 0 | 0 | 0 | 0 | 0
ST | 0 | 0 | 0 | 0 | 0 | 0
STOG | 0 | 0 | 0 | 0 | 0 | 0
STWD | 0 | 0 | 0 | 0 | 0 | 0
WT | 0 | 0 | 0 | 0 | 0 | 0
IGCC | 0 | 0 | 0 | 0 | 0 | 0
DemandResponse | 0 | 0 | 0 | 0 | 0 | 0
IGCC-CCS | 0 | 0 | 0 | 0 | 0 | 0
WT_off | 0 | 0 | 0 | 0 | 0 | 0
PseudoUnit | 0 | 0 | 0 | 0 | 0 | 0
FixedInterchange | 0 | 0 | 0 | 0 | 0 | 0
Emission Cost by Reporting Type: NEISO
ReportingType | 2015 | 2020 | 2025 | 2030 | 2035 | 2040
BM | 0 | 0 | 0 | 0 | 0 | 0
CC | 0 | 0 | 0 | 0 | 0 | 0
CSP | 0 | 0 | 0 | 0 | 0 | 0
CT | 0 | 0 | 0 | 0 | 0 | 0
Coal | 0 | 0 | 0 | 0 | 0 | 0
Geo | 0 | 0 | 0 | 0 | 0 | 0
H | 0 | 0 | 0 | 0 | 0 | 0
LFG | 0 | 0 | 0 | 0 | 0 | 0
Nuc | 0 | 0 | 0 | 0 | 0 | 0
PS | 0 | 0 | 0 | 0 | 0 | 0
PV | 0 | 0 | 0 | 0 | 0 | 0
PeakG | 0 | 0 | 0 | 0 | 0 | 0
PeakO | 0 | 0 | 0 | 0 | 0 | 0
ST | 0 | 0 | 0 | 0 | 0 | 0
STOG | 0 | 0 | 0 | 0 | 0 | 0
STWD | 0 | 0 | 0 | 0 | 0 | 0
WT | 0 | 0 | 0 | 0 | 0 | 0
IGCC | 0 | 0 | 0 | 0 | 0 | 0
DemandResponse | 0 | 0 | 0 | 0 | 0 | 0
IGCC-CCS | 0 | 0 | 0 | 0 | 0 | 0
WT_off | 0 | 0 | 0 | 0 | 0 | 0
PseudoUnit | 0 | 0 | 0 | 0 | 0 | 0
FixedInterchange | 0 | 0 | 0 | 0 | 0 | 0
Emission Cost by Reporting Type: NonRTO_Midwest
ReportingType | 2015 | 2020 | 2025 | 2030 | 2035 | 2040
BM | 0 | 0 | 0 | 0 | 0 | 0
CC | 0 | 0 | 0 | 0 | 0 | 0
CSP | 0 | 0 | 0 | 0 | 0 | 0
CT | 0 | 0 | 0 | 0 | 0 | 0
Coal | 17.46 | 0 | 0 | 0 | 0 | 0
Geo | 0 | 0 | 0 | 0 | 0 | 0
H | 0 | 0 | 0 | 0 | 0 | 0
LFG | 0 | 0 | 0 | 0 | 0 | 0
Nuc | 0 | 0 | 0 | 0 | 0 | 0
PS | 0 | 0 | 0 | 0 | 0 | 0
PV | 0 | 0 | 0 | 0 | 0 | 0
PeakG | 0 | 0 | 0 | 0 | 0 | 0
PeakO | 0 | 0 | 0 | 0 | 0 | 0
ST | 0 | 0 | 0 | 0 | 0 | 0
STOG | 0 | 0 | 0 | 0 | 0 | 0
STWD | 0 | 0 | 0 | 0 | 0 | 0
WT | 0 | 0 | 0 | 0 | 0 | 0
IGCC | 0 | 0 | 0 | 0 | 0 | 0
DemandResponse | 0 | 0 | 0 | 0 | 0 | 0
IGCC-CCS | 0 | 0 | 0 | 0 | 0 | 0
WT_off | 0 | 0 | 0 | 0 | 0 | 0
PseudoUnit | 0 | 0 | 0 | 0 | 0 | 0
FixedInterchange | 0 | 0 | 0 | 0 | 0 | 0
Emission Cost by Reporting Type: NYISO_A-F
ReportingType | 2015 | 2020 | 2025 | 2030 | 2035 | 2040
BM | 0 | 0 | 0 | 0 | 0 | 0
CC | 0 | 0 | 0 | 0 | 0 | 0
CSP | 0 | 0 | 0 | 0 | 0 | 0
CT | 0 | 0 | 0 | 0 | 0 | 0
Coal | 0 | 0 | 0 | 0 | 0 | 0
Geo | 0 | 0 | 0 | 0 | 0 | 0
H | 0 | 0 | 0 | 0 | 0 | 0
LFG | 0 | 0 | 0 | 0 | 0 | 0
Nuc | 0 | 0 | 0 | 0 | 0 | 0
PS | 0 | 0 | 0 | 0 | 0 | 0
PV | 0 | 0 | 0 | 0 | 0 | 0
PeakG | 0 | 0 | 0 | 0 | 0 | 0
PeakO | 0 | 0 | 0 | 0 | 0 | 0
ST | 0 | 0 | 0 | 0 | 0 | 0
STOG | 0 | 0 | 0 | 0 | 0 | 0
STWD | 0 | 0 | 0 | 0 | 0 | 0
WT | 0 | 0 | 0 | 0 | 0 | 0
IGCC | 0 | 0 | 0 | 0 | 0 | 0
DemandResponse | 0 | 0 | 0 | 0 | 0 | 0
IGCC-CCS | 0 | 0 | 0 | 0 | 0 | 0
WT_off | 0 | 0 | 0 | 0 | 0 | 0
PseudoUnit | 0 | 0 | 0 | 0 | 0 | 0
FixedInterchange | 0 | 0 | 0 | 0 | 0 | 0
Emission Cost by Reporting Type: NYISO_G-I
ReportingType | 2015 | 2020 | 2025 | 2030 | 2035 | 2040
BM | 0 | 0 | 0 | 0 | 0 | 0
CC | 0 | 0 | 0 | 0 | 0 | 0
CSP | 0 | 0 | 0 | 0 | 0 | 0
CT | 0 | 0 | 0 | 0 | 0 | 0
Coal | 0 | 0 | 0 | 0 | 0 | 0
Geo | 0 | 0 | 0 | 0 | 0 | 0
H | 0 | 0 | 0 | 0 | 0 | 0
LFG | 0 | 0 | 0 | 0 | 0 | 0
Nuc | 0 | 0 | 0 | 0 | 0 | 0
PS | 0 | 0 | 0 | 0 | 0 | 0
PV | 0 | 0 | 0 | 0 | 0 | 0
PeakG | 0 | 0 | 0 | 0 | 0 | 0
PeakO | 0 | 0 | 0 | 0 | 0 | 0
ST | 0 | 0 | 0 | 0 | 0 | 0
STOG | 0 | 0 | 0 | 0 | 0 | 0
STWD | 0 | 0 | 0 | 0 | 0 | 0
WT | 0 | 0 | 0 | 0 | 0 | 0
IGCC | 0 | 0 | 0 | 0 | 0 | 0
DemandResponse | 0 | 0 | 0 | 0 | 0 | 0
IGCC-CCS | 0 | 0 | 0 | 0 | 0 | 0
WT_off | 0 | 0 | 0 | 0 | 0 | 0
PseudoUnit | 0 | 0 | 0 | 0 | 0 | 0
FixedInterchange | 0 | 0 | 0 | 0 | 0 | 0
Emission Cost by Reporting Type: NYISO_J-K
ReportingType | 2015 | 2020 | 2025 | 2030 | 2035 | 2040
BM | 0 | 0 | 0 | 0 | 0 | 0
CC | 0 | 0 | 0 | 0 | 0 | 0
CSP | 0 | 0 | 0 | 0 | 0 | 0
CT | 0 | 0 | 0 | 0 | 0 | 0
Coal | 0 | 0 | 0 | 0 | 0 | 0
Geo | 0 | 0 | 0 | 0 | 0 | 0
H | 0 | 0 | 0 | 0 | 0 | 0
LFG | 0 | 0 | 0 | 0 | 0 | 0
Nuc | 0 | 0 | 0 | 0 | 0 | 0
PS | 0 | 0 | 0 | 0 | 0 | 0
PV | 0 | 0 | 0 | 0 | 0 | 0
PeakG | 0 | 0 | 0 | 0 | 0 | 0
PeakO | 0 | 0 | 0 | 0 | 0 | 0
ST | 0 | 0 | 0 | 0 | 0 | 0
STOG | 0 | 0 | 0 | 0 | 0 | 0
STWD | 0 | 0 | 0 | 0 | 0 | 0
WT | 0 | 0 | 0 | 0 | 0 | 0
IGCC | 0 | 0 | 0 | 0 | 0 | 0
DemandResponse | 0 | 0 | 0 | 0 | 0 | 0
IGCC-CCS | 0 | 0 | 0 | 0 | 0 | 0
WT_off | 0 | 0 | 0 | 0 | 0 | 0
PseudoUnit | 0 | 0 | 0 | 0 | 0 | 0
FixedInterchange | 0 | 0 | 0 | 0 | 0 | 0
Emission Cost by Reporting Type: PJM_E
ReportingType | 2015 | 2020 | 2025 | 2030 | 2035 | 2040
BM | 0 | 0 | 0 | 0 | 0 | 0
CC | 0 | 0 | 0 | 0 | 0 | 0
CSP | 0 | 0 | 0 | 0 | 0 | 0
CT | 0 | 0 | 0 | 0 | 0 | 0
Coal | 0.02 | 0 | 0 | 0 | 0 | 0
Geo | 0 | 0 | 0 | 0 | 0 | 0
H | 0 | 0 | 0 | 0 | 0 | 0
LFG | 0 | 0 | 0 | 0 | 0 | 0
Nuc | 0 | 0 | 0 | 0 | 0 | 0
PS | 0 | 0 | 0 | 0 | 0 | 0
PV | 0 | 0 | 0 | 0 | 0 | 0
PeakG | 0 | 0 | 0 | 0 | 0 | 0
PeakO | 0 | 0 | 0 | 0 | 0 | 0
ST | 0 | 0 | 0 | 0 | 0 | 0
STOG | 0 | 0 | 0 | 0 | 0 | 0
STWD | 0 | 0 | 0 | 0 | 0 | 0
WT | 0 | 0 | 0 | 0 | 0 | 0
IGCC | 0 | 0 | 0 | 0 | 0 | 0
DemandResponse | 0 | 0 | 0 | 0 | 0 | 0
IGCC-CCS | 0 | 0 | 0 | 0 | 0 | 0
WT_off | 0 | 0 | 0 | 0 | 0 | 0
PseudoUnit | 0 | 0 | 0 | 0 | 0 | 0
FixedInterchange | 0 | 0 | 0 | 0 | 0 | 0
Emission Cost by Reporting Type: PJM_ROM
ReportingType | 2015 | 2020 | 2025 | 2030 | 2035 | 2040
BM | 0 | 0 | 0 | 0 | 0 | 0
CC | 0 | 0 | 0 | 0 | 0 | 0
CSP | 0 | 0 | 0 | 0 | 0 | 0
CT | 0 | 0 | 0 | 0 | 0 | 0
Coal | 16.75 | 0 | 0 | 0 | 0 | 0
Geo | 0 | 0 | 0 | 0 | 0 | 0
H | 0 | 0 | 0 | 0 | 0 | 0
LFG | 0 | 0 | 0 | 0 | 0 | 0
Nuc | 0 | 0 | 0 | 0 | 0 | 0
PS | 0 | 0 | 0 | 0 | 0 | 0
PV | 0 | 0 | 0 | 0 | 0 | 0
PeakG | 0 | 0 | 0 | 0 | 0 | 0
PeakO | 0 | 0 | 0 | 0 | 0 | 0
ST | 0 | 0 | 0 | 0 | 0 | 0
STOG | 0 | 0 | 0 | 0 | 0 | 0
STWD | 0 | 0 | 0 | 0 | 0 | 0
WT | 0 | 0 | 0 | 0 | 0 | 0
IGCC | 0 | 0 | 0 | 0 | 0 | 0
DemandResponse | 0 | 0 | 0 | 0 | 0 | 0
IGCC-CCS | 0 | 0 | 0 | 0 | 0 | 0
WT_off | 0 | 0 | 0 | 0 | 0 | 0
PseudoUnit | 0 | 0 | 0 | 0 | 0 | 0
FixedInterchange | 0 | 0 | 0 | 0 | 0 | 0
Emission Cost by Reporting Type: PJM_ROR
ReportingType | 2015 | 2020 | 2025 | 2030 | 2035 | 2040
BM | 0 | 0 | 0 | 0 | 0 | 0
CC | 0 | 0 | 0 | 0 | 0 | 0
CSP | 0 | 0 | 0 | 0 | 0 | 0
CT | 0 | 0 | 0 | 0 | 0 | 0
Coal | 159.97 | 0 | 0 | 0 | 0 | 0
Geo | 0 | 0 | 0 | 0 | 0 | 0
H | 0 | 0 | 0 | 0 | 0 | 0
LFG | 0 | 0 | 0 | 0 | 0 | 0
Nuc | 0 | 0 | 0 | 0 | 0 | 0
PS | 0 | 0 | 0 | 0 | 0 | 0
PV | 0 | 0 | 0 | 0 | 0 | 0
PeakG | 0 | 0 | 0 | 0 | 0 | 0
PeakO | 0 | 0 | 0 | 0 | 0 | 0
ST | 0 | 0 | 0 | 0 | 0 | 0
STOG | 0 | 0 | 0 | 0 | 0 | 0
STWD | 0 | 0 | 0 | 0 | 0 | 0
WT | 0 | 0 | 0 | 0 | 0 | 0
IGCC | 0 | 0 | 0 | 0 | 0 | 0
DemandResponse | 0 | 0 | 0 | 0 | 0 | 0
IGCC-CCS | 0 | 0 | 0 | 0 | 0 | 0
WT_off | 0 | 0 | 0 | 0 | 0 | 0
PseudoUnit | 0 | 0 | 0 | 0 | 0 | 0
FixedInterchange | 0 | 0 | 0 | 0 | 0 | 0
Emission Cost by Reporting Type: SOCO
ReportingType | 2015 | 2020 | 2025 | 2030 | 2035 | 2040
BM | 0 | 0 | 0 | 0 | 0 | 0
CC | 0 | 0 | 0 | 0 | 0 | 0
CSP | 0 | 0 | 0 | 0 | 0 | 0
CT | 0 | 0 | 0 | 0 | 0 | 0
Coal | 48.04 | 0 | 0 | 0 | 0 | 0
Geo | 0 | 0 | 0 | 0 | 0 | 0
H | 0 | 0 | 0 | 0 | 0 | 0
LFG | 0 | 0 | 0 | 0 | 0 | 0
Nuc | 0 | 0 | 0 | 0 | 0 | 0
PS | 0 | 0 | 0 | 0 | 0 | 0
PV | 0 | 0 | 0 | 0 | 0 | 0
PeakG | 0 | 0 | 0 | 0 | 0 | 0
PeakO | 0 | 0 | 0 | 0 | 0 | 0
ST | 0 | 0 | 0 | 0 | 0 | 0
STOG | 0 | 0 | 0 | 0 | 0 | 0
STWD | 0 | 0 | 0 | 0 | 0 | 0
WT | 0 | 0 | 0 | 0 | 0 | 0
IGCC | 0 | 0 | 0 | 0 | 0 | 0
DemandResponse | 0 | 0 | 0 | 0 | 0 | 0
IGCC-CCS | 0 | 0 | 0 | 0 | 0 | 0
WT_off | 0 | 0 | 0 | 0 | 0 | 0
PseudoUnit | 0 | 0 | 0 | 0 | 0 | 0
FixedInterchange | 0 | 0 | 0 | 0 | 0 | 0
Emission Cost by Reporting Type: SPP_N
ReportingType | 2015 | 2020 | 2025 | 2030 | 2035 | 2040
BM | 0 | 0 | 0 | 0 | 0 | 0
CC | 0 | 0 | 0 | 0 | 0 | 0
CSP | 0 | 0 | 0 | 0 | 0 | 0
CT | 0 | 0 | 0 | 0 | 0 | 0
Coal | 6.4 | 0 | 0 | 0 | 0 | 0
Geo | 0 | 0 | 0 | 0 | 0 | 0
H | 0 | 0 | 0 | 0 | 0 | 0
LFG | 0 | 0 | 0 | 0 | 0 | 0
Nuc | 0 | 0 | 0 | 0 | 0 | 0
PS | 0 | 0 | 0 | 0 | 0 | 0
PV | 0 | 0 | 0 | 0 | 0 | 0
PeakG | 0 | 0 | 0 | 0 | 0 | 0
PeakO | 0 | 0 | 0 | 0 | 0 | 0
ST | 0 | 0 | 0 | 0 | 0 | 0
STOG | 0 | 0 | 0 | 0 | 0 | 0
STWD | 0 | 0 | 0 | 0 | 0 | 0
WT | 0 | 0 | 0 | 0 | 0 | 0
IGCC | 0 | 0 | 0 | 0 | 0 | 0
DemandResponse | 0 | 0 | 0 | 0 | 0 | 0
IGCC-CCS | 0 | 0 | 0 | 0 | 0 | 0
WT_off | 0 | 0 | 0 | 0 | 0 | 0
PseudoUnit | 0 | 0 | 0 | 0 | 0 | 0
FixedInterchange | 0 | 0 | 0 | 0 | 0 | 0
Emission Cost by Reporting Type: SPP_S
ReportingType | 2015 | 2020 | 2025 | 2030 | 2035 | 2040
BM | 0 | 0 | 0 | 0 | 0 | 0
CC | 0 | 0 | 0 | 0 | 0 | 0
CSP | 0 | 0 | 0 | 0 | 0 | 0
CT | 0 | 0 | 0 | 0 | 0 | 0
Coal | 23.31 | 0 | 0 | 0 | 0 | 0
Geo | 0 | 0 | 0 | 0 | 0 | 0
H | 0 | 0 | 0 | 0 | 0 | 0
LFG | 0 | 0 | 0 | 0 | 0 | 0
Nuc | 0 | 0 | 0 | 0 | 0 | 0
PS | 0 | 0 | 0 | 0 | 0 | 0
PV | 0 | 0 | 0 | 0 | 0 | 0
PeakG | 0 | 0 | 0 | 0 | 0 | 0
PeakO | 0 | 0 | 0 | 0 | 0 | 0
ST | 0 | 0 | 0 | 0 | 0 | 0
STOG | 0 | 0 | 0 | 0 | 0 | 0
STWD | 0 | 0 | 0 | 0 | 0 | 0
WT | 0 | 0 | 0 | 0 | 0 | 0
IGCC | 0 | 0 | 0 | 0 | 0 | 0
DemandResponse | 0 | 0 | 0 | 0 | 0 | 0
IGCC-CCS | 0 | 0 | 0 | 0 | 0 | 0
WT_off | 0 | 0 | 0 | 0 | 0 | 0
PseudoUnit | 0 | 0 | 0 | 0 | 0 | 0
FixedInterchange | 0 | 0 | 0 | 0 | 0 | 0
Emission Cost by Reporting Type: TVA
ReportingType | 2015 | 2020 | 2025 | 2030 | 2035 | 2040
BM | 0 | 0 | 0 | 0 | 0 | 0
CC | 0 | 0 | 0 | 0 | 0 | 0
CSP | 0 | 0 | 0 | 0 | 0 | 0
CT | 0 | 0 | 0 | 0 | 0 | 0
Coal | 29.16 | 0 | 0 | 0 | 0 | 0
Geo | 0 | 0 | 0 | 0 | 0 | 0
H | 0 | 0 | 0 | 0 | 0 | 0
LFG | 0 | 0 | 0 | 0 | 0 | 0
Nuc | 0 | 0 | 0 | 0 | 0 | 0
PS | 0 | 0 | 0 | 0 | 0 | 0
PV | 0 | 0 | 0 | 0 | 0 | 0
PeakG | 0 | 0 | 0 | 0 | 0 | 0
PeakO | 0 | 0 | 0 | 0 | 0 | 0
ST | 0 | 0 | 0 | 0 | 0 | 0
STOG | 0 | 0 | 0 | 0 | 0 | 0
STWD | 0 | 0 | 0 | 0 | 0 | 0
WT | 0 | 0 | 0 | 0 | 0 | 0
IGCC | 0 | 0 | 0 | 0 | 0 | 0
DemandResponse | 0 | 0 | 0 | 0 | 0 | 0
IGCC-CCS | 0 | 0 | 0 | 0 | 0 | 0
WT_off | 0 | 0 | 0 | 0 | 0 | 0
PseudoUnit | 0 | 0 | 0 | 0 | 0 | 0
FixedInterchange | 0 | 0 | 0 | 0 | 0 | 0
Emission Cost by Reporting Type: TVA_Transmission
ReportingType | 2015 | 2020 | 2025 | 2030 | 2035 | 2040
BM | 0 | 0 | 0 | 0 | 0 | 0
CC | 0 | 0 | 0 | 0 | 0 | 0
CSP | 0 | 0 | 0 | 0 | 0 | 0
CT | 0 | 0 | 0 | 0 | 0 | 0
Coal | 0 | 0 | 0 | 0 | 0 | 0
Geo | 0 | 0 | 0 | 0 | 0 | 0
H | 0 | 0 | 0 | 0 | 0 | 0
LFG | 0 | 0 | 0 | 0 | 0 | 0
Nuc | 0 | 0 | 0 | 0 | 0 | 0
PS | 0 | 0 | 0 | 0 | 0 | 0
PV | 0 | 0 | 0 | 0 | 0 | 0
PeakG | 0 | 0 | 0 | 0 | 0 | 0
PeakO | 0 | 0 | 0 | 0 | 0 | 0
ST | 0 | 0 | 0 | 0 | 0 | 0
STOG | 0 | 0 | 0 | 0 | 0 | 0
STWD | 0 | 0 | 0 | 0 | 0 | 0
WT | 0 | 0 | 0 | 0 | 0 | 0
IGCC | 0 | 0 | 0 | 0 | 0 | 0
DemandResponse | 0 | 0 | 0 | 0 | 0 | 0
IGCC-CCS | 0 | 0 | 0 | 0 | 0 | 0
WT_off | 0 | 0 | 0 | 0 | 0 | 0
PseudoUnit | 0 | 0 | 0 | 0 | 0 | 0
FixedInterchange | 0 | 0 | 0 | 0 | 0 | 0
Emission Cost by Reporting Type: VACAR
ReportingType | 2015 | 2020 | 2025 | 2030 | 2035 | 2040
BM | 0 | 0 | 0 | 0 | 0 | 0
CC | 0 | 0 | 0 | 0 | 0 | 0
CSP | 0 | 0 | 0 | 0 | 0 | 0
CT | 0 | 0 | 0 | 0 | 0 | 0
Coal | 18.46 | 0 | 0 | 0 | 0 | 0
Geo | 0 | 0 | 0 | 0 | 0 | 0
H | 0 | 0 | 0 | 0 | 0 | 0
LFG | 0 | 0 | 0 | 0 | 0 | 0
Nuc | 0 | 0 | 0 | 0 | 0 | 0
PS | 0 | 0 | 0 | 0 | 0 | 0
PV | 0 | 0 | 0 | 0 | 0 | 0
PeakG | 0 | 0 | 0 | 0 | 0 | 0
PeakO | 0 | 0 | 0 | 0 | 0 | 0
ST | 0 | 0 | 0 | 0 | 0 | 0
STOG | 0 | 0 | 0 | 0 | 0 | 0
STWD | 0 | 0 | 0 | 0 | 0 | 0
WT | 0 | 0 | 0 | 0 | 0 | 0
IGCC | 0 | 0 | 0 | 0 | 0 | 0
DemandResponse | 0 | 0 | 0 | 0 | 0 | 0
IGCC-CCS | 0 | 0 | 0 | 0 | 0 | 0
WT_off | 0 | 0 | 0 | 0 | 0 | 0
PseudoUnit | 0 | 0 | 0 | 0 | 0 | 0
FixedInterchange | 0 | 0 | 0 | 0 | 0 | 0
Emission Cost by Reporting Type: IESO
ReportingType | 2015 | 2020 | 2025 | 2030 | 2035 | 2040
BM | 0 | 0 | 0 | 0 | 0 | 0
CC | 0 | 0 | 0 | 0 | 0 | 0
CSP | 0 | 0 | 0 | 0 | 0 | 0
CT | 0 | 0 | 0 | 0 | 0 | 0
Coal | 0 | 0 | 0 | 0 | 0 | 0
Geo | 0 | 0 | 0 | 0 | 0 | 0
H | 0 | 0 | 0 | 0 | 0 | 0
LFG | 0 | 0 | 0 | 0 | 0 | 0
Nuc | 0 | 0 | 0 | 0 | 0 | 0
PS | 0 | 0 | 0 | 0 | 0 | 0
PV | 0 | 0 | 0 | 0 | 0 | 0
PeakG | 0 | 0 | 0 | 0 | 0 | 0
PeakO | 0 | 0 | 0 | 0 | 0 | 0
ST | 0 | 0 | 0 | 0 | 0 | 0
STOG | 0 | 0 | 0 | 0 | 0 | 0
STWD | 0 | 0 | 0 | 0 | 0 | 0
WT | 0 | 0 | 0 | 0 | 0 | 0
IGCC | 0 | 0 | 0 | 0 | 0 | 0
DemandResponse | 0 | 0 | 0 | 0 | 0 | 0
IGCC-CCS | 0 | 0 | 0 | 0 | 0 | 0
WT_off | 0 | 0 | 0 | 0 | 0 | 0
PseudoUnit | 0 | 0 | 0 | 0 | 0 | 0
FixedInterchange | 0 | 0 | 0 | 0 | 0 | 0
Emission Cost by Reporting Type: MAPP_CA
ReportingType | 2015 | 2020 | 2025 | 2030 | 2035 | 2040
BM | 0 | 0 | 0 | 0 | 0 | 0
CC | 0 | 0 | 0 | 0 | 0 | 0
CSP | 0 | 0 | 0 | 0 | 0 | 0
CT | 0 | 0 | 0 | 0 | 0 | 0
Coal | 0 | 0 | 0 | 0 | 0 | 0
Geo | 0 | 0 | 0 | 0 | 0 | 0
H | 0 | 0 | 0 | 0 | 0 | 0
LFG | 0 | 0 | 0 | 0 | 0 | 0
Nuc | 0 | 0 | 0 | 0 | 0 | 0
PS | 0 | 0 | 0 | 0 | 0 | 0
PV | 0 | 0 | 0 | 0 | 0 | 0
PeakG | 0 | 0 | 0 | 0 | 0 | 0
PeakO | 0 | 0 | 0 | 0 | 0 | 0
ST | 0 | 0 | 0 | 0 | 0 | 0
STOG | 0 | 0 | 0 | 0 | 0 | 0
STWD | 0 | 0 | 0 | 0 | 0 | 0
WT | 0 | 0 | 0 | 0 | 0 | 0
IGCC | 0 | 0 | 0 | 0 | 0 | 0
DemandResponse | 0 | 0 | 0 | 0 | 0 | 0
IGCC-CCS | 0 | 0 | 0 | 0 | 0 | 0
WT_off | 0 | 0 | 0 | 0 | 0 | 0
PseudoUnit | 0 | 0 | 0 | 0 | 0 | 0
FixedInterchange | 0 | 0 | 0 | 0 | 0 | 0
Emission Cost by Reporting Type: AZ_NM_SNV_Coal
ReportingType | 2015 | 2020 | 2025 | 2030 | 2035 | 2040
BM | 0 | 0 | 0 | 0 | 0 | 0
CC | 0 | 0 | 0 | 0 | 0 | 0
CSP | 0 | 0 | 0 | 0 | 0 | 0
CT | 0 | 0 | 0 | 0 | 0 | 0
Coal | 1.23 | 0 | 0 | 0 | 0 | 0
Geo | 0 | 0 | 0 | 0 | 0 | 0
H | 0 | 0 | 0 | 0 | 0 | 0
LFG | 0 | 0 | 0 | 0 | 0 | 0
Nuc | 0 | 0 | 0 | 0 | 0 | 0
PS | 0 | 0 | 0 | 0 | 0 | 0
PV | 0 | 0 | 0 | 0 | 0 | 0
PeakG | 0 | 0 | 0 | 0 | 0 | 0
PeakO | 0 | 0 | 0 | 0 | 0 | 0
ST | 0 | 0 | 0 | 0 | 0 | 0
STOG | 0 | 0 | 0 | 0 | 0 | 0
STWD | 0 | 0 | 0 | 0 | 0 | 0
WT | 0 | 0 | 0 | 0 | 0 | 0
IGCC | 0 | 0 | 0 | 0 | 0 | 0
DemandResponse | 0 | 0 | 0 | 0 | 0 | 0
IGCC-CCS | 0 | 0 | 0 | 0 | 0 | 0
WT_off | 0 | 0 | 0 | 0 | 0 | 0
PseudoUnit | 0 | 0 | 0 | 0 | 0 | 0
FixedInterchange | 0 | 0 | 0 | 0 | 0 | 0
Emission Cost by Reporting Type: AZ_NM_SNV_Gas
ReportingType | 2015 | 2020 | 2025 | 2030 | 2035 | 2040
BM | 0 | 0 | 0 | 0 | 0 | 0
CC | 0 | 0 | 0 | 0 | 0 | 0
CSP | 0 | 0 | 0 | 0 | 0 | 0
CT | 0 | 0 | 0 | 0 | 0 | 0
Coal | 0 | 0 | 0 | 0 | 0 | 0
Geo | 0 | 0 | 0 | 0 | 0 | 0
H | 0 | 0 | 0 | 0 | 0 | 0
LFG | 0 | 0 | 0 | 0 | 0 | 0
Nuc | 0 | 0 | 0 | 0 | 0 | 0
PS | 0 | 0 | 0 | 0 | 0 | 0
PV | 0 | 0 | 0 | 0 | 0 | 0
PeakG | 0 | 0 | 0 | 0 | 0 | 0
PeakO | 0 | 0 | 0 | 0 | 0 | 0
ST | 0 | 0 | 0 | 0 | 0 | 0
STOG | 0 | 0 | 0 | 0 | 0 | 0
STWD | 0 | 0 | 0 | 0 | 0 | 0
WT | 0 | 0 | 0 | 0 | 0 | 0
IGCC | 0 | 0 | 0 | 0 | 0 | 0
DemandResponse | 0 | 0 | 0 | 0 | 0 | 0
IGCC-CCS | 0 | 0 | 0 | 0 | 0 | 0
WT_off | 0 | 0 | 0 | 0 | 0 | 0
PseudoUnit | 0 | 0 | 0 | 0 | 0 | 0
FixedInterchange | 0 | 0 | 0 | 0 | 0 | 0
Emission Cost by Reporting Type: AZ_NM_SNV_NucRenew
ReportingType | 2015 | 2020 | 2025 | 2030 | 2035 | 2040
BM | 0 | 0 | 0 | 0 | 0 | 0
CC | 0 | 0 | 0 | 0 | 0 | 0
CSP | 0 | 0 | 0 | 0 | 0 | 0
CT | 0 | 0 | 0 | 0 | 0 | 0
Coal | 0 | 0 | 0 | 0 | 0 | 0
Geo | 0 | 0 | 0 | 0 | 0 | 0
H | 0 | 0 | 0 | 0 | 0 | 0
LFG | 0 | 0 | 0 | 0 | 0 | 0
Nuc | 0 | 0 | 0 | 0 | 0 | 0
PS | 0 | 0 | 0 | 0 | 0 | 0
PV | 0 | 0 | 0 | 0 | 0 | 0
PeakG | 0 | 0 | 0 | 0 | 0 | 0
PeakO | 0 | 0 | 0 | 0 | 0 | 0
ST | 0 | 0 | 0 | 0 | 0 | 0
STOG | 0 | 0 | 0 | 0 | 0 | 0
STWD | 0 | 0 | 0 | 0 | 0 | 0
WT | 0 | 0 | 0 | 0 | 0 | 0
IGCC | 0 | 0 | 0 | 0 | 0 | 0
DemandResponse | 0 | 0 | 0 | 0 | 0 | 0
IGCC-CCS | 0 | 0 | 0 | 0 | 0 | 0
WT_off | 0 | 0 | 0 | 0 | 0 | 0
PseudoUnit | 0 | 0 | 0 | 0 | 0 | 0
FixedInterchange | 0 | 0 | 0 | 0 | 0 | 0
Emission Cost by Reporting Type: ERCOT
ReportingType | 2015 | 2020 | 2025 | 2030 | 2035 | 2040
BM | 0 | 0 | 0 | 0 | 0 | 0
CC | 0 | 0 | 0 | 0 | 0 | 0
CSP | 0 | 0 | 0 | 0 | 0 | 0
CT | 0 | 0 | 0 | 0 | 0 | 0
Coal | 25.48 | 0 | 0 | 0 | 0 | 0
Geo | 0 | 0 | 0 | 0 | 0 | 0
H | 0 | 0 | 0 | 0 | 0 | 0
LFG | 0 | 0 | 0 | 0 | 0 | 0
Nuc | 0 | 0 | 0 | 0 | 0 | 0
PS | 0 | 0 | 0 | 0 | 0 | 0
PV | 0 | 0 | 0 | 0 | 0 | 0
PeakG | 0 | 0 | 0 | 0 | 0 | 0
PeakO | 0 | 0 | 0 | 0 | 0 | 0
ST | 0 | 0 | 0 | 0 | 0 | 0
STOG | 0 | 0 | 0 | 0 | 0 | 0
STWD | 0 | 0 | 0 | 0 | 0 | 0
WT | 0 | 0 | 0 | 0 | 0 | 0
IGCC | 0 | 0 | 0 | 0 | 0 | 0
DemandResponse | 0 | 0 | 0 | 0 | 0 | 0
IGCC-CCS | 0 | 0 | 0 | 0 | 0 | 0
WT_off | 0 | 0 | 0 | 0 | 0 | 0
PseudoUnit | 0 | 0 | 0 | 0 | 0 | 0
FixedInterchange | 0 | 0 | 0 | 0 | 0 | 0
Emission Cost by Reporting Type: NP15
ReportingType | 2015 | 2020 | 2025 | 2030 | 2035 | 2040
BM | 0 | 0 | 0 | 0 | 0 | 0
CC | 0 | 0 | 0 | 0 | 0 | 0
CSP | 0 | 0 | 0 | 0 | 0 | 0
CT | 0 | 0 | 0 | 0 | 0 | 0
Coal | 0 | 0 | 0 | 0 | 0 | 0
Geo | 0 | 0 | 0 | 0 | 0 | 0
H | 0 | 0 | 0 | 0 | 0 | 0
LFG | 0 | 0 | 0 | 0 | 0 | 0
Nuc | 0 | 0 | 0 | 0 | 0 | 0
PS | 0 | 0 | 0 | 0 | 0 | 0
PV | 0 | 0 | 0 | 0 | 0 | 0
PeakG | 0 | 0 | 0 | 0 | 0 | 0
PeakO | 0 | 0 | 0 | 0 | 0 | 0
ST | 0 | 0 | 0 | 0 | 0 | 0
STOG | 0 | 0 | 0 | 0 | 0 | 0
STWD | 0 | 0 | 0 | 0 | 0 | 0
WT | 0 | 0 | 0 | 0 | 0 | 0
IGCC | 0 | 0 | 0 | 0 | 0 | 0
DemandResponse | 0 | 0 | 0 | 0 | 0 | 0
IGCC-CCS | 0 | 0 | 0 | 0 | 0 | 0
WT_off | 0 | 0 | 0 | 0 | 0 | 0
PseudoUnit | 0 | 0 | 0 | 0 | 0 | 0
FixedInterchange | 0 | 0 | 0 | 0 | 0 | 0
Emission Cost by Reporting Type: NWPP_Coal
ReportingType | 2015 | 2020 | 2025 | 2030 | 2035 | 2040
BM | 0 | 0 | 0 | 0 | 0 | 0
CC | 0 | 0 | 0 | 0 | 0 | 0
CSP | 0 | 0 | 0 | 0 | 0 | 0
CT | 0 | 0 | 0 | 0 | 0 | 0
Coal | 4 | 0 | 0 | 0 | 0 | 0
Geo | 0 | 0 | 0 | 0 | 0 | 0
H | 0 | 0 | 0 | 0 | 0 | 0
LFG | 0 | 0 | 0 | 0 | 0 | 0
Nuc | 0 | 0 | 0 | 0 | 0 | 0
PS | 0 | 0 | 0 | 0 | 0 | 0
PV | 0 | 0 | 0 | 0 | 0 | 0
PeakG | 0 | 0 | 0 | 0 | 0 | 0
PeakO | 0 | 0 | 0 | 0 | 0 | 0
ST | 0 | 0 | 0 | 0 | 0 | 0
STOG | 0 | 0 | 0 | 0 | 0 | 0
STWD | 0 | 0 | 0 | 0 | 0 | 0
WT | 0 | 0 | 0 | 0 | 0 | 0
IGCC | 0 | 0 | 0 | 0 | 0 | 0
DemandResponse | 0 | 0 | 0 | 0 | 0 | 0
IGCC-CCS | 0 | 0 | 0 | 0 | 0 | 0
WT_off | 0 | 0 | 0 | 0 | 0 | 0
PseudoUnit | 0 | 0 | 0 | 0 | 0 | 0
FixedInterchange | 0 | 0 | 0 | 0 | 0 | 0
Emission Cost by Reporting Type: NWPP_Gas
ReportingType | 2015 | 2020 | 2025 | 2030 | 2035 | 2040
BM | 0 | 0 | 0 | 0 | 0 | 0
CC | 0 | 0 | 0 | 0 | 0 | 0
CSP | 0 | 0 | 0 | 0 | 0 | 0
CT | 0 | 0 | 0 | 0 | 0 | 0
Coal | 0 | 0 | 0 | 0 | 0 | 0
Geo | 0 | 0 | 0 | 0 | 0 | 0
H | 0 | 0 | 0 | 0 | 0 | 0
LFG | 0 | 0 | 0 | 0 | 0 | 0
Nuc | 0 | 0 | 0 | 0 | 0 | 0
PS | 0 | 0 | 0 | 0 | 0 | 0
PV | 0 | 0 | 0 | 0 | 0 | 0
PeakG | 0 | 0 | 0 | 0 | 0 | 0
PeakO | 0 | 0 | 0 | 0 | 0 | 0
ST | 0 | 0 | 0 | 0 | 0 | 0
STOG | 0 | 0 | 0 | 0 | 0 | 0
STWD | 0 | 0 | 0 | 0 | 0 | 0
WT | 0 | 0 | 0 | 0 | 0 | 0
IGCC | 0 | 0 | 0 | 0 | 0 | 0
DemandResponse | 0 | 0 | 0 | 0 | 0 | 0
IGCC-CCS | 0 | 0 | 0 | 0 | 0 | 0
WT_off | 0 | 0 | 0 | 0 | 0 | 0
PseudoUnit | 0 | 0 | 0 | 0 | 0 | 0
FixedInterchange | 0 | 0 | 0 | 0 | 0 | 0
Emission Cost by Reporting Type: NWPP_NucRenew
ReportingType | 2015 | 2020 | 2025 | 2030 | 2035 | 2040
BM | 0 | 0 | 0 | 0 | 0 | 0
CC | 0 | 0 | 0 | 0 | 0 | 0
CSP | 0 | 0 | 0 | 0 | 0 | 0
CT | 0 | 0 | 0 | 0 | 0 | 0
Coal | 0 | 0 | 0 | 0 | 0 | 0
Geo | 0 | 0 | 0 | 0 | 0 | 0
H | 0 | 0 | 0 | 0 | 0 | 0
LFG | 0 | 0 | 0 | 0 | 0 | 0
Nuc | 0 | 0 | 0 | 0 | 0 | 0
PS | 0 | 0 | 0 | 0 | 0 | 0
PV | 0 | 0 | 0 | 0 | 0 | 0
PeakG | 0 | 0 | 0 | 0 | 0 | 0
PeakO | 0 | 0 | 0 | 0 | 0 | 0
ST | 0 | 0 | 0 | 0 | 0 | 0
STOG | 0 | 0 | 0 | 0 | 0 | 0
STWD | 0 | 0 | 0 | 0 | 0 | 0
WT | 0 | 0 | 0 | 0 | 0 | 0
IGCC | 0 | 0 | 0 | 0 | 0 | 0
DemandResponse | 0 | 0 | 0 | 0 | 0 | 0
IGCC-CCS | 0 | 0 | 0 | 0 | 0 | 0
WT_off | 0 | 0 | 0 | 0 | 0 | 0
PseudoUnit | 0 | 0 | 0 | 0 | 0 | 0
FixedInterchange | 0 | 0 | 0 | 0 | 0 | 0
Emission Cost by Reporting Type: RMPA
ReportingType | 2015 | 2020 | 2025 | 2030 | 2035 | 2040
BM | 0 | 0 | 0 | 0 | 0 | 0
CC | 0 | 0 | 0 | 0 | 0 | 0
CSP | 0 | 0 | 0 | 0 | 0 | 0
CT | 0 | 0 | 0 | 0 | 0 | 0
Coal | 2.49 | 0 | 0 | 0 | 0 | 0
Geo | 0 | 0 | 0 | 0 | 0 | 0
H | 0 | 0 | 0 | 0 | 0 | 0
LFG | 0 | 0 | 0 | 0 | 0 | 0
Nuc | 0 | 0 | 0 | 0 | 0 | 0
PS | 0 | 0 | 0 | 0 | 0 | 0
PV | 0 | 0 | 0 | 0 | 0 | 0
PeakG | 0 | 0 | 0 | 0 | 0 | 0
PeakO | 0 | 0 | 0 | 0 | 0 | 0
ST | 0 | 0 | 0 | 0 | 0 | 0
STOG | 0 | 0 | 0 | 0 | 0 | 0
STWD | 0 | 0 | 0 | 0 | 0 | 0
WT | 0 | 0 | 0 | 0 | 0 | 0
IGCC | 0 | 0 | 0 | 0 | 0 | 0
DemandResponse | 0 | 0 | 0 | 0 | 0 | 0
IGCC-CCS | 0 | 0 | 0 | 0 | 0 | 0
WT_off | 0 | 0 | 0 | 0 | 0 | 0
PseudoUnit | 0 | 0 | 0 | 0 | 0 | 0
FixedInterchange | 0 | 0 | 0 | 0 | 0 | 0
Emission Cost by Reporting Type: SP15
ReportingType | 2015 | 2020 | 2025 | 2030 | 2035 | 2040
BM | 0 | 0 | 0 | 0 | 0 | 0
CC | 0 | 0 | 0 | 0 | 0 | 0
CSP | 0 | 0 | 0 | 0 | 0 | 0
CT | 0 | 0 | 0 | 0 | 0 | 0
Coal | 0.01 | 0 | 0 | 0 | 0 | 0
Geo | 0 | 0 | 0 | 0 | 0 | 0
H | 0 | 0 | 0 | 0 | 0 | 0
LFG | 0 | 0 | 0 | 0 | 0 | 0
Nuc | 0 | 0 | 0 | 0 | 0 | 0
PS | 0 | 0 | 0 | 0 | 0 | 0
PV | 0 | 0 | 0 | 0 | 0 | 0
PeakG | 0 | 0 | 0 | 0 | 0 | 0
PeakO | 0 | 0 | 0 | 0 | 0 | 0
ST | 0 | 0 | 0 | 0 | 0 | 0
STOG | 0 | 0 | 0 | 0 | 0 | 0
STWD | 0 | 0 | 0 | 0 | 0 | 0
WT | 0 | 0 | 0 | 0 | 0 | 0
IGCC | 0 | 0 | 0 | 0 | 0 | 0
DemandResponse | 0 | 0 | 0 | 0 | 0 | 0
IGCC-CCS | 0 | 0 | 0 | 0 | 0 | 0
WT_off | 0 | 0 | 0 | 0 | 0 | 0
PseudoUnit | 0 | 0 | 0 | 0 | 0 | 0
FixedInterchange | 0 | 0 | 0 | 0 | 0 | 0
Emission Cost by Reporting Type: ALB
ReportingType | 2015 | 2020 | 2025 | 2030 | 2035 | 2040
BM | 0 | 0 | 0 | 0 | 0 | 0
CC | 0 | 0 | 0 | 0 | 0 | 0
CSP | 0 | 0 | 0 | 0 | 0 | 0
CT | 0 | 0 | 0 | 0 | 0 | 0
Coal | 0 | 0 | 0 | 0 | 0 | 0
Geo | 0 | 0 | 0 | 0 | 0 | 0
H | 0 | 0 | 0 | 0 | 0 | 0
LFG | 0 | 0 | 0 | 0 | 0 | 0
Nuc | 0 | 0 | 0 | 0 | 0 | 0
PS | 0 | 0 | 0 | 0 | 0 | 0
PV | 0 | 0 | 0 | 0 | 0 | 0
PeakG | 0 | 0 | 0 | 0 | 0 | 0
PeakO | 0 | 0 | 0 | 0 | 0 | 0
ST | 0 | 0 | 0 | 0 | 0 | 0
STOG | 0 | 0 | 0 | 0 | 0 | 0
STWD | 0 | 0 | 0 | 0 | 0 | 0
WT | 0 | 0 | 0 | 0 | 0 | 0
IGCC | 0 | 0 | 0 | 0 | 0 | 0
DemandResponse | 0 | 0 | 0 | 0 | 0 | 0
IGCC-CCS | 0 | 0 | 0 | 0 | 0 | 0
WT_off | 0 | 0 | 0 | 0 | 0 | 0
PseudoUnit | 0 | 0 | 0 | 0 | 0 | 0
FixedInterchange | 0 | 0 | 0 | 0 | 0 | 0
Emission Cost by Reporting Type: BC
ReportingType | 2015 | 2020 | 2025 | 2030 | 2035 | 2040
BM | 0 | 0 | 0 | 0 | 0 | 0
CC | 0 | 0 | 0 | 0 | 0 | 0
CSP | 0 | 0 | 0 | 0 | 0 | 0
CT | 0 | 0 | 0 | 0 | 0 | 0
Coal | 0 | 0 | 0 | 0 | 0 | 0
Geo | 0 | 0 | 0 | 0 | 0 | 0
H | 0 | 0 | 0 | 0 | 0 | 0
LFG | 0 | 0 | 0 | 0 | 0 | 0
Nuc | 0 | 0 | 0 | 0 | 0 | 0
PS | 0 | 0 | 0 | 0 | 0 | 0
PV | 0 | 0 | 0 | 0 | 0 | 0
PeakG | 0 | 0 | 0 | 0 | 0 | 0
PeakO | 0 | 0 | 0 | 0 | 0 | 0
ST | 0 | 0 | 0 | 0 | 0 | 0
STOG | 0 | 0 | 0 | 0 | 0 | 0
STWD | 0 | 0 | 0 | 0 | 0 | 0
WT | 0 | 0 | 0 | 0 | 0 | 0
IGCC | 0 | 0 | 0 | 0 | 0 | 0
DemandResponse | 0 | 0 | 0 | 0 | 0 | 0
IGCC-CCS | 0 | 0 | 0 | 0 | 0 | 0
WT_off | 0 | 0 | 0 | 0 | 0 | 0
PseudoUnit | 0 | 0 | 0 | 0 | 0 | 0
FixedInterchange | 0 | 0 | 0 | 0 | 0 | 0
Emission Cost by Reporting Type: HQ_IESO
ReportingType | 2015 | 2020 | 2025 | 2030 | 2035 | 2040
BM | 0 | 0 | 0 | 0 | 0 | 0
CC | 0 | 0 | 0 | 0 | 0 | 0
CSP | 0 | 0 | 0 | 0 | 0 | 0
CT | 0 | 0 | 0 | 0 | 0 | 0
Coal | 0 | 0 | 0 | 0 | 0 | 0
Geo | 0 | 0 | 0 | 0 | 0 | 0
H | 0 | 0 | 0 | 0 | 0 | 0
LFG | 0 | 0 | 0 | 0 | 0 | 0
Nuc | 0 | 0 | 0 | 0 | 0 | 0
PS | 0 | 0 | 0 | 0 | 0 | 0
PV | 0 | 0 | 0 | 0 | 0 | 0
PeakG | 0 | 0 | 0 | 0 | 0 | 0
PeakO | 0 | 0 | 0 | 0 | 0 | 0
ST | 0 | 0 | 0 | 0 | 0 | 0
STOG | 0 | 0 | 0 | 0 | 0 | 0
STWD | 0 | 0 | 0 | 0 | 0 | 0
WT | 0 | 0 | 0 | 0 | 0 | 0
IGCC | 0 | 0 | 0 | 0 | 0 | 0
DemandResponse | 0 | 0 | 0 | 0 | 0 | 0
IGCC-CCS | 0 | 0 | 0 | 0 | 0 | 0
WT_off | 0 | 0 | 0 | 0 | 0 | 0
PseudoUnit | 0 | 0 | 0 | 0 | 0 | 0
FixedInterchange | 0 | 0 | 0 | 0 | 0 | 0
Emission Cost by Reporting Type: HQ_NEISO
ReportingType | 2015 | 2020 | 2025 | 2030 | 2035 | 2040
BM | 0 | 0 | 0 | 0 | 0 | 0
CC | 0 | 0 | 0 | 0 | 0 | 0
CSP | 0 | 0 | 0 | 0 | 0 | 0
CT | 0 | 0 | 0 | 0 | 0 | 0
Coal | 0 | 0 | 0 | 0 | 0 | 0
Geo | 0 | 0 | 0 | 0 | 0 | 0
H | 0 | 0 | 0 | 0 | 0 | 0
LFG | 0 | 0 | 0 | 0 | 0 | 0
Nuc | 0 | 0 | 0 | 0 | 0 | 0
PS | 0 | 0 | 0 | 0 | 0 | 0
PV | 0 | 0 | 0 | 0 | 0 | 0
PeakG | 0 | 0 | 0 | 0 | 0 | 0
PeakO | 0 | 0 | 0 | 0 | 0 | 0
ST | 0 | 0 | 0 | 0 | 0 | 0
STOG | 0 | 0 | 0 | 0 | 0 | 0
STWD | 0 | 0 | 0 | 0 | 0 | 0
WT | 0 | 0 | 0 | 0 | 0 | 0
IGCC | 0 | 0 | 0 | 0 | 0 | 0
DemandResponse | 0 | 0 | 0 | 0 | 0 | 0
IGCC-CCS | 0 | 0 | 0 | 0 | 0 | 0
WT_off | 0 | 0 | 0 | 0 | 0 | 0
PseudoUnit | 0 | 0 | 0 | 0 | 0 | 0
FixedInterchange | 0 | 0 | 0 | 0 | 0 | 0
Emission Cost by Reporting Type: HQ_NY
ReportingType | 2015 | 2020 | 2025 | 2030 | 2035 | 2040
BM | 0 | 0 | 0 | 0 | 0 | 0
CC | 0 | 0 | 0 | 0 | 0 | 0
CSP | 0 | 0 | 0 | 0 | 0 | 0
CT | 0 | 0 | 0 | 0 | 0 | 0
Coal | 0 | 0 | 0 | 0 | 0 | 0
Geo | 0 | 0 | 0 | 0 | 0 | 0
H | 0 | 0 | 0 | 0 | 0 | 0
LFG | 0 | 0 | 0 | 0 | 0 | 0
Nuc | 0 | 0 | 0 | 0 | 0 | 0
PS | 0 | 0 | 0 | 0 | 0 | 0
PV | 0 | 0 | 0 | 0 | 0 | 0
PeakG | 0 | 0 | 0 | 0 | 0 | 0
PeakO | 0 | 0 | 0 | 0 | 0 | 0
ST | 0 | 0 | 0 | 0 | 0 | 0
STOG | 0 | 0 | 0 | 0 | 0 | 0
STWD | 0 | 0 | 0 | 0 | 0 | 0
WT | 0 | 0 | 0 | 0 | 0 | 0
IGCC | 0 | 0 | 0 | 0 | 0 | 0
DemandResponse | 0 | 0 | 0 | 0 | 0 | 0
IGCC-CCS | 0 | 0 | 0 | 0 | 0 | 0
WT_off | 0 | 0 | 0 | 0 | 0 | 0
PseudoUnit | 0 | 0 | 0 | 0 | 0 | 0
FixedInterchange | 0 | 0 | 0 | 0 | 0 | 0
Emission Cost by Reporting Type: MARITIMES
ReportingType | 2015 | 2020 | 2025 | 2030 | 2035 | 2040
BM | 0 | 0 | 0 | 0 | 0 | 0
CC | 0 | 0 | 0 | 0 | 0 | 0
CSP | 0 | 0 | 0 | 0 | 0 | 0
CT | 0 | 0 | 0 | 0 | 0 | 0
Coal | 0 | 0 | 0 | 0 | 0 | 0
Geo | 0 | 0 | 0 | 0 | 0 | 0
H | 0 | 0 | 0 | 0 | 0 | 0
LFG | 0 | 0 | 0 | 0 | 0 | 0
Nuc | 0 | 0 | 0 | 0 | 0 | 0
PS | 0 | 0 | 0 | 0 | 0 | 0
PV | 0 | 0 | 0 | 0 | 0 | 0
PeakG | 0 | 0 | 0 | 0 | 0 | 0
PeakO | 0 | 0 | 0 | 0 | 0 | 0
ST | 0 | 0 | 0 | 0 | 0 | 0
STOG | 0 | 0 | 0 | 0 | 0 | 0
STWD | 0 | 0 | 0 | 0 | 0 | 0
WT | 0 | 0 | 0 | 0 | 0 | 0
IGCC | 0 | 0 | 0 | 0 | 0 | 0
DemandResponse | 0 | 0 | 0 | 0 | 0 | 0
IGCC-CCS | 0 | 0 | 0 | 0 | 0 | 0
WT_off | 0 | 0 | 0 | 0 | 0 | 0
PseudoUnit | 0 | 0 | 0 | 0 | 0 | 0
FixedInterchange | 0 | 0 | 0 | 0 | 0 | 0
Emission Cost by Reporting Type: All
ReportingType | 2015 | 2020 | 2025 | 2030 | 2035 | 2040
BM | 0 | 0 | 0 | 0 | 0 | 0
CC | 0 | 0 | 0 | 0 | 0 | 0
CSP | 0 | 0 | 0 | 0 | 0 | 0
CT | 0 | 0 | 0 | 0 | 0 | 0
Coal | 560.38 | 0 | 0 | 0 | 0 | 0
Geo | 0 | 0 | 0 | 0 | 0 | 0
H | 0 | 0 | 0 | 0 | 0 | 0
LFG | 0 | 0 | 0 | 0 | 0 | 0
Nuc | 0 | 0 | 0 | 0 | 0 | 0
PS | 0 | 0 | 0 | 0 | 0 | 0
PV | 0 | 0 | 0 | 0 | 0 | 0
PeakG | 0 | 0 | 0 | 0 | 0 | 0
PeakO | 0 | 0 | 0 | 0 | 0 | 0
ST | 0 | 0 | 0 | 0 | 0 | 0
STOG | 0 | 0 | 0 | 0 | 0 | 0
STWD | 0 | 0 | 0 | 0 | 0 | 0
WT | 0 | 0 | 0 | 0 | 0 | 0
IGCC | 0.25 | 0 | 0 | 0 | 0 | 0
DemandResponse | 0 | 0 | 0 | 0 | 0 | 0
IGCC-CCS | 0 | 0 | 0 | 0 | 0 | 0
WT_off | 0 | 0 | 0 | 0 | 0 | 0
PseudoUnit | 0 | 0 | 0 | 0 | 0 | 0
FixedInterchange | 0 | 0 | 0 | 0 | 0 | 0
Emission Cost by Reporting Type: EI_US
ReportingType | 2015 | 2020 | 2025 | 2030 | 2035 | 2040
BM | 0 | 0 | 0 | 0 | 0 | 0
CC | 0 | 0 | 0 | 0 | 0 | 0
CSP | 0 | 0 | 0 | 0 | 0 | 0
CT | 0 | 0 | 0 | 0 | 0 | 0
Coal | 527.19 | 0 | 0 | 0 | 0 | 0
Geo | 0 | 0 | 0 | 0 | 0 | 0
H | 0 | 0 | 0 | 0 | 0 | 0
LFG | 0 | 0 | 0 | 0 | 0 | 0
Nuc | 0 | 0 | 0 | 0 | 0 | 0
PS | 0 | 0 | 0 | 0 | 0 | 0
PV | 0 | 0 | 0 | 0 | 0 | 0
PeakG | 0 | 0 | 0 | 0 | 0 | 0
PeakO | 0 | 0 | 0 | 0 | 0 | 0
ST | 0 | 0 | 0 | 0 | 0 | 0
STOG | 0 | 0 | 0 | 0 | 0 | 0
STWD | 0 | 0 | 0 | 0 | 0 | 0
WT | 0 | 0 | 0 | 0 | 0 | 0
IGCC | 0.25 | 0 | 0 | 0 | 0 | 0
DemandResponse | 0 | 0 | 0 | 0 | 0 | 0
IGCC-CCS | 0 | 0 | 0 | 0 | 0 | 0
WT_off | 0 | 0 | 0 | 0 | 0 | 0
PseudoUnit | 0 | 0 | 0 | 0 | 0 | 0
FixedInterchange | 0 | 0 | 0 | 0 | 0 | 0
Emission Cost by Reporting Type: EI_Canada
ReportingType | 2015 | 2020 | 2025 | 2030 | 2035 | 2040
BM | 0 | 0 | 0 | 0 | 0 | 0
CC | 0 | 0 | 0 | 0 | 0 | 0
CSP | 0 | 0 | 0 | 0 | 0 | 0
CT | 0 | 0 | 0 | 0 | 0 | 0
Coal | 0 | 0 | 0 | 0 | 0 | 0
Geo | 0 | 0 | 0 | 0 | 0 | 0
H | 0 | 0 | 0 | 0 | 0 | 0
LFG | 0 | 0 | 0 | 0 | 0 | 0
Nuc | 0 | 0 | 0 | 0 | 0 | 0
PS | 0 | 0 | 0 | 0 | 0 | 0
PV | 0 | 0 | 0 | 0 | 0 | 0
PeakG | 0 | 0 | 0 | 0 | 0 | 0
PeakO | 0 | 0 | 0 | 0 | 0 | 0
ST | 0 | 0 | 0 | 0 | 0 | 0
STOG | 0 | 0 | 0 | 0 | 0 | 0
STWD | 0 | 0 | 0 | 0 | 0 | 0
WT | 0 | 0 | 0 | 0 | 0 | 0
IGCC | 0 | 0 | 0 | 0 | 0 | 0
DemandResponse | 0 | 0 | 0 | 0 | 0 | 0
IGCC-CCS | 0 | 0 | 0 | 0 | 0 | 0
WT_off | 0 | 0 | 0 | 0 | 0 | 0
PseudoUnit | 0 | 0 | 0 | 0 | 0 | 0
FixedInterchange | 0 | 0 | 0 | 0 | 0 | 0
Emission Cost by Reporting Type: EI
ReportingType | 2015 | 2020 | 2025 | 2030 | 2035 | 2040
BM | 0 | 0 | 0 | 0 | 0 | 0
CC | 0 | 0 | 0 | 0 | 0 | 0
CSP | 0 | 0 | 0 | 0 | 0 | 0
CT | 0 | 0 | 0 | 0 | 0 | 0
Coal | 527.19 | 0 | 0 | 0 | 0 | 0
Geo | 0 | 0 | 0 | 0 | 0 | 0
H | 0 | 0 | 0 | 0 | 0 | 0
LFG | 0 | 0 | 0 | 0 | 0 | 0
Nuc | 0 | 0 | 0 | 0 | 0 | 0
PS | 0 | 0 | 0 | 0 | 0 | 0
PV | 0 | 0 | 0 | 0 | 0 | 0
PeakG | 0 | 0 | 0 | 0 | 0 | 0
PeakO | 0 | 0 | 0 | 0 | 0 | 0
ST | 0 | 0 | 0 | 0 | 0 | 0
STOG | 0 | 0 | 0 | 0 | 0 | 0
STWD | 0 | 0 | 0 | 0 | 0 | 0
WT | 0 | 0 | 0 | 0 | 0 | 0
IGCC | 0.25 | 0 | 0 | 0 | 0 | 0
DemandResponse | 0 | 0 | 0 | 0 | 0 | 0
IGCC-CCS | 0 | 0 | 0 | 0 | 0 | 0
WT_off | 0 | 0 | 0 | 0 | 0 | 0
PseudoUnit | 0 | 0 | 0 | 0 | 0 | 0
FixedInterchange | 0 | 0 | 0 | 0 | 0 | 0
Emission Cost by Reporting Type: Outside_EI
ReportingType | 2015 | 2020 | 2025 | 2030 | 2035 | 2040
BM | 0 | 0 | 0 | 0 | 0 | 0
CC | 0 | 0 | 0 | 0 | 0 | 0
CSP | 0 | 0 | 0 | 0 | 0 | 0
CT | 0 | 0 | 0 | 0 | 0 | 0
Coal | 33.2 | 0 | 0 | 0 | 0 | 0
Geo | 0 | 0 | 0 | 0 | 0 | 0
H | 0 | 0 | 0 | 0 | 0 | 0
LFG | 0 | 0 | 0 | 0 | 0 | 0
Nuc | 0 | 0 | 0 | 0 | 0 | 0
PS | 0 | 0 | 0 | 0 | 0 | 0
PV | 0 | 0 | 0 | 0 | 0 | 0
PeakG | 0 | 0 | 0 | 0 | 0 | 0
PeakO | 0 | 0 | 0 | 0 | 0 | 0
ST | 0 | 0 | 0 | 0 | 0 | 0
STOG | 0 | 0 | 0 | 0 | 0 | 0
STWD | 0 | 0 | 0 | 0 | 0 | 0
WT | 0 | 0 | 0 | 0 | 0 | 0
IGCC | 0 | 0 | 0 | 0 | 0 | 0
DemandResponse | 0 | 0 | 0 | 0 | 0 | 0
IGCC-CCS | 0 | 0 | 0 | 0 | 0 | 0
WT_off | 0 | 0 | 0 | 0 | 0 | 0
PseudoUnit | 0 | 0 | 0 | 0 | 0 | 0
FixedInterchange | 0 | 0 | 0 | 0 | 0 | 0
==== Emission Program: CAIRNoxSeasonal : (NOx) ====
Emission Cost by Reporting Type: Entergy
ReportingType | 2015 | 2020 | 2025 | 2030 | 2035 | 2040
BM | 0 | 0 | 0 | 0 | 0 | 0
CC | 0 | 0 | 0 | 0 | 0 | 0
CSP | 0 | 0 | 0 | 0 | 0 | 0
CT | 0 | 0 | 0 | 0 | 0 | 0
Coal | 0 | 0 | 0 | 0 | 0 | 0
Geo | 0 | 0 | 0 | 0 | 0 | 0
H | 0 | 0 | 0 | 0 | 0 | 0
LFG | 0 | 0 | 0 | 0 | 0 | 0
Nuc | 0 | 0 | 0 | 0 | 0 | 0
PS | 0 | 0 | 0 | 0 | 0 | 0
PV | 0 | 0 | 0 | 0 | 0 | 0
PeakG | 0 | 0 | 0 | 0 | 0 | 0
PeakO | 0 | 0 | 0 | 0 | 0 | 0
ST | 0 | 0 | 0 | 0 | 0 | 0
STOG | 0 | 0 | 0 | 0 | 0 | 0
STWD | 0 | 0 | 0 | 0 | 0 | 0
WT | 0 | 0 | 0 | 0 | 0 | 0
IGCC | 0 | 0 | 0 | 0 | 0 | 0
DemandResponse | 0 | 0 | 0 | 0 | 0 | 0
IGCC-CCS | 0 | 0 | 0 | 0 | 0 | 0
WT_off | 0 | 0 | 0 | 0 | 0 | 0
PseudoUnit | 0 | 0 | 0 | 0 | 0 | 0
FixedInterchange | 0 | 0 | 0 | 0 | 0 | 0
Emission Cost by Reporting Type: FRCC
ReportingType | 2015 | 2020 | 2025 | 2030 | 2035 | 2040
BM | 0 | 0 | 0 | 0 | 0 | 0
CC | 0 | 0 | 0 | 0 | 0 | 0
CSP | 0 | 0 | 0 | 0 | 0 | 0
CT | 0 | 0 | 0 | 0 | 0 | 0
Coal | 0 | 0 | 0 | 0 | 0 | 0
Geo | 0 | 0 | 0 | 0 | 0 | 0
H | 0 | 0 | 0 | 0 | 0 | 0
LFG | 0 | 0 | 0 | 0 | 0 | 0
Nuc | 0 | 0 | 0 | 0 | 0 | 0
PS | 0 | 0 | 0 | 0 | 0 | 0
PV | 0 | 0 | 0 | 0 | 0 | 0
PeakG | 0 | 0 | 0 | 0 | 0 | 0
PeakO | 0 | 0 | 0 | 0 | 0 | 0
ST | 0 | 0 | 0 | 0 | 0 | 0
STOG | 0 | 0 | 0 | 0 | 0 | 0
STWD | 0 | 0 | 0 | 0 | 0 | 0
WT | 0 | 0 | 0 | 0 | 0 | 0
IGCC | 0 | 0 | 0 | 0 | 0 | 0
DemandResponse | 0 | 0 | 0 | 0 | 0 | 0
IGCC-CCS | 0 | 0 | 0 | 0 | 0 | 0
WT_off | 0 | 0 | 0 | 0 | 0 | 0
PseudoUnit | 0 | 0 | 0 | 0 | 0 | 0
FixedInterchange | 0 | 0 | 0 | 0 | 0 | 0
Emission Cost by Reporting Type: MAPP_US
ReportingType | 2015 | 2020 | 2025 | 2030 | 2035 | 2040
BM | 0 | 0 | 0 | 0 | 0 | 0
CC | 0 | 0 | 0 | 0 | 0 | 0
CSP | 0 | 0 | 0 | 0 | 0 | 0
CT | 0 | 0 | 0 | 0 | 0 | 0
Coal | 0 | 0 | 0 | 0 | 0 | 0
Geo | 0 | 0 | 0 | 0 | 0 | 0
H | 0 | 0 | 0 | 0 | 0 | 0
LFG | 0 | 0 | 0 | 0 | 0 | 0
Nuc | 0 | 0 | 0 | 0 | 0 | 0
PS | 0 | 0 | 0 | 0 | 0 | 0
PV | 0 | 0 | 0 | 0 | 0 | 0
PeakG | 0 | 0 | 0 | 0 | 0 | 0
PeakO | 0 | 0 | 0 | 0 | 0 | 0
ST | 0 | 0 | 0 | 0 | 0 | 0
STOG | 0 | 0 | 0 | 0 | 0 | 0
STWD | 0 | 0 | 0 | 0 | 0 | 0
WT | 0 | 0 | 0 | 0 | 0 | 0
IGCC | 0 | 0 | 0 | 0 | 0 | 0
DemandResponse | 0 | 0 | 0 | 0 | 0 | 0
IGCC-CCS | 0 | 0 | 0 | 0 | 0 | 0
WT_off | 0 | 0 | 0 | 0 | 0 | 0
PseudoUnit | 0 | 0 | 0 | 0 | 0 | 0
FixedInterchange | 0 | 0 | 0 | 0 | 0 | 0
Emission Cost by Reporting Type: MISO_IN
ReportingType | 2015 | 2020 | 2025 | 2030 | 2035 | 2040
BM | 0 | 0 | 0 | 0 | 0 | 0
CC | 0 | 0 | 0 | 0 | 0 | 0
CSP | 0 | 0 | 0 | 0 | 0 | 0
CT | 0 | 0 | 0 | 0 | 0 | 0
Coal | 0 | 0 | 0 | 0 | 0 | 0
Geo | 0 | 0 | 0 | 0 | 0 | 0
H | 0 | 0 | 0 | 0 | 0 | 0
LFG | 0 | 0 | 0 | 0 | 0 | 0
Nuc | 0 | 0 | 0 | 0 | 0 | 0
PS | 0 | 0 | 0 | 0 | 0 | 0
PV | 0 | 0 | 0 | 0 | 0 | 0
PeakG | 0 | 0 | 0 | 0 | 0 | 0
PeakO | 0 | 0 | 0 | 0 | 0 | 0
ST | 0 | 0 | 0 | 0 | 0 | 0
STOG | 0 | 0 | 0 | 0 | 0 | 0
STWD | 0 | 0 | 0 | 0 | 0 | 0
WT | 0 | 0 | 0 | 0 | 0 | 0
IGCC | 0 | 0 | 0 | 0 | 0 | 0
DemandResponse | 0 | 0 | 0 | 0 | 0 | 0
IGCC-CCS | 0 | 0 | 0 | 0 | 0 | 0
WT_off | 0 | 0 | 0 | 0 | 0 | 0
PseudoUnit | 0 | 0 | 0 | 0 | 0 | 0
FixedInterchange | 0 | 0 | 0 | 0 | 0 | 0
Emission Cost by Reporting Type: MISO_MI
ReportingType | 2015 | 2020 | 2025 | 2030 | 2035 | 2040
BM | 0 | 0 | 0 | 0 | 0 | 0
CC | 0 | 0 | 0 | 0 | 0 | 0
CSP | 0 | 0 | 0 | 0 | 0 | 0
CT | 0 | 0 | 0 | 0 | 0 | 0
Coal | 0 | 0 | 0 | 0 | 0 | 0
Geo | 0 | 0 | 0 | 0 | 0 | 0
H | 0 | 0 | 0 | 0 | 0 | 0
LFG | 0 | 0 | 0 | 0 | 0 | 0
Nuc | 0 | 0 | 0 | 0 | 0 | 0
PS | 0 | 0 | 0 | 0 | 0 | 0
PV | 0 | 0 | 0 | 0 | 0 | 0
PeakG | 0 | 0 | 0 | 0 | 0 | 0
PeakO | 0 | 0 | 0 | 0 | 0 | 0
ST | 0 | 0 | 0 | 0 | 0 | 0
STOG | 0 | 0 | 0 | 0 | 0 | 0
STWD | 0 | 0 | 0 | 0 | 0 | 0
WT | 0 | 0 | 0 | 0 | 0 | 0
IGCC | 0 | 0 | 0 | 0 | 0 | 0
DemandResponse | 0 | 0 | 0 | 0 | 0 | 0
IGCC-CCS | 0 | 0 | 0 | 0 | 0 | 0
WT_off | 0 | 0 | 0 | 0 | 0 | 0
PseudoUnit | 0 | 0 | 0 | 0 | 0 | 0
FixedInterchange | 0 | 0 | 0 | 0 | 0 | 0
Emission Cost by Reporting Type: MISO_MO-IL
ReportingType | 2015 | 2020 | 2025 | 2030 | 2035 | 2040
BM | 0 | 0 | 0 | 0 | 0 | 0
CC | 0 | 0 | 0 | 0 | 0 | 0
CSP | 0 | 0 | 0 | 0 | 0 | 0
CT | 0 | 0 | 0 | 0 | 0 | 0
Coal | 0 | 0 | 0 | 0 | 0 | 0
Geo | 0 | 0 | 0 | 0 | 0 | 0
H | 0 | 0 | 0 | 0 | 0 | 0
LFG | 0 | 0 | 0 | 0 | 0 | 0
Nuc | 0 | 0 | 0 | 0 | 0 | 0
PS | 0 | 0 | 0 | 0 | 0 | 0
PV | 0 | 0 | 0 | 0 | 0 | 0
PeakG | 0 | 0 | 0 | 0 | 0 | 0
PeakO | 0 | 0 | 0 | 0 | 0 | 0
ST | 0 | 0 | 0 | 0 | 0 | 0
STOG | 0 | 0 | 0 | 0 | 0 | 0
STWD | 0 | 0 | 0 | 0 | 0 | 0
WT | 0 | 0 | 0 | 0 | 0 | 0
IGCC | 0 | 0 | 0 | 0 | 0 | 0
DemandResponse | 0 | 0 | 0 | 0 | 0 | 0
IGCC-CCS | 0 | 0 | 0 | 0 | 0 | 0
WT_off | 0 | 0 | 0 | 0 | 0 | 0
PseudoUnit | 0 | 0 | 0 | 0 | 0 | 0
FixedInterchange | 0 | 0 | 0 | 0 | 0 | 0
Emission Cost by Reporting Type: MISO_W
ReportingType | 2015 | 2020 | 2025 | 2030 | 2035 | 2040
BM | 0 | 0 | 0 | 0 | 0 | 0
CC | 0 | 0 | 0 | 0 | 0 | 0
CSP | 0 | 0 | 0 | 0 | 0 | 0
CT | 0 | 0 | 0 | 0 | 0 | 0
Coal | 0 | 0 | 0 | 0 | 0 | 0
Geo | 0 | 0 | 0 | 0 | 0 | 0
H | 0 | 0 | 0 | 0 | 0 | 0
LFG | 0 | 0 | 0 | 0 | 0 | 0
Nuc | 0 | 0 | 0 | 0 | 0 | 0
PS | 0 | 0 | 0 | 0 | 0 | 0
PV | 0 | 0 | 0 | 0 | 0 | 0
PeakG | 0 | 0 | 0 | 0 | 0 | 0
PeakO | 0 | 0 | 0 | 0 | 0 | 0
ST | 0 | 0 | 0 | 0 | 0 | 0
STOG | 0 | 0 | 0 | 0 | 0 | 0
STWD | 0 | 0 | 0 | 0 | 0 | 0
WT | 0 | 0 | 0 | 0 | 0 | 0
IGCC | 0 | 0 | 0 | 0 | 0 | 0
DemandResponse | 0 | 0 | 0 | 0 | 0 | 0
IGCC-CCS | 0 | 0 | 0 | 0 | 0 | 0
WT_off | 0 | 0 | 0 | 0 | 0 | 0
PseudoUnit | 0 | 0 | 0 | 0 | 0 | 0
FixedInterchange | 0 | 0 | 0 | 0 | 0 | 0
Emission Cost by Reporting Type: MISO_WUMS
ReportingType | 2015 | 2020 | 2025 | 2030 | 2035 | 2040
BM | 0 | 0 | 0 | 0 | 0 | 0
CC | 0 | 0 | 0 | 0 | 0 | 0
CSP | 0 | 0 | 0 | 0 | 0 | 0
CT | 0 | 0 | 0 | 0 | 0 | 0
Coal | 0 | 0 | 0 | 0 | 0 | 0
Geo | 0 | 0 | 0 | 0 | 0 | 0
H | 0 | 0 | 0 | 0 | 0 | 0
LFG | 0 | 0 | 0 | 0 | 0 | 0
Nuc | 0 | 0 | 0 | 0 | 0 | 0
PS | 0 | 0 | 0 | 0 | 0 | 0
PV | 0 | 0 | 0 | 0 | 0 | 0
PeakG | 0 | 0 | 0 | 0 | 0 | 0
PeakO | 0 | 0 | 0 | 0 | 0 | 0
ST | 0 | 0 | 0 | 0 | 0 | 0
STOG | 0 | 0 | 0 | 0 | 0 | 0
STWD | 0 | 0 | 0 | 0 | 0 | 0
WT | 0 | 0 | 0 | 0 | 0 | 0
IGCC | 0 | 0 | 0 | 0 | 0 | 0
DemandResponse | 0 | 0 | 0 | 0 | 0 | 0
IGCC-CCS | 0 | 0 | 0 | 0 | 0 | 0
WT_off | 0 | 0 | 0 | 0 | 0 | 0
PseudoUnit | 0 | 0 | 0 | 0 | 0 | 0
FixedInterchange | 0 | 0 | 0 | 0 | 0 | 0
Emission Cost by Reporting Type: Nebraska
ReportingType | 2015 | 2020 | 2025 | 2030 | 2035 | 2040
BM | 0 | 0 | 0 | 0 | 0 | 0
CC | 0 | 0 | 0 | 0 | 0 | 0
CSP | 0 | 0 | 0 | 0 | 0 | 0
CT | 0 | 0 | 0 | 0 | 0 | 0
Coal | 0 | 0 | 0 | 0 | 0 | 0
Geo | 0 | 0 | 0 | 0 | 0 | 0
H | 0 | 0 | 0 | 0 | 0 | 0
LFG | 0 | 0 | 0 | 0 | 0 | 0
Nuc | 0 | 0 | 0 | 0 | 0 | 0
PS | 0 | 0 | 0 | 0 | 0 | 0
PV | 0 | 0 | 0 | 0 | 0 | 0
PeakG | 0 | 0 | 0 | 0 | 0 | 0
PeakO | 0 | 0 | 0 | 0 | 0 | 0
ST | 0 | 0 | 0 | 0 | 0 | 0
STOG | 0 | 0 | 0 | 0 | 0 | 0
STWD | 0 | 0 | 0 | 0 | 0 | 0
WT | 0 | 0 | 0 | 0 | 0 | 0
IGCC | 0 | 0 | 0 | 0 | 0 | 0
DemandResponse | 0 | 0 | 0 | 0 | 0 | 0
IGCC-CCS | 0 | 0 | 0 | 0 | 0 | 0
WT_off | 0 | 0 | 0 | 0 | 0 | 0
PseudoUnit | 0 | 0 | 0 | 0 | 0 | 0
FixedInterchange | 0 | 0 | 0 | 0 | 0 | 0
Emission Cost by Reporting Type: NEISO
ReportingType | 2015 | 2020 | 2025 | 2030 | 2035 | 2040
BM | 0 | 0 | 0 | 0 | 0 | 0
CC | 0 | 0 | 0 | 0 | 0 | 0
CSP | 0 | 0 | 0 | 0 | 0 | 0
CT | 0 | 0 | 0 | 0 | 0 | 0
Coal | 0 | 0 | 0 | 0 | 0 | 0
Geo | 0 | 0 | 0 | 0 | 0 | 0
H | 0 | 0 | 0 | 0 | 0 | 0
LFG | 0 | 0 | 0 | 0 | 0 | 0
Nuc | 0 | 0 | 0 | 0 | 0 | 0
PS | 0 | 0 | 0 | 0 | 0 | 0
PV | 0 | 0 | 0 | 0 | 0 | 0
PeakG | 0 | 0 | 0 | 0 | 0 | 0
PeakO | 0 | 0 | 0 | 0 | 0 | 0
ST | 0 | 0 | 0 | 0 | 0 | 0
STOG | 0 | 0 | 0 | 0 | 0 | 0
STWD | 0 | 0 | 0 | 0 | 0 | 0
WT | 0 | 0 | 0 | 0 | 0 | 0
IGCC | 0 | 0 | 0 | 0 | 0 | 0
DemandResponse | 0 | 0 | 0 | 0 | 0 | 0
IGCC-CCS | 0 | 0 | 0 | 0 | 0 | 0
WT_off | 0 | 0 | 0 | 0 | 0 | 0
PseudoUnit | 0 | 0 | 0 | 0 | 0 | 0
FixedInterchange | 0 | 0 | 0 | 0 | 0 | 0
Emission Cost by Reporting Type: NonRTO_Midwest
ReportingType | 2015 | 2020 | 2025 | 2030 | 2035 | 2040
BM | 0 | 0 | 0 | 0 | 0 | 0
CC | 0 | 0 | 0 | 0 | 0 | 0
CSP | 0 | 0 | 0 | 0 | 0 | 0
CT | 0 | 0 | 0 | 0 | 0 | 0
Coal | 0 | 0 | 0 | 0 | 0 | 0
Geo | 0 | 0 | 0 | 0 | 0 | 0
H | 0 | 0 | 0 | 0 | 0 | 0
LFG | 0 | 0 | 0 | 0 | 0 | 0
Nuc | 0 | 0 | 0 | 0 | 0 | 0
PS | 0 | 0 | 0 | 0 | 0 | 0
PV | 0 | 0 | 0 | 0 | 0 | 0
PeakG | 0 | 0 | 0 | 0 | 0 | 0
PeakO | 0 | 0 | 0 | 0 | 0 | 0
ST | 0 | 0 | 0 | 0 | 0 | 0
STOG | 0 | 0 | 0 | 0 | 0 | 0
STWD | 0 | 0 | 0 | 0 | 0 | 0
WT | 0 | 0 | 0 | 0 | 0 | 0
IGCC | 0 | 0 | 0 | 0 | 0 | 0
DemandResponse | 0 | 0 | 0 | 0 | 0 | 0
IGCC-CCS | 0 | 0 | 0 | 0 | 0 | 0
WT_off | 0 | 0 | 0 | 0 | 0 | 0
PseudoUnit | 0 | 0 | 0 | 0 | 0 | 0
FixedInterchange | 0 | 0 | 0 | 0 | 0 | 0
Emission Cost by Reporting Type: NYISO_A-F
ReportingType | 2015 | 2020 | 2025 | 2030 | 2035 | 2040
BM | 0 | 0 | 0 | 0 | 0 | 0
CC | 0 | 0 | 0 | 0 | 0 | 0
CSP | 0 | 0 | 0 | 0 | 0 | 0
CT | 0 | 0 | 0 | 0 | 0 | 0
Coal | 0 | 0 | 0 | 0 | 0 | 0
Geo | 0 | 0 | 0 | 0 | 0 | 0
H | 0 | 0 | 0 | 0 | 0 | 0
LFG | 0 | 0 | 0 | 0 | 0 | 0
Nuc | 0 | 0 | 0 | 0 | 0 | 0
PS | 0 | 0 | 0 | 0 | 0 | 0
PV | 0 | 0 | 0 | 0 | 0 | 0
PeakG | 0 | 0 | 0 | 0 | 0 | 0
PeakO | 0 | 0 | 0 | 0 | 0 | 0
ST | 0 | 0 | 0 | 0 | 0 | 0
STOG | 0 | 0 | 0 | 0 | 0 | 0
STWD | 0 | 0 | 0 | 0 | 0 | 0
WT | 0 | 0 | 0 | 0 | 0 | 0
IGCC | 0 | 0 | 0 | 0 | 0 | 0
DemandResponse | 0 | 0 | 0 | 0 | 0 | 0
IGCC-CCS | 0 | 0 | 0 | 0 | 0 | 0
WT_off | 0 | 0 | 0 | 0 | 0 | 0
PseudoUnit | 0 | 0 | 0 | 0 | 0 | 0
FixedInterchange | 0 | 0 | 0 | 0 | 0 | 0
Emission Cost by Reporting Type: NYISO_G-I
ReportingType | 2015 | 2020 | 2025 | 2030 | 2035 | 2040
BM | 0 | 0 | 0 | 0 | 0 | 0
CC | 0 | 0 | 0 | 0 | 0 | 0
CSP | 0 | 0 | 0 | 0 | 0 | 0
CT | 0 | 0 | 0 | 0 | 0 | 0
Coal | 0 | 0 | 0 | 0 | 0 | 0
Geo | 0 | 0 | 0 | 0 | 0 | 0
H | 0 | 0 | 0 | 0 | 0 | 0
LFG | 0 | 0 | 0 | 0 | 0 | 0
Nuc | 0 | 0 | 0 | 0 | 0 | 0
PS | 0 | 0 | 0 | 0 | 0 | 0
PV | 0 | 0 | 0 | 0 | 0 | 0
PeakG | 0 | 0 | 0 | 0 | 0 | 0
PeakO | 0 | 0 | 0 | 0 | 0 | 0
ST | 0 | 0 | 0 | 0 | 0 | 0
STOG | 0 | 0 | 0 | 0 | 0 | 0
STWD | 0 | 0 | 0 | 0 | 0 | 0
WT | 0 | 0 | 0 | 0 | 0 | 0
IGCC | 0 | 0 | 0 | 0 | 0 | 0
DemandResponse | 0 | 0 | 0 | 0 | 0 | 0
IGCC-CCS | 0 | 0 | 0 | 0 | 0 | 0
WT_off | 0 | 0 | 0 | 0 | 0 | 0
PseudoUnit | 0 | 0 | 0 | 0 | 0 | 0
FixedInterchange | 0 | 0 | 0 | 0 | 0 | 0
Emission Cost by Reporting Type: NYISO_J-K
ReportingType | 2015 | 2020 | 2025 | 2030 | 2035 | 2040
BM | 0 | 0 | 0 | 0 | 0 | 0
CC | 0 | 0 | 0 | 0 | 0 | 0
CSP | 0 | 0 | 0 | 0 | 0 | 0
CT | 0 | 0 | 0 | 0 | 0 | 0
Coal | 0 | 0 | 0 | 0 | 0 | 0
Geo | 0 | 0 | 0 | 0 | 0 | 0
H | 0 | 0 | 0 | 0 | 0 | 0
LFG | 0 | 0 | 0 | 0 | 0 | 0
Nuc | 0 | 0 | 0 | 0 | 0 | 0
PS | 0 | 0 | 0 | 0 | 0 | 0
PV | 0 | 0 | 0 | 0 | 0 | 0
PeakG | 0 | 0 | 0 | 0 | 0 | 0
PeakO | 0 | 0 | 0 | 0 | 0 | 0
ST | 0 | 0 | 0 | 0 | 0 | 0
STOG | 0 | 0 | 0 | 0 | 0 | 0
STWD | 0 | 0 | 0 | 0 | 0 | 0
WT | 0 | 0 | 0 | 0 | 0 | 0
IGCC | 0 | 0 | 0 | 0 | 0 | 0
DemandResponse | 0 | 0 | 0 | 0 | 0 | 0
IGCC-CCS | 0 | 0 | 0 | 0 | 0 | 0
WT_off | 0 | 0 | 0 | 0 | 0 | 0
PseudoUnit | 0 | 0 | 0 | 0 | 0 | 0
FixedInterchange | 0 | 0 | 0 | 0 | 0 | 0
Emission Cost by Reporting Type: PJM_E
ReportingType | 2015 | 2020 | 2025 | 2030 | 2035 | 2040
BM | 0 | 0 | 0 | 0 | 0 | 0
CC | 0 | 0 | 0 | 0 | 0 | 0
CSP | 0 | 0 | 0 | 0 | 0 | 0
CT | 0 | 0 | 0 | 0 | 0 | 0
Coal | 0 | 0 | 0 | 0 | 0 | 0
Geo | 0 | 0 | 0 | 0 | 0 | 0
H | 0 | 0 | 0 | 0 | 0 | 0
LFG | 0 | 0 | 0 | 0 | 0 | 0
Nuc | 0 | 0 | 0 | 0 | 0 | 0
PS | 0 | 0 | 0 | 0 | 0 | 0
PV | 0 | 0 | 0 | 0 | 0 | 0
PeakG | 0 | 0 | 0 | 0 | 0 | 0
PeakO | 0 | 0 | 0 | 0 | 0 | 0
ST | 0 | 0 | 0 | 0 | 0 | 0
STOG | 0 | 0 | 0 | 0 | 0 | 0
STWD | 0 | 0 | 0 | 0 | 0 | 0
WT | 0 | 0 | 0 | 0 | 0 | 0
IGCC | 0 | 0 | 0 | 0 | 0 | 0
DemandResponse | 0 | 0 | 0 | 0 | 0 | 0
IGCC-CCS | 0 | 0 | 0 | 0 | 0 | 0
WT_off | 0 | 0 | 0 | 0 | 0 | 0
PseudoUnit | 0 | 0 | 0 | 0 | 0 | 0
FixedInterchange | 0 | 0 | 0 | 0 | 0 | 0
Emission Cost by Reporting Type: PJM_ROM
ReportingType | 2015 | 2020 | 2025 | 2030 | 2035 | 2040
BM | 0 | 0 | 0 | 0 | 0 | 0
CC | 0 | 0 | 0 | 0 | 0 | 0
CSP | 0 | 0 | 0 | 0 | 0 | 0
CT | 0 | 0 | 0 | 0 | 0 | 0
Coal | 0 | 0 | 0 | 0 | 0 | 0
Geo | 0 | 0 | 0 | 0 | 0 | 0
H | 0 | 0 | 0 | 0 | 0 | 0
LFG | 0 | 0 | 0 | 0 | 0 | 0
Nuc | 0 | 0 | 0 | 0 | 0 | 0
PS | 0 | 0 | 0 | 0 | 0 | 0
PV | 0 | 0 | 0 | 0 | 0 | 0
PeakG | 0 | 0 | 0 | 0 | 0 | 0
PeakO | 0 | 0 | 0 | 0 | 0 | 0
ST | 0 | 0 | 0 | 0 | 0 | 0
STOG | 0 | 0 | 0 | 0 | 0 | 0
STWD | 0 | 0 | 0 | 0 | 0 | 0
WT | 0 | 0 | 0 | 0 | 0 | 0
IGCC | 0 | 0 | 0 | 0 | 0 | 0
DemandResponse | 0 | 0 | 0 | 0 | 0 | 0
IGCC-CCS | 0 | 0 | 0 | 0 | 0 | 0
WT_off | 0 | 0 | 0 | 0 | 0 | 0
PseudoUnit | 0 | 0 | 0 | 0 | 0 | 0
FixedInterchange | 0 | 0 | 0 | 0 | 0 | 0
Emission Cost by Reporting Type: PJM_ROR
ReportingType | 2015 | 2020 | 2025 | 2030 | 2035 | 2040
BM | 0 | 0 | 0 | 0 | 0 | 0
CC | 0 | 0 | 0 | 0 | 0 | 0
CSP | 0 | 0 | 0 | 0 | 0 | 0
CT | 0 | 0 | 0 | 0 | 0 | 0
Coal | 0 | 0 | 0 | 0 | 0 | 0
Geo | 0 | 0 | 0 | 0 | 0 | 0
H | 0 | 0 | 0 | 0 | 0 | 0
LFG | 0 | 0 | 0 | 0 | 0 | 0
Nuc | 0 | 0 | 0 | 0 | 0 | 0
PS | 0 | 0 | 0 | 0 | 0 | 0
PV | 0 | 0 | 0 | 0 | 0 | 0
PeakG | 0 | 0 | 0 | 0 | 0 | 0
PeakO | 0 | 0 | 0 | 0 | 0 | 0
ST | 0 | 0 | 0 | 0 | 0 | 0
STOG | 0 | 0 | 0 | 0 | 0 | 0
STWD | 0 | 0 | 0 | 0 | 0 | 0
WT | 0 | 0 | 0 | 0 | 0 | 0
IGCC | 0 | 0 | 0 | 0 | 0 | 0
DemandResponse | 0 | 0 | 0 | 0 | 0 | 0
IGCC-CCS | 0 | 0 | 0 | 0 | 0 | 0
WT_off | 0 | 0 | 0 | 0 | 0 | 0
PseudoUnit | 0 | 0 | 0 | 0 | 0 | 0
FixedInterchange | 0 | 0 | 0 | 0 | 0 | 0
Emission Cost by Reporting Type: SOCO
ReportingType | 2015 | 2020 | 2025 | 2030 | 2035 | 2040
BM | 0 | 0 | 0 | 0 | 0 | 0
CC | 0 | 0 | 0 | 0 | 0 | 0
CSP | 0 | 0 | 0 | 0 | 0 | 0
CT | 0 | 0 | 0 | 0 | 0 | 0
Coal | 0 | 0 | 0 | 0 | 0 | 0
Geo | 0 | 0 | 0 | 0 | 0 | 0
H | 0 | 0 | 0 | 0 | 0 | 0
LFG | 0 | 0 | 0 | 0 | 0 | 0
Nuc | 0 | 0 | 0 | 0 | 0 | 0
PS | 0 | 0 | 0 | 0 | 0 | 0
PV | 0 | 0 | 0 | 0 | 0 | 0
PeakG | 0 | 0 | 0 | 0 | 0 | 0
PeakO | 0 | 0 | 0 | 0 | 0 | 0
ST | 0 | 0 | 0 | 0 | 0 | 0
STOG | 0 | 0 | 0 | 0 | 0 | 0
STWD | 0 | 0 | 0 | 0 | 0 | 0
WT | 0 | 0 | 0 | 0 | 0 | 0
IGCC | 0 | 0 | 0 | 0 | 0 | 0
DemandResponse | 0 | 0 | 0 | 0 | 0 | 0
IGCC-CCS | 0 | 0 | 0 | 0 | 0 | 0
WT_off | 0 | 0 | 0 | 0 | 0 | 0
PseudoUnit | 0 | 0 | 0 | 0 | 0 | 0
FixedInterchange | 0 | 0 | 0 | 0 | 0 | 0
Emission Cost by Reporting Type: SPP_N
ReportingType | 2015 | 2020 | 2025 | 2030 | 2035 | 2040
BM | 0 | 0 | 0 | 0 | 0 | 0
CC | 0 | 0 | 0 | 0 | 0 | 0
CSP | 0 | 0 | 0 | 0 | 0 | 0
CT | 0 | 0 | 0 | 0 | 0 | 0
Coal | 0 | 0 | 0 | 0 | 0 | 0
Geo | 0 | 0 | 0 | 0 | 0 | 0
H | 0 | 0 | 0 | 0 | 0 | 0
LFG | 0 | 0 | 0 | 0 | 0 | 0
Nuc | 0 | 0 | 0 | 0 | 0 | 0
PS | 0 | 0 | 0 | 0 | 0 | 0
PV | 0 | 0 | 0 | 0 | 0 | 0
PeakG | 0 | 0 | 0 | 0 | 0 | 0
PeakO | 0 | 0 | 0 | 0 | 0 | 0
ST | 0 | 0 | 0 | 0 | 0 | 0
STOG | 0 | 0 | 0 | 0 | 0 | 0
STWD | 0 | 0 | 0 | 0 | 0 | 0
WT | 0 | 0 | 0 | 0 | 0 | 0
IGCC | 0 | 0 | 0 | 0 | 0 | 0
DemandResponse | 0 | 0 | 0 | 0 | 0 | 0
IGCC-CCS | 0 | 0 | 0 | 0 | 0 | 0
WT_off | 0 | 0 | 0 | 0 | 0 | 0
PseudoUnit | 0 | 0 | 0 | 0 | 0 | 0
FixedInterchange | 0 | 0 | 0 | 0 | 0 | 0
Emission Cost by Reporting Type: SPP_S
ReportingType | 2015 | 2020 | 2025 | 2030 | 2035 | 2040
BM | 0 | 0 | 0 | 0 | 0 | 0
CC | 0 | 0 | 0 | 0 | 0 | 0
CSP | 0 | 0 | 0 | 0 | 0 | 0
CT | 0 | 0 | 0 | 0 | 0 | 0
Coal | 0 | 0 | 0 | 0 | 0 | 0
Geo | 0 | 0 | 0 | 0 | 0 | 0
H | 0 | 0 | 0 | 0 | 0 | 0
LFG | 0 | 0 | 0 | 0 | 0 | 0
Nuc | 0 | 0 | 0 | 0 | 0 | 0
PS | 0 | 0 | 0 | 0 | 0 | 0
PV | 0 | 0 | 0 | 0 | 0 | 0
PeakG | 0 | 0 | 0 | 0 | 0 | 0
PeakO | 0 | 0 | 0 | 0 | 0 | 0
ST | 0 | 0 | 0 | 0 | 0 | 0
STOG | 0 | 0 | 0 | 0 | 0 | 0
STWD | 0 | 0 | 0 | 0 | 0 | 0
WT | 0 | 0 | 0 | 0 | 0 | 0
IGCC | 0 | 0 | 0 | 0 | 0 | 0
DemandResponse | 0 | 0 | 0 | 0 | 0 | 0
IGCC-CCS | 0 | 0 | 0 | 0 | 0 | 0
WT_off | 0 | 0 | 0 | 0 | 0 | 0
PseudoUnit | 0 | 0 | 0 | 0 | 0 | 0
FixedInterchange | 0 | 0 | 0 | 0 | 0 | 0
Emission Cost by Reporting Type: TVA
ReportingType | 2015 | 2020 | 2025 | 2030 | 2035 | 2040
BM | 0 | 0 | 0 | 0 | 0 | 0
CC | 0 | 0 | 0 | 0 | 0 | 0
CSP | 0 | 0 | 0 | 0 | 0 | 0
CT | 0 | 0 | 0 | 0 | 0 | 0
Coal | 0 | 0 | 0 | 0 | 0 | 0
Geo | 0 | 0 | 0 | 0 | 0 | 0
H | 0 | 0 | 0 | 0 | 0 | 0
LFG | 0 | 0 | 0 | 0 | 0 | 0
Nuc | 0 | 0 | 0 | 0 | 0 | 0
PS | 0 | 0 | 0 | 0 | 0 | 0
PV | 0 | 0 | 0 | 0 | 0 | 0
PeakG | 0 | 0 | 0 | 0 | 0 | 0
PeakO | 0 | 0 | 0 | 0 | 0 | 0
ST | 0 | 0 | 0 | 0 | 0 | 0
STOG | 0 | 0 | 0 | 0 | 0 | 0
STWD | 0 | 0 | 0 | 0 | 0 | 0
WT | 0 | 0 | 0 | 0 | 0 | 0
IGCC | 0 | 0 | 0 | 0 | 0 | 0
DemandResponse | 0 | 0 | 0 | 0 | 0 | 0
IGCC-CCS | 0 | 0 | 0 | 0 | 0 | 0
WT_off | 0 | 0 | 0 | 0 | 0 | 0
PseudoUnit | 0 | 0 | 0 | 0 | 0 | 0
FixedInterchange | 0 | 0 | 0 | 0 | 0 | 0
Emission Cost by Reporting Type: TVA_Transmission
ReportingType | 2015 | 2020 | 2025 | 2030 | 2035 | 2040
BM | 0 | 0 | 0 | 0 | 0 | 0
CC | 0 | 0 | 0 | 0 | 0 | 0
CSP | 0 | 0 | 0 | 0 | 0 | 0
CT | 0 | 0 | 0 | 0 | 0 | 0
Coal | 0 | 0 | 0 | 0 | 0 | 0
Geo | 0 | 0 | 0 | 0 | 0 | 0
H | 0 | 0 | 0 | 0 | 0 | 0
LFG | 0 | 0 | 0 | 0 | 0 | 0
Nuc | 0 | 0 | 0 | 0 | 0 | 0
PS | 0 | 0 | 0 | 0 | 0 | 0
PV | 0 | 0 | 0 | 0 | 0 | 0
PeakG | 0 | 0 | 0 | 0 | 0 | 0
PeakO | 0 | 0 | 0 | 0 | 0 | 0
ST | 0 | 0 | 0 | 0 | 0 | 0
STOG | 0 | 0 | 0 | 0 | 0 | 0
STWD | 0 | 0 | 0 | 0 | 0 | 0
WT | 0 | 0 | 0 | 0 | 0 | 0
IGCC | 0 | 0 | 0 | 0 | 0 | 0
DemandResponse | 0 | 0 | 0 | 0 | 0 | 0
IGCC-CCS | 0 | 0 | 0 | 0 | 0 | 0
WT_off | 0 | 0 | 0 | 0 | 0 | 0
PseudoUnit | 0 | 0 | 0 | 0 | 0 | 0
FixedInterchange | 0 | 0 | 0 | 0 | 0 | 0
Emission Cost by Reporting Type: VACAR
ReportingType | 2015 | 2020 | 2025 | 2030 | 2035 | 2040
BM | 0 | 0 | 0 | 0 | 0 | 0
CC | 0 | 0 | 0 | 0 | 0 | 0
CSP | 0 | 0 | 0 | 0 | 0 | 0
CT | 0 | 0 | 0 | 0 | 0 | 0
Coal | 0 | 0 | 0 | 0 | 0 | 0
Geo | 0 | 0 | 0 | 0 | 0 | 0
H | 0 | 0 | 0 | 0 | 0 | 0
LFG | 0 | 0 | 0 | 0 | 0 | 0
Nuc | 0 | 0 | 0 | 0 | 0 | 0
PS | 0 | 0 | 0 | 0 | 0 | 0
PV | 0 | 0 | 0 | 0 | 0 | 0
PeakG | 0 | 0 | 0 | 0 | 0 | 0
PeakO | 0 | 0 | 0 | 0 | 0 | 0
ST | 0 | 0 | 0 | 0 | 0 | 0
STOG | 0 | 0 | 0 | 0 | 0 | 0
STWD | 0 | 0 | 0 | 0 | 0 | 0
WT | 0 | 0 | 0 | 0 | 0 | 0
IGCC | 0 | 0 | 0 | 0 | 0 | 0
DemandResponse | 0 | 0 | 0 | 0 | 0 | 0
IGCC-CCS | 0 | 0 | 0 | 0 | 0 | 0
WT_off | 0 | 0 | 0 | 0 | 0 | 0
PseudoUnit | 0 | 0 | 0 | 0 | 0 | 0
FixedInterchange | 0 | 0 | 0 | 0 | 0 | 0
Emission Cost by Reporting Type: IESO
ReportingType | 2015 | 2020 | 2025 | 2030 | 2035 | 2040
BM | 0 | 0 | 0 | 0 | 0 | 0
CC | 0 | 0 | 0 | 0 | 0 | 0
CSP | 0 | 0 | 0 | 0 | 0 | 0
CT | 0 | 0 | 0 | 0 | 0 | 0
Coal | 0 | 0 | 0 | 0 | 0 | 0
Geo | 0 | 0 | 0 | 0 | 0 | 0
H | 0 | 0 | 0 | 0 | 0 | 0
LFG | 0 | 0 | 0 | 0 | 0 | 0
Nuc | 0 | 0 | 0 | 0 | 0 | 0
PS | 0 | 0 | 0 | 0 | 0 | 0
PV | 0 | 0 | 0 | 0 | 0 | 0
PeakG | 0 | 0 | 0 | 0 | 0 | 0
PeakO | 0 | 0 | 0 | 0 | 0 | 0
ST | 0 | 0 | 0 | 0 | 0 | 0
STOG | 0 | 0 | 0 | 0 | 0 | 0
STWD | 0 | 0 | 0 | 0 | 0 | 0
WT | 0 | 0 | 0 | 0 | 0 | 0
IGCC | 0 | 0 | 0 | 0 | 0 | 0
DemandResponse | 0 | 0 | 0 | 0 | 0 | 0
IGCC-CCS | 0 | 0 | 0 | 0 | 0 | 0
WT_off | 0 | 0 | 0 | 0 | 0 | 0
PseudoUnit | 0 | 0 | 0 | 0 | 0 | 0
FixedInterchange | 0 | 0 | 0 | 0 | 0 | 0
Emission Cost by Reporting Type: MAPP_CA
ReportingType | 2015 | 2020 | 2025 | 2030 | 2035 | 2040
BM | 0 | 0 | 0 | 0 | 0 | 0
CC | 0 | 0 | 0 | 0 | 0 | 0
CSP | 0 | 0 | 0 | 0 | 0 | 0
CT | 0 | 0 | 0 | 0 | 0 | 0
Coal | 0 | 0 | 0 | 0 | 0 | 0
Geo | 0 | 0 | 0 | 0 | 0 | 0
H | 0 | 0 | 0 | 0 | 0 | 0
LFG | 0 | 0 | 0 | 0 | 0 | 0
Nuc | 0 | 0 | 0 | 0 | 0 | 0
PS | 0 | 0 | 0 | 0 | 0 | 0
PV | 0 | 0 | 0 | 0 | 0 | 0
PeakG | 0 | 0 | 0 | 0 | 0 | 0
PeakO | 0 | 0 | 0 | 0 | 0 | 0
ST | 0 | 0 | 0 | 0 | 0 | 0
STOG | 0 | 0 | 0 | 0 | 0 | 0
STWD | 0 | 0 | 0 | 0 | 0 | 0
WT | 0 | 0 | 0 | 0 | 0 | 0
IGCC | 0 | 0 | 0 | 0 | 0 | 0
DemandResponse | 0 | 0 | 0 | 0 | 0 | 0
IGCC-CCS | 0 | 0 | 0 | 0 | 0 | 0
WT_off | 0 | 0 | 0 | 0 | 0 | 0
PseudoUnit | 0 | 0 | 0 | 0 | 0 | 0
FixedInterchange | 0 | 0 | 0 | 0 | 0 | 0
Emission Cost by Reporting Type: AZ_NM_SNV_Coal
ReportingType | 2015 | 2020 | 2025 | 2030 | 2035 | 2040
BM | 0 | 0 | 0 | 0 | 0 | 0
CC | 0 | 0 | 0 | 0 | 0 | 0
CSP | 0 | 0 | 0 | 0 | 0 | 0
CT | 0 | 0 | 0 | 0 | 0 | 0
Coal | 0 | 0 | 0 | 0 | 0 | 0
Geo | 0 | 0 | 0 | 0 | 0 | 0
H | 0 | 0 | 0 | 0 | 0 | 0
LFG | 0 | 0 | 0 | 0 | 0 | 0
Nuc | 0 | 0 | 0 | 0 | 0 | 0
PS | 0 | 0 | 0 | 0 | 0 | 0
PV | 0 | 0 | 0 | 0 | 0 | 0
PeakG | 0 | 0 | 0 | 0 | 0 | 0
PeakO | 0 | 0 | 0 | 0 | 0 | 0
ST | 0 | 0 | 0 | 0 | 0 | 0
STOG | 0 | 0 | 0 | 0 | 0 | 0
STWD | 0 | 0 | 0 | 0 | 0 | 0
WT | 0 | 0 | 0 | 0 | 0 | 0
IGCC | 0 | 0 | 0 | 0 | 0 | 0
DemandResponse | 0 | 0 | 0 | 0 | 0 | 0
IGCC-CCS | 0 | 0 | 0 | 0 | 0 | 0
WT_off | 0 | 0 | 0 | 0 | 0 | 0
PseudoUnit | 0 | 0 | 0 | 0 | 0 | 0
FixedInterchange | 0 | 0 | 0 | 0 | 0 | 0
Emission Cost by Reporting Type: AZ_NM_SNV_Gas
ReportingType | 2015 | 2020 | 2025 | 2030 | 2035 | 2040
BM | 0 | 0 | 0 | 0 | 0 | 0
CC | 0 | 0 | 0 | 0 | 0 | 0
CSP | 0 | 0 | 0 | 0 | 0 | 0
CT | 0 | 0 | 0 | 0 | 0 | 0
Coal | 0 | 0 | 0 | 0 | 0 | 0
Geo | 0 | 0 | 0 | 0 | 0 | 0
H | 0 | 0 | 0 | 0 | 0 | 0
LFG | 0 | 0 | 0 | 0 | 0 | 0
Nuc | 0 | 0 | 0 | 0 | 0 | 0
PS | 0 | 0 | 0 | 0 | 0 | 0
PV | 0 | 0 | 0 | 0 | 0 | 0
PeakG | 0 | 0 | 0 | 0 | 0 | 0
PeakO | 0 | 0 | 0 | 0 | 0 | 0
ST | 0 | 0 | 0 | 0 | 0 | 0
STOG | 0 | 0 | 0 | 0 | 0 | 0
STWD | 0 | 0 | 0 | 0 | 0 | 0
WT | 0 | 0 | 0 | 0 | 0 | 0
IGCC | 0 | 0 | 0 | 0 | 0 | 0
DemandResponse | 0 | 0 | 0 | 0 | 0 | 0
IGCC-CCS | 0 | 0 | 0 | 0 | 0 | 0
WT_off | 0 | 0 | 0 | 0 | 0 | 0
PseudoUnit | 0 | 0 | 0 | 0 | 0 | 0
FixedInterchange | 0 | 0 | 0 | 0 | 0 | 0
Emission Cost by Reporting Type: AZ_NM_SNV_NucRenew
ReportingType | 2015 | 2020 | 2025 | 2030 | 2035 | 2040
BM | 0 | 0 | 0 | 0 | 0 | 0
CC | 0 | 0 | 0 | 0 | 0 | 0
CSP | 0 | 0 | 0 | 0 | 0 | 0
CT | 0 | 0 | 0 | 0 | 0 | 0
Coal | 0 | 0 | 0 | 0 | 0 | 0
Geo | 0 | 0 | 0 | 0 | 0 | 0
H | 0 | 0 | 0 | 0 | 0 | 0
LFG | 0 | 0 | 0 | 0 | 0 | 0
Nuc | 0 | 0 | 0 | 0 | 0 | 0
PS | 0 | 0 | 0 | 0 | 0 | 0
PV | 0 | 0 | 0 | 0 | 0 | 0
PeakG | 0 | 0 | 0 | 0 | 0 | 0
PeakO | 0 | 0 | 0 | 0 | 0 | 0
ST | 0 | 0 | 0 | 0 | 0 | 0
STOG | 0 | 0 | 0 | 0 | 0 | 0
STWD | 0 | 0 | 0 | 0 | 0 | 0
WT | 0 | 0 | 0 | 0 | 0 | 0
IGCC | 0 | 0 | 0 | 0 | 0 | 0
DemandResponse | 0 | 0 | 0 | 0 | 0 | 0
IGCC-CCS | 0 | 0 | 0 | 0 | 0 | 0
WT_off | 0 | 0 | 0 | 0 | 0 | 0
PseudoUnit | 0 | 0 | 0 | 0 | 0 | 0
FixedInterchange | 0 | 0 | 0 | 0 | 0 | 0
Emission Cost by Reporting Type: ERCOT
ReportingType | 2015 | 2020 | 2025 | 2030 | 2035 | 2040
BM | 0 | 0 | 0 | 0 | 0 | 0
CC | 0 | 0 | 0 | 0 | 0 | 0
CSP | 0 | 0 | 0 | 0 | 0 | 0
CT | 0 | 0 | 0 | 0 | 0 | 0
Coal | 0 | 0 | 0 | 0 | 0 | 0
Geo | 0 | 0 | 0 | 0 | 0 | 0
H | 0 | 0 | 0 | 0 | 0 | 0
LFG | 0 | 0 | 0 | 0 | 0 | 0
Nuc | 0 | 0 | 0 | 0 | 0 | 0
PS | 0 | 0 | 0 | 0 | 0 | 0
PV | 0 | 0 | 0 | 0 | 0 | 0
PeakG | 0 | 0 | 0 | 0 | 0 | 0
PeakO | 0 | 0 | 0 | 0 | 0 | 0
ST | 0 | 0 | 0 | 0 | 0 | 0
STOG | 0 | 0 | 0 | 0 | 0 | 0
STWD | 0 | 0 | 0 | 0 | 0 | 0
WT | 0 | 0 | 0 | 0 | 0 | 0
IGCC | 0 | 0 | 0 | 0 | 0 | 0
DemandResponse | 0 | 0 | 0 | 0 | 0 | 0
IGCC-CCS | 0 | 0 | 0 | 0 | 0 | 0
WT_off | 0 | 0 | 0 | 0 | 0 | 0
PseudoUnit | 0 | 0 | 0 | 0 | 0 | 0
FixedInterchange | 0 | 0 | 0 | 0 | 0 | 0
Emission Cost by Reporting Type: NP15
ReportingType | 2015 | 2020 | 2025 | 2030 | 2035 | 2040
BM | 0 | 0 | 0 | 0 | 0 | 0
CC | 0 | 0 | 0 | 0 | 0 | 0
CSP | 0 | 0 | 0 | 0 | 0 | 0
CT | 0 | 0 | 0 | 0 | 0 | 0
Coal | 0 | 0 | 0 | 0 | 0 | 0
Geo | 0 | 0 | 0 | 0 | 0 | 0
H | 0 | 0 | 0 | 0 | 0 | 0
LFG | 0 | 0 | 0 | 0 | 0 | 0
Nuc | 0 | 0 | 0 | 0 | 0 | 0
PS | 0 | 0 | 0 | 0 | 0 | 0
PV | 0 | 0 | 0 | 0 | 0 | 0
PeakG | 0 | 0 | 0 | 0 | 0 | 0
PeakO | 0 | 0 | 0 | 0 | 0 | 0
ST | 0 | 0 | 0 | 0 | 0 | 0
STOG | 0 | 0 | 0 | 0 | 0 | 0
STWD | 0 | 0 | 0 | 0 | 0 | 0
WT | 0 | 0 | 0 | 0 | 0 | 0
IGCC | 0 | 0 | 0 | 0 | 0 | 0
DemandResponse | 0 | 0 | 0 | 0 | 0 | 0
IGCC-CCS | 0 | 0 | 0 | 0 | 0 | 0
WT_off | 0 | 0 | 0 | 0 | 0 | 0
PseudoUnit | 0 | 0 | 0 | 0 | 0 | 0
FixedInterchange | 0 | 0 | 0 | 0 | 0 | 0
Emission Cost by Reporting Type: NWPP_Coal
ReportingType | 2015 | 2020 | 2025 | 2030 | 2035 | 2040
BM | 0 | 0 | 0 | 0 | 0 | 0
CC | 0 | 0 | 0 | 0 | 0 | 0
CSP | 0 | 0 | 0 | 0 | 0 | 0
CT | 0 | 0 | 0 | 0 | 0 | 0
Coal | 0 | 0 | 0 | 0 | 0 | 0
Geo | 0 | 0 | 0 | 0 | 0 | 0
H | 0 | 0 | 0 | 0 | 0 | 0
LFG | 0 | 0 | 0 | 0 | 0 | 0
Nuc | 0 | 0 | 0 | 0 | 0 | 0
PS | 0 | 0 | 0 | 0 | 0 | 0
PV | 0 | 0 | 0 | 0 | 0 | 0
PeakG | 0 | 0 | 0 | 0 | 0 | 0
PeakO | 0 | 0 | 0 | 0 | 0 | 0
ST | 0 | 0 | 0 | 0 | 0 | 0
STOG | 0 | 0 | 0 | 0 | 0 | 0
STWD | 0 | 0 | 0 | 0 | 0 | 0
WT | 0 | 0 | 0 | 0 | 0 | 0
IGCC | 0 | 0 | 0 | 0 | 0 | 0
DemandResponse | 0 | 0 | 0 | 0 | 0 | 0
IGCC-CCS | 0 | 0 | 0 | 0 | 0 | 0
WT_off | 0 | 0 | 0 | 0 | 0 | 0
PseudoUnit | 0 | 0 | 0 | 0 | 0 | 0
FixedInterchange | 0 | 0 | 0 | 0 | 0 | 0
Emission Cost by Reporting Type: NWPP_Gas
ReportingType | 2015 | 2020 | 2025 | 2030 | 2035 | 2040
BM | 0 | 0 | 0 | 0 | 0 | 0
CC | 0 | 0 | 0 | 0 | 0 | 0
CSP | 0 | 0 | 0 | 0 | 0 | 0
CT | 0 | 0 | 0 | 0 | 0 | 0
Coal | 0 | 0 | 0 | 0 | 0 | 0
Geo | 0 | 0 | 0 | 0 | 0 | 0
H | 0 | 0 | 0 | 0 | 0 | 0
LFG | 0 | 0 | 0 | 0 | 0 | 0
Nuc | 0 | 0 | 0 | 0 | 0 | 0
PS | 0 | 0 | 0 | 0 | 0 | 0
PV | 0 | 0 | 0 | 0 | 0 | 0
PeakG | 0 | 0 | 0 | 0 | 0 | 0
PeakO | 0 | 0 | 0 | 0 | 0 | 0
ST | 0 | 0 | 0 | 0 | 0 | 0
STOG | 0 | 0 | 0 | 0 | 0 | 0
STWD | 0 | 0 | 0 | 0 | 0 | 0
WT | 0 | 0 | 0 | 0 | 0 | 0
IGCC | 0 | 0 | 0 | 0 | 0 | 0
DemandResponse | 0 | 0 | 0 | 0 | 0 | 0
IGCC-CCS | 0 | 0 | 0 | 0 | 0 | 0
WT_off | 0 | 0 | 0 | 0 | 0 | 0
PseudoUnit | 0 | 0 | 0 | 0 | 0 | 0
FixedInterchange | 0 | 0 | 0 | 0 | 0 | 0
Emission Cost by Reporting Type: NWPP_NucRenew
ReportingType | 2015 | 2020 | 2025 | 2030 | 2035 | 2040
BM | 0 | 0 | 0 | 0 | 0 | 0
CC | 0 | 0 | 0 | 0 | 0 | 0
CSP | 0 | 0 | 0 | 0 | 0 | 0
CT | 0 | 0 | 0 | 0 | 0 | 0
Coal | 0 | 0 | 0 | 0 | 0 | 0
Geo | 0 | 0 | 0 | 0 | 0 | 0
H | 0 | 0 | 0 | 0 | 0 | 0
LFG | 0 | 0 | 0 | 0 | 0 | 0
Nuc | 0 | 0 | 0 | 0 | 0 | 0
PS | 0 | 0 | 0 | 0 | 0 | 0
PV | 0 | 0 | 0 | 0 | 0 | 0
PeakG | 0 | 0 | 0 | 0 | 0 | 0
PeakO | 0 | 0 | 0 | 0 | 0 | 0
ST | 0 | 0 | 0 | 0 | 0 | 0
STOG | 0 | 0 | 0 | 0 | 0 | 0
STWD | 0 | 0 | 0 | 0 | 0 | 0
WT | 0 | 0 | 0 | 0 | 0 | 0
IGCC | 0 | 0 | 0 | 0 | 0 | 0
DemandResponse | 0 | 0 | 0 | 0 | 0 | 0
IGCC-CCS | 0 | 0 | 0 | 0 | 0 | 0
WT_off | 0 | 0 | 0 | 0 | 0 | 0
PseudoUnit | 0 | 0 | 0 | 0 | 0 | 0
FixedInterchange | 0 | 0 | 0 | 0 | 0 | 0
Emission Cost by Reporting Type: RMPA
ReportingType | 2015 | 2020 | 2025 | 2030 | 2035 | 2040
BM | 0 | 0 | 0 | 0 | 0 | 0
CC | 0 | 0 | 0 | 0 | 0 | 0
CSP | 0 | 0 | 0 | 0 | 0 | 0
CT | 0 | 0 | 0 | 0 | 0 | 0
Coal | 0 | 0 | 0 | 0 | 0 | 0
Geo | 0 | 0 | 0 | 0 | 0 | 0
H | 0 | 0 | 0 | 0 | 0 | 0
LFG | 0 | 0 | 0 | 0 | 0 | 0
Nuc | 0 | 0 | 0 | 0 | 0 | 0
PS | 0 | 0 | 0 | 0 | 0 | 0
PV | 0 | 0 | 0 | 0 | 0 | 0
PeakG | 0 | 0 | 0 | 0 | 0 | 0
PeakO | 0 | 0 | 0 | 0 | 0 | 0
ST | 0 | 0 | 0 | 0 | 0 | 0
STOG | 0 | 0 | 0 | 0 | 0 | 0
STWD | 0 | 0 | 0 | 0 | 0 | 0
WT | 0 | 0 | 0 | 0 | 0 | 0
IGCC | 0 | 0 | 0 | 0 | 0 | 0
DemandResponse | 0 | 0 | 0 | 0 | 0 | 0
IGCC-CCS | 0 | 0 | 0 | 0 | 0 | 0
WT_off | 0 | 0 | 0 | 0 | 0 | 0
PseudoUnit | 0 | 0 | 0 | 0 | 0 | 0
FixedInterchange | 0 | 0 | 0 | 0 | 0 | 0
Emission Cost by Reporting Type: SP15
ReportingType | 2015 | 2020 | 2025 | 2030 | 2035 | 2040
BM | 0 | 0 | 0 | 0 | 0 | 0
CC | 0 | 0 | 0 | 0 | 0 | 0
CSP | 0 | 0 | 0 | 0 | 0 | 0
CT | 0 | 0 | 0 | 0 | 0 | 0
Coal | 0 | 0 | 0 | 0 | 0 | 0
Geo | 0 | 0 | 0 | 0 | 0 | 0
H | 0 | 0 | 0 | 0 | 0 | 0
LFG | 0 | 0 | 0 | 0 | 0 | 0
Nuc | 0 | 0 | 0 | 0 | 0 | 0
PS | 0 | 0 | 0 | 0 | 0 | 0
PV | 0 | 0 | 0 | 0 | 0 | 0
PeakG | 0 | 0 | 0 | 0 | 0 | 0
PeakO | 0 | 0 | 0 | 0 | 0 | 0
ST | 0 | 0 | 0 | 0 | 0 | 0
STOG | 0 | 0 | 0 | 0 | 0 | 0
STWD | 0 | 0 | 0 | 0 | 0 | 0
WT | 0 | 0 | 0 | 0 | 0 | 0
IGCC | 0 | 0 | 0 | 0 | 0 | 0
DemandResponse | 0 | 0 | 0 | 0 | 0 | 0
IGCC-CCS | 0 | 0 | 0 | 0 | 0 | 0
WT_off | 0 | 0 | 0 | 0 | 0 | 0
PseudoUnit | 0 | 0 | 0 | 0 | 0 | 0
FixedInterchange | 0 | 0 | 0 | 0 | 0 | 0
Emission Cost by Reporting Type: ALB
ReportingType | 2015 | 2020 | 2025 | 2030 | 2035 | 2040
BM | 0 | 0 | 0 | 0 | 0 | 0
CC | 0 | 0 | 0 | 0 | 0 | 0
CSP | 0 | 0 | 0 | 0 | 0 | 0
CT | 0 | 0 | 0 | 0 | 0 | 0
Coal | 0 | 0 | 0 | 0 | 0 | 0
Geo | 0 | 0 | 0 | 0 | 0 | 0
H | 0 | 0 | 0 | 0 | 0 | 0
LFG | 0 | 0 | 0 | 0 | 0 | 0
Nuc | 0 | 0 | 0 | 0 | 0 | 0
PS | 0 | 0 | 0 | 0 | 0 | 0
PV | 0 | 0 | 0 | 0 | 0 | 0
PeakG | 0 | 0 | 0 | 0 | 0 | 0
PeakO | 0 | 0 | 0 | 0 | 0 | 0
ST | 0 | 0 | 0 | 0 | 0 | 0
STOG | 0 | 0 | 0 | 0 | 0 | 0
STWD | 0 | 0 | 0 | 0 | 0 | 0
WT | 0 | 0 | 0 | 0 | 0 | 0
IGCC | 0 | 0 | 0 | 0 | 0 | 0
DemandResponse | 0 | 0 | 0 | 0 | 0 | 0
IGCC-CCS | 0 | 0 | 0 | 0 | 0 | 0
WT_off | 0 | 0 | 0 | 0 | 0 | 0
PseudoUnit | 0 | 0 | 0 | 0 | 0 | 0
FixedInterchange | 0 | 0 | 0 | 0 | 0 | 0
Emission Cost by Reporting Type: BC
ReportingType | 2015 | 2020 | 2025 | 2030 | 2035 | 2040
BM | 0 | 0 | 0 | 0 | 0 | 0
CC | 0 | 0 | 0 | 0 | 0 | 0
CSP | 0 | 0 | 0 | 0 | 0 | 0
CT | 0 | 0 | 0 | 0 | 0 | 0
Coal | 0 | 0 | 0 | 0 | 0 | 0
Geo | 0 | 0 | 0 | 0 | 0 | 0
H | 0 | 0 | 0 | 0 | 0 | 0
LFG | 0 | 0 | 0 | 0 | 0 | 0
Nuc | 0 | 0 | 0 | 0 | 0 | 0
PS | 0 | 0 | 0 | 0 | 0 | 0
PV | 0 | 0 | 0 | 0 | 0 | 0
PeakG | 0 | 0 | 0 | 0 | 0 | 0
PeakO | 0 | 0 | 0 | 0 | 0 | 0
ST | 0 | 0 | 0 | 0 | 0 | 0
STOG | 0 | 0 | 0 | 0 | 0 | 0
STWD | 0 | 0 | 0 | 0 | 0 | 0
WT | 0 | 0 | 0 | 0 | 0 | 0
IGCC | 0 | 0 | 0 | 0 | 0 | 0
DemandResponse | 0 | 0 | 0 | 0 | 0 | 0
IGCC-CCS | 0 | 0 | 0 | 0 | 0 | 0
WT_off | 0 | 0 | 0 | 0 | 0 | 0
PseudoUnit | 0 | 0 | 0 | 0 | 0 | 0
FixedInterchange | 0 | 0 | 0 | 0 | 0 | 0
Emission Cost by Reporting Type: HQ_IESO
ReportingType | 2015 | 2020 | 2025 | 2030 | 2035 | 2040
BM | 0 | 0 | 0 | 0 | 0 | 0
CC | 0 | 0 | 0 | 0 | 0 | 0
CSP | 0 | 0 | 0 | 0 | 0 | 0
CT | 0 | 0 | 0 | 0 | 0 | 0
Coal | 0 | 0 | 0 | 0 | 0 | 0
Geo | 0 | 0 | 0 | 0 | 0 | 0
H | 0 | 0 | 0 | 0 | 0 | 0
LFG | 0 | 0 | 0 | 0 | 0 | 0
Nuc | 0 | 0 | 0 | 0 | 0 | 0
PS | 0 | 0 | 0 | 0 | 0 | 0
PV | 0 | 0 | 0 | 0 | 0 | 0
PeakG | 0 | 0 | 0 | 0 | 0 | 0
PeakO | 0 | 0 | 0 | 0 | 0 | 0
ST | 0 | 0 | 0 | 0 | 0 | 0
STOG | 0 | 0 | 0 | 0 | 0 | 0
STWD | 0 | 0 | 0 | 0 | 0 | 0
WT | 0 | 0 | 0 | 0 | 0 | 0
IGCC | 0 | 0 | 0 | 0 | 0 | 0
DemandResponse | 0 | 0 | 0 | 0 | 0 | 0
IGCC-CCS | 0 | 0 | 0 | 0 | 0 | 0
WT_off | 0 | 0 | 0 | 0 | 0 | 0
PseudoUnit | 0 | 0 | 0 | 0 | 0 | 0
FixedInterchange | 0 | 0 | 0 | 0 | 0 | 0
Emission Cost by Reporting Type: HQ_NEISO
ReportingType | 2015 | 2020 | 2025 | 2030 | 2035 | 2040
BM | 0 | 0 | 0 | 0 | 0 | 0
CC | 0 | 0 | 0 | 0 | 0 | 0
CSP | 0 | 0 | 0 | 0 | 0 | 0
CT | 0 | 0 | 0 | 0 | 0 | 0
Coal | 0 | 0 | 0 | 0 | 0 | 0
Geo | 0 | 0 | 0 | 0 | 0 | 0
H | 0 | 0 | 0 | 0 | 0 | 0
LFG | 0 | 0 | 0 | 0 | 0 | 0
Nuc | 0 | 0 | 0 | 0 | 0 | 0
PS | 0 | 0 | 0 | 0 | 0 | 0
PV | 0 | 0 | 0 | 0 | 0 | 0
PeakG | 0 | 0 | 0 | 0 | 0 | 0
PeakO | 0 | 0 | 0 | 0 | 0 | 0
ST | 0 | 0 | 0 | 0 | 0 | 0
STOG | 0 | 0 | 0 | 0 | 0 | 0
STWD | 0 | 0 | 0 | 0 | 0 | 0
WT | 0 | 0 | 0 | 0 | 0 | 0
IGCC | 0 | 0 | 0 | 0 | 0 | 0
DemandResponse | 0 | 0 | 0 | 0 | 0 | 0
IGCC-CCS | 0 | 0 | 0 | 0 | 0 | 0
WT_off | 0 | 0 | 0 | 0 | 0 | 0
PseudoUnit | 0 | 0 | 0 | 0 | 0 | 0
FixedInterchange | 0 | 0 | 0 | 0 | 0 | 0
Emission Cost by Reporting Type: HQ_NY
ReportingType | 2015 | 2020 | 2025 | 2030 | 2035 | 2040
BM | 0 | 0 | 0 | 0 | 0 | 0
CC | 0 | 0 | 0 | 0 | 0 | 0
CSP | 0 | 0 | 0 | 0 | 0 | 0
CT | 0 | 0 | 0 | 0 | 0 | 0
Coal | 0 | 0 | 0 | 0 | 0 | 0
Geo | 0 | 0 | 0 | 0 | 0 | 0
H | 0 | 0 | 0 | 0 | 0 | 0
LFG | 0 | 0 | 0 | 0 | 0 | 0
Nuc | 0 | 0 | 0 | 0 | 0 | 0
PS | 0 | 0 | 0 | 0 | 0 | 0
PV | 0 | 0 | 0 | 0 | 0 | 0
PeakG | 0 | 0 | 0 | 0 | 0 | 0
PeakO | 0 | 0 | 0 | 0 | 0 | 0
ST | 0 | 0 | 0 | 0 | 0 | 0
STOG | 0 | 0 | 0 | 0 | 0 | 0
STWD | 0 | 0 | 0 | 0 | 0 | 0
WT | 0 | 0 | 0 | 0 | 0 | 0
IGCC | 0 | 0 | 0 | 0 | 0 | 0
DemandResponse | 0 | 0 | 0 | 0 | 0 | 0
IGCC-CCS | 0 | 0 | 0 | 0 | 0 | 0
WT_off | 0 | 0 | 0 | 0 | 0 | 0
PseudoUnit | 0 | 0 | 0 | 0 | 0 | 0
FixedInterchange | 0 | 0 | 0 | 0 | 0 | 0
Emission Cost by Reporting Type: MARITIMES
ReportingType | 2015 | 2020 | 2025 | 2030 | 2035 | 2040
BM | 0 | 0 | 0 | 0 | 0 | 0
CC | 0 | 0 | 0 | 0 | 0 | 0
CSP | 0 | 0 | 0 | 0 | 0 | 0
CT | 0 | 0 | 0 | 0 | 0 | 0
Coal | 0 | 0 | 0 | 0 | 0 | 0
Geo | 0 | 0 | 0 | 0 | 0 | 0
H | 0 | 0 | 0 | 0 | 0 | 0
LFG | 0 | 0 | 0 | 0 | 0 | 0
Nuc | 0 | 0 | 0 | 0 | 0 | 0
PS | 0 | 0 | 0 | 0 | 0 | 0
PV | 0 | 0 | 0 | 0 | 0 | 0
PeakG | 0 | 0 | 0 | 0 | 0 | 0
PeakO | 0 | 0 | 0 | 0 | 0 | 0
ST | 0 | 0 | 0 | 0 | 0 | 0
STOG | 0 | 0 | 0 | 0 | 0 | 0
STWD | 0 | 0 | 0 | 0 | 0 | 0
WT | 0 | 0 | 0 | 0 | 0 | 0
IGCC | 0 | 0 | 0 | 0 | 0 | 0
DemandResponse | 0 | 0 | 0 | 0 | 0 | 0
IGCC-CCS | 0 | 0 | 0 | 0 | 0 | 0
WT_off | 0 | 0 | 0 | 0 | 0 | 0
PseudoUnit | 0 | 0 | 0 | 0 | 0 | 0
FixedInterchange | 0 | 0 | 0 | 0 | 0 | 0
Emission Cost by Reporting Type: All
ReportingType | 2015 | 2020 | 2025 | 2030 | 2035 | 2040
BM | 0 | 0 | 0 | 0 | 0 | 0
CC | 0 | 0 | 0 | 0 | 0 | 0
CSP | 0 | 0 | 0 | 0 | 0 | 0
CT | 0 | 0 | 0 | 0 | 0 | 0
Coal | 0 | 0 | 0 | 0 | 0 | 0
Geo | 0 | 0 | 0 | 0 | 0 | 0
H | 0 | 0 | 0 | 0 | 0 | 0
LFG | 0 | 0 | 0 | 0 | 0 | 0
Nuc | 0 | 0 | 0 | 0 | 0 | 0
PS | 0 | 0 | 0 | 0 | 0 | 0
PV | 0 | 0 | 0 | 0 | 0 | 0
PeakG | 0 | 0 | 0 | 0 | 0 | 0
PeakO | 0 | 0 | 0 | 0 | 0 | 0
ST | 0 | 0 | 0 | 0 | 0 | 0
STOG | 0 | 0 | 0 | 0 | 0 | 0
STWD | 0 | 0 | 0 | 0 | 0 | 0
WT | 0 | 0 | 0 | 0 | 0 | 0
IGCC | 0 | 0 | 0 | 0 | 0 | 0
DemandResponse | 0 | 0 | 0 | 0 | 0 | 0
IGCC-CCS | 0 | 0 | 0 | 0 | 0 | 0
WT_off | 0 | 0 | 0 | 0 | 0 | 0
PseudoUnit | 0 | 0 | 0 | 0 | 0 | 0
FixedInterchange | 0 | 0 | 0 | 0 | 0 | 0
Emission Cost by Reporting Type: EI_US
ReportingType | 2015 | 2020 | 2025 | 2030 | 2035 | 2040
BM | 0 | 0 | 0 | 0 | 0 | 0
CC | 0 | 0 | 0 | 0 | 0 | 0
CSP | 0 | 0 | 0 | 0 | 0 | 0
CT | 0 | 0 | 0 | 0 | 0 | 0
Coal | 0 | 0 | 0 | 0 | 0 | 0
Geo | 0 | 0 | 0 | 0 | 0 | 0
H | 0 | 0 | 0 | 0 | 0 | 0
LFG | 0 | 0 | 0 | 0 | 0 | 0
Nuc | 0 | 0 | 0 | 0 | 0 | 0
PS | 0 | 0 | 0 | 0 | 0 | 0
PV | 0 | 0 | 0 | 0 | 0 | 0
PeakG | 0 | 0 | 0 | 0 | 0 | 0
PeakO | 0 | 0 | 0 | 0 | 0 | 0
ST | 0 | 0 | 0 | 0 | 0 | 0
STOG | 0 | 0 | 0 | 0 | 0 | 0
STWD | 0 | 0 | 0 | 0 | 0 | 0
WT | 0 | 0 | 0 | 0 | 0 | 0
IGCC | 0 | 0 | 0 | 0 | 0 | 0
DemandResponse | 0 | 0 | 0 | 0 | 0 | 0
IGCC-CCS | 0 | 0 | 0 | 0 | 0 | 0
WT_off | 0 | 0 | 0 | 0 | 0 | 0
PseudoUnit | 0 | 0 | 0 | 0 | 0 | 0
FixedInterchange | 0 | 0 | 0 | 0 | 0 | 0
Emission Cost by Reporting Type: EI_Canada
ReportingType | 2015 | 2020 | 2025 | 2030 | 2035 | 2040
BM | 0 | 0 | 0 | 0 | 0 | 0
CC | 0 | 0 | 0 | 0 | 0 | 0
CSP | 0 | 0 | 0 | 0 | 0 | 0
CT | 0 | 0 | 0 | 0 | 0 | 0
Coal | 0 | 0 | 0 | 0 | 0 | 0
Geo | 0 | 0 | 0 | 0 | 0 | 0
H | 0 | 0 | 0 | 0 | 0 | 0
LFG | 0 | 0 | 0 | 0 | 0 | 0
Nuc | 0 | 0 | 0 | 0 | 0 | 0
PS | 0 | 0 | 0 | 0 | 0 | 0
PV | 0 | 0 | 0 | 0 | 0 | 0
PeakG | 0 | 0 | 0 | 0 | 0 | 0
PeakO | 0 | 0 | 0 | 0 | 0 | 0
ST | 0 | 0 | 0 | 0 | 0 | 0
STOG | 0 | 0 | 0 | 0 | 0 | 0
STWD | 0 | 0 | 0 | 0 | 0 | 0
WT | 0 | 0 | 0 | 0 | 0 | 0
IGCC | 0 | 0 | 0 | 0 | 0 | 0
DemandResponse | 0 | 0 | 0 | 0 | 0 | 0
IGCC-CCS | 0 | 0 | 0 | 0 | 0 | 0
WT_off | 0 | 0 | 0 | 0 | 0 | 0
PseudoUnit | 0 | 0 | 0 | 0 | 0 | 0
FixedInterchange | 0 | 0 | 0 | 0 | 0 | 0
Emission Cost by Reporting Type: EI
ReportingType | 2015 | 2020 | 2025 | 2030 | 2035 | 2040
BM | 0 | 0 | 0 | 0 | 0 | 0
CC | 0 | 0 | 0 | 0 | 0 | 0
CSP | 0 | 0 | 0 | 0 | 0 | 0
CT | 0 | 0 | 0 | 0 | 0 | 0
Coal | 0 | 0 | 0 | 0 | 0 | 0
Geo | 0 | 0 | 0 | 0 | 0 | 0
H | 0 | 0 | 0 | 0 | 0 | 0
LFG | 0 | 0 | 0 | 0 | 0 | 0
Nuc | 0 | 0 | 0 | 0 | 0 | 0
PS | 0 | 0 | 0 | 0 | 0 | 0
PV | 0 | 0 | 0 | 0 | 0 | 0
PeakG | 0 | 0 | 0 | 0 | 0 | 0
PeakO | 0 | 0 | 0 | 0 | 0 | 0
ST | 0 | 0 | 0 | 0 | 0 | 0
STOG | 0 | 0 | 0 | 0 | 0 | 0
STWD | 0 | 0 | 0 | 0 | 0 | 0
WT | 0 | 0 | 0 | 0 | 0 | 0
IGCC | 0 | 0 | 0 | 0 | 0 | 0
DemandResponse | 0 | 0 | 0 | 0 | 0 | 0
IGCC-CCS | 0 | 0 | 0 | 0 | 0 | 0
WT_off | 0 | 0 | 0 | 0 | 0 | 0
PseudoUnit | 0 | 0 | 0 | 0 | 0 | 0
FixedInterchange | 0 | 0 | 0 | 0 | 0 | 0
Emission Cost by Reporting Type: Outside_EI
ReportingType | 2015 | 2020 | 2025 | 2030 | 2035 | 2040
BM | 0 | 0 | 0 | 0 | 0 | 0
CC | 0 | 0 | 0 | 0 | 0 | 0
CSP | 0 | 0 | 0 | 0 | 0 | 0
CT | 0 | 0 | 0 | 0 | 0 | 0
Coal | 0 | 0 | 0 | 0 | 0 | 0
Geo | 0 | 0 | 0 | 0 | 0 | 0
H | 0 | 0 | 0 | 0 | 0 | 0
LFG | 0 | 0 | 0 | 0 | 0 | 0
Nuc | 0 | 0 | 0 | 0 | 0 | 0
PS | 0 | 0 | 0 | 0 | 0 | 0
PV | 0 | 0 | 0 | 0 | 0 | 0
PeakG | 0 | 0 | 0 | 0 | 0 | 0
PeakO | 0 | 0 | 0 | 0 | 0 | 0
ST | 0 | 0 | 0 | 0 | 0 | 0
STOG | 0 | 0 | 0 | 0 | 0 | 0
STWD | 0 | 0 | 0 | 0 | 0 | 0
WT | 0 | 0 | 0 | 0 | 0 | 0
IGCC | 0 | 0 | 0 | 0 | 0 | 0
DemandResponse | 0 | 0 | 0 | 0 | 0 | 0
IGCC-CCS | 0 | 0 | 0 | 0 | 0 | 0
WT_off | 0 | 0 | 0 | 0 | 0 | 0
PseudoUnit | 0 | 0 | 0 | 0 | 0 | 0
FixedInterchange | 0 | 0 | 0 | 0 | 0 | 0
==== Emission Program: CAMR : (Hg) ====
Emission Cost by Reporting Type: Entergy
ReportingType | 2015 | 2020 | 2025 | 2030 | 2035 | 2040
BM | 0 | 0 | 0 | 0 | 0 | 0
CC | 0 | 0 | 0 | 0 | 0 | 0
CSP | 0 | 0 | 0 | 0 | 0 | 0
CT | 0 | 0 | 0 | 0 | 0 | 0
Coal | 0 | 0 | 0 | 0 | 0 | 0
Geo | 0 | 0 | 0 | 0 | 0 | 0
H | 0 | 0 | 0 | 0 | 0 | 0
LFG | 0 | 0 | 0 | 0 | 0 | 0
Nuc | 0 | 0 | 0 | 0 | 0 | 0
PS | 0 | 0 | 0 | 0 | 0 | 0
PV | 0 | 0 | 0 | 0 | 0 | 0
PeakG | 0 | 0 | 0 | 0 | 0 | 0
PeakO | 0 | 0 | 0 | 0 | 0 | 0
ST | 0 | 0 | 0 | 0 | 0 | 0
STOG | 0 | 0 | 0 | 0 | 0 | 0
STWD | 0 | 0 | 0 | 0 | 0 | 0
WT | 0 | 0 | 0 | 0 | 0 | 0
IGCC | 0 | 0 | 0 | 0 | 0 | 0
DemandResponse | 0 | 0 | 0 | 0 | 0 | 0
IGCC-CCS | 0 | 0 | 0 | 0 | 0 | 0
WT_off | 0 | 0 | 0 | 0 | 0 | 0
PseudoUnit | 0 | 0 | 0 | 0 | 0 | 0
FixedInterchange | 0 | 0 | 0 | 0 | 0 | 0
Emission Cost by Reporting Type: FRCC
ReportingType | 2015 | 2020 | 2025 | 2030 | 2035 | 2040
BM | 0 | 0 | 0 | 0 | 0 | 0
CC | 0 | 0 | 0 | 0 | 0 | 0
CSP | 0 | 0 | 0 | 0 | 0 | 0
CT | 0 | 0 | 0 | 0 | 0 | 0
Coal | 0 | 0 | 0 | 0 | 0 | 0
Geo | 0 | 0 | 0 | 0 | 0 | 0
H | 0 | 0 | 0 | 0 | 0 | 0
LFG | 0 | 0 | 0 | 0 | 0 | 0
Nuc | 0 | 0 | 0 | 0 | 0 | 0
PS | 0 | 0 | 0 | 0 | 0 | 0
PV | 0 | 0 | 0 | 0 | 0 | 0
PeakG | 0 | 0 | 0 | 0 | 0 | 0
PeakO | 0 | 0 | 0 | 0 | 0 | 0
ST | 0 | 0 | 0 | 0 | 0 | 0
STOG | 0 | 0 | 0 | 0 | 0 | 0
STWD | 0 | 0 | 0 | 0 | 0 | 0
WT | 0 | 0 | 0 | 0 | 0 | 0
IGCC | 0 | 0 | 0 | 0 | 0 | 0
DemandResponse | 0 | 0 | 0 | 0 | 0 | 0
IGCC-CCS | 0 | 0 | 0 | 0 | 0 | 0
WT_off | 0 | 0 | 0 | 0 | 0 | 0
PseudoUnit | 0 | 0 | 0 | 0 | 0 | 0
FixedInterchange | 0 | 0 | 0 | 0 | 0 | 0
Emission Cost by Reporting Type: MAPP_US
ReportingType | 2015 | 2020 | 2025 | 2030 | 2035 | 2040
BM | 0 | 0 | 0 | 0 | 0 | 0
CC | 0 | 0 | 0 | 0 | 0 | 0
CSP | 0 | 0 | 0 | 0 | 0 | 0
CT | 0 | 0 | 0 | 0 | 0 | 0
Coal | 0 | 0 | 0 | 0 | 0 | 0
Geo | 0 | 0 | 0 | 0 | 0 | 0
H | 0 | 0 | 0 | 0 | 0 | 0
LFG | 0 | 0 | 0 | 0 | 0 | 0
Nuc | 0 | 0 | 0 | 0 | 0 | 0
PS | 0 | 0 | 0 | 0 | 0 | 0
PV | 0 | 0 | 0 | 0 | 0 | 0
PeakG | 0 | 0 | 0 | 0 | 0 | 0
PeakO | 0 | 0 | 0 | 0 | 0 | 0
ST | 0 | 0 | 0 | 0 | 0 | 0
STOG | 0 | 0 | 0 | 0 | 0 | 0
STWD | 0 | 0 | 0 | 0 | 0 | 0
WT | 0 | 0 | 0 | 0 | 0 | 0
IGCC | 0 | 0 | 0 | 0 | 0 | 0
DemandResponse | 0 | 0 | 0 | 0 | 0 | 0
IGCC-CCS | 0 | 0 | 0 | 0 | 0 | 0
WT_off | 0 | 0 | 0 | 0 | 0 | 0
PseudoUnit | 0 | 0 | 0 | 0 | 0 | 0
FixedInterchange | 0 | 0 | 0 | 0 | 0 | 0
Emission Cost by Reporting Type: MISO_IN
ReportingType | 2015 | 2020 | 2025 | 2030 | 2035 | 2040
BM | 0 | 0 | 0 | 0 | 0 | 0
CC | 0 | 0 | 0 | 0 | 0 | 0
CSP | 0 | 0 | 0 | 0 | 0 | 0
CT | 0 | 0 | 0 | 0 | 0 | 0
Coal | 0 | 0 | 0 | 0 | 0 | 0
Geo | 0 | 0 | 0 | 0 | 0 | 0
H | 0 | 0 | 0 | 0 | 0 | 0
LFG | 0 | 0 | 0 | 0 | 0 | 0
Nuc | 0 | 0 | 0 | 0 | 0 | 0
PS | 0 | 0 | 0 | 0 | 0 | 0
PV | 0 | 0 | 0 | 0 | 0 | 0
PeakG | 0 | 0 | 0 | 0 | 0 | 0
PeakO | 0 | 0 | 0 | 0 | 0 | 0
ST | 0 | 0 | 0 | 0 | 0 | 0
STOG | 0 | 0 | 0 | 0 | 0 | 0
STWD | 0 | 0 | 0 | 0 | 0 | 0
WT | 0 | 0 | 0 | 0 | 0 | 0
IGCC | 0 | 0 | 0 | 0 | 0 | 0
DemandResponse | 0 | 0 | 0 | 0 | 0 | 0
IGCC-CCS | 0 | 0 | 0 | 0 | 0 | 0
WT_off | 0 | 0 | 0 | 0 | 0 | 0
PseudoUnit | 0 | 0 | 0 | 0 | 0 | 0
FixedInterchange | 0 | 0 | 0 | 0 | 0 | 0
Emission Cost by Reporting Type: MISO_MI
ReportingType | 2015 | 2020 | 2025 | 2030 | 2035 | 2040
BM | 0 | 0 | 0 | 0 | 0 | 0
CC | 0 | 0 | 0 | 0 | 0 | 0
CSP | 0 | 0 | 0 | 0 | 0 | 0
CT | 0 | 0 | 0 | 0 | 0 | 0
Coal | 0 | 0 | 0 | 0 | 0 | 0
Geo | 0 | 0 | 0 | 0 | 0 | 0
H | 0 | 0 | 0 | 0 | 0 | 0
LFG | 0 | 0 | 0 | 0 | 0 | 0
Nuc | 0 | 0 | 0 | 0 | 0 | 0
PS | 0 | 0 | 0 | 0 | 0 | 0
PV | 0 | 0 | 0 | 0 | 0 | 0
PeakG | 0 | 0 | 0 | 0 | 0 | 0
PeakO | 0 | 0 | 0 | 0 | 0 | 0
ST | 0 | 0 | 0 | 0 | 0 | 0
STOG | 0 | 0 | 0 | 0 | 0 | 0
STWD | 0 | 0 | 0 | 0 | 0 | 0
WT | 0 | 0 | 0 | 0 | 0 | 0
IGCC | 0 | 0 | 0 | 0 | 0 | 0
DemandResponse | 0 | 0 | 0 | 0 | 0 | 0
IGCC-CCS | 0 | 0 | 0 | 0 | 0 | 0
WT_off | 0 | 0 | 0 | 0 | 0 | 0
PseudoUnit | 0 | 0 | 0 | 0 | 0 | 0
FixedInterchange | 0 | 0 | 0 | 0 | 0 | 0
Emission Cost by Reporting Type: MISO_MO-IL
ReportingType | 2015 | 2020 | 2025 | 2030 | 2035 | 2040
BM | 0 | 0 | 0 | 0 | 0 | 0
CC | 0 | 0 | 0 | 0 | 0 | 0
CSP | 0 | 0 | 0 | 0 | 0 | 0
CT | 0 | 0 | 0 | 0 | 0 | 0
Coal | 0 | 0 | 0 | 0 | 0 | 0
Geo | 0 | 0 | 0 | 0 | 0 | 0
H | 0 | 0 | 0 | 0 | 0 | 0
LFG | 0 | 0 | 0 | 0 | 0 | 0
Nuc | 0 | 0 | 0 | 0 | 0 | 0
PS | 0 | 0 | 0 | 0 | 0 | 0
PV | 0 | 0 | 0 | 0 | 0 | 0
PeakG | 0 | 0 | 0 | 0 | 0 | 0
PeakO | 0 | 0 | 0 | 0 | 0 | 0
ST | 0 | 0 | 0 | 0 | 0 | 0
STOG | 0 | 0 | 0 | 0 | 0 | 0
STWD | 0 | 0 | 0 | 0 | 0 | 0
WT | 0 | 0 | 0 | 0 | 0 | 0
IGCC | 0 | 0 | 0 | 0 | 0 | 0
DemandResponse | 0 | 0 | 0 | 0 | 0 | 0
IGCC-CCS | 0 | 0 | 0 | 0 | 0 | 0
WT_off | 0 | 0 | 0 | 0 | 0 | 0
PseudoUnit | 0 | 0 | 0 | 0 | 0 | 0
FixedInterchange | 0 | 0 | 0 | 0 | 0 | 0
Emission Cost by Reporting Type: MISO_W
ReportingType | 2015 | 2020 | 2025 | 2030 | 2035 | 2040
BM | 0 | 0 | 0 | 0 | 0 | 0
CC | 0 | 0 | 0 | 0 | 0 | 0
CSP | 0 | 0 | 0 | 0 | 0 | 0
CT | 0 | 0 | 0 | 0 | 0 | 0
Coal | 0 | 0 | 0 | 0 | 0 | 0
Geo | 0 | 0 | 0 | 0 | 0 | 0
H | 0 | 0 | 0 | 0 | 0 | 0
LFG | 0 | 0 | 0 | 0 | 0 | 0
Nuc | 0 | 0 | 0 | 0 | 0 | 0
PS | 0 | 0 | 0 | 0 | 0 | 0
PV | 0 | 0 | 0 | 0 | 0 | 0
PeakG | 0 | 0 | 0 | 0 | 0 | 0
PeakO | 0 | 0 | 0 | 0 | 0 | 0
ST | 0 | 0 | 0 | 0 | 0 | 0
STOG | 0 | 0 | 0 | 0 | 0 | 0
STWD | 0 | 0 | 0 | 0 | 0 | 0
WT | 0 | 0 | 0 | 0 | 0 | 0
IGCC | 0 | 0 | 0 | 0 | 0 | 0
DemandResponse | 0 | 0 | 0 | 0 | 0 | 0
IGCC-CCS | 0 | 0 | 0 | 0 | 0 | 0
WT_off | 0 | 0 | 0 | 0 | 0 | 0
PseudoUnit | 0 | 0 | 0 | 0 | 0 | 0
FixedInterchange | 0 | 0 | 0 | 0 | 0 | 0
Emission Cost by Reporting Type: MISO_WUMS
ReportingType | 2015 | 2020 | 2025 | 2030 | 2035 | 2040
BM | 0 | 0 | 0 | 0 | 0 | 0
CC | 0 | 0 | 0 | 0 | 0 | 0
CSP | 0 | 0 | 0 | 0 | 0 | 0
CT | 0 | 0 | 0 | 0 | 0 | 0
Coal | 0 | 0 | 0 | 0 | 0 | 0
Geo | 0 | 0 | 0 | 0 | 0 | 0
H | 0 | 0 | 0 | 0 | 0 | 0
LFG | 0 | 0 | 0 | 0 | 0 | 0
Nuc | 0 | 0 | 0 | 0 | 0 | 0
PS | 0 | 0 | 0 | 0 | 0 | 0
PV | 0 | 0 | 0 | 0 | 0 | 0
PeakG | 0 | 0 | 0 | 0 | 0 | 0
PeakO | 0 | 0 | 0 | 0 | 0 | 0
ST | 0 | 0 | 0 | 0 | 0 | 0
STOG | 0 | 0 | 0 | 0 | 0 | 0
STWD | 0 | 0 | 0 | 0 | 0 | 0
WT | 0 | 0 | 0 | 0 | 0 | 0
IGCC | 0 | 0 | 0 | 0 | 0 | 0
DemandResponse | 0 | 0 | 0 | 0 | 0 | 0
IGCC-CCS | 0 | 0 | 0 | 0 | 0 | 0
WT_off | 0 | 0 | 0 | 0 | 0 | 0
PseudoUnit | 0 | 0 | 0 | 0 | 0 | 0
FixedInterchange | 0 | 0 | 0 | 0 | 0 | 0
Emission Cost by Reporting Type: Nebraska
ReportingType | 2015 | 2020 | 2025 | 2030 | 2035 | 2040
BM | 0 | 0 | 0 | 0 | 0 | 0
CC | 0 | 0 | 0 | 0 | 0 | 0
CSP | 0 | 0 | 0 | 0 | 0 | 0
CT | 0 | 0 | 0 | 0 | 0 | 0
Coal | 0 | 0 | 0 | 0 | 0 | 0
Geo | 0 | 0 | 0 | 0 | 0 | 0
H | 0 | 0 | 0 | 0 | 0 | 0
LFG | 0 | 0 | 0 | 0 | 0 | 0
Nuc | 0 | 0 | 0 | 0 | 0 | 0
PS | 0 | 0 | 0 | 0 | 0 | 0
PV | 0 | 0 | 0 | 0 | 0 | 0
PeakG | 0 | 0 | 0 | 0 | 0 | 0
PeakO | 0 | 0 | 0 | 0 | 0 | 0
ST | 0 | 0 | 0 | 0 | 0 | 0
STOG | 0 | 0 | 0 | 0 | 0 | 0
STWD | 0 | 0 | 0 | 0 | 0 | 0
WT | 0 | 0 | 0 | 0 | 0 | 0
IGCC | 0 | 0 | 0 | 0 | 0 | 0
DemandResponse | 0 | 0 | 0 | 0 | 0 | 0
IGCC-CCS | 0 | 0 | 0 | 0 | 0 | 0
WT_off | 0 | 0 | 0 | 0 | 0 | 0
PseudoUnit | 0 | 0 | 0 | 0 | 0 | 0
FixedInterchange | 0 | 0 | 0 | 0 | 0 | 0
Emission Cost by Reporting Type: NEISO
ReportingType | 2015 | 2020 | 2025 | 2030 | 2035 | 2040
BM | 0 | 0 | 0 | 0 | 0 | 0
CC | 0 | 0 | 0 | 0 | 0 | 0
CSP | 0 | 0 | 0 | 0 | 0 | 0
CT | 0 | 0 | 0 | 0 | 0 | 0
Coal | 0 | 0 | 0 | 0 | 0 | 0
Geo | 0 | 0 | 0 | 0 | 0 | 0
H | 0 | 0 | 0 | 0 | 0 | 0
LFG | 0 | 0 | 0 | 0 | 0 | 0
Nuc | 0 | 0 | 0 | 0 | 0 | 0
PS | 0 | 0 | 0 | 0 | 0 | 0
PV | 0 | 0 | 0 | 0 | 0 | 0
PeakG | 0 | 0 | 0 | 0 | 0 | 0
PeakO | 0 | 0 | 0 | 0 | 0 | 0
ST | 0 | 0 | 0 | 0 | 0 | 0
STOG | 0 | 0 | 0 | 0 | 0 | 0
STWD | 0 | 0 | 0 | 0 | 0 | 0
WT | 0 | 0 | 0 | 0 | 0 | 0
IGCC | 0 | 0 | 0 | 0 | 0 | 0
DemandResponse | 0 | 0 | 0 | 0 | 0 | 0
IGCC-CCS | 0 | 0 | 0 | 0 | 0 | 0
WT_off | 0 | 0 | 0 | 0 | 0 | 0
PseudoUnit | 0 | 0 | 0 | 0 | 0 | 0
FixedInterchange | 0 | 0 | 0 | 0 | 0 | 0
Emission Cost by Reporting Type: NonRTO_Midwest
ReportingType | 2015 | 2020 | 2025 | 2030 | 2035 | 2040
BM | 0 | 0 | 0 | 0 | 0 | 0
CC | 0 | 0 | 0 | 0 | 0 | 0
CSP | 0 | 0 | 0 | 0 | 0 | 0
CT | 0 | 0 | 0 | 0 | 0 | 0
Coal | 0 | 0 | 0 | 0 | 0 | 0
Geo | 0 | 0 | 0 | 0 | 0 | 0
H | 0 | 0 | 0 | 0 | 0 | 0
LFG | 0 | 0 | 0 | 0 | 0 | 0
Nuc | 0 | 0 | 0 | 0 | 0 | 0
PS | 0 | 0 | 0 | 0 | 0 | 0
PV | 0 | 0 | 0 | 0 | 0 | 0
PeakG | 0 | 0 | 0 | 0 | 0 | 0
PeakO | 0 | 0 | 0 | 0 | 0 | 0
ST | 0 | 0 | 0 | 0 | 0 | 0
STOG | 0 | 0 | 0 | 0 | 0 | 0
STWD | 0 | 0 | 0 | 0 | 0 | 0
WT | 0 | 0 | 0 | 0 | 0 | 0
IGCC | 0 | 0 | 0 | 0 | 0 | 0
DemandResponse | 0 | 0 | 0 | 0 | 0 | 0
IGCC-CCS | 0 | 0 | 0 | 0 | 0 | 0
WT_off | 0 | 0 | 0 | 0 | 0 | 0
PseudoUnit | 0 | 0 | 0 | 0 | 0 | 0
FixedInterchange | 0 | 0 | 0 | 0 | 0 | 0
Emission Cost by Reporting Type: NYISO_A-F
ReportingType | 2015 | 2020 | 2025 | 2030 | 2035 | 2040
BM | 0 | 0 | 0 | 0 | 0 | 0
CC | 0 | 0 | 0 | 0 | 0 | 0
CSP | 0 | 0 | 0 | 0 | 0 | 0
CT | 0 | 0 | 0 | 0 | 0 | 0
Coal | 0 | 0 | 0 | 0 | 0 | 0
Geo | 0 | 0 | 0 | 0 | 0 | 0
H | 0 | 0 | 0 | 0 | 0 | 0
LFG | 0 | 0 | 0 | 0 | 0 | 0
Nuc | 0 | 0 | 0 | 0 | 0 | 0
PS | 0 | 0 | 0 | 0 | 0 | 0
PV | 0 | 0 | 0 | 0 | 0 | 0
PeakG | 0 | 0 | 0 | 0 | 0 | 0
PeakO | 0 | 0 | 0 | 0 | 0 | 0
ST | 0 | 0 | 0 | 0 | 0 | 0
STOG | 0 | 0 | 0 | 0 | 0 | 0
STWD | 0 | 0 | 0 | 0 | 0 | 0
WT | 0 | 0 | 0 | 0 | 0 | 0
IGCC | 0 | 0 | 0 | 0 | 0 | 0
DemandResponse | 0 | 0 | 0 | 0 | 0 | 0
IGCC-CCS | 0 | 0 | 0 | 0 | 0 | 0
WT_off | 0 | 0 | 0 | 0 | 0 | 0
PseudoUnit | 0 | 0 | 0 | 0 | 0 | 0
FixedInterchange | 0 | 0 | 0 | 0 | 0 | 0
Emission Cost by Reporting Type: NYISO_G-I
ReportingType | 2015 | 2020 | 2025 | 2030 | 2035 | 2040
BM | 0 | 0 | 0 | 0 | 0 | 0
CC | 0 | 0 | 0 | 0 | 0 | 0
CSP | 0 | 0 | 0 | 0 | 0 | 0
CT | 0 | 0 | 0 | 0 | 0 | 0
Coal | 0 | 0 | 0 | 0 | 0 | 0
Geo | 0 | 0 | 0 | 0 | 0 | 0
H | 0 | 0 | 0 | 0 | 0 | 0
LFG | 0 | 0 | 0 | 0 | 0 | 0
Nuc | 0 | 0 | 0 | 0 | 0 | 0
PS | 0 | 0 | 0 | 0 | 0 | 0
PV | 0 | 0 | 0 | 0 | 0 | 0
PeakG | 0 | 0 | 0 | 0 | 0 | 0
PeakO | 0 | 0 | 0 | 0 | 0 | 0
ST | 0 | 0 | 0 | 0 | 0 | 0
STOG | 0 | 0 | 0 | 0 | 0 | 0
STWD | 0 | 0 | 0 | 0 | 0 | 0
WT | 0 | 0 | 0 | 0 | 0 | 0
IGCC | 0 | 0 | 0 | 0 | 0 | 0
DemandResponse | 0 | 0 | 0 | 0 | 0 | 0
IGCC-CCS | 0 | 0 | 0 | 0 | 0 | 0
WT_off | 0 | 0 | 0 | 0 | 0 | 0
PseudoUnit | 0 | 0 | 0 | 0 | 0 | 0
FixedInterchange | 0 | 0 | 0 | 0 | 0 | 0
Emission Cost by Reporting Type: NYISO_J-K
ReportingType | 2015 | 2020 | 2025 | 2030 | 2035 | 2040
BM | 0 | 0 | 0 | 0 | 0 | 0
CC | 0 | 0 | 0 | 0 | 0 | 0
CSP | 0 | 0 | 0 | 0 | 0 | 0
CT | 0 | 0 | 0 | 0 | 0 | 0
Coal | 0 | 0 | 0 | 0 | 0 | 0
Geo | 0 | 0 | 0 | 0 | 0 | 0
H | 0 | 0 | 0 | 0 | 0 | 0
LFG | 0 | 0 | 0 | 0 | 0 | 0
Nuc | 0 | 0 | 0 | 0 | 0 | 0
PS | 0 | 0 | 0 | 0 | 0 | 0
PV | 0 | 0 | 0 | 0 | 0 | 0
PeakG | 0 | 0 | 0 | 0 | 0 | 0
PeakO | 0 | 0 | 0 | 0 | 0 | 0
ST | 0 | 0 | 0 | 0 | 0 | 0
STOG | 0 | 0 | 0 | 0 | 0 | 0
STWD | 0 | 0 | 0 | 0 | 0 | 0
WT | 0 | 0 | 0 | 0 | 0 | 0
IGCC | 0 | 0 | 0 | 0 | 0 | 0
DemandResponse | 0 | 0 | 0 | 0 | 0 | 0
IGCC-CCS | 0 | 0 | 0 | 0 | 0 | 0
WT_off | 0 | 0 | 0 | 0 | 0 | 0
PseudoUnit | 0 | 0 | 0 | 0 | 0 | 0
FixedInterchange | 0 | 0 | 0 | 0 | 0 | 0
Emission Cost by Reporting Type: PJM_E
ReportingType | 2015 | 2020 | 2025 | 2030 | 2035 | 2040
BM | 0 | 0 | 0 | 0 | 0 | 0
CC | 0 | 0 | 0 | 0 | 0 | 0
CSP | 0 | 0 | 0 | 0 | 0 | 0
CT | 0 | 0 | 0 | 0 | 0 | 0
Coal | 0 | 0 | 0 | 0 | 0 | 0
Geo | 0 | 0 | 0 | 0 | 0 | 0
H | 0 | 0 | 0 | 0 | 0 | 0
LFG | 0 | 0 | 0 | 0 | 0 | 0
Nuc | 0 | 0 | 0 | 0 | 0 | 0
PS | 0 | 0 | 0 | 0 | 0 | 0
PV | 0 | 0 | 0 | 0 | 0 | 0
PeakG | 0 | 0 | 0 | 0 | 0 | 0
PeakO | 0 | 0 | 0 | 0 | 0 | 0
ST | 0 | 0 | 0 | 0 | 0 | 0
STOG | 0 | 0 | 0 | 0 | 0 | 0
STWD | 0 | 0 | 0 | 0 | 0 | 0
WT | 0 | 0 | 0 | 0 | 0 | 0
IGCC | 0 | 0 | 0 | 0 | 0 | 0
DemandResponse | 0 | 0 | 0 | 0 | 0 | 0
IGCC-CCS | 0 | 0 | 0 | 0 | 0 | 0
WT_off | 0 | 0 | 0 | 0 | 0 | 0
PseudoUnit | 0 | 0 | 0 | 0 | 0 | 0
FixedInterchange | 0 | 0 | 0 | 0 | 0 | 0
Emission Cost by Reporting Type: PJM_ROM
ReportingType | 2015 | 2020 | 2025 | 2030 | 2035 | 2040
BM | 0 | 0 | 0 | 0 | 0 | 0
CC | 0 | 0 | 0 | 0 | 0 | 0
CSP | 0 | 0 | 0 | 0 | 0 | 0
CT | 0 | 0 | 0 | 0 | 0 | 0
Coal | 0 | 0 | 0 | 0 | 0 | 0
Geo | 0 | 0 | 0 | 0 | 0 | 0
H | 0 | 0 | 0 | 0 | 0 | 0
LFG | 0 | 0 | 0 | 0 | 0 | 0
Nuc | 0 | 0 | 0 | 0 | 0 | 0
PS | 0 | 0 | 0 | 0 | 0 | 0
PV | 0 | 0 | 0 | 0 | 0 | 0
PeakG | 0 | 0 | 0 | 0 | 0 | 0
PeakO | 0 | 0 | 0 | 0 | 0 | 0
ST | 0 | 0 | 0 | 0 | 0 | 0
STOG | 0 | 0 | 0 | 0 | 0 | 0
STWD | 0 | 0 | 0 | 0 | 0 | 0
WT | 0 | 0 | 0 | 0 | 0 | 0
IGCC | 0 | 0 | 0 | 0 | 0 | 0
DemandResponse | 0 | 0 | 0 | 0 | 0 | 0
IGCC-CCS | 0 | 0 | 0 | 0 | 0 | 0
WT_off | 0 | 0 | 0 | 0 | 0 | 0
PseudoUnit | 0 | 0 | 0 | 0 | 0 | 0
FixedInterchange | 0 | 0 | 0 | 0 | 0 | 0
Emission Cost by Reporting Type: PJM_ROR
ReportingType | 2015 | 2020 | 2025 | 2030 | 2035 | 2040
BM | 0 | 0 | 0 | 0 | 0 | 0
CC | 0 | 0 | 0 | 0 | 0 | 0
CSP | 0 | 0 | 0 | 0 | 0 | 0
CT | 0 | 0 | 0 | 0 | 0 | 0
Coal | 0 | 0 | 0 | 0 | 0 | 0
Geo | 0 | 0 | 0 | 0 | 0 | 0
H | 0 | 0 | 0 | 0 | 0 | 0
LFG | 0 | 0 | 0 | 0 | 0 | 0
Nuc | 0 | 0 | 0 | 0 | 0 | 0
PS | 0 | 0 | 0 | 0 | 0 | 0
PV | 0 | 0 | 0 | 0 | 0 | 0
PeakG | 0 | 0 | 0 | 0 | 0 | 0
PeakO | 0 | 0 | 0 | 0 | 0 | 0
ST | 0 | 0 | 0 | 0 | 0 | 0
STOG | 0 | 0 | 0 | 0 | 0 | 0
STWD | 0 | 0 | 0 | 0 | 0 | 0
WT | 0 | 0 | 0 | 0 | 0 | 0
IGCC | 0 | 0 | 0 | 0 | 0 | 0
DemandResponse | 0 | 0 | 0 | 0 | 0 | 0
IGCC-CCS | 0 | 0 | 0 | 0 | 0 | 0
WT_off | 0 | 0 | 0 | 0 | 0 | 0
PseudoUnit | 0 | 0 | 0 | 0 | 0 | 0
FixedInterchange | 0 | 0 | 0 | 0 | 0 | 0
Emission Cost by Reporting Type: SOCO
ReportingType | 2015 | 2020 | 2025 | 2030 | 2035 | 2040
BM | 0 | 0 | 0 | 0 | 0 | 0
CC | 0 | 0 | 0 | 0 | 0 | 0
CSP | 0 | 0 | 0 | 0 | 0 | 0
CT | 0 | 0 | 0 | 0 | 0 | 0
Coal | 0 | 0 | 0 | 0 | 0 | 0
Geo | 0 | 0 | 0 | 0 | 0 | 0
H | 0 | 0 | 0 | 0 | 0 | 0
LFG | 0 | 0 | 0 | 0 | 0 | 0
Nuc | 0 | 0 | 0 | 0 | 0 | 0
PS | 0 | 0 | 0 | 0 | 0 | 0
PV | 0 | 0 | 0 | 0 | 0 | 0
PeakG | 0 | 0 | 0 | 0 | 0 | 0
PeakO | 0 | 0 | 0 | 0 | 0 | 0
ST | 0 | 0 | 0 | 0 | 0 | 0
STOG | 0 | 0 | 0 | 0 | 0 | 0
STWD | 0 | 0 | 0 | 0 | 0 | 0
WT | 0 | 0 | 0 | 0 | 0 | 0
IGCC | 0 | 0 | 0 | 0 | 0 | 0
DemandResponse | 0 | 0 | 0 | 0 | 0 | 0
IGCC-CCS | 0 | 0 | 0 | 0 | 0 | 0
WT_off | 0 | 0 | 0 | 0 | 0 | 0
PseudoUnit | 0 | 0 | 0 | 0 | 0 | 0
FixedInterchange | 0 | 0 | 0 | 0 | 0 | 0
Emission Cost by Reporting Type: SPP_N
ReportingType | 2015 | 2020 | 2025 | 2030 | 2035 | 2040
BM | 0 | 0 | 0 | 0 | 0 | 0
CC | 0 | 0 | 0 | 0 | 0 | 0
CSP | 0 | 0 | 0 | 0 | 0 | 0
CT | 0 | 0 | 0 | 0 | 0 | 0
Coal | 0 | 0 | 0 | 0 | 0 | 0
Geo | 0 | 0 | 0 | 0 | 0 | 0
H | 0 | 0 | 0 | 0 | 0 | 0
LFG | 0 | 0 | 0 | 0 | 0 | 0
Nuc | 0 | 0 | 0 | 0 | 0 | 0
PS | 0 | 0 | 0 | 0 | 0 | 0
PV | 0 | 0 | 0 | 0 | 0 | 0
PeakG | 0 | 0 | 0 | 0 | 0 | 0
PeakO | 0 | 0 | 0 | 0 | 0 | 0
ST | 0 | 0 | 0 | 0 | 0 | 0
STOG | 0 | 0 | 0 | 0 | 0 | 0
STWD | 0 | 0 | 0 | 0 | 0 | 0
WT | 0 | 0 | 0 | 0 | 0 | 0
IGCC | 0 | 0 | 0 | 0 | 0 | 0
DemandResponse | 0 | 0 | 0 | 0 | 0 | 0
IGCC-CCS | 0 | 0 | 0 | 0 | 0 | 0
WT_off | 0 | 0 | 0 | 0 | 0 | 0
PseudoUnit | 0 | 0 | 0 | 0 | 0 | 0
FixedInterchange | 0 | 0 | 0 | 0 | 0 | 0
Emission Cost by Reporting Type: SPP_S
ReportingType | 2015 | 2020 | 2025 | 2030 | 2035 | 2040
BM | 0 | 0 | 0 | 0 | 0 | 0
CC | 0 | 0 | 0 | 0 | 0 | 0
CSP | 0 | 0 | 0 | 0 | 0 | 0
CT | 0 | 0 | 0 | 0 | 0 | 0
Coal | 0 | 0 | 0 | 0 | 0 | 0
Geo | 0 | 0 | 0 | 0 | 0 | 0
H | 0 | 0 | 0 | 0 | 0 | 0
LFG | 0 | 0 | 0 | 0 | 0 | 0
Nuc | 0 | 0 | 0 | 0 | 0 | 0
PS | 0 | 0 | 0 | 0 | 0 | 0
PV | 0 | 0 | 0 | 0 | 0 | 0
PeakG | 0 | 0 | 0 | 0 | 0 | 0
PeakO | 0 | 0 | 0 | 0 | 0 | 0
ST | 0 | 0 | 0 | 0 | 0 | 0
STOG | 0 | 0 | 0 | 0 | 0 | 0
STWD | 0 | 0 | 0 | 0 | 0 | 0
WT | 0 | 0 | 0 | 0 | 0 | 0
IGCC | 0 | 0 | 0 | 0 | 0 | 0
DemandResponse | 0 | 0 | 0 | 0 | 0 | 0
IGCC-CCS | 0 | 0 | 0 | 0 | 0 | 0
WT_off | 0 | 0 | 0 | 0 | 0 | 0
PseudoUnit | 0 | 0 | 0 | 0 | 0 | 0
FixedInterchange | 0 | 0 | 0 | 0 | 0 | 0
Emission Cost by Reporting Type: TVA
ReportingType | 2015 | 2020 | 2025 | 2030 | 2035 | 2040
BM | 0 | 0 | 0 | 0 | 0 | 0
CC | 0 | 0 | 0 | 0 | 0 | 0
CSP | 0 | 0 | 0 | 0 | 0 | 0
CT | 0 | 0 | 0 | 0 | 0 | 0
Coal | 0 | 0 | 0 | 0 | 0 | 0
Geo | 0 | 0 | 0 | 0 | 0 | 0
H | 0 | 0 | 0 | 0 | 0 | 0
LFG | 0 | 0 | 0 | 0 | 0 | 0
Nuc | 0 | 0 | 0 | 0 | 0 | 0
PS | 0 | 0 | 0 | 0 | 0 | 0
PV | 0 | 0 | 0 | 0 | 0 | 0
PeakG | 0 | 0 | 0 | 0 | 0 | 0
PeakO | 0 | 0 | 0 | 0 | 0 | 0
ST | 0 | 0 | 0 | 0 | 0 | 0
STOG | 0 | 0 | 0 | 0 | 0 | 0
STWD | 0 | 0 | 0 | 0 | 0 | 0
WT | 0 | 0 | 0 | 0 | 0 | 0
IGCC | 0 | 0 | 0 | 0 | 0 | 0
DemandResponse | 0 | 0 | 0 | 0 | 0 | 0
IGCC-CCS | 0 | 0 | 0 | 0 | 0 | 0
WT_off | 0 | 0 | 0 | 0 | 0 | 0
PseudoUnit | 0 | 0 | 0 | 0 | 0 | 0
FixedInterchange | 0 | 0 | 0 | 0 | 0 | 0
Emission Cost by Reporting Type: TVA_Transmission
ReportingType | 2015 | 2020 | 2025 | 2030 | 2035 | 2040
BM | 0 | 0 | 0 | 0 | 0 | 0
CC | 0 | 0 | 0 | 0 | 0 | 0
CSP | 0 | 0 | 0 | 0 | 0 | 0
CT | 0 | 0 | 0 | 0 | 0 | 0
Coal | 0 | 0 | 0 | 0 | 0 | 0
Geo | 0 | 0 | 0 | 0 | 0 | 0
H | 0 | 0 | 0 | 0 | 0 | 0
LFG | 0 | 0 | 0 | 0 | 0 | 0
Nuc | 0 | 0 | 0 | 0 | 0 | 0
PS | 0 | 0 | 0 | 0 | 0 | 0
PV | 0 | 0 | 0 | 0 | 0 | 0
PeakG | 0 | 0 | 0 | 0 | 0 | 0
PeakO | 0 | 0 | 0 | 0 | 0 | 0
ST | 0 | 0 | 0 | 0 | 0 | 0
STOG | 0 | 0 | 0 | 0 | 0 | 0
STWD | 0 | 0 | 0 | 0 | 0 | 0
WT | 0 | 0 | 0 | 0 | 0 | 0
IGCC | 0 | 0 | 0 | 0 | 0 | 0
DemandResponse | 0 | 0 | 0 | 0 | 0 | 0
IGCC-CCS | 0 | 0 | 0 | 0 | 0 | 0
WT_off | 0 | 0 | 0 | 0 | 0 | 0
PseudoUnit | 0 | 0 | 0 | 0 | 0 | 0
FixedInterchange | 0 | 0 | 0 | 0 | 0 | 0
Emission Cost by Reporting Type: VACAR
ReportingType | 2015 | 2020 | 2025 | 2030 | 2035 | 2040
BM | 0 | 0 | 0 | 0 | 0 | 0
CC | 0 | 0 | 0 | 0 | 0 | 0
CSP | 0 | 0 | 0 | 0 | 0 | 0
CT | 0 | 0 | 0 | 0 | 0 | 0
Coal | 0 | 0 | 0 | 0 | 0 | 0
Geo | 0 | 0 | 0 | 0 | 0 | 0
H | 0 | 0 | 0 | 0 | 0 | 0
LFG | 0 | 0 | 0 | 0 | 0 | 0
Nuc | 0 | 0 | 0 | 0 | 0 | 0
PS | 0 | 0 | 0 | 0 | 0 | 0
PV | 0 | 0 | 0 | 0 | 0 | 0
PeakG | 0 | 0 | 0 | 0 | 0 | 0
PeakO | 0 | 0 | 0 | 0 | 0 | 0
ST | 0 | 0 | 0 | 0 | 0 | 0
STOG | 0 | 0 | 0 | 0 | 0 | 0
STWD | 0 | 0 | 0 | 0 | 0 | 0
WT | 0 | 0 | 0 | 0 | 0 | 0
IGCC | 0 | 0 | 0 | 0 | 0 | 0
DemandResponse | 0 | 0 | 0 | 0 | 0 | 0
IGCC-CCS | 0 | 0 | 0 | 0 | 0 | 0
WT_off | 0 | 0 | 0 | 0 | 0 | 0
PseudoUnit | 0 | 0 | 0 | 0 | 0 | 0
FixedInterchange | 0 | 0 | 0 | 0 | 0 | 0
Emission Cost by Reporting Type: IESO
ReportingType | 2015 | 2020 | 2025 | 2030 | 2035 | 2040
BM | 0 | 0 | 0 | 0 | 0 | 0
CC | 0 | 0 | 0 | 0 | 0 | 0
CSP | 0 | 0 | 0 | 0 | 0 | 0
CT | 0 | 0 | 0 | 0 | 0 | 0
Coal | 0 | 0 | 0 | 0 | 0 | 0
Geo | 0 | 0 | 0 | 0 | 0 | 0
H | 0 | 0 | 0 | 0 | 0 | 0
LFG | 0 | 0 | 0 | 0 | 0 | 0
Nuc | 0 | 0 | 0 | 0 | 0 | 0
PS | 0 | 0 | 0 | 0 | 0 | 0
PV | 0 | 0 | 0 | 0 | 0 | 0
PeakG | 0 | 0 | 0 | 0 | 0 | 0
PeakO | 0 | 0 | 0 | 0 | 0 | 0
ST | 0 | 0 | 0 | 0 | 0 | 0
STOG | 0 | 0 | 0 | 0 | 0 | 0
STWD | 0 | 0 | 0 | 0 | 0 | 0
WT | 0 | 0 | 0 | 0 | 0 | 0
IGCC | 0 | 0 | 0 | 0 | 0 | 0
DemandResponse | 0 | 0 | 0 | 0 | 0 | 0
IGCC-CCS | 0 | 0 | 0 | 0 | 0 | 0
WT_off | 0 | 0 | 0 | 0 | 0 | 0
PseudoUnit | 0 | 0 | 0 | 0 | 0 | 0
FixedInterchange | 0 | 0 | 0 | 0 | 0 | 0
Emission Cost by Reporting Type: MAPP_CA
ReportingType | 2015 | 2020 | 2025 | 2030 | 2035 | 2040
BM | 0 | 0 | 0 | 0 | 0 | 0
CC | 0 | 0 | 0 | 0 | 0 | 0
CSP | 0 | 0 | 0 | 0 | 0 | 0
CT | 0 | 0 | 0 | 0 | 0 | 0
Coal | 0 | 0 | 0 | 0 | 0 | 0
Geo | 0 | 0 | 0 | 0 | 0 | 0
H | 0 | 0 | 0 | 0 | 0 | 0
LFG | 0 | 0 | 0 | 0 | 0 | 0
Nuc | 0 | 0 | 0 | 0 | 0 | 0
PS | 0 | 0 | 0 | 0 | 0 | 0
PV | 0 | 0 | 0 | 0 | 0 | 0
PeakG | 0 | 0 | 0 | 0 | 0 | 0
PeakO | 0 | 0 | 0 | 0 | 0 | 0
ST | 0 | 0 | 0 | 0 | 0 | 0
STOG | 0 | 0 | 0 | 0 | 0 | 0
STWD | 0 | 0 | 0 | 0 | 0 | 0
WT | 0 | 0 | 0 | 0 | 0 | 0
IGCC | 0 | 0 | 0 | 0 | 0 | 0
DemandResponse | 0 | 0 | 0 | 0 | 0 | 0
IGCC-CCS | 0 | 0 | 0 | 0 | 0 | 0
WT_off | 0 | 0 | 0 | 0 | 0 | 0
PseudoUnit | 0 | 0 | 0 | 0 | 0 | 0
FixedInterchange | 0 | 0 | 0 | 0 | 0 | 0
Emission Cost by Reporting Type: AZ_NM_SNV_Coal
ReportingType | 2015 | 2020 | 2025 | 2030 | 2035 | 2040
BM | 0 | 0 | 0 | 0 | 0 | 0
CC | 0 | 0 | 0 | 0 | 0 | 0
CSP | 0 | 0 | 0 | 0 | 0 | 0
CT | 0 | 0 | 0 | 0 | 0 | 0
Coal | 0 | 0 | 0 | 0 | 0 | 0
Geo | 0 | 0 | 0 | 0 | 0 | 0
H | 0 | 0 | 0 | 0 | 0 | 0
LFG | 0 | 0 | 0 | 0 | 0 | 0
Nuc | 0 | 0 | 0 | 0 | 0 | 0
PS | 0 | 0 | 0 | 0 | 0 | 0
PV | 0 | 0 | 0 | 0 | 0 | 0
PeakG | 0 | 0 | 0 | 0 | 0 | 0
PeakO | 0 | 0 | 0 | 0 | 0 | 0
ST | 0 | 0 | 0 | 0 | 0 | 0
STOG | 0 | 0 | 0 | 0 | 0 | 0
STWD | 0 | 0 | 0 | 0 | 0 | 0
WT | 0 | 0 | 0 | 0 | 0 | 0
IGCC | 0 | 0 | 0 | 0 | 0 | 0
DemandResponse | 0 | 0 | 0 | 0 | 0 | 0
IGCC-CCS | 0 | 0 | 0 | 0 | 0 | 0
WT_off | 0 | 0 | 0 | 0 | 0 | 0
PseudoUnit | 0 | 0 | 0 | 0 | 0 | 0
FixedInterchange | 0 | 0 | 0 | 0 | 0 | 0
Emission Cost by Reporting Type: AZ_NM_SNV_Gas
ReportingType | 2015 | 2020 | 2025 | 2030 | 2035 | 2040
BM | 0 | 0 | 0 | 0 | 0 | 0
CC | 0 | 0 | 0 | 0 | 0 | 0
CSP | 0 | 0 | 0 | 0 | 0 | 0
CT | 0 | 0 | 0 | 0 | 0 | 0
Coal | 0 | 0 | 0 | 0 | 0 | 0
Geo | 0 | 0 | 0 | 0 | 0 | 0
H | 0 | 0 | 0 | 0 | 0 | 0
LFG | 0 | 0 | 0 | 0 | 0 | 0
Nuc | 0 | 0 | 0 | 0 | 0 | 0
PS | 0 | 0 | 0 | 0 | 0 | 0
PV | 0 | 0 | 0 | 0 | 0 | 0
PeakG | 0 | 0 | 0 | 0 | 0 | 0
PeakO | 0 | 0 | 0 | 0 | 0 | 0
ST | 0 | 0 | 0 | 0 | 0 | 0
STOG | 0 | 0 | 0 | 0 | 0 | 0
STWD | 0 | 0 | 0 | 0 | 0 | 0
WT | 0 | 0 | 0 | 0 | 0 | 0
IGCC | 0 | 0 | 0 | 0 | 0 | 0
DemandResponse | 0 | 0 | 0 | 0 | 0 | 0
IGCC-CCS | 0 | 0 | 0 | 0 | 0 | 0
WT_off | 0 | 0 | 0 | 0 | 0 | 0
PseudoUnit | 0 | 0 | 0 | 0 | 0 | 0
FixedInterchange | 0 | 0 | 0 | 0 | 0 | 0
Emission Cost by Reporting Type: AZ_NM_SNV_NucRenew
ReportingType | 2015 | 2020 | 2025 | 2030 | 2035 | 2040
BM | 0 | 0 | 0 | 0 | 0 | 0
CC | 0 | 0 | 0 | 0 | 0 | 0
CSP | 0 | 0 | 0 | 0 | 0 | 0
CT | 0 | 0 | 0 | 0 | 0 | 0
Coal | 0 | 0 | 0 | 0 | 0 | 0
Geo | 0 | 0 | 0 | 0 | 0 | 0
H | 0 | 0 | 0 | 0 | 0 | 0
LFG | 0 | 0 | 0 | 0 | 0 | 0
Nuc | 0 | 0 | 0 | 0 | 0 | 0
PS | 0 | 0 | 0 | 0 | 0 | 0
PV | 0 | 0 | 0 | 0 | 0 | 0
PeakG | 0 | 0 | 0 | 0 | 0 | 0
PeakO | 0 | 0 | 0 | 0 | 0 | 0
ST | 0 | 0 | 0 | 0 | 0 | 0
STOG | 0 | 0 | 0 | 0 | 0 | 0
STWD | 0 | 0 | 0 | 0 | 0 | 0
WT | 0 | 0 | 0 | 0 | 0 | 0
IGCC | 0 | 0 | 0 | 0 | 0 | 0
DemandResponse | 0 | 0 | 0 | 0 | 0 | 0
IGCC-CCS | 0 | 0 | 0 | 0 | 0 | 0
WT_off | 0 | 0 | 0 | 0 | 0 | 0
PseudoUnit | 0 | 0 | 0 | 0 | 0 | 0
FixedInterchange | 0 | 0 | 0 | 0 | 0 | 0
Emission Cost by Reporting Type: ERCOT
ReportingType | 2015 | 2020 | 2025 | 2030 | 2035 | 2040
BM | 0 | 0 | 0 | 0 | 0 | 0
CC | 0 | 0 | 0 | 0 | 0 | 0
CSP | 0 | 0 | 0 | 0 | 0 | 0
CT | 0 | 0 | 0 | 0 | 0 | 0
Coal | 0 | 0 | 0 | 0 | 0 | 0
Geo | 0 | 0 | 0 | 0 | 0 | 0
H | 0 | 0 | 0 | 0 | 0 | 0
LFG | 0 | 0 | 0 | 0 | 0 | 0
Nuc | 0 | 0 | 0 | 0 | 0 | 0
PS | 0 | 0 | 0 | 0 | 0 | 0
PV | 0 | 0 | 0 | 0 | 0 | 0
PeakG | 0 | 0 | 0 | 0 | 0 | 0
PeakO | 0 | 0 | 0 | 0 | 0 | 0
ST | 0 | 0 | 0 | 0 | 0 | 0
STOG | 0 | 0 | 0 | 0 | 0 | 0
STWD | 0 | 0 | 0 | 0 | 0 | 0
WT | 0 | 0 | 0 | 0 | 0 | 0
IGCC | 0 | 0 | 0 | 0 | 0 | 0
DemandResponse | 0 | 0 | 0 | 0 | 0 | 0
IGCC-CCS | 0 | 0 | 0 | 0 | 0 | 0
WT_off | 0 | 0 | 0 | 0 | 0 | 0
PseudoUnit | 0 | 0 | 0 | 0 | 0 | 0
FixedInterchange | 0 | 0 | 0 | 0 | 0 | 0
Emission Cost by Reporting Type: NP15
ReportingType | 2015 | 2020 | 2025 | 2030 | 2035 | 2040
BM | 0 | 0 | 0 | 0 | 0 | 0
CC | 0 | 0 | 0 | 0 | 0 | 0
CSP | 0 | 0 | 0 | 0 | 0 | 0
CT | 0 | 0 | 0 | 0 | 0 | 0
Coal | 0 | 0 | 0 | 0 | 0 | 0
Geo | 0 | 0 | 0 | 0 | 0 | 0
H | 0 | 0 | 0 | 0 | 0 | 0
LFG | 0 | 0 | 0 | 0 | 0 | 0
Nuc | 0 | 0 | 0 | 0 | 0 | 0
PS | 0 | 0 | 0 | 0 | 0 | 0
PV | 0 | 0 | 0 | 0 | 0 | 0
PeakG | 0 | 0 | 0 | 0 | 0 | 0
PeakO | 0 | 0 | 0 | 0 | 0 | 0
ST | 0 | 0 | 0 | 0 | 0 | 0
STOG | 0 | 0 | 0 | 0 | 0 | 0
STWD | 0 | 0 | 0 | 0 | 0 | 0
WT | 0 | 0 | 0 | 0 | 0 | 0
IGCC | 0 | 0 | 0 | 0 | 0 | 0
DemandResponse | 0 | 0 | 0 | 0 | 0 | 0
IGCC-CCS | 0 | 0 | 0 | 0 | 0 | 0
WT_off | 0 | 0 | 0 | 0 | 0 | 0
PseudoUnit | 0 | 0 | 0 | 0 | 0 | 0
FixedInterchange | 0 | 0 | 0 | 0 | 0 | 0
Emission Cost by Reporting Type: NWPP_Coal
ReportingType | 2015 | 2020 | 2025 | 2030 | 2035 | 2040
BM | 0 | 0 | 0 | 0 | 0 | 0
CC | 0 | 0 | 0 | 0 | 0 | 0
CSP | 0 | 0 | 0 | 0 | 0 | 0
CT | 0 | 0 | 0 | 0 | 0 | 0
Coal | 0 | 0 | 0 | 0 | 0 | 0
Geo | 0 | 0 | 0 | 0 | 0 | 0
H | 0 | 0 | 0 | 0 | 0 | 0
LFG | 0 | 0 | 0 | 0 | 0 | 0
Nuc | 0 | 0 | 0 | 0 | 0 | 0
PS | 0 | 0 | 0 | 0 | 0 | 0
PV | 0 | 0 | 0 | 0 | 0 | 0
PeakG | 0 | 0 | 0 | 0 | 0 | 0
PeakO | 0 | 0 | 0 | 0 | 0 | 0
ST | 0 | 0 | 0 | 0 | 0 | 0
STOG | 0 | 0 | 0 | 0 | 0 | 0
STWD | 0 | 0 | 0 | 0 | 0 | 0
WT | 0 | 0 | 0 | 0 | 0 | 0
IGCC | 0 | 0 | 0 | 0 | 0 | 0
DemandResponse | 0 | 0 | 0 | 0 | 0 | 0
IGCC-CCS | 0 | 0 | 0 | 0 | 0 | 0
WT_off | 0 | 0 | 0 | 0 | 0 | 0
PseudoUnit | 0 | 0 | 0 | 0 | 0 | 0
FixedInterchange | 0 | 0 | 0 | 0 | 0 | 0
Emission Cost by Reporting Type: NWPP_Gas
ReportingType | 2015 | 2020 | 2025 | 2030 | 2035 | 2040
BM | 0 | 0 | 0 | 0 | 0 | 0
CC | 0 | 0 | 0 | 0 | 0 | 0
CSP | 0 | 0 | 0 | 0 | 0 | 0
CT | 0 | 0 | 0 | 0 | 0 | 0
Coal | 0 | 0 | 0 | 0 | 0 | 0
Geo | 0 | 0 | 0 | 0 | 0 | 0
H | 0 | 0 | 0 | 0 | 0 | 0
LFG | 0 | 0 | 0 | 0 | 0 | 0
Nuc | 0 | 0 | 0 | 0 | 0 | 0
PS | 0 | 0 | 0 | 0 | 0 | 0
PV | 0 | 0 | 0 | 0 | 0 | 0
PeakG | 0 | 0 | 0 | 0 | 0 | 0
PeakO | 0 | 0 | 0 | 0 | 0 | 0
ST | 0 | 0 | 0 | 0 | 0 | 0
STOG | 0 | 0 | 0 | 0 | 0 | 0
STWD | 0 | 0 | 0 | 0 | 0 | 0
WT | 0 | 0 | 0 | 0 | 0 | 0
IGCC | 0 | 0 | 0 | 0 | 0 | 0
DemandResponse | 0 | 0 | 0 | 0 | 0 | 0
IGCC-CCS | 0 | 0 | 0 | 0 | 0 | 0
WT_off | 0 | 0 | 0 | 0 | 0 | 0
PseudoUnit | 0 | 0 | 0 | 0 | 0 | 0
FixedInterchange | 0 | 0 | 0 | 0 | 0 | 0
Emission Cost by Reporting Type: NWPP_NucRenew
ReportingType | 2015 | 2020 | 2025 | 2030 | 2035 | 2040
BM | 0 | 0 | 0 | 0 | 0 | 0
CC | 0 | 0 | 0 | 0 | 0 | 0
CSP | 0 | 0 | 0 | 0 | 0 | 0
CT | 0 | 0 | 0 | 0 | 0 | 0
Coal | 0 | 0 | 0 | 0 | 0 | 0
Geo | 0 | 0 | 0 | 0 | 0 | 0
H | 0 | 0 | 0 | 0 | 0 | 0
LFG | 0 | 0 | 0 | 0 | 0 | 0
Nuc | 0 | 0 | 0 | 0 | 0 | 0
PS | 0 | 0 | 0 | 0 | 0 | 0
PV | 0 | 0 | 0 | 0 | 0 | 0
PeakG | 0 | 0 | 0 | 0 | 0 | 0
PeakO | 0 | 0 | 0 | 0 | 0 | 0
ST | 0 | 0 | 0 | 0 | 0 | 0
STOG | 0 | 0 | 0 | 0 | 0 | 0
STWD | 0 | 0 | 0 | 0 | 0 | 0
WT | 0 | 0 | 0 | 0 | 0 | 0
IGCC | 0 | 0 | 0 | 0 | 0 | 0
DemandResponse | 0 | 0 | 0 | 0 | 0 | 0
IGCC-CCS | 0 | 0 | 0 | 0 | 0 | 0
WT_off | 0 | 0 | 0 | 0 | 0 | 0
PseudoUnit | 0 | 0 | 0 | 0 | 0 | 0
FixedInterchange | 0 | 0 | 0 | 0 | 0 | 0
Emission Cost by Reporting Type: RMPA
ReportingType | 2015 | 2020 | 2025 | 2030 | 2035 | 2040
BM | 0 | 0 | 0 | 0 | 0 | 0
CC | 0 | 0 | 0 | 0 | 0 | 0
CSP | 0 | 0 | 0 | 0 | 0 | 0
CT | 0 | 0 | 0 | 0 | 0 | 0
Coal | 0 | 0 | 0 | 0 | 0 | 0
Geo | 0 | 0 | 0 | 0 | 0 | 0
H | 0 | 0 | 0 | 0 | 0 | 0
LFG | 0 | 0 | 0 | 0 | 0 | 0
Nuc | 0 | 0 | 0 | 0 | 0 | 0
PS | 0 | 0 | 0 | 0 | 0 | 0
PV | 0 | 0 | 0 | 0 | 0 | 0
PeakG | 0 | 0 | 0 | 0 | 0 | 0
PeakO | 0 | 0 | 0 | 0 | 0 | 0
ST | 0 | 0 | 0 | 0 | 0 | 0
STOG | 0 | 0 | 0 | 0 | 0 | 0
STWD | 0 | 0 | 0 | 0 | 0 | 0
WT | 0 | 0 | 0 | 0 | 0 | 0
IGCC | 0 | 0 | 0 | 0 | 0 | 0
DemandResponse | 0 | 0 | 0 | 0 | 0 | 0
IGCC-CCS | 0 | 0 | 0 | 0 | 0 | 0
WT_off | 0 | 0 | 0 | 0 | 0 | 0
PseudoUnit | 0 | 0 | 0 | 0 | 0 | 0
FixedInterchange | 0 | 0 | 0 | 0 | 0 | 0
Emission Cost by Reporting Type: SP15
ReportingType | 2015 | 2020 | 2025 | 2030 | 2035 | 2040
BM | 0 | 0 | 0 | 0 | 0 | 0
CC | 0 | 0 | 0 | 0 | 0 | 0
CSP | 0 | 0 | 0 | 0 | 0 | 0
CT | 0 | 0 | 0 | 0 | 0 | 0
Coal | 0 | 0 | 0 | 0 | 0 | 0
Geo | 0 | 0 | 0 | 0 | 0 | 0
H | 0 | 0 | 0 | 0 | 0 | 0
LFG | 0 | 0 | 0 | 0 | 0 | 0
Nuc | 0 | 0 | 0 | 0 | 0 | 0
PS | 0 | 0 | 0 | 0 | 0 | 0
PV | 0 | 0 | 0 | 0 | 0 | 0
PeakG | 0 | 0 | 0 | 0 | 0 | 0
PeakO | 0 | 0 | 0 | 0 | 0 | 0
ST | 0 | 0 | 0 | 0 | 0 | 0
STOG | 0 | 0 | 0 | 0 | 0 | 0
STWD | 0 | 0 | 0 | 0 | 0 | 0
WT | 0 | 0 | 0 | 0 | 0 | 0
IGCC | 0 | 0 | 0 | 0 | 0 | 0
DemandResponse | 0 | 0 | 0 | 0 | 0 | 0
IGCC-CCS | 0 | 0 | 0 | 0 | 0 | 0
WT_off | 0 | 0 | 0 | 0 | 0 | 0
PseudoUnit | 0 | 0 | 0 | 0 | 0 | 0
FixedInterchange | 0 | 0 | 0 | 0 | 0 | 0
Emission Cost by Reporting Type: ALB
ReportingType | 2015 | 2020 | 2025 | 2030 | 2035 | 2040
BM | 0 | 0 | 0 | 0 | 0 | 0
CC | 0 | 0 | 0 | 0 | 0 | 0
CSP | 0 | 0 | 0 | 0 | 0 | 0
CT | 0 | 0 | 0 | 0 | 0 | 0
Coal | 0 | 0 | 0 | 0 | 0 | 0
Geo | 0 | 0 | 0 | 0 | 0 | 0
H | 0 | 0 | 0 | 0 | 0 | 0
LFG | 0 | 0 | 0 | 0 | 0 | 0
Nuc | 0 | 0 | 0 | 0 | 0 | 0
PS | 0 | 0 | 0 | 0 | 0 | 0
PV | 0 | 0 | 0 | 0 | 0 | 0
PeakG | 0 | 0 | 0 | 0 | 0 | 0
PeakO | 0 | 0 | 0 | 0 | 0 | 0
ST | 0 | 0 | 0 | 0 | 0 | 0
STOG | 0 | 0 | 0 | 0 | 0 | 0
STWD | 0 | 0 | 0 | 0 | 0 | 0
WT | 0 | 0 | 0 | 0 | 0 | 0
IGCC | 0 | 0 | 0 | 0 | 0 | 0
DemandResponse | 0 | 0 | 0 | 0 | 0 | 0
IGCC-CCS | 0 | 0 | 0 | 0 | 0 | 0
WT_off | 0 | 0 | 0 | 0 | 0 | 0
PseudoUnit | 0 | 0 | 0 | 0 | 0 | 0
FixedInterchange | 0 | 0 | 0 | 0 | 0 | 0
Emission Cost by Reporting Type: BC
ReportingType | 2015 | 2020 | 2025 | 2030 | 2035 | 2040
BM | 0 | 0 | 0 | 0 | 0 | 0
CC | 0 | 0 | 0 | 0 | 0 | 0
CSP | 0 | 0 | 0 | 0 | 0 | 0
CT | 0 | 0 | 0 | 0 | 0 | 0
Coal | 0 | 0 | 0 | 0 | 0 | 0
Geo | 0 | 0 | 0 | 0 | 0 | 0
H | 0 | 0 | 0 | 0 | 0 | 0
LFG | 0 | 0 | 0 | 0 | 0 | 0
Nuc | 0 | 0 | 0 | 0 | 0 | 0
PS | 0 | 0 | 0 | 0 | 0 | 0
PV | 0 | 0 | 0 | 0 | 0 | 0
PeakG | 0 | 0 | 0 | 0 | 0 | 0
PeakO | 0 | 0 | 0 | 0 | 0 | 0
ST | 0 | 0 | 0 | 0 | 0 | 0
STOG | 0 | 0 | 0 | 0 | 0 | 0
STWD | 0 | 0 | 0 | 0 | 0 | 0
WT | 0 | 0 | 0 | 0 | 0 | 0
IGCC | 0 | 0 | 0 | 0 | 0 | 0
DemandResponse | 0 | 0 | 0 | 0 | 0 | 0
IGCC-CCS | 0 | 0 | 0 | 0 | 0 | 0
WT_off | 0 | 0 | 0 | 0 | 0 | 0
PseudoUnit | 0 | 0 | 0 | 0 | 0 | 0
FixedInterchange | 0 | 0 | 0 | 0 | 0 | 0
Emission Cost by Reporting Type: HQ_IESO
ReportingType | 2015 | 2020 | 2025 | 2030 | 2035 | 2040
BM | 0 | 0 | 0 | 0 | 0 | 0
CC | 0 | 0 | 0 | 0 | 0 | 0
CSP | 0 | 0 | 0 | 0 | 0 | 0
CT | 0 | 0 | 0 | 0 | 0 | 0
Coal | 0 | 0 | 0 | 0 | 0 | 0
Geo | 0 | 0 | 0 | 0 | 0 | 0
H | 0 | 0 | 0 | 0 | 0 | 0
LFG | 0 | 0 | 0 | 0 | 0 | 0
Nuc | 0 | 0 | 0 | 0 | 0 | 0
PS | 0 | 0 | 0 | 0 | 0 | 0
PV | 0 | 0 | 0 | 0 | 0 | 0
PeakG | 0 | 0 | 0 | 0 | 0 | 0
PeakO | 0 | 0 | 0 | 0 | 0 | 0
ST | 0 | 0 | 0 | 0 | 0 | 0
STOG | 0 | 0 | 0 | 0 | 0 | 0
STWD | 0 | 0 | 0 | 0 | 0 | 0
WT | 0 | 0 | 0 | 0 | 0 | 0
IGCC | 0 | 0 | 0 | 0 | 0 | 0
DemandResponse | 0 | 0 | 0 | 0 | 0 | 0
IGCC-CCS | 0 | 0 | 0 | 0 | 0 | 0
WT_off | 0 | 0 | 0 | 0 | 0 | 0
PseudoUnit | 0 | 0 | 0 | 0 | 0 | 0
FixedInterchange | 0 | 0 | 0 | 0 | 0 | 0
Emission Cost by Reporting Type: HQ_NEISO
ReportingType | 2015 | 2020 | 2025 | 2030 | 2035 | 2040
BM | 0 | 0 | 0 | 0 | 0 | 0
CC | 0 | 0 | 0 | 0 | 0 | 0
CSP | 0 | 0 | 0 | 0 | 0 | 0
CT | 0 | 0 | 0 | 0 | 0 | 0
Coal | 0 | 0 | 0 | 0 | 0 | 0
Geo | 0 | 0 | 0 | 0 | 0 | 0
H | 0 | 0 | 0 | 0 | 0 | 0
LFG | 0 | 0 | 0 | 0 | 0 | 0
Nuc | 0 | 0 | 0 | 0 | 0 | 0
PS | 0 | 0 | 0 | 0 | 0 | 0
PV | 0 | 0 | 0 | 0 | 0 | 0
PeakG | 0 | 0 | 0 | 0 | 0 | 0
PeakO | 0 | 0 | 0 | 0 | 0 | 0
ST | 0 | 0 | 0 | 0 | 0 | 0
STOG | 0 | 0 | 0 | 0 | 0 | 0
STWD | 0 | 0 | 0 | 0 | 0 | 0
WT | 0 | 0 | 0 | 0 | 0 | 0
IGCC | 0 | 0 | 0 | 0 | 0 | 0
DemandResponse | 0 | 0 | 0 | 0 | 0 | 0
IGCC-CCS | 0 | 0 | 0 | 0 | 0 | 0
WT_off | 0 | 0 | 0 | 0 | 0 | 0
PseudoUnit | 0 | 0 | 0 | 0 | 0 | 0
FixedInterchange | 0 | 0 | 0 | 0 | 0 | 0
Emission Cost by Reporting Type: HQ_NY
ReportingType | 2015 | 2020 | 2025 | 2030 | 2035 | 2040
BM | 0 | 0 | 0 | 0 | 0 | 0
CC | 0 | 0 | 0 | 0 | 0 | 0
CSP | 0 | 0 | 0 | 0 | 0 | 0
CT | 0 | 0 | 0 | 0 | 0 | 0
Coal | 0 | 0 | 0 | 0 | 0 | 0
Geo | 0 | 0 | 0 | 0 | 0 | 0
H | 0 | 0 | 0 | 0 | 0 | 0
LFG | 0 | 0 | 0 | 0 | 0 | 0
Nuc | 0 | 0 | 0 | 0 | 0 | 0
PS | 0 | 0 | 0 | 0 | 0 | 0
PV | 0 | 0 | 0 | 0 | 0 | 0
PeakG | 0 | 0 | 0 | 0 | 0 | 0
PeakO | 0 | 0 | 0 | 0 | 0 | 0
ST | 0 | 0 | 0 | 0 | 0 | 0
STOG | 0 | 0 | 0 | 0 | 0 | 0
STWD | 0 | 0 | 0 | 0 | 0 | 0
WT | 0 | 0 | 0 | 0 | 0 | 0
IGCC | 0 | 0 | 0 | 0 | 0 | 0
DemandResponse | 0 | 0 | 0 | 0 | 0 | 0
IGCC-CCS | 0 | 0 | 0 | 0 | 0 | 0
WT_off | 0 | 0 | 0 | 0 | 0 | 0
PseudoUnit | 0 | 0 | 0 | 0 | 0 | 0
FixedInterchange | 0 | 0 | 0 | 0 | 0 | 0
Emission Cost by Reporting Type: MARITIMES
ReportingType | 2015 | 2020 | 2025 | 2030 | 2035 | 2040
BM | 0 | 0 | 0 | 0 | 0 | 0
CC | 0 | 0 | 0 | 0 | 0 | 0
CSP | 0 | 0 | 0 | 0 | 0 | 0
CT | 0 | 0 | 0 | 0 | 0 | 0
Coal | 0 | 0 | 0 | 0 | 0 | 0
Geo | 0 | 0 | 0 | 0 | 0 | 0
H | 0 | 0 | 0 | 0 | 0 | 0
LFG | 0 | 0 | 0 | 0 | 0 | 0
Nuc | 0 | 0 | 0 | 0 | 0 | 0
PS | 0 | 0 | 0 | 0 | 0 | 0
PV | 0 | 0 | 0 | 0 | 0 | 0
PeakG | 0 | 0 | 0 | 0 | 0 | 0
PeakO | 0 | 0 | 0 | 0 | 0 | 0
ST | 0 | 0 | 0 | 0 | 0 | 0
STOG | 0 | 0 | 0 | 0 | 0 | 0
STWD | 0 | 0 | 0 | 0 | 0 | 0
WT | 0 | 0 | 0 | 0 | 0 | 0
IGCC | 0 | 0 | 0 | 0 | 0 | 0
DemandResponse | 0 | 0 | 0 | 0 | 0 | 0
IGCC-CCS | 0 | 0 | 0 | 0 | 0 | 0
WT_off | 0 | 0 | 0 | 0 | 0 | 0
PseudoUnit | 0 | 0 | 0 | 0 | 0 | 0
FixedInterchange | 0 | 0 | 0 | 0 | 0 | 0
Emission Cost by Reporting Type: All
ReportingType | 2015 | 2020 | 2025 | 2030 | 2035 | 2040
BM | 0 | 0 | 0 | 0 | 0 | 0
CC | 0 | 0 | 0 | 0 | 0 | 0
CSP | 0 | 0 | 0 | 0 | 0 | 0
CT | 0 | 0 | 0 | 0 | 0 | 0
Coal | 0 | 0 | 0 | 0 | 0 | 0
Geo | 0 | 0 | 0 | 0 | 0 | 0
H | 0 | 0 | 0 | 0 | 0 | 0
LFG | 0 | 0 | 0 | 0 | 0 | 0
Nuc | 0 | 0 | 0 | 0 | 0 | 0
PS | 0 | 0 | 0 | 0 | 0 | 0
PV | 0 | 0 | 0 | 0 | 0 | 0
PeakG | 0 | 0 | 0 | 0 | 0 | 0
PeakO | 0 | 0 | 0 | 0 | 0 | 0
ST | 0 | 0 | 0 | 0 | 0 | 0
STOG | 0 | 0 | 0 | 0 | 0 | 0
STWD | 0 | 0 | 0 | 0 | 0 | 0
WT | 0 | 0 | 0 | 0 | 0 | 0
IGCC | 0 | 0 | 0 | 0 | 0 | 0
DemandResponse | 0 | 0 | 0 | 0 | 0 | 0
IGCC-CCS | 0 | 0 | 0 | 0 | 0 | 0
WT_off | 0 | 0 | 0 | 0 | 0 | 0
PseudoUnit | 0 | 0 | 0 | 0 | 0 | 0
FixedInterchange | 0 | 0 | 0 | 0 | 0 | 0
Emission Cost by Reporting Type: EI_US
ReportingType | 2015 | 2020 | 2025 | 2030 | 2035 | 2040
BM | 0 | 0 | 0 | 0 | 0 | 0
CC | 0 | 0 | 0 | 0 | 0 | 0
CSP | 0 | 0 | 0 | 0 | 0 | 0
CT | 0 | 0 | 0 | 0 | 0 | 0
Coal | 0 | 0 | 0 | 0 | 0 | 0
Geo | 0 | 0 | 0 | 0 | 0 | 0
H | 0 | 0 | 0 | 0 | 0 | 0
LFG | 0 | 0 | 0 | 0 | 0 | 0
Nuc | 0 | 0 | 0 | 0 | 0 | 0
PS | 0 | 0 | 0 | 0 | 0 | 0
PV | 0 | 0 | 0 | 0 | 0 | 0
PeakG | 0 | 0 | 0 | 0 | 0 | 0
PeakO | 0 | 0 | 0 | 0 | 0 | 0
ST | 0 | 0 | 0 | 0 | 0 | 0
STOG | 0 | 0 | 0 | 0 | 0 | 0
STWD | 0 | 0 | 0 | 0 | 0 | 0
WT | 0 | 0 | 0 | 0 | 0 | 0
IGCC | 0 | 0 | 0 | 0 | 0 | 0
DemandResponse | 0 | 0 | 0 | 0 | 0 | 0
IGCC-CCS | 0 | 0 | 0 | 0 | 0 | 0
WT_off | 0 | 0 | 0 | 0 | 0 | 0
PseudoUnit | 0 | 0 | 0 | 0 | 0 | 0
FixedInterchange | 0 | 0 | 0 | 0 | 0 | 0
Emission Cost by Reporting Type: EI_Canada
ReportingType | 2015 | 2020 | 2025 | 2030 | 2035 | 2040
BM | 0 | 0 | 0 | 0 | 0 | 0
CC | 0 | 0 | 0 | 0 | 0 | 0
CSP | 0 | 0 | 0 | 0 | 0 | 0
CT | 0 | 0 | 0 | 0 | 0 | 0
Coal | 0 | 0 | 0 | 0 | 0 | 0
Geo | 0 | 0 | 0 | 0 | 0 | 0
H | 0 | 0 | 0 | 0 | 0 | 0
LFG | 0 | 0 | 0 | 0 | 0 | 0
Nuc | 0 | 0 | 0 | 0 | 0 | 0
PS | 0 | 0 | 0 | 0 | 0 | 0
PV | 0 | 0 | 0 | 0 | 0 | 0
PeakG | 0 | 0 | 0 | 0 | 0 | 0
PeakO | 0 | 0 | 0 | 0 | 0 | 0
ST | 0 | 0 | 0 | 0 | 0 | 0
STOG | 0 | 0 | 0 | 0 | 0 | 0
STWD | 0 | 0 | 0 | 0 | 0 | 0
WT | 0 | 0 | 0 | 0 | 0 | 0
IGCC | 0 | 0 | 0 | 0 | 0 | 0
DemandResponse | 0 | 0 | 0 | 0 | 0 | 0
IGCC-CCS | 0 | 0 | 0 | 0 | 0 | 0
WT_off | 0 | 0 | 0 | 0 | 0 | 0
PseudoUnit | 0 | 0 | 0 | 0 | 0 | 0
FixedInterchange | 0 | 0 | 0 | 0 | 0 | 0
Emission Cost by Reporting Type: EI
ReportingType | 2015 | 2020 | 2025 | 2030 | 2035 | 2040
BM | 0 | 0 | 0 | 0 | 0 | 0
CC | 0 | 0 | 0 | 0 | 0 | 0
CSP | 0 | 0 | 0 | 0 | 0 | 0
CT | 0 | 0 | 0 | 0 | 0 | 0
Coal | 0 | 0 | 0 | 0 | 0 | 0
Geo | 0 | 0 | 0 | 0 | 0 | 0
H | 0 | 0 | 0 | 0 | 0 | 0
LFG | 0 | 0 | 0 | 0 | 0 | 0
Nuc | 0 | 0 | 0 | 0 | 0 | 0
PS | 0 | 0 | 0 | 0 | 0 | 0
PV | 0 | 0 | 0 | 0 | 0 | 0
PeakG | 0 | 0 | 0 | 0 | 0 | 0
PeakO | 0 | 0 | 0 | 0 | 0 | 0
ST | 0 | 0 | 0 | 0 | 0 | 0
STOG | 0 | 0 | 0 | 0 | 0 | 0
STWD | 0 | 0 | 0 | 0 | 0 | 0
WT | 0 | 0 | 0 | 0 | 0 | 0
IGCC | 0 | 0 | 0 | 0 | 0 | 0
DemandResponse | 0 | 0 | 0 | 0 | 0 | 0
IGCC-CCS | 0 | 0 | 0 | 0 | 0 | 0
WT_off | 0 | 0 | 0 | 0 | 0 | 0
PseudoUnit | 0 | 0 | 0 | 0 | 0 | 0
FixedInterchange | 0 | 0 | 0 | 0 | 0 | 0
Emission Cost by Reporting Type: Outside_EI
ReportingType | 2015 | 2020 | 2025 | 2030 | 2035 | 2040
BM | 0 | 0 | 0 | 0 | 0 | 0
CC | 0 | 0 | 0 | 0 | 0 | 0
CSP | 0 | 0 | 0 | 0 | 0 | 0
CT | 0 | 0 | 0 | 0 | 0 | 0
Coal | 0 | 0 | 0 | 0 | 0 | 0
Geo | 0 | 0 | 0 | 0 | 0 | 0
H | 0 | 0 | 0 | 0 | 0 | 0
LFG | 0 | 0 | 0 | 0 | 0 | 0
Nuc | 0 | 0 | 0 | 0 | 0 | 0
PS | 0 | 0 | 0 | 0 | 0 | 0
PV | 0 | 0 | 0 | 0 | 0 | 0
PeakG | 0 | 0 | 0 | 0 | 0 | 0
PeakO | 0 | 0 | 0 | 0 | 0 | 0
ST | 0 | 0 | 0 | 0 | 0 | 0
STOG | 0 | 0 | 0 | 0 | 0 | 0
STWD | 0 | 0 | 0 | 0 | 0 | 0
WT | 0 | 0 | 0 | 0 | 0 | 0
IGCC | 0 | 0 | 0 | 0 | 0 | 0
DemandResponse | 0 | 0 | 0 | 0 | 0 | 0
IGCC-CCS | 0 | 0 | 0 | 0 | 0 | 0
WT_off | 0 | 0 | 0 | 0 | 0 | 0
PseudoUnit | 0 | 0 | 0 | 0 | 0 | 0
FixedInterchange | 0 | 0 | 0 | 0 | 0 | 0
==== Emission Program: CAIRNOxAnnual : (NOx) ====
Emission Cost by Reporting Type: Entergy
ReportingType | 2015 | 2020 | 2025 | 2030 | 2035 | 2040
BM | 0 | 0 | 0 | 0 | 0 | 0
CC | 0 | 0 | 0 | 0 | 0 | 0
CSP | 0 | 0 | 0 | 0 | 0 | 0
CT | 0 | 0 | 0 | 0 | 0 | 0
Coal | 0 | 0 | 0 | 0 | 0 | 0
Geo | 0 | 0 | 0 | 0 | 0 | 0
H | 0 | 0 | 0 | 0 | 0 | 0
LFG | 0 | 0 | 0 | 0 | 0 | 0
Nuc | 0 | 0 | 0 | 0 | 0 | 0
PS | 0 | 0 | 0 | 0 | 0 | 0
PV | 0 | 0 | 0 | 0 | 0 | 0
PeakG | 0 | 0 | 0 | 0 | 0 | 0
PeakO | 0 | 0 | 0 | 0 | 0 | 0
ST | 0 | 0 | 0 | 0 | 0 | 0
STOG | 0 | 0 | 0 | 0 | 0 | 0
STWD | 0 | 0 | 0 | 0 | 0 | 0
WT | 0 | 0 | 0 | 0 | 0 | 0
IGCC | 0 | 0 | 0 | 0 | 0 | 0
DemandResponse | 0 | 0 | 0 | 0 | 0 | 0
IGCC-CCS | 0 | 0 | 0 | 0 | 0 | 0
WT_off | 0 | 0 | 0 | 0 | 0 | 0
PseudoUnit | 0 | 0 | 0 | 0 | 0 | 0
FixedInterchange | 0 | 0 | 0 | 0 | 0 | 0
Emission Cost by Reporting Type: FRCC
ReportingType | 2015 | 2020 | 2025 | 2030 | 2035 | 2040
BM | 0 | 0 | 0 | 0 | 0 | 0
CC | 0 | 0 | 0 | 0 | 0 | 0
CSP | 0 | 0 | 0 | 0 | 0 | 0
CT | 0 | 0 | 0 | 0 | 0 | 0
Coal | 0 | 0 | 0 | 0 | 0 | 0
Geo | 0 | 0 | 0 | 0 | 0 | 0
H | 0 | 0 | 0 | 0 | 0 | 0
LFG | 0 | 0 | 0 | 0 | 0 | 0
Nuc | 0 | 0 | 0 | 0 | 0 | 0
PS | 0 | 0 | 0 | 0 | 0 | 0
PV | 0 | 0 | 0 | 0 | 0 | 0
PeakG | 0 | 0 | 0 | 0 | 0 | 0
PeakO | 0 | 0 | 0 | 0 | 0 | 0
ST | 0 | 0 | 0 | 0 | 0 | 0
STOG | 0 | 0 | 0 | 0 | 0 | 0
STWD | 0 | 0 | 0 | 0 | 0 | 0
WT | 0 | 0 | 0 | 0 | 0 | 0
IGCC | 0 | 0 | 0 | 0 | 0 | 0
DemandResponse | 0 | 0 | 0 | 0 | 0 | 0
IGCC-CCS | 0 | 0 | 0 | 0 | 0 | 0
WT_off | 0 | 0 | 0 | 0 | 0 | 0
PseudoUnit | 0 | 0 | 0 | 0 | 0 | 0
FixedInterchange | 0 | 0 | 0 | 0 | 0 | 0
Emission Cost by Reporting Type: MAPP_US
ReportingType | 2015 | 2020 | 2025 | 2030 | 2035 | 2040
BM | 0 | 0 | 0 | 0 | 0 | 0
CC | 0 | 0 | 0 | 0 | 0 | 0
CSP | 0 | 0 | 0 | 0 | 0 | 0
CT | 0 | 0 | 0 | 0 | 0 | 0
Coal | 0 | 0 | 0 | 0 | 0 | 0
Geo | 0 | 0 | 0 | 0 | 0 | 0
H | 0 | 0 | 0 | 0 | 0 | 0
LFG | 0 | 0 | 0 | 0 | 0 | 0
Nuc | 0 | 0 | 0 | 0 | 0 | 0
PS | 0 | 0 | 0 | 0 | 0 | 0
PV | 0 | 0 | 0 | 0 | 0 | 0
PeakG | 0 | 0 | 0 | 0 | 0 | 0
PeakO | 0 | 0 | 0 | 0 | 0 | 0
ST | 0 | 0 | 0 | 0 | 0 | 0
STOG | 0 | 0 | 0 | 0 | 0 | 0
STWD | 0 | 0 | 0 | 0 | 0 | 0
WT | 0 | 0 | 0 | 0 | 0 | 0
IGCC | 0 | 0 | 0 | 0 | 0 | 0
DemandResponse | 0 | 0 | 0 | 0 | 0 | 0
IGCC-CCS | 0 | 0 | 0 | 0 | 0 | 0
WT_off | 0 | 0 | 0 | 0 | 0 | 0
PseudoUnit | 0 | 0 | 0 | 0 | 0 | 0
FixedInterchange | 0 | 0 | 0 | 0 | 0 | 0
Emission Cost by Reporting Type: MISO_IN
ReportingType | 2015 | 2020 | 2025 | 2030 | 2035 | 2040
BM | 0 | 0 | 0 | 0 | 0 | 0
CC | 0 | 0 | 0 | 0 | 0 | 0
CSP | 0 | 0 | 0 | 0 | 0 | 0
CT | 0 | 0 | 0 | 0 | 0 | 0
Coal | 0 | 0 | 0 | 0 | 0 | 0
Geo | 0 | 0 | 0 | 0 | 0 | 0
H | 0 | 0 | 0 | 0 | 0 | 0
LFG | 0 | 0 | 0 | 0 | 0 | 0
Nuc | 0 | 0 | 0 | 0 | 0 | 0
PS | 0 | 0 | 0 | 0 | 0 | 0
PV | 0 | 0 | 0 | 0 | 0 | 0
PeakG | 0 | 0 | 0 | 0 | 0 | 0
PeakO | 0 | 0 | 0 | 0 | 0 | 0
ST | 0 | 0 | 0 | 0 | 0 | 0
STOG | 0 | 0 | 0 | 0 | 0 | 0
STWD | 0 | 0 | 0 | 0 | 0 | 0
WT | 0 | 0 | 0 | 0 | 0 | 0
IGCC | 0 | 0 | 0 | 0 | 0 | 0
DemandResponse | 0 | 0 | 0 | 0 | 0 | 0
IGCC-CCS | 0 | 0 | 0 | 0 | 0 | 0
WT_off | 0 | 0 | 0 | 0 | 0 | 0
PseudoUnit | 0 | 0 | 0 | 0 | 0 | 0
FixedInterchange | 0 | 0 | 0 | 0 | 0 | 0
Emission Cost by Reporting Type: MISO_MI
ReportingType | 2015 | 2020 | 2025 | 2030 | 2035 | 2040
BM | 0 | 0 | 0 | 0 | 0 | 0
CC | 0 | 0 | 0 | 0 | 0 | 0
CSP | 0 | 0 | 0 | 0 | 0 | 0
CT | 0 | 0 | 0 | 0 | 0 | 0
Coal | 0 | 0 | 0 | 0 | 0 | 0
Geo | 0 | 0 | 0 | 0 | 0 | 0
H | 0 | 0 | 0 | 0 | 0 | 0
LFG | 0 | 0 | 0 | 0 | 0 | 0
Nuc | 0 | 0 | 0 | 0 | 0 | 0
PS | 0 | 0 | 0 | 0 | 0 | 0
PV | 0 | 0 | 0 | 0 | 0 | 0
PeakG | 0 | 0 | 0 | 0 | 0 | 0
PeakO | 0 | 0 | 0 | 0 | 0 | 0
ST | 0 | 0 | 0 | 0 | 0 | 0
STOG | 0 | 0 | 0 | 0 | 0 | 0
STWD | 0 | 0 | 0 | 0 | 0 | 0
WT | 0 | 0 | 0 | 0 | 0 | 0
IGCC | 0 | 0 | 0 | 0 | 0 | 0
DemandResponse | 0 | 0 | 0 | 0 | 0 | 0
IGCC-CCS | 0 | 0 | 0 | 0 | 0 | 0
WT_off | 0 | 0 | 0 | 0 | 0 | 0
PseudoUnit | 0 | 0 | 0 | 0 | 0 | 0
FixedInterchange | 0 | 0 | 0 | 0 | 0 | 0
Emission Cost by Reporting Type: MISO_MO-IL
ReportingType | 2015 | 2020 | 2025 | 2030 | 2035 | 2040
BM | 0 | 0 | 0 | 0 | 0 | 0
CC | 0 | 0 | 0 | 0 | 0 | 0
CSP | 0 | 0 | 0 | 0 | 0 | 0
CT | 0 | 0 | 0 | 0 | 0 | 0
Coal | 0 | 0 | 0 | 0 | 0 | 0
Geo | 0 | 0 | 0 | 0 | 0 | 0
H | 0 | 0 | 0 | 0 | 0 | 0
LFG | 0 | 0 | 0 | 0 | 0 | 0
Nuc | 0 | 0 | 0 | 0 | 0 | 0
PS | 0 | 0 | 0 | 0 | 0 | 0
PV | 0 | 0 | 0 | 0 | 0 | 0
PeakG | 0 | 0 | 0 | 0 | 0 | 0
PeakO | 0 | 0 | 0 | 0 | 0 | 0
ST | 0 | 0 | 0 | 0 | 0 | 0
STOG | 0 | 0 | 0 | 0 | 0 | 0
STWD | 0 | 0 | 0 | 0 | 0 | 0
WT | 0 | 0 | 0 | 0 | 0 | 0
IGCC | 0 | 0 | 0 | 0 | 0 | 0
DemandResponse | 0 | 0 | 0 | 0 | 0 | 0
IGCC-CCS | 0 | 0 | 0 | 0 | 0 | 0
WT_off | 0 | 0 | 0 | 0 | 0 | 0
PseudoUnit | 0 | 0 | 0 | 0 | 0 | 0
FixedInterchange | 0 | 0 | 0 | 0 | 0 | 0
Emission Cost by Reporting Type: MISO_W
ReportingType | 2015 | 2020 | 2025 | 2030 | 2035 | 2040
BM | 0 | 0 | 0 | 0 | 0 | 0
CC | 0 | 0 | 0 | 0 | 0 | 0
CSP | 0 | 0 | 0 | 0 | 0 | 0
CT | 0 | 0 | 0 | 0 | 0 | 0
Coal | 0 | 0 | 0 | 0 | 0 | 0
Geo | 0 | 0 | 0 | 0 | 0 | 0
H | 0 | 0 | 0 | 0 | 0 | 0
LFG | 0 | 0 | 0 | 0 | 0 | 0
Nuc | 0 | 0 | 0 | 0 | 0 | 0
PS | 0 | 0 | 0 | 0 | 0 | 0
PV | 0 | 0 | 0 | 0 | 0 | 0
PeakG | 0 | 0 | 0 | 0 | 0 | 0
PeakO | 0 | 0 | 0 | 0 | 0 | 0
ST | 0 | 0 | 0 | 0 | 0 | 0
STOG | 0 | 0 | 0 | 0 | 0 | 0
STWD | 0 | 0 | 0 | 0 | 0 | 0
WT | 0 | 0 | 0 | 0 | 0 | 0
IGCC | 0 | 0 | 0 | 0 | 0 | 0
DemandResponse | 0 | 0 | 0 | 0 | 0 | 0
IGCC-CCS | 0 | 0 | 0 | 0 | 0 | 0
WT_off | 0 | 0 | 0 | 0 | 0 | 0
PseudoUnit | 0 | 0 | 0 | 0 | 0 | 0
FixedInterchange | 0 | 0 | 0 | 0 | 0 | 0
Emission Cost by Reporting Type: MISO_WUMS
ReportingType | 2015 | 2020 | 2025 | 2030 | 2035 | 2040
BM | 0 | 0 | 0 | 0 | 0 | 0
CC | 0 | 0 | 0 | 0 | 0 | 0
CSP | 0 | 0 | 0 | 0 | 0 | 0
CT | 0 | 0 | 0 | 0 | 0 | 0
Coal | 0 | 0 | 0 | 0 | 0 | 0
Geo | 0 | 0 | 0 | 0 | 0 | 0
H | 0 | 0 | 0 | 0 | 0 | 0
LFG | 0 | 0 | 0 | 0 | 0 | 0
Nuc | 0 | 0 | 0 | 0 | 0 | 0
PS | 0 | 0 | 0 | 0 | 0 | 0
PV | 0 | 0 | 0 | 0 | 0 | 0
PeakG | 0 | 0 | 0 | 0 | 0 | 0
PeakO | 0 | 0 | 0 | 0 | 0 | 0
ST | 0 | 0 | 0 | 0 | 0 | 0
STOG | 0 | 0 | 0 | 0 | 0 | 0
STWD | 0 | 0 | 0 | 0 | 0 | 0
WT | 0 | 0 | 0 | 0 | 0 | 0
IGCC | 0 | 0 | 0 | 0 | 0 | 0
DemandResponse | 0 | 0 | 0 | 0 | 0 | 0
IGCC-CCS | 0 | 0 | 0 | 0 | 0 | 0
WT_off | 0 | 0 | 0 | 0 | 0 | 0
PseudoUnit | 0 | 0 | 0 | 0 | 0 | 0
FixedInterchange | 0 | 0 | 0 | 0 | 0 | 0
Emission Cost by Reporting Type: Nebraska
ReportingType | 2015 | 2020 | 2025 | 2030 | 2035 | 2040
BM | 0 | 0 | 0 | 0 | 0 | 0
CC | 0 | 0 | 0 | 0 | 0 | 0
CSP | 0 | 0 | 0 | 0 | 0 | 0
CT | 0 | 0 | 0 | 0 | 0 | 0
Coal | 0 | 0 | 0 | 0 | 0 | 0
Geo | 0 | 0 | 0 | 0 | 0 | 0
H | 0 | 0 | 0 | 0 | 0 | 0
LFG | 0 | 0 | 0 | 0 | 0 | 0
Nuc | 0 | 0 | 0 | 0 | 0 | 0
PS | 0 | 0 | 0 | 0 | 0 | 0
PV | 0 | 0 | 0 | 0 | 0 | 0
PeakG | 0 | 0 | 0 | 0 | 0 | 0
PeakO | 0 | 0 | 0 | 0 | 0 | 0
ST | 0 | 0 | 0 | 0 | 0 | 0
STOG | 0 | 0 | 0 | 0 | 0 | 0
STWD | 0 | 0 | 0 | 0 | 0 | 0
WT | 0 | 0 | 0 | 0 | 0 | 0
IGCC | 0 | 0 | 0 | 0 | 0 | 0
DemandResponse | 0 | 0 | 0 | 0 | 0 | 0
IGCC-CCS | 0 | 0 | 0 | 0 | 0 | 0
WT_off | 0 | 0 | 0 | 0 | 0 | 0
PseudoUnit | 0 | 0 | 0 | 0 | 0 | 0
FixedInterchange | 0 | 0 | 0 | 0 | 0 | 0
Emission Cost by Reporting Type: NEISO
ReportingType | 2015 | 2020 | 2025 | 2030 | 2035 | 2040
BM | 0 | 0 | 0 | 0 | 0 | 0
CC | 0 | 0 | 0 | 0 | 0 | 0
CSP | 0 | 0 | 0 | 0 | 0 | 0
CT | 0 | 0 | 0 | 0 | 0 | 0
Coal | 0 | 0 | 0 | 0 | 0 | 0
Geo | 0 | 0 | 0 | 0 | 0 | 0
H | 0 | 0 | 0 | 0 | 0 | 0
LFG | 0 | 0 | 0 | 0 | 0 | 0
Nuc | 0 | 0 | 0 | 0 | 0 | 0
PS | 0 | 0 | 0 | 0 | 0 | 0
PV | 0 | 0 | 0 | 0 | 0 | 0
PeakG | 0 | 0 | 0 | 0 | 0 | 0
PeakO | 0 | 0 | 0 | 0 | 0 | 0
ST | 0 | 0 | 0 | 0 | 0 | 0
STOG | 0 | 0 | 0 | 0 | 0 | 0
STWD | 0 | 0 | 0 | 0 | 0 | 0
WT | 0 | 0 | 0 | 0 | 0 | 0
IGCC | 0 | 0 | 0 | 0 | 0 | 0
DemandResponse | 0 | 0 | 0 | 0 | 0 | 0
IGCC-CCS | 0 | 0 | 0 | 0 | 0 | 0
WT_off | 0 | 0 | 0 | 0 | 0 | 0
PseudoUnit | 0 | 0 | 0 | 0 | 0 | 0
FixedInterchange | 0 | 0 | 0 | 0 | 0 | 0
Emission Cost by Reporting Type: NonRTO_Midwest
ReportingType | 2015 | 2020 | 2025 | 2030 | 2035 | 2040
BM | 0 | 0 | 0 | 0 | 0 | 0
CC | 0 | 0 | 0 | 0 | 0 | 0
CSP | 0 | 0 | 0 | 0 | 0 | 0
CT | 0 | 0 | 0 | 0 | 0 | 0
Coal | 0 | 0 | 0 | 0 | 0 | 0
Geo | 0 | 0 | 0 | 0 | 0 | 0
H | 0 | 0 | 0 | 0 | 0 | 0
LFG | 0 | 0 | 0 | 0 | 0 | 0
Nuc | 0 | 0 | 0 | 0 | 0 | 0
PS | 0 | 0 | 0 | 0 | 0 | 0
PV | 0 | 0 | 0 | 0 | 0 | 0
PeakG | 0 | 0 | 0 | 0 | 0 | 0
PeakO | 0 | 0 | 0 | 0 | 0 | 0
ST | 0 | 0 | 0 | 0 | 0 | 0
STOG | 0 | 0 | 0 | 0 | 0 | 0
STWD | 0 | 0 | 0 | 0 | 0 | 0
WT | 0 | 0 | 0 | 0 | 0 | 0
IGCC | 0 | 0 | 0 | 0 | 0 | 0
DemandResponse | 0 | 0 | 0 | 0 | 0 | 0
IGCC-CCS | 0 | 0 | 0 | 0 | 0 | 0
WT_off | 0 | 0 | 0 | 0 | 0 | 0
PseudoUnit | 0 | 0 | 0 | 0 | 0 | 0
FixedInterchange | 0 | 0 | 0 | 0 | 0 | 0
Emission Cost by Reporting Type: NYISO_A-F
ReportingType | 2015 | 2020 | 2025 | 2030 | 2035 | 2040
BM | 0 | 0 | 0 | 0 | 0 | 0
CC | 0 | 0 | 0 | 0 | 0 | 0
CSP | 0 | 0 | 0 | 0 | 0 | 0
CT | 0 | 0 | 0 | 0 | 0 | 0
Coal | 0 | 0 | 0 | 0 | 0 | 0
Geo | 0 | 0 | 0 | 0 | 0 | 0
H | 0 | 0 | 0 | 0 | 0 | 0
LFG | 0 | 0 | 0 | 0 | 0 | 0
Nuc | 0 | 0 | 0 | 0 | 0 | 0
PS | 0 | 0 | 0 | 0 | 0 | 0
PV | 0 | 0 | 0 | 0 | 0 | 0
PeakG | 0 | 0 | 0 | 0 | 0 | 0
PeakO | 0 | 0 | 0 | 0 | 0 | 0
ST | 0 | 0 | 0 | 0 | 0 | 0
STOG | 0 | 0 | 0 | 0 | 0 | 0
STWD | 0 | 0 | 0 | 0 | 0 | 0
WT | 0 | 0 | 0 | 0 | 0 | 0
IGCC | 0 | 0 | 0 | 0 | 0 | 0
DemandResponse | 0 | 0 | 0 | 0 | 0 | 0
IGCC-CCS | 0 | 0 | 0 | 0 | 0 | 0
WT_off | 0 | 0 | 0 | 0 | 0 | 0
PseudoUnit | 0 | 0 | 0 | 0 | 0 | 0
FixedInterchange | 0 | 0 | 0 | 0 | 0 | 0
Emission Cost by Reporting Type: NYISO_G-I
ReportingType | 2015 | 2020 | 2025 | 2030 | 2035 | 2040
BM | 0 | 0 | 0 | 0 | 0 | 0
CC | 0 | 0 | 0 | 0 | 0 | 0
CSP | 0 | 0 | 0 | 0 | 0 | 0
CT | 0 | 0 | 0 | 0 | 0 | 0
Coal | 0 | 0 | 0 | 0 | 0 | 0
Geo | 0 | 0 | 0 | 0 | 0 | 0
H | 0 | 0 | 0 | 0 | 0 | 0
LFG | 0 | 0 | 0 | 0 | 0 | 0
Nuc | 0 | 0 | 0 | 0 | 0 | 0
PS | 0 | 0 | 0 | 0 | 0 | 0
PV | 0 | 0 | 0 | 0 | 0 | 0
PeakG | 0 | 0 | 0 | 0 | 0 | 0
PeakO | 0 | 0 | 0 | 0 | 0 | 0
ST | 0 | 0 | 0 | 0 | 0 | 0
STOG | 0 | 0 | 0 | 0 | 0 | 0
STWD | 0 | 0 | 0 | 0 | 0 | 0
WT | 0 | 0 | 0 | 0 | 0 | 0
IGCC | 0 | 0 | 0 | 0 | 0 | 0
DemandResponse | 0 | 0 | 0 | 0 | 0 | 0
IGCC-CCS | 0 | 0 | 0 | 0 | 0 | 0
WT_off | 0 | 0 | 0 | 0 | 0 | 0
PseudoUnit | 0 | 0 | 0 | 0 | 0 | 0
FixedInterchange | 0 | 0 | 0 | 0 | 0 | 0
Emission Cost by Reporting Type: NYISO_J-K
ReportingType | 2015 | 2020 | 2025 | 2030 | 2035 | 2040
BM | 0 | 0 | 0 | 0 | 0 | 0
CC | 0 | 0 | 0 | 0 | 0 | 0
CSP | 0 | 0 | 0 | 0 | 0 | 0
CT | 0 | 0 | 0 | 0 | 0 | 0
Coal | 0 | 0 | 0 | 0 | 0 | 0
Geo | 0 | 0 | 0 | 0 | 0 | 0
H | 0 | 0 | 0 | 0 | 0 | 0
LFG | 0 | 0 | 0 | 0 | 0 | 0
Nuc | 0 | 0 | 0 | 0 | 0 | 0
PS | 0 | 0 | 0 | 0 | 0 | 0
PV | 0 | 0 | 0 | 0 | 0 | 0
PeakG | 0 | 0 | 0 | 0 | 0 | 0
PeakO | 0 | 0 | 0 | 0 | 0 | 0
ST | 0 | 0 | 0 | 0 | 0 | 0
STOG | 0 | 0 | 0 | 0 | 0 | 0
STWD | 0 | 0 | 0 | 0 | 0 | 0
WT | 0 | 0 | 0 | 0 | 0 | 0
IGCC | 0 | 0 | 0 | 0 | 0 | 0
DemandResponse | 0 | 0 | 0 | 0 | 0 | 0
IGCC-CCS | 0 | 0 | 0 | 0 | 0 | 0
WT_off | 0 | 0 | 0 | 0 | 0 | 0
PseudoUnit | 0 | 0 | 0 | 0 | 0 | 0
FixedInterchange | 0 | 0 | 0 | 0 | 0 | 0
Emission Cost by Reporting Type: PJM_E
ReportingType | 2015 | 2020 | 2025 | 2030 | 2035 | 2040
BM | 0 | 0 | 0 | 0 | 0 | 0
CC | 0 | 0 | 0 | 0 | 0 | 0
CSP | 0 | 0 | 0 | 0 | 0 | 0
CT | 0 | 0 | 0 | 0 | 0 | 0
Coal | 0 | 0 | 0 | 0 | 0 | 0
Geo | 0 | 0 | 0 | 0 | 0 | 0
H | 0 | 0 | 0 | 0 | 0 | 0
LFG | 0 | 0 | 0 | 0 | 0 | 0
Nuc | 0 | 0 | 0 | 0 | 0 | 0
PS | 0 | 0 | 0 | 0 | 0 | 0
PV | 0 | 0 | 0 | 0 | 0 | 0
PeakG | 0 | 0 | 0 | 0 | 0 | 0
PeakO | 0 | 0 | 0 | 0 | 0 | 0
ST | 0 | 0 | 0 | 0 | 0 | 0
STOG | 0 | 0 | 0 | 0 | 0 | 0
STWD | 0 | 0 | 0 | 0 | 0 | 0
WT | 0 | 0 | 0 | 0 | 0 | 0
IGCC | 0 | 0 | 0 | 0 | 0 | 0
DemandResponse | 0 | 0 | 0 | 0 | 0 | 0
IGCC-CCS | 0 | 0 | 0 | 0 | 0 | 0
WT_off | 0 | 0 | 0 | 0 | 0 | 0
PseudoUnit | 0 | 0 | 0 | 0 | 0 | 0
FixedInterchange | 0 | 0 | 0 | 0 | 0 | 0
Emission Cost by Reporting Type: PJM_ROM
ReportingType | 2015 | 2020 | 2025 | 2030 | 2035 | 2040
BM | 0 | 0 | 0 | 0 | 0 | 0
CC | 0 | 0 | 0 | 0 | 0 | 0
CSP | 0 | 0 | 0 | 0 | 0 | 0
CT | 0 | 0 | 0 | 0 | 0 | 0
Coal | 0 | 0 | 0 | 0 | 0 | 0
Geo | 0 | 0 | 0 | 0 | 0 | 0
H | 0 | 0 | 0 | 0 | 0 | 0
LFG | 0 | 0 | 0 | 0 | 0 | 0
Nuc | 0 | 0 | 0 | 0 | 0 | 0
PS | 0 | 0 | 0 | 0 | 0 | 0
PV | 0 | 0 | 0 | 0 | 0 | 0
PeakG | 0 | 0 | 0 | 0 | 0 | 0
PeakO | 0 | 0 | 0 | 0 | 0 | 0
ST | 0 | 0 | 0 | 0 | 0 | 0
STOG | 0 | 0 | 0 | 0 | 0 | 0
STWD | 0 | 0 | 0 | 0 | 0 | 0
WT | 0 | 0 | 0 | 0 | 0 | 0
IGCC | 0 | 0 | 0 | 0 | 0 | 0
DemandResponse | 0 | 0 | 0 | 0 | 0 | 0
IGCC-CCS | 0 | 0 | 0 | 0 | 0 | 0
WT_off | 0 | 0 | 0 | 0 | 0 | 0
PseudoUnit | 0 | 0 | 0 | 0 | 0 | 0
FixedInterchange | 0 | 0 | 0 | 0 | 0 | 0
Emission Cost by Reporting Type: PJM_ROR
ReportingType | 2015 | 2020 | 2025 | 2030 | 2035 | 2040
BM | 0 | 0 | 0 | 0 | 0 | 0
CC | 0 | 0 | 0 | 0 | 0 | 0
CSP | 0 | 0 | 0 | 0 | 0 | 0
CT | 0 | 0 | 0 | 0 | 0 | 0
Coal | 0 | 0 | 0 | 0 | 0 | 0
Geo | 0 | 0 | 0 | 0 | 0 | 0
H | 0 | 0 | 0 | 0 | 0 | 0
LFG | 0 | 0 | 0 | 0 | 0 | 0
Nuc | 0 | 0 | 0 | 0 | 0 | 0
PS | 0 | 0 | 0 | 0 | 0 | 0
PV | 0 | 0 | 0 | 0 | 0 | 0
PeakG | 0 | 0 | 0 | 0 | 0 | 0
PeakO | 0 | 0 | 0 | 0 | 0 | 0
ST | 0 | 0 | 0 | 0 | 0 | 0
STOG | 0 | 0 | 0 | 0 | 0 | 0
STWD | 0 | 0 | 0 | 0 | 0 | 0
WT | 0 | 0 | 0 | 0 | 0 | 0
IGCC | 0 | 0 | 0 | 0 | 0 | 0
DemandResponse | 0 | 0 | 0 | 0 | 0 | 0
IGCC-CCS | 0 | 0 | 0 | 0 | 0 | 0
WT_off | 0 | 0 | 0 | 0 | 0 | 0
PseudoUnit | 0 | 0 | 0 | 0 | 0 | 0
FixedInterchange | 0 | 0 | 0 | 0 | 0 | 0
Emission Cost by Reporting Type: SOCO
ReportingType | 2015 | 2020 | 2025 | 2030 | 2035 | 2040
BM | 0 | 0 | 0 | 0 | 0 | 0
CC | 0 | 0 | 0 | 0 | 0 | 0
CSP | 0 | 0 | 0 | 0 | 0 | 0
CT | 0 | 0 | 0 | 0 | 0 | 0
Coal | 0 | 0 | 0 | 0 | 0 | 0
Geo | 0 | 0 | 0 | 0 | 0 | 0
H | 0 | 0 | 0 | 0 | 0 | 0
LFG | 0 | 0 | 0 | 0 | 0 | 0
Nuc | 0 | 0 | 0 | 0 | 0 | 0
PS | 0 | 0 | 0 | 0 | 0 | 0
PV | 0 | 0 | 0 | 0 | 0 | 0
PeakG | 0 | 0 | 0 | 0 | 0 | 0
PeakO | 0 | 0 | 0 | 0 | 0 | 0
ST | 0 | 0 | 0 | 0 | 0 | 0
STOG | 0 | 0 | 0 | 0 | 0 | 0
STWD | 0 | 0 | 0 | 0 | 0 | 0
WT | 0 | 0 | 0 | 0 | 0 | 0
IGCC | 0 | 0 | 0 | 0 | 0 | 0
DemandResponse | 0 | 0 | 0 | 0 | 0 | 0
IGCC-CCS | 0 | 0 | 0 | 0 | 0 | 0
WT_off | 0 | 0 | 0 | 0 | 0 | 0
PseudoUnit | 0 | 0 | 0 | 0 | 0 | 0
FixedInterchange | 0 | 0 | 0 | 0 | 0 | 0
Emission Cost by Reporting Type: SPP_N
ReportingType | 2015 | 2020 | 2025 | 2030 | 2035 | 2040
BM | 0 | 0 | 0 | 0 | 0 | 0
CC | 0 | 0 | 0 | 0 | 0 | 0
CSP | 0 | 0 | 0 | 0 | 0 | 0
CT | 0 | 0 | 0 | 0 | 0 | 0
Coal | 0 | 0 | 0 | 0 | 0 | 0
Geo | 0 | 0 | 0 | 0 | 0 | 0
H | 0 | 0 | 0 | 0 | 0 | 0
LFG | 0 | 0 | 0 | 0 | 0 | 0
Nuc | 0 | 0 | 0 | 0 | 0 | 0
PS | 0 | 0 | 0 | 0 | 0 | 0
PV | 0 | 0 | 0 | 0 | 0 | 0
PeakG | 0 | 0 | 0 | 0 | 0 | 0
PeakO | 0 | 0 | 0 | 0 | 0 | 0
ST | 0 | 0 | 0 | 0 | 0 | 0
STOG | 0 | 0 | 0 | 0 | 0 | 0
STWD | 0 | 0 | 0 | 0 | 0 | 0
WT | 0 | 0 | 0 | 0 | 0 | 0
IGCC | 0 | 0 | 0 | 0 | 0 | 0
DemandResponse | 0 | 0 | 0 | 0 | 0 | 0
IGCC-CCS | 0 | 0 | 0 | 0 | 0 | 0
WT_off | 0 | 0 | 0 | 0 | 0 | 0
PseudoUnit | 0 | 0 | 0 | 0 | 0 | 0
FixedInterchange | 0 | 0 | 0 | 0 | 0 | 0
Emission Cost by Reporting Type: SPP_S
ReportingType | 2015 | 2020 | 2025 | 2030 | 2035 | 2040
BM | 0 | 0 | 0 | 0 | 0 | 0
CC | 0 | 0 | 0 | 0 | 0 | 0
CSP | 0 | 0 | 0 | 0 | 0 | 0
CT | 0 | 0 | 0 | 0 | 0 | 0
Coal | 0 | 0 | 0 | 0 | 0 | 0
Geo | 0 | 0 | 0 | 0 | 0 | 0
H | 0 | 0 | 0 | 0 | 0 | 0
LFG | 0 | 0 | 0 | 0 | 0 | 0
Nuc | 0 | 0 | 0 | 0 | 0 | 0
PS | 0 | 0 | 0 | 0 | 0 | 0
PV | 0 | 0 | 0 | 0 | 0 | 0
PeakG | 0 | 0 | 0 | 0 | 0 | 0
PeakO | 0 | 0 | 0 | 0 | 0 | 0
ST | 0 | 0 | 0 | 0 | 0 | 0
STOG | 0 | 0 | 0 | 0 | 0 | 0
STWD | 0 | 0 | 0 | 0 | 0 | 0
WT | 0 | 0 | 0 | 0 | 0 | 0
IGCC | 0 | 0 | 0 | 0 | 0 | 0
DemandResponse | 0 | 0 | 0 | 0 | 0 | 0
IGCC-CCS | 0 | 0 | 0 | 0 | 0 | 0
WT_off | 0 | 0 | 0 | 0 | 0 | 0
PseudoUnit | 0 | 0 | 0 | 0 | 0 | 0
FixedInterchange | 0 | 0 | 0 | 0 | 0 | 0
Emission Cost by Reporting Type: TVA
ReportingType | 2015 | 2020 | 2025 | 2030 | 2035 | 2040
BM | 0 | 0 | 0 | 0 | 0 | 0
CC | 0 | 0 | 0 | 0 | 0 | 0
CSP | 0 | 0 | 0 | 0 | 0 | 0
CT | 0 | 0 | 0 | 0 | 0 | 0
Coal | 0 | 0 | 0 | 0 | 0 | 0
Geo | 0 | 0 | 0 | 0 | 0 | 0
H | 0 | 0 | 0 | 0 | 0 | 0
LFG | 0 | 0 | 0 | 0 | 0 | 0
Nuc | 0 | 0 | 0 | 0 | 0 | 0
PS | 0 | 0 | 0 | 0 | 0 | 0
PV | 0 | 0 | 0 | 0 | 0 | 0
PeakG | 0 | 0 | 0 | 0 | 0 | 0
PeakO | 0 | 0 | 0 | 0 | 0 | 0
ST | 0 | 0 | 0 | 0 | 0 | 0
STOG | 0 | 0 | 0 | 0 | 0 | 0
STWD | 0 | 0 | 0 | 0 | 0 | 0
WT | 0 | 0 | 0 | 0 | 0 | 0
IGCC | 0 | 0 | 0 | 0 | 0 | 0
DemandResponse | 0 | 0 | 0 | 0 | 0 | 0
IGCC-CCS | 0 | 0 | 0 | 0 | 0 | 0
WT_off | 0 | 0 | 0 | 0 | 0 | 0
PseudoUnit | 0 | 0 | 0 | 0 | 0 | 0
FixedInterchange | 0 | 0 | 0 | 0 | 0 | 0
Emission Cost by Reporting Type: TVA_Transmission
ReportingType | 2015 | 2020 | 2025 | 2030 | 2035 | 2040
BM | 0 | 0 | 0 | 0 | 0 | 0
CC | 0 | 0 | 0 | 0 | 0 | 0
CSP | 0 | 0 | 0 | 0 | 0 | 0
CT | 0 | 0 | 0 | 0 | 0 | 0
Coal | 0 | 0 | 0 | 0 | 0 | 0
Geo | 0 | 0 | 0 | 0 | 0 | 0
H | 0 | 0 | 0 | 0 | 0 | 0
LFG | 0 | 0 | 0 | 0 | 0 | 0
Nuc | 0 | 0 | 0 | 0 | 0 | 0
PS | 0 | 0 | 0 | 0 | 0 | 0
PV | 0 | 0 | 0 | 0 | 0 | 0
PeakG | 0 | 0 | 0 | 0 | 0 | 0
PeakO | 0 | 0 | 0 | 0 | 0 | 0
ST | 0 | 0 | 0 | 0 | 0 | 0
STOG | 0 | 0 | 0 | 0 | 0 | 0
STWD | 0 | 0 | 0 | 0 | 0 | 0
WT | 0 | 0 | 0 | 0 | 0 | 0
IGCC | 0 | 0 | 0 | 0 | 0 | 0
DemandResponse | 0 | 0 | 0 | 0 | 0 | 0
IGCC-CCS | 0 | 0 | 0 | 0 | 0 | 0
WT_off | 0 | 0 | 0 | 0 | 0 | 0
PseudoUnit | 0 | 0 | 0 | 0 | 0 | 0
FixedInterchange | 0 | 0 | 0 | 0 | 0 | 0
Emission Cost by Reporting Type: VACAR
ReportingType | 2015 | 2020 | 2025 | 2030 | 2035 | 2040
BM | 0 | 0 | 0 | 0 | 0 | 0
CC | 0 | 0 | 0 | 0 | 0 | 0
CSP | 0 | 0 | 0 | 0 | 0 | 0
CT | 0 | 0 | 0 | 0 | 0 | 0
Coal | 0 | 0 | 0 | 0 | 0 | 0
Geo | 0 | 0 | 0 | 0 | 0 | 0
H | 0 | 0 | 0 | 0 | 0 | 0
LFG | 0 | 0 | 0 | 0 | 0 | 0
Nuc | 0 | 0 | 0 | 0 | 0 | 0
PS | 0 | 0 | 0 | 0 | 0 | 0
PV | 0 | 0 | 0 | 0 | 0 | 0
PeakG | 0 | 0 | 0 | 0 | 0 | 0
PeakO | 0 | 0 | 0 | 0 | 0 | 0
ST | 0 | 0 | 0 | 0 | 0 | 0
STOG | 0 | 0 | 0 | 0 | 0 | 0
STWD | 0 | 0 | 0 | 0 | 0 | 0
WT | 0 | 0 | 0 | 0 | 0 | 0
IGCC | 0 | 0 | 0 | 0 | 0 | 0
DemandResponse | 0 | 0 | 0 | 0 | 0 | 0
IGCC-CCS | 0 | 0 | 0 | 0 | 0 | 0
WT_off | 0 | 0 | 0 | 0 | 0 | 0
PseudoUnit | 0 | 0 | 0 | 0 | 0 | 0
FixedInterchange | 0 | 0 | 0 | 0 | 0 | 0
Emission Cost by Reporting Type: IESO
ReportingType | 2015 | 2020 | 2025 | 2030 | 2035 | 2040
BM | 0 | 0 | 0 | 0 | 0 | 0
CC | 0 | 0 | 0 | 0 | 0 | 0
CSP | 0 | 0 | 0 | 0 | 0 | 0
CT | 0 | 0 | 0 | 0 | 0 | 0
Coal | 0 | 0 | 0 | 0 | 0 | 0
Geo | 0 | 0 | 0 | 0 | 0 | 0
H | 0 | 0 | 0 | 0 | 0 | 0
LFG | 0 | 0 | 0 | 0 | 0 | 0
Nuc | 0 | 0 | 0 | 0 | 0 | 0
PS | 0 | 0 | 0 | 0 | 0 | 0
PV | 0 | 0 | 0 | 0 | 0 | 0
PeakG | 0 | 0 | 0 | 0 | 0 | 0
PeakO | 0 | 0 | 0 | 0 | 0 | 0
ST | 0 | 0 | 0 | 0 | 0 | 0
STOG | 0 | 0 | 0 | 0 | 0 | 0
STWD | 0 | 0 | 0 | 0 | 0 | 0
WT | 0 | 0 | 0 | 0 | 0 | 0
IGCC | 0 | 0 | 0 | 0 | 0 | 0
DemandResponse | 0 | 0 | 0 | 0 | 0 | 0
IGCC-CCS | 0 | 0 | 0 | 0 | 0 | 0
WT_off | 0 | 0 | 0 | 0 | 0 | 0
PseudoUnit | 0 | 0 | 0 | 0 | 0 | 0
FixedInterchange | 0 | 0 | 0 | 0 | 0 | 0
Emission Cost by Reporting Type: MAPP_CA
ReportingType | 2015 | 2020 | 2025 | 2030 | 2035 | 2040
BM | 0 | 0 | 0 | 0 | 0 | 0
CC | 0 | 0 | 0 | 0 | 0 | 0
CSP | 0 | 0 | 0 | 0 | 0 | 0
CT | 0 | 0 | 0 | 0 | 0 | 0
Coal | 0 | 0 | 0 | 0 | 0 | 0
Geo | 0 | 0 | 0 | 0 | 0 | 0
H | 0 | 0 | 0 | 0 | 0 | 0
LFG | 0 | 0 | 0 | 0 | 0 | 0
Nuc | 0 | 0 | 0 | 0 | 0 | 0
PS | 0 | 0 | 0 | 0 | 0 | 0
PV | 0 | 0 | 0 | 0 | 0 | 0
PeakG | 0 | 0 | 0 | 0 | 0 | 0
PeakO | 0 | 0 | 0 | 0 | 0 | 0
ST | 0 | 0 | 0 | 0 | 0 | 0
STOG | 0 | 0 | 0 | 0 | 0 | 0
STWD | 0 | 0 | 0 | 0 | 0 | 0
WT | 0 | 0 | 0 | 0 | 0 | 0
IGCC | 0 | 0 | 0 | 0 | 0 | 0
DemandResponse | 0 | 0 | 0 | 0 | 0 | 0
IGCC-CCS | 0 | 0 | 0 | 0 | 0 | 0
WT_off | 0 | 0 | 0 | 0 | 0 | 0
PseudoUnit | 0 | 0 | 0 | 0 | 0 | 0
FixedInterchange | 0 | 0 | 0 | 0 | 0 | 0
Emission Cost by Reporting Type: AZ_NM_SNV_Coal
ReportingType | 2015 | 2020 | 2025 | 2030 | 2035 | 2040
BM | 0 | 0 | 0 | 0 | 0 | 0
CC | 0 | 0 | 0 | 0 | 0 | 0
CSP | 0 | 0 | 0 | 0 | 0 | 0
CT | 0 | 0 | 0 | 0 | 0 | 0
Coal | 0 | 0 | 0 | 0 | 0 | 0
Geo | 0 | 0 | 0 | 0 | 0 | 0
H | 0 | 0 | 0 | 0 | 0 | 0
LFG | 0 | 0 | 0 | 0 | 0 | 0
Nuc | 0 | 0 | 0 | 0 | 0 | 0
PS | 0 | 0 | 0 | 0 | 0 | 0
PV | 0 | 0 | 0 | 0 | 0 | 0
PeakG | 0 | 0 | 0 | 0 | 0 | 0
PeakO | 0 | 0 | 0 | 0 | 0 | 0
ST | 0 | 0 | 0 | 0 | 0 | 0
STOG | 0 | 0 | 0 | 0 | 0 | 0
STWD | 0 | 0 | 0 | 0 | 0 | 0
WT | 0 | 0 | 0 | 0 | 0 | 0
IGCC | 0 | 0 | 0 | 0 | 0 | 0
DemandResponse | 0 | 0 | 0 | 0 | 0 | 0
IGCC-CCS | 0 | 0 | 0 | 0 | 0 | 0
WT_off | 0 | 0 | 0 | 0 | 0 | 0
PseudoUnit | 0 | 0 | 0 | 0 | 0 | 0
FixedInterchange | 0 | 0 | 0 | 0 | 0 | 0
Emission Cost by Reporting Type: AZ_NM_SNV_Gas
ReportingType | 2015 | 2020 | 2025 | 2030 | 2035 | 2040
BM | 0 | 0 | 0 | 0 | 0 | 0
CC | 0 | 0 | 0 | 0 | 0 | 0
CSP | 0 | 0 | 0 | 0 | 0 | 0
CT | 0 | 0 | 0 | 0 | 0 | 0
Coal | 0 | 0 | 0 | 0 | 0 | 0
Geo | 0 | 0 | 0 | 0 | 0 | 0
H | 0 | 0 | 0 | 0 | 0 | 0
LFG | 0 | 0 | 0 | 0 | 0 | 0
Nuc | 0 | 0 | 0 | 0 | 0 | 0
PS | 0 | 0 | 0 | 0 | 0 | 0
PV | 0 | 0 | 0 | 0 | 0 | 0
PeakG | 0 | 0 | 0 | 0 | 0 | 0
PeakO | 0 | 0 | 0 | 0 | 0 | 0
ST | 0 | 0 | 0 | 0 | 0 | 0
STOG | 0 | 0 | 0 | 0 | 0 | 0
STWD | 0 | 0 | 0 | 0 | 0 | 0
WT | 0 | 0 | 0 | 0 | 0 | 0
IGCC | 0 | 0 | 0 | 0 | 0 | 0
DemandResponse | 0 | 0 | 0 | 0 | 0 | 0
IGCC-CCS | 0 | 0 | 0 | 0 | 0 | 0
WT_off | 0 | 0 | 0 | 0 | 0 | 0
PseudoUnit | 0 | 0 | 0 | 0 | 0 | 0
FixedInterchange | 0 | 0 | 0 | 0 | 0 | 0
Emission Cost by Reporting Type: AZ_NM_SNV_NucRenew
ReportingType | 2015 | 2020 | 2025 | 2030 | 2035 | 2040
BM | 0 | 0 | 0 | 0 | 0 | 0
CC | 0 | 0 | 0 | 0 | 0 | 0
CSP | 0 | 0 | 0 | 0 | 0 | 0
CT | 0 | 0 | 0 | 0 | 0 | 0
Coal | 0 | 0 | 0 | 0 | 0 | 0
Geo | 0 | 0 | 0 | 0 | 0 | 0
H | 0 | 0 | 0 | 0 | 0 | 0
LFG | 0 | 0 | 0 | 0 | 0 | 0
Nuc | 0 | 0 | 0 | 0 | 0 | 0
PS | 0 | 0 | 0 | 0 | 0 | 0
PV | 0 | 0 | 0 | 0 | 0 | 0
PeakG | 0 | 0 | 0 | 0 | 0 | 0
PeakO | 0 | 0 | 0 | 0 | 0 | 0
ST | 0 | 0 | 0 | 0 | 0 | 0
STOG | 0 | 0 | 0 | 0 | 0 | 0
STWD | 0 | 0 | 0 | 0 | 0 | 0
WT | 0 | 0 | 0 | 0 | 0 | 0
IGCC | 0 | 0 | 0 | 0 | 0 | 0
DemandResponse | 0 | 0 | 0 | 0 | 0 | 0
IGCC-CCS | 0 | 0 | 0 | 0 | 0 | 0
WT_off | 0 | 0 | 0 | 0 | 0 | 0
PseudoUnit | 0 | 0 | 0 | 0 | 0 | 0
FixedInterchange | 0 | 0 | 0 | 0 | 0 | 0
Emission Cost by Reporting Type: ERCOT
ReportingType | 2015 | 2020 | 2025 | 2030 | 2035 | 2040
BM | 0 | 0 | 0 | 0 | 0 | 0
CC | 0 | 0 | 0 | 0 | 0 | 0
CSP | 0 | 0 | 0 | 0 | 0 | 0
CT | 0 | 0 | 0 | 0 | 0 | 0
Coal | 0 | 0 | 0 | 0 | 0 | 0
Geo | 0 | 0 | 0 | 0 | 0 | 0
H | 0 | 0 | 0 | 0 | 0 | 0
LFG | 0 | 0 | 0 | 0 | 0 | 0
Nuc | 0 | 0 | 0 | 0 | 0 | 0
PS | 0 | 0 | 0 | 0 | 0 | 0
PV | 0 | 0 | 0 | 0 | 0 | 0
PeakG | 0 | 0 | 0 | 0 | 0 | 0
PeakO | 0 | 0 | 0 | 0 | 0 | 0
ST | 0 | 0 | 0 | 0 | 0 | 0
STOG | 0 | 0 | 0 | 0 | 0 | 0
STWD | 0 | 0 | 0 | 0 | 0 | 0
WT | 0 | 0 | 0 | 0 | 0 | 0
IGCC | 0 | 0 | 0 | 0 | 0 | 0
DemandResponse | 0 | 0 | 0 | 0 | 0 | 0
IGCC-CCS | 0 | 0 | 0 | 0 | 0 | 0
WT_off | 0 | 0 | 0 | 0 | 0 | 0
PseudoUnit | 0 | 0 | 0 | 0 | 0 | 0
FixedInterchange | 0 | 0 | 0 | 0 | 0 | 0
Emission Cost by Reporting Type: NP15
ReportingType | 2015 | 2020 | 2025 | 2030 | 2035 | 2040
BM | 0 | 0 | 0 | 0 | 0 | 0
CC | 0 | 0 | 0 | 0 | 0 | 0
CSP | 0 | 0 | 0 | 0 | 0 | 0
CT | 0 | 0 | 0 | 0 | 0 | 0
Coal | 0 | 0 | 0 | 0 | 0 | 0
Geo | 0 | 0 | 0 | 0 | 0 | 0
H | 0 | 0 | 0 | 0 | 0 | 0
LFG | 0 | 0 | 0 | 0 | 0 | 0
Nuc | 0 | 0 | 0 | 0 | 0 | 0
PS | 0 | 0 | 0 | 0 | 0 | 0
PV | 0 | 0 | 0 | 0 | 0 | 0
PeakG | 0 | 0 | 0 | 0 | 0 | 0
PeakO | 0 | 0 | 0 | 0 | 0 | 0
ST | 0 | 0 | 0 | 0 | 0 | 0
STOG | 0 | 0 | 0 | 0 | 0 | 0
STWD | 0 | 0 | 0 | 0 | 0 | 0
WT | 0 | 0 | 0 | 0 | 0 | 0
IGCC | 0 | 0 | 0 | 0 | 0 | 0
DemandResponse | 0 | 0 | 0 | 0 | 0 | 0
IGCC-CCS | 0 | 0 | 0 | 0 | 0 | 0
WT_off | 0 | 0 | 0 | 0 | 0 | 0
PseudoUnit | 0 | 0 | 0 | 0 | 0 | 0
FixedInterchange | 0 | 0 | 0 | 0 | 0 | 0
Emission Cost by Reporting Type: NWPP_Coal
ReportingType | 2015 | 2020 | 2025 | 2030 | 2035 | 2040
BM | 0 | 0 | 0 | 0 | 0 | 0
CC | 0 | 0 | 0 | 0 | 0 | 0
CSP | 0 | 0 | 0 | 0 | 0 | 0
CT | 0 | 0 | 0 | 0 | 0 | 0
Coal | 0 | 0 | 0 | 0 | 0 | 0
Geo | 0 | 0 | 0 | 0 | 0 | 0
H | 0 | 0 | 0 | 0 | 0 | 0
LFG | 0 | 0 | 0 | 0 | 0 | 0
Nuc | 0 | 0 | 0 | 0 | 0 | 0
PS | 0 | 0 | 0 | 0 | 0 | 0
PV | 0 | 0 | 0 | 0 | 0 | 0
PeakG | 0 | 0 | 0 | 0 | 0 | 0
PeakO | 0 | 0 | 0 | 0 | 0 | 0
ST | 0 | 0 | 0 | 0 | 0 | 0
STOG | 0 | 0 | 0 | 0 | 0 | 0
STWD | 0 | 0 | 0 | 0 | 0 | 0
WT | 0 | 0 | 0 | 0 | 0 | 0
IGCC | 0 | 0 | 0 | 0 | 0 | 0
DemandResponse | 0 | 0 | 0 | 0 | 0 | 0
IGCC-CCS | 0 | 0 | 0 | 0 | 0 | 0
WT_off | 0 | 0 | 0 | 0 | 0 | 0
PseudoUnit | 0 | 0 | 0 | 0 | 0 | 0
FixedInterchange | 0 | 0 | 0 | 0 | 0 | 0
Emission Cost by Reporting Type: NWPP_Gas
ReportingType | 2015 | 2020 | 2025 | 2030 | 2035 | 2040
BM | 0 | 0 | 0 | 0 | 0 | 0
CC | 0 | 0 | 0 | 0 | 0 | 0
CSP | 0 | 0 | 0 | 0 | 0 | 0
CT | 0 | 0 | 0 | 0 | 0 | 0
Coal | 0 | 0 | 0 | 0 | 0 | 0
Geo | 0 | 0 | 0 | 0 | 0 | 0
H | 0 | 0 | 0 | 0 | 0 | 0
LFG | 0 | 0 | 0 | 0 | 0 | 0
Nuc | 0 | 0 | 0 | 0 | 0 | 0
PS | 0 | 0 | 0 | 0 | 0 | 0
PV | 0 | 0 | 0 | 0 | 0 | 0
PeakG | 0 | 0 | 0 | 0 | 0 | 0
PeakO | 0 | 0 | 0 | 0 | 0 | 0
ST | 0 | 0 | 0 | 0 | 0 | 0
STOG | 0 | 0 | 0 | 0 | 0 | 0
STWD | 0 | 0 | 0 | 0 | 0 | 0
WT | 0 | 0 | 0 | 0 | 0 | 0
IGCC | 0 | 0 | 0 | 0 | 0 | 0
DemandResponse | 0 | 0 | 0 | 0 | 0 | 0
IGCC-CCS | 0 | 0 | 0 | 0 | 0 | 0
WT_off | 0 | 0 | 0 | 0 | 0 | 0
PseudoUnit | 0 | 0 | 0 | 0 | 0 | 0
FixedInterchange | 0 | 0 | 0 | 0 | 0 | 0
Emission Cost by Reporting Type: NWPP_NucRenew
ReportingType | 2015 | 2020 | 2025 | 2030 | 2035 | 2040
BM | 0 | 0 | 0 | 0 | 0 | 0
CC | 0 | 0 | 0 | 0 | 0 | 0
CSP | 0 | 0 | 0 | 0 | 0 | 0
CT | 0 | 0 | 0 | 0 | 0 | 0
Coal | 0 | 0 | 0 | 0 | 0 | 0
Geo | 0 | 0 | 0 | 0 | 0 | 0
H | 0 | 0 | 0 | 0 | 0 | 0
LFG | 0 | 0 | 0 | 0 | 0 | 0
Nuc | 0 | 0 | 0 | 0 | 0 | 0
PS | 0 | 0 | 0 | 0 | 0 | 0
PV | 0 | 0 | 0 | 0 | 0 | 0
PeakG | 0 | 0 | 0 | 0 | 0 | 0
PeakO | 0 | 0 | 0 | 0 | 0 | 0
ST | 0 | 0 | 0 | 0 | 0 | 0
STOG | 0 | 0 | 0 | 0 | 0 | 0
STWD | 0 | 0 | 0 | 0 | 0 | 0
WT | 0 | 0 | 0 | 0 | 0 | 0
IGCC | 0 | 0 | 0 | 0 | 0 | 0
DemandResponse | 0 | 0 | 0 | 0 | 0 | 0
IGCC-CCS | 0 | 0 | 0 | 0 | 0 | 0
WT_off | 0 | 0 | 0 | 0 | 0 | 0
PseudoUnit | 0 | 0 | 0 | 0 | 0 | 0
FixedInterchange | 0 | 0 | 0 | 0 | 0 | 0
Emission Cost by Reporting Type: RMPA
ReportingType | 2015 | 2020 | 2025 | 2030 | 2035 | 2040
BM | 0 | 0 | 0 | 0 | 0 | 0
CC | 0 | 0 | 0 | 0 | 0 | 0
CSP | 0 | 0 | 0 | 0 | 0 | 0
CT | 0 | 0 | 0 | 0 | 0 | 0
Coal | 0 | 0 | 0 | 0 | 0 | 0
Geo | 0 | 0 | 0 | 0 | 0 | 0
H | 0 | 0 | 0 | 0 | 0 | 0
LFG | 0 | 0 | 0 | 0 | 0 | 0
Nuc | 0 | 0 | 0 | 0 | 0 | 0
PS | 0 | 0 | 0 | 0 | 0 | 0
PV | 0 | 0 | 0 | 0 | 0 | 0
PeakG | 0 | 0 | 0 | 0 | 0 | 0
PeakO | 0 | 0 | 0 | 0 | 0 | 0
ST | 0 | 0 | 0 | 0 | 0 | 0
STOG | 0 | 0 | 0 | 0 | 0 | 0
STWD | 0 | 0 | 0 | 0 | 0 | 0
WT | 0 | 0 | 0 | 0 | 0 | 0
IGCC | 0 | 0 | 0 | 0 | 0 | 0
DemandResponse | 0 | 0 | 0 | 0 | 0 | 0
IGCC-CCS | 0 | 0 | 0 | 0 | 0 | 0
WT_off | 0 | 0 | 0 | 0 | 0 | 0
PseudoUnit | 0 | 0 | 0 | 0 | 0 | 0
FixedInterchange | 0 | 0 | 0 | 0 | 0 | 0
Emission Cost by Reporting Type: SP15
ReportingType | 2015 | 2020 | 2025 | 2030 | 2035 | 2040
BM | 0 | 0 | 0 | 0 | 0 | 0
CC | 0 | 0 | 0 | 0 | 0 | 0
CSP | 0 | 0 | 0 | 0 | 0 | 0
CT | 0 | 0 | 0 | 0 | 0 | 0
Coal | 0 | 0 | 0 | 0 | 0 | 0
Geo | 0 | 0 | 0 | 0 | 0 | 0
H | 0 | 0 | 0 | 0 | 0 | 0
LFG | 0 | 0 | 0 | 0 | 0 | 0
Nuc | 0 | 0 | 0 | 0 | 0 | 0
PS | 0 | 0 | 0 | 0 | 0 | 0
PV | 0 | 0 | 0 | 0 | 0 | 0
PeakG | 0 | 0 | 0 | 0 | 0 | 0
PeakO | 0 | 0 | 0 | 0 | 0 | 0
ST | 0 | 0 | 0 | 0 | 0 | 0
STOG | 0 | 0 | 0 | 0 | 0 | 0
STWD | 0 | 0 | 0 | 0 | 0 | 0
WT | 0 | 0 | 0 | 0 | 0 | 0
IGCC | 0 | 0 | 0 | 0 | 0 | 0
DemandResponse | 0 | 0 | 0 | 0 | 0 | 0
IGCC-CCS | 0 | 0 | 0 | 0 | 0 | 0
WT_off | 0 | 0 | 0 | 0 | 0 | 0
PseudoUnit | 0 | 0 | 0 | 0 | 0 | 0
FixedInterchange | 0 | 0 | 0 | 0 | 0 | 0
Emission Cost by Reporting Type: ALB
ReportingType | 2015 | 2020 | 2025 | 2030 | 2035 | 2040
BM | 0 | 0 | 0 | 0 | 0 | 0
CC | 0 | 0 | 0 | 0 | 0 | 0
CSP | 0 | 0 | 0 | 0 | 0 | 0
CT | 0 | 0 | 0 | 0 | 0 | 0
Coal | 0 | 0 | 0 | 0 | 0 | 0
Geo | 0 | 0 | 0 | 0 | 0 | 0
H | 0 | 0 | 0 | 0 | 0 | 0
LFG | 0 | 0 | 0 | 0 | 0 | 0
Nuc | 0 | 0 | 0 | 0 | 0 | 0
PS | 0 | 0 | 0 | 0 | 0 | 0
PV | 0 | 0 | 0 | 0 | 0 | 0
PeakG | 0 | 0 | 0 | 0 | 0 | 0
PeakO | 0 | 0 | 0 | 0 | 0 | 0
ST | 0 | 0 | 0 | 0 | 0 | 0
STOG | 0 | 0 | 0 | 0 | 0 | 0
STWD | 0 | 0 | 0 | 0 | 0 | 0
WT | 0 | 0 | 0 | 0 | 0 | 0
IGCC | 0 | 0 | 0 | 0 | 0 | 0
DemandResponse | 0 | 0 | 0 | 0 | 0 | 0
IGCC-CCS | 0 | 0 | 0 | 0 | 0 | 0
WT_off | 0 | 0 | 0 | 0 | 0 | 0
PseudoUnit | 0 | 0 | 0 | 0 | 0 | 0
FixedInterchange | 0 | 0 | 0 | 0 | 0 | 0
Emission Cost by Reporting Type: BC
ReportingType | 2015 | 2020 | 2025 | 2030 | 2035 | 2040
BM | 0 | 0 | 0 | 0 | 0 | 0
CC | 0 | 0 | 0 | 0 | 0 | 0
CSP | 0 | 0 | 0 | 0 | 0 | 0
CT | 0 | 0 | 0 | 0 | 0 | 0
Coal | 0 | 0 | 0 | 0 | 0 | 0
Geo | 0 | 0 | 0 | 0 | 0 | 0
H | 0 | 0 | 0 | 0 | 0 | 0
LFG | 0 | 0 | 0 | 0 | 0 | 0
Nuc | 0 | 0 | 0 | 0 | 0 | 0
PS | 0 | 0 | 0 | 0 | 0 | 0
PV | 0 | 0 | 0 | 0 | 0 | 0
PeakG | 0 | 0 | 0 | 0 | 0 | 0
PeakO | 0 | 0 | 0 | 0 | 0 | 0
ST | 0 | 0 | 0 | 0 | 0 | 0
STOG | 0 | 0 | 0 | 0 | 0 | 0
STWD | 0 | 0 | 0 | 0 | 0 | 0
WT | 0 | 0 | 0 | 0 | 0 | 0
IGCC | 0 | 0 | 0 | 0 | 0 | 0
DemandResponse | 0 | 0 | 0 | 0 | 0 | 0
IGCC-CCS | 0 | 0 | 0 | 0 | 0 | 0
WT_off | 0 | 0 | 0 | 0 | 0 | 0
PseudoUnit | 0 | 0 | 0 | 0 | 0 | 0
FixedInterchange | 0 | 0 | 0 | 0 | 0 | 0
Emission Cost by Reporting Type: HQ_IESO
ReportingType | 2015 | 2020 | 2025 | 2030 | 2035 | 2040
BM | 0 | 0 | 0 | 0 | 0 | 0
CC | 0 | 0 | 0 | 0 | 0 | 0
CSP | 0 | 0 | 0 | 0 | 0 | 0
CT | 0 | 0 | 0 | 0 | 0 | 0
Coal | 0 | 0 | 0 | 0 | 0 | 0
Geo | 0 | 0 | 0 | 0 | 0 | 0
H | 0 | 0 | 0 | 0 | 0 | 0
LFG | 0 | 0 | 0 | 0 | 0 | 0
Nuc | 0 | 0 | 0 | 0 | 0 | 0
PS | 0 | 0 | 0 | 0 | 0 | 0
PV | 0 | 0 | 0 | 0 | 0 | 0
PeakG | 0 | 0 | 0 | 0 | 0 | 0
PeakO | 0 | 0 | 0 | 0 | 0 | 0
ST | 0 | 0 | 0 | 0 | 0 | 0
STOG | 0 | 0 | 0 | 0 | 0 | 0
STWD | 0 | 0 | 0 | 0 | 0 | 0
WT | 0 | 0 | 0 | 0 | 0 | 0
IGCC | 0 | 0 | 0 | 0 | 0 | 0
DemandResponse | 0 | 0 | 0 | 0 | 0 | 0
IGCC-CCS | 0 | 0 | 0 | 0 | 0 | 0
WT_off | 0 | 0 | 0 | 0 | 0 | 0
PseudoUnit | 0 | 0 | 0 | 0 | 0 | 0
FixedInterchange | 0 | 0 | 0 | 0 | 0 | 0
Emission Cost by Reporting Type: HQ_NEISO
ReportingType | 2015 | 2020 | 2025 | 2030 | 2035 | 2040
BM | 0 | 0 | 0 | 0 | 0 | 0
CC | 0 | 0 | 0 | 0 | 0 | 0
CSP | 0 | 0 | 0 | 0 | 0 | 0
CT | 0 | 0 | 0 | 0 | 0 | 0
Coal | 0 | 0 | 0 | 0 | 0 | 0
Geo | 0 | 0 | 0 | 0 | 0 | 0
H | 0 | 0 | 0 | 0 | 0 | 0
LFG | 0 | 0 | 0 | 0 | 0 | 0
Nuc | 0 | 0 | 0 | 0 | 0 | 0
PS | 0 | 0 | 0 | 0 | 0 | 0
PV | 0 | 0 | 0 | 0 | 0 | 0
PeakG | 0 | 0 | 0 | 0 | 0 | 0
PeakO | 0 | 0 | 0 | 0 | 0 | 0
ST | 0 | 0 | 0 | 0 | 0 | 0
STOG | 0 | 0 | 0 | 0 | 0 | 0
STWD | 0 | 0 | 0 | 0 | 0 | 0
WT | 0 | 0 | 0 | 0 | 0 | 0
IGCC | 0 | 0 | 0 | 0 | 0 | 0
DemandResponse | 0 | 0 | 0 | 0 | 0 | 0
IGCC-CCS | 0 | 0 | 0 | 0 | 0 | 0
WT_off | 0 | 0 | 0 | 0 | 0 | 0
PseudoUnit | 0 | 0 | 0 | 0 | 0 | 0
FixedInterchange | 0 | 0 | 0 | 0 | 0 | 0
Emission Cost by Reporting Type: HQ_NY
ReportingType | 2015 | 2020 | 2025 | 2030 | 2035 | 2040
BM | 0 | 0 | 0 | 0 | 0 | 0
CC | 0 | 0 | 0 | 0 | 0 | 0
CSP | 0 | 0 | 0 | 0 | 0 | 0
CT | 0 | 0 | 0 | 0 | 0 | 0
Coal | 0 | 0 | 0 | 0 | 0 | 0
Geo | 0 | 0 | 0 | 0 | 0 | 0
H | 0 | 0 | 0 | 0 | 0 | 0
LFG | 0 | 0 | 0 | 0 | 0 | 0
Nuc | 0 | 0 | 0 | 0 | 0 | 0
PS | 0 | 0 | 0 | 0 | 0 | 0
PV | 0 | 0 | 0 | 0 | 0 | 0
PeakG | 0 | 0 | 0 | 0 | 0 | 0
PeakO | 0 | 0 | 0 | 0 | 0 | 0
ST | 0 | 0 | 0 | 0 | 0 | 0
STOG | 0 | 0 | 0 | 0 | 0 | 0
STWD | 0 | 0 | 0 | 0 | 0 | 0
WT | 0 | 0 | 0 | 0 | 0 | 0
IGCC | 0 | 0 | 0 | 0 | 0 | 0
DemandResponse | 0 | 0 | 0 | 0 | 0 | 0
IGCC-CCS | 0 | 0 | 0 | 0 | 0 | 0
WT_off | 0 | 0 | 0 | 0 | 0 | 0
PseudoUnit | 0 | 0 | 0 | 0 | 0 | 0
FixedInterchange | 0 | 0 | 0 | 0 | 0 | 0
Emission Cost by Reporting Type: MARITIMES
ReportingType | 2015 | 2020 | 2025 | 2030 | 2035 | 2040
BM | 0 | 0 | 0 | 0 | 0 | 0
CC | 0 | 0 | 0 | 0 | 0 | 0
CSP | 0 | 0 | 0 | 0 | 0 | 0
CT | 0 | 0 | 0 | 0 | 0 | 0
Coal | 0 | 0 | 0 | 0 | 0 | 0
Geo | 0 | 0 | 0 | 0 | 0 | 0
H | 0 | 0 | 0 | 0 | 0 | 0
LFG | 0 | 0 | 0 | 0 | 0 | 0
Nuc | 0 | 0 | 0 | 0 | 0 | 0
PS | 0 | 0 | 0 | 0 | 0 | 0
PV | 0 | 0 | 0 | 0 | 0 | 0
PeakG | 0 | 0 | 0 | 0 | 0 | 0
PeakO | 0 | 0 | 0 | 0 | 0 | 0
ST | 0 | 0 | 0 | 0 | 0 | 0
STOG | 0 | 0 | 0 | 0 | 0 | 0
STWD | 0 | 0 | 0 | 0 | 0 | 0
WT | 0 | 0 | 0 | 0 | 0 | 0
IGCC | 0 | 0 | 0 | 0 | 0 | 0
DemandResponse | 0 | 0 | 0 | 0 | 0 | 0
IGCC-CCS | 0 | 0 | 0 | 0 | 0 | 0
WT_off | 0 | 0 | 0 | 0 | 0 | 0
PseudoUnit | 0 | 0 | 0 | 0 | 0 | 0
FixedInterchange | 0 | 0 | 0 | 0 | 0 | 0
Emission Cost by Reporting Type: All
ReportingType | 2015 | 2020 | 2025 | 2030 | 2035 | 2040
BM | 0 | 0 | 0 | 0 | 0 | 0
CC | 0 | 0 | 0 | 0 | 0 | 0
CSP | 0 | 0 | 0 | 0 | 0 | 0
CT | 0 | 0 | 0 | 0 | 0 | 0
Coal | 0 | 0 | 0 | 0 | 0 | 0
Geo | 0 | 0 | 0 | 0 | 0 | 0
H | 0 | 0 | 0 | 0 | 0 | 0
LFG | 0 | 0 | 0 | 0 | 0 | 0
Nuc | 0 | 0 | 0 | 0 | 0 | 0
PS | 0 | 0 | 0 | 0 | 0 | 0
PV | 0 | 0 | 0 | 0 | 0 | 0
PeakG | 0 | 0 | 0 | 0 | 0 | 0
PeakO | 0 | 0 | 0 | 0 | 0 | 0
ST | 0 | 0 | 0 | 0 | 0 | 0
STOG | 0 | 0 | 0 | 0 | 0 | 0
STWD | 0 | 0 | 0 | 0 | 0 | 0
WT | 0 | 0 | 0 | 0 | 0 | 0
IGCC | 0 | 0 | 0 | 0 | 0 | 0
DemandResponse | 0 | 0 | 0 | 0 | 0 | 0
IGCC-CCS | 0 | 0 | 0 | 0 | 0 | 0
WT_off | 0 | 0 | 0 | 0 | 0 | 0
PseudoUnit | 0 | 0 | 0 | 0 | 0 | 0
FixedInterchange | 0 | 0 | 0 | 0 | 0 | 0
Emission Cost by Reporting Type: EI_US
ReportingType | 2015 | 2020 | 2025 | 2030 | 2035 | 2040
BM | 0 | 0 | 0 | 0 | 0 | 0
CC | 0 | 0 | 0 | 0 | 0 | 0
CSP | 0 | 0 | 0 | 0 | 0 | 0
CT | 0 | 0 | 0 | 0 | 0 | 0
Coal | 0 | 0 | 0 | 0 | 0 | 0
Geo | 0 | 0 | 0 | 0 | 0 | 0
H | 0 | 0 | 0 | 0 | 0 | 0
LFG | 0 | 0 | 0 | 0 | 0 | 0
Nuc | 0 | 0 | 0 | 0 | 0 | 0
PS | 0 | 0 | 0 | 0 | 0 | 0
PV | 0 | 0 | 0 | 0 | 0 | 0
PeakG | 0 | 0 | 0 | 0 | 0 | 0
PeakO | 0 | 0 | 0 | 0 | 0 | 0
ST | 0 | 0 | 0 | 0 | 0 | 0
STOG | 0 | 0 | 0 | 0 | 0 | 0
STWD | 0 | 0 | 0 | 0 | 0 | 0
WT | 0 | 0 | 0 | 0 | 0 | 0
IGCC | 0 | 0 | 0 | 0 | 0 | 0
DemandResponse | 0 | 0 | 0 | 0 | 0 | 0
IGCC-CCS | 0 | 0 | 0 | 0 | 0 | 0
WT_off | 0 | 0 | 0 | 0 | 0 | 0
PseudoUnit | 0 | 0 | 0 | 0 | 0 | 0
FixedInterchange | 0 | 0 | 0 | 0 | 0 | 0
Emission Cost by Reporting Type: EI_Canada
ReportingType | 2015 | 2020 | 2025 | 2030 | 2035 | 2040
BM | 0 | 0 | 0 | 0 | 0 | 0
CC | 0 | 0 | 0 | 0 | 0 | 0
CSP | 0 | 0 | 0 | 0 | 0 | 0
CT | 0 | 0 | 0 | 0 | 0 | 0
Coal | 0 | 0 | 0 | 0 | 0 | 0
Geo | 0 | 0 | 0 | 0 | 0 | 0
H | 0 | 0 | 0 | 0 | 0 | 0
LFG | 0 | 0 | 0 | 0 | 0 | 0
Nuc | 0 | 0 | 0 | 0 | 0 | 0
PS | 0 | 0 | 0 | 0 | 0 | 0
PV | 0 | 0 | 0 | 0 | 0 | 0
PeakG | 0 | 0 | 0 | 0 | 0 | 0
PeakO | 0 | 0 | 0 | 0 | 0 | 0
ST | 0 | 0 | 0 | 0 | 0 | 0
STOG | 0 | 0 | 0 | 0 | 0 | 0
STWD | 0 | 0 | 0 | 0 | 0 | 0
WT | 0 | 0 | 0 | 0 | 0 | 0
IGCC | 0 | 0 | 0 | 0 | 0 | 0
DemandResponse | 0 | 0 | 0 | 0 | 0 | 0
IGCC-CCS | 0 | 0 | 0 | 0 | 0 | 0
WT_off | 0 | 0 | 0 | 0 | 0 | 0
PseudoUnit | 0 | 0 | 0 | 0 | 0 | 0
FixedInterchange | 0 | 0 | 0 | 0 | 0 | 0
Emission Cost by Reporting Type: EI
ReportingType | 2015 | 2020 | 2025 | 2030 | 2035 | 2040
BM | 0 | 0 | 0 | 0 | 0 | 0
CC | 0 | 0 | 0 | 0 | 0 | 0
CSP | 0 | 0 | 0 | 0 | 0 | 0
CT | 0 | 0 | 0 | 0 | 0 | 0
Coal | 0 | 0 | 0 | 0 | 0 | 0
Geo | 0 | 0 | 0 | 0 | 0 | 0
H | 0 | 0 | 0 | 0 | 0 | 0
LFG | 0 | 0 | 0 | 0 | 0 | 0
Nuc | 0 | 0 | 0 | 0 | 0 | 0
PS | 0 | 0 | 0 | 0 | 0 | 0
PV | 0 | 0 | 0 | 0 | 0 | 0
PeakG | 0 | 0 | 0 | 0 | 0 | 0
PeakO | 0 | 0 | 0 | 0 | 0 | 0
ST | 0 | 0 | 0 | 0 | 0 | 0
STOG | 0 | 0 | 0 | 0 | 0 | 0
STWD | 0 | 0 | 0 | 0 | 0 | 0
WT | 0 | 0 | 0 | 0 | 0 | 0
IGCC | 0 | 0 | 0 | 0 | 0 | 0
DemandResponse | 0 | 0 | 0 | 0 | 0 | 0
IGCC-CCS | 0 | 0 | 0 | 0 | 0 | 0
WT_off | 0 | 0 | 0 | 0 | 0 | 0
PseudoUnit | 0 | 0 | 0 | 0 | 0 | 0
FixedInterchange | 0 | 0 | 0 | 0 | 0 | 0
Emission Cost by Reporting Type: Outside_EI
ReportingType | 2015 | 2020 | 2025 | 2030 | 2035 | 2040
BM | 0 | 0 | 0 | 0 | 0 | 0
CC | 0 | 0 | 0 | 0 | 0 | 0
CSP | 0 | 0 | 0 | 0 | 0 | 0
CT | 0 | 0 | 0 | 0 | 0 | 0
Coal | 0 | 0 | 0 | 0 | 0 | 0
Geo | 0 | 0 | 0 | 0 | 0 | 0
H | 0 | 0 | 0 | 0 | 0 | 0
LFG | 0 | 0 | 0 | 0 | 0 | 0
Nuc | 0 | 0 | 0 | 0 | 0 | 0
PS | 0 | 0 | 0 | 0 | 0 | 0
PV | 0 | 0 | 0 | 0 | 0 | 0
PeakG | 0 | 0 | 0 | 0 | 0 | 0
PeakO | 0 | 0 | 0 | 0 | 0 | 0
ST | 0 | 0 | 0 | 0 | 0 | 0
STOG | 0 | 0 | 0 | 0 | 0 | 0
STWD | 0 | 0 | 0 | 0 | 0 | 0
WT | 0 | 0 | 0 | 0 | 0 | 0
IGCC | 0 | 0 | 0 | 0 | 0 | 0
DemandResponse | 0 | 0 | 0 | 0 | 0 | 0
IGCC-CCS | 0 | 0 | 0 | 0 | 0 | 0
WT_off | 0 | 0 | 0 | 0 | 0 | 0
PseudoUnit | 0 | 0 | 0 | 0 | 0 | 0
FixedInterchange | 0 | 0 | 0 | 0 | 0 | 0
==== Emission Program: Carbon_CA : (CO2) ====
Emission Cost by Reporting Type: Entergy
ReportingType | 2015 | 2020 | 2025 | 2030 | 2035 | 2040
BM | 0 | 0 | 0 | 0 | 0 | 0
CC | 0 | 0 | 0 | 0 | 0 | 0
CSP | 0 | 0 | 0 | 0 | 0 | 0
CT | 0 | 0 | 0 | 0 | 0 | 0
Coal | 0 | 0 | 0 | 0 | 0 | 0
Geo | 0 | 0 | 0 | 0 | 0 | 0
H | 0 | 0 | 0 | 0 | 0 | 0
LFG | 0 | 0 | 0 | 0 | 0 | 0
Nuc | 0 | 0 | 0 | 0 | 0 | 0
PS | 0 | 0 | 0 | 0 | 0 | 0
PV | 0 | 0 | 0 | 0 | 0 | 0
PeakG | 0 | 0 | 0 | 0 | 0 | 0
PeakO | 0 | 0 | 0 | 0 | 0 | 0
ST | 0 | 0 | 0 | 0 | 0 | 0
STOG | 0 | 0 | 0 | 0 | 0 | 0
STWD | 0 | 0 | 0 | 0 | 0 | 0
WT | 0 | 0 | 0 | 0 | 0 | 0
IGCC | 0 | 0 | 0 | 0 | 0 | 0
DemandResponse | 0 | 0 | 0 | 0 | 0 | 0
IGCC-CCS | 0 | 0 | 0 | 0 | 0 | 0
WT_off | 0 | 0 | 0 | 0 | 0 | 0
PseudoUnit | 0 | 0 | 0 | 0 | 0 | 0
FixedInterchange | 0 | 0 | 0 | 0 | 0 | 0
Emission Cost by Reporting Type: FRCC
ReportingType | 2015 | 2020 | 2025 | 2030 | 2035 | 2040
BM | 0 | 0 | 0 | 0 | 0 | 0
CC | 0 | 0 | 0 | 0 | 0 | 0
CSP | 0 | 0 | 0 | 0 | 0 | 0
CT | 0 | 0 | 0 | 0 | 0 | 0
Coal | 0 | 0 | 0 | 0 | 0 | 0
Geo | 0 | 0 | 0 | 0 | 0 | 0
H | 0 | 0 | 0 | 0 | 0 | 0
LFG | 0 | 0 | 0 | 0 | 0 | 0
Nuc | 0 | 0 | 0 | 0 | 0 | 0
PS | 0 | 0 | 0 | 0 | 0 | 0
PV | 0 | 0 | 0 | 0 | 0 | 0
PeakG | 0 | 0 | 0 | 0 | 0 | 0
PeakO | 0 | 0 | 0 | 0 | 0 | 0
ST | 0 | 0 | 0 | 0 | 0 | 0
STOG | 0 | 0 | 0 | 0 | 0 | 0
STWD | 0 | 0 | 0 | 0 | 0 | 0
WT | 0 | 0 | 0 | 0 | 0 | 0
IGCC | 0 | 0 | 0 | 0 | 0 | 0
DemandResponse | 0 | 0 | 0 | 0 | 0 | 0
IGCC-CCS | 0 | 0 | 0 | 0 | 0 | 0
WT_off | 0 | 0 | 0 | 0 | 0 | 0
PseudoUnit | 0 | 0 | 0 | 0 | 0 | 0
FixedInterchange | 0 | 0 | 0 | 0 | 0 | 0
Emission Cost by Reporting Type: MAPP_US
ReportingType | 2015 | 2020 | 2025 | 2030 | 2035 | 2040
BM | 0 | 0 | 0 | 0 | 0 | 0
CC | 0 | 0 | 0 | 0 | 0 | 0
CSP | 0 | 0 | 0 | 0 | 0 | 0
CT | 0 | 0 | 0 | 0 | 0 | 0
Coal | 0 | 0 | 0 | 0 | 0 | 0
Geo | 0 | 0 | 0 | 0 | 0 | 0
H | 0 | 0 | 0 | 0 | 0 | 0
LFG | 0 | 0 | 0 | 0 | 0 | 0
Nuc | 0 | 0 | 0 | 0 | 0 | 0
PS | 0 | 0 | 0 | 0 | 0 | 0
PV | 0 | 0 | 0 | 0 | 0 | 0
PeakG | 0 | 0 | 0 | 0 | 0 | 0
PeakO | 0 | 0 | 0 | 0 | 0 | 0
ST | 0 | 0 | 0 | 0 | 0 | 0
STOG | 0 | 0 | 0 | 0 | 0 | 0
STWD | 0 | 0 | 0 | 0 | 0 | 0
WT | 0 | 0 | 0 | 0 | 0 | 0
IGCC | 0 | 0 | 0 | 0 | 0 | 0
DemandResponse | 0 | 0 | 0 | 0 | 0 | 0
IGCC-CCS | 0 | 0 | 0 | 0 | 0 | 0
WT_off | 0 | 0 | 0 | 0 | 0 | 0
PseudoUnit | 0 | 0 | 0 | 0 | 0 | 0
FixedInterchange | 0 | 0 | 0 | 0 | 0 | 0
Emission Cost by Reporting Type: MISO_IN
ReportingType | 2015 | 2020 | 2025 | 2030 | 2035 | 2040
BM | 0 | 0 | 0 | 0 | 0 | 0
CC | 0 | 0 | 0 | 0 | 0 | 0
CSP | 0 | 0 | 0 | 0 | 0 | 0
CT | 0 | 0 | 0 | 0 | 0 | 0
Coal | 0 | 0 | 0 | 0 | 0 | 0
Geo | 0 | 0 | 0 | 0 | 0 | 0
H | 0 | 0 | 0 | 0 | 0 | 0
LFG | 0 | 0 | 0 | 0 | 0 | 0
Nuc | 0 | 0 | 0 | 0 | 0 | 0
PS | 0 | 0 | 0 | 0 | 0 | 0
PV | 0 | 0 | 0 | 0 | 0 | 0
PeakG | 0 | 0 | 0 | 0 | 0 | 0
PeakO | 0 | 0 | 0 | 0 | 0 | 0
ST | 0 | 0 | 0 | 0 | 0 | 0
STOG | 0 | 0 | 0 | 0 | 0 | 0
STWD | 0 | 0 | 0 | 0 | 0 | 0
WT | 0 | 0 | 0 | 0 | 0 | 0
IGCC | 0 | 0 | 0 | 0 | 0 | 0
DemandResponse | 0 | 0 | 0 | 0 | 0 | 0
IGCC-CCS | 0 | 0 | 0 | 0 | 0 | 0
WT_off | 0 | 0 | 0 | 0 | 0 | 0
PseudoUnit | 0 | 0 | 0 | 0 | 0 | 0
FixedInterchange | 0 | 0 | 0 | 0 | 0 | 0
Emission Cost by Reporting Type: MISO_MI
ReportingType | 2015 | 2020 | 2025 | 2030 | 2035 | 2040
BM | 0 | 0 | 0 | 0 | 0 | 0
CC | 0 | 0 | 0 | 0 | 0 | 0
CSP | 0 | 0 | 0 | 0 | 0 | 0
CT | 0 | 0 | 0 | 0 | 0 | 0
Coal | 0 | 0 | 0 | 0 | 0 | 0
Geo | 0 | 0 | 0 | 0 | 0 | 0
H | 0 | 0 | 0 | 0 | 0 | 0
LFG | 0 | 0 | 0 | 0 | 0 | 0
Nuc | 0 | 0 | 0 | 0 | 0 | 0
PS | 0 | 0 | 0 | 0 | 0 | 0
PV | 0 | 0 | 0 | 0 | 0 | 0
PeakG | 0 | 0 | 0 | 0 | 0 | 0
PeakO | 0 | 0 | 0 | 0 | 0 | 0
ST | 0 | 0 | 0 | 0 | 0 | 0
STOG | 0 | 0 | 0 | 0 | 0 | 0
STWD | 0 | 0 | 0 | 0 | 0 | 0
WT | 0 | 0 | 0 | 0 | 0 | 0
IGCC | 0 | 0 | 0 | 0 | 0 | 0
DemandResponse | 0 | 0 | 0 | 0 | 0 | 0
IGCC-CCS | 0 | 0 | 0 | 0 | 0 | 0
WT_off | 0 | 0 | 0 | 0 | 0 | 0
PseudoUnit | 0 | 0 | 0 | 0 | 0 | 0
FixedInterchange | 0 | 0 | 0 | 0 | 0 | 0
Emission Cost by Reporting Type: MISO_MO-IL
ReportingType | 2015 | 2020 | 2025 | 2030 | 2035 | 2040
BM | 0 | 0 | 0 | 0 | 0 | 0
CC | 0 | 0 | 0 | 0 | 0 | 0
CSP | 0 | 0 | 0 | 0 | 0 | 0
CT | 0 | 0 | 0 | 0 | 0 | 0
Coal | 0 | 0 | 0 | 0 | 0 | 0
Geo | 0 | 0 | 0 | 0 | 0 | 0
H | 0 | 0 | 0 | 0 | 0 | 0
LFG | 0 | 0 | 0 | 0 | 0 | 0
Nuc | 0 | 0 | 0 | 0 | 0 | 0
PS | 0 | 0 | 0 | 0 | 0 | 0
PV | 0 | 0 | 0 | 0 | 0 | 0
PeakG | 0 | 0 | 0 | 0 | 0 | 0
PeakO | 0 | 0 | 0 | 0 | 0 | 0
ST | 0 | 0 | 0 | 0 | 0 | 0
STOG | 0 | 0 | 0 | 0 | 0 | 0
STWD | 0 | 0 | 0 | 0 | 0 | 0
WT | 0 | 0 | 0 | 0 | 0 | 0
IGCC | 0 | 0 | 0 | 0 | 0 | 0
DemandResponse | 0 | 0 | 0 | 0 | 0 | 0
IGCC-CCS | 0 | 0 | 0 | 0 | 0 | 0
WT_off | 0 | 0 | 0 | 0 | 0 | 0
PseudoUnit | 0 | 0 | 0 | 0 | 0 | 0
FixedInterchange | 0 | 0 | 0 | 0 | 0 | 0
Emission Cost by Reporting Type: MISO_W
ReportingType | 2015 | 2020 | 2025 | 2030 | 2035 | 2040
BM | 0 | 0 | 0 | 0 | 0 | 0
CC | 0 | 0 | 0 | 0 | 0 | 0
CSP | 0 | 0 | 0 | 0 | 0 | 0
CT | 0 | 0 | 0 | 0 | 0 | 0
Coal | 0 | 0 | 0 | 0 | 0 | 0
Geo | 0 | 0 | 0 | 0 | 0 | 0
H | 0 | 0 | 0 | 0 | 0 | 0
LFG | 0 | 0 | 0 | 0 | 0 | 0
Nuc | 0 | 0 | 0 | 0 | 0 | 0
PS | 0 | 0 | 0 | 0 | 0 | 0
PV | 0 | 0 | 0 | 0 | 0 | 0
PeakG | 0 | 0 | 0 | 0 | 0 | 0
PeakO | 0 | 0 | 0 | 0 | 0 | 0
ST | 0 | 0 | 0 | 0 | 0 | 0
STOG | 0 | 0 | 0 | 0 | 0 | 0
STWD | 0 | 0 | 0 | 0 | 0 | 0
WT | 0 | 0 | 0 | 0 | 0 | 0
IGCC | 0 | 0 | 0 | 0 | 0 | 0
DemandResponse | 0 | 0 | 0 | 0 | 0 | 0
IGCC-CCS | 0 | 0 | 0 | 0 | 0 | 0
WT_off | 0 | 0 | 0 | 0 | 0 | 0
PseudoUnit | 0 | 0 | 0 | 0 | 0 | 0
FixedInterchange | 0 | 0 | 0 | 0 | 0 | 0
Emission Cost by Reporting Type: MISO_WUMS
ReportingType | 2015 | 2020 | 2025 | 2030 | 2035 | 2040
BM | 0 | 0 | 0 | 0 | 0 | 0
CC | 0 | 0 | 0 | 0 | 0 | 0
CSP | 0 | 0 | 0 | 0 | 0 | 0
CT | 0 | 0 | 0 | 0 | 0 | 0
Coal | 0 | 0 | 0 | 0 | 0 | 0
Geo | 0 | 0 | 0 | 0 | 0 | 0
H | 0 | 0 | 0 | 0 | 0 | 0
LFG | 0 | 0 | 0 | 0 | 0 | 0
Nuc | 0 | 0 | 0 | 0 | 0 | 0
PS | 0 | 0 | 0 | 0 | 0 | 0
PV | 0 | 0 | 0 | 0 | 0 | 0
PeakG | 0 | 0 | 0 | 0 | 0 | 0
PeakO | 0 | 0 | 0 | 0 | 0 | 0
ST | 0 | 0 | 0 | 0 | 0 | 0
STOG | 0 | 0 | 0 | 0 | 0 | 0
STWD | 0 | 0 | 0 | 0 | 0 | 0
WT | 0 | 0 | 0 | 0 | 0 | 0
IGCC | 0 | 0 | 0 | 0 | 0 | 0
DemandResponse | 0 | 0 | 0 | 0 | 0 | 0
IGCC-CCS | 0 | 0 | 0 | 0 | 0 | 0
WT_off | 0 | 0 | 0 | 0 | 0 | 0
PseudoUnit | 0 | 0 | 0 | 0 | 0 | 0
FixedInterchange | 0 | 0 | 0 | 0 | 0 | 0
Emission Cost by Reporting Type: Nebraska
ReportingType | 2015 | 2020 | 2025 | 2030 | 2035 | 2040
BM | 0 | 0 | 0 | 0 | 0 | 0
CC | 0 | 0 | 0 | 0 | 0 | 0
CSP | 0 | 0 | 0 | 0 | 0 | 0
CT | 0 | 0 | 0 | 0 | 0 | 0
Coal | 0 | 0 | 0 | 0 | 0 | 0
Geo | 0 | 0 | 0 | 0 | 0 | 0
H | 0 | 0 | 0 | 0 | 0 | 0
LFG | 0 | 0 | 0 | 0 | 0 | 0
Nuc | 0 | 0 | 0 | 0 | 0 | 0
PS | 0 | 0 | 0 | 0 | 0 | 0
PV | 0 | 0 | 0 | 0 | 0 | 0
PeakG | 0 | 0 | 0 | 0 | 0 | 0
PeakO | 0 | 0 | 0 | 0 | 0 | 0
ST | 0 | 0 | 0 | 0 | 0 | 0
STOG | 0 | 0 | 0 | 0 | 0 | 0
STWD | 0 | 0 | 0 | 0 | 0 | 0
WT | 0 | 0 | 0 | 0 | 0 | 0
IGCC | 0 | 0 | 0 | 0 | 0 | 0
DemandResponse | 0 | 0 | 0 | 0 | 0 | 0
IGCC-CCS | 0 | 0 | 0 | 0 | 0 | 0
WT_off | 0 | 0 | 0 | 0 | 0 | 0
PseudoUnit | 0 | 0 | 0 | 0 | 0 | 0
FixedInterchange | 0 | 0 | 0 | 0 | 0 | 0
Emission Cost by Reporting Type: NEISO
ReportingType | 2015 | 2020 | 2025 | 2030 | 2035 | 2040
BM | 0 | 0 | 0 | 0 | 0 | 0
CC | 0 | 0 | 0 | 0 | 0 | 0
CSP | 0 | 0 | 0 | 0 | 0 | 0
CT | 0 | 0 | 0 | 0 | 0 | 0
Coal | 0 | 0 | 0 | 0 | 0 | 0
Geo | 0 | 0 | 0 | 0 | 0 | 0
H | 0 | 0 | 0 | 0 | 0 | 0
LFG | 0 | 0 | 0 | 0 | 0 | 0
Nuc | 0 | 0 | 0 | 0 | 0 | 0
PS | 0 | 0 | 0 | 0 | 0 | 0
PV | 0 | 0 | 0 | 0 | 0 | 0
PeakG | 0 | 0 | 0 | 0 | 0 | 0
PeakO | 0 | 0 | 0 | 0 | 0 | 0
ST | 0 | 0 | 0 | 0 | 0 | 0
STOG | 0 | 0 | 0 | 0 | 0 | 0
STWD | 0 | 0 | 0 | 0 | 0 | 0
WT | 0 | 0 | 0 | 0 | 0 | 0
IGCC | 0 | 0 | 0 | 0 | 0 | 0
DemandResponse | 0 | 0 | 0 | 0 | 0 | 0
IGCC-CCS | 0 | 0 | 0 | 0 | 0 | 0
WT_off | 0 | 0 | 0 | 0 | 0 | 0
PseudoUnit | 0 | 0 | 0 | 0 | 0 | 0
FixedInterchange | 0 | 0 | 0 | 0 | 0 | 0
Emission Cost by Reporting Type: NonRTO_Midwest
ReportingType | 2015 | 2020 | 2025 | 2030 | 2035 | 2040
BM | 0 | 0 | 0 | 0 | 0 | 0
CC | 0 | 0 | 0 | 0 | 0 | 0
CSP | 0 | 0 | 0 | 0 | 0 | 0
CT | 0 | 0 | 0 | 0 | 0 | 0
Coal | 0 | 0 | 0 | 0 | 0 | 0
Geo | 0 | 0 | 0 | 0 | 0 | 0
H | 0 | 0 | 0 | 0 | 0 | 0
LFG | 0 | 0 | 0 | 0 | 0 | 0
Nuc | 0 | 0 | 0 | 0 | 0 | 0
PS | 0 | 0 | 0 | 0 | 0 | 0
PV | 0 | 0 | 0 | 0 | 0 | 0
PeakG | 0 | 0 | 0 | 0 | 0 | 0
PeakO | 0 | 0 | 0 | 0 | 0 | 0
ST | 0 | 0 | 0 | 0 | 0 | 0
STOG | 0 | 0 | 0 | 0 | 0 | 0
STWD | 0 | 0 | 0 | 0 | 0 | 0
WT | 0 | 0 | 0 | 0 | 0 | 0
IGCC | 0 | 0 | 0 | 0 | 0 | 0
DemandResponse | 0 | 0 | 0 | 0 | 0 | 0
IGCC-CCS | 0 | 0 | 0 | 0 | 0 | 0
WT_off | 0 | 0 | 0 | 0 | 0 | 0
PseudoUnit | 0 | 0 | 0 | 0 | 0 | 0
FixedInterchange | 0 | 0 | 0 | 0 | 0 | 0
Emission Cost by Reporting Type: NYISO_A-F
ReportingType | 2015 | 2020 | 2025 | 2030 | 2035 | 2040
BM | 0 | 0 | 0 | 0 | 0 | 0
CC | 0 | 0 | 0 | 0 | 0 | 0
CSP | 0 | 0 | 0 | 0 | 0 | 0
CT | 0 | 0 | 0 | 0 | 0 | 0
Coal | 0 | 0 | 0 | 0 | 0 | 0
Geo | 0 | 0 | 0 | 0 | 0 | 0
H | 0 | 0 | 0 | 0 | 0 | 0
LFG | 0 | 0 | 0 | 0 | 0 | 0
Nuc | 0 | 0 | 0 | 0 | 0 | 0
PS | 0 | 0 | 0 | 0 | 0 | 0
PV | 0 | 0 | 0 | 0 | 0 | 0
PeakG | 0 | 0 | 0 | 0 | 0 | 0
PeakO | 0 | 0 | 0 | 0 | 0 | 0
ST | 0 | 0 | 0 | 0 | 0 | 0
STOG | 0 | 0 | 0 | 0 | 0 | 0
STWD | 0 | 0 | 0 | 0 | 0 | 0
WT | 0 | 0 | 0 | 0 | 0 | 0
IGCC | 0 | 0 | 0 | 0 | 0 | 0
DemandResponse | 0 | 0 | 0 | 0 | 0 | 0
IGCC-CCS | 0 | 0 | 0 | 0 | 0 | 0
WT_off | 0 | 0 | 0 | 0 | 0 | 0
PseudoUnit | 0 | 0 | 0 | 0 | 0 | 0
FixedInterchange | 0 | 0 | 0 | 0 | 0 | 0
Emission Cost by Reporting Type: NYISO_G-I
ReportingType | 2015 | 2020 | 2025 | 2030 | 2035 | 2040
BM | 0 | 0 | 0 | 0 | 0 | 0
CC | 0 | 0 | 0 | 0 | 0 | 0
CSP | 0 | 0 | 0 | 0 | 0 | 0
CT | 0 | 0 | 0 | 0 | 0 | 0
Coal | 0 | 0 | 0 | 0 | 0 | 0
Geo | 0 | 0 | 0 | 0 | 0 | 0
H | 0 | 0 | 0 | 0 | 0 | 0
LFG | 0 | 0 | 0 | 0 | 0 | 0
Nuc | 0 | 0 | 0 | 0 | 0 | 0
PS | 0 | 0 | 0 | 0 | 0 | 0
PV | 0 | 0 | 0 | 0 | 0 | 0
PeakG | 0 | 0 | 0 | 0 | 0 | 0
PeakO | 0 | 0 | 0 | 0 | 0 | 0
ST | 0 | 0 | 0 | 0 | 0 | 0
STOG | 0 | 0 | 0 | 0 | 0 | 0
STWD | 0 | 0 | 0 | 0 | 0 | 0
WT | 0 | 0 | 0 | 0 | 0 | 0
IGCC | 0 | 0 | 0 | 0 | 0 | 0
DemandResponse | 0 | 0 | 0 | 0 | 0 | 0
IGCC-CCS | 0 | 0 | 0 | 0 | 0 | 0
WT_off | 0 | 0 | 0 | 0 | 0 | 0
PseudoUnit | 0 | 0 | 0 | 0 | 0 | 0
FixedInterchange | 0 | 0 | 0 | 0 | 0 | 0
Emission Cost by Reporting Type: NYISO_J-K
ReportingType | 2015 | 2020 | 2025 | 2030 | 2035 | 2040
BM | 0 | 0 | 0 | 0 | 0 | 0
CC | 0 | 0 | 0 | 0 | 0 | 0
CSP | 0 | 0 | 0 | 0 | 0 | 0
CT | 0 | 0 | 0 | 0 | 0 | 0
Coal | 0 | 0 | 0 | 0 | 0 | 0
Geo | 0 | 0 | 0 | 0 | 0 | 0
H | 0 | 0 | 0 | 0 | 0 | 0
LFG | 0 | 0 | 0 | 0 | 0 | 0
Nuc | 0 | 0 | 0 | 0 | 0 | 0
PS | 0 | 0 | 0 | 0 | 0 | 0
PV | 0 | 0 | 0 | 0 | 0 | 0
PeakG | 0 | 0 | 0 | 0 | 0 | 0
PeakO | 0 | 0 | 0 | 0 | 0 | 0
ST | 0 | 0 | 0 | 0 | 0 | 0
STOG | 0 | 0 | 0 | 0 | 0 | 0
STWD | 0 | 0 | 0 | 0 | 0 | 0
WT | 0 | 0 | 0 | 0 | 0 | 0
IGCC | 0 | 0 | 0 | 0 | 0 | 0
DemandResponse | 0 | 0 | 0 | 0 | 0 | 0
IGCC-CCS | 0 | 0 | 0 | 0 | 0 | 0
WT_off | 0 | 0 | 0 | 0 | 0 | 0
PseudoUnit | 0 | 0 | 0 | 0 | 0 | 0
FixedInterchange | 0 | 0 | 0 | 0 | 0 | 0
Emission Cost by Reporting Type: PJM_E
ReportingType | 2015 | 2020 | 2025 | 2030 | 2035 | 2040
BM | 0 | 0 | 0 | 0 | 0 | 0
CC | 0 | 0 | 0 | 0 | 0 | 0
CSP | 0 | 0 | 0 | 0 | 0 | 0
CT | 0 | 0 | 0 | 0 | 0 | 0
Coal | 0 | 0 | 0 | 0 | 0 | 0
Geo | 0 | 0 | 0 | 0 | 0 | 0
H | 0 | 0 | 0 | 0 | 0 | 0
LFG | 0 | 0 | 0 | 0 | 0 | 0
Nuc | 0 | 0 | 0 | 0 | 0 | 0
PS | 0 | 0 | 0 | 0 | 0 | 0
PV | 0 | 0 | 0 | 0 | 0 | 0
PeakG | 0 | 0 | 0 | 0 | 0 | 0
PeakO | 0 | 0 | 0 | 0 | 0 | 0
ST | 0 | 0 | 0 | 0 | 0 | 0
STOG | 0 | 0 | 0 | 0 | 0 | 0
STWD | 0 | 0 | 0 | 0 | 0 | 0
WT | 0 | 0 | 0 | 0 | 0 | 0
IGCC | 0 | 0 | 0 | 0 | 0 | 0
DemandResponse | 0 | 0 | 0 | 0 | 0 | 0
IGCC-CCS | 0 | 0 | 0 | 0 | 0 | 0
WT_off | 0 | 0 | 0 | 0 | 0 | 0
PseudoUnit | 0 | 0 | 0 | 0 | 0 | 0
FixedInterchange | 0 | 0 | 0 | 0 | 0 | 0
Emission Cost by Reporting Type: PJM_ROM
ReportingType | 2015 | 2020 | 2025 | 2030 | 2035 | 2040
BM | 0 | 0 | 0 | 0 | 0 | 0
CC | 0 | 0 | 0 | 0 | 0 | 0
CSP | 0 | 0 | 0 | 0 | 0 | 0
CT | 0 | 0 | 0 | 0 | 0 | 0
Coal | 0 | 0 | 0 | 0 | 0 | 0
Geo | 0 | 0 | 0 | 0 | 0 | 0
H | 0 | 0 | 0 | 0 | 0 | 0
LFG | 0 | 0 | 0 | 0 | 0 | 0
Nuc | 0 | 0 | 0 | 0 | 0 | 0
PS | 0 | 0 | 0 | 0 | 0 | 0
PV | 0 | 0 | 0 | 0 | 0 | 0
PeakG | 0 | 0 | 0 | 0 | 0 | 0
PeakO | 0 | 0 | 0 | 0 | 0 | 0
ST | 0 | 0 | 0 | 0 | 0 | 0
STOG | 0 | 0 | 0 | 0 | 0 | 0
STWD | 0 | 0 | 0 | 0 | 0 | 0
WT | 0 | 0 | 0 | 0 | 0 | 0
IGCC | 0 | 0 | 0 | 0 | 0 | 0
DemandResponse | 0 | 0 | 0 | 0 | 0 | 0
IGCC-CCS | 0 | 0 | 0 | 0 | 0 | 0
WT_off | 0 | 0 | 0 | 0 | 0 | 0
PseudoUnit | 0 | 0 | 0 | 0 | 0 | 0
FixedInterchange | 0 | 0 | 0 | 0 | 0 | 0
Emission Cost by Reporting Type: PJM_ROR
ReportingType | 2015 | 2020 | 2025 | 2030 | 2035 | 2040
BM | 0 | 0 | 0 | 0 | 0 | 0
CC | 0 | 0 | 0 | 0 | 0 | 0
CSP | 0 | 0 | 0 | 0 | 0 | 0
CT | 0 | 0 | 0 | 0 | 0 | 0
Coal | 0 | 0 | 0 | 0 | 0 | 0
Geo | 0 | 0 | 0 | 0 | 0 | 0
H | 0 | 0 | 0 | 0 | 0 | 0
LFG | 0 | 0 | 0 | 0 | 0 | 0
Nuc | 0 | 0 | 0 | 0 | 0 | 0
PS | 0 | 0 | 0 | 0 | 0 | 0
PV | 0 | 0 | 0 | 0 | 0 | 0
PeakG | 0 | 0 | 0 | 0 | 0 | 0
PeakO | 0 | 0 | 0 | 0 | 0 | 0
ST | 0 | 0 | 0 | 0 | 0 | 0
STOG | 0 | 0 | 0 | 0 | 0 | 0
STWD | 0 | 0 | 0 | 0 | 0 | 0
WT | 0 | 0 | 0 | 0 | 0 | 0
IGCC | 0 | 0 | 0 | 0 | 0 | 0
DemandResponse | 0 | 0 | 0 | 0 | 0 | 0
IGCC-CCS | 0 | 0 | 0 | 0 | 0 | 0
WT_off | 0 | 0 | 0 | 0 | 0 | 0
PseudoUnit | 0 | 0 | 0 | 0 | 0 | 0
FixedInterchange | 0 | 0 | 0 | 0 | 0 | 0
Emission Cost by Reporting Type: SOCO
ReportingType | 2015 | 2020 | 2025 | 2030 | 2035 | 2040
BM | 0 | 0 | 0 | 0 | 0 | 0
CC | 0 | 0 | 0 | 0 | 0 | 0
CSP | 0 | 0 | 0 | 0 | 0 | 0
CT | 0 | 0 | 0 | 0 | 0 | 0
Coal | 0 | 0 | 0 | 0 | 0 | 0
Geo | 0 | 0 | 0 | 0 | 0 | 0
H | 0 | 0 | 0 | 0 | 0 | 0
LFG | 0 | 0 | 0 | 0 | 0 | 0
Nuc | 0 | 0 | 0 | 0 | 0 | 0
PS | 0 | 0 | 0 | 0 | 0 | 0
PV | 0 | 0 | 0 | 0 | 0 | 0
PeakG | 0 | 0 | 0 | 0 | 0 | 0
PeakO | 0 | 0 | 0 | 0 | 0 | 0
ST | 0 | 0 | 0 | 0 | 0 | 0
STOG | 0 | 0 | 0 | 0 | 0 | 0
STWD | 0 | 0 | 0 | 0 | 0 | 0
WT | 0 | 0 | 0 | 0 | 0 | 0
IGCC | 0 | 0 | 0 | 0 | 0 | 0
DemandResponse | 0 | 0 | 0 | 0 | 0 | 0
IGCC-CCS | 0 | 0 | 0 | 0 | 0 | 0
WT_off | 0 | 0 | 0 | 0 | 0 | 0
PseudoUnit | 0 | 0 | 0 | 0 | 0 | 0
FixedInterchange | 0 | 0 | 0 | 0 | 0 | 0
Emission Cost by Reporting Type: SPP_N
ReportingType | 2015 | 2020 | 2025 | 2030 | 2035 | 2040
BM | 0 | 0 | 0 | 0 | 0 | 0
CC | 0 | 0 | 0 | 0 | 0 | 0
CSP | 0 | 0 | 0 | 0 | 0 | 0
CT | 0 | 0 | 0 | 0 | 0 | 0
Coal | 0 | 0 | 0 | 0 | 0 | 0
Geo | 0 | 0 | 0 | 0 | 0 | 0
H | 0 | 0 | 0 | 0 | 0 | 0
LFG | 0 | 0 | 0 | 0 | 0 | 0
Nuc | 0 | 0 | 0 | 0 | 0 | 0
PS | 0 | 0 | 0 | 0 | 0 | 0
PV | 0 | 0 | 0 | 0 | 0 | 0
PeakG | 0 | 0 | 0 | 0 | 0 | 0
PeakO | 0 | 0 | 0 | 0 | 0 | 0
ST | 0 | 0 | 0 | 0 | 0 | 0
STOG | 0 | 0 | 0 | 0 | 0 | 0
STWD | 0 | 0 | 0 | 0 | 0 | 0
WT | 0 | 0 | 0 | 0 | 0 | 0
IGCC | 0 | 0 | 0 | 0 | 0 | 0
DemandResponse | 0 | 0 | 0 | 0 | 0 | 0
IGCC-CCS | 0 | 0 | 0 | 0 | 0 | 0
WT_off | 0 | 0 | 0 | 0 | 0 | 0
PseudoUnit | 0 | 0 | 0 | 0 | 0 | 0
FixedInterchange | 0 | 0 | 0 | 0 | 0 | 0
Emission Cost by Reporting Type: SPP_S
ReportingType | 2015 | 2020 | 2025 | 2030 | 2035 | 2040
BM | 0 | 0 | 0 | 0 | 0 | 0
CC | 0 | 0 | 0 | 0 | 0 | 0
CSP | 0 | 0 | 0 | 0 | 0 | 0
CT | 0 | 0 | 0 | 0 | 0 | 0
Coal | 0 | 0 | 0 | 0 | 0 | 0
Geo | 0 | 0 | 0 | 0 | 0 | 0
H | 0 | 0 | 0 | 0 | 0 | 0
LFG | 0 | 0 | 0 | 0 | 0 | 0
Nuc | 0 | 0 | 0 | 0 | 0 | 0
PS | 0 | 0 | 0 | 0 | 0 | 0
PV | 0 | 0 | 0 | 0 | 0 | 0
PeakG | 0 | 0 | 0 | 0 | 0 | 0
PeakO | 0 | 0 | 0 | 0 | 0 | 0
ST | 0 | 0 | 0 | 0 | 0 | 0
STOG | 0 | 0 | 0 | 0 | 0 | 0
STWD | 0 | 0 | 0 | 0 | 0 | 0
WT | 0 | 0 | 0 | 0 | 0 | 0
IGCC | 0 | 0 | 0 | 0 | 0 | 0
DemandResponse | 0 | 0 | 0 | 0 | 0 | 0
IGCC-CCS | 0 | 0 | 0 | 0 | 0 | 0
WT_off | 0 | 0 | 0 | 0 | 0 | 0
PseudoUnit | 0 | 0 | 0 | 0 | 0 | 0
FixedInterchange | 0 | 0 | 0 | 0 | 0 | 0
Emission Cost by Reporting Type: TVA
ReportingType | 2015 | 2020 | 2025 | 2030 | 2035 | 2040
BM | 0 | 0 | 0 | 0 | 0 | 0
CC | 0 | 0 | 0 | 0 | 0 | 0
CSP | 0 | 0 | 0 | 0 | 0 | 0
CT | 0 | 0 | 0 | 0 | 0 | 0
Coal | 0 | 0 | 0 | 0 | 0 | 0
Geo | 0 | 0 | 0 | 0 | 0 | 0
H | 0 | 0 | 0 | 0 | 0 | 0
LFG | 0 | 0 | 0 | 0 | 0 | 0
Nuc | 0 | 0 | 0 | 0 | 0 | 0
PS | 0 | 0 | 0 | 0 | 0 | 0
PV | 0 | 0 | 0 | 0 | 0 | 0
PeakG | 0 | 0 | 0 | 0 | 0 | 0
PeakO | 0 | 0 | 0 | 0 | 0 | 0
ST | 0 | 0 | 0 | 0 | 0 | 0
STOG | 0 | 0 | 0 | 0 | 0 | 0
STWD | 0 | 0 | 0 | 0 | 0 | 0
WT | 0 | 0 | 0 | 0 | 0 | 0
IGCC | 0 | 0 | 0 | 0 | 0 | 0
DemandResponse | 0 | 0 | 0 | 0 | 0 | 0
IGCC-CCS | 0 | 0 | 0 | 0 | 0 | 0
WT_off | 0 | 0 | 0 | 0 | 0 | 0
PseudoUnit | 0 | 0 | 0 | 0 | 0 | 0
FixedInterchange | 0 | 0 | 0 | 0 | 0 | 0
Emission Cost by Reporting Type: TVA_Transmission
ReportingType | 2015 | 2020 | 2025 | 2030 | 2035 | 2040
BM | 0 | 0 | 0 | 0 | 0 | 0
CC | 0 | 0 | 0 | 0 | 0 | 0
CSP | 0 | 0 | 0 | 0 | 0 | 0
CT | 0 | 0 | 0 | 0 | 0 | 0
Coal | 0 | 0 | 0 | 0 | 0 | 0
Geo | 0 | 0 | 0 | 0 | 0 | 0
H | 0 | 0 | 0 | 0 | 0 | 0
LFG | 0 | 0 | 0 | 0 | 0 | 0
Nuc | 0 | 0 | 0 | 0 | 0 | 0
PS | 0 | 0 | 0 | 0 | 0 | 0
PV | 0 | 0 | 0 | 0 | 0 | 0
PeakG | 0 | 0 | 0 | 0 | 0 | 0
PeakO | 0 | 0 | 0 | 0 | 0 | 0
ST | 0 | 0 | 0 | 0 | 0 | 0
STOG | 0 | 0 | 0 | 0 | 0 | 0
STWD | 0 | 0 | 0 | 0 | 0 | 0
WT | 0 | 0 | 0 | 0 | 0 | 0
IGCC | 0 | 0 | 0 | 0 | 0 | 0
DemandResponse | 0 | 0 | 0 | 0 | 0 | 0
IGCC-CCS | 0 | 0 | 0 | 0 | 0 | 0
WT_off | 0 | 0 | 0 | 0 | 0 | 0
PseudoUnit | 0 | 0 | 0 | 0 | 0 | 0
FixedInterchange | 0 | 0 | 0 | 0 | 0 | 0
Emission Cost by Reporting Type: VACAR
ReportingType | 2015 | 2020 | 2025 | 2030 | 2035 | 2040
BM | 0 | 0 | 0 | 0 | 0 | 0
CC | 0 | 0 | 0 | 0 | 0 | 0
CSP | 0 | 0 | 0 | 0 | 0 | 0
CT | 0 | 0 | 0 | 0 | 0 | 0
Coal | 0 | 0 | 0 | 0 | 0 | 0
Geo | 0 | 0 | 0 | 0 | 0 | 0
H | 0 | 0 | 0 | 0 | 0 | 0
LFG | 0 | 0 | 0 | 0 | 0 | 0
Nuc | 0 | 0 | 0 | 0 | 0 | 0
PS | 0 | 0 | 0 | 0 | 0 | 0
PV | 0 | 0 | 0 | 0 | 0 | 0
PeakG | 0 | 0 | 0 | 0 | 0 | 0
PeakO | 0 | 0 | 0 | 0 | 0 | 0
ST | 0 | 0 | 0 | 0 | 0 | 0
STOG | 0 | 0 | 0 | 0 | 0 | 0
STWD | 0 | 0 | 0 | 0 | 0 | 0
WT | 0 | 0 | 0 | 0 | 0 | 0
IGCC | 0 | 0 | 0 | 0 | 0 | 0
DemandResponse | 0 | 0 | 0 | 0 | 0 | 0
IGCC-CCS | 0 | 0 | 0 | 0 | 0 | 0
WT_off | 0 | 0 | 0 | 0 | 0 | 0
PseudoUnit | 0 | 0 | 0 | 0 | 0 | 0
FixedInterchange | 0 | 0 | 0 | 0 | 0 | 0
Emission Cost by Reporting Type: IESO
ReportingType | 2015 | 2020 | 2025 | 2030 | 2035 | 2040
BM | 0 | 0 | 0 | 0 | 0 | 0
CC | 0 | 0 | 0 | 0 | 0 | 0
CSP | 0 | 0 | 0 | 0 | 0 | 0
CT | 0 | 0 | 0 | 0 | 0 | 0
Coal | 0 | 0 | 0 | 0 | 0 | 0
Geo | 0 | 0 | 0 | 0 | 0 | 0
H | 0 | 0 | 0 | 0 | 0 | 0
LFG | 0 | 0 | 0 | 0 | 0 | 0
Nuc | 0 | 0 | 0 | 0 | 0 | 0
PS | 0 | 0 | 0 | 0 | 0 | 0
PV | 0 | 0 | 0 | 0 | 0 | 0
PeakG | 0 | 0 | 0 | 0 | 0 | 0
PeakO | 0 | 0 | 0 | 0 | 0 | 0
ST | 0 | 0 | 0 | 0 | 0 | 0
STOG | 0 | 0 | 0 | 0 | 0 | 0
STWD | 0 | 0 | 0 | 0 | 0 | 0
WT | 0 | 0 | 0 | 0 | 0 | 0
IGCC | 0 | 0 | 0 | 0 | 0 | 0
DemandResponse | 0 | 0 | 0 | 0 | 0 | 0
IGCC-CCS | 0 | 0 | 0 | 0 | 0 | 0
WT_off | 0 | 0 | 0 | 0 | 0 | 0
PseudoUnit | 0 | 0 | 0 | 0 | 0 | 0
FixedInterchange | 0 | 0 | 0 | 0 | 0 | 0
Emission Cost by Reporting Type: MAPP_CA
ReportingType | 2015 | 2020 | 2025 | 2030 | 2035 | 2040
BM | 0 | 0 | 0 | 0 | 0 | 0
CC | 0 | 0 | 0 | 0 | 0 | 0
CSP | 0 | 0 | 0 | 0 | 0 | 0
CT | 0 | 0 | 0 | 0 | 0 | 0
Coal | 0 | 0 | 0 | 0 | 0 | 0
Geo | 0 | 0 | 0 | 0 | 0 | 0
H | 0 | 0 | 0 | 0 | 0 | 0
LFG | 0 | 0 | 0 | 0 | 0 | 0
Nuc | 0 | 0 | 0 | 0 | 0 | 0
PS | 0 | 0 | 0 | 0 | 0 | 0
PV | 0 | 0 | 0 | 0 | 0 | 0
PeakG | 0 | 0 | 0 | 0 | 0 | 0
PeakO | 0 | 0 | 0 | 0 | 0 | 0
ST | 0 | 0 | 0 | 0 | 0 | 0
STOG | 0 | 0 | 0 | 0 | 0 | 0
STWD | 0 | 0 | 0 | 0 | 0 | 0
WT | 0 | 0 | 0 | 0 | 0 | 0
IGCC | 0 | 0 | 0 | 0 | 0 | 0
DemandResponse | 0 | 0 | 0 | 0 | 0 | 0
IGCC-CCS | 0 | 0 | 0 | 0 | 0 | 0
WT_off | 0 | 0 | 0 | 0 | 0 | 0
PseudoUnit | 0 | 0 | 0 | 0 | 0 | 0
FixedInterchange | 0 | 0 | 0 | 0 | 0 | 0
Emission Cost by Reporting Type: AZ_NM_SNV_Coal
ReportingType | 2015 | 2020 | 2025 | 2030 | 2035 | 2040
BM | 0 | 0 | 0 | 0 | 0 | 0
CC | 0 | 0 | 0 | 0 | 0 | 0
CSP | 0 | 0 | 0 | 0 | 0 | 0
CT | 0 | 0 | 0 | 0 | 0 | 0
Coal | 0 | 0 | 0 | 0 | 0 | 0
Geo | 0 | 0 | 0 | 0 | 0 | 0
H | 0 | 0 | 0 | 0 | 0 | 0
LFG | 0 | 0 | 0 | 0 | 0 | 0
Nuc | 0 | 0 | 0 | 0 | 0 | 0
PS | 0 | 0 | 0 | 0 | 0 | 0
PV | 0 | 0 | 0 | 0 | 0 | 0
PeakG | 0 | 0 | 0 | 0 | 0 | 0
PeakO | 0 | 0 | 0 | 0 | 0 | 0
ST | 0 | 0 | 0 | 0 | 0 | 0
STOG | 0 | 0 | 0 | 0 | 0 | 0
STWD | 0 | 0 | 0 | 0 | 0 | 0
WT | 0 | 0 | 0 | 0 | 0 | 0
IGCC | 0 | 0 | 0 | 0 | 0 | 0
DemandResponse | 0 | 0 | 0 | 0 | 0 | 0
IGCC-CCS | 0 | 0 | 0 | 0 | 0 | 0
WT_off | 0 | 0 | 0 | 0 | 0 | 0
PseudoUnit | 0 | 0 | 0 | 0 | 0 | 0
FixedInterchange | 0 | 0 | 0 | 0 | 0 | 0
Emission Cost by Reporting Type: AZ_NM_SNV_Gas
ReportingType | 2015 | 2020 | 2025 | 2030 | 2035 | 2040
BM | 0 | 0 | 0 | 0 | 0 | 0
CC | 0 | 0 | 0 | 0 | 0 | 0
CSP | 0 | 0 | 0 | 0 | 0 | 0
CT | 0 | 0 | 0 | 0 | 0 | 0
Coal | 0 | 0 | 0 | 0 | 0 | 0
Geo | 0 | 0 | 0 | 0 | 0 | 0
H | 0 | 0 | 0 | 0 | 0 | 0
LFG | 0 | 0 | 0 | 0 | 0 | 0
Nuc | 0 | 0 | 0 | 0 | 0 | 0
PS | 0 | 0 | 0 | 0 | 0 | 0
PV | 0 | 0 | 0 | 0 | 0 | 0
PeakG | 0 | 0 | 0 | 0 | 0 | 0
PeakO | 0 | 0 | 0 | 0 | 0 | 0
ST | 0 | 0 | 0 | 0 | 0 | 0
STOG | 0 | 0 | 0 | 0 | 0 | 0
STWD | 0 | 0 | 0 | 0 | 0 | 0
WT | 0 | 0 | 0 | 0 | 0 | 0
IGCC | 0 | 0 | 0 | 0 | 0 | 0
DemandResponse | 0 | 0 | 0 | 0 | 0 | 0
IGCC-CCS | 0 | 0 | 0 | 0 | 0 | 0
WT_off | 0 | 0 | 0 | 0 | 0 | 0
PseudoUnit | 0 | 0 | 0 | 0 | 0 | 0
FixedInterchange | 0 | 0 | 0 | 0 | 0 | 0
Emission Cost by Reporting Type: AZ_NM_SNV_NucRenew
ReportingType | 2015 | 2020 | 2025 | 2030 | 2035 | 2040
BM | 0 | 0 | 0 | 0 | 0 | 0
CC | 0 | 0 | 0 | 0 | 0 | 0
CSP | 0 | 0 | 0 | 0 | 0 | 0
CT | 0 | 0 | 0 | 0 | 0 | 0
Coal | 0 | 0 | 0 | 0 | 0 | 0
Geo | 0 | 0 | 0 | 0 | 0 | 0
H | 0 | 0 | 0 | 0 | 0 | 0
LFG | 0 | 0 | 0 | 0 | 0 | 0
Nuc | 0 | 0 | 0 | 0 | 0 | 0
PS | 0 | 0 | 0 | 0 | 0 | 0
PV | 0 | 0 | 0 | 0 | 0 | 0
PeakG | 0 | 0 | 0 | 0 | 0 | 0
PeakO | 0 | 0 | 0 | 0 | 0 | 0
ST | 0 | 0 | 0 | 0 | 0 | 0
STOG | 0 | 0 | 0 | 0 | 0 | 0
STWD | 0 | 0 | 0 | 0 | 0 | 0
WT | 0 | 0 | 0 | 0 | 0 | 0
IGCC | 0 | 0 | 0 | 0 | 0 | 0
DemandResponse | 0 | 0 | 0 | 0 | 0 | 0
IGCC-CCS | 0 | 0 | 0 | 0 | 0 | 0
WT_off | 0 | 0 | 0 | 0 | 0 | 0
PseudoUnit | 0 | 0 | 0 | 0 | 0 | 0
FixedInterchange | 0 | 0 | 0 | 0 | 0 | 0
Emission Cost by Reporting Type: ERCOT
ReportingType | 2015 | 2020 | 2025 | 2030 | 2035 | 2040
BM | 0 | 0 | 0 | 0 | 0 | 0
CC | 0 | 0 | 0 | 0 | 0 | 0
CSP | 0 | 0 | 0 | 0 | 0 | 0
CT | 0 | 0 | 0 | 0 | 0 | 0
Coal | 0 | 0 | 0 | 0 | 0 | 0
Geo | 0 | 0 | 0 | 0 | 0 | 0
H | 0 | 0 | 0 | 0 | 0 | 0
LFG | 0 | 0 | 0 | 0 | 0 | 0
Nuc | 0 | 0 | 0 | 0 | 0 | 0
PS | 0 | 0 | 0 | 0 | 0 | 0
PV | 0 | 0 | 0 | 0 | 0 | 0
PeakG | 0 | 0 | 0 | 0 | 0 | 0
PeakO | 0 | 0 | 0 | 0 | 0 | 0
ST | 0 | 0 | 0 | 0 | 0 | 0
STOG | 0 | 0 | 0 | 0 | 0 | 0
STWD | 0 | 0 | 0 | 0 | 0 | 0
WT | 0 | 0 | 0 | 0 | 0 | 0
IGCC | 0 | 0 | 0 | 0 | 0 | 0
DemandResponse | 0 | 0 | 0 | 0 | 0 | 0
IGCC-CCS | 0 | 0 | 0 | 0 | 0 | 0
WT_off | 0 | 0 | 0 | 0 | 0 | 0
PseudoUnit | 0 | 0 | 0 | 0 | 0 | 0
FixedInterchange | 0 | 0 | 0 | 0 | 0 | 0
Emission Cost by Reporting Type: NP15
ReportingType | 2015 | 2020 | 2025 | 2030 | 2035 | 2040
BM | 0 | 0 | 0 | 0 | 0 | 0
CC | 252.9 | 335.19 | 324.56 | 320.79 | 228.39 | 121.42
CSP | 0 | 0 | 0 | 0 | 0 | 0
CT | 0 | 0 | 0 | 0 | 0 | 0
Coal | 4.6 | 0 | 0 | 0 | 0 | 0
Geo | 0 | 0 | 0 | 0 | 0 | 0
H | 0 | 0 | 0 | 0 | 0 | 0
LFG | 0 | 0 | 0 | 0 | 0 | 0
Nuc | 0 | 0 | 0 | 0 | 0 | 0
PS | 0 | 0 | 0 | 0 | 0 | 0
PV | 0 | 0 | 0 | 0 | 0 | 0
PeakG | 0 | 0 | 0 | 0 | 0 | 0.18
PeakO | 0 | 0 | 0 | 0 | 0 | 0
ST | 0 | 0 | 0 | 0 | 0 | 0
STOG | 1.31 | 2.18 | 1.18 | 2.93 | 2.31 | 5.37
STWD | 0 | 0 | 0 | 0 | 0 | 0
WT | 0 | 0 | 0 | 0 | 0 | 0
IGCC | 0 | 0 | 0 | 0 | 0 | 0
DemandResponse | 0 | 0 | 0 | 0 | 0 | 0
IGCC-CCS | 0 | 0 | 0 | 0 | 0 | 0
WT_off | 0 | 0 | 0 | 0 | 0 | 0
PseudoUnit | 0 | 0 | 0 | 0 | 0 | 0
FixedInterchange | 0 | 0 | 0 | 0 | 0 | 0
Emission Cost by Reporting Type: NWPP_Coal
ReportingType | 2015 | 2020 | 2025 | 2030 | 2035 | 2040
BM | 0 | 0 | 0 | 0 | 0 | 0
CC | 0 | 0 | 0 | 0 | 0 | 0
CSP | 0 | 0 | 0 | 0 | 0 | 0
CT | 0 | 0 | 0 | 0 | 0 | 0
Coal | 0 | 0 | 0 | 0 | 0 | 0
Geo | 0 | 0 | 0 | 0 | 0 | 0
H | 0 | 0 | 0 | 0 | 0 | 0
LFG | 0 | 0 | 0 | 0 | 0 | 0
Nuc | 0 | 0 | 0 | 0 | 0 | 0
PS | 0 | 0 | 0 | 0 | 0 | 0
PV | 0 | 0 | 0 | 0 | 0 | 0
PeakG | 0 | 0 | 0 | 0 | 0 | 0
PeakO | 0 | 0 | 0 | 0 | 0 | 0
ST | 0 | 0 | 0 | 0 | 0 | 0
STOG | 0 | 0 | 0 | 0 | 0 | 0
STWD | 0 | 0 | 0 | 0 | 0 | 0
WT | 0 | 0 | 0 | 0 | 0 | 0
IGCC | 0 | 0 | 0 | 0 | 0 | 0
DemandResponse | 0 | 0 | 0 | 0 | 0 | 0
IGCC-CCS | 0 | 0 | 0 | 0 | 0 | 0
WT_off | 0 | 0 | 0 | 0 | 0 | 0
PseudoUnit | 0 | 0 | 0 | 0 | 0 | 0
FixedInterchange | 0 | 0 | 0 | 0 | 0 | 0
Emission Cost by Reporting Type: NWPP_Gas
ReportingType | 2015 | 2020 | 2025 | 2030 | 2035 | 2040
BM | 0 | 0 | 0 | 0 | 0 | 0
CC | 0 | 0 | 0 | 0 | 0 | 0
CSP | 0 | 0 | 0 | 0 | 0 | 0
CT | 0 | 0 | 0 | 0 | 0 | 0
Coal | 0 | 0 | 0 | 0 | 0 | 0
Geo | 0 | 0 | 0 | 0 | 0 | 0
H | 0 | 0 | 0 | 0 | 0 | 0
LFG | 0 | 0 | 0 | 0 | 0 | 0
Nuc | 0 | 0 | 0 | 0 | 0 | 0
PS | 0 | 0 | 0 | 0 | 0 | 0
PV | 0 | 0 | 0 | 0 | 0 | 0
PeakG | 0 | 0 | 0 | 0 | 0 | 0
PeakO | 0 | 0 | 0 | 0 | 0 | 0
ST | 0 | 0 | 0 | 0 | 0 | 0
STOG | 0 | 0 | 0 | 0 | 0 | 0
STWD | 0 | 0 | 0 | 0 | 0 | 0
WT | 0 | 0 | 0 | 0 | 0 | 0
IGCC | 0 | 0 | 0 | 0 | 0 | 0
DemandResponse | 0 | 0 | 0 | 0 | 0 | 0
IGCC-CCS | 0 | 0 | 0 | 0 | 0 | 0
WT_off | 0 | 0 | 0 | 0 | 0 | 0
PseudoUnit | 0 | 0 | 0 | 0 | 0 | 0
FixedInterchange | 0 | 0 | 0 | 0 | 0 | 0
Emission Cost by Reporting Type: NWPP_NucRenew
ReportingType | 2015 | 2020 | 2025 | 2030 | 2035 | 2040
BM | 0 | 0 | 0 | 0 | 0 | 0
CC | 0 | 0 | 0 | 0 | 0 | 0
CSP | 0 | 0 | 0 | 0 | 0 | 0
CT | 0 | 0 | 0 | 0 | 0 | 0
Coal | 0 | 0 | 0 | 0 | 0 | 0
Geo | 0 | 0 | 0 | 0 | 0 | 0
H | 0 | 0 | 0 | 0 | 0 | 0
LFG | 0 | 0 | 0 | 0 | 0 | 0
Nuc | 0 | 0 | 0 | 0 | 0 | 0
PS | 0 | 0 | 0 | 0 | 0 | 0
PV | 0 | 0 | 0 | 0 | 0 | 0
PeakG | 0 | 0 | 0 | 0 | 0 | 0
PeakO | 0 | 0 | 0 | 0 | 0 | 0
ST | 0 | 0 | 0 | 0 | 0 | 0
STOG | 0 | 0 | 0 | 0 | 0 | 0
STWD | 0 | 0 | 0 | 0 | 0 | 0
WT | 0 | 0 | 0 | 0 | 0 | 0
IGCC | 0 | 0 | 0 | 0 | 0 | 0
DemandResponse | 0 | 0 | 0 | 0 | 0 | 0
IGCC-CCS | 0 | 0 | 0 | 0 | 0 | 0
WT_off | 0 | 0 | 0 | 0 | 0 | 0
PseudoUnit | 0 | 0 | 0 | 0 | 0 | 0
FixedInterchange | 0 | 0 | 0 | 0 | 0 | 0
Emission Cost by Reporting Type: RMPA
ReportingType | 2015 | 2020 | 2025 | 2030 | 2035 | 2040
BM | 0 | 0 | 0 | 0 | 0 | 0
CC | 0 | 0 | 0 | 0 | 0 | 0
CSP | 0 | 0 | 0 | 0 | 0 | 0
CT | 0 | 0 | 0 | 0 | 0 | 0
Coal | 0 | 0 | 0 | 0 | 0 | 0
Geo | 0 | 0 | 0 | 0 | 0 | 0
H | 0 | 0 | 0 | 0 | 0 | 0
LFG | 0 | 0 | 0 | 0 | 0 | 0
Nuc | 0 | 0 | 0 | 0 | 0 | 0
PS | 0 | 0 | 0 | 0 | 0 | 0
PV | 0 | 0 | 0 | 0 | 0 | 0
PeakG | 0 | 0 | 0 | 0 | 0 | 0
PeakO | 0 | 0 | 0 | 0 | 0 | 0
ST | 0 | 0 | 0 | 0 | 0 | 0
STOG | 0 | 0 | 0 | 0 | 0 | 0
STWD | 0 | 0 | 0 | 0 | 0 | 0
WT | 0 | 0 | 0 | 0 | 0 | 0
IGCC | 0 | 0 | 0 | 0 | 0 | 0
DemandResponse | 0 | 0 | 0 | 0 | 0 | 0
IGCC-CCS | 0 | 0 | 0 | 0 | 0 | 0
WT_off | 0 | 0 | 0 | 0 | 0 | 0
PseudoUnit | 0 | 0 | 0 | 0 | 0 | 0
FixedInterchange | 0 | 0 | 0 | 0 | 0 | 0
Emission Cost by Reporting Type: SP15
ReportingType | 2015 | 2020 | 2025 | 2030 | 2035 | 2040
BM | 0 | 0 | 0 | 0 | 0 | 0
CC | 171.7 | 225.86 | 253.61 | 285.62 | 338.67 | 229.74
CSP | 0 | 0 | 0 | 0 | 0 | 0
CT | 0 | 0 | 0 | 0 | 0 | 0
Coal | 15.51 | 19.79 | 25.26 | 28.58 | 0 | 0
Geo | 0 | 0 | 0 | 0 | 0 | 0
H | 0 | 0 | 0 | 0 | 0 | 0
LFG | 0 | 0 | 0 | 0 | 0 | 0
Nuc | 0 | 0 | 0 | 0 | 0 | 0
PS | 0 | 0 | 0 | 0 | 0 | 0
PV | 0 | 0 | 0 | 0 | 0 | 0
PeakG | 0 | 0 | 0 | 0 | 0.11 | 0
PeakO | 0 | 0 | 0 | 0 | 0 | 0
ST | 0 | 0 | 0 | 0 | 0 | 0
STOG | 2.34 | 4.69 | 3.82 | 8.71 | 22.38 | 17.34
STWD | 0 | 0 | 0 | 0 | 0 | 0
WT | 0 | 0 | 0 | 0 | 0 | 0
IGCC | 0 | 0 | 0 | 0 | 0 | 0
DemandResponse | 0 | 0 | 0 | 0 | 0 | 0
IGCC-CCS | 0 | 0 | 0 | 0 | 0 | 0
WT_off | 0 | 0 | 0 | 0 | 0 | 0
PseudoUnit | 0 | 0 | 0 | 0 | 0 | 0
FixedInterchange | 0 | 0 | 0 | 0 | 0 | 0
Emission Cost by Reporting Type: ALB
ReportingType | 2015 | 2020 | 2025 | 2030 | 2035 | 2040
BM | 0 | 0 | 0 | 0 | 0 | 0
CC | 0 | 0 | 0 | 0 | 0 | 0
CSP | 0 | 0 | 0 | 0 | 0 | 0
CT | 0 | 0 | 0 | 0 | 0 | 0
Coal | 0 | 0 | 0 | 0 | 0 | 0
Geo | 0 | 0 | 0 | 0 | 0 | 0
H | 0 | 0 | 0 | 0 | 0 | 0
LFG | 0 | 0 | 0 | 0 | 0 | 0
Nuc | 0 | 0 | 0 | 0 | 0 | 0
PS | 0 | 0 | 0 | 0 | 0 | 0
PV | 0 | 0 | 0 | 0 | 0 | 0
PeakG | 0 | 0 | 0 | 0 | 0 | 0
PeakO | 0 | 0 | 0 | 0 | 0 | 0
ST | 0 | 0 | 0 | 0 | 0 | 0
STOG | 0 | 0 | 0 | 0 | 0 | 0
STWD | 0 | 0 | 0 | 0 | 0 | 0
WT | 0 | 0 | 0 | 0 | 0 | 0
IGCC | 0 | 0 | 0 | 0 | 0 | 0
DemandResponse | 0 | 0 | 0 | 0 | 0 | 0
IGCC-CCS | 0 | 0 | 0 | 0 | 0 | 0
WT_off | 0 | 0 | 0 | 0 | 0 | 0
PseudoUnit | 0 | 0 | 0 | 0 | 0 | 0
FixedInterchange | 0 | 0 | 0 | 0 | 0 | 0
Emission Cost by Reporting Type: BC
ReportingType | 2015 | 2020 | 2025 | 2030 | 2035 | 2040
BM | 0 | 0 | 0 | 0 | 0 | 0
CC | 0 | 0 | 0 | 0 | 0 | 0
CSP | 0 | 0 | 0 | 0 | 0 | 0
CT | 0 | 0 | 0 | 0 | 0 | 0
Coal | 0 | 0 | 0 | 0 | 0 | 0
Geo | 0 | 0 | 0 | 0 | 0 | 0
H | 0 | 0 | 0 | 0 | 0 | 0
LFG | 0 | 0 | 0 | 0 | 0 | 0
Nuc | 0 | 0 | 0 | 0 | 0 | 0
PS | 0 | 0 | 0 | 0 | 0 | 0
PV | 0 | 0 | 0 | 0 | 0 | 0
PeakG | 0 | 0 | 0 | 0 | 0 | 0
PeakO | 0 | 0 | 0 | 0 | 0 | 0
ST | 0 | 0 | 0 | 0 | 0 | 0
STOG | 0 | 0 | 0 | 0 | 0 | 0
STWD | 0 | 0 | 0 | 0 | 0 | 0
WT | 0 | 0 | 0 | 0 | 0 | 0
IGCC | 0 | 0 | 0 | 0 | 0 | 0
DemandResponse | 0 | 0 | 0 | 0 | 0 | 0
IGCC-CCS | 0 | 0 | 0 | 0 | 0 | 0
WT_off | 0 | 0 | 0 | 0 | 0 | 0
PseudoUnit | 0 | 0 | 0 | 0 | 0 | 0
FixedInterchange | 0 | 0 | 0 | 0 | 0 | 0
Emission Cost by Reporting Type: HQ_IESO
ReportingType | 2015 | 2020 | 2025 | 2030 | 2035 | 2040
BM | 0 | 0 | 0 | 0 | 0 | 0
CC | 0 | 0 | 0 | 0 | 0 | 0
CSP | 0 | 0 | 0 | 0 | 0 | 0
CT | 0 | 0 | 0 | 0 | 0 | 0
Coal | 0 | 0 | 0 | 0 | 0 | 0
Geo | 0 | 0 | 0 | 0 | 0 | 0
H | 0 | 0 | 0 | 0 | 0 | 0
LFG | 0 | 0 | 0 | 0 | 0 | 0
Nuc | 0 | 0 | 0 | 0 | 0 | 0
PS | 0 | 0 | 0 | 0 | 0 | 0
PV | 0 | 0 | 0 | 0 | 0 | 0
PeakG | 0 | 0 | 0 | 0 | 0 | 0
PeakO | 0 | 0 | 0 | 0 | 0 | 0
ST | 0 | 0 | 0 | 0 | 0 | 0
STOG | 0 | 0 | 0 | 0 | 0 | 0
STWD | 0 | 0 | 0 | 0 | 0 | 0
WT | 0 | 0 | 0 | 0 | 0 | 0
IGCC | 0 | 0 | 0 | 0 | 0 | 0
DemandResponse | 0 | 0 | 0 | 0 | 0 | 0
IGCC-CCS | 0 | 0 | 0 | 0 | 0 | 0
WT_off | 0 | 0 | 0 | 0 | 0 | 0
PseudoUnit | 0 | 0 | 0 | 0 | 0 | 0
FixedInterchange | 0 | 0 | 0 | 0 | 0 | 0
Emission Cost by Reporting Type: HQ_NEISO
ReportingType | 2015 | 2020 | 2025 | 2030 | 2035 | 2040
BM | 0 | 0 | 0 | 0 | 0 | 0
CC | 0 | 0 | 0 | 0 | 0 | 0
CSP | 0 | 0 | 0 | 0 | 0 | 0
CT | 0 | 0 | 0 | 0 | 0 | 0
Coal | 0 | 0 | 0 | 0 | 0 | 0
Geo | 0 | 0 | 0 | 0 | 0 | 0
H | 0 | 0 | 0 | 0 | 0 | 0
LFG | 0 | 0 | 0 | 0 | 0 | 0
Nuc | 0 | 0 | 0 | 0 | 0 | 0
PS | 0 | 0 | 0 | 0 | 0 | 0
PV | 0 | 0 | 0 | 0 | 0 | 0
PeakG | 0 | 0 | 0 | 0 | 0 | 0
PeakO | 0 | 0 | 0 | 0 | 0 | 0
ST | 0 | 0 | 0 | 0 | 0 | 0
STOG | 0 | 0 | 0 | 0 | 0 | 0
STWD | 0 | 0 | 0 | 0 | 0 | 0
WT | 0 | 0 | 0 | 0 | 0 | 0
IGCC | 0 | 0 | 0 | 0 | 0 | 0
DemandResponse | 0 | 0 | 0 | 0 | 0 | 0
IGCC-CCS | 0 | 0 | 0 | 0 | 0 | 0
WT_off | 0 | 0 | 0 | 0 | 0 | 0
PseudoUnit | 0 | 0 | 0 | 0 | 0 | 0
FixedInterchange | 0 | 0 | 0 | 0 | 0 | 0
Emission Cost by Reporting Type: HQ_NY
ReportingType | 2015 | 2020 | 2025 | 2030 | 2035 | 2040
BM | 0 | 0 | 0 | 0 | 0 | 0
CC | 0 | 0 | 0 | 0 | 0 | 0
CSP | 0 | 0 | 0 | 0 | 0 | 0
CT | 0 | 0 | 0 | 0 | 0 | 0
Coal | 0 | 0 | 0 | 0 | 0 | 0
Geo | 0 | 0 | 0 | 0 | 0 | 0
H | 0 | 0 | 0 | 0 | 0 | 0
LFG | 0 | 0 | 0 | 0 | 0 | 0
Nuc | 0 | 0 | 0 | 0 | 0 | 0
PS | 0 | 0 | 0 | 0 | 0 | 0
PV | 0 | 0 | 0 | 0 | 0 | 0
PeakG | 0 | 0 | 0 | 0 | 0 | 0
PeakO | 0 | 0 | 0 | 0 | 0 | 0
ST | 0 | 0 | 0 | 0 | 0 | 0
STOG | 0 | 0 | 0 | 0 | 0 | 0
STWD | 0 | 0 | 0 | 0 | 0 | 0
WT | 0 | 0 | 0 | 0 | 0 | 0
IGCC | 0 | 0 | 0 | 0 | 0 | 0
DemandResponse | 0 | 0 | 0 | 0 | 0 | 0
IGCC-CCS | 0 | 0 | 0 | 0 | 0 | 0
WT_off | 0 | 0 | 0 | 0 | 0 | 0
PseudoUnit | 0 | 0 | 0 | 0 | 0 | 0
FixedInterchange | 0 | 0 | 0 | 0 | 0 | 0
Emission Cost by Reporting Type: MARITIMES
ReportingType | 2015 | 2020 | 2025 | 2030 | 2035 | 2040
BM | 0 | 0 | 0 | 0 | 0 | 0
CC | 0 | 0 | 0 | 0 | 0 | 0
CSP | 0 | 0 | 0 | 0 | 0 | 0
CT | 0 | 0 | 0 | 0 | 0 | 0
Coal | 0 | 0 | 0 | 0 | 0 | 0
Geo | 0 | 0 | 0 | 0 | 0 | 0
H | 0 | 0 | 0 | 0 | 0 | 0
LFG | 0 | 0 | 0 | 0 | 0 | 0
Nuc | 0 | 0 | 0 | 0 | 0 | 0
PS | 0 | 0 | 0 | 0 | 0 | 0
PV | 0 | 0 | 0 | 0 | 0 | 0
PeakG | 0 | 0 | 0 | 0 | 0 | 0
PeakO | 0 | 0 | 0 | 0 | 0 | 0
ST | 0 | 0 | 0 | 0 | 0 | 0
STOG | 0 | 0 | 0 | 0 | 0 | 0
STWD | 0 | 0 | 0 | 0 | 0 | 0
WT | 0 | 0 | 0 | 0 | 0 | 0
IGCC | 0 | 0 | 0 | 0 | 0 | 0
DemandResponse | 0 | 0 | 0 | 0 | 0 | 0
IGCC-CCS | 0 | 0 | 0 | 0 | 0 | 0
WT_off | 0 | 0 | 0 | 0 | 0 | 0
PseudoUnit | 0 | 0 | 0 | 0 | 0 | 0
FixedInterchange | 0 | 0 | 0 | 0 | 0 | 0
Emission Cost by Reporting Type: All
ReportingType | 2015 | 2020 | 2025 | 2030 | 2035 | 2040
BM | 0 | 0 | 0 | 0 | 0 | 0
CC | 424.6 | 561.05 | 578.17 | 606.41 | 567.07 | 351.16
CSP | 0 | 0 | 0 | 0 | 0 | 0
CT | 0 | 0 | 0 | 0 | 0 | 0
Coal | 20.1 | 19.79 | 25.26 | 28.58 | 0 | 0
Geo | 0 | 0 | 0 | 0 | 0 | 0
H | 0 | 0 | 0 | 0 | 0 | 0
LFG | 0 | 0 | 0 | 0 | 0 | 0
Nuc | 0 | 0 | 0 | 0 | 0 | 0
PS | 0 | 0 | 0 | 0 | 0 | 0
PV | 0 | 0 | 0 | 0 | 0 | 0
PeakG | 0 | 0 | 0 | 0 | 0.11 | 0.18
PeakO | 0 | 0 | 0 | 0 | 0 | 0
ST | 0 | 0 | 0 | 0 | 0 | 0
STOG | 3.64 | 6.87 | 5.01 | 11.65 | 24.69 | 22.71
STWD | 0 | 0 | 0 | 0 | 0 | 0
WT | 0 | 0 | 0 | 0 | 0 | 0
IGCC | 0 | 0 | 0 | 0 | 0 | 0
DemandResponse | 0 | 0 | 0 | 0 | 0 | 0
IGCC-CCS | 0 | 0 | 0 | 0 | 0 | 0
WT_off | 0 | 0 | 0 | 0 | 0 | 0
PseudoUnit | 0 | 0 | 0 | 0 | 0 | 0
FixedInterchange | 0 | 0 | 0 | 0 | 0 | 0
Emission Cost by Reporting Type: EI_US
ReportingType | 2015 | 2020 | 2025 | 2030 | 2035 | 2040
BM | 0 | 0 | 0 | 0 | 0 | 0
CC | 0 | 0 | 0 | 0 | 0 | 0
CSP | 0 | 0 | 0 | 0 | 0 | 0
CT | 0 | 0 | 0 | 0 | 0 | 0
Coal | 0 | 0 | 0 | 0 | 0 | 0
Geo | 0 | 0 | 0 | 0 | 0 | 0
H | 0 | 0 | 0 | 0 | 0 | 0
LFG | 0 | 0 | 0 | 0 | 0 | 0
Nuc | 0 | 0 | 0 | 0 | 0 | 0
PS | 0 | 0 | 0 | 0 | 0 | 0
PV | 0 | 0 | 0 | 0 | 0 | 0
PeakG | 0 | 0 | 0 | 0 | 0 | 0
PeakO | 0 | 0 | 0 | 0 | 0 | 0
ST | 0 | 0 | 0 | 0 | 0 | 0
STOG | 0 | 0 | 0 | 0 | 0 | 0
STWD | 0 | 0 | 0 | 0 | 0 | 0
WT | 0 | 0 | 0 | 0 | 0 | 0
IGCC | 0 | 0 | 0 | 0 | 0 | 0
DemandResponse | 0 | 0 | 0 | 0 | 0 | 0
IGCC-CCS | 0 | 0 | 0 | 0 | 0 | 0
WT_off | 0 | 0 | 0 | 0 | 0 | 0
PseudoUnit | 0 | 0 | 0 | 0 | 0 | 0
FixedInterchange | 0 | 0 | 0 | 0 | 0 | 0
Emission Cost by Reporting Type: EI_Canada
ReportingType | 2015 | 2020 | 2025 | 2030 | 2035 | 2040
BM | 0 | 0 | 0 | 0 | 0 | 0
CC | 0 | 0 | 0 | 0 | 0 | 0
CSP | 0 | 0 | 0 | 0 | 0 | 0
CT | 0 | 0 | 0 | 0 | 0 | 0
Coal | 0 | 0 | 0 | 0 | 0 | 0
Geo | 0 | 0 | 0 | 0 | 0 | 0
H | 0 | 0 | 0 | 0 | 0 | 0
LFG | 0 | 0 | 0 | 0 | 0 | 0
Nuc | 0 | 0 | 0 | 0 | 0 | 0
PS | 0 | 0 | 0 | 0 | 0 | 0
PV | 0 | 0 | 0 | 0 | 0 | 0
PeakG | 0 | 0 | 0 | 0 | 0 | 0
PeakO | 0 | 0 | 0 | 0 | 0 | 0
ST | 0 | 0 | 0 | 0 | 0 | 0
STOG | 0 | 0 | 0 | 0 | 0 | 0
STWD | 0 | 0 | 0 | 0 | 0 | 0
WT | 0 | 0 | 0 | 0 | 0 | 0
IGCC | 0 | 0 | 0 | 0 | 0 | 0
DemandResponse | 0 | 0 | 0 | 0 | 0 | 0
IGCC-CCS | 0 | 0 | 0 | 0 | 0 | 0
WT_off | 0 | 0 | 0 | 0 | 0 | 0
PseudoUnit | 0 | 0 | 0 | 0 | 0 | 0
FixedInterchange | 0 | 0 | 0 | 0 | 0 | 0
Emission Cost by Reporting Type: EI
ReportingType | 2015 | 2020 | 2025 | 2030 | 2035 | 2040
BM | 0 | 0 | 0 | 0 | 0 | 0
CC | 0 | 0 | 0 | 0 | 0 | 0
CSP | 0 | 0 | 0 | 0 | 0 | 0
CT | 0 | 0 | 0 | 0 | 0 | 0
Coal | 0 | 0 | 0 | 0 | 0 | 0
Geo | 0 | 0 | 0 | 0 | 0 | 0
H | 0 | 0 | 0 | 0 | 0 | 0
LFG | 0 | 0 | 0 | 0 | 0 | 0
Nuc | 0 | 0 | 0 | 0 | 0 | 0
PS | 0 | 0 | 0 | 0 | 0 | 0
PV | 0 | 0 | 0 | 0 | 0 | 0
PeakG | 0 | 0 | 0 | 0 | 0 | 0
PeakO | 0 | 0 | 0 | 0 | 0 | 0
ST | 0 | 0 | 0 | 0 | 0 | 0
STOG | 0 | 0 | 0 | 0 | 0 | 0
STWD | 0 | 0 | 0 | 0 | 0 | 0
WT | 0 | 0 | 0 | 0 | 0 | 0
IGCC | 0 | 0 | 0 | 0 | 0 | 0
DemandResponse | 0 | 0 | 0 | 0 | 0 | 0
IGCC-CCS | 0 | 0 | 0 | 0 | 0 | 0
WT_off | 0 | 0 | 0 | 0 | 0 | 0
PseudoUnit | 0 | 0 | 0 | 0 | 0 | 0
FixedInterchange | 0 | 0 | 0 | 0 | 0 | 0
Emission Cost by Reporting Type: Outside_EI
ReportingType | 2015 | 2020 | 2025 | 2030 | 2035 | 2040
BM | 0 | 0 | 0 | 0 | 0 | 0
CC | 424.6 | 561.05 | 578.17 | 606.41 | 567.07 | 351.16
CSP | 0 | 0 | 0 | 0 | 0 | 0
CT | 0 | 0 | 0 | 0 | 0 | 0
Coal | 20.1 | 19.79 | 25.26 | 28.58 | 0 | 0
Geo | 0 | 0 | 0 | 0 | 0 | 0
H | 0 | 0 | 0 | 0 | 0 | 0
LFG | 0 | 0 | 0 | 0 | 0 | 0
Nuc | 0 | 0 | 0 | 0 | 0 | 0
PS | 0 | 0 | 0 | 0 | 0 | 0
PV | 0 | 0 | 0 | 0 | 0 | 0
PeakG | 0 | 0 | 0 | 0 | 0.11 | 0.18
PeakO | 0 | 0 | 0 | 0 | 0 | 0
ST | 0 | 0 | 0 | 0 | 0 | 0
STOG | 3.64 | 6.87 | 5.01 | 11.65 | 24.69 | 22.71
STWD | 0 | 0 | 0 | 0 | 0 | 0
WT | 0 | 0 | 0 | 0 | 0 | 0
IGCC | 0 | 0 | 0 | 0 | 0 | 0
DemandResponse | 0 | 0 | 0 | 0 | 0 | 0
IGCC-CCS | 0 | 0 | 0 | 0 | 0 | 0
WT_off | 0 | 0 | 0 | 0 | 0 | 0
PseudoUnit | 0 | 0 | 0 | 0 | 0 | 0
FixedInterchange | 0 | 0 | 0 | 0 | 0 | 0
==== Emission Program: RGGI : (CO2) ====
Emission Cost by Reporting Type: Entergy
ReportingType | 2015 | 2020 | 2025 | 2030 | 2035 | 2040
BM | 0 | 0 | 0 | 0 | 0 | 0
CC | 0 | 0 | 0 | 0 | 0 | 0
CSP | 0 | 0 | 0 | 0 | 0 | 0
CT | 0 | 0 | 0 | 0 | 0 | 0
Coal | 0 | 0 | 0 | 0 | 0 | 0
Geo | 0 | 0 | 0 | 0 | 0 | 0
H | 0 | 0 | 0 | 0 | 0 | 0
LFG | 0 | 0 | 0 | 0 | 0 | 0
Nuc | 0 | 0 | 0 | 0 | 0 | 0
PS | 0 | 0 | 0 | 0 | 0 | 0
PV | 0 | 0 | 0 | 0 | 0 | 0
PeakG | 0 | 0 | 0 | 0 | 0 | 0
PeakO | 0 | 0 | 0 | 0 | 0 | 0
ST | 0 | 0 | 0 | 0 | 0 | 0
STOG | 0 | 0 | 0 | 0 | 0 | 0
STWD | 0 | 0 | 0 | 0 | 0 | 0
WT | 0 | 0 | 0 | 0 | 0 | 0
IGCC | 0 | 0 | 0 | 0 | 0 | 0
DemandResponse | 0 | 0 | 0 | 0 | 0 | 0
IGCC-CCS | 0 | 0 | 0 | 0 | 0 | 0
WT_off | 0 | 0 | 0 | 0 | 0 | 0
PseudoUnit | 0 | 0 | 0 | 0 | 0 | 0
FixedInterchange | 0 | 0 | 0 | 0 | 0 | 0
Emission Cost by Reporting Type: FRCC
ReportingType | 2015 | 2020 | 2025 | 2030 | 2035 | 2040
BM | 0 | 0 | 0 | 0 | 0 | 0
CC | 0 | 0 | 0 | 0 | 0 | 0
CSP | 0 | 0 | 0 | 0 | 0 | 0
CT | 0 | 0 | 0 | 0 | 0 | 0
Coal | 0 | 0 | 0 | 0 | 0 | 0
Geo | 0 | 0 | 0 | 0 | 0 | 0
H | 0 | 0 | 0 | 0 | 0 | 0
LFG | 0 | 0 | 0 | 0 | 0 | 0
Nuc | 0 | 0 | 0 | 0 | 0 | 0
PS | 0 | 0 | 0 | 0 | 0 | 0
PV | 0 | 0 | 0 | 0 | 0 | 0
PeakG | 0 | 0 | 0 | 0 | 0 | 0
PeakO | 0 | 0 | 0 | 0 | 0 | 0
ST | 0 | 0 | 0 | 0 | 0 | 0
STOG | 0 | 0 | 0 | 0 | 0 | 0
STWD | 0 | 0 | 0 | 0 | 0 | 0
WT | 0 | 0 | 0 | 0 | 0 | 0
IGCC | 0 | 0 | 0 | 0 | 0 | 0
DemandResponse | 0 | 0 | 0 | 0 | 0 | 0
IGCC-CCS | 0 | 0 | 0 | 0 | 0 | 0
WT_off | 0 | 0 | 0 | 0 | 0 | 0
PseudoUnit | 0 | 0 | 0 | 0 | 0 | 0
FixedInterchange | 0 | 0 | 0 | 0 | 0 | 0
Emission Cost by Reporting Type: MAPP_US
ReportingType | 2015 | 2020 | 2025 | 2030 | 2035 | 2040
BM | 0 | 0 | 0 | 0 | 0 | 0
CC | 0 | 0 | 0 | 0 | 0 | 0
CSP | 0 | 0 | 0 | 0 | 0 | 0
CT | 0 | 0 | 0 | 0 | 0 | 0
Coal | 0 | 0 | 0 | 0 | 0 | 0
Geo | 0 | 0 | 0 | 0 | 0 | 0
H | 0 | 0 | 0 | 0 | 0 | 0
LFG | 0 | 0 | 0 | 0 | 0 | 0
Nuc | 0 | 0 | 0 | 0 | 0 | 0
PS | 0 | 0 | 0 | 0 | 0 | 0
PV | 0 | 0 | 0 | 0 | 0 | 0
PeakG | 0 | 0 | 0 | 0 | 0 | 0
PeakO | 0 | 0 | 0 | 0 | 0 | 0
ST | 0 | 0 | 0 | 0 | 0 | 0
STOG | 0 | 0 | 0 | 0 | 0 | 0
STWD | 0 | 0 | 0 | 0 | 0 | 0
WT | 0 | 0 | 0 | 0 | 0 | 0
IGCC | 0 | 0 | 0 | 0 | 0 | 0
DemandResponse | 0 | 0 | 0 | 0 | 0 | 0
IGCC-CCS | 0 | 0 | 0 | 0 | 0 | 0
WT_off | 0 | 0 | 0 | 0 | 0 | 0
PseudoUnit | 0 | 0 | 0 | 0 | 0 | 0
FixedInterchange | 0 | 0 | 0 | 0 | 0 | 0
Emission Cost by Reporting Type: MISO_IN
ReportingType | 2015 | 2020 | 2025 | 2030 | 2035 | 2040
BM | 0 | 0 | 0 | 0 | 0 | 0
CC | 0 | 0 | 0 | 0 | 0 | 0
CSP | 0 | 0 | 0 | 0 | 0 | 0
CT | 0 | 0 | 0 | 0 | 0 | 0
Coal | 0 | 0 | 0 | 0 | 0 | 0
Geo | 0 | 0 | 0 | 0 | 0 | 0
H | 0 | 0 | 0 | 0 | 0 | 0
LFG | 0 | 0 | 0 | 0 | 0 | 0
Nuc | 0 | 0 | 0 | 0 | 0 | 0
PS | 0 | 0 | 0 | 0 | 0 | 0
PV | 0 | 0 | 0 | 0 | 0 | 0
PeakG | 0 | 0 | 0 | 0 | 0 | 0
PeakO | 0 | 0 | 0 | 0 | 0 | 0
ST | 0 | 0 | 0 | 0 | 0 | 0
STOG | 0 | 0 | 0 | 0 | 0 | 0
STWD | 0 | 0 | 0 | 0 | 0 | 0
WT | 0 | 0 | 0 | 0 | 0 | 0
IGCC | 0 | 0 | 0 | 0 | 0 | 0
DemandResponse | 0 | 0 | 0 | 0 | 0 | 0
IGCC-CCS | 0 | 0 | 0 | 0 | 0 | 0
WT_off | 0 | 0 | 0 | 0 | 0 | 0
PseudoUnit | 0 | 0 | 0 | 0 | 0 | 0
FixedInterchange | 0 | 0 | 0 | 0 | 0 | 0
Emission Cost by Reporting Type: MISO_MI
ReportingType | 2015 | 2020 | 2025 | 2030 | 2035 | 2040
BM | 0 | 0 | 0 | 0 | 0 | 0
CC | 0 | 0 | 0 | 0 | 0 | 0
CSP | 0 | 0 | 0 | 0 | 0 | 0
CT | 0 | 0 | 0 | 0 | 0 | 0
Coal | 0 | 0 | 0 | 0 | 0 | 0
Geo | 0 | 0 | 0 | 0 | 0 | 0
H | 0 | 0 | 0 | 0 | 0 | 0
LFG | 0 | 0 | 0 | 0 | 0 | 0
Nuc | 0 | 0 | 0 | 0 | 0 | 0
PS | 0 | 0 | 0 | 0 | 0 | 0
PV | 0 | 0 | 0 | 0 | 0 | 0
PeakG | 0 | 0 | 0 | 0 | 0 | 0
PeakO | 0 | 0 | 0 | 0 | 0 | 0
ST | 0 | 0 | 0 | 0 | 0 | 0
STOG | 0 | 0 | 0 | 0 | 0 | 0
STWD | 0 | 0 | 0 | 0 | 0 | 0
WT | 0 | 0 | 0 | 0 | 0 | 0
IGCC | 0 | 0 | 0 | 0 | 0 | 0
DemandResponse | 0 | 0 | 0 | 0 | 0 | 0
IGCC-CCS | 0 | 0 | 0 | 0 | 0 | 0
WT_off | 0 | 0 | 0 | 0 | 0 | 0
PseudoUnit | 0 | 0 | 0 | 0 | 0 | 0
FixedInterchange | 0 | 0 | 0 | 0 | 0 | 0
Emission Cost by Reporting Type: MISO_MO-IL
ReportingType | 2015 | 2020 | 2025 | 2030 | 2035 | 2040
BM | 0 | 0 | 0 | 0 | 0 | 0
CC | 0 | 0 | 0 | 0 | 0 | 0
CSP | 0 | 0 | 0 | 0 | 0 | 0
CT | 0 | 0 | 0 | 0 | 0 | 0
Coal | 0 | 0 | 0 | 0 | 0 | 0
Geo | 0 | 0 | 0 | 0 | 0 | 0
H | 0 | 0 | 0 | 0 | 0 | 0
LFG | 0 | 0 | 0 | 0 | 0 | 0
Nuc | 0 | 0 | 0 | 0 | 0 | 0
PS | 0 | 0 | 0 | 0 | 0 | 0
PV | 0 | 0 | 0 | 0 | 0 | 0
PeakG | 0 | 0 | 0 | 0 | 0 | 0
PeakO | 0 | 0 | 0 | 0 | 0 | 0
ST | 0 | 0 | 0 | 0 | 0 | 0
STOG | 0 | 0 | 0 | 0 | 0 | 0
STWD | 0 | 0 | 0 | 0 | 0 | 0
WT | 0 | 0 | 0 | 0 | 0 | 0
IGCC | 0 | 0 | 0 | 0 | 0 | 0
DemandResponse | 0 | 0 | 0 | 0 | 0 | 0
IGCC-CCS | 0 | 0 | 0 | 0 | 0 | 0
WT_off | 0 | 0 | 0 | 0 | 0 | 0
PseudoUnit | 0 | 0 | 0 | 0 | 0 | 0
FixedInterchange | 0 | 0 | 0 | 0 | 0 | 0
Emission Cost by Reporting Type: MISO_W
ReportingType | 2015 | 2020 | 2025 | 2030 | 2035 | 2040
BM | 0 | 0 | 0 | 0 | 0 | 0
CC | 0 | 0 | 0 | 0 | 0 | 0
CSP | 0 | 0 | 0 | 0 | 0 | 0
CT | 0 | 0 | 0 | 0 | 0 | 0
Coal | 0 | 0 | 0 | 0 | 0 | 0
Geo | 0 | 0 | 0 | 0 | 0 | 0
H | 0 | 0 | 0 | 0 | 0 | 0
LFG | 0 | 0 | 0 | 0 | 0 | 0
Nuc | 0 | 0 | 0 | 0 | 0 | 0
PS | 0 | 0 | 0 | 0 | 0 | 0
PV | 0 | 0 | 0 | 0 | 0 | 0
PeakG | 0 | 0 | 0 | 0 | 0 | 0
PeakO | 0 | 0 | 0 | 0 | 0 | 0
ST | 0 | 0 | 0 | 0 | 0 | 0
STOG | 0 | 0 | 0 | 0 | 0 | 0
STWD | 0 | 0 | 0 | 0 | 0 | 0
WT | 0 | 0 | 0 | 0 | 0 | 0
IGCC | 0 | 0 | 0 | 0 | 0 | 0
DemandResponse | 0 | 0 | 0 | 0 | 0 | 0
IGCC-CCS | 0 | 0 | 0 | 0 | 0 | 0
WT_off | 0 | 0 | 0 | 0 | 0 | 0
PseudoUnit | 0 | 0 | 0 | 0 | 0 | 0
FixedInterchange | 0 | 0 | 0 | 0 | 0 | 0
Emission Cost by Reporting Type: MISO_WUMS
ReportingType | 2015 | 2020 | 2025 | 2030 | 2035 | 2040
BM | 0 | 0 | 0 | 0 | 0 | 0
CC | 0 | 0 | 0 | 0 | 0 | 0
CSP | 0 | 0 | 0 | 0 | 0 | 0
CT | 0 | 0 | 0 | 0 | 0 | 0
Coal | 0 | 0 | 0 | 0 | 0 | 0
Geo | 0 | 0 | 0 | 0 | 0 | 0
H | 0 | 0 | 0 | 0 | 0 | 0
LFG | 0 | 0 | 0 | 0 | 0 | 0
Nuc | 0 | 0 | 0 | 0 | 0 | 0
PS | 0 | 0 | 0 | 0 | 0 | 0
PV | 0 | 0 | 0 | 0 | 0 | 0
PeakG | 0 | 0 | 0 | 0 | 0 | 0
PeakO | 0 | 0 | 0 | 0 | 0 | 0
ST | 0 | 0 | 0 | 0 | 0 | 0
STOG | 0 | 0 | 0 | 0 | 0 | 0
STWD | 0 | 0 | 0 | 0 | 0 | 0
WT | 0 | 0 | 0 | 0 | 0 | 0
IGCC | 0 | 0 | 0 | 0 | 0 | 0
DemandResponse | 0 | 0 | 0 | 0 | 0 | 0
IGCC-CCS | 0 | 0 | 0 | 0 | 0 | 0
WT_off | 0 | 0 | 0 | 0 | 0 | 0
PseudoUnit | 0 | 0 | 0 | 0 | 0 | 0
FixedInterchange | 0 | 0 | 0 | 0 | 0 | 0
Emission Cost by Reporting Type: Nebraska
ReportingType | 2015 | 2020 | 2025 | 2030 | 2035 | 2040
BM | 0 | 0 | 0 | 0 | 0 | 0
CC | 0 | 0 | 0 | 0 | 0 | 0
CSP | 0 | 0 | 0 | 0 | 0 | 0
CT | 0 | 0 | 0 | 0 | 0 | 0
Coal | 0 | 0 | 0 | 0 | 0 | 0
Geo | 0 | 0 | 0 | 0 | 0 | 0
H | 0 | 0 | 0 | 0 | 0 | 0
LFG | 0 | 0 | 0 | 0 | 0 | 0
Nuc | 0 | 0 | 0 | 0 | 0 | 0
PS | 0 | 0 | 0 | 0 | 0 | 0
PV | 0 | 0 | 0 | 0 | 0 | 0
PeakG | 0 | 0 | 0 | 0 | 0 | 0
PeakO | 0 | 0 | 0 | 0 | 0 | 0
ST | 0 | 0 | 0 | 0 | 0 | 0
STOG | 0 | 0 | 0 | 0 | 0 | 0
STWD | 0 | 0 | 0 | 0 | 0 | 0
WT | 0 | 0 | 0 | 0 | 0 | 0
IGCC | 0 | 0 | 0 | 0 | 0 | 0
DemandResponse | 0 | 0 | 0 | 0 | 0 | 0
IGCC-CCS | 0 | 0 | 0 | 0 | 0 | 0
WT_off | 0 | 0 | 0 | 0 | 0 | 0
PseudoUnit | 0 | 0 | 0 | 0 | 0 | 0
FixedInterchange | 0 | 0 | 0 | 0 | 0 | 0
Emission Cost by Reporting Type: NEISO
ReportingType | 2015 | 2020 | 2025 | 2030 | 2035 | 2040
BM | 0 | 0 | 0 | 0 | 0 | 0
CC | 34.68 | 28.52 | 26.18 | 18.54 | 30.19 | 35.8
CSP | 0 | 0 | 0 | 0 | 0 | 0
CT | 0 | 0.01 | 0.01 | 0 | 0.01 | 0.01
Coal | 0.07 | 0 | 0 | 0 | 0 | 0
Geo | 0 | 0 | 0 | 0 | 0 | 0
H | 0 | 0 | 0 | 0 | 0 | 0
LFG | 0 | 0 | 0 | 0 | 0 | 0
Nuc | 0 | 0 | 0 | 0 | 0 | 0
PS | 0 | 0 | 0 | 0 | 0 | 0
PV | 0 | 0 | 0 | 0 | 0 | 0
PeakG | 0.03 | 0.04 | 0.04 | 0 | 0.04 | 0.06
PeakO | 0 | 0 | 0 | 0 | 0 | 0
ST | 0 | 0 | 0 | 0 | 0 | 0
STOG | 0 | 0 | 0 | 0 | 0 | 0
STWD | 0 | 0 | 0 | 0 | 0 | 0
WT | 0 | 0 | 0 | 0 | 0 | 0
IGCC | 0 | 0 | 0 | 0 | 0 | 0
DemandResponse | 0 | 0 | 0 | 0 | 0 | 0
IGCC-CCS | 0 | 0 | 0 | 0 | 0 | 0
WT_off | 0 | 0 | 0 | 0 | 0 | 0
PseudoUnit | 0 | 0 | 0 | 0 | 0 | 0
FixedInterchange | 0 | 0 | 0 | 0 | 0 | 0
Emission Cost by Reporting Type: NonRTO_Midwest
ReportingType | 2015 | 2020 | 2025 | 2030 | 2035 | 2040
BM | 0 | 0 | 0 | 0 | 0 | 0
CC | 0 | 0 | 0 | 0 | 0 | 0
CSP | 0 | 0 | 0 | 0 | 0 | 0
CT | 0 | 0 | 0 | 0 | 0 | 0
Coal | 0 | 0 | 0 | 0 | 0 | 0
Geo | 0 | 0 | 0 | 0 | 0 | 0
H | 0 | 0 | 0 | 0 | 0 | 0
LFG | 0 | 0 | 0 | 0 | 0 | 0
Nuc | 0 | 0 | 0 | 0 | 0 | 0
PS | 0 | 0 | 0 | 0 | 0 | 0
PV | 0 | 0 | 0 | 0 | 0 | 0
PeakG | 0 | 0 | 0 | 0 | 0 | 0
PeakO | 0 | 0 | 0 | 0 | 0 | 0
ST | 0 | 0 | 0 | 0 | 0 | 0
STOG | 0 | 0 | 0 | 0 | 0 | 0
STWD | 0 | 0 | 0 | 0 | 0 | 0
WT | 0 | 0 | 0 | 0 | 0 | 0
IGCC | 0 | 0 | 0 | 0 | 0 | 0
DemandResponse | 0 | 0 | 0 | 0 | 0 | 0
IGCC-CCS | 0 | 0 | 0 | 0 | 0 | 0
WT_off | 0 | 0 | 0 | 0 | 0 | 0
PseudoUnit | 0 | 0 | 0 | 0 | 0 | 0
FixedInterchange | 0 | 0 | 0 | 0 | 0 | 0
Emission Cost by Reporting Type: NYISO_A-F
ReportingType | 2015 | 2020 | 2025 | 2030 | 2035 | 2040
BM | 0 | 0 | 0 | 0 | 0 | 0
CC | 6.29 | 6.86 | 4.85 | 5.29 | 10.62 | 9.93
CSP | 0 | 0 | 0 | 0 | 0 | 0
CT | 0 | 0 | 0 | 0 | 0 | 0
Coal | 0 | 0 | 0 | 0 | 0 | 0
Geo | 0 | 0 | 0 | 0 | 0 | 0
H | 0 | 0 | 0 | 0 | 0 | 0
LFG | 0 | 0 | 0 | 0 | 0 | 0
Nuc | 0 | 0 | 0 | 0 | 0 | 0
PS | 0 | 0 | 0 | 0 | 0 | 0
PV | 0 | 0 | 0 | 0 | 0 | 0
PeakG | 0 | 0 | 0 | 0 | 0.01 | 0.02
PeakO | 0 | 0 | 0 | 0 | 0 | 0
ST | 0 | 0 | 0 | 0 | 0 | 0
STOG | 0 | 0 | 0 | 0 | 0 | 0
STWD | 0 | 0 | 0 | 0 | 0 | 0
WT | 0 | 0 | 0 | 0 | 0 | 0
IGCC | 0 | 0 | 0 | 0 | 0 | 0
DemandResponse | 0 | 0 | 0 | 0 | 0 | 0
IGCC-CCS | 0 | 0 | 0 | 0 | 0 | 0
WT_off | 0 | 0 | 0 | 0 | 0 | 0
PseudoUnit | 0 | 0 | 0 | 0 | 0 | 0
FixedInterchange | 0 | 0 | 0 | 0 | 0 | 0
Emission Cost by Reporting Type: NYISO_G-I
ReportingType | 2015 | 2020 | 2025 | 2030 | 2035 | 2040
BM | 0 | 0 | 0 | 0 | 0 | 0
CC | 4.71 | 5.07 | 5.26 | 4.5 | 14.98 | 29.49
CSP | 0 | 0 | 0 | 0 | 0 | 0
CT | 0 | 0 | 0 | 0 | 0 | 0
Coal | 0 | 0 | 0 | 0 | 0 | 0
Geo | 0 | 0 | 0 | 0 | 0 | 0
H | 0 | 0 | 0 | 0 | 0 | 0
LFG | 0 | 0 | 0 | 0 | 0 | 0
Nuc | 0 | 0 | 0 | 0 | 0 | 0
PS | 0 | 0 | 0 | 0 | 0 | 0
PV | 0 | 0 | 0 | 0 | 0 | 0
PeakG | 0 | 0 | 0 | 0 | 0 | 0
PeakO | 0 | 0 | 0 | 0 | 0 | 0
ST | 0 | 0 | 0 | 0 | 0 | 0
STOG | 0 | 0 | 0 | 0 | 0 | 0
STWD | 0 | 0 | 0 | 0 | 0 | 0
WT | 0 | 0 | 0 | 0 | 0 | 0
IGCC | 0 | 0 | 0 | 0 | 0 | 0
DemandResponse | 0 | 0 | 0 | 0 | 0 | 0
IGCC-CCS | 0 | 0 | 0 | 0 | 0 | 0
WT_off | 0 | 0 | 0 | 0 | 0 | 0
PseudoUnit | 0 | 0 | 0 | 0 | 0 | 0
FixedInterchange | 0 | 0 | 0 | 0 | 0 | 0
Emission Cost by Reporting Type: NYISO_J-K
ReportingType | 2015 | 2020 | 2025 | 2030 | 2035 | 2040
BM | 0 | 0 | 0 | 0 | 0 | 0
CC | 18.83 | 22.96 | 22.25 | 21.13 | 23.64 | 24.23
CSP | 0 | 0 | 0 | 0 | 0 | 0
CT | 0 | 0 | 0 | 0.01 | 0.22 | 0.35
Coal | 0 | 0 | 0 | 0 | 0 | 0
Geo | 0 | 0 | 0 | 0 | 0 | 0
H | 0 | 0 | 0 | 0 | 0 | 0
LFG | 0 | 0 | 0 | 0 | 0 | 0
Nuc | 0 | 0 | 0 | 0 | 0 | 0
PS | 0 | 0 | 0 | 0 | 0 | 0
PV | 0 | 0 | 0 | 0 | 0 | 0
PeakG | 0.06 | 0.2 | 0.26 | 0.28 | 0.52 | 0.68
PeakO | 0 | 0 | 0 | 0 | 0 | 0
ST | 0 | 0 | 0 | 0 | 0 | 0
STOG | 0.83 | 1.59 | 2.08 | 2.23 | 2.66 | 3.2
STWD | 0 | 0 | 0 | 0 | 0 | 0
WT | 0 | 0 | 0 | 0 | 0 | 0
IGCC | 0 | 0 | 0 | 0 | 0 | 0
DemandResponse | 0 | 0 | 0 | 0 | 0 | 0
IGCC-CCS | 0 | 0 | 0 | 0 | 0 | 0
WT_off | 0 | 0 | 0 | 0 | 0 | 0
PseudoUnit | 0 | 0 | 0 | 0 | 0 | 0
FixedInterchange | 0 | 0 | 0 | 0 | 0 | 0
Emission Cost by Reporting Type: PJM_E
ReportingType | 2015 | 2020 | 2025 | 2030 | 2035 | 2040
BM | 0 | 0 | 0 | 0 | 0 | 0
CC | 20.11 | 34.48 | 32.9 | 22.92 | 38.14 | 38.79
CSP | 0 | 0 | 0 | 0 | 0 | 0
CT | 0 | 0 | 0 | 0.01 | 0.91 | 0.27
Coal | 0.76 | 0.31 | 0.31 | 0.27 | 0.37 | 0.37
Geo | 0 | 0 | 0 | 0 | 0 | 0
H | 0 | 0 | 0 | 0 | 0 | 0
LFG | 0 | 0 | 0 | 0 | 0 | 0
Nuc | 0 | 0 | 0 | 0 | 0 | 0
PS | 0 | 0 | 0 | 0 | 0 | 0
PV | 0 | 0 | 0 | 0 | 0 | 0
PeakG | 0.03 | 0.1 | 0.58 | 0.58 | 1.13 | 0.58
PeakO | 0 | 0 | 0 | 0 | 0 | 0
ST | 0 | 0 | 0 | 0 | 0 | 0
STOG | 0.33 | 0.63 | 1.24 | 1.22 | 1.24 | 1.24
STWD | 0 | 0 | 0 | 0 | 0 | 0
WT | 0 | 0 | 0 | 0 | 0 | 0
IGCC | 0 | 0 | 0 | 0 | 0 | 0
DemandResponse | 0 | 0 | 0 | 0 | 0 | 0
IGCC-CCS | 0 | 0 | 0 | 0 | 0 | 0
WT_off | 0 | 0 | 0 | 0 | 0 | 0
PseudoUnit | 0 | 0 | 0 | 0 | 0 | 0
FixedInterchange | 0 | 0 | 0 | 0 | 0 | 0
Emission Cost by Reporting Type: PJM_ROM
ReportingType | 2015 | 2020 | 2025 | 2030 | 2035 | 2040
BM | 0 | 0 | 0 | 0 | 0 | 0
CC | 0.15 | 0.18 | 0.18 | 0.14 | 0.26 | 0.27
CSP | 0 | 0 | 0 | 0 | 0 | 0
CT | 0 | 0 | 0 | 0 | 0 | 0
Coal | 14.02 | 22.39 | 25.19 | 21.35 | 26.65 | 26.65
Geo | 0 | 0 | 0 | 0 | 0 | 0
H | 0 | 0 | 0 | 0 | 0 | 0
LFG | 0 | 0 | 0 | 0 | 0 | 0
Nuc | 0 | 0 | 0 | 0 | 0 | 0
PS | 0 | 0 | 0 | 0 | 0 | 0
PV | 0 | 0 | 0 | 0 | 0 | 0
PeakG | 0 | 0.06 | 0.06 | 0.02 | 0.37 | 0.19
PeakO | 0 | 0 | 0 | 0 | 0 | 0
ST | 0 | 0 | 0 | 0 | 0 | 0
STOG | 0 | 0 | 0 | 0 | 0 | 0
STWD | 0 | 0 | 0 | 0 | 0 | 0
WT | 0 | 0 | 0 | 0 | 0 | 0
IGCC | 0 | 0 | 0 | 0 | 0 | 0
DemandResponse | 0 | 0 | 0 | 0 | 0 | 0
IGCC-CCS | 0 | 0 | 0 | 0 | 0 | 0
WT_off | 0 | 0 | 0 | 0 | 0 | 0
PseudoUnit | 0 | 0 | 0 | 0 | 0 | 0
FixedInterchange | 0 | 0 | 0 | 0 | 0 | 0
Emission Cost by Reporting Type: PJM_ROR
ReportingType | 2015 | 2020 | 2025 | 2030 | 2035 | 2040
BM | 0 | 0 | 0 | 0 | 0 | 0
CC | 0 | 0 | 0 | 0 | 0 | 0
CSP | 0 | 0 | 0 | 0 | 0 | 0
CT | 0 | 0 | 0 | 0 | 0 | 0
Coal | 0 | 0 | 0 | 0 | 0 | 0
Geo | 0 | 0 | 0 | 0 | 0 | 0
H | 0 | 0 | 0 | 0 | 0 | 0
LFG | 0 | 0 | 0 | 0 | 0 | 0
Nuc | 0 | 0 | 0 | 0 | 0 | 0
PS | 0 | 0 | 0 | 0 | 0 | 0
PV | 0 | 0 | 0 | 0 | 0 | 0
PeakG | 0 | 0 | 0 | 0 | 0 | 0
PeakO | 0 | 0 | 0 | 0 | 0 | 0
ST | 0 | 0 | 0 | 0 | 0 | 0
STOG | 0 | 0 | 0 | 0 | 0 | 0
STWD | 0 | 0 | 0 | 0 | 0 | 0
WT | 0 | 0 | 0 | 0 | 0 | 0
IGCC | 0 | 0 | 0 | 0 | 0 | 0
DemandResponse | 0 | 0 | 0 | 0 | 0 | 0
IGCC-CCS | 0 | 0 | 0 | 0 | 0 | 0
WT_off | 0 | 0 | 0 | 0 | 0 | 0
PseudoUnit | 0 | 0 | 0 | 0 | 0 | 0
FixedInterchange | 0 | 0 | 0 | 0 | 0 | 0
Emission Cost by Reporting Type: SOCO
ReportingType | 2015 | 2020 | 2025 | 2030 | 2035 | 2040
BM | 0 | 0 | 0 | 0 | 0 | 0
CC | 0 | 0 | 0 | 0 | 0 | 0
CSP | 0 | 0 | 0 | 0 | 0 | 0
CT | 0 | 0 | 0 | 0 | 0 | 0
Coal | 0 | 0 | 0 | 0 | 0 | 0
Geo | 0 | 0 | 0 | 0 | 0 | 0
H | 0 | 0 | 0 | 0 | 0 | 0
LFG | 0 | 0 | 0 | 0 | 0 | 0
Nuc | 0 | 0 | 0 | 0 | 0 | 0
PS | 0 | 0 | 0 | 0 | 0 | 0
PV | 0 | 0 | 0 | 0 | 0 | 0
PeakG | 0 | 0 | 0 | 0 | 0 | 0
PeakO | 0 | 0 | 0 | 0 | 0 | 0
ST | 0 | 0 | 0 | 0 | 0 | 0
STOG | 0 | 0 | 0 | 0 | 0 | 0
STWD | 0 | 0 | 0 | 0 | 0 | 0
WT | 0 | 0 | 0 | 0 | 0 | 0
IGCC | 0 | 0 | 0 | 0 | 0 | 0
DemandResponse | 0 | 0 | 0 | 0 | 0 | 0
IGCC-CCS | 0 | 0 | 0 | 0 | 0 | 0
WT_off | 0 | 0 | 0 | 0 | 0 | 0
PseudoUnit | 0 | 0 | 0 | 0 | 0 | 0
FixedInterchange | 0 | 0 | 0 | 0 | 0 | 0
Emission Cost by Reporting Type: SPP_N
ReportingType | 2015 | 2020 | 2025 | 2030 | 2035 | 2040
BM | 0 | 0 | 0 | 0 | 0 | 0
CC | 0 | 0 | 0 | 0 | 0 | 0
CSP | 0 | 0 | 0 | 0 | 0 | 0
CT | 0 | 0 | 0 | 0 | 0 | 0
Coal | 0 | 0 | 0 | 0 | 0 | 0
Geo | 0 | 0 | 0 | 0 | 0 | 0
H | 0 | 0 | 0 | 0 | 0 | 0
LFG | 0 | 0 | 0 | 0 | 0 | 0
Nuc | 0 | 0 | 0 | 0 | 0 | 0
PS | 0 | 0 | 0 | 0 | 0 | 0
PV | 0 | 0 | 0 | 0 | 0 | 0
PeakG | 0 | 0 | 0 | 0 | 0 | 0
PeakO | 0 | 0 | 0 | 0 | 0 | 0
ST | 0 | 0 | 0 | 0 | 0 | 0
STOG | 0 | 0 | 0 | 0 | 0 | 0
STWD | 0 | 0 | 0 | 0 | 0 | 0
WT | 0 | 0 | 0 | 0 | 0 | 0
IGCC | 0 | 0 | 0 | 0 | 0 | 0
DemandResponse | 0 | 0 | 0 | 0 | 0 | 0
IGCC-CCS | 0 | 0 | 0 | 0 | 0 | 0
WT_off | 0 | 0 | 0 | 0 | 0 | 0
PseudoUnit | 0 | 0 | 0 | 0 | 0 | 0
FixedInterchange | 0 | 0 | 0 | 0 | 0 | 0
Emission Cost by Reporting Type: SPP_S
ReportingType | 2015 | 2020 | 2025 | 2030 | 2035 | 2040
BM | 0 | 0 | 0 | 0 | 0 | 0
CC | 0 | 0 | 0 | 0 | 0 | 0
CSP | 0 | 0 | 0 | 0 | 0 | 0
CT | 0 | 0 | 0 | 0 | 0 | 0
Coal | 0 | 0 | 0 | 0 | 0 | 0
Geo | 0 | 0 | 0 | 0 | 0 | 0
H | 0 | 0 | 0 | 0 | 0 | 0
LFG | 0 | 0 | 0 | 0 | 0 | 0
Nuc | 0 | 0 | 0 | 0 | 0 | 0
PS | 0 | 0 | 0 | 0 | 0 | 0
PV | 0 | 0 | 0 | 0 | 0 | 0
PeakG | 0 | 0 | 0 | 0 | 0 | 0
PeakO | 0 | 0 | 0 | 0 | 0 | 0
ST | 0 | 0 | 0 | 0 | 0 | 0
STOG | 0 | 0 | 0 | 0 | 0 | 0
STWD | 0 | 0 | 0 | 0 | 0 | 0
WT | 0 | 0 | 0 | 0 | 0 | 0
IGCC | 0 | 0 | 0 | 0 | 0 | 0
DemandResponse | 0 | 0 | 0 | 0 | 0 | 0
IGCC-CCS | 0 | 0 | 0 | 0 | 0 | 0
WT_off | 0 | 0 | 0 | 0 | 0 | 0
PseudoUnit | 0 | 0 | 0 | 0 | 0 | 0
FixedInterchange | 0 | 0 | 0 | 0 | 0 | 0
Emission Cost by Reporting Type: TVA
ReportingType | 2015 | 2020 | 2025 | 2030 | 2035 | 2040
BM | 0 | 0 | 0 | 0 | 0 | 0
CC | 0 | 0 | 0 | 0 | 0 | 0
CSP | 0 | 0 | 0 | 0 | 0 | 0
CT | 0 | 0 | 0 | 0 | 0 | 0
Coal | 0 | 0 | 0 | 0 | 0 | 0
Geo | 0 | 0 | 0 | 0 | 0 | 0
H | 0 | 0 | 0 | 0 | 0 | 0
LFG | 0 | 0 | 0 | 0 | 0 | 0
Nuc | 0 | 0 | 0 | 0 | 0 | 0
PS | 0 | 0 | 0 | 0 | 0 | 0
PV | 0 | 0 | 0 | 0 | 0 | 0
PeakG | 0 | 0 | 0 | 0 | 0 | 0
PeakO | 0 | 0 | 0 | 0 | 0 | 0
ST | 0 | 0 | 0 | 0 | 0 | 0
STOG | 0 | 0 | 0 | 0 | 0 | 0
STWD | 0 | 0 | 0 | 0 | 0 | 0
WT | 0 | 0 | 0 | 0 | 0 | 0
IGCC | 0 | 0 | 0 | 0 | 0 | 0
DemandResponse | 0 | 0 | 0 | 0 | 0 | 0
IGCC-CCS | 0 | 0 | 0 | 0 | 0 | 0
WT_off | 0 | 0 | 0 | 0 | 0 | 0
PseudoUnit | 0 | 0 | 0 | 0 | 0 | 0
FixedInterchange | 0 | 0 | 0 | 0 | 0 | 0
Emission Cost by Reporting Type: TVA_Transmission
ReportingType | 2015 | 2020 | 2025 | 2030 | 2035 | 2040
BM | 0 | 0 | 0 | 0 | 0 | 0
CC | 0 | 0 | 0 | 0 | 0 | 0
CSP | 0 | 0 | 0 | 0 | 0 | 0
CT | 0 | 0 | 0 | 0 | 0 | 0
Coal | 0 | 0 | 0 | 0 | 0 | 0
Geo | 0 | 0 | 0 | 0 | 0 | 0
H | 0 | 0 | 0 | 0 | 0 | 0
LFG | 0 | 0 | 0 | 0 | 0 | 0
Nuc | 0 | 0 | 0 | 0 | 0 | 0
PS | 0 | 0 | 0 | 0 | 0 | 0
PV | 0 | 0 | 0 | 0 | 0 | 0
PeakG | 0 | 0 | 0 | 0 | 0 | 0
PeakO | 0 | 0 | 0 | 0 | 0 | 0
ST | 0 | 0 | 0 | 0 | 0 | 0
STOG | 0 | 0 | 0 | 0 | 0 | 0
STWD | 0 | 0 | 0 | 0 | 0 | 0
WT | 0 | 0 | 0 | 0 | 0 | 0
IGCC | 0 | 0 | 0 | 0 | 0 | 0
DemandResponse | 0 | 0 | 0 | 0 | 0 | 0
IGCC-CCS | 0 | 0 | 0 | 0 | 0 | 0
WT_off | 0 | 0 | 0 | 0 | 0 | 0
PseudoUnit | 0 | 0 | 0 | 0 | 0 | 0
FixedInterchange | 0 | 0 | 0 | 0 | 0 | 0
Emission Cost by Reporting Type: VACAR
ReportingType | 2015 | 2020 | 2025 | 2030 | 2035 | 2040
BM | 0 | 0 | 0 | 0 | 0 | 0
CC | 0 | 0 | 0 | 0 | 0 | 0
CSP | 0 | 0 | 0 | 0 | 0 | 0
CT | 0 | 0 | 0 | 0 | 0 | 0
Coal | 0 | 0 | 0 | 0 | 0 | 0
Geo | 0 | 0 | 0 | 0 | 0 | 0
H | 0 | 0 | 0 | 0 | 0 | 0
LFG | 0 | 0 | 0 | 0 | 0 | 0
Nuc | 0 | 0 | 0 | 0 | 0 | 0
PS | 0 | 0 | 0 | 0 | 0 | 0
PV | 0 | 0 | 0 | 0 | 0 | 0
PeakG | 0 | 0 | 0 | 0 | 0 | 0
PeakO | 0 | 0 | 0 | 0 | 0 | 0
ST | 0 | 0 | 0 | 0 | 0 | 0
STOG | 0 | 0 | 0 | 0 | 0 | 0
STWD | 0 | 0 | 0 | 0 | 0 | 0
WT | 0 | 0 | 0 | 0 | 0 | 0
IGCC | 0 | 0 | 0 | 0 | 0 | 0
DemandResponse | 0 | 0 | 0 | 0 | 0 | 0
IGCC-CCS | 0 | 0 | 0 | 0 | 0 | 0
WT_off | 0 | 0 | 0 | 0 | 0 | 0
PseudoUnit | 0 | 0 | 0 | 0 | 0 | 0
FixedInterchange | 0 | 0 | 0 | 0 | 0 | 0
Emission Cost by Reporting Type: IESO
ReportingType | 2015 | 2020 | 2025 | 2030 | 2035 | 2040
BM | 0 | 0 | 0 | 0 | 0 | 0
CC | 0 | 0 | 0 | 0 | 0 | 0
CSP | 0 | 0 | 0 | 0 | 0 | 0
CT | 0 | 0 | 0 | 0 | 0 | 0
Coal | 0 | 0 | 0 | 0 | 0 | 0
Geo | 0 | 0 | 0 | 0 | 0 | 0
H | 0 | 0 | 0 | 0 | 0 | 0
LFG | 0 | 0 | 0 | 0 | 0 | 0
Nuc | 0 | 0 | 0 | 0 | 0 | 0
PS | 0 | 0 | 0 | 0 | 0 | 0
PV | 0 | 0 | 0 | 0 | 0 | 0
PeakG | 0 | 0 | 0 | 0 | 0 | 0
PeakO | 0 | 0 | 0 | 0 | 0 | 0
ST | 0 | 0 | 0 | 0 | 0 | 0
STOG | 0 | 0 | 0 | 0 | 0 | 0
STWD | 0 | 0 | 0 | 0 | 0 | 0
WT | 0 | 0 | 0 | 0 | 0 | 0
IGCC | 0 | 0 | 0 | 0 | 0 | 0
DemandResponse | 0 | 0 | 0 | 0 | 0 | 0
IGCC-CCS | 0 | 0 | 0 | 0 | 0 | 0
WT_off | 0 | 0 | 0 | 0 | 0 | 0
PseudoUnit | 0 | 0 | 0 | 0 | 0 | 0
FixedInterchange | 0 | 0 | 0 | 0 | 0 | 0
Emission Cost by Reporting Type: MAPP_CA
ReportingType | 2015 | 2020 | 2025 | 2030 | 2035 | 2040
BM | 0 | 0 | 0 | 0 | 0 | 0
CC | 0 | 0 | 0 | 0 | 0 | 0
CSP | 0 | 0 | 0 | 0 | 0 | 0
CT | 0 | 0 | 0 | 0 | 0 | 0
Coal | 0 | 0 | 0 | 0 | 0 | 0
Geo | 0 | 0 | 0 | 0 | 0 | 0
H | 0 | 0 | 0 | 0 | 0 | 0
LFG | 0 | 0 | 0 | 0 | 0 | 0
Nuc | 0 | 0 | 0 | 0 | 0 | 0
PS | 0 | 0 | 0 | 0 | 0 | 0
PV | 0 | 0 | 0 | 0 | 0 | 0
PeakG | 0 | 0 | 0 | 0 | 0 | 0
PeakO | 0 | 0 | 0 | 0 | 0 | 0
ST | 0 | 0 | 0 | 0 | 0 | 0
STOG | 0 | 0 | 0 | 0 | 0 | 0
STWD | 0 | 0 | 0 | 0 | 0 | 0
WT | 0 | 0 | 0 | 0 | 0 | 0
IGCC | 0 | 0 | 0 | 0 | 0 | 0
DemandResponse | 0 | 0 | 0 | 0 | 0 | 0
IGCC-CCS | 0 | 0 | 0 | 0 | 0 | 0
WT_off | 0 | 0 | 0 | 0 | 0 | 0
PseudoUnit | 0 | 0 | 0 | 0 | 0 | 0
FixedInterchange | 0 | 0 | 0 | 0 | 0 | 0
Emission Cost by Reporting Type: AZ_NM_SNV_Coal
ReportingType | 2015 | 2020 | 2025 | 2030 | 2035 | 2040
BM | 0 | 0 | 0 | 0 | 0 | 0
CC | 0 | 0 | 0 | 0 | 0 | 0
CSP | 0 | 0 | 0 | 0 | 0 | 0
CT | 0 | 0 | 0 | 0 | 0 | 0
Coal | 0 | 0 | 0 | 0 | 0 | 0
Geo | 0 | 0 | 0 | 0 | 0 | 0
H | 0 | 0 | 0 | 0 | 0 | 0
LFG | 0 | 0 | 0 | 0 | 0 | 0
Nuc | 0 | 0 | 0 | 0 | 0 | 0
PS | 0 | 0 | 0 | 0 | 0 | 0
PV | 0 | 0 | 0 | 0 | 0 | 0
PeakG | 0 | 0 | 0 | 0 | 0 | 0
PeakO | 0 | 0 | 0 | 0 | 0 | 0
ST | 0 | 0 | 0 | 0 | 0 | 0
STOG | 0 | 0 | 0 | 0 | 0 | 0
STWD | 0 | 0 | 0 | 0 | 0 | 0
WT | 0 | 0 | 0 | 0 | 0 | 0
IGCC | 0 | 0 | 0 | 0 | 0 | 0
DemandResponse | 0 | 0 | 0 | 0 | 0 | 0
IGCC-CCS | 0 | 0 | 0 | 0 | 0 | 0
WT_off | 0 | 0 | 0 | 0 | 0 | 0
PseudoUnit | 0 | 0 | 0 | 0 | 0 | 0
FixedInterchange | 0 | 0 | 0 | 0 | 0 | 0
Emission Cost by Reporting Type: AZ_NM_SNV_Gas
ReportingType | 2015 | 2020 | 2025 | 2030 | 2035 | 2040
BM | 0 | 0 | 0 | 0 | 0 | 0
CC | 0 | 0 | 0 | 0 | 0 | 0
CSP | 0 | 0 | 0 | 0 | 0 | 0
CT | 0 | 0 | 0 | 0 | 0 | 0
Coal | 0 | 0 | 0 | 0 | 0 | 0
Geo | 0 | 0 | 0 | 0 | 0 | 0
H | 0 | 0 | 0 | 0 | 0 | 0
LFG | 0 | 0 | 0 | 0 | 0 | 0
Nuc | 0 | 0 | 0 | 0 | 0 | 0
PS | 0 | 0 | 0 | 0 | 0 | 0
PV | 0 | 0 | 0 | 0 | 0 | 0
PeakG | 0 | 0 | 0 | 0 | 0 | 0
PeakO | 0 | 0 | 0 | 0 | 0 | 0
ST | 0 | 0 | 0 | 0 | 0 | 0
STOG | 0 | 0 | 0 | 0 | 0 | 0
STWD | 0 | 0 | 0 | 0 | 0 | 0
WT | 0 | 0 | 0 | 0 | 0 | 0
IGCC | 0 | 0 | 0 | 0 | 0 | 0
DemandResponse | 0 | 0 | 0 | 0 | 0 | 0
IGCC-CCS | 0 | 0 | 0 | 0 | 0 | 0
WT_off | 0 | 0 | 0 | 0 | 0 | 0
PseudoUnit | 0 | 0 | 0 | 0 | 0 | 0
FixedInterchange | 0 | 0 | 0 | 0 | 0 | 0
Emission Cost by Reporting Type: AZ_NM_SNV_NucRenew
ReportingType | 2015 | 2020 | 2025 | 2030 | 2035 | 2040
BM | 0 | 0 | 0 | 0 | 0 | 0
CC | 0 | 0 | 0 | 0 | 0 | 0
CSP | 0 | 0 | 0 | 0 | 0 | 0
CT | 0 | 0 | 0 | 0 | 0 | 0
Coal | 0 | 0 | 0 | 0 | 0 | 0
Geo | 0 | 0 | 0 | 0 | 0 | 0
H | 0 | 0 | 0 | 0 | 0 | 0
LFG | 0 | 0 | 0 | 0 | 0 | 0
Nuc | 0 | 0 | 0 | 0 | 0 | 0
PS | 0 | 0 | 0 | 0 | 0 | 0
PV | 0 | 0 | 0 | 0 | 0 | 0
PeakG | 0 | 0 | 0 | 0 | 0 | 0
PeakO | 0 | 0 | 0 | 0 | 0 | 0
ST | 0 | 0 | 0 | 0 | 0 | 0
STOG | 0 | 0 | 0 | 0 | 0 | 0
STWD | 0 | 0 | 0 | 0 | 0 | 0
WT | 0 | 0 | 0 | 0 | 0 | 0
IGCC | 0 | 0 | 0 | 0 | 0 | 0
DemandResponse | 0 | 0 | 0 | 0 | 0 | 0
IGCC-CCS | 0 | 0 | 0 | 0 | 0 | 0
WT_off | 0 | 0 | 0 | 0 | 0 | 0
PseudoUnit | 0 | 0 | 0 | 0 | 0 | 0
FixedInterchange | 0 | 0 | 0 | 0 | 0 | 0
Emission Cost by Reporting Type: ERCOT
ReportingType | 2015 | 2020 | 2025 | 2030 | 2035 | 2040
BM | 0 | 0 | 0 | 0 | 0 | 0
CC | 0 | 0 | 0 | 0 | 0 | 0
CSP | 0 | 0 | 0 | 0 | 0 | 0
CT | 0 | 0 | 0 | 0 | 0 | 0
Coal | 0 | 0 | 0 | 0 | 0 | 0
Geo | 0 | 0 | 0 | 0 | 0 | 0
H | 0 | 0 | 0 | 0 | 0 | 0
LFG | 0 | 0 | 0 | 0 | 0 | 0
Nuc | 0 | 0 | 0 | 0 | 0 | 0
PS | 0 | 0 | 0 | 0 | 0 | 0
PV | 0 | 0 | 0 | 0 | 0 | 0
PeakG | 0 | 0 | 0 | 0 | 0 | 0
PeakO | 0 | 0 | 0 | 0 | 0 | 0
ST | 0 | 0 | 0 | 0 | 0 | 0
STOG | 0 | 0 | 0 | 0 | 0 | 0
STWD | 0 | 0 | 0 | 0 | 0 | 0
WT | 0 | 0 | 0 | 0 | 0 | 0
IGCC | 0 | 0 | 0 | 0 | 0 | 0
DemandResponse | 0 | 0 | 0 | 0 | 0 | 0
IGCC-CCS | 0 | 0 | 0 | 0 | 0 | 0
WT_off | 0 | 0 | 0 | 0 | 0 | 0
PseudoUnit | 0 | 0 | 0 | 0 | 0 | 0
FixedInterchange | 0 | 0 | 0 | 0 | 0 | 0
Emission Cost by Reporting Type: NP15
ReportingType | 2015 | 2020 | 2025 | 2030 | 2035 | 2040
BM | 0 | 0 | 0 | 0 | 0 | 0
CC | 0 | 0 | 0 | 0 | 0 | 0
CSP | 0 | 0 | 0 | 0 | 0 | 0
CT | 0 | 0 | 0 | 0 | 0 | 0
Coal | 0 | 0 | 0 | 0 | 0 | 0
Geo | 0 | 0 | 0 | 0 | 0 | 0
H | 0 | 0 | 0 | 0 | 0 | 0
LFG | 0 | 0 | 0 | 0 | 0 | 0
Nuc | 0 | 0 | 0 | 0 | 0 | 0
PS | 0 | 0 | 0 | 0 | 0 | 0
PV | 0 | 0 | 0 | 0 | 0 | 0
PeakG | 0 | 0 | 0 | 0 | 0 | 0
PeakO | 0 | 0 | 0 | 0 | 0 | 0
ST | 0 | 0 | 0 | 0 | 0 | 0
STOG | 0 | 0 | 0 | 0 | 0 | 0
STWD | 0 | 0 | 0 | 0 | 0 | 0
WT | 0 | 0 | 0 | 0 | 0 | 0
IGCC | 0 | 0 | 0 | 0 | 0 | 0
DemandResponse | 0 | 0 | 0 | 0 | 0 | 0
IGCC-CCS | 0 | 0 | 0 | 0 | 0 | 0
WT_off | 0 | 0 | 0 | 0 | 0 | 0
PseudoUnit | 0 | 0 | 0 | 0 | 0 | 0
FixedInterchange | 0 | 0 | 0 | 0 | 0 | 0
Emission Cost by Reporting Type: NWPP_Coal
ReportingType | 2015 | 2020 | 2025 | 2030 | 2035 | 2040
BM | 0 | 0 | 0 | 0 | 0 | 0
CC | 0 | 0 | 0 | 0 | 0 | 0
CSP | 0 | 0 | 0 | 0 | 0 | 0
CT | 0 | 0 | 0 | 0 | 0 | 0
Coal | 0 | 0 | 0 | 0 | 0 | 0
Geo | 0 | 0 | 0 | 0 | 0 | 0
H | 0 | 0 | 0 | 0 | 0 | 0
LFG | 0 | 0 | 0 | 0 | 0 | 0
Nuc | 0 | 0 | 0 | 0 | 0 | 0
PS | 0 | 0 | 0 | 0 | 0 | 0
PV | 0 | 0 | 0 | 0 | 0 | 0
PeakG | 0 | 0 | 0 | 0 | 0 | 0
PeakO | 0 | 0 | 0 | 0 | 0 | 0
ST | 0 | 0 | 0 | 0 | 0 | 0
STOG | 0 | 0 | 0 | 0 | 0 | 0
STWD | 0 | 0 | 0 | 0 | 0 | 0
WT | 0 | 0 | 0 | 0 | 0 | 0
IGCC | 0 | 0 | 0 | 0 | 0 | 0
DemandResponse | 0 | 0 | 0 | 0 | 0 | 0
IGCC-CCS | 0 | 0 | 0 | 0 | 0 | 0
WT_off | 0 | 0 | 0 | 0 | 0 | 0
PseudoUnit | 0 | 0 | 0 | 0 | 0 | 0
FixedInterchange | 0 | 0 | 0 | 0 | 0 | 0
Emission Cost by Reporting Type: NWPP_Gas
ReportingType | 2015 | 2020 | 2025 | 2030 | 2035 | 2040
BM | 0 | 0 | 0 | 0 | 0 | 0
CC | 0 | 0 | 0 | 0 | 0 | 0
CSP | 0 | 0 | 0 | 0 | 0 | 0
CT | 0 | 0 | 0 | 0 | 0 | 0
Coal | 0 | 0 | 0 | 0 | 0 | 0
Geo | 0 | 0 | 0 | 0 | 0 | 0
H | 0 | 0 | 0 | 0 | 0 | 0
LFG | 0 | 0 | 0 | 0 | 0 | 0
Nuc | 0 | 0 | 0 | 0 | 0 | 0
PS | 0 | 0 | 0 | 0 | 0 | 0
PV | 0 | 0 | 0 | 0 | 0 | 0
PeakG | 0 | 0 | 0 | 0 | 0 | 0
PeakO | 0 | 0 | 0 | 0 | 0 | 0
ST | 0 | 0 | 0 | 0 | 0 | 0
STOG | 0 | 0 | 0 | 0 | 0 | 0
STWD | 0 | 0 | 0 | 0 | 0 | 0
WT | 0 | 0 | 0 | 0 | 0 | 0
IGCC | 0 | 0 | 0 | 0 | 0 | 0
DemandResponse | 0 | 0 | 0 | 0 | 0 | 0
IGCC-CCS | 0 | 0 | 0 | 0 | 0 | 0
WT_off | 0 | 0 | 0 | 0 | 0 | 0
PseudoUnit | 0 | 0 | 0 | 0 | 0 | 0
FixedInterchange | 0 | 0 | 0 | 0 | 0 | 0
Emission Cost by Reporting Type: NWPP_NucRenew
ReportingType | 2015 | 2020 | 2025 | 2030 | 2035 | 2040
BM | 0 | 0 | 0 | 0 | 0 | 0
CC | 0 | 0 | 0 | 0 | 0 | 0
CSP | 0 | 0 | 0 | 0 | 0 | 0
CT | 0 | 0 | 0 | 0 | 0 | 0
Coal | 0 | 0 | 0 | 0 | 0 | 0
Geo | 0 | 0 | 0 | 0 | 0 | 0
H | 0 | 0 | 0 | 0 | 0 | 0
LFG | 0 | 0 | 0 | 0 | 0 | 0
Nuc | 0 | 0 | 0 | 0 | 0 | 0
PS | 0 | 0 | 0 | 0 | 0 | 0
PV | 0 | 0 | 0 | 0 | 0 | 0
PeakG | 0 | 0 | 0 | 0 | 0 | 0
PeakO | 0 | 0 | 0 | 0 | 0 | 0
ST | 0 | 0 | 0 | 0 | 0 | 0
STOG | 0 | 0 | 0 | 0 | 0 | 0
STWD | 0 | 0 | 0 | 0 | 0 | 0
WT | 0 | 0 | 0 | 0 | 0 | 0
IGCC | 0 | 0 | 0 | 0 | 0 | 0
DemandResponse | 0 | 0 | 0 | 0 | 0 | 0
IGCC-CCS | 0 | 0 | 0 | 0 | 0 | 0
WT_off | 0 | 0 | 0 | 0 | 0 | 0
PseudoUnit | 0 | 0 | 0 | 0 | 0 | 0
FixedInterchange | 0 | 0 | 0 | 0 | 0 | 0
Emission Cost by Reporting Type: RMPA
ReportingType | 2015 | 2020 | 2025 | 2030 | 2035 | 2040
BM | 0 | 0 | 0 | 0 | 0 | 0
CC | 0 | 0 | 0 | 0 | 0 | 0
CSP | 0 | 0 | 0 | 0 | 0 | 0
CT | 0 | 0 | 0 | 0 | 0 | 0
Coal | 0 | 0 | 0 | 0 | 0 | 0
Geo | 0 | 0 | 0 | 0 | 0 | 0
H | 0 | 0 | 0 | 0 | 0 | 0
LFG | 0 | 0 | 0 | 0 | 0 | 0
Nuc | 0 | 0 | 0 | 0 | 0 | 0
PS | 0 | 0 | 0 | 0 | 0 | 0
PV | 0 | 0 | 0 | 0 | 0 | 0
PeakG | 0 | 0 | 0 | 0 | 0 | 0
PeakO | 0 | 0 | 0 | 0 | 0 | 0
ST | 0 | 0 | 0 | 0 | 0 | 0
STOG | 0 | 0 | 0 | 0 | 0 | 0
STWD | 0 | 0 | 0 | 0 | 0 | 0
WT | 0 | 0 | 0 | 0 | 0 | 0
IGCC | 0 | 0 | 0 | 0 | 0 | 0
DemandResponse | 0 | 0 | 0 | 0 | 0 | 0
IGCC-CCS | 0 | 0 | 0 | 0 | 0 | 0
WT_off | 0 | 0 | 0 | 0 | 0 | 0
PseudoUnit | 0 | 0 | 0 | 0 | 0 | 0
FixedInterchange | 0 | 0 | 0 | 0 | 0 | 0
Emission Cost by Reporting Type: SP15
ReportingType | 2015 | 2020 | 2025 | 2030 | 2035 | 2040
BM | 0 | 0 | 0 | 0 | 0 | 0
CC | 0 | 0 | 0 | 0 | 0 | 0
CSP | 0 | 0 | 0 | 0 | 0 | 0
CT | 0 | 0 | 0 | 0 | 0 | 0
Coal | 0 | 0 | 0 | 0 | 0 | 0
Geo | 0 | 0 | 0 | 0 | 0 | 0
H | 0 | 0 | 0 | 0 | 0 | 0
LFG | 0 | 0 | 0 | 0 | 0 | 0
Nuc | 0 | 0 | 0 | 0 | 0 | 0
PS | 0 | 0 | 0 | 0 | 0 | 0
PV | 0 | 0 | 0 | 0 | 0 | 0
PeakG | 0 | 0 | 0 | 0 | 0 | 0
PeakO | 0 | 0 | 0 | 0 | 0 | 0
ST | 0 | 0 | 0 | 0 | 0 | 0
STOG | 0 | 0 | 0 | 0 | 0 | 0
STWD | 0 | 0 | 0 | 0 | 0 | 0
WT | 0 | 0 | 0 | 0 | 0 | 0
IGCC | 0 | 0 | 0 | 0 | 0 | 0
DemandResponse | 0 | 0 | 0 | 0 | 0 | 0
IGCC-CCS | 0 | 0 | 0 | 0 | 0 | 0
WT_off | 0 | 0 | 0 | 0 | 0 | 0
PseudoUnit | 0 | 0 | 0 | 0 | 0 | 0
FixedInterchange | 0 | 0 | 0 | 0 | 0 | 0
Emission Cost by Reporting Type: ALB
ReportingType | 2015 | 2020 | 2025 | 2030 | 2035 | 2040
BM | 0 | 0 | 0 | 0 | 0 | 0
CC | 0 | 0 | 0 | 0 | 0 | 0
CSP | 0 | 0 | 0 | 0 | 0 | 0
CT | 0 | 0 | 0 | 0 | 0 | 0
Coal | 0 | 0 | 0 | 0 | 0 | 0
Geo | 0 | 0 | 0 | 0 | 0 | 0
H | 0 | 0 | 0 | 0 | 0 | 0
LFG | 0 | 0 | 0 | 0 | 0 | 0
Nuc | 0 | 0 | 0 | 0 | 0 | 0
PS | 0 | 0 | 0 | 0 | 0 | 0
PV | 0 | 0 | 0 | 0 | 0 | 0
PeakG | 0 | 0 | 0 | 0 | 0 | 0
PeakO | 0 | 0 | 0 | 0 | 0 | 0
ST | 0 | 0 | 0 | 0 | 0 | 0
STOG | 0 | 0 | 0 | 0 | 0 | 0
STWD | 0 | 0 | 0 | 0 | 0 | 0
WT | 0 | 0 | 0 | 0 | 0 | 0
IGCC | 0 | 0 | 0 | 0 | 0 | 0
DemandResponse | 0 | 0 | 0 | 0 | 0 | 0
IGCC-CCS | 0 | 0 | 0 | 0 | 0 | 0
WT_off | 0 | 0 | 0 | 0 | 0 | 0
PseudoUnit | 0 | 0 | 0 | 0 | 0 | 0
FixedInterchange | 0 | 0 | 0 | 0 | 0 | 0
Emission Cost by Reporting Type: BC
ReportingType | 2015 | 2020 | 2025 | 2030 | 2035 | 2040
BM | 0 | 0 | 0 | 0 | 0 | 0
CC | 0 | 0 | 0 | 0 | 0 | 0
CSP | 0 | 0 | 0 | 0 | 0 | 0
CT | 0 | 0 | 0 | 0 | 0 | 0
Coal | 0 | 0 | 0 | 0 | 0 | 0
Geo | 0 | 0 | 0 | 0 | 0 | 0
H | 0 | 0 | 0 | 0 | 0 | 0
LFG | 0 | 0 | 0 | 0 | 0 | 0
Nuc | 0 | 0 | 0 | 0 | 0 | 0
PS | 0 | 0 | 0 | 0 | 0 | 0
PV | 0 | 0 | 0 | 0 | 0 | 0
PeakG | 0 | 0 | 0 | 0 | 0 | 0
PeakO | 0 | 0 | 0 | 0 | 0 | 0
ST | 0 | 0 | 0 | 0 | 0 | 0
STOG | 0 | 0 | 0 | 0 | 0 | 0
STWD | 0 | 0 | 0 | 0 | 0 | 0
WT | 0 | 0 | 0 | 0 | 0 | 0
IGCC | 0 | 0 | 0 | 0 | 0 | 0
DemandResponse | 0 | 0 | 0 | 0 | 0 | 0
IGCC-CCS | 0 | 0 | 0 | 0 | 0 | 0
WT_off | 0 | 0 | 0 | 0 | 0 | 0
PseudoUnit | 0 | 0 | 0 | 0 | 0 | 0
FixedInterchange | 0 | 0 | 0 | 0 | 0 | 0
Emission Cost by Reporting Type: HQ_IESO
ReportingType | 2015 | 2020 | 2025 | 2030 | 2035 | 2040
BM | 0 | 0 | 0 | 0 | 0 | 0
CC | 0 | 0 | 0 | 0 | 0 | 0
CSP | 0 | 0 | 0 | 0 | 0 | 0
CT | 0 | 0 | 0 | 0 | 0 | 0
Coal | 0 | 0 | 0 | 0 | 0 | 0
Geo | 0 | 0 | 0 | 0 | 0 | 0
H | 0 | 0 | 0 | 0 | 0 | 0
LFG | 0 | 0 | 0 | 0 | 0 | 0
Nuc | 0 | 0 | 0 | 0 | 0 | 0
PS | 0 | 0 | 0 | 0 | 0 | 0
PV | 0 | 0 | 0 | 0 | 0 | 0
PeakG | 0 | 0 | 0 | 0 | 0 | 0
PeakO | 0 | 0 | 0 | 0 | 0 | 0
ST | 0 | 0 | 0 | 0 | 0 | 0
STOG | 0 | 0 | 0 | 0 | 0 | 0
STWD | 0 | 0 | 0 | 0 | 0 | 0
WT | 0 | 0 | 0 | 0 | 0 | 0
IGCC | 0 | 0 | 0 | 0 | 0 | 0
DemandResponse | 0 | 0 | 0 | 0 | 0 | 0
IGCC-CCS | 0 | 0 | 0 | 0 | 0 | 0
WT_off | 0 | 0 | 0 | 0 | 0 | 0
PseudoUnit | 0 | 0 | 0 | 0 | 0 | 0
FixedInterchange | 0 | 0 | 0 | 0 | 0 | 0
Emission Cost by Reporting Type: HQ_NEISO
ReportingType | 2015 | 2020 | 2025 | 2030 | 2035 | 2040
BM | 0 | 0 | 0 | 0 | 0 | 0
CC | 0 | 0 | 0 | 0 | 0 | 0
CSP | 0 | 0 | 0 | 0 | 0 | 0
CT | 0 | 0 | 0 | 0 | 0 | 0
Coal | 0 | 0 | 0 | 0 | 0 | 0
Geo | 0 | 0 | 0 | 0 | 0 | 0
H | 0 | 0 | 0 | 0 | 0 | 0
LFG | 0 | 0 | 0 | 0 | 0 | 0
Nuc | 0 | 0 | 0 | 0 | 0 | 0
PS | 0 | 0 | 0 | 0 | 0 | 0
PV | 0 | 0 | 0 | 0 | 0 | 0
PeakG | 0 | 0 | 0 | 0 | 0 | 0
PeakO | 0 | 0 | 0 | 0 | 0 | 0
ST | 0 | 0 | 0 | 0 | 0 | 0
STOG | 0 | 0 | 0 | 0 | 0 | 0
STWD | 0 | 0 | 0 | 0 | 0 | 0
WT | 0 | 0 | 0 | 0 | 0 | 0
IGCC | 0 | 0 | 0 | 0 | 0 | 0
DemandResponse | 0 | 0 | 0 | 0 | 0 | 0
IGCC-CCS | 0 | 0 | 0 | 0 | 0 | 0
WT_off | 0 | 0 | 0 | 0 | 0 | 0
PseudoUnit | 0 | 0 | 0 | 0 | 0 | 0
FixedInterchange | 0 | 0 | 0 | 0 | 0 | 0
Emission Cost by Reporting Type: HQ_NY
ReportingType | 2015 | 2020 | 2025 | 2030 | 2035 | 2040
BM | 0 | 0 | 0 | 0 | 0 | 0
CC | 0 | 0 | 0 | 0 | 0 | 0
CSP | 0 | 0 | 0 | 0 | 0 | 0
CT | 0 | 0 | 0 | 0 | 0 | 0
Coal | 0 | 0 | 0 | 0 | 0 | 0
Geo | 0 | 0 | 0 | 0 | 0 | 0
H | 0 | 0 | 0 | 0 | 0 | 0
LFG | 0 | 0 | 0 | 0 | 0 | 0
Nuc | 0 | 0 | 0 | 0 | 0 | 0
PS | 0 | 0 | 0 | 0 | 0 | 0
PV | 0 | 0 | 0 | 0 | 0 | 0
PeakG | 0 | 0 | 0 | 0 | 0 | 0
PeakO | 0 | 0 | 0 | 0 | 0 | 0
ST | 0 | 0 | 0 | 0 | 0 | 0
STOG | 0 | 0 | 0 | 0 | 0 | 0
STWD | 0 | 0 | 0 | 0 | 0 | 0
WT | 0 | 0 | 0 | 0 | 0 | 0
IGCC | 0 | 0 | 0 | 0 | 0 | 0
DemandResponse | 0 | 0 | 0 | 0 | 0 | 0
IGCC-CCS | 0 | 0 | 0 | 0 | 0 | 0
WT_off | 0 | 0 | 0 | 0 | 0 | 0
PseudoUnit | 0 | 0 | 0 | 0 | 0 | 0
FixedInterchange | 0 | 0 | 0 | 0 | 0 | 0
Emission Cost by Reporting Type: MARITIMES
ReportingType | 2015 | 2020 | 2025 | 2030 | 2035 | 2040
BM | 0 | 0 | 0 | 0 | 0 | 0
CC | 0 | 0 | 0 | 0 | 0 | 0
CSP | 0 | 0 | 0 | 0 | 0 | 0
CT | 0 | 0 | 0 | 0 | 0 | 0
Coal | 0 | 0 | 0 | 0 | 0 | 0
Geo | 0 | 0 | 0 | 0 | 0 | 0
H | 0 | 0 | 0 | 0 | 0 | 0
LFG | 0 | 0 | 0 | 0 | 0 | 0
Nuc | 0 | 0 | 0 | 0 | 0 | 0
PS | 0 | 0 | 0 | 0 | 0 | 0
PV | 0 | 0 | 0 | 0 | 0 | 0
PeakG | 0 | 0 | 0 | 0 | 0 | 0
PeakO | 0 | 0 | 0 | 0 | 0 | 0
ST | 0 | 0 | 0 | 0 | 0 | 0
STOG | 0 | 0 | 0 | 0 | 0 | 0
STWD | 0 | 0 | 0 | 0 | 0 | 0
WT | 0 | 0 | 0 | 0 | 0 | 0
IGCC | 0 | 0 | 0 | 0 | 0 | 0
DemandResponse | 0 | 0 | 0 | 0 | 0 | 0
IGCC-CCS | 0 | 0 | 0 | 0 | 0 | 0
WT_off | 0 | 0 | 0 | 0 | 0 | 0
PseudoUnit | 0 | 0 | 0 | 0 | 0 | 0
FixedInterchange | 0 | 0 | 0 | 0 | 0 | 0
Emission Cost by Reporting Type: All
ReportingType | 2015 | 2020 | 2025 | 2030 | 2035 | 2040
BM | 0 | 0 | 0 | 0 | 0 | 0
CC | 84.77 | 98.08 | 91.61 | 72.52 | 117.84 | 138.51
CSP | 0 | 0 | 0 | 0 | 0 | 0
CT | 0 | 0.01 | 0.01 | 0.02 | 1.13 | 0.63
Coal | 14.85 | 22.7 | 25.5 | 21.62 | 27.02 | 27.02
Geo | 0 | 0 | 0 | 0 | 0 | 0
H | 0 | 0 | 0 | 0 | 0 | 0
LFG | 0 | 0 | 0 | 0 | 0 | 0
Nuc | 0 | 0 | 0 | 0 | 0 | 0
PS | 0 | 0 | 0 | 0 | 0 | 0
PV | 0 | 0 | 0 | 0 | 0 | 0
PeakG | 0.12 | 0.41 | 0.95 | 0.88 | 2.06 | 1.54
PeakO | 0 | 0 | 0 | 0 | 0 | 0
ST | 0 | 0 | 0 | 0 | 0 | 0
STOG | 1.17 | 2.23 | 3.32 | 3.45 | 3.9 | 4.44
STWD | 0 | 0 | 0 | 0 | 0 | 0
WT | 0 | 0 | 0 | 0 | 0 | 0
IGCC | 0 | 0 | 0 | 0 | 0 | 0
DemandResponse | 0 | 0 | 0 | 0 | 0 | 0
IGCC-CCS | 0 | 0 | 0 | 0 | 0 | 0
WT_off | 0 | 0 | 0 | 0 | 0 | 0
PseudoUnit | 0 | 0 | 0 | 0 | 0 | 0
FixedInterchange | 0 | 0 | 0 | 0 | 0 | 0
Emission Cost by Reporting Type: EI_US
ReportingType | 2015 | 2020 | 2025 | 2030 | 2035 | 2040
BM | 0 | 0 | 0 | 0 | 0 | 0
CC | 84.77 | 98.08 | 91.61 | 72.52 | 117.84 | 138.51
CSP | 0 | 0 | 0 | 0 | 0 | 0
CT | 0 | 0.01 | 0.01 | 0.02 | 1.13 | 0.63
Coal | 14.85 | 22.7 | 25.5 | 21.62 | 27.02 | 27.02
Geo | 0 | 0 | 0 | 0 | 0 | 0
H | 0 | 0 | 0 | 0 | 0 | 0
LFG | 0 | 0 | 0 | 0 | 0 | 0
Nuc | 0 | 0 | 0 | 0 | 0 | 0
PS | 0 | 0 | 0 | 0 | 0 | 0
PV | 0 | 0 | 0 | 0 | 0 | 0
PeakG | 0.12 | 0.41 | 0.95 | 0.88 | 2.06 | 1.54
PeakO | 0 | 0 | 0 | 0 | 0 | 0
ST | 0 | 0 | 0 | 0 | 0 | 0
STOG | 1.17 | 2.23 | 3.32 | 3.45 | 3.9 | 4.44
STWD | 0 | 0 | 0 | 0 | 0 | 0
WT | 0 | 0 | 0 | 0 | 0 | 0
IGCC | 0 | 0 | 0 | 0 | 0 | 0
DemandResponse | 0 | 0 | 0 | 0 | 0 | 0
IGCC-CCS | 0 | 0 | 0 | 0 | 0 | 0
WT_off | 0 | 0 | 0 | 0 | 0 | 0
PseudoUnit | 0 | 0 | 0 | 0 | 0 | 0
FixedInterchange | 0 | 0 | 0 | 0 | 0 | 0
Emission Cost by Reporting Type: EI_Canada
ReportingType | 2015 | 2020 | 2025 | 2030 | 2035 | 2040
BM | 0 | 0 | 0 | 0 | 0 | 0
CC | 0 | 0 | 0 | 0 | 0 | 0
CSP | 0 | 0 | 0 | 0 | 0 | 0
CT | 0 | 0 | 0 | 0 | 0 | 0
Coal | 0 | 0 | 0 | 0 | 0 | 0
Geo | 0 | 0 | 0 | 0 | 0 | 0
H | 0 | 0 | 0 | 0 | 0 | 0
LFG | 0 | 0 | 0 | 0 | 0 | 0
Nuc | 0 | 0 | 0 | 0 | 0 | 0
PS | 0 | 0 | 0 | 0 | 0 | 0
PV | 0 | 0 | 0 | 0 | 0 | 0
PeakG | 0 | 0 | 0 | 0 | 0 | 0
PeakO | 0 | 0 | 0 | 0 | 0 | 0
ST | 0 | 0 | 0 | 0 | 0 | 0
STOG | 0 | 0 | 0 | 0 | 0 | 0
STWD | 0 | 0 | 0 | 0 | 0 | 0
WT | 0 | 0 | 0 | 0 | 0 | 0
IGCC | 0 | 0 | 0 | 0 | 0 | 0
DemandResponse | 0 | 0 | 0 | 0 | 0 | 0
IGCC-CCS | 0 | 0 | 0 | 0 | 0 | 0
WT_off | 0 | 0 | 0 | 0 | 0 | 0
PseudoUnit | 0 | 0 | 0 | 0 | 0 | 0
FixedInterchange | 0 | 0 | 0 | 0 | 0 | 0
Emission Cost by Reporting Type: EI
ReportingType | 2015 | 2020 | 2025 | 2030 | 2035 | 2040
BM | 0 | 0 | 0 | 0 | 0 | 0
CC | 84.77 | 98.08 | 91.61 | 72.52 | 117.84 | 138.51
CSP | 0 | 0 | 0 | 0 | 0 | 0
CT | 0 | 0.01 | 0.01 | 0.02 | 1.13 | 0.63
Coal | 14.85 | 22.7 | 25.5 | 21.62 | 27.02 | 27.02
Geo | 0 | 0 | 0 | 0 | 0 | 0
H | 0 | 0 | 0 | 0 | 0 | 0
LFG | 0 | 0 | 0 | 0 | 0 | 0
Nuc | 0 | 0 | 0 | 0 | 0 | 0
PS | 0 | 0 | 0 | 0 | 0 | 0
PV | 0 | 0 | 0 | 0 | 0 | 0
PeakG | 0.12 | 0.41 | 0.95 | 0.88 | 2.06 | 1.54
PeakO | 0 | 0 | 0 | 0 | 0 | 0
ST | 0 | 0 | 0 | 0 | 0 | 0
STOG | 1.17 | 2.23 | 3.32 | 3.45 | 3.9 | 4.44
STWD | 0 | 0 | 0 | 0 | 0 | 0
WT | 0 | 0 | 0 | 0 | 0 | 0
IGCC | 0 | 0 | 0 | 0 | 0 | 0
DemandResponse | 0 | 0 | 0 | 0 | 0 | 0
IGCC-CCS | 0 | 0 | 0 | 0 | 0 | 0
WT_off | 0 | 0 | 0 | 0 | 0 | 0
PseudoUnit | 0 | 0 | 0 | 0 | 0 | 0
FixedInterchange | 0 | 0 | 0 | 0 | 0 | 0
Emission Cost by Reporting Type: Outside_EI
ReportingType | 2015 | 2020 | 2025 | 2030 | 2035 | 2040
BM | 0 | 0 | 0 | 0 | 0 | 0
CC | 0 | 0 | 0 | 0 | 0 | 0
CSP | 0 | 0 | 0 | 0 | 0 | 0
CT | 0 | 0 | 0 | 0 | 0 | 0
Coal | 0 | 0 | 0 | 0 | 0 | 0
Geo | 0 | 0 | 0 | 0 | 0 | 0
H | 0 | 0 | 0 | 0 | 0 | 0
LFG | 0 | 0 | 0 | 0 | 0 | 0
Nuc | 0 | 0 | 0 | 0 | 0 | 0
PS | 0 | 0 | 0 | 0 | 0 | 0
PV | 0 | 0 | 0 | 0 | 0 | 0
PeakG | 0 | 0 | 0 | 0 | 0 | 0
PeakO | 0 | 0 | 0 | 0 | 0 | 0
ST | 0 | 0 | 0 | 0 | 0 | 0
STOG | 0 | 0 | 0 | 0 | 0 | 0
STWD | 0 | 0 | 0 | 0 | 0 | 0
WT | 0 | 0 | 0 | 0 | 0 | 0
IGCC | 0 | 0 | 0 | 0 | 0 | 0
DemandResponse | 0 | 0 | 0 | 0 | 0 | 0
IGCC-CCS | 0 | 0 | 0 | 0 | 0 | 0
WT_off | 0 | 0 | 0 | 0 | 0 | 0
PseudoUnit | 0 | 0 | 0 | 0 | 0 | 0
FixedInterchange | 0 | 0 | 0 | 0 | 0 | 0
#8 | Base VOM Costs ($million)
Base VOM Costs by Reporting Type: Entergy
ReportingType | 2015 | 2020 | 2025 | 2030 | 2035 | 2040
BM | 0 | 0 | 0 | 0 | 0 | 0
CC | 157.79 | 167.16 | 73.2 | 39.05 | 42.37 | 42.34
CSP | 0 | 0 | 0 | 0 | 0 | 0
CT | 0 | 0 | 0 | 0 | 0.09 | 0.24
Coal | 233.52 | 220.27 | 186.63 | 170.2 | 193.26 | 207.01
Geo | 0 | 0 | 0 | 0 | 0 | 0
H | 0 | 0 | 0 | 0 | 0 | 0
LFG | 0 | 0 | 0 | 0.01 | 0.01 | 0.01
Nuc | 100.26 | 100.26 | 100.26 | 100.26 | 84.69 | 66.26
PS | 0 | 0 | 0 | 0 | 0 | 0
PV | 0 | 0 | 0 | 0 | 0 | 0
PeakG | 0 | 0 | 0 | 0 | 0 | 0
PeakO | 0 | 0 | 0 | 0 | 0 | 0
ST | 0 | 0 | 0 | 0 | 0 | 0
STOG | 3.66 | 3.71 | 3.59 | 1.84 | 3.59 | 3.59
STWD | 0 | 0.32 | 0.19 | 0.33 | 0.33 | 0.51
WT | 0 | 0 | 0 | 0 | 0 | 0.01
IGCC | 0 | 0 | 0 | 0 | 0 | 0
DemandResponse | 0 | 0 | 0 | 0 | 0 | 0
IGCC-CCS | 0 | 0 | 0 | 0 | 0 | 0
WT_off | 0 | 0 | 0 | 0 | 0 | 0
PseudoUnit | 0 | 0 | 0 | 0 | 0 | 0
FixedInterchange | 0 | 0 | 0 | 0 | 0 | 0
Base VOM Costs by Reporting Type: FRCC
ReportingType | 2015 | 2020 | 2025 | 2030 | 2035 | 2040
BM | 0 | 0 | 0 | 0 | 0 | 0
CC | 362.82 | 431.87 | 455.74 | 463.93 | 648.84 | 761.59
CSP | 0 | 0 | 0 | 0 | 0 | 0
CT | 8.84 | 9.5 | 9.57 | 9.38 | 9.38 | 8.7
Coal | 220.9 | 236.1 | 240.27 | 247.49 | 252.59 | 252.59
Geo | 0 | 0 | 0 | 0 | 0 | 0
H | 0 | 0 | 0 | 0 | 0 | 0
LFG | 0.04 | 0.04 | 0.06 | 0.06 | 0.06 | 0.06
Nuc | 76.4 | 76.4 | 76.4 | 76.4 | 46.53 | 15.51
PS | 0 | 0 | 0 | 0 | 0 | 0
PV | 0 | 0 | 0 | 0 | 0 | 0
PeakG | 3.65 | 4.79 | 7.93 | 8.44 | 4.44 | 3.69
PeakO | 0 | 0 | 0 | 0 | 0 | 0
ST | 0 | 0 | 0 | 0 | 0 | 0
STOG | 8.78 | 5.5 | 5.5 | 5.5 | 5.36 | 3.39
STWD | 0 | 3.24 | 3.24 | 3.24 | 3.24 | 3.24
WT | 0 | 0 | 0 | 0 | 0 | 0
IGCC | 0 | 0 | 0 | 0 | 0 | 0
DemandResponse | 0 | 0 | 0 | 0 | 0 | 0
IGCC-CCS | 0 | 0 | 0 | 0 | 0 | 0
WT_off | 0 | 0 | 0 | 0 | 0 | 0
PseudoUnit | 0 | 0 | 0 | 0 | 0 | 0
FixedInterchange | 0 | 0 | 0 | 0 | 0 | 0
Base VOM Costs by Reporting Type: MAPP_US
ReportingType | 2015 | 2020 | 2025 | 2030 | 2035 | 2040
BM | 0 | 0 | 0 | 0 | 0 | 0
CC | 0.62 | 0.55 | 0.47 | 0.26 | 0.46 | 0.46
CSP | 0 | 0 | 0 | 0 | 0 | 0
CT | 0 | 0 | 0 | 0 | 0 | 0
Coal | 83.46 | 74.01 | 74.01 | 53.91 | 67.59 | 65.57
Geo | 0 | 0 | 0 | 0 | 0 | 0
H | 0 | 0 | 0 | 0 | 0 | 0
LFG | 0 | 0 | 0 | 0.01 | 0.01 | 0.01
Nuc | 0 | 0 | 0 | 0 | 0 | 0
PS | 0 | 0 | 0 | 0 | 0 | 0
PV | 0 | 0 | 0 | 0 | 0 | 0
PeakG | 0.1 | 0.08 | 0.04 | 0.02 | 0.04 | 0.17
PeakO | 0 | 0 | 0 | 0 | 0 | 0
ST | 0 | 0 | 0 | 0 | 0 | 0
STOG | 0 | 0 | 0 | 0 | 0 | 0
STWD | 0 | 0 | 0 | 0 | 0 | 0
WT | 0.07 | 0.12 | 0.12 | 0.26 | 0.29 | 0.38
IGCC | 0 | 0 | 0 | 0 | 0 | 0
DemandResponse | 0 | 0 | 0 | 0 | 0 | 0
IGCC-CCS | 0 | 0 | 0 | 0 | 0 | 0
WT_off | 0 | 0 | 0 | 0 | 0 | 0
PseudoUnit | 0 | 0 | 0 | 0 | 0 | 0
FixedInterchange | 0 | 0 | 0 | 0 | 0 | 0
Base VOM Costs by Reporting Type: MISO_IN
ReportingType | 2015 | 2020 | 2025 | 2030 | 2035 | 2040
BM | 0 | 0 | 0 | 0 | 0 | 0
CC | 10.3 | 17.12 | 10.3 | 3.94 | 7.14 | 11.87
CSP | 0 | 0 | 0 | 0 | 0 | 0
CT | 0 | 0 | 0 | 0 | 0 | 0
Coal | 330.9 | 382.26 | 376.14 | 363.99 | 392.39 | 405.4
Geo | 0 | 0 | 0 | 0 | 0 | 0
H | 0 | 0 | 0 | 0 | 0 | 0
LFG | 0 | 0 | 0.01 | 0.01 | 0.01 | 0.01
Nuc | 0 | 0 | 0 | 0 | 0 | 0
PS | 0 | 0 | 0 | 0 | 0 | 0
PV | 0 | 0 | 0.01 | 0.01 | 0.01 | 0.01
PeakG | 0.15 | 0.21 | 0.21 | 0 | 0.33 | 0.75
PeakO | 0 | 0 | 0 | 0 | 0 | 0
ST | 0 | 0 | 0 | 0 | 0 | 0
STOG | 0.13 | 0.25 | 0.25 | 0.13 | 0.25 | 0.25
STWD | 0 | 0 | 0 | 0 | 0 | 0
WT | 0.02 | 0.02 | 0.02 | 0.02 | 0.02 | 0.02
IGCC | 30.43 | 30.43 | 30.43 | 30.43 | 30.43 | 30.43
DemandResponse | 0 | 0 | 0 | 0 | 0 | 0
IGCC-CCS | 0 | 0 | 0 | 0 | 0 | 0
WT_off | 0 | 0 | 0 | 0 | 0 | 0
PseudoUnit | 0 | 0 | 0 | 0 | 0 | 0
FixedInterchange | 0 | 0 | 0 | 0 | 0 | 0
Base VOM Costs by Reporting Type: MISO_MI
ReportingType | 2015 | 2020 | 2025 | 2030 | 2035 | 2040
BM | 0 | 0 | 0 | 0 | 0 | 0
CC | 26.01 | 33.63 | 21.39 | 10.44 | 19.71 | 15.6
CSP | 0 | 0 | 0 | 0 | 0 | 0
CT | 0 | 0 | 0 | 0 | 0 | 0
Coal | 213.86 | 207.43 | 202.05 | 194.12 | 219.16 | 223.06
Geo | 0 | 0 | 0 | 0 | 0 | 0
H | 0 | 0 | 0 | 0 | 0 | 0
LFG | 0.01 | 0.02 | 0.03 | 0.03 | 0.03 | 0.03
Nuc | 34.93 | 34.93 | 34.93 | 34.93 | 20.54 | 20.54
PS | 0 | 0 | 0 | 0 | 0 | 0
PV | 0 | 0 | 0 | 0 | 0 | 0
PeakG | 0.22 | 0.25 | 0.25 | 0.03 | 0.25 | 0.31
PeakO | 0 | 0 | 0 | 0 | 0 | 0
ST | 0 | 0 | 0 | 0 | 0 | 0
STOG | 0.97 | 1.55 | 1.7 | 1.22 | 1.28 | 1.11
STWD | 0.48 | 2.71 | 2.71 | 2.71 | 2.71 | 2.71
WT | 0.06 | 0.06 | 0.06 | 0.07 | 0.07 | 0.08
IGCC | 0 | 0 | 0 | 0 | 0 | 0
DemandResponse | 0 | 0 | 0 | 0 | 0 | 0
IGCC-CCS | 0 | 0 | 0 | 0 | 0 | 0
WT_off | 0 | 0 | 0 | 0 | 0 | 0
PseudoUnit | 0 | 0 | 0 | 0 | 0 | 0
FixedInterchange | 0 | 0 | 0 | 0 | 0 | 0
Base VOM Costs by Reporting Type: MISO_MO-IL
ReportingType | 2015 | 2020 | 2025 | 2030 | 2035 | 2040
BM | 0 | 0 | 0 | 0 | 0 | 0
CC | 6.58 | 11.27 | 5.73 | 2.09 | 3.12 | 3.02
CSP | 0 | 0 | 0 | 0 | 0 | 0
CT | 0 | 0 | 0 | 0 | 0 | 0
Coal | 368.9 | 322.76 | 317.75 | 294.21 | 341.22 | 348.51
Geo | 0 | 0 | 0 | 0 | 0 | 0
H | 0 | 0.02 | 0.02 | 0.02 | 0.02 | 0.02
LFG | 0 | 0 | 0.02 | 0.02 | 0.02 | 0.02
Nuc | 41.29 | 41.29 | 41.29 | 41.29 | 41.29 | 41.29
PS | 0 | 0 | 0 | 0 | 0 | 0
PV | 0 | 0 | 0 | 0 | 0 | 0
PeakG | 2.4 | 1.72 | 0.97 | 0.36 | 0.78 | 2.86
PeakO | 0 | 0 | 0 | 0 | 0 | 0
ST | 0 | 0 | 0 | 0 | 0 | 0
STOG | 0.14 | 0.26 | 0.14 | 0.04 | 0.14 | 0.01
STWD | 0 | 0 | 0 | 0 | 0 | 0
WT | 0.02 | 0.02 | 0.02 | 0.02 | 0.02 | 0.16
IGCC | 0 | 0 | 0 | 0 | 0 | 0
DemandResponse | 0 | 0 | 0 | 0 | 0 | 0
IGCC-CCS | 0 | 0 | 0 | 0 | 0 | 0
WT_off | 0 | 0 | 0 | 0 | 0 | 0
PseudoUnit | 0 | 0 | 0 | 0 | 0 | 0
FixedInterchange | 0 | 0 | 0 | 0 | 0 | 0
Base VOM Costs by Reporting Type: MISO_W
ReportingType | 2015 | 2020 | 2025 | 2030 | 2035 | 2040
BM | 0 | 0 | 0 | 0 | 0 | 0
CC | 23.35 | 24.06 | 13.22 | 4.91 | 7.48 | 7.51
CSP | 0 | 0 | 0 | 0 | 0 | 0
CT | 0 | 0 | 0 | 0 | 0 | 0
Coal | 352.3 | 340.15 | 336.06 | 300.41 | 324.36 | 323.97
Geo | 0 | 0 | 0 | 0 | 0 | 0
H | 0 | 0 | 0 | 0 | 0 | 0
LFG | 0.02 | 0.02 | 0.02 | 0.02 | 0.02 | 0.02
Nuc | 43.67 | 43.67 | 43.67 | 43.67 | 0 | 0
PS | 0 | 0 | 0 | 0 | 0 | 0
PV | 0 | 0 | 0 | 0 | 0 | 0
PeakG | 1.07 | 0.76 | 0.31 | 0.14 | 0.18 | 0.22
PeakO | 0 | 0 | 0 | 0 | 0 | 0
ST | 0 | 0 | 0 | 0 | 0 | 0
STOG | 0.01 | 0.01 | 0 | 0 | 0 | 0
STWD | 0 | 5.21 | 1.66 | 1.99 | 1.63 | 2.03
WT | 0.32 | 0.32 | 0.46 | 1.06 | 1.06 | 1.06
IGCC | 0 | 0 | 0 | 0 | 0 | 0
DemandResponse | 0 | 0 | 0 | 0 | 0 | 0
IGCC-CCS | 0 | 0 | 0 | 0 | 0 | 0
WT_off | 0 | 0 | 0 | 0 | 0 | 0
PseudoUnit | 0 | 0 | 0 | 0 | 0 | 0
FixedInterchange | 0 | 0 | 0 | 0 | 0 | 0
Base VOM Costs by Reporting Type: MISO_WUMS
ReportingType | 2015 | 2020 | 2025 | 2030 | 2035 | 2040
BM | 0 | 0 | 0 | 0 | 0 | 0
CC | 29.22 | 40.05 | 26.15 | 8.01 | 13.32 | 12.68
CSP | 0 | 0 | 0 | 0 | 0 | 0
CT | 0 | 7.29 | 9.63 | 5.07 | 23.41 | 33.86
Coal | 113.61 | 133.92 | 128.72 | 112.14 | 156.41 | 170.18
Geo | 0 | 0 | 0 | 0 | 0 | 0
H | 0 | 0 | 0 | 0 | 0 | 0
LFG | 0.01 | 0.01 | 0.03 | 0.03 | 0.03 | 0.03
Nuc | 33.6 | 33.6 | 33.6 | 33.6 | 0 | 0
PS | 0 | 0 | 0 | 0 | 0 | 0
PV | 0 | 0 | 0 | 0 | 0 | 0
PeakG | 0.47 | 0.77 | 0.08 | 0 | 0 | 0
PeakO | 0 | 0 | 0 | 0 | 0 | 0
ST | 0 | 0 | 0 | 0 | 0 | 0
STOG | 0.01 | 0 | 0 | 0 | 0 | 0
STWD | 0 | 1.46 | 0.17 | 0.18 | 0.62 | 1.03
WT | 0.05 | 0.05 | 0.05 | 0.05 | 0.05 | 0.05
IGCC | 0 | 0 | 0 | 0 | 0 | 0
DemandResponse | 0 | 0 | 0 | 0 | 0 | 0
IGCC-CCS | 0 | 0 | 0 | 0 | 0 | 0
WT_off | 0 | 0 | 0 | 0 | 0 | 0
PseudoUnit | 0 | 0 | 0 | 0 | 0 | 0
FixedInterchange | 0 | 0 | 0 | 0 | 0 | 0
Base VOM Costs by Reporting Type: Nebraska
ReportingType | 2015 | 2020 | 2025 | 2030 | 2035 | 2040
BM | 0 | 0 | 0 | 0 | 0 | 0
CC | 2.58 | 0.92 | 0.59 | 0.33 | 0.58 | 0.57
CSP | 0 | 0 | 0 | 0 | 0 | 0
CT | 0 | 0 | 0 | 0 | 0 | 0
Coal | 117.38 | 119.05 | 90.9 | 87.48 | 85.51 | 83.17
Geo | 0 | 0 | 0 | 0 | 0 | 0
H | 0 | 0 | 0 | 0 | 0 | 0
LFG | 0 | 0 | 0 | 0.01 | 0.01 | 0.01
Nuc | 23.15 | 23.15 | 23.15 | 23.1 | 0 | 0
PS | 0 | 0 | 0 | 0 | 0 | 0
PV | 0 | 0 | 0 | 0 | 0 | 0
PeakG | 0.32 | 0 | 0 | 0 | 0 | 0
PeakO | 0 | 0 | 0 | 0 | 0 | 0
ST | 0 | 0 | 0 | 0 | 0 | 0
STOG | 0 | 0 | 0 | 0 | 0 | 0
STWD | 0 | 0 | 0 | 0 | 0 | 0
WT | 0.01 | 0.68 | 1.65 | 2.46 | 2.64 | 2.64
IGCC | 0 | 0 | 0 | 0 | 0 | 0
DemandResponse | 0 | 0 | 0 | 0 | 0 | 0
IGCC-CCS | 0 | 0 | 0 | 0 | 0 | 0
WT_off | 0 | 0 | 0 | 0 | 0 | 0
PseudoUnit | 0 | 0 | 0 | 0 | 0 | 0
FixedInterchange | 0 | 0 | 0 | 0 | 0 | 0
Base VOM Costs by Reporting Type: NEISO
ReportingType | 2015 | 2020 | 2025 | 2030 | 2035 | 2040
BM | 9.41 | 6.11 | 2.75 | 2.55 | 2.64 | 2.74
CC | 124.19 | 105.77 | 98.79 | 75.94 | 110.8 | 127.59
CSP | 0 | 0 | 0 | 0 | 0 | 0
CT | 0.03 | 0.11 | 0.11 | 0 | 0.07 | 0.1
Coal | 0.12 | 0 | 0 | 0 | 0 | 0
Geo | 0 | 0 | 0 | 0 | 0 | 0
H | 0 | 0 | 0 | 0 | 0 | 0
LFG | 0.05 | 0.05 | 0.06 | 0.06 | 0.06 | 0.06
Nuc | 85.9 | 85.9 | 85.9 | 85.9 | 62.06 | 45.84
PS | 0 | 0 | 0 | 0 | 0 | 0
PV | 0 | 0.01 | 0.01 | 0.01 | 0.01 | 0.01
PeakG | 0.25 | 0.32 | 0.32 | 0.01 | 0.32 | 0.45
PeakO | 0 | 0 | 0.01 | 0 | 0 | 0
ST | 0 | 0 | 0 | 0 | 0 | 0
STOG | 0 | 0 | 0 | 0 | 0 | 0
STWD | 10.15 | 10.15 | 5.32 | 6.67 | 6.79 | 7.17
WT | 0.01 | 0.06 | 0.12 | 0.15 | 0.17 | 0.17
IGCC | 0 | 0 | 0 | 0 | 0 | 0
DemandResponse | 0 | 0 | 0 | 0 | 0 | 0
IGCC-CCS | 0 | 0 | 0 | 0 | 0 | 0
WT_off | 0.02 | 0.02 | 0.02 | 0.02 | 0 | 0
PseudoUnit | 0 | 0 | 0 | 0 | 0 | 0
FixedInterchange | 0 | 0 | 0 | 0 | 0 | 0
Base VOM Costs by Reporting Type: NonRTO_Midwest
ReportingType | 2015 | 2020 | 2025 | 2030 | 2035 | 2040
BM | 0 | 0 | 0 | 0 | 0 | 0
CC | 0 | 5.27 | 5.27 | 4.65 | 4.02 | 6.68
CSP | 0 | 0 | 0 | 0 | 0 | 0
CT | 0 | 0 | 0 | 0 | 0 | 0
Coal | 218.85 | 247.52 | 249.94 | 250.86 | 259.6 | 262.05
Geo | 0 | 0 | 0 | 0 | 0 | 0
H | 0 | 0 | 0.04 | 0.04 | 0.04 | 0.04
LFG | 0 | 0 | 0.01 | 0.01 | 0.01 | 0.01
Nuc | 0 | 0 | 0 | 0 | 0 | 0
PS | 0 | 0 | 0 | 0 | 0 | 0
PV | 0 | 0 | 0 | 0 | 0 | 0
PeakG | 1.51 | 1.71 | 2.54 | 0.76 | 2.04 | 2.03
PeakO | 0 | 0 | 0 | 0 | 0 | 0
ST | 0 | 0 | 0 | 0 | 0 | 0
STOG | 0 | 0 | 0 | 0 | 0 | 0
STWD | 0 | 0 | 0 | 0 | 0 | 0
WT | 0 | 0 | 0 | 0 | 0 | 0
IGCC | 0 | 0 | 0 | 0 | 0 | 0
DemandResponse | 0 | 0 | 0 | 0 | 0 | 0
IGCC-CCS | 0 | 0 | 0 | 0 | 0 | 0
WT_off | 0 | 0 | 0 | 0 | 0 | 0
PseudoUnit | 0 | 0 | 0 | 0 | 0 | 0
FixedInterchange | 0 | 0 | 0 | 0 | 0 | 0
Base VOM Costs by Reporting Type: NYISO_A-F
ReportingType | 2015 | 2020 | 2025 | 2030 | 2035 | 2040
BM | 0 | 0 | 0 | 0 | 0 | 0
CC | 25.03 | 26.65 | 20.77 | 22.05 | 37.65 | 35.57
CSP | 0 | 0 | 0 | 0 | 0 | 0
CT | 0 | 0 | 0 | 0 | 0 | 0
Coal | 0 | 0 | 0 | 0 | 0 | 0
Geo | 0 | 0 | 0 | 0 | 0 | 0
H | 0 | 0 | 0 | 0 | 0 | 0
LFG | 0.02 | 0.02 | 0.02 | 0.02 | 0.02 | 0.02
Nuc | 62.23 | 62.23 | 62.23 | 50.74 | 40 | 24.24
PS | 0 | 0 | 0 | 0 | 0 | 0
PV | 0 | 0 | 0 | 0 | 0 | 0
PeakG | 0.02 | 0 | 0 | 0 | 0.05 | 0.17
PeakO | 0 | 0 | 0 | 0 | 0 | 0
ST | 0 | 0 | 0 | 0 | 0 | 0
STOG | 0 | 0 | 0 | 0 | 0 | 0
STWD | 0 | 0.02 | 0.01 | 0.21 | 0.53 | 0.55
WT | 0.11 | 0.13 | 0.13 | 0.13 | 0.13 | 0.13
IGCC | 0 | 0 | 0 | 0 | 0 | 0
DemandResponse | 0 | 0 | 0 | 0 | 0 | 0
IGCC-CCS | 0 | 0 | 0 | 0 | 0 | 0
WT_off | 0 | 0 | 0 | 0 | 0 | 0
PseudoUnit | 0 | 0 | 0 | 0 | 0 | 0
FixedInterchange | 0 | 0 | 0 | 0 | 0 | 0
Base VOM Costs by Reporting Type: NYISO_G-I
ReportingType | 2015 | 2020 | 2025 | 2030 | 2035 | 2040
BM | 0 | 0 | 0 | 0 | 0 | 0
CC | 14.09 | 15.18 | 15.73 | 13.46 | 59.72 | 130.04
CSP | 0 | 0 | 0 | 0 | 0 | 0
CT | 0 | 0 | 0 | 0 | 0 | 0
Coal | 0 | 0 | 0 | 0 | 0 | 0
Geo | 0 | 0 | 0 | 0 | 0 | 0
H | 0 | 0 | 0 | 0 | 0 | 0
LFG | 0.01 | 0.01 | 0.01 | 0.01 | 0.01 | 0.01
Nuc | 37.82 | 37.82 | 37.82 | 37.82 | 18.96 | 0.01
PS | 0 | 0 | 0 | 0 | 0 | 0
PV | 0 | 0 | 0 | 0 | 0 | 0
PeakG | 0 | 0 | 0.01 | 0 | 0 | 0
PeakO | 0 | 0 | 0 | 0 | 0 | 0
ST | 0 | 0 | 0 | 0 | 0 | 0
STOG | 0 | 0 | 0 | 0 | 0 | 0
STWD | 0 | 0 | 0 | 0 | 0 | 0
WT | 0 | 0 | 0 | 0 | 0 | 0
IGCC | 0 | 0 | 0 | 0 | 0 | 0
DemandResponse | 0 | 0 | 0 | 0 | 0 | 0
IGCC-CCS | 0 | 0 | 0 | 0 | 0 | 0
WT_off | 0 | 0 | 0 | 0 | 0 | 0
PseudoUnit | 0 | 0 | 0 | 0 | 0 | 0
FixedInterchange | 0 | 0 | 0 | 0 | 0 | 0
Base VOM Costs by Reporting Type: NYISO_J-K
ReportingType | 2015 | 2020 | 2025 | 2030 | 2035 | 2040
BM | 0 | 0 | 0 | 0 | 0 | 0
CC | 67.21 | 79.63 | 77.61 | 74.44 | 81.54 | 83.19
CSP | 0 | 0 | 0 | 0 | 0 | 0
CT | 0 | 0 | 0 | 0.11 | 1.79 | 2.89
Coal | 0 | 0 | 0 | 0 | 0 | 0
Geo | 0 | 0 | 0 | 0 | 0 | 0
H | 0 | 0 | 0 | 0 | 0 | 0
LFG | 0.01 | 0.01 | 0.01 | 0.02 | 0.02 | 0.02
Nuc | 0 | 0 | 0 | 0 | 0 | 0
PS | 0 | 0 | 0 | 0 | 0 | 0
PV | 0 | 0 | 0 | 0 | 0 | 0
PeakG | 0.44 | 1.5 | 1.93 | 2.1 | 3.89 | 5.18
PeakO | 0 | 0 | 0 | 0 | 0 | 0
ST | 0 | 0 | 0 | 0 | 0 | 0
STOG | 1.73 | 3.31 | 4.33 | 4.64 | 5.52 | 6.65
STWD | 0 | 0 | 0 | 0 | 0 | 0
WT | 0 | 0 | 0 | 0 | 0 | 0
IGCC | 0 | 0 | 0 | 0 | 0 | 0
DemandResponse | 0 | 0 | 0 | 0 | 0 | 0
IGCC-CCS | 0 | 0 | 0 | 0 | 0 | 0
WT_off | 0 | 0 | 0 | 0 | 0 | 0
PseudoUnit | 0 | 0 | 0 | 0 | 0 | 0
FixedInterchange | 0 | 0 | 0 | 0 | 0 | 0
Base VOM Costs by Reporting Type: PJM_E
ReportingType | 2015 | 2020 | 2025 | 2030 | 2035 | 2040
BM | 0.03 | 1.12 | 1.12 | 1.12 | 1.12 | 1.12
CC | 84.34 | 136.75 | 130.8 | 90.87 | 150.24 | 149.01
CSP | 0 | 0 | 0 | 0 | 0 | 0
CT | 0 | 0.01 | 0.01 | 0.05 | 7.51 | 2.26
Coal | 1.46 | 0.74 | 0.74 | 0.64 | 0.88 | 0.88
Geo | 0 | 0 | 0 | 0 | 0 | 0
H | 0 | 0 | 0 | 0 | 0 | 0
LFG | 0.04 | 0.05 | 0.05 | 0.05 | 0.05 | 0.05
Nuc | 157.37 | 146 | 146 | 146 | 104.88 | 83.17
PS | 0 | 0 | 0 | 0 | 0 | 0
PV | 0 | 0 | 0 | 0 | 0 | 0
PeakG | 0.19 | 0.67 | 4 | 4 | 7.81 | 4
PeakO | 0 | 0 | 0 | 0 | 0 | 0
ST | 0 | 0 | 0 | 0 | 0 | 0
STOG | 0.64 | 1.22 | 2.38 | 2.33 | 2.38 | 2.38
STWD | 0 | 0 | 0 | 0 | 0 | 0
WT | 0.02 | 0.02 | 0.02 | 0.02 | 0.02 | 0.02
IGCC | 0 | 0 | 0 | 0 | 0 | 0
DemandResponse | 0 | 0 | 0 | 0 | 0 | 0
IGCC-CCS | 0 | 0 | 0 | 0 | 0 | 0
WT_off | 0 | 0 | 0.04 | 0.04 | 0.04 | 0.04
PseudoUnit | 0 | 0 | 0 | 0 | 0 | 0
FixedInterchange | 0 | 0 | 0 | 0 | 0 | 0
Base VOM Costs by Reporting Type: PJM_ROM
ReportingType | 2015 | 2020 | 2025 | 2030 | 2035 | 2040
BM | 0.02 | 0.67 | 0.67 | 0.67 | 0.67 | 0.67
CC | 49.4 | 68.79 | 64.57 | 47.73 | 77.2 | 421.9
CSP | 0 | 0 | 0 | 0 | 0 | 0
CT | 0 | 0.01 | 0.03 | 0.03 | 0.06 | 0.03
Coal | 191.77 | 231.45 | 237.71 | 227.13 | 243.44 | 243.44
Geo | 0 | 0 | 0 | 0 | 0 | 0
H | 0 | 0 | 0.03 | 0.03 | 0.03 | 0.03
LFG | 0.03 | 0.05 | 0.05 | 0.05 | 0.05 | 0.05
Nuc | 93.13 | 93.13 | 93.13 | 93.13 | 61.1 | 44.47
PS | 0 | 0 | 0 | 0 | 0 | 0
PV | 0 | 0.03 | 0.04 | 0.05 | 0.05 | 0.05
PeakG | 0 | 0.4 | 0.4 | 0.12 | 2.42 | 1.27
PeakO | 0 | 0 | 0 | 0 | 0 | 0
ST | 0 | 0 | 0 | 0 | 0 | 0
STOG | 1.64 | 3.21 | 3.21 | 3.21 | 4.04 | 5.55
STWD | 0.86 | 1.16 | 1.16 | 1.16 | 1.16 | 1.16
WT | 0.03 | 0.05 | 0.18 | 0.18 | 0.18 | 0.18
IGCC | 0 | 0 | 0 | 0 | 0 | 0
DemandResponse | 0 | 0 | 0 | 0 | 0 | 0
IGCC-CCS | 0 | 0 | 0 | 0 | 0 | 0
WT_off | 0 | 0 | 0 | 0 | 0 | 0
PseudoUnit | 0 | 0 | 0 | 0 | 0 | 0
FixedInterchange | 0 | 0 | 0 | 0 | 0 | 0
Base VOM Costs by Reporting Type: PJM_ROR
ReportingType | 2015 | 2020 | 2025 | 2030 | 2035 | 2040
BM | 0 | 14.36 | 14.36 | 14.36 | 12.13 | 6.08
CC | 182.84 | 187.57 | 168.28 | 111.41 | 291.7 | 228.83
CSP | 0 | 0 | 0 | 0 | 0 | 0
CT | 0.06 | 0.06 | 0.06 | 0.06 | 4.74 | 9.26
Coal | 1331.98 | 1157.18 | 1158.17 | 1153.88 | 1164.75 | 1175.54
Geo | 0 | 0 | 0 | 0 | 0 | 0
H | 0 | 0.03 | 0.03 | 0.03 | 0.03 | 0.03
LFG | 0.05 | 0.07 | 0.09 | 0.09 | 0.09 | 0.09
Nuc | 370.54 | 370.54 | 370.54 | 354.51 | 275.46 | 185.16
PS | 0 | 0 | 0 | 0 | 0 | 0
PV | 0 | 0 | 0 | 0 | 0 | 0
PeakG | 10.82 | 13.28 | 11.98 | 12.01 | 11.61 | 11.8
PeakO | 0 | 0 | 0 | 0 | 0 | 0
ST | 0 | 0 | 0 | 0 | 0 | 0
STOG | 1.9 | 2.01 | 2.01 | 1.9 | 1.9 | 1.9
STWD | 0.19 | 3.23 | 3.23 | 3.23 | 3.23 | 3.23
WT | 0.31 | 0.31 | 0.31 | 0.36 | 0.41 | 0.47
IGCC | 0 | 0 | 0 | 0 | 0 | 0
DemandResponse | 0 | 0 | 0 | 0 | 0 | 0
IGCC-CCS | 0 | 0 | 0 | 0 | 0 | 0
WT_off | 0 | 0 | 0 | 0 | 0 | 0
PseudoUnit | 0 | 0 | 0 | 0 | 0 | 0
FixedInterchange | 0 | 0 | 0 | 0 | 0 | 0
Base VOM Costs by Reporting Type: SOCO
ReportingType | 2015 | 2020 | 2025 | 2030 | 2035 | 2040
BM | 0 | 0.19 | 0.19 | 0.72 | 0.72 | 1.29
CC | 319.91 | 320.49 | 308.16 | 265.58 | 266.16 | 232.77
CSP | 0 | 0 | 0 | 0 | 0 | 0
CT | 0 | 0 | 0 | 0 | 0 | 0
Coal | 360.39 | 405.72 | 449.92 | 471.7 | 483.07 | 730.67
Geo | 0 | 0 | 0 | 0 | 0 | 0
H | 0 | 0 | 0 | 0 | 0 | 0
LFG | 0 | 0 | 0.01 | 0.01 | 0.01 | 0.01
Nuc | 108.01 | 143 | 143 | 143 | 143 | 94.09
PS | 0 | 0 | 0 | 0 | 0 | 0
PV | 0 | 0 | 0 | 0 | 0 | 0
PeakG | 5.86 | 9.22 | 13.26 | 10.33 | 14.16 | 13.77
PeakO | 0 | 0 | 0 | 0 | 0 | 0
ST | 0 | 0 | 0 | 0 | 0 | 0
STOG | 0 | 0 | 0 | 0 | 0 | 0
STWD | 0 | 1.64 | 1.64 | 8.17 | 8.17 | 9.31
WT | 0 | 0 | 0 | 0 | 0 | 0
IGCC | 0 | 0 | 0 | 0 | 0 | 0
DemandResponse | 0 | 0 | 0 | 0 | 0 | 0
IGCC-CCS | 0 | 0 | 0 | 0 | 0 | 0
WT_off | 0 | 0 | 0 | 0 | 0 | 0
PseudoUnit | 0 | 0 | 0 | 0 | 0 | 0
FixedInterchange | 0 | 0 | 0 | 0 | 0 | 0
Base VOM Costs by Reporting Type: SPP_N
ReportingType | 2015 | 2020 | 2025 | 2030 | 2035 | 2040
BM | 0 | 0 | 0 | 0 | 0 | 0
CC | 18.61 | 3.9 | 2.27 | 1.31 | 2.27 | 2.27
CSP | 0 | 0 | 0 | 0 | 0 | 0
CT | 0 | 0 | 0 | 0 | 0 | 0
Coal | 226.74 | 220.81 | 191.09 | 136.9 | 147.1 | 142.94
Geo | 0 | 0 | 0 | 0 | 0 | 0
H | 0 | 0 | 0 | 0 | 0 | 0
LFG | 0 | 0 | 0 | 0.01 | 0.01 | 0.01
Nuc | 21.45 | 21.45 | 21.45 | 21.45 | 21.45 | 21.45
PS | 0 | 0 | 0 | 0 | 0 | 0
PV | 0 | 0 | 0 | 0 | 0 | 0
PeakG | 0 | 0 | 0 | 0 | 0 | 0
PeakO | 0 | 0 | 0 | 0 | 0 | 0
ST | 0 | 0 | 0 | 0 | 0 | 0
STOG | 0.77 | 0.24 | 0 | 0 | 0 | 0
STWD | 0 | 0 | 0 | 0 | 0 | 0
WT | 0.05 | 0.05 | 0.05 | 0.6 | 0.72 | 0.79
IGCC | 0 | 0 | 0 | 0 | 0 | 0
DemandResponse | 0 | 0 | 0 | 0 | 0 | 0
IGCC-CCS | 0 | 0 | 0 | 0 | 0 | 0
WT_off | 0 | 0 | 0 | 0 | 0 | 0
PseudoUnit | 0 | 0 | 0 | 0 | 0 | 0
FixedInterchange | 0 | 0 | 0 | 0 | 0 | 0
Base VOM Costs by Reporting Type: SPP_S
ReportingType | 2015 | 2020 | 2025 | 2030 | 2035 | 2040
BM | 0 | 0 | 0 | 0 | 0 | 0
CC | 106.31 | 53.21 | 24.83 | 14.78 | 18.21 | 19.31
CSP | 0 | 0 | 0 | 0 | 0 | 0
CT | 0 | 0 | 0 | 0 | 0 | 0
Coal | 357.9 | 291.45 | 135.07 | 74.93 | 101.16 | 108.93
Geo | 0 | 0 | 0 | 0 | 0 | 0
H | 0 | 0 | 0 | 0 | 0 | 0
LFG | 0 | 0 | 0 | 0.01 | 0.01 | 0.01
Nuc | 0 | 0 | 0 | 0 | 0 | 0
PS | 0 | 0 | 0 | 0 | 0 | 0
PV | 0 | 0 | 0 | 0 | 0 | 0
PeakG | 0 | 0 | 0 | 0 | 0 | 0
PeakO | 0 | 0 | 0 | 0 | 0 | 0
ST | 0 | 0 | 0 | 0 | 0 | 0
STOG | 7.39 | 6.91 | 2.87 | 0.11 | 2.14 | 3.48
STWD | 0 | 0.13 | 0.07 | 0.07 | 0.13 | 0.13
WT | 0.11 | 0.47 | 1.6 | 2.02 | 2.08 | 2.12
IGCC | 0 | 0 | 0 | 0 | 0 | 0
DemandResponse | 0 | 0 | 0 | 0 | 0 | 0
IGCC-CCS | 0 | 0 | 0 | 0 | 0 | 0
WT_off | 0 | 0 | 0 | 0 | 0 | 0
PseudoUnit | 0 | 0 | 0 | 0 | 0 | 0
FixedInterchange | 0 | 0 | 0 | 0 | 0 | 0
Base VOM Costs by Reporting Type: TVA
ReportingType | 2015 | 2020 | 2025 | 2030 | 2035 | 2040
BM | 0 | 0 | 0 | 0 | 0 | 0
CC | 56.04 | 60.31 | 64.3 | 78.07 | 76.12 | 66.64
CSP | 0 | 0 | 0 | 0 | 0 | 0
CT | 0 | 2.51 | 2.56 | 4.72 | 4.73 | 4.73
Coal | 321.33 | 329.35 | 332.55 | 332.55 | 354.53 | 383.05
Geo | 0 | 0 | 0 | 0 | 0 | 0
H | 0 | 0 | 0 | 0 | 0 | 0
LFG | 0 | 0 | 0.01 | 0.01 | 0.01 | 0.01
Nuc | 152.12 | 152.12 | 152.12 | 152.12 | 105.66 | 82.02
PS | 0 | 0 | 0 | 0 | 0 | 0
PV | 0 | 0 | 0 | 0 | 0 | 0
PeakG | 0 | 0 | 0 | 0 | 0 | 0
PeakO | 0 | 0 | 0 | 0 | 0 | 0
ST | 0 | 0 | 0 | 0 | 0 | 0
STOG | 0 | 0 | 0 | 0 | 0 | 0
STWD | 0 | 0.01 | 0.01 | 0.08 | 0.07 | 0.06
WT | 0 | 0 | 0 | 0 | 0 | 0
IGCC | 0 | 0 | 0 | 0 | 0 | 0
DemandResponse | 0 | 0 | 0 | 0 | 0 | 0
IGCC-CCS | 0 | 0 | 0 | 0 | 0 | 0
WT_off | 0 | 0 | 0 | 0 | 0 | 0
PseudoUnit | 0 | 0 | 0 | 0 | 0 | 0
FixedInterchange | 0 | 0 | 0 | 0 | 0 | 0
Base VOM Costs by Reporting Type: TVA_Transmission
ReportingType | 2015 | 2020 | 2025 | 2030 | 2035 | 2040
BM | 0 | 0 | 0 | 0 | 0 | 0
CC | 0 | 0 | 0 | 0 | 0 | 0
CSP | 0 | 0 | 0 | 0 | 0 | 0
CT | 0 | 0 | 0 | 0 | 0 | 0
Coal | 0 | 0 | 0 | 0 | 0 | 0
Geo | 0 | 0 | 0 | 0 | 0 | 0
H | 0 | 0 | 0 | 0 | 0 | 0
LFG | 0 | 0 | 0 | 0 | 0 | 0
Nuc | 0 | 0 | 0 | 0 | 0 | 0
PS | 0 | 0 | 0 | 0 | 0 | 0
PV | 0 | 0 | 0 | 0 | 0 | 0
PeakG | 0 | 0 | 0 | 0 | 0 | 0
PeakO | 0 | 0 | 0 | 0 | 0 | 0
ST | 0 | 0 | 0 | 0 | 0 | 0
STOG | 0 | 0 | 0 | 0 | 0 | 0
STWD | 0 | 0 | 0 | 0 | 0 | 0
WT | 0 | 0 | 0 | 0 | 0 | 0
IGCC | 0 | 0 | 0 | 0 | 0 | 0
DemandResponse | 0 | 0 | 0 | 0 | 0 | 0
IGCC-CCS | 0 | 0 | 0 | 0 | 0 | 0
WT_off | 0 | 0 | 0 | 0 | 0 | 0
PseudoUnit | 0 | 0 | 0 | 0 | 0 | 0
FixedInterchange | 0 | 0 | 0 | 0 | 0 | 0
Base VOM Costs by Reporting Type: VACAR
ReportingType | 2015 | 2020 | 2025 | 2030 | 2035 | 2040
BM | 0.03 | 8.65 | 31.8 | 34.04 | 40.88 | 46.51
CC | 160.83 | 223.45 | 185.4 | 147.47 | 278.7 | 372.11
CSP | 0 | 0 | 0 | 0 | 0 | 0
CT | 0.42 | 0.71 | 1.29 | 3.37 | 3 | 3.24
Coal | 324.64 | 343.19 | 388.75 | 412.08 | 464.1 | 478.04
Geo | 0 | 0 | 0 | 0 | 0 | 0
H | 0 | 0 | 0 | 0 | 0 | 0
LFG | 0.01 | 0.01 | 0.01 | 0.01 | 0.01 | 0.01
Nuc | 211.36 | 248.42 | 248.42 | 248.42 | 188.36 | 154
PS | 0 | 0 | 0 | 0 | 0 | 0
PV | 0 | 0 | 0 | 0 | 0 | 0
PeakG | 0.46 | 0.72 | 2.05 | 2.02 | 2.03 | 1.94
PeakO | 0 | 0 | 0 | 0 | 0 | 0
ST | 0 | 0 | 0 | 0 | 0 | 0
STOG | 0 | 0 | 0 | 0 | 0 | 0
STWD | 4.67 | 4.67 | 4.67 | 4.67 | 4.67 | 4.67
WT | 0 | 0.08 | 0.08 | 0.08 | 0.08 | 0.08
IGCC | 0 | 0 | 0 | 0 | 0 | 0
DemandResponse | 0 | 0 | 0 | 0 | 0 | 0
IGCC-CCS | 0 | 0 | 0 | 0 | 0 | 0
WT_off | 0 | 0 | 0 | 0 | 0 | 0
PseudoUnit | 0 | 0 | 0 | 0 | 0 | 0
FixedInterchange | 0 | 0 | 0 | 0 | 0 | 0
Base VOM Costs by Reporting Type: IESO
ReportingType | 2015 | 2020 | 2025 | 2030 | 2035 | 2040
BM | 0 | 0 | 0 | 0 | 0 | 0
CC | 4.09 | 2.62 | 1.85 | 1.7 | 20.2 | 67.02
CSP | 0 | 0 | 0 | 0 | 0 | 0
CT | 0 | 0 | 0 | 0 | 0.01 | 0.43
Coal | 0 | 0 | 0 | 0 | 0 | 0
Geo | 0 | 0 | 0 | 0 | 0 | 0
H | 0 | 0 | 0 | 0 | 0 | 0.02
LFG | 0.01 | 0.01 | 0.01 | 0.01 | 0.01 | 0.01
Nuc | 240.73 | 240.73 | 240.73 | 240.73 | 221.68 | 193.2
PS | 0 | 0 | 0 | 0 | 0 | 0
PV | 0 | 0 | 0 | 0 | 0 | 0
PeakG | 0 | 0 | 0 | 0 | 0 | 0.04
PeakO | 0 | 0 | 0 | 0 | 0 | 0
ST | 0 | 0 | 0 | 0 | 0 | 0
STOG | 0 | 0 | 0 | 0 | 0 | 0
STWD | 0 | 0 | 0 | 0 | 0 | 0
WT | 0.09 | 0.09 | 0.09 | 0.09 | 0.04 | 0.04
IGCC | 0 | 0 | 0 | 0 | 0 | 0
DemandResponse | 0 | 0 | 0 | 0 | 0 | 0
IGCC-CCS | 0 | 0 | 0 | 0 | 0 | 0
WT_off | 0 | 0 | 0 | 0 | 0 | 0
PseudoUnit | 0 | 0 | 0 | 0 | 0 | 0
FixedInterchange | 0 | 0 | 0 | 0 | 0 | 0
Base VOM Costs by Reporting Type: MAPP_CA
ReportingType | 2015 | 2020 | 2025 | 2030 | 2035 | 2040
BM | 0 | 0 | 0 | 0 | 0 | 0
CC | 8.33 | 5.44 | 1.33 | 0 | 0 | 0.18
CSP | 0 | 0 | 0 | 0 | 0 | 0
CT | 0 | 0 | 0 | 0 | 0 | 0
Coal | 1.27 | 2.87 | 0.01 | 0 | 0 | 0
Geo | 0 | 0 | 0 | 0 | 0 | 0
H | 0 | 0.05 | 0.15 | 0.32 | 0.32 | 0.32
LFG | 0 | 0 | 0 | 0 | 0 | 0
Nuc | 0 | 0 | 0 | 0 | 0 | 0
PS | 0 | 0 | 0 | 0 | 0 | 0
PV | 0 | 0 | 0 | 0 | 0 | 0
PeakG | 0 | 0 | 0 | 0 | 0 | 0
PeakO | 0 | 0 | 0 | 0 | 0 | 0
ST | 0 | 0 | 0 | 0 | 0 | 0
STOG | 0 | 0 | 0 | 0 | 0 | 0
STWD | 0 | 0 | 0 | 0 | 0 | 0
WT | 0.02 | 0.02 | 0.02 | 0.02 | 0.02 | 0.02
IGCC | 0 | 0 | 0 | 0 | 0 | 0
DemandResponse | 0 | 0 | 0 | 0 | 0 | 0
IGCC-CCS | 0 | 0 | 0 | 0 | 0 | 0
WT_off | 0 | 0 | 0 | 0 | 0 | 0
PseudoUnit | 0 | 0 | 0 | 0 | 0 | 0
FixedInterchange | 0 | 0 | 0 | 0 | 0 | 0
Base VOM Costs by Reporting Type: AZ_NM_SNV_Coal
ReportingType | 2015 | 2020 | 2025 | 2030 | 2035 | 2040
BM | 0 | 0 | 0 | 0 | 0 | 0
CC | 0 | 0 | 0 | 0 | 0 | 0
CSP | 0 | 0 | 0 | 0 | 0 | 0
CT | 0 | 0 | 0 | 0 | 0 | 0
Coal | 294.02 | 324.69 | 324.69 | 324.69 | 390.36 | 691.06
Geo | 0 | 0 | 0 | 0 | 0 | 0
H | 0 | 0 | 0 | 0 | 0 | 0
LFG | 0 | 0 | 0 | 0 | 0 | 0
Nuc | 0 | 0 | 0 | 0 | 0 | 0
PS | 0 | 0 | 0 | 0 | 0 | 0
PV | 0 | 0 | 0 | 0 | 0 | 0
PeakG | 0 | 0 | 0 | 0 | 0 | 0
PeakO | 0 | 0 | 0 | 0 | 0 | 0
ST | 0 | 0 | 0 | 0 | 0 | 0
STOG | 0 | 0 | 0 | 0 | 0 | 0
STWD | 0 | 0 | 0 | 0 | 0 | 0
WT | 0 | 0 | 0 | 0 | 0 | 0
IGCC | 0 | 0 | 0 | 0 | 0 | 0
DemandResponse | 0 | 0 | 0 | 0 | 0 | 0
IGCC-CCS | 0 | 0 | 0 | 0 | 0 | 0
WT_off | 0 | 0 | 0 | 0 | 0 | 0
PseudoUnit | 0 | 0 | 0 | 0 | 0 | 0
FixedInterchange | 0 | 0 | 0 | 0 | 0 | 0
Base VOM Costs by Reporting Type: AZ_NM_SNV_Gas
ReportingType | 2015 | 2020 | 2025 | 2030 | 2035 | 2040
BM | 0 | 0 | 0 | 0 | 0 | 0
CC | 254.16 | 309.02 | 307.79 | 409.12 | 408.88 | 378.21
CSP | 0 | 0 | 0 | 0 | 0 | 0
CT | 0 | 0 | 1.43 | 2.78 | 0 | 0
Coal | 0 | 0 | 0 | 0 | 0 | 0
Geo | 0 | 0 | 0 | 0 | 0 | 0
H | 0 | 0 | 0 | 0 | 0 | 0
LFG | 0 | 0 | 0 | 0 | 0 | 0
Nuc | 0 | 0 | 0 | 0 | 0 | 0
PS | 0 | 0 | 0 | 0 | 0 | 0
PV | 0 | 0 | 0 | 0 | 0 | 0
PeakG | 0 | 0 | 2.12 | 3.6 | 4.24 | 0
PeakO | 0 | 0 | 0 | 0 | 0 | 0
ST | 0 | 0 | 0 | 0 | 0 | 0
STOG | 0 | 0 | 0 | 0 | 0 | 0
STWD | 0 | 0 | 0 | 0 | 0 | 0
WT | 0 | 0 | 0 | 0 | 0 | 0
IGCC | 0 | 0 | 0 | 0 | 0 | 0
DemandResponse | 0 | 0 | 0 | 0 | 0 | 0
IGCC-CCS | 0 | 0 | 0 | 0 | 0 | 0
WT_off | 0 | 0 | 0 | 0 | 0 | 0
PseudoUnit | 0 | 0 | 0 | 0 | 0 | 0
FixedInterchange | 0 | 0 | 0 | 0 | 0 | 0
Base VOM Costs by Reporting Type: AZ_NM_SNV_NucRenew
ReportingType | 2015 | 2020 | 2025 | 2030 | 2035 | 2040
BM | 0 | 0 | 0 | 0 | 0 | 0
CC | 0 | 0 | 0 | 0 | 0 | 0
CSP | 0 | 0 | 0 | 0 | 0 | 0
CT | 0 | 0 | 0 | 0 | 0 | 0
Coal | 0 | 0 | 0 | 0 | 0 | 0
Geo | 0 | 0 | 116.31 | 116.31 | 116.31 | 116.31
H | 0 | 0 | 0 | 0 | 0 | 0
LFG | 0 | 0 | 0.01 | 0.01 | 0.01 | 0.01
Nuc | 71.66 | 71.66 | 71.66 | 71.66 | 71.66 | 71.66
PS | 0 | 0 | 0 | 0 | 0 | 0
PV | 0 | 0 | 0 | 0 | 0 | 0
PeakG | 0 | 0 | 0 | 0 | 0 | 0
PeakO | 0 | 0 | 0 | 0 | 0 | 0
ST | 0.01 | 0.03 | 0.04 | 0.04 | 0.04 | 0.04
STOG | 0 | 0 | 0 | 0 | 0 | 0
STWD | 0.43 | 0.43 | 0.43 | 0.43 | 0.43 | 0.43
WT | 0.02 | 0.02 | 0.03 | 0.04 | 0.04 | 0.04
IGCC | 0 | 0 | 0 | 0 | 0 | 0
DemandResponse | 0 | 0 | 0 | 0 | 0 | 0
IGCC-CCS | 0 | 0 | 0 | 0 | 0 | 0
WT_off | 0 | 0 | 0 | 0 | 0 | 0
PseudoUnit | 0 | 0 | 0 | 0 | 0 | 0
FixedInterchange | 0 | 0 | 0 | 0 | 0 | 0
Base VOM Costs by Reporting Type: ERCOT
ReportingType | 2015 | 2020 | 2025 | 2030 | 2035 | 2040
BM | 0 | 0.77 | 0.49 | 68.87 | 71.26 | 75.61
CC | 338.49 | 295.11 | 238.6 | 195.42 | 220.22 | 266.7
CSP | 0 | 0 | 0 | 0 | 0 | 0
CT | 0 | 0 | 0 | 0 | 0 | 0
Coal | 469.56 | 548.64 | 573.69 | 574.55 | 581.35 | 586.04
Geo | 0 | 0 | 0 | 0 | 0 | 0
H | 0 | 0 | 0 | 0.02 | 0.02 | 0.02
LFG | 0.01 | 0.01 | 0.04 | 0.04 | 0.04 | 0.04
Nuc | 94.14 | 94.14 | 94.14 | 94.14 | 94.14 | 94.14
PS | 0 | 0 | 0 | 0 | 0 | 0
PV | 0 | 0 | 0 | 0 | 0 | 0
PeakG | 0 | 0 | 0 | 0 | 0 | 0
PeakO | 0 | 0 | 0 | 0 | 0 | 0
ST | 0 | 0 | 0 | 0 | 0 | 0
STOG | 11.58 | 12.27 | 11.81 | 10.31 | 9.87 | 8.79
STWD | 0 | 0 | 0 | 0 | 0 | 0
WT | 0.32 | 0.58 | 0.87 | 1.05 | 1.08 | 1.12
IGCC | 0 | 0 | 0 | 0 | 0 | 0
DemandResponse | 0 | 0 | 0 | 0 | 0 | 0
IGCC-CCS | 0 | 0 | 0 | 0 | 0 | 0
WT_off | 0 | 0 | 0 | 0 | 0 | 0
PseudoUnit | 0 | 0 | 0 | 0 | 0 | 0
FixedInterchange | 0 | 0 | 0 | 0 | 0 | 0
Base VOM Costs by Reporting Type: NP15
ReportingType | 2015 | 2020 | 2025 | 2030 | 2035 | 2040
BM | 0 | 0 | 0 | 0 | 0 | 0
CC | 91.84 | 95 | 74.38 | 58.82 | 37.27 | 14.37
CSP | 0 | 0 | 0 | 0 | 0 | 0
CT | 0 | 0 | 0 | 0 | 0 | 0
Coal | 0.81 | 0 | 0 | 0 | 0 | 0
Geo | 0.11 | 13.44 | 48.23 | 48.23 | 48.23 | 48.23
H | 0 | 0 | 0 | 0 | 0 | 0
LFG | 0.01 | 0.06 | 0.06 | 0.06 | 0.06 | 0.06
Nuc | 42.53 | 42.53 | 42.53 | 42.53 | 42.53 | 42.53
PS | 0 | 0 | 0 | 0 | 0 | 0
PV | 0 | 0 | 0 | 0 | 0 | 0
PeakG | 0 | 0 | 0 | 0 | 0 | 0.04
PeakO | 0 | 0 | 0 | 0 | 0 | 0
ST | 0 | 0 | 0 | 0 | 0 | 0
STOG | 0.31 | 0.41 | 0.17 | 0.34 | 0.21 | 0.38
STWD | 7.35 | 7.35 | 7.35 | 7.35 | 7.35 | 7.35
WT | 0.04 | 0.04 | 0.29 | 0.36 | 0.36 | 0.36
IGCC | 0 | 0 | 0 | 0 | 0 | 0
DemandResponse | 0 | 0 | 0 | 0 | 0 | 0
IGCC-CCS | 0 | 0 | 0 | 0 | 0 | 0
WT_off | 0 | 0 | 0 | 0 | 0 | 0
PseudoUnit | 0 | 0 | 0 | 0 | 0 | 0
FixedInterchange | 0 | 0 | 0 | 0 | 0 | 0
Base VOM Costs by Reporting Type: NWPP_Coal
ReportingType | 2015 | 2020 | 2025 | 2030 | 2035 | 2040
BM | 0 | 0 | 0 | 0 | 0 | 0
CC | 0 | 0 | 0 | 0 | 0 | 0
CSP | 0 | 0 | 0 | 0 | 0 | 0
CT | 0 | 0 | 0 | 0 | 0 | 0
Coal | 368.81 | 406.83 | 406.83 | 406.83 | 406.83 | 406.83
Geo | 0 | 0 | 0 | 0 | 0 | 0
H | 0 | 0 | 0 | 0 | 0 | 0
LFG | 0 | 0 | 0 | 0 | 0 | 0
Nuc | 0 | 0 | 0 | 0 | 0 | 0
PS | 0 | 0 | 0 | 0 | 0 | 0
PV | 0 | 0 | 0 | 0 | 0 | 0
PeakG | 0 | 0 | 0 | 0 | 0 | 0
PeakO | 0 | 0 | 0 | 0 | 0 | 0
ST | 0 | 0 | 0 | 0 | 0 | 0
STOG | 0 | 0 | 0 | 0 | 0 | 0
STWD | 0 | 0 | 0 | 0 | 0 | 0
WT | 0 | 0 | 0 | 0 | 0 | 0
IGCC | 0 | 0 | 0 | 0 | 0 | 0
DemandResponse | 0 | 0 | 0 | 0 | 0 | 0
IGCC-CCS | 0 | 0 | 0 | 0 | 0 | 0
WT_off | 0 | 0 | 0 | 0 | 0 | 0
PseudoUnit | 0 | 0 | 0 | 0 | 0 | 0
FixedInterchange | 0 | 0 | 0 | 0 | 0 | 0
Base VOM Costs by Reporting Type: NWPP_Gas
ReportingType | 2015 | 2020 | 2025 | 2030 | 2035 | 2040
BM | 0 | 0 | 0 | 0 | 0 | 0
CC | 122.48 | 122.48 | 122.48 | 205.43 | 327.96 | 332.98
CSP | 0 | 0 | 0 | 0 | 0 | 0
CT | 0 | 0 | 0 | 0 | 0 | 0
Coal | 0 | 0 | 0 | 0 | 0 | 13.92
Geo | 0 | 0 | 0 | 0 | 0 | 0
H | 0 | 0 | 0 | 0 | 0 | 0
LFG | 0 | 0 | 0 | 0 | 0 | 0
Nuc | 0 | 0 | 0 | 0 | 0 | 0
PS | 0 | 0 | 0 | 0 | 0 | 0
PV | 0 | 0 | 0 | 0 | 0 | 0
PeakG | 0 | 0 | 0 | 0 | 0 | 0
PeakO | 0 | 0 | 0 | 0 | 0 | 0
ST | 0 | 0 | 0 | 0 | 0 | 0
STOG | 0 | 0 | 0 | 0 | 0 | 0
STWD | 0 | 0 | 0 | 0 | 0 | 0
WT | 0 | 0 | 0 | 0 | 0 | 0
IGCC | 0 | 0 | 0 | 0 | 0 | 0
DemandResponse | 0 | 0 | 0 | 0 | 0 | 0
IGCC-CCS | 0 | 0 | 0 | 0 | 0 | 0
WT_off | 0 | 0 | 0 | 0 | 0 | 0
PseudoUnit | 0 | 0 | 0 | 0 | 0 | 0
FixedInterchange | 0 | 0 | 0 | 0 | 0 | 0
Base VOM Costs by Reporting Type: NWPP_NucRenew
ReportingType | 2015 | 2020 | 2025 | 2030 | 2035 | 2040
BM | 0 | 0 | 0 | 0 | 0 | 0
CC | 0 | 0 | 0 | 0 | 0 | 0
CSP | 0 | 0 | 0 | 0 | 0 | 0
CT | 0 | 0 | 0 | 0 | 0 | 0
Coal | 0 | 0 | 0 | 0 | 0 | 0
Geo | 6.93 | 6.93 | 41.74 | 41.74 | 41.74 | 41.74
H | 0 | 0 | 0 | 0 | 0 | 0
LFG | 0.01 | 0.01 | 0.03 | 0.03 | 0.03 | 0.03
Nuc | 20.91 | 20.91 | 20.91 | 20.91 | 20.91 | 20.91
PS | 0 | 0 | 0 | 0 | 0 | 0
PV | 0 | 0 | 0 | 0 | 0 | 0
PeakG | 0 | 0 | 0 | 0 | 0 | 0
PeakO | 0 | 0 | 0 | 0 | 0 | 0
ST | 0 | 0 | 0 | 0 | 0 | 0
STOG | 0 | 0 | 0 | 0 | 0 | 0
STWD | 0 | 0.19 | 3.23 | 6.31 | 6.31 | 6.31
WT | 0.19 | 0.19 | 0.19 | 0.19 | 0.19 | 0.19
IGCC | 0 | 0 | 0 | 0 | 0 | 0
DemandResponse | 0 | 0 | 0 | 0 | 0 | 0
IGCC-CCS | 0 | 0 | 0 | 0 | 0 | 0
WT_off | 0 | 0 | 0 | 0 | 0 | 0
PseudoUnit | 0 | 0 | 0 | 0 | 0 | 0
FixedInterchange | 0 | 0 | 0 | 0 | 0 | 0
Base VOM Costs by Reporting Type: RMPA
ReportingType | 2015 | 2020 | 2025 | 2030 | 2035 | 2040
BM | 0 | 0 | 0 | 0 | 0 | 0
CC | 12.3 | 18.89 | 5.53 | 7.39 | 6.1 | 6.64
CSP | 0 | 0 | 0 | 0 | 0 | 0
CT | 0 | 0 | 0 | 0 | 0 | 0
Coal | 211.72 | 226.81 | 212.24 | 212.6 | 249.71 | 290.23
Geo | 0 | 36.8 | 204.16 | 206.14 | 206.14 | 206.14
H | 0 | 0 | 0 | 0 | 0 | 0
LFG | 0 | 0 | 0 | 0 | 0 | 0
Nuc | 0 | 0 | 0 | 0 | 0 | 0
PS | 0 | 0 | 0 | 0 | 0 | 0
PV | 0 | 0 | 0 | 0 | 0 | 0
PeakG | 0.03 | 0.12 | 0 | 0.3 | 0.05 | 0.12
PeakO | 0 | 0 | 0 | 0 | 0 | 0
ST | 0 | 0.01 | 0.01 | 0.01 | 0.01 | 0.01
STOG | 0 | 0 | 0 | 0 | 0 | 0
STWD | 0 | 0 | 0 | 0 | 0 | 0
WT | 0.07 | 0.07 | 0.07 | 0.07 | 0.07 | 0.07
IGCC | 0 | 0 | 0 | 0 | 0 | 0
DemandResponse | 0 | 0 | 0 | 0 | 0 | 0
IGCC-CCS | 0 | 0 | 0 | 0 | 0 | 0
WT_off | 0 | 0 | 0 | 0 | 0 | 0
PseudoUnit | 0 | 0 | 0 | 0 | 0 | 0
FixedInterchange | 0 | 0 | 0 | 0 | 0 | 0
Base VOM Costs by Reporting Type: SP15
ReportingType | 2015 | 2020 | 2025 | 2030 | 2035 | 2040
BM | 0.22 | 0.22 | 0.22 | 0.22 | 0.16 | 0.14
CC | 59.82 | 61.52 | 54.44 | 47.47 | 43.97 | 23.06
CSP | 0 | 0 | 0 | 0 | 0 | 0
CT | 0 | 0 | 0 | 0 | 0 | 0
Coal | 2.89 | 3.19 | 3.19 | 2.83 | 0 | 0
Geo | 4.1 | 120.4 | 120.4 | 120.4 | 120.4 | 120.4
H | 0 | 0 | 0 | 0 | 0 | 0
LFG | 0.02 | 0.07 | 0.07 | 0.07 | 0.07 | 0.07
Nuc | 41.61 | 41.61 | 41.61 | 41.61 | 41.61 | 41.61
PS | 0 | 0 | 0 | 0 | 0 | 0
PV | 0 | 0 | 0 | 0 | 0 | 0
PeakG | 0 | 0 | 0 | 0 | 0.03 | 0
PeakO | 0 | 0 | 0 | 0 | 0 | 0
ST | 0.02 | 0.02 | 0.02 | 0.02 | 0.02 | 0.02
STOG | 0.52 | 0.83 | 0.53 | 0.94 | 1.9 | 1.15
STWD | 1.98 | 1.98 | 1.98 | 1.98 | 1.98 | 1.98
WT | 0.07 | 0.07 | 0.07 | 0.07 | 0.07 | 0.07
IGCC | 0 | 0 | 0 | 0 | 0 | 0
DemandResponse | 0 | 0 | 0 | 0 | 0 | 0
IGCC-CCS | 0 | 0 | 0 | 0 | 0 | 0
WT_off | 0 | 0 | 0 | 0 | 0 | 0
PseudoUnit | 0 | 0 | 0 | 0 | 0 | 0
FixedInterchange | 0 | 0 | 0 | 0 | 0 | 0
Base VOM Costs by Reporting Type: ALB
ReportingType | 2015 | 2020 | 2025 | 2030 | 2035 | 2040
BM | 0 | 0 | 0 | 0 | 0 | 0
CC | 47.54 | 61.01 | 82.5 | 98.44 | 125.28 | 144.56
CSP | 0 | 0 | 0 | 0 | 0 | 0
CT | 0 | 0 | 0 | 0 | 0 | 0
Coal | 167.67 | 167.67 | 167.67 | 167.67 | 167.67 | 167.67
Geo | 0 | 0 | 0 | 0 | 0 | 0
H | 0 | 0 | 0 | 0 | 0 | 0
LFG | 0 | 0 | 0 | 0 | 0 | 0
Nuc | 0 | 0 | 0 | 0 | 0 | 0
PS | 0 | 0 | 0 | 0 | 0 | 0
PV | 0 | 0 | 0 | 0 | 0 | 0
PeakG | 0 | 0 | 0 | 0 | 0 | 0
PeakO | 0 | 0 | 0 | 0 | 0 | 0
ST | 0 | 0 | 0 | 0 | 0 | 0
STOG | 0 | 0 | 0 | 0 | 0 | 0
STWD | 0 | 0 | 0 | 0 | 0 | 0
WT | 0.02 | 0.02 | 0.02 | 0.02 | 0.02 | 0.02
IGCC | 0 | 0 | 0 | 0 | 0 | 0
DemandResponse | 0 | 0 | 0 | 0 | 0 | 0
IGCC-CCS | 0 | 0 | 0 | 0 | 0 | 0
WT_off | 0 | 0 | 0 | 0 | 0 | 0
PseudoUnit | 0 | 0 | 0 | 0 | 0 | 0
FixedInterchange | 0 | 0 | 0 | 0 | 0 | 0
Base VOM Costs by Reporting Type: BC
ReportingType | 2015 | 2020 | 2025 | 2030 | 2035 | 2040
BM | 0 | 0 | 0 | 0 | 0 | 0
CC | 34.39 | 38.93 | 52.35 | 69.95 | 88.18 | 106
CSP | 0 | 0 | 0 | 0 | 0 | 0
CT | 0 | 0 | 0 | 0 | 0 | 0
Coal | 0 | 0 | 0 | 0 | 0 | 0
Geo | 0 | 0 | 0 | 0 | 0 | 0
H | 0 | 0 | 0 | 0 | 0 | 0
LFG | 0 | 0 | 0 | 0 | 0 | 0
Nuc | 0 | 0 | 0 | 0 | 0 | 0
PS | 0 | 0 | 0 | 0 | 0 | 0
PV | 0 | 0 | 0 | 0 | 0 | 0
PeakG | 0 | 0 | 0 | 0 | 0 | 0
PeakO | 0 | 0 | 0 | 0 | 0 | 0
ST | 0 | 0 | 0 | 0 | 0 | 0
STOG | 0 | 0 | 0 | 0 | 0 | 0
STWD | 0 | 0 | 0 | 0 | 0 | 0
WT | 0.01 | 0.01 | 0.01 | 0.01 | 0.01 | 0.01
IGCC | 0 | 0 | 0 | 0 | 0 | 0
DemandResponse | 0 | 0 | 0 | 0 | 0 | 0
IGCC-CCS | 0 | 0 | 0 | 0 | 0 | 0
WT_off | 0 | 0 | 0 | 0 | 0 | 0
PseudoUnit | 0 | 0 | 0 | 0 | 0 | 0
FixedInterchange | 0 | 0 | 0 | 0 | 0 | 0
Base VOM Costs by Reporting Type: HQ_IESO
ReportingType | 2015 | 2020 | 2025 | 2030 | 2035 | 2040
BM | 0 | 0 | 0 | 0 | 0 | 0
CC | 0 | 0 | 0 | 0 | 0 | 0
CSP | 0 | 0 | 0 | 0 | 0 | 0
CT | 0 | 0 | 0 | 0 | 0 | 0
Coal | 0 | 0 | 0 | 0 | 0 | 0
Geo | 0 | 0 | 0 | 0 | 0 | 0
H | 0 | 0 | 0 | 0 | 0 | 0
LFG | 0 | 0 | 0 | 0 | 0 | 0
Nuc | 0 | 0 | 0 | 0 | 0 | 0
PS | 0 | 0 | 0 | 0 | 0 | 0
PV | 0 | 0 | 0 | 0 | 0 | 0
PeakG | 0 | 0 | 0 | 0 | 0 | 0
PeakO | 0 | 0 | 0 | 0 | 0 | 0
ST | 0 | 0 | 0 | 0 | 0 | 0
STOG | 0 | 0 | 0 | 0 | 0 | 0
STWD | 0 | 0 | 0 | 0 | 0 | 0
WT | 0 | 0 | 0 | 0 | 0 | 0
IGCC | 0 | 0 | 0 | 0 | 0 | 0
DemandResponse | 0 | 0 | 0 | 0 | 0 | 0
IGCC-CCS | 0 | 0 | 0 | 0 | 0 | 0
WT_off | 0 | 0 | 0 | 0 | 0 | 0
PseudoUnit | 0 | 0 | 0 | 0 | 0 | 0
FixedInterchange | 0 | 0 | 0 | 0 | 0 | 0
Base VOM Costs by Reporting Type: HQ_NEISO
ReportingType | 2015 | 2020 | 2025 | 2030 | 2035 | 2040
BM | 0 | 0 | 0 | 0 | 0 | 0
CC | 0 | 0 | 0 | 0 | 0 | 0
CSP | 0 | 0 | 0 | 0 | 0 | 0
CT | 0 | 0 | 0 | 0 | 0 | 0
Coal | 0 | 0 | 0 | 0 | 0 | 0
Geo | 0 | 0 | 0 | 0 | 0 | 0
H | 0 | 0 | 0 | 0 | 0 | 0
LFG | 0 | 0 | 0 | 0 | 0 | 0
Nuc | 0 | 0 | 0 | 0 | 0 | 0
PS | 0 | 0 | 0 | 0 | 0 | 0
PV | 0 | 0 | 0 | 0 | 0 | 0
PeakG | 0 | 0 | 0 | 0 | 0 | 0
PeakO | 0 | 0 | 0 | 0 | 0 | 0
ST | 0 | 0 | 0 | 0 | 0 | 0
STOG | 0 | 0 | 0 | 0 | 0 | 0
STWD | 0 | 0 | 0 | 0 | 0 | 0
WT | 0 | 0 | 0 | 0 | 0 | 0
IGCC | 0 | 0 | 0 | 0 | 0 | 0
DemandResponse | 0 | 0 | 0 | 0 | 0 | 0
IGCC-CCS | 0 | 0 | 0 | 0 | 0 | 0
WT_off | 0 | 0 | 0 | 0 | 0 | 0
PseudoUnit | 0 | 0 | 0 | 86.83 | 86.83 | 86.83
FixedInterchange | 0 | 0 | 0 | 0 | 0 | 0
Base VOM Costs by Reporting Type: HQ_NY
ReportingType | 2015 | 2020 | 2025 | 2030 | 2035 | 2040
BM | 0 | 0 | 0 | 0 | 0 | 0
CC | 0 | 0 | 0 | 0 | 0 | 0
CSP | 0 | 0 | 0 | 0 | 0 | 0
CT | 0 | 0 | 0 | 0 | 0 | 0
Coal | 0 | 0 | 0 | 0 | 0 | 0
Geo | 0 | 0 | 0 | 0 | 0 | 0
H | 0 | 0 | 0 | 0 | 0 | 0
LFG | 0 | 0 | 0 | 0 | 0 | 0
Nuc | 0 | 0 | 0 | 0 | 0 | 0
PS | 0 | 0 | 0 | 0 | 0 | 0
PV | 0 | 0 | 0 | 0 | 0 | 0
PeakG | 0 | 0 | 0 | 0 | 0 | 0
PeakO | 0 | 0 | 0 | 0 | 0 | 0
ST | 0 | 0 | 0 | 0 | 0 | 0
STOG | 0 | 0 | 0 | 0 | 0 | 0
STWD | 0 | 0 | 0 | 0 | 0 | 0
WT | 0 | 0 | 0 | 0 | 0 | 0
IGCC | 0 | 0 | 0 | 0 | 0 | 0
DemandResponse | 0 | 0 | 0 | 0 | 0 | 0
IGCC-CCS | 0 | 0 | 0 | 0 | 0 | 0
WT_off | 0 | 0 | 0 | 0 | 0 | 0
PseudoUnit | 0 | 38.63 | 101.99 | 101.99 | 101.99 | 101.99
FixedInterchange | 0 | 0 | 0 | 0 | 0 | 0
Base VOM Costs by Reporting Type: MARITIMES
ReportingType | 2015 | 2020 | 2025 | 2030 | 2035 | 2040
BM | 0 | 0 | 0 | 0 | 0 | 0
CC | 0 | 0 | 0 | 0 | 0 | 0
CSP | 0 | 0 | 0 | 0 | 0 | 0
CT | 0 | 0 | 0 | 0 | 0 | 0
Coal | 0 | 0 | 0 | 0 | 0 | 0
Geo | 0 | 0 | 0 | 0 | 0 | 0
H | 0 | 0 | 0 | 0 | 0 | 0
LFG | 0 | 0 | 0 | 0 | 0 | 0
Nuc | 0 | 0 | 0 | 0 | 0 | 0
PS | 0 | 0 | 0 | 0 | 0 | 0
PV | 0 | 0 | 0 | 0 | 0 | 0
PeakG | 0 | 0 | 0 | 0 | 0 | 0
PeakO | 0 | 0 | 0 | 0 | 0 | 0
ST | 0 | 0 | 0 | 0 | 0 | 0
STOG | 0 | 0 | 0 | 0 | 0 | 0
STWD | 0 | 0 | 0 | 0 | 0 | 0
WT | 0 | 0 | 0 | 0 | 0 | 0
IGCC | 0 | 0 | 0 | 0 | 0 | 0
DemandResponse | 0 | 0 | 0 | 0 | 0 | 0
IGCC-CCS | 0 | 0 | 0 | 0 | 0 | 0
WT_off | 0 | 0 | 0 | 0 | 0 | 0
PseudoUnit | 0 | 17.37 | 17.37 | 17.37 | 17.37 | 17.37
FixedInterchange | 0 | 0 | 0 | 0 | 0 | 0
Base VOM Costs by Reporting Type: All
ReportingType | 2015 | 2020 | 2025 | 2030 | 2035 | 2040
BM | 9.71 | 32.1 | 51.61 | 122.57 | 129.58 | 134.15
CC | 2801.54 | 3023.62 | 2714.8 | 2574.46 | 3475.42 | 4071.23
CSP | 0 | 0 | 0 | 0 | 0 | 0
CT | 9.35 | 20.2 | 24.67 | 25.57 | 54.79 | 65.75
Coal | 6886.76 | 6944.08 | 6784.83 | 6573.8 | 7047.06 | 7760.74
Geo | 11.14 | 177.58 | 530.84 | 532.83 | 532.83 | 532.83
H | 0 | 0.1 | 0.27 | 0.46 | 0.46 | 0.48
LFG | 0.38 | 0.54 | 0.73 | 0.79 | 0.79 | 0.79
Nuc | 2164.81 | 2225.48 | 2225.48 | 2197.91 | 1706.52 | 1342.12
PS | 0 | 0 | 0 | 0 | 0 | 0
PV | 0.02 | 0.06 | 0.08 | 0.08 | 0.08 | 0.09
PeakG | 27.95 | 36.52 | 48.37 | 44.24 | 54.67 | 48.8
PeakO | 0 | 0 | 0.01 | 0 | 0 | 0
ST | 0.03 | 0.06 | 0.07 | 0.07 | 0.07 | 0.07
STOG | 40.19 | 41.67 | 38.49 | 32.5 | 38.56 | 38.63
STWD | 26.12 | 43.93 | 37.09 | 48.8 | 49.37 | 51.88
WT | 2.03 | 3.55 | 6.53 | 9.39 | 9.82 | 10.28
IGCC | 30.43 | 30.43 | 30.43 | 30.43 | 30.43 | 30.43
DemandResponse | 0 | 0 | 0 | 0 | 0 | 0
IGCC-CCS | 0 | 0 | 0 | 0 | 0 | 0
WT_off | 0.02 | 0.02 | 0.06 | 0.06 | 0.04 | 0.04
PseudoUnit | 0 | 55.99 | 119.36 | 206.18 | 206.18 | 206.18
FixedInterchange | 0 | 0 | 0 | 0 | 0 | 0
Base VOM Costs by Reporting Type: EI_US
ReportingType | 2015 | 2020 | 2025 | 2030 | 2035 | 2040
BM | 9.49 | 31.11 | 50.9 | 53.47 | 58.16 | 58.4
CC | 1828.08 | 2013.59 | 1773.55 | 1480.73 | 2197.36 | 2731.52
CSP | 0 | 0 | 0 | 0 | 0 | 0
CT | 9.35 | 20.2 | 23.25 | 22.78 | 54.78 | 65.32
Coal | 5370 | 5263.37 | 5096.5 | 4884.62 | 5251.14 | 5604.98
Geo | 0 | 0 | 0 | 0 | 0 | 0
H | 0 | 0.05 | 0.12 | 0.12 | 0.12 | 0.12
LFG | 0.32 | 0.38 | 0.52 | 0.57 | 0.57 | 0.57
Nuc | 1653.22 | 1713.9 | 1713.9 | 1686.33 | 1213.99 | 878.06
PS | 0 | 0 | 0 | 0 | 0 | 0
PV | 0 | 0.05 | 0.07 | 0.07 | 0.07 | 0.07
PeakG | 27.92 | 36.41 | 46.26 | 40.35 | 50.36 | 48.6
PeakO | 0 | 0 | 0.01 | 0 | 0 | 0
ST | 0 | 0 | 0 | 0 | 0 | 0
STOG | 27.77 | 28.16 | 25.97 | 20.91 | 26.59 | 28.31
STWD | 16.35 | 33.97 | 24.1 | 32.72 | 33.29 | 35.81
WT | 1.2 | 2.46 | 4.89 | 7.48 | 7.94 | 8.35
IGCC | 30.43 | 30.43 | 30.43 | 30.43 | 30.43 | 30.43
DemandResponse | 0 | 0 | 0 | 0 | 0 | 0
IGCC-CCS | 0 | 0 | 0 | 0 | 0 | 0
WT_off | 0.02 | 0.02 | 0.06 | 0.06 | 0.04 | 0.04
PseudoUnit | 0 | 55.99 | 119.36 | 206.18 | 206.18 | 206.18
FixedInterchange | 0 | 0 | 0 | 0 | 0 | 0
Base VOM Costs by Reporting Type: EI_Canada
ReportingType | 2015 | 2020 | 2025 | 2030 | 2035 | 2040
BM | 0 | 0 | 0 | 0 | 0 | 0
CC | 12.42 | 8.05 | 3.18 | 1.7 | 20.2 | 67.2
CSP | 0 | 0 | 0 | 0 | 0 | 0
CT | 0 | 0 | 0 | 0 | 0.01 | 0.43
Coal | 1.27 | 2.87 | 0.01 | 0 | 0 | 0
Geo | 0 | 0 | 0 | 0 | 0 | 0
H | 0 | 0.05 | 0.15 | 0.32 | 0.32 | 0.34
LFG | 0.01 | 0.01 | 0.01 | 0.01 | 0.01 | 0.01
Nuc | 240.73 | 240.73 | 240.73 | 240.73 | 221.68 | 193.2
PS | 0 | 0 | 0 | 0 | 0 | 0
PV | 0 | 0 | 0 | 0 | 0 | 0
PeakG | 0 | 0 | 0 | 0 | 0 | 0.04
PeakO | 0 | 0 | 0 | 0 | 0 | 0
ST | 0 | 0 | 0 | 0 | 0 | 0
STOG | 0 | 0 | 0 | 0 | 0 | 0
STWD | 0 | 0 | 0 | 0 | 0 | 0
WT | 0.11 | 0.11 | 0.11 | 0.11 | 0.05 | 0.05
IGCC | 0 | 0 | 0 | 0 | 0 | 0
DemandResponse | 0 | 0 | 0 | 0 | 0 | 0
IGCC-CCS | 0 | 0 | 0 | 0 | 0 | 0
WT_off | 0 | 0 | 0 | 0 | 0 | 0
PseudoUnit | 0 | 0 | 0 | 0 | 0 | 0
FixedInterchange | 0 | 0 | 0 | 0 | 0 | 0
Base VOM Costs by Reporting Type: EI
ReportingType | 2015 | 2020 | 2025 | 2030 | 2035 | 2040
BM | 9.49 | 31.11 | 50.9 | 53.47 | 58.16 | 58.4
CC | 1840.5 | 2021.64 | 1776.73 | 1482.43 | 2217.56 | 2798.72
CSP | 0 | 0 | 0 | 0 | 0 | 0
CT | 9.35 | 20.2 | 23.25 | 22.78 | 54.79 | 65.75
Coal | 5371.27 | 5266.24 | 5096.51 | 4884.62 | 5251.14 | 5604.98
Geo | 0 | 0 | 0 | 0 | 0 | 0
H | 0 | 0.1 | 0.27 | 0.44 | 0.44 | 0.46
LFG | 0.33 | 0.4 | 0.53 | 0.58 | 0.58 | 0.58
Nuc | 1893.95 | 1954.63 | 1954.63 | 1927.06 | 1435.67 | 1071.27
PS | 0 | 0 | 0 | 0 | 0 | 0
PV | 0.01 | 0.05 | 0.07 | 0.07 | 0.07 | 0.08
PeakG | 27.92 | 36.41 | 46.26 | 40.35 | 50.36 | 48.64
PeakO | 0 | 0 | 0.01 | 0 | 0 | 0
ST | 0 | 0 | 0 | 0 | 0 | 0
STOG | 27.77 | 28.16 | 25.97 | 20.91 | 26.59 | 28.31
STWD | 16.35 | 33.97 | 24.1 | 32.72 | 33.29 | 35.81
WT | 1.31 | 2.57 | 5 | 7.59 | 8 | 8.41
IGCC | 30.43 | 30.43 | 30.43 | 30.43 | 30.43 | 30.43
DemandResponse | 0 | 0 | 0 | 0 | 0 | 0
IGCC-CCS | 0 | 0 | 0 | 0 | 0 | 0
WT_off | 0.02 | 0.02 | 0.06 | 0.06 | 0.04 | 0.04
PseudoUnit | 0 | 55.99 | 119.36 | 206.18 | 206.18 | 206.18
FixedInterchange | 0 | 0 | 0 | 0 | 0 | 0
Base VOM Costs by Reporting Type: Outside_EI
ReportingType | 2015 | 2020 | 2025 | 2030 | 2035 | 2040
BM | 0.22 | 0.99 | 0.71 | 69.09 | 71.43 | 75.75
CC | 961.04 | 1001.98 | 938.08 | 1092.03 | 1257.86 | 1272.51
CSP | 0 | 0 | 0 | 0 | 0 | 0
CT | 0 | 0 | 1.43 | 2.78 | 0 | 0
Coal | 1515.49 | 1677.84 | 1688.32 | 1689.18 | 1795.92 | 2155.75
Geo | 11.13 | 177.57 | 530.84 | 532.83 | 532.83 | 532.83
H | 0 | 0 | 0 | 0.02 | 0.02 | 0.02
LFG | 0.05 | 0.14 | 0.19 | 0.2 | 0.2 | 0.2
Nuc | 270.85 | 270.85 | 270.85 | 270.85 | 270.85 | 270.85
PS | 0 | 0 | 0 | 0 | 0 | 0
PV | 0.01 | 0.01 | 0.01 | 0.01 | 0.01 | 0.01
PeakG | 0.03 | 0.12 | 2.12 | 3.9 | 4.32 | 0.16
PeakO | 0 | 0 | 0 | 0 | 0 | 0
ST | 0.03 | 0.06 | 0.07 | 0.07 | 0.07 | 0.07
STOG | 12.42 | 13.5 | 12.51 | 11.58 | 11.97 | 10.31
STWD | 9.77 | 9.96 | 12.99 | 16.07 | 16.07 | 16.07
WT | 0.72 | 0.98 | 1.53 | 1.8 | 1.83 | 1.87
IGCC | 0 | 0 | 0 | 0 | 0 | 0
DemandResponse | 0 | 0 | 0 | 0 | 0 | 0
IGCC-CCS | 0 | 0 | 0 | 0 | 0 | 0
WT_off | 0 | 0 | 0 | 0 | 0 | 0
PseudoUnit | 0 | 0 | 0 | 0 | 0 | 0
FixedInterchange | 0 | 0 | 0 | 0 | 0 | 0
#9 | Retrofit VOM Costs ($million)
Retrofit VOM Costs by Reporting Type: Entergy
ReportingType | 2015 | 2020 | 2025 | 2030 | 2035 | 2040
BM | 0 | 0 | 0 | 0 | 0 | 0
CC | 0 | 0 | 0 | 0 | 0 | 0
CSP | 0 | 0 | 0 | 0 | 0 | 0
CT | 0 | 0 | 0 | 0 | 0 | 0
Coal | 15.01 | 316.08 | 208.62 | 170.76 | 234.91 | 271.42
Geo | 0 | 0 | 0 | 0 | 0 | 0
H | 0 | 0 | 0 | 0 | 0 | 0
LFG | 0 | 0 | 0 | 0 | 0 | 0
Nuc | 0 | 0 | 0 | 0 | 0 | 0
PS | 0 | 0 | 0 | 0 | 0 | 0
PV | 0 | 0 | 0 | 0 | 0 | 0
PeakG | 0 | 0 | 0 | 0 | 0 | 0
PeakO | 0 | 0 | 0 | 0 | 0 | 0
ST | 0 | 0 | 0 | 0 | 0 | 0
STOG | 0 | 0 | 0 | 0 | 0 | 0
STWD | 0 | 0 | 0 | 0 | 0 | 0
WT | 0 | 0 | 0 | 0 | 0 | 0
IGCC | 0 | 0 | 0 | 0 | 0 | 0
DemandResponse | 0 | 0 | 0 | 0 | 0 | 0
IGCC-CCS | 0 | 0 | 0 | 0 | 0 | 0
WT_off | 0 | 0 | 0 | 0 | 0 | 0
PseudoUnit | 0 | 0 | 0 | 0 | 0 | 0
FixedInterchange | 0 | 0 | 0 | 0 | 0 | 0
Retrofit VOM Costs by Reporting Type: FRCC
ReportingType | 2015 | 2020 | 2025 | 2030 | 2035 | 2040
BM | 0 | 0 | 0 | 0 | 0 | 0
CC | 0 | 0 | 0 | 0 | 0 | 0
CSP | 0 | 0 | 0 | 0 | 0 | 0
CT | 0 | 0 | 0 | 0 | 0 | 0
Coal | 237.31 | 281.55 | 287.15 | 299.26 | 309.24 | 309.24
Geo | 0 | 0 | 0 | 0 | 0 | 0
H | 0 | 0 | 0 | 0 | 0 | 0
LFG | 0 | 0 | 0 | 0 | 0 | 0
Nuc | 0 | 0 | 0 | 0 | 0 | 0
PS | 0 | 0 | 0 | 0 | 0 | 0
PV | 0 | 0 | 0 | 0 | 0 | 0
PeakG | 0 | 0 | 0 | 0 | 0 | 0
PeakO | 0 | 0 | 0 | 0 | 0 | 0
ST | 0 | 0 | 0 | 0 | 0 | 0
STOG | 0 | 0 | 0 | 0 | 0 | 0
STWD | 0 | 0 | 0 | 0 | 0 | 0
WT | 0 | 0 | 0 | 0 | 0 | 0
IGCC | 0 | 0 | 0 | 0 | 0 | 0
DemandResponse | 0 | 0 | 0 | 0 | 0 | 0
IGCC-CCS | 0 | 0 | 0 | 0 | 0 | 0
WT_off | 0 | 0 | 0 | 0 | 0 | 0
PseudoUnit | 0 | 0 | 0 | 0 | 0 | 0
FixedInterchange | 0 | 0 | 0 | 0 | 0 | 0
Retrofit VOM Costs by Reporting Type: MAPP_US
ReportingType | 2015 | 2020 | 2025 | 2030 | 2035 | 2040
BM | 0 | 0 | 0 | 0 | 0 | 0
CC | 0 | 0 | 0 | 0 | 0 | 0
CSP | 0 | 0 | 0 | 0 | 0 | 0
CT | 0 | 0 | 0 | 0 | 0 | 0
Coal | 94.43 | 98.64 | 98.64 | 67.17 | 87.25 | 85.1
Geo | 0 | 0 | 0 | 0 | 0 | 0
H | 0 | 0 | 0 | 0 | 0 | 0
LFG | 0 | 0 | 0 | 0 | 0 | 0
Nuc | 0 | 0 | 0 | 0 | 0 | 0
PS | 0 | 0 | 0 | 0 | 0 | 0
PV | 0 | 0 | 0 | 0 | 0 | 0
PeakG | 0 | 0 | 0 | 0 | 0 | 0
PeakO | 0 | 0 | 0 | 0 | 0 | 0
ST | 0 | 0 | 0 | 0 | 0 | 0
STOG | 0 | 0 | 0 | 0 | 0 | 0
STWD | 0 | 0 | 0 | 0 | 0 | 0
WT | 0 | 0 | 0 | 0 | 0 | 0
IGCC | 0 | 0 | 0 | 0 | 0 | 0
DemandResponse | 0 | 0 | 0 | 0 | 0 | 0
IGCC-CCS | 0 | 0 | 0 | 0 | 0 | 0
WT_off | 0 | 0 | 0 | 0 | 0 | 0
PseudoUnit | 0 | 0 | 0 | 0 | 0 | 0
FixedInterchange | 0 | 0 | 0 | 0 | 0 | 0
Retrofit VOM Costs by Reporting Type: MISO_IN
ReportingType | 2015 | 2020 | 2025 | 2030 | 2035 | 2040
BM | 0 | 0 | 0 | 0 | 0 | 0
CC | 0 | 0 | 0 | 0 | 0 | 0
CSP | 0 | 0 | 0 | 0 | 0 | 0
CT | 0 | 0 | 0 | 0 | 0 | 0
Coal | 322.28 | 497.72 | 488.85 | 468.57 | 527.3 | 565.76
Geo | 0 | 0 | 0 | 0 | 0 | 0
H | 0 | 0 | 0 | 0 | 0 | 0
LFG | 0 | 0 | 0 | 0 | 0 | 0
Nuc | 0 | 0 | 0 | 0 | 0 | 0
PS | 0 | 0 | 0 | 0 | 0 | 0
PV | 0 | 0 | 0 | 0 | 0 | 0
PeakG | 0 | 0 | 0 | 0 | 0 | 0
PeakO | 0 | 0 | 0 | 0 | 0 | 0
ST | 0 | 0 | 0 | 0 | 0 | 0
STOG | 0 | 0 | 0 | 0 | 0 | 0
STWD | 0 | 0 | 0 | 0 | 0 | 0
WT | 0 | 0 | 0 | 0 | 0 | 0
IGCC | 0 | 0 | 0 | 0 | 0 | 0
DemandResponse | 0 | 0 | 0 | 0 | 0 | 0
IGCC-CCS | 0 | 0 | 0 | 0 | 0 | 0
WT_off | 0 | 0 | 0 | 0 | 0 | 0
PseudoUnit | 0 | 0 | 0 | 0 | 0 | 0
FixedInterchange | 0 | 0 | 0 | 0 | 0 | 0
Retrofit VOM Costs by Reporting Type: MISO_MI
ReportingType | 2015 | 2020 | 2025 | 2030 | 2035 | 2040
BM | 0 | 0 | 0 | 0 | 0 | 0
CC | 0 | 0 | 0 | 0 | 0 | 0
CSP | 0 | 0 | 0 | 0 | 0 | 0
CT | 0 | 0 | 0 | 0 | 0 | 0
Coal | 47.32 | 229.14 | 220.53 | 212.69 | 255.77 | 266.45
Geo | 0 | 0 | 0 | 0 | 0 | 0
H | 0 | 0 | 0 | 0 | 0 | 0
LFG | 0 | 0 | 0 | 0 | 0 | 0
Nuc | 0 | 0 | 0 | 0 | 0 | 0
PS | 0 | 0 | 0 | 0 | 0 | 0
PV | 0 | 0 | 0 | 0 | 0 | 0
PeakG | 0 | 0 | 0 | 0 | 0 | 0
PeakO | 0 | 0 | 0 | 0 | 0 | 0
ST | 0 | 0 | 0 | 0 | 0 | 0
STOG | 0 | 0 | 0 | 0 | 0 | 0
STWD | 0 | 0 | 0 | 0 | 0 | 0
WT | 0 | 0 | 0 | 0 | 0 | 0
IGCC | 0 | 0 | 0 | 0 | 0 | 0
DemandResponse | 0 | 0 | 0 | 0 | 0 | 0
IGCC-CCS | 0 | 0 | 0 | 0 | 0 | 0
WT_off | 0 | 0 | 0 | 0 | 0 | 0
PseudoUnit | 0 | 0 | 0 | 0 | 0 | 0
FixedInterchange | 0 | 0 | 0 | 0 | 0 | 0
Retrofit VOM Costs by Reporting Type: MISO_MO-IL
ReportingType | 2015 | 2020 | 2025 | 2030 | 2035 | 2040
BM | 0 | 0 | 0 | 0 | 0 | 0
CC | 0 | 0 | 0 | 0 | 0 | 0
CSP | 0 | 0 | 0 | 0 | 0 | 0
CT | 0 | 0 | 0 | 0 | 0 | 0
Coal | 128.14 | 376.18 | 362.33 | 301.25 | 433.02 | 455.54
Geo | 0 | 0 | 0 | 0 | 0 | 0
H | 0 | 0 | 0 | 0 | 0 | 0
LFG | 0 | 0 | 0 | 0 | 0 | 0
Nuc | 0 | 0 | 0 | 0 | 0 | 0
PS | 0 | 0 | 0 | 0 | 0 | 0
PV | 0 | 0 | 0 | 0 | 0 | 0
PeakG | 0 | 0 | 0 | 0 | 0 | 0
PeakO | 0 | 0 | 0 | 0 | 0 | 0
ST | 0 | 0 | 0 | 0 | 0 | 0
STOG | 0 | 0 | 0 | 0 | 0 | 0
STWD | 0 | 0 | 0 | 0 | 0 | 0
WT | 0 | 0 | 0 | 0 | 0 | 0
IGCC | 0 | 0 | 0 | 0 | 0 | 0
DemandResponse | 0 | 0 | 0 | 0 | 0 | 0
IGCC-CCS | 0 | 0 | 0 | 0 | 0 | 0
WT_off | 0 | 0 | 0 | 0 | 0 | 0
PseudoUnit | 0 | 0 | 0 | 0 | 0 | 0
FixedInterchange | 0 | 0 | 0 | 0 | 0 | 0
Retrofit VOM Costs by Reporting Type: MISO_W
ReportingType | 2015 | 2020 | 2025 | 2030 | 2035 | 2040
BM | 0 | 0 | 0 | 0 | 0 | 0
CC | 0 | 0 | 0 | 0 | 0 | 0
CSP | 0 | 0 | 0 | 0 | 0 | 0
CT | 0 | 0 | 0 | 0 | 0 | 0
Coal | 144.49 | 409.59 | 398.57 | 322.82 | 371.03 | 372.79
Geo | 0 | 0 | 0 | 0 | 0 | 0
H | 0 | 0 | 0 | 0 | 0 | 0
LFG | 0 | 0 | 0 | 0 | 0 | 0
Nuc | 0 | 0 | 0 | 0 | 0 | 0
PS | 0 | 0 | 0 | 0 | 0 | 0
PV | 0 | 0 | 0 | 0 | 0 | 0
PeakG | 0 | 0 | 0 | 0 | 0 | 0
PeakO | 0 | 0 | 0 | 0 | 0 | 0
ST | 0 | 0 | 0 | 0 | 0 | 0
STOG | 0 | 0 | 0 | 0 | 0 | 0
STWD | 0 | 0 | 0 | 0 | 0 | 0
WT | 0 | 0 | 0 | 0 | 0 | 0
IGCC | 0 | 0 | 0 | 0 | 0 | 0
DemandResponse | 0 | 0 | 0 | 0 | 0 | 0
IGCC-CCS | 0 | 0 | 0 | 0 | 0 | 0
WT_off | 0 | 0 | 0 | 0 | 0 | 0
PseudoUnit | 0 | 0 | 0 | 0 | 0 | 0
FixedInterchange | 0 | 0 | 0 | 0 | 0 | 0
Retrofit VOM Costs by Reporting Type: MISO_WUMS
ReportingType | 2015 | 2020 | 2025 | 2030 | 2035 | 2040
BM | 0 | 0 | 0 | 0 | 0 | 0
CC | 0 | 0 | 0 | 0 | 0 | 0
CSP | 0 | 0 | 0 | 0 | 0 | 0
CT | 0 | 0 | 0 | 0 | 0 | 0
Coal | 92.48 | 182.84 | 172.41 | 147.82 | 227.49 | 255.58
Geo | 0 | 0 | 0 | 0 | 0 | 0
H | 0 | 0 | 0 | 0 | 0 | 0
LFG | 0 | 0 | 0 | 0 | 0 | 0
Nuc | 0 | 0 | 0 | 0 | 0 | 0
PS | 0 | 0 | 0 | 0 | 0 | 0
PV | 0 | 0 | 0 | 0 | 0 | 0
PeakG | 0 | 0 | 0 | 0 | 0 | 0
PeakO | 0 | 0 | 0 | 0 | 0 | 0
ST | 0 | 0 | 0 | 0 | 0 | 0
STOG | 0 | 0 | 0 | 0 | 0 | 0
STWD | 0 | 0 | 0 | 0 | 0 | 0
WT | 0 | 0 | 0 | 0 | 0 | 0
IGCC | 0 | 0 | 0 | 0 | 0 | 0
DemandResponse | 0 | 0 | 0 | 0 | 0 | 0
IGCC-CCS | 0 | 0 | 0 | 0 | 0 | 0
WT_off | 0 | 0 | 0 | 0 | 0 | 0
PseudoUnit | 0 | 0 | 0 | 0 | 0 | 0
FixedInterchange | 0 | 0 | 0 | 0 | 0 | 0
Retrofit VOM Costs by Reporting Type: Nebraska
ReportingType | 2015 | 2020 | 2025 | 2030 | 2035 | 2040
BM | 0 | 0 | 0 | 0 | 0 | 0
CC | 0 | 0 | 0 | 0 | 0 | 0
CSP | 0 | 0 | 0 | 0 | 0 | 0
CT | 0 | 0 | 0 | 0 | 0 | 0
Coal | 16.57 | 120.47 | 60.76 | 58.18 | 56.78 | 55.1
Geo | 0 | 0 | 0 | 0 | 0 | 0
H | 0 | 0 | 0 | 0 | 0 | 0
LFG | 0 | 0 | 0 | 0 | 0 | 0
Nuc | 0 | 0 | 0 | 0 | 0 | 0
PS | 0 | 0 | 0 | 0 | 0 | 0
PV | 0 | 0 | 0 | 0 | 0 | 0
PeakG | 0 | 0 | 0 | 0 | 0 | 0
PeakO | 0 | 0 | 0 | 0 | 0 | 0
ST | 0 | 0 | 0 | 0 | 0 | 0
STOG | 0 | 0 | 0 | 0 | 0 | 0
STWD | 0 | 0 | 0 | 0 | 0 | 0
WT | 0 | 0 | 0 | 0 | 0 | 0
IGCC | 0 | 0 | 0 | 0 | 0 | 0
DemandResponse | 0 | 0 | 0 | 0 | 0 | 0
IGCC-CCS | 0 | 0 | 0 | 0 | 0 | 0
WT_off | 0 | 0 | 0 | 0 | 0 | 0
PseudoUnit | 0 | 0 | 0 | 0 | 0 | 0
FixedInterchange | 0 | 0 | 0 | 0 | 0 | 0
Retrofit VOM Costs by Reporting Type: NEISO
ReportingType | 2015 | 2020 | 2025 | 2030 | 2035 | 2040
BM | 0 | 0 | 0 | 0 | 0 | 0
CC | 0 | 0 | 0 | 0 | 0 | 0
CSP | 0 | 0 | 0 | 0 | 0 | 0
CT | 0 | 0 | 0 | 0 | 0 | 0
Coal | 0.16 | 0 | 0 | 0 | 0 | 0
Geo | 0 | 0 | 0 | 0 | 0 | 0
H | 0 | 0 | 0 | 0 | 0 | 0
LFG | 0 | 0 | 0 | 0 | 0 | 0
Nuc | 0 | 0 | 0 | 0 | 0 | 0
PS | 0 | 0 | 0 | 0 | 0 | 0
PV | 0 | 0 | 0 | 0 | 0 | 0
PeakG | 0 | 0 | 0 | 0 | 0 | 0
PeakO | 0 | 0 | 0 | 0 | 0 | 0
ST | 0 | 0 | 0 | 0 | 0 | 0
STOG | 0 | 0 | 0 | 0 | 0 | 0
STWD | 0 | 0 | 0 | 0 | 0 | 0
WT | 0 | 0 | 0 | 0 | 0 | 0
IGCC | 0 | 0 | 0 | 0 | 0 | 0
DemandResponse | 0 | 0 | 0 | 0 | 0 | 0
IGCC-CCS | 0 | 0 | 0 | 0 | 0 | 0
WT_off | 0 | 0 | 0 | 0 | 0 | 0
PseudoUnit | 0 | 0 | 0 | 0 | 0 | 0
FixedInterchange | 0 | 0 | 0 | 0 | 0 | 0
Retrofit VOM Costs by Reporting Type: NonRTO_Midwest
ReportingType | 2015 | 2020 | 2025 | 2030 | 2035 | 2040
BM | 0 | 0 | 0 | 0 | 0 | 0
CC | 0 | 0 | 0 | 0 | 0 | 0
CSP | 0 | 0 | 0 | 0 | 0 | 0
CT | 0 | 0 | 0 | 0 | 0 | 0
Coal | 227.97 | 299.68 | 306.63 | 309.91 | 324.76 | 332.86
Geo | 0 | 0 | 0 | 0 | 0 | 0
H | 0 | 0 | 0 | 0 | 0 | 0
LFG | 0 | 0 | 0 | 0 | 0 | 0
Nuc | 0 | 0 | 0 | 0 | 0 | 0
PS | 0 | 0 | 0 | 0 | 0 | 0
PV | 0 | 0 | 0 | 0 | 0 | 0
PeakG | 0 | 0 | 0 | 0 | 0 | 0
PeakO | 0 | 0 | 0 | 0 | 0 | 0
ST | 0 | 0 | 0 | 0 | 0 | 0
STOG | 0 | 0 | 0 | 0 | 0 | 0
STWD | 0 | 0 | 0 | 0 | 0 | 0
WT | 0 | 0 | 0 | 0 | 0 | 0
IGCC | 0 | 0 | 0 | 0 | 0 | 0
DemandResponse | 0 | 0 | 0 | 0 | 0 | 0
IGCC-CCS | 0 | 0 | 0 | 0 | 0 | 0
WT_off | 0 | 0 | 0 | 0 | 0 | 0
PseudoUnit | 0 | 0 | 0 | 0 | 0 | 0
FixedInterchange | 0 | 0 | 0 | 0 | 0 | 0
Retrofit VOM Costs by Reporting Type: NYISO_A-F
ReportingType | 2015 | 2020 | 2025 | 2030 | 2035 | 2040
BM | 0 | 0 | 0 | 0 | 0 | 0
CC | 0 | 0 | 0 | 0 | 0 | 0
CSP | 0 | 0 | 0 | 0 | 0 | 0
CT | 0 | 0 | 0 | 0 | 0 | 0
Coal | 0 | 0 | 0 | 0 | 0 | 0
Geo | 0 | 0 | 0 | 0 | 0 | 0
H | 0 | 0 | 0 | 0 | 0 | 0
LFG | 0 | 0 | 0 | 0 | 0 | 0
Nuc | 0 | 0 | 0 | 0 | 0 | 0
PS | 0 | 0 | 0 | 0 | 0 | 0
PV | 0 | 0 | 0 | 0 | 0 | 0
PeakG | 0 | 0 | 0 | 0 | 0 | 0
PeakO | 0 | 0 | 0 | 0 | 0 | 0
ST | 0 | 0 | 0 | 0 | 0 | 0
STOG | 0 | 0 | 0 | 0 | 0 | 0
STWD | 0 | 0 | 0 | 0 | 0 | 0
WT | 0 | 0 | 0 | 0 | 0 | 0
IGCC | 0 | 0 | 0 | 0 | 0 | 0
DemandResponse | 0 | 0 | 0 | 0 | 0 | 0
IGCC-CCS | 0 | 0 | 0 | 0 | 0 | 0
WT_off | 0 | 0 | 0 | 0 | 0 | 0
PseudoUnit | 0 | 0 | 0 | 0 | 0 | 0
FixedInterchange | 0 | 0 | 0 | 0 | 0 | 0
Retrofit VOM Costs by Reporting Type: NYISO_G-I
ReportingType | 2015 | 2020 | 2025 | 2030 | 2035 | 2040
BM | 0 | 0 | 0 | 0 | 0 | 0
CC | 0 | 0 | 0 | 0 | 0 | 0
CSP | 0 | 0 | 0 | 0 | 0 | 0
CT | 0 | 0 | 0 | 0 | 0 | 0
Coal | 0 | 0 | 0 | 0 | 0 | 0
Geo | 0 | 0 | 0 | 0 | 0 | 0
H | 0 | 0 | 0 | 0 | 0 | 0
LFG | 0 | 0 | 0 | 0 | 0 | 0
Nuc | 0 | 0 | 0 | 0 | 0 | 0
PS | 0 | 0 | 0 | 0 | 0 | 0
PV | 0 | 0 | 0 | 0 | 0 | 0
PeakG | 0 | 0 | 0 | 0 | 0 | 0
PeakO | 0 | 0 | 0 | 0 | 0 | 0
ST | 0 | 0 | 0 | 0 | 0 | 0
STOG | 0 | 0 | 0 | 0 | 0 | 0
STWD | 0 | 0 | 0 | 0 | 0 | 0
WT | 0 | 0 | 0 | 0 | 0 | 0
IGCC | 0 | 0 | 0 | 0 | 0 | 0
DemandResponse | 0 | 0 | 0 | 0 | 0 | 0
IGCC-CCS | 0 | 0 | 0 | 0 | 0 | 0
WT_off | 0 | 0 | 0 | 0 | 0 | 0
PseudoUnit | 0 | 0 | 0 | 0 | 0 | 0
FixedInterchange | 0 | 0 | 0 | 0 | 0 | 0
Retrofit VOM Costs by Reporting Type: NYISO_J-K
ReportingType | 2015 | 2020 | 2025 | 2030 | 2035 | 2040
BM | 0 | 0 | 0 | 0 | 0 | 0
CC | 0 | 0 | 0 | 0 | 0 | 0
CSP | 0 | 0 | 0 | 0 | 0 | 0
CT | 0 | 0 | 0 | 0 | 0 | 0
Coal | 0 | 0 | 0 | 0 | 0 | 0
Geo | 0 | 0 | 0 | 0 | 0 | 0
H | 0 | 0 | 0 | 0 | 0 | 0
LFG | 0 | 0 | 0 | 0 | 0 | 0
Nuc | 0 | 0 | 0 | 0 | 0 | 0
PS | 0 | 0 | 0 | 0 | 0 | 0
PV | 0 | 0 | 0 | 0 | 0 | 0
PeakG | 0 | 0 | 0 | 0 | 0 | 0
PeakO | 0 | 0 | 0 | 0 | 0 | 0
ST | 0 | 0 | 0 | 0 | 0 | 0
STOG | 0 | 0 | 0 | 0 | 0 | 0
STWD | 0 | 0 | 0 | 0 | 0 | 0
WT | 0 | 0 | 0 | 0 | 0 | 0
IGCC | 0 | 0 | 0 | 0 | 0 | 0
DemandResponse | 0 | 0 | 0 | 0 | 0 | 0
IGCC-CCS | 0 | 0 | 0 | 0 | 0 | 0
WT_off | 0 | 0 | 0 | 0 | 0 | 0
PseudoUnit | 0 | 0 | 0 | 0 | 0 | 0
FixedInterchange | 0 | 0 | 0 | 0 | 0 | 0
Retrofit VOM Costs by Reporting Type: PJM_E
ReportingType | 2015 | 2020 | 2025 | 2030 | 2035 | 2040
BM | 0 | 0 | 0 | 0 | 0 | 0
CC | 0 | 0 | 0 | 0 | 0 | 0
CSP | 0 | 0 | 0 | 0 | 0 | 0
CT | 0 | 0 | 0 | 0 | 0 | 0
Coal | 1.8 | 0 | 0 | 0 | 0 | 0
Geo | 0 | 0 | 0 | 0 | 0 | 0
H | 0 | 0 | 0 | 0 | 0 | 0
LFG | 0 | 0 | 0 | 0 | 0 | 0
Nuc | 0 | 0 | 0 | 0 | 0 | 0
PS | 0 | 0 | 0 | 0 | 0 | 0
PV | 0 | 0 | 0 | 0 | 0 | 0
PeakG | 0 | 0 | 0 | 0 | 0 | 0
PeakO | 0 | 0 | 0 | 0 | 0 | 0
ST | 0 | 0 | 0 | 0 | 0 | 0
STOG | 0 | 0 | 0 | 0 | 0 | 0
STWD | 0 | 0 | 0 | 0 | 0 | 0
WT | 0 | 0 | 0 | 0 | 0 | 0
IGCC | 0 | 0 | 0 | 0 | 0 | 0
DemandResponse | 0 | 0 | 0 | 0 | 0 | 0
IGCC-CCS | 0 | 0 | 0 | 0 | 0 | 0
WT_off | 0 | 0 | 0 | 0 | 0 | 0
PseudoUnit | 0 | 0 | 0 | 0 | 0 | 0
FixedInterchange | 0 | 0 | 0 | 0 | 0 | 0
Retrofit VOM Costs by Reporting Type: PJM_ROM
ReportingType | 2015 | 2020 | 2025 | 2030 | 2035 | 2040
BM | 0 | 0 | 0 | 0 | 0 | 0
CC | 0 | 0 | 0 | 0 | 0 | 0
CSP | 0 | 0 | 0 | 0 | 0 | 0
CT | 0 | 0 | 0 | 0 | 0 | 0
Coal | 187.36 | 247.06 | 253.62 | 240.78 | 262.23 | 262.23
Geo | 0 | 0 | 0 | 0 | 0 | 0
H | 0 | 0 | 0 | 0 | 0 | 0
LFG | 0 | 0 | 0 | 0 | 0 | 0
Nuc | 0 | 0 | 0 | 0 | 0 | 0
PS | 0 | 0 | 0 | 0 | 0 | 0
PV | 0 | 0 | 0 | 0 | 0 | 0
PeakG | 0 | 0 | 0 | 0 | 0 | 0
PeakO | 0 | 0 | 0 | 0 | 0 | 0
ST | 0 | 0 | 0 | 0 | 0 | 0
STOG | 0 | 0 | 0 | 0 | 0 | 0
STWD | 0 | 0 | 0 | 0 | 0 | 0
WT | 0 | 0 | 0 | 0 | 0 | 0
IGCC | 0 | 0 | 0 | 0 | 0 | 0
DemandResponse | 0 | 0 | 0 | 0 | 0 | 0
IGCC-CCS | 0 | 0 | 0 | 0 | 0 | 0
WT_off | 0 | 0 | 0 | 0 | 0 | 0
PseudoUnit | 0 | 0 | 0 | 0 | 0 | 0
FixedInterchange | 0 | 0 | 0 | 0 | 0 | 0
Retrofit VOM Costs by Reporting Type: PJM_ROR
ReportingType | 2015 | 2020 | 2025 | 2030 | 2035 | 2040
BM | 0 | 0 | 0 | 0 | 0 | 0
CC | 0 | 0 | 0 | 0 | 0 | 0
CSP | 0 | 0 | 0 | 0 | 0 | 0
CT | 0 | 0 | 0 | 0 | 0 | 0
Coal | 944.39 | 1115.22 | 1116.55 | 1108.91 | 1126.49 | 1141.93
Geo | 0 | 0 | 0 | 0 | 0 | 0
H | 0 | 0 | 0 | 0 | 0 | 0
LFG | 0 | 0 | 0 | 0 | 0 | 0
Nuc | 0 | 0 | 0 | 0 | 0 | 0
PS | 0 | 0 | 0 | 0 | 0 | 0
PV | 0 | 0 | 0 | 0 | 0 | 0
PeakG | 0 | 0 | 0 | 0 | 0 | 0
PeakO | 0 | 0 | 0 | 0 | 0 | 0
ST | 0 | 0 | 0 | 0 | 0 | 0
STOG | 0 | 0 | 0 | 0 | 0 | 0
STWD | 0 | 0 | 0 | 0 | 0 | 0
WT | 0 | 0 | 0 | 0 | 0 | 0
IGCC | 0 | 0 | 0 | 0 | 0 | 0
DemandResponse | 0 | 0 | 0 | 0 | 0 | 0
IGCC-CCS | 0 | 0 | 0 | 0 | 0 | 0
WT_off | 0 | 0 | 0 | 0 | 0 | 0
PseudoUnit | 0 | 0 | 0 | 0 | 0 | 0
FixedInterchange | 0 | 0 | 0 | 0 | 0 | 0
Retrofit VOM Costs by Reporting Type: SOCO
ReportingType | 2015 | 2020 | 2025 | 2030 | 2035 | 2040
BM | 0 | 0 | 0 | 0 | 0 | 0
CC | 0 | 0 | 0 | 0 | 0 | 0
CSP | 0 | 0 | 0 | 0 | 0 | 0
CT | 0 | 0 | 0 | 0 | 0 | 0
Coal | 347.21 | 525.73 | 589.5 | 620.38 | 621.23 | 621.23
Geo | 0 | 0 | 0 | 0 | 0 | 0
H | 0 | 0 | 0 | 0 | 0 | 0
LFG | 0 | 0 | 0 | 0 | 0 | 0
Nuc | 0 | 0 | 0 | 0 | 0 | 0
PS | 0 | 0 | 0 | 0 | 0 | 0
PV | 0 | 0 | 0 | 0 | 0 | 0
PeakG | 0 | 0 | 0 | 0 | 0 | 0
PeakO | 0 | 0 | 0 | 0 | 0 | 0
ST | 0 | 0 | 0 | 0 | 0 | 0
STOG | 0 | 0 | 0 | 0 | 0 | 0
STWD | 0 | 0 | 0 | 0 | 0 | 0
WT | 0 | 0 | 0 | 0 | 0 | 0
IGCC | 0 | 0 | 0 | 0 | 0 | 0
DemandResponse | 0 | 0 | 0 | 0 | 0 | 0
IGCC-CCS | 0 | 0 | 0 | 0 | 0 | 0
WT_off | 0 | 0 | 0 | 0 | 0 | 0
PseudoUnit | 0 | 0 | 0 | 0 | 0 | 0
FixedInterchange | 0 | 0 | 0 | 0 | 0 | 0
Retrofit VOM Costs by Reporting Type: SPP_N
ReportingType | 2015 | 2020 | 2025 | 2030 | 2035 | 2040
BM | 0 | 0 | 0 | 0 | 0 | 0
CC | 0 | 0 | 0 | 0 | 0 | 0
CSP | 0 | 0 | 0 | 0 | 0 | 0
CT | 0 | 0 | 0 | 0 | 0 | 0
Coal | 173.17 | 286.29 | 220.22 | 140.41 | 159.65 | 153.83
Geo | 0 | 0 | 0 | 0 | 0 | 0
H | 0 | 0 | 0 | 0 | 0 | 0
LFG | 0 | 0 | 0 | 0 | 0 | 0
Nuc | 0 | 0 | 0 | 0 | 0 | 0
PS | 0 | 0 | 0 | 0 | 0 | 0
PV | 0 | 0 | 0 | 0 | 0 | 0
PeakG | 0 | 0 | 0 | 0 | 0 | 0
PeakO | 0 | 0 | 0 | 0 | 0 | 0
ST | 0 | 0 | 0 | 0 | 0 | 0
STOG | 0 | 0 | 0 | 0 | 0 | 0
STWD | 0 | 0 | 0 | 0 | 0 | 0
WT | 0 | 0 | 0 | 0 | 0 | 0
IGCC | 0 | 0 | 0 | 0 | 0 | 0
DemandResponse | 0 | 0 | 0 | 0 | 0 | 0
IGCC-CCS | 0 | 0 | 0 | 0 | 0 | 0
WT_off | 0 | 0 | 0 | 0 | 0 | 0
PseudoUnit | 0 | 0 | 0 | 0 | 0 | 0
FixedInterchange | 0 | 0 | 0 | 0 | 0 | 0
Retrofit VOM Costs by Reporting Type: SPP_S
ReportingType | 2015 | 2020 | 2025 | 2030 | 2035 | 2040
BM | 0 | 0 | 0 | 0 | 0 | 0
CC | 0 | 0 | 0 | 0 | 0 | 0
CSP | 0 | 0 | 0 | 0 | 0 | 0
CT | 0 | 0 | 0 | 0 | 0 | 0
Coal | 60.79 | 585.56 | 154.78 | 86.62 | 116.11 | 128.52
Geo | 0 | 0 | 0 | 0 | 0 | 0
H | 0 | 0 | 0 | 0 | 0 | 0
LFG | 0 | 0 | 0 | 0 | 0 | 0
Nuc | 0 | 0 | 0 | 0 | 0 | 0
PS | 0 | 0 | 0 | 0 | 0 | 0
PV | 0 | 0 | 0 | 0 | 0 | 0
PeakG | 0 | 0 | 0 | 0 | 0 | 0
PeakO | 0 | 0 | 0 | 0 | 0 | 0
ST | 0 | 0 | 0 | 0 | 0 | 0
STOG | 0 | 0 | 0 | 0 | 0 | 0
STWD | 0 | 0 | 0 | 0 | 0 | 0
WT | 0 | 0 | 0 | 0 | 0 | 0
IGCC | 0 | 0 | 0 | 0 | 0 | 0
DemandResponse | 0 | 0 | 0 | 0 | 0 | 0
IGCC-CCS | 0 | 0 | 0 | 0 | 0 | 0
WT_off | 0 | 0 | 0 | 0 | 0 | 0
PseudoUnit | 0 | 0 | 0 | 0 | 0 | 0
FixedInterchange | 0 | 0 | 0 | 0 | 0 | 0
Retrofit VOM Costs by Reporting Type: TVA
ReportingType | 2015 | 2020 | 2025 | 2030 | 2035 | 2040
BM | 0 | 0 | 0 | 0 | 0 | 0
CC | 0 | 0 | 0 | 0 | 0 | 0
CSP | 0 | 0 | 0 | 0 | 0 | 0
CT | 0 | 0 | 0 | 0 | 0 | 0
Coal | 233.25 | 460.58 | 471.1 | 471.1 | 478.73 | 478.73
Geo | 0 | 0 | 0 | 0 | 0 | 0
H | 0 | 0 | 0 | 0 | 0 | 0
LFG | 0 | 0 | 0 | 0 | 0 | 0
Nuc | 0 | 0 | 0 | 0 | 0 | 0
PS | 0 | 0 | 0 | 0 | 0 | 0
PV | 0 | 0 | 0 | 0 | 0 | 0
PeakG | 0 | 0 | 0 | 0 | 0 | 0
PeakO | 0 | 0 | 0 | 0 | 0 | 0
ST | 0 | 0 | 0 | 0 | 0 | 0
STOG | 0 | 0 | 0 | 0 | 0 | 0
STWD | 0 | 0 | 0 | 0 | 0 | 0
WT | 0 | 0 | 0 | 0 | 0 | 0
IGCC | 0 | 0 | 0 | 0 | 0 | 0
DemandResponse | 0 | 0 | 0 | 0 | 0 | 0
IGCC-CCS | 0 | 0 | 0 | 0 | 0 | 0
WT_off | 0 | 0 | 0 | 0 | 0 | 0
PseudoUnit | 0 | 0 | 0 | 0 | 0 | 0
FixedInterchange | 0 | 0 | 0 | 0 | 0 | 0
Retrofit VOM Costs by Reporting Type: TVA_Transmission
ReportingType | 2015 | 2020 | 2025 | 2030 | 2035 | 2040
BM | 0 | 0 | 0 | 0 | 0 | 0
CC | 0 | 0 | 0 | 0 | 0 | 0
CSP | 0 | 0 | 0 | 0 | 0 | 0
CT | 0 | 0 | 0 | 0 | 0 | 0
Coal | 0 | 0 | 0 | 0 | 0 | 0
Geo | 0 | 0 | 0 | 0 | 0 | 0
H | 0 | 0 | 0 | 0 | 0 | 0
LFG | 0 | 0 | 0 | 0 | 0 | 0
Nuc | 0 | 0 | 0 | 0 | 0 | 0
PS | 0 | 0 | 0 | 0 | 0 | 0
PV | 0 | 0 | 0 | 0 | 0 | 0
PeakG | 0 | 0 | 0 | 0 | 0 | 0
PeakO | 0 | 0 | 0 | 0 | 0 | 0
ST | 0 | 0 | 0 | 0 | 0 | 0
STOG | 0 | 0 | 0 | 0 | 0 | 0
STWD | 0 | 0 | 0 | 0 | 0 | 0
WT | 0 | 0 | 0 | 0 | 0 | 0
IGCC | 0 | 0 | 0 | 0 | 0 | 0
DemandResponse | 0 | 0 | 0 | 0 | 0 | 0
IGCC-CCS | 0 | 0 | 0 | 0 | 0 | 0
WT_off | 0 | 0 | 0 | 0 | 0 | 0
PseudoUnit | 0 | 0 | 0 | 0 | 0 | 0
FixedInterchange | 0 | 0 | 0 | 0 | 0 | 0
Retrofit VOM Costs by Reporting Type: VACAR
ReportingType | 2015 | 2020 | 2025 | 2030 | 2035 | 2040
BM | 0 | 0 | 0 | 0 | 0 | 0
CC | 0 | 0 | 0 | 0 | 0 | 0
CSP | 0 | 0 | 0 | 0 | 0 | 0
CT | 0 | 0 | 0 | 0 | 0 | 0
Coal | 305.68 | 358.78 | 412.79 | 440.32 | 509.29 | 525.29
Geo | 0 | 0 | 0 | 0 | 0 | 0
H | 0 | 0 | 0 | 0 | 0 | 0
LFG | 0 | 0 | 0 | 0 | 0 | 0
Nuc | 0 | 0 | 0 | 0 | 0 | 0
PS | 0 | 0 | 0 | 0 | 0 | 0
PV | 0 | 0 | 0 | 0 | 0 | 0
PeakG | 0 | 0 | 0 | 0 | 0 | 0
PeakO | 0 | 0 | 0 | 0 | 0 | 0
ST | 0 | 0 | 0 | 0 | 0 | 0
STOG | 0 | 0 | 0 | 0 | 0 | 0
STWD | 0 | 0 | 0 | 0 | 0 | 0
WT | 0 | 0 | 0 | 0 | 0 | 0
IGCC | 0 | 0 | 0 | 0 | 0 | 0
DemandResponse | 0 | 0 | 0 | 0 | 0 | 0
IGCC-CCS | 0 | 0 | 0 | 0 | 0 | 0
WT_off | 0 | 0 | 0 | 0 | 0 | 0
PseudoUnit | 0 | 0 | 0 | 0 | 0 | 0
FixedInterchange | 0 | 0 | 0 | 0 | 0 | 0
Retrofit VOM Costs by Reporting Type: IESO
ReportingType | 2015 | 2020 | 2025 | 2030 | 2035 | 2040
BM | 0 | 0 | 0 | 0 | 0 | 0
CC | 0 | 0 | 0 | 0 | 0 | 0
CSP | 0 | 0 | 0 | 0 | 0 | 0
CT | 0 | 0 | 0 | 0 | 0 | 0
Coal | 0 | 0 | 0 | 0 | 0 | 0
Geo | 0 | 0 | 0 | 0 | 0 | 0
H | 0 | 0 | 0 | 0 | 0 | 0
LFG | 0 | 0 | 0 | 0 | 0 | 0
Nuc | 0 | 0 | 0 | 0 | 0 | 0
PS | 0 | 0 | 0 | 0 | 0 | 0
PV | 0 | 0 | 0 | 0 | 0 | 0
PeakG | 0 | 0 | 0 | 0 | 0 | 0
PeakO | 0 | 0 | 0 | 0 | 0 | 0
ST | 0 | 0 | 0 | 0 | 0 | 0
STOG | 0 | 0 | 0 | 0 | 0 | 0
STWD | 0 | 0 | 0 | 0 | 0 | 0
WT | 0 | 0 | 0 | 0 | 0 | 0
IGCC | 0 | 0 | 0 | 0 | 0 | 0
DemandResponse | 0 | 0 | 0 | 0 | 0 | 0
IGCC-CCS | 0 | 0 | 0 | 0 | 0 | 0
WT_off | 0 | 0 | 0 | 0 | 0 | 0
PseudoUnit | 0 | 0 | 0 | 0 | 0 | 0
FixedInterchange | 0 | 0 | 0 | 0 | 0 | 0
Retrofit VOM Costs by Reporting Type: MAPP_CA
ReportingType | 2015 | 2020 | 2025 | 2030 | 2035 | 2040
BM | 0 | 0 | 0 | 0 | 0 | 0
CC | 0 | 0 | 0 | 0 | 0 | 0
CSP | 0 | 0 | 0 | 0 | 0 | 0
CT | 0 | 0 | 0 | 0 | 0 | 0
Coal | 0 | 0 | 0 | 0 | 0 | 0
Geo | 0 | 0 | 0 | 0 | 0 | 0
H | 0 | 0 | 0 | 0 | 0 | 0
LFG | 0 | 0 | 0 | 0 | 0 | 0
Nuc | 0 | 0 | 0 | 0 | 0 | 0
PS | 0 | 0 | 0 | 0 | 0 | 0
PV | 0 | 0 | 0 | 0 | 0 | 0
PeakG | 0 | 0 | 0 | 0 | 0 | 0
PeakO | 0 | 0 | 0 | 0 | 0 | 0
ST | 0 | 0 | 0 | 0 | 0 | 0
STOG | 0 | 0 | 0 | 0 | 0 | 0
STWD | 0 | 0 | 0 | 0 | 0 | 0
WT | 0 | 0 | 0 | 0 | 0 | 0
IGCC | 0 | 0 | 0 | 0 | 0 | 0
DemandResponse | 0 | 0 | 0 | 0 | 0 | 0
IGCC-CCS | 0 | 0 | 0 | 0 | 0 | 0
WT_off | 0 | 0 | 0 | 0 | 0 | 0
PseudoUnit | 0 | 0 | 0 | 0 | 0 | 0
FixedInterchange | 0 | 0 | 0 | 0 | 0 | 0
Retrofit VOM Costs by Reporting Type: AZ_NM_SNV_Coal
ReportingType | 2015 | 2020 | 2025 | 2030 | 2035 | 2040
BM | 0 | 0 | 0 | 0 | 0 | 0
CC | 0 | 0 | 0 | 0 | 0 | 0
CSP | 0 | 0 | 0 | 0 | 0 | 0
CT | 0 | 0 | 0 | 0 | 0 | 0
Coal | 358.05 | 404.7 | 404.7 | 404.7 | 404.7 | 404.7
Geo | 0 | 0 | 0 | 0 | 0 | 0
H | 0 | 0 | 0 | 0 | 0 | 0
LFG | 0 | 0 | 0 | 0 | 0 | 0
Nuc | 0 | 0 | 0 | 0 | 0 | 0
PS | 0 | 0 | 0 | 0 | 0 | 0
PV | 0 | 0 | 0 | 0 | 0 | 0
PeakG | 0 | 0 | 0 | 0 | 0 | 0
PeakO | 0 | 0 | 0 | 0 | 0 | 0
ST | 0 | 0 | 0 | 0 | 0 | 0
STOG | 0 | 0 | 0 | 0 | 0 | 0
STWD | 0 | 0 | 0 | 0 | 0 | 0
WT | 0 | 0 | 0 | 0 | 0 | 0
IGCC | 0 | 0 | 0 | 0 | 0 | 0
DemandResponse | 0 | 0 | 0 | 0 | 0 | 0
IGCC-CCS | 0 | 0 | 0 | 0 | 0 | 0
WT_off | 0 | 0 | 0 | 0 | 0 | 0
PseudoUnit | 0 | 0 | 0 | 0 | 0 | 0
FixedInterchange | 0 | 0 | 0 | 0 | 0 | 0
Retrofit VOM Costs by Reporting Type: AZ_NM_SNV_Gas
ReportingType | 2015 | 2020 | 2025 | 2030 | 2035 | 2040
BM | 0 | 0 | 0 | 0 | 0 | 0
CC | 0 | 0 | 0 | 0 | 0 | 0
CSP | 0 | 0 | 0 | 0 | 0 | 0
CT | 0 | 0 | 0 | 0 | 0 | 0
Coal | 0 | 0 | 0 | 0 | 0 | 0
Geo | 0 | 0 | 0 | 0 | 0 | 0
H | 0 | 0 | 0 | 0 | 0 | 0
LFG | 0 | 0 | 0 | 0 | 0 | 0
Nuc | 0 | 0 | 0 | 0 | 0 | 0
PS | 0 | 0 | 0 | 0 | 0 | 0
PV | 0 | 0 | 0 | 0 | 0 | 0
PeakG | 0 | 0 | 0 | 0 | 0 | 0
PeakO | 0 | 0 | 0 | 0 | 0 | 0
ST | 0 | 0 | 0 | 0 | 0 | 0
STOG | 0 | 0 | 0 | 0 | 0 | 0
STWD | 0 | 0 | 0 | 0 | 0 | 0
WT | 0 | 0 | 0 | 0 | 0 | 0
IGCC | 0 | 0 | 0 | 0 | 0 | 0
DemandResponse | 0 | 0 | 0 | 0 | 0 | 0
IGCC-CCS | 0 | 0 | 0 | 0 | 0 | 0
WT_off | 0 | 0 | 0 | 0 | 0 | 0
PseudoUnit | 0 | 0 | 0 | 0 | 0 | 0
FixedInterchange | 0 | 0 | 0 | 0 | 0 | 0
Retrofit VOM Costs by Reporting Type: AZ_NM_SNV_NucRenew
ReportingType | 2015 | 2020 | 2025 | 2030 | 2035 | 2040
BM | 0 | 0 | 0 | 0 | 0 | 0
CC | 0 | 0 | 0 | 0 | 0 | 0
CSP | 0 | 0 | 0 | 0 | 0 | 0
CT | 0 | 0 | 0 | 0 | 0 | 0
Coal | 0 | 0 | 0 | 0 | 0 | 0
Geo | 0 | 0 | 0 | 0 | 0 | 0
H | 0 | 0 | 0 | 0 | 0 | 0
LFG | 0 | 0 | 0 | 0 | 0 | 0
Nuc | 0 | 0 | 0 | 0 | 0 | 0
PS | 0 | 0 | 0 | 0 | 0 | 0
PV | 0 | 0 | 0 | 0 | 0 | 0
PeakG | 0 | 0 | 0 | 0 | 0 | 0
PeakO | 0 | 0 | 0 | 0 | 0 | 0
ST | 0 | 0 | 0 | 0 | 0 | 0
STOG | 0 | 0 | 0 | 0 | 0 | 0
STWD | 0 | 0 | 0 | 0 | 0 | 0
WT | 0 | 0 | 0 | 0 | 0 | 0
IGCC | 0 | 0 | 0 | 0 | 0 | 0
DemandResponse | 0 | 0 | 0 | 0 | 0 | 0
IGCC-CCS | 0 | 0 | 0 | 0 | 0 | 0
WT_off | 0 | 0 | 0 | 0 | 0 | 0
PseudoUnit | 0 | 0 | 0 | 0 | 0 | 0
FixedInterchange | 0 | 0 | 0 | 0 | 0 | 0
Retrofit VOM Costs by Reporting Type: ERCOT
ReportingType | 2015 | 2020 | 2025 | 2030 | 2035 | 2040
BM | 0 | 0 | 0 | 0 | 0 | 0
CC | 0 | 0 | 0 | 0 | 0 | 0
CSP | 0 | 0 | 0 | 0 | 0 | 0
CT | 0 | 0 | 0 | 0 | 0 | 0
Coal | 341.42 | 569.51 | 611.32 | 610.36 | 621.96 | 629.6
Geo | 0 | 0 | 0 | 0 | 0 | 0
H | 0 | 0 | 0 | 0 | 0 | 0
LFG | 0 | 0 | 0 | 0 | 0 | 0
Nuc | 0 | 0 | 0 | 0 | 0 | 0
PS | 0 | 0 | 0 | 0 | 0 | 0
PV | 0 | 0 | 0 | 0 | 0 | 0
PeakG | 0 | 0 | 0 | 0 | 0 | 0
PeakO | 0 | 0 | 0 | 0 | 0 | 0
ST | 0 | 0 | 0 | 0 | 0 | 0
STOG | 0 | 0 | 0 | 0 | 0 | 0
STWD | 0 | 0 | 0 | 0 | 0 | 0
WT | 0 | 0 | 0 | 0 | 0 | 0
IGCC | 0 | 0 | 0 | 0 | 0 | 0
DemandResponse | 0 | 0 | 0 | 0 | 0 | 0
IGCC-CCS | 0 | 0 | 0 | 0 | 0 | 0
WT_off | 0 | 0 | 0 | 0 | 0 | 0
PseudoUnit | 0 | 0 | 0 | 0 | 0 | 0
FixedInterchange | 0 | 0 | 0 | 0 | 0 | 0
Retrofit VOM Costs by Reporting Type: NP15
ReportingType | 2015 | 2020 | 2025 | 2030 | 2035 | 2040
BM | 0 | 0 | 0 | 0 | 0 | 0
CC | 0 | 0 | 0 | 0 | 0 | 0
CSP | 0 | 0 | 0 | 0 | 0 | 0
CT | 0 | 0 | 0 | 0 | 0 | 0
Coal | 1.46 | 0 | 0 | 0 | 0 | 0
Geo | 0 | 0 | 0 | 0 | 0 | 0
H | 0 | 0 | 0 | 0 | 0 | 0
LFG | 0 | 0 | 0 | 0 | 0 | 0
Nuc | 0 | 0 | 0 | 0 | 0 | 0
PS | 0 | 0 | 0 | 0 | 0 | 0
PV | 0 | 0 | 0 | 0 | 0 | 0
PeakG | 0 | 0 | 0 | 0 | 0 | 0
PeakO | 0 | 0 | 0 | 0 | 0 | 0
ST | 0 | 0 | 0 | 0 | 0 | 0
STOG | 0 | 0 | 0 | 0 | 0 | 0
STWD | 0 | 0 | 0 | 0 | 0 | 0
WT | 0 | 0 | 0 | 0 | 0 | 0
IGCC | 0 | 0 | 0 | 0 | 0 | 0
DemandResponse | 0 | 0 | 0 | 0 | 0 | 0
IGCC-CCS | 0 | 0 | 0 | 0 | 0 | 0
WT_off | 0 | 0 | 0 | 0 | 0 | 0
PseudoUnit | 0 | 0 | 0 | 0 | 0 | 0
FixedInterchange | 0 | 0 | 0 | 0 | 0 | 0
Retrofit VOM Costs by Reporting Type: NWPP_Coal
ReportingType | 2015 | 2020 | 2025 | 2030 | 2035 | 2040
BM | 0 | 0 | 0 | 0 | 0 | 0
CC | 0 | 0 | 0 | 0 | 0 | 0
CSP | 0 | 0 | 0 | 0 | 0 | 0
CT | 0 | 0 | 0 | 0 | 0 | 0
Coal | 536.7 | 693.67 | 693.67 | 693.67 | 693.67 | 693.67
Geo | 0 | 0 | 0 | 0 | 0 | 0
H | 0 | 0 | 0 | 0 | 0 | 0
LFG | 0 | 0 | 0 | 0 | 0 | 0
Nuc | 0 | 0 | 0 | 0 | 0 | 0
PS | 0 | 0 | 0 | 0 | 0 | 0
PV | 0 | 0 | 0 | 0 | 0 | 0
PeakG | 0 | 0 | 0 | 0 | 0 | 0
PeakO | 0 | 0 | 0 | 0 | 0 | 0
ST | 0 | 0 | 0 | 0 | 0 | 0
STOG | 0 | 0 | 0 | 0 | 0 | 0
STWD | 0 | 0 | 0 | 0 | 0 | 0
WT | 0 | 0 | 0 | 0 | 0 | 0
IGCC | 0 | 0 | 0 | 0 | 0 | 0
DemandResponse | 0 | 0 | 0 | 0 | 0 | 0
IGCC-CCS | 0 | 0 | 0 | 0 | 0 | 0
WT_off | 0 | 0 | 0 | 0 | 0 | 0
PseudoUnit | 0 | 0 | 0 | 0 | 0 | 0
FixedInterchange | 0 | 0 | 0 | 0 | 0 | 0
Retrofit VOM Costs by Reporting Type: NWPP_Gas
ReportingType | 2015 | 2020 | 2025 | 2030 | 2035 | 2040
BM | 0 | 0 | 0 | 0 | 0 | 0
CC | 0 | 0 | 0 | 0 | 0 | 0
CSP | 0 | 0 | 0 | 0 | 0 | 0
CT | 0 | 0 | 0 | 0 | 0 | 0
Coal | 0 | 0 | 0 | 0 | 0 | 0
Geo | 0 | 0 | 0 | 0 | 0 | 0
H | 0 | 0 | 0 | 0 | 0 | 0
LFG | 0 | 0 | 0 | 0 | 0 | 0
Nuc | 0 | 0 | 0 | 0 | 0 | 0
PS | 0 | 0 | 0 | 0 | 0 | 0
PV | 0 | 0 | 0 | 0 | 0 | 0
PeakG | 0 | 0 | 0 | 0 | 0 | 0
PeakO | 0 | 0 | 0 | 0 | 0 | 0
ST | 0 | 0 | 0 | 0 | 0 | 0
STOG | 0 | 0 | 0 | 0 | 0 | 0
STWD | 0 | 0 | 0 | 0 | 0 | 0
WT | 0 | 0 | 0 | 0 | 0 | 0
IGCC | 0 | 0 | 0 | 0 | 0 | 0
DemandResponse | 0 | 0 | 0 | 0 | 0 | 0
IGCC-CCS | 0 | 0 | 0 | 0 | 0 | 0
WT_off | 0 | 0 | 0 | 0 | 0 | 0
PseudoUnit | 0 | 0 | 0 | 0 | 0 | 0
FixedInterchange | 0 | 0 | 0 | 0 | 0 | 0
Retrofit VOM Costs by Reporting Type: NWPP_NucRenew
ReportingType | 2015 | 2020 | 2025 | 2030 | 2035 | 2040
BM | 0 | 0 | 0 | 0 | 0 | 0
CC | 0 | 0 | 0 | 0 | 0 | 0
CSP | 0 | 0 | 0 | 0 | 0 | 0
CT | 0 | 0 | 0 | 0 | 0 | 0
Coal | 0 | 0 | 0 | 0 | 0 | 0
Geo | 0 | 0 | 0 | 0 | 0 | 0
H | 0 | 0 | 0 | 0 | 0 | 0
LFG | 0 | 0 | 0 | 0 | 0 | 0
Nuc | 0 | 0 | 0 | 0 | 0 | 0
PS | 0 | 0 | 0 | 0 | 0 | 0
PV | 0 | 0 | 0 | 0 | 0 | 0
PeakG | 0 | 0 | 0 | 0 | 0 | 0
PeakO | 0 | 0 | 0 | 0 | 0 | 0
ST | 0 | 0 | 0 | 0 | 0 | 0
STOG | 0 | 0 | 0 | 0 | 0 | 0
STWD | 0 | 0 | 0 | 0 | 0 | 0
WT | 0 | 0 | 0 | 0 | 0 | 0
IGCC | 0 | 0 | 0 | 0 | 0 | 0
DemandResponse | 0 | 0 | 0 | 0 | 0 | 0
IGCC-CCS | 0 | 0 | 0 | 0 | 0 | 0
WT_off | 0 | 0 | 0 | 0 | 0 | 0
PseudoUnit | 0 | 0 | 0 | 0 | 0 | 0
FixedInterchange | 0 | 0 | 0 | 0 | 0 | 0
Retrofit VOM Costs by Reporting Type: RMPA
ReportingType | 2015 | 2020 | 2025 | 2030 | 2035 | 2040
BM | 0 | 0 | 0 | 0 | 0 | 0
CC | 0 | 0 | 0 | 0 | 0 | 0
CSP | 0 | 0 | 0 | 0 | 0 | 0
CT | 0 | 0 | 0 | 0 | 0 | 0
Coal | 259.51 | 340.11 | 316.58 | 316.98 | 315.82 | 311.8
Geo | 0 | 0 | 0 | 0 | 0 | 0
H | 0 | 0 | 0 | 0 | 0 | 0
LFG | 0 | 0 | 0 | 0 | 0 | 0
Nuc | 0 | 0 | 0 | 0 | 0 | 0
PS | 0 | 0 | 0 | 0 | 0 | 0
PV | 0 | 0 | 0 | 0 | 0 | 0
PeakG | 0 | 0 | 0 | 0 | 0 | 0
PeakO | 0 | 0 | 0 | 0 | 0 | 0
ST | 0 | 0 | 0 | 0 | 0 | 0
STOG | 0 | 0 | 0 | 0 | 0 | 0
STWD | 0 | 0 | 0 | 0 | 0 | 0
WT | 0 | 0 | 0 | 0 | 0 | 0
IGCC | 0 | 0 | 0 | 0 | 0 | 0
DemandResponse | 0 | 0 | 0 | 0 | 0 | 0
IGCC-CCS | 0 | 0 | 0 | 0 | 0 | 0
WT_off | 0 | 0 | 0 | 0 | 0 | 0
PseudoUnit | 0 | 0 | 0 | 0 | 0 | 0
FixedInterchange | 0 | 0 | 0 | 0 | 0 | 0
Retrofit VOM Costs by Reporting Type: SP15
ReportingType | 2015 | 2020 | 2025 | 2030 | 2035 | 2040
BM | 0 | 0 | 0 | 0 | 0 | 0
CC | 0 | 0 | 0 | 0 | 0 | 0
CSP | 0 | 0 | 0 | 0 | 0 | 0
CT | 0 | 0 | 0 | 0 | 0 | 0
Coal | 5.19 | 5.66 | 5.66 | 5.02 | 0 | 0
Geo | 0 | 0 | 0 | 0 | 0 | 0
H | 0 | 0 | 0 | 0 | 0 | 0
LFG | 0 | 0 | 0 | 0 | 0 | 0
Nuc | 0 | 0 | 0 | 0 | 0 | 0
PS | 0 | 0 | 0 | 0 | 0 | 0
PV | 0 | 0 | 0 | 0 | 0 | 0
PeakG | 0 | 0 | 0 | 0 | 0 | 0
PeakO | 0 | 0 | 0 | 0 | 0 | 0
ST | 0 | 0 | 0 | 0 | 0 | 0
STOG | 0 | 0 | 0 | 0 | 0 | 0
STWD | 0 | 0 | 0 | 0 | 0 | 0
WT | 0 | 0 | 0 | 0 | 0 | 0
IGCC | 0 | 0 | 0 | 0 | 0 | 0
DemandResponse | 0 | 0 | 0 | 0 | 0 | 0
IGCC-CCS | 0 | 0 | 0 | 0 | 0 | 0
WT_off | 0 | 0 | 0 | 0 | 0 | 0
PseudoUnit | 0 | 0 | 0 | 0 | 0 | 0
FixedInterchange | 0 | 0 | 0 | 0 | 0 | 0
Retrofit VOM Costs by Reporting Type: ALB
ReportingType | 2015 | 2020 | 2025 | 2030 | 2035 | 2040
BM | 0 | 0 | 0 | 0 | 0 | 0
CC | 0 | 0 | 0 | 0 | 0 | 0
CSP | 0 | 0 | 0 | 0 | 0 | 0
CT | 0 | 0 | 0 | 0 | 0 | 0
Coal | 21.2 | 21.2 | 21.2 | 21.2 | 21.2 | 21.2
Geo | 0 | 0 | 0 | 0 | 0 | 0
H | 0 | 0 | 0 | 0 | 0 | 0
LFG | 0 | 0 | 0 | 0 | 0 | 0
Nuc | 0 | 0 | 0 | 0 | 0 | 0
PS | 0 | 0 | 0 | 0 | 0 | 0
PV | 0 | 0 | 0 | 0 | 0 | 0
PeakG | 0 | 0 | 0 | 0 | 0 | 0
PeakO | 0 | 0 | 0 | 0 | 0 | 0
ST | 0 | 0 | 0 | 0 | 0 | 0
STOG | 0 | 0 | 0 | 0 | 0 | 0
STWD | 0 | 0 | 0 | 0 | 0 | 0
WT | 0 | 0 | 0 | 0 | 0 | 0
IGCC | 0 | 0 | 0 | 0 | 0 | 0
DemandResponse | 0 | 0 | 0 | 0 | 0 | 0
IGCC-CCS | 0 | 0 | 0 | 0 | 0 | 0
WT_off | 0 | 0 | 0 | 0 | 0 | 0
PseudoUnit | 0 | 0 | 0 | 0 | 0 | 0
FixedInterchange | 0 | 0 | 0 | 0 | 0 | 0
Retrofit VOM Costs by Reporting Type: BC
ReportingType | 2015 | 2020 | 2025 | 2030 | 2035 | 2040
BM | 0 | 0 | 0 | 0 | 0 | 0
CC | 0 | 0 | 0 | 0 | 0 | 0
CSP | 0 | 0 | 0 | 0 | 0 | 0
CT | 0 | 0 | 0 | 0 | 0 | 0
Coal | 0 | 0 | 0 | 0 | 0 | 0
Geo | 0 | 0 | 0 | 0 | 0 | 0
H | 0 | 0 | 0 | 0 | 0 | 0
LFG | 0 | 0 | 0 | 0 | 0 | 0
Nuc | 0 | 0 | 0 | 0 | 0 | 0
PS | 0 | 0 | 0 | 0 | 0 | 0
PV | 0 | 0 | 0 | 0 | 0 | 0
PeakG | 0 | 0 | 0 | 0 | 0 | 0
PeakO | 0 | 0 | 0 | 0 | 0 | 0
ST | 0 | 0 | 0 | 0 | 0 | 0
STOG | 0 | 0 | 0 | 0 | 0 | 0
STWD | 0 | 0 | 0 | 0 | 0 | 0
WT | 0 | 0 | 0 | 0 | 0 | 0
IGCC | 0 | 0 | 0 | 0 | 0 | 0
DemandResponse | 0 | 0 | 0 | 0 | 0 | 0
IGCC-CCS | 0 | 0 | 0 | 0 | 0 | 0
WT_off | 0 | 0 | 0 | 0 | 0 | 0
PseudoUnit | 0 | 0 | 0 | 0 | 0 | 0
FixedInterchange | 0 | 0 | 0 | 0 | 0 | 0
Retrofit VOM Costs by Reporting Type: HQ_IESO
ReportingType | 2015 | 2020 | 2025 | 2030 | 2035 | 2040
BM | 0 | 0 | 0 | 0 | 0 | 0
CC | 0 | 0 | 0 | 0 | 0 | 0
CSP | 0 | 0 | 0 | 0 | 0 | 0
CT | 0 | 0 | 0 | 0 | 0 | 0
Coal | 0 | 0 | 0 | 0 | 0 | 0
Geo | 0 | 0 | 0 | 0 | 0 | 0
H | 0 | 0 | 0 | 0 | 0 | 0
LFG | 0 | 0 | 0 | 0 | 0 | 0
Nuc | 0 | 0 | 0 | 0 | 0 | 0
PS | 0 | 0 | 0 | 0 | 0 | 0
PV | 0 | 0 | 0 | 0 | 0 | 0
PeakG | 0 | 0 | 0 | 0 | 0 | 0
PeakO | 0 | 0 | 0 | 0 | 0 | 0
ST | 0 | 0 | 0 | 0 | 0 | 0
STOG | 0 | 0 | 0 | 0 | 0 | 0
STWD | 0 | 0 | 0 | 0 | 0 | 0
WT | 0 | 0 | 0 | 0 | 0 | 0
IGCC | 0 | 0 | 0 | 0 | 0 | 0
DemandResponse | 0 | 0 | 0 | 0 | 0 | 0
IGCC-CCS | 0 | 0 | 0 | 0 | 0 | 0
WT_off | 0 | 0 | 0 | 0 | 0 | 0
PseudoUnit | 0 | 0 | 0 | 0 | 0 | 0
FixedInterchange | 0 | 0 | 0 | 0 | 0 | 0
Retrofit VOM Costs by Reporting Type: HQ_NEISO
ReportingType | 2015 | 2020 | 2025 | 2030 | 2035 | 2040
BM | 0 | 0 | 0 | 0 | 0 | 0
CC | 0 | 0 | 0 | 0 | 0 | 0
CSP | 0 | 0 | 0 | 0 | 0 | 0
CT | 0 | 0 | 0 | 0 | 0 | 0
Coal | 0 | 0 | 0 | 0 | 0 | 0
Geo | 0 | 0 | 0 | 0 | 0 | 0
H | 0 | 0 | 0 | 0 | 0 | 0
LFG | 0 | 0 | 0 | 0 | 0 | 0
Nuc | 0 | 0 | 0 | 0 | 0 | 0
PS | 0 | 0 | 0 | 0 | 0 | 0
PV | 0 | 0 | 0 | 0 | 0 | 0
PeakG | 0 | 0 | 0 | 0 | 0 | 0
PeakO | 0 | 0 | 0 | 0 | 0 | 0
ST | 0 | 0 | 0 | 0 | 0 | 0
STOG | 0 | 0 | 0 | 0 | 0 | 0
STWD | 0 | 0 | 0 | 0 | 0 | 0
WT | 0 | 0 | 0 | 0 | 0 | 0
IGCC | 0 | 0 | 0 | 0 | 0 | 0
DemandResponse | 0 | 0 | 0 | 0 | 0 | 0
IGCC-CCS | 0 | 0 | 0 | 0 | 0 | 0
WT_off | 0 | 0 | 0 | 0 | 0 | 0
PseudoUnit | 0 | 0 | 0 | 0 | 0 | 0
FixedInterchange | 0 | 0 | 0 | 0 | 0 | 0
Retrofit VOM Costs by Reporting Type: HQ_NY
ReportingType | 2015 | 2020 | 2025 | 2030 | 2035 | 2040
BM | 0 | 0 | 0 | 0 | 0 | 0
CC | 0 | 0 | 0 | 0 | 0 | 0
CSP | 0 | 0 | 0 | 0 | 0 | 0
CT | 0 | 0 | 0 | 0 | 0 | 0
Coal | 0 | 0 | 0 | 0 | 0 | 0
Geo | 0 | 0 | 0 | 0 | 0 | 0
H | 0 | 0 | 0 | 0 | 0 | 0
LFG | 0 | 0 | 0 | 0 | 0 | 0
Nuc | 0 | 0 | 0 | 0 | 0 | 0
PS | 0 | 0 | 0 | 0 | 0 | 0
PV | 0 | 0 | 0 | 0 | 0 | 0
PeakG | 0 | 0 | 0 | 0 | 0 | 0
PeakO | 0 | 0 | 0 | 0 | 0 | 0
ST | 0 | 0 | 0 | 0 | 0 | 0
STOG | 0 | 0 | 0 | 0 | 0 | 0
STWD | 0 | 0 | 0 | 0 | 0 | 0
WT | 0 | 0 | 0 | 0 | 0 | 0
IGCC | 0 | 0 | 0 | 0 | 0 | 0
DemandResponse | 0 | 0 | 0 | 0 | 0 | 0
IGCC-CCS | 0 | 0 | 0 | 0 | 0 | 0
WT_off | 0 | 0 | 0 | 0 | 0 | 0
PseudoUnit | 0 | 0 | 0 | 0 | 0 | 0
FixedInterchange | 0 | 0 | 0 | 0 | 0 | 0
Retrofit VOM Costs by Reporting Type: MARITIMES
ReportingType | 2015 | 2020 | 2025 | 2030 | 2035 | 2040
BM | 0 | 0 | 0 | 0 | 0 | 0
CC | 0 | 0 | 0 | 0 | 0 | 0
CSP | 0 | 0 | 0 | 0 | 0 | 0
CT | 0 | 0 | 0 | 0 | 0 | 0
Coal | 0 | 0 | 0 | 0 | 0 | 0
Geo | 0 | 0 | 0 | 0 | 0 | 0
H | 0 | 0 | 0 | 0 | 0 | 0
LFG | 0 | 0 | 0 | 0 | 0 | 0
Nuc | 0 | 0 | 0 | 0 | 0 | 0
PS | 0 | 0 | 0 | 0 | 0 | 0
PV | 0 | 0 | 0 | 0 | 0 | 0
PeakG | 0 | 0 | 0 | 0 | 0 | 0
PeakO | 0 | 0 | 0 | 0 | 0 | 0
ST | 0 | 0 | 0 | 0 | 0 | 0
STOG | 0 | 0 | 0 | 0 | 0 | 0
STWD | 0 | 0 | 0 | 0 | 0 | 0
WT | 0 | 0 | 0 | 0 | 0 | 0
IGCC | 0 | 0 | 0 | 0 | 0 | 0
DemandResponse | 0 | 0 | 0 | 0 | 0 | 0
IGCC-CCS | 0 | 0 | 0 | 0 | 0 | 0
WT_off | 0 | 0 | 0 | 0 | 0 | 0
PseudoUnit | 0 | 0 | 0 | 0 | 0 | 0
FixedInterchange | 0 | 0 | 0 | 0 | 0 | 0
retrofit VOM Costs by Reporting Type: All
ReportingType | 2015 | 2020 | 2025 | 2030 | 2035 | 2040
BM | 0 | 0 | 0 | 0 | 0 | 0
CC | 0 | 0 | 0 | 0 | 0 | 0
CSP | 0 | 0 | 0 | 0 | 0 | 0
CT | 0 | 0 | 0 | 0 | 0 | 0
Coal | 5103.34 | 8425.95 | 7876.18 | 7518.89 | 8158.62 | 8342.56
Geo | 0 | 0 | 0 | 0 | 0 | 0
H | 0 | 0 | 0 | 0 | 0 | 0
LFG | 0 | 0 | 0 | 0 | 0 | 0
Nuc | 0 | 0 | 0 | 0 | 0 | 0
PS | 0 | 0 | 0 | 0 | 0 | 0
PV | 0 | 0 | 0 | 0 | 0 | 0
PeakG | 0 | 0 | 0 | 0 | 0 | 0
PeakO | 0 | 0 | 0 | 0 | 0 | 0
ST | 0 | 0 | 0 | 0 | 0 | 0
STOG | 0 | 0 | 0 | 0 | 0 | 0
STWD | 0 | 0 | 0 | 0 | 0 | 0
WT | 0 | 0 | 0 | 0 | 0 | 0
IGCC | 0 | 0 | 0 | 0 | 0 | 0
DemandResponse | 0 | 0 | 0 | 0 | 0 | 0
IGCC-CCS | 0 | 0 | 0 | 0 | 0 | 0
WT_off | 0 | 0 | 0 | 0 | 0 | 0
PseudoUnit | 0 | 0 | 0 | 0 | 0 | 0
FixedInterchange | 0 | 0 | 0 | 0 | 0 | 0
retrofit VOM Costs by Reporting Type: EI_US
ReportingType | 2015 | 2020 | 2025 | 2030 | 2035 | 2040
BM | 0 | 0 | 0 | 0 | 0 | 0
CC | 0 | 0 | 0 | 0 | 0 | 0
CSP | 0 | 0 | 0 | 0 | 0 | 0
CT | 0 | 0 | 0 | 0 | 0 | 0
Coal | 3579.81 | 6391.09 | 5823.05 | 5466.95 | 6101.27 | 6281.59
Geo | 0 | 0 | 0 | 0 | 0 | 0
H | 0 | 0 | 0 | 0 | 0 | 0
LFG | 0 | 0 | 0 | 0 | 0 | 0
Nuc | 0 | 0 | 0 | 0 | 0 | 0
PS | 0 | 0 | 0 | 0 | 0 | 0
PV | 0 | 0 | 0 | 0 | 0 | 0
PeakG | 0 | 0 | 0 | 0 | 0 | 0
PeakO | 0 | 0 | 0 | 0 | 0 | 0
ST | 0 | 0 | 0 | 0 | 0 | 0
STOG | 0 | 0 | 0 | 0 | 0 | 0
STWD | 0 | 0 | 0 | 0 | 0 | 0
WT | 0 | 0 | 0 | 0 | 0 | 0
IGCC | 0 | 0 | 0 | 0 | 0 | 0
DemandResponse | 0 | 0 | 0 | 0 | 0 | 0
IGCC-CCS | 0 | 0 | 0 | 0 | 0 | 0
WT_off | 0 | 0 | 0 | 0 | 0 | 0
PseudoUnit | 0 | 0 | 0 | 0 | 0 | 0
FixedInterchange | 0 | 0 | 0 | 0 | 0 | 0
retrofit VOM Costs by Reporting Type: EI_Canada
ReportingType | 2015 | 2020 | 2025 | 2030 | 2035 | 2040
BM | 0 | 0 | 0 | 0 | 0 | 0
CC | 0 | 0 | 0 | 0 | 0 | 0
CSP | 0 | 0 | 0 | 0 | 0 | 0
CT | 0 | 0 | 0 | 0 | 0 | 0
Coal | 0 | 0 | 0 | 0 | 0 | 0
Geo | 0 | 0 | 0 | 0 | 0 | 0
H | 0 | 0 | 0 | 0 | 0 | 0
LFG | 0 | 0 | 0 | 0 | 0 | 0
Nuc | 0 | 0 | 0 | 0 | 0 | 0
PS | 0 | 0 | 0 | 0 | 0 | 0
PV | 0 | 0 | 0 | 0 | 0 | 0
PeakG | 0 | 0 | 0 | 0 | 0 | 0
PeakO | 0 | 0 | 0 | 0 | 0 | 0
ST | 0 | 0 | 0 | 0 | 0 | 0
STOG | 0 | 0 | 0 | 0 | 0 | 0
STWD | 0 | 0 | 0 | 0 | 0 | 0
WT | 0 | 0 | 0 | 0 | 0 | 0
IGCC | 0 | 0 | 0 | 0 | 0 | 0
DemandResponse | 0 | 0 | 0 | 0 | 0 | 0
IGCC-CCS | 0 | 0 | 0 | 0 | 0 | 0
WT_off | 0 | 0 | 0 | 0 | 0 | 0
PseudoUnit | 0 | 0 | 0 | 0 | 0 | 0
FixedInterchange | 0 | 0 | 0 | 0 | 0 | 0
retrofit VOM Costs by Reporting Type: EI
ReportingType | 2015 | 2020 | 2025 | 2030 | 2035 | 2040
BM | 0 | 0 | 0 | 0 | 0 | 0
CC | 0 | 0 | 0 | 0 | 0 | 0
CSP | 0 | 0 | 0 | 0 | 0 | 0
CT | 0 | 0 | 0 | 0 | 0 | 0
Coal | 3579.81 | 6391.09 | 5823.05 | 5466.95 | 6101.27 | 6281.59
Geo | 0 | 0 | 0 | 0 | 0 | 0
H | 0 | 0 | 0 | 0 | 0 | 0
LFG | 0 | 0 | 0 | 0 | 0 | 0
Nuc | 0 | 0 | 0 | 0 | 0 | 0
PS | 0 | 0 | 0 | 0 | 0 | 0
PV | 0 | 0 | 0 | 0 | 0 | 0
PeakG | 0 | 0 | 0 | 0 | 0 | 0
PeakO | 0 | 0 | 0 | 0 | 0 | 0
ST | 0 | 0 | 0 | 0 | 0 | 0
STOG | 0 | 0 | 0 | 0 | 0 | 0
STWD | 0 | 0 | 0 | 0 | 0 | 0
WT | 0 | 0 | 0 | 0 | 0 | 0
IGCC | 0 | 0 | 0 | 0 | 0 | 0
DemandResponse | 0 | 0 | 0 | 0 | 0 | 0
IGCC-CCS | 0 | 0 | 0 | 0 | 0 | 0
WT_off | 0 | 0 | 0 | 0 | 0 | 0
PseudoUnit | 0 | 0 | 0 | 0 | 0 | 0
FixedInterchange | 0 | 0 | 0 | 0 | 0 | 0
retrofit VOM Costs by Reporting Type: Outside_EI
ReportingType | 2015 | 2020 | 2025 | 2030 | 2035 | 2040
BM | 0 | 0 | 0 | 0 | 0 | 0
CC | 0 | 0 | 0 | 0 | 0 | 0
CSP | 0 | 0 | 0 | 0 | 0 | 0
CT | 0 | 0 | 0 | 0 | 0 | 0
Coal | 1523.53 | 2034.86 | 2053.13 | 2051.94 | 2057.35 | 2060.97
Geo | 0 | 0 | 0 | 0 | 0 | 0
H | 0 | 0 | 0 | 0 | 0 | 0
LFG | 0 | 0 | 0 | 0 | 0 | 0
Nuc | 0 | 0 | 0 | 0 | 0 | 0
PS | 0 | 0 | 0 | 0 | 0 | 0
PV | 0 | 0 | 0 | 0 | 0 | 0
PeakG | 0 | 0 | 0 | 0 | 0 | 0
PeakO | 0 | 0 | 0 | 0 | 0 | 0
ST | 0 | 0 | 0 | 0 | 0 | 0
STOG | 0 | 0 | 0 | 0 | 0 | 0
STWD | 0 | 0 | 0 | 0 | 0 | 0
WT | 0 | 0 | 0 | 0 | 0 | 0
IGCC | 0 | 0 | 0 | 0 | 0 | 0
DemandResponse | 0 | 0 | 0 | 0 | 0 | 0
IGCC-CCS | 0 | 0 | 0 | 0 | 0 | 0
WT_off | 0 | 0 | 0 | 0 | 0 | 0
PseudoUnit | 0 | 0 | 0 | 0 | 0 | 0
FixedInterchange | 0 | 0 | 0 | 0 | 0 | 0
#10 | Base FOM Costs ($million)
Base FOM Costs by Reporting Type: Entergy
ReportingType | 2015 | 2020 | 2025 | 2030 | 2035 | 2040
BM | 0 | 0 | 0 | 0 | 0 | 0
CC | 413.46 | 525.29 | 422.2 | 450.21 | 515.09 | 515.09
CSP | 0 | 0 | 0 | 0 | 0 | 0
CT | 0 | 0 | 0 | 5.13 | 6.21 | 17.09
Coal | 517.35 | 557.26 | 524.54 | 537.55 | 553.46 | 713.26
Geo | 0 | 0 | 0 | 0 | 0 | 0
H | 10.6 | 10.6 | 10.6 | 10.6 | 10.6 | 10.6
LFG | 0.97 | 0.97 | 0.97 | 13.89 | 13.89 | 13.89
Nuc | 789.41 | 804.93 | 789.41 | 789.41 | 666.82 | 1125.48
PS | 1.4 | 1.4 | 1.4 | 1.4 | 1.4 | 1.4
PV | 0 | 1.09 | 1.68 | 1.74 | 1.8 | 1.85
PeakG | 47.54 | 69.98 | 49.29 | 63.1 | 67 | 67
PeakO | 4.42 | 5.87 | 5.08 | 5.22 | 5.22 | 5.22
ST | 0 | 0 | 0 | 0 | 0 | 0
STOG | 173.66 | 205.49 | 176.15 | 176.15 | 176.15 | 176.15
STWD | 6.6 | 8.26 | 6.73 | 6.73 | 6.73 | 6.73
WT | 3.66 | 3.66 | 3.66 | 3.66 | 3.66 | 6.47
IGCC | 0 | 0 | 0 | 0 | 0 | 0
DemandResponse | 0 | 0 | 0 | 0 | 0 | 0
IGCC-CCS | 0 | 0 | 0 | 0 | 0 | 0
WT_off | 0 | 0 | 0 | 0 | 0 | 0
PseudoUnit | 0 | 0 | 0 | 0 | 0 | 0
FixedInterchange | 0 | 0 | 0 | 0 | 0 | 0
Base FOM Costs by Reporting Type: FRCC
ReportingType | 2015 | 2020 | 2025 | 2030 | 2035 | 2040
BM | 0 | 0 | 0 | 0 | 0 | 0
CC | 674.93 | 912.36 | 762.11 | 797.17 | 1016.42 | 1117.45
CSP | 0 | 0 | 0 | 0 | 0 | 0
CT | 16.6 | 16.6 | 16.6 | 16.6 | 16.6 | 16.6
Coal | 581.48 | 559.11 | 579.81 | 624.96 | 657.59 | 710.17
Geo | 0 | 0 | 0 | 0 | 0 | 0
H | 0.78 | 0.78 | 0.78 | 0.78 | 0.78 | 0.78
LFG | 58.63 | 58.63 | 82.46 | 82.46 | 82.46 | 82.46
Nuc | 601.49 | 635.55 | 601.49 | 601.49 | 946.02 | 369.98
PS | 0 | 0 | 0 | 0 | 0 | 0
PV | 0.75 | 0.75 | 0.75 | 0.75 | 0.75 | 0.75
PeakG | 149.81 | 217.71 | 155.12 | 202.68 | 202.68 | 202.68
PeakO | 64.61 | 83.43 | 68.43 | 68.43 | 68.43 | 68.43
ST | 0 | 0 | 0 | 0 | 0 | 0
STOG | 196.02 | 171.99 | 147.43 | 147.43 | 147.43 | 147.43
STWD | 6.25 | 7.82 | 6.37 | 6.37 | 6.37 | 6.37
WT | 0 | 0 | 0 | 0 | 0 | 0
IGCC | 0 | 0 | 0 | 0 | 0 | 0
DemandResponse | 0 | 0 | 0 | 0 | 0 | 0
IGCC-CCS | 0 | 0 | 0 | 0 | 0 | 0
WT_off | 0 | 0 | 0 | 0 | 0 | 0
PseudoUnit | 0 | 0 | 0 | 0 | 0 | 0
FixedInterchange | 0 | 0 | 0 | 0 | 0 | 0
Base FOM Costs by Reporting Type: MAPP_US
ReportingType | 2015 | 2020 | 2025 | 2030 | 2035 | 2040
BM | 0 | 0 | 0 | 0 | 0 | 0
CC | 8.58 | 10.9 | 8.79 | 8.81 | 9.52 | 10.72
CSP | 0 | 0 | 0 | 0 | 0 | 0
CT | 2.06 | 2.06 | 2.06 | 2.06 | 7.11 | 7.79
Coal | 200.74 | 173.05 | 172.13 | 173.29 | 204.74 | 236.69
Geo | 3.95 | 3.95 | 3.95 | 3.95 | 3.95 | 3.95
H | 31.14 | 31.14 | 31.14 | 31.14 | 31.14 | 31.14
LFG | 0.24 | 0.24 | 0.24 | 8.86 | 8.86 | 8.86
Nuc | 0.01 | 0.01 | 0.01 | 0.01 | 0.01 | 0.01
PS | 0 | 0 | 0 | 0 | 0 | 0
PV | 0 | 0 | 0 | 0 | 0 | 0
PeakG | 12.29 | 19.13 | 14.16 | 16.07 | 17.04 | 17.04
PeakO | 1.79 | 2.97 | 2.38 | 2.38 | 2.38 | 2.38
ST | 0 | 0 | 0 | 0 | 0 | 0
STOG | 0 | 0 | 0 | 0 | 0 | 0
STWD | 0 | 0 | 0 | 0 | 0 | 0
WT | 55.22 | 91.92 | 91.92 | 198.65 | 221.17 | 291.93
IGCC | 0 | 0 | 0 | 0 | 0 | 0
DemandResponse | 0 | 0 | 0 | 0 | 0 | 0
IGCC-CCS | 0 | 0 | 0 | 0 | 0 | 0
WT_off | 0 | 0 | 0 | 0 | 0 | 0
PseudoUnit | 0 | 0 | 0 | 0 | 0 | 0
FixedInterchange | 0 | 0 | 0 | 0 | 0 | 0
Base FOM Costs by Reporting Type: MISO_IN
ReportingType | 2015 | 2020 | 2025 | 2030 | 2035 | 2040
BM | 0 | 0 | 0 | 0 | 0 | 0
CC | 41.43 | 52.67 | 42.31 | 45.82 | 51.79 | 55.45
CSP | 0 | 0 | 0 | 0 | 0 | 0
CT | 0 | 0 | 0 | 0 | 0 | 0
Coal | 930.27 | 1050.46 | 1043.15 | 1172.35 | 1310.67 | 1455.93
Geo | 0 | 0 | 0 | 0 | 0 | 0
H | 1.07 | 1.07 | 1.07 | 1.07 | 1.07 | 1.07
LFG | 4.46 | 4.46 | 14.11 | 14.11 | 14.11 | 14.11
Nuc | 0.01 | 0.01 | 0.01 | 0.01 | 0.01 | 0.01
PS | 0 | 0 | 0 | 0 | 0 | 0
PV | 0 | 3.94 | 6.4 | 6.4 | 6.59 | 6.82
PeakG | 52.35 | 76.94 | 54.27 | 73.39 | 73.39 | 73.39
PeakO | 10.59 | 13.5 | 10.82 | 10.82 | 10.82 | 10.82
ST | 0 | 0 | 0 | 0 | 0 | 0
STOG | 12.26 | 14.51 | 12.44 | 12.44 | 12.44 | 12.44
STWD | 0 | 0 | 0 | 0 | 0 | 0
WT | 18.31 | 18.31 | 18.31 | 18.31 | 18.31 | 18.31
IGCC | 30.22 | 30.22 | 30.22 | 30.22 | 30.22 | 30.22
DemandResponse | 0 | 0 | 0 | 0 | 0 | 0
IGCC-CCS | 0 | 0 | 0 | 0 | 0 | 0
WT_off | 0 | 0 | 0 | 0 | 0 | 0
PseudoUnit | 0 | 0 | 0 | 0 | 0 | 0
FixedInterchange | 0 | 0 | 0 | 0 | 0 | 0
Base FOM Costs by Reporting Type: MISO_MI
ReportingType | 2015 | 2020 | 2025 | 2030 | 2035 | 2040
BM | 0 | 0 | 0 | 0 | 0 | 0
CC | 128.88 | 172.17 | 142.32 | 148.71 | 160.93 | 160.93
CSP | 0 | 0 | 0 | 0 | 0 | 0
CT | 0 | 0 | 0 | 0 | 0 | 0
Coal | 635.18 | 651.46 | 596.18 | 672.34 | 752.49 | 800.7
Geo | 0 | 0 | 0 | 0 | 0 | 0
H | 2.01 | 2.01 | 2.01 | 2.01 | 2.01 | 2.01
LFG | 19.67 | 26 | 38.95 | 38.95 | 38.95 | 38.95
Nuc | 275.03 | 275.03 | 275.03 | 275.03 | 161.75 | 417.74
PS | 44.44 | 44.44 | 44.44 | 44.44 | 44.44 | 44.44
PV | 0 | 0 | 0 | 0 | 0 | 0
PeakG | 61.2 | 89.88 | 71.67 | 85.63 | 85.63 | 85.63
PeakO | 15.67 | 19.97 | 16.01 | 16.01 | 16.01 | 16.01
ST | 0 | 0 | 0 | 0 | 0 | 0
STOG | 125.33 | 148.3 | 127.13 | 127.13 | 127.13 | 127.13
STWD | 5.22 | 6.54 | 5.33 | 5.33 | 5.33 | 5.33
WT | 61.65 | 70.21 | 70.21 | 74.22 | 78.5 | 82.75
IGCC | 0 | 0 | 0 | 0 | 0 | 0
DemandResponse | 0 | 0 | 0 | 0 | 0 | 0
IGCC-CCS | 0 | 0 | 0 | 0 | 0 | 0
WT_off | 0 | 0 | 0 | 0 | 0 | 0
PseudoUnit | 0 | 0 | 0 | 0 | 0 | 0
FixedInterchange | 0 | 0 | 0 | 0 | 0 | 0
Base FOM Costs by Reporting Type: MISO_MO-IL
ReportingType | 2015 | 2020 | 2025 | 2030 | 2035 | 2040
BM | 0 | 0 | 0 | 0 | 0 | 0
CC | 31.4 | 39.92 | 32.06 | 35.22 | 39.25 | 39.25
CSP | 0 | 0 | 0 | 0 | 0 | 0
CT | 0 | 0 | 0 | 0 | 0 | 0
Coal | 897.81 | 900.93 | 840.15 | 987.53 | 1152.73 | 1225.15
Geo | 0 | 0 | 0 | 0 | 0 | 0
H | 5.01 | 9 | 9 | 9 | 9 | 9
LFG | 2.17 | 2.17 | 29.04 | 29.04 | 29.04 | 29.04
Nuc | 308.98 | 325.11 | 325.11 | 325.11 | 325.11 | 325.11
PS | 10.45 | 10.45 | 10.45 | 10.45 | 10.45 | 10.45
PV | 0 | 0 | 0 | 0 | 0 | 0
PeakG | 77.83 | 114.84 | 80.73 | 103.92 | 110.46 | 110.46
PeakO | 21.48 | 28.65 | 22.96 | 22.96 | 22.96 | 22.96
ST | 0 | 0 | 0 | 0 | 0 | 0
STOG | 26.02 | 30.78 | 26.39 | 26.39 | 26.39 | 26.39
STWD | 0 | 0 | 0 | 0 | 0 | 0
WT | 21.36 | 21.36 | 21.36 | 21.36 | 21.36 | 138.96
IGCC | 0 | 0 | 0 | 0 | 0 | 0
DemandResponse | 0 | 0 | 0 | 0 | 0 | 0
IGCC-CCS | 0 | 0 | 0 | 0 | 0 | 0
WT_off | 0 | 0 | 0 | 0 | 0 | 0
PseudoUnit | 0 | 0 | 0 | 0 | 0 | 0
FixedInterchange | 0 | 0 | 0 | 0 | 0 | 0
Base FOM Costs by Reporting Type: MISO_W
ReportingType | 2015 | 2020 | 2025 | 2030 | 2035 | 2040
BM | 0 | 0 | 0 | 0 | 0 | 0
CC | 90.43 | 114.8 | 92.68 | 92.68 | 109.48 | 112.22
CSP | 0 | 0 | 0 | 0 | 0 | 0
CT | 0 | 0 | 0 | 0 | 0 | 0
Coal | 825.44 | 804.13 | 806.71 | 837.25 | 973.19 | 1167.75
Geo | 0 | 0 | 0 | 0 | 0 | 0
H | 7.08 | 7.08 | 7.08 | 7.08 | 7.08 | 7.08
LFG | 24.73 | 24.73 | 33.36 | 33.36 | 33.36 | 33.36
Nuc | 343.79 | 343.79 | 343.79 | 602.57 | 0.04 | 0.04
PS | 0 | 0 | 0 | 0 | 0 | 0
PV | 0 | 0 | 0 | 0 | 0 | 0
PeakG | 87.12 | 123.54 | 89.97 | 105.17 | 108.71 | 108.71
PeakO | 56.38 | 79.08 | 64.57 | 64.57 | 64.57 | 64.57
ST | 0 | 0 | 0 | 0 | 0 | 0
STOG | 7.56 | 8.94 | 7.67 | 7.67 | 7.67 | 7.67
STWD | 10.03 | 12.55 | 10.23 | 10.23 | 10.23 | 10.23
WT | 268.82 | 270.82 | 381.25 | 861.13 | 861.13 | 861.13
IGCC | 0 | 0 | 0 | 0 | 0 | 0
DemandResponse | 0 | 0 | 0 | 0 | 0 | 0
IGCC-CCS | 0 | 0 | 0 | 0 | 0 | 0
WT_off | 0 | 0 | 0 | 0 | 0 | 0
PseudoUnit | 0 | 0 | 0 | 0 | 0 | 0
FixedInterchange | 0 | 0 | 0 | 0 | 0 | 0
Base FOM Costs by Reporting Type: MISO_WUMS
ReportingType | 2015 | 2020 | 2025 | 2030 | 2035 | 2040
BM | 0 | 0 | 0 | 0 | 0 | 0
CC | 80.83 | 102.77 | 82.55 | 82.55 | 97.24 | 101.05
CSP | 0 | 0 | 0 | 0 | 0 | 0
CT | 0 | 29.9 | 45.41 | 78.72 | 153.45 | 174.93
Coal | 354.27 | 404.31 | 416.7 | 437.73 | 448.48 | 513.45
Geo | 0 | 0 | 0 | 0 | 0 | 0
H | 4.79 | 4.8 | 4.8 | 4.8 | 4.8 | 4.8
LFG | 8.57 | 8.57 | 35.44 | 35.44 | 35.44 | 35.44
Nuc | 264.54 | 287.77 | 264.54 | 570.75 | 0.04 | 0.04
PS | 0 | 0 | 0 | 0 | 0 | 0
PV | 0 | 0 | 0 | 0 | 0 | 0
PeakG | 55.64 | 81.65 | 65.08 | 77.65 | 77.65 | 77.65
PeakO | 13.52 | 17.78 | 14.69 | 14.69 | 14.69 | 14.69
ST | 0 | 0 | 0 | 0 | 0 | 0
STOG | 13.21 | 15.63 | 13.39 | 13.39 | 13.39 | 13.39
STWD | 3.37 | 4.21 | 3.43 | 3.43 | 3.43 | 3.43
WT | 46.36 | 46.36 | 46.36 | 46.36 | 47.23 | 47.23
IGCC | 0 | 0 | 0 | 0 | 0 | 0
DemandResponse | 0 | 0 | 0 | 0 | 0 | 0
IGCC-CCS | 0 | 0 | 0 | 0 | 0 | 0
WT_off | 0 | 0 | 0 | 0 | 0 | 0
PseudoUnit | 0 | 0 | 0 | 0 | 0 | 0
FixedInterchange | 0 | 0 | 0 | 0 | 0 | 0
Base FOM Costs by Reporting Type: Nebraska
ReportingType | 2015 | 2020 | 2025 | 2030 | 2035 | 2040
BM | 0 | 0 | 0 | 0 | 0 | 0
CC | 10.62 | 13.51 | 10.85 | 10.85 | 12.75 | 13.28
CSP | 0 | 0 | 0 | 0 | 0 | 0
CT | 0 | 0 | 0 | 0 | 0 | 0
Coal | 257.61 | 274.43 | 184.21 | 185.65 | 196.26 | 269.92
Geo | 0 | 0 | 0 | 0 | 0 | 0
H | 2.38 | 2.38 | 2.38 | 2.38 | 2.38 | 2.38
LFG | 0.72 | 0.72 | 0.72 | 9.35 | 9.35 | 9.35
Nuc | 182.28 | 198.29 | 182.28 | 249.21 | 0.09 | 0.09
PS | 0 | 0 | 0 | 0 | 0 | 0
PV | 0 | 0 | 0 | 0 | 0 | 0
PeakG | 21.82 | 37.31 | 31.37 | 31.37 | 31.37 | 31.37
PeakO | 9.57 | 12.19 | 9.77 | 9.77 | 9.77 | 9.77
ST | 0 | 0 | 0 | 0 | 0 | 0
STOG | 0 | 0 | 0 | 0 | 0 | 0
STWD | 0 | 0 | 0 | 0 | 0 | 0
WT | 10.53 | 508.52 | 1228.33 | 1831.32 | 1965.39 | 1965.39
IGCC | 0 | 0 | 0 | 0 | 0 | 0
DemandResponse | 0 | 0 | 0 | 0 | 0 | 0
IGCC-CCS | 0 | 0 | 0 | 0 | 0 | 0
WT_off | 0 | 0 | 0 | 0 | 0 | 0
PseudoUnit | 0 | 0 | 0 | 0 | 0 | 0
FixedInterchange | 0 | 0 | 0 | 0 | 0 | 0
Base FOM Costs by Reporting Type: NEISO
ReportingType | 2015 | 2020 | 2025 | 2030 | 2035 | 2040
BM | 25.35 | 25.35 | 25.35 | 25.35 | 25.35 | 25.35
CC | 319.17 | 383.43 | 298.59 | 325.48 | 358.91 | 358.91
CSP | 0 | 0 | 0 | 0 | 0 | 0
CT | 2.24 | 2.24 | 2.24 | 2.17 | 2.17 | 2.17
Coal | 22.84 | 0 | 0 | 0 | 0 | 0
Geo | 0 | 0 | 0 | 0 | 0 | 0
H | 46.4 | 46.45 | 46.45 | 46.45 | 46.45 | 46.45
LFG | 70.11 | 70.11 | 78.5 | 78.5 | 78.5 | 78.5
Nuc | 676.28 | 735.67 | 676.28 | 676.28 | 488.61 | 932.14
PS | 39.74 | 39.74 | 39.74 | 39.74 | 39.74 | 39.74
PV | 0.03 | 5.43 | 5.45 | 5.45 | 5.45 | 5.46
PeakG | 19.94 | 29.61 | 20.7 | 22.52 | 28.85 | 28.85
PeakO | 25.35 | 32.3 | 25.89 | 25.89 | 25.89 | 25.89
ST | 0 | 0 | 0 | 0 | 0 | 0
STOG | 0 | 0 | 0 | 0 | 0 | 0
STWD | 19.55 | 24.46 | 19.93 | 19.93 | 19.93 | 19.93
WT | 13.44 | 55.54 | 110.82 | 130.72 | 149.46 | 149.46
IGCC | 0 | 0 | 0 | 0 | 0 | 0
DemandResponse | 0 | 0 | 0 | 0 | 0 | 0
IGCC-CCS | 0 | 0 | 0 | 0 | 0 | 0
WT_off | 24.96 | 24.96 | 24.96 | 24.96 | 0 | 0
PseudoUnit | 0 | 0 | 0 | 0 | 0 | 0
FixedInterchange | 0 | 0 | 0 | 0 | 0 | 0
Base FOM Costs by Reporting Type: NonRTO_Midwest
ReportingType | 2015 | 2020 | 2025 | 2030 | 2035 | 2040
BM | 0 | 0 | 0 | 0 | 0 | 0
CC | 0 | 5.6 | 5.6 | 5.6 | 5.6 | 9.21
CSP | 0 | 0 | 0 | 0 | 0 | 0
CT | 0 | 0 | 0 | 0 | 0 | 0
Coal | 651.65 | 693.3 | 693.93 | 746.36 | 824.94 | 912.45
Geo | 0 | 0 | 0 | 0 | 0 | 0
H | 2.04 | 2.04 | 12.66 | 12.66 | 12.66 | 12.66
LFG | 1.69 | 1.69 | 20.97 | 20.97 | 20.97 | 20.97
Nuc | 0.01 | 0.01 | 0.01 | 0.01 | 0.01 | 0.01
PS | 0 | 0 | 0 | 0 | 0 | 0
PV | 0 | 0 | 0 | 0 | 0 | 0
PeakG | 56.39 | 83.4 | 58.5 | 71.11 | 80.61 | 80.61
PeakO | 0.35 | 0.45 | 0.36 | 0.36 | 0.36 | 0.36
ST | 0 | 0 | 0 | 0 | 0 | 0
STOG | 0 | 0 | 0 | 0 | 0 | 0
STWD | 0 | 0 | 0 | 0 | 0 | 0
WT | 2.26 | 2.26 | 2.26 | 2.26 | 2.26 | 2.26
IGCC | 0 | 0 | 0 | 0 | 0 | 0
DemandResponse | 0 | 0 | 0 | 0 | 0 | 0
IGCC-CCS | 0 | 0 | 0 | 0 | 0 | 0
WT_off | 0 | 0 | 0 | 0 | 0 | 0
PseudoUnit | 0 | 0 | 0 | 0 | 0 | 0
FixedInterchange | 0 | 0 | 0 | 0 | 0 | 0
Base FOM Costs by Reporting Type: NYISO_A-F
ReportingType | 2015 | 2020 | 2025 | 2030 | 2035 | 2040
BM | 0 | 0 | 0 | 0 | 0 | 0
CC | 97.63 | 123.38 | 108.34 | 119.75 | 119.75 | 119.75
CSP | 0 | 0 | 0 | 0 | 0 | 0
CT | 0 | 0 | 0 | 0 | 0 | 0
Coal | 0 | 0 | 0 | 0 | 0 | 0
Geo | 0 | 0 | 0 | 0 | 0 | 0
H | 62.6 | 62.6 | 62.6 | 62.6 | 62.6 | 62.6
LFG | 20.8 | 20.8 | 20.8 | 28.97 | 28.97 | 28.97
Nuc | 489.92 | 509.2 | 489.92 | 399.48 | 552.03 | 578.17
PS | 33.52 | 33.52 | 33.52 | 33.52 | 33.52 | 33.52
PV | 0 | 0 | 0 | 0 | 0 | 0
PeakG | 3.78 | 5.56 | 5.31 | 5.31 | 5.31 | 5.31
PeakO | 1.14 | 1.46 | 1.17 | 1.17 | 1.17 | 1.17
ST | 0 | 0 | 0 | 0 | 0 | 0
STOG | 0 | 0 | 0 | 0 | 0 | 0
STWD | 2.76 | 3.45 | 2.81 | 2.81 | 2.81 | 2.81
WT | 113.42 | 133.35 | 133.35 | 133.35 | 133.35 | 133.35
IGCC | 0 | 0 | 0 | 0 | 0 | 0
DemandResponse | 0 | 0 | 0 | 0 | 0 | 0
IGCC-CCS | 0 | 0 | 0 | 0 | 0 | 0
WT_off | 0 | 0 | 0 | 0 | 0 | 0
PseudoUnit | 0 | 0 | 0 | 0 | 0 | 0
FixedInterchange | 0 | 0 | 0 | 0 | 0 | 0
Base FOM Costs by Reporting Type: NYISO_G-I
ReportingType | 2015 | 2020 | 2025 | 2030 | 2035 | 2040
BM | 0 | 0 | 0 | 0 | 0 | 0
CC | 34.33 | 43.65 | 35.09 | 35.19 | 64.38 | 103.15
CSP | 0 | 0 | 0 | 0 | 0 | 0
CT | 0 | 0 | 0 | 0 | 0 | 0
Coal | 0 | 0 | 0 | 0 | 0 | 0
Geo | 0 | 0 | 0 | 0 | 0 | 0
H | 0.46 | 0.46 | 0.46 | 0.46 | 0.46 | 0.46
LFG | 7.72 | 7.72 | 10.46 | 16.67 | 16.67 | 16.67
Nuc | 297.74 | 323.88 | 297.74 | 297.74 | 452.18 | 0.18
PS | 0 | 0 | 0 | 0 | 0 | 0
PV | 0 | 0 | 0 | 0 | 0 | 0
PeakG | 1.51 | 2.04 | 1.56 | 1.56 | 1.56 | 1.56
PeakO | 2.55 | 3.25 | 2.61 | 2.61 | 2.61 | 2.61
ST | 0 | 0 | 0 | 0 | 0 | 0
STOG | 0 | 0 | 0 | 0 | 0 | 0
STWD | 0 | 0 | 0 | 0 | 0 | 0
WT | 0 | 1.68 | 1.68 | 1.68 | 1.68 | 1.68
IGCC | 0 | 0 | 0 | 0 | 0 | 0
DemandResponse | 0 | 0 | 0 | 0 | 0 | 0
IGCC-CCS | 0 | 0 | 0 | 0 | 0 | 0
WT_off | 0 | 0 | 0 | 0 | 0 | 0
PseudoUnit | 0 | 0 | 0 | 0 | 0 | 0
FixedInterchange | 0 | 0 | 0 | 0 | 0 | 0
Base FOM Costs by Reporting Type: NYISO_J-K
ReportingType | 2015 | 2020 | 2025 | 2030 | 2035 | 2040
BM | 0 | 0 | 0 | 0 | 0 | 0
CC | 125.46 | 154.92 | 127.77 | 138.94 | 152.61 | 152.61
CSP | 0 | 0 | 0 | 0 | 0 | 0
CT | 0 | 0 | 0 | 2.24 | 13.52 | 19.08
Coal | 0 | 0 | 0 | 0 | 0 | 0
Geo | 0 | 0 | 0 | 0 | 0 | 0
H | 0 | 0 | 0 | 0 | 0 | 0
LFG | 14.96 | 14.96 | 14.96 | 23.9 | 23.9 | 23.9
Nuc | 0.01 | 0.01 | 0.01 | 0.01 | 0.01 | 0.01
PS | 0 | 0 | 0 | 0 | 0 | 0
PV | 0.53 | 0.53 | 0.53 | 0.53 | 0 | 0
PeakG | 54.7 | 77.08 | 56.45 | 62.35 | 66.78 | 66.78
PeakO | 61.69 | 79.16 | 63.78 | 65.02 | 65.02 | 65.02
ST | 0 | 0 | 0 | 0 | 0 | 0
STOG | 185.89 | 219.96 | 188.55 | 188.55 | 188.55 | 188.55
STWD | 0 | 0 | 0 | 0 | 0 | 0
WT | 0 | 0 | 0 | 0 | 0 | 0
IGCC | 0 | 0 | 0 | 0 | 0 | 0
DemandResponse | 0 | 0 | 0 | 0 | 0 | 0
IGCC-CCS | 0 | 0 | 0 | 0 | 0 | 0
WT_off | 0 | 0 | 0 | 0 | 0 | 0
PseudoUnit | 0 | 0 | 0 | 0 | 0 | 0
FixedInterchange | 0 | 0 | 0 | 0 | 0 | 0
Base FOM Costs by Reporting Type: PJM_E
ReportingType | 2015 | 2020 | 2025 | 2030 | 2035 | 2040
BM | 3.02 | 3.02 | 3.02 | 3.02 | 3.02 | 3.02
CC | 297.21 | 359.4 | 312.87 | 330.19 | 350.43 | 350.43
CSP | 0 | 0 | 0 | 0 | 0 | 0
CT | 0.18 | 0.18 | 0.18 | 0.18 | 13.3 | 13.3
Coal | 41.72 | 0.8 | 0.8 | 0.8 | 0.8 | 0.8
Geo | 0 | 0 | 0 | 0 | 0 | 0
H | 3.85 | 3.85 | 3.85 | 3.85 | 3.85 | 3.85
LFG | 56.83 | 72.83 | 72.83 | 72.83 | 72.83 | 72.83
Nuc | 1239 | 1184.31 | 1149.53 | 1149.53 | 825.73 | 1983.3
PS | 9.5 | 9.5 | 9.5 | 9.5 | 9.5 | 9.5
PV | 0.75 | 0.75 | 0.75 | 0.75 | 0.75 | 0.75
PeakG | 75.2 | 106.43 | 77.64 | 89.79 | 93.22 | 93.22
PeakO | 75.92 | 100.78 | 82.41 | 82.41 | 82.41 | 82.41
ST | 0 | 0 | 0 | 0 | 0 | 0
STOG | 115.25 | 136.37 | 116.9 | 116.9 | 116.9 | 116.9
STWD | 0 | 0 | 0 | 0 | 0 | 0
WT | 32.63 | 32.63 | 32.63 | 32.63 | 32.63 | 32.63
IGCC | 0 | 0 | 0 | 0 | 0 | 0
DemandResponse | 0 | 0 | 0 | 0 | 0 | 0
IGCC-CCS | 0 | 0 | 0 | 0 | 0 | 0
WT_off | 0 | 0 | 58.67 | 58.67 | 58.67 | 58.67
PseudoUnit | 0 | 0 | 0 | 0 | 0 | 0
FixedInterchange | 0 | 0 | 0 | 0 | 0 | 0
Base FOM Costs by Reporting Type: PJM_ROM
ReportingType | 2015 | 2020 | 2025 | 2030 | 2035 | 2040
BM | 1.81 | 1.81 | 1.81 | 1.81 | 1.81 | 1.81
CC | 142.43 | 174.53 | 145.82 | 151.1 | 172.02 | 359.28
CSP | 0 | 0 | 0 | 0 | 0 | 0
CT | 0.11 | 0.11 | 0.11 | 0.11 | 0.11 | 0.11
Coal | 546.13 | 559.7 | 606.71 | 792.06 | 822.39 | 840.08
Geo | 0 | 0 | 0 | 0 | 0 | 0
H | 19.83 | 21.04 | 29.48 | 29.48 | 29.48 | 29.48
LFG | 43.05 | 74.95 | 74.95 | 74.95 | 74.95 | 74.95
Nuc | 733.21 | 756.8 | 733.21 | 733.21 | 657.66 | 1060.55
PS | 35.92 | 35.92 | 35.92 | 35.92 | 35.92 | 35.92
PV | 0.06 | 23.6 | 38.44 | 42.46 | 44.05 | 45.96
PeakG | 30.83 | 44.67 | 41.32 | 41.32 | 41.32 | 41.32
PeakO | 45.95 | 58.57 | 46.94 | 46.94 | 46.94 | 46.94
ST | 0 | 0 | 0 | 0 | 0 | 0
STOG | 155.08 | 183.5 | 157.31 | 157.31 | 157.31 | 157.31
STWD | 2.24 | 2.81 | 2.29 | 2.29 | 2.29 | 2.29
WT | 38.48 | 59.54 | 218.04 | 218.04 | 218.04 | 218.04
IGCC | 0 | 0 | 0 | 0 | 0 | 0
DemandResponse | 0 | 0 | 0 | 0 | 0 | 0
IGCC-CCS | 0 | 0 | 0 | 0 | 0 | 0
WT_off | 0 | 0 | 0 | 0 | 0 | 0
PseudoUnit | 0 | 0 | 0 | 0 | 0 | 0
FixedInterchange | 0 | 0 | 0 | 0 | 0 | 0
Base FOM Costs by Reporting Type: PJM_ROR
ReportingType | 2015 | 2020 | 2025 | 2030 | 2035 | 2040
BM | 38.69 | 38.69 | 38.69 | 38.69 | 38.69 | 19.4
CC | 357.07 | 446.97 | 374.27 | 400.44 | 580.2 | 580.2
CSP | 0 | 0 | 0 | 0 | 0 | 0
CT | 0.19 | 0.19 | 0.19 | 0.19 | 16.39 | 16.39
Coal | 3420.55 | 2792.67 | 2883.26 | 3394.36 | 3876.47 | 4124.46
Geo | 0 | 0 | 0 | 0 | 0 | 0
H | 26.17 | 33.33 | 33.33 | 33.33 | 33.33 | 33.33
LFG | 65.06 | 98.09 | 126.87 | 126.87 | 126.87 | 126.87
Nuc | 2917.4 | 3014.07 | 2917.4 | 2791.17 | 2168.76 | 4415.45
PS | 73.14 | 73.14 | 73.14 | 73.14 | 73.14 | 73.14
PV | 0.35 | 0.35 | 0.35 | 0.35 | 0.35 | 0.35
PeakG | 325.76 | 481.29 | 337.93 | 436.45 | 464.24 | 464.24
PeakO | 48.69 | 65.15 | 52.22 | 52.22 | 52.22 | 52.22
ST | 0 | 0 | 0 | 0 | 0 | 0
STOG | 91.71 | 108.52 | 93.03 | 93.03 | 93.03 | 93.03
STWD | 6.22 | 7.78 | 6.34 | 6.34 | 6.34 | 6.34
WT | 322.6 | 327.98 | 327.98 | 377.6 | 432.77 | 506.78
IGCC | 0 | 0 | 0 | 0 | 0 | 0
DemandResponse | 0 | 0 | 0 | 0 | 0 | 0
IGCC-CCS | 0 | 0 | 0 | 0 | 0 | 0
WT_off | 0 | 0 | 0 | 0 | 0 | 0
PseudoUnit | 0 | 0 | 0 | 0 | 0 | 0
FixedInterchange | 0 | 0 | 0 | 0 | 0 | 0
Base FOM Costs by Reporting Type: SOCO
ReportingType | 2015 | 2020 | 2025 | 2030 | 2035 | 2040
BM | 5.53 | 5.53 | 5.53 | 5.53 | 5.53 | 5.53
CC | 511.87 | 633.85 | 524.61 | 545.57 | 624.49 | 624.49
CSP | 0 | 0 | 0 | 0 | 0 | 0
CT | 0 | 0 | 0 | 0 | 0 | 0
Coal | 1079.11 | 1121.59 | 1142.27 | 1305.18 | 1509.68 | 1800.28
Geo | 0 | 0 | 0 | 0 | 0 | 0
H | 59.74 | 59.74 | 59.74 | 59.74 | 59.74 | 59.74
LFG | 4.46 | 4.46 | 17.39 | 17.39 | 17.39 | 17.39
Nuc | 850.41 | 1045.67 | 1045.67 | 1045.67 | 1045.67 | 1199.16
PS | 39.76 | 39.76 | 39.76 | 39.76 | 39.76 | 39.76
PV | 0 | 0 | 0 | 0 | 0 | 0
PeakG | 181.73 | 269.28 | 188.58 | 245.33 | 261.34 | 261.34
PeakO | 0 | 0 | 0 | 0 | 0 | 0
ST | 0 | 0 | 0 | 0 | 0 | 0
STOG | 0 | 0 | 0 | 0 | 0 | 0
STWD | 21.41 | 26.79 | 21.83 | 21.83 | 21.83 | 21.83
WT | 0 | 0 | 0 | 0 | 0 | 0
IGCC | 0 | 0 | 0 | 0 | 0 | 0
DemandResponse | 0 | 0 | 0 | 0 | 0 | 0
IGCC-CCS | 0 | 0 | 0 | 0 | 0 | 0
WT_off | 0 | 0 | 0 | 0 | 0 | 0
PseudoUnit | 0 | 0 | 0 | 0 | 0 | 0
FixedInterchange | 0 | 0 | 0 | 0 | 0 | 0
Base FOM Costs by Reporting Type: SPP_N
ReportingType | 2015 | 2020 | 2025 | 2030 | 2035 | 2040
BM | 0 | 0 | 0 | 0 | 0 | 0
CC | 41.13 | 52.29 | 42 | 46.53 | 51.42 | 51.42
CSP | 0 | 0 | 0 | 0 | 0 | 0
CT | 0 | 0 | 0 | 0 | 0 | 4.7
Coal | 548.33 | 535.86 | 439.76 | 469.88 | 523.62 | 637.1
Geo | 0 | 0 | 0 | 0 | 0 | 0
H | 0.3 | 0.3 | 0.3 | 0.3 | 0.3 | 0.3
LFG | 0.84 | 0.84 | 0.84 | 12.28 | 12.28 | 12.28
Nuc | 160.51 | 168.89 | 168.89 | 168.89 | 168.89 | 168.89
PS | 0 | 0 | 0 | 0 | 0 | 0
PV | 0 | 0 | 0 | 0 | 0 | 0
PeakG | 74.97 | 117.69 | 105.7 | 105.7 | 105.7 | 105.7
PeakO | 34.89 | 44.84 | 35.94 | 35.94 | 35.94 | 35.94
ST | 0 | 0 | 0 | 0 | 0 | 0
STOG | 73.04 | 86.42 | 74.08 | 74.08 | 74.08 | 74.08
STWD | 0 | 0 | 0 | 0 | 0 | 0
WT | 41.99 | 41.99 | 41.99 | 468.21 | 559.78 | 609.79
IGCC | 0 | 0 | 0 | 0 | 0 | 0
DemandResponse | 0 | 0 | 0 | 0 | 0 | 0
IGCC-CCS | 0 | 0 | 0 | 0 | 0 | 0
WT_off | 0 | 0 | 0 | 0 | 0 | 0
PseudoUnit | 0 | 0 | 0 | 0 | 0 | 0
FixedInterchange | 0 | 0 | 0 | 0 | 0 | 0
Base FOM Costs by Reporting Type: SPP_S
ReportingType | 2015 | 2020 | 2025 | 2030 | 2035 | 2040
BM | 0 | 0 | 0 | 0 | 0 | 0
CC | 327.42 | 415.34 | 336.76 | 365.29 | 401.35 | 404.99
CSP | 0 | 0 | 0 | 0 | 0 | 0
CT | 2.76 | 4.77 | 4.77 | 4.77 | 4.77 | 8.01
Coal | 827.53 | 806.42 | 346.11 | 353.38 | 359.84 | 404.11
Geo | 0 | 0 | 0 | 0 | 0 | 0
H | 30.03 | 30.03 | 30.03 | 30.03 | 30.03 | 30.03
LFG | 2.29 | 2.29 | 2.29 | 13.72 | 13.72 | 13.72
Nuc | 0.01 | 0.01 | 0.01 | 0.01 | 0.01 | 0.01
PS | 10.59 | 10.59 | 10.59 | 10.59 | 10.59 | 10.59
PV | 0 | 0 | 0 | 0 | 0 | 0
PeakG | 60.2 | 87.93 | 62.37 | 76.78 | 82.77 | 82.77
PeakO | 3.36 | 4.54 | 3.63 | 3.63 | 3.64 | 3.66
ST | 0 | 0 | 0 | 0 | 0 | 0
STOG | 410.73 | 486.01 | 416.62 | 416.62 | 416.62 | 416.62
STWD | 2.69 | 3.37 | 2.75 | 2.75 | 2.75 | 2.75
WT | 90.68 | 364.18 | 1232.93 | 1553.45 | 1598.08 | 1628.24
IGCC | 0 | 0 | 0 | 0 | 0 | 0
DemandResponse | 0 | 0 | 0 | 0 | 0 | 0
IGCC-CCS | 0 | 0 | 0 | 0 | 0 | 0
WT_off | 0 | 0 | 0 | 0 | 0 | 0
PseudoUnit | 0 | 0 | 0 | 0 | 0 | 0
FixedInterchange | 0 | 0 | 0 | 0 | 0 | 0
Base FOM Costs by Reporting Type: TVA
ReportingType | 2015 | 2020 | 2025 | 2030 | 2035 | 2040
BM | 0 | 0 | 0 | 0 | 0 | 0
CC | 152.84 | 195.23 | 162.1 | 195.57 | 220.03 | 220.03
CSP | 0 | 0 | 0 | 0 | 0 | 0
CT | 0 | 8.83 | 8.83 | 16.34 | 16.34 | 16.34
Coal | 1011.76 | 1048.39 | 1087.78 | 1190.94 | 1281.73 | 1308.61
Geo | 0 | 0 | 0 | 0 | 0 | 0
H | 72.8 | 72.8 | 73.19 | 73.19 | 73.19 | 73.19
LFG | 1.57 | 1.57 | 14.49 | 14.49 | 14.49 | 14.49
Nuc | 1153.81 | 1199.07 | 1153.81 | 1153.81 | 788.03 | 1385.25
PS | 41.38 | 41.38 | 41.38 | 41.38 | 41.38 | 41.38
PV | 0 | 0 | 0 | 0 | 0 | 0
PeakG | 99.24 | 153.37 | 140.99 | 140.99 | 140.99 | 140.99
PeakO | 1.87 | 2.54 | 1.92 | 2.49 | 2.49 | 2.49
ST | 0 | 0 | 0 | 0 | 0 | 0
STOG | 0 | 0 | 0 | 0 | 0 | 0
STWD | 0.16 | 0.2 | 0.16 | 0.16 | 0.16 | 0.16
WT | 0.99 | 0.99 | 0.99 | 0.99 | 0.99 | 0.99
IGCC | 0 | 0 | 0 | 0 | 0 | 0
DemandResponse | 0 | 0 | 0 | 0 | 0 | 0
IGCC-CCS | 0 | 0 | 0 | 0 | 0 | 0
WT_off | 0 | 0 | 0 | 0 | 0 | 0
PseudoUnit | 0 | 0 | 0 | 0 | 0 | 0
FixedInterchange | 0 | 0 | 0 | 0 | 0 | 0
Base FOM Costs by Reporting Type: TVA_Transmission
ReportingType | 2015 | 2020 | 2025 | 2030 | 2035 | 2040
BM | 0 | 0 | 0 | 0 | 0 | 0
CC | 0 | 0 | 0 | 0 | 0 | 0
CSP | 0 | 0 | 0 | 0 | 0 | 0
CT | 0 | 0 | 0 | 0 | 0 | 0
Coal | 0 | 0 | 0 | 0 | 0 | 0
Geo | 0 | 0 | 0 | 0 | 0 | 0
H | 0 | 0 | 0 | 0 | 0 | 0
LFG | 0 | 0 | 0 | 0 | 0 | 0
Nuc | 0 | 0 | 0 | 0 | 0 | 0
PS | 0 | 0 | 0 | 0 | 0 | 0
PV | 0 | 0 | 0 | 0 | 0 | 0
PeakG | 0 | 0 | 0 | 0 | 0 | 0
PeakO | 0 | 0 | 0 | 0 | 0 | 0
ST | 0 | 0 | 0 | 0 | 0 | 0
STOG | 0 | 0 | 0 | 0 | 0 | 0
STWD | 0 | 0 | 0 | 0 | 0 | 0
WT | 0 | 0 | 0 | 0 | 0 | 0
IGCC | 0 | 0 | 0 | 0 | 0 | 0
DemandResponse | 0 | 0 | 0 | 0 | 0 | 0
IGCC-CCS | 0 | 0 | 0 | 0 | 0 | 0
WT_off | 0 | 0 | 0 | 0 | 0 | 0
PseudoUnit | 0 | 0 | 0 | 0 | 0 | 0
FixedInterchange | 0 | 0 | 0 | 0 | 0 | 0
Base FOM Costs by Reporting Type: VACAR
ReportingType | 2015 | 2020 | 2025 | 2030 | 2035 | 2040
BM | 0.09 | 23.3 | 85.66 | 91.69 | 110.12 | 125.27
CC | 185.45 | 258.75 | 232.83 | 241.48 | 359.59 | 428.75
CSP | 0 | 0 | 0 | 0 | 0 | 0
CT | 4.8 | 4.8 | 8.19 | 15.27 | 15.27 | 17.05
Coal | 1224.02 | 1140.14 | 1169.94 | 1345.19 | 1517.42 | 1605.18
Geo | 0 | 0 | 0 | 0 | 0 | 0
H | 30.23 | 30.23 | 30.23 | 30.23 | 30.23 | 30.23
LFG | 7.64 | 20.52 | 20.52 | 20.52 | 20.52 | 20.52
Nuc | 1664.13 | 1955.26 | 1870.92 | 1870.92 | 1398.04 | 2995.54
PS | 62.1 | 62.1 | 62.1 | 62.1 | 62.1 | 62.1
PV | 0.23 | 2.55 | 2.66 | 2.72 | 2.91 | 3.07
PeakG | 142.93 | 209.84 | 148.17 | 188.38 | 199.72 | 199.72
PeakO | 36.13 | 46.34 | 37.33 | 38.01 | 38.01 | 38.01
ST | 0 | 0 | 0 | 0 | 0 | 0
STOG | 4.04 | 4.78 | 4.1 | 4.1 | 4.1 | 4.1
STWD | 9.01 | 11.27 | 9.18 | 9.18 | 9.18 | 9.18
WT | 0.03 | 98.25 | 98.25 | 98.25 | 98.25 | 98.25
IGCC | 0 | 0 | 0 | 0 | 0 | 0
DemandResponse | 0 | 0 | 0 | 0 | 0 | 0
IGCC-CCS | 0 | 0 | 0 | 0 | 0 | 0
WT_off | 0.05 | 0.05 | 0.05 | 0.05 | 0.05 | 0.05
PseudoUnit | 0 | 0 | 0 | 0 | 0 | 0
FixedInterchange | 0 | 0 | 0 | 0 | 0 | 0
Base FOM Costs by Reporting Type: IESO
ReportingType | 2015 | 2020 | 2025 | 2030 | 2035 | 2040
BM | 32.8 | 32.8 | 32.8 | 32.8 | 32.8 | 32.8
CC | 102.32 | 102.32 | 102.32 | 102.32 | 109.46 | 136.16
CSP | 0 | 0 | 0 | 0 | 0 | 0
CT | 2.46 | 2.46 | 2.46 | 2.46 | 5.67 | 14.13
Coal | 0 | 0 | 0 | 0 | 0 | 0
Geo | 0 | 0 | 0 | 0 | 0 | 0
H | 123.83 | 123.83 | 123.83 | 123.83 | 123.83 | 127.39
LFG | 14.17 | 14.17 | 14.17 | 14.17 | 14.23 | 14.23
Nuc | 1895.33 | 1895.33 | 1895.33 | 1895.33 | 1745.37 | 2079.68
PS | 2.92 | 2.92 | 2.92 | 2.92 | 2.92 | 2.92
PV | 18.26 | 18.26 | 18.26 | 18.26 | 0.44 | 0.44
PeakG | 11.67 | 13.67 | 13.67 | 13.67 | 13.67 | 13.67
PeakO | 0.66 | 0.66 | 0.78 | 0.86 | 0.86 | 0.86
ST | 0 | 0 | 0 | 0 | 0 | 0
STOG | 0 | 0 | 0 | 0 | 0 | 0
STWD | 0 | 0 | 0 | 0 | 0 | 0
WT | 102.92 | 102.92 | 102.92 | 102.92 | 43.8 | 43.8
IGCC | 0 | 0 | 0 | 0 | 0 | 0
DemandResponse | 0 | 0 | 0 | 0 | 0 | 0
IGCC-CCS | 0 | 0 | 0 | 0 | 0 | 0
WT_off | 0 | 0 | 0 | 0 | 0 | 0
PseudoUnit | 0 | 0 | 0 | 0 | 0 | 0
FixedInterchange | 0 | 0 | 0 | 0 | 0 | 0
Base FOM Costs by Reporting Type: MAPP_CA
ReportingType | 2015 | 2020 | 2025 | 2030 | 2035 | 2040
BM | 0 | 0 | 0 | 0 | 0 | 0
CC | 21.69 | 21.69 | 21.69 | 6.55 | 7.41 | 7.41
CSP | 0 | 0 | 0 | 0 | 0 | 0
CT | 0.22 | 0.22 | 0.22 | 0.22 | 0 | 0
Coal | 111.5 | 86.37 | 0.16 | 0 | 0 | 0
Geo | 0 | 0 | 0 | 0 | 0 | 0
H | 92.24 | 102.13 | 123.42 | 158.45 | 158.45 | 158.45
LFG | 0 | 0 | 0 | 0 | 0 | 0
Nuc | 0.01 | 0.01 | 0.01 | 0.01 | 0.01 | 0.01
PS | 0 | 0 | 0 | 0 | 0 | 0
PV | 0 | 0 | 0 | 0 | 0 | 0
PeakG | 9.88 | 9.88 | 9.88 | 9.88 | 13.09 | 13.09
PeakO | 0.09 | 0.09 | 0.09 | 0.12 | 0.12 | 0.12
ST | 0 | 0 | 0 | 0 | 0 | 0
STOG | 5.54 | 5.54 | 5.54 | 0 | 0 | 0
STWD | 0 | 0 | 0 | 0 | 0 | 0
WT | 17.9 | 17.9 | 17.9 | 17.9 | 17.9 | 17.9
IGCC | 0 | 0 | 0 | 0 | 0 | 0
DemandResponse | 0 | 0 | 0 | 0 | 0 | 0
IGCC-CCS | 0 | 0 | 0 | 0 | 0 | 0
WT_off | 0 | 0 | 0 | 0 | 0 | 0
PseudoUnit | 0 | 0 | 0 | 0 | 0 | 0
FixedInterchange | 0 | 0 | 0 | 0 | 0 | 0
Base FOM Costs by Reporting Type: AZ_NM_SNV_Coal
ReportingType | 2015 | 2020 | 2025 | 2030 | 2035 | 2040
BM | 0 | 0 | 0 | 0 | 0 | 0
CC | 0 | 0 | 0 | 0 | 0 | 0
CSP | 0 | 0 | 0 | 0 | 0 | 0
CT | 0 | 0 | 0 | 0 | 0 | 0
Coal | 731.78 | 781.65 | 789.38 | 904.87 | 1093.4 | 1483.29
Geo | 0 | 0 | 0 | 0 | 0 | 0
H | 0 | 0 | 0 | 0 | 0 | 0
LFG | 0 | 0 | 0 | 0 | 0 | 0
Nuc | 0 | 0 | 0 | 0 | 0 | 0
PS | 0 | 0 | 0 | 0 | 0 | 0
PV | 0 | 0 | 0 | 0 | 0 | 0
PeakG | 0 | 0 | 0 | 0 | 0 | 0
PeakO | 0 | 0 | 0 | 0 | 0 | 0
ST | 0 | 0 | 0 | 0 | 0 | 0
STOG | 0 | 0 | 0 | 0 | 0 | 0
STWD | 0 | 0 | 0 | 0 | 0 | 0
WT | 0 | 0 | 0 | 0 | 0 | 0
IGCC | 0 | 0 | 0 | 0 | 0 | 0
DemandResponse | 0 | 0 | 0 | 0 | 0 | 0
IGCC-CCS | 0 | 0 | 0 | 0 | 0 | 0
WT_off | 0 | 0 | 0 | 0 | 0 | 0
PseudoUnit | 0 | 0 | 0 | 0 | 0 | 0
FixedInterchange | 0 | 0 | 0 | 0 | 0 | 0
Base FOM Costs by Reporting Type: AZ_NM_SNV_Gas
ReportingType | 2015 | 2020 | 2025 | 2030 | 2035 | 2040
BM | 0 | 0 | 0 | 0 | 0 | 0
CC | 442.18 | 575.63 | 467.41 | 550.64 | 622.97 | 622.97
CSP | 0 | 0 | 0 | 0 | 0 | 0
CT | 4.93 | 4.93 | 4.93 | 4.93 | 0 | 0
Coal | 0 | 0 | 0 | 0 | 0 | 0
Geo | 0 | 0 | 0 | 0 | 0 | 0
H | 0 | 0 | 0 | 0 | 0 | 0
LFG | 0 | 0 | 0 | 0 | 0 | 0
Nuc | 0 | 0 | 0 | 0 | 0 | 0
PS | 0 | 0 | 0 | 0 | 0 | 0
PV | 0 | 0 | 0 | 0 | 0 | 0
PeakG | 36.23 | 53.8 | 43.1 | 52.42 | 52.42 | 0
PeakO | 0 | 0 | 0 | 0 | 0 | 0
ST | 0 | 0 | 0 | 0 | 0 | 0
STOG | 0 | 0 | 0 | 0 | 0 | 0
STWD | 0 | 0 | 0 | 0 | 0 | 0
WT | 0 | 0 | 0 | 0 | 0 | 0
IGCC | 0 | 0 | 0 | 0 | 0 | 0
DemandResponse | 0 | 0 | 0 | 0 | 0 | 0
IGCC-CCS | 0 | 0 | 0 | 0 | 0 | 0
WT_off | 0 | 0 | 0 | 0 | 0 | 0
PseudoUnit | 0 | 0 | 0 | 0 | 0 | 0
FixedInterchange | 0 | 0 | 0 | 0 | 0 | 0
Base FOM Costs by Reporting Type: AZ_NM_SNV_NucRenew
ReportingType | 2015 | 2020 | 2025 | 2030 | 2035 | 2040
BM | 0 | 0 | 0 | 0 | 0 | 0
CC | 0 | 0 | 0 | 0 | 0 | 0
CSP | 0 | 0 | 0 | 0 | 0 | 0
CT | 0 | 0 | 0 | 0 | 0 | 0
Coal | 0 | 0 | 0 | 0 | 0 | 0
Geo | 0 | 0 | 122.18 | 122.18 | 122.18 | 122.18
H | 44.6 | 44.6 | 44.6 | 44.6 | 44.6 | 44.6
LFG | 0.84 | 0.84 | 8.14 | 8.14 | 8.14 | 8.14
Nuc | 484.16 | 564.17 | 564.17 | 564.17 | 564.17 | 564.17
PS | 5.13 | 5.13 | 5.13 | 5.13 | 5.13 | 5.13
PV | 2.38 | 2.38 | 2.38 | 2.38 | 2.38 | 2.38
PeakG | 0 | 0 | 0 | 0 | 0 | 0
PeakO | 0 | 0 | 0 | 0 | 0 | 0
ST | 17.92 | 46.04 | 63.75 | 71.73 | 71.73 | 71.73
STOG | 0 | 0 | 0 | 0 | 0 | 0
STWD | 0.83 | 1.04 | 0.85 | 0.85 | 0.85 | 0.85
WT | 17.57 | 17.57 | 26.76 | 44.06 | 44.06 | 44.06
IGCC | 0 | 0 | 0 | 0 | 0 | 0
DemandResponse | 0 | 0 | 0 | 0 | 0 | 0
IGCC-CCS | 0 | 0 | 0 | 0 | 0 | 0
WT_off | 0 | 0 | 0 | 0 | 0 | 0
PseudoUnit | 0 | 0 | 0 | 0 | 0 | 0
FixedInterchange | 0 | 0 | 0 | 0 | 0 | 0
Base FOM Costs by Reporting Type: ERCOT
ReportingType | 2015 | 2020 | 2025 | 2030 | 2035 | 2040
BM | 14.57 | 14.57 | 14.57 | 185.52 | 191.96 | 203.66
CC | 862.73 | 1102.12 | 912.43 | 942.02 | 1101.75 | 1152.54
CSP | 0 | 0 | 0 | 0 | 0 | 0
CT | 1.67 | 1.67 | 1.67 | 1.67 | 1.67 | 1.67
Coal | 1175.78 | 1362.67 | 1256.35 | 1310.78 | 1466.71 | 1773.28
Geo | 0 | 0 | 0 | 0 | 0 | 0
H | 8.05 | 8.05 | 8.05 | 16.99 | 16.99 | 16.99
LFG | 9.05 | 9.05 | 51.64 | 51.64 | 51.64 | 51.64
Nuc | 574.09 | 734.71 | 741.22 | 741.22 | 741.22 | 741.22
PS | 0 | 0 | 0 | 0 | 0 | 0
PV | 0.25 | 0.25 | 0.25 | 0.25 | 0.01 | 0.01
PeakG | 80.63 | 119.03 | 114.62 | 114.62 | 114.62 | 114.62
PeakO | 1.29 | 1.86 | 1.53 | 1.53 | 1.53 | 1.53
ST | 0 | 0 | 0 | 0 | 0 | 0
STOG | 756.72 | 895.41 | 767.57 | 767.57 | 767.57 | 767.57
STWD | 0 | 0 | 0 | 0 | 0 | 0
WT | 315.42 | 549.36 | 813.28 | 977.51 | 1000.81 | 1042.6
IGCC | 0 | 0 | 0 | 0 | 0 | 0
DemandResponse | 0 | 0 | 0 | 0 | 0 | 0
IGCC-CCS | 0 | 0 | 0 | 0 | 0 | 0
WT_off | 0 | 0 | 0 | 0 | 0 | 0
PseudoUnit | 0 | 0 | 0 | 0 | 0 | 0
FixedInterchange | 0 | 0 | 0 | 0 | 0 | 0
Base FOM Costs by Reporting Type: NP15
ReportingType | 2015 | 2020 | 2025 | 2030 | 2035 | 2040
BM | 0 | 0 | 0 | 0 | 0 | 0
CC | 205.4 | 258.04 | 212.25 | 226.85 | 253.32 | 253.32
CSP | 0 | 0 | 0 | 0 | 0 | 0
CT | 1.45 | 13.29 | 15.92 | 42.45 | 71.78 | 100.9
Coal | 1.65 | 0 | 0 | 0 | 0 | 0
Geo | 100.8 | 114.81 | 151.36 | 151.36 | 151.36 | 151.36
H | 125.7 | 125.7 | 125.7 | 125.7 | 125.7 | 125.7
LFG | 10.26 | 78.24 | 78.24 | 78.24 | 78.24 | 78.24
Nuc | 302.44 | 364.27 | 334.86 | 334.86 | 334.86 | 334.86
PS | 53.58 | 53.58 | 53.58 | 53.58 | 53.58 | 53.58
PV | 0.89 | 0.89 | 0.89 | 0.89 | 0.78 | 0.78
PeakG | 56.04 | 82.34 | 58.1 | 74.01 | 78.49 | 78.49
PeakO | 10.26 | 13.08 | 10.48 | 10.49 | 10.49 | 10.49
ST | 1.86 | 1.86 | 1.86 | 1.86 | 1.86 | 1.86
STOG | 167.55 | 198.25 | 169.95 | 169.95 | 169.95 | 169.95
STWD | 14.17 | 17.73 | 14.44 | 14.44 | 14.44 | 14.44
WT | 40.21 | 40.21 | 297.52 | 365.1 | 365.48 | 365.54
IGCC | 0 | 0 | 0 | 0 | 0 | 0
DemandResponse | 0 | 0 | 0 | 0 | 0 | 0
IGCC-CCS | 0 | 0 | 0 | 0 | 0 | 0
WT_off | 0 | 0 | 0 | 0 | 0 | 0
PseudoUnit | 0 | 0 | 0 | 0 | 0 | 0
FixedInterchange | 0 | 0 | 0 | 0 | 0 | 0
Base FOM Costs by Reporting Type: NWPP_Coal
ReportingType | 2015 | 2020 | 2025 | 2030 | 2035 | 2040
BM | 0 | 0 | 0 | 0 | 0 | 0
CC | 0 | 0 | 0 | 0 | 0 | 0
CSP | 0 | 0 | 0 | 0 | 0 | 0
CT | 0 | 0 | 0 | 0 | 0 | 0
Coal | 900.45 | 954.62 | 993.33 | 1065.23 | 1236.5 | 1338.59
Geo | 0 | 0 | 0 | 0 | 0 | 0
H | 0 | 0 | 0 | 0 | 0 | 0
LFG | 0 | 0 | 0 | 0 | 0 | 0
Nuc | 0 | 0 | 0 | 0 | 0 | 0
PS | 0 | 0 | 0 | 0 | 0 | 0
PV | 0 | 0 | 0 | 0 | 0 | 0
PeakG | 0 | 0 | 0 | 0 | 0 | 0
PeakO | 0 | 0 | 0 | 0 | 0 | 0
ST | 0 | 0 | 0 | 0 | 0 | 0
STOG | 0 | 0 | 0 | 0 | 0 | 0
STWD | 0 | 0 | 0 | 0 | 0 | 0
WT | 0 | 0 | 0 | 0 | 0 | 0
IGCC | 0 | 0 | 0 | 0 | 0 | 0
DemandResponse | 0 | 0 | 0 | 0 | 0 | 0
IGCC-CCS | 0 | 0 | 0 | 0 | 0 | 0
WT_off | 0 | 0 | 0 | 0 | 0 | 0
PseudoUnit | 0 | 0 | 0 | 0 | 0 | 0
FixedInterchange | 0 | 0 | 0 | 0 | 0 | 0
Base FOM Costs by Reporting Type: NWPP_Gas
ReportingType | 2015 | 2020 | 2025 | 2030 | 2035 | 2040
BM | 0 | 0 | 0 | 0 | 0 | 0
CC | 192.07 | 243.03 | 196.06 | 241.64 | 351.94 | 354.7
CSP | 0 | 0 | 0 | 0 | 0 | 0
CT | 1 | 1 | 1 | 1 | 0 | 0
Coal | 0 | 0 | 0 | 0 | 0 | 12.64
Geo | 0 | 0 | 0 | 0 | 0 | 0
H | 0 | 0 | 0 | 0 | 0 | 0
LFG | 0 | 0 | 0 | 0 | 0 | 0
Nuc | 0 | 0 | 0 | 0 | 0 | 0
PS | 0 | 0 | 0 | 0 | 0 | 0
PV | 0 | 0 | 0 | 0 | 0 | 0
PeakG | 0 | 0 | 0 | 0 | 0 | 0
PeakO | 0 | 0 | 0 | 0 | 0 | 0
ST | 0 | 0 | 0 | 0 | 0 | 0
STOG | 0 | 0 | 0 | 0 | 0 | 0
STWD | 0 | 0 | 0 | 0 | 0 | 0
WT | 0 | 0 | 0 | 0 | 0 | 0
IGCC | 0 | 0 | 0 | 0 | 0 | 0
DemandResponse | 0 | 0 | 0 | 0 | 0 | 0
IGCC-CCS | 0 | 0 | 0 | 0 | 0 | 0
WT_off | 0 | 0 | 0 | 0 | 0 | 0
PseudoUnit | 0 | 0 | 0 | 0 | 0 | 0
FixedInterchange | 0 | 0 | 0 | 0 | 0 | 0
Base FOM Costs by Reporting Type: NWPP_NucRenew
ReportingType | 2015 | 2020 | 2025 | 2030 | 2035 | 2040
BM | 3.27 | 3.27 | 3.27 | 3.27 | 3.27 | 3.27
CC | 0 | 0 | 0 | 0 | 0 | 0
CSP | 0 | 0 | 0 | 0 | 0 | 0
CT | 0 | 0 | 0 | 0 | 0 | 0
Coal | 0 | 0 | 0 | 0 | 0 | 0
Geo | 35.81 | 35.81 | 72.38 | 72.38 | 72.38 | 72.38
H | 480.54 | 480.54 | 480.54 | 480.54 | 480.54 | 480.54
LFG | 15.5 | 15.5 | 37.69 | 44.91 | 44.91 | 44.91
Nuc | 164.67 | 164.67 | 164.67 | 164.67 | 164.67 | 225.13
PS | 6.12 | 6.12 | 6.12 | 6.12 | 6.12 | 6.12
PV | 0.04 | 0.04 | 0.04 | 0.04 | 0.04 | 0.04
PeakG | 0 | 0 | 0 | 0 | 0 | 0
PeakO | 0 | 0 | 0 | 0 | 0 | 0
ST | 0 | 0 | 0 | 0 | 0 | 0
STOG | 0 | 0 | 0 | 0 | 0 | 0
STWD | 12.15 | 15.2 | 12.39 | 12.39 | 12.39 | 12.39
WT | 228.93 | 228.93 | 228.93 | 228.93 | 228.93 | 228.93
IGCC | 0 | 0 | 0 | 0 | 0 | 0
DemandResponse | 0 | 0 | 0 | 0 | 0 | 0
IGCC-CCS | 0 | 0 | 0 | 0 | 0 | 0
WT_off | 0 | 0 | 0 | 0 | 0 | 0
PseudoUnit | 0 | 0 | 0 | 0 | 0 | 0
FixedInterchange | 0 | 0 | 0 | 0 | 0 | 0
Base FOM Costs by Reporting Type: RMPA
ReportingType | 2015 | 2020 | 2025 | 2030 | 2035 | 2040
BM | 0 | 0 | 0 | 0 | 0 | 0
CC | 79.71 | 101.34 | 81.4 | 99.64 | 99.64 | 99.64
CSP | 0 | 0 | 0 | 0 | 0 | 0
CT | 1.02 | 1.02 | 1.02 | 1.02 | 0.76 | 0.76
Coal | 483.02 | 500.78 | 498.84 | 506.66 | 580.6 | 722.29
Geo | 0 | 38.66 | 214.47 | 216.56 | 216.56 | 216.56
H | 13.99 | 13.99 | 13.99 | 13.99 | 13.99 | 13.99
LFG | 0.89 | 0.89 | 0.89 | 4.37 | 4.37 | 4.37
Nuc | 0.01 | 0.01 | 0.01 | 0.01 | 0.01 | 0.01
PS | 13.37 | 13.37 | 13.37 | 13.37 | 13.37 | 13.37
PV | 0.31 | 0.31 | 0.31 | 0.31 | 0.31 | 0.31
PeakG | 48.87 | 72.26 | 50.7 | 61.6 | 69.81 | 69.81
PeakO | 5.49 | 6.99 | 5.61 | 5.61 | 5.61 | 5.61
ST | 0.19 | 24.53 | 26.59 | 27.57 | 27.57 | 27.57
STOG | 0 | 0 | 0 | 0 | 0 | 0
STWD | 0 | 0 | 0 | 0 | 0 | 0
WT | 67.62 | 67.62 | 67.62 | 67.62 | 67.62 | 67.62
IGCC | 0 | 0 | 0 | 0 | 0 | 0
DemandResponse | 0 | 0 | 0 | 0 | 0 | 0
IGCC-CCS | 0 | 0 | 0 | 0 | 0 | 0
WT_off | 0 | 0 | 0 | 0 | 0 | 0
PseudoUnit | 0 | 0 | 0 | 0 | 0 | 0
FixedInterchange | 0 | 0 | 0 | 0 | 0 | 0
Base FOM Costs by Reporting Type: SP15
ReportingType | 2015 | 2020 | 2025 | 2030 | 2035 | 2040
BM | 0.6 | 0.6 | 0.6 | 0.6 | 0.6 | 0.6
CC | 299.75 | 377.64 | 311.5 | 321.09 | 355.07 | 364.66
CSP | 0 | 0 | 0 | 0 | 0 | 0
CT | 0 | 0 | 0 | 0 | 0 | 0
Coal | 6.4 | 8.11 | 7.61 | 8.09 | 0 | 0
Geo | 86.16 | 208.35 | 208.35 | 208.35 | 208.35 | 208.35
H | 16.57 | 16.57 | 16.57 | 16.57 | 16.57 | 16.57
LFG | 26.93 | 93.8 | 93.8 | 93.8 | 93.8 | 93.8
Nuc | 327.58 | 356.35 | 327.58 | 327.58 | 327.58 | 447.86
PS | 34.19 | 34.19 | 34.19 | 34.19 | 34.19 | 34.19
PV | 1.87 | 1.87 | 1.87 | 1.87 | 1.8 | 1.8
PeakG | 76.73 | 111.44 | 93.22 | 103.59 | 103.59 | 103.59
PeakO | 1.47 | 1.91 | 1.53 | 1.53 | 1.53 | 1.53
ST | 28.67 | 28.67 | 28.67 | 28.67 | 28.67 | 28.67
STOG | 450.09 | 532.57 | 456.54 | 456.54 | 456.54 | 456.54
STWD | 3.81 | 4.77 | 3.89 | 3.89 | 3.89 | 3.89
WT | 71.03 | 71.03 | 71.03 | 71.03 | 71.03 | 71.03
IGCC | 0 | 0 | 0 | 0 | 0 | 0
DemandResponse | 0 | 0 | 0 | 0 | 0 | 0
IGCC-CCS | 0 | 0 | 0 | 0 | 0 | 0
WT_off | 0 | 0 | 0 | 0 | 0 | 0
PseudoUnit | 0 | 0 | 0 | 0 | 0 | 0
FixedInterchange | 0 | 0 | 0 | 0 | 0 | 0
Base FOM Costs by Reporting Type: ALB
ReportingType | 2015 | 2020 | 2025 | 2030 | 2035 | 2040
BM | 0 | 0 | 0 | 0 | 0 | 0
CC | 71.2 | 78.91 | 92.71 | 112.47 | 126.81 | 142.34
CSP | 0 | 0 | 0 | 0 | 0 | 0
CT | 1.35 | 1.35 | 1.35 | 1.35 | 0 | 0
Coal | 380.9 | 399.22 | 412.86 | 439.17 | 499.16 | 562.47
Geo | 0 | 0 | 0 | 0 | 0 | 0
H | 12.99 | 12.99 | 12.99 | 12.99 | 12.99 | 12.99
LFG | 1.21 | 1.21 | 1.21 | 1.21 | 1.21 | 1.21
Nuc | 0.01 | 0.01 | 0.01 | 0.01 | 0.01 | 0.01
PS | 0 | 0 | 0 | 0 | 0 | 0
PV | 0 | 0 | 0 | 0 | 0 | 0
PeakG | 24.72 | 24.15 | 24.15 | 24.15 | 34.02 | 34.02
PeakO | 0 | 0 | 0 | 0 | 0 | 0
ST | 0 | 0 | 0 | 0 | 0 | 0
STOG | 0 | 0 | 0 | 0 | 0 | 0
STWD | 0 | 0 | 0 | 0 | 0 | 0
WT | 22.94 | 22.94 | 22.94 | 22.94 | 22.94 | 22.94
IGCC | 0 | 0 | 0 | 0 | 0 | 0
DemandResponse | 0 | 0 | 0 | 0 | 0 | 0
IGCC-CCS | 0 | 0 | 0 | 0 | 0 | 0
WT_off | 0 | 0 | 0 | 0 | 0 | 0
PseudoUnit | 0 | 0 | 0 | 0 | 0 | 0
FixedInterchange | 0 | 0 | 0 | 0 | 0 | 0
Base FOM Costs by Reporting Type: BC
ReportingType | 2015 | 2020 | 2025 | 2030 | 2035 | 2040
BM | 0 | 0 | 0 | 0 | 0 | 0
CC | 22.94 | 25.43 | 32.81 | 43 | 55.39 | 65.18
CSP | 0 | 0 | 0 | 0 | 0 | 0
CT | 0 | 0 | 0 | 0 | 0 | 1.07
Coal | 0 | 0 | 0 | 0 | 0 | 0
Geo | 0 | 0 | 0 | 0 | 0 | 0
H | 173.22 | 173.22 | 173.22 | 173.22 | 173.22 | 173.22
LFG | 2.9 | 2.9 | 2.9 | 2.9 | 2.9 | 2.9
Nuc | 0.01 | 0.01 | 0.01 | 0.01 | 0.01 | 0.01
PS | 0 | 0 | 0 | 0 | 0 | 0
PV | 0 | 0 | 0 | 0 | 0 | 0
PeakG | 2.66 | 2.77 | 3.3 | 3.3 | 3.3 | 3.3
PeakO | 1.16 | 1.29 | 1.29 | 1.29 | 1.29 | 1.29
ST | 0 | 0 | 0 | 0 | 0 | 0
STOG | 0 | 0 | 0 | 0 | 0 | 0
STWD | 16.34 | 16.34 | 16.34 | 16.34 | 16.34 | 16.34
WT | 7.53 | 7.53 | 7.53 | 7.53 | 7.53 | 7.53
IGCC | 0 | 0 | 0 | 0 | 0 | 0
DemandResponse | 0 | 0 | 0 | 0 | 0 | 0
IGCC-CCS | 0 | 0 | 0 | 0 | 0 | 0
WT_off | 0 | 0 | 0 | 0 | 0 | 0
PseudoUnit | 0 | 0 | 0 | 0 | 0 | 0
FixedInterchange | 0 | 0 | 0 | 0 | 0 | 0
Base FOM Costs by Reporting Type: HQ_IESO
ReportingType | 2015 | 2020 | 2025 | 2030 | 2035 | 2040
BM | 0 | 0 | 0 | 0 | 0 | 0
CC | 0 | 0 | 0 | 0 | 0 | 0
CSP | 0 | 0 | 0 | 0 | 0 | 0
CT | 0 | 0 | 0 | 0 | 0 | 0
Coal | 0 | 0 | 0 | 0 | 0 | 0
Geo | 0 | 0 | 0 | 0 | 0 | 0
H | 0 | 0 | 0 | 0 | 0 | 0
LFG | 0 | 0 | 0 | 0 | 0 | 0
Nuc | 0.01 | 0.01 | 0.01 | 0.01 | 0.01 | 0.01
PS | 0 | 0 | 0 | 0 | 0 | 0
PV | 0 | 0 | 0 | 0 | 0 | 0
PeakG | 0 | 0 | 0 | 0 | 0 | 0
PeakO | 0 | 0 | 0 | 0 | 0 | 0
ST | 0 | 0 | 0 | 0 | 0 | 0
STOG | 0 | 0 | 0 | 0 | 0 | 0
STWD | 0 | 0 | 0 | 0 | 0 | 0
WT | 0 | 0 | 0 | 0 | 0 | 0
IGCC | 0 | 0 | 0 | 0 | 0 | 0
DemandResponse | 0 | 0 | 0 | 0 | 0 | 0
IGCC-CCS | 0 | 0 | 0 | 0 | 0 | 0
WT_off | 0 | 0 | 0 | 0 | 0 | 0
PseudoUnit | 0 | 0 | 0 | 0 | 0 | 0
FixedInterchange | 0 | 0 | 0 | 0 | 0 | 0
Base FOM Costs by Reporting Type: HQ_NEISO
ReportingType | 2015 | 2020 | 2025 | 2030 | 2035 | 2040
BM | 0 | 0 | 0 | 0 | 0 | 0
CC | 0 | 0 | 0 | 0 | 0 | 0
CSP | 0 | 0 | 0 | 0 | 0 | 0
CT | 0 | 0 | 0 | 0 | 0 | 0
Coal | 0 | 0 | 0 | 0 | 0 | 0
Geo | 0 | 0 | 0 | 0 | 0 | 0
H | 0 | 0 | 0 | 0 | 0 | 0
LFG | 0 | 0 | 0 | 0 | 0 | 0
Nuc | 0.01 | 0.01 | 0.01 | 0.01 | 0.01 | 0.01
PS | 0 | 0 | 0 | 0 | 0 | 0
PV | 0 | 0 | 0 | 0 | 0 | 0
PeakG | 0 | 0 | 0 | 0 | 0 | 0
PeakO | 0 | 0 | 0 | 0 | 0 | 0
ST | 0 | 0 | 0 | 0 | 0 | 0
STOG | 0 | 0 | 0 | 0 | 0 | 0
STWD | 0 | 0 | 0 | 0 | 0 | 0
WT | 0 | 0 | 0 | 0 | 0 | 0
IGCC | 0 | 0 | 0 | 0 | 0 | 0
DemandResponse | 0 | 0 | 0 | 0 | 0 | 0
IGCC-CCS | 0 | 0 | 0 | 0 | 0 | 0
WT_off | 0 | 0 | 0 | 0 | 0 | 0
PseudoUnit | 0 | 0 | 0 | 35.6 | 35.6 | 35.6
FixedInterchange | 0 | 0 | 0 | 0 | 0 | 0
Base FOM Costs by Reporting Type: HQ_NY
ReportingType | 2015 | 2020 | 2025 | 2030 | 2035 | 2040
BM | 0 | 0 | 0 | 0 | 0 | 0
CC | 0 | 0 | 0 | 0 | 0 | 0
CSP | 0 | 0 | 0 | 0 | 0 | 0
CT | 0 | 0 | 0 | 0 | 0 | 0
Coal | 0 | 0 | 0 | 0 | 0 | 0
Geo | 0 | 0 | 0 | 0 | 0 | 0
H | 0 | 0 | 0 | 0 | 0 | 0
LFG | 0 | 0 | 0 | 0 | 0 | 0
Nuc | 0.01 | 0.01 | 0.01 | 0.01 | 0.01 | 0.01
PS | 0 | 0 | 0 | 0 | 0 | 0
PV | 0 | 0 | 0 | 0 | 0 | 0
PeakG | 0 | 0 | 0 | 0 | 0 | 0
PeakO | 0 | 0 | 0 | 0 | 0 | 0
ST | 0 | 0 | 0 | 0 | 0 | 0
STOG | 0 | 0 | 0 | 0 | 0 | 0
STWD | 0 | 0 | 0 | 0 | 0 | 0
WT | 0 | 0 | 0 | 0 | 0 | 0
IGCC | 0 | 0 | 0 | 0 | 0 | 0
DemandResponse | 0 | 0 | 0 | 0 | 0 | 0
IGCC-CCS | 0 | 0 | 0 | 0 | 0 | 0
WT_off | 0 | 0 | 0 | 0 | 0 | 0
PseudoUnit | 0 | 13.48 | 35.6 | 35.6 | 35.6 | 35.6
FixedInterchange | 0 | 0 | 0 | 0 | 0 | 0
Base FOM Costs by Reporting Type: MARITIMES
ReportingType | 2015 | 2020 | 2025 | 2030 | 2035 | 2040
BM | 0 | 0 | 0 | 0 | 0 | 0
CC | 0 | 0 | 0 | 0 | 0 | 0
CSP | 0 | 0 | 0 | 0 | 0 | 0
CT | 0 | 0 | 0 | 0 | 0 | 0
Coal | 0 | 0 | 0 | 0 | 0 | 0
Geo | 0 | 0 | 0 | 0 | 0 | 0
H | 0 | 0 | 0 | 0 | 0 | 0
LFG | 0 | 0 | 0 | 0 | 0 | 0
Nuc | 0.01 | 0.01 | 0.01 | 0.01 | 0.01 | 0.01
PS | 0 | 0 | 0 | 0 | 0 | 0
PV | 0 | 0 | 0 | 0 | 0 | 0
PeakG | 0 | 0 | 0 | 0 | 0 | 0
PeakO | 0 | 0 | 0 | 0 | 0 | 0
ST | 0 | 0 | 0 | 0 | 0 | 0
STOG | 0 | 0 | 0 | 0 | 0 | 0
STWD | 0 | 0 | 0 | 0 | 0 | 0
WT | 0 | 0 | 0 | 0 | 0 | 0
IGCC | 0 | 0 | 0 | 0 | 0 | 0
DemandResponse | 0 | 0 | 0 | 0 | 0 | 0
IGCC-CCS | 0 | 0 | 0 | 0 | 0 | 0
WT_off | 0 | 0 | 0 | 0 | 0 | 0
PseudoUnit | 0 | 7.12 | 7.12 | 7.12 | 7.12 | 7.12
FixedInterchange | 0 | 0 | 0 | 0 | 0 | 0
Base FOM Costs by Reporting Type: All
ReportingType | 2015 | 2020 | 2025 | 2030 | 2035 | 2040
BM | 125.73 | 148.94 | 211.3 | 388.27 | 413.14 | 420.7
CC | 6372.57 | 8077.89 | 6733.09 | 7219.4 | 8557 | 9087.56
CSP | 0 | 0 | 0 | 0 | 0 | 0
CT | 43.05 | 95.63 | 117.16 | 198.9 | 345.13 | 432.1
Coal | 18365.27 | 18167.44 | 17492.67 | 19461.59 | 21842.87 | 24618.67
Geo | 226.72 | 401.57 | 772.7 | 774.79 | 774.79 | 774.79
H | 1511 | 1533.32 | 1574.06 | 1618.03 | 1618.03 | 1621.59
LFG | 498.94 | 733.94 | 999.86 | 1086.91 | 1086.97 | 1086.97
Nuc | 16696.36 | 17842.96 | 17313.01 | 17728.25 | 14523.5 | 21350.19
PS | 517.25 | 517.25 | 517.25 | 517.25 | 517.25 | 517.25
PV | 26.7 | 62.98 | 81.01 | 85.15 | 68.43 | 70.76
PeakG | 2040.23 | 2988.52 | 2267.66 | 2703.85 | 2829.38 | 2776.96
PeakO | 556.34 | 728.69 | 590.21 | 592.94 | 592.95 | 592.97
ST | 48.64 | 101.1 | 120.87 | 129.83 | 129.83 | 129.83
STOG | 2969.69 | 3452.97 | 2960.78 | 2955.24 | 2955.24 | 2955.24
STWD | 142.81 | 174.59 | 145.3 | 145.3 | 145.3 | 145.3
WT | 2034.5 | 3275.58 | 5718.77 | 7977.76 | 8314.15 | 8705.6
IGCC | 30.22 | 30.22 | 30.22 | 30.22 | 30.22 | 30.22
DemandResponse | 0 | 0 | 0 | 0 | 0 | 0
IGCC-CCS | 0 | 0 | 0 | 0 | 0 | 0
WT_off | 25.01 | 25.01 | 83.68 | 83.68 | 58.72 | 58.72
PseudoUnit | 0 | 20.6 | 42.72 | 78.32 | 78.32 | 78.32
FixedInterchange | 0 | 0 | 0 | 0 | 0 | 0
Base FOM Costs by Reporting Type: EI_US
ReportingType | 2015 | 2020 | 2025 | 2030 | 2035 | 2040
BM | 74.48 | 97.69 | 160.05 | 166.08 | 184.51 | 180.37
CC | 4072.58 | 5191.74 | 4302.52 | 4573.18 | 5473.23 | 5888.64
CSP | 0 | 0 | 0 | 0 | 0 | 0
CT | 28.95 | 69.68 | 88.58 | 143.8 | 265.25 | 313.57
Coal | 14573.79 | 14074.02 | 13534.14 | 15226.79 | 16966.5 | 18726.1
Geo | 3.95 | 3.95 | 3.95 | 3.95 | 3.95 | 3.95
H | 419.29 | 431.71 | 451.16 | 451.16 | 451.16 | 451.16
LFG | 417.2 | 517.34 | 711.17 | 787.52 | 787.52 | 787.52
Nuc | 12948.03 | 13763.39 | 13285.11 | 13700.35 | 10645.57 | 16957.2
PS | 401.94 | 401.94 | 401.94 | 401.94 | 401.94 | 401.94
PV | 2.71 | 38.99 | 57.01 | 61.16 | 62.66 | 64.99
PeakG | 1692.8 | 2499.18 | 1856.91 | 2246.61 | 2346.37 | 2346.37
PeakO | 535.92 | 702.8 | 568.9 | 571.52 | 571.53 | 571.55
ST | 0 | 0 | 0 | 0 | 0 | 0
STOG | 1589.8 | 1821.2 | 1561.19 | 1561.19 | 1561.19 | 1561.19
STWD | 95.51 | 119.51 | 97.38 | 97.38 | 97.38 | 97.38
WT | 1142.42 | 2149.56 | 4062.33 | 6072.21 | 6444.04 | 6793.65
IGCC | 30.22 | 30.22 | 30.22 | 30.22 | 30.22 | 30.22
DemandResponse | 0 | 0 | 0 | 0 | 0 | 0
IGCC-CCS | 0 | 0 | 0 | 0 | 0 | 0
WT_off | 25.01 | 25.01 | 83.68 | 83.68 | 58.72 | 58.72
PseudoUnit | 0 | 20.6 | 42.72 | 78.32 | 78.32 | 78.32
FixedInterchange | 0 | 0 | 0 | 0 | 0 | 0
Base FOM Costs by Reporting Type: EI_Canada
ReportingType | 2015 | 2020 | 2025 | 2030 | 2035 | 2040
BM | 32.8 | 32.8 | 32.8 | 32.8 | 32.8 | 32.8
CC | 124.01 | 124.01 | 124.01 | 108.87 | 116.88 | 143.57
CSP | 0 | 0 | 0 | 0 | 0 | 0
CT | 2.68 | 2.68 | 2.68 | 2.68 | 5.67 | 14.13
Coal | 111.5 | 86.37 | 0.16 | 0 | 0 | 0
Geo | 0 | 0 | 0 | 0 | 0 | 0
H | 216.06 | 225.96 | 247.25 | 282.28 | 282.28 | 285.84
LFG | 14.17 | 14.17 | 14.17 | 14.17 | 14.23 | 14.23
Nuc | 1895.36 | 1895.36 | 1895.36 | 1895.36 | 1745.4 | 2079.7
PS | 2.92 | 2.92 | 2.92 | 2.92 | 2.92 | 2.92
PV | 18.26 | 18.26 | 18.26 | 18.26 | 0.44 | 0.44
PeakG | 21.55 | 23.55 | 23.55 | 23.55 | 26.76 | 26.76
PeakO | 0.75 | 0.75 | 0.87 | 0.98 | 0.98 | 0.98
ST | 0 | 0 | 0 | 0 | 0 | 0
STOG | 5.54 | 5.54 | 5.54 | 0 | 0 | 0
STWD | 0 | 0 | 0 | 0 | 0 | 0
WT | 120.82 | 120.82 | 120.82 | 120.82 | 61.7 | 61.7
IGCC | 0 | 0 | 0 | 0 | 0 | 0
DemandResponse | 0 | 0 | 0 | 0 | 0 | 0
IGCC-CCS | 0 | 0 | 0 | 0 | 0 | 0
WT_off | 0 | 0 | 0 | 0 | 0 | 0
PseudoUnit | 0 | 0 | 0 | 0 | 0 | 0
FixedInterchange | 0 | 0 | 0 | 0 | 0 | 0
Base FOM Costs by Reporting Type: EI
ReportingType | 2015 | 2020 | 2025 | 2030 | 2035 | 2040
BM | 107.28 | 130.49 | 192.85 | 198.88 | 217.31 | 213.17
CC | 4196.59 | 5315.75 | 4426.53 | 4682.04 | 5590.11 | 6032.21
CSP | 0 | 0 | 0 | 0 | 0 | 0
CT | 31.63 | 72.37 | 91.27 | 146.48 | 270.92 | 327.69
Coal | 14685.3 | 14160.39 | 13534.3 | 15226.79 | 16966.5 | 18726.1
Geo | 3.95 | 3.95 | 3.95 | 3.95 | 3.95 | 3.95
H | 635.35 | 657.67 | 698.41 | 733.44 | 733.44 | 737
LFG | 431.38 | 531.51 | 725.34 | 801.69 | 801.75 | 801.75
Nuc | 14843.39 | 15658.74 | 15180.47 | 15595.71 | 12390.96 | 19036.91
PS | 404.86 | 404.86 | 404.86 | 404.86 | 404.86 | 404.86
PV | 20.97 | 57.25 | 75.28 | 79.42 | 63.1 | 65.43
PeakG | 1714.34 | 2522.73 | 1880.46 | 2270.16 | 2373.13 | 2373.13
PeakO | 536.67 | 703.55 | 569.77 | 572.5 | 572.51 | 572.53
ST | 0 | 0 | 0 | 0 | 0 | 0
STOG | 1595.34 | 1826.74 | 1566.73 | 1561.19 | 1561.19 | 1561.19
STWD | 95.51 | 119.51 | 97.38 | 97.38 | 97.38 | 97.38
WT | 1263.24 | 2270.38 | 4183.15 | 6193.03 | 6505.74 | 6855.35
IGCC | 30.22 | 30.22 | 30.22 | 30.22 | 30.22 | 30.22
DemandResponse | 0 | 0 | 0 | 0 | 0 | 0
IGCC-CCS | 0 | 0 | 0 | 0 | 0 | 0
WT_off | 25.01 | 25.01 | 83.68 | 83.68 | 58.72 | 58.72
PseudoUnit | 0 | 20.6 | 42.72 | 78.32 | 78.32 | 78.32
FixedInterchange | 0 | 0 | 0 | 0 | 0 | 0
Base FOM Costs by Reporting Type: Outside_EI
ReportingType | 2015 | 2020 | 2025 | 2030 | 2035 | 2040
BM | 18.45 | 18.45 | 18.45 | 189.39 | 195.84 | 207.53
CC | 2175.98 | 2762.14 | 2306.56 | 2537.36 | 2966.89 | 3055.35
CSP | 0 | 0 | 0 | 0 | 0 | 0
CT | 11.42 | 23.26 | 25.89 | 52.42 | 74.22 | 104.41
Coal | 3679.97 | 4007.05 | 3958.37 | 4234.81 | 4876.37 | 5892.58
Geo | 222.78 | 397.63 | 768.75 | 770.84 | 770.84 | 770.84
H | 875.65 | 875.65 | 875.65 | 884.59 | 884.59 | 884.59
LFG | 67.56 | 202.43 | 274.52 | 285.22 | 285.22 | 285.22
Nuc | 1852.97 | 2184.21 | 2132.54 | 2132.54 | 2132.54 | 2313.28
PS | 112.39 | 112.39 | 112.39 | 112.39 | 112.39 | 112.39
PV | 5.73 | 5.73 | 5.73 | 5.73 | 5.32 | 5.32
PeakG | 325.89 | 465.78 | 387.2 | 433.69 | 456.25 | 403.83
PeakO | 19.67 | 25.14 | 20.44 | 20.44 | 20.45 | 20.45
ST | 48.64 | 101.1 | 120.87 | 129.83 | 129.83 | 129.83
STOG | 1374.35 | 1626.23 | 1394.06 | 1394.06 | 1394.06 | 1394.06
STWD | 47.31 | 55.09 | 47.92 | 47.92 | 47.92 | 47.92
WT | 771.26 | 1005.2 | 1535.62 | 1784.72 | 1808.4 | 1850.25
IGCC | 0 | 0 | 0 | 0 | 0 | 0
DemandResponse | 0 | 0 | 0 | 0 | 0 | 0
IGCC-CCS | 0 | 0 | 0 | 0 | 0 | 0
WT_off | 0 | 0 | 0 | 0 | 0 | 0
PseudoUnit | 0 | 0 | 0 | 0 | 0 | 0
FixedInterchange | 0 | 0 | 0 | 0 | 0 | 0
#11 | Retrofit FOM Costs ($million)
Retrofit FOM Costs by Reporting Type: Entergy
ReportingType | 2015 | 2020 | 2025 | 2030 | 2035 | 2040
BM | 0 | 0 | 0 | 0 | 0 | 0
CC | 0 | 0 | 0 | 0 | 0 | 0
CSP | 0 | 0 | 0 | 0 | 0 | 0
CT | 0 | 0 | 0 | 0 | 0 | 0
Coal | 3.38 | 31.29 | 29.96 | 29.96 | 29.96 | 29.96
Geo | 0 | 0 | 0 | 0 | 0 | 0
H | 0 | 0 | 0 | 0 | 0 | 0
LFG | 0 | 0 | 0 | 0 | 0 | 0
Nuc | 0 | 0 | 0 | 0 | 0 | 0
PS | 0 | 0 | 0 | 0 | 0 | 0
PV | 0 | 0 | 0 | 0 | 0 | 0
PeakG | 0 | 0 | 0 | 0 | 0 | 0
PeakO | 0 | 0 | 0 | 0 | 0 | 0
ST | 0 | 0 | 0 | 0 | 0 | 0
STOG | 0 | 0 | 0 | 0 | 0 | 0
STWD | 0 | 0 | 0 | 0 | 0 | 0
WT | 0 | 0 | 0 | 0 | 0 | 0
IGCC | 0 | 0 | 0 | 0 | 0 | 0
DemandResponse | 0 | 0 | 0 | 0 | 0 | 0
IGCC-CCS | 0 | 0 | 0 | 0 | 0 | 0
WT_off | 0 | 0 | 0 | 0 | 0 | 0
PseudoUnit | 0 | 0 | 0 | 0 | 0 | 0
FixedInterchange | 0 | 0 | 0 | 0 | 0 | 0
Retrofit FOM Costs by Reporting Type: FRCC
ReportingType | 2015 | 2020 | 2025 | 2030 | 2035 | 2040
BM | 0 | 0 | 0 | 0 | 0 | 0
CC | 0 | 0 | 0 | 0 | 0 | 0
CSP | 0 | 0 | 0 | 0 | 0 | 0
CT | 0 | 0 | 0 | 0 | 0 | 0
Coal | 67.35 | 70.41 | 70.41 | 70.41 | 70.41 | 70.41
Geo | 0 | 0 | 0 | 0 | 0 | 0
H | 0 | 0 | 0 | 0 | 0 | 0
LFG | 0 | 0 | 0 | 0 | 0 | 0
Nuc | 0 | 0 | 0 | 0 | 0 | 0
PS | 0 | 0 | 0 | 0 | 0 | 0
PV | 0 | 0 | 0 | 0 | 0 | 0
PeakG | 0 | 0 | 0 | 0 | 0 | 0
PeakO | 0 | 0 | 0 | 0 | 0 | 0
ST | 0 | 0 | 0 | 0 | 0 | 0
STOG | 0 | 0 | 0 | 0 | 0 | 0
STWD | 0 | 0 | 0 | 0 | 0 | 0
WT | 0 | 0 | 0 | 0 | 0 | 0
IGCC | 0 | 0 | 0 | 0 | 0 | 0
DemandResponse | 0 | 0 | 0 | 0 | 0 | 0
IGCC-CCS | 0 | 0 | 0 | 0 | 0 | 0
WT_off | 0 | 0 | 0 | 0 | 0 | 0
PseudoUnit | 0 | 0 | 0 | 0 | 0 | 0
FixedInterchange | 0 | 0 | 0 | 0 | 0 | 0
Retrofit FOM Costs by Reporting Type: MAPP_US
ReportingType | 2015 | 2020 | 2025 | 2030 | 2035 | 2040
BM | 0 | 0 | 0 | 0 | 0 | 0
CC | 0 | 0 | 0 | 0 | 0 | 0
CSP | 0 | 0 | 0 | 0 | 0 | 0
CT | 0 | 0 | 0 | 0 | 0 | 0
Coal | 16.92 | 14.86 | 14.86 | 14.86 | 14.86 | 14.86
Geo | 0 | 0 | 0 | 0 | 0 | 0
H | 0 | 0 | 0 | 0 | 0 | 0
LFG | 0 | 0 | 0 | 0 | 0 | 0
Nuc | 0 | 0 | 0 | 0 | 0 | 0
PS | 0 | 0 | 0 | 0 | 0 | 0
PV | 0 | 0 | 0 | 0 | 0 | 0
PeakG | 0 | 0 | 0 | 0 | 0 | 0
PeakO | 0 | 0 | 0 | 0 | 0 | 0
ST | 0 | 0 | 0 | 0 | 0 | 0
STOG | 0 | 0 | 0 | 0 | 0 | 0
STWD | 0 | 0 | 0 | 0 | 0 | 0
WT | 0 | 0 | 0 | 0 | 0 | 0
IGCC | 0 | 0 | 0 | 0 | 0 | 0
DemandResponse | 0 | 0 | 0 | 0 | 0 | 0
IGCC-CCS | 0 | 0 | 0 | 0 | 0 | 0
WT_off | 0 | 0 | 0 | 0 | 0 | 0
PseudoUnit | 0 | 0 | 0 | 0 | 0 | 0
FixedInterchange | 0 | 0 | 0 | 0 | 0 | 0
Retrofit FOM Costs by Reporting Type: MISO_IN
ReportingType | 2015 | 2020 | 2025 | 2030 | 2035 | 2040
BM | 0 | 0 | 0 | 0 | 0 | 0
CC | 0 | 0 | 0 | 0 | 0 | 0
CSP | 0 | 0 | 0 | 0 | 0 | 0
CT | 0 | 0 | 0 | 0 | 0 | 0
Coal | 103.12 | 113.14 | 113.14 | 113.14 | 113.14 | 113.14
Geo | 0 | 0 | 0 | 0 | 0 | 0
H | 0 | 0 | 0 | 0 | 0 | 0
LFG | 0 | 0 | 0 | 0 | 0 | 0
Nuc | 0 | 0 | 0 | 0 | 0 | 0
PS | 0 | 0 | 0 | 0 | 0 | 0
PV | 0 | 0 | 0 | 0 | 0 | 0
PeakG | 0 | 0 | 0 | 0 | 0 | 0
PeakO | 0 | 0 | 0 | 0 | 0 | 0
ST | 0 | 0 | 0 | 0 | 0 | 0
STOG | 0 | 0 | 0 | 0 | 0 | 0
STWD | 0 | 0 | 0 | 0 | 0 | 0
WT | 0 | 0 | 0 | 0 | 0 | 0
IGCC | 0 | 0 | 0 | 0 | 0 | 0
DemandResponse | 0 | 0 | 0 | 0 | 0 | 0
IGCC-CCS | 0 | 0 | 0 | 0 | 0 | 0
WT_off | 0 | 0 | 0 | 0 | 0 | 0
PseudoUnit | 0 | 0 | 0 | 0 | 0 | 0
FixedInterchange | 0 | 0 | 0 | 0 | 0 | 0
Retrofit FOM Costs by Reporting Type: MISO_MI
ReportingType | 2015 | 2020 | 2025 | 2030 | 2035 | 2040
BM | 0 | 0 | 0 | 0 | 0 | 0
CC | 0 | 0 | 0 | 0 | 0 | 0
CSP | 0 | 0 | 0 | 0 | 0 | 0
CT | 0 | 0 | 0 | 0 | 0 | 0
Coal | 17.66 | 44.76 | 44.76 | 44.76 | 44.76 | 44.76
Geo | 0 | 0 | 0 | 0 | 0 | 0
H | 0 | 0 | 0 | 0 | 0 | 0
LFG | 0 | 0 | 0 | 0 | 0 | 0
Nuc | 0 | 0 | 0 | 0 | 0 | 0
PS | 0 | 0 | 0 | 0 | 0 | 0
PV | 0 | 0 | 0 | 0 | 0 | 0
PeakG | 0 | 0 | 0 | 0 | 0 | 0
PeakO | 0 | 0 | 0 | 0 | 0 | 0
ST | 0 | 0 | 0 | 0 | 0 | 0
STOG | 0 | 0 | 0 | 0 | 0 | 0
STWD | 0 | 0 | 0 | 0 | 0 | 0
WT | 0 | 0 | 0 | 0 | 0 | 0
IGCC | 0 | 0 | 0 | 0 | 0 | 0
DemandResponse | 0 | 0 | 0 | 0 | 0 | 0
IGCC-CCS | 0 | 0 | 0 | 0 | 0 | 0
WT_off | 0 | 0 | 0 | 0 | 0 | 0
PseudoUnit | 0 | 0 | 0 | 0 | 0 | 0
FixedInterchange | 0 | 0 | 0 | 0 | 0 | 0
Retrofit FOM Costs by Reporting Type: MISO_MO-IL
ReportingType | 2015 | 2020 | 2025 | 2030 | 2035 | 2040
BM | 0 | 0 | 0 | 0 | 0 | 0
CC | 0 | 0 | 0 | 0 | 0 | 0
CSP | 0 | 0 | 0 | 0 | 0 | 0
CT | 0 | 0 | 0 | 0 | 0 | 0
Coal | 30.23 | 54.49 | 54.49 | 54.49 | 54.49 | 54.49
Geo | 0 | 0 | 0 | 0 | 0 | 0
H | 0 | 0 | 0 | 0 | 0 | 0
LFG | 0 | 0 | 0 | 0 | 0 | 0
Nuc | 0 | 0 | 0 | 0 | 0 | 0
PS | 0 | 0 | 0 | 0 | 0 | 0
PV | 0 | 0 | 0 | 0 | 0 | 0
PeakG | 0 | 0 | 0 | 0 | 0 | 0
PeakO | 0 | 0 | 0 | 0 | 0 | 0
ST | 0 | 0 | 0 | 0 | 0 | 0
STOG | 0 | 0 | 0 | 0 | 0 | 0
STWD | 0 | 0 | 0 | 0 | 0 | 0
WT | 0 | 0 | 0 | 0 | 0 | 0
IGCC | 0 | 0 | 0 | 0 | 0 | 0
DemandResponse | 0 | 0 | 0 | 0 | 0 | 0
IGCC-CCS | 0 | 0 | 0 | 0 | 0 | 0
WT_off | 0 | 0 | 0 | 0 | 0 | 0
PseudoUnit | 0 | 0 | 0 | 0 | 0 | 0
FixedInterchange | 0 | 0 | 0 | 0 | 0 | 0
Retrofit FOM Costs by Reporting Type: MISO_W
ReportingType | 2015 | 2020 | 2025 | 2030 | 2035 | 2040
BM | 0 | 0 | 0 | 0 | 0 | 0
CC | 0 | 0 | 0 | 0 | 0 | 0
CSP | 0 | 0 | 0 | 0 | 0 | 0
CT | 0 | 0 | 0 | 0 | 0 | 0
Coal | 38.36 | 61.93 | 61.93 | 61.93 | 61.93 | 61.93
Geo | 0 | 0 | 0 | 0 | 0 | 0
H | 0 | 0 | 0 | 0 | 0 | 0
LFG | 0 | 0 | 0 | 0 | 0 | 0
Nuc | 0 | 0 | 0 | 0 | 0 | 0
PS | 0 | 0 | 0 | 0 | 0 | 0
PV | 0 | 0 | 0 | 0 | 0 | 0
PeakG | 0 | 0 | 0 | 0 | 0 | 0
PeakO | 0 | 0 | 0 | 0 | 0 | 0
ST | 0 | 0 | 0 | 0 | 0 | 0
STOG | 0 | 0 | 0 | 0 | 0 | 0
STWD | 0 | 0 | 0 | 0 | 0 | 0
WT | 0 | 0 | 0 | 0 | 0 | 0
IGCC | 0 | 0 | 0 | 0 | 0 | 0
DemandResponse | 0 | 0 | 0 | 0 | 0 | 0
IGCC-CCS | 0 | 0 | 0 | 0 | 0 | 0
WT_off | 0 | 0 | 0 | 0 | 0 | 0
PseudoUnit | 0 | 0 | 0 | 0 | 0 | 0
FixedInterchange | 0 | 0 | 0 | 0 | 0 | 0
Retrofit FOM Costs by Reporting Type: MISO_WUMS
ReportingType | 2015 | 2020 | 2025 | 2030 | 2035 | 2040
BM | 0 | 0 | 0 | 0 | 0 | 0
CC | 0 | 0 | 0 | 0 | 0 | 0
CSP | 0 | 0 | 0 | 0 | 0 | 0
CT | 0 | 0 | 0 | 0 | 0 | 0
Coal | 35.36 | 37.73 | 37.73 | 37.73 | 37.73 | 37.73
Geo | 0 | 0 | 0 | 0 | 0 | 0
H | 0 | 0 | 0 | 0 | 0 | 0
LFG | 0 | 0 | 0 | 0 | 0 | 0
Nuc | 0 | 0 | 0 | 0 | 0 | 0
PS | 0 | 0 | 0 | 0 | 0 | 0
PV | 0 | 0 | 0 | 0 | 0 | 0
PeakG | 0 | 0 | 0 | 0 | 0 | 0
PeakO | 0 | 0 | 0 | 0 | 0 | 0
ST | 0 | 0 | 0 | 0 | 0 | 0
STOG | 0 | 0 | 0 | 0 | 0 | 0
STWD | 0 | 0 | 0 | 0 | 0 | 0
WT | 0 | 0 | 0 | 0 | 0 | 0
IGCC | 0 | 0 | 0 | 0 | 0 | 0
DemandResponse | 0 | 0 | 0 | 0 | 0 | 0
IGCC-CCS | 0 | 0 | 0 | 0 | 0 | 0
WT_off | 0 | 0 | 0 | 0 | 0 | 0
PseudoUnit | 0 | 0 | 0 | 0 | 0 | 0
FixedInterchange | 0 | 0 | 0 | 0 | 0 | 0
Retrofit FOM Costs by Reporting Type: Nebraska
ReportingType | 2015 | 2020 | 2025 | 2030 | 2035 | 2040
BM | 0 | 0 | 0 | 0 | 0 | 0
CC | 0 | 0 | 0 | 0 | 0 | 0
CSP | 0 | 0 | 0 | 0 | 0 | 0
CT | 0 | 0 | 0 | 0 | 0 | 0
Coal | 4.88 | 20.36 | 17.31 | 17.31 | 17.31 | 17.31
Geo | 0 | 0 | 0 | 0 | 0 | 0
H | 0 | 0 | 0 | 0 | 0 | 0
LFG | 0 | 0 | 0 | 0 | 0 | 0
Nuc | 0 | 0 | 0 | 0 | 0 | 0
PS | 0 | 0 | 0 | 0 | 0 | 0
PV | 0 | 0 | 0 | 0 | 0 | 0
PeakG | 0 | 0 | 0 | 0 | 0 | 0
PeakO | 0 | 0 | 0 | 0 | 0 | 0
ST | 0 | 0 | 0 | 0 | 0 | 0
STOG | 0 | 0 | 0 | 0 | 0 | 0
STWD | 0 | 0 | 0 | 0 | 0 | 0
WT | 0 | 0 | 0 | 0 | 0 | 0
IGCC | 0 | 0 | 0 | 0 | 0 | 0
DemandResponse | 0 | 0 | 0 | 0 | 0 | 0
IGCC-CCS | 0 | 0 | 0 | 0 | 0 | 0
WT_off | 0 | 0 | 0 | 0 | 0 | 0
PseudoUnit | 0 | 0 | 0 | 0 | 0 | 0
FixedInterchange | 0 | 0 | 0 | 0 | 0 | 0
Retrofit FOM Costs by Reporting Type: NEISO
ReportingType | 2015 | 2020 | 2025 | 2030 | 2035 | 2040
BM | 0 | 0 | 0 | 0 | 0 | 0
CC | 0 | 0 | 0 | 0 | 0 | 0
CSP | 0 | 0 | 0 | 0 | 0 | 0
CT | 0 | 0 | 0 | 0 | 0 | 0
Coal | 4.08 | 0 | 0 | 0 | 0 | 0
Geo | 0 | 0 | 0 | 0 | 0 | 0
H | 0 | 0 | 0 | 0 | 0 | 0
LFG | 0 | 0 | 0 | 0 | 0 | 0
Nuc | 0 | 0 | 0 | 0 | 0 | 0
PS | 0 | 0 | 0 | 0 | 0 | 0
PV | 0 | 0 | 0 | 0 | 0 | 0
PeakG | 0 | 0 | 0 | 0 | 0 | 0
PeakO | 0 | 0 | 0 | 0 | 0 | 0
ST | 0 | 0 | 0 | 0 | 0 | 0
STOG | 0 | 0 | 0 | 0 | 0 | 0
STWD | 0 | 0 | 0 | 0 | 0 | 0
WT | 0 | 0 | 0 | 0 | 0 | 0
IGCC | 0 | 0 | 0 | 0 | 0 | 0
DemandResponse | 0 | 0 | 0 | 0 | 0 | 0
IGCC-CCS | 0 | 0 | 0 | 0 | 0 | 0
WT_off | 0 | 0 | 0 | 0 | 0 | 0
PseudoUnit | 0 | 0 | 0 | 0 | 0 | 0
FixedInterchange | 0 | 0 | 0 | 0 | 0 | 0
Retrofit FOM Costs by Reporting Type: NonRTO_Midwest
ReportingType | 2015 | 2020 | 2025 | 2030 | 2035 | 2040
BM | 0 | 0 | 0 | 0 | 0 | 0
CC | 0 | 0 | 0 | 0 | 0 | 0
CSP | 0 | 0 | 0 | 0 | 0 | 0
CT | 0 | 0 | 0 | 0 | 0 | 0
Coal | 86.24 | 91.33 | 91.33 | 91.33 | 91.33 | 91.33
Geo | 0 | 0 | 0 | 0 | 0 | 0
H | 0 | 0 | 0 | 0 | 0 | 0
LFG | 0 | 0 | 0 | 0 | 0 | 0
Nuc | 0 | 0 | 0 | 0 | 0 | 0
PS | 0 | 0 | 0 | 0 | 0 | 0
PV | 0 | 0 | 0 | 0 | 0 | 0
PeakG | 0 | 0 | 0 | 0 | 0 | 0
PeakO | 0 | 0 | 0 | 0 | 0 | 0
ST | 0 | 0 | 0 | 0 | 0 | 0
STOG | 0 | 0 | 0 | 0 | 0 | 0
STWD | 0 | 0 | 0 | 0 | 0 | 0
WT | 0 | 0 | 0 | 0 | 0 | 0
IGCC | 0 | 0 | 0 | 0 | 0 | 0
DemandResponse | 0 | 0 | 0 | 0 | 0 | 0
IGCC-CCS | 0 | 0 | 0 | 0 | 0 | 0
WT_off | 0 | 0 | 0 | 0 | 0 | 0
PseudoUnit | 0 | 0 | 0 | 0 | 0 | 0
FixedInterchange | 0 | 0 | 0 | 0 | 0 | 0
Retrofit FOM Costs by Reporting Type: NYISO_A-F
ReportingType | 2015 | 2020 | 2025 | 2030 | 2035 | 2040
BM | 0 | 0 | 0 | 0 | 0 | 0
CC | 0 | 0 | 0 | 0 | 0 | 0
CSP | 0 | 0 | 0 | 0 | 0 | 0
CT | 0 | 0 | 0 | 0 | 0 | 0
Coal | 0 | 0 | 0 | 0 | 0 | 0
Geo | 0 | 0 | 0 | 0 | 0 | 0
H | 0 | 0 | 0 | 0 | 0 | 0
LFG | 0 | 0 | 0 | 0 | 0 | 0
Nuc | 0 | 0 | 0 | 0 | 0 | 0
PS | 0 | 0 | 0 | 0 | 0 | 0
PV | 0 | 0 | 0 | 0 | 0 | 0
PeakG | 0 | 0 | 0 | 0 | 0 | 0
PeakO | 0 | 0 | 0 | 0 | 0 | 0
ST | 0 | 0 | 0 | 0 | 0 | 0
STOG | 0 | 0 | 0 | 0 | 0 | 0
STWD | 0 | 0 | 0 | 0 | 0 | 0
WT | 0 | 0 | 0 | 0 | 0 | 0
IGCC | 0 | 0 | 0 | 0 | 0 | 0
DemandResponse | 0 | 0 | 0 | 0 | 0 | 0
IGCC-CCS | 0 | 0 | 0 | 0 | 0 | 0
WT_off | 0 | 0 | 0 | 0 | 0 | 0
PseudoUnit | 0 | 0 | 0 | 0 | 0 | 0
FixedInterchange | 0 | 0 | 0 | 0 | 0 | 0
Retrofit FOM Costs by Reporting Type: NYISO_G-I
ReportingType | 2015 | 2020 | 2025 | 2030 | 2035 | 2040
BM | 0 | 0 | 0 | 0 | 0 | 0
CC | 0 | 0 | 0 | 0 | 0 | 0
CSP | 0 | 0 | 0 | 0 | 0 | 0
CT | 0 | 0 | 0 | 0 | 0 | 0
Coal | 0 | 0 | 0 | 0 | 0 | 0
Geo | 0 | 0 | 0 | 0 | 0 | 0
H | 0 | 0 | 0 | 0 | 0 | 0
LFG | 0 | 0 | 0 | 0 | 0 | 0
Nuc | 0 | 0 | 0 | 0 | 0 | 0
PS | 0 | 0 | 0 | 0 | 0 | 0
PV | 0 | 0 | 0 | 0 | 0 | 0
PeakG | 0 | 0 | 0 | 0 | 0 | 0
PeakO | 0 | 0 | 0 | 0 | 0 | 0
ST | 0 | 0 | 0 | 0 | 0 | 0
STOG | 0 | 0 | 0 | 0 | 0 | 0
STWD | 0 | 0 | 0 | 0 | 0 | 0
WT | 0 | 0 | 0 | 0 | 0 | 0
IGCC | 0 | 0 | 0 | 0 | 0 | 0
DemandResponse | 0 | 0 | 0 | 0 | 0 | 0
IGCC-CCS | 0 | 0 | 0 | 0 | 0 | 0
WT_off | 0 | 0 | 0 | 0 | 0 | 0
PseudoUnit | 0 | 0 | 0 | 0 | 0 | 0
FixedInterchange | 0 | 0 | 0 | 0 | 0 | 0
Retrofit FOM Costs by Reporting Type: NYISO_J-K
ReportingType | 2015 | 2020 | 2025 | 2030 | 2035 | 2040
BM | 0 | 0 | 0 | 0 | 0 | 0
CC | 0 | 0 | 0 | 0 | 0 | 0
CSP | 0 | 0 | 0 | 0 | 0 | 0
CT | 0 | 0 | 0 | 0 | 0 | 0
Coal | 0 | 0 | 0 | 0 | 0 | 0
Geo | 0 | 0 | 0 | 0 | 0 | 0
H | 0 | 0 | 0 | 0 | 0 | 0
LFG | 0 | 0 | 0 | 0 | 0 | 0
Nuc | 0 | 0 | 0 | 0 | 0 | 0
PS | 0 | 0 | 0 | 0 | 0 | 0
PV | 0 | 0 | 0 | 0 | 0 | 0
PeakG | 0 | 0 | 0 | 0 | 0 | 0
PeakO | 0 | 0 | 0 | 0 | 0 | 0
ST | 0 | 0 | 0 | 0 | 0 | 0
STOG | 0 | 0 | 0 | 0 | 0 | 0
STWD | 0 | 0 | 0 | 0 | 0 | 0
WT | 0 | 0 | 0 | 0 | 0 | 0
IGCC | 0 | 0 | 0 | 0 | 0 | 0
DemandResponse | 0 | 0 | 0 | 0 | 0 | 0
IGCC-CCS | 0 | 0 | 0 | 0 | 0 | 0
WT_off | 0 | 0 | 0 | 0 | 0 | 0
PseudoUnit | 0 | 0 | 0 | 0 | 0 | 0
FixedInterchange | 0 | 0 | 0 | 0 | 0 | 0
Retrofit FOM Costs by Reporting Type: PJM_E
ReportingType | 2015 | 2020 | 2025 | 2030 | 2035 | 2040
BM | 0 | 0 | 0 | 0 | 0 | 0
CC | 0 | 0 | 0 | 0 | 0 | 0
CSP | 0 | 0 | 0 | 0 | 0 | 0
CT | 0 | 0 | 0 | 0 | 0 | 0
Coal | 1.07 | 0 | 0 | 0 | 0 | 0
Geo | 0 | 0 | 0 | 0 | 0 | 0
H | 0 | 0 | 0 | 0 | 0 | 0
LFG | 0 | 0 | 0 | 0 | 0 | 0
Nuc | 0 | 0 | 0 | 0 | 0 | 0
PS | 0 | 0 | 0 | 0 | 0 | 0
PV | 0 | 0 | 0 | 0 | 0 | 0
PeakG | 0 | 0 | 0 | 0 | 0 | 0
PeakO | 0 | 0 | 0 | 0 | 0 | 0
ST | 0 | 0 | 0 | 0 | 0 | 0
STOG | 0 | 0 | 0 | 0 | 0 | 0
STWD | 0 | 0 | 0 | 0 | 0 | 0
WT | 0 | 0 | 0 | 0 | 0 | 0
IGCC | 0 | 0 | 0 | 0 | 0 | 0
DemandResponse | 0 | 0 | 0 | 0 | 0 | 0
IGCC-CCS | 0 | 0 | 0 | 0 | 0 | 0
WT_off | 0 | 0 | 0 | 0 | 0 | 0
PseudoUnit | 0 | 0 | 0 | 0 | 0 | 0
FixedInterchange | 0 | 0 | 0 | 0 | 0 | 0
Retrofit FOM Costs by Reporting Type: PJM_ROM
ReportingType | 2015 | 2020 | 2025 | 2030 | 2035 | 2040
BM | 0 | 0 | 0 | 0 | 0 | 0
CC | 0 | 0 | 0 | 0 | 0 | 0
CSP | 0 | 0 | 0 | 0 | 0 | 0
CT | 0 | 0 | 0 | 0 | 0 | 0
Coal | 52.46 | 61.89 | 61.89 | 61.89 | 61.89 | 61.89
Geo | 0 | 0 | 0 | 0 | 0 | 0
H | 0 | 0 | 0 | 0 | 0 | 0
LFG | 0 | 0 | 0 | 0 | 0 | 0
Nuc | 0 | 0 | 0 | 0 | 0 | 0
PS | 0 | 0 | 0 | 0 | 0 | 0
PV | 0 | 0 | 0 | 0 | 0 | 0
PeakG | 0 | 0 | 0 | 0 | 0 | 0
PeakO | 0 | 0 | 0 | 0 | 0 | 0
ST | 0 | 0 | 0 | 0 | 0 | 0
STOG | 0 | 0 | 0 | 0 | 0 | 0
STWD | 0 | 0 | 0 | 0 | 0 | 0
WT | 0 | 0 | 0 | 0 | 0 | 0
IGCC | 0 | 0 | 0 | 0 | 0 | 0
DemandResponse | 0 | 0 | 0 | 0 | 0 | 0
IGCC-CCS | 0 | 0 | 0 | 0 | 0 | 0
WT_off | 0 | 0 | 0 | 0 | 0 | 0
PseudoUnit | 0 | 0 | 0 | 0 | 0 | 0
FixedInterchange | 0 | 0 | 0 | 0 | 0 | 0
Retrofit FOM Costs by Reporting Type: PJM_ROR
ReportingType | 2015 | 2020 | 2025 | 2030 | 2035 | 2040
BM | 0 | 0 | 0 | 0 | 0 | 0
CC | 0 | 0 | 0 | 0 | 0 | 0
CSP | 0 | 0 | 0 | 0 | 0 | 0
CT | 0 | 0 | 0 | 0 | 0 | 0
Coal | 264.31 | 302.64 | 302.64 | 302.64 | 302.64 | 302.64
Geo | 0 | 0 | 0 | 0 | 0 | 0
H | 0 | 0 | 0 | 0 | 0 | 0
LFG | 0 | 0 | 0 | 0 | 0 | 0
Nuc | 0 | 0 | 0 | 0 | 0 | 0
PS | 0 | 0 | 0 | 0 | 0 | 0
PV | 0 | 0 | 0 | 0 | 0 | 0
PeakG | 0 | 0 | 0 | 0 | 0 | 0
PeakO | 0 | 0 | 0 | 0 | 0 | 0
ST | 0 | 0 | 0 | 0 | 0 | 0
STOG | 0 | 0 | 0 | 0 | 0 | 0
STWD | 0 | 0 | 0 | 0 | 0 | 0
WT | 0 | 0 | 0 | 0 | 0 | 0
IGCC | 0 | 0 | 0 | 0 | 0 | 0
DemandResponse | 0 | 0 | 0 | 0 | 0 | 0
IGCC-CCS | 0 | 0 | 0 | 0 | 0 | 0
WT_off | 0 | 0 | 0 | 0 | 0 | 0
PseudoUnit | 0 | 0 | 0 | 0 | 0 | 0
FixedInterchange | 0 | 0 | 0 | 0 | 0 | 0
Retrofit FOM Costs by Reporting Type: SOCO
ReportingType | 2015 | 2020 | 2025 | 2030 | 2035 | 2040
BM | 0 | 0 | 0 | 0 | 0 | 0
CC | 0 | 0 | 0 | 0 | 0 | 0
CSP | 0 | 0 | 0 | 0 | 0 | 0
CT | 0 | 0 | 0 | 0 | 0 | 0
Coal | 114.6 | 121.93 | 121.93 | 121.93 | 121.93 | 121.93
Geo | 0 | 0 | 0 | 0 | 0 | 0
H | 0 | 0 | 0 | 0 | 0 | 0
LFG | 0 | 0 | 0 | 0 | 0 | 0
Nuc | 0 | 0 | 0 | 0 | 0 | 0
PS | 0 | 0 | 0 | 0 | 0 | 0
PV | 0 | 0 | 0 | 0 | 0 | 0
PeakG | 0 | 0 | 0 | 0 | 0 | 0
PeakO | 0 | 0 | 0 | 0 | 0 | 0
ST | 0 | 0 | 0 | 0 | 0 | 0
STOG | 0 | 0 | 0 | 0 | 0 | 0
STWD | 0 | 0 | 0 | 0 | 0 | 0
WT | 0 | 0 | 0 | 0 | 0 | 0
IGCC | 0 | 0 | 0 | 0 | 0 | 0
DemandResponse | 0 | 0 | 0 | 0 | 0 | 0
IGCC-CCS | 0 | 0 | 0 | 0 | 0 | 0
WT_off | 0 | 0 | 0 | 0 | 0 | 0
PseudoUnit | 0 | 0 | 0 | 0 | 0 | 0
FixedInterchange | 0 | 0 | 0 | 0 | 0 | 0
Retrofit FOM Costs by Reporting Type: SPP_N
ReportingType | 2015 | 2020 | 2025 | 2030 | 2035 | 2040
BM | 0 | 0 | 0 | 0 | 0 | 0
CC | 0 | 0 | 0 | 0 | 0 | 0
CSP | 0 | 0 | 0 | 0 | 0 | 0
CT | 0 | 0 | 0 | 0 | 0 | 0
Coal | 35.72 | 41 | 37.92 | 37.43 | 37.43 | 37.43
Geo | 0 | 0 | 0 | 0 | 0 | 0
H | 0 | 0 | 0 | 0 | 0 | 0
LFG | 0 | 0 | 0 | 0 | 0 | 0
Nuc | 0 | 0 | 0 | 0 | 0 | 0
PS | 0 | 0 | 0 | 0 | 0 | 0
PV | 0 | 0 | 0 | 0 | 0 | 0
PeakG | 0 | 0 | 0 | 0 | 0 | 0
PeakO | 0 | 0 | 0 | 0 | 0 | 0
ST | 0 | 0 | 0 | 0 | 0 | 0
STOG | 0 | 0 | 0 | 0 | 0 | 0
STWD | 0 | 0 | 0 | 0 | 0 | 0
WT | 0 | 0 | 0 | 0 | 0 | 0
IGCC | 0 | 0 | 0 | 0 | 0 | 0
DemandResponse | 0 | 0 | 0 | 0 | 0 | 0
IGCC-CCS | 0 | 0 | 0 | 0 | 0 | 0
WT_off | 0 | 0 | 0 | 0 | 0 | 0
PseudoUnit | 0 | 0 | 0 | 0 | 0 | 0
FixedInterchange | 0 | 0 | 0 | 0 | 0 | 0
Retrofit FOM Costs by Reporting Type: SPP_S
ReportingType | 2015 | 2020 | 2025 | 2030 | 2035 | 2040
BM | 0 | 0 | 0 | 0 | 0 | 0
CC | 0 | 0 | 0 | 0 | 0 | 0
CSP | 0 | 0 | 0 | 0 | 0 | 0
CT | 0 | 0 | 0 | 0 | 0 | 0
Coal | 16.34 | 27.99 | 19.97 | 19.97 | 19.97 | 19.97
Geo | 0 | 0 | 0 | 0 | 0 | 0
H | 0 | 0 | 0 | 0 | 0 | 0
LFG | 0 | 0 | 0 | 0 | 0 | 0
Nuc | 0 | 0 | 0 | 0 | 0 | 0
PS | 0 | 0 | 0 | 0 | 0 | 0
PV | 0 | 0 | 0 | 0 | 0 | 0
PeakG | 0 | 0 | 0 | 0 | 0 | 0
PeakO | 0 | 0 | 0 | 0 | 0 | 0
ST | 0 | 0 | 0 | 0 | 0 | 0
STOG | 0 | 0 | 0 | 0 | 0 | 0
STWD | 0 | 0 | 0 | 0 | 0 | 0
WT | 0 | 0 | 0 | 0 | 0 | 0
IGCC | 0 | 0 | 0 | 0 | 0 | 0
DemandResponse | 0 | 0 | 0 | 0 | 0 | 0
IGCC-CCS | 0 | 0 | 0 | 0 | 0 | 0
WT_off | 0 | 0 | 0 | 0 | 0 | 0
PseudoUnit | 0 | 0 | 0 | 0 | 0 | 0
FixedInterchange | 0 | 0 | 0 | 0 | 0 | 0
Retrofit FOM Costs by Reporting Type: TVA
ReportingType | 2015 | 2020 | 2025 | 2030 | 2035 | 2040
BM | 0 | 0 | 0 | 0 | 0 | 0
CC | 0 | 0 | 0 | 0 | 0 | 0
CSP | 0 | 0 | 0 | 0 | 0 | 0
CT | 0 | 0 | 0 | 0 | 0 | 0
Coal | 53.73 | 67.17 | 67.17 | 67.17 | 67.17 | 67.17
Geo | 0 | 0 | 0 | 0 | 0 | 0
H | 0 | 0 | 0 | 0 | 0 | 0
LFG | 0 | 0 | 0 | 0 | 0 | 0
Nuc | 0 | 0 | 0 | 0 | 0 | 0
PS | 0 | 0 | 0 | 0 | 0 | 0
PV | 0 | 0 | 0 | 0 | 0 | 0
PeakG | 0 | 0 | 0 | 0 | 0 | 0
PeakO | 0 | 0 | 0 | 0 | 0 | 0
ST | 0 | 0 | 0 | 0 | 0 | 0
STOG | 0 | 0 | 0 | 0 | 0 | 0
STWD | 0 | 0 | 0 | 0 | 0 | 0
WT | 0 | 0 | 0 | 0 | 0 | 0
IGCC | 0 | 0 | 0 | 0 | 0 | 0
DemandResponse | 0 | 0 | 0 | 0 | 0 | 0
IGCC-CCS | 0 | 0 | 0 | 0 | 0 | 0
WT_off | 0 | 0 | 0 | 0 | 0 | 0
PseudoUnit | 0 | 0 | 0 | 0 | 0 | 0
FixedInterchange | 0 | 0 | 0 | 0 | 0 | 0
Retrofit FOM Costs by Reporting Type: TVA_Transmission
ReportingType | 2015 | 2020 | 2025 | 2030 | 2035 | 2040
BM | 0 | 0 | 0 | 0 | 0 | 0
CC | 0 | 0 | 0 | 0 | 0 | 0
CSP | 0 | 0 | 0 | 0 | 0 | 0
CT | 0 | 0 | 0 | 0 | 0 | 0
Coal | 0 | 0 | 0 | 0 | 0 | 0
Geo | 0 | 0 | 0 | 0 | 0 | 0
H | 0 | 0 | 0 | 0 | 0 | 0
LFG | 0 | 0 | 0 | 0 | 0 | 0
Nuc | 0 | 0 | 0 | 0 | 0 | 0
PS | 0 | 0 | 0 | 0 | 0 | 0
PV | 0 | 0 | 0 | 0 | 0 | 0
PeakG | 0 | 0 | 0 | 0 | 0 | 0
PeakO | 0 | 0 | 0 | 0 | 0 | 0
ST | 0 | 0 | 0 | 0 | 0 | 0
STOG | 0 | 0 | 0 | 0 | 0 | 0
STWD | 0 | 0 | 0 | 0 | 0 | 0
WT | 0 | 0 | 0 | 0 | 0 | 0
IGCC | 0 | 0 | 0 | 0 | 0 | 0
DemandResponse | 0 | 0 | 0 | 0 | 0 | 0
IGCC-CCS | 0 | 0 | 0 | 0 | 0 | 0
WT_off | 0 | 0 | 0 | 0 | 0 | 0
PseudoUnit | 0 | 0 | 0 | 0 | 0 | 0
FixedInterchange | 0 | 0 | 0 | 0 | 0 | 0
Retrofit FOM Costs by Reporting Type: VACAR
ReportingType | 2015 | 2020 | 2025 | 2030 | 2035 | 2040
BM | 0 | 0 | 0 | 0 | 0 | 0
CC | 0 | 0 | 0 | 0 | 0 | 0
CSP | 0 | 0 | 0 | 0 | 0 | 0
CT | 0 | 0 | 0 | 0 | 0 | 0
Coal | 138.1 | 141.46 | 141.46 | 141.46 | 141.46 | 141.46
Geo | 0 | 0 | 0 | 0 | 0 | 0
H | 0 | 0 | 0 | 0 | 0 | 0
LFG | 0 | 0 | 0 | 0 | 0 | 0
Nuc | 0 | 0 | 0 | 0 | 0 | 0
PS | 0 | 0 | 0 | 0 | 0 | 0
PV | 0 | 0 | 0 | 0 | 0 | 0
PeakG | 0 | 0 | 0 | 0 | 0 | 0
PeakO | 0 | 0 | 0 | 0 | 0 | 0
ST | 0 | 0 | 0 | 0 | 0 | 0
STOG | 0 | 0 | 0 | 0 | 0 | 0
STWD | 0 | 0 | 0 | 0 | 0 | 0
WT | 0 | 0 | 0 | 0 | 0 | 0
IGCC | 0 | 0 | 0 | 0 | 0 | 0
DemandResponse | 0 | 0 | 0 | 0 | 0 | 0
IGCC-CCS | 0 | 0 | 0 | 0 | 0 | 0
WT_off | 0 | 0 | 0 | 0 | 0 | 0
PseudoUnit | 0 | 0 | 0 | 0 | 0 | 0
FixedInterchange | 0 | 0 | 0 | 0 | 0 | 0
Retrofit FOM Costs by Reporting Type: IESO
ReportingType | 2015 | 2020 | 2025 | 2030 | 2035 | 2040
BM | 0 | 0 | 0 | 0 | 0 | 0
CC | 0 | 0 | 0 | 0 | 0 | 0
CSP | 0 | 0 | 0 | 0 | 0 | 0
CT | 0 | 0 | 0 | 0 | 0 | 0
Coal | 0 | 0 | 0 | 0 | 0 | 0
Geo | 0 | 0 | 0 | 0 | 0 | 0
H | 0 | 0 | 0 | 0 | 0 | 0
LFG | 0 | 0 | 0 | 0 | 0 | 0
Nuc | 0 | 0 | 0 | 0 | 0 | 0
PS | 0 | 0 | 0 | 0 | 0 | 0
PV | 0 | 0 | 0 | 0 | 0 | 0
PeakG | 0 | 0 | 0 | 0 | 0 | 0
PeakO | 0 | 0 | 0 | 0 | 0 | 0
ST | 0 | 0 | 0 | 0 | 0 | 0
STOG | 0 | 0 | 0 | 0 | 0 | 0
STWD | 0 | 0 | 0 | 0 | 0 | 0
WT | 0 | 0 | 0 | 0 | 0 | 0
IGCC | 0 | 0 | 0 | 0 | 0 | 0
DemandResponse | 0 | 0 | 0 | 0 | 0 | 0
IGCC-CCS | 0 | 0 | 0 | 0 | 0 | 0
WT_off | 0 | 0 | 0 | 0 | 0 | 0
PseudoUnit | 0 | 0 | 0 | 0 | 0 | 0
FixedInterchange | 0 | 0 | 0 | 0 | 0 | 0
Retrofit FOM Costs by Reporting Type: MAPP_CA
ReportingType | 2015 | 2020 | 2025 | 2030 | 2035 | 2040
BM | 0 | 0 | 0 | 0 | 0 | 0
CC | 0 | 0 | 0 | 0 | 0 | 0
CSP | 0 | 0 | 0 | 0 | 0 | 0
CT | 0 | 0 | 0 | 0 | 0 | 0
Coal | 0 | 0 | 0 | 0 | 0 | 0
Geo | 0 | 0 | 0 | 0 | 0 | 0
H | 0 | 0 | 0 | 0 | 0 | 0
LFG | 0 | 0 | 0 | 0 | 0 | 0
Nuc | 0 | 0 | 0 | 0 | 0 | 0
PS | 0 | 0 | 0 | 0 | 0 | 0
PV | 0 | 0 | 0 | 0 | 0 | 0
PeakG | 0 | 0 | 0 | 0 | 0 | 0
PeakO | 0 | 0 | 0 | 0 | 0 | 0
ST | 0 | 0 | 0 | 0 | 0 | 0
STOG | 0 | 0 | 0 | 0 | 0 | 0
STWD | 0 | 0 | 0 | 0 | 0 | 0
WT | 0 | 0 | 0 | 0 | 0 | 0
IGCC | 0 | 0 | 0 | 0 | 0 | 0
DemandResponse | 0 | 0 | 0 | 0 | 0 | 0
IGCC-CCS | 0 | 0 | 0 | 0 | 0 | 0
WT_off | 0 | 0 | 0 | 0 | 0 | 0
PseudoUnit | 0 | 0 | 0 | 0 | 0 | 0
FixedInterchange | 0 | 0 | 0 | 0 | 0 | 0
Retrofit FOM Costs by Reporting Type: AZ_NM_SNV_Coal
ReportingType | 2015 | 2020 | 2025 | 2030 | 2035 | 2040
BM | 0 | 0 | 0 | 0 | 0 | 0
CC | 0 | 0 | 0 | 0 | 0 | 0
CSP | 0 | 0 | 0 | 0 | 0 | 0
CT | 0 | 0 | 0 | 0 | 0 | 0
Coal | 70.07 | 75.36 | 75.36 | 75.36 | 75.36 | 75.36
Geo | 0 | 0 | 0 | 0 | 0 | 0
H | 0 | 0 | 0 | 0 | 0 | 0
LFG | 0 | 0 | 0 | 0 | 0 | 0
Nuc | 0 | 0 | 0 | 0 | 0 | 0
PS | 0 | 0 | 0 | 0 | 0 | 0
PV | 0 | 0 | 0 | 0 | 0 | 0
PeakG | 0 | 0 | 0 | 0 | 0 | 0
PeakO | 0 | 0 | 0 | 0 | 0 | 0
ST | 0 | 0 | 0 | 0 | 0 | 0
STOG | 0 | 0 | 0 | 0 | 0 | 0
STWD | 0 | 0 | 0 | 0 | 0 | 0
WT | 0 | 0 | 0 | 0 | 0 | 0
IGCC | 0 | 0 | 0 | 0 | 0 | 0
DemandResponse | 0 | 0 | 0 | 0 | 0 | 0
IGCC-CCS | 0 | 0 | 0 | 0 | 0 | 0
WT_off | 0 | 0 | 0 | 0 | 0 | 0
PseudoUnit | 0 | 0 | 0 | 0 | 0 | 0
FixedInterchange | 0 | 0 | 0 | 0 | 0 | 0
Retrofit FOM Costs by Reporting Type: AZ_NM_SNV_Gas
ReportingType | 2015 | 2020 | 2025 | 2030 | 2035 | 2040
BM | 0 | 0 | 0 | 0 | 0 | 0
CC | 0 | 0 | 0 | 0 | 0 | 0
CSP | 0 | 0 | 0 | 0 | 0 | 0
CT | 0 | 0 | 0 | 0 | 0 | 0
Coal | 0 | 0 | 0 | 0 | 0 | 0
Geo | 0 | 0 | 0 | 0 | 0 | 0
H | 0 | 0 | 0 | 0 | 0 | 0
LFG | 0 | 0 | 0 | 0 | 0 | 0
Nuc | 0 | 0 | 0 | 0 | 0 | 0
PS | 0 | 0 | 0 | 0 | 0 | 0
PV | 0 | 0 | 0 | 0 | 0 | 0
PeakG | 0 | 0 | 0 | 0 | 0 | 0
PeakO | 0 | 0 | 0 | 0 | 0 | 0
ST | 0 | 0 | 0 | 0 | 0 | 0
STOG | 0 | 0 | 0 | 0 | 0 | 0
STWD | 0 | 0 | 0 | 0 | 0 | 0
WT | 0 | 0 | 0 | 0 | 0 | 0
IGCC | 0 | 0 | 0 | 0 | 0 | 0
DemandResponse | 0 | 0 | 0 | 0 | 0 | 0
IGCC-CCS | 0 | 0 | 0 | 0 | 0 | 0
WT_off | 0 | 0 | 0 | 0 | 0 | 0
PseudoUnit | 0 | 0 | 0 | 0 | 0 | 0
FixedInterchange | 0 | 0 | 0 | 0 | 0 | 0
Retrofit FOM Costs by Reporting Type: AZ_NM_SNV_NucRenew
ReportingType | 2015 | 2020 | 2025 | 2030 | 2035 | 2040
BM | 0 | 0 | 0 | 0 | 0 | 0
CC | 0 | 0 | 0 | 0 | 0 | 0
CSP | 0 | 0 | 0 | 0 | 0 | 0
CT | 0 | 0 | 0 | 0 | 0 | 0
Coal | 0 | 0 | 0 | 0 | 0 | 0
Geo | 0 | 0 | 0 | 0 | 0 | 0
H | 0 | 0 | 0 | 0 | 0 | 0
LFG | 0 | 0 | 0 | 0 | 0 | 0
Nuc | 0 | 0 | 0 | 0 | 0 | 0
PS | 0 | 0 | 0 | 0 | 0 | 0
PV | 0 | 0 | 0 | 0 | 0 | 0
PeakG | 0 | 0 | 0 | 0 | 0 | 0
PeakO | 0 | 0 | 0 | 0 | 0 | 0
ST | 0 | 0 | 0 | 0 | 0 | 0
STOG | 0 | 0 | 0 | 0 | 0 | 0
STWD | 0 | 0 | 0 | 0 | 0 | 0
WT | 0 | 0 | 0 | 0 | 0 | 0
IGCC | 0 | 0 | 0 | 0 | 0 | 0
DemandResponse | 0 | 0 | 0 | 0 | 0 | 0
IGCC-CCS | 0 | 0 | 0 | 0 | 0 | 0
WT_off | 0 | 0 | 0 | 0 | 0 | 0
PseudoUnit | 0 | 0 | 0 | 0 | 0 | 0
FixedInterchange | 0 | 0 | 0 | 0 | 0 | 0
Retrofit FOM Costs by Reporting Type: ERCOT
ReportingType | 2015 | 2020 | 2025 | 2030 | 2035 | 2040
BM | 0 | 0 | 0 | 0 | 0 | 0
CC | 0 | 0 | 0 | 0 | 0 | 0
CSP | 0 | 0 | 0 | 0 | 0 | 0
CT | 0 | 0 | 0 | 0 | 0 | 0
Coal | 95.78 | 116.56 | 116.56 | 116.56 | 116.56 | 116.56
Geo | 0 | 0 | 0 | 0 | 0 | 0
H | 0 | 0 | 0 | 0 | 0 | 0
LFG | 0 | 0 | 0 | 0 | 0 | 0
Nuc | 0 | 0 | 0 | 0 | 0 | 0
PS | 0 | 0 | 0 | 0 | 0 | 0
PV | 0 | 0 | 0 | 0 | 0 | 0
PeakG | 0 | 0 | 0 | 0 | 0 | 0
PeakO | 0 | 0 | 0 | 0 | 0 | 0
ST | 0 | 0 | 0 | 0 | 0 | 0
STOG | 0 | 0 | 0 | 0 | 0 | 0
STWD | 0 | 0 | 0 | 0 | 0 | 0
WT | 0 | 0 | 0 | 0 | 0 | 0
IGCC | 0 | 0 | 0 | 0 | 0 | 0
DemandResponse | 0 | 0 | 0 | 0 | 0 | 0
IGCC-CCS | 0 | 0 | 0 | 0 | 0 | 0
WT_off | 0 | 0 | 0 | 0 | 0 | 0
PseudoUnit | 0 | 0 | 0 | 0 | 0 | 0
FixedInterchange | 0 | 0 | 0 | 0 | 0 | 0
Retrofit FOM Costs by Reporting Type: NP15
ReportingType | 2015 | 2020 | 2025 | 2030 | 2035 | 2040
BM | 0 | 0 | 0 | 0 | 0 | 0
CC | 0 | 0 | 0 | 0 | 0 | 0
CSP | 0 | 0 | 0 | 0 | 0 | 0
CT | 0 | 0 | 0 | 0 | 0 | 0
Coal | 0.19 | 0 | 0 | 0 | 0 | 0
Geo | 0 | 0 | 0 | 0 | 0 | 0
H | 0 | 0 | 0 | 0 | 0 | 0
LFG | 0 | 0 | 0 | 0 | 0 | 0
Nuc | 0 | 0 | 0 | 0 | 0 | 0
PS | 0 | 0 | 0 | 0 | 0 | 0
PV | 0 | 0 | 0 | 0 | 0 | 0
PeakG | 0 | 0 | 0 | 0 | 0 | 0
PeakO | 0 | 0 | 0 | 0 | 0 | 0
ST | 0 | 0 | 0 | 0 | 0 | 0
STOG | 0 | 0 | 0 | 0 | 0 | 0
STWD | 0 | 0 | 0 | 0 | 0 | 0
WT | 0 | 0 | 0 | 0 | 0 | 0
IGCC | 0 | 0 | 0 | 0 | 0 | 0
DemandResponse | 0 | 0 | 0 | 0 | 0 | 0
IGCC-CCS | 0 | 0 | 0 | 0 | 0 | 0
WT_off | 0 | 0 | 0 | 0 | 0 | 0
PseudoUnit | 0 | 0 | 0 | 0 | 0 | 0
FixedInterchange | 0 | 0 | 0 | 0 | 0 | 0
Retrofit FOM Costs by Reporting Type: NWPP_Coal
ReportingType | 2015 | 2020 | 2025 | 2030 | 2035 | 2040
BM | 0 | 0 | 0 | 0 | 0 | 0
CC | 0 | 0 | 0 | 0 | 0 | 0
CSP | 0 | 0 | 0 | 0 | 0 | 0
CT | 0 | 0 | 0 | 0 | 0 | 0
Coal | 67.09 | 76.88 | 76.88 | 76.88 | 76.88 | 76.88
Geo | 0 | 0 | 0 | 0 | 0 | 0
H | 0 | 0 | 0 | 0 | 0 | 0
LFG | 0 | 0 | 0 | 0 | 0 | 0
Nuc | 0 | 0 | 0 | 0 | 0 | 0
PS | 0 | 0 | 0 | 0 | 0 | 0
PV | 0 | 0 | 0 | 0 | 0 | 0
PeakG | 0 | 0 | 0 | 0 | 0 | 0
PeakO | 0 | 0 | 0 | 0 | 0 | 0
ST | 0 | 0 | 0 | 0 | 0 | 0
STOG | 0 | 0 | 0 | 0 | 0 | 0
STWD | 0 | 0 | 0 | 0 | 0 | 0
WT | 0 | 0 | 0 | 0 | 0 | 0
IGCC | 0 | 0 | 0 | 0 | 0 | 0
DemandResponse | 0 | 0 | 0 | 0 | 0 | 0
IGCC-CCS | 0 | 0 | 0 | 0 | 0 | 0
WT_off | 0 | 0 | 0 | 0 | 0 | 0
PseudoUnit | 0 | 0 | 0 | 0 | 0 | 0
FixedInterchange | 0 | 0 | 0 | 0 | 0 | 0
Retrofit FOM Costs by Reporting Type: NWPP_Gas
ReportingType | 2015 | 2020 | 2025 | 2030 | 2035 | 2040
BM | 0 | 0 | 0 | 0 | 0 | 0
CC | 0 | 0 | 0 | 0 | 0 | 0
CSP | 0 | 0 | 0 | 0 | 0 | 0
CT | 0 | 0 | 0 | 0 | 0 | 0
Coal | 0 | 0 | 0 | 0 | 0 | 0
Geo | 0 | 0 | 0 | 0 | 0 | 0
H | 0 | 0 | 0 | 0 | 0 | 0
LFG | 0 | 0 | 0 | 0 | 0 | 0
Nuc | 0 | 0 | 0 | 0 | 0 | 0
PS | 0 | 0 | 0 | 0 | 0 | 0
PV | 0 | 0 | 0 | 0 | 0 | 0
PeakG | 0 | 0 | 0 | 0 | 0 | 0
PeakO | 0 | 0 | 0 | 0 | 0 | 0
ST | 0 | 0 | 0 | 0 | 0 | 0
STOG | 0 | 0 | 0 | 0 | 0 | 0
STWD | 0 | 0 | 0 | 0 | 0 | 0
WT | 0 | 0 | 0 | 0 | 0 | 0
IGCC | 0 | 0 | 0 | 0 | 0 | 0
DemandResponse | 0 | 0 | 0 | 0 | 0 | 0
IGCC-CCS | 0 | 0 | 0 | 0 | 0 | 0
WT_off | 0 | 0 | 0 | 0 | 0 | 0
PseudoUnit | 0 | 0 | 0 | 0 | 0 | 0
FixedInterchange | 0 | 0 | 0 | 0 | 0 | 0
Retrofit FOM Costs by Reporting Type: NWPP_NucRenew
ReportingType | 2015 | 2020 | 2025 | 2030 | 2035 | 2040
BM | 0 | 0 | 0 | 0 | 0 | 0
CC | 0 | 0 | 0 | 0 | 0 | 0
CSP | 0 | 0 | 0 | 0 | 0 | 0
CT | 0 | 0 | 0 | 0 | 0 | 0
Coal | 0 | 0 | 0 | 0 | 0 | 0
Geo | 0 | 0 | 0 | 0 | 0 | 0
H | 0 | 0 | 0 | 0 | 0 | 0
LFG | 0 | 0 | 0 | 0 | 0 | 0
Nuc | 0 | 0 | 0 | 0 | 0 | 0
PS | 0 | 0 | 0 | 0 | 0 | 0
PV | 0 | 0 | 0 | 0 | 0 | 0
PeakG | 0 | 0 | 0 | 0 | 0 | 0
PeakO | 0 | 0 | 0 | 0 | 0 | 0
ST | 0 | 0 | 0 | 0 | 0 | 0
STOG | 0 | 0 | 0 | 0 | 0 | 0
STWD | 0 | 0 | 0 | 0 | 0 | 0
WT | 0 | 0 | 0 | 0 | 0 | 0
IGCC | 0 | 0 | 0 | 0 | 0 | 0
DemandResponse | 0 | 0 | 0 | 0 | 0 | 0
IGCC-CCS | 0 | 0 | 0 | 0 | 0 | 0
WT_off | 0 | 0 | 0 | 0 | 0 | 0
PseudoUnit | 0 | 0 | 0 | 0 | 0 | 0
FixedInterchange | 0 | 0 | 0 | 0 | 0 | 0
Retrofit FOM Costs by Reporting Type: RMPA
ReportingType | 2015 | 2020 | 2025 | 2030 | 2035 | 2040
BM | 0 | 0 | 0 | 0 | 0 | 0
CC | 0 | 0 | 0 | 0 | 0 | 0
CSP | 0 | 0 | 0 | 0 | 0 | 0
CT | 0 | 0 | 0 | 0 | 0 | 0
Coal | 26.21 | 35.01 | 33.22 | 33.22 | 33.22 | 31.21
Geo | 0 | 0 | 0 | 0 | 0 | 0
H | 0 | 0 | 0 | 0 | 0 | 0
LFG | 0 | 0 | 0 | 0 | 0 | 0
Nuc | 0 | 0 | 0 | 0 | 0 | 0
PS | 0 | 0 | 0 | 0 | 0 | 0
PV | 0 | 0 | 0 | 0 | 0 | 0
PeakG | 0 | 0 | 0 | 0 | 0 | 0
PeakO | 0 | 0 | 0 | 0 | 0 | 0
ST | 0 | 0 | 0 | 0 | 0 | 0
STOG | 0 | 0 | 0 | 0 | 0 | 0
STWD | 0 | 0 | 0 | 0 | 0 | 0
WT | 0 | 0 | 0 | 0 | 0 | 0
IGCC | 0 | 0 | 0 | 0 | 0 | 0
DemandResponse | 0 | 0 | 0 | 0 | 0 | 0
IGCC-CCS | 0 | 0 | 0 | 0 | 0 | 0
WT_off | 0 | 0 | 0 | 0 | 0 | 0
PseudoUnit | 0 | 0 | 0 | 0 | 0 | 0
FixedInterchange | 0 | 0 | 0 | 0 | 0 | 0
Retrofit FOM Costs by Reporting Type: SP15
ReportingType | 2015 | 2020 | 2025 | 2030 | 2035 | 2040
BM | 0 | 0 | 0 | 0 | 0 | 0
CC | 0 | 0 | 0 | 0 | 0 | 0
CSP | 0 | 0 | 0 | 0 | 0 | 0
CT | 0 | 0 | 0 | 0 | 0 | 0
Coal | 0.23 | 0.41 | 0.41 | 0.41 | 0 | 0
Geo | 0 | 0 | 0 | 0 | 0 | 0
H | 0 | 0 | 0 | 0 | 0 | 0
LFG | 0 | 0 | 0 | 0 | 0 | 0
Nuc | 0 | 0 | 0 | 0 | 0 | 0
PS | 0 | 0 | 0 | 0 | 0 | 0
PV | 0 | 0 | 0 | 0 | 0 | 0
PeakG | 0 | 0 | 0 | 0 | 0 | 0
PeakO | 0 | 0 | 0 | 0 | 0 | 0
ST | 0 | 0 | 0 | 0 | 0 | 0
STOG | 0 | 0 | 0 | 0 | 0 | 0
STWD | 0 | 0 | 0 | 0 | 0 | 0
WT | 0 | 0 | 0 | 0 | 0 | 0
IGCC | 0 | 0 | 0 | 0 | 0 | 0
DemandResponse | 0 | 0 | 0 | 0 | 0 | 0
IGCC-CCS | 0 | 0 | 0 | 0 | 0 | 0
WT_off | 0 | 0 | 0 | 0 | 0 | 0
PseudoUnit | 0 | 0 | 0 | 0 | 0 | 0
FixedInterchange | 0 | 0 | 0 | 0 | 0 | 0
Retrofit FOM Costs by Reporting Type: ALB
ReportingType | 2015 | 2020 | 2025 | 2030 | 2035 | 2040
BM | 0 | 0 | 0 | 0 | 0 | 0
CC | 0 | 0 | 0 | 0 | 0 | 0
CSP | 0 | 0 | 0 | 0 | 0 | 0
CT | 0 | 0 | 0 | 0 | 0 | 0
Coal | 0.29 | 0.29 | 0.29 | 0.29 | 0.29 | 0.29
Geo | 0 | 0 | 0 | 0 | 0 | 0
H | 0 | 0 | 0 | 0 | 0 | 0
LFG | 0 | 0 | 0 | 0 | 0 | 0
Nuc | 0 | 0 | 0 | 0 | 0 | 0
PS | 0 | 0 | 0 | 0 | 0 | 0
PV | 0 | 0 | 0 | 0 | 0 | 0
PeakG | 0 | 0 | 0 | 0 | 0 | 0
PeakO | 0 | 0 | 0 | 0 | 0 | 0
ST | 0 | 0 | 0 | 0 | 0 | 0
STOG | 0 | 0 | 0 | 0 | 0 | 0
STWD | 0 | 0 | 0 | 0 | 0 | 0
WT | 0 | 0 | 0 | 0 | 0 | 0
IGCC | 0 | 0 | 0 | 0 | 0 | 0
DemandResponse | 0 | 0 | 0 | 0 | 0 | 0
IGCC-CCS | 0 | 0 | 0 | 0 | 0 | 0
WT_off | 0 | 0 | 0 | 0 | 0 | 0
PseudoUnit | 0 | 0 | 0 | 0 | 0 | 0
FixedInterchange | 0 | 0 | 0 | 0 | 0 | 0
Retrofit FOM Costs by Reporting Type: BC
ReportingType | 2015 | 2020 | 2025 | 2030 | 2035 | 2040
BM | 0 | 0 | 0 | 0 | 0 | 0
CC | 0 | 0 | 0 | 0 | 0 | 0
CSP | 0 | 0 | 0 | 0 | 0 | 0
CT | 0 | 0 | 0 | 0 | 0 | 0
Coal | 0 | 0 | 0 | 0 | 0 | 0
Geo | 0 | 0 | 0 | 0 | 0 | 0
H | 0 | 0 | 0 | 0 | 0 | 0
LFG | 0 | 0 | 0 | 0 | 0 | 0
Nuc | 0 | 0 | 0 | 0 | 0 | 0
PS | 0 | 0 | 0 | 0 | 0 | 0
PV | 0 | 0 | 0 | 0 | 0 | 0
PeakG | 0 | 0 | 0 | 0 | 0 | 0
PeakO | 0 | 0 | 0 | 0 | 0 | 0
ST | 0 | 0 | 0 | 0 | 0 | 0
STOG | 0 | 0 | 0 | 0 | 0 | 0
STWD | 0 | 0 | 0 | 0 | 0 | 0
WT | 0 | 0 | 0 | 0 | 0 | 0
IGCC | 0 | 0 | 0 | 0 | 0 | 0
DemandResponse | 0 | 0 | 0 | 0 | 0 | 0
IGCC-CCS | 0 | 0 | 0 | 0 | 0 | 0
WT_off | 0 | 0 | 0 | 0 | 0 | 0
PseudoUnit | 0 | 0 | 0 | 0 | 0 | 0
FixedInterchange | 0 | 0 | 0 | 0 | 0 | 0
Retrofit FOM Costs by Reporting Type: HQ_IESO
ReportingType | 2015 | 2020 | 2025 | 2030 | 2035 | 2040
BM | 0 | 0 | 0 | 0 | 0 | 0
CC | 0 | 0 | 0 | 0 | 0 | 0
CSP | 0 | 0 | 0 | 0 | 0 | 0
CT | 0 | 0 | 0 | 0 | 0 | 0
Coal | 0 | 0 | 0 | 0 | 0 | 0
Geo | 0 | 0 | 0 | 0 | 0 | 0
H | 0 | 0 | 0 | 0 | 0 | 0
LFG | 0 | 0 | 0 | 0 | 0 | 0
Nuc | 0 | 0 | 0 | 0 | 0 | 0
PS | 0 | 0 | 0 | 0 | 0 | 0
PV | 0 | 0 | 0 | 0 | 0 | 0
PeakG | 0 | 0 | 0 | 0 | 0 | 0
PeakO | 0 | 0 | 0 | 0 | 0 | 0
ST | 0 | 0 | 0 | 0 | 0 | 0
STOG | 0 | 0 | 0 | 0 | 0 | 0
STWD | 0 | 0 | 0 | 0 | 0 | 0
WT | 0 | 0 | 0 | 0 | 0 | 0
IGCC | 0 | 0 | 0 | 0 | 0 | 0
DemandResponse | 0 | 0 | 0 | 0 | 0 | 0
IGCC-CCS | 0 | 0 | 0 | 0 | 0 | 0
WT_off | 0 | 0 | 0 | 0 | 0 | 0
PseudoUnit | 0 | 0 | 0 | 0 | 0 | 0
FixedInterchange | 0 | 0 | 0 | 0 | 0 | 0
Retrofit FOM Costs by Reporting Type: HQ_NEISO
ReportingType | 2015 | 2020 | 2025 | 2030 | 2035 | 2040
BM | 0 | 0 | 0 | 0 | 0 | 0
CC | 0 | 0 | 0 | 0 | 0 | 0
CSP | 0 | 0 | 0 | 0 | 0 | 0
CT | 0 | 0 | 0 | 0 | 0 | 0
Coal | 0 | 0 | 0 | 0 | 0 | 0
Geo | 0 | 0 | 0 | 0 | 0 | 0
H | 0 | 0 | 0 | 0 | 0 | 0
LFG | 0 | 0 | 0 | 0 | 0 | 0
Nuc | 0 | 0 | 0 | 0 | 0 | 0
PS | 0 | 0 | 0 | 0 | 0 | 0
PV | 0 | 0 | 0 | 0 | 0 | 0
PeakG | 0 | 0 | 0 | 0 | 0 | 0
PeakO | 0 | 0 | 0 | 0 | 0 | 0
ST | 0 | 0 | 0 | 0 | 0 | 0
STOG | 0 | 0 | 0 | 0 | 0 | 0
STWD | 0 | 0 | 0 | 0 | 0 | 0
WT | 0 | 0 | 0 | 0 | 0 | 0
IGCC | 0 | 0 | 0 | 0 | 0 | 0
DemandResponse | 0 | 0 | 0 | 0 | 0 | 0
IGCC-CCS | 0 | 0 | 0 | 0 | 0 | 0
WT_off | 0 | 0 | 0 | 0 | 0 | 0
PseudoUnit | 0 | 0 | 0 | 0 | 0 | 0
FixedInterchange | 0 | 0 | 0 | 0 | 0 | 0
Retrofit FOM Costs by Reporting Type: HQ_NY
ReportingType | 2015 | 2020 | 2025 | 2030 | 2035 | 2040
BM | 0 | 0 | 0 | 0 | 0 | 0
CC | 0 | 0 | 0 | 0 | 0 | 0
CSP | 0 | 0 | 0 | 0 | 0 | 0
CT | 0 | 0 | 0 | 0 | 0 | 0
Coal | 0 | 0 | 0 | 0 | 0 | 0
Geo | 0 | 0 | 0 | 0 | 0 | 0
H | 0 | 0 | 0 | 0 | 0 | 0
LFG | 0 | 0 | 0 | 0 | 0 | 0
Nuc | 0 | 0 | 0 | 0 | 0 | 0
PS | 0 | 0 | 0 | 0 | 0 | 0
PV | 0 | 0 | 0 | 0 | 0 | 0
PeakG | 0 | 0 | 0 | 0 | 0 | 0
PeakO | 0 | 0 | 0 | 0 | 0 | 0
ST | 0 | 0 | 0 | 0 | 0 | 0
STOG | 0 | 0 | 0 | 0 | 0 | 0
STWD | 0 | 0 | 0 | 0 | 0 | 0
WT | 0 | 0 | 0 | 0 | 0 | 0
IGCC | 0 | 0 | 0 | 0 | 0 | 0
DemandResponse | 0 | 0 | 0 | 0 | 0 | 0
IGCC-CCS | 0 | 0 | 0 | 0 | 0 | 0
WT_off | 0 | 0 | 0 | 0 | 0 | 0
PseudoUnit | 0 | 0 | 0 | 0 | 0 | 0
FixedInterchange | 0 | 0 | 0 | 0 | 0 | 0
Retrofit FOM Costs by Reporting Type: MARITIMES
ReportingType | 2015 | 2020 | 2025 | 2030 | 2035 | 2040
BM | 0 | 0 | 0 | 0 | 0 | 0
CC | 0 | 0 | 0 | 0 | 0 | 0
CSP | 0 | 0 | 0 | 0 | 0 | 0
CT | 0 | 0 | 0 | 0 | 0 | 0
Coal | 0 | 0 | 0 | 0 | 0 | 0
Geo | 0 | 0 | 0 | 0 | 0 | 0
H | 0 | 0 | 0 | 0 | 0 | 0
LFG | 0 | 0 | 0 | 0 | 0 | 0
Nuc | 0 | 0 | 0 | 0 | 0 | 0
PS | 0 | 0 | 0 | 0 | 0 | 0
PV | 0 | 0 | 0 | 0 | 0 | 0
PeakG | 0 | 0 | 0 | 0 | 0 | 0
PeakO | 0 | 0 | 0 | 0 | 0 | 0
ST | 0 | 0 | 0 | 0 | 0 | 0
STOG | 0 | 0 | 0 | 0 | 0 | 0
STWD | 0 | 0 | 0 | 0 | 0 | 0
WT | 0 | 0 | 0 | 0 | 0 | 0
IGCC | 0 | 0 | 0 | 0 | 0 | 0
DemandResponse | 0 | 0 | 0 | 0 | 0 | 0
IGCC-CCS | 0 | 0 | 0 | 0 | 0 | 0
WT_off | 0 | 0 | 0 | 0 | 0 | 0
PseudoUnit | 0 | 0 | 0 | 0 | 0 | 0
FixedInterchange | 0 | 0 | 0 | 0 | 0 | 0
Retrofit FOM Costs by Reporting Type: All
ReportingType | 2015 | 2020 | 2025 | 2030 | 2035 | 2040
BM | 0 | 0 | 0 | 0 | 0 | 0
CC | 0 | 0 | 0 | 0 | 0 | 0
CSP | 0 | 0 | 0 | 0 | 0 | 0
CT | 0 | 0 | 0 | 0 | 0 | 0
Coal | 1343.77 | 1608.88 | 1591.61 | 1591.13 | 1590.71 | 1588.7
Geo | 0 | 0 | 0 | 0 | 0 | 0
H | 0 | 0 | 0 | 0 | 0 | 0
LFG | 0 | 0 | 0 | 0 | 0 | 0
Nuc | 0 | 0 | 0 | 0 | 0 | 0
PS | 0 | 0 | 0 | 0 | 0 | 0
PV | 0 | 0 | 0 | 0 | 0 | 0
PeakG | 0 | 0 | 0 | 0 | 0 | 0
PeakO | 0 | 0 | 0 | 0 | 0 | 0
ST | 0 | 0 | 0 | 0 | 0 | 0
STOG | 0 | 0 | 0 | 0 | 0 | 0
STWD | 0 | 0 | 0 | 0 | 0 | 0
WT | 0 | 0 | 0 | 0 | 0 | 0
IGCC | 0 | 0 | 0 | 0 | 0 | 0
DemandResponse | 0 | 0 | 0 | 0 | 0 | 0
IGCC-CCS | 0 | 0 | 0 | 0 | 0 | 0
WT_off | 0 | 0 | 0 | 0 | 0 | 0
PseudoUnit | 0 | 0 | 0 | 0 | 0 | 0
FixedInterchange | 0 | 0 | 0 | 0 | 0 | 0
Retrofit FOM Costs by Reporting Type: EI_US
ReportingType | 2015 | 2020 | 2025 | 2030 | 2035 | 2040
BM | 0 | 0 | 0 | 0 | 0 | 0
CC | 0 | 0 | 0 | 0 | 0 | 0
CSP | 0 | 0 | 0 | 0 | 0 | 0
CT | 0 | 0 | 0 | 0 | 0 | 0
Coal | 1083.9 | 1304.37 | 1288.89 | 1288.41 | 1288.41 | 1288.41
Geo | 0 | 0 | 0 | 0 | 0 | 0
H | 0 | 0 | 0 | 0 | 0 | 0
LFG | 0 | 0 | 0 | 0 | 0 | 0
Nuc | 0 | 0 | 0 | 0 | 0 | 0
PS | 0 | 0 | 0 | 0 | 0 | 0
PV | 0 | 0 | 0 | 0 | 0 | 0
PeakG | 0 | 0 | 0 | 0 | 0 | 0
PeakO | 0 | 0 | 0 | 0 | 0 | 0
ST | 0 | 0 | 0 | 0 | 0 | 0
STOG | 0 | 0 | 0 | 0 | 0 | 0
STWD | 0 | 0 | 0 | 0 | 0 | 0
WT | 0 | 0 | 0 | 0 | 0 | 0
IGCC | 0 | 0 | 0 | 0 | 0 | 0
DemandResponse | 0 | 0 | 0 | 0 | 0 | 0
IGCC-CCS | 0 | 0 | 0 | 0 | 0 | 0
WT_off | 0 | 0 | 0 | 0 | 0 | 0
PseudoUnit | 0 | 0 | 0 | 0 | 0 | 0
FixedInterchange | 0 | 0 | 0 | 0 | 0 | 0
Retrofit FOM Costs by Reporting Type: EI_Canada
ReportingType | 2015 | 2020 | 2025 | 2030 | 2035 | 2040
BM | 0 | 0 | 0 | 0 | 0 | 0
CC | 0 | 0 | 0 | 0 | 0 | 0
CSP | 0 | 0 | 0 | 0 | 0 | 0
CT | 0 | 0 | 0 | 0 | 0 | 0
Coal | 0 | 0 | 0 | 0 | 0 | 0
Geo | 0 | 0 | 0 | 0 | 0 | 0
H | 0 | 0 | 0 | 0 | 0 | 0
LFG | 0 | 0 | 0 | 0 | 0 | 0
Nuc | 0 | 0 | 0 | 0 | 0 | 0
PS | 0 | 0 | 0 | 0 | 0 | 0
PV | 0 | 0 | 0 | 0 | 0 | 0
PeakG | 0 | 0 | 0 | 0 | 0 | 0
PeakO | 0 | 0 | 0 | 0 | 0 | 0
ST | 0 | 0 | 0 | 0 | 0 | 0
STOG | 0 | 0 | 0 | 0 | 0 | 0
STWD | 0 | 0 | 0 | 0 | 0 | 0
WT | 0 | 0 | 0 | 0 | 0 | 0
IGCC | 0 | 0 | 0 | 0 | 0 | 0
DemandResponse | 0 | 0 | 0 | 0 | 0 | 0
IGCC-CCS | 0 | 0 | 0 | 0 | 0 | 0
WT_off | 0 | 0 | 0 | 0 | 0 | 0
PseudoUnit | 0 | 0 | 0 | 0 | 0 | 0
FixedInterchange | 0 | 0 | 0 | 0 | 0 | 0
Retrofit FOM Costs by Reporting Type: EI
ReportingType | 2015 | 2020 | 2025 | 2030 | 2035 | 2040
BM | 0 | 0 | 0 | 0 | 0 | 0
CC | 0 | 0 | 0 | 0 | 0 | 0
CSP | 0 | 0 | 0 | 0 | 0 | 0
CT | 0 | 0 | 0 | 0 | 0 | 0
Coal | 1083.9 | 1304.37 | 1288.89 | 1288.41 | 1288.41 | 1288.41
Geo | 0 | 0 | 0 | 0 | 0 | 0
H | 0 | 0 | 0 | 0 | 0 | 0
LFG | 0 | 0 | 0 | 0 | 0 | 0
Nuc | 0 | 0 | 0 | 0 | 0 | 0
PS | 0 | 0 | 0 | 0 | 0 | 0
PV | 0 | 0 | 0 | 0 | 0 | 0
PeakG | 0 | 0 | 0 | 0 | 0 | 0
PeakO | 0 | 0 | 0 | 0 | 0 | 0
ST | 0 | 0 | 0 | 0 | 0 | 0
STOG | 0 | 0 | 0 | 0 | 0 | 0
STWD | 0 | 0 | 0 | 0 | 0 | 0
WT | 0 | 0 | 0 | 0 | 0 | 0
IGCC | 0 | 0 | 0 | 0 | 0 | 0
DemandResponse | 0 | 0 | 0 | 0 | 0 | 0
IGCC-CCS | 0 | 0 | 0 | 0 | 0 | 0
WT_off | 0 | 0 | 0 | 0 | 0 | 0
PseudoUnit | 0 | 0 | 0 | 0 | 0 | 0
FixedInterchange | 0 | 0 | 0 | 0 | 0 | 0
Retrofit FOM Costs by Reporting Type: Outside_EI
ReportingType | 2015 | 2020 | 2025 | 2030 | 2035 | 2040
BM | 0 | 0 | 0 | 0 | 0 | 0
CC | 0 | 0 | 0 | 0 | 0 | 0
CSP | 0 | 0 | 0 | 0 | 0 | 0
CT | 0 | 0 | 0 | 0 | 0 | 0
Coal | 259.86 | 304.51 | 302.72 | 302.72 | 302.31 | 300.29
Geo | 0 | 0 | 0 | 0 | 0 | 0
H | 0 | 0 | 0 | 0 | 0 | 0
LFG | 0 | 0 | 0 | 0 | 0 | 0
Nuc | 0 | 0 | 0 | 0 | 0 | 0
PS | 0 | 0 | 0 | 0 | 0 | 0
PV | 0 | 0 | 0 | 0 | 0 | 0
PeakG | 0 | 0 | 0 | 0 | 0 | 0
PeakO | 0 | 0 | 0 | 0 | 0 | 0
ST | 0 | 0 | 0 | 0 | 0 | 0
STOG | 0 | 0 | 0 | 0 | 0 | 0
STWD | 0 | 0 | 0 | 0 | 0 | 0
WT | 0 | 0 | 0 | 0 | 0 | 0
IGCC | 0 | 0 | 0 | 0 | 0 | 0
DemandResponse | 0 | 0 | 0 | 0 | 0 | 0
IGCC-CCS | 0 | 0 | 0 | 0 | 0 | 0
WT_off | 0 | 0 | 0 | 0 | 0 | 0
PseudoUnit | 0 | 0 | 0 | 0 | 0 | 0
FixedInterchange | 0 | 0 | 0 | 0 | 0 | 0
#12 | Levelized Capital Costs ($million)
Levelized Capital Costs by Reporting Type: Entergy
ReportingType | 2015 | 2020 | 2025 | 2030 | 2035 | 2040
BM | 0 | 0 | 0 | 0 | 0 | 0
CC | 0 | 0 | 0 | 0 | 0 | 0
CSP | 0 | 0 | 0 | 0 | 0 | 0
CT | 0 | 0 | 0 | 59.28 | 71.75 | 197.54
Coal | 202.06 | 202.06 | 202.06 | 202.06 | 202.06 | 202.06
Geo | 0 | 0 | 0 | 0 | 0 | 0
H | 0 | 0 | 0 | 0 | 0 | 0
LFG | 0 | 0 | 0 | 29.03 | 29.03 | 29.03
Nuc | 0 | 0 | 0 | 0 | 0 | 0
PS | 0 | 0 | 0 | 0 | 0 | 0
PV | 0.15 | 30.08 | 45.07 | 46.51 | 47.98 | 19.15
PeakG | 0 | 0 | 0 | 0 | 0 | 0
PeakO | 0 | 0 | 0 | 0 | 0 | 0
ST | 0 | 0 | 0 | 0 | 0 | 0
STOG | 0 | 0 | 0 | 0 | 0 | 0
STWD | 0 | 0 | 0 | 0 | 0 | 0
WT | 0 | 0 | 0 | 0 | 0 | 25.53
IGCC | 0 | 0 | 0 | 0 | 0 | 0
DemandResponse | 0 | 0 | 0 | 0 | 0 | 0
IGCC-CCS | 0 | 0 | 0 | 0 | 0 | 0
WT_off | 0 | 0 | 0 | 0 | 0 | 0
PseudoUnit | 0 | 0 | 0 | 0 | 0 | 0
FixedInterchange | 0 | 0 | 0 | 0 | 0 | 0
Levelized Capital Costs by Reporting Type: FRCC
ReportingType | 2015 | 2020 | 2025 | 2030 | 2035 | 2040
BM | 0 | 0 | 0 | 0 | 0 | 0
CC | 165.38 | 626.91 | 710.74 | 764.4 | 1719.65 | 2110.18
CSP | 0 | 0 | 0 | 0 | 0 | 0
CT | 196.14 | 196.14 | 196.14 | 196.14 | 0 | 0
Coal | 0 | 0 | 0 | 0 | 0 | 0
Geo | 0 | 0 | 0 | 0 | 0 | 0
H | 0 | 0 | 0 | 0 | 0 | 0
LFG | 0 | 0 | 54.31 | 54.31 | 54.31 | 54.31
Nuc | 0 | 0 | 0 | 0 | 0 | 0
PS | 0 | 0 | 0 | 0 | 0 | 0
PV | 0 | 0 | 0 | 0 | 0 | 0
PeakG | 0 | 0 | 0 | 0 | 0 | 0
PeakO | 0 | 0 | 0 | 0 | 0 | 0
ST | 0 | 0 | 0 | 0 | 0 | 0
STOG | 0 | 0 | 0 | 0 | 0 | 0
STWD | 0 | 0 | 0 | 0 | 0 | 0
WT | 0 | 0 | 0 | 0 | 0 | 0
IGCC | 0 | 0 | 0 | 0 | 0 | 0
DemandResponse | 0 | 0 | 0 | 0 | 0 | 0
IGCC-CCS | 0 | 0 | 0 | 0 | 0 | 0
WT_off | 0 | 0 | 0 | 0 | 0 | 0
PseudoUnit | 0 | 0 | 0 | 0 | 0 | 0
FixedInterchange | 0 | 0 | 0 | 0 | 0 | 0
Levelized Capital Costs by Reporting Type: MAPP_US
ReportingType | 2015 | 2020 | 2025 | 2030 | 2035 | 2040
BM | 0 | 0 | 0 | 0 | 0 | 0
CC | 0 | 0 | 0 | 0 | 0 | 0
CSP | 0 | 0 | 0 | 0 | 0 | 0
CT | 25.9 | 25.9 | 25.9 | 25.19 | 61.12 | 69.46
Coal | 0 | 0 | 0 | 0 | 0 | 0
Geo | 0 | 0 | 0 | 0 | 0 | 0
H | 0 | 0 | 0 | 0 | 0 | 0
LFG | 0 | 0 | 0 | 19.19 | 19.19 | 19.19
Nuc | 0 | 0 | 0 | 0 | 0 | 0
PS | 0 | 0 | 0 | 0 | 0 | 0
PV | 0 | 0 | 0 | 0 | 0 | 0
PeakG | 0 | 0 | 0 | 0 | 0 | 0
PeakO | 0 | 0 | 0 | 0 | 0 | 0
ST | 0 | 0 | 0 | 0 | 0 | 0
STOG | 0 | 0 | 0 | 0 | 0 | 0
STWD | 0 | 0 | 0 | 0 | 0 | 0
WT | 122.91 | 486.13 | 486.13 | 1453.14 | 1594.34 | 1905.17
IGCC | 0 | 0 | 0 | 0 | 0 | 0
DemandResponse | 0 | 0 | 0 | 0 | 0 | 0
IGCC-CCS | 0 | 0 | 0 | 0 | 0 | 0
WT_off | 0 | 0 | 0 | 0 | 0 | 0
PseudoUnit | 0 | 0 | 0 | 0 | 0 | 0
FixedInterchange | 0 | 0 | 0 | 0 | 0 | 0
Levelized Capital Costs by Reporting Type: MISO_IN
ReportingType | 2015 | 2020 | 2025 | 2030 | 2035 | 2040
BM | 0 | 0 | 0 | 0 | 0 | 0
CC | 0 | 0 | 0 | 0 | 0 | 28.66
CSP | 0 | 0 | 0 | 0 | 0 | 0
CT | 0 | 0 | 0 | 0 | 0 | 0
Coal | 0 | 0 | 0 | 0 | 0 | 0
Geo | 0 | 0 | 0 | 0 | 0 | 0
H | 0 | 0 | 0 | 0 | 0 | 0
LFG | 0 | 0 | 22.52 | 22.52 | 22.52 | 22.52
Nuc | 0 | 0 | 0 | 0 | 0 | 0
PS | 0 | 0 | 0 | 0 | 0 | 0
PV | 0 | 114.75 | 180.5 | 180.5 | 185.7 | 76.97
PeakG | 0 | 0 | 0 | 0 | 0 | 0
PeakO | 0 | 0 | 0 | 0 | 0 | 0
ST | 0 | 0 | 0 | 0 | 0 | 0
STOG | 0 | 0 | 0 | 0 | 0 | 0
STWD | 0 | 0 | 0 | 0 | 0 | 0
WT | 0 | 0 | 0 | 0 | 0 | 0
IGCC | 215.26 | 215.26 | 215.26 | 215.26 | 215.26 | 215.26
DemandResponse | 0 | 0 | 0 | 0 | 0 | 0
IGCC-CCS | 0 | 0 | 0 | 0 | 0 | 0
WT_off | 0 | 0 | 0 | 0 | 0 | 0
PseudoUnit | 0 | 0 | 0 | 0 | 0 | 0
FixedInterchange | 0 | 0 | 0 | 0 | 0 | 0
Levelized Capital Costs by Reporting Type: MISO_MI
ReportingType | 2015 | 2020 | 2025 | 2030 | 2035 | 2040
BM | 0 | 0 | 0 | 0 | 0 | 0
CC | 0 | 0 | 0 | 0 | 0 | 0
CSP | 0 | 0 | 0 | 0 | 0 | 0
CT | 0 | 0 | 0 | 0 | 0 | 0
Coal | 0 | 0 | 0 | 0 | 0 | 0
Geo | 0 | 0 | 0 | 0 | 0 | 0
H | 0 | 0 | 0 | 0 | 0 | 0
LFG | 0 | 15.61 | 46.97 | 46.97 | 46.97 | 31.35
Nuc | 0 | 0 | 0 | 0 | 0 | 0
PS | 0 | 0 | 0 | 0 | 0 | 0
PV | 0 | 0 | 0 | 0 | 0 | 0
PeakG | 0 | 0 | 0 | 0 | 0 | 0
PeakO | 0 | 0 | 0 | 0 | 0 | 0
ST | 0 | 0 | 0 | 0 | 0 | 0
STOG | 0 | 0 | 0 | 0 | 0 | 0
STWD | 0 | 0 | 0 | 0 | 0 | 0
WT | 580.29 | 665.48 | 665.48 | 703.89 | 164.59 | 120.15
IGCC | 0 | 0 | 0 | 0 | 0 | 0
DemandResponse | 0 | 0 | 0 | 0 | 0 | 0
IGCC-CCS | 0 | 0 | 0 | 0 | 0 | 0
WT_off | 0 | 0 | 0 | 0 | 0 | 0
PseudoUnit | 0 | 0 | 0 | 0 | 0 | 0
FixedInterchange | 0 | 0 | 0 | 0 | 0 | 0
Levelized Capital Costs by Reporting Type: MISO_MO-IL
ReportingType | 2015 | 2020 | 2025 | 2030 | 2035 | 2040
BM | 0 | 0 | 0 | 0 | 0 | 0
CC | 0 | 0 | 0 | 0 | 0 | 0
CSP | 0 | 0 | 0 | 0 | 0 | 0
CT | 0 | 0 | 0 | 0 | 0 | 0
Coal | 574.94 | 574.94 | 574.94 | 574.94 | 574.94 | 574.94
Geo | 0 | 0 | 0 | 0 | 0 | 0
H | 0 | 97.15 | 97.15 | 97.15 | 97.15 | 97.15
LFG | 0 | 0 | 65.25 | 65.25 | 65.25 | 65.25
Nuc | 0 | 0 | 0 | 0 | 0 | 0
PS | 0 | 0 | 0 | 0 | 0 | 0
PV | 0 | 0 | 0 | 0 | 0 | 0
PeakG | 0 | 0 | 0 | 0 | 0 | 0
PeakO | 0 | 0 | 0 | 0 | 0 | 0
ST | 0 | 0 | 0 | 0 | 0 | 0
STOG | 0 | 0 | 0 | 0 | 0 | 0
STWD | 0 | 0 | 0 | 0 | 0 | 0
WT | 87.81 | 87.81 | 87.81 | 87.81 | 0 | 1136.66
IGCC | 0 | 0 | 0 | 0 | 0 | 0
DemandResponse | 0 | 0 | 0 | 0 | 0 | 0
IGCC-CCS | 0 | 0 | 0 | 0 | 0 | 0
WT_off | 0 | 0 | 0 | 0 | 0 | 0
PseudoUnit | 0 | 0 | 0 | 0 | 0 | 0
FixedInterchange | 0 | 0 | 0 | 0 | 0 | 0
Levelized Capital Costs by Reporting Type: MISO_W
ReportingType | 2015 | 2020 | 2025 | 2030 | 2035 | 2040
BM | 0 | 0 | 0 | 0 | 0 | 0
CC | 0 | 0 | 0 | 0 | 0 | 0
CSP | 0 | 0 | 0 | 0 | 0 | 0
CT | 0 | 0 | 0 | 0 | 0 | 0
Coal | 0 | 0 | 0 | 0 | 0 | 0
Geo | 0 | 0 | 0 | 0 | 0 | 0
H | 0 | 0 | 0 | 0 | 0 | 0
LFG | 0 | 0 | 20.79 | 20.79 | 20.79 | 20.79
Nuc | 0 | 0 | 0 | 0 | 0 | 0
PS | 0 | 0 | 0 | 0 | 0 | 0
PV | 0 | 0 | 0 | 0 | 0 | 0
PeakG | 0 | 0 | 0 | 0 | 0 | 0
PeakO | 0 | 0 | 0 | 0 | 0 | 0
ST | 0 | 0 | 0 | 0 | 0 | 0
STOG | 0 | 0 | 0 | 0 | 0 | 0
STWD | 0 | 0 | 0 | 0 | 0 | 0
WT | 852.88 | 873.73 | 1981.22 | 6709.97 | 5941.05 | 5920.19
IGCC | 0 | 0 | 0 | 0 | 0 | 0
DemandResponse | 0 | 0 | 0 | 0 | 0 | 0
IGCC-CCS | 0 | 0 | 0 | 0 | 0 | 0
WT_off | 0 | 0 | 0 | 0 | 0 | 0
PseudoUnit | 0 | 0 | 0 | 0 | 0 | 0
FixedInterchange | 0 | 0 | 0 | 0 | 0 | 0
Levelized Capital Costs by Reporting Type: MISO_WUMS
ReportingType | 2015 | 2020 | 2025 | 2030 | 2035 | 2040
BM | 0 | 0 | 0 | 0 | 0 | 0
CC | 0 | 0 | 0 | 0 | 0 | 0
CSP | 0 | 0 | 0 | 0 | 0 | 0
CT | 0 | 345.06 | 521.04 | 898.82 | 1746.42 | 1644.96
Coal | 184.51 | 184.51 | 184.51 | 184.51 | 184.51 | 184.51
Geo | 0 | 0 | 0 | 0 | 0 | 0
H | 0 | 0.35 | 0.35 | 0.35 | 0.35 | 0.35
LFG | 0 | 0 | 61.89 | 61.89 | 61.89 | 61.89
Nuc | 0 | 0 | 0 | 0 | 0 | 0
PS | 0 | 0 | 0 | 0 | 0 | 0
PV | 0 | 0 | 0 | 0 | 0 | 0
PeakG | 0 | 0 | 0 | 0 | 0 | 0
PeakO | 0 | 0 | 0 | 0 | 0 | 0
ST | 0 | 0 | 0 | 0 | 0 | 0
STOG | 0 | 0 | 0 | 0 | 0 | 0
STWD | 0 | 0 | 0 | 0 | 0 | 0
WT | 270.99 | 270.99 | 270.99 | 270.99 | 7.99 | 7.99
IGCC | 0 | 0 | 0 | 0 | 0 | 0
DemandResponse | 0 | 0 | 0 | 0 | 0 | 0
IGCC-CCS | 0 | 0 | 0 | 0 | 0 | 0
WT_off | 0 | 0 | 0 | 0 | 0 | 0
PseudoUnit | 0 | 0 | 0 | 0 | 0 | 0
FixedInterchange | 0 | 0 | 0 | 0 | 0 | 0
Levelized Capital Costs by Reporting Type: Nebraska
ReportingType | 2015 | 2020 | 2025 | 2030 | 2035 | 2040
BM | 0 | 0 | 0 | 0 | 0 | 0
CC | 0 | 0 | 0 | 0 | 0 | 0
CSP | 0 | 0 | 0 | 0 | 0 | 0
CT | 0 | 0 | 0 | 0 | 0 | 0
Coal | 66.52 | 66.52 | 66.52 | 66.52 | 66.52 | 66.52
Geo | 0 | 0 | 0 | 0 | 0 | 0
H | 0 | 0 | 0 | 0 | 0 | 0
LFG | 0 | 0 | 0 | 19.72 | 19.72 | 19.72
Nuc | 0 | 0 | 0 | 0 | 0 | 0
PS | 0 | 0 | 0 | 0 | 0 | 0
PV | 0 | 0 | 0 | 0 | 0 | 0
PeakG | 0 | 0 | 0 | 0 | 0 | 0
PeakO | 0 | 0 | 0 | 0 | 0 | 0
ST | 0 | 0 | 0 | 0 | 0 | 0
STOG | 0 | 0 | 0 | 0 | 0 | 0
STWD | 0 | 0 | 0 | 0 | 0 | 0
WT | 59.42 | 5055.92 | 12006.22 | 17815.91 | 19063.64 | 14067.14
IGCC | 0 | 0 | 0 | 0 | 0 | 0
DemandResponse | 0 | 0 | 0 | 0 | 0 | 0
IGCC-CCS | 0 | 0 | 0 | 0 | 0 | 0
WT_off | 0 | 0 | 0 | 0 | 0 | 0
PseudoUnit | 0 | 0 | 0 | 0 | 0 | 0
FixedInterchange | 0 | 0 | 0 | 0 | 0 | 0
Levelized Capital Costs by Reporting Type: NEISO
ReportingType | 2015 | 2020 | 2025 | 2030 | 2035 | 2040
BM | 115.57 | 115.57 | 115.57 | 115.57 | 115.57 | 115.57
CC | 273.49 | 273.49 | 273.49 | 273.49 | 273.49 | 0
CSP | 0 | 0 | 0 | 0 | 0 | 0
CT | 30 | 30 | 30 | 29.13 | 0 | 0
Coal | 0 | 0 | 0 | 0 | 0 | 0
Geo | 0 | 0 | 0 | 0 | 0 | 0
H | 0 | 1.04 | 1.04 | 1.04 | 1.04 | 1.04
LFG | 14.72 | 14.72 | 34.82 | 34.82 | 20.1 | 20.1
Nuc | 0 | 0 | 0 | 0 | 0 | 0
PS | 0 | 0 | 0 | 0 | 0 | 0
PV | 0 | 164.26 | 164.96 | 164.96 | 164.96 | 0.72
PeakG | 0 | 0 | 0 | 0 | 0 | 0
PeakO | 0 | 0 | 0 | 0 | 0 | 0
ST | 0 | 0 | 0 | 0 | 0 | 0
STOG | 0 | 0 | 0 | 0 | 0 | 0
STWD | 0 | 0 | 0 | 0 | 0 | 0
WT | 68.84 | 497.42 | 1038.89 | 1224.71 | 1348.59 | 920.01
IGCC | 0 | 0 | 0 | 0 | 0 | 0
DemandResponse | 0 | 0 | 0 | 0 | 0 | 0
IGCC-CCS | 0 | 0 | 0 | 0 | 0 | 0
WT_off | 322.52 | 322.52 | 322.52 | 322.52 | 0 | 0
PseudoUnit | 0 | 0 | 0 | 0 | 0 | 0
FixedInterchange | 0 | 0 | 0 | 0 | 0 | 0
Levelized Capital Costs by Reporting Type: NonRTO_Midwest
ReportingType | 2015 | 2020 | 2025 | 2030 | 2035 | 2040
BM | 0 | 0 | 0 | 0 | 0 | 0
CC | 0 | 41.95 | 41.95 | 41.95 | 41.95 | 68.53
CSP | 0 | 0 | 0 | 0 | 0 | 0
CT | 0 | 0 | 0 | 0 | 0 | 0
Coal | 0 | 0 | 0 | 0 | 0 | 0
Geo | 0 | 0 | 0 | 0 | 0 | 0
H | 0 | 0 | 245.9 | 245.9 | 245.9 | 245.9
LFG | 0 | 0 | 43.27 | 43.27 | 43.27 | 43.27
Nuc | 0 | 0 | 0 | 0 | 0 | 0
PS | 0 | 0 | 0 | 0 | 0 | 0
PV | 0 | 0 | 0 | 0 | 0 | 0
PeakG | 0 | 0 | 0 | 0 | 0 | 0
PeakO | 0 | 0 | 0 | 0 | 0 | 0
ST | 0 | 0 | 0 | 0 | 0 | 0
STOG | 0 | 0 | 0 | 0 | 0 | 0
STWD | 0 | 0 | 0 | 0 | 0 | 0
WT | 0 | 0 | 0 | 0 | 0 | 0
IGCC | 0 | 0 | 0 | 0 | 0 | 0
DemandResponse | 0 | 0 | 0 | 0 | 0 | 0
IGCC-CCS | 0 | 0 | 0 | 0 | 0 | 0
WT_off | 0 | 0 | 0 | 0 | 0 | 0
PseudoUnit | 0 | 0 | 0 | 0 | 0 | 0
FixedInterchange | 0 | 0 | 0 | 0 | 0 | 0
Levelized Capital Costs by Reporting Type: NYISO_A-F
ReportingType | 2015 | 2020 | 2025 | 2030 | 2035 | 2040
BM | 0 | 0 | 0 | 0 | 0 | 0
CC | 85.71 | 85.71 | 85.71 | 85.71 | 85.71 | 0
CSP | 0 | 0 | 0 | 0 | 0 | 0
CT | 0 | 0 | 0 | 0 | 0 | 0
Coal | 0 | 0 | 0 | 0 | 0 | 0
Geo | 0 | 0 | 0 | 0 | 0 | 0
H | 0 | 0 | 0 | 0 | 0 | 0
LFG | 1.88 | 1.88 | 1.88 | 21.07 | 19.19 | 19.19
Nuc | 0 | 0 | 0 | 0 | 0 | 0
PS | 0 | 0 | 0 | 0 | 0 | 0
PV | 0 | 0 | 0 | 0 | 0 | 0
PeakG | 0 | 0 | 0 | 0 | 0 | 0
PeakO | 0 | 0 | 0 | 0 | 0 | 0
ST | 0 | 0 | 0 | 0 | 0 | 0
STOG | 0 | 0 | 0 | 0 | 0 | 0
STWD | 0 | 0 | 0 | 0 | 0 | 0
WT | 705.19 | 899.9 | 899.9 | 899.9 | 194.71 | 0
IGCC | 0 | 0 | 0 | 0 | 0 | 0
DemandResponse | 0 | 0 | 0 | 0 | 0 | 0
IGCC-CCS | 0 | 0 | 0 | 0 | 0 | 0
WT_off | 0 | 0 | 0 | 0 | 0 | 0
PseudoUnit | 0 | 0 | 0 | 0 | 0 | 0
FixedInterchange | 0 | 0 | 0 | 0 | 0 | 0
Levelized Capital Costs by Reporting Type: NYISO_G-I
ReportingType | 2015 | 2020 | 2025 | 2030 | 2035 | 2040
BM | 0 | 0 | 0 | 0 | 0 | 0
CC | 0 | 0 | 0 | 0 | 193.04 | 541.7
CSP | 0 | 0 | 0 | 0 | 0 | 0
CT | 0 | 0 | 0 | 0 | 0 | 0
Coal | 0 | 0 | 0 | 0 | 0 | 0
Geo | 0 | 0 | 0 | 0 | 0 | 0
H | 0 | 0 | 0 | 0 | 0 | 0
LFG | 0 | 0 | 6.43 | 21 | 21 | 21
Nuc | 0 | 0 | 0 | 0 | 0 | 0
PS | 0 | 0 | 0 | 0 | 0 | 0
PV | 0 | 0 | 0 | 0 | 0 | 0
PeakG | 0 | 0 | 0 | 0 | 0 | 0
PeakO | 0 | 0 | 0 | 0 | 0 | 0
ST | 0 | 0 | 0 | 0 | 0 | 0
STOG | 0 | 0 | 0 | 0 | 0 | 0
STWD | 0 | 0 | 0 | 0 | 0 | 0
WT | 0 | 16.46 | 16.46 | 16.46 | 16.46 | 0
IGCC | 0 | 0 | 0 | 0 | 0 | 0
DemandResponse | 0 | 0 | 0 | 0 | 0 | 0
IGCC-CCS | 0 | 0 | 0 | 0 | 0 | 0
WT_off | 0 | 0 | 0 | 0 | 0 | 0
PseudoUnit | 0 | 0 | 0 | 0 | 0 | 0
FixedInterchange | 0 | 0 | 0 | 0 | 0 | 0
Levelized Capital Costs by Reporting Type: NYISO_J-K
ReportingType | 2015 | 2020 | 2025 | 2030 | 2035 | 2040
BM | 0 | 0 | 0 | 0 | 0 | 0
CC | 226.37 | 226.37 | 226.37 | 226.37 | 226.37 | 0
CSP | 0 | 0 | 0 | 0 | 0 | 0
CT | 0 | 0 | 0 | 25.92 | 156.28 | 220.53
Coal | 0 | 0 | 0 | 0 | 0 | 0
Geo | 0 | 0 | 0 | 0 | 0 | 0
H | 0 | 0 | 0 | 0 | 0 | 0
LFG | 0 | 0 | 0 | 26.63 | 26.63 | 26.63
Nuc | 0 | 0 | 0 | 0 | 0 | 0
PS | 0 | 0 | 0 | 0 | 0 | 0
PV | 23.27 | 23.27 | 23.27 | 23.27 | 0 | 0
PeakG | 0 | 0 | 0 | 0 | 0 | 0
PeakO | 0 | 0 | 0 | 0 | 0 | 0
ST | 0 | 0 | 0 | 0 | 0 | 0
STOG | 0 | 0 | 0 | 0 | 0 | 0
STWD | 0 | 0 | 0 | 0 | 0 | 0
WT | 0 | 0 | 0 | 0 | 0 | 0
IGCC | 0 | 0 | 0 | 0 | 0 | 0
DemandResponse | 0 | 0 | 0 | 0 | 0 | 0
IGCC-CCS | 0 | 0 | 0 | 0 | 0 | 0
WT_off | 0 | 0 | 0 | 0 | 0 | 0
PseudoUnit | 0 | 0 | 0 | 0 | 0 | 0
FixedInterchange | 0 | 0 | 0 | 0 | 0 | 0
Levelized Capital Costs by Reporting Type: PJM_E
ReportingType | 2015 | 2020 | 2025 | 2030 | 2035 | 2040
BM | 14.48 | 14.48 | 14.48 | 14.48 | 14.48 | 14.48
CC | 673.31 | 673.31 | 673.31 | 673.31 | 582.39 | 0
CSP | 0 | 0 | 0 | 0 | 0 | 0
CT | 2.28 | 2.28 | 2.28 | 0 | 162.82 | 162.82
Coal | 9.09 | 9.09 | 9.09 | 9.09 | 9.09 | 9.09
Geo | 0 | 0 | 0 | 0 | 0 | 0
H | 0 | 0 | 0 | 0 | 0 | 0
LFG | 2.95 | 44.61 | 44.61 | 41.67 | 41.67 | 0
Nuc | 0 | 0 | 0 | 0 | 0 | 0
PS | 0 | 0 | 0 | 0 | 0 | 0
PV | 15.12 | 15.12 | 15.12 | 15.12 | 0 | 0
PeakG | 0 | 0 | 0 | 0 | 0 | 0
PeakO | 0 | 0 | 0 | 0 | 0 | 0
ST | 0 | 0 | 0 | 0 | 0 | 0
STOG | 0 | 0 | 0 | 0 | 0 | 0
STWD | 0 | 0 | 0 | 0 | 0 | 0
WT | 344.71 | 344.71 | 344.71 | 344.71 | 0 | 0
IGCC | 0 | 0 | 0 | 0 | 0 | 0
DemandResponse | 0 | 0 | 0 | 0 | 0 | 0
IGCC-CCS | 0 | 0 | 0 | 0 | 0 | 0
WT_off | 0 | 0 | 624.16 | 624.16 | 624.16 | 624.16
PseudoUnit | 0 | 0 | 0 | 0 | 0 | 0
FixedInterchange | 0 | 0 | 0 | 0 | 0 | 0
Levelized Capital Costs by Reporting Type: PJM_ROM
ReportingType | 2015 | 2020 | 2025 | 2030 | 2035 | 2040
BM | 7.8 | 7.8 | 7.8 | 7.8 | 7.8 | 7.8
CC | 232.92 | 232.92 | 232.92 | 232.92 | 232.92 | 1742.48
CSP | 0 | 0 | 0 | 0 | 0 | 0
CT | 1.4 | 1.4 | 1.4 | 1.4 | 0 | 0
Coal | 10.21 | 10.21 | 10.21 | 10.21 | 10.21 | 10.21
Geo | 0 | 0 | 0 | 0 | 0 | 0
H | 0 | 29.56 | 224.96 | 224.96 | 224.96 | 224.96
LFG | 5.5 | 80.8 | 80.8 | 78.6 | 75.3 | 0
Nuc | 0 | 0 | 0 | 0 | 0 | 0
PS | 0 | 0 | 0 | 0 | 0 | 0
PV | 0 | 675.79 | 1067.1 | 1173.11 | 1215.06 | 589.44
PeakG | 0 | 0 | 0 | 0 | 0 | 0
PeakO | 0 | 0 | 0 | 0 | 0 | 0
ST | 0 | 0 | 0 | 0 | 0 | 0
STOG | 0 | 0 | 0 | 0 | 0 | 0
STWD | 0 | 0 | 0 | 0 | 0 | 0
WT | 138.79 | 346.42 | 1850.23 | 1816.89 | 1711.44 | 1503.82
IGCC | 0 | 0 | 0 | 0 | 0 | 0
DemandResponse | 0 | 0 | 0 | 0 | 0 | 0
IGCC-CCS | 0 | 0 | 0 | 0 | 0 | 0
WT_off | 0 | 0 | 0 | 0 | 0 | 0
PseudoUnit | 0 | 0 | 0 | 0 | 0 | 0
FixedInterchange | 0 | 0 | 0 | 0 | 0 | 0
Levelized Capital Costs by Reporting Type: PJM_ROR
ReportingType | 2015 | 2020 | 2025 | 2030 | 2035 | 2040
BM | 165.77 | 165.77 | 165.77 | 165.77 | 165.77 | 80.7
CC | 350.7 | 364.13 | 364.13 | 364.13 | 1437.29 | 1106.68
CSP | 0 | 0 | 0 | 0 | 0 | 0
CT | 2.4 | 2.4 | 2.4 | 2.4 | 193.39 | 193.39
Coal | 648.6 | 648.6 | 648.6 | 648.6 | 648.6 | 648.6
Geo | 0 | 0 | 0 | 0 | 0 | 0
H | 0 | 174.52 | 174.52 | 174.52 | 174.52 | 174.52
LFG | 16.47 | 93.34 | 159.08 | 151.16 | 142.61 | 65.74
Nuc | 0 | 0 | 0 | 0 | 0 | 0
PS | 0 | 0 | 0 | 0 | 0 | 0
PV | 0 | 0 | 0 | 0 | 0 | 0
PeakG | 0 | 0 | 0 | 0 | 0 | 0
PeakO | 0 | 0 | 0 | 0 | 0 | 0
ST | 0 | 0 | 0 | 0 | 0 | 0
STOG | 0 | 0 | 0 | 0 | 0 | 0
STWD | 0 | 0 | 0 | 0 | 0 | 0
WT | 2334.11 | 2385.28 | 2385.28 | 1887.31 | 1010.2 | 1636.39
IGCC | 0 | 0 | 0 | 0 | 0 | 0
DemandResponse | 0 | 0 | 0 | 0 | 0 | 0
IGCC-CCS | 0 | 0 | 0 | 0 | 0 | 0
WT_off | 0 | 0 | 0 | 0 | 0 | 0
PseudoUnit | 0 | 0 | 0 | 0 | 0 | 0
FixedInterchange | 0 | 0 | 0 | 0 | 0 | 0
Levelized Capital Costs by Reporting Type: SOCO
ReportingType | 2015 | 2020 | 2025 | 2030 | 2035 | 2040
BM | 21 | 21 | 21 | 21 | 21 | 21
CC | 545.14 | 565.07 | 565.07 | 565.07 | 565.07 | 19.93
CSP | 0 | 0 | 0 | 0 | 0 | 0
CT | 0 | 0 | 0 | 0 | 0 | 0
Coal | 0 | 0 | 0 | 0 | 89.09 | 2074.37
Geo | 0 | 0 | 0 | 0 | 0 | 0
H | 0 | 0 | 0 | 0 | 0 | 0
LFG | 0 | 0 | 28.54 | 28.54 | 28.54 | 28.54
Nuc | 0 | 1254.21 | 1254.21 | 1254.21 | 1254.21 | 1254.21
PS | 0 | 0 | 0 | 0 | 0 | 0
PV | 0 | 0 | 0 | 0 | 0 | 0
PeakG | 0 | 0 | 0 | 0 | 0 | 0
PeakO | 0 | 0 | 0 | 0 | 0 | 0
ST | 0 | 0 | 0 | 0 | 0 | 0
STOG | 0 | 0 | 0 | 0 | 0 | 0
STWD | 0 | 0 | 0 | 0 | 0 | 0
WT | 0 | 0 | 0 | 0 | 0 | 0
IGCC | 0 | 0 | 0 | 0 | 0 | 0
DemandResponse | 0 | 0 | 0 | 0 | 0 | 0
IGCC-CCS | 0 | 0 | 0 | 0 | 0 | 0
WT_off | 0 | 0 | 0 | 0 | 0 | 0
PseudoUnit | 0 | 0 | 0 | 0 | 0 | 0
FixedInterchange | 0 | 0 | 0 | 0 | 0 | 0
Levelized Capital Costs by Reporting Type: SPP_N
ReportingType | 2015 | 2020 | 2025 | 2030 | 2035 | 2040
BM | 0 | 0 | 0 | 0 | 0 | 0
CC | 0 | 0 | 0 | 0 | 0 | 0
CSP | 0 | 0 | 0 | 0 | 0 | 0
CT | 0 | 0 | 0 | 0 | 0 | 54.53
Coal | 128.56 | 128.56 | 128.56 | 128.56 | 128.56 | 128.56
Geo | 0 | 0 | 0 | 0 | 0 | 0
H | 0 | 0 | 0 | 0 | 0 | 0
LFG | 0 | 0 | 0 | 25.49 | 25.49 | 25.49
Nuc | 0 | 0 | 0 | 0 | 0 | 0
PS | 0 | 0 | 0 | 0 | 0 | 0
PV | 0 | 0 | 0 | 0 | 0 | 0
PeakG | 0 | 0 | 0 | 0 | 0 | 0
PeakO | 0 | 0 | 0 | 0 | 0 | 0
ST | 0 | 0 | 0 | 0 | 0 | 0
STOG | 0 | 0 | 0 | 0 | 0 | 0
STWD | 0 | 0 | 0 | 0 | 0 | 0
WT | 0 | 0 | 0 | 4051.88 | 4922.42 | 5397.8
IGCC | 0 | 0 | 0 | 0 | 0 | 0
DemandResponse | 0 | 0 | 0 | 0 | 0 | 0
IGCC-CCS | 0 | 0 | 0 | 0 | 0 | 0
WT_off | 0 | 0 | 0 | 0 | 0 | 0
PseudoUnit | 0 | 0 | 0 | 0 | 0 | 0
FixedInterchange | 0 | 0 | 0 | 0 | 0 | 0
Levelized Capital Costs by Reporting Type: SPP_S
ReportingType | 2015 | 2020 | 2025 | 2030 | 2035 | 2040
BM | 0 | 0 | 0 | 0 | 0 | 0
CC | 0 | 0 | 0 | 0 | 0 | 0
CSP | 0 | 0 | 0 | 0 | 0 | 0
CT | 33.21 | 56.93 | 56.93 | 56.93 | 23.72 | 37.59
Coal | 273.14 | 273.14 | 273.14 | 273.14 | 273.14 | 273.14
Geo | 0 | 0 | 0 | 0 | 0 | 0
H | 0 | 0 | 0 | 0 | 0 | 0
LFG | 0 | 0 | 0 | 25.49 | 25.49 | 25.49
Nuc | 0 | 0 | 0 | 0 | 0 | 0
PS | 0 | 0 | 0 | 0 | 0 | 0
PV | 0 | 0 | 0 | 0 | 0 | 0
PeakG | 0 | 0 | 0 | 0 | 0 | 0
PeakO | 0 | 0 | 0 | 0 | 0 | 0
ST | 0 | 0 | 0 | 0 | 0 | 0
STOG | 0 | 0 | 0 | 0 | 0 | 0
STWD | 0 | 0 | 0 | 0 | 0 | 0
WT | 123.79 | 2825.55 | 11084.32 | 14131.33 | 14431.79 | 12016.77
IGCC | 0 | 0 | 0 | 0 | 0 | 0
DemandResponse | 0 | 0 | 0 | 0 | 0 | 0
IGCC-CCS | 0 | 0 | 0 | 0 | 0 | 0
WT_off | 0 | 0 | 0 | 0 | 0 | 0
PseudoUnit | 0 | 0 | 0 | 0 | 0 | 0
FixedInterchange | 0 | 0 | 0 | 0 | 0 | 0
Levelized Capital Costs by Reporting Type: TVA
ReportingType | 2015 | 2020 | 2025 | 2030 | 2035 | 2040
BM | 0 | 0 | 0 | 0 | 0 | 0
CC | 151.13 | 197.94 | 197.94 | 394.65 | 360.18 | 243.52
CSP | 0 | 0 | 0 | 0 | 0 | 0
CT | 0 | 105.88 | 105.88 | 194.42 | 194.42 | 88.55
Coal | 0 | 0 | 0 | 0 | 156.6 | 383.22
Geo | 0 | 0 | 0 | 0 | 0 | 0
H | 0 | 0 | 8.9 | 8.9 | 8.9 | 8.9
LFG | 0 | 0 | 28.24 | 28.24 | 28.24 | 28.24
Nuc | 684.91 | 684.91 | 684.91 | 684.91 | 684.91 | 684.91
PS | 0 | 0 | 0 | 0 | 0 | 0
PV | 0 | 0 | 0 | 0 | 0 | 0
PeakG | 0 | 0 | 0 | 0 | 0 | 0
PeakO | 0 | 0 | 0 | 0 | 0 | 0
ST | 0 | 0 | 0 | 0 | 0 | 0
STOG | 0 | 0 | 0 | 0 | 0 | 0
STWD | 0 | 0 | 0 | 0 | 0 | 0
WT | 0 | 0 | 0 | 0 | 0 | 0
IGCC | 0 | 0 | 0 | 0 | 0 | 0
DemandResponse | 0 | 0 | 0 | 0 | 0 | 0
IGCC-CCS | 0 | 0 | 0 | 0 | 0 | 0
WT_off | 0 | 0 | 0 | 0 | 0 | 0
PseudoUnit | 0 | 0 | 0 | 0 | 0 | 0
FixedInterchange | 0 | 0 | 0 | 0 | 0 | 0
Levelized Capital Costs by Reporting Type: TVA_Transmission
ReportingType | 2015 | 2020 | 2025 | 2030 | 2035 | 2040
BM | 0 | 0 | 0 | 0 | 0 | 0
CC | 0 | 0 | 0 | 0 | 0 | 0
CSP | 0 | 0 | 0 | 0 | 0 | 0
CT | 0 | 0 | 0 | 0 | 0 | 0
Coal | 0 | 0 | 0 | 0 | 0 | 0
Geo | 0 | 0 | 0 | 0 | 0 | 0
H | 0 | 0 | 0 | 0 | 0 | 0
LFG | 0 | 0 | 0 | 0 | 0 | 0
Nuc | 0 | 0 | 0 | 0 | 0 | 0
PS | 0 | 0 | 0 | 0 | 0 | 0
PV | 0 | 0 | 0 | 0 | 0 | 0
PeakG | 0 | 0 | 0 | 0 | 0 | 0
PeakO | 0 | 0 | 0 | 0 | 0 | 0
ST | 0 | 0 | 0 | 0 | 0 | 0
STOG | 0 | 0 | 0 | 0 | 0 | 0
STWD | 0 | 0 | 0 | 0 | 0 | 0
WT | 0 | 0 | 0 | 0 | 0 | 0
IGCC | 0 | 0 | 0 | 0 | 0 | 0
DemandResponse | 0 | 0 | 0 | 0 | 0 | 0
IGCC-CCS | 0 | 0 | 0 | 0 | 0 | 0
WT_off | 0 | 0 | 0 | 0 | 0 | 0
PseudoUnit | 0 | 0 | 0 | 0 | 0 | 0
FixedInterchange | 0 | 0 | 0 | 0 | 0 | 0
Levelized Capital Costs by Reporting Type: VACAR
ReportingType | 2015 | 2020 | 2025 | 2030 | 2035 | 2040
BM | 0.34 | 79.25 | 274.13 | 292.98 | 350.56 | 397.93
CC | 589.57 | 904.81 | 906.57 | 906.57 | 1640.81 | 1539.09
CSP | 0 | 0 | 0 | 0 | 0 | 0
CT | 60.17 | 60.17 | 101.17 | 186.98 | 126.81 | 148.29
Coal | 220.45 | 220.45 | 220.45 | 220.45 | 220.45 | 220.45
Geo | 0 | 0 | 0 | 0 | 0 | 0
H | 0 | 0 | 0 | 0 | 0 | 0
LFG | 0.09 | 28.46 | 28.46 | 28.46 | 28.37 | 0
Nuc | 0 | 1320.06 | 1320.06 | 1320.06 | 1320.06 | 1320.06
PS | 0 | 0 | 0 | 0 | 0 | 0
PV | 0 | 60.23 | 62.83 | 64.34 | 68.96 | 12.53
PeakG | 0 | 0 | 0 | 0 | 0 | 0
PeakO | 0 | 0 | 0 | 0 | 0 | 0
ST | 0 | 0 | 0 | 0 | 0 | 0
STOG | 0 | 0 | 0 | 0 | 0 | 0
STWD | 0 | 0 | 0 | 0 | 0 | 0
WT | 0.24 | 905.81 | 905.81 | 905.81 | 905.57 | 0
IGCC | 0 | 0 | 0 | 0 | 0 | 0
DemandResponse | 0 | 0 | 0 | 0 | 0 | 0
IGCC-CCS | 0 | 0 | 0 | 0 | 0 | 0
WT_off | 0.61 | 0.61 | 0.61 | 0.61 | 0 | 0
PseudoUnit | 0 | 0 | 0 | 0 | 0 | 0
FixedInterchange | 0 | 0 | 0 | 0 | 0 | 0
Levelized Capital Costs by Reporting Type: IESO
ReportingType | 2015 | 2020 | 2025 | 2030 | 2035 | 2040
BM | 144.8 | 144.8 | 144.8 | 144.8 | 144.8 | 144.8
CC | 175.41 | 175.41 | 175.41 | 175.41 | 175.41 | 135.75
CSP | 0 | 0 | 0 | 0 | 0 | 0
CT | 41.8 | 41.8 | 41.8 | 41.8 | 52.48 | 191.15
Coal | 0 | 0 | 0 | 0 | 0 | 0
Geo | 0 | 0 | 0 | 0 | 0 | 0
H | 0 | 0 | 0 | 0 | 0 | 98.84
LFG | 5.12 | 5.12 | 5.12 | 5.12 | 0.17 | 0.17
Nuc | 0 | 0 | 0 | 0 | 0 | 0
PS | 0 | 0 | 0 | 0 | 0 | 0
PV | 539.74 | 539.74 | 539.74 | 539.74 | 0 | 0
PeakG | 0 | 0 | 0 | 0 | 0 | 0
PeakO | 0 | 0 | 0 | 0 | 0 | 0
ST | 0 | 0 | 0 | 0 | 0 | 0
STOG | 0 | 0 | 0 | 0 | 0 | 0
STWD | 0 | 0 | 0 | 0 | 0 | 0
WT | 660.4 | 660.4 | 660.4 | 660.4 | 0 | 0
IGCC | 0 | 0 | 0 | 0 | 0 | 0
DemandResponse | 0 | 0 | 0 | 0 | 0 | 0
IGCC-CCS | 0 | 0 | 0 | 0 | 0 | 0
WT_off | 0 | 0 | 0 | 0 | 0 | 0
PseudoUnit | 0 | 0 | 0 | 0 | 0 | 0
FixedInterchange | 0 | 0 | 0 | 0 | 0 | 0
Levelized Capital Costs by Reporting Type: MAPP_CA
ReportingType | 2015 | 2020 | 2025 | 2030 | 2035 | 2040
BM | 0 | 0 | 0 | 0 | 0 | 0
CC | 0 | 0 | 0 | 0 | 0 | 0
CSP | 0 | 0 | 0 | 0 | 0 | 0
CT | 2.76 | 2.76 | 2.76 | 2.76 | 0 | 0
Coal | 0 | 0 | 0 | 0 | 0 | 0
Geo | 0 | 0 | 0 | 0 | 0 | 0
H | 0 | 241.14 | 733.92 | 1544.78 | 1544.78 | 1544.78
LFG | 0 | 0 | 0 | 0 | 0 | 0
Nuc | 0 | 0 | 0 | 0 | 0 | 0
PS | 0 | 0 | 0 | 0 | 0 | 0
PV | 0 | 0 | 0 | 0 | 0 | 0
PeakG | 0 | 0 | 0 | 0 | 0 | 0
PeakO | 0 | 0 | 0 | 0 | 0 | 0
ST | 0 | 0 | 0 | 0 | 0 | 0
STOG | 0 | 0 | 0 | 0 | 0 | 0
STWD | 0 | 0 | 0 | 0 | 0 | 0
WT | 87.23 | 87.23 | 87.23 | 87.23 | 0 | 0
IGCC | 0 | 0 | 0 | 0 | 0 | 0
DemandResponse | 0 | 0 | 0 | 0 | 0 | 0
IGCC-CCS | 0 | 0 | 0 | 0 | 0 | 0
WT_off | 0 | 0 | 0 | 0 | 0 | 0
PseudoUnit | 0 | 0 | 0 | 0 | 0 | 0
FixedInterchange | 0 | 0 | 0 | 0 | 0 | 0
Levelized Capital Costs by Reporting Type: AZ_NM_SNV_Coal
ReportingType | 2015 | 2020 | 2025 | 2030 | 2035 | 2040
BM | 0 | 0 | 0 | 0 | 0 | 0
CC | 0 | 0 | 0 | 0 | 0 | 0
CSP | 0 | 0 | 0 | 0 | 0 | 0
CT | 0 | 0 | 0 | 0 | 0 | 0
Coal | 0 | 0 | 0 | 0 | 545.06 | 3040.81
Geo | 0 | 0 | 0 | 0 | 0 | 0
H | 0 | 0 | 0 | 0 | 0 | 0
LFG | 0 | 0 | 0 | 0 | 0 | 0
Nuc | 0 | 0 | 0 | 0 | 0 | 0
PS | 0 | 0 | 0 | 0 | 0 | 0
PV | 0 | 0 | 0 | 0 | 0 | 0
PeakG | 0 | 0 | 0 | 0 | 0 | 0
PeakO | 0 | 0 | 0 | 0 | 0 | 0
ST | 0 | 0 | 0 | 0 | 0 | 0
STOG | 0 | 0 | 0 | 0 | 0 | 0
STWD | 0 | 0 | 0 | 0 | 0 | 0
WT | 0 | 0 | 0 | 0 | 0 | 0
IGCC | 0 | 0 | 0 | 0 | 0 | 0
DemandResponse | 0 | 0 | 0 | 0 | 0 | 0
IGCC-CCS | 0 | 0 | 0 | 0 | 0 | 0
WT_off | 0 | 0 | 0 | 0 | 0 | 0
PseudoUnit | 0 | 0 | 0 | 0 | 0 | 0
FixedInterchange | 0 | 0 | 0 | 0 | 0 | 0
Levelized Capital Costs by Reporting Type: AZ_NM_SNV_Gas
ReportingType | 2015 | 2020 | 2025 | 2030 | 2035 | 2040
BM | 0 | 0 | 0 | 0 | 0 | 0
CC | 79.32 | 209.45 | 209.45 | 659.75 | 659.75 | 580.43
CSP | 0 | 0 | 0 | 0 | 0 | 0
CT | 63.7 | 63.7 | 63.7 | 63.7 | 0 | 0
Coal | 0 | 0 | 0 | 0 | 0 | 0
Geo | 0 | 0 | 0 | 0 | 0 | 0
H | 0 | 0 | 0 | 0 | 0 | 0
LFG | 0 | 0 | 0 | 0 | 0 | 0
Nuc | 0 | 0 | 0 | 0 | 0 | 0
PS | 0 | 0 | 0 | 0 | 0 | 0
PV | 0 | 0 | 0 | 0 | 0 | 0
PeakG | 0 | 0 | 0 | 0 | 0 | 0
PeakO | 0 | 0 | 0 | 0 | 0 | 0
ST | 0 | 0 | 0 | 0 | 0 | 0
STOG | 0 | 0 | 0 | 0 | 0 | 0
STWD | 0 | 0 | 0 | 0 | 0 | 0
WT | 0 | 0 | 0 | 0 | 0 | 0
IGCC | 0 | 0 | 0 | 0 | 0 | 0
DemandResponse | 0 | 0 | 0 | 0 | 0 | 0
IGCC-CCS | 0 | 0 | 0 | 0 | 0 | 0
WT_off | 0 | 0 | 0 | 0 | 0 | 0
PseudoUnit | 0 | 0 | 0 | 0 | 0 | 0
FixedInterchange | 0 | 0 | 0 | 0 | 0 | 0
Levelized Capital Costs by Reporting Type: AZ_NM_SNV_NucRenew
ReportingType | 2015 | 2020 | 2025 | 2030 | 2035 | 2040
BM | 0 | 0 | 0 | 0 | 0 | 0
CC | 0 | 0 | 0 | 0 | 0 | 0
CSP | 0 | 0 | 0 | 0 | 0 | 0
CT | 0 | 0 | 0 | 0 | 0 | 0
Coal | 0 | 0 | 0 | 0 | 0 | 0
Geo | 0 | 0 | 623.07 | 623.07 | 623.07 | 623.07
H | 0 | 0 | 0 | 0 | 0 | 0
LFG | 0 | 0 | 16.43 | 16.43 | 16.43 | 16.43
Nuc | 0 | 0 | 0 | 0 | 0 | 0
PS | 0 | 0 | 0 | 0 | 0 | 0
PV | 47.79 | 47.79 | 47.79 | 47.79 | 0 | 0
PeakG | 0 | 0 | 0 | 0 | 0 | 0
PeakO | 0 | 0 | 0 | 0 | 0 | 0
ST | 139.01 | 333.47 | 445.93 | 408.53 | 357.58 | 163.12
STOG | 0 | 0 | 0 | 0 | 0 | 0
STWD | 0 | 0 | 0 | 0 | 0 | 0
WT | 17.95 | 17.95 | 101.64 | 259.14 | 241.19 | 241.19
IGCC | 0 | 0 | 0 | 0 | 0 | 0
DemandResponse | 0 | 0 | 0 | 0 | 0 | 0
IGCC-CCS | 0 | 0 | 0 | 0 | 0 | 0
WT_off | 0 | 0 | 0 | 0 | 0 | 0
PseudoUnit | 0 | 0 | 0 | 0 | 0 | 0
FixedInterchange | 0 | 0 | 0 | 0 | 0 | 0
Levelized Capital Costs by Reporting Type: ERCOT
ReportingType | 2015 | 2020 | 2025 | 2030 | 2035 | 2040
BM | 54.69 | 54.69 | 54.69 | 600.01 | 620.58 | 657.88
CC | 29.12 | 29.12 | 29.12 | 29.12 | 218.09 | 549.64
CSP | 0 | 0 | 0 | 0 | 0 | 0
CT | 20.97 | 20.97 | 20.97 | 20.97 | 0 | 0
Coal | 540.38 | 540.38 | 540.38 | 540.38 | 540.38 | 540.38
Geo | 0 | 0 | 0 | 0 | 0 | 0
H | 0 | 0 | 0 | 207 | 207 | 207
LFG | 0 | 0 | 93.08 | 93.08 | 93.08 | 93.08
Nuc | 0 | 0 | 0 | 0 | 0 | 0
PS | 0 | 0 | 0 | 0 | 0 | 0
PV | 6.7 | 6.7 | 6.7 | 6.7 | 0 | 0
PeakG | 0 | 0 | 0 | 0 | 0 | 0
PeakO | 0 | 0 | 0 | 0 | 0 | 0
ST | 0 | 0 | 0 | 0 | 0 | 0
STOG | 0 | 0 | 0 | 0 | 0 | 0
STWD | 0 | 0 | 0 | 0 | 0 | 0
WT | 94.16 | 2253.12 | 4597.1 | 6055.64 | 6168.46 | 4380.66
IGCC | 0 | 0 | 0 | 0 | 0 | 0
DemandResponse | 0 | 0 | 0 | 0 | 0 | 0
IGCC-CCS | 0 | 0 | 0 | 0 | 0 | 0
WT_off | 0 | 0 | 0 | 0 | 0 | 0
PseudoUnit | 0 | 0 | 0 | 0 | 0 | 0
FixedInterchange | 0 | 0 | 0 | 0 | 0 | 0
Levelized Capital Costs by Reporting Type: NP15
ReportingType | 2015 | 2020 | 2025 | 2030 | 2035 | 2040
BM | 0 | 0 | 0 | 0 | 0 | 0
CC | 130.44 | 130.44 | 130.44 | 130.44 | 130.44 | 0
CSP | 0 | 0 | 0 | 0 | 0 | 0
CT | 18.14 | 164.24 | 196.03 | 517.57 | 855.01 | 1061.84
Coal | 0 | 0 | 0 | 0 | 0 | 0
Geo | 0 | 80.68 | 283.22 | 283.22 | 283.22 | 202.54
H | 0 | 0 | 0 | 0 | 0 | 0
LFG | 0 | 172.57 | 172.57 | 172.57 | 172.57 | 0
Nuc | 0 | 0 | 0 | 0 | 0 | 0
PS | 0 | 0 | 0 | 0 | 0 | 0
PV | 3.82 | 3.82 | 3.82 | 3.82 | 0 | 0
PeakG | 0 | 0 | 0 | 0 | 0 | 0
PeakO | 0 | 0 | 0 | 0 | 0 | 0
ST | 17.26 | 17.26 | 17.26 | 17.26 | 0 | 0
STOG | 0 | 0 | 0 | 0 | 0 | 0
STWD | 0 | 0 | 0 | 0 | 0 | 0
WT | 31.59 | 31.59 | 2684.18 | 3380.87 | 3353.14 | 3353.71
IGCC | 0 | 0 | 0 | 0 | 0 | 0
DemandResponse | 0 | 0 | 0 | 0 | 0 | 0
IGCC-CCS | 0 | 0 | 0 | 0 | 0 | 0
WT_off | 0 | 0 | 0 | 0 | 0 | 0
PseudoUnit | 0 | 0 | 0 | 0 | 0 | 0
FixedInterchange | 0 | 0 | 0 | 0 | 0 | 0
Levelized Capital Costs by Reporting Type: NWPP_Coal
ReportingType | 2015 | 2020 | 2025 | 2030 | 2035 | 2040
BM | 0 | 0 | 0 | 0 | 0 | 0
CC | 0 | 0 | 0 | 0 | 0 | 0
CSP | 0 | 0 | 0 | 0 | 0 | 0
CT | 0 | 0 | 0 | 0 | 0 | 0
Coal | 0 | 0 | 0 | 0 | 0 | 0
Geo | 0 | 0 | 0 | 0 | 0 | 0
H | 0 | 0 | 0 | 0 | 0 | 0
LFG | 0 | 0 | 0 | 0 | 0 | 0
Nuc | 0 | 0 | 0 | 0 | 0 | 0
PS | 0 | 0 | 0 | 0 | 0 | 0
PV | 0 | 0 | 0 | 0 | 0 | 0
PeakG | 0 | 0 | 0 | 0 | 0 | 0
PeakO | 0 | 0 | 0 | 0 | 0 | 0
ST | 0 | 0 | 0 | 0 | 0 | 0
STOG | 0 | 0 | 0 | 0 | 0 | 0
STWD | 0 | 0 | 0 | 0 | 0 | 0
WT | 0 | 0 | 0 | 0 | 0 | 0
IGCC | 0 | 0 | 0 | 0 | 0 | 0
DemandResponse | 0 | 0 | 0 | 0 | 0 | 0
IGCC-CCS | 0 | 0 | 0 | 0 | 0 | 0
WT_off | 0 | 0 | 0 | 0 | 0 | 0
PseudoUnit | 0 | 0 | 0 | 0 | 0 | 0
FixedInterchange | 0 | 0 | 0 | 0 | 0 | 0
Levelized Capital Costs by Reporting Type: NWPP_Gas
ReportingType | 2015 | 2020 | 2025 | 2030 | 2035 | 2040
BM | 0 | 0 | 0 | 0 | 0 | 0
CC | 33.4 | 33.4 | 33.4 | 373.69 | 876.36 | 863.58
CSP | 0 | 0 | 0 | 0 | 0 | 0
CT | 13.02 | 13.02 | 13.02 | 13.02 | 0 | 0
Coal | 0 | 0 | 0 | 0 | 0 | 118.5
Geo | 0 | 0 | 0 | 0 | 0 | 0
H | 0 | 0 | 0 | 0 | 0 | 0
LFG | 0 | 0 | 0 | 0 | 0 | 0
Nuc | 0 | 0 | 0 | 0 | 0 | 0
PS | 0 | 0 | 0 | 0 | 0 | 0
PV | 0 | 0 | 0 | 0 | 0 | 0
PeakG | 0 | 0 | 0 | 0 | 0 | 0
PeakO | 0 | 0 | 0 | 0 | 0 | 0
ST | 0 | 0 | 0 | 0 | 0 | 0
STOG | 0 | 0 | 0 | 0 | 0 | 0
STWD | 0 | 0 | 0 | 0 | 0 | 0
WT | 0 | 0 | 0 | 0 | 0 | 0
IGCC | 0 | 0 | 0 | 0 | 0 | 0
DemandResponse | 0 | 0 | 0 | 0 | 0 | 0
IGCC-CCS | 0 | 0 | 0 | 0 | 0 | 0
WT_off | 0 | 0 | 0 | 0 | 0 | 0
PseudoUnit | 0 | 0 | 0 | 0 | 0 | 0
FixedInterchange | 0 | 0 | 0 | 0 | 0 | 0
Levelized Capital Costs by Reporting Type: NWPP_NucRenew
ReportingType | 2015 | 2020 | 2025 | 2030 | 2035 | 2040
BM | 13.89 | 13.89 | 13.89 | 13.89 | 13.89 | 13.89
CC | 0 | 0 | 0 | 0 | 0 | 0
CSP | 0 | 0 | 0 | 0 | 0 | 0
CT | 0 | 0 | 0 | 0 | 0 | 0
Coal | 0 | 0 | 0 | 0 | 0 | 0
Geo | 39.91 | 39.91 | 226.59 | 226.59 | 186.68 | 186.68
H | 0 | 0 | 0 | 0 | 0 | 0
LFG | 7.13 | 7.13 | 56.9 | 73.08 | 65.95 | 65.95
Nuc | 0 | 0 | 0 | 0 | 0 | 0
PS | 0 | 0 | 0 | 0 | 0 | 0
PV | 0 | 0 | 0 | 0 | 0 | 0
PeakG | 0 | 0 | 0 | 0 | 0 | 0
PeakO | 0 | 0 | 0 | 0 | 0 | 0
ST | 0 | 0 | 0 | 0 | 0 | 0
STOG | 0 | 0 | 0 | 0 | 0 | 0
STWD | 0 | 0 | 0 | 0 | 0 | 0
WT | 286.32 | 286.32 | 286.32 | 286.32 | 0 | 0
IGCC | 0 | 0 | 0 | 0 | 0 | 0
DemandResponse | 0 | 0 | 0 | 0 | 0 | 0
IGCC-CCS | 0 | 0 | 0 | 0 | 0 | 0
WT_off | 0 | 0 | 0 | 0 | 0 | 0
PseudoUnit | 0 | 0 | 0 | 0 | 0 | 0
FixedInterchange | 0 | 0 | 0 | 0 | 0 | 0
Levelized Capital Costs by Reporting Type: RMPA
ReportingType | 2015 | 2020 | 2025 | 2030 | 2035 | 2040
BM | 0 | 0 | 0 | 0 | 0 | 0
CC | 0 | 0 | 0 | 0 | 0 | 0
CSP | 0 | 0 | 0 | 0 | 0 | 0
CT | 15.2 | 15.2 | 15.2 | 15.2 | 0 | 0
Coal | 108.63 | 108.63 | 108.63 | 108.63 | 422.3 | 784.99
Geo | 0 | 205.58 | 1104.9 | 1115.58 | 1115.58 | 910
H | 0 | 0 | 0 | 0 | 0 | 0
LFG | 0.39 | 0.39 | 0.39 | 8.21 | 7.82 | 7.82
Nuc | 0 | 0 | 0 | 0 | 0 | 0
PS | 0 | 0 | 0 | 0 | 0 | 0
PV | 0.51 | 0.51 | 0.51 | 0.51 | 0 | 0
PeakG | 0 | 0 | 0 | 0 | 0 | 0
PeakO | 0 | 0 | 0 | 0 | 0 | 0
ST | 1.46 | 172.69 | 186.04 | 192.35 | 190.89 | 19.66
STOG | 0 | 0 | 0 | 0 | 0 | 0
STWD | 0 | 0 | 0 | 0 | 0 | 0
WT | 221 | 221 | 221 | 221 | 0 | 0
IGCC | 0 | 0 | 0 | 0 | 0 | 0
DemandResponse | 0 | 0 | 0 | 0 | 0 | 0
IGCC-CCS | 0 | 0 | 0 | 0 | 0 | 0
WT_off | 0 | 0 | 0 | 0 | 0 | 0
PseudoUnit | 0 | 0 | 0 | 0 | 0 | 0
FixedInterchange | 0 | 0 | 0 | 0 | 0 | 0
Levelized Capital Costs by Reporting Type: SP15
ReportingType | 2015 | 2020 | 2025 | 2030 | 2035 | 2040
BM | 2.9 | 2.9 | 2.9 | 2.9 | 2.9 | 2.9
CC | 60.76 | 60.76 | 60.76 | 60.76 | 60.76 | 0
CSP | 0 | 0 | 0 | 0 | 0 | 0
CT | 0 | 0 | 0 | 0 | 0 | 0
Coal | 0 | 0 | 0 | 0 | 0 | 0
Geo | 23 | 647.36 | 647.36 | 624.36 | 624.36 | 0
H | 0 | 0 | 0 | 0 | 0 | 0
LFG | 2.85 | 171.81 | 171.81 | 171.5 | 168.96 | 0
Nuc | 0 | 0 | 0 | 0 | 0 | 0
PS | 0 | 0 | 0 | 0 | 0 | 0
PV | 2.22 | 2.22 | 2.22 | 2.22 | 0 | 0
PeakG | 0 | 0 | 0 | 0 | 0 | 0
PeakO | 0 | 0 | 0 | 0 | 0 | 0
ST | 262.18 | 262.18 | 262.18 | 262.18 | 0 | 0
STOG | 0 | 0 | 0 | 0 | 0 | 0
STWD | 0 | 0 | 0 | 0 | 0 | 0
WT | 233.4 | 233.4 | 233.4 | 233.4 | 0 | 0
IGCC | 0 | 0 | 0 | 0 | 0 | 0
DemandResponse | 0 | 0 | 0 | 0 | 0 | 0
IGCC-CCS | 0 | 0 | 0 | 0 | 0 | 0
WT_off | 0 | 0 | 0 | 0 | 0 | 0
PseudoUnit | 0 | 0 | 0 | 0 | 0 | 0
FixedInterchange | 0 | 0 | 0 | 0 | 0 | 0
Levelized Capital Costs by Reporting Type: ALB
ReportingType | 2015 | 2020 | 2025 | 2030 | 2035 | 2040
BM | 0 | 0 | 0 | 0 | 0 | 0
CC | 47.13 | 108.04 | 196.51 | 263.24 | 420.32 | 493.71
CSP | 0 | 0 | 0 | 0 | 0 | 0
CT | 16.7 | 16.7 | 16.7 | 16.7 | 0 | 0
Coal | 147.62 | 147.62 | 147.62 | 147.62 | 147.62 | 147.62
Geo | 0 | 0 | 0 | 0 | 0 | 0
H | 0 | 0 | 0 | 0 | 0 | 0
LFG | 0 | 0 | 0 | 0 | 0 | 0
Nuc | 0 | 0 | 0 | 0 | 0 | 0
PS | 0 | 0 | 0 | 0 | 0 | 0
PV | 0 | 0 | 0 | 0 | 0 | 0
PeakG | 0 | 0 | 0 | 0 | 0 | 0
PeakO | 0 | 0 | 0 | 0 | 0 | 0
ST | 0 | 0 | 0 | 0 | 0 | 0
STOG | 0 | 0 | 0 | 0 | 0 | 0
STWD | 0 | 0 | 0 | 0 | 0 | 0
WT | 2.54 | 2.54 | 2.54 | 2.54 | 0 | 0
IGCC | 0 | 0 | 0 | 0 | 0 | 0
DemandResponse | 0 | 0 | 0 | 0 | 0 | 0
IGCC-CCS | 0 | 0 | 0 | 0 | 0 | 0
WT_off | 0 | 0 | 0 | 0 | 0 | 0
PseudoUnit | 0 | 0 | 0 | 0 | 0 | 0
FixedInterchange | 0 | 0 | 0 | 0 | 0 | 0
Levelized Capital Costs by Reporting Type: BC
ReportingType | 2015 | 2020 | 2025 | 2030 | 2035 | 2040
BM | 0 | 0 | 0 | 0 | 0 | 0
CC | 135.61 | 155.31 | 212.58 | 287.6 | 376.97 | 317.39
CSP | 0 | 0 | 0 | 0 | 0 | 0
CT | 0 | 0 | 0 | 0 | 0 | 12.78
Coal | 0 | 0 | 0 | 0 | 0 | 0
Geo | 0 | 0 | 0 | 0 | 0 | 0
H | 0 | 0 | 0 | 0 | 0 | 0
LFG | 0 | 0 | 0 | 0 | 0 | 0
Nuc | 0 | 0 | 0 | 0 | 0 | 0
PS | 0 | 0 | 0 | 0 | 0 | 0
PV | 0 | 0 | 0 | 0 | 0 | 0
PeakG | 0 | 0 | 0 | 0 | 0 | 0
PeakO | 0 | 0 | 0 | 0 | 0 | 0
ST | 0 | 0 | 0 | 0 | 0 | 0
STOG | 0 | 0 | 0 | 0 | 0 | 0
STWD | 0 | 0 | 0 | 0 | 0 | 0
WT | 40.68 | 40.68 | 40.68 | 40.68 | 0 | 0
IGCC | 0 | 0 | 0 | 0 | 0 | 0
DemandResponse | 0 | 0 | 0 | 0 | 0 | 0
IGCC-CCS | 0 | 0 | 0 | 0 | 0 | 0
WT_off | 0 | 0 | 0 | 0 | 0 | 0
PseudoUnit | 0 | 0 | 0 | 0 | 0 | 0
FixedInterchange | 0 | 0 | 0 | 0 | 0 | 0
Levelized Capital Costs by Reporting Type: HQ_IESO
ReportingType | 2015 | 2020 | 2025 | 2030 | 2035 | 2040
BM | 0 | 0 | 0 | 0 | 0 | 0
CC | 0 | 0 | 0 | 0 | 0 | 0
CSP | 0 | 0 | 0 | 0 | 0 | 0
CT | 0 | 0 | 0 | 0 | 0 | 0
Coal | 0 | 0 | 0 | 0 | 0 | 0
Geo | 0 | 0 | 0 | 0 | 0 | 0
H | 0 | 0 | 0 | 0 | 0 | 0
LFG | 0 | 0 | 0 | 0 | 0 | 0
Nuc | 0 | 0 | 0 | 0 | 0 | 0
PS | 0 | 0 | 0 | 0 | 0 | 0
PV | 0 | 0 | 0 | 0 | 0 | 0
PeakG | 0 | 0 | 0 | 0 | 0 | 0
PeakO | 0 | 0 | 0 | 0 | 0 | 0
ST | 0 | 0 | 0 | 0 | 0 | 0
STOG | 0 | 0 | 0 | 0 | 0 | 0
STWD | 0 | 0 | 0 | 0 | 0 | 0
WT | 0 | 0 | 0 | 0 | 0 | 0
IGCC | 0 | 0 | 0 | 0 | 0 | 0
DemandResponse | 0 | 0 | 0 | 0 | 0 | 0
IGCC-CCS | 0 | 0 | 0 | 0 | 0 | 0
WT_off | 0 | 0 | 0 | 0 | 0 | 0
PseudoUnit | 0 | 0 | 0 | 0 | 0 | 0
FixedInterchange | 0 | 0 | 0 | 0 | 0 | 0
Levelized Capital Costs by Reporting Type: HQ_NEISO
ReportingType | 2015 | 2020 | 2025 | 2030 | 2035 | 2040
BM | 0 | 0 | 0 | 0 | 0 | 0
CC | 0 | 0 | 0 | 0 | 0 | 0
CSP | 0 | 0 | 0 | 0 | 0 | 0
CT | 0 | 0 | 0 | 0 | 0 | 0
Coal | 0 | 0 | 0 | 0 | 0 | 0
Geo | 0 | 0 | 0 | 0 | 0 | 0
H | 0 | 0 | 0 | 0 | 0 | 0
LFG | 0 | 0 | 0 | 0 | 0 | 0
Nuc | 0 | 0 | 0 | 0 | 0 | 0
PS | 0 | 0 | 0 | 0 | 0 | 0
PV | 0 | 0 | 0 | 0 | 0 | 0
PeakG | 0 | 0 | 0 | 0 | 0 | 0
PeakO | 0 | 0 | 0 | 0 | 0 | 0
ST | 0 | 0 | 0 | 0 | 0 | 0
STOG | 0 | 0 | 0 | 0 | 0 | 0
STWD | 0 | 0 | 0 | 0 | 0 | 0
WT | 0 | 0 | 0 | 0 | 0 | 0
IGCC | 0 | 0 | 0 | 0 | 0 | 0
DemandResponse | 0 | 0 | 0 | 0 | 0 | 0
IGCC-CCS | 0 | 0 | 0 | 0 | 0 | 0
WT_off | 0 | 0 | 0 | 0 | 0 | 0
PseudoUnit | 0 | 0 | 0 | 824.05 | 824.05 | 824.05
FixedInterchange | 0 | 0 | 0 | 0 | 0 | 0
Levelized Capital Costs by Reporting Type: HQ_NY
ReportingType | 2015 | 2020 | 2025 | 2030 | 2035 | 2040
BM | 0 | 0 | 0 | 0 | 0 | 0
CC | 0 | 0 | 0 | 0 | 0 | 0
CSP | 0 | 0 | 0 | 0 | 0 | 0
CT | 0 | 0 | 0 | 0 | 0 | 0
Coal | 0 | 0 | 0 | 0 | 0 | 0
Geo | 0 | 0 | 0 | 0 | 0 | 0
H | 0 | 0 | 0 | 0 | 0 | 0
LFG | 0 | 0 | 0 | 0 | 0 | 0
Nuc | 0 | 0 | 0 | 0 | 0 | 0
PS | 0 | 0 | 0 | 0 | 0 | 0
PV | 0 | 0 | 0 | 0 | 0 | 0
PeakG | 0 | 0 | 0 | 0 | 0 | 0
PeakO | 0 | 0 | 0 | 0 | 0 | 0
ST | 0 | 0 | 0 | 0 | 0 | 0
STOG | 0 | 0 | 0 | 0 | 0 | 0
STWD | 0 | 0 | 0 | 0 | 0 | 0
WT | 0 | 0 | 0 | 0 | 0 | 0
IGCC | 0 | 0 | 0 | 0 | 0 | 0
DemandResponse | 0 | 0 | 0 | 0 | 0 | 0
IGCC-CCS | 0 | 0 | 0 | 0 | 0 | 0
WT_off | 0 | 0 | 0 | 0 | 0 | 0
PseudoUnit | 0 | 328.53 | 840.47 | 840.47 | 840.47 | 840.47
FixedInterchange | 0 | 0 | 0 | 0 | 0 | 0
Levelized Capital Costs by Reporting Type: MARITIMES
ReportingType | 2015 | 2020 | 2025 | 2030 | 2035 | 2040
BM | 0 | 0 | 0 | 0 | 0 | 0
CC | 0 | 0 | 0 | 0 | 0 | 0
CSP | 0 | 0 | 0 | 0 | 0 | 0
CT | 0 | 0 | 0 | 0 | 0 | 0
Coal | 0 | 0 | 0 | 0 | 0 | 0
Geo | 0 | 0 | 0 | 0 | 0 | 0
H | 0 | 0 | 0 | 0 | 0 | 0
LFG | 0 | 0 | 0 | 0 | 0 | 0
Nuc | 0 | 0 | 0 | 0 | 0 | 0
PS | 0 | 0 | 0 | 0 | 0 | 0
PV | 0 | 0 | 0 | 0 | 0 | 0
PeakG | 0 | 0 | 0 | 0 | 0 | 0
PeakO | 0 | 0 | 0 | 0 | 0 | 0
ST | 0 | 0 | 0 | 0 | 0 | 0
STOG | 0 | 0 | 0 | 0 | 0 | 0
STWD | 0 | 0 | 0 | 0 | 0 | 0
WT | 0 | 0 | 0 | 0 | 0 | 0
IGCC | 0 | 0 | 0 | 0 | 0 | 0
DemandResponse | 0 | 0 | 0 | 0 | 0 | 0
IGCC-CCS | 0 | 0 | 0 | 0 | 0 | 0
WT_off | 0 | 0 | 0 | 0 | 0 | 0
PseudoUnit | 0 | 173.48 | 173.48 | 173.48 | 173.48 | 173.48
FixedInterchange | 0 | 0 | 0 | 0 | 0 | 0
Levelized Capital Costs by Reporting Type: All
ReportingType | 2015 | 2020 | 2025 | 2030 | 2035 | 2040
BM | 541.24 | 620.15 | 815.03 | 1379.21 | 1457.35 | 1456.95
CC | 3984.93 | 5094.54 | 5325.88 | 6508.59 | 10276.98 | 10341.25
CSP | 0 | 0 | 0 | 0 | 0 | 0
CT | 543.8 | 1164.55 | 1413.32 | 2368.35 | 3644.22 | 4083.41
Coal | 3114.71 | 3114.71 | 3114.71 | 3114.71 | 4219.13 | 9407.97
Geo | 62.91 | 973.52 | 2885.14 | 2872.82 | 2832.91 | 1922.29
H | 0 | 543.76 | 1486.74 | 2504.6 | 2504.6 | 2603.44
LFG | 57.1 | 636.46 | 1244.18 | 1434.1 | 1390.55 | 811.19
Nuc | 684.91 | 3259.17 | 3259.17 | 3259.17 | 3259.17 | 3259.17
PS | 0 | 0 | 0 | 0 | 0 | 0
PV | 639.32 | 1684.27 | 2159.63 | 2268.6 | 1682.65 | 698.81
PeakG | 0 | 0 | 0 | 0 | 0 | 0
PeakO | 0 | 0 | 0 | 0 | 0 | 0
ST | 419.92 | 785.61 | 911.41 | 880.32 | 548.47 | 182.78
STOG | 0 | 0 | 0 | 0 | 0 | 0
STWD | 0 | 0 | 0 | 0 | 0 | 0
WT | 7365.23 | 19495.84 | 42937.95 | 63547.92 | 61075.56 | 52633.18
IGCC | 215.26 | 215.26 | 215.26 | 215.26 | 215.26 | 215.26
DemandResponse | 0 | 0 | 0 | 0 | 0 | 0
IGCC-CCS | 0 | 0 | 0 | 0 | 0 | 0
WT_off | 323.12 | 323.12 | 947.28 | 947.28 | 624.16 | 624.16
PseudoUnit | 0 | 502.01 | 1013.96 | 1838 | 1838 | 1838
FixedInterchange | 0 | 0 | 0 | 0 | 0 | 0
Levelized Capital Costs by Reporting Type: EI_US
ReportingType | 2015 | 2020 | 2025 | 2030 | 2035 | 2040
BM | 324.96 | 403.86 | 598.74 | 617.6 | 675.18 | 637.47
CC | 3293.73 | 4192.61 | 4278.21 | 4528.57 | 7358.88 | 7400.75
CSP | 0 | 0 | 0 | 0 | 0 | 0
CT | 351.51 | 826.16 | 1043.14 | 1676.63 | 2736.73 | 2817.65
Coal | 2318.08 | 2318.08 | 2318.08 | 2318.08 | 2563.76 | 4775.67
Geo | 0 | 0 | 0 | 0 | 0 | 0
H | 0 | 302.62 | 752.82 | 752.82 | 752.82 | 752.82
LFG | 41.61 | 279.43 | 727.87 | 894.1 | 865.57 | 627.74
Nuc | 684.91 | 3259.17 | 3259.17 | 3259.17 | 3259.17 | 3259.17
PS | 0 | 0 | 0 | 0 | 0 | 0
PV | 38.54 | 1083.49 | 1558.85 | 1667.82 | 1682.65 | 698.81
PeakG | 0 | 0 | 0 | 0 | 0 | 0
PeakO | 0 | 0 | 0 | 0 | 0 | 0
ST | 0 | 0 | 0 | 0 | 0 | 0
STOG | 0 | 0 | 0 | 0 | 0 | 0
STWD | 0 | 0 | 0 | 0 | 0 | 0
WT | 5689.97 | 15661.62 | 34023.47 | 52320.71 | 51312.77 | 44657.62
IGCC | 215.26 | 215.26 | 215.26 | 215.26 | 215.26 | 215.26
DemandResponse | 0 | 0 | 0 | 0 | 0 | 0
IGCC-CCS | 0 | 0 | 0 | 0 | 0 | 0
WT_off | 323.12 | 323.12 | 947.28 | 947.28 | 624.16 | 624.16
PseudoUnit | 0 | 502.01 | 1013.96 | 1838 | 1838 | 1838
FixedInterchange | 0 | 0 | 0 | 0 | 0 | 0
Levelized Capital Costs by Reporting Type: EI_Canada
ReportingType | 2015 | 2020 | 2025 | 2030 | 2035 | 2040
BM | 144.8 | 144.8 | 144.8 | 144.8 | 144.8 | 144.8
CC | 175.41 | 175.41 | 175.41 | 175.41 | 175.41 | 135.75
CSP | 0 | 0 | 0 | 0 | 0 | 0
CT | 44.55 | 44.55 | 44.55 | 44.55 | 52.48 | 191.15
Coal | 0 | 0 | 0 | 0 | 0 | 0
Geo | 0 | 0 | 0 | 0 | 0 | 0
H | 0 | 241.14 | 733.92 | 1544.78 | 1544.78 | 1643.62
LFG | 5.12 | 5.12 | 5.12 | 5.12 | 0.17 | 0.17
Nuc | 0 | 0 | 0 | 0 | 0 | 0
PS | 0 | 0 | 0 | 0 | 0 | 0
PV | 539.74 | 539.74 | 539.74 | 539.74 | 0 | 0
PeakG | 0 | 0 | 0 | 0 | 0 | 0
PeakO | 0 | 0 | 0 | 0 | 0 | 0
ST | 0 | 0 | 0 | 0 | 0 | 0
STOG | 0 | 0 | 0 | 0 | 0 | 0
STWD | 0 | 0 | 0 | 0 | 0 | 0
WT | 747.62 | 747.62 | 747.62 | 747.62 | 0 | 0
IGCC | 0 | 0 | 0 | 0 | 0 | 0
DemandResponse | 0 | 0 | 0 | 0 | 0 | 0
IGCC-CCS | 0 | 0 | 0 | 0 | 0 | 0
WT_off | 0 | 0 | 0 | 0 | 0 | 0
PseudoUnit | 0 | 0 | 0 | 0 | 0 | 0
FixedInterchange | 0 | 0 | 0 | 0 | 0 | 0
Levelized Capital Costs by Reporting Type: EI
ReportingType | 2015 | 2020 | 2025 | 2030 | 2035 | 2040
BM | 469.76 | 548.67 | 743.55 | 762.4 | 819.98 | 782.28
CC | 3469.14 | 4368.02 | 4453.62 | 4703.99 | 7534.29 | 7536.5
CSP | 0 | 0 | 0 | 0 | 0 | 0
CT | 396.06 | 870.72 | 1087.69 | 1721.18 | 2789.21 | 3008.79
Coal | 2318.08 | 2318.08 | 2318.08 | 2318.08 | 2563.76 | 4775.67
Geo | 0 | 0 | 0 | 0 | 0 | 0
H | 0 | 543.76 | 1486.74 | 2297.6 | 2297.6 | 2396.44
LFG | 46.73 | 284.55 | 732.99 | 899.22 | 865.74 | 627.91
Nuc | 684.91 | 3259.17 | 3259.17 | 3259.17 | 3259.17 | 3259.17
PS | 0 | 0 | 0 | 0 | 0 | 0
PV | 578.28 | 1623.23 | 2098.6 | 2207.56 | 1682.65 | 698.81
PeakG | 0 | 0 | 0 | 0 | 0 | 0
PeakO | 0 | 0 | 0 | 0 | 0 | 0
ST | 0 | 0 | 0 | 0 | 0 | 0
STOG | 0 | 0 | 0 | 0 | 0 | 0
STWD | 0 | 0 | 0 | 0 | 0 | 0
WT | 6437.59 | 16409.24 | 34771.09 | 53068.33 | 51312.77 | 44657.62
IGCC | 215.26 | 215.26 | 215.26 | 215.26 | 215.26 | 215.26
DemandResponse | 0 | 0 | 0 | 0 | 0 | 0
IGCC-CCS | 0 | 0 | 0 | 0 | 0 | 0
WT_off | 323.12 | 323.12 | 947.28 | 947.28 | 624.16 | 624.16
PseudoUnit | 0 | 502.01 | 1013.96 | 1838 | 1838 | 1838
FixedInterchange | 0 | 0 | 0 | 0 | 0 | 0
Levelized Capital Costs by Reporting Type: Outside_EI
ReportingType | 2015 | 2020 | 2025 | 2030 | 2035 | 2040
BM | 71.48 | 71.48 | 71.48 | 616.8 | 637.37 | 674.68
CC | 515.79 | 726.52 | 872.26 | 1804.61 | 2742.7 | 2804.75
CSP | 0 | 0 | 0 | 0 | 0 | 0
CT | 147.74 | 293.84 | 325.63 | 647.17 | 855.01 | 1074.62
Coal | 796.63 | 796.63 | 796.63 | 796.63 | 1655.37 | 4632.31
Geo | 62.91 | 973.52 | 2885.14 | 2872.82 | 2832.91 | 1922.29
H | 0 | 0 | 0 | 207 | 207 | 207
LFG | 10.38 | 351.91 | 511.19 | 534.88 | 524.82 | 183.28
Nuc | 0 | 0 | 0 | 0 | 0 | 0
PS | 0 | 0 | 0 | 0 | 0 | 0
PV | 61.04 | 61.04 | 61.04 | 61.04 | 0 | 0
PeakG | 0 | 0 | 0 | 0 | 0 | 0
PeakO | 0 | 0 | 0 | 0 | 0 | 0
ST | 419.92 | 785.61 | 911.41 | 880.32 | 548.47 | 182.78
STOG | 0 | 0 | 0 | 0 | 0 | 0
STWD | 0 | 0 | 0 | 0 | 0 | 0
WT | 927.64 | 3086.6 | 8166.86 | 10479.59 | 9762.79 | 7975.57
IGCC | 0 | 0 | 0 | 0 | 0 | 0
DemandResponse | 0 | 0 | 0 | 0 | 0 | 0
IGCC-CCS | 0 | 0 | 0 | 0 | 0 | 0
WT_off | 0 | 0 | 0 | 0 | 0 | 0
PseudoUnit | 0 | 0 | 0 | 0 | 0 | 0
FixedInterchange | 0 | 0 | 0 | 0 | 0 | 0
#13 | Levelized Retrofit Capital Costs ($million)
Levelized Retrofit Capital Costs by Reporting Type: Entergy
ReportingType | 2015 | 2020 | 2025 | 2030 | 2035 | 2040
BM | 0 | 0 | 0 | 0 | 0 | 0
CC | 0 | 0 | 0 | 0 | 0 | 0
CSP | 0 | 0 | 0 | 0 | 0 | 0
CT | 0 | 0 | 0 | 0 | 0 | 0
Coal | 0 | 353.26 | 353.26 | 0 | 0 | 0
Geo | 0 | 0 | 0 | 0 | 0 | 0
H | 0 | 0 | 0 | 0 | 0 | 0
LFG | 0 | 0 | 0 | 0 | 0 | 0
Nuc | 0 | 0 | 0 | 0 | 0 | 0
PS | 0 | 0 | 0 | 0 | 0 | 0
PV | 0 | 0 | 0 | 0 | 0 | 0
PeakG | 0 | 0 | 0 | 0 | 0 | 0
PeakO | 0 | 0 | 0 | 0 | 0 | 0
ST | 0 | 0 | 0 | 0 | 0 | 0
STOG | 0 | 0 | 0 | 0 | 0 | 0
STWD | 0 | 0 | 0 | 0 | 0 | 0
WT | 0 | 0 | 0 | 0 | 0 | 0
IGCC | 0 | 0 | 0 | 0 | 0 | 0
DemandResponse | 0 | 0 | 0 | 0 | 0 | 0
IGCC-CCS | 0 | 0 | 0 | 0 | 0 | 0
WT_off | 0 | 0 | 0 | 0 | 0 | 0
PseudoUnit | 0 | 0 | 0 | 0 | 0 | 0
FixedInterchange | 0 | 0 | 0 | 0 | 0 | 0
Levelized Retrofit Capital Costs by Reporting Type: FRCC
ReportingType | 2015 | 2020 | 2025 | 2030 | 2035 | 2040
BM | 0 | 0 | 0 | 0 | 0 | 0
CC | 0 | 0 | 0 | 0 | 0 | 0
CSP | 0 | 0 | 0 | 0 | 0 | 0
CT | 0 | 0 | 0 | 0 | 0 | 0
Coal | 73.1 | 90.37 | 90.37 | 0 | 0 | 0
Geo | 0 | 0 | 0 | 0 | 0 | 0
H | 0 | 0 | 0 | 0 | 0 | 0
LFG | 0 | 0 | 0 | 0 | 0 | 0
Nuc | 0 | 0 | 0 | 0 | 0 | 0
PS | 0 | 0 | 0 | 0 | 0 | 0
PV | 0 | 0 | 0 | 0 | 0 | 0
PeakG | 0 | 0 | 0 | 0 | 0 | 0
PeakO | 0 | 0 | 0 | 0 | 0 | 0
ST | 0 | 0 | 0 | 0 | 0 | 0
STOG | 0 | 0 | 0 | 0 | 0 | 0
STWD | 0 | 0 | 0 | 0 | 0 | 0
WT | 0 | 0 | 0 | 0 | 0 | 0
IGCC | 0 | 0 | 0 | 0 | 0 | 0
DemandResponse | 0 | 0 | 0 | 0 | 0 | 0
IGCC-CCS | 0 | 0 | 0 | 0 | 0 | 0
WT_off | 0 | 0 | 0 | 0 | 0 | 0
PseudoUnit | 0 | 0 | 0 | 0 | 0 | 0
FixedInterchange | 0 | 0 | 0 | 0 | 0 | 0
Levelized Retrofit Capital Costs by Reporting Type: MAPP_US
ReportingType | 2015 | 2020 | 2025 | 2030 | 2035 | 2040
BM | 0 | 0 | 0 | 0 | 0 | 0
CC | 0 | 0 | 0 | 0 | 0 | 0
CSP | 0 | 0 | 0 | 0 | 0 | 0
CT | 0 | 0 | 0 | 0 | 0 | 0
Coal | 22.36 | 41.43 | 19.07 | 0 | 0 | 0
Geo | 0 | 0 | 0 | 0 | 0 | 0
H | 0 | 0 | 0 | 0 | 0 | 0
LFG | 0 | 0 | 0 | 0 | 0 | 0
Nuc | 0 | 0 | 0 | 0 | 0 | 0
PS | 0 | 0 | 0 | 0 | 0 | 0
PV | 0 | 0 | 0 | 0 | 0 | 0
PeakG | 0 | 0 | 0 | 0 | 0 | 0
PeakO | 0 | 0 | 0 | 0 | 0 | 0
ST | 0 | 0 | 0 | 0 | 0 | 0
STOG | 0 | 0 | 0 | 0 | 0 | 0
STWD | 0 | 0 | 0 | 0 | 0 | 0
WT | 0 | 0 | 0 | 0 | 0 | 0
IGCC | 0 | 0 | 0 | 0 | 0 | 0
DemandResponse | 0 | 0 | 0 | 0 | 0 | 0
IGCC-CCS | 0 | 0 | 0 | 0 | 0 | 0
WT_off | 0 | 0 | 0 | 0 | 0 | 0
PseudoUnit | 0 | 0 | 0 | 0 | 0 | 0
FixedInterchange | 0 | 0 | 0 | 0 | 0 | 0
Levelized Retrofit Capital Costs by Reporting Type: MISO_IN
ReportingType | 2015 | 2020 | 2025 | 2030 | 2035 | 2040
BM | 0 | 0 | 0 | 0 | 0 | 0
CC | 0 | 0 | 0 | 0 | 0 | 0
CSP | 0 | 0 | 0 | 0 | 0 | 0
CT | 0 | 0 | 0 | 0 | 0 | 0
Coal | 0 | 223.79 | 223.79 | 0 | 0 | 0
Geo | 0 | 0 | 0 | 0 | 0 | 0
H | 0 | 0 | 0 | 0 | 0 | 0
LFG | 0 | 0 | 0 | 0 | 0 | 0
Nuc | 0 | 0 | 0 | 0 | 0 | 0
PS | 0 | 0 | 0 | 0 | 0 | 0
PV | 0 | 0 | 0 | 0 | 0 | 0
PeakG | 0 | 0 | 0 | 0 | 0 | 0
PeakO | 0 | 0 | 0 | 0 | 0 | 0
ST | 0 | 0 | 0 | 0 | 0 | 0
STOG | 0 | 0 | 0 | 0 | 0 | 0
STWD | 0 | 0 | 0 | 0 | 0 | 0
WT | 0 | 0 | 0 | 0 | 0 | 0
IGCC | 0 | 0 | 0 | 0 | 0 | 0
DemandResponse | 0 | 0 | 0 | 0 | 0 | 0
IGCC-CCS | 0 | 0 | 0 | 0 | 0 | 0
WT_off | 0 | 0 | 0 | 0 | 0 | 0
PseudoUnit | 0 | 0 | 0 | 0 | 0 | 0
FixedInterchange | 0 | 0 | 0 | 0 | 0 | 0
Levelized Retrofit Capital Costs by Reporting Type: MISO_MI
ReportingType | 2015 | 2020 | 2025 | 2030 | 2035 | 2040
BM | 0 | 0 | 0 | 0 | 0 | 0
CC | 0 | 0 | 0 | 0 | 0 | 0
CSP | 0 | 0 | 0 | 0 | 0 | 0
CT | 0 | 0 | 0 | 0 | 0 | 0
Coal | 15.14 | 363.91 | 348.77 | 0 | 0 | 0
Geo | 0 | 0 | 0 | 0 | 0 | 0
H | 0 | 0 | 0 | 0 | 0 | 0
LFG | 0 | 0 | 0 | 0 | 0 | 0
Nuc | 0 | 0 | 0 | 0 | 0 | 0
PS | 0 | 0 | 0 | 0 | 0 | 0
PV | 0 | 0 | 0 | 0 | 0 | 0
PeakG | 0 | 0 | 0 | 0 | 0 | 0
PeakO | 0 | 0 | 0 | 0 | 0 | 0
ST | 0 | 0 | 0 | 0 | 0 | 0
STOG | 0 | 0 | 0 | 0 | 0 | 0
STWD | 0 | 0 | 0 | 0 | 0 | 0
WT | 0 | 0 | 0 | 0 | 0 | 0
IGCC | 0 | 0 | 0 | 0 | 0 | 0
DemandResponse | 0 | 0 | 0 | 0 | 0 | 0
IGCC-CCS | 0 | 0 | 0 | 0 | 0 | 0
WT_off | 0 | 0 | 0 | 0 | 0 | 0
PseudoUnit | 0 | 0 | 0 | 0 | 0 | 0
FixedInterchange | 0 | 0 | 0 | 0 | 0 | 0
Levelized Retrofit Capital Costs by Reporting Type: MISO_MO-IL
ReportingType | 2015 | 2020 | 2025 | 2030 | 2035 | 2040
BM | 0 | 0 | 0 | 0 | 0 | 0
CC | 0 | 0 | 0 | 0 | 0 | 0
CSP | 0 | 0 | 0 | 0 | 0 | 0
CT | 0 | 0 | 0 | 0 | 0 | 0
Coal | 9.29 | 323.99 | 323.99 | 0 | 0 | 0
Geo | 0 | 0 | 0 | 0 | 0 | 0
H | 0 | 0 | 0 | 0 | 0 | 0
LFG | 0 | 0 | 0 | 0 | 0 | 0
Nuc | 0 | 0 | 0 | 0 | 0 | 0
PS | 0 | 0 | 0 | 0 | 0 | 0
PV | 0 | 0 | 0 | 0 | 0 | 0
PeakG | 0 | 0 | 0 | 0 | 0 | 0
PeakO | 0 | 0 | 0 | 0 | 0 | 0
ST | 0 | 0 | 0 | 0 | 0 | 0
STOG | 0 | 0 | 0 | 0 | 0 | 0
STWD | 0 | 0 | 0 | 0 | 0 | 0
WT | 0 | 0 | 0 | 0 | 0 | 0
IGCC | 0 | 0 | 0 | 0 | 0 | 0
DemandResponse | 0 | 0 | 0 | 0 | 0 | 0
IGCC-CCS | 0 | 0 | 0 | 0 | 0 | 0
WT_off | 0 | 0 | 0 | 0 | 0 | 0
PseudoUnit | 0 | 0 | 0 | 0 | 0 | 0
FixedInterchange | 0 | 0 | 0 | 0 | 0 | 0
Levelized Retrofit Capital Costs by Reporting Type: MISO_W
ReportingType | 2015 | 2020 | 2025 | 2030 | 2035 | 2040
BM | 0 | 0 | 0 | 0 | 0 | 0
CC | 0 | 0 | 0 | 0 | 0 | 0
CSP | 0 | 0 | 0 | 0 | 0 | 0
CT | 0 | 0 | 0 | 0 | 0 | 0
Coal | 26.68 | 279.54 | 279.54 | 0 | 0 | 0
Geo | 0 | 0 | 0 | 0 | 0 | 0
H | 0 | 0 | 0 | 0 | 0 | 0
LFG | 0 | 0 | 0 | 0 | 0 | 0
Nuc | 0 | 0 | 0 | 0 | 0 | 0
PS | 0 | 0 | 0 | 0 | 0 | 0
PV | 0 | 0 | 0 | 0 | 0 | 0
PeakG | 0 | 0 | 0 | 0 | 0 | 0
PeakO | 0 | 0 | 0 | 0 | 0 | 0
ST | 0 | 0 | 0 | 0 | 0 | 0
STOG | 0 | 0 | 0 | 0 | 0 | 0
STWD | 0 | 0 | 0 | 0 | 0 | 0
WT | 0 | 0 | 0 | 0 | 0 | 0
IGCC | 0 | 0 | 0 | 0 | 0 | 0
DemandResponse | 0 | 0 | 0 | 0 | 0 | 0
IGCC-CCS | 0 | 0 | 0 | 0 | 0 | 0
WT_off | 0 | 0 | 0 | 0 | 0 | 0
PseudoUnit | 0 | 0 | 0 | 0 | 0 | 0
FixedInterchange | 0 | 0 | 0 | 0 | 0 | 0
Levelized Retrofit Capital Costs by Reporting Type: MISO_WUMS
ReportingType | 2015 | 2020 | 2025 | 2030 | 2035 | 2040
BM | 0 | 0 | 0 | 0 | 0 | 0
CC | 0 | 0 | 0 | 0 | 0 | 0
CSP | 0 | 0 | 0 | 0 | 0 | 0
CT | 0 | 0 | 0 | 0 | 0 | 0
Coal | 197.26 | 232.43 | 59.16 | 0 | 0 | 0
Geo | 0 | 0 | 0 | 0 | 0 | 0
H | 0 | 0 | 0 | 0 | 0 | 0
LFG | 0 | 0 | 0 | 0 | 0 | 0
Nuc | 0 | 0 | 0 | 0 | 0 | 0
PS | 0 | 0 | 0 | 0 | 0 | 0
PV | 0 | 0 | 0 | 0 | 0 | 0
PeakG | 0 | 0 | 0 | 0 | 0 | 0
PeakO | 0 | 0 | 0 | 0 | 0 | 0
ST | 0 | 0 | 0 | 0 | 0 | 0
STOG | 0 | 0 | 0 | 0 | 0 | 0
STWD | 0 | 0 | 0 | 0 | 0 | 0
WT | 0 | 0 | 0 | 0 | 0 | 0
IGCC | 0 | 0 | 0 | 0 | 0 | 0
DemandResponse | 0 | 0 | 0 | 0 | 0 | 0
IGCC-CCS | 0 | 0 | 0 | 0 | 0 | 0
WT_off | 0 | 0 | 0 | 0 | 0 | 0
PseudoUnit | 0 | 0 | 0 | 0 | 0 | 0
FixedInterchange | 0 | 0 | 0 | 0 | 0 | 0
Levelized Retrofit Capital Costs by Reporting Type: Nebraska
ReportingType | 2015 | 2020 | 2025 | 2030 | 2035 | 2040
BM | 0 | 0 | 0 | 0 | 0 | 0
CC | 0 | 0 | 0 | 0 | 0 | 0
CSP | 0 | 0 | 0 | 0 | 0 | 0
CT | 0 | 0 | 0 | 0 | 0 | 0
Coal | 0 | 168.84 | 168.84 | 0 | 0 | 0
Geo | 0 | 0 | 0 | 0 | 0 | 0
H | 0 | 0 | 0 | 0 | 0 | 0
LFG | 0 | 0 | 0 | 0 | 0 | 0
Nuc | 0 | 0 | 0 | 0 | 0 | 0
PS | 0 | 0 | 0 | 0 | 0 | 0
PV | 0 | 0 | 0 | 0 | 0 | 0
PeakG | 0 | 0 | 0 | 0 | 0 | 0
PeakO | 0 | 0 | 0 | 0 | 0 | 0
ST | 0 | 0 | 0 | 0 | 0 | 0
STOG | 0 | 0 | 0 | 0 | 0 | 0
STWD | 0 | 0 | 0 | 0 | 0 | 0
WT | 0 | 0 | 0 | 0 | 0 | 0
IGCC | 0 | 0 | 0 | 0 | 0 | 0
DemandResponse | 0 | 0 | 0 | 0 | 0 | 0
IGCC-CCS | 0 | 0 | 0 | 0 | 0 | 0
WT_off | 0 | 0 | 0 | 0 | 0 | 0
PseudoUnit | 0 | 0 | 0 | 0 | 0 | 0
FixedInterchange | 0 | 0 | 0 | 0 | 0 | 0
Levelized Retrofit Capital Costs by Reporting Type: NEISO
ReportingType | 2015 | 2020 | 2025 | 2030 | 2035 | 2040
BM | 0 | 0 | 0 | 0 | 0 | 0
CC | 0 | 0 | 0 | 0 | 0 | 0
CSP | 0 | 0 | 0 | 0 | 0 | 0
CT | 0 | 0 | 0 | 0 | 0 | 0
Coal | 29.15 | 29.15 | 0 | 0 | 0 | 0
Geo | 0 | 0 | 0 | 0 | 0 | 0
H | 0 | 0 | 0 | 0 | 0 | 0
LFG | 0 | 0 | 0 | 0 | 0 | 0
Nuc | 0 | 0 | 0 | 0 | 0 | 0
PS | 0 | 0 | 0 | 0 | 0 | 0
PV | 0 | 0 | 0 | 0 | 0 | 0
PeakG | 0 | 0 | 0 | 0 | 0 | 0
PeakO | 0 | 0 | 0 | 0 | 0 | 0
ST | 0 | 0 | 0 | 0 | 0 | 0
STOG | 0 | 0 | 0 | 0 | 0 | 0
STWD | 0 | 0 | 0 | 0 | 0 | 0
WT | 0 | 0 | 0 | 0 | 0 | 0
IGCC | 0 | 0 | 0 | 0 | 0 | 0
DemandResponse | 0 | 0 | 0 | 0 | 0 | 0
IGCC-CCS | 0 | 0 | 0 | 0 | 0 | 0
WT_off | 0 | 0 | 0 | 0 | 0 | 0
PseudoUnit | 0 | 0 | 0 | 0 | 0 | 0
FixedInterchange | 0 | 0 | 0 | 0 | 0 | 0
Levelized Retrofit Capital Costs by Reporting Type: NonRTO_Midwest
ReportingType | 2015 | 2020 | 2025 | 2030 | 2035 | 2040
BM | 0 | 0 | 0 | 0 | 0 | 0
CC | 0 | 0 | 0 | 0 | 0 | 0
CSP | 0 | 0 | 0 | 0 | 0 | 0
CT | 0 | 0 | 0 | 0 | 0 | 0
Coal | 165.72 | 258.79 | 120.76 | 0 | 0 | 0
Geo | 0 | 0 | 0 | 0 | 0 | 0
H | 0 | 0 | 0 | 0 | 0 | 0
LFG | 0 | 0 | 0 | 0 | 0 | 0
Nuc | 0 | 0 | 0 | 0 | 0 | 0
PS | 0 | 0 | 0 | 0 | 0 | 0
PV | 0 | 0 | 0 | 0 | 0 | 0
PeakG | 0 | 0 | 0 | 0 | 0 | 0
PeakO | 0 | 0 | 0 | 0 | 0 | 0
ST | 0 | 0 | 0 | 0 | 0 | 0
STOG | 0 | 0 | 0 | 0 | 0 | 0
STWD | 0 | 0 | 0 | 0 | 0 | 0
WT | 0 | 0 | 0 | 0 | 0 | 0
IGCC | 0 | 0 | 0 | 0 | 0 | 0
DemandResponse | 0 | 0 | 0 | 0 | 0 | 0
IGCC-CCS | 0 | 0 | 0 | 0 | 0 | 0
WT_off | 0 | 0 | 0 | 0 | 0 | 0
PseudoUnit | 0 | 0 | 0 | 0 | 0 | 0
FixedInterchange | 0 | 0 | 0 | 0 | 0 | 0
Levelized Retrofit Capital Costs by Reporting Type: NYISO_A-F
ReportingType | 2015 | 2020 | 2025 | 2030 | 2035 | 2040
BM | 0 | 0 | 0 | 0 | 0 | 0
CC | 0 | 0 | 0 | 0 | 0 | 0
CSP | 0 | 0 | 0 | 0 | 0 | 0
CT | 0 | 0 | 0 | 0 | 0 | 0
Coal | 0 | 0 | 0 | 0 | 0 | 0
Geo | 0 | 0 | 0 | 0 | 0 | 0
H | 0 | 0 | 0 | 0 | 0 | 0
LFG | 0 | 0 | 0 | 0 | 0 | 0
Nuc | 0 | 0 | 0 | 0 | 0 | 0
PS | 0 | 0 | 0 | 0 | 0 | 0
PV | 0 | 0 | 0 | 0 | 0 | 0
PeakG | 0 | 0 | 0 | 0 | 0 | 0
PeakO | 0 | 0 | 0 | 0 | 0 | 0
ST | 0 | 0 | 0 | 0 | 0 | 0
STOG | 0 | 0 | 0 | 0 | 0 | 0
STWD | 0 | 0 | 0 | 0 | 0 | 0
WT | 0 | 0 | 0 | 0 | 0 | 0
IGCC | 0 | 0 | 0 | 0 | 0 | 0
DemandResponse | 0 | 0 | 0 | 0 | 0 | 0
IGCC-CCS | 0 | 0 | 0 | 0 | 0 | 0
WT_off | 0 | 0 | 0 | 0 | 0 | 0
PseudoUnit | 0 | 0 | 0 | 0 | 0 | 0
FixedInterchange | 0 | 0 | 0 | 0 | 0 | 0
Levelized Retrofit Capital Costs by Reporting Type: NYISO_G-I
ReportingType | 2015 | 2020 | 2025 | 2030 | 2035 | 2040
BM | 0 | 0 | 0 | 0 | 0 | 0
CC | 0 | 0 | 0 | 0 | 0 | 0
CSP | 0 | 0 | 0 | 0 | 0 | 0
CT | 0 | 0 | 0 | 0 | 0 | 0
Coal | 0 | 0 | 0 | 0 | 0 | 0
Geo | 0 | 0 | 0 | 0 | 0 | 0
H | 0 | 0 | 0 | 0 | 0 | 0
LFG | 0 | 0 | 0 | 0 | 0 | 0
Nuc | 0 | 0 | 0 | 0 | 0 | 0
PS | 0 | 0 | 0 | 0 | 0 | 0
PV | 0 | 0 | 0 | 0 | 0 | 0
PeakG | 0 | 0 | 0 | 0 | 0 | 0
PeakO | 0 | 0 | 0 | 0 | 0 | 0
ST | 0 | 0 | 0 | 0 | 0 | 0
STOG | 0 | 0 | 0 | 0 | 0 | 0
STWD | 0 | 0 | 0 | 0 | 0 | 0
WT | 0 | 0 | 0 | 0 | 0 | 0
IGCC | 0 | 0 | 0 | 0 | 0 | 0
DemandResponse | 0 | 0 | 0 | 0 | 0 | 0
IGCC-CCS | 0 | 0 | 0 | 0 | 0 | 0
WT_off | 0 | 0 | 0 | 0 | 0 | 0
PseudoUnit | 0 | 0 | 0 | 0 | 0 | 0
FixedInterchange | 0 | 0 | 0 | 0 | 0 | 0
Levelized Retrofit Capital Costs by Reporting Type: NYISO_J-K
ReportingType | 2015 | 2020 | 2025 | 2030 | 2035 | 2040
BM | 0 | 0 | 0 | 0 | 0 | 0
CC | 0 | 0 | 0 | 0 | 0 | 0
CSP | 0 | 0 | 0 | 0 | 0 | 0
CT | 0 | 0 | 0 | 0 | 0 | 0
Coal | 0 | 0 | 0 | 0 | 0 | 0
Geo | 0 | 0 | 0 | 0 | 0 | 0
H | 0 | 0 | 0 | 0 | 0 | 0
LFG | 0 | 0 | 0 | 0 | 0 | 0
Nuc | 0 | 0 | 0 | 0 | 0 | 0
PS | 0 | 0 | 0 | 0 | 0 | 0
PV | 0 | 0 | 0 | 0 | 0 | 0
PeakG | 0 | 0 | 0 | 0 | 0 | 0
PeakO | 0 | 0 | 0 | 0 | 0 | 0
ST | 0 | 0 | 0 | 0 | 0 | 0
STOG | 0 | 0 | 0 | 0 | 0 | 0
STWD | 0 | 0 | 0 | 0 | 0 | 0
WT | 0 | 0 | 0 | 0 | 0 | 0
IGCC | 0 | 0 | 0 | 0 | 0 | 0
DemandResponse | 0 | 0 | 0 | 0 | 0 | 0
IGCC-CCS | 0 | 0 | 0 | 0 | 0 | 0
WT_off | 0 | 0 | 0 | 0 | 0 | 0
PseudoUnit | 0 | 0 | 0 | 0 | 0 | 0
FixedInterchange | 0 | 0 | 0 | 0 | 0 | 0
Levelized Retrofit Capital Costs by Reporting Type: PJM_E
ReportingType | 2015 | 2020 | 2025 | 2030 | 2035 | 2040
BM | 0 | 0 | 0 | 0 | 0 | 0
CC | 0 | 0 | 0 | 0 | 0 | 0
CSP | 0 | 0 | 0 | 0 | 0 | 0
CT | 0 | 0 | 0 | 0 | 0 | 0
Coal | 22.45 | 22.45 | 0 | 0 | 0 | 0
Geo | 0 | 0 | 0 | 0 | 0 | 0
H | 0 | 0 | 0 | 0 | 0 | 0
LFG | 0 | 0 | 0 | 0 | 0 | 0
Nuc | 0 | 0 | 0 | 0 | 0 | 0
PS | 0 | 0 | 0 | 0 | 0 | 0
PV | 0 | 0 | 0 | 0 | 0 | 0
PeakG | 0 | 0 | 0 | 0 | 0 | 0
PeakO | 0 | 0 | 0 | 0 | 0 | 0
ST | 0 | 0 | 0 | 0 | 0 | 0
STOG | 0 | 0 | 0 | 0 | 0 | 0
STWD | 0 | 0 | 0 | 0 | 0 | 0
WT | 0 | 0 | 0 | 0 | 0 | 0
IGCC | 0 | 0 | 0 | 0 | 0 | 0
DemandResponse | 0 | 0 | 0 | 0 | 0 | 0
IGCC-CCS | 0 | 0 | 0 | 0 | 0 | 0
WT_off | 0 | 0 | 0 | 0 | 0 | 0
PseudoUnit | 0 | 0 | 0 | 0 | 0 | 0
FixedInterchange | 0 | 0 | 0 | 0 | 0 | 0
Levelized Retrofit Capital Costs by Reporting Type: PJM_ROM
ReportingType | 2015 | 2020 | 2025 | 2030 | 2035 | 2040
BM | 0 | 0 | 0 | 0 | 0 | 0
CC | 0 | 0 | 0 | 0 | 0 | 0
CSP | 0 | 0 | 0 | 0 | 0 | 0
CT | 0 | 0 | 0 | 0 | 0 | 0
Coal | 14.63 | 140.1 | 140.1 | 0 | 0 | 0
Geo | 0 | 0 | 0 | 0 | 0 | 0
H | 0 | 0 | 0 | 0 | 0 | 0
LFG | 0 | 0 | 0 | 0 | 0 | 0
Nuc | 0 | 0 | 0 | 0 | 0 | 0
PS | 0 | 0 | 0 | 0 | 0 | 0
PV | 0 | 0 | 0 | 0 | 0 | 0
PeakG | 0 | 0 | 0 | 0 | 0 | 0
PeakO | 0 | 0 | 0 | 0 | 0 | 0
ST | 0 | 0 | 0 | 0 | 0 | 0
STOG | 0 | 0 | 0 | 0 | 0 | 0
STWD | 0 | 0 | 0 | 0 | 0 | 0
WT | 0 | 0 | 0 | 0 | 0 | 0
IGCC | 0 | 0 | 0 | 0 | 0 | 0
DemandResponse | 0 | 0 | 0 | 0 | 0 | 0
IGCC-CCS | 0 | 0 | 0 | 0 | 0 | 0
WT_off | 0 | 0 | 0 | 0 | 0 | 0
PseudoUnit | 0 | 0 | 0 | 0 | 0 | 0
FixedInterchange | 0 | 0 | 0 | 0 | 0 | 0
Levelized Retrofit Capital Costs by Reporting Type: PJM_ROR
ReportingType | 2015 | 2020 | 2025 | 2030 | 2035 | 2040
BM | 0 | 0 | 0 | 0 | 0 | 0
CC | 0 | 0 | 0 | 0 | 0 | 0
CSP | 0 | 0 | 0 | 0 | 0 | 0
CT | 0 | 0 | 0 | 0 | 0 | 0
Coal | 46.99 | 736.82 | 736.82 | 0 | 0 | 0
Geo | 0 | 0 | 0 | 0 | 0 | 0
H | 0 | 0 | 0 | 0 | 0 | 0
LFG | 0 | 0 | 0 | 0 | 0 | 0
Nuc | 0 | 0 | 0 | 0 | 0 | 0
PS | 0 | 0 | 0 | 0 | 0 | 0
PV | 0 | 0 | 0 | 0 | 0 | 0
PeakG | 0 | 0 | 0 | 0 | 0 | 0
PeakO | 0 | 0 | 0 | 0 | 0 | 0
ST | 0 | 0 | 0 | 0 | 0 | 0
STOG | 0 | 0 | 0 | 0 | 0 | 0
STWD | 0 | 0 | 0 | 0 | 0 | 0
WT | 0 | 0 | 0 | 0 | 0 | 0
IGCC | 0 | 0 | 0 | 0 | 0 | 0
DemandResponse | 0 | 0 | 0 | 0 | 0 | 0
IGCC-CCS | 0 | 0 | 0 | 0 | 0 | 0
WT_off | 0 | 0 | 0 | 0 | 0 | 0
PseudoUnit | 0 | 0 | 0 | 0 | 0 | 0
FixedInterchange | 0 | 0 | 0 | 0 | 0 | 0
Levelized Retrofit Capital Costs by Reporting Type: SOCO
ReportingType | 2015 | 2020 | 2025 | 2030 | 2035 | 2040
BM | 0 | 0 | 0 | 0 | 0 | 0
CC | 0 | 0 | 0 | 0 | 0 | 0
CSP | 0 | 0 | 0 | 0 | 0 | 0
CT | 0 | 0 | 0 | 0 | 0 | 0
Coal | 400.34 | 570.21 | 169.86 | 0 | 0 | 0
Geo | 0 | 0 | 0 | 0 | 0 | 0
H | 0 | 0 | 0 | 0 | 0 | 0
LFG | 0 | 0 | 0 | 0 | 0 | 0
Nuc | 0 | 0 | 0 | 0 | 0 | 0
PS | 0 | 0 | 0 | 0 | 0 | 0
PV | 0 | 0 | 0 | 0 | 0 | 0
PeakG | 0 | 0 | 0 | 0 | 0 | 0
PeakO | 0 | 0 | 0 | 0 | 0 | 0
ST | 0 | 0 | 0 | 0 | 0 | 0
STOG | 0 | 0 | 0 | 0 | 0 | 0
STWD | 0 | 0 | 0 | 0 | 0 | 0
WT | 0 | 0 | 0 | 0 | 0 | 0
IGCC | 0 | 0 | 0 | 0 | 0 | 0
DemandResponse | 0 | 0 | 0 | 0 | 0 | 0
IGCC-CCS | 0 | 0 | 0 | 0 | 0 | 0
WT_off | 0 | 0 | 0 | 0 | 0 | 0
PseudoUnit | 0 | 0 | 0 | 0 | 0 | 0
FixedInterchange | 0 | 0 | 0 | 0 | 0 | 0
Levelized Retrofit Capital Costs by Reporting Type: SPP_N
ReportingType | 2015 | 2020 | 2025 | 2030 | 2035 | 2040
BM | 0 | 0 | 0 | 0 | 0 | 0
CC | 0 | 0 | 0 | 0 | 0 | 0
CSP | 0 | 0 | 0 | 0 | 0 | 0
CT | 0 | 0 | 0 | 0 | 0 | 0
Coal | 0 | 100.56 | 100.56 | 0 | 0 | 0
Geo | 0 | 0 | 0 | 0 | 0 | 0
H | 0 | 0 | 0 | 0 | 0 | 0
LFG | 0 | 0 | 0 | 0 | 0 | 0
Nuc | 0 | 0 | 0 | 0 | 0 | 0
PS | 0 | 0 | 0 | 0 | 0 | 0
PV | 0 | 0 | 0 | 0 | 0 | 0
PeakG | 0 | 0 | 0 | 0 | 0 | 0
PeakO | 0 | 0 | 0 | 0 | 0 | 0
ST | 0 | 0 | 0 | 0 | 0 | 0
STOG | 0 | 0 | 0 | 0 | 0 | 0
STWD | 0 | 0 | 0 | 0 | 0 | 0
WT | 0 | 0 | 0 | 0 | 0 | 0
IGCC | 0 | 0 | 0 | 0 | 0 | 0
DemandResponse | 0 | 0 | 0 | 0 | 0 | 0
IGCC-CCS | 0 | 0 | 0 | 0 | 0 | 0
WT_off | 0 | 0 | 0 | 0 | 0 | 0
PseudoUnit | 0 | 0 | 0 | 0 | 0 | 0
FixedInterchange | 0 | 0 | 0 | 0 | 0 | 0
Levelized Retrofit Capital Costs by Reporting Type: SPP_S
ReportingType | 2015 | 2020 | 2025 | 2030 | 2035 | 2040
BM | 0 | 0 | 0 | 0 | 0 | 0
CC | 0 | 0 | 0 | 0 | 0 | 0
CSP | 0 | 0 | 0 | 0 | 0 | 0
CT | 0 | 0 | 0 | 0 | 0 | 0
Coal | 0 | 180.55 | 180.55 | 0 | 0 | 0
Geo | 0 | 0 | 0 | 0 | 0 | 0
H | 0 | 0 | 0 | 0 | 0 | 0
LFG | 0 | 0 | 0 | 0 | 0 | 0
Nuc | 0 | 0 | 0 | 0 | 0 | 0
PS | 0 | 0 | 0 | 0 | 0 | 0
PV | 0 | 0 | 0 | 0 | 0 | 0
PeakG | 0 | 0 | 0 | 0 | 0 | 0
PeakO | 0 | 0 | 0 | 0 | 0 | 0
ST | 0 | 0 | 0 | 0 | 0 | 0
STOG | 0 | 0 | 0 | 0 | 0 | 0
STWD | 0 | 0 | 0 | 0 | 0 | 0
WT | 0 | 0 | 0 | 0 | 0 | 0
IGCC | 0 | 0 | 0 | 0 | 0 | 0
DemandResponse | 0 | 0 | 0 | 0 | 0 | 0
IGCC-CCS | 0 | 0 | 0 | 0 | 0 | 0
WT_off | 0 | 0 | 0 | 0 | 0 | 0
PseudoUnit | 0 | 0 | 0 | 0 | 0 | 0
FixedInterchange | 0 | 0 | 0 | 0 | 0 | 0
Levelized Retrofit Capital Costs by Reporting Type: TVA
ReportingType | 2015 | 2020 | 2025 | 2030 | 2035 | 2040
BM | 0 | 0 | 0 | 0 | 0 | 0
CC | 0 | 0 | 0 | 0 | 0 | 0
CSP | 0 | 0 | 0 | 0 | 0 | 0
CT | 0 | 0 | 0 | 0 | 0 | 0
Coal | 0 | 243.11 | 243.11 | 0 | 0 | 0
Geo | 0 | 0 | 0 | 0 | 0 | 0
H | 0 | 0 | 0 | 0 | 0 | 0
LFG | 0 | 0 | 0 | 0 | 0 | 0
Nuc | 0 | 0 | 0 | 0 | 0 | 0
PS | 0 | 0 | 0 | 0 | 0 | 0
PV | 0 | 0 | 0 | 0 | 0 | 0
PeakG | 0 | 0 | 0 | 0 | 0 | 0
PeakO | 0 | 0 | 0 | 0 | 0 | 0
ST | 0 | 0 | 0 | 0 | 0 | 0
STOG | 0 | 0 | 0 | 0 | 0 | 0
STWD | 0 | 0 | 0 | 0 | 0 | 0
WT | 0 | 0 | 0 | 0 | 0 | 0
IGCC | 0 | 0 | 0 | 0 | 0 | 0
DemandResponse | 0 | 0 | 0 | 0 | 0 | 0
IGCC-CCS | 0 | 0 | 0 | 0 | 0 | 0
WT_off | 0 | 0 | 0 | 0 | 0 | 0
PseudoUnit | 0 | 0 | 0 | 0 | 0 | 0
FixedInterchange | 0 | 0 | 0 | 0 | 0 | 0
Levelized Retrofit Capital Costs by Reporting Type: TVA_Transmission
ReportingType | 2015 | 2020 | 2025 | 2030 | 2035 | 2040
BM | 0 | 0 | 0 | 0 | 0 | 0
CC | 0 | 0 | 0 | 0 | 0 | 0
CSP | 0 | 0 | 0 | 0 | 0 | 0
CT | 0 | 0 | 0 | 0 | 0 | 0
Coal | 0 | 0 | 0 | 0 | 0 | 0
Geo | 0 | 0 | 0 | 0 | 0 | 0
H | 0 | 0 | 0 | 0 | 0 | 0
LFG | 0 | 0 | 0 | 0 | 0 | 0
Nuc | 0 | 0 | 0 | 0 | 0 | 0
PS | 0 | 0 | 0 | 0 | 0 | 0
PV | 0 | 0 | 0 | 0 | 0 | 0
PeakG | 0 | 0 | 0 | 0 | 0 | 0
PeakO | 0 | 0 | 0 | 0 | 0 | 0
ST | 0 | 0 | 0 | 0 | 0 | 0
STOG | 0 | 0 | 0 | 0 | 0 | 0
STWD | 0 | 0 | 0 | 0 | 0 | 0
WT | 0 | 0 | 0 | 0 | 0 | 0
IGCC | 0 | 0 | 0 | 0 | 0 | 0
DemandResponse | 0 | 0 | 0 | 0 | 0 | 0
IGCC-CCS | 0 | 0 | 0 | 0 | 0 | 0
WT_off | 0 | 0 | 0 | 0 | 0 | 0
PseudoUnit | 0 | 0 | 0 | 0 | 0 | 0
FixedInterchange | 0 | 0 | 0 | 0 | 0 | 0
Levelized Retrofit Capital Costs by Reporting Type: VACAR
ReportingType | 2015 | 2020 | 2025 | 2030 | 2035 | 2040
BM | 0 | 0 | 0 | 0 | 0 | 0
CC | 0 | 0 | 0 | 0 | 0 | 0
CSP | 0 | 0 | 0 | 0 | 0 | 0
CT | 0 | 0 | 0 | 0 | 0 | 0
Coal | 0 | 156.76 | 156.76 | 0 | 0 | 0
Geo | 0 | 0 | 0 | 0 | 0 | 0
H | 0 | 0 | 0 | 0 | 0 | 0
LFG | 0 | 0 | 0 | 0 | 0 | 0
Nuc | 0 | 0 | 0 | 0 | 0 | 0
PS | 0 | 0 | 0 | 0 | 0 | 0
PV | 0 | 0 | 0 | 0 | 0 | 0
PeakG | 0 | 0 | 0 | 0 | 0 | 0
PeakO | 0 | 0 | 0 | 0 | 0 | 0
ST | 0 | 0 | 0 | 0 | 0 | 0
STOG | 0 | 0 | 0 | 0 | 0 | 0
STWD | 0 | 0 | 0 | 0 | 0 | 0
WT | 0 | 0 | 0 | 0 | 0 | 0
IGCC | 0 | 0 | 0 | 0 | 0 | 0
DemandResponse | 0 | 0 | 0 | 0 | 0 | 0
IGCC-CCS | 0 | 0 | 0 | 0 | 0 | 0
WT_off | 0 | 0 | 0 | 0 | 0 | 0
PseudoUnit | 0 | 0 | 0 | 0 | 0 | 0
FixedInterchange | 0 | 0 | 0 | 0 | 0 | 0
Levelized Retrofit Capital Costs by Reporting Type: IESO
ReportingType | 2015 | 2020 | 2025 | 2030 | 2035 | 2040
BM | 0 | 0 | 0 | 0 | 0 | 0
CC | 0 | 0 | 0 | 0 | 0 | 0
CSP | 0 | 0 | 0 | 0 | 0 | 0
CT | 0 | 0 | 0 | 0 | 0 | 0
Coal | 0 | 0 | 0 | 0 | 0 | 0
Geo | 0 | 0 | 0 | 0 | 0 | 0
H | 0 | 0 | 0 | 0 | 0 | 0
LFG | 0 | 0 | 0 | 0 | 0 | 0
Nuc | 0 | 0 | 0 | 0 | 0 | 0
PS | 0 | 0 | 0 | 0 | 0 | 0
PV | 0 | 0 | 0 | 0 | 0 | 0
PeakG | 0 | 0 | 0 | 0 | 0 | 0
PeakO | 0 | 0 | 0 | 0 | 0 | 0
ST | 0 | 0 | 0 | 0 | 0 | 0
STOG | 0 | 0 | 0 | 0 | 0 | 0
STWD | 0 | 0 | 0 | 0 | 0 | 0
WT | 0 | 0 | 0 | 0 | 0 | 0
IGCC | 0 | 0 | 0 | 0 | 0 | 0
DemandResponse | 0 | 0 | 0 | 0 | 0 | 0
IGCC-CCS | 0 | 0 | 0 | 0 | 0 | 0
WT_off | 0 | 0 | 0 | 0 | 0 | 0
PseudoUnit | 0 | 0 | 0 | 0 | 0 | 0
FixedInterchange | 0 | 0 | 0 | 0 | 0 | 0
Levelized Retrofit Capital Costs by Reporting Type: MAPP_CA
ReportingType | 2015 | 2020 | 2025 | 2030 | 2035 | 2040
BM | 0 | 0 | 0 | 0 | 0 | 0
CC | 0 | 0 | 0 | 0 | 0 | 0
CSP | 0 | 0 | 0 | 0 | 0 | 0
CT | 0 | 0 | 0 | 0 | 0 | 0
Coal | 0 | 0 | 0 | 0 | 0 | 0
Geo | 0 | 0 | 0 | 0 | 0 | 0
H | 0 | 0 | 0 | 0 | 0 | 0
LFG | 0 | 0 | 0 | 0 | 0 | 0
Nuc | 0 | 0 | 0 | 0 | 0 | 0
PS | 0 | 0 | 0 | 0 | 0 | 0
PV | 0 | 0 | 0 | 0 | 0 | 0
PeakG | 0 | 0 | 0 | 0 | 0 | 0
PeakO | 0 | 0 | 0 | 0 | 0 | 0
ST | 0 | 0 | 0 | 0 | 0 | 0
STOG | 0 | 0 | 0 | 0 | 0 | 0
STWD | 0 | 0 | 0 | 0 | 0 | 0
WT | 0 | 0 | 0 | 0 | 0 | 0
IGCC | 0 | 0 | 0 | 0 | 0 | 0
DemandResponse | 0 | 0 | 0 | 0 | 0 | 0
IGCC-CCS | 0 | 0 | 0 | 0 | 0 | 0
WT_off | 0 | 0 | 0 | 0 | 0 | 0
PseudoUnit | 0 | 0 | 0 | 0 | 0 | 0
FixedInterchange | 0 | 0 | 0 | 0 | 0 | 0
Levelized Retrofit Capital Costs by Reporting Type: AZ_NM_SNV_Coal
ReportingType | 2015 | 2020 | 2025 | 2030 | 2035 | 2040
BM | 0 | 0 | 0 | 0 | 0 | 0
CC | 0 | 0 | 0 | 0 | 0 | 0
CSP | 0 | 0 | 0 | 0 | 0 | 0
CT | 0 | 0 | 0 | 0 | 0 | 0
Coal | 49.67 | 122 | 89.07 | 0 | 0 | 0
Geo | 0 | 0 | 0 | 0 | 0 | 0
H | 0 | 0 | 0 | 0 | 0 | 0
LFG | 0 | 0 | 0 | 0 | 0 | 0
Nuc | 0 | 0 | 0 | 0 | 0 | 0
PS | 0 | 0 | 0 | 0 | 0 | 0
PV | 0 | 0 | 0 | 0 | 0 | 0
PeakG | 0 | 0 | 0 | 0 | 0 | 0
PeakO | 0 | 0 | 0 | 0 | 0 | 0
ST | 0 | 0 | 0 | 0 | 0 | 0
STOG | 0 | 0 | 0 | 0 | 0 | 0
STWD | 0 | 0 | 0 | 0 | 0 | 0
WT | 0 | 0 | 0 | 0 | 0 | 0
IGCC | 0 | 0 | 0 | 0 | 0 | 0
DemandResponse | 0 | 0 | 0 | 0 | 0 | 0
IGCC-CCS | 0 | 0 | 0 | 0 | 0 | 0
WT_off | 0 | 0 | 0 | 0 | 0 | 0
PseudoUnit | 0 | 0 | 0 | 0 | 0 | 0
FixedInterchange | 0 | 0 | 0 | 0 | 0 | 0
Levelized Retrofit Capital Costs by Reporting Type: AZ_NM_SNV_Gas
ReportingType | 2015 | 2020 | 2025 | 2030 | 2035 | 2040
BM | 0 | 0 | 0 | 0 | 0 | 0
CC | 0 | 0 | 0 | 0 | 0 | 0
CSP | 0 | 0 | 0 | 0 | 0 | 0
CT | 0 | 0 | 0 | 0 | 0 | 0
Coal | 0 | 0 | 0 | 0 | 0 | 0
Geo | 0 | 0 | 0 | 0 | 0 | 0
H | 0 | 0 | 0 | 0 | 0 | 0
LFG | 0 | 0 | 0 | 0 | 0 | 0
Nuc | 0 | 0 | 0 | 0 | 0 | 0
PS | 0 | 0 | 0 | 0 | 0 | 0
PV | 0 | 0 | 0 | 0 | 0 | 0
PeakG | 0 | 0 | 0 | 0 | 0 | 0
PeakO | 0 | 0 | 0 | 0 | 0 | 0
ST | 0 | 0 | 0 | 0 | 0 | 0
STOG | 0 | 0 | 0 | 0 | 0 | 0
STWD | 0 | 0 | 0 | 0 | 0 | 0
WT | 0 | 0 | 0 | 0 | 0 | 0
IGCC | 0 | 0 | 0 | 0 | 0 | 0
DemandResponse | 0 | 0 | 0 | 0 | 0 | 0
IGCC-CCS | 0 | 0 | 0 | 0 | 0 | 0
WT_off | 0 | 0 | 0 | 0 | 0 | 0
PseudoUnit | 0 | 0 | 0 | 0 | 0 | 0
FixedInterchange | 0 | 0 | 0 | 0 | 0 | 0
Levelized Retrofit Capital Costs by Reporting Type: AZ_NM_SNV_NucRenew
ReportingType | 2015 | 2020 | 2025 | 2030 | 2035 | 2040
BM | 0 | 0 | 0 | 0 | 0 | 0
CC | 0 | 0 | 0 | 0 | 0 | 0
CSP | 0 | 0 | 0 | 0 | 0 | 0
CT | 0 | 0 | 0 | 0 | 0 | 0
Coal | 0 | 0 | 0 | 0 | 0 | 0
Geo | 0 | 0 | 0 | 0 | 0 | 0
H | 0 | 0 | 0 | 0 | 0 | 0
LFG | 0 | 0 | 0 | 0 | 0 | 0
Nuc | 0 | 0 | 0 | 0 | 0 | 0
PS | 0 | 0 | 0 | 0 | 0 | 0
PV | 0 | 0 | 0 | 0 | 0 | 0
PeakG | 0 | 0 | 0 | 0 | 0 | 0
PeakO | 0 | 0 | 0 | 0 | 0 | 0
ST | 0 | 0 | 0 | 0 | 0 | 0
STOG | 0 | 0 | 0 | 0 | 0 | 0
STWD | 0 | 0 | 0 | 0 | 0 | 0
WT | 0 | 0 | 0 | 0 | 0 | 0
IGCC | 0 | 0 | 0 | 0 | 0 | 0
DemandResponse | 0 | 0 | 0 | 0 | 0 | 0
IGCC-CCS | 0 | 0 | 0 | 0 | 0 | 0
WT_off | 0 | 0 | 0 | 0 | 0 | 0
PseudoUnit | 0 | 0 | 0 | 0 | 0 | 0
FixedInterchange | 0 | 0 | 0 | 0 | 0 | 0
Levelized Retrofit Capital Costs by Reporting Type: ERCOT
ReportingType | 2015 | 2020 | 2025 | 2030 | 2035 | 2040
BM | 0 | 0 | 0 | 0 | 0 | 0
CC | 0 | 0 | 0 | 0 | 0 | 0
CSP | 0 | 0 | 0 | 0 | 0 | 0
CT | 0 | 0 | 0 | 0 | 0 | 0
Coal | 82.51 | 271.76 | 271.76 | 0 | 0 | 0
Geo | 0 | 0 | 0 | 0 | 0 | 0
H | 0 | 0 | 0 | 0 | 0 | 0
LFG | 0 | 0 | 0 | 0 | 0 | 0
Nuc | 0 | 0 | 0 | 0 | 0 | 0
PS | 0 | 0 | 0 | 0 | 0 | 0
PV | 0 | 0 | 0 | 0 | 0 | 0
PeakG | 0 | 0 | 0 | 0 | 0 | 0
PeakO | 0 | 0 | 0 | 0 | 0 | 0
ST | 0 | 0 | 0 | 0 | 0 | 0
STOG | 0 | 0 | 0 | 0 | 0 | 0
STWD | 0 | 0 | 0 | 0 | 0 | 0
WT | 0 | 0 | 0 | 0 | 0 | 0
IGCC | 0 | 0 | 0 | 0 | 0 | 0
DemandResponse | 0 | 0 | 0 | 0 | 0 | 0
IGCC-CCS | 0 | 0 | 0 | 0 | 0 | 0
WT_off | 0 | 0 | 0 | 0 | 0 | 0
PseudoUnit | 0 | 0 | 0 | 0 | 0 | 0
FixedInterchange | 0 | 0 | 0 | 0 | 0 | 0
Levelized Retrofit Capital Costs by Reporting Type: NP15
ReportingType | 2015 | 2020 | 2025 | 2030 | 2035 | 2040
BM | 0 | 0 | 0 | 0 | 0 | 0
CC | 0 | 0 | 0 | 0 | 0 | 0
CSP | 0 | 0 | 0 | 0 | 0 | 0
CT | 0 | 0 | 0 | 0 | 0 | 0
Coal | 0 | 0 | 0 | 0 | 0 | 0
Geo | 0 | 0 | 0 | 0 | 0 | 0
H | 0 | 0 | 0 | 0 | 0 | 0
LFG | 0 | 0 | 0 | 0 | 0 | 0
Nuc | 0 | 0 | 0 | 0 | 0 | 0
PS | 0 | 0 | 0 | 0 | 0 | 0
PV | 0 | 0 | 0 | 0 | 0 | 0
PeakG | 0 | 0 | 0 | 0 | 0 | 0
PeakO | 0 | 0 | 0 | 0 | 0 | 0
ST | 0 | 0 | 0 | 0 | 0 | 0
STOG | 0 | 0 | 0 | 0 | 0 | 0
STWD | 0 | 0 | 0 | 0 | 0 | 0
WT | 0 | 0 | 0 | 0 | 0 | 0
IGCC | 0 | 0 | 0 | 0 | 0 | 0
DemandResponse | 0 | 0 | 0 | 0 | 0 | 0
IGCC-CCS | 0 | 0 | 0 | 0 | 0 | 0
WT_off | 0 | 0 | 0 | 0 | 0 | 0
PseudoUnit | 0 | 0 | 0 | 0 | 0 | 0
FixedInterchange | 0 | 0 | 0 | 0 | 0 | 0
Levelized Retrofit Capital Costs by Reporting Type: NWPP_Coal
ReportingType | 2015 | 2020 | 2025 | 2030 | 2035 | 2040
BM | 0 | 0 | 0 | 0 | 0 | 0
CC | 0 | 0 | 0 | 0 | 0 | 0
CSP | 0 | 0 | 0 | 0 | 0 | 0
CT | 0 | 0 | 0 | 0 | 0 | 0
Coal | 0 | 173.87 | 173.87 | 0 | 0 | 0
Geo | 0 | 0 | 0 | 0 | 0 | 0
H | 0 | 0 | 0 | 0 | 0 | 0
LFG | 0 | 0 | 0 | 0 | 0 | 0
Nuc | 0 | 0 | 0 | 0 | 0 | 0
PS | 0 | 0 | 0 | 0 | 0 | 0
PV | 0 | 0 | 0 | 0 | 0 | 0
PeakG | 0 | 0 | 0 | 0 | 0 | 0
PeakO | 0 | 0 | 0 | 0 | 0 | 0
ST | 0 | 0 | 0 | 0 | 0 | 0
STOG | 0 | 0 | 0 | 0 | 0 | 0
STWD | 0 | 0 | 0 | 0 | 0 | 0
WT | 0 | 0 | 0 | 0 | 0 | 0
IGCC | 0 | 0 | 0 | 0 | 0 | 0
DemandResponse | 0 | 0 | 0 | 0 | 0 | 0
IGCC-CCS | 0 | 0 | 0 | 0 | 0 | 0
WT_off | 0 | 0 | 0 | 0 | 0 | 0
PseudoUnit | 0 | 0 | 0 | 0 | 0 | 0
FixedInterchange | 0 | 0 | 0 | 0 | 0 | 0
Levelized Retrofit Capital Costs by Reporting Type: NWPP_Gas
ReportingType | 2015 | 2020 | 2025 | 2030 | 2035 | 2040
BM | 0 | 0 | 0 | 0 | 0 | 0
CC | 0 | 0 | 0 | 0 | 0 | 0
CSP | 0 | 0 | 0 | 0 | 0 | 0
CT | 0 | 0 | 0 | 0 | 0 | 0
Coal | 0 | 0 | 0 | 0 | 0 | 0
Geo | 0 | 0 | 0 | 0 | 0 | 0
H | 0 | 0 | 0 | 0 | 0 | 0
LFG | 0 | 0 | 0 | 0 | 0 | 0
Nuc | 0 | 0 | 0 | 0 | 0 | 0
PS | 0 | 0 | 0 | 0 | 0 | 0
PV | 0 | 0 | 0 | 0 | 0 | 0
PeakG | 0 | 0 | 0 | 0 | 0 | 0
PeakO | 0 | 0 | 0 | 0 | 0 | 0
ST | 0 | 0 | 0 | 0 | 0 | 0
STOG | 0 | 0 | 0 | 0 | 0 | 0
STWD | 0 | 0 | 0 | 0 | 0 | 0
WT | 0 | 0 | 0 | 0 | 0 | 0
IGCC | 0 | 0 | 0 | 0 | 0 | 0
DemandResponse | 0 | 0 | 0 | 0 | 0 | 0
IGCC-CCS | 0 | 0 | 0 | 0 | 0 | 0
WT_off | 0 | 0 | 0 | 0 | 0 | 0
PseudoUnit | 0 | 0 | 0 | 0 | 0 | 0
FixedInterchange | 0 | 0 | 0 | 0 | 0 | 0
Levelized Retrofit Capital Costs by Reporting Type: NWPP_NucRenew
ReportingType | 2015 | 2020 | 2025 | 2030 | 2035 | 2040
BM | 0 | 0 | 0 | 0 | 0 | 0
CC | 0 | 0 | 0 | 0 | 0 | 0
CSP | 0 | 0 | 0 | 0 | 0 | 0
CT | 0 | 0 | 0 | 0 | 0 | 0
Coal | 0 | 0 | 0 | 0 | 0 | 0
Geo | 0 | 0 | 0 | 0 | 0 | 0
H | 0 | 0 | 0 | 0 | 0 | 0
LFG | 0 | 0 | 0 | 0 | 0 | 0
Nuc | 0 | 0 | 0 | 0 | 0 | 0
PS | 0 | 0 | 0 | 0 | 0 | 0
PV | 0 | 0 | 0 | 0 | 0 | 0
PeakG | 0 | 0 | 0 | 0 | 0 | 0
PeakO | 0 | 0 | 0 | 0 | 0 | 0
ST | 0 | 0 | 0 | 0 | 0 | 0
STOG | 0 | 0 | 0 | 0 | 0 | 0
STWD | 0 | 0 | 0 | 0 | 0 | 0
WT | 0 | 0 | 0 | 0 | 0 | 0
IGCC | 0 | 0 | 0 | 0 | 0 | 0
DemandResponse | 0 | 0 | 0 | 0 | 0 | 0
IGCC-CCS | 0 | 0 | 0 | 0 | 0 | 0
WT_off | 0 | 0 | 0 | 0 | 0 | 0
PseudoUnit | 0 | 0 | 0 | 0 | 0 | 0
FixedInterchange | 0 | 0 | 0 | 0 | 0 | 0
Levelized Retrofit Capital Costs by Reporting Type: RMPA
ReportingType | 2015 | 2020 | 2025 | 2030 | 2035 | 2040
BM | 0 | 0 | 0 | 0 | 0 | 0
CC | 0 | 0 | 0 | 0 | 0 | 0
CSP | 0 | 0 | 0 | 0 | 0 | 0
CT | 0 | 0 | 0 | 0 | 0 | 0
Coal | 29.1 | 91.53 | 91.53 | 0 | 0 | 0
Geo | 0 | 0 | 0 | 0 | 0 | 0
H | 0 | 0 | 0 | 0 | 0 | 0
LFG | 0 | 0 | 0 | 0 | 0 | 0
Nuc | 0 | 0 | 0 | 0 | 0 | 0
PS | 0 | 0 | 0 | 0 | 0 | 0
PV | 0 | 0 | 0 | 0 | 0 | 0
PeakG | 0 | 0 | 0 | 0 | 0 | 0
PeakO | 0 | 0 | 0 | 0 | 0 | 0
ST | 0 | 0 | 0 | 0 | 0 | 0
STOG | 0 | 0 | 0 | 0 | 0 | 0
STWD | 0 | 0 | 0 | 0 | 0 | 0
WT | 0 | 0 | 0 | 0 | 0 | 0
IGCC | 0 | 0 | 0 | 0 | 0 | 0
DemandResponse | 0 | 0 | 0 | 0 | 0 | 0
IGCC-CCS | 0 | 0 | 0 | 0 | 0 | 0
WT_off | 0 | 0 | 0 | 0 | 0 | 0
PseudoUnit | 0 | 0 | 0 | 0 | 0 | 0
FixedInterchange | 0 | 0 | 0 | 0 | 0 | 0
Levelized Retrofit Capital Costs by Reporting Type: SP15
ReportingType | 2015 | 2020 | 2025 | 2030 | 2035 | 2040
BM | 0 | 0 | 0 | 0 | 0 | 0
CC | 0 | 0 | 0 | 0 | 0 | 0
CSP | 0 | 0 | 0 | 0 | 0 | 0
CT | 0 | 0 | 0 | 0 | 0 | 0
Coal | 0 | 2.92 | 2.92 | 0 | 0 | 0
Geo | 0 | 0 | 0 | 0 | 0 | 0
H | 0 | 0 | 0 | 0 | 0 | 0
LFG | 0 | 0 | 0 | 0 | 0 | 0
Nuc | 0 | 0 | 0 | 0 | 0 | 0
PS | 0 | 0 | 0 | 0 | 0 | 0
PV | 0 | 0 | 0 | 0 | 0 | 0
PeakG | 0 | 0 | 0 | 0 | 0 | 0
PeakO | 0 | 0 | 0 | 0 | 0 | 0
ST | 0 | 0 | 0 | 0 | 0 | 0
STOG | 0 | 0 | 0 | 0 | 0 | 0
STWD | 0 | 0 | 0 | 0 | 0 | 0
WT | 0 | 0 | 0 | 0 | 0 | 0
IGCC | 0 | 0 | 0 | 0 | 0 | 0
DemandResponse | 0 | 0 | 0 | 0 | 0 | 0
IGCC-CCS | 0 | 0 | 0 | 0 | 0 | 0
WT_off | 0 | 0 | 0 | 0 | 0 | 0
PseudoUnit | 0 | 0 | 0 | 0 | 0 | 0
FixedInterchange | 0 | 0 | 0 | 0 | 0 | 0
Levelized Retrofit Capital Costs by Reporting Type: ALB
ReportingType | 2015 | 2020 | 2025 | 2030 | 2035 | 2040
BM | 0 | 0 | 0 | 0 | 0 | 0
CC | 0 | 0 | 0 | 0 | 0 | 0
CSP | 0 | 0 | 0 | 0 | 0 | 0
CT | 0 | 0 | 0 | 0 | 0 | 0
Coal | 0 | 0 | 0 | 0 | 0 | 0
Geo | 0 | 0 | 0 | 0 | 0 | 0
H | 0 | 0 | 0 | 0 | 0 | 0
LFG | 0 | 0 | 0 | 0 | 0 | 0
Nuc | 0 | 0 | 0 | 0 | 0 | 0
PS | 0 | 0 | 0 | 0 | 0 | 0
PV | 0 | 0 | 0 | 0 | 0 | 0
PeakG | 0 | 0 | 0 | 0 | 0 | 0
PeakO | 0 | 0 | 0 | 0 | 0 | 0
ST | 0 | 0 | 0 | 0 | 0 | 0
STOG | 0 | 0 | 0 | 0 | 0 | 0
STWD | 0 | 0 | 0 | 0 | 0 | 0
WT | 0 | 0 | 0 | 0 | 0 | 0
IGCC | 0 | 0 | 0 | 0 | 0 | 0
DemandResponse | 0 | 0 | 0 | 0 | 0 | 0
IGCC-CCS | 0 | 0 | 0 | 0 | 0 | 0
WT_off | 0 | 0 | 0 | 0 | 0 | 0
PseudoUnit | 0 | 0 | 0 | 0 | 0 | 0
FixedInterchange | 0 | 0 | 0 | 0 | 0 | 0
Levelized Retrofit Capital Costs by Reporting Type: BC
ReportingType | 2015 | 2020 | 2025 | 2030 | 2035 | 2040
BM | 0 | 0 | 0 | 0 | 0 | 0
CC | 0 | 0 | 0 | 0 | 0 | 0
CSP | 0 | 0 | 0 | 0 | 0 | 0
CT | 0 | 0 | 0 | 0 | 0 | 0
Coal | 0 | 0 | 0 | 0 | 0 | 0
Geo | 0 | 0 | 0 | 0 | 0 | 0
H | 0 | 0 | 0 | 0 | 0 | 0
LFG | 0 | 0 | 0 | 0 | 0 | 0
Nuc | 0 | 0 | 0 | 0 | 0 | 0
PS | 0 | 0 | 0 | 0 | 0 | 0
PV | 0 | 0 | 0 | 0 | 0 | 0
PeakG | 0 | 0 | 0 | 0 | 0 | 0
PeakO | 0 | 0 | 0 | 0 | 0 | 0
ST | 0 | 0 | 0 | 0 | 0 | 0
STOG | 0 | 0 | 0 | 0 | 0 | 0
STWD | 0 | 0 | 0 | 0 | 0 | 0
WT | 0 | 0 | 0 | 0 | 0 | 0
IGCC | 0 | 0 | 0 | 0 | 0 | 0
DemandResponse | 0 | 0 | 0 | 0 | 0 | 0
IGCC-CCS | 0 | 0 | 0 | 0 | 0 | 0
WT_off | 0 | 0 | 0 | 0 | 0 | 0
PseudoUnit | 0 | 0 | 0 | 0 | 0 | 0
FixedInterchange | 0 | 0 | 0 | 0 | 0 | 0
Levelized Retrofit Capital Costs by Reporting Type: HQ_IESO
ReportingType | 2015 | 2020 | 2025 | 2030 | 2035 | 2040
BM | 0 | 0 | 0 | 0 | 0 | 0
CC | 0 | 0 | 0 | 0 | 0 | 0
CSP | 0 | 0 | 0 | 0 | 0 | 0
CT | 0 | 0 | 0 | 0 | 0 | 0
Coal | 0 | 0 | 0 | 0 | 0 | 0
Geo | 0 | 0 | 0 | 0 | 0 | 0
H | 0 | 0 | 0 | 0 | 0 | 0
LFG | 0 | 0 | 0 | 0 | 0 | 0
Nuc | 0 | 0 | 0 | 0 | 0 | 0
PS | 0 | 0 | 0 | 0 | 0 | 0
PV | 0 | 0 | 0 | 0 | 0 | 0
PeakG | 0 | 0 | 0 | 0 | 0 | 0
PeakO | 0 | 0 | 0 | 0 | 0 | 0
ST | 0 | 0 | 0 | 0 | 0 | 0
STOG | 0 | 0 | 0 | 0 | 0 | 0
STWD | 0 | 0 | 0 | 0 | 0 | 0
WT | 0 | 0 | 0 | 0 | 0 | 0
IGCC | 0 | 0 | 0 | 0 | 0 | 0
DemandResponse | 0 | 0 | 0 | 0 | 0 | 0
IGCC-CCS | 0 | 0 | 0 | 0 | 0 | 0
WT_off | 0 | 0 | 0 | 0 | 0 | 0
PseudoUnit | 0 | 0 | 0 | 0 | 0 | 0
FixedInterchange | 0 | 0 | 0 | 0 | 0 | 0
Levelized Retrofit Capital Costs by Reporting Type: HQ_NEISO
ReportingType | 2015 | 2020 | 2025 | 2030 | 2035 | 2040
BM | 0 | 0 | 0 | 0 | 0 | 0
CC | 0 | 0 | 0 | 0 | 0 | 0
CSP | 0 | 0 | 0 | 0 | 0 | 0
CT | 0 | 0 | 0 | 0 | 0 | 0
Coal | 0 | 0 | 0 | 0 | 0 | 0
Geo | 0 | 0 | 0 | 0 | 0 | 0
H | 0 | 0 | 0 | 0 | 0 | 0
LFG | 0 | 0 | 0 | 0 | 0 | 0
Nuc | 0 | 0 | 0 | 0 | 0 | 0
PS | 0 | 0 | 0 | 0 | 0 | 0
PV | 0 | 0 | 0 | 0 | 0 | 0
PeakG | 0 | 0 | 0 | 0 | 0 | 0
PeakO | 0 | 0 | 0 | 0 | 0 | 0
ST | 0 | 0 | 0 | 0 | 0 | 0
STOG | 0 | 0 | 0 | 0 | 0 | 0
STWD | 0 | 0 | 0 | 0 | 0 | 0
WT | 0 | 0 | 0 | 0 | 0 | 0
IGCC | 0 | 0 | 0 | 0 | 0 | 0
DemandResponse | 0 | 0 | 0 | 0 | 0 | 0
IGCC-CCS | 0 | 0 | 0 | 0 | 0 | 0
WT_off | 0 | 0 | 0 | 0 | 0 | 0
PseudoUnit | 0 | 0 | 0 | 0 | 0 | 0
FixedInterchange | 0 | 0 | 0 | 0 | 0 | 0
Levelized Retrofit Capital Costs by Reporting Type: HQ_NY
ReportingType | 2015 | 2020 | 2025 | 2030 | 2035 | 2040
BM | 0 | 0 | 0 | 0 | 0 | 0
CC | 0 | 0 | 0 | 0 | 0 | 0
CSP | 0 | 0 | 0 | 0 | 0 | 0
CT | 0 | 0 | 0 | 0 | 0 | 0
Coal | 0 | 0 | 0 | 0 | 0 | 0
Geo | 0 | 0 | 0 | 0 | 0 | 0
H | 0 | 0 | 0 | 0 | 0 | 0
LFG | 0 | 0 | 0 | 0 | 0 | 0
Nuc | 0 | 0 | 0 | 0 | 0 | 0
PS | 0 | 0 | 0 | 0 | 0 | 0
PV | 0 | 0 | 0 | 0 | 0 | 0
PeakG | 0 | 0 | 0 | 0 | 0 | 0
PeakO | 0 | 0 | 0 | 0 | 0 | 0
ST | 0 | 0 | 0 | 0 | 0 | 0
STOG | 0 | 0 | 0 | 0 | 0 | 0
STWD | 0 | 0 | 0 | 0 | 0 | 0
WT | 0 | 0 | 0 | 0 | 0 | 0
IGCC | 0 | 0 | 0 | 0 | 0 | 0
DemandResponse | 0 | 0 | 0 | 0 | 0 | 0
IGCC-CCS | 0 | 0 | 0 | 0 | 0 | 0
WT_off | 0 | 0 | 0 | 0 | 0 | 0
PseudoUnit | 0 | 0 | 0 | 0 | 0 | 0
FixedInterchange | 0 | 0 | 0 | 0 | 0 | 0
Levelized Retrofit Capital Costs by Reporting Type: MARITIMES
ReportingType | 2015 | 2020 | 2025 | 2030 | 2035 | 2040
BM | 0 | 0 | 0 | 0 | 0 | 0
CC | 0 | 0 | 0 | 0 | 0 | 0
CSP | 0 | 0 | 0 | 0 | 0 | 0
CT | 0 | 0 | 0 | 0 | 0 | 0
Coal | 0 | 0 | 0 | 0 | 0 | 0
Geo | 0 | 0 | 0 | 0 | 0 | 0
H | 0 | 0 | 0 | 0 | 0 | 0
LFG | 0 | 0 | 0 | 0 | 0 | 0
Nuc | 0 | 0 | 0 | 0 | 0 | 0
PS | 0 | 0 | 0 | 0 | 0 | 0
PV | 0 | 0 | 0 | 0 | 0 | 0
PeakG | 0 | 0 | 0 | 0 | 0 | 0
PeakO | 0 | 0 | 0 | 0 | 0 | 0
ST | 0 | 0 | 0 | 0 | 0 | 0
STOG | 0 | 0 | 0 | 0 | 0 | 0
STWD | 0 | 0 | 0 | 0 | 0 | 0
WT | 0 | 0 | 0 | 0 | 0 | 0
IGCC | 0 | 0 | 0 | 0 | 0 | 0
DemandResponse | 0 | 0 | 0 | 0 | 0 | 0
IGCC-CCS | 0 | 0 | 0 | 0 | 0 | 0
WT_off | 0 | 0 | 0 | 0 | 0 | 0
PseudoUnit | 0 | 0 | 0 | 0 | 0 | 0
FixedInterchange | 0 | 0 | 0 | 0 | 0 | 0
Levelized Retrofit Capital Costs by Reporting Type: All
ReportingType | 2015 | 2020 | 2025 | 2030 | 2035 | 2040
BM | 0 | 0 | 0 | 0 | 0 | 0
CC | 0 | 0 | 0 | 0 | 0 | 0
CSP | 0 | 0 | 0 | 0 | 0 | 0
CT | 0 | 0 | 0 | 0 | 0 | 0
Coal | 1184.41 | 5178.15 | 4344.48 | 0 | 0 | 0
Geo | 0 | 0 | 0 | 0 | 0 | 0
H | 0 | 0 | 0 | 0 | 0 | 0
LFG | 0 | 0 | 0 | 0 | 0 | 0
Nuc | 0 | 0 | 0 | 0 | 0 | 0
PS | 0 | 0 | 0 | 0 | 0 | 0
PV | 0 | 0 | 0 | 0 | 0 | 0
PeakG | 0 | 0 | 0 | 0 | 0 | 0
PeakO | 0 | 0 | 0 | 0 | 0 | 0
ST | 0 | 0 | 0 | 0 | 0 | 0
STOG | 0 | 0 | 0 | 0 | 0 | 0
STWD | 0 | 0 | 0 | 0 | 0 | 0
WT | 0 | 0 | 0 | 0 | 0 | 0
IGCC | 0 | 0 | 0 | 0 | 0 | 0
DemandResponse | 0 | 0 | 0 | 0 | 0 | 0
IGCC-CCS | 0 | 0 | 0 | 0 | 0 | 0
WT_off | 0 | 0 | 0 | 0 | 0 | 0
PseudoUnit | 0 | 0 | 0 | 0 | 0 | 0
FixedInterchange | 0 | 0 | 0 | 0 | 0 | 0
Levelized Retrofit Capital Costs by Reporting Type: EI_US
ReportingType | 2015 | 2020 | 2025 | 2030 | 2035 | 2040
BM | 0 | 0 | 0 | 0 | 0 | 0
CC | 0 | 0 | 0 | 0 | 0 | 0
CSP | 0 | 0 | 0 | 0 | 0 | 0
CT | 0 | 0 | 0 | 0 | 0 | 0
Coal | 1023.13 | 4516.07 | 3715.32 | 0 | 0 | 0
Geo | 0 | 0 | 0 | 0 | 0 | 0
H | 0 | 0 | 0 | 0 | 0 | 0
LFG | 0 | 0 | 0 | 0 | 0 | 0
Nuc | 0 | 0 | 0 | 0 | 0 | 0
PS | 0 | 0 | 0 | 0 | 0 | 0
PV | 0 | 0 | 0 | 0 | 0 | 0
PeakG | 0 | 0 | 0 | 0 | 0 | 0
PeakO | 0 | 0 | 0 | 0 | 0 | 0
ST | 0 | 0 | 0 | 0 | 0 | 0
STOG | 0 | 0 | 0 | 0 | 0 | 0
STWD | 0 | 0 | 0 | 0 | 0 | 0
WT | 0 | 0 | 0 | 0 | 0 | 0
IGCC | 0 | 0 | 0 | 0 | 0 | 0
DemandResponse | 0 | 0 | 0 | 0 | 0 | 0
IGCC-CCS | 0 | 0 | 0 | 0 | 0 | 0
WT_off | 0 | 0 | 0 | 0 | 0 | 0
PseudoUnit | 0 | 0 | 0 | 0 | 0 | 0
FixedInterchange | 0 | 0 | 0 | 0 | 0 | 0
Levelized Retrofit Capital Costs by Reporting Type: EI_Canada
ReportingType | 2015 | 2020 | 2025 | 2030 | 2035 | 2040
BM | 0 | 0 | 0 | 0 | 0 | 0
CC | 0 | 0 | 0 | 0 | 0 | 0
CSP | 0 | 0 | 0 | 0 | 0 | 0
CT | 0 | 0 | 0 | 0 | 0 | 0
Coal | 0 | 0 | 0 | 0 | 0 | 0
Geo | 0 | 0 | 0 | 0 | 0 | 0
H | 0 | 0 | 0 | 0 | 0 | 0
LFG | 0 | 0 | 0 | 0 | 0 | 0
Nuc | 0 | 0 | 0 | 0 | 0 | 0
PS | 0 | 0 | 0 | 0 | 0 | 0
PV | 0 | 0 | 0 | 0 | 0 | 0
PeakG | 0 | 0 | 0 | 0 | 0 | 0
PeakO | 0 | 0 | 0 | 0 | 0 | 0
ST | 0 | 0 | 0 | 0 | 0 | 0
STOG | 0 | 0 | 0 | 0 | 0 | 0
STWD | 0 | 0 | 0 | 0 | 0 | 0
WT | 0 | 0 | 0 | 0 | 0 | 0
IGCC | 0 | 0 | 0 | 0 | 0 | 0
DemandResponse | 0 | 0 | 0 | 0 | 0 | 0
IGCC-CCS | 0 | 0 | 0 | 0 | 0 | 0
WT_off | 0 | 0 | 0 | 0 | 0 | 0
PseudoUnit | 0 | 0 | 0 | 0 | 0 | 0
FixedInterchange | 0 | 0 | 0 | 0 | 0 | 0
Levelized Retrofit Capital Costs by Reporting Type: EI
ReportingType | 2015 | 2020 | 2025 | 2030 | 2035 | 2040
BM | 0 | 0 | 0 | 0 | 0 | 0
CC | 0 | 0 | 0 | 0 | 0 | 0
CSP | 0 | 0 | 0 | 0 | 0 | 0
CT | 0 | 0 | 0 | 0 | 0 | 0
Coal | 1023.13 | 4516.07 | 3715.32 | 0 | 0 | 0
Geo | 0 | 0 | 0 | 0 | 0 | 0
H | 0 | 0 | 0 | 0 | 0 | 0
LFG | 0 | 0 | 0 | 0 | 0 | 0
Nuc | 0 | 0 | 0 | 0 | 0 | 0
PS | 0 | 0 | 0 | 0 | 0 | 0
PV | 0 | 0 | 0 | 0 | 0 | 0
PeakG | 0 | 0 | 0 | 0 | 0 | 0
PeakO | 0 | 0 | 0 | 0 | 0 | 0
ST | 0 | 0 | 0 | 0 | 0 | 0
STOG | 0 | 0 | 0 | 0 | 0 | 0
STWD | 0 | 0 | 0 | 0 | 0 | 0
WT | 0 | 0 | 0 | 0 | 0 | 0
IGCC | 0 | 0 | 0 | 0 | 0 | 0
DemandResponse | 0 | 0 | 0 | 0 | 0 | 0
IGCC-CCS | 0 | 0 | 0 | 0 | 0 | 0
WT_off | 0 | 0 | 0 | 0 | 0 | 0
PseudoUnit | 0 | 0 | 0 | 0 | 0 | 0
FixedInterchange | 0 | 0 | 0 | 0 | 0 | 0
Levelized Retrofit Capital Costs by Reporting Type: Outside_EI
ReportingType | 2015 | 2020 | 2025 | 2030 | 2035 | 2040
BM | 0 | 0 | 0 | 0 | 0 | 0
CC | 0 | 0 | 0 | 0 | 0 | 0
CSP | 0 | 0 | 0 | 0 | 0 | 0
CT | 0 | 0 | 0 | 0 | 0 | 0
Coal | 161.28 | 662.08 | 629.15 | 0 | 0 | 0
Geo | 0 | 0 | 0 | 0 | 0 | 0
H | 0 | 0 | 0 | 0 | 0 | 0
LFG | 0 | 0 | 0 | 0 | 0 | 0
Nuc | 0 | 0 | 0 | 0 | 0 | 0
PS | 0 | 0 | 0 | 0 | 0 | 0
PV | 0 | 0 | 0 | 0 | 0 | 0
PeakG | 0 | 0 | 0 | 0 | 0 | 0
PeakO | 0 | 0 | 0 | 0 | 0 | 0
ST | 0 | 0 | 0 | 0 | 0 | 0
STOG | 0 | 0 | 0 | 0 | 0 | 0
STWD | 0 | 0 | 0 | 0 | 0 | 0
WT | 0 | 0 | 0 | 0 | 0 | 0
IGCC | 0 | 0 | 0 | 0 | 0 | 0
DemandResponse | 0 | 0 | 0 | 0 | 0 | 0
IGCC-CCS | 0 | 0 | 0 | 0 | 0 | 0
WT_off | 0 | 0 | 0 | 0 | 0 | 0
PseudoUnit | 0 | 0 | 0 | 0 | 0 | 0
FixedInterchange | 0 | 0 | 0 | 0 | 0 | 0
#14 | Total Costs ($million)
Total Costs by Reporting Type: Entergy
ReportingType | 2015 | 2020 | 2025 | 2030 | 2035 | 2040
BM | 0 | 0 | 0 | 0 | 0 | 0
CC | 2934.62 | 3395.05 | 1732.9 | 1185.3 | 1408.49 | 1517.86
CSP | 0 | 0 | 0 | 0 | 0 | 0
CT | 0 | 0 | 0 | 64.41 | 78.65 | 216.75
Coal | 2429.03 | 2823.07 | 2478.14 | 1997.57 | 2287.31 | 2612.6
Geo | 0 | 0 | 0 | 0 | 0 | 0
H | 10.6 | 10.6 | 10.6 | 10.6 | 10.6 | 10.6
LFG | 0.97 | 0.97 | 0.97 | 43.07 | 43.07 | 43.07
Nuc | 1262.64 | 1285.77 | 1294.03 | 1301.93 | 1099.75 | 1464.17
PS | 1.4 | 1.4 | 1.4 | 1.4 | 1.4 | 1.4
PV | 0.15 | 31.17 | 46.75 | 48.25 | 49.78 | 21
PeakG | 47.54 | 69.98 | 49.29 | 63.1 | 67 | 67
PeakO | 4.42 | 5.87 | 5.08 | 5.22 | 5.22 | 5.22
ST | 0 | 0 | 0 | 0 | 0 | 0
STOG | 256.26 | 295.69 | 268.37 | 226.05 | 285.35 | 299.16
STWD | 6.6 | 20.25 | 13.83 | 18.95 | 18.95 | 25.48
WT | 3.67 | 3.67 | 3.67 | 3.67 | 3.67 | 32.01
IGCC | 0 | 0 | 0 | 0 | 0 | 0
DemandResponse | 0 | 0 | 0 | 0 | 0 | 0
IGCC-CCS | 0 | 0 | 0 | 0 | 0 | 0
WT_off | 0 | 0 | 0 | 0 | 0 | 0
PseudoUnit | 0 | 0 | 0 | 0 | 0 | 0
FixedInterchange | 0 | 0 | 0 | 0 | 0 | 0
Total Costs by Reporting Type: FRCC
ReportingType | 2015 | 2020 | 2025 | 2030 | 2035 | 2040
BM | 0 | 0 | 0 | 0 | 0 | 0
CC | 7411.32 | 9114 | 9822.56 | 10398.21 | 14882.9 | 18348.79
CSP | 0 | 0 | 0 | 0 | 0 | 0
CT | 277.21 | 286.44 | 290.77 | 292.64 | 104.19 | 105.94
Coal | 3024.38 | 3007.87 | 3094.12 | 3140.51 | 3255.33 | 3335.31
Geo | 0 | 0 | 0 | 0 | 0 | 0
H | 0.78 | 0.78 | 0.78 | 0.78 | 0.78 | 0.78
LFG | 58.68 | 58.68 | 137.08 | 137.08 | 137.08 | 137.08
Nuc | 960.37 | 1000.19 | 984.15 | 990.13 | 1182.7 | 448.91
PS | 0 | 0 | 0 | 0 | 0 | 0
PV | 0.75 | 0.75 | 0.75 | 0.75 | 0.75 | 0.75
PeakG | 181.87 | 262.57 | 233.22 | 289.68 | 252.91 | 248.71
PeakO | 64.61 | 83.43 | 68.43 | 68.43 | 68.43 | 68.43
ST | 0 | 0 | 0 | 0 | 0 | 0
STOG | 424.66 | 325.29 | 309.41 | 317.52 | 330.71 | 275.88
STWD | 6.25 | 111.9 | 110.46 | 110.46 | 110.46 | 110.46
WT | 0 | 0 | 0 | 0 | 0 | 0
IGCC | 0 | 0 | 0 | 0 | 0 | 0
DemandResponse | 0 | 0 | 0 | 0 | 0 | 0
IGCC-CCS | 0 | 0 | 0 | 0 | 0 | 0
WT_off | 0 | 0 | 0 | 0 | 0 | 0
PseudoUnit | 0 | 0 | 0 | 0 | 0 | 0
FixedInterchange | 0 | 0 | 0 | 0 | 0 | 0
Total Costs by Reporting Type: MAPP_US
ReportingType | 2015 | 2020 | 2025 | 2030 | 2035 | 2040
BM | 0 | 0 | 0 | 0 | 0 | 0
CC | 17.59 | 19.71 | 16.78 | 13.63 | 18.99 | 21.35
CSP | 0 | 0 | 0 | 0 | 0 | 0
CT | 27.96 | 27.96 | 27.96 | 27.26 | 68.23 | 77.25
Coal | 719.39 | 627.45 | 604.17 | 468.5 | 578.9 | 599.88
Geo | 3.95 | 3.95 | 3.95 | 3.95 | 3.95 | 3.95
H | 31.14 | 31.14 | 31.14 | 31.14 | 31.14 | 31.14
LFG | 0.24 | 0.24 | 0.24 | 28.15 | 28.15 | 28.15
Nuc | 0.01 | 0.01 | 0.01 | 0.01 | 0.01 | 0.01
PS | 0 | 0 | 0 | 0 | 0 | 0
PV | 0 | 0 | 0 | 0 | 0 | 0
PeakG | 12.9 | 19.67 | 14.42 | 16.2 | 17.36 | 18.66
PeakO | 1.79 | 2.97 | 2.38 | 2.38 | 2.38 | 2.38
ST | 0 | 0 | 0 | 0 | 0 | 0
STOG | 0 | 0 | 0 | 0 | 0 | 0
STWD | 0 | 0 | 0 | 0 | 0 | 0
WT | 178.2 | 578.16 | 578.16 | 1652.06 | 1815.79 | 2197.48
IGCC | 0 | 0 | 0 | 0 | 0 | 0
DemandResponse | 0 | 0 | 0 | 0 | 0 | 0
IGCC-CCS | 0 | 0 | 0 | 0 | 0 | 0
WT_off | 0 | 0 | 0 | 0 | 0 | 0
PseudoUnit | 0 | 0 | 0 | 0 | 0 | 0
FixedInterchange | 0 | 0 | 0 | 0 | 0 | 0
Total Costs by Reporting Type: MISO_IN
ReportingType | 2015 | 2020 | 2025 | 2030 | 2035 | 2040
BM | 0 | 0 | 0 | 0 | 0 | 0
CC | 194.6 | 325.68 | 216.38 | 115.49 | 196.47 | 325.66
CSP | 0 | 0 | 0 | 0 | 0 | 0
CT | 0 | 0 | 0 | 0 | 0 | 0
Coal | 3540.88 | 4156.53 | 4099.66 | 3926.15 | 4405.37 | 4775.39
Geo | 0 | 0 | 0 | 0 | 0 | 0
H | 1.07 | 1.07 | 1.07 | 1.07 | 1.07 | 1.07
LFG | 4.47 | 4.47 | 36.74 | 36.74 | 36.74 | 36.74
Nuc | 0.01 | 0.01 | 0.01 | 0.01 | 0.01 | 0.01
PS | 0 | 0 | 0 | 0 | 0 | 0
PV | 0 | 118.69 | 186.91 | 186.91 | 192.3 | 83.8
PeakG | 53.43 | 78.61 | 56.04 | 73.39 | 76.56 | 81.55
PeakO | 10.59 | 13.5 | 10.82 | 10.82 | 10.82 | 10.82
ST | 0 | 0 | 0 | 0 | 0 | 0
STOG | 15.25 | 20.73 | 19.06 | 16.05 | 20.37 | 21.4
STWD | 0 | 0 | 0 | 0 | 0 | 0
WT | 18.33 | 18.33 | 18.33 | 18.33 | 18.33 | 18.33
IGCC | 366.83 | 367.01 | 366.99 | 368.38 | 370.72 | 375.59
DemandResponse | 0 | 0 | 0 | 0 | 0 | 0
IGCC-CCS | 0 | 0 | 0 | 0 | 0 | 0
WT_off | 0 | 0 | 0 | 0 | 0 | 0
PseudoUnit | 0 | 0 | 0 | 0 | 0 | 0
FixedInterchange | 0 | 0 | 0 | 0 | 0 | 0
Total Costs by Reporting Type: MISO_MI
ReportingType | 2015 | 2020 | 2025 | 2030 | 2035 | 2040
BM | 0 | 0 | 0 | 0 | 0 | 0
CC | 520.23 | 719.03 | 514.53 | 341 | 573.21 | 530.91
CSP | 0 | 0 | 0 | 0 | 0 | 0
CT | 0 | 0 | 0 | 0 | 0 | 0
Coal | 2340.78 | 2669.49 | 2567.81 | 2247.18 | 2607.96 | 2745.98
Geo | 0 | 0 | 0 | 0 | 0 | 0
H | 2.01 | 2.01 | 2.01 | 2.01 | 2.01 | 2.01
LFG | 19.68 | 41.7 | 86.15 | 86.15 | 86.15 | 70.53
Nuc | 449.71 | 452.56 | 461.47 | 464.43 | 273.15 | 529.13
PS | 44.44 | 44.44 | 44.44 | 44.44 | 44.44 | 44.44
PV | 0 | 0 | 0 | 0 | 0 | 0
PeakG | 62.77 | 91.81 | 73.71 | 85.88 | 88.05 | 89.04
PeakO | 15.67 | 19.97 | 16.01 | 16.01 | 16.01 | 16.01
ST | 0 | 0 | 0 | 0 | 0 | 0
STOG | 147.47 | 186.72 | 171.95 | 161.45 | 167.95 | 167.05
STWD | 21.26 | 96.67 | 95.46 | 95.46 | 95.46 | 95.46
WT | 642 | 735.76 | 735.76 | 778.18 | 243.16 | 202.98
IGCC | 0 | 0 | 0 | 0 | 0 | 0
DemandResponse | 0 | 0 | 0 | 0 | 0 | 0
IGCC-CCS | 0 | 0 | 0 | 0 | 0 | 0
WT_off | 0 | 0 | 0 | 0 | 0 | 0
PseudoUnit | 0 | 0 | 0 | 0 | 0 | 0
FixedInterchange | 0 | 0 | 0 | 0 | 0 | 0
Total Costs by Reporting Type: MISO_MO-IL
ReportingType | 2015 | 2020 | 2025 | 2030 | 2035 | 2040
BM | 0 | 0 | 0 | 0 | 0 | 0
CC | 129.36 | 221.66 | 131.32 | 73.72 | 103.94 | 109.33
CSP | 0 | 0 | 0 | 0 | 0 | 0
CT | 0 | 0 | 0 | 0 | 0 | 0
Coal | 4065.12 | 4043.45 | 3938.35 | 3564.46 | 4277.06 | 4499.9
Geo | 0 | 0 | 0 | 0 | 0 | 0
H | 5.01 | 106.17 | 106.17 | 106.17 | 106.17 | 106.17
LFG | 2.17 | 2.17 | 94.6 | 94.6 | 94.6 | 94.6
Nuc | 493.74 | 512.79 | 521.93 | 524.97 | 524.97 | 524.97
PS | 10.45 | 10.45 | 10.45 | 10.45 | 10.45 | 10.45
PV | 0 | 0 | 0 | 0 | 0 | 0
PeakG | 94.56 | 127.67 | 88.44 | 107.01 | 117.89 | 140.84
PeakO | 21.48 | 28.65 | 22.96 | 22.96 | 22.96 | 22.96
ST | 0 | 0 | 0 | 0 | 0 | 0
STOG | 29.25 | 37.45 | 30.15 | 27.67 | 30.93 | 26.85
STWD | 0 | 0 | 0 | 0 | 0 | 0
WT | 109.19 | 109.19 | 109.19 | 109.19 | 21.38 | 1275.78
IGCC | 0 | 0 | 0 | 0 | 0 | 0
DemandResponse | 0 | 0 | 0 | 0 | 0 | 0
IGCC-CCS | 0 | 0 | 0 | 0 | 0 | 0
WT_off | 0 | 0 | 0 | 0 | 0 | 0
PseudoUnit | 0 | 0 | 0 | 0 | 0 | 0
FixedInterchange | 0 | 0 | 0 | 0 | 0 | 0
Total Costs by Reporting Type: MISO_W
ReportingType | 2015 | 2020 | 2025 | 2030 | 2035 | 2040
BM | 0 | 0 | 0 | 0 | 0 | 0
CC | 440.19 | 511.59 | 324.35 | 182.99 | 263.93 | 287.39
CSP | 0 | 0 | 0 | 0 | 0 | 0
CT | 0 | 0 | 0 | 0 | 0 | 0
Coal | 3162.46 | 3272.05 | 3257.03 | 2757.42 | 3095.9 | 3323.22
Geo | 0 | 0 | 0 | 0 | 0 | 0
H | 7.08 | 7.08 | 7.08 | 7.08 | 7.08 | 7.08
LFG | 24.75 | 24.75 | 54.27 | 54.27 | 54.27 | 54.27
Nuc | 539.99 | 543.1 | 552.83 | 814.83 | 0.05 | 0.05
PS | 0 | 0 | 0 | 0 | 0 | 0
PV | 0 | 0 | 0 | 0 | 0 | 0
PeakG | 94.65 | 129.34 | 92.47 | 106.41 | 110.45 | 111.05
PeakO | 56.38 | 79.08 | 64.57 | 64.57 | 64.57 | 64.57
ST | 0 | 0 | 0 | 0 | 0 | 0
STOG | 7.9 | 9.09 | 7.76 | 7.68 | 7.68 | 7.68
STWD | 10.03 | 180.6 | 63.87 | 74.35 | 62.78 | 75.82
WT | 1122.01 | 1144.87 | 2362.93 | 7572.15 | 6803.23 | 6782.38
IGCC | 0 | 0 | 0 | 0 | 0 | 0
DemandResponse | 0 | 0 | 0 | 0 | 0 | 0
IGCC-CCS | 0 | 0 | 0 | 0 | 0 | 0
WT_off | 0 | 0 | 0 | 0 | 0 | 0
PseudoUnit | 0 | 0 | 0 | 0 | 0 | 0
FixedInterchange | 0 | 0 | 0 | 0 | 0 | 0
Total Costs by Reporting Type: MISO_WUMS
ReportingType | 2015 | 2020 | 2025 | 2030 | 2035 | 2040
BM | 0 | 0 | 0 | 0 | 0 | 0
CC | 502.16 | 729.42 | 514.75 | 221.92 | 361.8 | 385.92
CSP | 0 | 0 | 0 | 0 | 0 | 0
CT | 0 | 419.55 | 628.68 | 1012.29 | 2078.42 | 2108.96
Coal | 1705.26 | 1905.35 | 1703.71 | 1529.98 | 1999.45 | 2232.27
Geo | 0 | 0 | 0 | 0 | 0 | 0
H | 4.79 | 5.15 | 5.15 | 5.15 | 5.15 | 5.15
LFG | 8.57 | 8.57 | 97.64 | 97.64 | 97.64 | 97.64
Nuc | 419.03 | 444.73 | 429.21 | 737.97 | 0.05 | 0.05
PS | 0 | 0 | 0 | 0 | 0 | 0
PV | 0 | 0 | 0 | 0 | 0 | 0
PeakG | 58.97 | 87.6 | 65.71 | 77.65 | 77.65 | 77.65
PeakO | 13.52 | 17.78 | 14.69 | 14.69 | 14.69 | 14.69
ST | 0 | 0 | 0 | 0 | 0 | 0
STOG | 13.34 | 15.63 | 13.39 | 13.39 | 13.39 | 13.39
STWD | 3.37 | 58.74 | 9.69 | 10.15 | 26.56 | 41.92
WT | 317.4 | 317.4 | 317.4 | 317.4 | 55.26 | 55.26
IGCC | 0 | 0 | 0 | 0 | 0 | 0
DemandResponse | 0 | 0 | 0 | 0 | 0 | 0
IGCC-CCS | 0 | 0 | 0 | 0 | 0 | 0
WT_off | 0 | 0 | 0 | 0 | 0 | 0
PseudoUnit | 0 | 0 | 0 | 0 | 0 | 0
FixedInterchange | 0 | 0 | 0 | 0 | 0 | 0
Total Costs by Reporting Type: Nebraska
ReportingType | 2015 | 2020 | 2025 | 2030 | 2035 | 2040
BM | 0 | 0 | 0 | 0 | 0 | 0
CC | 52 | 29.44 | 21.72 | 17.33 | 25.66 | 27.62
CSP | 0 | 0 | 0 | 0 | 0 | 0
CT | 0 | 0 | 0 | 0 | 0 | 0
Coal | 927.07 | 1151.19 | 867.37 | 682.01 | 704.74 | 775.48
Geo | 0 | 0 | 0 | 0 | 0 | 0
H | 2.38 | 2.38 | 2.38 | 2.38 | 2.38 | 2.38
LFG | 0.72 | 0.72 | 0.72 | 29.16 | 29.16 | 29.16
Nuc | 289.1 | 306.81 | 296.14 | 364.6 | 0.11 | 0.11
PS | 0 | 0 | 0 | 0 | 0 | 0
PV | 0 | 0 | 0 | 0 | 0 | 0
PeakG | 24.15 | 37.31 | 31.37 | 31.37 | 31.37 | 31.37
PeakO | 9.57 | 12.19 | 9.77 | 9.77 | 9.77 | 9.77
ST | 0 | 0 | 0 | 0 | 0 | 0
STOG | 0 | 0 | 0 | 0 | 0 | 0
STWD | 0 | 0 | 0 | 0 | 0 | 0
WT | 69.96 | 5565.13 | 13236.21 | 19649.69 | 21031.67 | 16035.16
IGCC | 0 | 0 | 0 | 0 | 0 | 0
DemandResponse | 0 | 0 | 0 | 0 | 0 | 0
IGCC-CCS | 0 | 0 | 0 | 0 | 0 | 0
WT_off | 0 | 0 | 0 | 0 | 0 | 0
PseudoUnit | 0 | 0 | 0 | 0 | 0 | 0
FixedInterchange | 0 | 0 | 0 | 0 | 0 | 0
Total Costs by Reporting Type: NEISO
ReportingType | 2015 | 2020 | 2025 | 2030 | 2035 | 2040
BM | 310.13 | 250.84 | 190.44 | 186.86 | 188.35 | 190.1
CC | 2238.22 | 2017.39 | 1850.16 | 1533.04 | 2228.72 | 2396.86
CSP | 0 | 0 | 0 | 0 | 0 | 0
CT | 32.42 | 32.87 | 32.89 | 31.31 | 2.63 | 2.9
Coal | 57.55 | 29.15 | 0 | 0 | 0 | 0
Geo | 0 | 0 | 0 | 0 | 0 | 0
H | 46.4 | 47.49 | 47.49 | 47.49 | 47.49 | 47.49
LFG | 84.95 | 84.95 | 113.53 | 113.53 | 98.81 | 98.81
Nuc | 1055.43 | 1120.79 | 1080.11 | 1086.32 | 784.86 | 1150.98
PS | 39.74 | 39.74 | 39.74 | 39.74 | 39.74 | 39.74
PV | 0.03 | 169.7 | 170.42 | 170.42 | 170.42 | 6.18
PeakG | 21.55 | 31.73 | 22.89 | 22.61 | 31.2 | 32.36
PeakO | 25.35 | 32.3 | 26.22 | 25.89 | 25.89 | 25.89
ST | 0 | 0 | 0 | 0 | 0 | 0
STOG | 0 | 0 | 0 | 0 | 0 | 0
STWD | 367.79 | 372.7 | 198.59 | 245.29 | 249.61 | 262.78
WT | 82.29 | 553.02 | 1149.84 | 1355.58 | 1498.22 | 1069.64
IGCC | 0 | 0 | 0 | 0 | 0 | 0
DemandResponse | 0 | 0 | 0 | 0 | 0 | 0
IGCC-CCS | 0 | 0 | 0 | 0 | 0 | 0
WT_off | 347.5 | 347.5 | 347.5 | 347.5 | 0 | 0
PseudoUnit | 0 | 0 | 0 | 0 | 0 | 0
FixedInterchange | 0 | 0 | 0 | 0 | 0 | 0
Total Costs by Reporting Type: NonRTO_Midwest
ReportingType | 2015 | 2020 | 2025 | 2030 | 2035 | 2040
BM | 0 | 0 | 0 | 0 | 0 | 0
CC | 0 | 107.49 | 110.66 | 105.56 | 103.55 | 181.87
CSP | 0 | 0 | 0 | 0 | 0 | 0
CT | 0 | 0 | 0 | 0 | 0 | 0
Coal | 2670.8 | 2911.76 | 2805.84 | 2774.12 | 2973.73 | 3160.18
Geo | 0 | 0 | 0 | 0 | 0 | 0
H | 2.04 | 2.04 | 258.59 | 258.59 | 258.59 | 258.59
LFG | 1.69 | 1.69 | 64.46 | 64.46 | 64.46 | 64.46
Nuc | 0.01 | 0.01 | 0.01 | 0.01 | 0.01 | 0.01
PS | 0 | 0 | 0 | 0 | 0 | 0
PV | 0 | 0 | 0 | 0 | 0 | 0
PeakG | 68.18 | 97.64 | 80.7 | 78.09 | 101.3 | 103.55
PeakO | 0.35 | 0.45 | 0.36 | 0.36 | 0.36 | 0.36
ST | 0 | 0 | 0 | 0 | 0 | 0
STOG | 0 | 0 | 0 | 0 | 0 | 0
STWD | 0 | 0 | 0 | 0 | 0 | 0
WT | 2.26 | 2.26 | 2.26 | 2.26 | 2.26 | 2.26
IGCC | 0 | 0 | 0 | 0 | 0 | 0
DemandResponse | 0 | 0 | 0 | 0 | 0 | 0
IGCC-CCS | 0 | 0 | 0 | 0 | 0 | 0
WT_off | 0 | 0 | 0 | 0 | 0 | 0
PseudoUnit | 0 | 0 | 0 | 0 | 0 | 0
FixedInterchange | 0 | 0 | 0 | 0 | 0 | 0
Total Costs by Reporting Type: NYISO_A-F
ReportingType | 2015 | 2020 | 2025 | 2030 | 2035 | 2040
BM | 0 | 0 | 0 | 0 | 0 | 0
CC | 508.45 | 559.98 | 452.59 | 496.46 | 827.7 | 743.76
CSP | 0 | 0 | 0 | 0 | 0 | 0
CT | 0 | 0 | 0 | 0 | 0 | 0
Coal | 0 | 0 | 0 | 0 | 0 | 0
Geo | 0 | 0 | 0 | 0 | 0 | 0
H | 62.6 | 62.6 | 62.6 | 62.6 | 62.6 | 62.6
LFG | 22.7 | 22.7 | 22.7 | 50.15 | 48.28 | 48.28
Nuc | 769.17 | 792.88 | 787.44 | 645.82 | 746.25 | 695.88
PS | 33.52 | 33.52 | 33.52 | 33.52 | 33.52 | 33.52
PV | 0 | 0 | 0 | 0 | 0 | 0
PeakG | 3.89 | 5.56 | 5.31 | 5.31 | 5.75 | 6.79
PeakO | 1.14 | 1.46 | 1.17 | 1.17 | 1.17 | 1.17
ST | 0 | 0 | 0 | 0 | 0 | 0
STOG | 0 | 0 | 0 | 0 | 0 | 0
STWD | 2.76 | 4.16 | 3.04 | 10.33 | 21.57 | 22.23
WT | 818.73 | 1033.38 | 1033.38 | 1033.38 | 328.19 | 133.48
IGCC | 0 | 0 | 0 | 0 | 0 | 0
DemandResponse | 0 | 0 | 0 | 0 | 0 | 0
IGCC-CCS | 0 | 0 | 0 | 0 | 0 | 0
WT_off | 0 | 0 | 0 | 0 | 0 | 0
PseudoUnit | 0 | 0 | 0 | 0 | 0 | 0
FixedInterchange | 0 | 0 | 0 | 0 | 0 | 0
Total Costs by Reporting Type: NYISO_G-I
ReportingType | 2015 | 2020 | 2025 | 2030 | 2035 | 2040
BM | 0 | 0 | 0 | 0 | 0 | 0
CC | 264.35 | 290.25 | 302.8 | 270.91 | 1125.08 | 2461.94
CSP | 0 | 0 | 0 | 0 | 0 | 0
CT | 0 | 0 | 0 | 0 | 0 | 0
Coal | 0 | 0 | 0 | 0 | 0 | 0
Geo | 0 | 0 | 0 | 0 | 0 | 0
H | 0.46 | 0.46 | 0.46 | 0.46 | 0.46 | 0.46
LFG | 7.73 | 7.73 | 16.93 | 37.77 | 37.77 | 37.77
Nuc | 466.19 | 495 | 477.19 | 479.96 | 543.55 | 0.21
PS | 0 | 0 | 0 | 0 | 0 | 0
PV | 0 | 0 | 0 | 0 | 0 | 0
PeakG | 1.52 | 2.04 | 1.61 | 1.56 | 1.56 | 1.57
PeakO | 2.55 | 3.25 | 2.61 | 2.61 | 2.61 | 2.61
ST | 0 | 0 | 0 | 0 | 0 | 0
STOG | 0 | 0 | 0 | 0 | 0 | 0
STWD | 0 | 0 | 0 | 0 | 0 | 0
WT | 0 | 18.15 | 18.15 | 18.15 | 18.15 | 1.69
IGCC | 0 | 0 | 0 | 0 | 0 | 0
DemandResponse | 0 | 0 | 0 | 0 | 0 | 0
IGCC-CCS | 0 | 0 | 0 | 0 | 0 | 0
WT_off | 0 | 0 | 0 | 0 | 0 | 0
PseudoUnit | 0 | 0 | 0 | 0 | 0 | 0
FixedInterchange | 0 | 0 | 0 | 0 | 0 | 0
Total Costs by Reporting Type: NYISO_J-K
ReportingType | 2015 | 2020 | 2025 | 2030 | 2035 | 2040
BM | 0 | 0 | 0 | 0 | 0 | 0
CC | 1250.67 | 1469.4 | 1455.54 | 1449.03 | 1664.65 | 1575.25
CSP | 0 | 0 | 0 | 0 | 0 | 0
CT | 0 | 0 | 0 | 28.85 | 181.68 | 260
Coal | 0 | 0 | 0 | 0 | 0 | 0
Geo | 0 | 0 | 0 | 0 | 0 | 0
H | 0 | 0 | 0 | 0 | 0 | 0
LFG | 14.97 | 14.97 | 14.97 | 50.65 | 50.65 | 50.65
Nuc | 0.01 | 0.01 | 0.01 | 0.01 | 0.01 | 0.01
PS | 0 | 0 | 0 | 0 | 0 | 0
PV | 23.8 | 23.8 | 23.8 | 23.8 | 0 | 0
PeakG | 57.55 | 86.88 | 69.59 | 76.72 | 94.72 | 106.19
PeakO | 61.69 | 79.16 | 63.79 | 65.02 | 65.02 | 65.02
ST | 0 | 0 | 0 | 0 | 0 | 0
STOG | 222.02 | 288.14 | 281.38 | 291.38 | 317.94 | 355.96
STWD | 0 | 0 | 0 | 0 | 0 | 0
WT | 0 | 0 | 0 | 0 | 0 | 0
IGCC | 0 | 0 | 0 | 0 | 0 | 0
DemandResponse | 0 | 0 | 0 | 0 | 0 | 0
IGCC-CCS | 0 | 0 | 0 | 0 | 0 | 0
WT_off | 0 | 0 | 0 | 0 | 0 | 0
PseudoUnit | 0 | 0 | 0 | 0 | 0 | 0
FixedInterchange | 0 | 0 | 0 | 0 | 0 | 0
Total Costs by Reporting Type: PJM_E
ReportingType | 2015 | 2020 | 2025 | 2030 | 2035 | 2040
BM | 18.01 | 37.62 | 37.62 | 37.62 | 37.62 | 37.62
CC | 1988.99 | 2787.8 | 2728.28 | 2247.36 | 3140.82 | 2751.64
CSP | 0 | 0 | 0 | 0 | 0 | 0
CT | 2.46 | 2.51 | 2.51 | 0.52 | 230.34 | 193.49
Coal | 90.39 | 38.45 | 15.97 | 15.25 | 17.6 | 17.86
Geo | 0 | 0 | 0 | 0 | 0 | 0
H | 3.85 | 3.85 | 3.85 | 3.85 | 3.85 | 3.85
LFG | 59.84 | 117.68 | 117.68 | 114.73 | 114.73 | 73.06
Nuc | 1960.16 | 1864.06 | 1862.64 | 1873.72 | 1345.93 | 2395.82
PS | 9.5 | 9.5 | 9.5 | 9.5 | 9.5 | 9.5
PV | 15.87 | 15.87 | 15.87 | 15.87 | 0.75 | 0.75
PeakG | 76.61 | 111.4 | 108.68 | 121.84 | 159.06 | 129.17
PeakO | 75.92 | 100.78 | 82.41 | 82.41 | 82.41 | 82.41
ST | 0 | 0 | 0 | 0 | 0 | 0
STOG | 130.7 | 165.98 | 177.35 | 178.38 | 183.11 | 187.89
STWD | 0 | 0 | 0 | 0 | 0 | 0
WT | 377.36 | 377.36 | 377.36 | 377.36 | 32.65 | 32.65
IGCC | 0 | 0 | 0 | 0 | 0 | 0
DemandResponse | 0 | 0 | 0 | 0 | 0 | 0
IGCC-CCS | 0 | 0 | 0 | 0 | 0 | 0
WT_off | 0 | 0 | 682.87 | 682.87 | 682.87 | 682.87
PseudoUnit | 0 | 0 | 0 | 0 | 0 | 0
FixedInterchange | 0 | 0 | 0 | 0 | 0 | 0
Total Costs by Reporting Type: PJM_ROM
ReportingType | 2015 | 2020 | 2025 | 2030 | 2035 | 2040
BM | 9.93 | 21.69 | 21.69 | 21.69 | 21.69 | 21.69
CC | 987.59 | 1305.42 | 1242.31 | 1062.98 | 1576.79 | 7904.63
CSP | 0 | 0 | 0 | 0 | 0 | 0
CT | 1.52 | 1.54 | 1.71 | 1.72 | 0.54 | 0.34
Coal | 2238.94 | 2590.45 | 2688.58 | 2671.19 | 2874.56 | 2970.24
Geo | 0 | 0 | 0 | 0 | 0 | 0
H | 19.83 | 50.6 | 254.48 | 254.48 | 254.48 | 254.48
LFG | 48.61 | 156.17 | 156.17 | 153.97 | 150.67 | 75.37
Nuc | 1163.94 | 1194.41 | 1192.35 | 1199.5 | 963.59 | 1283.24
PS | 35.92 | 35.92 | 35.92 | 35.92 | 35.92 | 35.92
PV | 0.06 | 699.41 | 1105.59 | 1215.62 | 1259.16 | 635.45
PeakG | 30.83 | 47.83 | 44.62 | 42.3 | 62.76 | 53.27
PeakO | 45.95 | 58.57 | 46.94 | 46.94 | 46.94 | 46.94
ST | 0 | 0 | 0 | 0 | 0 | 0
STOG | 192.18 | 256.23 | 233.45 | 236.19 | 262.28 | 311.8
STWD | 28.91 | 39.07 | 38.55 | 38.55 | 38.55 | 38.55
WT | 177.31 | 406.02 | 2068.46 | 2035.11 | 1929.67 | 1722.04
IGCC | 0 | 0 | 0 | 0 | 0 | 0
DemandResponse | 0 | 0 | 0 | 0 | 0 | 0
IGCC-CCS | 0 | 0 | 0 | 0 | 0 | 0
WT_off | 0 | 0 | 0 | 0 | 0 | 0
PseudoUnit | 0 | 0 | 0 | 0 | 0 | 0
FixedInterchange | 0 | 0 | 0 | 0 | 0 | 0
Total Costs by Reporting Type: PJM_ROR
ReportingType | 2015 | 2020 | 2025 | 2030 | 2035 | 2040
BM | 204.46 | 462.78 | 462.78 | 462.78 | 422.52 | 209.41
CC | 3056.61 | 3352.88 | 3142.7 | 2414.88 | 6114.42 | 5277.76
CSP | 0 | 0 | 0 | 0 | 0 | 0
CT | 2.92 | 2.94 | 2.96 | 2.98 | 245.9 | 288.57
Coal | 14345.53 | 12576.52 | 12707.98 | 12693.08 | 13563.08 | 14258.07
Geo | 0 | 0 | 0 | 0 | 0 | 0
H | 26.17 | 207.89 | 207.89 | 207.89 | 207.89 | 207.89
LFG | 81.66 | 191.93 | 286.78 | 278.85 | 270.3 | 193.43
Nuc | 4607.58 | 4731.16 | 4718.65 | 4541.22 | 3528.56 | 5329.49
PS | 73.14 | 73.14 | 73.14 | 73.14 | 73.14 | 73.14
PV | 0.35 | 0.35 | 0.35 | 0.35 | 0.35 | 0.35
PeakG | 401.65 | 580.17 | 432.27 | 536.57 | 572.1 | 587.03
PeakO | 48.69 | 65.15 | 52.22 | 52.22 | 52.22 | 52.22
ST | 0 | 0 | 0 | 0 | 0 | 0
STOG | 130.29 | 152.34 | 139.65 | 139.68 | 145.48 | 152.3
STWD | 12.43 | 114.87 | 113.43 | 113.43 | 113.43 | 113.43
WT | 2657.01 | 2713.58 | 2713.58 | 2265.27 | 1443.38 | 2143.65
IGCC | 0 | 0 | 0 | 0 | 0 | 0
DemandResponse | 0 | 0 | 0 | 0 | 0 | 0
IGCC-CCS | 0 | 0 | 0 | 0 | 0 | 0
WT_off | 0 | 0 | 0 | 0 | 0 | 0
PseudoUnit | 0 | 0 | 0 | 0 | 0 | 0
FixedInterchange | 0 | 0 | 0 | 0 | 0 | 0
Total Costs by Reporting Type: SOCO
ReportingType | 2015 | 2020 | 2025 | 2030 | 2035 | 2040
BM | 26.53 | 29.97 | 29.96 | 39.54 | 39.54 | 49.77
CC | 5646.31 | 6039.7 | 5964.62 | 5405.75 | 5999.8 | 5266.41
CSP | 0 | 0 | 0 | 0 | 0 | 0
CT | 0 | 0 | 0 | 0 | 0 | 0
Coal | 4862.22 | 5358.5 | 5427.69 | 5696.25 | 6135.75 | 10220
Geo | 0 | 0 | 0 | 0 | 0 | 0
H | 59.74 | 59.74 | 59.74 | 59.74 | 59.74 | 59.74
LFG | 4.47 | 4.47 | 46.08 | 46.08 | 46.08 | 46.08
Nuc | 1355.07 | 2993.98 | 3028.43 | 3039.86 | 3039.86 | 2945.91
PS | 39.76 | 39.76 | 39.76 | 39.76 | 39.76 | 39.76
PV | 0 | 0 | 0 | 0 | 0 | 0
PeakG | 228.62 | 347.38 | 306.6 | 342.09 | 409.01 | 422.01
PeakO | 0 | 0 | 0 | 0 | 0 | 0
ST | 0 | 0 | 0 | 0 | 0 | 0
STOG | 0 | 0 | 0 | 0 | 0 | 0
STWD | 21.41 | 86.49 | 81.53 | 318.59 | 318.59 | 360.06
WT | 0 | 0 | 0 | 0 | 0 | 0
IGCC | 0 | 0 | 0 | 0 | 0 | 0
DemandResponse | 0 | 0 | 0 | 0 | 0 | 0
IGCC-CCS | 0 | 0 | 0 | 0 | 0 | 0
WT_off | 0 | 0 | 0 | 0 | 0 | 0
PseudoUnit | 0 | 0 | 0 | 0 | 0 | 0
FixedInterchange | 0 | 0 | 0 | 0 | 0 | 0
Total Costs by Reporting Type: SPP_N
ReportingType | 2015 | 2020 | 2025 | 2030 | 2035 | 2040
BM | 0 | 0 | 0 | 0 | 0 | 0
CC | 333.64 | 118.25 | 82.71 | 71.57 | 100.22 | 106.38
CSP | 0 | 0 | 0 | 0 | 0 | 0
CT | 0 | 0 | 0 | 0 | 0 | 59.22
Coal | 2185.77 | 2161.38 | 1841.06 | 1430.17 | 1576.77 | 1673.25
Geo | 0 | 0 | 0 | 0 | 0 | 0
H | 0.3 | 0.3 | 0.3 | 0.3 | 0.3 | 0.3
LFG | 0.85 | 0.85 | 0.85 | 37.9 | 37.9 | 37.9
Nuc | 256.73 | 266.63 | 271.39 | 272.98 | 272.98 | 272.98
PS | 0 | 0 | 0 | 0 | 0 | 0
PV | 0 | 0 | 0 | 0 | 0 | 0
PeakG | 74.97 | 117.69 | 105.7 | 105.7 | 105.7 | 105.7
PeakO | 34.89 | 44.84 | 35.94 | 35.94 | 35.94 | 35.94
ST | 0 | 0 | 0 | 0 | 0 | 0
STOG | 91.04 | 92.44 | 74.08 | 74.08 | 74.08 | 74.08
STWD | 0 | 0 | 0 | 0 | 0 | 0
WT | 42.04 | 42.04 | 42.04 | 4520.69 | 5482.93 | 6008.38
IGCC | 0 | 0 | 0 | 0 | 0 | 0
DemandResponse | 0 | 0 | 0 | 0 | 0 | 0
IGCC-CCS | 0 | 0 | 0 | 0 | 0 | 0
WT_off | 0 | 0 | 0 | 0 | 0 | 0
PseudoUnit | 0 | 0 | 0 | 0 | 0 | 0
FixedInterchange | 0 | 0 | 0 | 0 | 0 | 0
Total Costs by Reporting Type: SPP_S
ReportingType | 2015 | 2020 | 2025 | 2030 | 2035 | 2040
BM | 0 | 0 | 0 | 0 | 0 | 0
CC | 2005.98 | 1310.37 | 776.7 | 641.58 | 784.84 | 861.83
CSP | 0 | 0 | 0 | 0 | 0 | 0
CT | 35.98 | 61.7 | 61.7 | 61.7 | 28.49 | 45.6
Coal | 3592.03 | 3577.56 | 1762.7 | 1174.62 | 1401.48 | 1528.46
Geo | 0 | 0 | 0 | 0 | 0 | 0
H | 30.03 | 30.03 | 30.03 | 30.03 | 30.03 | 30.03
LFG | 2.29 | 2.29 | 2.29 | 39.34 | 39.34 | 39.34
Nuc | 0.01 | 0.01 | 0.01 | 0.01 | 0.01 | 0.01
PS | 10.59 | 10.59 | 10.59 | 10.59 | 10.59 | 10.59
PV | 0 | 0 | 0 | 0 | 0 | 0
PeakG | 60.2 | 87.93 | 62.37 | 76.78 | 82.77 | 82.77
PeakO | 3.36 | 4.54 | 3.63 | 3.63 | 3.64 | 3.66
ST | 0 | 0 | 0 | 0 | 0 | 0
STOG | 574.2 | 650.82 | 488.71 | 419.52 | 480.3 | 533.86
STWD | 2.69 | 8.23 | 5.39 | 5.39 | 7.54 | 7.54
WT | 214.58 | 3190.2 | 12318.85 | 15686.81 | 16031.95 | 13647.13
IGCC | 0 | 0 | 0 | 0 | 0 | 0
DemandResponse | 0 | 0 | 0 | 0 | 0 | 0
IGCC-CCS | 0 | 0 | 0 | 0 | 0 | 0
WT_off | 0 | 0 | 0 | 0 | 0 | 0
PseudoUnit | 0 | 0 | 0 | 0 | 0 | 0
FixedInterchange | 0 | 0 | 0 | 0 | 0 | 0
Total Costs by Reporting Type: TVA
ReportingType | 2015 | 2020 | 2025 | 2030 | 2035 | 2040
BM | 0 | 0 | 0 | 0 | 0 | 0
CC | 1054.01 | 1238.95 | 1312.76 | 1675 | 1770.84 | 1644.01
CSP | 0 | 0 | 0 | 0 | 0 | 0
CT | 0 | 131.94 | 133.1 | 246.39 | 250.32 | 148.87
Coal | 3653.2 | 3963.93 | 4047.5 | 3934.1 | 4372.47 | 4920.22
Geo | 0 | 0 | 0 | 0 | 0 | 0
H | 72.8 | 72.8 | 82.09 | 82.09 | 82.09 | 82.09
LFG | 1.57 | 1.57 | 42.88 | 42.88 | 42.88 | 42.88
Nuc | 2533.71 | 2590.04 | 2579.4 | 2590.89 | 1999.33 | 2481.64
PS | 41.38 | 41.38 | 41.38 | 41.38 | 41.38 | 41.38
PV | 0 | 0 | 0 | 0 | 0 | 0
PeakG | 99.24 | 153.37 | 140.99 | 140.99 | 140.99 | 140.99
PeakO | 1.87 | 2.54 | 1.92 | 2.49 | 2.49 | 2.49
ST | 0 | 0 | 0 | 0 | 0 | 0
STOG | 0 | 0 | 0 | 0 | 0 | 0
STWD | 0.16 | 0.51 | 0.47 | 3 | 2.54 | 2.2
WT | 0.99 | 0.99 | 0.99 | 0.99 | 0.99 | 0.99
IGCC | 0 | 0 | 0 | 0 | 0 | 0
DemandResponse | 0 | 0 | 0 | 0 | 0 | 0
IGCC-CCS | 0 | 0 | 0 | 0 | 0 | 0
WT_off | 0 | 0 | 0 | 0 | 0 | 0
PseudoUnit | 0 | 0 | 0 | 0 | 0 | 0
FixedInterchange | 0 | 0 | 0 | 0 | 0 | 0
Total Costs by Reporting Type: TVA_Transmission
ReportingType | 2015 | 2020 | 2025 | 2030 | 2035 | 2040
BM | 0 | 0 | 0 | 0 | 0 | 0
CC | 0 | 0 | 0 | 0 | 0 | 0
CSP | 0 | 0 | 0 | 0 | 0 | 0
CT | 0 | 0 | 0 | 0 | 0 | 0
Coal | 0 | 0 | 0 | 0 | 0 | 0
Geo | 0 | 0 | 0 | 0 | 0 | 0
H | 0 | 0 | 0 | 0 | 0 | 0
LFG | 0 | 0 | 0 | 0 | 0 | 0
Nuc | 0 | 0 | 0 | 0 | 0 | 0
PS | 0 | 0 | 0 | 0 | 0 | 0
PV | 0 | 0 | 0 | 0 | 0 | 0
PeakG | 0 | 0 | 0 | 0 | 0 | 0
PeakO | 0 | 0 | 0 | 0 | 0 | 0
ST | 0 | 0 | 0 | 0 | 0 | 0
STOG | 0 | 0 | 0 | 0 | 0 | 0
STWD | 0 | 0 | 0 | 0 | 0 | 0
WT | 0 | 0 | 0 | 0 | 0 | 0
IGCC | 0 | 0 | 0 | 0 | 0 | 0
DemandResponse | 0 | 0 | 0 | 0 | 0 | 0
IGCC-CCS | 0 | 0 | 0 | 0 | 0 | 0
WT_off | 0 | 0 | 0 | 0 | 0 | 0
PseudoUnit | 0 | 0 | 0 | 0 | 0 | 0
FixedInterchange | 0 | 0 | 0 | 0 | 0 | 0
Total Costs by Reporting Type: VACAR
ReportingType | 2015 | 2020 | 2025 | 2030 | 2035 | 2040
BM | 1.05 | 258.09 | 931.65 | 996.82 | 1195.82 | 1359.53
CC | 2799 | 4033.36 | 3640.38 | 3206.11 | 6172.89 | 8025.92
CSP | 0 | 0 | 0 | 0 | 0 | 0
CT | 67.92 | 70.17 | 119.27 | 229.26 | 168.03 | 195.77
Coal | 4805.61 | 4798.72 | 5469.29 | 5742.16 | 6590.74 | 7016.83
Geo | 0 | 0 | 0 | 0 | 0 | 0
H | 30.23 | 30.23 | 30.23 | 30.23 | 30.23 | 30.23
LFG | 7.74 | 49.14 | 49.14 | 49.14 | 49.05 | 20.68
Nuc | 2606.17 | 4424.34 | 4396.29 | 4414.98 | 3652.53 | 5084.39
PS | 62.1 | 62.1 | 62.1 | 62.1 | 62.1 | 62.1
PV | 0.24 | 62.77 | 65.49 | 67.07 | 71.87 | 15.6
PeakG | 146.79 | 216.26 | 167.27 | 208.08 | 221.11 | 221.87
PeakO | 36.13 | 46.34 | 37.33 | 38.01 | 38.01 | 38.01
ST | 0 | 0 | 0 | 0 | 0 | 0
STOG | 4.04 | 4.78 | 4.1 | 4.1 | 4.1 | 4.1
STWD | 173.41 | 175.67 | 173.58 | 173.58 | 173.58 | 173.58
WT | 0.27 | 1004.15 | 1004.15 | 1004.15 | 1003.91 | 98.34
IGCC | 0 | 0 | 0 | 0 | 0 | 0
DemandResponse | 0 | 0 | 0 | 0 | 0 | 0
IGCC-CCS | 0 | 0 | 0 | 0 | 0 | 0
WT_off | 0.66 | 0.66 | 0.66 | 0.66 | 0.05 | 0.05
PseudoUnit | 0 | 0 | 0 | 0 | 0 | 0
FixedInterchange | 0 | 0 | 0 | 0 | 0 | 0
Total Costs by Reporting Type: IESO
ReportingType | 2015 | 2020 | 2025 | 2030 | 2035 | 2040
BM | 177.6 | 177.6 | 177.6 | 177.6 | 177.6 | 177.6
CC | 326.75 | 310.77 | 303.29 | 302.09 | 580.87 | 1283.38
CSP | 0 | 0 | 0 | 0 | 0 | 0
CT | 44.26 | 44.26 | 44.26 | 44.26 | 58.23 | 208.93
Coal | 0 | 0 | 0 | 0 | 0 | 0
Geo | 0 | 0 | 0 | 0 | 0 | 0
H | 123.83 | 123.83 | 123.83 | 123.83 | 123.83 | 226.24
LFG | 19.32 | 19.32 | 19.32 | 19.32 | 14.43 | 14.43
Nuc | 2990.3 | 3007.72 | 3062.19 | 3080.28 | 2836.57 | 3030.7
PS | 2.92 | 2.92 | 2.92 | 2.92 | 2.92 | 2.92
PV | 558.01 | 558.01 | 558.01 | 558.01 | 0.44 | 0.44
PeakG | 11.67 | 13.67 | 13.67 | 13.67 | 13.67 | 14.05
PeakO | 0.66 | 0.66 | 0.78 | 0.86 | 0.86 | 0.86
ST | 0 | 0 | 0 | 0 | 0 | 0
STOG | 0 | 0 | 0 | 0 | 0 | 0
STWD | 0 | 0 | 0 | 0 | 0 | 0
WT | 763.41 | 763.41 | 763.41 | 763.41 | 43.84 | 43.84
IGCC | 0 | 0 | 0 | 0 | 0 | 0
DemandResponse | 0 | 0 | 0 | 0 | 0 | 0
IGCC-CCS | 0 | 0 | 0 | 0 | 0 | 0
WT_off | 0 | 0 | 0 | 0 | 0 | 0
PseudoUnit | 0 | 0 | 0 | 0 | 0 | 0
FixedInterchange | 0 | 0 | 0 | 0 | 0 | 0
Total Costs by Reporting Type: MAPP_CA
ReportingType | 2015 | 2020 | 2025 | 2030 | 2035 | 2040
BM | 0 | 0 | 0 | 0 | 0 | 0
CC | 153.81 | 119.32 | 47.38 | 6.55 | 7.41 | 11.85
CSP | 0 | 0 | 0 | 0 | 0 | 0
CT | 3 | 2.98 | 2.98 | 2.98 | 0 | 0
Coal | 128.25 | 124.24 | 0.23 | 0 | 0 | 0
Geo | 0 | 0 | 0 | 0 | 0 | 0
H | 92.24 | 343.32 | 857.5 | 1703.56 | 1703.56 | 1703.56
LFG | 0 | 0 | 0 | 0 | 0 | 0
Nuc | 0.01 | 0.01 | 0.01 | 0.01 | 0.01 | 0.01
PS | 0 | 0 | 0 | 0 | 0 | 0
PV | 0 | 0 | 0 | 0 | 0 | 0
PeakG | 9.88 | 9.88 | 9.88 | 9.88 | 13.09 | 13.09
PeakO | 0.09 | 0.09 | 0.09 | 0.12 | 0.12 | 0.12
ST | 0 | 0 | 0 | 0 | 0 | 0
STOG | 5.56 | 5.54 | 5.54 | 0 | 0 | 0
STWD | 0 | 0 | 0 | 0 | 0 | 0
WT | 105.14 | 105.14 | 105.14 | 105.14 | 17.92 | 17.92
IGCC | 0 | 0 | 0 | 0 | 0 | 0
DemandResponse | 0 | 0 | 0 | 0 | 0 | 0
IGCC-CCS | 0 | 0 | 0 | 0 | 0 | 0
WT_off | 0 | 0 | 0 | 0 | 0 | 0
PseudoUnit | 0 | 0 | 0 | 0 | 0 | 0
FixedInterchange | 0 | 0 | 0 | 0 | 0 | 0
Total Costs by Reporting Type: AZ_NM_SNV_Coal
ReportingType | 2015 | 2020 | 2025 | 2030 | 2035 | 2040
BM | 0 | 0 | 0 | 0 | 0 | 0
CC | 0 | 0 | 0 | 0 | 0 | 0
CSP | 0 | 0 | 0 | 0 | 0 | 0
CT | 0 | 0 | 0 | 0 | 0 | 0
Coal | 2873.58 | 3028.63 | 3003.44 | 3029.86 | 4319.16 | 9304.97
Geo | 0 | 0 | 0 | 0 | 0 | 0
H | 0 | 0 | 0 | 0 | 0 | 0
LFG | 0 | 0 | 0 | 0 | 0 | 0
Nuc | 0 | 0 | 0 | 0 | 0 | 0
PS | 0 | 0 | 0 | 0 | 0 | 0
PV | 0 | 0 | 0 | 0 | 0 | 0
PeakG | 0 | 0 | 0 | 0 | 0 | 0
PeakO | 0 | 0 | 0 | 0 | 0 | 0
ST | 0 | 0 | 0 | 0 | 0 | 0
STOG | 0 | 0 | 0 | 0 | 0 | 0
STWD | 0 | 0 | 0 | 0 | 0 | 0
WT | 0 | 0 | 0 | 0 | 0 | 0
IGCC | 0 | 0 | 0 | 0 | 0 | 0
DemandResponse | 0 | 0 | 0 | 0 | 0 | 0
IGCC-CCS | 0 | 0 | 0 | 0 | 0 | 0
WT_off | 0 | 0 | 0 | 0 | 0 | 0
PseudoUnit | 0 | 0 | 0 | 0 | 0 | 0
FixedInterchange | 0 | 0 | 0 | 0 | 0 | 0
Total Costs by Reporting Type: AZ_NM_SNV_Gas
ReportingType | 2015 | 2020 | 2025 | 2030 | 2035 | 2040
BM | 0 | 0 | 0 | 0 | 0 | 0
CC | 4479.47 | 5981.99 | 6186.39 | 8372.81 | 9209.5 | 9233.94
CSP | 0 | 0 | 0 | 0 | 0 | 0
CT | 68.63 | 68.63 | 78.87 | 89.81 | 0 | 0
Coal | 0 | 0 | 0 | 0 | 0 | 0
Geo | 0 | 0 | 0 | 0 | 0 | 0
H | 0 | 0 | 0 | 0 | 0 | 0
LFG | 0 | 0 | 0 | 0 | 0 | 0
Nuc | 0 | 0 | 0 | 0 | 0 | 0
PS | 0 | 0 | 0 | 0 | 0 | 0
PV | 0 | 0 | 0 | 0 | 0 | 0
PeakG | 36.23 | 53.8 | 61.31 | 85.31 | 95.1 | 0
PeakO | 0 | 0 | 0 | 0 | 0 | 0
ST | 0 | 0 | 0 | 0 | 0 | 0
STOG | 0 | 0 | 0 | 0 | 0 | 0
STWD | 0 | 0 | 0 | 0 | 0 | 0
WT | 0 | 0 | 0 | 0 | 0 | 0
IGCC | 0 | 0 | 0 | 0 | 0 | 0
DemandResponse | 0 | 0 | 0 | 0 | 0 | 0
IGCC-CCS | 0 | 0 | 0 | 0 | 0 | 0
WT_off | 0 | 0 | 0 | 0 | 0 | 0
PseudoUnit | 0 | 0 | 0 | 0 | 0 | 0
FixedInterchange | 0 | 0 | 0 | 0 | 0 | 0
Total Costs by Reporting Type: AZ_NM_SNV_NucRenew
ReportingType | 2015 | 2020 | 2025 | 2030 | 2035 | 2040
BM | 0 | 0 | 0 | 0 | 0 | 0
CC | 0 | 0 | 0 | 0 | 0 | 0
CSP | 0 | 0 | 0 | 0 | 0 | 0
CT | 0 | 0 | 0 | 0 | 0 | 0
Coal | 0 | 0 | 0 | 0 | 0 | 0
Geo | 0 | 0 | 861.56 | 861.56 | 861.56 | 861.56
H | 44.6 | 44.6 | 44.6 | 44.6 | 44.6 | 44.6
LFG | 0.85 | 0.85 | 24.66 | 24.66 | 24.66 | 24.66
Nuc | 810.72 | 895.93 | 912.19 | 917.59 | 917.59 | 917.59
PS | 5.13 | 5.13 | 5.13 | 5.13 | 5.13 | 5.13
PV | 50.17 | 50.17 | 50.17 | 50.17 | 2.38 | 2.38
PeakG | 0 | 0 | 0 | 0 | 0 | 0
PeakO | 0 | 0 | 0 | 0 | 0 | 0
ST | 156.95 | 379.54 | 509.72 | 480.3 | 429.35 | 234.89
STOG | 0 | 0 | 0 | 0 | 0 | 0
STWD | 12.81 | 13.02 | 12.82 | 12.82 | 12.82 | 12.82
WT | 35.54 | 35.54 | 128.43 | 303.25 | 285.3 | 285.3
IGCC | 0 | 0 | 0 | 0 | 0 | 0
DemandResponse | 0 | 0 | 0 | 0 | 0 | 0
IGCC-CCS | 0 | 0 | 0 | 0 | 0 | 0
WT_off | 0 | 0 | 0 | 0 | 0 | 0
PseudoUnit | 0 | 0 | 0 | 0 | 0 | 0
FixedInterchange | 0 | 0 | 0 | 0 | 0 | 0
Total Costs by Reporting Type: ERCOT
ReportingType | 2015 | 2020 | 2025 | 2030 | 2035 | 2040
BM | 69.26 | 83.11 | 78.09 | 2024.05 | 2094.09 | 2221.18
CC | 6183.02 | 6102.24 | 5170.12 | 4623.85 | 5644.52 | 7101.21
CSP | 0 | 0 | 0 | 0 | 0 | 0
CT | 22.65 | 22.65 | 22.65 | 22.65 | 1.67 | 1.67
Coal | 5785.16 | 6723.68 | 6852.55 | 6656.52 | 6887.63 | 7241.21
Geo | 0 | 0 | 0 | 0 | 0 | 0
H | 8.05 | 8.05 | 8.05 | 224.01 | 224.01 | 224.01
LFG | 9.06 | 9.06 | 145.21 | 145.21 | 145.21 | 145.21
Nuc | 1007.36 | 1174.9 | 1203.03 | 1210.21 | 1210.21 | 1210.21
PS | 0 | 0 | 0 | 0 | 0 | 0
PV | 6.95 | 6.95 | 6.95 | 6.95 | 0.01 | 0.01
PeakG | 80.63 | 119.03 | 114.62 | 114.62 | 114.62 | 114.62
PeakO | 1.29 | 1.86 | 1.53 | 1.53 | 1.53 | 1.53
ST | 0 | 0 | 0 | 0 | 0 | 0
STOG | 1016.14 | 1192.09 | 1069.18 | 1045.59 | 1065.89 | 1066.88
STWD | 0 | 0 | 0 | 0 | 0 | 0
WT | 409.91 | 2803.06 | 5411.25 | 7034.2 | 7170.35 | 5424.38
IGCC | 0 | 0 | 0 | 0 | 0 | 0
DemandResponse | 0 | 0 | 0 | 0 | 0 | 0
IGCC-CCS | 0 | 0 | 0 | 0 | 0 | 0
WT_off | 0 | 0 | 0 | 0 | 0 | 0
PseudoUnit | 0 | 0 | 0 | 0 | 0 | 0
FixedInterchange | 0 | 0 | 0 | 0 | 0 | 0
Total Costs by Reporting Type: NP15
ReportingType | 2015 | 2020 | 2025 | 2030 | 2035 | 2040
BM | 0 | 0 | 0 | 0 | 0 | 0
CC | 1991.11 | 2335.38 | 1972.97 | 1752.68 | 1276.8 | 676.21
CSP | 0 | 0 | 0 | 0 | 0 | 0
CT | 19.59 | 177.53 | 211.94 | 560.02 | 926.79 | 1162.74
Coal | 10.37 | 0 | 0 | 0 | 0 | 0
Geo | 100.91 | 208.93 | 482.81 | 482.81 | 482.81 | 402.13
H | 125.7 | 125.7 | 125.7 | 125.7 | 125.7 | 125.7
LFG | 10.26 | 251.59 | 251.59 | 251.59 | 251.59 | 79.02
Nuc | 495.59 | 560.5 | 540.7 | 543.89 | 543.89 | 543.89
PS | 53.58 | 53.58 | 53.58 | 53.58 | 53.58 | 53.58
PV | 4.71 | 4.71 | 4.71 | 4.71 | 0.78 | 0.78
PeakG | 56.04 | 82.34 | 58.1 | 74.01 | 78.49 | 79.13
PeakO | 10.26 | 13.08 | 10.48 | 10.49 | 10.49 | 10.49
ST | 19.12 | 19.12 | 19.12 | 19.12 | 1.86 | 1.86
STOG | 175.72 | 210.43 | 175.66 | 182.25 | 178.68 | 188.4
STWD | 265.97 | 269.53 | 266.24 | 266.24 | 266.24 | 266.24
WT | 71.84 | 71.84 | 2981.99 | 3746.33 | 3718.97 | 3719.6
IGCC | 0 | 0 | 0 | 0 | 0 | 0
DemandResponse | 0 | 0 | 0 | 0 | 0 | 0
IGCC-CCS | 0 | 0 | 0 | 0 | 0 | 0
WT_off | 0 | 0 | 0 | 0 | 0 | 0
PseudoUnit | 0 | 0 | 0 | 0 | 0 | 0
FixedInterchange | 0 | 0 | 0 | 0 | 0 | 0
Total Costs by Reporting Type: NWPP_Coal
ReportingType | 2015 | 2020 | 2025 | 2030 | 2035 | 2040
BM | 0 | 0 | 0 | 0 | 0 | 0
CC | 0 | 0 | 0 | 0 | 0 | 0
CSP | 0 | 0 | 0 | 0 | 0 | 0
CT | 0 | 0 | 0 | 0 | 0 | 0
Coal | 3404.46 | 3651.05 | 3710.5 | 3632.25 | 3852.55 | 4330.84
Geo | 0 | 0 | 0 | 0 | 0 | 0
H | 0 | 0 | 0 | 0 | 0 | 0
LFG | 0 | 0 | 0 | 0 | 0 | 0
Nuc | 0 | 0 | 0 | 0 | 0 | 0
PS | 0 | 0 | 0 | 0 | 0 | 0
PV | 0 | 0 | 0 | 0 | 0 | 0
PeakG | 0 | 0 | 0 | 0 | 0 | 0
PeakO | 0 | 0 | 0 | 0 | 0 | 0
ST | 0 | 0 | 0 | 0 | 0 | 0
STOG | 0 | 0 | 0 | 0 | 0 | 0
STWD | 0 | 0 | 0 | 0 | 0 | 0
WT | 0 | 0 | 0 | 0 | 0 | 0
IGCC | 0 | 0 | 0 | 0 | 0 | 0
DemandResponse | 0 | 0 | 0 | 0 | 0 | 0
IGCC-CCS | 0 | 0 | 0 | 0 | 0 | 0
WT_off | 0 | 0 | 0 | 0 | 0 | 0
PseudoUnit | 0 | 0 | 0 | 0 | 0 | 0
FixedInterchange | 0 | 0 | 0 | 0 | 0 | 0
Total Costs by Reporting Type: NWPP_Gas
ReportingType | 2015 | 2020 | 2025 | 2030 | 2035 | 2040
BM | 0 | 0 | 0 | 0 | 0 | 0
CC | 2078.65 | 2343.53 | 2443.15 | 4060.67 | 6907.46 | 7718.21
CSP | 0 | 0 | 0 | 0 | 0 | 0
CT | 14.02 | 14.02 | 14.02 | 14.02 | 0 | 0
Coal | 0 | 0 | 0 | 0 | 0 | 224
Geo | 0 | 0 | 0 | 0 | 0 | 0
H | 0 | 0 | 0 | 0 | 0 | 0
LFG | 0 | 0 | 0 | 0 | 0 | 0
Nuc | 0 | 0 | 0 | 0 | 0 | 0
PS | 0 | 0 | 0 | 0 | 0 | 0
PV | 0 | 0 | 0 | 0 | 0 | 0
PeakG | 0 | 0 | 0 | 0 | 0 | 0
PeakO | 0 | 0 | 0 | 0 | 0 | 0
ST | 0 | 0 | 0 | 0 | 0 | 0
STOG | 0 | 0 | 0 | 0 | 0 | 0
STWD | 0 | 0 | 0 | 0 | 0 | 0
WT | 0 | 0 | 0 | 0 | 0 | 0
IGCC | 0 | 0 | 0 | 0 | 0 | 0
DemandResponse | 0 | 0 | 0 | 0 | 0 | 0
IGCC-CCS | 0 | 0 | 0 | 0 | 0 | 0
WT_off | 0 | 0 | 0 | 0 | 0 | 0
PseudoUnit | 0 | 0 | 0 | 0 | 0 | 0
FixedInterchange | 0 | 0 | 0 | 0 | 0 | 0
Total Costs by Reporting Type: NWPP_NucRenew
ReportingType | 2015 | 2020 | 2025 | 2030 | 2035 | 2040
BM | 17.16 | 17.16 | 17.16 | 17.16 | 17.16 | 17.23
CC | 0 | 0 | 0 | 0 | 0 | 0
CSP | 0 | 0 | 0 | 0 | 0 | 0
CT | 0 | 0 | 0 | 0 | 0 | 0
Coal | 0 | 0 | 0 | 0 | 0 | 0
Geo | 82.65 | 82.65 | 340.71 | 340.71 | 300.8 | 300.8
H | 480.54 | 480.54 | 480.54 | 480.54 | 480.54 | 480.54
LFG | 22.67 | 22.67 | 94.89 | 118.38 | 111.24 | 111.24
Nuc | 256.71 | 258.17 | 262.7 | 264.21 | 264.21 | 324.67
PS | 6.12 | 6.12 | 6.12 | 6.12 | 6.12 | 6.12
PV | 0.04 | 0.04 | 0.04 | 0.04 | 0.04 | 0.04
PeakG | 0 | 0 | 0 | 0 | 0 | 0
PeakO | 0 | 0 | 0 | 0 | 0 | 0
ST | 0 | 0 | 0 | 0 | 0 | 0
STOG | 0 | 0 | 0 | 0 | 0 | 0
STWD | 12.15 | 21.69 | 119.81 | 222.4 | 222.4 | 222.34
WT | 515.43 | 515.43 | 515.43 | 515.43 | 229.12 | 229.12
IGCC | 0 | 0 | 0 | 0 | 0 | 0
DemandResponse | 0 | 0 | 0 | 0 | 0 | 0
IGCC-CCS | 0 | 0 | 0 | 0 | 0 | 0
WT_off | 0 | 0 | 0 | 0 | 0 | 0
PseudoUnit | 0 | 0 | 0 | 0 | 0 | 0
FixedInterchange | 0 | 0 | 0 | 0 | 0 | 0
Total Costs by Reporting Type: RMPA
ReportingType | 2015 | 2020 | 2025 | 2030 | 2035 | 2040
BM | 0 | 0 | 0 | 0 | 0 | 0
CC | 284.77 | 448.87 | 188.16 | 254.05 | 239.3 | 269.01
CSP | 0 | 0 | 0 | 0 | 0 | 0
CT | 16.21 | 16.21 | 16.21 | 16.21 | 0.76 | 0.76
Coal | 1843.95 | 1927.96 | 1846.21 | 1764.72 | 2346.69 | 3033.14
Geo | 0 | 281.04 | 1523.53 | 1538.28 | 1538.28 | 1332.7
H | 13.99 | 13.99 | 13.99 | 13.99 | 13.99 | 13.99
LFG | 1.29 | 1.29 | 1.29 | 12.63 | 12.24 | 12.24
Nuc | 0.01 | 0.01 | 0.01 | 0.01 | 0.01 | 0.01
PS | 13.37 | 13.37 | 13.37 | 13.37 | 13.37 | 13.37
PV | 0.82 | 0.82 | 0.82 | 0.82 | 0.31 | 0.31
PeakG | 49.11 | 73.2 | 50.7 | 64.26 | 70.28 | 71.12
PeakO | 5.49 | 6.99 | 5.61 | 5.61 | 5.61 | 5.61
ST | 1.65 | 197.24 | 212.65 | 219.94 | 218.48 | 47.24
STOG | 0 | 0 | 0 | 0 | 0 | 0
STWD | 0 | 0 | 0 | 0 | 0 | 0
WT | 288.68 | 288.68 | 288.68 | 288.68 | 67.69 | 67.69
IGCC | 0 | 0 | 0 | 0 | 0 | 0
DemandResponse | 0 | 0 | 0 | 0 | 0 | 0
IGCC-CCS | 0 | 0 | 0 | 0 | 0 | 0
WT_off | 0 | 0 | 0 | 0 | 0 | 0
PseudoUnit | 0 | 0 | 0 | 0 | 0 | 0
FixedInterchange | 0 | 0 | 0 | 0 | 0 | 0
Total Costs by Reporting Type: SP15
ReportingType | 2015 | 2020 | 2025 | 2030 | 2035 | 2040
BM | 7.53 | 7.53 | 7.53 | 7.53 | 6.44 | 5.98
CC | 1453.75 | 1727.52 | 1618.77 | 1593.39 | 1711.3 | 1158.53
CSP | 0 | 0 | 0 | 0 | 0 | 0
CT | 0 | 0 | 0 | 0 | 0 | 0
Coal | 35.83 | 43.99 | 48.96 | 48.39 | 0 | 0
Geo | 113.26 | 976.11 | 976.11 | 953.11 | 953.11 | 328.75
H | 16.57 | 16.57 | 16.57 | 16.57 | 16.57 | 16.57
LFG | 29.81 | 266.4 | 266.4 | 266.09 | 263.55 | 94.59
Nuc | 508.22 | 539.82 | 519.92 | 522.86 | 522.86 | 643.14
PS | 34.19 | 34.19 | 34.19 | 34.19 | 34.19 | 34.19
PV | 4.09 | 4.09 | 4.09 | 4.09 | 1.81 | 1.81
PeakG | 76.73 | 111.44 | 93.22 | 103.59 | 104.03 | 103.59
PeakO | 1.47 | 1.91 | 1.53 | 1.53 | 1.53 | 1.53
ST | 290.87 | 290.87 | 290.87 | 290.87 | 28.69 | 28.69
STOG | 464.61 | 558.58 | 474.89 | 492.9 | 540.9 | 515.85
STWD | 68.43 | 69.39 | 68.5 | 68.5 | 68.5 | 68.5
WT | 304.5 | 304.5 | 304.5 | 304.5 | 71.1 | 71.1
IGCC | 0 | 0 | 0 | 0 | 0 | 0
DemandResponse | 0 | 0 | 0 | 0 | 0 | 0
IGCC-CCS | 0 | 0 | 0 | 0 | 0 | 0
WT_off | 0 | 0 | 0 | 0 | 0 | 0
PseudoUnit | 0 | 0 | 0 | 0 | 0 | 0
FixedInterchange | 0 | 0 | 0 | 0 | 0 | 0
Total Costs by Reporting Type: ALB
ReportingType | 2015 | 2020 | 2025 | 2030 | 2035 | 2040
BM | 0 | 0 | 0 | 0 | 0 | 0
CC | 839.72 | 1164.61 | 1655.32 | 2118.13 | 2815.87 | 3409.74
CSP | 0 | 0 | 0 | 0 | 0 | 0
CT | 18.05 | 18.05 | 18.05 | 18.05 | 0 | 0
Coal | 1013.64 | 953.71 | 967.34 | 993.65 | 1148.85 | 1251.85
Geo | 0 | 0 | 0 | 0 | 0 | 0
H | 12.99 | 12.99 | 12.99 | 12.99 | 12.99 | 12.99
LFG | 1.21 | 1.21 | 1.21 | 1.21 | 1.21 | 1.21
Nuc | 0.01 | 0.01 | 0.01 | 0.01 | 0.01 | 0.01
PS | 0 | 0 | 0 | 0 | 0 | 0
PV | 0 | 0 | 0 | 0 | 0 | 0
PeakG | 24.72 | 24.15 | 24.15 | 24.15 | 34.02 | 34.02
PeakO | 0 | 0 | 0 | 0 | 0 | 0
ST | 0 | 0 | 0 | 0 | 0 | 0
STOG | 0 | 0 | 0 | 0 | 0 | 0
STWD | 0 | 0 | 0 | 0 | 0 | 0
WT | 25.5 | 25.5 | 25.5 | 25.5 | 22.96 | 22.96
IGCC | 0 | 0 | 0 | 0 | 0 | 0
DemandResponse | 0 | 0 | 0 | 0 | 0 | 0
IGCC-CCS | 0 | 0 | 0 | 0 | 0 | 0
WT_off | 0 | 0 | 0 | 0 | 0 | 0
PseudoUnit | 0 | 0 | 0 | 0 | 0 | 0
FixedInterchange | 0 | 0 | 0 | 0 | 0 | 0
Total Costs by Reporting Type: BC
ReportingType | 2015 | 2020 | 2025 | 2030 | 2035 | 2040
BM | 0 | 0 | 0 | 0 | 0 | 0
CC | 527.02 | 653.09 | 941.49 | 1348.69 | 1839.9 | 2269.87
CSP | 0 | 0 | 0 | 0 | 0 | 0
CT | 0 | 0 | 0 | 0 | 0 | 13.85
Coal | 0 | 0 | 0 | 0 | 0 | 0
Geo | 0 | 0 | 0 | 0 | 0 | 0
H | 173.22 | 173.22 | 173.22 | 173.22 | 173.22 | 173.22
LFG | 2.9 | 2.9 | 2.9 | 2.9 | 2.9 | 2.9
Nuc | 0.01 | 0.01 | 0.01 | 0.01 | 0.01 | 0.01
PS | 0 | 0 | 0 | 0 | 0 | 0
PV | 0 | 0 | 0 | 0 | 0 | 0
PeakG | 2.66 | 2.77 | 3.3 | 3.3 | 3.3 | 3.3
PeakO | 1.16 | 1.29 | 1.29 | 1.29 | 1.29 | 1.29
ST | 0 | 0 | 0 | 0 | 0 | 0
STOG | 0 | 0 | 0 | 0 | 0 | 0
STWD | 16.34 | 16.34 | 16.34 | 16.34 | 16.34 | 16.34
WT | 48.22 | 48.22 | 48.22 | 48.22 | 7.54 | 7.54
IGCC | 0 | 0 | 0 | 0 | 0 | 0
DemandResponse | 0 | 0 | 0 | 0 | 0 | 0
IGCC-CCS | 0 | 0 | 0 | 0 | 0 | 0
WT_off | 0 | 0 | 0 | 0 | 0 | 0
PseudoUnit | 0 | 0 | 0 | 0 | 0 | 0
FixedInterchange | 0 | 0 | 0 | 0 | 0 | 0
Total Costs by Reporting Type: HQ_IESO
ReportingType | 2015 | 2020 | 2025 | 2030 | 2035 | 2040
BM | 0 | 0 | 0 | 0 | 0 | 0
CC | 0 | 0 | 0 | 0 | 0 | 0
CSP | 0 | 0 | 0 | 0 | 0 | 0
CT | 0 | 0 | 0 | 0 | 0 | 0
Coal | 0 | 0 | 0 | 0 | 0 | 0
Geo | 0 | 0 | 0 | 0 | 0 | 0
H | 0 | 0 | 0 | 0 | 0 | 0
LFG | 0 | 0 | 0 | 0 | 0 | 0
Nuc | 0.01 | 0.01 | 0.01 | 0.01 | 0.01 | 0.01
PS | 0 | 0 | 0 | 0 | 0 | 0
PV | 0 | 0 | 0 | 0 | 0 | 0
PeakG | 0 | 0 | 0 | 0 | 0 | 0
PeakO | 0 | 0 | 0 | 0 | 0 | 0
ST | 0 | 0 | 0 | 0 | 0 | 0
STOG | 0 | 0 | 0 | 0 | 0 | 0
STWD | 0 | 0 | 0 | 0 | 0 | 0
WT | 0 | 0 | 0 | 0 | 0 | 0
IGCC | 0 | 0 | 0 | 0 | 0 | 0
DemandResponse | 0 | 0 | 0 | 0 | 0 | 0
IGCC-CCS | 0 | 0 | 0 | 0 | 0 | 0
WT_off | 0 | 0 | 0 | 0 | 0 | 0
PseudoUnit | 0 | 0 | 0 | 0 | 0 | 0
FixedInterchange | 0 | 0 | 0 | 0 | 0 | 0
Total Costs by Reporting Type: HQ_NEISO
ReportingType | 2015 | 2020 | 2025 | 2030 | 2035 | 2040
BM | 0 | 0 | 0 | 0 | 0 | 0
CC | 0 | 0 | 0 | 0 | 0 | 0
CSP | 0 | 0 | 0 | 0 | 0 | 0
CT | 0 | 0 | 0 | 0 | 0 | 0
Coal | 0 | 0 | 0 | 0 | 0 | 0
Geo | 0 | 0 | 0 | 0 | 0 | 0
H | 0 | 0 | 0 | 0 | 0 | 0
LFG | 0 | 0 | 0 | 0 | 0 | 0
Nuc | 0.01 | 0.01 | 0.01 | 0.01 | 0.01 | 0.01
PS | 0 | 0 | 0 | 0 | 0 | 0
PV | 0 | 0 | 0 | 0 | 0 | 0
PeakG | 0 | 0 | 0 | 0 | 0 | 0
PeakO | 0 | 0 | 0 | 0 | 0 | 0
ST | 0 | 0 | 0 | 0 | 0 | 0
STOG | 0 | 0 | 0 | 0 | 0 | 0
STWD | 0 | 0 | 0 | 0 | 0 | 0
WT | 0 | 0 | 0 | 0 | 0 | 0
IGCC | 0 | 0 | 0 | 0 | 0 | 0
DemandResponse | 0 | 0 | 0 | 0 | 0 | 0
IGCC-CCS | 0 | 0 | 0 | 0 | 0 | 0
WT_off | 0 | 0 | 0 | 0 | 0 | 0
PseudoUnit | 0 | 0 | 0 | 946.47 | 946.47 | 946.47
FixedInterchange | 0 | 0 | 0 | 0 | 0 | 0
Total Costs by Reporting Type: HQ_NY
ReportingType | 2015 | 2020 | 2025 | 2030 | 2035 | 2040
BM | 0 | 0 | 0 | 0 | 0 | 0
CC | 0 | 0 | 0 | 0 | 0 | 0
CSP | 0 | 0 | 0 | 0 | 0 | 0
CT | 0 | 0 | 0 | 0 | 0 | 0
Coal | 0 | 0 | 0 | 0 | 0 | 0
Geo | 0 | 0 | 0 | 0 | 0 | 0
H | 0 | 0 | 0 | 0 | 0 | 0
LFG | 0 | 0 | 0 | 0 | 0 | 0
Nuc | 0.01 | 0.01 | 0.01 | 0.01 | 0.01 | 0.01
PS | 0 | 0 | 0 | 0 | 0 | 0
PV | 0 | 0 | 0 | 0 | 0 | 0
PeakG | 0 | 0 | 0 | 0 | 0 | 0
PeakO | 0 | 0 | 0 | 0 | 0 | 0
ST | 0 | 0 | 0 | 0 | 0 | 0
STOG | 0 | 0 | 0 | 0 | 0 | 0
STWD | 0 | 0 | 0 | 0 | 0 | 0
WT | 0 | 0 | 0 | 0 | 0 | 0
IGCC | 0 | 0 | 0 | 0 | 0 | 0
DemandResponse | 0 | 0 | 0 | 0 | 0 | 0
IGCC-CCS | 0 | 0 | 0 | 0 | 0 | 0
WT_off | 0 | 0 | 0 | 0 | 0 | 0
PseudoUnit | 0 | 380.64 | 978.06 | 978.06 | 978.06 | 978.06
FixedInterchange | 0 | 0 | 0 | 0 | 0 | 0
Total Costs by Reporting Type: MARITIMES
ReportingType | 2015 | 2020 | 2025 | 2030 | 2035 | 2040
BM | 0 | 0 | 0 | 0 | 0 | 0
CC | 0 | 0 | 0 | 0 | 0 | 0
CSP | 0 | 0 | 0 | 0 | 0 | 0
CT | 0 | 0 | 0 | 0 | 0 | 0
Coal | 0 | 0 | 0 | 0 | 0 | 0
Geo | 0 | 0 | 0 | 0 | 0 | 0
H | 0 | 0 | 0 | 0 | 0 | 0
LFG | 0 | 0 | 0 | 0 | 0 | 0
Nuc | 0.01 | 0.01 | 0.01 | 0.01 | 0.01 | 0.01
PS | 0 | 0 | 0 | 0 | 0 | 0
PV | 0 | 0 | 0 | 0 | 0 | 0
PeakG | 0 | 0 | 0 | 0 | 0 | 0
PeakO | 0 | 0 | 0 | 0 | 0 | 0
ST | 0 | 0 | 0 | 0 | 0 | 0
STOG | 0 | 0 | 0 | 0 | 0 | 0
STWD | 0 | 0 | 0 | 0 | 0 | 0
WT | 0 | 0 | 0 | 0 | 0 | 0
IGCC | 0 | 0 | 0 | 0 | 0 | 0
DemandResponse | 0 | 0 | 0 | 0 | 0 | 0
IGCC-CCS | 0 | 0 | 0 | 0 | 0 | 0
WT_off | 0 | 0 | 0 | 0 | 0 | 0
PseudoUnit | 0 | 197.97 | 197.97 | 197.97 | 197.97 | 197.97
FixedInterchange | 0 | 0 | 0 | 0 | 0 | 0
Total Costs by Reporting Type: All
ReportingType | 2015 | 2020 | 2025 | 2030 | 2035 | 2040
BM | 841.66 | 1346.4 | 1954.53 | 3971.65 | 4200.84 | 4290.11
CC | 52653.95 | 60884.15 | 56884.54 | 57562.74 | 79678.63 | 93885.05
CSP | 0 | 0 | 0 | 0 | 0 | 0
CT | 654.8 | 1401.98 | 1710.54 | 2767.33 | 4424.86 | 5091.65
Coal | 75511.63 | 78116.12 | 75806.21 | 72570.12 | 81273.08 | 96051.14
Geo | 300.77 | 1552.68 | 4188.68 | 4180.43 | 4140.53 | 3229.91
H | 1511 | 2077.18 | 3061.06 | 4123.09 | 4123.09 | 4225.5
LFG | 556.66 | 1373.68 | 2250.32 | 2528.29 | 2484.8 | 1905.44
Nuc | 27257.76 | 31456.43 | 31434.52 | 31883.3 | 26253.69 | 31278.26
PS | 517.25 | 517.25 | 517.25 | 517.25 | 517.25 | 517.25
PV | 666.04 | 1747.31 | 2240.72 | 2353.83 | 1751.16 | 769.65
PeakG | 2250.12 | 3280.71 | 2682.26 | 3102.14 | 3353.89 | 3292.04
PeakO | 556.34 | 728.69 | 590.55 | 592.94 | 592.95 | 592.97
ST | 468.59 | 886.77 | 1032.36 | 1010.23 | 678.37 | 312.68
STOG | 3900.63 | 4467.97 | 3944.09 | 3833.9 | 4109.15 | 4202.54
STWD | 1032.75 | 1659.84 | 1391.62 | 1803.86 | 1825.93 | 1915.77
WT | 9401.77 | 22774.98 | 48663.26 | 71535.08 | 69399.54 | 61349.08
IGCC | 366.83 | 367.01 | 366.99 | 368.38 | 370.72 | 375.6
DemandResponse | 0 | 0 | 0 | 0 | 0 | 0
IGCC-CCS | 0 | 0 | 0 | 0 | 0 | 0
WT_off | 348.15 | 348.15 | 1031.02 | 1031.02 | 682.92 | 682.92
PseudoUnit | 0 | 578.61 | 1176.03 | 2122.5 | 2122.5 | 2122.5
FixedInterchange | 0 | 0 | 0 | 0 | 0 | 0
Total Costs by Reporting Type: EI_US
ReportingType | 2015 | 2020 | 2025 | 2030 | 2035 | 2040
BM | 570.11 | 1061 | 1674.15 | 1745.31 | 1905.55 | 1868.12
CC | 34335.88 | 39696.81 | 36357.5 | 33129.82 | 49445.71 | 60753.11
CSP | 0 | 0 | 0 | 0 | 0 | 0
CT | 448.38 | 1037.64 | 1301.56 | 1999.33 | 3437.41 | 3703.69
Coal | 60416.4 | 61662.87 | 59376.97 | 56444.72 | 62718.2 | 70665.14
Geo | 3.95 | 3.95 | 3.95 | 3.95 | 3.95 | 3.95
H | 419.29 | 734.38 | 1204.09 | 1204.09 | 1204.09 | 1204.09
LFG | 459.31 | 798.4 | 1442.86 | 1686.31 | 1657.77 | 1419.95
Nuc | 21188.8 | 25019.34 | 24933.73 | 25344.21 | 19958.32 | 24608.01
PS | 401.94 | 401.94 | 401.94 | 401.94 | 401.94 | 401.94
PV | 41.25 | 1122.52 | 1615.93 | 1729.04 | 1745.38 | 763.88
PeakG | 1902.44 | 2790.44 | 2253.3 | 2609.34 | 2827.28 | 2859.13
PeakO | 535.92 | 702.8 | 569.24 | 571.52 | 571.53 | 571.55
ST | 0 | 0 | 0 | 0 | 0 | 0
STOG | 2238.6 | 2501.33 | 2218.83 | 2113.16 | 2323.67 | 2431.42
STWD | 657.06 | 1269.88 | 907.9 | 1217.54 | 1239.61 | 1329.51
WT | 6833.59 | 17813.65 | 38090.69 | 58400.41 | 57764.76 | 51459.63
IGCC | 366.83 | 367.01 | 366.99 | 368.38 | 370.72 | 375.6
DemandResponse | 0 | 0 | 0 | 0 | 0 | 0
IGCC-CCS | 0 | 0 | 0 | 0 | 0 | 0
WT_off | 348.15 | 348.15 | 1031.02 | 1031.02 | 682.92 | 682.92
PseudoUnit | 0 | 578.61 | 1176.03 | 2122.5 | 2122.5 | 2122.5
FixedInterchange | 0 | 0 | 0 | 0 | 0 | 0
Total Costs by Reporting Type: EI_Canada
ReportingType | 2015 | 2020 | 2025 | 2030 | 2035 | 2040
BM | 177.6 | 177.6 | 177.6 | 177.6 | 177.6 | 177.6
CC | 480.56 | 430.09 | 350.67 | 308.64 | 588.28 | 1295.24
CSP | 0 | 0 | 0 | 0 | 0 | 0
CT | 47.26 | 47.24 | 47.24 | 47.24 | 58.23 | 208.93
Coal | 128.25 | 124.24 | 0.23 | 0 | 0 | 0
Geo | 0 | 0 | 0 | 0 | 0 | 0
H | 216.06 | 467.15 | 981.32 | 1827.39 | 1827.39 | 1929.8
LFG | 19.32 | 19.32 | 19.32 | 19.32 | 14.43 | 14.43
Nuc | 2990.32 | 3007.74 | 3062.22 | 3080.31 | 2836.59 | 3030.72
PS | 2.92 | 2.92 | 2.92 | 2.92 | 2.92 | 2.92
PV | 558.01 | 558.01 | 558.01 | 558.01 | 0.44 | 0.44
PeakG | 21.55 | 23.55 | 23.55 | 23.55 | 26.76 | 27.13
PeakO | 0.75 | 0.75 | 0.87 | 0.98 | 0.98 | 0.98
ST | 0 | 0 | 0 | 0 | 0 | 0
STOG | 5.56 | 5.54 | 5.54 | 0 | 0 | 0
STWD | 0 | 0 | 0 | 0 | 0 | 0
WT | 868.55 | 868.55 | 868.55 | 868.55 | 61.76 | 61.76
IGCC | 0 | 0 | 0 | 0 | 0 | 0
DemandResponse | 0 | 0 | 0 | 0 | 0 | 0
IGCC-CCS | 0 | 0 | 0 | 0 | 0 | 0
WT_off | 0 | 0 | 0 | 0 | 0 | 0
PseudoUnit | 0 | 0 | 0 | 0 | 0 | 0
FixedInterchange | 0 | 0 | 0 | 0 | 0 | 0
Total Costs by Reporting Type: EI
ReportingType | 2015 | 2020 | 2025 | 2030 | 2035 | 2040
BM | 747.71 | 1238.6 | 1851.75 | 1922.91 | 2083.15 | 2045.73
CC | 34816.44 | 40126.9 | 36708.17 | 33438.46 | 50033.99 | 62048.34
CSP | 0 | 0 | 0 | 0 | 0 | 0
CT | 495.64 | 1084.87 | 1348.79 | 2046.57 | 3495.64 | 3912.62
Coal | 60544.65 | 61787.11 | 59377.2 | 56444.72 | 62718.2 | 70665.14
Geo | 3.95 | 3.95 | 3.95 | 3.95 | 3.95 | 3.95
H | 635.35 | 1201.53 | 2185.41 | 3031.48 | 3031.48 | 3133.89
LFG | 478.63 | 817.72 | 1462.18 | 1705.63 | 1672.2 | 1434.38
Nuc | 24179.13 | 28027.08 | 27995.95 | 28424.51 | 22794.91 | 27638.73
PS | 404.86 | 404.86 | 404.86 | 404.86 | 404.86 | 404.86
PV | 599.26 | 1680.53 | 2173.94 | 2287.05 | 1745.82 | 764.32
PeakG | 1923.99 | 2813.99 | 2276.85 | 2632.9 | 2854.04 | 2886.26
PeakO | 536.67 | 703.55 | 570.11 | 572.5 | 572.51 | 572.53
ST | 0 | 0 | 0 | 0 | 0 | 0
STOG | 2244.17 | 2506.87 | 2224.36 | 2113.16 | 2323.67 | 2431.42
STWD | 657.06 | 1269.88 | 907.9 | 1217.54 | 1239.61 | 1329.51
WT | 7702.14 | 18682.2 | 38959.24 | 59268.97 | 57826.52 | 51521.39
IGCC | 366.83 | 367.01 | 366.99 | 368.38 | 370.72 | 375.6
DemandResponse | 0 | 0 | 0 | 0 | 0 | 0
IGCC-CCS | 0 | 0 | 0 | 0 | 0 | 0
WT_off | 348.15 | 348.15 | 1031.02 | 1031.02 | 682.92 | 682.92
PseudoUnit | 0 | 578.61 | 1176.03 | 2122.5 | 2122.5 | 2122.5
FixedInterchange | 0 | 0 | 0 | 0 | 0 | 0
Total Costs by Reporting Type: Outside_EI
ReportingType | 2015 | 2020 | 2025 | 2030 | 2035 | 2040
BM | 93.95 | 107.8 | 102.79 | 2048.74 | 2117.69 | 2244.38
CC | 17837.51 | 20757.25 | 20176.37 | 24124.28 | 29644.64 | 31836.71
CSP | 0 | 0 | 0 | 0 | 0 | 0
CT | 159.16 | 317.1 | 361.75 | 720.77 | 929.22 | 1179.03
Coal | 14966.98 | 16329.01 | 16429.01 | 16125.4 | 18554.88 | 25386
Geo | 296.82 | 1548.72 | 4184.73 | 4176.48 | 4136.57 | 3225.95
H | 875.65 | 875.65 | 875.65 | 1091.61 | 1091.61 | 1091.61
LFG | 78.04 | 555.96 | 788.14 | 822.66 | 812.6 | 471.06
Nuc | 3078.63 | 3429.35 | 3438.57 | 3458.79 | 3458.79 | 3639.53
PS | 112.39 | 112.39 | 112.39 | 112.39 | 112.39 | 112.39
PV | 66.78 | 66.78 | 66.78 | 66.78 | 5.33 | 5.33
PeakG | 326.13 | 466.72 | 405.41 | 469.24 | 499.84 | 405.78
PeakO | 19.67 | 25.14 | 20.44 | 20.44 | 20.45 | 20.45
ST | 468.59 | 886.77 | 1032.36 | 1010.23 | 678.37 | 312.68
STOG | 1656.46 | 1961.1 | 1719.73 | 1720.73 | 1785.48 | 1771.12
STWD | 375.7 | 389.96 | 483.72 | 586.32 | 586.32 | 586.26
WT | 1699.62 | 4092.78 | 9704.01 | 12266.12 | 11573.02 | 9827.69
IGCC | 0 | 0 | 0 | 0 | 0 | 0
DemandResponse | 0 | 0 | 0 | 0 | 0 | 0
IGCC-CCS | 0 | 0 | 0 | 0 | 0 | 0
WT_off | 0 | 0 | 0 | 0 | 0 | 0
PseudoUnit | 0 | 0 | 0 | 0 | 0 | 0
FixedInterchange | 0 | 0 | 0 | 0 | 0 | 0
#15 A | RPS Generation Compliance Payments ($)
RPS Program | 2015 | 2020 | 2025 | 2030 | 2035 | 2040
NEISO | 8.25 | 0 | 0 | 0 | 0 | 0
CA | 1660.56 | 1740.81 | 0 | 0 | 0 | 0
NWPP | 0 | 0 | 0 | 0 | 0 | 0
PJM | 0 | 324.09 | 0 | 0 | 0 | 0
US_EI | 0 | 0 | 0 | 0 | 0 | 0
US_WECC | 0 | 0 | 0 | 0 | 0 | 0
US_ERCOT | 0 | 0 | 0 | 0 | 0 | 0
PJM_Solar | 376.75 | 0 | 0 | 0 | 0 | 0
MA_Solar | 161.44 | 0 | 0 | 0 | 0 | 0
NH_Solar | 10.87 | 0 | 0 | 0 | 0 | 0
MRETS_Solar | 0 | 0 | 0 | 0 | 0 | 0
AZNMSNV | 220.4 | 357.39 | 0 | 0 | 0 | 0
AZNMSNV_Solar | 62.75 | 0 | 0 | 0 | 0 | 0
MRETS | 0 | 0 | 0 | 0 | 0 | 0
MI | 74.33 | 0 | 0 | 0 | 0 | 0
Ohio | 0 | 0 | 0 | 0 | 0 | 0
Ohio_Solar | 57.11 | 0 | 0 | 0 | 0 | 0
MOKSOKNE | 239.11 | 0 | 0 | 0 | 0 | 0
MO_Solar | 30.07 | 0 | 0 | 0 | 0 | 0
NC | 762.51 | 0 | 0 | 0 | 0 | 0
NC_Solar | 25.78 | 0 | 0 | 0 | 0 | 0
CO | 24.14 | 0 | 0 | 0 | 0 | 0
CO_Solar | 185.43 | 0 | 0 | 0 | 0 | 0
NY | 6.9 | 0 | 0 | 0 | 0 | 0
TX | 0 | 0 | 0 | 0 | 0 | 0
#15 B | RPS Capacity Compliance Payments ($)
RPS Program | 2015 | 2020 | 2025 | 2030 | 2035 | 2040
NEISO | 0 | 0 | 0 | 0 | 0 | 0
CA | 0 | 0 | 0 | 0 | 0 | 0
NWPP | 0 | 0 | 0 | 0 | 0 | 0
PJM | 0 | 0 | 0 | 0 | 0 | 0
US_EI | 0 | 0 | 0 | 0 | 0 | 0
US_WECC | 0 | 0 | 0 | 0 | 0 | 0
US_ERCOT | 0 | 0 | 0 | 0 | 0 | 0
PJM_Solar | 0 | 0 | 0 | 0 | 0 | 0
MA_Solar | 0 | 0 | 0 | 0 | 0 | 0
NH_Solar | 0 | 0 | 0 | 0 | 0 | 0
MRETS_Solar | 0 | 0 | 0 | 0 | 0 | 0
AZNMSNV | 0 | 0 | 0 | 0 | 0 | 0
AZNMSNV_Solar | 0 | 0 | 0 | 0 | 0 | 0
MRETS | 0 | 0 | 0 | 0 | 0 | 0
MI | 0 | 0 | 0 | 0 | 0 | 0
Ohio | 0 | 0 | 0 | 0 | 0 | 0
Ohio_Solar | 0 | 0 | 0 | 0 | 0 | 0
MOKSOKNE | 0 | 0 | 0 | 0 | 0 | 0
MO_Solar | 0 | 0 | 0 | 0 | 0 | 0
NC | 0 | 0 | 0 | 0 | 0 | 0
NC_Solar | 0 | 0 | 0 | 0 | 0 | 0
CO | 0 | 0 | 0 | 0 | 0 | 0
CO_Solar | 0 | 0 | 0 | 0 | 0 | 0
NY | 0 | 0 | 0 | 0 | 0 | 0
TX | 0 | 0 | 0 | 0 | 0 | 0
#16a | Transmission Costs ($million) [excludes shadow cost]
Transmission Costs: Entergy
Cost | 2015 | 2020 | 2025 | 2030 | 2035 | 2040
a. Wheel Share | 2.06 | 10.4 | 72.69 | 141.38 | 138.97 | 141.83
b. Friction Share | 3.44 | 15.76 | 110.55 | 217.98 | 214.54 | 218.35
Transmission Costs: FRCC
Cost | 2015 | 2020 | 2025 | 2030 | 2035 | 2040
a. Wheel Share | 5.95 | 2.71 | 4.33 | 4.83 | 0.73 | 4.78
b. Friction Share | 5.95 | 2.71 | 4.33 | 4.83 | 0.73 | 4.78
Transmission Costs: MAPP_US
Cost | 2015 | 2020 | 2025 | 2030 | 2035 | 2040
a. Wheel Share | 19.75 | 15.77 | 14.73 | 27.62 | 32.46 | 43.47
b. Friction Share | 14.43 | 11.35 | 10.55 | 20.12 | 23.9 | 32.18
Transmission Costs: MISO_IN
Cost | 2015 | 2020 | 2025 | 2030 | 2035 | 2040
a. Wheel Share | 1.95 | 2.04 | 3.59 | 4.24 | 3.46 | 3.06
b. Friction Share | 2.23 | 1.52 | 2.51 | 5.39 | 5.99 | 7.07
Transmission Costs: MISO_MI
Cost | 2015 | 2020 | 2025 | 2030 | 2035 | 2040
a. Wheel Share | 3.38 | 8.61 | 8.57 | 6.67 | 2.08 | 5.34
b. Friction Share | 10.97 | 22.09 | 22.01 | 18.87 | 7.01 | 11.46
Transmission Costs: MISO_MO-IL
Cost | 2015 | 2020 | 2025 | 2030 | 2035 | 2040
a. Wheel Share | 0.14 | 0.11 | 3.98 | 20.08 | 33.91 | 51.98
b. Friction Share | 4.45 | 0.63 | 6.38 | 31.14 | 41.94 | 52.44
Transmission Costs: MISO_W
Cost | 2015 | 2020 | 2025 | 2030 | 2035 | 2040
a. Wheel Share | 3.36 | 6.68 | 62.17 | 143.96 | 164.17 | 173.12
b. Friction Share | 7.25 | 8.53 | 112.72 | 276.56 | 295.48 | 300.07
Transmission Costs: MISO_WUMS
Cost | 2015 | 2020 | 2025 | 2030 | 2035 | 2040
a. Wheel Share | 0 | 0 | 0 | 0 | 0 | 0
b. Friction Share | 0.25 | 0.28 | 0.48 | 6.23 | 1.24 | 4.04
Transmission Costs: Nebraska
Cost | 2015 | 2020 | 2025 | 2030 | 2035 | 2040
a. Wheel Share | 14.56 | 6.83 | 55.95 | 123.82 | 137.12 | 134.55
b. Friction Share | 11.16 | 6.67 | 83.83 | 186.32 | 206.22 | 202.36
Transmission Costs: NEISO
Cost | 2015 | 2020 | 2025 | 2030 | 2035 | 2040
a. Wheel Share | 0 | 0 | 0 | 0 | 0 | 0
b. Friction Share | 5.17 | 5.91 | 5.77 | 12.96 | 18.59 | 18.17
Transmission Costs: NonRTO_Midwest
Cost | 2015 | 2020 | 2025 | 2030 | 2035 | 2040
a. Wheel Share | 2.01 | 2.24 | 3.59 | 4.24 | 6.61 | 6.25
b. Friction Share | 1.24 | 1.48 | 2.16 | 2.55 | 7.16 | 6.95
Transmission Costs: NYISO_A-F
Cost | 2015 | 2020 | 2025 | 2030 | 2035 | 2040
a. Wheel Share | 14.38 | 13.81 | 8.89 | 10.96 | 2 | 4.76
b. Friction Share | 36.6 | 33.44 | 20.95 | 24.81 | 7.86 | 9.77
Transmission Costs: NYISO_G-I
Cost | 2015 | 2020 | 2025 | 2030 | 2035 | 2040
a. Wheel Share | 1.15 | 1.79 | 2.59 | 2.06 | 1.55 | 1.99
b. Friction Share | 3.04 | 3.06 | 3.94 | 6.73 | 7.73 | 7.55
Transmission Costs: NYISO_J-K
Cost | 2015 | 2020 | 2025 | 2030 | 2035 | 2040
a. Wheel Share | 0.82 | 0.78 | 1.21 | 1.26 | 1.27 | 1.22
b. Friction Share | 3.48 | 2.51 | 2.65 | 6.06 | 7.51 | 8
Transmission Costs: PJM_E
Cost | 2015 | 2020 | 2025 | 2030 | 2035 | 2040
a. Wheel Share | 1.96 | 2.56 | 3.8 | 3.33 | 2.82 | 3.21
b. Friction Share | 2.09 | 2.08 | 3.24 | 2.88 | 2.29 | 2.61
Transmission Costs: PJM_ROM
Cost | 2015 | 2020 | 2025 | 2030 | 2035 | 2040
a. Wheel Share | 0.35 | 2.2 | 2.61 | 3.89 | 1.78 | 4.33
b. Friction Share | 0.76 | 1.58 | 2.32 | 3.92 | 1.6 | 4.2
Transmission Costs: PJM_ROR
Cost | 2015 | 2020 | 2025 | 2030 | 2035 | 2040
a. Wheel Share | 29.59 | 5.49 | 20.42 | 41.82 | 28.19 | 25.78
b. Friction Share | 41.75 | 7.96 | 46.52 | 134.63 | 110.79 | 114.51
Transmission Costs: SOCO
Cost | 2015 | 2020 | 2025 | 2030 | 2035 | 2040
a. Wheel Share | 9.27 | 6.06 | 15.52 | 34.01 | 26.67 | 30.33
b. Friction Share | 11.44 | 8.88 | 23.79 | 53.67 | 44.16 | 47.97
Transmission Costs: SPP_N
Cost | 2015 | 2020 | 2025 | 2030 | 2035 | 2040
a. Wheel Share | 2.41 | 10 | 54.17 | 90.12 | 89.73 | 92.2
b. Friction Share | 2.18 | 15.31 | 81.89 | 135.86 | 135.23 | 138.95
Transmission Costs: SPP_S
Cost | 2015 | 2020 | 2025 | 2030 | 2035 | 2040
a. Wheel Share | 0.09 | 0.4 | 19.61 | 38.15 | 38.06 | 41.37
b. Friction Share | 0.27 | 0.84 | 29.47 | 57.33 | 57.2 | 62.16
Transmission Costs: TVA
Cost | 2015 | 2020 | 2025 | 2030 | 2035 | 2040
a. Wheel Share | 1.05 | 1.45 | 0.73 | 0.7 | 0.71 | 0.78
b. Friction Share | 1.31 | 1.82 | 0.91 | 0.94 | 1 | 1.12
Transmission Costs: TVA_Transmission
Cost | 2015 | 2020 | 2025 | 2030 | 2035 | 2040
a. Wheel Share | 0.52 | 0.21 | 1.34 | 22.36 | 36.15 | 53.52
b. Friction Share | 0.49 | 0.25 | 1.44 | 26.98 | 38.55 | 47.34
Transmission Costs: VACAR
Cost | 2015 | 2020 | 2025 | 2030 | 2035 | 2040
a. Wheel Share | 29.74 | 6.59 | 21.04 | 38.35 | 26.78 | 26.88
b. Friction Share | 30.36 | 8.36 | 23.15 | 40.38 | 27.73 | 28.79
Transmission Costs: IESO
Cost | 2015 | 2020 | 2025 | 2030 | 2035 | 2040
a. Wheel Share | 19.32 | 23.78 | 18.14 | 14.55 | 5.96 | 9.61
b. Friction Share | 48.32 | 59.45 | 45.37 | 35.39 | 8.19 | 10.25
Transmission Costs: MAPP_CA
Cost | 2015 | 2020 | 2025 | 2030 | 2035 | 2040
a. Wheel Share | 3.19 | 4.65 | 4.17 | 1.92 | 4.82 | 4.62
b. Friction Share | 5.09 | 7.54 | 7.18 | 1.44 | 3.35 | 3.24
Transmission Costs: AZ_NM_SNV_Coal
Cost | 2015 | 2020 | 2025 | 2030 | 2035 | 2040
a. Wheel Share | 20.76 | 20.88 | 23.92 | 22.86 | 25.72 | 46.37
b. Friction Share | 35 | 35.26 | 40.37 | 38.71 | 43.42 | 77.56
Transmission Costs: AZ_NM_SNV_Gas
Cost | 2015 | 2020 | 2025 | 2030 | 2035 | 2040
a. Wheel Share | 80.59 | 96.69 | 93.36 | 108.87 | 120.23 | 147.82
b. Friction Share | 134.62 | 161.51 | 155.97 | 181.94 | 200.82 | 246.62
Transmission Costs: AZ_NM_SNV_NucRenew
Cost | 2015 | 2020 | 2025 | 2030 | 2035 | 2040
a. Wheel Share | 39.17 | 41.37 | 53.59 | 58.64 | 64.27 | 86.38
b. Friction Share | 65.38 | 69.04 | 89.45 | 97.86 | 107.22 | 143.99
Transmission Costs: ERCOT
Cost | 2015 | 2020 | 2025 | 2030 | 2035 | 2040
a. Wheel Share | 0 | 0.2 | 4.77 | 6.14 | 5.81 | 6.13
b. Friction Share | 0 | 0.3 | 7.15 | 9.22 | 8.71 | 9.19
Transmission Costs: NP15
Cost | 2015 | 2020 | 2025 | 2030 | 2035 | 2040
a. Wheel Share | 35.69 | 16.68 | 7.29 | 16.28 | 37.82 | 44.48
b. Friction Share | 59.56 | 27.89 | 12.27 | 27.25 | 63.15 | 74.25
Transmission Costs: NWPP_Coal
Cost | 2015 | 2020 | 2025 | 2030 | 2035 | 2040
a. Wheel Share | 83.47 | 56.5 | 47.64 | 59.87 | 92.1 | 98.02
b. Friction Share | 140.38 | 95.42 | 80.71 | 101.24 | 155.18 | 165.07
Transmission Costs: NWPP_Gas
Cost | 2015 | 2020 | 2025 | 2030 | 2035 | 2040
a. Wheel Share | 0 | 0 | 0 | 0 | 0 | 0
b. Friction Share | 0.3 | 0.3 | 0.3 | 0.44 | 0.66 | 0.68
Transmission Costs: NWPP_NucRenew
Cost | 2015 | 2020 | 2025 | 2030 | 2035 | 2040
a. Wheel Share | 0 | 0 | 0 | 0 | 0 | 0
b. Friction Share | 0.96 | 0.96 | 1 | 1.01 | 1.01 | 1.01
Transmission Costs: RMPA
Cost | 2015 | 2020 | 2025 | 2030 | 2035 | 2040
a. Wheel Share | 3.37 | 5.99 | 13.66 | 13.4 | 15.99 | 20.75
b. Friction Share | 2.56 | 5.98 | 18.44 | 17.17 | 21.64 | 29.57
Transmission Costs: SP15
Cost | 2015 | 2020 | 2025 | 2030 | 2035 | 2040
a. Wheel Share | 183.95 | 192.78 | 200.68 | 226.27 | 250.83 | 297.86
b. Friction Share | 306.66 | 321.39 | 334.58 | 377.22 | 418.17 | 496.55
Transmission Costs: ALB
Cost | 2015 | 2020 | 2025 | 2030 | 2035 | 2040
a. Wheel Share | 0.75 | 0.51 | 1.26 | 2.27 | 0.04 | 3.48
b. Friction Share | 1.25 | 0.85 | 2.11 | 3.78 | 0.07 | 5.8
Transmission Costs: BC
Cost | 2015 | 2020 | 2025 | 2030 | 2035 | 2040
a. Wheel Share | 3.35 | 3.98 | 3.5 | 2.75 | 2.54 | 3.51
b. Friction Share | 5.58 | 6.63 | 5.84 | 4.59 | 4.23 | 5.86
Transmission Costs: HQ_IESO
Cost | 2015 | 2020 | 2025 | 2030 | 2035 | 2040
a. Wheel Share | 0 | 0 | 0 | 0 | 0 | 0
b. Friction Share | 0.01 | 0.01 | 0.01 | 0.01 | 0.01 | 0.01
Transmission Costs: HQ_NEISO
Cost | 2015 | 2020 | 2025 | 2030 | 2035 | 2040
a. Wheel Share | 0 | 0 | 0 | 0 | 0 | 0
b. Friction Share | 0.11 | 0.11 | 0.11 | 0.19 | 0.19 | 0.19
Transmission Costs: HQ_NY
Cost | 2015 | 2020 | 2025 | 2030 | 2035 | 2040
a. Wheel Share | 0 | 0 | 0 | 0 | 0 | 0
b. Friction Share | 0.03 | 0.07 | 0.12 | 0.12 | 0.12 | 0.12
Transmission Costs: MARITIMES
Cost | 2015 | 2020 | 2025 | 2030 | 2035 | 2040
a. Wheel Share | 0 | 0 | 0 | 0 | 0 | 0
b. Friction Share | 0.05 | 0.07 | 0.07 | 0.07 | 0.07 | 0.07
Transmission Costs: All
Cost | 2015 | 2020 | 2025 | 2030 | 2035 | 2040
a. Wheel Share | 618.09 | 570.72 | 853.52 | 1297.67 | 1401.36 | 1619.79
b. Friction Share | 1006.2 | 955.8 | 1402.61 | 2174.79 | 2300.67 | 2600.9
Transmission Costs: EI_US
Cost | 2015 | 2020 | 2025 | 2030 | 2035 | 2040
a. Wheel Share | 144.49 | 106.73 | 381.53 | 763.86 | 775.23 | 850.74
b. Friction Share | 200.53 | 163.26 | 601.85 | 1277.52 | 1264.83 | 1331.24
Transmission Costs: EI_Canada
Cost | 2015 | 2020 | 2025 | 2030 | 2035 | 2040
a. Wheel Share | 22.51 | 28.42 | 22.31 | 16.47 | 10.78 | 14.24
b. Friction Share | 53.42 | 67.01 | 52.56 | 36.84 | 11.56 | 13.51
Transmission Costs: EI
Cost | 2015 | 2020 | 2025 | 2030 | 2035 | 2040
a. Wheel Share | 167 | 135.15 | 403.84 | 780.33 | 786.01 | 864.98
b. Friction Share | 253.95 | 230.26 | 654.41 | 1314.36 | 1276.39 | 1344.74
Transmission Costs: Outside_EI
Cost | 2015 | 2020 | 2025 | 2030 | 2035 | 2040
a. Wheel Share | 451.09 | 435.57 | 449.67 | 517.34 | 615.35 | 754.81
b. Friction Share | 752.25 | 725.54 | 748.2 | 860.43 | 1024.28 | 1256.16

## Capacity
#1 | New Build Capacity (MW)
New Build Capacity by Reporting Type: Entergy
ReportingType | 2015 | 2020 | 2025 | 2030 | 2035 | 2040
BM | 0 | 0 | 0 | 0 | 0 | 0
CC | 0 | 0 | 0 | 0 | 0 | 0
CSP | 0 | 0 | 0 | 0 | 0 | 0
CT | 0 | 0 | 0 | 766.17 | 161.15 | 1625.67
Coal | 720 | 0 | 0 | 0 | 0 | 0
Geo | 0 | 0 | 0 | 0 | 0 | 0
H | 0 | 0 | 0 | 0 | 0 | 0
LFG | 0 | 0 | 0 | 107.4 | 0 | 0
Nuc | 170 | 0 | 0 | 0 | 0 | 0
PS | 0 | 0 | 0 | 0 | 0 | 0
PV | 0.29 | 65.03 | 35.47 | 3.41 | 3.82 | 2.61
PeakG | 0 | 0 | 0 | 0 | 0 | 0
PeakO | 0 | 0 | 0 | 0 | 0 | 0
ST | 0 | 0 | 0 | 0 | 0 | 0
STOG | 0 | 0 | 0 | 0 | 0 | 0
STWD | 0 | 0 | 0 | 0 | 0 | 0
WT | 0 | 0 | 0 | 0 | 0 | 100
IGCC | 0 | 0 | 0 | 0 | 0 | 0
DemandResponse | 0 | 0 | 0 | 0 | 0 | 0
IGCC-CCS | 0 | 0 | 0 | 0 | 0 | 0
WT_off | 0 | 0 | 0 | 0 | 0 | 0
PseudoUnit | 0 | 0 | 0 | 0 | 0 | 0
FixedInterchange | 0 | 0 | 0 | 0 | 0 | 0
New Build Capacity by Reporting Type: FRCC
ReportingType | 2015 | 2020 | 2025 | 2030 | 2035 | 2040
BM | 0 | 0 | 0 | 0 | 0 | 0
CC | 1516.9 | 4308.45 | 797.09 | 510.21 | 9082.78 | 5285.66
CSP | 0 | 0 | 0 | 0 | 0 | 0
CT | 2480 | 0 | 0 | 0 | 0 | 0
Coal | 0 | 0 | 0 | 0 | 0 | 0
Geo | 0 | 0 | 0 | 0 | 0 | 0
H | 0 | 0 | 0 | 0 | 0 | 0
LFG | 0 | 0 | 198 | 0 | 0 | 0
Nuc | 229.33 | 0 | 0 | 0 | 0 | 0
PS | 0 | 0 | 0 | 0 | 0 | 0
PV | 0 | 0 | 0 | 0 | 0 | 0
PeakG | 0 | 0 | 0 | 0 | 0 | 0
PeakO | 0 | 0 | 0 | 0 | 0 | 0
ST | 0 | 0 | 0 | 0 | 0 | 0
STOG | 0 | 0 | 0 | 0 | 0 | 0
STWD | 0 | 0 | 0 | 0 | 0 | 0
WT | 0 | 0 | 0 | 0 | 0 | 0
IGCC | 0 | 0 | 0 | 0 | 0 | 0
DemandResponse | 0 | 0 | 0 | 0 | 0 | 0
IGCC-CCS | 0 | 0 | 0 | 0 | 0 | 0
WT_off | 0 | 0 | 0 | 0 | 0 | 0
PseudoUnit | 0 | 0 | 0 | 0 | 0 | 0
FixedInterchange | 0 | 0 | 0 | 0 | 0 | 0
New Build Capacity by Reporting Type: MAPP_US
ReportingType | 2015 | 2020 | 2025 | 2030 | 2035 | 2040
BM | 0 | 0 | 0 | 0 | 0 | 0
CC | 0 | 0 | 0 | 0 | 0 | 0
CSP | 0 | 0 | 0 | 0 | 0 | 0
CT | 308.3 | 0 | 0 | 0 | 753.33 | 102.69
Coal | 0 | 0 | 0 | 0 | 0 | 0
Geo | 0 | 0 | 0 | 0 | 0 | 0
H | 0 | 0 | 0 | 0 | 0 | 0
LFG | 0 | 0 | 0 | 71.67 | 0 | 0
Nuc | 0 | 0 | 0 | 0 | 0 | 0
PS | 0 | 0 | 0 | 0 | 0 | 0
PV | 0 | 0 | 0 | 0 | 0 | 0
PeakG | 0 | 0 | 0 | 0 | 0 | 0
PeakO | 0 | 0 | 0 | 0 | 0 | 0
ST | 0 | 0 | 0 | 0 | 0 | 0
STOG | 0 | 0 | 0 | 0 | 0 | 0
STWD | 0 | 0 | 0 | 0 | 0 | 0
WT | 421.3 | 1307.24 | 0 | 3802.2 | 801.92 | 2520.8
IGCC | 0 | 0 | 0 | 0 | 0 | 0
DemandResponse | 0 | 0 | 0 | 0 | 0 | 0
IGCC-CCS | 0 | 0 | 0 | 0 | 0 | 0
WT_off | 0 | 0 | 0 | 0 | 0 | 0
PseudoUnit | 0 | 0 | 0 | 0 | 0 | 0
FixedInterchange | 0 | 0 | 0 | 0 | 0 | 0
New Build Capacity by Reporting Type: MISO_IN
ReportingType | 2015 | 2020 | 2025 | 2030 | 2035 | 2040
BM | 0 | 0 | 0 | 0 | 0 | 0
CC | 0 | 0 | 0 | 0 | 0 | 254.43
CSP | 0 | 0 | 0 | 0 | 0 | 0
CT | 0 | 0 | 0 | 0 | 0 | 0
Coal | 0 | 0 | 0 | 0 | 0 | 0
Geo | 0 | 0 | 0 | 0 | 0 | 0
H | 0 | 0 | 0 | 0 | 0 | 0
LFG | 0 | 0 | 80.12 | 0 | 0 | 0
Nuc | 0 | 0 | 0 | 0 | 0 | 0
PS | 0 | 0 | 0 | 0 | 0 | 0
PV | 0 | 235.95 | 147.21 | 0 | 11.63 | 13.48
PeakG | 0 | 0 | 0 | 0 | 0 | 0
PeakO | 0 | 0 | 0 | 0 | 0 | 0
ST | 0 | 0 | 0 | 0 | 0 | 0
STOG | 0 | 0 | 0 | 0 | 0 | 0
STWD | 0 | 0 | 0 | 0 | 0 | 0
WT | 0 | 0 | 0 | 0 | 0 | 0
IGCC | 618 | 0 | 0 | 0 | 0 | 0
DemandResponse | 0 | 0 | 0 | 0 | 0 | 0
IGCC-CCS | 0 | 0 | 0 | 0 | 0 | 0
WT_off | 0 | 0 | 0 | 0 | 0 | 0
PseudoUnit | 0 | 0 | 0 | 0 | 0 | 0
FixedInterchange | 0 | 0 | 0 | 0 | 0 | 0
New Build Capacity by Reporting Type: MISO_MI
ReportingType | 2015 | 2020 | 2025 | 2030 | 2035 | 2040
BM | 0 | 0 | 0 | 0 | 0 | 0
CC | 0 | 0 | 0 | 0 | 0 | 0
CSP | 0 | 0 | 0 | 0 | 0 | 0
CT | 0 | 0 | 0 | 0 | 0 | 0
Coal | 0 | 0 | 0 | 0 | 0 | 0
Geo | 0 | 0 | 0 | 0 | 0 | 0
H | 0 | 0 | 0 | 0 | 0 | 0
LFG | 0 | 52.62 | 107.63 | 0 | 0 | 0
Nuc | 0 | 0 | 0 | 0 | 0 | 0
PS | 0 | 0 | 0 | 0 | 0 | 0
PV | 0 | 0 | 0 | 0 | 0 | 0
PeakG | 0 | 0 | 0 | 0 | 0 | 0
PeakO | 0 | 0 | 0 | 0 | 0 | 0
ST | 0 | 0 | 0 | 0 | 0 | 0
STOG | 0 | 0 | 0 | 0 | 0 | 0
STWD | 0 | 0 | 0 | 0 | 0 | 0
WT | 2000 | 304.83 | 0 | 142.8 | 152.37 | 151.54
IGCC | 0 | 0 | 0 | 0 | 0 | 0
DemandResponse | 0 | 0 | 0 | 0 | 0 | 0
IGCC-CCS | 0 | 0 | 0 | 0 | 0 | 0
WT_off | 0 | 0 | 0 | 0 | 0 | 0
PseudoUnit | 0 | 0 | 0 | 0 | 0 | 0
FixedInterchange | 0 | 0 | 0 | 0 | 0 | 0
New Build Capacity by Reporting Type: MISO_MO-IL
ReportingType | 2015 | 2020 | 2025 | 2030 | 2035 | 2040
BM | 0 | 0 | 0 | 0 | 0 | 0
CC | 0 | 0 | 0 | 0 | 0 | 0
CSP | 0 | 0 | 0 | 0 | 0 | 0
CT | 0 | 0 | 0 | 0 | 0 | 0
Coal | 1790 | 0 | 0 | 0 | 0 | 0
Geo | 0 | 0 | 0 | 0 | 0 | 0
H | 0 | 280 | 0 | 0 | 0 | 0
LFG | 0 | 0 | 223.33 | 0 | 0 | 0
Nuc | 0 | 0 | 0 | 0 | 0 | 0
PS | 0 | 0 | 0 | 0 | 0 | 0
PV | 0 | 0 | 0 | 0 | 0 | 0
PeakG | 0 | 0 | 0 | 0 | 0 | 0
PeakO | 0 | 0 | 0 | 0 | 0 | 0
ST | 0 | 0 | 0 | 0 | 0 | 0
STOG | 0 | 0 | 0 | 0 | 0 | 0
STWD | 0 | 0 | 0 | 0 | 0 | 0
WT | 300 | 0 | 0 | 0 | 0 | 4189.31
IGCC | 0 | 0 | 0 | 0 | 0 | 0
DemandResponse | 0 | 0 | 0 | 0 | 0 | 0
IGCC-CCS | 0 | 0 | 0 | 0 | 0 | 0
WT_off | 0 | 0 | 0 | 0 | 0 | 0
PseudoUnit | 0 | 0 | 0 | 0 | 0 | 0
FixedInterchange | 0 | 0 | 0 | 0 | 0 | 0
New Build Capacity by Reporting Type: MISO_W
ReportingType | 2015 | 2020 | 2025 | 2030 | 2035 | 2040
BM | 0 | 0 | 0 | 0 | 0 | 0
CC | 0 | 0 | 0 | 0 | 0 | 0
CSP | 0 | 0 | 0 | 0 | 0 | 0
CT | 0 | 0 | 0 | 0 | 0 | 0
Coal | 0 | 0 | 0 | 0 | 0 | 0
Geo | 0 | 0 | 0 | 0 | 0 | 0
H | 0 | 0 | 0 | 0 | 0 | 0
LFG | 0 | 0 | 71.67 | 0 | 0 | 0
Nuc | 94.33 | 0 | 0 | 0 | 0 | 0
PS | 0 | 0 | 0 | 0 | 0 | 0
PV | 0 | 0 | 0 | 0 | 0 | 0
PeakG | 0 | 0 | 0 | 0 | 0 | 0
PeakO | 0 | 0 | 0 | 0 | 0 | 0
ST | 0 | 0 | 0 | 0 | 0 | 0
STOG | 0 | 0 | 0 | 0 | 0 | 0
STWD | 0 | 0 | 0 | 0 | 0 | 0
WT | 2800.5 | 71.3 | 3933.72 | 17094.32 | 0 | 0
IGCC | 0 | 0 | 0 | 0 | 0 | 0
DemandResponse | 0 | 0 | 0 | 0 | 0 | 0
IGCC-CCS | 0 | 0 | 0 | 0 | 0 | 0
WT_off | 0 | 0 | 0 | 0 | 0 | 0
PseudoUnit | 0 | 0 | 0 | 0 | 0 | 0
FixedInterchange | 0 | 0 | 0 | 0 | 0 | 0
New Build Capacity by Reporting Type: MISO_WUMS
ReportingType | 2015 | 2020 | 2025 | 2030 | 2035 | 2040
BM | 0 | 0 | 0 | 0 | 0 | 0
CC | 0 | 0 | 0 | 0 | 0 | 0
CSP | 0 | 0 | 0 | 0 | 0 | 0
CT | 0 | 4466.06 | 2317.54 | 4975.24 | 11162.52 | 3208.19
Coal | 615 | 0 | 0 | 0 | 0 | 0
Geo | 0 | 0 | 0 | 0 | 0 | 0
H | 0 | 1 | 0 | 0 | 0 | 0
LFG | 0 | 0 | 223.33 | 0 | 0 | 0
Nuc | 235 | 0 | 0 | 0 | 0 | 0
PS | 0 | 0 | 0 | 0 | 0 | 0
PV | 0 | 0 | 0 | 0 | 0 | 0
PeakG | 0 | 0 | 0 | 0 | 0 | 0
PeakO | 0 | 0 | 0 | 0 | 0 | 0
ST | 0 | 0 | 0 | 0 | 0 | 0
STOG | 0 | 0 | 0 | 0 | 0 | 0
STWD | 0 | 0 | 0 | 0 | 0 | 0
WT | 968.9 | 0 | 0 | 0 | 30.8 | 0
IGCC | 0 | 0 | 0 | 0 | 0 | 0
DemandResponse | 0 | 0 | 0 | 0 | 0 | 0
IGCC-CCS | 0 | 0 | 0 | 0 | 0 | 0
WT_off | 0 | 0 | 0 | 0 | 0 | 0
PseudoUnit | 0 | 0 | 0 | 0 | 0 | 0
FixedInterchange | 0 | 0 | 0 | 0 | 0 | 0
New Build Capacity by Reporting Type: Nebraska
ReportingType | 2015 | 2020 | 2025 | 2030 | 2035 | 2040
BM | 0 | 0 | 0 | 0 | 0 | 0
CC | 0 | 0 | 0 | 0 | 0 | 0
CSP | 0 | 0 | 0 | 0 | 0 | 0
CT | 0 | 0 | 0 | 0 | 0 | 0
Coal | 232.1 | 0 | 0 | 0 | 0 | 0
Geo | 0 | 0 | 0 | 0 | 0 | 0
H | 0 | 0 | 0 | 0 | 0 | 0
LFG | 0 | 0 | 0 | 71.67 | 0 | 0
Nuc | 0 | 0 | 0 | 0 | 0 | 0
PS | 0 | 0 | 0 | 0 | 0 | 0
PV | 0 | 0 | 0 | 0 | 0 | 0
PeakG | 0 | 0 | 0 | 0 | 0 | 0
PeakO | 0 | 0 | 0 | 0 | 0 | 0
ST | 0 | 0 | 0 | 0 | 0 | 0
STOG | 0 | 0 | 0 | 0 | 0 | 0
STWD | 0 | 0 | 0 | 0 | 0 | 0
WT | 202 | 17739.46 | 25641 | 21479.67 | 4775.73 | 0
IGCC | 0 | 0 | 0 | 0 | 0 | 0
DemandResponse | 0 | 0 | 0 | 0 | 0 | 0
IGCC-CCS | 0 | 0 | 0 | 0 | 0 | 0
WT_off | 0 | 0 | 0 | 0 | 0 | 0
PseudoUnit | 0 | 0 | 0 | 0 | 0 | 0
FixedInterchange | 0 | 0 | 0 | 0 | 0 | 0
New Build Capacity by Reporting Type: NEISO
ReportingType | 2015 | 2020 | 2025 | 2030 | 2035 | 2040
BM | 252.2 | 0 | 0 | 0 | 0 | 0
CC | 2049.5 | 0 | 0 | 0 | 0 | 0
CSP | 0 | 0 | 0 | 0 | 0 | 0
CT | 334 | 0 | 0 | 0 | 0 | 0
Coal | 0 | 0 | 0 | 0 | 0 | 0
Geo | 0 | 0 | 0 | 0 | 0 | 0
H | 0 | 3 | 0 | 0 | 0 | 0
LFG | 49.26 | 0 | 69.74 | 0 | 0 | 0
Nuc | 0 | 0 | 0 | 0 | 0 | 0
PS | 0 | 0 | 0 | 0 | 0 | 0
PV | 0 | 323.36 | 1.49 | 0 | 0 | 0.05
PeakG | 0 | 0 | 0 | 0 | 0 | 0
PeakO | 0 | 0 | 0 | 0 | 0 | 0
ST | 0 | 0 | 0 | 0 | 0 | 0
STOG | 0 | 0 | 0 | 0 | 0 | 0
STWD | 0 | 0 | 0 | 0 | 0 | 0
WT | 231.2 | 1499.88 | 1969.07 | 709.02 | 667.52 | 0
IGCC | 0 | 0 | 0 | 0 | 0 | 0
DemandResponse | 0 | 0 | 0 | 0 | 0 | 0
IGCC-CCS | 0 | 0 | 0 | 0 | 0 | 0
WT_off | 468 | 0 | 0 | 0 | 0 | 0
PseudoUnit | 0 | 0 | 0 | 0 | 0 | 0
FixedInterchange | 0 | 0 | 0 | 0 | 0 | 0
New Build Capacity by Reporting Type: NonRTO_Midwest
ReportingType | 2015 | 2020 | 2025 | 2030 | 2035 | 2040
BM | 0 | 0 | 0 | 0 | 0 | 0
CC | 0 | 389.12 | 0 | 0 | 0.01 | 251.16
CSP | 0 | 0 | 0 | 0 | 0 | 0
CT | 0 | 0 | 0 | 0 | 0 | 0
Coal | 0 | 0 | 0 | 0 | 0 | 0
Geo | 0 | 0 | 0 | 0 | 0 | 0
H | 0 | 0 | 746 | 0 | 0 | 0
LFG | 0 | 0 | 160.25 | 0 | 0 | 0
Nuc | 0 | 0 | 0 | 0 | 0 | 0
PS | 0 | 0 | 0 | 0 | 0 | 0
PV | 0 | 0 | 0 | 0 | 0 | 0
PeakG | 0 | 0 | 0 | 0 | 0 | 0
PeakO | 0 | 0 | 0 | 0 | 0 | 0
ST | 0 | 0 | 0 | 0 | 0 | 0
STOG | 0 | 0 | 0 | 0 | 0 | 0
STWD | 0 | 0 | 0 | 0 | 0 | 0
WT | 0 | 0 | 0 | 0 | 0 | 0
IGCC | 0 | 0 | 0 | 0 | 0 | 0
DemandResponse | 0 | 0 | 0 | 0 | 0 | 0
IGCC-CCS | 0 | 0 | 0 | 0 | 0 | 0
WT_off | 0 | 0 | 0 | 0 | 0 | 0
PseudoUnit | 0 | 0 | 0 | 0 | 0 | 0
FixedInterchange | 0 | 0 | 0 | 0 | 0 | 0
New Build Capacity by Reporting Type: NYISO_A-F
ReportingType | 2015 | 2020 | 2025 | 2030 | 2035 | 2040
BM | 0 | 0 | 0 | 0 | 0 | 0
CC | 639 | 0 | 0 | 0 | 0 | 0
CSP | 0 | 0 | 0 | 0 | 0 | 0
CT | 0 | 0 | 0 | 0 | 0 | 0
Coal | 0 | 0 | 0 | 0 | 0 | 0
Geo | 0 | 0 | 0 | 0 | 0 | 0
H | 0 | 0 | 0 | 0 | 0 | 0
LFG | 6.4 | 0 | 0 | 67.93 | 0 | 0
Nuc | 168 | 0 | 0 | 0 | 0 | 0
PS | 0 | 0 | 0 | 0 | 0 | 0
PV | 0 | 0 | 0 | 0 | 0 | 0
PeakG | 0 | 0 | 0 | 0 | 0 | 0
PeakO | 0 | 0 | 0 | 0 | 0 | 0
ST | 0 | 0 | 0 | 0 | 0 | 0
STOG | 0 | 0 | 0 | 0 | 0 | 0
STWD | 0 | 0 | 0 | 0 | 0 | 0
WT | 2476.3 | 709.8 | 0 | 0 | 0 | 0
IGCC | 0 | 0 | 0 | 0 | 0 | 0
DemandResponse | 0 | 0 | 0 | 0 | 0 | 0
IGCC-CCS | 0 | 0 | 0 | 0 | 0 | 0
WT_off | 0 | 0 | 0 | 0 | 0 | 0
PseudoUnit | 0 | 0 | 0 | 0 | 0 | 0
FixedInterchange | 0 | 0 | 0 | 0 | 0 | 0
New Build Capacity by Reporting Type: NYISO_G-I
ReportingType | 2015 | 2020 | 2025 | 2030 | 2035 | 2040
BM | 0 | 0 | 0 | 0 | 0 | 0
CC | 0 | 0 | 0 | 0 | 1491.84 | 2694.41
CSP | 0 | 0 | 0 | 0 | 0 | 0
CT | 0 | 0 | 0 | 0 | 0 | 0
Coal | 0 | 0 | 0 | 0 | 0 | 0
Geo | 0 | 0 | 0 | 0 | 0 | 0
H | 0 | 0 | 0 | 0 | 0 | 0
LFG | 0 | 0 | 22.78 | 51.56 | 0 | 0
Nuc | 0 | 0 | 0 | 0 | 0 | 0
PS | 0 | 0 | 0 | 0 | 0 | 0
PV | 0 | 0 | 0 | 0 | 0 | 0
PeakG | 0 | 0 | 0 | 0 | 0 | 0
PeakO | 0 | 0 | 0 | 0 | 0 | 0
ST | 0 | 0 | 0 | 0 | 0 | 0
STOG | 0 | 0 | 0 | 0 | 0 | 0
STWD | 0 | 0 | 0 | 0 | 0 | 0
WT | 0 | 60 | 0 | 0 | 0 | 0
IGCC | 0 | 0 | 0 | 0 | 0 | 0
DemandResponse | 0 | 0 | 0 | 0 | 0 | 0
IGCC-CCS | 0 | 0 | 0 | 0 | 0 | 0
WT_off | 0 | 0 | 0 | 0 | 0 | 0
PseudoUnit | 0 | 0 | 0 | 0 | 0 | 0
FixedInterchange | 0 | 0 | 0 | 0 | 0 | 0
New Build Capacity by Reporting Type: NYISO_J-K
ReportingType | 2015 | 2020 | 2025 | 2030 | 2035 | 2040
BM | 0 | 0 | 0 | 0 | 0 | 0
CC | 1175.4 | 0 | 0 | 0 | 0 | 0
CSP | 0 | 0 | 0 | 0 | 0 | 0
CT | 0 | 0 | 0 | 335.02 | 1684.73 | 830.41
Coal | 0 | 0 | 0 | 0 | 0 | 0
Geo | 0 | 0 | 0 | 0 | 0 | 0
H | 0 | 0 | 0 | 0 | 0 | 0
LFG | 0 | 0 | 0 | 74.33 | 0 | 0
Nuc | 0 | 0 | 0 | 0 | 0 | 0
PS | 0 | 0 | 0 | 0 | 0 | 0
PV | 32 | 0 | 0 | 0 | 0 | 0
PeakG | 0 | 0 | 0 | 0 | 0 | 0
PeakO | 0 | 0 | 0 | 0 | 0 | 0
ST | 0 | 0 | 0 | 0 | 0 | 0
STOG | 0 | 0 | 0 | 0 | 0 | 0
STWD | 0 | 0 | 0 | 0 | 0 | 0
WT | 0 | 0 | 0 | 0 | 0 | 0
IGCC | 0 | 0 | 0 | 0 | 0 | 0
DemandResponse | 0 | 0 | 0 | 0 | 0 | 0
IGCC-CCS | 0 | 0 | 0 | 0 | 0 | 0
WT_off | 0 | 0 | 0 | 0 | 0 | 0
PseudoUnit | 0 | 0 | 0 | 0 | 0 | 0
FixedInterchange | 0 | 0 | 0 | 0 | 0 | 0
New Build Capacity by Reporting Type: PJM_E
ReportingType | 2015 | 2020 | 2025 | 2030 | 2035 | 2040
BM | 30 | 0 | 0 | 0 | 0 | 0
CC | 4634.3 | 0 | 0 | 0 | 0 | 0
CSP | 0 | 0 | 0 | 0 | 0 | 0
CT | 26.2 | 0 | 0 | 0 | 1960.23 | 0
Coal | 27 | 0 | 0 | 0 | 0 | 0
Geo | 0 | 0 | 0 | 0 | 0 | 0
H | 0 | 0 | 0 | 0 | 0 | 0
LFG | 9.1 | 132.9 | 0 | 0 | 0 | 0
Nuc | 38 | 0 | 0 | 0 | 0 | 0
PS | 0 | 0 | 0 | 0 | 0 | 0
PV | 25.45 | 0 | 0 | 0 | 0 | 0
PeakG | 0 | 0 | 0 | 0 | 0 | 0
PeakO | 0 | 0 | 0 | 0 | 0 | 0
ST | 0 | 0 | 0 | 0 | 0 | 0
STOG | 0 | 0 | 0 | 0 | 0 | 0
STWD | 0 | 0 | 0 | 0 | 0 | 0
WT | 1150 | 0 | 0 | 0 | 0 | 0
IGCC | 0 | 0 | 0 | 0 | 0 | 0
DemandResponse | 0 | 0 | 0 | 0 | 0 | 0
IGCC-CCS | 0 | 0 | 0 | 0 | 0 | 0
WT_off | 0 | 0 | 1100 | 0 | 0 | 0
PseudoUnit | 0 | 0 | 0 | 0 | 0 | 0
FixedInterchange | 0 | 0 | 0 | 0 | 0 | 0
New Build Capacity by Reporting Type: PJM_ROM
ReportingType | 2015 | 2020 | 2025 | 2030 | 2035 | 2040
BM | 18 | 0 | 0 | 0 | 0 | 0
CC | 1678.5 | 0 | 0 | 0 | 0 | 13016.67
CSP | 0 | 0 | 0 | 0 | 0 | 0
CT | 16 | 0 | 0 | 0 | 0 | 0
Coal | 32.5 | 0 | 0 | 0 | 0 | 0
Geo | 0 | 0 | 0 | 0 | 0 | 0
H | 0 | 85.18 | 592.82 | 0 | 0 | 0
LFG | 18.9 | 265.1 | 0 | 0 | 0 | 0
Nuc | 0 | 0 | 0 | 0 | 0 | 0
PS | 0 | 0 | 0 | 0 | 0 | 0
PV | 0 | 1409.56 | 888.64 | 240.74 | 95.25 | 113.93
PeakG | 0 | 0 | 0 | 0 | 0 | 0
PeakO | 0 | 0 | 0 | 0 | 0 | 0
ST | 0 | 0 | 0 | 0 | 0 | 0
STOG | 0 | 0 | 0 | 0 | 0 | 0
STWD | 0 | 0 | 0 | 0 | 0 | 0
WT | 479.8 | 750.2 | 5646.06 | 0 | 0 | 0
IGCC | 0 | 0 | 0 | 0 | 0 | 0
DemandResponse | 0 | 0 | 0 | 0 | 0 | 0
IGCC-CCS | 0 | 0 | 0 | 0 | 0 | 0
WT_off | 0 | 0 | 0 | 0 | 0 | 0
PseudoUnit | 0 | 0 | 0 | 0 | 0 | 0
FixedInterchange | 0 | 0 | 0 | 0 | 0 | 0
New Build Capacity by Reporting Type: PJM_ROR
ReportingType | 2015 | 2020 | 2025 | 2030 | 2035 | 2040
BM | 385 | 0 | 0 | 0 | 0 | 0
CC | 3077 | 120 | 0 | 0 | 9951.24 | 0
CSP | 0 | 0 | 0 | 0 | 0 | 0
CT | 29 | 0 | 0 | 0 | 2419.23 | 0
Coal | 2164 | 0 | 0 | 0 | 0 | 0
Geo | 0 | 0 | 0 | 0 | 0 | 0
H | 0 | 503 | 0 | 0 | 0 | 0
LFG | 57.4 | 274.52 | 239.18 | 0 | 0 | 0
Nuc | 38 | 0 | 0 | 0 | 0 | 0
PS | 0 | 0 | 0 | 0 | 0 | 0
PV | 0 | 0 | 0 | 0 | 0 | 0
PeakG | 0 | 0 | 0 | 0 | 0 | 0
PeakO | 0 | 0 | 0 | 0 | 0 | 0
ST | 0 | 0 | 0 | 0 | 0 | 0
STOG | 0 | 0 | 0 | 0 | 0 | 0
STWD | 0 | 0 | 0 | 0 | 0 | 0
WT | 8325.7 | 191.7 | 0 | 1767.71 | 1965.07 | 2636.5
IGCC | 0 | 0 | 0 | 0 | 0 | 0
DemandResponse | 0 | 0 | 0 | 0 | 0 | 0
IGCC-CCS | 0 | 0 | 0 | 0 | 0 | 0
WT_off | 0 | 0 | 0 | 0 | 0 | 0
PseudoUnit | 0 | 0 | 0 | 0 | 0 | 0
FixedInterchange | 0 | 0 | 0 | 0 | 0 | 0
New Build Capacity by Reporting Type: SOCO
ReportingType | 2015 | 2020 | 2025 | 2030 | 2035 | 2040
BM | 55 | 0 | 0 | 0 | 0 | 0
CC | 5026.9 | 187 | 0 | 0 | 0 | 0
CSP | 0 | 0 | 0 | 0 | 0 | 0
CT | 0 | 0 | 0 | 0 | 0 | 0
Coal | 0 | 0 | 0 | 0 | 340.03 | 7577.21
Geo | 0 | 0 | 0 | 0 | 0 | 0
H | 0 | 0 | 0 | 0 | 0 | 0
LFG | 0 | 0 | 107.4 | 0 | 0 | 0
Nuc | 70 | 2200 | 0 | 0 | 0 | 0
PS | 0 | 0 | 0 | 0 | 0 | 0
PV | 0 | 0 | 0 | 0 | 0 | 0
PeakG | 0 | 0 | 0 | 0 | 0 | 0
PeakO | 0 | 0 | 0 | 0 | 0 | 0
ST | 0 | 0 | 0 | 0 | 0 | 0
STOG | 0 | 0 | 0 | 0 | 0 | 0
STWD | 0 | 0 | 0 | 0 | 0 | 0
WT | 0 | 0 | 0 | 0 | 0 | 0
IGCC | 0 | 0 | 0 | 0 | 0 | 0
DemandResponse | 0 | 0 | 0 | 0 | 0 | 0
IGCC-CCS | 0 | 0 | 0 | 0 | 0 | 0
WT_off | 0 | 0 | 0 | 0 | 0 | 0
PseudoUnit | 0 | 0 | 0 | 0 | 0 | 0
FixedInterchange | 0 | 0 | 0 | 0 | 0 | 0
New Build Capacity by Reporting Type: SPP_N
ReportingType | 2015 | 2020 | 2025 | 2030 | 2035 | 2040
BM | 0 | 0 | 0 | 0 | 0 | 0
CC | 0 | 0 | 0 | 0 | 0 | 0
CSP | 0 | 0 | 0 | 0 | 0 | 0
CT | 0 | 0 | 0 | 0 | 0 | 701.8
Coal | 465.04 | 0 | 0 | 0 | 0 | 0
Geo | 0 | 0 | 0 | 0 | 0 | 0
H | 0 | 0 | 0 | 0 | 0 | 0
LFG | 0 | 0 | 0 | 95 | 0 | 0
Nuc | 0 | 0 | 0 | 0 | 0 | 0
PS | 0 | 0 | 0 | 0 | 0 | 0
PV | 0 | 0 | 0 | 0 | 0 | 0
PeakG | 0 | 0 | 0 | 0 | 0 | 0
PeakO | 0 | 0 | 0 | 0 | 0 | 0
ST | 0 | 0 | 0 | 0 | 0 | 0
STOG | 0 | 0 | 0 | 0 | 0 | 0
STWD | 0 | 0 | 0 | 0 | 0 | 0
WT | 0 | 0 | 0 | 15182.87 | 3262.03 | 1781.31
IGCC | 0 | 0 | 0 | 0 | 0 | 0
DemandResponse | 0 | 0 | 0 | 0 | 0 | 0
IGCC-CCS | 0 | 0 | 0 | 0 | 0 | 0
WT_off | 0 | 0 | 0 | 0 | 0 | 0
PseudoUnit | 0 | 0 | 0 | 0 | 0 | 0
FixedInterchange | 0 | 0 | 0 | 0 | 0 | 0
New Build Capacity by Reporting Type: SPP_S
ReportingType | 2015 | 2020 | 2025 | 2030 | 2035 | 2040
BM | 0 | 0 | 0 | 0 | 0 | 0
CC | 0 | 0 | 0 | 0 | 0 | 0
CSP | 0 | 0 | 0 | 0 | 0 | 0
CT | 412.99 | 300 | 0 | 0 | 0 | 483.84
Coal | 988 | 0 | 0 | 0 | 0 | 0
Geo | 0 | 0 | 0 | 0 | 0 | 0
H | 0 | 0 | 0 | 0 | 0 | 0
LFG | 0 | 0 | 0 | 95 | 0 | 0
Nuc | 0 | 0 | 0 | 0 | 0 | 0
PS | 0 | 0 | 0 | 0 | 0 | 0
PV | 0 | 0 | 0 | 0 | 0 | 0
PeakG | 0 | 0 | 0 | 0 | 0 | 0
PeakO | 0 | 0 | 0 | 0 | 0 | 0
ST | 0 | 0 | 0 | 0 | 0 | 0
STOG | 0 | 0 | 0 | 0 | 0 | 0
STWD | 0 | 0 | 0 | 0 | 0 | 0
WT | 430 | 9742.87 | 30946.59 | 11417.54 | 1589.69 | 1074.47
IGCC | 0 | 0 | 0 | 0 | 0 | 0
DemandResponse | 0 | 0 | 0 | 0 | 0 | 0
IGCC-CCS | 0 | 0 | 0 | 0 | 0 | 0
WT_off | 0 | 0 | 0 | 0 | 0 | 0
PseudoUnit | 0 | 0 | 0 | 0 | 0 | 0
FixedInterchange | 0 | 0 | 0 | 0 | 0 | 0
New Build Capacity by Reporting Type: TVA
ReportingType | 2015 | 2020 | 2025 | 2030 | 2035 | 2040
BM | 0 | 0 | 0 | 0 | 0 | 0
CC | 1418 | 448.41 | 0.01 | 1919.22 | 0 | 0
CSP | 0 | 0 | 0 | 0 | 0 | 0
CT | 0 | 1318.91 | 0 | 1122.3 | 0 | 0
Coal | 0 | 0 | 0 | 0 | 602.97 | 872.63
Geo | 0 | 0 | 0 | 0 | 0 | 0
H | 0 | 0 | 27 | 0 | 0 | 0
LFG | 0 | 0 | 107.4 | 0 | 0 | 0
Nuc | 1697.89 | 0 | 0 | 0 | 0 | 0
PS | 0 | 0 | 0 | 0 | 0 | 0
PV | 0 | 0 | 0 | 0 | 0 | 0
PeakG | 0 | 0 | 0 | 0 | 0 | 0
PeakO | 0 | 0 | 0 | 0 | 0 | 0
ST | 0 | 0 | 0 | 0 | 0 | 0
STOG | 0 | 0 | 0 | 0 | 0 | 0
STWD | 0 | 0 | 0 | 0 | 0 | 0
WT | 0 | 0 | 0 | 0 | 0 | 0
IGCC | 0 | 0 | 0 | 0 | 0 | 0
DemandResponse | 0 | 0 | 0 | 0 | 0 | 0
IGCC-CCS | 0 | 0 | 0 | 0 | 0 | 0
WT_off | 0 | 0 | 0 | 0 | 0 | 0
PseudoUnit | 0 | 0 | 0 | 0 | 0 | 0
FixedInterchange | 0 | 0 | 0 | 0 | 0 | 0
New Build Capacity by Reporting Type: TVA_Transmission
ReportingType | 2015 | 2020 | 2025 | 2030 | 2035 | 2040
BM | 0 | 0 | 0 | 0 | 0 | 0
CC | 0 | 0 | 0 | 0 | 0 | 0
CSP | 0 | 0 | 0 | 0 | 0 | 0
CT | 0 | 0 | 0 | 0 | 0 | 0
Coal | 0 | 0 | 0 | 0 | 0 | 0
Geo | 0 | 0 | 0 | 0 | 0 | 0
H | 0 | 0 | 0 | 0 | 0 | 0
LFG | 0 | 0 | 0 | 0 | 0 | 0
Nuc | 0 | 0 | 0 | 0 | 0 | 0
PS | 0 | 0 | 0 | 0 | 0 | 0
PV | 0 | 0 | 0 | 0 | 0 | 0
PeakG | 0 | 0 | 0 | 0 | 0 | 0
PeakO | 0 | 0 | 0 | 0 | 0 | 0
ST | 0 | 0 | 0 | 0 | 0 | 0
STOG | 0 | 0 | 0 | 0 | 0 | 0
STWD | 0 | 0 | 0 | 0 | 0 | 0
WT | 0 | 0 | 0 | 0 | 0 | 0
IGCC | 0 | 0 | 0 | 0 | 0 | 0
DemandResponse | 0 | 0 | 0 | 0 | 0 | 0
IGCC-CCS | 0 | 0 | 0 | 0 | 0 | 0
WT_off | 0 | 0 | 0 | 0 | 0 | 0
PseudoUnit | 0 | 0 | 0 | 0 | 0 | 0
FixedInterchange | 0 | 0 | 0 | 0 | 0 | 0
New Build Capacity by Reporting Type: VACAR
ReportingType | 2015 | 2020 | 2025 | 2030 | 2035 | 2040
BM | 0.92 | 230.9 | 620.47 | 60.03 | 183.32 | 150.81
CC | 5604.06 | 3049.59 | 17.39 | 0 | 7234.77 | 4806.98
CSP | 0 | 0 | 0 | 0 | 0 | 0
CT | 717.2 | 0 | 505.79 | 1058.59 | 0 | 265.01
Coal | 825 | 0 | 0 | 0 | 0 | 0
Geo | 0 | 0 | 0 | 0 | 0 | 0
H | 0 | 0 | 0 | 0 | 0 | 0
LFG | 0.34 | 107.06 | 0 | 0 | 0 | 0
Nuc | 0 | 2330 | 0 | 0 | 0 | 0
PS | 0 | 0 | 0 | 0 | 0 | 0
PV | 0 | 138.41 | 6.52 | 3.78 | 11.55 | 9.5
PeakG | 0 | 0 | 0 | 0 | 0 | 0
PeakO | 0 | 0 | 0 | 0 | 0 | 0
ST | 0 | 0 | 0 | 0 | 0 | 0
STOG | 0 | 0 | 0 | 0 | 0 | 0
STWD | 0 | 0 | 0 | 0 | 0 | 0
WT | 0.9 | 3499.1 | 0 | 0 | 0 | 0
IGCC | 0 | 0 | 0 | 0 | 0 | 0
DemandResponse | 0 | 0 | 0 | 0 | 0 | 0
IGCC-CCS | 0 | 0 | 0 | 0 | 0 | 0
WT_off | 1 | 0 | 0 | 0 | 0 | 0
PseudoUnit | 0 | 0 | 0 | 0 | 0 | 0
FixedInterchange | 0 | 0 | 0 | 0 | 0 | 0
New Build Capacity by Reporting Type: IESO
ReportingType | 2015 | 2020 | 2025 | 2030 | 2035 | 2040
BM | 326.33 | 0 | 0 | 0 | 0 | 0
CC | 1263 | 0 | 0 | 0 | 0 | 1013.22
CSP | 0 | 0 | 0 | 0 | 0 | 0
CT | 368 | 0 | 0 | 0 | 478.28 | 1263.63
Coal | 0 | 0 | 0 | 0 | 0 | 0
Geo | 0 | 0 | 0 | 0 | 0 | 0
H | 0 | 0 | 0 | 0 | 0 | 250
LFG | 14.5 | 0 | 0 | 0 | 0.5 | 0
Nuc | 0 | 0 | 0 | 0 | 0 | 0
PS | 0 | 0 | 0 | 0 | 0 | 0
PV | 1067.26 | 0 | 0 | 0 | 0 | 0
PeakG | 0 | 0 | 0 | 0 | 0 | 0
PeakO | 0 | 0 | 0 | 0 | 0 | 0
ST | 0 | 0 | 0 | 0 | 0 | 0
STOG | 0 | 0 | 0 | 0 | 0 | 0
STWD | 0 | 0 | 0 | 0 | 0 | 0
WT | 2105.9 | 0 | 0 | 0 | 0 | 0
IGCC | 0 | 0 | 0 | 0 | 0 | 0
DemandResponse | 0 | 0 | 0 | 0 | 0 | 0
IGCC-CCS | 0 | 0 | 0 | 0 | 0 | 0
WT_off | 0 | 0 | 0 | 0 | 0 | 0
PseudoUnit | 0 | 0 | 0 | 0 | 0 | 0
FixedInterchange | 0 | 0 | 0 | 0 | 0 | 0
New Build Capacity by Reporting Type: MAPP_CA
ReportingType | 2015 | 2020 | 2025 | 2030 | 2035 | 2040
BM | 0 | 0 | 0 | 0 | 0 | 0
CC | 0 | 0 | 0 | 0 | 0 | 0
CSP | 0 | 0 | 0 | 0 | 0 | 0
CT | 32.84 | 0 | 0 | 0 | 0 | 0
Coal | 0 | 0 | 0 | 0 | 0 | 0
Geo | 0 | 0 | 0 | 0 | 0 | 0
H | 0 | 695 | 1495 | 2460 | 0 | 0
LFG | 0 | 0 | 0 | 0 | 0 | 0
Nuc | 0 | 0 | 0 | 0 | 0 | 0
PS | 0 | 0 | 0 | 0 | 0 | 0
PV | 0 | 0 | 0 | 0 | 0 | 0
PeakG | 0 | 0 | 0 | 0 | 0 | 0
PeakO | 0 | 0 | 0 | 0 | 0 | 0
ST | 0 | 0 | 0 | 0 | 0 | 0
STOG | 0 | 0 | 0 | 0 | 0 | 0
STWD | 0 | 0 | 0 | 0 | 0 | 0
WT | 302.4 | 0 | 0 | 0 | 0 | 0
IGCC | 0 | 0 | 0 | 0 | 0 | 0
DemandResponse | 0 | 0 | 0 | 0 | 0 | 0
IGCC-CCS | 0 | 0 | 0 | 0 | 0 | 0
WT_off | 0 | 0 | 0 | 0 | 0 | 0
PseudoUnit | 0 | 0 | 0 | 0 | 0 | 0
FixedInterchange | 0 | 0 | 0 | 0 | 0 | 0
New Build Capacity by Reporting Type: AZ_NM_SNV_Coal
ReportingType | 2015 | 2020 | 2025 | 2030 | 2035 | 2040
BM | 0 | 0 | 0 | 0 | 0 | 0
CC | 0 | 0 | 0 | 0 | 0 | 0
CSP | 0 | 0 | 0 | 0 | 0 | 0
CT | 0 | 0 | 0 | 0 | 0 | 0
Coal | 0 | 0 | 0 | 0 | 2009.75 | 9202.28
Geo | 0 | 0 | 0 | 0 | 0 | 0
H | 0 | 0 | 0 | 0 | 0 | 0
LFG | 0 | 0 | 0 | 0 | 0 | 0
Nuc | 0 | 0 | 0 | 0 | 0 | 0
PS | 0 | 0 | 0 | 0 | 0 | 0
PV | 0 | 0 | 0 | 0 | 0 | 0
PeakG | 0 | 0 | 0 | 0 | 0 | 0
PeakO | 0 | 0 | 0 | 0 | 0 | 0
ST | 0 | 0 | 0 | 0 | 0 | 0
STOG | 0 | 0 | 0 | 0 | 0 | 0
STWD | 0 | 0 | 0 | 0 | 0 | 0
WT | 0 | 0 | 0 | 0 | 0 | 0
IGCC | 0 | 0 | 0 | 0 | 0 | 0
DemandResponse | 0 | 0 | 0 | 0 | 0 | 0
IGCC-CCS | 0 | 0 | 0 | 0 | 0 | 0
WT_off | 0 | 0 | 0 | 0 | 0 | 0
PseudoUnit | 0 | 0 | 0 | 0 | 0 | 0
FixedInterchange | 0 | 0 | 0 | 0 | 0 | 0
New Build Capacity by Reporting Type: AZ_NM_SNV_Gas
ReportingType | 2015 | 2020 | 2025 | 2030 | 2035 | 2040
BM | 0 | 0 | 0 | 0 | 0 | 0
CC | 668 | 1115.28 | 0 | 3931.06 | 0 | 0
CSP | 0 | 0 | 0 | 0 | 0 | 0
CT | 736 | 0 | 0 | 0 | 0 | 0
Coal | 0 | 0 | 0 | 0 | 0 | 0
Geo | 0 | 0 | 0 | 0 | 0 | 0
H | 0 | 0 | 0 | 0 | 0 | 0
LFG | 0 | 0 | 0 | 0 | 0 | 0
Nuc | 0 | 0 | 0 | 0 | 0 | 0
PS | 0 | 0 | 0 | 0 | 0 | 0
PV | 0 | 0 | 0 | 0 | 0 | 0
PeakG | 0 | 0 | 0 | 0 | 0 | 0
PeakO | 0 | 0 | 0 | 0 | 0 | 0
ST | 0 | 0 | 0 | 0 | 0 | 0
STOG | 0 | 0 | 0 | 0 | 0 | 0
STWD | 0 | 0 | 0 | 0 | 0 | 0
WT | 0 | 0 | 0 | 0 | 0 | 0
IGCC | 0 | 0 | 0 | 0 | 0 | 0
DemandResponse | 0 | 0 | 0 | 0 | 0 | 0
IGCC-CCS | 0 | 0 | 0 | 0 | 0 | 0
WT_off | 0 | 0 | 0 | 0 | 0 | 0
PseudoUnit | 0 | 0 | 0 | 0 | 0 | 0
FixedInterchange | 0 | 0 | 0 | 0 | 0 | 0
New Build Capacity by Reporting Type: AZ_NM_SNV_NucRenew
ReportingType | 2015 | 2020 | 2025 | 2030 | 2035 | 2040
BM | 0 | 0 | 0 | 0 | 0 | 0
CC | 0 | 0 | 0 | 0 | 0 | 0
CSP | 0 | 0 | 0 | 0 | 0 | 0
CT | 0 | 0 | 0 | 0 | 0 | 0
Coal | 0 | 0 | 0 | 0 | 0 | 0
Geo | 0 | 0 | 1450 | 0 | 0 | 0
H | 0 | 0 | 0 | 0 | 0 | 0
LFG | 0 | 0 | 60.67 | 0 | 0 | 0
Nuc | 0 | 0 | 0 | 0 | 0 | 0
PS | 0 | 0 | 0 | 0 | 0 | 0
PV | 95.7 | 0 | 0 | 0 | 0 | 0
PeakG | 0 | 0 | 0 | 0 | 0 | 0
PeakO | 0 | 0 | 0 | 0 | 0 | 0
ST | 280 | 439.41 | 276.64 | 124.64 | 0 | 0
STOG | 0 | 0 | 0 | 0 | 0 | 0
STWD | 0 | 0 | 0 | 0 | 0 | 0
WT | 65.1 | 0 | 327.43 | 616.17 | 0 | 0
IGCC | 0 | 0 | 0 | 0 | 0 | 0
DemandResponse | 0 | 0 | 0 | 0 | 0 | 0
IGCC-CCS | 0 | 0 | 0 | 0 | 0 | 0
WT_off | 0 | 0 | 0 | 0 | 0 | 0
PseudoUnit | 0 | 0 | 0 | 0 | 0 | 0
FixedInterchange | 0 | 0 | 0 | 0 | 0 | 0
New Build Capacity by Reporting Type: ERCOT
ReportingType | 2015 | 2020 | 2025 | 2030 | 2035 | 2040
BM | 145 | 0 | 0 | 1700.88 | 64.14 | 116.37
CC | 275 | 0 | 0 | 0 | 1849.79 | 3530.58
CSP | 0 | 0 | 0 | 0 | 0 | 0
CT | 250 | 0 | 0 | 0 | 0 | 0
Coal | 2020 | 0 | 0 | 0 | 0 | 0
Geo | 0 | 0 | 0 | 0 | 0 | 0
H | 0 | 0 | 0 | 628 | 0 | 0
LFG | 0 | 0 | 354 | 0 | 0 | 0
Nuc | 0 | 0 | 0 | 0 | 0 | 0
PS | 0 | 0 | 0 | 0 | 0 | 0
PV | 14 | 0 | 0 | 0 | 0 | 0
PeakG | 0 | 0 | 0 | 0 | 0 | 0
PeakO | 0 | 0 | 0 | 0 | 0 | 0
ST | 0 | 0 | 0 | 0 | 0 | 0
STOG | 0 | 0 | 0 | 0 | 0 | 0
STWD | 0 | 0 | 0 | 0 | 0 | 0
WT | 350.1 | 8333.4 | 9401.3 | 5849.98 | 830.16 | 1488.66
IGCC | 0 | 0 | 0 | 0 | 0 | 0
DemandResponse | 0 | 0 | 0 | 0 | 0 | 0
IGCC-CCS | 0 | 0 | 0 | 0 | 0 | 0
WT_off | 0 | 0 | 0 | 0 | 0 | 0
PseudoUnit | 0 | 0 | 0 | 0 | 0 | 0
FixedInterchange | 0 | 0 | 0 | 0 | 0 | 0
New Build Capacity by Reporting Type: NP15
ReportingType | 2015 | 2020 | 2025 | 2030 | 2035 | 2040
BM | 0 | 0 | 0 | 0 | 0 | 0
CC | 940 | 0 | 0 | 0 | 0 | 0
CSP | 0 | 0 | 0 | 0 | 0 | 0
CT | 216.03 | 1769.57 | 391.78 | 3962.88 | 4382.33 | 4349.66
Coal | 0 | 0 | 0 | 0 | 0 | 0
Geo | 0 | 166.22 | 433.78 | 0 | 0 | 0
H | 0 | 0 | 0 | 0 | 0 | 0
LFG | 0 | 565 | 0 | 0 | 0 | 0
Nuc | 0 | 0 | 0 | 0 | 0 | 0
PS | 0 | 0 | 0 | 0 | 0 | 0
PV | 6.5 | 0 | 0 | 0 | 0 | 0
PeakG | 0 | 0 | 0 | 0 | 0 | 0
PeakO | 0 | 0 | 0 | 0 | 0 | 0
ST | 29 | 0 | 0 | 0 | 0 | 0
STOG | 0 | 0 | 0 | 0 | 0 | 0
STWD | 0 | 0 | 0 | 0 | 0 | 0
WT | 101.2 | 0 | 9165.99 | 2407.4 | 13.34 | 1.99
IGCC | 0 | 0 | 0 | 0 | 0 | 0
DemandResponse | 0 | 0 | 0 | 0 | 0 | 0
IGCC-CCS | 0 | 0 | 0 | 0 | 0 | 0
WT_off | 0 | 0 | 0 | 0 | 0 | 0
PseudoUnit | 0 | 0 | 0 | 0 | 0 | 0
FixedInterchange | 0 | 0 | 0 | 0 | 0 | 0
New Build Capacity by Reporting Type: NWPP_Coal
ReportingType | 2015 | 2020 | 2025 | 2030 | 2035 | 2040
BM | 0 | 0 | 0 | 0 | 0 | 0
CC | 0 | 0 | 0 | 0 | 0 | 0
CSP | 0 | 0 | 0 | 0 | 0 | 0
CT | 0 | 0 | 0 | 0 | 0 | 0
Coal | 0 | 0 | 0 | 0 | 0 | 0
Geo | 0 | 0 | 0 | 0 | 0 | 0
H | 0 | 0 | 0 | 0 | 0 | 0
LFG | 0 | 0 | 0 | 0 | 0 | 0
Nuc | 0 | 0 | 0 | 0 | 0 | 0
PS | 0 | 0 | 0 | 0 | 0 | 0
PV | 0 | 0 | 0 | 0 | 0 | 0
PeakG | 0 | 0 | 0 | 0 | 0 | 0
PeakO | 0 | 0 | 0 | 0 | 0 | 0
ST | 0 | 0 | 0 | 0 | 0 | 0
STOG | 0 | 0 | 0 | 0 | 0 | 0
STWD | 0 | 0 | 0 | 0 | 0 | 0
WT | 0 | 0 | 0 | 0 | 0 | 0
IGCC | 0 | 0 | 0 | 0 | 0 | 0
DemandResponse | 0 | 0 | 0 | 0 | 0 | 0
IGCC-CCS | 0 | 0 | 0 | 0 | 0 | 0
WT_off | 0 | 0 | 0 | 0 | 0 | 0
PseudoUnit | 0 | 0 | 0 | 0 | 0 | 0
FixedInterchange | 0 | 0 | 0 | 0 | 0 | 0
New Build Capacity by Reporting Type: NWPP_Gas
ReportingType | 2015 | 2020 | 2025 | 2030 | 2035 | 2040
BM | 0 | 0 | 0 | 0 | 0 | 0
CC | 300 | 0 | 0 | 3168.29 | 4680.16 | 191.99
CSP | 0 | 0 | 0 | 0 | 0 | 0
CT | 150 | 0 | 0 | 0 | 0 | 0
Coal | 0 | 0 | 0 | 0 | 0 | 426.09
Geo | 0 | 0 | 0 | 0 | 0 | 0
H | 0 | 0 | 0 | 0 | 0 | 0
LFG | 0 | 0 | 0 | 0 | 0 | 0
Nuc | 0 | 0 | 0 | 0 | 0 | 0
PS | 0 | 0 | 0 | 0 | 0 | 0
PV | 0 | 0 | 0 | 0 | 0 | 0
PeakG | 0 | 0 | 0 | 0 | 0 | 0
PeakO | 0 | 0 | 0 | 0 | 0 | 0
ST | 0 | 0 | 0 | 0 | 0 | 0
STOG | 0 | 0 | 0 | 0 | 0 | 0
STWD | 0 | 0 | 0 | 0 | 0 | 0
WT | 0 | 0 | 0 | 0 | 0 | 0
IGCC | 0 | 0 | 0 | 0 | 0 | 0
DemandResponse | 0 | 0 | 0 | 0 | 0 | 0
IGCC-CCS | 0 | 0 | 0 | 0 | 0 | 0
WT_off | 0 | 0 | 0 | 0 | 0 | 0
PseudoUnit | 0 | 0 | 0 | 0 | 0 | 0
FixedInterchange | 0 | 0 | 0 | 0 | 0 | 0
New Build Capacity by Reporting Type: NWPP_NucRenew
ReportingType | 2015 | 2020 | 2025 | 2030 | 2035 | 2040
BM | 32.55 | 0 | 0 | 0 | 0 | 0
CC | 0 | 0 | 0 | 0 | 0 | 0
CSP | 0 | 0 | 0 | 0 | 0 | 0
CT | 0 | 0 | 0 | 0 | 0 | 0
Coal | 0 | 0 | 0 | 0 | 0 | 0
Geo | 86 | 0 | 434 | 0 | 0 | 0
H | 0 | 0 | 0 | 0 | 0 | 0
LFG | 25.5 | 0 | 184.49 | 60.01 | 0 | 0
Nuc | 0 | 0 | 0 | 0 | 0 | 0
PS | 0 | 0 | 0 | 0 | 0 | 0
PV | 0 | 0 | 0 | 0 | 0 | 0
PeakG | 0 | 0 | 0 | 0 | 0 | 0
PeakO | 0 | 0 | 0 | 0 | 0 | 0
ST | 0 | 0 | 0 | 0 | 0 | 0
STOG | 0 | 0 | 0 | 0 | 0 | 0
STWD | 0 | 0 | 0 | 0 | 0 | 0
WT | 977.3 | 0 | 0 | 0 | 0 | 0
IGCC | 0 | 0 | 0 | 0 | 0 | 0
DemandResponse | 0 | 0 | 0 | 0 | 0 | 0
IGCC-CCS | 0 | 0 | 0 | 0 | 0 | 0
WT_off | 0 | 0 | 0 | 0 | 0 | 0
PseudoUnit | 0 | 0 | 0 | 0 | 0 | 0
FixedInterchange | 0 | 0 | 0 | 0 | 0 | 0
New Build Capacity by Reporting Type: RMPA
ReportingType | 2015 | 2020 | 2025 | 2030 | 2035 | 2040
BM | 0 | 0 | 0 | 0 | 0 | 0
CC | 0 | 0 | 0 | 0 | 0 | 0
CSP | 0 | 0 | 0 | 0 | 0 | 0
CT | 152 | 0 | 0 | 0 | 0 | 0
Coal | 390 | 0 | 0 | 0 | 1167.7 | 1350.19
Geo | 0 | 458.78 | 2086.45 | 24.77 | 0 | 0
H | 0 | 0 | 0 | 0 | 0 | 0
LFG | 1.4 | 0 | 0 | 28.93 | 0 | 0
Nuc | 0 | 0 | 0 | 0 | 0 | 0
PS | 0 | 0 | 0 | 0 | 0 | 0
PV | 1 | 0 | 0 | 0 | 0 | 0
PeakG | 0 | 0 | 0 | 0 | 0 | 0
PeakO | 0 | 0 | 0 | 0 | 0 | 0
ST | 3 | 380.25 | 32.27 | 15.25 | 0 | 0
STOG | 0 | 0 | 0 | 0 | 0 | 0
STWD | 0 | 0 | 0 | 0 | 0 | 0
WT | 765.4 | 0 | 0 | 0 | 0 | 0
IGCC | 0 | 0 | 0 | 0 | 0 | 0
DemandResponse | 0 | 0 | 0 | 0 | 0 | 0
IGCC-CCS | 0 | 0 | 0 | 0 | 0 | 0
WT_off | 0 | 0 | 0 | 0 | 0 | 0
PseudoUnit | 0 | 0 | 0 | 0 | 0 | 0
FixedInterchange | 0 | 0 | 0 | 0 | 0 | 0
New Build Capacity by Reporting Type: SP15
ReportingType | 2015 | 2020 | 2025 | 2030 | 2035 | 2040
BM | 6 | 0 | 0 | 0 | 0 | 0
CC | 409.5 | 0 | 0 | 0 | 0 | 0
CSP | 0 | 0 | 0 | 0 | 0 | 0
CT | 0 | 0 | 0 | 0 | 0 | 0
Coal | 0 | 0 | 0 | 0 | 0 | 0
Geo | 50 | 1450 | 0 | 0 | 0 | 0
H | 0 | 0 | 0 | 0 | 0 | 0
LFG | 9.2 | 555.8 | 0 | 0 | 0 | 0
Nuc | 0 | 0 | 0 | 0 | 0 | 0
PS | 0 | 0 | 0 | 0 | 0 | 0
PV | 3.8 | 0 | 0 | 0 | 0 | 0
PeakG | 0 | 0 | 0 | 0 | 0 | 0
PeakO | 0 | 0 | 0 | 0 | 0 | 0
ST | 448 | 0 | 0 | 0 | 0 | 0
STOG | 0 | 0 | 0 | 0 | 0 | 0
STWD | 0 | 0 | 0 | 0 | 0 | 0
WT | 735 | 0 | 0 | 0 | 0 | 0
IGCC | 0 | 0 | 0 | 0 | 0 | 0
DemandResponse | 0 | 0 | 0 | 0 | 0 | 0
IGCC-CCS | 0 | 0 | 0 | 0 | 0 | 0
WT_off | 0 | 0 | 0 | 0 | 0 | 0
PseudoUnit | 0 | 0 | 0 | 0 | 0 | 0
FixedInterchange | 0 | 0 | 0 | 0 | 0 | 0
New Build Capacity by Reporting Type: ALB
ReportingType | 2015 | 2020 | 2025 | 2030 | 2035 | 2040
BM | 0 | 0 | 0 | 0 | 0 | 0
CC | 407.19 | 535.62 | 792.47 | 597.67 | 1406.9 | 1079.47
CSP | 0 | 0 | 0 | 0 | 0 | 0
CT | 201.5 | 0 | 0 | 0 | 0 | 0
Coal | 495 | 0 | 0 | 0 | 0 | 0
Geo | 0 | 0 | 0 | 0 | 0 | 0
H | 0 | 0 | 0 | 0 | 0 | 0
LFG | 0 | 0 | 0 | 0 | 0 | 0
Nuc | 0 | 0 | 0 | 0 | 0 | 0
PS | 0 | 0 | 0 | 0 | 0 | 0
PV | 0 | 0 | 0 | 0 | 0 | 0
PeakG | 0 | 0 | 0 | 0 | 0 | 0
PeakO | 0 | 0 | 0 | 0 | 0 | 0
ST | 0 | 0 | 0 | 0 | 0 | 0
STOG | 0 | 0 | 0 | 0 | 0 | 0
STWD | 0 | 0 | 0 | 0 | 0 | 0
WT | 9 | 0 | 0 | 0 | 0 | 0
IGCC | 0 | 0 | 0 | 0 | 0 | 0
DemandResponse | 0 | 0 | 0 | 0 | 0 | 0
IGCC-CCS | 0 | 0 | 0 | 0 | 0 | 0
WT_off | 0 | 0 | 0 | 0 | 0 | 0
PseudoUnit | 0 | 0 | 0 | 0 | 0 | 0
FixedInterchange | 0 | 0 | 0 | 0 | 0 | 0
New Build Capacity by Reporting Type: BC
ReportingType | 2015 | 2020 | 2025 | 2030 | 2035 | 2040
BM | 0 | 0 | 0 | 0 | 0 | 0
CC | 1171.72 | 173.23 | 512.92 | 671.98 | 800.47 | 680.97
CSP | 0 | 0 | 0 | 0 | 0 | 0
CT | 0 | 0 | 0 | 0 | 0 | 159.59
Coal | 0 | 0 | 0 | 0 | 0 | 0
Geo | 0 | 0 | 0 | 0 | 0 | 0
H | 0 | 0 | 0 | 0 | 0 | 0
LFG | 0 | 0 | 0 | 0 | 0 | 0
Nuc | 0 | 0 | 0 | 0 | 0 | 0
PS | 0 | 0 | 0 | 0 | 0 | 0
PV | 0 | 0 | 0 | 0 | 0 | 0
PeakG | 0 | 0 | 0 | 0 | 0 | 0
PeakO | 0 | 0 | 0 | 0 | 0 | 0
ST | 0 | 0 | 0 | 0 | 0 | 0
STOG | 0 | 0 | 0 | 0 | 0 | 0
STWD | 0 | 0 | 0 | 0 | 0 | 0
WT | 144 | 0 | 0 | 0 | 0 | 0
IGCC | 0 | 0 | 0 | 0 | 0 | 0
DemandResponse | 0 | 0 | 0 | 0 | 0 | 0
IGCC-CCS | 0 | 0 | 0 | 0 | 0 | 0
WT_off | 0 | 0 | 0 | 0 | 0 | 0
PseudoUnit | 0 | 0 | 0 | 0 | 0 | 0
FixedInterchange | 0 | 0 | 0 | 0 | 0 | 0
New Build Capacity by Reporting Type: HQ_IESO
ReportingType | 2015 | 2020 | 2025 | 2030 | 2035 | 2040
BM | 0 | 0 | 0 | 0 | 0 | 0
CC | 0 | 0 | 0 | 0 | 0 | 0
CSP | 0 | 0 | 0 | 0 | 0 | 0
CT | 0 | 0 | 0 | 0 | 0 | 0
Coal | 0 | 0 | 0 | 0 | 0 | 0
Geo | 0 | 0 | 0 | 0 | 0 | 0
H | 0 | 0 | 0 | 0 | 0 | 0
LFG | 0 | 0 | 0 | 0 | 0 | 0
Nuc | 0 | 0 | 0 | 0 | 0 | 0
PS | 0 | 0 | 0 | 0 | 0 | 0
PV | 0 | 0 | 0 | 0 | 0 | 0
PeakG | 0 | 0 | 0 | 0 | 0 | 0
PeakO | 0 | 0 | 0 | 0 | 0 | 0
ST | 0 | 0 | 0 | 0 | 0 | 0
STOG | 0 | 0 | 0 | 0 | 0 | 0
STWD | 0 | 0 | 0 | 0 | 0 | 0
WT | 0 | 0 | 0 | 0 | 0 | 0
IGCC | 0 | 0 | 0 | 0 | 0 | 0
DemandResponse | 0 | 0 | 0 | 0 | 0 | 0
IGCC-CCS | 0 | 0 | 0 | 0 | 0 | 0
WT_off | 0 | 0 | 0 | 0 | 0 | 0
PseudoUnit | 0 | 0 | 0 | 0 | 0 | 0
FixedInterchange | 0 | 0 | 0 | 0 | 0 | 0
New Build Capacity by Reporting Type: HQ_NEISO
ReportingType | 2015 | 2020 | 2025 | 2030 | 2035 | 2040
BM | 0 | 0 | 0 | 0 | 0 | 0
CC | 0 | 0 | 0 | 0 | 0 | 0
CSP | 0 | 0 | 0 | 0 | 0 | 0
CT | 0 | 0 | 0 | 0 | 0 | 0
Coal | 0 | 0 | 0 | 0 | 0 | 0
Geo | 0 | 0 | 0 | 0 | 0 | 0
H | 0 | 0 | 0 | 0 | 0 | 0
LFG | 0 | 0 | 0 | 0 | 0 | 0
Nuc | 0 | 0 | 0 | 0 | 0 | 0
PS | 0 | 0 | 0 | 0 | 0 | 0
PV | 0 | 0 | 0 | 0 | 0 | 0
PeakG | 0 | 0 | 0 | 0 | 0 | 0
PeakO | 0 | 0 | 0 | 0 | 0 | 0
ST | 0 | 0 | 0 | 0 | 0 | 0
STOG | 0 | 0 | 0 | 0 | 0 | 0
STWD | 0 | 0 | 0 | 0 | 0 | 0
WT | 0 | 0 | 0 | 0 | 0 | 0
IGCC | 0 | 0 | 0 | 0 | 0 | 0
DemandResponse | 0 | 0 | 0 | 0 | 0 | 0
IGCC-CCS | 0 | 0 | 0 | 0 | 0 | 0
WT_off | 0 | 0 | 0 | 0 | 0 | 0
PseudoUnit | 0 | 0 | 0 | 2500 | 0 | 0
FixedInterchange | 0 | 0 | 0 | 0 | 0 | 0
New Build Capacity by Reporting Type: HQ_NY
ReportingType | 2015 | 2020 | 2025 | 2030 | 2035 | 2040
BM | 0 | 0 | 0 | 0 | 0 | 0
CC | 0 | 0 | 0 | 0 | 0 | 0
CSP | 0 | 0 | 0 | 0 | 0 | 0
CT | 0 | 0 | 0 | 0 | 0 | 0
Coal | 0 | 0 | 0 | 0 | 0 | 0
Geo | 0 | 0 | 0 | 0 | 0 | 0
H | 0 | 0 | 0 | 0 | 0 | 0
LFG | 0 | 0 | 0 | 0 | 0 | 0
Nuc | 0 | 0 | 0 | 0 | 0 | 0
PS | 0 | 0 | 0 | 0 | 0 | 0
PV | 0 | 0 | 0 | 0 | 0 | 0
PeakG | 0 | 0 | 0 | 0 | 0 | 0
PeakO | 0 | 0 | 0 | 0 | 0 | 0
ST | 0 | 0 | 0 | 0 | 0 | 0
STOG | 0 | 0 | 0 | 0 | 0 | 0
STWD | 0 | 0 | 0 | 0 | 0 | 0
WT | 0 | 0 | 0 | 0 | 0 | 0
IGCC | 0 | 0 | 0 | 0 | 0 | 0
DemandResponse | 0 | 0 | 0 | 0 | 0 | 0
IGCC-CCS | 0 | 0 | 0 | 0 | 0 | 0
WT_off | 0 | 0 | 0 | 0 | 0 | 0
PseudoUnit | 0 | 946.85 | 1553.15 | 0 | 0 | 0
FixedInterchange | 0 | 0 | 0 | 0 | 0 | 0
New Build Capacity by Reporting Type: MARITIMES
ReportingType | 2015 | 2020 | 2025 | 2030 | 2035 | 2040
BM | 0 | 0 | 0 | 0 | 0 | 0
CC | 0 | 0 | 0 | 0 | 0 | 0
CSP | 0 | 0 | 0 | 0 | 0 | 0
CT | 0 | 0 | 0 | 0 | 0 | 0
Coal | 0 | 0 | 0 | 0 | 0 | 0
Geo | 0 | 0 | 0 | 0 | 0 | 0
H | 0 | 0 | 0 | 0 | 0 | 0
LFG | 0 | 0 | 0 | 0 | 0 | 0
Nuc | 0 | 0 | 0 | 0 | 0 | 0
PS | 0 | 0 | 0 | 0 | 0 | 0
PV | 0 | 0 | 0 | 0 | 0 | 0
PeakG | 0 | 0 | 0 | 0 | 0 | 0
PeakO | 0 | 0 | 0 | 0 | 0 | 0
ST | 0 | 0 | 0 | 0 | 0 | 0
STOG | 0 | 0 | 0 | 0 | 0 | 0
STWD | 0 | 0 | 0 | 0 | 0 | 0
WT | 0 | 0 | 0 | 0 | 0 | 0
IGCC | 0 | 0 | 0 | 0 | 0 | 0
DemandResponse | 0 | 0 | 0 | 0 | 0 | 0
IGCC-CCS | 0 | 0 | 0 | 0 | 0 | 0
WT_off | 0 | 0 | 0 | 0 | 0 | 0
PseudoUnit | 0 | 500 | 0 | 0 | 0 | 0
FixedInterchange | 0 | 0 | 0 | 0 | 0 | 0
New Build Capacity by Reporting Type: All
ReportingType | 2015 | 2020 | 2025 | 2030 | 2035 | 2040
BM | 1251 | 230.9 | 620.47 | 1760.91 | 247.46 | 267.17
CC | 32253.97 | 10326.7 | 2119.88 | 10798.43 | 36497.97 | 32805.55
CSP | 0 | 0 | 0 | 0 | 0 | 0
CT | 6430.06 | 7854.55 | 3215.11 | 12220.2 | 23001.81 | 12990.5
Coal | 10763.64 | 0 | 0 | 0 | 4120.46 | 19428.41
Geo | 136 | 2075 | 4404.23 | 24.77 | 0 | 0
H | 0 | 1567.19 | 2860.81 | 3088 | 0 | 250
LFG | 192 | 1953 | 2210 | 723.5 | 0.5 | 0
Nuc | 2740.56 | 4530 | 0 | 0 | 0 | 0
PS | 0 | 0 | 0 | 0 | 0 | 0
PV | 1246 | 2172.31 | 1079.33 | 247.93 | 122.25 | 139.56
PeakG | 0 | 0 | 0 | 0 | 0 | 0
PeakO | 0 | 0 | 0 | 0 | 0 | 0
ST | 760 | 819.66 | 308.91 | 139.89 | 0 | 0
STOG | 0 | 0 | 0 | 0 | 0 | 0
STWD | 0 | 0 | 0 | 0 | 0 | 0
WT | 25342 | 44209.77 | 87031.15 | 80469.69 | 14088.64 | 13944.57
IGCC | 618 | 0 | 0 | 0 | 0 | 0
DemandResponse | 0 | 0 | 0 | 0 | 0 | 0
IGCC-CCS | 0 | 0 | 0 | 0 | 0 | 0
WT_off | 469 | 0 | 1100 | 0 | 0 | 0
PseudoUnit | 0 | 1446.85 | 1553.15 | 2500 | 0 | 0
FixedInterchange | 0 | 0 | 0 | 0 | 0 | 0
New Build Capacity by Reporting Type: EI_US
ReportingType | 2015 | 2020 | 2025 | 2030 | 2035 | 2040
BM | 741.12 | 230.9 | 620.47 | 60.03 | 183.32 | 150.81
CC | 26819.56 | 8502.57 | 814.49 | 2429.43 | 27760.64 | 26309.31
CSP | 0 | 0 | 0 | 0 | 0 | 0
CT | 4323.69 | 6084.98 | 2823.33 | 8257.32 | 18141.2 | 7217.62
Coal | 7858.64 | 0 | 0 | 0 | 943.01 | 8449.84
Geo | 0 | 0 | 0 | 0 | 0 | 0
H | 0 | 872.19 | 1365.81 | 0 | 0 | 0
LFG | 141.4 | 832.2 | 1610.84 | 634.56 | 0 | 0
Nuc | 2740.56 | 4530 | 0 | 0 | 0 | 0
PS | 0 | 0 | 0 | 0 | 0 | 0
PV | 57.74 | 2172.31 | 1079.33 | 247.93 | 122.25 | 139.56
PeakG | 0 | 0 | 0 | 0 | 0 | 0
PeakO | 0 | 0 | 0 | 0 | 0 | 0
ST | 0 | 0 | 0 | 0 | 0 | 0
STOG | 0 | 0 | 0 | 0 | 0 | 0
STWD | 0 | 0 | 0 | 0 | 0 | 0
WT | 19786.6 | 35876.37 | 68136.44 | 71596.13 | 13245.14 | 12453.93
IGCC | 618 | 0 | 0 | 0 | 0 | 0
DemandResponse | 0 | 0 | 0 | 0 | 0 | 0
IGCC-CCS | 0 | 0 | 0 | 0 | 0 | 0
WT_off | 469 | 0 | 1100 | 0 | 0 | 0
PseudoUnit | 0 | 1446.85 | 1553.15 | 2500 | 0 | 0
FixedInterchange | 0 | 0 | 0 | 0 | 0 | 0
New Build Capacity by Reporting Type: EI_Canada
ReportingType | 2015 | 2020 | 2025 | 2030 | 2035 | 2040
BM | 326.33 | 0 | 0 | 0 | 0 | 0
CC | 1263 | 0 | 0 | 0 | 0 | 1013.22
CSP | 0 | 0 | 0 | 0 | 0 | 0
CT | 400.84 | 0 | 0 | 0 | 478.28 | 1263.63
Coal | 0 | 0 | 0 | 0 | 0 | 0
Geo | 0 | 0 | 0 | 0 | 0 | 0
H | 0 | 695 | 1495 | 2460 | 0 | 250
LFG | 14.5 | 0 | 0 | 0 | 0.5 | 0
Nuc | 0 | 0 | 0 | 0 | 0 | 0
PS | 0 | 0 | 0 | 0 | 0 | 0
PV | 1067.26 | 0 | 0 | 0 | 0 | 0
PeakG | 0 | 0 | 0 | 0 | 0 | 0
PeakO | 0 | 0 | 0 | 0 | 0 | 0
ST | 0 | 0 | 0 | 0 | 0 | 0
STOG | 0 | 0 | 0 | 0 | 0 | 0
STWD | 0 | 0 | 0 | 0 | 0 | 0
WT | 2408.3 | 0 | 0 | 0 | 0 | 0
IGCC | 0 | 0 | 0 | 0 | 0 | 0
DemandResponse | 0 | 0 | 0 | 0 | 0 | 0
IGCC-CCS | 0 | 0 | 0 | 0 | 0 | 0
WT_off | 0 | 0 | 0 | 0 | 0 | 0
PseudoUnit | 0 | 0 | 0 | 0 | 0 | 0
FixedInterchange | 0 | 0 | 0 | 0 | 0 | 0
New Build Capacity by Reporting Type: EI
ReportingType | 2015 | 2020 | 2025 | 2030 | 2035 | 2040
BM | 1067.45 | 230.9 | 620.47 | 60.03 | 183.32 | 150.81
CC | 28082.56 | 8502.57 | 814.49 | 2429.43 | 27760.64 | 27322.53
CSP | 0 | 0 | 0 | 0 | 0 | 0
CT | 4724.53 | 6084.98 | 2823.33 | 8257.32 | 18619.48 | 8481.25
Coal | 7858.64 | 0 | 0 | 0 | 943.01 | 8449.84
Geo | 0 | 0 | 0 | 0 | 0 | 0
H | 0 | 1567.19 | 2860.81 | 2460 | 0 | 250
LFG | 155.9 | 832.2 | 1610.84 | 634.56 | 0.5 | 0
Nuc | 2740.56 | 4530 | 0 | 0 | 0 | 0
PS | 0 | 0 | 0 | 0 | 0 | 0
PV | 1125 | 2172.31 | 1079.33 | 247.93 | 122.25 | 139.56
PeakG | 0 | 0 | 0 | 0 | 0 | 0
PeakO | 0 | 0 | 0 | 0 | 0 | 0
ST | 0 | 0 | 0 | 0 | 0 | 0
STOG | 0 | 0 | 0 | 0 | 0 | 0
STWD | 0 | 0 | 0 | 0 | 0 | 0
WT | 22194.9 | 35876.37 | 68136.44 | 71596.13 | 13245.14 | 12453.93
IGCC | 618 | 0 | 0 | 0 | 0 | 0
DemandResponse | 0 | 0 | 0 | 0 | 0 | 0
IGCC-CCS | 0 | 0 | 0 | 0 | 0 | 0
WT_off | 469 | 0 | 1100 | 0 | 0 | 0
PseudoUnit | 0 | 1446.85 | 1553.15 | 2500 | 0 | 0
FixedInterchange | 0 | 0 | 0 | 0 | 0 | 0
New Build Capacity by Reporting Type: Outside_EI
ReportingType | 2015 | 2020 | 2025 | 2030 | 2035 | 2040
BM | 183.55 | 0 | 0 | 1700.88 | 64.14 | 116.37
CC | 4171.41 | 1824.13 | 1305.39 | 8369 | 8737.33 | 5483.02
CSP | 0 | 0 | 0 | 0 | 0 | 0
CT | 1705.53 | 1769.57 | 391.78 | 3962.88 | 4382.33 | 4509.25
Coal | 2905 | 0 | 0 | 0 | 3177.45 | 10978.57
Geo | 136 | 2075 | 4404.23 | 24.77 | 0 | 0
H | 0 | 0 | 0 | 628 | 0 | 0
LFG | 36.1 | 1120.8 | 599.16 | 88.94 | 0 | 0
Nuc | 0 | 0 | 0 | 0 | 0 | 0
PS | 0 | 0 | 0 | 0 | 0 | 0
PV | 121 | 0 | 0 | 0 | 0 | 0
PeakG | 0 | 0 | 0 | 0 | 0 | 0
PeakO | 0 | 0 | 0 | 0 | 0 | 0
ST | 760 | 819.66 | 308.91 | 139.89 | 0 | 0
STOG | 0 | 0 | 0 | 0 | 0 | 0
STWD | 0 | 0 | 0 | 0 | 0 | 0
WT | 3147.1 | 8333.4 | 18894.72 | 8873.56 | 843.5 | 1490.65
IGCC | 0 | 0 | 0 | 0 | 0 | 0
DemandResponse | 0 | 0 | 0 | 0 | 0 | 0
IGCC-CCS | 0 | 0 | 0 | 0 | 0 | 0
WT_off | 0 | 0 | 0 | 0 | 0 | 0
PseudoUnit | 0 | 0 | 0 | 0 | 0 | 0
FixedInterchange | 0 | 0 | 0 | 0 | 0 | 0
#2 | Cumulative New Build Capacity (MW)
Cumulative New Build Capacity by Reporting Type: Entergy
ReportingType | 2015 | 2020 | 2025 | 2030 | 2035 | 2040
BM | 0 | 0 | 0 | 0 | 0 | 0
CC | 0 | 0 | 0 | 0 | 0 | 0
CSP | 0 | 0 | 0 | 0 | 0 | 0
CT | 0 | 0 | 0 | 766.17 | 927.32 | 2552.99
Coal | 720 | 720 | 720 | 720 | 720 | 720
Geo | 0 | 0 | 0 | 0 | 0 | 0
H | 0 | 0 | 0 | 0 | 0 | 0
LFG | 0 | 0 | 0 | 107.4 | 107.4 | 107.4
Nuc | 170 | 170 | 170 | 170 | 170 | 170
PS | 0 | 0 | 0 | 0 | 0 | 0
PV | 0.29 | 65.33 | 100.79 | 104.2 | 108.02 | 110.63
PeakG | 0 | 0 | 0 | 0 | 0 | 0
PeakO | 0 | 0 | 0 | 0 | 0 | 0
ST | 0 | 0 | 0 | 0 | 0 | 0
STOG | 0 | 0 | 0 | 0 | 0 | 0
STWD | 0 | 0 | 0 | 0 | 0 | 0
WT | 0 | 0 | 0 | 0 | 0 | 100
IGCC | 0 | 0 | 0 | 0 | 0 | 0
DemandResponse | 0 | 0 | 0 | 0 | 0 | 0
IGCC-CCS | 0 | 0 | 0 | 0 | 0 | 0
WT_off | 0 | 0 | 0 | 0 | 0 | 0
PseudoUnit | 0 | 0 | 0 | 0 | 0 | 0
FixedInterchange | 0 | 0 | 0 | 0 | 0 | 0
Cumulative New Build Capacity by Reporting Type: FRCC
ReportingType | 2015 | 2020 | 2025 | 2030 | 2035 | 2040
BM | 0 | 0 | 0 | 0 | 0 | 0
CC | 1516.9 | 5825.35 | 6622.44 | 7132.66 | 16215.43 | 21501.09
CSP | 0 | 0 | 0 | 0 | 0 | 0
CT | 2480 | 2480 | 2480 | 2480 | 2480 | 2480
Coal | 0 | 0 | 0 | 0 | 0 | 0
Geo | 0 | 0 | 0 | 0 | 0 | 0
H | 0 | 0 | 0 | 0 | 0 | 0
LFG | 0 | 0 | 198 | 198 | 198 | 198
Nuc | 229.33 | 229.33 | 229.33 | 229.33 | 229.33 | 229.33
PS | 0 | 0 | 0 | 0 | 0 | 0
PV | 0 | 0 | 0 | 0 | 0 | 0
PeakG | 0 | 0 | 0 | 0 | 0 | 0
PeakO | 0 | 0 | 0 | 0 | 0 | 0
ST | 0 | 0 | 0 | 0 | 0 | 0
STOG | 0 | 0 | 0 | 0 | 0 | 0
STWD | 0 | 0 | 0 | 0 | 0 | 0
WT | 0 | 0 | 0 | 0 | 0 | 0
IGCC | 0 | 0 | 0 | 0 | 0 | 0
DemandResponse | 0 | 0 | 0 | 0 | 0 | 0
IGCC-CCS | 0 | 0 | 0 | 0 | 0 | 0
WT_off | 0 | 0 | 0 | 0 | 0 | 0
PseudoUnit | 0 | 0 | 0 | 0 | 0 | 0
FixedInterchange | 0 | 0 | 0 | 0 | 0 | 0
Cumulative New Build Capacity by Reporting Type: MAPP_US
ReportingType | 2015 | 2020 | 2025 | 2030 | 2035 | 2040
BM | 0 | 0 | 0 | 0 | 0 | 0
CC | 0 | 0 | 0 | 0 | 0 | 0
CSP | 0 | 0 | 0 | 0 | 0 | 0
CT | 308.3 | 308.3 | 308.3 | 308.3 | 1061.63 | 1164.32
Coal | 0 | 0 | 0 | 0 | 0 | 0
Geo | 0 | 0 | 0 | 0 | 0 | 0
H | 0 | 0 | 0 | 0 | 0 | 0
LFG | 0 | 0 | 0 | 71.67 | 71.67 | 71.67
Nuc | 0 | 0 | 0 | 0 | 0 | 0
PS | 0 | 0 | 0 | 0 | 0 | 0
PV | 0 | 0 | 0 | 0 | 0 | 0
PeakG | 0 | 0 | 0 | 0 | 0 | 0
PeakO | 0 | 0 | 0 | 0 | 0 | 0
ST | 0 | 0 | 0 | 0 | 0 | 0
STOG | 0 | 0 | 0 | 0 | 0 | 0
STWD | 0 | 0 | 0 | 0 | 0 | 0
WT | 421.3 | 1728.54 | 1728.54 | 5530.73 | 6332.66 | 8853.46
IGCC | 0 | 0 | 0 | 0 | 0 | 0
DemandResponse | 0 | 0 | 0 | 0 | 0 | 0
IGCC-CCS | 0 | 0 | 0 | 0 | 0 | 0
WT_off | 0 | 0 | 0 | 0 | 0 | 0
PseudoUnit | 0 | 0 | 0 | 0 | 0 | 0
FixedInterchange | 0 | 0 | 0 | 0 | 0 | 0
Cumulative New Build Capacity by Reporting Type: MISO_IN
ReportingType | 2015 | 2020 | 2025 | 2030 | 2035 | 2040
BM | 0 | 0 | 0 | 0 | 0 | 0
CC | 0 | 0 | 0 | 0 | 0 | 254.43
CSP | 0 | 0 | 0 | 0 | 0 | 0
CT | 0 | 0 | 0 | 0 | 0 | 0
Coal | 0 | 0 | 0 | 0 | 0 | 0
Geo | 0 | 0 | 0 | 0 | 0 | 0
H | 0 | 0 | 0 | 0 | 0 | 0
LFG | 0 | 0 | 80.12 | 80.12 | 80.12 | 80.12
Nuc | 0 | 0 | 0 | 0 | 0 | 0
PS | 0 | 0 | 0 | 0 | 0 | 0
PV | 0 | 235.95 | 383.16 | 383.16 | 394.79 | 408.27
PeakG | 0 | 0 | 0 | 0 | 0 | 0
PeakO | 0 | 0 | 0 | 0 | 0 | 0
ST | 0 | 0 | 0 | 0 | 0 | 0
STOG | 0 | 0 | 0 | 0 | 0 | 0
STWD | 0 | 0 | 0 | 0 | 0 | 0
WT | 0 | 0 | 0 | 0 | 0 | 0
IGCC | 618 | 618 | 618 | 618 | 618 | 618
DemandResponse | 0 | 0 | 0 | 0 | 0 | 0
IGCC-CCS | 0 | 0 | 0 | 0 | 0 | 0
WT_off | 0 | 0 | 0 | 0 | 0 | 0
PseudoUnit | 0 | 0 | 0 | 0 | 0 | 0
FixedInterchange | 0 | 0 | 0 | 0 | 0 | 0
Cumulative New Build Capacity by Reporting Type: MISO_MI
ReportingType | 2015 | 2020 | 2025 | 2030 | 2035 | 2040
BM | 0 | 0 | 0 | 0 | 0 | 0
CC | 0 | 0 | 0 | 0 | 0 | 0
CSP | 0 | 0 | 0 | 0 | 0 | 0
CT | 0 | 0 | 0 | 0 | 0 | 0
Coal | 0 | 0 | 0 | 0 | 0 | 0
Geo | 0 | 0 | 0 | 0 | 0 | 0
H | 0 | 0 | 0 | 0 | 0 | 0
LFG | 0 | 52.62 | 160.25 | 160.25 | 160.25 | 160.25
Nuc | 0 | 0 | 0 | 0 | 0 | 0
PS | 0 | 0 | 0 | 0 | 0 | 0
PV | 0 | 0 | 0 | 0 | 0 | 0
PeakG | 0 | 0 | 0 | 0 | 0 | 0
PeakO | 0 | 0 | 0 | 0 | 0 | 0
ST | 0 | 0 | 0 | 0 | 0 | 0
STOG | 0 | 0 | 0 | 0 | 0 | 0
STWD | 0 | 0 | 0 | 0 | 0 | 0
WT | 2000 | 2304.83 | 2304.83 | 2447.63 | 2600 | 2751.54
IGCC | 0 | 0 | 0 | 0 | 0 | 0
DemandResponse | 0 | 0 | 0 | 0 | 0 | 0
IGCC-CCS | 0 | 0 | 0 | 0 | 0 | 0
WT_off | 0 | 0 | 0 | 0 | 0 | 0
PseudoUnit | 0 | 0 | 0 | 0 | 0 | 0
FixedInterchange | 0 | 0 | 0 | 0 | 0 | 0
Cumulative New Build Capacity by Reporting Type: MISO_MO-IL
ReportingType | 2015 | 2020 | 2025 | 2030 | 2035 | 2040
BM | 0 | 0 | 0 | 0 | 0 | 0
CC | 0 | 0 | 0 | 0 | 0 | 0
CSP | 0 | 0 | 0 | 0 | 0 | 0
CT | 0 | 0 | 0 | 0 | 0 | 0
Coal | 1790 | 1790 | 1790 | 1790 | 1790 | 1790
Geo | 0 | 0 | 0 | 0 | 0 | 0
H | 0 | 280 | 280 | 280 | 280 | 280
LFG | 0 | 0 | 223.33 | 223.33 | 223.33 | 223.33
Nuc | 0 | 0 | 0 | 0 | 0 | 0
PS | 0 | 0 | 0 | 0 | 0 | 0
PV | 0 | 0 | 0 | 0 | 0 | 0
PeakG | 0 | 0 | 0 | 0 | 0 | 0
PeakO | 0 | 0 | 0 | 0 | 0 | 0
ST | 0 | 0 | 0 | 0 | 0 | 0
STOG | 0 | 0 | 0 | 0 | 0 | 0
STWD | 0 | 0 | 0 | 0 | 0 | 0
WT | 300 | 300 | 300 | 300 | 300 | 4489.31
IGCC | 0 | 0 | 0 | 0 | 0 | 0
DemandResponse | 0 | 0 | 0 | 0 | 0 | 0
IGCC-CCS | 0 | 0 | 0 | 0 | 0 | 0
WT_off | 0 | 0 | 0 | 0 | 0 | 0
PseudoUnit | 0 | 0 | 0 | 0 | 0 | 0
FixedInterchange | 0 | 0 | 0 | 0 | 0 | 0
Cumulative New Build Capacity by Reporting Type: MISO_W
ReportingType | 2015 | 2020 | 2025 | 2030 | 2035 | 2040
BM | 0 | 0 | 0 | 0 | 0 | 0
CC | 0 | 0 | 0 | 0 | 0 | 0
CSP | 0 | 0 | 0 | 0 | 0 | 0
CT | 0 | 0 | 0 | 0 | 0 | 0
Coal | 0 | 0 | 0 | 0 | 0 | 0
Geo | 0 | 0 | 0 | 0 | 0 | 0
H | 0 | 0 | 0 | 0 | 0 | 0
LFG | 0 | 0 | 71.67 | 71.67 | 71.67 | 71.67
Nuc | 94.33 | 94.33 | 94.33 | 94.33 | 94.33 | 94.33
PS | 0 | 0 | 0 | 0 | 0 | 0
PV | 0 | 0 | 0 | 0 | 0 | 0
PeakG | 0 | 0 | 0 | 0 | 0 | 0
PeakO | 0 | 0 | 0 | 0 | 0 | 0
ST | 0 | 0 | 0 | 0 | 0 | 0
STOG | 0 | 0 | 0 | 0 | 0 | 0
STWD | 0 | 0 | 0 | 0 | 0 | 0
WT | 2800.5 | 2871.8 | 6805.52 | 23899.84 | 23899.84 | 23899.84
IGCC | 0 | 0 | 0 | 0 | 0 | 0
DemandResponse | 0 | 0 | 0 | 0 | 0 | 0
IGCC-CCS | 0 | 0 | 0 | 0 | 0 | 0
WT_off | 0 | 0 | 0 | 0 | 0 | 0
PseudoUnit | 0 | 0 | 0 | 0 | 0 | 0
FixedInterchange | 0 | 0 | 0 | 0 | 0 | 0
Cumulative New Build Capacity by Reporting Type: MISO_WUMS
ReportingType | 2015 | 2020 | 2025 | 2030 | 2035 | 2040
BM | 0 | 0 | 0 | 0 | 0 | 0
CC | 0 | 0 | 0 | 0 | 0 | 0
CSP | 0 | 0 | 0 | 0 | 0 | 0
CT | 0 | 4466.06 | 6783.6 | 11758.84 | 22921.36 | 26129.55
Coal | 615 | 615 | 615 | 615 | 615 | 615
Geo | 0 | 0 | 0 | 0 | 0 | 0
H | 0 | 1 | 1 | 1 | 1 | 1
LFG | 0 | 0 | 223.33 | 223.33 | 223.33 | 223.33
Nuc | 235 | 235 | 235 | 235 | 235 | 235
PS | 0 | 0 | 0 | 0 | 0 | 0
PV | 0 | 0 | 0 | 0 | 0 | 0
PeakG | 0 | 0 | 0 | 0 | 0 | 0
PeakO | 0 | 0 | 0 | 0 | 0 | 0
ST | 0 | 0 | 0 | 0 | 0 | 0
STOG | 0 | 0 | 0 | 0 | 0 | 0
STWD | 0 | 0 | 0 | 0 | 0 | 0
WT | 968.9 | 968.9 | 968.9 | 968.9 | 999.7 | 999.7
IGCC | 0 | 0 | 0 | 0 | 0 | 0
DemandResponse | 0 | 0 | 0 | 0 | 0 | 0
IGCC-CCS | 0 | 0 | 0 | 0 | 0 | 0
WT_off | 0 | 0 | 0 | 0 | 0 | 0
PseudoUnit | 0 | 0 | 0 | 0 | 0 | 0
FixedInterchange | 0 | 0 | 0 | 0 | 0 | 0
Cumulative New Build Capacity by Reporting Type: Nebraska
ReportingType | 2015 | 2020 | 2025 | 2030 | 2035 | 2040
BM | 0 | 0 | 0 | 0 | 0 | 0
CC | 0 | 0 | 0 | 0 | 0 | 0
CSP | 0 | 0 | 0 | 0 | 0 | 0
CT | 0 | 0 | 0 | 0 | 0 | 0
Coal | 232.1 | 232.1 | 232.1 | 232.1 | 232.1 | 232.1
Geo | 0 | 0 | 0 | 0 | 0 | 0
H | 0 | 0 | 0 | 0 | 0 | 0
LFG | 0 | 0 | 0 | 71.67 | 71.67 | 71.67
Nuc | 0 | 0 | 0 | 0 | 0 | 0
PS | 0 | 0 | 0 | 0 | 0 | 0
PV | 0 | 0 | 0 | 0 | 0 | 0
PeakG | 0 | 0 | 0 | 0 | 0 | 0
PeakO | 0 | 0 | 0 | 0 | 0 | 0
ST | 0 | 0 | 0 | 0 | 0 | 0
STOG | 0 | 0 | 0 | 0 | 0 | 0
STWD | 0 | 0 | 0 | 0 | 0 | 0
WT | 202 | 17941.46 | 43582.47 | 65062.13 | 69837.86 | 69837.86
IGCC | 0 | 0 | 0 | 0 | 0 | 0
DemandResponse | 0 | 0 | 0 | 0 | 0 | 0
IGCC-CCS | 0 | 0 | 0 | 0 | 0 | 0
WT_off | 0 | 0 | 0 | 0 | 0 | 0
PseudoUnit | 0 | 0 | 0 | 0 | 0 | 0
FixedInterchange | 0 | 0 | 0 | 0 | 0 | 0
Cumulative New Build Capacity by Reporting Type: NEISO
ReportingType | 2015 | 2020 | 2025 | 2030 | 2035 | 2040
BM | 252.2 | 252.2 | 252.2 | 252.2 | 252.2 | 252.2
CC | 2049.5 | 2049.5 | 2049.5 | 2049.5 | 2049.5 | 2049.5
CSP | 0 | 0 | 0 | 0 | 0 | 0
CT | 334 | 334 | 334 | 334 | 334 | 334
Coal | 0 | 0 | 0 | 0 | 0 | 0
Geo | 0 | 0 | 0 | 0 | 0 | 0
H | 0 | 3 | 3 | 3 | 3 | 3
LFG | 49.26 | 49.26 | 119 | 119 | 119 | 119
Nuc | 0 | 0 | 0 | 0 | 0 | 0
PS | 0 | 0 | 0 | 0 | 0 | 0
PV | 0 | 323.36 | 324.85 | 324.85 | 324.85 | 324.9
PeakG | 0 | 0 | 0 | 0 | 0 | 0
PeakO | 0 | 0 | 0 | 0 | 0 | 0
ST | 0 | 0 | 0 | 0 | 0 | 0
STOG | 0 | 0 | 0 | 0 | 0 | 0
STWD | 0 | 0 | 0 | 0 | 0 | 0
WT | 231.2 | 1731.08 | 3700.14 | 4409.16 | 5076.69 | 5076.69
IGCC | 0 | 0 | 0 | 0 | 0 | 0
DemandResponse | 0 | 0 | 0 | 0 | 0 | 0
IGCC-CCS | 0 | 0 | 0 | 0 | 0 | 0
WT_off | 468 | 468 | 468 | 468 | 468 | 468
PseudoUnit | 0 | 0 | 0 | 0 | 0 | 0
FixedInterchange | 0 | 0 | 0 | 0 | 0 | 0
Cumulative New Build Capacity by Reporting Type: NonRTO_Midwest
ReportingType | 2015 | 2020 | 2025 | 2030 | 2035 | 2040
BM | 0 | 0 | 0 | 0 | 0 | 0
CC | 0 | 389.12 | 389.12 | 389.12 | 389.13 | 640.29
CSP | 0 | 0 | 0 | 0 | 0 | 0
CT | 0 | 0 | 0 | 0 | 0 | 0
Coal | 0 | 0 | 0 | 0 | 0 | 0
Geo | 0 | 0 | 0 | 0 | 0 | 0
H | 0 | 0 | 746 | 746 | 746 | 746
LFG | 0 | 0 | 160.25 | 160.25 | 160.25 | 160.25
Nuc | 0 | 0 | 0 | 0 | 0 | 0
PS | 0 | 0 | 0 | 0 | 0 | 0
PV | 0 | 0 | 0 | 0 | 0 | 0
PeakG | 0 | 0 | 0 | 0 | 0 | 0
PeakO | 0 | 0 | 0 | 0 | 0 | 0
ST | 0 | 0 | 0 | 0 | 0 | 0
STOG | 0 | 0 | 0 | 0 | 0 | 0
STWD | 0 | 0 | 0 | 0 | 0 | 0
WT | 0 | 0 | 0 | 0 | 0 | 0
IGCC | 0 | 0 | 0 | 0 | 0 | 0
DemandResponse | 0 | 0 | 0 | 0 | 0 | 0
IGCC-CCS | 0 | 0 | 0 | 0 | 0 | 0
WT_off | 0 | 0 | 0 | 0 | 0 | 0
PseudoUnit | 0 | 0 | 0 | 0 | 0 | 0
FixedInterchange | 0 | 0 | 0 | 0 | 0 | 0
Cumulative New Build Capacity by Reporting Type: NYISO_A-F
ReportingType | 2015 | 2020 | 2025 | 2030 | 2035 | 2040
BM | 0 | 0 | 0 | 0 | 0 | 0
CC | 639 | 639 | 639 | 639 | 639 | 639
CSP | 0 | 0 | 0 | 0 | 0 | 0
CT | 0 | 0 | 0 | 0 | 0 | 0
Coal | 0 | 0 | 0 | 0 | 0 | 0
Geo | 0 | 0 | 0 | 0 | 0 | 0
H | 0 | 0 | 0 | 0 | 0 | 0
LFG | 6.4 | 6.4 | 6.4 | 74.33 | 74.33 | 74.33
Nuc | 168 | 168 | 168 | 168 | 168 | 168
PS | 0 | 0 | 0 | 0 | 0 | 0
PV | 0 | 0 | 0 | 0 | 0 | 0
PeakG | 0 | 0 | 0 | 0 | 0 | 0
PeakO | 0 | 0 | 0 | 0 | 0 | 0
ST | 0 | 0 | 0 | 0 | 0 | 0
STOG | 0 | 0 | 0 | 0 | 0 | 0
STWD | 0 | 0 | 0 | 0 | 0 | 0
WT | 2476.3 | 3186.1 | 3186.1 | 3186.1 | 3186.1 | 3186.1
IGCC | 0 | 0 | 0 | 0 | 0 | 0
DemandResponse | 0 | 0 | 0 | 0 | 0 | 0
IGCC-CCS | 0 | 0 | 0 | 0 | 0 | 0
WT_off | 0 | 0 | 0 | 0 | 0 | 0
PseudoUnit | 0 | 0 | 0 | 0 | 0 | 0
FixedInterchange | 0 | 0 | 0 | 0 | 0 | 0
Cumulative New Build Capacity by Reporting Type: NYISO_G-I
ReportingType | 2015 | 2020 | 2025 | 2030 | 2035 | 2040
BM | 0 | 0 | 0 | 0 | 0 | 0
CC | 0 | 0 | 0 | 0 | 1491.84 | 4186.25
CSP | 0 | 0 | 0 | 0 | 0 | 0
CT | 0 | 0 | 0 | 0 | 0 | 0
Coal | 0 | 0 | 0 | 0 | 0 | 0
Geo | 0 | 0 | 0 | 0 | 0 | 0
H | 0 | 0 | 0 | 0 | 0 | 0
LFG | 0 | 0 | 22.78 | 74.33 | 74.33 | 74.33
Nuc | 0 | 0 | 0 | 0 | 0 | 0
PS | 0 | 0 | 0 | 0 | 0 | 0
PV | 0 | 0 | 0 | 0 | 0 | 0
PeakG | 0 | 0 | 0 | 0 | 0 | 0
PeakO | 0 | 0 | 0 | 0 | 0 | 0
ST | 0 | 0 | 0 | 0 | 0 | 0
STOG | 0 | 0 | 0 | 0 | 0 | 0
STWD | 0 | 0 | 0 | 0 | 0 | 0
WT | 0 | 60 | 60 | 60 | 60 | 60
IGCC | 0 | 0 | 0 | 0 | 0 | 0
DemandResponse | 0 | 0 | 0 | 0 | 0 | 0
IGCC-CCS | 0 | 0 | 0 | 0 | 0 | 0
WT_off | 0 | 0 | 0 | 0 | 0 | 0
PseudoUnit | 0 | 0 | 0 | 0 | 0 | 0
FixedInterchange | 0 | 0 | 0 | 0 | 0 | 0
Cumulative New Build Capacity by Reporting Type: NYISO_J-K
ReportingType | 2015 | 2020 | 2025 | 2030 | 2035 | 2040
BM | 0 | 0 | 0 | 0 | 0 | 0
CC | 1175.4 | 1175.4 | 1175.4 | 1175.4 | 1175.4 | 1175.4
CSP | 0 | 0 | 0 | 0 | 0 | 0
CT | 0 | 0 | 0 | 335.02 | 2019.75 | 2850.16
Coal | 0 | 0 | 0 | 0 | 0 | 0
Geo | 0 | 0 | 0 | 0 | 0 | 0
H | 0 | 0 | 0 | 0 | 0 | 0
LFG | 0 | 0 | 0 | 74.33 | 74.33 | 74.33
Nuc | 0 | 0 | 0 | 0 | 0 | 0
PS | 0 | 0 | 0 | 0 | 0 | 0
PV | 32 | 32 | 32 | 32 | 32 | 32
PeakG | 0 | 0 | 0 | 0 | 0 | 0
PeakO | 0 | 0 | 0 | 0 | 0 | 0
ST | 0 | 0 | 0 | 0 | 0 | 0
STOG | 0 | 0 | 0 | 0 | 0 | 0
STWD | 0 | 0 | 0 | 0 | 0 | 0
WT | 0 | 0 | 0 | 0 | 0 | 0
IGCC | 0 | 0 | 0 | 0 | 0 | 0
DemandResponse | 0 | 0 | 0 | 0 | 0 | 0
IGCC-CCS | 0 | 0 | 0 | 0 | 0 | 0
WT_off | 0 | 0 | 0 | 0 | 0 | 0
PseudoUnit | 0 | 0 | 0 | 0 | 0 | 0
FixedInterchange | 0 | 0 | 0 | 0 | 0 | 0
Cumulative New Build Capacity by Reporting Type: PJM_E
ReportingType | 2015 | 2020 | 2025 | 2030 | 2035 | 2040
BM | 30 | 30 | 30 | 30 | 30 | 30
CC | 4634.3 | 4634.3 | 4634.3 | 4634.3 | 4634.3 | 4634.3
CSP | 0 | 0 | 0 | 0 | 0 | 0
CT | 26.2 | 26.2 | 26.2 | 26.2 | 1986.43 | 1986.43
Coal | 27 | 27 | 27 | 27 | 27 | 27
Geo | 0 | 0 | 0 | 0 | 0 | 0
H | 0 | 0 | 0 | 0 | 0 | 0
LFG | 9.1 | 142 | 142 | 142 | 142 | 142
Nuc | 38 | 38 | 38 | 38 | 38 | 38
PS | 0 | 0 | 0 | 0 | 0 | 0
PV | 25.45 | 25.45 | 25.45 | 25.45 | 25.45 | 25.45
PeakG | 0 | 0 | 0 | 0 | 0 | 0
PeakO | 0 | 0 | 0 | 0 | 0 | 0
ST | 0 | 0 | 0 | 0 | 0 | 0
STOG | 0 | 0 | 0 | 0 | 0 | 0
STWD | 0 | 0 | 0 | 0 | 0 | 0
WT | 1150 | 1150 | 1150 | 1150 | 1150 | 1150
IGCC | 0 | 0 | 0 | 0 | 0 | 0
DemandResponse | 0 | 0 | 0 | 0 | 0 | 0
IGCC-CCS | 0 | 0 | 0 | 0 | 0 | 0
WT_off | 0 | 0 | 1100 | 1100 | 1100 | 1100
PseudoUnit | 0 | 0 | 0 | 0 | 0 | 0
FixedInterchange | 0 | 0 | 0 | 0 | 0 | 0
Cumulative New Build Capacity by Reporting Type: PJM_ROM
ReportingType | 2015 | 2020 | 2025 | 2030 | 2035 | 2040
BM | 18 | 18 | 18 | 18 | 18 | 18
CC | 1678.5 | 1678.5 | 1678.5 | 1678.5 | 1678.5 | 14695.17
CSP | 0 | 0 | 0 | 0 | 0 | 0
CT | 16 | 16 | 16 | 16 | 16 | 16
Coal | 32.5 | 32.5 | 32.5 | 32.5 | 32.5 | 32.5
Geo | 0 | 0 | 0 | 0 | 0 | 0
H | 0 | 85.18 | 678 | 678 | 678 | 678
LFG | 18.9 | 284 | 284 | 284 | 284 | 284
Nuc | 0 | 0 | 0 | 0 | 0 | 0
PS | 0 | 0 | 0 | 0 | 0 | 0
PV | 0 | 1409.56 | 2298.2 | 2538.94 | 2634.19 | 2748.12
PeakG | 0 | 0 | 0 | 0 | 0 | 0
PeakO | 0 | 0 | 0 | 0 | 0 | 0
ST | 0 | 0 | 0 | 0 | 0 | 0
STOG | 0 | 0 | 0 | 0 | 0 | 0
STWD | 0 | 0 | 0 | 0 | 0 | 0
WT | 479.8 | 1230 | 6876.06 | 6876.06 | 6876.06 | 6876.06
IGCC | 0 | 0 | 0 | 0 | 0 | 0
DemandResponse | 0 | 0 | 0 | 0 | 0 | 0
IGCC-CCS | 0 | 0 | 0 | 0 | 0 | 0
WT_off | 0 | 0 | 0 | 0 | 0 | 0
PseudoUnit | 0 | 0 | 0 | 0 | 0 | 0
FixedInterchange | 0 | 0 | 0 | 0 | 0 | 0
Cumulative New Build Capacity by Reporting Type: PJM_ROR
ReportingType | 2015 | 2020 | 2025 | 2030 | 2035 | 2040
BM | 385 | 385 | 385 | 385 | 385 | 385
CC | 3077 | 3197 | 3197 | 3197 | 13148.24 | 13148.24
CSP | 0 | 0 | 0 | 0 | 0 | 0
CT | 29 | 29 | 29 | 29 | 2448.23 | 2448.23
Coal | 2164 | 2164 | 2164 | 2164 | 2164 | 2164
Geo | 0 | 0 | 0 | 0 | 0 | 0
H | 0 | 503 | 503 | 503 | 503 | 503
LFG | 57.4 | 331.92 | 571.11 | 571.11 | 571.11 | 571.11
Nuc | 38 | 38 | 38 | 38 | 38 | 38
PS | 0 | 0 | 0 | 0 | 0 | 0
PV | 0 | 0 | 0 | 0 | 0 | 0
PeakG | 0 | 0 | 0 | 0 | 0 | 0
PeakO | 0 | 0 | 0 | 0 | 0 | 0
ST | 0 | 0 | 0 | 0 | 0 | 0
STOG | 0 | 0 | 0 | 0 | 0 | 0
STWD | 0 | 0 | 0 | 0 | 0 | 0
WT | 8325.7 | 8517.4 | 8517.4 | 10285.11 | 12250.18 | 14886.68
IGCC | 0 | 0 | 0 | 0 | 0 | 0
DemandResponse | 0 | 0 | 0 | 0 | 0 | 0
IGCC-CCS | 0 | 0 | 0 | 0 | 0 | 0
WT_off | 0 | 0 | 0 | 0 | 0 | 0
PseudoUnit | 0 | 0 | 0 | 0 | 0 | 0
FixedInterchange | 0 | 0 | 0 | 0 | 0 | 0
Cumulative New Build Capacity by Reporting Type: SOCO
ReportingType | 2015 | 2020 | 2025 | 2030 | 2035 | 2040
BM | 55 | 55 | 55 | 55 | 55 | 55
CC | 5026.9 | 5213.9 | 5213.9 | 5213.9 | 5213.9 | 5213.9
CSP | 0 | 0 | 0 | 0 | 0 | 0
CT | 0 | 0 | 0 | 0 | 0 | 0
Coal | 0 | 0 | 0 | 0 | 340.03 | 7917.25
Geo | 0 | 0 | 0 | 0 | 0 | 0
H | 0 | 0 | 0 | 0 | 0 | 0
LFG | 0 | 0 | 107.4 | 107.4 | 107.4 | 107.4
Nuc | 70 | 2270 | 2270 | 2270 | 2270 | 2270
PS | 0 | 0 | 0 | 0 | 0 | 0
PV | 0 | 0 | 0 | 0 | 0 | 0
PeakG | 0 | 0 | 0 | 0 | 0 | 0
PeakO | 0 | 0 | 0 | 0 | 0 | 0
ST | 0 | 0 | 0 | 0 | 0 | 0
STOG | 0 | 0 | 0 | 0 | 0 | 0
STWD | 0 | 0 | 0 | 0 | 0 | 0
WT | 0 | 0 | 0 | 0 | 0 | 0
IGCC | 0 | 0 | 0 | 0 | 0 | 0
DemandResponse | 0 | 0 | 0 | 0 | 0 | 0
IGCC-CCS | 0 | 0 | 0 | 0 | 0 | 0
WT_off | 0 | 0 | 0 | 0 | 0 | 0
PseudoUnit | 0 | 0 | 0 | 0 | 0 | 0
FixedInterchange | 0 | 0 | 0 | 0 | 0 | 0
Cumulative New Build Capacity by Reporting Type: SPP_N
ReportingType | 2015 | 2020 | 2025 | 2030 | 2035 | 2040
BM | 0 | 0 | 0 | 0 | 0 | 0
CC | 0 | 0 | 0 | 0 | 0 | 0
CSP | 0 | 0 | 0 | 0 | 0 | 0
CT | 0 | 0 | 0 | 0 | 0 | 701.8
Coal | 465.04 | 465.04 | 465.04 | 465.04 | 465.04 | 465.04
Geo | 0 | 0 | 0 | 0 | 0 | 0
H | 0 | 0 | 0 | 0 | 0 | 0
LFG | 0 | 0 | 0 | 95 | 95 | 95
Nuc | 0 | 0 | 0 | 0 | 0 | 0
PS | 0 | 0 | 0 | 0 | 0 | 0
PV | 0 | 0 | 0 | 0 | 0 | 0
PeakG | 0 | 0 | 0 | 0 | 0 | 0
PeakO | 0 | 0 | 0 | 0 | 0 | 0
ST | 0 | 0 | 0 | 0 | 0 | 0
STOG | 0 | 0 | 0 | 0 | 0 | 0
STWD | 0 | 0 | 0 | 0 | 0 | 0
WT | 0 | 0 | 0 | 15182.87 | 18444.9 | 20226.21
IGCC | 0 | 0 | 0 | 0 | 0 | 0
DemandResponse | 0 | 0 | 0 | 0 | 0 | 0
IGCC-CCS | 0 | 0 | 0 | 0 | 0 | 0
WT_off | 0 | 0 | 0 | 0 | 0 | 0
PseudoUnit | 0 | 0 | 0 | 0 | 0 | 0
FixedInterchange | 0 | 0 | 0 | 0 | 0 | 0
Cumulative New Build Capacity by Reporting Type: SPP_S
ReportingType | 2015 | 2020 | 2025 | 2030 | 2035 | 2040
BM | 0 | 0 | 0 | 0 | 0 | 0
CC | 0 | 0 | 0 | 0 | 0 | 0
CSP | 0 | 0 | 0 | 0 | 0 | 0
CT | 412.99 | 712.99 | 712.99 | 712.99 | 712.99 | 1196.83
Coal | 988 | 988 | 988 | 988 | 988 | 988
Geo | 0 | 0 | 0 | 0 | 0 | 0
H | 0 | 0 | 0 | 0 | 0 | 0
LFG | 0 | 0 | 0 | 95 | 95 | 95
Nuc | 0 | 0 | 0 | 0 | 0 | 0
PS | 0 | 0 | 0 | 0 | 0 | 0
PV | 0 | 0 | 0 | 0 | 0 | 0
PeakG | 0 | 0 | 0 | 0 | 0 | 0
PeakO | 0 | 0 | 0 | 0 | 0 | 0
ST | 0 | 0 | 0 | 0 | 0 | 0
STOG | 0 | 0 | 0 | 0 | 0 | 0
STWD | 0 | 0 | 0 | 0 | 0 | 0
WT | 430 | 10172.87 | 41119.46 | 52537.01 | 54126.69 | 55201.16
IGCC | 0 | 0 | 0 | 0 | 0 | 0
DemandResponse | 0 | 0 | 0 | 0 | 0 | 0
IGCC-CCS | 0 | 0 | 0 | 0 | 0 | 0
WT_off | 0 | 0 | 0 | 0 | 0 | 0
PseudoUnit | 0 | 0 | 0 | 0 | 0 | 0
FixedInterchange | 0 | 0 | 0 | 0 | 0 | 0
Cumulative New Build Capacity by Reporting Type: TVA
ReportingType | 2015 | 2020 | 2025 | 2030 | 2035 | 2040
BM | 0 | 0 | 0 | 0 | 0 | 0
CC | 1418 | 1866.41 | 1866.42 | 3785.64 | 3785.64 | 3785.64
CSP | 0 | 0 | 0 | 0 | 0 | 0
CT | 0 | 1318.91 | 1318.91 | 2441.21 | 2441.21 | 2441.21
Coal | 0 | 0 | 0 | 0 | 602.97 | 1475.6
Geo | 0 | 0 | 0 | 0 | 0 | 0
H | 0 | 0 | 27 | 27 | 27 | 27
LFG | 0 | 0 | 107.4 | 107.4 | 107.4 | 107.4
Nuc | 1697.89 | 1697.89 | 1697.89 | 1697.89 | 1697.89 | 1697.89
PS | 0 | 0 | 0 | 0 | 0 | 0
PV | 0 | 0 | 0 | 0 | 0 | 0
PeakG | 0 | 0 | 0 | 0 | 0 | 0
PeakO | 0 | 0 | 0 | 0 | 0 | 0
ST | 0 | 0 | 0 | 0 | 0 | 0
STOG | 0 | 0 | 0 | 0 | 0 | 0
STWD | 0 | 0 | 0 | 0 | 0 | 0
WT | 0 | 0 | 0 | 0 | 0 | 0
IGCC | 0 | 0 | 0 | 0 | 0 | 0
DemandResponse | 0 | 0 | 0 | 0 | 0 | 0
IGCC-CCS | 0 | 0 | 0 | 0 | 0 | 0
WT_off | 0 | 0 | 0 | 0 | 0 | 0
PseudoUnit | 0 | 0 | 0 | 0 | 0 | 0
FixedInterchange | 0 | 0 | 0 | 0 | 0 | 0
Cumulative New Build Capacity by Reporting Type: TVA_Transmission
ReportingType | 2015 | 2020 | 2025 | 2030 | 2035 | 2040
BM | 0 | 0 | 0 | 0 | 0 | 0
CC | 0 | 0 | 0 | 0 | 0 | 0
CSP | 0 | 0 | 0 | 0 | 0 | 0
CT | 0 | 0 | 0 | 0 | 0 | 0
Coal | 0 | 0 | 0 | 0 | 0 | 0
Geo | 0 | 0 | 0 | 0 | 0 | 0
H | 0 | 0 | 0 | 0 | 0 | 0
LFG | 0 | 0 | 0 | 0 | 0 | 0
Nuc | 0 | 0 | 0 | 0 | 0 | 0
PS | 0 | 0 | 0 | 0 | 0 | 0
PV | 0 | 0 | 0 | 0 | 0 | 0
PeakG | 0 | 0 | 0 | 0 | 0 | 0
PeakO | 0 | 0 | 0 | 0 | 0 | 0
ST | 0 | 0 | 0 | 0 | 0 | 0
STOG | 0 | 0 | 0 | 0 | 0 | 0
STWD | 0 | 0 | 0 | 0 | 0 | 0
WT | 0 | 0 | 0 | 0 | 0 | 0
IGCC | 0 | 0 | 0 | 0 | 0 | 0
DemandResponse | 0 | 0 | 0 | 0 | 0 | 0
IGCC-CCS | 0 | 0 | 0 | 0 | 0 | 0
WT_off | 0 | 0 | 0 | 0 | 0 | 0
PseudoUnit | 0 | 0 | 0 | 0 | 0 | 0
FixedInterchange | 0 | 0 | 0 | 0 | 0 | 0
Cumulative New Build Capacity by Reporting Type: VACAR
ReportingType | 2015 | 2020 | 2025 | 2030 | 2035 | 2040
BM | 0.92 | 231.82 | 852.3 | 912.33 | 1095.65 | 1246.46
CC | 5604.06 | 8653.64 | 8671.03 | 8671.03 | 15905.8 | 20712.79
CSP | 0 | 0 | 0 | 0 | 0 | 0
CT | 717.2 | 717.2 | 1222.99 | 2281.59 | 2281.59 | 2546.6
Coal | 825 | 825 | 825 | 825 | 825 | 825
Geo | 0 | 0 | 0 | 0 | 0 | 0
H | 0 | 0 | 0 | 0 | 0 | 0
LFG | 0.34 | 107.4 | 107.4 | 107.4 | 107.4 | 107.4
Nuc | 0 | 2330 | 2330 | 2330 | 2330 | 2330
PS | 0 | 0 | 0 | 0 | 0 | 0
PV | 0 | 138.41 | 144.93 | 148.71 | 160.26 | 169.76
PeakG | 0 | 0 | 0 | 0 | 0 | 0
PeakO | 0 | 0 | 0 | 0 | 0 | 0
ST | 0 | 0 | 0 | 0 | 0 | 0
STOG | 0 | 0 | 0 | 0 | 0 | 0
STWD | 0 | 0 | 0 | 0 | 0 | 0
WT | 0.9 | 3500 | 3500 | 3500 | 3500 | 3500
IGCC | 0 | 0 | 0 | 0 | 0 | 0
DemandResponse | 0 | 0 | 0 | 0 | 0 | 0
IGCC-CCS | 0 | 0 | 0 | 0 | 0 | 0
WT_off | 1 | 1 | 1 | 1 | 1 | 1
PseudoUnit | 0 | 0 | 0 | 0 | 0 | 0
FixedInterchange | 0 | 0 | 0 | 0 | 0 | 0
Cumulative New Build Capacity by Reporting Type: IESO
ReportingType | 2015 | 2020 | 2025 | 2030 | 2035 | 2040
BM | 326.33 | 326.33 | 326.33 | 326.33 | 326.33 | 326.33
CC | 1263 | 1263 | 1263 | 1263 | 1263 | 2276.22
CSP | 0 | 0 | 0 | 0 | 0 | 0
CT | 368 | 368 | 368 | 368 | 846.28 | 2109.91
Coal | 0 | 0 | 0 | 0 | 0 | 0
Geo | 0 | 0 | 0 | 0 | 0 | 0
H | 0 | 0 | 0 | 0 | 0 | 250
LFG | 14.5 | 14.5 | 14.5 | 14.5 | 15 | 15
Nuc | 0 | 0 | 0 | 0 | 0 | 0
PS | 0 | 0 | 0 | 0 | 0 | 0
PV | 1067.26 | 1067.26 | 1067.26 | 1067.26 | 1067.26 | 1067.26
PeakG | 0 | 0 | 0 | 0 | 0 | 0
PeakO | 0 | 0 | 0 | 0 | 0 | 0
ST | 0 | 0 | 0 | 0 | 0 | 0
STOG | 0 | 0 | 0 | 0 | 0 | 0
STWD | 0 | 0 | 0 | 0 | 0 | 0
WT | 2105.9 | 2105.9 | 2105.9 | 2105.9 | 2105.9 | 2105.9
IGCC | 0 | 0 | 0 | 0 | 0 | 0
DemandResponse | 0 | 0 | 0 | 0 | 0 | 0
IGCC-CCS | 0 | 0 | 0 | 0 | 0 | 0
WT_off | 0 | 0 | 0 | 0 | 0 | 0
PseudoUnit | 0 | 0 | 0 | 0 | 0 | 0
FixedInterchange | 0 | 0 | 0 | 0 | 0 | 0
Cumulative New Build Capacity by Reporting Type: MAPP_CA
ReportingType | 2015 | 2020 | 2025 | 2030 | 2035 | 2040
BM | 0 | 0 | 0 | 0 | 0 | 0
CC | 0 | 0 | 0 | 0 | 0 | 0
CSP | 0 | 0 | 0 | 0 | 0 | 0
CT | 32.84 | 32.84 | 32.84 | 32.84 | 32.84 | 32.84
Coal | 0 | 0 | 0 | 0 | 0 | 0
Geo | 0 | 0 | 0 | 0 | 0 | 0
H | 0 | 695 | 2190 | 4650 | 4650 | 4650
LFG | 0 | 0 | 0 | 0 | 0 | 0
Nuc | 0 | 0 | 0 | 0 | 0 | 0
PS | 0 | 0 | 0 | 0 | 0 | 0
PV | 0 | 0 | 0 | 0 | 0 | 0
PeakG | 0 | 0 | 0 | 0 | 0 | 0
PeakO | 0 | 0 | 0 | 0 | 0 | 0
ST | 0 | 0 | 0 | 0 | 0 | 0
STOG | 0 | 0 | 0 | 0 | 0 | 0
STWD | 0 | 0 | 0 | 0 | 0 | 0
WT | 302.4 | 302.4 | 302.4 | 302.4 | 302.4 | 302.4
IGCC | 0 | 0 | 0 | 0 | 0 | 0
DemandResponse | 0 | 0 | 0 | 0 | 0 | 0
IGCC-CCS | 0 | 0 | 0 | 0 | 0 | 0
WT_off | 0 | 0 | 0 | 0 | 0 | 0
PseudoUnit | 0 | 0 | 0 | 0 | 0 | 0
FixedInterchange | 0 | 0 | 0 | 0 | 0 | 0
Cumulative New Build Capacity by Reporting Type: AZ_NM_SNV_Coal
ReportingType | 2015 | 2020 | 2025 | 2030 | 2035 | 2040
BM | 0 | 0 | 0 | 0 | 0 | 0
CC | 0 | 0 | 0 | 0 | 0 | 0
CSP | 0 | 0 | 0 | 0 | 0 | 0
CT | 0 | 0 | 0 | 0 | 0 | 0
Coal | 0 | 0 | 0 | 0 | 2009.75 | 11212.03
Geo | 0 | 0 | 0 | 0 | 0 | 0
H | 0 | 0 | 0 | 0 | 0 | 0
LFG | 0 | 0 | 0 | 0 | 0 | 0
Nuc | 0 | 0 | 0 | 0 | 0 | 0
PS | 0 | 0 | 0 | 0 | 0 | 0
PV | 0 | 0 | 0 | 0 | 0 | 0
PeakG | 0 | 0 | 0 | 0 | 0 | 0
PeakO | 0 | 0 | 0 | 0 | 0 | 0
ST | 0 | 0 | 0 | 0 | 0 | 0
STOG | 0 | 0 | 0 | 0 | 0 | 0
STWD | 0 | 0 | 0 | 0 | 0 | 0
WT | 0 | 0 | 0 | 0 | 0 | 0
IGCC | 0 | 0 | 0 | 0 | 0 | 0
DemandResponse | 0 | 0 | 0 | 0 | 0 | 0
IGCC-CCS | 0 | 0 | 0 | 0 | 0 | 0
WT_off | 0 | 0 | 0 | 0 | 0 | 0
PseudoUnit | 0 | 0 | 0 | 0 | 0 | 0
FixedInterchange | 0 | 0 | 0 | 0 | 0 | 0
Cumulative New Build Capacity by Reporting Type: AZ_NM_SNV_Gas
ReportingType | 2015 | 2020 | 2025 | 2030 | 2035 | 2040
BM | 0 | 0 | 0 | 0 | 0 | 0
CC | 668 | 1783.28 | 1783.28 | 5714.34 | 5714.34 | 5714.34
CSP | 0 | 0 | 0 | 0 | 0 | 0
CT | 736 | 736 | 736 | 736 | 736 | 736
Coal | 0 | 0 | 0 | 0 | 0 | 0
Geo | 0 | 0 | 0 | 0 | 0 | 0
H | 0 | 0 | 0 | 0 | 0 | 0
LFG | 0 | 0 | 0 | 0 | 0 | 0
Nuc | 0 | 0 | 0 | 0 | 0 | 0
PS | 0 | 0 | 0 | 0 | 0 | 0
PV | 0 | 0 | 0 | 0 | 0 | 0
PeakG | 0 | 0 | 0 | 0 | 0 | 0
PeakO | 0 | 0 | 0 | 0 | 0 | 0
ST | 0 | 0 | 0 | 0 | 0 | 0
STOG | 0 | 0 | 0 | 0 | 0 | 0
STWD | 0 | 0 | 0 | 0 | 0 | 0
WT | 0 | 0 | 0 | 0 | 0 | 0
IGCC | 0 | 0 | 0 | 0 | 0 | 0
DemandResponse | 0 | 0 | 0 | 0 | 0 | 0
IGCC-CCS | 0 | 0 | 0 | 0 | 0 | 0
WT_off | 0 | 0 | 0 | 0 | 0 | 0
PseudoUnit | 0 | 0 | 0 | 0 | 0 | 0
FixedInterchange | 0 | 0 | 0 | 0 | 0 | 0
Cumulative New Build Capacity by Reporting Type: AZ_NM_SNV_NucRenew
ReportingType | 2015 | 2020 | 2025 | 2030 | 2035 | 2040
BM | 0 | 0 | 0 | 0 | 0 | 0
CC | 0 | 0 | 0 | 0 | 0 | 0
CSP | 0 | 0 | 0 | 0 | 0 | 0
CT | 0 | 0 | 0 | 0 | 0 | 0
Coal | 0 | 0 | 0 | 0 | 0 | 0
Geo | 0 | 0 | 1450 | 1450 | 1450 | 1450
H | 0 | 0 | 0 | 0 | 0 | 0
LFG | 0 | 0 | 60.67 | 60.67 | 60.67 | 60.67
Nuc | 0 | 0 | 0 | 0 | 0 | 0
PS | 0 | 0 | 0 | 0 | 0 | 0
PV | 95.7 | 95.7 | 95.7 | 95.7 | 95.7 | 95.7
PeakG | 0 | 0 | 0 | 0 | 0 | 0
PeakO | 0 | 0 | 0 | 0 | 0 | 0
ST | 280 | 719.41 | 996.05 | 1120.69 | 1120.69 | 1120.69
STOG | 0 | 0 | 0 | 0 | 0 | 0
STWD | 0 | 0 | 0 | 0 | 0 | 0
WT | 65.1 | 65.1 | 392.53 | 1008.7 | 1008.7 | 1008.7
IGCC | 0 | 0 | 0 | 0 | 0 | 0
DemandResponse | 0 | 0 | 0 | 0 | 0 | 0
IGCC-CCS | 0 | 0 | 0 | 0 | 0 | 0
WT_off | 0 | 0 | 0 | 0 | 0 | 0
PseudoUnit | 0 | 0 | 0 | 0 | 0 | 0
FixedInterchange | 0 | 0 | 0 | 0 | 0 | 0
Cumulative New Build Capacity by Reporting Type: ERCOT
ReportingType | 2015 | 2020 | 2025 | 2030 | 2035 | 2040
BM | 145 | 145 | 145 | 1845.88 | 1910.01 | 2026.38
CC | 275 | 275 | 275 | 275 | 2124.79 | 5655.37
CSP | 0 | 0 | 0 | 0 | 0 | 0
CT | 250 | 250 | 250 | 250 | 250 | 250
Coal | 2020 | 2020 | 2020 | 2020 | 2020 | 2020
Geo | 0 | 0 | 0 | 0 | 0 | 0
H | 0 | 0 | 0 | 628 | 628 | 628
LFG | 0 | 0 | 354 | 354 | 354 | 354
Nuc | 0 | 0 | 0 | 0 | 0 | 0
PS | 0 | 0 | 0 | 0 | 0 | 0
PV | 14 | 14 | 14 | 14 | 14 | 14
PeakG | 0 | 0 | 0 | 0 | 0 | 0
PeakO | 0 | 0 | 0 | 0 | 0 | 0
ST | 0 | 0 | 0 | 0 | 0 | 0
STOG | 0 | 0 | 0 | 0 | 0 | 0
STWD | 0 | 0 | 0 | 0 | 0 | 0
WT | 350.1 | 8683.5 | 18084.8 | 23934.78 | 24764.94 | 26253.6
IGCC | 0 | 0 | 0 | 0 | 0 | 0
DemandResponse | 0 | 0 | 0 | 0 | 0 | 0
IGCC-CCS | 0 | 0 | 0 | 0 | 0 | 0
WT_off | 0 | 0 | 0 | 0 | 0 | 0
PseudoUnit | 0 | 0 | 0 | 0 | 0 | 0
FixedInterchange | 0 | 0 | 0 | 0 | 0 | 0
Cumulative New Build Capacity by Reporting Type: NP15
ReportingType | 2015 | 2020 | 2025 | 2030 | 2035 | 2040
BM | 0 | 0 | 0 | 0 | 0 | 0
CC | 940 | 940 | 940 | 940 | 940 | 940
CSP | 0 | 0 | 0 | 0 | 0 | 0
CT | 216.03 | 1985.6 | 2377.38 | 6340.27 | 10722.6 | 15072.26
Coal | 0 | 0 | 0 | 0 | 0 | 0
Geo | 0 | 166.22 | 600 | 600 | 600 | 600
H | 0 | 0 | 0 | 0 | 0 | 0
LFG | 0 | 565 | 565 | 565 | 565 | 565
Nuc | 0 | 0 | 0 | 0 | 0 | 0
PS | 0 | 0 | 0 | 0 | 0 | 0
PV | 6.5 | 6.5 | 6.5 | 6.5 | 6.5 | 6.5
PeakG | 0 | 0 | 0 | 0 | 0 | 0
PeakO | 0 | 0 | 0 | 0 | 0 | 0
ST | 29 | 29 | 29 | 29 | 29 | 29
STOG | 0 | 0 | 0 | 0 | 0 | 0
STWD | 0 | 0 | 0 | 0 | 0 | 0
WT | 101.2 | 101.2 | 9267.19 | 11674.59 | 11687.93 | 11689.92
IGCC | 0 | 0 | 0 | 0 | 0 | 0
DemandResponse | 0 | 0 | 0 | 0 | 0 | 0
IGCC-CCS | 0 | 0 | 0 | 0 | 0 | 0
WT_off | 0 | 0 | 0 | 0 | 0 | 0
PseudoUnit | 0 | 0 | 0 | 0 | 0 | 0
FixedInterchange | 0 | 0 | 0 | 0 | 0 | 0
Cumulative New Build Capacity by Reporting Type: NWPP_Coal
ReportingType | 2015 | 2020 | 2025 | 2030 | 2035 | 2040
BM | 0 | 0 | 0 | 0 | 0 | 0
CC | 0 | 0 | 0 | 0 | 0 | 0
CSP | 0 | 0 | 0 | 0 | 0 | 0
CT | 0 | 0 | 0 | 0 | 0 | 0
Coal | 0 | 0 | 0 | 0 | 0 | 0
Geo | 0 | 0 | 0 | 0 | 0 | 0
H | 0 | 0 | 0 | 0 | 0 | 0
LFG | 0 | 0 | 0 | 0 | 0 | 0
Nuc | 0 | 0 | 0 | 0 | 0 | 0
PS | 0 | 0 | 0 | 0 | 0 | 0
PV | 0 | 0 | 0 | 0 | 0 | 0
PeakG | 0 | 0 | 0 | 0 | 0 | 0
PeakO | 0 | 0 | 0 | 0 | 0 | 0
ST | 0 | 0 | 0 | 0 | 0 | 0
STOG | 0 | 0 | 0 | 0 | 0 | 0
STWD | 0 | 0 | 0 | 0 | 0 | 0
WT | 0 | 0 | 0 | 0 | 0 | 0
IGCC | 0 | 0 | 0 | 0 | 0 | 0
DemandResponse | 0 | 0 | 0 | 0 | 0 | 0
IGCC-CCS | 0 | 0 | 0 | 0 | 0 | 0
WT_off | 0 | 0 | 0 | 0 | 0 | 0
PseudoUnit | 0 | 0 | 0 | 0 | 0 | 0
FixedInterchange | 0 | 0 | 0 | 0 | 0 | 0
Cumulative New Build Capacity by Reporting Type: NWPP_Gas
ReportingType | 2015 | 2020 | 2025 | 2030 | 2035 | 2040
BM | 0 | 0 | 0 | 0 | 0 | 0
CC | 300 | 300 | 300 | 3468.29 | 8148.45 | 8340.44
CSP | 0 | 0 | 0 | 0 | 0 | 0
CT | 150 | 150 | 150 | 150 | 150 | 150
Coal | 0 | 0 | 0 | 0 | 0 | 426.09
Geo | 0 | 0 | 0 | 0 | 0 | 0
H | 0 | 0 | 0 | 0 | 0 | 0
LFG | 0 | 0 | 0 | 0 | 0 | 0
Nuc | 0 | 0 | 0 | 0 | 0 | 0
PS | 0 | 0 | 0 | 0 | 0 | 0
PV | 0 | 0 | 0 | 0 | 0 | 0
PeakG | 0 | 0 | 0 | 0 | 0 | 0
PeakO | 0 | 0 | 0 | 0 | 0 | 0
ST | 0 | 0 | 0 | 0 | 0 | 0
STOG | 0 | 0 | 0 | 0 | 0 | 0
STWD | 0 | 0 | 0 | 0 | 0 | 0
WT | 0 | 0 | 0 | 0 | 0 | 0
IGCC | 0 | 0 | 0 | 0 | 0 | 0
DemandResponse | 0 | 0 | 0 | 0 | 0 | 0
IGCC-CCS | 0 | 0 | 0 | 0 | 0 | 0
WT_off | 0 | 0 | 0 | 0 | 0 | 0
PseudoUnit | 0 | 0 | 0 | 0 | 0 | 0
FixedInterchange | 0 | 0 | 0 | 0 | 0 | 0
Cumulative New Build Capacity by Reporting Type: NWPP_NucRenew
ReportingType | 2015 | 2020 | 2025 | 2030 | 2035 | 2040
BM | 32.55 | 32.55 | 32.55 | 32.55 | 32.55 | 32.55
CC | 0 | 0 | 0 | 0 | 0 | 0
CSP | 0 | 0 | 0 | 0 | 0 | 0
CT | 0 | 0 | 0 | 0 | 0 | 0
Coal | 0 | 0 | 0 | 0 | 0 | 0
Geo | 86 | 86 | 520 | 520 | 520 | 520
H | 0 | 0 | 0 | 0 | 0 | 0
LFG | 25.5 | 25.5 | 209.99 | 270 | 270 | 270
Nuc | 0 | 0 | 0 | 0 | 0 | 0
PS | 0 | 0 | 0 | 0 | 0 | 0
PV | 0 | 0 | 0 | 0 | 0 | 0
PeakG | 0 | 0 | 0 | 0 | 0 | 0
PeakO | 0 | 0 | 0 | 0 | 0 | 0
ST | 0 | 0 | 0 | 0 | 0 | 0
STOG | 0 | 0 | 0 | 0 | 0 | 0
STWD | 0 | 0 | 0 | 0 | 0 | 0
WT | 977.3 | 977.3 | 977.3 | 977.3 | 977.3 | 977.3
IGCC | 0 | 0 | 0 | 0 | 0 | 0
DemandResponse | 0 | 0 | 0 | 0 | 0 | 0
IGCC-CCS | 0 | 0 | 0 | 0 | 0 | 0
WT_off | 0 | 0 | 0 | 0 | 0 | 0
PseudoUnit | 0 | 0 | 0 | 0 | 0 | 0
FixedInterchange | 0 | 0 | 0 | 0 | 0 | 0
Cumulative New Build Capacity by Reporting Type: RMPA
ReportingType | 2015 | 2020 | 2025 | 2030 | 2035 | 2040
BM | 0 | 0 | 0 | 0 | 0 | 0
CC | 0 | 0 | 0 | 0 | 0 | 0
CSP | 0 | 0 | 0 | 0 | 0 | 0
CT | 152 | 152 | 152 | 152 | 152 | 152
Coal | 390 | 390 | 390 | 390 | 1557.7 | 2907.9
Geo | 0 | 458.78 | 2545.23 | 2570 | 2570 | 2570
H | 0 | 0 | 0 | 0 | 0 | 0
LFG | 1.4 | 1.4 | 1.4 | 30.33 | 30.33 | 30.33
Nuc | 0 | 0 | 0 | 0 | 0 | 0
PS | 0 | 0 | 0 | 0 | 0 | 0
PV | 1 | 1 | 1 | 1 | 1 | 1
PeakG | 0 | 0 | 0 | 0 | 0 | 0
PeakO | 0 | 0 | 0 | 0 | 0 | 0
ST | 3 | 383.25 | 415.52 | 430.78 | 430.78 | 430.78
STOG | 0 | 0 | 0 | 0 | 0 | 0
STWD | 0 | 0 | 0 | 0 | 0 | 0
WT | 765.4 | 765.4 | 765.4 | 765.4 | 765.4 | 765.4
IGCC | 0 | 0 | 0 | 0 | 0 | 0
DemandResponse | 0 | 0 | 0 | 0 | 0 | 0
IGCC-CCS | 0 | 0 | 0 | 0 | 0 | 0
WT_off | 0 | 0 | 0 | 0 | 0 | 0
PseudoUnit | 0 | 0 | 0 | 0 | 0 | 0
FixedInterchange | 0 | 0 | 0 | 0 | 0 | 0
Cumulative New Build Capacity by Reporting Type: SP15
ReportingType | 2015 | 2020 | 2025 | 2030 | 2035 | 2040
BM | 6 | 6 | 6 | 6 | 6 | 6
CC | 409.5 | 409.5 | 409.5 | 409.5 | 409.5 | 409.5
CSP | 0 | 0 | 0 | 0 | 0 | 0
CT | 0 | 0 | 0 | 0 | 0 | 0
Coal | 0 | 0 | 0 | 0 | 0 | 0
Geo | 50 | 1500 | 1500 | 1500 | 1500 | 1500
H | 0 | 0 | 0 | 0 | 0 | 0
LFG | 9.2 | 565 | 565 | 565 | 565 | 565
Nuc | 0 | 0 | 0 | 0 | 0 | 0
PS | 0 | 0 | 0 | 0 | 0 | 0
PV | 3.8 | 3.8 | 3.8 | 3.8 | 3.8 | 3.8
PeakG | 0 | 0 | 0 | 0 | 0 | 0
PeakO | 0 | 0 | 0 | 0 | 0 | 0
ST | 448 | 448 | 448 | 448 | 448 | 448
STOG | 0 | 0 | 0 | 0 | 0 | 0
STWD | 0 | 0 | 0 | 0 | 0 | 0
WT | 735 | 735 | 735 | 735 | 735 | 735
IGCC | 0 | 0 | 0 | 0 | 0 | 0
DemandResponse | 0 | 0 | 0 | 0 | 0 | 0
IGCC-CCS | 0 | 0 | 0 | 0 | 0 | 0
WT_off | 0 | 0 | 0 | 0 | 0 | 0
PseudoUnit | 0 | 0 | 0 | 0 | 0 | 0
FixedInterchange | 0 | 0 | 0 | 0 | 0 | 0
Cumulative New Build Capacity by Reporting Type: ALB
ReportingType | 2015 | 2020 | 2025 | 2030 | 2035 | 2040
BM | 0 | 0 | 0 | 0 | 0 | 0
CC | 407.19 | 942.81 | 1735.28 | 2332.95 | 3739.86 | 4819.32
CSP | 0 | 0 | 0 | 0 | 0 | 0
CT | 201.5 | 201.5 | 201.5 | 201.5 | 201.5 | 201.5
Coal | 495 | 495 | 495 | 495 | 495 | 495
Geo | 0 | 0 | 0 | 0 | 0 | 0
H | 0 | 0 | 0 | 0 | 0 | 0
LFG | 0 | 0 | 0 | 0 | 0 | 0
Nuc | 0 | 0 | 0 | 0 | 0 | 0
PS | 0 | 0 | 0 | 0 | 0 | 0
PV | 0 | 0 | 0 | 0 | 0 | 0
PeakG | 0 | 0 | 0 | 0 | 0 | 0
PeakO | 0 | 0 | 0 | 0 | 0 | 0
ST | 0 | 0 | 0 | 0 | 0 | 0
STOG | 0 | 0 | 0 | 0 | 0 | 0
STWD | 0 | 0 | 0 | 0 | 0 | 0
WT | 9 | 9 | 9 | 9 | 9 | 9
IGCC | 0 | 0 | 0 | 0 | 0 | 0
DemandResponse | 0 | 0 | 0 | 0 | 0 | 0
IGCC-CCS | 0 | 0 | 0 | 0 | 0 | 0
WT_off | 0 | 0 | 0 | 0 | 0 | 0
PseudoUnit | 0 | 0 | 0 | 0 | 0 | 0
FixedInterchange | 0 | 0 | 0 | 0 | 0 | 0
Cumulative New Build Capacity by Reporting Type: BC
ReportingType | 2015 | 2020 | 2025 | 2030 | 2035 | 2040
BM | 0 | 0 | 0 | 0 | 0 | 0
CC | 1171.72 | 1344.95 | 1857.87 | 2529.86 | 3330.33 | 4011.31
CSP | 0 | 0 | 0 | 0 | 0 | 0
CT | 0 | 0 | 0 | 0 | 0 | 159.59
Coal | 0 | 0 | 0 | 0 | 0 | 0
Geo | 0 | 0 | 0 | 0 | 0 | 0
H | 0 | 0 | 0 | 0 | 0 | 0
LFG | 0 | 0 | 0 | 0 | 0 | 0
Nuc | 0 | 0 | 0 | 0 | 0 | 0
PS | 0 | 0 | 0 | 0 | 0 | 0
PV | 0 | 0 | 0 | 0 | 0 | 0
PeakG | 0 | 0 | 0 | 0 | 0 | 0
PeakO | 0 | 0 | 0 | 0 | 0 | 0
ST | 0 | 0 | 0 | 0 | 0 | 0
STOG | 0 | 0 | 0 | 0 | 0 | 0
STWD | 0 | 0 | 0 | 0 | 0 | 0
WT | 144 | 144 | 144 | 144 | 144 | 144
IGCC | 0 | 0 | 0 | 0 | 0 | 0
DemandResponse | 0 | 0 | 0 | 0 | 0 | 0
IGCC-CCS | 0 | 0 | 0 | 0 | 0 | 0
WT_off | 0 | 0 | 0 | 0 | 0 | 0
PseudoUnit | 0 | 0 | 0 | 0 | 0 | 0
FixedInterchange | 0 | 0 | 0 | 0 | 0 | 0
Cumulative New Build Capacity by Reporting Type: HQ_IESO
ReportingType | 2015 | 2020 | 2025 | 2030 | 2035 | 2040
BM | 0 | 0 | 0 | 0 | 0 | 0
CC | 0 | 0 | 0 | 0 | 0 | 0
CSP | 0 | 0 | 0 | 0 | 0 | 0
CT | 0 | 0 | 0 | 0 | 0 | 0
Coal | 0 | 0 | 0 | 0 | 0 | 0
Geo | 0 | 0 | 0 | 0 | 0 | 0
H | 0 | 0 | 0 | 0 | 0 | 0
LFG | 0 | 0 | 0 | 0 | 0 | 0
Nuc | 0 | 0 | 0 | 0 | 0 | 0
PS | 0 | 0 | 0 | 0 | 0 | 0
PV | 0 | 0 | 0 | 0 | 0 | 0
PeakG | 0 | 0 | 0 | 0 | 0 | 0
PeakO | 0 | 0 | 0 | 0 | 0 | 0
ST | 0 | 0 | 0 | 0 | 0 | 0
STOG | 0 | 0 | 0 | 0 | 0 | 0
STWD | 0 | 0 | 0 | 0 | 0 | 0
WT | 0 | 0 | 0 | 0 | 0 | 0
IGCC | 0 | 0 | 0 | 0 | 0 | 0
DemandResponse | 0 | 0 | 0 | 0 | 0 | 0
IGCC-CCS | 0 | 0 | 0 | 0 | 0 | 0
WT_off | 0 | 0 | 0 | 0 | 0 | 0
PseudoUnit | 0 | 0 | 0 | 0 | 0 | 0
FixedInterchange | 0 | 0 | 0 | 0 | 0 | 0
Cumulative New Build Capacity by Reporting Type: HQ_NEISO
ReportingType | 2015 | 2020 | 2025 | 2030 | 2035 | 2040
BM | 0 | 0 | 0 | 0 | 0 | 0
CC | 0 | 0 | 0 | 0 | 0 | 0
CSP | 0 | 0 | 0 | 0 | 0 | 0
CT | 0 | 0 | 0 | 0 | 0 | 0
Coal | 0 | 0 | 0 | 0 | 0 | 0
Geo | 0 | 0 | 0 | 0 | 0 | 0
H | 0 | 0 | 0 | 0 | 0 | 0
LFG | 0 | 0 | 0 | 0 | 0 | 0
Nuc | 0 | 0 | 0 | 0 | 0 | 0
PS | 0 | 0 | 0 | 0 | 0 | 0
PV | 0 | 0 | 0 | 0 | 0 | 0
PeakG | 0 | 0 | 0 | 0 | 0 | 0
PeakO | 0 | 0 | 0 | 0 | 0 | 0
ST | 0 | 0 | 0 | 0 | 0 | 0
STOG | 0 | 0 | 0 | 0 | 0 | 0
STWD | 0 | 0 | 0 | 0 | 0 | 0
WT | 0 | 0 | 0 | 0 | 0 | 0
IGCC | 0 | 0 | 0 | 0 | 0 | 0
DemandResponse | 0 | 0 | 0 | 0 | 0 | 0
IGCC-CCS | 0 | 0 | 0 | 0 | 0 | 0
WT_off | 0 | 0 | 0 | 0 | 0 | 0
PseudoUnit | 0 | 0 | 0 | 2500 | 2500 | 2500
FixedInterchange | 0 | 0 | 0 | 0 | 0 | 0
Cumulative New Build Capacity by Reporting Type: HQ_NY
ReportingType | 2015 | 2020 | 2025 | 2030 | 2035 | 2040
BM | 0 | 0 | 0 | 0 | 0 | 0
CC | 0 | 0 | 0 | 0 | 0 | 0
CSP | 0 | 0 | 0 | 0 | 0 | 0
CT | 0 | 0 | 0 | 0 | 0 | 0
Coal | 0 | 0 | 0 | 0 | 0 | 0
Geo | 0 | 0 | 0 | 0 | 0 | 0
H | 0 | 0 | 0 | 0 | 0 | 0
LFG | 0 | 0 | 0 | 0 | 0 | 0
Nuc | 0 | 0 | 0 | 0 | 0 | 0
PS | 0 | 0 | 0 | 0 | 0 | 0
PV | 0 | 0 | 0 | 0 | 0 | 0
PeakG | 0 | 0 | 0 | 0 | 0 | 0
PeakO | 0 | 0 | 0 | 0 | 0 | 0
ST | 0 | 0 | 0 | 0 | 0 | 0
STOG | 0 | 0 | 0 | 0 | 0 | 0
STWD | 0 | 0 | 0 | 0 | 0 | 0
WT | 0 | 0 | 0 | 0 | 0 | 0
IGCC | 0 | 0 | 0 | 0 | 0 | 0
DemandResponse | 0 | 0 | 0 | 0 | 0 | 0
IGCC-CCS | 0 | 0 | 0 | 0 | 0 | 0
WT_off | 0 | 0 | 0 | 0 | 0 | 0
PseudoUnit | 0 | 946.85 | 2500 | 2500 | 2500 | 2500
FixedInterchange | 0 | 0 | 0 | 0 | 0 | 0
Cumulative New Build Capacity by Reporting Type: MARITIMES
ReportingType | 2015 | 2020 | 2025 | 2030 | 2035 | 2040
BM | 0 | 0 | 0 | 0 | 0 | 0
CC | 0 | 0 | 0 | 0 | 0 | 0
CSP | 0 | 0 | 0 | 0 | 0 | 0
CT | 0 | 0 | 0 | 0 | 0 | 0
Coal | 0 | 0 | 0 | 0 | 0 | 0
Geo | 0 | 0 | 0 | 0 | 0 | 0
H | 0 | 0 | 0 | 0 | 0 | 0
LFG | 0 | 0 | 0 | 0 | 0 | 0
Nuc | 0 | 0 | 0 | 0 | 0 | 0
PS | 0 | 0 | 0 | 0 | 0 | 0
PV | 0 | 0 | 0 | 0 | 0 | 0
PeakG | 0 | 0 | 0 | 0 | 0 | 0
PeakO | 0 | 0 | 0 | 0 | 0 | 0
ST | 0 | 0 | 0 | 0 | 0 | 0
STOG | 0 | 0 | 0 | 0 | 0 | 0
STWD | 0 | 0 | 0 | 0 | 0 | 0
WT | 0 | 0 | 0 | 0 | 0 | 0
IGCC | 0 | 0 | 0 | 0 | 0 | 0
DemandResponse | 0 | 0 | 0 | 0 | 0 | 0
IGCC-CCS | 0 | 0 | 0 | 0 | 0 | 0
WT_off | 0 | 0 | 0 | 0 | 0 | 0
PseudoUnit | 0 | 500 | 500 | 500 | 500 | 500
FixedInterchange | 0 | 0 | 0 | 0 | 0 | 0
Cumulative New Build Capacity by Reporting Type: All
ReportingType | 2015 | 2020 | 2025 | 2030 | 2035 | 2040
BM | 1251 | 1481.9 | 2102.38 | 3863.29 | 4110.75 | 4377.92
CC | 32253.97 | 42580.67 | 44700.56 | 55498.99 | 91996.95 | 124802.5
CSP | 0 | 0 | 0 | 0 | 0 | 0
CT | 6430.06 | 14284.61 | 17499.73 | 29719.93 | 52721.74 | 65712.23
Coal | 10763.64 | 10763.64 | 10763.64 | 10763.64 | 14884.09 | 34312.5
Geo | 136 | 2211 | 6615.23 | 6640 | 6640 | 6640
H | 0 | 1567.19 | 4428 | 7516 | 7516 | 7766
LFG | 192 | 2145 | 4355 | 5078.5 | 5079 | 5079
Nuc | 2740.56 | 7270.56 | 7270.56 | 7270.56 | 7270.56 | 7270.56
PS | 0 | 0 | 0 | 0 | 0 | 0
PV | 1246 | 3418.31 | 4497.64 | 4745.56 | 4867.81 | 5007.37
PeakG | 0 | 0 | 0 | 0 | 0 | 0
PeakO | 0 | 0 | 0 | 0 | 0 | 0
ST | 760 | 1579.66 | 1888.57 | 2028.47 | 2028.47 | 2028.47
STOG | 0 | 0 | 0 | 0 | 0 | 0
STWD | 0 | 0 | 0 | 0 | 0 | 0
WT | 25342 | 69551.77 | 156582.92 | 237052.61 | 251141.25 | 265085.82
IGCC | 618 | 618 | 618 | 618 | 618 | 618
DemandResponse | 0 | 0 | 0 | 0 | 0 | 0
IGCC-CCS | 0 | 0 | 0 | 0 | 0 | 0
WT_off | 469 | 469 | 1569 | 1569 | 1569 | 1569
PseudoUnit | 0 | 1446.85 | 3000 | 5500 | 5500 | 5500
FixedInterchange | 0 | 0 | 0 | 0 | 0 | 0
Cumulative New Build Capacity by Reporting Type: EI_US
ReportingType | 2015 | 2020 | 2025 | 2030 | 2035 | 2040
BM | 741.12 | 972.02 | 1592.5 | 1652.53 | 1835.85 | 1986.66
CC | 26819.56 | 35322.12 | 36136.62 | 38566.05 | 66326.69 | 92635.99
CSP | 0 | 0 | 0 | 0 | 0 | 0
CT | 4323.69 | 10408.67 | 13232.01 | 21489.32 | 39630.52 | 46848.13
Coal | 7858.64 | 7858.64 | 7858.64 | 7858.64 | 8801.64 | 17251.49
Geo | 0 | 0 | 0 | 0 | 0 | 0
H | 0 | 872.19 | 2238 | 2238 | 2238 | 2238
LFG | 141.4 | 973.6 | 2584.44 | 3219 | 3219 | 3219
Nuc | 2740.56 | 7270.56 | 7270.56 | 7270.56 | 7270.56 | 7270.56
PS | 0 | 0 | 0 | 0 | 0 | 0
PV | 57.74 | 2230.05 | 3309.38 | 3557.31 | 3679.55 | 3819.12
PeakG | 0 | 0 | 0 | 0 | 0 | 0
PeakO | 0 | 0 | 0 | 0 | 0 | 0
ST | 0 | 0 | 0 | 0 | 0 | 0
STOG | 0 | 0 | 0 | 0 | 0 | 0
STWD | 0 | 0 | 0 | 0 | 0 | 0
WT | 19786.6 | 55662.97 | 123799.41 | 195395.54 | 208640.68 | 221094.6
IGCC | 618 | 618 | 618 | 618 | 618 | 618
DemandResponse | 0 | 0 | 0 | 0 | 0 | 0
IGCC-CCS | 0 | 0 | 0 | 0 | 0 | 0
WT_off | 469 | 469 | 1569 | 1569 | 1569 | 1569
PseudoUnit | 0 | 1446.85 | 3000 | 5500 | 5500 | 5500
FixedInterchange | 0 | 0 | 0 | 0 | 0 | 0
Cumulative New Build Capacity by Reporting Type: EI_Canada
ReportingType | 2015 | 2020 | 2025 | 2030 | 2035 | 2040
BM | 326.33 | 326.33 | 326.33 | 326.33 | 326.33 | 326.33
CC | 1263 | 1263 | 1263 | 1263 | 1263 | 2276.22
CSP | 0 | 0 | 0 | 0 | 0 | 0
CT | 400.84 | 400.84 | 400.84 | 400.84 | 879.12 | 2142.75
Coal | 0 | 0 | 0 | 0 | 0 | 0
Geo | 0 | 0 | 0 | 0 | 0 | 0
H | 0 | 695 | 2190 | 4650 | 4650 | 4900
LFG | 14.5 | 14.5 | 14.5 | 14.5 | 15 | 15
Nuc | 0 | 0 | 0 | 0 | 0 | 0
PS | 0 | 0 | 0 | 0 | 0 | 0
PV | 1067.26 | 1067.26 | 1067.26 | 1067.26 | 1067.26 | 1067.26
PeakG | 0 | 0 | 0 | 0 | 0 | 0
PeakO | 0 | 0 | 0 | 0 | 0 | 0
ST | 0 | 0 | 0 | 0 | 0 | 0
STOG | 0 | 0 | 0 | 0 | 0 | 0
STWD | 0 | 0 | 0 | 0 | 0 | 0
WT | 2408.3 | 2408.3 | 2408.3 | 2408.3 | 2408.3 | 2408.3
IGCC | 0 | 0 | 0 | 0 | 0 | 0
DemandResponse | 0 | 0 | 0 | 0 | 0 | 0
IGCC-CCS | 0 | 0 | 0 | 0 | 0 | 0
WT_off | 0 | 0 | 0 | 0 | 0 | 0
PseudoUnit | 0 | 0 | 0 | 0 | 0 | 0
FixedInterchange | 0 | 0 | 0 | 0 | 0 | 0
Cumulative New Build Capacity by Reporting Type: EI
ReportingType | 2015 | 2020 | 2025 | 2030 | 2035 | 2040
BM | 1067.45 | 1298.35 | 1918.83 | 1978.86 | 2162.19 | 2312.99
CC | 28082.56 | 36585.12 | 37399.62 | 39829.05 | 67589.69 | 94912.21
CSP | 0 | 0 | 0 | 0 | 0 | 0
CT | 4724.53 | 10809.51 | 13632.84 | 21890.16 | 40509.64 | 48990.88
Coal | 7858.64 | 7858.64 | 7858.64 | 7858.64 | 8801.64 | 17251.49
Geo | 0 | 0 | 0 | 0 | 0 | 0
H | 0 | 1567.19 | 4428 | 6888 | 6888 | 7138
LFG | 155.9 | 988.1 | 2598.94 | 3233.5 | 3234 | 3234
Nuc | 2740.56 | 7270.56 | 7270.56 | 7270.56 | 7270.56 | 7270.56
PS | 0 | 0 | 0 | 0 | 0 | 0
PV | 1125 | 3297.31 | 4376.64 | 4624.56 | 4746.81 | 4886.37
PeakG | 0 | 0 | 0 | 0 | 0 | 0
PeakO | 0 | 0 | 0 | 0 | 0 | 0
ST | 0 | 0 | 0 | 0 | 0 | 0
STOG | 0 | 0 | 0 | 0 | 0 | 0
STWD | 0 | 0 | 0 | 0 | 0 | 0
WT | 22194.9 | 58071.27 | 126207.71 | 197803.84 | 211048.98 | 223502.9
IGCC | 618 | 618 | 618 | 618 | 618 | 618
DemandResponse | 0 | 0 | 0 | 0 | 0 | 0
IGCC-CCS | 0 | 0 | 0 | 0 | 0 | 0
WT_off | 469 | 469 | 1569 | 1569 | 1569 | 1569
PseudoUnit | 0 | 1446.85 | 3000 | 5500 | 5500 | 5500
FixedInterchange | 0 | 0 | 0 | 0 | 0 | 0
Cumulative New Build Capacity by Reporting Type: Outside_EI
ReportingType | 2015 | 2020 | 2025 | 2030 | 2035 | 2040
BM | 183.55 | 183.55 | 183.55 | 1884.43 | 1948.56 | 2064.93
CC | 4171.41 | 5995.55 | 7300.94 | 15669.94 | 24407.27 | 29890.29
CSP | 0 | 0 | 0 | 0 | 0 | 0
CT | 1705.53 | 3475.1 | 3866.88 | 7829.77 | 12212.1 | 16721.35
Coal | 2905 | 2905 | 2905 | 2905 | 6082.45 | 17061.02
Geo | 136 | 2211 | 6615.23 | 6640 | 6640 | 6640
H | 0 | 0 | 0 | 628 | 628 | 628
LFG | 36.1 | 1156.9 | 1756.06 | 1845 | 1845 | 1845
Nuc | 0 | 0 | 0 | 0 | 0 | 0
PS | 0 | 0 | 0 | 0 | 0 | 0
PV | 121 | 121 | 121 | 121 | 121 | 121
PeakG | 0 | 0 | 0 | 0 | 0 | 0
PeakO | 0 | 0 | 0 | 0 | 0 | 0
ST | 760 | 1579.66 | 1888.57 | 2028.47 | 2028.47 | 2028.47
STOG | 0 | 0 | 0 | 0 | 0 | 0
STWD | 0 | 0 | 0 | 0 | 0 | 0
WT | 3147.1 | 11480.5 | 30375.21 | 39248.77 | 40092.27 | 41582.92
IGCC | 0 | 0 | 0 | 0 | 0 | 0
DemandResponse | 0 | 0 | 0 | 0 | 0 | 0
IGCC-CCS | 0 | 0 | 0 | 0 | 0 | 0
WT_off | 0 | 0 | 0 | 0 | 0 | 0
PseudoUnit | 0 | 0 | 0 | 0 | 0 | 0
FixedInterchange | 0 | 0 | 0 | 0 | 0 | 0
#3 | Retirements of Capacity (MW)
Retirements of Capacity by Reporting Type: Entergy
ReportingType | 2015 | 2020 | 2025 | 2030 | 2035 | 2040
BM | 0 | 0 | 0 | 0 | 0 | 0
CC | 0 | 0 | 0 | 0 | 0 | 0
CSP | 0 | 0 | 0 | 0 | 0 | 0
CT | 0 | 0 | 0 | 0 | 0 | 0
Coal | 892.9 | 0 | 535.59 | 0 | 0 | 0
Geo | 0 | 0 | 0 | 0 | 0 | 0
H | 0 | 0 | 0 | 0 | 0 | 0
LFG | 0 | 0 | 0 | 0 | 0 | 0
Nuc | 0 | 0 | 0 | 0 | 842 | 997
PS | 0 | 0 | 0 | 0 | 0 | 0
PV | 0 | 0 | 0 | 0 | 0 | 0
PeakG | 0 | 0 | 0 | 0 | 0 | 0
PeakO | 0 | 0 | 0 | 0 | 0 | 0
ST | 0 | 0 | 0 | 0 | 0 | 0
STOG | 10913.28 | 0 | 0 | 0 | 0 | 0
STWD | 0 | 0 | 0 | 0 | 0 | 0
WT | 0 | 0 | 0 | 0 | 0 | 0
IGCC | 0 | 0 | 0 | 0 | 0 | 0
DemandResponse | 0 | 0 | 0 | 0 | 0 | 0
IGCC-CCS | 0 | 0 | 0 | 0 | 0 | 0
WT_off | 0 | 0 | 0 | 0 | 0 | 0
PseudoUnit | 0 | 0 | 0 | 0 | 0 | 0
FixedInterchange | 0 | 0 | 0 | 0 | 0 | 0
Retirements of Capacity by Reporting Type: FRCC
ReportingType | 2015 | 2020 | 2025 | 2030 | 2035 | 2040
BM | 0 | 0 | 0 | 0 | 0 | 0
CC | 0 | 0 | 0 | 0 | 0 | 0
CSP | 0 | 0 | 0 | 0 | 0 | 0
CT | 0 | 0 | 0 | 0 | 0 | 0
Coal | 466 | 869 | 0 | 0 | 0 | 0
Geo | 0 | 0 | 0 | 0 | 0 | 0
H | 0 | 0 | 0 | 0 | 0 | 0
LFG | 0 | 0 | 0 | 0 | 0 | 0
Nuc | 0 | 0 | 0 | 0 | 1615.33 | 1677
PS | 0 | 0 | 0 | 0 | 0 | 0
PV | 0 | 0 | 0 | 0 | 0 | 0
PeakG | 0 | 0 | 0 | 0 | 0 | 0
PeakO | 0 | 0 | 0 | 0 | 0 | 0
ST | 0 | 0 | 0 | 0 | 0 | 0
STOG | 5372.35 | 1153.13 | 0 | 0 | 0 | 0
STWD | 0 | 0 | 0 | 0 | 0 | 0
WT | 0 | 0 | 0 | 0 | 0 | 0
IGCC | 0 | 0 | 0 | 0 | 0 | 0
DemandResponse | 0 | 0 | 0 | 0 | 0 | 0
IGCC-CCS | 0 | 0 | 0 | 0 | 0 | 0
WT_off | 0 | 0 | 0 | 0 | 0 | 0
PseudoUnit | 0 | 0 | 0 | 0 | 0 | 0
FixedInterchange | 0 | 0 | 0 | 0 | 0 | 0
Retirements of Capacity by Reporting Type: MAPP_US
ReportingType | 2015 | 2020 | 2025 | 2030 | 2035 | 2040
BM | 0 | 0 | 0 | 0 | 0 | 0
CC | 0 | 0 | 0 | 0 | 0 | 0
CSP | 0 | 0 | 0 | 0 | 0 | 0
CT | 0 | 0 | 0 | 0 | 0 | 0
Coal | 612.6 | 573.9 | 0 | 0 | 0 | 0
Geo | 0 | 0 | 0 | 0 | 0 | 0
H | 0 | 0 | 0 | 0 | 0 | 0
LFG | 0 | 0 | 0 | 0 | 0 | 0
Nuc | 0 | 0 | 0 | 0 | 0 | 0
PS | 0 | 0 | 0 | 0 | 0 | 0
PV | 0 | 0 | 0 | 0 | 0 | 0
PeakG | 0 | 0 | 0 | 0 | 0 | 0
PeakO | 266.65 | 0 | 0 | 0 | 0 | 0
ST | 0 | 0 | 0 | 0 | 0 | 0
STOG | 36 | 0 | 0 | 0 | 0 | 0
STWD | 0 | 0 | 0 | 0 | 0 | 0
WT | 0 | 0 | 0 | 0 | 0 | 0
IGCC | 0 | 0 | 0 | 0 | 0 | 0
DemandResponse | 0 | 0 | 0 | 0 | 0 | 0
IGCC-CCS | 0 | 0 | 0 | 0 | 0 | 0
WT_off | 0 | 0 | 0 | 0 | 0 | 0
PseudoUnit | 0 | 0 | 0 | 0 | 0 | 0
FixedInterchange | 0 | 0 | 0 | 0 | 0 | 0
Retirements of Capacity by Reporting Type: MISO_IN
ReportingType | 2015 | 2020 | 2025 | 2030 | 2035 | 2040
BM | 0 | 0 | 0 | 0 | 0 | 0
CC | 0 | 0 | 0 | 0 | 0 | 0
CSP | 0 | 0 | 0 | 0 | 0 | 0
CT | 0 | 0 | 0 | 0 | 0 | 0
Coal | 1360.9 | 0 | 0 | 0 | 0 | 0
Geo | 0 | 0 | 0 | 0 | 0 | 0
H | 0 | 0 | 0 | 0 | 0 | 0
LFG | 0 | 0 | 0 | 0 | 0 | 0
Nuc | 0 | 0 | 0 | 0 | 0 | 0
PS | 0 | 0 | 0 | 0 | 0 | 0
PV | 0 | 0 | 0 | 0 | 0 | 0
PeakG | 0 | 0 | 0 | 0 | 0 | 0
PeakO | 0 | 0 | 0 | 0 | 0 | 0
ST | 0 | 0 | 0 | 0 | 0 | 0
STOG | 0 | 0 | 0 | 0 | 0 | 0
STWD | 0 | 0 | 0 | 0 | 0 | 0
WT | 0 | 0 | 0 | 0 | 0 | 0
IGCC | 0 | 0 | 0 | 0 | 0 | 0
DemandResponse | 0 | 0 | 0 | 0 | 0 | 0
IGCC-CCS | 0 | 0 | 0 | 0 | 0 | 0
WT_off | 0 | 0 | 0 | 0 | 0 | 0
PseudoUnit | 0 | 0 | 0 | 0 | 0 | 0
FixedInterchange | 0 | 0 | 0 | 0 | 0 | 0
Retirements of Capacity by Reporting Type: MISO_MI
ReportingType | 2015 | 2020 | 2025 | 2030 | 2035 | 2040
BM | 0 | 0 | 0 | 0 | 0 | 0
CC | 0 | 0 | 0 | 0 | 0 | 0
CSP | 0 | 0 | 0 | 0 | 0 | 0
CT | 0 | 0 | 0 | 0 | 0 | 0
Coal | 2326 | 1187 | 0 | 0 | 0 | 0
Geo | 0 | 0 | 0 | 0 | 0 | 0
H | 0 | 0 | 0 | 0 | 0 | 0
LFG | 0 | 0 | 0 | 0 | 0 | 0
Nuc | 0 | 0 | 0 | 0 | 778 | 0
PS | 0 | 0 | 0 | 0 | 0 | 0
PV | 0 | 0 | 0 | 0 | 0 | 0
PeakG | 0 | 0 | 0 | 0 | 0 | 0
PeakO | 0 | 0 | 0 | 0 | 0 | 0
ST | 0 | 0 | 0 | 0 | 0 | 0
STOG | 0 | 0 | 0 | 0 | 0 | 0
STWD | 0 | 0 | 0 | 0 | 0 | 0
WT | 0 | 0 | 0 | 0 | 0 | 0
IGCC | 0 | 0 | 0 | 0 | 0 | 0
DemandResponse | 0 | 0 | 0 | 0 | 0 | 0
IGCC-CCS | 0 | 0 | 0 | 0 | 0 | 0
WT_off | 0 | 0 | 0 | 0 | 0 | 0
PseudoUnit | 0 | 0 | 0 | 0 | 0 | 0
FixedInterchange | 0 | 0 | 0 | 0 | 0 | 0
Retirements of Capacity by Reporting Type: MISO_MO-IL
ReportingType | 2015 | 2020 | 2025 | 2030 | 2035 | 2040
BM | 0 | 0 | 0 | 0 | 0 | 0
CC | 0 | 0 | 0 | 0 | 0 | 0
CSP | 0 | 0 | 0 | 0 | 0 | 0
CT | 0 | 0 | 0 | 0 | 0 | 0
Coal | 2241.69 | 1556 | 0 | 0 | 0 | 0
Geo | 0 | 0 | 0 | 0 | 0 | 0
H | 0 | 0 | 0 | 0 | 0 | 0
LFG | 0 | 0 | 0 | 0 | 0 | 0
Nuc | 0 | 0 | 0 | 0 | 0 | 0
PS | 0 | 0 | 0 | 0 | 0 | 0
PV | 0 | 0 | 0 | 0 | 0 | 0
PeakG | 0 | 0 | 0 | 0 | 0 | 0
PeakO | 0 | 0 | 0 | 0 | 0 | 0
ST | 0 | 0 | 0 | 0 | 0 | 0
STOG | 0 | 0 | 0 | 0 | 0 | 0
STWD | 0 | 0 | 0 | 0 | 0 | 0
WT | 0 | 0 | 0 | 0 | 0 | 0
IGCC | 0 | 0 | 0 | 0 | 0 | 0
DemandResponse | 0 | 0 | 0 | 0 | 0 | 0
IGCC-CCS | 0 | 0 | 0 | 0 | 0 | 0
WT_off | 0 | 0 | 0 | 0 | 0 | 0
PseudoUnit | 0 | 0 | 0 | 0 | 0 | 0
FixedInterchange | 0 | 0 | 0 | 0 | 0 | 0
Retirements of Capacity by Reporting Type: MISO_W
ReportingType | 2015 | 2020 | 2025 | 2030 | 2035 | 2040
BM | 0 | 0 | 0 | 0 | 0 | 0
CC | 0 | 0 | 0 | 0 | 0 | 0
CSP | 0 | 0 | 0 | 0 | 0 | 0
CT | 0 | 0 | 0 | 0 | 0 | 0
Coal | 1451.37 | 1477.19 | 0 | 0 | 0 | 0
Geo | 0 | 0 | 0 | 0 | 0 | 0
H | 0 | 0 | 0 | 0 | 0 | 0
LFG | 0 | 0 | 0 | 0 | 0 | 0
Nuc | 0 | 0 | 0 | 0 | 2361.23 | 0
PS | 0 | 0 | 0 | 0 | 0 | 0
PV | 0 | 0 | 0 | 0 | 0 | 0
PeakG | 0 | 0 | 0 | 0 | 0 | 0
PeakO | 0 | 0 | 0 | 0 | 0 | 0
ST | 0 | 0 | 0 | 0 | 0 | 0
STOG | 0 | 0 | 0 | 0 | 0 | 0
STWD | 0 | 0 | 0 | 0 | 0 | 0
WT | 0 | 0 | 0 | 0 | 0 | 0
IGCC | 0 | 0 | 0 | 0 | 0 | 0
DemandResponse | 0 | 0 | 0 | 0 | 0 | 0
IGCC-CCS | 0 | 0 | 0 | 0 | 0 | 0
WT_off | 0 | 0 | 0 | 0 | 0 | 0
PseudoUnit | 0 | 0 | 0 | 0 | 0 | 0
FixedInterchange | 0 | 0 | 0 | 0 | 0 | 0
Retirements of Capacity by Reporting Type: MISO_WUMS
ReportingType | 2015 | 2020 | 2025 | 2030 | 2035 | 2040
BM | 0 | 0 | 0 | 0 | 0 | 0
CC | 0 | 0 | 0 | 0 | 0 | 0
CSP | 0 | 0 | 0 | 0 | 0 | 0
CT | 0 | 0 | 0 | 0 | 0 | 0
Coal | 2411.1 | 0 | 0 | 0 | 0 | 0
Geo | 0 | 0 | 0 | 0 | 0 | 0
H | 0 | 0 | 0 | 0 | 0 | 0
LFG | 0 | 0 | 0 | 0 | 0 | 0
Nuc | 0 | 0 | 0 | 0 | 1816.9 | 0
PS | 0 | 0 | 0 | 0 | 0 | 0
PV | 0 | 0 | 0 | 0 | 0 | 0
PeakG | 0 | 0 | 0 | 0 | 0 | 0
PeakO | 0 | 0 | 0 | 0 | 0 | 0
ST | 0 | 0 | 0 | 0 | 0 | 0
STOG | 59.5 | 0 | 0 | 0 | 0 | 0
STWD | 0 | 0 | 0 | 0 | 0 | 0
WT | 0 | 0 | 0 | 0 | 0 | 0
IGCC | 0 | 0 | 0 | 0 | 0 | 0
DemandResponse | 0 | 0 | 0 | 0 | 0 | 0
IGCC-CCS | 0 | 0 | 0 | 0 | 0 | 0
WT_off | 0 | 0 | 0 | 0 | 0 | 0
PseudoUnit | 0 | 0 | 0 | 0 | 0 | 0
FixedInterchange | 0 | 0 | 0 | 0 | 0 | 0
Retirements of Capacity by Reporting Type: Nebraska
ReportingType | 2015 | 2020 | 2025 | 2030 | 2035 | 2040
BM | 0 | 0 | 0 | 0 | 0 | 0
CC | 0 | 0 | 0 | 0 | 0 | 0
CSP | 0 | 0 | 0 | 0 | 0 | 0
CT | 0 | 0 | 0 | 0 | 0 | 0
Coal | 0 | 275.6 | 909.2 | 0 | 0 | 0
Geo | 0 | 0 | 0 | 0 | 0 | 0
H | 0 | 0 | 0 | 0 | 0 | 0
LFG | 0 | 0 | 0 | 0 | 0 | 0
Nuc | 0 | 0 | 0 | 0 | 1251.8 | 0
PS | 0 | 0 | 0 | 0 | 0 | 0
PV | 0 | 0 | 0 | 0 | 0 | 0
PeakG | 0 | 0 | 0 | 0 | 0 | 0
PeakO | 0 | 0 | 0 | 0 | 0 | 0
ST | 0 | 0 | 0 | 0 | 0 | 0
STOG | 269.95 | 0 | 0 | 0 | 0 | 0
STWD | 0 | 0 | 0 | 0 | 0 | 0
WT | 0 | 0 | 0 | 0 | 0 | 0
IGCC | 0 | 0 | 0 | 0 | 0 | 0
DemandResponse | 0 | 0 | 0 | 0 | 0 | 0
IGCC-CCS | 0 | 0 | 0 | 0 | 0 | 0
WT_off | 0 | 0 | 0 | 0 | 0 | 0
PseudoUnit | 0 | 0 | 0 | 0 | 0 | 0
FixedInterchange | 0 | 0 | 0 | 0 | 0 | 0
Retirements of Capacity by Reporting Type: NEISO
ReportingType | 2015 | 2020 | 2025 | 2030 | 2035 | 2040
BM | 0 | 0 | 0 | 0 | 0 | 0
CC | 1700.97 | 380.84 | 501.19 | 0 | 0 | 0
CSP | 0 | 0 | 0 | 0 | 0 | 0
CT | 0 | 0 | 0 | 9.5 | 0 | 0
Coal | 2250.13 | 320 | 0 | 0 | 0 | 0
Geo | 0 | 0 | 0 | 0 | 0 | 0
H | 0 | 0 | 0 | 0 | 0 | 0
LFG | 0 | 0 | 0 | 0 | 0 | 0
Nuc | 0 | 0 | 0 | 0 | 1289 | 876.92
PS | 0 | 0 | 0 | 0 | 0 | 0
PV | 0 | 0 | 0 | 0 | 0 | 0
PeakG | 0 | 0 | 0 | 0 | 0 | 0
PeakO | 319.23 | 0 | 0 | 0 | 0 | 0
ST | 0 | 0 | 0 | 0 | 0 | 0
STOG | 6237 | 0 | 0 | 0 | 0 | 0
STWD | 0 | 0 | 0 | 0 | 0 | 0
WT | 0 | 0 | 0 | 0 | 0 | 0
IGCC | 0 | 0 | 0 | 0 | 0 | 0
DemandResponse | 0 | 0 | 0 | 0 | 0 | 0
IGCC-CCS | 0 | 0 | 0 | 0 | 0 | 0
WT_off | 0 | 0 | 0 | 0 | 468 | 0
PseudoUnit | 0 | 0 | 0 | 0 | 0 | 0
FixedInterchange | 0 | 0 | 0 | 0 | 0 | 0
Retirements of Capacity by Reporting Type: NonRTO_Midwest
ReportingType | 2015 | 2020 | 2025 | 2030 | 2035 | 2040
BM | 0 | 0 | 0 | 0 | 0 | 0
CC | 0 | 0 | 0 | 0 | 0 | 0
CSP | 0 | 0 | 0 | 0 | 0 | 0
CT | 0 | 0 | 0 | 0 | 0 | 0
Coal | 1789.65 | 0 | 0 | 0 | 0 | 0
Geo | 0 | 0 | 0 | 0 | 0 | 0
H | 0 | 0 | 0 | 0 | 0 | 0
LFG | 0 | 0 | 0 | 0 | 0 | 0
Nuc | 0 | 0 | 0 | 0 | 0 | 0
PS | 0 | 0 | 0 | 0 | 0 | 0
PV | 0 | 0 | 0 | 0 | 0 | 0
PeakG | 0 | 0 | 0 | 0 | 0 | 0
PeakO | 0 | 0 | 0 | 0 | 0 | 0
ST | 0 | 0 | 0 | 0 | 0 | 0
STOG | 0 | 0 | 0 | 0 | 0 | 0
STWD | 0 | 0 | 0 | 0 | 0 | 0
WT | 0 | 0 | 0 | 0 | 0 | 0
IGCC | 0 | 0 | 0 | 0 | 0 | 0
DemandResponse | 0 | 0 | 0 | 0 | 0 | 0
IGCC-CCS | 0 | 0 | 0 | 0 | 0 | 0
WT_off | 0 | 0 | 0 | 0 | 0 | 0
PseudoUnit | 0 | 0 | 0 | 0 | 0 | 0
FixedInterchange | 0 | 0 | 0 | 0 | 0 | 0
Retirements of Capacity by Reporting Type: NYISO_A-F
ReportingType | 2015 | 2020 | 2025 | 2030 | 2035 | 2040
BM | 0 | 0 | 0 | 0 | 0 | 0
CC | 613.75 | 0 | 0 | 0 | 0 | 0
CSP | 0 | 0 | 0 | 0 | 0 | 0
CT | 0 | 0 | 0 | 0 | 0 | 0
Coal | 2251.9 | 0 | 0 | 0 | 0 | 0
Geo | 0 | 0 | 0 | 0 | 0 | 0
H | 0 | 0 | 0 | 0 | 0 | 0
LFG | 0 | 0 | 0 | 0 | 0 | 0
Nuc | 0 | 0 | 0 | 621.2 | 580.5 | 852.2
PS | 0 | 0 | 0 | 0 | 0 | 0
PV | 0 | 0 | 0 | 0 | 0 | 0
PeakG | 0 | 0 | 0 | 0 | 0 | 0
PeakO | 0 | 0 | 0 | 0 | 0 | 0
ST | 0 | 0 | 0 | 0 | 0 | 0
STOG | 1701 | 0 | 0 | 0 | 0 | 0
STWD | 0 | 0 | 0 | 0 | 0 | 0
WT | 0 | 0 | 0 | 0 | 0 | 0
IGCC | 0 | 0 | 0 | 0 | 0 | 0
DemandResponse | 0 | 0 | 0 | 0 | 0 | 0
IGCC-CCS | 0 | 0 | 0 | 0 | 0 | 0
WT_off | 0 | 0 | 0 | 0 | 0 | 0
PseudoUnit | 0 | 0 | 0 | 0 | 0 | 0
FixedInterchange | 0 | 0 | 0 | 0 | 0 | 0
Retirements of Capacity by Reporting Type: NYISO_G-I
ReportingType | 2015 | 2020 | 2025 | 2030 | 2035 | 2040
BM | 0 | 0 | 0 | 0 | 0 | 0
CC | 0 | 0 | 0 | 0 | 0 | 0
CSP | 0 | 0 | 0 | 0 | 0 | 0
CT | 0 | 0 | 0 | 0 | 0 | 0
Coal | 368.2 | 0 | 0 | 0 | 0 | 0
Geo | 0 | 0 | 0 | 0 | 0 | 0
H | 0 | 0 | 0 | 0 | 0 | 0
LFG | 0 | 0 | 0 | 0 | 0 | 0
Nuc | 0 | 0 | 0 | 0 | 1019.6 | 1025
PS | 0 | 0 | 0 | 0 | 0 | 0
PV | 0 | 0 | 0 | 0 | 0 | 0
PeakG | 0 | 0 | 0 | 0 | 0 | 0
PeakO | 0 | 0 | 0 | 0 | 0 | 0
ST | 0 | 0 | 0 | 0 | 0 | 0
STOG | 2431 | 0 | 0 | 0 | 0 | 0
STWD | 0 | 0 | 0 | 0 | 0 | 0
WT | 0 | 0 | 0 | 0 | 0 | 0
IGCC | 0 | 0 | 0 | 0 | 0 | 0
DemandResponse | 0 | 0 | 0 | 0 | 0 | 0
IGCC-CCS | 0 | 0 | 0 | 0 | 0 | 0
WT_off | 0 | 0 | 0 | 0 | 0 | 0
PseudoUnit | 0 | 0 | 0 | 0 | 0 | 0
FixedInterchange | 0 | 0 | 0 | 0 | 0 | 0
Retirements of Capacity by Reporting Type: NYISO_J-K
ReportingType | 2015 | 2020 | 2025 | 2030 | 2035 | 2040
BM | 0 | 0 | 0 | 0 | 0 | 0
CC | 0 | 0 | 0 | 0 | 0 | 0
CSP | 0 | 0 | 0 | 0 | 0 | 0
CT | 0 | 0 | 0 | 0 | 0 | 0
Coal | 0 | 0 | 0 | 0 | 0 | 0
Geo | 0 | 0 | 0 | 0 | 0 | 0
H | 0 | 0 | 0 | 0 | 0 | 0
LFG | 0 | 0 | 0 | 0 | 0 | 0
Nuc | 0 | 0 | 0 | 0 | 0 | 0
PS | 0 | 0 | 0 | 0 | 0 | 0
PV | 0 | 0 | 0 | 0 | 32 | 0
PeakG | 0 | 0 | 0 | 0 | 0 | 0
PeakO | 0 | 0 | 0 | 0 | 0 | 0
ST | 0 | 0 | 0 | 0 | 0 | 0
STOG | 2569.02 | 0 | 0 | 0 | 0 | 0
STWD | 0 | 0 | 0 | 0 | 0 | 0
WT | 0 | 0 | 0 | 0 | 0 | 0
IGCC | 0 | 0 | 0 | 0 | 0 | 0
DemandResponse | 0 | 0 | 0 | 0 | 0 | 0
IGCC-CCS | 0 | 0 | 0 | 0 | 0 | 0
WT_off | 0 | 0 | 0 | 0 | 0 | 0
PseudoUnit | 0 | 0 | 0 | 0 | 0 | 0
FixedInterchange | 0 | 0 | 0 | 0 | 0 | 0
Retirements of Capacity by Reporting Type: PJM_E
ReportingType | 2015 | 2020 | 2025 | 2030 | 2035 | 2040
BM | 0 | 0 | 0 | 0 | 0 | 0
CC | 0 | 0 | 0 | 0 | 0 | 0
CSP | 0 | 0 | 0 | 0 | 0 | 0
CT | 0 | 0 | 0 | 0 | 0 | 0
Coal | 3285 | 568 | 0 | 0 | 0 | 0
Geo | 0 | 0 | 0 | 0 | 0 | 0
H | 0 | 0 | 0 | 0 | 0 | 0
LFG | 0 | 0 | 0 | 0 | 0 | 0
Nuc | 0 | 614.5 | 0 | 0 | 2224 | 1174
PS | 0 | 0 | 0 | 0 | 0 | 0
PV | 0 | 0 | 0 | 0 | 0 | 0
PeakG | 268.5 | 0 | 0 | 0 | 0 | 0
PeakO | 2.7 | 0 | 0 | 0 | 0 | 0
ST | 0 | 0 | 0 | 0 | 0 | 0
STOG | 629.5 | 0 | 0 | 0 | 0 | 0
STWD | 0 | 0 | 0 | 0 | 0 | 0
WT | 0 | 0 | 0 | 0 | 0 | 0
IGCC | 0 | 0 | 0 | 0 | 0 | 0
DemandResponse | 0 | 0 | 0 | 0 | 0 | 0
IGCC-CCS | 0 | 0 | 0 | 0 | 0 | 0
WT_off | 0 | 0 | 0 | 0 | 0 | 0
PseudoUnit | 0 | 0 | 0 | 0 | 0 | 0
FixedInterchange | 0 | 0 | 0 | 0 | 0 | 0
Retirements of Capacity by Reporting Type: PJM_ROM
ReportingType | 2015 | 2020 | 2025 | 2030 | 2035 | 2040
BM | 0 | 0 | 0 | 0 | 0 | 0
CC | 0 | 0 | 0 | 0 | 0 | 0
CSP | 0 | 0 | 0 | 0 | 0 | 0
CT | 0 | 0 | 0 | 0 | 0 | 0
Coal | 8669.5 | 0 | 0 | 0 | 0 | 0
Geo | 0 | 0 | 0 | 0 | 0 | 0
H | 0 | 0 | 0 | 0 | 0 | 0
LFG | 0 | 0 | 0 | 0 | 0 | 0
Nuc | 0 | 0 | 0 | 0 | 1732 | 899
PS | 0 | 0 | 0 | 0 | 0 | 0
PV | 0 | 0 | 0 | 0 | 0 | 0
PeakG | 0 | 0 | 0 | 0 | 0 | 0
PeakO | 270 | 0 | 0 | 0 | 0 | 0
ST | 0 | 0 | 0 | 0 | 0 | 0
STOG | 580 | 0 | 0 | 0 | 0 | 0
STWD | 0 | 0 | 0 | 0 | 0 | 0
WT | 0 | 0 | 0 | 0 | 0 | 0
IGCC | 0 | 0 | 0 | 0 | 0 | 0
DemandResponse | 0 | 0 | 0 | 0 | 0 | 0
IGCC-CCS | 0 | 0 | 0 | 0 | 0 | 0
WT_off | 0 | 0 | 0 | 0 | 0 | 0
PseudoUnit | 0 | 0 | 0 | 0 | 0 | 0
FixedInterchange | 0 | 0 | 0 | 0 | 0 | 0
Retirements of Capacity by Reporting Type: PJM_ROR
ReportingType | 2015 | 2020 | 2025 | 2030 | 2035 | 2040
BM | 0 | 0 | 0 | 0 | 0 | 192
CC | 0 | 0 | 0 | 0 | 0 | 0
CSP | 0 | 0 | 0 | 0 | 0 | 0
CT | 0 | 0 | 0 | 0 | 0 | 0
Coal | 13867.59 | 9920.76 | 0 | 0 | 0 | 0
Geo | 0 | 0 | 0 | 0 | 0 | 0
H | 0 | 0 | 0 | 0 | 0 | 0
LFG | 0 | 0 | 0 | 0 | 0 | 0
Nuc | 0 | 0 | 0 | 867 | 4275 | 4883.16
PS | 0 | 0 | 0 | 0 | 0 | 0
PV | 0 | 0 | 0 | 0 | 0 | 0
PeakG | 0 | 0 | 0 | 0 | 0 | 0
PeakO | 19 | 0 | 0 | 0 | 0 | 0
ST | 0 | 0 | 0 | 0 | 0 | 0
STOG | 35 | 0 | 0 | 0 | 0 | 0
STWD | 0 | 0 | 0 | 0 | 0 | 0
WT | 0 | 0 | 0 | 0 | 0 | 0
IGCC | 0 | 0 | 0 | 0 | 0 | 0
DemandResponse | 0 | 0 | 0 | 0 | 0 | 0
IGCC-CCS | 0 | 0 | 0 | 0 | 0 | 0
WT_off | 0 | 0 | 0 | 0 | 0 | 0
PseudoUnit | 0 | 0 | 0 | 0 | 0 | 0
FixedInterchange | 0 | 0 | 0 | 0 | 0 | 0
Retirements of Capacity by Reporting Type: SOCO
ReportingType | 2015 | 2020 | 2025 | 2030 | 2035 | 2040
BM | 0 | 0 | 0 | 0 | 0 | 0
CC | 0 | 0 | 0 | 0 | 0 | 0
CSP | 0 | 0 | 0 | 0 | 0 | 0
CT | 0 | 0 | 0 | 0 | 0 | 0
Coal | 9936.77 | 317.28 | 0 | 0 | 0 | 0
Geo | 0 | 0 | 0 | 0 | 0 | 0
H | 0 | 0 | 0 | 0 | 0 | 0
LFG | 0 | 0 | 0 | 0 | 0 | 0
Nuc | 0 | 0 | 0 | 0 | 0 | 2645.05
PS | 0 | 0 | 0 | 0 | 0 | 0
PV | 0 | 0 | 0 | 0 | 0 | 0
PeakG | 51.93 | 0 | 0 | 0 | 0 | 0
PeakO | 1139 | 0 | 0 | 0 | 0 | 0
ST | 0 | 0 | 0 | 0 | 0 | 0
STOG | 854 | 0 | 0 | 0 | 0 | 0
STWD | 0 | 0 | 0 | 0 | 0 | 0
WT | 0 | 0 | 0 | 0 | 0 | 0
IGCC | 0 | 0 | 0 | 0 | 0 | 0
DemandResponse | 0 | 0 | 0 | 0 | 0 | 0
IGCC-CCS | 0 | 0 | 0 | 0 | 0 | 0
WT_off | 0 | 0 | 0 | 0 | 0 | 0
PseudoUnit | 0 | 0 | 0 | 0 | 0 | 0
FixedInterchange | 0 | 0 | 0 | 0 | 0 | 0
Retirements of Capacity by Reporting Type: SPP_N
ReportingType | 2015 | 2020 | 2025 | 2030 | 2035 | 2040
BM | 0 | 0 | 0 | 0 | 0 | 0
CC | 0 | 0 | 0 | 0 | 0 | 0
CSP | 0 | 0 | 0 | 0 | 0 | 0
CT | 0 | 0 | 0 | 0 | 0 | 0
Coal | 334 | 745.29 | 1038.95 | 216.23 | 0 | 0
Geo | 0 | 0 | 0 | 0 | 0 | 0
H | 0 | 0 | 0 | 0 | 0 | 0
LFG | 0 | 0 | 0 | 0 | 0 | 0
Nuc | 0 | 0 | 0 | 0 | 0 | 0
PS | 0 | 0 | 0 | 0 | 0 | 0
PV | 0 | 0 | 0 | 0 | 0 | 0
PeakG | 0 | 0 | 0 | 0 | 0 | 0
PeakO | 0 | 0 | 0 | 0 | 0 | 0
ST | 0 | 0 | 0 | 0 | 0 | 0
STOG | 86.98 | 0 | 0 | 0 | 0 | 0
STWD | 0 | 0 | 0 | 0 | 0 | 0
WT | 0 | 0 | 0 | 0 | 0 | 0
IGCC | 0 | 0 | 0 | 0 | 0 | 0
DemandResponse | 0 | 0 | 0 | 0 | 0 | 0
IGCC-CCS | 0 | 0 | 0 | 0 | 0 | 0
WT_off | 0 | 0 | 0 | 0 | 0 | 0
PseudoUnit | 0 | 0 | 0 | 0 | 0 | 0
FixedInterchange | 0 | 0 | 0 | 0 | 0 | 0
Retirements of Capacity by Reporting Type: SPP_S
ReportingType | 2015 | 2020 | 2025 | 2030 | 2035 | 2040
BM | 0 | 0 | 0 | 0 | 0 | 0
CC | 0 | 0 | 0 | 0 | 0 | 0
CSP | 0 | 0 | 0 | 0 | 0 | 0
CT | 0 | 0 | 0 | 0 | 0 | 0
Coal | 933 | 1331.99 | 6305.8 | 0 | 0 | 0
Geo | 0 | 0 | 0 | 0 | 0 | 0
H | 0 | 0 | 0 | 0 | 0 | 0
LFG | 0 | 0 | 0 | 0 | 0 | 0
Nuc | 0 | 0 | 0 | 0 | 0 | 0
PS | 0 | 0 | 0 | 0 | 0 | 0
PV | 0 | 0 | 0 | 0 | 0 | 0
PeakG | 0 | 0 | 0 | 0 | 0 | 0
PeakO | 0 | 0 | 0 | 0 | 0 | 0
ST | 0 | 0 | 0 | 0 | 0 | 0
STOG | 1224.56 | 0 | 0 | 0 | 0 | 0
STWD | 0 | 0 | 0 | 0 | 0 | 0
WT | 0 | 0 | 0 | 0 | 0 | 0
IGCC | 0 | 0 | 0 | 0 | 0 | 0
DemandResponse | 0 | 0 | 0 | 0 | 0 | 0
IGCC-CCS | 0 | 0 | 0 | 0 | 0 | 0
WT_off | 0 | 0 | 0 | 0 | 0 | 0
PseudoUnit | 0 | 0 | 0 | 0 | 0 | 0
FixedInterchange | 0 | 0 | 0 | 0 | 0 | 0
Retirements of Capacity by Reporting Type: TVA
ReportingType | 2015 | 2020 | 2025 | 2030 | 2035 | 2040
BM | 0 | 0 | 0 | 0 | 0 | 0
CC | 0 | 0 | 0 | 0 | 0 | 0
CSP | 0 | 0 | 0 | 0 | 0 | 0
CT | 0 | 0 | 0 | 0 | 0 | 0
Coal | 3610.95 | 741 | 0 | 0 | 0 | 0
Geo | 0 | 0 | 0 | 0 | 0 | 0
H | 0 | 0 | 0 | 0 | 0 | 0
LFG | 0 | 0 | 0 | 0 | 0 | 0
Nuc | 0 | 0 | 0 | 0 | 2512.33 | 1278.67
PS | 0 | 0 | 0 | 0 | 0 | 0
PV | 0 | 0 | 0 | 0 | 0 | 0
PeakG | 0 | 0 | 0 | 0 | 0 | 0
PeakO | 0 | 0 | 0 | 0 | 0 | 0
ST | 0 | 0 | 0 | 0 | 0 | 0
STOG | 0 | 0 | 0 | 0 | 0 | 0
STWD | 0 | 0 | 0 | 0 | 0 | 0
WT | 0 | 0 | 0 | 0 | 0 | 0
IGCC | 0 | 0 | 0 | 0 | 0 | 0
DemandResponse | 0 | 0 | 0 | 0 | 0 | 0
IGCC-CCS | 0 | 0 | 0 | 0 | 0 | 0
WT_off | 0 | 0 | 0 | 0 | 0 | 0
PseudoUnit | 0 | 0 | 0 | 0 | 0 | 0
FixedInterchange | 0 | 0 | 0 | 0 | 0 | 0
Retirements of Capacity by Reporting Type: TVA_Transmission
ReportingType | 2015 | 2020 | 2025 | 2030 | 2035 | 2040
BM | 0 | 0 | 0 | 0 | 0 | 0
CC | 0 | 0 | 0 | 0 | 0 | 0
CSP | 0 | 0 | 0 | 0 | 0 | 0
CT | 0 | 0 | 0 | 0 | 0 | 0
Coal | 0 | 0 | 0 | 0 | 0 | 0
Geo | 0 | 0 | 0 | 0 | 0 | 0
H | 0 | 0 | 0 | 0 | 0 | 0
LFG | 0 | 0 | 0 | 0 | 0 | 0
Nuc | 0 | 0 | 0 | 0 | 0 | 0
PS | 0 | 0 | 0 | 0 | 0 | 0
PV | 0 | 0 | 0 | 0 | 0 | 0
PeakG | 0 | 0 | 0 | 0 | 0 | 0
PeakO | 0 | 0 | 0 | 0 | 0 | 0
ST | 0 | 0 | 0 | 0 | 0 | 0
STOG | 0 | 0 | 0 | 0 | 0 | 0
STWD | 0 | 0 | 0 | 0 | 0 | 0
WT | 0 | 0 | 0 | 0 | 0 | 0
IGCC | 0 | 0 | 0 | 0 | 0 | 0
DemandResponse | 0 | 0 | 0 | 0 | 0 | 0
IGCC-CCS | 0 | 0 | 0 | 0 | 0 | 0
WT_off | 0 | 0 | 0 | 0 | 0 | 0
PseudoUnit | 0 | 0 | 0 | 0 | 0 | 0
FixedInterchange | 0 | 0 | 0 | 0 | 0 | 0
Retirements of Capacity by Reporting Type: VACAR
ReportingType | 2015 | 2020 | 2025 | 2030 | 2035 | 2040
BM | 0 | 0 | 0 | 0 | 0 | 0
CC | 0 | 0 | 0 | 0 | 0 | 0
CSP | 0 | 0 | 0 | 0 | 0 | 0
CT | 0 | 0 | 0 | 0 | 0 | 0
Coal | 3383.99 | 2178 | 0 | 0 | 0 | 0
Geo | 0 | 0 | 0 | 0 | 0 | 0
H | 0 | 0 | 0 | 0 | 0 | 0
LFG | 0 | 0 | 0 | 0 | 0 | 0
Nuc | 0 | 0 | 0 | 0 | 3248 | 1858
PS | 0 | 0 | 0 | 0 | 0 | 0
PV | 0 | 0 | 0 | 0 | 0 | 0
PeakG | 0 | 0 | 0 | 0 | 0 | 0
PeakO | 0 | 0 | 0 | 0 | 0 | 0
ST | 0 | 0 | 0 | 0 | 0 | 0
STOG | 0 | 0 | 0 | 0 | 0 | 0
STWD | 0 | 0 | 0 | 0 | 0 | 0
WT | 0 | 0 | 0 | 0 | 0 | 0
IGCC | 0 | 0 | 0 | 0 | 0 | 0
DemandResponse | 0 | 0 | 0 | 0 | 0 | 0
IGCC-CCS | 0 | 0 | 0 | 0 | 0 | 0
WT_off | 0 | 0 | 0 | 0 | 0 | 0
PseudoUnit | 0 | 0 | 0 | 0 | 0 | 0
FixedInterchange | 0 | 0 | 0 | 0 | 0 | 0
Retirements of Capacity by Reporting Type: IESO
ReportingType | 2015 | 2020 | 2025 | 2030 | 2035 | 2040
BM | 0 | 0 | 0 | 0 | 0 | 0
CC | 3107.31 | 0 | 0 | 0 | 0 | 0
CSP | 0 | 0 | 0 | 0 | 0 | 0
CT | 0 | 0 | 0 | 0 | 0 | 0
Coal | 6416 | 0 | 0 | 0 | 0 | 0
Geo | 0 | 0 | 0 | 0 | 0 | 0
H | 0 | 0 | 0 | 0 | 0 | 0
LFG | 0 | 0 | 0 | 0 | 0 | 0
Nuc | 0 | 0 | 0 | 0 | 1030 | 1540
PS | 0 | 0 | 0 | 0 | 0 | 0
PV | 0 | 0 | 0 | 0 | 1067.26 | 0
PeakG | 0 | 0 | 0 | 0 | 0 | 0
PeakO | 145.65 | 0 | 0 | 0 | 0 | 0
ST | 0 | 0 | 0 | 0 | 0 | 0
STOG | 2126 | 0 | 0 | 0 | 0 | 0
STWD | 139 | 0 | 0 | 0 | 0 | 0
WT | 0 | 0 | 0 | 0 | 2105.9 | 0
IGCC | 0 | 0 | 0 | 0 | 0 | 0
DemandResponse | 0 | 0 | 0 | 0 | 0 | 0
IGCC-CCS | 0 | 0 | 0 | 0 | 0 | 0
WT_off | 0 | 0 | 0 | 0 | 0 | 0
PseudoUnit | 0 | 0 | 0 | 0 | 0 | 0
FixedInterchange | 0 | 0 | 0 | 0 | 0 | 0
Retirements of Capacity by Reporting Type: MAPP_CA
ReportingType | 2015 | 2020 | 2025 | 2030 | 2035 | 2040
BM | 0 | 0 | 0 | 0 | 0 | 0
CC | 0 | 0 | 0 | 527.68 | 0 | 0
CSP | 0 | 0 | 0 | 0 | 0 | 0
CT | 0 | 0 | 0 | 0 | 32.84 | 0
Coal | 107.85 | 365.1 | 1270.79 | 2.16 | 0 | 0
Geo | 0 | 0 | 0 | 0 | 0 | 0
H | 0 | 0 | 0 | 0 | 0 | 0
LFG | 0 | 0 | 0 | 0 | 0 | 0
Nuc | 0 | 0 | 0 | 0 | 0 | 0
PS | 0 | 0 | 0 | 0 | 0 | 0
PV | 0 | 0 | 0 | 0 | 0 | 0
PeakG | 0 | 0 | 0 | 0 | 0 | 0
PeakO | 0 | 0 | 0 | 0 | 0 | 0
ST | 0 | 0 | 0 | 0 | 0 | 0
STOG | 0 | 0 | 0 | 126 | 0 | 0
STWD | 0 | 0 | 0 | 0 | 0 | 0
WT | 0 | 0 | 0 | 0 | 0 | 0
IGCC | 0 | 0 | 0 | 0 | 0 | 0
DemandResponse | 0 | 0 | 0 | 0 | 0 | 0
IGCC-CCS | 0 | 0 | 0 | 0 | 0 | 0
WT_off | 0 | 0 | 0 | 0 | 0 | 0
PseudoUnit | 0 | 0 | 0 | 0 | 0 | 0
FixedInterchange | 0 | 0 | 0 | 0 | 0 | 0
Retirements of Capacity by Reporting Type: AZ_NM_SNV_Coal
ReportingType | 2015 | 2020 | 2025 | 2030 | 2035 | 2040
BM | 0 | 0 | 0 | 0 | 0 | 0
CC | 0 | 0 | 0 | 0 | 0 | 0
CSP | 0 | 0 | 0 | 0 | 0 | 0
CT | 0 | 0 | 0 | 0 | 0 | 0
Coal | 0 | 0 | 0 | 0 | 0 | 0
Geo | 0 | 0 | 0 | 0 | 0 | 0
H | 0 | 0 | 0 | 0 | 0 | 0
LFG | 0 | 0 | 0 | 0 | 0 | 0
Nuc | 0 | 0 | 0 | 0 | 0 | 0
PS | 0 | 0 | 0 | 0 | 0 | 0
PV | 0 | 0 | 0 | 0 | 0 | 0
PeakG | 0 | 0 | 0 | 0 | 0 | 0
PeakO | 200 | 0 | 0 | 0 | 0 | 0
ST | 0 | 0 | 0 | 0 | 0 | 0
STOG | 0 | 0 | 0 | 0 | 0 | 0
STWD | 0 | 0 | 0 | 0 | 0 | 0
WT | 0 | 0 | 0 | 0 | 0 | 0
IGCC | 0 | 0 | 0 | 0 | 0 | 0
DemandResponse | 0 | 0 | 0 | 0 | 0 | 0
IGCC-CCS | 0 | 0 | 0 | 0 | 0 | 0
WT_off | 0 | 0 | 0 | 0 | 0 | 0
PseudoUnit | 0 | 0 | 0 | 0 | 0 | 0
FixedInterchange | 0 | 0 | 0 | 0 | 0 | 0
Retirements of Capacity by Reporting Type: AZ_NM_SNV_Gas
ReportingType | 2015 | 2020 | 2025 | 2030 | 2035 | 2040
BM | 0 | 0 | 0 | 0 | 0 | 0
CC | 1095 | 0 | 0 | 0 | 0 | 0
CSP | 0 | 0 | 0 | 0 | 0 | 0
CT | 0 | 0 | 0 | 0 | 736 | 0
Coal | 0 | 0 | 0 | 0 | 0 | 0
Geo | 0 | 0 | 0 | 0 | 0 | 0
H | 0 | 0 | 0 | 0 | 0 | 0
LFG | 0 | 0 | 0 | 0 | 0 | 0
Nuc | 0 | 0 | 0 | 0 | 0 | 0
PS | 0 | 0 | 0 | 0 | 0 | 0
PV | 0 | 0 | 0 | 0 | 0 | 0
PeakG | 1479.54 | 0 | 0 | 0 | 0 | 2180.46
PeakO | 0 | 0 | 0 | 0 | 0 | 0
ST | 0 | 0 | 0 | 0 | 0 | 0
STOG | 2064 | 0 | 0 | 0 | 0 | 0
STWD | 0 | 0 | 0 | 0 | 0 | 0
WT | 0 | 0 | 0 | 0 | 0 | 0
IGCC | 0 | 0 | 0 | 0 | 0 | 0
DemandResponse | 0 | 0 | 0 | 0 | 0 | 0
IGCC-CCS | 0 | 0 | 0 | 0 | 0 | 0
WT_off | 0 | 0 | 0 | 0 | 0 | 0
PseudoUnit | 0 | 0 | 0 | 0 | 0 | 0
FixedInterchange | 0 | 0 | 0 | 0 | 0 | 0
Retirements of Capacity by Reporting Type: AZ_NM_SNV_NucRenew
ReportingType | 2015 | 2020 | 2025 | 2030 | 2035 | 2040
BM | 0 | 0 | 0 | 0 | 0 | 0
CC | 0 | 0 | 0 | 0 | 0 | 0
CSP | 65 | 0 | 0 | 0 | 0 | 0
CT | 0 | 0 | 0 | 0 | 0 | 0
Coal | 0 | 0 | 0 | 0 | 0 | 0
Geo | 0 | 0 | 0 | 0 | 0 | 0
H | 0 | 0 | 0 | 0 | 0 | 0
LFG | 0 | 0 | 0 | 0 | 0 | 0
Nuc | 0 | 0 | 0 | 0 | 0 | 0
PS | 0 | 0 | 0 | 0 | 0 | 0
PV | 0 | 0 | 0 | 0 | 0 | 0
PeakG | 0 | 0 | 0 | 0 | 0 | 0
PeakO | 0 | 0 | 0 | 0 | 0 | 0
ST | 0 | 0 | 0 | 0 | 0 | 0
STOG | 0 | 0 | 0 | 0 | 0 | 0
STWD | 0 | 0 | 0 | 0 | 0 | 0
WT | 0 | 0 | 0 | 0 | 0 | 0
IGCC | 0 | 0 | 0 | 0 | 0 | 0
DemandResponse | 0 | 0 | 0 | 0 | 0 | 0
IGCC-CCS | 0 | 0 | 0 | 0 | 0 | 0
WT_off | 0 | 0 | 0 | 0 | 0 | 0
PseudoUnit | 0 | 0 | 0 | 0 | 0 | 0
FixedInterchange | 0 | 0 | 0 | 0 | 0 | 0
Retirements of Capacity by Reporting Type: ERCOT
ReportingType | 2015 | 2020 | 2025 | 2030 | 2035 | 2040
BM | 0 | 0 | 0 | 0 | 0 | 0
CC | 0 | 0 | 0 | 0 | 0 | 0
CSP | 0 | 0 | 0 | 0 | 0 | 0
CT | 0 | 0 | 0 | 0 | 0 | 0
Coal | 1144 | 0 | 0 | 0 | 0 | 0
Geo | 0 | 0 | 0 | 0 | 0 | 0
H | 0 | 0 | 0 | 0 | 0 | 0
LFG | 0 | 0 | 0 | 0 | 0 | 0
Nuc | 0 | 0 | 0 | 0 | 0 | 0
PS | 0 | 0 | 0 | 0 | 0 | 0
PV | 0 | 0 | 0 | 0 | 14 | 0
PeakG | 0 | 0 | 0 | 0 | 0 | 0
PeakO | 0 | 0 | 0 | 0 | 0 | 0
ST | 0 | 0 | 0 | 0 | 0 | 0
STOG | 1713.29 | 0 | 0 | 0 | 0 | 0
STWD | 0 | 0 | 0 | 0 | 0 | 0
WT | 0 | 0 | 0 | 0 | 0 | 0
IGCC | 0 | 0 | 0 | 0 | 0 | 0
DemandResponse | 0 | 0 | 0 | 0 | 0 | 0
IGCC-CCS | 0 | 0 | 0 | 0 | 0 | 0
WT_off | 0 | 0 | 0 | 0 | 0 | 0
PseudoUnit | 0 | 0 | 0 | 0 | 0 | 0
FixedInterchange | 0 | 0 | 0 | 0 | 0 | 0
Retirements of Capacity by Reporting Type: NP15
ReportingType | 2015 | 2020 | 2025 | 2030 | 2035 | 2040
BM | 0 | 0 | 0 | 0 | 0 | 0
CC | 0 | 0 | 0 | 0 | 0 | 0
CSP | 0 | 0 | 0 | 0 | 0 | 0
CT | 0 | 0 | 0 | 0 | 0 | 0
Coal | 163.7 | 28.2 | 0 | 0 | 0 | 0
Geo | 0 | 0 | 0 | 0 | 0 | 0
H | 0 | 0 | 0 | 0 | 0 | 0
LFG | 0 | 0 | 0 | 0 | 0 | 0
Nuc | 0 | 0 | 0 | 0 | 0 | 0
PS | 0 | 0 | 0 | 0 | 0 | 0
PV | 0 | 0 | 0 | 0 | 6.5 | 0
PeakG | 0 | 0 | 0 | 0 | 0 | 0
PeakO | 156 | 0 | 0 | 0 | 0 | 0
ST | 0 | 0 | 0 | 0 | 0 | 0
STOG | 1046.4 | 0 | 0 | 0 | 0 | 0
STWD | 0 | 0 | 0 | 0 | 0 | 0
WT | 0 | 0 | 0 | 0 | 0 | 0
IGCC | 0 | 0 | 0 | 0 | 0 | 0
DemandResponse | 0 | 0 | 0 | 0 | 0 | 0
IGCC-CCS | 0 | 0 | 0 | 0 | 0 | 0
WT_off | 0 | 0 | 0 | 0 | 0 | 0
PseudoUnit | 0 | 0 | 0 | 0 | 0 | 0
FixedInterchange | 0 | 0 | 0 | 0 | 0 | 0
Retirements of Capacity by Reporting Type: NWPP_Coal
ReportingType | 2015 | 2020 | 2025 | 2030 | 2035 | 2040
BM | 0 | 0 | 0 | 0 | 0 | 0
CC | 0 | 0 | 0 | 0 | 0 | 0
CSP | 0 | 0 | 0 | 0 | 0 | 0
CT | 0 | 0 | 0 | 0 | 0 | 0
Coal | 685.88 | 0 | 0 | 0 | 0 | 0
Geo | 0 | 0 | 0 | 0 | 0 | 0
H | 0 | 0 | 0 | 0 | 0 | 0
LFG | 0 | 0 | 0 | 0 | 0 | 0
Nuc | 0 | 0 | 0 | 0 | 0 | 0
PS | 0 | 0 | 0 | 0 | 0 | 0
PV | 0 | 0 | 0 | 0 | 0 | 0
PeakG | 0 | 0 | 0 | 0 | 0 | 0
PeakO | 183 | 0 | 0 | 0 | 0 | 0
ST | 0 | 0 | 0 | 0 | 0 | 0
STOG | 0 | 0 | 0 | 0 | 0 | 0
STWD | 0 | 0 | 0 | 0 | 0 | 0
WT | 0 | 0 | 0 | 0 | 0 | 0
IGCC | 0 | 0 | 0 | 0 | 0 | 0
DemandResponse | 0 | 0 | 0 | 0 | 0 | 0
IGCC-CCS | 0 | 0 | 0 | 0 | 0 | 0
WT_off | 0 | 0 | 0 | 0 | 0 | 0
PseudoUnit | 0 | 0 | 0 | 0 | 0 | 0
FixedInterchange | 0 | 0 | 0 | 0 | 0 | 0
Retirements of Capacity by Reporting Type: NWPP_Gas
ReportingType | 2015 | 2020 | 2025 | 2030 | 2035 | 2040
BM | 0 | 0 | 0 | 0 | 0 | 0
CC | 1678 | 0 | 0 | 0 | 0 | 0
CSP | 0 | 0 | 0 | 0 | 0 | 0
CT | 0 | 0 | 0 | 0 | 150 | 0
Coal | 0 | 0 | 0 | 0 | 0 | 0
Geo | 0 | 0 | 0 | 0 | 0 | 0
H | 0 | 0 | 0 | 0 | 0 | 0
LFG | 0 | 0 | 0 | 0 | 0 | 0
Nuc | 0 | 0 | 0 | 0 | 0 | 0
PS | 0 | 0 | 0 | 0 | 0 | 0
PV | 0 | 0 | 0 | 0 | 0 | 0
PeakG | 2623 | 0 | 0 | 0 | 0 | 0
PeakO | 0 | 0 | 0 | 0 | 0 | 0
ST | 0 | 0 | 0 | 0 | 0 | 0
STOG | 786 | 0 | 0 | 0 | 0 | 0
STWD | 0 | 0 | 0 | 0 | 0 | 0
WT | 0 | 0 | 0 | 0 | 0 | 0
IGCC | 0 | 0 | 0 | 0 | 0 | 0
DemandResponse | 0 | 0 | 0 | 0 | 0 | 0
IGCC-CCS | 0 | 0 | 0 | 0 | 0 | 0
WT_off | 0 | 0 | 0 | 0 | 0 | 0
PseudoUnit | 0 | 0 | 0 | 0 | 0 | 0
FixedInterchange | 0 | 0 | 0 | 0 | 0 | 0
Retirements of Capacity by Reporting Type: NWPP_NucRenew
ReportingType | 2015 | 2020 | 2025 | 2030 | 2035 | 2040
BM | 0 | 0 | 0 | 0 | 0 | 0
CC | 0 | 0 | 0 | 0 | 0 | 0
CSP | 0 | 0 | 0 | 0 | 0 | 0
CT | 0 | 0 | 0 | 0 | 0 | 0
Coal | 0 | 0 | 0 | 0 | 0 | 0
Geo | 4.8 | 0 | 0 | 0 | 0 | 0
H | 0 | 0 | 0 | 0 | 0 | 0
LFG | 0 | 0 | 0 | 0 | 0 | 0
Nuc | 0 | 0 | 0 | 0 | 0 | 0
PS | 0 | 0 | 0 | 0 | 0 | 0
PV | 0 | 0 | 0 | 0 | 0 | 0
PeakG | 0 | 0 | 0 | 0 | 0 | 0
PeakO | 0 | 0 | 0 | 0 | 0 | 0
ST | 0 | 0 | 0 | 0 | 0 | 0
STOG | 0 | 0 | 0 | 0 | 0 | 0
STWD | 181.91 | 0 | 0 | 0 | 0 | 0
WT | 0 | 0 | 0 | 0 | 0 | 0
IGCC | 0 | 0 | 0 | 0 | 0 | 0
DemandResponse | 0 | 0 | 0 | 0 | 0 | 0
IGCC-CCS | 0 | 0 | 0 | 0 | 0 | 0
WT_off | 0 | 0 | 0 | 0 | 0 | 0
PseudoUnit | 0 | 0 | 0 | 0 | 0 | 0
FixedInterchange | 0 | 0 | 0 | 0 | 0 | 0
Retirements of Capacity by Reporting Type: RMPA
ReportingType | 2015 | 2020 | 2025 | 2030 | 2035 | 2040
BM | 0 | 0 | 0 | 0 | 0 | 0
CC | 0 | 0 | 0 | 0 | 0 | 0
CSP | 1 | 0 | 0 | 0 | 0 | 0
CT | 0 | 0 | 0 | 0 | 38.47 | 0
Coal | 480 | 170.5 | 452.13 | 0 | 0 | 146.87
Geo | 0 | 0 | 0 | 0 | 0 | 0
H | 0 | 0 | 0 | 0 | 0 | 0
LFG | 0 | 0 | 0 | 0 | 0 | 0
Nuc | 0 | 0 | 0 | 0 | 0 | 0
PS | 0 | 0 | 0 | 0 | 0 | 0
PV | 0 | 0 | 0 | 0 | 0 | 0
PeakG | 0 | 0 | 0 | 0 | 0 | 0
PeakO | 0 | 0 | 0 | 0 | 0 | 0
ST | 0 | 0 | 0 | 0 | 0 | 0
STOG | 217 | 0 | 0 | 0 | 0 | 0
STWD | 0 | 0 | 0 | 0 | 0 | 0
WT | 0 | 0 | 0 | 0 | 0 | 0
IGCC | 0 | 0 | 0 | 0 | 0 | 0
DemandResponse | 0 | 0 | 0 | 0 | 0 | 0
IGCC-CCS | 0 | 0 | 0 | 0 | 0 | 0
WT_off | 0 | 0 | 0 | 0 | 0 | 0
PseudoUnit | 0 | 0 | 0 | 0 | 0 | 0
FixedInterchange | 0 | 0 | 0 | 0 | 0 | 0
Retirements of Capacity by Reporting Type: SP15
ReportingType | 2015 | 2020 | 2025 | 2030 | 2035 | 2040
BM | 0 | 0 | 0 | 0 | 0 | 0
CC | 0 | 0 | 0 | 0 | 0 | 0
CSP | 409 | 0 | 0 | 0 | 0 | 0
CT | 0 | 0 | 0 | 0 | 0 | 0
Coal | 141.5 | 0 | 0 | 0 | 101.2 | 0
Geo | 0 | 0 | 0 | 0 | 0 | 0
H | 0 | 0 | 0 | 0 | 0 | 0
LFG | 0 | 0 | 0 | 0 | 0 | 0
Nuc | 0 | 0 | 0 | 0 | 0 | 0
PS | 0 | 0 | 0 | 0 | 0 | 0
PV | 0 | 0 | 0 | 0 | 3.8 | 0
PeakG | 44 | 0 | 0 | 0 | 0 | 0
PeakO | 15 | 0 | 0 | 0 | 0 | 0
ST | 0 | 0 | 0 | 0 | 0 | 0
STOG | 958 | 0 | 0 | 0 | 0 | 0
STWD | 0 | 0 | 0 | 0 | 0 | 0
WT | 126.2 | 0 | 0 | 0 | 0 | 0
IGCC | 0 | 0 | 0 | 0 | 0 | 0
DemandResponse | 0 | 0 | 0 | 0 | 0 | 0
IGCC-CCS | 0 | 0 | 0 | 0 | 0 | 0
WT_off | 0 | 0 | 0 | 0 | 0 | 0
PseudoUnit | 0 | 0 | 0 | 0 | 0 | 0
FixedInterchange | 0 | 0 | 0 | 0 | 0 | 0
Retirements of Capacity by Reporting Type: ALB
ReportingType | 2015 | 2020 | 2025 | 2030 | 2035 | 2040
BM | 0 | 0 | 0 | 0 | 0 | 0
CC | 0 | 0 | 0 | 0 | 200.12 | 0
CSP | 0 | 0 | 0 | 0 | 0 | 0
CT | 0 | 0 | 0 | 0 | 201.5 | 0
Coal | 0 | 0 | 0 | 0 | 0 | 0
Geo | 0 | 0 | 0 | 0 | 0 | 0
H | 0 | 0 | 0 | 0 | 0 | 0
LFG | 0 | 0 | 0 | 0 | 0 | 0
Nuc | 0 | 0 | 0 | 0 | 0 | 0
PS | 0 | 0 | 0 | 0 | 0 | 0
PV | 0 | 0 | 0 | 0 | 0 | 0
PeakG | 880.29 | 34.5 | 0 | 0 | 0 | 0
PeakO | 6 | 0 | 0 | 0 | 0 | 0
ST | 0 | 0 | 0 | 0 | 0 | 0
STOG | 186 | 0 | 0 | 0 | 0 | 0
STWD | 174 | 0 | 0 | 0 | 0 | 0
WT | 0 | 0 | 0 | 0 | 0 | 0
IGCC | 0 | 0 | 0 | 0 | 0 | 0
DemandResponse | 0 | 0 | 0 | 0 | 0 | 0
IGCC-CCS | 0 | 0 | 0 | 0 | 0 | 0
WT_off | 0 | 0 | 0 | 0 | 0 | 0
PseudoUnit | 0 | 0 | 0 | 0 | 0 | 0
FixedInterchange | 0 | 0 | 0 | 0 | 0 | 0
Retirements of Capacity by Reporting Type: BC
ReportingType | 2015 | 2020 | 2025 | 2030 | 2035 | 2040
BM | 0 | 0 | 0 | 0 | 0 | 0
CC | 0 | 0 | 0 | 0 | 0 | 0
CSP | 0 | 0 | 0 | 0 | 0 | 0
CT | 0 | 0 | 0 | 0 | 0 | 0
Coal | 0 | 0 | 0 | 0 | 0 | 0
Geo | 0 | 0 | 0 | 0 | 0 | 0
H | 0 | 0 | 0 | 0 | 0 | 0
LFG | 0 | 0 | 0 | 0 | 0 | 0
Nuc | 0 | 0 | 0 | 0 | 0 | 0
PS | 0 | 0 | 0 | 0 | 0 | 0
PV | 0 | 0 | 0 | 0 | 0 | 0
PeakG | 0 | 0 | 0 | 0 | 0 | 0
PeakO | 0 | 0 | 0 | 0 | 0 | 0
ST | 0 | 0 | 0 | 0 | 0 | 0
STOG | 938 | 0 | 0 | 0 | 0 | 0
STWD | 0 | 0 | 0 | 0 | 0 | 0
WT | 0 | 0 | 0 | 0 | 0 | 0
IGCC | 0 | 0 | 0 | 0 | 0 | 0
DemandResponse | 0 | 0 | 0 | 0 | 0 | 0
IGCC-CCS | 0 | 0 | 0 | 0 | 0 | 0
WT_off | 0 | 0 | 0 | 0 | 0 | 0
PseudoUnit | 0 | 0 | 0 | 0 | 0 | 0
FixedInterchange | 0 | 0 | 0 | 0 | 0 | 0
Retirements of Capacity by Reporting Type: HQ_IESO
ReportingType | 2015 | 2020 | 2025 | 2030 | 2035 | 2040
BM | 0 | 0 | 0 | 0 | 0 | 0
CC | 0 | 0 | 0 | 0 | 0 | 0
CSP | 0 | 0 | 0 | 0 | 0 | 0
CT | 0 | 0 | 0 | 0 | 0 | 0
Coal | 0 | 0 | 0 | 0 | 0 | 0
Geo | 0 | 0 | 0 | 0 | 0 | 0
H | 0 | 0 | 0 | 0 | 0 | 0
LFG | 0 | 0 | 0 | 0 | 0 | 0
Nuc | 0 | 0 | 0 | 0 | 0 | 0
PS | 0 | 0 | 0 | 0 | 0 | 0
PV | 0 | 0 | 0 | 0 | 0 | 0
PeakG | 0 | 0 | 0 | 0 | 0 | 0
PeakO | 0 | 0 | 0 | 0 | 0 | 0
ST | 0 | 0 | 0 | 0 | 0 | 0
STOG | 0 | 0 | 0 | 0 | 0 | 0
STWD | 0 | 0 | 0 | 0 | 0 | 0
WT | 0 | 0 | 0 | 0 | 0 | 0
IGCC | 0 | 0 | 0 | 0 | 0 | 0
DemandResponse | 0 | 0 | 0 | 0 | 0 | 0
IGCC-CCS | 0 | 0 | 0 | 0 | 0 | 0
WT_off | 0 | 0 | 0 | 0 | 0 | 0
PseudoUnit | 0 | 0 | 0 | 0 | 0 | 0
FixedInterchange | 0 | 0 | 0 | 0 | 0 | 0
Retirements of Capacity by Reporting Type: HQ_NEISO
ReportingType | 2015 | 2020 | 2025 | 2030 | 2035 | 2040
BM | 0 | 0 | 0 | 0 | 0 | 0
CC | 0 | 0 | 0 | 0 | 0 | 0
CSP | 0 | 0 | 0 | 0 | 0 | 0
CT | 0 | 0 | 0 | 0 | 0 | 0
Coal | 0 | 0 | 0 | 0 | 0 | 0
Geo | 0 | 0 | 0 | 0 | 0 | 0
H | 0 | 0 | 0 | 0 | 0 | 0
LFG | 0 | 0 | 0 | 0 | 0 | 0
Nuc | 0 | 0 | 0 | 0 | 0 | 0
PS | 0 | 0 | 0 | 0 | 0 | 0
PV | 0 | 0 | 0 | 0 | 0 | 0
PeakG | 0 | 0 | 0 | 0 | 0 | 0
PeakO | 0 | 0 | 0 | 0 | 0 | 0
ST | 0 | 0 | 0 | 0 | 0 | 0
STOG | 0 | 0 | 0 | 0 | 0 | 0
STWD | 0 | 0 | 0 | 0 | 0 | 0
WT | 0 | 0 | 0 | 0 | 0 | 0
IGCC | 0 | 0 | 0 | 0 | 0 | 0
DemandResponse | 0 | 0 | 0 | 0 | 0 | 0
IGCC-CCS | 0 | 0 | 0 | 0 | 0 | 0
WT_off | 0 | 0 | 0 | 0 | 0 | 0
PseudoUnit | 0 | 0 | 0 | 0 | 0 | 0
FixedInterchange | 0 | 0 | 0 | 0 | 0 | 0
Retirements of Capacity by Reporting Type: HQ_NY
ReportingType | 2015 | 2020 | 2025 | 2030 | 2035 | 2040
BM | 0 | 0 | 0 | 0 | 0 | 0
CC | 0 | 0 | 0 | 0 | 0 | 0
CSP | 0 | 0 | 0 | 0 | 0 | 0
CT | 0 | 0 | 0 | 0 | 0 | 0
Coal | 0 | 0 | 0 | 0 | 0 | 0
Geo | 0 | 0 | 0 | 0 | 0 | 0
H | 0 | 0 | 0 | 0 | 0 | 0
LFG | 0 | 0 | 0 | 0 | 0 | 0
Nuc | 0 | 0 | 0 | 0 | 0 | 0
PS | 0 | 0 | 0 | 0 | 0 | 0
PV | 0 | 0 | 0 | 0 | 0 | 0
PeakG | 0 | 0 | 0 | 0 | 0 | 0
PeakO | 0 | 0 | 0 | 0 | 0 | 0
ST | 0 | 0 | 0 | 0 | 0 | 0
STOG | 0 | 0 | 0 | 0 | 0 | 0
STWD | 0 | 0 | 0 | 0 | 0 | 0
WT | 0 | 0 | 0 | 0 | 0 | 0
IGCC | 0 | 0 | 0 | 0 | 0 | 0
DemandResponse | 0 | 0 | 0 | 0 | 0 | 0
IGCC-CCS | 0 | 0 | 0 | 0 | 0 | 0
WT_off | 0 | 0 | 0 | 0 | 0 | 0
PseudoUnit | 0 | 0 | 0 | 0 | 0 | 0
FixedInterchange | 0 | 0 | 0 | 0 | 0 | 0
Retirements of Capacity by Reporting Type: MARITIMES
ReportingType | 2015 | 2020 | 2025 | 2030 | 2035 | 2040
BM | 0 | 0 | 0 | 0 | 0 | 0
CC | 0 | 0 | 0 | 0 | 0 | 0
CSP | 0 | 0 | 0 | 0 | 0 | 0
CT | 0 | 0 | 0 | 0 | 0 | 0
Coal | 0 | 0 | 0 | 0 | 0 | 0
Geo | 0 | 0 | 0 | 0 | 0 | 0
H | 0 | 0 | 0 | 0 | 0 | 0
LFG | 0 | 0 | 0 | 0 | 0 | 0
Nuc | 0 | 0 | 0 | 0 | 0 | 0
PS | 0 | 0 | 0 | 0 | 0 | 0
PV | 0 | 0 | 0 | 0 | 0 | 0
PeakG | 0 | 0 | 0 | 0 | 0 | 0
PeakO | 0 | 0 | 0 | 0 | 0 | 0
ST | 0 | 0 | 0 | 0 | 0 | 0
STOG | 0 | 0 | 0 | 0 | 0 | 0
STWD | 0 | 0 | 0 | 0 | 0 | 0
WT | 0 | 0 | 0 | 0 | 0 | 0
IGCC | 0 | 0 | 0 | 0 | 0 | 0
DemandResponse | 0 | 0 | 0 | 0 | 0 | 0
IGCC-CCS | 0 | 0 | 0 | 0 | 0 | 0
WT_off | 0 | 0 | 0 | 0 | 0 | 0
PseudoUnit | 0 | 0 | 0 | 0 | 0 | 0
FixedInterchange | 0 | 0 | 0 | 0 | 0 | 0
Retirements of Capacity by Reporting Type: All
ReportingType | 2015 | 2020 | 2025 | 2030 | 2035 | 2040
BM | 0 | 0 | 0 | 0 | 0 | 192
CC | 8195.03 | 380.84 | 501.19 | 527.68 | 200.12 | 0
CSP | 475 | 0 | 0 | 0 | 0 | 0
CT | 0 | 0 | 0 | 9.5 | 1158.81 | 0
Coal | 71582.18 | 22624.81 | 10512.46 | 218.39 | 101.2 | 146.88
Geo | 4.8 | 0 | 0 | 0 | 0 | 0
H | 0 | 0 | 0 | 0 | 0 | 0
LFG | 0 | 0 | 0 | 0 | 0 | 0
Nuc | 0 | 614.5 | 0 | 1488.2 | 26575.7 | 19706
PS | 0 | 0 | 0 | 0 | 0 | 0
PV | 0 | 0 | 0 | 0 | 1123.56 | 0
PeakG | 5347.26 | 34.5 | 0 | 0 | 0 | 2180.46
PeakO | 2722.23 | 0 | 0 | 0 | 0 | 0
ST | 0 | 0 | 0 | 0 | 0 | 0
STOG | 43033.82 | 1153.13 | 0 | 126 | 0 | 0
STWD | 494.91 | 0 | 0 | 0 | 0 | 0
WT | 126.2 | 0 | 0 | 0 | 2105.9 | 0
IGCC | 0 | 0 | 0 | 0 | 0 | 0
DemandResponse | 0 | 0 | 0 | 0 | 0 | 0
IGCC-CCS | 0 | 0 | 0 | 0 | 0 | 0
WT_off | 0 | 0 | 0 | 0 | 468 | 0
PseudoUnit | 0 | 0 | 0 | 0 | 0 | 0
FixedInterchange | 0 | 0 | 0 | 0 | 0 | 0
Retirements of Capacity by Reporting Type: EI_US
ReportingType | 2015 | 2020 | 2025 | 2030 | 2035 | 2040
BM | 0 | 0 | 0 | 0 | 0 | 192
CC | 2314.72 | 380.84 | 501.19 | 0 | 0 | 0
CSP | 0 | 0 | 0 | 0 | 0 | 0
CT | 0 | 0 | 0 | 9.5 | 0 | 0
Coal | 62443.25 | 22061 | 8789.54 | 216.23 | 0 | 0
Geo | 0 | 0 | 0 | 0 | 0 | 0
H | 0 | 0 | 0 | 0 | 0 | 0
LFG | 0 | 0 | 0 | 0 | 0 | 0
Nuc | 0 | 614.5 | 0 | 1488.2 | 25545.7 | 18166
PS | 0 | 0 | 0 | 0 | 0 | 0
PV | 0 | 0 | 0 | 0 | 32 | 0
PeakG | 320.43 | 0 | 0 | 0 | 0 | 0
PeakO | 2016.58 | 0 | 0 | 0 | 0 | 0
ST | 0 | 0 | 0 | 0 | 0 | 0
STOG | 32999.13 | 1153.13 | 0 | 0 | 0 | 0
STWD | 0 | 0 | 0 | 0 | 0 | 0
WT | 0 | 0 | 0 | 0 | 0 | 0
IGCC | 0 | 0 | 0 | 0 | 0 | 0
DemandResponse | 0 | 0 | 0 | 0 | 0 | 0
IGCC-CCS | 0 | 0 | 0 | 0 | 0 | 0
WT_off | 0 | 0 | 0 | 0 | 468 | 0
PseudoUnit | 0 | 0 | 0 | 0 | 0 | 0
FixedInterchange | 0 | 0 | 0 | 0 | 0 | 0
Retirements of Capacity by Reporting Type: EI_Canada
ReportingType | 2015 | 2020 | 2025 | 2030 | 2035 | 2040
BM | 0 | 0 | 0 | 0 | 0 | 0
CC | 3107.31 | 0 | 0 | 527.68 | 0 | 0
CSP | 0 | 0 | 0 | 0 | 0 | 0
CT | 0 | 0 | 0 | 0 | 32.84 | 0
Coal | 6523.85 | 365.1 | 1270.79 | 2.16 | 0 | 0
Geo | 0 | 0 | 0 | 0 | 0 | 0
H | 0 | 0 | 0 | 0 | 0 | 0
LFG | 0 | 0 | 0 | 0 | 0 | 0
Nuc | 0 | 0 | 0 | 0 | 1030 | 1540
PS | 0 | 0 | 0 | 0 | 0 | 0
PV | 0 | 0 | 0 | 0 | 1067.26 | 0
PeakG | 0 | 0 | 0 | 0 | 0 | 0
PeakO | 145.65 | 0 | 0 | 0 | 0 | 0
ST | 0 | 0 | 0 | 0 | 0 | 0
STOG | 2126 | 0 | 0 | 126 | 0 | 0
STWD | 139 | 0 | 0 | 0 | 0 | 0
WT | 0 | 0 | 0 | 0 | 2105.9 | 0
IGCC | 0 | 0 | 0 | 0 | 0 | 0
DemandResponse | 0 | 0 | 0 | 0 | 0 | 0
IGCC-CCS | 0 | 0 | 0 | 0 | 0 | 0
WT_off | 0 | 0 | 0 | 0 | 0 | 0
PseudoUnit | 0 | 0 | 0 | 0 | 0 | 0
FixedInterchange | 0 | 0 | 0 | 0 | 0 | 0
Retirements of Capacity by Reporting Type: EI
ReportingType | 2015 | 2020 | 2025 | 2030 | 2035 | 2040
BM | 0 | 0 | 0 | 0 | 0 | 192
CC | 5422.03 | 380.84 | 501.19 | 527.68 | 0 | 0
CSP | 0 | 0 | 0 | 0 | 0 | 0
CT | 0 | 0 | 0 | 9.5 | 32.84 | 0
Coal | 68967.1 | 22426.11 | 10060.33 | 218.39 | 0 | 0
Geo | 0 | 0 | 0 | 0 | 0 | 0
H | 0 | 0 | 0 | 0 | 0 | 0
LFG | 0 | 0 | 0 | 0 | 0 | 0
Nuc | 0 | 614.5 | 0 | 1488.2 | 26575.7 | 19706
PS | 0 | 0 | 0 | 0 | 0 | 0
PV | 0 | 0 | 0 | 0 | 1099.26 | 0
PeakG | 320.43 | 0 | 0 | 0 | 0 | 0
PeakO | 2162.23 | 0 | 0 | 0 | 0 | 0
ST | 0 | 0 | 0 | 0 | 0 | 0
STOG | 35125.13 | 1153.13 | 0 | 126 | 0 | 0
STWD | 139 | 0 | 0 | 0 | 0 | 0
WT | 0 | 0 | 0 | 0 | 2105.9 | 0
IGCC | 0 | 0 | 0 | 0 | 0 | 0
DemandResponse | 0 | 0 | 0 | 0 | 0 | 0
IGCC-CCS | 0 | 0 | 0 | 0 | 0 | 0
WT_off | 0 | 0 | 0 | 0 | 468 | 0
PseudoUnit | 0 | 0 | 0 | 0 | 0 | 0
FixedInterchange | 0 | 0 | 0 | 0 | 0 | 0
Retirements of Capacity by Reporting Type: Outside_EI
ReportingType | 2015 | 2020 | 2025 | 2030 | 2035 | 2040
BM | 0 | 0 | 0 | 0 | 0 | 0
CC | 2773 | 0 | 0 | 0 | 200.12 | 0
CSP | 475 | 0 | 0 | 0 | 0 | 0
CT | 0 | 0 | 0 | 0 | 1125.97 | 0
Coal | 2615.08 | 198.7 | 452.13 | 0 | 101.2 | 146.88
Geo | 4.8 | 0 | 0 | 0 | 0 | 0
H | 0 | 0 | 0 | 0 | 0 | 0
LFG | 0 | 0 | 0 | 0 | 0 | 0
Nuc | 0 | 0 | 0 | 0 | 0 | 0
PS | 0 | 0 | 0 | 0 | 0 | 0
PV | 0 | 0 | 0 | 0 | 24.3 | 0
PeakG | 5026.83 | 34.5 | 0 | 0 | 0 | 2180.46
PeakO | 560 | 0 | 0 | 0 | 0 | 0
ST | 0 | 0 | 0 | 0 | 0 | 0
STOG | 7908.69 | 0 | 0 | 0 | 0 | 0
STWD | 355.91 | 0 | 0 | 0 | 0 | 0
WT | 126.2 | 0 | 0 | 0 | 0 | 0
IGCC | 0 | 0 | 0 | 0 | 0 | 0
DemandResponse | 0 | 0 | 0 | 0 | 0 | 0
IGCC-CCS | 0 | 0 | 0 | 0 | 0 | 0
WT_off | 0 | 0 | 0 | 0 | 0 | 0
PseudoUnit | 0 | 0 | 0 | 0 | 0 | 0
FixedInterchange | 0 | 0 | 0 | 0 | 0 | 0
#4 | Cumulative Retirements of Capacity (MW)
Cumulative Retirements of Capacity by Reporting Type: Entergy
ReportingType | 2015 | 2020 | 2025 | 2030 | 2035 | 2040
BM | 0 | 0 | 0 | 0 | 0 | 0
CC | 0 | 0 | 0 | 0 | 0 | 0
CSP | 0 | 0 | 0 | 0 | 0 | 0
CT | 0 | 0 | 0 | 0 | 0 | 0
Coal | 892.9 | 892.9 | 1428.49 | 1428.49 | 1428.49 | 1428.49
Geo | 0 | 0 | 0 | 0 | 0 | 0
H | 0 | 0 | 0 | 0 | 0 | 0
LFG | 0 | 0 | 0 | 0 | 0 | 0
Nuc | 0 | 0 | 0 | 0 | 842 | 1839
PS | 0 | 0 | 0 | 0 | 0 | 0
PV | 0 | 0 | 0 | 0 | 0 | 0
PeakG | 0 | 0 | 0 | 0 | 0 | 0
PeakO | 0 | 0 | 0 | 0 | 0 | 0
ST | 0 | 0 | 0 | 0 | 0 | 0
STOG | 10913.28 | 10913.28 | 10913.28 | 10913.28 | 10913.28 | 10913.28
STWD | 0 | 0 | 0 | 0 | 0 | 0
WT | 0 | 0 | 0 | 0 | 0 | 0
IGCC | 0 | 0 | 0 | 0 | 0 | 0
DemandResponse | 0 | 0 | 0 | 0 | 0 | 0
IGCC-CCS | 0 | 0 | 0 | 0 | 0 | 0
WT_off | 0 | 0 | 0 | 0 | 0 | 0
PseudoUnit | 0 | 0 | 0 | 0 | 0 | 0
FixedInterchange | 0 | 0 | 0 | 0 | 0 | 0
Cumulative Retirements of Capacity by Reporting Type: FRCC
ReportingType | 2015 | 2020 | 2025 | 2030 | 2035 | 2040
BM | 0 | 0 | 0 | 0 | 0 | 0
CC | 0 | 0 | 0 | 0 | 0 | 0
CSP | 0 | 0 | 0 | 0 | 0 | 0
CT | 0 | 0 | 0 | 0 | 0 | 0
Coal | 466 | 1335 | 1335 | 1335 | 1335 | 1335
Geo | 0 | 0 | 0 | 0 | 0 | 0
H | 0 | 0 | 0 | 0 | 0 | 0
LFG | 0 | 0 | 0 | 0 | 0 | 0
Nuc | 0 | 0 | 0 | 0 | 1615.33 | 3292.33
PS | 0 | 0 | 0 | 0 | 0 | 0
PV | 0 | 0 | 0 | 0 | 0 | 0
PeakG | 0 | 0 | 0 | 0 | 0 | 0
PeakO | 0 | 0 | 0 | 0 | 0 | 0
ST | 0 | 0 | 0 | 0 | 0 | 0
STOG | 5372.35 | 6525.48 | 6525.48 | 6525.48 | 6525.48 | 6525.48
STWD | 0 | 0 | 0 | 0 | 0 | 0
WT | 0 | 0 | 0 | 0 | 0 | 0
IGCC | 0 | 0 | 0 | 0 | 0 | 0
DemandResponse | 0 | 0 | 0 | 0 | 0 | 0
IGCC-CCS | 0 | 0 | 0 | 0 | 0 | 0
WT_off | 0 | 0 | 0 | 0 | 0 | 0
PseudoUnit | 0 | 0 | 0 | 0 | 0 | 0
FixedInterchange | 0 | 0 | 0 | 0 | 0 | 0
Cumulative Retirements of Capacity by Reporting Type: MAPP_US
ReportingType | 2015 | 2020 | 2025 | 2030 | 2035 | 2040
BM | 0 | 0 | 0 | 0 | 0 | 0
CC | 0 | 0 | 0 | 0 | 0 | 0
CSP | 0 | 0 | 0 | 0 | 0 | 0
CT | 0 | 0 | 0 | 0 | 0 | 0
Coal | 612.6 | 1186.5 | 1186.5 | 1186.5 | 1186.5 | 1186.5
Geo | 0 | 0 | 0 | 0 | 0 | 0
H | 0 | 0 | 0 | 0 | 0 | 0
LFG | 0 | 0 | 0 | 0 | 0 | 0
Nuc | 0 | 0 | 0 | 0 | 0 | 0
PS | 0 | 0 | 0 | 0 | 0 | 0
PV | 0 | 0 | 0 | 0 | 0 | 0
PeakG | 0 | 0 | 0 | 0 | 0 | 0
PeakO | 266.65 | 266.65 | 266.65 | 266.65 | 266.65 | 266.65
ST | 0 | 0 | 0 | 0 | 0 | 0
STOG | 36 | 36 | 36 | 36 | 36 | 36
STWD | 0 | 0 | 0 | 0 | 0 | 0
WT | 0 | 0 | 0 | 0 | 0 | 0
IGCC | 0 | 0 | 0 | 0 | 0 | 0
DemandResponse | 0 | 0 | 0 | 0 | 0 | 0
IGCC-CCS | 0 | 0 | 0 | 0 | 0 | 0
WT_off | 0 | 0 | 0 | 0 | 0 | 0
PseudoUnit | 0 | 0 | 0 | 0 | 0 | 0
FixedInterchange | 0 | 0 | 0 | 0 | 0 | 0
Cumulative Retirements of Capacity by Reporting Type: MISO_IN
ReportingType | 2015 | 2020 | 2025 | 2030 | 2035 | 2040
BM | 0 | 0 | 0 | 0 | 0 | 0
CC | 0 | 0 | 0 | 0 | 0 | 0
CSP | 0 | 0 | 0 | 0 | 0 | 0
CT | 0 | 0 | 0 | 0 | 0 | 0
Coal | 1360.9 | 1360.9 | 1360.9 | 1360.9 | 1360.9 | 1360.9
Geo | 0 | 0 | 0 | 0 | 0 | 0
H | 0 | 0 | 0 | 0 | 0 | 0
LFG | 0 | 0 | 0 | 0 | 0 | 0
Nuc | 0 | 0 | 0 | 0 | 0 | 0
PS | 0 | 0 | 0 | 0 | 0 | 0
PV | 0 | 0 | 0 | 0 | 0 | 0
PeakG | 0 | 0 | 0 | 0 | 0 | 0
PeakO | 0 | 0 | 0 | 0 | 0 | 0
ST | 0 | 0 | 0 | 0 | 0 | 0
STOG | 0 | 0 | 0 | 0 | 0 | 0
STWD | 0 | 0 | 0 | 0 | 0 | 0
WT | 0 | 0 | 0 | 0 | 0 | 0
IGCC | 0 | 0 | 0 | 0 | 0 | 0
DemandResponse | 0 | 0 | 0 | 0 | 0 | 0
IGCC-CCS | 0 | 0 | 0 | 0 | 0 | 0
WT_off | 0 | 0 | 0 | 0 | 0 | 0
PseudoUnit | 0 | 0 | 0 | 0 | 0 | 0
FixedInterchange | 0 | 0 | 0 | 0 | 0 | 0
Cumulative Retirements of Capacity by Reporting Type: MISO_MI
ReportingType | 2015 | 2020 | 2025 | 2030 | 2035 | 2040
BM | 0 | 0 | 0 | 0 | 0 | 0
CC | 0 | 0 | 0 | 0 | 0 | 0
CSP | 0 | 0 | 0 | 0 | 0 | 0
CT | 0 | 0 | 0 | 0 | 0 | 0
Coal | 2326 | 3513 | 3513 | 3513 | 3513 | 3513
Geo | 0 | 0 | 0 | 0 | 0 | 0
H | 0 | 0 | 0 | 0 | 0 | 0
LFG | 0 | 0 | 0 | 0 | 0 | 0
Nuc | 0 | 0 | 0 | 0 | 778 | 778
PS | 0 | 0 | 0 | 0 | 0 | 0
PV | 0 | 0 | 0 | 0 | 0 | 0
PeakG | 0 | 0 | 0 | 0 | 0 | 0
PeakO | 0 | 0 | 0 | 0 | 0 | 0
ST | 0 | 0 | 0 | 0 | 0 | 0
STOG | 0 | 0 | 0 | 0 | 0 | 0
STWD | 0 | 0 | 0 | 0 | 0 | 0
WT | 0 | 0 | 0 | 0 | 0 | 0
IGCC | 0 | 0 | 0 | 0 | 0 | 0
DemandResponse | 0 | 0 | 0 | 0 | 0 | 0
IGCC-CCS | 0 | 0 | 0 | 0 | 0 | 0
WT_off | 0 | 0 | 0 | 0 | 0 | 0
PseudoUnit | 0 | 0 | 0 | 0 | 0 | 0
FixedInterchange | 0 | 0 | 0 | 0 | 0 | 0
Cumulative Retirements of Capacity by Reporting Type: MISO_MO-IL
ReportingType | 2015 | 2020 | 2025 | 2030 | 2035 | 2040
BM | 0 | 0 | 0 | 0 | 0 | 0
CC | 0 | 0 | 0 | 0 | 0 | 0
CSP | 0 | 0 | 0 | 0 | 0 | 0
CT | 0 | 0 | 0 | 0 | 0 | 0
Coal | 2241.69 | 3797.7 | 3797.7 | 3797.7 | 3797.7 | 3797.7
Geo | 0 | 0 | 0 | 0 | 0 | 0
H | 0 | 0 | 0 | 0 | 0 | 0
LFG | 0 | 0 | 0 | 0 | 0 | 0
Nuc | 0 | 0 | 0 | 0 | 0 | 0
PS | 0 | 0 | 0 | 0 | 0 | 0
PV | 0 | 0 | 0 | 0 | 0 | 0
PeakG | 0 | 0 | 0 | 0 | 0 | 0
PeakO | 0 | 0 | 0 | 0 | 0 | 0
ST | 0 | 0 | 0 | 0 | 0 | 0
STOG | 0 | 0 | 0 | 0 | 0 | 0
STWD | 0 | 0 | 0 | 0 | 0 | 0
WT | 0 | 0 | 0 | 0 | 0 | 0
IGCC | 0 | 0 | 0 | 0 | 0 | 0
DemandResponse | 0 | 0 | 0 | 0 | 0 | 0
IGCC-CCS | 0 | 0 | 0 | 0 | 0 | 0
WT_off | 0 | 0 | 0 | 0 | 0 | 0
PseudoUnit | 0 | 0 | 0 | 0 | 0 | 0
FixedInterchange | 0 | 0 | 0 | 0 | 0 | 0
Cumulative Retirements of Capacity by Reporting Type: MISO_W
ReportingType | 2015 | 2020 | 2025 | 2030 | 2035 | 2040
BM | 0 | 0 | 0 | 0 | 0 | 0
CC | 0 | 0 | 0 | 0 | 0 | 0
CSP | 0 | 0 | 0 | 0 | 0 | 0
CT | 0 | 0 | 0 | 0 | 0 | 0
Coal | 1451.37 | 2928.56 | 2928.56 | 2928.56 | 2928.56 | 2928.56
Geo | 0 | 0 | 0 | 0 | 0 | 0
H | 0 | 0 | 0 | 0 | 0 | 0
LFG | 0 | 0 | 0 | 0 | 0 | 0
Nuc | 0 | 0 | 0 | 0 | 2361.23 | 2361.23
PS | 0 | 0 | 0 | 0 | 0 | 0
PV | 0 | 0 | 0 | 0 | 0 | 0
PeakG | 0 | 0 | 0 | 0 | 0 | 0
PeakO | 0 | 0 | 0 | 0 | 0 | 0
ST | 0 | 0 | 0 | 0 | 0 | 0
STOG | 0 | 0 | 0 | 0 | 0 | 0
STWD | 0 | 0 | 0 | 0 | 0 | 0
WT | 0 | 0 | 0 | 0 | 0 | 0
IGCC | 0 | 0 | 0 | 0 | 0 | 0
DemandResponse | 0 | 0 | 0 | 0 | 0 | 0
IGCC-CCS | 0 | 0 | 0 | 0 | 0 | 0
WT_off | 0 | 0 | 0 | 0 | 0 | 0
PseudoUnit | 0 | 0 | 0 | 0 | 0 | 0
FixedInterchange | 0 | 0 | 0 | 0 | 0 | 0
Cumulative Retirements of Capacity by Reporting Type: MISO_WUMS
ReportingType | 2015 | 2020 | 2025 | 2030 | 2035 | 2040
BM | 0 | 0 | 0 | 0 | 0 | 0
CC | 0 | 0 | 0 | 0 | 0 | 0
CSP | 0 | 0 | 0 | 0 | 0 | 0
CT | 0 | 0 | 0 | 0 | 0 | 0
Coal | 2411.1 | 2411.1 | 2411.1 | 2411.1 | 2411.1 | 2411.1
Geo | 0 | 0 | 0 | 0 | 0 | 0
H | 0 | 0 | 0 | 0 | 0 | 0
LFG | 0 | 0 | 0 | 0 | 0 | 0
Nuc | 0 | 0 | 0 | 0 | 1816.9 | 1816.9
PS | 0 | 0 | 0 | 0 | 0 | 0
PV | 0 | 0 | 0 | 0 | 0 | 0
PeakG | 0 | 0 | 0 | 0 | 0 | 0
PeakO | 0 | 0 | 0 | 0 | 0 | 0
ST | 0 | 0 | 0 | 0 | 0 | 0
STOG | 59.5 | 59.5 | 59.5 | 59.5 | 59.5 | 59.5
STWD | 0 | 0 | 0 | 0 | 0 | 0
WT | 0 | 0 | 0 | 0 | 0 | 0
IGCC | 0 | 0 | 0 | 0 | 0 | 0
DemandResponse | 0 | 0 | 0 | 0 | 0 | 0
IGCC-CCS | 0 | 0 | 0 | 0 | 0 | 0
WT_off | 0 | 0 | 0 | 0 | 0 | 0
PseudoUnit | 0 | 0 | 0 | 0 | 0 | 0
FixedInterchange | 0 | 0 | 0 | 0 | 0 | 0
Cumulative Retirements of Capacity by Reporting Type: Nebraska
ReportingType | 2015 | 2020 | 2025 | 2030 | 2035 | 2040
BM | 0 | 0 | 0 | 0 | 0 | 0
CC | 0 | 0 | 0 | 0 | 0 | 0
CSP | 0 | 0 | 0 | 0 | 0 | 0
CT | 0 | 0 | 0 | 0 | 0 | 0
Coal | 0 | 275.6 | 1184.8 | 1184.8 | 1184.8 | 1184.8
Geo | 0 | 0 | 0 | 0 | 0 | 0
H | 0 | 0 | 0 | 0 | 0 | 0
LFG | 0 | 0 | 0 | 0 | 0 | 0
Nuc | 0 | 0 | 0 | 0 | 1251.8 | 1251.8
PS | 0 | 0 | 0 | 0 | 0 | 0
PV | 0 | 0 | 0 | 0 | 0 | 0
PeakG | 0 | 0 | 0 | 0 | 0 | 0
PeakO | 0 | 0 | 0 | 0 | 0 | 0
ST | 0 | 0 | 0 | 0 | 0 | 0
STOG | 269.95 | 269.95 | 269.95 | 269.95 | 269.95 | 269.95
STWD | 0 | 0 | 0 | 0 | 0 | 0
WT | 0 | 0 | 0 | 0 | 0 | 0
IGCC | 0 | 0 | 0 | 0 | 0 | 0
DemandResponse | 0 | 0 | 0 | 0 | 0 | 0
IGCC-CCS | 0 | 0 | 0 | 0 | 0 | 0
WT_off | 0 | 0 | 0 | 0 | 0 | 0
PseudoUnit | 0 | 0 | 0 | 0 | 0 | 0
FixedInterchange | 0 | 0 | 0 | 0 | 0 | 0
Cumulative Retirements of Capacity by Reporting Type: NEISO
ReportingType | 2015 | 2020 | 2025 | 2030 | 2035 | 2040
BM | 0 | 0 | 0 | 0 | 0 | 0
CC | 1700.97 | 2081.81 | 2583 | 2583 | 2583 | 2583
CSP | 0 | 0 | 0 | 0 | 0 | 0
CT | 0 | 0 | 0 | 9.5 | 9.5 | 9.5
Coal | 2250.13 | 2570.13 | 2570.13 | 2570.13 | 2570.13 | 2570.13
Geo | 0 | 0 | 0 | 0 | 0 | 0
H | 0 | 0 | 0 | 0 | 0 | 0
LFG | 0 | 0 | 0 | 0 | 0 | 0
Nuc | 0 | 0 | 0 | 0 | 1289 | 2165.92
PS | 0 | 0 | 0 | 0 | 0 | 0
PV | 0 | 0 | 0 | 0 | 0 | 0
PeakG | 0 | 0 | 0 | 0 | 0 | 0
PeakO | 319.23 | 319.23 | 319.23 | 319.23 | 319.23 | 319.23
ST | 0 | 0 | 0 | 0 | 0 | 0
STOG | 6237 | 6237 | 6237 | 6237 | 6237 | 6237
STWD | 0 | 0 | 0 | 0 | 0 | 0
WT | 0 | 0 | 0 | 0 | 0 | 0
IGCC | 0 | 0 | 0 | 0 | 0 | 0
DemandResponse | 0 | 0 | 0 | 0 | 0 | 0
IGCC-CCS | 0 | 0 | 0 | 0 | 0 | 0
WT_off | 0 | 0 | 0 | 0 | 468 | 468
PseudoUnit | 0 | 0 | 0 | 0 | 0 | 0
FixedInterchange | 0 | 0 | 0 | 0 | 0 | 0
Cumulative Retirements of Capacity by Reporting Type: NonRTO_Midwest
ReportingType | 2015 | 2020 | 2025 | 2030 | 2035 | 2040
BM | 0 | 0 | 0 | 0 | 0 | 0
CC | 0 | 0 | 0 | 0 | 0 | 0
CSP | 0 | 0 | 0 | 0 | 0 | 0
CT | 0 | 0 | 0 | 0 | 0 | 0
Coal | 1789.65 | 1789.65 | 1789.65 | 1789.65 | 1789.65 | 1789.65
Geo | 0 | 0 | 0 | 0 | 0 | 0
H | 0 | 0 | 0 | 0 | 0 | 0
LFG | 0 | 0 | 0 | 0 | 0 | 0
Nuc | 0 | 0 | 0 | 0 | 0 | 0
PS | 0 | 0 | 0 | 0 | 0 | 0
PV | 0 | 0 | 0 | 0 | 0 | 0
PeakG | 0 | 0 | 0 | 0 | 0 | 0
PeakO | 0 | 0 | 0 | 0 | 0 | 0
ST | 0 | 0 | 0 | 0 | 0 | 0
STOG | 0 | 0 | 0 | 0 | 0 | 0
STWD | 0 | 0 | 0 | 0 | 0 | 0
WT | 0 | 0 | 0 | 0 | 0 | 0
IGCC | 0 | 0 | 0 | 0 | 0 | 0
DemandResponse | 0 | 0 | 0 | 0 | 0 | 0
IGCC-CCS | 0 | 0 | 0 | 0 | 0 | 0
WT_off | 0 | 0 | 0 | 0 | 0 | 0
PseudoUnit | 0 | 0 | 0 | 0 | 0 | 0
FixedInterchange | 0 | 0 | 0 | 0 | 0 | 0
Cumulative Retirements of Capacity by Reporting Type: NYISO_A-F
ReportingType | 2015 | 2020 | 2025 | 2030 | 2035 | 2040
BM | 0 | 0 | 0 | 0 | 0 | 0
CC | 613.75 | 613.75 | 613.75 | 613.75 | 613.75 | 613.75
CSP | 0 | 0 | 0 | 0 | 0 | 0
CT | 0 | 0 | 0 | 0 | 0 | 0
Coal | 2251.9 | 2251.9 | 2251.9 | 2251.9 | 2251.9 | 2251.9
Geo | 0 | 0 | 0 | 0 | 0 | 0
H | 0 | 0 | 0 | 0 | 0 | 0
LFG | 0 | 0 | 0 | 0 | 0 | 0
Nuc | 0 | 0 | 0 | 621.2 | 1201.7 | 2053.9
PS | 0 | 0 | 0 | 0 | 0 | 0
PV | 0 | 0 | 0 | 0 | 0 | 0
PeakG | 0 | 0 | 0 | 0 | 0 | 0
PeakO | 0 | 0 | 0 | 0 | 0 | 0
ST | 0 | 0 | 0 | 0 | 0 | 0
STOG | 1701 | 1701 | 1701 | 1701 | 1701 | 1701
STWD | 0 | 0 | 0 | 0 | 0 | 0
WT | 0 | 0 | 0 | 0 | 0 | 0
IGCC | 0 | 0 | 0 | 0 | 0 | 0
DemandResponse | 0 | 0 | 0 | 0 | 0 | 0
IGCC-CCS | 0 | 0 | 0 | 0 | 0 | 0
WT_off | 0 | 0 | 0 | 0 | 0 | 0
PseudoUnit | 0 | 0 | 0 | 0 | 0 | 0
FixedInterchange | 0 | 0 | 0 | 0 | 0 | 0
Cumulative Retirements of Capacity by Reporting Type: NYISO_G-I
ReportingType | 2015 | 2020 | 2025 | 2030 | 2035 | 2040
BM | 0 | 0 | 0 | 0 | 0 | 0
CC | 0 | 0 | 0 | 0 | 0 | 0
CSP | 0 | 0 | 0 | 0 | 0 | 0
CT | 0 | 0 | 0 | 0 | 0 | 0
Coal | 368.2 | 368.2 | 368.2 | 368.2 | 368.2 | 368.2
Geo | 0 | 0 | 0 | 0 | 0 | 0
H | 0 | 0 | 0 | 0 | 0 | 0
LFG | 0 | 0 | 0 | 0 | 0 | 0
Nuc | 0 | 0 | 0 | 0 | 1019.6 | 2044.6
PS | 0 | 0 | 0 | 0 | 0 | 0
PV | 0 | 0 | 0 | 0 | 0 | 0
PeakG | 0 | 0 | 0 | 0 | 0 | 0
PeakO | 0 | 0 | 0 | 0 | 0 | 0
ST | 0 | 0 | 0 | 0 | 0 | 0
STOG | 2431 | 2431 | 2431 | 2431 | 2431 | 2431
STWD | 0 | 0 | 0 | 0 | 0 | 0
WT | 0 | 0 | 0 | 0 | 0 | 0
IGCC | 0 | 0 | 0 | 0 | 0 | 0
DemandResponse | 0 | 0 | 0 | 0 | 0 | 0
IGCC-CCS | 0 | 0 | 0 | 0 | 0 | 0
WT_off | 0 | 0 | 0 | 0 | 0 | 0
PseudoUnit | 0 | 0 | 0 | 0 | 0 | 0
FixedInterchange | 0 | 0 | 0 | 0 | 0 | 0
Cumulative Retirements of Capacity by Reporting Type: NYISO_J-K
ReportingType | 2015 | 2020 | 2025 | 2030 | 2035 | 2040
BM | 0 | 0 | 0 | 0 | 0 | 0
CC | 0 | 0 | 0 | 0 | 0 | 0
CSP | 0 | 0 | 0 | 0 | 0 | 0
CT | 0 | 0 | 0 | 0 | 0 | 0
Coal | 0 | 0 | 0 | 0 | 0 | 0
Geo | 0 | 0 | 0 | 0 | 0 | 0
H | 0 | 0 | 0 | 0 | 0 | 0
LFG | 0 | 0 | 0 | 0 | 0 | 0
Nuc | 0 | 0 | 0 | 0 | 0 | 0
PS | 0 | 0 | 0 | 0 | 0 | 0
PV | 0 | 0 | 0 | 0 | 32 | 32
PeakG | 0 | 0 | 0 | 0 | 0 | 0
PeakO | 0 | 0 | 0 | 0 | 0 | 0
ST | 0 | 0 | 0 | 0 | 0 | 0
STOG | 2569.02 | 2569.02 | 2569.02 | 2569.02 | 2569.02 | 2569.02
STWD | 0 | 0 | 0 | 0 | 0 | 0
WT | 0 | 0 | 0 | 0 | 0 | 0
IGCC | 0 | 0 | 0 | 0 | 0 | 0
DemandResponse | 0 | 0 | 0 | 0 | 0 | 0
IGCC-CCS | 0 | 0 | 0 | 0 | 0 | 0
WT_off | 0 | 0 | 0 | 0 | 0 | 0
PseudoUnit | 0 | 0 | 0 | 0 | 0 | 0
FixedInterchange | 0 | 0 | 0 | 0 | 0 | 0
Cumulative Retirements of Capacity by Reporting Type: PJM_E
ReportingType | 2015 | 2020 | 2025 | 2030 | 2035 | 2040
BM | 0 | 0 | 0 | 0 | 0 | 0
CC | 0 | 0 | 0 | 0 | 0 | 0
CSP | 0 | 0 | 0 | 0 | 0 | 0
CT | 0 | 0 | 0 | 0 | 0 | 0
Coal | 3285 | 3853 | 3853 | 3853 | 3853 | 3853
Geo | 0 | 0 | 0 | 0 | 0 | 0
H | 0 | 0 | 0 | 0 | 0 | 0
LFG | 0 | 0 | 0 | 0 | 0 | 0
Nuc | 0 | 614.5 | 614.5 | 614.5 | 2838.5 | 4012.5
PS | 0 | 0 | 0 | 0 | 0 | 0
PV | 0 | 0 | 0 | 0 | 0 | 0
PeakG | 268.5 | 268.5 | 268.5 | 268.5 | 268.5 | 268.5
PeakO | 2.7 | 2.7 | 2.7 | 2.7 | 2.7 | 2.7
ST | 0 | 0 | 0 | 0 | 0 | 0
STOG | 629.5 | 629.5 | 629.5 | 629.5 | 629.5 | 629.5
STWD | 0 | 0 | 0 | 0 | 0 | 0
WT | 0 | 0 | 0 | 0 | 0 | 0
IGCC | 0 | 0 | 0 | 0 | 0 | 0
DemandResponse | 0 | 0 | 0 | 0 | 0 | 0
IGCC-CCS | 0 | 0 | 0 | 0 | 0 | 0
WT_off | 0 | 0 | 0 | 0 | 0 | 0
PseudoUnit | 0 | 0 | 0 | 0 | 0 | 0
FixedInterchange | 0 | 0 | 0 | 0 | 0 | 0
Cumulative Retirements of Capacity by Reporting Type: PJM_ROM
ReportingType | 2015 | 2020 | 2025 | 2030 | 2035 | 2040
BM | 0 | 0 | 0 | 0 | 0 | 0
CC | 0 | 0 | 0 | 0 | 0 | 0
CSP | 0 | 0 | 0 | 0 | 0 | 0
CT | 0 | 0 | 0 | 0 | 0 | 0
Coal | 8669.5 | 8669.5 | 8669.5 | 8669.5 | 8669.5 | 8669.5
Geo | 0 | 0 | 0 | 0 | 0 | 0
H | 0 | 0 | 0 | 0 | 0 | 0
LFG | 0 | 0 | 0 | 0 | 0 | 0
Nuc | 0 | 0 | 0 | 0 | 1732 | 2631
PS | 0 | 0 | 0 | 0 | 0 | 0
PV | 0 | 0 | 0 | 0 | 0 | 0
PeakG | 0 | 0 | 0 | 0 | 0 | 0
PeakO | 270 | 270 | 270 | 270 | 270 | 270
ST | 0 | 0 | 0 | 0 | 0 | 0
STOG | 580 | 580 | 580 | 580 | 580 | 580
STWD | 0 | 0 | 0 | 0 | 0 | 0
WT | 0 | 0 | 0 | 0 | 0 | 0
IGCC | 0 | 0 | 0 | 0 | 0 | 0
DemandResponse | 0 | 0 | 0 | 0 | 0 | 0
IGCC-CCS | 0 | 0 | 0 | 0 | 0 | 0
WT_off | 0 | 0 | 0 | 0 | 0 | 0
PseudoUnit | 0 | 0 | 0 | 0 | 0 | 0
FixedInterchange | 0 | 0 | 0 | 0 | 0 | 0
Cumulative Retirements of Capacity by Reporting Type: PJM_ROR
ReportingType | 2015 | 2020 | 2025 | 2030 | 2035 | 2040
BM | 0 | 0 | 0 | 0 | 0 | 192
CC | 0 | 0 | 0 | 0 | 0 | 0
CSP | 0 | 0 | 0 | 0 | 0 | 0
CT | 0 | 0 | 0 | 0 | 0 | 0
Coal | 13867.59 | 23788.35 | 23788.35 | 23788.35 | 23788.35 | 23788.35
Geo | 0 | 0 | 0 | 0 | 0 | 0
H | 0 | 0 | 0 | 0 | 0 | 0
LFG | 0 | 0 | 0 | 0 | 0 | 0
Nuc | 0 | 0 | 0 | 867 | 5142 | 10025.16
PS | 0 | 0 | 0 | 0 | 0 | 0
PV | 0 | 0 | 0 | 0 | 0 | 0
PeakG | 0 | 0 | 0 | 0 | 0 | 0
PeakO | 19 | 19 | 19 | 19 | 19 | 19
ST | 0 | 0 | 0 | 0 | 0 | 0
STOG | 35 | 35 | 35 | 35 | 35 | 35
STWD | 0 | 0 | 0 | 0 | 0 | 0
WT | 0 | 0 | 0 | 0 | 0 | 0
IGCC | 0 | 0 | 0 | 0 | 0 | 0
DemandResponse | 0 | 0 | 0 | 0 | 0 | 0
IGCC-CCS | 0 | 0 | 0 | 0 | 0 | 0
WT_off | 0 | 0 | 0 | 0 | 0 | 0
PseudoUnit | 0 | 0 | 0 | 0 | 0 | 0
FixedInterchange | 0 | 0 | 0 | 0 | 0 | 0
Cumulative Retirements of Capacity by Reporting Type: SOCO
ReportingType | 2015 | 2020 | 2025 | 2030 | 2035 | 2040
BM | 0 | 0 | 0 | 0 | 0 | 0
CC | 0 | 0 | 0 | 0 | 0 | 0
CSP | 0 | 0 | 0 | 0 | 0 | 0
CT | 0 | 0 | 0 | 0 | 0 | 0
Coal | 9936.77 | 10254.05 | 10254.05 | 10254.05 | 10254.05 | 10254.05
Geo | 0 | 0 | 0 | 0 | 0 | 0
H | 0 | 0 | 0 | 0 | 0 | 0
LFG | 0 | 0 | 0 | 0 | 0 | 0
Nuc | 0 | 0 | 0 | 0 | 0 | 2645.05
PS | 0 | 0 | 0 | 0 | 0 | 0
PV | 0 | 0 | 0 | 0 | 0 | 0
PeakG | 51.93 | 51.93 | 51.93 | 51.93 | 51.93 | 51.93
PeakO | 1139 | 1139 | 1139 | 1139 | 1139 | 1139
ST | 0 | 0 | 0 | 0 | 0 | 0
STOG | 854 | 854 | 854 | 854 | 854 | 854
STWD | 0 | 0 | 0 | 0 | 0 | 0
WT | 0 | 0 | 0 | 0 | 0 | 0
IGCC | 0 | 0 | 0 | 0 | 0 | 0
DemandResponse | 0 | 0 | 0 | 0 | 0 | 0
IGCC-CCS | 0 | 0 | 0 | 0 | 0 | 0
WT_off | 0 | 0 | 0 | 0 | 0 | 0
PseudoUnit | 0 | 0 | 0 | 0 | 0 | 0
FixedInterchange | 0 | 0 | 0 | 0 | 0 | 0
Cumulative Retirements of Capacity by Reporting Type: SPP_N
ReportingType | 2015 | 2020 | 2025 | 2030 | 2035 | 2040
BM | 0 | 0 | 0 | 0 | 0 | 0
CC | 0 | 0 | 0 | 0 | 0 | 0
CSP | 0 | 0 | 0 | 0 | 0 | 0
CT | 0 | 0 | 0 | 0 | 0 | 0
Coal | 334 | 1079.29 | 2118.24 | 2334.47 | 2334.47 | 2334.47
Geo | 0 | 0 | 0 | 0 | 0 | 0
H | 0 | 0 | 0 | 0 | 0 | 0
LFG | 0 | 0 | 0 | 0 | 0 | 0
Nuc | 0 | 0 | 0 | 0 | 0 | 0
PS | 0 | 0 | 0 | 0 | 0 | 0
PV | 0 | 0 | 0 | 0 | 0 | 0
PeakG | 0 | 0 | 0 | 0 | 0 | 0
PeakO | 0 | 0 | 0 | 0 | 0 | 0
ST | 0 | 0 | 0 | 0 | 0 | 0
STOG | 86.98 | 86.98 | 86.98 | 86.98 | 86.98 | 86.98
STWD | 0 | 0 | 0 | 0 | 0 | 0
WT | 0 | 0 | 0 | 0 | 0 | 0
IGCC | 0 | 0 | 0 | 0 | 0 | 0
DemandResponse | 0 | 0 | 0 | 0 | 0 | 0
IGCC-CCS | 0 | 0 | 0 | 0 | 0 | 0
WT_off | 0 | 0 | 0 | 0 | 0 | 0
PseudoUnit | 0 | 0 | 0 | 0 | 0 | 0
FixedInterchange | 0 | 0 | 0 | 0 | 0 | 0
Cumulative Retirements of Capacity by Reporting Type: SPP_S
ReportingType | 2015 | 2020 | 2025 | 2030 | 2035 | 2040
BM | 0 | 0 | 0 | 0 | 0 | 0
CC | 0 | 0 | 0 | 0 | 0 | 0
CSP | 0 | 0 | 0 | 0 | 0 | 0
CT | 0 | 0 | 0 | 0 | 0 | 0
Coal | 933 | 2264.99 | 8570.79 | 8570.8 | 8570.8 | 8570.8
Geo | 0 | 0 | 0 | 0 | 0 | 0
H | 0 | 0 | 0 | 0 | 0 | 0
LFG | 0 | 0 | 0 | 0 | 0 | 0
Nuc | 0 | 0 | 0 | 0 | 0 | 0
PS | 0 | 0 | 0 | 0 | 0 | 0
PV | 0 | 0 | 0 | 0 | 0 | 0
PeakG | 0 | 0 | 0 | 0 | 0 | 0
PeakO | 0 | 0 | 0 | 0 | 0 | 0
ST | 0 | 0 | 0 | 0 | 0 | 0
STOG | 1224.56 | 1224.56 | 1224.56 | 1224.56 | 1224.56 | 1224.56
STWD | 0 | 0 | 0 | 0 | 0 | 0
WT | 0 | 0 | 0 | 0 | 0 | 0
IGCC | 0 | 0 | 0 | 0 | 0 | 0
DemandResponse | 0 | 0 | 0 | 0 | 0 | 0
IGCC-CCS | 0 | 0 | 0 | 0 | 0 | 0
WT_off | 0 | 0 | 0 | 0 | 0 | 0
PseudoUnit | 0 | 0 | 0 | 0 | 0 | 0
FixedInterchange | 0 | 0 | 0 | 0 | 0 | 0
Cumulative Retirements of Capacity by Reporting Type: TVA
ReportingType | 2015 | 2020 | 2025 | 2030 | 2035 | 2040
BM | 0 | 0 | 0 | 0 | 0 | 0
CC | 0 | 0 | 0 | 0 | 0 | 0
CSP | 0 | 0 | 0 | 0 | 0 | 0
CT | 0 | 0 | 0 | 0 | 0 | 0
Coal | 3610.95 | 4351.96 | 4351.96 | 4351.96 | 4351.96 | 4351.96
Geo | 0 | 0 | 0 | 0 | 0 | 0
H | 0 | 0 | 0 | 0 | 0 | 0
LFG | 0 | 0 | 0 | 0 | 0 | 0
Nuc | 0 | 0 | 0 | 0 | 2512.33 | 3791
PS | 0 | 0 | 0 | 0 | 0 | 0
PV | 0 | 0 | 0 | 0 | 0 | 0
PeakG | 0 | 0 | 0 | 0 | 0 | 0
PeakO | 0 | 0 | 0 | 0 | 0 | 0
ST | 0 | 0 | 0 | 0 | 0 | 0
STOG | 0 | 0 | 0 | 0 | 0 | 0
STWD | 0 | 0 | 0 | 0 | 0 | 0
WT | 0 | 0 | 0 | 0 | 0 | 0
IGCC | 0 | 0 | 0 | 0 | 0 | 0
DemandResponse | 0 | 0 | 0 | 0 | 0 | 0
IGCC-CCS | 0 | 0 | 0 | 0 | 0 | 0
WT_off | 0 | 0 | 0 | 0 | 0 | 0
PseudoUnit | 0 | 0 | 0 | 0 | 0 | 0
FixedInterchange | 0 | 0 | 0 | 0 | 0 | 0
Cumulative Retirements of Capacity by Reporting Type: TVA_Transmission
ReportingType | 2015 | 2020 | 2025 | 2030 | 2035 | 2040
BM | 0 | 0 | 0 | 0 | 0 | 0
CC | 0 | 0 | 0 | 0 | 0 | 0
CSP | 0 | 0 | 0 | 0 | 0 | 0
CT | 0 | 0 | 0 | 0 | 0 | 0
Coal | 0 | 0 | 0 | 0 | 0 | 0
Geo | 0 | 0 | 0 | 0 | 0 | 0
H | 0 | 0 | 0 | 0 | 0 | 0
LFG | 0 | 0 | 0 | 0 | 0 | 0
Nuc | 0 | 0 | 0 | 0 | 0 | 0
PS | 0 | 0 | 0 | 0 | 0 | 0
PV | 0 | 0 | 0 | 0 | 0 | 0
PeakG | 0 | 0 | 0 | 0 | 0 | 0
PeakO | 0 | 0 | 0 | 0 | 0 | 0
ST | 0 | 0 | 0 | 0 | 0 | 0
STOG | 0 | 0 | 0 | 0 | 0 | 0
STWD | 0 | 0 | 0 | 0 | 0 | 0
WT | 0 | 0 | 0 | 0 | 0 | 0
IGCC | 0 | 0 | 0 | 0 | 0 | 0
DemandResponse | 0 | 0 | 0 | 0 | 0 | 0
IGCC-CCS | 0 | 0 | 0 | 0 | 0 | 0
WT_off | 0 | 0 | 0 | 0 | 0 | 0
PseudoUnit | 0 | 0 | 0 | 0 | 0 | 0
FixedInterchange | 0 | 0 | 0 | 0 | 0 | 0
Cumulative Retirements of Capacity by Reporting Type: VACAR
ReportingType | 2015 | 2020 | 2025 | 2030 | 2035 | 2040
BM | 0 | 0 | 0 | 0 | 0 | 0
CC | 0 | 0 | 0 | 0 | 0 | 0
CSP | 0 | 0 | 0 | 0 | 0 | 0
CT | 0 | 0 | 0 | 0 | 0 | 0
Coal | 3383.99 | 5561.99 | 5561.99 | 5561.99 | 5561.99 | 5561.99
Geo | 0 | 0 | 0 | 0 | 0 | 0
H | 0 | 0 | 0 | 0 | 0 | 0
LFG | 0 | 0 | 0 | 0 | 0 | 0
Nuc | 0 | 0 | 0 | 0 | 3248 | 5106
PS | 0 | 0 | 0 | 0 | 0 | 0
PV | 0 | 0 | 0 | 0 | 0 | 0
PeakG | 0 | 0 | 0 | 0 | 0 | 0
PeakO | 0 | 0 | 0 | 0 | 0 | 0
ST | 0 | 0 | 0 | 0 | 0 | 0
STOG | 0 | 0 | 0 | 0 | 0 | 0
STWD | 0 | 0 | 0 | 0 | 0 | 0
WT | 0 | 0 | 0 | 0 | 0 | 0
IGCC | 0 | 0 | 0 | 0 | 0 | 0
DemandResponse | 0 | 0 | 0 | 0 | 0 | 0
IGCC-CCS | 0 | 0 | 0 | 0 | 0 | 0
WT_off | 0 | 0 | 0 | 0 | 0 | 0
PseudoUnit | 0 | 0 | 0 | 0 | 0 | 0
FixedInterchange | 0 | 0 | 0 | 0 | 0 | 0
Cumulative Retirements of Capacity by Reporting Type: IESO
ReportingType | 2015 | 2020 | 2025 | 2030 | 2035 | 2040
BM | 0 | 0 | 0 | 0 | 0 | 0
CC | 3107.31 | 3107.31 | 3107.31 | 3107.31 | 3107.31 | 3107.31
CSP | 0 | 0 | 0 | 0 | 0 | 0
CT | 0 | 0 | 0 | 0 | 0 | 0
Coal | 6416 | 6416 | 6416 | 6416 | 6416 | 6416
Geo | 0 | 0 | 0 | 0 | 0 | 0
H | 0 | 0 | 0 | 0 | 0 | 0
LFG | 0 | 0 | 0 | 0 | 0 | 0
Nuc | 0 | 0 | 0 | 0 | 1030 | 2570
PS | 0 | 0 | 0 | 0 | 0 | 0
PV | 0 | 0 | 0 | 0 | 1067.26 | 1067.26
PeakG | 0 | 0 | 0 | 0 | 0 | 0
PeakO | 145.65 | 145.65 | 145.65 | 145.65 | 145.65 | 145.65
ST | 0 | 0 | 0 | 0 | 0 | 0
STOG | 2126 | 2126 | 2126 | 2126 | 2126 | 2126
STWD | 139 | 139 | 139 | 139 | 139 | 139
WT | 0 | 0 | 0 | 0 | 2105.9 | 2105.9
IGCC | 0 | 0 | 0 | 0 | 0 | 0
DemandResponse | 0 | 0 | 0 | 0 | 0 | 0
IGCC-CCS | 0 | 0 | 0 | 0 | 0 | 0
WT_off | 0 | 0 | 0 | 0 | 0 | 0
PseudoUnit | 0 | 0 | 0 | 0 | 0 | 0
FixedInterchange | 0 | 0 | 0 | 0 | 0 | 0
Cumulative Retirements of Capacity by Reporting Type: MAPP_CA
ReportingType | 2015 | 2020 | 2025 | 2030 | 2035 | 2040
BM | 0 | 0 | 0 | 0 | 0 | 0
CC | 0 | 0 | 0 | 527.68 | 527.68 | 527.68
CSP | 0 | 0 | 0 | 0 | 0 | 0
CT | 0 | 0 | 0 | 0 | 32.84 | 32.84
Coal | 107.85 | 472.95 | 1743.74 | 1745.9 | 1745.9 | 1745.9
Geo | 0 | 0 | 0 | 0 | 0 | 0
H | 0 | 0 | 0 | 0 | 0 | 0
LFG | 0 | 0 | 0 | 0 | 0 | 0
Nuc | 0 | 0 | 0 | 0 | 0 | 0
PS | 0 | 0 | 0 | 0 | 0 | 0
PV | 0 | 0 | 0 | 0 | 0 | 0
PeakG | 0 | 0 | 0 | 0 | 0 | 0
PeakO | 0 | 0 | 0 | 0 | 0 | 0
ST | 0 | 0 | 0 | 0 | 0 | 0
STOG | 0 | 0 | 0 | 126 | 126 | 126
STWD | 0 | 0 | 0 | 0 | 0 | 0
WT | 0 | 0 | 0 | 0 | 0 | 0
IGCC | 0 | 0 | 0 | 0 | 0 | 0
DemandResponse | 0 | 0 | 0 | 0 | 0 | 0
IGCC-CCS | 0 | 0 | 0 | 0 | 0 | 0
WT_off | 0 | 0 | 0 | 0 | 0 | 0
PseudoUnit | 0 | 0 | 0 | 0 | 0 | 0
FixedInterchange | 0 | 0 | 0 | 0 | 0 | 0
Cumulative Retirements of Capacity by Reporting Type: AZ_NM_SNV_Coal
ReportingType | 2015 | 2020 | 2025 | 2030 | 2035 | 2040
BM | 0 | 0 | 0 | 0 | 0 | 0
CC | 0 | 0 | 0 | 0 | 0 | 0
CSP | 0 | 0 | 0 | 0 | 0 | 0
CT | 0 | 0 | 0 | 0 | 0 | 0
Coal | 0 | 0 | 0 | 0 | 0 | 0
Geo | 0 | 0 | 0 | 0 | 0 | 0
H | 0 | 0 | 0 | 0 | 0 | 0
LFG | 0 | 0 | 0 | 0 | 0 | 0
Nuc | 0 | 0 | 0 | 0 | 0 | 0
PS | 0 | 0 | 0 | 0 | 0 | 0
PV | 0 | 0 | 0 | 0 | 0 | 0
PeakG | 0 | 0 | 0 | 0 | 0 | 0
PeakO | 200 | 200 | 200 | 200 | 200 | 200
ST | 0 | 0 | 0 | 0 | 0 | 0
STOG | 0 | 0 | 0 | 0 | 0 | 0
STWD | 0 | 0 | 0 | 0 | 0 | 0
WT | 0 | 0 | 0 | 0 | 0 | 0
IGCC | 0 | 0 | 0 | 0 | 0 | 0
DemandResponse | 0 | 0 | 0 | 0 | 0 | 0
IGCC-CCS | 0 | 0 | 0 | 0 | 0 | 0
WT_off | 0 | 0 | 0 | 0 | 0 | 0
PseudoUnit | 0 | 0 | 0 | 0 | 0 | 0
FixedInterchange | 0 | 0 | 0 | 0 | 0 | 0
Cumulative Retirements of Capacity by Reporting Type: AZ_NM_SNV_Gas
ReportingType | 2015 | 2020 | 2025 | 2030 | 2035 | 2040
BM | 0 | 0 | 0 | 0 | 0 | 0
CC | 1095 | 1095 | 1095 | 1095 | 1095 | 1095
CSP | 0 | 0 | 0 | 0 | 0 | 0
CT | 0 | 0 | 0 | 0 | 736 | 736
Coal | 0 | 0 | 0 | 0 | 0 | 0
Geo | 0 | 0 | 0 | 0 | 0 | 0
H | 0 | 0 | 0 | 0 | 0 | 0
LFG | 0 | 0 | 0 | 0 | 0 | 0
Nuc | 0 | 0 | 0 | 0 | 0 | 0
PS | 0 | 0 | 0 | 0 | 0 | 0
PV | 0 | 0 | 0 | 0 | 0 | 0
PeakG | 1479.54 | 1479.54 | 1479.54 | 1479.54 | 1479.54 | 3660
PeakO | 0 | 0 | 0 | 0 | 0 | 0
ST | 0 | 0 | 0 | 0 | 0 | 0
STOG | 2064 | 2064 | 2064 | 2064 | 2064 | 2064
STWD | 0 | 0 | 0 | 0 | 0 | 0
WT | 0 | 0 | 0 | 0 | 0 | 0
IGCC | 0 | 0 | 0 | 0 | 0 | 0
DemandResponse | 0 | 0 | 0 | 0 | 0 | 0
IGCC-CCS | 0 | 0 | 0 | 0 | 0 | 0
WT_off | 0 | 0 | 0 | 0 | 0 | 0
PseudoUnit | 0 | 0 | 0 | 0 | 0 | 0
FixedInterchange | 0 | 0 | 0 | 0 | 0 | 0
Cumulative Retirements of Capacity by Reporting Type: AZ_NM_SNV_NucRenew
ReportingType | 2015 | 2020 | 2025 | 2030 | 2035 | 2040
BM | 0 | 0 | 0 | 0 | 0 | 0
CC | 0 | 0 | 0 | 0 | 0 | 0
CSP | 65 | 65 | 65 | 65 | 65 | 65
CT | 0 | 0 | 0 | 0 | 0 | 0
Coal | 0 | 0 | 0 | 0 | 0 | 0
Geo | 0 | 0 | 0 | 0 | 0 | 0
H | 0 | 0 | 0 | 0 | 0 | 0
LFG | 0 | 0 | 0 | 0 | 0 | 0
Nuc | 0 | 0 | 0 | 0 | 0 | 0
PS | 0 | 0 | 0 | 0 | 0 | 0
PV | 0 | 0 | 0 | 0 | 0 | 0
PeakG | 0 | 0 | 0 | 0 | 0 | 0
PeakO | 0 | 0 | 0 | 0 | 0 | 0
ST | 0 | 0 | 0 | 0 | 0 | 0
STOG | 0 | 0 | 0 | 0 | 0 | 0
STWD | 0 | 0 | 0 | 0 | 0 | 0
WT | 0 | 0 | 0 | 0 | 0 | 0
IGCC | 0 | 0 | 0 | 0 | 0 | 0
DemandResponse | 0 | 0 | 0 | 0 | 0 | 0
IGCC-CCS | 0 | 0 | 0 | 0 | 0 | 0
WT_off | 0 | 0 | 0 | 0 | 0 | 0
PseudoUnit | 0 | 0 | 0 | 0 | 0 | 0
FixedInterchange | 0 | 0 | 0 | 0 | 0 | 0
Cumulative Retirements of Capacity by Reporting Type: ERCOT
ReportingType | 2015 | 2020 | 2025 | 2030 | 2035 | 2040
BM | 0 | 0 | 0 | 0 | 0 | 0
CC | 0 | 0 | 0 | 0 | 0 | 0
CSP | 0 | 0 | 0 | 0 | 0 | 0
CT | 0 | 0 | 0 | 0 | 0 | 0
Coal | 1144 | 1144 | 1144 | 1144 | 1144 | 1144
Geo | 0 | 0 | 0 | 0 | 0 | 0
H | 0 | 0 | 0 | 0 | 0 | 0
LFG | 0 | 0 | 0 | 0 | 0 | 0
Nuc | 0 | 0 | 0 | 0 | 0 | 0
PS | 0 | 0 | 0 | 0 | 0 | 0
PV | 0 | 0 | 0 | 0 | 14 | 14
PeakG | 0 | 0 | 0 | 0 | 0 | 0
PeakO | 0 | 0 | 0 | 0 | 0 | 0
ST | 0 | 0 | 0 | 0 | 0 | 0
STOG | 1713.29 | 1713.29 | 1713.29 | 1713.29 | 1713.29 | 1713.29
STWD | 0 | 0 | 0 | 0 | 0 | 0
WT | 0 | 0 | 0 | 0 | 0 | 0
IGCC | 0 | 0 | 0 | 0 | 0 | 0
DemandResponse | 0 | 0 | 0 | 0 | 0 | 0
IGCC-CCS | 0 | 0 | 0 | 0 | 0 | 0
WT_off | 0 | 0 | 0 | 0 | 0 | 0
PseudoUnit | 0 | 0 | 0 | 0 | 0 | 0
FixedInterchange | 0 | 0 | 0 | 0 | 0 | 0
Cumulative Retirements of Capacity by Reporting Type: NP15
ReportingType | 2015 | 2020 | 2025 | 2030 | 2035 | 2040
BM | 0 | 0 | 0 | 0 | 0 | 0
CC | 0 | 0 | 0 | 0 | 0 | 0
CSP | 0 | 0 | 0 | 0 | 0 | 0
CT | 0 | 0 | 0 | 0 | 0 | 0
Coal | 163.7 | 191.9 | 191.9 | 191.9 | 191.9 | 191.9
Geo | 0 | 0 | 0 | 0 | 0 | 0
H | 0 | 0 | 0 | 0 | 0 | 0
LFG | 0 | 0 | 0 | 0 | 0 | 0
Nuc | 0 | 0 | 0 | 0 | 0 | 0
PS | 0 | 0 | 0 | 0 | 0 | 0
PV | 0 | 0 | 0 | 0 | 6.5 | 6.5
PeakG | 0 | 0 | 0 | 0 | 0 | 0
PeakO | 156 | 156 | 156 | 156 | 156 | 156
ST | 0 | 0 | 0 | 0 | 0 | 0
STOG | 1046.4 | 1046.4 | 1046.4 | 1046.4 | 1046.4 | 1046.4
STWD | 0 | 0 | 0 | 0 | 0 | 0
WT | 0 | 0 | 0 | 0 | 0 | 0
IGCC | 0 | 0 | 0 | 0 | 0 | 0
DemandResponse | 0 | 0 | 0 | 0 | 0 | 0
IGCC-CCS | 0 | 0 | 0 | 0 | 0 | 0
WT_off | 0 | 0 | 0 | 0 | 0 | 0
PseudoUnit | 0 | 0 | 0 | 0 | 0 | 0
FixedInterchange | 0 | 0 | 0 | 0 | 0 | 0
Cumulative Retirements of Capacity by Reporting Type: NWPP_Coal
ReportingType | 2015 | 2020 | 2025 | 2030 | 2035 | 2040
BM | 0 | 0 | 0 | 0 | 0 | 0
CC | 0 | 0 | 0 | 0 | 0 | 0
CSP | 0 | 0 | 0 | 0 | 0 | 0
CT | 0 | 0 | 0 | 0 | 0 | 0
Coal | 685.88 | 685.88 | 685.88 | 685.88 | 685.88 | 685.88
Geo | 0 | 0 | 0 | 0 | 0 | 0
H | 0 | 0 | 0 | 0 | 0 | 0
LFG | 0 | 0 | 0 | 0 | 0 | 0
Nuc | 0 | 0 | 0 | 0 | 0 | 0
PS | 0 | 0 | 0 | 0 | 0 | 0
PV | 0 | 0 | 0 | 0 | 0 | 0
PeakG | 0 | 0 | 0 | 0 | 0 | 0
PeakO | 183 | 183 | 183 | 183 | 183 | 183
ST | 0 | 0 | 0 | 0 | 0 | 0
STOG | 0 | 0 | 0 | 0 | 0 | 0
STWD | 0 | 0 | 0 | 0 | 0 | 0
WT | 0 | 0 | 0 | 0 | 0 | 0
IGCC | 0 | 0 | 0 | 0 | 0 | 0
DemandResponse | 0 | 0 | 0 | 0 | 0 | 0
IGCC-CCS | 0 | 0 | 0 | 0 | 0 | 0
WT_off | 0 | 0 | 0 | 0 | 0 | 0
PseudoUnit | 0 | 0 | 0 | 0 | 0 | 0
FixedInterchange | 0 | 0 | 0 | 0 | 0 | 0
Cumulative Retirements of Capacity by Reporting Type: NWPP_Gas
ReportingType | 2015 | 2020 | 2025 | 2030 | 2035 | 2040
BM | 0 | 0 | 0 | 0 | 0 | 0
CC | 1678 | 1678 | 1678 | 1678 | 1678 | 1678
CSP | 0 | 0 | 0 | 0 | 0 | 0
CT | 0 | 0 | 0 | 0 | 150 | 150
Coal | 0 | 0 | 0 | 0 | 0 | 0
Geo | 0 | 0 | 0 | 0 | 0 | 0
H | 0 | 0 | 0 | 0 | 0 | 0
LFG | 0 | 0 | 0 | 0 | 0 | 0
Nuc | 0 | 0 | 0 | 0 | 0 | 0
PS | 0 | 0 | 0 | 0 | 0 | 0
PV | 0 | 0 | 0 | 0 | 0 | 0
PeakG | 2623 | 2623 | 2623 | 2623 | 2623 | 2623
PeakO | 0 | 0 | 0 | 0 | 0 | 0
ST | 0 | 0 | 0 | 0 | 0 | 0
STOG | 786 | 786 | 786 | 786 | 786 | 786
STWD | 0 | 0 | 0 | 0 | 0 | 0
WT | 0 | 0 | 0 | 0 | 0 | 0
IGCC | 0 | 0 | 0 | 0 | 0 | 0
DemandResponse | 0 | 0 | 0 | 0 | 0 | 0
IGCC-CCS | 0 | 0 | 0 | 0 | 0 | 0
WT_off | 0 | 0 | 0 | 0 | 0 | 0
PseudoUnit | 0 | 0 | 0 | 0 | 0 | 0
FixedInterchange | 0 | 0 | 0 | 0 | 0 | 0
Cumulative Retirements of Capacity by Reporting Type: NWPP_NucRenew
ReportingType | 2015 | 2020 | 2025 | 2030 | 2035 | 2040
BM | 0 | 0 | 0 | 0 | 0 | 0
CC | 0 | 0 | 0 | 0 | 0 | 0
CSP | 0 | 0 | 0 | 0 | 0 | 0
CT | 0 | 0 | 0 | 0 | 0 | 0
Coal | 0 | 0 | 0 | 0 | 0 | 0
Geo | 4.8 | 4.8 | 4.8 | 4.8 | 4.8 | 4.8
H | 0 | 0 | 0 | 0 | 0 | 0
LFG | 0 | 0 | 0 | 0 | 0 | 0
Nuc | 0 | 0 | 0 | 0 | 0 | 0
PS | 0 | 0 | 0 | 0 | 0 | 0
PV | 0 | 0 | 0 | 0 | 0 | 0
PeakG | 0 | 0 | 0 | 0 | 0 | 0
PeakO | 0 | 0 | 0 | 0 | 0 | 0
ST | 0 | 0 | 0 | 0 | 0 | 0
STOG | 0 | 0 | 0 | 0 | 0 | 0
STWD | 181.91 | 181.91 | 181.91 | 181.91 | 181.91 | 181.91
WT | 0 | 0 | 0 | 0 | 0 | 0
IGCC | 0 | 0 | 0 | 0 | 0 | 0
DemandResponse | 0 | 0 | 0 | 0 | 0 | 0
IGCC-CCS | 0 | 0 | 0 | 0 | 0 | 0
WT_off | 0 | 0 | 0 | 0 | 0 | 0
PseudoUnit | 0 | 0 | 0 | 0 | 0 | 0
FixedInterchange | 0 | 0 | 0 | 0 | 0 | 0
Cumulative Retirements of Capacity by Reporting Type: RMPA
ReportingType | 2015 | 2020 | 2025 | 2030 | 2035 | 2040
BM | 0 | 0 | 0 | 0 | 0 | 0
CC | 0 | 0 | 0 | 0 | 0 | 0
CSP | 1 | 1 | 1 | 1 | 1 | 1
CT | 0 | 0 | 0 | 0 | 38.47 | 38.47
Coal | 480 | 650.5 | 1102.63 | 1102.63 | 1102.63 | 1249.5
Geo | 0 | 0 | 0 | 0 | 0 | 0
H | 0 | 0 | 0 | 0 | 0 | 0
LFG | 0 | 0 | 0 | 0 | 0 | 0
Nuc | 0 | 0 | 0 | 0 | 0 | 0
PS | 0 | 0 | 0 | 0 | 0 | 0
PV | 0 | 0 | 0 | 0 | 0 | 0
PeakG | 0 | 0 | 0 | 0 | 0 | 0
PeakO | 0 | 0 | 0 | 0 | 0 | 0
ST | 0 | 0 | 0 | 0 | 0 | 0
STOG | 217 | 217 | 217 | 217 | 217 | 217
STWD | 0 | 0 | 0 | 0 | 0 | 0
WT | 0 | 0 | 0 | 0 | 0 | 0
IGCC | 0 | 0 | 0 | 0 | 0 | 0
DemandResponse | 0 | 0 | 0 | 0 | 0 | 0
IGCC-CCS | 0 | 0 | 0 | 0 | 0 | 0
WT_off | 0 | 0 | 0 | 0 | 0 | 0
PseudoUnit | 0 | 0 | 0 | 0 | 0 | 0
FixedInterchange | 0 | 0 | 0 | 0 | 0 | 0
Cumulative Retirements of Capacity by Reporting Type: SP15
ReportingType | 2015 | 2020 | 2025 | 2030 | 2035 | 2040
BM | 0 | 0 | 0 | 0 | 0 | 0
CC | 0 | 0 | 0 | 0 | 0 | 0
CSP | 409 | 409 | 409 | 409 | 409 | 409
CT | 0 | 0 | 0 | 0 | 0 | 0
Coal | 141.5 | 141.5 | 141.5 | 141.5 | 242.7 | 242.7
Geo | 0 | 0 | 0 | 0 | 0 | 0
H | 0 | 0 | 0 | 0 | 0 | 0
LFG | 0 | 0 | 0 | 0 | 0 | 0
Nuc | 0 | 0 | 0 | 0 | 0 | 0
PS | 0 | 0 | 0 | 0 | 0 | 0
PV | 0 | 0 | 0 | 0 | 3.8 | 3.8
PeakG | 44 | 44 | 44 | 44 | 44 | 44
PeakO | 15 | 15 | 15 | 15 | 15 | 15
ST | 0 | 0 | 0 | 0 | 0 | 0
STOG | 958 | 958 | 958 | 958 | 958 | 958
STWD | 0 | 0 | 0 | 0 | 0 | 0
WT | 126.2 | 126.2 | 126.2 | 126.2 | 126.2 | 126.2
IGCC | 0 | 0 | 0 | 0 | 0 | 0
DemandResponse | 0 | 0 | 0 | 0 | 0 | 0
IGCC-CCS | 0 | 0 | 0 | 0 | 0 | 0
WT_off | 0 | 0 | 0 | 0 | 0 | 0
PseudoUnit | 0 | 0 | 0 | 0 | 0 | 0
FixedInterchange | 0 | 0 | 0 | 0 | 0 | 0
Cumulative Retirements of Capacity by Reporting Type: ALB
ReportingType | 2015 | 2020 | 2025 | 2030 | 2035 | 2040
BM | 0 | 0 | 0 | 0 | 0 | 0
CC | 0 | 0 | 0 | 0 | 200.12 | 200.12
CSP | 0 | 0 | 0 | 0 | 0 | 0
CT | 0 | 0 | 0 | 0 | 201.5 | 201.5
Coal | 0 | 0 | 0 | 0 | 0 | 0
Geo | 0 | 0 | 0 | 0 | 0 | 0
H | 0 | 0 | 0 | 0 | 0 | 0
LFG | 0 | 0 | 0 | 0 | 0 | 0
Nuc | 0 | 0 | 0 | 0 | 0 | 0
PS | 0 | 0 | 0 | 0 | 0 | 0
PV | 0 | 0 | 0 | 0 | 0 | 0
PeakG | 880.29 | 914.79 | 914.79 | 914.79 | 914.79 | 914.79
PeakO | 6 | 6 | 6 | 6 | 6 | 6
ST | 0 | 0 | 0 | 0 | 0 | 0
STOG | 186 | 186 | 186 | 186 | 186 | 186
STWD | 174 | 174 | 174 | 174 | 174 | 174
WT | 0 | 0 | 0 | 0 | 0 | 0
IGCC | 0 | 0 | 0 | 0 | 0 | 0
DemandResponse | 0 | 0 | 0 | 0 | 0 | 0
IGCC-CCS | 0 | 0 | 0 | 0 | 0 | 0
WT_off | 0 | 0 | 0 | 0 | 0 | 0
PseudoUnit | 0 | 0 | 0 | 0 | 0 | 0
FixedInterchange | 0 | 0 | 0 | 0 | 0 | 0
Cumulative Retirements of Capacity by Reporting Type: BC
ReportingType | 2015 | 2020 | 2025 | 2030 | 2035 | 2040
BM | 0 | 0 | 0 | 0 | 0 | 0
CC | 0 | 0 | 0 | 0 | 0 | 0
CSP | 0 | 0 | 0 | 0 | 0 | 0
CT | 0 | 0 | 0 | 0 | 0 | 0
Coal | 0 | 0 | 0 | 0 | 0 | 0
Geo | 0 | 0 | 0 | 0 | 0 | 0
H | 0 | 0 | 0 | 0 | 0 | 0
LFG | 0 | 0 | 0 | 0 | 0 | 0
Nuc | 0 | 0 | 0 | 0 | 0 | 0
PS | 0 | 0 | 0 | 0 | 0 | 0
PV | 0 | 0 | 0 | 0 | 0 | 0
PeakG | 0 | 0 | 0 | 0 | 0 | 0
PeakO | 0 | 0 | 0 | 0 | 0 | 0
ST | 0 | 0 | 0 | 0 | 0 | 0
STOG | 938 | 938 | 938 | 938 | 938 | 938
STWD | 0 | 0 | 0 | 0 | 0 | 0
WT | 0 | 0 | 0 | 0 | 0 | 0
IGCC | 0 | 0 | 0 | 0 | 0 | 0
DemandResponse | 0 | 0 | 0 | 0 | 0 | 0
IGCC-CCS | 0 | 0 | 0 | 0 | 0 | 0
WT_off | 0 | 0 | 0 | 0 | 0 | 0
PseudoUnit | 0 | 0 | 0 | 0 | 0 | 0
FixedInterchange | 0 | 0 | 0 | 0 | 0 | 0
Cumulative Retirements of Capacity by Reporting Type: HQ_IESO
ReportingType | 2015 | 2020 | 2025 | 2030 | 2035 | 2040
BM | 0 | 0 | 0 | 0 | 0 | 0
CC | 0 | 0 | 0 | 0 | 0 | 0
CSP | 0 | 0 | 0 | 0 | 0 | 0
CT | 0 | 0 | 0 | 0 | 0 | 0
Coal | 0 | 0 | 0 | 0 | 0 | 0
Geo | 0 | 0 | 0 | 0 | 0 | 0
H | 0 | 0 | 0 | 0 | 0 | 0
LFG | 0 | 0 | 0 | 0 | 0 | 0
Nuc | 0 | 0 | 0 | 0 | 0 | 0
PS | 0 | 0 | 0 | 0 | 0 | 0
PV | 0 | 0 | 0 | 0 | 0 | 0
PeakG | 0 | 0 | 0 | 0 | 0 | 0
PeakO | 0 | 0 | 0 | 0 | 0 | 0
ST | 0 | 0 | 0 | 0 | 0 | 0
STOG | 0 | 0 | 0 | 0 | 0 | 0
STWD | 0 | 0 | 0 | 0 | 0 | 0
WT | 0 | 0 | 0 | 0 | 0 | 0
IGCC | 0 | 0 | 0 | 0 | 0 | 0
DemandResponse | 0 | 0 | 0 | 0 | 0 | 0
IGCC-CCS | 0 | 0 | 0 | 0 | 0 | 0
WT_off | 0 | 0 | 0 | 0 | 0 | 0
PseudoUnit | 0 | 0 | 0 | 0 | 0 | 0
FixedInterchange | 0 | 0 | 0 | 0 | 0 | 0
Cumulative Retirements of Capacity by Reporting Type: HQ_NEISO
ReportingType | 2015 | 2020 | 2025 | 2030 | 2035 | 2040
BM | 0 | 0 | 0 | 0 | 0 | 0
CC | 0 | 0 | 0 | 0 | 0 | 0
CSP | 0 | 0 | 0 | 0 | 0 | 0
CT | 0 | 0 | 0 | 0 | 0 | 0
Coal | 0 | 0 | 0 | 0 | 0 | 0
Geo | 0 | 0 | 0 | 0 | 0 | 0
H | 0 | 0 | 0 | 0 | 0 | 0
LFG | 0 | 0 | 0 | 0 | 0 | 0
Nuc | 0 | 0 | 0 | 0 | 0 | 0
PS | 0 | 0 | 0 | 0 | 0 | 0
PV | 0 | 0 | 0 | 0 | 0 | 0
PeakG | 0 | 0 | 0 | 0 | 0 | 0
PeakO | 0 | 0 | 0 | 0 | 0 | 0
ST | 0 | 0 | 0 | 0 | 0 | 0
STOG | 0 | 0 | 0 | 0 | 0 | 0
STWD | 0 | 0 | 0 | 0 | 0 | 0
WT | 0 | 0 | 0 | 0 | 0 | 0
IGCC | 0 | 0 | 0 | 0 | 0 | 0
DemandResponse | 0 | 0 | 0 | 0 | 0 | 0
IGCC-CCS | 0 | 0 | 0 | 0 | 0 | 0
WT_off | 0 | 0 | 0 | 0 | 0 | 0
PseudoUnit | 0 | 0 | 0 | 0 | 0 | 0
FixedInterchange | 0 | 0 | 0 | 0 | 0 | 0
Cumulative Retirements of Capacity by Reporting Type: HQ_NY
ReportingType | 2015 | 2020 | 2025 | 2030 | 2035 | 2040
BM | 0 | 0 | 0 | 0 | 0 | 0
CC | 0 | 0 | 0 | 0 | 0 | 0
CSP | 0 | 0 | 0 | 0 | 0 | 0
CT | 0 | 0 | 0 | 0 | 0 | 0
Coal | 0 | 0 | 0 | 0 | 0 | 0
Geo | 0 | 0 | 0 | 0 | 0 | 0
H | 0 | 0 | 0 | 0 | 0 | 0
LFG | 0 | 0 | 0 | 0 | 0 | 0
Nuc | 0 | 0 | 0 | 0 | 0 | 0
PS | 0 | 0 | 0 | 0 | 0 | 0
PV | 0 | 0 | 0 | 0 | 0 | 0
PeakG | 0 | 0 | 0 | 0 | 0 | 0
PeakO | 0 | 0 | 0 | 0 | 0 | 0
ST | 0 | 0 | 0 | 0 | 0 | 0
STOG | 0 | 0 | 0 | 0 | 0 | 0
STWD | 0 | 0 | 0 | 0 | 0 | 0
WT | 0 | 0 | 0 | 0 | 0 | 0
IGCC | 0 | 0 | 0 | 0 | 0 | 0
DemandResponse | 0 | 0 | 0 | 0 | 0 | 0
IGCC-CCS | 0 | 0 | 0 | 0 | 0 | 0
WT_off | 0 | 0 | 0 | 0 | 0 | 0
PseudoUnit | 0 | 0 | 0 | 0 | 0 | 0
FixedInterchange | 0 | 0 | 0 | 0 | 0 | 0
Cumulative Retirements of Capacity by Reporting Type: MARITIMES
ReportingType | 2015 | 2020 | 2025 | 2030 | 2035 | 2040
BM | 0 | 0 | 0 | 0 | 0 | 0
CC | 0 | 0 | 0 | 0 | 0 | 0
CSP | 0 | 0 | 0 | 0 | 0 | 0
CT | 0 | 0 | 0 | 0 | 0 | 0
Coal | 0 | 0 | 0 | 0 | 0 | 0
Geo | 0 | 0 | 0 | 0 | 0 | 0
H | 0 | 0 | 0 | 0 | 0 | 0
LFG | 0 | 0 | 0 | 0 | 0 | 0
Nuc | 0 | 0 | 0 | 0 | 0 | 0
PS | 0 | 0 | 0 | 0 | 0 | 0
PV | 0 | 0 | 0 | 0 | 0 | 0
PeakG | 0 | 0 | 0 | 0 | 0 | 0
PeakO | 0 | 0 | 0 | 0 | 0 | 0
ST | 0 | 0 | 0 | 0 | 0 | 0
STOG | 0 | 0 | 0 | 0 | 0 | 0
STWD | 0 | 0 | 0 | 0 | 0 | 0
WT | 0 | 0 | 0 | 0 | 0 | 0
IGCC | 0 | 0 | 0 | 0 | 0 | 0
DemandResponse | 0 | 0 | 0 | 0 | 0 | 0
IGCC-CCS | 0 | 0 | 0 | 0 | 0 | 0
WT_off | 0 | 0 | 0 | 0 | 0 | 0
PseudoUnit | 0 | 0 | 0 | 0 | 0 | 0
FixedInterchange | 0 | 0 | 0 | 0 | 0 | 0
Cumulative Retirements of Capacity by Reporting Type: All
ReportingType | 2015 | 2020 | 2025 | 2030 | 2035 | 2040
BM | 0 | 0 | 0 | 0 | 0 | 192
CC | 8195.03 | 8575.86 | 9077.05 | 9604.74 | 9804.86 | 9804.86
CSP | 475 | 475 | 475 | 475 | 475 | 475
CT | 0 | 0 | 0 | 9.5 | 1168.31 | 1168.31
Coal | 71582.18 | 94206.99 | 104719.44 | 104937.83 | 105039.03 | 105185.9
Geo | 4.8 | 4.8 | 4.8 | 4.8 | 4.8 | 4.8
H | 0 | 0 | 0 | 0 | 0 | 0
LFG | 0 | 0 | 0 | 0 | 0 | 0
Nuc | 0 | 614.5 | 614.5 | 2102.7 | 28678.4 | 48384.39
PS | 0 | 0 | 0 | 0 | 0 | 0
PV | 0 | 0 | 0 | 0 | 1123.56 | 1123.56
PeakG | 5347.26 | 5381.76 | 5381.76 | 5381.76 | 5381.76 | 7562.23
PeakO | 2722.23 | 2722.23 | 2722.23 | 2722.23 | 2722.23 | 2722.23
ST | 0 | 0 | 0 | 0 | 0 | 0
STOG | 43033.82 | 44186.95 | 44186.95 | 44312.95 | 44312.95 | 44312.95
STWD | 494.91 | 494.91 | 494.91 | 494.91 | 494.91 | 494.91
WT | 126.2 | 126.2 | 126.2 | 126.2 | 2232.1 | 2232.1
IGCC | 0 | 0 | 0 | 0 | 0 | 0
DemandResponse | 0 | 0 | 0 | 0 | 0 | 0
IGCC-CCS | 0 | 0 | 0 | 0 | 0 | 0
WT_off | 0 | 0 | 0 | 0 | 468 | 468
PseudoUnit | 0 | 0 | 0 | 0 | 0 | 0
FixedInterchange | 0 | 0 | 0 | 0 | 0 | 0
Cumulative Retirements of Capacity by Reporting Type: EI_US
ReportingType | 2015 | 2020 | 2025 | 2030 | 2035 | 2040
BM | 0 | 0 | 0 | 0 | 0 | 192
CC | 2314.72 | 2695.56 | 3196.75 | 3196.75 | 3196.75 | 3196.75
CSP | 0 | 0 | 0 | 0 | 0 | 0
CT | 0 | 0 | 0 | 9.5 | 9.5 | 9.5
Coal | 62443.25 | 84504.25 | 93293.79 | 93510.03 | 93510.03 | 93510.03
Geo | 0 | 0 | 0 | 0 | 0 | 0
H | 0 | 0 | 0 | 0 | 0 | 0
LFG | 0 | 0 | 0 | 0 | 0 | 0
Nuc | 0 | 614.5 | 614.5 | 2102.7 | 27648.4 | 45814.39
PS | 0 | 0 | 0 | 0 | 0 | 0
PV | 0 | 0 | 0 | 0 | 32 | 32
PeakG | 320.43 | 320.43 | 320.43 | 320.43 | 320.43 | 320.43
PeakO | 2016.58 | 2016.58 | 2016.58 | 2016.58 | 2016.58 | 2016.58
ST | 0 | 0 | 0 | 0 | 0 | 0
STOG | 32999.13 | 34152.26 | 34152.26 | 34152.26 | 34152.26 | 34152.26
STWD | 0 | 0 | 0 | 0 | 0 | 0
WT | 0 | 0 | 0 | 0 | 0 | 0
IGCC | 0 | 0 | 0 | 0 | 0 | 0
DemandResponse | 0 | 0 | 0 | 0 | 0 | 0
IGCC-CCS | 0 | 0 | 0 | 0 | 0 | 0
WT_off | 0 | 0 | 0 | 0 | 468 | 468
PseudoUnit | 0 | 0 | 0 | 0 | 0 | 0
FixedInterchange | 0 | 0 | 0 | 0 | 0 | 0
Cumulative Retirements of Capacity by Reporting Type: EI_Canada
ReportingType | 2015 | 2020 | 2025 | 2030 | 2035 | 2040
BM | 0 | 0 | 0 | 0 | 0 | 0
CC | 3107.31 | 3107.31 | 3107.31 | 3634.99 | 3634.99 | 3634.99
CSP | 0 | 0 | 0 | 0 | 0 | 0
CT | 0 | 0 | 0 | 0 | 32.84 | 32.84
Coal | 6523.85 | 6888.95 | 8159.74 | 8161.9 | 8161.9 | 8161.9
Geo | 0 | 0 | 0 | 0 | 0 | 0
H | 0 | 0 | 0 | 0 | 0 | 0
LFG | 0 | 0 | 0 | 0 | 0 | 0
Nuc | 0 | 0 | 0 | 0 | 1030 | 2570
PS | 0 | 0 | 0 | 0 | 0 | 0
PV | 0 | 0 | 0 | 0 | 1067.26 | 1067.26
PeakG | 0 | 0 | 0 | 0 | 0 | 0
PeakO | 145.65 | 145.65 | 145.65 | 145.65 | 145.65 | 145.65
ST | 0 | 0 | 0 | 0 | 0 | 0
STOG | 2126 | 2126 | 2126 | 2252 | 2252 | 2252
STWD | 139 | 139 | 139 | 139 | 139 | 139
WT | 0 | 0 | 0 | 0 | 2105.9 | 2105.9
IGCC | 0 | 0 | 0 | 0 | 0 | 0
DemandResponse | 0 | 0 | 0 | 0 | 0 | 0
IGCC-CCS | 0 | 0 | 0 | 0 | 0 | 0
WT_off | 0 | 0 | 0 | 0 | 0 | 0
PseudoUnit | 0 | 0 | 0 | 0 | 0 | 0
FixedInterchange | 0 | 0 | 0 | 0 | 0 | 0
Cumulative Retirements of Capacity by Reporting Type: EI
ReportingType | 2015 | 2020 | 2025 | 2030 | 2035 | 2040
BM | 0 | 0 | 0 | 0 | 0 | 192
CC | 5422.03 | 5802.86 | 6304.05 | 6831.74 | 6831.74 | 6831.74
CSP | 0 | 0 | 0 | 0 | 0 | 0
CT | 0 | 0 | 0 | 9.5 | 42.34 | 42.34
Coal | 68967.1 | 91393.21 | 101453.54 | 101671.93 | 101671.93 | 101671.93
Geo | 0 | 0 | 0 | 0 | 0 | 0
H | 0 | 0 | 0 | 0 | 0 | 0
LFG | 0 | 0 | 0 | 0 | 0 | 0
Nuc | 0 | 614.5 | 614.5 | 2102.7 | 28678.4 | 48384.39
PS | 0 | 0 | 0 | 0 | 0 | 0
PV | 0 | 0 | 0 | 0 | 1099.26 | 1099.26
PeakG | 320.43 | 320.43 | 320.43 | 320.43 | 320.43 | 320.43
PeakO | 2162.23 | 2162.23 | 2162.23 | 2162.23 | 2162.23 | 2162.23
ST | 0 | 0 | 0 | 0 | 0 | 0
STOG | 35125.13 | 36278.26 | 36278.26 | 36404.26 | 36404.26 | 36404.26
STWD | 139 | 139 | 139 | 139 | 139 | 139
WT | 0 | 0 | 0 | 0 | 2105.9 | 2105.9
IGCC | 0 | 0 | 0 | 0 | 0 | 0
DemandResponse | 0 | 0 | 0 | 0 | 0 | 0
IGCC-CCS | 0 | 0 | 0 | 0 | 0 | 0
WT_off | 0 | 0 | 0 | 0 | 468 | 468
PseudoUnit | 0 | 0 | 0 | 0 | 0 | 0
FixedInterchange | 0 | 0 | 0 | 0 | 0 | 0
Cumulative Retirements of Capacity by Reporting Type: Outside_EI
ReportingType | 2015 | 2020 | 2025 | 2030 | 2035 | 2040
BM | 0 | 0 | 0 | 0 | 0 | 0
CC | 2773 | 2773 | 2773 | 2773 | 2973.12 | 2973.12
CSP | 475 | 475 | 475 | 475 | 475 | 475
CT | 0 | 0 | 0 | 0 | 1125.97 | 1125.97
Coal | 2615.08 | 2813.78 | 3265.91 | 3265.91 | 3367.1 | 3513.98
Geo | 4.8 | 4.8 | 4.8 | 4.8 | 4.8 | 4.8
H | 0 | 0 | 0 | 0 | 0 | 0
LFG | 0 | 0 | 0 | 0 | 0 | 0
Nuc | 0 | 0 | 0 | 0 | 0 | 0
PS | 0 | 0 | 0 | 0 | 0 | 0
PV | 0 | 0 | 0 | 0 | 24.3 | 24.3
PeakG | 5026.83 | 5061.33 | 5061.33 | 5061.33 | 5061.33 | 7241.79
PeakO | 560 | 560 | 560 | 560 | 560 | 560
ST | 0 | 0 | 0 | 0 | 0 | 0
STOG | 7908.69 | 7908.69 | 7908.69 | 7908.69 | 7908.69 | 7908.69
STWD | 355.91 | 355.91 | 355.91 | 355.91 | 355.91 | 355.91
WT | 126.2 | 126.2 | 126.2 | 126.2 | 126.2 | 126.2
IGCC | 0 | 0 | 0 | 0 | 0 | 0
DemandResponse | 0 | 0 | 0 | 0 | 0 | 0
IGCC-CCS | 0 | 0 | 0 | 0 | 0 | 0
WT_off | 0 | 0 | 0 | 0 | 0 | 0
PseudoUnit | 0 | 0 | 0 | 0 | 0 | 0
FixedInterchange | 0 | 0 | 0 | 0 | 0 | 0
#5 | Total Installed ACTIVE Capacity (MW)
Total Installed Capacity by Reporting Type: Entergy
ReportingType | 2015 | 2020 | 2025 | 2030 | 2035 | 2040
BM | 0 | 0 | 0 | 0 | 0 | 0
CC | 13885 | 13885 | 13885 | 13885 | 13885 | 13885
CSP | 0 | 0 | 0 | 0 | 0 | 0
CT | 0 | 0 | 0 | 766.17 | 927.32 | 2552.99
Coal | 8136 | 8136 | 7600.41 | 7600.41 | 7600.41 | 7600.41
Geo | 0 | 0 | 0 | 0 | 0 | 0
H | 744 | 744 | 744 | 744 | 744 | 744
LFG | 8 | 8 | 8 | 115.4 | 115.4 | 115.4
Nuc | 5422 | 5422 | 5422 | 5422 | 4580 | 3583
PS | 59 | 59 | 59 | 59 | 59 | 59
PV | 0.29 | 65.33 | 100.79 | 104.2 | 108.02 | 110.63
PeakG | 2787 | 2787 | 2787 | 2787 | 2787 | 2787
PeakO | 174 | 174 | 174 | 174 | 174 | 174
ST | 0 | 0 | 0 | 0 | 0 | 0
STOG | 3951.72 | 3951.72 | 3951.72 | 3951.72 | 3951.72 | 3951.72
STWD | 206 | 206 | 206 | 206 | 206 | 206
WT | 107 | 107 | 107 | 107 | 107 | 207
IGCC | 0 | 0 | 0 | 0 | 0 | 0
DemandResponse | 301.55 | 1538.95 | 2854.33 | 2930.78 | 3009.27 | 3089.87
IGCC-CCS | 0 | 0 | 0 | 0 | 0 | 0
WT_off | 0 | 0 | 0 | 0 | 0 | 0
PseudoUnit | 0 | 0 | 0 | 0 | 0 | 0
FixedInterchange | 0 | 0 | 0 | 0 | 0 | 0
Total Installed Capacity by Reporting Type: FRCC
ReportingType | 2015 | 2020 | 2025 | 2030 | 2035 | 2040
BM | 0 | 0 | 0 | 0 | 0 | 0
CC | 23300.9 | 27609.35 | 28406.44 | 28916.66 | 37999.43 | 43285.09
CSP | 0 | 0 | 0 | 0 | 0 | 0
CT | 2480 | 2480 | 2480 | 2480 | 2480 | 2480
Coal | 8997.4 | 8128.4 | 8128.4 | 8128.4 | 8128.4 | 8128.4
Geo | 0 | 0 | 0 | 0 | 0 | 0
H | 55 | 55 | 55 | 55 | 55 | 55
LFG | 486 | 486 | 684 | 684 | 684 | 684
Nuc | 4131.33 | 4131.33 | 4131.33 | 4131.33 | 2516 | 839
PS | 0 | 0 | 0 | 0 | 0 | 0
PV | 51 | 51 | 51 | 51 | 51 | 51
PeakG | 8431 | 8431 | 8431 | 8431 | 8431 | 8431
PeakO | 2283 | 2283 | 2283 | 2283 | 2283 | 2283
ST | 0 | 0 | 0 | 0 | 0 | 0
STOG | 4460.65 | 3307.52 | 3307.52 | 3307.52 | 3307.52 | 3307.52
STWD | 195 | 195 | 195 | 195 | 195 | 195
WT | 0 | 0 | 0 | 0 | 0 | 0
IGCC | 0 | 0 | 0 | 0 | 0 | 0
DemandResponse | 2734.45 | 3962.85 | 5527.63 | 5878.95 | 6252.59 | 6649.99
IGCC-CCS | 0 | 0 | 0 | 0 | 0 | 0
WT_off | 0 | 0 | 0 | 0 | 0 | 0
PseudoUnit | 0 | 0 | 0 | 0 | 0 | 0
FixedInterchange | 0 | 0 | 0 | 0 | 0 | 0
Total Installed Capacity by Reporting Type: MAPP_US
ReportingType | 2015 | 2020 | 2025 | 2030 | 2035 | 2040
BM | 0 | 0 | 0 | 0 | 0 | 0
CC | 289 | 289 | 289 | 289 | 289 | 289
CSP | 0 | 0 | 0 | 0 | 0 | 0
CT | 308.3 | 308.3 | 308.3 | 308.3 | 1061.63 | 1164.32
Coal | 2933.9 | 2360 | 2360 | 2360 | 2360 | 2360
Geo | 44 | 44 | 44 | 44 | 44 | 44
H | 2186 | 2186 | 2186 | 2186 | 2186 | 2186
LFG | 2 | 2 | 2 | 73.67 | 73.67 | 73.67
Nuc | 0.1 | 0.1 | 0.1 | 0.1 | 0.1 | 0.1
PS | 0 | 0 | 0 | 0 | 0 | 0
PV | 0 | 0 | 0 | 0 | 0 | 0
PeakG | 709 | 709 | 709 | 709 | 709 | 709
PeakO | 79.35 | 79.35 | 79.35 | 79.35 | 79.35 | 79.35
ST | 0 | 0 | 0 | 0 | 0 | 0
STOG | 0 | 0 | 0 | 0 | 0 | 0
STWD | 0 | 0 | 0 | 0 | 0 | 0
WT | 1689.3 | 2996.54 | 2996.54 | 6798.73 | 7600.66 | 10121.46
IGCC | 0 | 0 | 0 | 0 | 0 | 0
DemandResponse | 59 | 199.4 | 353.8 | 367.81 | 382.38 | 397.53
IGCC-CCS | 0 | 0 | 0 | 0 | 0 | 0
WT_off | 0 | 0 | 0 | 0 | 0 | 0
PseudoUnit | 0 | 0 | 0 | 0 | 0 | 0
FixedInterchange | 0 | 0 | 0 | 0 | 0 | 0
Total Installed Capacity by Reporting Type: MISO_IN
ReportingType | 2015 | 2020 | 2025 | 2030 | 2035 | 2040
BM | 0 | 0 | 0 | 0 | 0 | 0
CC | 1396 | 1396 | 1396 | 1396 | 1396 | 1650.43
CSP | 0 | 0 | 0 | 0 | 0 | 0
CT | 0 | 0 | 0 | 0 | 0 | 0
Coal | 13385.8 | 13385.81 | 13385.81 | 13385.81 | 13385.81 | 13385.81
Geo | 0 | 0 | 0 | 0 | 0 | 0
H | 75 | 75 | 75 | 75 | 75 | 75
LFG | 37 | 37 | 117.12 | 117.13 | 117.13 | 117.13
Nuc | 0.1 | 0.1 | 0.1 | 0.1 | 0.1 | 0.1
PS | 0 | 0 | 0 | 0 | 0 | 0
PV | 0 | 235.95 | 383.16 | 383.16 | 394.79 | 408.27
PeakG | 3053 | 3053 | 3053 | 3053 | 3053 | 3053
PeakO | 361 | 361 | 361 | 361 | 361 | 361
ST | 0 | 0 | 0 | 0 | 0 | 0
STOG | 279 | 279 | 279 | 279 | 279 | 279
STWD | 0 | 0 | 0 | 0 | 0 | 0
WT | 535 | 535 | 535 | 535 | 535 | 535
IGCC | 618 | 618 | 618 | 618 | 618 | 618
DemandResponse | 1068.55 | 1287.74 | 1545.09 | 1592.8 | 1641.97 | 1692.67
IGCC-CCS | 0 | 0 | 0 | 0 | 0 | 0
WT_off | 0 | 0 | 0 | 0 | 0 | 0
PseudoUnit | 0 | 0 | 0 | 0 | 0 | 0
FixedInterchange | 0 | 0 | 0 | 0 | 0 | 0
Total Installed Capacity by Reporting Type: MISO_MI
ReportingType | 2015 | 2020 | 2025 | 2030 | 2035 | 2040
BM | 0 | 0 | 0 | 0 | 0 | 0
CC | 4338 | 4338 | 4338 | 4338 | 4338 | 4338
CSP | 0 | 0 | 0 | 0 | 0 | 0
CT | 0 | 0 | 0 | 0 | 0 | 0
Coal | 8466 | 7279.01 | 7279.01 | 7279.01 | 7279.01 | 7279.01
Geo | 0 | 0 | 0 | 0 | 0 | 0
H | 141 | 141 | 141 | 141 | 141 | 141
LFG | 163 | 215.62 | 323.25 | 323.25 | 323.25 | 323.25
Nuc | 1889 | 1889 | 1889 | 1889 | 1111 | 1111
PS | 1872 | 1872 | 1872 | 1872 | 1872 | 1872
PV | 0 | 0 | 0 | 0 | 0 | 0
PeakG | 3562 | 3562 | 3562 | 3562 | 3562 | 3562
PeakO | 534 | 534 | 534 | 534 | 534 | 534
ST | 0 | 0 | 0 | 0 | 0 | 0
STOG | 2852 | 2852 | 2852 | 2852 | 2852 | 2852
STWD | 163 | 163 | 163 | 163 | 163 | 163
WT | 2161 | 2465.83 | 2465.83 | 2608.63 | 2761 | 2912.54
IGCC | 0 | 0 | 0 | 0 | 0 | 0
DemandResponse | 1838.88 | 2351.35 | 3000.3 | 3120.7 | 3245.93 | 3376.18
IGCC-CCS | 0 | 0 | 0 | 0 | 0 | 0
WT_off | 0 | 0 | 0 | 0 | 0 | 0
PseudoUnit | 0 | 0 | 0 | 0 | 0 | 0
FixedInterchange | 0 | 0 | 0 | 0 | 0 | 0
Total Installed Capacity by Reporting Type: MISO_MO-IL
ReportingType | 2015 | 2020 | 2025 | 2030 | 2035 | 2040
BM | 0 | 0 | 0 | 0 | 0 | 0
CC | 1058 | 1058 | 1058 | 1058 | 1058 | 1058
CSP | 0 | 0 | 0 | 0 | 0 | 0
CT | 0 | 0 | 0 | 0 | 0 | 0
Coal | 13512.01 | 11956 | 11956.01 | 11956.01 | 11956.01 | 11956.01
Geo | 0 | 0 | 0 | 0 | 0 | 0
H | 352 | 632 | 632 | 632 | 632 | 632
LFG | 18 | 18 | 241.33 | 241.33 | 241.33 | 241.33
Nuc | 2233 | 2233 | 2233 | 2233 | 2233 | 2233
PS | 440 | 440 | 440 | 440 | 440 | 440
PV | 0 | 0 | 0 | 0 | 0 | 0
PeakG | 4595 | 4595 | 4595 | 4595 | 4595 | 4595
PeakO | 766 | 766 | 766 | 766 | 766 | 766
ST | 0 | 0 | 0 | 0 | 0 | 0
STOG | 592 | 592 | 592 | 592 | 592 | 592
STWD | 0 | 0 | 0 | 0 | 0 | 0
WT | 678 | 678 | 678 | 678 | 678 | 4867.31
IGCC | 0 | 0 | 0 | 0 | 0 | 0
DemandResponse | 301.14 | 1139.8 | 2067.65 | 2153.82 | 2243.59 | 2337.1
IGCC-CCS | 0 | 0 | 0 | 0 | 0 | 0
WT_off | 0 | 0 | 0 | 0 | 0 | 0
PseudoUnit | 0 | 0 | 0 | 0 | 0 | 0
FixedInterchange | 0 | 0 | 0 | 0 | 0 | 0
Total Installed Capacity by Reporting Type: MISO_W
ReportingType | 2015 | 2020 | 2025 | 2030 | 2035 | 2040
BM | 0 | 0 | 0 | 0 | 0 | 0
CC | 3025 | 3025 | 3025 | 3025 | 3025 | 3025
CSP | 0 | 0 | 0 | 0 | 0 | 0
CT | 0 | 0 | 0 | 0 | 0 | 0
Coal | 12483.22 | 11006.03 | 11006.03 | 11006.04 | 11006.04 | 11006.04
Geo | 0 | 0 | 0 | 0 | 0 | 0
H | 497 | 497 | 497 | 497 | 497 | 497
LFG | 205 | 205 | 276.67 | 276.67 | 276.67 | 276.67
Nuc | 2361.33 | 2361.33 | 2361.33 | 2361.33 | 0.1 | 0.1
PS | 0 | 0 | 0 | 0 | 0 | 0
PV | 0 | 0 | 0 | 0 | 0 | 0
PeakG | 4522 | 4522 | 4522 | 4522 | 4522 | 4522
PeakO | 2154 | 2154 | 2154 | 2154 | 2154 | 2154
ST | 0 | 0 | 0 | 0 | 0 | 0
STOG | 172 | 172 | 172 | 172 | 172 | 172
STWD | 313 | 313 | 313 | 313 | 313 | 313
WT | 8358.5 | 8429.8 | 12363.52 | 29457.84 | 29457.84 | 29457.84
IGCC | 0 | 0 | 0 | 0 | 0 | 0
DemandResponse | 2622.87 | 2885.77 | 3318.4 | 3449.86 | 3586.51 | 3728.59
IGCC-CCS | 0 | 0 | 0 | 0 | 0 | 0
WT_off | 0 | 0 | 0 | 0 | 0 | 0
PseudoUnit | 0 | 0 | 0 | 0 | 0 | 0
FixedInterchange | 0 | 0 | 0 | 0 | 0 | 0
Total Installed Capacity by Reporting Type: MISO_WUMS
ReportingType | 2015 | 2020 | 2025 | 2030 | 2035 | 2040
BM | 0 | 0 | 0 | 0 | 0 | 0
CC | 2724 | 2724 | 2724 | 2724 | 2724 | 2724
CSP | 0 | 0 | 0 | 0 | 0 | 0
CT | 0 | 4466.06 | 6783.6 | 11758.84 | 22921.36 | 26129.55
Coal | 5749.1 | 5749.1 | 5749.1 | 5749.11 | 5749.11 | 5749.11
Geo | 0 | 0 | 0 | 0 | 0 | 0
H | 336 | 337 | 337 | 337 | 337 | 337
LFG | 71 | 71 | 294.33 | 294.33 | 294.33 | 294.33
Nuc | 1817 | 1817 | 1817 | 1817 | 0.1 | 0.1
PS | 0 | 0 | 0 | 0 | 0 | 0
PV | 0 | 0 | 0 | 0 | 0 | 0
PeakG | 3230 | 3230 | 3230 | 3230 | 3230 | 3230
PeakO | 490 | 490 | 490 | 490 | 490 | 490
ST | 0 | 0 | 0 | 0 | 0 | 0
STOG | 300.5 | 300.5 | 300.5 | 300.5 | 300.5 | 300.5
STWD | 105 | 105 | 105 | 105 | 105 | 105
WT | 1528.9 | 1528.9 | 1528.9 | 1528.9 | 1559.7 | 1559.7
IGCC | 0 | 0 | 0 | 0 | 0 | 0
DemandResponse | 193.34 | 453.12 | 737.75 | 762.42 | 787.92 | 814.26
IGCC-CCS | 0 | 0 | 0 | 0 | 0 | 0
WT_off | 0 | 0 | 0 | 0 | 0 | 0
PseudoUnit | 0 | 0 | 0 | 0 | 0 | 0
FixedInterchange | 0 | 0 | 0 | 0 | 0 | 0
Total Installed Capacity by Reporting Type: Nebraska
ReportingType | 2015 | 2020 | 2025 | 2030 | 2035 | 2040
BM | 0 | 0 | 0 | 0 | 0 | 0
CC | 358 | 358 | 358 | 358 | 358 | 358
CSP | 0 | 0 | 0 | 0 | 0 | 0
CT | 0 | 0 | 0 | 0 | 0 | 0
Coal | 4110.1 | 3834.5 | 2925.3 | 2925.3 | 2925.3 | 2925.3
Geo | 0 | 0 | 0 | 0 | 0 | 0
H | 167 | 167 | 167 | 167 | 167 | 167
LFG | 6 | 6 | 6 | 77.67 | 77.67 | 77.67
Nuc | 1252 | 1252 | 1252 | 1252 | 0.2 | 0.2
PS | 0 | 0 | 0 | 0 | 0 | 0
PV | 0 | 0 | 0 | 0 | 0 | 0
PeakG | 1305 | 1305 | 1305 | 1305 | 1305 | 1305
PeakO | 326 | 326 | 326 | 326 | 326 | 326
ST | 0 | 0 | 0 | 0 | 0 | 0
STOG | 0.05 | 0.05 | 0.05 | 0.05 | 0.05 | 0.05
STWD | 0 | 0 | 0 | 0 | 0 | 0
WT | 344 | 18083.46 | 43724.47 | 65204.13 | 69979.86 | 69979.86
IGCC | 0 | 0 | 0 | 0 | 0 | 0
DemandResponse | 624.42 | 756.13 | 918.4 | 954.78 | 992.6 | 1031.92
IGCC-CCS | 0 | 0 | 0 | 0 | 0 | 0
WT_off | 0 | 0 | 0 | 0 | 0 | 0
PseudoUnit | 0 | 0 | 0 | 0 | 0 | 0
FixedInterchange | 0 | 0 | 0 | 0 | 0 | 0
Total Installed Capacity by Reporting Type: NEISO
ReportingType | 2015 | 2020 | 2025 | 2030 | 2035 | 2040
BM | 252.2 | 252.2 | 252.2 | 252.2 | 252.2 | 252.2
CC | 11811.53 | 11430.69 | 10929.5 | 10929.5 | 10929.5 | 10929.5
CSP | 0 | 0 | 0 | 0 | 0 | 0
CT | 334 | 334 | 334 | 324.5 | 324.5 | 324.5
Coal | 320 | 0 | 0 | 0 | 0 | 0
Geo | 0 | 0 | 0 | 0 | 0 | 0
H | 3257.7 | 3260.7 | 3260.7 | 3260.7 | 3260.7 | 3260.7
LFG | 581.26 | 581.26 | 651 | 651 | 651 | 651
Nuc | 4645 | 4645 | 4645 | 4645 | 3356 | 2479.08
PS | 1674 | 1674 | 1674 | 1674 | 1674 | 1674
PV | 2 | 325.36 | 326.85 | 326.85 | 326.85 | 326.9
PeakG | 1200 | 1200 | 1200 | 1200 | 1200 | 1200
PeakO | 863.77 | 863.77 | 863.77 | 863.77 | 863.77 | 863.77
ST | 0 | 0 | 0 | 0 | 0 | 0
STOG | 0 | 0 | 0 | 0 | 0 | 0
STWD | 610 | 610 | 610 | 610 | 610 | 610
WT | 434.2 | 1934.08 | 3903.14 | 4612.16 | 5279.69 | 5279.69
IGCC | 0 | 0 | 0 | 0 | 0 | 0
DemandResponse | 3092.4 | 3627.72 | 4230.66 | 4257.78 | 4282.5 | 4307.35
IGCC-CCS | 0 | 0 | 0 | 0 | 0 | 0
WT_off | 468 | 468 | 468 | 468 | 0 | 0
PseudoUnit | 0 | 0 | 0 | 0 | 0 | 0
FixedInterchange | 0 | 0 | 0 | 0 | 0 | 0
Total Installed Capacity by Reporting Type: NonRTO_Midwest
ReportingType | 2015 | 2020 | 2025 | 2030 | 2035 | 2040
BM | 0 | 0 | 0 | 0 | 0 | 0
CC | 0 | 389.12 | 389.12 | 389.12 | 389.13 | 640.29
CSP | 0 | 0 | 0 | 0 | 0 | 0
CT | 0 | 0 | 0 | 0 | 0 | 0
Coal | 8840.55 | 8840.55 | 8840.55 | 8840.55 | 8840.55 | 8840.55
Geo | 0 | 0 | 0 | 0 | 0 | 0
H | 143 | 143 | 889 | 889 | 889 | 889
LFG | 14 | 14 | 174.25 | 174.25 | 174.25 | 174.25
Nuc | 0.1 | 0.1 | 0.1 | 0.1 | 0.1 | 0.1
PS | 0 | 0 | 0 | 0 | 0 | 0
PV | 0 | 0 | 0 | 0 | 0 | 0
PeakG | 3353 | 3353 | 3353 | 3353 | 3353 | 3353
PeakO | 12 | 12 | 12 | 12 | 12 | 12
ST | 0 | 0 | 0 | 0 | 0 | 0
STOG | 0 | 0 | 0 | 0 | 0 | 0
STWD | 0 | 0 | 0 | 0 | 0 | 0
WT | 66 | 66 | 66 | 66 | 66 | 66
IGCC | 0 | 0 | 0 | 0 | 0 | 0
DemandResponse | 193.98 | 453.37 | 727.88 | 745.89 | 764.35 | 783.26
IGCC-CCS | 0 | 0 | 0 | 0 | 0 | 0
WT_off | 0 | 0 | 0 | 0 | 0 | 0
PseudoUnit | 0 | 0 | 0 | 0 | 0 | 0
FixedInterchange | 0 | 0 | 0 | 0 | 0 | 0
Total Installed Capacity by Reporting Type: NYISO_A-F
ReportingType | 2015 | 2020 | 2025 | 2030 | 2035 | 2040
BM | 0 | 0 | 0 | 0 | 0 | 0
CC | 3619.25 | 3619.25 | 3619.25 | 3619.25 | 3619.25 | 3619.25
CSP | 0 | 0 | 0 | 0 | 0 | 0
CT | 0 | 0 | 0 | 0 | 0 | 0
Coal | 0 | 0 | 0 | 0 | 0 | 0
Geo | 0 | 0 | 0 | 0 | 0 | 0
H | 4395 | 4395 | 4395 | 4395 | 4395 | 4395
LFG | 172.4 | 172.4 | 172.4 | 240.33 | 240.33 | 240.33
Nuc | 3365 | 3365 | 3365 | 2743.8 | 2163.3 | 1311.1
PS | 1412 | 1412 | 1412 | 1412 | 1412 | 1412
PV | 0 | 0 | 0 | 0 | 0 | 0
PeakG | 221 | 221 | 221 | 221 | 221 | 221
PeakO | 39 | 39 | 39 | 39 | 39 | 39
ST | 0 | 0 | 0 | 0 | 0 | 0
STOG | 0 | 0 | 0 | 0 | 0 | 0
STWD | 86 | 86 | 86 | 86 | 86 | 86
WT | 3759.3 | 4469.1 | 4469.1 | 4469.1 | 4469.1 | 4469.1
IGCC | 0 | 0 | 0 | 0 | 0 | 0
DemandResponse | 907.2 | 1018.15 | 1143.28 | 1172.73 | 1202.95 | 1233.94
IGCC-CCS | 0 | 0 | 0 | 0 | 0 | 0
WT_off | 0 | 0 | 0 | 0 | 0 | 0
PseudoUnit | 0 | 0 | 0 | 0 | 0 | 0
FixedInterchange | 0 | 0 | 0 | 0 | 0 | 0
Total Installed Capacity by Reporting Type: NYISO_G-I
ReportingType | 2015 | 2020 | 2025 | 2030 | 2035 | 2040
BM | 0 | 0 | 0 | 0 | 0 | 0
CC | 1157 | 1157 | 1157 | 1157 | 2648.84 | 5343.25
CSP | 0 | 0 | 0 | 0 | 0 | 0
CT | 0 | 0 | 0 | 0 | 0 | 0
Coal | 0 | 0 | 0 | 0 | 0 | 0
Geo | 0 | 0 | 0 | 0 | 0 | 0
H | 32 | 32 | 32 | 32 | 32 | 32
LFG | 64 | 64 | 86.78 | 138.33 | 138.33 | 138.33
Nuc | 2045 | 2045 | 2045 | 2045 | 1025.4 | 0.4
PS | 0 | 0 | 0 | 0 | 0 | 0
PV | 0 | 0 | 0 | 0 | 0 | 0
PeakG | 65 | 65 | 65 | 65 | 65 | 65
PeakO | 87 | 87 | 87 | 87 | 87 | 87
ST | 0 | 0 | 0 | 0 | 0 | 0
STOG | 0 | 0 | 0 | 0 | 0 | 0
STWD | 0 | 0 | 0 | 0 | 0 | 0
WT | 0 | 60 | 60 | 60 | 60 | 60
IGCC | 0 | 0 | 0 | 0 | 0 | 0
DemandResponse | 339.56 | 380.32 | 434.34 | 453.11 | 472.7 | 493.13
IGCC-CCS | 0 | 0 | 0 | 0 | 0 | 0
WT_off | 0 | 0 | 0 | 0 | 0 | 0
PseudoUnit | 0 | 0 | 0 | 0 | 0 | 0
FixedInterchange | 0 | 0 | 0 | 0 | 0 | 0
Total Installed Capacity by Reporting Type: NYISO_J-K
ReportingType | 2015 | 2020 | 2025 | 2030 | 2035 | 2040
BM | 0 | 0 | 0 | 0 | 0 | 0
CC | 4833.4 | 4833.4 | 4833.4 | 4833.4 | 4833.4 | 4833.4
CSP | 0 | 0 | 0 | 0 | 0 | 0
CT | 0 | 0 | 0 | 335.02 | 2019.75 | 2850.16
Coal | 0 | 0 | 0 | 0 | 0 | 0
Geo | 0 | 0 | 0 | 0 | 0 | 0
H | 0 | 0 | 0 | 0 | 0 | 0
LFG | 124 | 124 | 124 | 198.33 | 198.33 | 198.33
Nuc | 0.1 | 0.1 | 0.1 | 0.1 | 0.1 | 0.1
PS | 0 | 0 | 0 | 0 | 0 | 0
PV | 32 | 32 | 32 | 32 | 0 | 0
PeakG | 2778 | 2778 | 2778 | 2778 | 2778 | 2778
PeakO | 2169 | 2169 | 2169 | 2169 | 2169 | 2169
ST | 0 | 0 | 0 | 0 | 0 | 0
STOG | 4229.98 | 4229.98 | 4229.98 | 4229.98 | 4229.98 | 4229.98
STWD | 0 | 0 | 0 | 0 | 0 | 0
WT | 0 | 0 | 0 | 0 | 0 | 0
IGCC | 0 | 0 | 0 | 0 | 0 | 0
DemandResponse | 1319.07 | 1502.66 | 1718.62 | 1795.58 | 1875.99 | 1960
IGCC-CCS | 0 | 0 | 0 | 0 | 0 | 0
WT_off | 0 | 0 | 0 | 0 | 0 | 0
PseudoUnit | 0 | 0 | 0 | 0 | 0 | 0
FixedInterchange | 0 | 0 | 0 | 0 | 0 | 0
Total Installed Capacity by Reporting Type: PJM_E
ReportingType | 2015 | 2020 | 2025 | 2030 | 2035 | 2040
BM | 30 | 30 | 30 | 30 | 30 | 30
CC | 12283.3 | 12283.3 | 12283.3 | 12283.3 | 12283.3 | 12283.3
CSP | 0 | 0 | 0 | 0 | 0 | 0
CT | 26.2 | 26.2 | 26.2 | 26.2 | 1986.43 | 1986.43
Coal | 595 | 27 | 27 | 27.01 | 27.01 | 27.01
Geo | 0 | 0 | 0 | 0 | 0 | 0
H | 269.99 | 269.99 | 269.99 | 269.99 | 269.99 | 269.99
LFG | 471.1 | 604 | 604 | 604 | 604 | 604
Nuc | 8510 | 7895.5 | 7895.5 | 7895.5 | 5671.5 | 4497.5
PS | 400 | 400 | 400 | 400 | 400 | 400
PV | 47.45 | 47.45 | 47.45 | 47.45 | 47.45 | 47.45
PeakG | 3877.5 | 3877.5 | 3877.5 | 3877.5 | 3877.5 | 3877.5
PeakO | 2749.3 | 2749.3 | 2749.3 | 2749.3 | 2749.3 | 2749.3
ST | 0 | 0 | 0 | 0 | 0 | 0
STOG | 2622.5 | 2622.5 | 2622.5 | 2622.5 | 2622.5 | 2622.5
STWD | 0 | 0 | 0 | 0 | 0 | 0
WT | 1160 | 1160 | 1160 | 1160 | 1160 | 1160
IGCC | 0 | 0 | 0 | 0 | 0 | 0
DemandResponse | 1256.73 | 1718.17 | 2388.62 | 2469.72 | 2553.57 | 2640.27
IGCC-CCS | 0 | 0 | 0 | 0 | 0 | 0
WT_off | 0 | 0 | 1100 | 1100 | 1100 | 1100
PseudoUnit | 0 | 0 | 0 | 0 | 0 | 0
FixedInterchange | 0 | 0 | 0 | 0 | 0 | 0
Total Installed Capacity by Reporting Type: PJM_ROM
ReportingType | 2015 | 2020 | 2025 | 2030 | 2035 | 2040
BM | 18 | 18 | 18 | 18 | 18 | 18
CC | 5664.5 | 5664.5 | 5664.5 | 5664.5 | 5664.5 | 18681.17
CSP | 0 | 0 | 0 | 0 | 0 | 0
CT | 16 | 16 | 16 | 16 | 16 | 16
Coal | 7743.5 | 7743.5 | 7743.5 | 7743.51 | 7743.51 | 7743.51
Geo | 0 | 0 | 0 | 0 | 0 | 0
H | 1392 | 1477.18 | 2070 | 2070 | 2070 | 2070
LFG | 356.9 | 622 | 622 | 622 | 622 | 622
Nuc | 5036 | 5036 | 5036 | 5036 | 3304 | 2405
PS | 1513 | 1513 | 1513 | 1513 | 1513 | 1513
PV | 4 | 1413.56 | 2302.2 | 2542.94 | 2638.19 | 2752.12
PeakG | 1719 | 1719 | 1719 | 1719 | 1719 | 1719
PeakO | 1566 | 1566 | 1566 | 1566 | 1566 | 1566
ST | 0 | 0 | 0 | 0 | 0 | 0
STOG | 3529 | 3529 | 3529 | 3529 | 3529 | 3529
STWD | 70 | 70 | 70 | 70 | 70 | 70
WT | 1210.8 | 1961 | 7607.06 | 7607.06 | 7607.06 | 7607.06
IGCC | 0 | 0 | 0 | 0 | 0 | 0
DemandResponse | 2307.31 | 2787.75 | 3373.93 | 3488.48 | 3606.92 | 3729.38
IGCC-CCS | 0 | 0 | 0 | 0 | 0 | 0
WT_off | 0 | 0 | 0 | 0 | 0 | 0
PseudoUnit | 0 | 0 | 0 | 0 | 0 | 0
FixedInterchange | 0 | 0 | 0 | 0 | 0 | 0
Total Installed Capacity by Reporting Type: PJM_ROR
ReportingType | 2015 | 2020 | 2025 | 2030 | 2035 | 2040
BM | 385 | 385 | 385 | 385 | 385 | 193
CC | 13618 | 13738 | 13738 | 13738 | 23689.24 | 23689.24
CSP | 0 | 0 | 0 | 0 | 0 | 0
CT | 29 | 29 | 29 | 29 | 2448.23 | 2448.23
Coal | 48164.61 | 38243.85 | 38243.87 | 38243.87 | 38243.87 | 38243.88
Geo | 0 | 0 | 0 | 0 | 0 | 0
H | 1837.4 | 2340.4 | 2340.4 | 2340.4 | 2340.4 | 2340.4
LFG | 539.4 | 813.92 | 1053.11 | 1053.11 | 1053.11 | 1053.11
Nuc | 20038 | 20038 | 20038 | 19171 | 14896 | 10012.84
PS | 3081 | 3081 | 3081 | 3081 | 3081 | 3081
PV | 24 | 24 | 24 | 24 | 24 | 24
PeakG | 19311 | 19311 | 19311 | 19311 | 19311 | 19311
PeakO | 1742 | 1742 | 1742 | 1742 | 1742 | 1742
ST | 0 | 0 | 0 | 0 | 0 | 0
STOG | 2087 | 2087 | 2087 | 2087 | 2087 | 2087
STWD | 194 | 194 | 194 | 194 | 194 | 194
WT | 10922.7 | 11114.4 | 11114.4 | 12882.11 | 14847.18 | 17483.68
IGCC | 0 | 0 | 0 | 0 | 0 | 0
DemandResponse | 3324.65 | 6282.21 | 9765.55 | 10067.05 | 10377.87 | 10698.28
IGCC-CCS | 0 | 0 | 0 | 0 | 0 | 0
WT_off | 0 | 0 | 0 | 0 | 0 | 0
PseudoUnit | 0 | 0 | 0 | 0 | 0 | 0
FixedInterchange | 0 | 0 | 0 | 0 | 0 | 0
Total Installed Capacity by Reporting Type: SOCO
ReportingType | 2015 | 2020 | 2025 | 2030 | 2035 | 2040
BM | 55 | 55 | 55 | 55 | 55 | 55
CC | 19838.9 | 20025.9 | 20025.9 | 20025.9 | 20025.9 | 20025.9
CSP | 0 | 0 | 0 | 0 | 0 | 0
CT | 0 | 0 | 0 | 0 | 0 | 0
Coal | 15398.23 | 15080.96 | 15080.96 | 15080.97 | 15421 | 22998.22
Geo | 0 | 0 | 0 | 0 | 0 | 0
H | 4194 | 4194 | 4194 | 4194 | 4194 | 4194
LFG | 37 | 37 | 144.4 | 144.4 | 144.4 | 144.4
Nuc | 5841 | 8041 | 8041 | 8041 | 8041 | 5395.95
PS | 1675 | 1675 | 1675 | 1675 | 1675 | 1675
PV | 0 | 0 | 0 | 0 | 0 | 0
PeakG | 10871.07 | 10871.07 | 10871.07 | 10871.07 | 10871.07 | 10871.07
PeakO | 0 | 0 | 0 | 0 | 0 | 0
ST | 0 | 0 | 0 | 0 | 0 | 0
STOG | 0 | 0 | 0 | 0 | 0 | 0
STWD | 668 | 668 | 668 | 668 | 668 | 668
WT | 0 | 0 | 0 | 0 | 0 | 0
IGCC | 0 | 0 | 0 | 0 | 0 | 0
DemandResponse | 2570.49 | 4773.97 | 7215.46 | 7512.46 | 7821.68 | 8143.63
IGCC-CCS | 0 | 0 | 0 | 0 | 0 | 0
WT_off | 0 | 0 | 0 | 0 | 0 | 0
PseudoUnit | 0 | 0 | 0 | 0 | 0 | 0
FixedInterchange | 0 | 0 | 0 | 0 | 0 | 0
Total Installed Capacity by Reporting Type: SPP_N
ReportingType | 2015 | 2020 | 2025 | 2030 | 2035 | 2040
BM | 0 | 0 | 0 | 0 | 0 | 0
CC | 1386 | 1386 | 1386 | 1386 | 1386 | 1386
CSP | 0 | 0 | 0 | 0 | 0 | 0
CT | 0 | 0 | 0 | 0 | 0 | 701.8
Coal | 8013.54 | 7268.25 | 6229.3 | 6013.07 | 6013.07 | 6013.07
Geo | 0 | 0 | 0 | 0 | 0 | 0
H | 21 | 21 | 21 | 21 | 21 | 21
LFG | 7 | 7 | 7 | 102 | 102 | 102
Nuc | 1160 | 1160 | 1160 | 1160 | 1160 | 1160
PS | 0 | 0 | 0 | 0 | 0 | 0
PV | 0 | 0 | 0 | 0 | 0 | 0
PeakG | 4397 | 4397 | 4397 | 4397 | 4397 | 4397
PeakO | 1199 | 1199 | 1199 | 1199 | 1199 | 1199
ST | 0 | 0 | 0 | 0 | 0 | 0
STOG | 1662.02 | 1662.02 | 1662.02 | 1662.02 | 1662.02 | 1662.02
STWD | 0 | 0 | 0 | 0 | 0 | 0
WT | 1227 | 1227 | 1227 | 16409.87 | 19671.9 | 21453.21
IGCC | 0 | 0 | 0 | 0 | 0 | 0
DemandResponse | 446.68 | 920.58 | 1432.75 | 1499.14 | 1568.6 | 1641.28
IGCC-CCS | 0 | 0 | 0 | 0 | 0 | 0
WT_off | 0 | 0 | 0 | 0 | 0 | 0
PseudoUnit | 0 | 0 | 0 | 0 | 0 | 0
FixedInterchange | 0 | 0 | 0 | 0 | 0 | 0
Total Installed Capacity by Reporting Type: SPP_S
ReportingType | 2015 | 2020 | 2025 | 2030 | 2035 | 2040
BM | 0 | 0 | 0 | 0 | 0 | 0
CC | 10917 | 10917 | 10917 | 10917 | 10917 | 10917
CSP | 0 | 0 | 0 | 0 | 0 | 0
CT | 412.99 | 712.99 | 712.99 | 712.99 | 712.99 | 1196.83
Coal | 13194.93 | 11862.94 | 5557.14 | 5557.14 | 5557.14 | 5557.14
Geo | 0 | 0 | 0 | 0 | 0 | 0
H | 2108 | 2108 | 2108 | 2108 | 2108 | 2108
LFG | 19 | 19 | 19 | 114 | 114 | 114
Nuc | 0.1 | 0.1 | 0.1 | 0.1 | 0.1 | 0.1
PS | 446 | 446 | 446 | 446 | 446 | 446
PV | 0 | 0 | 0 | 0 | 0 | 0
PeakG | 3443 | 3443 | 3443 | 3443 | 3443 | 3443
PeakO | 122 | 122 | 122 | 122 | 122 | 122
ST | 0 | 0 | 0 | 0 | 0 | 0
STOG | 9346.44 | 9346.44 | 9346.44 | 9346.44 | 9346.44 | 9346.44
STWD | 84 | 84 | 84 | 84 | 84 | 84
WT | 2727 | 12469.87 | 43416.46 | 54834.01 | 56423.69 | 57498.16
IGCC | 0 | 0 | 0 | 0 | 0 | 0
DemandResponse | 61.11 | 1754.28 | 3560.21 | 3675.61 | 3794.74 | 3917.74
IGCC-CCS | 0 | 0 | 0 | 0 | 0 | 0
WT_off | 0 | 0 | 0 | 0 | 0 | 0
PseudoUnit | 0 | 0 | 0 | 0 | 0 | 0
FixedInterchange | 0 | 0 | 0 | 0 | 0 | 0
Total Installed Capacity by Reporting Type: TVA
ReportingType | 2015 | 2020 | 2025 | 2030 | 2035 | 2040
BM | 0 | 0 | 0 | 0 | 0 | 0
CC | 5881 | 6329.41 | 6329.42 | 8248.64 | 8248.64 | 8248.64
CSP | 0 | 0 | 0 | 0 | 0 | 0
CT | 0 | 1318.91 | 1318.91 | 2441.21 | 2441.21 | 2441.21
Coal | 11548.05 | 10807.05 | 10807.05 | 10807.05 | 11410.02 | 12282.65
Geo | 0 | 0 | 0 | 0 | 0 | 0
H | 5111 | 5111 | 5138 | 5138 | 5138 | 5138
LFG | 13 | 13 | 120.4 | 120.4 | 120.4 | 120.4
Nuc | 8394.89 | 8394.89 | 8394.89 | 8394.89 | 5882.56 | 4603.89
PS | 1743 | 1743 | 1743 | 1743 | 1743 | 1743
PV | 0 | 0 | 0 | 0 | 0 | 0
PeakG | 5865 | 5865 | 5865 | 5865 | 5865 | 5865
PeakO | 83 | 83 | 83 | 83 | 83 | 83
ST | 0 | 0 | 0 | 0 | 0 | 0
STOG | 0 | 0 | 0 | 0 | 0 | 0
STWD | 5 | 5 | 5 | 5 | 5 | 5
WT | 29 | 29 | 29 | 29 | 29 | 29
IGCC | 0 | 0 | 0 | 0 | 0 | 0
DemandResponse | 1805 | 2555.95 | 3357.9 | 3440.97 | 3526.11 | 3613.35
IGCC-CCS | 0 | 0 | 0 | 0 | 0 | 0
WT_off | 0 | 0 | 0 | 0 | 0 | 0
PseudoUnit | 0 | 0 | 0 | 0 | 0 | 0
FixedInterchange | 0 | 0 | 0 | 0 | 0 | 0
Total Installed Capacity by Reporting Type: TVA_Transmission
ReportingType | 2015 | 2020 | 2025 | 2030 | 2035 | 2040
BM | 0 | 0 | 0 | 0 | 0 | 0
CC | 0 | 0 | 0 | 0 | 0 | 0
CSP | 0 | 0 | 0 | 0 | 0 | 0
CT | 0 | 0 | 0 | 0 | 0 | 0
Coal | 0 | 0 | 0 | 0 | 0 | 0
Geo | 0 | 0 | 0 | 0 | 0 | 0
H | 0 | 0 | 0 | 0 | 0 | 0
LFG | 0 | 0 | 0 | 0 | 0 | 0
Nuc | 0 | 0 | 0 | 0 | 0 | 0
PS | 0 | 0 | 0 | 0 | 0 | 0
PV | 0 | 0 | 0 | 0 | 0 | 0
PeakG | 0 | 0 | 0 | 0 | 0 | 0
PeakO | 0 | 0 | 0 | 0 | 0 | 0
ST | 0 | 0 | 0 | 0 | 0 | 0
STOG | 0 | 0 | 0 | 0 | 0 | 0
STWD | 0 | 0 | 0 | 0 | 0 | 0
WT | 0 | 0 | 0 | 0 | 0 | 0
IGCC | 0 | 0 | 0 | 0 | 0 | 0
DemandResponse | 0 | 0 | 0 | 0 | 0 | 0
IGCC-CCS | 0 | 0 | 0 | 0 | 0 | 0
WT_off | 0 | 0 | 0 | 0 | 0 | 0
PseudoUnit | 0 | 0 | 0 | 0 | 0 | 0
FixedInterchange | 0 | 0 | 0 | 0 | 0 | 0
Total Installed Capacity by Reporting Type: VACAR
ReportingType | 2015 | 2020 | 2025 | 2030 | 2035 | 2040
BM | 0.92 | 231.82 | 852.3 | 912.33 | 1095.65 | 1246.46
CC | 9129.06 | 12178.64 | 12196.03 | 12196.03 | 19430.8 | 24237.79
CSP | 0 | 0 | 0 | 0 | 0 | 0
CT | 717.2 | 717.2 | 1222.99 | 2281.59 | 2281.59 | 2546.6
Coal | 17577.01 | 15399.01 | 15399.02 | 15399.02 | 15399.02 | 15399.02
Geo | 0 | 0 | 0 | 0 | 0 | 0
H | 2122 | 2122 | 2122 | 2122 | 2122 | 2122
LFG | 63.34 | 170.4 | 170.4 | 170.4 | 170.4 | 170.4
Nuc | 11430 | 13760 | 13760 | 13760 | 10512 | 8654
PS | 2616 | 2616 | 2616 | 2616 | 2616 | 2616
PV | 16 | 154.41 | 160.93 | 164.71 | 176.26 | 185.76
PeakG | 8308 | 8308 | 8308 | 8308 | 8308 | 8308
PeakO | 1268 | 1268 | 1268 | 1268 | 1268 | 1268
ST | 0 | 0 | 0 | 0 | 0 | 0
STOG | 92 | 92 | 92 | 92 | 92 | 92
STWD | 281 | 281 | 281 | 281 | 281 | 281
WT | 0.9 | 3500 | 3500 | 3500 | 3500 | 3500
IGCC | 0 | 0 | 0 | 0 | 0 | 0
DemandResponse | 2339.28 | 3868.22 | 5651.52 | 5928.05 | 6218.12 | 6522.37
IGCC-CCS | 0 | 0 | 0 | 0 | 0 | 0
WT_off | 1 | 1 | 1 | 1 | 1 | 1
PseudoUnit | 0 | 0 | 0 | 0 | 0 | 0
FixedInterchange | 0 | 0 | 0 | 0 | 0 | 0
Total Installed Capacity by Reporting Type: IESO
ReportingType | 2015 | 2020 | 2025 | 2030 | 2035 | 2040
BM | 326.33 | 326.33 | 326.33 | 326.33 | 326.33 | 326.33
CC | 4098.69 | 4098.69 | 4098.69 | 4098.69 | 4098.69 | 5111.92
CSP | 0 | 0 | 0 | 0 | 0 | 0
CT | 368 | 368 | 368 | 368 | 846.28 | 2109.91
Coal | 0 | 0 | 0 | 0 | 0 | 0
Geo | 0 | 0 | 0 | 0 | 0 | 0
H | 8693.3 | 8693.3 | 8693.3 | 8693.3 | 8693.3 | 8943.3
LFG | 117.5 | 117.5 | 117.5 | 117.5 | 118 | 118
Nuc | 13018 | 13018 | 13018 | 13018 | 11988 | 10448
PS | 123 | 123 | 123 | 123 | 123 | 123
PV | 1097.26 | 1097.26 | 1097.26 | 1097.26 | 30 | 30
PeakG | 584 | 584 | 584 | 584 | 584 | 584
PeakO | 29.35 | 29.35 | 29.35 | 29.35 | 29.35 | 29.35
ST | 0 | 0 | 0 | 0 | 0 | 0
STOG | 0 | 0 | 0 | 0 | 0 | 0
STWD | 0 | 0 | 0 | 0 | 0 | 0
WT | 3385.9 | 3385.9 | 3385.9 | 3385.9 | 1280 | 1280
IGCC | 0 | 0 | 0 | 0 | 0 | 0
DemandResponse | 1958.79 | 2066.83 | 2340.54 | 2421.21 | 2504.65 | 2590.98
IGCC-CCS | 0 | 0 | 0 | 0 | 0 | 0
WT_off | 0 | 0 | 0 | 0 | 0 | 0
PseudoUnit | 0 | 0 | 0 | 0 | 0 | 0
FixedInterchange | 0 | 0 | 0 | 0 | 0 | 0
Total Installed Capacity by Reporting Type: MAPP_CA
ReportingType | 2015 | 2020 | 2025 | 2030 | 2035 | 2040
BM | 0 | 0 | 0 | 0 | 0 | 0
CC | 731 | 731 | 731 | 203.32 | 203.32 | 203.32
CSP | 0 | 0 | 0 | 0 | 0 | 0
CT | 32.84 | 32.84 | 32.84 | 32.84 | 0 | 0
Coal | 1638.05 | 1272.95 | 2.16 | 0 | 0 | 0
Geo | 0 | 0 | 0 | 0 | 0 | 0
H | 6475.4 | 7170.4 | 8665.4 | 11125.4 | 11125.4 | 11125.4
LFG | 0 | 0 | 0 | 0 | 0 | 0
Nuc | 0.1 | 0.1 | 0.1 | 0.1 | 0.1 | 0.1
PS | 0 | 0 | 0 | 0 | 0 | 0
PV | 0 | 0 | 0 | 0 | 0 | 0
PeakG | 559 | 559 | 559 | 559 | 559 | 559
PeakO | 4 | 4 | 4 | 4 | 4 | 4
ST | 0 | 0 | 0 | 0 | 0 | 0
STOG | 126 | 126 | 126 | 0 | 0 | 0
STWD | 0 | 0 | 0 | 0 | 0 | 0
WT | 577.4 | 577.4 | 577.4 | 577.4 | 577.4 | 577.4
IGCC | 0 | 0 | 0 | 0 | 0 | 0
DemandResponse | 89.5 | 308.14 | 546.73 | 568.39 | 590.9 | 614.31
IGCC-CCS | 0 | 0 | 0 | 0 | 0 | 0
WT_off | 0 | 0 | 0 | 0 | 0 | 0
PseudoUnit | 0 | 0 | 0 | 0 | 0 | 0
FixedInterchange | 0 | 0 | 0 | 0 | 0 | 0
Total Installed Capacity by Reporting Type: AZ_NM_SNV_Coal
ReportingType | 2015 | 2020 | 2025 | 2030 | 2035 | 2040
BM | 0 | 0 | 0 | 0 | 0 | 0
CC | 0 | 0 | 0 | 0 | 0 | 0
CSP | 0 | 0 | 0 | 0 | 0 | 0
CT | 0 | 0 | 0 | 0 | 0 | 0
Coal | 10466 | 10466 | 10466 | 10466 | 12475.75 | 21678.03
Geo | 0 | 0 | 0 | 0 | 0 | 0
H | 0 | 0 | 0 | 0 | 0 | 0
LFG | 0 | 0 | 0 | 0 | 0 | 0
Nuc | 0 | 0 | 0 | 0 | 0 | 0
PS | 0 | 0 | 0 | 0 | 0 | 0
PV | 0 | 0 | 0 | 0 | 0 | 0
PeakG | 0 | 0 | 0 | 0 | 0 | 0
PeakO | 0 | 0 | 0 | 0 | 0 | 0
ST | 0 | 0 | 0 | 0 | 0 | 0
STOG | 0 | 0 | 0 | 0 | 0 | 0
STWD | 0 | 0 | 0 | 0 | 0 | 0
WT | 0 | 0 | 0 | 0 | 0 | 0
IGCC | 0 | 0 | 0 | 0 | 0 | 0
DemandResponse | 0 | 0 | 0 | 0 | 0 | 0
IGCC-CCS | 0 | 0 | 0 | 0 | 0 | 0
WT_off | 0 | 0 | 0 | 0 | 0 | 0
PseudoUnit | 0 | 0 | 0 | 0 | 0 | 0
FixedInterchange | 0 | 0 | 0 | 0 | 0 | 0
Total Installed Capacity by Reporting Type: AZ_NM_SNV_Gas
ReportingType | 2015 | 2020 | 2025 | 2030 | 2035 | 2040
BM | 0 | 0 | 0 | 0 | 0 | 0
CC | 15245 | 16360.28 | 16360.28 | 20291.34 | 20291.34 | 20291.34
CSP | 0 | 0 | 0 | 0 | 0 | 0
CT | 736 | 736 | 736 | 736 | 0 | 0
Coal | 0 | 0 | 0 | 0 | 0 | 0
Geo | 0 | 0 | 0 | 0 | 0 | 0
H | 0 | 0 | 0 | 0 | 0 | 0
LFG | 0 | 0 | 0 | 0 | 0 | 0
Nuc | 0 | 0 | 0 | 0 | 0 | 0
PS | 0 | 0 | 0 | 0 | 0 | 0
PV | 0 | 0 | 0 | 0 | 0 | 0
PeakG | 2180.46 | 2180.46 | 2180.46 | 2180.46 | 2180.46 | 0
PeakO | 0 | 0 | 0 | 0 | 0 | 0
ST | 0 | 0 | 0 | 0 | 0 | 0
STOG | 0 | 0 | 0 | 0 | 0 | 0
STWD | 0 | 0 | 0 | 0 | 0 | 0
WT | 0 | 0 | 0 | 0 | 0 | 0
IGCC | 0 | 0 | 0 | 0 | 0 | 0
DemandResponse | 334.55 | 1076.71 | 1928.33 | 2059.84 | 2196.64 | 2344.36
IGCC-CCS | 0 | 0 | 0 | 0 | 0 | 0
WT_off | 0 | 0 | 0 | 0 | 0 | 0
PseudoUnit | 0 | 0 | 0 | 0 | 0 | 0
FixedInterchange | 0 | 0 | 0 | 0 | 0 | 0
Total Installed Capacity by Reporting Type: AZ_NM_SNV_NucRenew
ReportingType | 2015 | 2020 | 2025 | 2030 | 2035 | 2040
BM | 0 | 0 | 0 | 0 | 0 | 0
CC | 0 | 0 | 0 | 0 | 0 | 0
CSP | 0 | 0 | 0 | 0 | 0 | 0
CT | 0 | 0 | 0 | 0 | 0 | 0
Coal | 0 | 0 | 0 | 0 | 0 | 0
Geo | 0 | 0 | 1450 | 1450 | 1450 | 1450
H | 3131 | 3131 | 3131 | 3131 | 3131 | 3131
LFG | 7 | 7 | 67.67 | 67.67 | 67.67 | 67.67
Nuc | 3875 | 3875 | 3875 | 3875 | 3875 | 3875
PS | 216 | 216 | 216 | 216 | 216 | 216
PV | 148.7 | 148.7 | 148.7 | 148.7 | 148.7 | 148.7
PeakG | 0 | 0 | 0 | 0 | 0 | 0
PeakO | 0 | 0 | 0 | 0 | 0 | 0
ST | 280 | 719.41 | 996.05 | 1120.69 | 1120.69 | 1120.69
STOG | 0 | 0 | 0 | 0 | 0 | 0
STWD | 26 | 26 | 26 | 26 | 26 | 26
WT | 525.1 | 525.1 | 852.53 | 1468.7 | 1468.7 | 1468.7
IGCC | 0 | 0 | 0 | 0 | 0 | 0
DemandResponse | 0 | 0 | 0 | 0 | 0 | 0
IGCC-CCS | 0 | 0 | 0 | 0 | 0 | 0
WT_off | 0 | 0 | 0 | 0 | 0 | 0
PseudoUnit | 0 | 0 | 0 | 0 | 0 | 0
FixedInterchange | 0 | 0 | 0 | 0 | 0 | 0
Total Installed Capacity by Reporting Type: ERCOT
ReportingType | 2015 | 2020 | 2025 | 2030 | 2035 | 2040
BM | 145 | 145 | 145 | 1845.88 | 1910.01 | 2026.38
CC | 29150 | 29150 | 29150 | 29150 | 30999.79 | 34530.37
CSP | 0 | 0 | 0 | 0 | 0 | 0
CT | 250 | 250 | 250 | 250 | 250 | 250
Coal | 18867.87 | 18867.87 | 18867.87 | 18867.87 | 18867.87 | 18867.87
Geo | 0 | 0 | 0 | 0 | 0 | 0
H | 565 | 565 | 565 | 1193 | 1193 | 1193
LFG | 75 | 75 | 429 | 429 | 429 | 429
Nuc | 5091 | 5091 | 5091 | 5091 | 5091 | 5091
PS | 0 | 0 | 0 | 0 | 0 | 0
PV | 15 | 15 | 15 | 15 | 1 | 1
PeakG | 4768 | 4768 | 4768 | 4768 | 4768 | 4768
PeakO | 51 | 51 | 51 | 51 | 51 | 51
ST | 0 | 0 | 0 | 0 | 0 | 0
STOG | 17219.71 | 17219.71 | 17219.71 | 17219.71 | 17219.71 | 17219.71
STWD | 0 | 0 | 0 | 0 | 0 | 0
WT | 9280.1 | 17613.5 | 27014.8 | 32864.78 | 33694.94 | 35183.6
IGCC | 0 | 0 | 0 | 0 | 0 | 0
DemandResponse | 740.81 | 3617.73 | 6720.3 | 6926.25 | 7155.61 | 7391.29
IGCC-CCS | 0 | 0 | 0 | 0 | 0 | 0
WT_off | 0 | 0 | 0 | 0 | 0 | 0
PseudoUnit | 0 | 0 | 0 | 0 | 0 | 0
FixedInterchange | 0 | 0 | 0 | 0 | 0 | 0
Total Installed Capacity by Reporting Type: NP15
ReportingType | 2015 | 2020 | 2025 | 2030 | 2035 | 2040
BM | 0 | 0 | 0 | 0 | 0 | 0
CC | 7404 | 7404 | 7404 | 7404 | 7404 | 7404
CSP | 0 | 0 | 0 | 0 | 0 | 0
CT | 216.03 | 1985.6 | 2377.38 | 6340.27 | 10722.6 | 15072.26
Coal | 28.2 | 0 | 0 | 0 | 0 | 0
Geo | 1123 | 1289.22 | 1723 | 1723 | 1723 | 1723
H | 8825 | 8825 | 8825 | 8825 | 8825 | 8825
LFG | 85 | 650 | 650 | 650 | 650 | 650
Nuc | 2300 | 2300 | 2300 | 2300 | 2300 | 2300
PS | 2257 | 2257 | 2257 | 2257 | 2257 | 2257
PV | 59.5 | 59.5 | 59.5 | 59.5 | 53 | 53
PeakG | 3265 | 3265 | 3265 | 3265 | 3265 | 3265
PeakO | 350 | 350 | 350 | 350 | 350 | 350
ST | 29 | 29 | 29 | 29 | 29 | 29
STOG | 3812.6 | 3812.6 | 3812.6 | 3812.6 | 3812.6 | 3812.6
STWD | 442 | 442 | 442 | 442 | 442 | 442
WT | 1193.2 | 1193.2 | 10359.19 | 12766.59 | 12779.93 | 12781.92
IGCC | 0 | 0 | 0 | 0 | 0 | 0
DemandResponse | 1828.06 | 1875.2 | 2034.02 | 2149.8 | 2261.58 | 2376.93
IGCC-CCS | 0 | 0 | 0 | 0 | 0 | 0
WT_off | 0 | 0 | 0 | 0 | 0 | 0
PseudoUnit | 0 | 0 | 0 | 0 | 0 | 0
FixedInterchange | 0 | 0 | 0 | 0 | 0 | 0
Total Installed Capacity by Reporting Type: NWPP_Coal
ReportingType | 2015 | 2020 | 2025 | 2030 | 2035 | 2040
BM | 0 | 0 | 0 | 0 | 0 | 0
CC | 0 | 0 | 0 | 0 | 0 | 0
CSP | 0 | 0 | 0 | 0 | 0 | 0
CT | 0 | 0 | 0 | 0 | 0 | 0
Coal | 13097.62 | 13097.62 | 13097.62 | 13097.62 | 13097.62 | 13097.62
Geo | 0 | 0 | 0 | 0 | 0 | 0
H | 0 | 0 | 0 | 0 | 0 | 0
LFG | 0 | 0 | 0 | 0 | 0 | 0
Nuc | 0 | 0 | 0 | 0 | 0 | 0
PS | 0 | 0 | 0 | 0 | 0 | 0
PV | 0 | 0 | 0 | 0 | 0 | 0
PeakG | 0 | 0 | 0 | 0 | 0 | 0
PeakO | 0 | 0 | 0 | 0 | 0 | 0
ST | 0 | 0 | 0 | 0 | 0 | 0
STOG | 0 | 0 | 0 | 0 | 0 | 0
STWD | 0 | 0 | 0 | 0 | 0 | 0
WT | 0 | 0 | 0 | 0 | 0 | 0
IGCC | 0 | 0 | 0 | 0 | 0 | 0
DemandResponse | 0 | 0 | 0 | 0 | 0 | 0
IGCC-CCS | 0 | 0 | 0 | 0 | 0 | 0
WT_off | 0 | 0 | 0 | 0 | 0 | 0
PseudoUnit | 0 | 0 | 0 | 0 | 0 | 0
FixedInterchange | 0 | 0 | 0 | 0 | 0 | 0
Total Installed Capacity by Reporting Type: NWPP_Gas
ReportingType | 2015 | 2020 | 2025 | 2030 | 2035 | 2040
BM | 0 | 0 | 0 | 0 | 0 | 0
CC | 6627 | 6627 | 6627 | 9795.29 | 14475.45 | 14667.44
CSP | 0 | 0 | 0 | 0 | 0 | 0
CT | 150 | 150 | 150 | 150 | 0 | 0
Coal | 0 | 0 | 0 | 0 | 0 | 426.09
Geo | 0 | 0 | 0 | 0 | 0 | 0
H | 0 | 0 | 0 | 0 | 0 | 0
LFG | 0 | 0 | 0 | 0 | 0 | 0
Nuc | 0 | 0 | 0 | 0 | 0 | 0
PS | 0 | 0 | 0 | 0 | 0 | 0
PV | 0 | 0 | 0 | 0 | 0 | 0
PeakG | 0 | 0 | 0 | 0 | 0 | 0
PeakO | 0 | 0 | 0 | 0 | 0 | 0
ST | 0 | 0 | 0 | 0 | 0 | 0
STOG | 0 | 0 | 0 | 0 | 0 | 0
STWD | 0 | 0 | 0 | 0 | 0 | 0
WT | 0 | 0 | 0 | 0 | 0 | 0
IGCC | 0 | 0 | 0 | 0 | 0 | 0
DemandResponse | 0.01 | 953.34 | 1988.72 | 2091.14 | 2193.74 | 2298.72
IGCC-CCS | 0 | 0 | 0 | 0 | 0 | 0
WT_off | 0 | 0 | 0 | 0 | 0 | 0
PseudoUnit | 0 | 0 | 0 | 0 | 0 | 0
FixedInterchange | 0 | 0 | 0 | 0 | 0 | 0
Total Installed Capacity by Reporting Type: NWPP_NucRenew
ReportingType | 2015 | 2020 | 2025 | 2030 | 2035 | 2040
BM | 32.55 | 32.55 | 32.55 | 32.55 | 32.55 | 32.55
CC | 0 | 0 | 0 | 0 | 0 | 0
CSP | 0 | 0 | 0 | 0 | 0 | 0
CT | 0 | 0 | 0 | 0 | 0 | 0
Coal | 0 | 0 | 0 | 0 | 0 | 0
Geo | 404.2 | 404.2 | 838.2 | 838.2 | 838.2 | 838.2
H | 33736 | 33736 | 33736 | 33736 | 33736 | 33736
LFG | 128.5 | 128.5 | 312.99 | 373 | 373 | 373
Nuc | 1131 | 1131 | 1131 | 1131 | 1131 | 1131
PS | 258 | 258 | 258 | 258 | 258 | 258
PV | 3 | 3 | 3 | 3 | 3 | 3
PeakG | 0 | 0 | 0 | 0 | 0 | 0
PeakO | 0 | 0 | 0 | 0 | 0 | 0
ST | 0 | 0 | 0 | 0 | 0 | 0
STOG | 0 | 0 | 0 | 0 | 0 | 0
STWD | 379.09 | 379.09 | 379.09 | 379.09 | 379.09 | 379.09
WT | 6865.3 | 6865.3 | 6865.3 | 6865.3 | 6865.3 | 6865.3
IGCC | 0 | 0 | 0 | 0 | 0 | 0
DemandResponse | 0 | 0 | 0 | 0 | 0 | 0
IGCC-CCS | 0 | 0 | 0 | 0 | 0 | 0
WT_off | 0 | 0 | 0 | 0 | 0 | 0
PseudoUnit | 0 | 0 | 0 | 0 | 0 | 0
FixedInterchange | 0 | 0 | 0 | 0 | 0 | 0
Total Installed Capacity by Reporting Type: RMPA
ReportingType | 2015 | 2020 | 2025 | 2030 | 2035 | 2040
BM | 0 | 0 | 0 | 0 | 0 | 0
CC | 2686 | 2686 | 2686 | 2686 | 2686 | 2686
CSP | 0 | 0 | 0 | 0 | 0 | 0
CT | 152 | 152 | 152 | 152 | 113.53 | 113.53
Coal | 7475.3 | 7304.8 | 6852.68 | 6852.68 | 8020.38 | 9223.7
Geo | 0 | 458.78 | 2545.23 | 2570 | 2570 | 2570
H | 982 | 982 | 982 | 982 | 982 | 982
LFG | 7.4 | 7.4 | 7.4 | 36.33 | 36.33 | 36.33
Nuc | 0.1 | 0.1 | 0.1 | 0.1 | 0.1 | 0.1
PS | 563 | 563 | 563 | 563 | 563 | 563
PV | 21 | 21 | 21 | 21 | 21 | 21
PeakG | 2904 | 2904 | 2904 | 2904 | 2904 | 2904
PeakO | 187 | 187 | 187 | 187 | 187 | 187
ST | 3 | 383.25 | 415.52 | 430.78 | 430.78 | 430.78
STOG | 0 | 0 | 0 | 0 | 0 | 0
STWD | 0 | 0 | 0 | 0 | 0 | 0
WT | 2113.4 | 2113.4 | 2113.4 | 2113.4 | 2113.4 | 2113.4
IGCC | 0 | 0 | 0 | 0 | 0 | 0
DemandResponse | 486.05 | 622.89 | 804.5 | 856.88 | 912.57 | 971.91
IGCC-CCS | 0 | 0 | 0 | 0 | 0 | 0
WT_off | 0 | 0 | 0 | 0 | 0 | 0
PseudoUnit | 0 | 0 | 0 | 0 | 0 | 0
FixedInterchange | 0 | 0 | 0 | 0 | 0 | 0
Total Installed Capacity by Reporting Type: SP15
ReportingType | 2015 | 2020 | 2025 | 2030 | 2035 | 2040
BM | 6 | 6 | 6 | 6 | 6 | 6
CC | 10080.5 | 10080.5 | 10080.5 | 10080.5 | 10080.5 | 10080.5
CSP | 0 | 0 | 0 | 0 | 0 | 0
CT | 0 | 0 | 0 | 0 | 0 | 0
Coal | 101.2 | 101.2 | 101.2 | 101.2 | 0 | 0
Geo | 963 | 2413 | 2413 | 2413 | 2413 | 2413
H | 1163 | 1163 | 1163 | 1163 | 1163 | 1163
LFG | 223.2 | 779 | 779 | 779 | 779 | 779
Nuc | 2250 | 2250 | 2250 | 2250 | 2250 | 2250
PS | 1440 | 1440 | 1440 | 1440 | 1440 | 1440
PV | 126.8 | 126.8 | 126.8 | 126.8 | 123 | 123
PeakG | 4309 | 4309 | 4309 | 4309 | 4309 | 4309
PeakO | 51 | 51 | 51 | 51 | 51 | 51
ST | 448 | 448 | 448 | 448 | 448 | 448
STOG | 10242 | 10242 | 10242 | 10242 | 10242 | 10242
STWD | 119 | 119 | 119 | 119 | 119 | 119
WT | 2207.8 | 2207.8 | 2207.8 | 2207.8 | 2207.8 | 2207.8
IGCC | 0 | 0 | 0 | 0 | 0 | 0
DemandResponse | 2613.15 | 2728.17 | 2959.23 | 3127.67 | 3290.3 | 3458.12
IGCC-CCS | 0 | 0 | 0 | 0 | 0 | 0
WT_off | 0 | 0 | 0 | 0 | 0 | 0
PseudoUnit | 0 | 0 | 0 | 0 | 0 | 0
FixedInterchange | 0 | 0 | 0 | 0 | 0 | 0
Total Installed Capacity by Reporting Type: ALB
ReportingType | 2015 | 2020 | 2025 | 2030 | 2035 | 2040
BM | 0 | 0 | 0 | 0 | 0 | 0
CC | 2609.19 | 3144.81 | 3937.28 | 4534.95 | 5741.73 | 6821.2
CSP | 0 | 0 | 0 | 0 | 0 | 0
CT | 201.5 | 201.5 | 201.5 | 201.5 | 0 | 0
Coal | 6240.83 | 6240.83 | 6240.83 | 6240.83 | 6240.83 | 6240.83
Geo | 0 | 0 | 0 | 0 | 0 | 0
H | 912 | 912 | 912 | 912 | 912 | 912
LFG | 10 | 10 | 10 | 10 | 10 | 10
Nuc | 0.1 | 0.1 | 0.1 | 0.1 | 0.1 | 0.1
PS | 0 | 0 | 0 | 0 | 0 | 0
PV | 0 | 0 | 0 | 0 | 0 | 0
PeakG | 1487.71 | 1453.21 | 1453.21 | 1453.21 | 1453.21 | 1453.21
PeakO | 0 | 0 | 0 | 0 | 0 | 0
ST | 0 | 0 | 0 | 0 | 0 | 0
STOG | 0 | 0 | 0 | 0 | 0 | 0
STWD | 0 | 0 | 0 | 0 | 0 | 0
WT | 672 | 672 | 672 | 672 | 672 | 672
IGCC | 0 | 0 | 0 | 0 | 0 | 0
DemandResponse | 105.16 | 361.08 | 660.83 | 708.64 | 759.9 | 814.88
IGCC-CCS | 0 | 0 | 0 | 0 | 0 | 0
WT_off | 0 | 0 | 0 | 0 | 0 | 0
PseudoUnit | 0 | 0 | 0 | 0 | 0 | 0
FixedInterchange | 0 | 0 | 0 | 0 | 0 | 0
Total Installed Capacity by Reporting Type: BC
ReportingType | 2015 | 2020 | 2025 | 2030 | 2035 | 2040
BM | 0 | 0 | 0 | 0 | 0 | 0
CC | 1376.72 | 1549.95 | 2062.87 | 2734.86 | 3535.33 | 4216.31
CSP | 0 | 0 | 0 | 0 | 0 | 0
CT | 0 | 0 | 0 | 0 | 0 | 159.59
Coal | 0 | 0 | 0 | 0 | 0 | 0
Geo | 0 | 0 | 0 | 0 | 0 | 0
H | 12161 | 12161 | 12161 | 12161 | 12161 | 12161
LFG | 24 | 24 | 24 | 24 | 24 | 24
Nuc | 0.1 | 0.1 | 0.1 | 0.1 | 0.1 | 0.1
PS | 0 | 0 | 0 | 0 | 0 | 0
PV | 0 | 0 | 0 | 0 | 0 | 0
PeakG | 141 | 141 | 141 | 141 | 141 | 141
PeakO | 44 | 44 | 44 | 44 | 44 | 44
ST | 0 | 0 | 0 | 0 | 0 | 0
STOG | 0 | 0 | 0 | 0 | 0 | 0
STWD | 510 | 510 | 510 | 510 | 510 | 510
WT | 246 | 246 | 246 | 246 | 246 | 246
IGCC | 0 | 0 | 0 | 0 | 0 | 0
DemandResponse | 0.01 | 264.69 | 555.31 | 582.51 | 611.05 | 640.98
IGCC-CCS | 0 | 0 | 0 | 0 | 0 | 0
WT_off | 0 | 0 | 0 | 0 | 0 | 0
PseudoUnit | 0 | 0 | 0 | 0 | 0 | 0
FixedInterchange | 0 | 0 | 0 | 0 | 0 | 0
Total Installed Capacity by Reporting Type: HQ_IESO
ReportingType | 2015 | 2020 | 2025 | 2030 | 2035 | 2040
BM | 0 | 0 | 0 | 0 | 0 | 0
CC | 0 | 0 | 0 | 0 | 0 | 0
CSP | 0 | 0 | 0 | 0 | 0 | 0
CT | 0 | 0 | 0 | 0 | 0 | 0
Coal | 0 | 0 | 0 | 0 | 0 | 0
Geo | 0 | 0 | 0 | 0 | 0 | 0
H | 0 | 0 | 0 | 0 | 0 | 0
LFG | 0 | 0 | 0 | 0 | 0 | 0
Nuc | 0.1 | 0.1 | 0.1 | 0.1 | 0.1 | 0.1
PS | 0 | 0 | 0 | 0 | 0 | 0
PV | 0 | 0 | 0 | 0 | 0 | 0
PeakG | 0 | 0 | 0 | 0 | 0 | 0
PeakO | 0 | 0 | 0 | 0 | 0 | 0
ST | 0 | 0 | 0 | 0 | 0 | 0
STOG | 0 | 0 | 0 | 0 | 0 | 0
STWD | 0 | 0 | 0 | 0 | 0 | 0
WT | 0 | 0 | 0 | 0 | 0 | 0
IGCC | 0 | 0 | 0 | 0 | 0 | 0
DemandResponse | 0 | 0 | 0 | 0 | 0 | 0
IGCC-CCS | 0 | 0 | 0 | 0 | 0 | 0
WT_off | 0 | 0 | 0 | 0 | 0 | 0
PseudoUnit | 0 | 0 | 0 | 0 | 0 | 0
FixedInterchange | 3000 | 3000 | 3000 | 3000 | 3000 | 3000
Total Installed Capacity by Reporting Type: HQ_NEISO
ReportingType | 2015 | 2020 | 2025 | 2030 | 2035 | 2040
BM | 0 | 0 | 0 | 0 | 0 | 0
CC | 0 | 0 | 0 | 0 | 0 | 0
CSP | 0 | 0 | 0 | 0 | 0 | 0
CT | 0 | 0 | 0 | 0 | 0 | 0
Coal | 0 | 0 | 0 | 0 | 0 | 0
Geo | 0 | 0 | 0 | 0 | 0 | 0
H | 0 | 0 | 0 | 0 | 0 | 0
LFG | 0 | 0 | 0 | 0 | 0 | 0
Nuc | 0.1 | 0.1 | 0.1 | 0.1 | 0.1 | 0.1
PS | 0 | 0 | 0 | 0 | 0 | 0
PV | 0 | 0 | 0 | 0 | 0 | 0
PeakG | 0 | 0 | 0 | 0 | 0 | 0
PeakO | 0 | 0 | 0 | 0 | 0 | 0
ST | 0 | 0 | 0 | 0 | 0 | 0
STOG | 0 | 0 | 0 | 0 | 0 | 0
STWD | 0 | 0 | 0 | 0 | 0 | 0
WT | 0 | 0 | 0 | 0 | 0 | 0
IGCC | 0 | 0 | 0 | 0 | 0 | 0
DemandResponse | 0 | 0 | 0 | 0 | 0 | 0
IGCC-CCS | 0 | 0 | 0 | 0 | 0 | 0
WT_off | 0 | 0 | 0 | 0 | 0 | 0
PseudoUnit | 0 | 0 | 0 | 2500 | 2500 | 2500
FixedInterchange | 2920 | 2920 | 2920 | 2920 | 2920 | 2920
Total Installed Capacity by Reporting Type: HQ_NY
ReportingType | 2015 | 2020 | 2025 | 2030 | 2035 | 2040
BM | 0 | 0 | 0 | 0 | 0 | 0
CC | 0 | 0 | 0 | 0 | 0 | 0
CSP | 0 | 0 | 0 | 0 | 0 | 0
CT | 0 | 0 | 0 | 0 | 0 | 0
Coal | 0 | 0 | 0 | 0 | 0 | 0
Geo | 0 | 0 | 0 | 0 | 0 | 0
H | 0 | 0 | 0 | 0 | 0 | 0
LFG | 0 | 0 | 0 | 0 | 0 | 0
Nuc | 0.1 | 0.1 | 0.1 | 0.1 | 0.1 | 0.1
PS | 0 | 0 | 0 | 0 | 0 | 0
PV | 0 | 0 | 0 | 0 | 0 | 0
PeakG | 0 | 0 | 0 | 0 | 0 | 0
PeakO | 0 | 0 | 0 | 0 | 0 | 0
ST | 0 | 0 | 0 | 0 | 0 | 0
STOG | 0 | 0 | 0 | 0 | 0 | 0
STWD | 0 | 0 | 0 | 0 | 0 | 0
WT | 0 | 0 | 0 | 0 | 0 | 0
IGCC | 0 | 0 | 0 | 0 | 0 | 0
DemandResponse | 0 | 0 | 0 | 0 | 0 | 0
IGCC-CCS | 0 | 0 | 0 | 0 | 0 | 0
WT_off | 0 | 0 | 0 | 0 | 0 | 0
PseudoUnit | 0 | 946.85 | 2500 | 2500 | 2500 | 2500
FixedInterchange | 1500 | 1500 | 1500 | 1500 | 1500 | 1500
Total Installed Capacity by Reporting Type: MARITIMES
ReportingType | 2015 | 2020 | 2025 | 2030 | 2035 | 2040
BM | 0 | 0 | 0 | 0 | 0 | 0
CC | 0 | 0 | 0 | 0 | 0 | 0
CSP | 0 | 0 | 0 | 0 | 0 | 0
CT | 0 | 0 | 0 | 0 | 0 | 0
Coal | 0 | 0 | 0 | 0 | 0 | 0
Geo | 0 | 0 | 0 | 0 | 0 | 0
H | 0 | 0 | 0 | 0 | 0 | 0
LFG | 0 | 0 | 0 | 0 | 0 | 0
Nuc | 0.1 | 0.1 | 0.1 | 0.1 | 0.1 | 0.1
PS | 0 | 0 | 0 | 0 | 0 | 0
PV | 0 | 0 | 0 | 0 | 0 | 0
PeakG | 0 | 0 | 0 | 0 | 0 | 0
PeakO | 0 | 0 | 0 | 0 | 0 | 0
ST | 0 | 0 | 0 | 0 | 0 | 0
STOG | 0 | 0 | 0 | 0 | 0 | 0
STWD | 0 | 0 | 0 | 0 | 0 | 0
WT | 0 | 0 | 0 | 0 | 0 | 0
IGCC | 0 | 0 | 0 | 0 | 0 | 0
DemandResponse | 0 | 0 | 0 | 0 | 0 | 0
IGCC-CCS | 0 | 0 | 0 | 0 | 0 | 0
WT_off | 0 | 0 | 0 | 0 | 0 | 0
PseudoUnit | 0 | 500 | 500 | 500 | 500 | 500
FixedInterchange | 1400 | 1400 | 1400 | 1400 | 1400 | 1400
Total Installed Capacity by Reporting Type: All
ReportingType | 2015 | 2020 | 2025 | 2030 | 2035 | 2040
BM | 1251 | 1481.91 | 2102.38 | 3863.29 | 4110.75 | 4185.92
CC | 230520.94 | 240466.81 | 242085.5 | 252356.25 | 288654.09 | 321459.64
CSP | 0 | 0 | 0 | 0 | 0 | 0
CT | 6430.06 | 14284.61 | 17499.73 | 29710.43 | 51553.43 | 64543.93
Coal | 267084.02 | 244459.24 | 233946.84 | 233728.48 | 237747.75 | 257029.3
Geo | 2534.2 | 4609.2 | 9013.43 | 9038.2 | 9038.2 | 9038.2
H | 106079.79 | 107646.98 | 110507.79 | 113595.79 | 113595.79 | 113845.79
LFG | 4136 | 6089 | 8299 | 9022.5 | 9023 | 9023
Nuc | 117236.86 | 121152.36 | 121152.36 | 119664.16 | 93088.46 | 73382.46
PS | 21788 | 21788 | 21788 | 21788 | 21788 | 21788
PV | 1648 | 3820.31 | 4899.64 | 5147.56 | 4146.25 | 4285.82
PeakG | 117800.74 | 117766.24 | 117766.24 | 117766.24 | 117766.24 | 115585.77
PeakO | 19783.77 | 19783.77 | 19783.77 | 19783.77 | 19783.77 | 19783.77
ST | 760 | 1579.66 | 1888.58 | 2028.47 | 2028.47 | 2028.47
STOG | 67577.18 | 66424.05 | 66424.05 | 66298.05 | 66298.05 | 66298.05
STWD | 4456.09 | 4456.09 | 4456.09 | 4456.09 | 4456.09 | 4456.09
WT | 64004.8 | 108214.57 | 195245.73 | 275715.41 | 287698.15 | 301642.73
IGCC | 618 | 618 | 618 | 618 | 618 | 618
DemandResponse | 37863.74 | 60093.26 | 85862.57 | 89210.8 | 92685.8 | 96304.58
IGCC-CCS | 0 | 0 | 0 | 0 | 0 | 0
WT_off | 469 | 469 | 1569 | 1569 | 1101 | 1101
PseudoUnit | 0 | 1446.85 | 3000 | 5500 | 5500 | 5500
FixedInterchange | 8820 | 8820 | 8820 | 8820 | 8820 | 8820
Total Installed Capacity by Reporting Type: EI_US
ReportingType | 2015 | 2020 | 2025 | 2030 | 2035 | 2040
BM | 741.12 | 972.02 | 1592.5 | 1652.53 | 1835.85 | 1794.66
CC | 150512.83 | 158634.57 | 158947.87 | 161377.3 | 189137.94 | 215447.25
CSP | 0 | 0 | 0 | 0 | 0 | 0
CT | 4323.69 | 10408.67 | 13232.01 | 21479.82 | 39621.02 | 46838.63
Coal | 209168.95 | 187107.97 | 178318.48 | 178102.28 | 179045.3 | 187495.15
Geo | 44 | 44 | 44 | 44 | 44 | 44
H | 29436.09 | 30308.28 | 31674.09 | 31674.09 | 31674.09 | 31674.09
LFG | 3458.4 | 4290.6 | 5901.44 | 6536 | 6536 | 6536
Nuc | 89571.36 | 93486.86 | 93486.86 | 91998.66 | 66452.96 | 48286.96
PS | 16931 | 16931 | 16931 | 16931 | 16931 | 16931
PV | 176.74 | 2349.05 | 3428.38 | 3676.31 | 3766.55 | 3906.12
PeakG | 97602.57 | 97602.57 | 97602.57 | 97602.57 | 97602.57 | 97602.57
PeakO | 19067.42 | 19067.42 | 19067.42 | 19067.42 | 19067.42 | 19067.42
ST | 0 | 0 | 0 | 0 | 0 | 0
STOG | 36176.87 | 35023.74 | 35023.74 | 35023.74 | 35023.74 | 35023.74
STWD | 2980 | 2980 | 2980 | 2980 | 2980 | 2980
WT | 36938.6 | 72814.97 | 140951.41 | 212547.54 | 225792.68 | 238246.6
IGCC | 618 | 618 | 618 | 618 | 618 | 618
DemandResponse | 29707.66 | 46218.47 | 65324.07 | 67718.5 | 70208.86 | 72802.09
IGCC-CCS | 0 | 0 | 0 | 0 | 0 | 0
WT_off | 469 | 469 | 1569 | 1569 | 1101 | 1101
PseudoUnit | 0 | 1446.85 | 3000 | 5500 | 5500 | 5500
FixedInterchange | 5820 | 5820 | 5820 | 5820 | 5820 | 5820
Total Installed Capacity by Reporting Type: EI_Canada
ReportingType | 2015 | 2020 | 2025 | 2030 | 2035 | 2040
BM | 326.33 | 326.33 | 326.33 | 326.33 | 326.33 | 326.33
CC | 4829.69 | 4829.69 | 4829.69 | 4302.01 | 4302.01 | 5315.23
CSP | 0 | 0 | 0 | 0 | 0 | 0
CT | 400.84 | 400.84 | 400.84 | 400.84 | 846.28 | 2109.91
Coal | 1638.05 | 1272.95 | 2.16 | 0 | 0 | 0
Geo | 0 | 0 | 0 | 0 | 0 | 0
H | 15168.7 | 15863.7 | 17358.7 | 19818.7 | 19818.7 | 20068.7
LFG | 117.5 | 117.5 | 117.5 | 117.5 | 118 | 118
Nuc | 13018.2 | 13018.2 | 13018.2 | 13018.2 | 11988.2 | 10448.2
PS | 123 | 123 | 123 | 123 | 123 | 123
PV | 1097.26 | 1097.26 | 1097.26 | 1097.26 | 30 | 30
PeakG | 1143 | 1143 | 1143 | 1143 | 1143 | 1143
PeakO | 33.35 | 33.35 | 33.35 | 33.35 | 33.35 | 33.35
ST | 0 | 0 | 0 | 0 | 0 | 0
STOG | 126 | 126 | 126 | 0 | 0 | 0
STWD | 0 | 0 | 0 | 0 | 0 | 0
WT | 3963.3 | 3963.3 | 3963.3 | 3963.3 | 1857.4 | 1857.4
IGCC | 0 | 0 | 0 | 0 | 0 | 0
DemandResponse | 2048.29 | 2374.97 | 2887.27 | 2989.59 | 3095.56 | 3205.29
IGCC-CCS | 0 | 0 | 0 | 0 | 0 | 0
WT_off | 0 | 0 | 0 | 0 | 0 | 0
PseudoUnit | 0 | 0 | 0 | 0 | 0 | 0
FixedInterchange | 3000 | 3000 | 3000 | 3000 | 3000 | 3000
Total Installed Capacity by Reporting Type: EI
ReportingType | 2015 | 2020 | 2025 | 2030 | 2035 | 2040
BM | 1067.45 | 1298.36 | 1918.83 | 1978.86 | 2162.19 | 2120.99
CC | 155342.53 | 163464.26 | 163777.56 | 165679.31 | 193439.95 | 220762.48
CSP | 0 | 0 | 0 | 0 | 0 | 0
CT | 4724.53 | 10809.51 | 13632.84 | 21880.66 | 40467.3 | 48948.55
Coal | 210807 | 188380.92 | 178320.64 | 178102.28 | 179045.3 | 187495.15
Geo | 44 | 44 | 44 | 44 | 44 | 44
H | 44604.79 | 46171.98 | 49032.79 | 51492.79 | 51492.79 | 51742.79
LFG | 3575.9 | 4408.1 | 6018.94 | 6653.5 | 6654 | 6654
Nuc | 102589.56 | 106505.06 | 106505.06 | 105016.86 | 78441.16 | 58735.16
PS | 17054 | 17054 | 17054 | 17054 | 17054 | 17054
PV | 1274 | 3446.31 | 4525.64 | 4773.56 | 3796.55 | 3936.12
PeakG | 98745.57 | 98745.57 | 98745.57 | 98745.57 | 98745.57 | 98745.57
PeakO | 19100.77 | 19100.77 | 19100.77 | 19100.77 | 19100.77 | 19100.77
ST | 0 | 0 | 0 | 0 | 0 | 0
STOG | 36302.87 | 35149.74 | 35149.74 | 35023.74 | 35023.74 | 35023.74
STWD | 2980 | 2980 | 2980 | 2980 | 2980 | 2980
WT | 40901.9 | 76778.27 | 144914.71 | 216510.84 | 227650.08 | 240104
IGCC | 618 | 618 | 618 | 618 | 618 | 618
DemandResponse | 31755.95 | 48593.44 | 68211.33 | 70708.09 | 73304.41 | 76007.38
IGCC-CCS | 0 | 0 | 0 | 0 | 0 | 0
WT_off | 469 | 469 | 1569 | 1569 | 1101 | 1101
PseudoUnit | 0 | 1446.85 | 3000 | 5500 | 5500 | 5500
FixedInterchange | 8820 | 8820 | 8820 | 8820 | 8820 | 8820
Total Installed Capacity by Reporting Type: Outside_EI
ReportingType | 2015 | 2020 | 2025 | 2030 | 2035 | 2040
BM | 183.55 | 183.55 | 183.55 | 1884.43 | 1948.56 | 2064.93
CC | 75178.41 | 77002.55 | 78307.94 | 86676.94 | 95214.14 | 100697.16
CSP | 0 | 0 | 0 | 0 | 0 | 0
CT | 1705.53 | 3475.1 | 3866.88 | 7829.77 | 11086.13 | 15595.38
Coal | 56277.02 | 56078.32 | 55626.2 | 55626.2 | 58702.46 | 69534.15
Geo | 2490.2 | 4565.2 | 8969.43 | 8994.2 | 8994.2 | 8994.2
H | 61475 | 61475 | 61475 | 62103 | 62103 | 62103
LFG | 560.1 | 1680.9 | 2280.06 | 2369 | 2369 | 2369
Nuc | 14647.3 | 14647.3 | 14647.3 | 14647.3 | 14647.3 | 14647.3
PS | 4734 | 4734 | 4734 | 4734 | 4734 | 4734
PV | 374 | 374 | 374 | 374 | 349.7 | 349.7
PeakG | 19055.17 | 19020.67 | 19020.67 | 19020.67 | 19020.67 | 16840.21
PeakO | 683 | 683 | 683 | 683 | 683 | 683
ST | 760 | 1579.66 | 1888.58 | 2028.47 | 2028.47 | 2028.47
STOG | 31274.31 | 31274.31 | 31274.31 | 31274.31 | 31274.31 | 31274.31
STWD | 1476.09 | 1476.09 | 1476.09 | 1476.09 | 1476.09 | 1476.09
WT | 23102.9 | 31436.3 | 50331.01 | 59204.57 | 60048.07 | 61538.72
IGCC | 0 | 0 | 0 | 0 | 0 | 0
DemandResponse | 6107.8 | 11499.81 | 17651.23 | 18502.71 | 19381.39 | 20297.2
IGCC-CCS | 0 | 0 | 0 | 0 | 0 | 0
WT_off | 0 | 0 | 0 | 0 | 0 | 0
PseudoUnit | 0 | 0 | 0 | 0 | 0 | 0
FixedInterchange | 0 | 0 | 0 | 0 | 0 | 0
#6 | Retrofit Capacity (MW)
Retrofit Capacity by Reporting Type: Entergy
ReportingType | 2015 | 2020 | 2025 | 2030 | 2035 | 2040
FGD | 0 | 7356 | 6820.41 | 6820.41 | 6820.41 | 6820.41
SNCR | 0 | 0 | 0 | 0 | 0 | 0
SCR | 0 | 0 | 0 | 0 | 0 | 0
ACI90 | 0 | 0 | 0 | 0 | 0 | 0
RPJ90 | 0 | 7416 | 6880.41 | 6880.41 | 6880.41 | 6880.41
PCSEQ | 0 | 0 | 0 | 0 | 0 | 0
Retrofit Capacity by Reporting Type: FRCC
ReportingType | 2015 | 2020 | 2025 | 2030 | 2035 | 2040
FGD | 0 | 235 | 235 | 235 | 235 | 235
SNCR | 0 | 0 | 0 | 0 | 0 | 0
SCR | 3796 | 1898 | 1898 | 1898 | 1898 | 1898
ACI90 | 0 | 0 | 0 | 0 | 0 | 0
RPJ90 | 0.18 | 7900.3 | 7900.46 | 7900.73 | 7901.2 | 7901.46
PCSEQ | 0 | 0 | 0 | 0 | 0 | 0
Retrofit Capacity by Reporting Type: MAPP_US
ReportingType | 2015 | 2020 | 2025 | 2030 | 2035 | 2040
FGD | 221 | 0 | 0 | 0 | 0 | 0
SNCR | 0 | 0 | 0 | 0 | 0 | 0
SCR | 0 | 0 | 0 | 0 | 0 | 0
ACI90 | 0 | 0 | 0 | 0 | 0 | 0
RPJ90 | 0 | 2360 | 2360 | 2360 | 2360 | 2360
PCSEQ | 0 | 0 | 0 | 0 | 0 | 0
Retrofit Capacity by Reporting Type: MISO_IN
ReportingType | 2015 | 2020 | 2025 | 2030 | 2035 | 2040
FGD | 0 | 2276 | 2276 | 2276 | 2276 | 2276
SNCR | 0 | 0 | 0 | 0 | 0 | 0
SCR | 0 | 0 | 0 | 0 | 0 | 0
ACI90 | 0 | 0 | 0 | 0 | 0 | 0
RPJ90 | 0.21 | 13116.15 | 13116.29 | 13116.45 | 13116.66 | 13116.83
PCSEQ | 0 | 0 | 0 | 0 | 0 | 0
Retrofit Capacity by Reporting Type: MISO_MI
ReportingType | 2015 | 2020 | 2025 | 2030 | 2035 | 2040
FGD | 0 | 5477.2 | 5477.21 | 5477.21 | 5477.21 | 5477.21
SNCR | 0 | 0 | 0 | 0 | 0 | 0
SCR | 355 | 0 | 0 | 0 | 0 | 0
ACI90 | 0 | 0 | 0 | 0 | 0 | 0
RPJ90 | 0 | 7279.01 | 7279.01 | 7279.01 | 7279.01 | 7279.01
PCSEQ | 0 | 0 | 0 | 0 | 0 | 0
Retrofit Capacity by Reporting Type: MISO_MO-IL
ReportingType | 2015 | 2020 | 2025 | 2030 | 2035 | 2040
FGD | 0 | 6316 | 6316 | 6316.01 | 6316.01 | 6316.01
SNCR | 0 | 0 | 0 | 0 | 0 | 0
SCR | 400 | 200 | 200 | 200 | 200 | 200
ACI90 | 0 | 0 | 0 | 0 | 0 | 0
RPJ90 | 2275.21 | 9966.41 | 9966.58 | 9966.78 | 9967 | 9967.17
PCSEQ | 0 | 0 | 0 | 0 | 0 | 0
Retrofit Capacity by Reporting Type: MISO_W
ReportingType | 2015 | 2020 | 2025 | 2030 | 2035 | 2040
FGD | 0 | 5555.5 | 5555.5 | 5555.5 | 5555.5 | 5555.5
SNCR | 0 | 0 | 0 | 0 | 0 | 0
SCR | 1225.26 | 612.63 | 612.63 | 612.63 | 612.63 | 612.63
ACI90 | 0 | 0 | 0 | 0 | 0 | 0
RPJ90 | 2652.36 | 11006.03 | 11006.03 | 11006.03 | 11006.03 | 11006.03
PCSEQ | 0 | 0 | 0 | 0 | 0 | 0
Retrofit Capacity by Reporting Type: MISO_WUMS
ReportingType | 2015 | 2020 | 2025 | 2030 | 2035 | 2040
FGD | 1135 | 2766.1 | 2766.1 | 2766.1 | 2766.1 | 2766.1
SNCR | 0 | 0 | 0 | 0 | 0 | 0
SCR | 2778.6 | 2163.6 | 2163.6 | 2163.6 | 2163.6 | 2163.6
ACI90 | 0 | 0 | 0 | 0 | 0 | 0
RPJ90 | 1740.32 | 4519.3 | 4519.41 | 4519.53 | 4519.65 | 4519.76
PCSEQ | 0 | 0 | 0 | 0 | 0 | 0
Retrofit Capacity by Reporting Type: Nebraska
ReportingType | 2015 | 2020 | 2025 | 2030 | 2035 | 2040
FGD | 0 | 2920.2 | 2011 | 2011 | 2011 | 2011
SNCR | 0 | 0 | 0 | 0 | 0 | 0
SCR | 0 | 0 | 0 | 0 | 0 | 0
ACI90 | 0 | 0 | 0 | 0 | 0 | 0
RPJ90 | 1364.4 | 3602.4 | 2693.2 | 2693.2 | 2693.2 | 2693.2
PCSEQ | 0 | 0 | 0 | 0 | 0 | 0
Retrofit Capacity by Reporting Type: NEISO
ReportingType | 2015 | 2020 | 2025 | 2030 | 2035 | 2040
FGD | 320 | 0 | 0 | 0 | 0 | 0
SNCR | 0 | 0 | 0 | 0 | 0 | 0
SCR | 0 | 0 | 0 | 0 | 0 | 0
ACI90 | 0 | 0 | 0 | 0 | 0 | 0
RPJ90 | 870.93 | 0 | 0 | 0 | 0 | 0
PCSEQ | 0 | 0 | 0 | 0 | 0 | 0
Retrofit Capacity by Reporting Type: NonRTO_Midwest
ReportingType | 2015 | 2020 | 2025 | 2030 | 2035 | 2040
FGD | 1403 | 2371.79 | 2371.79 | 2371.79 | 2371.79 | 2371.79
SNCR | 0 | 0 | 0 | 0 | 0 | 0
SCR | 1463.8 | 731.9 | 731.9 | 731.9 | 731.9 | 731.9
ACI90 | 0 | 0 | 0 | 0 | 0 | 0
RPJ90 | 0.31 | 8109.17 | 8109.39 | 8109.65 | 8109.98 | 8110.21
PCSEQ | 0 | 0 | 0 | 0 | 0 | 0
Retrofit Capacity by Reporting Type: NYISO_A-F
ReportingType | 2015 | 2020 | 2025 | 2030 | 2035 | 2040
FGD | 0 | 0 | 0 | 0 | 0 | 0
SNCR | 0 | 0 | 0 | 0 | 0 | 0
SCR | 0 | 0 | 0 | 0 | 0 | 0
ACI90 | 0 | 0 | 0 | 0 | 0 | 0
RPJ90 | 486.3 | 0 | 0 | 0 | 0 | 0
PCSEQ | 0 | 0 | 0 | 0 | 0 | 0
Retrofit Capacity by Reporting Type: NYISO_G-I
ReportingType | 2015 | 2020 | 2025 | 2030 | 2035 | 2040
FGD | 0 | 0 | 0 | 0 | 0 | 0
SNCR | 0 | 0 | 0 | 0 | 0 | 0
SCR | 0 | 0 | 0 | 0 | 0 | 0
ACI90 | 0 | 0 | 0 | 0 | 0 | 0
RPJ90 | 0 | 0 | 0 | 0 | 0 | 0
PCSEQ | 0 | 0 | 0 | 0 | 0 | 0
Retrofit Capacity by Reporting Type: NYISO_J-K
ReportingType | 2015 | 2020 | 2025 | 2030 | 2035 | 2040
FGD | 0 | 0 | 0 | 0 | 0 | 0
SNCR | 0 | 0 | 0 | 0 | 0 | 0
SCR | 0 | 0 | 0 | 0 | 0 | 0
ACI90 | 0 | 0 | 0 | 0 | 0 | 0
RPJ90 | 0 | 0 | 0 | 0 | 0 | 0
PCSEQ | 0 | 0 | 0 | 0 | 0 | 0
Retrofit Capacity by Reporting Type: PJM_E
ReportingType | 2015 | 2020 | 2025 | 2030 | 2035 | 2040
FGD | 0 | 0 | 0 | 0 | 0 | 0
SNCR | 0 | 0 | 0 | 0 | 0 | 0
SCR | 568 | 0 | 0 | 0 | 0 | 0
ACI90 | 0 | 0 | 0 | 0 | 0 | 0
RPJ90 | 1784 | 0 | 0 | 0 | 0 | 0
PCSEQ | 0 | 0 | 0 | 0 | 0 | 0
Retrofit Capacity by Reporting Type: PJM_ROM
ReportingType | 2015 | 2020 | 2025 | 2030 | 2035 | 2040
FGD | 0 | 1234 | 1234 | 1234 | 1234 | 1234
SNCR | 0 | 0 | 0 | 0 | 0 | 0
SCR | 341 | 0 | 0 | 0 | 0 | 0
ACI90 | 0 | 0 | 0 | 0 | 0 | 0
RPJ90 | 2572 | 7711 | 7711 | 7711 | 7711 | 7711
PCSEQ | 0 | 0 | 0 | 0 | 0 | 0
Retrofit Capacity by Reporting Type: PJM_ROR
ReportingType | 2015 | 2020 | 2025 | 2030 | 2035 | 2040
FGD | 0 | 6591.04 | 6591.05 | 6591.05 | 6591.05 | 6591.05
SNCR | 0.01 | 0 | 0.01 | 0.01 | 0.01 | 0.01
SCR | 2400 | 1200 | 1200.01 | 1200.01 | 1200.01 | 1200.01
ACI90 | 0 | 0 | 0 | 0 | 0 | 0
RPJ90 | 0.17 | 35842.33 | 35842.45 | 35842.59 | 35842.93 | 35843.2
PCSEQ | 0 | 0 | 0 | 0 | 0 | 0
Retrofit Capacity by Reporting Type: SOCO
ReportingType | 2015 | 2020 | 2025 | 2030 | 2035 | 2040
FGD | 4088.7 | 6597.15 | 6597.15 | 6597.15 | 6597.15 | 6597.15
SNCR | 0 | 0 | 0 | 0.01 | 0.01 | 0.01
SCR | 3404.7 | 3404.7 | 3404.71 | 3404.71 | 3404.71 | 3404.71
ACI90 | 0 | 0 | 0 | 0 | 0 | 0
RPJ90 | 6809.4 | 15080.95 | 15080.96 | 15080.96 | 15080.96 | 15080.96
PCSEQ | 0 | 0 | 0 | 0 | 0 | 0
Retrofit Capacity by Reporting Type: SPP_N
ReportingType | 2015 | 2020 | 2025 | 2030 | 2035 | 2040
FGD | 0 | 1639.21 | 600.26 | 384.03 | 384.03 | 384.03
SNCR | 0 | 0 | 0 | 0 | 0 | 0
SCR | 0 | 0 | 0 | 0 | 0 | 0
ACI90 | 0 | 0 | 0 | 0 | 0 | 0
RPJ90 | 1302.21 | 6240.55 | 5201.73 | 4985.64 | 4985.79 | 4985.94
PCSEQ | 0 | 0 | 0 | 0 | 0 | 0
Retrofit Capacity by Reporting Type: SPP_S
ReportingType | 2015 | 2020 | 2025 | 2030 | 2035 | 2040
FGD | 0 | 8399.81 | 2094.01 | 2094.01 | 2094.01 | 2094.01
SNCR | 0 | 0 | 0 | 0 | 0 | 0
SCR | 0 | 0 | 0 | 0 | 0 | 0
ACI90 | 0 | 0 | 0 | 0 | 0 | 0
RPJ90 | 0 | 10874.94 | 4569.14 | 4569.14 | 4569.14 | 4569.14
PCSEQ | 0 | 0 | 0 | 0 | 0 | 0
Retrofit Capacity by Reporting Type: TVA
ReportingType | 2015 | 2020 | 2025 | 2030 | 2035 | 2040
FGD | 0 | 4090 | 4090 | 4090 | 4090.01 | 4090.01
SNCR | 0 | 0 | 0 | 0 | 0 | 0
SCR | 0 | 0 | 0 | 0 | 0 | 0
ACI90 | 0 | 0 | 0 | 0 | 0 | 0
RPJ90 | 0 | 10807.05 | 10807.05 | 10807.05 | 10807.05 | 10807.05
PCSEQ | 0 | 0 | 0 | 0 | 0 | 0
Retrofit Capacity by Reporting Type: TVA_Transmission
ReportingType | 2015 | 2020 | 2025 | 2030 | 2035 | 2040
FGD | 0 | 0 | 0 | 0 | 0 | 0
SNCR | 0 | 0 | 0 | 0 | 0 | 0
SCR | 0 | 0 | 0 | 0 | 0 | 0
ACI90 | 0 | 0 | 0 | 0 | 0 | 0
RPJ90 | 0 | 0 | 0 | 0 | 0 | 0
PCSEQ | 0 | 0 | 0 | 0 | 0 | 0
Retrofit Capacity by Reporting Type: VACAR
ReportingType | 2015 | 2020 | 2025 | 2030 | 2035 | 2040
FGD | 0 | 0 | 0 | 0 | 0 | 0
SNCR | 0 | 0 | 0 | 0 | 0 | 0
SCR | 0 | 0 | 0 | 0 | 0 | 0
ACI90 | 0 | 0 | 0 | 0 | 0 | 0
RPJ90 | 0.57 | 13455.08 | 13455.8 | 13456.72 | 13457.58 | 13458.17
PCSEQ | 0 | 0 | 0 | 0 | 0 | 0
Retrofit Capacity by Reporting Type: IESO
ReportingType | 2015 | 2020 | 2025 | 2030 | 2035 | 2040
FGD | 0 | 0 | 0 | 0 | 0 | 0
SNCR | 0 | 0 | 0 | 0 | 0 | 0
SCR | 0 | 0 | 0 | 0 | 0 | 0
ACI90 | 0 | 0 | 0 | 0 | 0 | 0
RPJ90 | 0 | 0 | 0 | 0 | 0 | 0
PCSEQ | 0 | 0 | 0 | 0 | 0 | 0
Retrofit Capacity by Reporting Type: MAPP_CA
ReportingType | 2015 | 2020 | 2025 | 2030 | 2035 | 2040
FGD | 0 | 0 | 0 | 0 | 0 | 0
SNCR | 0 | 0 | 0 | 0 | 0 | 0
SCR | 0 | 0 | 0 | 0 | 0 | 0
ACI90 | 0 | 0 | 0 | 0 | 0 | 0
RPJ90 | 0 | 0 | 0 | 0 | 0 | 0
PCSEQ | 0 | 0 | 0 | 0 | 0 | 0
Retrofit Capacity by Reporting Type: AZ_NM_SNV_Coal
ReportingType | 2015 | 2020 | 2025 | 2030 | 2035 | 2040
FGD | 384 | 540 | 540 | 540 | 540 | 540
SNCR | 0 | 0 | 0 | 0 | 0 | 0
SCR | 800 | 400 | 400 | 400 | 400 | 400
ACI90 | 0 | 0 | 0 | 0 | 0 | 0
RPJ90 | 3286.09 | 10066.18 | 10066.27 | 10066.37 | 10066.5 | 10066.63
PCSEQ | 0 | 0 | 0 | 0 | 0 | 0
Retrofit Capacity by Reporting Type: AZ_NM_SNV_Gas
ReportingType | 2015 | 2020 | 2025 | 2030 | 2035 | 2040
FGD | 0 | 0 | 0 | 0 | 0 | 0
SNCR | 0 | 0 | 0 | 0 | 0 | 0
SCR | 0 | 0 | 0 | 0 | 0 | 0
ACI90 | 0 | 0 | 0 | 0 | 0 | 0
RPJ90 | 0 | 0 | 0 | 0 | 0 | 0
PCSEQ | 0 | 0 | 0 | 0 | 0 | 0
Retrofit Capacity by Reporting Type: AZ_NM_SNV_NucRenew
ReportingType | 2015 | 2020 | 2025 | 2030 | 2035 | 2040
FGD | 0 | 0 | 0 | 0 | 0 | 0
SNCR | 0 | 0 | 0 | 0 | 0 | 0
SCR | 0 | 0 | 0 | 0 | 0 | 0
ACI90 | 0 | 0 | 0 | 0 | 0 | 0
RPJ90 | 0 | 0 | 0 | 0 | 0 | 0
PCSEQ | 0 | 0 | 0 | 0 | 0 | 0
Retrofit Capacity by Reporting Type: ERCOT
ReportingType | 2015 | 2020 | 2025 | 2030 | 2035 | 2040
FGD | 0 | 5125 | 5125 | 5125 | 5125 | 5125
SNCR | 0 | 0 | 0 | 0 | 0 | 0
SCR | 4370 | 2185 | 2185 | 2185 | 2185 | 2185
ACI90 | 0 | 0 | 0 | 0 | 0 | 0
RPJ90 | 9196.2 | 16248.19 | 16248.32 | 16248.48 | 16248.72 | 16248.9
PCSEQ | 0 | 0 | 0 | 0 | 0 | 0
Retrofit Capacity by Reporting Type: NP15
ReportingType | 2015 | 2020 | 2025 | 2030 | 2035 | 2040
FGD | 0 | 0 | 0 | 0 | 0 | 0
SNCR | 0 | 0 | 0 | 0 | 0 | 0
SCR | 0 | 0 | 0 | 0 | 0 | 0
ACI90 | 0 | 0 | 0 | 0 | 0 | 0
RPJ90 | 0 | 0 | 0 | 0 | 0 | 0
PCSEQ | 0 | 0 | 0 | 0 | 0 | 0
Retrofit Capacity by Reporting Type: NWPP_Coal
ReportingType | 2015 | 2020 | 2025 | 2030 | 2035 | 2040
FGD | 0 | 1601.2 | 1601.2 | 1601.2 | 1601.2 | 1601.2
SNCR | 0 | 0 | 0 | 0 | 0 | 0
SCR | 0 | 0 | 0 | 0 | 0 | 0
ACI90 | 0 | 0 | 0 | 0 | 0 | 0
RPJ90 | 453.6 | 13097.62 | 13097.62 | 13097.62 | 13097.62 | 13097.62
PCSEQ | 0 | 0 | 0 | 0 | 0 | 0
Retrofit Capacity by Reporting Type: NWPP_Gas
ReportingType | 2015 | 2020 | 2025 | 2030 | 2035 | 2040
FGD | 0 | 0 | 0 | 0 | 0 | 0
SNCR | 0 | 0 | 0 | 0 | 0 | 0
SCR | 0 | 0 | 0 | 0 | 0 | 0
ACI90 | 0 | 0 | 0 | 0 | 0 | 0
RPJ90 | 0 | 0 | 0 | 0 | 0 | 0
PCSEQ | 0 | 0 | 0 | 0 | 0 | 0
Retrofit Capacity by Reporting Type: NWPP_NucRenew
ReportingType | 2015 | 2020 | 2025 | 2030 | 2035 | 2040
FGD | 0 | 0 | 0 | 0 | 0 | 0
SNCR | 0 | 0 | 0 | 0 | 0 | 0
SCR | 0 | 0 | 0 | 0 | 0 | 0
ACI90 | 0 | 0 | 0 | 0 | 0 | 0
RPJ90 | 0 | 0 | 0 | 0 | 0 | 0
PCSEQ | 0 | 0 | 0 | 0 | 0 | 0
Retrofit Capacity by Reporting Type: RMPA
ReportingType | 2015 | 2020 | 2025 | 2030 | 2035 | 2040
FGD | 0 | 1282 | 1282 | 1282 | 1282 | 1282
SNCR | 0 | 0 | 0 | 0 | 0 | 0
SCR | 1554.6 | 777.3 | 777.3 | 777.3 | 777.3 | 777.3
ACI90 | 0 | 0 | 0 | 0 | 0 | 0
RPJ90 | 2874.6 | 6914.8 | 6462.68 | 6462.68 | 6462.68 | 6315.8
PCSEQ | 0 | 0 | 0 | 0 | 0 | 0
Retrofit Capacity by Reporting Type: SP15
ReportingType | 2015 | 2020 | 2025 | 2030 | 2035 | 2040
FGD | 0 | 0 | 0 | 0 | 0 | 0
SNCR | 0 | 0 | 0 | 0 | 0 | 0
SCR | 0 | 0 | 0 | 0 | 0 | 0
ACI90 | 0 | 0 | 0 | 0 | 0 | 0
RPJ90 | 0 | 101.2 | 101.2 | 101.2 | 0 | 0
PCSEQ | 0 | 0 | 0 | 0 | 0 | 0
Retrofit Capacity by Reporting Type: ALB
ReportingType | 2015 | 2020 | 2025 | 2030 | 2035 | 2040
FGD | 0 | 0 | 0 | 0 | 0 | 0
SNCR | 0 | 0 | 0 | 0 | 0 | 0
SCR | 0 | 0 | 0 | 0 | 0 | 0
ACI90 | 0 | 0 | 0 | 0 | 0 | 0
RPJ90 | 0 | 0 | 0 | 0 | 0 | 0
PCSEQ | 0 | 0 | 0 | 0 | 0 | 0
Retrofit Capacity by Reporting Type: BC
ReportingType | 2015 | 2020 | 2025 | 2030 | 2035 | 2040
FGD | 0 | 0 | 0 | 0 | 0 | 0
SNCR | 0 | 0 | 0 | 0 | 0 | 0
SCR | 0 | 0 | 0 | 0 | 0 | 0
ACI90 | 0 | 0 | 0 | 0 | 0 | 0
RPJ90 | 0 | 0 | 0 | 0 | 0 | 0
PCSEQ | 0 | 0 | 0 | 0 | 0 | 0
Retrofit Capacity by Reporting Type: HQ_IESO
ReportingType | 2015 | 2020 | 2025 | 2030 | 2035 | 2040
FGD | 0 | 0 | 0 | 0 | 0 | 0
SNCR | 0 | 0 | 0 | 0 | 0 | 0
SCR | 0 | 0 | 0 | 0 | 0 | 0
ACI90 | 0 | 0 | 0 | 0 | 0 | 0
RPJ90 | 0 | 0 | 0 | 0 | 0 | 0
PCSEQ | 0 | 0 | 0 | 0 | 0 | 0
Retrofit Capacity by Reporting Type: HQ_NEISO
ReportingType | 2015 | 2020 | 2025 | 2030 | 2035 | 2040
FGD | 0 | 0 | 0 | 0 | 0 | 0
SNCR | 0 | 0 | 0 | 0 | 0 | 0
SCR | 0 | 0 | 0 | 0 | 0 | 0
ACI90 | 0 | 0 | 0 | 0 | 0 | 0
RPJ90 | 0 | 0 | 0 | 0 | 0 | 0
PCSEQ | 0 | 0 | 0 | 0 | 0 | 0
Retrofit Capacity by Reporting Type: HQ_NY
ReportingType | 2015 | 2020 | 2025 | 2030 | 2035 | 2040
FGD | 0 | 0 | 0 | 0 | 0 | 0
SNCR | 0 | 0 | 0 | 0 | 0 | 0
SCR | 0 | 0 | 0 | 0 | 0 | 0
ACI90 | 0 | 0 | 0 | 0 | 0 | 0
RPJ90 | 0 | 0 | 0 | 0 | 0 | 0
PCSEQ | 0 | 0 | 0 | 0 | 0 | 0
Retrofit Capacity by Reporting Type: MARITIMES
ReportingType | 2015 | 2020 | 2025 | 2030 | 2035 | 2040
FGD | 0 | 0 | 0 | 0 | 0 | 0
SNCR | 0 | 0 | 0 | 0 | 0 | 0
SCR | 0 | 0 | 0 | 0 | 0 | 0
ACI90 | 0 | 0 | 0 | 0 | 0 | 0
RPJ90 | 0 | 0 | 0 | 0 | 0 | 0
PCSEQ | 0 | 0 | 0 | 0 | 0 | 0
Retrofit Capacity by Reporting Type: All
ReportingType | 2015 | 2020 | 2025 | 2030 | 2035 | 2040
FGD | 7551.71 | 72373.21 | 63583.7 | 63367.48 | 63367.49 | 63367.49
SNCR | 0.03 | 0.03 | 0.04 | 0.05 | 0.05 | 0.06
SCR | 23456.97 | 13573.16 | 13573.18 | 13573.19 | 13573.2 | 13573.2
ACI90 | 0 | 0 | 0 | 0 | 0 | 0
RPJ90 | 37669.09 | 221714.67 | 212474.99 | 212261.26 | 212163.13 | 212018.5
PCSEQ | 0 | 0 | 0 | 0 | 0.01 | 0.01
Retrofit Capacity by Reporting Type: EI_US
ReportingType | 2015 | 2020 | 2025 | 2030 | 2035 | 2040
FGD | 7167.71 | 63825.01 | 55035.5 | 54819.28 | 54819.28 | 54819.28
SNCR | 0.03 | 0.02 | 0.03 | 0.04 | 0.04 | 0.05
SCR | 16732.37 | 10210.85 | 10210.88 | 10210.89 | 10210.89 | 10210.89
ACI90 | 0 | 0 | 0 | 0 | 0 | 0
RPJ90 | 21858.59 | 175286.68 | 166498.91 | 166284.9 | 166287.61 | 166289.54
PCSEQ | 0 | 0 | 0 | 0 | 0.01 | 0.01
Retrofit Capacity by Reporting Type: EI_Canada
ReportingType | 2015 | 2020 | 2025 | 2030 | 2035 | 2040
FGD | 0 | 0 | 0 | 0 | 0 | 0
SNCR | 0 | 0 | 0 | 0 | 0 | 0
SCR | 0 | 0 | 0 | 0 | 0 | 0
ACI90 | 0 | 0 | 0 | 0 | 0 | 0
RPJ90 | 0 | 0 | 0 | 0 | 0 | 0
PCSEQ | 0 | 0 | 0 | 0 | 0 | 0
Retrofit Capacity by Reporting Type: EI
ReportingType | 2015 | 2020 | 2025 | 2030 | 2035 | 2040
FGD | 7167.71 | 63825.01 | 55035.5 | 54819.28 | 54819.28 | 54819.28
SNCR | 0.03 | 0.02 | 0.03 | 0.04 | 0.04 | 0.05
SCR | 16732.37 | 10210.85 | 10210.88 | 10210.89 | 10210.89 | 10210.89
ACI90 | 0 | 0 | 0 | 0 | 0 | 0
RPJ90 | 21858.59 | 175286.68 | 166498.91 | 166284.9 | 166287.61 | 166289.54
PCSEQ | 0 | 0 | 0 | 0 | 0.01 | 0.01
Retrofit Capacity by Reporting Type: Outside_EI
ReportingType | 2015 | 2020 | 2025 | 2030 | 2035 | 2040
FGD | 384 | 8548.2 | 8548.2 | 8548.2 | 8548.2 | 8548.2
SNCR | 0 | 0 | 0 | 0.01 | 0.01 | 0.01
SCR | 6724.6 | 3362.3 | 3362.3 | 3362.31 | 3362.31 | 3362.31
ACI90 | 0 | 0 | 0 | 0 | 0 | 0
RPJ90 | 15810.5 | 46427.99 | 45976.08 | 45976.35 | 45875.52 | 45728.96
PCSEQ | 0 | 0 | 0 | 0 | 0 | 0
#7 | Reserve Margin (MW)
Reserve Margin Data: ALB
| 2015 | 2020 | 2025 | 2030 | 2035 | 2040
a. Peak Demand | 9916.01 | 10447.08 | 11261.72 | 12030.19 | 12925.57 | 13886.96
b. Peak Demand + Reserve Margin | 11700.89 | 12327.55 | 13288.83 | 14195.62 | 15252.17 | 16386.61
c. DR MW | 105.16 | 361.08 | 660.83 | 708.64 | 759.9 | 814.88
d. Capacity Credit | 11700.89 | 12457.92 | 13550.15 | 14195.62 | 15252.17 | 16386.62
Reserve Margin Data: BC
| 2015 | 2020 | 2025 | 2030 | 2035 | 2040
a. Peak Demand | 12123.75 | 12494.86 | 13175.83 | 13768.36 | 14470.91 | 15208.63
b. Peak Demand + Reserve Margin | 14306.03 | 14743.94 | 15547.48 | 16246.67 | 17075.68 | 17946.18
c. DR MW | 0.01 | 264.69 | 555.31 | 582.51 | 611.05 | 640.98
d. Capacity Credit | 14306.03 | 14743.94 | 15547.48 | 16246.67 | 17075.68 | 17946.18
Reserve Margin Data: ENT
| 2015 | 2020 | 2025 | 2030 | 2035 | 2040
a. Peak Demand | 31307.38 | 32329.04 | 32660.25 | 33862.28 | 33334.91 | 33970.92
b. Peak Demand + Reserve Margin | 35690.41 | 36855.11 | 37232.68 | 38603 | 38001.79 | 38726.84
c. DR MW | 301.55 | 1538.95 | 2854.33 | 2930.78 | 3009.27 | 3089.87
d. Capacity Credit | 35690.41 | 36855.1 | 37651.96 | 38603 | 38001.79 | 38726.84
Reserve Margin Data: ERCOT
| 2015 | 2020 | 2025 | 2030 | 2035 | 2040
a. Peak Demand | 69122.76 | 72300.72 | 75751.09 | 78846.5 | 80814.33 | 84384.65
b. Peak Demand + Reserve Margin | 77763.1 | 81338.31 | 85219.97 | 88702.31 | 90916.12 | 94932.73
c. DR MW | 740.81 | 3617.73 | 6720.3 | 6926.25 | 7155.61 | 7391.29
d. Capacity Credit | 77763.1 | 81338.31 | 85640.99 | 88702.31 | 90916.12 | 94932.73
Reserve Margin Data: FRCC
| 2015 | 2020 | 2025 | 2030 | 2035 | 2040
a. Peak Demand | 49629.34 | 52657.84 | 54864.62 | 55607.32 | 62366.88 | 65820.37
b. Peak Demand + Reserve Margin | 57570.04 | 61083.09 | 63642.96 | 64504.49 | 72345.58 | 76351.63
c. DR MW | 2734.45 | 3962.85 | 5527.63 | 5878.95 | 6252.59 | 6649.99
d. Capacity Credit | 57570.04 | 61083.09 | 63642.96 | 64504.49 | 72345.58 | 76351.63
Reserve Margin Data: IESO
| 2015 | 2020 | 2025 | 2030 | 2035 | 2040
a. Peak Demand | 23324.15 | 22671.05 | 23575.58 | 24294.68 | 25180.78 | 26098.03
b. Peak Demand + Reserve Margin | 27289.26 | 26525.13 | 27583.43 | 28424.78 | 29461.52 | 30534.69
c. DR MW | 1958.79 | 2066.83 | 2340.54 | 2421.21 | 2504.65 | 2590.98
d. Capacity Credit | 30018.7 | 30126.74 | 30400.44 | 30481.11 | 29461.52 | 30534.69
Reserve Margin Data: MAPP_CA
| 2015 | 2020 | 2025 | 2030 | 2035 | 2040
a. Peak Demand | 8678.03 | 9167.8 | 9581.02 | 9922.39 | 10335.46 | 10765.25
b. Peak Demand + Reserve Margin | 9719.4 | 10267.94 | 10730.74 | 11113.07 | 11575.72 | 12057.08
c. DR MW | 89.5 | 308.14 | 546.73 | 568.39 | 590.9 | 614.31
d. Capacity Credit | 9719.4 | 10267.94 | 10730.74 | 12556.56 | 12546.24 | 12569.64
Reserve Margin Data: MAPP_US
| 2015 | 2020 | 2025 | 2030 | 2035 | 2040
a. Peak Demand | 5385.39 | 5812.84 | 5895.92 | 6523.72 | 7302.83 | 7737.89
b. Peak Demand + Reserve Margin | 6139.34 | 6626.64 | 6721.35 | 7437.04 | 8325.23 | 8821.19
c. DR MW | 59 | 199.4 | 353.8 | 367.81 | 382.38 | 397.53
d. Capacity Credit | 6859.4 | 6626.64 | 6781.03 | 7437.04 | 8325.23 | 8821.19
Reserve Margin Data: NEISO
| 2015 | 2020 | 2025 | 2030 | 2035 | 2040
a. Peak Demand | 28587.47 | 29161.77 | 29515.48 | 29325.69 | 29642.25 | 29967.52
b. Peak Demand + Reserve Margin | 33161.46 | 33827.66 | 34237.95 | 34017.8 | 34385.01 | 34762.32
c. DR MW | 3092.4 | 3627.72 | 4230.66 | 4257.78 | 4282.5 | 4307.35
d. Capacity Credit | 33161.46 | 33827.66 | 34294.95 | 36918.93 | 35614.38 | 34762.32
Reserve Margin Data: NonRTO_Midwest
| 2015 | 2020 | 2025 | 2030 | 2035 | 2040
a. Peak Demand | 10997.43 | 11557.26 | 12593.01 | 12608.81 | 12625.01 | 12861.91
b. Peak Demand + Reserve Margin | 12537.07 | 13175.28 | 14356.04 | 14374.05 | 14392.51 | 14662.58
c. DR MW | 193.98 | 453.37 | 727.88 | 745.89 | 764.35 | 783.26
d. Capacity Credit | 12537.07 | 13175.28 | 14356.04 | 14374.05 | 14392.51 | 14662.58
Reserve Margin Data: NYISO_J-K
| 2015 | 2020 | 2025 | 2030 | 2035 | 2040
a. Peak Demand | 15335.64 | 16134.02 | 16622.39 | 17125.87 | 18273.19 | 19284.32
b. Peak Demand + Reserve Margin | 14108.79 | 14843.3 | 15292.59 | 15755.8 | 16811.33 | 17741.58
c. DR MW | 1319.07 | 1502.66 | 1718.62 | 1795.58 | 1875.99 | 1960
d. Capacity Credit | 15463.15 | 15646.74 | 15862.7 | 16349.01 | 18104.55 | 19018.97
Reserve Margin Data: PJM_E
| 2015 | 2020 | 2025 | 2030 | 2035 | 2040
a. Peak Demand | 30496.29 | 28002.68 | 29080 | 30280.37 | 31378.03 | 33213.54
b. Peak Demand + Reserve Margin | 29825.38 | 27386.62 | 28440.24 | 29614.2 | 30687.71 | 32482.84
c. DR MW | 1256.73 | 1718.17 | 2388.62 | 2469.72 | 2553.57 | 2640.27
d. Capacity Credit | 33256.66 | 32668.5 | 33668.96 | 33750.05 | 33570.14 | 32482.84
Reserve Margin Data: RMPA
| 2015 | 2020 | 2025 | 2030 | 2035 | 2040
a. Peak Demand | 12771.87 | 14295.76 | 15449.08 | 15994.24 | 17033.64 | 18141.24
b. Peak Demand + Reserve Margin | 14559.93 | 16297.16 | 17611.95 | 18233.43 | 19418.35 | 20681.01
c. DR MW | 486.05 | 622.89 | 804.5 | 856.88 | 912.57 | 971.91
d. Capacity Credit | 15767.06 | 16297.16 | 18122.77 | 18233.43 | 19418.35 | 20681.01
Reserve Margin Data: SOCO
| 2015 | 2020 | 2025 | 2030 | 2035 | 2040
a. Peak Demand | 52899.48 | 57291.95 | 59527.82 | 59788.36 | 60357.87 | 64966.75
b. Peak Demand + Reserve Margin | 60305.41 | 65312.82 | 67861.72 | 68158.73 | 68807.98 | 74062.09
c. DR MW | 2570.49 | 4773.97 | 7215.46 | 7512.46 | 7821.68 | 8143.63
d. Capacity Credit | 61062.83 | 65312.82 | 67861.72 | 68158.72 | 68807.98 | 74062.09
Reserve Margin Data: TVA
| 2015 | 2020 | 2025 | 2030 | 2035 | 2040
a. Peak Demand | 35176.02 | 36694.21 | 37508.46 | 40225.47 | 38639.19 | 38361.97
b. Peak Demand + Reserve Margin | 40452.42 | 42198.34 | 43134.72 | 46259.29 | 44435.07 | 44116.27
c. DR MW | 1805 | 2555.95 | 3357.9 | 3440.97 | 3526.11 | 3613.35
d. Capacity Credit | 40452.42 | 42198.34 | 43134.69 | 46259.29 | 44435.07 | 44116.27
Reserve Margin Data: VACAR
| 2015 | 2020 | 2025 | 2030 | 2035 | 2040
a. Peak Demand | 49078.1 | 54020.98 | 56590.21 | 57815.03 | 61730.48 | 64951.46
b. Peak Demand + Reserve Margin | 55949.03 | 61583.92 | 64512.84 | 65909.13 | 70372.75 | 74044.66
c. DR MW | 2339.28 | 3868.22 | 5651.52 | 5928.05 | 6218.12 | 6522.37
d. Capacity Credit | 55949.03 | 61583.92 | 64512.84 | 65909.13 | 70372.75 | 74044.66
Reserve Margin Data: AZ_NM_SNV
| 2015 | 2020 | 2025 | 2030 | 2035 | 2040
a. Peak Demand | 27349.04 | 29366.57 | 31522.49 | 35145.98 | 36365.12 | 39594.58
b. Peak Demand + Reserve Margin | 31642.84 | 33977.12 | 36471.52 | 40663.89 | 42074.45 | 45810.93
c. DR MW | 334.55 | 1076.71 | 1928.33 | 2059.84 | 2196.64 | 2344.36
d. Capacity Credit | 31988.96 | 33977.12 | 36471.51 | 40663.89 | 42074.45 | 49274.79
Reserve Margin Data: CA
| 2015 | 2020 | 2025 | 2030 | 2035 | 2040
a. Peak Demand | 62412.94 | 66392.56 | 69400.23 | 73558.84 | 77466.05 | 81413.33
b. Peak Demand + Reserve Margin | 72773.49 | 77413.73 | 80920.67 | 85769.61 | 90325.42 | 94927.94
c. DR MW | 4441.2 | 4603.38 | 4993.26 | 5277.46 | 5551.88 | 5835.06
d. Capacity Credit | 72773.49 | 77413.73 | 80920.67 | 85769.61 | 90325.42 | 94927.94
Reserve Margin Data: MISO
| 2015 | 2020 | 2025 | 2030 | 2035 | 2040
a. Peak Demand | 98208.02 | 100388.56 | 105677.55 | 112467.34 | 118143.39 | 122028.12
b. Peak Demand + Reserve Margin | 115296.22 | 117856.17 | 124065.44 | 132036.66 | 138700.34 | 143261.02
c. DR MW | 6024.78 | 8117.79 | 10669.2 | 11079.6 | 11505.92 | 11948.8
d. Capacity Credit | 115296.22 | 117856.17 | 124065.44 | 132036.66 | 138700.34 | 143261.02
Reserve Margin Data: NWPP
| 2015 | 2020 | 2025 | 2030 | 2035 | 2040
a. Peak Demand | 39511.72 | 41955.71 | 44393.08 | 47103.17 | 49869.02 | 51906.44
b. Peak Demand + Reserve Margin | 46623.83 | 49507.74 | 52383.83 | 55581.74 | 58845.44 | 61249.6
c. DR MW | 0.01 | 953.34 | 1988.72 | 2091.14 | 2193.74 | 2298.72
d. Capacity Credit | 55174.72 | 56113.86 | 57767.74 | 61098.45 | 65731.21 | 66454.28
Reserve Margin Data: NYISO
| 2015 | 2020 | 2025 | 2030 | 2035 | 2040
a. Peak Demand | 29814.63 | 31280.53 | 31901.74 | 32733.94 | 34190.67 | 35721.18
b. Peak Demand + Reserve Margin | 34734.04 | 36441.82 | 37165.53 | 38135.04 | 39832.13 | 41615.18
c. DR MW | 2565.83 | 2901.13 | 3296.24 | 3421.43 | 3551.63 | 3687.07
d. Capacity Credit | 35233.56 | 36441.82 | 38102.21 | 38135.04 | 39832.13 | 41615.18
Reserve Margin Data: NYISO_G-I_J-K
| 2015 | 2020 | 2025 | 2030 | 2035 | 2040
a. Peak Demand | 19283.69 | 20219.07 | 20819.81 | 21405.75 | 22758.54 | 23986.77
b. Peak Demand + Reserve Margin | 18319.5 | 19208.12 | 19778.82 | 20335.46 | 21620.61 | 22787.43
c. DR MW | 1658.63 | 1882.98 | 2152.95 | 2248.69 | 2348.69 | 2453.13
d. Capacity Credit | 19252.72 | 19486.07 | 19778.82 | 20335.46 | 22582.83 | 25187.09
Reserve Margin Data: PJM
| 2015 | 2020 | 2025 | 2030 | 2035 | 2040
a. Peak Demand | 156222.62 | 151560.11 | 156252 | 157487.91 | 163469.57 | 169345.54
b. Peak Demand + Reserve Margin | 180124.68 | 174748.8 | 180158.56 | 181583.56 | 188480.41 | 195255.41
c. DR MW | 6888.69 | 10788.12 | 15528.1 | 16025.26 | 16538.36 | 17067.93
d. Capacity Credit | 180124.68 | 174748.8 | 181651.38 | 181583.56 | 188480.41 | 195255.41
Reserve Margin Data: SPP
| 2015 | 2020 | 2025 | 2030 | 2035 | 2040
a. Peak Demand | 59190.21 | 62914.88 | 65383.9 | 67824.13 | 72335.43 | 73963.08
b. Peak Demand + Reserve Margin | 67240.08 | 71471.3 | 74276.11 | 77048.21 | 82173.05 | 84022.06
c. DR MW | 1132.21 | 3430.99 | 5911.36 | 6129.52 | 6355.94 | 6590.94
d. Capacity Credit | 67240.08 | 71471.3 | 74276.11 | 81754.31 | 82173.05 | 84022.06

## Transmission
$/MW
[8 empty] | Transfer |  | $/MWh | $/MWh | Wheel+ | $/MWh
Year | Line | From | To | EI Internal/External | Season | Block | Duration | Limit | MW flow | From price | To price | Friction | Shadow Price
2015 | ENT_2_MISO_MO-IL | ENT | MISO_MO-IL | Internal | Shoulder | B11 | 25 | 2260 | 0 | 55.32 | 47.99 | 8 | 0
2015 | ENT_2_MISO_MO-IL | ENT | MISO_MO-IL | Internal | Shoulder | B12 | 200 | 2260 | 0 | 39.32 | 40.63 | 8 | 0
2015 | ENT_2_MISO_MO-IL | ENT | MISO_MO-IL | Internal | Shoulder | B13 | 600 | 2260 | 0 | 39.32 | 37.96 | 8 | 0
2015 | ENT_2_MISO_MO-IL | ENT | MISO_MO-IL | Internal | Shoulder | B14 | 900 | 2260 | 0 | 39.04 | 36.55 | 8 | 0
2015 | ENT_2_MISO_MO-IL | ENT | MISO_MO-IL | Internal | Shoulder | B15 | 1203 | 2260 | 0 | 37.82 | 33.78 | 8 | 0
2015 | ENT_2_MISO_MO-IL | ENT | MISO_MO-IL | Internal | Summer | B1 | 10 | 2260 | 0 | 60.8 | 60.8 | 8 | 0
2015 | ENT_2_MISO_MO-IL | ENT | MISO_MO-IL | Internal | Summer | B2 | 25 | 2260 | 0 | 59.29 | 59.29 | 8 | 0
2015 | ENT_2_MISO_MO-IL | ENT | MISO_MO-IL | Internal | Summer | B3 | 75 | 2260 | 0 | 58.43 | 57.91 | 8 | 0
2015 | ENT_2_MISO_MO-IL | ENT | MISO_MO-IL | Internal | Summer | B4 | 100 | 2260 | 0 | 58.43 | 55.5 | 8 | 0
2015 | ENT_2_MISO_MO-IL | ENT | MISO_MO-IL | Internal | Summer | B5 | 200 | 2260 | 0 | 53.58 | 47.1 | 8 | 0
2015 | ENT_2_MISO_MO-IL | ENT | MISO_MO-IL | Internal | Summer | B6 | 300 | 2260 | 0 | 46.15 | 42.79 | 8 | 0
2015 | ENT_2_MISO_MO-IL | ENT | MISO_MO-IL | Internal | Summer | B7 | 400 | 2260 | 0 | 43.72 | 36.71 | 8 | 0
2015 | ENT_2_MISO_MO-IL | ENT | MISO_MO-IL | Internal | Summer | B8 | 500 | 2260 | 0 | 38.1 | 34.55 | 8 | 0
2015 | ENT_2_MISO_MO-IL | ENT | MISO_MO-IL | Internal | Summer | B9 | 800 | 2260 | 0 | 37.83 | 33.51 | 8 | 0
2015 | ENT_2_MISO_MO-IL | ENT | MISO_MO-IL | Internal | Summer | B10 | 1262 | 2260 | 0 | 36.6 | 31.61 | 8 | 0
2015 | ENT_2_MISO_MO-IL | ENT | MISO_MO-IL | Internal | Winter | B16 | 25 | 2260 | 0 | 54.24 | 49.24 | 8 | 0
2015 | ENT_2_MISO_MO-IL | ENT | MISO_MO-IL | Internal | Winter | B17 | 100 | 2260 | 0 | 41.76 | 43.2 | 8 | 0
2015 | ENT_2_MISO_MO-IL | ENT | MISO_MO-IL | Internal | Winter | B18 | 400 | 2260 | 0 | 41.75 | 39.03 | 8 | 0
2015 | ENT_2_MISO_MO-IL | ENT | MISO_MO-IL | Internal | Winter | B19 | 700 | 2260 | 0 | 41.46 | 37 | 8 | 0
2015 | ENT_2_MISO_MO-IL | ENT | MISO_MO-IL | Internal | Winter | B20 | 935 | 2260 | 0 | 40.11 | 33.01 | 8 | 0
2015 | ENT_2_SOCO | ENT | SOCO | Internal | Shoulder | B11 | 25 | 2431 | 0 | 55.32 | 63.02 | 8 | 0
2015 | ENT_2_SOCO | ENT | SOCO | Internal | Shoulder | B12 | 200 | 2431 | 0 | 39.32 | 43.02 | 8 | 0
2015 | ENT_2_SOCO | ENT | SOCO | Internal | Shoulder | B13 | 600 | 2431 | 0 | 39.32 | 40 | 8 | 0
2015 | ENT_2_SOCO | ENT | SOCO | Internal | Shoulder | B14 | 900 | 2431 | 0 | 39.04 | 40 | 8 | 0
2015 | ENT_2_SOCO | ENT | SOCO | Internal | Shoulder | B15 | 1203 | 2431 | 0 | 37.82 | 40 | 8 | 0
2015 | ENT_2_SOCO | ENT | SOCO | Internal | Summer | B1 | 10 | 2431 | 0 | 60.8 | 66.43 | 8 | 0
2015 | ENT_2_SOCO | ENT | SOCO | Internal | Summer | B2 | 25 | 2431 | 0 | 59.29 | 66.43 | 8 | 0
2015 | ENT_2_SOCO | ENT | SOCO | Internal | Summer | B3 | 75 | 2431 | 1608.64 | 58.43 | 66.43 | 8 | 0
2015 | ENT_2_SOCO | ENT | SOCO | Internal | Summer | B4 | 100 | 2431 | 1645.71 | 58.43 | 66.43 | 8 | 0
2015 | ENT_2_SOCO | ENT | SOCO | Internal | Summer | B5 | 200 | 2431 | 2431 | 53.58 | 62.02 | 8 | 0.44
2015 | ENT_2_SOCO | ENT | SOCO | Internal | Summer | B6 | 300 | 2431 | 258.45 | 46.15 | 54.15 | 8 | 0
2015 | ENT_2_SOCO | ENT | SOCO | Internal | Summer | B7 | 400 | 2431 | 1132.97 | 43.72 | 51.72 | 8 | 0
2015 | ENT_2_SOCO | ENT | SOCO | Internal | Summer | B8 | 500 | 2431 | 0 | 38.1 | 43.42 | 8 | 0
2015 | ENT_2_SOCO | ENT | SOCO | Internal | Summer | B9 | 800 | 2431 | 0 | 37.83 | 38.83 | 8 | 0
2015 | ENT_2_SOCO | ENT | SOCO | Internal | Summer | B10 | 1262 | 2431 | 0 | 36.6 | 38.83 | 8 | 0
2015 | ENT_2_SOCO | ENT | SOCO | Internal | Winter | B16 | 25 | 2431 | 1852.7 | 54.24 | 62.24 | 8 | 0
2015 | ENT_2_SOCO | ENT | SOCO | Internal | Winter | B17 | 100 | 2431 | 0 | 41.76 | 43.89 | 8 | 0
2015 | ENT_2_SOCO | ENT | SOCO | Internal | Winter | B18 | 400 | 2431 | 0 | 41.75 | 42.39 | 8 | 0
2015 | ENT_2_SOCO | ENT | SOCO | Internal | Winter | B19 | 700 | 2431 | 0 | 41.46 | 42.39 | 8 | 0
2015 | ENT_2_SOCO | ENT | SOCO | Internal | Winter | B20 | 935 | 2431 | 0 | 40.11 | 42.39 | 8 | 0
2015 | ENT_2_TVA_Transmission | ENT | TVA_Transmission | Internal | Shoulder | B11 | 25 | 2100 | 0 | 55.32 | 55.22 | 8 | 0
2015 | ENT_2_TVA_Transmission | ENT | TVA_Transmission | Internal | Shoulder | B12 | 200 | 2100 | 0 | 39.32 | 44.28 | 8 | 0
2015 | ENT_2_TVA_Transmission | ENT | TVA_Transmission | Internal | Shoulder | B13 | 600 | 2100 | 0 | 39.32 | 42.31 | 8 | 0
2015 | ENT_2_TVA_Transmission | ENT | TVA_Transmission | Internal | Shoulder | B14 | 900 | 2100 | 0 | 39.04 | 40.94 | 8 | 0
2015 | ENT_2_TVA_Transmission | ENT | TVA_Transmission | Internal | Shoulder | B15 | 1203 | 2100 | 0 | 37.82 | 39.94 | 8 | 0
2015 | ENT_2_TVA_Transmission | ENT | TVA_Transmission | Internal | Summer | B1 | 10 | 2100 | 500.5 | 60.8 | 68.8 | 8 | 0
2015 | ENT_2_TVA_Transmission | ENT | TVA_Transmission | Internal | Summer | B2 | 25 | 2100 | 920.84 | 59.29 | 67.29 | 8 | 0
2015 | ENT_2_TVA_Transmission | ENT | TVA_Transmission | Internal | Summer | B3 | 75 | 2100 | 0 | 58.43 | 64.29 | 8 | 0
2015 | ENT_2_TVA_Transmission | ENT | TVA_Transmission | Internal | Summer | B4 | 100 | 2100 | 0 | 58.43 | 63.5 | 8 | 0
2015 | ENT_2_TVA_Transmission | ENT | TVA_Transmission | Internal | Summer | B5 | 200 | 2100 | 0 | 53.58 | 53.86 | 8 | 0
2015 | ENT_2_TVA_Transmission | ENT | TVA_Transmission | Internal | Summer | B6 | 300 | 2100 | 0 | 46.15 | 47.81 | 8 | 0
2015 | ENT_2_TVA_Transmission | ENT | TVA_Transmission | Internal | Summer | B7 | 400 | 2100 | 0 | 43.72 | 43.15 | 8 | 0
2015 | ENT_2_TVA_Transmission | ENT | TVA_Transmission | Internal | Summer | B8 | 500 | 2100 | 0 | 38.1 | 39.64 | 8 | 0
2015 | ENT_2_TVA_Transmission | ENT | TVA_Transmission | Internal | Summer | B9 | 800 | 2100 | 0 | 37.83 | 39.07 | 8 | 0
2015 | ENT_2_TVA_Transmission | ENT | TVA_Transmission | Internal | Summer | B10 | 1262 | 2100 | 0 | 36.6 | 36.76 | 8 | 0
2015 | ENT_2_TVA_Transmission | ENT | TVA_Transmission | Internal | Winter | B16 | 25 | 2100 | 0 | 54.24 | 55.85 | 8 | 0
2015 | ENT_2_TVA_Transmission | ENT | TVA_Transmission | Internal | Winter | B17 | 100 | 2100 | 0 | 41.76 | 46.77 | 8 | 0
2015 | ENT_2_TVA_Transmission | ENT | TVA_Transmission | Internal | Winter | B18 | 400 | 2100 | 0 | 41.75 | 43.27 | 8 | 0
2015 | ENT_2_TVA_Transmission | ENT | TVA_Transmission | Internal | Winter | B19 | 700 | 2100 | 0 | 41.46 | 41.12 | 8 | 0
2015 | ENT_2_TVA_Transmission | ENT | TVA_Transmission | Internal | Winter | B20 | 935 | 2100 | 0 | 40.11 | 39.78 | 8 | 0
2015 | HQ_NEISO_2_NEISO | HQ_NEISO | NEISO | Internal | Shoulder | B11 | 25 | 99999 | 2920 | 36.89 | 36.9 | 0.01 | 0
2015 | HQ_NEISO_2_NEISO | HQ_NEISO | NEISO | Internal | Shoulder | B12 | 200 | 99999 | 2920 | 36.89 | 36.9 | 0.01 | 0
2015 | HQ_NEISO_2_NEISO | HQ_NEISO | NEISO | Internal | Shoulder | B13 | 600 | 99999 | 2920 | 36.89 | 36.9 | 0.01 | 0
2015 | HQ_NEISO_2_NEISO | HQ_NEISO | NEISO | Internal | Shoulder | B14 | 900 | 99999 | 2920 | 36.89 | 36.9 | 0.01 | 0
2015 | HQ_NEISO_2_NEISO | HQ_NEISO | NEISO | Internal | Shoulder | B15 | 1203 | 99999 | 1143.24 | 36.89 | 36.9 | 0.01 | 0
2015 | HQ_NEISO_2_NEISO | HQ_NEISO | NEISO | Internal | Summer | B1 | 10 | 99999 | 2920 | 65.82 | 65.84 | 0.01 | 0
2015 | HQ_NEISO_2_NEISO | HQ_NEISO | NEISO | Internal | Summer | B2 | 25 | 99999 | 2920 | 53.82 | 53.84 | 0.01 | 0
2015 | HQ_NEISO_2_NEISO | HQ_NEISO | NEISO | Internal | Summer | B3 | 75 | 99999 | 2920 | 47.31 | 47.33 | 0.01 | 0
2015 | HQ_NEISO_2_NEISO | HQ_NEISO | NEISO | Internal | Summer | B4 | 100 | 99999 | 2920 | 37.88 | 37.89 | 0.01 | 0
2015 | HQ_NEISO_2_NEISO | HQ_NEISO | NEISO | Internal | Summer | B5 | 200 | 99999 | 2920 | 34.19 | 34.2 | 0.01 | 0
2015 | HQ_NEISO_2_NEISO | HQ_NEISO | NEISO | Internal | Summer | B6 | 300 | 99999 | 2920 | 34.19 | 34.2 | 0.01 | 0
2015 | HQ_NEISO_2_NEISO | HQ_NEISO | NEISO | Internal | Summer | B7 | 400 | 99999 | 2920 | 34.19 | 34.2 | 0.01 | 0
2015 | HQ_NEISO_2_NEISO | HQ_NEISO | NEISO | Internal | Summer | B8 | 500 | 99999 | 2920 | 34.19 | 34.2 | 0.01 | 0
2015 | HQ_NEISO_2_NEISO | HQ_NEISO | NEISO | Internal | Summer | B9 | 800 | 99999 | 2920 | 34.19 | 34.2 | 0.01 | 0
2015 | HQ_NEISO_2_NEISO | HQ_NEISO | NEISO | Internal | Summer | B10 | 1262 | 99999 | 795.94 | 34.19 | 34.2 | 0.01 | 0
2015 | HQ_NEISO_2_NEISO | HQ_NEISO | NEISO | Internal | Winter | B16 | 25 | 99999 | 2920 | 45.28 | 45.29 | 0.01 | 0
2015 | HQ_NEISO_2_NEISO | HQ_NEISO | NEISO | Internal | Winter | B17 | 100 | 99999 | 2920 | 45.28 | 45.29 | 0.01 | 0
2015 | HQ_NEISO_2_NEISO | HQ_NEISO | NEISO | Internal | Winter | B18 | 400 | 99999 | 2920 | 45.28 | 45.29 | 0.01 | 0
2015 | HQ_NEISO_2_NEISO | HQ_NEISO | NEISO | Internal | Winter | B19 | 700 | 99999 | 2920 | 45.28 | 45.29 | 0.01 | 0
2015 | HQ_NEISO_2_NEISO | HQ_NEISO | NEISO | Internal | Winter | B20 | 935 | 99999 | 1233.58 | 45.28 | 45.29 | 0.01 | 0
2015 | HQ_NY_2_NYISO_A-F | HQ_NY | NYISO_A-F | Internal | Shoulder | B11 | 25 | 99999 | 1000 | 41.38 | 41.39 | 0.01 | 0
2015 | HQ_NY_2_NYISO_A-F | HQ_NY | NYISO_A-F | Internal | Shoulder | B12 | 200 | 99999 | 1000 | 39.89 | 39.9 | 0.01 | 0
2015 | HQ_NY_2_NYISO_A-F | HQ_NY | NYISO_A-F | Internal | Shoulder | B13 | 600 | 99999 | 1000 | 39.86 | 39.87 | 0.01 | 0
2015 | HQ_NY_2_NYISO_A-F | HQ_NY | NYISO_A-F | Internal | Shoulder | B14 | 900 | 99999 | 1000 | 38.2 | 38.21 | 0.01 | 0
2015 | HQ_NY_2_NYISO_A-F | HQ_NY | NYISO_A-F | Internal | Shoulder | B15 | 1203 | 99999 | 188.69 | 38.2 | 38.21 | 0.01 | 0
2015 | HQ_NY_2_NYISO_A-F | HQ_NY | NYISO_A-F | Internal | Summer | B1 | 10 | 99999 | 1000 | 59.41 | 59.43 | 0.01 | 0
2015 | HQ_NY_2_NYISO_A-F | HQ_NY | NYISO_A-F | Internal | Summer | B2 | 25 | 99999 | 1000 | 53.29 | 53.3 | 0.01 | 0
2015 | HQ_NY_2_NYISO_A-F | HQ_NY | NYISO_A-F | Internal | Summer | B3 | 75 | 99999 | 1000 | 50.29 | 50.3 | 0.01 | 0
2015 | HQ_NY_2_NYISO_A-F | HQ_NY | NYISO_A-F | Internal | Summer | B4 | 100 | 99999 | 1000 | 45.06 | 45.07 | 0.01 | 0
2015 | HQ_NY_2_NYISO_A-F | HQ_NY | NYISO_A-F | Internal | Summer | B5 | 200 | 99999 | 1000 | 45.06 | 45.07 | 0.01 | 0
2015 | HQ_NY_2_NYISO_A-F | HQ_NY | NYISO_A-F | Internal | Summer | B6 | 300 | 99999 | 1000 | 42.32 | 42.33 | 0.01 | 0
2015 | HQ_NY_2_NYISO_A-F | HQ_NY | NYISO_A-F | Internal | Summer | B7 | 400 | 99999 | 1000 | 37.26 | 37.27 | 0.01 | 0
2015 | HQ_NY_2_NYISO_A-F | HQ_NY | NYISO_A-F | Internal | Summer | B8 | 500 | 99999 | 1000 | 37.18 | 37.19 | 0.01 | 0
2015 | HQ_NY_2_NYISO_A-F | HQ_NY | NYISO_A-F | Internal | Summer | B9 | 800 | 99999 | 1000 | 37.17 | 37.18 | 0.01 | 0
2015 | HQ_NY_2_NYISO_A-F | HQ_NY | NYISO_A-F | Internal | Summer | B10 | 1262 | 99999 | 30.11 | 37.17 | 37.18 | 0.01 | 0
2015 | HQ_NY_2_NYISO_A-F | HQ_NY | NYISO_A-F | Internal | Winter | B16 | 25 | 99999 | 1000 | 45.51 | 45.52 | 0.01 | 0
2015 | HQ_NY_2_NYISO_A-F | HQ_NY | NYISO_A-F | Internal | Winter | B17 | 100 | 99999 | 1000 | 43.18 | 43.2 | 0.01 | 0
2015 | HQ_NY_2_NYISO_A-F | HQ_NY | NYISO_A-F | Internal | Winter | B18 | 400 | 99999 | 1000 | 42.54 | 42.55 | 0.01 | 0
2015 | HQ_NY_2_NYISO_A-F | HQ_NY | NYISO_A-F | Internal | Winter | B19 | 700 | 99999 | 1000 | 42.54 | 42.55 | 0.01 | 0
2015 | HQ_NY_2_NYISO_A-F | HQ_NY | NYISO_A-F | Internal | Winter | B20 | 935 | 99999 | 229.95 | 42.54 | 42.55 | 0.01 | 0
2015 | HQ_IESO_2_IESO | HQ_IESO | IESO | Internal | Shoulder | B11 | 25 | 99999 | 400 | 34.38 | 34.39 | 0.01 | 0
2015 | HQ_IESO_2_IESO | HQ_IESO | IESO | Internal | Shoulder | B12 | 200 | 99999 | 400 | 32.89 | 32.9 | 0.01 | 0
2015 | HQ_IESO_2_IESO | HQ_IESO | IESO | Internal | Shoulder | B13 | 600 | 99999 | 400 | 30.81 | 30.82 | 0.01 | 0
2015 | HQ_IESO_2_IESO | HQ_IESO | IESO | Internal | Shoulder | B14 | 900 | 99999 | 400 | 30.81 | 30.82 | 0.01 | 0
2015 | HQ_IESO_2_IESO | HQ_IESO | IESO | Internal | Shoulder | B15 | 1203 | 99999 | 75.48 | 30.81 | 30.82 | 0.01 | 0
2015 | HQ_IESO_2_IESO | HQ_IESO | IESO | Internal | Summer | B1 | 10 | 99999 | 400 | 52.41 | 52.43 | 0.01 | 0
2015 | HQ_IESO_2_IESO | HQ_IESO | IESO | Internal | Summer | B2 | 25 | 99999 | 400 | 46.29 | 46.3 | 0.01 | 0
2015 | HQ_IESO_2_IESO | HQ_IESO | IESO | Internal | Summer | B3 | 75 | 99999 | 400 | 43.29 | 43.3 | 0.01 | 0
2015 | HQ_IESO_2_IESO | HQ_IESO | IESO | Internal | Summer | B4 | 100 | 99999 | 400 | 38.06 | 38.07 | 0.01 | 0
2015 | HQ_IESO_2_IESO | HQ_IESO | IESO | Internal | Summer | B5 | 200 | 99999 | 400 | 38.06 | 38.07 | 0.01 | 0
2015 | HQ_IESO_2_IESO | HQ_IESO | IESO | Internal | Summer | B6 | 300 | 99999 | 400 | 35.32 | 35.33 | 0.01 | 0
2015 | HQ_IESO_2_IESO | HQ_IESO | IESO | Internal | Summer | B7 | 400 | 99999 | 400 | 29.71 | 29.72 | 0.01 | 0
2015 | HQ_IESO_2_IESO | HQ_IESO | IESO | Internal | Summer | B8 | 500 | 99999 | 400 | 29.24 | 29.26 | 0.01 | 0
2015 | HQ_IESO_2_IESO | HQ_IESO | IESO | Internal | Summer | B9 | 800 | 99999 | 400 | 29.24 | 29.26 | 0.01 | 0
2015 | HQ_IESO_2_IESO | HQ_IESO | IESO | Internal | Summer | B10 | 1262 | 99999 | 12.04 | 29.24 | 29.26 | 0.01 | 0
2015 | HQ_IESO_2_IESO | HQ_IESO | IESO | Internal | Winter | B16 | 25 | 99999 | 400 | 38.51 | 38.52 | 0.01 | 0
2015 | HQ_IESO_2_IESO | HQ_IESO | IESO | Internal | Winter | B17 | 100 | 99999 | 400 | 36.18 | 36.2 | 0.01 | 0
2015 | HQ_IESO_2_IESO | HQ_IESO | IESO | Internal | Winter | B18 | 400 | 99999 | 400 | 35.54 | 35.55 | 0.01 | 0
2015 | HQ_IESO_2_IESO | HQ_IESO | IESO | Internal | Winter | B19 | 700 | 99999 | 400 | 35.54 | 35.55 | 0.01 | 0
2015 | HQ_IESO_2_IESO | HQ_IESO | IESO | Internal | Winter | B20 | 935 | 99999 | 91.98 | 35.54 | 35.55 | 0.01 | 0
2015 | IESO_2_MAPP_CA | IESO | MAPP_CA | Internal | Shoulder | B11 | 25 | 262 | 262 | 34.39 | 47.97 | 7 | 6.58
2015 | IESO_2_MAPP_CA | IESO | MAPP_CA | Internal | Shoulder | B12 | 200 | 262 | 262 | 32.9 | 40.62 | 7 | 0.72
2015 | IESO_2_MAPP_CA | IESO | MAPP_CA | Internal | Shoulder | B13 | 600 | 262 | 262 | 30.82 | 37.97 | 7 | 0.16
2015 | IESO_2_MAPP_CA | IESO | MAPP_CA | Internal | Shoulder | B14 | 900 | 262 | 262 | 30.82 | 37.97 | 7 | 0.16
2015 | IESO_2_MAPP_CA | IESO | MAPP_CA | Internal | Shoulder | B15 | 1203 | 262 | 262 | 30.82 | 37.97 | 7 | 0.16
2015 | IESO_2_MAPP_CA | IESO | MAPP_CA | Internal | Summer | B1 | 10 | 262 | 0 | 52.43 | 58.67 | 7 | 0
2015 | IESO_2_MAPP_CA | IESO | MAPP_CA | Internal | Summer | B2 | 25 | 262 | 189.92 | 46.3 | 53.3 | 7 | 0
2015 | IESO_2_MAPP_CA | IESO | MAPP_CA | Internal | Summer | B3 | 75 | 262 | 262 | 43.3 | 52.98 | 7 | 2.68
2015 | IESO_2_MAPP_CA | IESO | MAPP_CA | Internal | Summer | B4 | 100 | 262 | 262 | 38.07 | 47.97 | 7 | 2.9
2015 | IESO_2_MAPP_CA | IESO | MAPP_CA | Internal | Summer | B5 | 200 | 262 | 262 | 38.07 | 47.1 | 7 | 2.03
2015 | IESO_2_MAPP_CA | IESO | MAPP_CA | Internal | Summer | B6 | 300 | 262 | 262 | 35.33 | 42.79 | 7 | 0.46
2015 | IESO_2_MAPP_CA | IESO | MAPP_CA | Internal | Summer | B7 | 400 | 262 | 0 | 29.72 | 36.71 | 7 | 0
2015 | IESO_2_MAPP_CA | IESO | MAPP_CA | Internal | Summer | B8 | 500 | 262 | 139.27 | 29.26 | 36.26 | 7 | 0
2015 | IESO_2_MAPP_CA | IESO | MAPP_CA | Internal | Summer | B9 | 800 | 262 | 145.63 | 29.26 | 36.26 | 7 | 0
2015 | IESO_2_MAPP_CA | IESO | MAPP_CA | Internal | Summer | B10 | 1262 | 262 | 153.43 | 29.26 | 36.26 | 7 | 0
2015 | IESO_2_MAPP_CA | IESO | MAPP_CA | Internal | Winter | B16 | 25 | 262 | 262 | 38.52 | 49.22 | 7 | 3.7
2015 | IESO_2_MAPP_CA | IESO | MAPP_CA | Internal | Winter | B17 | 100 | 262 | 161.02 | 36.2 | 43.2 | 7 | 0
2015 | IESO_2_MAPP_CA | IESO | MAPP_CA | Internal | Winter | B18 | 400 | 262 | 101.66 | 35.55 | 42.55 | 7 | 0
2015 | IESO_2_MAPP_CA | IESO | MAPP_CA | Internal | Winter | B19 | 700 | 262 | 83.68 | 35.55 | 42.55 | 7 | 0
2015 | IESO_2_MAPP_CA | IESO | MAPP_CA | Internal | Winter | B20 | 935 | 262 | 73.27 | 35.55 | 42.55 | 7 | 0
2015 | IESO_2_MISO_MI | IESO | MISO_MI | Internal | Shoulder | B11 | 25 | 1840 | 1840 | 34.39 | 47.44 | 7 | 6.05
2015 | IESO_2_MISO_MI | IESO | MISO_MI | Internal | Shoulder | B12 | 200 | 1840 | 1840 | 32.9 | 40.63 | 7 | 0.73
2015 | IESO_2_MISO_MI | IESO | MISO_MI | Internal | Shoulder | B13 | 600 | 1840 | 1840 | 30.82 | 37.96 | 7 | 0.14
2015 | IESO_2_MISO_MI | IESO | MISO_MI | Internal | Shoulder | B14 | 900 | 1840 | 0 | 30.82 | 36.57 | 7 | 0
2015 | IESO_2_MISO_MI | IESO | MISO_MI | Internal | Shoulder | B15 | 1203 | 1840 | 0 | 30.82 | 33.8 | 7 | 0
2015 | IESO_2_MISO_MI | IESO | MISO_MI | Internal | Summer | B1 | 10 | 1840 | 1728.32 | 52.43 | 59.43 | 7 | 0
2015 | IESO_2_MISO_MI | IESO | MISO_MI | Internal | Summer | B2 | 25 | 1840 | 1840 | 46.3 | 59.29 | 7 | 5.99
2015 | IESO_2_MISO_MI | IESO | MISO_MI | Internal | Summer | B3 | 75 | 1840 | 1840 | 43.3 | 54.01 | 7 | 3.71
2015 | IESO_2_MISO_MI | IESO | MISO_MI | Internal | Summer | B4 | 100 | 1840 | 1840 | 38.07 | 54.01 | 7 | 8.94
2015 | IESO_2_MISO_MI | IESO | MISO_MI | Internal | Summer | B5 | 200 | 1840 | 1840 | 38.07 | 47.09 | 7 | 2.01
2015 | IESO_2_MISO_MI | IESO | MISO_MI | Internal | Summer | B6 | 300 | 1840 | 1840 | 35.33 | 42.78 | 7 | 0.45
2015 | IESO_2_MISO_MI | IESO | MISO_MI | Internal | Summer | B7 | 400 | 1840 | 824.15 | 29.72 | 36.72 | 7 | 0
2015 | IESO_2_MISO_MI | IESO | MISO_MI | Internal | Summer | B8 | 500 | 1840 | 0 | 29.26 | 34.57 | 7 | 0
2015 | IESO_2_MISO_MI | IESO | MISO_MI | Internal | Summer | B9 | 800 | 1840 | 0 | 29.26 | 33.53 | 7 | 0
2015 | IESO_2_MISO_MI | IESO | MISO_MI | Internal | Summer | B10 | 1262 | 1840 | 0 | 29.26 | 31.64 | 7 | 0
2015 | IESO_2_MISO_MI | IESO | MISO_MI | Internal | Winter | B16 | 25 | 1840 | 1840 | 38.52 | 48.47 | 7 | 2.95
2015 | IESO_2_MISO_MI | IESO | MISO_MI | Internal | Winter | B17 | 100 | 1840 | 1786.06 | 36.2 | 43.2 | 7 | 0
2015 | IESO_2_MISO_MI | IESO | MISO_MI | Internal | Winter | B18 | 400 | 1840 | 0 | 35.55 | 39.03 | 7 | 0
2015 | IESO_2_MISO_MI | IESO | MISO_MI | Internal | Winter | B19 | 700 | 1840 | 0 | 35.55 | 37.02 | 7 | 0
2015 | IESO_2_MISO_MI | IESO | MISO_MI | Internal | Winter | B20 | 935 | 1840 | 0 | 35.55 | 33.03 | 7 | 0
2015 | IESO_2_MISO_W | IESO | MISO_W | Internal | Shoulder | B11 | 25 | 214 | 214 | 34.39 | 47.98 | 7 | 6.59
2015 | IESO_2_MISO_W | IESO | MISO_W | Internal | Shoulder | B12 | 200 | 214 | 214 | 32.9 | 40.63 | 7 | 0.73
2015 | IESO_2_MISO_W | IESO | MISO_W | Internal | Shoulder | B13 | 600 | 214 | 214 | 30.82 | 37.96 | 7 | 0.14
2015 | IESO_2_MISO_W | IESO | MISO_W | Internal | Shoulder | B14 | 900 | 214 | 0 | 30.82 | 36.57 | 7 | 0
2015 | IESO_2_MISO_W | IESO | MISO_W | Internal | Shoulder | B15 | 1203 | 214 | 0 | 30.82 | 33.79 | 7 | 0
2015 | IESO_2_MISO_W | IESO | MISO_W | Internal | Summer | B1 | 10 | 214 | 214 | 52.43 | 60.8 | 7 | 1.37
2015 | IESO_2_MISO_W | IESO | MISO_W | Internal | Summer | B2 | 25 | 214 | 214 | 46.3 | 59.29 | 7 | 5.99
2015 | IESO_2_MISO_W | IESO | MISO_W | Internal | Summer | B3 | 75 | 214 | 214 | 43.3 | 57.92 | 7 | 7.62
2015 | IESO_2_MISO_W | IESO | MISO_W | Internal | Summer | B4 | 100 | 214 | 214 | 38.07 | 55.5 | 7 | 10.42
2015 | IESO_2_MISO_W | IESO | MISO_W | Internal | Summer | B5 | 200 | 214 | 214 | 38.07 | 47.11 | 7 | 2.04
2015 | IESO_2_MISO_W | IESO | MISO_W | Internal | Summer | B6 | 300 | 214 | 214 | 35.33 | 42.81 | 7 | 0.48
2015 | IESO_2_MISO_W | IESO | MISO_W | Internal | Summer | B7 | 400 | 214 | 96.1 | 29.72 | 36.72 | 7 | 0
2015 | IESO_2_MISO_W | IESO | MISO_W | Internal | Summer | B8 | 500 | 214 | 0 | 29.26 | 34.56 | 7 | 0
2015 | IESO_2_MISO_W | IESO | MISO_W | Internal | Summer | B9 | 800 | 214 | 0 | 29.26 | 33.51 | 7 | 0
2015 | IESO_2_MISO_W | IESO | MISO_W | Internal | Summer | B10 | 1262 | 214 | 0 | 29.26 | 31.6 | 7 | 0
2015 | IESO_2_MISO_W | IESO | MISO_W | Internal | Winter | B16 | 25 | 214 | 214 | 38.52 | 49.23 | 7 | 3.71
2015 | IESO_2_MISO_W | IESO | MISO_W | Internal | Winter | B17 | 100 | 214 | 167.79 | 36.2 | 43.2 | 7 | 0
2015 | IESO_2_MISO_W | IESO | MISO_W | Internal | Winter | B18 | 400 | 214 | 0 | 35.55 | 39.03 | 7 | 0
2015 | IESO_2_MISO_W | IESO | MISO_W | Internal | Winter | B19 | 700 | 214 | 0 | 35.55 | 37.01 | 7 | 0
2015 | IESO_2_MISO_W | IESO | MISO_W | Internal | Winter | B20 | 935 | 214 | 0 | 35.55 | 33.02 | 7 | 0
2015 | IESO_2_NYISO_A-F | IESO | NYISO_A-F | Internal | Shoulder | B11 | 25 | 1725 | 1572.41 | 34.39 | 41.39 | 7 | 0
2015 | IESO_2_NYISO_A-F | IESO | NYISO_A-F | Internal | Shoulder | B12 | 200 | 1725 | 1373.57 | 32.9 | 39.9 | 7 | 0
2015 | IESO_2_NYISO_A-F | IESO | NYISO_A-F | Internal | Shoulder | B13 | 600 | 1725 | 1725 | 30.82 | 39.87 | 7 | 2.06
2015 | IESO_2_NYISO_A-F | IESO | NYISO_A-F | Internal | Shoulder | B14 | 900 | 1725 | 1725 | 30.82 | 38.21 | 7 | 0.39
2015 | IESO_2_NYISO_A-F | IESO | NYISO_A-F | Internal | Shoulder | B15 | 1203 | 1725 | 1725 | 30.82 | 38.21 | 7 | 0.39
2015 | IESO_2_NYISO_A-F | IESO | NYISO_A-F | Internal | Summer | B1 | 10 | 1725 | 405.31 | 52.43 | 59.43 | 7 | 0
2015 | IESO_2_NYISO_A-F | IESO | NYISO_A-F | Internal | Summer | B2 | 25 | 1725 | 627.71 | 46.3 | 53.3 | 7 | 0
2015 | IESO_2_NYISO_A-F | IESO | NYISO_A-F | Internal | Summer | B3 | 75 | 1725 | 1568.38 | 43.3 | 50.3 | 7 | 0
2015 | IESO_2_NYISO_A-F | IESO | NYISO_A-F | Internal | Summer | B4 | 100 | 1725 | 1677.21 | 38.07 | 45.07 | 7 | 0
2015 | IESO_2_NYISO_A-F | IESO | NYISO_A-F | Internal | Summer | B5 | 200 | 1725 | 309.86 | 38.07 | 45.07 | 7 | 0
2015 | IESO_2_NYISO_A-F | IESO | NYISO_A-F | Internal | Summer | B6 | 300 | 1725 | 746.56 | 35.33 | 42.33 | 7 | 0
2015 | IESO_2_NYISO_A-F | IESO | NYISO_A-F | Internal | Summer | B7 | 400 | 1725 | 1725 | 29.72 | 37.27 | 7 | 0.55
2015 | IESO_2_NYISO_A-F | IESO | NYISO_A-F | Internal | Summer | B8 | 500 | 1725 | 1725 | 29.26 | 37.19 | 7 | 0.93
2015 | IESO_2_NYISO_A-F | IESO | NYISO_A-F | Internal | Summer | B9 | 800 | 1725 | 1725 | 29.26 | 37.18 | 7 | 0.92
2015 | IESO_2_NYISO_A-F | IESO | NYISO_A-F | Internal | Summer | B10 | 1262 | 1725 | 1725 | 29.26 | 37.18 | 7 | 0.92
2015 | IESO_2_NYISO_A-F | IESO | NYISO_A-F | Internal | Winter | B16 | 25 | 1725 | 822.58 | 38.52 | 45.52 | 7 | 0
2015 | IESO_2_NYISO_A-F | IESO | NYISO_A-F | Internal | Winter | B17 | 100 | 1725 | 628.43 | 36.2 | 43.2 | 7 | 0
2015 | IESO_2_NYISO_A-F | IESO | NYISO_A-F | Internal | Winter | B18 | 400 | 1725 | 1548.51 | 35.55 | 42.55 | 7 | 0
2015 | IESO_2_NYISO_A-F | IESO | NYISO_A-F | Internal | Winter | B19 | 700 | 1725 | 1607.14 | 35.55 | 42.55 | 7 | 0
2015 | IESO_2_NYISO_A-F | IESO | NYISO_A-F | Internal | Winter | B20 | 935 | 1725 | 1636.41 | 35.55 | 42.55 | 7 | 0
2015 | MAPP_CA_2_IESO | MAPP_CA | IESO | Internal | Shoulder | B11 | 25 | 330 | 0 | 47.97 | 34.39 | 8 | 0
2015 | MAPP_CA_2_IESO | MAPP_CA | IESO | Internal | Shoulder | B12 | 200 | 330 | 0 | 40.62 | 32.9 | 8 | 0
2015 | MAPP_CA_2_IESO | MAPP_CA | IESO | Internal | Shoulder | B13 | 600 | 330 | 0 | 37.97 | 30.82 | 8 | 0
2015 | MAPP_CA_2_IESO | MAPP_CA | IESO | Internal | Shoulder | B14 | 900 | 330 | 0 | 37.97 | 30.82 | 8 | 0
2015 | MAPP_CA_2_IESO | MAPP_CA | IESO | Internal | Shoulder | B15 | 1203 | 330 | 0 | 37.97 | 30.82 | 8 | 0
2015 | MAPP_CA_2_IESO | MAPP_CA | IESO | Internal | Summer | B1 | 10 | 330 | 0 | 58.67 | 52.43 | 8 | 0
2015 | MAPP_CA_2_IESO | MAPP_CA | IESO | Internal | Summer | B2 | 25 | 330 | 0 | 53.3 | 46.3 | 8 | 0
2015 | MAPP_CA_2_IESO | MAPP_CA | IESO | Internal | Summer | B3 | 75 | 330 | 0 | 52.98 | 43.3 | 8 | 0
2015 | MAPP_CA_2_IESO | MAPP_CA | IESO | Internal | Summer | B4 | 100 | 330 | 0 | 47.97 | 38.07 | 8 | 0
2015 | MAPP_CA_2_IESO | MAPP_CA | IESO | Internal | Summer | B5 | 200 | 330 | 0 | 47.1 | 38.07 | 8 | 0
2015 | MAPP_CA_2_IESO | MAPP_CA | IESO | Internal | Summer | B6 | 300 | 330 | 0 | 42.79 | 35.33 | 8 | 0
2015 | MAPP_CA_2_IESO | MAPP_CA | IESO | Internal | Summer | B7 | 400 | 330 | 0 | 36.71 | 29.72 | 8 | 0
2015 | MAPP_CA_2_IESO | MAPP_CA | IESO | Internal | Summer | B8 | 500 | 330 | 0 | 36.26 | 29.26 | 8 | 0
2015 | MAPP_CA_2_IESO | MAPP_CA | IESO | Internal | Summer | B9 | 800 | 330 | 0 | 36.26 | 29.26 | 8 | 0
2015 | MAPP_CA_2_IESO | MAPP_CA | IESO | Internal | Summer | B10 | 1262 | 330 | 0 | 36.26 | 29.26 | 8 | 0
2015 | MAPP_CA_2_IESO | MAPP_CA | IESO | Internal | Winter | B16 | 25 | 330 | 0 | 49.22 | 38.52 | 8 | 0
2015 | MAPP_CA_2_IESO | MAPP_CA | IESO | Internal | Winter | B17 | 100 | 330 | 0 | 43.2 | 36.2 | 8 | 0
2015 | MAPP_CA_2_IESO | MAPP_CA | IESO | Internal | Winter | B18 | 400 | 330 | 0 | 42.55 | 35.55 | 8 | 0
2015 | MAPP_CA_2_IESO | MAPP_CA | IESO | Internal | Winter | B19 | 700 | 330 | 0 | 42.55 | 35.55 | 8 | 0
2015 | MAPP_CA_2_IESO | MAPP_CA | IESO | Internal | Winter | B20 | 935 | 330 | 0 | 42.55 | 35.55 | 8 | 0
2015 | MAPP_CA_2_MAPP_US | MAPP_CA | MAPP_US | Internal | Shoulder | B11 | 25 | 437 | 0 | 47.97 | 47.07 | 7 | 0
2015 | MAPP_CA_2_MAPP_US | MAPP_CA | MAPP_US | Internal | Shoulder | B12 | 200 | 437 | 0 | 40.62 | 33.63 | 7 | 0
2015 | MAPP_CA_2_MAPP_US | MAPP_CA | MAPP_US | Internal | Shoulder | B13 | 600 | 437 | 0 | 37.97 | 32.04 | 7 | 0
2015 | MAPP_CA_2_MAPP_US | MAPP_CA | MAPP_US | Internal | Shoulder | B14 | 900 | 437 | 0 | 37.97 | 31.66 | 7 | 0
2015 | MAPP_CA_2_MAPP_US | MAPP_CA | MAPP_US | Internal | Shoulder | B15 | 1203 | 437 | 0 | 37.97 | 30.97 | 7 | 0
2015 | MAPP_CA_2_MAPP_US | MAPP_CA | MAPP_US | Internal | Summer | B1 | 10 | 437 | 0 | 58.67 | 53.8 | 7 | 0
2015 | MAPP_CA_2_MAPP_US | MAPP_CA | MAPP_US | Internal | Summer | B2 | 25 | 437 | 0 | 53.3 | 52.76 | 7 | 0
2015 | MAPP_CA_2_MAPP_US | MAPP_CA | MAPP_US | Internal | Summer | B3 | 75 | 437 | 0 | 52.98 | 51.98 | 7 | 0
2015 | MAPP_CA_2_MAPP_US | MAPP_CA | MAPP_US | Internal | Summer | B4 | 100 | 437 | 0 | 47.97 | 48.5 | 7 | 0
2015 | MAPP_CA_2_MAPP_US | MAPP_CA | MAPP_US | Internal | Summer | B5 | 200 | 437 | 0 | 47.1 | 45.64 | 7 | 0
2015 | MAPP_CA_2_MAPP_US | MAPP_CA | MAPP_US | Internal | Summer | B6 | 300 | 437 | 0 | 42.79 | 42.79 | 7 | 0
2015 | MAPP_CA_2_MAPP_US | MAPP_CA | MAPP_US | Internal | Summer | B7 | 400 | 437 | 0 | 36.71 | 34.34 | 7 | 0
2015 | MAPP_CA_2_MAPP_US | MAPP_CA | MAPP_US | Internal | Summer | B8 | 500 | 437 | 0 | 36.26 | 30.5 | 7 | 0
2015 | MAPP_CA_2_MAPP_US | MAPP_CA | MAPP_US | Internal | Summer | B9 | 800 | 437 | 0 | 36.26 | 29.34 | 7 | 0
2015 | MAPP_CA_2_MAPP_US | MAPP_CA | MAPP_US | Internal | Summer | B10 | 1262 | 437 | 0 | 36.26 | 29.26 | 7 | 0
2015 | MAPP_CA_2_MAPP_US | MAPP_CA | MAPP_US | Internal | Winter | B16 | 25 | 437 | 0 | 49.22 | 42.23 | 7 | 0
2015 | MAPP_CA_2_MAPP_US | MAPP_CA | MAPP_US | Internal | Winter | B17 | 100 | 437 | 0 | 43.2 | 36.2 | 7 | 0
2015 | MAPP_CA_2_MAPP_US | MAPP_CA | MAPP_US | Internal | Winter | B18 | 400 | 437 | 0 | 42.55 | 33.08 | 7 | 0
2015 | MAPP_CA_2_MAPP_US | MAPP_CA | MAPP_US | Internal | Winter | B19 | 700 | 437 | 0 | 42.55 | 33.08 | 7 | 0
2015 | MAPP_CA_2_MAPP_US | MAPP_CA | MAPP_US | Internal | Winter | B20 | 935 | 437 | 0 | 42.55 | 32.99 | 7 | 0
2015 | MAPP_CA_2_MISO_W | MAPP_CA | MISO_W | Internal | Shoulder | B11 | 25 | 2058 | 1517.36 | 47.97 | 47.98 | 0.01 | 0
2015 | MAPP_CA_2_MISO_W | MAPP_CA | MISO_W | Internal | Shoulder | B12 | 200 | 2058 | 661.17 | 40.62 | 40.63 | 0.01 | 0
2015 | MAPP_CA_2_MISO_W | MAPP_CA | MISO_W | Internal | Shoulder | B13 | 600 | 2058 | 0 | 37.97 | 37.96 | 0.01 | 0
2015 | MAPP_CA_2_MISO_W | MAPP_CA | MISO_W | Internal | Shoulder | B14 | 900 | 2058 | 0 | 37.97 | 36.57 | 0.01 | 0
2015 | MAPP_CA_2_MISO_W | MAPP_CA | MISO_W | Internal | Shoulder | B15 | 1203 | 2058 | 0 | 37.97 | 33.79 | 0.01 | 0
2015 | MAPP_CA_2_MISO_W | MAPP_CA | MISO_W | Internal | Summer | B1 | 10 | 2058 | 2058 | 58.67 | 60.8 | 0.01 | 2.12
2015 | MAPP_CA_2_MISO_W | MAPP_CA | MISO_W | Internal | Summer | B2 | 25 | 2058 | 2058 | 53.3 | 59.29 | 0.01 | 5.98
2015 | MAPP_CA_2_MISO_W | MAPP_CA | MISO_W | Internal | Summer | B3 | 75 | 2058 | 2058 | 52.98 | 57.92 | 0.01 | 4.93
2015 | MAPP_CA_2_MISO_W | MAPP_CA | MISO_W | Internal | Summer | B4 | 100 | 2058 | 2058 | 47.97 | 55.5 | 0.01 | 7.51
2015 | MAPP_CA_2_MISO_W | MAPP_CA | MISO_W | Internal | Summer | B5 | 200 | 2058 | 715.67 | 47.1 | 47.11 | 0.01 | 0
2015 | MAPP_CA_2_MISO_W | MAPP_CA | MISO_W | Internal | Summer | B6 | 300 | 2058 | 839.41 | 42.79 | 42.81 | 0.01 | 0
2015 | MAPP_CA_2_MISO_W | MAPP_CA | MISO_W | Internal | Summer | B7 | 400 | 2058 | 303.4 | 36.71 | 36.72 | 0.01 | 0
2015 | MAPP_CA_2_MISO_W | MAPP_CA | MISO_W | Internal | Summer | B8 | 500 | 2058 | 0 | 36.26 | 34.56 | 0.01 | 0
2015 | MAPP_CA_2_MISO_W | MAPP_CA | MISO_W | Internal | Summer | B9 | 800 | 2058 | 0 | 36.26 | 33.51 | 0.01 | 0
2015 | MAPP_CA_2_MISO_W | MAPP_CA | MISO_W | Internal | Summer | B10 | 1262 | 2058 | 0 | 36.26 | 31.6 | 0.01 | 0
2015 | MAPP_CA_2_MISO_W | MAPP_CA | MISO_W | Internal | Winter | B16 | 25 | 2058 | 1580.1 | 49.22 | 49.23 | 0.01 | 0
2015 | MAPP_CA_2_MISO_W | MAPP_CA | MISO_W | Internal | Winter | B17 | 100 | 2058 | 0.02 | 43.2 | 43.2 | 0.01 | 0
2015 | MAPP_CA_2_MISO_W | MAPP_CA | MISO_W | Internal | Winter | B18 | 400 | 2058 | 0 | 42.55 | 39.03 | 0.01 | 0
2015 | MAPP_CA_2_MISO_W | MAPP_CA | MISO_W | Internal | Winter | B19 | 700 | 2058 | 0 | 42.55 | 37.01 | 0.01 | 0
2015 | MAPP_CA_2_MISO_W | MAPP_CA | MISO_W | Internal | Winter | B20 | 935 | 2058 | 0 | 42.55 | 33.02 | 0.01 | 0
2015 | MAPP_US_2_MAPP_CA | MAPP_US | MAPP_CA | Internal | Shoulder | B11 | 25 | 230 | 0 | 47.07 | 47.97 | 7 | 0
2015 | MAPP_US_2_MAPP_CA | MAPP_US | MAPP_CA | Internal | Shoulder | B12 | 200 | 230 | 0 | 33.63 | 40.62 | 7 | 0
2015 | MAPP_US_2_MAPP_CA | MAPP_US | MAPP_CA | Internal | Shoulder | B13 | 600 | 230 | 0 | 32.04 | 37.97 | 7 | 0
2015 | MAPP_US_2_MAPP_CA | MAPP_US | MAPP_CA | Internal | Shoulder | B14 | 900 | 230 | 0 | 31.66 | 37.97 | 7 | 0
2015 | MAPP_US_2_MAPP_CA | MAPP_US | MAPP_CA | Internal | Shoulder | B15 | 1203 | 230 | 134.05 | 30.97 | 37.97 | 7 | 0
2015 | MAPP_US_2_MAPP_CA | MAPP_US | MAPP_CA | Internal | Summer | B1 | 10 | 230 | 0 | 53.8 | 58.67 | 7 | 0
2015 | MAPP_US_2_MAPP_CA | MAPP_US | MAPP_CA | Internal | Summer | B2 | 25 | 230 | 0 | 52.76 | 53.3 | 7 | 0
2015 | MAPP_US_2_MAPP_CA | MAPP_US | MAPP_CA | Internal | Summer | B3 | 75 | 230 | 0 | 51.98 | 52.98 | 7 | 0
2015 | MAPP_US_2_MAPP_CA | MAPP_US | MAPP_CA | Internal | Summer | B4 | 100 | 230 | 0 | 48.5 | 47.97 | 7 | 0
2015 | MAPP_US_2_MAPP_CA | MAPP_US | MAPP_CA | Internal | Summer | B5 | 200 | 230 | 0 | 45.64 | 47.1 | 7 | 0
2015 | MAPP_US_2_MAPP_CA | MAPP_US | MAPP_CA | Internal | Summer | B6 | 300 | 230 | 0 | 42.79 | 42.79 | 7 | 0
2015 | MAPP_US_2_MAPP_CA | MAPP_US | MAPP_CA | Internal | Summer | B7 | 400 | 230 | 0 | 34.34 | 36.71 | 7 | 0
2015 | MAPP_US_2_MAPP_CA | MAPP_US | MAPP_CA | Internal | Summer | B8 | 500 | 230 | 0 | 30.5 | 36.26 | 7 | 0
2015 | MAPP_US_2_MAPP_CA | MAPP_US | MAPP_CA | Internal | Summer | B9 | 800 | 230 | 0 | 29.34 | 36.26 | 7 | 0
2015 | MAPP_US_2_MAPP_CA | MAPP_US | MAPP_CA | Internal | Summer | B10 | 1262 | 230 | 158.55 | 29.26 | 36.26 | 7 | 0
2015 | MAPP_US_2_MAPP_CA | MAPP_US | MAPP_CA | Internal | Winter | B16 | 25 | 230 | 0.06 | 42.23 | 49.22 | 7 | 0
2015 | MAPP_US_2_MAPP_CA | MAPP_US | MAPP_CA | Internal | Winter | B17 | 100 | 230 | 57.13 | 36.2 | 43.2 | 7 | 0
2015 | MAPP_US_2_MAPP_CA | MAPP_US | MAPP_CA | Internal | Winter | B18 | 400 | 230 | 230 | 33.08 | 42.55 | 7 | 2.47
2015 | MAPP_US_2_MAPP_CA | MAPP_US | MAPP_CA | Internal | Winter | B19 | 700 | 230 | 230 | 33.08 | 42.55 | 7 | 2.47
2015 | MAPP_US_2_MAPP_CA | MAPP_US | MAPP_CA | Internal | Winter | B20 | 935 | 230 | 230 | 32.99 | 42.55 | 7 | 2.56
2015 | MAPP_US_2_MISO_W | MAPP_US | MISO_W | Internal | Shoulder | B11 | 25 | 2635 | 0 | 47.07 | 47.98 | 7 | 0
2015 | MAPP_US_2_MISO_W | MAPP_US | MISO_W | Internal | Shoulder | B12 | 200 | 2635 | 423.94 | 33.63 | 40.63 | 7 | 0
2015 | MAPP_US_2_MISO_W | MAPP_US | MISO_W | Internal | Shoulder | B13 | 600 | 2635 | 0 | 32.04 | 37.96 | 7 | 0
2015 | MAPP_US_2_MISO_W | MAPP_US | MISO_W | Internal | Shoulder | B14 | 900 | 2635 | 0 | 31.66 | 36.57 | 7 | 0
2015 | MAPP_US_2_MISO_W | MAPP_US | MISO_W | Internal | Shoulder | B15 | 1203 | 2635 | 0 | 30.97 | 33.79 | 7 | 0
2015 | MAPP_US_2_MISO_W | MAPP_US | MISO_W | Internal | Summer | B1 | 10 | 2635 | 140.49 | 53.8 | 60.8 | 7 | 0
2015 | MAPP_US_2_MISO_W | MAPP_US | MISO_W | Internal | Summer | B2 | 25 | 2635 | 0 | 52.76 | 59.29 | 7 | 0
2015 | MAPP_US_2_MISO_W | MAPP_US | MISO_W | Internal | Summer | B3 | 75 | 2635 | 0 | 51.98 | 57.92 | 7 | 0
2015 | MAPP_US_2_MISO_W | MAPP_US | MISO_W | Internal | Summer | B4 | 100 | 2635 | 1195.3 | 48.5 | 55.5 | 7 | 0
2015 | MAPP_US_2_MISO_W | MAPP_US | MISO_W | Internal | Summer | B5 | 200 | 2635 | 0 | 45.64 | 47.11 | 7 | 0
2015 | MAPP_US_2_MISO_W | MAPP_US | MISO_W | Internal | Summer | B6 | 300 | 2635 | 0 | 42.79 | 42.81 | 7 | 0
2015 | MAPP_US_2_MISO_W | MAPP_US | MISO_W | Internal | Summer | B7 | 400 | 2635 | 0 | 34.34 | 36.72 | 7 | 0
2015 | MAPP_US_2_MISO_W | MAPP_US | MISO_W | Internal | Summer | B8 | 500 | 2635 | 0 | 30.5 | 34.56 | 7 | 0
2015 | MAPP_US_2_MISO_W | MAPP_US | MISO_W | Internal | Summer | B9 | 800 | 2635 | 0 | 29.34 | 33.51 | 7 | 0
2015 | MAPP_US_2_MISO_W | MAPP_US | MISO_W | Internal | Summer | B10 | 1262 | 2635 | 0 | 29.26 | 31.6 | 7 | 0
2015 | MAPP_US_2_MISO_W | MAPP_US | MISO_W | Internal | Winter | B16 | 25 | 2635 | 515.26 | 42.23 | 49.23 | 7 | 0
2015 | MAPP_US_2_MISO_W | MAPP_US | MISO_W | Internal | Winter | B17 | 100 | 2635 | 1511.06 | 36.2 | 43.2 | 7 | 0
2015 | MAPP_US_2_MISO_W | MAPP_US | MISO_W | Internal | Winter | B18 | 400 | 2635 | 0 | 33.08 | 39.03 | 7 | 0
2015 | MAPP_US_2_MISO_W | MAPP_US | MISO_W | Internal | Winter | B19 | 700 | 2635 | 0 | 33.08 | 37.01 | 7 | 0
2015 | MAPP_US_2_MISO_W | MAPP_US | MISO_W | Internal | Winter | B20 | 935 | 2635 | 0 | 32.99 | 33.02 | 7 | 0
2015 | MAPP_US_2_NE | MAPP_US | NE | Internal | Shoulder | B11 | 25 | 2000 | 1829.25 | 47.07 | 54.07 | 7 | 0
2015 | MAPP_US_2_NE | MAPP_US | NE | Internal | Shoulder | B12 | 200 | 2000 | 860.6 | 33.63 | 40.63 | 7 | 0
2015 | MAPP_US_2_NE | MAPP_US | NE | Internal | Shoulder | B13 | 600 | 2000 | 1339.1 | 32.04 | 39.04 | 7 | 0
2015 | MAPP_US_2_NE | MAPP_US | NE | Internal | Shoulder | B14 | 900 | 2000 | 126.11 | 31.66 | 38.66 | 7 | 0
2015 | MAPP_US_2_NE | MAPP_US | NE | Internal | Shoulder | B15 | 1203 | 2000 | 0 | 30.97 | 37.6 | 7 | 0
2015 | MAPP_US_2_NE | MAPP_US | NE | Internal | Summer | B1 | 10 | 2000 | 1646.06 | 53.8 | 60.8 | 7 | 0
2015 | MAPP_US_2_NE | MAPP_US | NE | Internal | Summer | B2 | 25 | 2000 | 1603.15 | 52.76 | 59.76 | 7 | 0
2015 | MAPP_US_2_NE | MAPP_US | NE | Internal | Summer | B3 | 75 | 2000 | 1390.22 | 51.98 | 58.98 | 7 | 0
2015 | MAPP_US_2_NE | MAPP_US | NE | Internal | Summer | B4 | 100 | 2000 | 408.83 | 48.5 | 55.5 | 7 | 0
2015 | MAPP_US_2_NE | MAPP_US | NE | Internal | Summer | B5 | 200 | 2000 | 1583.12 | 45.64 | 52.64 | 7 | 0
2015 | MAPP_US_2_NE | MAPP_US | NE | Internal | Summer | B6 | 300 | 2000 | 1815.87 | 42.79 | 49.79 | 7 | 0
2015 | MAPP_US_2_NE | MAPP_US | NE | Internal | Summer | B7 | 400 | 2000 | 2000 | 34.34 | 43.71 | 7 | 2.37
2015 | MAPP_US_2_NE | MAPP_US | NE | Internal | Summer | B8 | 500 | 2000 | 2000 | 30.5 | 37.97 | 7 | 0.47
2015 | MAPP_US_2_NE | MAPP_US | NE | Internal | Summer | B9 | 800 | 2000 | 1238.7 | 29.34 | 36.34 | 7 | 0
2015 | MAPP_US_2_NE | MAPP_US | NE | Internal | Summer | B10 | 1262 | 2000 | 939.9 | 29.26 | 36.26 | 7 | 0
2015 | MAPP_US_2_NE | MAPP_US | NE | Internal | Winter | B16 | 25 | 2000 | 1472.88 | 42.23 | 49.23 | 7 | 0
2015 | MAPP_US_2_NE | MAPP_US | NE | Internal | Winter | B17 | 100 | 2000 | 0 | 36.2 | 41.75 | 7 | 0
2015 | MAPP_US_2_NE | MAPP_US | NE | Internal | Winter | B18 | 400 | 2000 | 852.02 | 33.08 | 40.08 | 7 | 0
2015 | MAPP_US_2_NE | MAPP_US | NE | Internal | Winter | B19 | 700 | 2000 | 257.39 | 33.08 | 40.08 | 7 | 0
2015 | MAPP_US_2_NE | MAPP_US | NE | Internal | Winter | B20 | 935 | 2000 | 506.67 | 32.99 | 39.99 | 7 | 0
2015 | MARITIMES_2_NEISO | MARITIMES | NEISO | Internal | Shoulder | B11 | 25 | 99999 | 1400 | 36.89 | 36.9 | 0.01 | 0
2015 | MARITIMES_2_NEISO | MARITIMES | NEISO | Internal | Shoulder | B12 | 200 | 99999 | 1400 | 36.89 | 36.9 | 0.01 | 0
2015 | MARITIMES_2_NEISO | MARITIMES | NEISO | Internal | Shoulder | B13 | 600 | 99999 | 1400 | 36.89 | 36.9 | 0.01 | 0
2015 | MARITIMES_2_NEISO | MARITIMES | NEISO | Internal | Shoulder | B14 | 900 | 99999 | 1400 | 36.89 | 36.9 | 0.01 | 0
2015 | MARITIMES_2_NEISO | MARITIMES | NEISO | Internal | Shoulder | B15 | 1203 | 99999 | 426.43 | 36.89 | 36.9 | 0.01 | 0
2015 | MARITIMES_2_NEISO | MARITIMES | NEISO | Internal | Summer | B1 | 10 | 99999 | 1400 | 65.82 | 65.84 | 0.01 | 0
2015 | MARITIMES_2_NEISO | MARITIMES | NEISO | Internal | Summer | B2 | 25 | 99999 | 1400 | 53.82 | 53.84 | 0.01 | 0
2015 | MARITIMES_2_NEISO | MARITIMES | NEISO | Internal | Summer | B3 | 75 | 99999 | 1400 | 47.31 | 47.33 | 0.01 | 0
2015 | MARITIMES_2_NEISO | MARITIMES | NEISO | Internal | Summer | B4 | 100 | 99999 | 1400 | 37.88 | 37.89 | 0.01 | 0
2015 | MARITIMES_2_NEISO | MARITIMES | NEISO | Internal | Summer | B5 | 200 | 99999 | 1400 | 34.19 | 34.2 | 0.01 | 0
2015 | MARITIMES_2_NEISO | MARITIMES | NEISO | Internal | Summer | B6 | 300 | 99999 | 1400 | 34.19 | 34.2 | 0.01 | 0
2015 | MARITIMES_2_NEISO | MARITIMES | NEISO | Internal | Summer | B7 | 400 | 99999 | 1400 | 34.19 | 34.2 | 0.01 | 0
2015 | MARITIMES_2_NEISO | MARITIMES | NEISO | Internal | Summer | B8 | 500 | 99999 | 1400 | 34.19 | 34.2 | 0.01 | 0
2015 | MARITIMES_2_NEISO | MARITIMES | NEISO | Internal | Summer | B9 | 800 | 99999 | 1400 | 34.19 | 34.2 | 0.01 | 0
2015 | MARITIMES_2_NEISO | MARITIMES | NEISO | Internal | Summer | B10 | 1262 | 99999 | 236.13 | 34.19 | 34.2 | 0.01 | 0
2015 | MARITIMES_2_NEISO | MARITIMES | NEISO | Internal | Winter | B16 | 25 | 99999 | 1400 | 45.28 | 45.29 | 0.01 | 0
2015 | MARITIMES_2_NEISO | MARITIMES | NEISO | Internal | Winter | B17 | 100 | 99999 | 1400 | 45.28 | 45.29 | 0.01 | 0
2015 | MARITIMES_2_NEISO | MARITIMES | NEISO | Internal | Winter | B18 | 400 | 99999 | 1400 | 45.28 | 45.29 | 0.01 | 0
2015 | MARITIMES_2_NEISO | MARITIMES | NEISO | Internal | Winter | B19 | 700 | 99999 | 1400 | 45.28 | 45.29 | 0.01 | 0
2015 | MARITIMES_2_NEISO | MARITIMES | NEISO | Internal | Winter | B20 | 935 | 99999 | 475.94 | 45.28 | 45.29 | 0.01 | 0
2015 | MISO_IN_2_MISO_MI | MISO_IN | MISO_MI | Internal | Shoulder | B11 | 25 | 5081 | 0 | 48.01 | 47.44 | 0.01 | 0
2015 | MISO_IN_2_MISO_MI | MISO_IN | MISO_MI | Internal | Shoulder | B12 | 200 | 5081 | 0 | 40.64 | 40.63 | 0.01 | 0
2015 | MISO_IN_2_MISO_MI | MISO_IN | MISO_MI | Internal | Shoulder | B13 | 600 | 5081 | 0 | 37.97 | 37.96 | 0.01 | 0
2015 | MISO_IN_2_MISO_MI | MISO_IN | MISO_MI | Internal | Shoulder | B14 | 900 | 5081 | 0 | 36.57 | 36.57 | 0.01 | 0
2015 | MISO_IN_2_MISO_MI | MISO_IN | MISO_MI | Internal | Shoulder | B15 | 1203 | 5081 | 911.81 | 33.79 | 33.8 | 0.01 | 0
2015 | MISO_IN_2_MISO_MI | MISO_IN | MISO_MI | Internal | Summer | B1 | 10 | 5081 | 0 | 60.8 | 59.43 | 0.01 | 0
2015 | MISO_IN_2_MISO_MI | MISO_IN | MISO_MI | Internal | Summer | B2 | 25 | 5081 | 0.03 | 59.3 | 59.29 | 0.01 | 0
2015 | MISO_IN_2_MISO_MI | MISO_IN | MISO_MI | Internal | Summer | B3 | 75 | 5081 | 0 | 57.9 | 54.01 | 0.01 | 0
2015 | MISO_IN_2_MISO_MI | MISO_IN | MISO_MI | Internal | Summer | B4 | 100 | 5081 | 0 | 55.51 | 54.01 | 0.01 | 0
2015 | MISO_IN_2_MISO_MI | MISO_IN | MISO_MI | Internal | Summer | B5 | 200 | 5081 | 0 | 47.1 | 47.09 | 0.01 | 0
2015 | MISO_IN_2_MISO_MI | MISO_IN | MISO_MI | Internal | Summer | B6 | 300 | 5081 | 0 | 42.79 | 42.78 | 0.01 | 0
2015 | MISO_IN_2_MISO_MI | MISO_IN | MISO_MI | Internal | Summer | B7 | 400 | 5081 | 0 | 36.72 | 36.72 | 0.01 | 0
2015 | MISO_IN_2_MISO_MI | MISO_IN | MISO_MI | Internal | Summer | B8 | 500 | 5081 | 1105.24 | 34.56 | 34.57 | 0.01 | 0
2015 | MISO_IN_2_MISO_MI | MISO_IN | MISO_MI | Internal | Summer | B9 | 800 | 5081 | 2782.7 | 33.52 | 33.53 | 0.01 | 0
2015 | MISO_IN_2_MISO_MI | MISO_IN | MISO_MI | Internal | Summer | B10 | 1262 | 5081 | 3022.9 | 31.62 | 31.64 | 0.01 | 0
2015 | MISO_IN_2_MISO_MI | MISO_IN | MISO_MI | Internal | Winter | B16 | 25 | 5081 | 0 | 49.25 | 48.47 | 0.01 | 0
2015 | MISO_IN_2_MISO_MI | MISO_IN | MISO_MI | Internal | Winter | B17 | 100 | 5081 | 0 | 43.21 | 43.2 | 0.01 | 0
2015 | MISO_IN_2_MISO_MI | MISO_IN | MISO_MI | Internal | Winter | B18 | 400 | 5081 | 0 | 39.04 | 39.03 | 0.01 | 0
2015 | MISO_IN_2_MISO_MI | MISO_IN | MISO_MI | Internal | Winter | B19 | 700 | 5081 | 38.96 | 37.01 | 37.02 | 0.01 | 0
2015 | MISO_IN_2_MISO_MI | MISO_IN | MISO_MI | Internal | Winter | B20 | 935 | 5081 | 889.77 | 33.02 | 33.03 | 0.01 | 0
2015 | MISO_IN_2_MISO_MO-IL | MISO_IN | MISO_MO-IL | Internal | Shoulder | B11 | 25 | 9129 | 0.03 | 48.01 | 47.99 | 0.01 | 0
2015 | MISO_IN_2_MISO_MO-IL | MISO_IN | MISO_MO-IL | Internal | Shoulder | B12 | 200 | 9129 | 0 | 40.64 | 40.63 | 0.01 | 0
2015 | MISO_IN_2_MISO_MO-IL | MISO_IN | MISO_MO-IL | Internal | Shoulder | B13 | 600 | 9129 | 0 | 37.97 | 37.96 | 0.01 | 0
2015 | MISO_IN_2_MISO_MO-IL | MISO_IN | MISO_MO-IL | Internal | Shoulder | B14 | 900 | 9129 | 0 | 36.57 | 36.55 | 0.01 | 0
2015 | MISO_IN_2_MISO_MO-IL | MISO_IN | MISO_MO-IL | Internal | Shoulder | B15 | 1203 | 9129 | 0 | 33.79 | 33.78 | 0.01 | 0
2015 | MISO_IN_2_MISO_MO-IL | MISO_IN | MISO_MO-IL | Internal | Summer | B1 | 10 | 9129 | 0.17 | 60.8 | 60.8 | 0.01 | 0
2015 | MISO_IN_2_MISO_MO-IL | MISO_IN | MISO_MO-IL | Internal | Summer | B2 | 25 | 9129 | 0.03 | 59.3 | 59.29 | 0.01 | 0
2015 | MISO_IN_2_MISO_MO-IL | MISO_IN | MISO_MO-IL | Internal | Summer | B3 | 75 | 9129 | 117.5 | 57.9 | 57.91 | 0.01 | 0
2015 | MISO_IN_2_MISO_MO-IL | MISO_IN | MISO_MO-IL | Internal | Summer | B4 | 100 | 9129 | 0 | 55.51 | 55.5 | 0.01 | 0
2015 | MISO_IN_2_MISO_MO-IL | MISO_IN | MISO_MO-IL | Internal | Summer | B5 | 200 | 9129 | 0 | 47.1 | 47.1 | 0.01 | 0
2015 | MISO_IN_2_MISO_MO-IL | MISO_IN | MISO_MO-IL | Internal | Summer | B6 | 300 | 9129 | 0 | 42.79 | 42.79 | 0.01 | 0
2015 | MISO_IN_2_MISO_MO-IL | MISO_IN | MISO_MO-IL | Internal | Summer | B7 | 400 | 9129 | 0 | 36.72 | 36.71 | 0.01 | 0
2015 | MISO_IN_2_MISO_MO-IL | MISO_IN | MISO_MO-IL | Internal | Summer | B8 | 500 | 9129 | 0 | 34.56 | 34.55 | 0.01 | 0
2015 | MISO_IN_2_MISO_MO-IL | MISO_IN | MISO_MO-IL | Internal | Summer | B9 | 800 | 9129 | 0 | 33.52 | 33.51 | 0.01 | 0
2015 | MISO_IN_2_MISO_MO-IL | MISO_IN | MISO_MO-IL | Internal | Summer | B10 | 1262 | 9129 | 0 | 31.62 | 31.61 | 0.01 | 0
2015 | MISO_IN_2_MISO_MO-IL | MISO_IN | MISO_MO-IL | Internal | Winter | B16 | 25 | 9129 | 0.03 | 49.25 | 49.24 | 0.01 | 0
2015 | MISO_IN_2_MISO_MO-IL | MISO_IN | MISO_MO-IL | Internal | Winter | B17 | 100 | 9129 | 0 | 43.21 | 43.2 | 0.01 | 0
2015 | MISO_IN_2_MISO_MO-IL | MISO_IN | MISO_MO-IL | Internal | Winter | B18 | 400 | 9129 | 0 | 39.04 | 39.03 | 0.01 | 0
2015 | MISO_IN_2_MISO_MO-IL | MISO_IN | MISO_MO-IL | Internal | Winter | B19 | 700 | 9129 | 0 | 37.01 | 37 | 0.01 | 0
2015 | MISO_IN_2_MISO_MO-IL | MISO_IN | MISO_MO-IL | Internal | Winter | B20 | 935 | 9129 | 0 | 33.02 | 33.01 | 0.01 | 0
2015 | MISO_IN_2_NonRTO_Midwest | MISO_IN | NonRTO_Midwest | Internal | Shoulder | B11 | 25 | 4800 | 927.9 | 48.01 | 56.01 | 8 | 0
2015 | MISO_IN_2_NonRTO_Midwest | MISO_IN | NonRTO_Midwest | Internal | Shoulder | B12 | 200 | 4800 | 523.63 | 40.64 | 48.64 | 8 | 0
2015 | MISO_IN_2_NonRTO_Midwest | MISO_IN | NonRTO_Midwest | Internal | Shoulder | B13 | 600 | 4800 | 0 | 37.97 | 45.54 | 8 | 0
2015 | MISO_IN_2_NonRTO_Midwest | MISO_IN | NonRTO_Midwest | Internal | Shoulder | B14 | 900 | 4800 | 0 | 36.57 | 35.61 | 8 | 0
2015 | MISO_IN_2_NonRTO_Midwest | MISO_IN | NonRTO_Midwest | Internal | Shoulder | B15 | 1203 | 4800 | 0 | 33.79 | 32.87 | 8 | 0
2015 | MISO_IN_2_NonRTO_Midwest | MISO_IN | NonRTO_Midwest | Internal | Summer | B1 | 10 | 4800 | 0 | 60.8 | 65.02 | 8 | 0
2015 | MISO_IN_2_NonRTO_Midwest | MISO_IN | NonRTO_Midwest | Internal | Summer | B2 | 25 | 4800 | 0 | 59.3 | 65.02 | 8 | 0
2015 | MISO_IN_2_NonRTO_Midwest | MISO_IN | NonRTO_Midwest | Internal | Summer | B3 | 75 | 4800 | 0 | 57.9 | 65.02 | 8 | 0
2015 | MISO_IN_2_NonRTO_Midwest | MISO_IN | NonRTO_Midwest | Internal | Summer | B4 | 100 | 4800 | 1083.43 | 55.51 | 63.51 | 8 | 0
2015 | MISO_IN_2_NonRTO_Midwest | MISO_IN | NonRTO_Midwest | Internal | Summer | B5 | 200 | 4800 | 784.09 | 47.1 | 55.1 | 8 | 0
2015 | MISO_IN_2_NonRTO_Midwest | MISO_IN | NonRTO_Midwest | Internal | Summer | B6 | 300 | 4800 | 220.56 | 42.79 | 50.79 | 8 | 0
2015 | MISO_IN_2_NonRTO_Midwest | MISO_IN | NonRTO_Midwest | Internal | Summer | B7 | 400 | 4800 | 0 | 36.72 | 35.84 | 8 | 0
2015 | MISO_IN_2_NonRTO_Midwest | MISO_IN | NonRTO_Midwest | Internal | Summer | B8 | 500 | 4800 | 0 | 34.56 | 34.42 | 8 | 0
2015 | MISO_IN_2_NonRTO_Midwest | MISO_IN | NonRTO_Midwest | Internal | Summer | B9 | 800 | 4800 | 0 | 33.52 | 32.87 | 8 | 0
2015 | MISO_IN_2_NonRTO_Midwest | MISO_IN | NonRTO_Midwest | Internal | Summer | B10 | 1262 | 4800 | 0 | 31.62 | 32.02 | 8 | 0
2015 | MISO_IN_2_NonRTO_Midwest | MISO_IN | NonRTO_Midwest | Internal | Winter | B16 | 25 | 4800 | 2146.2 | 49.25 | 57.25 | 8 | 0
2015 | MISO_IN_2_NonRTO_Midwest | MISO_IN | NonRTO_Midwest | Internal | Winter | B17 | 100 | 4800 | 1183.74 | 43.21 | 51.21 | 8 | 0
2015 | MISO_IN_2_NonRTO_Midwest | MISO_IN | NonRTO_Midwest | Internal | Winter | B18 | 400 | 4800 | 368.22 | 39.04 | 47.04 | 8 | 0
2015 | MISO_IN_2_NonRTO_Midwest | MISO_IN | NonRTO_Midwest | Internal | Winter | B19 | 700 | 4800 | 0 | 37.01 | 35.83 | 8 | 0
2015 | MISO_IN_2_NonRTO_Midwest | MISO_IN | NonRTO_Midwest | Internal | Winter | B20 | 935 | 4800 | 0 | 33.02 | 32.87 | 8 | 0
2015 | MISO_IN_2_PJM_ROR | MISO_IN | PJM_ROR | Internal | Shoulder | B11 | 25 | 992 | 0 | 48.01 | 49.44 | 2 | 0
2015 | MISO_IN_2_PJM_ROR | MISO_IN | PJM_ROR | Internal | Shoulder | B12 | 200 | 992 | 0 | 40.64 | 42.63 | 2 | 0
2015 | MISO_IN_2_PJM_ROR | MISO_IN | PJM_ROR | Internal | Shoulder | B13 | 600 | 992 | 0 | 37.97 | 39.96 | 2 | 0
2015 | MISO_IN_2_PJM_ROR | MISO_IN | PJM_ROR | Internal | Shoulder | B14 | 900 | 992 | 428.89 | 36.57 | 38.57 | 2 | 0
2015 | MISO_IN_2_PJM_ROR | MISO_IN | PJM_ROR | Internal | Shoulder | B15 | 1203 | 992 | 0 | 33.79 | 35.45 | 2 | 0
2015 | MISO_IN_2_PJM_ROR | MISO_IN | PJM_ROR | Internal | Summer | B1 | 10 | 992 | 752.69 | 60.8 | 62.8 | 2 | 0
2015 | MISO_IN_2_PJM_ROR | MISO_IN | PJM_ROR | Internal | Summer | B2 | 25 | 992 | 0.06 | 59.3 | 61.29 | 2 | 0
2015 | MISO_IN_2_PJM_ROR | MISO_IN | PJM_ROR | Internal | Summer | B3 | 75 | 992 | 0 | 57.9 | 58.29 | 2 | 0
2015 | MISO_IN_2_PJM_ROR | MISO_IN | PJM_ROR | Internal | Summer | B4 | 100 | 992 | 0.02 | 55.51 | 57.5 | 2 | 0
2015 | MISO_IN_2_PJM_ROR | MISO_IN | PJM_ROR | Internal | Summer | B5 | 200 | 992 | 36.45 | 47.1 | 49.1 | 2 | 0
2015 | MISO_IN_2_PJM_ROR | MISO_IN | PJM_ROR | Internal | Summer | B6 | 300 | 992 | 350.5 | 42.79 | 44.79 | 2 | 0
2015 | MISO_IN_2_PJM_ROR | MISO_IN | PJM_ROR | Internal | Summer | B7 | 400 | 992 | 783.98 | 36.72 | 38.72 | 2 | 0
2015 | MISO_IN_2_PJM_ROR | MISO_IN | PJM_ROR | Internal | Summer | B8 | 500 | 992 | 217.97 | 34.56 | 36.56 | 2 | 0
2015 | MISO_IN_2_PJM_ROR | MISO_IN | PJM_ROR | Internal | Summer | B9 | 800 | 992 | 0 | 33.52 | 35.51 | 2 | 0
2015 | MISO_IN_2_PJM_ROR | MISO_IN | PJM_ROR | Internal | Summer | B10 | 1262 | 992 | 0 | 31.62 | 32.97 | 2 | 0
2015 | MISO_IN_2_PJM_ROR | MISO_IN | PJM_ROR | Internal | Winter | B16 | 25 | 992 | 0.03 | 49.25 | 51.23 | 2 | 0
2015 | MISO_IN_2_PJM_ROR | MISO_IN | PJM_ROR | Internal | Winter | B17 | 100 | 992 | 0.02 | 43.21 | 45.2 | 2 | 0
2015 | MISO_IN_2_PJM_ROR | MISO_IN | PJM_ROR | Internal | Winter | B18 | 400 | 992 | 0 | 39.04 | 41.03 | 2 | 0
2015 | MISO_IN_2_PJM_ROR | MISO_IN | PJM_ROR | Internal | Winter | B19 | 700 | 992 | 0 | 37.01 | 38.58 | 2 | 0
2015 | MISO_IN_2_PJM_ROR | MISO_IN | PJM_ROR | Internal | Winter | B20 | 935 | 992 | 0 | 33.02 | 35.01 | 2 | 0
2015 | MISO_MI_2_IESO | MISO_MI | IESO | Internal | Shoulder | B11 | 25 | 1580 | 0 | 47.44 | 34.39 | 8 | 0
2015 | MISO_MI_2_IESO | MISO_MI | IESO | Internal | Shoulder | B12 | 200 | 1580 | 0 | 40.63 | 32.9 | 8 | 0
2015 | MISO_MI_2_IESO | MISO_MI | IESO | Internal | Shoulder | B13 | 600 | 1580 | 0 | 37.96 | 30.82 | 8 | 0
2015 | MISO_MI_2_IESO | MISO_MI | IESO | Internal | Shoulder | B14 | 900 | 1580 | 0 | 36.57 | 30.82 | 8 | 0
2015 | MISO_MI_2_IESO | MISO_MI | IESO | Internal | Shoulder | B15 | 1203 | 1580 | 0 | 33.8 | 30.82 | 8 | 0
2015 | MISO_MI_2_IESO | MISO_MI | IESO | Internal | Summer | B1 | 10 | 1580 | 0 | 59.43 | 52.43 | 8 | 0
2015 | MISO_MI_2_IESO | MISO_MI | IESO | Internal | Summer | B2 | 25 | 1580 | 0 | 59.29 | 46.3 | 8 | 0
2015 | MISO_MI_2_IESO | MISO_MI | IESO | Internal | Summer | B3 | 75 | 1580 | 0 | 54.01 | 43.3 | 8 | 0
2015 | MISO_MI_2_IESO | MISO_MI | IESO | Internal | Summer | B4 | 100 | 1580 | 0 | 54.01 | 38.07 | 8 | 0
2015 | MISO_MI_2_IESO | MISO_MI | IESO | Internal | Summer | B5 | 200 | 1580 | 0 | 47.09 | 38.07 | 8 | 0
2015 | MISO_MI_2_IESO | MISO_MI | IESO | Internal | Summer | B6 | 300 | 1580 | 0 | 42.78 | 35.33 | 8 | 0
2015 | MISO_MI_2_IESO | MISO_MI | IESO | Internal | Summer | B7 | 400 | 1580 | 0 | 36.72 | 29.72 | 8 | 0
2015 | MISO_MI_2_IESO | MISO_MI | IESO | Internal | Summer | B8 | 500 | 1580 | 0 | 34.57 | 29.26 | 8 | 0
2015 | MISO_MI_2_IESO | MISO_MI | IESO | Internal | Summer | B9 | 800 | 1580 | 0 | 33.53 | 29.26 | 8 | 0
2015 | MISO_MI_2_IESO | MISO_MI | IESO | Internal | Summer | B10 | 1262 | 1580 | 0 | 31.64 | 29.26 | 8 | 0
2015 | MISO_MI_2_IESO | MISO_MI | IESO | Internal | Winter | B16 | 25 | 1580 | 0 | 48.47 | 38.52 | 8 | 0
2015 | MISO_MI_2_IESO | MISO_MI | IESO | Internal | Winter | B17 | 100 | 1580 | 0 | 43.2 | 36.2 | 8 | 0
2015 | MISO_MI_2_IESO | MISO_MI | IESO | Internal | Winter | B18 | 400 | 1580 | 0 | 39.03 | 35.55 | 8 | 0
2015 | MISO_MI_2_IESO | MISO_MI | IESO | Internal | Winter | B19 | 700 | 1580 | 0 | 37.02 | 35.55 | 8 | 0
2015 | MISO_MI_2_IESO | MISO_MI | IESO | Internal | Winter | B20 | 935 | 1580 | 0 | 33.03 | 35.55 | 8 | 0
2015 | MISO_MI_2_MISO_IN | MISO_MI | MISO_IN | Internal | Shoulder | B11 | 25 | 2126 | 2126 | 47.44 | 48.01 | 0.01 | 0.55
2015 | MISO_MI_2_MISO_IN | MISO_MI | MISO_IN | Internal | Shoulder | B12 | 200 | 2126 | 579.48 | 40.63 | 40.64 | 0.01 | 0
2015 | MISO_MI_2_MISO_IN | MISO_MI | MISO_IN | Internal | Shoulder | B13 | 600 | 2126 | 0.02 | 37.96 | 37.97 | 0.01 | 0
2015 | MISO_MI_2_MISO_IN | MISO_MI | MISO_IN | Internal | Shoulder | B14 | 900 | 2126 | 0 | 36.57 | 36.57 | 0.01 | 0
2015 | MISO_MI_2_MISO_IN | MISO_MI | MISO_IN | Internal | Shoulder | B15 | 1203 | 2126 | 0 | 33.8 | 33.79 | 0.01 | 0
2015 | MISO_MI_2_MISO_IN | MISO_MI | MISO_IN | Internal | Summer | B1 | 10 | 2126 | 2126 | 59.43 | 60.8 | 0.01 | 1.36
2015 | MISO_MI_2_MISO_IN | MISO_MI | MISO_IN | Internal | Summer | B2 | 25 | 2126 | 1426.25 | 59.29 | 59.3 | 0.01 | 0
2015 | MISO_MI_2_MISO_IN | MISO_MI | MISO_IN | Internal | Summer | B3 | 75 | 2126 | 2126 | 54.01 | 57.9 | 0.01 | 3.87
2015 | MISO_MI_2_MISO_IN | MISO_MI | MISO_IN | Internal | Summer | B4 | 100 | 2126 | 2126 | 54.01 | 55.51 | 0.01 | 1.48
2015 | MISO_MI_2_MISO_IN | MISO_MI | MISO_IN | Internal | Summer | B5 | 200 | 2126 | 1749.32 | 47.09 | 47.1 | 0.01 | 0
2015 | MISO_MI_2_MISO_IN | MISO_MI | MISO_IN | Internal | Summer | B6 | 300 | 2126 | 577.28 | 42.78 | 42.79 | 0.01 | 0
2015 | MISO_MI_2_MISO_IN | MISO_MI | MISO_IN | Internal | Summer | B7 | 400 | 2126 | 0 | 36.72 | 36.72 | 0.01 | 0
2015 | MISO_MI_2_MISO_IN | MISO_MI | MISO_IN | Internal | Summer | B8 | 500 | 2126 | 0 | 34.57 | 34.56 | 0.01 | 0
2015 | MISO_MI_2_MISO_IN | MISO_MI | MISO_IN | Internal | Summer | B9 | 800 | 2126 | 0 | 33.53 | 33.52 | 0.01 | 0
2015 | MISO_MI_2_MISO_IN | MISO_MI | MISO_IN | Internal | Summer | B10 | 1262 | 2126 | 0 | 31.64 | 31.62 | 0.01 | 0
2015 | MISO_MI_2_MISO_IN | MISO_MI | MISO_IN | Internal | Winter | B16 | 25 | 2126 | 2126 | 48.47 | 49.25 | 0.01 | 0.77
2015 | MISO_MI_2_MISO_IN | MISO_MI | MISO_IN | Internal | Winter | B17 | 100 | 2126 | 789.98 | 43.2 | 43.21 | 0.01 | 0
2015 | MISO_MI_2_MISO_IN | MISO_MI | MISO_IN | Internal | Winter | B18 | 400 | 2126 | 10.27 | 39.03 | 39.04 | 0.01 | 0
2015 | MISO_MI_2_MISO_IN | MISO_MI | MISO_IN | Internal | Winter | B19 | 700 | 2126 | 0 | 37.02 | 37.01 | 0.01 | 0
2015 | MISO_MI_2_MISO_IN | MISO_MI | MISO_IN | Internal | Winter | B20 | 935 | 2126 | 0 | 33.03 | 33.02 | 0.01 | 0
2015 | MISO_MI_2_MISO_WUMS | MISO_MI | MISO_WUMS | Internal | Shoulder | B11 | 25 | 166 | 166 | 47.44 | 47.97 | 0.01 | 0.52
2015 | MISO_MI_2_MISO_WUMS | MISO_MI | MISO_WUMS | Internal | Shoulder | B12 | 200 | 166 | 64.12 | 40.63 | 40.64 | 0.01 | 0
2015 | MISO_MI_2_MISO_WUMS | MISO_MI | MISO_WUMS | Internal | Shoulder | B13 | 600 | 166 | 0.03 | 37.96 | 37.97 | 0.01 | 0
2015 | MISO_MI_2_MISO_WUMS | MISO_MI | MISO_WUMS | Internal | Shoulder | B14 | 900 | 166 | 5.17 | 36.57 | 36.58 | 0.01 | 0
2015 | MISO_MI_2_MISO_WUMS | MISO_MI | MISO_WUMS | Internal | Shoulder | B15 | 1203 | 166 | 0 | 33.8 | 33.8 | 0.01 | 0
2015 | MISO_MI_2_MISO_WUMS | MISO_MI | MISO_WUMS | Internal | Summer | B1 | 10 | 166 | 166 | 59.43 | 60.8 | 0.01 | 1.36
2015 | MISO_MI_2_MISO_WUMS | MISO_MI | MISO_WUMS | Internal | Summer | B2 | 25 | 166 | 79.82 | 59.29 | 59.3 | 0.01 | 0
2015 | MISO_MI_2_MISO_WUMS | MISO_MI | MISO_WUMS | Internal | Summer | B3 | 75 | 166 | 166 | 54.01 | 57.94 | 0.01 | 3.91
2015 | MISO_MI_2_MISO_WUMS | MISO_MI | MISO_WUMS | Internal | Summer | B4 | 100 | 166 | 166 | 54.01 | 55.51 | 0.01 | 1.48
2015 | MISO_MI_2_MISO_WUMS | MISO_MI | MISO_WUMS | Internal | Summer | B5 | 200 | 166 | 40.3 | 47.09 | 47.1 | 0.01 | 0
2015 | MISO_MI_2_MISO_WUMS | MISO_MI | MISO_WUMS | Internal | Summer | B6 | 300 | 166 | 104.28 | 42.78 | 42.79 | 0.01 | 0
2015 | MISO_MI_2_MISO_WUMS | MISO_MI | MISO_WUMS | Internal | Summer | B7 | 400 | 166 | 0 | 36.72 | 36.72 | 0.01 | 0
2015 | MISO_MI_2_MISO_WUMS | MISO_MI | MISO_WUMS | Internal | Summer | B8 | 500 | 166 | 0 | 34.57 | 34.57 | 0.01 | 0
2015 | MISO_MI_2_MISO_WUMS | MISO_MI | MISO_WUMS | Internal | Summer | B9 | 800 | 166 | 0 | 33.53 | 33.51 | 0.01 | 0
2015 | MISO_MI_2_MISO_WUMS | MISO_MI | MISO_WUMS | Internal | Summer | B10 | 1262 | 166 | 0 | 31.64 | 31.61 | 0.01 | 0
2015 | MISO_MI_2_MISO_WUMS | MISO_MI | MISO_WUMS | Internal | Winter | B16 | 25 | 166 | 166 | 48.47 | 49.24 | 0.01 | 0.76
2015 | MISO_MI_2_MISO_WUMS | MISO_MI | MISO_WUMS | Internal | Winter | B17 | 100 | 166 | 0.02 | 43.2 | 43.2 | 0.01 | 0
2015 | MISO_MI_2_MISO_WUMS | MISO_MI | MISO_WUMS | Internal | Winter | B18 | 400 | 166 | 10.54 | 39.03 | 39.04 | 0.01 | 0
2015 | MISO_MI_2_MISO_WUMS | MISO_MI | MISO_WUMS | Internal | Winter | B19 | 700 | 166 | 0 | 37.02 | 37.02 | 0.01 | 0
2015 | MISO_MI_2_MISO_WUMS | MISO_MI | MISO_WUMS | Internal | Winter | B20 | 935 | 166 | 0 | 33.03 | 33.03 | 0.01 | 0
2015 | MISO_MI_2_PJM_ROR | MISO_MI | PJM_ROR | Internal | Shoulder | B11 | 25 | 1424 | 657.37 | 47.44 | 49.44 | 2 | 0
2015 | MISO_MI_2_PJM_ROR | MISO_MI | PJM_ROR | Internal | Shoulder | B12 | 200 | 1424 | 523.13 | 40.63 | 42.63 | 2 | 0
2015 | MISO_MI_2_PJM_ROR | MISO_MI | PJM_ROR | Internal | Shoulder | B13 | 600 | 1424 | 1421.12 | 37.96 | 39.96 | 2 | 0
2015 | MISO_MI_2_PJM_ROR | MISO_MI | PJM_ROR | Internal | Shoulder | B14 | 900 | 1424 | 316.65 | 36.57 | 38.57 | 2 | 0
2015 | MISO_MI_2_PJM_ROR | MISO_MI | PJM_ROR | Internal | Shoulder | B15 | 1203 | 1424 | 0 | 33.8 | 35.45 | 2 | 0
2015 | MISO_MI_2_PJM_ROR | MISO_MI | PJM_ROR | Internal | Summer | B1 | 10 | 1424 | 1424 | 59.43 | 62.8 | 2 | 1.37
2015 | MISO_MI_2_PJM_ROR | MISO_MI | PJM_ROR | Internal | Summer | B2 | 25 | 1424 | 883.91 | 59.29 | 61.29 | 2 | 0
2015 | MISO_MI_2_PJM_ROR | MISO_MI | PJM_ROR | Internal | Summer | B3 | 75 | 1424 | 1424 | 54.01 | 58.29 | 2 | 2.28
2015 | MISO_MI_2_PJM_ROR | MISO_MI | PJM_ROR | Internal | Summer | B4 | 100 | 1424 | 1424 | 54.01 | 57.5 | 2 | 1.48
2015 | MISO_MI_2_PJM_ROR | MISO_MI | PJM_ROR | Internal | Summer | B5 | 200 | 1424 | 1423.99 | 47.09 | 49.1 | 2 | 0.01
2015 | MISO_MI_2_PJM_ROR | MISO_MI | PJM_ROR | Internal | Summer | B6 | 300 | 1424 | 1423.99 | 42.78 | 44.79 | 2 | 0.01
2015 | MISO_MI_2_PJM_ROR | MISO_MI | PJM_ROR | Internal | Summer | B7 | 400 | 1424 | 327.72 | 36.72 | 38.72 | 2 | 0
2015 | MISO_MI_2_PJM_ROR | MISO_MI | PJM_ROR | Internal | Summer | B8 | 500 | 1424 | 0 | 34.57 | 36.56 | 2 | 0
2015 | MISO_MI_2_PJM_ROR | MISO_MI | PJM_ROR | Internal | Summer | B9 | 800 | 1424 | 0 | 33.53 | 35.51 | 2 | 0
2015 | MISO_MI_2_PJM_ROR | MISO_MI | PJM_ROR | Internal | Summer | B10 | 1262 | 1424 | 0 | 31.64 | 32.97 | 2 | 0
2015 | MISO_MI_2_PJM_ROR | MISO_MI | PJM_ROR | Internal | Winter | B16 | 25 | 1424 | 1424 | 48.47 | 51.23 | 2 | 0.76
2015 | MISO_MI_2_PJM_ROR | MISO_MI | PJM_ROR | Internal | Winter | B17 | 100 | 1424 | 343.44 | 43.2 | 45.2 | 2 | 0
2015 | MISO_MI_2_PJM_ROR | MISO_MI | PJM_ROR | Internal | Winter | B18 | 400 | 1424 | 10.42 | 39.03 | 41.03 | 2 | 0
2015 | MISO_MI_2_PJM_ROR | MISO_MI | PJM_ROR | Internal | Winter | B19 | 700 | 1424 | 0 | 37.02 | 38.58 | 2 | 0
2015 | MISO_MI_2_PJM_ROR | MISO_MI | PJM_ROR | Internal | Winter | B20 | 935 | 1424 | 0 | 33.03 | 35.01 | 2 | 0
2015 | MISO_MO-IL_2_ENT | MISO_MO-IL | ENT | Internal | Shoulder | B11 | 25 | 2540 | 0 | 47.99 | 55.32 | 8 | 0
2015 | MISO_MO-IL_2_ENT | MISO_MO-IL | ENT | Internal | Shoulder | B12 | 200 | 2540 | 0 | 40.63 | 39.32 | 8 | 0
2015 | MISO_MO-IL_2_ENT | MISO_MO-IL | ENT | Internal | Shoulder | B13 | 600 | 2540 | 0 | 37.96 | 39.32 | 8 | 0
2015 | MISO_MO-IL_2_ENT | MISO_MO-IL | ENT | Internal | Shoulder | B14 | 900 | 2540 | 0 | 36.55 | 39.04 | 8 | 0
2015 | MISO_MO-IL_2_ENT | MISO_MO-IL | ENT | Internal | Shoulder | B15 | 1203 | 2540 | 0 | 33.78 | 37.82 | 8 | 0
2015 | MISO_MO-IL_2_ENT | MISO_MO-IL | ENT | Internal | Summer | B1 | 10 | 2540 | 0 | 60.8 | 60.8 | 8 | 0
2015 | MISO_MO-IL_2_ENT | MISO_MO-IL | ENT | Internal | Summer | B2 | 25 | 2540 | 0 | 59.29 | 59.29 | 8 | 0
2015 | MISO_MO-IL_2_ENT | MISO_MO-IL | ENT | Internal | Summer | B3 | 75 | 2540 | 0 | 57.91 | 58.43 | 8 | 0
2015 | MISO_MO-IL_2_ENT | MISO_MO-IL | ENT | Internal | Summer | B4 | 100 | 2540 | 0 | 55.5 | 58.43 | 8 | 0
2015 | MISO_MO-IL_2_ENT | MISO_MO-IL | ENT | Internal | Summer | B5 | 200 | 2540 | 0 | 47.1 | 53.58 | 8 | 0
2015 | MISO_MO-IL_2_ENT | MISO_MO-IL | ENT | Internal | Summer | B6 | 300 | 2540 | 0 | 42.79 | 46.15 | 8 | 0
2015 | MISO_MO-IL_2_ENT | MISO_MO-IL | ENT | Internal | Summer | B7 | 400 | 2540 | 0 | 36.71 | 43.72 | 8 | 0
2015 | MISO_MO-IL_2_ENT | MISO_MO-IL | ENT | Internal | Summer | B8 | 500 | 2540 | 0 | 34.55 | 38.1 | 8 | 0
2015 | MISO_MO-IL_2_ENT | MISO_MO-IL | ENT | Internal | Summer | B9 | 800 | 2540 | 0 | 33.51 | 37.83 | 8 | 0
2015 | MISO_MO-IL_2_ENT | MISO_MO-IL | ENT | Internal | Summer | B10 | 1262 | 2540 | 0 | 31.61 | 36.6 | 8 | 0
2015 | MISO_MO-IL_2_ENT | MISO_MO-IL | ENT | Internal | Winter | B16 | 25 | 2540 | 0 | 49.24 | 54.24 | 8 | 0
2015 | MISO_MO-IL_2_ENT | MISO_MO-IL | ENT | Internal | Winter | B17 | 100 | 2540 | 0 | 43.2 | 41.76 | 8 | 0
2015 | MISO_MO-IL_2_ENT | MISO_MO-IL | ENT | Internal | Winter | B18 | 400 | 2540 | 0 | 39.03 | 41.75 | 8 | 0
2015 | MISO_MO-IL_2_ENT | MISO_MO-IL | ENT | Internal | Winter | B19 | 700 | 2540 | 0 | 37 | 41.46 | 8 | 0
2015 | MISO_MO-IL_2_ENT | MISO_MO-IL | ENT | Internal | Winter | B20 | 935 | 2540 | 0 | 33.01 | 40.11 | 8 | 0
2015 | MISO_MO-IL_2_MISO_IN | MISO_MO-IL | MISO_IN | Internal | Shoulder | B11 | 25 | 6229 | 83.46 | 47.99 | 48.01 | 0.01 | 0
2015 | MISO_MO-IL_2_MISO_IN | MISO_MO-IL | MISO_IN | Internal | Shoulder | B12 | 200 | 6229 | 905.99 | 40.63 | 40.64 | 0.01 | 0
2015 | MISO_MO-IL_2_MISO_IN | MISO_MO-IL | MISO_IN | Internal | Shoulder | B13 | 600 | 6229 | 509.5 | 37.96 | 37.97 | 0.01 | 0
2015 | MISO_MO-IL_2_MISO_IN | MISO_MO-IL | MISO_IN | Internal | Shoulder | B14 | 900 | 6229 | 526.68 | 36.55 | 36.57 | 0.01 | 0
2015 | MISO_MO-IL_2_MISO_IN | MISO_MO-IL | MISO_IN | Internal | Shoulder | B15 | 1203 | 6229 | 1720.02 | 33.78 | 33.79 | 0.01 | 0
2015 | MISO_MO-IL_2_MISO_IN | MISO_MO-IL | MISO_IN | Internal | Summer | B1 | 10 | 6229 | 0.15 | 60.8 | 60.8 | 0.01 | 0
2015 | MISO_MO-IL_2_MISO_IN | MISO_MO-IL | MISO_IN | Internal | Summer | B2 | 25 | 6229 | 1449.41 | 59.29 | 59.3 | 0.01 | 0
2015 | MISO_MO-IL_2_MISO_IN | MISO_MO-IL | MISO_IN | Internal | Summer | B3 | 75 | 6229 | 0.01 | 57.91 | 57.9 | 0.01 | 0
2015 | MISO_MO-IL_2_MISO_IN | MISO_MO-IL | MISO_IN | Internal | Summer | B4 | 100 | 6229 | 160.84 | 55.5 | 55.51 | 0.01 | 0
2015 | MISO_MO-IL_2_MISO_IN | MISO_MO-IL | MISO_IN | Internal | Summer | B5 | 200 | 6229 | 0 | 47.1 | 47.1 | 0.01 | 0
2015 | MISO_MO-IL_2_MISO_IN | MISO_MO-IL | MISO_IN | Internal | Summer | B6 | 300 | 6229 | 0 | 42.79 | 42.79 | 0.01 | 0
2015 | MISO_MO-IL_2_MISO_IN | MISO_MO-IL | MISO_IN | Internal | Summer | B7 | 400 | 6229 | 172.43 | 36.71 | 36.72 | 0.01 | 0
2015 | MISO_MO-IL_2_MISO_IN | MISO_MO-IL | MISO_IN | Internal | Summer | B8 | 500 | 6229 | 1220.43 | 34.55 | 34.56 | 0.01 | 0
2015 | MISO_MO-IL_2_MISO_IN | MISO_MO-IL | MISO_IN | Internal | Summer | B9 | 800 | 6229 | 2731.57 | 33.51 | 33.52 | 0.01 | 0
2015 | MISO_MO-IL_2_MISO_IN | MISO_MO-IL | MISO_IN | Internal | Summer | B10 | 1262 | 6229 | 3289.43 | 31.61 | 31.62 | 0.01 | 0
2015 | MISO_MO-IL_2_MISO_IN | MISO_MO-IL | MISO_IN | Internal | Winter | B16 | 25 | 6229 | 1362.99 | 49.24 | 49.25 | 0.01 | 0
2015 | MISO_MO-IL_2_MISO_IN | MISO_MO-IL | MISO_IN | Internal | Winter | B17 | 100 | 6229 | 935.37 | 43.2 | 43.21 | 0.01 | 0
2015 | MISO_MO-IL_2_MISO_IN | MISO_MO-IL | MISO_IN | Internal | Winter | B18 | 400 | 6229 | 830.61 | 39.03 | 39.04 | 0.01 | 0
2015 | MISO_MO-IL_2_MISO_IN | MISO_MO-IL | MISO_IN | Internal | Winter | B19 | 700 | 6229 | 397.72 | 37 | 37.01 | 0.01 | 0
2015 | MISO_MO-IL_2_MISO_IN | MISO_MO-IL | MISO_IN | Internal | Winter | B20 | 935 | 6229 | 1160 | 33.01 | 33.02 | 0.01 | 0
2015 | MISO_MO-IL_2_MISO_W | MISO_MO-IL | MISO_W | Internal | Shoulder | B11 | 25 | 5033 | 0.03 | 47.99 | 47.98 | 0.01 | 0
2015 | MISO_MO-IL_2_MISO_W | MISO_MO-IL | MISO_W | Internal | Shoulder | B12 | 200 | 5033 | 0 | 40.63 | 40.63 | 0.01 | 0
2015 | MISO_MO-IL_2_MISO_W | MISO_MO-IL | MISO_W | Internal | Shoulder | B13 | 600 | 5033 | 0 | 37.96 | 37.96 | 0.01 | 0
2015 | MISO_MO-IL_2_MISO_W | MISO_MO-IL | MISO_W | Internal | Shoulder | B14 | 900 | 5033 | 577.89 | 36.55 | 36.57 | 0.01 | 0
2015 | MISO_MO-IL_2_MISO_W | MISO_MO-IL | MISO_W | Internal | Shoulder | B15 | 1203 | 5033 | 999.27 | 33.78 | 33.79 | 0.01 | 0
2015 | MISO_MO-IL_2_MISO_W | MISO_MO-IL | MISO_W | Internal | Summer | B1 | 10 | 5033 | 0.16 | 60.8 | 60.8 | 0.01 | 0
2015 | MISO_MO-IL_2_MISO_W | MISO_MO-IL | MISO_W | Internal | Summer | B2 | 25 | 5033 | 0.06 | 59.29 | 59.29 | 0.01 | 0
2015 | MISO_MO-IL_2_MISO_W | MISO_MO-IL | MISO_W | Internal | Summer | B3 | 75 | 5033 | 2186.36 | 57.91 | 57.92 | 0.01 | 0
2015 | MISO_MO-IL_2_MISO_W | MISO_MO-IL | MISO_W | Internal | Summer | B4 | 100 | 5033 | 0.02 | 55.5 | 55.5 | 0.01 | 0
2015 | MISO_MO-IL_2_MISO_W | MISO_MO-IL | MISO_W | Internal | Summer | B5 | 200 | 5033 | 563.53 | 47.1 | 47.11 | 0.01 | 0
2015 | MISO_MO-IL_2_MISO_W | MISO_MO-IL | MISO_W | Internal | Summer | B6 | 300 | 5033 | 1421.23 | 42.79 | 42.81 | 0.01 | 0
2015 | MISO_MO-IL_2_MISO_W | MISO_MO-IL | MISO_W | Internal | Summer | B7 | 400 | 5033 | 646.27 | 36.71 | 36.72 | 0.01 | 0
2015 | MISO_MO-IL_2_MISO_W | MISO_MO-IL | MISO_W | Internal | Summer | B8 | 500 | 5033 | 278.27 | 34.55 | 34.56 | 0.01 | 0
2015 | MISO_MO-IL_2_MISO_W | MISO_MO-IL | MISO_W | Internal | Summer | B9 | 800 | 5033 | 0 | 33.51 | 33.51 | 0.01 | 0
2015 | MISO_MO-IL_2_MISO_W | MISO_MO-IL | MISO_W | Internal | Summer | B10 | 1262 | 5033 | 0 | 31.61 | 31.6 | 0.01 | 0
2015 | MISO_MO-IL_2_MISO_W | MISO_MO-IL | MISO_W | Internal | Winter | B16 | 25 | 5033 | 0.03 | 49.24 | 49.23 | 0.01 | 0
2015 | MISO_MO-IL_2_MISO_W | MISO_MO-IL | MISO_W | Internal | Winter | B17 | 100 | 5033 | 0.02 | 43.2 | 43.2 | 0.01 | 0
2015 | MISO_MO-IL_2_MISO_W | MISO_MO-IL | MISO_W | Internal | Winter | B18 | 400 | 5033 | 0 | 39.03 | 39.03 | 0.01 | 0
2015 | MISO_MO-IL_2_MISO_W | MISO_MO-IL | MISO_W | Internal | Winter | B19 | 700 | 5033 | 1514.5 | 37 | 37.01 | 0.01 | 0
2015 | MISO_MO-IL_2_MISO_W | MISO_MO-IL | MISO_W | Internal | Winter | B20 | 935 | 5033 | 482.98 | 33.01 | 33.02 | 0.01 | 0
2015 | MISO_MO-IL_2_PJM_ROR | MISO_MO-IL | PJM_ROR | Internal | Shoulder | B11 | 25 | 1212 | 0 | 47.99 | 49.44 | 2 | 0
2015 | MISO_MO-IL_2_PJM_ROR | MISO_MO-IL | PJM_ROR | Internal | Shoulder | B12 | 200 | 1212 | 489.15 | 40.63 | 42.63 | 2 | 0
2015 | MISO_MO-IL_2_PJM_ROR | MISO_MO-IL | PJM_ROR | Internal | Shoulder | B13 | 600 | 1212 | 1211.98 | 37.96 | 39.96 | 2 | 0
2015 | MISO_MO-IL_2_PJM_ROR | MISO_MO-IL | PJM_ROR | Internal | Shoulder | B14 | 900 | 1212 | 1212 | 36.55 | 38.57 | 2 | 0.01
2015 | MISO_MO-IL_2_PJM_ROR | MISO_MO-IL | PJM_ROR | Internal | Shoulder | B15 | 1203 | 1212 | 0 | 33.78 | 35.45 | 2 | 0
2015 | MISO_MO-IL_2_PJM_ROR | MISO_MO-IL | PJM_ROR | Internal | Summer | B1 | 10 | 1212 | 559 | 60.8 | 62.8 | 2 | 0
2015 | MISO_MO-IL_2_PJM_ROR | MISO_MO-IL | PJM_ROR | Internal | Summer | B2 | 25 | 1212 | 518.7 | 59.29 | 61.29 | 2 | 0
2015 | MISO_MO-IL_2_PJM_ROR | MISO_MO-IL | PJM_ROR | Internal | Summer | B3 | 75 | 1212 | 0 | 57.91 | 58.29 | 2 | 0
2015 | MISO_MO-IL_2_PJM_ROR | MISO_MO-IL | PJM_ROR | Internal | Summer | B4 | 100 | 1212 | 181.46 | 55.5 | 57.5 | 2 | 0
2015 | MISO_MO-IL_2_PJM_ROR | MISO_MO-IL | PJM_ROR | Internal | Summer | B5 | 200 | 1212 | 393.48 | 47.1 | 49.1 | 2 | 0
2015 | MISO_MO-IL_2_PJM_ROR | MISO_MO-IL | PJM_ROR | Internal | Summer | B6 | 300 | 1212 | 119.52 | 42.79 | 44.79 | 2 | 0
2015 | MISO_MO-IL_2_PJM_ROR | MISO_MO-IL | PJM_ROR | Internal | Summer | B7 | 400 | 1212 | 1212 | 36.71 | 38.72 | 2 | 0.01
2015 | MISO_MO-IL_2_PJM_ROR | MISO_MO-IL | PJM_ROR | Internal | Summer | B8 | 500 | 1212 | 1212 | 34.55 | 36.56 | 2 | 0.01
2015 | MISO_MO-IL_2_PJM_ROR | MISO_MO-IL | PJM_ROR | Internal | Summer | B9 | 800 | 1212 | 24.91 | 33.51 | 35.51 | 2 | 0
2015 | MISO_MO-IL_2_PJM_ROR | MISO_MO-IL | PJM_ROR | Internal | Summer | B10 | 1262 | 1212 | 0 | 31.61 | 32.97 | 2 | 0
2015 | MISO_MO-IL_2_PJM_ROR | MISO_MO-IL | PJM_ROR | Internal | Winter | B16 | 25 | 1212 | 0.06 | 49.24 | 51.23 | 2 | 0
2015 | MISO_MO-IL_2_PJM_ROR | MISO_MO-IL | PJM_ROR | Internal | Winter | B17 | 100 | 1212 | 292.16 | 43.2 | 45.2 | 2 | 0
2015 | MISO_MO-IL_2_PJM_ROR | MISO_MO-IL | PJM_ROR | Internal | Winter | B18 | 400 | 1212 | 852.44 | 39.03 | 41.03 | 2 | 0
2015 | MISO_MO-IL_2_PJM_ROR | MISO_MO-IL | PJM_ROR | Internal | Winter | B19 | 700 | 1212 | 0 | 37 | 38.58 | 2 | 0
2015 | MISO_MO-IL_2_PJM_ROR | MISO_MO-IL | PJM_ROR | Internal | Winter | B20 | 935 | 1212 | 770.18 | 33.01 | 35.01 | 2 | 0
2015 | MISO_MO-IL_2_SPP_N | MISO_MO-IL | SPP_N | Internal | Shoulder | B11 | 25 | 2263 | 0 | 47.99 | 54.08 | 8 | 0
2015 | MISO_MO-IL_2_SPP_N | MISO_MO-IL | SPP_N | Internal | Shoulder | B12 | 200 | 2263 | 0 | 40.63 | 40.64 | 8 | 0
2015 | MISO_MO-IL_2_SPP_N | MISO_MO-IL | SPP_N | Internal | Shoulder | B13 | 600 | 2263 | 0 | 37.96 | 39.05 | 8 | 0
2015 | MISO_MO-IL_2_SPP_N | MISO_MO-IL | SPP_N | Internal | Shoulder | B14 | 900 | 2263 | 0 | 36.55 | 38.67 | 8 | 0
2015 | MISO_MO-IL_2_SPP_N | MISO_MO-IL | SPP_N | Internal | Shoulder | B15 | 1203 | 2263 | 0 | 33.78 | 37.62 | 8 | 0
2015 | MISO_MO-IL_2_SPP_N | MISO_MO-IL | SPP_N | Internal | Summer | B1 | 10 | 2263 | 0 | 60.8 | 60.81 | 8 | 0
2015 | MISO_MO-IL_2_SPP_N | MISO_MO-IL | SPP_N | Internal | Summer | B2 | 25 | 2263 | 0 | 59.29 | 59.77 | 8 | 0
2015 | MISO_MO-IL_2_SPP_N | MISO_MO-IL | SPP_N | Internal | Summer | B3 | 75 | 2263 | 0 | 57.91 | 58.99 | 8 | 0
2015 | MISO_MO-IL_2_SPP_N | MISO_MO-IL | SPP_N | Internal | Summer | B4 | 100 | 2263 | 0 | 55.5 | 55.51 | 8 | 0
2015 | MISO_MO-IL_2_SPP_N | MISO_MO-IL | SPP_N | Internal | Summer | B5 | 200 | 2263 | 0 | 47.1 | 52.66 | 8 | 0
2015 | MISO_MO-IL_2_SPP_N | MISO_MO-IL | SPP_N | Internal | Summer | B6 | 300 | 2263 | 0 | 42.79 | 49.81 | 8 | 0
2015 | MISO_MO-IL_2_SPP_N | MISO_MO-IL | SPP_N | Internal | Summer | B7 | 400 | 2263 | 0 | 36.71 | 43.72 | 8 | 0
2015 | MISO_MO-IL_2_SPP_N | MISO_MO-IL | SPP_N | Internal | Summer | B8 | 500 | 2263 | 0 | 34.55 | 37.98 | 8 | 0
2015 | MISO_MO-IL_2_SPP_N | MISO_MO-IL | SPP_N | Internal | Summer | B9 | 800 | 2263 | 0 | 33.51 | 36.35 | 8 | 0
2015 | MISO_MO-IL_2_SPP_N | MISO_MO-IL | SPP_N | Internal | Summer | B10 | 1262 | 2263 | 0 | 31.61 | 36.27 | 8 | 0
2015 | MISO_MO-IL_2_SPP_N | MISO_MO-IL | SPP_N | Internal | Winter | B16 | 25 | 2263 | 0 | 49.24 | 49.24 | 8 | 0
2015 | MISO_MO-IL_2_SPP_N | MISO_MO-IL | SPP_N | Internal | Winter | B17 | 100 | 2263 | 0 | 43.2 | 41.77 | 8 | 0
2015 | MISO_MO-IL_2_SPP_N | MISO_MO-IL | SPP_N | Internal | Winter | B18 | 400 | 2263 | 0 | 39.03 | 40.09 | 8 | 0
2015 | MISO_MO-IL_2_SPP_N | MISO_MO-IL | SPP_N | Internal | Winter | B19 | 700 | 2263 | 0 | 37 | 40.09 | 8 | 0
2015 | MISO_MO-IL_2_SPP_N | MISO_MO-IL | SPP_N | Internal | Winter | B20 | 935 | 2263 | 0 | 33.01 | 40.01 | 8 | 0
2015 | MISO_MO-IL_2_TVA_Transmission | MISO_MO-IL | TVA_Transmission | Internal | Shoulder | B11 | 25 | 4000 | 0 | 47.99 | 55.22 | 8 | 0
2015 | MISO_MO-IL_2_TVA_Transmission | MISO_MO-IL | TVA_Transmission | Internal | Shoulder | B12 | 200 | 4000 | 0 | 40.63 | 44.28 | 8 | 0
2015 | MISO_MO-IL_2_TVA_Transmission | MISO_MO-IL | TVA_Transmission | Internal | Shoulder | B13 | 600 | 4000 | 0 | 37.96 | 42.31 | 8 | 0
2015 | MISO_MO-IL_2_TVA_Transmission | MISO_MO-IL | TVA_Transmission | Internal | Shoulder | B14 | 900 | 4000 | 0 | 36.55 | 40.94 | 8 | 0
2015 | MISO_MO-IL_2_TVA_Transmission | MISO_MO-IL | TVA_Transmission | Internal | Shoulder | B15 | 1203 | 4000 | 0 | 33.78 | 39.94 | 8 | 0
2015 | MISO_MO-IL_2_TVA_Transmission | MISO_MO-IL | TVA_Transmission | Internal | Summer | B1 | 10 | 4000 | 1713.55 | 60.8 | 68.8 | 8 | 0
2015 | MISO_MO-IL_2_TVA_Transmission | MISO_MO-IL | TVA_Transmission | Internal | Summer | B2 | 25 | 4000 | 902.32 | 59.29 | 67.29 | 8 | 0
2015 | MISO_MO-IL_2_TVA_Transmission | MISO_MO-IL | TVA_Transmission | Internal | Summer | B3 | 75 | 4000 | 0 | 57.91 | 64.29 | 8 | 0
2015 | MISO_MO-IL_2_TVA_Transmission | MISO_MO-IL | TVA_Transmission | Internal | Summer | B4 | 100 | 4000 | 177.25 | 55.5 | 63.5 | 8 | 0
2015 | MISO_MO-IL_2_TVA_Transmission | MISO_MO-IL | TVA_Transmission | Internal | Summer | B5 | 200 | 4000 | 0 | 47.1 | 53.86 | 8 | 0
2015 | MISO_MO-IL_2_TVA_Transmission | MISO_MO-IL | TVA_Transmission | Internal | Summer | B6 | 300 | 4000 | 0 | 42.79 | 47.81 | 8 | 0
2015 | MISO_MO-IL_2_TVA_Transmission | MISO_MO-IL | TVA_Transmission | Internal | Summer | B7 | 400 | 4000 | 0 | 36.71 | 43.15 | 8 | 0
2015 | MISO_MO-IL_2_TVA_Transmission | MISO_MO-IL | TVA_Transmission | Internal | Summer | B8 | 500 | 4000 | 0 | 34.55 | 39.64 | 8 | 0
2015 | MISO_MO-IL_2_TVA_Transmission | MISO_MO-IL | TVA_Transmission | Internal | Summer | B9 | 800 | 4000 | 0 | 33.51 | 39.07 | 8 | 0
2015 | MISO_MO-IL_2_TVA_Transmission | MISO_MO-IL | TVA_Transmission | Internal | Summer | B10 | 1262 | 4000 | 0 | 31.61 | 36.76 | 8 | 0
2015 | MISO_MO-IL_2_TVA_Transmission | MISO_MO-IL | TVA_Transmission | Internal | Winter | B16 | 25 | 4000 | 0 | 49.24 | 55.85 | 8 | 0
2015 | MISO_MO-IL_2_TVA_Transmission | MISO_MO-IL | TVA_Transmission | Internal | Winter | B17 | 100 | 4000 | 0 | 43.2 | 46.77 | 8 | 0
2015 | MISO_MO-IL_2_TVA_Transmission | MISO_MO-IL | TVA_Transmission | Internal | Winter | B18 | 400 | 4000 | 0 | 39.03 | 43.27 | 8 | 0
2015 | MISO_MO-IL_2_TVA_Transmission | MISO_MO-IL | TVA_Transmission | Internal | Winter | B19 | 700 | 4000 | 0 | 37 | 41.12 | 8 | 0
2015 | MISO_MO-IL_2_TVA_Transmission | MISO_MO-IL | TVA_Transmission | Internal | Winter | B20 | 935 | 4000 | 0 | 33.01 | 39.78 | 8 | 0
2015 | MISO_W_2_IESO | MISO_W | IESO | Internal | Shoulder | B11 | 25 | 164 | 0 | 47.98 | 34.39 | 8 | 0
2015 | MISO_W_2_IESO | MISO_W | IESO | Internal | Shoulder | B12 | 200 | 164 | 0 | 40.63 | 32.9 | 8 | 0
2015 | MISO_W_2_IESO | MISO_W | IESO | Internal | Shoulder | B13 | 600 | 164 | 0 | 37.96 | 30.82 | 8 | 0
2015 | MISO_W_2_IESO | MISO_W | IESO | Internal | Shoulder | B14 | 900 | 164 | 0 | 36.57 | 30.82 | 8 | 0
2015 | MISO_W_2_IESO | MISO_W | IESO | Internal | Shoulder | B15 | 1203 | 164 | 0 | 33.79 | 30.82 | 8 | 0
2015 | MISO_W_2_IESO | MISO_W | IESO | Internal | Summer | B1 | 10 | 164 | 0 | 60.8 | 52.43 | 8 | 0
2015 | MISO_W_2_IESO | MISO_W | IESO | Internal | Summer | B2 | 25 | 164 | 0 | 59.29 | 46.3 | 8 | 0
2015 | MISO_W_2_IESO | MISO_W | IESO | Internal | Summer | B3 | 75 | 164 | 0 | 57.92 | 43.3 | 8 | 0
2015 | MISO_W_2_IESO | MISO_W | IESO | Internal | Summer | B4 | 100 | 164 | 0 | 55.5 | 38.07 | 8 | 0
2015 | MISO_W_2_IESO | MISO_W | IESO | Internal | Summer | B5 | 200 | 164 | 0 | 47.11 | 38.07 | 8 | 0
2015 | MISO_W_2_IESO | MISO_W | IESO | Internal | Summer | B6 | 300 | 164 | 0 | 42.81 | 35.33 | 8 | 0
2015 | MISO_W_2_IESO | MISO_W | IESO | Internal | Summer | B7 | 400 | 164 | 0 | 36.72 | 29.72 | 8 | 0
2015 | MISO_W_2_IESO | MISO_W | IESO | Internal | Summer | B8 | 500 | 164 | 0 | 34.56 | 29.26 | 8 | 0
2015 | MISO_W_2_IESO | MISO_W | IESO | Internal | Summer | B9 | 800 | 164 | 0 | 33.51 | 29.26 | 8 | 0
2015 | MISO_W_2_IESO | MISO_W | IESO | Internal | Summer | B10 | 1262 | 164 | 0 | 31.6 | 29.26 | 8 | 0
2015 | MISO_W_2_IESO | MISO_W | IESO | Internal | Winter | B16 | 25 | 164 | 0 | 49.23 | 38.52 | 8 | 0
2015 | MISO_W_2_IESO | MISO_W | IESO | Internal | Winter | B17 | 100 | 164 | 0 | 43.2 | 36.2 | 8 | 0
2015 | MISO_W_2_IESO | MISO_W | IESO | Internal | Winter | B18 | 400 | 164 | 0 | 39.03 | 35.55 | 8 | 0
2015 | MISO_W_2_IESO | MISO_W | IESO | Internal | Winter | B19 | 700 | 164 | 0 | 37.01 | 35.55 | 8 | 0
2015 | MISO_W_2_IESO | MISO_W | IESO | Internal | Winter | B20 | 935 | 164 | 0 | 33.02 | 35.55 | 8 | 0
2015 | MISO_W_2_MAPP_CA | MISO_W | MAPP_CA | Internal | Shoulder | B11 | 25 | 788 | 0.03 | 47.98 | 47.97 | 0.01 | 0
2015 | MISO_W_2_MAPP_CA | MISO_W | MAPP_CA | Internal | Shoulder | B12 | 200 | 788 | 0 | 40.63 | 40.62 | 0.01 | 0
2015 | MISO_W_2_MAPP_CA | MISO_W | MAPP_CA | Internal | Shoulder | B13 | 600 | 788 | 552.73 | 37.96 | 37.97 | 0.01 | 0
2015 | MISO_W_2_MAPP_CA | MISO_W | MAPP_CA | Internal | Shoulder | B14 | 900 | 788 | 788 | 36.57 | 37.97 | 0.01 | 1.4
2015 | MISO_W_2_MAPP_CA | MISO_W | MAPP_CA | Internal | Shoulder | B15 | 1203 | 788 | 788 | 33.79 | 37.97 | 0.01 | 4.17
2015 | MISO_W_2_MAPP_CA | MISO_W | MAPP_CA | Internal | Summer | B1 | 10 | 788 | 0 | 60.8 | 58.67 | 0.01 | 0
2015 | MISO_W_2_MAPP_CA | MISO_W | MAPP_CA | Internal | Summer | B2 | 25 | 788 | 0 | 59.29 | 53.3 | 0.01 | 0
2015 | MISO_W_2_MAPP_CA | MISO_W | MAPP_CA | Internal | Summer | B3 | 75 | 788 | 0 | 57.92 | 52.98 | 0.01 | 0
2015 | MISO_W_2_MAPP_CA | MISO_W | MAPP_CA | Internal | Summer | B4 | 100 | 788 | 0 | 55.5 | 47.97 | 0.01 | 0
2015 | MISO_W_2_MAPP_CA | MISO_W | MAPP_CA | Internal | Summer | B5 | 200 | 788 | 0 | 47.11 | 47.1 | 0.01 | 0
2015 | MISO_W_2_MAPP_CA | MISO_W | MAPP_CA | Internal | Summer | B6 | 300 | 788 | 0 | 42.81 | 42.79 | 0.01 | 0
2015 | MISO_W_2_MAPP_CA | MISO_W | MAPP_CA | Internal | Summer | B7 | 400 | 788 | 0 | 36.72 | 36.71 | 0.01 | 0
2015 | MISO_W_2_MAPP_CA | MISO_W | MAPP_CA | Internal | Summer | B8 | 500 | 788 | 788 | 34.56 | 36.26 | 0.01 | 1.69
2015 | MISO_W_2_MAPP_CA | MISO_W | MAPP_CA | Internal | Summer | B9 | 800 | 788 | 788 | 33.51 | 36.26 | 0.01 | 2.74
2015 | MISO_W_2_MAPP_CA | MISO_W | MAPP_CA | Internal | Summer | B10 | 1262 | 788 | 788 | 31.6 | 36.26 | 0.01 | 4.65
2015 | MISO_W_2_MAPP_CA | MISO_W | MAPP_CA | Internal | Winter | B16 | 25 | 788 | 0.03 | 49.23 | 49.22 | 0.01 | 0
2015 | MISO_W_2_MAPP_CA | MISO_W | MAPP_CA | Internal | Winter | B17 | 100 | 788 | 0.02 | 43.2 | 43.2 | 0.01 | 0
2015 | MISO_W_2_MAPP_CA | MISO_W | MAPP_CA | Internal | Winter | B18 | 400 | 788 | 788 | 39.03 | 42.55 | 0.01 | 3.51
2015 | MISO_W_2_MAPP_CA | MISO_W | MAPP_CA | Internal | Winter | B19 | 700 | 788 | 788 | 37.01 | 42.55 | 0.01 | 5.53
2015 | MISO_W_2_MAPP_CA | MISO_W | MAPP_CA | Internal | Winter | B20 | 935 | 788 | 788 | 33.02 | 42.55 | 0.01 | 9.52
2015 | MISO_W_2_MISO_MO-IL | MISO_W | MISO_MO-IL | Internal | Shoulder | B11 | 25 | 7873 | 630.52 | 47.98 | 47.99 | 0.01 | 0
2015 | MISO_W_2_MISO_MO-IL | MISO_W | MISO_MO-IL | Internal | Shoulder | B12 | 200 | 7873 | 0 | 40.63 | 40.63 | 0.01 | 0
2015 | MISO_W_2_MISO_MO-IL | MISO_W | MISO_MO-IL | Internal | Shoulder | B13 | 600 | 7873 | 0 | 37.96 | 37.96 | 0.01 | 0
2015 | MISO_W_2_MISO_MO-IL | MISO_W | MISO_MO-IL | Internal | Shoulder | B14 | 900 | 7873 | 0 | 36.57 | 36.55 | 0.01 | 0
2015 | MISO_W_2_MISO_MO-IL | MISO_W | MISO_MO-IL | Internal | Shoulder | B15 | 1203 | 7873 | 0 | 33.79 | 33.78 | 0.01 | 0
2015 | MISO_W_2_MISO_MO-IL | MISO_W | MISO_MO-IL | Internal | Summer | B1 | 10 | 7873 | 0.16 | 60.8 | 60.8 | 0.01 | 0
2015 | MISO_W_2_MISO_MO-IL | MISO_W | MISO_MO-IL | Internal | Summer | B2 | 25 | 7873 | 0.06 | 59.29 | 59.29 | 0.01 | 0
2015 | MISO_W_2_MISO_MO-IL | MISO_W | MISO_MO-IL | Internal | Summer | B3 | 75 | 7873 | 0.01 | 57.92 | 57.91 | 0.01 | 0
2015 | MISO_W_2_MISO_MO-IL | MISO_W | MISO_MO-IL | Internal | Summer | B4 | 100 | 7873 | 0.02 | 55.5 | 55.5 | 0.01 | 0
2015 | MISO_W_2_MISO_MO-IL | MISO_W | MISO_MO-IL | Internal | Summer | B5 | 200 | 7873 | 0 | 47.11 | 47.1 | 0.01 | 0
2015 | MISO_W_2_MISO_MO-IL | MISO_W | MISO_MO-IL | Internal | Summer | B6 | 300 | 7873 | 0 | 42.81 | 42.79 | 0.01 | 0
2015 | MISO_W_2_MISO_MO-IL | MISO_W | MISO_MO-IL | Internal | Summer | B7 | 400 | 7873 | 0 | 36.72 | 36.71 | 0.01 | 0
2015 | MISO_W_2_MISO_MO-IL | MISO_W | MISO_MO-IL | Internal | Summer | B8 | 500 | 7873 | 0 | 34.56 | 34.55 | 0.01 | 0
2015 | MISO_W_2_MISO_MO-IL | MISO_W | MISO_MO-IL | Internal | Summer | B9 | 800 | 7873 | 0 | 33.51 | 33.51 | 0.01 | 0
2015 | MISO_W_2_MISO_MO-IL | MISO_W | MISO_MO-IL | Internal | Summer | B10 | 1262 | 7873 | 341.45 | 31.6 | 31.61 | 0.01 | 0
2015 | MISO_W_2_MISO_MO-IL | MISO_W | MISO_MO-IL | Internal | Winter | B16 | 25 | 7873 | 717.37 | 49.23 | 49.24 | 0.01 | 0
2015 | MISO_W_2_MISO_MO-IL | MISO_W | MISO_MO-IL | Internal | Winter | B17 | 100 | 7873 | 0.02 | 43.2 | 43.2 | 0.01 | 0
2015 | MISO_W_2_MISO_MO-IL | MISO_W | MISO_MO-IL | Internal | Winter | B18 | 400 | 7873 | 0 | 39.03 | 39.03 | 0.01 | 0
2015 | MISO_W_2_MISO_MO-IL | MISO_W | MISO_MO-IL | Internal | Winter | B19 | 700 | 7873 | 0 | 37.01 | 37 | 0.01 | 0
2015 | MISO_W_2_MISO_MO-IL | MISO_W | MISO_MO-IL | Internal | Winter | B20 | 935 | 7873 | 0 | 33.02 | 33.01 | 0.01 | 0
2015 | MISO_W_2_MISO_WUMS | MISO_W | MISO_WUMS | Internal | Shoulder | B11 | 25 | 3756 | 0.03 | 47.98 | 47.97 | 0.01 | 0
2015 | MISO_W_2_MISO_WUMS | MISO_W | MISO_WUMS | Internal | Shoulder | B12 | 200 | 3756 | 162.9 | 40.63 | 40.64 | 0.01 | 0
2015 | MISO_W_2_MISO_WUMS | MISO_W | MISO_WUMS | Internal | Shoulder | B13 | 600 | 3756 | 0.02 | 37.96 | 37.97 | 0.01 | 0
2015 | MISO_W_2_MISO_WUMS | MISO_W | MISO_WUMS | Internal | Shoulder | B14 | 900 | 3756 | 5.31 | 36.57 | 36.58 | 0.01 | 0
2015 | MISO_W_2_MISO_WUMS | MISO_W | MISO_WUMS | Internal | Shoulder | B15 | 1203 | 3756 | 1403.06 | 33.79 | 33.8 | 0.01 | 0
2015 | MISO_W_2_MISO_WUMS | MISO_W | MISO_WUMS | Internal | Summer | B1 | 10 | 3756 | 0.15 | 60.8 | 60.8 | 0.01 | 0
2015 | MISO_W_2_MISO_WUMS | MISO_W | MISO_WUMS | Internal | Summer | B2 | 25 | 3756 | 464.04 | 59.29 | 59.3 | 0.01 | 0
2015 | MISO_W_2_MISO_WUMS | MISO_W | MISO_WUMS | Internal | Summer | B3 | 75 | 3756 | 959.39 | 57.92 | 57.94 | 0.01 | 0
2015 | MISO_W_2_MISO_WUMS | MISO_W | MISO_WUMS | Internal | Summer | B4 | 100 | 3756 | 214.03 | 55.5 | 55.51 | 0.01 | 0
2015 | MISO_W_2_MISO_WUMS | MISO_W | MISO_WUMS | Internal | Summer | B5 | 200 | 3756 | 0 | 47.11 | 47.1 | 0.01 | 0
2015 | MISO_W_2_MISO_WUMS | MISO_W | MISO_WUMS | Internal | Summer | B6 | 300 | 3756 | 0 | 42.81 | 42.79 | 0.01 | 0
2015 | MISO_W_2_MISO_WUMS | MISO_W | MISO_WUMS | Internal | Summer | B7 | 400 | 3756 | 0 | 36.72 | 36.72 | 0.01 | 0
2015 | MISO_W_2_MISO_WUMS | MISO_W | MISO_WUMS | Internal | Summer | B8 | 500 | 3756 | 191.71 | 34.56 | 34.57 | 0.01 | 0
2015 | MISO_W_2_MISO_WUMS | MISO_W | MISO_WUMS | Internal | Summer | B9 | 800 | 3756 | 0 | 33.51 | 33.51 | 0.01 | 0
2015 | MISO_W_2_MISO_WUMS | MISO_W | MISO_WUMS | Internal | Summer | B10 | 1262 | 3756 | 2560.94 | 31.6 | 31.61 | 0.01 | 0
2015 | MISO_W_2_MISO_WUMS | MISO_W | MISO_WUMS | Internal | Winter | B16 | 25 | 3756 | 38.1 | 49.23 | 49.24 | 0.01 | 0
2015 | MISO_W_2_MISO_WUMS | MISO_W | MISO_WUMS | Internal | Winter | B17 | 100 | 3756 | 0.02 | 43.2 | 43.2 | 0.01 | 0
2015 | MISO_W_2_MISO_WUMS | MISO_W | MISO_WUMS | Internal | Winter | B18 | 400 | 3756 | 352.87 | 39.03 | 39.04 | 0.01 | 0
2015 | MISO_W_2_MISO_WUMS | MISO_W | MISO_WUMS | Internal | Winter | B19 | 700 | 3756 | 549.91 | 37.01 | 37.02 | 0.01 | 0
2015 | MISO_W_2_MISO_WUMS | MISO_W | MISO_WUMS | Internal | Winter | B20 | 935 | 3756 | 2411.49 | 33.02 | 33.03 | 0.01 | 0
2015 | MISO_W_2_NE | MISO_W | NE | Internal | Shoulder | B11 | 25 | 20297 | 0 | 47.98 | 54.07 | 7 | 0
2015 | MISO_W_2_NE | MISO_W | NE | Internal | Shoulder | B12 | 200 | 20297 | 0 | 40.63 | 40.63 | 7 | 0
2015 | MISO_W_2_NE | MISO_W | NE | Internal | Shoulder | B13 | 600 | 20297 | 0 | 37.96 | 39.04 | 7 | 0
2015 | MISO_W_2_NE | MISO_W | NE | Internal | Shoulder | B14 | 900 | 20297 | 0 | 36.57 | 38.66 | 7 | 0
2015 | MISO_W_2_NE | MISO_W | NE | Internal | Shoulder | B15 | 1203 | 20297 | 0 | 33.79 | 37.6 | 7 | 0
2015 | MISO_W_2_NE | MISO_W | NE | Internal | Summer | B1 | 10 | 20297 | 0 | 60.8 | 60.8 | 7 | 0
2015 | MISO_W_2_NE | MISO_W | NE | Internal | Summer | B2 | 25 | 20297 | 0 | 59.29 | 59.76 | 7 | 0
2015 | MISO_W_2_NE | MISO_W | NE | Internal | Summer | B3 | 75 | 20297 | 0 | 57.92 | 58.98 | 7 | 0
2015 | MISO_W_2_NE | MISO_W | NE | Internal | Summer | B4 | 100 | 20297 | 0 | 55.5 | 55.5 | 7 | 0
2015 | MISO_W_2_NE | MISO_W | NE | Internal | Summer | B5 | 200 | 20297 | 0 | 47.11 | 52.64 | 7 | 0
2015 | MISO_W_2_NE | MISO_W | NE | Internal | Summer | B6 | 300 | 20297 | 0 | 42.81 | 49.79 | 7 | 0
2015 | MISO_W_2_NE | MISO_W | NE | Internal | Summer | B7 | 400 | 20297 | 0 | 36.72 | 43.71 | 7 | 0
2015 | MISO_W_2_NE | MISO_W | NE | Internal | Summer | B8 | 500 | 20297 | 0 | 34.56 | 37.97 | 7 | 0
2015 | MISO_W_2_NE | MISO_W | NE | Internal | Summer | B9 | 800 | 20297 | 0 | 33.51 | 36.34 | 7 | 0
2015 | MISO_W_2_NE | MISO_W | NE | Internal | Summer | B10 | 1262 | 20297 | 0 | 31.6 | 36.26 | 7 | 0
2015 | MISO_W_2_NE | MISO_W | NE | Internal | Winter | B16 | 25 | 20297 | 0 | 49.23 | 49.23 | 7 | 0
2015 | MISO_W_2_NE | MISO_W | NE | Internal | Winter | B17 | 100 | 20297 | 0 | 43.2 | 41.75 | 7 | 0
2015 | MISO_W_2_NE | MISO_W | NE | Internal | Winter | B18 | 400 | 20297 | 0 | 39.03 | 40.08 | 7 | 0
2015 | MISO_W_2_NE | MISO_W | NE | Internal | Winter | B19 | 700 | 20297 | 0 | 37.01 | 40.08 | 7 | 0
2015 | MISO_W_2_NE | MISO_W | NE | Internal | Winter | B20 | 935 | 20297 | 0 | 33.02 | 39.99 | 7 | 0
2015 | MISO_W_2_PJM_ROR | MISO_W | PJM_ROR | Internal | Shoulder | B11 | 25 | 10135 | 0 | 47.98 | 49.44 | 2 | 0
2015 | MISO_W_2_PJM_ROR | MISO_W | PJM_ROR | Internal | Shoulder | B12 | 200 | 10135 | 1164.65 | 40.63 | 42.63 | 2 | 0
2015 | MISO_W_2_PJM_ROR | MISO_W | PJM_ROR | Internal | Shoulder | B13 | 600 | 10135 | 167.08 | 37.96 | 39.96 | 2 | 0
2015 | MISO_W_2_PJM_ROR | MISO_W | PJM_ROR | Internal | Shoulder | B14 | 900 | 10135 | 1432.35 | 36.57 | 38.57 | 2 | 0
2015 | MISO_W_2_PJM_ROR | MISO_W | PJM_ROR | Internal | Shoulder | B15 | 1203 | 10135 | 0 | 33.79 | 35.45 | 2 | 0
2015 | MISO_W_2_PJM_ROR | MISO_W | PJM_ROR | Internal | Summer | B1 | 10 | 10135 | 2633.63 | 60.8 | 62.8 | 2 | 0
2015 | MISO_W_2_PJM_ROR | MISO_W | PJM_ROR | Internal | Summer | B2 | 25 | 10135 | 2202.23 | 59.29 | 61.29 | 2 | 0
2015 | MISO_W_2_PJM_ROR | MISO_W | PJM_ROR | Internal | Summer | B3 | 75 | 10135 | 0 | 57.92 | 58.29 | 2 | 0
2015 | MISO_W_2_PJM_ROR | MISO_W | PJM_ROR | Internal | Summer | B4 | 100 | 10135 | 856.24 | 55.5 | 57.5 | 2 | 0
2015 | MISO_W_2_PJM_ROR | MISO_W | PJM_ROR | Internal | Summer | B5 | 200 | 10135 | 0 | 47.11 | 49.1 | 2 | 0
2015 | MISO_W_2_PJM_ROR | MISO_W | PJM_ROR | Internal | Summer | B6 | 300 | 10135 | 0 | 42.81 | 44.79 | 2 | 0
2015 | MISO_W_2_PJM_ROR | MISO_W | PJM_ROR | Internal | Summer | B7 | 400 | 10135 | 1291.36 | 36.72 | 38.72 | 2 | 0
2015 | MISO_W_2_PJM_ROR | MISO_W | PJM_ROR | Internal | Summer | B8 | 500 | 10135 | 1651.83 | 34.56 | 36.56 | 2 | 0
2015 | MISO_W_2_PJM_ROR | MISO_W | PJM_ROR | Internal | Summer | B9 | 800 | 10135 | 453.59 | 33.51 | 35.51 | 2 | 0
2015 | MISO_W_2_PJM_ROR | MISO_W | PJM_ROR | Internal | Summer | B10 | 1262 | 10135 | 0 | 31.6 | 32.97 | 2 | 0
2015 | MISO_W_2_PJM_ROR | MISO_W | PJM_ROR | Internal | Winter | B16 | 25 | 10135 | 2392.93 | 49.23 | 51.23 | 2 | 0
2015 | MISO_W_2_PJM_ROR | MISO_W | PJM_ROR | Internal | Winter | B17 | 100 | 10135 | 3293.4 | 43.2 | 45.2 | 2 | 0
2015 | MISO_W_2_PJM_ROR | MISO_W | PJM_ROR | Internal | Winter | B18 | 400 | 10135 | 126 | 39.03 | 41.03 | 2 | 0
2015 | MISO_W_2_PJM_ROR | MISO_W | PJM_ROR | Internal | Winter | B19 | 700 | 10135 | 0 | 37.01 | 38.58 | 2 | 0
2015 | MISO_W_2_PJM_ROR | MISO_W | PJM_ROR | Internal | Winter | B20 | 935 | 10135 | 0 | 33.02 | 35.01 | 2 | 0
2015 | MISO_W_2_SPP_N | MISO_W | SPP_N | Internal | Shoulder | B11 | 25 | 3200 | 0 | 47.98 | 54.08 | 7 | 0
2015 | MISO_W_2_SPP_N | MISO_W | SPP_N | Internal | Shoulder | B12 | 200 | 3200 | 0 | 40.63 | 40.64 | 7 | 0
2015 | MISO_W_2_SPP_N | MISO_W | SPP_N | Internal | Shoulder | B13 | 600 | 3200 | 0 | 37.96 | 39.05 | 7 | 0
2015 | MISO_W_2_SPP_N | MISO_W | SPP_N | Internal | Shoulder | B14 | 900 | 3200 | 0 | 36.57 | 38.67 | 7 | 0
2015 | MISO_W_2_SPP_N | MISO_W | SPP_N | Internal | Shoulder | B15 | 1203 | 3200 | 0 | 33.79 | 37.62 | 7 | 0
2015 | MISO_W_2_SPP_N | MISO_W | SPP_N | Internal | Summer | B1 | 10 | 3200 | 0 | 60.8 | 60.81 | 7 | 0
2015 | MISO_W_2_SPP_N | MISO_W | SPP_N | Internal | Summer | B2 | 25 | 3200 | 0 | 59.29 | 59.77 | 7 | 0
2015 | MISO_W_2_SPP_N | MISO_W | SPP_N | Internal | Summer | B3 | 75 | 3200 | 0 | 57.92 | 58.99 | 7 | 0
2015 | MISO_W_2_SPP_N | MISO_W | SPP_N | Internal | Summer | B4 | 100 | 3200 | 0 | 55.5 | 55.51 | 7 | 0
2015 | MISO_W_2_SPP_N | MISO_W | SPP_N | Internal | Summer | B5 | 200 | 3200 | 0 | 47.11 | 52.66 | 7 | 0
2015 | MISO_W_2_SPP_N | MISO_W | SPP_N | Internal | Summer | B6 | 300 | 3200 | 2787.96 | 42.81 | 49.81 | 7 | 0
2015 | MISO_W_2_SPP_N | MISO_W | SPP_N | Internal | Summer | B7 | 400 | 3200 | 701.23 | 36.72 | 43.72 | 7 | 0
2015 | MISO_W_2_SPP_N | MISO_W | SPP_N | Internal | Summer | B8 | 500 | 3200 | 0 | 34.56 | 37.98 | 7 | 0
2015 | MISO_W_2_SPP_N | MISO_W | SPP_N | Internal | Summer | B9 | 800 | 3200 | 0 | 33.51 | 36.35 | 7 | 0
2015 | MISO_W_2_SPP_N | MISO_W | SPP_N | Internal | Summer | B10 | 1262 | 3200 | 0 | 31.6 | 36.27 | 7 | 0
2015 | MISO_W_2_SPP_N | MISO_W | SPP_N | Internal | Winter | B16 | 25 | 3200 | 0 | 49.23 | 49.24 | 7 | 0
2015 | MISO_W_2_SPP_N | MISO_W | SPP_N | Internal | Winter | B17 | 100 | 3200 | 0 | 43.2 | 41.77 | 7 | 0
2015 | MISO_W_2_SPP_N | MISO_W | SPP_N | Internal | Winter | B18 | 400 | 3200 | 0 | 39.03 | 40.09 | 7 | 0
2015 | MISO_W_2_SPP_N | MISO_W | SPP_N | Internal | Winter | B19 | 700 | 3200 | 0 | 37.01 | 40.09 | 7 | 0
2015 | MISO_W_2_SPP_N | MISO_W | SPP_N | Internal | Winter | B20 | 935 | 3200 | 0 | 33.02 | 40.01 | 7 | 0
2015 | MISO_WUMS_2_MISO_MI | MISO_WUMS | MISO_MI | Internal | Shoulder | B11 | 25 | 148 | 0 | 47.97 | 47.44 | 0.01 | 0
2015 | MISO_WUMS_2_MISO_MI | MISO_WUMS | MISO_MI | Internal | Shoulder | B12 | 200 | 148 | 0 | 40.64 | 40.63 | 0.01 | 0
2015 | MISO_WUMS_2_MISO_MI | MISO_WUMS | MISO_MI | Internal | Shoulder | B13 | 600 | 148 | 0 | 37.97 | 37.96 | 0.01 | 0
2015 | MISO_WUMS_2_MISO_MI | MISO_WUMS | MISO_MI | Internal | Shoulder | B14 | 900 | 148 | 0 | 36.58 | 36.57 | 0.01 | 0
2015 | MISO_WUMS_2_MISO_MI | MISO_WUMS | MISO_MI | Internal | Shoulder | B15 | 1203 | 148 | 0 | 33.8 | 33.8 | 0.01 | 0
2015 | MISO_WUMS_2_MISO_MI | MISO_WUMS | MISO_MI | Internal | Summer | B1 | 10 | 148 | 0 | 60.8 | 59.43 | 0.01 | 0
2015 | MISO_WUMS_2_MISO_MI | MISO_WUMS | MISO_MI | Internal | Summer | B2 | 25 | 148 | 0.03 | 59.3 | 59.29 | 0.01 | 0
2015 | MISO_WUMS_2_MISO_MI | MISO_WUMS | MISO_MI | Internal | Summer | B3 | 75 | 148 | 0 | 57.94 | 54.01 | 0.01 | 0
2015 | MISO_WUMS_2_MISO_MI | MISO_WUMS | MISO_MI | Internal | Summer | B4 | 100 | 148 | 0 | 55.51 | 54.01 | 0.01 | 0
2015 | MISO_WUMS_2_MISO_MI | MISO_WUMS | MISO_MI | Internal | Summer | B5 | 200 | 148 | 0 | 47.1 | 47.09 | 0.01 | 0
2015 | MISO_WUMS_2_MISO_MI | MISO_WUMS | MISO_MI | Internal | Summer | B6 | 300 | 148 | 0 | 42.79 | 42.78 | 0.01 | 0
2015 | MISO_WUMS_2_MISO_MI | MISO_WUMS | MISO_MI | Internal | Summer | B7 | 400 | 148 | 0 | 36.72 | 36.72 | 0.01 | 0
2015 | MISO_WUMS_2_MISO_MI | MISO_WUMS | MISO_MI | Internal | Summer | B8 | 500 | 148 | 0 | 34.57 | 34.57 | 0.01 | 0
2015 | MISO_WUMS_2_MISO_MI | MISO_WUMS | MISO_MI | Internal | Summer | B9 | 800 | 148 | 148 | 33.51 | 33.53 | 0.01 | 0.01
2015 | MISO_WUMS_2_MISO_MI | MISO_WUMS | MISO_MI | Internal | Summer | B10 | 1262 | 148 | 148 | 31.61 | 31.64 | 0.01 | 0.01
2015 | MISO_WUMS_2_MISO_MI | MISO_WUMS | MISO_MI | Internal | Winter | B16 | 25 | 148 | 0 | 49.24 | 48.47 | 0.01 | 0
2015 | MISO_WUMS_2_MISO_MI | MISO_WUMS | MISO_MI | Internal | Winter | B17 | 100 | 148 | 0.02 | 43.2 | 43.2 | 0.01 | 0
2015 | MISO_WUMS_2_MISO_MI | MISO_WUMS | MISO_MI | Internal | Winter | B18 | 400 | 148 | 0 | 39.04 | 39.03 | 0.01 | 0
2015 | MISO_WUMS_2_MISO_MI | MISO_WUMS | MISO_MI | Internal | Winter | B19 | 700 | 148 | 0 | 37.02 | 37.02 | 0.01 | 0
2015 | MISO_WUMS_2_MISO_MI | MISO_WUMS | MISO_MI | Internal | Winter | B20 | 935 | 148 | 0 | 33.03 | 33.03 | 0.01 | 0
2015 | MISO_WUMS_2_MISO_W | MISO_WUMS | MISO_W | Internal | Shoulder | B11 | 25 | 3264 | 214.45 | 47.97 | 47.98 | 0.01 | 0
2015 | MISO_WUMS_2_MISO_W | MISO_WUMS | MISO_W | Internal | Shoulder | B12 | 200 | 3264 | 0 | 40.64 | 40.63 | 0.01 | 0
2015 | MISO_WUMS_2_MISO_W | MISO_WUMS | MISO_W | Internal | Shoulder | B13 | 600 | 3264 | 0 | 37.97 | 37.96 | 0.01 | 0
2015 | MISO_WUMS_2_MISO_W | MISO_WUMS | MISO_W | Internal | Shoulder | B14 | 900 | 3264 | 0 | 36.58 | 36.57 | 0.01 | 0
2015 | MISO_WUMS_2_MISO_W | MISO_WUMS | MISO_W | Internal | Shoulder | B15 | 1203 | 3264 | 0 | 33.8 | 33.79 | 0.01 | 0
2015 | MISO_WUMS_2_MISO_W | MISO_WUMS | MISO_W | Internal | Summer | B1 | 10 | 3264 | 0.17 | 60.8 | 60.8 | 0.01 | 0
2015 | MISO_WUMS_2_MISO_W | MISO_WUMS | MISO_W | Internal | Summer | B2 | 25 | 3264 | 0.03 | 59.3 | 59.29 | 0.01 | 0
2015 | MISO_WUMS_2_MISO_W | MISO_WUMS | MISO_W | Internal | Summer | B3 | 75 | 3264 | 0.01 | 57.94 | 57.92 | 0.01 | 0
2015 | MISO_WUMS_2_MISO_W | MISO_WUMS | MISO_W | Internal | Summer | B4 | 100 | 3264 | 0 | 55.51 | 55.5 | 0.01 | 0
2015 | MISO_WUMS_2_MISO_W | MISO_WUMS | MISO_W | Internal | Summer | B5 | 200 | 3264 | 106.6 | 47.1 | 47.11 | 0.01 | 0
2015 | MISO_WUMS_2_MISO_W | MISO_WUMS | MISO_W | Internal | Summer | B6 | 300 | 3264 | 679.2 | 42.79 | 42.81 | 0.01 | 0
2015 | MISO_WUMS_2_MISO_W | MISO_WUMS | MISO_W | Internal | Summer | B7 | 400 | 3264 | 0 | 36.72 | 36.72 | 0.01 | 0
2015 | MISO_WUMS_2_MISO_W | MISO_WUMS | MISO_W | Internal | Summer | B8 | 500 | 3264 | 0 | 34.57 | 34.56 | 0.01 | 0
2015 | MISO_WUMS_2_MISO_W | MISO_WUMS | MISO_W | Internal | Summer | B9 | 800 | 3264 | 0 | 33.51 | 33.51 | 0.01 | 0
2015 | MISO_WUMS_2_MISO_W | MISO_WUMS | MISO_W | Internal | Summer | B10 | 1262 | 3264 | 0 | 31.61 | 31.6 | 0.01 | 0
2015 | MISO_WUMS_2_MISO_W | MISO_WUMS | MISO_W | Internal | Winter | B16 | 25 | 3264 | 0.03 | 49.24 | 49.23 | 0.01 | 0
2015 | MISO_WUMS_2_MISO_W | MISO_WUMS | MISO_W | Internal | Winter | B17 | 100 | 3264 | 0.02 | 43.2 | 43.2 | 0.01 | 0
2015 | MISO_WUMS_2_MISO_W | MISO_WUMS | MISO_W | Internal | Winter | B18 | 400 | 3264 | 0 | 39.04 | 39.03 | 0.01 | 0
2015 | MISO_WUMS_2_MISO_W | MISO_WUMS | MISO_W | Internal | Winter | B19 | 700 | 3264 | 0 | 37.02 | 37.01 | 0.01 | 0
2015 | MISO_WUMS_2_MISO_W | MISO_WUMS | MISO_W | Internal | Winter | B20 | 935 | 3264 | 0 | 33.03 | 33.02 | 0.01 | 0
2015 | MISO_WUMS_2_PJM_ROR | MISO_WUMS | PJM_ROR | Internal | Shoulder | B11 | 25 | 1600 | 0 | 47.97 | 49.44 | 2 | 0
2015 | MISO_WUMS_2_PJM_ROR | MISO_WUMS | PJM_ROR | Internal | Shoulder | B12 | 200 | 1600 | 0 | 40.64 | 42.63 | 2 | 0
2015 | MISO_WUMS_2_PJM_ROR | MISO_WUMS | PJM_ROR | Internal | Shoulder | B13 | 600 | 1600 | 0 | 37.97 | 39.96 | 2 | 0
2015 | MISO_WUMS_2_PJM_ROR | MISO_WUMS | PJM_ROR | Internal | Shoulder | B14 | 900 | 1600 | 0 | 36.58 | 38.57 | 2 | 0
2015 | MISO_WUMS_2_PJM_ROR | MISO_WUMS | PJM_ROR | Internal | Shoulder | B15 | 1203 | 1600 | 0 | 33.8 | 35.45 | 2 | 0
2015 | MISO_WUMS_2_PJM_ROR | MISO_WUMS | PJM_ROR | Internal | Summer | B1 | 10 | 1600 | 1315.66 | 60.8 | 62.8 | 2 | 0
2015 | MISO_WUMS_2_PJM_ROR | MISO_WUMS | PJM_ROR | Internal | Summer | B2 | 25 | 1600 | 0.06 | 59.3 | 61.29 | 2 | 0
2015 | MISO_WUMS_2_PJM_ROR | MISO_WUMS | PJM_ROR | Internal | Summer | B3 | 75 | 1600 | 0 | 57.94 | 58.29 | 2 | 0
2015 | MISO_WUMS_2_PJM_ROR | MISO_WUMS | PJM_ROR | Internal | Summer | B4 | 100 | 1600 | 0.02 | 55.51 | 57.5 | 2 | 0
2015 | MISO_WUMS_2_PJM_ROR | MISO_WUMS | PJM_ROR | Internal | Summer | B5 | 200 | 1600 | 110.09 | 47.1 | 49.1 | 2 | 0
2015 | MISO_WUMS_2_PJM_ROR | MISO_WUMS | PJM_ROR | Internal | Summer | B6 | 300 | 1600 | 116.12 | 42.79 | 44.79 | 2 | 0
2015 | MISO_WUMS_2_PJM_ROR | MISO_WUMS | PJM_ROR | Internal | Summer | B7 | 400 | 1600 | 101.33 | 36.72 | 38.72 | 2 | 0
2015 | MISO_WUMS_2_PJM_ROR | MISO_WUMS | PJM_ROR | Internal | Summer | B8 | 500 | 1600 | 0 | 34.57 | 36.56 | 2 | 0
2015 | MISO_WUMS_2_PJM_ROR | MISO_WUMS | PJM_ROR | Internal | Summer | B9 | 800 | 1600 | 103.72 | 33.51 | 35.51 | 2 | 0
2015 | MISO_WUMS_2_PJM_ROR | MISO_WUMS | PJM_ROR | Internal | Summer | B10 | 1262 | 1600 | 0 | 31.61 | 32.97 | 2 | 0
2015 | MISO_WUMS_2_PJM_ROR | MISO_WUMS | PJM_ROR | Internal | Winter | B16 | 25 | 1600 | 0.07 | 49.24 | 51.23 | 2 | 0
2015 | MISO_WUMS_2_PJM_ROR | MISO_WUMS | PJM_ROR | Internal | Winter | B17 | 100 | 1600 | 96.3 | 43.2 | 45.2 | 2 | 0
2015 | MISO_WUMS_2_PJM_ROR | MISO_WUMS | PJM_ROR | Internal | Winter | B18 | 400 | 1600 | 0 | 39.04 | 41.03 | 2 | 0
2015 | MISO_WUMS_2_PJM_ROR | MISO_WUMS | PJM_ROR | Internal | Winter | B19 | 700 | 1600 | 0 | 37.02 | 38.58 | 2 | 0
2015 | MISO_WUMS_2_PJM_ROR | MISO_WUMS | PJM_ROR | Internal | Winter | B20 | 935 | 1600 | 0 | 33.03 | 35.01 | 2 | 0
2015 | NE_2_MAPP_US | NE | MAPP_US | Internal | Shoulder | B11 | 25 | 1600 | 0 | 54.07 | 47.07 | 5 | 0
2015 | NE_2_MAPP_US | NE | MAPP_US | Internal | Shoulder | B12 | 200 | 1600 | 0 | 40.63 | 33.63 | 5 | 0
2015 | NE_2_MAPP_US | NE | MAPP_US | Internal | Shoulder | B13 | 600 | 1600 | 0 | 39.04 | 32.04 | 5 | 0
2015 | NE_2_MAPP_US | NE | MAPP_US | Internal | Shoulder | B14 | 900 | 1600 | 0 | 38.66 | 31.66 | 5 | 0
2015 | NE_2_MAPP_US | NE | MAPP_US | Internal | Shoulder | B15 | 1203 | 1600 | 0 | 37.6 | 30.97 | 5 | 0
2015 | NE_2_MAPP_US | NE | MAPP_US | Internal | Summer | B1 | 10 | 1600 | 0 | 60.8 | 53.8 | 5 | 0
2015 | NE_2_MAPP_US | NE | MAPP_US | Internal | Summer | B2 | 25 | 1600 | 0 | 59.76 | 52.76 | 5 | 0
2015 | NE_2_MAPP_US | NE | MAPP_US | Internal | Summer | B3 | 75 | 1600 | 0 | 58.98 | 51.98 | 5 | 0
2015 | NE_2_MAPP_US | NE | MAPP_US | Internal | Summer | B4 | 100 | 1600 | 0 | 55.5 | 48.5 | 5 | 0
2015 | NE_2_MAPP_US | NE | MAPP_US | Internal | Summer | B5 | 200 | 1600 | 0 | 52.64 | 45.64 | 5 | 0
2015 | NE_2_MAPP_US | NE | MAPP_US | Internal | Summer | B6 | 300 | 1600 | 0 | 49.79 | 42.79 | 5 | 0
2015 | NE_2_MAPP_US | NE | MAPP_US | Internal | Summer | B7 | 400 | 1600 | 0 | 43.71 | 34.34 | 5 | 0
2015 | NE_2_MAPP_US | NE | MAPP_US | Internal | Summer | B8 | 500 | 1600 | 0 | 37.97 | 30.5 | 5 | 0
2015 | NE_2_MAPP_US | NE | MAPP_US | Internal | Summer | B9 | 800 | 1600 | 0 | 36.34 | 29.34 | 5 | 0
2015 | NE_2_MAPP_US | NE | MAPP_US | Internal | Summer | B10 | 1262 | 1600 | 0 | 36.26 | 29.26 | 5 | 0
2015 | NE_2_MAPP_US | NE | MAPP_US | Internal | Winter | B16 | 25 | 1600 | 0 | 49.23 | 42.23 | 5 | 0
2015 | NE_2_MAPP_US | NE | MAPP_US | Internal | Winter | B17 | 100 | 1600 | 0 | 41.75 | 36.2 | 5 | 0
2015 | NE_2_MAPP_US | NE | MAPP_US | Internal | Winter | B18 | 400 | 1600 | 0 | 40.08 | 33.08 | 5 | 0
2015 | NE_2_MAPP_US | NE | MAPP_US | Internal | Winter | B19 | 700 | 1600 | 0 | 40.08 | 33.08 | 5 | 0
2015 | NE_2_MAPP_US | NE | MAPP_US | Internal | Winter | B20 | 935 | 1600 | 0 | 39.99 | 32.99 | 5 | 0
2015 | NE_2_MISO_W | NE | MISO_W | Internal | Shoulder | B11 | 25 | 19097 | 0 | 54.07 | 47.98 | 5 | 0
2015 | NE_2_MISO_W | NE | MISO_W | Internal | Shoulder | B12 | 200 | 19097 | 0 | 40.63 | 40.63 | 5 | 0
2015 | NE_2_MISO_W | NE | MISO_W | Internal | Shoulder | B13 | 600 | 19097 | 0 | 39.04 | 37.96 | 5 | 0
2015 | NE_2_MISO_W | NE | MISO_W | Internal | Shoulder | B14 | 900 | 19097 | 0 | 38.66 | 36.57 | 5 | 0
2015 | NE_2_MISO_W | NE | MISO_W | Internal | Shoulder | B15 | 1203 | 19097 | 0 | 37.6 | 33.79 | 5 | 0
2015 | NE_2_MISO_W | NE | MISO_W | Internal | Summer | B1 | 10 | 19097 | 0 | 60.8 | 60.8 | 5 | 0
2015 | NE_2_MISO_W | NE | MISO_W | Internal | Summer | B2 | 25 | 19097 | 0 | 59.76 | 59.29 | 5 | 0
2015 | NE_2_MISO_W | NE | MISO_W | Internal | Summer | B3 | 75 | 19097 | 0 | 58.98 | 57.92 | 5 | 0
2015 | NE_2_MISO_W | NE | MISO_W | Internal | Summer | B4 | 100 | 19097 | 0 | 55.5 | 55.5 | 5 | 0
2015 | NE_2_MISO_W | NE | MISO_W | Internal | Summer | B5 | 200 | 19097 | 0 | 52.64 | 47.11 | 5 | 0
2015 | NE_2_MISO_W | NE | MISO_W | Internal | Summer | B6 | 300 | 19097 | 0 | 49.79 | 42.81 | 5 | 0
2015 | NE_2_MISO_W | NE | MISO_W | Internal | Summer | B7 | 400 | 19097 | 0 | 43.71 | 36.72 | 5 | 0
2015 | NE_2_MISO_W | NE | MISO_W | Internal | Summer | B8 | 500 | 19097 | 0 | 37.97 | 34.56 | 5 | 0
2015 | NE_2_MISO_W | NE | MISO_W | Internal | Summer | B9 | 800 | 19097 | 0 | 36.34 | 33.51 | 5 | 0
2015 | NE_2_MISO_W | NE | MISO_W | Internal | Summer | B10 | 1262 | 19097 | 0 | 36.26 | 31.6 | 5 | 0
2015 | NE_2_MISO_W | NE | MISO_W | Internal | Winter | B16 | 25 | 19097 | 0 | 49.23 | 49.23 | 5 | 0
2015 | NE_2_MISO_W | NE | MISO_W | Internal | Winter | B17 | 100 | 19097 | 0 | 41.75 | 43.2 | 5 | 0
2015 | NE_2_MISO_W | NE | MISO_W | Internal | Winter | B18 | 400 | 19097 | 0 | 40.08 | 39.03 | 5 | 0
2015 | NE_2_MISO_W | NE | MISO_W | Internal | Winter | B19 | 700 | 19097 | 0 | 40.08 | 37.01 | 5 | 0
2015 | NE_2_MISO_W | NE | MISO_W | Internal | Winter | B20 | 935 | 19097 | 0 | 39.99 | 33.02 | 5 | 0
2015 | NE_2_SPP_N | NE | SPP_N | Internal | Shoulder | B11 | 25 | 12798 | 2127.77 | 54.07 | 54.08 | 0.01 | 0
2015 | NE_2_SPP_N | NE | SPP_N | Internal | Shoulder | B12 | 200 | 12798 | 1273.11 | 40.63 | 40.64 | 0.01 | 0
2015 | NE_2_SPP_N | NE | SPP_N | Internal | Shoulder | B13 | 600 | 12798 | 1894.51 | 39.04 | 39.05 | 0.01 | 0
2015 | NE_2_SPP_N | NE | SPP_N | Internal | Shoulder | B14 | 900 | 12798 | 833.67 | 38.66 | 38.67 | 0.01 | 0
2015 | NE_2_SPP_N | NE | SPP_N | Internal | Shoulder | B15 | 1203 | 12798 | 851.58 | 37.6 | 37.62 | 0.01 | 0
2015 | NE_2_SPP_N | NE | SPP_N | Internal | Summer | B1 | 10 | 12798 | 2822.2 | 60.8 | 60.81 | 0.01 | 0
2015 | NE_2_SPP_N | NE | SPP_N | Internal | Summer | B2 | 25 | 12798 | 2682.45 | 59.76 | 59.77 | 0.01 | 0
2015 | NE_2_SPP_N | NE | SPP_N | Internal | Summer | B3 | 75 | 12798 | 1407.21 | 58.98 | 58.99 | 0.01 | 0
2015 | NE_2_SPP_N | NE | SPP_N | Internal | Summer | B4 | 100 | 12798 | 548.9 | 55.5 | 55.51 | 0.01 | 0
2015 | NE_2_SPP_N | NE | SPP_N | Internal | Summer | B5 | 200 | 12798 | 1912.8 | 52.64 | 52.66 | 0.01 | 0
2015 | NE_2_SPP_N | NE | SPP_N | Internal | Summer | B6 | 300 | 12798 | 2689.86 | 49.79 | 49.81 | 0.01 | 0
2015 | NE_2_SPP_N | NE | SPP_N | Internal | Summer | B7 | 400 | 12798 | 2798.86 | 43.71 | 43.72 | 0.01 | 0
2015 | NE_2_SPP_N | NE | SPP_N | Internal | Summer | B8 | 500 | 12798 | 3199.36 | 37.97 | 37.98 | 0.01 | 0
2015 | NE_2_SPP_N | NE | SPP_N | Internal | Summer | B9 | 800 | 12798 | 2366.4 | 36.34 | 36.35 | 0.01 | 0
2015 | NE_2_SPP_N | NE | SPP_N | Internal | Summer | B10 | 1262 | 12798 | 2682.76 | 36.26 | 36.27 | 0.01 | 0
2015 | NE_2_SPP_N | NE | SPP_N | Internal | Winter | B16 | 25 | 12798 | 2720.69 | 49.23 | 49.24 | 0.01 | 0
2015 | NE_2_SPP_N | NE | SPP_N | Internal | Winter | B17 | 100 | 12798 | 1507.79 | 41.75 | 41.77 | 0.01 | 0
2015 | NE_2_SPP_N | NE | SPP_N | Internal | Winter | B18 | 400 | 12798 | 2124.84 | 40.08 | 40.09 | 0.01 | 0
2015 | NE_2_SPP_N | NE | SPP_N | Internal | Winter | B19 | 700 | 12798 | 1705.65 | 40.08 | 40.09 | 0.01 | 0
2015 | NE_2_SPP_N | NE | SPP_N | Internal | Winter | B20 | 935 | 12798 | 2370.59 | 39.99 | 40.01 | 0.01 | 0
2015 | NEISO_2_NYISO_A-F | NEISO | NYISO_A-F | Internal | Shoulder | B11 | 25 | 600 | 600 | 36.9 | 41.39 | 3 | 1.49
2015 | NEISO_2_NYISO_A-F | NEISO | NYISO_A-F | Internal | Shoulder | B12 | 200 | 600 | 448.68 | 36.9 | 39.9 | 3 | 0
2015 | NEISO_2_NYISO_A-F | NEISO | NYISO_A-F | Internal | Shoulder | B13 | 600 | 600 | 0 | 36.9 | 39.87 | 3 | 0
2015 | NEISO_2_NYISO_A-F | NEISO | NYISO_A-F | Internal | Shoulder | B14 | 900 | 600 | 0 | 36.9 | 38.21 | 3 | 0
2015 | NEISO_2_NYISO_A-F | NEISO | NYISO_A-F | Internal | Shoulder | B15 | 1203 | 600 | 0 | 36.9 | 38.21 | 3 | 0
2015 | NEISO_2_NYISO_A-F | NEISO | NYISO_A-F | Internal | Summer | B1 | 10 | 600 | 0 | 65.84 | 59.43 | 3 | 0
2015 | NEISO_2_NYISO_A-F | NEISO | NYISO_A-F | Internal | Summer | B2 | 25 | 600 | 0 | 53.84 | 53.3 | 3 | 0
2015 | NEISO_2_NYISO_A-F | NEISO | NYISO_A-F | Internal | Summer | B3 | 75 | 600 | 0 | 47.33 | 50.3 | 3 | 0
2015 | NEISO_2_NYISO_A-F | NEISO | NYISO_A-F | Internal | Summer | B4 | 100 | 600 | 600 | 37.89 | 45.07 | 3 | 4.18
2015 | NEISO_2_NYISO_A-F | NEISO | NYISO_A-F | Internal | Summer | B5 | 200 | 600 | 600 | 34.2 | 45.07 | 3 | 7.87
2015 | NEISO_2_NYISO_A-F | NEISO | NYISO_A-F | Internal | Summer | B6 | 300 | 600 | 600 | 34.2 | 42.33 | 3 | 5.13
2015 | NEISO_2_NYISO_A-F | NEISO | NYISO_A-F | Internal | Summer | B7 | 400 | 600 | 600 | 34.2 | 37.27 | 3 | 0.07
2015 | NEISO_2_NYISO_A-F | NEISO | NYISO_A-F | Internal | Summer | B8 | 500 | 600 | 0 | 34.2 | 37.19 | 3 | 0
2015 | NEISO_2_NYISO_A-F | NEISO | NYISO_A-F | Internal | Summer | B9 | 800 | 600 | 0 | 34.2 | 37.18 | 3 | 0
2015 | NEISO_2_NYISO_A-F | NEISO | NYISO_A-F | Internal | Summer | B10 | 1262 | 600 | 0 | 34.2 | 37.18 | 3 | 0
2015 | NEISO_2_NYISO_A-F | NEISO | NYISO_A-F | Internal | Winter | B16 | 25 | 600 | 0 | 45.29 | 45.52 | 3 | 0
2015 | NEISO_2_NYISO_A-F | NEISO | NYISO_A-F | Internal | Winter | B17 | 100 | 600 | 0 | 45.29 | 43.2 | 3 | 0
2015 | NEISO_2_NYISO_A-F | NEISO | NYISO_A-F | Internal | Winter | B18 | 400 | 600 | 0 | 45.29 | 42.55 | 3 | 0
2015 | NEISO_2_NYISO_A-F | NEISO | NYISO_A-F | Internal | Winter | B19 | 700 | 600 | 0 | 45.29 | 42.55 | 3 | 0
2015 | NEISO_2_NYISO_A-F | NEISO | NYISO_A-F | Internal | Winter | B20 | 935 | 600 | 0 | 45.29 | 42.55 | 3 | 0
2015 | NEISO_2_NYISO_G-I | NEISO | NYISO_G-I | Internal | Shoulder | B11 | 25 | 600 | 600 | 36.9 | 41.4 | 3 | 1.51
2015 | NEISO_2_NYISO_G-I | NEISO | NYISO_G-I | Internal | Shoulder | B12 | 200 | 600 | 599.99 | 36.9 | 39.91 | 3 | 0.01
2015 | NEISO_2_NYISO_G-I | NEISO | NYISO_G-I | Internal | Shoulder | B13 | 600 | 600 | 0 | 36.9 | 39.89 | 3 | 0
2015 | NEISO_2_NYISO_G-I | NEISO | NYISO_G-I | Internal | Shoulder | B14 | 900 | 600 | 0 | 36.9 | 38.22 | 3 | 0
2015 | NEISO_2_NYISO_G-I | NEISO | NYISO_G-I | Internal | Shoulder | B15 | 1203 | 600 | 0 | 36.9 | 38.22 | 3 | 0
2015 | NEISO_2_NYISO_G-I | NEISO | NYISO_G-I | Internal | Summer | B1 | 10 | 600 | 0.16 | 65.84 | 68.82 | 3 | 0
2015 | NEISO_2_NYISO_G-I | NEISO | NYISO_G-I | Internal | Summer | B2 | 25 | 600 | 0.06 | 53.84 | 56.82 | 3 | 0
2015 | NEISO_2_NYISO_G-I | NEISO | NYISO_G-I | Internal | Summer | B3 | 75 | 600 | 0.02 | 47.33 | 50.31 | 3 | 0
2015 | NEISO_2_NYISO_G-I | NEISO | NYISO_G-I | Internal | Summer | B4 | 100 | 600 | 600 | 37.89 | 49.5 | 3 | 8.6
2015 | NEISO_2_NYISO_G-I | NEISO | NYISO_G-I | Internal | Summer | B5 | 200 | 600 | 600 | 34.2 | 49.5 | 3 | 12.29
2015 | NEISO_2_NYISO_G-I | NEISO | NYISO_G-I | Internal | Summer | B6 | 300 | 600 | 600 | 34.2 | 42.34 | 3 | 5.14
2015 | NEISO_2_NYISO_G-I | NEISO | NYISO_G-I | Internal | Summer | B7 | 400 | 600 | 600 | 34.2 | 37.28 | 3 | 0.08
2015 | NEISO_2_NYISO_G-I | NEISO | NYISO_G-I | Internal | Summer | B8 | 500 | 600 | 523.56 | 34.2 | 37.2 | 3 | 0
2015 | NEISO_2_NYISO_G-I | NEISO | NYISO_G-I | Internal | Summer | B9 | 800 | 600 | 0 | 34.2 | 37.19 | 3 | 0
2015 | NEISO_2_NYISO_G-I | NEISO | NYISO_G-I | Internal | Summer | B10 | 1262 | 600 | 0 | 34.2 | 37.19 | 3 | 0
2015 | NEISO_2_NYISO_G-I | NEISO | NYISO_G-I | Internal | Winter | B16 | 25 | 600 | 469.65 | 45.29 | 48.29 | 3 | 0
2015 | NEISO_2_NYISO_G-I | NEISO | NYISO_G-I | Internal | Winter | B17 | 100 | 600 | 0.02 | 45.29 | 48.28 | 3 | 0
2015 | NEISO_2_NYISO_G-I | NEISO | NYISO_G-I | Internal | Winter | B18 | 400 | 600 | 0 | 45.29 | 48.28 | 3 | 0
2015 | NEISO_2_NYISO_G-I | NEISO | NYISO_G-I | Internal | Winter | B19 | 700 | 600 | 0 | 45.29 | 47.71 | 3 | 0
2015 | NEISO_2_NYISO_G-I | NEISO | NYISO_G-I | Internal | Winter | B20 | 935 | 600 | 0 | 45.29 | 44.31 | 3 | 0
2015 | NEISO_2_NYISO_J-K | NEISO | NYISO_J-K | Internal | Shoulder | B11 | 25 | 520 | 520 | 36.9 | 41.42 | 3 | 1.52
2015 | NEISO_2_NYISO_J-K | NEISO | NYISO_J-K | Internal | Shoulder | B12 | 200 | 520 | 520 | 36.9 | 39.92 | 3 | 0.02
2015 | NEISO_2_NYISO_J-K | NEISO | NYISO_J-K | Internal | Shoulder | B13 | 600 | 520 | 408.22 | 36.9 | 39.9 | 3 | 0
2015 | NEISO_2_NYISO_J-K | NEISO | NYISO_J-K | Internal | Shoulder | B14 | 900 | 520 | 0 | 36.9 | 38.24 | 3 | 0
2015 | NEISO_2_NYISO_J-K | NEISO | NYISO_J-K | Internal | Shoulder | B15 | 1203 | 520 | 0 | 36.9 | 38.24 | 3 | 0
2015 | NEISO_2_NYISO_J-K | NEISO | NYISO_J-K | Internal | Summer | B1 | 10 | 520 | 309.46 | 65.84 | 68.84 | 3 | 0
2015 | NEISO_2_NYISO_J-K | NEISO | NYISO_J-K | Internal | Summer | B2 | 25 | 520 | 121.24 | 53.84 | 56.84 | 3 | 0
2015 | NEISO_2_NYISO_J-K | NEISO | NYISO_J-K | Internal | Summer | B3 | 75 | 520 | 48.41 | 47.33 | 50.33 | 3 | 0
2015 | NEISO_2_NYISO_J-K | NEISO | NYISO_J-K | Internal | Summer | B4 | 100 | 520 | 520 | 37.89 | 49.51 | 3 | 8.62
2015 | NEISO_2_NYISO_J-K | NEISO | NYISO_J-K | Internal | Summer | B5 | 200 | 520 | 520 | 34.2 | 49.51 | 3 | 12.31
2015 | NEISO_2_NYISO_J-K | NEISO | NYISO_J-K | Internal | Summer | B6 | 300 | 520 | 520 | 34.2 | 42.35 | 3 | 5.15
2015 | NEISO_2_NYISO_J-K | NEISO | NYISO_J-K | Internal | Summer | B7 | 400 | 520 | 520 | 34.2 | 37.29 | 3 | 0.09
2015 | NEISO_2_NYISO_J-K | NEISO | NYISO_J-K | Internal | Summer | B8 | 500 | 520 | 520 | 34.2 | 37.21 | 3 | 0.01
2015 | NEISO_2_NYISO_J-K | NEISO | NYISO_J-K | Internal | Summer | B9 | 800 | 520 | 191.28 | 34.2 | 37.2 | 3 | 0
2015 | NEISO_2_NYISO_J-K | NEISO | NYISO_J-K | Internal | Summer | B10 | 1262 | 520 | 93.19 | 34.2 | 37.2 | 3 | 0
2015 | NEISO_2_NYISO_J-K | NEISO | NYISO_J-K | Internal | Winter | B16 | 25 | 520 | 519.94 | 45.29 | 48.3 | 3 | 0.01
2015 | NEISO_2_NYISO_J-K | NEISO | NYISO_J-K | Internal | Winter | B17 | 100 | 520 | 495.16 | 45.29 | 48.29 | 3 | 0
2015 | NEISO_2_NYISO_J-K | NEISO | NYISO_J-K | Internal | Winter | B18 | 400 | 520 | 334.65 | 45.29 | 48.29 | 3 | 0
2015 | NEISO_2_NYISO_J-K | NEISO | NYISO_J-K | Internal | Winter | B19 | 700 | 520 | 0 | 45.29 | 48.14 | 3 | 0
2015 | NEISO_2_NYISO_J-K | NEISO | NYISO_J-K | Internal | Winter | B20 | 935 | 520 | 0 | 45.29 | 44.32 | 3 | 0
2015 | NonRTO_Midwest_2_MISO_IN | NonRTO_Midwest | MISO_IN | Internal | Shoulder | B11 | 25 | 4450 | 0 | 56.01 | 48.01 | 8 | 0
2015 | NonRTO_Midwest_2_MISO_IN | NonRTO_Midwest | MISO_IN | Internal | Shoulder | B12 | 200 | 4450 | 0 | 48.64 | 40.64 | 8 | 0
2015 | NonRTO_Midwest_2_MISO_IN | NonRTO_Midwest | MISO_IN | Internal | Shoulder | B13 | 600 | 4450 | 0 | 45.54 | 37.97 | 8 | 0
2015 | NonRTO_Midwest_2_MISO_IN | NonRTO_Midwest | MISO_IN | Internal | Shoulder | B14 | 900 | 4450 | 0 | 35.61 | 36.57 | 8 | 0
2015 | NonRTO_Midwest_2_MISO_IN | NonRTO_Midwest | MISO_IN | Internal | Shoulder | B15 | 1203 | 4450 | 0 | 32.87 | 33.79 | 8 | 0
2015 | NonRTO_Midwest_2_MISO_IN | NonRTO_Midwest | MISO_IN | Internal | Summer | B1 | 10 | 4450 | 0 | 65.02 | 60.8 | 8 | 0
2015 | NonRTO_Midwest_2_MISO_IN | NonRTO_Midwest | MISO_IN | Internal | Summer | B2 | 25 | 4450 | 0 | 65.02 | 59.3 | 8 | 0
2015 | NonRTO_Midwest_2_MISO_IN | NonRTO_Midwest | MISO_IN | Internal | Summer | B3 | 75 | 4450 | 0 | 65.02 | 57.9 | 8 | 0
2015 | NonRTO_Midwest_2_MISO_IN | NonRTO_Midwest | MISO_IN | Internal | Summer | B4 | 100 | 4450 | 0 | 63.51 | 55.51 | 8 | 0
2015 | NonRTO_Midwest_2_MISO_IN | NonRTO_Midwest | MISO_IN | Internal | Summer | B5 | 200 | 4450 | 0 | 55.1 | 47.1 | 8 | 0
2015 | NonRTO_Midwest_2_MISO_IN | NonRTO_Midwest | MISO_IN | Internal | Summer | B6 | 300 | 4450 | 0 | 50.79 | 42.79 | 8 | 0
2015 | NonRTO_Midwest_2_MISO_IN | NonRTO_Midwest | MISO_IN | Internal | Summer | B7 | 400 | 4450 | 0 | 35.84 | 36.72 | 8 | 0
2015 | NonRTO_Midwest_2_MISO_IN | NonRTO_Midwest | MISO_IN | Internal | Summer | B8 | 500 | 4450 | 0 | 34.42 | 34.56 | 8 | 0
2015 | NonRTO_Midwest_2_MISO_IN | NonRTO_Midwest | MISO_IN | Internal | Summer | B9 | 800 | 4450 | 0 | 32.87 | 33.52 | 8 | 0
2015 | NonRTO_Midwest_2_MISO_IN | NonRTO_Midwest | MISO_IN | Internal | Summer | B10 | 1262 | 4450 | 0 | 32.02 | 31.62 | 8 | 0
2015 | NonRTO_Midwest_2_MISO_IN | NonRTO_Midwest | MISO_IN | Internal | Winter | B16 | 25 | 4450 | 0 | 57.25 | 49.25 | 8 | 0
2015 | NonRTO_Midwest_2_MISO_IN | NonRTO_Midwest | MISO_IN | Internal | Winter | B17 | 100 | 4450 | 0 | 51.21 | 43.21 | 8 | 0
2015 | NonRTO_Midwest_2_MISO_IN | NonRTO_Midwest | MISO_IN | Internal | Winter | B18 | 400 | 4450 | 0 | 47.04 | 39.04 | 8 | 0
2015 | NonRTO_Midwest_2_MISO_IN | NonRTO_Midwest | MISO_IN | Internal | Winter | B19 | 700 | 4450 | 0 | 35.83 | 37.01 | 8 | 0
2015 | NonRTO_Midwest_2_MISO_IN | NonRTO_Midwest | MISO_IN | Internal | Winter | B20 | 935 | 4450 | 0 | 32.87 | 33.02 | 8 | 0
2015 | NonRTO_Midwest_2_TVA_Transmission | NonRTO_Midwest | TVA_Transmission | Internal | Shoulder | B11 | 25 | 2400 | 0 | 56.01 | 55.22 | 8 | 0
2015 | NonRTO_Midwest_2_TVA_Transmission | NonRTO_Midwest | TVA_Transmission | Internal | Shoulder | B12 | 200 | 2400 | 0 | 48.64 | 44.28 | 8 | 0
2015 | NonRTO_Midwest_2_TVA_Transmission | NonRTO_Midwest | TVA_Transmission | Internal | Shoulder | B13 | 600 | 2400 | 0 | 45.54 | 42.31 | 8 | 0
2015 | NonRTO_Midwest_2_TVA_Transmission | NonRTO_Midwest | TVA_Transmission | Internal | Shoulder | B14 | 900 | 2400 | 0 | 35.61 | 40.94 | 8 | 0
2015 | NonRTO_Midwest_2_TVA_Transmission | NonRTO_Midwest | TVA_Transmission | Internal | Shoulder | B15 | 1203 | 2400 | 0 | 32.87 | 39.94 | 8 | 0
2015 | NonRTO_Midwest_2_TVA_Transmission | NonRTO_Midwest | TVA_Transmission | Internal | Summer | B1 | 10 | 2400 | 0 | 65.02 | 68.8 | 8 | 0
2015 | NonRTO_Midwest_2_TVA_Transmission | NonRTO_Midwest | TVA_Transmission | Internal | Summer | B2 | 25 | 2400 | 0 | 65.02 | 67.29 | 8 | 0
2015 | NonRTO_Midwest_2_TVA_Transmission | NonRTO_Midwest | TVA_Transmission | Internal | Summer | B3 | 75 | 2400 | 0 | 65.02 | 64.29 | 8 | 0
2015 | NonRTO_Midwest_2_TVA_Transmission | NonRTO_Midwest | TVA_Transmission | Internal | Summer | B4 | 100 | 2400 | 0 | 63.51 | 63.5 | 8 | 0
2015 | NonRTO_Midwest_2_TVA_Transmission | NonRTO_Midwest | TVA_Transmission | Internal | Summer | B5 | 200 | 2400 | 0 | 55.1 | 53.86 | 8 | 0
2015 | NonRTO_Midwest_2_TVA_Transmission | NonRTO_Midwest | TVA_Transmission | Internal | Summer | B6 | 300 | 2400 | 0 | 50.79 | 47.81 | 8 | 0
2015 | NonRTO_Midwest_2_TVA_Transmission | NonRTO_Midwest | TVA_Transmission | Internal | Summer | B7 | 400 | 2400 | 0 | 35.84 | 43.15 | 8 | 0
2015 | NonRTO_Midwest_2_TVA_Transmission | NonRTO_Midwest | TVA_Transmission | Internal | Summer | B8 | 500 | 2400 | 0 | 34.42 | 39.64 | 8 | 0
2015 | NonRTO_Midwest_2_TVA_Transmission | NonRTO_Midwest | TVA_Transmission | Internal | Summer | B9 | 800 | 2400 | 0 | 32.87 | 39.07 | 8 | 0
2015 | NonRTO_Midwest_2_TVA_Transmission | NonRTO_Midwest | TVA_Transmission | Internal | Summer | B10 | 1262 | 2400 | 0 | 32.02 | 36.76 | 8 | 0
2015 | NonRTO_Midwest_2_TVA_Transmission | NonRTO_Midwest | TVA_Transmission | Internal | Winter | B16 | 25 | 2400 | 0 | 57.25 | 55.85 | 8 | 0
2015 | NonRTO_Midwest_2_TVA_Transmission | NonRTO_Midwest | TVA_Transmission | Internal | Winter | B17 | 100 | 2400 | 0 | 51.21 | 46.77 | 8 | 0
2015 | NonRTO_Midwest_2_TVA_Transmission | NonRTO_Midwest | TVA_Transmission | Internal | Winter | B18 | 400 | 2400 | 0 | 47.04 | 43.27 | 8 | 0
2015 | NonRTO_Midwest_2_TVA_Transmission | NonRTO_Midwest | TVA_Transmission | Internal | Winter | B19 | 700 | 2400 | 0 | 35.83 | 41.12 | 8 | 0
2015 | NonRTO_Midwest_2_TVA_Transmission | NonRTO_Midwest | TVA_Transmission | Internal | Winter | B20 | 935 | 2400 | 0 | 32.87 | 39.78 | 8 | 0
2015 | NYISO_A-F_2_IESO | NYISO_A-F | IESO | Internal | Shoulder | B11 | 25 | 1600 | 0 | 41.39 | 34.39 | 7 | 0
2015 | NYISO_A-F_2_IESO | NYISO_A-F | IESO | Internal | Shoulder | B12 | 200 | 1600 | 0 | 39.9 | 32.9 | 7 | 0
2015 | NYISO_A-F_2_IESO | NYISO_A-F | IESO | Internal | Shoulder | B13 | 600 | 1600 | 0 | 39.87 | 30.82 | 7 | 0
2015 | NYISO_A-F_2_IESO | NYISO_A-F | IESO | Internal | Shoulder | B14 | 900 | 1600 | 0 | 38.21 | 30.82 | 7 | 0
2015 | NYISO_A-F_2_IESO | NYISO_A-F | IESO | Internal | Shoulder | B15 | 1203 | 1600 | 0 | 38.21 | 30.82 | 7 | 0
2015 | NYISO_A-F_2_IESO | NYISO_A-F | IESO | Internal | Summer | B1 | 10 | 1600 | 0 | 59.43 | 52.43 | 7 | 0
2015 | NYISO_A-F_2_IESO | NYISO_A-F | IESO | Internal | Summer | B2 | 25 | 1600 | 0 | 53.3 | 46.3 | 7 | 0
2015 | NYISO_A-F_2_IESO | NYISO_A-F | IESO | Internal | Summer | B3 | 75 | 1600 | 0 | 50.3 | 43.3 | 7 | 0
2015 | NYISO_A-F_2_IESO | NYISO_A-F | IESO | Internal | Summer | B4 | 100 | 1600 | 0 | 45.07 | 38.07 | 7 | 0
2015 | NYISO_A-F_2_IESO | NYISO_A-F | IESO | Internal | Summer | B5 | 200 | 1600 | 0 | 45.07 | 38.07 | 7 | 0
2015 | NYISO_A-F_2_IESO | NYISO_A-F | IESO | Internal | Summer | B6 | 300 | 1600 | 0 | 42.33 | 35.33 | 7 | 0
2015 | NYISO_A-F_2_IESO | NYISO_A-F | IESO | Internal | Summer | B7 | 400 | 1600 | 0 | 37.27 | 29.72 | 7 | 0
2015 | NYISO_A-F_2_IESO | NYISO_A-F | IESO | Internal | Summer | B8 | 500 | 1600 | 0 | 37.19 | 29.26 | 7 | 0
2015 | NYISO_A-F_2_IESO | NYISO_A-F | IESO | Internal | Summer | B9 | 800 | 1600 | 0 | 37.18 | 29.26 | 7 | 0
2015 | NYISO_A-F_2_IESO | NYISO_A-F | IESO | Internal | Summer | B10 | 1262 | 1600 | 0 | 37.18 | 29.26 | 7 | 0
2015 | NYISO_A-F_2_IESO | NYISO_A-F | IESO | Internal | Winter | B16 | 25 | 1600 | 0 | 45.52 | 38.52 | 7 | 0
2015 | NYISO_A-F_2_IESO | NYISO_A-F | IESO | Internal | Winter | B17 | 100 | 1600 | 0 | 43.2 | 36.2 | 7 | 0
2015 | NYISO_A-F_2_IESO | NYISO_A-F | IESO | Internal | Winter | B18 | 400 | 1600 | 0 | 42.55 | 35.55 | 7 | 0
2015 | NYISO_A-F_2_IESO | NYISO_A-F | IESO | Internal | Winter | B19 | 700 | 1600 | 0 | 42.55 | 35.55 | 7 | 0
2015 | NYISO_A-F_2_IESO | NYISO_A-F | IESO | Internal | Winter | B20 | 935 | 1600 | 0 | 42.55 | 35.55 | 7 | 0
2015 | NYISO_A-F_2_NEISO | NYISO_A-F | NEISO | Internal | Shoulder | B11 | 25 | 600 | 0 | 41.39 | 36.9 | 3 | 0
2015 | NYISO_A-F_2_NEISO | NYISO_A-F | NEISO | Internal | Shoulder | B12 | 200 | 600 | 0 | 39.9 | 36.9 | 3 | 0
2015 | NYISO_A-F_2_NEISO | NYISO_A-F | NEISO | Internal | Shoulder | B13 | 600 | 600 | 0 | 39.87 | 36.9 | 3 | 0
2015 | NYISO_A-F_2_NEISO | NYISO_A-F | NEISO | Internal | Shoulder | B14 | 900 | 600 | 0 | 38.21 | 36.9 | 3 | 0
2015 | NYISO_A-F_2_NEISO | NYISO_A-F | NEISO | Internal | Shoulder | B15 | 1203 | 600 | 0 | 38.21 | 36.9 | 3 | 0
2015 | NYISO_A-F_2_NEISO | NYISO_A-F | NEISO | Internal | Summer | B1 | 10 | 600 | 600 | 59.43 | 65.84 | 3 | 3.41
2015 | NYISO_A-F_2_NEISO | NYISO_A-F | NEISO | Internal | Summer | B2 | 25 | 600 | 0 | 53.3 | 53.84 | 3 | 0
2015 | NYISO_A-F_2_NEISO | NYISO_A-F | NEISO | Internal | Summer | B3 | 75 | 600 | 0 | 50.3 | 47.33 | 3 | 0
2015 | NYISO_A-F_2_NEISO | NYISO_A-F | NEISO | Internal | Summer | B4 | 100 | 600 | 0 | 45.07 | 37.89 | 3 | 0
2015 | NYISO_A-F_2_NEISO | NYISO_A-F | NEISO | Internal | Summer | B5 | 200 | 600 | 0 | 45.07 | 34.2 | 3 | 0
2015 | NYISO_A-F_2_NEISO | NYISO_A-F | NEISO | Internal | Summer | B6 | 300 | 600 | 0 | 42.33 | 34.2 | 3 | 0
2015 | NYISO_A-F_2_NEISO | NYISO_A-F | NEISO | Internal | Summer | B7 | 400 | 600 | 0 | 37.27 | 34.2 | 3 | 0
2015 | NYISO_A-F_2_NEISO | NYISO_A-F | NEISO | Internal | Summer | B8 | 500 | 600 | 0 | 37.19 | 34.2 | 3 | 0
2015 | NYISO_A-F_2_NEISO | NYISO_A-F | NEISO | Internal | Summer | B9 | 800 | 600 | 0 | 37.18 | 34.2 | 3 | 0
2015 | NYISO_A-F_2_NEISO | NYISO_A-F | NEISO | Internal | Summer | B10 | 1262 | 600 | 0 | 37.18 | 34.2 | 3 | 0
2015 | NYISO_A-F_2_NEISO | NYISO_A-F | NEISO | Internal | Winter | B16 | 25 | 600 | 0 | 45.52 | 45.29 | 3 | 0
2015 | NYISO_A-F_2_NEISO | NYISO_A-F | NEISO | Internal | Winter | B17 | 100 | 600 | 0 | 43.2 | 45.29 | 3 | 0
2015 | NYISO_A-F_2_NEISO | NYISO_A-F | NEISO | Internal | Winter | B18 | 400 | 600 | 0 | 42.55 | 45.29 | 3 | 0
2015 | NYISO_A-F_2_NEISO | NYISO_A-F | NEISO | Internal | Winter | B19 | 700 | 600 | 0 | 42.55 | 45.29 | 3 | 0
2015 | NYISO_A-F_2_NEISO | NYISO_A-F | NEISO | Internal | Winter | B20 | 935 | 600 | 0 | 42.55 | 45.29 | 3 | 0
2015 | NYISO_A-F_2_NYISO_G-I | NYISO_A-F | NYISO_G-I | Internal | Shoulder | B11 | 25 | 4888 | 4843.69 | 41.39 | 41.4 | 0.01 | 0
2015 | NYISO_A-F_2_NYISO_G-I | NYISO_A-F | NYISO_G-I | Internal | Shoulder | B12 | 200 | 4888 | 3923.71 | 39.9 | 39.91 | 0.01 | 0
2015 | NYISO_A-F_2_NYISO_G-I | NYISO_A-F | NYISO_G-I | Internal | Shoulder | B13 | 600 | 4888 | 4246.51 | 39.87 | 39.89 | 0.01 | 0
2015 | NYISO_A-F_2_NYISO_G-I | NYISO_A-F | NYISO_G-I | Internal | Shoulder | B14 | 900 | 4888 | 4652.22 | 38.21 | 38.22 | 0.01 | 0
2015 | NYISO_A-F_2_NYISO_G-I | NYISO_A-F | NYISO_G-I | Internal | Shoulder | B15 | 1203 | 4888 | 2642.09 | 38.21 | 38.22 | 0.01 | 0
2015 | NYISO_A-F_2_NYISO_G-I | NYISO_A-F | NYISO_G-I | Internal | Summer | B1 | 10 | 4888 | 4888 | 59.43 | 68.82 | 0.01 | 9.39
2015 | NYISO_A-F_2_NYISO_G-I | NYISO_A-F | NYISO_G-I | Internal | Summer | B2 | 25 | 4888 | 4888 | 53.3 | 56.82 | 0.01 | 3.51
2015 | NYISO_A-F_2_NYISO_G-I | NYISO_A-F | NYISO_G-I | Internal | Summer | B3 | 75 | 4888 | 4793.11 | 50.3 | 50.31 | 0.01 | 0
2015 | NYISO_A-F_2_NYISO_G-I | NYISO_A-F | NYISO_G-I | Internal | Summer | B4 | 100 | 4888 | 4888 | 45.07 | 49.5 | 0.01 | 4.41
2015 | NYISO_A-F_2_NYISO_G-I | NYISO_A-F | NYISO_G-I | Internal | Summer | B5 | 200 | 4888 | 4888 | 45.07 | 49.5 | 0.01 | 4.41
2015 | NYISO_A-F_2_NYISO_G-I | NYISO_A-F | NYISO_G-I | Internal | Summer | B6 | 300 | 4888 | 4575.01 | 42.33 | 42.34 | 0.01 | 0
2015 | NYISO_A-F_2_NYISO_G-I | NYISO_A-F | NYISO_G-I | Internal | Summer | B7 | 400 | 4888 | 4282.5 | 37.27 | 37.28 | 0.01 | 0
2015 | NYISO_A-F_2_NYISO_G-I | NYISO_A-F | NYISO_G-I | Internal | Summer | B8 | 500 | 4888 | 4079.54 | 37.19 | 37.2 | 0.01 | 0
2015 | NYISO_A-F_2_NYISO_G-I | NYISO_A-F | NYISO_G-I | Internal | Summer | B9 | 800 | 4888 | 3887.6 | 37.18 | 37.19 | 0.01 | 0
2015 | NYISO_A-F_2_NYISO_G-I | NYISO_A-F | NYISO_G-I | Internal | Summer | B10 | 1262 | 4888 | 1845.6 | 37.18 | 37.19 | 0.01 | 0
2015 | NYISO_A-F_2_NYISO_G-I | NYISO_A-F | NYISO_G-I | Internal | Winter | B16 | 25 | 4888 | 4888 | 45.52 | 48.29 | 0.01 | 2.76
2015 | NYISO_A-F_2_NYISO_G-I | NYISO_A-F | NYISO_G-I | Internal | Winter | B17 | 100 | 4888 | 4888 | 43.2 | 48.28 | 0.01 | 5.07
2015 | NYISO_A-F_2_NYISO_G-I | NYISO_A-F | NYISO_G-I | Internal | Winter | B18 | 400 | 4888 | 4888 | 42.55 | 48.28 | 0.01 | 5.71
2015 | NYISO_A-F_2_NYISO_G-I | NYISO_A-F | NYISO_G-I | Internal | Winter | B19 | 700 | 4888 | 4888 | 42.55 | 47.71 | 0.01 | 5.15
2015 | NYISO_A-F_2_NYISO_G-I | NYISO_A-F | NYISO_G-I | Internal | Winter | B20 | 935 | 4888 | 4888 | 42.55 | 44.31 | 0.01 | 1.75
2015 | NYISO_A-F_2_PJM_ROM | NYISO_A-F | PJM_ROM | Internal | Shoulder | B11 | 25 | 1000 | 999.98 | 41.39 | 49.43 | 8 | 0.04
2015 | NYISO_A-F_2_PJM_ROM | NYISO_A-F | PJM_ROM | Internal | Shoulder | B12 | 200 | 1000 | 0 | 39.9 | 42.64 | 8 | 0
2015 | NYISO_A-F_2_PJM_ROM | NYISO_A-F | PJM_ROM | Internal | Shoulder | B13 | 600 | 1000 | 0 | 39.87 | 39.97 | 8 | 0
2015 | NYISO_A-F_2_PJM_ROM | NYISO_A-F | PJM_ROM | Internal | Shoulder | B14 | 900 | 1000 | 0 | 38.21 | 38.58 | 8 | 0
2015 | NYISO_A-F_2_PJM_ROM | NYISO_A-F | PJM_ROM | Internal | Shoulder | B15 | 1203 | 1000 | 0 | 38.21 | 36.43 | 8 | 0
2015 | NYISO_A-F_2_PJM_ROM | NYISO_A-F | PJM_ROM | Internal | Summer | B1 | 10 | 1000 | 0 | 59.43 | 62.81 | 8 | 0
2015 | NYISO_A-F_2_PJM_ROM | NYISO_A-F | PJM_ROM | Internal | Summer | B2 | 25 | 1000 | 277.59 | 53.3 | 61.3 | 8 | 0
2015 | NYISO_A-F_2_PJM_ROM | NYISO_A-F | PJM_ROM | Internal | Summer | B3 | 75 | 1000 | 91.57 | 50.3 | 58.3 | 8 | 0
2015 | NYISO_A-F_2_PJM_ROM | NYISO_A-F | PJM_ROM | Internal | Summer | B4 | 100 | 1000 | 1000 | 45.07 | 57.48 | 8 | 4.41
2015 | NYISO_A-F_2_PJM_ROM | NYISO_A-F | PJM_ROM | Internal | Summer | B5 | 200 | 1000 | 0 | 45.07 | 49.11 | 8 | 0
2015 | NYISO_A-F_2_PJM_ROM | NYISO_A-F | PJM_ROM | Internal | Summer | B6 | 300 | 1000 | 0 | 42.33 | 44.81 | 8 | 0
2015 | NYISO_A-F_2_PJM_ROM | NYISO_A-F | PJM_ROM | Internal | Summer | B7 | 400 | 1000 | 0 | 37.27 | 38.73 | 8 | 0
2015 | NYISO_A-F_2_PJM_ROM | NYISO_A-F | PJM_ROM | Internal | Summer | B8 | 500 | 1000 | 0 | 37.19 | 37.2 | 8 | 0
2015 | NYISO_A-F_2_PJM_ROM | NYISO_A-F | PJM_ROM | Internal | Summer | B9 | 800 | 1000 | 0 | 37.18 | 35.52 | 8 | 0
2015 | NYISO_A-F_2_PJM_ROM | NYISO_A-F | PJM_ROM | Internal | Summer | B10 | 1262 | 1000 | 0 | 37.18 | 34.55 | 8 | 0
2015 | NYISO_A-F_2_PJM_ROM | NYISO_A-F | PJM_ROM | Internal | Winter | B16 | 25 | 1000 | 0 | 45.52 | 51.24 | 8 | 0
2015 | NYISO_A-F_2_PJM_ROM | NYISO_A-F | PJM_ROM | Internal | Winter | B17 | 100 | 1000 | 0 | 43.2 | 45.21 | 8 | 0
2015 | NYISO_A-F_2_PJM_ROM | NYISO_A-F | PJM_ROM | Internal | Winter | B18 | 400 | 1000 | 0 | 42.55 | 44.02 | 8 | 0
2015 | NYISO_A-F_2_PJM_ROM | NYISO_A-F | PJM_ROM | Internal | Winter | B19 | 700 | 1000 | 0 | 42.55 | 41.7 | 8 | 0
2015 | NYISO_A-F_2_PJM_ROM | NYISO_A-F | PJM_ROM | Internal | Winter | B20 | 935 | 1000 | 0 | 42.55 | 36.65 | 8 | 0
2015 | NYISO_G-I_2_NEISO | NYISO_G-I | NEISO | Internal | Shoulder | B11 | 25 | 600 | 0 | 41.4 | 36.9 | 3 | 0
2015 | NYISO_G-I_2_NEISO | NYISO_G-I | NEISO | Internal | Shoulder | B12 | 200 | 600 | 0 | 39.91 | 36.9 | 3 | 0
2015 | NYISO_G-I_2_NEISO | NYISO_G-I | NEISO | Internal | Shoulder | B13 | 600 | 600 | 0 | 39.89 | 36.9 | 3 | 0
2015 | NYISO_G-I_2_NEISO | NYISO_G-I | NEISO | Internal | Shoulder | B14 | 900 | 600 | 0 | 38.22 | 36.9 | 3 | 0
2015 | NYISO_G-I_2_NEISO | NYISO_G-I | NEISO | Internal | Shoulder | B15 | 1203 | 600 | 0 | 38.22 | 36.9 | 3 | 0
2015 | NYISO_G-I_2_NEISO | NYISO_G-I | NEISO | Internal | Summer | B1 | 10 | 600 | 0 | 68.82 | 65.84 | 3 | 0
2015 | NYISO_G-I_2_NEISO | NYISO_G-I | NEISO | Internal | Summer | B2 | 25 | 600 | 0 | 56.82 | 53.84 | 3 | 0
2015 | NYISO_G-I_2_NEISO | NYISO_G-I | NEISO | Internal | Summer | B3 | 75 | 600 | 0 | 50.31 | 47.33 | 3 | 0
2015 | NYISO_G-I_2_NEISO | NYISO_G-I | NEISO | Internal | Summer | B4 | 100 | 600 | 0 | 49.5 | 37.89 | 3 | 0
2015 | NYISO_G-I_2_NEISO | NYISO_G-I | NEISO | Internal | Summer | B5 | 200 | 600 | 0 | 49.5 | 34.2 | 3 | 0
2015 | NYISO_G-I_2_NEISO | NYISO_G-I | NEISO | Internal | Summer | B6 | 300 | 600 | 0 | 42.34 | 34.2 | 3 | 0
2015 | NYISO_G-I_2_NEISO | NYISO_G-I | NEISO | Internal | Summer | B7 | 400 | 600 | 0 | 37.28 | 34.2 | 3 | 0
2015 | NYISO_G-I_2_NEISO | NYISO_G-I | NEISO | Internal | Summer | B8 | 500 | 600 | 0 | 37.2 | 34.2 | 3 | 0
2015 | NYISO_G-I_2_NEISO | NYISO_G-I | NEISO | Internal | Summer | B9 | 800 | 600 | 0 | 37.19 | 34.2 | 3 | 0
2015 | NYISO_G-I_2_NEISO | NYISO_G-I | NEISO | Internal | Summer | B10 | 1262 | 600 | 0 | 37.19 | 34.2 | 3 | 0
2015 | NYISO_G-I_2_NEISO | NYISO_G-I | NEISO | Internal | Winter | B16 | 25 | 600 | 0 | 48.29 | 45.29 | 3 | 0
2015 | NYISO_G-I_2_NEISO | NYISO_G-I | NEISO | Internal | Winter | B17 | 100 | 600 | 0 | 48.28 | 45.29 | 3 | 0
2015 | NYISO_G-I_2_NEISO | NYISO_G-I | NEISO | Internal | Winter | B18 | 400 | 600 | 0 | 48.28 | 45.29 | 3 | 0
2015 | NYISO_G-I_2_NEISO | NYISO_G-I | NEISO | Internal | Winter | B19 | 700 | 600 | 0 | 47.71 | 45.29 | 3 | 0
2015 | NYISO_G-I_2_NEISO | NYISO_G-I | NEISO | Internal | Winter | B20 | 935 | 600 | 0 | 44.31 | 45.29 | 3 | 0
2015 | NYISO_G-I_2_NYISO_A-F | NYISO_G-I | NYISO_A-F | Internal | Shoulder | B11 | 25 | 2637 | 0.03 | 41.4 | 41.39 | 0.01 | 0
2015 | NYISO_G-I_2_NYISO_A-F | NYISO_G-I | NYISO_A-F | Internal | Shoulder | B12 | 200 | 2637 | 0 | 39.91 | 39.9 | 0.01 | 0
2015 | NYISO_G-I_2_NYISO_A-F | NYISO_G-I | NYISO_A-F | Internal | Shoulder | B13 | 600 | 2637 | 0 | 39.89 | 39.87 | 0.01 | 0
2015 | NYISO_G-I_2_NYISO_A-F | NYISO_G-I | NYISO_A-F | Internal | Shoulder | B14 | 900 | 2637 | 0 | 38.22 | 38.21 | 0.01 | 0
2015 | NYISO_G-I_2_NYISO_A-F | NYISO_G-I | NYISO_A-F | Internal | Shoulder | B15 | 1203 | 2637 | 0 | 38.22 | 38.21 | 0.01 | 0
2015 | NYISO_G-I_2_NYISO_A-F | NYISO_G-I | NYISO_A-F | Internal | Summer | B1 | 10 | 2637 | 0 | 68.82 | 59.43 | 0.01 | 0
2015 | NYISO_G-I_2_NYISO_A-F | NYISO_G-I | NYISO_A-F | Internal | Summer | B2 | 25 | 2637 | 0 | 56.82 | 53.3 | 0.01 | 0
2015 | NYISO_G-I_2_NYISO_A-F | NYISO_G-I | NYISO_A-F | Internal | Summer | B3 | 75 | 2637 | 0.01 | 50.31 | 50.3 | 0.01 | 0
2015 | NYISO_G-I_2_NYISO_A-F | NYISO_G-I | NYISO_A-F | Internal | Summer | B4 | 100 | 2637 | 0 | 49.5 | 45.07 | 0.01 | 0
2015 | NYISO_G-I_2_NYISO_A-F | NYISO_G-I | NYISO_A-F | Internal | Summer | B5 | 200 | 2637 | 0 | 49.5 | 45.07 | 0.01 | 0
2015 | NYISO_G-I_2_NYISO_A-F | NYISO_G-I | NYISO_A-F | Internal | Summer | B6 | 300 | 2637 | 0 | 42.34 | 42.33 | 0.01 | 0
2015 | NYISO_G-I_2_NYISO_A-F | NYISO_G-I | NYISO_A-F | Internal | Summer | B7 | 400 | 2637 | 0 | 37.28 | 37.27 | 0.01 | 0
2015 | NYISO_G-I_2_NYISO_A-F | NYISO_G-I | NYISO_A-F | Internal | Summer | B8 | 500 | 2637 | 0 | 37.2 | 37.19 | 0.01 | 0
2015 | NYISO_G-I_2_NYISO_A-F | NYISO_G-I | NYISO_A-F | Internal | Summer | B9 | 800 | 2637 | 0 | 37.19 | 37.18 | 0.01 | 0
2015 | NYISO_G-I_2_NYISO_A-F | NYISO_G-I | NYISO_A-F | Internal | Summer | B10 | 1262 | 2637 | 0 | 37.19 | 37.18 | 0.01 | 0
2015 | NYISO_G-I_2_NYISO_A-F | NYISO_G-I | NYISO_A-F | Internal | Winter | B16 | 25 | 2637 | 0 | 48.29 | 45.52 | 0.01 | 0
2015 | NYISO_G-I_2_NYISO_A-F | NYISO_G-I | NYISO_A-F | Internal | Winter | B17 | 100 | 2637 | 0 | 48.28 | 43.2 | 0.01 | 0
2015 | NYISO_G-I_2_NYISO_A-F | NYISO_G-I | NYISO_A-F | Internal | Winter | B18 | 400 | 2637 | 0 | 48.28 | 42.55 | 0.01 | 0
2015 | NYISO_G-I_2_NYISO_A-F | NYISO_G-I | NYISO_A-F | Internal | Winter | B19 | 700 | 2637 | 0 | 47.71 | 42.55 | 0.01 | 0
2015 | NYISO_G-I_2_NYISO_A-F | NYISO_G-I | NYISO_A-F | Internal | Winter | B20 | 935 | 2637 | 0 | 44.31 | 42.55 | 0.01 | 0
2015 | NYISO_G-I_2_NYISO_J-K | NYISO_G-I | NYISO_J-K | Internal | Shoulder | B11 | 25 | 6130 | 4019.18 | 41.4 | 41.42 | 0.01 | 0
2015 | NYISO_G-I_2_NYISO_J-K | NYISO_G-I | NYISO_J-K | Internal | Shoulder | B12 | 200 | 6130 | 4666.37 | 39.91 | 39.92 | 0.01 | 0
2015 | NYISO_G-I_2_NYISO_J-K | NYISO_G-I | NYISO_J-K | Internal | Shoulder | B13 | 600 | 6130 | 4508.21 | 39.89 | 39.9 | 0.01 | 0
2015 | NYISO_G-I_2_NYISO_J-K | NYISO_G-I | NYISO_J-K | Internal | Shoulder | B14 | 900 | 6130 | 4224.68 | 38.22 | 38.24 | 0.01 | 0
2015 | NYISO_G-I_2_NYISO_J-K | NYISO_G-I | NYISO_J-K | Internal | Shoulder | B15 | 1203 | 6130 | 2627.95 | 38.22 | 38.24 | 0.01 | 0
2015 | NYISO_G-I_2_NYISO_J-K | NYISO_G-I | NYISO_J-K | Internal | Summer | B1 | 10 | 6130 | 4277.26 | 68.82 | 68.84 | 0.01 | 0
2015 | NYISO_G-I_2_NYISO_J-K | NYISO_G-I | NYISO_J-K | Internal | Summer | B2 | 25 | 6130 | 4349.86 | 56.82 | 56.84 | 0.01 | 0
2015 | NYISO_G-I_2_NYISO_J-K | NYISO_G-I | NYISO_J-K | Internal | Summer | B3 | 75 | 6130 | 4605.24 | 50.31 | 50.33 | 0.01 | 0
2015 | NYISO_G-I_2_NYISO_J-K | NYISO_G-I | NYISO_J-K | Internal | Summer | B4 | 100 | 6130 | 5455.86 | 49.5 | 49.51 | 0.01 | 0
2015 | NYISO_G-I_2_NYISO_J-K | NYISO_G-I | NYISO_J-K | Internal | Summer | B5 | 200 | 6130 | 5743.92 | 49.5 | 49.51 | 0.01 | 0
2015 | NYISO_G-I_2_NYISO_J-K | NYISO_G-I | NYISO_J-K | Internal | Summer | B6 | 300 | 6130 | 5622.36 | 42.34 | 42.35 | 0.01 | 0
2015 | NYISO_G-I_2_NYISO_J-K | NYISO_G-I | NYISO_J-K | Internal | Summer | B7 | 400 | 6130 | 5503.59 | 37.28 | 37.29 | 0.01 | 0
2015 | NYISO_G-I_2_NYISO_J-K | NYISO_G-I | NYISO_J-K | Internal | Summer | B8 | 500 | 6130 | 5376.57 | 37.2 | 37.21 | 0.01 | 0
2015 | NYISO_G-I_2_NYISO_J-K | NYISO_G-I | NYISO_J-K | Internal | Summer | B9 | 800 | 6130 | 4862.53 | 37.19 | 37.2 | 0.01 | 0
2015 | NYISO_G-I_2_NYISO_J-K | NYISO_G-I | NYISO_J-K | Internal | Summer | B10 | 1262 | 6130 | 3255.09 | 37.19 | 37.2 | 0.01 | 0
2015 | NYISO_G-I_2_NYISO_J-K | NYISO_G-I | NYISO_J-K | Internal | Winter | B16 | 25 | 6130 | 5938.34 | 48.29 | 48.3 | 0.01 | 0
2015 | NYISO_G-I_2_NYISO_J-K | NYISO_G-I | NYISO_J-K | Internal | Winter | B17 | 100 | 6130 | 5598.69 | 48.28 | 48.29 | 0.01 | 0
2015 | NYISO_G-I_2_NYISO_J-K | NYISO_G-I | NYISO_J-K | Internal | Winter | B18 | 400 | 6130 | 5670.24 | 48.28 | 48.29 | 0.01 | 0
2015 | NYISO_G-I_2_NYISO_J-K | NYISO_G-I | NYISO_J-K | Internal | Winter | B19 | 700 | 6130 | 6130 | 47.71 | 48.14 | 0.01 | 0.41
2015 | NYISO_G-I_2_NYISO_J-K | NYISO_G-I | NYISO_J-K | Internal | Winter | B20 | 935 | 6130 | 5666.41 | 44.31 | 44.32 | 0.01 | 0
2015 | NYISO_G-I_2_PJM_E | NYISO_G-I | PJM_E | Internal | Shoulder | B11 | 25 | 1500 | 1499.93 | 41.4 | 49.42 | 8 | 0.01
2015 | NYISO_G-I_2_PJM_E | NYISO_G-I | PJM_E | Internal | Shoulder | B12 | 200 | 1500 | 0 | 39.91 | 42.66 | 8 | 0
2015 | NYISO_G-I_2_PJM_E | NYISO_G-I | PJM_E | Internal | Shoulder | B13 | 600 | 1500 | 0 | 39.89 | 39.98 | 8 | 0
2015 | NYISO_G-I_2_PJM_E | NYISO_G-I | PJM_E | Internal | Shoulder | B14 | 900 | 1500 | 0 | 38.22 | 38.59 | 8 | 0
2015 | NYISO_G-I_2_PJM_E | NYISO_G-I | PJM_E | Internal | Shoulder | B15 | 1203 | 1500 | 0 | 38.22 | 36.44 | 8 | 0
2015 | NYISO_G-I_2_PJM_E | NYISO_G-I | PJM_E | Internal | Summer | B1 | 10 | 1500 | 0 | 68.82 | 62.82 | 8 | 0
2015 | NYISO_G-I_2_PJM_E | NYISO_G-I | PJM_E | Internal | Summer | B2 | 25 | 1500 | 0 | 56.82 | 61.31 | 8 | 0
2015 | NYISO_G-I_2_PJM_E | NYISO_G-I | PJM_E | Internal | Summer | B3 | 75 | 1500 | 46.56 | 50.31 | 58.31 | 8 | 0
2015 | NYISO_G-I_2_PJM_E | NYISO_G-I | PJM_E | Internal | Summer | B4 | 100 | 1500 | 154.84 | 49.5 | 57.5 | 8 | 0
2015 | NYISO_G-I_2_PJM_E | NYISO_G-I | PJM_E | Internal | Summer | B5 | 200 | 1500 | 0 | 49.5 | 49.12 | 8 | 0
2015 | NYISO_G-I_2_PJM_E | NYISO_G-I | PJM_E | Internal | Summer | B6 | 300 | 1500 | 0 | 42.34 | 44.82 | 8 | 0
2015 | NYISO_G-I_2_PJM_E | NYISO_G-I | PJM_E | Internal | Summer | B7 | 400 | 1500 | 0 | 37.28 | 38.74 | 8 | 0
2015 | NYISO_G-I_2_PJM_E | NYISO_G-I | PJM_E | Internal | Summer | B8 | 500 | 1500 | 0 | 37.2 | 37.21 | 8 | 0
2015 | NYISO_G-I_2_PJM_E | NYISO_G-I | PJM_E | Internal | Summer | B9 | 800 | 1500 | 0 | 37.19 | 35.53 | 8 | 0
2015 | NYISO_G-I_2_PJM_E | NYISO_G-I | PJM_E | Internal | Summer | B10 | 1262 | 1500 | 0 | 37.19 | 34.56 | 8 | 0
2015 | NYISO_G-I_2_PJM_E | NYISO_G-I | PJM_E | Internal | Winter | B16 | 25 | 1500 | 0 | 48.29 | 51.25 | 8 | 0
2015 | NYISO_G-I_2_PJM_E | NYISO_G-I | PJM_E | Internal | Winter | B17 | 100 | 1500 | 0 | 48.28 | 45.22 | 8 | 0
2015 | NYISO_G-I_2_PJM_E | NYISO_G-I | PJM_E | Internal | Winter | B18 | 400 | 1500 | 0 | 48.28 | 44.03 | 8 | 0
2015 | NYISO_G-I_2_PJM_E | NYISO_G-I | PJM_E | Internal | Winter | B19 | 700 | 1500 | 0 | 47.71 | 41.71 | 8 | 0
2015 | NYISO_G-I_2_PJM_E | NYISO_G-I | PJM_E | Internal | Winter | B20 | 935 | 1500 | 0 | 44.31 | 36.66 | 8 | 0
2015 | NYISO_J-K_2_NEISO | NYISO_J-K | NEISO | Internal | Shoulder | B11 | 25 | 90 | 0 | 41.42 | 36.9 | 3 | 0
2015 | NYISO_J-K_2_NEISO | NYISO_J-K | NEISO | Internal | Shoulder | B12 | 200 | 90 | 0 | 39.92 | 36.9 | 3 | 0
2015 | NYISO_J-K_2_NEISO | NYISO_J-K | NEISO | Internal | Shoulder | B13 | 600 | 90 | 0 | 39.9 | 36.9 | 3 | 0
2015 | NYISO_J-K_2_NEISO | NYISO_J-K | NEISO | Internal | Shoulder | B14 | 900 | 90 | 0 | 38.24 | 36.9 | 3 | 0
2015 | NYISO_J-K_2_NEISO | NYISO_J-K | NEISO | Internal | Shoulder | B15 | 1203 | 90 | 0 | 38.24 | 36.9 | 3 | 0
2015 | NYISO_J-K_2_NEISO | NYISO_J-K | NEISO | Internal | Summer | B1 | 10 | 90 | 0 | 68.84 | 65.84 | 3 | 0
2015 | NYISO_J-K_2_NEISO | NYISO_J-K | NEISO | Internal | Summer | B2 | 25 | 90 | 0 | 56.84 | 53.84 | 3 | 0
2015 | NYISO_J-K_2_NEISO | NYISO_J-K | NEISO | Internal | Summer | B3 | 75 | 90 | 0 | 50.33 | 47.33 | 3 | 0
2015 | NYISO_J-K_2_NEISO | NYISO_J-K | NEISO | Internal | Summer | B4 | 100 | 90 | 0 | 49.51 | 37.89 | 3 | 0
2015 | NYISO_J-K_2_NEISO | NYISO_J-K | NEISO | Internal | Summer | B5 | 200 | 90 | 0 | 49.51 | 34.2 | 3 | 0
2015 | NYISO_J-K_2_NEISO | NYISO_J-K | NEISO | Internal | Summer | B6 | 300 | 90 | 0 | 42.35 | 34.2 | 3 | 0
2015 | NYISO_J-K_2_NEISO | NYISO_J-K | NEISO | Internal | Summer | B7 | 400 | 90 | 0 | 37.29 | 34.2 | 3 | 0
2015 | NYISO_J-K_2_NEISO | NYISO_J-K | NEISO | Internal | Summer | B8 | 500 | 90 | 0 | 37.21 | 34.2 | 3 | 0
2015 | NYISO_J-K_2_NEISO | NYISO_J-K | NEISO | Internal | Summer | B9 | 800 | 90 | 0 | 37.2 | 34.2 | 3 | 0
2015 | NYISO_J-K_2_NEISO | NYISO_J-K | NEISO | Internal | Summer | B10 | 1262 | 90 | 0 | 37.2 | 34.2 | 3 | 0
2015 | NYISO_J-K_2_NEISO | NYISO_J-K | NEISO | Internal | Winter | B16 | 25 | 90 | 0 | 48.3 | 45.29 | 3 | 0
2015 | NYISO_J-K_2_NEISO | NYISO_J-K | NEISO | Internal | Winter | B17 | 100 | 90 | 0 | 48.29 | 45.29 | 3 | 0
2015 | NYISO_J-K_2_NEISO | NYISO_J-K | NEISO | Internal | Winter | B18 | 400 | 90 | 0 | 48.29 | 45.29 | 3 | 0
2015 | NYISO_J-K_2_NEISO | NYISO_J-K | NEISO | Internal | Winter | B19 | 700 | 90 | 0 | 48.14 | 45.29 | 3 | 0
2015 | NYISO_J-K_2_NEISO | NYISO_J-K | NEISO | Internal | Winter | B20 | 935 | 90 | 0 | 44.32 | 45.29 | 3 | 0
2015 | NYISO_J-K_2_NYISO_G-I | NYISO_J-K | NYISO_G-I | Internal | Shoulder | B11 | 25 | 1999 | 0.03 | 41.42 | 41.4 | 0.01 | 0
2015 | NYISO_J-K_2_NYISO_G-I | NYISO_J-K | NYISO_G-I | Internal | Shoulder | B12 | 200 | 1999 | 0 | 39.92 | 39.91 | 0.01 | 0
2015 | NYISO_J-K_2_NYISO_G-I | NYISO_J-K | NYISO_G-I | Internal | Shoulder | B13 | 600 | 1999 | 0 | 39.9 | 39.89 | 0.01 | 0
2015 | NYISO_J-K_2_NYISO_G-I | NYISO_J-K | NYISO_G-I | Internal | Shoulder | B14 | 900 | 1999 | 0 | 38.24 | 38.22 | 0.01 | 0
2015 | NYISO_J-K_2_NYISO_G-I | NYISO_J-K | NYISO_G-I | Internal | Shoulder | B15 | 1203 | 1999 | 0 | 38.24 | 38.22 | 0.01 | 0
2015 | NYISO_J-K_2_NYISO_G-I | NYISO_J-K | NYISO_G-I | Internal | Summer | B1 | 10 | 1999 | 0.08 | 68.84 | 68.82 | 0.01 | 0
2015 | NYISO_J-K_2_NYISO_G-I | NYISO_J-K | NYISO_G-I | Internal | Summer | B2 | 25 | 1999 | 0.03 | 56.84 | 56.82 | 0.01 | 0
2015 | NYISO_J-K_2_NYISO_G-I | NYISO_J-K | NYISO_G-I | Internal | Summer | B3 | 75 | 1999 | 0.01 | 50.33 | 50.31 | 0.01 | 0
2015 | NYISO_J-K_2_NYISO_G-I | NYISO_J-K | NYISO_G-I | Internal | Summer | B4 | 100 | 1999 | 0 | 49.51 | 49.5 | 0.01 | 0
2015 | NYISO_J-K_2_NYISO_G-I | NYISO_J-K | NYISO_G-I | Internal | Summer | B5 | 200 | 1999 | 0 | 49.51 | 49.5 | 0.01 | 0
2015 | NYISO_J-K_2_NYISO_G-I | NYISO_J-K | NYISO_G-I | Internal | Summer | B6 | 300 | 1999 | 0 | 42.35 | 42.34 | 0.01 | 0
2015 | NYISO_J-K_2_NYISO_G-I | NYISO_J-K | NYISO_G-I | Internal | Summer | B7 | 400 | 1999 | 0 | 37.29 | 37.28 | 0.01 | 0
2015 | NYISO_J-K_2_NYISO_G-I | NYISO_J-K | NYISO_G-I | Internal | Summer | B8 | 500 | 1999 | 0 | 37.21 | 37.2 | 0.01 | 0
2015 | NYISO_J-K_2_NYISO_G-I | NYISO_J-K | NYISO_G-I | Internal | Summer | B9 | 800 | 1999 | 0 | 37.2 | 37.19 | 0.01 | 0
2015 | NYISO_J-K_2_NYISO_G-I | NYISO_J-K | NYISO_G-I | Internal | Summer | B10 | 1262 | 1999 | 0 | 37.2 | 37.19 | 0.01 | 0
2015 | NYISO_J-K_2_NYISO_G-I | NYISO_J-K | NYISO_G-I | Internal | Winter | B16 | 25 | 1999 | 0.03 | 48.3 | 48.29 | 0.01 | 0
2015 | NYISO_J-K_2_NYISO_G-I | NYISO_J-K | NYISO_G-I | Internal | Winter | B17 | 100 | 1999 | 0 | 48.29 | 48.28 | 0.01 | 0
2015 | NYISO_J-K_2_NYISO_G-I | NYISO_J-K | NYISO_G-I | Internal | Winter | B18 | 400 | 1999 | 0 | 48.29 | 48.28 | 0.01 | 0
2015 | NYISO_J-K_2_NYISO_G-I | NYISO_J-K | NYISO_G-I | Internal | Winter | B19 | 700 | 1999 | 0 | 48.14 | 47.71 | 0.01 | 0
2015 | NYISO_J-K_2_NYISO_G-I | NYISO_J-K | NYISO_G-I | Internal | Winter | B20 | 935 | 1999 | 0 | 44.32 | 44.31 | 0.01 | 0
2015 | NYISO_J-K_2_PJM_E | NYISO_J-K | PJM_E | Internal | Shoulder | B11 | 25 | 330 | 12.98 | 41.42 | 49.42 | 8 | 0
2015 | NYISO_J-K_2_PJM_E | NYISO_J-K | PJM_E | Internal | Shoulder | B12 | 200 | 330 | 0 | 39.92 | 42.66 | 8 | 0
2015 | NYISO_J-K_2_PJM_E | NYISO_J-K | PJM_E | Internal | Shoulder | B13 | 600 | 330 | 0 | 39.9 | 39.98 | 8 | 0
2015 | NYISO_J-K_2_PJM_E | NYISO_J-K | PJM_E | Internal | Shoulder | B14 | 900 | 330 | 0 | 38.24 | 38.59 | 8 | 0
2015 | NYISO_J-K_2_PJM_E | NYISO_J-K | PJM_E | Internal | Shoulder | B15 | 1203 | 330 | 0 | 38.24 | 36.44 | 8 | 0
2015 | NYISO_J-K_2_PJM_E | NYISO_J-K | PJM_E | Internal | Summer | B1 | 10 | 330 | 0 | 68.84 | 62.82 | 8 | 0
2015 | NYISO_J-K_2_PJM_E | NYISO_J-K | PJM_E | Internal | Summer | B2 | 25 | 330 | 0 | 56.84 | 61.31 | 8 | 0
2015 | NYISO_J-K_2_PJM_E | NYISO_J-K | PJM_E | Internal | Summer | B3 | 75 | 330 | 0.02 | 50.33 | 58.31 | 8 | 0
2015 | NYISO_J-K_2_PJM_E | NYISO_J-K | PJM_E | Internal | Summer | B4 | 100 | 330 | 0.02 | 49.51 | 57.5 | 8 | 0
2015 | NYISO_J-K_2_PJM_E | NYISO_J-K | PJM_E | Internal | Summer | B5 | 200 | 330 | 0 | 49.51 | 49.12 | 8 | 0
2015 | NYISO_J-K_2_PJM_E | NYISO_J-K | PJM_E | Internal | Summer | B6 | 300 | 330 | 0 | 42.35 | 44.82 | 8 | 0
2015 | NYISO_J-K_2_PJM_E | NYISO_J-K | PJM_E | Internal | Summer | B7 | 400 | 330 | 0 | 37.29 | 38.74 | 8 | 0
2015 | NYISO_J-K_2_PJM_E | NYISO_J-K | PJM_E | Internal | Summer | B8 | 500 | 330 | 0 | 37.21 | 37.21 | 8 | 0
2015 | NYISO_J-K_2_PJM_E | NYISO_J-K | PJM_E | Internal | Summer | B9 | 800 | 330 | 0 | 37.2 | 35.53 | 8 | 0
2015 | NYISO_J-K_2_PJM_E | NYISO_J-K | PJM_E | Internal | Summer | B10 | 1262 | 330 | 0 | 37.2 | 34.56 | 8 | 0
2015 | NYISO_J-K_2_PJM_E | NYISO_J-K | PJM_E | Internal | Winter | B16 | 25 | 330 | 0 | 48.3 | 51.25 | 8 | 0
2015 | NYISO_J-K_2_PJM_E | NYISO_J-K | PJM_E | Internal | Winter | B17 | 100 | 330 | 0 | 48.29 | 45.22 | 8 | 0
2015 | NYISO_J-K_2_PJM_E | NYISO_J-K | PJM_E | Internal | Winter | B18 | 400 | 330 | 0 | 48.29 | 44.03 | 8 | 0
2015 | NYISO_J-K_2_PJM_E | NYISO_J-K | PJM_E | Internal | Winter | B19 | 700 | 330 | 0 | 48.14 | 41.71 | 8 | 0
2015 | NYISO_J-K_2_PJM_E | NYISO_J-K | PJM_E | Internal | Winter | B20 | 935 | 330 | 0 | 44.32 | 36.66 | 8 | 0
2015 | PJM_E_2_NYISO_G-I | PJM_E | NYISO_G-I | Internal | Shoulder | B11 | 25 | 500 | 0 | 49.42 | 41.4 | 6 | 0
2015 | PJM_E_2_NYISO_G-I | PJM_E | NYISO_G-I | Internal | Shoulder | B12 | 200 | 500 | 0 | 42.66 | 39.91 | 6 | 0
2015 | PJM_E_2_NYISO_G-I | PJM_E | NYISO_G-I | Internal | Shoulder | B13 | 600 | 500 | 0 | 39.98 | 39.89 | 6 | 0
2015 | PJM_E_2_NYISO_G-I | PJM_E | NYISO_G-I | Internal | Shoulder | B14 | 900 | 500 | 0 | 38.59 | 38.22 | 6 | 0
2015 | PJM_E_2_NYISO_G-I | PJM_E | NYISO_G-I | Internal | Shoulder | B15 | 1203 | 500 | 0 | 36.44 | 38.22 | 6 | 0
2015 | PJM_E_2_NYISO_G-I | PJM_E | NYISO_G-I | Internal | Summer | B1 | 10 | 500 | 87.88 | 62.82 | 68.82 | 6 | 0
2015 | PJM_E_2_NYISO_G-I | PJM_E | NYISO_G-I | Internal | Summer | B2 | 25 | 500 | 0 | 61.31 | 56.82 | 6 | 0
2015 | PJM_E_2_NYISO_G-I | PJM_E | NYISO_G-I | Internal | Summer | B3 | 75 | 500 | 0 | 58.31 | 50.31 | 6 | 0
2015 | PJM_E_2_NYISO_G-I | PJM_E | NYISO_G-I | Internal | Summer | B4 | 100 | 500 | 0 | 57.5 | 49.5 | 6 | 0
2015 | PJM_E_2_NYISO_G-I | PJM_E | NYISO_G-I | Internal | Summer | B5 | 200 | 500 | 0 | 49.12 | 49.5 | 6 | 0
2015 | PJM_E_2_NYISO_G-I | PJM_E | NYISO_G-I | Internal | Summer | B6 | 300 | 500 | 0 | 44.82 | 42.34 | 6 | 0
2015 | PJM_E_2_NYISO_G-I | PJM_E | NYISO_G-I | Internal | Summer | B7 | 400 | 500 | 0 | 38.74 | 37.28 | 6 | 0
2015 | PJM_E_2_NYISO_G-I | PJM_E | NYISO_G-I | Internal | Summer | B8 | 500 | 500 | 0 | 37.21 | 37.2 | 6 | 0
2015 | PJM_E_2_NYISO_G-I | PJM_E | NYISO_G-I | Internal | Summer | B9 | 800 | 500 | 0 | 35.53 | 37.19 | 6 | 0
2015 | PJM_E_2_NYISO_G-I | PJM_E | NYISO_G-I | Internal | Summer | B10 | 1262 | 500 | 0 | 34.56 | 37.19 | 6 | 0
2015 | PJM_E_2_NYISO_G-I | PJM_E | NYISO_G-I | Internal | Winter | B16 | 25 | 500 | 0 | 51.25 | 48.29 | 6 | 0
2015 | PJM_E_2_NYISO_G-I | PJM_E | NYISO_G-I | Internal | Winter | B17 | 100 | 500 | 0 | 45.22 | 48.28 | 6 | 0
2015 | PJM_E_2_NYISO_G-I | PJM_E | NYISO_G-I | Internal | Winter | B18 | 400 | 500 | 0 | 44.03 | 48.28 | 6 | 0
2015 | PJM_E_2_NYISO_G-I | PJM_E | NYISO_G-I | Internal | Winter | B19 | 700 | 500 | 289.85 | 41.71 | 47.71 | 6 | 0
2015 | PJM_E_2_NYISO_G-I | PJM_E | NYISO_G-I | Internal | Winter | B20 | 935 | 500 | 500 | 36.66 | 44.31 | 6 | 1.65
2015 | PJM_E_2_NYISO_J-K | PJM_E | NYISO_J-K | Internal | Shoulder | B11 | 25 | 330 | 0 | 49.42 | 41.42 | 6 | 0
2015 | PJM_E_2_NYISO_J-K | PJM_E | NYISO_J-K | Internal | Shoulder | B12 | 200 | 330 | 0 | 42.66 | 39.92 | 6 | 0
2015 | PJM_E_2_NYISO_J-K | PJM_E | NYISO_J-K | Internal | Shoulder | B13 | 600 | 330 | 0 | 39.98 | 39.9 | 6 | 0
2015 | PJM_E_2_NYISO_J-K | PJM_E | NYISO_J-K | Internal | Shoulder | B14 | 900 | 330 | 0 | 38.59 | 38.24 | 6 | 0
2015 | PJM_E_2_NYISO_J-K | PJM_E | NYISO_J-K | Internal | Shoulder | B15 | 1203 | 330 | 0 | 36.44 | 38.24 | 6 | 0
2015 | PJM_E_2_NYISO_J-K | PJM_E | NYISO_J-K | Internal | Summer | B1 | 10 | 330 | 329.83 | 62.82 | 68.84 | 6 | 0.01
2015 | PJM_E_2_NYISO_J-K | PJM_E | NYISO_J-K | Internal | Summer | B2 | 25 | 330 | 0 | 61.31 | 56.84 | 6 | 0
2015 | PJM_E_2_NYISO_J-K | PJM_E | NYISO_J-K | Internal | Summer | B3 | 75 | 330 | 0 | 58.31 | 50.33 | 6 | 0
2015 | PJM_E_2_NYISO_J-K | PJM_E | NYISO_J-K | Internal | Summer | B4 | 100 | 330 | 0 | 57.5 | 49.51 | 6 | 0
2015 | PJM_E_2_NYISO_J-K | PJM_E | NYISO_J-K | Internal | Summer | B5 | 200 | 330 | 0 | 49.12 | 49.51 | 6 | 0
2015 | PJM_E_2_NYISO_J-K | PJM_E | NYISO_J-K | Internal | Summer | B6 | 300 | 330 | 0 | 44.82 | 42.35 | 6 | 0
2015 | PJM_E_2_NYISO_J-K | PJM_E | NYISO_J-K | Internal | Summer | B7 | 400 | 330 | 0 | 38.74 | 37.29 | 6 | 0
2015 | PJM_E_2_NYISO_J-K | PJM_E | NYISO_J-K | Internal | Summer | B8 | 500 | 330 | 0 | 37.21 | 37.21 | 6 | 0
2015 | PJM_E_2_NYISO_J-K | PJM_E | NYISO_J-K | Internal | Summer | B9 | 800 | 330 | 0 | 35.53 | 37.2 | 6 | 0
2015 | PJM_E_2_NYISO_J-K | PJM_E | NYISO_J-K | Internal | Summer | B10 | 1262 | 330 | 0 | 34.56 | 37.2 | 6 | 0
2015 | PJM_E_2_NYISO_J-K | PJM_E | NYISO_J-K | Internal | Winter | B16 | 25 | 330 | 0 | 51.25 | 48.3 | 6 | 0
2015 | PJM_E_2_NYISO_J-K | PJM_E | NYISO_J-K | Internal | Winter | B17 | 100 | 330 | 0 | 45.22 | 48.29 | 6 | 0
2015 | PJM_E_2_NYISO_J-K | PJM_E | NYISO_J-K | Internal | Winter | B18 | 400 | 330 | 0 | 44.03 | 48.29 | 6 | 0
2015 | PJM_E_2_NYISO_J-K | PJM_E | NYISO_J-K | Internal | Winter | B19 | 700 | 330 | 330 | 41.71 | 48.14 | 6 | 0.43
2015 | PJM_E_2_NYISO_J-K | PJM_E | NYISO_J-K | Internal | Winter | B20 | 935 | 330 | 330 | 36.66 | 44.32 | 6 | 1.66
2015 | PJM_E_2_PJM_ROM | PJM_E | PJM_ROM | Internal | Shoulder | B11 | 25 | 8000 | 3276.32 | 49.42 | 49.43 | 0.01 | 0
2015 | PJM_E_2_PJM_ROM | PJM_E | PJM_ROM | Internal | Shoulder | B12 | 200 | 8000 | 0 | 42.66 | 42.64 | 0.01 | 0
2015 | PJM_E_2_PJM_ROM | PJM_E | PJM_ROM | Internal | Shoulder | B13 | 600 | 8000 | 0 | 39.98 | 39.97 | 0.01 | 0
2015 | PJM_E_2_PJM_ROM | PJM_E | PJM_ROM | Internal | Shoulder | B14 | 900 | 8000 | 0 | 38.59 | 38.58 | 0.01 | 0
2015 | PJM_E_2_PJM_ROM | PJM_E | PJM_ROM | Internal | Shoulder | B15 | 1203 | 8000 | 0 | 36.44 | 36.43 | 0.01 | 0
2015 | PJM_E_2_PJM_ROM | PJM_E | PJM_ROM | Internal | Summer | B1 | 10 | 8000 | 0.08 | 62.82 | 62.81 | 0.01 | 0
2015 | PJM_E_2_PJM_ROM | PJM_E | PJM_ROM | Internal | Summer | B2 | 25 | 8000 | 0.03 | 61.31 | 61.3 | 0.01 | 0
2015 | PJM_E_2_PJM_ROM | PJM_E | PJM_ROM | Internal | Summer | B3 | 75 | 8000 | 0.01 | 58.31 | 58.3 | 0.01 | 0
2015 | PJM_E_2_PJM_ROM | PJM_E | PJM_ROM | Internal | Summer | B4 | 100 | 8000 | 0 | 57.5 | 57.48 | 0.01 | 0
2015 | PJM_E_2_PJM_ROM | PJM_E | PJM_ROM | Internal | Summer | B5 | 200 | 8000 | 0 | 49.12 | 49.11 | 0.01 | 0
2015 | PJM_E_2_PJM_ROM | PJM_E | PJM_ROM | Internal | Summer | B6 | 300 | 8000 | 0 | 44.82 | 44.81 | 0.01 | 0
2015 | PJM_E_2_PJM_ROM | PJM_E | PJM_ROM | Internal | Summer | B7 | 400 | 8000 | 0 | 38.74 | 38.73 | 0.01 | 0
2015 | PJM_E_2_PJM_ROM | PJM_E | PJM_ROM | Internal | Summer | B8 | 500 | 8000 | 0 | 37.21 | 37.2 | 0.01 | 0
2015 | PJM_E_2_PJM_ROM | PJM_E | PJM_ROM | Internal | Summer | B9 | 800 | 8000 | 0 | 35.53 | 35.52 | 0.01 | 0
2015 | PJM_E_2_PJM_ROM | PJM_E | PJM_ROM | Internal | Summer | B10 | 1262 | 8000 | 0 | 34.56 | 34.55 | 0.01 | 0
2015 | PJM_E_2_PJM_ROM | PJM_E | PJM_ROM | Internal | Winter | B16 | 25 | 8000 | 0.03 | 51.25 | 51.24 | 0.01 | 0
2015 | PJM_E_2_PJM_ROM | PJM_E | PJM_ROM | Internal | Winter | B17 | 100 | 8000 | 0 | 45.22 | 45.21 | 0.01 | 0
2015 | PJM_E_2_PJM_ROM | PJM_E | PJM_ROM | Internal | Winter | B18 | 400 | 8000 | 0 | 44.03 | 44.02 | 0.01 | 0
2015 | PJM_E_2_PJM_ROM | PJM_E | PJM_ROM | Internal | Winter | B19 | 700 | 8000 | 0 | 41.71 | 41.7 | 0.01 | 0
2015 | PJM_E_2_PJM_ROM | PJM_E | PJM_ROM | Internal | Winter | B20 | 935 | 8000 | 0 | 36.66 | 36.65 | 0.01 | 0
2015 | PJM_ROR_2_MISO_IN | PJM_ROR | MISO_IN | Internal | Shoulder | B11 | 25 | 909 | 0 | 49.44 | 48.01 | 2 | 0
2015 | PJM_ROR_2_MISO_IN | PJM_ROR | MISO_IN | Internal | Shoulder | B12 | 200 | 909 | 0 | 42.63 | 40.64 | 2 | 0
2015 | PJM_ROR_2_MISO_IN | PJM_ROR | MISO_IN | Internal | Shoulder | B13 | 600 | 909 | 0 | 39.96 | 37.97 | 2 | 0
2015 | PJM_ROR_2_MISO_IN | PJM_ROR | MISO_IN | Internal | Shoulder | B14 | 900 | 909 | 0 | 38.57 | 36.57 | 2 | 0
2015 | PJM_ROR_2_MISO_IN | PJM_ROR | MISO_IN | Internal | Shoulder | B15 | 1203 | 909 | 0 | 35.45 | 33.79 | 2 | 0
2015 | PJM_ROR_2_MISO_IN | PJM_ROR | MISO_IN | Internal | Summer | B1 | 10 | 909 | 0 | 62.8 | 60.8 | 2 | 0
2015 | PJM_ROR_2_MISO_IN | PJM_ROR | MISO_IN | Internal | Summer | B2 | 25 | 909 | 0 | 61.29 | 59.3 | 2 | 0
2015 | PJM_ROR_2_MISO_IN | PJM_ROR | MISO_IN | Internal | Summer | B3 | 75 | 909 | 0 | 58.29 | 57.9 | 2 | 0
2015 | PJM_ROR_2_MISO_IN | PJM_ROR | MISO_IN | Internal | Summer | B4 | 100 | 909 | 0 | 57.5 | 55.51 | 2 | 0
2015 | PJM_ROR_2_MISO_IN | PJM_ROR | MISO_IN | Internal | Summer | B5 | 200 | 909 | 0 | 49.1 | 47.1 | 2 | 0
2015 | PJM_ROR_2_MISO_IN | PJM_ROR | MISO_IN | Internal | Summer | B6 | 300 | 909 | 0 | 44.79 | 42.79 | 2 | 0
2015 | PJM_ROR_2_MISO_IN | PJM_ROR | MISO_IN | Internal | Summer | B7 | 400 | 909 | 0 | 38.72 | 36.72 | 2 | 0
2015 | PJM_ROR_2_MISO_IN | PJM_ROR | MISO_IN | Internal | Summer | B8 | 500 | 909 | 0 | 36.56 | 34.56 | 2 | 0
2015 | PJM_ROR_2_MISO_IN | PJM_ROR | MISO_IN | Internal | Summer | B9 | 800 | 909 | 0 | 35.51 | 33.52 | 2 | 0
2015 | PJM_ROR_2_MISO_IN | PJM_ROR | MISO_IN | Internal | Summer | B10 | 1262 | 909 | 0 | 32.97 | 31.62 | 2 | 0
2015 | PJM_ROR_2_MISO_IN | PJM_ROR | MISO_IN | Internal | Winter | B16 | 25 | 909 | 0 | 51.23 | 49.25 | 2 | 0
2015 | PJM_ROR_2_MISO_IN | PJM_ROR | MISO_IN | Internal | Winter | B17 | 100 | 909 | 0 | 45.2 | 43.21 | 2 | 0
2015 | PJM_ROR_2_MISO_IN | PJM_ROR | MISO_IN | Internal | Winter | B18 | 400 | 909 | 0 | 41.03 | 39.04 | 2 | 0
2015 | PJM_ROR_2_MISO_IN | PJM_ROR | MISO_IN | Internal | Winter | B19 | 700 | 909 | 0 | 38.58 | 37.01 | 2 | 0
2015 | PJM_ROR_2_MISO_IN | PJM_ROR | MISO_IN | Internal | Winter | B20 | 935 | 909 | 0 | 35.01 | 33.02 | 2 | 0
2015 | PJM_ROR_2_MISO_MI | PJM_ROR | MISO_MI | Internal | Shoulder | B11 | 25 | 1305 | 0 | 49.44 | 47.44 | 2 | 0
2015 | PJM_ROR_2_MISO_MI | PJM_ROR | MISO_MI | Internal | Shoulder | B12 | 200 | 1305 | 0 | 42.63 | 40.63 | 2 | 0
2015 | PJM_ROR_2_MISO_MI | PJM_ROR | MISO_MI | Internal | Shoulder | B13 | 600 | 1305 | 0 | 39.96 | 37.96 | 2 | 0
2015 | PJM_ROR_2_MISO_MI | PJM_ROR | MISO_MI | Internal | Shoulder | B14 | 900 | 1305 | 0 | 38.57 | 36.57 | 2 | 0
2015 | PJM_ROR_2_MISO_MI | PJM_ROR | MISO_MI | Internal | Shoulder | B15 | 1203 | 1305 | 0 | 35.45 | 33.8 | 2 | 0
2015 | PJM_ROR_2_MISO_MI | PJM_ROR | MISO_MI | Internal | Summer | B1 | 10 | 1305 | 0 | 62.8 | 59.43 | 2 | 0
2015 | PJM_ROR_2_MISO_MI | PJM_ROR | MISO_MI | Internal | Summer | B2 | 25 | 1305 | 0 | 61.29 | 59.29 | 2 | 0
2015 | PJM_ROR_2_MISO_MI | PJM_ROR | MISO_MI | Internal | Summer | B3 | 75 | 1305 | 0 | 58.29 | 54.01 | 2 | 0
2015 | PJM_ROR_2_MISO_MI | PJM_ROR | MISO_MI | Internal | Summer | B4 | 100 | 1305 | 0 | 57.5 | 54.01 | 2 | 0
2015 | PJM_ROR_2_MISO_MI | PJM_ROR | MISO_MI | Internal | Summer | B5 | 200 | 1305 | 0 | 49.1 | 47.09 | 2 | 0
2015 | PJM_ROR_2_MISO_MI | PJM_ROR | MISO_MI | Internal | Summer | B6 | 300 | 1305 | 0 | 44.79 | 42.78 | 2 | 0
2015 | PJM_ROR_2_MISO_MI | PJM_ROR | MISO_MI | Internal | Summer | B7 | 400 | 1305 | 0 | 38.72 | 36.72 | 2 | 0
2015 | PJM_ROR_2_MISO_MI | PJM_ROR | MISO_MI | Internal | Summer | B8 | 500 | 1305 | 0 | 36.56 | 34.57 | 2 | 0
2015 | PJM_ROR_2_MISO_MI | PJM_ROR | MISO_MI | Internal | Summer | B9 | 800 | 1305 | 0 | 35.51 | 33.53 | 2 | 0
2015 | PJM_ROR_2_MISO_MI | PJM_ROR | MISO_MI | Internal | Summer | B10 | 1262 | 1305 | 0 | 32.97 | 31.64 | 2 | 0
2015 | PJM_ROR_2_MISO_MI | PJM_ROR | MISO_MI | Internal | Winter | B16 | 25 | 1305 | 0 | 51.23 | 48.47 | 2 | 0
2015 | PJM_ROR_2_MISO_MI | PJM_ROR | MISO_MI | Internal | Winter | B17 | 100 | 1305 | 0 | 45.2 | 43.2 | 2 | 0
2015 | PJM_ROR_2_MISO_MI | PJM_ROR | MISO_MI | Internal | Winter | B18 | 400 | 1305 | 0 | 41.03 | 39.03 | 2 | 0
2015 | PJM_ROR_2_MISO_MI | PJM_ROR | MISO_MI | Internal | Winter | B19 | 700 | 1305 | 0 | 38.58 | 37.02 | 2 | 0
2015 | PJM_ROR_2_MISO_MI | PJM_ROR | MISO_MI | Internal | Winter | B20 | 935 | 1305 | 0 | 35.01 | 33.03 | 2 | 0
2015 | PJM_ROR_2_MISO_MO-IL | PJM_ROR | MISO_MO-IL | Internal | Shoulder | B11 | 25 | 1111 | 0 | 49.44 | 47.99 | 2 | 0
2015 | PJM_ROR_2_MISO_MO-IL | PJM_ROR | MISO_MO-IL | Internal | Shoulder | B12 | 200 | 1111 | 0 | 42.63 | 40.63 | 2 | 0
2015 | PJM_ROR_2_MISO_MO-IL | PJM_ROR | MISO_MO-IL | Internal | Shoulder | B13 | 600 | 1111 | 0 | 39.96 | 37.96 | 2 | 0
2015 | PJM_ROR_2_MISO_MO-IL | PJM_ROR | MISO_MO-IL | Internal | Shoulder | B14 | 900 | 1111 | 0 | 38.57 | 36.55 | 2 | 0
2015 | PJM_ROR_2_MISO_MO-IL | PJM_ROR | MISO_MO-IL | Internal | Shoulder | B15 | 1203 | 1111 | 0 | 35.45 | 33.78 | 2 | 0
2015 | PJM_ROR_2_MISO_MO-IL | PJM_ROR | MISO_MO-IL | Internal | Summer | B1 | 10 | 1111 | 0 | 62.8 | 60.8 | 2 | 0
2015 | PJM_ROR_2_MISO_MO-IL | PJM_ROR | MISO_MO-IL | Internal | Summer | B2 | 25 | 1111 | 0 | 61.29 | 59.29 | 2 | 0
2015 | PJM_ROR_2_MISO_MO-IL | PJM_ROR | MISO_MO-IL | Internal | Summer | B3 | 75 | 1111 | 0 | 58.29 | 57.91 | 2 | 0
2015 | PJM_ROR_2_MISO_MO-IL | PJM_ROR | MISO_MO-IL | Internal | Summer | B4 | 100 | 1111 | 0 | 57.5 | 55.5 | 2 | 0
2015 | PJM_ROR_2_MISO_MO-IL | PJM_ROR | MISO_MO-IL | Internal | Summer | B5 | 200 | 1111 | 0 | 49.1 | 47.1 | 2 | 0
2015 | PJM_ROR_2_MISO_MO-IL | PJM_ROR | MISO_MO-IL | Internal | Summer | B6 | 300 | 1111 | 0 | 44.79 | 42.79 | 2 | 0
2015 | PJM_ROR_2_MISO_MO-IL | PJM_ROR | MISO_MO-IL | Internal | Summer | B7 | 400 | 1111 | 0 | 38.72 | 36.71 | 2 | 0
2015 | PJM_ROR_2_MISO_MO-IL | PJM_ROR | MISO_MO-IL | Internal | Summer | B8 | 500 | 1111 | 0 | 36.56 | 34.55 | 2 | 0
2015 | PJM_ROR_2_MISO_MO-IL | PJM_ROR | MISO_MO-IL | Internal | Summer | B9 | 800 | 1111 | 0 | 35.51 | 33.51 | 2 | 0
2015 | PJM_ROR_2_MISO_MO-IL | PJM_ROR | MISO_MO-IL | Internal | Summer | B10 | 1262 | 1111 | 0 | 32.97 | 31.61 | 2 | 0
2015 | PJM_ROR_2_MISO_MO-IL | PJM_ROR | MISO_MO-IL | Internal | Winter | B16 | 25 | 1111 | 0 | 51.23 | 49.24 | 2 | 0
2015 | PJM_ROR_2_MISO_MO-IL | PJM_ROR | MISO_MO-IL | Internal | Winter | B17 | 100 | 1111 | 0 | 45.2 | 43.2 | 2 | 0
2015 | PJM_ROR_2_MISO_MO-IL | PJM_ROR | MISO_MO-IL | Internal | Winter | B18 | 400 | 1111 | 0 | 41.03 | 39.03 | 2 | 0
2015 | PJM_ROR_2_MISO_MO-IL | PJM_ROR | MISO_MO-IL | Internal | Winter | B19 | 700 | 1111 | 0 | 38.58 | 37 | 2 | 0
2015 | PJM_ROR_2_MISO_MO-IL | PJM_ROR | MISO_MO-IL | Internal | Winter | B20 | 935 | 1111 | 0 | 35.01 | 33.01 | 2 | 0
2015 | PJM_ROR_2_MISO_W | PJM_ROR | MISO_W | Internal | Shoulder | B11 | 25 | 10071 | 0 | 49.44 | 47.98 | 2 | 0
2015 | PJM_ROR_2_MISO_W | PJM_ROR | MISO_W | Internal | Shoulder | B12 | 200 | 10071 | 0 | 42.63 | 40.63 | 2 | 0
2015 | PJM_ROR_2_MISO_W | PJM_ROR | MISO_W | Internal | Shoulder | B13 | 600 | 10071 | 0 | 39.96 | 37.96 | 2 | 0
2015 | PJM_ROR_2_MISO_W | PJM_ROR | MISO_W | Internal | Shoulder | B14 | 900 | 10071 | 0 | 38.57 | 36.57 | 2 | 0
2015 | PJM_ROR_2_MISO_W | PJM_ROR | MISO_W | Internal | Shoulder | B15 | 1203 | 10071 | 0 | 35.45 | 33.79 | 2 | 0
2015 | PJM_ROR_2_MISO_W | PJM_ROR | MISO_W | Internal | Summer | B1 | 10 | 10071 | 0 | 62.8 | 60.8 | 2 | 0
2015 | PJM_ROR_2_MISO_W | PJM_ROR | MISO_W | Internal | Summer | B2 | 25 | 10071 | 0 | 61.29 | 59.29 | 2 | 0
2015 | PJM_ROR_2_MISO_W | PJM_ROR | MISO_W | Internal | Summer | B3 | 75 | 10071 | 0 | 58.29 | 57.92 | 2 | 0
2015 | PJM_ROR_2_MISO_W | PJM_ROR | MISO_W | Internal | Summer | B4 | 100 | 10071 | 0 | 57.5 | 55.5 | 2 | 0
2015 | PJM_ROR_2_MISO_W | PJM_ROR | MISO_W | Internal | Summer | B5 | 200 | 10071 | 0 | 49.1 | 47.11 | 2 | 0
2015 | PJM_ROR_2_MISO_W | PJM_ROR | MISO_W | Internal | Summer | B6 | 300 | 10071 | 0 | 44.79 | 42.81 | 2 | 0
2015 | PJM_ROR_2_MISO_W | PJM_ROR | MISO_W | Internal | Summer | B7 | 400 | 10071 | 0 | 38.72 | 36.72 | 2 | 0
2015 | PJM_ROR_2_MISO_W | PJM_ROR | MISO_W | Internal | Summer | B8 | 500 | 10071 | 0 | 36.56 | 34.56 | 2 | 0
2015 | PJM_ROR_2_MISO_W | PJM_ROR | MISO_W | Internal | Summer | B9 | 800 | 10071 | 0 | 35.51 | 33.51 | 2 | 0
2015 | PJM_ROR_2_MISO_W | PJM_ROR | MISO_W | Internal | Summer | B10 | 1262 | 10071 | 0 | 32.97 | 31.6 | 2 | 0
2015 | PJM_ROR_2_MISO_W | PJM_ROR | MISO_W | Internal | Winter | B16 | 25 | 10071 | 0 | 51.23 | 49.23 | 2 | 0
2015 | PJM_ROR_2_MISO_W | PJM_ROR | MISO_W | Internal | Winter | B17 | 100 | 10071 | 0 | 45.2 | 43.2 | 2 | 0
2015 | PJM_ROR_2_MISO_W | PJM_ROR | MISO_W | Internal | Winter | B18 | 400 | 10071 | 0 | 41.03 | 39.03 | 2 | 0
2015 | PJM_ROR_2_MISO_W | PJM_ROR | MISO_W | Internal | Winter | B19 | 700 | 10071 | 0 | 38.58 | 37.01 | 2 | 0
2015 | PJM_ROR_2_MISO_W | PJM_ROR | MISO_W | Internal | Winter | B20 | 935 | 10071 | 0 | 35.01 | 33.02 | 2 | 0
2015 | PJM_ROR_2_MISO_WUMS | PJM_ROR | MISO_WUMS | Internal | Shoulder | B11 | 25 | 1467 | 0 | 49.44 | 47.97 | 2 | 0
2015 | PJM_ROR_2_MISO_WUMS | PJM_ROR | MISO_WUMS | Internal | Shoulder | B12 | 200 | 1467 | 0 | 42.63 | 40.64 | 2 | 0
2015 | PJM_ROR_2_MISO_WUMS | PJM_ROR | MISO_WUMS | Internal | Shoulder | B13 | 600 | 1467 | 0 | 39.96 | 37.97 | 2 | 0
2015 | PJM_ROR_2_MISO_WUMS | PJM_ROR | MISO_WUMS | Internal | Shoulder | B14 | 900 | 1467 | 0 | 38.57 | 36.58 | 2 | 0
2015 | PJM_ROR_2_MISO_WUMS | PJM_ROR | MISO_WUMS | Internal | Shoulder | B15 | 1203 | 1467 | 0 | 35.45 | 33.8 | 2 | 0
2015 | PJM_ROR_2_MISO_WUMS | PJM_ROR | MISO_WUMS | Internal | Summer | B1 | 10 | 1467 | 0 | 62.8 | 60.8 | 2 | 0
2015 | PJM_ROR_2_MISO_WUMS | PJM_ROR | MISO_WUMS | Internal | Summer | B2 | 25 | 1467 | 0 | 61.29 | 59.3 | 2 | 0
2015 | PJM_ROR_2_MISO_WUMS | PJM_ROR | MISO_WUMS | Internal | Summer | B3 | 75 | 1467 | 0 | 58.29 | 57.94 | 2 | 0
2015 | PJM_ROR_2_MISO_WUMS | PJM_ROR | MISO_WUMS | Internal | Summer | B4 | 100 | 1467 | 0 | 57.5 | 55.51 | 2 | 0
2015 | PJM_ROR_2_MISO_WUMS | PJM_ROR | MISO_WUMS | Internal | Summer | B5 | 200 | 1467 | 0 | 49.1 | 47.1 | 2 | 0
2015 | PJM_ROR_2_MISO_WUMS | PJM_ROR | MISO_WUMS | Internal | Summer | B6 | 300 | 1467 | 0 | 44.79 | 42.79 | 2 | 0
2015 | PJM_ROR_2_MISO_WUMS | PJM_ROR | MISO_WUMS | Internal | Summer | B7 | 400 | 1467 | 0 | 38.72 | 36.72 | 2 | 0
2015 | PJM_ROR_2_MISO_WUMS | PJM_ROR | MISO_WUMS | Internal | Summer | B8 | 500 | 1467 | 0 | 36.56 | 34.57 | 2 | 0
2015 | PJM_ROR_2_MISO_WUMS | PJM_ROR | MISO_WUMS | Internal | Summer | B9 | 800 | 1467 | 0 | 35.51 | 33.51 | 2 | 0
2015 | PJM_ROR_2_MISO_WUMS | PJM_ROR | MISO_WUMS | Internal | Summer | B10 | 1262 | 1467 | 0 | 32.97 | 31.61 | 2 | 0
2015 | PJM_ROR_2_MISO_WUMS | PJM_ROR | MISO_WUMS | Internal | Winter | B16 | 25 | 1467 | 0 | 51.23 | 49.24 | 2 | 0
2015 | PJM_ROR_2_MISO_WUMS | PJM_ROR | MISO_WUMS | Internal | Winter | B17 | 100 | 1467 | 0 | 45.2 | 43.2 | 2 | 0
2015 | PJM_ROR_2_MISO_WUMS | PJM_ROR | MISO_WUMS | Internal | Winter | B18 | 400 | 1467 | 0 | 41.03 | 39.04 | 2 | 0
2015 | PJM_ROR_2_MISO_WUMS | PJM_ROR | MISO_WUMS | Internal | Winter | B19 | 700 | 1467 | 0 | 38.58 | 37.02 | 2 | 0
2015 | PJM_ROR_2_MISO_WUMS | PJM_ROR | MISO_WUMS | Internal | Winter | B20 | 935 | 1467 | 0 | 35.01 | 33.03 | 2 | 0
2015 | PJM_ROR_2_PJM_ROM | PJM_ROR | PJM_ROM | Internal | Shoulder | B11 | 25 | 8000 | 0.03 | 49.44 | 49.43 | 0.01 | 0
2015 | PJM_ROR_2_PJM_ROM | PJM_ROR | PJM_ROM | Internal | Shoulder | B12 | 200 | 8000 | 3705.45 | 42.63 | 42.64 | 0.01 | 0
2015 | PJM_ROR_2_PJM_ROM | PJM_ROR | PJM_ROM | Internal | Shoulder | B13 | 600 | 8000 | 5521.41 | 39.96 | 39.97 | 0.01 | 0
2015 | PJM_ROR_2_PJM_ROM | PJM_ROR | PJM_ROM | Internal | Shoulder | B14 | 900 | 8000 | 7884.4 | 38.57 | 38.58 | 0.01 | 0
2015 | PJM_ROR_2_PJM_ROM | PJM_ROR | PJM_ROM | Internal | Shoulder | B15 | 1203 | 8000 | 8000 | 35.45 | 36.43 | 0.01 | 0.97
2015 | PJM_ROR_2_PJM_ROM | PJM_ROR | PJM_ROM | Internal | Summer | B1 | 10 | 8000 | 5342.18 | 62.8 | 62.81 | 0.01 | 0
2015 | PJM_ROR_2_PJM_ROM | PJM_ROR | PJM_ROM | Internal | Summer | B2 | 25 | 8000 | 5518.72 | 61.29 | 61.3 | 0.01 | 0
2015 | PJM_ROR_2_PJM_ROM | PJM_ROR | PJM_ROM | Internal | Summer | B3 | 75 | 8000 | 1073.61 | 58.29 | 58.3 | 0.01 | 0
2015 | PJM_ROR_2_PJM_ROM | PJM_ROR | PJM_ROM | Internal | Summer | B4 | 100 | 8000 | 0 | 57.5 | 57.48 | 0.01 | 0
2015 | PJM_ROR_2_PJM_ROM | PJM_ROR | PJM_ROM | Internal | Summer | B5 | 200 | 8000 | 2561.99 | 49.1 | 49.11 | 0.01 | 0
2015 | PJM_ROR_2_PJM_ROM | PJM_ROR | PJM_ROM | Internal | Summer | B6 | 300 | 8000 | 2523.03 | 44.79 | 44.81 | 0.01 | 0
2015 | PJM_ROR_2_PJM_ROM | PJM_ROR | PJM_ROM | Internal | Summer | B7 | 400 | 8000 | 4273.56 | 38.72 | 38.73 | 0.01 | 0
2015 | PJM_ROR_2_PJM_ROM | PJM_ROR | PJM_ROM | Internal | Summer | B8 | 500 | 8000 | 8000 | 36.56 | 37.2 | 0.01 | 0.63
2015 | PJM_ROR_2_PJM_ROM | PJM_ROR | PJM_ROM | Internal | Summer | B9 | 800 | 8000 | 7533.61 | 35.51 | 35.52 | 0.01 | 0
2015 | PJM_ROR_2_PJM_ROM | PJM_ROR | PJM_ROM | Internal | Summer | B10 | 1262 | 8000 | 8000 | 32.97 | 34.55 | 0.01 | 1.57
2015 | PJM_ROR_2_PJM_ROM | PJM_ROR | PJM_ROM | Internal | Winter | B16 | 25 | 8000 | 4438.32 | 51.23 | 51.24 | 0.01 | 0
2015 | PJM_ROR_2_PJM_ROM | PJM_ROR | PJM_ROM | Internal | Winter | B17 | 100 | 8000 | 7897.75 | 45.2 | 45.21 | 0.01 | 0
2015 | PJM_ROR_2_PJM_ROM | PJM_ROR | PJM_ROM | Internal | Winter | B18 | 400 | 8000 | 8000 | 41.03 | 44.02 | 0.01 | 2.98
2015 | PJM_ROR_2_PJM_ROM | PJM_ROR | PJM_ROM | Internal | Winter | B19 | 700 | 8000 | 8000 | 38.58 | 41.7 | 0.01 | 3.11
2015 | PJM_ROR_2_PJM_ROM | PJM_ROR | PJM_ROM | Internal | Winter | B20 | 935 | 8000 | 8000 | 35.01 | 36.65 | 0.01 | 1.63
2015 | PJM_ROR_2_TVA_Transmission | PJM_ROR | TVA_Transmission | Internal | Shoulder | B11 | 25 | 2500 | 0 | 49.44 | 55.22 | 6 | 0
2015 | PJM_ROR_2_TVA_Transmission | PJM_ROR | TVA_Transmission | Internal | Shoulder | B12 | 200 | 2500 | 0 | 42.63 | 44.28 | 6 | 0
2015 | PJM_ROR_2_TVA_Transmission | PJM_ROR | TVA_Transmission | Internal | Shoulder | B13 | 600 | 2500 | 0 | 39.96 | 42.31 | 6 | 0
2015 | PJM_ROR_2_TVA_Transmission | PJM_ROR | TVA_Transmission | Internal | Shoulder | B14 | 900 | 2500 | 0 | 38.57 | 40.94 | 6 | 0
2015 | PJM_ROR_2_TVA_Transmission | PJM_ROR | TVA_Transmission | Internal | Shoulder | B15 | 1203 | 2500 | 0 | 35.45 | 39.94 | 6 | 0
2015 | PJM_ROR_2_TVA_Transmission | PJM_ROR | TVA_Transmission | Internal | Summer | B1 | 10 | 2500 | 1317.23 | 62.8 | 68.8 | 6 | 0
2015 | PJM_ROR_2_TVA_Transmission | PJM_ROR | TVA_Transmission | Internal | Summer | B2 | 25 | 2500 | 1011.52 | 61.29 | 67.29 | 6 | 0
2015 | PJM_ROR_2_TVA_Transmission | PJM_ROR | TVA_Transmission | Internal | Summer | B3 | 75 | 2500 | 1506.02 | 58.29 | 64.29 | 6 | 0
2015 | PJM_ROR_2_TVA_Transmission | PJM_ROR | TVA_Transmission | Internal | Summer | B4 | 100 | 2500 | 726.66 | 57.5 | 63.5 | 6 | 0
2015 | PJM_ROR_2_TVA_Transmission | PJM_ROR | TVA_Transmission | Internal | Summer | B5 | 200 | 2500 | 0 | 49.1 | 53.86 | 6 | 0
2015 | PJM_ROR_2_TVA_Transmission | PJM_ROR | TVA_Transmission | Internal | Summer | B6 | 300 | 2500 | 0 | 44.79 | 47.81 | 6 | 0
2015 | PJM_ROR_2_TVA_Transmission | PJM_ROR | TVA_Transmission | Internal | Summer | B7 | 400 | 2500 | 0 | 38.72 | 43.15 | 6 | 0
2015 | PJM_ROR_2_TVA_Transmission | PJM_ROR | TVA_Transmission | Internal | Summer | B8 | 500 | 2500 | 0 | 36.56 | 39.64 | 6 | 0
2015 | PJM_ROR_2_TVA_Transmission | PJM_ROR | TVA_Transmission | Internal | Summer | B9 | 800 | 2500 | 0 | 35.51 | 39.07 | 6 | 0
2015 | PJM_ROR_2_TVA_Transmission | PJM_ROR | TVA_Transmission | Internal | Summer | B10 | 1262 | 2500 | 0 | 32.97 | 36.76 | 6 | 0
2015 | PJM_ROR_2_TVA_Transmission | PJM_ROR | TVA_Transmission | Internal | Winter | B16 | 25 | 2500 | 0 | 51.23 | 55.85 | 6 | 0
2015 | PJM_ROR_2_TVA_Transmission | PJM_ROR | TVA_Transmission | Internal | Winter | B17 | 100 | 2500 | 0 | 45.2 | 46.77 | 6 | 0
2015 | PJM_ROR_2_TVA_Transmission | PJM_ROR | TVA_Transmission | Internal | Winter | B18 | 400 | 2500 | 0 | 41.03 | 43.27 | 6 | 0
2015 | PJM_ROR_2_TVA_Transmission | PJM_ROR | TVA_Transmission | Internal | Winter | B19 | 700 | 2500 | 0 | 38.58 | 41.12 | 6 | 0
2015 | PJM_ROR_2_TVA_Transmission | PJM_ROR | TVA_Transmission | Internal | Winter | B20 | 935 | 2500 | 0 | 35.01 | 39.78 | 6 | 0
2015 | PJM_ROR_2_VACAR | PJM_ROR | VACAR | Internal | Shoulder | B11 | 25 | 3865 | 3865 | 49.44 | 56.02 | 6 | 0.58
2015 | PJM_ROR_2_VACAR | PJM_ROR | VACAR | Internal | Shoulder | B12 | 200 | 3865 | 223.59 | 42.63 | 48.63 | 6 | 0
2015 | PJM_ROR_2_VACAR | PJM_ROR | VACAR | Internal | Shoulder | B13 | 600 | 3865 | 243.59 | 39.96 | 45.96 | 6 | 0
2015 | PJM_ROR_2_VACAR | PJM_ROR | VACAR | Internal | Shoulder | B14 | 900 | 3865 | 1336.25 | 38.57 | 44.57 | 6 | 0
2015 | PJM_ROR_2_VACAR | PJM_ROR | VACAR | Internal | Shoulder | B15 | 1203 | 3865 | 3216.98 | 35.45 | 41.45 | 6 | 0
2015 | PJM_ROR_2_VACAR | PJM_ROR | VACAR | Internal | Summer | B1 | 10 | 3865 | 3865 | 62.8 | 69.73 | 6 | 0.93
2015 | PJM_ROR_2_VACAR | PJM_ROR | VACAR | Internal | Summer | B2 | 25 | 3865 | 3865 | 61.29 | 69.73 | 6 | 2.44
2015 | PJM_ROR_2_VACAR | PJM_ROR | VACAR | Internal | Summer | B3 | 75 | 3865 | 3865 | 58.29 | 68.59 | 6 | 4.3
2015 | PJM_ROR_2_VACAR | PJM_ROR | VACAR | Internal | Summer | B4 | 100 | 3865 | 2111.04 | 57.5 | 63.5 | 6 | 0
2015 | PJM_ROR_2_VACAR | PJM_ROR | VACAR | Internal | Summer | B5 | 200 | 3865 | 2127.77 | 49.1 | 55.1 | 6 | 0
2015 | PJM_ROR_2_VACAR | PJM_ROR | VACAR | Internal | Summer | B6 | 300 | 3865 | 926.58 | 44.79 | 50.79 | 6 | 0
2015 | PJM_ROR_2_VACAR | PJM_ROR | VACAR | Internal | Summer | B7 | 400 | 3865 | 3331.82 | 38.72 | 44.72 | 6 | 0
2015 | PJM_ROR_2_VACAR | PJM_ROR | VACAR | Internal | Summer | B8 | 500 | 3865 | 2102.65 | 36.56 | 42.56 | 6 | 0
2015 | PJM_ROR_2_VACAR | PJM_ROR | VACAR | Internal | Summer | B9 | 800 | 3865 | 2045.99 | 35.51 | 41.51 | 6 | 0
2015 | PJM_ROR_2_VACAR | PJM_ROR | VACAR | Internal | Summer | B10 | 1262 | 3865 | 3865 | 32.97 | 39.54 | 6 | 0.58
2015 | PJM_ROR_2_VACAR | PJM_ROR | VACAR | Internal | Winter | B16 | 25 | 3865 | 3865 | 51.23 | 58.48 | 6 | 1.25
2015 | PJM_ROR_2_VACAR | PJM_ROR | VACAR | Internal | Winter | B17 | 100 | 3865 | 161.2 | 45.2 | 51.2 | 6 | 0
2015 | PJM_ROR_2_VACAR | PJM_ROR | VACAR | Internal | Winter | B18 | 400 | 3865 | 0 | 41.03 | 46.43 | 6 | 0
2015 | PJM_ROR_2_VACAR | PJM_ROR | VACAR | Internal | Winter | B19 | 700 | 3865 | 253.16 | 38.58 | 44.58 | 6 | 0
2015 | PJM_ROR_2_VACAR | PJM_ROR | VACAR | Internal | Winter | B20 | 935 | 3865 | 3865 | 35.01 | 42.08 | 6 | 1.07
2015 | PJM_ROM_2_NYISO_A-F | PJM_ROM | NYISO_A-F | Internal | Shoulder | B11 | 25 | 2000 | 0 | 49.43 | 41.39 | 6 | 0
2015 | PJM_ROM_2_NYISO_A-F | PJM_ROM | NYISO_A-F | Internal | Shoulder | B12 | 200 | 2000 | 0 | 42.64 | 39.9 | 6 | 0
2015 | PJM_ROM_2_NYISO_A-F | PJM_ROM | NYISO_A-F | Internal | Shoulder | B13 | 600 | 2000 | 0 | 39.97 | 39.87 | 6 | 0
2015 | PJM_ROM_2_NYISO_A-F | PJM_ROM | NYISO_A-F | Internal | Shoulder | B14 | 900 | 2000 | 0 | 38.58 | 38.21 | 6 | 0
2015 | PJM_ROM_2_NYISO_A-F | PJM_ROM | NYISO_A-F | Internal | Shoulder | B15 | 1203 | 2000 | 0 | 36.43 | 38.21 | 6 | 0
2015 | PJM_ROM_2_NYISO_A-F | PJM_ROM | NYISO_A-F | Internal | Summer | B1 | 10 | 2000 | 0 | 62.81 | 59.43 | 6 | 0
2015 | PJM_ROM_2_NYISO_A-F | PJM_ROM | NYISO_A-F | Internal | Summer | B2 | 25 | 2000 | 0 | 61.3 | 53.3 | 6 | 0
2015 | PJM_ROM_2_NYISO_A-F | PJM_ROM | NYISO_A-F | Internal | Summer | B3 | 75 | 2000 | 0 | 58.3 | 50.3 | 6 | 0
2015 | PJM_ROM_2_NYISO_A-F | PJM_ROM | NYISO_A-F | Internal | Summer | B4 | 100 | 2000 | 0 | 57.48 | 45.07 | 6 | 0
2015 | PJM_ROM_2_NYISO_A-F | PJM_ROM | NYISO_A-F | Internal | Summer | B5 | 200 | 2000 | 0 | 49.11 | 45.07 | 6 | 0
2015 | PJM_ROM_2_NYISO_A-F | PJM_ROM | NYISO_A-F | Internal | Summer | B6 | 300 | 2000 | 0 | 44.81 | 42.33 | 6 | 0
2015 | PJM_ROM_2_NYISO_A-F | PJM_ROM | NYISO_A-F | Internal | Summer | B7 | 400 | 2000 | 0 | 38.73 | 37.27 | 6 | 0
2015 | PJM_ROM_2_NYISO_A-F | PJM_ROM | NYISO_A-F | Internal | Summer | B8 | 500 | 2000 | 0 | 37.2 | 37.19 | 6 | 0
2015 | PJM_ROM_2_NYISO_A-F | PJM_ROM | NYISO_A-F | Internal | Summer | B9 | 800 | 2000 | 0 | 35.52 | 37.18 | 6 | 0
2015 | PJM_ROM_2_NYISO_A-F | PJM_ROM | NYISO_A-F | Internal | Summer | B10 | 1262 | 2000 | 0 | 34.55 | 37.18 | 6 | 0
2015 | PJM_ROM_2_NYISO_A-F | PJM_ROM | NYISO_A-F | Internal | Winter | B16 | 25 | 2000 | 0 | 51.24 | 45.52 | 6 | 0
2015 | PJM_ROM_2_NYISO_A-F | PJM_ROM | NYISO_A-F | Internal | Winter | B17 | 100 | 2000 | 0 | 45.21 | 43.2 | 6 | 0
2015 | PJM_ROM_2_NYISO_A-F | PJM_ROM | NYISO_A-F | Internal | Winter | B18 | 400 | 2000 | 0 | 44.02 | 42.55 | 6 | 0
2015 | PJM_ROM_2_NYISO_A-F | PJM_ROM | NYISO_A-F | Internal | Winter | B19 | 700 | 2000 | 0 | 41.7 | 42.55 | 6 | 0
2015 | PJM_ROM_2_NYISO_A-F | PJM_ROM | NYISO_A-F | Internal | Winter | B20 | 935 | 2000 | 0 | 36.65 | 42.55 | 6 | 0
2015 | PJM_ROM_2_PJM_E | PJM_ROM | PJM_E | Internal | Shoulder | B11 | 25 | 8000 | 0.03 | 49.43 | 49.42 | 0.01 | 0
2015 | PJM_ROM_2_PJM_E | PJM_ROM | PJM_E | Internal | Shoulder | B12 | 200 | 8000 | 341.41 | 42.64 | 42.66 | 0.01 | 0
2015 | PJM_ROM_2_PJM_E | PJM_ROM | PJM_E | Internal | Shoulder | B13 | 600 | 8000 | 3039.72 | 39.97 | 39.98 | 0.01 | 0
2015 | PJM_ROM_2_PJM_E | PJM_ROM | PJM_E | Internal | Shoulder | B14 | 900 | 8000 | 3178.43 | 38.58 | 38.59 | 0.01 | 0
2015 | PJM_ROM_2_PJM_E | PJM_ROM | PJM_E | Internal | Shoulder | B15 | 1203 | 8000 | 4422.13 | 36.43 | 36.44 | 0.01 | 0
2015 | PJM_ROM_2_PJM_E | PJM_ROM | PJM_E | Internal | Summer | B1 | 10 | 8000 | 3691.49 | 62.81 | 62.82 | 0.01 | 0
2015 | PJM_ROM_2_PJM_E | PJM_ROM | PJM_E | Internal | Summer | B2 | 25 | 8000 | 4633.32 | 61.3 | 61.31 | 0.01 | 0
2015 | PJM_ROM_2_PJM_E | PJM_ROM | PJM_E | Internal | Summer | B3 | 75 | 8000 | 1591.63 | 58.3 | 58.31 | 0.01 | 0
2015 | PJM_ROM_2_PJM_E | PJM_ROM | PJM_E | Internal | Summer | B4 | 100 | 8000 | 1904.4 | 57.48 | 57.5 | 0.01 | 0
2015 | PJM_ROM_2_PJM_E | PJM_ROM | PJM_E | Internal | Summer | B5 | 200 | 8000 | 1504.63 | 49.11 | 49.12 | 0.01 | 0
2015 | PJM_ROM_2_PJM_E | PJM_ROM | PJM_E | Internal | Summer | B6 | 300 | 8000 | 1012.04 | 44.81 | 44.82 | 0.01 | 0
2015 | PJM_ROM_2_PJM_E | PJM_ROM | PJM_E | Internal | Summer | B7 | 400 | 8000 | 2330.71 | 38.73 | 38.74 | 0.01 | 0
2015 | PJM_ROM_2_PJM_E | PJM_ROM | PJM_E | Internal | Summer | B8 | 500 | 8000 | 4153.38 | 37.2 | 37.21 | 0.01 | 0
2015 | PJM_ROM_2_PJM_E | PJM_ROM | PJM_E | Internal | Summer | B9 | 800 | 8000 | 2620.93 | 35.52 | 35.53 | 0.01 | 0
2015 | PJM_ROM_2_PJM_E | PJM_ROM | PJM_E | Internal | Summer | B10 | 1262 | 8000 | 3863.31 | 34.55 | 34.56 | 0.01 | 0
2015 | PJM_ROM_2_PJM_E | PJM_ROM | PJM_E | Internal | Winter | B16 | 25 | 8000 | 1296.09 | 51.24 | 51.25 | 0.01 | 0
2015 | PJM_ROM_2_PJM_E | PJM_ROM | PJM_E | Internal | Winter | B17 | 100 | 8000 | 4435.89 | 45.21 | 45.22 | 0.01 | 0
2015 | PJM_ROM_2_PJM_E | PJM_ROM | PJM_E | Internal | Winter | B18 | 400 | 8000 | 4696.7 | 44.02 | 44.03 | 0.01 | 0
2015 | PJM_ROM_2_PJM_E | PJM_ROM | PJM_E | Internal | Winter | B19 | 700 | 8000 | 4600.36 | 41.7 | 41.71 | 0.01 | 0
2015 | PJM_ROM_2_PJM_E | PJM_ROM | PJM_E | Internal | Winter | B20 | 935 | 8000 | 4431.22 | 36.65 | 36.66 | 0.01 | 0
2015 | PJM_ROM_2_PJM_ROR | PJM_ROM | PJM_ROR | Internal | Shoulder | B11 | 25 | 8000 | 1951.07 | 49.43 | 49.44 | 0.01 | 0
2015 | PJM_ROM_2_PJM_ROR | PJM_ROM | PJM_ROR | Internal | Shoulder | B12 | 200 | 8000 | 0 | 42.64 | 42.63 | 0.01 | 0
2015 | PJM_ROM_2_PJM_ROR | PJM_ROM | PJM_ROR | Internal | Shoulder | B13 | 600 | 8000 | 0 | 39.97 | 39.96 | 0.01 | 0
2015 | PJM_ROM_2_PJM_ROR | PJM_ROM | PJM_ROR | Internal | Shoulder | B14 | 900 | 8000 | 0 | 38.58 | 38.57 | 0.01 | 0
2015 | PJM_ROM_2_PJM_ROR | PJM_ROM | PJM_ROR | Internal | Shoulder | B15 | 1203 | 8000 | 0 | 36.43 | 35.45 | 0.01 | 0
2015 | PJM_ROM_2_PJM_ROR | PJM_ROM | PJM_ROR | Internal | Summer | B1 | 10 | 8000 | 0.08 | 62.81 | 62.8 | 0.01 | 0
2015 | PJM_ROM_2_PJM_ROR | PJM_ROM | PJM_ROR | Internal | Summer | B2 | 25 | 8000 | 0.03 | 61.3 | 61.29 | 0.01 | 0
2015 | PJM_ROM_2_PJM_ROR | PJM_ROM | PJM_ROR | Internal | Summer | B3 | 75 | 8000 | 0.01 | 58.3 | 58.29 | 0.01 | 0
2015 | PJM_ROM_2_PJM_ROR | PJM_ROM | PJM_ROR | Internal | Summer | B4 | 100 | 8000 | 709.93 | 57.48 | 57.5 | 0.01 | 0
2015 | PJM_ROM_2_PJM_ROR | PJM_ROM | PJM_ROR | Internal | Summer | B5 | 200 | 8000 | 0 | 49.11 | 49.1 | 0.01 | 0
2015 | PJM_ROM_2_PJM_ROR | PJM_ROM | PJM_ROR | Internal | Summer | B6 | 300 | 8000 | 0 | 44.81 | 44.79 | 0.01 | 0
2015 | PJM_ROM_2_PJM_ROR | PJM_ROM | PJM_ROR | Internal | Summer | B7 | 400 | 8000 | 0 | 38.73 | 38.72 | 0.01 | 0
2015 | PJM_ROM_2_PJM_ROR | PJM_ROM | PJM_ROR | Internal | Summer | B8 | 500 | 8000 | 0 | 37.2 | 36.56 | 0.01 | 0
2015 | PJM_ROM_2_PJM_ROR | PJM_ROM | PJM_ROR | Internal | Summer | B9 | 800 | 8000 | 0 | 35.52 | 35.51 | 0.01 | 0
2015 | PJM_ROM_2_PJM_ROR | PJM_ROM | PJM_ROR | Internal | Summer | B10 | 1262 | 8000 | 0 | 34.55 | 32.97 | 0.01 | 0
2015 | PJM_ROM_2_PJM_ROR | PJM_ROM | PJM_ROR | Internal | Winter | B16 | 25 | 8000 | 0.03 | 51.24 | 51.23 | 0.01 | 0
2015 | PJM_ROM_2_PJM_ROR | PJM_ROM | PJM_ROR | Internal | Winter | B17 | 100 | 8000 | 0 | 45.21 | 45.2 | 0.01 | 0
2015 | PJM_ROM_2_PJM_ROR | PJM_ROM | PJM_ROR | Internal | Winter | B18 | 400 | 8000 | 0 | 44.02 | 41.03 | 0.01 | 0
2015 | PJM_ROM_2_PJM_ROR | PJM_ROM | PJM_ROR | Internal | Winter | B19 | 700 | 8000 | 0 | 41.7 | 38.58 | 0.01 | 0
2015 | PJM_ROM_2_PJM_ROR | PJM_ROM | PJM_ROR | Internal | Winter | B20 | 935 | 8000 | 0 | 36.65 | 35.01 | 0.01 | 0
2015 | SOCO_2_FRCC | SOCO | FRCC | Internal | Shoulder | B11 | 25 | 3700 | 2213.16 | 63.02 | 73.02 | 10 | 0
2015 | SOCO_2_FRCC | SOCO | FRCC | Internal | Shoulder | B12 | 200 | 3700 | 1706.63 | 43.02 | 53.02 | 10 | 0
2015 | SOCO_2_FRCC | SOCO | FRCC | Internal | Shoulder | B13 | 600 | 3700 | 415.33 | 40 | 50 | 10 | 0
2015 | SOCO_2_FRCC | SOCO | FRCC | Internal | Shoulder | B14 | 900 | 3700 | 0 | 40 | 46.3 | 10 | 0
2015 | SOCO_2_FRCC | SOCO | FRCC | Internal | Shoulder | B15 | 1203 | 3700 | 0 | 40 | 44.41 | 10 | 0
2015 | SOCO_2_FRCC | SOCO | FRCC | Internal | Summer | B1 | 10 | 3700 | 0 | 66.43 | 73.02 | 10 | 0
2015 | SOCO_2_FRCC | SOCO | FRCC | Internal | Summer | B2 | 25 | 3700 | 0 | 66.43 | 73.02 | 10 | 0
2015 | SOCO_2_FRCC | SOCO | FRCC | Internal | Summer | B3 | 75 | 3700 | 0 | 66.43 | 73.02 | 10 | 0
2015 | SOCO_2_FRCC | SOCO | FRCC | Internal | Summer | B4 | 100 | 3700 | 0 | 66.43 | 73.02 | 10 | 0
2015 | SOCO_2_FRCC | SOCO | FRCC | Internal | Summer | B5 | 200 | 3700 | 774.25 | 62.02 | 72.02 | 10 | 0
2015 | SOCO_2_FRCC | SOCO | FRCC | Internal | Summer | B6 | 300 | 3700 | 751.33 | 54.15 | 64.15 | 10 | 0
2015 | SOCO_2_FRCC | SOCO | FRCC | Internal | Summer | B7 | 400 | 3700 | 1686.04 | 51.72 | 61.72 | 10 | 0
2015 | SOCO_2_FRCC | SOCO | FRCC | Internal | Summer | B8 | 500 | 3700 | 870.44 | 43.42 | 53.42 | 10 | 0
2015 | SOCO_2_FRCC | SOCO | FRCC | Internal | Summer | B9 | 800 | 3700 | 0 | 38.83 | 46.04 | 10 | 0
2015 | SOCO_2_FRCC | SOCO | FRCC | Internal | Summer | B10 | 1262 | 3700 | 0 | 38.83 | 43.74 | 10 | 0
2015 | SOCO_2_FRCC | SOCO | FRCC | Internal | Winter | B16 | 25 | 3700 | 1809 | 62.24 | 72.24 | 10 | 0
2015 | SOCO_2_FRCC | SOCO | FRCC | Internal | Winter | B17 | 100 | 3700 | 1998.67 | 43.89 | 53.89 | 10 | 0
2015 | SOCO_2_FRCC | SOCO | FRCC | Internal | Winter | B18 | 400 | 3700 | 0 | 42.39 | 52.14 | 10 | 0
2015 | SOCO_2_FRCC | SOCO | FRCC | Internal | Winter | B19 | 700 | 3700 | 0 | 42.39 | 48.42 | 10 | 0
2015 | SOCO_2_FRCC | SOCO | FRCC | Internal | Winter | B20 | 935 | 3700 | 0 | 42.39 | 46.43 | 10 | 0
2015 | SOCO_2_VACAR | SOCO | VACAR | Internal | Shoulder | B11 | 25 | 2000 | 0 | 63.02 | 56.02 | 10 | 0
2015 | SOCO_2_VACAR | SOCO | VACAR | Internal | Shoulder | B12 | 200 | 2000 | 0 | 43.02 | 48.63 | 10 | 0
2015 | SOCO_2_VACAR | SOCO | VACAR | Internal | Shoulder | B13 | 600 | 2000 | 0 | 40 | 45.96 | 10 | 0
2015 | SOCO_2_VACAR | SOCO | VACAR | Internal | Shoulder | B14 | 900 | 2000 | 0 | 40 | 44.57 | 10 | 0
2015 | SOCO_2_VACAR | SOCO | VACAR | Internal | Shoulder | B15 | 1203 | 2000 | 0 | 40 | 41.45 | 10 | 0
2015 | SOCO_2_VACAR | SOCO | VACAR | Internal | Summer | B1 | 10 | 2000 | 0 | 66.43 | 69.73 | 10 | 0
2015 | SOCO_2_VACAR | SOCO | VACAR | Internal | Summer | B2 | 25 | 2000 | 0 | 66.43 | 69.73 | 10 | 0
2015 | SOCO_2_VACAR | SOCO | VACAR | Internal | Summer | B3 | 75 | 2000 | 0 | 66.43 | 68.59 | 10 | 0
2015 | SOCO_2_VACAR | SOCO | VACAR | Internal | Summer | B4 | 100 | 2000 | 0 | 66.43 | 63.5 | 10 | 0
2015 | SOCO_2_VACAR | SOCO | VACAR | Internal | Summer | B5 | 200 | 2000 | 0 | 62.02 | 55.1 | 10 | 0
2015 | SOCO_2_VACAR | SOCO | VACAR | Internal | Summer | B6 | 300 | 2000 | 0 | 54.15 | 50.79 | 10 | 0
2015 | SOCO_2_VACAR | SOCO | VACAR | Internal | Summer | B7 | 400 | 2000 | 0 | 51.72 | 44.72 | 10 | 0
2015 | SOCO_2_VACAR | SOCO | VACAR | Internal | Summer | B8 | 500 | 2000 | 0 | 43.42 | 42.56 | 10 | 0
2015 | SOCO_2_VACAR | SOCO | VACAR | Internal | Summer | B9 | 800 | 2000 | 0 | 38.83 | 41.51 | 10 | 0
2015 | SOCO_2_VACAR | SOCO | VACAR | Internal | Summer | B10 | 1262 | 2000 | 0 | 38.83 | 39.54 | 10 | 0
2015 | SOCO_2_VACAR | SOCO | VACAR | Internal | Winter | B16 | 25 | 2000 | 0 | 62.24 | 58.48 | 10 | 0
2015 | SOCO_2_VACAR | SOCO | VACAR | Internal | Winter | B17 | 100 | 2000 | 0 | 43.89 | 51.2 | 10 | 0
2015 | SOCO_2_VACAR | SOCO | VACAR | Internal | Winter | B18 | 400 | 2000 | 0 | 42.39 | 46.43 | 10 | 0
2015 | SOCO_2_VACAR | SOCO | VACAR | Internal | Winter | B19 | 700 | 2000 | 0 | 42.39 | 44.58 | 10 | 0
2015 | SOCO_2_VACAR | SOCO | VACAR | Internal | Winter | B20 | 935 | 2000 | 0 | 42.39 | 42.08 | 10 | 0
2015 | SPP_N_2_ENT | SPP_N | ENT | Internal | Shoulder | B11 | 25 | 9240 | 0 | 54.08 | 55.32 | 5 | 0
2015 | SPP_N_2_ENT | SPP_N | ENT | Internal | Shoulder | B12 | 200 | 9240 | 0 | 40.64 | 39.32 | 5 | 0
2015 | SPP_N_2_ENT | SPP_N | ENT | Internal | Shoulder | B13 | 600 | 9240 | 0 | 39.05 | 39.32 | 5 | 0
2015 | SPP_N_2_ENT | SPP_N | ENT | Internal | Shoulder | B14 | 900 | 9240 | 0 | 38.67 | 39.04 | 5 | 0
2015 | SPP_N_2_ENT | SPP_N | ENT | Internal | Shoulder | B15 | 1203 | 9240 | 0 | 37.62 | 37.82 | 5 | 0
2015 | SPP_N_2_ENT | SPP_N | ENT | Internal | Summer | B1 | 10 | 9240 | 0 | 60.81 | 60.8 | 5 | 0
2015 | SPP_N_2_ENT | SPP_N | ENT | Internal | Summer | B2 | 25 | 9240 | 0 | 59.77 | 59.29 | 5 | 0
2015 | SPP_N_2_ENT | SPP_N | ENT | Internal | Summer | B3 | 75 | 9240 | 0 | 58.99 | 58.43 | 5 | 0
2015 | SPP_N_2_ENT | SPP_N | ENT | Internal | Summer | B4 | 100 | 9240 | 0 | 55.51 | 58.43 | 5 | 0
2015 | SPP_N_2_ENT | SPP_N | ENT | Internal | Summer | B5 | 200 | 9240 | 0 | 52.66 | 53.58 | 5 | 0
2015 | SPP_N_2_ENT | SPP_N | ENT | Internal | Summer | B6 | 300 | 9240 | 0 | 49.81 | 46.15 | 5 | 0
2015 | SPP_N_2_ENT | SPP_N | ENT | Internal | Summer | B7 | 400 | 9240 | 0 | 43.72 | 43.72 | 5 | 0
2015 | SPP_N_2_ENT | SPP_N | ENT | Internal | Summer | B8 | 500 | 9240 | 0 | 37.98 | 38.1 | 5 | 0
2015 | SPP_N_2_ENT | SPP_N | ENT | Internal | Summer | B9 | 800 | 9240 | 0 | 36.35 | 37.83 | 5 | 0
2015 | SPP_N_2_ENT | SPP_N | ENT | Internal | Summer | B10 | 1262 | 9240 | 0 | 36.27 | 36.6 | 5 | 0
2015 | SPP_N_2_ENT | SPP_N | ENT | Internal | Winter | B16 | 25 | 9240 | 0.94 | 49.24 | 54.24 | 5 | 0
2015 | SPP_N_2_ENT | SPP_N | ENT | Internal | Winter | B17 | 100 | 9240 | 0 | 41.77 | 41.76 | 5 | 0
2015 | SPP_N_2_ENT | SPP_N | ENT | Internal | Winter | B18 | 400 | 9240 | 0 | 40.09 | 41.75 | 5 | 0
2015 | SPP_N_2_ENT | SPP_N | ENT | Internal | Winter | B19 | 700 | 9240 | 0 | 40.09 | 41.46 | 5 | 0
2015 | SPP_N_2_ENT | SPP_N | ENT | Internal | Winter | B20 | 935 | 9240 | 0 | 40.01 | 40.11 | 5 | 0
2015 | SPP_N_2_MISO_MO-IL | SPP_N | MISO_MO-IL | Internal | Shoulder | B11 | 25 | 2263 | 0 | 54.08 | 47.99 | 5 | 0
2015 | SPP_N_2_MISO_MO-IL | SPP_N | MISO_MO-IL | Internal | Shoulder | B12 | 200 | 2263 | 0 | 40.64 | 40.63 | 5 | 0
2015 | SPP_N_2_MISO_MO-IL | SPP_N | MISO_MO-IL | Internal | Shoulder | B13 | 600 | 2263 | 0 | 39.05 | 37.96 | 5 | 0
2015 | SPP_N_2_MISO_MO-IL | SPP_N | MISO_MO-IL | Internal | Shoulder | B14 | 900 | 2263 | 0 | 38.67 | 36.55 | 5 | 0
2015 | SPP_N_2_MISO_MO-IL | SPP_N | MISO_MO-IL | Internal | Shoulder | B15 | 1203 | 2263 | 0 | 37.62 | 33.78 | 5 | 0
2015 | SPP_N_2_MISO_MO-IL | SPP_N | MISO_MO-IL | Internal | Summer | B1 | 10 | 2263 | 0 | 60.81 | 60.8 | 5 | 0
2015 | SPP_N_2_MISO_MO-IL | SPP_N | MISO_MO-IL | Internal | Summer | B2 | 25 | 2263 | 0 | 59.77 | 59.29 | 5 | 0
2015 | SPP_N_2_MISO_MO-IL | SPP_N | MISO_MO-IL | Internal | Summer | B3 | 75 | 2263 | 0 | 58.99 | 57.91 | 5 | 0
2015 | SPP_N_2_MISO_MO-IL | SPP_N | MISO_MO-IL | Internal | Summer | B4 | 100 | 2263 | 0 | 55.51 | 55.5 | 5 | 0
2015 | SPP_N_2_MISO_MO-IL | SPP_N | MISO_MO-IL | Internal | Summer | B5 | 200 | 2263 | 0 | 52.66 | 47.1 | 5 | 0
2015 | SPP_N_2_MISO_MO-IL | SPP_N | MISO_MO-IL | Internal | Summer | B6 | 300 | 2263 | 0 | 49.81 | 42.79 | 5 | 0
2015 | SPP_N_2_MISO_MO-IL | SPP_N | MISO_MO-IL | Internal | Summer | B7 | 400 | 2263 | 0 | 43.72 | 36.71 | 5 | 0
2015 | SPP_N_2_MISO_MO-IL | SPP_N | MISO_MO-IL | Internal | Summer | B8 | 500 | 2263 | 0 | 37.98 | 34.55 | 5 | 0
2015 | SPP_N_2_MISO_MO-IL | SPP_N | MISO_MO-IL | Internal | Summer | B9 | 800 | 2263 | 0 | 36.35 | 33.51 | 5 | 0
2015 | SPP_N_2_MISO_MO-IL | SPP_N | MISO_MO-IL | Internal | Summer | B10 | 1262 | 2263 | 0 | 36.27 | 31.61 | 5 | 0
2015 | SPP_N_2_MISO_MO-IL | SPP_N | MISO_MO-IL | Internal | Winter | B16 | 25 | 2263 | 0 | 49.24 | 49.24 | 5 | 0
2015 | SPP_N_2_MISO_MO-IL | SPP_N | MISO_MO-IL | Internal | Winter | B17 | 100 | 2263 | 0 | 41.77 | 43.2 | 5 | 0
2015 | SPP_N_2_MISO_MO-IL | SPP_N | MISO_MO-IL | Internal | Winter | B18 | 400 | 2263 | 0 | 40.09 | 39.03 | 5 | 0
2015 | SPP_N_2_MISO_MO-IL | SPP_N | MISO_MO-IL | Internal | Winter | B19 | 700 | 2263 | 0 | 40.09 | 37 | 5 | 0
2015 | SPP_N_2_MISO_MO-IL | SPP_N | MISO_MO-IL | Internal | Winter | B20 | 935 | 2263 | 0 | 40.01 | 33.01 | 5 | 0
2015 | SPP_N_2_MISO_W | SPP_N | MISO_W | Internal | Shoulder | B11 | 25 | 750 | 0 | 54.08 | 47.98 | 5 | 0
2015 | SPP_N_2_MISO_W | SPP_N | MISO_W | Internal | Shoulder | B12 | 200 | 750 | 0 | 40.64 | 40.63 | 5 | 0
2015 | SPP_N_2_MISO_W | SPP_N | MISO_W | Internal | Shoulder | B13 | 600 | 750 | 0 | 39.05 | 37.96 | 5 | 0
2015 | SPP_N_2_MISO_W | SPP_N | MISO_W | Internal | Shoulder | B14 | 900 | 750 | 0 | 38.67 | 36.57 | 5 | 0
2015 | SPP_N_2_MISO_W | SPP_N | MISO_W | Internal | Shoulder | B15 | 1203 | 750 | 0 | 37.62 | 33.79 | 5 | 0
2015 | SPP_N_2_MISO_W | SPP_N | MISO_W | Internal | Summer | B1 | 10 | 750 | 0 | 60.81 | 60.8 | 5 | 0
2015 | SPP_N_2_MISO_W | SPP_N | MISO_W | Internal | Summer | B2 | 25 | 750 | 0 | 59.77 | 59.29 | 5 | 0
2015 | SPP_N_2_MISO_W | SPP_N | MISO_W | Internal | Summer | B3 | 75 | 750 | 0 | 58.99 | 57.92 | 5 | 0
2015 | SPP_N_2_MISO_W | SPP_N | MISO_W | Internal | Summer | B4 | 100 | 750 | 0 | 55.51 | 55.5 | 5 | 0
2015 | SPP_N_2_MISO_W | SPP_N | MISO_W | Internal | Summer | B5 | 200 | 750 | 0 | 52.66 | 47.11 | 5 | 0
2015 | SPP_N_2_MISO_W | SPP_N | MISO_W | Internal | Summer | B6 | 300 | 750 | 0 | 49.81 | 42.81 | 5 | 0
2015 | SPP_N_2_MISO_W | SPP_N | MISO_W | Internal | Summer | B7 | 400 | 750 | 0 | 43.72 | 36.72 | 5 | 0
2015 | SPP_N_2_MISO_W | SPP_N | MISO_W | Internal | Summer | B8 | 500 | 750 | 0 | 37.98 | 34.56 | 5 | 0
2015 | SPP_N_2_MISO_W | SPP_N | MISO_W | Internal | Summer | B9 | 800 | 750 | 0 | 36.35 | 33.51 | 5 | 0
2015 | SPP_N_2_MISO_W | SPP_N | MISO_W | Internal | Summer | B10 | 1262 | 750 | 0 | 36.27 | 31.6 | 5 | 0
2015 | SPP_N_2_MISO_W | SPP_N | MISO_W | Internal | Winter | B16 | 25 | 750 | 0 | 49.24 | 49.23 | 5 | 0
2015 | SPP_N_2_MISO_W | SPP_N | MISO_W | Internal | Winter | B17 | 100 | 750 | 0 | 41.77 | 43.2 | 5 | 0
2015 | SPP_N_2_MISO_W | SPP_N | MISO_W | Internal | Winter | B18 | 400 | 750 | 0 | 40.09 | 39.03 | 5 | 0
2015 | SPP_N_2_MISO_W | SPP_N | MISO_W | Internal | Winter | B19 | 700 | 750 | 0 | 40.09 | 37.01 | 5 | 0
2015 | SPP_N_2_MISO_W | SPP_N | MISO_W | Internal | Winter | B20 | 935 | 750 | 0 | 40.01 | 33.02 | 5 | 0
2015 | SPP_N_2_NE | SPP_N | NE | Internal | Shoulder | B11 | 25 | 11328 | 0.03 | 54.08 | 54.07 | 0.01 | 0
2015 | SPP_N_2_NE | SPP_N | NE | Internal | Shoulder | B12 | 200 | 11328 | 0 | 40.64 | 40.63 | 0.01 | 0
2015 | SPP_N_2_NE | SPP_N | NE | Internal | Shoulder | B13 | 600 | 11328 | 0 | 39.05 | 39.04 | 0.01 | 0
2015 | SPP_N_2_NE | SPP_N | NE | Internal | Shoulder | B14 | 900 | 11328 | 0 | 38.67 | 38.66 | 0.01 | 0
2015 | SPP_N_2_NE | SPP_N | NE | Internal | Shoulder | B15 | 1203 | 11328 | 0 | 37.62 | 37.6 | 0.01 | 0
2015 | SPP_N_2_NE | SPP_N | NE | Internal | Summer | B1 | 10 | 11328 | 0.08 | 60.81 | 60.8 | 0.01 | 0
2015 | SPP_N_2_NE | SPP_N | NE | Internal | Summer | B2 | 25 | 11328 | 0.03 | 59.77 | 59.76 | 0.01 | 0
2015 | SPP_N_2_NE | SPP_N | NE | Internal | Summer | B3 | 75 | 11328 | 0.01 | 58.99 | 58.98 | 0.01 | 0
2015 | SPP_N_2_NE | SPP_N | NE | Internal | Summer | B4 | 100 | 11328 | 0 | 55.51 | 55.5 | 0.01 | 0
2015 | SPP_N_2_NE | SPP_N | NE | Internal | Summer | B5 | 200 | 11328 | 0 | 52.66 | 52.64 | 0.01 | 0
2015 | SPP_N_2_NE | SPP_N | NE | Internal | Summer | B6 | 300 | 11328 | 0 | 49.81 | 49.79 | 0.01 | 0
2015 | SPP_N_2_NE | SPP_N | NE | Internal | Summer | B7 | 400 | 11328 | 0 | 43.72 | 43.71 | 0.01 | 0
2015 | SPP_N_2_NE | SPP_N | NE | Internal | Summer | B8 | 500 | 11328 | 0 | 37.98 | 37.97 | 0.01 | 0
2015 | SPP_N_2_NE | SPP_N | NE | Internal | Summer | B9 | 800 | 11328 | 0 | 36.35 | 36.34 | 0.01 | 0
2015 | SPP_N_2_NE | SPP_N | NE | Internal | Summer | B10 | 1262 | 11328 | 0 | 36.27 | 36.26 | 0.01 | 0
2015 | SPP_N_2_NE | SPP_N | NE | Internal | Winter | B16 | 25 | 11328 | 0.03 | 49.24 | 49.23 | 0.01 | 0
2015 | SPP_N_2_NE | SPP_N | NE | Internal | Winter | B17 | 100 | 11328 | 0 | 41.77 | 41.75 | 0.01 | 0
2015 | SPP_N_2_NE | SPP_N | NE | Internal | Winter | B18 | 400 | 11328 | 0 | 40.09 | 40.08 | 0.01 | 0
2015 | SPP_N_2_NE | SPP_N | NE | Internal | Winter | B19 | 700 | 11328 | 0 | 40.09 | 40.08 | 0.01 | 0
2015 | SPP_N_2_NE | SPP_N | NE | Internal | Winter | B20 | 935 | 11328 | 0 | 40.01 | 39.99 | 0.01 | 0
2015 | SPP_N_2_SPP_S | SPP_N | SPP_S | Internal | Shoulder | B11 | 25 | 5571 | 0.03 | 54.08 | 54.07 | 0.01 | 0
2015 | SPP_N_2_SPP_S | SPP_N | SPP_S | Internal | Shoulder | B12 | 200 | 5571 | 0 | 40.64 | 40.63 | 0.01 | 0
2015 | SPP_N_2_SPP_S | SPP_N | SPP_S | Internal | Shoulder | B13 | 600 | 5571 | 839.55 | 39.05 | 39.06 | 0.01 | 0
2015 | SPP_N_2_SPP_S | SPP_N | SPP_S | Internal | Shoulder | B14 | 900 | 5571 | 436.7 | 38.67 | 38.68 | 0.01 | 0
2015 | SPP_N_2_SPP_S | SPP_N | SPP_S | Internal | Shoulder | B15 | 1203 | 5571 | 1271.7 | 37.62 | 37.63 | 0.01 | 0
2015 | SPP_N_2_SPP_S | SPP_N | SPP_S | Internal | Summer | B1 | 10 | 5571 | 0.08 | 60.81 | 60.8 | 0.01 | 0
2015 | SPP_N_2_SPP_S | SPP_N | SPP_S | Internal | Summer | B2 | 25 | 5571 | 0.03 | 59.77 | 59.76 | 0.01 | 0
2015 | SPP_N_2_SPP_S | SPP_N | SPP_S | Internal | Summer | B3 | 75 | 5571 | 0.01 | 58.99 | 58.98 | 0.01 | 0
2015 | SPP_N_2_SPP_S | SPP_N | SPP_S | Internal | Summer | B4 | 100 | 5571 | 0 | 55.51 | 54.49 | 0.01 | 0
2015 | SPP_N_2_SPP_S | SPP_N | SPP_S | Internal | Summer | B5 | 200 | 5571 | 0 | 52.66 | 52.64 | 0.01 | 0
2015 | SPP_N_2_SPP_S | SPP_N | SPP_S | Internal | Summer | B6 | 300 | 5571 | 2877.89 | 49.81 | 49.82 | 0.01 | 0
2015 | SPP_N_2_SPP_S | SPP_N | SPP_S | Internal | Summer | B7 | 400 | 5571 | 1540.27 | 43.72 | 43.73 | 0.01 | 0
2015 | SPP_N_2_SPP_S | SPP_N | SPP_S | Internal | Summer | B8 | 500 | 5571 | 2362.02 | 37.98 | 38 | 0.01 | 0
2015 | SPP_N_2_SPP_S | SPP_N | SPP_S | Internal | Summer | B9 | 800 | 5571 | 2278.59 | 36.35 | 36.36 | 0.01 | 0
2015 | SPP_N_2_SPP_S | SPP_N | SPP_S | Internal | Summer | B10 | 1262 | 5571 | 4389.65 | 36.27 | 36.28 | 0.01 | 0
2015 | SPP_N_2_SPP_S | SPP_N | SPP_S | Internal | Winter | B16 | 25 | 5571 | 1406.02 | 49.24 | 49.25 | 0.01 | 0
2015 | SPP_N_2_SPP_S | SPP_N | SPP_S | Internal | Winter | B17 | 100 | 5571 | 1376.67 | 41.77 | 41.78 | 0.01 | 0
2015 | SPP_N_2_SPP_S | SPP_N | SPP_S | Internal | Winter | B18 | 400 | 5571 | 1923.24 | 40.09 | 40.11 | 0.01 | 0
2015 | SPP_N_2_SPP_S | SPP_N | SPP_S | Internal | Winter | B19 | 700 | 5571 | 2081.89 | 40.09 | 40.11 | 0.01 | 0
2015 | SPP_N_2_SPP_S | SPP_N | SPP_S | Internal | Winter | B20 | 935 | 5571 | 4065.42 | 40.01 | 40.02 | 0.01 | 0
2015 | SPP_S_2_ENT | SPP_S | ENT | Internal | Shoulder | B11 | 25 | 5132 | 0 | 54.07 | 55.32 | 5 | 0
2015 | SPP_S_2_ENT | SPP_S | ENT | Internal | Shoulder | B12 | 200 | 5132 | 0 | 40.63 | 39.32 | 5 | 0
2015 | SPP_S_2_ENT | SPP_S | ENT | Internal | Shoulder | B13 | 600 | 5132 | 0 | 39.06 | 39.32 | 5 | 0
2015 | SPP_S_2_ENT | SPP_S | ENT | Internal | Shoulder | B14 | 900 | 5132 | 0 | 38.68 | 39.04 | 5 | 0
2015 | SPP_S_2_ENT | SPP_S | ENT | Internal | Shoulder | B15 | 1203 | 5132 | 0 | 37.63 | 37.82 | 5 | 0
2015 | SPP_S_2_ENT | SPP_S | ENT | Internal | Summer | B1 | 10 | 5132 | 0 | 60.8 | 60.8 | 5 | 0
2015 | SPP_S_2_ENT | SPP_S | ENT | Internal | Summer | B2 | 25 | 5132 | 0 | 59.76 | 59.29 | 5 | 0
2015 | SPP_S_2_ENT | SPP_S | ENT | Internal | Summer | B3 | 75 | 5132 | 0 | 58.98 | 58.43 | 5 | 0
2015 | SPP_S_2_ENT | SPP_S | ENT | Internal | Summer | B4 | 100 | 5132 | 0 | 54.49 | 58.43 | 5 | 0
2015 | SPP_S_2_ENT | SPP_S | ENT | Internal | Summer | B5 | 200 | 5132 | 0 | 52.64 | 53.58 | 5 | 0
2015 | SPP_S_2_ENT | SPP_S | ENT | Internal | Summer | B6 | 300 | 5132 | 0 | 49.82 | 46.15 | 5 | 0
2015 | SPP_S_2_ENT | SPP_S | ENT | Internal | Summer | B7 | 400 | 5132 | 0 | 43.73 | 43.72 | 5 | 0
2015 | SPP_S_2_ENT | SPP_S | ENT | Internal | Summer | B8 | 500 | 5132 | 0 | 38 | 38.1 | 5 | 0
2015 | SPP_S_2_ENT | SPP_S | ENT | Internal | Summer | B9 | 800 | 5132 | 0 | 36.36 | 37.83 | 5 | 0
2015 | SPP_S_2_ENT | SPP_S | ENT | Internal | Summer | B10 | 1262 | 5132 | 0 | 36.28 | 36.6 | 5 | 0
2015 | SPP_S_2_ENT | SPP_S | ENT | Internal | Winter | B16 | 25 | 5132 | 0.05 | 49.25 | 54.24 | 5 | 0
2015 | SPP_S_2_ENT | SPP_S | ENT | Internal | Winter | B17 | 100 | 5132 | 0 | 41.78 | 41.76 | 5 | 0
2015 | SPP_S_2_ENT | SPP_S | ENT | Internal | Winter | B18 | 400 | 5132 | 0 | 40.11 | 41.75 | 5 | 0
2015 | SPP_S_2_ENT | SPP_S | ENT | Internal | Winter | B19 | 700 | 5132 | 0 | 40.11 | 41.46 | 5 | 0
2015 | SPP_S_2_ENT | SPP_S | ENT | Internal | Winter | B20 | 935 | 5132 | 0 | 40.02 | 40.11 | 5 | 0
2015 | SPP_S_2_SPP_N | SPP_S | SPP_N | Internal | Shoulder | B11 | 25 | 2211 | 1663.45 | 54.07 | 54.08 | 0.01 | 0
2015 | SPP_S_2_SPP_N | SPP_S | SPP_N | Internal | Shoulder | B12 | 200 | 2211 | 342.08 | 40.63 | 40.64 | 0.01 | 0
2015 | SPP_S_2_SPP_N | SPP_S | SPP_N | Internal | Shoulder | B13 | 600 | 2211 | 0 | 39.06 | 39.05 | 0.01 | 0
2015 | SPP_S_2_SPP_N | SPP_S | SPP_N | Internal | Shoulder | B14 | 900 | 2211 | 0 | 38.68 | 38.67 | 0.01 | 0
2015 | SPP_S_2_SPP_N | SPP_S | SPP_N | Internal | Shoulder | B15 | 1203 | 2211 | 0 | 37.63 | 37.62 | 0.01 | 0
2015 | SPP_S_2_SPP_N | SPP_S | SPP_N | Internal | Summer | B1 | 10 | 2211 | 1526.12 | 60.8 | 60.81 | 0.01 | 0
2015 | SPP_S_2_SPP_N | SPP_S | SPP_N | Internal | Summer | B2 | 25 | 2211 | 1396.79 | 59.76 | 59.77 | 0.01 | 0
2015 | SPP_S_2_SPP_N | SPP_S | SPP_N | Internal | Summer | B3 | 75 | 2211 | 2123.2 | 58.98 | 58.99 | 0.01 | 0
2015 | SPP_S_2_SPP_N | SPP_S | SPP_N | Internal | Summer | B4 | 100 | 2211 | 2211 | 54.49 | 55.51 | 0.01 | 1.01
2015 | SPP_S_2_SPP_N | SPP_S | SPP_N | Internal | Summer | B5 | 200 | 2211 | 1766.41 | 52.64 | 52.66 | 0.01 | 0
2015 | SPP_S_2_SPP_N | SPP_S | SPP_N | Internal | Summer | B6 | 300 | 2211 | 0 | 49.82 | 49.81 | 0.01 | 0
2015 | SPP_S_2_SPP_N | SPP_S | SPP_N | Internal | Summer | B7 | 400 | 2211 | 0 | 43.73 | 43.72 | 0.01 | 0
2015 | SPP_S_2_SPP_N | SPP_S | SPP_N | Internal | Summer | B8 | 500 | 2211 | 0 | 38 | 37.98 | 0.01 | 0
2015 | SPP_S_2_SPP_N | SPP_S | SPP_N | Internal | Summer | B9 | 800 | 2211 | 0 | 36.36 | 36.35 | 0.01 | 0
2015 | SPP_S_2_SPP_N | SPP_S | SPP_N | Internal | Summer | B10 | 1262 | 2211 | 0 | 36.28 | 36.27 | 0.01 | 0
2015 | SPP_S_2_SPP_N | SPP_S | SPP_N | Internal | Winter | B16 | 25 | 2211 | 0.03 | 49.25 | 49.24 | 0.01 | 0
2015 | SPP_S_2_SPP_N | SPP_S | SPP_N | Internal | Winter | B17 | 100 | 2211 | 0 | 41.78 | 41.77 | 0.01 | 0
2015 | SPP_S_2_SPP_N | SPP_S | SPP_N | Internal | Winter | B18 | 400 | 2211 | 0 | 40.11 | 40.09 | 0.01 | 0
2015 | SPP_S_2_SPP_N | SPP_S | SPP_N | Internal | Winter | B19 | 700 | 2211 | 0 | 40.11 | 40.09 | 0.01 | 0
2015 | SPP_S_2_SPP_N | SPP_S | SPP_N | Internal | Winter | B20 | 935 | 2211 | 0 | 40.02 | 40.01 | 0.01 | 0
2015 | TVA_2_ENT | TVA | ENT | Internal | Shoulder | B11 | 25 | 500 | 0 | 55.02 | 55.32 | 9 | 0
2015 | TVA_2_ENT | TVA | ENT | Internal | Shoulder | B12 | 200 | 500 | 0 | 40.94 | 39.32 | 9 | 0
2015 | TVA_2_ENT | TVA | ENT | Internal | Shoulder | B13 | 600 | 500 | 0 | 39.49 | 39.32 | 9 | 0
2015 | TVA_2_ENT | TVA | ENT | Internal | Shoulder | B14 | 900 | 500 | 0 | 39.49 | 39.04 | 9 | 0
2015 | TVA_2_ENT | TVA | ENT | Internal | Shoulder | B15 | 1203 | 500 | 0 | 39.49 | 37.82 | 9 | 0
2015 | TVA_2_ENT | TVA | ENT | Internal | Summer | B1 | 10 | 500 | 0 | 68.81 | 60.8 | 9 | 0
2015 | TVA_2_ENT | TVA | ENT | Internal | Summer | B2 | 25 | 500 | 0 | 67.3 | 59.29 | 9 | 0
2015 | TVA_2_ENT | TVA | ENT | Internal | Summer | B3 | 75 | 500 | 0 | 64.3 | 58.43 | 9 | 0
2015 | TVA_2_ENT | TVA | ENT | Internal | Summer | B4 | 100 | 500 | 0 | 63.51 | 58.43 | 9 | 0
2015 | TVA_2_ENT | TVA | ENT | Internal | Summer | B5 | 200 | 500 | 0 | 50.72 | 53.58 | 9 | 0
2015 | TVA_2_ENT | TVA | ENT | Internal | Summer | B6 | 300 | 500 | 0 | 39.84 | 46.15 | 9 | 0
2015 | TVA_2_ENT | TVA | ENT | Internal | Summer | B7 | 400 | 500 | 0 | 39.28 | 43.72 | 9 | 0
2015 | TVA_2_ENT | TVA | ENT | Internal | Summer | B8 | 500 | 500 | 0 | 38.22 | 38.1 | 9 | 0
2015 | TVA_2_ENT | TVA | ENT | Internal | Summer | B9 | 800 | 500 | 0 | 38.22 | 37.83 | 9 | 0
2015 | TVA_2_ENT | TVA | ENT | Internal | Summer | B10 | 1262 | 500 | 0 | 35.5 | 36.6 | 9 | 0
2015 | TVA_2_ENT | TVA | ENT | Internal | Winter | B16 | 25 | 500 | 0 | 54.82 | 54.24 | 9 | 0
2015 | TVA_2_ENT | TVA | ENT | Internal | Winter | B17 | 100 | 500 | 0 | 43.7 | 41.76 | 9 | 0
2015 | TVA_2_ENT | TVA | ENT | Internal | Winter | B18 | 400 | 500 | 0 | 39.34 | 41.75 | 9 | 0
2015 | TVA_2_ENT | TVA | ENT | Internal | Winter | B19 | 700 | 500 | 0 | 39.34 | 41.46 | 9 | 0
2015 | TVA_2_ENT | TVA | ENT | Internal | Winter | B20 | 935 | 500 | 0 | 39.34 | 40.11 | 9 | 0
2015 | TVA_2_MISO_MO-IL | TVA | MISO_MO-IL | Internal | Shoulder | B11 | 25 | 50 | 0 | 55.02 | 47.99 | 9 | 0
2015 | TVA_2_MISO_MO-IL | TVA | MISO_MO-IL | Internal | Shoulder | B12 | 200 | 50 | 0 | 40.94 | 40.63 | 9 | 0
2015 | TVA_2_MISO_MO-IL | TVA | MISO_MO-IL | Internal | Shoulder | B13 | 600 | 50 | 0 | 39.49 | 37.96 | 9 | 0
2015 | TVA_2_MISO_MO-IL | TVA | MISO_MO-IL | Internal | Shoulder | B14 | 900 | 50 | 0 | 39.49 | 36.55 | 9 | 0
2015 | TVA_2_MISO_MO-IL | TVA | MISO_MO-IL | Internal | Shoulder | B15 | 1203 | 50 | 0 | 39.49 | 33.78 | 9 | 0
2015 | TVA_2_MISO_MO-IL | TVA | MISO_MO-IL | Internal | Summer | B1 | 10 | 50 | 0 | 68.81 | 60.8 | 9 | 0
2015 | TVA_2_MISO_MO-IL | TVA | MISO_MO-IL | Internal | Summer | B2 | 25 | 50 | 0 | 67.3 | 59.29 | 9 | 0
2015 | TVA_2_MISO_MO-IL | TVA | MISO_MO-IL | Internal | Summer | B3 | 75 | 50 | 0 | 64.3 | 57.91 | 9 | 0
2015 | TVA_2_MISO_MO-IL | TVA | MISO_MO-IL | Internal | Summer | B4 | 100 | 50 | 0 | 63.51 | 55.5 | 9 | 0
2015 | TVA_2_MISO_MO-IL | TVA | MISO_MO-IL | Internal | Summer | B5 | 200 | 50 | 0 | 50.72 | 47.1 | 9 | 0
2015 | TVA_2_MISO_MO-IL | TVA | MISO_MO-IL | Internal | Summer | B6 | 300 | 50 | 0 | 39.84 | 42.79 | 9 | 0
2015 | TVA_2_MISO_MO-IL | TVA | MISO_MO-IL | Internal | Summer | B7 | 400 | 50 | 0 | 39.28 | 36.71 | 9 | 0
2015 | TVA_2_MISO_MO-IL | TVA | MISO_MO-IL | Internal | Summer | B8 | 500 | 50 | 0 | 38.22 | 34.55 | 9 | 0
2015 | TVA_2_MISO_MO-IL | TVA | MISO_MO-IL | Internal | Summer | B9 | 800 | 50 | 0 | 38.22 | 33.51 | 9 | 0
2015 | TVA_2_MISO_MO-IL | TVA | MISO_MO-IL | Internal | Summer | B10 | 1262 | 50 | 0 | 35.5 | 31.61 | 9 | 0
2015 | TVA_2_MISO_MO-IL | TVA | MISO_MO-IL | Internal | Winter | B16 | 25 | 50 | 0 | 54.82 | 49.24 | 9 | 0
2015 | TVA_2_MISO_MO-IL | TVA | MISO_MO-IL | Internal | Winter | B17 | 100 | 50 | 0 | 43.7 | 43.2 | 9 | 0
2015 | TVA_2_MISO_MO-IL | TVA | MISO_MO-IL | Internal | Winter | B18 | 400 | 50 | 0 | 39.34 | 39.03 | 9 | 0
2015 | TVA_2_MISO_MO-IL | TVA | MISO_MO-IL | Internal | Winter | B19 | 700 | 50 | 0 | 39.34 | 37 | 9 | 0
2015 | TVA_2_MISO_MO-IL | TVA | MISO_MO-IL | Internal | Winter | B20 | 935 | 50 | 0 | 39.34 | 33.01 | 9 | 0
2015 | TVA_2_NonRTO_Midwest | TVA | NonRTO_Midwest | Internal | Shoulder | B11 | 25 | 100 | 0 | 55.02 | 56.01 | 9 | 0
2015 | TVA_2_NonRTO_Midwest | TVA | NonRTO_Midwest | Internal | Shoulder | B12 | 200 | 100 | 0 | 40.94 | 48.64 | 9 | 0
2015 | TVA_2_NonRTO_Midwest | TVA | NonRTO_Midwest | Internal | Shoulder | B13 | 600 | 100 | 0 | 39.49 | 45.54 | 9 | 0
2015 | TVA_2_NonRTO_Midwest | TVA | NonRTO_Midwest | Internal | Shoulder | B14 | 900 | 100 | 0 | 39.49 | 35.61 | 9 | 0
2015 | TVA_2_NonRTO_Midwest | TVA | NonRTO_Midwest | Internal | Shoulder | B15 | 1203 | 100 | 0 | 39.49 | 32.87 | 9 | 0
2015 | TVA_2_NonRTO_Midwest | TVA | NonRTO_Midwest | Internal | Summer | B1 | 10 | 100 | 0 | 68.81 | 65.02 | 9 | 0
2015 | TVA_2_NonRTO_Midwest | TVA | NonRTO_Midwest | Internal | Summer | B2 | 25 | 100 | 0 | 67.3 | 65.02 | 9 | 0
2015 | TVA_2_NonRTO_Midwest | TVA | NonRTO_Midwest | Internal | Summer | B3 | 75 | 100 | 0 | 64.3 | 65.02 | 9 | 0
2015 | TVA_2_NonRTO_Midwest | TVA | NonRTO_Midwest | Internal | Summer | B4 | 100 | 100 | 0 | 63.51 | 63.51 | 9 | 0
2015 | TVA_2_NonRTO_Midwest | TVA | NonRTO_Midwest | Internal | Summer | B5 | 200 | 100 | 0 | 50.72 | 55.1 | 9 | 0
2015 | TVA_2_NonRTO_Midwest | TVA | NonRTO_Midwest | Internal | Summer | B6 | 300 | 100 | 100 | 39.84 | 50.79 | 9 | 1.96
2015 | TVA_2_NonRTO_Midwest | TVA | NonRTO_Midwest | Internal | Summer | B7 | 400 | 100 | 0 | 39.28 | 35.84 | 9 | 0
2015 | TVA_2_NonRTO_Midwest | TVA | NonRTO_Midwest | Internal | Summer | B8 | 500 | 100 | 0 | 38.22 | 34.42 | 9 | 0
2015 | TVA_2_NonRTO_Midwest | TVA | NonRTO_Midwest | Internal | Summer | B9 | 800 | 100 | 0 | 38.22 | 32.87 | 9 | 0
2015 | TVA_2_NonRTO_Midwest | TVA | NonRTO_Midwest | Internal | Summer | B10 | 1262 | 100 | 0 | 35.5 | 32.02 | 9 | 0
2015 | TVA_2_NonRTO_Midwest | TVA | NonRTO_Midwest | Internal | Winter | B16 | 25 | 100 | 0 | 54.82 | 57.25 | 9 | 0
2015 | TVA_2_NonRTO_Midwest | TVA | NonRTO_Midwest | Internal | Winter | B17 | 100 | 100 | 0 | 43.7 | 51.21 | 9 | 0
2015 | TVA_2_NonRTO_Midwest | TVA | NonRTO_Midwest | Internal | Winter | B18 | 400 | 100 | 0 | 39.34 | 47.04 | 9 | 0
2015 | TVA_2_NonRTO_Midwest | TVA | NonRTO_Midwest | Internal | Winter | B19 | 700 | 100 | 0 | 39.34 | 35.83 | 9 | 0
2015 | TVA_2_NonRTO_Midwest | TVA | NonRTO_Midwest | Internal | Winter | B20 | 935 | 100 | 0 | 39.34 | 32.87 | 9 | 0
2015 | TVA_2_PJM_ROR | TVA | PJM_ROR | Internal | Shoulder | B11 | 25 | 500 | 0 | 55.02 | 49.44 | 9 | 0
2015 | TVA_2_PJM_ROR | TVA | PJM_ROR | Internal | Shoulder | B12 | 200 | 500 | 0 | 40.94 | 42.63 | 9 | 0
2015 | TVA_2_PJM_ROR | TVA | PJM_ROR | Internal | Shoulder | B13 | 600 | 500 | 0 | 39.49 | 39.96 | 9 | 0
2015 | TVA_2_PJM_ROR | TVA | PJM_ROR | Internal | Shoulder | B14 | 900 | 500 | 0 | 39.49 | 38.57 | 9 | 0
2015 | TVA_2_PJM_ROR | TVA | PJM_ROR | Internal | Shoulder | B15 | 1203 | 500 | 0 | 39.49 | 35.45 | 9 | 0
2015 | TVA_2_PJM_ROR | TVA | PJM_ROR | Internal | Summer | B1 | 10 | 500 | 0 | 68.81 | 62.8 | 9 | 0
2015 | TVA_2_PJM_ROR | TVA | PJM_ROR | Internal | Summer | B2 | 25 | 500 | 0 | 67.3 | 61.29 | 9 | 0
2015 | TVA_2_PJM_ROR | TVA | PJM_ROR | Internal | Summer | B3 | 75 | 500 | 0 | 64.3 | 58.29 | 9 | 0
2015 | TVA_2_PJM_ROR | TVA | PJM_ROR | Internal | Summer | B4 | 100 | 500 | 0 | 63.51 | 57.5 | 9 | 0
2015 | TVA_2_PJM_ROR | TVA | PJM_ROR | Internal | Summer | B5 | 200 | 500 | 0 | 50.72 | 49.1 | 9 | 0
2015 | TVA_2_PJM_ROR | TVA | PJM_ROR | Internal | Summer | B6 | 300 | 500 | 0 | 39.84 | 44.79 | 9 | 0
2015 | TVA_2_PJM_ROR | TVA | PJM_ROR | Internal | Summer | B7 | 400 | 500 | 0 | 39.28 | 38.72 | 9 | 0
2015 | TVA_2_PJM_ROR | TVA | PJM_ROR | Internal | Summer | B8 | 500 | 500 | 0 | 38.22 | 36.56 | 9 | 0
2015 | TVA_2_PJM_ROR | TVA | PJM_ROR | Internal | Summer | B9 | 800 | 500 | 0 | 38.22 | 35.51 | 9 | 0
2015 | TVA_2_PJM_ROR | TVA | PJM_ROR | Internal | Summer | B10 | 1262 | 500 | 0 | 35.5 | 32.97 | 9 | 0
2015 | TVA_2_PJM_ROR | TVA | PJM_ROR | Internal | Winter | B16 | 25 | 500 | 0 | 54.82 | 51.23 | 9 | 0
2015 | TVA_2_PJM_ROR | TVA | PJM_ROR | Internal | Winter | B17 | 100 | 500 | 0 | 43.7 | 45.2 | 9 | 0
2015 | TVA_2_PJM_ROR | TVA | PJM_ROR | Internal | Winter | B18 | 400 | 500 | 0 | 39.34 | 41.03 | 9 | 0
2015 | TVA_2_PJM_ROR | TVA | PJM_ROR | Internal | Winter | B19 | 700 | 500 | 0 | 39.34 | 38.58 | 9 | 0
2015 | TVA_2_PJM_ROR | TVA | PJM_ROR | Internal | Winter | B20 | 935 | 500 | 0 | 39.34 | 35.01 | 9 | 0
2015 | TVA_2_SOCO | TVA | SOCO | Internal | Shoulder | B11 | 25 | 500 | 0 | 55.02 | 63.02 | 9 | 0
2015 | TVA_2_SOCO | TVA | SOCO | Internal | Shoulder | B12 | 200 | 500 | 0 | 40.94 | 43.02 | 9 | 0
2015 | TVA_2_SOCO | TVA | SOCO | Internal | Shoulder | B13 | 600 | 500 | 0 | 39.49 | 40 | 9 | 0
2015 | TVA_2_SOCO | TVA | SOCO | Internal | Shoulder | B14 | 900 | 500 | 0 | 39.49 | 40 | 9 | 0
2015 | TVA_2_SOCO | TVA | SOCO | Internal | Shoulder | B15 | 1203 | 500 | 0 | 39.49 | 40 | 9 | 0
2015 | TVA_2_SOCO | TVA | SOCO | Internal | Summer | B1 | 10 | 500 | 0 | 68.81 | 66.43 | 9 | 0
2015 | TVA_2_SOCO | TVA | SOCO | Internal | Summer | B2 | 25 | 500 | 0 | 67.3 | 66.43 | 9 | 0
2015 | TVA_2_SOCO | TVA | SOCO | Internal | Summer | B3 | 75 | 500 | 0 | 64.3 | 66.43 | 9 | 0
2015 | TVA_2_SOCO | TVA | SOCO | Internal | Summer | B4 | 100 | 500 | 0 | 63.51 | 66.43 | 9 | 0
2015 | TVA_2_SOCO | TVA | SOCO | Internal | Summer | B5 | 200 | 500 | 500 | 50.72 | 62.02 | 9 | 2.3
2015 | TVA_2_SOCO | TVA | SOCO | Internal | Summer | B6 | 300 | 500 | 500 | 39.84 | 54.15 | 9 | 5.31
2015 | TVA_2_SOCO | TVA | SOCO | Internal | Summer | B7 | 400 | 500 | 500 | 39.28 | 51.72 | 9 | 3.44
2015 | TVA_2_SOCO | TVA | SOCO | Internal | Summer | B8 | 500 | 500 | 0 | 38.22 | 43.42 | 9 | 0
2015 | TVA_2_SOCO | TVA | SOCO | Internal | Summer | B9 | 800 | 500 | 0 | 38.22 | 38.83 | 9 | 0
2015 | TVA_2_SOCO | TVA | SOCO | Internal | Summer | B10 | 1262 | 500 | 0 | 35.5 | 38.83 | 9 | 0
2015 | TVA_2_SOCO | TVA | SOCO | Internal | Winter | B16 | 25 | 500 | 0 | 54.82 | 62.24 | 9 | 0
2015 | TVA_2_SOCO | TVA | SOCO | Internal | Winter | B17 | 100 | 500 | 0 | 43.7 | 43.89 | 9 | 0
2015 | TVA_2_SOCO | TVA | SOCO | Internal | Winter | B18 | 400 | 500 | 0 | 39.34 | 42.39 | 9 | 0
2015 | TVA_2_SOCO | TVA | SOCO | Internal | Winter | B19 | 700 | 500 | 0 | 39.34 | 42.39 | 9 | 0
2015 | TVA_2_SOCO | TVA | SOCO | Internal | Winter | B20 | 935 | 500 | 0 | 39.34 | 42.39 | 9 | 0
2015 | TVA_2_VACAR | TVA | VACAR | Internal | Shoulder | B11 | 25 | 150 | 0 | 55.02 | 56.02 | 9 | 0
2015 | TVA_2_VACAR | TVA | VACAR | Internal | Shoulder | B12 | 200 | 150 | 0 | 40.94 | 48.63 | 9 | 0
2015 | TVA_2_VACAR | TVA | VACAR | Internal | Shoulder | B13 | 600 | 150 | 0 | 39.49 | 45.96 | 9 | 0
2015 | TVA_2_VACAR | TVA | VACAR | Internal | Shoulder | B14 | 900 | 150 | 0 | 39.49 | 44.57 | 9 | 0
2015 | TVA_2_VACAR | TVA | VACAR | Internal | Shoulder | B15 | 1203 | 150 | 0 | 39.49 | 41.45 | 9 | 0
2015 | TVA_2_VACAR | TVA | VACAR | Internal | Summer | B1 | 10 | 150 | 0 | 68.81 | 69.73 | 9 | 0
2015 | TVA_2_VACAR | TVA | VACAR | Internal | Summer | B2 | 25 | 150 | 0 | 67.3 | 69.73 | 9 | 0
2015 | TVA_2_VACAR | TVA | VACAR | Internal | Summer | B3 | 75 | 150 | 0 | 64.3 | 68.59 | 9 | 0
2015 | TVA_2_VACAR | TVA | VACAR | Internal | Summer | B4 | 100 | 150 | 0 | 63.51 | 63.5 | 9 | 0
2015 | TVA_2_VACAR | TVA | VACAR | Internal | Summer | B5 | 200 | 150 | 0 | 50.72 | 55.1 | 9 | 0
2015 | TVA_2_VACAR | TVA | VACAR | Internal | Summer | B6 | 300 | 150 | 150 | 39.84 | 50.79 | 9 | 1.96
2015 | TVA_2_VACAR | TVA | VACAR | Internal | Summer | B7 | 400 | 150 | 0 | 39.28 | 44.72 | 9 | 0
2015 | TVA_2_VACAR | TVA | VACAR | Internal | Summer | B8 | 500 | 150 | 0 | 38.22 | 42.56 | 9 | 0
2015 | TVA_2_VACAR | TVA | VACAR | Internal | Summer | B9 | 800 | 150 | 0 | 38.22 | 41.51 | 9 | 0
2015 | TVA_2_VACAR | TVA | VACAR | Internal | Summer | B10 | 1262 | 150 | 0 | 35.5 | 39.54 | 9 | 0
2015 | TVA_2_VACAR | TVA | VACAR | Internal | Winter | B16 | 25 | 150 | 0 | 54.82 | 58.48 | 9 | 0
2015 | TVA_2_VACAR | TVA | VACAR | Internal | Winter | B17 | 100 | 150 | 0 | 43.7 | 51.2 | 9 | 0
2015 | TVA_2_VACAR | TVA | VACAR | Internal | Winter | B18 | 400 | 150 | 0 | 39.34 | 46.43 | 9 | 0
2015 | TVA_2_VACAR | TVA | VACAR | Internal | Winter | B19 | 700 | 150 | 0 | 39.34 | 44.58 | 9 | 0
2015 | TVA_2_VACAR | TVA | VACAR | Internal | Winter | B20 | 935 | 150 | 0 | 39.34 | 42.08 | 9 | 0
2015 | TVA_Transmission_2_NonRTO_Midwest | TVA_Transmission | NonRTO_Midwest | Internal | Shoulder | B11 | 25 | 700 | 0 | 55.22 | 56.01 | 9 | 0
2015 | TVA_Transmission_2_NonRTO_Midwest | TVA_Transmission | NonRTO_Midwest | Internal | Shoulder | B12 | 200 | 700 | 0 | 44.28 | 48.64 | 9 | 0
2015 | TVA_Transmission_2_NonRTO_Midwest | TVA_Transmission | NonRTO_Midwest | Internal | Shoulder | B13 | 600 | 700 | 0 | 42.31 | 45.54 | 9 | 0
2015 | TVA_Transmission_2_NonRTO_Midwest | TVA_Transmission | NonRTO_Midwest | Internal | Shoulder | B14 | 900 | 700 | 0 | 40.94 | 35.61 | 9 | 0
2015 | TVA_Transmission_2_NonRTO_Midwest | TVA_Transmission | NonRTO_Midwest | Internal | Shoulder | B15 | 1203 | 700 | 0 | 39.94 | 32.87 | 9 | 0
2015 | TVA_Transmission_2_NonRTO_Midwest | TVA_Transmission | NonRTO_Midwest | Internal | Summer | B1 | 10 | 700 | 0 | 68.8 | 65.02 | 9 | 0
2015 | TVA_Transmission_2_NonRTO_Midwest | TVA_Transmission | NonRTO_Midwest | Internal | Summer | B2 | 25 | 700 | 0 | 67.29 | 65.02 | 9 | 0
2015 | TVA_Transmission_2_NonRTO_Midwest | TVA_Transmission | NonRTO_Midwest | Internal | Summer | B3 | 75 | 700 | 0 | 64.29 | 65.02 | 9 | 0
2015 | TVA_Transmission_2_NonRTO_Midwest | TVA_Transmission | NonRTO_Midwest | Internal | Summer | B4 | 100 | 700 | 0 | 63.5 | 63.51 | 9 | 0
2015 | TVA_Transmission_2_NonRTO_Midwest | TVA_Transmission | NonRTO_Midwest | Internal | Summer | B5 | 200 | 700 | 0 | 53.86 | 55.1 | 9 | 0
2015 | TVA_Transmission_2_NonRTO_Midwest | TVA_Transmission | NonRTO_Midwest | Internal | Summer | B6 | 300 | 700 | 0 | 47.81 | 50.79 | 9 | 0
2015 | TVA_Transmission_2_NonRTO_Midwest | TVA_Transmission | NonRTO_Midwest | Internal | Summer | B7 | 400 | 700 | 0 | 43.15 | 35.84 | 9 | 0
2015 | TVA_Transmission_2_NonRTO_Midwest | TVA_Transmission | NonRTO_Midwest | Internal | Summer | B8 | 500 | 700 | 0 | 39.64 | 34.42 | 9 | 0
2015 | TVA_Transmission_2_NonRTO_Midwest | TVA_Transmission | NonRTO_Midwest | Internal | Summer | B9 | 800 | 700 | 0 | 39.07 | 32.87 | 9 | 0
2015 | TVA_Transmission_2_NonRTO_Midwest | TVA_Transmission | NonRTO_Midwest | Internal | Summer | B10 | 1262 | 700 | 0 | 36.76 | 32.02 | 9 | 0
2015 | TVA_Transmission_2_NonRTO_Midwest | TVA_Transmission | NonRTO_Midwest | Internal | Winter | B16 | 25 | 700 | 0 | 55.85 | 57.25 | 9 | 0
2015 | TVA_Transmission_2_NonRTO_Midwest | TVA_Transmission | NonRTO_Midwest | Internal | Winter | B17 | 100 | 700 | 0 | 46.77 | 51.21 | 9 | 0
2015 | TVA_Transmission_2_NonRTO_Midwest | TVA_Transmission | NonRTO_Midwest | Internal | Winter | B18 | 400 | 700 | 0 | 43.27 | 47.04 | 9 | 0
2015 | TVA_Transmission_2_NonRTO_Midwest | TVA_Transmission | NonRTO_Midwest | Internal | Winter | B19 | 700 | 700 | 0 | 41.12 | 35.83 | 9 | 0
2015 | TVA_Transmission_2_NonRTO_Midwest | TVA_Transmission | NonRTO_Midwest | Internal | Winter | B20 | 935 | 700 | 0 | 39.78 | 32.87 | 9 | 0
2015 | TVA_Transmission_2_SOCO | TVA_Transmission | SOCO | Internal | Shoulder | B11 | 25 | 3200 | 0 | 55.22 | 63.02 | 9 | 0
2015 | TVA_Transmission_2_SOCO | TVA_Transmission | SOCO | Internal | Shoulder | B12 | 200 | 3200 | 0 | 44.28 | 43.02 | 9 | 0
2015 | TVA_Transmission_2_SOCO | TVA_Transmission | SOCO | Internal | Shoulder | B13 | 600 | 3200 | 0 | 42.31 | 40 | 9 | 0
2015 | TVA_Transmission_2_SOCO | TVA_Transmission | SOCO | Internal | Shoulder | B14 | 900 | 3200 | 0 | 40.94 | 40 | 9 | 0
2015 | TVA_Transmission_2_SOCO | TVA_Transmission | SOCO | Internal | Shoulder | B15 | 1203 | 3200 | 0 | 39.94 | 40 | 9 | 0
2015 | TVA_Transmission_2_SOCO | TVA_Transmission | SOCO | Internal | Summer | B1 | 10 | 3200 | 0 | 68.8 | 66.43 | 9 | 0
2015 | TVA_Transmission_2_SOCO | TVA_Transmission | SOCO | Internal | Summer | B2 | 25 | 3200 | 0 | 67.29 | 66.43 | 9 | 0
2015 | TVA_Transmission_2_SOCO | TVA_Transmission | SOCO | Internal | Summer | B3 | 75 | 3200 | 0 | 64.29 | 66.43 | 9 | 0
2015 | TVA_Transmission_2_SOCO | TVA_Transmission | SOCO | Internal | Summer | B4 | 100 | 3200 | 0 | 63.5 | 66.43 | 9 | 0
2015 | TVA_Transmission_2_SOCO | TVA_Transmission | SOCO | Internal | Summer | B5 | 200 | 3200 | 0 | 53.86 | 62.02 | 9 | 0
2015 | TVA_Transmission_2_SOCO | TVA_Transmission | SOCO | Internal | Summer | B6 | 300 | 3200 | 0 | 47.81 | 54.15 | 9 | 0
2015 | TVA_Transmission_2_SOCO | TVA_Transmission | SOCO | Internal | Summer | B7 | 400 | 3200 | 0 | 43.15 | 51.72 | 9 | 0
2015 | TVA_Transmission_2_SOCO | TVA_Transmission | SOCO | Internal | Summer | B8 | 500 | 3200 | 0 | 39.64 | 43.42 | 9 | 0
2015 | TVA_Transmission_2_SOCO | TVA_Transmission | SOCO | Internal | Summer | B9 | 800 | 3200 | 0 | 39.07 | 38.83 | 9 | 0
2015 | TVA_Transmission_2_SOCO | TVA_Transmission | SOCO | Internal | Summer | B10 | 1262 | 3200 | 0 | 36.76 | 38.83 | 9 | 0
2015 | TVA_Transmission_2_SOCO | TVA_Transmission | SOCO | Internal | Winter | B16 | 25 | 3200 | 0 | 55.85 | 62.24 | 9 | 0
2015 | TVA_Transmission_2_SOCO | TVA_Transmission | SOCO | Internal | Winter | B17 | 100 | 3200 | 0 | 46.77 | 43.89 | 9 | 0
2015 | TVA_Transmission_2_SOCO | TVA_Transmission | SOCO | Internal | Winter | B18 | 400 | 3200 | 0 | 43.27 | 42.39 | 9 | 0
2015 | TVA_Transmission_2_SOCO | TVA_Transmission | SOCO | Internal | Winter | B19 | 700 | 3200 | 0 | 41.12 | 42.39 | 9 | 0
2015 | TVA_Transmission_2_SOCO | TVA_Transmission | SOCO | Internal | Winter | B20 | 935 | 3200 | 0 | 39.78 | 42.39 | 9 | 0
2015 | TVA_Transmission_2_TVA | TVA_Transmission | TVA | Internal | Shoulder | B11 | 25 | 99999 | 0 | 55.22 | 55.02 | 0.01 | 0
2015 | TVA_Transmission_2_TVA | TVA_Transmission | TVA | Internal | Shoulder | B12 | 200 | 99999 | 0 | 44.28 | 40.94 | 0.01 | 0
2015 | TVA_Transmission_2_TVA | TVA_Transmission | TVA | Internal | Shoulder | B13 | 600 | 99999 | 0 | 42.31 | 39.49 | 0.01 | 0
2015 | TVA_Transmission_2_TVA | TVA_Transmission | TVA | Internal | Shoulder | B14 | 900 | 99999 | 0 | 40.94 | 39.49 | 0.01 | 0
2015 | TVA_Transmission_2_TVA | TVA_Transmission | TVA | Internal | Shoulder | B15 | 1203 | 99999 | 0 | 39.94 | 39.49 | 0.01 | 0
2015 | TVA_Transmission_2_TVA | TVA_Transmission | TVA | Internal | Summer | B1 | 10 | 99999 | 3531.29 | 68.8 | 68.81 | 0.01 | 0
2015 | TVA_Transmission_2_TVA | TVA_Transmission | TVA | Internal | Summer | B2 | 25 | 99999 | 2834.68 | 67.29 | 67.3 | 0.01 | 0
2015 | TVA_Transmission_2_TVA | TVA_Transmission | TVA | Internal | Summer | B3 | 75 | 99999 | 1506.02 | 64.29 | 64.3 | 0.01 | 0
2015 | TVA_Transmission_2_TVA | TVA_Transmission | TVA | Internal | Summer | B4 | 100 | 99999 | 903.91 | 63.5 | 63.51 | 0.01 | 0
2015 | TVA_Transmission_2_TVA | TVA_Transmission | TVA | Internal | Summer | B5 | 200 | 99999 | 0 | 53.86 | 50.72 | 0.01 | 0
2015 | TVA_Transmission_2_TVA | TVA_Transmission | TVA | Internal | Summer | B6 | 300 | 99999 | 0 | 47.81 | 39.84 | 0.01 | 0
2015 | TVA_Transmission_2_TVA | TVA_Transmission | TVA | Internal | Summer | B7 | 400 | 99999 | 0 | 43.15 | 39.28 | 0.01 | 0
2015 | TVA_Transmission_2_TVA | TVA_Transmission | TVA | Internal | Summer | B8 | 500 | 99999 | 0 | 39.64 | 38.22 | 0.01 | 0
2015 | TVA_Transmission_2_TVA | TVA_Transmission | TVA | Internal | Summer | B9 | 800 | 99999 | 0 | 39.07 | 38.22 | 0.01 | 0
2015 | TVA_Transmission_2_TVA | TVA_Transmission | TVA | Internal | Summer | B10 | 1262 | 99999 | 0 | 36.76 | 35.5 | 0.01 | 0
2015 | TVA_Transmission_2_TVA | TVA_Transmission | TVA | Internal | Winter | B16 | 25 | 99999 | 0 | 55.85 | 54.82 | 0.01 | 0
2015 | TVA_Transmission_2_TVA | TVA_Transmission | TVA | Internal | Winter | B17 | 100 | 99999 | 0 | 46.77 | 43.7 | 0.01 | 0
2015 | TVA_Transmission_2_TVA | TVA_Transmission | TVA | Internal | Winter | B18 | 400 | 99999 | 0 | 43.27 | 39.34 | 0.01 | 0
2015 | TVA_Transmission_2_TVA | TVA_Transmission | TVA | Internal | Winter | B19 | 700 | 99999 | 0 | 41.12 | 39.34 | 0.01 | 0
2015 | TVA_Transmission_2_TVA | TVA_Transmission | TVA | Internal | Winter | B20 | 935 | 99999 | 0 | 39.78 | 39.34 | 0.01 | 0
2015 | TVA_Transmission_2_VACAR | TVA_Transmission | VACAR | Internal | Shoulder | B11 | 25 | 900 | 0 | 55.22 | 56.02 | 9 | 0
2015 | TVA_Transmission_2_VACAR | TVA_Transmission | VACAR | Internal | Shoulder | B12 | 200 | 900 | 0 | 44.28 | 48.63 | 9 | 0
2015 | TVA_Transmission_2_VACAR | TVA_Transmission | VACAR | Internal | Shoulder | B13 | 600 | 900 | 0 | 42.31 | 45.96 | 9 | 0
2015 | TVA_Transmission_2_VACAR | TVA_Transmission | VACAR | Internal | Shoulder | B14 | 900 | 900 | 0 | 40.94 | 44.57 | 9 | 0
2015 | TVA_Transmission_2_VACAR | TVA_Transmission | VACAR | Internal | Shoulder | B15 | 1203 | 900 | 0 | 39.94 | 41.45 | 9 | 0
2015 | TVA_Transmission_2_VACAR | TVA_Transmission | VACAR | Internal | Summer | B1 | 10 | 900 | 0 | 68.8 | 69.73 | 9 | 0
2015 | TVA_Transmission_2_VACAR | TVA_Transmission | VACAR | Internal | Summer | B2 | 25 | 900 | 0 | 67.29 | 69.73 | 9 | 0
2015 | TVA_Transmission_2_VACAR | TVA_Transmission | VACAR | Internal | Summer | B3 | 75 | 900 | 0 | 64.29 | 68.59 | 9 | 0
2015 | TVA_Transmission_2_VACAR | TVA_Transmission | VACAR | Internal | Summer | B4 | 100 | 900 | 0 | 63.5 | 63.5 | 9 | 0
2015 | TVA_Transmission_2_VACAR | TVA_Transmission | VACAR | Internal | Summer | B5 | 200 | 900 | 0 | 53.86 | 55.1 | 9 | 0
2015 | TVA_Transmission_2_VACAR | TVA_Transmission | VACAR | Internal | Summer | B6 | 300 | 900 | 0 | 47.81 | 50.79 | 9 | 0
2015 | TVA_Transmission_2_VACAR | TVA_Transmission | VACAR | Internal | Summer | B7 | 400 | 900 | 0 | 43.15 | 44.72 | 9 | 0
2015 | TVA_Transmission_2_VACAR | TVA_Transmission | VACAR | Internal | Summer | B8 | 500 | 900 | 0 | 39.64 | 42.56 | 9 | 0
2015 | TVA_Transmission_2_VACAR | TVA_Transmission | VACAR | Internal | Summer | B9 | 800 | 900 | 0 | 39.07 | 41.51 | 9 | 0
2015 | TVA_Transmission_2_VACAR | TVA_Transmission | VACAR | Internal | Summer | B10 | 1262 | 900 | 0 | 36.76 | 39.54 | 9 | 0
2015 | TVA_Transmission_2_VACAR | TVA_Transmission | VACAR | Internal | Winter | B16 | 25 | 900 | 0 | 55.85 | 58.48 | 9 | 0
2015 | TVA_Transmission_2_VACAR | TVA_Transmission | VACAR | Internal | Winter | B17 | 100 | 900 | 0 | 46.77 | 51.2 | 9 | 0
2015 | TVA_Transmission_2_VACAR | TVA_Transmission | VACAR | Internal | Winter | B18 | 400 | 900 | 0 | 43.27 | 46.43 | 9 | 0
2015 | TVA_Transmission_2_VACAR | TVA_Transmission | VACAR | Internal | Winter | B19 | 700 | 900 | 0 | 41.12 | 44.58 | 9 | 0
2015 | TVA_Transmission_2_VACAR | TVA_Transmission | VACAR | Internal | Winter | B20 | 935 | 900 | 0 | 39.78 | 42.08 | 9 | 0
2015 | VACAR_2_SOCO | VACAR | SOCO | Internal | Shoulder | B11 | 25 | 3000 | 2264.55 | 56.02 | 63.02 | 7 | 0
2015 | VACAR_2_SOCO | VACAR | SOCO | Internal | Shoulder | B12 | 200 | 3000 | 0 | 48.63 | 43.02 | 7 | 0
2015 | VACAR_2_SOCO | VACAR | SOCO | Internal | Shoulder | B13 | 600 | 3000 | 0 | 45.96 | 40 | 7 | 0
2015 | VACAR_2_SOCO | VACAR | SOCO | Internal | Shoulder | B14 | 900 | 3000 | 0 | 44.57 | 40 | 7 | 0
2015 | VACAR_2_SOCO | VACAR | SOCO | Internal | Shoulder | B15 | 1203 | 3000 | 0 | 41.45 | 40 | 7 | 0
2015 | VACAR_2_SOCO | VACAR | SOCO | Internal | Summer | B1 | 10 | 3000 | 0 | 69.73 | 66.43 | 7 | 0
2015 | VACAR_2_SOCO | VACAR | SOCO | Internal | Summer | B2 | 25 | 3000 | 0 | 69.73 | 66.43 | 7 | 0
2015 | VACAR_2_SOCO | VACAR | SOCO | Internal | Summer | B3 | 75 | 3000 | 0 | 68.59 | 66.43 | 7 | 0
2015 | VACAR_2_SOCO | VACAR | SOCO | Internal | Summer | B4 | 100 | 3000 | 0 | 63.5 | 66.43 | 7 | 0
2015 | VACAR_2_SOCO | VACAR | SOCO | Internal | Summer | B5 | 200 | 3000 | 0 | 55.1 | 62.02 | 7 | 0
2015 | VACAR_2_SOCO | VACAR | SOCO | Internal | Summer | B6 | 300 | 3000 | 0 | 50.79 | 54.15 | 7 | 0
2015 | VACAR_2_SOCO | VACAR | SOCO | Internal | Summer | B7 | 400 | 3000 | 849.42 | 44.72 | 51.72 | 7 | 0
2015 | VACAR_2_SOCO | VACAR | SOCO | Internal | Summer | B8 | 500 | 3000 | 0 | 42.56 | 43.42 | 7 | 0
2015 | VACAR_2_SOCO | VACAR | SOCO | Internal | Summer | B9 | 800 | 3000 | 0 | 41.51 | 38.83 | 7 | 0
2015 | VACAR_2_SOCO | VACAR | SOCO | Internal | Summer | B10 | 1262 | 3000 | 0 | 39.54 | 38.83 | 7 | 0
2015 | VACAR_2_SOCO | VACAR | SOCO | Internal | Winter | B16 | 25 | 3000 | 0 | 58.48 | 62.24 | 7 | 0
2015 | VACAR_2_SOCO | VACAR | SOCO | Internal | Winter | B17 | 100 | 3000 | 0 | 51.2 | 43.89 | 7 | 0
2015 | VACAR_2_SOCO | VACAR | SOCO | Internal | Winter | B18 | 400 | 3000 | 0 | 46.43 | 42.39 | 7 | 0
2015 | VACAR_2_SOCO | VACAR | SOCO | Internal | Winter | B19 | 700 | 3000 | 0 | 44.58 | 42.39 | 7 | 0
2015 | VACAR_2_SOCO | VACAR | SOCO | Internal | Winter | B20 | 935 | 3000 | 0 | 42.08 | 42.39 | 7 | 0
2015 | VACAR_2_TVA_Transmission | VACAR | TVA_Transmission | Internal | Shoulder | B11 | 25 | 900 | 0 | 56.02 | 55.22 | 7 | 0
2015 | VACAR_2_TVA_Transmission | VACAR | TVA_Transmission | Internal | Shoulder | B12 | 200 | 900 | 0 | 48.63 | 44.28 | 7 | 0
2015 | VACAR_2_TVA_Transmission | VACAR | TVA_Transmission | Internal | Shoulder | B13 | 600 | 900 | 0 | 45.96 | 42.31 | 7 | 0
2015 | VACAR_2_TVA_Transmission | VACAR | TVA_Transmission | Internal | Shoulder | B14 | 900 | 900 | 0 | 44.57 | 40.94 | 7 | 0
2015 | VACAR_2_TVA_Transmission | VACAR | TVA_Transmission | Internal | Shoulder | B15 | 1203 | 900 | 0 | 41.45 | 39.94 | 7 | 0
2015 | VACAR_2_TVA_Transmission | VACAR | TVA_Transmission | Internal | Summer | B1 | 10 | 900 | 0 | 69.73 | 68.8 | 7 | 0
2015 | VACAR_2_TVA_Transmission | VACAR | TVA_Transmission | Internal | Summer | B2 | 25 | 900 | 0 | 69.73 | 67.29 | 7 | 0
2015 | VACAR_2_TVA_Transmission | VACAR | TVA_Transmission | Internal | Summer | B3 | 75 | 900 | 0 | 68.59 | 64.29 | 7 | 0
2015 | VACAR_2_TVA_Transmission | VACAR | TVA_Transmission | Internal | Summer | B4 | 100 | 900 | 0 | 63.5 | 63.5 | 7 | 0
2015 | VACAR_2_TVA_Transmission | VACAR | TVA_Transmission | Internal | Summer | B5 | 200 | 900 | 0 | 55.1 | 53.86 | 7 | 0
2015 | VACAR_2_TVA_Transmission | VACAR | TVA_Transmission | Internal | Summer | B6 | 300 | 900 | 0 | 50.79 | 47.81 | 7 | 0
2015 | VACAR_2_TVA_Transmission | VACAR | TVA_Transmission | Internal | Summer | B7 | 400 | 900 | 0 | 44.72 | 43.15 | 7 | 0
2015 | VACAR_2_TVA_Transmission | VACAR | TVA_Transmission | Internal | Summer | B8 | 500 | 900 | 0 | 42.56 | 39.64 | 7 | 0
2015 | VACAR_2_TVA_Transmission | VACAR | TVA_Transmission | Internal | Summer | B9 | 800 | 900 | 0 | 41.51 | 39.07 | 7 | 0
2015 | VACAR_2_TVA_Transmission | VACAR | TVA_Transmission | Internal | Summer | B10 | 1262 | 900 | 0 | 39.54 | 36.76 | 7 | 0
2015 | VACAR_2_TVA_Transmission | VACAR | TVA_Transmission | Internal | Winter | B16 | 25 | 900 | 0 | 58.48 | 55.85 | 7 | 0
2015 | VACAR_2_TVA_Transmission | VACAR | TVA_Transmission | Internal | Winter | B17 | 100 | 900 | 0 | 51.2 | 46.77 | 7 | 0
2015 | VACAR_2_TVA_Transmission | VACAR | TVA_Transmission | Internal | Winter | B18 | 400 | 900 | 0 | 46.43 | 43.27 | 7 | 0
2015 | VACAR_2_TVA_Transmission | VACAR | TVA_Transmission | Internal | Winter | B19 | 700 | 900 | 0 | 44.58 | 41.12 | 7 | 0
2015 | VACAR_2_TVA_Transmission | VACAR | TVA_Transmission | Internal | Winter | B20 | 935 | 900 | 0 | 42.08 | 39.78 | 7 | 0
2020 | ENT_2_MISO_MO-IL | ENT | MISO_MO-IL | Internal | Shoulder | B11 | 25 | 2260 | 0 | 59.7 | 56.67 | 8 | 0
2020 | ENT_2_MISO_MO-IL | ENT | MISO_MO-IL | Internal | Shoulder | B12 | 200 | 2260 | 0 | 42.38 | 46.41 | 8 | 0
2020 | ENT_2_MISO_MO-IL | ENT | MISO_MO-IL | Internal | Shoulder | B13 | 600 | 2260 | 0 | 42.38 | 42.47 | 8 | 0
2020 | ENT_2_MISO_MO-IL | ENT | MISO_MO-IL | Internal | Shoulder | B14 | 900 | 2260 | 0 | 42.38 | 40.79 | 8 | 0
2020 | ENT_2_MISO_MO-IL | ENT | MISO_MO-IL | Internal | Shoulder | B15 | 1203 | 2260 | 0 | 42.04 | 38.6 | 8 | 0
2020 | ENT_2_MISO_MO-IL | ENT | MISO_MO-IL | Internal | Summer | B1 | 10 | 2260 | 0 | 63.88 | 64.99 | 8 | 0
2020 | ENT_2_MISO_MO-IL | ENT | MISO_MO-IL | Internal | Summer | B2 | 25 | 2260 | 0 | 63.98 | 63.99 | 8 | 0
2020 | ENT_2_MISO_MO-IL | ENT | MISO_MO-IL | Internal | Summer | B3 | 75 | 2260 | 0 | 62.36 | 61.99 | 8 | 0
2020 | ENT_2_MISO_MO-IL | ENT | MISO_MO-IL | Internal | Summer | B4 | 100 | 2260 | 0 | 62.36 | 60.42 | 8 | 0
2020 | ENT_2_MISO_MO-IL | ENT | MISO_MO-IL | Internal | Summer | B5 | 200 | 2260 | 0 | 61.88 | 58.97 | 8 | 0
2020 | ENT_2_MISO_MO-IL | ENT | MISO_MO-IL | Internal | Summer | B6 | 300 | 2260 | 0 | 56.2 | 49.23 | 8 | 0
2020 | ENT_2_MISO_MO-IL | ENT | MISO_MO-IL | Internal | Summer | B7 | 400 | 2260 | 0 | 47.4 | 40.4 | 8 | 0
2020 | ENT_2_MISO_MO-IL | ENT | MISO_MO-IL | Internal | Summer | B8 | 500 | 2260 | 0 | 41 | 38.24 | 8 | 0
2020 | ENT_2_MISO_MO-IL | ENT | MISO_MO-IL | Internal | Summer | B9 | 800 | 2260 | 0 | 41 | 36.86 | 8 | 0
2020 | ENT_2_MISO_MO-IL | ENT | MISO_MO-IL | Internal | Summer | B10 | 1262 | 2260 | 0 | 39.96 | 36 | 8 | 0
2020 | ENT_2_MISO_MO-IL | ENT | MISO_MO-IL | Internal | Winter | B16 | 25 | 2260 | 0 | 53.39 | 53.39 | 8 | 0
2020 | ENT_2_MISO_MO-IL | ENT | MISO_MO-IL | Internal | Winter | B17 | 100 | 2260 | 0 | 45.1 | 48.26 | 8 | 0
2020 | ENT_2_MISO_MO-IL | ENT | MISO_MO-IL | Internal | Winter | B18 | 400 | 2260 | 0 | 45.1 | 43.53 | 8 | 0
2020 | ENT_2_MISO_MO-IL | ENT | MISO_MO-IL | Internal | Winter | B19 | 700 | 2260 | 0 | 44.29 | 41.42 | 8 | 0
2020 | ENT_2_MISO_MO-IL | ENT | MISO_MO-IL | Internal | Winter | B20 | 935 | 2260 | 0 | 43.31 | 37.93 | 8 | 0
2020 | ENT_2_SOCO | ENT | SOCO | Internal | Shoulder | B11 | 25 | 2431 | 0.02 | 59.7 | 67.66 | 8 | 0
2020 | ENT_2_SOCO | ENT | SOCO | Internal | Shoulder | B12 | 200 | 2431 | 0 | 42.38 | 44.08 | 8 | 0
2020 | ENT_2_SOCO | ENT | SOCO | Internal | Shoulder | B13 | 600 | 2431 | 0 | 42.38 | 43.08 | 8 | 0
2020 | ENT_2_SOCO | ENT | SOCO | Internal | Shoulder | B14 | 900 | 2431 | 0 | 42.38 | 43.08 | 8 | 0
2020 | ENT_2_SOCO | ENT | SOCO | Internal | Shoulder | B15 | 1203 | 2431 | 0 | 42.04 | 42.57 | 8 | 0
2020 | ENT_2_SOCO | ENT | SOCO | Internal | Summer | B1 | 10 | 2431 | 0.01 | 63.88 | 71.71 | 8 | 0
2020 | ENT_2_SOCO | ENT | SOCO | Internal | Summer | B2 | 25 | 2431 | 0 | 63.98 | 71.71 | 8 | 0
2020 | ENT_2_SOCO | ENT | SOCO | Internal | Summer | B3 | 75 | 2431 | 831.08 | 62.36 | 70.36 | 8 | 0
2020 | ENT_2_SOCO | ENT | SOCO | Internal | Summer | B4 | 100 | 2431 | 1058.28 | 62.36 | 70.36 | 8 | 0
2020 | ENT_2_SOCO | ENT | SOCO | Internal | Summer | B5 | 200 | 2431 | 2431 | 61.88 | 69.97 | 8 | 0.09
2020 | ENT_2_SOCO | ENT | SOCO | Internal | Summer | B6 | 300 | 2431 | 27.3 | 56.2 | 64.2 | 8 | 0
2020 | ENT_2_SOCO | ENT | SOCO | Internal | Summer | B7 | 400 | 2431 | 298.4 | 47.4 | 55.4 | 8 | 0
2020 | ENT_2_SOCO | ENT | SOCO | Internal | Summer | B8 | 500 | 2431 | 0 | 41 | 44.07 | 8 | 0
2020 | ENT_2_SOCO | ENT | SOCO | Internal | Summer | B9 | 800 | 2431 | 0 | 41 | 42.76 | 8 | 0
2020 | ENT_2_SOCO | ENT | SOCO | Internal | Summer | B10 | 1262 | 2431 | 0 | 39.96 | 41.3 | 8 | 0
2020 | ENT_2_SOCO | ENT | SOCO | Internal | Winter | B16 | 25 | 2431 | 2431 | 53.39 | 64.75 | 8 | 3.36
2020 | ENT_2_SOCO | ENT | SOCO | Internal | Winter | B17 | 100 | 2431 | 0 | 45.1 | 46.79 | 8 | 0
2020 | ENT_2_SOCO | ENT | SOCO | Internal | Winter | B18 | 400 | 2431 | 0 | 45.1 | 45.18 | 8 | 0
2020 | ENT_2_SOCO | ENT | SOCO | Internal | Winter | B19 | 700 | 2431 | 0 | 44.29 | 45.18 | 8 | 0
2020 | ENT_2_SOCO | ENT | SOCO | Internal | Winter | B20 | 935 | 2431 | 0 | 43.31 | 45.18 | 8 | 0
2020 | ENT_2_TVA_Transmission | ENT | TVA_Transmission | Internal | Shoulder | B11 | 25 | 2100 | 0 | 59.7 | 59.99 | 8 | 0
2020 | ENT_2_TVA_Transmission | ENT | TVA_Transmission | Internal | Shoulder | B12 | 200 | 2100 | 0 | 42.38 | 48.04 | 8 | 0
2020 | ENT_2_TVA_Transmission | ENT | TVA_Transmission | Internal | Shoulder | B13 | 600 | 2100 | 0 | 42.38 | 45.42 | 8 | 0
2020 | ENT_2_TVA_Transmission | ENT | TVA_Transmission | Internal | Shoulder | B14 | 900 | 2100 | 0 | 42.38 | 44.35 | 8 | 0
2020 | ENT_2_TVA_Transmission | ENT | TVA_Transmission | Internal | Shoulder | B15 | 1203 | 2100 | 0 | 42.04 | 42.68 | 8 | 0
2020 | ENT_2_TVA_Transmission | ENT | TVA_Transmission | Internal | Summer | B1 | 10 | 2100 | 2100 | 63.88 | 72.97 | 8 | 1.1
2020 | ENT_2_TVA_Transmission | ENT | TVA_Transmission | Internal | Summer | B2 | 25 | 2100 | 740.56 | 63.98 | 71.98 | 8 | 0
2020 | ENT_2_TVA_Transmission | ENT | TVA_Transmission | Internal | Summer | B3 | 75 | 2100 | 0 | 62.36 | 67.86 | 8 | 0
2020 | ENT_2_TVA_Transmission | ENT | TVA_Transmission | Internal | Summer | B4 | 100 | 2100 | 0 | 62.36 | 67.78 | 8 | 0
2020 | ENT_2_TVA_Transmission | ENT | TVA_Transmission | Internal | Summer | B5 | 200 | 2100 | 0 | 61.88 | 62.14 | 8 | 0
2020 | ENT_2_TVA_Transmission | ENT | TVA_Transmission | Internal | Summer | B6 | 300 | 2100 | 0 | 56.2 | 55.96 | 8 | 0
2020 | ENT_2_TVA_Transmission | ENT | TVA_Transmission | Internal | Summer | B7 | 400 | 2100 | 0 | 47.4 | 47.09 | 8 | 0
2020 | ENT_2_TVA_Transmission | ENT | TVA_Transmission | Internal | Summer | B8 | 500 | 2100 | 0 | 41 | 42.66 | 8 | 0
2020 | ENT_2_TVA_Transmission | ENT | TVA_Transmission | Internal | Summer | B9 | 800 | 2100 | 0 | 41 | 41.81 | 8 | 0
2020 | ENT_2_TVA_Transmission | ENT | TVA_Transmission | Internal | Summer | B10 | 1262 | 2100 | 0 | 39.96 | 38.55 | 8 | 0
2020 | ENT_2_TVA_Transmission | ENT | TVA_Transmission | Internal | Winter | B16 | 25 | 2100 | 0 | 53.39 | 59.46 | 8 | 0
2020 | ENT_2_TVA_Transmission | ENT | TVA_Transmission | Internal | Winter | B17 | 100 | 2100 | 0 | 45.1 | 50.54 | 8 | 0
2020 | ENT_2_TVA_Transmission | ENT | TVA_Transmission | Internal | Winter | B18 | 400 | 2100 | 0 | 45.1 | 46.75 | 8 | 0
2020 | ENT_2_TVA_Transmission | ENT | TVA_Transmission | Internal | Winter | B19 | 700 | 2100 | 0 | 44.29 | 44.95 | 8 | 0
2020 | ENT_2_TVA_Transmission | ENT | TVA_Transmission | Internal | Winter | B20 | 935 | 2100 | 0 | 43.31 | 42.84 | 8 | 0
2020 | HQ_NEISO_2_NEISO | HQ_NEISO | NEISO | Internal | Shoulder | B11 | 25 | 99999 | 2920 | 37.48 | 37.5 | 0.01 | 0
2020 | HQ_NEISO_2_NEISO | HQ_NEISO | NEISO | Internal | Shoulder | B12 | 200 | 99999 | 2920 | 37.48 | 37.5 | 0.01 | 0
2020 | HQ_NEISO_2_NEISO | HQ_NEISO | NEISO | Internal | Shoulder | B13 | 600 | 99999 | 2920 | 37.48 | 37.5 | 0.01 | 0
2020 | HQ_NEISO_2_NEISO | HQ_NEISO | NEISO | Internal | Shoulder | B14 | 900 | 99999 | 2920 | 37.48 | 37.5 | 0.01 | 0
2020 | HQ_NEISO_2_NEISO | HQ_NEISO | NEISO | Internal | Shoulder | B15 | 1203 | 99999 | 1143.24 | 37.48 | 37.5 | 0.01 | 0
2020 | HQ_NEISO_2_NEISO | HQ_NEISO | NEISO | Internal | Summer | B1 | 10 | 99999 | 2920 | 81.04 | 81.05 | 0.01 | 0
2020 | HQ_NEISO_2_NEISO | HQ_NEISO | NEISO | Internal | Summer | B2 | 25 | 99999 | 2920 | 68.99 | 69 | 0.01 | 0
2020 | HQ_NEISO_2_NEISO | HQ_NEISO | NEISO | Internal | Summer | B3 | 75 | 99999 | 2920 | 49.91 | 49.92 | 0.01 | 0
2020 | HQ_NEISO_2_NEISO | HQ_NEISO | NEISO | Internal | Summer | B4 | 100 | 99999 | 2920 | 43.13 | 43.14 | 0.01 | 0
2020 | HQ_NEISO_2_NEISO | HQ_NEISO | NEISO | Internal | Summer | B5 | 200 | 99999 | 2920 | 34.6 | 34.61 | 0.01 | 0
2020 | HQ_NEISO_2_NEISO | HQ_NEISO | NEISO | Internal | Summer | B6 | 300 | 99999 | 2920 | 34.6 | 34.61 | 0.01 | 0
2020 | HQ_NEISO_2_NEISO | HQ_NEISO | NEISO | Internal | Summer | B7 | 400 | 99999 | 2920 | 34.6 | 34.61 | 0.01 | 0
2020 | HQ_NEISO_2_NEISO | HQ_NEISO | NEISO | Internal | Summer | B8 | 500 | 99999 | 2920 | 34.6 | 34.61 | 0.01 | 0
2020 | HQ_NEISO_2_NEISO | HQ_NEISO | NEISO | Internal | Summer | B9 | 800 | 99999 | 2920 | 34.6 | 34.61 | 0.01 | 0
2020 | HQ_NEISO_2_NEISO | HQ_NEISO | NEISO | Internal | Summer | B10 | 1262 | 99999 | 795.94 | 34.6 | 34.61 | 0.01 | 0
2020 | HQ_NEISO_2_NEISO | HQ_NEISO | NEISO | Internal | Winter | B16 | 25 | 99999 | 2920 | 46.41 | 46.42 | 0.01 | 0
2020 | HQ_NEISO_2_NEISO | HQ_NEISO | NEISO | Internal | Winter | B17 | 100 | 99999 | 2920 | 46.41 | 46.42 | 0.01 | 0
2020 | HQ_NEISO_2_NEISO | HQ_NEISO | NEISO | Internal | Winter | B18 | 400 | 99999 | 2920 | 46.41 | 46.42 | 0.01 | 0
2020 | HQ_NEISO_2_NEISO | HQ_NEISO | NEISO | Internal | Winter | B19 | 700 | 99999 | 2920 | 46.41 | 46.42 | 0.01 | 0
2020 | HQ_NEISO_2_NEISO | HQ_NEISO | NEISO | Internal | Winter | B20 | 935 | 99999 | 1233.58 | 46.41 | 46.42 | 0.01 | 0
2020 | HQ_NY_2_NYISO_A-F | HQ_NY | NYISO_A-F | Internal | Shoulder | B11 | 25 | 99999 | 1686.38 | 39.86 | 39.87 | 0.01 | 0
2020 | HQ_NY_2_NYISO_A-F | HQ_NY | NYISO_A-F | Internal | Shoulder | B12 | 200 | 99999 | 1699.8 | 40.35 | 40.37 | 0.01 | 0
2020 | HQ_NY_2_NYISO_A-F | HQ_NY | NYISO_A-F | Internal | Shoulder | B13 | 600 | 99999 | 1674.86 | 38.59 | 38.61 | 0.01 | 0
2020 | HQ_NY_2_NYISO_A-F | HQ_NY | NYISO_A-F | Internal | Shoulder | B14 | 900 | 99999 | 1633.69 | 38.59 | 38.61 | 0.01 | 0
2020 | HQ_NY_2_NYISO_A-F | HQ_NY | NYISO_A-F | Internal | Shoulder | B15 | 1203 | 99999 | 716.66 | 38.59 | 38.61 | 0.01 | 0
2020 | HQ_NY_2_NYISO_A-F | HQ_NY | NYISO_A-F | Internal | Summer | B1 | 10 | 99999 | 1946.85 | 51.51 | 51.52 | 0.01 | 0
2020 | HQ_NY_2_NYISO_A-F | HQ_NY | NYISO_A-F | Internal | Summer | B2 | 25 | 99999 | 1911.48 | 51.51 | 51.52 | 0.01 | 0
2020 | HQ_NY_2_NYISO_A-F | HQ_NY | NYISO_A-F | Internal | Summer | B3 | 75 | 99999 | 1858.46 | 51.51 | 51.52 | 0.01 | 0
2020 | HQ_NY_2_NYISO_A-F | HQ_NY | NYISO_A-F | Internal | Summer | B4 | 100 | 99999 | 1801.52 | 46.13 | 46.14 | 0.01 | 0
2020 | HQ_NY_2_NYISO_A-F | HQ_NY | NYISO_A-F | Internal | Summer | B5 | 200 | 99999 | 1767.14 | 43.77 | 43.78 | 0.01 | 0
2020 | HQ_NY_2_NYISO_A-F | HQ_NY | NYISO_A-F | Internal | Summer | B6 | 300 | 99999 | 1732.81 | 43.18 | 43.19 | 0.01 | 0
2020 | HQ_NY_2_NYISO_A-F | HQ_NY | NYISO_A-F | Internal | Summer | B7 | 400 | 99999 | 1693.38 | 38.6 | 38.61 | 0.01 | 0
2020 | HQ_NY_2_NYISO_A-F | HQ_NY | NYISO_A-F | Internal | Summer | B8 | 500 | 99999 | 1666.68 | 37.58 | 37.59 | 0.01 | 0
2020 | HQ_NY_2_NYISO_A-F | HQ_NY | NYISO_A-F | Internal | Summer | B9 | 800 | 99999 | 1630.49 | 36.85 | 36.86 | 0.01 | 0
2020 | HQ_NY_2_NYISO_A-F | HQ_NY | NYISO_A-F | Internal | Summer | B10 | 1262 | 99999 | 562.7 | 36.85 | 36.86 | 0.01 | 0
2020 | HQ_NY_2_NYISO_A-F | HQ_NY | NYISO_A-F | Internal | Winter | B16 | 25 | 99999 | 1779.78 | 46.18 | 46.19 | 0.01 | 0
2020 | HQ_NY_2_NYISO_A-F | HQ_NY | NYISO_A-F | Internal | Winter | B17 | 100 | 99999 | 1757.9 | 42.25 | 42.26 | 0.01 | 0
2020 | HQ_NY_2_NYISO_A-F | HQ_NY | NYISO_A-F | Internal | Winter | B18 | 400 | 99999 | 1732.75 | 42.25 | 42.26 | 0.01 | 0
2020 | HQ_NY_2_NYISO_A-F | HQ_NY | NYISO_A-F | Internal | Winter | B19 | 700 | 99999 | 1688.95 | 42.25 | 42.26 | 0.01 | 0
2020 | HQ_NY_2_NYISO_A-F | HQ_NY | NYISO_A-F | Internal | Winter | B20 | 935 | 99999 | 810.56 | 42.25 | 42.26 | 0.01 | 0
2020 | HQ_IESO_2_IESO | HQ_IESO | IESO | Internal | Shoulder | B11 | 25 | 99999 | 400 | 31.59 | 31.61 | 0.01 | 0
2020 | HQ_IESO_2_IESO | HQ_IESO | IESO | Internal | Shoulder | B12 | 200 | 99999 | 400 | 31.59 | 31.61 | 0.01 | 0
2020 | HQ_IESO_2_IESO | HQ_IESO | IESO | Internal | Shoulder | B13 | 600 | 99999 | 400 | 31.59 | 31.61 | 0.01 | 0
2020 | HQ_IESO_2_IESO | HQ_IESO | IESO | Internal | Shoulder | B14 | 900 | 99999 | 400 | 31.59 | 31.61 | 0.01 | 0
2020 | HQ_IESO_2_IESO | HQ_IESO | IESO | Internal | Shoulder | B15 | 1203 | 99999 | 75.48 | 31.59 | 31.61 | 0.01 | 0
2020 | HQ_IESO_2_IESO | HQ_IESO | IESO | Internal | Summer | B1 | 10 | 99999 | 400 | 44.51 | 44.52 | 0.01 | 0
2020 | HQ_IESO_2_IESO | HQ_IESO | IESO | Internal | Summer | B2 | 25 | 99999 | 400 | 44.51 | 44.52 | 0.01 | 0
2020 | HQ_IESO_2_IESO | HQ_IESO | IESO | Internal | Summer | B3 | 75 | 99999 | 400 | 39.13 | 39.14 | 0.01 | 0
2020 | HQ_IESO_2_IESO | HQ_IESO | IESO | Internal | Summer | B4 | 100 | 99999 | 400 | 39.13 | 39.14 | 0.01 | 0
2020 | HQ_IESO_2_IESO | HQ_IESO | IESO | Internal | Summer | B5 | 200 | 99999 | 400 | 36.77 | 36.78 | 0.01 | 0
2020 | HQ_IESO_2_IESO | HQ_IESO | IESO | Internal | Summer | B6 | 300 | 99999 | 400 | 36.18 | 36.19 | 0.01 | 0
2020 | HQ_IESO_2_IESO | HQ_IESO | IESO | Internal | Summer | B7 | 400 | 99999 | 400 | 31.6 | 31.61 | 0.01 | 0
2020 | HQ_IESO_2_IESO | HQ_IESO | IESO | Internal | Summer | B8 | 500 | 99999 | 400 | 30.42 | 30.44 | 0.01 | 0
2020 | HQ_IESO_2_IESO | HQ_IESO | IESO | Internal | Summer | B9 | 800 | 99999 | 400 | 29.85 | 29.86 | 0.01 | 0
2020 | HQ_IESO_2_IESO | HQ_IESO | IESO | Internal | Summer | B10 | 1262 | 99999 | 12.04 | 29.85 | 29.86 | 0.01 | 0
2020 | HQ_IESO_2_IESO | HQ_IESO | IESO | Internal | Winter | B16 | 25 | 99999 | 400 | 39.18 | 39.19 | 0.01 | 0
2020 | HQ_IESO_2_IESO | HQ_IESO | IESO | Internal | Winter | B17 | 100 | 99999 | 400 | 35.25 | 35.26 | 0.01 | 0
2020 | HQ_IESO_2_IESO | HQ_IESO | IESO | Internal | Winter | B18 | 400 | 99999 | 400 | 35.25 | 35.26 | 0.01 | 0
2020 | HQ_IESO_2_IESO | HQ_IESO | IESO | Internal | Winter | B19 | 700 | 99999 | 400 | 35.25 | 35.26 | 0.01 | 0
2020 | HQ_IESO_2_IESO | HQ_IESO | IESO | Internal | Winter | B20 | 935 | 99999 | 91.98 | 35.25 | 35.26 | 0.01 | 0
2020 | IESO_2_MAPP_CA | IESO | MAPP_CA | Internal | Shoulder | B11 | 25 | 262 | 262 | 31.61 | 48.25 | 7 | 9.64
2020 | IESO_2_MAPP_CA | IESO | MAPP_CA | Internal | Shoulder | B12 | 200 | 262 | 262 | 31.61 | 46.39 | 7 | 7.78
2020 | IESO_2_MAPP_CA | IESO | MAPP_CA | Internal | Shoulder | B13 | 600 | 262 | 262 | 31.61 | 42.45 | 7 | 3.84
2020 | IESO_2_MAPP_CA | IESO | MAPP_CA | Internal | Shoulder | B14 | 900 | 262 | 262 | 31.61 | 42.45 | 7 | 3.84
2020 | IESO_2_MAPP_CA | IESO | MAPP_CA | Internal | Shoulder | B15 | 1203 | 262 | 262 | 31.61 | 42.45 | 7 | 3.84
2020 | IESO_2_MAPP_CA | IESO | MAPP_CA | Internal | Summer | B1 | 10 | 262 | 87.81 | 44.52 | 51.52 | 7 | 0
2020 | IESO_2_MAPP_CA | IESO | MAPP_CA | Internal | Summer | B2 | 25 | 262 | 186.37 | 44.52 | 51.52 | 7 | 0
2020 | IESO_2_MAPP_CA | IESO | MAPP_CA | Internal | Summer | B3 | 75 | 262 | 262 | 39.14 | 52.02 | 7 | 5.88
2020 | IESO_2_MAPP_CA | IESO | MAPP_CA | Internal | Summer | B4 | 100 | 262 | 262 | 39.14 | 48.25 | 7 | 2.11
2020 | IESO_2_MAPP_CA | IESO | MAPP_CA | Internal | Summer | B5 | 200 | 262 | 262 | 36.78 | 48.25 | 7 | 4.47
2020 | IESO_2_MAPP_CA | IESO | MAPP_CA | Internal | Summer | B6 | 300 | 262 | 262 | 36.19 | 48.25 | 7 | 5.06
2020 | IESO_2_MAPP_CA | IESO | MAPP_CA | Internal | Summer | B7 | 400 | 262 | 262 | 31.61 | 40.39 | 7 | 1.78
2020 | IESO_2_MAPP_CA | IESO | MAPP_CA | Internal | Summer | B8 | 500 | 262 | 262 | 30.44 | 38.24 | 7 | 0.81
2020 | IESO_2_MAPP_CA | IESO | MAPP_CA | Internal | Summer | B9 | 800 | 262 | 262 | 29.86 | 38.24 | 7 | 1.38
2020 | IESO_2_MAPP_CA | IESO | MAPP_CA | Internal | Summer | B10 | 1262 | 262 | 262 | 29.86 | 38.24 | 7 | 1.38
2020 | IESO_2_MAPP_CA | IESO | MAPP_CA | Internal | Winter | B16 | 25 | 262 | 262 | 39.19 | 53.37 | 7 | 7.18
2020 | IESO_2_MAPP_CA | IESO | MAPP_CA | Internal | Winter | B17 | 100 | 262 | 262 | 35.26 | 48.24 | 7 | 5.98
2020 | IESO_2_MAPP_CA | IESO | MAPP_CA | Internal | Winter | B18 | 400 | 262 | 262 | 35.26 | 47.63 | 7 | 5.37
2020 | IESO_2_MAPP_CA | IESO | MAPP_CA | Internal | Winter | B19 | 700 | 262 | 262 | 35.26 | 47.63 | 7 | 5.37
2020 | IESO_2_MAPP_CA | IESO | MAPP_CA | Internal | Winter | B20 | 935 | 262 | 262 | 35.26 | 47.63 | 7 | 5.37
2020 | IESO_2_MISO_MI | IESO | MISO_MI | Internal | Shoulder | B11 | 25 | 1840 | 1840 | 31.61 | 53.85 | 7 | 15.24
2020 | IESO_2_MISO_MI | IESO | MISO_MI | Internal | Shoulder | B12 | 200 | 1840 | 1840 | 31.61 | 46.41 | 7 | 7.81
2020 | IESO_2_MISO_MI | IESO | MISO_MI | Internal | Shoulder | B13 | 600 | 1840 | 1840 | 31.61 | 42.47 | 7 | 3.86
2020 | IESO_2_MISO_MI | IESO | MISO_MI | Internal | Shoulder | B14 | 900 | 1840 | 1840 | 31.61 | 40.77 | 7 | 2.16
2020 | IESO_2_MISO_MI | IESO | MISO_MI | Internal | Shoulder | B15 | 1203 | 1840 | 68.76 | 31.61 | 38.61 | 7 | 0
2020 | IESO_2_MISO_MI | IESO | MISO_MI | Internal | Summer | B1 | 10 | 1840 | 1840 | 44.52 | 64.96 | 7 | 13.44
2020 | IESO_2_MISO_MI | IESO | MISO_MI | Internal | Summer | B2 | 25 | 1840 | 1840 | 44.52 | 63.99 | 7 | 12.47
2020 | IESO_2_MISO_MI | IESO | MISO_MI | Internal | Summer | B3 | 75 | 1840 | 1840 | 39.14 | 60.66 | 7 | 14.52
2020 | IESO_2_MISO_MI | IESO | MISO_MI | Internal | Summer | B4 | 100 | 1840 | 1840 | 39.14 | 59.86 | 7 | 13.72
2020 | IESO_2_MISO_MI | IESO | MISO_MI | Internal | Summer | B5 | 200 | 1840 | 1840 | 36.78 | 58.75 | 7 | 14.97
2020 | IESO_2_MISO_MI | IESO | MISO_MI | Internal | Summer | B6 | 300 | 1840 | 1840 | 36.19 | 49.2 | 7 | 6.01
2020 | IESO_2_MISO_MI | IESO | MISO_MI | Internal | Summer | B7 | 400 | 1840 | 1840 | 31.61 | 40.42 | 7 | 1.81
2020 | IESO_2_MISO_MI | IESO | MISO_MI | Internal | Summer | B8 | 500 | 1840 | 1840 | 30.44 | 38.25 | 7 | 0.82
2020 | IESO_2_MISO_MI | IESO | MISO_MI | Internal | Summer | B9 | 800 | 1840 | 1787.3 | 29.86 | 36.86 | 7 | 0
2020 | IESO_2_MISO_MI | IESO | MISO_MI | Internal | Summer | B10 | 1262 | 1840 | 0 | 29.86 | 36.03 | 7 | 0
2020 | IESO_2_MISO_MI | IESO | MISO_MI | Internal | Winter | B16 | 25 | 1840 | 1840 | 39.19 | 53.38 | 7 | 7.19
2020 | IESO_2_MISO_MI | IESO | MISO_MI | Internal | Winter | B17 | 100 | 1840 | 1840 | 35.26 | 48.26 | 7 | 6
2020 | IESO_2_MISO_MI | IESO | MISO_MI | Internal | Winter | B18 | 400 | 1840 | 1840 | 35.26 | 43.53 | 7 | 1.27
2020 | IESO_2_MISO_MI | IESO | MISO_MI | Internal | Winter | B19 | 700 | 1840 | 0 | 35.26 | 41.43 | 7 | 0
2020 | IESO_2_MISO_MI | IESO | MISO_MI | Internal | Winter | B20 | 935 | 1840 | 0 | 35.26 | 37.93 | 7 | 0
2020 | IESO_2_MISO_W | IESO | MISO_W | Internal | Shoulder | B11 | 25 | 214 | 214 | 31.61 | 56.66 | 7 | 18.05
2020 | IESO_2_MISO_W | IESO | MISO_W | Internal | Shoulder | B12 | 200 | 214 | 214 | 31.61 | 46.4 | 7 | 7.8
2020 | IESO_2_MISO_W | IESO | MISO_W | Internal | Shoulder | B13 | 600 | 214 | 214 | 31.61 | 42.46 | 7 | 3.85
2020 | IESO_2_MISO_W | IESO | MISO_W | Internal | Shoulder | B14 | 900 | 214 | 214 | 31.61 | 40.81 | 7 | 2.2
2020 | IESO_2_MISO_W | IESO | MISO_W | Internal | Shoulder | B15 | 1203 | 214 | 214 | 31.61 | 38.62 | 7 | 0.01
2020 | IESO_2_MISO_W | IESO | MISO_W | Internal | Summer | B1 | 10 | 214 | 214 | 44.52 | 64.97 | 7 | 13.45
2020 | IESO_2_MISO_W | IESO | MISO_W | Internal | Summer | B2 | 25 | 214 | 214 | 44.52 | 63.98 | 7 | 12.46
2020 | IESO_2_MISO_W | IESO | MISO_W | Internal | Summer | B3 | 75 | 214 | 214 | 39.14 | 61.97 | 7 | 15.84
2020 | IESO_2_MISO_W | IESO | MISO_W | Internal | Summer | B4 | 100 | 214 | 214 | 39.14 | 60.41 | 7 | 14.27
2020 | IESO_2_MISO_W | IESO | MISO_W | Internal | Summer | B5 | 200 | 214 | 214 | 36.78 | 58.96 | 7 | 15.17
2020 | IESO_2_MISO_W | IESO | MISO_W | Internal | Summer | B6 | 300 | 214 | 214 | 36.19 | 49.21 | 7 | 6.02
2020 | IESO_2_MISO_W | IESO | MISO_W | Internal | Summer | B7 | 400 | 214 | 214 | 31.61 | 40.4 | 7 | 1.79
2020 | IESO_2_MISO_W | IESO | MISO_W | Internal | Summer | B8 | 500 | 214 | 214 | 30.44 | 38.23 | 7 | 0.79
2020 | IESO_2_MISO_W | IESO | MISO_W | Internal | Summer | B9 | 800 | 214 | 214 | 29.86 | 36.87 | 7 | 0.01
2020 | IESO_2_MISO_W | IESO | MISO_W | Internal | Summer | B10 | 1262 | 214 | 0 | 29.86 | 35.99 | 7 | 0
2020 | IESO_2_MISO_W | IESO | MISO_W | Internal | Winter | B16 | 25 | 214 | 214 | 39.19 | 53.38 | 7 | 7.19
2020 | IESO_2_MISO_W | IESO | MISO_W | Internal | Winter | B17 | 100 | 214 | 214 | 35.26 | 48.25 | 7 | 5.99
2020 | IESO_2_MISO_W | IESO | MISO_W | Internal | Winter | B18 | 400 | 214 | 214 | 35.26 | 43.54 | 7 | 1.28
2020 | IESO_2_MISO_W | IESO | MISO_W | Internal | Winter | B19 | 700 | 214 | 0 | 35.26 | 41.43 | 7 | 0
2020 | IESO_2_MISO_W | IESO | MISO_W | Internal | Winter | B20 | 935 | 214 | 0 | 35.26 | 37.93 | 7 | 0
2020 | IESO_2_NYISO_A-F | IESO | NYISO_A-F | Internal | Shoulder | B11 | 25 | 1725 | 1725 | 31.61 | 39.87 | 7 | 1.26
2020 | IESO_2_NYISO_A-F | IESO | NYISO_A-F | Internal | Shoulder | B12 | 200 | 1725 | 1725 | 31.61 | 40.37 | 7 | 1.76
2020 | IESO_2_NYISO_A-F | IESO | NYISO_A-F | Internal | Shoulder | B13 | 600 | 1725 | 1679.32 | 31.61 | 38.61 | 7 | 0
2020 | IESO_2_NYISO_A-F | IESO | NYISO_A-F | Internal | Shoulder | B14 | 900 | 1725 | 1441.85 | 31.61 | 38.61 | 7 | 0
2020 | IESO_2_NYISO_A-F | IESO | NYISO_A-F | Internal | Shoulder | B15 | 1203 | 1725 | 1239.26 | 31.61 | 38.61 | 7 | 0
2020 | IESO_2_NYISO_A-F | IESO | NYISO_A-F | Internal | Summer | B1 | 10 | 1725 | 900.91 | 44.52 | 51.52 | 7 | 0
2020 | IESO_2_NYISO_A-F | IESO | NYISO_A-F | Internal | Summer | B2 | 25 | 1725 | 1315.85 | 44.52 | 51.52 | 7 | 0
2020 | IESO_2_NYISO_A-F | IESO | NYISO_A-F | Internal | Summer | B3 | 75 | 1725 | 1725 | 39.14 | 51.52 | 7 | 5.38
2020 | IESO_2_NYISO_A-F | IESO | NYISO_A-F | Internal | Summer | B4 | 100 | 1725 | 1454.7 | 39.14 | 46.14 | 7 | 0
2020 | IESO_2_NYISO_A-F | IESO | NYISO_A-F | Internal | Summer | B5 | 200 | 1725 | 948.92 | 36.78 | 43.78 | 7 | 0
2020 | IESO_2_NYISO_A-F | IESO | NYISO_A-F | Internal | Summer | B6 | 300 | 1725 | 267.56 | 36.19 | 43.19 | 7 | 0
2020 | IESO_2_NYISO_A-F | IESO | NYISO_A-F | Internal | Summer | B7 | 400 | 1725 | 980.62 | 31.61 | 38.61 | 7 | 0
2020 | IESO_2_NYISO_A-F | IESO | NYISO_A-F | Internal | Summer | B8 | 500 | 1725 | 1725 | 30.44 | 37.59 | 7 | 0.15
2020 | IESO_2_NYISO_A-F | IESO | NYISO_A-F | Internal | Summer | B9 | 800 | 1725 | 1155.25 | 29.86 | 36.86 | 7 | 0
2020 | IESO_2_NYISO_A-F | IESO | NYISO_A-F | Internal | Summer | B10 | 1262 | 1725 | 991.06 | 29.86 | 36.86 | 7 | 0
2020 | IESO_2_NYISO_A-F | IESO | NYISO_A-F | Internal | Winter | B16 | 25 | 1725 | 1123.21 | 39.19 | 46.19 | 7 | 0
2020 | IESO_2_NYISO_A-F | IESO | NYISO_A-F | Internal | Winter | B17 | 100 | 1725 | 973.68 | 35.26 | 42.26 | 7 | 0
2020 | IESO_2_NYISO_A-F | IESO | NYISO_A-F | Internal | Winter | B18 | 400 | 1725 | 1477.02 | 35.26 | 42.26 | 7 | 0
2020 | IESO_2_NYISO_A-F | IESO | NYISO_A-F | Internal | Winter | B19 | 700 | 1725 | 1636.75 | 35.26 | 42.26 | 7 | 0
2020 | IESO_2_NYISO_A-F | IESO | NYISO_A-F | Internal | Winter | B20 | 935 | 1725 | 1659.34 | 35.26 | 42.26 | 7 | 0
2020 | MAPP_CA_2_IESO | MAPP_CA | IESO | Internal | Shoulder | B11 | 25 | 330 | 0 | 48.25 | 31.61 | 8 | 0
2020 | MAPP_CA_2_IESO | MAPP_CA | IESO | Internal | Shoulder | B12 | 200 | 330 | 0 | 46.39 | 31.61 | 8 | 0
2020 | MAPP_CA_2_IESO | MAPP_CA | IESO | Internal | Shoulder | B13 | 600 | 330 | 0 | 42.45 | 31.61 | 8 | 0
2020 | MAPP_CA_2_IESO | MAPP_CA | IESO | Internal | Shoulder | B14 | 900 | 330 | 0 | 42.45 | 31.61 | 8 | 0
2020 | MAPP_CA_2_IESO | MAPP_CA | IESO | Internal | Shoulder | B15 | 1203 | 330 | 0 | 42.45 | 31.61 | 8 | 0
2020 | MAPP_CA_2_IESO | MAPP_CA | IESO | Internal | Summer | B1 | 10 | 330 | 0 | 51.52 | 44.52 | 8 | 0
2020 | MAPP_CA_2_IESO | MAPP_CA | IESO | Internal | Summer | B2 | 25 | 330 | 0 | 51.52 | 44.52 | 8 | 0
2020 | MAPP_CA_2_IESO | MAPP_CA | IESO | Internal | Summer | B3 | 75 | 330 | 0 | 52.02 | 39.14 | 8 | 0
2020 | MAPP_CA_2_IESO | MAPP_CA | IESO | Internal | Summer | B4 | 100 | 330 | 0 | 48.25 | 39.14 | 8 | 0
2020 | MAPP_CA_2_IESO | MAPP_CA | IESO | Internal | Summer | B5 | 200 | 330 | 0 | 48.25 | 36.78 | 8 | 0
2020 | MAPP_CA_2_IESO | MAPP_CA | IESO | Internal | Summer | B6 | 300 | 330 | 0 | 48.25 | 36.19 | 8 | 0
2020 | MAPP_CA_2_IESO | MAPP_CA | IESO | Internal | Summer | B7 | 400 | 330 | 0 | 40.39 | 31.61 | 8 | 0
2020 | MAPP_CA_2_IESO | MAPP_CA | IESO | Internal | Summer | B8 | 500 | 330 | 0 | 38.24 | 30.44 | 8 | 0
2020 | MAPP_CA_2_IESO | MAPP_CA | IESO | Internal | Summer | B9 | 800 | 330 | 0 | 38.24 | 29.86 | 8 | 0
2020 | MAPP_CA_2_IESO | MAPP_CA | IESO | Internal | Summer | B10 | 1262 | 330 | 0 | 38.24 | 29.86 | 8 | 0
2020 | MAPP_CA_2_IESO | MAPP_CA | IESO | Internal | Winter | B16 | 25 | 330 | 0 | 53.37 | 39.19 | 8 | 0
2020 | MAPP_CA_2_IESO | MAPP_CA | IESO | Internal | Winter | B17 | 100 | 330 | 0 | 48.24 | 35.26 | 8 | 0
2020 | MAPP_CA_2_IESO | MAPP_CA | IESO | Internal | Winter | B18 | 400 | 330 | 0 | 47.63 | 35.26 | 8 | 0
2020 | MAPP_CA_2_IESO | MAPP_CA | IESO | Internal | Winter | B19 | 700 | 330 | 0 | 47.63 | 35.26 | 8 | 0
2020 | MAPP_CA_2_IESO | MAPP_CA | IESO | Internal | Winter | B20 | 935 | 330 | 0 | 47.63 | 35.26 | 8 | 0
2020 | MAPP_CA_2_MAPP_US | MAPP_CA | MAPP_US | Internal | Shoulder | B11 | 25 | 437 | 0 | 48.25 | 49.66 | 7 | 0
2020 | MAPP_CA_2_MAPP_US | MAPP_CA | MAPP_US | Internal | Shoulder | B12 | 200 | 437 | 0 | 46.39 | 39.4 | 7 | 0
2020 | MAPP_CA_2_MAPP_US | MAPP_CA | MAPP_US | Internal | Shoulder | B13 | 600 | 437 | 0 | 42.45 | 35.46 | 7 | 0
2020 | MAPP_CA_2_MAPP_US | MAPP_CA | MAPP_US | Internal | Shoulder | B14 | 900 | 437 | 0 | 42.45 | 35.45 | 7 | 0
2020 | MAPP_CA_2_MAPP_US | MAPP_CA | MAPP_US | Internal | Shoulder | B15 | 1203 | 437 | 0 | 42.45 | 33.97 | 7 | 0
2020 | MAPP_CA_2_MAPP_US | MAPP_CA | MAPP_US | Internal | Summer | B1 | 10 | 437 | 0 | 51.52 | 57.97 | 7 | 0
2020 | MAPP_CA_2_MAPP_US | MAPP_CA | MAPP_US | Internal | Summer | B2 | 25 | 437 | 0 | 51.52 | 56.98 | 7 | 0
2020 | MAPP_CA_2_MAPP_US | MAPP_CA | MAPP_US | Internal | Summer | B3 | 75 | 437 | 0 | 52.02 | 54.97 | 7 | 0
2020 | MAPP_CA_2_MAPP_US | MAPP_CA | MAPP_US | Internal | Summer | B4 | 100 | 437 | 0 | 48.25 | 53.41 | 7 | 0
2020 | MAPP_CA_2_MAPP_US | MAPP_CA | MAPP_US | Internal | Summer | B5 | 200 | 437 | 0 | 48.25 | 51.96 | 7 | 0
2020 | MAPP_CA_2_MAPP_US | MAPP_CA | MAPP_US | Internal | Summer | B6 | 300 | 437 | 0 | 48.25 | 49.2 | 7 | 0
2020 | MAPP_CA_2_MAPP_US | MAPP_CA | MAPP_US | Internal | Summer | B7 | 400 | 437 | 0 | 40.39 | 36.44 | 7 | 0
2020 | MAPP_CA_2_MAPP_US | MAPP_CA | MAPP_US | Internal | Summer | B8 | 500 | 437 | 0 | 38.24 | 32.2 | 7 | 0
2020 | MAPP_CA_2_MAPP_US | MAPP_CA | MAPP_US | Internal | Summer | B9 | 800 | 437 | 0 | 38.24 | 31.88 | 7 | 0
2020 | MAPP_CA_2_MAPP_US | MAPP_CA | MAPP_US | Internal | Summer | B10 | 1262 | 437 | 0 | 38.24 | 28.99 | 7 | 0
2020 | MAPP_CA_2_MAPP_US | MAPP_CA | MAPP_US | Internal | Winter | B16 | 25 | 437 | 0 | 53.37 | 46.38 | 7 | 0
2020 | MAPP_CA_2_MAPP_US | MAPP_CA | MAPP_US | Internal | Winter | B17 | 100 | 437 | 0 | 48.24 | 41.25 | 7 | 0
2020 | MAPP_CA_2_MAPP_US | MAPP_CA | MAPP_US | Internal | Winter | B18 | 400 | 437 | 0 | 47.63 | 37.09 | 7 | 0
2020 | MAPP_CA_2_MAPP_US | MAPP_CA | MAPP_US | Internal | Winter | B19 | 700 | 437 | 0 | 47.63 | 37.09 | 7 | 0
2020 | MAPP_CA_2_MAPP_US | MAPP_CA | MAPP_US | Internal | Winter | B20 | 935 | 437 | 0 | 47.63 | 32.11 | 7 | 0
2020 | MAPP_CA_2_MISO_W | MAPP_CA | MISO_W | Internal | Shoulder | B11 | 25 | 2058 | 2058 | 48.25 | 56.66 | 0.01 | 8.4
2020 | MAPP_CA_2_MISO_W | MAPP_CA | MISO_W | Internal | Shoulder | B12 | 200 | 2058 | 930.41 | 46.39 | 46.4 | 0.01 | 0
2020 | MAPP_CA_2_MISO_W | MAPP_CA | MISO_W | Internal | Shoulder | B13 | 600 | 2058 | 516.78 | 42.45 | 42.46 | 0.01 | 0
2020 | MAPP_CA_2_MISO_W | MAPP_CA | MISO_W | Internal | Shoulder | B14 | 900 | 2058 | 0 | 42.45 | 40.81 | 0.01 | 0
2020 | MAPP_CA_2_MISO_W | MAPP_CA | MISO_W | Internal | Shoulder | B15 | 1203 | 2058 | 0 | 42.45 | 38.62 | 0.01 | 0
2020 | MAPP_CA_2_MISO_W | MAPP_CA | MISO_W | Internal | Summer | B1 | 10 | 2058 | 2058 | 51.52 | 64.97 | 0.01 | 13.44
2020 | MAPP_CA_2_MISO_W | MAPP_CA | MISO_W | Internal | Summer | B2 | 25 | 2058 | 2058 | 51.52 | 63.98 | 0.01 | 12.45
2020 | MAPP_CA_2_MISO_W | MAPP_CA | MISO_W | Internal | Summer | B3 | 75 | 2058 | 2058 | 52.02 | 61.97 | 0.01 | 9.95
2020 | MAPP_CA_2_MISO_W | MAPP_CA | MISO_W | Internal | Summer | B4 | 100 | 2058 | 2058 | 48.25 | 60.41 | 0.01 | 12.15
2020 | MAPP_CA_2_MISO_W | MAPP_CA | MISO_W | Internal | Summer | B5 | 200 | 2058 | 2058 | 48.25 | 58.96 | 0.01 | 10.7
2020 | MAPP_CA_2_MISO_W | MAPP_CA | MISO_W | Internal | Summer | B6 | 300 | 2058 | 2058 | 48.25 | 49.21 | 0.01 | 0.95
2020 | MAPP_CA_2_MISO_W | MAPP_CA | MISO_W | Internal | Summer | B7 | 400 | 2058 | 759.92 | 40.39 | 40.4 | 0.01 | 0
2020 | MAPP_CA_2_MISO_W | MAPP_CA | MISO_W | Internal | Summer | B8 | 500 | 2058 | 0 | 38.24 | 38.23 | 0.01 | 0
2020 | MAPP_CA_2_MISO_W | MAPP_CA | MISO_W | Internal | Summer | B9 | 800 | 2058 | 0 | 38.24 | 36.87 | 0.01 | 0
2020 | MAPP_CA_2_MISO_W | MAPP_CA | MISO_W | Internal | Summer | B10 | 1262 | 2058 | 0 | 38.24 | 35.99 | 0.01 | 0
2020 | MAPP_CA_2_MISO_W | MAPP_CA | MISO_W | Internal | Winter | B16 | 25 | 2058 | 1402.47 | 53.37 | 53.38 | 0.01 | 0
2020 | MAPP_CA_2_MISO_W | MAPP_CA | MISO_W | Internal | Winter | B17 | 100 | 2058 | 60.05 | 48.24 | 48.25 | 0.01 | 0
2020 | MAPP_CA_2_MISO_W | MAPP_CA | MISO_W | Internal | Winter | B18 | 400 | 2058 | 0 | 47.63 | 43.54 | 0.01 | 0
2020 | MAPP_CA_2_MISO_W | MAPP_CA | MISO_W | Internal | Winter | B19 | 700 | 2058 | 0 | 47.63 | 41.43 | 0.01 | 0
2020 | MAPP_CA_2_MISO_W | MAPP_CA | MISO_W | Internal | Winter | B20 | 935 | 2058 | 0 | 47.63 | 37.93 | 0.01 | 0
2020 | MAPP_US_2_MAPP_CA | MAPP_US | MAPP_CA | Internal | Shoulder | B11 | 25 | 230 | 0 | 49.66 | 48.25 | 7 | 0
2020 | MAPP_US_2_MAPP_CA | MAPP_US | MAPP_CA | Internal | Shoulder | B12 | 200 | 230 | 0.01 | 39.4 | 46.39 | 7 | 0
2020 | MAPP_US_2_MAPP_CA | MAPP_US | MAPP_CA | Internal | Shoulder | B13 | 600 | 230 | 0 | 35.46 | 42.45 | 7 | 0
2020 | MAPP_US_2_MAPP_CA | MAPP_US | MAPP_CA | Internal | Shoulder | B14 | 900 | 230 | 157.82 | 35.45 | 42.45 | 7 | 0
2020 | MAPP_US_2_MAPP_CA | MAPP_US | MAPP_CA | Internal | Shoulder | B15 | 1203 | 230 | 230 | 33.97 | 42.45 | 7 | 1.47
2020 | MAPP_US_2_MAPP_CA | MAPP_US | MAPP_CA | Internal | Summer | B1 | 10 | 230 | 0 | 57.97 | 51.52 | 7 | 0
2020 | MAPP_US_2_MAPP_CA | MAPP_US | MAPP_CA | Internal | Summer | B2 | 25 | 230 | 0 | 56.98 | 51.52 | 7 | 0
2020 | MAPP_US_2_MAPP_CA | MAPP_US | MAPP_CA | Internal | Summer | B3 | 75 | 230 | 0 | 54.97 | 52.02 | 7 | 0
2020 | MAPP_US_2_MAPP_CA | MAPP_US | MAPP_CA | Internal | Summer | B4 | 100 | 230 | 0 | 53.41 | 48.25 | 7 | 0
2020 | MAPP_US_2_MAPP_CA | MAPP_US | MAPP_CA | Internal | Summer | B5 | 200 | 230 | 0 | 51.96 | 48.25 | 7 | 0
2020 | MAPP_US_2_MAPP_CA | MAPP_US | MAPP_CA | Internal | Summer | B6 | 300 | 230 | 0 | 49.2 | 48.25 | 7 | 0
2020 | MAPP_US_2_MAPP_CA | MAPP_US | MAPP_CA | Internal | Summer | B7 | 400 | 230 | 0 | 36.44 | 40.39 | 7 | 0
2020 | MAPP_US_2_MAPP_CA | MAPP_US | MAPP_CA | Internal | Summer | B8 | 500 | 230 | 0 | 32.2 | 38.24 | 7 | 0
2020 | MAPP_US_2_MAPP_CA | MAPP_US | MAPP_CA | Internal | Summer | B9 | 800 | 230 | 0 | 31.88 | 38.24 | 7 | 0
2020 | MAPP_US_2_MAPP_CA | MAPP_US | MAPP_CA | Internal | Summer | B10 | 1262 | 230 | 230 | 28.99 | 38.24 | 7 | 2.25
2020 | MAPP_US_2_MAPP_CA | MAPP_US | MAPP_CA | Internal | Winter | B16 | 25 | 230 | 0.08 | 46.38 | 53.37 | 7 | 0
2020 | MAPP_US_2_MAPP_CA | MAPP_US | MAPP_CA | Internal | Winter | B17 | 100 | 230 | 0.02 | 41.25 | 48.24 | 7 | 0
2020 | MAPP_US_2_MAPP_CA | MAPP_US | MAPP_CA | Internal | Winter | B18 | 400 | 230 | 230 | 37.09 | 47.63 | 7 | 3.53
2020 | MAPP_US_2_MAPP_CA | MAPP_US | MAPP_CA | Internal | Winter | B19 | 700 | 230 | 230 | 37.09 | 47.63 | 7 | 3.53
2020 | MAPP_US_2_MAPP_CA | MAPP_US | MAPP_CA | Internal | Winter | B20 | 935 | 230 | 230 | 32.11 | 47.63 | 7 | 8.51
2020 | MAPP_US_2_MISO_W | MAPP_US | MISO_W | Internal | Shoulder | B11 | 25 | 2635 | 442.93 | 49.66 | 56.66 | 7 | 0
2020 | MAPP_US_2_MISO_W | MAPP_US | MISO_W | Internal | Shoulder | B12 | 200 | 2635 | 1408.88 | 39.4 | 46.4 | 7 | 0
2020 | MAPP_US_2_MISO_W | MAPP_US | MISO_W | Internal | Shoulder | B13 | 600 | 2635 | 1194.11 | 35.46 | 42.46 | 7 | 0
2020 | MAPP_US_2_MISO_W | MAPP_US | MISO_W | Internal | Shoulder | B14 | 900 | 2635 | 0 | 35.45 | 40.81 | 7 | 0
2020 | MAPP_US_2_MISO_W | MAPP_US | MISO_W | Internal | Shoulder | B15 | 1203 | 2635 | 0 | 33.97 | 38.62 | 7 | 0
2020 | MAPP_US_2_MISO_W | MAPP_US | MISO_W | Internal | Summer | B1 | 10 | 2635 | 134.7 | 57.97 | 64.97 | 7 | 0
2020 | MAPP_US_2_MISO_W | MAPP_US | MISO_W | Internal | Summer | B2 | 25 | 2635 | 900.56 | 56.98 | 63.98 | 7 | 0
2020 | MAPP_US_2_MISO_W | MAPP_US | MISO_W | Internal | Summer | B3 | 75 | 2635 | 645.76 | 54.97 | 61.97 | 7 | 0
2020 | MAPP_US_2_MISO_W | MAPP_US | MISO_W | Internal | Summer | B4 | 100 | 2635 | 465.95 | 53.41 | 60.41 | 7 | 0
2020 | MAPP_US_2_MISO_W | MAPP_US | MISO_W | Internal | Summer | B5 | 200 | 2635 | 1068.68 | 51.96 | 58.96 | 7 | 0
2020 | MAPP_US_2_MISO_W | MAPP_US | MISO_W | Internal | Summer | B6 | 300 | 2635 | 0 | 49.2 | 49.21 | 7 | 0
2020 | MAPP_US_2_MISO_W | MAPP_US | MISO_W | Internal | Summer | B7 | 400 | 2635 | 0 | 36.44 | 40.4 | 7 | 0
2020 | MAPP_US_2_MISO_W | MAPP_US | MISO_W | Internal | Summer | B8 | 500 | 2635 | 0 | 32.2 | 38.23 | 7 | 0
2020 | MAPP_US_2_MISO_W | MAPP_US | MISO_W | Internal | Summer | B9 | 800 | 2635 | 0 | 31.88 | 36.87 | 7 | 0
2020 | MAPP_US_2_MISO_W | MAPP_US | MISO_W | Internal | Summer | B10 | 1262 | 2635 | 637.86 | 28.99 | 35.99 | 7 | 0
2020 | MAPP_US_2_MISO_W | MAPP_US | MISO_W | Internal | Winter | B16 | 25 | 2635 | 1578.6 | 46.38 | 53.38 | 7 | 0
2020 | MAPP_US_2_MISO_W | MAPP_US | MISO_W | Internal | Winter | B17 | 100 | 2635 | 1186.95 | 41.25 | 48.25 | 7 | 0
2020 | MAPP_US_2_MISO_W | MAPP_US | MISO_W | Internal | Winter | B18 | 400 | 2635 | 0 | 37.09 | 43.54 | 7 | 0
2020 | MAPP_US_2_MISO_W | MAPP_US | MISO_W | Internal | Winter | B19 | 700 | 2635 | 0 | 37.09 | 41.43 | 7 | 0
2020 | MAPP_US_2_MISO_W | MAPP_US | MISO_W | Internal | Winter | B20 | 935 | 2635 | 0 | 32.11 | 37.93 | 7 | 0
2020 | MAPP_US_2_NE | MAPP_US | NE | Internal | Shoulder | B11 | 25 | 2000 | 1155.38 | 49.66 | 56.66 | 7 | 0
2020 | MAPP_US_2_NE | MAPP_US | NE | Internal | Shoulder | B12 | 200 | 2000 | 0 | 39.4 | 41.4 | 7 | 0
2020 | MAPP_US_2_NE | MAPP_US | NE | Internal | Shoulder | B13 | 600 | 2000 | 0 | 35.46 | 40.6 | 7 | 0
2020 | MAPP_US_2_NE | MAPP_US | NE | Internal | Shoulder | B14 | 900 | 2000 | 0 | 35.45 | 40.49 | 7 | 0
2020 | MAPP_US_2_NE | MAPP_US | NE | Internal | Shoulder | B15 | 1203 | 2000 | 0 | 33.97 | 37.03 | 7 | 0
2020 | MAPP_US_2_NE | MAPP_US | NE | Internal | Summer | B1 | 10 | 2000 | 843.64 | 57.97 | 64.97 | 7 | 0
2020 | MAPP_US_2_NE | MAPP_US | NE | Internal | Summer | B2 | 25 | 2000 | 0 | 56.98 | 60.81 | 7 | 0
2020 | MAPP_US_2_NE | MAPP_US | NE | Internal | Summer | B3 | 75 | 2000 | 0 | 54.97 | 60.81 | 7 | 0
2020 | MAPP_US_2_NE | MAPP_US | NE | Internal | Summer | B4 | 100 | 2000 | 650.1 | 53.41 | 60.41 | 7 | 0
2020 | MAPP_US_2_NE | MAPP_US | NE | Internal | Summer | B5 | 200 | 2000 | 0 | 51.96 | 56.88 | 7 | 0
2020 | MAPP_US_2_NE | MAPP_US | NE | Internal | Summer | B6 | 300 | 2000 | 1317.57 | 49.2 | 56.2 | 7 | 0
2020 | MAPP_US_2_NE | MAPP_US | NE | Internal | Summer | B7 | 400 | 2000 | 1452.5 | 36.44 | 43.44 | 7 | 0
2020 | MAPP_US_2_NE | MAPP_US | NE | Internal | Summer | B8 | 500 | 2000 | 1648.62 | 32.2 | 39.2 | 7 | 0
2020 | MAPP_US_2_NE | MAPP_US | NE | Internal | Summer | B9 | 800 | 2000 | 938.72 | 31.88 | 38.88 | 7 | 0
2020 | MAPP_US_2_NE | MAPP_US | NE | Internal | Summer | B10 | 1262 | 2000 | 0 | 28.99 | 34.95 | 7 | 0
2020 | MAPP_US_2_NE | MAPP_US | NE | Internal | Winter | B16 | 25 | 2000 | 0 | 46.38 | 48.38 | 7 | 0
2020 | MAPP_US_2_NE | MAPP_US | NE | Internal | Winter | B17 | 100 | 2000 | 0 | 41.25 | 43.25 | 7 | 0
2020 | MAPP_US_2_NE | MAPP_US | NE | Internal | Winter | B18 | 400 | 2000 | 0 | 37.09 | 40.09 | 7 | 0
2020 | MAPP_US_2_NE | MAPP_US | NE | Internal | Winter | B19 | 700 | 2000 | 0 | 37.09 | 39.27 | 7 | 0
2020 | MAPP_US_2_NE | MAPP_US | NE | Internal | Winter | B20 | 935 | 2000 | 0 | 32.11 | 38.29 | 7 | 0
2020 | MARITIMES_2_NEISO | MARITIMES | NEISO | Internal | Shoulder | B11 | 25 | 99999 | 1720.66 | 37.48 | 37.5 | 0.01 | 0
2020 | MARITIMES_2_NEISO | MARITIMES | NEISO | Internal | Shoulder | B12 | 200 | 99999 | 1717.44 | 37.48 | 37.5 | 0.01 | 0
2020 | MARITIMES_2_NEISO | MARITIMES | NEISO | Internal | Shoulder | B13 | 600 | 99999 | 1704.78 | 37.48 | 37.5 | 0.01 | 0
2020 | MARITIMES_2_NEISO | MARITIMES | NEISO | Internal | Shoulder | B14 | 900 | 99999 | 1682.64 | 37.48 | 37.5 | 0.01 | 0
2020 | MARITIMES_2_NEISO | MARITIMES | NEISO | Internal | Shoulder | B15 | 1203 | 99999 | 648.08 | 37.48 | 37.5 | 0.01 | 0
2020 | MARITIMES_2_NEISO | MARITIMES | NEISO | Internal | Summer | B1 | 10 | 99999 | 1900 | 81.04 | 81.05 | 0.01 | 0
2020 | MARITIMES_2_NEISO | MARITIMES | NEISO | Internal | Summer | B2 | 25 | 99999 | 1878.75 | 68.99 | 69 | 0.01 | 0
2020 | MARITIMES_2_NEISO | MARITIMES | NEISO | Internal | Summer | B3 | 75 | 99999 | 1836.38 | 49.91 | 49.92 | 0.01 | 0
2020 | MARITIMES_2_NEISO | MARITIMES | NEISO | Internal | Summer | B4 | 100 | 99999 | 1799.97 | 43.13 | 43.14 | 0.01 | 0
2020 | MARITIMES_2_NEISO | MARITIMES | NEISO | Internal | Summer | B5 | 200 | 99999 | 1780.16 | 34.6 | 34.61 | 0.01 | 0
2020 | MARITIMES_2_NEISO | MARITIMES | NEISO | Internal | Summer | B6 | 300 | 99999 | 1757.82 | 34.6 | 34.61 | 0.01 | 0
2020 | MARITIMES_2_NEISO | MARITIMES | NEISO | Internal | Summer | B7 | 400 | 99999 | 1732.23 | 34.6 | 34.61 | 0.01 | 0
2020 | MARITIMES_2_NEISO | MARITIMES | NEISO | Internal | Summer | B8 | 500 | 99999 | 1712.1 | 34.6 | 34.61 | 0.01 | 0
2020 | MARITIMES_2_NEISO | MARITIMES | NEISO | Internal | Summer | B9 | 800 | 99999 | 1687.45 | 34.6 | 34.61 | 0.01 | 0
2020 | MARITIMES_2_NEISO | MARITIMES | NEISO | Internal | Summer | B10 | 1262 | 99999 | 465.06 | 34.6 | 34.61 | 0.01 | 0
2020 | MARITIMES_2_NEISO | MARITIMES | NEISO | Internal | Winter | B16 | 25 | 99999 | 1765.23 | 46.41 | 46.42 | 0.01 | 0
2020 | MARITIMES_2_NEISO | MARITIMES | NEISO | Internal | Winter | B17 | 100 | 99999 | 1747.34 | 46.41 | 46.42 | 0.01 | 0
2020 | MARITIMES_2_NEISO | MARITIMES | NEISO | Internal | Winter | B18 | 400 | 99999 | 1733.65 | 46.41 | 46.42 | 0.01 | 0
2020 | MARITIMES_2_NEISO | MARITIMES | NEISO | Internal | Winter | B19 | 700 | 99999 | 1708.15 | 46.41 | 46.42 | 0.01 | 0
2020 | MARITIMES_2_NEISO | MARITIMES | NEISO | Internal | Winter | B20 | 935 | 99999 | 723.43 | 46.41 | 46.42 | 0.01 | 0
2020 | MISO_IN_2_MISO_MI | MISO_IN | MISO_MI | Internal | Shoulder | B11 | 25 | 5081 | 0 | 56.66 | 53.85 | 0.01 | 0
2020 | MISO_IN_2_MISO_MI | MISO_IN | MISO_MI | Internal | Shoulder | B12 | 200 | 5081 | 0 | 46.43 | 46.41 | 0.01 | 0
2020 | MISO_IN_2_MISO_MI | MISO_IN | MISO_MI | Internal | Shoulder | B13 | 600 | 5081 | 0 | 42.48 | 42.47 | 0.01 | 0
2020 | MISO_IN_2_MISO_MI | MISO_IN | MISO_MI | Internal | Shoulder | B14 | 900 | 5081 | 0 | 40.78 | 40.77 | 0.01 | 0
2020 | MISO_IN_2_MISO_MI | MISO_IN | MISO_MI | Internal | Shoulder | B15 | 1203 | 5081 | 338.81 | 38.59 | 38.61 | 0.01 | 0
2020 | MISO_IN_2_MISO_MI | MISO_IN | MISO_MI | Internal | Summer | B1 | 10 | 5081 | 0.1 | 64.97 | 64.96 | 0.01 | 0
2020 | MISO_IN_2_MISO_MI | MISO_IN | MISO_MI | Internal | Summer | B2 | 25 | 5081 | 0.04 | 64 | 63.99 | 0.01 | 0
2020 | MISO_IN_2_MISO_MI | MISO_IN | MISO_MI | Internal | Summer | B3 | 75 | 5081 | 0 | 61.97 | 60.66 | 0.01 | 0
2020 | MISO_IN_2_MISO_MI | MISO_IN | MISO_MI | Internal | Summer | B4 | 100 | 5081 | 0 | 60.43 | 59.86 | 0.01 | 0
2020 | MISO_IN_2_MISO_MI | MISO_IN | MISO_MI | Internal | Summer | B5 | 200 | 5081 | 0 | 58.96 | 58.75 | 0.01 | 0
2020 | MISO_IN_2_MISO_MI | MISO_IN | MISO_MI | Internal | Summer | B6 | 300 | 5081 | 0 | 49.21 | 49.2 | 0.01 | 0
2020 | MISO_IN_2_MISO_MI | MISO_IN | MISO_MI | Internal | Summer | B7 | 400 | 5081 | 298.66 | 40.41 | 40.42 | 0.01 | 0
2020 | MISO_IN_2_MISO_MI | MISO_IN | MISO_MI | Internal | Summer | B8 | 500 | 5081 | 603.88 | 38.24 | 38.25 | 0.01 | 0
2020 | MISO_IN_2_MISO_MI | MISO_IN | MISO_MI | Internal | Summer | B9 | 800 | 5081 | 72.78 | 36.85 | 36.86 | 0.01 | 0
2020 | MISO_IN_2_MISO_MI | MISO_IN | MISO_MI | Internal | Summer | B10 | 1262 | 5081 | 3635.15 | 36.02 | 36.03 | 0.01 | 0
2020 | MISO_IN_2_MISO_MI | MISO_IN | MISO_MI | Internal | Winter | B16 | 25 | 5081 | 0.03 | 53.41 | 53.38 | 0.01 | 0
2020 | MISO_IN_2_MISO_MI | MISO_IN | MISO_MI | Internal | Winter | B17 | 100 | 5081 | 0.01 | 48.27 | 48.26 | 0.01 | 0
2020 | MISO_IN_2_MISO_MI | MISO_IN | MISO_MI | Internal | Winter | B18 | 400 | 5081 | 0 | 43.53 | 43.53 | 0.01 | 0
2020 | MISO_IN_2_MISO_MI | MISO_IN | MISO_MI | Internal | Winter | B19 | 700 | 5081 | 827.99 | 41.42 | 41.43 | 0.01 | 0
2020 | MISO_IN_2_MISO_MI | MISO_IN | MISO_MI | Internal | Winter | B20 | 935 | 5081 | 402.71 | 37.92 | 37.93 | 0.01 | 0
2020 | MISO_IN_2_MISO_MO-IL | MISO_IN | MISO_MO-IL | Internal | Shoulder | B11 | 25 | 9129 | 259.02 | 56.66 | 56.67 | 0.01 | 0
2020 | MISO_IN_2_MISO_MO-IL | MISO_IN | MISO_MO-IL | Internal | Shoulder | B12 | 200 | 9129 | 0 | 46.43 | 46.41 | 0.01 | 0
2020 | MISO_IN_2_MISO_MO-IL | MISO_IN | MISO_MO-IL | Internal | Shoulder | B13 | 600 | 9129 | 0 | 42.48 | 42.47 | 0.01 | 0
2020 | MISO_IN_2_MISO_MO-IL | MISO_IN | MISO_MO-IL | Internal | Shoulder | B14 | 900 | 9129 | 169.13 | 40.78 | 40.79 | 0.01 | 0
2020 | MISO_IN_2_MISO_MO-IL | MISO_IN | MISO_MO-IL | Internal | Shoulder | B15 | 1203 | 9129 | 0 | 38.59 | 38.6 | 0.01 | 0
2020 | MISO_IN_2_MISO_MO-IL | MISO_IN | MISO_MO-IL | Internal | Summer | B1 | 10 | 9129 | 10.55 | 64.97 | 64.99 | 0.01 | 0
2020 | MISO_IN_2_MISO_MO-IL | MISO_IN | MISO_MO-IL | Internal | Summer | B2 | 25 | 9129 | 0.04 | 64 | 63.99 | 0.01 | 0
2020 | MISO_IN_2_MISO_MO-IL | MISO_IN | MISO_MO-IL | Internal | Summer | B3 | 75 | 9129 | 197.25 | 61.97 | 61.99 | 0.01 | 0
2020 | MISO_IN_2_MISO_MO-IL | MISO_IN | MISO_MO-IL | Internal | Summer | B4 | 100 | 9129 | 0.01 | 60.43 | 60.42 | 0.01 | 0
2020 | MISO_IN_2_MISO_MO-IL | MISO_IN | MISO_MO-IL | Internal | Summer | B5 | 200 | 9129 | 566.28 | 58.96 | 58.97 | 0.01 | 0
2020 | MISO_IN_2_MISO_MO-IL | MISO_IN | MISO_MO-IL | Internal | Summer | B6 | 300 | 9129 | 238.24 | 49.21 | 49.23 | 0.01 | 0
2020 | MISO_IN_2_MISO_MO-IL | MISO_IN | MISO_MO-IL | Internal | Summer | B7 | 400 | 9129 | 0 | 40.41 | 40.4 | 0.01 | 0
2020 | MISO_IN_2_MISO_MO-IL | MISO_IN | MISO_MO-IL | Internal | Summer | B8 | 500 | 9129 | 0 | 38.24 | 38.24 | 0.01 | 0
2020 | MISO_IN_2_MISO_MO-IL | MISO_IN | MISO_MO-IL | Internal | Summer | B9 | 800 | 9129 | 1595.14 | 36.85 | 36.86 | 0.01 | 0
2020 | MISO_IN_2_MISO_MO-IL | MISO_IN | MISO_MO-IL | Internal | Summer | B10 | 1262 | 9129 | 0 | 36.02 | 36 | 0.01 | 0
2020 | MISO_IN_2_MISO_MO-IL | MISO_IN | MISO_MO-IL | Internal | Winter | B16 | 25 | 9129 | 0.04 | 53.41 | 53.39 | 0.01 | 0
2020 | MISO_IN_2_MISO_MO-IL | MISO_IN | MISO_MO-IL | Internal | Winter | B17 | 100 | 9129 | 0.01 | 48.27 | 48.26 | 0.01 | 0
2020 | MISO_IN_2_MISO_MO-IL | MISO_IN | MISO_MO-IL | Internal | Winter | B18 | 400 | 9129 | 0 | 43.53 | 43.53 | 0.01 | 0
2020 | MISO_IN_2_MISO_MO-IL | MISO_IN | MISO_MO-IL | Internal | Winter | B19 | 700 | 9129 | 0 | 41.42 | 41.42 | 0.01 | 0
2020 | MISO_IN_2_MISO_MO-IL | MISO_IN | MISO_MO-IL | Internal | Winter | B20 | 935 | 9129 | 307.8 | 37.92 | 37.93 | 0.01 | 0
2020 | MISO_IN_2_NonRTO_Midwest | MISO_IN | NonRTO_Midwest | Internal | Shoulder | B11 | 25 | 4800 | 975.29 | 56.66 | 64.66 | 8 | 0
2020 | MISO_IN_2_NonRTO_Midwest | MISO_IN | NonRTO_Midwest | Internal | Shoulder | B12 | 200 | 4800 | 450.5 | 46.43 | 54.43 | 8 | 0
2020 | MISO_IN_2_NonRTO_Midwest | MISO_IN | NonRTO_Midwest | Internal | Shoulder | B13 | 600 | 4800 | 0 | 42.48 | 50.19 | 8 | 0
2020 | MISO_IN_2_NonRTO_Midwest | MISO_IN | NonRTO_Midwest | Internal | Shoulder | B14 | 900 | 4800 | 0 | 40.78 | 42.79 | 8 | 0
2020 | MISO_IN_2_NonRTO_Midwest | MISO_IN | NonRTO_Midwest | Internal | Shoulder | B15 | 1203 | 4800 | 0 | 38.59 | 35.88 | 8 | 0
2020 | MISO_IN_2_NonRTO_Midwest | MISO_IN | NonRTO_Midwest | Internal | Summer | B1 | 10 | 4800 | 0 | 64.97 | 69.15 | 8 | 0
2020 | MISO_IN_2_NonRTO_Midwest | MISO_IN | NonRTO_Midwest | Internal | Summer | B2 | 25 | 4800 | 0 | 64 | 69.15 | 8 | 0
2020 | MISO_IN_2_NonRTO_Midwest | MISO_IN | NonRTO_Midwest | Internal | Summer | B3 | 75 | 4800 | 0 | 61.97 | 69.15 | 8 | 0
2020 | MISO_IN_2_NonRTO_Midwest | MISO_IN | NonRTO_Midwest | Internal | Summer | B4 | 100 | 4800 | 1289.14 | 60.43 | 68.43 | 8 | 0
2020 | MISO_IN_2_NonRTO_Midwest | MISO_IN | NonRTO_Midwest | Internal | Summer | B5 | 200 | 4800 | 980.18 | 58.96 | 66.96 | 8 | 0
2020 | MISO_IN_2_NonRTO_Midwest | MISO_IN | NonRTO_Midwest | Internal | Summer | B6 | 300 | 4800 | 400.53 | 49.21 | 57.21 | 8 | 0
2020 | MISO_IN_2_NonRTO_Midwest | MISO_IN | NonRTO_Midwest | Internal | Summer | B7 | 400 | 4800 | 0 | 40.41 | 43.8 | 8 | 0
2020 | MISO_IN_2_NonRTO_Midwest | MISO_IN | NonRTO_Midwest | Internal | Summer | B8 | 500 | 4800 | 0 | 38.24 | 42.79 | 8 | 0
2020 | MISO_IN_2_NonRTO_Midwest | MISO_IN | NonRTO_Midwest | Internal | Summer | B9 | 800 | 4800 | 0 | 36.85 | 36.94 | 8 | 0
2020 | MISO_IN_2_NonRTO_Midwest | MISO_IN | NonRTO_Midwest | Internal | Summer | B10 | 1262 | 4800 | 0 | 36.02 | 33.6 | 8 | 0
2020 | MISO_IN_2_NonRTO_Midwest | MISO_IN | NonRTO_Midwest | Internal | Winter | B16 | 25 | 4800 | 2198.88 | 53.41 | 61.41 | 8 | 0
2020 | MISO_IN_2_NonRTO_Midwest | MISO_IN | NonRTO_Midwest | Internal | Winter | B17 | 100 | 4800 | 1089.7 | 48.27 | 56.27 | 8 | 0
2020 | MISO_IN_2_NonRTO_Midwest | MISO_IN | NonRTO_Midwest | Internal | Winter | B18 | 400 | 4800 | 233.91 | 43.53 | 51.53 | 8 | 0
2020 | MISO_IN_2_NonRTO_Midwest | MISO_IN | NonRTO_Midwest | Internal | Winter | B19 | 700 | 4800 | 0 | 41.42 | 43.31 | 8 | 0
2020 | MISO_IN_2_NonRTO_Midwest | MISO_IN | NonRTO_Midwest | Internal | Winter | B20 | 935 | 4800 | 0 | 37.92 | 35.93 | 8 | 0
2020 | MISO_IN_2_PJM_ROR | MISO_IN | PJM_ROR | Internal | Shoulder | B11 | 25 | 992 | 0 | 56.66 | 54.66 | 2 | 0
2020 | MISO_IN_2_PJM_ROR | MISO_IN | PJM_ROR | Internal | Shoulder | B12 | 200 | 992 | 0 | 46.43 | 48.4 | 2 | 0
2020 | MISO_IN_2_PJM_ROR | MISO_IN | PJM_ROR | Internal | Shoulder | B13 | 600 | 992 | 0 | 42.48 | 43.04 | 2 | 0
2020 | MISO_IN_2_PJM_ROR | MISO_IN | PJM_ROR | Internal | Shoulder | B14 | 900 | 992 | 0 | 40.78 | 42.08 | 2 | 0
2020 | MISO_IN_2_PJM_ROR | MISO_IN | PJM_ROR | Internal | Shoulder | B15 | 1203 | 992 | 0 | 38.59 | 37.64 | 2 | 0
2020 | MISO_IN_2_PJM_ROR | MISO_IN | PJM_ROR | Internal | Summer | B1 | 10 | 992 | 878.8 | 64.97 | 66.97 | 2 | 0
2020 | MISO_IN_2_PJM_ROR | MISO_IN | PJM_ROR | Internal | Summer | B2 | 25 | 992 | 0.04 | 64 | 65.98 | 2 | 0
2020 | MISO_IN_2_PJM_ROR | MISO_IN | PJM_ROR | Internal | Summer | B3 | 75 | 992 | 0 | 61.97 | 61.86 | 2 | 0
2020 | MISO_IN_2_PJM_ROR | MISO_IN | PJM_ROR | Internal | Summer | B4 | 100 | 992 | 0 | 60.43 | 61.86 | 2 | 0
2020 | MISO_IN_2_PJM_ROR | MISO_IN | PJM_ROR | Internal | Summer | B5 | 200 | 992 | 0 | 58.96 | 56.97 | 2 | 0
2020 | MISO_IN_2_PJM_ROR | MISO_IN | PJM_ROR | Internal | Summer | B6 | 300 | 992 | 0 | 49.21 | 51.2 | 2 | 0
2020 | MISO_IN_2_PJM_ROR | MISO_IN | PJM_ROR | Internal | Summer | B7 | 400 | 992 | 0 | 40.41 | 42.4 | 2 | 0
2020 | MISO_IN_2_PJM_ROR | MISO_IN | PJM_ROR | Internal | Summer | B8 | 500 | 992 | 0 | 38.24 | 38.92 | 2 | 0
2020 | MISO_IN_2_PJM_ROR | MISO_IN | PJM_ROR | Internal | Summer | B9 | 800 | 992 | 0 | 36.85 | 37.34 | 2 | 0
2020 | MISO_IN_2_PJM_ROR | MISO_IN | PJM_ROR | Internal | Summer | B10 | 1262 | 992 | 0 | 36.02 | 35.12 | 2 | 0
2020 | MISO_IN_2_PJM_ROR | MISO_IN | PJM_ROR | Internal | Winter | B16 | 25 | 992 | 0.04 | 53.41 | 55.38 | 2 | 0
2020 | MISO_IN_2_PJM_ROR | MISO_IN | PJM_ROR | Internal | Winter | B17 | 100 | 992 | 0.01 | 48.27 | 50.25 | 2 | 0
2020 | MISO_IN_2_PJM_ROR | MISO_IN | PJM_ROR | Internal | Winter | B18 | 400 | 992 | 476.65 | 43.53 | 45.53 | 2 | 0
2020 | MISO_IN_2_PJM_ROR | MISO_IN | PJM_ROR | Internal | Winter | B19 | 700 | 992 | 0.02 | 41.42 | 43.4 | 2 | 0
2020 | MISO_IN_2_PJM_ROR | MISO_IN | PJM_ROR | Internal | Winter | B20 | 935 | 992 | 0 | 37.92 | 39.75 | 2 | 0
2020 | MISO_MI_2_IESO | MISO_MI | IESO | Internal | Shoulder | B11 | 25 | 1580 | 0 | 53.85 | 31.61 | 8 | 0
2020 | MISO_MI_2_IESO | MISO_MI | IESO | Internal | Shoulder | B12 | 200 | 1580 | 0 | 46.41 | 31.61 | 8 | 0
2020 | MISO_MI_2_IESO | MISO_MI | IESO | Internal | Shoulder | B13 | 600 | 1580 | 0 | 42.47 | 31.61 | 8 | 0
2020 | MISO_MI_2_IESO | MISO_MI | IESO | Internal | Shoulder | B14 | 900 | 1580 | 0 | 40.77 | 31.61 | 8 | 0
2020 | MISO_MI_2_IESO | MISO_MI | IESO | Internal | Shoulder | B15 | 1203 | 1580 | 0 | 38.61 | 31.61 | 8 | 0
2020 | MISO_MI_2_IESO | MISO_MI | IESO | Internal | Summer | B1 | 10 | 1580 | 0 | 64.96 | 44.52 | 8 | 0
2020 | MISO_MI_2_IESO | MISO_MI | IESO | Internal | Summer | B2 | 25 | 1580 | 0 | 63.99 | 44.52 | 8 | 0
2020 | MISO_MI_2_IESO | MISO_MI | IESO | Internal | Summer | B3 | 75 | 1580 | 0 | 60.66 | 39.14 | 8 | 0
2020 | MISO_MI_2_IESO | MISO_MI | IESO | Internal | Summer | B4 | 100 | 1580 | 0 | 59.86 | 39.14 | 8 | 0
2020 | MISO_MI_2_IESO | MISO_MI | IESO | Internal | Summer | B5 | 200 | 1580 | 0 | 58.75 | 36.78 | 8 | 0
2020 | MISO_MI_2_IESO | MISO_MI | IESO | Internal | Summer | B6 | 300 | 1580 | 0 | 49.2 | 36.19 | 8 | 0
2020 | MISO_MI_2_IESO | MISO_MI | IESO | Internal | Summer | B7 | 400 | 1580 | 0 | 40.42 | 31.61 | 8 | 0
2020 | MISO_MI_2_IESO | MISO_MI | IESO | Internal | Summer | B8 | 500 | 1580 | 0 | 38.25 | 30.44 | 8 | 0
2020 | MISO_MI_2_IESO | MISO_MI | IESO | Internal | Summer | B9 | 800 | 1580 | 0 | 36.86 | 29.86 | 8 | 0
2020 | MISO_MI_2_IESO | MISO_MI | IESO | Internal | Summer | B10 | 1262 | 1580 | 0 | 36.03 | 29.86 | 8 | 0
2020 | MISO_MI_2_IESO | MISO_MI | IESO | Internal | Winter | B16 | 25 | 1580 | 0 | 53.38 | 39.19 | 8 | 0
2020 | MISO_MI_2_IESO | MISO_MI | IESO | Internal | Winter | B17 | 100 | 1580 | 0 | 48.26 | 35.26 | 8 | 0
2020 | MISO_MI_2_IESO | MISO_MI | IESO | Internal | Winter | B18 | 400 | 1580 | 0 | 43.53 | 35.26 | 8 | 0
2020 | MISO_MI_2_IESO | MISO_MI | IESO | Internal | Winter | B19 | 700 | 1580 | 0 | 41.43 | 35.26 | 8 | 0
2020 | MISO_MI_2_IESO | MISO_MI | IESO | Internal | Winter | B20 | 935 | 1580 | 0 | 37.93 | 35.26 | 8 | 0
2020 | MISO_MI_2_MISO_IN | MISO_MI | MISO_IN | Internal | Shoulder | B11 | 25 | 2126 | 2126 | 53.85 | 56.66 | 0.01 | 2.8
2020 | MISO_MI_2_MISO_IN | MISO_MI | MISO_IN | Internal | Shoulder | B12 | 200 | 2126 | 1206.77 | 46.41 | 46.43 | 0.01 | 0
2020 | MISO_MI_2_MISO_IN | MISO_MI | MISO_IN | Internal | Shoulder | B13 | 600 | 2126 | 88.86 | 42.47 | 42.48 | 0.01 | 0
2020 | MISO_MI_2_MISO_IN | MISO_MI | MISO_IN | Internal | Shoulder | B14 | 900 | 2126 | 545.38 | 40.77 | 40.78 | 0.01 | 0
2020 | MISO_MI_2_MISO_IN | MISO_MI | MISO_IN | Internal | Shoulder | B15 | 1203 | 2126 | 0 | 38.61 | 38.59 | 0.01 | 0
2020 | MISO_MI_2_MISO_IN | MISO_MI | MISO_IN | Internal | Summer | B1 | 10 | 2126 | 1378.67 | 64.96 | 64.97 | 0.01 | 0
2020 | MISO_MI_2_MISO_IN | MISO_MI | MISO_IN | Internal | Summer | B2 | 25 | 2126 | 1007.06 | 63.99 | 64 | 0.01 | 0
2020 | MISO_MI_2_MISO_IN | MISO_MI | MISO_IN | Internal | Summer | B3 | 75 | 2126 | 2126 | 60.66 | 61.97 | 0.01 | 1.3
2020 | MISO_MI_2_MISO_IN | MISO_MI | MISO_IN | Internal | Summer | B4 | 100 | 2126 | 2126 | 59.86 | 60.43 | 0.01 | 0.56
2020 | MISO_MI_2_MISO_IN | MISO_MI | MISO_IN | Internal | Summer | B5 | 200 | 2126 | 2126 | 58.75 | 58.96 | 0.01 | 0.19
2020 | MISO_MI_2_MISO_IN | MISO_MI | MISO_IN | Internal | Summer | B6 | 300 | 2126 | 551.29 | 49.2 | 49.21 | 0.01 | 0
2020 | MISO_MI_2_MISO_IN | MISO_MI | MISO_IN | Internal | Summer | B7 | 400 | 2126 | 0 | 40.42 | 40.41 | 0.01 | 0
2020 | MISO_MI_2_MISO_IN | MISO_MI | MISO_IN | Internal | Summer | B8 | 500 | 2126 | 0 | 38.25 | 38.24 | 0.01 | 0
2020 | MISO_MI_2_MISO_IN | MISO_MI | MISO_IN | Internal | Summer | B9 | 800 | 2126 | 0 | 36.86 | 36.85 | 0.01 | 0
2020 | MISO_MI_2_MISO_IN | MISO_MI | MISO_IN | Internal | Summer | B10 | 1262 | 2126 | 0 | 36.03 | 36.02 | 0.01 | 0
2020 | MISO_MI_2_MISO_IN | MISO_MI | MISO_IN | Internal | Winter | B16 | 25 | 2126 | 2125.91 | 53.38 | 53.41 | 0.01 | 0.01
2020 | MISO_MI_2_MISO_IN | MISO_MI | MISO_IN | Internal | Winter | B17 | 100 | 2126 | 206.49 | 48.26 | 48.27 | 0.01 | 0
2020 | MISO_MI_2_MISO_IN | MISO_MI | MISO_IN | Internal | Winter | B18 | 400 | 2126 | 0 | 43.53 | 43.53 | 0.01 | 0
2020 | MISO_MI_2_MISO_IN | MISO_MI | MISO_IN | Internal | Winter | B19 | 700 | 2126 | 0 | 41.43 | 41.42 | 0.01 | 0
2020 | MISO_MI_2_MISO_IN | MISO_MI | MISO_IN | Internal | Winter | B20 | 935 | 2126 | 0 | 37.93 | 37.92 | 0.01 | 0
2020 | MISO_MI_2_MISO_WUMS | MISO_MI | MISO_WUMS | Internal | Shoulder | B11 | 25 | 166 | 166 | 53.85 | 56.66 | 0.01 | 2.8
2020 | MISO_MI_2_MISO_WUMS | MISO_MI | MISO_WUMS | Internal | Shoulder | B12 | 200 | 166 | 0.01 | 46.41 | 46.41 | 0.01 | 0
2020 | MISO_MI_2_MISO_WUMS | MISO_MI | MISO_WUMS | Internal | Shoulder | B13 | 600 | 166 | 0 | 42.47 | 42.47 | 0.01 | 0
2020 | MISO_MI_2_MISO_WUMS | MISO_MI | MISO_WUMS | Internal | Shoulder | B14 | 900 | 166 | 166 | 40.77 | 40.79 | 0.01 | 0.01
2020 | MISO_MI_2_MISO_WUMS | MISO_MI | MISO_WUMS | Internal | Shoulder | B15 | 1203 | 166 | 0 | 38.61 | 38.6 | 0.01 | 0
2020 | MISO_MI_2_MISO_WUMS | MISO_MI | MISO_WUMS | Internal | Summer | B1 | 10 | 166 | 0 | 64.96 | 64.69 | 0.01 | 0
2020 | MISO_MI_2_MISO_WUMS | MISO_MI | MISO_WUMS | Internal | Summer | B2 | 25 | 166 | 0.02 | 63.99 | 63.96 | 0.01 | 0
2020 | MISO_MI_2_MISO_WUMS | MISO_MI | MISO_WUMS | Internal | Summer | B3 | 75 | 166 | 166 | 60.66 | 61.96 | 0.01 | 1.29
2020 | MISO_MI_2_MISO_WUMS | MISO_MI | MISO_WUMS | Internal | Summer | B4 | 100 | 166 | 166 | 59.86 | 60.4 | 0.01 | 0.52
2020 | MISO_MI_2_MISO_WUMS | MISO_MI | MISO_WUMS | Internal | Summer | B5 | 200 | 166 | 166 | 58.75 | 58.95 | 0.01 | 0.18
2020 | MISO_MI_2_MISO_WUMS | MISO_MI | MISO_WUMS | Internal | Summer | B6 | 300 | 166 | 0 | 49.2 | 49.2 | 0.01 | 0
2020 | MISO_MI_2_MISO_WUMS | MISO_MI | MISO_WUMS | Internal | Summer | B7 | 400 | 166 | 0 | 40.42 | 40.41 | 0.01 | 0
2020 | MISO_MI_2_MISO_WUMS | MISO_MI | MISO_WUMS | Internal | Summer | B8 | 500 | 166 | 0 | 38.25 | 38.24 | 0.01 | 0
2020 | MISO_MI_2_MISO_WUMS | MISO_MI | MISO_WUMS | Internal | Summer | B9 | 800 | 166 | 0 | 36.86 | 36.86 | 0.01 | 0
2020 | MISO_MI_2_MISO_WUMS | MISO_MI | MISO_WUMS | Internal | Summer | B10 | 1262 | 166 | 0 | 36.03 | 36 | 0.01 | 0
2020 | MISO_MI_2_MISO_WUMS | MISO_MI | MISO_WUMS | Internal | Winter | B16 | 25 | 166 | 0.08 | 53.38 | 53.38 | 0.01 | 0
2020 | MISO_MI_2_MISO_WUMS | MISO_MI | MISO_WUMS | Internal | Winter | B17 | 100 | 166 | 0.01 | 48.26 | 48.25 | 0.01 | 0
2020 | MISO_MI_2_MISO_WUMS | MISO_MI | MISO_WUMS | Internal | Winter | B18 | 400 | 166 | 0 | 43.53 | 43.53 | 0.01 | 0
2020 | MISO_MI_2_MISO_WUMS | MISO_MI | MISO_WUMS | Internal | Winter | B19 | 700 | 166 | 0 | 41.43 | 41.42 | 0.01 | 0
2020 | MISO_MI_2_MISO_WUMS | MISO_MI | MISO_WUMS | Internal | Winter | B20 | 935 | 166 | 0.07 | 37.93 | 37.95 | 0.01 | 0
2020 | MISO_MI_2_PJM_ROR | MISO_MI | PJM_ROR | Internal | Shoulder | B11 | 25 | 1424 | 0 | 53.85 | 54.66 | 2 | 0
2020 | MISO_MI_2_PJM_ROR | MISO_MI | PJM_ROR | Internal | Shoulder | B12 | 200 | 1424 | 0.01 | 46.41 | 48.4 | 2 | 0
2020 | MISO_MI_2_PJM_ROR | MISO_MI | PJM_ROR | Internal | Shoulder | B13 | 600 | 1424 | 0 | 42.47 | 43.04 | 2 | 0
2020 | MISO_MI_2_PJM_ROR | MISO_MI | PJM_ROR | Internal | Shoulder | B14 | 900 | 1424 | 0 | 40.77 | 42.08 | 2 | 0
2020 | MISO_MI_2_PJM_ROR | MISO_MI | PJM_ROR | Internal | Shoulder | B15 | 1203 | 1424 | 0 | 38.61 | 37.64 | 2 | 0
2020 | MISO_MI_2_PJM_ROR | MISO_MI | PJM_ROR | Internal | Summer | B1 | 10 | 1424 | 1423.82 | 64.96 | 66.97 | 2 | 0.01
2020 | MISO_MI_2_PJM_ROR | MISO_MI | PJM_ROR | Internal | Summer | B2 | 25 | 1424 | 0.08 | 63.99 | 65.98 | 2 | 0
2020 | MISO_MI_2_PJM_ROR | MISO_MI | PJM_ROR | Internal | Summer | B3 | 75 | 1424 | 0 | 60.66 | 61.86 | 2 | 0
2020 | MISO_MI_2_PJM_ROR | MISO_MI | PJM_ROR | Internal | Summer | B4 | 100 | 1424 | 1129.44 | 59.86 | 61.86 | 2 | 0
2020 | MISO_MI_2_PJM_ROR | MISO_MI | PJM_ROR | Internal | Summer | B5 | 200 | 1424 | 0 | 58.75 | 56.97 | 2 | 0
2020 | MISO_MI_2_PJM_ROR | MISO_MI | PJM_ROR | Internal | Summer | B6 | 300 | 1424 | 106.86 | 49.2 | 51.2 | 2 | 0
2020 | MISO_MI_2_PJM_ROR | MISO_MI | PJM_ROR | Internal | Summer | B7 | 400 | 1424 | 0 | 40.42 | 42.4 | 2 | 0
2020 | MISO_MI_2_PJM_ROR | MISO_MI | PJM_ROR | Internal | Summer | B8 | 500 | 1424 | 0 | 38.25 | 38.92 | 2 | 0
2020 | MISO_MI_2_PJM_ROR | MISO_MI | PJM_ROR | Internal | Summer | B9 | 800 | 1424 | 0 | 36.86 | 37.34 | 2 | 0
2020 | MISO_MI_2_PJM_ROR | MISO_MI | PJM_ROR | Internal | Summer | B10 | 1262 | 1424 | 0 | 36.03 | 35.12 | 2 | 0
2020 | MISO_MI_2_PJM_ROR | MISO_MI | PJM_ROR | Internal | Winter | B16 | 25 | 1424 | 125.34 | 53.38 | 55.38 | 2 | 0
2020 | MISO_MI_2_PJM_ROR | MISO_MI | PJM_ROR | Internal | Winter | B17 | 100 | 1424 | 0.02 | 48.26 | 50.25 | 2 | 0
2020 | MISO_MI_2_PJM_ROR | MISO_MI | PJM_ROR | Internal | Winter | B18 | 400 | 1424 | 843.26 | 43.53 | 45.53 | 2 | 0
2020 | MISO_MI_2_PJM_ROR | MISO_MI | PJM_ROR | Internal | Winter | B19 | 700 | 1424 | 0 | 41.43 | 43.4 | 2 | 0
2020 | MISO_MI_2_PJM_ROR | MISO_MI | PJM_ROR | Internal | Winter | B20 | 935 | 1424 | 0 | 37.93 | 39.75 | 2 | 0
2020 | MISO_MO-IL_2_ENT | MISO_MO-IL | ENT | Internal | Shoulder | B11 | 25 | 2540 | 0 | 56.67 | 59.7 | 8 | 0
2020 | MISO_MO-IL_2_ENT | MISO_MO-IL | ENT | Internal | Shoulder | B12 | 200 | 2540 | 0 | 46.41 | 42.38 | 8 | 0
2020 | MISO_MO-IL_2_ENT | MISO_MO-IL | ENT | Internal | Shoulder | B13 | 600 | 2540 | 0 | 42.47 | 42.38 | 8 | 0
2020 | MISO_MO-IL_2_ENT | MISO_MO-IL | ENT | Internal | Shoulder | B14 | 900 | 2540 | 0 | 40.79 | 42.38 | 8 | 0
2020 | MISO_MO-IL_2_ENT | MISO_MO-IL | ENT | Internal | Shoulder | B15 | 1203 | 2540 | 0 | 38.6 | 42.04 | 8 | 0
2020 | MISO_MO-IL_2_ENT | MISO_MO-IL | ENT | Internal | Summer | B1 | 10 | 2540 | 0 | 64.99 | 63.88 | 8 | 0
2020 | MISO_MO-IL_2_ENT | MISO_MO-IL | ENT | Internal | Summer | B2 | 25 | 2540 | 0 | 63.99 | 63.98 | 8 | 0
2020 | MISO_MO-IL_2_ENT | MISO_MO-IL | ENT | Internal | Summer | B3 | 75 | 2540 | 0 | 61.99 | 62.36 | 8 | 0
2020 | MISO_MO-IL_2_ENT | MISO_MO-IL | ENT | Internal | Summer | B4 | 100 | 2540 | 0 | 60.42 | 62.36 | 8 | 0
2020 | MISO_MO-IL_2_ENT | MISO_MO-IL | ENT | Internal | Summer | B5 | 200 | 2540 | 0 | 58.97 | 61.88 | 8 | 0
2020 | MISO_MO-IL_2_ENT | MISO_MO-IL | ENT | Internal | Summer | B6 | 300 | 2540 | 0 | 49.23 | 56.2 | 8 | 0
2020 | MISO_MO-IL_2_ENT | MISO_MO-IL | ENT | Internal | Summer | B7 | 400 | 2540 | 0 | 40.4 | 47.4 | 8 | 0
2020 | MISO_MO-IL_2_ENT | MISO_MO-IL | ENT | Internal | Summer | B8 | 500 | 2540 | 0 | 38.24 | 41 | 8 | 0
2020 | MISO_MO-IL_2_ENT | MISO_MO-IL | ENT | Internal | Summer | B9 | 800 | 2540 | 0 | 36.86 | 41 | 8 | 0
2020 | MISO_MO-IL_2_ENT | MISO_MO-IL | ENT | Internal | Summer | B10 | 1262 | 2540 | 0 | 36 | 39.96 | 8 | 0
2020 | MISO_MO-IL_2_ENT | MISO_MO-IL | ENT | Internal | Winter | B16 | 25 | 2540 | 0 | 53.39 | 53.39 | 8 | 0
2020 | MISO_MO-IL_2_ENT | MISO_MO-IL | ENT | Internal | Winter | B17 | 100 | 2540 | 0 | 48.26 | 45.1 | 8 | 0
2020 | MISO_MO-IL_2_ENT | MISO_MO-IL | ENT | Internal | Winter | B18 | 400 | 2540 | 0 | 43.53 | 45.1 | 8 | 0
2020 | MISO_MO-IL_2_ENT | MISO_MO-IL | ENT | Internal | Winter | B19 | 700 | 2540 | 0 | 41.42 | 44.29 | 8 | 0
2020 | MISO_MO-IL_2_ENT | MISO_MO-IL | ENT | Internal | Winter | B20 | 935 | 2540 | 0 | 37.93 | 43.31 | 8 | 0
2020 | MISO_MO-IL_2_MISO_IN | MISO_MO-IL | MISO_IN | Internal | Shoulder | B11 | 25 | 6229 | 0.04 | 56.67 | 56.66 | 0.01 | 0
2020 | MISO_MO-IL_2_MISO_IN | MISO_MO-IL | MISO_IN | Internal | Shoulder | B12 | 200 | 6229 | 125.45 | 46.41 | 46.43 | 0.01 | 0
2020 | MISO_MO-IL_2_MISO_IN | MISO_MO-IL | MISO_IN | Internal | Shoulder | B13 | 600 | 6229 | 341.98 | 42.47 | 42.48 | 0.01 | 0
2020 | MISO_MO-IL_2_MISO_IN | MISO_MO-IL | MISO_IN | Internal | Shoulder | B14 | 900 | 6229 | 0 | 40.79 | 40.78 | 0.01 | 0
2020 | MISO_MO-IL_2_MISO_IN | MISO_MO-IL | MISO_IN | Internal | Shoulder | B15 | 1203 | 6229 | 0 | 38.6 | 38.59 | 0.01 | 0
2020 | MISO_MO-IL_2_MISO_IN | MISO_MO-IL | MISO_IN | Internal | Summer | B1 | 10 | 6229 | 0.11 | 64.99 | 64.97 | 0.01 | 0
2020 | MISO_MO-IL_2_MISO_IN | MISO_MO-IL | MISO_IN | Internal | Summer | B2 | 25 | 6229 | 1795.51 | 63.99 | 64 | 0.01 | 0
2020 | MISO_MO-IL_2_MISO_IN | MISO_MO-IL | MISO_IN | Internal | Summer | B3 | 75 | 6229 | 0.01 | 61.99 | 61.97 | 0.01 | 0
2020 | MISO_MO-IL_2_MISO_IN | MISO_MO-IL | MISO_IN | Internal | Summer | B4 | 100 | 6229 | 281.31 | 60.42 | 60.43 | 0.01 | 0
2020 | MISO_MO-IL_2_MISO_IN | MISO_MO-IL | MISO_IN | Internal | Summer | B5 | 200 | 6229 | 0 | 58.97 | 58.96 | 0.01 | 0
2020 | MISO_MO-IL_2_MISO_IN | MISO_MO-IL | MISO_IN | Internal | Summer | B6 | 300 | 6229 | 0 | 49.23 | 49.21 | 0.01 | 0
2020 | MISO_MO-IL_2_MISO_IN | MISO_MO-IL | MISO_IN | Internal | Summer | B7 | 400 | 6229 | 14.42 | 40.4 | 40.41 | 0.01 | 0
2020 | MISO_MO-IL_2_MISO_IN | MISO_MO-IL | MISO_IN | Internal | Summer | B8 | 500 | 6229 | 0 | 38.24 | 38.24 | 0.01 | 0
2020 | MISO_MO-IL_2_MISO_IN | MISO_MO-IL | MISO_IN | Internal | Summer | B9 | 800 | 6229 | 0 | 36.86 | 36.85 | 0.01 | 0
2020 | MISO_MO-IL_2_MISO_IN | MISO_MO-IL | MISO_IN | Internal | Summer | B10 | 1262 | 6229 | 1802.04 | 36 | 36.02 | 0.01 | 0
2020 | MISO_MO-IL_2_MISO_IN | MISO_MO-IL | MISO_IN | Internal | Winter | B16 | 25 | 6229 | 967.04 | 53.39 | 53.41 | 0.01 | 0
2020 | MISO_MO-IL_2_MISO_IN | MISO_MO-IL | MISO_IN | Internal | Winter | B17 | 100 | 6229 | 958.67 | 48.26 | 48.27 | 0.01 | 0
2020 | MISO_MO-IL_2_MISO_IN | MISO_MO-IL | MISO_IN | Internal | Winter | B18 | 400 | 6229 | 0 | 43.53 | 43.53 | 0.01 | 0
2020 | MISO_MO-IL_2_MISO_IN | MISO_MO-IL | MISO_IN | Internal | Winter | B19 | 700 | 6229 | 0 | 41.42 | 41.42 | 0.01 | 0
2020 | MISO_MO-IL_2_MISO_IN | MISO_MO-IL | MISO_IN | Internal | Winter | B20 | 935 | 6229 | 0 | 37.93 | 37.92 | 0.01 | 0
2020 | MISO_MO-IL_2_MISO_W | MISO_MO-IL | MISO_W | Internal | Shoulder | B11 | 25 | 5033 | 0.04 | 56.67 | 56.66 | 0.01 | 0
2020 | MISO_MO-IL_2_MISO_W | MISO_MO-IL | MISO_W | Internal | Shoulder | B12 | 200 | 5033 | 0 | 46.41 | 46.4 | 0.01 | 0
2020 | MISO_MO-IL_2_MISO_W | MISO_MO-IL | MISO_W | Internal | Shoulder | B13 | 600 | 5033 | 0 | 42.47 | 42.46 | 0.01 | 0
2020 | MISO_MO-IL_2_MISO_W | MISO_MO-IL | MISO_W | Internal | Shoulder | B14 | 900 | 5033 | 211.21 | 40.79 | 40.81 | 0.01 | 0
2020 | MISO_MO-IL_2_MISO_W | MISO_MO-IL | MISO_W | Internal | Shoulder | B15 | 1203 | 5033 | 313.52 | 38.6 | 38.62 | 0.01 | 0
2020 | MISO_MO-IL_2_MISO_W | MISO_MO-IL | MISO_W | Internal | Summer | B1 | 10 | 5033 | 0.12 | 64.99 | 64.97 | 0.01 | 0
2020 | MISO_MO-IL_2_MISO_W | MISO_MO-IL | MISO_W | Internal | Summer | B2 | 25 | 5033 | 0.04 | 63.99 | 63.98 | 0.01 | 0
2020 | MISO_MO-IL_2_MISO_W | MISO_MO-IL | MISO_W | Internal | Summer | B3 | 75 | 5033 | 0.01 | 61.99 | 61.97 | 0.01 | 0
2020 | MISO_MO-IL_2_MISO_W | MISO_MO-IL | MISO_W | Internal | Summer | B4 | 100 | 5033 | 0.01 | 60.42 | 60.41 | 0.01 | 0
2020 | MISO_MO-IL_2_MISO_W | MISO_MO-IL | MISO_W | Internal | Summer | B5 | 200 | 5033 | 0 | 58.97 | 58.96 | 0.01 | 0
2020 | MISO_MO-IL_2_MISO_W | MISO_MO-IL | MISO_W | Internal | Summer | B6 | 300 | 5033 | 0 | 49.23 | 49.21 | 0.01 | 0
2020 | MISO_MO-IL_2_MISO_W | MISO_MO-IL | MISO_W | Internal | Summer | B7 | 400 | 5033 | 0 | 40.4 | 40.4 | 0.01 | 0
2020 | MISO_MO-IL_2_MISO_W | MISO_MO-IL | MISO_W | Internal | Summer | B8 | 500 | 5033 | 0 | 38.24 | 38.23 | 0.01 | 0
2020 | MISO_MO-IL_2_MISO_W | MISO_MO-IL | MISO_W | Internal | Summer | B9 | 800 | 5033 | 886.62 | 36.86 | 36.87 | 0.01 | 0
2020 | MISO_MO-IL_2_MISO_W | MISO_MO-IL | MISO_W | Internal | Summer | B10 | 1262 | 5033 | 0 | 36 | 35.99 | 0.01 | 0
2020 | MISO_MO-IL_2_MISO_W | MISO_MO-IL | MISO_W | Internal | Winter | B16 | 25 | 5033 | 0.04 | 53.39 | 53.38 | 0.01 | 0
2020 | MISO_MO-IL_2_MISO_W | MISO_MO-IL | MISO_W | Internal | Winter | B17 | 100 | 5033 | 0.01 | 48.26 | 48.25 | 0.01 | 0
2020 | MISO_MO-IL_2_MISO_W | MISO_MO-IL | MISO_W | Internal | Winter | B18 | 400 | 5033 | 270.35 | 43.53 | 43.54 | 0.01 | 0
2020 | MISO_MO-IL_2_MISO_W | MISO_MO-IL | MISO_W | Internal | Winter | B19 | 700 | 5033 | 1530.7 | 41.42 | 41.43 | 0.01 | 0
2020 | MISO_MO-IL_2_MISO_W | MISO_MO-IL | MISO_W | Internal | Winter | B20 | 935 | 5033 | 0 | 37.93 | 37.93 | 0.01 | 0
2020 | MISO_MO-IL_2_PJM_ROR | MISO_MO-IL | PJM_ROR | Internal | Shoulder | B11 | 25 | 1212 | 0 | 56.67 | 54.66 | 2 | 0
2020 | MISO_MO-IL_2_PJM_ROR | MISO_MO-IL | PJM_ROR | Internal | Shoulder | B12 | 200 | 1212 | 0.01 | 46.41 | 48.4 | 2 | 0
2020 | MISO_MO-IL_2_PJM_ROR | MISO_MO-IL | PJM_ROR | Internal | Shoulder | B13 | 600 | 1212 | 0 | 42.47 | 43.04 | 2 | 0
2020 | MISO_MO-IL_2_PJM_ROR | MISO_MO-IL | PJM_ROR | Internal | Shoulder | B14 | 900 | 1212 | 0 | 40.79 | 42.08 | 2 | 0
2020 | MISO_MO-IL_2_PJM_ROR | MISO_MO-IL | PJM_ROR | Internal | Shoulder | B15 | 1203 | 1212 | 0 | 38.6 | 37.64 | 2 | 0
2020 | MISO_MO-IL_2_PJM_ROR | MISO_MO-IL | PJM_ROR | Internal | Summer | B1 | 10 | 1212 | 0.26 | 64.99 | 66.97 | 2 | 0
2020 | MISO_MO-IL_2_PJM_ROR | MISO_MO-IL | PJM_ROR | Internal | Summer | B2 | 25 | 1212 | 0.08 | 63.99 | 65.98 | 2 | 0
2020 | MISO_MO-IL_2_PJM_ROR | MISO_MO-IL | PJM_ROR | Internal | Summer | B3 | 75 | 1212 | 0 | 61.99 | 61.86 | 2 | 0
2020 | MISO_MO-IL_2_PJM_ROR | MISO_MO-IL | PJM_ROR | Internal | Summer | B4 | 100 | 1212 | 0 | 60.42 | 61.86 | 2 | 0
2020 | MISO_MO-IL_2_PJM_ROR | MISO_MO-IL | PJM_ROR | Internal | Summer | B5 | 200 | 1212 | 0 | 58.97 | 56.97 | 2 | 0
2020 | MISO_MO-IL_2_PJM_ROR | MISO_MO-IL | PJM_ROR | Internal | Summer | B6 | 300 | 1212 | 0 | 49.23 | 51.2 | 2 | 0
2020 | MISO_MO-IL_2_PJM_ROR | MISO_MO-IL | PJM_ROR | Internal | Summer | B7 | 400 | 1212 | 396.93 | 40.4 | 42.4 | 2 | 0
2020 | MISO_MO-IL_2_PJM_ROR | MISO_MO-IL | PJM_ROR | Internal | Summer | B8 | 500 | 1212 | 0 | 38.24 | 38.92 | 2 | 0
2020 | MISO_MO-IL_2_PJM_ROR | MISO_MO-IL | PJM_ROR | Internal | Summer | B9 | 800 | 1212 | 0 | 36.86 | 37.34 | 2 | 0
2020 | MISO_MO-IL_2_PJM_ROR | MISO_MO-IL | PJM_ROR | Internal | Summer | B10 | 1262 | 1212 | 0 | 36 | 35.12 | 2 | 0
2020 | MISO_MO-IL_2_PJM_ROR | MISO_MO-IL | PJM_ROR | Internal | Winter | B16 | 25 | 1212 | 0.08 | 53.39 | 55.38 | 2 | 0
2020 | MISO_MO-IL_2_PJM_ROR | MISO_MO-IL | PJM_ROR | Internal | Winter | B17 | 100 | 1212 | 0.02 | 48.26 | 50.25 | 2 | 0
2020 | MISO_MO-IL_2_PJM_ROR | MISO_MO-IL | PJM_ROR | Internal | Winter | B18 | 400 | 1212 | 531.17 | 43.53 | 45.53 | 2 | 0
2020 | MISO_MO-IL_2_PJM_ROR | MISO_MO-IL | PJM_ROR | Internal | Winter | B19 | 700 | 1212 | 0.02 | 41.42 | 43.4 | 2 | 0
2020 | MISO_MO-IL_2_PJM_ROR | MISO_MO-IL | PJM_ROR | Internal | Winter | B20 | 935 | 1212 | 0 | 37.93 | 39.75 | 2 | 0
2020 | MISO_MO-IL_2_SPP_N | MISO_MO-IL | SPP_N | Internal | Shoulder | B11 | 25 | 2263 | 0 | 56.67 | 56.67 | 8 | 0
2020 | MISO_MO-IL_2_SPP_N | MISO_MO-IL | SPP_N | Internal | Shoulder | B12 | 200 | 2263 | 0 | 46.41 | 41.41 | 8 | 0
2020 | MISO_MO-IL_2_SPP_N | MISO_MO-IL | SPP_N | Internal | Shoulder | B13 | 600 | 2263 | 0 | 42.47 | 40.62 | 8 | 0
2020 | MISO_MO-IL_2_SPP_N | MISO_MO-IL | SPP_N | Internal | Shoulder | B14 | 900 | 2263 | 0 | 40.79 | 40.5 | 8 | 0
2020 | MISO_MO-IL_2_SPP_N | MISO_MO-IL | SPP_N | Internal | Shoulder | B15 | 1203 | 2263 | 0 | 38.6 | 37.04 | 8 | 0
2020 | MISO_MO-IL_2_SPP_N | MISO_MO-IL | SPP_N | Internal | Summer | B1 | 10 | 2263 | 0 | 64.99 | 64.99 | 8 | 0
2020 | MISO_MO-IL_2_SPP_N | MISO_MO-IL | SPP_N | Internal | Summer | B2 | 25 | 2263 | 0 | 63.99 | 60.82 | 8 | 0
2020 | MISO_MO-IL_2_SPP_N | MISO_MO-IL | SPP_N | Internal | Summer | B3 | 75 | 2263 | 0 | 61.99 | 60.82 | 8 | 0
2020 | MISO_MO-IL_2_SPP_N | MISO_MO-IL | SPP_N | Internal | Summer | B4 | 100 | 2263 | 0 | 60.42 | 60.42 | 8 | 0
2020 | MISO_MO-IL_2_SPP_N | MISO_MO-IL | SPP_N | Internal | Summer | B5 | 200 | 2263 | 0 | 58.97 | 56.89 | 8 | 0
2020 | MISO_MO-IL_2_SPP_N | MISO_MO-IL | SPP_N | Internal | Summer | B6 | 300 | 2263 | 0 | 49.23 | 56.21 | 8 | 0
2020 | MISO_MO-IL_2_SPP_N | MISO_MO-IL | SPP_N | Internal | Summer | B7 | 400 | 2263 | 0 | 40.4 | 43.45 | 8 | 0
2020 | MISO_MO-IL_2_SPP_N | MISO_MO-IL | SPP_N | Internal | Summer | B8 | 500 | 2263 | 0 | 38.24 | 39.21 | 8 | 0
2020 | MISO_MO-IL_2_SPP_N | MISO_MO-IL | SPP_N | Internal | Summer | B9 | 800 | 2263 | 0 | 36.86 | 38.89 | 8 | 0
2020 | MISO_MO-IL_2_SPP_N | MISO_MO-IL | SPP_N | Internal | Summer | B10 | 1262 | 2263 | 0 | 36 | 34.96 | 8 | 0
2020 | MISO_MO-IL_2_SPP_N | MISO_MO-IL | SPP_N | Internal | Winter | B16 | 25 | 2263 | 0 | 53.39 | 48.39 | 8 | 0
2020 | MISO_MO-IL_2_SPP_N | MISO_MO-IL | SPP_N | Internal | Winter | B17 | 100 | 2263 | 0 | 48.26 | 43.26 | 8 | 0
2020 | MISO_MO-IL_2_SPP_N | MISO_MO-IL | SPP_N | Internal | Winter | B18 | 400 | 2263 | 0 | 43.53 | 40.1 | 8 | 0
2020 | MISO_MO-IL_2_SPP_N | MISO_MO-IL | SPP_N | Internal | Winter | B19 | 700 | 2263 | 0 | 41.42 | 39.29 | 8 | 0
2020 | MISO_MO-IL_2_SPP_N | MISO_MO-IL | SPP_N | Internal | Winter | B20 | 935 | 2263 | 0 | 37.93 | 38.31 | 8 | 0
2020 | MISO_MO-IL_2_TVA_Transmission | MISO_MO-IL | TVA_Transmission | Internal | Shoulder | B11 | 25 | 4000 | 0 | 56.67 | 59.99 | 8 | 0
2020 | MISO_MO-IL_2_TVA_Transmission | MISO_MO-IL | TVA_Transmission | Internal | Shoulder | B12 | 200 | 4000 | 0 | 46.41 | 48.04 | 8 | 0
2020 | MISO_MO-IL_2_TVA_Transmission | MISO_MO-IL | TVA_Transmission | Internal | Shoulder | B13 | 600 | 4000 | 0 | 42.47 | 45.42 | 8 | 0
2020 | MISO_MO-IL_2_TVA_Transmission | MISO_MO-IL | TVA_Transmission | Internal | Shoulder | B14 | 900 | 4000 | 0 | 40.79 | 44.35 | 8 | 0
2020 | MISO_MO-IL_2_TVA_Transmission | MISO_MO-IL | TVA_Transmission | Internal | Shoulder | B15 | 1203 | 4000 | 0 | 38.6 | 42.68 | 8 | 0
2020 | MISO_MO-IL_2_TVA_Transmission | MISO_MO-IL | TVA_Transmission | Internal | Summer | B1 | 10 | 4000 | 0.28 | 64.99 | 72.97 | 8 | 0
2020 | MISO_MO-IL_2_TVA_Transmission | MISO_MO-IL | TVA_Transmission | Internal | Summer | B2 | 25 | 4000 | 0.08 | 63.99 | 71.98 | 8 | 0
2020 | MISO_MO-IL_2_TVA_Transmission | MISO_MO-IL | TVA_Transmission | Internal | Summer | B3 | 75 | 4000 | 0 | 61.99 | 67.86 | 8 | 0
2020 | MISO_MO-IL_2_TVA_Transmission | MISO_MO-IL | TVA_Transmission | Internal | Summer | B4 | 100 | 4000 | 0 | 60.42 | 67.78 | 8 | 0
2020 | MISO_MO-IL_2_TVA_Transmission | MISO_MO-IL | TVA_Transmission | Internal | Summer | B5 | 200 | 4000 | 0 | 58.97 | 62.14 | 8 | 0
2020 | MISO_MO-IL_2_TVA_Transmission | MISO_MO-IL | TVA_Transmission | Internal | Summer | B6 | 300 | 4000 | 0 | 49.23 | 55.96 | 8 | 0
2020 | MISO_MO-IL_2_TVA_Transmission | MISO_MO-IL | TVA_Transmission | Internal | Summer | B7 | 400 | 4000 | 0 | 40.4 | 47.09 | 8 | 0
2020 | MISO_MO-IL_2_TVA_Transmission | MISO_MO-IL | TVA_Transmission | Internal | Summer | B8 | 500 | 4000 | 0 | 38.24 | 42.66 | 8 | 0
2020 | MISO_MO-IL_2_TVA_Transmission | MISO_MO-IL | TVA_Transmission | Internal | Summer | B9 | 800 | 4000 | 0 | 36.86 | 41.81 | 8 | 0
2020 | MISO_MO-IL_2_TVA_Transmission | MISO_MO-IL | TVA_Transmission | Internal | Summer | B10 | 1262 | 4000 | 0 | 36 | 38.55 | 8 | 0
2020 | MISO_MO-IL_2_TVA_Transmission | MISO_MO-IL | TVA_Transmission | Internal | Winter | B16 | 25 | 4000 | 0 | 53.39 | 59.46 | 8 | 0
2020 | MISO_MO-IL_2_TVA_Transmission | MISO_MO-IL | TVA_Transmission | Internal | Winter | B17 | 100 | 4000 | 0 | 48.26 | 50.54 | 8 | 0
2020 | MISO_MO-IL_2_TVA_Transmission | MISO_MO-IL | TVA_Transmission | Internal | Winter | B18 | 400 | 4000 | 0 | 43.53 | 46.75 | 8 | 0
2020 | MISO_MO-IL_2_TVA_Transmission | MISO_MO-IL | TVA_Transmission | Internal | Winter | B19 | 700 | 4000 | 0 | 41.42 | 44.95 | 8 | 0
2020 | MISO_MO-IL_2_TVA_Transmission | MISO_MO-IL | TVA_Transmission | Internal | Winter | B20 | 935 | 4000 | 0 | 37.93 | 42.84 | 8 | 0
2020 | MISO_W_2_IESO | MISO_W | IESO | Internal | Shoulder | B11 | 25 | 164 | 0 | 56.66 | 31.61 | 8 | 0
2020 | MISO_W_2_IESO | MISO_W | IESO | Internal | Shoulder | B12 | 200 | 164 | 0 | 46.4 | 31.61 | 8 | 0
2020 | MISO_W_2_IESO | MISO_W | IESO | Internal | Shoulder | B13 | 600 | 164 | 0 | 42.46 | 31.61 | 8 | 0
2020 | MISO_W_2_IESO | MISO_W | IESO | Internal | Shoulder | B14 | 900 | 164 | 0 | 40.81 | 31.61 | 8 | 0
2020 | MISO_W_2_IESO | MISO_W | IESO | Internal | Shoulder | B15 | 1203 | 164 | 0 | 38.62 | 31.61 | 8 | 0
2020 | MISO_W_2_IESO | MISO_W | IESO | Internal | Summer | B1 | 10 | 164 | 0 | 64.97 | 44.52 | 8 | 0
2020 | MISO_W_2_IESO | MISO_W | IESO | Internal | Summer | B2 | 25 | 164 | 0 | 63.98 | 44.52 | 8 | 0
2020 | MISO_W_2_IESO | MISO_W | IESO | Internal | Summer | B3 | 75 | 164 | 0 | 61.97 | 39.14 | 8 | 0
2020 | MISO_W_2_IESO | MISO_W | IESO | Internal | Summer | B4 | 100 | 164 | 0 | 60.41 | 39.14 | 8 | 0
2020 | MISO_W_2_IESO | MISO_W | IESO | Internal | Summer | B5 | 200 | 164 | 0 | 58.96 | 36.78 | 8 | 0
2020 | MISO_W_2_IESO | MISO_W | IESO | Internal | Summer | B6 | 300 | 164 | 0 | 49.21 | 36.19 | 8 | 0
2020 | MISO_W_2_IESO | MISO_W | IESO | Internal | Summer | B7 | 400 | 164 | 0 | 40.4 | 31.61 | 8 | 0
2020 | MISO_W_2_IESO | MISO_W | IESO | Internal | Summer | B8 | 500 | 164 | 0 | 38.23 | 30.44 | 8 | 0
2020 | MISO_W_2_IESO | MISO_W | IESO | Internal | Summer | B9 | 800 | 164 | 0 | 36.87 | 29.86 | 8 | 0
2020 | MISO_W_2_IESO | MISO_W | IESO | Internal | Summer | B10 | 1262 | 164 | 0 | 35.99 | 29.86 | 8 | 0
2020 | MISO_W_2_IESO | MISO_W | IESO | Internal | Winter | B16 | 25 | 164 | 0 | 53.38 | 39.19 | 8 | 0
2020 | MISO_W_2_IESO | MISO_W | IESO | Internal | Winter | B17 | 100 | 164 | 0 | 48.25 | 35.26 | 8 | 0
2020 | MISO_W_2_IESO | MISO_W | IESO | Internal | Winter | B18 | 400 | 164 | 0 | 43.54 | 35.26 | 8 | 0
2020 | MISO_W_2_IESO | MISO_W | IESO | Internal | Winter | B19 | 700 | 164 | 0 | 41.43 | 35.26 | 8 | 0
2020 | MISO_W_2_IESO | MISO_W | IESO | Internal | Winter | B20 | 935 | 164 | 0 | 37.93 | 35.26 | 8 | 0
2020 | MISO_W_2_MAPP_CA | MISO_W | MAPP_CA | Internal | Shoulder | B11 | 25 | 788 | 0 | 56.66 | 48.25 | 0.01 | 0
2020 | MISO_W_2_MAPP_CA | MISO_W | MAPP_CA | Internal | Shoulder | B12 | 200 | 788 | 0 | 46.4 | 46.39 | 0.01 | 0
2020 | MISO_W_2_MAPP_CA | MISO_W | MAPP_CA | Internal | Shoulder | B13 | 600 | 788 | 0 | 42.46 | 42.45 | 0.01 | 0
2020 | MISO_W_2_MAPP_CA | MISO_W | MAPP_CA | Internal | Shoulder | B14 | 900 | 788 | 788 | 40.81 | 42.45 | 0.01 | 1.63
2020 | MISO_W_2_MAPP_CA | MISO_W | MAPP_CA | Internal | Shoulder | B15 | 1203 | 788 | 788 | 38.62 | 42.45 | 0.01 | 3.82
2020 | MISO_W_2_MAPP_CA | MISO_W | MAPP_CA | Internal | Summer | B1 | 10 | 788 | 0 | 64.97 | 51.52 | 0.01 | 0
2020 | MISO_W_2_MAPP_CA | MISO_W | MAPP_CA | Internal | Summer | B2 | 25 | 788 | 0 | 63.98 | 51.52 | 0.01 | 0
2020 | MISO_W_2_MAPP_CA | MISO_W | MAPP_CA | Internal | Summer | B3 | 75 | 788 | 0 | 61.97 | 52.02 | 0.01 | 0
2020 | MISO_W_2_MAPP_CA | MISO_W | MAPP_CA | Internal | Summer | B4 | 100 | 788 | 0 | 60.41 | 48.25 | 0.01 | 0
2020 | MISO_W_2_MAPP_CA | MISO_W | MAPP_CA | Internal | Summer | B5 | 200 | 788 | 0 | 58.96 | 48.25 | 0.01 | 0
2020 | MISO_W_2_MAPP_CA | MISO_W | MAPP_CA | Internal | Summer | B6 | 300 | 788 | 0 | 49.21 | 48.25 | 0.01 | 0
2020 | MISO_W_2_MAPP_CA | MISO_W | MAPP_CA | Internal | Summer | B7 | 400 | 788 | 0 | 40.4 | 40.39 | 0.01 | 0
2020 | MISO_W_2_MAPP_CA | MISO_W | MAPP_CA | Internal | Summer | B8 | 500 | 788 | 777.43 | 38.23 | 38.24 | 0.01 | 0
2020 | MISO_W_2_MAPP_CA | MISO_W | MAPP_CA | Internal | Summer | B9 | 800 | 788 | 788 | 36.87 | 38.24 | 0.01 | 1.36
2020 | MISO_W_2_MAPP_CA | MISO_W | MAPP_CA | Internal | Summer | B10 | 1262 | 788 | 788 | 35.99 | 38.24 | 0.01 | 2.24
2020 | MISO_W_2_MAPP_CA | MISO_W | MAPP_CA | Internal | Winter | B16 | 25 | 788 | 0.04 | 53.38 | 53.37 | 0.01 | 0
2020 | MISO_W_2_MAPP_CA | MISO_W | MAPP_CA | Internal | Winter | B17 | 100 | 788 | 0.01 | 48.25 | 48.24 | 0.01 | 0
2020 | MISO_W_2_MAPP_CA | MISO_W | MAPP_CA | Internal | Winter | B18 | 400 | 788 | 788 | 43.54 | 47.63 | 0.01 | 4.07
2020 | MISO_W_2_MAPP_CA | MISO_W | MAPP_CA | Internal | Winter | B19 | 700 | 788 | 788 | 41.43 | 47.63 | 0.01 | 6.18
2020 | MISO_W_2_MAPP_CA | MISO_W | MAPP_CA | Internal | Winter | B20 | 935 | 788 | 788 | 37.93 | 47.63 | 0.01 | 9.68
2020 | MISO_W_2_MISO_MO-IL | MISO_W | MISO_MO-IL | Internal | Shoulder | B11 | 25 | 7873 | 1675.69 | 56.66 | 56.67 | 0.01 | 0
2020 | MISO_W_2_MISO_MO-IL | MISO_W | MISO_MO-IL | Internal | Shoulder | B12 | 200 | 7873 | 724.75 | 46.4 | 46.41 | 0.01 | 0
2020 | MISO_W_2_MISO_MO-IL | MISO_W | MISO_MO-IL | Internal | Shoulder | B13 | 600 | 7873 | 602.51 | 42.46 | 42.47 | 0.01 | 0
2020 | MISO_W_2_MISO_MO-IL | MISO_W | MISO_MO-IL | Internal | Shoulder | B14 | 900 | 7873 | 0 | 40.81 | 40.79 | 0.01 | 0
2020 | MISO_W_2_MISO_MO-IL | MISO_W | MISO_MO-IL | Internal | Shoulder | B15 | 1203 | 7873 | 0 | 38.62 | 38.6 | 0.01 | 0
2020 | MISO_W_2_MISO_MO-IL | MISO_W | MISO_MO-IL | Internal | Summer | B1 | 10 | 7873 | 9.02 | 64.97 | 64.99 | 0.01 | 0
2020 | MISO_W_2_MISO_MO-IL | MISO_W | MISO_MO-IL | Internal | Summer | B2 | 25 | 7873 | 1154.34 | 63.98 | 63.99 | 0.01 | 0
2020 | MISO_W_2_MISO_MO-IL | MISO_W | MISO_MO-IL | Internal | Summer | B3 | 75 | 7873 | 978.12 | 61.97 | 61.99 | 0.01 | 0
2020 | MISO_W_2_MISO_MO-IL | MISO_W | MISO_MO-IL | Internal | Summer | B4 | 100 | 7873 | 1329.62 | 60.41 | 60.42 | 0.01 | 0
2020 | MISO_W_2_MISO_MO-IL | MISO_W | MISO_MO-IL | Internal | Summer | B5 | 200 | 7873 | 533.95 | 58.96 | 58.97 | 0.01 | 0
2020 | MISO_W_2_MISO_MO-IL | MISO_W | MISO_MO-IL | Internal | Summer | B6 | 300 | 7873 | 232.98 | 49.21 | 49.23 | 0.01 | 0
2020 | MISO_W_2_MISO_MO-IL | MISO_W | MISO_MO-IL | Internal | Summer | B7 | 400 | 7873 | 0 | 40.4 | 40.4 | 0.01 | 0
2020 | MISO_W_2_MISO_MO-IL | MISO_W | MISO_MO-IL | Internal | Summer | B8 | 500 | 7873 | 480.49 | 38.23 | 38.24 | 0.01 | 0
2020 | MISO_W_2_MISO_MO-IL | MISO_W | MISO_MO-IL | Internal | Summer | B9 | 800 | 7873 | 0 | 36.87 | 36.86 | 0.01 | 0
2020 | MISO_W_2_MISO_MO-IL | MISO_W | MISO_MO-IL | Internal | Summer | B10 | 1262 | 7873 | 1504.63 | 35.99 | 36 | 0.01 | 0
2020 | MISO_W_2_MISO_MO-IL | MISO_W | MISO_MO-IL | Internal | Winter | B16 | 25 | 7873 | 803.03 | 53.38 | 53.39 | 0.01 | 0
2020 | MISO_W_2_MISO_MO-IL | MISO_W | MISO_MO-IL | Internal | Winter | B17 | 100 | 7873 | 398.4 | 48.25 | 48.26 | 0.01 | 0
2020 | MISO_W_2_MISO_MO-IL | MISO_W | MISO_MO-IL | Internal | Winter | B18 | 400 | 7873 | 0 | 43.54 | 43.53 | 0.01 | 0
2020 | MISO_W_2_MISO_MO-IL | MISO_W | MISO_MO-IL | Internal | Winter | B19 | 700 | 7873 | 0 | 41.43 | 41.42 | 0.01 | 0
2020 | MISO_W_2_MISO_MO-IL | MISO_W | MISO_MO-IL | Internal | Winter | B20 | 935 | 7873 | 0 | 37.93 | 37.93 | 0.01 | 0
2020 | MISO_W_2_MISO_WUMS | MISO_W | MISO_WUMS | Internal | Shoulder | B11 | 25 | 3756 | 0.08 | 56.66 | 56.66 | 0.01 | 0
2020 | MISO_W_2_MISO_WUMS | MISO_W | MISO_WUMS | Internal | Shoulder | B12 | 200 | 3756 | 293.88 | 46.4 | 46.41 | 0.01 | 0
2020 | MISO_W_2_MISO_WUMS | MISO_W | MISO_WUMS | Internal | Shoulder | B13 | 600 | 3756 | 418.69 | 42.46 | 42.47 | 0.01 | 0
2020 | MISO_W_2_MISO_WUMS | MISO_W | MISO_WUMS | Internal | Shoulder | B14 | 900 | 3756 | 0 | 40.81 | 40.79 | 0.01 | 0
2020 | MISO_W_2_MISO_WUMS | MISO_W | MISO_WUMS | Internal | Shoulder | B15 | 1203 | 3756 | 0 | 38.62 | 38.6 | 0.01 | 0
2020 | MISO_W_2_MISO_WUMS | MISO_W | MISO_WUMS | Internal | Summer | B1 | 10 | 3756 | 0 | 64.97 | 64.69 | 0.01 | 0
2020 | MISO_W_2_MISO_WUMS | MISO_W | MISO_WUMS | Internal | Summer | B2 | 25 | 3756 | 0.03 | 63.98 | 63.96 | 0.01 | 0
2020 | MISO_W_2_MISO_WUMS | MISO_W | MISO_WUMS | Internal | Summer | B3 | 75 | 3756 | 0.01 | 61.97 | 61.96 | 0.01 | 0
2020 | MISO_W_2_MISO_WUMS | MISO_W | MISO_WUMS | Internal | Summer | B4 | 100 | 3756 | 0.01 | 60.41 | 60.4 | 0.01 | 0
2020 | MISO_W_2_MISO_WUMS | MISO_W | MISO_WUMS | Internal | Summer | B5 | 200 | 3756 | 0 | 58.96 | 58.95 | 0.01 | 0
2020 | MISO_W_2_MISO_WUMS | MISO_W | MISO_WUMS | Internal | Summer | B6 | 300 | 3756 | 0 | 49.21 | 49.2 | 0.01 | 0
2020 | MISO_W_2_MISO_WUMS | MISO_W | MISO_WUMS | Internal | Summer | B7 | 400 | 3756 | 15.19 | 40.4 | 40.41 | 0.01 | 0
2020 | MISO_W_2_MISO_WUMS | MISO_W | MISO_WUMS | Internal | Summer | B8 | 500 | 3756 | 513.84 | 38.23 | 38.24 | 0.01 | 0
2020 | MISO_W_2_MISO_WUMS | MISO_W | MISO_WUMS | Internal | Summer | B9 | 800 | 3756 | 0 | 36.87 | 36.86 | 0.01 | 0
2020 | MISO_W_2_MISO_WUMS | MISO_W | MISO_WUMS | Internal | Summer | B10 | 1262 | 3756 | 809.22 | 35.99 | 36 | 0.01 | 0
2020 | MISO_W_2_MISO_WUMS | MISO_W | MISO_WUMS | Internal | Winter | B16 | 25 | 3756 | 0.09 | 53.38 | 53.38 | 0.01 | 0
2020 | MISO_W_2_MISO_WUMS | MISO_W | MISO_WUMS | Internal | Winter | B17 | 100 | 3756 | 0.02 | 48.25 | 48.25 | 0.01 | 0
2020 | MISO_W_2_MISO_WUMS | MISO_W | MISO_WUMS | Internal | Winter | B18 | 400 | 3756 | 0 | 43.54 | 43.53 | 0.01 | 0
2020 | MISO_W_2_MISO_WUMS | MISO_W | MISO_WUMS | Internal | Winter | B19 | 700 | 3756 | 0 | 41.43 | 41.42 | 0.01 | 0
2020 | MISO_W_2_MISO_WUMS | MISO_W | MISO_WUMS | Internal | Winter | B20 | 935 | 3756 | 883.47 | 37.93 | 37.95 | 0.01 | 0
2020 | MISO_W_2_NE | MISO_W | NE | Internal | Shoulder | B11 | 25 | 20297 | 0 | 56.66 | 56.66 | 7 | 0
2020 | MISO_W_2_NE | MISO_W | NE | Internal | Shoulder | B12 | 200 | 20297 | 0 | 46.4 | 41.4 | 7 | 0
2020 | MISO_W_2_NE | MISO_W | NE | Internal | Shoulder | B13 | 600 | 20297 | 0 | 42.46 | 40.6 | 7 | 0
2020 | MISO_W_2_NE | MISO_W | NE | Internal | Shoulder | B14 | 900 | 20297 | 0 | 40.81 | 40.49 | 7 | 0
2020 | MISO_W_2_NE | MISO_W | NE | Internal | Shoulder | B15 | 1203 | 20297 | 0 | 38.62 | 37.03 | 7 | 0
2020 | MISO_W_2_NE | MISO_W | NE | Internal | Summer | B1 | 10 | 20297 | 0 | 64.97 | 64.97 | 7 | 0
2020 | MISO_W_2_NE | MISO_W | NE | Internal | Summer | B2 | 25 | 20297 | 0 | 63.98 | 60.81 | 7 | 0
2020 | MISO_W_2_NE | MISO_W | NE | Internal | Summer | B3 | 75 | 20297 | 0 | 61.97 | 60.81 | 7 | 0
2020 | MISO_W_2_NE | MISO_W | NE | Internal | Summer | B4 | 100 | 20297 | 0 | 60.41 | 60.41 | 7 | 0
2020 | MISO_W_2_NE | MISO_W | NE | Internal | Summer | B5 | 200 | 20297 | 0 | 58.96 | 56.88 | 7 | 0
2020 | MISO_W_2_NE | MISO_W | NE | Internal | Summer | B6 | 300 | 20297 | 0 | 49.21 | 56.2 | 7 | 0
2020 | MISO_W_2_NE | MISO_W | NE | Internal | Summer | B7 | 400 | 20297 | 0 | 40.4 | 43.44 | 7 | 0
2020 | MISO_W_2_NE | MISO_W | NE | Internal | Summer | B8 | 500 | 20297 | 0 | 38.23 | 39.2 | 7 | 0
2020 | MISO_W_2_NE | MISO_W | NE | Internal | Summer | B9 | 800 | 20297 | 0 | 36.87 | 38.88 | 7 | 0
2020 | MISO_W_2_NE | MISO_W | NE | Internal | Summer | B10 | 1262 | 20297 | 0 | 35.99 | 34.95 | 7 | 0
2020 | MISO_W_2_NE | MISO_W | NE | Internal | Winter | B16 | 25 | 20297 | 0 | 53.38 | 48.38 | 7 | 0
2020 | MISO_W_2_NE | MISO_W | NE | Internal | Winter | B17 | 100 | 20297 | 0 | 48.25 | 43.25 | 7 | 0
2020 | MISO_W_2_NE | MISO_W | NE | Internal | Winter | B18 | 400 | 20297 | 0 | 43.54 | 40.09 | 7 | 0
2020 | MISO_W_2_NE | MISO_W | NE | Internal | Winter | B19 | 700 | 20297 | 0 | 41.43 | 39.27 | 7 | 0
2020 | MISO_W_2_NE | MISO_W | NE | Internal | Winter | B20 | 935 | 20297 | 0 | 37.93 | 38.29 | 7 | 0
2020 | MISO_W_2_PJM_ROR | MISO_W | PJM_ROR | Internal | Shoulder | B11 | 25 | 10135 | 0 | 56.66 | 54.66 | 2 | 0
2020 | MISO_W_2_PJM_ROR | MISO_W | PJM_ROR | Internal | Shoulder | B12 | 200 | 10135 | 1037.93 | 46.4 | 48.4 | 2 | 0
2020 | MISO_W_2_PJM_ROR | MISO_W | PJM_ROR | Internal | Shoulder | B13 | 600 | 10135 | 0 | 42.46 | 43.04 | 2 | 0
2020 | MISO_W_2_PJM_ROR | MISO_W | PJM_ROR | Internal | Shoulder | B14 | 900 | 10135 | 0 | 40.81 | 42.08 | 2 | 0
2020 | MISO_W_2_PJM_ROR | MISO_W | PJM_ROR | Internal | Shoulder | B15 | 1203 | 10135 | 0 | 38.62 | 37.64 | 2 | 0
2020 | MISO_W_2_PJM_ROR | MISO_W | PJM_ROR | Internal | Summer | B1 | 10 | 10135 | 4319.88 | 64.97 | 66.97 | 2 | 0
2020 | MISO_W_2_PJM_ROR | MISO_W | PJM_ROR | Internal | Summer | B2 | 25 | 10135 | 2506.46 | 63.98 | 65.98 | 2 | 0
2020 | MISO_W_2_PJM_ROR | MISO_W | PJM_ROR | Internal | Summer | B3 | 75 | 10135 | 0 | 61.97 | 61.86 | 2 | 0
2020 | MISO_W_2_PJM_ROR | MISO_W | PJM_ROR | Internal | Summer | B4 | 100 | 10135 | 0 | 60.41 | 61.86 | 2 | 0
2020 | MISO_W_2_PJM_ROR | MISO_W | PJM_ROR | Internal | Summer | B5 | 200 | 10135 | 0 | 58.96 | 56.97 | 2 | 0
2020 | MISO_W_2_PJM_ROR | MISO_W | PJM_ROR | Internal | Summer | B6 | 300 | 10135 | 0 | 49.21 | 51.2 | 2 | 0
2020 | MISO_W_2_PJM_ROR | MISO_W | PJM_ROR | Internal | Summer | B7 | 400 | 10135 | 471.84 | 40.4 | 42.4 | 2 | 0
2020 | MISO_W_2_PJM_ROR | MISO_W | PJM_ROR | Internal | Summer | B8 | 500 | 10135 | 0 | 38.23 | 38.92 | 2 | 0
2020 | MISO_W_2_PJM_ROR | MISO_W | PJM_ROR | Internal | Summer | B9 | 800 | 10135 | 0 | 36.87 | 37.34 | 2 | 0
2020 | MISO_W_2_PJM_ROR | MISO_W | PJM_ROR | Internal | Summer | B10 | 1262 | 10135 | 0 | 35.99 | 35.12 | 2 | 0
2020 | MISO_W_2_PJM_ROR | MISO_W | PJM_ROR | Internal | Winter | B16 | 25 | 10135 | 5692.16 | 53.38 | 55.38 | 2 | 0
2020 | MISO_W_2_PJM_ROR | MISO_W | PJM_ROR | Internal | Winter | B17 | 100 | 10135 | 2558.13 | 48.25 | 50.25 | 2 | 0
2020 | MISO_W_2_PJM_ROR | MISO_W | PJM_ROR | Internal | Winter | B18 | 400 | 10135 | 0 | 43.54 | 45.53 | 2 | 0
2020 | MISO_W_2_PJM_ROR | MISO_W | PJM_ROR | Internal | Winter | B19 | 700 | 10135 | 0 | 41.43 | 43.4 | 2 | 0
2020 | MISO_W_2_PJM_ROR | MISO_W | PJM_ROR | Internal | Winter | B20 | 935 | 10135 | 0 | 37.93 | 39.75 | 2 | 0
2020 | MISO_W_2_SPP_N | MISO_W | SPP_N | Internal | Shoulder | B11 | 25 | 3200 | 0 | 56.66 | 56.67 | 7 | 0
2020 | MISO_W_2_SPP_N | MISO_W | SPP_N | Internal | Shoulder | B12 | 200 | 3200 | 0 | 46.4 | 41.41 | 7 | 0
2020 | MISO_W_2_SPP_N | MISO_W | SPP_N | Internal | Shoulder | B13 | 600 | 3200 | 0 | 42.46 | 40.62 | 7 | 0
2020 | MISO_W_2_SPP_N | MISO_W | SPP_N | Internal | Shoulder | B14 | 900 | 3200 | 0 | 40.81 | 40.5 | 7 | 0
2020 | MISO_W_2_SPP_N | MISO_W | SPP_N | Internal | Shoulder | B15 | 1203 | 3200 | 0 | 38.62 | 37.04 | 7 | 0
2020 | MISO_W_2_SPP_N | MISO_W | SPP_N | Internal | Summer | B1 | 10 | 3200 | 0 | 64.97 | 64.99 | 7 | 0
2020 | MISO_W_2_SPP_N | MISO_W | SPP_N | Internal | Summer | B2 | 25 | 3200 | 0 | 63.98 | 60.82 | 7 | 0
2020 | MISO_W_2_SPP_N | MISO_W | SPP_N | Internal | Summer | B3 | 75 | 3200 | 0 | 61.97 | 60.82 | 7 | 0
2020 | MISO_W_2_SPP_N | MISO_W | SPP_N | Internal | Summer | B4 | 100 | 3200 | 0 | 60.41 | 60.42 | 7 | 0
2020 | MISO_W_2_SPP_N | MISO_W | SPP_N | Internal | Summer | B5 | 200 | 3200 | 0 | 58.96 | 56.89 | 7 | 0
2020 | MISO_W_2_SPP_N | MISO_W | SPP_N | Internal | Summer | B6 | 300 | 3200 | 748.86 | 49.21 | 56.21 | 7 | 0
2020 | MISO_W_2_SPP_N | MISO_W | SPP_N | Internal | Summer | B7 | 400 | 3200 | 0 | 40.4 | 43.45 | 7 | 0
2020 | MISO_W_2_SPP_N | MISO_W | SPP_N | Internal | Summer | B8 | 500 | 3200 | 0 | 38.23 | 39.21 | 7 | 0
2020 | MISO_W_2_SPP_N | MISO_W | SPP_N | Internal | Summer | B9 | 800 | 3200 | 0 | 36.87 | 38.89 | 7 | 0
2020 | MISO_W_2_SPP_N | MISO_W | SPP_N | Internal | Summer | B10 | 1262 | 3200 | 0 | 35.99 | 34.96 | 7 | 0
2020 | MISO_W_2_SPP_N | MISO_W | SPP_N | Internal | Winter | B16 | 25 | 3200 | 0 | 53.38 | 48.39 | 7 | 0
2020 | MISO_W_2_SPP_N | MISO_W | SPP_N | Internal | Winter | B17 | 100 | 3200 | 0 | 48.25 | 43.26 | 7 | 0
2020 | MISO_W_2_SPP_N | MISO_W | SPP_N | Internal | Winter | B18 | 400 | 3200 | 0 | 43.54 | 40.1 | 7 | 0
2020 | MISO_W_2_SPP_N | MISO_W | SPP_N | Internal | Winter | B19 | 700 | 3200 | 0 | 41.43 | 39.29 | 7 | 0
2020 | MISO_W_2_SPP_N | MISO_W | SPP_N | Internal | Winter | B20 | 935 | 3200 | 0 | 37.93 | 38.31 | 7 | 0
2020 | MISO_WUMS_2_MISO_MI | MISO_WUMS | MISO_MI | Internal | Shoulder | B11 | 25 | 148 | 0 | 56.66 | 53.85 | 0.01 | 0
2020 | MISO_WUMS_2_MISO_MI | MISO_WUMS | MISO_MI | Internal | Shoulder | B12 | 200 | 148 | 0.01 | 46.41 | 46.41 | 0.01 | 0
2020 | MISO_WUMS_2_MISO_MI | MISO_WUMS | MISO_MI | Internal | Shoulder | B13 | 600 | 148 | 0 | 42.47 | 42.47 | 0.01 | 0
2020 | MISO_WUMS_2_MISO_MI | MISO_WUMS | MISO_MI | Internal | Shoulder | B14 | 900 | 148 | 0 | 40.79 | 40.77 | 0.01 | 0
2020 | MISO_WUMS_2_MISO_MI | MISO_WUMS | MISO_MI | Internal | Shoulder | B15 | 1203 | 148 | 0 | 38.6 | 38.61 | 0.01 | 0
2020 | MISO_WUMS_2_MISO_MI | MISO_WUMS | MISO_MI | Internal | Summer | B1 | 10 | 148 | 147.99 | 64.69 | 64.96 | 0.01 | 0.26
2020 | MISO_WUMS_2_MISO_MI | MISO_WUMS | MISO_MI | Internal | Summer | B2 | 25 | 148 | 147.95 | 63.96 | 63.99 | 0.01 | 0.02
2020 | MISO_WUMS_2_MISO_MI | MISO_WUMS | MISO_MI | Internal | Summer | B3 | 75 | 148 | 0 | 61.96 | 60.66 | 0.01 | 0
2020 | MISO_WUMS_2_MISO_MI | MISO_WUMS | MISO_MI | Internal | Summer | B4 | 100 | 148 | 0 | 60.4 | 59.86 | 0.01 | 0
2020 | MISO_WUMS_2_MISO_MI | MISO_WUMS | MISO_MI | Internal | Summer | B5 | 200 | 148 | 0 | 58.95 | 58.75 | 0.01 | 0
2020 | MISO_WUMS_2_MISO_MI | MISO_WUMS | MISO_MI | Internal | Summer | B6 | 300 | 148 | 0 | 49.2 | 49.2 | 0.01 | 0
2020 | MISO_WUMS_2_MISO_MI | MISO_WUMS | MISO_MI | Internal | Summer | B7 | 400 | 148 | 54.64 | 40.41 | 40.42 | 0.01 | 0
2020 | MISO_WUMS_2_MISO_MI | MISO_WUMS | MISO_MI | Internal | Summer | B8 | 500 | 148 | 107.73 | 38.24 | 38.25 | 0.01 | 0
2020 | MISO_WUMS_2_MISO_MI | MISO_WUMS | MISO_MI | Internal | Summer | B9 | 800 | 148 | 0 | 36.86 | 36.86 | 0.01 | 0
2020 | MISO_WUMS_2_MISO_MI | MISO_WUMS | MISO_MI | Internal | Summer | B10 | 1262 | 148 | 148 | 36 | 36.03 | 0.01 | 0.01
2020 | MISO_WUMS_2_MISO_MI | MISO_WUMS | MISO_MI | Internal | Winter | B16 | 25 | 148 | 0.08 | 53.38 | 53.38 | 0.01 | 0
2020 | MISO_WUMS_2_MISO_MI | MISO_WUMS | MISO_MI | Internal | Winter | B17 | 100 | 148 | 75.47 | 48.25 | 48.26 | 0.01 | 0
2020 | MISO_WUMS_2_MISO_MI | MISO_WUMS | MISO_MI | Internal | Winter | B18 | 400 | 148 | 0 | 43.53 | 43.53 | 0.01 | 0
2020 | MISO_WUMS_2_MISO_MI | MISO_WUMS | MISO_MI | Internal | Winter | B19 | 700 | 148 | 71.31 | 41.42 | 41.43 | 0.01 | 0
2020 | MISO_WUMS_2_MISO_MI | MISO_WUMS | MISO_MI | Internal | Winter | B20 | 935 | 148 | 0 | 37.95 | 37.93 | 0.01 | 0
2020 | MISO_WUMS_2_MISO_W | MISO_WUMS | MISO_W | Internal | Shoulder | B11 | 25 | 3264 | 0.08 | 56.66 | 56.66 | 0.01 | 0
2020 | MISO_WUMS_2_MISO_W | MISO_WUMS | MISO_W | Internal | Shoulder | B12 | 200 | 3264 | 0 | 46.41 | 46.4 | 0.01 | 0
2020 | MISO_WUMS_2_MISO_W | MISO_WUMS | MISO_W | Internal | Shoulder | B13 | 600 | 3264 | 0 | 42.47 | 42.46 | 0.01 | 0
2020 | MISO_WUMS_2_MISO_W | MISO_WUMS | MISO_W | Internal | Shoulder | B14 | 900 | 3264 | 103.35 | 40.79 | 40.81 | 0.01 | 0
2020 | MISO_WUMS_2_MISO_W | MISO_WUMS | MISO_W | Internal | Shoulder | B15 | 1203 | 3264 | 418.24 | 38.6 | 38.62 | 0.01 | 0
2020 | MISO_WUMS_2_MISO_W | MISO_WUMS | MISO_W | Internal | Summer | B1 | 10 | 3264 | 3263.99 | 64.69 | 64.97 | 0.01 | 0.27
2020 | MISO_WUMS_2_MISO_W | MISO_WUMS | MISO_W | Internal | Summer | B2 | 25 | 3264 | 3263.81 | 63.96 | 63.98 | 0.01 | 0
2020 | MISO_WUMS_2_MISO_W | MISO_WUMS | MISO_W | Internal | Summer | B3 | 75 | 3264 | 3138.18 | 61.96 | 61.97 | 0.01 | 0
2020 | MISO_WUMS_2_MISO_W | MISO_WUMS | MISO_W | Internal | Summer | B4 | 100 | 3264 | 2517.57 | 60.4 | 60.41 | 0.01 | 0
2020 | MISO_WUMS_2_MISO_W | MISO_WUMS | MISO_W | Internal | Summer | B5 | 200 | 3264 | 286.11 | 58.95 | 58.96 | 0.01 | 0
2020 | MISO_WUMS_2_MISO_W | MISO_WUMS | MISO_W | Internal | Summer | B6 | 300 | 3264 | 542.29 | 49.2 | 49.21 | 0.01 | 0
2020 | MISO_WUMS_2_MISO_W | MISO_WUMS | MISO_W | Internal | Summer | B7 | 400 | 3264 | 0 | 40.41 | 40.4 | 0.01 | 0
2020 | MISO_WUMS_2_MISO_W | MISO_WUMS | MISO_W | Internal | Summer | B8 | 500 | 3264 | 0 | 38.24 | 38.23 | 0.01 | 0
2020 | MISO_WUMS_2_MISO_W | MISO_WUMS | MISO_W | Internal | Summer | B9 | 800 | 3264 | 44.84 | 36.86 | 36.87 | 0.01 | 0
2020 | MISO_WUMS_2_MISO_W | MISO_WUMS | MISO_W | Internal | Summer | B10 | 1262 | 3264 | 0 | 36 | 35.99 | 0.01 | 0
2020 | MISO_WUMS_2_MISO_W | MISO_WUMS | MISO_W | Internal | Winter | B16 | 25 | 3264 | 0.08 | 53.38 | 53.38 | 0.01 | 0
2020 | MISO_WUMS_2_MISO_W | MISO_WUMS | MISO_W | Internal | Winter | B17 | 100 | 3264 | 0.02 | 48.25 | 48.25 | 0.01 | 0
2020 | MISO_WUMS_2_MISO_W | MISO_WUMS | MISO_W | Internal | Winter | B18 | 400 | 3264 | 142.71 | 43.53 | 43.54 | 0.01 | 0
2020 | MISO_WUMS_2_MISO_W | MISO_WUMS | MISO_W | Internal | Winter | B19 | 700 | 3264 | 504.81 | 41.42 | 41.43 | 0.01 | 0
2020 | MISO_WUMS_2_MISO_W | MISO_WUMS | MISO_W | Internal | Winter | B20 | 935 | 3264 | 0 | 37.95 | 37.93 | 0.01 | 0
2020 | MISO_WUMS_2_PJM_ROR | MISO_WUMS | PJM_ROR | Internal | Shoulder | B11 | 25 | 1600 | 0 | 56.66 | 54.66 | 2 | 0
2020 | MISO_WUMS_2_PJM_ROR | MISO_WUMS | PJM_ROR | Internal | Shoulder | B12 | 200 | 1600 | 0.01 | 46.41 | 48.4 | 2 | 0
2020 | MISO_WUMS_2_PJM_ROR | MISO_WUMS | PJM_ROR | Internal | Shoulder | B13 | 600 | 1600 | 0 | 42.47 | 43.04 | 2 | 0
2020 | MISO_WUMS_2_PJM_ROR | MISO_WUMS | PJM_ROR | Internal | Shoulder | B14 | 900 | 1600 | 0 | 40.79 | 42.08 | 2 | 0
2020 | MISO_WUMS_2_PJM_ROR | MISO_WUMS | PJM_ROR | Internal | Shoulder | B15 | 1203 | 1600 | 0 | 38.6 | 37.64 | 2 | 0
2020 | MISO_WUMS_2_PJM_ROR | MISO_WUMS | PJM_ROR | Internal | Summer | B1 | 10 | 1600 | 1599.99 | 64.69 | 66.97 | 2 | 0.29
2020 | MISO_WUMS_2_PJM_ROR | MISO_WUMS | PJM_ROR | Internal | Summer | B2 | 25 | 1600 | 1599.95 | 63.96 | 65.98 | 2 | 0.02
2020 | MISO_WUMS_2_PJM_ROR | MISO_WUMS | PJM_ROR | Internal | Summer | B3 | 75 | 1600 | 0 | 61.96 | 61.86 | 2 | 0
2020 | MISO_WUMS_2_PJM_ROR | MISO_WUMS | PJM_ROR | Internal | Summer | B4 | 100 | 1600 | 0 | 60.4 | 61.86 | 2 | 0
2020 | MISO_WUMS_2_PJM_ROR | MISO_WUMS | PJM_ROR | Internal | Summer | B5 | 200 | 1600 | 0 | 58.95 | 56.97 | 2 | 0
2020 | MISO_WUMS_2_PJM_ROR | MISO_WUMS | PJM_ROR | Internal | Summer | B6 | 300 | 1600 | 99.12 | 49.2 | 51.2 | 2 | 0
2020 | MISO_WUMS_2_PJM_ROR | MISO_WUMS | PJM_ROR | Internal | Summer | B7 | 400 | 1600 | 0 | 40.41 | 42.4 | 2 | 0
2020 | MISO_WUMS_2_PJM_ROR | MISO_WUMS | PJM_ROR | Internal | Summer | B8 | 500 | 1600 | 0 | 38.24 | 38.92 | 2 | 0
2020 | MISO_WUMS_2_PJM_ROR | MISO_WUMS | PJM_ROR | Internal | Summer | B9 | 800 | 1600 | 0 | 36.86 | 37.34 | 2 | 0
2020 | MISO_WUMS_2_PJM_ROR | MISO_WUMS | PJM_ROR | Internal | Summer | B10 | 1262 | 1600 | 0 | 36 | 35.12 | 2 | 0
2020 | MISO_WUMS_2_PJM_ROR | MISO_WUMS | PJM_ROR | Internal | Winter | B16 | 25 | 1600 | 327.7 | 53.38 | 55.38 | 2 | 0
2020 | MISO_WUMS_2_PJM_ROR | MISO_WUMS | PJM_ROR | Internal | Winter | B17 | 100 | 1600 | 560.52 | 48.25 | 50.25 | 2 | 0
2020 | MISO_WUMS_2_PJM_ROR | MISO_WUMS | PJM_ROR | Internal | Winter | B18 | 400 | 1600 | 231.51 | 43.53 | 45.53 | 2 | 0
2020 | MISO_WUMS_2_PJM_ROR | MISO_WUMS | PJM_ROR | Internal | Winter | B19 | 700 | 1600 | 0.02 | 41.42 | 43.4 | 2 | 0
2020 | MISO_WUMS_2_PJM_ROR | MISO_WUMS | PJM_ROR | Internal | Winter | B20 | 935 | 1600 | 0 | 37.95 | 39.75 | 2 | 0
2020 | NE_2_MAPP_US | NE | MAPP_US | Internal | Shoulder | B11 | 25 | 1600 | 0 | 56.66 | 49.66 | 5 | 0
2020 | NE_2_MAPP_US | NE | MAPP_US | Internal | Shoulder | B12 | 200 | 1600 | 0 | 41.4 | 39.4 | 5 | 0
2020 | NE_2_MAPP_US | NE | MAPP_US | Internal | Shoulder | B13 | 600 | 1600 | 0 | 40.6 | 35.46 | 5 | 0
2020 | NE_2_MAPP_US | NE | MAPP_US | Internal | Shoulder | B14 | 900 | 1600 | 0 | 40.49 | 35.45 | 5 | 0
2020 | NE_2_MAPP_US | NE | MAPP_US | Internal | Shoulder | B15 | 1203 | 1600 | 0 | 37.03 | 33.97 | 5 | 0
2020 | NE_2_MAPP_US | NE | MAPP_US | Internal | Summer | B1 | 10 | 1600 | 0 | 64.97 | 57.97 | 5 | 0
2020 | NE_2_MAPP_US | NE | MAPP_US | Internal | Summer | B2 | 25 | 1600 | 0 | 60.81 | 56.98 | 5 | 0
2020 | NE_2_MAPP_US | NE | MAPP_US | Internal | Summer | B3 | 75 | 1600 | 0 | 60.81 | 54.97 | 5 | 0
2020 | NE_2_MAPP_US | NE | MAPP_US | Internal | Summer | B4 | 100 | 1600 | 0 | 60.41 | 53.41 | 5 | 0
2020 | NE_2_MAPP_US | NE | MAPP_US | Internal | Summer | B5 | 200 | 1600 | 0 | 56.88 | 51.96 | 5 | 0
2020 | NE_2_MAPP_US | NE | MAPP_US | Internal | Summer | B6 | 300 | 1600 | 0 | 56.2 | 49.2 | 5 | 0
2020 | NE_2_MAPP_US | NE | MAPP_US | Internal | Summer | B7 | 400 | 1600 | 0 | 43.44 | 36.44 | 5 | 0
2020 | NE_2_MAPP_US | NE | MAPP_US | Internal | Summer | B8 | 500 | 1600 | 0 | 39.2 | 32.2 | 5 | 0
2020 | NE_2_MAPP_US | NE | MAPP_US | Internal | Summer | B9 | 800 | 1600 | 0 | 38.88 | 31.88 | 5 | 0
2020 | NE_2_MAPP_US | NE | MAPP_US | Internal | Summer | B10 | 1262 | 1600 | 0 | 34.95 | 28.99 | 5 | 0
2020 | NE_2_MAPP_US | NE | MAPP_US | Internal | Winter | B16 | 25 | 1600 | 0 | 48.38 | 46.38 | 5 | 0
2020 | NE_2_MAPP_US | NE | MAPP_US | Internal | Winter | B17 | 100 | 1600 | 0 | 43.25 | 41.25 | 5 | 0
2020 | NE_2_MAPP_US | NE | MAPP_US | Internal | Winter | B18 | 400 | 1600 | 0 | 40.09 | 37.09 | 5 | 0
2020 | NE_2_MAPP_US | NE | MAPP_US | Internal | Winter | B19 | 700 | 1600 | 0 | 39.27 | 37.09 | 5 | 0
2020 | NE_2_MAPP_US | NE | MAPP_US | Internal | Winter | B20 | 935 | 1600 | 0 | 38.29 | 32.11 | 5 | 0
2020 | NE_2_MISO_W | NE | MISO_W | Internal | Shoulder | B11 | 25 | 19097 | 0 | 56.66 | 56.66 | 5 | 0
2020 | NE_2_MISO_W | NE | MISO_W | Internal | Shoulder | B12 | 200 | 19097 | 892.75 | 41.4 | 46.4 | 5 | 0
2020 | NE_2_MISO_W | NE | MISO_W | Internal | Shoulder | B13 | 600 | 19097 | 0 | 40.6 | 42.46 | 5 | 0
2020 | NE_2_MISO_W | NE | MISO_W | Internal | Shoulder | B14 | 900 | 19097 | 0 | 40.49 | 40.81 | 5 | 0
2020 | NE_2_MISO_W | NE | MISO_W | Internal | Shoulder | B15 | 1203 | 19097 | 0 | 37.03 | 38.62 | 5 | 0
2020 | NE_2_MISO_W | NE | MISO_W | Internal | Summer | B1 | 10 | 19097 | 0 | 64.97 | 64.97 | 5 | 0
2020 | NE_2_MISO_W | NE | MISO_W | Internal | Summer | B2 | 25 | 19097 | 0 | 60.81 | 63.98 | 5 | 0
2020 | NE_2_MISO_W | NE | MISO_W | Internal | Summer | B3 | 75 | 19097 | 0 | 60.81 | 61.97 | 5 | 0
2020 | NE_2_MISO_W | NE | MISO_W | Internal | Summer | B4 | 100 | 19097 | 0 | 60.41 | 60.41 | 5 | 0
2020 | NE_2_MISO_W | NE | MISO_W | Internal | Summer | B5 | 200 | 19097 | 0 | 56.88 | 58.96 | 5 | 0
2020 | NE_2_MISO_W | NE | MISO_W | Internal | Summer | B6 | 300 | 19097 | 0 | 56.2 | 49.21 | 5 | 0
2020 | NE_2_MISO_W | NE | MISO_W | Internal | Summer | B7 | 400 | 19097 | 0 | 43.44 | 40.4 | 5 | 0
2020 | NE_2_MISO_W | NE | MISO_W | Internal | Summer | B8 | 500 | 19097 | 0 | 39.2 | 38.23 | 5 | 0
2020 | NE_2_MISO_W | NE | MISO_W | Internal | Summer | B9 | 800 | 19097 | 0 | 38.88 | 36.87 | 5 | 0
2020 | NE_2_MISO_W | NE | MISO_W | Internal | Summer | B10 | 1262 | 19097 | 0 | 34.95 | 35.99 | 5 | 0
2020 | NE_2_MISO_W | NE | MISO_W | Internal | Winter | B16 | 25 | 19097 | 3611.88 | 48.38 | 53.38 | 5 | 0
2020 | NE_2_MISO_W | NE | MISO_W | Internal | Winter | B17 | 100 | 19097 | 996.15 | 43.25 | 48.25 | 5 | 0
2020 | NE_2_MISO_W | NE | MISO_W | Internal | Winter | B18 | 400 | 19097 | 0 | 40.09 | 43.54 | 5 | 0
2020 | NE_2_MISO_W | NE | MISO_W | Internal | Winter | B19 | 700 | 19097 | 0 | 39.27 | 41.43 | 5 | 0
2020 | NE_2_MISO_W | NE | MISO_W | Internal | Winter | B20 | 935 | 19097 | 0 | 38.29 | 37.93 | 5 | 0
2020 | NE_2_SPP_N | NE | SPP_N | Internal | Shoulder | B11 | 25 | 12798 | 5903.51 | 56.66 | 56.67 | 0.01 | 0
2020 | NE_2_SPP_N | NE | SPP_N | Internal | Shoulder | B12 | 200 | 12798 | 5407.3 | 41.4 | 41.41 | 0.01 | 0
2020 | NE_2_SPP_N | NE | SPP_N | Internal | Shoulder | B13 | 600 | 12798 | 7161.26 | 40.6 | 40.62 | 0.01 | 0
2020 | NE_2_SPP_N | NE | SPP_N | Internal | Shoulder | B14 | 900 | 12798 | 7754.97 | 40.49 | 40.5 | 0.01 | 0
2020 | NE_2_SPP_N | NE | SPP_N | Internal | Shoulder | B15 | 1203 | 12798 | 8422.96 | 37.03 | 37.04 | 0.01 | 0
2020 | NE_2_SPP_N | NE | SPP_N | Internal | Summer | B1 | 10 | 12798 | 4621.08 | 64.97 | 64.99 | 0.01 | 0
2020 | NE_2_SPP_N | NE | SPP_N | Internal | Summer | B2 | 25 | 12798 | 5416.98 | 60.81 | 60.82 | 0.01 | 0
2020 | NE_2_SPP_N | NE | SPP_N | Internal | Summer | B3 | 75 | 12798 | 4196.91 | 60.81 | 60.82 | 0.01 | 0
2020 | NE_2_SPP_N | NE | SPP_N | Internal | Summer | B4 | 100 | 12798 | 4400.63 | 60.41 | 60.42 | 0.01 | 0
2020 | NE_2_SPP_N | NE | SPP_N | Internal | Summer | B5 | 200 | 12798 | 4127.47 | 56.88 | 56.89 | 0.01 | 0
2020 | NE_2_SPP_N | NE | SPP_N | Internal | Summer | B6 | 300 | 12798 | 5868.65 | 56.2 | 56.21 | 0.01 | 0
2020 | NE_2_SPP_N | NE | SPP_N | Internal | Summer | B7 | 400 | 12798 | 6960.36 | 43.44 | 43.45 | 0.01 | 0
2020 | NE_2_SPP_N | NE | SPP_N | Internal | Summer | B8 | 500 | 12798 | 8307.43 | 39.2 | 39.21 | 0.01 | 0
2020 | NE_2_SPP_N | NE | SPP_N | Internal | Summer | B9 | 800 | 12798 | 7712.08 | 38.88 | 38.89 | 0.01 | 0
2020 | NE_2_SPP_N | NE | SPP_N | Internal | Summer | B10 | 1262 | 12798 | 7827.87 | 34.95 | 34.96 | 0.01 | 0
2020 | NE_2_SPP_N | NE | SPP_N | Internal | Winter | B16 | 25 | 12798 | 7214.7 | 48.38 | 48.39 | 0.01 | 0
2020 | NE_2_SPP_N | NE | SPP_N | Internal | Winter | B17 | 100 | 12798 | 8926.22 | 43.25 | 43.26 | 0.01 | 0
2020 | NE_2_SPP_N | NE | SPP_N | Internal | Winter | B18 | 400 | 12798 | 8821.51 | 40.09 | 40.1 | 0.01 | 0
2020 | NE_2_SPP_N | NE | SPP_N | Internal | Winter | B19 | 700 | 12798 | 8320.88 | 39.27 | 39.29 | 0.01 | 0
2020 | NE_2_SPP_N | NE | SPP_N | Internal | Winter | B20 | 935 | 12798 | 9631.07 | 38.29 | 38.31 | 0.01 | 0
2020 | NEISO_2_NYISO_A-F | NEISO | NYISO_A-F | Internal | Shoulder | B11 | 25 | 600 | 0 | 37.5 | 39.87 | 3 | 0
2020 | NEISO_2_NYISO_A-F | NEISO | NYISO_A-F | Internal | Shoulder | B12 | 200 | 600 | 0 | 37.5 | 40.37 | 3 | 0
2020 | NEISO_2_NYISO_A-F | NEISO | NYISO_A-F | Internal | Shoulder | B13 | 600 | 600 | 0 | 37.5 | 38.61 | 3 | 0
2020 | NEISO_2_NYISO_A-F | NEISO | NYISO_A-F | Internal | Shoulder | B14 | 900 | 600 | 0 | 37.5 | 38.61 | 3 | 0
2020 | NEISO_2_NYISO_A-F | NEISO | NYISO_A-F | Internal | Shoulder | B15 | 1203 | 600 | 0 | 37.5 | 38.61 | 3 | 0
2020 | NEISO_2_NYISO_A-F | NEISO | NYISO_A-F | Internal | Summer | B1 | 10 | 600 | 0 | 81.05 | 51.52 | 3 | 0
2020 | NEISO_2_NYISO_A-F | NEISO | NYISO_A-F | Internal | Summer | B2 | 25 | 600 | 0 | 69 | 51.52 | 3 | 0
2020 | NEISO_2_NYISO_A-F | NEISO | NYISO_A-F | Internal | Summer | B3 | 75 | 600 | 0 | 49.92 | 51.52 | 3 | 0
2020 | NEISO_2_NYISO_A-F | NEISO | NYISO_A-F | Internal | Summer | B4 | 100 | 600 | 332.76 | 43.14 | 46.14 | 3 | 0
2020 | NEISO_2_NYISO_A-F | NEISO | NYISO_A-F | Internal | Summer | B5 | 200 | 600 | 600 | 34.61 | 43.78 | 3 | 6.17
2020 | NEISO_2_NYISO_A-F | NEISO | NYISO_A-F | Internal | Summer | B6 | 300 | 600 | 600 | 34.61 | 43.19 | 3 | 5.58
2020 | NEISO_2_NYISO_A-F | NEISO | NYISO_A-F | Internal | Summer | B7 | 400 | 600 | 600 | 34.61 | 38.61 | 3 | 1
2020 | NEISO_2_NYISO_A-F | NEISO | NYISO_A-F | Internal | Summer | B8 | 500 | 600 | 0 | 34.61 | 37.59 | 3 | 0
2020 | NEISO_2_NYISO_A-F | NEISO | NYISO_A-F | Internal | Summer | B9 | 800 | 600 | 0 | 34.61 | 36.86 | 3 | 0
2020 | NEISO_2_NYISO_A-F | NEISO | NYISO_A-F | Internal | Summer | B10 | 1262 | 600 | 0 | 34.61 | 36.86 | 3 | 0
2020 | NEISO_2_NYISO_A-F | NEISO | NYISO_A-F | Internal | Winter | B16 | 25 | 600 | 0 | 46.42 | 46.19 | 3 | 0
2020 | NEISO_2_NYISO_A-F | NEISO | NYISO_A-F | Internal | Winter | B17 | 100 | 600 | 0 | 46.42 | 42.26 | 3 | 0
2020 | NEISO_2_NYISO_A-F | NEISO | NYISO_A-F | Internal | Winter | B18 | 400 | 600 | 0 | 46.42 | 42.26 | 3 | 0
2020 | NEISO_2_NYISO_A-F | NEISO | NYISO_A-F | Internal | Winter | B19 | 700 | 600 | 0 | 46.42 | 42.26 | 3 | 0
2020 | NEISO_2_NYISO_A-F | NEISO | NYISO_A-F | Internal | Winter | B20 | 935 | 600 | 0 | 46.42 | 42.26 | 3 | 0
2020 | NEISO_2_NYISO_G-I | NEISO | NYISO_G-I | Internal | Shoulder | B11 | 25 | 600 | 600 | 37.5 | 46.63 | 3 | 6.14
2020 | NEISO_2_NYISO_G-I | NEISO | NYISO_G-I | Internal | Shoulder | B12 | 200 | 600 | 0 | 37.5 | 40.38 | 3 | 0
2020 | NEISO_2_NYISO_G-I | NEISO | NYISO_G-I | Internal | Shoulder | B13 | 600 | 600 | 0 | 37.5 | 40.02 | 3 | 0
2020 | NEISO_2_NYISO_G-I | NEISO | NYISO_G-I | Internal | Shoulder | B14 | 900 | 600 | 0 | 37.5 | 38.62 | 3 | 0
2020 | NEISO_2_NYISO_G-I | NEISO | NYISO_G-I | Internal | Shoulder | B15 | 1203 | 600 | 0 | 37.5 | 38.62 | 3 | 0
2020 | NEISO_2_NYISO_G-I | NEISO | NYISO_G-I | Internal | Summer | B1 | 10 | 600 | 0 | 81.05 | 78.05 | 3 | 0
2020 | NEISO_2_NYISO_G-I | NEISO | NYISO_G-I | Internal | Summer | B2 | 25 | 600 | 41.67 | 69 | 72 | 3 | 0
2020 | NEISO_2_NYISO_G-I | NEISO | NYISO_G-I | Internal | Summer | B3 | 75 | 600 | 513.12 | 49.92 | 52.92 | 3 | 0
2020 | NEISO_2_NYISO_G-I | NEISO | NYISO_G-I | Internal | Summer | B4 | 100 | 600 | 600 | 43.14 | 52.92 | 3 | 6.78
2020 | NEISO_2_NYISO_G-I | NEISO | NYISO_G-I | Internal | Summer | B5 | 200 | 600 | 600 | 34.61 | 48.95 | 3 | 11.33
2020 | NEISO_2_NYISO_G-I | NEISO | NYISO_G-I | Internal | Summer | B6 | 300 | 600 | 600 | 34.61 | 48.95 | 3 | 11.33
2020 | NEISO_2_NYISO_G-I | NEISO | NYISO_G-I | Internal | Summer | B7 | 400 | 600 | 600 | 34.61 | 38.62 | 3 | 1.01
2020 | NEISO_2_NYISO_G-I | NEISO | NYISO_G-I | Internal | Summer | B8 | 500 | 600 | 0 | 34.61 | 37.6 | 3 | 0
2020 | NEISO_2_NYISO_G-I | NEISO | NYISO_G-I | Internal | Summer | B9 | 800 | 600 | 0 | 34.61 | 36.87 | 3 | 0
2020 | NEISO_2_NYISO_G-I | NEISO | NYISO_G-I | Internal | Summer | B10 | 1262 | 600 | 0 | 34.61 | 36.87 | 3 | 0
2020 | NEISO_2_NYISO_G-I | NEISO | NYISO_G-I | Internal | Winter | B16 | 25 | 600 | 600 | 46.42 | 51.16 | 3 | 1.73
2020 | NEISO_2_NYISO_G-I | NEISO | NYISO_G-I | Internal | Winter | B17 | 100 | 600 | 580.76 | 46.42 | 49.42 | 3 | 0
2020 | NEISO_2_NYISO_G-I | NEISO | NYISO_G-I | Internal | Winter | B18 | 400 | 600 | 428.18 | 46.42 | 49.42 | 3 | 0
2020 | NEISO_2_NYISO_G-I | NEISO | NYISO_G-I | Internal | Winter | B19 | 700 | 600 | 0 | 46.42 | 49.41 | 3 | 0
2020 | NEISO_2_NYISO_G-I | NEISO | NYISO_G-I | Internal | Winter | B20 | 935 | 600 | 0 | 46.42 | 45.78 | 3 | 0
2020 | NEISO_2_NYISO_J-K | NEISO | NYISO_J-K | Internal | Shoulder | B11 | 25 | 520 | 520 | 37.5 | 46.65 | 3 | 6.15
2020 | NEISO_2_NYISO_J-K | NEISO | NYISO_J-K | Internal | Shoulder | B12 | 200 | 520 | 0 | 37.5 | 40.39 | 3 | 0
2020 | NEISO_2_NYISO_J-K | NEISO | NYISO_J-K | Internal | Shoulder | B13 | 600 | 520 | 0 | 37.5 | 40.03 | 3 | 0
2020 | NEISO_2_NYISO_J-K | NEISO | NYISO_J-K | Internal | Shoulder | B14 | 900 | 520 | 0 | 37.5 | 38.63 | 3 | 0
2020 | NEISO_2_NYISO_J-K | NEISO | NYISO_J-K | Internal | Shoulder | B15 | 1203 | 520 | 0 | 37.5 | 38.63 | 3 | 0
2020 | NEISO_2_NYISO_J-K | NEISO | NYISO_J-K | Internal | Summer | B1 | 10 | 520 | 0 | 81.05 | 78.06 | 3 | 0
2020 | NEISO_2_NYISO_J-K | NEISO | NYISO_J-K | Internal | Summer | B2 | 25 | 520 | 519.91 | 69 | 72.02 | 3 | 0.01
2020 | NEISO_2_NYISO_J-K | NEISO | NYISO_J-K | Internal | Summer | B3 | 75 | 520 | 519.97 | 49.92 | 52.93 | 3 | 0.01
2020 | NEISO_2_NYISO_J-K | NEISO | NYISO_J-K | Internal | Summer | B4 | 100 | 520 | 520 | 43.14 | 52.93 | 3 | 6.79
2020 | NEISO_2_NYISO_J-K | NEISO | NYISO_J-K | Internal | Summer | B5 | 200 | 520 | 520 | 34.61 | 48.96 | 3 | 11.34
2020 | NEISO_2_NYISO_J-K | NEISO | NYISO_J-K | Internal | Summer | B6 | 300 | 520 | 520 | 34.61 | 48.96 | 3 | 11.34
2020 | NEISO_2_NYISO_J-K | NEISO | NYISO_J-K | Internal | Summer | B7 | 400 | 520 | 520 | 34.61 | 38.64 | 3 | 1.02
2020 | NEISO_2_NYISO_J-K | NEISO | NYISO_J-K | Internal | Summer | B8 | 500 | 520 | 102.53 | 34.61 | 37.61 | 3 | 0
2020 | NEISO_2_NYISO_J-K | NEISO | NYISO_J-K | Internal | Summer | B9 | 800 | 520 | 0 | 34.61 | 36.88 | 3 | 0
2020 | NEISO_2_NYISO_J-K | NEISO | NYISO_J-K | Internal | Summer | B10 | 1262 | 520 | 0 | 34.61 | 36.88 | 3 | 0
2020 | NEISO_2_NYISO_J-K | NEISO | NYISO_J-K | Internal | Winter | B16 | 25 | 520 | 520 | 46.42 | 51.17 | 3 | 1.74
2020 | NEISO_2_NYISO_J-K | NEISO | NYISO_J-K | Internal | Winter | B17 | 100 | 520 | 519.98 | 46.42 | 49.44 | 3 | 0.01
2020 | NEISO_2_NYISO_J-K | NEISO | NYISO_J-K | Internal | Winter | B18 | 400 | 520 | 520 | 46.42 | 49.44 | 3 | 0.01
2020 | NEISO_2_NYISO_J-K | NEISO | NYISO_J-K | Internal | Winter | B19 | 700 | 520 | 185.93 | 46.42 | 49.42 | 3 | 0
2020 | NEISO_2_NYISO_J-K | NEISO | NYISO_J-K | Internal | Winter | B20 | 935 | 520 | 0 | 46.42 | 45.79 | 3 | 0
2020 | NonRTO_Midwest_2_MISO_IN | NonRTO_Midwest | MISO_IN | Internal | Shoulder | B11 | 25 | 4450 | 0 | 64.66 | 56.66 | 8 | 0
2020 | NonRTO_Midwest_2_MISO_IN | NonRTO_Midwest | MISO_IN | Internal | Shoulder | B12 | 200 | 4450 | 0 | 54.43 | 46.43 | 8 | 0
2020 | NonRTO_Midwest_2_MISO_IN | NonRTO_Midwest | MISO_IN | Internal | Shoulder | B13 | 600 | 4450 | 0 | 50.19 | 42.48 | 8 | 0
2020 | NonRTO_Midwest_2_MISO_IN | NonRTO_Midwest | MISO_IN | Internal | Shoulder | B14 | 900 | 4450 | 0 | 42.79 | 40.78 | 8 | 0
2020 | NonRTO_Midwest_2_MISO_IN | NonRTO_Midwest | MISO_IN | Internal | Shoulder | B15 | 1203 | 4450 | 0 | 35.88 | 38.59 | 8 | 0
2020 | NonRTO_Midwest_2_MISO_IN | NonRTO_Midwest | MISO_IN | Internal | Summer | B1 | 10 | 4450 | 0 | 69.15 | 64.97 | 8 | 0
2020 | NonRTO_Midwest_2_MISO_IN | NonRTO_Midwest | MISO_IN | Internal | Summer | B2 | 25 | 4450 | 0 | 69.15 | 64 | 8 | 0
2020 | NonRTO_Midwest_2_MISO_IN | NonRTO_Midwest | MISO_IN | Internal | Summer | B3 | 75 | 4450 | 0 | 69.15 | 61.97 | 8 | 0
2020 | NonRTO_Midwest_2_MISO_IN | NonRTO_Midwest | MISO_IN | Internal | Summer | B4 | 100 | 4450 | 0 | 68.43 | 60.43 | 8 | 0
2020 | NonRTO_Midwest_2_MISO_IN | NonRTO_Midwest | MISO_IN | Internal | Summer | B5 | 200 | 4450 | 0 | 66.96 | 58.96 | 8 | 0
2020 | NonRTO_Midwest_2_MISO_IN | NonRTO_Midwest | MISO_IN | Internal | Summer | B6 | 300 | 4450 | 0 | 57.21 | 49.21 | 8 | 0
2020 | NonRTO_Midwest_2_MISO_IN | NonRTO_Midwest | MISO_IN | Internal | Summer | B7 | 400 | 4450 | 0 | 43.8 | 40.41 | 8 | 0
2020 | NonRTO_Midwest_2_MISO_IN | NonRTO_Midwest | MISO_IN | Internal | Summer | B8 | 500 | 4450 | 0 | 42.79 | 38.24 | 8 | 0
2020 | NonRTO_Midwest_2_MISO_IN | NonRTO_Midwest | MISO_IN | Internal | Summer | B9 | 800 | 4450 | 0 | 36.94 | 36.85 | 8 | 0
2020 | NonRTO_Midwest_2_MISO_IN | NonRTO_Midwest | MISO_IN | Internal | Summer | B10 | 1262 | 4450 | 0 | 33.6 | 36.02 | 8 | 0
2020 | NonRTO_Midwest_2_MISO_IN | NonRTO_Midwest | MISO_IN | Internal | Winter | B16 | 25 | 4450 | 0 | 61.41 | 53.41 | 8 | 0
2020 | NonRTO_Midwest_2_MISO_IN | NonRTO_Midwest | MISO_IN | Internal | Winter | B17 | 100 | 4450 | 0 | 56.27 | 48.27 | 8 | 0
2020 | NonRTO_Midwest_2_MISO_IN | NonRTO_Midwest | MISO_IN | Internal | Winter | B18 | 400 | 4450 | 0 | 51.53 | 43.53 | 8 | 0
2020 | NonRTO_Midwest_2_MISO_IN | NonRTO_Midwest | MISO_IN | Internal | Winter | B19 | 700 | 4450 | 0 | 43.31 | 41.42 | 8 | 0
2020 | NonRTO_Midwest_2_MISO_IN | NonRTO_Midwest | MISO_IN | Internal | Winter | B20 | 935 | 4450 | 0 | 35.93 | 37.92 | 8 | 0
2020 | NonRTO_Midwest_2_TVA_Transmission | NonRTO_Midwest | TVA_Transmission | Internal | Shoulder | B11 | 25 | 2400 | 0 | 64.66 | 59.99 | 8 | 0
2020 | NonRTO_Midwest_2_TVA_Transmission | NonRTO_Midwest | TVA_Transmission | Internal | Shoulder | B12 | 200 | 2400 | 0 | 54.43 | 48.04 | 8 | 0
2020 | NonRTO_Midwest_2_TVA_Transmission | NonRTO_Midwest | TVA_Transmission | Internal | Shoulder | B13 | 600 | 2400 | 0 | 50.19 | 45.42 | 8 | 0
2020 | NonRTO_Midwest_2_TVA_Transmission | NonRTO_Midwest | TVA_Transmission | Internal | Shoulder | B14 | 900 | 2400 | 0 | 42.79 | 44.35 | 8 | 0
2020 | NonRTO_Midwest_2_TVA_Transmission | NonRTO_Midwest | TVA_Transmission | Internal | Shoulder | B15 | 1203 | 2400 | 0 | 35.88 | 42.68 | 8 | 0
2020 | NonRTO_Midwest_2_TVA_Transmission | NonRTO_Midwest | TVA_Transmission | Internal | Summer | B1 | 10 | 2400 | 0 | 69.15 | 72.97 | 8 | 0
2020 | NonRTO_Midwest_2_TVA_Transmission | NonRTO_Midwest | TVA_Transmission | Internal | Summer | B2 | 25 | 2400 | 0 | 69.15 | 71.98 | 8 | 0
2020 | NonRTO_Midwest_2_TVA_Transmission | NonRTO_Midwest | TVA_Transmission | Internal | Summer | B3 | 75 | 2400 | 0 | 69.15 | 67.86 | 8 | 0
2020 | NonRTO_Midwest_2_TVA_Transmission | NonRTO_Midwest | TVA_Transmission | Internal | Summer | B4 | 100 | 2400 | 0 | 68.43 | 67.78 | 8 | 0
2020 | NonRTO_Midwest_2_TVA_Transmission | NonRTO_Midwest | TVA_Transmission | Internal | Summer | B5 | 200 | 2400 | 0 | 66.96 | 62.14 | 8 | 0
2020 | NonRTO_Midwest_2_TVA_Transmission | NonRTO_Midwest | TVA_Transmission | Internal | Summer | B6 | 300 | 2400 | 0 | 57.21 | 55.96 | 8 | 0
2020 | NonRTO_Midwest_2_TVA_Transmission | NonRTO_Midwest | TVA_Transmission | Internal | Summer | B7 | 400 | 2400 | 0 | 43.8 | 47.09 | 8 | 0
2020 | NonRTO_Midwest_2_TVA_Transmission | NonRTO_Midwest | TVA_Transmission | Internal | Summer | B8 | 500 | 2400 | 0 | 42.79 | 42.66 | 8 | 0
2020 | NonRTO_Midwest_2_TVA_Transmission | NonRTO_Midwest | TVA_Transmission | Internal | Summer | B9 | 800 | 2400 | 0 | 36.94 | 41.81 | 8 | 0
2020 | NonRTO_Midwest_2_TVA_Transmission | NonRTO_Midwest | TVA_Transmission | Internal | Summer | B10 | 1262 | 2400 | 0 | 33.6 | 38.55 | 8 | 0
2020 | NonRTO_Midwest_2_TVA_Transmission | NonRTO_Midwest | TVA_Transmission | Internal | Winter | B16 | 25 | 2400 | 0 | 61.41 | 59.46 | 8 | 0
2020 | NonRTO_Midwest_2_TVA_Transmission | NonRTO_Midwest | TVA_Transmission | Internal | Winter | B17 | 100 | 2400 | 0 | 56.27 | 50.54 | 8 | 0
2020 | NonRTO_Midwest_2_TVA_Transmission | NonRTO_Midwest | TVA_Transmission | Internal | Winter | B18 | 400 | 2400 | 0 | 51.53 | 46.75 | 8 | 0
2020 | NonRTO_Midwest_2_TVA_Transmission | NonRTO_Midwest | TVA_Transmission | Internal | Winter | B19 | 700 | 2400 | 0 | 43.31 | 44.95 | 8 | 0
2020 | NonRTO_Midwest_2_TVA_Transmission | NonRTO_Midwest | TVA_Transmission | Internal | Winter | B20 | 935 | 2400 | 0 | 35.93 | 42.84 | 8 | 0
2020 | NYISO_A-F_2_IESO | NYISO_A-F | IESO | Internal | Shoulder | B11 | 25 | 1600 | 0 | 39.87 | 31.61 | 7 | 0
2020 | NYISO_A-F_2_IESO | NYISO_A-F | IESO | Internal | Shoulder | B12 | 200 | 1600 | 0 | 40.37 | 31.61 | 7 | 0
2020 | NYISO_A-F_2_IESO | NYISO_A-F | IESO | Internal | Shoulder | B13 | 600 | 1600 | 0 | 38.61 | 31.61 | 7 | 0
2020 | NYISO_A-F_2_IESO | NYISO_A-F | IESO | Internal | Shoulder | B14 | 900 | 1600 | 0 | 38.61 | 31.61 | 7 | 0
2020 | NYISO_A-F_2_IESO | NYISO_A-F | IESO | Internal | Shoulder | B15 | 1203 | 1600 | 0 | 38.61 | 31.61 | 7 | 0
2020 | NYISO_A-F_2_IESO | NYISO_A-F | IESO | Internal | Summer | B1 | 10 | 1600 | 0 | 51.52 | 44.52 | 7 | 0
2020 | NYISO_A-F_2_IESO | NYISO_A-F | IESO | Internal | Summer | B2 | 25 | 1600 | 0 | 51.52 | 44.52 | 7 | 0
2020 | NYISO_A-F_2_IESO | NYISO_A-F | IESO | Internal | Summer | B3 | 75 | 1600 | 0 | 51.52 | 39.14 | 7 | 0
2020 | NYISO_A-F_2_IESO | NYISO_A-F | IESO | Internal | Summer | B4 | 100 | 1600 | 0 | 46.14 | 39.14 | 7 | 0
2020 | NYISO_A-F_2_IESO | NYISO_A-F | IESO | Internal | Summer | B5 | 200 | 1600 | 0 | 43.78 | 36.78 | 7 | 0
2020 | NYISO_A-F_2_IESO | NYISO_A-F | IESO | Internal | Summer | B6 | 300 | 1600 | 0 | 43.19 | 36.19 | 7 | 0
2020 | NYISO_A-F_2_IESO | NYISO_A-F | IESO | Internal | Summer | B7 | 400 | 1600 | 0 | 38.61 | 31.61 | 7 | 0
2020 | NYISO_A-F_2_IESO | NYISO_A-F | IESO | Internal | Summer | B8 | 500 | 1600 | 0 | 37.59 | 30.44 | 7 | 0
2020 | NYISO_A-F_2_IESO | NYISO_A-F | IESO | Internal | Summer | B9 | 800 | 1600 | 0 | 36.86 | 29.86 | 7 | 0
2020 | NYISO_A-F_2_IESO | NYISO_A-F | IESO | Internal | Summer | B10 | 1262 | 1600 | 0 | 36.86 | 29.86 | 7 | 0
2020 | NYISO_A-F_2_IESO | NYISO_A-F | IESO | Internal | Winter | B16 | 25 | 1600 | 0 | 46.19 | 39.19 | 7 | 0
2020 | NYISO_A-F_2_IESO | NYISO_A-F | IESO | Internal | Winter | B17 | 100 | 1600 | 0 | 42.26 | 35.26 | 7 | 0
2020 | NYISO_A-F_2_IESO | NYISO_A-F | IESO | Internal | Winter | B18 | 400 | 1600 | 0 | 42.26 | 35.26 | 7 | 0
2020 | NYISO_A-F_2_IESO | NYISO_A-F | IESO | Internal | Winter | B19 | 700 | 1600 | 0 | 42.26 | 35.26 | 7 | 0
2020 | NYISO_A-F_2_IESO | NYISO_A-F | IESO | Internal | Winter | B20 | 935 | 1600 | 0 | 42.26 | 35.26 | 7 | 0
2020 | NYISO_A-F_2_NEISO | NYISO_A-F | NEISO | Internal | Shoulder | B11 | 25 | 600 | 0 | 39.87 | 37.5 | 3 | 0
2020 | NYISO_A-F_2_NEISO | NYISO_A-F | NEISO | Internal | Shoulder | B12 | 200 | 600 | 0 | 40.37 | 37.5 | 3 | 0
2020 | NYISO_A-F_2_NEISO | NYISO_A-F | NEISO | Internal | Shoulder | B13 | 600 | 600 | 0 | 38.61 | 37.5 | 3 | 0
2020 | NYISO_A-F_2_NEISO | NYISO_A-F | NEISO | Internal | Shoulder | B14 | 900 | 600 | 0 | 38.61 | 37.5 | 3 | 0
2020 | NYISO_A-F_2_NEISO | NYISO_A-F | NEISO | Internal | Shoulder | B15 | 1203 | 600 | 0 | 38.61 | 37.5 | 3 | 0
2020 | NYISO_A-F_2_NEISO | NYISO_A-F | NEISO | Internal | Summer | B1 | 10 | 600 | 600 | 51.52 | 81.05 | 3 | 26.53
2020 | NYISO_A-F_2_NEISO | NYISO_A-F | NEISO | Internal | Summer | B2 | 25 | 600 | 600 | 51.52 | 69 | 3 | 14.48
2020 | NYISO_A-F_2_NEISO | NYISO_A-F | NEISO | Internal | Summer | B3 | 75 | 600 | 0 | 51.52 | 49.92 | 3 | 0
2020 | NYISO_A-F_2_NEISO | NYISO_A-F | NEISO | Internal | Summer | B4 | 100 | 600 | 0 | 46.14 | 43.14 | 3 | 0
2020 | NYISO_A-F_2_NEISO | NYISO_A-F | NEISO | Internal | Summer | B5 | 200 | 600 | 0 | 43.78 | 34.61 | 3 | 0
2020 | NYISO_A-F_2_NEISO | NYISO_A-F | NEISO | Internal | Summer | B6 | 300 | 600 | 0 | 43.19 | 34.61 | 3 | 0
2020 | NYISO_A-F_2_NEISO | NYISO_A-F | NEISO | Internal | Summer | B7 | 400 | 600 | 0 | 38.61 | 34.61 | 3 | 0
2020 | NYISO_A-F_2_NEISO | NYISO_A-F | NEISO | Internal | Summer | B8 | 500 | 600 | 0 | 37.59 | 34.61 | 3 | 0
2020 | NYISO_A-F_2_NEISO | NYISO_A-F | NEISO | Internal | Summer | B9 | 800 | 600 | 0 | 36.86 | 34.61 | 3 | 0
2020 | NYISO_A-F_2_NEISO | NYISO_A-F | NEISO | Internal | Summer | B10 | 1262 | 600 | 0 | 36.86 | 34.61 | 3 | 0
2020 | NYISO_A-F_2_NEISO | NYISO_A-F | NEISO | Internal | Winter | B16 | 25 | 600 | 0 | 46.19 | 46.42 | 3 | 0
2020 | NYISO_A-F_2_NEISO | NYISO_A-F | NEISO | Internal | Winter | B17 | 100 | 600 | 600 | 42.26 | 46.42 | 3 | 1.16
2020 | NYISO_A-F_2_NEISO | NYISO_A-F | NEISO | Internal | Winter | B18 | 400 | 600 | 600 | 42.26 | 46.42 | 3 | 1.16
2020 | NYISO_A-F_2_NEISO | NYISO_A-F | NEISO | Internal | Winter | B19 | 700 | 600 | 600 | 42.26 | 46.42 | 3 | 1.16
2020 | NYISO_A-F_2_NEISO | NYISO_A-F | NEISO | Internal | Winter | B20 | 935 | 600 | 600 | 42.26 | 46.42 | 3 | 1.16
2020 | NYISO_A-F_2_NYISO_G-I | NYISO_A-F | NYISO_G-I | Internal | Shoulder | B11 | 25 | 4888 | 4888 | 39.87 | 46.63 | 0.01 | 6.75
2020 | NYISO_A-F_2_NYISO_G-I | NYISO_A-F | NYISO_G-I | Internal | Shoulder | B12 | 200 | 4888 | 4783.88 | 40.37 | 40.38 | 0.01 | 0
2020 | NYISO_A-F_2_NYISO_G-I | NYISO_A-F | NYISO_G-I | Internal | Shoulder | B13 | 600 | 4888 | 4888 | 38.61 | 40.02 | 0.01 | 1.4
2020 | NYISO_A-F_2_NYISO_G-I | NYISO_A-F | NYISO_G-I | Internal | Shoulder | B14 | 900 | 4888 | 4832.91 | 38.61 | 38.62 | 0.01 | 0
2020 | NYISO_A-F_2_NYISO_G-I | NYISO_A-F | NYISO_G-I | Internal | Shoulder | B15 | 1203 | 4888 | 3045.52 | 38.61 | 38.62 | 0.01 | 0
2020 | NYISO_A-F_2_NYISO_G-I | NYISO_A-F | NYISO_G-I | Internal | Summer | B1 | 10 | 4888 | 4888 | 51.52 | 78.05 | 0.01 | 26.52
2020 | NYISO_A-F_2_NYISO_G-I | NYISO_A-F | NYISO_G-I | Internal | Summer | B2 | 25 | 4888 | 4888 | 51.52 | 72 | 0.01 | 20.47
2020 | NYISO_A-F_2_NYISO_G-I | NYISO_A-F | NYISO_G-I | Internal | Summer | B3 | 75 | 4888 | 4888 | 51.52 | 52.92 | 0.01 | 1.39
2020 | NYISO_A-F_2_NYISO_G-I | NYISO_A-F | NYISO_G-I | Internal | Summer | B4 | 100 | 4888 | 4888 | 46.14 | 52.92 | 0.01 | 6.77
2020 | NYISO_A-F_2_NYISO_G-I | NYISO_A-F | NYISO_G-I | Internal | Summer | B5 | 200 | 4888 | 4888 | 43.78 | 48.95 | 0.01 | 5.15
2020 | NYISO_A-F_2_NYISO_G-I | NYISO_A-F | NYISO_G-I | Internal | Summer | B6 | 300 | 4888 | 4888 | 43.19 | 48.95 | 0.01 | 5.74
2020 | NYISO_A-F_2_NYISO_G-I | NYISO_A-F | NYISO_G-I | Internal | Summer | B7 | 400 | 4888 | 4177.84 | 38.61 | 38.62 | 0.01 | 0
2020 | NYISO_A-F_2_NYISO_G-I | NYISO_A-F | NYISO_G-I | Internal | Summer | B8 | 500 | 4888 | 4368.44 | 37.59 | 37.6 | 0.01 | 0
2020 | NYISO_A-F_2_NYISO_G-I | NYISO_A-F | NYISO_G-I | Internal | Summer | B9 | 800 | 4888 | 3564.73 | 36.86 | 36.87 | 0.01 | 0
2020 | NYISO_A-F_2_NYISO_G-I | NYISO_A-F | NYISO_G-I | Internal | Summer | B10 | 1262 | 4888 | 1368.75 | 36.86 | 36.87 | 0.01 | 0
2020 | NYISO_A-F_2_NYISO_G-I | NYISO_A-F | NYISO_G-I | Internal | Winter | B16 | 25 | 4888 | 4888 | 46.19 | 51.16 | 0.01 | 4.95
2020 | NYISO_A-F_2_NYISO_G-I | NYISO_A-F | NYISO_G-I | Internal | Winter | B17 | 100 | 4888 | 4888 | 42.26 | 49.42 | 0.01 | 7.15
2020 | NYISO_A-F_2_NYISO_G-I | NYISO_A-F | NYISO_G-I | Internal | Winter | B18 | 400 | 4888 | 4888 | 42.26 | 49.42 | 0.01 | 7.15
2020 | NYISO_A-F_2_NYISO_G-I | NYISO_A-F | NYISO_G-I | Internal | Winter | B19 | 700 | 4888 | 4888 | 42.26 | 49.41 | 0.01 | 7.14
2020 | NYISO_A-F_2_NYISO_G-I | NYISO_A-F | NYISO_G-I | Internal | Winter | B20 | 935 | 4888 | 4888 | 42.26 | 45.78 | 0.01 | 3.51
2020 | NYISO_A-F_2_PJM_ROM | NYISO_A-F | PJM_ROM | Internal | Shoulder | B11 | 25 | 1000 | 1000 | 39.87 | 54.65 | 8 | 6.78
2020 | NYISO_A-F_2_PJM_ROM | NYISO_A-F | PJM_ROM | Internal | Shoulder | B12 | 200 | 1000 | 999.99 | 40.37 | 48.39 | 8 | 0.02
2020 | NYISO_A-F_2_PJM_ROM | NYISO_A-F | PJM_ROM | Internal | Shoulder | B13 | 600 | 1000 | 0 | 38.61 | 43.03 | 8 | 0
2020 | NYISO_A-F_2_PJM_ROM | NYISO_A-F | PJM_ROM | Internal | Shoulder | B14 | 900 | 1000 | 0 | 38.61 | 42.09 | 8 | 0
2020 | NYISO_A-F_2_PJM_ROM | NYISO_A-F | PJM_ROM | Internal | Shoulder | B15 | 1203 | 1000 | 0 | 38.61 | 37.65 | 8 | 0
2020 | NYISO_A-F_2_PJM_ROM | NYISO_A-F | PJM_ROM | Internal | Summer | B1 | 10 | 1000 | 1000 | 51.52 | 66.99 | 8 | 7.46
2020 | NYISO_A-F_2_PJM_ROM | NYISO_A-F | PJM_ROM | Internal | Summer | B2 | 25 | 1000 | 1000 | 51.52 | 65.99 | 8 | 6.47
2020 | NYISO_A-F_2_PJM_ROM | NYISO_A-F | PJM_ROM | Internal | Summer | B3 | 75 | 1000 | 1000 | 51.52 | 61.85 | 8 | 2.33
2020 | NYISO_A-F_2_PJM_ROM | NYISO_A-F | PJM_ROM | Internal | Summer | B4 | 100 | 1000 | 1000 | 46.14 | 61.85 | 8 | 7.71
2020 | NYISO_A-F_2_PJM_ROM | NYISO_A-F | PJM_ROM | Internal | Summer | B5 | 200 | 1000 | 1000 | 43.78 | 56.96 | 8 | 5.17
2020 | NYISO_A-F_2_PJM_ROM | NYISO_A-F | PJM_ROM | Internal | Summer | B6 | 300 | 1000 | 658.65 | 43.19 | 51.19 | 8 | 0
2020 | NYISO_A-F_2_PJM_ROM | NYISO_A-F | PJM_ROM | Internal | Summer | B7 | 400 | 1000 | 0 | 38.61 | 42.39 | 8 | 0
2020 | NYISO_A-F_2_PJM_ROM | NYISO_A-F | PJM_ROM | Internal | Summer | B8 | 500 | 1000 | 0 | 37.59 | 38.94 | 8 | 0
2020 | NYISO_A-F_2_PJM_ROM | NYISO_A-F | PJM_ROM | Internal | Summer | B9 | 800 | 1000 | 0 | 36.86 | 37.35 | 8 | 0
2020 | NYISO_A-F_2_PJM_ROM | NYISO_A-F | PJM_ROM | Internal | Summer | B10 | 1262 | 1000 | 0 | 36.86 | 35.13 | 8 | 0
2020 | NYISO_A-F_2_PJM_ROM | NYISO_A-F | PJM_ROM | Internal | Winter | B16 | 25 | 1000 | 1000 | 46.19 | 55.39 | 8 | 1.2
2020 | NYISO_A-F_2_PJM_ROM | NYISO_A-F | PJM_ROM | Internal | Winter | B17 | 100 | 1000 | 208.91 | 42.26 | 50.26 | 8 | 0
2020 | NYISO_A-F_2_PJM_ROM | NYISO_A-F | PJM_ROM | Internal | Winter | B18 | 400 | 1000 | 0 | 42.26 | 45.54 | 8 | 0
2020 | NYISO_A-F_2_PJM_ROM | NYISO_A-F | PJM_ROM | Internal | Winter | B19 | 700 | 1000 | 0 | 42.26 | 43.41 | 8 | 0
2020 | NYISO_A-F_2_PJM_ROM | NYISO_A-F | PJM_ROM | Internal | Winter | B20 | 935 | 1000 | 0 | 42.26 | 39.77 | 8 | 0
2020 | NYISO_G-I_2_NEISO | NYISO_G-I | NEISO | Internal | Shoulder | B11 | 25 | 600 | 0 | 46.63 | 37.5 | 3 | 0
2020 | NYISO_G-I_2_NEISO | NYISO_G-I | NEISO | Internal | Shoulder | B12 | 200 | 600 | 0 | 40.38 | 37.5 | 3 | 0
2020 | NYISO_G-I_2_NEISO | NYISO_G-I | NEISO | Internal | Shoulder | B13 | 600 | 600 | 0 | 40.02 | 37.5 | 3 | 0
2020 | NYISO_G-I_2_NEISO | NYISO_G-I | NEISO | Internal | Shoulder | B14 | 900 | 600 | 0 | 38.62 | 37.5 | 3 | 0
2020 | NYISO_G-I_2_NEISO | NYISO_G-I | NEISO | Internal | Shoulder | B15 | 1203 | 600 | 0 | 38.62 | 37.5 | 3 | 0
2020 | NYISO_G-I_2_NEISO | NYISO_G-I | NEISO | Internal | Summer | B1 | 10 | 600 | 369.53 | 78.05 | 81.05 | 3 | 0
2020 | NYISO_G-I_2_NEISO | NYISO_G-I | NEISO | Internal | Summer | B2 | 25 | 600 | 0 | 72 | 69 | 3 | 0
2020 | NYISO_G-I_2_NEISO | NYISO_G-I | NEISO | Internal | Summer | B3 | 75 | 600 | 0 | 52.92 | 49.92 | 3 | 0
2020 | NYISO_G-I_2_NEISO | NYISO_G-I | NEISO | Internal | Summer | B4 | 100 | 600 | 0 | 52.92 | 43.14 | 3 | 0
2020 | NYISO_G-I_2_NEISO | NYISO_G-I | NEISO | Internal | Summer | B5 | 200 | 600 | 0 | 48.95 | 34.61 | 3 | 0
2020 | NYISO_G-I_2_NEISO | NYISO_G-I | NEISO | Internal | Summer | B6 | 300 | 600 | 0 | 48.95 | 34.61 | 3 | 0
2020 | NYISO_G-I_2_NEISO | NYISO_G-I | NEISO | Internal | Summer | B7 | 400 | 600 | 0 | 38.62 | 34.61 | 3 | 0
2020 | NYISO_G-I_2_NEISO | NYISO_G-I | NEISO | Internal | Summer | B8 | 500 | 600 | 0 | 37.6 | 34.61 | 3 | 0
2020 | NYISO_G-I_2_NEISO | NYISO_G-I | NEISO | Internal | Summer | B9 | 800 | 600 | 0 | 36.87 | 34.61 | 3 | 0
2020 | NYISO_G-I_2_NEISO | NYISO_G-I | NEISO | Internal | Summer | B10 | 1262 | 600 | 0 | 36.87 | 34.61 | 3 | 0
2020 | NYISO_G-I_2_NEISO | NYISO_G-I | NEISO | Internal | Winter | B16 | 25 | 600 | 0 | 51.16 | 46.42 | 3 | 0
2020 | NYISO_G-I_2_NEISO | NYISO_G-I | NEISO | Internal | Winter | B17 | 100 | 600 | 0 | 49.42 | 46.42 | 3 | 0
2020 | NYISO_G-I_2_NEISO | NYISO_G-I | NEISO | Internal | Winter | B18 | 400 | 600 | 0 | 49.42 | 46.42 | 3 | 0
2020 | NYISO_G-I_2_NEISO | NYISO_G-I | NEISO | Internal | Winter | B19 | 700 | 600 | 0 | 49.41 | 46.42 | 3 | 0
2020 | NYISO_G-I_2_NEISO | NYISO_G-I | NEISO | Internal | Winter | B20 | 935 | 600 | 0 | 45.78 | 46.42 | 3 | 0
2020 | NYISO_G-I_2_NYISO_A-F | NYISO_G-I | NYISO_A-F | Internal | Shoulder | B11 | 25 | 2637 | 0 | 46.63 | 39.87 | 0.01 | 0
2020 | NYISO_G-I_2_NYISO_A-F | NYISO_G-I | NYISO_A-F | Internal | Shoulder | B12 | 200 | 2637 | 0 | 40.38 | 40.37 | 0.01 | 0
2020 | NYISO_G-I_2_NYISO_A-F | NYISO_G-I | NYISO_A-F | Internal | Shoulder | B13 | 600 | 2637 | 0 | 40.02 | 38.61 | 0.01 | 0
2020 | NYISO_G-I_2_NYISO_A-F | NYISO_G-I | NYISO_A-F | Internal | Shoulder | B14 | 900 | 2637 | 0 | 38.62 | 38.61 | 0.01 | 0
2020 | NYISO_G-I_2_NYISO_A-F | NYISO_G-I | NYISO_A-F | Internal | Shoulder | B15 | 1203 | 2637 | 0 | 38.62 | 38.61 | 0.01 | 0
2020 | NYISO_G-I_2_NYISO_A-F | NYISO_G-I | NYISO_A-F | Internal | Summer | B1 | 10 | 2637 | 0 | 78.05 | 51.52 | 0.01 | 0
2020 | NYISO_G-I_2_NYISO_A-F | NYISO_G-I | NYISO_A-F | Internal | Summer | B2 | 25 | 2637 | 0 | 72 | 51.52 | 0.01 | 0
2020 | NYISO_G-I_2_NYISO_A-F | NYISO_G-I | NYISO_A-F | Internal | Summer | B3 | 75 | 2637 | 0 | 52.92 | 51.52 | 0.01 | 0
2020 | NYISO_G-I_2_NYISO_A-F | NYISO_G-I | NYISO_A-F | Internal | Summer | B4 | 100 | 2637 | 0 | 52.92 | 46.14 | 0.01 | 0
2020 | NYISO_G-I_2_NYISO_A-F | NYISO_G-I | NYISO_A-F | Internal | Summer | B5 | 200 | 2637 | 0 | 48.95 | 43.78 | 0.01 | 0
2020 | NYISO_G-I_2_NYISO_A-F | NYISO_G-I | NYISO_A-F | Internal | Summer | B6 | 300 | 2637 | 0 | 48.95 | 43.19 | 0.01 | 0
2020 | NYISO_G-I_2_NYISO_A-F | NYISO_G-I | NYISO_A-F | Internal | Summer | B7 | 400 | 2637 | 0 | 38.62 | 38.61 | 0.01 | 0
2020 | NYISO_G-I_2_NYISO_A-F | NYISO_G-I | NYISO_A-F | Internal | Summer | B8 | 500 | 2637 | 0 | 37.6 | 37.59 | 0.01 | 0
2020 | NYISO_G-I_2_NYISO_A-F | NYISO_G-I | NYISO_A-F | Internal | Summer | B9 | 800 | 2637 | 0 | 36.87 | 36.86 | 0.01 | 0
2020 | NYISO_G-I_2_NYISO_A-F | NYISO_G-I | NYISO_A-F | Internal | Summer | B10 | 1262 | 2637 | 0 | 36.87 | 36.86 | 0.01 | 0
2020 | NYISO_G-I_2_NYISO_A-F | NYISO_G-I | NYISO_A-F | Internal | Winter | B16 | 25 | 2637 | 0 | 51.16 | 46.19 | 0.01 | 0
2020 | NYISO_G-I_2_NYISO_A-F | NYISO_G-I | NYISO_A-F | Internal | Winter | B17 | 100 | 2637 | 0 | 49.42 | 42.26 | 0.01 | 0
2020 | NYISO_G-I_2_NYISO_A-F | NYISO_G-I | NYISO_A-F | Internal | Winter | B18 | 400 | 2637 | 0 | 49.42 | 42.26 | 0.01 | 0
2020 | NYISO_G-I_2_NYISO_A-F | NYISO_G-I | NYISO_A-F | Internal | Winter | B19 | 700 | 2637 | 0 | 49.41 | 42.26 | 0.01 | 0
2020 | NYISO_G-I_2_NYISO_A-F | NYISO_G-I | NYISO_A-F | Internal | Winter | B20 | 935 | 2637 | 0 | 45.78 | 42.26 | 0.01 | 0
2020 | NYISO_G-I_2_NYISO_J-K | NYISO_G-I | NYISO_J-K | Internal | Shoulder | B11 | 25 | 6130 | 4597.83 | 46.63 | 46.65 | 0.01 | 0
2020 | NYISO_G-I_2_NYISO_J-K | NYISO_G-I | NYISO_J-K | Internal | Shoulder | B12 | 200 | 6130 | 4376.1 | 40.38 | 40.39 | 0.01 | 0
2020 | NYISO_G-I_2_NYISO_J-K | NYISO_G-I | NYISO_J-K | Internal | Shoulder | B13 | 600 | 6130 | 5068.96 | 40.02 | 40.03 | 0.01 | 0
2020 | NYISO_G-I_2_NYISO_J-K | NYISO_G-I | NYISO_J-K | Internal | Shoulder | B14 | 900 | 6130 | 4709.17 | 38.62 | 38.63 | 0.01 | 0
2020 | NYISO_G-I_2_NYISO_J-K | NYISO_G-I | NYISO_J-K | Internal | Shoulder | B15 | 1203 | 6130 | 3009.38 | 38.62 | 38.63 | 0.01 | 0
2020 | NYISO_G-I_2_NYISO_J-K | NYISO_G-I | NYISO_J-K | Internal | Summer | B1 | 10 | 6130 | 4211.87 | 78.05 | 78.06 | 0.01 | 0
2020 | NYISO_G-I_2_NYISO_J-K | NYISO_G-I | NYISO_J-K | Internal | Summer | B2 | 25 | 6130 | 4366.65 | 72 | 72.02 | 0.01 | 0
2020 | NYISO_G-I_2_NYISO_J-K | NYISO_G-I | NYISO_J-K | Internal | Summer | B3 | 75 | 6130 | 3656.5 | 52.92 | 52.93 | 0.01 | 0
2020 | NYISO_G-I_2_NYISO_J-K | NYISO_G-I | NYISO_J-K | Internal | Summer | B4 | 100 | 6130 | 4008.1 | 52.92 | 52.93 | 0.01 | 0
2020 | NYISO_G-I_2_NYISO_J-K | NYISO_G-I | NYISO_J-K | Internal | Summer | B5 | 200 | 6130 | 4930.95 | 48.95 | 48.96 | 0.01 | 0
2020 | NYISO_G-I_2_NYISO_J-K | NYISO_G-I | NYISO_J-K | Internal | Summer | B6 | 300 | 6130 | 5838.85 | 48.95 | 48.96 | 0.01 | 0
2020 | NYISO_G-I_2_NYISO_J-K | NYISO_G-I | NYISO_J-K | Internal | Summer | B7 | 400 | 6130 | 5299.09 | 38.62 | 38.64 | 0.01 | 0
2020 | NYISO_G-I_2_NYISO_J-K | NYISO_G-I | NYISO_J-K | Internal | Summer | B8 | 500 | 6130 | 5042.53 | 37.6 | 37.61 | 0.01 | 0
2020 | NYISO_G-I_2_NYISO_J-K | NYISO_G-I | NYISO_J-K | Internal | Summer | B9 | 800 | 6130 | 4447.84 | 36.87 | 36.88 | 0.01 | 0
2020 | NYISO_G-I_2_NYISO_J-K | NYISO_G-I | NYISO_J-K | Internal | Summer | B10 | 1262 | 6130 | 2704.93 | 36.87 | 36.88 | 0.01 | 0
2020 | NYISO_G-I_2_NYISO_J-K | NYISO_G-I | NYISO_J-K | Internal | Winter | B16 | 25 | 6130 | 6003.66 | 51.16 | 51.17 | 0.01 | 0
2020 | NYISO_G-I_2_NYISO_J-K | NYISO_G-I | NYISO_J-K | Internal | Winter | B17 | 100 | 6130 | 6099.66 | 49.42 | 49.44 | 0.01 | 0
2020 | NYISO_G-I_2_NYISO_J-K | NYISO_G-I | NYISO_J-K | Internal | Winter | B18 | 400 | 6130 | 6015.27 | 49.42 | 49.44 | 0.01 | 0
2020 | NYISO_G-I_2_NYISO_J-K | NYISO_G-I | NYISO_J-K | Internal | Winter | B19 | 700 | 6130 | 5760.1 | 49.41 | 49.42 | 0.01 | 0
2020 | NYISO_G-I_2_NYISO_J-K | NYISO_G-I | NYISO_J-K | Internal | Winter | B20 | 935 | 6130 | 5522.37 | 45.78 | 45.79 | 0.01 | 0
2020 | NYISO_G-I_2_PJM_E | NYISO_G-I | PJM_E | Internal | Shoulder | B11 | 25 | 1500 | 901.69 | 46.63 | 54.63 | 8 | 0
2020 | NYISO_G-I_2_PJM_E | NYISO_G-I | PJM_E | Internal | Shoulder | B12 | 200 | 1500 | 464.66 | 40.38 | 48.38 | 8 | 0
2020 | NYISO_G-I_2_PJM_E | NYISO_G-I | PJM_E | Internal | Shoulder | B13 | 600 | 1500 | 0 | 40.02 | 43.02 | 8 | 0
2020 | NYISO_G-I_2_PJM_E | NYISO_G-I | PJM_E | Internal | Shoulder | B14 | 900 | 1500 | 0 | 38.62 | 42.08 | 8 | 0
2020 | NYISO_G-I_2_PJM_E | NYISO_G-I | PJM_E | Internal | Shoulder | B15 | 1203 | 1500 | 0 | 38.62 | 37.66 | 8 | 0
2020 | NYISO_G-I_2_PJM_E | NYISO_G-I | PJM_E | Internal | Summer | B1 | 10 | 1500 | 0 | 78.05 | 67 | 8 | 0
2020 | NYISO_G-I_2_PJM_E | NYISO_G-I | PJM_E | Internal | Summer | B2 | 25 | 1500 | 0 | 72 | 66 | 8 | 0
2020 | NYISO_G-I_2_PJM_E | NYISO_G-I | PJM_E | Internal | Summer | B3 | 75 | 1500 | 1500 | 52.92 | 61.84 | 8 | 0.92
2020 | NYISO_G-I_2_PJM_E | NYISO_G-I | PJM_E | Internal | Summer | B4 | 100 | 1500 | 1500 | 52.92 | 61.84 | 8 | 0.92
2020 | NYISO_G-I_2_PJM_E | NYISO_G-I | PJM_E | Internal | Summer | B5 | 200 | 1500 | 713.54 | 48.95 | 56.95 | 8 | 0
2020 | NYISO_G-I_2_PJM_E | NYISO_G-I | PJM_E | Internal | Summer | B6 | 300 | 1500 | 0 | 48.95 | 51.18 | 8 | 0
2020 | NYISO_G-I_2_PJM_E | NYISO_G-I | PJM_E | Internal | Summer | B7 | 400 | 1500 | 0 | 38.62 | 42.38 | 8 | 0
2020 | NYISO_G-I_2_PJM_E | NYISO_G-I | PJM_E | Internal | Summer | B8 | 500 | 1500 | 0 | 37.6 | 38.92 | 8 | 0
2020 | NYISO_G-I_2_PJM_E | NYISO_G-I | PJM_E | Internal | Summer | B9 | 800 | 1500 | 0 | 36.87 | 37.36 | 8 | 0
2020 | NYISO_G-I_2_PJM_E | NYISO_G-I | PJM_E | Internal | Summer | B10 | 1262 | 1500 | 0 | 36.87 | 35.15 | 8 | 0
2020 | NYISO_G-I_2_PJM_E | NYISO_G-I | PJM_E | Internal | Winter | B16 | 25 | 1500 | 0 | 51.16 | 55.41 | 8 | 0
2020 | NYISO_G-I_2_PJM_E | NYISO_G-I | PJM_E | Internal | Winter | B17 | 100 | 1500 | 0 | 49.42 | 50.25 | 8 | 0
2020 | NYISO_G-I_2_PJM_E | NYISO_G-I | PJM_E | Internal | Winter | B18 | 400 | 1500 | 0 | 49.42 | 45.56 | 8 | 0
2020 | NYISO_G-I_2_PJM_E | NYISO_G-I | PJM_E | Internal | Winter | B19 | 700 | 1500 | 0 | 49.41 | 43.42 | 8 | 0
2020 | NYISO_G-I_2_PJM_E | NYISO_G-I | PJM_E | Internal | Winter | B20 | 935 | 1500 | 0 | 45.78 | 39.78 | 8 | 0
2020 | NYISO_J-K_2_NEISO | NYISO_J-K | NEISO | Internal | Shoulder | B11 | 25 | 90 | 0 | 46.65 | 37.5 | 3 | 0
2020 | NYISO_J-K_2_NEISO | NYISO_J-K | NEISO | Internal | Shoulder | B12 | 200 | 90 | 0 | 40.39 | 37.5 | 3 | 0
2020 | NYISO_J-K_2_NEISO | NYISO_J-K | NEISO | Internal | Shoulder | B13 | 600 | 90 | 0 | 40.03 | 37.5 | 3 | 0
2020 | NYISO_J-K_2_NEISO | NYISO_J-K | NEISO | Internal | Shoulder | B14 | 900 | 90 | 0 | 38.63 | 37.5 | 3 | 0
2020 | NYISO_J-K_2_NEISO | NYISO_J-K | NEISO | Internal | Shoulder | B15 | 1203 | 90 | 0 | 38.63 | 37.5 | 3 | 0
2020 | NYISO_J-K_2_NEISO | NYISO_J-K | NEISO | Internal | Summer | B1 | 10 | 90 | 0.17 | 78.06 | 81.05 | 3 | 0
2020 | NYISO_J-K_2_NEISO | NYISO_J-K | NEISO | Internal | Summer | B2 | 25 | 90 | 0 | 72.02 | 69 | 3 | 0
2020 | NYISO_J-K_2_NEISO | NYISO_J-K | NEISO | Internal | Summer | B3 | 75 | 90 | 0 | 52.93 | 49.92 | 3 | 0
2020 | NYISO_J-K_2_NEISO | NYISO_J-K | NEISO | Internal | Summer | B4 | 100 | 90 | 0 | 52.93 | 43.14 | 3 | 0
2020 | NYISO_J-K_2_NEISO | NYISO_J-K | NEISO | Internal | Summer | B5 | 200 | 90 | 0 | 48.96 | 34.61 | 3 | 0
2020 | NYISO_J-K_2_NEISO | NYISO_J-K | NEISO | Internal | Summer | B6 | 300 | 90 | 0 | 48.96 | 34.61 | 3 | 0
2020 | NYISO_J-K_2_NEISO | NYISO_J-K | NEISO | Internal | Summer | B7 | 400 | 90 | 0 | 38.64 | 34.61 | 3 | 0
2020 | NYISO_J-K_2_NEISO | NYISO_J-K | NEISO | Internal | Summer | B8 | 500 | 90 | 0 | 37.61 | 34.61 | 3 | 0
2020 | NYISO_J-K_2_NEISO | NYISO_J-K | NEISO | Internal | Summer | B9 | 800 | 90 | 0 | 36.88 | 34.61 | 3 | 0
2020 | NYISO_J-K_2_NEISO | NYISO_J-K | NEISO | Internal | Summer | B10 | 1262 | 90 | 0 | 36.88 | 34.61 | 3 | 0
2020 | NYISO_J-K_2_NEISO | NYISO_J-K | NEISO | Internal | Winter | B16 | 25 | 90 | 0 | 51.17 | 46.42 | 3 | 0
2020 | NYISO_J-K_2_NEISO | NYISO_J-K | NEISO | Internal | Winter | B17 | 100 | 90 | 0 | 49.44 | 46.42 | 3 | 0
2020 | NYISO_J-K_2_NEISO | NYISO_J-K | NEISO | Internal | Winter | B18 | 400 | 90 | 0 | 49.44 | 46.42 | 3 | 0
2020 | NYISO_J-K_2_NEISO | NYISO_J-K | NEISO | Internal | Winter | B19 | 700 | 90 | 0 | 49.42 | 46.42 | 3 | 0
2020 | NYISO_J-K_2_NEISO | NYISO_J-K | NEISO | Internal | Winter | B20 | 935 | 90 | 0 | 45.79 | 46.42 | 3 | 0
2020 | NYISO_J-K_2_NYISO_G-I | NYISO_J-K | NYISO_G-I | Internal | Shoulder | B11 | 25 | 1999 | 0.04 | 46.65 | 46.63 | 0.01 | 0
2020 | NYISO_J-K_2_NYISO_G-I | NYISO_J-K | NYISO_G-I | Internal | Shoulder | B12 | 200 | 1999 | 0 | 40.39 | 40.38 | 0.01 | 0
2020 | NYISO_J-K_2_NYISO_G-I | NYISO_J-K | NYISO_G-I | Internal | Shoulder | B13 | 600 | 1999 | 0 | 40.03 | 40.02 | 0.01 | 0
2020 | NYISO_J-K_2_NYISO_G-I | NYISO_J-K | NYISO_G-I | Internal | Shoulder | B14 | 900 | 1999 | 0 | 38.63 | 38.62 | 0.01 | 0
2020 | NYISO_J-K_2_NYISO_G-I | NYISO_J-K | NYISO_G-I | Internal | Shoulder | B15 | 1203 | 1999 | 0 | 38.63 | 38.62 | 0.01 | 0
2020 | NYISO_J-K_2_NYISO_G-I | NYISO_J-K | NYISO_G-I | Internal | Summer | B1 | 10 | 1999 | 0.1 | 78.06 | 78.05 | 0.01 | 0
2020 | NYISO_J-K_2_NYISO_G-I | NYISO_J-K | NYISO_G-I | Internal | Summer | B2 | 25 | 1999 | 0.04 | 72.02 | 72 | 0.01 | 0
2020 | NYISO_J-K_2_NYISO_G-I | NYISO_J-K | NYISO_G-I | Internal | Summer | B3 | 75 | 1999 | 0.01 | 52.93 | 52.92 | 0.01 | 0
2020 | NYISO_J-K_2_NYISO_G-I | NYISO_J-K | NYISO_G-I | Internal | Summer | B4 | 100 | 1999 | 0.01 | 52.93 | 52.92 | 0.01 | 0
2020 | NYISO_J-K_2_NYISO_G-I | NYISO_J-K | NYISO_G-I | Internal | Summer | B5 | 200 | 1999 | 0 | 48.96 | 48.95 | 0.01 | 0
2020 | NYISO_J-K_2_NYISO_G-I | NYISO_J-K | NYISO_G-I | Internal | Summer | B6 | 300 | 1999 | 0 | 48.96 | 48.95 | 0.01 | 0
2020 | NYISO_J-K_2_NYISO_G-I | NYISO_J-K | NYISO_G-I | Internal | Summer | B7 | 400 | 1999 | 0 | 38.64 | 38.62 | 0.01 | 0
2020 | NYISO_J-K_2_NYISO_G-I | NYISO_J-K | NYISO_G-I | Internal | Summer | B8 | 500 | 1999 | 0 | 37.61 | 37.6 | 0.01 | 0
2020 | NYISO_J-K_2_NYISO_G-I | NYISO_J-K | NYISO_G-I | Internal | Summer | B9 | 800 | 1999 | 0 | 36.88 | 36.87 | 0.01 | 0
2020 | NYISO_J-K_2_NYISO_G-I | NYISO_J-K | NYISO_G-I | Internal | Summer | B10 | 1262 | 1999 | 0 | 36.88 | 36.87 | 0.01 | 0
2020 | NYISO_J-K_2_NYISO_G-I | NYISO_J-K | NYISO_G-I | Internal | Winter | B16 | 25 | 1999 | 0.04 | 51.17 | 51.16 | 0.01 | 0
2020 | NYISO_J-K_2_NYISO_G-I | NYISO_J-K | NYISO_G-I | Internal | Winter | B17 | 100 | 1999 | 0 | 49.44 | 49.42 | 0.01 | 0
2020 | NYISO_J-K_2_NYISO_G-I | NYISO_J-K | NYISO_G-I | Internal | Winter | B18 | 400 | 1999 | 0 | 49.44 | 49.42 | 0.01 | 0
2020 | NYISO_J-K_2_NYISO_G-I | NYISO_J-K | NYISO_G-I | Internal | Winter | B19 | 700 | 1999 | 0 | 49.42 | 49.41 | 0.01 | 0
2020 | NYISO_J-K_2_NYISO_G-I | NYISO_J-K | NYISO_G-I | Internal | Winter | B20 | 935 | 1999 | 0 | 45.79 | 45.78 | 0.01 | 0
2020 | NYISO_J-K_2_PJM_E | NYISO_J-K | PJM_E | Internal | Shoulder | B11 | 25 | 330 | 0.08 | 46.65 | 54.63 | 8 | 0
2020 | NYISO_J-K_2_PJM_E | NYISO_J-K | PJM_E | Internal | Shoulder | B12 | 200 | 330 | 0.01 | 40.39 | 48.38 | 8 | 0
2020 | NYISO_J-K_2_PJM_E | NYISO_J-K | PJM_E | Internal | Shoulder | B13 | 600 | 330 | 0 | 40.03 | 43.02 | 8 | 0
2020 | NYISO_J-K_2_PJM_E | NYISO_J-K | PJM_E | Internal | Shoulder | B14 | 900 | 330 | 0 | 38.63 | 42.08 | 8 | 0
2020 | NYISO_J-K_2_PJM_E | NYISO_J-K | PJM_E | Internal | Shoulder | B15 | 1203 | 330 | 0 | 38.63 | 37.66 | 8 | 0
2020 | NYISO_J-K_2_PJM_E | NYISO_J-K | PJM_E | Internal | Summer | B1 | 10 | 330 | 0 | 78.06 | 67 | 8 | 0
2020 | NYISO_J-K_2_PJM_E | NYISO_J-K | PJM_E | Internal | Summer | B2 | 25 | 330 | 0 | 72.02 | 66 | 8 | 0
2020 | NYISO_J-K_2_PJM_E | NYISO_J-K | PJM_E | Internal | Summer | B3 | 75 | 330 | 330 | 52.93 | 61.84 | 8 | 0.91
2020 | NYISO_J-K_2_PJM_E | NYISO_J-K | PJM_E | Internal | Summer | B4 | 100 | 330 | 330 | 52.93 | 61.84 | 8 | 0.91
2020 | NYISO_J-K_2_PJM_E | NYISO_J-K | PJM_E | Internal | Summer | B5 | 200 | 330 | 0.01 | 48.96 | 56.95 | 8 | 0
2020 | NYISO_J-K_2_PJM_E | NYISO_J-K | PJM_E | Internal | Summer | B6 | 300 | 330 | 0 | 48.96 | 51.18 | 8 | 0
2020 | NYISO_J-K_2_PJM_E | NYISO_J-K | PJM_E | Internal | Summer | B7 | 400 | 330 | 0 | 38.64 | 42.38 | 8 | 0
2020 | NYISO_J-K_2_PJM_E | NYISO_J-K | PJM_E | Internal | Summer | B8 | 500 | 330 | 0 | 37.61 | 38.92 | 8 | 0
2020 | NYISO_J-K_2_PJM_E | NYISO_J-K | PJM_E | Internal | Summer | B9 | 800 | 330 | 0 | 36.88 | 37.36 | 8 | 0
2020 | NYISO_J-K_2_PJM_E | NYISO_J-K | PJM_E | Internal | Summer | B10 | 1262 | 330 | 0 | 36.88 | 35.15 | 8 | 0
2020 | NYISO_J-K_2_PJM_E | NYISO_J-K | PJM_E | Internal | Winter | B16 | 25 | 330 | 0 | 51.17 | 55.41 | 8 | 0
2020 | NYISO_J-K_2_PJM_E | NYISO_J-K | PJM_E | Internal | Winter | B17 | 100 | 330 | 0 | 49.44 | 50.25 | 8 | 0
2020 | NYISO_J-K_2_PJM_E | NYISO_J-K | PJM_E | Internal | Winter | B18 | 400 | 330 | 0 | 49.44 | 45.56 | 8 | 0
2020 | NYISO_J-K_2_PJM_E | NYISO_J-K | PJM_E | Internal | Winter | B19 | 700 | 330 | 0 | 49.42 | 43.42 | 8 | 0
2020 | NYISO_J-K_2_PJM_E | NYISO_J-K | PJM_E | Internal | Winter | B20 | 935 | 330 | 0 | 45.79 | 39.78 | 8 | 0
2020 | PJM_E_2_NYISO_G-I | PJM_E | NYISO_G-I | Internal | Shoulder | B11 | 25 | 500 | 0 | 54.63 | 46.63 | 6 | 0
2020 | PJM_E_2_NYISO_G-I | PJM_E | NYISO_G-I | Internal | Shoulder | B12 | 200 | 500 | 0 | 48.38 | 40.38 | 6 | 0
2020 | PJM_E_2_NYISO_G-I | PJM_E | NYISO_G-I | Internal | Shoulder | B13 | 600 | 500 | 0 | 43.02 | 40.02 | 6 | 0
2020 | PJM_E_2_NYISO_G-I | PJM_E | NYISO_G-I | Internal | Shoulder | B14 | 900 | 500 | 0 | 42.08 | 38.62 | 6 | 0
2020 | PJM_E_2_NYISO_G-I | PJM_E | NYISO_G-I | Internal | Shoulder | B15 | 1203 | 500 | 0 | 37.66 | 38.62 | 6 | 0
2020 | PJM_E_2_NYISO_G-I | PJM_E | NYISO_G-I | Internal | Summer | B1 | 10 | 500 | 500 | 67 | 78.05 | 6 | 5.05
2020 | PJM_E_2_NYISO_G-I | PJM_E | NYISO_G-I | Internal | Summer | B2 | 25 | 500 | 85.8 | 66 | 72 | 6 | 0
2020 | PJM_E_2_NYISO_G-I | PJM_E | NYISO_G-I | Internal | Summer | B3 | 75 | 500 | 0 | 61.84 | 52.92 | 6 | 0
2020 | PJM_E_2_NYISO_G-I | PJM_E | NYISO_G-I | Internal | Summer | B4 | 100 | 500 | 0 | 61.84 | 52.92 | 6 | 0
2020 | PJM_E_2_NYISO_G-I | PJM_E | NYISO_G-I | Internal | Summer | B5 | 200 | 500 | 0 | 56.95 | 48.95 | 6 | 0
2020 | PJM_E_2_NYISO_G-I | PJM_E | NYISO_G-I | Internal | Summer | B6 | 300 | 500 | 0 | 51.18 | 48.95 | 6 | 0
2020 | PJM_E_2_NYISO_G-I | PJM_E | NYISO_G-I | Internal | Summer | B7 | 400 | 500 | 0 | 42.38 | 38.62 | 6 | 0
2020 | PJM_E_2_NYISO_G-I | PJM_E | NYISO_G-I | Internal | Summer | B8 | 500 | 500 | 0 | 38.92 | 37.6 | 6 | 0
2020 | PJM_E_2_NYISO_G-I | PJM_E | NYISO_G-I | Internal | Summer | B9 | 800 | 500 | 0 | 37.36 | 36.87 | 6 | 0
2020 | PJM_E_2_NYISO_G-I | PJM_E | NYISO_G-I | Internal | Summer | B10 | 1262 | 500 | 0 | 35.15 | 36.87 | 6 | 0
2020 | PJM_E_2_NYISO_G-I | PJM_E | NYISO_G-I | Internal | Winter | B16 | 25 | 500 | 0 | 55.41 | 51.16 | 6 | 0
2020 | PJM_E_2_NYISO_G-I | PJM_E | NYISO_G-I | Internal | Winter | B17 | 100 | 500 | 0 | 50.25 | 49.42 | 6 | 0
2020 | PJM_E_2_NYISO_G-I | PJM_E | NYISO_G-I | Internal | Winter | B18 | 400 | 500 | 0 | 45.56 | 49.42 | 6 | 0
2020 | PJM_E_2_NYISO_G-I | PJM_E | NYISO_G-I | Internal | Winter | B19 | 700 | 500 | 0 | 43.42 | 49.41 | 6 | 0
2020 | PJM_E_2_NYISO_G-I | PJM_E | NYISO_G-I | Internal | Winter | B20 | 935 | 500 | 337.58 | 39.78 | 45.78 | 6 | 0
2020 | PJM_E_2_NYISO_J-K | PJM_E | NYISO_J-K | Internal | Shoulder | B11 | 25 | 330 | 0 | 54.63 | 46.65 | 6 | 0
2020 | PJM_E_2_NYISO_J-K | PJM_E | NYISO_J-K | Internal | Shoulder | B12 | 200 | 330 | 0 | 48.38 | 40.39 | 6 | 0
2020 | PJM_E_2_NYISO_J-K | PJM_E | NYISO_J-K | Internal | Shoulder | B13 | 600 | 330 | 0 | 43.02 | 40.03 | 6 | 0
2020 | PJM_E_2_NYISO_J-K | PJM_E | NYISO_J-K | Internal | Shoulder | B14 | 900 | 330 | 0 | 42.08 | 38.63 | 6 | 0
2020 | PJM_E_2_NYISO_J-K | PJM_E | NYISO_J-K | Internal | Shoulder | B15 | 1203 | 330 | 0 | 37.66 | 38.63 | 6 | 0
2020 | PJM_E_2_NYISO_J-K | PJM_E | NYISO_J-K | Internal | Summer | B1 | 10 | 330 | 330 | 67 | 78.06 | 6 | 5.07
2020 | PJM_E_2_NYISO_J-K | PJM_E | NYISO_J-K | Internal | Summer | B2 | 25 | 330 | 329.91 | 66 | 72.02 | 6 | 0.01
2020 | PJM_E_2_NYISO_J-K | PJM_E | NYISO_J-K | Internal | Summer | B3 | 75 | 330 | 0 | 61.84 | 52.93 | 6 | 0
2020 | PJM_E_2_NYISO_J-K | PJM_E | NYISO_J-K | Internal | Summer | B4 | 100 | 330 | 0 | 61.84 | 52.93 | 6 | 0
2020 | PJM_E_2_NYISO_J-K | PJM_E | NYISO_J-K | Internal | Summer | B5 | 200 | 330 | 0 | 56.95 | 48.96 | 6 | 0
2020 | PJM_E_2_NYISO_J-K | PJM_E | NYISO_J-K | Internal | Summer | B6 | 300 | 330 | 0 | 51.18 | 48.96 | 6 | 0
2020 | PJM_E_2_NYISO_J-K | PJM_E | NYISO_J-K | Internal | Summer | B7 | 400 | 330 | 0 | 42.38 | 38.64 | 6 | 0
2020 | PJM_E_2_NYISO_J-K | PJM_E | NYISO_J-K | Internal | Summer | B8 | 500 | 330 | 0 | 38.92 | 37.61 | 6 | 0
2020 | PJM_E_2_NYISO_J-K | PJM_E | NYISO_J-K | Internal | Summer | B9 | 800 | 330 | 0 | 37.36 | 36.88 | 6 | 0
2020 | PJM_E_2_NYISO_J-K | PJM_E | NYISO_J-K | Internal | Summer | B10 | 1262 | 330 | 0 | 35.15 | 36.88 | 6 | 0
2020 | PJM_E_2_NYISO_J-K | PJM_E | NYISO_J-K | Internal | Winter | B16 | 25 | 330 | 0 | 55.41 | 51.17 | 6 | 0
2020 | PJM_E_2_NYISO_J-K | PJM_E | NYISO_J-K | Internal | Winter | B17 | 100 | 330 | 0 | 50.25 | 49.44 | 6 | 0
2020 | PJM_E_2_NYISO_J-K | PJM_E | NYISO_J-K | Internal | Winter | B18 | 400 | 330 | 0 | 45.56 | 49.44 | 6 | 0
2020 | PJM_E_2_NYISO_J-K | PJM_E | NYISO_J-K | Internal | Winter | B19 | 700 | 330 | 145.29 | 43.42 | 49.42 | 6 | 0
2020 | PJM_E_2_NYISO_J-K | PJM_E | NYISO_J-K | Internal | Winter | B20 | 935 | 330 | 330 | 39.78 | 45.79 | 6 | 0.01
2020 | PJM_E_2_PJM_ROM | PJM_E | PJM_ROM | Internal | Shoulder | B11 | 25 | 8000 | 4154.17 | 54.63 | 54.65 | 0.01 | 0
2020 | PJM_E_2_PJM_ROM | PJM_E | PJM_ROM | Internal | Shoulder | B12 | 200 | 8000 | 3147.84 | 48.38 | 48.39 | 0.01 | 0
2020 | PJM_E_2_PJM_ROM | PJM_E | PJM_ROM | Internal | Shoulder | B13 | 600 | 8000 | 3382.72 | 43.02 | 43.03 | 0.01 | 0
2020 | PJM_E_2_PJM_ROM | PJM_E | PJM_ROM | Internal | Shoulder | B14 | 900 | 8000 | 1574.02 | 42.08 | 42.09 | 0.01 | 0
2020 | PJM_E_2_PJM_ROM | PJM_E | PJM_ROM | Internal | Shoulder | B15 | 1203 | 8000 | 0 | 37.66 | 37.65 | 0.01 | 0
2020 | PJM_E_2_PJM_ROM | PJM_E | PJM_ROM | Internal | Summer | B1 | 10 | 8000 | 0.1 | 67 | 66.99 | 0.01 | 0
2020 | PJM_E_2_PJM_ROM | PJM_E | PJM_ROM | Internal | Summer | B2 | 25 | 8000 | 0.04 | 66 | 65.99 | 0.01 | 0
2020 | PJM_E_2_PJM_ROM | PJM_E | PJM_ROM | Internal | Summer | B3 | 75 | 8000 | 1108.39 | 61.84 | 61.85 | 0.01 | 0
2020 | PJM_E_2_PJM_ROM | PJM_E | PJM_ROM | Internal | Summer | B4 | 100 | 8000 | 2986.86 | 61.84 | 61.85 | 0.01 | 0
2020 | PJM_E_2_PJM_ROM | PJM_E | PJM_ROM | Internal | Summer | B5 | 200 | 8000 | 429.01 | 56.95 | 56.96 | 0.01 | 0
2020 | PJM_E_2_PJM_ROM | PJM_E | PJM_ROM | Internal | Summer | B6 | 300 | 8000 | 962.78 | 51.18 | 51.19 | 0.01 | 0
2020 | PJM_E_2_PJM_ROM | PJM_E | PJM_ROM | Internal | Summer | B7 | 400 | 8000 | 2056.17 | 42.38 | 42.39 | 0.01 | 0
2020 | PJM_E_2_PJM_ROM | PJM_E | PJM_ROM | Internal | Summer | B8 | 500 | 8000 | 316.32 | 38.92 | 38.94 | 0.01 | 0
2020 | PJM_E_2_PJM_ROM | PJM_E | PJM_ROM | Internal | Summer | B9 | 800 | 8000 | 0 | 37.36 | 37.35 | 0.01 | 0
2020 | PJM_E_2_PJM_ROM | PJM_E | PJM_ROM | Internal | Summer | B10 | 1262 | 8000 | 0 | 35.15 | 35.13 | 0.01 | 0
2020 | PJM_E_2_PJM_ROM | PJM_E | PJM_ROM | Internal | Winter | B16 | 25 | 8000 | 0.04 | 55.41 | 55.39 | 0.01 | 0
2020 | PJM_E_2_PJM_ROM | PJM_E | PJM_ROM | Internal | Winter | B17 | 100 | 8000 | 205.5 | 50.25 | 50.26 | 0.01 | 0
2020 | PJM_E_2_PJM_ROM | PJM_E | PJM_ROM | Internal | Winter | B18 | 400 | 8000 | 0 | 45.56 | 45.54 | 0.01 | 0
2020 | PJM_E_2_PJM_ROM | PJM_E | PJM_ROM | Internal | Winter | B19 | 700 | 8000 | 0 | 43.42 | 43.41 | 0.01 | 0
2020 | PJM_E_2_PJM_ROM | PJM_E | PJM_ROM | Internal | Winter | B20 | 935 | 8000 | 0 | 39.78 | 39.77 | 0.01 | 0
2020 | PJM_ROR_2_MISO_IN | PJM_ROR | MISO_IN | Internal | Shoulder | B11 | 25 | 909 | 674.93 | 54.66 | 56.66 | 2 | 0
2020 | PJM_ROR_2_MISO_IN | PJM_ROR | MISO_IN | Internal | Shoulder | B12 | 200 | 909 | 0 | 48.4 | 46.43 | 2 | 0
2020 | PJM_ROR_2_MISO_IN | PJM_ROR | MISO_IN | Internal | Shoulder | B13 | 600 | 909 | 0 | 43.04 | 42.48 | 2 | 0
2020 | PJM_ROR_2_MISO_IN | PJM_ROR | MISO_IN | Internal | Shoulder | B14 | 900 | 909 | 0 | 42.08 | 40.78 | 2 | 0
2020 | PJM_ROR_2_MISO_IN | PJM_ROR | MISO_IN | Internal | Shoulder | B15 | 1203 | 909 | 0 | 37.64 | 38.59 | 2 | 0
2020 | PJM_ROR_2_MISO_IN | PJM_ROR | MISO_IN | Internal | Summer | B1 | 10 | 909 | 0 | 66.97 | 64.97 | 2 | 0
2020 | PJM_ROR_2_MISO_IN | PJM_ROR | MISO_IN | Internal | Summer | B2 | 25 | 909 | 0 | 65.98 | 64 | 2 | 0
2020 | PJM_ROR_2_MISO_IN | PJM_ROR | MISO_IN | Internal | Summer | B3 | 75 | 909 | 0 | 61.86 | 61.97 | 2 | 0
2020 | PJM_ROR_2_MISO_IN | PJM_ROR | MISO_IN | Internal | Summer | B4 | 100 | 909 | 0 | 61.86 | 60.43 | 2 | 0
2020 | PJM_ROR_2_MISO_IN | PJM_ROR | MISO_IN | Internal | Summer | B5 | 200 | 909 | 0 | 56.97 | 58.96 | 2 | 0
2020 | PJM_ROR_2_MISO_IN | PJM_ROR | MISO_IN | Internal | Summer | B6 | 300 | 909 | 0 | 51.2 | 49.21 | 2 | 0
2020 | PJM_ROR_2_MISO_IN | PJM_ROR | MISO_IN | Internal | Summer | B7 | 400 | 909 | 0 | 42.4 | 40.41 | 2 | 0
2020 | PJM_ROR_2_MISO_IN | PJM_ROR | MISO_IN | Internal | Summer | B8 | 500 | 909 | 0 | 38.92 | 38.24 | 2 | 0
2020 | PJM_ROR_2_MISO_IN | PJM_ROR | MISO_IN | Internal | Summer | B9 | 800 | 909 | 0 | 37.34 | 36.85 | 2 | 0
2020 | PJM_ROR_2_MISO_IN | PJM_ROR | MISO_IN | Internal | Summer | B10 | 1262 | 909 | 0 | 35.12 | 36.02 | 2 | 0
2020 | PJM_ROR_2_MISO_IN | PJM_ROR | MISO_IN | Internal | Winter | B16 | 25 | 909 | 0 | 55.38 | 53.41 | 2 | 0
2020 | PJM_ROR_2_MISO_IN | PJM_ROR | MISO_IN | Internal | Winter | B17 | 100 | 909 | 0 | 50.25 | 48.27 | 2 | 0
2020 | PJM_ROR_2_MISO_IN | PJM_ROR | MISO_IN | Internal | Winter | B18 | 400 | 909 | 0 | 45.53 | 43.53 | 2 | 0
2020 | PJM_ROR_2_MISO_IN | PJM_ROR | MISO_IN | Internal | Winter | B19 | 700 | 909 | 0 | 43.4 | 41.42 | 2 | 0
2020 | PJM_ROR_2_MISO_IN | PJM_ROR | MISO_IN | Internal | Winter | B20 | 935 | 909 | 0 | 39.75 | 37.92 | 2 | 0
2020 | PJM_ROR_2_MISO_MI | PJM_ROR | MISO_MI | Internal | Shoulder | B11 | 25 | 1305 | 0 | 54.66 | 53.85 | 2 | 0
2020 | PJM_ROR_2_MISO_MI | PJM_ROR | MISO_MI | Internal | Shoulder | B12 | 200 | 1305 | 0 | 48.4 | 46.41 | 2 | 0
2020 | PJM_ROR_2_MISO_MI | PJM_ROR | MISO_MI | Internal | Shoulder | B13 | 600 | 1305 | 0 | 43.04 | 42.47 | 2 | 0
2020 | PJM_ROR_2_MISO_MI | PJM_ROR | MISO_MI | Internal | Shoulder | B14 | 900 | 1305 | 0 | 42.08 | 40.77 | 2 | 0
2020 | PJM_ROR_2_MISO_MI | PJM_ROR | MISO_MI | Internal | Shoulder | B15 | 1203 | 1305 | 0 | 37.64 | 38.61 | 2 | 0
2020 | PJM_ROR_2_MISO_MI | PJM_ROR | MISO_MI | Internal | Summer | B1 | 10 | 1305 | 0 | 66.97 | 64.96 | 2 | 0
2020 | PJM_ROR_2_MISO_MI | PJM_ROR | MISO_MI | Internal | Summer | B2 | 25 | 1305 | 0 | 65.98 | 63.99 | 2 | 0
2020 | PJM_ROR_2_MISO_MI | PJM_ROR | MISO_MI | Internal | Summer | B3 | 75 | 1305 | 0 | 61.86 | 60.66 | 2 | 0
2020 | PJM_ROR_2_MISO_MI | PJM_ROR | MISO_MI | Internal | Summer | B4 | 100 | 1305 | 0 | 61.86 | 59.86 | 2 | 0
2020 | PJM_ROR_2_MISO_MI | PJM_ROR | MISO_MI | Internal | Summer | B5 | 200 | 1305 | 0 | 56.97 | 58.75 | 2 | 0
2020 | PJM_ROR_2_MISO_MI | PJM_ROR | MISO_MI | Internal | Summer | B6 | 300 | 1305 | 0 | 51.2 | 49.2 | 2 | 0
2020 | PJM_ROR_2_MISO_MI | PJM_ROR | MISO_MI | Internal | Summer | B7 | 400 | 1305 | 0 | 42.4 | 40.42 | 2 | 0
2020 | PJM_ROR_2_MISO_MI | PJM_ROR | MISO_MI | Internal | Summer | B8 | 500 | 1305 | 0 | 38.92 | 38.25 | 2 | 0
2020 | PJM_ROR_2_MISO_MI | PJM_ROR | MISO_MI | Internal | Summer | B9 | 800 | 1305 | 0 | 37.34 | 36.86 | 2 | 0
2020 | PJM_ROR_2_MISO_MI | PJM_ROR | MISO_MI | Internal | Summer | B10 | 1262 | 1305 | 0 | 35.12 | 36.03 | 2 | 0
2020 | PJM_ROR_2_MISO_MI | PJM_ROR | MISO_MI | Internal | Winter | B16 | 25 | 1305 | 0 | 55.38 | 53.38 | 2 | 0
2020 | PJM_ROR_2_MISO_MI | PJM_ROR | MISO_MI | Internal | Winter | B17 | 100 | 1305 | 0 | 50.25 | 48.26 | 2 | 0
2020 | PJM_ROR_2_MISO_MI | PJM_ROR | MISO_MI | Internal | Winter | B18 | 400 | 1305 | 0 | 45.53 | 43.53 | 2 | 0
2020 | PJM_ROR_2_MISO_MI | PJM_ROR | MISO_MI | Internal | Winter | B19 | 700 | 1305 | 0 | 43.4 | 41.43 | 2 | 0
2020 | PJM_ROR_2_MISO_MI | PJM_ROR | MISO_MI | Internal | Winter | B20 | 935 | 1305 | 0 | 39.75 | 37.93 | 2 | 0
2020 | PJM_ROR_2_MISO_MO-IL | PJM_ROR | MISO_MO-IL | Internal | Shoulder | B11 | 25 | 1111 | 1110.92 | 54.66 | 56.67 | 2 | 0.01
2020 | PJM_ROR_2_MISO_MO-IL | PJM_ROR | MISO_MO-IL | Internal | Shoulder | B12 | 200 | 1111 | 0 | 48.4 | 46.41 | 2 | 0
2020 | PJM_ROR_2_MISO_MO-IL | PJM_ROR | MISO_MO-IL | Internal | Shoulder | B13 | 600 | 1111 | 0 | 43.04 | 42.47 | 2 | 0
2020 | PJM_ROR_2_MISO_MO-IL | PJM_ROR | MISO_MO-IL | Internal | Shoulder | B14 | 900 | 1111 | 0 | 42.08 | 40.79 | 2 | 0
2020 | PJM_ROR_2_MISO_MO-IL | PJM_ROR | MISO_MO-IL | Internal | Shoulder | B15 | 1203 | 1111 | 0 | 37.64 | 38.6 | 2 | 0
2020 | PJM_ROR_2_MISO_MO-IL | PJM_ROR | MISO_MO-IL | Internal | Summer | B1 | 10 | 1111 | 0 | 66.97 | 64.99 | 2 | 0
2020 | PJM_ROR_2_MISO_MO-IL | PJM_ROR | MISO_MO-IL | Internal | Summer | B2 | 25 | 1111 | 0 | 65.98 | 63.99 | 2 | 0
2020 | PJM_ROR_2_MISO_MO-IL | PJM_ROR | MISO_MO-IL | Internal | Summer | B3 | 75 | 1111 | 0 | 61.86 | 61.99 | 2 | 0
2020 | PJM_ROR_2_MISO_MO-IL | PJM_ROR | MISO_MO-IL | Internal | Summer | B4 | 100 | 1111 | 0 | 61.86 | 60.42 | 2 | 0
2020 | PJM_ROR_2_MISO_MO-IL | PJM_ROR | MISO_MO-IL | Internal | Summer | B5 | 200 | 1111 | 12.43 | 56.97 | 58.97 | 2 | 0
2020 | PJM_ROR_2_MISO_MO-IL | PJM_ROR | MISO_MO-IL | Internal | Summer | B6 | 300 | 1111 | 0 | 51.2 | 49.23 | 2 | 0
2020 | PJM_ROR_2_MISO_MO-IL | PJM_ROR | MISO_MO-IL | Internal | Summer | B7 | 400 | 1111 | 0 | 42.4 | 40.4 | 2 | 0
2020 | PJM_ROR_2_MISO_MO-IL | PJM_ROR | MISO_MO-IL | Internal | Summer | B8 | 500 | 1111 | 0 | 38.92 | 38.24 | 2 | 0
2020 | PJM_ROR_2_MISO_MO-IL | PJM_ROR | MISO_MO-IL | Internal | Summer | B9 | 800 | 1111 | 0 | 37.34 | 36.86 | 2 | 0
2020 | PJM_ROR_2_MISO_MO-IL | PJM_ROR | MISO_MO-IL | Internal | Summer | B10 | 1262 | 1111 | 0 | 35.12 | 36 | 2 | 0
2020 | PJM_ROR_2_MISO_MO-IL | PJM_ROR | MISO_MO-IL | Internal | Winter | B16 | 25 | 1111 | 0 | 55.38 | 53.39 | 2 | 0
2020 | PJM_ROR_2_MISO_MO-IL | PJM_ROR | MISO_MO-IL | Internal | Winter | B17 | 100 | 1111 | 0 | 50.25 | 48.26 | 2 | 0
2020 | PJM_ROR_2_MISO_MO-IL | PJM_ROR | MISO_MO-IL | Internal | Winter | B18 | 400 | 1111 | 0 | 45.53 | 43.53 | 2 | 0
2020 | PJM_ROR_2_MISO_MO-IL | PJM_ROR | MISO_MO-IL | Internal | Winter | B19 | 700 | 1111 | 0 | 43.4 | 41.42 | 2 | 0
2020 | PJM_ROR_2_MISO_MO-IL | PJM_ROR | MISO_MO-IL | Internal | Winter | B20 | 935 | 1111 | 0 | 39.75 | 37.93 | 2 | 0
2020 | PJM_ROR_2_MISO_W | PJM_ROR | MISO_W | Internal | Shoulder | B11 | 25 | 10071 | 1711.32 | 54.66 | 56.66 | 2 | 0
2020 | PJM_ROR_2_MISO_W | PJM_ROR | MISO_W | Internal | Shoulder | B12 | 200 | 10071 | 0 | 48.4 | 46.4 | 2 | 0
2020 | PJM_ROR_2_MISO_W | PJM_ROR | MISO_W | Internal | Shoulder | B13 | 600 | 10071 | 0 | 43.04 | 42.46 | 2 | 0
2020 | PJM_ROR_2_MISO_W | PJM_ROR | MISO_W | Internal | Shoulder | B14 | 900 | 10071 | 0 | 42.08 | 40.81 | 2 | 0
2020 | PJM_ROR_2_MISO_W | PJM_ROR | MISO_W | Internal | Shoulder | B15 | 1203 | 10071 | 0 | 37.64 | 38.62 | 2 | 0
2020 | PJM_ROR_2_MISO_W | PJM_ROR | MISO_W | Internal | Summer | B1 | 10 | 10071 | 0 | 66.97 | 64.97 | 2 | 0
2020 | PJM_ROR_2_MISO_W | PJM_ROR | MISO_W | Internal | Summer | B2 | 25 | 10071 | 0 | 65.98 | 63.98 | 2 | 0
2020 | PJM_ROR_2_MISO_W | PJM_ROR | MISO_W | Internal | Summer | B3 | 75 | 10071 | 0 | 61.86 | 61.97 | 2 | 0
2020 | PJM_ROR_2_MISO_W | PJM_ROR | MISO_W | Internal | Summer | B4 | 100 | 10071 | 0 | 61.86 | 60.41 | 2 | 0
2020 | PJM_ROR_2_MISO_W | PJM_ROR | MISO_W | Internal | Summer | B5 | 200 | 10071 | 0 | 56.97 | 58.96 | 2 | 0
2020 | PJM_ROR_2_MISO_W | PJM_ROR | MISO_W | Internal | Summer | B6 | 300 | 10071 | 0 | 51.2 | 49.21 | 2 | 0
2020 | PJM_ROR_2_MISO_W | PJM_ROR | MISO_W | Internal | Summer | B7 | 400 | 10071 | 0 | 42.4 | 40.4 | 2 | 0
2020 | PJM_ROR_2_MISO_W | PJM_ROR | MISO_W | Internal | Summer | B8 | 500 | 10071 | 0 | 38.92 | 38.23 | 2 | 0
2020 | PJM_ROR_2_MISO_W | PJM_ROR | MISO_W | Internal | Summer | B9 | 800 | 10071 | 0 | 37.34 | 36.87 | 2 | 0
2020 | PJM_ROR_2_MISO_W | PJM_ROR | MISO_W | Internal | Summer | B10 | 1262 | 10071 | 0 | 35.12 | 35.99 | 2 | 0
2020 | PJM_ROR_2_MISO_W | PJM_ROR | MISO_W | Internal | Winter | B16 | 25 | 10071 | 0 | 55.38 | 53.38 | 2 | 0
2020 | PJM_ROR_2_MISO_W | PJM_ROR | MISO_W | Internal | Winter | B17 | 100 | 10071 | 0 | 50.25 | 48.25 | 2 | 0
2020 | PJM_ROR_2_MISO_W | PJM_ROR | MISO_W | Internal | Winter | B18 | 400 | 10071 | 0 | 45.53 | 43.54 | 2 | 0
2020 | PJM_ROR_2_MISO_W | PJM_ROR | MISO_W | Internal | Winter | B19 | 700 | 10071 | 0 | 43.4 | 41.43 | 2 | 0
2020 | PJM_ROR_2_MISO_W | PJM_ROR | MISO_W | Internal | Winter | B20 | 935 | 10071 | 0 | 39.75 | 37.93 | 2 | 0
2020 | PJM_ROR_2_MISO_WUMS | PJM_ROR | MISO_WUMS | Internal | Shoulder | B11 | 25 | 1467 | 288.27 | 54.66 | 56.66 | 2 | 0
2020 | PJM_ROR_2_MISO_WUMS | PJM_ROR | MISO_WUMS | Internal | Shoulder | B12 | 200 | 1467 | 0 | 48.4 | 46.41 | 2 | 0
2020 | PJM_ROR_2_MISO_WUMS | PJM_ROR | MISO_WUMS | Internal | Shoulder | B13 | 600 | 1467 | 0 | 43.04 | 42.47 | 2 | 0
2020 | PJM_ROR_2_MISO_WUMS | PJM_ROR | MISO_WUMS | Internal | Shoulder | B14 | 900 | 1467 | 0 | 42.08 | 40.79 | 2 | 0
2020 | PJM_ROR_2_MISO_WUMS | PJM_ROR | MISO_WUMS | Internal | Shoulder | B15 | 1203 | 1467 | 0 | 37.64 | 38.6 | 2 | 0
2020 | PJM_ROR_2_MISO_WUMS | PJM_ROR | MISO_WUMS | Internal | Summer | B1 | 10 | 1467 | 0 | 66.97 | 64.69 | 2 | 0
2020 | PJM_ROR_2_MISO_WUMS | PJM_ROR | MISO_WUMS | Internal | Summer | B2 | 25 | 1467 | 0 | 65.98 | 63.96 | 2 | 0
2020 | PJM_ROR_2_MISO_WUMS | PJM_ROR | MISO_WUMS | Internal | Summer | B3 | 75 | 1467 | 0 | 61.86 | 61.96 | 2 | 0
2020 | PJM_ROR_2_MISO_WUMS | PJM_ROR | MISO_WUMS | Internal | Summer | B4 | 100 | 1467 | 0 | 61.86 | 60.4 | 2 | 0
2020 | PJM_ROR_2_MISO_WUMS | PJM_ROR | MISO_WUMS | Internal | Summer | B5 | 200 | 1467 | 0 | 56.97 | 58.95 | 2 | 0
2020 | PJM_ROR_2_MISO_WUMS | PJM_ROR | MISO_WUMS | Internal | Summer | B6 | 300 | 1467 | 0 | 51.2 | 49.2 | 2 | 0
2020 | PJM_ROR_2_MISO_WUMS | PJM_ROR | MISO_WUMS | Internal | Summer | B7 | 400 | 1467 | 0 | 42.4 | 40.41 | 2 | 0
2020 | PJM_ROR_2_MISO_WUMS | PJM_ROR | MISO_WUMS | Internal | Summer | B8 | 500 | 1467 | 0 | 38.92 | 38.24 | 2 | 0
2020 | PJM_ROR_2_MISO_WUMS | PJM_ROR | MISO_WUMS | Internal | Summer | B9 | 800 | 1467 | 0 | 37.34 | 36.86 | 2 | 0
2020 | PJM_ROR_2_MISO_WUMS | PJM_ROR | MISO_WUMS | Internal | Summer | B10 | 1262 | 1467 | 0 | 35.12 | 36 | 2 | 0
2020 | PJM_ROR_2_MISO_WUMS | PJM_ROR | MISO_WUMS | Internal | Winter | B16 | 25 | 1467 | 0 | 55.38 | 53.38 | 2 | 0
2020 | PJM_ROR_2_MISO_WUMS | PJM_ROR | MISO_WUMS | Internal | Winter | B17 | 100 | 1467 | 0 | 50.25 | 48.25 | 2 | 0
2020 | PJM_ROR_2_MISO_WUMS | PJM_ROR | MISO_WUMS | Internal | Winter | B18 | 400 | 1467 | 0 | 45.53 | 43.53 | 2 | 0
2020 | PJM_ROR_2_MISO_WUMS | PJM_ROR | MISO_WUMS | Internal | Winter | B19 | 700 | 1467 | 0 | 43.4 | 41.42 | 2 | 0
2020 | PJM_ROR_2_MISO_WUMS | PJM_ROR | MISO_WUMS | Internal | Winter | B20 | 935 | 1467 | 0 | 39.75 | 37.95 | 2 | 0
2020 | PJM_ROR_2_PJM_ROM | PJM_ROR | PJM_ROM | Internal | Shoulder | B11 | 25 | 8000 | 0.04 | 54.66 | 54.65 | 0.01 | 0
2020 | PJM_ROR_2_PJM_ROM | PJM_ROR | PJM_ROM | Internal | Shoulder | B12 | 200 | 8000 | 0 | 48.4 | 48.39 | 0.01 | 0
2020 | PJM_ROR_2_PJM_ROM | PJM_ROR | PJM_ROM | Internal | Shoulder | B13 | 600 | 8000 | 0 | 43.04 | 43.03 | 0.01 | 0
2020 | PJM_ROR_2_PJM_ROM | PJM_ROR | PJM_ROM | Internal | Shoulder | B14 | 900 | 8000 | 0.03 | 42.08 | 42.09 | 0.01 | 0
2020 | PJM_ROR_2_PJM_ROM | PJM_ROR | PJM_ROM | Internal | Shoulder | B15 | 1203 | 8000 | 1602.03 | 37.64 | 37.65 | 0.01 | 0
2020 | PJM_ROR_2_PJM_ROM | PJM_ROR | PJM_ROM | Internal | Summer | B1 | 10 | 8000 | 2608.18 | 66.97 | 66.99 | 0.01 | 0
2020 | PJM_ROR_2_PJM_ROM | PJM_ROR | PJM_ROM | Internal | Summer | B2 | 25 | 8000 | 826.99 | 65.98 | 65.99 | 0.01 | 0
2020 | PJM_ROR_2_PJM_ROM | PJM_ROR | PJM_ROM | Internal | Summer | B3 | 75 | 8000 | 0.01 | 61.86 | 61.85 | 0.01 | 0
2020 | PJM_ROR_2_PJM_ROM | PJM_ROR | PJM_ROM | Internal | Summer | B4 | 100 | 8000 | 0.01 | 61.86 | 61.85 | 0.01 | 0
2020 | PJM_ROR_2_PJM_ROM | PJM_ROR | PJM_ROM | Internal | Summer | B5 | 200 | 8000 | 0 | 56.97 | 56.96 | 0.01 | 0
2020 | PJM_ROR_2_PJM_ROM | PJM_ROR | PJM_ROM | Internal | Summer | B6 | 300 | 8000 | 0 | 51.2 | 51.19 | 0.01 | 0
2020 | PJM_ROR_2_PJM_ROM | PJM_ROR | PJM_ROM | Internal | Summer | B7 | 400 | 8000 | 0 | 42.4 | 42.39 | 0.01 | 0
2020 | PJM_ROR_2_PJM_ROM | PJM_ROR | PJM_ROM | Internal | Summer | B8 | 500 | 8000 | 1554.93 | 38.92 | 38.94 | 0.01 | 0
2020 | PJM_ROR_2_PJM_ROM | PJM_ROR | PJM_ROM | Internal | Summer | B9 | 800 | 8000 | 3758.77 | 37.34 | 37.35 | 0.01 | 0
2020 | PJM_ROR_2_PJM_ROM | PJM_ROR | PJM_ROM | Internal | Summer | B10 | 1262 | 8000 | 5325.55 | 35.12 | 35.13 | 0.01 | 0
2020 | PJM_ROR_2_PJM_ROM | PJM_ROR | PJM_ROM | Internal | Winter | B16 | 25 | 8000 | 1045.44 | 55.38 | 55.39 | 0.01 | 0
2020 | PJM_ROR_2_PJM_ROM | PJM_ROR | PJM_ROM | Internal | Winter | B17 | 100 | 8000 | 1721.23 | 50.25 | 50.26 | 0.01 | 0
2020 | PJM_ROR_2_PJM_ROM | PJM_ROR | PJM_ROM | Internal | Winter | B18 | 400 | 8000 | 4146.17 | 45.53 | 45.54 | 0.01 | 0
2020 | PJM_ROR_2_PJM_ROM | PJM_ROR | PJM_ROM | Internal | Winter | B19 | 700 | 8000 | 5691.51 | 43.4 | 43.41 | 0.01 | 0
2020 | PJM_ROR_2_PJM_ROM | PJM_ROR | PJM_ROM | Internal | Winter | B20 | 935 | 8000 | 5442.29 | 39.75 | 39.77 | 0.01 | 0
2020 | PJM_ROR_2_TVA_Transmission | PJM_ROR | TVA_Transmission | Internal | Shoulder | B11 | 25 | 2500 | 0 | 54.66 | 59.99 | 6 | 0
2020 | PJM_ROR_2_TVA_Transmission | PJM_ROR | TVA_Transmission | Internal | Shoulder | B12 | 200 | 2500 | 0 | 48.4 | 48.04 | 6 | 0
2020 | PJM_ROR_2_TVA_Transmission | PJM_ROR | TVA_Transmission | Internal | Shoulder | B13 | 600 | 2500 | 0 | 43.04 | 45.42 | 6 | 0
2020 | PJM_ROR_2_TVA_Transmission | PJM_ROR | TVA_Transmission | Internal | Shoulder | B14 | 900 | 2500 | 0 | 42.08 | 44.35 | 6 | 0
2020 | PJM_ROR_2_TVA_Transmission | PJM_ROR | TVA_Transmission | Internal | Shoulder | B15 | 1203 | 2500 | 0 | 37.64 | 42.68 | 6 | 0
2020 | PJM_ROR_2_TVA_Transmission | PJM_ROR | TVA_Transmission | Internal | Summer | B1 | 10 | 2500 | 1000.47 | 66.97 | 72.97 | 6 | 0
2020 | PJM_ROR_2_TVA_Transmission | PJM_ROR | TVA_Transmission | Internal | Summer | B2 | 25 | 2500 | 1548.02 | 65.98 | 71.98 | 6 | 0
2020 | PJM_ROR_2_TVA_Transmission | PJM_ROR | TVA_Transmission | Internal | Summer | B3 | 75 | 2500 | 694.22 | 61.86 | 67.86 | 6 | 0
2020 | PJM_ROR_2_TVA_Transmission | PJM_ROR | TVA_Transmission | Internal | Summer | B4 | 100 | 2500 | 0 | 61.86 | 67.78 | 6 | 0
2020 | PJM_ROR_2_TVA_Transmission | PJM_ROR | TVA_Transmission | Internal | Summer | B5 | 200 | 2500 | 0 | 56.97 | 62.14 | 6 | 0
2020 | PJM_ROR_2_TVA_Transmission | PJM_ROR | TVA_Transmission | Internal | Summer | B6 | 300 | 2500 | 0 | 51.2 | 55.96 | 6 | 0
2020 | PJM_ROR_2_TVA_Transmission | PJM_ROR | TVA_Transmission | Internal | Summer | B7 | 400 | 2500 | 0 | 42.4 | 47.09 | 6 | 0
2020 | PJM_ROR_2_TVA_Transmission | PJM_ROR | TVA_Transmission | Internal | Summer | B8 | 500 | 2500 | 0 | 38.92 | 42.66 | 6 | 0
2020 | PJM_ROR_2_TVA_Transmission | PJM_ROR | TVA_Transmission | Internal | Summer | B9 | 800 | 2500 | 0 | 37.34 | 41.81 | 6 | 0
2020 | PJM_ROR_2_TVA_Transmission | PJM_ROR | TVA_Transmission | Internal | Summer | B10 | 1262 | 2500 | 0 | 35.12 | 38.55 | 6 | 0
2020 | PJM_ROR_2_TVA_Transmission | PJM_ROR | TVA_Transmission | Internal | Winter | B16 | 25 | 2500 | 0 | 55.38 | 59.46 | 6 | 0
2020 | PJM_ROR_2_TVA_Transmission | PJM_ROR | TVA_Transmission | Internal | Winter | B17 | 100 | 2500 | 0 | 50.25 | 50.54 | 6 | 0
2020 | PJM_ROR_2_TVA_Transmission | PJM_ROR | TVA_Transmission | Internal | Winter | B18 | 400 | 2500 | 0 | 45.53 | 46.75 | 6 | 0
2020 | PJM_ROR_2_TVA_Transmission | PJM_ROR | TVA_Transmission | Internal | Winter | B19 | 700 | 2500 | 0 | 43.4 | 44.95 | 6 | 0
2020 | PJM_ROR_2_TVA_Transmission | PJM_ROR | TVA_Transmission | Internal | Winter | B20 | 935 | 2500 | 0 | 39.75 | 42.84 | 6 | 0
2020 | PJM_ROR_2_VACAR | PJM_ROR | VACAR | Internal | Shoulder | B11 | 25 | 3865 | 1635.28 | 54.66 | 60.66 | 6 | 0
2020 | PJM_ROR_2_VACAR | PJM_ROR | VACAR | Internal | Shoulder | B12 | 200 | 3865 | 0 | 48.4 | 48.6 | 6 | 0
2020 | PJM_ROR_2_VACAR | PJM_ROR | VACAR | Internal | Shoulder | B13 | 600 | 3865 | 0 | 43.04 | 46.27 | 6 | 0
2020 | PJM_ROR_2_VACAR | PJM_ROR | VACAR | Internal | Shoulder | B14 | 900 | 3865 | 0 | 42.08 | 45.98 | 6 | 0
2020 | PJM_ROR_2_VACAR | PJM_ROR | VACAR | Internal | Shoulder | B15 | 1203 | 3865 | 0 | 37.64 | 42.39 | 6 | 0
2020 | PJM_ROR_2_VACAR | PJM_ROR | VACAR | Internal | Summer | B1 | 10 | 3865 | 3865 | 66.97 | 73.8 | 6 | 0.83
2020 | PJM_ROR_2_VACAR | PJM_ROR | VACAR | Internal | Summer | B2 | 25 | 3865 | 3865 | 65.98 | 73.8 | 6 | 1.82
2020 | PJM_ROR_2_VACAR | PJM_ROR | VACAR | Internal | Summer | B3 | 75 | 3865 | 3865 | 61.86 | 72.49 | 6 | 4.62
2020 | PJM_ROR_2_VACAR | PJM_ROR | VACAR | Internal | Summer | B4 | 100 | 3865 | 2241.63 | 61.86 | 67.86 | 6 | 0
2020 | PJM_ROR_2_VACAR | PJM_ROR | VACAR | Internal | Summer | B5 | 200 | 3865 | 927.88 | 56.97 | 62.97 | 6 | 0
2020 | PJM_ROR_2_VACAR | PJM_ROR | VACAR | Internal | Summer | B6 | 300 | 3865 | 1229.73 | 51.2 | 57.2 | 6 | 0
2020 | PJM_ROR_2_VACAR | PJM_ROR | VACAR | Internal | Summer | B7 | 400 | 3865 | 1530.68 | 42.4 | 48.4 | 6 | 0
2020 | PJM_ROR_2_VACAR | PJM_ROR | VACAR | Internal | Summer | B8 | 500 | 3865 | 323.27 | 38.92 | 44.92 | 6 | 0
2020 | PJM_ROR_2_VACAR | PJM_ROR | VACAR | Internal | Summer | B9 | 800 | 3865 | 0 | 37.34 | 43.31 | 6 | 0
2020 | PJM_ROR_2_VACAR | PJM_ROR | VACAR | Internal | Summer | B10 | 1262 | 3865 | 71.93 | 35.12 | 41.12 | 6 | 0
2020 | PJM_ROR_2_VACAR | PJM_ROR | VACAR | Internal | Winter | B16 | 25 | 3865 | 3865 | 55.38 | 63.38 | 6 | 2
2020 | PJM_ROR_2_VACAR | PJM_ROR | VACAR | Internal | Winter | B17 | 100 | 3865 | 0 | 50.25 | 53.21 | 6 | 0
2020 | PJM_ROR_2_VACAR | PJM_ROR | VACAR | Internal | Winter | B18 | 400 | 3865 | 0 | 45.53 | 46.46 | 6 | 0
2020 | PJM_ROR_2_VACAR | PJM_ROR | VACAR | Internal | Winter | B19 | 700 | 3865 | 0 | 43.4 | 46.27 | 6 | 0
2020 | PJM_ROR_2_VACAR | PJM_ROR | VACAR | Internal | Winter | B20 | 935 | 3865 | 1447.01 | 39.75 | 45.75 | 6 | 0
2020 | PJM_ROM_2_NYISO_A-F | PJM_ROM | NYISO_A-F | Internal | Shoulder | B11 | 25 | 2000 | 0 | 54.65 | 39.87 | 6 | 0
2020 | PJM_ROM_2_NYISO_A-F | PJM_ROM | NYISO_A-F | Internal | Shoulder | B12 | 200 | 2000 | 0 | 48.39 | 40.37 | 6 | 0
2020 | PJM_ROM_2_NYISO_A-F | PJM_ROM | NYISO_A-F | Internal | Shoulder | B13 | 600 | 2000 | 0 | 43.03 | 38.61 | 6 | 0
2020 | PJM_ROM_2_NYISO_A-F | PJM_ROM | NYISO_A-F | Internal | Shoulder | B14 | 900 | 2000 | 0 | 42.09 | 38.61 | 6 | 0
2020 | PJM_ROM_2_NYISO_A-F | PJM_ROM | NYISO_A-F | Internal | Shoulder | B15 | 1203 | 2000 | 0 | 37.65 | 38.61 | 6 | 0
2020 | PJM_ROM_2_NYISO_A-F | PJM_ROM | NYISO_A-F | Internal | Summer | B1 | 10 | 2000 | 0 | 66.99 | 51.52 | 6 | 0
2020 | PJM_ROM_2_NYISO_A-F | PJM_ROM | NYISO_A-F | Internal | Summer | B2 | 25 | 2000 | 0 | 65.99 | 51.52 | 6 | 0
2020 | PJM_ROM_2_NYISO_A-F | PJM_ROM | NYISO_A-F | Internal | Summer | B3 | 75 | 2000 | 0 | 61.85 | 51.52 | 6 | 0
2020 | PJM_ROM_2_NYISO_A-F | PJM_ROM | NYISO_A-F | Internal | Summer | B4 | 100 | 2000 | 0 | 61.85 | 46.14 | 6 | 0
2020 | PJM_ROM_2_NYISO_A-F | PJM_ROM | NYISO_A-F | Internal | Summer | B5 | 200 | 2000 | 0 | 56.96 | 43.78 | 6 | 0
2020 | PJM_ROM_2_NYISO_A-F | PJM_ROM | NYISO_A-F | Internal | Summer | B6 | 300 | 2000 | 0 | 51.19 | 43.19 | 6 | 0
2020 | PJM_ROM_2_NYISO_A-F | PJM_ROM | NYISO_A-F | Internal | Summer | B7 | 400 | 2000 | 0 | 42.39 | 38.61 | 6 | 0
2020 | PJM_ROM_2_NYISO_A-F | PJM_ROM | NYISO_A-F | Internal | Summer | B8 | 500 | 2000 | 0 | 38.94 | 37.59 | 6 | 0
2020 | PJM_ROM_2_NYISO_A-F | PJM_ROM | NYISO_A-F | Internal | Summer | B9 | 800 | 2000 | 0 | 37.35 | 36.86 | 6 | 0
2020 | PJM_ROM_2_NYISO_A-F | PJM_ROM | NYISO_A-F | Internal | Summer | B10 | 1262 | 2000 | 0 | 35.13 | 36.86 | 6 | 0
2020 | PJM_ROM_2_NYISO_A-F | PJM_ROM | NYISO_A-F | Internal | Winter | B16 | 25 | 2000 | 0 | 55.39 | 46.19 | 6 | 0
2020 | PJM_ROM_2_NYISO_A-F | PJM_ROM | NYISO_A-F | Internal | Winter | B17 | 100 | 2000 | 0 | 50.26 | 42.26 | 6 | 0
2020 | PJM_ROM_2_NYISO_A-F | PJM_ROM | NYISO_A-F | Internal | Winter | B18 | 400 | 2000 | 0 | 45.54 | 42.26 | 6 | 0
2020 | PJM_ROM_2_NYISO_A-F | PJM_ROM | NYISO_A-F | Internal | Winter | B19 | 700 | 2000 | 0 | 43.41 | 42.26 | 6 | 0
2020 | PJM_ROM_2_NYISO_A-F | PJM_ROM | NYISO_A-F | Internal | Winter | B20 | 935 | 2000 | 0 | 39.77 | 42.26 | 6 | 0
2020 | PJM_ROM_2_PJM_E | PJM_ROM | PJM_E | Internal | Shoulder | B11 | 25 | 8000 | 0.04 | 54.65 | 54.63 | 0.01 | 0
2020 | PJM_ROM_2_PJM_E | PJM_ROM | PJM_E | Internal | Shoulder | B12 | 200 | 8000 | 0 | 48.39 | 48.38 | 0.01 | 0
2020 | PJM_ROM_2_PJM_E | PJM_ROM | PJM_E | Internal | Shoulder | B13 | 600 | 8000 | 0 | 43.03 | 43.02 | 0.01 | 0
2020 | PJM_ROM_2_PJM_E | PJM_ROM | PJM_E | Internal | Shoulder | B14 | 900 | 8000 | 0 | 42.09 | 42.08 | 0.01 | 0
2020 | PJM_ROM_2_PJM_E | PJM_ROM | PJM_E | Internal | Shoulder | B15 | 1203 | 8000 | 82.08 | 37.65 | 37.66 | 0.01 | 0
2020 | PJM_ROM_2_PJM_E | PJM_ROM | PJM_E | Internal | Summer | B1 | 10 | 8000 | 2885.23 | 66.99 | 67 | 0.01 | 0
2020 | PJM_ROM_2_PJM_E | PJM_ROM | PJM_E | Internal | Summer | B2 | 25 | 8000 | 1602.18 | 65.99 | 66 | 0.01 | 0
2020 | PJM_ROM_2_PJM_E | PJM_ROM | PJM_E | Internal | Summer | B3 | 75 | 8000 | 0.01 | 61.85 | 61.84 | 0.01 | 0
2020 | PJM_ROM_2_PJM_E | PJM_ROM | PJM_E | Internal | Summer | B4 | 100 | 8000 | 0.01 | 61.85 | 61.84 | 0.01 | 0
2020 | PJM_ROM_2_PJM_E | PJM_ROM | PJM_E | Internal | Summer | B5 | 200 | 8000 | 0 | 56.96 | 56.95 | 0.01 | 0
2020 | PJM_ROM_2_PJM_E | PJM_ROM | PJM_E | Internal | Summer | B6 | 300 | 8000 | 0 | 51.19 | 51.18 | 0.01 | 0
2020 | PJM_ROM_2_PJM_E | PJM_ROM | PJM_E | Internal | Summer | B7 | 400 | 8000 | 0 | 42.39 | 42.38 | 0.01 | 0
2020 | PJM_ROM_2_PJM_E | PJM_ROM | PJM_E | Internal | Summer | B8 | 500 | 8000 | 0 | 38.94 | 38.92 | 0.01 | 0
2020 | PJM_ROM_2_PJM_E | PJM_ROM | PJM_E | Internal | Summer | B9 | 800 | 8000 | 1842.23 | 37.35 | 37.36 | 0.01 | 0
2020 | PJM_ROM_2_PJM_E | PJM_ROM | PJM_E | Internal | Summer | B10 | 1262 | 8000 | 1994.75 | 35.13 | 35.15 | 0.01 | 0
2020 | PJM_ROM_2_PJM_E | PJM_ROM | PJM_E | Internal | Winter | B16 | 25 | 8000 | 540.38 | 55.39 | 55.41 | 0.01 | 0
2020 | PJM_ROM_2_PJM_E | PJM_ROM | PJM_E | Internal | Winter | B17 | 100 | 8000 | 0.01 | 50.26 | 50.25 | 0.01 | 0
2020 | PJM_ROM_2_PJM_E | PJM_ROM | PJM_E | Internal | Winter | B18 | 400 | 8000 | 2411.39 | 45.54 | 45.56 | 0.01 | 0
2020 | PJM_ROM_2_PJM_E | PJM_ROM | PJM_E | Internal | Winter | B19 | 700 | 8000 | 2830.46 | 43.41 | 43.42 | 0.01 | 0
2020 | PJM_ROM_2_PJM_E | PJM_ROM | PJM_E | Internal | Winter | B20 | 935 | 8000 | 3720.47 | 39.77 | 39.78 | 0.01 | 0
2020 | PJM_ROM_2_PJM_ROR | PJM_ROM | PJM_ROR | Internal | Shoulder | B11 | 25 | 8000 | 4945.41 | 54.65 | 54.66 | 0.01 | 0
2020 | PJM_ROM_2_PJM_ROR | PJM_ROM | PJM_ROR | Internal | Shoulder | B12 | 200 | 8000 | 2697.63 | 48.39 | 48.4 | 0.01 | 0
2020 | PJM_ROM_2_PJM_ROR | PJM_ROM | PJM_ROR | Internal | Shoulder | B13 | 600 | 8000 | 2219.61 | 43.03 | 43.04 | 0.01 | 0
2020 | PJM_ROM_2_PJM_ROR | PJM_ROM | PJM_ROR | Internal | Shoulder | B14 | 900 | 8000 | 0 | 42.09 | 42.08 | 0.01 | 0
2020 | PJM_ROM_2_PJM_ROR | PJM_ROM | PJM_ROR | Internal | Shoulder | B15 | 1203 | 8000 | 0 | 37.65 | 37.64 | 0.01 | 0
2020 | PJM_ROM_2_PJM_ROR | PJM_ROM | PJM_ROR | Internal | Summer | B1 | 10 | 8000 | 0.1 | 66.99 | 66.97 | 0.01 | 0
2020 | PJM_ROM_2_PJM_ROR | PJM_ROM | PJM_ROR | Internal | Summer | B2 | 25 | 8000 | 0.04 | 65.99 | 65.98 | 0.01 | 0
2020 | PJM_ROM_2_PJM_ROR | PJM_ROM | PJM_ROR | Internal | Summer | B3 | 75 | 8000 | 2091.48 | 61.85 | 61.86 | 0.01 | 0
2020 | PJM_ROM_2_PJM_ROR | PJM_ROM | PJM_ROR | Internal | Summer | B4 | 100 | 8000 | 5133.03 | 61.85 | 61.86 | 0.01 | 0
2020 | PJM_ROM_2_PJM_ROR | PJM_ROM | PJM_ROR | Internal | Summer | B5 | 200 | 8000 | 3223.71 | 56.96 | 56.97 | 0.01 | 0
2020 | PJM_ROM_2_PJM_ROR | PJM_ROM | PJM_ROR | Internal | Summer | B6 | 300 | 8000 | 1204.53 | 51.19 | 51.2 | 0.01 | 0
2020 | PJM_ROM_2_PJM_ROR | PJM_ROM | PJM_ROR | Internal | Summer | B7 | 400 | 8000 | 795.87 | 42.39 | 42.4 | 0.01 | 0
2020 | PJM_ROM_2_PJM_ROR | PJM_ROM | PJM_ROR | Internal | Summer | B8 | 500 | 8000 | 0 | 38.94 | 38.92 | 0.01 | 0
2020 | PJM_ROM_2_PJM_ROR | PJM_ROM | PJM_ROR | Internal | Summer | B9 | 800 | 8000 | 0 | 37.35 | 37.34 | 0.01 | 0
2020 | PJM_ROM_2_PJM_ROR | PJM_ROM | PJM_ROR | Internal | Summer | B10 | 1262 | 8000 | 0 | 35.13 | 35.12 | 0.01 | 0
2020 | PJM_ROM_2_PJM_ROR | PJM_ROM | PJM_ROR | Internal | Winter | B16 | 25 | 8000 | 0.04 | 55.39 | 55.38 | 0.01 | 0
2020 | PJM_ROM_2_PJM_ROR | PJM_ROM | PJM_ROR | Internal | Winter | B17 | 100 | 8000 | 0.01 | 50.26 | 50.25 | 0.01 | 0
2020 | PJM_ROM_2_PJM_ROR | PJM_ROM | PJM_ROR | Internal | Winter | B18 | 400 | 8000 | 0 | 45.54 | 45.53 | 0.01 | 0
2020 | PJM_ROM_2_PJM_ROR | PJM_ROM | PJM_ROR | Internal | Winter | B19 | 700 | 8000 | 0 | 43.41 | 43.4 | 0.01 | 0
2020 | PJM_ROM_2_PJM_ROR | PJM_ROM | PJM_ROR | Internal | Winter | B20 | 935 | 8000 | 0 | 39.77 | 39.75 | 0.01 | 0
2020 | SOCO_2_FRCC | SOCO | FRCC | Internal | Shoulder | B11 | 25 | 3700 | 2242.88 | 67.66 | 77.66 | 10 | 0
2020 | SOCO_2_FRCC | SOCO | FRCC | Internal | Shoulder | B12 | 200 | 3700 | 734.29 | 44.08 | 54.08 | 10 | 0
2020 | SOCO_2_FRCC | SOCO | FRCC | Internal | Shoulder | B13 | 600 | 3700 | 0 | 43.08 | 49.53 | 10 | 0
2020 | SOCO_2_FRCC | SOCO | FRCC | Internal | Shoulder | B14 | 900 | 3700 | 0 | 43.08 | 49.52 | 10 | 0
2020 | SOCO_2_FRCC | SOCO | FRCC | Internal | Shoulder | B15 | 1203 | 3700 | 0 | 42.57 | 47.5 | 10 | 0
2020 | SOCO_2_FRCC | SOCO | FRCC | Internal | Summer | B1 | 10 | 3700 | 227.89 | 71.71 | 81.71 | 10 | 0
2020 | SOCO_2_FRCC | SOCO | FRCC | Internal | Summer | B2 | 25 | 3700 | 0 | 71.71 | 77.75 | 10 | 0
2020 | SOCO_2_FRCC | SOCO | FRCC | Internal | Summer | B3 | 75 | 3700 | 0 | 70.36 | 77.75 | 10 | 0
2020 | SOCO_2_FRCC | SOCO | FRCC | Internal | Summer | B4 | 100 | 3700 | 0 | 70.36 | 77.75 | 10 | 0
2020 | SOCO_2_FRCC | SOCO | FRCC | Internal | Summer | B5 | 200 | 3700 | 0 | 69.97 | 77.75 | 10 | 0
2020 | SOCO_2_FRCC | SOCO | FRCC | Internal | Summer | B6 | 300 | 3700 | 486.85 | 64.2 | 74.2 | 10 | 0
2020 | SOCO_2_FRCC | SOCO | FRCC | Internal | Summer | B7 | 400 | 3700 | 1544.09 | 55.4 | 65.4 | 10 | 0
2020 | SOCO_2_FRCC | SOCO | FRCC | Internal | Summer | B8 | 500 | 3700 | 1.44 | 44.07 | 54.07 | 10 | 0
2020 | SOCO_2_FRCC | SOCO | FRCC | Internal | Summer | B9 | 800 | 3700 | 0 | 42.76 | 48.76 | 10 | 0
2020 | SOCO_2_FRCC | SOCO | FRCC | Internal | Summer | B10 | 1262 | 3700 | 0 | 41.3 | 46.76 | 10 | 0
2020 | SOCO_2_FRCC | SOCO | FRCC | Internal | Winter | B16 | 25 | 3700 | 1639.34 | 64.75 | 74.75 | 10 | 0
2020 | SOCO_2_FRCC | SOCO | FRCC | Internal | Winter | B17 | 100 | 3700 | 724.49 | 46.79 | 56.79 | 10 | 0
2020 | SOCO_2_FRCC | SOCO | FRCC | Internal | Winter | B18 | 400 | 3700 | 0 | 45.18 | 51.86 | 10 | 0
2020 | SOCO_2_FRCC | SOCO | FRCC | Internal | Winter | B19 | 700 | 3700 | 0 | 45.18 | 51.26 | 10 | 0
2020 | SOCO_2_FRCC | SOCO | FRCC | Internal | Winter | B20 | 935 | 3700 | 0 | 45.18 | 49.73 | 10 | 0
2020 | SOCO_2_VACAR | SOCO | VACAR | Internal | Shoulder | B11 | 25 | 2000 | 0 | 67.66 | 60.66 | 10 | 0
2020 | SOCO_2_VACAR | SOCO | VACAR | Internal | Shoulder | B12 | 200 | 2000 | 0 | 44.08 | 48.6 | 10 | 0
2020 | SOCO_2_VACAR | SOCO | VACAR | Internal | Shoulder | B13 | 600 | 2000 | 0 | 43.08 | 46.27 | 10 | 0
2020 | SOCO_2_VACAR | SOCO | VACAR | Internal | Shoulder | B14 | 900 | 2000 | 0 | 43.08 | 45.98 | 10 | 0
2020 | SOCO_2_VACAR | SOCO | VACAR | Internal | Shoulder | B15 | 1203 | 2000 | 0 | 42.57 | 42.39 | 10 | 0
2020 | SOCO_2_VACAR | SOCO | VACAR | Internal | Summer | B1 | 10 | 2000 | 0 | 71.71 | 73.8 | 10 | 0
2020 | SOCO_2_VACAR | SOCO | VACAR | Internal | Summer | B2 | 25 | 2000 | 0 | 71.71 | 73.8 | 10 | 0
2020 | SOCO_2_VACAR | SOCO | VACAR | Internal | Summer | B3 | 75 | 2000 | 0 | 70.36 | 72.49 | 10 | 0
2020 | SOCO_2_VACAR | SOCO | VACAR | Internal | Summer | B4 | 100 | 2000 | 0 | 70.36 | 67.86 | 10 | 0
2020 | SOCO_2_VACAR | SOCO | VACAR | Internal | Summer | B5 | 200 | 2000 | 0 | 69.97 | 62.97 | 10 | 0
2020 | SOCO_2_VACAR | SOCO | VACAR | Internal | Summer | B6 | 300 | 2000 | 0 | 64.2 | 57.2 | 10 | 0
2020 | SOCO_2_VACAR | SOCO | VACAR | Internal | Summer | B7 | 400 | 2000 | 0 | 55.4 | 48.4 | 10 | 0
2020 | SOCO_2_VACAR | SOCO | VACAR | Internal | Summer | B8 | 500 | 2000 | 0 | 44.07 | 44.92 | 10 | 0
2020 | SOCO_2_VACAR | SOCO | VACAR | Internal | Summer | B9 | 800 | 2000 | 0 | 42.76 | 43.31 | 10 | 0
2020 | SOCO_2_VACAR | SOCO | VACAR | Internal | Summer | B10 | 1262 | 2000 | 0 | 41.3 | 41.12 | 10 | 0
2020 | SOCO_2_VACAR | SOCO | VACAR | Internal | Winter | B16 | 25 | 2000 | 0 | 64.75 | 63.38 | 10 | 0
2020 | SOCO_2_VACAR | SOCO | VACAR | Internal | Winter | B17 | 100 | 2000 | 0 | 46.79 | 53.21 | 10 | 0
2020 | SOCO_2_VACAR | SOCO | VACAR | Internal | Winter | B18 | 400 | 2000 | 0 | 45.18 | 46.46 | 10 | 0
2020 | SOCO_2_VACAR | SOCO | VACAR | Internal | Winter | B19 | 700 | 2000 | 0 | 45.18 | 46.27 | 10 | 0
2020 | SOCO_2_VACAR | SOCO | VACAR | Internal | Winter | B20 | 935 | 2000 | 0 | 45.18 | 45.75 | 10 | 0
2020 | SPP_N_2_ENT | SPP_N | ENT | Internal | Shoulder | B11 | 25 | 9240 | 0 | 56.67 | 59.7 | 5 | 0
2020 | SPP_N_2_ENT | SPP_N | ENT | Internal | Shoulder | B12 | 200 | 9240 | 0 | 41.41 | 42.38 | 5 | 0
2020 | SPP_N_2_ENT | SPP_N | ENT | Internal | Shoulder | B13 | 600 | 9240 | 0 | 40.62 | 42.38 | 5 | 0
2020 | SPP_N_2_ENT | SPP_N | ENT | Internal | Shoulder | B14 | 900 | 9240 | 0 | 40.5 | 42.38 | 5 | 0
2020 | SPP_N_2_ENT | SPP_N | ENT | Internal | Shoulder | B15 | 1203 | 9240 | 1234.86 | 37.04 | 42.04 | 5 | 0
2020 | SPP_N_2_ENT | SPP_N | ENT | Internal | Summer | B1 | 10 | 9240 | 0 | 64.99 | 63.88 | 5 | 0
2020 | SPP_N_2_ENT | SPP_N | ENT | Internal | Summer | B2 | 25 | 9240 | 0 | 60.82 | 63.98 | 5 | 0
2020 | SPP_N_2_ENT | SPP_N | ENT | Internal | Summer | B3 | 75 | 9240 | 0 | 60.82 | 62.36 | 5 | 0
2020 | SPP_N_2_ENT | SPP_N | ENT | Internal | Summer | B4 | 100 | 9240 | 0 | 60.42 | 62.36 | 5 | 0
2020 | SPP_N_2_ENT | SPP_N | ENT | Internal | Summer | B5 | 200 | 9240 | 0.01 | 56.89 | 61.88 | 5 | 0
2020 | SPP_N_2_ENT | SPP_N | ENT | Internal | Summer | B6 | 300 | 9240 | 0 | 56.21 | 56.2 | 5 | 0
2020 | SPP_N_2_ENT | SPP_N | ENT | Internal | Summer | B7 | 400 | 9240 | 0 | 43.45 | 47.4 | 5 | 0
2020 | SPP_N_2_ENT | SPP_N | ENT | Internal | Summer | B8 | 500 | 9240 | 0 | 39.21 | 41 | 5 | 0
2020 | SPP_N_2_ENT | SPP_N | ENT | Internal | Summer | B9 | 800 | 9240 | 0 | 38.89 | 41 | 5 | 0
2020 | SPP_N_2_ENT | SPP_N | ENT | Internal | Summer | B10 | 1262 | 9240 | 1327.38 | 34.96 | 39.96 | 5 | 0
2020 | SPP_N_2_ENT | SPP_N | ENT | Internal | Winter | B16 | 25 | 9240 | 2457.23 | 48.39 | 53.39 | 5 | 0
2020 | SPP_N_2_ENT | SPP_N | ENT | Internal | Winter | B17 | 100 | 9240 | 0 | 43.26 | 45.1 | 5 | 0
2020 | SPP_N_2_ENT | SPP_N | ENT | Internal | Winter | B18 | 400 | 9240 | 402.78 | 40.1 | 45.1 | 5 | 0
2020 | SPP_N_2_ENT | SPP_N | ENT | Internal | Winter | B19 | 700 | 9240 | 1440.38 | 39.29 | 44.29 | 5 | 0
2020 | SPP_N_2_ENT | SPP_N | ENT | Internal | Winter | B20 | 935 | 9240 | 4561.06 | 38.31 | 43.31 | 5 | 0
2020 | SPP_N_2_MISO_MO-IL | SPP_N | MISO_MO-IL | Internal | Shoulder | B11 | 25 | 2263 | 0 | 56.67 | 56.67 | 5 | 0
2020 | SPP_N_2_MISO_MO-IL | SPP_N | MISO_MO-IL | Internal | Shoulder | B12 | 200 | 2263 | 361.63 | 41.41 | 46.41 | 5 | 0
2020 | SPP_N_2_MISO_MO-IL | SPP_N | MISO_MO-IL | Internal | Shoulder | B13 | 600 | 2263 | 0 | 40.62 | 42.47 | 5 | 0
2020 | SPP_N_2_MISO_MO-IL | SPP_N | MISO_MO-IL | Internal | Shoulder | B14 | 900 | 2263 | 0 | 40.5 | 40.79 | 5 | 0
2020 | SPP_N_2_MISO_MO-IL | SPP_N | MISO_MO-IL | Internal | Shoulder | B15 | 1203 | 2263 | 0 | 37.04 | 38.6 | 5 | 0
2020 | SPP_N_2_MISO_MO-IL | SPP_N | MISO_MO-IL | Internal | Summer | B1 | 10 | 2263 | 0 | 64.99 | 64.99 | 5 | 0
2020 | SPP_N_2_MISO_MO-IL | SPP_N | MISO_MO-IL | Internal | Summer | B2 | 25 | 2263 | 0 | 60.82 | 63.99 | 5 | 0
2020 | SPP_N_2_MISO_MO-IL | SPP_N | MISO_MO-IL | Internal | Summer | B3 | 75 | 2263 | 0 | 60.82 | 61.99 | 5 | 0
2020 | SPP_N_2_MISO_MO-IL | SPP_N | MISO_MO-IL | Internal | Summer | B4 | 100 | 2263 | 0 | 60.42 | 60.42 | 5 | 0
2020 | SPP_N_2_MISO_MO-IL | SPP_N | MISO_MO-IL | Internal | Summer | B5 | 200 | 2263 | 0 | 56.89 | 58.97 | 5 | 0
2020 | SPP_N_2_MISO_MO-IL | SPP_N | MISO_MO-IL | Internal | Summer | B6 | 300 | 2263 | 0 | 56.21 | 49.23 | 5 | 0
2020 | SPP_N_2_MISO_MO-IL | SPP_N | MISO_MO-IL | Internal | Summer | B7 | 400 | 2263 | 0 | 43.45 | 40.4 | 5 | 0
2020 | SPP_N_2_MISO_MO-IL | SPP_N | MISO_MO-IL | Internal | Summer | B8 | 500 | 2263 | 0 | 39.21 | 38.24 | 5 | 0
2020 | SPP_N_2_MISO_MO-IL | SPP_N | MISO_MO-IL | Internal | Summer | B9 | 800 | 2263 | 0 | 38.89 | 36.86 | 5 | 0
2020 | SPP_N_2_MISO_MO-IL | SPP_N | MISO_MO-IL | Internal | Summer | B10 | 1262 | 2263 | 0 | 34.96 | 36 | 5 | 0
2020 | SPP_N_2_MISO_MO-IL | SPP_N | MISO_MO-IL | Internal | Winter | B16 | 25 | 2263 | 519.58 | 48.39 | 53.39 | 5 | 0
2020 | SPP_N_2_MISO_MO-IL | SPP_N | MISO_MO-IL | Internal | Winter | B17 | 100 | 2263 | 250.4 | 43.26 | 48.26 | 5 | 0
2020 | SPP_N_2_MISO_MO-IL | SPP_N | MISO_MO-IL | Internal | Winter | B18 | 400 | 2263 | 0 | 40.1 | 43.53 | 5 | 0
2020 | SPP_N_2_MISO_MO-IL | SPP_N | MISO_MO-IL | Internal | Winter | B19 | 700 | 2263 | 0 | 39.29 | 41.42 | 5 | 0
2020 | SPP_N_2_MISO_MO-IL | SPP_N | MISO_MO-IL | Internal | Winter | B20 | 935 | 2263 | 0 | 38.31 | 37.93 | 5 | 0
2020 | SPP_N_2_MISO_W | SPP_N | MISO_W | Internal | Shoulder | B11 | 25 | 750 | 0 | 56.67 | 56.66 | 5 | 0
2020 | SPP_N_2_MISO_W | SPP_N | MISO_W | Internal | Shoulder | B12 | 200 | 750 | 0.01 | 41.41 | 46.4 | 5 | 0
2020 | SPP_N_2_MISO_W | SPP_N | MISO_W | Internal | Shoulder | B13 | 600 | 750 | 0 | 40.62 | 42.46 | 5 | 0
2020 | SPP_N_2_MISO_W | SPP_N | MISO_W | Internal | Shoulder | B14 | 900 | 750 | 0 | 40.5 | 40.81 | 5 | 0
2020 | SPP_N_2_MISO_W | SPP_N | MISO_W | Internal | Shoulder | B15 | 1203 | 750 | 0 | 37.04 | 38.62 | 5 | 0
2020 | SPP_N_2_MISO_W | SPP_N | MISO_W | Internal | Summer | B1 | 10 | 750 | 0 | 64.99 | 64.97 | 5 | 0
2020 | SPP_N_2_MISO_W | SPP_N | MISO_W | Internal | Summer | B2 | 25 | 750 | 0 | 60.82 | 63.98 | 5 | 0
2020 | SPP_N_2_MISO_W | SPP_N | MISO_W | Internal | Summer | B3 | 75 | 750 | 0 | 60.82 | 61.97 | 5 | 0
2020 | SPP_N_2_MISO_W | SPP_N | MISO_W | Internal | Summer | B4 | 100 | 750 | 0 | 60.42 | 60.41 | 5 | 0
2020 | SPP_N_2_MISO_W | SPP_N | MISO_W | Internal | Summer | B5 | 200 | 750 | 0 | 56.89 | 58.96 | 5 | 0
2020 | SPP_N_2_MISO_W | SPP_N | MISO_W | Internal | Summer | B6 | 300 | 750 | 0 | 56.21 | 49.21 | 5 | 0
2020 | SPP_N_2_MISO_W | SPP_N | MISO_W | Internal | Summer | B7 | 400 | 750 | 0 | 43.45 | 40.4 | 5 | 0
2020 | SPP_N_2_MISO_W | SPP_N | MISO_W | Internal | Summer | B8 | 500 | 750 | 0 | 39.21 | 38.23 | 5 | 0
2020 | SPP_N_2_MISO_W | SPP_N | MISO_W | Internal | Summer | B9 | 800 | 750 | 0 | 38.89 | 36.87 | 5 | 0
2020 | SPP_N_2_MISO_W | SPP_N | MISO_W | Internal | Summer | B10 | 1262 | 750 | 0 | 34.96 | 35.99 | 5 | 0
2020 | SPP_N_2_MISO_W | SPP_N | MISO_W | Internal | Winter | B16 | 25 | 750 | 0.08 | 48.39 | 53.38 | 5 | 0
2020 | SPP_N_2_MISO_W | SPP_N | MISO_W | Internal | Winter | B17 | 100 | 750 | 0.02 | 43.26 | 48.25 | 5 | 0
2020 | SPP_N_2_MISO_W | SPP_N | MISO_W | Internal | Winter | B18 | 400 | 750 | 0 | 40.1 | 43.54 | 5 | 0
2020 | SPP_N_2_MISO_W | SPP_N | MISO_W | Internal | Winter | B19 | 700 | 750 | 0 | 39.29 | 41.43 | 5 | 0
2020 | SPP_N_2_MISO_W | SPP_N | MISO_W | Internal | Winter | B20 | 935 | 750 | 0 | 38.31 | 37.93 | 5 | 0
2020 | SPP_N_2_NE | SPP_N | NE | Internal | Shoulder | B11 | 25 | 11328 | 0.04 | 56.67 | 56.66 | 0.01 | 0
2020 | SPP_N_2_NE | SPP_N | NE | Internal | Shoulder | B12 | 200 | 11328 | 0 | 41.41 | 41.4 | 0.01 | 0
2020 | SPP_N_2_NE | SPP_N | NE | Internal | Shoulder | B13 | 600 | 11328 | 0 | 40.62 | 40.6 | 0.01 | 0
2020 | SPP_N_2_NE | SPP_N | NE | Internal | Shoulder | B14 | 900 | 11328 | 0 | 40.5 | 40.49 | 0.01 | 0
2020 | SPP_N_2_NE | SPP_N | NE | Internal | Shoulder | B15 | 1203 | 11328 | 0 | 37.04 | 37.03 | 0.01 | 0
2020 | SPP_N_2_NE | SPP_N | NE | Internal | Summer | B1 | 10 | 11328 | 0.1 | 64.99 | 64.97 | 0.01 | 0
2020 | SPP_N_2_NE | SPP_N | NE | Internal | Summer | B2 | 25 | 11328 | 0.04 | 60.82 | 60.81 | 0.01 | 0
2020 | SPP_N_2_NE | SPP_N | NE | Internal | Summer | B3 | 75 | 11328 | 0.01 | 60.82 | 60.81 | 0.01 | 0
2020 | SPP_N_2_NE | SPP_N | NE | Internal | Summer | B4 | 100 | 11328 | 0.01 | 60.42 | 60.41 | 0.01 | 0
2020 | SPP_N_2_NE | SPP_N | NE | Internal | Summer | B5 | 200 | 11328 | 0 | 56.89 | 56.88 | 0.01 | 0
2020 | SPP_N_2_NE | SPP_N | NE | Internal | Summer | B6 | 300 | 11328 | 0 | 56.21 | 56.2 | 0.01 | 0
2020 | SPP_N_2_NE | SPP_N | NE | Internal | Summer | B7 | 400 | 11328 | 0 | 43.45 | 43.44 | 0.01 | 0
2020 | SPP_N_2_NE | SPP_N | NE | Internal | Summer | B8 | 500 | 11328 | 0 | 39.21 | 39.2 | 0.01 | 0
2020 | SPP_N_2_NE | SPP_N | NE | Internal | Summer | B9 | 800 | 11328 | 0 | 38.89 | 38.88 | 0.01 | 0
2020 | SPP_N_2_NE | SPP_N | NE | Internal | Summer | B10 | 1262 | 11328 | 0 | 34.96 | 34.95 | 0.01 | 0
2020 | SPP_N_2_NE | SPP_N | NE | Internal | Winter | B16 | 25 | 11328 | 0.04 | 48.39 | 48.38 | 0.01 | 0
2020 | SPP_N_2_NE | SPP_N | NE | Internal | Winter | B17 | 100 | 11328 | 0.01 | 43.26 | 43.25 | 0.01 | 0
2020 | SPP_N_2_NE | SPP_N | NE | Internal | Winter | B18 | 400 | 11328 | 0 | 40.1 | 40.09 | 0.01 | 0
2020 | SPP_N_2_NE | SPP_N | NE | Internal | Winter | B19 | 700 | 11328 | 0 | 39.29 | 39.27 | 0.01 | 0
2020 | SPP_N_2_NE | SPP_N | NE | Internal | Winter | B20 | 935 | 11328 | 0 | 38.31 | 38.29 | 0.01 | 0
2020 | SPP_N_2_SPP_S | SPP_N | SPP_S | Internal | Shoulder | B11 | 25 | 5571 | 932.16 | 56.67 | 56.68 | 0.01 | 0
2020 | SPP_N_2_SPP_S | SPP_N | SPP_S | Internal | Shoulder | B12 | 200 | 5571 | 1853.66 | 41.41 | 41.43 | 0.01 | 0
2020 | SPP_N_2_SPP_S | SPP_N | SPP_S | Internal | Shoulder | B13 | 600 | 5571 | 3853.54 | 40.62 | 40.63 | 0.01 | 0
2020 | SPP_N_2_SPP_S | SPP_N | SPP_S | Internal | Shoulder | B14 | 900 | 5571 | 5150.38 | 40.5 | 40.51 | 0.01 | 0
2020 | SPP_N_2_SPP_S | SPP_N | SPP_S | Internal | Shoulder | B15 | 1203 | 5571 | 5571 | 37.04 | 37.81 | 0.01 | 0.76
2020 | SPP_N_2_SPP_S | SPP_N | SPP_S | Internal | Summer | B1 | 10 | 5571 | 0 | 64.99 | 58.88 | 0.01 | 0
2020 | SPP_N_2_SPP_S | SPP_N | SPP_S | Internal | Summer | B2 | 25 | 5571 | 0 | 60.82 | 58.98 | 0.01 | 0
2020 | SPP_N_2_SPP_S | SPP_N | SPP_S | Internal | Summer | B3 | 75 | 5571 | 0 | 60.82 | 58.88 | 0.01 | 0
2020 | SPP_N_2_SPP_S | SPP_N | SPP_S | Internal | Summer | B4 | 100 | 5571 | 0 | 60.42 | 57.36 | 0.01 | 0
2020 | SPP_N_2_SPP_S | SPP_N | SPP_S | Internal | Summer | B5 | 200 | 5571 | 0 | 56.89 | 56.88 | 0.01 | 0
2020 | SPP_N_2_SPP_S | SPP_N | SPP_S | Internal | Summer | B6 | 300 | 5571 | 2016.81 | 56.21 | 56.23 | 0.01 | 0
2020 | SPP_N_2_SPP_S | SPP_N | SPP_S | Internal | Summer | B7 | 400 | 5571 | 3328.82 | 43.45 | 43.46 | 0.01 | 0
2020 | SPP_N_2_SPP_S | SPP_N | SPP_S | Internal | Summer | B8 | 500 | 5571 | 4674.56 | 39.21 | 39.22 | 0.01 | 0
2020 | SPP_N_2_SPP_S | SPP_N | SPP_S | Internal | Summer | B9 | 800 | 5571 | 5571 | 38.89 | 39.22 | 0.01 | 0.32
2020 | SPP_N_2_SPP_S | SPP_N | SPP_S | Internal | Summer | B10 | 1262 | 5571 | 5571 | 34.96 | 39.14 | 0.01 | 4.16
2020 | SPP_N_2_SPP_S | SPP_N | SPP_S | Internal | Winter | B16 | 25 | 5571 | 228.69 | 48.39 | 48.41 | 0.01 | 0
2020 | SPP_N_2_SPP_S | SPP_N | SPP_S | Internal | Winter | B17 | 100 | 5571 | 5570.99 | 43.26 | 43.29 | 0.01 | 0.02
2020 | SPP_N_2_SPP_S | SPP_N | SPP_S | Internal | Winter | B18 | 400 | 5571 | 5571 | 40.1 | 42.8 | 0.01 | 2.69
2020 | SPP_N_2_SPP_S | SPP_N | SPP_S | Internal | Winter | B19 | 700 | 5571 | 4673.63 | 39.29 | 39.3 | 0.01 | 0
2020 | SPP_N_2_SPP_S | SPP_N | SPP_S | Internal | Winter | B20 | 935 | 5571 | 4506.61 | 38.31 | 38.32 | 0.01 | 0
2020 | SPP_S_2_ENT | SPP_S | ENT | Internal | Shoulder | B11 | 25 | 5132 | 0 | 56.68 | 59.7 | 5 | 0
2020 | SPP_S_2_ENT | SPP_S | ENT | Internal | Shoulder | B12 | 200 | 5132 | 0 | 41.43 | 42.38 | 5 | 0
2020 | SPP_S_2_ENT | SPP_S | ENT | Internal | Shoulder | B13 | 600 | 5132 | 0 | 40.63 | 42.38 | 5 | 0
2020 | SPP_S_2_ENT | SPP_S | ENT | Internal | Shoulder | B14 | 900 | 5132 | 0 | 40.51 | 42.38 | 5 | 0
2020 | SPP_S_2_ENT | SPP_S | ENT | Internal | Shoulder | B15 | 1203 | 5132 | 0 | 37.81 | 42.04 | 5 | 0
2020 | SPP_S_2_ENT | SPP_S | ENT | Internal | Summer | B1 | 10 | 5132 | 2445.13 | 58.88 | 63.88 | 5 | 0
2020 | SPP_S_2_ENT | SPP_S | ENT | Internal | Summer | B2 | 25 | 5132 | 649.53 | 58.98 | 63.98 | 5 | 0
2020 | SPP_S_2_ENT | SPP_S | ENT | Internal | Summer | B3 | 75 | 5132 | 0 | 58.88 | 62.36 | 5 | 0
2020 | SPP_S_2_ENT | SPP_S | ENT | Internal | Summer | B4 | 100 | 5132 | 192.54 | 57.36 | 62.36 | 5 | 0
2020 | SPP_S_2_ENT | SPP_S | ENT | Internal | Summer | B5 | 200 | 5132 | 609.72 | 56.88 | 61.88 | 5 | 0
2020 | SPP_S_2_ENT | SPP_S | ENT | Internal | Summer | B6 | 300 | 5132 | 0 | 56.23 | 56.2 | 5 | 0
2020 | SPP_S_2_ENT | SPP_S | ENT | Internal | Summer | B7 | 400 | 5132 | 0 | 43.46 | 47.4 | 5 | 0
2020 | SPP_S_2_ENT | SPP_S | ENT | Internal | Summer | B8 | 500 | 5132 | 0 | 39.22 | 41 | 5 | 0
2020 | SPP_S_2_ENT | SPP_S | ENT | Internal | Summer | B9 | 800 | 5132 | 0 | 39.22 | 41 | 5 | 0
2020 | SPP_S_2_ENT | SPP_S | ENT | Internal | Summer | B10 | 1262 | 5132 | 0 | 39.14 | 39.96 | 5 | 0
2020 | SPP_S_2_ENT | SPP_S | ENT | Internal | Winter | B16 | 25 | 5132 | 0.08 | 48.41 | 53.39 | 5 | 0
2020 | SPP_S_2_ENT | SPP_S | ENT | Internal | Winter | B17 | 100 | 5132 | 0 | 43.29 | 45.1 | 5 | 0
2020 | SPP_S_2_ENT | SPP_S | ENT | Internal | Winter | B18 | 400 | 5132 | 0 | 42.8 | 45.1 | 5 | 0
2020 | SPP_S_2_ENT | SPP_S | ENT | Internal | Winter | B19 | 700 | 5132 | 0 | 39.3 | 44.29 | 5 | 0
2020 | SPP_S_2_ENT | SPP_S | ENT | Internal | Winter | B20 | 935 | 5132 | 0 | 38.32 | 43.31 | 5 | 0
2020 | SPP_S_2_SPP_N | SPP_S | SPP_N | Internal | Shoulder | B11 | 25 | 2211 | 0.04 | 56.68 | 56.67 | 0.01 | 0
2020 | SPP_S_2_SPP_N | SPP_S | SPP_N | Internal | Shoulder | B12 | 200 | 2211 | 0 | 41.43 | 41.41 | 0.01 | 0
2020 | SPP_S_2_SPP_N | SPP_S | SPP_N | Internal | Shoulder | B13 | 600 | 2211 | 0 | 40.63 | 40.62 | 0.01 | 0
2020 | SPP_S_2_SPP_N | SPP_S | SPP_N | Internal | Shoulder | B14 | 900 | 2211 | 0 | 40.51 | 40.5 | 0.01 | 0
2020 | SPP_S_2_SPP_N | SPP_S | SPP_N | Internal | Shoulder | B15 | 1203 | 2211 | 0 | 37.81 | 37.04 | 0.01 | 0
2020 | SPP_S_2_SPP_N | SPP_S | SPP_N | Internal | Summer | B1 | 10 | 2211 | 2211 | 58.88 | 64.99 | 0.01 | 6.1
2020 | SPP_S_2_SPP_N | SPP_S | SPP_N | Internal | Summer | B2 | 25 | 2211 | 2211 | 58.98 | 60.82 | 0.01 | 1.83
2020 | SPP_S_2_SPP_N | SPP_S | SPP_N | Internal | Summer | B3 | 75 | 2211 | 2211 | 58.88 | 60.82 | 0.01 | 1.93
2020 | SPP_S_2_SPP_N | SPP_S | SPP_N | Internal | Summer | B4 | 100 | 2211 | 2211 | 57.36 | 60.42 | 0.01 | 3.05
2020 | SPP_S_2_SPP_N | SPP_S | SPP_N | Internal | Summer | B5 | 200 | 2211 | 1738.29 | 56.88 | 56.89 | 0.01 | 0
2020 | SPP_S_2_SPP_N | SPP_S | SPP_N | Internal | Summer | B6 | 300 | 2211 | 0 | 56.23 | 56.21 | 0.01 | 0
2020 | SPP_S_2_SPP_N | SPP_S | SPP_N | Internal | Summer | B7 | 400 | 2211 | 0 | 43.46 | 43.45 | 0.01 | 0
2020 | SPP_S_2_SPP_N | SPP_S | SPP_N | Internal | Summer | B8 | 500 | 2211 | 0 | 39.22 | 39.21 | 0.01 | 0
2020 | SPP_S_2_SPP_N | SPP_S | SPP_N | Internal | Summer | B9 | 800 | 2211 | 0 | 39.22 | 38.89 | 0.01 | 0
2020 | SPP_S_2_SPP_N | SPP_S | SPP_N | Internal | Summer | B10 | 1262 | 2211 | 0 | 39.14 | 34.96 | 0.01 | 0
2020 | SPP_S_2_SPP_N | SPP_S | SPP_N | Internal | Winter | B16 | 25 | 2211 | 0.04 | 48.41 | 48.39 | 0.01 | 0
2020 | SPP_S_2_SPP_N | SPP_S | SPP_N | Internal | Winter | B17 | 100 | 2211 | 0 | 43.29 | 43.26 | 0.01 | 0
2020 | SPP_S_2_SPP_N | SPP_S | SPP_N | Internal | Winter | B18 | 400 | 2211 | 0 | 42.8 | 40.1 | 0.01 | 0
2020 | SPP_S_2_SPP_N | SPP_S | SPP_N | Internal | Winter | B19 | 700 | 2211 | 0 | 39.3 | 39.29 | 0.01 | 0
2020 | SPP_S_2_SPP_N | SPP_S | SPP_N | Internal | Winter | B20 | 935 | 2211 | 0 | 38.32 | 38.31 | 0.01 | 0
2020 | TVA_2_ENT | TVA | ENT | Internal | Shoulder | B11 | 25 | 500 | 0 | 58.65 | 59.7 | 9 | 0
2020 | TVA_2_ENT | TVA | ENT | Internal | Shoulder | B12 | 200 | 500 | 0 | 44 | 42.38 | 9 | 0
2020 | TVA_2_ENT | TVA | ENT | Internal | Shoulder | B13 | 600 | 500 | 0 | 42.21 | 42.38 | 9 | 0
2020 | TVA_2_ENT | TVA | ENT | Internal | Shoulder | B14 | 900 | 500 | 0 | 42.21 | 42.38 | 9 | 0
2020 | TVA_2_ENT | TVA | ENT | Internal | Shoulder | B15 | 1203 | 500 | 0 | 42.21 | 42.04 | 9 | 0
2020 | TVA_2_ENT | TVA | ENT | Internal | Summer | B1 | 10 | 500 | 0 | 72.99 | 63.88 | 9 | 0
2020 | TVA_2_ENT | TVA | ENT | Internal | Summer | B2 | 25 | 500 | 0 | 71.99 | 63.98 | 9 | 0
2020 | TVA_2_ENT | TVA | ENT | Internal | Summer | B3 | 75 | 500 | 0 | 67.87 | 62.36 | 9 | 0
2020 | TVA_2_ENT | TVA | ENT | Internal | Summer | B4 | 100 | 500 | 0 | 67.72 | 62.36 | 9 | 0
2020 | TVA_2_ENT | TVA | ENT | Internal | Summer | B5 | 200 | 500 | 0 | 58.34 | 61.88 | 9 | 0
2020 | TVA_2_ENT | TVA | ENT | Internal | Summer | B6 | 300 | 500 | 397.2 | 47.2 | 56.2 | 9 | 0
2020 | TVA_2_ENT | TVA | ENT | Internal | Summer | B7 | 400 | 500 | 0 | 40.88 | 47.4 | 9 | 0
2020 | TVA_2_ENT | TVA | ENT | Internal | Summer | B8 | 500 | 500 | 0 | 40.88 | 41 | 9 | 0
2020 | TVA_2_ENT | TVA | ENT | Internal | Summer | B9 | 800 | 500 | 0 | 40.88 | 41 | 9 | 0
2020 | TVA_2_ENT | TVA | ENT | Internal | Summer | B10 | 1262 | 500 | 0 | 36.63 | 39.96 | 9 | 0
2020 | TVA_2_ENT | TVA | ENT | Internal | Winter | B16 | 25 | 500 | 0 | 58.46 | 53.39 | 9 | 0
2020 | TVA_2_ENT | TVA | ENT | Internal | Winter | B17 | 100 | 500 | 0 | 46.75 | 45.1 | 9 | 0
2020 | TVA_2_ENT | TVA | ENT | Internal | Winter | B18 | 400 | 500 | 0 | 42.06 | 45.1 | 9 | 0
2020 | TVA_2_ENT | TVA | ENT | Internal | Winter | B19 | 700 | 500 | 0 | 42.06 | 44.29 | 9 | 0
2020 | TVA_2_ENT | TVA | ENT | Internal | Winter | B20 | 935 | 500 | 0 | 42.06 | 43.31 | 9 | 0
2020 | TVA_2_MISO_MO-IL | TVA | MISO_MO-IL | Internal | Shoulder | B11 | 25 | 50 | 0 | 58.65 | 56.67 | 9 | 0
2020 | TVA_2_MISO_MO-IL | TVA | MISO_MO-IL | Internal | Shoulder | B12 | 200 | 50 | 0 | 44 | 46.41 | 9 | 0
2020 | TVA_2_MISO_MO-IL | TVA | MISO_MO-IL | Internal | Shoulder | B13 | 600 | 50 | 0 | 42.21 | 42.47 | 9 | 0
2020 | TVA_2_MISO_MO-IL | TVA | MISO_MO-IL | Internal | Shoulder | B14 | 900 | 50 | 0 | 42.21 | 40.79 | 9 | 0
2020 | TVA_2_MISO_MO-IL | TVA | MISO_MO-IL | Internal | Shoulder | B15 | 1203 | 50 | 0 | 42.21 | 38.6 | 9 | 0
2020 | TVA_2_MISO_MO-IL | TVA | MISO_MO-IL | Internal | Summer | B1 | 10 | 50 | 0 | 72.99 | 64.99 | 9 | 0
2020 | TVA_2_MISO_MO-IL | TVA | MISO_MO-IL | Internal | Summer | B2 | 25 | 50 | 0 | 71.99 | 63.99 | 9 | 0
2020 | TVA_2_MISO_MO-IL | TVA | MISO_MO-IL | Internal | Summer | B3 | 75 | 50 | 0 | 67.87 | 61.99 | 9 | 0
2020 | TVA_2_MISO_MO-IL | TVA | MISO_MO-IL | Internal | Summer | B4 | 100 | 50 | 0 | 67.72 | 60.42 | 9 | 0
2020 | TVA_2_MISO_MO-IL | TVA | MISO_MO-IL | Internal | Summer | B5 | 200 | 50 | 0 | 58.34 | 58.97 | 9 | 0
2020 | TVA_2_MISO_MO-IL | TVA | MISO_MO-IL | Internal | Summer | B6 | 300 | 50 | 0 | 47.2 | 49.23 | 9 | 0
2020 | TVA_2_MISO_MO-IL | TVA | MISO_MO-IL | Internal | Summer | B7 | 400 | 50 | 0 | 40.88 | 40.4 | 9 | 0
2020 | TVA_2_MISO_MO-IL | TVA | MISO_MO-IL | Internal | Summer | B8 | 500 | 50 | 0 | 40.88 | 38.24 | 9 | 0
2020 | TVA_2_MISO_MO-IL | TVA | MISO_MO-IL | Internal | Summer | B9 | 800 | 50 | 0 | 40.88 | 36.86 | 9 | 0
2020 | TVA_2_MISO_MO-IL | TVA | MISO_MO-IL | Internal | Summer | B10 | 1262 | 50 | 0 | 36.63 | 36 | 9 | 0
2020 | TVA_2_MISO_MO-IL | TVA | MISO_MO-IL | Internal | Winter | B16 | 25 | 50 | 0 | 58.46 | 53.39 | 9 | 0
2020 | TVA_2_MISO_MO-IL | TVA | MISO_MO-IL | Internal | Winter | B17 | 100 | 50 | 0 | 46.75 | 48.26 | 9 | 0
2020 | TVA_2_MISO_MO-IL | TVA | MISO_MO-IL | Internal | Winter | B18 | 400 | 50 | 0 | 42.06 | 43.53 | 9 | 0
2020 | TVA_2_MISO_MO-IL | TVA | MISO_MO-IL | Internal | Winter | B19 | 700 | 50 | 0 | 42.06 | 41.42 | 9 | 0
2020 | TVA_2_MISO_MO-IL | TVA | MISO_MO-IL | Internal | Winter | B20 | 935 | 50 | 0 | 42.06 | 37.93 | 9 | 0
2020 | TVA_2_NonRTO_Midwest | TVA | NonRTO_Midwest | Internal | Shoulder | B11 | 25 | 100 | 0 | 58.65 | 64.66 | 9 | 0
2020 | TVA_2_NonRTO_Midwest | TVA | NonRTO_Midwest | Internal | Shoulder | B12 | 200 | 100 | 100 | 44 | 54.43 | 9 | 1.43
2020 | TVA_2_NonRTO_Midwest | TVA | NonRTO_Midwest | Internal | Shoulder | B13 | 600 | 100 | 0 | 42.21 | 50.19 | 9 | 0
2020 | TVA_2_NonRTO_Midwest | TVA | NonRTO_Midwest | Internal | Shoulder | B14 | 900 | 100 | 0 | 42.21 | 42.79 | 9 | 0
2020 | TVA_2_NonRTO_Midwest | TVA | NonRTO_Midwest | Internal | Shoulder | B15 | 1203 | 100 | 0 | 42.21 | 35.88 | 9 | 0
2020 | TVA_2_NonRTO_Midwest | TVA | NonRTO_Midwest | Internal | Summer | B1 | 10 | 100 | 0 | 72.99 | 69.15 | 9 | 0
2020 | TVA_2_NonRTO_Midwest | TVA | NonRTO_Midwest | Internal | Summer | B2 | 25 | 100 | 0 | 71.99 | 69.15 | 9 | 0
2020 | TVA_2_NonRTO_Midwest | TVA | NonRTO_Midwest | Internal | Summer | B3 | 75 | 100 | 0 | 67.87 | 69.15 | 9 | 0
2020 | TVA_2_NonRTO_Midwest | TVA | NonRTO_Midwest | Internal | Summer | B4 | 100 | 100 | 0 | 67.72 | 68.43 | 9 | 0
2020 | TVA_2_NonRTO_Midwest | TVA | NonRTO_Midwest | Internal | Summer | B5 | 200 | 100 | 0 | 58.34 | 66.96 | 9 | 0
2020 | TVA_2_NonRTO_Midwest | TVA | NonRTO_Midwest | Internal | Summer | B6 | 300 | 100 | 100 | 47.2 | 57.21 | 9 | 1.01
2020 | TVA_2_NonRTO_Midwest | TVA | NonRTO_Midwest | Internal | Summer | B7 | 400 | 100 | 0 | 40.88 | 43.8 | 9 | 0
2020 | TVA_2_NonRTO_Midwest | TVA | NonRTO_Midwest | Internal | Summer | B8 | 500 | 100 | 0 | 40.88 | 42.79 | 9 | 0
2020 | TVA_2_NonRTO_Midwest | TVA | NonRTO_Midwest | Internal | Summer | B9 | 800 | 100 | 0 | 40.88 | 36.94 | 9 | 0
2020 | TVA_2_NonRTO_Midwest | TVA | NonRTO_Midwest | Internal | Summer | B10 | 1262 | 100 | 0 | 36.63 | 33.6 | 9 | 0
2020 | TVA_2_NonRTO_Midwest | TVA | NonRTO_Midwest | Internal | Winter | B16 | 25 | 100 | 0 | 58.46 | 61.41 | 9 | 0
2020 | TVA_2_NonRTO_Midwest | TVA | NonRTO_Midwest | Internal | Winter | B17 | 100 | 100 | 100 | 46.75 | 56.27 | 9 | 0.52
2020 | TVA_2_NonRTO_Midwest | TVA | NonRTO_Midwest | Internal | Winter | B18 | 400 | 100 | 100 | 42.06 | 51.53 | 9 | 0.47
2020 | TVA_2_NonRTO_Midwest | TVA | NonRTO_Midwest | Internal | Winter | B19 | 700 | 100 | 0 | 42.06 | 43.31 | 9 | 0
2020 | TVA_2_NonRTO_Midwest | TVA | NonRTO_Midwest | Internal | Winter | B20 | 935 | 100 | 0 | 42.06 | 35.93 | 9 | 0
2020 | TVA_2_PJM_ROR | TVA | PJM_ROR | Internal | Shoulder | B11 | 25 | 500 | 0 | 58.65 | 54.66 | 9 | 0
2020 | TVA_2_PJM_ROR | TVA | PJM_ROR | Internal | Shoulder | B12 | 200 | 500 | 0 | 44 | 48.4 | 9 | 0
2020 | TVA_2_PJM_ROR | TVA | PJM_ROR | Internal | Shoulder | B13 | 600 | 500 | 0 | 42.21 | 43.04 | 9 | 0
2020 | TVA_2_PJM_ROR | TVA | PJM_ROR | Internal | Shoulder | B14 | 900 | 500 | 0 | 42.21 | 42.08 | 9 | 0
2020 | TVA_2_PJM_ROR | TVA | PJM_ROR | Internal | Shoulder | B15 | 1203 | 500 | 0 | 42.21 | 37.64 | 9 | 0
2020 | TVA_2_PJM_ROR | TVA | PJM_ROR | Internal | Summer | B1 | 10 | 500 | 0 | 72.99 | 66.97 | 9 | 0
2020 | TVA_2_PJM_ROR | TVA | PJM_ROR | Internal | Summer | B2 | 25 | 500 | 0 | 71.99 | 65.98 | 9 | 0
2020 | TVA_2_PJM_ROR | TVA | PJM_ROR | Internal | Summer | B3 | 75 | 500 | 0 | 67.87 | 61.86 | 9 | 0
2020 | TVA_2_PJM_ROR | TVA | PJM_ROR | Internal | Summer | B4 | 100 | 500 | 0 | 67.72 | 61.86 | 9 | 0
2020 | TVA_2_PJM_ROR | TVA | PJM_ROR | Internal | Summer | B5 | 200 | 500 | 0 | 58.34 | 56.97 | 9 | 0
2020 | TVA_2_PJM_ROR | TVA | PJM_ROR | Internal | Summer | B6 | 300 | 500 | 0 | 47.2 | 51.2 | 9 | 0
2020 | TVA_2_PJM_ROR | TVA | PJM_ROR | Internal | Summer | B7 | 400 | 500 | 0 | 40.88 | 42.4 | 9 | 0
2020 | TVA_2_PJM_ROR | TVA | PJM_ROR | Internal | Summer | B8 | 500 | 500 | 0 | 40.88 | 38.92 | 9 | 0
2020 | TVA_2_PJM_ROR | TVA | PJM_ROR | Internal | Summer | B9 | 800 | 500 | 0 | 40.88 | 37.34 | 9 | 0
2020 | TVA_2_PJM_ROR | TVA | PJM_ROR | Internal | Summer | B10 | 1262 | 500 | 0 | 36.63 | 35.12 | 9 | 0
2020 | TVA_2_PJM_ROR | TVA | PJM_ROR | Internal | Winter | B16 | 25 | 500 | 0 | 58.46 | 55.38 | 9 | 0
2020 | TVA_2_PJM_ROR | TVA | PJM_ROR | Internal | Winter | B17 | 100 | 500 | 0 | 46.75 | 50.25 | 9 | 0
2020 | TVA_2_PJM_ROR | TVA | PJM_ROR | Internal | Winter | B18 | 400 | 500 | 0 | 42.06 | 45.53 | 9 | 0
2020 | TVA_2_PJM_ROR | TVA | PJM_ROR | Internal | Winter | B19 | 700 | 500 | 0 | 42.06 | 43.4 | 9 | 0
2020 | TVA_2_PJM_ROR | TVA | PJM_ROR | Internal | Winter | B20 | 935 | 500 | 0 | 42.06 | 39.75 | 9 | 0
2020 | TVA_2_SOCO | TVA | SOCO | Internal | Shoulder | B11 | 25 | 500 | 499.9 | 58.65 | 67.66 | 9 | 0.01
2020 | TVA_2_SOCO | TVA | SOCO | Internal | Shoulder | B12 | 200 | 500 | 0 | 44 | 44.08 | 9 | 0
2020 | TVA_2_SOCO | TVA | SOCO | Internal | Shoulder | B13 | 600 | 500 | 0 | 42.21 | 43.08 | 9 | 0
2020 | TVA_2_SOCO | TVA | SOCO | Internal | Shoulder | B14 | 900 | 500 | 0 | 42.21 | 43.08 | 9 | 0
2020 | TVA_2_SOCO | TVA | SOCO | Internal | Shoulder | B15 | 1203 | 500 | 0 | 42.21 | 42.57 | 9 | 0
2020 | TVA_2_SOCO | TVA | SOCO | Internal | Summer | B1 | 10 | 500 | 0 | 72.99 | 71.71 | 9 | 0
2020 | TVA_2_SOCO | TVA | SOCO | Internal | Summer | B2 | 25 | 500 | 0 | 71.99 | 71.71 | 9 | 0
2020 | TVA_2_SOCO | TVA | SOCO | Internal | Summer | B3 | 75 | 500 | 0 | 67.87 | 70.36 | 9 | 0
2020 | TVA_2_SOCO | TVA | SOCO | Internal | Summer | B4 | 100 | 500 | 0 | 67.72 | 70.36 | 9 | 0
2020 | TVA_2_SOCO | TVA | SOCO | Internal | Summer | B5 | 200 | 500 | 500 | 58.34 | 69.97 | 9 | 2.63
2020 | TVA_2_SOCO | TVA | SOCO | Internal | Summer | B6 | 300 | 500 | 500 | 47.2 | 64.2 | 9 | 8
2020 | TVA_2_SOCO | TVA | SOCO | Internal | Summer | B7 | 400 | 500 | 500 | 40.88 | 55.4 | 9 | 5.52
2020 | TVA_2_SOCO | TVA | SOCO | Internal | Summer | B8 | 500 | 500 | 0 | 40.88 | 44.07 | 9 | 0
2020 | TVA_2_SOCO | TVA | SOCO | Internal | Summer | B9 | 800 | 500 | 0 | 40.88 | 42.76 | 9 | 0
2020 | TVA_2_SOCO | TVA | SOCO | Internal | Summer | B10 | 1262 | 500 | 0 | 36.63 | 41.3 | 9 | 0
2020 | TVA_2_SOCO | TVA | SOCO | Internal | Winter | B16 | 25 | 500 | 0 | 58.46 | 64.75 | 9 | 0
2020 | TVA_2_SOCO | TVA | SOCO | Internal | Winter | B17 | 100 | 500 | 0 | 46.75 | 46.79 | 9 | 0
2020 | TVA_2_SOCO | TVA | SOCO | Internal | Winter | B18 | 400 | 500 | 0 | 42.06 | 45.18 | 9 | 0
2020 | TVA_2_SOCO | TVA | SOCO | Internal | Winter | B19 | 700 | 500 | 0 | 42.06 | 45.18 | 9 | 0
2020 | TVA_2_SOCO | TVA | SOCO | Internal | Winter | B20 | 935 | 500 | 0 | 42.06 | 45.18 | 9 | 0
2020 | TVA_2_VACAR | TVA | VACAR | Internal | Shoulder | B11 | 25 | 150 | 0 | 58.65 | 60.66 | 9 | 0
2020 | TVA_2_VACAR | TVA | VACAR | Internal | Shoulder | B12 | 200 | 150 | 0 | 44 | 48.6 | 9 | 0
2020 | TVA_2_VACAR | TVA | VACAR | Internal | Shoulder | B13 | 600 | 150 | 0 | 42.21 | 46.27 | 9 | 0
2020 | TVA_2_VACAR | TVA | VACAR | Internal | Shoulder | B14 | 900 | 150 | 0 | 42.21 | 45.98 | 9 | 0
2020 | TVA_2_VACAR | TVA | VACAR | Internal | Shoulder | B15 | 1203 | 150 | 0 | 42.21 | 42.39 | 9 | 0
2020 | TVA_2_VACAR | TVA | VACAR | Internal | Summer | B1 | 10 | 150 | 0 | 72.99 | 73.8 | 9 | 0
2020 | TVA_2_VACAR | TVA | VACAR | Internal | Summer | B2 | 25 | 150 | 0 | 71.99 | 73.8 | 9 | 0
2020 | TVA_2_VACAR | TVA | VACAR | Internal | Summer | B3 | 75 | 150 | 0 | 67.87 | 72.49 | 9 | 0
2020 | TVA_2_VACAR | TVA | VACAR | Internal | Summer | B4 | 100 | 150 | 0 | 67.72 | 67.86 | 9 | 0
2020 | TVA_2_VACAR | TVA | VACAR | Internal | Summer | B5 | 200 | 150 | 0 | 58.34 | 62.97 | 9 | 0
2020 | TVA_2_VACAR | TVA | VACAR | Internal | Summer | B6 | 300 | 150 | 150 | 47.2 | 57.2 | 9 | 1
2020 | TVA_2_VACAR | TVA | VACAR | Internal | Summer | B7 | 400 | 150 | 0 | 40.88 | 48.4 | 9 | 0
2020 | TVA_2_VACAR | TVA | VACAR | Internal | Summer | B8 | 500 | 150 | 0 | 40.88 | 44.92 | 9 | 0
2020 | TVA_2_VACAR | TVA | VACAR | Internal | Summer | B9 | 800 | 150 | 0 | 40.88 | 43.31 | 9 | 0
2020 | TVA_2_VACAR | TVA | VACAR | Internal | Summer | B10 | 1262 | 150 | 0 | 36.63 | 41.12 | 9 | 0
2020 | TVA_2_VACAR | TVA | VACAR | Internal | Winter | B16 | 25 | 150 | 0 | 58.46 | 63.38 | 9 | 0
2020 | TVA_2_VACAR | TVA | VACAR | Internal | Winter | B17 | 100 | 150 | 0 | 46.75 | 53.21 | 9 | 0
2020 | TVA_2_VACAR | TVA | VACAR | Internal | Winter | B18 | 400 | 150 | 0 | 42.06 | 46.46 | 9 | 0
2020 | TVA_2_VACAR | TVA | VACAR | Internal | Winter | B19 | 700 | 150 | 0 | 42.06 | 46.27 | 9 | 0
2020 | TVA_2_VACAR | TVA | VACAR | Internal | Winter | B20 | 935 | 150 | 0 | 42.06 | 45.75 | 9 | 0
2020 | TVA_Transmission_2_NonRTO_Midwest | TVA_Transmission | NonRTO_Midwest | Internal | Shoulder | B11 | 25 | 700 | 0 | 59.99 | 64.66 | 9 | 0
2020 | TVA_Transmission_2_NonRTO_Midwest | TVA_Transmission | NonRTO_Midwest | Internal | Shoulder | B12 | 200 | 700 | 0 | 48.04 | 54.43 | 9 | 0
2020 | TVA_Transmission_2_NonRTO_Midwest | TVA_Transmission | NonRTO_Midwest | Internal | Shoulder | B13 | 600 | 700 | 0 | 45.42 | 50.19 | 9 | 0
2020 | TVA_Transmission_2_NonRTO_Midwest | TVA_Transmission | NonRTO_Midwest | Internal | Shoulder | B14 | 900 | 700 | 0 | 44.35 | 42.79 | 9 | 0
2020 | TVA_Transmission_2_NonRTO_Midwest | TVA_Transmission | NonRTO_Midwest | Internal | Shoulder | B15 | 1203 | 700 | 0 | 42.68 | 35.88 | 9 | 0
2020 | TVA_Transmission_2_NonRTO_Midwest | TVA_Transmission | NonRTO_Midwest | Internal | Summer | B1 | 10 | 700 | 0 | 72.97 | 69.15 | 9 | 0
2020 | TVA_Transmission_2_NonRTO_Midwest | TVA_Transmission | NonRTO_Midwest | Internal | Summer | B2 | 25 | 700 | 0 | 71.98 | 69.15 | 9 | 0
2020 | TVA_Transmission_2_NonRTO_Midwest | TVA_Transmission | NonRTO_Midwest | Internal | Summer | B3 | 75 | 700 | 0 | 67.86 | 69.15 | 9 | 0
2020 | TVA_Transmission_2_NonRTO_Midwest | TVA_Transmission | NonRTO_Midwest | Internal | Summer | B4 | 100 | 700 | 0 | 67.78 | 68.43 | 9 | 0
2020 | TVA_Transmission_2_NonRTO_Midwest | TVA_Transmission | NonRTO_Midwest | Internal | Summer | B5 | 200 | 700 | 0 | 62.14 | 66.96 | 9 | 0
2020 | TVA_Transmission_2_NonRTO_Midwest | TVA_Transmission | NonRTO_Midwest | Internal | Summer | B6 | 300 | 700 | 0 | 55.96 | 57.21 | 9 | 0
2020 | TVA_Transmission_2_NonRTO_Midwest | TVA_Transmission | NonRTO_Midwest | Internal | Summer | B7 | 400 | 700 | 0 | 47.09 | 43.8 | 9 | 0
2020 | TVA_Transmission_2_NonRTO_Midwest | TVA_Transmission | NonRTO_Midwest | Internal | Summer | B8 | 500 | 700 | 0 | 42.66 | 42.79 | 9 | 0
2020 | TVA_Transmission_2_NonRTO_Midwest | TVA_Transmission | NonRTO_Midwest | Internal | Summer | B9 | 800 | 700 | 0 | 41.81 | 36.94 | 9 | 0
2020 | TVA_Transmission_2_NonRTO_Midwest | TVA_Transmission | NonRTO_Midwest | Internal | Summer | B10 | 1262 | 700 | 0 | 38.55 | 33.6 | 9 | 0
2020 | TVA_Transmission_2_NonRTO_Midwest | TVA_Transmission | NonRTO_Midwest | Internal | Winter | B16 | 25 | 700 | 0 | 59.46 | 61.41 | 9 | 0
2020 | TVA_Transmission_2_NonRTO_Midwest | TVA_Transmission | NonRTO_Midwest | Internal | Winter | B17 | 100 | 700 | 0 | 50.54 | 56.27 | 9 | 0
2020 | TVA_Transmission_2_NonRTO_Midwest | TVA_Transmission | NonRTO_Midwest | Internal | Winter | B18 | 400 | 700 | 0 | 46.75 | 51.53 | 9 | 0
2020 | TVA_Transmission_2_NonRTO_Midwest | TVA_Transmission | NonRTO_Midwest | Internal | Winter | B19 | 700 | 700 | 0 | 44.95 | 43.31 | 9 | 0
2020 | TVA_Transmission_2_NonRTO_Midwest | TVA_Transmission | NonRTO_Midwest | Internal | Winter | B20 | 935 | 700 | 0 | 42.84 | 35.93 | 9 | 0
2020 | TVA_Transmission_2_SOCO | TVA_Transmission | SOCO | Internal | Shoulder | B11 | 25 | 3200 | 0 | 59.99 | 67.66 | 9 | 0
2020 | TVA_Transmission_2_SOCO | TVA_Transmission | SOCO | Internal | Shoulder | B12 | 200 | 3200 | 0 | 48.04 | 44.08 | 9 | 0
2020 | TVA_Transmission_2_SOCO | TVA_Transmission | SOCO | Internal | Shoulder | B13 | 600 | 3200 | 0 | 45.42 | 43.08 | 9 | 0
2020 | TVA_Transmission_2_SOCO | TVA_Transmission | SOCO | Internal | Shoulder | B14 | 900 | 3200 | 0 | 44.35 | 43.08 | 9 | 0
2020 | TVA_Transmission_2_SOCO | TVA_Transmission | SOCO | Internal | Shoulder | B15 | 1203 | 3200 | 0 | 42.68 | 42.57 | 9 | 0
2020 | TVA_Transmission_2_SOCO | TVA_Transmission | SOCO | Internal | Summer | B1 | 10 | 3200 | 0 | 72.97 | 71.71 | 9 | 0
2020 | TVA_Transmission_2_SOCO | TVA_Transmission | SOCO | Internal | Summer | B2 | 25 | 3200 | 0 | 71.98 | 71.71 | 9 | 0
2020 | TVA_Transmission_2_SOCO | TVA_Transmission | SOCO | Internal | Summer | B3 | 75 | 3200 | 0 | 67.86 | 70.36 | 9 | 0
2020 | TVA_Transmission_2_SOCO | TVA_Transmission | SOCO | Internal | Summer | B4 | 100 | 3200 | 0 | 67.78 | 70.36 | 9 | 0
2020 | TVA_Transmission_2_SOCO | TVA_Transmission | SOCO | Internal | Summer | B5 | 200 | 3200 | 0 | 62.14 | 69.97 | 9 | 0
2020 | TVA_Transmission_2_SOCO | TVA_Transmission | SOCO | Internal | Summer | B6 | 300 | 3200 | 0 | 55.96 | 64.2 | 9 | 0
2020 | TVA_Transmission_2_SOCO | TVA_Transmission | SOCO | Internal | Summer | B7 | 400 | 3200 | 0 | 47.09 | 55.4 | 9 | 0
2020 | TVA_Transmission_2_SOCO | TVA_Transmission | SOCO | Internal | Summer | B8 | 500 | 3200 | 0 | 42.66 | 44.07 | 9 | 0
2020 | TVA_Transmission_2_SOCO | TVA_Transmission | SOCO | Internal | Summer | B9 | 800 | 3200 | 0 | 41.81 | 42.76 | 9 | 0
2020 | TVA_Transmission_2_SOCO | TVA_Transmission | SOCO | Internal | Summer | B10 | 1262 | 3200 | 0 | 38.55 | 41.3 | 9 | 0
2020 | TVA_Transmission_2_SOCO | TVA_Transmission | SOCO | Internal | Winter | B16 | 25 | 3200 | 0 | 59.46 | 64.75 | 9 | 0
2020 | TVA_Transmission_2_SOCO | TVA_Transmission | SOCO | Internal | Winter | B17 | 100 | 3200 | 0 | 50.54 | 46.79 | 9 | 0
2020 | TVA_Transmission_2_SOCO | TVA_Transmission | SOCO | Internal | Winter | B18 | 400 | 3200 | 0 | 46.75 | 45.18 | 9 | 0
2020 | TVA_Transmission_2_SOCO | TVA_Transmission | SOCO | Internal | Winter | B19 | 700 | 3200 | 0 | 44.95 | 45.18 | 9 | 0
2020 | TVA_Transmission_2_SOCO | TVA_Transmission | SOCO | Internal | Winter | B20 | 935 | 3200 | 0 | 42.84 | 45.18 | 9 | 0
2020 | TVA_Transmission_2_TVA | TVA_Transmission | TVA | Internal | Shoulder | B11 | 25 | 99999 | 0 | 59.99 | 58.65 | 0.01 | 0
2020 | TVA_Transmission_2_TVA | TVA_Transmission | TVA | Internal | Shoulder | B12 | 200 | 99999 | 0 | 48.04 | 44 | 0.01 | 0
2020 | TVA_Transmission_2_TVA | TVA_Transmission | TVA | Internal | Shoulder | B13 | 600 | 99999 | 0 | 45.42 | 42.21 | 0.01 | 0
2020 | TVA_Transmission_2_TVA | TVA_Transmission | TVA | Internal | Shoulder | B14 | 900 | 99999 | 0 | 44.35 | 42.21 | 0.01 | 0
2020 | TVA_Transmission_2_TVA | TVA_Transmission | TVA | Internal | Shoulder | B15 | 1203 | 99999 | 0 | 42.68 | 42.21 | 0.01 | 0
2020 | TVA_Transmission_2_TVA | TVA_Transmission | TVA | Internal | Summer | B1 | 10 | 99999 | 3100.75 | 72.97 | 72.99 | 0.01 | 0
2020 | TVA_Transmission_2_TVA | TVA_Transmission | TVA | Internal | Summer | B2 | 25 | 99999 | 2288.67 | 71.98 | 71.99 | 0.01 | 0
2020 | TVA_Transmission_2_TVA | TVA_Transmission | TVA | Internal | Summer | B3 | 75 | 99999 | 694.22 | 67.86 | 67.87 | 0.01 | 0
2020 | TVA_Transmission_2_TVA | TVA_Transmission | TVA | Internal | Summer | B4 | 100 | 99999 | 0 | 67.78 | 67.72 | 0.01 | 0
2020 | TVA_Transmission_2_TVA | TVA_Transmission | TVA | Internal | Summer | B5 | 200 | 99999 | 0 | 62.14 | 58.34 | 0.01 | 0
2020 | TVA_Transmission_2_TVA | TVA_Transmission | TVA | Internal | Summer | B6 | 300 | 99999 | 0 | 55.96 | 47.2 | 0.01 | 0
2020 | TVA_Transmission_2_TVA | TVA_Transmission | TVA | Internal | Summer | B7 | 400 | 99999 | 0 | 47.09 | 40.88 | 0.01 | 0
2020 | TVA_Transmission_2_TVA | TVA_Transmission | TVA | Internal | Summer | B8 | 500 | 99999 | 0 | 42.66 | 40.88 | 0.01 | 0
2020 | TVA_Transmission_2_TVA | TVA_Transmission | TVA | Internal | Summer | B9 | 800 | 99999 | 0 | 41.81 | 40.88 | 0.01 | 0
2020 | TVA_Transmission_2_TVA | TVA_Transmission | TVA | Internal | Summer | B10 | 1262 | 99999 | 0 | 38.55 | 36.63 | 0.01 | 0
2020 | TVA_Transmission_2_TVA | TVA_Transmission | TVA | Internal | Winter | B16 | 25 | 99999 | 0 | 59.46 | 58.46 | 0.01 | 0
2020 | TVA_Transmission_2_TVA | TVA_Transmission | TVA | Internal | Winter | B17 | 100 | 99999 | 0 | 50.54 | 46.75 | 0.01 | 0
2020 | TVA_Transmission_2_TVA | TVA_Transmission | TVA | Internal | Winter | B18 | 400 | 99999 | 0 | 46.75 | 42.06 | 0.01 | 0
2020 | TVA_Transmission_2_TVA | TVA_Transmission | TVA | Internal | Winter | B19 | 700 | 99999 | 0 | 44.95 | 42.06 | 0.01 | 0
2020 | TVA_Transmission_2_TVA | TVA_Transmission | TVA | Internal | Winter | B20 | 935 | 99999 | 0 | 42.84 | 42.06 | 0.01 | 0
2020 | TVA_Transmission_2_VACAR | TVA_Transmission | VACAR | Internal | Shoulder | B11 | 25 | 900 | 0 | 59.99 | 60.66 | 9 | 0
2020 | TVA_Transmission_2_VACAR | TVA_Transmission | VACAR | Internal | Shoulder | B12 | 200 | 900 | 0 | 48.04 | 48.6 | 9 | 0
2020 | TVA_Transmission_2_VACAR | TVA_Transmission | VACAR | Internal | Shoulder | B13 | 600 | 900 | 0 | 45.42 | 46.27 | 9 | 0
2020 | TVA_Transmission_2_VACAR | TVA_Transmission | VACAR | Internal | Shoulder | B14 | 900 | 900 | 0 | 44.35 | 45.98 | 9 | 0
2020 | TVA_Transmission_2_VACAR | TVA_Transmission | VACAR | Internal | Shoulder | B15 | 1203 | 900 | 0 | 42.68 | 42.39 | 9 | 0
2020 | TVA_Transmission_2_VACAR | TVA_Transmission | VACAR | Internal | Summer | B1 | 10 | 900 | 0 | 72.97 | 73.8 | 9 | 0
2020 | TVA_Transmission_2_VACAR | TVA_Transmission | VACAR | Internal | Summer | B2 | 25 | 900 | 0 | 71.98 | 73.8 | 9 | 0
2020 | TVA_Transmission_2_VACAR | TVA_Transmission | VACAR | Internal | Summer | B3 | 75 | 900 | 0 | 67.86 | 72.49 | 9 | 0
2020 | TVA_Transmission_2_VACAR | TVA_Transmission | VACAR | Internal | Summer | B4 | 100 | 900 | 0 | 67.78 | 67.86 | 9 | 0
2020 | TVA_Transmission_2_VACAR | TVA_Transmission | VACAR | Internal | Summer | B5 | 200 | 900 | 0 | 62.14 | 62.97 | 9 | 0
2020 | TVA_Transmission_2_VACAR | TVA_Transmission | VACAR | Internal | Summer | B6 | 300 | 900 | 0 | 55.96 | 57.2 | 9 | 0
2020 | TVA_Transmission_2_VACAR | TVA_Transmission | VACAR | Internal | Summer | B7 | 400 | 900 | 0 | 47.09 | 48.4 | 9 | 0
2020 | TVA_Transmission_2_VACAR | TVA_Transmission | VACAR | Internal | Summer | B8 | 500 | 900 | 0 | 42.66 | 44.92 | 9 | 0
2020 | TVA_Transmission_2_VACAR | TVA_Transmission | VACAR | Internal | Summer | B9 | 800 | 900 | 0 | 41.81 | 43.31 | 9 | 0
2020 | TVA_Transmission_2_VACAR | TVA_Transmission | VACAR | Internal | Summer | B10 | 1262 | 900 | 0 | 38.55 | 41.12 | 9 | 0
2020 | TVA_Transmission_2_VACAR | TVA_Transmission | VACAR | Internal | Winter | B16 | 25 | 900 | 0 | 59.46 | 63.38 | 9 | 0
2020 | TVA_Transmission_2_VACAR | TVA_Transmission | VACAR | Internal | Winter | B17 | 100 | 900 | 0 | 50.54 | 53.21 | 9 | 0
2020 | TVA_Transmission_2_VACAR | TVA_Transmission | VACAR | Internal | Winter | B18 | 400 | 900 | 0 | 46.75 | 46.46 | 9 | 0
2020 | TVA_Transmission_2_VACAR | TVA_Transmission | VACAR | Internal | Winter | B19 | 700 | 900 | 0 | 44.95 | 46.27 | 9 | 0
2020 | TVA_Transmission_2_VACAR | TVA_Transmission | VACAR | Internal | Winter | B20 | 935 | 900 | 0 | 42.84 | 45.75 | 9 | 0
2020 | VACAR_2_SOCO | VACAR | SOCO | Internal | Shoulder | B11 | 25 | 3000 | 2733.89 | 60.66 | 67.66 | 7 | 0
2020 | VACAR_2_SOCO | VACAR | SOCO | Internal | Shoulder | B12 | 200 | 3000 | 0 | 48.6 | 44.08 | 7 | 0
2020 | VACAR_2_SOCO | VACAR | SOCO | Internal | Shoulder | B13 | 600 | 3000 | 0 | 46.27 | 43.08 | 7 | 0
2020 | VACAR_2_SOCO | VACAR | SOCO | Internal | Shoulder | B14 | 900 | 3000 | 0 | 45.98 | 43.08 | 7 | 0
2020 | VACAR_2_SOCO | VACAR | SOCO | Internal | Shoulder | B15 | 1203 | 3000 | 0 | 42.39 | 42.57 | 7 | 0
2020 | VACAR_2_SOCO | VACAR | SOCO | Internal | Summer | B1 | 10 | 3000 | 0 | 73.8 | 71.71 | 7 | 0
2020 | VACAR_2_SOCO | VACAR | SOCO | Internal | Summer | B2 | 25 | 3000 | 0 | 73.8 | 71.71 | 7 | 0
2020 | VACAR_2_SOCO | VACAR | SOCO | Internal | Summer | B3 | 75 | 3000 | 0 | 72.49 | 70.36 | 7 | 0
2020 | VACAR_2_SOCO | VACAR | SOCO | Internal | Summer | B4 | 100 | 3000 | 0 | 67.86 | 70.36 | 7 | 0
2020 | VACAR_2_SOCO | VACAR | SOCO | Internal | Summer | B5 | 200 | 3000 | 336.56 | 62.97 | 69.97 | 7 | 0
2020 | VACAR_2_SOCO | VACAR | SOCO | Internal | Summer | B6 | 300 | 3000 | 511.68 | 57.2 | 64.2 | 7 | 0
2020 | VACAR_2_SOCO | VACAR | SOCO | Internal | Summer | B7 | 400 | 3000 | 2186.67 | 48.4 | 55.4 | 7 | 0
2020 | VACAR_2_SOCO | VACAR | SOCO | Internal | Summer | B8 | 500 | 3000 | 0 | 44.92 | 44.07 | 7 | 0
2020 | VACAR_2_SOCO | VACAR | SOCO | Internal | Summer | B9 | 800 | 3000 | 0 | 43.31 | 42.76 | 7 | 0
2020 | VACAR_2_SOCO | VACAR | SOCO | Internal | Summer | B10 | 1262 | 3000 | 0 | 41.12 | 41.3 | 7 | 0
2020 | VACAR_2_SOCO | VACAR | SOCO | Internal | Winter | B16 | 25 | 3000 | 0 | 63.38 | 64.75 | 7 | 0
2020 | VACAR_2_SOCO | VACAR | SOCO | Internal | Winter | B17 | 100 | 3000 | 0 | 53.21 | 46.79 | 7 | 0
2020 | VACAR_2_SOCO | VACAR | SOCO | Internal | Winter | B18 | 400 | 3000 | 0 | 46.46 | 45.18 | 7 | 0
2020 | VACAR_2_SOCO | VACAR | SOCO | Internal | Winter | B19 | 700 | 3000 | 0 | 46.27 | 45.18 | 7 | 0
2020 | VACAR_2_SOCO | VACAR | SOCO | Internal | Winter | B20 | 935 | 3000 | 0 | 45.75 | 45.18 | 7 | 0
2020 | VACAR_2_TVA_Transmission | VACAR | TVA_Transmission | Internal | Shoulder | B11 | 25 | 900 | 0 | 60.66 | 59.99 | 7 | 0
2020 | VACAR_2_TVA_Transmission | VACAR | TVA_Transmission | Internal | Shoulder | B12 | 200 | 900 | 0 | 48.6 | 48.04 | 7 | 0
2020 | VACAR_2_TVA_Transmission | VACAR | TVA_Transmission | Internal | Shoulder | B13 | 600 | 900 | 0 | 46.27 | 45.42 | 7 | 0
2020 | VACAR_2_TVA_Transmission | VACAR | TVA_Transmission | Internal | Shoulder | B14 | 900 | 900 | 0 | 45.98 | 44.35 | 7 | 0
2020 | VACAR_2_TVA_Transmission | VACAR | TVA_Transmission | Internal | Shoulder | B15 | 1203 | 900 | 0 | 42.39 | 42.68 | 7 | 0
2020 | VACAR_2_TVA_Transmission | VACAR | TVA_Transmission | Internal | Summer | B1 | 10 | 900 | 0 | 73.8 | 72.97 | 7 | 0
2020 | VACAR_2_TVA_Transmission | VACAR | TVA_Transmission | Internal | Summer | B2 | 25 | 900 | 0 | 73.8 | 71.98 | 7 | 0
2020 | VACAR_2_TVA_Transmission | VACAR | TVA_Transmission | Internal | Summer | B3 | 75 | 900 | 0 | 72.49 | 67.86 | 7 | 0
2020 | VACAR_2_TVA_Transmission | VACAR | TVA_Transmission | Internal | Summer | B4 | 100 | 900 | 0 | 67.86 | 67.78 | 7 | 0
2020 | VACAR_2_TVA_Transmission | VACAR | TVA_Transmission | Internal | Summer | B5 | 200 | 900 | 0 | 62.97 | 62.14 | 7 | 0
2020 | VACAR_2_TVA_Transmission | VACAR | TVA_Transmission | Internal | Summer | B6 | 300 | 900 | 0 | 57.2 | 55.96 | 7 | 0
2020 | VACAR_2_TVA_Transmission | VACAR | TVA_Transmission | Internal | Summer | B7 | 400 | 900 | 0 | 48.4 | 47.09 | 7 | 0
2020 | VACAR_2_TVA_Transmission | VACAR | TVA_Transmission | Internal | Summer | B8 | 500 | 900 | 0 | 44.92 | 42.66 | 7 | 0
2020 | VACAR_2_TVA_Transmission | VACAR | TVA_Transmission | Internal | Summer | B9 | 800 | 900 | 0 | 43.31 | 41.81 | 7 | 0
2020 | VACAR_2_TVA_Transmission | VACAR | TVA_Transmission | Internal | Summer | B10 | 1262 | 900 | 0 | 41.12 | 38.55 | 7 | 0
2020 | VACAR_2_TVA_Transmission | VACAR | TVA_Transmission | Internal | Winter | B16 | 25 | 900 | 0 | 63.38 | 59.46 | 7 | 0
2020 | VACAR_2_TVA_Transmission | VACAR | TVA_Transmission | Internal | Winter | B17 | 100 | 900 | 0 | 53.21 | 50.54 | 7 | 0
2020 | VACAR_2_TVA_Transmission | VACAR | TVA_Transmission | Internal | Winter | B18 | 400 | 900 | 0 | 46.46 | 46.75 | 7 | 0
2020 | VACAR_2_TVA_Transmission | VACAR | TVA_Transmission | Internal | Winter | B19 | 700 | 900 | 0 | 46.27 | 44.95 | 7 | 0
2020 | VACAR_2_TVA_Transmission | VACAR | TVA_Transmission | Internal | Winter | B20 | 935 | 900 | 0 | 45.75 | 42.84 | 7 | 0
2025 | ENT_2_MISO_MO-IL | ENT | MISO_MO-IL | Internal | Shoulder | B11 | 25 | 2260 | 0 | 56.69 | 56.69 | 8 | 0
2025 | ENT_2_MISO_MO-IL | ENT | MISO_MO-IL | Internal | Shoulder | B12 | 200 | 2260 | 0 | 44.8 | 47.12 | 8 | 0
2025 | ENT_2_MISO_MO-IL | ENT | MISO_MO-IL | Internal | Shoulder | B13 | 600 | 2260 | 0 | 43.02 | 43.02 | 8 | 0
2025 | ENT_2_MISO_MO-IL | ENT | MISO_MO-IL | Internal | Shoulder | B14 | 900 | 2260 | 0 | 41.01 | 41.01 | 8 | 0
2025 | ENT_2_MISO_MO-IL | ENT | MISO_MO-IL | Internal | Shoulder | B15 | 1203 | 2260 | 0 | 36.95 | 36.95 | 8 | 0
2025 | ENT_2_MISO_MO-IL | ENT | MISO_MO-IL | Internal | Summer | B1 | 10 | 2260 | 0 | 69.58 | 69.59 | 8 | 0
2025 | ENT_2_MISO_MO-IL | ENT | MISO_MO-IL | Internal | Summer | B2 | 25 | 2260 | 0 | 65.95 | 66.27 | 8 | 0
2025 | ENT_2_MISO_MO-IL | ENT | MISO_MO-IL | Internal | Summer | B3 | 75 | 2260 | 0 | 65.95 | 65.96 | 8 | 0
2025 | ENT_2_MISO_MO-IL | ENT | MISO_MO-IL | Internal | Summer | B4 | 100 | 2260 | 0 | 64.55 | 64.56 | 8 | 0
2025 | ENT_2_MISO_MO-IL | ENT | MISO_MO-IL | Internal | Summer | B5 | 200 | 2260 | 0 | 62.96 | 62.96 | 8 | 0
2025 | ENT_2_MISO_MO-IL | ENT | MISO_MO-IL | Internal | Summer | B6 | 300 | 2260 | 0 | 54.3 | 49.3 | 8 | 0
2025 | ENT_2_MISO_MO-IL | ENT | MISO_MO-IL | Internal | Summer | B7 | 400 | 2260 | 0 | 46.6 | 41.6 | 8 | 0
2025 | ENT_2_MISO_MO-IL | ENT | MISO_MO-IL | Internal | Summer | B8 | 500 | 2260 | 0 | 43.28 | 38.7 | 8 | 0
2025 | ENT_2_MISO_MO-IL | ENT | MISO_MO-IL | Internal | Summer | B9 | 800 | 2260 | 0 | 41.56 | 38.35 | 8 | 0
2025 | ENT_2_MISO_MO-IL | ENT | MISO_MO-IL | Internal | Summer | B10 | 1262 | 2260 | 0 | 36.58 | 34.94 | 8 | 0
2025 | ENT_2_MISO_MO-IL | ENT | MISO_MO-IL | Internal | Winter | B16 | 25 | 2260 | 0 | 50.99 | 50.99 | 8 | 0
2025 | ENT_2_MISO_MO-IL | ENT | MISO_MO-IL | Internal | Winter | B17 | 100 | 2260 | 0 | 45.92 | 45.92 | 8 | 0
2025 | ENT_2_MISO_MO-IL | ENT | MISO_MO-IL | Internal | Winter | B18 | 400 | 2260 | 0 | 44.7 | 44.7 | 8 | 0
2025 | ENT_2_MISO_MO-IL | ENT | MISO_MO-IL | Internal | Winter | B19 | 700 | 2260 | 0 | 42.14 | 42.14 | 8 | 0
2025 | ENT_2_MISO_MO-IL | ENT | MISO_MO-IL | Internal | Winter | B20 | 935 | 2260 | 0 | 36.16 | 36.16 | 8 | 0
2025 | ENT_2_SOCO | ENT | SOCO | Internal | Shoulder | B11 | 25 | 2431 | 2431 | 56.69 | 71.68 | 8 | 6.99
2025 | ENT_2_SOCO | ENT | SOCO | Internal | Shoulder | B12 | 200 | 2431 | 0 | 44.8 | 49.59 | 8 | 0
2025 | ENT_2_SOCO | ENT | SOCO | Internal | Shoulder | B13 | 600 | 2431 | 0 | 43.02 | 44.95 | 8 | 0
2025 | ENT_2_SOCO | ENT | SOCO | Internal | Shoulder | B14 | 900 | 2431 | 0 | 41.01 | 44.95 | 8 | 0
2025 | ENT_2_SOCO | ENT | SOCO | Internal | Shoulder | B15 | 1203 | 2431 | 456.92 | 36.95 | 44.95 | 8 | 0
2025 | ENT_2_SOCO | ENT | SOCO | Internal | Summer | B1 | 10 | 2431 | 2084.12 | 69.58 | 77.58 | 8 | 0
2025 | ENT_2_SOCO | ENT | SOCO | Internal | Summer | B2 | 25 | 2431 | 2194.82 | 65.95 | 73.95 | 8 | 0
2025 | ENT_2_SOCO | ENT | SOCO | Internal | Summer | B3 | 75 | 2431 | 1777.65 | 65.95 | 73.95 | 8 | 0
2025 | ENT_2_SOCO | ENT | SOCO | Internal | Summer | B4 | 100 | 2431 | 2431 | 64.55 | 73.95 | 8 | 1.39
2025 | ENT_2_SOCO | ENT | SOCO | Internal | Summer | B5 | 200 | 2431 | 2431 | 62.96 | 73.95 | 8 | 2.99
2025 | ENT_2_SOCO | ENT | SOCO | Internal | Summer | B6 | 300 | 2431 | 2431 | 54.3 | 64.27 | 8 | 1.98
2025 | ENT_2_SOCO | ENT | SOCO | Internal | Summer | B7 | 400 | 2431 | 2431 | 46.6 | 56.59 | 8 | 1.99
2025 | ENT_2_SOCO | ENT | SOCO | Internal | Summer | B8 | 500 | 2431 | 638.69 | 43.28 | 51.28 | 8 | 0
2025 | ENT_2_SOCO | ENT | SOCO | Internal | Summer | B9 | 800 | 2431 | 0 | 41.56 | 43.64 | 8 | 0
2025 | ENT_2_SOCO | ENT | SOCO | Internal | Summer | B10 | 1262 | 2431 | 0 | 36.58 | 43.55 | 8 | 0
2025 | ENT_2_SOCO | ENT | SOCO | Internal | Winter | B16 | 25 | 2431 | 2431 | 50.99 | 67.99 | 8 | 9
2025 | ENT_2_SOCO | ENT | SOCO | Internal | Winter | B17 | 100 | 2431 | 446.14 | 45.92 | 53.92 | 8 | 0
2025 | ENT_2_SOCO | ENT | SOCO | Internal | Winter | B18 | 400 | 2431 | 0 | 44.7 | 47.83 | 8 | 0
2025 | ENT_2_SOCO | ENT | SOCO | Internal | Winter | B19 | 700 | 2431 | 0 | 42.14 | 47.83 | 8 | 0
2025 | ENT_2_SOCO | ENT | SOCO | Internal | Winter | B20 | 935 | 2431 | 2431 | 36.16 | 47.19 | 8 | 3.04
2025 | ENT_2_TVA_Transmission | ENT | TVA_Transmission | Internal | Shoulder | B11 | 25 | 2100 | 0 | 56.69 | 63.43 | 8 | 0
2025 | ENT_2_TVA_Transmission | ENT | TVA_Transmission | Internal | Shoulder | B12 | 200 | 2100 | 0 | 44.8 | 50.03 | 8 | 0
2025 | ENT_2_TVA_Transmission | ENT | TVA_Transmission | Internal | Shoulder | B13 | 600 | 2100 | 0 | 43.02 | 47.42 | 8 | 0
2025 | ENT_2_TVA_Transmission | ENT | TVA_Transmission | Internal | Shoulder | B14 | 900 | 2100 | 0 | 41.01 | 46.49 | 8 | 0
2025 | ENT_2_TVA_Transmission | ENT | TVA_Transmission | Internal | Shoulder | B15 | 1203 | 2100 | 0 | 36.95 | 44.93 | 8 | 0
2025 | ENT_2_TVA_Transmission | ENT | TVA_Transmission | Internal | Summer | B1 | 10 | 2100 | 1910.21 | 69.58 | 77.58 | 8 | 0
2025 | ENT_2_TVA_Transmission | ENT | TVA_Transmission | Internal | Summer | B2 | 25 | 2100 | 2100 | 65.95 | 74.25 | 8 | 0.31
2025 | ENT_2_TVA_Transmission | ENT | TVA_Transmission | Internal | Summer | B3 | 75 | 2100 | 0 | 65.95 | 71.45 | 8 | 0
2025 | ENT_2_TVA_Transmission | ENT | TVA_Transmission | Internal | Summer | B4 | 100 | 2100 | 0 | 64.55 | 71.45 | 8 | 0
2025 | ENT_2_TVA_Transmission | ENT | TVA_Transmission | Internal | Summer | B5 | 200 | 2100 | 0 | 62.96 | 66.95 | 8 | 0
2025 | ENT_2_TVA_Transmission | ENT | TVA_Transmission | Internal | Summer | B6 | 300 | 2100 | 0 | 54.3 | 56.02 | 8 | 0
2025 | ENT_2_TVA_Transmission | ENT | TVA_Transmission | Internal | Summer | B7 | 400 | 2100 | 0 | 46.6 | 48.33 | 8 | 0
2025 | ENT_2_TVA_Transmission | ENT | TVA_Transmission | Internal | Summer | B8 | 500 | 2100 | 0 | 43.28 | 44.67 | 8 | 0
2025 | ENT_2_TVA_Transmission | ENT | TVA_Transmission | Internal | Summer | B9 | 800 | 2100 | 0 | 41.56 | 43.62 | 8 | 0
2025 | ENT_2_TVA_Transmission | ENT | TVA_Transmission | Internal | Summer | B10 | 1262 | 2100 | 0 | 36.58 | 40.5 | 8 | 0
2025 | ENT_2_TVA_Transmission | ENT | TVA_Transmission | Internal | Winter | B16 | 25 | 2100 | 2009.28 | 50.99 | 58.99 | 8 | 0
2025 | ENT_2_TVA_Transmission | ENT | TVA_Transmission | Internal | Winter | B17 | 100 | 2100 | 0 | 45.92 | 51.05 | 8 | 0
2025 | ENT_2_TVA_Transmission | ENT | TVA_Transmission | Internal | Winter | B18 | 400 | 2100 | 0 | 44.7 | 48.6 | 8 | 0
2025 | ENT_2_TVA_Transmission | ENT | TVA_Transmission | Internal | Winter | B19 | 700 | 2100 | 0 | 42.14 | 47.2 | 8 | 0
2025 | ENT_2_TVA_Transmission | ENT | TVA_Transmission | Internal | Winter | B20 | 935 | 2100 | 0 | 36.16 | 44.14 | 8 | 0
2025 | HQ_NEISO_2_NEISO | HQ_NEISO | NEISO | Internal | Shoulder | B11 | 25 | 99999 | 2920 | 38.87 | 38.89 | 0.01 | 0
2025 | HQ_NEISO_2_NEISO | HQ_NEISO | NEISO | Internal | Shoulder | B12 | 200 | 99999 | 2920 | 38.87 | 38.89 | 0.01 | 0
2025 | HQ_NEISO_2_NEISO | HQ_NEISO | NEISO | Internal | Shoulder | B13 | 600 | 99999 | 2920 | 38.87 | 38.89 | 0.01 | 0
2025 | HQ_NEISO_2_NEISO | HQ_NEISO | NEISO | Internal | Shoulder | B14 | 900 | 99999 | 2920 | 38.87 | 38.89 | 0.01 | 0
2025 | HQ_NEISO_2_NEISO | HQ_NEISO | NEISO | Internal | Shoulder | B15 | 1203 | 99999 | 1143.24 | 38.87 | 38.89 | 0.01 | 0
2025 | HQ_NEISO_2_NEISO | HQ_NEISO | NEISO | Internal | Summer | B1 | 10 | 99999 | 2920.1 | 277.25 | 277.26 | 0.01 | 0
2025 | HQ_NEISO_2_NEISO | HQ_NEISO | NEISO | Internal | Summer | B2 | 25 | 99999 | 2920 | 77.95 | 77.96 | 0.01 | 0
2025 | HQ_NEISO_2_NEISO | HQ_NEISO | NEISO | Internal | Summer | B3 | 75 | 99999 | 2920 | 52.83 | 52.84 | 0.01 | 0
2025 | HQ_NEISO_2_NEISO | HQ_NEISO | NEISO | Internal | Summer | B4 | 100 | 99999 | 2920 | 46.83 | 46.84 | 0.01 | 0
2025 | HQ_NEISO_2_NEISO | HQ_NEISO | NEISO | Internal | Summer | B5 | 200 | 99999 | 2920 | 35.71 | 35.72 | 0.01 | 0
2025 | HQ_NEISO_2_NEISO | HQ_NEISO | NEISO | Internal | Summer | B6 | 300 | 99999 | 2920 | 35.71 | 35.72 | 0.01 | 0
2025 | HQ_NEISO_2_NEISO | HQ_NEISO | NEISO | Internal | Summer | B7 | 400 | 99999 | 2920 | 35.71 | 35.72 | 0.01 | 0
2025 | HQ_NEISO_2_NEISO | HQ_NEISO | NEISO | Internal | Summer | B8 | 500 | 99999 | 2920 | 35.71 | 35.72 | 0.01 | 0
2025 | HQ_NEISO_2_NEISO | HQ_NEISO | NEISO | Internal | Summer | B9 | 800 | 99999 | 2920 | 35.71 | 35.72 | 0.01 | 0
2025 | HQ_NEISO_2_NEISO | HQ_NEISO | NEISO | Internal | Summer | B10 | 1262 | 99999 | 795.94 | 35.71 | 35.72 | 0.01 | 0
2025 | HQ_NEISO_2_NEISO | HQ_NEISO | NEISO | Internal | Winter | B16 | 25 | 99999 | 2920 | 48.67 | 48.68 | 0.01 | 0
2025 | HQ_NEISO_2_NEISO | HQ_NEISO | NEISO | Internal | Winter | B17 | 100 | 99999 | 2920 | 48.67 | 48.68 | 0.01 | 0
2025 | HQ_NEISO_2_NEISO | HQ_NEISO | NEISO | Internal | Winter | B18 | 400 | 99999 | 2920 | 48.67 | 48.68 | 0.01 | 0
2025 | HQ_NEISO_2_NEISO | HQ_NEISO | NEISO | Internal | Winter | B19 | 700 | 99999 | 2920 | 48.67 | 48.68 | 0.01 | 0
2025 | HQ_NEISO_2_NEISO | HQ_NEISO | NEISO | Internal | Winter | B20 | 935 | 99999 | 1233.58 | 48.67 | 48.68 | 0.01 | 0
2025 | HQ_NY_2_NYISO_A-F | HQ_NY | NYISO_A-F | Internal | Shoulder | B11 | 25 | 99999 | 2812.27 | 41.69 | 41.7 | 0.01 | 0
2025 | HQ_NY_2_NYISO_A-F | HQ_NY | NYISO_A-F | Internal | Shoulder | B12 | 200 | 99999 | 2847.69 | 41.69 | 41.7 | 0.01 | 0
2025 | HQ_NY_2_NYISO_A-F | HQ_NY | NYISO_A-F | Internal | Shoulder | B13 | 600 | 99999 | 2781.85 | 39.88 | 39.89 | 0.01 | 0
2025 | HQ_NY_2_NYISO_A-F | HQ_NY | NYISO_A-F | Internal | Shoulder | B14 | 900 | 99999 | 2673.14 | 39.88 | 39.89 | 0.01 | 0
2025 | HQ_NY_2_NYISO_A-F | HQ_NY | NYISO_A-F | Internal | Shoulder | B15 | 1203 | 99999 | 1582.7 | 39.88 | 39.89 | 0.01 | 0
2025 | HQ_NY_2_NYISO_A-F | HQ_NY | NYISO_A-F | Internal | Summer | B1 | 10 | 99999 | 3500 | 53.43 | 53.44 | 0.01 | 0
2025 | HQ_NY_2_NYISO_A-F | HQ_NY | NYISO_A-F | Internal | Summer | B2 | 25 | 99999 | 3406.62 | 53.43 | 53.44 | 0.01 | 0
2025 | HQ_NY_2_NYISO_A-F | HQ_NY | NYISO_A-F | Internal | Summer | B3 | 75 | 99999 | 3266.6 | 49.83 | 49.84 | 0.01 | 0
2025 | HQ_NY_2_NYISO_A-F | HQ_NY | NYISO_A-F | Internal | Summer | B4 | 100 | 99999 | 3116.28 | 49.83 | 49.84 | 0.01 | 0
2025 | HQ_NY_2_NYISO_A-F | HQ_NY | NYISO_A-F | Internal | Summer | B5 | 200 | 99999 | 3025.49 | 44.29 | 44.3 | 0.01 | 0
2025 | HQ_NY_2_NYISO_A-F | HQ_NY | NYISO_A-F | Internal | Summer | B6 | 300 | 99999 | 2934.86 | 43.25 | 43.26 | 0.01 | 0
2025 | HQ_NY_2_NYISO_A-F | HQ_NY | NYISO_A-F | Internal | Summer | B7 | 400 | 99999 | 2830.75 | 39.95 | 39.96 | 0.01 | 0
2025 | HQ_NY_2_NYISO_A-F | HQ_NY | NYISO_A-F | Internal | Summer | B8 | 500 | 99999 | 2760.25 | 38.29 | 38.3 | 0.01 | 0
2025 | HQ_NY_2_NYISO_A-F | HQ_NY | NYISO_A-F | Internal | Summer | B9 | 800 | 99999 | 2664.71 | 38.29 | 38.3 | 0.01 | 0
2025 | HQ_NY_2_NYISO_A-F | HQ_NY | NYISO_A-F | Internal | Summer | B10 | 1262 | 99999 | 1436.31 | 38.29 | 38.3 | 0.01 | 0
2025 | HQ_NY_2_NYISO_A-F | HQ_NY | NYISO_A-F | Internal | Winter | B16 | 25 | 99999 | 3058.87 | 44.99 | 45 | 0.01 | 0
2025 | HQ_NY_2_NYISO_A-F | HQ_NY | NYISO_A-F | Internal | Winter | B17 | 100 | 99999 | 3001.1 | 44.24 | 44.25 | 0.01 | 0
2025 | HQ_NY_2_NYISO_A-F | HQ_NY | NYISO_A-F | Internal | Winter | B18 | 400 | 99999 | 2934.69 | 44.14 | 44.16 | 0.01 | 0
2025 | HQ_NY_2_NYISO_A-F | HQ_NY | NYISO_A-F | Internal | Winter | B19 | 700 | 99999 | 2819.07 | 44.14 | 44.16 | 0.01 | 0
2025 | HQ_NY_2_NYISO_A-F | HQ_NY | NYISO_A-F | Internal | Winter | B20 | 935 | 99999 | 1762.97 | 44.14 | 44.16 | 0.01 | 0
2025 | HQ_IESO_2_IESO | HQ_IESO | IESO | Internal | Shoulder | B11 | 25 | 99999 | 400 | 34.69 | 34.7 | 0.01 | 0
2025 | HQ_IESO_2_IESO | HQ_IESO | IESO | Internal | Shoulder | B12 | 200 | 99999 | 400 | 34.69 | 34.7 | 0.01 | 0
2025 | HQ_IESO_2_IESO | HQ_IESO | IESO | Internal | Shoulder | B13 | 600 | 99999 | 400 | 32.88 | 32.89 | 0.01 | 0
2025 | HQ_IESO_2_IESO | HQ_IESO | IESO | Internal | Shoulder | B14 | 900 | 99999 | 400 | 32.88 | 32.89 | 0.01 | 0
2025 | HQ_IESO_2_IESO | HQ_IESO | IESO | Internal | Shoulder | B15 | 1203 | 99999 | 75.48 | 32.88 | 32.89 | 0.01 | 0
2025 | HQ_IESO_2_IESO | HQ_IESO | IESO | Internal | Summer | B1 | 10 | 99999 | 400 | 46.43 | 46.44 | 0.01 | 0
2025 | HQ_IESO_2_IESO | HQ_IESO | IESO | Internal | Summer | B2 | 25 | 99999 | 400 | 46.43 | 46.44 | 0.01 | 0
2025 | HQ_IESO_2_IESO | HQ_IESO | IESO | Internal | Summer | B3 | 75 | 99999 | 400 | 42.83 | 42.84 | 0.01 | 0
2025 | HQ_IESO_2_IESO | HQ_IESO | IESO | Internal | Summer | B4 | 100 | 99999 | 400 | 42.83 | 42.84 | 0.01 | 0
2025 | HQ_IESO_2_IESO | HQ_IESO | IESO | Internal | Summer | B5 | 200 | 99999 | 400 | 39.58 | 39.59 | 0.01 | 0
2025 | HQ_IESO_2_IESO | HQ_IESO | IESO | Internal | Summer | B6 | 300 | 99999 | 400 | 36.25 | 36.26 | 0.01 | 0
2025 | HQ_IESO_2_IESO | HQ_IESO | IESO | Internal | Summer | B7 | 400 | 99999 | 400 | 32.95 | 32.96 | 0.01 | 0
2025 | HQ_IESO_2_IESO | HQ_IESO | IESO | Internal | Summer | B8 | 500 | 99999 | 400 | 31.29 | 31.3 | 0.01 | 0
2025 | HQ_IESO_2_IESO | HQ_IESO | IESO | Internal | Summer | B9 | 800 | 99999 | 400 | 31.29 | 31.3 | 0.01 | 0
2025 | HQ_IESO_2_IESO | HQ_IESO | IESO | Internal | Summer | B10 | 1262 | 99999 | 12.04 | 31.29 | 31.3 | 0.01 | 0
2025 | HQ_IESO_2_IESO | HQ_IESO | IESO | Internal | Winter | B16 | 25 | 99999 | 400 | 42.48 | 42.49 | 0.01 | 0
2025 | HQ_IESO_2_IESO | HQ_IESO | IESO | Internal | Winter | B17 | 100 | 99999 | 400 | 37.24 | 37.25 | 0.01 | 0
2025 | HQ_IESO_2_IESO | HQ_IESO | IESO | Internal | Winter | B18 | 400 | 99999 | 400 | 37.14 | 37.16 | 0.01 | 0
2025 | HQ_IESO_2_IESO | HQ_IESO | IESO | Internal | Winter | B19 | 700 | 99999 | 400 | 37.14 | 37.16 | 0.01 | 0
2025 | HQ_IESO_2_IESO | HQ_IESO | IESO | Internal | Winter | B20 | 935 | 99999 | 91.98 | 37.14 | 37.16 | 0.01 | 0
2025 | IESO_2_MAPP_CA | IESO | MAPP_CA | Internal | Shoulder | B11 | 25 | 262 | 262 | 34.7 | 49.42 | 7 | 7.72
2025 | IESO_2_MAPP_CA | IESO | MAPP_CA | Internal | Shoulder | B12 | 200 | 262 | 262 | 34.7 | 47.09 | 7 | 5.39
2025 | IESO_2_MAPP_CA | IESO | MAPP_CA | Internal | Shoulder | B13 | 600 | 262 | 262 | 32.89 | 42.99 | 7 | 3.1
2025 | IESO_2_MAPP_CA | IESO | MAPP_CA | Internal | Shoulder | B14 | 900 | 262 | 262 | 32.89 | 40.99 | 7 | 1.1
2025 | IESO_2_MAPP_CA | IESO | MAPP_CA | Internal | Shoulder | B15 | 1203 | 262 | 262 | 32.89 | 40.99 | 7 | 1.1
2025 | IESO_2_MAPP_CA | IESO | MAPP_CA | Internal | Summer | B1 | 10 | 262 | 262 | 46.44 | 55.58 | 7 | 2.13
2025 | IESO_2_MAPP_CA | IESO | MAPP_CA | Internal | Summer | B2 | 25 | 262 | 172.66 | 46.44 | 53.44 | 7 | 0
2025 | IESO_2_MAPP_CA | IESO | MAPP_CA | Internal | Summer | B3 | 75 | 262 | 262 | 42.84 | 65.93 | 7 | 16.09
2025 | IESO_2_MAPP_CA | IESO | MAPP_CA | Internal | Summer | B4 | 100 | 262 | 262 | 42.84 | 64.54 | 7 | 14.7
2025 | IESO_2_MAPP_CA | IESO | MAPP_CA | Internal | Summer | B5 | 200 | 262 | 262 | 39.59 | 62.93 | 7 | 16.34
2025 | IESO_2_MAPP_CA | IESO | MAPP_CA | Internal | Summer | B6 | 300 | 262 | 262 | 36.26 | 49.27 | 7 | 6.01
2025 | IESO_2_MAPP_CA | IESO | MAPP_CA | Internal | Summer | B7 | 400 | 262 | 262 | 32.96 | 41.57 | 7 | 1.61
2025 | IESO_2_MAPP_CA | IESO | MAPP_CA | Internal | Summer | B8 | 500 | 262 | 262 | 31.3 | 38.68 | 7 | 0.38
2025 | IESO_2_MAPP_CA | IESO | MAPP_CA | Internal | Summer | B9 | 800 | 262 | 262 | 31.3 | 38.33 | 7 | 0.03
2025 | IESO_2_MAPP_CA | IESO | MAPP_CA | Internal | Summer | B10 | 1262 | 262 | 262 | 31.3 | 38.33 | 7 | 0.03
2025 | IESO_2_MAPP_CA | IESO | MAPP_CA | Internal | Winter | B16 | 25 | 262 | 262 | 42.49 | 50.96 | 7 | 1.47
2025 | IESO_2_MAPP_CA | IESO | MAPP_CA | Internal | Winter | B17 | 100 | 262 | 262 | 37.25 | 45.9 | 7 | 1.64
2025 | IESO_2_MAPP_CA | IESO | MAPP_CA | Internal | Winter | B18 | 400 | 262 | 262 | 37.16 | 44.69 | 7 | 0.53
2025 | IESO_2_MAPP_CA | IESO | MAPP_CA | Internal | Winter | B19 | 700 | 262 | 262 | 37.16 | 44.69 | 7 | 0.53
2025 | IESO_2_MAPP_CA | IESO | MAPP_CA | Internal | Winter | B20 | 935 | 262 | 262 | 37.16 | 44.69 | 7 | 0.53
2025 | IESO_2_MISO_MI | IESO | MISO_MI | Internal | Shoulder | B11 | 25 | 1840 | 1840 | 34.7 | 56.69 | 7 | 14.98
2025 | IESO_2_MISO_MI | IESO | MISO_MI | Internal | Shoulder | B12 | 200 | 1840 | 1840 | 34.7 | 47.14 | 7 | 5.44
2025 | IESO_2_MISO_MI | IESO | MISO_MI | Internal | Shoulder | B13 | 600 | 1840 | 1840 | 32.89 | 43.04 | 7 | 3.15
2025 | IESO_2_MISO_MI | IESO | MISO_MI | Internal | Shoulder | B14 | 900 | 1840 | 1840 | 32.89 | 41.03 | 7 | 1.14
2025 | IESO_2_MISO_MI | IESO | MISO_MI | Internal | Shoulder | B15 | 1203 | 1840 | 0 | 32.89 | 36.97 | 7 | 0
2025 | IESO_2_MISO_MI | IESO | MISO_MI | Internal | Summer | B1 | 10 | 1840 | 1840 | 46.44 | 69.57 | 7 | 16.12
2025 | IESO_2_MISO_MI | IESO | MISO_MI | Internal | Summer | B2 | 25 | 1840 | 1840 | 46.44 | 66.27 | 7 | 12.82
2025 | IESO_2_MISO_MI | IESO | MISO_MI | Internal | Summer | B3 | 75 | 1840 | 1840 | 42.84 | 65.93 | 7 | 16.09
2025 | IESO_2_MISO_MI | IESO | MISO_MI | Internal | Summer | B4 | 100 | 1840 | 1840 | 42.84 | 63.45 | 7 | 13.61
2025 | IESO_2_MISO_MI | IESO | MISO_MI | Internal | Summer | B5 | 200 | 1840 | 1840 | 39.59 | 62.62 | 7 | 16.03
2025 | IESO_2_MISO_MI | IESO | MISO_MI | Internal | Summer | B6 | 300 | 1840 | 1840 | 36.26 | 49.27 | 7 | 6.01
2025 | IESO_2_MISO_MI | IESO | MISO_MI | Internal | Summer | B7 | 400 | 1840 | 1840 | 32.96 | 41.6 | 7 | 1.64
2025 | IESO_2_MISO_MI | IESO | MISO_MI | Internal | Summer | B8 | 500 | 1840 | 1840 | 31.3 | 38.73 | 7 | 0.42
2025 | IESO_2_MISO_MI | IESO | MISO_MI | Internal | Summer | B9 | 800 | 1840 | 1840 | 31.3 | 38.37 | 7 | 0.07
2025 | IESO_2_MISO_MI | IESO | MISO_MI | Internal | Summer | B10 | 1262 | 1840 | 0 | 31.3 | 34.96 | 7 | 0
2025 | IESO_2_MISO_MI | IESO | MISO_MI | Internal | Winter | B16 | 25 | 1840 | 1840 | 42.49 | 50.99 | 7 | 1.5
2025 | IESO_2_MISO_MI | IESO | MISO_MI | Internal | Winter | B17 | 100 | 1840 | 1840 | 37.25 | 45.95 | 7 | 1.69
2025 | IESO_2_MISO_MI | IESO | MISO_MI | Internal | Winter | B18 | 400 | 1840 | 1840 | 37.16 | 44.72 | 7 | 0.57
2025 | IESO_2_MISO_MI | IESO | MISO_MI | Internal | Winter | B19 | 700 | 1840 | 0 | 37.16 | 42.16 | 7 | 0
2025 | IESO_2_MISO_MI | IESO | MISO_MI | Internal | Winter | B20 | 935 | 1840 | 0 | 37.16 | 36.18 | 7 | 0
2025 | IESO_2_MISO_W | IESO | MISO_W | Internal | Shoulder | B11 | 25 | 214 | 214 | 34.7 | 56.68 | 7 | 14.98
2025 | IESO_2_MISO_W | IESO | MISO_W | Internal | Shoulder | B12 | 200 | 214 | 214 | 34.7 | 47.11 | 7 | 5.4
2025 | IESO_2_MISO_W | IESO | MISO_W | Internal | Shoulder | B13 | 600 | 214 | 214 | 32.89 | 43.01 | 7 | 3.11
2025 | IESO_2_MISO_W | IESO | MISO_W | Internal | Shoulder | B14 | 900 | 214 | 214 | 32.89 | 40.99 | 7 | 1.1
2025 | IESO_2_MISO_W | IESO | MISO_W | Internal | Shoulder | B15 | 1203 | 214 | 0 | 32.89 | 36.93 | 7 | 0
2025 | IESO_2_MISO_W | IESO | MISO_W | Internal | Summer | B1 | 10 | 214 | 214 | 46.44 | 69.58 | 7 | 16.13
2025 | IESO_2_MISO_W | IESO | MISO_W | Internal | Summer | B2 | 25 | 214 | 214 | 46.44 | 66.25 | 7 | 12.81
2025 | IESO_2_MISO_W | IESO | MISO_W | Internal | Summer | B3 | 75 | 214 | 214 | 42.84 | 65.95 | 7 | 16.1
2025 | IESO_2_MISO_W | IESO | MISO_W | Internal | Summer | B4 | 100 | 214 | 214 | 42.84 | 64.55 | 7 | 14.71
2025 | IESO_2_MISO_W | IESO | MISO_W | Internal | Summer | B5 | 200 | 214 | 214 | 39.59 | 62.95 | 7 | 16.36
2025 | IESO_2_MISO_W | IESO | MISO_W | Internal | Summer | B6 | 300 | 214 | 214 | 36.26 | 49.29 | 7 | 6.02
2025 | IESO_2_MISO_W | IESO | MISO_W | Internal | Summer | B7 | 400 | 214 | 214 | 32.96 | 41.59 | 7 | 1.62
2025 | IESO_2_MISO_W | IESO | MISO_W | Internal | Summer | B8 | 500 | 214 | 214 | 31.3 | 38.69 | 7 | 0.39
2025 | IESO_2_MISO_W | IESO | MISO_W | Internal | Summer | B9 | 800 | 214 | 214 | 31.3 | 38.33 | 7 | 0.03
2025 | IESO_2_MISO_W | IESO | MISO_W | Internal | Summer | B10 | 1262 | 214 | 0 | 31.3 | 34.93 | 7 | 0
2025 | IESO_2_MISO_W | IESO | MISO_W | Internal | Winter | B16 | 25 | 214 | 214 | 42.49 | 50.98 | 7 | 1.49
2025 | IESO_2_MISO_W | IESO | MISO_W | Internal | Winter | B17 | 100 | 214 | 214 | 37.25 | 45.91 | 7 | 1.66
2025 | IESO_2_MISO_W | IESO | MISO_W | Internal | Winter | B18 | 400 | 214 | 214 | 37.16 | 44.69 | 7 | 0.53
2025 | IESO_2_MISO_W | IESO | MISO_W | Internal | Winter | B19 | 700 | 214 | 0 | 37.16 | 42.13 | 7 | 0
2025 | IESO_2_MISO_W | IESO | MISO_W | Internal | Winter | B20 | 935 | 214 | 0 | 37.16 | 36.14 | 7 | 0
2025 | IESO_2_NYISO_A-F | IESO | NYISO_A-F | Internal | Shoulder | B11 | 25 | 1725 | 848.41 | 34.7 | 41.7 | 7 | 0
2025 | IESO_2_NYISO_A-F | IESO | NYISO_A-F | Internal | Shoulder | B12 | 200 | 1725 | 648.06 | 34.7 | 41.7 | 7 | 0
2025 | IESO_2_NYISO_A-F | IESO | NYISO_A-F | Internal | Shoulder | B13 | 600 | 1725 | 552.88 | 32.89 | 39.89 | 7 | 0
2025 | IESO_2_NYISO_A-F | IESO | NYISO_A-F | Internal | Shoulder | B14 | 900 | 1725 | 308.38 | 32.89 | 39.89 | 7 | 0
2025 | IESO_2_NYISO_A-F | IESO | NYISO_A-F | Internal | Shoulder | B15 | 1203 | 1725 | 220.79 | 32.89 | 39.89 | 7 | 0
2025 | IESO_2_NYISO_A-F | IESO | NYISO_A-F | Internal | Summer | B1 | 10 | 1725 | 337.94 | 46.44 | 53.44 | 7 | 0
2025 | IESO_2_NYISO_A-F | IESO | NYISO_A-F | Internal | Summer | B2 | 25 | 1725 | 978.33 | 46.44 | 53.44 | 7 | 0
2025 | IESO_2_NYISO_A-F | IESO | NYISO_A-F | Internal | Summer | B3 | 75 | 1725 | 1060.21 | 42.84 | 49.84 | 7 | 0
2025 | IESO_2_NYISO_A-F | IESO | NYISO_A-F | Internal | Summer | B4 | 100 | 1725 | 411.58 | 42.84 | 49.84 | 7 | 0
2025 | IESO_2_NYISO_A-F | IESO | NYISO_A-F | Internal | Summer | B5 | 200 | 1725 | 0 | 39.59 | 44.3 | 7 | 0
2025 | IESO_2_NYISO_A-F | IESO | NYISO_A-F | Internal | Summer | B6 | 300 | 1725 | 51.78 | 36.26 | 43.26 | 7 | 0
2025 | IESO_2_NYISO_A-F | IESO | NYISO_A-F | Internal | Summer | B7 | 400 | 1725 | 791.59 | 32.96 | 39.96 | 7 | 0
2025 | IESO_2_NYISO_A-F | IESO | NYISO_A-F | Internal | Summer | B8 | 500 | 1725 | 1440.27 | 31.3 | 38.3 | 7 | 0
2025 | IESO_2_NYISO_A-F | IESO | NYISO_A-F | Internal | Summer | B9 | 800 | 1725 | 998.28 | 31.3 | 38.3 | 7 | 0
2025 | IESO_2_NYISO_A-F | IESO | NYISO_A-F | Internal | Summer | B10 | 1262 | 1725 | 980.79 | 31.3 | 38.3 | 7 | 0
2025 | IESO_2_NYISO_A-F | IESO | NYISO_A-F | Internal | Winter | B16 | 25 | 1725 | 0 | 42.49 | 45 | 7 | 0
2025 | IESO_2_NYISO_A-F | IESO | NYISO_A-F | Internal | Winter | B17 | 100 | 1725 | 336.7 | 37.25 | 44.25 | 7 | 0
2025 | IESO_2_NYISO_A-F | IESO | NYISO_A-F | Internal | Winter | B18 | 400 | 1725 | 854.51 | 37.16 | 44.16 | 7 | 0
2025 | IESO_2_NYISO_A-F | IESO | NYISO_A-F | Internal | Winter | B19 | 700 | 1725 | 1051.05 | 37.16 | 44.16 | 7 | 0
2025 | IESO_2_NYISO_A-F | IESO | NYISO_A-F | Internal | Winter | B20 | 935 | 1725 | 966.36 | 37.16 | 44.16 | 7 | 0
2025 | MAPP_CA_2_IESO | MAPP_CA | IESO | Internal | Shoulder | B11 | 25 | 330 | 0 | 49.42 | 34.7 | 8 | 0
2025 | MAPP_CA_2_IESO | MAPP_CA | IESO | Internal | Shoulder | B12 | 200 | 330 | 0 | 47.09 | 34.7 | 8 | 0
2025 | MAPP_CA_2_IESO | MAPP_CA | IESO | Internal | Shoulder | B13 | 600 | 330 | 0 | 42.99 | 32.89 | 8 | 0
2025 | MAPP_CA_2_IESO | MAPP_CA | IESO | Internal | Shoulder | B14 | 900 | 330 | 0 | 40.99 | 32.89 | 8 | 0
2025 | MAPP_CA_2_IESO | MAPP_CA | IESO | Internal | Shoulder | B15 | 1203 | 330 | 0 | 40.99 | 32.89 | 8 | 0
2025 | MAPP_CA_2_IESO | MAPP_CA | IESO | Internal | Summer | B1 | 10 | 330 | 0 | 55.58 | 46.44 | 8 | 0
2025 | MAPP_CA_2_IESO | MAPP_CA | IESO | Internal | Summer | B2 | 25 | 330 | 0 | 53.44 | 46.44 | 8 | 0
2025 | MAPP_CA_2_IESO | MAPP_CA | IESO | Internal | Summer | B3 | 75 | 330 | 0 | 65.93 | 42.84 | 8 | 0
2025 | MAPP_CA_2_IESO | MAPP_CA | IESO | Internal | Summer | B4 | 100 | 330 | 0 | 64.54 | 42.84 | 8 | 0
2025 | MAPP_CA_2_IESO | MAPP_CA | IESO | Internal | Summer | B5 | 200 | 330 | 0 | 62.93 | 39.59 | 8 | 0
2025 | MAPP_CA_2_IESO | MAPP_CA | IESO | Internal | Summer | B6 | 300 | 330 | 0 | 49.27 | 36.26 | 8 | 0
2025 | MAPP_CA_2_IESO | MAPP_CA | IESO | Internal | Summer | B7 | 400 | 330 | 0 | 41.57 | 32.96 | 8 | 0
2025 | MAPP_CA_2_IESO | MAPP_CA | IESO | Internal | Summer | B8 | 500 | 330 | 0 | 38.68 | 31.3 | 8 | 0
2025 | MAPP_CA_2_IESO | MAPP_CA | IESO | Internal | Summer | B9 | 800 | 330 | 0 | 38.33 | 31.3 | 8 | 0
2025 | MAPP_CA_2_IESO | MAPP_CA | IESO | Internal | Summer | B10 | 1262 | 330 | 0 | 38.33 | 31.3 | 8 | 0
2025 | MAPP_CA_2_IESO | MAPP_CA | IESO | Internal | Winter | B16 | 25 | 330 | 0 | 50.96 | 42.49 | 8 | 0
2025 | MAPP_CA_2_IESO | MAPP_CA | IESO | Internal | Winter | B17 | 100 | 330 | 0 | 45.9 | 37.25 | 8 | 0
2025 | MAPP_CA_2_IESO | MAPP_CA | IESO | Internal | Winter | B18 | 400 | 330 | 0 | 44.69 | 37.16 | 8 | 0
2025 | MAPP_CA_2_IESO | MAPP_CA | IESO | Internal | Winter | B19 | 700 | 330 | 0 | 44.69 | 37.16 | 8 | 0
2025 | MAPP_CA_2_IESO | MAPP_CA | IESO | Internal | Winter | B20 | 935 | 330 | 0 | 44.69 | 37.16 | 8 | 0
2025 | MAPP_CA_2_MAPP_US | MAPP_CA | MAPP_US | Internal | Shoulder | B11 | 25 | 437 | 0 | 49.42 | 49.68 | 7 | 0
2025 | MAPP_CA_2_MAPP_US | MAPP_CA | MAPP_US | Internal | Shoulder | B12 | 200 | 437 | 0 | 47.09 | 40.11 | 7 | 0
2025 | MAPP_CA_2_MAPP_US | MAPP_CA | MAPP_US | Internal | Shoulder | B13 | 600 | 437 | 0 | 42.99 | 36.01 | 7 | 0
2025 | MAPP_CA_2_MAPP_US | MAPP_CA | MAPP_US | Internal | Shoulder | B14 | 900 | 437 | 0 | 40.99 | 33.99 | 7 | 0
2025 | MAPP_CA_2_MAPP_US | MAPP_CA | MAPP_US | Internal | Shoulder | B15 | 1203 | 437 | 0 | 40.99 | 32.52 | 7 | 0
2025 | MAPP_CA_2_MAPP_US | MAPP_CA | MAPP_US | Internal | Summer | B1 | 10 | 437 | 163.98 | 55.58 | 62.58 | 7 | 0
2025 | MAPP_CA_2_MAPP_US | MAPP_CA | MAPP_US | Internal | Summer | B2 | 25 | 437 | 0 | 53.44 | 59.25 | 7 | 0
2025 | MAPP_CA_2_MAPP_US | MAPP_CA | MAPP_US | Internal | Summer | B3 | 75 | 437 | 0 | 65.93 | 58.95 | 7 | 0
2025 | MAPP_CA_2_MAPP_US | MAPP_CA | MAPP_US | Internal | Summer | B4 | 100 | 437 | 0 | 64.54 | 57.55 | 7 | 0
2025 | MAPP_CA_2_MAPP_US | MAPP_CA | MAPP_US | Internal | Summer | B5 | 200 | 437 | 0 | 62.93 | 55.95 | 7 | 0
2025 | MAPP_CA_2_MAPP_US | MAPP_CA | MAPP_US | Internal | Summer | B6 | 300 | 437 | 0 | 49.27 | 42.29 | 7 | 0
2025 | MAPP_CA_2_MAPP_US | MAPP_CA | MAPP_US | Internal | Summer | B7 | 400 | 437 | 0 | 41.57 | 34.59 | 7 | 0
2025 | MAPP_CA_2_MAPP_US | MAPP_CA | MAPP_US | Internal | Summer | B8 | 500 | 437 | 0 | 38.68 | 31.69 | 7 | 0
2025 | MAPP_CA_2_MAPP_US | MAPP_CA | MAPP_US | Internal | Summer | B9 | 800 | 437 | 0 | 38.33 | 31.33 | 7 | 0
2025 | MAPP_CA_2_MAPP_US | MAPP_CA | MAPP_US | Internal | Summer | B10 | 1262 | 437 | 0 | 38.33 | 27.93 | 7 | 0
2025 | MAPP_CA_2_MAPP_US | MAPP_CA | MAPP_US | Internal | Winter | B16 | 25 | 437 | 0 | 50.96 | 43.98 | 7 | 0
2025 | MAPP_CA_2_MAPP_US | MAPP_CA | MAPP_US | Internal | Winter | B17 | 100 | 437 | 0 | 45.9 | 38.91 | 7 | 0
2025 | MAPP_CA_2_MAPP_US | MAPP_CA | MAPP_US | Internal | Winter | B18 | 400 | 437 | 0 | 44.69 | 37.69 | 7 | 0
2025 | MAPP_CA_2_MAPP_US | MAPP_CA | MAPP_US | Internal | Winter | B19 | 700 | 437 | 0 | 44.69 | 37.69 | 7 | 0
2025 | MAPP_CA_2_MAPP_US | MAPP_CA | MAPP_US | Internal | Winter | B20 | 935 | 437 | 0 | 44.69 | 29.69 | 7 | 0
2025 | MAPP_CA_2_MISO_W | MAPP_CA | MISO_W | Internal | Shoulder | B11 | 25 | 2058 | 2058 | 49.42 | 56.68 | 0.01 | 7.25
2025 | MAPP_CA_2_MISO_W | MAPP_CA | MISO_W | Internal | Shoulder | B12 | 200 | 2058 | 1329.88 | 47.09 | 47.11 | 0.01 | 0
2025 | MAPP_CA_2_MISO_W | MAPP_CA | MISO_W | Internal | Shoulder | B13 | 600 | 2058 | 1110.85 | 42.99 | 43.01 | 0.01 | 0
2025 | MAPP_CA_2_MISO_W | MAPP_CA | MISO_W | Internal | Shoulder | B14 | 900 | 2058 | 0 | 40.99 | 40.99 | 0.01 | 0
2025 | MAPP_CA_2_MISO_W | MAPP_CA | MISO_W | Internal | Shoulder | B15 | 1203 | 2058 | 0 | 40.99 | 36.93 | 0.01 | 0
2025 | MAPP_CA_2_MISO_W | MAPP_CA | MISO_W | Internal | Summer | B1 | 10 | 2058 | 2058 | 55.58 | 69.58 | 0.01 | 13.99
2025 | MAPP_CA_2_MISO_W | MAPP_CA | MISO_W | Internal | Summer | B2 | 25 | 2058 | 2058 | 53.44 | 66.25 | 0.01 | 12.8
2025 | MAPP_CA_2_MISO_W | MAPP_CA | MISO_W | Internal | Summer | B3 | 75 | 2058 | 2036.38 | 65.93 | 65.95 | 0.01 | 0
2025 | MAPP_CA_2_MISO_W | MAPP_CA | MISO_W | Internal | Summer | B4 | 100 | 2058 | 2030.68 | 64.54 | 64.55 | 0.01 | 0
2025 | MAPP_CA_2_MISO_W | MAPP_CA | MISO_W | Internal | Summer | B5 | 200 | 2058 | 2017.59 | 62.93 | 62.95 | 0.01 | 0
2025 | MAPP_CA_2_MISO_W | MAPP_CA | MISO_W | Internal | Summer | B6 | 300 | 2058 | 2026.73 | 49.27 | 49.29 | 0.01 | 0
2025 | MAPP_CA_2_MISO_W | MAPP_CA | MISO_W | Internal | Summer | B7 | 400 | 2058 | 1392.45 | 41.57 | 41.59 | 0.01 | 0
2025 | MAPP_CA_2_MISO_W | MAPP_CA | MISO_W | Internal | Summer | B8 | 500 | 2058 | 1452.38 | 38.68 | 38.69 | 0.01 | 0
2025 | MAPP_CA_2_MISO_W | MAPP_CA | MISO_W | Internal | Summer | B9 | 800 | 2058 | 0 | 38.33 | 38.33 | 0.01 | 0
2025 | MAPP_CA_2_MISO_W | MAPP_CA | MISO_W | Internal | Summer | B10 | 1262 | 2058 | 0 | 38.33 | 34.93 | 0.01 | 0
2025 | MAPP_CA_2_MISO_W | MAPP_CA | MISO_W | Internal | Winter | B16 | 25 | 2058 | 738.78 | 50.96 | 50.98 | 0.01 | 0
2025 | MAPP_CA_2_MISO_W | MAPP_CA | MISO_W | Internal | Winter | B17 | 100 | 2058 | 302.72 | 45.9 | 45.91 | 0.01 | 0
2025 | MAPP_CA_2_MISO_W | MAPP_CA | MISO_W | Internal | Winter | B18 | 400 | 2058 | 0 | 44.69 | 44.69 | 0.01 | 0
2025 | MAPP_CA_2_MISO_W | MAPP_CA | MISO_W | Internal | Winter | B19 | 700 | 2058 | 0 | 44.69 | 42.13 | 0.01 | 0
2025 | MAPP_CA_2_MISO_W | MAPP_CA | MISO_W | Internal | Winter | B20 | 935 | 2058 | 0 | 44.69 | 36.14 | 0.01 | 0
2025 | MAPP_US_2_MAPP_CA | MAPP_US | MAPP_CA | Internal | Shoulder | B11 | 25 | 230 | 0 | 49.68 | 49.42 | 7 | 0
2025 | MAPP_US_2_MAPP_CA | MAPP_US | MAPP_CA | Internal | Shoulder | B12 | 200 | 230 | 0.01 | 40.11 | 47.09 | 7 | 0
2025 | MAPP_US_2_MAPP_CA | MAPP_US | MAPP_CA | Internal | Shoulder | B13 | 600 | 230 | 0 | 36.01 | 42.99 | 7 | 0
2025 | MAPP_US_2_MAPP_CA | MAPP_US | MAPP_CA | Internal | Shoulder | B14 | 900 | 230 | 130.66 | 33.99 | 40.99 | 7 | 0
2025 | MAPP_US_2_MAPP_CA | MAPP_US | MAPP_CA | Internal | Shoulder | B15 | 1203 | 230 | 230 | 32.52 | 40.99 | 7 | 1.47
2025 | MAPP_US_2_MAPP_CA | MAPP_US | MAPP_CA | Internal | Summer | B1 | 10 | 230 | 0 | 62.58 | 55.58 | 7 | 0
2025 | MAPP_US_2_MAPP_CA | MAPP_US | MAPP_CA | Internal | Summer | B2 | 25 | 230 | 0 | 59.25 | 53.44 | 7 | 0
2025 | MAPP_US_2_MAPP_CA | MAPP_US | MAPP_CA | Internal | Summer | B3 | 75 | 230 | 0.03 | 58.95 | 65.93 | 7 | 0
2025 | MAPP_US_2_MAPP_CA | MAPP_US | MAPP_CA | Internal | Summer | B4 | 100 | 230 | 0.02 | 57.55 | 64.54 | 7 | 0
2025 | MAPP_US_2_MAPP_CA | MAPP_US | MAPP_CA | Internal | Summer | B5 | 200 | 230 | 0.01 | 55.95 | 62.93 | 7 | 0
2025 | MAPP_US_2_MAPP_CA | MAPP_US | MAPP_CA | Internal | Summer | B6 | 300 | 230 | 0 | 42.29 | 49.27 | 7 | 0
2025 | MAPP_US_2_MAPP_CA | MAPP_US | MAPP_CA | Internal | Summer | B7 | 400 | 230 | 0 | 34.59 | 41.57 | 7 | 0
2025 | MAPP_US_2_MAPP_CA | MAPP_US | MAPP_CA | Internal | Summer | B8 | 500 | 230 | 0 | 31.69 | 38.68 | 7 | 0
2025 | MAPP_US_2_MAPP_CA | MAPP_US | MAPP_CA | Internal | Summer | B9 | 800 | 230 | 15.13 | 31.33 | 38.33 | 7 | 0
2025 | MAPP_US_2_MAPP_CA | MAPP_US | MAPP_CA | Internal | Summer | B10 | 1262 | 230 | 230 | 27.93 | 38.33 | 7 | 3.41
2025 | MAPP_US_2_MAPP_CA | MAPP_US | MAPP_CA | Internal | Winter | B16 | 25 | 230 | 0.1 | 43.98 | 50.96 | 7 | 0
2025 | MAPP_US_2_MAPP_CA | MAPP_US | MAPP_CA | Internal | Winter | B17 | 100 | 230 | 0.03 | 38.91 | 45.9 | 7 | 0
2025 | MAPP_US_2_MAPP_CA | MAPP_US | MAPP_CA | Internal | Winter | B18 | 400 | 230 | 29.74 | 37.69 | 44.69 | 7 | 0
2025 | MAPP_US_2_MAPP_CA | MAPP_US | MAPP_CA | Internal | Winter | B19 | 700 | 230 | 17.73 | 37.69 | 44.69 | 7 | 0
2025 | MAPP_US_2_MAPP_CA | MAPP_US | MAPP_CA | Internal | Winter | B20 | 935 | 230 | 230 | 29.69 | 44.69 | 7 | 8
2025 | MAPP_US_2_MISO_W | MAPP_US | MISO_W | Internal | Shoulder | B11 | 25 | 2635 | 1593.08 | 49.68 | 56.68 | 7 | 0
2025 | MAPP_US_2_MISO_W | MAPP_US | MISO_W | Internal | Shoulder | B12 | 200 | 2635 | 1267.29 | 40.11 | 47.11 | 7 | 0
2025 | MAPP_US_2_MISO_W | MAPP_US | MISO_W | Internal | Shoulder | B13 | 600 | 2635 | 1186.26 | 36.01 | 43.01 | 7 | 0
2025 | MAPP_US_2_MISO_W | MAPP_US | MISO_W | Internal | Shoulder | B14 | 900 | 2635 | 21.29 | 33.99 | 40.99 | 7 | 0
2025 | MAPP_US_2_MISO_W | MAPP_US | MISO_W | Internal | Shoulder | B15 | 1203 | 2635 | 0 | 32.52 | 36.93 | 7 | 0
2025 | MAPP_US_2_MISO_W | MAPP_US | MISO_W | Internal | Summer | B1 | 10 | 2635 | 1094.77 | 62.58 | 69.58 | 7 | 0
2025 | MAPP_US_2_MISO_W | MAPP_US | MISO_W | Internal | Summer | B2 | 25 | 2635 | 657.58 | 59.25 | 66.25 | 7 | 0
2025 | MAPP_US_2_MISO_W | MAPP_US | MISO_W | Internal | Summer | B3 | 75 | 2635 | 764.53 | 58.95 | 65.95 | 7 | 0
2025 | MAPP_US_2_MISO_W | MAPP_US | MISO_W | Internal | Summer | B4 | 100 | 2635 | 888.07 | 57.55 | 64.55 | 7 | 0
2025 | MAPP_US_2_MISO_W | MAPP_US | MISO_W | Internal | Summer | B5 | 200 | 2635 | 993.66 | 55.95 | 62.95 | 7 | 0
2025 | MAPP_US_2_MISO_W | MAPP_US | MISO_W | Internal | Summer | B6 | 300 | 2635 | 500.18 | 42.29 | 49.29 | 7 | 0
2025 | MAPP_US_2_MISO_W | MAPP_US | MISO_W | Internal | Summer | B7 | 400 | 2635 | 619.48 | 34.59 | 41.59 | 7 | 0
2025 | MAPP_US_2_MISO_W | MAPP_US | MISO_W | Internal | Summer | B8 | 500 | 2635 | 1584.78 | 31.69 | 38.69 | 7 | 0
2025 | MAPP_US_2_MISO_W | MAPP_US | MISO_W | Internal | Summer | B9 | 800 | 2635 | 863.75 | 31.33 | 38.33 | 7 | 0
2025 | MAPP_US_2_MISO_W | MAPP_US | MISO_W | Internal | Summer | B10 | 1262 | 2635 | 584.09 | 27.93 | 34.93 | 7 | 0
2025 | MAPP_US_2_MISO_W | MAPP_US | MISO_W | Internal | Winter | B16 | 25 | 2635 | 1451.56 | 43.98 | 50.98 | 7 | 0
2025 | MAPP_US_2_MISO_W | MAPP_US | MISO_W | Internal | Winter | B17 | 100 | 2635 | 882.11 | 38.91 | 45.91 | 7 | 0
2025 | MAPP_US_2_MISO_W | MAPP_US | MISO_W | Internal | Winter | B18 | 400 | 2635 | 292.49 | 37.69 | 44.69 | 7 | 0
2025 | MAPP_US_2_MISO_W | MAPP_US | MISO_W | Internal | Winter | B19 | 700 | 2635 | 0 | 37.69 | 42.13 | 7 | 0
2025 | MAPP_US_2_MISO_W | MAPP_US | MISO_W | Internal | Winter | B20 | 935 | 2635 | 0 | 29.69 | 36.14 | 7 | 0
2025 | MAPP_US_2_NE | MAPP_US | NE | Internal | Shoulder | B11 | 25 | 2000 | 0 | 49.68 | 51.68 | 7 | 0
2025 | MAPP_US_2_NE | MAPP_US | NE | Internal | Shoulder | B12 | 200 | 2000 | 0 | 40.11 | 42.11 | 7 | 0
2025 | MAPP_US_2_NE | MAPP_US | NE | Internal | Shoulder | B13 | 600 | 2000 | 0 | 36.01 | 38.01 | 7 | 0
2025 | MAPP_US_2_NE | MAPP_US | NE | Internal | Shoulder | B14 | 900 | 2000 | 0 | 33.99 | 35.99 | 7 | 0
2025 | MAPP_US_2_NE | MAPP_US | NE | Internal | Shoulder | B15 | 1203 | 2000 | 0 | 32.52 | 31.93 | 7 | 0
2025 | MAPP_US_2_NE | MAPP_US | NE | Internal | Summer | B1 | 10 | 2000 | 0 | 62.58 | 64.58 | 7 | 0
2025 | MAPP_US_2_NE | MAPP_US | NE | Internal | Summer | B2 | 25 | 2000 | 0 | 59.25 | 61.25 | 7 | 0
2025 | MAPP_US_2_NE | MAPP_US | NE | Internal | Summer | B3 | 75 | 2000 | 0 | 58.95 | 60.95 | 7 | 0
2025 | MAPP_US_2_NE | MAPP_US | NE | Internal | Summer | B4 | 100 | 2000 | 0 | 57.55 | 59.55 | 7 | 0
2025 | MAPP_US_2_NE | MAPP_US | NE | Internal | Summer | B5 | 200 | 2000 | 0 | 55.95 | 57.95 | 7 | 0
2025 | MAPP_US_2_NE | MAPP_US | NE | Internal | Summer | B6 | 300 | 2000 | 739.36 | 42.29 | 49.29 | 7 | 0
2025 | MAPP_US_2_NE | MAPP_US | NE | Internal | Summer | B7 | 400 | 2000 | 564.81 | 34.59 | 41.59 | 7 | 0
2025 | MAPP_US_2_NE | MAPP_US | NE | Internal | Summer | B8 | 500 | 2000 | 0 | 31.69 | 33.69 | 7 | 0
2025 | MAPP_US_2_NE | MAPP_US | NE | Internal | Summer | B9 | 800 | 2000 | 0 | 31.33 | 33.33 | 7 | 0
2025 | MAPP_US_2_NE | MAPP_US | NE | Internal | Summer | B10 | 1262 | 2000 | 0 | 27.93 | 29.93 | 7 | 0
2025 | MAPP_US_2_NE | MAPP_US | NE | Internal | Winter | B16 | 25 | 2000 | 0 | 43.98 | 45.98 | 7 | 0
2025 | MAPP_US_2_NE | MAPP_US | NE | Internal | Winter | B17 | 100 | 2000 | 0 | 38.91 | 40.91 | 7 | 0
2025 | MAPP_US_2_NE | MAPP_US | NE | Internal | Winter | B18 | 400 | 2000 | 0 | 37.69 | 39.69 | 7 | 0
2025 | MAPP_US_2_NE | MAPP_US | NE | Internal | Winter | B19 | 700 | 2000 | 0 | 37.69 | 37.13 | 7 | 0
2025 | MAPP_US_2_NE | MAPP_US | NE | Internal | Winter | B20 | 935 | 2000 | 0 | 29.69 | 31.14 | 7 | 0
2025 | MARITIMES_2_NEISO | MARITIMES | NEISO | Internal | Shoulder | B11 | 25 | 99999 | 1720.66 | 38.87 | 38.89 | 0.01 | 0
2025 | MARITIMES_2_NEISO | MARITIMES | NEISO | Internal | Shoulder | B12 | 200 | 99999 | 1717.44 | 38.87 | 38.89 | 0.01 | 0
2025 | MARITIMES_2_NEISO | MARITIMES | NEISO | Internal | Shoulder | B13 | 600 | 99999 | 1704.78 | 38.87 | 38.89 | 0.01 | 0
2025 | MARITIMES_2_NEISO | MARITIMES | NEISO | Internal | Shoulder | B14 | 900 | 99999 | 1682.64 | 38.87 | 38.89 | 0.01 | 0
2025 | MARITIMES_2_NEISO | MARITIMES | NEISO | Internal | Shoulder | B15 | 1203 | 99999 | 648.08 | 38.87 | 38.89 | 0.01 | 0
2025 | MARITIMES_2_NEISO | MARITIMES | NEISO | Internal | Summer | B1 | 10 | 99999 | 1900.1 | 277.25 | 277.26 | 0.01 | 0
2025 | MARITIMES_2_NEISO | MARITIMES | NEISO | Internal | Summer | B2 | 25 | 99999 | 1878.75 | 77.95 | 77.96 | 0.01 | 0
2025 | MARITIMES_2_NEISO | MARITIMES | NEISO | Internal | Summer | B3 | 75 | 99999 | 1836.38 | 52.83 | 52.84 | 0.01 | 0
2025 | MARITIMES_2_NEISO | MARITIMES | NEISO | Internal | Summer | B4 | 100 | 99999 | 1799.97 | 46.83 | 46.84 | 0.01 | 0
2025 | MARITIMES_2_NEISO | MARITIMES | NEISO | Internal | Summer | B5 | 200 | 99999 | 1780.16 | 35.71 | 35.72 | 0.01 | 0
2025 | MARITIMES_2_NEISO | MARITIMES | NEISO | Internal | Summer | B6 | 300 | 99999 | 1757.82 | 35.71 | 35.72 | 0.01 | 0
2025 | MARITIMES_2_NEISO | MARITIMES | NEISO | Internal | Summer | B7 | 400 | 99999 | 1732.23 | 35.71 | 35.72 | 0.01 | 0
2025 | MARITIMES_2_NEISO | MARITIMES | NEISO | Internal | Summer | B8 | 500 | 99999 | 1712.1 | 35.71 | 35.72 | 0.01 | 0
2025 | MARITIMES_2_NEISO | MARITIMES | NEISO | Internal | Summer | B9 | 800 | 99999 | 1687.45 | 35.71 | 35.72 | 0.01 | 0
2025 | MARITIMES_2_NEISO | MARITIMES | NEISO | Internal | Summer | B10 | 1262 | 99999 | 465.06 | 35.71 | 35.72 | 0.01 | 0
2025 | MARITIMES_2_NEISO | MARITIMES | NEISO | Internal | Winter | B16 | 25 | 99999 | 1765.23 | 48.67 | 48.68 | 0.01 | 0
2025 | MARITIMES_2_NEISO | MARITIMES | NEISO | Internal | Winter | B17 | 100 | 99999 | 1747.34 | 48.67 | 48.68 | 0.01 | 0
2025 | MARITIMES_2_NEISO | MARITIMES | NEISO | Internal | Winter | B18 | 400 | 99999 | 1733.65 | 48.67 | 48.68 | 0.01 | 0
2025 | MARITIMES_2_NEISO | MARITIMES | NEISO | Internal | Winter | B19 | 700 | 99999 | 1708.15 | 48.67 | 48.68 | 0.01 | 0
2025 | MARITIMES_2_NEISO | MARITIMES | NEISO | Internal | Winter | B20 | 935 | 99999 | 723.43 | 48.67 | 48.68 | 0.01 | 0
2025 | MISO_IN_2_MISO_MI | MISO_IN | MISO_MI | Internal | Shoulder | B11 | 25 | 5081 | 0.04 | 56.71 | 56.69 | 0.01 | 0
2025 | MISO_IN_2_MISO_MI | MISO_IN | MISO_MI | Internal | Shoulder | B12 | 200 | 5081 | 1071.7 | 47.13 | 47.14 | 0.01 | 0
2025 | MISO_IN_2_MISO_MI | MISO_IN | MISO_MI | Internal | Shoulder | B13 | 600 | 5081 | 689.65 | 43.03 | 43.04 | 0.01 | 0
2025 | MISO_IN_2_MISO_MI | MISO_IN | MISO_MI | Internal | Shoulder | B14 | 900 | 5081 | 1087.22 | 41.02 | 41.03 | 0.01 | 0
2025 | MISO_IN_2_MISO_MI | MISO_IN | MISO_MI | Internal | Shoulder | B15 | 1203 | 5081 | 2725.19 | 36.96 | 36.97 | 0.01 | 0
2025 | MISO_IN_2_MISO_MI | MISO_IN | MISO_MI | Internal | Summer | B1 | 10 | 5081 | 0.13 | 69.58 | 69.57 | 0.01 | 0
2025 | MISO_IN_2_MISO_MI | MISO_IN | MISO_MI | Internal | Summer | B2 | 25 | 5081 | 0.05 | 66.28 | 66.27 | 0.01 | 0
2025 | MISO_IN_2_MISO_MI | MISO_IN | MISO_MI | Internal | Summer | B3 | 75 | 5081 | 0.02 | 65.95 | 65.93 | 0.01 | 0
2025 | MISO_IN_2_MISO_MI | MISO_IN | MISO_MI | Internal | Summer | B4 | 100 | 5081 | 0 | 64.57 | 63.45 | 0.01 | 0
2025 | MISO_IN_2_MISO_MI | MISO_IN | MISO_MI | Internal | Summer | B5 | 200 | 5081 | 0 | 62.95 | 62.62 | 0.01 | 0
2025 | MISO_IN_2_MISO_MI | MISO_IN | MISO_MI | Internal | Summer | B6 | 300 | 5081 | 0 | 49.29 | 49.27 | 0.01 | 0
2025 | MISO_IN_2_MISO_MI | MISO_IN | MISO_MI | Internal | Summer | B7 | 400 | 5081 | 114.68 | 41.59 | 41.6 | 0.01 | 0
2025 | MISO_IN_2_MISO_MI | MISO_IN | MISO_MI | Internal | Summer | B8 | 500 | 5081 | 1844.42 | 38.71 | 38.73 | 0.01 | 0
2025 | MISO_IN_2_MISO_MI | MISO_IN | MISO_MI | Internal | Summer | B9 | 800 | 5081 | 1264.05 | 38.36 | 38.37 | 0.01 | 0
2025 | MISO_IN_2_MISO_MI | MISO_IN | MISO_MI | Internal | Summer | B10 | 1262 | 5081 | 4255.6 | 34.95 | 34.96 | 0.01 | 0
2025 | MISO_IN_2_MISO_MI | MISO_IN | MISO_MI | Internal | Winter | B16 | 25 | 5081 | 0.06 | 51 | 50.99 | 0.01 | 0
2025 | MISO_IN_2_MISO_MI | MISO_IN | MISO_MI | Internal | Winter | B17 | 100 | 5081 | 665.83 | 45.93 | 45.95 | 0.01 | 0
2025 | MISO_IN_2_MISO_MI | MISO_IN | MISO_MI | Internal | Winter | B18 | 400 | 5081 | 675.79 | 44.71 | 44.72 | 0.01 | 0
2025 | MISO_IN_2_MISO_MI | MISO_IN | MISO_MI | Internal | Winter | B19 | 700 | 5081 | 1603.25 | 42.15 | 42.16 | 0.01 | 0
2025 | MISO_IN_2_MISO_MI | MISO_IN | MISO_MI | Internal | Winter | B20 | 935 | 5081 | 2501.95 | 36.17 | 36.18 | 0.01 | 0
2025 | MISO_IN_2_MISO_MO-IL | MISO_IN | MISO_MO-IL | Internal | Shoulder | B11 | 25 | 9129 | 0.05 | 56.71 | 56.69 | 0.01 | 0
2025 | MISO_IN_2_MISO_MO-IL | MISO_IN | MISO_MO-IL | Internal | Shoulder | B12 | 200 | 9129 | 0 | 47.13 | 47.12 | 0.01 | 0
2025 | MISO_IN_2_MISO_MO-IL | MISO_IN | MISO_MO-IL | Internal | Shoulder | B13 | 600 | 9129 | 0 | 43.03 | 43.02 | 0.01 | 0
2025 | MISO_IN_2_MISO_MO-IL | MISO_IN | MISO_MO-IL | Internal | Shoulder | B14 | 900 | 9129 | 0 | 41.02 | 41.01 | 0.01 | 0
2025 | MISO_IN_2_MISO_MO-IL | MISO_IN | MISO_MO-IL | Internal | Shoulder | B15 | 1203 | 9129 | 0 | 36.96 | 36.95 | 0.01 | 0
2025 | MISO_IN_2_MISO_MO-IL | MISO_IN | MISO_MO-IL | Internal | Summer | B1 | 10 | 9129 | 104.17 | 69.58 | 69.59 | 0.01 | 0
2025 | MISO_IN_2_MISO_MO-IL | MISO_IN | MISO_MO-IL | Internal | Summer | B2 | 25 | 9129 | 0.05 | 66.28 | 66.27 | 0.01 | 0
2025 | MISO_IN_2_MISO_MO-IL | MISO_IN | MISO_MO-IL | Internal | Summer | B3 | 75 | 9129 | 39.11 | 65.95 | 65.96 | 0.01 | 0
2025 | MISO_IN_2_MISO_MO-IL | MISO_IN | MISO_MO-IL | Internal | Summer | B4 | 100 | 9129 | 0.01 | 64.57 | 64.56 | 0.01 | 0
2025 | MISO_IN_2_MISO_MO-IL | MISO_IN | MISO_MO-IL | Internal | Summer | B5 | 200 | 9129 | 543.33 | 62.95 | 62.96 | 0.01 | 0
2025 | MISO_IN_2_MISO_MO-IL | MISO_IN | MISO_MO-IL | Internal | Summer | B6 | 300 | 9129 | 349.07 | 49.29 | 49.3 | 0.01 | 0
2025 | MISO_IN_2_MISO_MO-IL | MISO_IN | MISO_MO-IL | Internal | Summer | B7 | 400 | 9129 | 277.04 | 41.59 | 41.6 | 0.01 | 0
2025 | MISO_IN_2_MISO_MO-IL | MISO_IN | MISO_MO-IL | Internal | Summer | B8 | 500 | 9129 | 0 | 38.71 | 38.7 | 0.01 | 0
2025 | MISO_IN_2_MISO_MO-IL | MISO_IN | MISO_MO-IL | Internal | Summer | B9 | 800 | 9129 | 0 | 38.36 | 38.35 | 0.01 | 0
2025 | MISO_IN_2_MISO_MO-IL | MISO_IN | MISO_MO-IL | Internal | Summer | B10 | 1262 | 9129 | 0 | 34.95 | 34.94 | 0.01 | 0
2025 | MISO_IN_2_MISO_MO-IL | MISO_IN | MISO_MO-IL | Internal | Winter | B16 | 25 | 9129 | 0.05 | 51 | 50.99 | 0.01 | 0
2025 | MISO_IN_2_MISO_MO-IL | MISO_IN | MISO_MO-IL | Internal | Winter | B17 | 100 | 9129 | 0.01 | 45.93 | 45.92 | 0.01 | 0
2025 | MISO_IN_2_MISO_MO-IL | MISO_IN | MISO_MO-IL | Internal | Winter | B18 | 400 | 9129 | 0 | 44.71 | 44.7 | 0.01 | 0
2025 | MISO_IN_2_MISO_MO-IL | MISO_IN | MISO_MO-IL | Internal | Winter | B19 | 700 | 9129 | 0 | 42.15 | 42.14 | 0.01 | 0
2025 | MISO_IN_2_MISO_MO-IL | MISO_IN | MISO_MO-IL | Internal | Winter | B20 | 935 | 9129 | 0 | 36.17 | 36.16 | 0.01 | 0
2025 | MISO_IN_2_NonRTO_Midwest | MISO_IN | NonRTO_Midwest | Internal | Shoulder | B11 | 25 | 4800 | 1428.5 | 56.71 | 64.71 | 8 | 0
2025 | MISO_IN_2_NonRTO_Midwest | MISO_IN | NonRTO_Midwest | Internal | Shoulder | B12 | 200 | 4800 | 798.31 | 47.13 | 55.13 | 8 | 0
2025 | MISO_IN_2_NonRTO_Midwest | MISO_IN | NonRTO_Midwest | Internal | Shoulder | B13 | 600 | 4800 | 194.57 | 43.03 | 51.03 | 8 | 0
2025 | MISO_IN_2_NonRTO_Midwest | MISO_IN | NonRTO_Midwest | Internal | Shoulder | B14 | 900 | 4800 | 0 | 41.02 | 44.03 | 8 | 0
2025 | MISO_IN_2_NonRTO_Midwest | MISO_IN | NonRTO_Midwest | Internal | Shoulder | B15 | 1203 | 4800 | 0 | 36.96 | 37.56 | 8 | 0
2025 | MISO_IN_2_NonRTO_Midwest | MISO_IN | NonRTO_Midwest | Internal | Summer | B1 | 10 | 4800 | 0 | 69.58 | 72.57 | 8 | 0
2025 | MISO_IN_2_NonRTO_Midwest | MISO_IN | NonRTO_Midwest | Internal | Summer | B2 | 25 | 4800 | 0 | 66.28 | 72.57 | 8 | 0
2025 | MISO_IN_2_NonRTO_Midwest | MISO_IN | NonRTO_Midwest | Internal | Summer | B3 | 75 | 4800 | 0 | 65.95 | 72.57 | 8 | 0
2025 | MISO_IN_2_NonRTO_Midwest | MISO_IN | NonRTO_Midwest | Internal | Summer | B4 | 100 | 4800 | 1008.06 | 64.57 | 72.57 | 8 | 0
2025 | MISO_IN_2_NonRTO_Midwest | MISO_IN | NonRTO_Midwest | Internal | Summer | B5 | 200 | 4800 | 1248.93 | 62.95 | 70.95 | 8 | 0
2025 | MISO_IN_2_NonRTO_Midwest | MISO_IN | NonRTO_Midwest | Internal | Summer | B6 | 300 | 4800 | 721.09 | 49.29 | 57.29 | 8 | 0
2025 | MISO_IN_2_NonRTO_Midwest | MISO_IN | NonRTO_Midwest | Internal | Summer | B7 | 400 | 4800 | 74.08 | 41.59 | 49.59 | 8 | 0
2025 | MISO_IN_2_NonRTO_Midwest | MISO_IN | NonRTO_Midwest | Internal | Summer | B8 | 500 | 4800 | 0 | 38.71 | 42.96 | 8 | 0
2025 | MISO_IN_2_NonRTO_Midwest | MISO_IN | NonRTO_Midwest | Internal | Summer | B9 | 800 | 4800 | 0 | 38.36 | 37.57 | 8 | 0
2025 | MISO_IN_2_NonRTO_Midwest | MISO_IN | NonRTO_Midwest | Internal | Summer | B10 | 1262 | 4800 | 0 | 34.95 | 33.78 | 8 | 0
2025 | MISO_IN_2_NonRTO_Midwest | MISO_IN | NonRTO_Midwest | Internal | Winter | B16 | 25 | 4800 | 2812.09 | 51 | 59 | 8 | 0
2025 | MISO_IN_2_NonRTO_Midwest | MISO_IN | NonRTO_Midwest | Internal | Winter | B17 | 100 | 4800 | 1661.05 | 45.93 | 53.93 | 8 | 0
2025 | MISO_IN_2_NonRTO_Midwest | MISO_IN | NonRTO_Midwest | Internal | Winter | B18 | 400 | 4800 | 729 | 44.71 | 52.71 | 8 | 0
2025 | MISO_IN_2_NonRTO_Midwest | MISO_IN | NonRTO_Midwest | Internal | Winter | B19 | 700 | 4800 | 0 | 42.15 | 44.85 | 8 | 0
2025 | MISO_IN_2_NonRTO_Midwest | MISO_IN | NonRTO_Midwest | Internal | Winter | B20 | 935 | 4800 | 0 | 36.17 | 37.57 | 8 | 0
2025 | MISO_IN_2_PJM_ROR | MISO_IN | PJM_ROR | Internal | Shoulder | B11 | 25 | 992 | 0.05 | 56.71 | 58.68 | 2 | 0
2025 | MISO_IN_2_PJM_ROR | MISO_IN | PJM_ROR | Internal | Shoulder | B12 | 200 | 992 | 0 | 47.13 | 49.11 | 2 | 0
2025 | MISO_IN_2_PJM_ROR | MISO_IN | PJM_ROR | Internal | Shoulder | B13 | 600 | 992 | 0 | 43.03 | 45.01 | 2 | 0
2025 | MISO_IN_2_PJM_ROR | MISO_IN | PJM_ROR | Internal | Shoulder | B14 | 900 | 992 | 0 | 41.02 | 42.99 | 2 | 0
2025 | MISO_IN_2_PJM_ROR | MISO_IN | PJM_ROR | Internal | Shoulder | B15 | 1203 | 992 | 0 | 36.96 | 38.93 | 2 | 0
2025 | MISO_IN_2_PJM_ROR | MISO_IN | PJM_ROR | Internal | Summer | B1 | 10 | 992 | 104.32 | 69.58 | 71.58 | 2 | 0
2025 | MISO_IN_2_PJM_ROR | MISO_IN | PJM_ROR | Internal | Summer | B2 | 25 | 992 | 0.05 | 66.28 | 68.25 | 2 | 0
2025 | MISO_IN_2_PJM_ROR | MISO_IN | PJM_ROR | Internal | Summer | B3 | 75 | 992 | 0 | 65.95 | 65.45 | 2 | 0
2025 | MISO_IN_2_PJM_ROR | MISO_IN | PJM_ROR | Internal | Summer | B4 | 100 | 992 | 0 | 64.57 | 65.45 | 2 | 0
2025 | MISO_IN_2_PJM_ROR | MISO_IN | PJM_ROR | Internal | Summer | B5 | 200 | 992 | 0 | 62.95 | 60.95 | 2 | 0
2025 | MISO_IN_2_PJM_ROR | MISO_IN | PJM_ROR | Internal | Summer | B6 | 300 | 992 | 0 | 49.29 | 51.27 | 2 | 0
2025 | MISO_IN_2_PJM_ROR | MISO_IN | PJM_ROR | Internal | Summer | B7 | 400 | 992 | 235.14 | 41.59 | 43.59 | 2 | 0
2025 | MISO_IN_2_PJM_ROR | MISO_IN | PJM_ROR | Internal | Summer | B8 | 500 | 992 | 0 | 38.71 | 40.45 | 2 | 0
2025 | MISO_IN_2_PJM_ROR | MISO_IN | PJM_ROR | Internal | Summer | B9 | 800 | 992 | 0 | 38.36 | 38.46 | 2 | 0
2025 | MISO_IN_2_PJM_ROR | MISO_IN | PJM_ROR | Internal | Summer | B10 | 1262 | 992 | 0 | 34.95 | 36.63 | 2 | 0
2025 | MISO_IN_2_PJM_ROR | MISO_IN | PJM_ROR | Internal | Winter | B16 | 25 | 992 | 0.1 | 51 | 52.99 | 2 | 0
2025 | MISO_IN_2_PJM_ROR | MISO_IN | PJM_ROR | Internal | Winter | B17 | 100 | 992 | 0.03 | 45.93 | 47.92 | 2 | 0
2025 | MISO_IN_2_PJM_ROR | MISO_IN | PJM_ROR | Internal | Winter | B18 | 400 | 992 | 0 | 44.71 | 46.69 | 2 | 0
2025 | MISO_IN_2_PJM_ROR | MISO_IN | PJM_ROR | Internal | Winter | B19 | 700 | 992 | 0 | 42.15 | 44.13 | 2 | 0
2025 | MISO_IN_2_PJM_ROR | MISO_IN | PJM_ROR | Internal | Winter | B20 | 935 | 992 | 0 | 36.17 | 38.14 | 2 | 0
2025 | MISO_MI_2_IESO | MISO_MI | IESO | Internal | Shoulder | B11 | 25 | 1580 | 0 | 56.69 | 34.7 | 8 | 0
2025 | MISO_MI_2_IESO | MISO_MI | IESO | Internal | Shoulder | B12 | 200 | 1580 | 0 | 47.14 | 34.7 | 8 | 0
2025 | MISO_MI_2_IESO | MISO_MI | IESO | Internal | Shoulder | B13 | 600 | 1580 | 0 | 43.04 | 32.89 | 8 | 0
2025 | MISO_MI_2_IESO | MISO_MI | IESO | Internal | Shoulder | B14 | 900 | 1580 | 0 | 41.03 | 32.89 | 8 | 0
2025 | MISO_MI_2_IESO | MISO_MI | IESO | Internal | Shoulder | B15 | 1203 | 1580 | 0 | 36.97 | 32.89 | 8 | 0
2025 | MISO_MI_2_IESO | MISO_MI | IESO | Internal | Summer | B1 | 10 | 1580 | 0 | 69.57 | 46.44 | 8 | 0
2025 | MISO_MI_2_IESO | MISO_MI | IESO | Internal | Summer | B2 | 25 | 1580 | 0 | 66.27 | 46.44 | 8 | 0
2025 | MISO_MI_2_IESO | MISO_MI | IESO | Internal | Summer | B3 | 75 | 1580 | 0 | 65.93 | 42.84 | 8 | 0
2025 | MISO_MI_2_IESO | MISO_MI | IESO | Internal | Summer | B4 | 100 | 1580 | 0 | 63.45 | 42.84 | 8 | 0
2025 | MISO_MI_2_IESO | MISO_MI | IESO | Internal | Summer | B5 | 200 | 1580 | 0 | 62.62 | 39.59 | 8 | 0
2025 | MISO_MI_2_IESO | MISO_MI | IESO | Internal | Summer | B6 | 300 | 1580 | 0 | 49.27 | 36.26 | 8 | 0
2025 | MISO_MI_2_IESO | MISO_MI | IESO | Internal | Summer | B7 | 400 | 1580 | 0 | 41.6 | 32.96 | 8 | 0
2025 | MISO_MI_2_IESO | MISO_MI | IESO | Internal | Summer | B8 | 500 | 1580 | 0 | 38.73 | 31.3 | 8 | 0
2025 | MISO_MI_2_IESO | MISO_MI | IESO | Internal | Summer | B9 | 800 | 1580 | 0 | 38.37 | 31.3 | 8 | 0
2025 | MISO_MI_2_IESO | MISO_MI | IESO | Internal | Summer | B10 | 1262 | 1580 | 0 | 34.96 | 31.3 | 8 | 0
2025 | MISO_MI_2_IESO | MISO_MI | IESO | Internal | Winter | B16 | 25 | 1580 | 0 | 50.99 | 42.49 | 8 | 0
2025 | MISO_MI_2_IESO | MISO_MI | IESO | Internal | Winter | B17 | 100 | 1580 | 0 | 45.95 | 37.25 | 8 | 0
2025 | MISO_MI_2_IESO | MISO_MI | IESO | Internal | Winter | B18 | 400 | 1580 | 0 | 44.72 | 37.16 | 8 | 0
2025 | MISO_MI_2_IESO | MISO_MI | IESO | Internal | Winter | B19 | 700 | 1580 | 0 | 42.16 | 37.16 | 8 | 0
2025 | MISO_MI_2_IESO | MISO_MI | IESO | Internal | Winter | B20 | 935 | 1580 | 0 | 36.18 | 37.16 | 8 | 0
2025 | MISO_MI_2_MISO_IN | MISO_MI | MISO_IN | Internal | Shoulder | B11 | 25 | 2126 | 2125.85 | 56.69 | 56.71 | 0.01 | 0.01
2025 | MISO_MI_2_MISO_IN | MISO_MI | MISO_IN | Internal | Shoulder | B12 | 200 | 2126 | 0 | 47.14 | 47.13 | 0.01 | 0
2025 | MISO_MI_2_MISO_IN | MISO_MI | MISO_IN | Internal | Shoulder | B13 | 600 | 2126 | 0 | 43.04 | 43.03 | 0.01 | 0
2025 | MISO_MI_2_MISO_IN | MISO_MI | MISO_IN | Internal | Shoulder | B14 | 900 | 2126 | 0 | 41.03 | 41.02 | 0.01 | 0
2025 | MISO_MI_2_MISO_IN | MISO_MI | MISO_IN | Internal | Shoulder | B15 | 1203 | 2126 | 0 | 36.97 | 36.96 | 0.01 | 0
2025 | MISO_MI_2_MISO_IN | MISO_MI | MISO_IN | Internal | Summer | B1 | 10 | 2126 | 756.77 | 69.57 | 69.58 | 0.01 | 0
2025 | MISO_MI_2_MISO_IN | MISO_MI | MISO_IN | Internal | Summer | B2 | 25 | 2126 | 474.24 | 66.27 | 66.28 | 0.01 | 0
2025 | MISO_MI_2_MISO_IN | MISO_MI | MISO_IN | Internal | Summer | B3 | 75 | 2126 | 2014.19 | 65.93 | 65.95 | 0.01 | 0
2025 | MISO_MI_2_MISO_IN | MISO_MI | MISO_IN | Internal | Summer | B4 | 100 | 2126 | 2126 | 63.45 | 64.57 | 0.01 | 1.11
2025 | MISO_MI_2_MISO_IN | MISO_MI | MISO_IN | Internal | Summer | B5 | 200 | 2126 | 2126 | 62.62 | 62.95 | 0.01 | 0.31
2025 | MISO_MI_2_MISO_IN | MISO_MI | MISO_IN | Internal | Summer | B6 | 300 | 2126 | 1005.2 | 49.27 | 49.29 | 0.01 | 0
2025 | MISO_MI_2_MISO_IN | MISO_MI | MISO_IN | Internal | Summer | B7 | 400 | 2126 | 0 | 41.6 | 41.59 | 0.01 | 0
2025 | MISO_MI_2_MISO_IN | MISO_MI | MISO_IN | Internal | Summer | B8 | 500 | 2126 | 0 | 38.73 | 38.71 | 0.01 | 0
2025 | MISO_MI_2_MISO_IN | MISO_MI | MISO_IN | Internal | Summer | B9 | 800 | 2126 | 0 | 38.37 | 38.36 | 0.01 | 0
2025 | MISO_MI_2_MISO_IN | MISO_MI | MISO_IN | Internal | Summer | B10 | 1262 | 2126 | 0 | 34.96 | 34.95 | 0.01 | 0
2025 | MISO_MI_2_MISO_IN | MISO_MI | MISO_IN | Internal | Winter | B16 | 25 | 2126 | 85.56 | 50.99 | 51 | 0.01 | 0
2025 | MISO_MI_2_MISO_IN | MISO_MI | MISO_IN | Internal | Winter | B17 | 100 | 2126 | 0.01 | 45.95 | 45.93 | 0.01 | 0
2025 | MISO_MI_2_MISO_IN | MISO_MI | MISO_IN | Internal | Winter | B18 | 400 | 2126 | 0 | 44.72 | 44.71 | 0.01 | 0
2025 | MISO_MI_2_MISO_IN | MISO_MI | MISO_IN | Internal | Winter | B19 | 700 | 2126 | 0 | 42.16 | 42.15 | 0.01 | 0
2025 | MISO_MI_2_MISO_IN | MISO_MI | MISO_IN | Internal | Winter | B20 | 935 | 2126 | 0 | 36.18 | 36.17 | 0.01 | 0
2025 | MISO_MI_2_MISO_WUMS | MISO_MI | MISO_WUMS | Internal | Shoulder | B11 | 25 | 166 | 0.29 | 56.69 | 56.69 | 0.01 | 0
2025 | MISO_MI_2_MISO_WUMS | MISO_MI | MISO_WUMS | Internal | Shoulder | B12 | 200 | 166 | 0 | 47.14 | 47.12 | 0.01 | 0
2025 | MISO_MI_2_MISO_WUMS | MISO_MI | MISO_WUMS | Internal | Shoulder | B13 | 600 | 166 | 0 | 43.04 | 43.02 | 0.01 | 0
2025 | MISO_MI_2_MISO_WUMS | MISO_MI | MISO_WUMS | Internal | Shoulder | B14 | 900 | 166 | 0 | 41.03 | 41.01 | 0.01 | 0
2025 | MISO_MI_2_MISO_WUMS | MISO_MI | MISO_WUMS | Internal | Shoulder | B15 | 1203 | 166 | 0 | 36.97 | 36.95 | 0.01 | 0
2025 | MISO_MI_2_MISO_WUMS | MISO_MI | MISO_WUMS | Internal | Summer | B1 | 10 | 166 | 0 | 69.57 | 67.75 | 0.01 | 0
2025 | MISO_MI_2_MISO_WUMS | MISO_MI | MISO_WUMS | Internal | Summer | B2 | 25 | 166 | 0.03 | 66.27 | 66.24 | 0.01 | 0
2025 | MISO_MI_2_MISO_WUMS | MISO_MI | MISO_WUMS | Internal | Summer | B3 | 75 | 166 | 0 | 65.93 | 63.83 | 0.01 | 0
2025 | MISO_MI_2_MISO_WUMS | MISO_MI | MISO_WUMS | Internal | Summer | B4 | 100 | 166 | 166 | 63.45 | 63.83 | 0.01 | 0.37
2025 | MISO_MI_2_MISO_WUMS | MISO_MI | MISO_WUMS | Internal | Summer | B5 | 200 | 166 | 166 | 62.62 | 62.93 | 0.01 | 0.3
2025 | MISO_MI_2_MISO_WUMS | MISO_MI | MISO_WUMS | Internal | Summer | B6 | 300 | 166 | 0 | 49.27 | 49.27 | 0.01 | 0
2025 | MISO_MI_2_MISO_WUMS | MISO_MI | MISO_WUMS | Internal | Summer | B7 | 400 | 166 | 0 | 41.6 | 41.59 | 0.01 | 0
2025 | MISO_MI_2_MISO_WUMS | MISO_MI | MISO_WUMS | Internal | Summer | B8 | 500 | 166 | 0 | 38.73 | 38.7 | 0.01 | 0
2025 | MISO_MI_2_MISO_WUMS | MISO_MI | MISO_WUMS | Internal | Summer | B9 | 800 | 166 | 0 | 38.37 | 38.35 | 0.01 | 0
2025 | MISO_MI_2_MISO_WUMS | MISO_MI | MISO_WUMS | Internal | Summer | B10 | 1262 | 166 | 0 | 34.96 | 34.94 | 0.01 | 0
2025 | MISO_MI_2_MISO_WUMS | MISO_MI | MISO_WUMS | Internal | Winter | B16 | 25 | 166 | 0.09 | 50.99 | 50.99 | 0.01 | 0
2025 | MISO_MI_2_MISO_WUMS | MISO_MI | MISO_WUMS | Internal | Winter | B17 | 100 | 166 | 0 | 45.95 | 45.92 | 0.01 | 0
2025 | MISO_MI_2_MISO_WUMS | MISO_MI | MISO_WUMS | Internal | Winter | B18 | 400 | 166 | 0 | 44.72 | 44.7 | 0.01 | 0
2025 | MISO_MI_2_MISO_WUMS | MISO_MI | MISO_WUMS | Internal | Winter | B19 | 700 | 166 | 0 | 42.16 | 42.14 | 0.01 | 0
2025 | MISO_MI_2_MISO_WUMS | MISO_MI | MISO_WUMS | Internal | Winter | B20 | 935 | 166 | 0 | 36.18 | 36.16 | 0.01 | 0
2025 | MISO_MI_2_PJM_ROR | MISO_MI | PJM_ROR | Internal | Shoulder | B11 | 25 | 1424 | 0.38 | 56.69 | 58.68 | 2 | 0
2025 | MISO_MI_2_PJM_ROR | MISO_MI | PJM_ROR | Internal | Shoulder | B12 | 200 | 1424 | 0 | 47.14 | 49.11 | 2 | 0
2025 | MISO_MI_2_PJM_ROR | MISO_MI | PJM_ROR | Internal | Shoulder | B13 | 600 | 1424 | 0 | 43.04 | 45.01 | 2 | 0
2025 | MISO_MI_2_PJM_ROR | MISO_MI | PJM_ROR | Internal | Shoulder | B14 | 900 | 1424 | 0 | 41.03 | 42.99 | 2 | 0
2025 | MISO_MI_2_PJM_ROR | MISO_MI | PJM_ROR | Internal | Shoulder | B15 | 1203 | 1424 | 0 | 36.97 | 38.93 | 2 | 0
2025 | MISO_MI_2_PJM_ROR | MISO_MI | PJM_ROR | Internal | Summer | B1 | 10 | 1424 | 1423.7 | 69.57 | 71.58 | 2 | 0.01
2025 | MISO_MI_2_PJM_ROR | MISO_MI | PJM_ROR | Internal | Summer | B2 | 25 | 1424 | 0.1 | 66.27 | 68.25 | 2 | 0
2025 | MISO_MI_2_PJM_ROR | MISO_MI | PJM_ROR | Internal | Summer | B3 | 75 | 1424 | 0 | 65.93 | 65.45 | 2 | 0
2025 | MISO_MI_2_PJM_ROR | MISO_MI | PJM_ROR | Internal | Summer | B4 | 100 | 1424 | 770.79 | 63.45 | 65.45 | 2 | 0
2025 | MISO_MI_2_PJM_ROR | MISO_MI | PJM_ROR | Internal | Summer | B5 | 200 | 1424 | 0 | 62.62 | 60.95 | 2 | 0
2025 | MISO_MI_2_PJM_ROR | MISO_MI | PJM_ROR | Internal | Summer | B6 | 300 | 1424 | 1239.84 | 49.27 | 51.27 | 2 | 0
2025 | MISO_MI_2_PJM_ROR | MISO_MI | PJM_ROR | Internal | Summer | B7 | 400 | 1424 | 0 | 41.6 | 43.59 | 2 | 0
2025 | MISO_MI_2_PJM_ROR | MISO_MI | PJM_ROR | Internal | Summer | B8 | 500 | 1424 | 0 | 38.73 | 40.45 | 2 | 0
2025 | MISO_MI_2_PJM_ROR | MISO_MI | PJM_ROR | Internal | Summer | B9 | 800 | 1424 | 0 | 38.37 | 38.46 | 2 | 0
2025 | MISO_MI_2_PJM_ROR | MISO_MI | PJM_ROR | Internal | Summer | B10 | 1262 | 1424 | 0 | 34.96 | 36.63 | 2 | 0
2025 | MISO_MI_2_PJM_ROR | MISO_MI | PJM_ROR | Internal | Winter | B16 | 25 | 1424 | 89.56 | 50.99 | 52.99 | 2 | 0
2025 | MISO_MI_2_PJM_ROR | MISO_MI | PJM_ROR | Internal | Winter | B17 | 100 | 1424 | 0.01 | 45.95 | 47.92 | 2 | 0
2025 | MISO_MI_2_PJM_ROR | MISO_MI | PJM_ROR | Internal | Winter | B18 | 400 | 1424 | 0 | 44.72 | 46.69 | 2 | 0
2025 | MISO_MI_2_PJM_ROR | MISO_MI | PJM_ROR | Internal | Winter | B19 | 700 | 1424 | 0 | 42.16 | 44.13 | 2 | 0
2025 | MISO_MI_2_PJM_ROR | MISO_MI | PJM_ROR | Internal | Winter | B20 | 935 | 1424 | 0 | 36.18 | 38.14 | 2 | 0
2025 | MISO_MO-IL_2_ENT | MISO_MO-IL | ENT | Internal | Shoulder | B11 | 25 | 2540 | 0 | 56.69 | 56.69 | 8 | 0
2025 | MISO_MO-IL_2_ENT | MISO_MO-IL | ENT | Internal | Shoulder | B12 | 200 | 2540 | 0 | 47.12 | 44.8 | 8 | 0
2025 | MISO_MO-IL_2_ENT | MISO_MO-IL | ENT | Internal | Shoulder | B13 | 600 | 2540 | 0 | 43.02 | 43.02 | 8 | 0
2025 | MISO_MO-IL_2_ENT | MISO_MO-IL | ENT | Internal | Shoulder | B14 | 900 | 2540 | 0 | 41.01 | 41.01 | 8 | 0
2025 | MISO_MO-IL_2_ENT | MISO_MO-IL | ENT | Internal | Shoulder | B15 | 1203 | 2540 | 0 | 36.95 | 36.95 | 8 | 0
2025 | MISO_MO-IL_2_ENT | MISO_MO-IL | ENT | Internal | Summer | B1 | 10 | 2540 | 0 | 69.59 | 69.58 | 8 | 0
2025 | MISO_MO-IL_2_ENT | MISO_MO-IL | ENT | Internal | Summer | B2 | 25 | 2540 | 0 | 66.27 | 65.95 | 8 | 0
2025 | MISO_MO-IL_2_ENT | MISO_MO-IL | ENT | Internal | Summer | B3 | 75 | 2540 | 0 | 65.96 | 65.95 | 8 | 0
2025 | MISO_MO-IL_2_ENT | MISO_MO-IL | ENT | Internal | Summer | B4 | 100 | 2540 | 0 | 64.56 | 64.55 | 8 | 0
2025 | MISO_MO-IL_2_ENT | MISO_MO-IL | ENT | Internal | Summer | B5 | 200 | 2540 | 0 | 62.96 | 62.96 | 8 | 0
2025 | MISO_MO-IL_2_ENT | MISO_MO-IL | ENT | Internal | Summer | B6 | 300 | 2540 | 0 | 49.3 | 54.3 | 8 | 0
2025 | MISO_MO-IL_2_ENT | MISO_MO-IL | ENT | Internal | Summer | B7 | 400 | 2540 | 0 | 41.6 | 46.6 | 8 | 0
2025 | MISO_MO-IL_2_ENT | MISO_MO-IL | ENT | Internal | Summer | B8 | 500 | 2540 | 0 | 38.7 | 43.28 | 8 | 0
2025 | MISO_MO-IL_2_ENT | MISO_MO-IL | ENT | Internal | Summer | B9 | 800 | 2540 | 0 | 38.35 | 41.56 | 8 | 0
2025 | MISO_MO-IL_2_ENT | MISO_MO-IL | ENT | Internal | Summer | B10 | 1262 | 2540 | 0 | 34.94 | 36.58 | 8 | 0
2025 | MISO_MO-IL_2_ENT | MISO_MO-IL | ENT | Internal | Winter | B16 | 25 | 2540 | 0 | 50.99 | 50.99 | 8 | 0
2025 | MISO_MO-IL_2_ENT | MISO_MO-IL | ENT | Internal | Winter | B17 | 100 | 2540 | 0 | 45.92 | 45.92 | 8 | 0
2025 | MISO_MO-IL_2_ENT | MISO_MO-IL | ENT | Internal | Winter | B18 | 400 | 2540 | 0 | 44.7 | 44.7 | 8 | 0
2025 | MISO_MO-IL_2_ENT | MISO_MO-IL | ENT | Internal | Winter | B19 | 700 | 2540 | 0 | 42.14 | 42.14 | 8 | 0
2025 | MISO_MO-IL_2_ENT | MISO_MO-IL | ENT | Internal | Winter | B20 | 935 | 2540 | 0 | 36.16 | 36.16 | 8 | 0
2025 | MISO_MO-IL_2_MISO_IN | MISO_MO-IL | MISO_IN | Internal | Shoulder | B11 | 25 | 6229 | 661.69 | 56.69 | 56.71 | 0.01 | 0
2025 | MISO_MO-IL_2_MISO_IN | MISO_MO-IL | MISO_IN | Internal | Shoulder | B12 | 200 | 6229 | 2536.5 | 47.12 | 47.13 | 0.01 | 0
2025 | MISO_MO-IL_2_MISO_IN | MISO_MO-IL | MISO_IN | Internal | Shoulder | B13 | 600 | 6229 | 1095 | 43.02 | 43.03 | 0.01 | 0
2025 | MISO_MO-IL_2_MISO_IN | MISO_MO-IL | MISO_IN | Internal | Shoulder | B14 | 900 | 6229 | 1544.04 | 41.01 | 41.02 | 0.01 | 0
2025 | MISO_MO-IL_2_MISO_IN | MISO_MO-IL | MISO_IN | Internal | Shoulder | B15 | 1203 | 6229 | 3147.72 | 36.95 | 36.96 | 0.01 | 0
2025 | MISO_MO-IL_2_MISO_IN | MISO_MO-IL | MISO_IN | Internal | Summer | B1 | 10 | 6229 | 0.14 | 69.59 | 69.58 | 0.01 | 0
2025 | MISO_MO-IL_2_MISO_IN | MISO_MO-IL | MISO_IN | Internal | Summer | B2 | 25 | 6229 | 2383.95 | 66.27 | 66.28 | 0.01 | 0
2025 | MISO_MO-IL_2_MISO_IN | MISO_MO-IL | MISO_IN | Internal | Summer | B3 | 75 | 6229 | 0.02 | 65.96 | 65.95 | 0.01 | 0
2025 | MISO_MO-IL_2_MISO_IN | MISO_MO-IL | MISO_IN | Internal | Summer | B4 | 100 | 6229 | 37.79 | 64.56 | 64.57 | 0.01 | 0
2025 | MISO_MO-IL_2_MISO_IN | MISO_MO-IL | MISO_IN | Internal | Summer | B5 | 200 | 6229 | 0 | 62.96 | 62.95 | 0.01 | 0
2025 | MISO_MO-IL_2_MISO_IN | MISO_MO-IL | MISO_IN | Internal | Summer | B6 | 300 | 6229 | 0 | 49.3 | 49.29 | 0.01 | 0
2025 | MISO_MO-IL_2_MISO_IN | MISO_MO-IL | MISO_IN | Internal | Summer | B7 | 400 | 6229 | 0 | 41.6 | 41.59 | 0.01 | 0
2025 | MISO_MO-IL_2_MISO_IN | MISO_MO-IL | MISO_IN | Internal | Summer | B8 | 500 | 6229 | 1240.67 | 38.7 | 38.71 | 0.01 | 0
2025 | MISO_MO-IL_2_MISO_IN | MISO_MO-IL | MISO_IN | Internal | Summer | B9 | 800 | 6229 | 588 | 38.35 | 38.36 | 0.01 | 0
2025 | MISO_MO-IL_2_MISO_IN | MISO_MO-IL | MISO_IN | Internal | Summer | B10 | 1262 | 6229 | 3646.04 | 34.94 | 34.95 | 0.01 | 0
2025 | MISO_MO-IL_2_MISO_IN | MISO_MO-IL | MISO_IN | Internal | Winter | B16 | 25 | 6229 | 4047.37 | 50.99 | 51 | 0.01 | 0
2025 | MISO_MO-IL_2_MISO_IN | MISO_MO-IL | MISO_IN | Internal | Winter | B17 | 100 | 6229 | 2819.42 | 45.92 | 45.93 | 0.01 | 0
2025 | MISO_MO-IL_2_MISO_IN | MISO_MO-IL | MISO_IN | Internal | Winter | B18 | 400 | 6229 | 1321.14 | 44.7 | 44.71 | 0.01 | 0
2025 | MISO_MO-IL_2_MISO_IN | MISO_MO-IL | MISO_IN | Internal | Winter | B19 | 700 | 6229 | 1654.73 | 42.14 | 42.15 | 0.01 | 0
2025 | MISO_MO-IL_2_MISO_IN | MISO_MO-IL | MISO_IN | Internal | Winter | B20 | 935 | 6229 | 2407.38 | 36.16 | 36.17 | 0.01 | 0
2025 | MISO_MO-IL_2_MISO_W | MISO_MO-IL | MISO_W | Internal | Shoulder | B11 | 25 | 5033 | 0.05 | 56.69 | 56.68 | 0.01 | 0
2025 | MISO_MO-IL_2_MISO_W | MISO_MO-IL | MISO_W | Internal | Shoulder | B12 | 200 | 5033 | 0 | 47.12 | 47.11 | 0.01 | 0
2025 | MISO_MO-IL_2_MISO_W | MISO_MO-IL | MISO_W | Internal | Shoulder | B13 | 600 | 5033 | 0 | 43.02 | 43.01 | 0.01 | 0
2025 | MISO_MO-IL_2_MISO_W | MISO_MO-IL | MISO_W | Internal | Shoulder | B14 | 900 | 5033 | 0 | 41.01 | 40.99 | 0.01 | 0
2025 | MISO_MO-IL_2_MISO_W | MISO_MO-IL | MISO_W | Internal | Shoulder | B15 | 1203 | 5033 | 0 | 36.95 | 36.93 | 0.01 | 0
2025 | MISO_MO-IL_2_MISO_W | MISO_MO-IL | MISO_W | Internal | Summer | B1 | 10 | 5033 | 0.13 | 69.59 | 69.58 | 0.01 | 0
2025 | MISO_MO-IL_2_MISO_W | MISO_MO-IL | MISO_W | Internal | Summer | B2 | 25 | 5033 | 0.05 | 66.27 | 66.25 | 0.01 | 0
2025 | MISO_MO-IL_2_MISO_W | MISO_MO-IL | MISO_W | Internal | Summer | B3 | 75 | 5033 | 0.02 | 65.96 | 65.95 | 0.01 | 0
2025 | MISO_MO-IL_2_MISO_W | MISO_MO-IL | MISO_W | Internal | Summer | B4 | 100 | 5033 | 0.01 | 64.56 | 64.55 | 0.01 | 0
2025 | MISO_MO-IL_2_MISO_W | MISO_MO-IL | MISO_W | Internal | Summer | B5 | 200 | 5033 | 0 | 62.96 | 62.95 | 0.01 | 0
2025 | MISO_MO-IL_2_MISO_W | MISO_MO-IL | MISO_W | Internal | Summer | B6 | 300 | 5033 | 0 | 49.3 | 49.29 | 0.01 | 0
2025 | MISO_MO-IL_2_MISO_W | MISO_MO-IL | MISO_W | Internal | Summer | B7 | 400 | 5033 | 0 | 41.6 | 41.59 | 0.01 | 0
2025 | MISO_MO-IL_2_MISO_W | MISO_MO-IL | MISO_W | Internal | Summer | B8 | 500 | 5033 | 0 | 38.7 | 38.69 | 0.01 | 0
2025 | MISO_MO-IL_2_MISO_W | MISO_MO-IL | MISO_W | Internal | Summer | B9 | 800 | 5033 | 0 | 38.35 | 38.33 | 0.01 | 0
2025 | MISO_MO-IL_2_MISO_W | MISO_MO-IL | MISO_W | Internal | Summer | B10 | 1262 | 5033 | 0 | 34.94 | 34.93 | 0.01 | 0
2025 | MISO_MO-IL_2_MISO_W | MISO_MO-IL | MISO_W | Internal | Winter | B16 | 25 | 5033 | 0.05 | 50.99 | 50.98 | 0.01 | 0
2025 | MISO_MO-IL_2_MISO_W | MISO_MO-IL | MISO_W | Internal | Winter | B17 | 100 | 5033 | 0.01 | 45.92 | 45.91 | 0.01 | 0
2025 | MISO_MO-IL_2_MISO_W | MISO_MO-IL | MISO_W | Internal | Winter | B18 | 400 | 5033 | 0 | 44.7 | 44.69 | 0.01 | 0
2025 | MISO_MO-IL_2_MISO_W | MISO_MO-IL | MISO_W | Internal | Winter | B19 | 700 | 5033 | 0 | 42.14 | 42.13 | 0.01 | 0
2025 | MISO_MO-IL_2_MISO_W | MISO_MO-IL | MISO_W | Internal | Winter | B20 | 935 | 5033 | 0 | 36.16 | 36.14 | 0.01 | 0
2025 | MISO_MO-IL_2_PJM_ROR | MISO_MO-IL | PJM_ROR | Internal | Shoulder | B11 | 25 | 1212 | 0.11 | 56.69 | 58.68 | 2 | 0
2025 | MISO_MO-IL_2_PJM_ROR | MISO_MO-IL | PJM_ROR | Internal | Shoulder | B12 | 200 | 1212 | 0.01 | 47.12 | 49.11 | 2 | 0
2025 | MISO_MO-IL_2_PJM_ROR | MISO_MO-IL | PJM_ROR | Internal | Shoulder | B13 | 600 | 1212 | 0 | 43.02 | 45.01 | 2 | 0
2025 | MISO_MO-IL_2_PJM_ROR | MISO_MO-IL | PJM_ROR | Internal | Shoulder | B14 | 900 | 1212 | 0 | 41.01 | 42.99 | 2 | 0
2025 | MISO_MO-IL_2_PJM_ROR | MISO_MO-IL | PJM_ROR | Internal | Shoulder | B15 | 1203 | 1212 | 0 | 36.95 | 38.93 | 2 | 0
2025 | MISO_MO-IL_2_PJM_ROR | MISO_MO-IL | PJM_ROR | Internal | Summer | B1 | 10 | 1212 | 0.26 | 69.59 | 71.58 | 2 | 0
2025 | MISO_MO-IL_2_PJM_ROR | MISO_MO-IL | PJM_ROR | Internal | Summer | B2 | 25 | 1212 | 0.1 | 66.27 | 68.25 | 2 | 0
2025 | MISO_MO-IL_2_PJM_ROR | MISO_MO-IL | PJM_ROR | Internal | Summer | B3 | 75 | 1212 | 0 | 65.96 | 65.45 | 2 | 0
2025 | MISO_MO-IL_2_PJM_ROR | MISO_MO-IL | PJM_ROR | Internal | Summer | B4 | 100 | 1212 | 0 | 64.56 | 65.45 | 2 | 0
2025 | MISO_MO-IL_2_PJM_ROR | MISO_MO-IL | PJM_ROR | Internal | Summer | B5 | 200 | 1212 | 0 | 62.96 | 60.95 | 2 | 0
2025 | MISO_MO-IL_2_PJM_ROR | MISO_MO-IL | PJM_ROR | Internal | Summer | B6 | 300 | 1212 | 0 | 49.3 | 51.27 | 2 | 0
2025 | MISO_MO-IL_2_PJM_ROR | MISO_MO-IL | PJM_ROR | Internal | Summer | B7 | 400 | 1212 | 0 | 41.6 | 43.59 | 2 | 0
2025 | MISO_MO-IL_2_PJM_ROR | MISO_MO-IL | PJM_ROR | Internal | Summer | B8 | 500 | 1212 | 0 | 38.7 | 40.45 | 2 | 0
2025 | MISO_MO-IL_2_PJM_ROR | MISO_MO-IL | PJM_ROR | Internal | Summer | B9 | 800 | 1212 | 0 | 38.35 | 38.46 | 2 | 0
2025 | MISO_MO-IL_2_PJM_ROR | MISO_MO-IL | PJM_ROR | Internal | Summer | B10 | 1262 | 1212 | 0 | 34.94 | 36.63 | 2 | 0
2025 | MISO_MO-IL_2_PJM_ROR | MISO_MO-IL | PJM_ROR | Internal | Winter | B16 | 25 | 1212 | 767.16 | 50.99 | 52.99 | 2 | 0
2025 | MISO_MO-IL_2_PJM_ROR | MISO_MO-IL | PJM_ROR | Internal | Winter | B17 | 100 | 1212 | 796.56 | 45.92 | 47.92 | 2 | 0
2025 | MISO_MO-IL_2_PJM_ROR | MISO_MO-IL | PJM_ROR | Internal | Winter | B18 | 400 | 1212 | 0 | 44.7 | 46.69 | 2 | 0
2025 | MISO_MO-IL_2_PJM_ROR | MISO_MO-IL | PJM_ROR | Internal | Winter | B19 | 700 | 1212 | 0 | 42.14 | 44.13 | 2 | 0
2025 | MISO_MO-IL_2_PJM_ROR | MISO_MO-IL | PJM_ROR | Internal | Winter | B20 | 935 | 1212 | 0 | 36.16 | 38.14 | 2 | 0
2025 | MISO_MO-IL_2_SPP_N | MISO_MO-IL | SPP_N | Internal | Shoulder | B11 | 25 | 2263 | 0 | 56.69 | 51.69 | 8 | 0
2025 | MISO_MO-IL_2_SPP_N | MISO_MO-IL | SPP_N | Internal | Shoulder | B12 | 200 | 2263 | 0 | 47.12 | 42.12 | 8 | 0
2025 | MISO_MO-IL_2_SPP_N | MISO_MO-IL | SPP_N | Internal | Shoulder | B13 | 600 | 2263 | 0 | 43.02 | 38.02 | 8 | 0
2025 | MISO_MO-IL_2_SPP_N | MISO_MO-IL | SPP_N | Internal | Shoulder | B14 | 900 | 2263 | 0 | 41.01 | 36.01 | 8 | 0
2025 | MISO_MO-IL_2_SPP_N | MISO_MO-IL | SPP_N | Internal | Shoulder | B15 | 1203 | 2263 | 0 | 36.95 | 31.95 | 8 | 0
2025 | MISO_MO-IL_2_SPP_N | MISO_MO-IL | SPP_N | Internal | Summer | B1 | 10 | 2263 | 0 | 69.59 | 64.59 | 8 | 0
2025 | MISO_MO-IL_2_SPP_N | MISO_MO-IL | SPP_N | Internal | Summer | B2 | 25 | 2263 | 0 | 66.27 | 61.27 | 8 | 0
2025 | MISO_MO-IL_2_SPP_N | MISO_MO-IL | SPP_N | Internal | Summer | B3 | 75 | 2263 | 0 | 65.96 | 60.96 | 8 | 0
2025 | MISO_MO-IL_2_SPP_N | MISO_MO-IL | SPP_N | Internal | Summer | B4 | 100 | 2263 | 0 | 64.56 | 59.56 | 8 | 0
2025 | MISO_MO-IL_2_SPP_N | MISO_MO-IL | SPP_N | Internal | Summer | B5 | 200 | 2263 | 0 | 62.96 | 57.96 | 8 | 0
2025 | MISO_MO-IL_2_SPP_N | MISO_MO-IL | SPP_N | Internal | Summer | B6 | 300 | 2263 | 0 | 49.3 | 49.3 | 8 | 0
2025 | MISO_MO-IL_2_SPP_N | MISO_MO-IL | SPP_N | Internal | Summer | B7 | 400 | 2263 | 0 | 41.6 | 41.6 | 8 | 0
2025 | MISO_MO-IL_2_SPP_N | MISO_MO-IL | SPP_N | Internal | Summer | B8 | 500 | 2263 | 0 | 38.7 | 38.28 | 8 | 0
2025 | MISO_MO-IL_2_SPP_N | MISO_MO-IL | SPP_N | Internal | Summer | B9 | 800 | 2263 | 0 | 38.35 | 36.56 | 8 | 0
2025 | MISO_MO-IL_2_SPP_N | MISO_MO-IL | SPP_N | Internal | Summer | B10 | 1262 | 2263 | 0 | 34.94 | 31.58 | 8 | 0
2025 | MISO_MO-IL_2_SPP_N | MISO_MO-IL | SPP_N | Internal | Winter | B16 | 25 | 2263 | 0 | 50.99 | 45.99 | 8 | 0
2025 | MISO_MO-IL_2_SPP_N | MISO_MO-IL | SPP_N | Internal | Winter | B17 | 100 | 2263 | 0 | 45.92 | 40.92 | 8 | 0
2025 | MISO_MO-IL_2_SPP_N | MISO_MO-IL | SPP_N | Internal | Winter | B18 | 400 | 2263 | 0 | 44.7 | 39.7 | 8 | 0
2025 | MISO_MO-IL_2_SPP_N | MISO_MO-IL | SPP_N | Internal | Winter | B19 | 700 | 2263 | 0 | 42.14 | 37.14 | 8 | 0
2025 | MISO_MO-IL_2_SPP_N | MISO_MO-IL | SPP_N | Internal | Winter | B20 | 935 | 2263 | 0 | 36.16 | 31.16 | 8 | 0
2025 | MISO_MO-IL_2_TVA_Transmission | MISO_MO-IL | TVA_Transmission | Internal | Shoulder | B11 | 25 | 4000 | 0 | 56.69 | 63.43 | 8 | 0
2025 | MISO_MO-IL_2_TVA_Transmission | MISO_MO-IL | TVA_Transmission | Internal | Shoulder | B12 | 200 | 4000 | 0 | 47.12 | 50.03 | 8 | 0
2025 | MISO_MO-IL_2_TVA_Transmission | MISO_MO-IL | TVA_Transmission | Internal | Shoulder | B13 | 600 | 4000 | 0 | 43.02 | 47.42 | 8 | 0
2025 | MISO_MO-IL_2_TVA_Transmission | MISO_MO-IL | TVA_Transmission | Internal | Shoulder | B14 | 900 | 4000 | 0 | 41.01 | 46.49 | 8 | 0
2025 | MISO_MO-IL_2_TVA_Transmission | MISO_MO-IL | TVA_Transmission | Internal | Shoulder | B15 | 1203 | 4000 | 0 | 36.95 | 44.93 | 8 | 0
2025 | MISO_MO-IL_2_TVA_Transmission | MISO_MO-IL | TVA_Transmission | Internal | Summer | B1 | 10 | 4000 | 0.3 | 69.59 | 77.58 | 8 | 0
2025 | MISO_MO-IL_2_TVA_Transmission | MISO_MO-IL | TVA_Transmission | Internal | Summer | B2 | 25 | 4000 | 0.1 | 66.27 | 74.25 | 8 | 0
2025 | MISO_MO-IL_2_TVA_Transmission | MISO_MO-IL | TVA_Transmission | Internal | Summer | B3 | 75 | 4000 | 0 | 65.96 | 71.45 | 8 | 0
2025 | MISO_MO-IL_2_TVA_Transmission | MISO_MO-IL | TVA_Transmission | Internal | Summer | B4 | 100 | 4000 | 0 | 64.56 | 71.45 | 8 | 0
2025 | MISO_MO-IL_2_TVA_Transmission | MISO_MO-IL | TVA_Transmission | Internal | Summer | B5 | 200 | 4000 | 0 | 62.96 | 66.95 | 8 | 0
2025 | MISO_MO-IL_2_TVA_Transmission | MISO_MO-IL | TVA_Transmission | Internal | Summer | B6 | 300 | 4000 | 0 | 49.3 | 56.02 | 8 | 0
2025 | MISO_MO-IL_2_TVA_Transmission | MISO_MO-IL | TVA_Transmission | Internal | Summer | B7 | 400 | 4000 | 0 | 41.6 | 48.33 | 8 | 0
2025 | MISO_MO-IL_2_TVA_Transmission | MISO_MO-IL | TVA_Transmission | Internal | Summer | B8 | 500 | 4000 | 0 | 38.7 | 44.67 | 8 | 0
2025 | MISO_MO-IL_2_TVA_Transmission | MISO_MO-IL | TVA_Transmission | Internal | Summer | B9 | 800 | 4000 | 0 | 38.35 | 43.62 | 8 | 0
2025 | MISO_MO-IL_2_TVA_Transmission | MISO_MO-IL | TVA_Transmission | Internal | Summer | B10 | 1262 | 4000 | 0 | 34.94 | 40.5 | 8 | 0
2025 | MISO_MO-IL_2_TVA_Transmission | MISO_MO-IL | TVA_Transmission | Internal | Winter | B16 | 25 | 4000 | 2578.25 | 50.99 | 58.99 | 8 | 0
2025 | MISO_MO-IL_2_TVA_Transmission | MISO_MO-IL | TVA_Transmission | Internal | Winter | B17 | 100 | 4000 | 0 | 45.92 | 51.05 | 8 | 0
2025 | MISO_MO-IL_2_TVA_Transmission | MISO_MO-IL | TVA_Transmission | Internal | Winter | B18 | 400 | 4000 | 0 | 44.7 | 48.6 | 8 | 0
2025 | MISO_MO-IL_2_TVA_Transmission | MISO_MO-IL | TVA_Transmission | Internal | Winter | B19 | 700 | 4000 | 0 | 42.14 | 47.2 | 8 | 0
2025 | MISO_MO-IL_2_TVA_Transmission | MISO_MO-IL | TVA_Transmission | Internal | Winter | B20 | 935 | 4000 | 0 | 36.16 | 44.14 | 8 | 0
2025 | MISO_W_2_IESO | MISO_W | IESO | Internal | Shoulder | B11 | 25 | 164 | 0 | 56.68 | 34.7 | 8 | 0
2025 | MISO_W_2_IESO | MISO_W | IESO | Internal | Shoulder | B12 | 200 | 164 | 0 | 47.11 | 34.7 | 8 | 0
2025 | MISO_W_2_IESO | MISO_W | IESO | Internal | Shoulder | B13 | 600 | 164 | 0 | 43.01 | 32.89 | 8 | 0
2025 | MISO_W_2_IESO | MISO_W | IESO | Internal | Shoulder | B14 | 900 | 164 | 0 | 40.99 | 32.89 | 8 | 0
2025 | MISO_W_2_IESO | MISO_W | IESO | Internal | Shoulder | B15 | 1203 | 164 | 0 | 36.93 | 32.89 | 8 | 0
2025 | MISO_W_2_IESO | MISO_W | IESO | Internal | Summer | B1 | 10 | 164 | 0 | 69.58 | 46.44 | 8 | 0
2025 | MISO_W_2_IESO | MISO_W | IESO | Internal | Summer | B2 | 25 | 164 | 0 | 66.25 | 46.44 | 8 | 0
2025 | MISO_W_2_IESO | MISO_W | IESO | Internal | Summer | B3 | 75 | 164 | 0 | 65.95 | 42.84 | 8 | 0
2025 | MISO_W_2_IESO | MISO_W | IESO | Internal | Summer | B4 | 100 | 164 | 0 | 64.55 | 42.84 | 8 | 0
2025 | MISO_W_2_IESO | MISO_W | IESO | Internal | Summer | B5 | 200 | 164 | 0 | 62.95 | 39.59 | 8 | 0
2025 | MISO_W_2_IESO | MISO_W | IESO | Internal | Summer | B6 | 300 | 164 | 0 | 49.29 | 36.26 | 8 | 0
2025 | MISO_W_2_IESO | MISO_W | IESO | Internal | Summer | B7 | 400 | 164 | 0 | 41.59 | 32.96 | 8 | 0
2025 | MISO_W_2_IESO | MISO_W | IESO | Internal | Summer | B8 | 500 | 164 | 0 | 38.69 | 31.3 | 8 | 0
2025 | MISO_W_2_IESO | MISO_W | IESO | Internal | Summer | B9 | 800 | 164 | 0 | 38.33 | 31.3 | 8 | 0
2025 | MISO_W_2_IESO | MISO_W | IESO | Internal | Summer | B10 | 1262 | 164 | 0 | 34.93 | 31.3 | 8 | 0
2025 | MISO_W_2_IESO | MISO_W | IESO | Internal | Winter | B16 | 25 | 164 | 0 | 50.98 | 42.49 | 8 | 0
2025 | MISO_W_2_IESO | MISO_W | IESO | Internal | Winter | B17 | 100 | 164 | 0 | 45.91 | 37.25 | 8 | 0
2025 | MISO_W_2_IESO | MISO_W | IESO | Internal | Winter | B18 | 400 | 164 | 0 | 44.69 | 37.16 | 8 | 0
2025 | MISO_W_2_IESO | MISO_W | IESO | Internal | Winter | B19 | 700 | 164 | 0 | 42.13 | 37.16 | 8 | 0
2025 | MISO_W_2_IESO | MISO_W | IESO | Internal | Winter | B20 | 935 | 164 | 0 | 36.14 | 37.16 | 8 | 0
2025 | MISO_W_2_MAPP_CA | MISO_W | MAPP_CA | Internal | Shoulder | B11 | 25 | 788 | 0 | 56.68 | 49.42 | 0.01 | 0
2025 | MISO_W_2_MAPP_CA | MISO_W | MAPP_CA | Internal | Shoulder | B12 | 200 | 788 | 0 | 47.11 | 47.09 | 0.01 | 0
2025 | MISO_W_2_MAPP_CA | MISO_W | MAPP_CA | Internal | Shoulder | B13 | 600 | 788 | 0 | 43.01 | 42.99 | 0.01 | 0
2025 | MISO_W_2_MAPP_CA | MISO_W | MAPP_CA | Internal | Shoulder | B14 | 900 | 788 | 0 | 40.99 | 40.99 | 0.01 | 0
2025 | MISO_W_2_MAPP_CA | MISO_W | MAPP_CA | Internal | Shoulder | B15 | 1203 | 788 | 788 | 36.93 | 40.99 | 0.01 | 4.05
2025 | MISO_W_2_MAPP_CA | MISO_W | MAPP_CA | Internal | Summer | B1 | 10 | 788 | 0 | 69.58 | 55.58 | 0.01 | 0
2025 | MISO_W_2_MAPP_CA | MISO_W | MAPP_CA | Internal | Summer | B2 | 25 | 788 | 0 | 66.25 | 53.44 | 0.01 | 0
2025 | MISO_W_2_MAPP_CA | MISO_W | MAPP_CA | Internal | Summer | B3 | 75 | 788 | 0.02 | 65.95 | 65.93 | 0.01 | 0
2025 | MISO_W_2_MAPP_CA | MISO_W | MAPP_CA | Internal | Summer | B4 | 100 | 788 | 0.01 | 64.55 | 64.54 | 0.01 | 0
2025 | MISO_W_2_MAPP_CA | MISO_W | MAPP_CA | Internal | Summer | B5 | 200 | 788 | 0 | 62.95 | 62.93 | 0.01 | 0
2025 | MISO_W_2_MAPP_CA | MISO_W | MAPP_CA | Internal | Summer | B6 | 300 | 788 | 0 | 49.29 | 49.27 | 0.01 | 0
2025 | MISO_W_2_MAPP_CA | MISO_W | MAPP_CA | Internal | Summer | B7 | 400 | 788 | 0 | 41.59 | 41.57 | 0.01 | 0
2025 | MISO_W_2_MAPP_CA | MISO_W | MAPP_CA | Internal | Summer | B8 | 500 | 788 | 0 | 38.69 | 38.68 | 0.01 | 0
2025 | MISO_W_2_MAPP_CA | MISO_W | MAPP_CA | Internal | Summer | B9 | 800 | 788 | 0 | 38.33 | 38.33 | 0.01 | 0
2025 | MISO_W_2_MAPP_CA | MISO_W | MAPP_CA | Internal | Summer | B10 | 1262 | 788 | 788 | 34.93 | 38.33 | 0.01 | 3.4
2025 | MISO_W_2_MAPP_CA | MISO_W | MAPP_CA | Internal | Winter | B16 | 25 | 788 | 0.05 | 50.98 | 50.96 | 0.01 | 0
2025 | MISO_W_2_MAPP_CA | MISO_W | MAPP_CA | Internal | Winter | B17 | 100 | 788 | 0.01 | 45.91 | 45.9 | 0.01 | 0
2025 | MISO_W_2_MAPP_CA | MISO_W | MAPP_CA | Internal | Winter | B18 | 400 | 788 | 0 | 44.69 | 44.69 | 0.01 | 0
2025 | MISO_W_2_MAPP_CA | MISO_W | MAPP_CA | Internal | Winter | B19 | 700 | 788 | 788 | 42.13 | 44.69 | 0.01 | 2.55
2025 | MISO_W_2_MAPP_CA | MISO_W | MAPP_CA | Internal | Winter | B20 | 935 | 788 | 788 | 36.14 | 44.69 | 0.01 | 8.53
2025 | MISO_W_2_MISO_MO-IL | MISO_W | MISO_MO-IL | Internal | Shoulder | B11 | 25 | 7873 | 3639.61 | 56.68 | 56.69 | 0.01 | 0
2025 | MISO_W_2_MISO_MO-IL | MISO_W | MISO_MO-IL | Internal | Shoulder | B12 | 200 | 7873 | 3081.58 | 47.11 | 47.12 | 0.01 | 0
2025 | MISO_W_2_MISO_MO-IL | MISO_W | MISO_MO-IL | Internal | Shoulder | B13 | 600 | 7873 | 1841.83 | 43.01 | 43.02 | 0.01 | 0
2025 | MISO_W_2_MISO_MO-IL | MISO_W | MISO_MO-IL | Internal | Shoulder | B14 | 900 | 7873 | 1380.2 | 40.99 | 41.01 | 0.01 | 0
2025 | MISO_W_2_MISO_MO-IL | MISO_W | MISO_MO-IL | Internal | Shoulder | B15 | 1203 | 7873 | 3768.04 | 36.93 | 36.95 | 0.01 | 0
2025 | MISO_W_2_MISO_MO-IL | MISO_W | MISO_MO-IL | Internal | Summer | B1 | 10 | 7873 | 908.36 | 69.58 | 69.59 | 0.01 | 0
2025 | MISO_W_2_MISO_MO-IL | MISO_W | MISO_MO-IL | Internal | Summer | B2 | 25 | 7873 | 3040.18 | 66.25 | 66.27 | 0.01 | 0
2025 | MISO_W_2_MISO_MO-IL | MISO_W | MISO_MO-IL | Internal | Summer | B3 | 75 | 7873 | 2479.81 | 65.95 | 65.96 | 0.01 | 0
2025 | MISO_W_2_MISO_MO-IL | MISO_W | MISO_MO-IL | Internal | Summer | B4 | 100 | 7873 | 2396.89 | 64.55 | 64.56 | 0.01 | 0
2025 | MISO_W_2_MISO_MO-IL | MISO_W | MISO_MO-IL | Internal | Summer | B5 | 200 | 7873 | 427.02 | 62.95 | 62.96 | 0.01 | 0
2025 | MISO_W_2_MISO_MO-IL | MISO_W | MISO_MO-IL | Internal | Summer | B6 | 300 | 7873 | 610.98 | 49.29 | 49.3 | 0.01 | 0
2025 | MISO_W_2_MISO_MO-IL | MISO_W | MISO_MO-IL | Internal | Summer | B7 | 400 | 7873 | 515.31 | 41.59 | 41.6 | 0.01 | 0
2025 | MISO_W_2_MISO_MO-IL | MISO_W | MISO_MO-IL | Internal | Summer | B8 | 500 | 7873 | 3156.62 | 38.69 | 38.7 | 0.01 | 0
2025 | MISO_W_2_MISO_MO-IL | MISO_W | MISO_MO-IL | Internal | Summer | B9 | 800 | 7873 | 2207.99 | 38.33 | 38.35 | 0.01 | 0
2025 | MISO_W_2_MISO_MO-IL | MISO_W | MISO_MO-IL | Internal | Summer | B10 | 1262 | 7873 | 4028.05 | 34.93 | 34.94 | 0.01 | 0
2025 | MISO_W_2_MISO_MO-IL | MISO_W | MISO_MO-IL | Internal | Winter | B16 | 25 | 7873 | 7106.06 | 50.98 | 50.99 | 0.01 | 0
2025 | MISO_W_2_MISO_MO-IL | MISO_W | MISO_MO-IL | Internal | Winter | B17 | 100 | 7873 | 3513.47 | 45.91 | 45.92 | 0.01 | 0
2025 | MISO_W_2_MISO_MO-IL | MISO_W | MISO_MO-IL | Internal | Winter | B18 | 400 | 7873 | 1205.92 | 44.69 | 44.7 | 0.01 | 0
2025 | MISO_W_2_MISO_MO-IL | MISO_W | MISO_MO-IL | Internal | Winter | B19 | 700 | 7873 | 952.37 | 42.13 | 42.14 | 0.01 | 0
2025 | MISO_W_2_MISO_MO-IL | MISO_W | MISO_MO-IL | Internal | Winter | B20 | 935 | 7873 | 3080.14 | 36.14 | 36.16 | 0.01 | 0
2025 | MISO_W_2_MISO_WUMS | MISO_W | MISO_WUMS | Internal | Shoulder | B11 | 25 | 3756 | 249.44 | 56.68 | 56.69 | 0.01 | 0
2025 | MISO_W_2_MISO_WUMS | MISO_W | MISO_WUMS | Internal | Shoulder | B12 | 200 | 3756 | 324.95 | 47.11 | 47.12 | 0.01 | 0
2025 | MISO_W_2_MISO_WUMS | MISO_W | MISO_WUMS | Internal | Shoulder | B13 | 600 | 3756 | 759.33 | 43.01 | 43.02 | 0.01 | 0
2025 | MISO_W_2_MISO_WUMS | MISO_W | MISO_WUMS | Internal | Shoulder | B14 | 900 | 3756 | 223.4 | 40.99 | 41.01 | 0.01 | 0
2025 | MISO_W_2_MISO_WUMS | MISO_W | MISO_WUMS | Internal | Shoulder | B15 | 1203 | 3756 | 2630.23 | 36.93 | 36.95 | 0.01 | 0
2025 | MISO_W_2_MISO_WUMS | MISO_W | MISO_WUMS | Internal | Summer | B1 | 10 | 3756 | 0 | 69.58 | 67.75 | 0.01 | 0
2025 | MISO_W_2_MISO_WUMS | MISO_W | MISO_WUMS | Internal | Summer | B2 | 25 | 3756 | 0.05 | 66.25 | 66.24 | 0.01 | 0
2025 | MISO_W_2_MISO_WUMS | MISO_W | MISO_WUMS | Internal | Summer | B3 | 75 | 3756 | 0 | 65.95 | 63.83 | 0.01 | 0
2025 | MISO_W_2_MISO_WUMS | MISO_W | MISO_WUMS | Internal | Summer | B4 | 100 | 3756 | 0 | 64.55 | 63.83 | 0.01 | 0
2025 | MISO_W_2_MISO_WUMS | MISO_W | MISO_WUMS | Internal | Summer | B5 | 200 | 3756 | 0 | 62.95 | 62.93 | 0.01 | 0
2025 | MISO_W_2_MISO_WUMS | MISO_W | MISO_WUMS | Internal | Summer | B6 | 300 | 3756 | 0 | 49.29 | 49.27 | 0.01 | 0
2025 | MISO_W_2_MISO_WUMS | MISO_W | MISO_WUMS | Internal | Summer | B7 | 400 | 3756 | 0 | 41.59 | 41.59 | 0.01 | 0
2025 | MISO_W_2_MISO_WUMS | MISO_W | MISO_WUMS | Internal | Summer | B8 | 500 | 3756 | 840.89 | 38.69 | 38.7 | 0.01 | 0
2025 | MISO_W_2_MISO_WUMS | MISO_W | MISO_WUMS | Internal | Summer | B9 | 800 | 3756 | 363.37 | 38.33 | 38.35 | 0.01 | 0
2025 | MISO_W_2_MISO_WUMS | MISO_W | MISO_WUMS | Internal | Summer | B10 | 1262 | 3756 | 2333.03 | 34.93 | 34.94 | 0.01 | 0
2025 | MISO_W_2_MISO_WUMS | MISO_W | MISO_WUMS | Internal | Winter | B16 | 25 | 3756 | 1782.34 | 50.98 | 50.99 | 0.01 | 0
2025 | MISO_W_2_MISO_WUMS | MISO_W | MISO_WUMS | Internal | Winter | B17 | 100 | 3756 | 1624.87 | 45.91 | 45.92 | 0.01 | 0
2025 | MISO_W_2_MISO_WUMS | MISO_W | MISO_WUMS | Internal | Winter | B18 | 400 | 3756 | 231.52 | 44.69 | 44.7 | 0.01 | 0
2025 | MISO_W_2_MISO_WUMS | MISO_W | MISO_WUMS | Internal | Winter | B19 | 700 | 3756 | 1880.35 | 42.13 | 42.14 | 0.01 | 0
2025 | MISO_W_2_MISO_WUMS | MISO_W | MISO_WUMS | Internal | Winter | B20 | 935 | 3756 | 2381.88 | 36.14 | 36.16 | 0.01 | 0
2025 | MISO_W_2_NE | MISO_W | NE | Internal | Shoulder | B11 | 25 | 20297 | 0 | 56.68 | 51.68 | 7 | 0
2025 | MISO_W_2_NE | MISO_W | NE | Internal | Shoulder | B12 | 200 | 20297 | 0 | 47.11 | 42.11 | 7 | 0
2025 | MISO_W_2_NE | MISO_W | NE | Internal | Shoulder | B13 | 600 | 20297 | 0 | 43.01 | 38.01 | 7 | 0
2025 | MISO_W_2_NE | MISO_W | NE | Internal | Shoulder | B14 | 900 | 20297 | 0 | 40.99 | 35.99 | 7 | 0
2025 | MISO_W_2_NE | MISO_W | NE | Internal | Shoulder | B15 | 1203 | 20297 | 0 | 36.93 | 31.93 | 7 | 0
2025 | MISO_W_2_NE | MISO_W | NE | Internal | Summer | B1 | 10 | 20297 | 0 | 69.58 | 64.58 | 7 | 0
2025 | MISO_W_2_NE | MISO_W | NE | Internal | Summer | B2 | 25 | 20297 | 0 | 66.25 | 61.25 | 7 | 0
2025 | MISO_W_2_NE | MISO_W | NE | Internal | Summer | B3 | 75 | 20297 | 0 | 65.95 | 60.95 | 7 | 0
2025 | MISO_W_2_NE | MISO_W | NE | Internal | Summer | B4 | 100 | 20297 | 0 | 64.55 | 59.55 | 7 | 0
2025 | MISO_W_2_NE | MISO_W | NE | Internal | Summer | B5 | 200 | 20297 | 0 | 62.95 | 57.95 | 7 | 0
2025 | MISO_W_2_NE | MISO_W | NE | Internal | Summer | B6 | 300 | 20297 | 0 | 49.29 | 49.29 | 7 | 0
2025 | MISO_W_2_NE | MISO_W | NE | Internal | Summer | B7 | 400 | 20297 | 0 | 41.59 | 41.59 | 7 | 0
2025 | MISO_W_2_NE | MISO_W | NE | Internal | Summer | B8 | 500 | 20297 | 0 | 38.69 | 33.69 | 7 | 0
2025 | MISO_W_2_NE | MISO_W | NE | Internal | Summer | B9 | 800 | 20297 | 0 | 38.33 | 33.33 | 7 | 0
2025 | MISO_W_2_NE | MISO_W | NE | Internal | Summer | B10 | 1262 | 20297 | 0 | 34.93 | 29.93 | 7 | 0
2025 | MISO_W_2_NE | MISO_W | NE | Internal | Winter | B16 | 25 | 20297 | 0 | 50.98 | 45.98 | 7 | 0
2025 | MISO_W_2_NE | MISO_W | NE | Internal | Winter | B17 | 100 | 20297 | 0 | 45.91 | 40.91 | 7 | 0
2025 | MISO_W_2_NE | MISO_W | NE | Internal | Winter | B18 | 400 | 20297 | 0 | 44.69 | 39.69 | 7 | 0
2025 | MISO_W_2_NE | MISO_W | NE | Internal | Winter | B19 | 700 | 20297 | 0 | 42.13 | 37.13 | 7 | 0
2025 | MISO_W_2_NE | MISO_W | NE | Internal | Winter | B20 | 935 | 20297 | 0 | 36.14 | 31.14 | 7 | 0
2025 | MISO_W_2_PJM_ROR | MISO_W | PJM_ROR | Internal | Shoulder | B11 | 25 | 10135 | 378.41 | 56.68 | 58.68 | 2 | 0
2025 | MISO_W_2_PJM_ROR | MISO_W | PJM_ROR | Internal | Shoulder | B12 | 200 | 10135 | 6672.95 | 47.11 | 49.11 | 2 | 0
2025 | MISO_W_2_PJM_ROR | MISO_W | PJM_ROR | Internal | Shoulder | B13 | 600 | 10135 | 4528.77 | 43.01 | 45.01 | 2 | 0
2025 | MISO_W_2_PJM_ROR | MISO_W | PJM_ROR | Internal | Shoulder | B14 | 900 | 10135 | 4233.74 | 40.99 | 42.99 | 2 | 0
2025 | MISO_W_2_PJM_ROR | MISO_W | PJM_ROR | Internal | Shoulder | B15 | 1203 | 10135 | 5010.92 | 36.93 | 38.93 | 2 | 0
2025 | MISO_W_2_PJM_ROR | MISO_W | PJM_ROR | Internal | Summer | B1 | 10 | 10135 | 4419.36 | 69.58 | 71.58 | 2 | 0
2025 | MISO_W_2_PJM_ROR | MISO_W | PJM_ROR | Internal | Summer | B2 | 25 | 10135 | 2059.73 | 66.25 | 68.25 | 2 | 0
2025 | MISO_W_2_PJM_ROR | MISO_W | PJM_ROR | Internal | Summer | B3 | 75 | 10135 | 0 | 65.95 | 65.45 | 2 | 0
2025 | MISO_W_2_PJM_ROR | MISO_W | PJM_ROR | Internal | Summer | B4 | 100 | 10135 | 0 | 64.55 | 65.45 | 2 | 0
2025 | MISO_W_2_PJM_ROR | MISO_W | PJM_ROR | Internal | Summer | B5 | 200 | 10135 | 0 | 62.95 | 60.95 | 2 | 0
2025 | MISO_W_2_PJM_ROR | MISO_W | PJM_ROR | Internal | Summer | B6 | 300 | 10135 | 0 | 49.29 | 51.27 | 2 | 0
2025 | MISO_W_2_PJM_ROR | MISO_W | PJM_ROR | Internal | Summer | B7 | 400 | 10135 | 885.26 | 41.59 | 43.59 | 2 | 0
2025 | MISO_W_2_PJM_ROR | MISO_W | PJM_ROR | Internal | Summer | B8 | 500 | 10135 | 0 | 38.69 | 40.45 | 2 | 0
2025 | MISO_W_2_PJM_ROR | MISO_W | PJM_ROR | Internal | Summer | B9 | 800 | 10135 | 0 | 38.33 | 38.46 | 2 | 0
2025 | MISO_W_2_PJM_ROR | MISO_W | PJM_ROR | Internal | Summer | B10 | 1262 | 10135 | 0 | 34.93 | 36.63 | 2 | 0
2025 | MISO_W_2_PJM_ROR | MISO_W | PJM_ROR | Internal | Winter | B16 | 25 | 10135 | 10134.9 | 50.98 | 52.99 | 2 | 0.01
2025 | MISO_W_2_PJM_ROR | MISO_W | PJM_ROR | Internal | Winter | B17 | 100 | 10135 | 10134.97 | 45.91 | 47.92 | 2 | 0.01
2025 | MISO_W_2_PJM_ROR | MISO_W | PJM_ROR | Internal | Winter | B18 | 400 | 10135 | 4962.45 | 44.69 | 46.69 | 2 | 0
2025 | MISO_W_2_PJM_ROR | MISO_W | PJM_ROR | Internal | Winter | B19 | 700 | 10135 | 3512.92 | 42.13 | 44.13 | 2 | 0
2025 | MISO_W_2_PJM_ROR | MISO_W | PJM_ROR | Internal | Winter | B20 | 935 | 10135 | 4738.4 | 36.14 | 38.14 | 2 | 0
2025 | MISO_W_2_SPP_N | MISO_W | SPP_N | Internal | Shoulder | B11 | 25 | 3200 | 0 | 56.68 | 51.69 | 7 | 0
2025 | MISO_W_2_SPP_N | MISO_W | SPP_N | Internal | Shoulder | B12 | 200 | 3200 | 0 | 47.11 | 42.12 | 7 | 0
2025 | MISO_W_2_SPP_N | MISO_W | SPP_N | Internal | Shoulder | B13 | 600 | 3200 | 0 | 43.01 | 38.02 | 7 | 0
2025 | MISO_W_2_SPP_N | MISO_W | SPP_N | Internal | Shoulder | B14 | 900 | 3200 | 0 | 40.99 | 36.01 | 7 | 0
2025 | MISO_W_2_SPP_N | MISO_W | SPP_N | Internal | Shoulder | B15 | 1203 | 3200 | 0 | 36.93 | 31.95 | 7 | 0
2025 | MISO_W_2_SPP_N | MISO_W | SPP_N | Internal | Summer | B1 | 10 | 3200 | 0 | 69.58 | 64.59 | 7 | 0
2025 | MISO_W_2_SPP_N | MISO_W | SPP_N | Internal | Summer | B2 | 25 | 3200 | 0 | 66.25 | 61.27 | 7 | 0
2025 | MISO_W_2_SPP_N | MISO_W | SPP_N | Internal | Summer | B3 | 75 | 3200 | 0 | 65.95 | 60.96 | 7 | 0
2025 | MISO_W_2_SPP_N | MISO_W | SPP_N | Internal | Summer | B4 | 100 | 3200 | 0 | 64.55 | 59.56 | 7 | 0
2025 | MISO_W_2_SPP_N | MISO_W | SPP_N | Internal | Summer | B5 | 200 | 3200 | 0 | 62.95 | 57.96 | 7 | 0
2025 | MISO_W_2_SPP_N | MISO_W | SPP_N | Internal | Summer | B6 | 300 | 3200 | 0 | 49.29 | 49.3 | 7 | 0
2025 | MISO_W_2_SPP_N | MISO_W | SPP_N | Internal | Summer | B7 | 400 | 3200 | 0 | 41.59 | 41.6 | 7 | 0
2025 | MISO_W_2_SPP_N | MISO_W | SPP_N | Internal | Summer | B8 | 500 | 3200 | 0 | 38.69 | 38.28 | 7 | 0
2025 | MISO_W_2_SPP_N | MISO_W | SPP_N | Internal | Summer | B9 | 800 | 3200 | 0 | 38.33 | 36.56 | 7 | 0
2025 | MISO_W_2_SPP_N | MISO_W | SPP_N | Internal | Summer | B10 | 1262 | 3200 | 0 | 34.93 | 31.58 | 7 | 0
2025 | MISO_W_2_SPP_N | MISO_W | SPP_N | Internal | Winter | B16 | 25 | 3200 | 0 | 50.98 | 45.99 | 7 | 0
2025 | MISO_W_2_SPP_N | MISO_W | SPP_N | Internal | Winter | B17 | 100 | 3200 | 0 | 45.91 | 40.92 | 7 | 0
2025 | MISO_W_2_SPP_N | MISO_W | SPP_N | Internal | Winter | B18 | 400 | 3200 | 0 | 44.69 | 39.7 | 7 | 0
2025 | MISO_W_2_SPP_N | MISO_W | SPP_N | Internal | Winter | B19 | 700 | 3200 | 0 | 42.13 | 37.14 | 7 | 0
2025 | MISO_W_2_SPP_N | MISO_W | SPP_N | Internal | Winter | B20 | 935 | 3200 | 0 | 36.14 | 31.16 | 7 | 0
2025 | MISO_WUMS_2_MISO_MI | MISO_WUMS | MISO_MI | Internal | Shoulder | B11 | 25 | 148 | 0.06 | 56.69 | 56.69 | 0.01 | 0
2025 | MISO_WUMS_2_MISO_MI | MISO_WUMS | MISO_MI | Internal | Shoulder | B12 | 200 | 148 | 147.99 | 47.12 | 47.14 | 0.01 | 0.01
2025 | MISO_WUMS_2_MISO_MI | MISO_WUMS | MISO_MI | Internal | Shoulder | B13 | 600 | 148 | 148 | 43.02 | 43.04 | 0.01 | 0.01
2025 | MISO_WUMS_2_MISO_MI | MISO_WUMS | MISO_MI | Internal | Shoulder | B14 | 900 | 148 | 148 | 41.01 | 41.03 | 0.01 | 0.01
2025 | MISO_WUMS_2_MISO_MI | MISO_WUMS | MISO_MI | Internal | Shoulder | B15 | 1203 | 148 | 148 | 36.95 | 36.97 | 0.01 | 0.01
2025 | MISO_WUMS_2_MISO_MI | MISO_WUMS | MISO_MI | Internal | Summer | B1 | 10 | 148 | 148 | 67.75 | 69.57 | 0.01 | 1.8
2025 | MISO_WUMS_2_MISO_MI | MISO_WUMS | MISO_MI | Internal | Summer | B2 | 25 | 148 | 147.9 | 66.24 | 66.27 | 0.01 | 0.01
2025 | MISO_WUMS_2_MISO_MI | MISO_WUMS | MISO_MI | Internal | Summer | B3 | 75 | 148 | 148 | 63.83 | 65.93 | 0.01 | 2.09
2025 | MISO_WUMS_2_MISO_MI | MISO_WUMS | MISO_MI | Internal | Summer | B4 | 100 | 148 | 0 | 63.83 | 63.45 | 0.01 | 0
2025 | MISO_WUMS_2_MISO_MI | MISO_WUMS | MISO_MI | Internal | Summer | B5 | 200 | 148 | 0 | 62.93 | 62.62 | 0.01 | 0
2025 | MISO_WUMS_2_MISO_MI | MISO_WUMS | MISO_MI | Internal | Summer | B6 | 300 | 148 | 0 | 49.27 | 49.27 | 0.01 | 0
2025 | MISO_WUMS_2_MISO_MI | MISO_WUMS | MISO_MI | Internal | Summer | B7 | 400 | 148 | 52.08 | 41.59 | 41.6 | 0.01 | 0
2025 | MISO_WUMS_2_MISO_MI | MISO_WUMS | MISO_MI | Internal | Summer | B8 | 500 | 148 | 147.99 | 38.7 | 38.73 | 0.01 | 0.01
2025 | MISO_WUMS_2_MISO_MI | MISO_WUMS | MISO_MI | Internal | Summer | B9 | 800 | 148 | 148 | 38.35 | 38.37 | 0.01 | 0.01
2025 | MISO_WUMS_2_MISO_MI | MISO_WUMS | MISO_MI | Internal | Summer | B10 | 1262 | 148 | 148 | 34.94 | 34.96 | 0.01 | 0.01
2025 | MISO_WUMS_2_MISO_MI | MISO_WUMS | MISO_MI | Internal | Winter | B16 | 25 | 148 | 0.11 | 50.99 | 50.99 | 0.01 | 0
2025 | MISO_WUMS_2_MISO_MI | MISO_WUMS | MISO_MI | Internal | Winter | B17 | 100 | 148 | 147.97 | 45.92 | 45.95 | 0.01 | 0.01
2025 | MISO_WUMS_2_MISO_MI | MISO_WUMS | MISO_MI | Internal | Winter | B18 | 400 | 148 | 147.99 | 44.7 | 44.72 | 0.01 | 0.01
2025 | MISO_WUMS_2_MISO_MI | MISO_WUMS | MISO_MI | Internal | Winter | B19 | 700 | 148 | 148 | 42.14 | 42.16 | 0.01 | 0.01
2025 | MISO_WUMS_2_MISO_MI | MISO_WUMS | MISO_MI | Internal | Winter | B20 | 935 | 148 | 148 | 36.16 | 36.18 | 0.01 | 0.01
2025 | MISO_WUMS_2_MISO_W | MISO_WUMS | MISO_W | Internal | Shoulder | B11 | 25 | 3264 | 0.05 | 56.69 | 56.68 | 0.01 | 0
2025 | MISO_WUMS_2_MISO_W | MISO_WUMS | MISO_W | Internal | Shoulder | B12 | 200 | 3264 | 0 | 47.12 | 47.11 | 0.01 | 0
2025 | MISO_WUMS_2_MISO_W | MISO_WUMS | MISO_W | Internal | Shoulder | B13 | 600 | 3264 | 0 | 43.02 | 43.01 | 0.01 | 0
2025 | MISO_WUMS_2_MISO_W | MISO_WUMS | MISO_W | Internal | Shoulder | B14 | 900 | 3264 | 0 | 41.01 | 40.99 | 0.01 | 0
2025 | MISO_WUMS_2_MISO_W | MISO_WUMS | MISO_W | Internal | Shoulder | B15 | 1203 | 3264 | 0 | 36.95 | 36.93 | 0.01 | 0
2025 | MISO_WUMS_2_MISO_W | MISO_WUMS | MISO_W | Internal | Summer | B1 | 10 | 3264 | 3264 | 67.75 | 69.58 | 0.01 | 1.81
2025 | MISO_WUMS_2_MISO_W | MISO_WUMS | MISO_W | Internal | Summer | B2 | 25 | 3264 | 2426.94 | 66.24 | 66.25 | 0.01 | 0
2025 | MISO_WUMS_2_MISO_W | MISO_WUMS | MISO_W | Internal | Summer | B3 | 75 | 3264 | 3264 | 63.83 | 65.95 | 0.01 | 2.1
2025 | MISO_WUMS_2_MISO_W | MISO_WUMS | MISO_W | Internal | Summer | B4 | 100 | 3264 | 3264 | 63.83 | 64.55 | 0.01 | 0.71
2025 | MISO_WUMS_2_MISO_W | MISO_WUMS | MISO_W | Internal | Summer | B5 | 200 | 3264 | 24.37 | 62.93 | 62.95 | 0.01 | 0
2025 | MISO_WUMS_2_MISO_W | MISO_WUMS | MISO_W | Internal | Summer | B6 | 300 | 3264 | 108.99 | 49.27 | 49.29 | 0.01 | 0
2025 | MISO_WUMS_2_MISO_W | MISO_WUMS | MISO_W | Internal | Summer | B7 | 400 | 3264 | 0 | 41.59 | 41.59 | 0.01 | 0
2025 | MISO_WUMS_2_MISO_W | MISO_WUMS | MISO_W | Internal | Summer | B8 | 500 | 3264 | 0 | 38.7 | 38.69 | 0.01 | 0
2025 | MISO_WUMS_2_MISO_W | MISO_WUMS | MISO_W | Internal | Summer | B9 | 800 | 3264 | 0 | 38.35 | 38.33 | 0.01 | 0
2025 | MISO_WUMS_2_MISO_W | MISO_WUMS | MISO_W | Internal | Summer | B10 | 1262 | 3264 | 0 | 34.94 | 34.93 | 0.01 | 0
2025 | MISO_WUMS_2_MISO_W | MISO_WUMS | MISO_W | Internal | Winter | B16 | 25 | 3264 | 0.05 | 50.99 | 50.98 | 0.01 | 0
2025 | MISO_WUMS_2_MISO_W | MISO_WUMS | MISO_W | Internal | Winter | B17 | 100 | 3264 | 0.01 | 45.92 | 45.91 | 0.01 | 0
2025 | MISO_WUMS_2_MISO_W | MISO_WUMS | MISO_W | Internal | Winter | B18 | 400 | 3264 | 0 | 44.7 | 44.69 | 0.01 | 0
2025 | MISO_WUMS_2_MISO_W | MISO_WUMS | MISO_W | Internal | Winter | B19 | 700 | 3264 | 0 | 42.14 | 42.13 | 0.01 | 0
2025 | MISO_WUMS_2_MISO_W | MISO_WUMS | MISO_W | Internal | Winter | B20 | 935 | 3264 | 0 | 36.16 | 36.14 | 0.01 | 0
2025 | MISO_WUMS_2_PJM_ROR | MISO_WUMS | PJM_ROR | Internal | Shoulder | B11 | 25 | 1600 | 0.11 | 56.69 | 58.68 | 2 | 0
2025 | MISO_WUMS_2_PJM_ROR | MISO_WUMS | PJM_ROR | Internal | Shoulder | B12 | 200 | 1600 | 0.01 | 47.12 | 49.11 | 2 | 0
2025 | MISO_WUMS_2_PJM_ROR | MISO_WUMS | PJM_ROR | Internal | Shoulder | B13 | 600 | 1600 | 0 | 43.02 | 45.01 | 2 | 0
2025 | MISO_WUMS_2_PJM_ROR | MISO_WUMS | PJM_ROR | Internal | Shoulder | B14 | 900 | 1600 | 0 | 41.01 | 42.99 | 2 | 0
2025 | MISO_WUMS_2_PJM_ROR | MISO_WUMS | PJM_ROR | Internal | Shoulder | B15 | 1203 | 1600 | 0 | 36.95 | 38.93 | 2 | 0
2025 | MISO_WUMS_2_PJM_ROR | MISO_WUMS | PJM_ROR | Internal | Summer | B1 | 10 | 1600 | 1600 | 67.75 | 71.58 | 2 | 1.82
2025 | MISO_WUMS_2_PJM_ROR | MISO_WUMS | PJM_ROR | Internal | Summer | B2 | 25 | 1600 | 1599.9 | 66.24 | 68.25 | 2 | 0.01
2025 | MISO_WUMS_2_PJM_ROR | MISO_WUMS | PJM_ROR | Internal | Summer | B3 | 75 | 1600 | 0 | 63.83 | 65.45 | 2 | 0
2025 | MISO_WUMS_2_PJM_ROR | MISO_WUMS | PJM_ROR | Internal | Summer | B4 | 100 | 1600 | 0 | 63.83 | 65.45 | 2 | 0
2025 | MISO_WUMS_2_PJM_ROR | MISO_WUMS | PJM_ROR | Internal | Summer | B5 | 200 | 1600 | 0 | 62.93 | 60.95 | 2 | 0
2025 | MISO_WUMS_2_PJM_ROR | MISO_WUMS | PJM_ROR | Internal | Summer | B6 | 300 | 1600 | 293.94 | 49.27 | 51.27 | 2 | 0
2025 | MISO_WUMS_2_PJM_ROR | MISO_WUMS | PJM_ROR | Internal | Summer | B7 | 400 | 1600 | 270.04 | 41.59 | 43.59 | 2 | 0
2025 | MISO_WUMS_2_PJM_ROR | MISO_WUMS | PJM_ROR | Internal | Summer | B8 | 500 | 1600 | 0 | 38.7 | 40.45 | 2 | 0
2025 | MISO_WUMS_2_PJM_ROR | MISO_WUMS | PJM_ROR | Internal | Summer | B9 | 800 | 1600 | 0 | 38.35 | 38.46 | 2 | 0
2025 | MISO_WUMS_2_PJM_ROR | MISO_WUMS | PJM_ROR | Internal | Summer | B10 | 1262 | 1600 | 0 | 34.94 | 36.63 | 2 | 0
2025 | MISO_WUMS_2_PJM_ROR | MISO_WUMS | PJM_ROR | Internal | Winter | B16 | 25 | 1600 | 1261.63 | 50.99 | 52.99 | 2 | 0
2025 | MISO_WUMS_2_PJM_ROR | MISO_WUMS | PJM_ROR | Internal | Winter | B17 | 100 | 1600 | 1125.68 | 45.92 | 47.92 | 2 | 0
2025 | MISO_WUMS_2_PJM_ROR | MISO_WUMS | PJM_ROR | Internal | Winter | B18 | 400 | 1600 | 0 | 44.7 | 46.69 | 2 | 0
2025 | MISO_WUMS_2_PJM_ROR | MISO_WUMS | PJM_ROR | Internal | Winter | B19 | 700 | 1600 | 0 | 42.14 | 44.13 | 2 | 0
2025 | MISO_WUMS_2_PJM_ROR | MISO_WUMS | PJM_ROR | Internal | Winter | B20 | 935 | 1600 | 0 | 36.16 | 38.14 | 2 | 0
2025 | NE_2_MAPP_US | NE | MAPP_US | Internal | Shoulder | B11 | 25 | 1600 | 0 | 51.68 | 49.68 | 5 | 0
2025 | NE_2_MAPP_US | NE | MAPP_US | Internal | Shoulder | B12 | 200 | 1600 | 0 | 42.11 | 40.11 | 5 | 0
2025 | NE_2_MAPP_US | NE | MAPP_US | Internal | Shoulder | B13 | 600 | 1600 | 0 | 38.01 | 36.01 | 5 | 0
2025 | NE_2_MAPP_US | NE | MAPP_US | Internal | Shoulder | B14 | 900 | 1600 | 0 | 35.99 | 33.99 | 5 | 0
2025 | NE_2_MAPP_US | NE | MAPP_US | Internal | Shoulder | B15 | 1203 | 1600 | 0 | 31.93 | 32.52 | 5 | 0
2025 | NE_2_MAPP_US | NE | MAPP_US | Internal | Summer | B1 | 10 | 1600 | 0 | 64.58 | 62.58 | 5 | 0
2025 | NE_2_MAPP_US | NE | MAPP_US | Internal | Summer | B2 | 25 | 1600 | 0 | 61.25 | 59.25 | 5 | 0
2025 | NE_2_MAPP_US | NE | MAPP_US | Internal | Summer | B3 | 75 | 1600 | 0 | 60.95 | 58.95 | 5 | 0
2025 | NE_2_MAPP_US | NE | MAPP_US | Internal | Summer | B4 | 100 | 1600 | 0 | 59.55 | 57.55 | 5 | 0
2025 | NE_2_MAPP_US | NE | MAPP_US | Internal | Summer | B5 | 200 | 1600 | 0 | 57.95 | 55.95 | 5 | 0
2025 | NE_2_MAPP_US | NE | MAPP_US | Internal | Summer | B6 | 300 | 1600 | 0 | 49.29 | 42.29 | 5 | 0
2025 | NE_2_MAPP_US | NE | MAPP_US | Internal | Summer | B7 | 400 | 1600 | 0 | 41.59 | 34.59 | 5 | 0
2025 | NE_2_MAPP_US | NE | MAPP_US | Internal | Summer | B8 | 500 | 1600 | 0 | 33.69 | 31.69 | 5 | 0
2025 | NE_2_MAPP_US | NE | MAPP_US | Internal | Summer | B9 | 800 | 1600 | 0 | 33.33 | 31.33 | 5 | 0
2025 | NE_2_MAPP_US | NE | MAPP_US | Internal | Summer | B10 | 1262 | 1600 | 0 | 29.93 | 27.93 | 5 | 0
2025 | NE_2_MAPP_US | NE | MAPP_US | Internal | Winter | B16 | 25 | 1600 | 0 | 45.98 | 43.98 | 5 | 0
2025 | NE_2_MAPP_US | NE | MAPP_US | Internal | Winter | B17 | 100 | 1600 | 0 | 40.91 | 38.91 | 5 | 0
2025 | NE_2_MAPP_US | NE | MAPP_US | Internal | Winter | B18 | 400 | 1600 | 0 | 39.69 | 37.69 | 5 | 0
2025 | NE_2_MAPP_US | NE | MAPP_US | Internal | Winter | B19 | 700 | 1600 | 0 | 37.13 | 37.69 | 5 | 0
2025 | NE_2_MAPP_US | NE | MAPP_US | Internal | Winter | B20 | 935 | 1600 | 0 | 31.14 | 29.69 | 5 | 0
2025 | NE_2_MISO_W | NE | MISO_W | Internal | Shoulder | B11 | 25 | 19097 | 2784.85 | 51.68 | 56.68 | 5 | 0
2025 | NE_2_MISO_W | NE | MISO_W | Internal | Shoulder | B12 | 200 | 19097 | 7925.31 | 42.11 | 47.11 | 5 | 0
2025 | NE_2_MISO_W | NE | MISO_W | Internal | Shoulder | B13 | 600 | 19097 | 4717.91 | 38.01 | 43.01 | 5 | 0
2025 | NE_2_MISO_W | NE | MISO_W | Internal | Shoulder | B14 | 900 | 19097 | 7227.51 | 35.99 | 40.99 | 5 | 0
2025 | NE_2_MISO_W | NE | MISO_W | Internal | Shoulder | B15 | 1203 | 19097 | 11521.82 | 31.93 | 36.93 | 5 | 0
2025 | NE_2_MISO_W | NE | MISO_W | Internal | Summer | B1 | 10 | 19097 | 488.84 | 64.58 | 69.58 | 5 | 0
2025 | NE_2_MISO_W | NE | MISO_W | Internal | Summer | B2 | 25 | 19097 | 4939.77 | 61.25 | 66.25 | 5 | 0
2025 | NE_2_MISO_W | NE | MISO_W | Internal | Summer | B3 | 75 | 19097 | 1757.35 | 60.95 | 65.95 | 5 | 0
2025 | NE_2_MISO_W | NE | MISO_W | Internal | Summer | B4 | 100 | 19097 | 326.5 | 59.55 | 64.55 | 5 | 0
2025 | NE_2_MISO_W | NE | MISO_W | Internal | Summer | B5 | 200 | 19097 | 43.96 | 57.95 | 62.95 | 5 | 0
2025 | NE_2_MISO_W | NE | MISO_W | Internal | Summer | B6 | 300 | 19097 | 0 | 49.29 | 49.29 | 5 | 0
2025 | NE_2_MISO_W | NE | MISO_W | Internal | Summer | B7 | 400 | 19097 | 0 | 41.59 | 41.59 | 5 | 0
2025 | NE_2_MISO_W | NE | MISO_W | Internal | Summer | B8 | 500 | 19097 | 1920.1 | 33.69 | 38.69 | 5 | 0
2025 | NE_2_MISO_W | NE | MISO_W | Internal | Summer | B9 | 800 | 19097 | 1780.71 | 33.33 | 38.33 | 5 | 0
2025 | NE_2_MISO_W | NE | MISO_W | Internal | Summer | B10 | 1262 | 19097 | 4174.35 | 29.93 | 34.93 | 5 | 0
2025 | NE_2_MISO_W | NE | MISO_W | Internal | Winter | B16 | 25 | 19097 | 16665.97 | 45.98 | 50.98 | 5 | 0
2025 | NE_2_MISO_W | NE | MISO_W | Internal | Winter | B17 | 100 | 19097 | 13245.04 | 40.91 | 45.91 | 5 | 0
2025 | NE_2_MISO_W | NE | MISO_W | Internal | Winter | B18 | 400 | 19097 | 7775.97 | 39.69 | 44.69 | 5 | 0
2025 | NE_2_MISO_W | NE | MISO_W | Internal | Winter | B19 | 700 | 19097 | 8557.52 | 37.13 | 42.13 | 5 | 0
2025 | NE_2_MISO_W | NE | MISO_W | Internal | Winter | B20 | 935 | 19097 | 9637.33 | 31.14 | 36.14 | 5 | 0
2025 | NE_2_SPP_N | NE | SPP_N | Internal | Shoulder | B11 | 25 | 12798 | 8430.77 | 51.68 | 51.69 | 0.01 | 0
2025 | NE_2_SPP_N | NE | SPP_N | Internal | Shoulder | B12 | 200 | 12798 | 7001.26 | 42.11 | 42.12 | 0.01 | 0
2025 | NE_2_SPP_N | NE | SPP_N | Internal | Shoulder | B13 | 600 | 12798 | 12096.27 | 38.01 | 38.02 | 0.01 | 0
2025 | NE_2_SPP_N | NE | SPP_N | Internal | Shoulder | B14 | 900 | 12798 | 10694.67 | 35.99 | 36.01 | 0.01 | 0
2025 | NE_2_SPP_N | NE | SPP_N | Internal | Shoulder | B15 | 1203 | 12798 | 8150.61 | 31.93 | 31.95 | 0.01 | 0
2025 | NE_2_SPP_N | NE | SPP_N | Internal | Summer | B1 | 10 | 12798 | 8520.88 | 64.58 | 64.59 | 0.01 | 0
2025 | NE_2_SPP_N | NE | SPP_N | Internal | Summer | B2 | 25 | 12798 | 8830.8 | 61.25 | 61.27 | 0.01 | 0
2025 | NE_2_SPP_N | NE | SPP_N | Internal | Summer | B3 | 75 | 12798 | 9007.33 | 60.95 | 60.96 | 0.01 | 0
2025 | NE_2_SPP_N | NE | SPP_N | Internal | Summer | B4 | 100 | 12798 | 8710.55 | 59.55 | 59.56 | 0.01 | 0
2025 | NE_2_SPP_N | NE | SPP_N | Internal | Summer | B5 | 200 | 12798 | 9627.51 | 57.95 | 57.96 | 0.01 | 0
2025 | NE_2_SPP_N | NE | SPP_N | Internal | Summer | B6 | 300 | 12798 | 11092.16 | 49.29 | 49.3 | 0.01 | 0
2025 | NE_2_SPP_N | NE | SPP_N | Internal | Summer | B7 | 400 | 12798 | 12565.14 | 41.59 | 41.6 | 0.01 | 0
2025 | NE_2_SPP_N | NE | SPP_N | Internal | Summer | B8 | 500 | 12798 | 12798 | 33.69 | 38.28 | 0.01 | 4.58
2025 | NE_2_SPP_N | NE | SPP_N | Internal | Summer | B9 | 800 | 12798 | 12798 | 33.33 | 36.56 | 0.01 | 3.22
2025 | NE_2_SPP_N | NE | SPP_N | Internal | Summer | B10 | 1262 | 12798 | 12798 | 29.93 | 31.58 | 0.01 | 1.65
2025 | NE_2_SPP_N | NE | SPP_N | Internal | Winter | B16 | 25 | 12798 | 8307.45 | 45.98 | 45.99 | 0.01 | 0
2025 | NE_2_SPP_N | NE | SPP_N | Internal | Winter | B17 | 100 | 12798 | 8958.58 | 40.91 | 40.92 | 0.01 | 0
2025 | NE_2_SPP_N | NE | SPP_N | Internal | Winter | B18 | 400 | 12798 | 12355.34 | 39.69 | 39.7 | 0.01 | 0
2025 | NE_2_SPP_N | NE | SPP_N | Internal | Winter | B19 | 700 | 12798 | 10304.94 | 37.13 | 37.14 | 0.01 | 0
2025 | NE_2_SPP_N | NE | SPP_N | Internal | Winter | B20 | 935 | 12798 | 10997.14 | 31.14 | 31.16 | 0.01 | 0
2025 | NEISO_2_NYISO_A-F | NEISO | NYISO_A-F | Internal | Shoulder | B11 | 25 | 600 | 0 | 38.89 | 41.7 | 3 | 0
2025 | NEISO_2_NYISO_A-F | NEISO | NYISO_A-F | Internal | Shoulder | B12 | 200 | 600 | 0 | 38.89 | 41.7 | 3 | 0
2025 | NEISO_2_NYISO_A-F | NEISO | NYISO_A-F | Internal | Shoulder | B13 | 600 | 600 | 0 | 38.89 | 39.89 | 3 | 0
2025 | NEISO_2_NYISO_A-F | NEISO | NYISO_A-F | Internal | Shoulder | B14 | 900 | 600 | 0 | 38.89 | 39.89 | 3 | 0
2025 | NEISO_2_NYISO_A-F | NEISO | NYISO_A-F | Internal | Shoulder | B15 | 1203 | 600 | 0 | 38.89 | 39.89 | 3 | 0
2025 | NEISO_2_NYISO_A-F | NEISO | NYISO_A-F | Internal | Summer | B1 | 10 | 600 | 0 | 277.26 | 53.44 | 3 | 0
2025 | NEISO_2_NYISO_A-F | NEISO | NYISO_A-F | Internal | Summer | B2 | 25 | 600 | 0 | 77.96 | 53.44 | 3 | 0
2025 | NEISO_2_NYISO_A-F | NEISO | NYISO_A-F | Internal | Summer | B3 | 75 | 600 | 0 | 52.84 | 49.84 | 3 | 0
2025 | NEISO_2_NYISO_A-F | NEISO | NYISO_A-F | Internal | Summer | B4 | 100 | 600 | 291.54 | 46.84 | 49.84 | 3 | 0
2025 | NEISO_2_NYISO_A-F | NEISO | NYISO_A-F | Internal | Summer | B5 | 200 | 600 | 600 | 35.72 | 44.3 | 3 | 5.58
2025 | NEISO_2_NYISO_A-F | NEISO | NYISO_A-F | Internal | Summer | B6 | 300 | 600 | 600 | 35.72 | 43.26 | 3 | 4.54
2025 | NEISO_2_NYISO_A-F | NEISO | NYISO_A-F | Internal | Summer | B7 | 400 | 600 | 600 | 35.72 | 39.96 | 3 | 1.24
2025 | NEISO_2_NYISO_A-F | NEISO | NYISO_A-F | Internal | Summer | B8 | 500 | 600 | 0 | 35.72 | 38.3 | 3 | 0
2025 | NEISO_2_NYISO_A-F | NEISO | NYISO_A-F | Internal | Summer | B9 | 800 | 600 | 0 | 35.72 | 38.3 | 3 | 0
2025 | NEISO_2_NYISO_A-F | NEISO | NYISO_A-F | Internal | Summer | B10 | 1262 | 600 | 0 | 35.72 | 38.3 | 3 | 0
2025 | NEISO_2_NYISO_A-F | NEISO | NYISO_A-F | Internal | Winter | B16 | 25 | 600 | 0 | 48.68 | 45 | 3 | 0
2025 | NEISO_2_NYISO_A-F | NEISO | NYISO_A-F | Internal | Winter | B17 | 100 | 600 | 0 | 48.68 | 44.25 | 3 | 0
2025 | NEISO_2_NYISO_A-F | NEISO | NYISO_A-F | Internal | Winter | B18 | 400 | 600 | 0 | 48.68 | 44.16 | 3 | 0
2025 | NEISO_2_NYISO_A-F | NEISO | NYISO_A-F | Internal | Winter | B19 | 700 | 600 | 0 | 48.68 | 44.16 | 3 | 0
2025 | NEISO_2_NYISO_A-F | NEISO | NYISO_A-F | Internal | Winter | B20 | 935 | 600 | 0 | 48.68 | 44.16 | 3 | 0
2025 | NEISO_2_NYISO_G-I | NEISO | NYISO_G-I | Internal | Shoulder | B11 | 25 | 600 | 600 | 38.89 | 50.66 | 3 | 8.77
2025 | NEISO_2_NYISO_G-I | NEISO | NYISO_G-I | Internal | Shoulder | B12 | 200 | 600 | 0 | 38.89 | 41.78 | 3 | 0
2025 | NEISO_2_NYISO_G-I | NEISO | NYISO_G-I | Internal | Shoulder | B13 | 600 | 600 | 0 | 38.89 | 41.78 | 3 | 0
2025 | NEISO_2_NYISO_G-I | NEISO | NYISO_G-I | Internal | Shoulder | B14 | 900 | 600 | 0 | 38.89 | 40.37 | 3 | 0
2025 | NEISO_2_NYISO_G-I | NEISO | NYISO_G-I | Internal | Shoulder | B15 | 1203 | 600 | 0 | 38.89 | 39.91 | 3 | 0
2025 | NEISO_2_NYISO_G-I | NEISO | NYISO_G-I | Internal | Summer | B1 | 10 | 600 | 0.21 | 277.26 | 280.25 | 3 | 0
2025 | NEISO_2_NYISO_G-I | NEISO | NYISO_G-I | Internal | Summer | B2 | 25 | 600 | 9.15 | 77.96 | 80.96 | 3 | 0
2025 | NEISO_2_NYISO_G-I | NEISO | NYISO_G-I | Internal | Summer | B3 | 75 | 600 | 600 | 52.84 | 57.43 | 3 | 1.59
2025 | NEISO_2_NYISO_G-I | NEISO | NYISO_G-I | Internal | Summer | B4 | 100 | 600 | 600 | 46.84 | 54.78 | 3 | 4.94
2025 | NEISO_2_NYISO_G-I | NEISO | NYISO_G-I | Internal | Summer | B5 | 200 | 600 | 600 | 35.72 | 50.89 | 3 | 12.17
2025 | NEISO_2_NYISO_G-I | NEISO | NYISO_G-I | Internal | Summer | B6 | 300 | 600 | 600 | 35.72 | 50.89 | 3 | 12.17
2025 | NEISO_2_NYISO_G-I | NEISO | NYISO_G-I | Internal | Summer | B7 | 400 | 600 | 600 | 35.72 | 39.97 | 3 | 1.26
2025 | NEISO_2_NYISO_G-I | NEISO | NYISO_G-I | Internal | Summer | B8 | 500 | 600 | 0 | 35.72 | 38.31 | 3 | 0
2025 | NEISO_2_NYISO_G-I | NEISO | NYISO_G-I | Internal | Summer | B9 | 800 | 600 | 0 | 35.72 | 38.31 | 3 | 0
2025 | NEISO_2_NYISO_G-I | NEISO | NYISO_G-I | Internal | Summer | B10 | 1262 | 600 | 0 | 35.72 | 38.31 | 3 | 0
2025 | NEISO_2_NYISO_G-I | NEISO | NYISO_G-I | Internal | Winter | B16 | 25 | 600 | 600 | 48.68 | 54.01 | 3 | 2.33
2025 | NEISO_2_NYISO_G-I | NEISO | NYISO_G-I | Internal | Winter | B17 | 100 | 600 | 600 | 48.68 | 53.93 | 3 | 2.25
2025 | NEISO_2_NYISO_G-I | NEISO | NYISO_G-I | Internal | Winter | B18 | 400 | 600 | 589.17 | 48.68 | 51.68 | 3 | 0
2025 | NEISO_2_NYISO_G-I | NEISO | NYISO_G-I | Internal | Winter | B19 | 700 | 600 | 0 | 48.68 | 50.15 | 3 | 0
2025 | NEISO_2_NYISO_G-I | NEISO | NYISO_G-I | Internal | Winter | B20 | 935 | 600 | 0 | 48.68 | 48.18 | 3 | 0
2025 | NEISO_2_NYISO_J-K | NEISO | NYISO_J-K | Internal | Shoulder | B11 | 25 | 520 | 520 | 38.89 | 50.67 | 3 | 8.78
2025 | NEISO_2_NYISO_J-K | NEISO | NYISO_J-K | Internal | Shoulder | B12 | 200 | 520 | 0 | 38.89 | 41.79 | 3 | 0
2025 | NEISO_2_NYISO_J-K | NEISO | NYISO_J-K | Internal | Shoulder | B13 | 600 | 520 | 0 | 38.89 | 41.79 | 3 | 0
2025 | NEISO_2_NYISO_J-K | NEISO | NYISO_J-K | Internal | Shoulder | B14 | 900 | 520 | 0 | 38.89 | 40.38 | 3 | 0
2025 | NEISO_2_NYISO_J-K | NEISO | NYISO_J-K | Internal | Shoulder | B15 | 1203 | 520 | 0 | 38.89 | 39.92 | 3 | 0
2025 | NEISO_2_NYISO_J-K | NEISO | NYISO_J-K | Internal | Summer | B1 | 10 | 520 | 3.63 | 277.26 | 280.26 | 3 | 0
2025 | NEISO_2_NYISO_J-K | NEISO | NYISO_J-K | Internal | Summer | B2 | 25 | 520 | 519.86 | 77.96 | 80.97 | 3 | 0.01
2025 | NEISO_2_NYISO_J-K | NEISO | NYISO_J-K | Internal | Summer | B3 | 75 | 520 | 520 | 52.84 | 57.44 | 3 | 1.6
2025 | NEISO_2_NYISO_J-K | NEISO | NYISO_J-K | Internal | Summer | B4 | 100 | 520 | 520 | 46.84 | 54.8 | 3 | 4.95
2025 | NEISO_2_NYISO_J-K | NEISO | NYISO_J-K | Internal | Summer | B5 | 200 | 520 | 520 | 35.72 | 50.9 | 3 | 12.18
2025 | NEISO_2_NYISO_J-K | NEISO | NYISO_J-K | Internal | Summer | B6 | 300 | 520 | 520 | 35.72 | 50.9 | 3 | 12.18
2025 | NEISO_2_NYISO_J-K | NEISO | NYISO_J-K | Internal | Summer | B7 | 400 | 520 | 520 | 35.72 | 39.99 | 3 | 1.27
2025 | NEISO_2_NYISO_J-K | NEISO | NYISO_J-K | Internal | Summer | B8 | 500 | 520 | 0 | 35.72 | 38.33 | 3 | 0
2025 | NEISO_2_NYISO_J-K | NEISO | NYISO_J-K | Internal | Summer | B9 | 800 | 520 | 0 | 35.72 | 38.33 | 3 | 0
2025 | NEISO_2_NYISO_J-K | NEISO | NYISO_J-K | Internal | Summer | B10 | 1262 | 520 | 0 | 35.72 | 38.33 | 3 | 0
2025 | NEISO_2_NYISO_J-K | NEISO | NYISO_J-K | Internal | Winter | B16 | 25 | 520 | 520 | 48.68 | 54.03 | 3 | 2.35
2025 | NEISO_2_NYISO_J-K | NEISO | NYISO_J-K | Internal | Winter | B17 | 100 | 520 | 520 | 48.68 | 53.95 | 3 | 2.26
2025 | NEISO_2_NYISO_J-K | NEISO | NYISO_J-K | Internal | Winter | B18 | 400 | 520 | 520 | 48.68 | 52.71 | 3 | 1.03
2025 | NEISO_2_NYISO_J-K | NEISO | NYISO_J-K | Internal | Winter | B19 | 700 | 520 | 0 | 48.68 | 50.78 | 3 | 0
2025 | NEISO_2_NYISO_J-K | NEISO | NYISO_J-K | Internal | Winter | B20 | 935 | 520 | 0 | 48.68 | 48.19 | 3 | 0
2025 | NonRTO_Midwest_2_MISO_IN | NonRTO_Midwest | MISO_IN | Internal | Shoulder | B11 | 25 | 4450 | 0 | 64.71 | 56.71 | 8 | 0
2025 | NonRTO_Midwest_2_MISO_IN | NonRTO_Midwest | MISO_IN | Internal | Shoulder | B12 | 200 | 4450 | 0 | 55.13 | 47.13 | 8 | 0
2025 | NonRTO_Midwest_2_MISO_IN | NonRTO_Midwest | MISO_IN | Internal | Shoulder | B13 | 600 | 4450 | 0 | 51.03 | 43.03 | 8 | 0
2025 | NonRTO_Midwest_2_MISO_IN | NonRTO_Midwest | MISO_IN | Internal | Shoulder | B14 | 900 | 4450 | 0 | 44.03 | 41.02 | 8 | 0
2025 | NonRTO_Midwest_2_MISO_IN | NonRTO_Midwest | MISO_IN | Internal | Shoulder | B15 | 1203 | 4450 | 0 | 37.56 | 36.96 | 8 | 0
2025 | NonRTO_Midwest_2_MISO_IN | NonRTO_Midwest | MISO_IN | Internal | Summer | B1 | 10 | 4450 | 0 | 72.57 | 69.58 | 8 | 0
2025 | NonRTO_Midwest_2_MISO_IN | NonRTO_Midwest | MISO_IN | Internal | Summer | B2 | 25 | 4450 | 0 | 72.57 | 66.28 | 8 | 0
2025 | NonRTO_Midwest_2_MISO_IN | NonRTO_Midwest | MISO_IN | Internal | Summer | B3 | 75 | 4450 | 0 | 72.57 | 65.95 | 8 | 0
2025 | NonRTO_Midwest_2_MISO_IN | NonRTO_Midwest | MISO_IN | Internal | Summer | B4 | 100 | 4450 | 0 | 72.57 | 64.57 | 8 | 0
2025 | NonRTO_Midwest_2_MISO_IN | NonRTO_Midwest | MISO_IN | Internal | Summer | B5 | 200 | 4450 | 0 | 70.95 | 62.95 | 8 | 0
2025 | NonRTO_Midwest_2_MISO_IN | NonRTO_Midwest | MISO_IN | Internal | Summer | B6 | 300 | 4450 | 0 | 57.29 | 49.29 | 8 | 0
2025 | NonRTO_Midwest_2_MISO_IN | NonRTO_Midwest | MISO_IN | Internal | Summer | B7 | 400 | 4450 | 0 | 49.59 | 41.59 | 8 | 0
2025 | NonRTO_Midwest_2_MISO_IN | NonRTO_Midwest | MISO_IN | Internal | Summer | B8 | 500 | 4450 | 0 | 42.96 | 38.71 | 8 | 0
2025 | NonRTO_Midwest_2_MISO_IN | NonRTO_Midwest | MISO_IN | Internal | Summer | B9 | 800 | 4450 | 0 | 37.57 | 38.36 | 8 | 0
2025 | NonRTO_Midwest_2_MISO_IN | NonRTO_Midwest | MISO_IN | Internal | Summer | B10 | 1262 | 4450 | 0 | 33.78 | 34.95 | 8 | 0
2025 | NonRTO_Midwest_2_MISO_IN | NonRTO_Midwest | MISO_IN | Internal | Winter | B16 | 25 | 4450 | 0 | 59 | 51 | 8 | 0
2025 | NonRTO_Midwest_2_MISO_IN | NonRTO_Midwest | MISO_IN | Internal | Winter | B17 | 100 | 4450 | 0 | 53.93 | 45.93 | 8 | 0
2025 | NonRTO_Midwest_2_MISO_IN | NonRTO_Midwest | MISO_IN | Internal | Winter | B18 | 400 | 4450 | 0 | 52.71 | 44.71 | 8 | 0
2025 | NonRTO_Midwest_2_MISO_IN | NonRTO_Midwest | MISO_IN | Internal | Winter | B19 | 700 | 4450 | 0 | 44.85 | 42.15 | 8 | 0
2025 | NonRTO_Midwest_2_MISO_IN | NonRTO_Midwest | MISO_IN | Internal | Winter | B20 | 935 | 4450 | 0 | 37.57 | 36.17 | 8 | 0
2025 | NonRTO_Midwest_2_TVA_Transmission | NonRTO_Midwest | TVA_Transmission | Internal | Shoulder | B11 | 25 | 2400 | 0 | 64.71 | 63.43 | 8 | 0
2025 | NonRTO_Midwest_2_TVA_Transmission | NonRTO_Midwest | TVA_Transmission | Internal | Shoulder | B12 | 200 | 2400 | 0 | 55.13 | 50.03 | 8 | 0
2025 | NonRTO_Midwest_2_TVA_Transmission | NonRTO_Midwest | TVA_Transmission | Internal | Shoulder | B13 | 600 | 2400 | 0 | 51.03 | 47.42 | 8 | 0
2025 | NonRTO_Midwest_2_TVA_Transmission | NonRTO_Midwest | TVA_Transmission | Internal | Shoulder | B14 | 900 | 2400 | 0 | 44.03 | 46.49 | 8 | 0
2025 | NonRTO_Midwest_2_TVA_Transmission | NonRTO_Midwest | TVA_Transmission | Internal | Shoulder | B15 | 1203 | 2400 | 0 | 37.56 | 44.93 | 8 | 0
2025 | NonRTO_Midwest_2_TVA_Transmission | NonRTO_Midwest | TVA_Transmission | Internal | Summer | B1 | 10 | 2400 | 0 | 72.57 | 77.58 | 8 | 0
2025 | NonRTO_Midwest_2_TVA_Transmission | NonRTO_Midwest | TVA_Transmission | Internal | Summer | B2 | 25 | 2400 | 0 | 72.57 | 74.25 | 8 | 0
2025 | NonRTO_Midwest_2_TVA_Transmission | NonRTO_Midwest | TVA_Transmission | Internal | Summer | B3 | 75 | 2400 | 0 | 72.57 | 71.45 | 8 | 0
2025 | NonRTO_Midwest_2_TVA_Transmission | NonRTO_Midwest | TVA_Transmission | Internal | Summer | B4 | 100 | 2400 | 0 | 72.57 | 71.45 | 8 | 0
2025 | NonRTO_Midwest_2_TVA_Transmission | NonRTO_Midwest | TVA_Transmission | Internal | Summer | B5 | 200 | 2400 | 0 | 70.95 | 66.95 | 8 | 0
2025 | NonRTO_Midwest_2_TVA_Transmission | NonRTO_Midwest | TVA_Transmission | Internal | Summer | B6 | 300 | 2400 | 0 | 57.29 | 56.02 | 8 | 0
2025 | NonRTO_Midwest_2_TVA_Transmission | NonRTO_Midwest | TVA_Transmission | Internal | Summer | B7 | 400 | 2400 | 0 | 49.59 | 48.33 | 8 | 0
2025 | NonRTO_Midwest_2_TVA_Transmission | NonRTO_Midwest | TVA_Transmission | Internal | Summer | B8 | 500 | 2400 | 0 | 42.96 | 44.67 | 8 | 0
2025 | NonRTO_Midwest_2_TVA_Transmission | NonRTO_Midwest | TVA_Transmission | Internal | Summer | B9 | 800 | 2400 | 0 | 37.57 | 43.62 | 8 | 0
2025 | NonRTO_Midwest_2_TVA_Transmission | NonRTO_Midwest | TVA_Transmission | Internal | Summer | B10 | 1262 | 2400 | 0 | 33.78 | 40.5 | 8 | 0
2025 | NonRTO_Midwest_2_TVA_Transmission | NonRTO_Midwest | TVA_Transmission | Internal | Winter | B16 | 25 | 2400 | 0 | 59 | 58.99 | 8 | 0
2025 | NonRTO_Midwest_2_TVA_Transmission | NonRTO_Midwest | TVA_Transmission | Internal | Winter | B17 | 100 | 2400 | 0 | 53.93 | 51.05 | 8 | 0
2025 | NonRTO_Midwest_2_TVA_Transmission | NonRTO_Midwest | TVA_Transmission | Internal | Winter | B18 | 400 | 2400 | 0 | 52.71 | 48.6 | 8 | 0
2025 | NonRTO_Midwest_2_TVA_Transmission | NonRTO_Midwest | TVA_Transmission | Internal | Winter | B19 | 700 | 2400 | 0 | 44.85 | 47.2 | 8 | 0
2025 | NonRTO_Midwest_2_TVA_Transmission | NonRTO_Midwest | TVA_Transmission | Internal | Winter | B20 | 935 | 2400 | 0 | 37.57 | 44.14 | 8 | 0
2025 | NYISO_A-F_2_IESO | NYISO_A-F | IESO | Internal | Shoulder | B11 | 25 | 1600 | 0 | 41.7 | 34.7 | 7 | 0
2025 | NYISO_A-F_2_IESO | NYISO_A-F | IESO | Internal | Shoulder | B12 | 200 | 1600 | 0 | 41.7 | 34.7 | 7 | 0
2025 | NYISO_A-F_2_IESO | NYISO_A-F | IESO | Internal | Shoulder | B13 | 600 | 1600 | 0 | 39.89 | 32.89 | 7 | 0
2025 | NYISO_A-F_2_IESO | NYISO_A-F | IESO | Internal | Shoulder | B14 | 900 | 1600 | 0 | 39.89 | 32.89 | 7 | 0
2025 | NYISO_A-F_2_IESO | NYISO_A-F | IESO | Internal | Shoulder | B15 | 1203 | 1600 | 0 | 39.89 | 32.89 | 7 | 0
2025 | NYISO_A-F_2_IESO | NYISO_A-F | IESO | Internal | Summer | B1 | 10 | 1600 | 0 | 53.44 | 46.44 | 7 | 0
2025 | NYISO_A-F_2_IESO | NYISO_A-F | IESO | Internal | Summer | B2 | 25 | 1600 | 0 | 53.44 | 46.44 | 7 | 0
2025 | NYISO_A-F_2_IESO | NYISO_A-F | IESO | Internal | Summer | B3 | 75 | 1600 | 0 | 49.84 | 42.84 | 7 | 0
2025 | NYISO_A-F_2_IESO | NYISO_A-F | IESO | Internal | Summer | B4 | 100 | 1600 | 0 | 49.84 | 42.84 | 7 | 0
2025 | NYISO_A-F_2_IESO | NYISO_A-F | IESO | Internal | Summer | B5 | 200 | 1600 | 0 | 44.3 | 39.59 | 7 | 0
2025 | NYISO_A-F_2_IESO | NYISO_A-F | IESO | Internal | Summer | B6 | 300 | 1600 | 0 | 43.26 | 36.26 | 7 | 0
2025 | NYISO_A-F_2_IESO | NYISO_A-F | IESO | Internal | Summer | B7 | 400 | 1600 | 0 | 39.96 | 32.96 | 7 | 0
2025 | NYISO_A-F_2_IESO | NYISO_A-F | IESO | Internal | Summer | B8 | 500 | 1600 | 0 | 38.3 | 31.3 | 7 | 0
2025 | NYISO_A-F_2_IESO | NYISO_A-F | IESO | Internal | Summer | B9 | 800 | 1600 | 0 | 38.3 | 31.3 | 7 | 0
2025 | NYISO_A-F_2_IESO | NYISO_A-F | IESO | Internal | Summer | B10 | 1262 | 1600 | 0 | 38.3 | 31.3 | 7 | 0
2025 | NYISO_A-F_2_IESO | NYISO_A-F | IESO | Internal | Winter | B16 | 25 | 1600 | 0 | 45 | 42.49 | 7 | 0
2025 | NYISO_A-F_2_IESO | NYISO_A-F | IESO | Internal | Winter | B17 | 100 | 1600 | 0 | 44.25 | 37.25 | 7 | 0
2025 | NYISO_A-F_2_IESO | NYISO_A-F | IESO | Internal | Winter | B18 | 400 | 1600 | 0 | 44.16 | 37.16 | 7 | 0
2025 | NYISO_A-F_2_IESO | NYISO_A-F | IESO | Internal | Winter | B19 | 700 | 1600 | 0 | 44.16 | 37.16 | 7 | 0
2025 | NYISO_A-F_2_IESO | NYISO_A-F | IESO | Internal | Winter | B20 | 935 | 1600 | 0 | 44.16 | 37.16 | 7 | 0
2025 | NYISO_A-F_2_NEISO | NYISO_A-F | NEISO | Internal | Shoulder | B11 | 25 | 600 | 0 | 41.7 | 38.89 | 3 | 0
2025 | NYISO_A-F_2_NEISO | NYISO_A-F | NEISO | Internal | Shoulder | B12 | 200 | 600 | 0 | 41.7 | 38.89 | 3 | 0
2025 | NYISO_A-F_2_NEISO | NYISO_A-F | NEISO | Internal | Shoulder | B13 | 600 | 600 | 0 | 39.89 | 38.89 | 3 | 0
2025 | NYISO_A-F_2_NEISO | NYISO_A-F | NEISO | Internal | Shoulder | B14 | 900 | 600 | 0 | 39.89 | 38.89 | 3 | 0
2025 | NYISO_A-F_2_NEISO | NYISO_A-F | NEISO | Internal | Shoulder | B15 | 1203 | 600 | 0 | 39.89 | 38.89 | 3 | 0
2025 | NYISO_A-F_2_NEISO | NYISO_A-F | NEISO | Internal | Summer | B1 | 10 | 600 | 600 | 53.44 | 277.26 | 3 | 220.82
2025 | NYISO_A-F_2_NEISO | NYISO_A-F | NEISO | Internal | Summer | B2 | 25 | 600 | 600 | 53.44 | 77.96 | 3 | 21.52
2025 | NYISO_A-F_2_NEISO | NYISO_A-F | NEISO | Internal | Summer | B3 | 75 | 600 | 122.52 | 49.84 | 52.84 | 3 | 0
2025 | NYISO_A-F_2_NEISO | NYISO_A-F | NEISO | Internal | Summer | B4 | 100 | 600 | 0 | 49.84 | 46.84 | 3 | 0
2025 | NYISO_A-F_2_NEISO | NYISO_A-F | NEISO | Internal | Summer | B5 | 200 | 600 | 0 | 44.3 | 35.72 | 3 | 0
2025 | NYISO_A-F_2_NEISO | NYISO_A-F | NEISO | Internal | Summer | B6 | 300 | 600 | 0 | 43.26 | 35.72 | 3 | 0
2025 | NYISO_A-F_2_NEISO | NYISO_A-F | NEISO | Internal | Summer | B7 | 400 | 600 | 0 | 39.96 | 35.72 | 3 | 0
2025 | NYISO_A-F_2_NEISO | NYISO_A-F | NEISO | Internal | Summer | B8 | 500 | 600 | 0 | 38.3 | 35.72 | 3 | 0
2025 | NYISO_A-F_2_NEISO | NYISO_A-F | NEISO | Internal | Summer | B9 | 800 | 600 | 0 | 38.3 | 35.72 | 3 | 0
2025 | NYISO_A-F_2_NEISO | NYISO_A-F | NEISO | Internal | Summer | B10 | 1262 | 600 | 0 | 38.3 | 35.72 | 3 | 0
2025 | NYISO_A-F_2_NEISO | NYISO_A-F | NEISO | Internal | Winter | B16 | 25 | 600 | 600 | 45 | 48.68 | 3 | 0.68
2025 | NYISO_A-F_2_NEISO | NYISO_A-F | NEISO | Internal | Winter | B17 | 100 | 600 | 600 | 44.25 | 48.68 | 3 | 1.43
2025 | NYISO_A-F_2_NEISO | NYISO_A-F | NEISO | Internal | Winter | B18 | 400 | 600 | 600 | 44.16 | 48.68 | 3 | 1.52
2025 | NYISO_A-F_2_NEISO | NYISO_A-F | NEISO | Internal | Winter | B19 | 700 | 600 | 600 | 44.16 | 48.68 | 3 | 1.52
2025 | NYISO_A-F_2_NEISO | NYISO_A-F | NEISO | Internal | Winter | B20 | 935 | 600 | 600 | 44.16 | 48.68 | 3 | 1.52
2025 | NYISO_A-F_2_NYISO_G-I | NYISO_A-F | NYISO_G-I | Internal | Shoulder | B11 | 25 | 4888 | 4888 | 41.7 | 50.66 | 0.01 | 8.94
2025 | NYISO_A-F_2_NYISO_G-I | NYISO_A-F | NYISO_G-I | Internal | Shoulder | B12 | 200 | 4888 | 4888 | 41.7 | 41.78 | 0.01 | 0.06
2025 | NYISO_A-F_2_NYISO_G-I | NYISO_A-F | NYISO_G-I | Internal | Shoulder | B13 | 600 | 4888 | 4888 | 39.89 | 41.78 | 0.01 | 1.87
2025 | NYISO_A-F_2_NYISO_G-I | NYISO_A-F | NYISO_G-I | Internal | Shoulder | B14 | 900 | 4888 | 4888 | 39.89 | 40.37 | 0.01 | 0.46
2025 | NYISO_A-F_2_NYISO_G-I | NYISO_A-F | NYISO_G-I | Internal | Shoulder | B15 | 1203 | 4888 | 3297.56 | 39.89 | 39.91 | 0.01 | 0
2025 | NYISO_A-F_2_NYISO_G-I | NYISO_A-F | NYISO_G-I | Internal | Summer | B1 | 10 | 4888 | 4888 | 53.44 | 280.25 | 0.01 | 226.8
2025 | NYISO_A-F_2_NYISO_G-I | NYISO_A-F | NYISO_G-I | Internal | Summer | B2 | 25 | 4888 | 4888 | 53.44 | 80.96 | 0.01 | 27.51
2025 | NYISO_A-F_2_NYISO_G-I | NYISO_A-F | NYISO_G-I | Internal | Summer | B3 | 75 | 4888 | 4888 | 49.84 | 57.43 | 0.01 | 7.58
2025 | NYISO_A-F_2_NYISO_G-I | NYISO_A-F | NYISO_G-I | Internal | Summer | B4 | 100 | 4888 | 4888 | 49.84 | 54.78 | 0.01 | 4.93
2025 | NYISO_A-F_2_NYISO_G-I | NYISO_A-F | NYISO_G-I | Internal | Summer | B5 | 200 | 4888 | 4888 | 44.3 | 50.89 | 0.01 | 6.58
2025 | NYISO_A-F_2_NYISO_G-I | NYISO_A-F | NYISO_G-I | Internal | Summer | B6 | 300 | 4888 | 4888 | 43.26 | 50.89 | 0.01 | 7.62
2025 | NYISO_A-F_2_NYISO_G-I | NYISO_A-F | NYISO_G-I | Internal | Summer | B7 | 400 | 4888 | 4546.03 | 39.96 | 39.97 | 0.01 | 0
2025 | NYISO_A-F_2_NYISO_G-I | NYISO_A-F | NYISO_G-I | Internal | Summer | B8 | 500 | 4888 | 4842.78 | 38.3 | 38.31 | 0.01 | 0
2025 | NYISO_A-F_2_NYISO_G-I | NYISO_A-F | NYISO_G-I | Internal | Summer | B9 | 800 | 4888 | 4015.67 | 38.3 | 38.31 | 0.01 | 0
2025 | NYISO_A-F_2_NYISO_G-I | NYISO_A-F | NYISO_G-I | Internal | Summer | B10 | 1262 | 4888 | 2238.57 | 38.3 | 38.31 | 0.01 | 0
2025 | NYISO_A-F_2_NYISO_G-I | NYISO_A-F | NYISO_G-I | Internal | Winter | B16 | 25 | 4888 | 4888 | 45 | 54.01 | 0.01 | 9
2025 | NYISO_A-F_2_NYISO_G-I | NYISO_A-F | NYISO_G-I | Internal | Winter | B17 | 100 | 4888 | 4888 | 44.25 | 53.93 | 0.01 | 9.67
2025 | NYISO_A-F_2_NYISO_G-I | NYISO_A-F | NYISO_G-I | Internal | Winter | B18 | 400 | 4888 | 4888 | 44.16 | 51.68 | 0.01 | 7.51
2025 | NYISO_A-F_2_NYISO_G-I | NYISO_A-F | NYISO_G-I | Internal | Winter | B19 | 700 | 4888 | 4888 | 44.16 | 50.15 | 0.01 | 5.98
2025 | NYISO_A-F_2_NYISO_G-I | NYISO_A-F | NYISO_G-I | Internal | Winter | B20 | 935 | 4888 | 4888 | 44.16 | 48.18 | 0.01 | 4.01
2025 | NYISO_A-F_2_PJM_ROM | NYISO_A-F | PJM_ROM | Internal | Shoulder | B11 | 25 | 1000 | 1000 | 41.7 | 58.67 | 8 | 8.97
2025 | NYISO_A-F_2_PJM_ROM | NYISO_A-F | PJM_ROM | Internal | Shoulder | B12 | 200 | 1000 | 0 | 41.7 | 49.09 | 8 | 0
2025 | NYISO_A-F_2_PJM_ROM | NYISO_A-F | PJM_ROM | Internal | Shoulder | B13 | 600 | 1000 | 0 | 39.89 | 44.99 | 8 | 0
2025 | NYISO_A-F_2_PJM_ROM | NYISO_A-F | PJM_ROM | Internal | Shoulder | B14 | 900 | 1000 | 0 | 39.89 | 43.01 | 8 | 0
2025 | NYISO_A-F_2_PJM_ROM | NYISO_A-F | PJM_ROM | Internal | Shoulder | B15 | 1203 | 1000 | 0 | 39.89 | 38.95 | 8 | 0
2025 | NYISO_A-F_2_PJM_ROM | NYISO_A-F | PJM_ROM | Internal | Summer | B1 | 10 | 1000 | 1000 | 53.44 | 71.59 | 8 | 10.15
2025 | NYISO_A-F_2_PJM_ROM | NYISO_A-F | PJM_ROM | Internal | Summer | B2 | 25 | 1000 | 1000 | 53.44 | 68.27 | 8 | 6.82
2025 | NYISO_A-F_2_PJM_ROM | NYISO_A-F | PJM_ROM | Internal | Summer | B3 | 75 | 1000 | 1000 | 49.84 | 65.44 | 8 | 7.6
2025 | NYISO_A-F_2_PJM_ROM | NYISO_A-F | PJM_ROM | Internal | Summer | B4 | 100 | 1000 | 1000 | 49.84 | 65.44 | 8 | 7.6
2025 | NYISO_A-F_2_PJM_ROM | NYISO_A-F | PJM_ROM | Internal | Summer | B5 | 200 | 1000 | 1000 | 44.3 | 60.93 | 8 | 8.64
2025 | NYISO_A-F_2_PJM_ROM | NYISO_A-F | PJM_ROM | Internal | Summer | B6 | 300 | 1000 | 302.2 | 43.26 | 51.26 | 8 | 0
2025 | NYISO_A-F_2_PJM_ROM | NYISO_A-F | PJM_ROM | Internal | Summer | B7 | 400 | 1000 | 0 | 39.96 | 43.57 | 8 | 0
2025 | NYISO_A-F_2_PJM_ROM | NYISO_A-F | PJM_ROM | Internal | Summer | B8 | 500 | 1000 | 0 | 38.3 | 40.47 | 8 | 0
2025 | NYISO_A-F_2_PJM_ROM | NYISO_A-F | PJM_ROM | Internal | Summer | B9 | 800 | 1000 | 0 | 38.3 | 38.48 | 8 | 0
2025 | NYISO_A-F_2_PJM_ROM | NYISO_A-F | PJM_ROM | Internal | Summer | B10 | 1262 | 1000 | 0 | 38.3 | 36.65 | 8 | 0
2025 | NYISO_A-F_2_PJM_ROM | NYISO_A-F | PJM_ROM | Internal | Winter | B16 | 25 | 1000 | 529.09 | 45 | 53 | 8 | 0
2025 | NYISO_A-F_2_PJM_ROM | NYISO_A-F | PJM_ROM | Internal | Winter | B17 | 100 | 1000 | 0 | 44.25 | 47.93 | 8 | 0
2025 | NYISO_A-F_2_PJM_ROM | NYISO_A-F | PJM_ROM | Internal | Winter | B18 | 400 | 1000 | 0 | 44.16 | 46.7 | 8 | 0
2025 | NYISO_A-F_2_PJM_ROM | NYISO_A-F | PJM_ROM | Internal | Winter | B19 | 700 | 1000 | 0 | 44.16 | 44.14 | 8 | 0
2025 | NYISO_A-F_2_PJM_ROM | NYISO_A-F | PJM_ROM | Internal | Winter | B20 | 935 | 1000 | 0 | 44.16 | 38.16 | 8 | 0
2025 | NYISO_G-I_2_NEISO | NYISO_G-I | NEISO | Internal | Shoulder | B11 | 25 | 600 | 0 | 50.66 | 38.89 | 3 | 0
2025 | NYISO_G-I_2_NEISO | NYISO_G-I | NEISO | Internal | Shoulder | B12 | 200 | 600 | 0 | 41.78 | 38.89 | 3 | 0
2025 | NYISO_G-I_2_NEISO | NYISO_G-I | NEISO | Internal | Shoulder | B13 | 600 | 600 | 0 | 41.78 | 38.89 | 3 | 0
2025 | NYISO_G-I_2_NEISO | NYISO_G-I | NEISO | Internal | Shoulder | B14 | 900 | 600 | 0 | 40.37 | 38.89 | 3 | 0
2025 | NYISO_G-I_2_NEISO | NYISO_G-I | NEISO | Internal | Shoulder | B15 | 1203 | 600 | 0 | 39.91 | 38.89 | 3 | 0
2025 | NYISO_G-I_2_NEISO | NYISO_G-I | NEISO | Internal | Summer | B1 | 10 | 600 | 0 | 280.25 | 277.26 | 3 | 0
2025 | NYISO_G-I_2_NEISO | NYISO_G-I | NEISO | Internal | Summer | B2 | 25 | 600 | 0 | 80.96 | 77.96 | 3 | 0
2025 | NYISO_G-I_2_NEISO | NYISO_G-I | NEISO | Internal | Summer | B3 | 75 | 600 | 0 | 57.43 | 52.84 | 3 | 0
2025 | NYISO_G-I_2_NEISO | NYISO_G-I | NEISO | Internal | Summer | B4 | 100 | 600 | 0 | 54.78 | 46.84 | 3 | 0
2025 | NYISO_G-I_2_NEISO | NYISO_G-I | NEISO | Internal | Summer | B5 | 200 | 600 | 0 | 50.89 | 35.72 | 3 | 0
2025 | NYISO_G-I_2_NEISO | NYISO_G-I | NEISO | Internal | Summer | B6 | 300 | 600 | 0 | 50.89 | 35.72 | 3 | 0
2025 | NYISO_G-I_2_NEISO | NYISO_G-I | NEISO | Internal | Summer | B7 | 400 | 600 | 0 | 39.97 | 35.72 | 3 | 0
2025 | NYISO_G-I_2_NEISO | NYISO_G-I | NEISO | Internal | Summer | B8 | 500 | 600 | 0 | 38.31 | 35.72 | 3 | 0
2025 | NYISO_G-I_2_NEISO | NYISO_G-I | NEISO | Internal | Summer | B9 | 800 | 600 | 0 | 38.31 | 35.72 | 3 | 0
2025 | NYISO_G-I_2_NEISO | NYISO_G-I | NEISO | Internal | Summer | B10 | 1262 | 600 | 0 | 38.31 | 35.72 | 3 | 0
2025 | NYISO_G-I_2_NEISO | NYISO_G-I | NEISO | Internal | Winter | B16 | 25 | 600 | 0 | 54.01 | 48.68 | 3 | 0
2025 | NYISO_G-I_2_NEISO | NYISO_G-I | NEISO | Internal | Winter | B17 | 100 | 600 | 0 | 53.93 | 48.68 | 3 | 0
2025 | NYISO_G-I_2_NEISO | NYISO_G-I | NEISO | Internal | Winter | B18 | 400 | 600 | 0 | 51.68 | 48.68 | 3 | 0
2025 | NYISO_G-I_2_NEISO | NYISO_G-I | NEISO | Internal | Winter | B19 | 700 | 600 | 0 | 50.15 | 48.68 | 3 | 0
2025 | NYISO_G-I_2_NEISO | NYISO_G-I | NEISO | Internal | Winter | B20 | 935 | 600 | 0 | 48.18 | 48.68 | 3 | 0
2025 | NYISO_G-I_2_NYISO_A-F | NYISO_G-I | NYISO_A-F | Internal | Shoulder | B11 | 25 | 2637 | 0 | 50.66 | 41.7 | 0.01 | 0
2025 | NYISO_G-I_2_NYISO_A-F | NYISO_G-I | NYISO_A-F | Internal | Shoulder | B12 | 200 | 2637 | 0 | 41.78 | 41.7 | 0.01 | 0
2025 | NYISO_G-I_2_NYISO_A-F | NYISO_G-I | NYISO_A-F | Internal | Shoulder | B13 | 600 | 2637 | 0 | 41.78 | 39.89 | 0.01 | 0
2025 | NYISO_G-I_2_NYISO_A-F | NYISO_G-I | NYISO_A-F | Internal | Shoulder | B14 | 900 | 2637 | 0 | 40.37 | 39.89 | 0.01 | 0
2025 | NYISO_G-I_2_NYISO_A-F | NYISO_G-I | NYISO_A-F | Internal | Shoulder | B15 | 1203 | 2637 | 0 | 39.91 | 39.89 | 0.01 | 0
2025 | NYISO_G-I_2_NYISO_A-F | NYISO_G-I | NYISO_A-F | Internal | Summer | B1 | 10 | 2637 | 0 | 280.25 | 53.44 | 0.01 | 0
2025 | NYISO_G-I_2_NYISO_A-F | NYISO_G-I | NYISO_A-F | Internal | Summer | B2 | 25 | 2637 | 0 | 80.96 | 53.44 | 0.01 | 0
2025 | NYISO_G-I_2_NYISO_A-F | NYISO_G-I | NYISO_A-F | Internal | Summer | B3 | 75 | 2637 | 0 | 57.43 | 49.84 | 0.01 | 0
2025 | NYISO_G-I_2_NYISO_A-F | NYISO_G-I | NYISO_A-F | Internal | Summer | B4 | 100 | 2637 | 0 | 54.78 | 49.84 | 0.01 | 0
2025 | NYISO_G-I_2_NYISO_A-F | NYISO_G-I | NYISO_A-F | Internal | Summer | B5 | 200 | 2637 | 0 | 50.89 | 44.3 | 0.01 | 0
2025 | NYISO_G-I_2_NYISO_A-F | NYISO_G-I | NYISO_A-F | Internal | Summer | B6 | 300 | 2637 | 0 | 50.89 | 43.26 | 0.01 | 0
2025 | NYISO_G-I_2_NYISO_A-F | NYISO_G-I | NYISO_A-F | Internal | Summer | B7 | 400 | 2637 | 0 | 39.97 | 39.96 | 0.01 | 0
2025 | NYISO_G-I_2_NYISO_A-F | NYISO_G-I | NYISO_A-F | Internal | Summer | B8 | 500 | 2637 | 0 | 38.31 | 38.3 | 0.01 | 0
2025 | NYISO_G-I_2_NYISO_A-F | NYISO_G-I | NYISO_A-F | Internal | Summer | B9 | 800 | 2637 | 0 | 38.31 | 38.3 | 0.01 | 0
2025 | NYISO_G-I_2_NYISO_A-F | NYISO_G-I | NYISO_A-F | Internal | Summer | B10 | 1262 | 2637 | 0 | 38.31 | 38.3 | 0.01 | 0
2025 | NYISO_G-I_2_NYISO_A-F | NYISO_G-I | NYISO_A-F | Internal | Winter | B16 | 25 | 2637 | 0 | 54.01 | 45 | 0.01 | 0
2025 | NYISO_G-I_2_NYISO_A-F | NYISO_G-I | NYISO_A-F | Internal | Winter | B17 | 100 | 2637 | 0 | 53.93 | 44.25 | 0.01 | 0
2025 | NYISO_G-I_2_NYISO_A-F | NYISO_G-I | NYISO_A-F | Internal | Winter | B18 | 400 | 2637 | 0 | 51.68 | 44.16 | 0.01 | 0
2025 | NYISO_G-I_2_NYISO_A-F | NYISO_G-I | NYISO_A-F | Internal | Winter | B19 | 700 | 2637 | 0 | 50.15 | 44.16 | 0.01 | 0
2025 | NYISO_G-I_2_NYISO_A-F | NYISO_G-I | NYISO_A-F | Internal | Winter | B20 | 935 | 2637 | 0 | 48.18 | 44.16 | 0.01 | 0
2025 | NYISO_G-I_2_NYISO_J-K | NYISO_G-I | NYISO_J-K | Internal | Shoulder | B11 | 25 | 6130 | 4893.15 | 50.66 | 50.67 | 0.01 | 0
2025 | NYISO_G-I_2_NYISO_J-K | NYISO_G-I | NYISO_J-K | Internal | Shoulder | B12 | 200 | 6130 | 4897.48 | 41.78 | 41.79 | 0.01 | 0
2025 | NYISO_G-I_2_NYISO_J-K | NYISO_G-I | NYISO_J-K | Internal | Shoulder | B13 | 600 | 6130 | 5024.99 | 41.78 | 41.79 | 0.01 | 0
2025 | NYISO_G-I_2_NYISO_J-K | NYISO_G-I | NYISO_J-K | Internal | Shoulder | B14 | 900 | 6130 | 4951.02 | 40.37 | 40.38 | 0.01 | 0
2025 | NYISO_G-I_2_NYISO_J-K | NYISO_G-I | NYISO_J-K | Internal | Shoulder | B15 | 1203 | 6130 | 3199.78 | 39.91 | 39.92 | 0.01 | 0
2025 | NYISO_G-I_2_NYISO_J-K | NYISO_G-I | NYISO_J-K | Internal | Summer | B1 | 10 | 6130 | 4557.28 | 280.25 | 280.26 | 0.01 | 0
2025 | NYISO_G-I_2_NYISO_J-K | NYISO_G-I | NYISO_J-K | Internal | Summer | B2 | 25 | 6130 | 4664.51 | 80.96 | 80.97 | 0.01 | 0
2025 | NYISO_G-I_2_NYISO_J-K | NYISO_G-I | NYISO_J-K | Internal | Summer | B3 | 75 | 6130 | 3736.45 | 57.43 | 57.44 | 0.01 | 0
2025 | NYISO_G-I_2_NYISO_J-K | NYISO_G-I | NYISO_J-K | Internal | Summer | B4 | 100 | 6130 | 3942.89 | 54.78 | 54.8 | 0.01 | 0
2025 | NYISO_G-I_2_NYISO_J-K | NYISO_G-I | NYISO_J-K | Internal | Summer | B5 | 200 | 6130 | 4083 | 50.89 | 50.9 | 0.01 | 0
2025 | NYISO_G-I_2_NYISO_J-K | NYISO_G-I | NYISO_J-K | Internal | Summer | B6 | 300 | 6130 | 5782.69 | 50.89 | 50.9 | 0.01 | 0
2025 | NYISO_G-I_2_NYISO_J-K | NYISO_G-I | NYISO_J-K | Internal | Summer | B7 | 400 | 6130 | 5616.41 | 39.97 | 39.99 | 0.01 | 0
2025 | NYISO_G-I_2_NYISO_J-K | NYISO_G-I | NYISO_J-K | Internal | Summer | B8 | 500 | 6130 | 5470.22 | 38.31 | 38.33 | 0.01 | 0
2025 | NYISO_G-I_2_NYISO_J-K | NYISO_G-I | NYISO_J-K | Internal | Summer | B9 | 800 | 6130 | 4857.83 | 38.31 | 38.33 | 0.01 | 0
2025 | NYISO_G-I_2_NYISO_J-K | NYISO_G-I | NYISO_J-K | Internal | Summer | B10 | 1262 | 6130 | 3546.34 | 38.31 | 38.33 | 0.01 | 0
2025 | NYISO_G-I_2_NYISO_J-K | NYISO_G-I | NYISO_J-K | Internal | Winter | B16 | 25 | 6130 | 5957.1 | 54.01 | 54.03 | 0.01 | 0
2025 | NYISO_G-I_2_NYISO_J-K | NYISO_G-I | NYISO_J-K | Internal | Winter | B17 | 100 | 6130 | 6088.55 | 53.93 | 53.95 | 0.01 | 0
2025 | NYISO_G-I_2_NYISO_J-K | NYISO_G-I | NYISO_J-K | Internal | Winter | B18 | 400 | 6130 | 6130 | 51.68 | 52.71 | 0.01 | 1.02
2025 | NYISO_G-I_2_NYISO_J-K | NYISO_G-I | NYISO_J-K | Internal | Winter | B19 | 700 | 6130 | 6130 | 50.15 | 50.78 | 0.01 | 0.62
2025 | NYISO_G-I_2_NYISO_J-K | NYISO_G-I | NYISO_J-K | Internal | Winter | B20 | 935 | 6130 | 5727.04 | 48.18 | 48.19 | 0.01 | 0
2025 | NYISO_G-I_2_PJM_E | NYISO_G-I | PJM_E | Internal | Shoulder | B11 | 25 | 1500 | 553.18 | 50.66 | 58.66 | 8 | 0
2025 | NYISO_G-I_2_PJM_E | NYISO_G-I | PJM_E | Internal | Shoulder | B12 | 200 | 1500 | 0 | 41.78 | 49.08 | 8 | 0
2025 | NYISO_G-I_2_PJM_E | NYISO_G-I | PJM_E | Internal | Shoulder | B13 | 600 | 1500 | 0 | 41.78 | 44.98 | 8 | 0
2025 | NYISO_G-I_2_PJM_E | NYISO_G-I | PJM_E | Internal | Shoulder | B14 | 900 | 1500 | 0 | 40.37 | 42.99 | 8 | 0
2025 | NYISO_G-I_2_PJM_E | NYISO_G-I | PJM_E | Internal | Shoulder | B15 | 1203 | 1500 | 0 | 39.91 | 38.96 | 8 | 0
2025 | NYISO_G-I_2_PJM_E | NYISO_G-I | PJM_E | Internal | Summer | B1 | 10 | 1500 | 0 | 280.25 | 71.6 | 8 | 0
2025 | NYISO_G-I_2_PJM_E | NYISO_G-I | PJM_E | Internal | Summer | B2 | 25 | 1500 | 0 | 80.96 | 68.28 | 8 | 0
2025 | NYISO_G-I_2_PJM_E | NYISO_G-I | PJM_E | Internal | Summer | B3 | 75 | 1500 | 1434.32 | 57.43 | 65.43 | 8 | 0
2025 | NYISO_G-I_2_PJM_E | NYISO_G-I | PJM_E | Internal | Summer | B4 | 100 | 1500 | 1500 | 54.78 | 65.43 | 8 | 2.65
2025 | NYISO_G-I_2_PJM_E | NYISO_G-I | PJM_E | Internal | Summer | B5 | 200 | 1500 | 1500 | 50.89 | 60.92 | 8 | 2.03
2025 | NYISO_G-I_2_PJM_E | NYISO_G-I | PJM_E | Internal | Summer | B6 | 300 | 1500 | 0 | 50.89 | 51.25 | 8 | 0
2025 | NYISO_G-I_2_PJM_E | NYISO_G-I | PJM_E | Internal | Summer | B7 | 400 | 1500 | 0 | 39.97 | 43.56 | 8 | 0
2025 | NYISO_G-I_2_PJM_E | NYISO_G-I | PJM_E | Internal | Summer | B8 | 500 | 1500 | 0 | 38.31 | 40.48 | 8 | 0
2025 | NYISO_G-I_2_PJM_E | NYISO_G-I | PJM_E | Internal | Summer | B9 | 800 | 1500 | 0 | 38.31 | 38.49 | 8 | 0
2025 | NYISO_G-I_2_PJM_E | NYISO_G-I | PJM_E | Internal | Summer | B10 | 1262 | 1500 | 0 | 38.31 | 36.66 | 8 | 0
2025 | NYISO_G-I_2_PJM_E | NYISO_G-I | PJM_E | Internal | Winter | B16 | 25 | 1500 | 0 | 54.01 | 53.01 | 8 | 0
2025 | NYISO_G-I_2_PJM_E | NYISO_G-I | PJM_E | Internal | Winter | B17 | 100 | 1500 | 0 | 53.93 | 47.95 | 8 | 0
2025 | NYISO_G-I_2_PJM_E | NYISO_G-I | PJM_E | Internal | Winter | B18 | 400 | 1500 | 0 | 51.68 | 46.71 | 8 | 0
2025 | NYISO_G-I_2_PJM_E | NYISO_G-I | PJM_E | Internal | Winter | B19 | 700 | 1500 | 0 | 50.15 | 44.15 | 8 | 0
2025 | NYISO_G-I_2_PJM_E | NYISO_G-I | PJM_E | Internal | Winter | B20 | 935 | 1500 | 0 | 48.18 | 38.17 | 8 | 0
2025 | NYISO_J-K_2_NEISO | NYISO_J-K | NEISO | Internal | Shoulder | B11 | 25 | 90 | 0 | 50.67 | 38.89 | 3 | 0
2025 | NYISO_J-K_2_NEISO | NYISO_J-K | NEISO | Internal | Shoulder | B12 | 200 | 90 | 0 | 41.79 | 38.89 | 3 | 0
2025 | NYISO_J-K_2_NEISO | NYISO_J-K | NEISO | Internal | Shoulder | B13 | 600 | 90 | 0 | 41.79 | 38.89 | 3 | 0
2025 | NYISO_J-K_2_NEISO | NYISO_J-K | NEISO | Internal | Shoulder | B14 | 900 | 90 | 0 | 40.38 | 38.89 | 3 | 0
2025 | NYISO_J-K_2_NEISO | NYISO_J-K | NEISO | Internal | Shoulder | B15 | 1203 | 90 | 0 | 39.92 | 38.89 | 3 | 0
2025 | NYISO_J-K_2_NEISO | NYISO_J-K | NEISO | Internal | Summer | B1 | 10 | 90 | 0 | 280.26 | 277.26 | 3 | 0
2025 | NYISO_J-K_2_NEISO | NYISO_J-K | NEISO | Internal | Summer | B2 | 25 | 90 | 0 | 80.97 | 77.96 | 3 | 0
2025 | NYISO_J-K_2_NEISO | NYISO_J-K | NEISO | Internal | Summer | B3 | 75 | 90 | 0 | 57.44 | 52.84 | 3 | 0
2025 | NYISO_J-K_2_NEISO | NYISO_J-K | NEISO | Internal | Summer | B4 | 100 | 90 | 0 | 54.8 | 46.84 | 3 | 0
2025 | NYISO_J-K_2_NEISO | NYISO_J-K | NEISO | Internal | Summer | B5 | 200 | 90 | 0 | 50.9 | 35.72 | 3 | 0
2025 | NYISO_J-K_2_NEISO | NYISO_J-K | NEISO | Internal | Summer | B6 | 300 | 90 | 0 | 50.9 | 35.72 | 3 | 0
2025 | NYISO_J-K_2_NEISO | NYISO_J-K | NEISO | Internal | Summer | B7 | 400 | 90 | 0 | 39.99 | 35.72 | 3 | 0
2025 | NYISO_J-K_2_NEISO | NYISO_J-K | NEISO | Internal | Summer | B8 | 500 | 90 | 0 | 38.33 | 35.72 | 3 | 0
2025 | NYISO_J-K_2_NEISO | NYISO_J-K | NEISO | Internal | Summer | B9 | 800 | 90 | 0 | 38.33 | 35.72 | 3 | 0
2025 | NYISO_J-K_2_NEISO | NYISO_J-K | NEISO | Internal | Summer | B10 | 1262 | 90 | 0 | 38.33 | 35.72 | 3 | 0
2025 | NYISO_J-K_2_NEISO | NYISO_J-K | NEISO | Internal | Winter | B16 | 25 | 90 | 0 | 54.03 | 48.68 | 3 | 0
2025 | NYISO_J-K_2_NEISO | NYISO_J-K | NEISO | Internal | Winter | B17 | 100 | 90 | 0 | 53.95 | 48.68 | 3 | 0
2025 | NYISO_J-K_2_NEISO | NYISO_J-K | NEISO | Internal | Winter | B18 | 400 | 90 | 0 | 52.71 | 48.68 | 3 | 0
2025 | NYISO_J-K_2_NEISO | NYISO_J-K | NEISO | Internal | Winter | B19 | 700 | 90 | 0 | 50.78 | 48.68 | 3 | 0
2025 | NYISO_J-K_2_NEISO | NYISO_J-K | NEISO | Internal | Winter | B20 | 935 | 90 | 0 | 48.19 | 48.68 | 3 | 0
2025 | NYISO_J-K_2_NYISO_G-I | NYISO_J-K | NYISO_G-I | Internal | Shoulder | B11 | 25 | 1999 | 0.05 | 50.67 | 50.66 | 0.01 | 0
2025 | NYISO_J-K_2_NYISO_G-I | NYISO_J-K | NYISO_G-I | Internal | Shoulder | B12 | 200 | 1999 | 0 | 41.79 | 41.78 | 0.01 | 0
2025 | NYISO_J-K_2_NYISO_G-I | NYISO_J-K | NYISO_G-I | Internal | Shoulder | B13 | 600 | 1999 | 0 | 41.79 | 41.78 | 0.01 | 0
2025 | NYISO_J-K_2_NYISO_G-I | NYISO_J-K | NYISO_G-I | Internal | Shoulder | B14 | 900 | 1999 | 0 | 40.38 | 40.37 | 0.01 | 0
2025 | NYISO_J-K_2_NYISO_G-I | NYISO_J-K | NYISO_G-I | Internal | Shoulder | B15 | 1203 | 1999 | 0 | 39.92 | 39.91 | 0.01 | 0
2025 | NYISO_J-K_2_NYISO_G-I | NYISO_J-K | NYISO_G-I | Internal | Summer | B1 | 10 | 1999 | 0.13 | 280.26 | 280.25 | 0.01 | 0
2025 | NYISO_J-K_2_NYISO_G-I | NYISO_J-K | NYISO_G-I | Internal | Summer | B2 | 25 | 1999 | 0.05 | 80.97 | 80.96 | 0.01 | 0
2025 | NYISO_J-K_2_NYISO_G-I | NYISO_J-K | NYISO_G-I | Internal | Summer | B3 | 75 | 1999 | 0.02 | 57.44 | 57.43 | 0.01 | 0
2025 | NYISO_J-K_2_NYISO_G-I | NYISO_J-K | NYISO_G-I | Internal | Summer | B4 | 100 | 1999 | 0.01 | 54.8 | 54.78 | 0.01 | 0
2025 | NYISO_J-K_2_NYISO_G-I | NYISO_J-K | NYISO_G-I | Internal | Summer | B5 | 200 | 1999 | 0 | 50.9 | 50.89 | 0.01 | 0
2025 | NYISO_J-K_2_NYISO_G-I | NYISO_J-K | NYISO_G-I | Internal | Summer | B6 | 300 | 1999 | 0 | 50.9 | 50.89 | 0.01 | 0
2025 | NYISO_J-K_2_NYISO_G-I | NYISO_J-K | NYISO_G-I | Internal | Summer | B7 | 400 | 1999 | 0 | 39.99 | 39.97 | 0.01 | 0
2025 | NYISO_J-K_2_NYISO_G-I | NYISO_J-K | NYISO_G-I | Internal | Summer | B8 | 500 | 1999 | 0 | 38.33 | 38.31 | 0.01 | 0
2025 | NYISO_J-K_2_NYISO_G-I | NYISO_J-K | NYISO_G-I | Internal | Summer | B9 | 800 | 1999 | 0 | 38.33 | 38.31 | 0.01 | 0
2025 | NYISO_J-K_2_NYISO_G-I | NYISO_J-K | NYISO_G-I | Internal | Summer | B10 | 1262 | 1999 | 0 | 38.33 | 38.31 | 0.01 | 0
2025 | NYISO_J-K_2_NYISO_G-I | NYISO_J-K | NYISO_G-I | Internal | Winter | B16 | 25 | 1999 | 0.05 | 54.03 | 54.01 | 0.01 | 0
2025 | NYISO_J-K_2_NYISO_G-I | NYISO_J-K | NYISO_G-I | Internal | Winter | B17 | 100 | 1999 | 0.01 | 53.95 | 53.93 | 0.01 | 0
2025 | NYISO_J-K_2_NYISO_G-I | NYISO_J-K | NYISO_G-I | Internal | Winter | B18 | 400 | 1999 | 0 | 52.71 | 51.68 | 0.01 | 0
2025 | NYISO_J-K_2_NYISO_G-I | NYISO_J-K | NYISO_G-I | Internal | Winter | B19 | 700 | 1999 | 0 | 50.78 | 50.15 | 0.01 | 0
2025 | NYISO_J-K_2_NYISO_G-I | NYISO_J-K | NYISO_G-I | Internal | Winter | B20 | 935 | 1999 | 0 | 48.19 | 48.18 | 0.01 | 0
2025 | NYISO_J-K_2_PJM_E | NYISO_J-K | PJM_E | Internal | Shoulder | B11 | 25 | 330 | 0.1 | 50.67 | 58.66 | 8 | 0
2025 | NYISO_J-K_2_PJM_E | NYISO_J-K | PJM_E | Internal | Shoulder | B12 | 200 | 330 | 0 | 41.79 | 49.08 | 8 | 0
2025 | NYISO_J-K_2_PJM_E | NYISO_J-K | PJM_E | Internal | Shoulder | B13 | 600 | 330 | 0 | 41.79 | 44.98 | 8 | 0
2025 | NYISO_J-K_2_PJM_E | NYISO_J-K | PJM_E | Internal | Shoulder | B14 | 900 | 330 | 0 | 40.38 | 42.99 | 8 | 0
2025 | NYISO_J-K_2_PJM_E | NYISO_J-K | PJM_E | Internal | Shoulder | B15 | 1203 | 330 | 0 | 39.92 | 38.96 | 8 | 0
2025 | NYISO_J-K_2_PJM_E | NYISO_J-K | PJM_E | Internal | Summer | B1 | 10 | 330 | 0 | 280.26 | 71.6 | 8 | 0
2025 | NYISO_J-K_2_PJM_E | NYISO_J-K | PJM_E | Internal | Summer | B2 | 25 | 330 | 0 | 80.97 | 68.28 | 8 | 0
2025 | NYISO_J-K_2_PJM_E | NYISO_J-K | PJM_E | Internal | Summer | B3 | 75 | 330 | 0.04 | 57.44 | 65.43 | 8 | 0
2025 | NYISO_J-K_2_PJM_E | NYISO_J-K | PJM_E | Internal | Summer | B4 | 100 | 330 | 330 | 54.8 | 65.43 | 8 | 2.63
2025 | NYISO_J-K_2_PJM_E | NYISO_J-K | PJM_E | Internal | Summer | B5 | 200 | 330 | 330 | 50.9 | 60.92 | 8 | 2.02
2025 | NYISO_J-K_2_PJM_E | NYISO_J-K | PJM_E | Internal | Summer | B6 | 300 | 330 | 0 | 50.9 | 51.25 | 8 | 0
2025 | NYISO_J-K_2_PJM_E | NYISO_J-K | PJM_E | Internal | Summer | B7 | 400 | 330 | 0 | 39.99 | 43.56 | 8 | 0
2025 | NYISO_J-K_2_PJM_E | NYISO_J-K | PJM_E | Internal | Summer | B8 | 500 | 330 | 0 | 38.33 | 40.48 | 8 | 0
2025 | NYISO_J-K_2_PJM_E | NYISO_J-K | PJM_E | Internal | Summer | B9 | 800 | 330 | 0 | 38.33 | 38.49 | 8 | 0
2025 | NYISO_J-K_2_PJM_E | NYISO_J-K | PJM_E | Internal | Summer | B10 | 1262 | 330 | 0 | 38.33 | 36.66 | 8 | 0
2025 | NYISO_J-K_2_PJM_E | NYISO_J-K | PJM_E | Internal | Winter | B16 | 25 | 330 | 0 | 54.03 | 53.01 | 8 | 0
2025 | NYISO_J-K_2_PJM_E | NYISO_J-K | PJM_E | Internal | Winter | B17 | 100 | 330 | 0 | 53.95 | 47.95 | 8 | 0
2025 | NYISO_J-K_2_PJM_E | NYISO_J-K | PJM_E | Internal | Winter | B18 | 400 | 330 | 0 | 52.71 | 46.71 | 8 | 0
2025 | NYISO_J-K_2_PJM_E | NYISO_J-K | PJM_E | Internal | Winter | B19 | 700 | 330 | 0 | 50.78 | 44.15 | 8 | 0
2025 | NYISO_J-K_2_PJM_E | NYISO_J-K | PJM_E | Internal | Winter | B20 | 935 | 330 | 0 | 48.19 | 38.17 | 8 | 0
2025 | PJM_E_2_NYISO_G-I | PJM_E | NYISO_G-I | Internal | Shoulder | B11 | 25 | 500 | 0 | 58.66 | 50.66 | 6 | 0
2025 | PJM_E_2_NYISO_G-I | PJM_E | NYISO_G-I | Internal | Shoulder | B12 | 200 | 500 | 0 | 49.08 | 41.78 | 6 | 0
2025 | PJM_E_2_NYISO_G-I | PJM_E | NYISO_G-I | Internal | Shoulder | B13 | 600 | 500 | 0 | 44.98 | 41.78 | 6 | 0
2025 | PJM_E_2_NYISO_G-I | PJM_E | NYISO_G-I | Internal | Shoulder | B14 | 900 | 500 | 0 | 42.99 | 40.37 | 6 | 0
2025 | PJM_E_2_NYISO_G-I | PJM_E | NYISO_G-I | Internal | Shoulder | B15 | 1203 | 500 | 0 | 38.96 | 39.91 | 6 | 0
2025 | PJM_E_2_NYISO_G-I | PJM_E | NYISO_G-I | Internal | Summer | B1 | 10 | 500 | 500 | 71.6 | 280.25 | 6 | 202.65
2025 | PJM_E_2_NYISO_G-I | PJM_E | NYISO_G-I | Internal | Summer | B2 | 25 | 500 | 500 | 68.28 | 80.96 | 6 | 6.68
2025 | PJM_E_2_NYISO_G-I | PJM_E | NYISO_G-I | Internal | Summer | B3 | 75 | 500 | 0 | 65.43 | 57.43 | 6 | 0
2025 | PJM_E_2_NYISO_G-I | PJM_E | NYISO_G-I | Internal | Summer | B4 | 100 | 500 | 0 | 65.43 | 54.78 | 6 | 0
2025 | PJM_E_2_NYISO_G-I | PJM_E | NYISO_G-I | Internal | Summer | B5 | 200 | 500 | 0 | 60.92 | 50.89 | 6 | 0
2025 | PJM_E_2_NYISO_G-I | PJM_E | NYISO_G-I | Internal | Summer | B6 | 300 | 500 | 0 | 51.25 | 50.89 | 6 | 0
2025 | PJM_E_2_NYISO_G-I | PJM_E | NYISO_G-I | Internal | Summer | B7 | 400 | 500 | 0 | 43.56 | 39.97 | 6 | 0
2025 | PJM_E_2_NYISO_G-I | PJM_E | NYISO_G-I | Internal | Summer | B8 | 500 | 500 | 0 | 40.48 | 38.31 | 6 | 0
2025 | PJM_E_2_NYISO_G-I | PJM_E | NYISO_G-I | Internal | Summer | B9 | 800 | 500 | 0 | 38.49 | 38.31 | 6 | 0
2025 | PJM_E_2_NYISO_G-I | PJM_E | NYISO_G-I | Internal | Summer | B10 | 1262 | 500 | 0 | 36.66 | 38.31 | 6 | 0
2025 | PJM_E_2_NYISO_G-I | PJM_E | NYISO_G-I | Internal | Winter | B16 | 25 | 500 | 0 | 53.01 | 54.01 | 6 | 0
2025 | PJM_E_2_NYISO_G-I | PJM_E | NYISO_G-I | Internal | Winter | B17 | 100 | 500 | 0.02 | 47.95 | 53.93 | 6 | 0
2025 | PJM_E_2_NYISO_G-I | PJM_E | NYISO_G-I | Internal | Winter | B18 | 400 | 500 | 0 | 46.71 | 51.68 | 6 | 0
2025 | PJM_E_2_NYISO_G-I | PJM_E | NYISO_G-I | Internal | Winter | B19 | 700 | 500 | 411.36 | 44.15 | 50.15 | 6 | 0
2025 | PJM_E_2_NYISO_G-I | PJM_E | NYISO_G-I | Internal | Winter | B20 | 935 | 500 | 500 | 38.17 | 48.18 | 6 | 4.01
2025 | PJM_E_2_NYISO_J-K | PJM_E | NYISO_J-K | Internal | Shoulder | B11 | 25 | 330 | 0 | 58.66 | 50.67 | 6 | 0
2025 | PJM_E_2_NYISO_J-K | PJM_E | NYISO_J-K | Internal | Shoulder | B12 | 200 | 330 | 0 | 49.08 | 41.79 | 6 | 0
2025 | PJM_E_2_NYISO_J-K | PJM_E | NYISO_J-K | Internal | Shoulder | B13 | 600 | 330 | 0 | 44.98 | 41.79 | 6 | 0
2025 | PJM_E_2_NYISO_J-K | PJM_E | NYISO_J-K | Internal | Shoulder | B14 | 900 | 330 | 0 | 42.99 | 40.38 | 6 | 0
2025 | PJM_E_2_NYISO_J-K | PJM_E | NYISO_J-K | Internal | Shoulder | B15 | 1203 | 330 | 0 | 38.96 | 39.92 | 6 | 0
2025 | PJM_E_2_NYISO_J-K | PJM_E | NYISO_J-K | Internal | Summer | B1 | 10 | 330 | 330 | 71.6 | 280.26 | 6 | 202.66
2025 | PJM_E_2_NYISO_J-K | PJM_E | NYISO_J-K | Internal | Summer | B2 | 25 | 330 | 330 | 68.28 | 80.97 | 6 | 6.7
2025 | PJM_E_2_NYISO_J-K | PJM_E | NYISO_J-K | Internal | Summer | B3 | 75 | 330 | 0 | 65.43 | 57.44 | 6 | 0
2025 | PJM_E_2_NYISO_J-K | PJM_E | NYISO_J-K | Internal | Summer | B4 | 100 | 330 | 0 | 65.43 | 54.8 | 6 | 0
2025 | PJM_E_2_NYISO_J-K | PJM_E | NYISO_J-K | Internal | Summer | B5 | 200 | 330 | 0 | 60.92 | 50.9 | 6 | 0
2025 | PJM_E_2_NYISO_J-K | PJM_E | NYISO_J-K | Internal | Summer | B6 | 300 | 330 | 0 | 51.25 | 50.9 | 6 | 0
2025 | PJM_E_2_NYISO_J-K | PJM_E | NYISO_J-K | Internal | Summer | B7 | 400 | 330 | 0 | 43.56 | 39.99 | 6 | 0
2025 | PJM_E_2_NYISO_J-K | PJM_E | NYISO_J-K | Internal | Summer | B8 | 500 | 330 | 0 | 40.48 | 38.33 | 6 | 0
2025 | PJM_E_2_NYISO_J-K | PJM_E | NYISO_J-K | Internal | Summer | B9 | 800 | 330 | 0 | 38.49 | 38.33 | 6 | 0
2025 | PJM_E_2_NYISO_J-K | PJM_E | NYISO_J-K | Internal | Summer | B10 | 1262 | 330 | 0 | 36.66 | 38.33 | 6 | 0
2025 | PJM_E_2_NYISO_J-K | PJM_E | NYISO_J-K | Internal | Winter | B16 | 25 | 330 | 0 | 53.01 | 54.03 | 6 | 0
2025 | PJM_E_2_NYISO_J-K | PJM_E | NYISO_J-K | Internal | Winter | B17 | 100 | 330 | 283.48 | 47.95 | 53.95 | 6 | 0
2025 | PJM_E_2_NYISO_J-K | PJM_E | NYISO_J-K | Internal | Winter | B18 | 400 | 330 | 155.09 | 46.71 | 52.71 | 6 | 0
2025 | PJM_E_2_NYISO_J-K | PJM_E | NYISO_J-K | Internal | Winter | B19 | 700 | 330 | 330 | 44.15 | 50.78 | 6 | 0.63
2025 | PJM_E_2_NYISO_J-K | PJM_E | NYISO_J-K | Internal | Winter | B20 | 935 | 330 | 330 | 38.17 | 48.19 | 6 | 4.02
2025 | PJM_E_2_PJM_ROM | PJM_E | PJM_ROM | Internal | Shoulder | B11 | 25 | 8000 | 3945.99 | 58.66 | 58.67 | 0.01 | 0
2025 | PJM_E_2_PJM_ROM | PJM_E | PJM_ROM | Internal | Shoulder | B12 | 200 | 8000 | 2555.75 | 49.08 | 49.09 | 0.01 | 0
2025 | PJM_E_2_PJM_ROM | PJM_E | PJM_ROM | Internal | Shoulder | B13 | 600 | 8000 | 3325.77 | 44.98 | 44.99 | 0.01 | 0
2025 | PJM_E_2_PJM_ROM | PJM_E | PJM_ROM | Internal | Shoulder | B14 | 900 | 8000 | 965.04 | 42.99 | 43.01 | 0.01 | 0
2025 | PJM_E_2_PJM_ROM | PJM_E | PJM_ROM | Internal | Shoulder | B15 | 1203 | 8000 | 0 | 38.96 | 38.95 | 0.01 | 0
2025 | PJM_E_2_PJM_ROM | PJM_E | PJM_ROM | Internal | Summer | B1 | 10 | 8000 | 0.13 | 71.6 | 71.59 | 0.01 | 0
2025 | PJM_E_2_PJM_ROM | PJM_E | PJM_ROM | Internal | Summer | B2 | 25 | 8000 | 0.05 | 68.28 | 68.27 | 0.01 | 0
2025 | PJM_E_2_PJM_ROM | PJM_E | PJM_ROM | Internal | Summer | B3 | 75 | 8000 | 2554.29 | 65.43 | 65.44 | 0.01 | 0
2025 | PJM_E_2_PJM_ROM | PJM_E | PJM_ROM | Internal | Summer | B4 | 100 | 8000 | 4912.11 | 65.43 | 65.44 | 0.01 | 0
2025 | PJM_E_2_PJM_ROM | PJM_E | PJM_ROM | Internal | Summer | B5 | 200 | 8000 | 3667.67 | 60.92 | 60.93 | 0.01 | 0
2025 | PJM_E_2_PJM_ROM | PJM_E | PJM_ROM | Internal | Summer | B6 | 300 | 8000 | 438.58 | 51.25 | 51.26 | 0.01 | 0
2025 | PJM_E_2_PJM_ROM | PJM_E | PJM_ROM | Internal | Summer | B7 | 400 | 8000 | 1856.65 | 43.56 | 43.57 | 0.01 | 0
2025 | PJM_E_2_PJM_ROM | PJM_E | PJM_ROM | Internal | Summer | B8 | 500 | 8000 | 0 | 40.48 | 40.47 | 0.01 | 0
2025 | PJM_E_2_PJM_ROM | PJM_E | PJM_ROM | Internal | Summer | B9 | 800 | 8000 | 0 | 38.49 | 38.48 | 0.01 | 0
2025 | PJM_E_2_PJM_ROM | PJM_E | PJM_ROM | Internal | Summer | B10 | 1262 | 8000 | 0 | 36.66 | 36.65 | 0.01 | 0
2025 | PJM_E_2_PJM_ROM | PJM_E | PJM_ROM | Internal | Winter | B16 | 25 | 8000 | 0.05 | 53.01 | 53 | 0.01 | 0
2025 | PJM_E_2_PJM_ROM | PJM_E | PJM_ROM | Internal | Winter | B17 | 100 | 8000 | 0.01 | 47.95 | 47.93 | 0.01 | 0
2025 | PJM_E_2_PJM_ROM | PJM_E | PJM_ROM | Internal | Winter | B18 | 400 | 8000 | 0 | 46.71 | 46.7 | 0.01 | 0
2025 | PJM_E_2_PJM_ROM | PJM_E | PJM_ROM | Internal | Winter | B19 | 700 | 8000 | 0 | 44.15 | 44.14 | 0.01 | 0
2025 | PJM_E_2_PJM_ROM | PJM_E | PJM_ROM | Internal | Winter | B20 | 935 | 8000 | 0 | 38.17 | 38.16 | 0.01 | 0
2025 | PJM_ROR_2_MISO_IN | PJM_ROR | MISO_IN | Internal | Shoulder | B11 | 25 | 909 | 0 | 58.68 | 56.71 | 2 | 0
2025 | PJM_ROR_2_MISO_IN | PJM_ROR | MISO_IN | Internal | Shoulder | B12 | 200 | 909 | 0 | 49.11 | 47.13 | 2 | 0
2025 | PJM_ROR_2_MISO_IN | PJM_ROR | MISO_IN | Internal | Shoulder | B13 | 600 | 909 | 0 | 45.01 | 43.03 | 2 | 0
2025 | PJM_ROR_2_MISO_IN | PJM_ROR | MISO_IN | Internal | Shoulder | B14 | 900 | 909 | 0 | 42.99 | 41.02 | 2 | 0
2025 | PJM_ROR_2_MISO_IN | PJM_ROR | MISO_IN | Internal | Shoulder | B15 | 1203 | 909 | 0 | 38.93 | 36.96 | 2 | 0
2025 | PJM_ROR_2_MISO_IN | PJM_ROR | MISO_IN | Internal | Summer | B1 | 10 | 909 | 0 | 71.58 | 69.58 | 2 | 0
2025 | PJM_ROR_2_MISO_IN | PJM_ROR | MISO_IN | Internal | Summer | B2 | 25 | 909 | 0 | 68.25 | 66.28 | 2 | 0
2025 | PJM_ROR_2_MISO_IN | PJM_ROR | MISO_IN | Internal | Summer | B3 | 75 | 909 | 0 | 65.45 | 65.95 | 2 | 0
2025 | PJM_ROR_2_MISO_IN | PJM_ROR | MISO_IN | Internal | Summer | B4 | 100 | 909 | 0 | 65.45 | 64.57 | 2 | 0
2025 | PJM_ROR_2_MISO_IN | PJM_ROR | MISO_IN | Internal | Summer | B5 | 200 | 909 | 277.9 | 60.95 | 62.95 | 2 | 0
2025 | PJM_ROR_2_MISO_IN | PJM_ROR | MISO_IN | Internal | Summer | B6 | 300 | 909 | 0 | 51.27 | 49.29 | 2 | 0
2025 | PJM_ROR_2_MISO_IN | PJM_ROR | MISO_IN | Internal | Summer | B7 | 400 | 909 | 0 | 43.59 | 41.59 | 2 | 0
2025 | PJM_ROR_2_MISO_IN | PJM_ROR | MISO_IN | Internal | Summer | B8 | 500 | 909 | 0 | 40.45 | 38.71 | 2 | 0
2025 | PJM_ROR_2_MISO_IN | PJM_ROR | MISO_IN | Internal | Summer | B9 | 800 | 909 | 0 | 38.46 | 38.36 | 2 | 0
2025 | PJM_ROR_2_MISO_IN | PJM_ROR | MISO_IN | Internal | Summer | B10 | 1262 | 909 | 0 | 36.63 | 34.95 | 2 | 0
2025 | PJM_ROR_2_MISO_IN | PJM_ROR | MISO_IN | Internal | Winter | B16 | 25 | 909 | 0 | 52.99 | 51 | 2 | 0
2025 | PJM_ROR_2_MISO_IN | PJM_ROR | MISO_IN | Internal | Winter | B17 | 100 | 909 | 0 | 47.92 | 45.93 | 2 | 0
2025 | PJM_ROR_2_MISO_IN | PJM_ROR | MISO_IN | Internal | Winter | B18 | 400 | 909 | 0 | 46.69 | 44.71 | 2 | 0
2025 | PJM_ROR_2_MISO_IN | PJM_ROR | MISO_IN | Internal | Winter | B19 | 700 | 909 | 0 | 44.13 | 42.15 | 2 | 0
2025 | PJM_ROR_2_MISO_IN | PJM_ROR | MISO_IN | Internal | Winter | B20 | 935 | 909 | 0 | 38.14 | 36.17 | 2 | 0
2025 | PJM_ROR_2_MISO_MI | PJM_ROR | MISO_MI | Internal | Shoulder | B11 | 25 | 1305 | 0 | 58.68 | 56.69 | 2 | 0
2025 | PJM_ROR_2_MISO_MI | PJM_ROR | MISO_MI | Internal | Shoulder | B12 | 200 | 1305 | 0 | 49.11 | 47.14 | 2 | 0
2025 | PJM_ROR_2_MISO_MI | PJM_ROR | MISO_MI | Internal | Shoulder | B13 | 600 | 1305 | 0 | 45.01 | 43.04 | 2 | 0
2025 | PJM_ROR_2_MISO_MI | PJM_ROR | MISO_MI | Internal | Shoulder | B14 | 900 | 1305 | 0 | 42.99 | 41.03 | 2 | 0
2025 | PJM_ROR_2_MISO_MI | PJM_ROR | MISO_MI | Internal | Shoulder | B15 | 1203 | 1305 | 0 | 38.93 | 36.97 | 2 | 0
2025 | PJM_ROR_2_MISO_MI | PJM_ROR | MISO_MI | Internal | Summer | B1 | 10 | 1305 | 0 | 71.58 | 69.57 | 2 | 0
2025 | PJM_ROR_2_MISO_MI | PJM_ROR | MISO_MI | Internal | Summer | B2 | 25 | 1305 | 0 | 68.25 | 66.27 | 2 | 0
2025 | PJM_ROR_2_MISO_MI | PJM_ROR | MISO_MI | Internal | Summer | B3 | 75 | 1305 | 0 | 65.45 | 65.93 | 2 | 0
2025 | PJM_ROR_2_MISO_MI | PJM_ROR | MISO_MI | Internal | Summer | B4 | 100 | 1305 | 0 | 65.45 | 63.45 | 2 | 0
2025 | PJM_ROR_2_MISO_MI | PJM_ROR | MISO_MI | Internal | Summer | B5 | 200 | 1305 | 0 | 60.95 | 62.62 | 2 | 0
2025 | PJM_ROR_2_MISO_MI | PJM_ROR | MISO_MI | Internal | Summer | B6 | 300 | 1305 | 0 | 51.27 | 49.27 | 2 | 0
2025 | PJM_ROR_2_MISO_MI | PJM_ROR | MISO_MI | Internal | Summer | B7 | 400 | 1305 | 0 | 43.59 | 41.6 | 2 | 0
2025 | PJM_ROR_2_MISO_MI | PJM_ROR | MISO_MI | Internal | Summer | B8 | 500 | 1305 | 0 | 40.45 | 38.73 | 2 | 0
2025 | PJM_ROR_2_MISO_MI | PJM_ROR | MISO_MI | Internal | Summer | B9 | 800 | 1305 | 0 | 38.46 | 38.37 | 2 | 0
2025 | PJM_ROR_2_MISO_MI | PJM_ROR | MISO_MI | Internal | Summer | B10 | 1262 | 1305 | 0 | 36.63 | 34.96 | 2 | 0
2025 | PJM_ROR_2_MISO_MI | PJM_ROR | MISO_MI | Internal | Winter | B16 | 25 | 1305 | 0 | 52.99 | 50.99 | 2 | 0
2025 | PJM_ROR_2_MISO_MI | PJM_ROR | MISO_MI | Internal | Winter | B17 | 100 | 1305 | 0 | 47.92 | 45.95 | 2 | 0
2025 | PJM_ROR_2_MISO_MI | PJM_ROR | MISO_MI | Internal | Winter | B18 | 400 | 1305 | 0 | 46.69 | 44.72 | 2 | 0
2025 | PJM_ROR_2_MISO_MI | PJM_ROR | MISO_MI | Internal | Winter | B19 | 700 | 1305 | 0 | 44.13 | 42.16 | 2 | 0
2025 | PJM_ROR_2_MISO_MI | PJM_ROR | MISO_MI | Internal | Winter | B20 | 935 | 1305 | 0 | 38.14 | 36.18 | 2 | 0
2025 | PJM_ROR_2_MISO_MO-IL | PJM_ROR | MISO_MO-IL | Internal | Shoulder | B11 | 25 | 1111 | 0 | 58.68 | 56.69 | 2 | 0
2025 | PJM_ROR_2_MISO_MO-IL | PJM_ROR | MISO_MO-IL | Internal | Shoulder | B12 | 200 | 1111 | 0 | 49.11 | 47.12 | 2 | 0
2025 | PJM_ROR_2_MISO_MO-IL | PJM_ROR | MISO_MO-IL | Internal | Shoulder | B13 | 600 | 1111 | 0 | 45.01 | 43.02 | 2 | 0
2025 | PJM_ROR_2_MISO_MO-IL | PJM_ROR | MISO_MO-IL | Internal | Shoulder | B14 | 900 | 1111 | 0 | 42.99 | 41.01 | 2 | 0
2025 | PJM_ROR_2_MISO_MO-IL | PJM_ROR | MISO_MO-IL | Internal | Shoulder | B15 | 1203 | 1111 | 0 | 38.93 | 36.95 | 2 | 0
2025 | PJM_ROR_2_MISO_MO-IL | PJM_ROR | MISO_MO-IL | Internal | Summer | B1 | 10 | 1111 | 0 | 71.58 | 69.59 | 2 | 0
2025 | PJM_ROR_2_MISO_MO-IL | PJM_ROR | MISO_MO-IL | Internal | Summer | B2 | 25 | 1111 | 0 | 68.25 | 66.27 | 2 | 0
2025 | PJM_ROR_2_MISO_MO-IL | PJM_ROR | MISO_MO-IL | Internal | Summer | B3 | 75 | 1111 | 0 | 65.45 | 65.96 | 2 | 0
2025 | PJM_ROR_2_MISO_MO-IL | PJM_ROR | MISO_MO-IL | Internal | Summer | B4 | 100 | 1111 | 0 | 65.45 | 64.56 | 2 | 0
2025 | PJM_ROR_2_MISO_MO-IL | PJM_ROR | MISO_MO-IL | Internal | Summer | B5 | 200 | 1111 | 1110.99 | 60.95 | 62.96 | 2 | 0.01
2025 | PJM_ROR_2_MISO_MO-IL | PJM_ROR | MISO_MO-IL | Internal | Summer | B6 | 300 | 1111 | 0 | 51.27 | 49.3 | 2 | 0
2025 | PJM_ROR_2_MISO_MO-IL | PJM_ROR | MISO_MO-IL | Internal | Summer | B7 | 400 | 1111 | 0 | 43.59 | 41.6 | 2 | 0
2025 | PJM_ROR_2_MISO_MO-IL | PJM_ROR | MISO_MO-IL | Internal | Summer | B8 | 500 | 1111 | 0 | 40.45 | 38.7 | 2 | 0
2025 | PJM_ROR_2_MISO_MO-IL | PJM_ROR | MISO_MO-IL | Internal | Summer | B9 | 800 | 1111 | 0 | 38.46 | 38.35 | 2 | 0
2025 | PJM_ROR_2_MISO_MO-IL | PJM_ROR | MISO_MO-IL | Internal | Summer | B10 | 1262 | 1111 | 0 | 36.63 | 34.94 | 2 | 0
2025 | PJM_ROR_2_MISO_MO-IL | PJM_ROR | MISO_MO-IL | Internal | Winter | B16 | 25 | 1111 | 0 | 52.99 | 50.99 | 2 | 0
2025 | PJM_ROR_2_MISO_MO-IL | PJM_ROR | MISO_MO-IL | Internal | Winter | B17 | 100 | 1111 | 0 | 47.92 | 45.92 | 2 | 0
2025 | PJM_ROR_2_MISO_MO-IL | PJM_ROR | MISO_MO-IL | Internal | Winter | B18 | 400 | 1111 | 0 | 46.69 | 44.7 | 2 | 0
2025 | PJM_ROR_2_MISO_MO-IL | PJM_ROR | MISO_MO-IL | Internal | Winter | B19 | 700 | 1111 | 0 | 44.13 | 42.14 | 2 | 0
2025 | PJM_ROR_2_MISO_MO-IL | PJM_ROR | MISO_MO-IL | Internal | Winter | B20 | 935 | 1111 | 0 | 38.14 | 36.16 | 2 | 0
2025 | PJM_ROR_2_MISO_W | PJM_ROR | MISO_W | Internal | Shoulder | B11 | 25 | 10071 | 0 | 58.68 | 56.68 | 2 | 0
2025 | PJM_ROR_2_MISO_W | PJM_ROR | MISO_W | Internal | Shoulder | B12 | 200 | 10071 | 0 | 49.11 | 47.11 | 2 | 0
2025 | PJM_ROR_2_MISO_W | PJM_ROR | MISO_W | Internal | Shoulder | B13 | 600 | 10071 | 0 | 45.01 | 43.01 | 2 | 0
2025 | PJM_ROR_2_MISO_W | PJM_ROR | MISO_W | Internal | Shoulder | B14 | 900 | 10071 | 0 | 42.99 | 40.99 | 2 | 0
2025 | PJM_ROR_2_MISO_W | PJM_ROR | MISO_W | Internal | Shoulder | B15 | 1203 | 10071 | 0 | 38.93 | 36.93 | 2 | 0
2025 | PJM_ROR_2_MISO_W | PJM_ROR | MISO_W | Internal | Summer | B1 | 10 | 10071 | 0 | 71.58 | 69.58 | 2 | 0
2025 | PJM_ROR_2_MISO_W | PJM_ROR | MISO_W | Internal | Summer | B2 | 25 | 10071 | 0 | 68.25 | 66.25 | 2 | 0
2025 | PJM_ROR_2_MISO_W | PJM_ROR | MISO_W | Internal | Summer | B3 | 75 | 10071 | 0 | 65.45 | 65.95 | 2 | 0
2025 | PJM_ROR_2_MISO_W | PJM_ROR | MISO_W | Internal | Summer | B4 | 100 | 10071 | 0 | 65.45 | 64.55 | 2 | 0
2025 | PJM_ROR_2_MISO_W | PJM_ROR | MISO_W | Internal | Summer | B5 | 200 | 10071 | 637.47 | 60.95 | 62.95 | 2 | 0
2025 | PJM_ROR_2_MISO_W | PJM_ROR | MISO_W | Internal | Summer | B6 | 300 | 10071 | 0 | 51.27 | 49.29 | 2 | 0
2025 | PJM_ROR_2_MISO_W | PJM_ROR | MISO_W | Internal | Summer | B7 | 400 | 10071 | 0 | 43.59 | 41.59 | 2 | 0
2025 | PJM_ROR_2_MISO_W | PJM_ROR | MISO_W | Internal | Summer | B8 | 500 | 10071 | 0 | 40.45 | 38.69 | 2 | 0
2025 | PJM_ROR_2_MISO_W | PJM_ROR | MISO_W | Internal | Summer | B9 | 800 | 10071 | 0 | 38.46 | 38.33 | 2 | 0
2025 | PJM_ROR_2_MISO_W | PJM_ROR | MISO_W | Internal | Summer | B10 | 1262 | 10071 | 0 | 36.63 | 34.93 | 2 | 0
2025 | PJM_ROR_2_MISO_W | PJM_ROR | MISO_W | Internal | Winter | B16 | 25 | 10071 | 0 | 52.99 | 50.98 | 2 | 0
2025 | PJM_ROR_2_MISO_W | PJM_ROR | MISO_W | Internal | Winter | B17 | 100 | 10071 | 0 | 47.92 | 45.91 | 2 | 0
2025 | PJM_ROR_2_MISO_W | PJM_ROR | MISO_W | Internal | Winter | B18 | 400 | 10071 | 0 | 46.69 | 44.69 | 2 | 0
2025 | PJM_ROR_2_MISO_W | PJM_ROR | MISO_W | Internal | Winter | B19 | 700 | 10071 | 0 | 44.13 | 42.13 | 2 | 0
2025 | PJM_ROR_2_MISO_W | PJM_ROR | MISO_W | Internal | Winter | B20 | 935 | 10071 | 0 | 38.14 | 36.14 | 2 | 0
2025 | PJM_ROR_2_MISO_WUMS | PJM_ROR | MISO_WUMS | Internal | Shoulder | B11 | 25 | 1467 | 0 | 58.68 | 56.69 | 2 | 0
2025 | PJM_ROR_2_MISO_WUMS | PJM_ROR | MISO_WUMS | Internal | Shoulder | B12 | 200 | 1467 | 0 | 49.11 | 47.12 | 2 | 0
2025 | PJM_ROR_2_MISO_WUMS | PJM_ROR | MISO_WUMS | Internal | Shoulder | B13 | 600 | 1467 | 0 | 45.01 | 43.02 | 2 | 0
2025 | PJM_ROR_2_MISO_WUMS | PJM_ROR | MISO_WUMS | Internal | Shoulder | B14 | 900 | 1467 | 0 | 42.99 | 41.01 | 2 | 0
2025 | PJM_ROR_2_MISO_WUMS | PJM_ROR | MISO_WUMS | Internal | Shoulder | B15 | 1203 | 1467 | 0 | 38.93 | 36.95 | 2 | 0
2025 | PJM_ROR_2_MISO_WUMS | PJM_ROR | MISO_WUMS | Internal | Summer | B1 | 10 | 1467 | 0 | 71.58 | 67.75 | 2 | 0
2025 | PJM_ROR_2_MISO_WUMS | PJM_ROR | MISO_WUMS | Internal | Summer | B2 | 25 | 1467 | 0 | 68.25 | 66.24 | 2 | 0
2025 | PJM_ROR_2_MISO_WUMS | PJM_ROR | MISO_WUMS | Internal | Summer | B3 | 75 | 1467 | 0 | 65.45 | 63.83 | 2 | 0
2025 | PJM_ROR_2_MISO_WUMS | PJM_ROR | MISO_WUMS | Internal | Summer | B4 | 100 | 1467 | 0 | 65.45 | 63.83 | 2 | 0
2025 | PJM_ROR_2_MISO_WUMS | PJM_ROR | MISO_WUMS | Internal | Summer | B5 | 200 | 1467 | 0.01 | 60.95 | 62.93 | 2 | 0
2025 | PJM_ROR_2_MISO_WUMS | PJM_ROR | MISO_WUMS | Internal | Summer | B6 | 300 | 1467 | 0 | 51.27 | 49.27 | 2 | 0
2025 | PJM_ROR_2_MISO_WUMS | PJM_ROR | MISO_WUMS | Internal | Summer | B7 | 400 | 1467 | 0 | 43.59 | 41.59 | 2 | 0
2025 | PJM_ROR_2_MISO_WUMS | PJM_ROR | MISO_WUMS | Internal | Summer | B8 | 500 | 1467 | 0 | 40.45 | 38.7 | 2 | 0
2025 | PJM_ROR_2_MISO_WUMS | PJM_ROR | MISO_WUMS | Internal | Summer | B9 | 800 | 1467 | 0 | 38.46 | 38.35 | 2 | 0
2025 | PJM_ROR_2_MISO_WUMS | PJM_ROR | MISO_WUMS | Internal | Summer | B10 | 1262 | 1467 | 0 | 36.63 | 34.94 | 2 | 0
2025 | PJM_ROR_2_MISO_WUMS | PJM_ROR | MISO_WUMS | Internal | Winter | B16 | 25 | 1467 | 0 | 52.99 | 50.99 | 2 | 0
2025 | PJM_ROR_2_MISO_WUMS | PJM_ROR | MISO_WUMS | Internal | Winter | B17 | 100 | 1467 | 0 | 47.92 | 45.92 | 2 | 0
2025 | PJM_ROR_2_MISO_WUMS | PJM_ROR | MISO_WUMS | Internal | Winter | B18 | 400 | 1467 | 0 | 46.69 | 44.7 | 2 | 0
2025 | PJM_ROR_2_MISO_WUMS | PJM_ROR | MISO_WUMS | Internal | Winter | B19 | 700 | 1467 | 0 | 44.13 | 42.14 | 2 | 0
2025 | PJM_ROR_2_MISO_WUMS | PJM_ROR | MISO_WUMS | Internal | Winter | B20 | 935 | 1467 | 0 | 38.14 | 36.16 | 2 | 0
2025 | PJM_ROR_2_PJM_ROM | PJM_ROR | PJM_ROM | Internal | Shoulder | B11 | 25 | 8000 | 0.05 | 58.68 | 58.67 | 0.01 | 0
2025 | PJM_ROR_2_PJM_ROM | PJM_ROR | PJM_ROM | Internal | Shoulder | B12 | 200 | 8000 | 0 | 49.11 | 49.09 | 0.01 | 0
2025 | PJM_ROR_2_PJM_ROM | PJM_ROR | PJM_ROM | Internal | Shoulder | B13 | 600 | 8000 | 0 | 45.01 | 44.99 | 0.01 | 0
2025 | PJM_ROR_2_PJM_ROM | PJM_ROR | PJM_ROM | Internal | Shoulder | B14 | 900 | 8000 | 228.84 | 42.99 | 43.01 | 0.01 | 0
2025 | PJM_ROR_2_PJM_ROM | PJM_ROR | PJM_ROM | Internal | Shoulder | B15 | 1203 | 8000 | 1029.76 | 38.93 | 38.95 | 0.01 | 0
2025 | PJM_ROR_2_PJM_ROM | PJM_ROR | PJM_ROM | Internal | Summer | B1 | 10 | 8000 | 2123.29 | 71.58 | 71.59 | 0.01 | 0
2025 | PJM_ROR_2_PJM_ROM | PJM_ROR | PJM_ROM | Internal | Summer | B2 | 25 | 8000 | 782.55 | 68.25 | 68.27 | 0.01 | 0
2025 | PJM_ROR_2_PJM_ROM | PJM_ROR | PJM_ROM | Internal | Summer | B3 | 75 | 8000 | 0.02 | 65.45 | 65.44 | 0.01 | 0
2025 | PJM_ROR_2_PJM_ROM | PJM_ROR | PJM_ROM | Internal | Summer | B4 | 100 | 8000 | 0.01 | 65.45 | 65.44 | 0.01 | 0
2025 | PJM_ROR_2_PJM_ROM | PJM_ROR | PJM_ROM | Internal | Summer | B5 | 200 | 8000 | 0 | 60.95 | 60.93 | 0.01 | 0
2025 | PJM_ROR_2_PJM_ROM | PJM_ROR | PJM_ROM | Internal | Summer | B6 | 300 | 8000 | 0 | 51.27 | 51.26 | 0.01 | 0
2025 | PJM_ROR_2_PJM_ROM | PJM_ROR | PJM_ROM | Internal | Summer | B7 | 400 | 8000 | 0 | 43.59 | 43.57 | 0.01 | 0
2025 | PJM_ROR_2_PJM_ROM | PJM_ROR | PJM_ROM | Internal | Summer | B8 | 500 | 8000 | 709.44 | 40.45 | 40.47 | 0.01 | 0
2025 | PJM_ROR_2_PJM_ROM | PJM_ROR | PJM_ROM | Internal | Summer | B9 | 800 | 8000 | 3349.09 | 38.46 | 38.48 | 0.01 | 0
2025 | PJM_ROR_2_PJM_ROM | PJM_ROR | PJM_ROM | Internal | Summer | B10 | 1262 | 8000 | 2470.52 | 36.63 | 36.65 | 0.01 | 0
2025 | PJM_ROR_2_PJM_ROM | PJM_ROR | PJM_ROM | Internal | Winter | B16 | 25 | 8000 | 1300.18 | 52.99 | 53 | 0.01 | 0
2025 | PJM_ROR_2_PJM_ROM | PJM_ROR | PJM_ROM | Internal | Winter | B17 | 100 | 8000 | 5064.51 | 47.92 | 47.93 | 0.01 | 0
2025 | PJM_ROR_2_PJM_ROM | PJM_ROR | PJM_ROM | Internal | Winter | B18 | 400 | 8000 | 5394.54 | 46.69 | 46.7 | 0.01 | 0
2025 | PJM_ROR_2_PJM_ROM | PJM_ROR | PJM_ROM | Internal | Winter | B19 | 700 | 8000 | 5174.78 | 44.13 | 44.14 | 0.01 | 0
2025 | PJM_ROR_2_PJM_ROM | PJM_ROR | PJM_ROM | Internal | Winter | B20 | 935 | 8000 | 4614.09 | 38.14 | 38.16 | 0.01 | 0
2025 | PJM_ROR_2_TVA_Transmission | PJM_ROR | TVA_Transmission | Internal | Shoulder | B11 | 25 | 2500 | 0 | 58.68 | 63.43 | 6 | 0
2025 | PJM_ROR_2_TVA_Transmission | PJM_ROR | TVA_Transmission | Internal | Shoulder | B12 | 200 | 2500 | 0 | 49.11 | 50.03 | 6 | 0
2025 | PJM_ROR_2_TVA_Transmission | PJM_ROR | TVA_Transmission | Internal | Shoulder | B13 | 600 | 2500 | 0 | 45.01 | 47.42 | 6 | 0
2025 | PJM_ROR_2_TVA_Transmission | PJM_ROR | TVA_Transmission | Internal | Shoulder | B14 | 900 | 2500 | 0 | 42.99 | 46.49 | 6 | 0
2025 | PJM_ROR_2_TVA_Transmission | PJM_ROR | TVA_Transmission | Internal | Shoulder | B15 | 1203 | 2500 | 0 | 38.93 | 44.93 | 6 | 0
2025 | PJM_ROR_2_TVA_Transmission | PJM_ROR | TVA_Transmission | Internal | Summer | B1 | 10 | 2500 | 1998.3 | 71.58 | 77.58 | 6 | 0
2025 | PJM_ROR_2_TVA_Transmission | PJM_ROR | TVA_Transmission | Internal | Summer | B2 | 25 | 2500 | 978 | 68.25 | 74.25 | 6 | 0
2025 | PJM_ROR_2_TVA_Transmission | PJM_ROR | TVA_Transmission | Internal | Summer | B3 | 75 | 2500 | 1448.09 | 65.45 | 71.45 | 6 | 0
2025 | PJM_ROR_2_TVA_Transmission | PJM_ROR | TVA_Transmission | Internal | Summer | B4 | 100 | 2500 | 694.92 | 65.45 | 71.45 | 6 | 0
2025 | PJM_ROR_2_TVA_Transmission | PJM_ROR | TVA_Transmission | Internal | Summer | B5 | 200 | 2500 | 200.09 | 60.95 | 66.95 | 6 | 0
2025 | PJM_ROR_2_TVA_Transmission | PJM_ROR | TVA_Transmission | Internal | Summer | B6 | 300 | 2500 | 0 | 51.27 | 56.02 | 6 | 0
2025 | PJM_ROR_2_TVA_Transmission | PJM_ROR | TVA_Transmission | Internal | Summer | B7 | 400 | 2500 | 0 | 43.59 | 48.33 | 6 | 0
2025 | PJM_ROR_2_TVA_Transmission | PJM_ROR | TVA_Transmission | Internal | Summer | B8 | 500 | 2500 | 0 | 40.45 | 44.67 | 6 | 0
2025 | PJM_ROR_2_TVA_Transmission | PJM_ROR | TVA_Transmission | Internal | Summer | B9 | 800 | 2500 | 0 | 38.46 | 43.62 | 6 | 0
2025 | PJM_ROR_2_TVA_Transmission | PJM_ROR | TVA_Transmission | Internal | Summer | B10 | 1262 | 2500 | 0 | 36.63 | 40.5 | 6 | 0
2025 | PJM_ROR_2_TVA_Transmission | PJM_ROR | TVA_Transmission | Internal | Winter | B16 | 25 | 2500 | 815.85 | 52.99 | 58.99 | 6 | 0
2025 | PJM_ROR_2_TVA_Transmission | PJM_ROR | TVA_Transmission | Internal | Winter | B17 | 100 | 2500 | 0 | 47.92 | 51.05 | 6 | 0
2025 | PJM_ROR_2_TVA_Transmission | PJM_ROR | TVA_Transmission | Internal | Winter | B18 | 400 | 2500 | 0 | 46.69 | 48.6 | 6 | 0
2025 | PJM_ROR_2_TVA_Transmission | PJM_ROR | TVA_Transmission | Internal | Winter | B19 | 700 | 2500 | 0 | 44.13 | 47.2 | 6 | 0
2025 | PJM_ROR_2_TVA_Transmission | PJM_ROR | TVA_Transmission | Internal | Winter | B20 | 935 | 2500 | 285.71 | 38.14 | 44.14 | 6 | 0
2025 | PJM_ROR_2_VACAR | PJM_ROR | VACAR | Internal | Shoulder | B11 | 25 | 3865 | 1596.5 | 58.68 | 64.68 | 6 | 0
2025 | PJM_ROR_2_VACAR | PJM_ROR | VACAR | Internal | Shoulder | B12 | 200 | 3865 | 0 | 49.11 | 52.36 | 6 | 0
2025 | PJM_ROR_2_VACAR | PJM_ROR | VACAR | Internal | Shoulder | B13 | 600 | 3865 | 0 | 45.01 | 48.58 | 6 | 0
2025 | PJM_ROR_2_VACAR | PJM_ROR | VACAR | Internal | Shoulder | B14 | 900 | 3865 | 0 | 42.99 | 48.58 | 6 | 0
2025 | PJM_ROR_2_VACAR | PJM_ROR | VACAR | Internal | Shoulder | B15 | 1203 | 3865 | 0 | 38.93 | 44.72 | 6 | 0
2025 | PJM_ROR_2_VACAR | PJM_ROR | VACAR | Internal | Summer | B1 | 10 | 3865 | 2411.34 | 71.58 | 77.58 | 6 | 0
2025 | PJM_ROR_2_VACAR | PJM_ROR | VACAR | Internal | Summer | B2 | 25 | 3865 | 3865 | 68.25 | 77.58 | 6 | 3.32
2025 | PJM_ROR_2_VACAR | PJM_ROR | VACAR | Internal | Summer | B3 | 75 | 3865 | 3865 | 65.45 | 77.58 | 6 | 6.12
2025 | PJM_ROR_2_VACAR | PJM_ROR | VACAR | Internal | Summer | B4 | 100 | 3865 | 3865 | 65.45 | 76.09 | 6 | 4.64
2025 | PJM_ROR_2_VACAR | PJM_ROR | VACAR | Internal | Summer | B5 | 200 | 3865 | 3135.48 | 60.95 | 66.95 | 6 | 0
2025 | PJM_ROR_2_VACAR | PJM_ROR | VACAR | Internal | Summer | B6 | 300 | 3865 | 3120.77 | 51.27 | 57.27 | 6 | 0
2025 | PJM_ROR_2_VACAR | PJM_ROR | VACAR | Internal | Summer | B7 | 400 | 3865 | 3018.81 | 43.59 | 49.59 | 6 | 0
2025 | PJM_ROR_2_VACAR | PJM_ROR | VACAR | Internal | Summer | B8 | 500 | 3865 | 1722.87 | 40.45 | 46.45 | 6 | 0
2025 | PJM_ROR_2_VACAR | PJM_ROR | VACAR | Internal | Summer | B9 | 800 | 3865 | 0 | 38.46 | 44.14 | 6 | 0
2025 | PJM_ROR_2_VACAR | PJM_ROR | VACAR | Internal | Summer | B10 | 1262 | 3865 | 3865 | 36.63 | 42.82 | 6 | 0.18
2025 | PJM_ROR_2_VACAR | PJM_ROR | VACAR | Internal | Winter | B16 | 25 | 3865 | 3865 | 52.99 | 67.99 | 6 | 9
2025 | PJM_ROR_2_VACAR | PJM_ROR | VACAR | Internal | Winter | B17 | 100 | 3865 | 2905.31 | 47.92 | 53.92 | 6 | 0
2025 | PJM_ROR_2_VACAR | PJM_ROR | VACAR | Internal | Winter | B18 | 400 | 3865 | 0 | 46.69 | 49.27 | 6 | 0
2025 | PJM_ROR_2_VACAR | PJM_ROR | VACAR | Internal | Winter | B19 | 700 | 3865 | 0 | 44.13 | 48.99 | 6 | 0
2025 | PJM_ROR_2_VACAR | PJM_ROR | VACAR | Internal | Winter | B20 | 935 | 3865 | 3563.45 | 38.14 | 44.14 | 6 | 0
2025 | PJM_ROM_2_NYISO_A-F | PJM_ROM | NYISO_A-F | Internal | Shoulder | B11 | 25 | 2000 | 0 | 58.67 | 41.7 | 6 | 0
2025 | PJM_ROM_2_NYISO_A-F | PJM_ROM | NYISO_A-F | Internal | Shoulder | B12 | 200 | 2000 | 0 | 49.09 | 41.7 | 6 | 0
2025 | PJM_ROM_2_NYISO_A-F | PJM_ROM | NYISO_A-F | Internal | Shoulder | B13 | 600 | 2000 | 0 | 44.99 | 39.89 | 6 | 0
2025 | PJM_ROM_2_NYISO_A-F | PJM_ROM | NYISO_A-F | Internal | Shoulder | B14 | 900 | 2000 | 0 | 43.01 | 39.89 | 6 | 0
2025 | PJM_ROM_2_NYISO_A-F | PJM_ROM | NYISO_A-F | Internal | Shoulder | B15 | 1203 | 2000 | 0 | 38.95 | 39.89 | 6 | 0
2025 | PJM_ROM_2_NYISO_A-F | PJM_ROM | NYISO_A-F | Internal | Summer | B1 | 10 | 2000 | 0 | 71.59 | 53.44 | 6 | 0
2025 | PJM_ROM_2_NYISO_A-F | PJM_ROM | NYISO_A-F | Internal | Summer | B2 | 25 | 2000 | 0 | 68.27 | 53.44 | 6 | 0
2025 | PJM_ROM_2_NYISO_A-F | PJM_ROM | NYISO_A-F | Internal | Summer | B3 | 75 | 2000 | 0 | 65.44 | 49.84 | 6 | 0
2025 | PJM_ROM_2_NYISO_A-F | PJM_ROM | NYISO_A-F | Internal | Summer | B4 | 100 | 2000 | 0 | 65.44 | 49.84 | 6 | 0
2025 | PJM_ROM_2_NYISO_A-F | PJM_ROM | NYISO_A-F | Internal | Summer | B5 | 200 | 2000 | 0 | 60.93 | 44.3 | 6 | 0
2025 | PJM_ROM_2_NYISO_A-F | PJM_ROM | NYISO_A-F | Internal | Summer | B6 | 300 | 2000 | 0 | 51.26 | 43.26 | 6 | 0
2025 | PJM_ROM_2_NYISO_A-F | PJM_ROM | NYISO_A-F | Internal | Summer | B7 | 400 | 2000 | 0 | 43.57 | 39.96 | 6 | 0
2025 | PJM_ROM_2_NYISO_A-F | PJM_ROM | NYISO_A-F | Internal | Summer | B8 | 500 | 2000 | 0 | 40.47 | 38.3 | 6 | 0
2025 | PJM_ROM_2_NYISO_A-F | PJM_ROM | NYISO_A-F | Internal | Summer | B9 | 800 | 2000 | 0 | 38.48 | 38.3 | 6 | 0
2025 | PJM_ROM_2_NYISO_A-F | PJM_ROM | NYISO_A-F | Internal | Summer | B10 | 1262 | 2000 | 0 | 36.65 | 38.3 | 6 | 0
2025 | PJM_ROM_2_NYISO_A-F | PJM_ROM | NYISO_A-F | Internal | Winter | B16 | 25 | 2000 | 0 | 53 | 45 | 6 | 0
2025 | PJM_ROM_2_NYISO_A-F | PJM_ROM | NYISO_A-F | Internal | Winter | B17 | 100 | 2000 | 0 | 47.93 | 44.25 | 6 | 0
2025 | PJM_ROM_2_NYISO_A-F | PJM_ROM | NYISO_A-F | Internal | Winter | B18 | 400 | 2000 | 0 | 46.7 | 44.16 | 6 | 0
2025 | PJM_ROM_2_NYISO_A-F | PJM_ROM | NYISO_A-F | Internal | Winter | B19 | 700 | 2000 | 0 | 44.14 | 44.16 | 6 | 0
2025 | PJM_ROM_2_NYISO_A-F | PJM_ROM | NYISO_A-F | Internal | Winter | B20 | 935 | 2000 | 903.54 | 38.16 | 44.16 | 6 | 0
2025 | PJM_ROM_2_PJM_E | PJM_ROM | PJM_E | Internal | Shoulder | B11 | 25 | 8000 | 0.05 | 58.67 | 58.66 | 0.01 | 0
2025 | PJM_ROM_2_PJM_E | PJM_ROM | PJM_E | Internal | Shoulder | B12 | 200 | 8000 | 0 | 49.09 | 49.08 | 0.01 | 0
2025 | PJM_ROM_2_PJM_E | PJM_ROM | PJM_E | Internal | Shoulder | B13 | 600 | 8000 | 0 | 44.99 | 44.98 | 0.01 | 0
2025 | PJM_ROM_2_PJM_E | PJM_ROM | PJM_E | Internal | Shoulder | B14 | 900 | 8000 | 0 | 43.01 | 42.99 | 0.01 | 0
2025 | PJM_ROM_2_PJM_E | PJM_ROM | PJM_E | Internal | Shoulder | B15 | 1203 | 8000 | 41.6 | 38.95 | 38.96 | 0.01 | 0
2025 | PJM_ROM_2_PJM_E | PJM_ROM | PJM_E | Internal | Summer | B1 | 10 | 8000 | 3311.57 | 71.59 | 71.6 | 0.01 | 0
2025 | PJM_ROM_2_PJM_E | PJM_ROM | PJM_E | Internal | Summer | B2 | 25 | 8000 | 2496.46 | 68.27 | 68.28 | 0.01 | 0
2025 | PJM_ROM_2_PJM_E | PJM_ROM | PJM_E | Internal | Summer | B3 | 75 | 8000 | 0.02 | 65.44 | 65.43 | 0.01 | 0
2025 | PJM_ROM_2_PJM_E | PJM_ROM | PJM_E | Internal | Summer | B4 | 100 | 8000 | 0.01 | 65.44 | 65.43 | 0.01 | 0
2025 | PJM_ROM_2_PJM_E | PJM_ROM | PJM_E | Internal | Summer | B5 | 200 | 8000 | 0 | 60.93 | 60.92 | 0.01 | 0
2025 | PJM_ROM_2_PJM_E | PJM_ROM | PJM_E | Internal | Summer | B6 | 300 | 8000 | 0 | 51.26 | 51.25 | 0.01 | 0
2025 | PJM_ROM_2_PJM_E | PJM_ROM | PJM_E | Internal | Summer | B7 | 400 | 8000 | 0 | 43.57 | 43.56 | 0.01 | 0
2025 | PJM_ROM_2_PJM_E | PJM_ROM | PJM_E | Internal | Summer | B8 | 500 | 8000 | 86.64 | 40.47 | 40.48 | 0.01 | 0
2025 | PJM_ROM_2_PJM_E | PJM_ROM | PJM_E | Internal | Summer | B9 | 800 | 8000 | 1981.67 | 38.48 | 38.49 | 0.01 | 0
2025 | PJM_ROM_2_PJM_E | PJM_ROM | PJM_E | Internal | Summer | B10 | 1262 | 8000 | 1997.05 | 36.65 | 36.66 | 0.01 | 0
2025 | PJM_ROM_2_PJM_E | PJM_ROM | PJM_E | Internal | Winter | B16 | 25 | 8000 | 825.2 | 53 | 53.01 | 0.01 | 0
2025 | PJM_ROM_2_PJM_E | PJM_ROM | PJM_E | Internal | Winter | B17 | 100 | 8000 | 4018.5 | 47.93 | 47.95 | 0.01 | 0
2025 | PJM_ROM_2_PJM_E | PJM_ROM | PJM_E | Internal | Winter | B18 | 400 | 8000 | 4099.68 | 46.7 | 46.71 | 0.01 | 0
2025 | PJM_ROM_2_PJM_E | PJM_ROM | PJM_E | Internal | Winter | B19 | 700 | 8000 | 4058.16 | 44.14 | 44.15 | 0.01 | 0
2025 | PJM_ROM_2_PJM_E | PJM_ROM | PJM_E | Internal | Winter | B20 | 935 | 8000 | 3838.6 | 38.16 | 38.17 | 0.01 | 0
2025 | PJM_ROM_2_PJM_ROR | PJM_ROM | PJM_ROR | Internal | Shoulder | B11 | 25 | 8000 | 4925.48 | 58.67 | 58.68 | 0.01 | 0
2025 | PJM_ROM_2_PJM_ROR | PJM_ROM | PJM_ROR | Internal | Shoulder | B12 | 200 | 8000 | 1208.21 | 49.09 | 49.11 | 0.01 | 0
2025 | PJM_ROM_2_PJM_ROR | PJM_ROM | PJM_ROR | Internal | Shoulder | B13 | 600 | 8000 | 1810.32 | 44.99 | 45.01 | 0.01 | 0
2025 | PJM_ROM_2_PJM_ROR | PJM_ROM | PJM_ROR | Internal | Shoulder | B14 | 900 | 8000 | 0 | 43.01 | 42.99 | 0.01 | 0
2025 | PJM_ROM_2_PJM_ROR | PJM_ROM | PJM_ROR | Internal | Shoulder | B15 | 1203 | 8000 | 0 | 38.95 | 38.93 | 0.01 | 0
2025 | PJM_ROM_2_PJM_ROR | PJM_ROM | PJM_ROR | Internal | Summer | B1 | 10 | 8000 | 0.13 | 71.59 | 71.58 | 0.01 | 0
2025 | PJM_ROM_2_PJM_ROR | PJM_ROM | PJM_ROR | Internal | Summer | B2 | 25 | 8000 | 0.05 | 68.27 | 68.25 | 0.01 | 0
2025 | PJM_ROM_2_PJM_ROR | PJM_ROM | PJM_ROR | Internal | Summer | B3 | 75 | 8000 | 4555.71 | 65.44 | 65.45 | 0.01 | 0
2025 | PJM_ROM_2_PJM_ROR | PJM_ROM | PJM_ROR | Internal | Summer | B4 | 100 | 8000 | 7962.54 | 65.44 | 65.45 | 0.01 | 0
2025 | PJM_ROM_2_PJM_ROR | PJM_ROM | PJM_ROR | Internal | Summer | B5 | 200 | 8000 | 7437.68 | 60.93 | 60.95 | 0.01 | 0
2025 | PJM_ROM_2_PJM_ROR | PJM_ROM | PJM_ROR | Internal | Summer | B6 | 300 | 8000 | 1454.05 | 51.26 | 51.27 | 0.01 | 0
2025 | PJM_ROM_2_PJM_ROR | PJM_ROM | PJM_ROR | Internal | Summer | B7 | 400 | 8000 | 1739.27 | 43.57 | 43.59 | 0.01 | 0
2025 | PJM_ROM_2_PJM_ROR | PJM_ROM | PJM_ROR | Internal | Summer | B8 | 500 | 8000 | 0 | 40.47 | 40.45 | 0.01 | 0
2025 | PJM_ROM_2_PJM_ROR | PJM_ROM | PJM_ROR | Internal | Summer | B9 | 800 | 8000 | 0 | 38.48 | 38.46 | 0.01 | 0
2025 | PJM_ROM_2_PJM_ROR | PJM_ROM | PJM_ROR | Internal | Summer | B10 | 1262 | 8000 | 0 | 36.65 | 36.63 | 0.01 | 0
2025 | PJM_ROM_2_PJM_ROR | PJM_ROM | PJM_ROR | Internal | Winter | B16 | 25 | 8000 | 0.05 | 53 | 52.99 | 0.01 | 0
2025 | PJM_ROM_2_PJM_ROR | PJM_ROM | PJM_ROR | Internal | Winter | B17 | 100 | 8000 | 0.01 | 47.93 | 47.92 | 0.01 | 0
2025 | PJM_ROM_2_PJM_ROR | PJM_ROM | PJM_ROR | Internal | Winter | B18 | 400 | 8000 | 0 | 46.7 | 46.69 | 0.01 | 0
2025 | PJM_ROM_2_PJM_ROR | PJM_ROM | PJM_ROR | Internal | Winter | B19 | 700 | 8000 | 0 | 44.14 | 44.13 | 0.01 | 0
2025 | PJM_ROM_2_PJM_ROR | PJM_ROM | PJM_ROR | Internal | Winter | B20 | 935 | 8000 | 0 | 38.16 | 38.14 | 0.01 | 0
2025 | SOCO_2_FRCC | SOCO | FRCC | Internal | Shoulder | B11 | 25 | 3700 | 3027.68 | 71.68 | 81.68 | 10 | 0
2025 | SOCO_2_FRCC | SOCO | FRCC | Internal | Shoulder | B12 | 200 | 3700 | 1381.67 | 49.59 | 59.59 | 10 | 0
2025 | SOCO_2_FRCC | SOCO | FRCC | Internal | Shoulder | B13 | 600 | 3700 | 0 | 44.95 | 52.33 | 10 | 0
2025 | SOCO_2_FRCC | SOCO | FRCC | Internal | Shoulder | B14 | 900 | 3700 | 0 | 44.95 | 52.33 | 10 | 0
2025 | SOCO_2_FRCC | SOCO | FRCC | Internal | Shoulder | B15 | 1203 | 3700 | 0 | 44.95 | 50.17 | 10 | 0
2025 | SOCO_2_FRCC | SOCO | FRCC | Internal | Summer | B1 | 10 | 3700 | 1398.64 | 77.58 | 87.58 | 10 | 0
2025 | SOCO_2_FRCC | SOCO | FRCC | Internal | Summer | B2 | 25 | 3700 | 0 | 73.95 | 81.82 | 10 | 0
2025 | SOCO_2_FRCC | SOCO | FRCC | Internal | Summer | B3 | 75 | 3700 | 0 | 73.95 | 81.82 | 10 | 0
2025 | SOCO_2_FRCC | SOCO | FRCC | Internal | Summer | B4 | 100 | 3700 | 0 | 73.95 | 81.82 | 10 | 0
2025 | SOCO_2_FRCC | SOCO | FRCC | Internal | Summer | B5 | 200 | 3700 | 0 | 73.95 | 81.82 | 10 | 0
2025 | SOCO_2_FRCC | SOCO | FRCC | Internal | Summer | B6 | 300 | 3700 | 1300.09 | 64.27 | 74.27 | 10 | 0
2025 | SOCO_2_FRCC | SOCO | FRCC | Internal | Summer | B7 | 400 | 3700 | 2272.28 | 56.59 | 66.59 | 10 | 0
2025 | SOCO_2_FRCC | SOCO | FRCC | Internal | Summer | B8 | 500 | 3700 | 0 | 51.28 | 58.63 | 10 | 0
2025 | SOCO_2_FRCC | SOCO | FRCC | Internal | Summer | B9 | 800 | 3700 | 0 | 43.64 | 51.48 | 10 | 0
2025 | SOCO_2_FRCC | SOCO | FRCC | Internal | Summer | B10 | 1262 | 3700 | 0 | 43.55 | 49.37 | 10 | 0
2025 | SOCO_2_FRCC | SOCO | FRCC | Internal | Winter | B16 | 25 | 3700 | 2005.32 | 67.99 | 77.99 | 10 | 0
2025 | SOCO_2_FRCC | SOCO | FRCC | Internal | Winter | B17 | 100 | 3700 | 182.09 | 53.92 | 63.92 | 10 | 0
2025 | SOCO_2_FRCC | SOCO | FRCC | Internal | Winter | B18 | 400 | 3700 | 0 | 47.83 | 54.89 | 10 | 0
2025 | SOCO_2_FRCC | SOCO | FRCC | Internal | Winter | B19 | 700 | 3700 | 0 | 47.83 | 54.23 | 10 | 0
2025 | SOCO_2_FRCC | SOCO | FRCC | Internal | Winter | B20 | 935 | 3700 | 0 | 47.19 | 52.63 | 10 | 0
2025 | SOCO_2_VACAR | SOCO | VACAR | Internal | Shoulder | B11 | 25 | 2000 | 0 | 71.68 | 64.68 | 10 | 0
2025 | SOCO_2_VACAR | SOCO | VACAR | Internal | Shoulder | B12 | 200 | 2000 | 0 | 49.59 | 52.36 | 10 | 0
2025 | SOCO_2_VACAR | SOCO | VACAR | Internal | Shoulder | B13 | 600 | 2000 | 0 | 44.95 | 48.58 | 10 | 0
2025 | SOCO_2_VACAR | SOCO | VACAR | Internal | Shoulder | B14 | 900 | 2000 | 0 | 44.95 | 48.58 | 10 | 0
2025 | SOCO_2_VACAR | SOCO | VACAR | Internal | Shoulder | B15 | 1203 | 2000 | 0 | 44.95 | 44.72 | 10 | 0
2025 | SOCO_2_VACAR | SOCO | VACAR | Internal | Summer | B1 | 10 | 2000 | 0 | 77.58 | 77.58 | 10 | 0
2025 | SOCO_2_VACAR | SOCO | VACAR | Internal | Summer | B2 | 25 | 2000 | 0 | 73.95 | 77.58 | 10 | 0
2025 | SOCO_2_VACAR | SOCO | VACAR | Internal | Summer | B3 | 75 | 2000 | 0 | 73.95 | 77.58 | 10 | 0
2025 | SOCO_2_VACAR | SOCO | VACAR | Internal | Summer | B4 | 100 | 2000 | 0 | 73.95 | 76.09 | 10 | 0
2025 | SOCO_2_VACAR | SOCO | VACAR | Internal | Summer | B5 | 200 | 2000 | 0 | 73.95 | 66.95 | 10 | 0
2025 | SOCO_2_VACAR | SOCO | VACAR | Internal | Summer | B6 | 300 | 2000 | 0 | 64.27 | 57.27 | 10 | 0
2025 | SOCO_2_VACAR | SOCO | VACAR | Internal | Summer | B7 | 400 | 2000 | 0 | 56.59 | 49.59 | 10 | 0
2025 | SOCO_2_VACAR | SOCO | VACAR | Internal | Summer | B8 | 500 | 2000 | 0 | 51.28 | 46.45 | 10 | 0
2025 | SOCO_2_VACAR | SOCO | VACAR | Internal | Summer | B9 | 800 | 2000 | 0 | 43.64 | 44.14 | 10 | 0
2025 | SOCO_2_VACAR | SOCO | VACAR | Internal | Summer | B10 | 1262 | 2000 | 0 | 43.55 | 42.82 | 10 | 0
2025 | SOCO_2_VACAR | SOCO | VACAR | Internal | Winter | B16 | 25 | 2000 | 0 | 67.99 | 67.99 | 10 | 0
2025 | SOCO_2_VACAR | SOCO | VACAR | Internal | Winter | B17 | 100 | 2000 | 0 | 53.92 | 53.92 | 10 | 0
2025 | SOCO_2_VACAR | SOCO | VACAR | Internal | Winter | B18 | 400 | 2000 | 0 | 47.83 | 49.27 | 10 | 0
2025 | SOCO_2_VACAR | SOCO | VACAR | Internal | Winter | B19 | 700 | 2000 | 0 | 47.83 | 48.99 | 10 | 0
2025 | SOCO_2_VACAR | SOCO | VACAR | Internal | Winter | B20 | 935 | 2000 | 0 | 47.19 | 44.14 | 10 | 0
2025 | SPP_N_2_ENT | SPP_N | ENT | Internal | Shoulder | B11 | 25 | 9240 | 1061.21 | 51.69 | 56.69 | 5 | 0
2025 | SPP_N_2_ENT | SPP_N | ENT | Internal | Shoulder | B12 | 200 | 9240 | 0 | 42.12 | 44.8 | 5 | 0
2025 | SPP_N_2_ENT | SPP_N | ENT | Internal | Shoulder | B13 | 600 | 9240 | 7028.5 | 38.02 | 43.02 | 5 | 0
2025 | SPP_N_2_ENT | SPP_N | ENT | Internal | Shoulder | B14 | 900 | 9240 | 6144.02 | 36.01 | 41.01 | 5 | 0
2025 | SPP_N_2_ENT | SPP_N | ENT | Internal | Shoulder | B15 | 1203 | 9240 | 4627.27 | 31.95 | 36.95 | 5 | 0
2025 | SPP_N_2_ENT | SPP_N | ENT | Internal | Summer | B1 | 10 | 9240 | 0.23 | 64.59 | 69.58 | 5 | 0
2025 | SPP_N_2_ENT | SPP_N | ENT | Internal | Summer | B2 | 25 | 9240 | 0 | 61.27 | 65.95 | 5 | 0
2025 | SPP_N_2_ENT | SPP_N | ENT | Internal | Summer | B3 | 75 | 9240 | 0.03 | 60.96 | 65.95 | 5 | 0
2025 | SPP_N_2_ENT | SPP_N | ENT | Internal | Summer | B4 | 100 | 9240 | 0.04 | 59.56 | 64.55 | 5 | 0
2025 | SPP_N_2_ENT | SPP_N | ENT | Internal | Summer | B5 | 200 | 9240 | 1373.05 | 57.96 | 62.96 | 5 | 0
2025 | SPP_N_2_ENT | SPP_N | ENT | Internal | Summer | B6 | 300 | 9240 | 3734.33 | 49.3 | 54.3 | 5 | 0
2025 | SPP_N_2_ENT | SPP_N | ENT | Internal | Summer | B7 | 400 | 9240 | 2869.26 | 41.6 | 46.6 | 5 | 0
2025 | SPP_N_2_ENT | SPP_N | ENT | Internal | Summer | B8 | 500 | 9240 | 1802.04 | 38.28 | 43.28 | 5 | 0
2025 | SPP_N_2_ENT | SPP_N | ENT | Internal | Summer | B9 | 800 | 9240 | 4863.85 | 36.56 | 41.56 | 5 | 0
2025 | SPP_N_2_ENT | SPP_N | ENT | Internal | Summer | B10 | 1262 | 9240 | 9016.72 | 31.58 | 36.58 | 5 | 0
2025 | SPP_N_2_ENT | SPP_N | ENT | Internal | Winter | B16 | 25 | 9240 | 112.01 | 45.99 | 50.99 | 5 | 0
2025 | SPP_N_2_ENT | SPP_N | ENT | Internal | Winter | B17 | 100 | 9240 | 2910.6 | 40.92 | 45.92 | 5 | 0
2025 | SPP_N_2_ENT | SPP_N | ENT | Internal | Winter | B18 | 400 | 9240 | 7579.48 | 39.7 | 44.7 | 5 | 0
2025 | SPP_N_2_ENT | SPP_N | ENT | Internal | Winter | B19 | 700 | 9240 | 5949.74 | 37.14 | 42.14 | 5 | 0
2025 | SPP_N_2_ENT | SPP_N | ENT | Internal | Winter | B20 | 935 | 9240 | 7704.22 | 31.16 | 36.16 | 5 | 0
2025 | SPP_N_2_MISO_MO-IL | SPP_N | MISO_MO-IL | Internal | Shoulder | B11 | 25 | 2263 | 857.72 | 51.69 | 56.69 | 5 | 0
2025 | SPP_N_2_MISO_MO-IL | SPP_N | MISO_MO-IL | Internal | Shoulder | B12 | 200 | 2263 | 1014.78 | 42.12 | 47.12 | 5 | 0
2025 | SPP_N_2_MISO_MO-IL | SPP_N | MISO_MO-IL | Internal | Shoulder | B13 | 600 | 2263 | 398.07 | 38.02 | 43.02 | 5 | 0
2025 | SPP_N_2_MISO_MO-IL | SPP_N | MISO_MO-IL | Internal | Shoulder | B14 | 900 | 2263 | 619.29 | 36.01 | 41.01 | 5 | 0
2025 | SPP_N_2_MISO_MO-IL | SPP_N | MISO_MO-IL | Internal | Shoulder | B15 | 1203 | 2263 | 1099.06 | 31.95 | 36.95 | 5 | 0
2025 | SPP_N_2_MISO_MO-IL | SPP_N | MISO_MO-IL | Internal | Summer | B1 | 10 | 2263 | 277.12 | 64.59 | 69.59 | 5 | 0
2025 | SPP_N_2_MISO_MO-IL | SPP_N | MISO_MO-IL | Internal | Summer | B2 | 25 | 2263 | 884.53 | 61.27 | 66.27 | 5 | 0
2025 | SPP_N_2_MISO_MO-IL | SPP_N | MISO_MO-IL | Internal | Summer | B3 | 75 | 2263 | 660.26 | 60.96 | 65.96 | 5 | 0
2025 | SPP_N_2_MISO_MO-IL | SPP_N | MISO_MO-IL | Internal | Summer | B4 | 100 | 2263 | 256.62 | 59.56 | 64.56 | 5 | 0
2025 | SPP_N_2_MISO_MO-IL | SPP_N | MISO_MO-IL | Internal | Summer | B5 | 200 | 2263 | 38.87 | 57.96 | 62.96 | 5 | 0
2025 | SPP_N_2_MISO_MO-IL | SPP_N | MISO_MO-IL | Internal | Summer | B6 | 300 | 2263 | 0 | 49.3 | 49.3 | 5 | 0
2025 | SPP_N_2_MISO_MO-IL | SPP_N | MISO_MO-IL | Internal | Summer | B7 | 400 | 2263 | 0 | 41.6 | 41.6 | 5 | 0
2025 | SPP_N_2_MISO_MO-IL | SPP_N | MISO_MO-IL | Internal | Summer | B8 | 500 | 2263 | 0 | 38.28 | 38.7 | 5 | 0
2025 | SPP_N_2_MISO_MO-IL | SPP_N | MISO_MO-IL | Internal | Summer | B9 | 800 | 2263 | 0 | 36.56 | 38.35 | 5 | 0
2025 | SPP_N_2_MISO_MO-IL | SPP_N | MISO_MO-IL | Internal | Summer | B10 | 1262 | 2263 | 0 | 31.58 | 34.94 | 5 | 0
2025 | SPP_N_2_MISO_MO-IL | SPP_N | MISO_MO-IL | Internal | Winter | B16 | 25 | 2263 | 1757.87 | 45.99 | 50.99 | 5 | 0
2025 | SPP_N_2_MISO_MO-IL | SPP_N | MISO_MO-IL | Internal | Winter | B17 | 100 | 2263 | 1059.62 | 40.92 | 45.92 | 5 | 0
2025 | SPP_N_2_MISO_MO-IL | SPP_N | MISO_MO-IL | Internal | Winter | B18 | 400 | 2263 | 285.57 | 39.7 | 44.7 | 5 | 0
2025 | SPP_N_2_MISO_MO-IL | SPP_N | MISO_MO-IL | Internal | Winter | B19 | 700 | 2263 | 541.28 | 37.14 | 42.14 | 5 | 0
2025 | SPP_N_2_MISO_MO-IL | SPP_N | MISO_MO-IL | Internal | Winter | B20 | 935 | 2263 | 777.65 | 31.16 | 36.16 | 5 | 0
2025 | SPP_N_2_MISO_W | SPP_N | MISO_W | Internal | Shoulder | B11 | 25 | 750 | 0.1 | 51.69 | 56.68 | 5 | 0
2025 | SPP_N_2_MISO_W | SPP_N | MISO_W | Internal | Shoulder | B12 | 200 | 750 | 0.01 | 42.12 | 47.11 | 5 | 0
2025 | SPP_N_2_MISO_W | SPP_N | MISO_W | Internal | Shoulder | B13 | 600 | 750 | 0 | 38.02 | 43.01 | 5 | 0
2025 | SPP_N_2_MISO_W | SPP_N | MISO_W | Internal | Shoulder | B14 | 900 | 750 | 0 | 36.01 | 40.99 | 5 | 0
2025 | SPP_N_2_MISO_W | SPP_N | MISO_W | Internal | Shoulder | B15 | 1203 | 750 | 0 | 31.95 | 36.93 | 5 | 0
2025 | SPP_N_2_MISO_W | SPP_N | MISO_W | Internal | Summer | B1 | 10 | 750 | 0.24 | 64.59 | 69.58 | 5 | 0
2025 | SPP_N_2_MISO_W | SPP_N | MISO_W | Internal | Summer | B2 | 25 | 750 | 0.1 | 61.27 | 66.25 | 5 | 0
2025 | SPP_N_2_MISO_W | SPP_N | MISO_W | Internal | Summer | B3 | 75 | 750 | 0.03 | 60.96 | 65.95 | 5 | 0
2025 | SPP_N_2_MISO_W | SPP_N | MISO_W | Internal | Summer | B4 | 100 | 750 | 0.03 | 59.56 | 64.55 | 5 | 0
2025 | SPP_N_2_MISO_W | SPP_N | MISO_W | Internal | Summer | B5 | 200 | 750 | 0.01 | 57.96 | 62.95 | 5 | 0
2025 | SPP_N_2_MISO_W | SPP_N | MISO_W | Internal | Summer | B6 | 300 | 750 | 0 | 49.3 | 49.29 | 5 | 0
2025 | SPP_N_2_MISO_W | SPP_N | MISO_W | Internal | Summer | B7 | 400 | 750 | 0 | 41.6 | 41.59 | 5 | 0
2025 | SPP_N_2_MISO_W | SPP_N | MISO_W | Internal | Summer | B8 | 500 | 750 | 0 | 38.28 | 38.69 | 5 | 0
2025 | SPP_N_2_MISO_W | SPP_N | MISO_W | Internal | Summer | B9 | 800 | 750 | 0 | 36.56 | 38.33 | 5 | 0
2025 | SPP_N_2_MISO_W | SPP_N | MISO_W | Internal | Summer | B10 | 1262 | 750 | 0 | 31.58 | 34.93 | 5 | 0
2025 | SPP_N_2_MISO_W | SPP_N | MISO_W | Internal | Winter | B16 | 25 | 750 | 0.1 | 45.99 | 50.98 | 5 | 0
2025 | SPP_N_2_MISO_W | SPP_N | MISO_W | Internal | Winter | B17 | 100 | 750 | 0.03 | 40.92 | 45.91 | 5 | 0
2025 | SPP_N_2_MISO_W | SPP_N | MISO_W | Internal | Winter | B18 | 400 | 750 | 0 | 39.7 | 44.69 | 5 | 0
2025 | SPP_N_2_MISO_W | SPP_N | MISO_W | Internal | Winter | B19 | 700 | 750 | 0 | 37.14 | 42.13 | 5 | 0
2025 | SPP_N_2_MISO_W | SPP_N | MISO_W | Internal | Winter | B20 | 935 | 750 | 0 | 31.16 | 36.14 | 5 | 0
2025 | SPP_N_2_NE | SPP_N | NE | Internal | Shoulder | B11 | 25 | 11328 | 0.05 | 51.69 | 51.68 | 0.01 | 0
2025 | SPP_N_2_NE | SPP_N | NE | Internal | Shoulder | B12 | 200 | 11328 | 0 | 42.12 | 42.11 | 0.01 | 0
2025 | SPP_N_2_NE | SPP_N | NE | Internal | Shoulder | B13 | 600 | 11328 | 0 | 38.02 | 38.01 | 0.01 | 0
2025 | SPP_N_2_NE | SPP_N | NE | Internal | Shoulder | B14 | 900 | 11328 | 0 | 36.01 | 35.99 | 0.01 | 0
2025 | SPP_N_2_NE | SPP_N | NE | Internal | Shoulder | B15 | 1203 | 11328 | 0 | 31.95 | 31.93 | 0.01 | 0
2025 | SPP_N_2_NE | SPP_N | NE | Internal | Summer | B1 | 10 | 11328 | 0.13 | 64.59 | 64.58 | 0.01 | 0
2025 | SPP_N_2_NE | SPP_N | NE | Internal | Summer | B2 | 25 | 11328 | 0.05 | 61.27 | 61.25 | 0.01 | 0
2025 | SPP_N_2_NE | SPP_N | NE | Internal | Summer | B3 | 75 | 11328 | 0.02 | 60.96 | 60.95 | 0.01 | 0
2025 | SPP_N_2_NE | SPP_N | NE | Internal | Summer | B4 | 100 | 11328 | 0.01 | 59.56 | 59.55 | 0.01 | 0
2025 | SPP_N_2_NE | SPP_N | NE | Internal | Summer | B5 | 200 | 11328 | 0 | 57.96 | 57.95 | 0.01 | 0
2025 | SPP_N_2_NE | SPP_N | NE | Internal | Summer | B6 | 300 | 11328 | 0 | 49.3 | 49.29 | 0.01 | 0
2025 | SPP_N_2_NE | SPP_N | NE | Internal | Summer | B7 | 400 | 11328 | 0 | 41.6 | 41.59 | 0.01 | 0
2025 | SPP_N_2_NE | SPP_N | NE | Internal | Summer | B8 | 500 | 11328 | 0 | 38.28 | 33.69 | 0.01 | 0
2025 | SPP_N_2_NE | SPP_N | NE | Internal | Summer | B9 | 800 | 11328 | 0 | 36.56 | 33.33 | 0.01 | 0
2025 | SPP_N_2_NE | SPP_N | NE | Internal | Summer | B10 | 1262 | 11328 | 0 | 31.58 | 29.93 | 0.01 | 0
2025 | SPP_N_2_NE | SPP_N | NE | Internal | Winter | B16 | 25 | 11328 | 0.05 | 45.99 | 45.98 | 0.01 | 0
2025 | SPP_N_2_NE | SPP_N | NE | Internal | Winter | B17 | 100 | 11328 | 0.01 | 40.92 | 40.91 | 0.01 | 0
2025 | SPP_N_2_NE | SPP_N | NE | Internal | Winter | B18 | 400 | 11328 | 0 | 39.7 | 39.69 | 0.01 | 0
2025 | SPP_N_2_NE | SPP_N | NE | Internal | Winter | B19 | 700 | 11328 | 0 | 37.14 | 37.13 | 0.01 | 0
2025 | SPP_N_2_NE | SPP_N | NE | Internal | Winter | B20 | 935 | 11328 | 0 | 31.16 | 31.14 | 0.01 | 0
2025 | SPP_N_2_SPP_S | SPP_N | SPP_S | Internal | Shoulder | B11 | 25 | 5571 | 0.1 | 51.69 | 51.69 | 0.01 | 0
2025 | SPP_N_2_SPP_S | SPP_N | SPP_S | Internal | Shoulder | B12 | 200 | 5571 | 679.43 | 42.12 | 42.13 | 0.01 | 0
2025 | SPP_N_2_SPP_S | SPP_N | SPP_S | Internal | Shoulder | B13 | 600 | 5571 | 0 | 38.02 | 38.02 | 0.01 | 0
2025 | SPP_N_2_SPP_S | SPP_N | SPP_S | Internal | Shoulder | B14 | 900 | 5571 | 0 | 36.01 | 36.01 | 0.01 | 0
2025 | SPP_N_2_SPP_S | SPP_N | SPP_S | Internal | Shoulder | B15 | 1203 | 5571 | 0 | 31.95 | 31.93 | 0.01 | 0
2025 | SPP_N_2_SPP_S | SPP_N | SPP_S | Internal | Summer | B1 | 10 | 5571 | 0 | 64.59 | 44.66 | 0.01 | 0
2025 | SPP_N_2_SPP_S | SPP_N | SPP_S | Internal | Summer | B2 | 25 | 5571 | 0 | 61.27 | 60.05 | 0.01 | 0
2025 | SPP_N_2_SPP_S | SPP_N | SPP_S | Internal | Summer | B3 | 75 | 5571 | 0.02 | 60.96 | 60.95 | 0.01 | 0
2025 | SPP_N_2_SPP_S | SPP_N | SPP_S | Internal | Summer | B4 | 100 | 5571 | 0.02 | 59.56 | 59.55 | 0.01 | 0
2025 | SPP_N_2_SPP_S | SPP_N | SPP_S | Internal | Summer | B5 | 200 | 5571 | 549.98 | 57.96 | 57.97 | 0.01 | 0
2025 | SPP_N_2_SPP_S | SPP_N | SPP_S | Internal | Summer | B6 | 300 | 5571 | 988.14 | 49.3 | 49.31 | 0.01 | 0
2025 | SPP_N_2_SPP_S | SPP_N | SPP_S | Internal | Summer | B7 | 400 | 5571 | 3087.43 | 41.6 | 41.61 | 0.01 | 0
2025 | SPP_N_2_SPP_S | SPP_N | SPP_S | Internal | Summer | B8 | 500 | 5571 | 5571 | 38.28 | 41.28 | 0.01 | 2.98
2025 | SPP_N_2_SPP_S | SPP_N | SPP_S | Internal | Summer | B9 | 800 | 5571 | 4063.67 | 36.56 | 36.58 | 0.01 | 0
2025 | SPP_N_2_SPP_S | SPP_N | SPP_S | Internal | Summer | B10 | 1262 | 5571 | 1748.09 | 31.58 | 31.6 | 0.01 | 0
2025 | SPP_N_2_SPP_S | SPP_N | SPP_S | Internal | Winter | B16 | 25 | 5571 | 0.05 | 45.99 | 45.98 | 0.01 | 0
2025 | SPP_N_2_SPP_S | SPP_N | SPP_S | Internal | Winter | B17 | 100 | 5571 | 0.03 | 40.92 | 40.92 | 0.01 | 0
2025 | SPP_N_2_SPP_S | SPP_N | SPP_S | Internal | Winter | B18 | 400 | 5571 | 0 | 39.7 | 39.7 | 0.01 | 0
2025 | SPP_N_2_SPP_S | SPP_N | SPP_S | Internal | Winter | B19 | 700 | 5571 | 0 | 37.14 | 37.14 | 0.01 | 0
2025 | SPP_N_2_SPP_S | SPP_N | SPP_S | Internal | Winter | B20 | 935 | 5571 | 0 | 31.16 | 31.16 | 0.01 | 0
2025 | SPP_S_2_ENT | SPP_S | ENT | Internal | Shoulder | B11 | 25 | 5132 | 3921.78 | 51.69 | 56.69 | 5 | 0
2025 | SPP_S_2_ENT | SPP_S | ENT | Internal | Shoulder | B12 | 200 | 5132 | 0 | 42.13 | 44.8 | 5 | 0
2025 | SPP_S_2_ENT | SPP_S | ENT | Internal | Shoulder | B13 | 600 | 5132 | 334.54 | 38.02 | 43.02 | 5 | 0
2025 | SPP_S_2_ENT | SPP_S | ENT | Internal | Shoulder | B14 | 900 | 5132 | 4380.71 | 36.01 | 41.01 | 5 | 0
2025 | SPP_S_2_ENT | SPP_S | ENT | Internal | Shoulder | B15 | 1203 | 5132 | 5132 | 31.93 | 36.95 | 5 | 0.01
2025 | SPP_S_2_ENT | SPP_S | ENT | Internal | Summer | B1 | 10 | 5132 | 5132 | 44.66 | 69.58 | 5 | 19.92
2025 | SPP_S_2_ENT | SPP_S | ENT | Internal | Summer | B2 | 25 | 5132 | 5132 | 60.05 | 65.95 | 5 | 0.89
2025 | SPP_S_2_ENT | SPP_S | ENT | Internal | Summer | B3 | 75 | 5132 | 1584.27 | 60.95 | 65.95 | 5 | 0
2025 | SPP_S_2_ENT | SPP_S | ENT | Internal | Summer | B4 | 100 | 5132 | 2406.62 | 59.55 | 64.55 | 5 | 0
2025 | SPP_S_2_ENT | SPP_S | ENT | Internal | Summer | B5 | 200 | 5132 | 0.01 | 57.97 | 62.96 | 5 | 0
2025 | SPP_S_2_ENT | SPP_S | ENT | Internal | Summer | B6 | 300 | 5132 | 0 | 49.31 | 54.3 | 5 | 0
2025 | SPP_S_2_ENT | SPP_S | ENT | Internal | Summer | B7 | 400 | 5132 | 0 | 41.61 | 46.6 | 5 | 0
2025 | SPP_S_2_ENT | SPP_S | ENT | Internal | Summer | B8 | 500 | 5132 | 0 | 41.28 | 43.28 | 5 | 0
2025 | SPP_S_2_ENT | SPP_S | ENT | Internal | Summer | B9 | 800 | 5132 | 0 | 36.58 | 41.56 | 5 | 0
2025 | SPP_S_2_ENT | SPP_S | ENT | Internal | Summer | B10 | 1262 | 5132 | 0 | 31.6 | 36.58 | 5 | 0
2025 | SPP_S_2_ENT | SPP_S | ENT | Internal | Winter | B16 | 25 | 5132 | 5131.88 | 45.98 | 50.99 | 5 | 0.01
2025 | SPP_S_2_ENT | SPP_S | ENT | Internal | Winter | B17 | 100 | 5132 | 1535.78 | 40.92 | 45.92 | 5 | 0
2025 | SPP_S_2_ENT | SPP_S | ENT | Internal | Winter | B18 | 400 | 5132 | 188.96 | 39.7 | 44.7 | 5 | 0
2025 | SPP_S_2_ENT | SPP_S | ENT | Internal | Winter | B19 | 700 | 5132 | 1788.08 | 37.14 | 42.14 | 5 | 0
2025 | SPP_S_2_ENT | SPP_S | ENT | Internal | Winter | B20 | 935 | 5132 | 2431.69 | 31.16 | 36.16 | 5 | 0
2025 | SPP_S_2_SPP_N | SPP_S | SPP_N | Internal | Shoulder | B11 | 25 | 2211 | 0.11 | 51.69 | 51.69 | 0.01 | 0
2025 | SPP_S_2_SPP_N | SPP_S | SPP_N | Internal | Shoulder | B12 | 200 | 2211 | 0 | 42.13 | 42.12 | 0.01 | 0
2025 | SPP_S_2_SPP_N | SPP_S | SPP_N | Internal | Shoulder | B13 | 600 | 2211 | 0 | 38.02 | 38.02 | 0.01 | 0
2025 | SPP_S_2_SPP_N | SPP_S | SPP_N | Internal | Shoulder | B14 | 900 | 2211 | 0 | 36.01 | 36.01 | 0.01 | 0
2025 | SPP_S_2_SPP_N | SPP_S | SPP_N | Internal | Shoulder | B15 | 1203 | 2211 | 75.79 | 31.93 | 31.95 | 0.01 | 0
2025 | SPP_S_2_SPP_N | SPP_S | SPP_N | Internal | Summer | B1 | 10 | 2211 | 2211 | 44.66 | 64.59 | 0.01 | 19.92
2025 | SPP_S_2_SPP_N | SPP_S | SPP_N | Internal | Summer | B2 | 25 | 2211 | 2211 | 60.05 | 61.27 | 0.01 | 1.2
2025 | SPP_S_2_SPP_N | SPP_S | SPP_N | Internal | Summer | B3 | 75 | 2211 | 922.79 | 60.95 | 60.96 | 0.01 | 0
2025 | SPP_S_2_SPP_N | SPP_S | SPP_N | Internal | Summer | B4 | 100 | 2211 | 0.1 | 59.55 | 59.56 | 0.01 | 0
2025 | SPP_S_2_SPP_N | SPP_S | SPP_N | Internal | Summer | B5 | 200 | 2211 | 0 | 57.97 | 57.96 | 0.01 | 0
2025 | SPP_S_2_SPP_N | SPP_S | SPP_N | Internal | Summer | B6 | 300 | 2211 | 0 | 49.31 | 49.3 | 0.01 | 0
2025 | SPP_S_2_SPP_N | SPP_S | SPP_N | Internal | Summer | B7 | 400 | 2211 | 0 | 41.61 | 41.6 | 0.01 | 0
2025 | SPP_S_2_SPP_N | SPP_S | SPP_N | Internal | Summer | B8 | 500 | 2211 | 0 | 41.28 | 38.28 | 0.01 | 0
2025 | SPP_S_2_SPP_N | SPP_S | SPP_N | Internal | Summer | B9 | 800 | 2211 | 0 | 36.58 | 36.56 | 0.01 | 0
2025 | SPP_S_2_SPP_N | SPP_S | SPP_N | Internal | Summer | B10 | 1262 | 2211 | 0 | 31.6 | 31.58 | 0.01 | 0
2025 | SPP_S_2_SPP_N | SPP_S | SPP_N | Internal | Winter | B16 | 25 | 2211 | 257.38 | 45.98 | 45.99 | 0.01 | 0
2025 | SPP_S_2_SPP_N | SPP_S | SPP_N | Internal | Winter | B17 | 100 | 2211 | 0.03 | 40.92 | 40.92 | 0.01 | 0
2025 | SPP_S_2_SPP_N | SPP_S | SPP_N | Internal | Winter | B18 | 400 | 2211 | 0 | 39.7 | 39.7 | 0.01 | 0
2025 | SPP_S_2_SPP_N | SPP_S | SPP_N | Internal | Winter | B19 | 700 | 2211 | 0 | 37.14 | 37.14 | 0.01 | 0
2025 | SPP_S_2_SPP_N | SPP_S | SPP_N | Internal | Winter | B20 | 935 | 2211 | 0 | 31.16 | 31.16 | 0.01 | 0
2025 | TVA_2_ENT | TVA | ENT | Internal | Shoulder | B11 | 25 | 500 | 0 | 62.28 | 56.69 | 9 | 0
2025 | TVA_2_ENT | TVA | ENT | Internal | Shoulder | B12 | 200 | 500 | 0 | 46.39 | 44.8 | 9 | 0
2025 | TVA_2_ENT | TVA | ENT | Internal | Shoulder | B13 | 600 | 500 | 0 | 45.55 | 43.02 | 9 | 0
2025 | TVA_2_ENT | TVA | ENT | Internal | Shoulder | B14 | 900 | 500 | 0 | 45.55 | 41.01 | 9 | 0
2025 | TVA_2_ENT | TVA | ENT | Internal | Shoulder | B15 | 1203 | 500 | 0 | 44.93 | 36.95 | 9 | 0
2025 | TVA_2_ENT | TVA | ENT | Internal | Summer | B1 | 10 | 500 | 0 | 77.59 | 69.58 | 9 | 0
2025 | TVA_2_ENT | TVA | ENT | Internal | Summer | B2 | 25 | 500 | 0 | 74.27 | 65.95 | 9 | 0
2025 | TVA_2_ENT | TVA | ENT | Internal | Summer | B3 | 75 | 500 | 0 | 71.47 | 65.95 | 9 | 0
2025 | TVA_2_ENT | TVA | ENT | Internal | Summer | B4 | 100 | 500 | 0 | 71.47 | 64.55 | 9 | 0
2025 | TVA_2_ENT | TVA | ENT | Internal | Summer | B5 | 200 | 500 | 0 | 66.96 | 62.96 | 9 | 0
2025 | TVA_2_ENT | TVA | ENT | Internal | Summer | B6 | 300 | 500 | 0 | 49.85 | 54.3 | 9 | 0
2025 | TVA_2_ENT | TVA | ENT | Internal | Summer | B7 | 400 | 500 | 0 | 43.12 | 46.6 | 9 | 0
2025 | TVA_2_ENT | TVA | ENT | Internal | Summer | B8 | 500 | 500 | 0 | 43.12 | 43.28 | 9 | 0
2025 | TVA_2_ENT | TVA | ENT | Internal | Summer | B9 | 800 | 500 | 0 | 43.12 | 41.56 | 9 | 0
2025 | TVA_2_ENT | TVA | ENT | Internal | Summer | B10 | 1262 | 500 | 0 | 39.84 | 36.58 | 9 | 0
2025 | TVA_2_ENT | TVA | ENT | Internal | Winter | B16 | 25 | 500 | 0 | 59 | 50.99 | 9 | 0
2025 | TVA_2_ENT | TVA | ENT | Internal | Winter | B17 | 100 | 500 | 0 | 49.38 | 45.92 | 9 | 0
2025 | TVA_2_ENT | TVA | ENT | Internal | Winter | B18 | 400 | 500 | 0 | 45.97 | 44.7 | 9 | 0
2025 | TVA_2_ENT | TVA | ENT | Internal | Winter | B19 | 700 | 500 | 0 | 45.97 | 42.14 | 9 | 0
2025 | TVA_2_ENT | TVA | ENT | Internal | Winter | B20 | 935 | 500 | 0 | 44.16 | 36.16 | 9 | 0
2025 | TVA_2_MISO_MO-IL | TVA | MISO_MO-IL | Internal | Shoulder | B11 | 25 | 50 | 0 | 62.28 | 56.69 | 9 | 0
2025 | TVA_2_MISO_MO-IL | TVA | MISO_MO-IL | Internal | Shoulder | B12 | 200 | 50 | 0 | 46.39 | 47.12 | 9 | 0
2025 | TVA_2_MISO_MO-IL | TVA | MISO_MO-IL | Internal | Shoulder | B13 | 600 | 50 | 0 | 45.55 | 43.02 | 9 | 0
2025 | TVA_2_MISO_MO-IL | TVA | MISO_MO-IL | Internal | Shoulder | B14 | 900 | 50 | 0 | 45.55 | 41.01 | 9 | 0
2025 | TVA_2_MISO_MO-IL | TVA | MISO_MO-IL | Internal | Shoulder | B15 | 1203 | 50 | 0 | 44.93 | 36.95 | 9 | 0
2025 | TVA_2_MISO_MO-IL | TVA | MISO_MO-IL | Internal | Summer | B1 | 10 | 50 | 0 | 77.59 | 69.59 | 9 | 0
2025 | TVA_2_MISO_MO-IL | TVA | MISO_MO-IL | Internal | Summer | B2 | 25 | 50 | 0 | 74.27 | 66.27 | 9 | 0
2025 | TVA_2_MISO_MO-IL | TVA | MISO_MO-IL | Internal | Summer | B3 | 75 | 50 | 0 | 71.47 | 65.96 | 9 | 0
2025 | TVA_2_MISO_MO-IL | TVA | MISO_MO-IL | Internal | Summer | B4 | 100 | 50 | 0 | 71.47 | 64.56 | 9 | 0
2025 | TVA_2_MISO_MO-IL | TVA | MISO_MO-IL | Internal | Summer | B5 | 200 | 50 | 0 | 66.96 | 62.96 | 9 | 0
2025 | TVA_2_MISO_MO-IL | TVA | MISO_MO-IL | Internal | Summer | B6 | 300 | 50 | 0 | 49.85 | 49.3 | 9 | 0
2025 | TVA_2_MISO_MO-IL | TVA | MISO_MO-IL | Internal | Summer | B7 | 400 | 50 | 0 | 43.12 | 41.6 | 9 | 0
2025 | TVA_2_MISO_MO-IL | TVA | MISO_MO-IL | Internal | Summer | B8 | 500 | 50 | 0 | 43.12 | 38.7 | 9 | 0
2025 | TVA_2_MISO_MO-IL | TVA | MISO_MO-IL | Internal | Summer | B9 | 800 | 50 | 0 | 43.12 | 38.35 | 9 | 0
2025 | TVA_2_MISO_MO-IL | TVA | MISO_MO-IL | Internal | Summer | B10 | 1262 | 50 | 0 | 39.84 | 34.94 | 9 | 0
2025 | TVA_2_MISO_MO-IL | TVA | MISO_MO-IL | Internal | Winter | B16 | 25 | 50 | 0 | 59 | 50.99 | 9 | 0
2025 | TVA_2_MISO_MO-IL | TVA | MISO_MO-IL | Internal | Winter | B17 | 100 | 50 | 0 | 49.38 | 45.92 | 9 | 0
2025 | TVA_2_MISO_MO-IL | TVA | MISO_MO-IL | Internal | Winter | B18 | 400 | 50 | 0 | 45.97 | 44.7 | 9 | 0
2025 | TVA_2_MISO_MO-IL | TVA | MISO_MO-IL | Internal | Winter | B19 | 700 | 50 | 0 | 45.97 | 42.14 | 9 | 0
2025 | TVA_2_MISO_MO-IL | TVA | MISO_MO-IL | Internal | Winter | B20 | 935 | 50 | 0 | 44.16 | 36.16 | 9 | 0
2025 | TVA_2_NonRTO_Midwest | TVA | NonRTO_Midwest | Internal | Shoulder | B11 | 25 | 100 | 0 | 62.28 | 64.71 | 9 | 0
2025 | TVA_2_NonRTO_Midwest | TVA | NonRTO_Midwest | Internal | Shoulder | B12 | 200 | 100 | 0 | 46.39 | 55.13 | 9 | 0
2025 | TVA_2_NonRTO_Midwest | TVA | NonRTO_Midwest | Internal | Shoulder | B13 | 600 | 100 | 0 | 45.55 | 51.03 | 9 | 0
2025 | TVA_2_NonRTO_Midwest | TVA | NonRTO_Midwest | Internal | Shoulder | B14 | 900 | 100 | 0 | 45.55 | 44.03 | 9 | 0
2025 | TVA_2_NonRTO_Midwest | TVA | NonRTO_Midwest | Internal | Shoulder | B15 | 1203 | 100 | 0 | 44.93 | 37.56 | 9 | 0
2025 | TVA_2_NonRTO_Midwest | TVA | NonRTO_Midwest | Internal | Summer | B1 | 10 | 100 | 0 | 77.59 | 72.57 | 9 | 0
2025 | TVA_2_NonRTO_Midwest | TVA | NonRTO_Midwest | Internal | Summer | B2 | 25 | 100 | 0 | 74.27 | 72.57 | 9 | 0
2025 | TVA_2_NonRTO_Midwest | TVA | NonRTO_Midwest | Internal | Summer | B3 | 75 | 100 | 0 | 71.47 | 72.57 | 9 | 0
2025 | TVA_2_NonRTO_Midwest | TVA | NonRTO_Midwest | Internal | Summer | B4 | 100 | 100 | 0 | 71.47 | 72.57 | 9 | 0
2025 | TVA_2_NonRTO_Midwest | TVA | NonRTO_Midwest | Internal | Summer | B5 | 200 | 100 | 0 | 66.96 | 70.95 | 9 | 0
2025 | TVA_2_NonRTO_Midwest | TVA | NonRTO_Midwest | Internal | Summer | B6 | 300 | 100 | 0 | 49.85 | 57.29 | 9 | 0
2025 | TVA_2_NonRTO_Midwest | TVA | NonRTO_Midwest | Internal | Summer | B7 | 400 | 100 | 0 | 43.12 | 49.59 | 9 | 0
2025 | TVA_2_NonRTO_Midwest | TVA | NonRTO_Midwest | Internal | Summer | B8 | 500 | 100 | 0 | 43.12 | 42.96 | 9 | 0
2025 | TVA_2_NonRTO_Midwest | TVA | NonRTO_Midwest | Internal | Summer | B9 | 800 | 100 | 0 | 43.12 | 37.57 | 9 | 0
2025 | TVA_2_NonRTO_Midwest | TVA | NonRTO_Midwest | Internal | Summer | B10 | 1262 | 100 | 0 | 39.84 | 33.78 | 9 | 0
2025 | TVA_2_NonRTO_Midwest | TVA | NonRTO_Midwest | Internal | Winter | B16 | 25 | 100 | 0 | 59 | 59 | 9 | 0
2025 | TVA_2_NonRTO_Midwest | TVA | NonRTO_Midwest | Internal | Winter | B17 | 100 | 100 | 0 | 49.38 | 53.93 | 9 | 0
2025 | TVA_2_NonRTO_Midwest | TVA | NonRTO_Midwest | Internal | Winter | B18 | 400 | 100 | 0 | 45.97 | 52.71 | 9 | 0
2025 | TVA_2_NonRTO_Midwest | TVA | NonRTO_Midwest | Internal | Winter | B19 | 700 | 100 | 0 | 45.97 | 44.85 | 9 | 0
2025 | TVA_2_NonRTO_Midwest | TVA | NonRTO_Midwest | Internal | Winter | B20 | 935 | 100 | 0 | 44.16 | 37.57 | 9 | 0
2025 | TVA_2_PJM_ROR | TVA | PJM_ROR | Internal | Shoulder | B11 | 25 | 500 | 0 | 62.28 | 58.68 | 9 | 0
2025 | TVA_2_PJM_ROR | TVA | PJM_ROR | Internal | Shoulder | B12 | 200 | 500 | 0 | 46.39 | 49.11 | 9 | 0
2025 | TVA_2_PJM_ROR | TVA | PJM_ROR | Internal | Shoulder | B13 | 600 | 500 | 0 | 45.55 | 45.01 | 9 | 0
2025 | TVA_2_PJM_ROR | TVA | PJM_ROR | Internal | Shoulder | B14 | 900 | 500 | 0 | 45.55 | 42.99 | 9 | 0
2025 | TVA_2_PJM_ROR | TVA | PJM_ROR | Internal | Shoulder | B15 | 1203 | 500 | 0 | 44.93 | 38.93 | 9 | 0
2025 | TVA_2_PJM_ROR | TVA | PJM_ROR | Internal | Summer | B1 | 10 | 500 | 0 | 77.59 | 71.58 | 9 | 0
2025 | TVA_2_PJM_ROR | TVA | PJM_ROR | Internal | Summer | B2 | 25 | 500 | 0 | 74.27 | 68.25 | 9 | 0
2025 | TVA_2_PJM_ROR | TVA | PJM_ROR | Internal | Summer | B3 | 75 | 500 | 0 | 71.47 | 65.45 | 9 | 0
2025 | TVA_2_PJM_ROR | TVA | PJM_ROR | Internal | Summer | B4 | 100 | 500 | 0 | 71.47 | 65.45 | 9 | 0
2025 | TVA_2_PJM_ROR | TVA | PJM_ROR | Internal | Summer | B5 | 200 | 500 | 0 | 66.96 | 60.95 | 9 | 0
2025 | TVA_2_PJM_ROR | TVA | PJM_ROR | Internal | Summer | B6 | 300 | 500 | 0 | 49.85 | 51.27 | 9 | 0
2025 | TVA_2_PJM_ROR | TVA | PJM_ROR | Internal | Summer | B7 | 400 | 500 | 0 | 43.12 | 43.59 | 9 | 0
2025 | TVA_2_PJM_ROR | TVA | PJM_ROR | Internal | Summer | B8 | 500 | 500 | 0 | 43.12 | 40.45 | 9 | 0
2025 | TVA_2_PJM_ROR | TVA | PJM_ROR | Internal | Summer | B9 | 800 | 500 | 0 | 43.12 | 38.46 | 9 | 0
2025 | TVA_2_PJM_ROR | TVA | PJM_ROR | Internal | Summer | B10 | 1262 | 500 | 0 | 39.84 | 36.63 | 9 | 0
2025 | TVA_2_PJM_ROR | TVA | PJM_ROR | Internal | Winter | B16 | 25 | 500 | 0 | 59 | 52.99 | 9 | 0
2025 | TVA_2_PJM_ROR | TVA | PJM_ROR | Internal | Winter | B17 | 100 | 500 | 0 | 49.38 | 47.92 | 9 | 0
2025 | TVA_2_PJM_ROR | TVA | PJM_ROR | Internal | Winter | B18 | 400 | 500 | 0 | 45.97 | 46.69 | 9 | 0
2025 | TVA_2_PJM_ROR | TVA | PJM_ROR | Internal | Winter | B19 | 700 | 500 | 0 | 45.97 | 44.13 | 9 | 0
2025 | TVA_2_PJM_ROR | TVA | PJM_ROR | Internal | Winter | B20 | 935 | 500 | 0 | 44.16 | 38.14 | 9 | 0
2025 | TVA_2_SOCO | TVA | SOCO | Internal | Shoulder | B11 | 25 | 500 | 500 | 62.28 | 71.68 | 9 | 0.4
2025 | TVA_2_SOCO | TVA | SOCO | Internal | Shoulder | B12 | 200 | 500 | 0 | 46.39 | 49.59 | 9 | 0
2025 | TVA_2_SOCO | TVA | SOCO | Internal | Shoulder | B13 | 600 | 500 | 0 | 45.55 | 44.95 | 9 | 0
2025 | TVA_2_SOCO | TVA | SOCO | Internal | Shoulder | B14 | 900 | 500 | 0 | 45.55 | 44.95 | 9 | 0
2025 | TVA_2_SOCO | TVA | SOCO | Internal | Shoulder | B15 | 1203 | 500 | 0 | 44.93 | 44.95 | 9 | 0
2025 | TVA_2_SOCO | TVA | SOCO | Internal | Summer | B1 | 10 | 500 | 0 | 77.59 | 77.58 | 9 | 0
2025 | TVA_2_SOCO | TVA | SOCO | Internal | Summer | B2 | 25 | 500 | 0 | 74.27 | 73.95 | 9 | 0
2025 | TVA_2_SOCO | TVA | SOCO | Internal | Summer | B3 | 75 | 500 | 0 | 71.47 | 73.95 | 9 | 0
2025 | TVA_2_SOCO | TVA | SOCO | Internal | Summer | B4 | 100 | 500 | 0 | 71.47 | 73.95 | 9 | 0
2025 | TVA_2_SOCO | TVA | SOCO | Internal | Summer | B5 | 200 | 500 | 0 | 66.96 | 73.95 | 9 | 0
2025 | TVA_2_SOCO | TVA | SOCO | Internal | Summer | B6 | 300 | 500 | 500 | 49.85 | 64.27 | 9 | 5.42
2025 | TVA_2_SOCO | TVA | SOCO | Internal | Summer | B7 | 400 | 500 | 500 | 43.12 | 56.59 | 9 | 4.47
2025 | TVA_2_SOCO | TVA | SOCO | Internal | Summer | B8 | 500 | 500 | 0 | 43.12 | 51.28 | 9 | 0
2025 | TVA_2_SOCO | TVA | SOCO | Internal | Summer | B9 | 800 | 500 | 0 | 43.12 | 43.64 | 9 | 0
2025 | TVA_2_SOCO | TVA | SOCO | Internal | Summer | B10 | 1262 | 500 | 0 | 39.84 | 43.55 | 9 | 0
2025 | TVA_2_SOCO | TVA | SOCO | Internal | Winter | B16 | 25 | 500 | 0.1 | 59 | 67.99 | 9 | 0
2025 | TVA_2_SOCO | TVA | SOCO | Internal | Winter | B17 | 100 | 500 | 0 | 49.38 | 53.92 | 9 | 0
2025 | TVA_2_SOCO | TVA | SOCO | Internal | Winter | B18 | 400 | 500 | 0 | 45.97 | 47.83 | 9 | 0
2025 | TVA_2_SOCO | TVA | SOCO | Internal | Winter | B19 | 700 | 500 | 0 | 45.97 | 47.83 | 9 | 0
2025 | TVA_2_SOCO | TVA | SOCO | Internal | Winter | B20 | 935 | 500 | 0 | 44.16 | 47.19 | 9 | 0
2025 | TVA_2_VACAR | TVA | VACAR | Internal | Shoulder | B11 | 25 | 150 | 0 | 62.28 | 64.68 | 9 | 0
2025 | TVA_2_VACAR | TVA | VACAR | Internal | Shoulder | B12 | 200 | 150 | 0 | 46.39 | 52.36 | 9 | 0
2025 | TVA_2_VACAR | TVA | VACAR | Internal | Shoulder | B13 | 600 | 150 | 0 | 45.55 | 48.58 | 9 | 0
2025 | TVA_2_VACAR | TVA | VACAR | Internal | Shoulder | B14 | 900 | 150 | 0 | 45.55 | 48.58 | 9 | 0
2025 | TVA_2_VACAR | TVA | VACAR | Internal | Shoulder | B15 | 1203 | 150 | 0 | 44.93 | 44.72 | 9 | 0
2025 | TVA_2_VACAR | TVA | VACAR | Internal | Summer | B1 | 10 | 150 | 0 | 77.59 | 77.58 | 9 | 0
2025 | TVA_2_VACAR | TVA | VACAR | Internal | Summer | B2 | 25 | 150 | 0 | 74.27 | 77.58 | 9 | 0
2025 | TVA_2_VACAR | TVA | VACAR | Internal | Summer | B3 | 75 | 150 | 0 | 71.47 | 77.58 | 9 | 0
2025 | TVA_2_VACAR | TVA | VACAR | Internal | Summer | B4 | 100 | 150 | 0 | 71.47 | 76.09 | 9 | 0
2025 | TVA_2_VACAR | TVA | VACAR | Internal | Summer | B5 | 200 | 150 | 0 | 66.96 | 66.95 | 9 | 0
2025 | TVA_2_VACAR | TVA | VACAR | Internal | Summer | B6 | 300 | 150 | 0 | 49.85 | 57.27 | 9 | 0
2025 | TVA_2_VACAR | TVA | VACAR | Internal | Summer | B7 | 400 | 150 | 0 | 43.12 | 49.59 | 9 | 0
2025 | TVA_2_VACAR | TVA | VACAR | Internal | Summer | B8 | 500 | 150 | 0 | 43.12 | 46.45 | 9 | 0
2025 | TVA_2_VACAR | TVA | VACAR | Internal | Summer | B9 | 800 | 150 | 0 | 43.12 | 44.14 | 9 | 0
2025 | TVA_2_VACAR | TVA | VACAR | Internal | Summer | B10 | 1262 | 150 | 0 | 39.84 | 42.82 | 9 | 0
2025 | TVA_2_VACAR | TVA | VACAR | Internal | Winter | B16 | 25 | 150 | 0.1 | 59 | 67.99 | 9 | 0
2025 | TVA_2_VACAR | TVA | VACAR | Internal | Winter | B17 | 100 | 150 | 0 | 49.38 | 53.92 | 9 | 0
2025 | TVA_2_VACAR | TVA | VACAR | Internal | Winter | B18 | 400 | 150 | 0 | 45.97 | 49.27 | 9 | 0
2025 | TVA_2_VACAR | TVA | VACAR | Internal | Winter | B19 | 700 | 150 | 0 | 45.97 | 48.99 | 9 | 0
2025 | TVA_2_VACAR | TVA | VACAR | Internal | Winter | B20 | 935 | 150 | 0 | 44.16 | 44.14 | 9 | 0
2025 | TVA_Transmission_2_NonRTO_Midwest | TVA_Transmission | NonRTO_Midwest | Internal | Shoulder | B11 | 25 | 700 | 0 | 63.43 | 64.71 | 9 | 0
2025 | TVA_Transmission_2_NonRTO_Midwest | TVA_Transmission | NonRTO_Midwest | Internal | Shoulder | B12 | 200 | 700 | 0 | 50.03 | 55.13 | 9 | 0
2025 | TVA_Transmission_2_NonRTO_Midwest | TVA_Transmission | NonRTO_Midwest | Internal | Shoulder | B13 | 600 | 700 | 0 | 47.42 | 51.03 | 9 | 0
2025 | TVA_Transmission_2_NonRTO_Midwest | TVA_Transmission | NonRTO_Midwest | Internal | Shoulder | B14 | 900 | 700 | 0 | 46.49 | 44.03 | 9 | 0
2025 | TVA_Transmission_2_NonRTO_Midwest | TVA_Transmission | NonRTO_Midwest | Internal | Shoulder | B15 | 1203 | 700 | 0 | 44.93 | 37.56 | 9 | 0
2025 | TVA_Transmission_2_NonRTO_Midwest | TVA_Transmission | NonRTO_Midwest | Internal | Summer | B1 | 10 | 700 | 0 | 77.58 | 72.57 | 9 | 0
2025 | TVA_Transmission_2_NonRTO_Midwest | TVA_Transmission | NonRTO_Midwest | Internal | Summer | B2 | 25 | 700 | 0 | 74.25 | 72.57 | 9 | 0
2025 | TVA_Transmission_2_NonRTO_Midwest | TVA_Transmission | NonRTO_Midwest | Internal | Summer | B3 | 75 | 700 | 0 | 71.45 | 72.57 | 9 | 0
2025 | TVA_Transmission_2_NonRTO_Midwest | TVA_Transmission | NonRTO_Midwest | Internal | Summer | B4 | 100 | 700 | 0 | 71.45 | 72.57 | 9 | 0
2025 | TVA_Transmission_2_NonRTO_Midwest | TVA_Transmission | NonRTO_Midwest | Internal | Summer | B5 | 200 | 700 | 0 | 66.95 | 70.95 | 9 | 0
2025 | TVA_Transmission_2_NonRTO_Midwest | TVA_Transmission | NonRTO_Midwest | Internal | Summer | B6 | 300 | 700 | 0 | 56.02 | 57.29 | 9 | 0
2025 | TVA_Transmission_2_NonRTO_Midwest | TVA_Transmission | NonRTO_Midwest | Internal | Summer | B7 | 400 | 700 | 0 | 48.33 | 49.59 | 9 | 0
2025 | TVA_Transmission_2_NonRTO_Midwest | TVA_Transmission | NonRTO_Midwest | Internal | Summer | B8 | 500 | 700 | 0 | 44.67 | 42.96 | 9 | 0
2025 | TVA_Transmission_2_NonRTO_Midwest | TVA_Transmission | NonRTO_Midwest | Internal | Summer | B9 | 800 | 700 | 0 | 43.62 | 37.57 | 9 | 0
2025 | TVA_Transmission_2_NonRTO_Midwest | TVA_Transmission | NonRTO_Midwest | Internal | Summer | B10 | 1262 | 700 | 0 | 40.5 | 33.78 | 9 | 0
2025 | TVA_Transmission_2_NonRTO_Midwest | TVA_Transmission | NonRTO_Midwest | Internal | Winter | B16 | 25 | 700 | 0 | 58.99 | 59 | 9 | 0
2025 | TVA_Transmission_2_NonRTO_Midwest | TVA_Transmission | NonRTO_Midwest | Internal | Winter | B17 | 100 | 700 | 0 | 51.05 | 53.93 | 9 | 0
2025 | TVA_Transmission_2_NonRTO_Midwest | TVA_Transmission | NonRTO_Midwest | Internal | Winter | B18 | 400 | 700 | 0 | 48.6 | 52.71 | 9 | 0
2025 | TVA_Transmission_2_NonRTO_Midwest | TVA_Transmission | NonRTO_Midwest | Internal | Winter | B19 | 700 | 700 | 0 | 47.2 | 44.85 | 9 | 0
2025 | TVA_Transmission_2_NonRTO_Midwest | TVA_Transmission | NonRTO_Midwest | Internal | Winter | B20 | 935 | 700 | 0 | 44.14 | 37.57 | 9 | 0
2025 | TVA_Transmission_2_SOCO | TVA_Transmission | SOCO | Internal | Shoulder | B11 | 25 | 3200 | 0 | 63.43 | 71.68 | 9 | 0
2025 | TVA_Transmission_2_SOCO | TVA_Transmission | SOCO | Internal | Shoulder | B12 | 200 | 3200 | 0 | 50.03 | 49.59 | 9 | 0
2025 | TVA_Transmission_2_SOCO | TVA_Transmission | SOCO | Internal | Shoulder | B13 | 600 | 3200 | 0 | 47.42 | 44.95 | 9 | 0
2025 | TVA_Transmission_2_SOCO | TVA_Transmission | SOCO | Internal | Shoulder | B14 | 900 | 3200 | 0 | 46.49 | 44.95 | 9 | 0
2025 | TVA_Transmission_2_SOCO | TVA_Transmission | SOCO | Internal | Shoulder | B15 | 1203 | 3200 | 0 | 44.93 | 44.95 | 9 | 0
2025 | TVA_Transmission_2_SOCO | TVA_Transmission | SOCO | Internal | Summer | B1 | 10 | 3200 | 0 | 77.58 | 77.58 | 9 | 0
2025 | TVA_Transmission_2_SOCO | TVA_Transmission | SOCO | Internal | Summer | B2 | 25 | 3200 | 0 | 74.25 | 73.95 | 9 | 0
2025 | TVA_Transmission_2_SOCO | TVA_Transmission | SOCO | Internal | Summer | B3 | 75 | 3200 | 0 | 71.45 | 73.95 | 9 | 0
2025 | TVA_Transmission_2_SOCO | TVA_Transmission | SOCO | Internal | Summer | B4 | 100 | 3200 | 0 | 71.45 | 73.95 | 9 | 0
2025 | TVA_Transmission_2_SOCO | TVA_Transmission | SOCO | Internal | Summer | B5 | 200 | 3200 | 0 | 66.95 | 73.95 | 9 | 0
2025 | TVA_Transmission_2_SOCO | TVA_Transmission | SOCO | Internal | Summer | B6 | 300 | 3200 | 0 | 56.02 | 64.27 | 9 | 0
2025 | TVA_Transmission_2_SOCO | TVA_Transmission | SOCO | Internal | Summer | B7 | 400 | 3200 | 0 | 48.33 | 56.59 | 9 | 0
2025 | TVA_Transmission_2_SOCO | TVA_Transmission | SOCO | Internal | Summer | B8 | 500 | 3200 | 0 | 44.67 | 51.28 | 9 | 0
2025 | TVA_Transmission_2_SOCO | TVA_Transmission | SOCO | Internal | Summer | B9 | 800 | 3200 | 0 | 43.62 | 43.64 | 9 | 0
2025 | TVA_Transmission_2_SOCO | TVA_Transmission | SOCO | Internal | Summer | B10 | 1262 | 3200 | 0 | 40.5 | 43.55 | 9 | 0
2025 | TVA_Transmission_2_SOCO | TVA_Transmission | SOCO | Internal | Winter | B16 | 25 | 3200 | 2636.52 | 58.99 | 67.99 | 9 | 0
2025 | TVA_Transmission_2_SOCO | TVA_Transmission | SOCO | Internal | Winter | B17 | 100 | 3200 | 0 | 51.05 | 53.92 | 9 | 0
2025 | TVA_Transmission_2_SOCO | TVA_Transmission | SOCO | Internal | Winter | B18 | 400 | 3200 | 0 | 48.6 | 47.83 | 9 | 0
2025 | TVA_Transmission_2_SOCO | TVA_Transmission | SOCO | Internal | Winter | B19 | 700 | 3200 | 0 | 47.2 | 47.83 | 9 | 0
2025 | TVA_Transmission_2_SOCO | TVA_Transmission | SOCO | Internal | Winter | B20 | 935 | 3200 | 0 | 44.14 | 47.19 | 9 | 0
2025 | TVA_Transmission_2_TVA | TVA_Transmission | TVA | Internal | Shoulder | B11 | 25 | 99999 | 0 | 63.43 | 62.28 | 0.01 | 0
2025 | TVA_Transmission_2_TVA | TVA_Transmission | TVA | Internal | Shoulder | B12 | 200 | 99999 | 0 | 50.03 | 46.39 | 0.01 | 0
2025 | TVA_Transmission_2_TVA | TVA_Transmission | TVA | Internal | Shoulder | B13 | 600 | 99999 | 0 | 47.42 | 45.55 | 0.01 | 0
2025 | TVA_Transmission_2_TVA | TVA_Transmission | TVA | Internal | Shoulder | B14 | 900 | 99999 | 0 | 46.49 | 45.55 | 0.01 | 0
2025 | TVA_Transmission_2_TVA | TVA_Transmission | TVA | Internal | Shoulder | B15 | 1203 | 99999 | 0 | 44.93 | 44.93 | 0.01 | 0
2025 | TVA_Transmission_2_TVA | TVA_Transmission | TVA | Internal | Summer | B1 | 10 | 99999 | 3908.8 | 77.58 | 77.59 | 0.01 | 0
2025 | TVA_Transmission_2_TVA | TVA_Transmission | TVA | Internal | Summer | B2 | 25 | 99999 | 3078.1 | 74.25 | 74.27 | 0.01 | 0
2025 | TVA_Transmission_2_TVA | TVA_Transmission | TVA | Internal | Summer | B3 | 75 | 99999 | 1448.09 | 71.45 | 71.47 | 0.01 | 0
2025 | TVA_Transmission_2_TVA | TVA_Transmission | TVA | Internal | Summer | B4 | 100 | 99999 | 694.92 | 71.45 | 71.47 | 0.01 | 0
2025 | TVA_Transmission_2_TVA | TVA_Transmission | TVA | Internal | Summer | B5 | 200 | 99999 | 200.09 | 66.95 | 66.96 | 0.01 | 0
2025 | TVA_Transmission_2_TVA | TVA_Transmission | TVA | Internal | Summer | B6 | 300 | 99999 | 0 | 56.02 | 49.85 | 0.01 | 0
2025 | TVA_Transmission_2_TVA | TVA_Transmission | TVA | Internal | Summer | B7 | 400 | 99999 | 0 | 48.33 | 43.12 | 0.01 | 0
2025 | TVA_Transmission_2_TVA | TVA_Transmission | TVA | Internal | Summer | B8 | 500 | 99999 | 0 | 44.67 | 43.12 | 0.01 | 0
2025 | TVA_Transmission_2_TVA | TVA_Transmission | TVA | Internal | Summer | B9 | 800 | 99999 | 0 | 43.62 | 43.12 | 0.01 | 0
2025 | TVA_Transmission_2_TVA | TVA_Transmission | TVA | Internal | Summer | B10 | 1262 | 99999 | 0 | 40.5 | 39.84 | 0.01 | 0
2025 | TVA_Transmission_2_TVA | TVA_Transmission | TVA | Internal | Winter | B16 | 25 | 99999 | 2056.3 | 58.99 | 59 | 0.01 | 0
2025 | TVA_Transmission_2_TVA | TVA_Transmission | TVA | Internal | Winter | B17 | 100 | 99999 | 0 | 51.05 | 49.38 | 0.01 | 0
2025 | TVA_Transmission_2_TVA | TVA_Transmission | TVA | Internal | Winter | B18 | 400 | 99999 | 0 | 48.6 | 45.97 | 0.01 | 0
2025 | TVA_Transmission_2_TVA | TVA_Transmission | TVA | Internal | Winter | B19 | 700 | 99999 | 0 | 47.2 | 45.97 | 0.01 | 0
2025 | TVA_Transmission_2_TVA | TVA_Transmission | TVA | Internal | Winter | B20 | 935 | 99999 | 285.71 | 44.14 | 44.16 | 0.01 | 0
2025 | TVA_Transmission_2_VACAR | TVA_Transmission | VACAR | Internal | Shoulder | B11 | 25 | 900 | 0 | 63.43 | 64.68 | 9 | 0
2025 | TVA_Transmission_2_VACAR | TVA_Transmission | VACAR | Internal | Shoulder | B12 | 200 | 900 | 0 | 50.03 | 52.36 | 9 | 0
2025 | TVA_Transmission_2_VACAR | TVA_Transmission | VACAR | Internal | Shoulder | B13 | 600 | 900 | 0 | 47.42 | 48.58 | 9 | 0
2025 | TVA_Transmission_2_VACAR | TVA_Transmission | VACAR | Internal | Shoulder | B14 | 900 | 900 | 0 | 46.49 | 48.58 | 9 | 0
2025 | TVA_Transmission_2_VACAR | TVA_Transmission | VACAR | Internal | Shoulder | B15 | 1203 | 900 | 0 | 44.93 | 44.72 | 9 | 0
2025 | TVA_Transmission_2_VACAR | TVA_Transmission | VACAR | Internal | Summer | B1 | 10 | 900 | 0 | 77.58 | 77.58 | 9 | 0
2025 | TVA_Transmission_2_VACAR | TVA_Transmission | VACAR | Internal | Summer | B2 | 25 | 900 | 0 | 74.25 | 77.58 | 9 | 0
2025 | TVA_Transmission_2_VACAR | TVA_Transmission | VACAR | Internal | Summer | B3 | 75 | 900 | 0 | 71.45 | 77.58 | 9 | 0
2025 | TVA_Transmission_2_VACAR | TVA_Transmission | VACAR | Internal | Summer | B4 | 100 | 900 | 0 | 71.45 | 76.09 | 9 | 0
2025 | TVA_Transmission_2_VACAR | TVA_Transmission | VACAR | Internal | Summer | B5 | 200 | 900 | 0 | 66.95 | 66.95 | 9 | 0
2025 | TVA_Transmission_2_VACAR | TVA_Transmission | VACAR | Internal | Summer | B6 | 300 | 900 | 0 | 56.02 | 57.27 | 9 | 0
2025 | TVA_Transmission_2_VACAR | TVA_Transmission | VACAR | Internal | Summer | B7 | 400 | 900 | 0 | 48.33 | 49.59 | 9 | 0
2025 | TVA_Transmission_2_VACAR | TVA_Transmission | VACAR | Internal | Summer | B8 | 500 | 900 | 0 | 44.67 | 46.45 | 9 | 0
2025 | TVA_Transmission_2_VACAR | TVA_Transmission | VACAR | Internal | Summer | B9 | 800 | 900 | 0 | 43.62 | 44.14 | 9 | 0
2025 | TVA_Transmission_2_VACAR | TVA_Transmission | VACAR | Internal | Summer | B10 | 1262 | 900 | 0 | 40.5 | 42.82 | 9 | 0
2025 | TVA_Transmission_2_VACAR | TVA_Transmission | VACAR | Internal | Winter | B16 | 25 | 900 | 710.56 | 58.99 | 67.99 | 9 | 0
2025 | TVA_Transmission_2_VACAR | TVA_Transmission | VACAR | Internal | Winter | B17 | 100 | 900 | 0 | 51.05 | 53.92 | 9 | 0
2025 | TVA_Transmission_2_VACAR | TVA_Transmission | VACAR | Internal | Winter | B18 | 400 | 900 | 0 | 48.6 | 49.27 | 9 | 0
2025 | TVA_Transmission_2_VACAR | TVA_Transmission | VACAR | Internal | Winter | B19 | 700 | 900 | 0 | 47.2 | 48.99 | 9 | 0
2025 | TVA_Transmission_2_VACAR | TVA_Transmission | VACAR | Internal | Winter | B20 | 935 | 900 | 0 | 44.14 | 44.14 | 9 | 0
2025 | VACAR_2_SOCO | VACAR | SOCO | Internal | Shoulder | B11 | 25 | 3000 | 2110.53 | 64.68 | 71.68 | 7 | 0
2025 | VACAR_2_SOCO | VACAR | SOCO | Internal | Shoulder | B12 | 200 | 3000 | 0 | 52.36 | 49.59 | 7 | 0
2025 | VACAR_2_SOCO | VACAR | SOCO | Internal | Shoulder | B13 | 600 | 3000 | 0 | 48.58 | 44.95 | 7 | 0
2025 | VACAR_2_SOCO | VACAR | SOCO | Internal | Shoulder | B14 | 900 | 3000 | 0 | 48.58 | 44.95 | 7 | 0
2025 | VACAR_2_SOCO | VACAR | SOCO | Internal | Shoulder | B15 | 1203 | 3000 | 0 | 44.72 | 44.95 | 7 | 0
2025 | VACAR_2_SOCO | VACAR | SOCO | Internal | Summer | B1 | 10 | 3000 | 0 | 77.58 | 77.58 | 7 | 0
2025 | VACAR_2_SOCO | VACAR | SOCO | Internal | Summer | B2 | 25 | 3000 | 0 | 77.58 | 73.95 | 7 | 0
2025 | VACAR_2_SOCO | VACAR | SOCO | Internal | Summer | B3 | 75 | 3000 | 0 | 77.58 | 73.95 | 7 | 0
2025 | VACAR_2_SOCO | VACAR | SOCO | Internal | Summer | B4 | 100 | 3000 | 0 | 76.09 | 73.95 | 7 | 0
2025 | VACAR_2_SOCO | VACAR | SOCO | Internal | Summer | B5 | 200 | 3000 | 962.2 | 66.95 | 73.95 | 7 | 0
2025 | VACAR_2_SOCO | VACAR | SOCO | Internal | Summer | B6 | 300 | 3000 | 669.72 | 57.27 | 64.27 | 7 | 0
2025 | VACAR_2_SOCO | VACAR | SOCO | Internal | Summer | B7 | 400 | 3000 | 2395.38 | 49.59 | 56.59 | 7 | 0
2025 | VACAR_2_SOCO | VACAR | SOCO | Internal | Summer | B8 | 500 | 3000 | 0 | 46.45 | 51.28 | 7 | 0
2025 | VACAR_2_SOCO | VACAR | SOCO | Internal | Summer | B9 | 800 | 3000 | 0 | 44.14 | 43.64 | 7 | 0
2025 | VACAR_2_SOCO | VACAR | SOCO | Internal | Summer | B10 | 1262 | 3000 | 0 | 42.82 | 43.55 | 7 | 0
2025 | VACAR_2_SOCO | VACAR | SOCO | Internal | Winter | B16 | 25 | 3000 | 0 | 67.99 | 67.99 | 7 | 0
2025 | VACAR_2_SOCO | VACAR | SOCO | Internal | Winter | B17 | 100 | 3000 | 0 | 53.92 | 53.92 | 7 | 0
2025 | VACAR_2_SOCO | VACAR | SOCO | Internal | Winter | B18 | 400 | 3000 | 0 | 49.27 | 47.83 | 7 | 0
2025 | VACAR_2_SOCO | VACAR | SOCO | Internal | Winter | B19 | 700 | 3000 | 0 | 48.99 | 47.83 | 7 | 0
2025 | VACAR_2_SOCO | VACAR | SOCO | Internal | Winter | B20 | 935 | 3000 | 0 | 44.14 | 47.19 | 7 | 0
2025 | VACAR_2_TVA_Transmission | VACAR | TVA_Transmission | Internal | Shoulder | B11 | 25 | 900 | 0 | 64.68 | 63.43 | 7 | 0
2025 | VACAR_2_TVA_Transmission | VACAR | TVA_Transmission | Internal | Shoulder | B12 | 200 | 900 | 0 | 52.36 | 50.03 | 7 | 0
2025 | VACAR_2_TVA_Transmission | VACAR | TVA_Transmission | Internal | Shoulder | B13 | 600 | 900 | 0 | 48.58 | 47.42 | 7 | 0
2025 | VACAR_2_TVA_Transmission | VACAR | TVA_Transmission | Internal | Shoulder | B14 | 900 | 900 | 0 | 48.58 | 46.49 | 7 | 0
2025 | VACAR_2_TVA_Transmission | VACAR | TVA_Transmission | Internal | Shoulder | B15 | 1203 | 900 | 0 | 44.72 | 44.93 | 7 | 0
2025 | VACAR_2_TVA_Transmission | VACAR | TVA_Transmission | Internal | Summer | B1 | 10 | 900 | 0 | 77.58 | 77.58 | 7 | 0
2025 | VACAR_2_TVA_Transmission | VACAR | TVA_Transmission | Internal | Summer | B2 | 25 | 900 | 0 | 77.58 | 74.25 | 7 | 0
2025 | VACAR_2_TVA_Transmission | VACAR | TVA_Transmission | Internal | Summer | B3 | 75 | 900 | 0 | 77.58 | 71.45 | 7 | 0
2025 | VACAR_2_TVA_Transmission | VACAR | TVA_Transmission | Internal | Summer | B4 | 100 | 900 | 0 | 76.09 | 71.45 | 7 | 0
2025 | VACAR_2_TVA_Transmission | VACAR | TVA_Transmission | Internal | Summer | B5 | 200 | 900 | 0 | 66.95 | 66.95 | 7 | 0
2025 | VACAR_2_TVA_Transmission | VACAR | TVA_Transmission | Internal | Summer | B6 | 300 | 900 | 0 | 57.27 | 56.02 | 7 | 0
2025 | VACAR_2_TVA_Transmission | VACAR | TVA_Transmission | Internal | Summer | B7 | 400 | 900 | 0 | 49.59 | 48.33 | 7 | 0
2025 | VACAR_2_TVA_Transmission | VACAR | TVA_Transmission | Internal | Summer | B8 | 500 | 900 | 0 | 46.45 | 44.67 | 7 | 0
2025 | VACAR_2_TVA_Transmission | VACAR | TVA_Transmission | Internal | Summer | B9 | 800 | 900 | 0 | 44.14 | 43.62 | 7 | 0
2025 | VACAR_2_TVA_Transmission | VACAR | TVA_Transmission | Internal | Summer | B10 | 1262 | 900 | 0 | 42.82 | 40.5 | 7 | 0
2025 | VACAR_2_TVA_Transmission | VACAR | TVA_Transmission | Internal | Winter | B16 | 25 | 900 | 0 | 67.99 | 58.99 | 7 | 0
2025 | VACAR_2_TVA_Transmission | VACAR | TVA_Transmission | Internal | Winter | B17 | 100 | 900 | 0 | 53.92 | 51.05 | 7 | 0
2025 | VACAR_2_TVA_Transmission | VACAR | TVA_Transmission | Internal | Winter | B18 | 400 | 900 | 0 | 49.27 | 48.6 | 7 | 0
2025 | VACAR_2_TVA_Transmission | VACAR | TVA_Transmission | Internal | Winter | B19 | 700 | 900 | 0 | 48.99 | 47.2 | 7 | 0
2025 | VACAR_2_TVA_Transmission | VACAR | TVA_Transmission | Internal | Winter | B20 | 935 | 900 | 0 | 44.14 | 44.14 | 7 | 0
2030 | ENT_2_MISO_MO-IL | ENT | MISO_MO-IL | Internal | Shoulder | B11 | 25 | 2260 | 0 | 51.98 | 51.98 | 8 | 0
2030 | ENT_2_MISO_MO-IL | ENT | MISO_MO-IL | Internal | Shoulder | B12 | 200 | 2260 | 0 | 44.06 | 44.06 | 8 | 0
2030 | ENT_2_MISO_MO-IL | ENT | MISO_MO-IL | Internal | Shoulder | B13 | 600 | 2260 | 0 | 39.47 | 39.61 | 8 | 0
2030 | ENT_2_MISO_MO-IL | ENT | MISO_MO-IL | Internal | Shoulder | B14 | 900 | 2260 | 0 | 38.85 | 38.85 | 8 | 0
2030 | ENT_2_MISO_MO-IL | ENT | MISO_MO-IL | Internal | Shoulder | B15 | 1203 | 2260 | 0 | 32.39 | 35.17 | 8 | 0
2030 | ENT_2_MISO_MO-IL | ENT | MISO_MO-IL | Internal | Summer | B1 | 10 | 2260 | 0 | 71.85 | 71.85 | 8 | 0
2030 | ENT_2_MISO_MO-IL | ENT | MISO_MO-IL | Internal | Summer | B2 | 25 | 2260 | 0 | 67.69 | 70.66 | 8 | 0
2030 | ENT_2_MISO_MO-IL | ENT | MISO_MO-IL | Internal | Summer | B3 | 75 | 2260 | 0 | 67.93 | 67.93 | 8 | 0
2030 | ENT_2_MISO_MO-IL | ENT | MISO_MO-IL | Internal | Summer | B4 | 100 | 2260 | 0 | 66.96 | 66.96 | 8 | 0
2030 | ENT_2_MISO_MO-IL | ENT | MISO_MO-IL | Internal | Summer | B5 | 200 | 2260 | 0 | 60.62 | 60.62 | 8 | 0
2030 | ENT_2_MISO_MO-IL | ENT | MISO_MO-IL | Internal | Summer | B6 | 300 | 2260 | 0 | 49.02 | 49.02 | 8 | 0
2030 | ENT_2_MISO_MO-IL | ENT | MISO_MO-IL | Internal | Summer | B7 | 400 | 2260 | 0 | 45.68 | 42.11 | 8 | 0
2030 | ENT_2_MISO_MO-IL | ENT | MISO_MO-IL | Internal | Summer | B8 | 500 | 2260 | 0 | 43.87 | 39.07 | 8 | 0
2030 | ENT_2_MISO_MO-IL | ENT | MISO_MO-IL | Internal | Summer | B9 | 800 | 2260 | 0 | 40.46 | 36.67 | 8 | 0
2030 | ENT_2_MISO_MO-IL | ENT | MISO_MO-IL | Internal | Summer | B10 | 1262 | 2260 | 0 | 33.2 | 33.18 | 8 | 0
2030 | ENT_2_MISO_MO-IL | ENT | MISO_MO-IL | Internal | Winter | B16 | 25 | 2260 | 0 | 48.62 | 52.31 | 8 | 0
2030 | ENT_2_MISO_MO-IL | ENT | MISO_MO-IL | Internal | Winter | B17 | 100 | 2260 | 0 | 44.06 | 47.28 | 8 | 0
2030 | ENT_2_MISO_MO-IL | ENT | MISO_MO-IL | Internal | Winter | B18 | 400 | 2260 | 0 | 40.91 | 40.73 | 8 | 0
2030 | ENT_2_MISO_MO-IL | ENT | MISO_MO-IL | Internal | Winter | B19 | 700 | 2260 | 0 | 38.38 | 39.07 | 8 | 0
2030 | ENT_2_MISO_MO-IL | ENT | MISO_MO-IL | Internal | Winter | B20 | 935 | 2260 | 0 | 32.74 | 34.57 | 8 | 0
2030 | ENT_2_SOCO | ENT | SOCO | Internal | Shoulder | B11 | 25 | 2431 | 2431 | 51.98 | 68.98 | 8 | 9
2030 | ENT_2_SOCO | ENT | SOCO | Internal | Shoulder | B12 | 200 | 2431 | 0 | 44.06 | 49.18 | 8 | 0
2030 | ENT_2_SOCO | ENT | SOCO | Internal | Shoulder | B13 | 600 | 2431 | 1351.3 | 39.47 | 47.47 | 8 | 0
2030 | ENT_2_SOCO | ENT | SOCO | Internal | Shoulder | B14 | 900 | 2431 | 2431 | 38.85 | 47.47 | 8 | 0.62
2030 | ENT_2_SOCO | ENT | SOCO | Internal | Shoulder | B15 | 1203 | 2431 | 2431 | 32.39 | 47.47 | 8 | 7.09
2030 | ENT_2_SOCO | ENT | SOCO | Internal | Summer | B1 | 10 | 2431 | 2431 | 71.85 | 87.82 | 8 | 7.97
2030 | ENT_2_SOCO | ENT | SOCO | Internal | Summer | B2 | 25 | 2431 | 2431 | 67.69 | 77.81 | 8 | 2.13
2030 | ENT_2_SOCO | ENT | SOCO | Internal | Summer | B3 | 75 | 2431 | 2431 | 67.93 | 77.81 | 8 | 1.88
2030 | ENT_2_SOCO | ENT | SOCO | Internal | Summer | B4 | 100 | 2431 | 2431 | 66.96 | 77.81 | 8 | 2.85
2030 | ENT_2_SOCO | ENT | SOCO | Internal | Summer | B5 | 200 | 2431 | 2431 | 60.62 | 77.62 | 8 | 9
2030 | ENT_2_SOCO | ENT | SOCO | Internal | Summer | B6 | 300 | 2431 | 2431 | 49.02 | 66.01 | 8 | 8.99
2030 | ENT_2_SOCO | ENT | SOCO | Internal | Summer | B7 | 400 | 2431 | 2431 | 45.68 | 58.29 | 8 | 4.61
2030 | ENT_2_SOCO | ENT | SOCO | Internal | Summer | B8 | 500 | 2431 | 168.94 | 43.87 | 51.87 | 8 | 0
2030 | ENT_2_SOCO | ENT | SOCO | Internal | Summer | B9 | 800 | 2431 | 0 | 40.46 | 45.97 | 8 | 0
2030 | ENT_2_SOCO | ENT | SOCO | Internal | Summer | B10 | 1262 | 2431 | 2431 | 33.2 | 45.97 | 8 | 4.78
2030 | ENT_2_SOCO | ENT | SOCO | Internal | Winter | B16 | 25 | 2431 | 2431 | 48.62 | 69.31 | 8 | 12.69
2030 | ENT_2_SOCO | ENT | SOCO | Internal | Winter | B17 | 100 | 2431 | 2431 | 44.06 | 52.46 | 8 | 0.39
2030 | ENT_2_SOCO | ENT | SOCO | Internal | Winter | B18 | 400 | 2431 | 2431 | 40.91 | 50.64 | 8 | 1.73
2030 | ENT_2_SOCO | ENT | SOCO | Internal | Winter | B19 | 700 | 2431 | 2431 | 38.38 | 50.64 | 8 | 4.25
2030 | ENT_2_SOCO | ENT | SOCO | Internal | Winter | B20 | 935 | 2431 | 2431 | 32.74 | 49.86 | 8 | 9.12
2030 | ENT_2_TVA_Transmission | ENT | TVA_Transmission | Internal | Shoulder | B11 | 25 | 2100 | 1297 | 51.98 | 59.98 | 8 | 0
2030 | ENT_2_TVA_Transmission | ENT | TVA_Transmission | Internal | Shoulder | B12 | 200 | 2100 | 0 | 44.06 | 49.89 | 8 | 0
2030 | ENT_2_TVA_Transmission | ENT | TVA_Transmission | Internal | Shoulder | B13 | 600 | 2100 | 0 | 39.47 | 47.08 | 8 | 0
2030 | ENT_2_TVA_Transmission | ENT | TVA_Transmission | Internal | Shoulder | B14 | 900 | 2100 | 1662.6 | 38.85 | 46.85 | 8 | 0
2030 | ENT_2_TVA_Transmission | ENT | TVA_Transmission | Internal | Shoulder | B15 | 1203 | 2100 | 2100 | 32.39 | 43.17 | 8 | 2.79
2030 | ENT_2_TVA_Transmission | ENT | TVA_Transmission | Internal | Summer | B1 | 10 | 2100 | 767.66 | 71.85 | 79.85 | 8 | 0
2030 | ENT_2_TVA_Transmission | ENT | TVA_Transmission | Internal | Summer | B2 | 25 | 2100 | 44.22 | 67.69 | 75.69 | 8 | 0
2030 | ENT_2_TVA_Transmission | ENT | TVA_Transmission | Internal | Summer | B3 | 75 | 2100 | 0 | 67.93 | 75.28 | 8 | 0
2030 | ENT_2_TVA_Transmission | ENT | TVA_Transmission | Internal | Summer | B4 | 100 | 2100 | 0 | 66.96 | 74.66 | 8 | 0
2030 | ENT_2_TVA_Transmission | ENT | TVA_Transmission | Internal | Summer | B5 | 200 | 2100 | 61.15 | 60.62 | 68.62 | 8 | 0
2030 | ENT_2_TVA_Transmission | ENT | TVA_Transmission | Internal | Summer | B6 | 300 | 2100 | 0.01 | 49.02 | 57.01 | 8 | 0
2030 | ENT_2_TVA_Transmission | ENT | TVA_Transmission | Internal | Summer | B7 | 400 | 2100 | 0 | 45.68 | 49.58 | 8 | 0
2030 | ENT_2_TVA_Transmission | ENT | TVA_Transmission | Internal | Summer | B8 | 500 | 2100 | 0 | 43.87 | 46.01 | 8 | 0
2030 | ENT_2_TVA_Transmission | ENT | TVA_Transmission | Internal | Summer | B9 | 800 | 2100 | 0 | 40.46 | 44.66 | 8 | 0
2030 | ENT_2_TVA_Transmission | ENT | TVA_Transmission | Internal | Summer | B10 | 1262 | 2100 | 0 | 33.2 | 41.18 | 8 | 0
2030 | ENT_2_TVA_Transmission | ENT | TVA_Transmission | Internal | Winter | B16 | 25 | 2100 | 2100 | 48.62 | 60.31 | 8 | 3.69
2030 | ENT_2_TVA_Transmission | ENT | TVA_Transmission | Internal | Winter | B17 | 100 | 2100 | 0.02 | 44.06 | 52.05 | 8 | 0
2030 | ENT_2_TVA_Transmission | ENT | TVA_Transmission | Internal | Winter | B18 | 400 | 2100 | 0 | 40.91 | 48.73 | 8 | 0
2030 | ENT_2_TVA_Transmission | ENT | TVA_Transmission | Internal | Winter | B19 | 700 | 2100 | 719.91 | 38.38 | 46.38 | 8 | 0
2030 | ENT_2_TVA_Transmission | ENT | TVA_Transmission | Internal | Winter | B20 | 935 | 2100 | 2100 | 32.74 | 42.57 | 8 | 1.83
2030 | HQ_NEISO_2_NEISO | HQ_NEISO | NEISO | Internal | Shoulder | B11 | 25 | 99999 | 4523.29 | 38.39 | 38.4 | 0.01 | 0
2030 | HQ_NEISO_2_NEISO | HQ_NEISO | NEISO | Internal | Shoulder | B12 | 200 | 99999 | 4507.22 | 38.39 | 38.4 | 0.01 | 0
2030 | HQ_NEISO_2_NEISO | HQ_NEISO | NEISO | Internal | Shoulder | B13 | 600 | 99999 | 4443.92 | 38.39 | 38.4 | 0.01 | 0
2030 | HQ_NEISO_2_NEISO | HQ_NEISO | NEISO | Internal | Shoulder | B14 | 900 | 99999 | 4333.2 | 38.39 | 38.4 | 0.01 | 0
2030 | HQ_NEISO_2_NEISO | HQ_NEISO | NEISO | Internal | Shoulder | B15 | 1203 | 99999 | 2251.49 | 38.39 | 38.4 | 0.01 | 0
2030 | HQ_NEISO_2_NEISO | HQ_NEISO | NEISO | Internal | Summer | B1 | 10 | 99999 | 5420 | 57.52 | 57.53 | 0.01 | 0
2030 | HQ_NEISO_2_NEISO | HQ_NEISO | NEISO | Internal | Summer | B2 | 25 | 99999 | 5313.73 | 52.12 | 52.13 | 0.01 | 0
2030 | HQ_NEISO_2_NEISO | HQ_NEISO | NEISO | Internal | Summer | B3 | 75 | 99999 | 5101.91 | 45.57 | 45.58 | 0.01 | 0
2030 | HQ_NEISO_2_NEISO | HQ_NEISO | NEISO | Internal | Summer | B4 | 100 | 99999 | 4919.84 | 36.77 | 36.79 | 0.01 | 0
2030 | HQ_NEISO_2_NEISO | HQ_NEISO | NEISO | Internal | Summer | B5 | 200 | 99999 | 4820.81 | 36.77 | 36.79 | 0.01 | 0
2030 | HQ_NEISO_2_NEISO | HQ_NEISO | NEISO | Internal | Summer | B6 | 300 | 99999 | 4709.12 | 36.77 | 36.79 | 0.01 | 0
2030 | HQ_NEISO_2_NEISO | HQ_NEISO | NEISO | Internal | Summer | B7 | 400 | 99999 | 4581.14 | 36.77 | 36.79 | 0.01 | 0
2030 | HQ_NEISO_2_NEISO | HQ_NEISO | NEISO | Internal | Summer | B8 | 500 | 99999 | 4480.51 | 36.77 | 36.79 | 0.01 | 0
2030 | HQ_NEISO_2_NEISO | HQ_NEISO | NEISO | Internal | Summer | B9 | 800 | 99999 | 4357.25 | 36.77 | 36.79 | 0.01 | 0
2030 | HQ_NEISO_2_NEISO | HQ_NEISO | NEISO | Internal | Summer | B10 | 1262 | 99999 | 1940.57 | 36.77 | 36.79 | 0.01 | 0
2030 | HQ_NEISO_2_NEISO | HQ_NEISO | NEISO | Internal | Winter | B16 | 25 | 99999 | 4746.16 | 50.76 | 50.77 | 0.01 | 0
2030 | HQ_NEISO_2_NEISO | HQ_NEISO | NEISO | Internal | Winter | B17 | 100 | 99999 | 4656.71 | 49.01 | 49.02 | 0.01 | 0
2030 | HQ_NEISO_2_NEISO | HQ_NEISO | NEISO | Internal | Winter | B18 | 400 | 99999 | 4588.26 | 46.69 | 46.7 | 0.01 | 0
2030 | HQ_NEISO_2_NEISO | HQ_NEISO | NEISO | Internal | Winter | B19 | 700 | 99999 | 4460.73 | 46.69 | 46.7 | 0.01 | 0
2030 | HQ_NEISO_2_NEISO | HQ_NEISO | NEISO | Internal | Winter | B20 | 935 | 99999 | 2471.08 | 46.69 | 46.7 | 0.01 | 0
2030 | HQ_NY_2_NYISO_A-F | HQ_NY | NYISO_A-F | Internal | Shoulder | B11 | 25 | 99999 | 2812.27 | 43.33 | 43.34 | 0.01 | 0
2030 | HQ_NY_2_NYISO_A-F | HQ_NY | NYISO_A-F | Internal | Shoulder | B12 | 200 | 99999 | 2847.69 | 43.33 | 43.34 | 0.01 | 0
2030 | HQ_NY_2_NYISO_A-F | HQ_NY | NYISO_A-F | Internal | Shoulder | B13 | 600 | 99999 | 2781.85 | 41.39 | 41.4 | 0.01 | 0
2030 | HQ_NY_2_NYISO_A-F | HQ_NY | NYISO_A-F | Internal | Shoulder | B14 | 900 | 99999 | 2673.14 | 41.39 | 41.4 | 0.01 | 0
2030 | HQ_NY_2_NYISO_A-F | HQ_NY | NYISO_A-F | Internal | Shoulder | B15 | 1203 | 99999 | 1582.7 | 41.39 | 41.4 | 0.01 | 0
2030 | HQ_NY_2_NYISO_A-F | HQ_NY | NYISO_A-F | Internal | Summer | B1 | 10 | 99999 | 3500 | 55.12 | 55.13 | 0.01 | 0
2030 | HQ_NY_2_NYISO_A-F | HQ_NY | NYISO_A-F | Internal | Summer | B2 | 25 | 99999 | 3406.62 | 55.12 | 55.13 | 0.01 | 0
2030 | HQ_NY_2_NYISO_A-F | HQ_NY | NYISO_A-F | Internal | Summer | B3 | 75 | 99999 | 3266.6 | 53.11 | 53.12 | 0.01 | 0
2030 | HQ_NY_2_NYISO_A-F | HQ_NY | NYISO_A-F | Internal | Summer | B4 | 100 | 99999 | 3116.28 | 53.11 | 53.12 | 0.01 | 0
2030 | HQ_NY_2_NYISO_A-F | HQ_NY | NYISO_A-F | Internal | Summer | B5 | 200 | 99999 | 3025.49 | 49.51 | 49.52 | 0.01 | 0
2030 | HQ_NY_2_NYISO_A-F | HQ_NY | NYISO_A-F | Internal | Summer | B6 | 300 | 99999 | 2934.86 | 44.13 | 44.14 | 0.01 | 0
2030 | HQ_NY_2_NYISO_A-F | HQ_NY | NYISO_A-F | Internal | Summer | B7 | 400 | 99999 | 2830.75 | 42.01 | 42.02 | 0.01 | 0
2030 | HQ_NY_2_NYISO_A-F | HQ_NY | NYISO_A-F | Internal | Summer | B8 | 500 | 99999 | 2760.25 | 39.56 | 39.57 | 0.01 | 0
2030 | HQ_NY_2_NYISO_A-F | HQ_NY | NYISO_A-F | Internal | Summer | B9 | 800 | 99999 | 2664.71 | 39.56 | 39.57 | 0.01 | 0
2030 | HQ_NY_2_NYISO_A-F | HQ_NY | NYISO_A-F | Internal | Summer | B10 | 1262 | 99999 | 1436.31 | 39.56 | 39.57 | 0.01 | 0
2030 | HQ_NY_2_NYISO_A-F | HQ_NY | NYISO_A-F | Internal | Winter | B16 | 25 | 99999 | 3058.87 | 47.76 | 47.77 | 0.01 | 0
2030 | HQ_NY_2_NYISO_A-F | HQ_NY | NYISO_A-F | Internal | Winter | B17 | 100 | 99999 | 3001.1 | 46.01 | 46.02 | 0.01 | 0
2030 | HQ_NY_2_NYISO_A-F | HQ_NY | NYISO_A-F | Internal | Winter | B18 | 400 | 99999 | 2934.69 | 44.1 | 44.11 | 0.01 | 0
2030 | HQ_NY_2_NYISO_A-F | HQ_NY | NYISO_A-F | Internal | Winter | B19 | 700 | 99999 | 2819.07 | 43.69 | 43.7 | 0.01 | 0
2030 | HQ_NY_2_NYISO_A-F | HQ_NY | NYISO_A-F | Internal | Winter | B20 | 935 | 99999 | 1762.97 | 43.69 | 43.7 | 0.01 | 0
2030 | HQ_IESO_2_IESO | HQ_IESO | IESO | Internal | Shoulder | B11 | 25 | 99999 | 400 | 36.33 | 36.34 | 0.01 | 0
2030 | HQ_IESO_2_IESO | HQ_IESO | IESO | Internal | Shoulder | B12 | 200 | 99999 | 400 | 36.33 | 36.34 | 0.01 | 0
2030 | HQ_IESO_2_IESO | HQ_IESO | IESO | Internal | Shoulder | B13 | 600 | 99999 | 400 | 34.39 | 34.4 | 0.01 | 0
2030 | HQ_IESO_2_IESO | HQ_IESO | IESO | Internal | Shoulder | B14 | 900 | 99999 | 400 | 34.39 | 34.4 | 0.01 | 0
2030 | HQ_IESO_2_IESO | HQ_IESO | IESO | Internal | Shoulder | B15 | 1203 | 99999 | 75.48 | 34.39 | 34.4 | 0.01 | 0
2030 | HQ_IESO_2_IESO | HQ_IESO | IESO | Internal | Summer | B1 | 10 | 99999 | 400 | 48.12 | 48.13 | 0.01 | 0
2030 | HQ_IESO_2_IESO | HQ_IESO | IESO | Internal | Summer | B2 | 25 | 99999 | 400 | 48.12 | 48.13 | 0.01 | 0
2030 | HQ_IESO_2_IESO | HQ_IESO | IESO | Internal | Summer | B3 | 75 | 99999 | 400 | 46.11 | 46.12 | 0.01 | 0
2030 | HQ_IESO_2_IESO | HQ_IESO | IESO | Internal | Summer | B4 | 100 | 99999 | 400 | 46.11 | 46.12 | 0.01 | 0
2030 | HQ_IESO_2_IESO | HQ_IESO | IESO | Internal | Summer | B5 | 200 | 99999 | 400 | 42.51 | 42.52 | 0.01 | 0
2030 | HQ_IESO_2_IESO | HQ_IESO | IESO | Internal | Summer | B6 | 300 | 99999 | 400 | 41.16 | 41.17 | 0.01 | 0
2030 | HQ_IESO_2_IESO | HQ_IESO | IESO | Internal | Summer | B7 | 400 | 99999 | 400 | 35.01 | 35.02 | 0.01 | 0
2030 | HQ_IESO_2_IESO | HQ_IESO | IESO | Internal | Summer | B8 | 500 | 99999 | 400 | 32.09 | 32.1 | 0.01 | 0
2030 | HQ_IESO_2_IESO | HQ_IESO | IESO | Internal | Summer | B9 | 800 | 99999 | 400 | 32.09 | 32.1 | 0.01 | 0
2030 | HQ_IESO_2_IESO | HQ_IESO | IESO | Internal | Summer | B10 | 1262 | 99999 | 12.04 | 32.09 | 32.1 | 0.01 | 0
2030 | HQ_IESO_2_IESO | HQ_IESO | IESO | Internal | Winter | B16 | 25 | 99999 | 400 | 40.76 | 40.77 | 0.01 | 0
2030 | HQ_IESO_2_IESO | HQ_IESO | IESO | Internal | Winter | B17 | 100 | 99999 | 400 | 39.01 | 39.02 | 0.01 | 0
2030 | HQ_IESO_2_IESO | HQ_IESO | IESO | Internal | Winter | B18 | 400 | 99999 | 400 | 37.1 | 37.11 | 0.01 | 0
2030 | HQ_IESO_2_IESO | HQ_IESO | IESO | Internal | Winter | B19 | 700 | 99999 | 400 | 36.69 | 36.7 | 0.01 | 0
2030 | HQ_IESO_2_IESO | HQ_IESO | IESO | Internal | Winter | B20 | 935 | 99999 | 91.98 | 36.69 | 36.7 | 0.01 | 0
2030 | IESO_2_MAPP_CA | IESO | MAPP_CA | Internal | Shoulder | B11 | 25 | 262 | 0 | 36.34 | 29.43 | 7 | 0
2030 | IESO_2_MAPP_CA | IESO | MAPP_CA | Internal | Shoulder | B12 | 200 | 262 | 0 | 36.34 | 30.05 | 7 | 0
2030 | IESO_2_MAPP_CA | IESO | MAPP_CA | Internal | Shoulder | B13 | 600 | 262 | 0 | 34.4 | 29.43 | 7 | 0
2030 | IESO_2_MAPP_CA | IESO | MAPP_CA | Internal | Shoulder | B14 | 900 | 262 | 0 | 34.4 | 29.43 | 7 | 0
2030 | IESO_2_MAPP_CA | IESO | MAPP_CA | Internal | Shoulder | B15 | 1203 | 262 | 0 | 34.4 | 29.43 | 7 | 0
2030 | IESO_2_MAPP_CA | IESO | MAPP_CA | Internal | Summer | B1 | 10 | 262 | 0 | 48.13 | 33.17 | 7 | 0
2030 | IESO_2_MAPP_CA | IESO | MAPP_CA | Internal | Summer | B2 | 25 | 262 | 0 | 48.13 | 33.17 | 7 | 0
2030 | IESO_2_MAPP_CA | IESO | MAPP_CA | Internal | Summer | B3 | 75 | 262 | 0 | 46.12 | 33.17 | 7 | 0
2030 | IESO_2_MAPP_CA | IESO | MAPP_CA | Internal | Summer | B4 | 100 | 262 | 0 | 46.12 | 33.17 | 7 | 0
2030 | IESO_2_MAPP_CA | IESO | MAPP_CA | Internal | Summer | B5 | 200 | 262 | 0 | 42.52 | 33.17 | 7 | 0
2030 | IESO_2_MAPP_CA | IESO | MAPP_CA | Internal | Summer | B6 | 300 | 262 | 0 | 41.17 | 33.17 | 7 | 0
2030 | IESO_2_MAPP_CA | IESO | MAPP_CA | Internal | Summer | B7 | 400 | 262 | 0 | 35.02 | 33.17 | 7 | 0
2030 | IESO_2_MAPP_CA | IESO | MAPP_CA | Internal | Summer | B8 | 500 | 262 | 0 | 32.1 | 33.17 | 7 | 0
2030 | IESO_2_MAPP_CA | IESO | MAPP_CA | Internal | Summer | B9 | 800 | 262 | 0 | 32.1 | 33.17 | 7 | 0
2030 | IESO_2_MAPP_CA | IESO | MAPP_CA | Internal | Summer | B10 | 1262 | 262 | 0 | 32.1 | 33.17 | 7 | 0
2030 | IESO_2_MAPP_CA | IESO | MAPP_CA | Internal | Winter | B16 | 25 | 262 | 0 | 40.77 | 31.02 | 7 | 0
2030 | IESO_2_MAPP_CA | IESO | MAPP_CA | Internal | Winter | B17 | 100 | 262 | 0 | 39.02 | 31.02 | 7 | 0
2030 | IESO_2_MAPP_CA | IESO | MAPP_CA | Internal | Winter | B18 | 400 | 262 | 0 | 37.11 | 36.76 | 7 | 0
2030 | IESO_2_MAPP_CA | IESO | MAPP_CA | Internal | Winter | B19 | 700 | 262 | 0 | 36.7 | 36.76 | 7 | 0
2030 | IESO_2_MAPP_CA | IESO | MAPP_CA | Internal | Winter | B20 | 935 | 262 | 0 | 36.7 | 31.02 | 7 | 0
2030 | IESO_2_MISO_MI | IESO | MISO_MI | Internal | Shoulder | B11 | 25 | 1840 | 1840 | 36.34 | 52.12 | 7 | 8.78
2030 | IESO_2_MISO_MI | IESO | MISO_MI | Internal | Shoulder | B12 | 200 | 1840 | 1840 | 36.34 | 45.24 | 7 | 1.9
2030 | IESO_2_MISO_MI | IESO | MISO_MI | Internal | Shoulder | B13 | 600 | 1840 | 1840 | 34.4 | 42.41 | 7 | 1.01
2030 | IESO_2_MISO_MI | IESO | MISO_MI | Internal | Shoulder | B14 | 900 | 1840 | 1566.72 | 34.4 | 41.4 | 7 | 0
2030 | IESO_2_MISO_MI | IESO | MISO_MI | Internal | Shoulder | B15 | 1203 | 1840 | 0 | 34.4 | 37.41 | 7 | 0
2030 | IESO_2_MISO_MI | IESO | MISO_MI | Internal | Summer | B1 | 10 | 1840 | 1840 | 48.13 | 72.23 | 7 | 17.09
2030 | IESO_2_MISO_MI | IESO | MISO_MI | Internal | Summer | B2 | 25 | 1840 | 1840 | 48.13 | 70.68 | 7 | 15.55
2030 | IESO_2_MISO_MI | IESO | MISO_MI | Internal | Summer | B3 | 75 | 1840 | 1840 | 46.12 | 67.93 | 7 | 14.81
2030 | IESO_2_MISO_MI | IESO | MISO_MI | Internal | Summer | B4 | 100 | 1840 | 1840 | 46.12 | 66.95 | 7 | 13.82
2030 | IESO_2_MISO_MI | IESO | MISO_MI | Internal | Summer | B5 | 200 | 1840 | 1840 | 42.52 | 60.62 | 7 | 11.09
2030 | IESO_2_MISO_MI | IESO | MISO_MI | Internal | Summer | B6 | 300 | 1840 | 1840 | 41.17 | 49.05 | 7 | 0.87
2030 | IESO_2_MISO_MI | IESO | MISO_MI | Internal | Summer | B7 | 400 | 1840 | 1840 | 35.02 | 42.13 | 7 | 0.11
2030 | IESO_2_MISO_MI | IESO | MISO_MI | Internal | Summer | B8 | 500 | 1840 | 1467.93 | 32.1 | 39.1 | 7 | 0
2030 | IESO_2_MISO_MI | IESO | MISO_MI | Internal | Summer | B9 | 800 | 1840 | 0 | 32.1 | 36.7 | 7 | 0
2030 | IESO_2_MISO_MI | IESO | MISO_MI | Internal | Summer | B10 | 1262 | 1840 | 0 | 32.1 | 35 | 7 | 0
2030 | IESO_2_MISO_MI | IESO | MISO_MI | Internal | Winter | B16 | 25 | 1840 | 1840 | 40.77 | 52.33 | 7 | 4.57
2030 | IESO_2_MISO_MI | IESO | MISO_MI | Internal | Winter | B17 | 100 | 1840 | 1840 | 39.02 | 48.15 | 7 | 2.13
2030 | IESO_2_MISO_MI | IESO | MISO_MI | Internal | Winter | B18 | 400 | 1840 | 1840 | 37.11 | 44.26 | 7 | 0.15
2030 | IESO_2_MISO_MI | IESO | MISO_MI | Internal | Winter | B19 | 700 | 1840 | 0 | 36.7 | 43.26 | 7 | 0
2030 | IESO_2_MISO_MI | IESO | MISO_MI | Internal | Winter | B20 | 935 | 1840 | 0 | 36.7 | 35.28 | 7 | 0
2030 | IESO_2_MISO_W | IESO | MISO_W | Internal | Shoulder | B11 | 25 | 214 | 214 | 36.34 | 51.96 | 7 | 8.62
2030 | IESO_2_MISO_W | IESO | MISO_W | Internal | Shoulder | B12 | 200 | 214 | 214 | 36.34 | 44.05 | 7 | 0.71
2030 | IESO_2_MISO_W | IESO | MISO_W | Internal | Shoulder | B13 | 600 | 214 | 0 | 34.4 | 39.46 | 7 | 0
2030 | IESO_2_MISO_W | IESO | MISO_W | Internal | Shoulder | B14 | 900 | 214 | 0 | 34.4 | 32.24 | 7 | 0
2030 | IESO_2_MISO_W | IESO | MISO_W | Internal | Shoulder | B15 | 1203 | 214 | 0 | 34.4 | 29.42 | 7 | 0
2030 | IESO_2_MISO_W | IESO | MISO_W | Internal | Summer | B1 | 10 | 214 | 214 | 48.13 | 71.83 | 7 | 16.7
2030 | IESO_2_MISO_W | IESO | MISO_W | Internal | Summer | B2 | 25 | 214 | 214 | 48.13 | 67.68 | 7 | 12.54
2030 | IESO_2_MISO_W | IESO | MISO_W | Internal | Summer | B3 | 75 | 214 | 214 | 46.12 | 67.92 | 7 | 14.79
2030 | IESO_2_MISO_W | IESO | MISO_W | Internal | Summer | B4 | 100 | 214 | 214 | 46.12 | 66.95 | 7 | 13.82
2030 | IESO_2_MISO_W | IESO | MISO_W | Internal | Summer | B5 | 200 | 214 | 214 | 42.52 | 60.6 | 7 | 11.08
2030 | IESO_2_MISO_W | IESO | MISO_W | Internal | Summer | B6 | 300 | 214 | 214 | 41.17 | 49.01 | 7 | 0.84
2030 | IESO_2_MISO_W | IESO | MISO_W | Internal | Summer | B7 | 400 | 214 | 214 | 35.02 | 42.09 | 7 | 0.08
2030 | IESO_2_MISO_W | IESO | MISO_W | Internal | Summer | B8 | 500 | 214 | 0 | 32.1 | 39.06 | 7 | 0
2030 | IESO_2_MISO_W | IESO | MISO_W | Internal | Summer | B9 | 800 | 214 | 0 | 32.1 | 36.66 | 7 | 0
2030 | IESO_2_MISO_W | IESO | MISO_W | Internal | Summer | B10 | 1262 | 214 | 0 | 32.1 | 33.17 | 7 | 0
2030 | IESO_2_MISO_W | IESO | MISO_W | Internal | Winter | B16 | 25 | 214 | 0 | 40.77 | 31.01 | 7 | 0
2030 | IESO_2_MISO_W | IESO | MISO_W | Internal | Winter | B17 | 100 | 214 | 0 | 39.02 | 31.04 | 7 | 0
2030 | IESO_2_MISO_W | IESO | MISO_W | Internal | Winter | B18 | 400 | 214 | 0 | 37.11 | 36.77 | 7 | 0
2030 | IESO_2_MISO_W | IESO | MISO_W | Internal | Winter | B19 | 700 | 214 | 0 | 36.7 | 36.77 | 7 | 0
2030 | IESO_2_MISO_W | IESO | MISO_W | Internal | Winter | B20 | 935 | 214 | 0 | 36.7 | 30.1 | 7 | 0
2030 | IESO_2_NYISO_A-F | IESO | NYISO_A-F | Internal | Shoulder | B11 | 25 | 1725 | 465.05 | 36.34 | 43.34 | 7 | 0
2030 | IESO_2_NYISO_A-F | IESO | NYISO_A-F | Internal | Shoulder | B12 | 200 | 1725 | 250.56 | 36.34 | 43.34 | 7 | 0
2030 | IESO_2_NYISO_A-F | IESO | NYISO_A-F | Internal | Shoulder | B13 | 600 | 1725 | 727.63 | 34.4 | 41.4 | 7 | 0
2030 | IESO_2_NYISO_A-F | IESO | NYISO_A-F | Internal | Shoulder | B14 | 900 | 1725 | 94.14 | 34.4 | 41.4 | 7 | 0
2030 | IESO_2_NYISO_A-F | IESO | NYISO_A-F | Internal | Shoulder | B15 | 1203 | 1725 | 41.01 | 34.4 | 41.4 | 7 | 0
2030 | IESO_2_NYISO_A-F | IESO | NYISO_A-F | Internal | Summer | B1 | 10 | 1725 | 338.5 | 48.13 | 55.13 | 7 | 0
2030 | IESO_2_NYISO_A-F | IESO | NYISO_A-F | Internal | Summer | B2 | 25 | 1725 | 919.28 | 48.13 | 55.13 | 7 | 0
2030 | IESO_2_NYISO_A-F | IESO | NYISO_A-F | Internal | Summer | B3 | 75 | 1725 | 616.66 | 46.12 | 53.12 | 7 | 0
2030 | IESO_2_NYISO_A-F | IESO | NYISO_A-F | Internal | Summer | B4 | 100 | 1725 | 369.12 | 46.12 | 53.12 | 7 | 0
2030 | IESO_2_NYISO_A-F | IESO | NYISO_A-F | Internal | Summer | B5 | 200 | 1725 | 177.98 | 42.52 | 49.52 | 7 | 0
2030 | IESO_2_NYISO_A-F | IESO | NYISO_A-F | Internal | Summer | B6 | 300 | 1725 | 0 | 41.17 | 44.14 | 7 | 0
2030 | IESO_2_NYISO_A-F | IESO | NYISO_A-F | Internal | Summer | B7 | 400 | 1725 | 620.25 | 35.02 | 42.02 | 7 | 0
2030 | IESO_2_NYISO_A-F | IESO | NYISO_A-F | Internal | Summer | B8 | 500 | 1725 | 1725 | 32.1 | 39.57 | 7 | 0.47
2030 | IESO_2_NYISO_A-F | IESO | NYISO_A-F | Internal | Summer | B9 | 800 | 1725 | 1725 | 32.1 | 39.57 | 7 | 0.47
2030 | IESO_2_NYISO_A-F | IESO | NYISO_A-F | Internal | Summer | B10 | 1262 | 1725 | 1725 | 32.1 | 39.57 | 7 | 0.47
2030 | IESO_2_NYISO_A-F | IESO | NYISO_A-F | Internal | Winter | B16 | 25 | 1725 | 212.32 | 40.77 | 47.77 | 7 | 0
2030 | IESO_2_NYISO_A-F | IESO | NYISO_A-F | Internal | Winter | B17 | 100 | 1725 | 431.35 | 39.02 | 46.02 | 7 | 0
2030 | IESO_2_NYISO_A-F | IESO | NYISO_A-F | Internal | Winter | B18 | 400 | 1725 | 915.2 | 37.11 | 44.11 | 7 | 0
2030 | IESO_2_NYISO_A-F | IESO | NYISO_A-F | Internal | Winter | B19 | 700 | 1725 | 1049.32 | 36.7 | 43.7 | 7 | 0
2030 | IESO_2_NYISO_A-F | IESO | NYISO_A-F | Internal | Winter | B20 | 935 | 1725 | 506.27 | 36.7 | 43.7 | 7 | 0
2030 | MAPP_CA_2_IESO | MAPP_CA | IESO | Internal | Shoulder | B11 | 25 | 330 | 0 | 29.43 | 36.34 | 8 | 0
2030 | MAPP_CA_2_IESO | MAPP_CA | IESO | Internal | Shoulder | B12 | 200 | 330 | 0 | 30.05 | 36.34 | 8 | 0
2030 | MAPP_CA_2_IESO | MAPP_CA | IESO | Internal | Shoulder | B13 | 600 | 330 | 0 | 29.43 | 34.4 | 8 | 0
2030 | MAPP_CA_2_IESO | MAPP_CA | IESO | Internal | Shoulder | B14 | 900 | 330 | 0 | 29.43 | 34.4 | 8 | 0
2030 | MAPP_CA_2_IESO | MAPP_CA | IESO | Internal | Shoulder | B15 | 1203 | 330 | 0 | 29.43 | 34.4 | 8 | 0
2030 | MAPP_CA_2_IESO | MAPP_CA | IESO | Internal | Summer | B1 | 10 | 330 | 330 | 33.17 | 48.13 | 8 | 6.96
2030 | MAPP_CA_2_IESO | MAPP_CA | IESO | Internal | Summer | B2 | 25 | 330 | 330 | 33.17 | 48.13 | 8 | 6.96
2030 | MAPP_CA_2_IESO | MAPP_CA | IESO | Internal | Summer | B3 | 75 | 330 | 330 | 33.17 | 46.12 | 8 | 4.95
2030 | MAPP_CA_2_IESO | MAPP_CA | IESO | Internal | Summer | B4 | 100 | 330 | 330 | 33.17 | 46.12 | 8 | 4.95
2030 | MAPP_CA_2_IESO | MAPP_CA | IESO | Internal | Summer | B5 | 200 | 330 | 330 | 33.17 | 42.52 | 8 | 1.35
2030 | MAPP_CA_2_IESO | MAPP_CA | IESO | Internal | Summer | B6 | 300 | 330 | 140.73 | 33.17 | 41.17 | 8 | 0
2030 | MAPP_CA_2_IESO | MAPP_CA | IESO | Internal | Summer | B7 | 400 | 330 | 0 | 33.17 | 35.02 | 8 | 0
2030 | MAPP_CA_2_IESO | MAPP_CA | IESO | Internal | Summer | B8 | 500 | 330 | 0 | 33.17 | 32.1 | 8 | 0
2030 | MAPP_CA_2_IESO | MAPP_CA | IESO | Internal | Summer | B9 | 800 | 330 | 0 | 33.17 | 32.1 | 8 | 0
2030 | MAPP_CA_2_IESO | MAPP_CA | IESO | Internal | Summer | B10 | 1262 | 330 | 0 | 33.17 | 32.1 | 8 | 0
2030 | MAPP_CA_2_IESO | MAPP_CA | IESO | Internal | Winter | B16 | 25 | 330 | 330 | 31.02 | 40.77 | 8 | 1.74
2030 | MAPP_CA_2_IESO | MAPP_CA | IESO | Internal | Winter | B17 | 100 | 330 | 208.49 | 31.02 | 39.02 | 8 | 0
2030 | MAPP_CA_2_IESO | MAPP_CA | IESO | Internal | Winter | B18 | 400 | 330 | 0 | 36.76 | 37.11 | 8 | 0
2030 | MAPP_CA_2_IESO | MAPP_CA | IESO | Internal | Winter | B19 | 700 | 330 | 0 | 36.76 | 36.7 | 8 | 0
2030 | MAPP_CA_2_IESO | MAPP_CA | IESO | Internal | Winter | B20 | 935 | 330 | 0 | 31.02 | 36.7 | 8 | 0
2030 | MAPP_CA_2_MAPP_US | MAPP_CA | MAPP_US | Internal | Shoulder | B11 | 25 | 437 | 437 | 29.43 | 42.6 | 7 | 6.17
2030 | MAPP_CA_2_MAPP_US | MAPP_CA | MAPP_US | Internal | Shoulder | B12 | 200 | 437 | 261.72 | 30.05 | 37.05 | 7 | 0
2030 | MAPP_CA_2_MAPP_US | MAPP_CA | MAPP_US | Internal | Shoulder | B13 | 600 | 437 | 0 | 29.43 | 32.46 | 7 | 0
2030 | MAPP_CA_2_MAPP_US | MAPP_CA | MAPP_US | Internal | Shoulder | B14 | 900 | 437 | 0 | 29.43 | 25.24 | 7 | 0
2030 | MAPP_CA_2_MAPP_US | MAPP_CA | MAPP_US | Internal | Shoulder | B15 | 1203 | 437 | 0 | 29.43 | 22.43 | 7 | 0
2030 | MAPP_CA_2_MAPP_US | MAPP_CA | MAPP_US | Internal | Summer | B1 | 10 | 437 | 437 | 33.17 | 64.83 | 7 | 24.66
2030 | MAPP_CA_2_MAPP_US | MAPP_CA | MAPP_US | Internal | Summer | B2 | 25 | 437 | 437 | 33.17 | 60.68 | 7 | 20.5
2030 | MAPP_CA_2_MAPP_US | MAPP_CA | MAPP_US | Internal | Summer | B3 | 75 | 437 | 437 | 33.17 | 60.92 | 7 | 20.74
2030 | MAPP_CA_2_MAPP_US | MAPP_CA | MAPP_US | Internal | Summer | B4 | 100 | 437 | 437 | 33.17 | 59.95 | 7 | 19.78
2030 | MAPP_CA_2_MAPP_US | MAPP_CA | MAPP_US | Internal | Summer | B5 | 200 | 437 | 437 | 33.17 | 53.6 | 7 | 13.43
2030 | MAPP_CA_2_MAPP_US | MAPP_CA | MAPP_US | Internal | Summer | B6 | 300 | 437 | 437 | 33.17 | 42.01 | 7 | 1.84
2030 | MAPP_CA_2_MAPP_US | MAPP_CA | MAPP_US | Internal | Summer | B7 | 400 | 437 | 0 | 33.17 | 35.09 | 7 | 0
2030 | MAPP_CA_2_MAPP_US | MAPP_CA | MAPP_US | Internal | Summer | B8 | 500 | 437 | 0 | 33.17 | 31.13 | 7 | 0
2030 | MAPP_CA_2_MAPP_US | MAPP_CA | MAPP_US | Internal | Summer | B9 | 800 | 437 | 0 | 33.17 | 29.66 | 7 | 0
2030 | MAPP_CA_2_MAPP_US | MAPP_CA | MAPP_US | Internal | Summer | B10 | 1262 | 437 | 0 | 33.17 | 26.17 | 7 | 0
2030 | MAPP_CA_2_MAPP_US | MAPP_CA | MAPP_US | Internal | Winter | B16 | 25 | 437 | 0 | 31.02 | 24.01 | 7 | 0
2030 | MAPP_CA_2_MAPP_US | MAPP_CA | MAPP_US | Internal | Winter | B17 | 100 | 437 | 0 | 31.02 | 24.95 | 7 | 0
2030 | MAPP_CA_2_MAPP_US | MAPP_CA | MAPP_US | Internal | Winter | B18 | 400 | 437 | 0 | 36.76 | 29.77 | 7 | 0
2030 | MAPP_CA_2_MAPP_US | MAPP_CA | MAPP_US | Internal | Winter | B19 | 700 | 437 | 0 | 36.76 | 29.77 | 7 | 0
2030 | MAPP_CA_2_MAPP_US | MAPP_CA | MAPP_US | Internal | Winter | B20 | 935 | 437 | 0 | 31.02 | 24.02 | 7 | 0
2030 | MAPP_CA_2_MISO_W | MAPP_CA | MISO_W | Internal | Shoulder | B11 | 25 | 2058 | 2058 | 29.43 | 51.96 | 0.01 | 22.52
2030 | MAPP_CA_2_MISO_W | MAPP_CA | MISO_W | Internal | Shoulder | B12 | 200 | 2058 | 2058 | 30.05 | 44.05 | 0.01 | 13.99
2030 | MAPP_CA_2_MISO_W | MAPP_CA | MISO_W | Internal | Shoulder | B13 | 600 | 2058 | 2058 | 29.43 | 39.46 | 0.01 | 10.02
2030 | MAPP_CA_2_MISO_W | MAPP_CA | MISO_W | Internal | Shoulder | B14 | 900 | 2058 | 2058 | 29.43 | 32.24 | 0.01 | 2.8
2030 | MAPP_CA_2_MISO_W | MAPP_CA | MISO_W | Internal | Shoulder | B15 | 1203 | 2058 | 0 | 29.43 | 29.42 | 0.01 | 0
2030 | MAPP_CA_2_MISO_W | MAPP_CA | MISO_W | Internal | Summer | B1 | 10 | 2058 | 2058 | 33.17 | 71.83 | 0.01 | 38.65
2030 | MAPP_CA_2_MISO_W | MAPP_CA | MISO_W | Internal | Summer | B2 | 25 | 2058 | 2058 | 33.17 | 67.68 | 0.01 | 34.49
2030 | MAPP_CA_2_MISO_W | MAPP_CA | MISO_W | Internal | Summer | B3 | 75 | 2058 | 2058 | 33.17 | 67.92 | 0.01 | 34.73
2030 | MAPP_CA_2_MISO_W | MAPP_CA | MISO_W | Internal | Summer | B4 | 100 | 2058 | 2058 | 33.17 | 66.95 | 0.01 | 33.76
2030 | MAPP_CA_2_MISO_W | MAPP_CA | MISO_W | Internal | Summer | B5 | 200 | 2058 | 2058 | 33.17 | 60.6 | 0.01 | 27.42
2030 | MAPP_CA_2_MISO_W | MAPP_CA | MISO_W | Internal | Summer | B6 | 300 | 2058 | 2058 | 33.17 | 49.01 | 0.01 | 15.83
2030 | MAPP_CA_2_MISO_W | MAPP_CA | MISO_W | Internal | Summer | B7 | 400 | 2058 | 2058 | 33.17 | 42.09 | 0.01 | 8.91
2030 | MAPP_CA_2_MISO_W | MAPP_CA | MISO_W | Internal | Summer | B8 | 500 | 2058 | 2058 | 33.17 | 39.06 | 0.01 | 5.88
2030 | MAPP_CA_2_MISO_W | MAPP_CA | MISO_W | Internal | Summer | B9 | 800 | 2058 | 2058 | 33.17 | 36.66 | 0.01 | 3.48
2030 | MAPP_CA_2_MISO_W | MAPP_CA | MISO_W | Internal | Summer | B10 | 1262 | 2058 | 0 | 33.17 | 33.17 | 0.01 | 0
2030 | MAPP_CA_2_MISO_W | MAPP_CA | MISO_W | Internal | Winter | B16 | 25 | 2058 | 0.05 | 31.02 | 31.01 | 0.01 | 0
2030 | MAPP_CA_2_MISO_W | MAPP_CA | MISO_W | Internal | Winter | B17 | 100 | 2058 | 381.27 | 31.02 | 31.04 | 0.01 | 0
2030 | MAPP_CA_2_MISO_W | MAPP_CA | MISO_W | Internal | Winter | B18 | 400 | 2058 | 1690.28 | 36.76 | 36.77 | 0.01 | 0
2030 | MAPP_CA_2_MISO_W | MAPP_CA | MISO_W | Internal | Winter | B19 | 700 | 2058 | 1695.52 | 36.76 | 36.77 | 0.01 | 0
2030 | MAPP_CA_2_MISO_W | MAPP_CA | MISO_W | Internal | Winter | B20 | 935 | 2058 | 0 | 31.02 | 30.1 | 0.01 | 0
2030 | MAPP_US_2_MAPP_CA | MAPP_US | MAPP_CA | Internal | Shoulder | B11 | 25 | 230 | 0 | 42.6 | 29.43 | 7 | 0
2030 | MAPP_US_2_MAPP_CA | MAPP_US | MAPP_CA | Internal | Shoulder | B12 | 200 | 230 | 0 | 37.05 | 30.05 | 7 | 0
2030 | MAPP_US_2_MAPP_CA | MAPP_US | MAPP_CA | Internal | Shoulder | B13 | 600 | 230 | 0 | 32.46 | 29.43 | 7 | 0
2030 | MAPP_US_2_MAPP_CA | MAPP_US | MAPP_CA | Internal | Shoulder | B14 | 900 | 230 | 0 | 25.24 | 29.43 | 7 | 0
2030 | MAPP_US_2_MAPP_CA | MAPP_US | MAPP_CA | Internal | Shoulder | B15 | 1203 | 230 | 78.33 | 22.43 | 29.43 | 7 | 0
2030 | MAPP_US_2_MAPP_CA | MAPP_US | MAPP_CA | Internal | Summer | B1 | 10 | 230 | 0 | 64.83 | 33.17 | 7 | 0
2030 | MAPP_US_2_MAPP_CA | MAPP_US | MAPP_CA | Internal | Summer | B2 | 25 | 230 | 0 | 60.68 | 33.17 | 7 | 0
2030 | MAPP_US_2_MAPP_CA | MAPP_US | MAPP_CA | Internal | Summer | B3 | 75 | 230 | 0 | 60.92 | 33.17 | 7 | 0
2030 | MAPP_US_2_MAPP_CA | MAPP_US | MAPP_CA | Internal | Summer | B4 | 100 | 230 | 0 | 59.95 | 33.17 | 7 | 0
2030 | MAPP_US_2_MAPP_CA | MAPP_US | MAPP_CA | Internal | Summer | B5 | 200 | 230 | 0 | 53.6 | 33.17 | 7 | 0
2030 | MAPP_US_2_MAPP_CA | MAPP_US | MAPP_CA | Internal | Summer | B6 | 300 | 230 | 0 | 42.01 | 33.17 | 7 | 0
2030 | MAPP_US_2_MAPP_CA | MAPP_US | MAPP_CA | Internal | Summer | B7 | 400 | 230 | 0 | 35.09 | 33.17 | 7 | 0
2030 | MAPP_US_2_MAPP_CA | MAPP_US | MAPP_CA | Internal | Summer | B8 | 500 | 230 | 0 | 31.13 | 33.17 | 7 | 0
2030 | MAPP_US_2_MAPP_CA | MAPP_US | MAPP_CA | Internal | Summer | B9 | 800 | 230 | 0 | 29.66 | 33.17 | 7 | 0
2030 | MAPP_US_2_MAPP_CA | MAPP_US | MAPP_CA | Internal | Summer | B10 | 1262 | 230 | 12.05 | 26.17 | 33.17 | 7 | 0
2030 | MAPP_US_2_MAPP_CA | MAPP_US | MAPP_CA | Internal | Winter | B16 | 25 | 230 | 229.9 | 24.01 | 31.02 | 7 | 0.01
2030 | MAPP_US_2_MAPP_CA | MAPP_US | MAPP_CA | Internal | Winter | B17 | 100 | 230 | 0 | 24.95 | 31.02 | 7 | 0
2030 | MAPP_US_2_MAPP_CA | MAPP_US | MAPP_CA | Internal | Winter | B18 | 400 | 230 | 0 | 29.77 | 36.76 | 7 | 0
2030 | MAPP_US_2_MAPP_CA | MAPP_US | MAPP_CA | Internal | Winter | B19 | 700 | 230 | 0 | 29.77 | 36.76 | 7 | 0
2030 | MAPP_US_2_MAPP_CA | MAPP_US | MAPP_CA | Internal | Winter | B20 | 935 | 230 | 229.98 | 24.02 | 31.02 | 7 | 0
2030 | MAPP_US_2_MISO_W | MAPP_US | MISO_W | Internal | Shoulder | B11 | 25 | 2635 | 2635 | 42.6 | 51.96 | 7 | 2.36
2030 | MAPP_US_2_MISO_W | MAPP_US | MISO_W | Internal | Shoulder | B12 | 200 | 2635 | 2596.3 | 37.05 | 44.05 | 7 | 0
2030 | MAPP_US_2_MISO_W | MAPP_US | MISO_W | Internal | Shoulder | B13 | 600 | 2635 | 2535.8 | 32.46 | 39.46 | 7 | 0
2030 | MAPP_US_2_MISO_W | MAPP_US | MISO_W | Internal | Shoulder | B14 | 900 | 2635 | 676.98 | 25.24 | 32.24 | 7 | 0
2030 | MAPP_US_2_MISO_W | MAPP_US | MISO_W | Internal | Shoulder | B15 | 1203 | 2635 | 0 | 22.43 | 29.42 | 7 | 0
2030 | MAPP_US_2_MISO_W | MAPP_US | MISO_W | Internal | Summer | B1 | 10 | 2635 | 1283.94 | 64.83 | 71.83 | 7 | 0
2030 | MAPP_US_2_MISO_W | MAPP_US | MISO_W | Internal | Summer | B2 | 25 | 2635 | 1590.45 | 60.68 | 67.68 | 7 | 0
2030 | MAPP_US_2_MISO_W | MAPP_US | MISO_W | Internal | Summer | B3 | 75 | 2635 | 1505.82 | 60.92 | 67.92 | 7 | 0
2030 | MAPP_US_2_MISO_W | MAPP_US | MISO_W | Internal | Summer | B4 | 100 | 2635 | 2043.27 | 59.95 | 66.95 | 7 | 0
2030 | MAPP_US_2_MISO_W | MAPP_US | MISO_W | Internal | Summer | B5 | 200 | 2635 | 1924.98 | 53.6 | 60.6 | 7 | 0
2030 | MAPP_US_2_MISO_W | MAPP_US | MISO_W | Internal | Summer | B6 | 300 | 2635 | 2062.82 | 42.01 | 49.01 | 7 | 0
2030 | MAPP_US_2_MISO_W | MAPP_US | MISO_W | Internal | Summer | B7 | 400 | 2635 | 2087.71 | 35.09 | 42.09 | 7 | 0
2030 | MAPP_US_2_MISO_W | MAPP_US | MISO_W | Internal | Summer | B8 | 500 | 2635 | 2635 | 31.13 | 39.06 | 7 | 0.93
2030 | MAPP_US_2_MISO_W | MAPP_US | MISO_W | Internal | Summer | B9 | 800 | 2635 | 2034.98 | 29.66 | 36.66 | 7 | 0
2030 | MAPP_US_2_MISO_W | MAPP_US | MISO_W | Internal | Summer | B10 | 1262 | 2635 | 1278.29 | 26.17 | 33.17 | 7 | 0
2030 | MAPP_US_2_MISO_W | MAPP_US | MISO_W | Internal | Winter | B16 | 25 | 2635 | 1232.98 | 24.01 | 31.01 | 7 | 0
2030 | MAPP_US_2_MISO_W | MAPP_US | MISO_W | Internal | Winter | B17 | 100 | 2635 | 0 | 24.95 | 31.04 | 7 | 0
2030 | MAPP_US_2_MISO_W | MAPP_US | MISO_W | Internal | Winter | B18 | 400 | 2635 | 1740.48 | 29.77 | 36.77 | 7 | 0
2030 | MAPP_US_2_MISO_W | MAPP_US | MISO_W | Internal | Winter | B19 | 700 | 2635 | 1149.37 | 29.77 | 36.77 | 7 | 0
2030 | MAPP_US_2_MISO_W | MAPP_US | MISO_W | Internal | Winter | B20 | 935 | 2635 | 0 | 24.02 | 30.1 | 7 | 0
2030 | MAPP_US_2_NE | MAPP_US | NE | Internal | Shoulder | B11 | 25 | 2000 | 0 | 42.6 | 46.96 | 7 | 0
2030 | MAPP_US_2_NE | MAPP_US | NE | Internal | Shoulder | B12 | 200 | 2000 | 0 | 37.05 | 39.05 | 7 | 0
2030 | MAPP_US_2_NE | MAPP_US | NE | Internal | Shoulder | B13 | 600 | 2000 | 0 | 32.46 | 34.46 | 7 | 0
2030 | MAPP_US_2_NE | MAPP_US | NE | Internal | Shoulder | B14 | 900 | 2000 | 0 | 25.24 | 27.24 | 7 | 0
2030 | MAPP_US_2_NE | MAPP_US | NE | Internal | Shoulder | B15 | 1203 | 2000 | 0 | 22.43 | 24.41 | 7 | 0
2030 | MAPP_US_2_NE | MAPP_US | NE | Internal | Summer | B1 | 10 | 2000 | 0 | 64.83 | 66.83 | 7 | 0
2030 | MAPP_US_2_NE | MAPP_US | NE | Internal | Summer | B2 | 25 | 2000 | 0 | 60.68 | 62.68 | 7 | 0
2030 | MAPP_US_2_NE | MAPP_US | NE | Internal | Summer | B3 | 75 | 2000 | 0 | 60.92 | 62.92 | 7 | 0
2030 | MAPP_US_2_NE | MAPP_US | NE | Internal | Summer | B4 | 100 | 2000 | 0 | 59.95 | 61.95 | 7 | 0
2030 | MAPP_US_2_NE | MAPP_US | NE | Internal | Summer | B5 | 200 | 2000 | 0 | 53.6 | 55.6 | 7 | 0
2030 | MAPP_US_2_NE | MAPP_US | NE | Internal | Summer | B6 | 300 | 2000 | 0 | 42.01 | 44.01 | 7 | 0
2030 | MAPP_US_2_NE | MAPP_US | NE | Internal | Summer | B7 | 400 | 2000 | 0 | 35.09 | 37.09 | 7 | 0
2030 | MAPP_US_2_NE | MAPP_US | NE | Internal | Summer | B8 | 500 | 2000 | 0 | 31.13 | 34.06 | 7 | 0
2030 | MAPP_US_2_NE | MAPP_US | NE | Internal | Summer | B9 | 800 | 2000 | 0 | 29.66 | 31.66 | 7 | 0
2030 | MAPP_US_2_NE | MAPP_US | NE | Internal | Summer | B10 | 1262 | 2000 | 0 | 26.17 | 28.17 | 7 | 0
2030 | MAPP_US_2_NE | MAPP_US | NE | Internal | Winter | B16 | 25 | 2000 | 0 | 24.01 | -38.34 | 7 | 0
2030 | MAPP_US_2_NE | MAPP_US | NE | Internal | Winter | B17 | 100 | 2000 | 0 | 24.95 | 26.04 | 7 | 0
2030 | MAPP_US_2_NE | MAPP_US | NE | Internal | Winter | B18 | 400 | 2000 | 0 | 29.77 | 31.77 | 7 | 0
2030 | MAPP_US_2_NE | MAPP_US | NE | Internal | Winter | B19 | 700 | 2000 | 0 | 29.77 | 31.77 | 7 | 0
2030 | MAPP_US_2_NE | MAPP_US | NE | Internal | Winter | B20 | 935 | 2000 | 0 | 24.02 | 25.1 | 7 | 0
2030 | MARITIMES_2_NEISO | MARITIMES | NEISO | Internal | Shoulder | B11 | 25 | 99999 | 1720.66 | 38.39 | 38.4 | 0.01 | 0
2030 | MARITIMES_2_NEISO | MARITIMES | NEISO | Internal | Shoulder | B12 | 200 | 99999 | 1717.44 | 38.39 | 38.4 | 0.01 | 0
2030 | MARITIMES_2_NEISO | MARITIMES | NEISO | Internal | Shoulder | B13 | 600 | 99999 | 1704.78 | 38.39 | 38.4 | 0.01 | 0
2030 | MARITIMES_2_NEISO | MARITIMES | NEISO | Internal | Shoulder | B14 | 900 | 99999 | 1682.64 | 38.39 | 38.4 | 0.01 | 0
2030 | MARITIMES_2_NEISO | MARITIMES | NEISO | Internal | Shoulder | B15 | 1203 | 99999 | 648.08 | 38.39 | 38.4 | 0.01 | 0
2030 | MARITIMES_2_NEISO | MARITIMES | NEISO | Internal | Summer | B1 | 10 | 99999 | 1900 | 57.52 | 57.53 | 0.01 | 0
2030 | MARITIMES_2_NEISO | MARITIMES | NEISO | Internal | Summer | B2 | 25 | 99999 | 1878.75 | 52.12 | 52.13 | 0.01 | 0
2030 | MARITIMES_2_NEISO | MARITIMES | NEISO | Internal | Summer | B3 | 75 | 99999 | 1836.38 | 45.57 | 45.58 | 0.01 | 0
2030 | MARITIMES_2_NEISO | MARITIMES | NEISO | Internal | Summer | B4 | 100 | 99999 | 1799.97 | 36.77 | 36.79 | 0.01 | 0
2030 | MARITIMES_2_NEISO | MARITIMES | NEISO | Internal | Summer | B5 | 200 | 99999 | 1780.16 | 36.77 | 36.79 | 0.01 | 0
2030 | MARITIMES_2_NEISO | MARITIMES | NEISO | Internal | Summer | B6 | 300 | 99999 | 1757.82 | 36.77 | 36.79 | 0.01 | 0
2030 | MARITIMES_2_NEISO | MARITIMES | NEISO | Internal | Summer | B7 | 400 | 99999 | 1732.23 | 36.77 | 36.79 | 0.01 | 0
2030 | MARITIMES_2_NEISO | MARITIMES | NEISO | Internal | Summer | B8 | 500 | 99999 | 1712.1 | 36.77 | 36.79 | 0.01 | 0
2030 | MARITIMES_2_NEISO | MARITIMES | NEISO | Internal | Summer | B9 | 800 | 99999 | 1687.45 | 36.77 | 36.79 | 0.01 | 0
2030 | MARITIMES_2_NEISO | MARITIMES | NEISO | Internal | Summer | B10 | 1262 | 99999 | 465.06 | 36.77 | 36.79 | 0.01 | 0
2030 | MARITIMES_2_NEISO | MARITIMES | NEISO | Internal | Winter | B16 | 25 | 99999 | 1765.23 | 50.76 | 50.77 | 0.01 | 0
2030 | MARITIMES_2_NEISO | MARITIMES | NEISO | Internal | Winter | B17 | 100 | 99999 | 1747.34 | 49.01 | 49.02 | 0.01 | 0
2030 | MARITIMES_2_NEISO | MARITIMES | NEISO | Internal | Winter | B18 | 400 | 99999 | 1733.65 | 46.69 | 46.7 | 0.01 | 0
2030 | MARITIMES_2_NEISO | MARITIMES | NEISO | Internal | Winter | B19 | 700 | 99999 | 1708.15 | 46.69 | 46.7 | 0.01 | 0
2030 | MARITIMES_2_NEISO | MARITIMES | NEISO | Internal | Winter | B20 | 935 | 99999 | 723.43 | 46.69 | 46.7 | 0.01 | 0
2030 | MISO_IN_2_MISO_MI | MISO_IN | MISO_MI | Internal | Shoulder | B11 | 25 | 5081 | 1414.15 | 52.11 | 52.12 | 0.01 | 0
2030 | MISO_IN_2_MISO_MI | MISO_IN | MISO_MI | Internal | Shoulder | B12 | 200 | 5081 | 2506.04 | 45.23 | 45.24 | 0.01 | 0
2030 | MISO_IN_2_MISO_MI | MISO_IN | MISO_MI | Internal | Shoulder | B13 | 600 | 5081 | 2418.93 | 42.4 | 42.41 | 0.01 | 0
2030 | MISO_IN_2_MISO_MI | MISO_IN | MISO_MI | Internal | Shoulder | B14 | 900 | 5081 | 3228.6 | 41.39 | 41.4 | 0.01 | 0
2030 | MISO_IN_2_MISO_MI | MISO_IN | MISO_MI | Internal | Shoulder | B15 | 1203 | 5081 | 3418.38 | 37.4 | 37.41 | 0.01 | 0
2030 | MISO_IN_2_MISO_MI | MISO_IN | MISO_MI | Internal | Summer | B1 | 10 | 5081 | 1183.4 | 72.22 | 72.23 | 0.01 | 0
2030 | MISO_IN_2_MISO_MI | MISO_IN | MISO_MI | Internal | Summer | B2 | 25 | 5081 | 195.09 | 70.67 | 70.68 | 0.01 | 0
2030 | MISO_IN_2_MISO_MI | MISO_IN | MISO_MI | Internal | Summer | B3 | 75 | 5081 | 0.02 | 67.94 | 67.93 | 0.01 | 0
2030 | MISO_IN_2_MISO_MI | MISO_IN | MISO_MI | Internal | Summer | B4 | 100 | 5081 | 0.01 | 66.97 | 66.95 | 0.01 | 0
2030 | MISO_IN_2_MISO_MI | MISO_IN | MISO_MI | Internal | Summer | B5 | 200 | 5081 | 0 | 60.63 | 60.62 | 0.01 | 0
2030 | MISO_IN_2_MISO_MI | MISO_IN | MISO_MI | Internal | Summer | B6 | 300 | 5081 | 927.92 | 49.03 | 49.05 | 0.01 | 0
2030 | MISO_IN_2_MISO_MI | MISO_IN | MISO_MI | Internal | Summer | B7 | 400 | 5081 | 1580.08 | 42.12 | 42.13 | 0.01 | 0
2030 | MISO_IN_2_MISO_MI | MISO_IN | MISO_MI | Internal | Summer | B8 | 500 | 5081 | 3058.27 | 39.09 | 39.1 | 0.01 | 0
2030 | MISO_IN_2_MISO_MI | MISO_IN | MISO_MI | Internal | Summer | B9 | 800 | 5081 | 3747.92 | 36.69 | 36.7 | 0.01 | 0
2030 | MISO_IN_2_MISO_MI | MISO_IN | MISO_MI | Internal | Summer | B10 | 1262 | 5081 | 4976.44 | 34.99 | 35 | 0.01 | 0
2030 | MISO_IN_2_MISO_MI | MISO_IN | MISO_MI | Internal | Winter | B16 | 25 | 5081 | 166.29 | 52.32 | 52.33 | 0.01 | 0
2030 | MISO_IN_2_MISO_MI | MISO_IN | MISO_MI | Internal | Winter | B17 | 100 | 5081 | 2154.07 | 48.14 | 48.15 | 0.01 | 0
2030 | MISO_IN_2_MISO_MI | MISO_IN | MISO_MI | Internal | Winter | B18 | 400 | 5081 | 3253.79 | 44.25 | 44.26 | 0.01 | 0
2030 | MISO_IN_2_MISO_MI | MISO_IN | MISO_MI | Internal | Winter | B19 | 700 | 5081 | 4644.47 | 43.24 | 43.26 | 0.01 | 0
2030 | MISO_IN_2_MISO_MI | MISO_IN | MISO_MI | Internal | Winter | B20 | 935 | 5081 | 3612.21 | 35.27 | 35.28 | 0.01 | 0
2030 | MISO_IN_2_MISO_MO-IL | MISO_IN | MISO_MO-IL | Internal | Shoulder | B11 | 25 | 9129 | 0.01 | 52.11 | 51.98 | 0.01 | 0
2030 | MISO_IN_2_MISO_MO-IL | MISO_IN | MISO_MO-IL | Internal | Shoulder | B12 | 200 | 9129 | 0 | 45.23 | 44.06 | 0.01 | 0
2030 | MISO_IN_2_MISO_MO-IL | MISO_IN | MISO_MO-IL | Internal | Shoulder | B13 | 600 | 9129 | 0 | 42.4 | 39.61 | 0.01 | 0
2030 | MISO_IN_2_MISO_MO-IL | MISO_IN | MISO_MO-IL | Internal | Shoulder | B14 | 900 | 9129 | 0 | 41.39 | 38.85 | 0.01 | 0
2030 | MISO_IN_2_MISO_MO-IL | MISO_IN | MISO_MO-IL | Internal | Shoulder | B15 | 1203 | 9129 | 0 | 37.4 | 35.17 | 0.01 | 0
2030 | MISO_IN_2_MISO_MO-IL | MISO_IN | MISO_MO-IL | Internal | Summer | B1 | 10 | 9129 | 0.01 | 72.22 | 71.85 | 0.01 | 0
2030 | MISO_IN_2_MISO_MO-IL | MISO_IN | MISO_MO-IL | Internal | Summer | B2 | 25 | 9129 | 0.06 | 70.67 | 70.66 | 0.01 | 0
2030 | MISO_IN_2_MISO_MO-IL | MISO_IN | MISO_MO-IL | Internal | Summer | B3 | 75 | 9129 | 0.02 | 67.94 | 67.93 | 0.01 | 0
2030 | MISO_IN_2_MISO_MO-IL | MISO_IN | MISO_MO-IL | Internal | Summer | B4 | 100 | 9129 | 0.02 | 66.97 | 66.96 | 0.01 | 0
2030 | MISO_IN_2_MISO_MO-IL | MISO_IN | MISO_MO-IL | Internal | Summer | B5 | 200 | 9129 | 0 | 60.63 | 60.62 | 0.01 | 0
2030 | MISO_IN_2_MISO_MO-IL | MISO_IN | MISO_MO-IL | Internal | Summer | B6 | 300 | 9129 | 0 | 49.03 | 49.02 | 0.01 | 0
2030 | MISO_IN_2_MISO_MO-IL | MISO_IN | MISO_MO-IL | Internal | Summer | B7 | 400 | 9129 | 0 | 42.12 | 42.11 | 0.01 | 0
2030 | MISO_IN_2_MISO_MO-IL | MISO_IN | MISO_MO-IL | Internal | Summer | B8 | 500 | 9129 | 0 | 39.09 | 39.07 | 0.01 | 0
2030 | MISO_IN_2_MISO_MO-IL | MISO_IN | MISO_MO-IL | Internal | Summer | B9 | 800 | 9129 | 0 | 36.69 | 36.67 | 0.01 | 0
2030 | MISO_IN_2_MISO_MO-IL | MISO_IN | MISO_MO-IL | Internal | Summer | B10 | 1262 | 9129 | 0 | 34.99 | 33.18 | 0.01 | 0
2030 | MISO_IN_2_MISO_MO-IL | MISO_IN | MISO_MO-IL | Internal | Winter | B16 | 25 | 9129 | 0.06 | 52.32 | 52.31 | 0.01 | 0
2030 | MISO_IN_2_MISO_MO-IL | MISO_IN | MISO_MO-IL | Internal | Winter | B17 | 100 | 9129 | 0 | 48.14 | 47.28 | 0.01 | 0
2030 | MISO_IN_2_MISO_MO-IL | MISO_IN | MISO_MO-IL | Internal | Winter | B18 | 400 | 9129 | 0 | 44.25 | 40.73 | 0.01 | 0
2030 | MISO_IN_2_MISO_MO-IL | MISO_IN | MISO_MO-IL | Internal | Winter | B19 | 700 | 9129 | 0 | 43.24 | 39.07 | 0.01 | 0
2030 | MISO_IN_2_MISO_MO-IL | MISO_IN | MISO_MO-IL | Internal | Winter | B20 | 935 | 9129 | 0 | 35.27 | 34.57 | 0.01 | 0
2030 | MISO_IN_2_NonRTO_Midwest | MISO_IN | NonRTO_Midwest | Internal | Shoulder | B11 | 25 | 4800 | 1713.33 | 52.11 | 60.11 | 8 | 0
2030 | MISO_IN_2_NonRTO_Midwest | MISO_IN | NonRTO_Midwest | Internal | Shoulder | B12 | 200 | 4800 | 1082.56 | 45.23 | 53.23 | 8 | 0
2030 | MISO_IN_2_NonRTO_Midwest | MISO_IN | NonRTO_Midwest | Internal | Shoulder | B13 | 600 | 4800 | 478.06 | 42.4 | 50.4 | 8 | 0
2030 | MISO_IN_2_NonRTO_Midwest | MISO_IN | NonRTO_Midwest | Internal | Shoulder | B14 | 900 | 4800 | 0 | 41.39 | 44.99 | 8 | 0
2030 | MISO_IN_2_NonRTO_Midwest | MISO_IN | NonRTO_Midwest | Internal | Shoulder | B15 | 1203 | 4800 | 0 | 37.4 | 38.04 | 8 | 0
2030 | MISO_IN_2_NonRTO_Midwest | MISO_IN | NonRTO_Midwest | Internal | Summer | B1 | 10 | 4800 | 0 | 72.22 | 76.13 | 8 | 0
2030 | MISO_IN_2_NonRTO_Midwest | MISO_IN | NonRTO_Midwest | Internal | Summer | B2 | 25 | 4800 | 0 | 70.67 | 76.13 | 8 | 0
2030 | MISO_IN_2_NonRTO_Midwest | MISO_IN | NonRTO_Midwest | Internal | Summer | B3 | 75 | 4800 | 2005.78 | 67.94 | 75.94 | 8 | 0
2030 | MISO_IN_2_NonRTO_Midwest | MISO_IN | NonRTO_Midwest | Internal | Summer | B4 | 100 | 4800 | 1548.37 | 66.97 | 74.97 | 8 | 0
2030 | MISO_IN_2_NonRTO_Midwest | MISO_IN | NonRTO_Midwest | Internal | Summer | B5 | 200 | 4800 | 1201.73 | 60.63 | 68.63 | 8 | 0
2030 | MISO_IN_2_NonRTO_Midwest | MISO_IN | NonRTO_Midwest | Internal | Summer | B6 | 300 | 4800 | 673.24 | 49.03 | 57.03 | 8 | 0
2030 | MISO_IN_2_NonRTO_Midwest | MISO_IN | NonRTO_Midwest | Internal | Summer | B7 | 400 | 4800 | 25.44 | 42.12 | 50.12 | 8 | 0
2030 | MISO_IN_2_NonRTO_Midwest | MISO_IN | NonRTO_Midwest | Internal | Summer | B8 | 500 | 4800 | 0 | 39.09 | 43.18 | 8 | 0
2030 | MISO_IN_2_NonRTO_Midwest | MISO_IN | NonRTO_Midwest | Internal | Summer | B9 | 800 | 4800 | 0 | 36.69 | 38.04 | 8 | 0
2030 | MISO_IN_2_NonRTO_Midwest | MISO_IN | NonRTO_Midwest | Internal | Summer | B10 | 1262 | 4800 | 0 | 34.99 | 33.73 | 8 | 0
2030 | MISO_IN_2_NonRTO_Midwest | MISO_IN | NonRTO_Midwest | Internal | Winter | B16 | 25 | 4800 | 2557.3 | 52.32 | 60.32 | 8 | 0
2030 | MISO_IN_2_NonRTO_Midwest | MISO_IN | NonRTO_Midwest | Internal | Winter | B17 | 100 | 4800 | 1404.87 | 48.14 | 56.14 | 8 | 0
2030 | MISO_IN_2_NonRTO_Midwest | MISO_IN | NonRTO_Midwest | Internal | Winter | B18 | 400 | 4800 | 471.65 | 44.25 | 52.25 | 8 | 0
2030 | MISO_IN_2_NonRTO_Midwest | MISO_IN | NonRTO_Midwest | Internal | Winter | B19 | 700 | 4800 | 0 | 43.24 | 44.73 | 8 | 0
2030 | MISO_IN_2_NonRTO_Midwest | MISO_IN | NonRTO_Midwest | Internal | Winter | B20 | 935 | 4800 | 0 | 35.27 | 38.04 | 8 | 0
2030 | MISO_IN_2_PJM_ROR | MISO_IN | PJM_ROR | Internal | Shoulder | B11 | 25 | 992 | 0.01 | 52.11 | 53.98 | 2 | 0
2030 | MISO_IN_2_PJM_ROR | MISO_IN | PJM_ROR | Internal | Shoulder | B12 | 200 | 992 | 0 | 45.23 | 46.5 | 2 | 0
2030 | MISO_IN_2_PJM_ROR | MISO_IN | PJM_ROR | Internal | Shoulder | B13 | 600 | 992 | 0 | 42.4 | 43.99 | 2 | 0
2030 | MISO_IN_2_PJM_ROR | MISO_IN | PJM_ROR | Internal | Shoulder | B14 | 900 | 992 | 0 | 41.39 | 42.93 | 2 | 0
2030 | MISO_IN_2_PJM_ROR | MISO_IN | PJM_ROR | Internal | Shoulder | B15 | 1203 | 992 | 992 | 37.4 | 39.41 | 2 | 0.01
2030 | MISO_IN_2_PJM_ROR | MISO_IN | PJM_ROR | Internal | Summer | B1 | 10 | 992 | 0.01 | 72.22 | 73.83 | 2 | 0
2030 | MISO_IN_2_PJM_ROR | MISO_IN | PJM_ROR | Internal | Summer | B2 | 25 | 992 | 0 | 70.67 | 69.68 | 2 | 0
2030 | MISO_IN_2_PJM_ROR | MISO_IN | PJM_ROR | Internal | Summer | B3 | 75 | 992 | 0 | 67.94 | 69.28 | 2 | 0
2030 | MISO_IN_2_PJM_ROR | MISO_IN | PJM_ROR | Internal | Summer | B4 | 100 | 992 | 0.02 | 66.97 | 68.95 | 2 | 0
2030 | MISO_IN_2_PJM_ROR | MISO_IN | PJM_ROR | Internal | Summer | B5 | 200 | 992 | 0 | 60.63 | 62.6 | 2 | 0
2030 | MISO_IN_2_PJM_ROR | MISO_IN | PJM_ROR | Internal | Summer | B6 | 300 | 992 | 0 | 49.03 | 51.01 | 2 | 0
2030 | MISO_IN_2_PJM_ROR | MISO_IN | PJM_ROR | Internal | Summer | B7 | 400 | 992 | 0 | 42.12 | 44.09 | 2 | 0
2030 | MISO_IN_2_PJM_ROR | MISO_IN | PJM_ROR | Internal | Summer | B8 | 500 | 992 | 0 | 39.09 | 41.06 | 2 | 0
2030 | MISO_IN_2_PJM_ROR | MISO_IN | PJM_ROR | Internal | Summer | B9 | 800 | 992 | 0 | 36.69 | 38.66 | 2 | 0
2030 | MISO_IN_2_PJM_ROR | MISO_IN | PJM_ROR | Internal | Summer | B10 | 1262 | 992 | 0 | 34.99 | 35.18 | 2 | 0
2030 | MISO_IN_2_PJM_ROR | MISO_IN | PJM_ROR | Internal | Winter | B16 | 25 | 992 | 0.13 | 52.32 | 54.31 | 2 | 0
2030 | MISO_IN_2_PJM_ROR | MISO_IN | PJM_ROR | Internal | Winter | B17 | 100 | 992 | 991.97 | 48.14 | 50.15 | 2 | 0.01
2030 | MISO_IN_2_PJM_ROR | MISO_IN | PJM_ROR | Internal | Winter | B18 | 400 | 992 | 991.99 | 44.25 | 46.26 | 2 | 0.01
2030 | MISO_IN_2_PJM_ROR | MISO_IN | PJM_ROR | Internal | Winter | B19 | 700 | 992 | 992 | 43.24 | 45.33 | 2 | 0.09
2030 | MISO_IN_2_PJM_ROR | MISO_IN | PJM_ROR | Internal | Winter | B20 | 935 | 992 | 0 | 35.27 | 36.57 | 2 | 0
2030 | MISO_MI_2_IESO | MISO_MI | IESO | Internal | Shoulder | B11 | 25 | 1580 | 0 | 52.12 | 36.34 | 8 | 0
2030 | MISO_MI_2_IESO | MISO_MI | IESO | Internal | Shoulder | B12 | 200 | 1580 | 0 | 45.24 | 36.34 | 8 | 0
2030 | MISO_MI_2_IESO | MISO_MI | IESO | Internal | Shoulder | B13 | 600 | 1580 | 0 | 42.41 | 34.4 | 8 | 0
2030 | MISO_MI_2_IESO | MISO_MI | IESO | Internal | Shoulder | B14 | 900 | 1580 | 0 | 41.4 | 34.4 | 8 | 0
2030 | MISO_MI_2_IESO | MISO_MI | IESO | Internal | Shoulder | B15 | 1203 | 1580 | 0 | 37.41 | 34.4 | 8 | 0
2030 | MISO_MI_2_IESO | MISO_MI | IESO | Internal | Summer | B1 | 10 | 1580 | 0 | 72.23 | 48.13 | 8 | 0
2030 | MISO_MI_2_IESO | MISO_MI | IESO | Internal | Summer | B2 | 25 | 1580 | 0 | 70.68 | 48.13 | 8 | 0
2030 | MISO_MI_2_IESO | MISO_MI | IESO | Internal | Summer | B3 | 75 | 1580 | 0 | 67.93 | 46.12 | 8 | 0
2030 | MISO_MI_2_IESO | MISO_MI | IESO | Internal | Summer | B4 | 100 | 1580 | 0 | 66.95 | 46.12 | 8 | 0
2030 | MISO_MI_2_IESO | MISO_MI | IESO | Internal | Summer | B5 | 200 | 1580 | 0 | 60.62 | 42.52 | 8 | 0
2030 | MISO_MI_2_IESO | MISO_MI | IESO | Internal | Summer | B6 | 300 | 1580 | 0 | 49.05 | 41.17 | 8 | 0
2030 | MISO_MI_2_IESO | MISO_MI | IESO | Internal | Summer | B7 | 400 | 1580 | 0 | 42.13 | 35.02 | 8 | 0
2030 | MISO_MI_2_IESO | MISO_MI | IESO | Internal | Summer | B8 | 500 | 1580 | 0 | 39.1 | 32.1 | 8 | 0
2030 | MISO_MI_2_IESO | MISO_MI | IESO | Internal | Summer | B9 | 800 | 1580 | 0 | 36.7 | 32.1 | 8 | 0
2030 | MISO_MI_2_IESO | MISO_MI | IESO | Internal | Summer | B10 | 1262 | 1580 | 0 | 35 | 32.1 | 8 | 0
2030 | MISO_MI_2_IESO | MISO_MI | IESO | Internal | Winter | B16 | 25 | 1580 | 0 | 52.33 | 40.77 | 8 | 0
2030 | MISO_MI_2_IESO | MISO_MI | IESO | Internal | Winter | B17 | 100 | 1580 | 0 | 48.15 | 39.02 | 8 | 0
2030 | MISO_MI_2_IESO | MISO_MI | IESO | Internal | Winter | B18 | 400 | 1580 | 0 | 44.26 | 37.11 | 8 | 0
2030 | MISO_MI_2_IESO | MISO_MI | IESO | Internal | Winter | B19 | 700 | 1580 | 0 | 43.26 | 36.7 | 8 | 0
2030 | MISO_MI_2_IESO | MISO_MI | IESO | Internal | Winter | B20 | 935 | 1580 | 0 | 35.28 | 36.7 | 8 | 0
2030 | MISO_MI_2_MISO_IN | MISO_MI | MISO_IN | Internal | Shoulder | B11 | 25 | 2126 | 0.07 | 52.12 | 52.11 | 0.01 | 0
2030 | MISO_MI_2_MISO_IN | MISO_MI | MISO_IN | Internal | Shoulder | B12 | 200 | 2126 | 0 | 45.24 | 45.23 | 0.01 | 0
2030 | MISO_MI_2_MISO_IN | MISO_MI | MISO_IN | Internal | Shoulder | B13 | 600 | 2126 | 0 | 42.41 | 42.4 | 0.01 | 0
2030 | MISO_MI_2_MISO_IN | MISO_MI | MISO_IN | Internal | Shoulder | B14 | 900 | 2126 | 0 | 41.4 | 41.39 | 0.01 | 0
2030 | MISO_MI_2_MISO_IN | MISO_MI | MISO_IN | Internal | Shoulder | B15 | 1203 | 2126 | 0 | 37.41 | 37.4 | 0.01 | 0
2030 | MISO_MI_2_MISO_IN | MISO_MI | MISO_IN | Internal | Summer | B1 | 10 | 2126 | 0.17 | 72.23 | 72.22 | 0.01 | 0
2030 | MISO_MI_2_MISO_IN | MISO_MI | MISO_IN | Internal | Summer | B2 | 25 | 2126 | 0.07 | 70.68 | 70.67 | 0.01 | 0
2030 | MISO_MI_2_MISO_IN | MISO_MI | MISO_IN | Internal | Summer | B3 | 75 | 2126 | 1386.8 | 67.93 | 67.94 | 0.01 | 0
2030 | MISO_MI_2_MISO_IN | MISO_MI | MISO_IN | Internal | Summer | B4 | 100 | 2126 | 2125.96 | 66.95 | 66.97 | 0.01 | 0.01
2030 | MISO_MI_2_MISO_IN | MISO_MI | MISO_IN | Internal | Summer | B5 | 200 | 2126 | 863.65 | 60.62 | 60.63 | 0.01 | 0
2030 | MISO_MI_2_MISO_IN | MISO_MI | MISO_IN | Internal | Summer | B6 | 300 | 2126 | 0 | 49.05 | 49.03 | 0.01 | 0
2030 | MISO_MI_2_MISO_IN | MISO_MI | MISO_IN | Internal | Summer | B7 | 400 | 2126 | 0 | 42.13 | 42.12 | 0.01 | 0
2030 | MISO_MI_2_MISO_IN | MISO_MI | MISO_IN | Internal | Summer | B8 | 500 | 2126 | 0 | 39.1 | 39.09 | 0.01 | 0
2030 | MISO_MI_2_MISO_IN | MISO_MI | MISO_IN | Internal | Summer | B9 | 800 | 2126 | 0 | 36.7 | 36.69 | 0.01 | 0
2030 | MISO_MI_2_MISO_IN | MISO_MI | MISO_IN | Internal | Summer | B10 | 1262 | 2126 | 0 | 35 | 34.99 | 0.01 | 0
2030 | MISO_MI_2_MISO_IN | MISO_MI | MISO_IN | Internal | Winter | B16 | 25 | 2126 | 0.07 | 52.33 | 52.32 | 0.01 | 0
2030 | MISO_MI_2_MISO_IN | MISO_MI | MISO_IN | Internal | Winter | B17 | 100 | 2126 | 0.02 | 48.15 | 48.14 | 0.01 | 0
2030 | MISO_MI_2_MISO_IN | MISO_MI | MISO_IN | Internal | Winter | B18 | 400 | 2126 | 0 | 44.26 | 44.25 | 0.01 | 0
2030 | MISO_MI_2_MISO_IN | MISO_MI | MISO_IN | Internal | Winter | B19 | 700 | 2126 | 0 | 43.26 | 43.24 | 0.01 | 0
2030 | MISO_MI_2_MISO_IN | MISO_MI | MISO_IN | Internal | Winter | B20 | 935 | 2126 | 0 | 35.28 | 35.27 | 0.01 | 0
2030 | MISO_MI_2_MISO_WUMS | MISO_MI | MISO_WUMS | Internal | Shoulder | B11 | 25 | 166 | 0 | 52.12 | 51.98 | 0.01 | 0
2030 | MISO_MI_2_MISO_WUMS | MISO_MI | MISO_WUMS | Internal | Shoulder | B12 | 200 | 166 | 0 | 45.24 | 44.06 | 0.01 | 0
2030 | MISO_MI_2_MISO_WUMS | MISO_MI | MISO_WUMS | Internal | Shoulder | B13 | 600 | 166 | 0 | 42.41 | 41.99 | 0.01 | 0
2030 | MISO_MI_2_MISO_WUMS | MISO_MI | MISO_WUMS | Internal | Shoulder | B14 | 900 | 166 | 0 | 41.4 | 40.93 | 0.01 | 0
2030 | MISO_MI_2_MISO_WUMS | MISO_MI | MISO_WUMS | Internal | Shoulder | B15 | 1203 | 166 | 0 | 37.41 | 36.93 | 0.01 | 0
2030 | MISO_MI_2_MISO_WUMS | MISO_MI | MISO_WUMS | Internal | Summer | B1 | 10 | 166 | 0 | 72.23 | 67.68 | 0.01 | 0
2030 | MISO_MI_2_MISO_WUMS | MISO_MI | MISO_WUMS | Internal | Summer | B2 | 25 | 166 | 0 | 70.68 | 67.68 | 0.01 | 0
2030 | MISO_MI_2_MISO_WUMS | MISO_MI | MISO_WUMS | Internal | Summer | B3 | 75 | 166 | 0 | 67.93 | 67.68 | 0.01 | 0
2030 | MISO_MI_2_MISO_WUMS | MISO_MI | MISO_WUMS | Internal | Summer | B4 | 100 | 166 | 31.9 | 66.95 | 66.96 | 0.01 | 0
2030 | MISO_MI_2_MISO_WUMS | MISO_MI | MISO_WUMS | Internal | Summer | B5 | 200 | 166 | 0.01 | 60.62 | 60.62 | 0.01 | 0
2030 | MISO_MI_2_MISO_WUMS | MISO_MI | MISO_WUMS | Internal | Summer | B6 | 300 | 166 | 0 | 49.05 | 49.01 | 0.01 | 0
2030 | MISO_MI_2_MISO_WUMS | MISO_MI | MISO_WUMS | Internal | Summer | B7 | 400 | 166 | 0 | 42.13 | 42.09 | 0.01 | 0
2030 | MISO_MI_2_MISO_WUMS | MISO_MI | MISO_WUMS | Internal | Summer | B8 | 500 | 166 | 0 | 39.1 | 39.07 | 0.01 | 0
2030 | MISO_MI_2_MISO_WUMS | MISO_MI | MISO_WUMS | Internal | Summer | B9 | 800 | 166 | 0 | 36.7 | 36.67 | 0.01 | 0
2030 | MISO_MI_2_MISO_WUMS | MISO_MI | MISO_WUMS | Internal | Summer | B10 | 1262 | 166 | 0 | 35 | 33.18 | 0.01 | 0
2030 | MISO_MI_2_MISO_WUMS | MISO_MI | MISO_WUMS | Internal | Winter | B16 | 25 | 166 | 0 | 52.33 | 45.53 | 0.01 | 0
2030 | MISO_MI_2_MISO_WUMS | MISO_MI | MISO_WUMS | Internal | Winter | B17 | 100 | 166 | 0 | 48.15 | 45.53 | 0.01 | 0
2030 | MISO_MI_2_MISO_WUMS | MISO_MI | MISO_WUMS | Internal | Winter | B18 | 400 | 166 | 0 | 44.26 | 44.26 | 0.01 | 0
2030 | MISO_MI_2_MISO_WUMS | MISO_MI | MISO_WUMS | Internal | Winter | B19 | 700 | 166 | 0 | 43.26 | 43.24 | 0.01 | 0
2030 | MISO_MI_2_MISO_WUMS | MISO_MI | MISO_WUMS | Internal | Winter | B20 | 935 | 166 | 0 | 35.28 | 34.57 | 0.01 | 0
2030 | MISO_MI_2_PJM_ROR | MISO_MI | PJM_ROR | Internal | Shoulder | B11 | 25 | 1424 | 0.01 | 52.12 | 53.98 | 2 | 0
2030 | MISO_MI_2_PJM_ROR | MISO_MI | PJM_ROR | Internal | Shoulder | B12 | 200 | 1424 | 0 | 45.24 | 46.5 | 2 | 0
2030 | MISO_MI_2_PJM_ROR | MISO_MI | PJM_ROR | Internal | Shoulder | B13 | 600 | 1424 | 0 | 42.41 | 43.99 | 2 | 0
2030 | MISO_MI_2_PJM_ROR | MISO_MI | PJM_ROR | Internal | Shoulder | B14 | 900 | 1424 | 0 | 41.4 | 42.93 | 2 | 0
2030 | MISO_MI_2_PJM_ROR | MISO_MI | PJM_ROR | Internal | Shoulder | B15 | 1203 | 1424 | 448.03 | 37.41 | 39.41 | 2 | 0
2030 | MISO_MI_2_PJM_ROR | MISO_MI | PJM_ROR | Internal | Summer | B1 | 10 | 1424 | 0.01 | 72.23 | 73.83 | 2 | 0
2030 | MISO_MI_2_PJM_ROR | MISO_MI | PJM_ROR | Internal | Summer | B2 | 25 | 1424 | 0 | 70.68 | 69.68 | 2 | 0
2030 | MISO_MI_2_PJM_ROR | MISO_MI | PJM_ROR | Internal | Summer | B3 | 75 | 1424 | 0 | 67.93 | 69.28 | 2 | 0
2030 | MISO_MI_2_PJM_ROR | MISO_MI | PJM_ROR | Internal | Summer | B4 | 100 | 1424 | 41.43 | 66.95 | 68.95 | 2 | 0
2030 | MISO_MI_2_PJM_ROR | MISO_MI | PJM_ROR | Internal | Summer | B5 | 200 | 1424 | 0.02 | 60.62 | 62.6 | 2 | 0
2030 | MISO_MI_2_PJM_ROR | MISO_MI | PJM_ROR | Internal | Summer | B6 | 300 | 1424 | 0 | 49.05 | 51.01 | 2 | 0
2030 | MISO_MI_2_PJM_ROR | MISO_MI | PJM_ROR | Internal | Summer | B7 | 400 | 1424 | 0 | 42.13 | 44.09 | 2 | 0
2030 | MISO_MI_2_PJM_ROR | MISO_MI | PJM_ROR | Internal | Summer | B8 | 500 | 1424 | 0 | 39.1 | 41.06 | 2 | 0
2030 | MISO_MI_2_PJM_ROR | MISO_MI | PJM_ROR | Internal | Summer | B9 | 800 | 1424 | 0 | 36.7 | 38.66 | 2 | 0
2030 | MISO_MI_2_PJM_ROR | MISO_MI | PJM_ROR | Internal | Summer | B10 | 1262 | 1424 | 0 | 35 | 35.18 | 2 | 0
2030 | MISO_MI_2_PJM_ROR | MISO_MI | PJM_ROR | Internal | Winter | B16 | 25 | 1424 | 0.07 | 52.33 | 54.31 | 2 | 0
2030 | MISO_MI_2_PJM_ROR | MISO_MI | PJM_ROR | Internal | Winter | B17 | 100 | 1424 | 1018.36 | 48.15 | 50.15 | 2 | 0
2030 | MISO_MI_2_PJM_ROR | MISO_MI | PJM_ROR | Internal | Winter | B18 | 400 | 1424 | 918.39 | 44.26 | 46.26 | 2 | 0
2030 | MISO_MI_2_PJM_ROR | MISO_MI | PJM_ROR | Internal | Winter | B19 | 700 | 1424 | 1424 | 43.26 | 45.33 | 2 | 0.07
2030 | MISO_MI_2_PJM_ROR | MISO_MI | PJM_ROR | Internal | Winter | B20 | 935 | 1424 | 0 | 35.28 | 36.57 | 2 | 0
2030 | MISO_MO-IL_2_ENT | MISO_MO-IL | ENT | Internal | Shoulder | B11 | 25 | 2540 | 0 | 51.98 | 51.98 | 8 | 0
2030 | MISO_MO-IL_2_ENT | MISO_MO-IL | ENT | Internal | Shoulder | B12 | 200 | 2540 | 0 | 44.06 | 44.06 | 8 | 0
2030 | MISO_MO-IL_2_ENT | MISO_MO-IL | ENT | Internal | Shoulder | B13 | 600 | 2540 | 0 | 39.61 | 39.47 | 8 | 0
2030 | MISO_MO-IL_2_ENT | MISO_MO-IL | ENT | Internal | Shoulder | B14 | 900 | 2540 | 0 | 38.85 | 38.85 | 8 | 0
2030 | MISO_MO-IL_2_ENT | MISO_MO-IL | ENT | Internal | Shoulder | B15 | 1203 | 2540 | 0 | 35.17 | 32.39 | 8 | 0
2030 | MISO_MO-IL_2_ENT | MISO_MO-IL | ENT | Internal | Summer | B1 | 10 | 2540 | 0 | 71.85 | 71.85 | 8 | 0
2030 | MISO_MO-IL_2_ENT | MISO_MO-IL | ENT | Internal | Summer | B2 | 25 | 2540 | 0 | 70.66 | 67.69 | 8 | 0
2030 | MISO_MO-IL_2_ENT | MISO_MO-IL | ENT | Internal | Summer | B3 | 75 | 2540 | 0 | 67.93 | 67.93 | 8 | 0
2030 | MISO_MO-IL_2_ENT | MISO_MO-IL | ENT | Internal | Summer | B4 | 100 | 2540 | 0 | 66.96 | 66.96 | 8 | 0
2030 | MISO_MO-IL_2_ENT | MISO_MO-IL | ENT | Internal | Summer | B5 | 200 | 2540 | 0 | 60.62 | 60.62 | 8 | 0
2030 | MISO_MO-IL_2_ENT | MISO_MO-IL | ENT | Internal | Summer | B6 | 300 | 2540 | 0 | 49.02 | 49.02 | 8 | 0
2030 | MISO_MO-IL_2_ENT | MISO_MO-IL | ENT | Internal | Summer | B7 | 400 | 2540 | 0 | 42.11 | 45.68 | 8 | 0
2030 | MISO_MO-IL_2_ENT | MISO_MO-IL | ENT | Internal | Summer | B8 | 500 | 2540 | 0 | 39.07 | 43.87 | 8 | 0
2030 | MISO_MO-IL_2_ENT | MISO_MO-IL | ENT | Internal | Summer | B9 | 800 | 2540 | 0 | 36.67 | 40.46 | 8 | 0
2030 | MISO_MO-IL_2_ENT | MISO_MO-IL | ENT | Internal | Summer | B10 | 1262 | 2540 | 0 | 33.18 | 33.2 | 8 | 0
2030 | MISO_MO-IL_2_ENT | MISO_MO-IL | ENT | Internal | Winter | B16 | 25 | 2540 | 0 | 52.31 | 48.62 | 8 | 0
2030 | MISO_MO-IL_2_ENT | MISO_MO-IL | ENT | Internal | Winter | B17 | 100 | 2540 | 0 | 47.28 | 44.06 | 8 | 0
2030 | MISO_MO-IL_2_ENT | MISO_MO-IL | ENT | Internal | Winter | B18 | 400 | 2540 | 0 | 40.73 | 40.91 | 8 | 0
2030 | MISO_MO-IL_2_ENT | MISO_MO-IL | ENT | Internal | Winter | B19 | 700 | 2540 | 0 | 39.07 | 38.38 | 8 | 0
2030 | MISO_MO-IL_2_ENT | MISO_MO-IL | ENT | Internal | Winter | B20 | 935 | 2540 | 0 | 34.57 | 32.74 | 8 | 0
2030 | MISO_MO-IL_2_MISO_IN | MISO_MO-IL | MISO_IN | Internal | Shoulder | B11 | 25 | 6229 | 6228.98 | 51.98 | 52.11 | 0.01 | 0.12
2030 | MISO_MO-IL_2_MISO_IN | MISO_MO-IL | MISO_IN | Internal | Shoulder | B12 | 200 | 6229 | 6229 | 44.06 | 45.23 | 0.01 | 1.15
2030 | MISO_MO-IL_2_MISO_IN | MISO_MO-IL | MISO_IN | Internal | Shoulder | B13 | 600 | 6229 | 6229 | 39.61 | 42.4 | 0.01 | 2.78
2030 | MISO_MO-IL_2_MISO_IN | MISO_MO-IL | MISO_IN | Internal | Shoulder | B14 | 900 | 6229 | 6229 | 38.85 | 41.39 | 0.01 | 2.52
2030 | MISO_MO-IL_2_MISO_IN | MISO_MO-IL | MISO_IN | Internal | Shoulder | B15 | 1203 | 6229 | 6229 | 35.17 | 37.4 | 0.01 | 2.21
2030 | MISO_MO-IL_2_MISO_IN | MISO_MO-IL | MISO_IN | Internal | Summer | B1 | 10 | 6229 | 6228.99 | 71.85 | 72.22 | 0.01 | 0.36
2030 | MISO_MO-IL_2_MISO_IN | MISO_MO-IL | MISO_IN | Internal | Summer | B2 | 25 | 6229 | 4934.49 | 70.66 | 70.67 | 0.01 | 0
2030 | MISO_MO-IL_2_MISO_IN | MISO_MO-IL | MISO_IN | Internal | Summer | B3 | 75 | 6229 | 4380.42 | 67.93 | 67.94 | 0.01 | 0
2030 | MISO_MO-IL_2_MISO_IN | MISO_MO-IL | MISO_IN | Internal | Summer | B4 | 100 | 6229 | 2274.42 | 66.96 | 66.97 | 0.01 | 0
2030 | MISO_MO-IL_2_MISO_IN | MISO_MO-IL | MISO_IN | Internal | Summer | B5 | 200 | 6229 | 2850.31 | 60.62 | 60.63 | 0.01 | 0
2030 | MISO_MO-IL_2_MISO_IN | MISO_MO-IL | MISO_IN | Internal | Summer | B6 | 300 | 6229 | 3077.89 | 49.02 | 49.03 | 0.01 | 0
2030 | MISO_MO-IL_2_MISO_IN | MISO_MO-IL | MISO_IN | Internal | Summer | B7 | 400 | 6229 | 2636.15 | 42.11 | 42.12 | 0.01 | 0
2030 | MISO_MO-IL_2_MISO_IN | MISO_MO-IL | MISO_IN | Internal | Summer | B8 | 500 | 6229 | 4769.15 | 39.07 | 39.09 | 0.01 | 0
2030 | MISO_MO-IL_2_MISO_IN | MISO_MO-IL | MISO_IN | Internal | Summer | B9 | 800 | 6229 | 4269.74 | 36.67 | 36.69 | 0.01 | 0
2030 | MISO_MO-IL_2_MISO_IN | MISO_MO-IL | MISO_IN | Internal | Summer | B10 | 1262 | 6229 | 6229 | 33.18 | 34.99 | 0.01 | 1.8
2030 | MISO_MO-IL_2_MISO_IN | MISO_MO-IL | MISO_IN | Internal | Winter | B16 | 25 | 6229 | 5110.41 | 52.31 | 52.32 | 0.01 | 0
2030 | MISO_MO-IL_2_MISO_IN | MISO_MO-IL | MISO_IN | Internal | Winter | B17 | 100 | 6229 | 6229 | 47.28 | 48.14 | 0.01 | 0.85
2030 | MISO_MO-IL_2_MISO_IN | MISO_MO-IL | MISO_IN | Internal | Winter | B18 | 400 | 6229 | 6229 | 40.73 | 44.25 | 0.01 | 3.51
2030 | MISO_MO-IL_2_MISO_IN | MISO_MO-IL | MISO_IN | Internal | Winter | B19 | 700 | 6229 | 6229 | 39.07 | 43.24 | 0.01 | 4.16
2030 | MISO_MO-IL_2_MISO_IN | MISO_MO-IL | MISO_IN | Internal | Winter | B20 | 935 | 6229 | 6229 | 34.57 | 35.27 | 0.01 | 0.69
2030 | MISO_MO-IL_2_MISO_W | MISO_MO-IL | MISO_W | Internal | Shoulder | B11 | 25 | 5033 | 0.05 | 51.98 | 51.96 | 0.01 | 0
2030 | MISO_MO-IL_2_MISO_W | MISO_MO-IL | MISO_W | Internal | Shoulder | B12 | 200 | 5033 | 0 | 44.06 | 44.05 | 0.01 | 0
2030 | MISO_MO-IL_2_MISO_W | MISO_MO-IL | MISO_W | Internal | Shoulder | B13 | 600 | 5033 | 0 | 39.61 | 39.46 | 0.01 | 0
2030 | MISO_MO-IL_2_MISO_W | MISO_MO-IL | MISO_W | Internal | Shoulder | B14 | 900 | 5033 | 0 | 38.85 | 32.24 | 0.01 | 0
2030 | MISO_MO-IL_2_MISO_W | MISO_MO-IL | MISO_W | Internal | Shoulder | B15 | 1203 | 5033 | 0 | 35.17 | 29.42 | 0.01 | 0
2030 | MISO_MO-IL_2_MISO_W | MISO_MO-IL | MISO_W | Internal | Summer | B1 | 10 | 5033 | 0.16 | 71.85 | 71.83 | 0.01 | 0
2030 | MISO_MO-IL_2_MISO_W | MISO_MO-IL | MISO_W | Internal | Summer | B2 | 25 | 5033 | 0 | 70.66 | 67.68 | 0.01 | 0
2030 | MISO_MO-IL_2_MISO_W | MISO_MO-IL | MISO_W | Internal | Summer | B3 | 75 | 5033 | 0.02 | 67.93 | 67.92 | 0.01 | 0
2030 | MISO_MO-IL_2_MISO_W | MISO_MO-IL | MISO_W | Internal | Summer | B4 | 100 | 5033 | 0.02 | 66.96 | 66.95 | 0.01 | 0
2030 | MISO_MO-IL_2_MISO_W | MISO_MO-IL | MISO_W | Internal | Summer | B5 | 200 | 5033 | 0 | 60.62 | 60.6 | 0.01 | 0
2030 | MISO_MO-IL_2_MISO_W | MISO_MO-IL | MISO_W | Internal | Summer | B6 | 300 | 5033 | 0 | 49.02 | 49.01 | 0.01 | 0
2030 | MISO_MO-IL_2_MISO_W | MISO_MO-IL | MISO_W | Internal | Summer | B7 | 400 | 5033 | 0 | 42.11 | 42.09 | 0.01 | 0
2030 | MISO_MO-IL_2_MISO_W | MISO_MO-IL | MISO_W | Internal | Summer | B8 | 500 | 5033 | 0 | 39.07 | 39.06 | 0.01 | 0
2030 | MISO_MO-IL_2_MISO_W | MISO_MO-IL | MISO_W | Internal | Summer | B9 | 800 | 5033 | 0 | 36.67 | 36.66 | 0.01 | 0
2030 | MISO_MO-IL_2_MISO_W | MISO_MO-IL | MISO_W | Internal | Summer | B10 | 1262 | 5033 | 0 | 33.18 | 33.17 | 0.01 | 0
2030 | MISO_MO-IL_2_MISO_W | MISO_MO-IL | MISO_W | Internal | Winter | B16 | 25 | 5033 | 0 | 52.31 | 31.01 | 0.01 | 0
2030 | MISO_MO-IL_2_MISO_W | MISO_MO-IL | MISO_W | Internal | Winter | B17 | 100 | 5033 | 0 | 47.28 | 31.04 | 0.01 | 0
2030 | MISO_MO-IL_2_MISO_W | MISO_MO-IL | MISO_W | Internal | Winter | B18 | 400 | 5033 | 0 | 40.73 | 36.77 | 0.01 | 0
2030 | MISO_MO-IL_2_MISO_W | MISO_MO-IL | MISO_W | Internal | Winter | B19 | 700 | 5033 | 0 | 39.07 | 36.77 | 0.01 | 0
2030 | MISO_MO-IL_2_MISO_W | MISO_MO-IL | MISO_W | Internal | Winter | B20 | 935 | 5033 | 0 | 34.57 | 30.1 | 0.01 | 0
2030 | MISO_MO-IL_2_PJM_ROR | MISO_MO-IL | PJM_ROR | Internal | Shoulder | B11 | 25 | 1212 | 10.64 | 51.98 | 53.98 | 2 | 0
2030 | MISO_MO-IL_2_PJM_ROR | MISO_MO-IL | PJM_ROR | Internal | Shoulder | B12 | 200 | 1212 | 1212 | 44.06 | 46.5 | 2 | 0.43
2030 | MISO_MO-IL_2_PJM_ROR | MISO_MO-IL | PJM_ROR | Internal | Shoulder | B13 | 600 | 1212 | 1212 | 39.61 | 43.99 | 2 | 2.38
2030 | MISO_MO-IL_2_PJM_ROR | MISO_MO-IL | PJM_ROR | Internal | Shoulder | B14 | 900 | 1212 | 1212 | 38.85 | 42.93 | 2 | 2.07
2030 | MISO_MO-IL_2_PJM_ROR | MISO_MO-IL | PJM_ROR | Internal | Shoulder | B15 | 1203 | 1212 | 1212 | 35.17 | 39.41 | 2 | 2.24
2030 | MISO_MO-IL_2_PJM_ROR | MISO_MO-IL | PJM_ROR | Internal | Summer | B1 | 10 | 1212 | 0.32 | 71.85 | 73.83 | 2 | 0
2030 | MISO_MO-IL_2_PJM_ROR | MISO_MO-IL | PJM_ROR | Internal | Summer | B2 | 25 | 1212 | 0 | 70.66 | 69.68 | 2 | 0
2030 | MISO_MO-IL_2_PJM_ROR | MISO_MO-IL | PJM_ROR | Internal | Summer | B3 | 75 | 1212 | 0 | 67.93 | 69.28 | 2 | 0
2030 | MISO_MO-IL_2_PJM_ROR | MISO_MO-IL | PJM_ROR | Internal | Summer | B4 | 100 | 1212 | 0.03 | 66.96 | 68.95 | 2 | 0
2030 | MISO_MO-IL_2_PJM_ROR | MISO_MO-IL | PJM_ROR | Internal | Summer | B5 | 200 | 1212 | 0.02 | 60.62 | 62.6 | 2 | 0
2030 | MISO_MO-IL_2_PJM_ROR | MISO_MO-IL | PJM_ROR | Internal | Summer | B6 | 300 | 1212 | 0.01 | 49.02 | 51.01 | 2 | 0
2030 | MISO_MO-IL_2_PJM_ROR | MISO_MO-IL | PJM_ROR | Internal | Summer | B7 | 400 | 1212 | 0 | 42.11 | 44.09 | 2 | 0
2030 | MISO_MO-IL_2_PJM_ROR | MISO_MO-IL | PJM_ROR | Internal | Summer | B8 | 500 | 1212 | 0 | 39.07 | 41.06 | 2 | 0
2030 | MISO_MO-IL_2_PJM_ROR | MISO_MO-IL | PJM_ROR | Internal | Summer | B9 | 800 | 1212 | 0 | 36.67 | 38.66 | 2 | 0
2030 | MISO_MO-IL_2_PJM_ROR | MISO_MO-IL | PJM_ROR | Internal | Summer | B10 | 1262 | 1212 | 110.59 | 33.18 | 35.18 | 2 | 0
2030 | MISO_MO-IL_2_PJM_ROR | MISO_MO-IL | PJM_ROR | Internal | Winter | B16 | 25 | 1212 | 663.57 | 52.31 | 54.31 | 2 | 0
2030 | MISO_MO-IL_2_PJM_ROR | MISO_MO-IL | PJM_ROR | Internal | Winter | B17 | 100 | 1212 | 1212 | 47.28 | 50.15 | 2 | 0.87
2030 | MISO_MO-IL_2_PJM_ROR | MISO_MO-IL | PJM_ROR | Internal | Winter | B18 | 400 | 1212 | 1212 | 40.73 | 46.26 | 2 | 3.53
2030 | MISO_MO-IL_2_PJM_ROR | MISO_MO-IL | PJM_ROR | Internal | Winter | B19 | 700 | 1212 | 1212 | 39.07 | 45.33 | 2 | 4.26
2030 | MISO_MO-IL_2_PJM_ROR | MISO_MO-IL | PJM_ROR | Internal | Winter | B20 | 935 | 1212 | 744.89 | 34.57 | 36.57 | 2 | 0
2030 | MISO_MO-IL_2_SPP_N | MISO_MO-IL | SPP_N | Internal | Shoulder | B11 | 25 | 2263 | 0 | 51.98 | 46.98 | 8 | 0
2030 | MISO_MO-IL_2_SPP_N | MISO_MO-IL | SPP_N | Internal | Shoulder | B12 | 200 | 2263 | 0 | 44.06 | 39.06 | 8 | 0
2030 | MISO_MO-IL_2_SPP_N | MISO_MO-IL | SPP_N | Internal | Shoulder | B13 | 600 | 2263 | 0 | 39.61 | 34.47 | 8 | 0
2030 | MISO_MO-IL_2_SPP_N | MISO_MO-IL | SPP_N | Internal | Shoulder | B14 | 900 | 2263 | 0 | 38.85 | 27.25 | 8 | 0
2030 | MISO_MO-IL_2_SPP_N | MISO_MO-IL | SPP_N | Internal | Shoulder | B15 | 1203 | 2263 | 0 | 35.17 | 24.42 | 8 | 0
2030 | MISO_MO-IL_2_SPP_N | MISO_MO-IL | SPP_N | Internal | Summer | B1 | 10 | 2263 | 0 | 71.85 | 66.85 | 8 | 0
2030 | MISO_MO-IL_2_SPP_N | MISO_MO-IL | SPP_N | Internal | Summer | B2 | 25 | 2263 | 0 | 70.66 | 62.69 | 8 | 0
2030 | MISO_MO-IL_2_SPP_N | MISO_MO-IL | SPP_N | Internal | Summer | B3 | 75 | 2263 | 0 | 67.93 | 62.93 | 8 | 0
2030 | MISO_MO-IL_2_SPP_N | MISO_MO-IL | SPP_N | Internal | Summer | B4 | 100 | 2263 | 0 | 66.96 | 61.96 | 8 | 0
2030 | MISO_MO-IL_2_SPP_N | MISO_MO-IL | SPP_N | Internal | Summer | B5 | 200 | 2263 | 0 | 60.62 | 55.62 | 8 | 0
2030 | MISO_MO-IL_2_SPP_N | MISO_MO-IL | SPP_N | Internal | Summer | B6 | 300 | 2263 | 0 | 49.02 | 44.02 | 8 | 0
2030 | MISO_MO-IL_2_SPP_N | MISO_MO-IL | SPP_N | Internal | Summer | B7 | 400 | 2263 | 0 | 42.11 | 40.68 | 8 | 0
2030 | MISO_MO-IL_2_SPP_N | MISO_MO-IL | SPP_N | Internal | Summer | B8 | 500 | 2263 | 0 | 39.07 | 38.86 | 8 | 0
2030 | MISO_MO-IL_2_SPP_N | MISO_MO-IL | SPP_N | Internal | Summer | B9 | 800 | 2263 | 0 | 36.67 | 35.45 | 8 | 0
2030 | MISO_MO-IL_2_SPP_N | MISO_MO-IL | SPP_N | Internal | Summer | B10 | 1262 | 2263 | 0 | 33.18 | 28.18 | 8 | 0
2030 | MISO_MO-IL_2_SPP_N | MISO_MO-IL | SPP_N | Internal | Winter | B16 | 25 | 2263 | 0 | 52.31 | 34.86 | 8 | 0
2030 | MISO_MO-IL_2_SPP_N | MISO_MO-IL | SPP_N | Internal | Winter | B17 | 100 | 2263 | 0 | 47.28 | 30.5 | 8 | 0
2030 | MISO_MO-IL_2_SPP_N | MISO_MO-IL | SPP_N | Internal | Winter | B18 | 400 | 2263 | 0 | 40.73 | 34.58 | 8 | 0
2030 | MISO_MO-IL_2_SPP_N | MISO_MO-IL | SPP_N | Internal | Winter | B19 | 700 | 2263 | 0 | 39.07 | 31.78 | 8 | 0
2030 | MISO_MO-IL_2_SPP_N | MISO_MO-IL | SPP_N | Internal | Winter | B20 | 935 | 2263 | 0 | 34.57 | 25.11 | 8 | 0
2030 | MISO_MO-IL_2_TVA_Transmission | MISO_MO-IL | TVA_Transmission | Internal | Shoulder | B11 | 25 | 4000 | 10.71 | 51.98 | 59.98 | 8 | 0
2030 | MISO_MO-IL_2_TVA_Transmission | MISO_MO-IL | TVA_Transmission | Internal | Shoulder | B12 | 200 | 4000 | 0 | 44.06 | 49.89 | 8 | 0
2030 | MISO_MO-IL_2_TVA_Transmission | MISO_MO-IL | TVA_Transmission | Internal | Shoulder | B13 | 600 | 4000 | 0 | 39.61 | 47.08 | 8 | 0
2030 | MISO_MO-IL_2_TVA_Transmission | MISO_MO-IL | TVA_Transmission | Internal | Shoulder | B14 | 900 | 4000 | 236.94 | 38.85 | 46.85 | 8 | 0
2030 | MISO_MO-IL_2_TVA_Transmission | MISO_MO-IL | TVA_Transmission | Internal | Shoulder | B15 | 1203 | 4000 | 1166.07 | 35.17 | 43.17 | 8 | 0
2030 | MISO_MO-IL_2_TVA_Transmission | MISO_MO-IL | TVA_Transmission | Internal | Summer | B1 | 10 | 4000 | 167.66 | 71.85 | 79.85 | 8 | 0
2030 | MISO_MO-IL_2_TVA_Transmission | MISO_MO-IL | TVA_Transmission | Internal | Summer | B2 | 25 | 4000 | 0 | 70.66 | 75.69 | 8 | 0
2030 | MISO_MO-IL_2_TVA_Transmission | MISO_MO-IL | TVA_Transmission | Internal | Summer | B3 | 75 | 4000 | 0 | 67.93 | 75.28 | 8 | 0
2030 | MISO_MO-IL_2_TVA_Transmission | MISO_MO-IL | TVA_Transmission | Internal | Summer | B4 | 100 | 4000 | 0 | 66.96 | 74.66 | 8 | 0
2030 | MISO_MO-IL_2_TVA_Transmission | MISO_MO-IL | TVA_Transmission | Internal | Summer | B5 | 200 | 4000 | 61.79 | 60.62 | 68.62 | 8 | 0
2030 | MISO_MO-IL_2_TVA_Transmission | MISO_MO-IL | TVA_Transmission | Internal | Summer | B6 | 300 | 4000 | 0.01 | 49.02 | 57.01 | 8 | 0
2030 | MISO_MO-IL_2_TVA_Transmission | MISO_MO-IL | TVA_Transmission | Internal | Summer | B7 | 400 | 4000 | 0 | 42.11 | 49.58 | 8 | 0
2030 | MISO_MO-IL_2_TVA_Transmission | MISO_MO-IL | TVA_Transmission | Internal | Summer | B8 | 500 | 4000 | 0 | 39.07 | 46.01 | 8 | 0
2030 | MISO_MO-IL_2_TVA_Transmission | MISO_MO-IL | TVA_Transmission | Internal | Summer | B9 | 800 | 4000 | 0 | 36.67 | 44.66 | 8 | 0
2030 | MISO_MO-IL_2_TVA_Transmission | MISO_MO-IL | TVA_Transmission | Internal | Summer | B10 | 1262 | 4000 | 126.48 | 33.18 | 41.18 | 8 | 0
2030 | MISO_MO-IL_2_TVA_Transmission | MISO_MO-IL | TVA_Transmission | Internal | Winter | B16 | 25 | 4000 | 1544.28 | 52.31 | 60.31 | 8 | 0
2030 | MISO_MO-IL_2_TVA_Transmission | MISO_MO-IL | TVA_Transmission | Internal | Winter | B17 | 100 | 4000 | 0 | 47.28 | 52.05 | 8 | 0
2030 | MISO_MO-IL_2_TVA_Transmission | MISO_MO-IL | TVA_Transmission | Internal | Winter | B18 | 400 | 4000 | 260.74 | 40.73 | 48.73 | 8 | 0
2030 | MISO_MO-IL_2_TVA_Transmission | MISO_MO-IL | TVA_Transmission | Internal | Winter | B19 | 700 | 4000 | 0 | 39.07 | 46.38 | 8 | 0
2030 | MISO_MO-IL_2_TVA_Transmission | MISO_MO-IL | TVA_Transmission | Internal | Winter | B20 | 935 | 4000 | 531.58 | 34.57 | 42.57 | 8 | 0
2030 | MISO_W_2_IESO | MISO_W | IESO | Internal | Shoulder | B11 | 25 | 164 | 0 | 51.96 | 36.34 | 8 | 0
2030 | MISO_W_2_IESO | MISO_W | IESO | Internal | Shoulder | B12 | 200 | 164 | 0 | 44.05 | 36.34 | 8 | 0
2030 | MISO_W_2_IESO | MISO_W | IESO | Internal | Shoulder | B13 | 600 | 164 | 0 | 39.46 | 34.4 | 8 | 0
2030 | MISO_W_2_IESO | MISO_W | IESO | Internal | Shoulder | B14 | 900 | 164 | 0 | 32.24 | 34.4 | 8 | 0
2030 | MISO_W_2_IESO | MISO_W | IESO | Internal | Shoulder | B15 | 1203 | 164 | 0 | 29.42 | 34.4 | 8 | 0
2030 | MISO_W_2_IESO | MISO_W | IESO | Internal | Summer | B1 | 10 | 164 | 0 | 71.83 | 48.13 | 8 | 0
2030 | MISO_W_2_IESO | MISO_W | IESO | Internal | Summer | B2 | 25 | 164 | 0 | 67.68 | 48.13 | 8 | 0
2030 | MISO_W_2_IESO | MISO_W | IESO | Internal | Summer | B3 | 75 | 164 | 0 | 67.92 | 46.12 | 8 | 0
2030 | MISO_W_2_IESO | MISO_W | IESO | Internal | Summer | B4 | 100 | 164 | 0 | 66.95 | 46.12 | 8 | 0
2030 | MISO_W_2_IESO | MISO_W | IESO | Internal | Summer | B5 | 200 | 164 | 0 | 60.6 | 42.52 | 8 | 0
2030 | MISO_W_2_IESO | MISO_W | IESO | Internal | Summer | B6 | 300 | 164 | 0 | 49.01 | 41.17 | 8 | 0
2030 | MISO_W_2_IESO | MISO_W | IESO | Internal | Summer | B7 | 400 | 164 | 0 | 42.09 | 35.02 | 8 | 0
2030 | MISO_W_2_IESO | MISO_W | IESO | Internal | Summer | B8 | 500 | 164 | 0 | 39.06 | 32.1 | 8 | 0
2030 | MISO_W_2_IESO | MISO_W | IESO | Internal | Summer | B9 | 800 | 164 | 0 | 36.66 | 32.1 | 8 | 0
2030 | MISO_W_2_IESO | MISO_W | IESO | Internal | Summer | B10 | 1262 | 164 | 0 | 33.17 | 32.1 | 8 | 0
2030 | MISO_W_2_IESO | MISO_W | IESO | Internal | Winter | B16 | 25 | 164 | 164 | 31.01 | 40.77 | 8 | 1.75
2030 | MISO_W_2_IESO | MISO_W | IESO | Internal | Winter | B17 | 100 | 164 | 0.03 | 31.04 | 39.02 | 8 | 0
2030 | MISO_W_2_IESO | MISO_W | IESO | Internal | Winter | B18 | 400 | 164 | 0 | 36.77 | 37.11 | 8 | 0
2030 | MISO_W_2_IESO | MISO_W | IESO | Internal | Winter | B19 | 700 | 164 | 0 | 36.77 | 36.7 | 8 | 0
2030 | MISO_W_2_IESO | MISO_W | IESO | Internal | Winter | B20 | 935 | 164 | 0 | 30.1 | 36.7 | 8 | 0
2030 | MISO_W_2_MAPP_CA | MISO_W | MAPP_CA | Internal | Shoulder | B11 | 25 | 788 | 0 | 51.96 | 29.43 | 0.01 | 0
2030 | MISO_W_2_MAPP_CA | MISO_W | MAPP_CA | Internal | Shoulder | B12 | 200 | 788 | 0 | 44.05 | 30.05 | 0.01 | 0
2030 | MISO_W_2_MAPP_CA | MISO_W | MAPP_CA | Internal | Shoulder | B13 | 600 | 788 | 0 | 39.46 | 29.43 | 0.01 | 0
2030 | MISO_W_2_MAPP_CA | MISO_W | MAPP_CA | Internal | Shoulder | B14 | 900 | 788 | 0 | 32.24 | 29.43 | 0.01 | 0
2030 | MISO_W_2_MAPP_CA | MISO_W | MAPP_CA | Internal | Shoulder | B15 | 1203 | 788 | 703.54 | 29.42 | 29.43 | 0.01 | 0
2030 | MISO_W_2_MAPP_CA | MISO_W | MAPP_CA | Internal | Summer | B1 | 10 | 788 | 0 | 71.83 | 33.17 | 0.01 | 0
2030 | MISO_W_2_MAPP_CA | MISO_W | MAPP_CA | Internal | Summer | B2 | 25 | 788 | 0 | 67.68 | 33.17 | 0.01 | 0
2030 | MISO_W_2_MAPP_CA | MISO_W | MAPP_CA | Internal | Summer | B3 | 75 | 788 | 0 | 67.92 | 33.17 | 0.01 | 0
2030 | MISO_W_2_MAPP_CA | MISO_W | MAPP_CA | Internal | Summer | B4 | 100 | 788 | 0 | 66.95 | 33.17 | 0.01 | 0
2030 | MISO_W_2_MAPP_CA | MISO_W | MAPP_CA | Internal | Summer | B5 | 200 | 788 | 0 | 60.6 | 33.17 | 0.01 | 0
2030 | MISO_W_2_MAPP_CA | MISO_W | MAPP_CA | Internal | Summer | B6 | 300 | 788 | 0 | 49.01 | 33.17 | 0.01 | 0
2030 | MISO_W_2_MAPP_CA | MISO_W | MAPP_CA | Internal | Summer | B7 | 400 | 788 | 0 | 42.09 | 33.17 | 0.01 | 0
2030 | MISO_W_2_MAPP_CA | MISO_W | MAPP_CA | Internal | Summer | B8 | 500 | 788 | 0 | 39.06 | 33.17 | 0.01 | 0
2030 | MISO_W_2_MAPP_CA | MISO_W | MAPP_CA | Internal | Summer | B9 | 800 | 788 | 0 | 36.66 | 33.17 | 0.01 | 0
2030 | MISO_W_2_MAPP_CA | MISO_W | MAPP_CA | Internal | Summer | B10 | 1262 | 788 | 0 | 33.17 | 33.17 | 0.01 | 0
2030 | MISO_W_2_MAPP_CA | MISO_W | MAPP_CA | Internal | Winter | B16 | 25 | 788 | 720.77 | 31.01 | 31.02 | 0.01 | 0
2030 | MISO_W_2_MAPP_CA | MISO_W | MAPP_CA | Internal | Winter | B17 | 100 | 788 | 0.02 | 31.04 | 31.02 | 0.01 | 0
2030 | MISO_W_2_MAPP_CA | MISO_W | MAPP_CA | Internal | Winter | B18 | 400 | 788 | 0 | 36.77 | 36.76 | 0.01 | 0
2030 | MISO_W_2_MAPP_CA | MISO_W | MAPP_CA | Internal | Winter | B19 | 700 | 788 | 0 | 36.77 | 36.76 | 0.01 | 0
2030 | MISO_W_2_MAPP_CA | MISO_W | MAPP_CA | Internal | Winter | B20 | 935 | 788 | 788 | 30.1 | 31.02 | 0.01 | 0.91
2030 | MISO_W_2_MISO_MO-IL | MISO_W | MISO_MO-IL | Internal | Shoulder | B11 | 25 | 7873 | 7861.98 | 51.96 | 51.98 | 0.01 | 0
2030 | MISO_W_2_MISO_MO-IL | MISO_W | MISO_MO-IL | Internal | Shoulder | B12 | 200 | 7873 | 7403.5 | 44.05 | 44.06 | 0.01 | 0
2030 | MISO_W_2_MISO_MO-IL | MISO_W | MISO_MO-IL | Internal | Shoulder | B13 | 600 | 7873 | 7873 | 39.46 | 39.61 | 0.01 | 0.14
2030 | MISO_W_2_MISO_MO-IL | MISO_W | MISO_MO-IL | Internal | Shoulder | B14 | 900 | 7873 | 7873 | 32.24 | 38.85 | 0.01 | 6.6
2030 | MISO_W_2_MISO_MO-IL | MISO_W | MISO_MO-IL | Internal | Shoulder | B15 | 1203 | 7873 | 7873 | 29.42 | 35.17 | 0.01 | 5.74
2030 | MISO_W_2_MISO_MO-IL | MISO_W | MISO_MO-IL | Internal | Summer | B1 | 10 | 7873 | 6769.84 | 71.83 | 71.85 | 0.01 | 0
2030 | MISO_W_2_MISO_MO-IL | MISO_W | MISO_MO-IL | Internal | Summer | B2 | 25 | 7873 | 7873 | 67.68 | 70.66 | 0.01 | 2.97
2030 | MISO_W_2_MISO_MO-IL | MISO_W | MISO_MO-IL | Internal | Summer | B3 | 75 | 7873 | 7375.46 | 67.92 | 67.93 | 0.01 | 0
2030 | MISO_W_2_MISO_MO-IL | MISO_W | MISO_MO-IL | Internal | Summer | B4 | 100 | 7873 | 4464.03 | 66.95 | 66.96 | 0.01 | 0
2030 | MISO_W_2_MISO_MO-IL | MISO_W | MISO_MO-IL | Internal | Summer | B5 | 200 | 7873 | 4644.72 | 60.6 | 60.62 | 0.01 | 0
2030 | MISO_W_2_MISO_MO-IL | MISO_W | MISO_MO-IL | Internal | Summer | B6 | 300 | 7873 | 3814.19 | 49.01 | 49.02 | 0.01 | 0
2030 | MISO_W_2_MISO_MO-IL | MISO_W | MISO_MO-IL | Internal | Summer | B7 | 400 | 7873 | 4647.62 | 42.09 | 42.11 | 0.01 | 0
2030 | MISO_W_2_MISO_MO-IL | MISO_W | MISO_MO-IL | Internal | Summer | B8 | 500 | 7873 | 7584.47 | 39.06 | 39.07 | 0.01 | 0
2030 | MISO_W_2_MISO_MO-IL | MISO_W | MISO_MO-IL | Internal | Summer | B9 | 800 | 7873 | 6774.92 | 36.66 | 36.67 | 0.01 | 0
2030 | MISO_W_2_MISO_MO-IL | MISO_W | MISO_MO-IL | Internal | Summer | B10 | 1262 | 7873 | 7232.02 | 33.17 | 33.18 | 0.01 | 0
2030 | MISO_W_2_MISO_MO-IL | MISO_W | MISO_MO-IL | Internal | Winter | B16 | 25 | 7873 | 7873 | 31.01 | 52.31 | 0.01 | 21.28
2030 | MISO_W_2_MISO_MO-IL | MISO_W | MISO_MO-IL | Internal | Winter | B17 | 100 | 7873 | 7873 | 31.04 | 47.28 | 0.01 | 16.23
2030 | MISO_W_2_MISO_MO-IL | MISO_W | MISO_MO-IL | Internal | Winter | B18 | 400 | 7873 | 7873 | 36.77 | 40.73 | 0.01 | 3.94
2030 | MISO_W_2_MISO_MO-IL | MISO_W | MISO_MO-IL | Internal | Winter | B19 | 700 | 7873 | 7873 | 36.77 | 39.07 | 0.01 | 2.29
2030 | MISO_W_2_MISO_MO-IL | MISO_W | MISO_MO-IL | Internal | Winter | B20 | 935 | 7873 | 7873 | 30.1 | 34.57 | 0.01 | 4.46
2030 | MISO_W_2_MISO_WUMS | MISO_W | MISO_WUMS | Internal | Shoulder | B11 | 25 | 3756 | 374.73 | 51.96 | 51.98 | 0.01 | 0
2030 | MISO_W_2_MISO_WUMS | MISO_W | MISO_WUMS | Internal | Shoulder | B12 | 200 | 3756 | 2096.36 | 44.05 | 44.06 | 0.01 | 0
2030 | MISO_W_2_MISO_WUMS | MISO_W | MISO_WUMS | Internal | Shoulder | B13 | 600 | 3756 | 3756 | 39.46 | 41.99 | 0.01 | 2.52
2030 | MISO_W_2_MISO_WUMS | MISO_W | MISO_WUMS | Internal | Shoulder | B14 | 900 | 3756 | 3756 | 32.24 | 40.93 | 0.01 | 8.67
2030 | MISO_W_2_MISO_WUMS | MISO_W | MISO_WUMS | Internal | Shoulder | B15 | 1203 | 3756 | 3756 | 29.42 | 36.93 | 0.01 | 7.49
2030 | MISO_W_2_MISO_WUMS | MISO_W | MISO_WUMS | Internal | Summer | B1 | 10 | 3756 | 0 | 71.83 | 67.68 | 0.01 | 0
2030 | MISO_W_2_MISO_WUMS | MISO_W | MISO_WUMS | Internal | Summer | B2 | 25 | 3756 | 0.13 | 67.68 | 67.68 | 0.01 | 0
2030 | MISO_W_2_MISO_WUMS | MISO_W | MISO_WUMS | Internal | Summer | B3 | 75 | 3756 | 0 | 67.92 | 67.68 | 0.01 | 0
2030 | MISO_W_2_MISO_WUMS | MISO_W | MISO_WUMS | Internal | Summer | B4 | 100 | 3756 | 557.14 | 66.95 | 66.96 | 0.01 | 0
2030 | MISO_W_2_MISO_WUMS | MISO_W | MISO_WUMS | Internal | Summer | B5 | 200 | 3756 | 6.75 | 60.6 | 60.62 | 0.01 | 0
2030 | MISO_W_2_MISO_WUMS | MISO_W | MISO_WUMS | Internal | Summer | B6 | 300 | 3756 | 0.01 | 49.01 | 49.01 | 0.01 | 0
2030 | MISO_W_2_MISO_WUMS | MISO_W | MISO_WUMS | Internal | Summer | B7 | 400 | 3756 | 0 | 42.09 | 42.09 | 0.01 | 0
2030 | MISO_W_2_MISO_WUMS | MISO_W | MISO_WUMS | Internal | Summer | B8 | 500 | 3756 | 3121.07 | 39.06 | 39.07 | 0.01 | 0
2030 | MISO_W_2_MISO_WUMS | MISO_W | MISO_WUMS | Internal | Summer | B9 | 800 | 3756 | 3456.5 | 36.66 | 36.67 | 0.01 | 0
2030 | MISO_W_2_MISO_WUMS | MISO_W | MISO_WUMS | Internal | Summer | B10 | 1262 | 3756 | 3697.75 | 33.17 | 33.18 | 0.01 | 0
2030 | MISO_W_2_MISO_WUMS | MISO_W | MISO_WUMS | Internal | Winter | B16 | 25 | 3756 | 3756 | 31.01 | 45.53 | 0.01 | 14.51
2030 | MISO_W_2_MISO_WUMS | MISO_W | MISO_WUMS | Internal | Winter | B17 | 100 | 3756 | 3756 | 31.04 | 45.53 | 0.01 | 14.49
2030 | MISO_W_2_MISO_WUMS | MISO_W | MISO_WUMS | Internal | Winter | B18 | 400 | 3756 | 3756 | 36.77 | 44.26 | 0.01 | 7.47
2030 | MISO_W_2_MISO_WUMS | MISO_W | MISO_WUMS | Internal | Winter | B19 | 700 | 3756 | 3756 | 36.77 | 43.24 | 0.01 | 6.46
2030 | MISO_W_2_MISO_WUMS | MISO_W | MISO_WUMS | Internal | Winter | B20 | 935 | 3756 | 3756 | 30.1 | 34.57 | 0.01 | 4.46
2030 | MISO_W_2_NE | MISO_W | NE | Internal | Shoulder | B11 | 25 | 20297 | 0 | 51.96 | 46.96 | 7 | 0
2030 | MISO_W_2_NE | MISO_W | NE | Internal | Shoulder | B12 | 200 | 20297 | 0 | 44.05 | 39.05 | 7 | 0
2030 | MISO_W_2_NE | MISO_W | NE | Internal | Shoulder | B13 | 600 | 20297 | 0 | 39.46 | 34.46 | 7 | 0
2030 | MISO_W_2_NE | MISO_W | NE | Internal | Shoulder | B14 | 900 | 20297 | 0 | 32.24 | 27.24 | 7 | 0
2030 | MISO_W_2_NE | MISO_W | NE | Internal | Shoulder | B15 | 1203 | 20297 | 0 | 29.42 | 24.41 | 7 | 0
2030 | MISO_W_2_NE | MISO_W | NE | Internal | Summer | B1 | 10 | 20297 | 0 | 71.83 | 66.83 | 7 | 0
2030 | MISO_W_2_NE | MISO_W | NE | Internal | Summer | B2 | 25 | 20297 | 0 | 67.68 | 62.68 | 7 | 0
2030 | MISO_W_2_NE | MISO_W | NE | Internal | Summer | B3 | 75 | 20297 | 0 | 67.92 | 62.92 | 7 | 0
2030 | MISO_W_2_NE | MISO_W | NE | Internal | Summer | B4 | 100 | 20297 | 0 | 66.95 | 61.95 | 7 | 0
2030 | MISO_W_2_NE | MISO_W | NE | Internal | Summer | B5 | 200 | 20297 | 0 | 60.6 | 55.6 | 7 | 0
2030 | MISO_W_2_NE | MISO_W | NE | Internal | Summer | B6 | 300 | 20297 | 0 | 49.01 | 44.01 | 7 | 0
2030 | MISO_W_2_NE | MISO_W | NE | Internal | Summer | B7 | 400 | 20297 | 0 | 42.09 | 37.09 | 7 | 0
2030 | MISO_W_2_NE | MISO_W | NE | Internal | Summer | B8 | 500 | 20297 | 0 | 39.06 | 34.06 | 7 | 0
2030 | MISO_W_2_NE | MISO_W | NE | Internal | Summer | B9 | 800 | 20297 | 0 | 36.66 | 31.66 | 7 | 0
2030 | MISO_W_2_NE | MISO_W | NE | Internal | Summer | B10 | 1262 | 20297 | 0 | 33.17 | 28.17 | 7 | 0
2030 | MISO_W_2_NE | MISO_W | NE | Internal | Winter | B16 | 25 | 20297 | 0 | 31.01 | -38.34 | 7 | 0
2030 | MISO_W_2_NE | MISO_W | NE | Internal | Winter | B17 | 100 | 20297 | 0 | 31.04 | 26.04 | 7 | 0
2030 | MISO_W_2_NE | MISO_W | NE | Internal | Winter | B18 | 400 | 20297 | 0 | 36.77 | 31.77 | 7 | 0
2030 | MISO_W_2_NE | MISO_W | NE | Internal | Winter | B19 | 700 | 20297 | 0 | 36.77 | 31.77 | 7 | 0
2030 | MISO_W_2_NE | MISO_W | NE | Internal | Winter | B20 | 935 | 20297 | 0 | 30.1 | 25.1 | 7 | 0
2030 | MISO_W_2_PJM_ROR | MISO_W | PJM_ROR | Internal | Shoulder | B11 | 25 | 10135 | 10134.86 | 51.96 | 53.98 | 2 | 0.01
2030 | MISO_W_2_PJM_ROR | MISO_W | PJM_ROR | Internal | Shoulder | B12 | 200 | 10135 | 10135 | 44.05 | 46.5 | 2 | 0.45
2030 | MISO_W_2_PJM_ROR | MISO_W | PJM_ROR | Internal | Shoulder | B13 | 600 | 10135 | 10135 | 39.46 | 43.99 | 2 | 2.53
2030 | MISO_W_2_PJM_ROR | MISO_W | PJM_ROR | Internal | Shoulder | B14 | 900 | 10135 | 10135 | 32.24 | 42.93 | 2 | 8.68
2030 | MISO_W_2_PJM_ROR | MISO_W | PJM_ROR | Internal | Shoulder | B15 | 1203 | 10135 | 10135 | 29.42 | 39.41 | 2 | 7.99
2030 | MISO_W_2_PJM_ROR | MISO_W | PJM_ROR | Internal | Summer | B1 | 10 | 10135 | 9456.5 | 71.83 | 73.83 | 2 | 0
2030 | MISO_W_2_PJM_ROR | MISO_W | PJM_ROR | Internal | Summer | B2 | 25 | 10135 | 6700.63 | 67.68 | 69.68 | 2 | 0
2030 | MISO_W_2_PJM_ROR | MISO_W | PJM_ROR | Internal | Summer | B3 | 75 | 10135 | 0 | 67.92 | 69.28 | 2 | 0
2030 | MISO_W_2_PJM_ROR | MISO_W | PJM_ROR | Internal | Summer | B4 | 100 | 10135 | 2603.13 | 66.95 | 68.95 | 2 | 0
2030 | MISO_W_2_PJM_ROR | MISO_W | PJM_ROR | Internal | Summer | B5 | 200 | 10135 | 2787.95 | 60.6 | 62.6 | 2 | 0
2030 | MISO_W_2_PJM_ROR | MISO_W | PJM_ROR | Internal | Summer | B6 | 300 | 10135 | 3948.85 | 49.01 | 51.01 | 2 | 0
2030 | MISO_W_2_PJM_ROR | MISO_W | PJM_ROR | Internal | Summer | B7 | 400 | 10135 | 3913.01 | 42.09 | 44.09 | 2 | 0
2030 | MISO_W_2_PJM_ROR | MISO_W | PJM_ROR | Internal | Summer | B8 | 500 | 10135 | 5968.46 | 39.06 | 41.06 | 2 | 0
2030 | MISO_W_2_PJM_ROR | MISO_W | PJM_ROR | Internal | Summer | B9 | 800 | 10135 | 6340.29 | 36.66 | 38.66 | 2 | 0
2030 | MISO_W_2_PJM_ROR | MISO_W | PJM_ROR | Internal | Summer | B10 | 1262 | 10135 | 10135 | 33.17 | 35.18 | 2 | 0.01
2030 | MISO_W_2_PJM_ROR | MISO_W | PJM_ROR | Internal | Winter | B16 | 25 | 10135 | 10135 | 31.01 | 54.31 | 2 | 21.3
2030 | MISO_W_2_PJM_ROR | MISO_W | PJM_ROR | Internal | Winter | B17 | 100 | 10135 | 10135 | 31.04 | 50.15 | 2 | 17.11
2030 | MISO_W_2_PJM_ROR | MISO_W | PJM_ROR | Internal | Winter | B18 | 400 | 10135 | 10135 | 36.77 | 46.26 | 2 | 7.49
2030 | MISO_W_2_PJM_ROR | MISO_W | PJM_ROR | Internal | Winter | B19 | 700 | 10135 | 10135 | 36.77 | 45.33 | 2 | 6.56
2030 | MISO_W_2_PJM_ROR | MISO_W | PJM_ROR | Internal | Winter | B20 | 935 | 10135 | 10135 | 30.1 | 36.57 | 2 | 4.47
2030 | MISO_W_2_SPP_N | MISO_W | SPP_N | Internal | Shoulder | B11 | 25 | 3200 | 0 | 51.96 | 46.98 | 7 | 0
2030 | MISO_W_2_SPP_N | MISO_W | SPP_N | Internal | Shoulder | B12 | 200 | 3200 | 0 | 44.05 | 39.06 | 7 | 0
2030 | MISO_W_2_SPP_N | MISO_W | SPP_N | Internal | Shoulder | B13 | 600 | 3200 | 0 | 39.46 | 34.47 | 7 | 0
2030 | MISO_W_2_SPP_N | MISO_W | SPP_N | Internal | Shoulder | B14 | 900 | 3200 | 0 | 32.24 | 27.25 | 7 | 0
2030 | MISO_W_2_SPP_N | MISO_W | SPP_N | Internal | Shoulder | B15 | 1203 | 3200 | 0 | 29.42 | 24.42 | 7 | 0
2030 | MISO_W_2_SPP_N | MISO_W | SPP_N | Internal | Summer | B1 | 10 | 3200 | 0 | 71.83 | 66.85 | 7 | 0
2030 | MISO_W_2_SPP_N | MISO_W | SPP_N | Internal | Summer | B2 | 25 | 3200 | 0 | 67.68 | 62.69 | 7 | 0
2030 | MISO_W_2_SPP_N | MISO_W | SPP_N | Internal | Summer | B3 | 75 | 3200 | 0 | 67.92 | 62.93 | 7 | 0
2030 | MISO_W_2_SPP_N | MISO_W | SPP_N | Internal | Summer | B4 | 100 | 3200 | 0 | 66.95 | 61.96 | 7 | 0
2030 | MISO_W_2_SPP_N | MISO_W | SPP_N | Internal | Summer | B5 | 200 | 3200 | 0 | 60.6 | 55.62 | 7 | 0
2030 | MISO_W_2_SPP_N | MISO_W | SPP_N | Internal | Summer | B6 | 300 | 3200 | 0 | 49.01 | 44.02 | 7 | 0
2030 | MISO_W_2_SPP_N | MISO_W | SPP_N | Internal | Summer | B7 | 400 | 3200 | 0 | 42.09 | 40.68 | 7 | 0
2030 | MISO_W_2_SPP_N | MISO_W | SPP_N | Internal | Summer | B8 | 500 | 3200 | 0 | 39.06 | 38.86 | 7 | 0
2030 | MISO_W_2_SPP_N | MISO_W | SPP_N | Internal | Summer | B9 | 800 | 3200 | 0 | 36.66 | 35.45 | 7 | 0
2030 | MISO_W_2_SPP_N | MISO_W | SPP_N | Internal | Summer | B10 | 1262 | 3200 | 0 | 33.17 | 28.18 | 7 | 0
2030 | MISO_W_2_SPP_N | MISO_W | SPP_N | Internal | Winter | B16 | 25 | 3200 | 0 | 31.01 | 34.86 | 7 | 0
2030 | MISO_W_2_SPP_N | MISO_W | SPP_N | Internal | Winter | B17 | 100 | 3200 | 0 | 31.04 | 30.5 | 7 | 0
2030 | MISO_W_2_SPP_N | MISO_W | SPP_N | Internal | Winter | B18 | 400 | 3200 | 0 | 36.77 | 34.58 | 7 | 0
2030 | MISO_W_2_SPP_N | MISO_W | SPP_N | Internal | Winter | B19 | 700 | 3200 | 0 | 36.77 | 31.78 | 7 | 0
2030 | MISO_W_2_SPP_N | MISO_W | SPP_N | Internal | Winter | B20 | 935 | 3200 | 0 | 30.1 | 25.11 | 7 | 0
2030 | MISO_WUMS_2_MISO_MI | MISO_WUMS | MISO_MI | Internal | Shoulder | B11 | 25 | 148 | 147.99 | 51.98 | 52.12 | 0.01 | 0.13
2030 | MISO_WUMS_2_MISO_MI | MISO_WUMS | MISO_MI | Internal | Shoulder | B12 | 200 | 148 | 148 | 44.06 | 45.24 | 0.01 | 1.16
2030 | MISO_WUMS_2_MISO_MI | MISO_WUMS | MISO_MI | Internal | Shoulder | B13 | 600 | 148 | 148 | 41.99 | 42.41 | 0.01 | 0.41
2030 | MISO_WUMS_2_MISO_MI | MISO_WUMS | MISO_MI | Internal | Shoulder | B14 | 900 | 148 | 148 | 40.93 | 41.4 | 0.01 | 0.46
2030 | MISO_WUMS_2_MISO_MI | MISO_WUMS | MISO_MI | Internal | Shoulder | B15 | 1203 | 148 | 148 | 36.93 | 37.41 | 0.01 | 0.47
2030 | MISO_WUMS_2_MISO_MI | MISO_WUMS | MISO_MI | Internal | Summer | B1 | 10 | 148 | 148 | 67.68 | 72.23 | 0.01 | 4.54
2030 | MISO_WUMS_2_MISO_MI | MISO_WUMS | MISO_MI | Internal | Summer | B2 | 25 | 148 | 148 | 67.68 | 70.68 | 0.01 | 2.99
2030 | MISO_WUMS_2_MISO_MI | MISO_WUMS | MISO_MI | Internal | Summer | B3 | 75 | 148 | 148 | 67.68 | 67.93 | 0.01 | 0.24
2030 | MISO_WUMS_2_MISO_MI | MISO_WUMS | MISO_MI | Internal | Summer | B4 | 100 | 148 | 0.02 | 66.96 | 66.95 | 0.01 | 0
2030 | MISO_WUMS_2_MISO_MI | MISO_WUMS | MISO_MI | Internal | Summer | B5 | 200 | 148 | 0.02 | 60.62 | 60.62 | 0.01 | 0
2030 | MISO_WUMS_2_MISO_MI | MISO_WUMS | MISO_MI | Internal | Summer | B6 | 300 | 148 | 147.99 | 49.01 | 49.05 | 0.01 | 0.02
2030 | MISO_WUMS_2_MISO_MI | MISO_WUMS | MISO_MI | Internal | Summer | B7 | 400 | 148 | 148 | 42.09 | 42.13 | 0.01 | 0.02
2030 | MISO_WUMS_2_MISO_MI | MISO_WUMS | MISO_MI | Internal | Summer | B8 | 500 | 148 | 147.99 | 39.07 | 39.1 | 0.01 | 0.01
2030 | MISO_WUMS_2_MISO_MI | MISO_WUMS | MISO_MI | Internal | Summer | B9 | 800 | 148 | 148 | 36.67 | 36.7 | 0.01 | 0.01
2030 | MISO_WUMS_2_MISO_MI | MISO_WUMS | MISO_MI | Internal | Summer | B10 | 1262 | 148 | 148 | 33.18 | 35 | 0.01 | 1.81
2030 | MISO_WUMS_2_MISO_MI | MISO_WUMS | MISO_MI | Internal | Winter | B16 | 25 | 148 | 148 | 45.53 | 52.33 | 0.01 | 6.79
2030 | MISO_WUMS_2_MISO_MI | MISO_WUMS | MISO_MI | Internal | Winter | B17 | 100 | 148 | 148 | 45.53 | 48.15 | 0.01 | 2.61
2030 | MISO_WUMS_2_MISO_MI | MISO_WUMS | MISO_MI | Internal | Winter | B18 | 400 | 148 | 0 | 44.26 | 44.26 | 0.01 | 0
2030 | MISO_WUMS_2_MISO_MI | MISO_WUMS | MISO_MI | Internal | Winter | B19 | 700 | 148 | 8.13 | 43.24 | 43.26 | 0.01 | 0
2030 | MISO_WUMS_2_MISO_MI | MISO_WUMS | MISO_MI | Internal | Winter | B20 | 935 | 148 | 148 | 34.57 | 35.28 | 0.01 | 0.7
2030 | MISO_WUMS_2_MISO_W | MISO_WUMS | MISO_W | Internal | Shoulder | B11 | 25 | 3264 | 0.07 | 51.98 | 51.96 | 0.01 | 0
2030 | MISO_WUMS_2_MISO_W | MISO_WUMS | MISO_W | Internal | Shoulder | B12 | 200 | 3264 | 0 | 44.06 | 44.05 | 0.01 | 0
2030 | MISO_WUMS_2_MISO_W | MISO_WUMS | MISO_W | Internal | Shoulder | B13 | 600 | 3264 | 0 | 41.99 | 39.46 | 0.01 | 0
2030 | MISO_WUMS_2_MISO_W | MISO_WUMS | MISO_W | Internal | Shoulder | B14 | 900 | 3264 | 0 | 40.93 | 32.24 | 0.01 | 0
2030 | MISO_WUMS_2_MISO_W | MISO_WUMS | MISO_W | Internal | Shoulder | B15 | 1203 | 3264 | 0 | 36.93 | 29.42 | 0.01 | 0
2030 | MISO_WUMS_2_MISO_W | MISO_WUMS | MISO_W | Internal | Summer | B1 | 10 | 3264 | 3264 | 67.68 | 71.83 | 0.01 | 4.15
2030 | MISO_WUMS_2_MISO_W | MISO_WUMS | MISO_W | Internal | Summer | B2 | 25 | 3264 | 0.14 | 67.68 | 67.68 | 0.01 | 0
2030 | MISO_WUMS_2_MISO_W | MISO_WUMS | MISO_W | Internal | Summer | B3 | 75 | 3264 | 3264 | 67.68 | 67.92 | 0.01 | 0.23
2030 | MISO_WUMS_2_MISO_W | MISO_WUMS | MISO_W | Internal | Summer | B4 | 100 | 3264 | 0.02 | 66.96 | 66.95 | 0.01 | 0
2030 | MISO_WUMS_2_MISO_W | MISO_WUMS | MISO_W | Internal | Summer | B5 | 200 | 3264 | 0 | 60.62 | 60.6 | 0.01 | 0
2030 | MISO_WUMS_2_MISO_W | MISO_WUMS | MISO_W | Internal | Summer | B6 | 300 | 3264 | 0.01 | 49.01 | 49.01 | 0.01 | 0
2030 | MISO_WUMS_2_MISO_W | MISO_WUMS | MISO_W | Internal | Summer | B7 | 400 | 3264 | 0 | 42.09 | 42.09 | 0.01 | 0
2030 | MISO_WUMS_2_MISO_W | MISO_WUMS | MISO_W | Internal | Summer | B8 | 500 | 3264 | 0 | 39.07 | 39.06 | 0.01 | 0
2030 | MISO_WUMS_2_MISO_W | MISO_WUMS | MISO_W | Internal | Summer | B9 | 800 | 3264 | 0 | 36.67 | 36.66 | 0.01 | 0
2030 | MISO_WUMS_2_MISO_W | MISO_WUMS | MISO_W | Internal | Summer | B10 | 1262 | 3264 | 0 | 33.18 | 33.17 | 0.01 | 0
2030 | MISO_WUMS_2_MISO_W | MISO_WUMS | MISO_W | Internal | Winter | B16 | 25 | 3264 | 0 | 45.53 | 31.01 | 0.01 | 0
2030 | MISO_WUMS_2_MISO_W | MISO_WUMS | MISO_W | Internal | Winter | B17 | 100 | 3264 | 0 | 45.53 | 31.04 | 0.01 | 0
2030 | MISO_WUMS_2_MISO_W | MISO_WUMS | MISO_W | Internal | Winter | B18 | 400 | 3264 | 0 | 44.26 | 36.77 | 0.01 | 0
2030 | MISO_WUMS_2_MISO_W | MISO_WUMS | MISO_W | Internal | Winter | B19 | 700 | 3264 | 0 | 43.24 | 36.77 | 0.01 | 0
2030 | MISO_WUMS_2_MISO_W | MISO_WUMS | MISO_W | Internal | Winter | B20 | 935 | 3264 | 0 | 34.57 | 30.1 | 0.01 | 0
2030 | MISO_WUMS_2_PJM_ROR | MISO_WUMS | PJM_ROR | Internal | Shoulder | B11 | 25 | 1600 | 477.26 | 51.98 | 53.98 | 2 | 0
2030 | MISO_WUMS_2_PJM_ROR | MISO_WUMS | PJM_ROR | Internal | Shoulder | B12 | 200 | 1600 | 1600 | 44.06 | 46.5 | 2 | 0.43
2030 | MISO_WUMS_2_PJM_ROR | MISO_WUMS | PJM_ROR | Internal | Shoulder | B13 | 600 | 1600 | 1103.22 | 41.99 | 43.99 | 2 | 0
2030 | MISO_WUMS_2_PJM_ROR | MISO_WUMS | PJM_ROR | Internal | Shoulder | B14 | 900 | 1600 | 718.25 | 40.93 | 42.93 | 2 | 0
2030 | MISO_WUMS_2_PJM_ROR | MISO_WUMS | PJM_ROR | Internal | Shoulder | B15 | 1203 | 1600 | 1600 | 36.93 | 39.41 | 2 | 0.48
2030 | MISO_WUMS_2_PJM_ROR | MISO_WUMS | PJM_ROR | Internal | Summer | B1 | 10 | 1600 | 1600 | 67.68 | 73.83 | 2 | 4.16
2030 | MISO_WUMS_2_PJM_ROR | MISO_WUMS | PJM_ROR | Internal | Summer | B2 | 25 | 1600 | 1203.93 | 67.68 | 69.68 | 2 | 0
2030 | MISO_WUMS_2_PJM_ROR | MISO_WUMS | PJM_ROR | Internal | Summer | B3 | 75 | 1600 | 0 | 67.68 | 69.28 | 2 | 0
2030 | MISO_WUMS_2_PJM_ROR | MISO_WUMS | PJM_ROR | Internal | Summer | B4 | 100 | 1600 | 0.03 | 66.96 | 68.95 | 2 | 0
2030 | MISO_WUMS_2_PJM_ROR | MISO_WUMS | PJM_ROR | Internal | Summer | B5 | 200 | 1600 | 0.02 | 60.62 | 62.6 | 2 | 0
2030 | MISO_WUMS_2_PJM_ROR | MISO_WUMS | PJM_ROR | Internal | Summer | B6 | 300 | 1600 | 383.3 | 49.01 | 51.01 | 2 | 0
2030 | MISO_WUMS_2_PJM_ROR | MISO_WUMS | PJM_ROR | Internal | Summer | B7 | 400 | 1600 | 133.62 | 42.09 | 44.09 | 2 | 0
2030 | MISO_WUMS_2_PJM_ROR | MISO_WUMS | PJM_ROR | Internal | Summer | B8 | 500 | 1600 | 0 | 39.07 | 41.06 | 2 | 0
2030 | MISO_WUMS_2_PJM_ROR | MISO_WUMS | PJM_ROR | Internal | Summer | B9 | 800 | 1600 | 0 | 36.67 | 38.66 | 2 | 0
2030 | MISO_WUMS_2_PJM_ROR | MISO_WUMS | PJM_ROR | Internal | Summer | B10 | 1262 | 1600 | 40.77 | 33.18 | 35.18 | 2 | 0
2030 | MISO_WUMS_2_PJM_ROR | MISO_WUMS | PJM_ROR | Internal | Winter | B16 | 25 | 1600 | 1600 | 45.53 | 54.31 | 2 | 6.77
2030 | MISO_WUMS_2_PJM_ROR | MISO_WUMS | PJM_ROR | Internal | Winter | B17 | 100 | 1600 | 1600 | 45.53 | 50.15 | 2 | 2.62
2030 | MISO_WUMS_2_PJM_ROR | MISO_WUMS | PJM_ROR | Internal | Winter | B18 | 400 | 1600 | 1272.06 | 44.26 | 46.26 | 2 | 0
2030 | MISO_WUMS_2_PJM_ROR | MISO_WUMS | PJM_ROR | Internal | Winter | B19 | 700 | 1600 | 1600 | 43.24 | 45.33 | 2 | 0.09
2030 | MISO_WUMS_2_PJM_ROR | MISO_WUMS | PJM_ROR | Internal | Winter | B20 | 935 | 1600 | 424.35 | 34.57 | 36.57 | 2 | 0
2030 | NE_2_MAPP_US | NE | MAPP_US | Internal | Shoulder | B11 | 25 | 1600 | 0 | 46.96 | 42.6 | 5 | 0
2030 | NE_2_MAPP_US | NE | MAPP_US | Internal | Shoulder | B12 | 200 | 1600 | 0 | 39.05 | 37.05 | 5 | 0
2030 | NE_2_MAPP_US | NE | MAPP_US | Internal | Shoulder | B13 | 600 | 1600 | 0 | 34.46 | 32.46 | 5 | 0
2030 | NE_2_MAPP_US | NE | MAPP_US | Internal | Shoulder | B14 | 900 | 1600 | 0 | 27.24 | 25.24 | 5 | 0
2030 | NE_2_MAPP_US | NE | MAPP_US | Internal | Shoulder | B15 | 1203 | 1600 | 0 | 24.41 | 22.43 | 5 | 0
2030 | NE_2_MAPP_US | NE | MAPP_US | Internal | Summer | B1 | 10 | 1600 | 0 | 66.83 | 64.83 | 5 | 0
2030 | NE_2_MAPP_US | NE | MAPP_US | Internal | Summer | B2 | 25 | 1600 | 0 | 62.68 | 60.68 | 5 | 0
2030 | NE_2_MAPP_US | NE | MAPP_US | Internal | Summer | B3 | 75 | 1600 | 0 | 62.92 | 60.92 | 5 | 0
2030 | NE_2_MAPP_US | NE | MAPP_US | Internal | Summer | B4 | 100 | 1600 | 0 | 61.95 | 59.95 | 5 | 0
2030 | NE_2_MAPP_US | NE | MAPP_US | Internal | Summer | B5 | 200 | 1600 | 0 | 55.6 | 53.6 | 5 | 0
2030 | NE_2_MAPP_US | NE | MAPP_US | Internal | Summer | B6 | 300 | 1600 | 0 | 44.01 | 42.01 | 5 | 0
2030 | NE_2_MAPP_US | NE | MAPP_US | Internal | Summer | B7 | 400 | 1600 | 0 | 37.09 | 35.09 | 5 | 0
2030 | NE_2_MAPP_US | NE | MAPP_US | Internal | Summer | B8 | 500 | 1600 | 0 | 34.06 | 31.13 | 5 | 0
2030 | NE_2_MAPP_US | NE | MAPP_US | Internal | Summer | B9 | 800 | 1600 | 0 | 31.66 | 29.66 | 5 | 0
2030 | NE_2_MAPP_US | NE | MAPP_US | Internal | Summer | B10 | 1262 | 1600 | 0 | 28.17 | 26.17 | 5 | 0
2030 | NE_2_MAPP_US | NE | MAPP_US | Internal | Winter | B16 | 25 | 1600 | 1600 | -38.34 | 24.01 | 5 | 57.36
2030 | NE_2_MAPP_US | NE | MAPP_US | Internal | Winter | B17 | 100 | 1600 | 0 | 26.04 | 24.95 | 5 | 0
2030 | NE_2_MAPP_US | NE | MAPP_US | Internal | Winter | B18 | 400 | 1600 | 0 | 31.77 | 29.77 | 5 | 0
2030 | NE_2_MAPP_US | NE | MAPP_US | Internal | Winter | B19 | 700 | 1600 | 0 | 31.77 | 29.77 | 5 | 0
2030 | NE_2_MAPP_US | NE | MAPP_US | Internal | Winter | B20 | 935 | 1600 | 0 | 25.1 | 24.02 | 5 | 0
2030 | NE_2_MISO_W | NE | MISO_W | Internal | Shoulder | B11 | 25 | 19097 | 13106.56 | 46.96 | 51.96 | 5 | 0
2030 | NE_2_MISO_W | NE | MISO_W | Internal | Shoulder | B12 | 200 | 19097 | 13960.53 | 39.05 | 44.05 | 5 | 0
2030 | NE_2_MISO_W | NE | MISO_W | Internal | Shoulder | B13 | 600 | 19097 | 15494.82 | 34.46 | 39.46 | 5 | 0
2030 | NE_2_MISO_W | NE | MISO_W | Internal | Shoulder | B14 | 900 | 19097 | 17403.26 | 27.24 | 32.24 | 5 | 0
2030 | NE_2_MISO_W | NE | MISO_W | Internal | Shoulder | B15 | 1203 | 19097 | 19097 | 24.41 | 29.42 | 5 | 0.01
2030 | NE_2_MISO_W | NE | MISO_W | Internal | Summer | B1 | 10 | 19097 | 11380.82 | 66.83 | 71.83 | 5 | 0
2030 | NE_2_MISO_W | NE | MISO_W | Internal | Summer | B2 | 25 | 19097 | 12881.24 | 62.68 | 67.68 | 5 | 0
2030 | NE_2_MISO_W | NE | MISO_W | Internal | Summer | B3 | 75 | 19097 | 4159.63 | 62.92 | 67.92 | 5 | 0
2030 | NE_2_MISO_W | NE | MISO_W | Internal | Summer | B4 | 100 | 19097 | 5764.73 | 61.95 | 66.95 | 5 | 0
2030 | NE_2_MISO_W | NE | MISO_W | Internal | Summer | B5 | 200 | 19097 | 5106.13 | 55.6 | 60.6 | 5 | 0
2030 | NE_2_MISO_W | NE | MISO_W | Internal | Summer | B6 | 300 | 19097 | 4022.52 | 44.01 | 49.01 | 5 | 0
2030 | NE_2_MISO_W | NE | MISO_W | Internal | Summer | B7 | 400 | 19097 | 4656.94 | 37.09 | 42.09 | 5 | 0
2030 | NE_2_MISO_W | NE | MISO_W | Internal | Summer | B8 | 500 | 19097 | 9031.39 | 34.06 | 39.06 | 5 | 0
2030 | NE_2_MISO_W | NE | MISO_W | Internal | Summer | B9 | 800 | 19097 | 8742.53 | 31.66 | 36.66 | 5 | 0
2030 | NE_2_MISO_W | NE | MISO_W | Internal | Summer | B10 | 1262 | 19097 | 13025.31 | 28.17 | 33.17 | 5 | 0
2030 | NE_2_MISO_W | NE | MISO_W | Internal | Winter | B16 | 25 | 19097 | 19097 | -38.34 | 31.01 | 5 | 64.36
2030 | NE_2_MISO_W | NE | MISO_W | Internal | Winter | B17 | 100 | 19097 | 19030.3 | 26.04 | 31.04 | 5 | 0
2030 | NE_2_MISO_W | NE | MISO_W | Internal | Winter | B18 | 400 | 19097 | 15969.37 | 31.77 | 36.77 | 5 | 0
2030 | NE_2_MISO_W | NE | MISO_W | Internal | Winter | B19 | 700 | 19097 | 16051.73 | 31.77 | 36.77 | 5 | 0
2030 | NE_2_MISO_W | NE | MISO_W | Internal | Winter | B20 | 935 | 19097 | 17856.33 | 25.1 | 30.1 | 5 | 0
2030 | NE_2_SPP_N | NE | SPP_N | Internal | Shoulder | B11 | 25 | 12798 | 3940.56 | 46.96 | 46.98 | 0.01 | 0
2030 | NE_2_SPP_N | NE | SPP_N | Internal | Shoulder | B12 | 200 | 12798 | 9127.29 | 39.05 | 39.06 | 0.01 | 0
2030 | NE_2_SPP_N | NE | SPP_N | Internal | Shoulder | B13 | 600 | 12798 | 10359.64 | 34.46 | 34.47 | 0.01 | 0
2030 | NE_2_SPP_N | NE | SPP_N | Internal | Shoulder | B14 | 900 | 12798 | 10027.63 | 27.24 | 27.25 | 0.01 | 0
2030 | NE_2_SPP_N | NE | SPP_N | Internal | Shoulder | B15 | 1203 | 12798 | 10165.75 | 24.41 | 24.42 | 0.01 | 0
2030 | NE_2_SPP_N | NE | SPP_N | Internal | Summer | B1 | 10 | 12798 | 2200.37 | 66.83 | 66.85 | 0.01 | 0
2030 | NE_2_SPP_N | NE | SPP_N | Internal | Summer | B2 | 25 | 12798 | 7816.7 | 62.68 | 62.69 | 0.01 | 0
2030 | NE_2_SPP_N | NE | SPP_N | Internal | Summer | B3 | 75 | 12798 | 12036.76 | 62.92 | 62.93 | 0.01 | 0
2030 | NE_2_SPP_N | NE | SPP_N | Internal | Summer | B4 | 100 | 12798 | 7414.65 | 61.95 | 61.96 | 0.01 | 0
2030 | NE_2_SPP_N | NE | SPP_N | Internal | Summer | B5 | 200 | 12798 | 8877.41 | 55.6 | 55.62 | 0.01 | 0
2030 | NE_2_SPP_N | NE | SPP_N | Internal | Summer | B6 | 300 | 12798 | 10663.22 | 44.01 | 44.02 | 0.01 | 0
2030 | NE_2_SPP_N | NE | SPP_N | Internal | Summer | B7 | 400 | 12798 | 12798 | 37.09 | 40.68 | 0.01 | 3.58
2030 | NE_2_SPP_N | NE | SPP_N | Internal | Summer | B8 | 500 | 12798 | 12798 | 34.06 | 38.86 | 0.01 | 4.78
2030 | NE_2_SPP_N | NE | SPP_N | Internal | Summer | B9 | 800 | 12798 | 12798 | 31.66 | 35.45 | 0.01 | 3.78
2030 | NE_2_SPP_N | NE | SPP_N | Internal | Summer | B10 | 1262 | 12798 | 11860.43 | 28.17 | 28.18 | 0.01 | 0
2030 | NE_2_SPP_N | NE | SPP_N | Internal | Winter | B16 | 25 | 12798 | 12798 | -38.34 | 34.86 | 0.01 | 73.19
2030 | NE_2_SPP_N | NE | SPP_N | Internal | Winter | B17 | 100 | 12798 | 12798 | 26.04 | 30.5 | 0.01 | 4.45
2030 | NE_2_SPP_N | NE | SPP_N | Internal | Winter | B18 | 400 | 12798 | 12798 | 31.77 | 34.58 | 0.01 | 2.79
2030 | NE_2_SPP_N | NE | SPP_N | Internal | Winter | B19 | 700 | 12798 | 10998.31 | 31.77 | 31.78 | 0.01 | 0
2030 | NE_2_SPP_N | NE | SPP_N | Internal | Winter | B20 | 935 | 12798 | 11598.75 | 25.1 | 25.11 | 0.01 | 0
2030 | NEISO_2_NYISO_A-F | NEISO | NYISO_A-F | Internal | Shoulder | B11 | 25 | 600 | 600 | 38.4 | 43.34 | 3 | 1.94
2030 | NEISO_2_NYISO_A-F | NEISO | NYISO_A-F | Internal | Shoulder | B12 | 200 | 600 | 600 | 38.4 | 43.34 | 3 | 1.94
2030 | NEISO_2_NYISO_A-F | NEISO | NYISO_A-F | Internal | Shoulder | B13 | 600 | 600 | 543.36 | 38.4 | 41.4 | 3 | 0
2030 | NEISO_2_NYISO_A-F | NEISO | NYISO_A-F | Internal | Shoulder | B14 | 900 | 600 | 520.8 | 38.4 | 41.4 | 3 | 0
2030 | NEISO_2_NYISO_A-F | NEISO | NYISO_A-F | Internal | Shoulder | B15 | 1203 | 600 | 374.23 | 38.4 | 41.4 | 3 | 0
2030 | NEISO_2_NYISO_A-F | NEISO | NYISO_A-F | Internal | Summer | B1 | 10 | 600 | 0 | 57.53 | 55.13 | 3 | 0
2030 | NEISO_2_NYISO_A-F | NEISO | NYISO_A-F | Internal | Summer | B2 | 25 | 600 | 265.32 | 52.13 | 55.13 | 3 | 0
2030 | NEISO_2_NYISO_A-F | NEISO | NYISO_A-F | Internal | Summer | B3 | 75 | 600 | 600 | 45.58 | 53.12 | 3 | 4.54
2030 | NEISO_2_NYISO_A-F | NEISO | NYISO_A-F | Internal | Summer | B4 | 100 | 600 | 600 | 36.79 | 53.12 | 3 | 13.34
2030 | NEISO_2_NYISO_A-F | NEISO | NYISO_A-F | Internal | Summer | B5 | 200 | 600 | 600 | 36.79 | 49.52 | 3 | 9.74
2030 | NEISO_2_NYISO_A-F | NEISO | NYISO_A-F | Internal | Summer | B6 | 300 | 600 | 600 | 36.79 | 44.14 | 3 | 4.35
2030 | NEISO_2_NYISO_A-F | NEISO | NYISO_A-F | Internal | Summer | B7 | 400 | 600 | 600 | 36.79 | 42.02 | 3 | 2.23
2030 | NEISO_2_NYISO_A-F | NEISO | NYISO_A-F | Internal | Summer | B8 | 500 | 600 | 0 | 36.79 | 39.57 | 3 | 0
2030 | NEISO_2_NYISO_A-F | NEISO | NYISO_A-F | Internal | Summer | B9 | 800 | 600 | 0 | 36.79 | 39.57 | 3 | 0
2030 | NEISO_2_NYISO_A-F | NEISO | NYISO_A-F | Internal | Summer | B10 | 1262 | 600 | 0 | 36.79 | 39.57 | 3 | 0
2030 | NEISO_2_NYISO_A-F | NEISO | NYISO_A-F | Internal | Winter | B16 | 25 | 600 | 0 | 50.77 | 47.77 | 3 | 0
2030 | NEISO_2_NYISO_A-F | NEISO | NYISO_A-F | Internal | Winter | B17 | 100 | 600 | 0 | 49.02 | 46.02 | 3 | 0
2030 | NEISO_2_NYISO_A-F | NEISO | NYISO_A-F | Internal | Winter | B18 | 400 | 600 | 0 | 46.7 | 44.11 | 3 | 0
2030 | NEISO_2_NYISO_A-F | NEISO | NYISO_A-F | Internal | Winter | B19 | 700 | 600 | 0 | 46.7 | 43.7 | 3 | 0
2030 | NEISO_2_NYISO_A-F | NEISO | NYISO_A-F | Internal | Winter | B20 | 935 | 600 | 0 | 46.7 | 43.7 | 3 | 0
2030 | NEISO_2_NYISO_G-I | NEISO | NYISO_G-I | Internal | Shoulder | B11 | 25 | 600 | 600 | 38.4 | 45.95 | 3 | 4.55
2030 | NEISO_2_NYISO_G-I | NEISO | NYISO_G-I | Internal | Shoulder | B12 | 200 | 600 | 600 | 38.4 | 43.36 | 3 | 1.96
2030 | NEISO_2_NYISO_G-I | NEISO | NYISO_G-I | Internal | Shoulder | B13 | 600 | 600 | 600 | 38.4 | 41.89 | 3 | 0.5
2030 | NEISO_2_NYISO_G-I | NEISO | NYISO_G-I | Internal | Shoulder | B14 | 900 | 600 | 600 | 38.4 | 41.41 | 3 | 0.01
2030 | NEISO_2_NYISO_G-I | NEISO | NYISO_G-I | Internal | Shoulder | B15 | 1203 | 600 | 600 | 38.4 | 41.41 | 3 | 0.01
2030 | NEISO_2_NYISO_G-I | NEISO | NYISO_G-I | Internal | Summer | B1 | 10 | 600 | 600 | 57.53 | 83.53 | 3 | 23
2030 | NEISO_2_NYISO_G-I | NEISO | NYISO_G-I | Internal | Summer | B2 | 25 | 600 | 600 | 52.13 | 75.7 | 3 | 20.56
2030 | NEISO_2_NYISO_G-I | NEISO | NYISO_G-I | Internal | Summer | B3 | 75 | 600 | 600 | 45.58 | 61.26 | 3 | 12.67
2030 | NEISO_2_NYISO_G-I | NEISO | NYISO_G-I | Internal | Summer | B4 | 100 | 600 | 600 | 36.79 | 56.42 | 3 | 16.64
2030 | NEISO_2_NYISO_G-I | NEISO | NYISO_G-I | Internal | Summer | B5 | 200 | 600 | 600 | 36.79 | 54.57 | 3 | 14.78
2030 | NEISO_2_NYISO_G-I | NEISO | NYISO_G-I | Internal | Summer | B6 | 300 | 600 | 600 | 36.79 | 52.6 | 3 | 12.82
2030 | NEISO_2_NYISO_G-I | NEISO | NYISO_G-I | Internal | Summer | B7 | 400 | 600 | 600 | 36.79 | 42.03 | 3 | 2.25
2030 | NEISO_2_NYISO_G-I | NEISO | NYISO_G-I | Internal | Summer | B8 | 500 | 600 | 0 | 36.79 | 39.77 | 3 | 0
2030 | NEISO_2_NYISO_G-I | NEISO | NYISO_G-I | Internal | Summer | B9 | 800 | 600 | 0 | 36.79 | 39.58 | 3 | 0
2030 | NEISO_2_NYISO_G-I | NEISO | NYISO_G-I | Internal | Summer | B10 | 1262 | 600 | 0 | 36.79 | 39.58 | 3 | 0
2030 | NEISO_2_NYISO_G-I | NEISO | NYISO_G-I | Internal | Winter | B16 | 25 | 600 | 600 | 50.77 | 58.44 | 3 | 4.68
2030 | NEISO_2_NYISO_G-I | NEISO | NYISO_G-I | Internal | Winter | B17 | 100 | 600 | 600 | 49.02 | 56.17 | 3 | 4.15
2030 | NEISO_2_NYISO_G-I | NEISO | NYISO_G-I | Internal | Winter | B18 | 400 | 600 | 600 | 46.7 | 50.3 | 3 | 0.6
2030 | NEISO_2_NYISO_G-I | NEISO | NYISO_G-I | Internal | Winter | B19 | 700 | 600 | 600 | 46.7 | 50.3 | 3 | 0.6
2030 | NEISO_2_NYISO_G-I | NEISO | NYISO_G-I | Internal | Winter | B20 | 935 | 600 | 0 | 46.7 | 49.69 | 3 | 0
2030 | NEISO_2_NYISO_J-K | NEISO | NYISO_J-K | Internal | Shoulder | B11 | 25 | 520 | 520 | 38.4 | 45.96 | 3 | 4.57
2030 | NEISO_2_NYISO_J-K | NEISO | NYISO_J-K | Internal | Shoulder | B12 | 200 | 520 | 520 | 38.4 | 43.37 | 3 | 1.97
2030 | NEISO_2_NYISO_J-K | NEISO | NYISO_J-K | Internal | Shoulder | B13 | 600 | 520 | 520 | 38.4 | 41.9 | 3 | 0.51
2030 | NEISO_2_NYISO_J-K | NEISO | NYISO_J-K | Internal | Shoulder | B14 | 900 | 520 | 520 | 38.4 | 41.42 | 3 | 0.02
2030 | NEISO_2_NYISO_J-K | NEISO | NYISO_J-K | Internal | Shoulder | B15 | 1203 | 520 | 520 | 38.4 | 41.42 | 3 | 0.02
2030 | NEISO_2_NYISO_J-K | NEISO | NYISO_J-K | Internal | Summer | B1 | 10 | 520 | 520 | 57.53 | 83.54 | 3 | 23.01
2030 | NEISO_2_NYISO_J-K | NEISO | NYISO_J-K | Internal | Summer | B2 | 25 | 520 | 520 | 52.13 | 75.71 | 3 | 20.58
2030 | NEISO_2_NYISO_J-K | NEISO | NYISO_J-K | Internal | Summer | B3 | 75 | 520 | 520 | 45.58 | 61.27 | 3 | 12.69
2030 | NEISO_2_NYISO_J-K | NEISO | NYISO_J-K | Internal | Summer | B4 | 100 | 520 | 520 | 36.79 | 56.44 | 3 | 16.65
2030 | NEISO_2_NYISO_J-K | NEISO | NYISO_J-K | Internal | Summer | B5 | 200 | 520 | 520 | 36.79 | 54.58 | 3 | 14.79
2030 | NEISO_2_NYISO_J-K | NEISO | NYISO_J-K | Internal | Summer | B6 | 300 | 520 | 520 | 36.79 | 52.61 | 3 | 12.83
2030 | NEISO_2_NYISO_J-K | NEISO | NYISO_J-K | Internal | Summer | B7 | 400 | 520 | 520 | 36.79 | 42.04 | 3 | 2.26
2030 | NEISO_2_NYISO_J-K | NEISO | NYISO_J-K | Internal | Summer | B8 | 500 | 520 | 163.62 | 36.79 | 39.79 | 3 | 0
2030 | NEISO_2_NYISO_J-K | NEISO | NYISO_J-K | Internal | Summer | B9 | 800 | 520 | 0 | 36.79 | 39.59 | 3 | 0
2030 | NEISO_2_NYISO_J-K | NEISO | NYISO_J-K | Internal | Summer | B10 | 1262 | 520 | 0 | 36.79 | 39.59 | 3 | 0
2030 | NEISO_2_NYISO_J-K | NEISO | NYISO_J-K | Internal | Winter | B16 | 25 | 520 | 520 | 50.77 | 58.45 | 3 | 4.69
2030 | NEISO_2_NYISO_J-K | NEISO | NYISO_J-K | Internal | Winter | B17 | 100 | 520 | 520 | 49.02 | 56.54 | 3 | 4.52
2030 | NEISO_2_NYISO_J-K | NEISO | NYISO_J-K | Internal | Winter | B18 | 400 | 520 | 520 | 46.7 | 56.54 | 3 | 6.84
2030 | NEISO_2_NYISO_J-K | NEISO | NYISO_J-K | Internal | Winter | B19 | 700 | 520 | 520 | 46.7 | 53.14 | 3 | 3.44
2030 | NEISO_2_NYISO_J-K | NEISO | NYISO_J-K | Internal | Winter | B20 | 935 | 520 | 280.89 | 46.7 | 49.7 | 3 | 0
2030 | NonRTO_Midwest_2_MISO_IN | NonRTO_Midwest | MISO_IN | Internal | Shoulder | B11 | 25 | 4450 | 0 | 60.11 | 52.11 | 8 | 0
2030 | NonRTO_Midwest_2_MISO_IN | NonRTO_Midwest | MISO_IN | Internal | Shoulder | B12 | 200 | 4450 | 0 | 53.23 | 45.23 | 8 | 0
2030 | NonRTO_Midwest_2_MISO_IN | NonRTO_Midwest | MISO_IN | Internal | Shoulder | B13 | 600 | 4450 | 0 | 50.4 | 42.4 | 8 | 0
2030 | NonRTO_Midwest_2_MISO_IN | NonRTO_Midwest | MISO_IN | Internal | Shoulder | B14 | 900 | 4450 | 0 | 44.99 | 41.39 | 8 | 0
2030 | NonRTO_Midwest_2_MISO_IN | NonRTO_Midwest | MISO_IN | Internal | Shoulder | B15 | 1203 | 4450 | 0 | 38.04 | 37.4 | 8 | 0
2030 | NonRTO_Midwest_2_MISO_IN | NonRTO_Midwest | MISO_IN | Internal | Summer | B1 | 10 | 4450 | 0 | 76.13 | 72.22 | 8 | 0
2030 | NonRTO_Midwest_2_MISO_IN | NonRTO_Midwest | MISO_IN | Internal | Summer | B2 | 25 | 4450 | 0 | 76.13 | 70.67 | 8 | 0
2030 | NonRTO_Midwest_2_MISO_IN | NonRTO_Midwest | MISO_IN | Internal | Summer | B3 | 75 | 4450 | 0 | 75.94 | 67.94 | 8 | 0
2030 | NonRTO_Midwest_2_MISO_IN | NonRTO_Midwest | MISO_IN | Internal | Summer | B4 | 100 | 4450 | 0 | 74.97 | 66.97 | 8 | 0
2030 | NonRTO_Midwest_2_MISO_IN | NonRTO_Midwest | MISO_IN | Internal | Summer | B5 | 200 | 4450 | 0 | 68.63 | 60.63 | 8 | 0
2030 | NonRTO_Midwest_2_MISO_IN | NonRTO_Midwest | MISO_IN | Internal | Summer | B6 | 300 | 4450 | 0 | 57.03 | 49.03 | 8 | 0
2030 | NonRTO_Midwest_2_MISO_IN | NonRTO_Midwest | MISO_IN | Internal | Summer | B7 | 400 | 4450 | 0 | 50.12 | 42.12 | 8 | 0
2030 | NonRTO_Midwest_2_MISO_IN | NonRTO_Midwest | MISO_IN | Internal | Summer | B8 | 500 | 4450 | 0 | 43.18 | 39.09 | 8 | 0
2030 | NonRTO_Midwest_2_MISO_IN | NonRTO_Midwest | MISO_IN | Internal | Summer | B9 | 800 | 4450 | 0 | 38.04 | 36.69 | 8 | 0
2030 | NonRTO_Midwest_2_MISO_IN | NonRTO_Midwest | MISO_IN | Internal | Summer | B10 | 1262 | 4450 | 0 | 33.73 | 34.99 | 8 | 0
2030 | NonRTO_Midwest_2_MISO_IN | NonRTO_Midwest | MISO_IN | Internal | Winter | B16 | 25 | 4450 | 0 | 60.32 | 52.32 | 8 | 0
2030 | NonRTO_Midwest_2_MISO_IN | NonRTO_Midwest | MISO_IN | Internal | Winter | B17 | 100 | 4450 | 0 | 56.14 | 48.14 | 8 | 0
2030 | NonRTO_Midwest_2_MISO_IN | NonRTO_Midwest | MISO_IN | Internal | Winter | B18 | 400 | 4450 | 0 | 52.25 | 44.25 | 8 | 0
2030 | NonRTO_Midwest_2_MISO_IN | NonRTO_Midwest | MISO_IN | Internal | Winter | B19 | 700 | 4450 | 0 | 44.73 | 43.24 | 8 | 0
2030 | NonRTO_Midwest_2_MISO_IN | NonRTO_Midwest | MISO_IN | Internal | Winter | B20 | 935 | 4450 | 0 | 38.04 | 35.27 | 8 | 0
2030 | NonRTO_Midwest_2_TVA_Transmission | NonRTO_Midwest | TVA_Transmission | Internal | Shoulder | B11 | 25 | 2400 | 0 | 60.11 | 59.98 | 8 | 0
2030 | NonRTO_Midwest_2_TVA_Transmission | NonRTO_Midwest | TVA_Transmission | Internal | Shoulder | B12 | 200 | 2400 | 0 | 53.23 | 49.89 | 8 | 0
2030 | NonRTO_Midwest_2_TVA_Transmission | NonRTO_Midwest | TVA_Transmission | Internal | Shoulder | B13 | 600 | 2400 | 0 | 50.4 | 47.08 | 8 | 0
2030 | NonRTO_Midwest_2_TVA_Transmission | NonRTO_Midwest | TVA_Transmission | Internal | Shoulder | B14 | 900 | 2400 | 0 | 44.99 | 46.85 | 8 | 0
2030 | NonRTO_Midwest_2_TVA_Transmission | NonRTO_Midwest | TVA_Transmission | Internal | Shoulder | B15 | 1203 | 2400 | 0 | 38.04 | 43.17 | 8 | 0
2030 | NonRTO_Midwest_2_TVA_Transmission | NonRTO_Midwest | TVA_Transmission | Internal | Summer | B1 | 10 | 2400 | 0 | 76.13 | 79.85 | 8 | 0
2030 | NonRTO_Midwest_2_TVA_Transmission | NonRTO_Midwest | TVA_Transmission | Internal | Summer | B2 | 25 | 2400 | 0 | 76.13 | 75.69 | 8 | 0
2030 | NonRTO_Midwest_2_TVA_Transmission | NonRTO_Midwest | TVA_Transmission | Internal | Summer | B3 | 75 | 2400 | 0 | 75.94 | 75.28 | 8 | 0
2030 | NonRTO_Midwest_2_TVA_Transmission | NonRTO_Midwest | TVA_Transmission | Internal | Summer | B4 | 100 | 2400 | 0 | 74.97 | 74.66 | 8 | 0
2030 | NonRTO_Midwest_2_TVA_Transmission | NonRTO_Midwest | TVA_Transmission | Internal | Summer | B5 | 200 | 2400 | 0 | 68.63 | 68.62 | 8 | 0
2030 | NonRTO_Midwest_2_TVA_Transmission | NonRTO_Midwest | TVA_Transmission | Internal | Summer | B6 | 300 | 2400 | 0 | 57.03 | 57.01 | 8 | 0
2030 | NonRTO_Midwest_2_TVA_Transmission | NonRTO_Midwest | TVA_Transmission | Internal | Summer | B7 | 400 | 2400 | 0 | 50.12 | 49.58 | 8 | 0
2030 | NonRTO_Midwest_2_TVA_Transmission | NonRTO_Midwest | TVA_Transmission | Internal | Summer | B8 | 500 | 2400 | 0 | 43.18 | 46.01 | 8 | 0
2030 | NonRTO_Midwest_2_TVA_Transmission | NonRTO_Midwest | TVA_Transmission | Internal | Summer | B9 | 800 | 2400 | 0 | 38.04 | 44.66 | 8 | 0
2030 | NonRTO_Midwest_2_TVA_Transmission | NonRTO_Midwest | TVA_Transmission | Internal | Summer | B10 | 1262 | 2400 | 0 | 33.73 | 41.18 | 8 | 0
2030 | NonRTO_Midwest_2_TVA_Transmission | NonRTO_Midwest | TVA_Transmission | Internal | Winter | B16 | 25 | 2400 | 0 | 60.32 | 60.31 | 8 | 0
2030 | NonRTO_Midwest_2_TVA_Transmission | NonRTO_Midwest | TVA_Transmission | Internal | Winter | B17 | 100 | 2400 | 0 | 56.14 | 52.05 | 8 | 0
2030 | NonRTO_Midwest_2_TVA_Transmission | NonRTO_Midwest | TVA_Transmission | Internal | Winter | B18 | 400 | 2400 | 0 | 52.25 | 48.73 | 8 | 0
2030 | NonRTO_Midwest_2_TVA_Transmission | NonRTO_Midwest | TVA_Transmission | Internal | Winter | B19 | 700 | 2400 | 0 | 44.73 | 46.38 | 8 | 0
2030 | NonRTO_Midwest_2_TVA_Transmission | NonRTO_Midwest | TVA_Transmission | Internal | Winter | B20 | 935 | 2400 | 0 | 38.04 | 42.57 | 8 | 0
2030 | NYISO_A-F_2_IESO | NYISO_A-F | IESO | Internal | Shoulder | B11 | 25 | 1600 | 0 | 43.34 | 36.34 | 7 | 0
2030 | NYISO_A-F_2_IESO | NYISO_A-F | IESO | Internal | Shoulder | B12 | 200 | 1600 | 0 | 43.34 | 36.34 | 7 | 0
2030 | NYISO_A-F_2_IESO | NYISO_A-F | IESO | Internal | Shoulder | B13 | 600 | 1600 | 0 | 41.4 | 34.4 | 7 | 0
2030 | NYISO_A-F_2_IESO | NYISO_A-F | IESO | Internal | Shoulder | B14 | 900 | 1600 | 0 | 41.4 | 34.4 | 7 | 0
2030 | NYISO_A-F_2_IESO | NYISO_A-F | IESO | Internal | Shoulder | B15 | 1203 | 1600 | 0 | 41.4 | 34.4 | 7 | 0
2030 | NYISO_A-F_2_IESO | NYISO_A-F | IESO | Internal | Summer | B1 | 10 | 1600 | 0 | 55.13 | 48.13 | 7 | 0
2030 | NYISO_A-F_2_IESO | NYISO_A-F | IESO | Internal | Summer | B2 | 25 | 1600 | 0 | 55.13 | 48.13 | 7 | 0
2030 | NYISO_A-F_2_IESO | NYISO_A-F | IESO | Internal | Summer | B3 | 75 | 1600 | 0 | 53.12 | 46.12 | 7 | 0
2030 | NYISO_A-F_2_IESO | NYISO_A-F | IESO | Internal | Summer | B4 | 100 | 1600 | 0 | 53.12 | 46.12 | 7 | 0
2030 | NYISO_A-F_2_IESO | NYISO_A-F | IESO | Internal | Summer | B5 | 200 | 1600 | 0 | 49.52 | 42.52 | 7 | 0
2030 | NYISO_A-F_2_IESO | NYISO_A-F | IESO | Internal | Summer | B6 | 300 | 1600 | 0 | 44.14 | 41.17 | 7 | 0
2030 | NYISO_A-F_2_IESO | NYISO_A-F | IESO | Internal | Summer | B7 | 400 | 1600 | 0 | 42.02 | 35.02 | 7 | 0
2030 | NYISO_A-F_2_IESO | NYISO_A-F | IESO | Internal | Summer | B8 | 500 | 1600 | 0 | 39.57 | 32.1 | 7 | 0
2030 | NYISO_A-F_2_IESO | NYISO_A-F | IESO | Internal | Summer | B9 | 800 | 1600 | 0 | 39.57 | 32.1 | 7 | 0
2030 | NYISO_A-F_2_IESO | NYISO_A-F | IESO | Internal | Summer | B10 | 1262 | 1600 | 0 | 39.57 | 32.1 | 7 | 0
2030 | NYISO_A-F_2_IESO | NYISO_A-F | IESO | Internal | Winter | B16 | 25 | 1600 | 0 | 47.77 | 40.77 | 7 | 0
2030 | NYISO_A-F_2_IESO | NYISO_A-F | IESO | Internal | Winter | B17 | 100 | 1600 | 0 | 46.02 | 39.02 | 7 | 0
2030 | NYISO_A-F_2_IESO | NYISO_A-F | IESO | Internal | Winter | B18 | 400 | 1600 | 0 | 44.11 | 37.11 | 7 | 0
2030 | NYISO_A-F_2_IESO | NYISO_A-F | IESO | Internal | Winter | B19 | 700 | 1600 | 0 | 43.7 | 36.7 | 7 | 0
2030 | NYISO_A-F_2_IESO | NYISO_A-F | IESO | Internal | Winter | B20 | 935 | 1600 | 0 | 43.7 | 36.7 | 7 | 0
2030 | NYISO_A-F_2_NEISO | NYISO_A-F | NEISO | Internal | Shoulder | B11 | 25 | 600 | 0 | 43.34 | 38.4 | 3 | 0
2030 | NYISO_A-F_2_NEISO | NYISO_A-F | NEISO | Internal | Shoulder | B12 | 200 | 600 | 0 | 43.34 | 38.4 | 3 | 0
2030 | NYISO_A-F_2_NEISO | NYISO_A-F | NEISO | Internal | Shoulder | B13 | 600 | 600 | 0 | 41.4 | 38.4 | 3 | 0
2030 | NYISO_A-F_2_NEISO | NYISO_A-F | NEISO | Internal | Shoulder | B14 | 900 | 600 | 0 | 41.4 | 38.4 | 3 | 0
2030 | NYISO_A-F_2_NEISO | NYISO_A-F | NEISO | Internal | Shoulder | B15 | 1203 | 600 | 0 | 41.4 | 38.4 | 3 | 0
2030 | NYISO_A-F_2_NEISO | NYISO_A-F | NEISO | Internal | Summer | B1 | 10 | 600 | 0 | 55.13 | 57.53 | 3 | 0
2030 | NYISO_A-F_2_NEISO | NYISO_A-F | NEISO | Internal | Summer | B2 | 25 | 600 | 0 | 55.13 | 52.13 | 3 | 0
2030 | NYISO_A-F_2_NEISO | NYISO_A-F | NEISO | Internal | Summer | B3 | 75 | 600 | 0 | 53.12 | 45.58 | 3 | 0
2030 | NYISO_A-F_2_NEISO | NYISO_A-F | NEISO | Internal | Summer | B4 | 100 | 600 | 0 | 53.12 | 36.79 | 3 | 0
2030 | NYISO_A-F_2_NEISO | NYISO_A-F | NEISO | Internal | Summer | B5 | 200 | 600 | 0 | 49.52 | 36.79 | 3 | 0
2030 | NYISO_A-F_2_NEISO | NYISO_A-F | NEISO | Internal | Summer | B6 | 300 | 600 | 0 | 44.14 | 36.79 | 3 | 0
2030 | NYISO_A-F_2_NEISO | NYISO_A-F | NEISO | Internal | Summer | B7 | 400 | 600 | 0 | 42.02 | 36.79 | 3 | 0
2030 | NYISO_A-F_2_NEISO | NYISO_A-F | NEISO | Internal | Summer | B8 | 500 | 600 | 0 | 39.57 | 36.79 | 3 | 0
2030 | NYISO_A-F_2_NEISO | NYISO_A-F | NEISO | Internal | Summer | B9 | 800 | 600 | 0 | 39.57 | 36.79 | 3 | 0
2030 | NYISO_A-F_2_NEISO | NYISO_A-F | NEISO | Internal | Summer | B10 | 1262 | 600 | 0 | 39.57 | 36.79 | 3 | 0
2030 | NYISO_A-F_2_NEISO | NYISO_A-F | NEISO | Internal | Winter | B16 | 25 | 600 | 536.76 | 47.77 | 50.77 | 3 | 0
2030 | NYISO_A-F_2_NEISO | NYISO_A-F | NEISO | Internal | Winter | B17 | 100 | 600 | 529.44 | 46.02 | 49.02 | 3 | 0
2030 | NYISO_A-F_2_NEISO | NYISO_A-F | NEISO | Internal | Winter | B18 | 400 | 600 | 0 | 44.11 | 46.7 | 3 | 0
2030 | NYISO_A-F_2_NEISO | NYISO_A-F | NEISO | Internal | Winter | B19 | 700 | 600 | 95.04 | 43.7 | 46.7 | 3 | 0
2030 | NYISO_A-F_2_NEISO | NYISO_A-F | NEISO | Internal | Winter | B20 | 935 | 600 | 68.69 | 43.7 | 46.7 | 3 | 0
2030 | NYISO_A-F_2_NYISO_G-I | NYISO_A-F | NYISO_G-I | Internal | Shoulder | B11 | 25 | 4888 | 4888 | 43.34 | 45.95 | 0.01 | 2.6
2030 | NYISO_A-F_2_NYISO_G-I | NYISO_A-F | NYISO_G-I | Internal | Shoulder | B12 | 200 | 4888 | 4887.97 | 43.34 | 43.36 | 0.01 | 0.01
2030 | NYISO_A-F_2_NYISO_G-I | NYISO_A-F | NYISO_G-I | Internal | Shoulder | B13 | 600 | 4888 | 4888 | 41.4 | 41.89 | 0.01 | 0.48
2030 | NYISO_A-F_2_NYISO_G-I | NYISO_A-F | NYISO_G-I | Internal | Shoulder | B14 | 900 | 4888 | 4564.04 | 41.4 | 41.41 | 0.01 | 0
2030 | NYISO_A-F_2_NYISO_G-I | NYISO_A-F | NYISO_G-I | Internal | Shoulder | B15 | 1203 | 4888 | 2307.17 | 41.4 | 41.41 | 0.01 | 0
2030 | NYISO_A-F_2_NYISO_G-I | NYISO_A-F | NYISO_G-I | Internal | Summer | B1 | 10 | 4888 | 4888 | 55.13 | 83.53 | 0.01 | 28.38
2030 | NYISO_A-F_2_NYISO_G-I | NYISO_A-F | NYISO_G-I | Internal | Summer | B2 | 25 | 4888 | 4888 | 55.13 | 75.7 | 0.01 | 20.55
2030 | NYISO_A-F_2_NYISO_G-I | NYISO_A-F | NYISO_G-I | Internal | Summer | B3 | 75 | 4888 | 4888 | 53.12 | 61.26 | 0.01 | 8.12
2030 | NYISO_A-F_2_NYISO_G-I | NYISO_A-F | NYISO_G-I | Internal | Summer | B4 | 100 | 4888 | 4888 | 53.12 | 56.42 | 0.01 | 3.29
2030 | NYISO_A-F_2_NYISO_G-I | NYISO_A-F | NYISO_G-I | Internal | Summer | B5 | 200 | 4888 | 4888 | 49.52 | 54.57 | 0.01 | 5.03
2030 | NYISO_A-F_2_NYISO_G-I | NYISO_A-F | NYISO_G-I | Internal | Summer | B6 | 300 | 4888 | 4888 | 44.14 | 52.6 | 0.01 | 8.45
2030 | NYISO_A-F_2_NYISO_G-I | NYISO_A-F | NYISO_G-I | Internal | Summer | B7 | 400 | 4888 | 4807.26 | 42.02 | 42.03 | 0.01 | 0
2030 | NYISO_A-F_2_NYISO_G-I | NYISO_A-F | NYISO_G-I | Internal | Summer | B8 | 500 | 4888 | 4888 | 39.57 | 39.77 | 0.01 | 0.19
2030 | NYISO_A-F_2_NYISO_G-I | NYISO_A-F | NYISO_G-I | Internal | Summer | B9 | 800 | 4888 | 4434.34 | 39.57 | 39.58 | 0.01 | 0
2030 | NYISO_A-F_2_NYISO_G-I | NYISO_A-F | NYISO_G-I | Internal | Summer | B10 | 1262 | 4888 | 2688.16 | 39.57 | 39.58 | 0.01 | 0
2030 | NYISO_A-F_2_NYISO_G-I | NYISO_A-F | NYISO_G-I | Internal | Winter | B16 | 25 | 4888 | 4888 | 47.77 | 58.44 | 0.01 | 10.66
2030 | NYISO_A-F_2_NYISO_G-I | NYISO_A-F | NYISO_G-I | Internal | Winter | B17 | 100 | 4888 | 4888 | 46.02 | 56.17 | 0.01 | 10.14
2030 | NYISO_A-F_2_NYISO_G-I | NYISO_A-F | NYISO_G-I | Internal | Winter | B18 | 400 | 4888 | 4888 | 44.11 | 50.3 | 0.01 | 6.18
2030 | NYISO_A-F_2_NYISO_G-I | NYISO_A-F | NYISO_G-I | Internal | Winter | B19 | 700 | 4888 | 4888 | 43.7 | 50.3 | 0.01 | 6.59
2030 | NYISO_A-F_2_NYISO_G-I | NYISO_A-F | NYISO_G-I | Internal | Winter | B20 | 935 | 4888 | 4888 | 43.7 | 49.69 | 0.01 | 5.98
2030 | NYISO_A-F_2_PJM_ROM | NYISO_A-F | PJM_ROM | Internal | Shoulder | B11 | 25 | 1000 | 1000 | 43.34 | 53.96 | 8 | 2.62
2030 | NYISO_A-F_2_PJM_ROM | NYISO_A-F | PJM_ROM | Internal | Shoulder | B12 | 200 | 1000 | 0 | 43.34 | 46.51 | 8 | 0
2030 | NYISO_A-F_2_PJM_ROM | NYISO_A-F | PJM_ROM | Internal | Shoulder | B13 | 600 | 1000 | 0 | 41.4 | 44 | 8 | 0
2030 | NYISO_A-F_2_PJM_ROM | NYISO_A-F | PJM_ROM | Internal | Shoulder | B14 | 900 | 1000 | 0 | 41.4 | 42.94 | 8 | 0
2030 | NYISO_A-F_2_PJM_ROM | NYISO_A-F | PJM_ROM | Internal | Shoulder | B15 | 1203 | 1000 | 0 | 41.4 | 39.42 | 8 | 0
2030 | NYISO_A-F_2_PJM_ROM | NYISO_A-F | PJM_ROM | Internal | Summer | B1 | 10 | 1000 | 1000 | 55.13 | 73.85 | 8 | 10.71
2030 | NYISO_A-F_2_PJM_ROM | NYISO_A-F | PJM_ROM | Internal | Summer | B2 | 25 | 1000 | 1000 | 55.13 | 69.69 | 8 | 6.55
2030 | NYISO_A-F_2_PJM_ROM | NYISO_A-F | PJM_ROM | Internal | Summer | B3 | 75 | 1000 | 1000 | 53.12 | 69.27 | 8 | 8.15
2030 | NYISO_A-F_2_PJM_ROM | NYISO_A-F | PJM_ROM | Internal | Summer | B4 | 100 | 1000 | 1000 | 53.12 | 68.94 | 8 | 7.81
2030 | NYISO_A-F_2_PJM_ROM | NYISO_A-F | PJM_ROM | Internal | Summer | B5 | 200 | 1000 | 1000 | 49.52 | 62.59 | 8 | 5.07
2030 | NYISO_A-F_2_PJM_ROM | NYISO_A-F | PJM_ROM | Internal | Summer | B6 | 300 | 1000 | 0 | 44.14 | 51.02 | 8 | 0
2030 | NYISO_A-F_2_PJM_ROM | NYISO_A-F | PJM_ROM | Internal | Summer | B7 | 400 | 1000 | 0 | 42.02 | 44.11 | 8 | 0
2030 | NYISO_A-F_2_PJM_ROM | NYISO_A-F | PJM_ROM | Internal | Summer | B8 | 500 | 1000 | 0 | 39.57 | 41.07 | 8 | 0
2030 | NYISO_A-F_2_PJM_ROM | NYISO_A-F | PJM_ROM | Internal | Summer | B9 | 800 | 1000 | 0 | 39.57 | 38.67 | 8 | 0
2030 | NYISO_A-F_2_PJM_ROM | NYISO_A-F | PJM_ROM | Internal | Summer | B10 | 1262 | 1000 | 0 | 39.57 | 35.2 | 8 | 0
2030 | NYISO_A-F_2_PJM_ROM | NYISO_A-F | PJM_ROM | Internal | Winter | B16 | 25 | 1000 | 0 | 47.77 | 54.32 | 8 | 0
2030 | NYISO_A-F_2_PJM_ROM | NYISO_A-F | PJM_ROM | Internal | Winter | B17 | 100 | 1000 | 0 | 46.02 | 50.16 | 8 | 0
2030 | NYISO_A-F_2_PJM_ROM | NYISO_A-F | PJM_ROM | Internal | Winter | B18 | 400 | 1000 | 0 | 44.11 | 46.27 | 8 | 0
2030 | NYISO_A-F_2_PJM_ROM | NYISO_A-F | PJM_ROM | Internal | Winter | B19 | 700 | 1000 | 0 | 43.7 | 45.86 | 8 | 0
2030 | NYISO_A-F_2_PJM_ROM | NYISO_A-F | PJM_ROM | Internal | Winter | B20 | 935 | 1000 | 0 | 43.7 | 36.77 | 8 | 0
2030 | NYISO_G-I_2_NEISO | NYISO_G-I | NEISO | Internal | Shoulder | B11 | 25 | 600 | 0 | 45.95 | 38.4 | 3 | 0
2030 | NYISO_G-I_2_NEISO | NYISO_G-I | NEISO | Internal | Shoulder | B12 | 200 | 600 | 0 | 43.36 | 38.4 | 3 | 0
2030 | NYISO_G-I_2_NEISO | NYISO_G-I | NEISO | Internal | Shoulder | B13 | 600 | 600 | 0 | 41.89 | 38.4 | 3 | 0
2030 | NYISO_G-I_2_NEISO | NYISO_G-I | NEISO | Internal | Shoulder | B14 | 900 | 600 | 0 | 41.41 | 38.4 | 3 | 0
2030 | NYISO_G-I_2_NEISO | NYISO_G-I | NEISO | Internal | Shoulder | B15 | 1203 | 600 | 0 | 41.41 | 38.4 | 3 | 0
2030 | NYISO_G-I_2_NEISO | NYISO_G-I | NEISO | Internal | Summer | B1 | 10 | 600 | 0 | 83.53 | 57.53 | 3 | 0
2030 | NYISO_G-I_2_NEISO | NYISO_G-I | NEISO | Internal | Summer | B2 | 25 | 600 | 0 | 75.7 | 52.13 | 3 | 0
2030 | NYISO_G-I_2_NEISO | NYISO_G-I | NEISO | Internal | Summer | B3 | 75 | 600 | 0 | 61.26 | 45.58 | 3 | 0
2030 | NYISO_G-I_2_NEISO | NYISO_G-I | NEISO | Internal | Summer | B4 | 100 | 600 | 0 | 56.42 | 36.79 | 3 | 0
2030 | NYISO_G-I_2_NEISO | NYISO_G-I | NEISO | Internal | Summer | B5 | 200 | 600 | 0 | 54.57 | 36.79 | 3 | 0
2030 | NYISO_G-I_2_NEISO | NYISO_G-I | NEISO | Internal | Summer | B6 | 300 | 600 | 0 | 52.6 | 36.79 | 3 | 0
2030 | NYISO_G-I_2_NEISO | NYISO_G-I | NEISO | Internal | Summer | B7 | 400 | 600 | 0 | 42.03 | 36.79 | 3 | 0
2030 | NYISO_G-I_2_NEISO | NYISO_G-I | NEISO | Internal | Summer | B8 | 500 | 600 | 0 | 39.77 | 36.79 | 3 | 0
2030 | NYISO_G-I_2_NEISO | NYISO_G-I | NEISO | Internal | Summer | B9 | 800 | 600 | 0 | 39.58 | 36.79 | 3 | 0
2030 | NYISO_G-I_2_NEISO | NYISO_G-I | NEISO | Internal | Summer | B10 | 1262 | 600 | 0 | 39.58 | 36.79 | 3 | 0
2030 | NYISO_G-I_2_NEISO | NYISO_G-I | NEISO | Internal | Winter | B16 | 25 | 600 | 0 | 58.44 | 50.77 | 3 | 0
2030 | NYISO_G-I_2_NEISO | NYISO_G-I | NEISO | Internal | Winter | B17 | 100 | 600 | 0 | 56.17 | 49.02 | 3 | 0
2030 | NYISO_G-I_2_NEISO | NYISO_G-I | NEISO | Internal | Winter | B18 | 400 | 600 | 0 | 50.3 | 46.7 | 3 | 0
2030 | NYISO_G-I_2_NEISO | NYISO_G-I | NEISO | Internal | Winter | B19 | 700 | 600 | 0 | 50.3 | 46.7 | 3 | 0
2030 | NYISO_G-I_2_NEISO | NYISO_G-I | NEISO | Internal | Winter | B20 | 935 | 600 | 0 | 49.69 | 46.7 | 3 | 0
2030 | NYISO_G-I_2_NYISO_A-F | NYISO_G-I | NYISO_A-F | Internal | Shoulder | B11 | 25 | 2637 | 0 | 45.95 | 43.34 | 0.01 | 0
2030 | NYISO_G-I_2_NYISO_A-F | NYISO_G-I | NYISO_A-F | Internal | Shoulder | B12 | 200 | 2637 | 0 | 43.36 | 43.34 | 0.01 | 0
2030 | NYISO_G-I_2_NYISO_A-F | NYISO_G-I | NYISO_A-F | Internal | Shoulder | B13 | 600 | 2637 | 0 | 41.89 | 41.4 | 0.01 | 0
2030 | NYISO_G-I_2_NYISO_A-F | NYISO_G-I | NYISO_A-F | Internal | Shoulder | B14 | 900 | 2637 | 0 | 41.41 | 41.4 | 0.01 | 0
2030 | NYISO_G-I_2_NYISO_A-F | NYISO_G-I | NYISO_A-F | Internal | Shoulder | B15 | 1203 | 2637 | 0 | 41.41 | 41.4 | 0.01 | 0
2030 | NYISO_G-I_2_NYISO_A-F | NYISO_G-I | NYISO_A-F | Internal | Summer | B1 | 10 | 2637 | 0 | 83.53 | 55.13 | 0.01 | 0
2030 | NYISO_G-I_2_NYISO_A-F | NYISO_G-I | NYISO_A-F | Internal | Summer | B2 | 25 | 2637 | 0 | 75.7 | 55.13 | 0.01 | 0
2030 | NYISO_G-I_2_NYISO_A-F | NYISO_G-I | NYISO_A-F | Internal | Summer | B3 | 75 | 2637 | 0 | 61.26 | 53.12 | 0.01 | 0
2030 | NYISO_G-I_2_NYISO_A-F | NYISO_G-I | NYISO_A-F | Internal | Summer | B4 | 100 | 2637 | 0 | 56.42 | 53.12 | 0.01 | 0
2030 | NYISO_G-I_2_NYISO_A-F | NYISO_G-I | NYISO_A-F | Internal | Summer | B5 | 200 | 2637 | 0 | 54.57 | 49.52 | 0.01 | 0
2030 | NYISO_G-I_2_NYISO_A-F | NYISO_G-I | NYISO_A-F | Internal | Summer | B6 | 300 | 2637 | 0 | 52.6 | 44.14 | 0.01 | 0
2030 | NYISO_G-I_2_NYISO_A-F | NYISO_G-I | NYISO_A-F | Internal | Summer | B7 | 400 | 2637 | 0 | 42.03 | 42.02 | 0.01 | 0
2030 | NYISO_G-I_2_NYISO_A-F | NYISO_G-I | NYISO_A-F | Internal | Summer | B8 | 500 | 2637 | 0 | 39.77 | 39.57 | 0.01 | 0
2030 | NYISO_G-I_2_NYISO_A-F | NYISO_G-I | NYISO_A-F | Internal | Summer | B9 | 800 | 2637 | 0 | 39.58 | 39.57 | 0.01 | 0
2030 | NYISO_G-I_2_NYISO_A-F | NYISO_G-I | NYISO_A-F | Internal | Summer | B10 | 1262 | 2637 | 0 | 39.58 | 39.57 | 0.01 | 0
2030 | NYISO_G-I_2_NYISO_A-F | NYISO_G-I | NYISO_A-F | Internal | Winter | B16 | 25 | 2637 | 0 | 58.44 | 47.77 | 0.01 | 0
2030 | NYISO_G-I_2_NYISO_A-F | NYISO_G-I | NYISO_A-F | Internal | Winter | B17 | 100 | 2637 | 0 | 56.17 | 46.02 | 0.01 | 0
2030 | NYISO_G-I_2_NYISO_A-F | NYISO_G-I | NYISO_A-F | Internal | Winter | B18 | 400 | 2637 | 0 | 50.3 | 44.11 | 0.01 | 0
2030 | NYISO_G-I_2_NYISO_A-F | NYISO_G-I | NYISO_A-F | Internal | Winter | B19 | 700 | 2637 | 0 | 50.3 | 43.7 | 0.01 | 0
2030 | NYISO_G-I_2_NYISO_A-F | NYISO_G-I | NYISO_A-F | Internal | Winter | B20 | 935 | 2637 | 0 | 49.69 | 43.7 | 0.01 | 0
2030 | NYISO_G-I_2_NYISO_J-K | NYISO_G-I | NYISO_J-K | Internal | Shoulder | B11 | 25 | 6130 | 5181.82 | 45.95 | 45.96 | 0.01 | 0
2030 | NYISO_G-I_2_NYISO_J-K | NYISO_G-I | NYISO_J-K | Internal | Shoulder | B12 | 200 | 6130 | 5490.11 | 43.36 | 43.37 | 0.01 | 0
2030 | NYISO_G-I_2_NYISO_J-K | NYISO_G-I | NYISO_J-K | Internal | Shoulder | B13 | 600 | 6130 | 5402.55 | 41.89 | 41.9 | 0.01 | 0
2030 | NYISO_G-I_2_NYISO_J-K | NYISO_G-I | NYISO_J-K | Internal | Shoulder | B14 | 900 | 6130 | 4620.87 | 41.41 | 41.42 | 0.01 | 0
2030 | NYISO_G-I_2_NYISO_J-K | NYISO_G-I | NYISO_J-K | Internal | Shoulder | B15 | 1203 | 6130 | 2816.58 | 41.41 | 41.42 | 0.01 | 0
2030 | NYISO_G-I_2_NYISO_J-K | NYISO_G-I | NYISO_J-K | Internal | Summer | B1 | 10 | 6130 | 5060.63 | 83.53 | 83.54 | 0.01 | 0
2030 | NYISO_G-I_2_NYISO_J-K | NYISO_G-I | NYISO_J-K | Internal | Summer | B2 | 25 | 6130 | 4926.67 | 75.7 | 75.71 | 0.01 | 0
2030 | NYISO_G-I_2_NYISO_J-K | NYISO_G-I | NYISO_J-K | Internal | Summer | B3 | 75 | 6130 | 4101.69 | 61.26 | 61.27 | 0.01 | 0
2030 | NYISO_G-I_2_NYISO_J-K | NYISO_G-I | NYISO_J-K | Internal | Summer | B4 | 100 | 6130 | 3927.56 | 56.42 | 56.44 | 0.01 | 0
2030 | NYISO_G-I_2_NYISO_J-K | NYISO_G-I | NYISO_J-K | Internal | Summer | B5 | 200 | 6130 | 4070.44 | 54.57 | 54.58 | 0.01 | 0
2030 | NYISO_G-I_2_NYISO_J-K | NYISO_G-I | NYISO_J-K | Internal | Summer | B6 | 300 | 6130 | 5774.07 | 52.6 | 52.61 | 0.01 | 0
2030 | NYISO_G-I_2_NYISO_J-K | NYISO_G-I | NYISO_J-K | Internal | Summer | B7 | 400 | 6130 | 5872.95 | 42.03 | 42.04 | 0.01 | 0
2030 | NYISO_G-I_2_NYISO_J-K | NYISO_G-I | NYISO_J-K | Internal | Summer | B8 | 500 | 6130 | 5513.86 | 39.77 | 39.79 | 0.01 | 0
2030 | NYISO_G-I_2_NYISO_J-K | NYISO_G-I | NYISO_J-K | Internal | Summer | B9 | 800 | 6130 | 5279.14 | 39.58 | 39.59 | 0.01 | 0
2030 | NYISO_G-I_2_NYISO_J-K | NYISO_G-I | NYISO_J-K | Internal | Summer | B10 | 1262 | 6130 | 4007.84 | 39.58 | 39.59 | 0.01 | 0
2030 | NYISO_G-I_2_NYISO_J-K | NYISO_G-I | NYISO_J-K | Internal | Winter | B16 | 25 | 6130 | 5948.69 | 58.44 | 58.45 | 0.01 | 0
2030 | NYISO_G-I_2_NYISO_J-K | NYISO_G-I | NYISO_J-K | Internal | Winter | B17 | 100 | 6130 | 6130 | 56.17 | 56.54 | 0.01 | 0.35
2030 | NYISO_G-I_2_NYISO_J-K | NYISO_G-I | NYISO_J-K | Internal | Winter | B18 | 400 | 6130 | 6130 | 50.3 | 56.54 | 0.01 | 6.23
2030 | NYISO_G-I_2_NYISO_J-K | NYISO_G-I | NYISO_J-K | Internal | Winter | B19 | 700 | 6130 | 6130 | 50.3 | 53.14 | 0.01 | 2.83
2030 | NYISO_G-I_2_NYISO_J-K | NYISO_G-I | NYISO_J-K | Internal | Winter | B20 | 935 | 6130 | 5586.54 | 49.69 | 49.7 | 0.01 | 0
2030 | NYISO_G-I_2_PJM_E | NYISO_G-I | PJM_E | Internal | Shoulder | B11 | 25 | 1500 | 255.73 | 45.95 | 53.95 | 8 | 0
2030 | NYISO_G-I_2_PJM_E | NYISO_G-I | PJM_E | Internal | Shoulder | B12 | 200 | 1500 | 0 | 43.36 | 46.52 | 8 | 0
2030 | NYISO_G-I_2_PJM_E | NYISO_G-I | PJM_E | Internal | Shoulder | B13 | 600 | 1500 | 0 | 41.89 | 44.02 | 8 | 0
2030 | NYISO_G-I_2_PJM_E | NYISO_G-I | PJM_E | Internal | Shoulder | B14 | 900 | 1500 | 0 | 41.41 | 42.95 | 8 | 0
2030 | NYISO_G-I_2_PJM_E | NYISO_G-I | PJM_E | Internal | Shoulder | B15 | 1203 | 1500 | 0 | 41.41 | 39.43 | 8 | 0
2030 | NYISO_G-I_2_PJM_E | NYISO_G-I | PJM_E | Internal | Summer | B1 | 10 | 1500 | 0 | 83.53 | 73.86 | 8 | 0
2030 | NYISO_G-I_2_PJM_E | NYISO_G-I | PJM_E | Internal | Summer | B2 | 25 | 1500 | 0 | 75.7 | 69.7 | 8 | 0
2030 | NYISO_G-I_2_PJM_E | NYISO_G-I | PJM_E | Internal | Summer | B3 | 75 | 1500 | 1048.29 | 61.26 | 69.26 | 8 | 0
2030 | NYISO_G-I_2_PJM_E | NYISO_G-I | PJM_E | Internal | Summer | B4 | 100 | 1500 | 1500 | 56.42 | 68.93 | 8 | 4.5
2030 | NYISO_G-I_2_PJM_E | NYISO_G-I | PJM_E | Internal | Summer | B5 | 200 | 1500 | 1499.98 | 54.57 | 62.58 | 8 | 0.01
2030 | NYISO_G-I_2_PJM_E | NYISO_G-I | PJM_E | Internal | Summer | B6 | 300 | 1500 | 0 | 52.6 | 51.03 | 8 | 0
2030 | NYISO_G-I_2_PJM_E | NYISO_G-I | PJM_E | Internal | Summer | B7 | 400 | 1500 | 0 | 42.03 | 44.09 | 8 | 0
2030 | NYISO_G-I_2_PJM_E | NYISO_G-I | PJM_E | Internal | Summer | B8 | 500 | 1500 | 0 | 39.77 | 41.09 | 8 | 0
2030 | NYISO_G-I_2_PJM_E | NYISO_G-I | PJM_E | Internal | Summer | B9 | 800 | 1500 | 0 | 39.58 | 38.69 | 8 | 0
2030 | NYISO_G-I_2_PJM_E | NYISO_G-I | PJM_E | Internal | Summer | B10 | 1262 | 1500 | 0 | 39.58 | 35.21 | 8 | 0
2030 | NYISO_G-I_2_PJM_E | NYISO_G-I | PJM_E | Internal | Winter | B16 | 25 | 1500 | 0 | 58.44 | 54.33 | 8 | 0
2030 | NYISO_G-I_2_PJM_E | NYISO_G-I | PJM_E | Internal | Winter | B17 | 100 | 1500 | 0 | 56.17 | 50.17 | 8 | 0
2030 | NYISO_G-I_2_PJM_E | NYISO_G-I | PJM_E | Internal | Winter | B18 | 400 | 1500 | 0 | 50.3 | 46.28 | 8 | 0
2030 | NYISO_G-I_2_PJM_E | NYISO_G-I | PJM_E | Internal | Winter | B19 | 700 | 1500 | 0 | 50.3 | 45.88 | 8 | 0
2030 | NYISO_G-I_2_PJM_E | NYISO_G-I | PJM_E | Internal | Winter | B20 | 935 | 1500 | 0 | 49.69 | 36.78 | 8 | 0
2030 | NYISO_J-K_2_NEISO | NYISO_J-K | NEISO | Internal | Shoulder | B11 | 25 | 90 | 0 | 45.96 | 38.4 | 3 | 0
2030 | NYISO_J-K_2_NEISO | NYISO_J-K | NEISO | Internal | Shoulder | B12 | 200 | 90 | 0 | 43.37 | 38.4 | 3 | 0
2030 | NYISO_J-K_2_NEISO | NYISO_J-K | NEISO | Internal | Shoulder | B13 | 600 | 90 | 0 | 41.9 | 38.4 | 3 | 0
2030 | NYISO_J-K_2_NEISO | NYISO_J-K | NEISO | Internal | Shoulder | B14 | 900 | 90 | 0 | 41.42 | 38.4 | 3 | 0
2030 | NYISO_J-K_2_NEISO | NYISO_J-K | NEISO | Internal | Shoulder | B15 | 1203 | 90 | 0 | 41.42 | 38.4 | 3 | 0
2030 | NYISO_J-K_2_NEISO | NYISO_J-K | NEISO | Internal | Summer | B1 | 10 | 90 | 0 | 83.54 | 57.53 | 3 | 0
2030 | NYISO_J-K_2_NEISO | NYISO_J-K | NEISO | Internal | Summer | B2 | 25 | 90 | 0 | 75.71 | 52.13 | 3 | 0
2030 | NYISO_J-K_2_NEISO | NYISO_J-K | NEISO | Internal | Summer | B3 | 75 | 90 | 0 | 61.27 | 45.58 | 3 | 0
2030 | NYISO_J-K_2_NEISO | NYISO_J-K | NEISO | Internal | Summer | B4 | 100 | 90 | 0 | 56.44 | 36.79 | 3 | 0
2030 | NYISO_J-K_2_NEISO | NYISO_J-K | NEISO | Internal | Summer | B5 | 200 | 90 | 0 | 54.58 | 36.79 | 3 | 0
2030 | NYISO_J-K_2_NEISO | NYISO_J-K | NEISO | Internal | Summer | B6 | 300 | 90 | 0 | 52.61 | 36.79 | 3 | 0
2030 | NYISO_J-K_2_NEISO | NYISO_J-K | NEISO | Internal | Summer | B7 | 400 | 90 | 0 | 42.04 | 36.79 | 3 | 0
2030 | NYISO_J-K_2_NEISO | NYISO_J-K | NEISO | Internal | Summer | B8 | 500 | 90 | 0 | 39.79 | 36.79 | 3 | 0
2030 | NYISO_J-K_2_NEISO | NYISO_J-K | NEISO | Internal | Summer | B9 | 800 | 90 | 0 | 39.59 | 36.79 | 3 | 0
2030 | NYISO_J-K_2_NEISO | NYISO_J-K | NEISO | Internal | Summer | B10 | 1262 | 90 | 0 | 39.59 | 36.79 | 3 | 0
2030 | NYISO_J-K_2_NEISO | NYISO_J-K | NEISO | Internal | Winter | B16 | 25 | 90 | 0 | 58.45 | 50.77 | 3 | 0
2030 | NYISO_J-K_2_NEISO | NYISO_J-K | NEISO | Internal | Winter | B17 | 100 | 90 | 0 | 56.54 | 49.02 | 3 | 0
2030 | NYISO_J-K_2_NEISO | NYISO_J-K | NEISO | Internal | Winter | B18 | 400 | 90 | 0 | 56.54 | 46.7 | 3 | 0
2030 | NYISO_J-K_2_NEISO | NYISO_J-K | NEISO | Internal | Winter | B19 | 700 | 90 | 0 | 53.14 | 46.7 | 3 | 0
2030 | NYISO_J-K_2_NEISO | NYISO_J-K | NEISO | Internal | Winter | B20 | 935 | 90 | 0 | 49.7 | 46.7 | 3 | 0
2030 | NYISO_J-K_2_NYISO_G-I | NYISO_J-K | NYISO_G-I | Internal | Shoulder | B11 | 25 | 1999 | 0.06 | 45.96 | 45.95 | 0.01 | 0
2030 | NYISO_J-K_2_NYISO_G-I | NYISO_J-K | NYISO_G-I | Internal | Shoulder | B12 | 200 | 1999 | 0 | 43.37 | 43.36 | 0.01 | 0
2030 | NYISO_J-K_2_NYISO_G-I | NYISO_J-K | NYISO_G-I | Internal | Shoulder | B13 | 600 | 1999 | 0 | 41.9 | 41.89 | 0.01 | 0
2030 | NYISO_J-K_2_NYISO_G-I | NYISO_J-K | NYISO_G-I | Internal | Shoulder | B14 | 900 | 1999 | 0 | 41.42 | 41.41 | 0.01 | 0
2030 | NYISO_J-K_2_NYISO_G-I | NYISO_J-K | NYISO_G-I | Internal | Shoulder | B15 | 1203 | 1999 | 0 | 41.42 | 41.41 | 0.01 | 0
2030 | NYISO_J-K_2_NYISO_G-I | NYISO_J-K | NYISO_G-I | Internal | Summer | B1 | 10 | 1999 | 0.16 | 83.54 | 83.53 | 0.01 | 0
2030 | NYISO_J-K_2_NYISO_G-I | NYISO_J-K | NYISO_G-I | Internal | Summer | B2 | 25 | 1999 | 0.07 | 75.71 | 75.7 | 0.01 | 0
2030 | NYISO_J-K_2_NYISO_G-I | NYISO_J-K | NYISO_G-I | Internal | Summer | B3 | 75 | 1999 | 0.02 | 61.27 | 61.26 | 0.01 | 0
2030 | NYISO_J-K_2_NYISO_G-I | NYISO_J-K | NYISO_G-I | Internal | Summer | B4 | 100 | 1999 | 0.02 | 56.44 | 56.42 | 0.01 | 0
2030 | NYISO_J-K_2_NYISO_G-I | NYISO_J-K | NYISO_G-I | Internal | Summer | B5 | 200 | 1999 | 0 | 54.58 | 54.57 | 0.01 | 0
2030 | NYISO_J-K_2_NYISO_G-I | NYISO_J-K | NYISO_G-I | Internal | Summer | B6 | 300 | 1999 | 0 | 52.61 | 52.6 | 0.01 | 0
2030 | NYISO_J-K_2_NYISO_G-I | NYISO_J-K | NYISO_G-I | Internal | Summer | B7 | 400 | 1999 | 0 | 42.04 | 42.03 | 0.01 | 0
2030 | NYISO_J-K_2_NYISO_G-I | NYISO_J-K | NYISO_G-I | Internal | Summer | B8 | 500 | 1999 | 0 | 39.79 | 39.77 | 0.01 | 0
2030 | NYISO_J-K_2_NYISO_G-I | NYISO_J-K | NYISO_G-I | Internal | Summer | B9 | 800 | 1999 | 0 | 39.59 | 39.58 | 0.01 | 0
2030 | NYISO_J-K_2_NYISO_G-I | NYISO_J-K | NYISO_G-I | Internal | Summer | B10 | 1262 | 1999 | 0 | 39.59 | 39.58 | 0.01 | 0
2030 | NYISO_J-K_2_NYISO_G-I | NYISO_J-K | NYISO_G-I | Internal | Winter | B16 | 25 | 1999 | 0.06 | 58.45 | 58.44 | 0.01 | 0
2030 | NYISO_J-K_2_NYISO_G-I | NYISO_J-K | NYISO_G-I | Internal | Winter | B17 | 100 | 1999 | 0 | 56.54 | 56.17 | 0.01 | 0
2030 | NYISO_J-K_2_NYISO_G-I | NYISO_J-K | NYISO_G-I | Internal | Winter | B18 | 400 | 1999 | 0 | 56.54 | 50.3 | 0.01 | 0
2030 | NYISO_J-K_2_NYISO_G-I | NYISO_J-K | NYISO_G-I | Internal | Winter | B19 | 700 | 1999 | 0 | 53.14 | 50.3 | 0.01 | 0
2030 | NYISO_J-K_2_NYISO_G-I | NYISO_J-K | NYISO_G-I | Internal | Winter | B20 | 935 | 1999 | 0 | 49.7 | 49.69 | 0.01 | 0
2030 | NYISO_J-K_2_PJM_E | NYISO_J-K | PJM_E | Internal | Shoulder | B11 | 25 | 330 | 0.12 | 45.96 | 53.95 | 8 | 0
2030 | NYISO_J-K_2_PJM_E | NYISO_J-K | PJM_E | Internal | Shoulder | B12 | 200 | 330 | 0 | 43.37 | 46.52 | 8 | 0
2030 | NYISO_J-K_2_PJM_E | NYISO_J-K | PJM_E | Internal | Shoulder | B13 | 600 | 330 | 0 | 41.9 | 44.02 | 8 | 0
2030 | NYISO_J-K_2_PJM_E | NYISO_J-K | PJM_E | Internal | Shoulder | B14 | 900 | 330 | 0 | 41.42 | 42.95 | 8 | 0
2030 | NYISO_J-K_2_PJM_E | NYISO_J-K | PJM_E | Internal | Shoulder | B15 | 1203 | 330 | 0 | 41.42 | 39.43 | 8 | 0
2030 | NYISO_J-K_2_PJM_E | NYISO_J-K | PJM_E | Internal | Summer | B1 | 10 | 330 | 0 | 83.54 | 73.86 | 8 | 0
2030 | NYISO_J-K_2_PJM_E | NYISO_J-K | PJM_E | Internal | Summer | B2 | 25 | 330 | 0 | 75.71 | 69.7 | 8 | 0
2030 | NYISO_J-K_2_PJM_E | NYISO_J-K | PJM_E | Internal | Summer | B3 | 75 | 330 | 0.04 | 61.27 | 69.26 | 8 | 0
2030 | NYISO_J-K_2_PJM_E | NYISO_J-K | PJM_E | Internal | Summer | B4 | 100 | 330 | 330 | 56.44 | 68.93 | 8 | 4.49
2030 | NYISO_J-K_2_PJM_E | NYISO_J-K | PJM_E | Internal | Summer | B5 | 200 | 330 | 215.39 | 54.58 | 62.58 | 8 | 0
2030 | NYISO_J-K_2_PJM_E | NYISO_J-K | PJM_E | Internal | Summer | B6 | 300 | 330 | 0 | 52.61 | 51.03 | 8 | 0
2030 | NYISO_J-K_2_PJM_E | NYISO_J-K | PJM_E | Internal | Summer | B7 | 400 | 330 | 0 | 42.04 | 44.09 | 8 | 0
2030 | NYISO_J-K_2_PJM_E | NYISO_J-K | PJM_E | Internal | Summer | B8 | 500 | 330 | 0 | 39.79 | 41.09 | 8 | 0
2030 | NYISO_J-K_2_PJM_E | NYISO_J-K | PJM_E | Internal | Summer | B9 | 800 | 330 | 0 | 39.59 | 38.69 | 8 | 0
2030 | NYISO_J-K_2_PJM_E | NYISO_J-K | PJM_E | Internal | Summer | B10 | 1262 | 330 | 0 | 39.59 | 35.21 | 8 | 0
2030 | NYISO_J-K_2_PJM_E | NYISO_J-K | PJM_E | Internal | Winter | B16 | 25 | 330 | 0 | 58.45 | 54.33 | 8 | 0
2030 | NYISO_J-K_2_PJM_E | NYISO_J-K | PJM_E | Internal | Winter | B17 | 100 | 330 | 0 | 56.54 | 50.17 | 8 | 0
2030 | NYISO_J-K_2_PJM_E | NYISO_J-K | PJM_E | Internal | Winter | B18 | 400 | 330 | 0 | 56.54 | 46.28 | 8 | 0
2030 | NYISO_J-K_2_PJM_E | NYISO_J-K | PJM_E | Internal | Winter | B19 | 700 | 330 | 0 | 53.14 | 45.88 | 8 | 0
2030 | NYISO_J-K_2_PJM_E | NYISO_J-K | PJM_E | Internal | Winter | B20 | 935 | 330 | 0 | 49.7 | 36.78 | 8 | 0
2030 | PJM_E_2_NYISO_G-I | PJM_E | NYISO_G-I | Internal | Shoulder | B11 | 25 | 500 | 0 | 53.95 | 45.95 | 6 | 0
2030 | PJM_E_2_NYISO_G-I | PJM_E | NYISO_G-I | Internal | Shoulder | B12 | 200 | 500 | 0 | 46.52 | 43.36 | 6 | 0
2030 | PJM_E_2_NYISO_G-I | PJM_E | NYISO_G-I | Internal | Shoulder | B13 | 600 | 500 | 0 | 44.02 | 41.89 | 6 | 0
2030 | PJM_E_2_NYISO_G-I | PJM_E | NYISO_G-I | Internal | Shoulder | B14 | 900 | 500 | 0 | 42.95 | 41.41 | 6 | 0
2030 | PJM_E_2_NYISO_G-I | PJM_E | NYISO_G-I | Internal | Shoulder | B15 | 1203 | 500 | 0 | 39.43 | 41.41 | 6 | 0
2030 | PJM_E_2_NYISO_G-I | PJM_E | NYISO_G-I | Internal | Summer | B1 | 10 | 500 | 500 | 73.86 | 83.53 | 6 | 3.67
2030 | PJM_E_2_NYISO_G-I | PJM_E | NYISO_G-I | Internal | Summer | B2 | 25 | 500 | 200.42 | 69.7 | 75.7 | 6 | 0
2030 | PJM_E_2_NYISO_G-I | PJM_E | NYISO_G-I | Internal | Summer | B3 | 75 | 500 | 0 | 69.26 | 61.26 | 6 | 0
2030 | PJM_E_2_NYISO_G-I | PJM_E | NYISO_G-I | Internal | Summer | B4 | 100 | 500 | 0 | 68.93 | 56.42 | 6 | 0
2030 | PJM_E_2_NYISO_G-I | PJM_E | NYISO_G-I | Internal | Summer | B5 | 200 | 500 | 0 | 62.58 | 54.57 | 6 | 0
2030 | PJM_E_2_NYISO_G-I | PJM_E | NYISO_G-I | Internal | Summer | B6 | 300 | 500 | 0 | 51.03 | 52.6 | 6 | 0
2030 | PJM_E_2_NYISO_G-I | PJM_E | NYISO_G-I | Internal | Summer | B7 | 400 | 500 | 0 | 44.09 | 42.03 | 6 | 0
2030 | PJM_E_2_NYISO_G-I | PJM_E | NYISO_G-I | Internal | Summer | B8 | 500 | 500 | 0 | 41.09 | 39.77 | 6 | 0
2030 | PJM_E_2_NYISO_G-I | PJM_E | NYISO_G-I | Internal | Summer | B9 | 800 | 500 | 0 | 38.69 | 39.58 | 6 | 0
2030 | PJM_E_2_NYISO_G-I | PJM_E | NYISO_G-I | Internal | Summer | B10 | 1262 | 500 | 0 | 35.21 | 39.58 | 6 | 0
2030 | PJM_E_2_NYISO_G-I | PJM_E | NYISO_G-I | Internal | Winter | B16 | 25 | 500 | 0 | 54.33 | 58.44 | 6 | 0
2030 | PJM_E_2_NYISO_G-I | PJM_E | NYISO_G-I | Internal | Winter | B17 | 100 | 500 | 45.74 | 50.17 | 56.17 | 6 | 0
2030 | PJM_E_2_NYISO_G-I | PJM_E | NYISO_G-I | Internal | Winter | B18 | 400 | 500 | 0 | 46.28 | 50.3 | 6 | 0
2030 | PJM_E_2_NYISO_G-I | PJM_E | NYISO_G-I | Internal | Winter | B19 | 700 | 500 | 0 | 45.88 | 50.3 | 6 | 0
2030 | PJM_E_2_NYISO_G-I | PJM_E | NYISO_G-I | Internal | Winter | B20 | 935 | 500 | 500 | 36.78 | 49.69 | 6 | 6.91
2030 | PJM_E_2_NYISO_J-K | PJM_E | NYISO_J-K | Internal | Shoulder | B11 | 25 | 330 | 0 | 53.95 | 45.96 | 6 | 0
2030 | PJM_E_2_NYISO_J-K | PJM_E | NYISO_J-K | Internal | Shoulder | B12 | 200 | 330 | 0 | 46.52 | 43.37 | 6 | 0
2030 | PJM_E_2_NYISO_J-K | PJM_E | NYISO_J-K | Internal | Shoulder | B13 | 600 | 330 | 0 | 44.02 | 41.9 | 6 | 0
2030 | PJM_E_2_NYISO_J-K | PJM_E | NYISO_J-K | Internal | Shoulder | B14 | 900 | 330 | 0 | 42.95 | 41.42 | 6 | 0
2030 | PJM_E_2_NYISO_J-K | PJM_E | NYISO_J-K | Internal | Shoulder | B15 | 1203 | 330 | 0 | 39.43 | 41.42 | 6 | 0
2030 | PJM_E_2_NYISO_J-K | PJM_E | NYISO_J-K | Internal | Summer | B1 | 10 | 330 | 330 | 73.86 | 83.54 | 6 | 3.68
2030 | PJM_E_2_NYISO_J-K | PJM_E | NYISO_J-K | Internal | Summer | B2 | 25 | 330 | 329.87 | 69.7 | 75.71 | 6 | 0.01
2030 | PJM_E_2_NYISO_J-K | PJM_E | NYISO_J-K | Internal | Summer | B3 | 75 | 330 | 0 | 69.26 | 61.27 | 6 | 0
2030 | PJM_E_2_NYISO_J-K | PJM_E | NYISO_J-K | Internal | Summer | B4 | 100 | 330 | 0 | 68.93 | 56.44 | 6 | 0
2030 | PJM_E_2_NYISO_J-K | PJM_E | NYISO_J-K | Internal | Summer | B5 | 200 | 330 | 0 | 62.58 | 54.58 | 6 | 0
2030 | PJM_E_2_NYISO_J-K | PJM_E | NYISO_J-K | Internal | Summer | B6 | 300 | 330 | 0 | 51.03 | 52.61 | 6 | 0
2030 | PJM_E_2_NYISO_J-K | PJM_E | NYISO_J-K | Internal | Summer | B7 | 400 | 330 | 0 | 44.09 | 42.04 | 6 | 0
2030 | PJM_E_2_NYISO_J-K | PJM_E | NYISO_J-K | Internal | Summer | B8 | 500 | 330 | 0 | 41.09 | 39.79 | 6 | 0
2030 | PJM_E_2_NYISO_J-K | PJM_E | NYISO_J-K | Internal | Summer | B9 | 800 | 330 | 0 | 38.69 | 39.59 | 6 | 0
2030 | PJM_E_2_NYISO_J-K | PJM_E | NYISO_J-K | Internal | Summer | B10 | 1262 | 330 | 0 | 35.21 | 39.59 | 6 | 0
2030 | PJM_E_2_NYISO_J-K | PJM_E | NYISO_J-K | Internal | Winter | B16 | 25 | 330 | 0 | 54.33 | 58.45 | 6 | 0
2030 | PJM_E_2_NYISO_J-K | PJM_E | NYISO_J-K | Internal | Winter | B17 | 100 | 330 | 330 | 50.17 | 56.54 | 6 | 0.37
2030 | PJM_E_2_NYISO_J-K | PJM_E | NYISO_J-K | Internal | Winter | B18 | 400 | 330 | 330 | 46.28 | 56.54 | 6 | 4.26
2030 | PJM_E_2_NYISO_J-K | PJM_E | NYISO_J-K | Internal | Winter | B19 | 700 | 330 | 330 | 45.88 | 53.14 | 6 | 1.26
2030 | PJM_E_2_NYISO_J-K | PJM_E | NYISO_J-K | Internal | Winter | B20 | 935 | 330 | 330 | 36.78 | 49.7 | 6 | 6.92
2030 | PJM_E_2_PJM_ROM | PJM_E | PJM_ROM | Internal | Shoulder | B11 | 25 | 8000 | 2092.65 | 53.95 | 53.96 | 0.01 | 0
2030 | PJM_E_2_PJM_ROM | PJM_E | PJM_ROM | Internal | Shoulder | B12 | 200 | 8000 | 0 | 46.52 | 46.51 | 0.01 | 0
2030 | PJM_E_2_PJM_ROM | PJM_E | PJM_ROM | Internal | Shoulder | B13 | 600 | 8000 | 0 | 44.02 | 44 | 0.01 | 0
2030 | PJM_E_2_PJM_ROM | PJM_E | PJM_ROM | Internal | Shoulder | B14 | 900 | 8000 | 0 | 42.95 | 42.94 | 0.01 | 0
2030 | PJM_E_2_PJM_ROM | PJM_E | PJM_ROM | Internal | Shoulder | B15 | 1203 | 8000 | 0 | 39.43 | 39.42 | 0.01 | 0
2030 | PJM_E_2_PJM_ROM | PJM_E | PJM_ROM | Internal | Summer | B1 | 10 | 8000 | 0.17 | 73.86 | 73.85 | 0.01 | 0
2030 | PJM_E_2_PJM_ROM | PJM_E | PJM_ROM | Internal | Summer | B2 | 25 | 8000 | 0.07 | 69.7 | 69.69 | 0.01 | 0
2030 | PJM_E_2_PJM_ROM | PJM_E | PJM_ROM | Internal | Summer | B3 | 75 | 8000 | 1172.69 | 69.26 | 69.27 | 0.01 | 0
2030 | PJM_E_2_PJM_ROM | PJM_E | PJM_ROM | Internal | Summer | B4 | 100 | 8000 | 3997.56 | 68.93 | 68.94 | 0.01 | 0
2030 | PJM_E_2_PJM_ROM | PJM_E | PJM_ROM | Internal | Summer | B5 | 200 | 8000 | 2564.9 | 62.58 | 62.59 | 0.01 | 0
2030 | PJM_E_2_PJM_ROM | PJM_E | PJM_ROM | Internal | Summer | B6 | 300 | 8000 | 0 | 51.03 | 51.02 | 0.01 | 0
2030 | PJM_E_2_PJM_ROM | PJM_E | PJM_ROM | Internal | Summer | B7 | 400 | 8000 | 1117.33 | 44.09 | 44.11 | 0.01 | 0
2030 | PJM_E_2_PJM_ROM | PJM_E | PJM_ROM | Internal | Summer | B8 | 500 | 8000 | 0 | 41.09 | 41.07 | 0.01 | 0
2030 | PJM_E_2_PJM_ROM | PJM_E | PJM_ROM | Internal | Summer | B9 | 800 | 8000 | 0 | 38.69 | 38.67 | 0.01 | 0
2030 | PJM_E_2_PJM_ROM | PJM_E | PJM_ROM | Internal | Summer | B10 | 1262 | 8000 | 0 | 35.21 | 35.2 | 0.01 | 0
2030 | PJM_E_2_PJM_ROM | PJM_E | PJM_ROM | Internal | Winter | B16 | 25 | 8000 | 0.07 | 54.33 | 54.32 | 0.01 | 0
2030 | PJM_E_2_PJM_ROM | PJM_E | PJM_ROM | Internal | Winter | B17 | 100 | 8000 | 0.02 | 50.17 | 50.16 | 0.01 | 0
2030 | PJM_E_2_PJM_ROM | PJM_E | PJM_ROM | Internal | Winter | B18 | 400 | 8000 | 0 | 46.28 | 46.27 | 0.01 | 0
2030 | PJM_E_2_PJM_ROM | PJM_E | PJM_ROM | Internal | Winter | B19 | 700 | 8000 | 0 | 45.88 | 45.86 | 0.01 | 0
2030 | PJM_E_2_PJM_ROM | PJM_E | PJM_ROM | Internal | Winter | B20 | 935 | 8000 | 0 | 36.78 | 36.77 | 0.01 | 0
2030 | PJM_ROR_2_MISO_IN | PJM_ROR | MISO_IN | Internal | Shoulder | B11 | 25 | 909 | 0 | 53.98 | 52.11 | 2 | 0
2030 | PJM_ROR_2_MISO_IN | PJM_ROR | MISO_IN | Internal | Shoulder | B12 | 200 | 909 | 0 | 46.5 | 45.23 | 2 | 0
2030 | PJM_ROR_2_MISO_IN | PJM_ROR | MISO_IN | Internal | Shoulder | B13 | 600 | 909 | 0 | 43.99 | 42.4 | 2 | 0
2030 | PJM_ROR_2_MISO_IN | PJM_ROR | MISO_IN | Internal | Shoulder | B14 | 900 | 909 | 0 | 42.93 | 41.39 | 2 | 0
2030 | PJM_ROR_2_MISO_IN | PJM_ROR | MISO_IN | Internal | Shoulder | B15 | 1203 | 909 | 0 | 39.41 | 37.4 | 2 | 0
2030 | PJM_ROR_2_MISO_IN | PJM_ROR | MISO_IN | Internal | Summer | B1 | 10 | 909 | 0 | 73.83 | 72.22 | 2 | 0
2030 | PJM_ROR_2_MISO_IN | PJM_ROR | MISO_IN | Internal | Summer | B2 | 25 | 909 | 0 | 69.68 | 70.67 | 2 | 0
2030 | PJM_ROR_2_MISO_IN | PJM_ROR | MISO_IN | Internal | Summer | B3 | 75 | 909 | 0 | 69.28 | 67.94 | 2 | 0
2030 | PJM_ROR_2_MISO_IN | PJM_ROR | MISO_IN | Internal | Summer | B4 | 100 | 909 | 0 | 68.95 | 66.97 | 2 | 0
2030 | PJM_ROR_2_MISO_IN | PJM_ROR | MISO_IN | Internal | Summer | B5 | 200 | 909 | 0 | 62.6 | 60.63 | 2 | 0
2030 | PJM_ROR_2_MISO_IN | PJM_ROR | MISO_IN | Internal | Summer | B6 | 300 | 909 | 0 | 51.01 | 49.03 | 2 | 0
2030 | PJM_ROR_2_MISO_IN | PJM_ROR | MISO_IN | Internal | Summer | B7 | 400 | 909 | 0 | 44.09 | 42.12 | 2 | 0
2030 | PJM_ROR_2_MISO_IN | PJM_ROR | MISO_IN | Internal | Summer | B8 | 500 | 909 | 0 | 41.06 | 39.09 | 2 | 0
2030 | PJM_ROR_2_MISO_IN | PJM_ROR | MISO_IN | Internal | Summer | B9 | 800 | 909 | 0 | 38.66 | 36.69 | 2 | 0
2030 | PJM_ROR_2_MISO_IN | PJM_ROR | MISO_IN | Internal | Summer | B10 | 1262 | 909 | 0 | 35.18 | 34.99 | 2 | 0
2030 | PJM_ROR_2_MISO_IN | PJM_ROR | MISO_IN | Internal | Winter | B16 | 25 | 909 | 0 | 54.31 | 52.32 | 2 | 0
2030 | PJM_ROR_2_MISO_IN | PJM_ROR | MISO_IN | Internal | Winter | B17 | 100 | 909 | 0 | 50.15 | 48.14 | 2 | 0
2030 | PJM_ROR_2_MISO_IN | PJM_ROR | MISO_IN | Internal | Winter | B18 | 400 | 909 | 0 | 46.26 | 44.25 | 2 | 0
2030 | PJM_ROR_2_MISO_IN | PJM_ROR | MISO_IN | Internal | Winter | B19 | 700 | 909 | 0 | 45.33 | 43.24 | 2 | 0
2030 | PJM_ROR_2_MISO_IN | PJM_ROR | MISO_IN | Internal | Winter | B20 | 935 | 909 | 0 | 36.57 | 35.27 | 2 | 0
2030 | PJM_ROR_2_MISO_MI | PJM_ROR | MISO_MI | Internal | Shoulder | B11 | 25 | 1305 | 0 | 53.98 | 52.12 | 2 | 0
2030 | PJM_ROR_2_MISO_MI | PJM_ROR | MISO_MI | Internal | Shoulder | B12 | 200 | 1305 | 0 | 46.5 | 45.24 | 2 | 0
2030 | PJM_ROR_2_MISO_MI | PJM_ROR | MISO_MI | Internal | Shoulder | B13 | 600 | 1305 | 0 | 43.99 | 42.41 | 2 | 0
2030 | PJM_ROR_2_MISO_MI | PJM_ROR | MISO_MI | Internal | Shoulder | B14 | 900 | 1305 | 0 | 42.93 | 41.4 | 2 | 0
2030 | PJM_ROR_2_MISO_MI | PJM_ROR | MISO_MI | Internal | Shoulder | B15 | 1203 | 1305 | 0 | 39.41 | 37.41 | 2 | 0
2030 | PJM_ROR_2_MISO_MI | PJM_ROR | MISO_MI | Internal | Summer | B1 | 10 | 1305 | 0 | 73.83 | 72.23 | 2 | 0
2030 | PJM_ROR_2_MISO_MI | PJM_ROR | MISO_MI | Internal | Summer | B2 | 25 | 1305 | 0 | 69.68 | 70.68 | 2 | 0
2030 | PJM_ROR_2_MISO_MI | PJM_ROR | MISO_MI | Internal | Summer | B3 | 75 | 1305 | 0 | 69.28 | 67.93 | 2 | 0
2030 | PJM_ROR_2_MISO_MI | PJM_ROR | MISO_MI | Internal | Summer | B4 | 100 | 1305 | 0 | 68.95 | 66.95 | 2 | 0
2030 | PJM_ROR_2_MISO_MI | PJM_ROR | MISO_MI | Internal | Summer | B5 | 200 | 1305 | 0 | 62.6 | 60.62 | 2 | 0
2030 | PJM_ROR_2_MISO_MI | PJM_ROR | MISO_MI | Internal | Summer | B6 | 300 | 1305 | 0 | 51.01 | 49.05 | 2 | 0
2030 | PJM_ROR_2_MISO_MI | PJM_ROR | MISO_MI | Internal | Summer | B7 | 400 | 1305 | 0 | 44.09 | 42.13 | 2 | 0
2030 | PJM_ROR_2_MISO_MI | PJM_ROR | MISO_MI | Internal | Summer | B8 | 500 | 1305 | 0 | 41.06 | 39.1 | 2 | 0
2030 | PJM_ROR_2_MISO_MI | PJM_ROR | MISO_MI | Internal | Summer | B9 | 800 | 1305 | 0 | 38.66 | 36.7 | 2 | 0
2030 | PJM_ROR_2_MISO_MI | PJM_ROR | MISO_MI | Internal | Summer | B10 | 1262 | 1305 | 0 | 35.18 | 35 | 2 | 0
2030 | PJM_ROR_2_MISO_MI | PJM_ROR | MISO_MI | Internal | Winter | B16 | 25 | 1305 | 0 | 54.31 | 52.33 | 2 | 0
2030 | PJM_ROR_2_MISO_MI | PJM_ROR | MISO_MI | Internal | Winter | B17 | 100 | 1305 | 0 | 50.15 | 48.15 | 2 | 0
2030 | PJM_ROR_2_MISO_MI | PJM_ROR | MISO_MI | Internal | Winter | B18 | 400 | 1305 | 0 | 46.26 | 44.26 | 2 | 0
2030 | PJM_ROR_2_MISO_MI | PJM_ROR | MISO_MI | Internal | Winter | B19 | 700 | 1305 | 0 | 45.33 | 43.26 | 2 | 0
2030 | PJM_ROR_2_MISO_MI | PJM_ROR | MISO_MI | Internal | Winter | B20 | 935 | 1305 | 0 | 36.57 | 35.28 | 2 | 0
2030 | PJM_ROR_2_MISO_MO-IL | PJM_ROR | MISO_MO-IL | Internal | Shoulder | B11 | 25 | 1111 | 0 | 53.98 | 51.98 | 2 | 0
2030 | PJM_ROR_2_MISO_MO-IL | PJM_ROR | MISO_MO-IL | Internal | Shoulder | B12 | 200 | 1111 | 0 | 46.5 | 44.06 | 2 | 0
2030 | PJM_ROR_2_MISO_MO-IL | PJM_ROR | MISO_MO-IL | Internal | Shoulder | B13 | 600 | 1111 | 0 | 43.99 | 39.61 | 2 | 0
2030 | PJM_ROR_2_MISO_MO-IL | PJM_ROR | MISO_MO-IL | Internal | Shoulder | B14 | 900 | 1111 | 0 | 42.93 | 38.85 | 2 | 0
2030 | PJM_ROR_2_MISO_MO-IL | PJM_ROR | MISO_MO-IL | Internal | Shoulder | B15 | 1203 | 1111 | 0 | 39.41 | 35.17 | 2 | 0
2030 | PJM_ROR_2_MISO_MO-IL | PJM_ROR | MISO_MO-IL | Internal | Summer | B1 | 10 | 1111 | 0 | 73.83 | 71.85 | 2 | 0
2030 | PJM_ROR_2_MISO_MO-IL | PJM_ROR | MISO_MO-IL | Internal | Summer | B2 | 25 | 1111 | 0 | 69.68 | 70.66 | 2 | 0
2030 | PJM_ROR_2_MISO_MO-IL | PJM_ROR | MISO_MO-IL | Internal | Summer | B3 | 75 | 1111 | 0 | 69.28 | 67.93 | 2 | 0
2030 | PJM_ROR_2_MISO_MO-IL | PJM_ROR | MISO_MO-IL | Internal | Summer | B4 | 100 | 1111 | 0 | 68.95 | 66.96 | 2 | 0
2030 | PJM_ROR_2_MISO_MO-IL | PJM_ROR | MISO_MO-IL | Internal | Summer | B5 | 200 | 1111 | 0 | 62.6 | 60.62 | 2 | 0
2030 | PJM_ROR_2_MISO_MO-IL | PJM_ROR | MISO_MO-IL | Internal | Summer | B6 | 300 | 1111 | 0 | 51.01 | 49.02 | 2 | 0
2030 | PJM_ROR_2_MISO_MO-IL | PJM_ROR | MISO_MO-IL | Internal | Summer | B7 | 400 | 1111 | 0 | 44.09 | 42.11 | 2 | 0
2030 | PJM_ROR_2_MISO_MO-IL | PJM_ROR | MISO_MO-IL | Internal | Summer | B8 | 500 | 1111 | 0 | 41.06 | 39.07 | 2 | 0
2030 | PJM_ROR_2_MISO_MO-IL | PJM_ROR | MISO_MO-IL | Internal | Summer | B9 | 800 | 1111 | 0 | 38.66 | 36.67 | 2 | 0
2030 | PJM_ROR_2_MISO_MO-IL | PJM_ROR | MISO_MO-IL | Internal | Summer | B10 | 1262 | 1111 | 0 | 35.18 | 33.18 | 2 | 0
2030 | PJM_ROR_2_MISO_MO-IL | PJM_ROR | MISO_MO-IL | Internal | Winter | B16 | 25 | 1111 | 0 | 54.31 | 52.31 | 2 | 0
2030 | PJM_ROR_2_MISO_MO-IL | PJM_ROR | MISO_MO-IL | Internal | Winter | B17 | 100 | 1111 | 0 | 50.15 | 47.28 | 2 | 0
2030 | PJM_ROR_2_MISO_MO-IL | PJM_ROR | MISO_MO-IL | Internal | Winter | B18 | 400 | 1111 | 0 | 46.26 | 40.73 | 2 | 0
2030 | PJM_ROR_2_MISO_MO-IL | PJM_ROR | MISO_MO-IL | Internal | Winter | B19 | 700 | 1111 | 0 | 45.33 | 39.07 | 2 | 0
2030 | PJM_ROR_2_MISO_MO-IL | PJM_ROR | MISO_MO-IL | Internal | Winter | B20 | 935 | 1111 | 0 | 36.57 | 34.57 | 2 | 0
2030 | PJM_ROR_2_MISO_W | PJM_ROR | MISO_W | Internal | Shoulder | B11 | 25 | 10071 | 0 | 53.98 | 51.96 | 2 | 0
2030 | PJM_ROR_2_MISO_W | PJM_ROR | MISO_W | Internal | Shoulder | B12 | 200 | 10071 | 0 | 46.5 | 44.05 | 2 | 0
2030 | PJM_ROR_2_MISO_W | PJM_ROR | MISO_W | Internal | Shoulder | B13 | 600 | 10071 | 0 | 43.99 | 39.46 | 2 | 0
2030 | PJM_ROR_2_MISO_W | PJM_ROR | MISO_W | Internal | Shoulder | B14 | 900 | 10071 | 0 | 42.93 | 32.24 | 2 | 0
2030 | PJM_ROR_2_MISO_W | PJM_ROR | MISO_W | Internal | Shoulder | B15 | 1203 | 10071 | 0 | 39.41 | 29.42 | 2 | 0
2030 | PJM_ROR_2_MISO_W | PJM_ROR | MISO_W | Internal | Summer | B1 | 10 | 10071 | 0 | 73.83 | 71.83 | 2 | 0
2030 | PJM_ROR_2_MISO_W | PJM_ROR | MISO_W | Internal | Summer | B2 | 25 | 10071 | 0 | 69.68 | 67.68 | 2 | 0
2030 | PJM_ROR_2_MISO_W | PJM_ROR | MISO_W | Internal | Summer | B3 | 75 | 10071 | 0 | 69.28 | 67.92 | 2 | 0
2030 | PJM_ROR_2_MISO_W | PJM_ROR | MISO_W | Internal | Summer | B4 | 100 | 10071 | 0 | 68.95 | 66.95 | 2 | 0
2030 | PJM_ROR_2_MISO_W | PJM_ROR | MISO_W | Internal | Summer | B5 | 200 | 10071 | 0 | 62.6 | 60.6 | 2 | 0
2030 | PJM_ROR_2_MISO_W | PJM_ROR | MISO_W | Internal | Summer | B6 | 300 | 10071 | 0 | 51.01 | 49.01 | 2 | 0
2030 | PJM_ROR_2_MISO_W | PJM_ROR | MISO_W | Internal | Summer | B7 | 400 | 10071 | 0 | 44.09 | 42.09 | 2 | 0
2030 | PJM_ROR_2_MISO_W | PJM_ROR | MISO_W | Internal | Summer | B8 | 500 | 10071 | 0 | 41.06 | 39.06 | 2 | 0
2030 | PJM_ROR_2_MISO_W | PJM_ROR | MISO_W | Internal | Summer | B9 | 800 | 10071 | 0 | 38.66 | 36.66 | 2 | 0
2030 | PJM_ROR_2_MISO_W | PJM_ROR | MISO_W | Internal | Summer | B10 | 1262 | 10071 | 0 | 35.18 | 33.17 | 2 | 0
2030 | PJM_ROR_2_MISO_W | PJM_ROR | MISO_W | Internal | Winter | B16 | 25 | 10071 | 0 | 54.31 | 31.01 | 2 | 0
2030 | PJM_ROR_2_MISO_W | PJM_ROR | MISO_W | Internal | Winter | B17 | 100 | 10071 | 0 | 50.15 | 31.04 | 2 | 0
2030 | PJM_ROR_2_MISO_W | PJM_ROR | MISO_W | Internal | Winter | B18 | 400 | 10071 | 0 | 46.26 | 36.77 | 2 | 0
2030 | PJM_ROR_2_MISO_W | PJM_ROR | MISO_W | Internal | Winter | B19 | 700 | 10071 | 0 | 45.33 | 36.77 | 2 | 0
2030 | PJM_ROR_2_MISO_W | PJM_ROR | MISO_W | Internal | Winter | B20 | 935 | 10071 | 0 | 36.57 | 30.1 | 2 | 0
2030 | PJM_ROR_2_MISO_WUMS | PJM_ROR | MISO_WUMS | Internal | Shoulder | B11 | 25 | 1467 | 0 | 53.98 | 51.98 | 2 | 0
2030 | PJM_ROR_2_MISO_WUMS | PJM_ROR | MISO_WUMS | Internal | Shoulder | B12 | 200 | 1467 | 0 | 46.5 | 44.06 | 2 | 0
2030 | PJM_ROR_2_MISO_WUMS | PJM_ROR | MISO_WUMS | Internal | Shoulder | B13 | 600 | 1467 | 0 | 43.99 | 41.99 | 2 | 0
2030 | PJM_ROR_2_MISO_WUMS | PJM_ROR | MISO_WUMS | Internal | Shoulder | B14 | 900 | 1467 | 0 | 42.93 | 40.93 | 2 | 0
2030 | PJM_ROR_2_MISO_WUMS | PJM_ROR | MISO_WUMS | Internal | Shoulder | B15 | 1203 | 1467 | 0 | 39.41 | 36.93 | 2 | 0
2030 | PJM_ROR_2_MISO_WUMS | PJM_ROR | MISO_WUMS | Internal | Summer | B1 | 10 | 1467 | 0 | 73.83 | 67.68 | 2 | 0
2030 | PJM_ROR_2_MISO_WUMS | PJM_ROR | MISO_WUMS | Internal | Summer | B2 | 25 | 1467 | 0 | 69.68 | 67.68 | 2 | 0
2030 | PJM_ROR_2_MISO_WUMS | PJM_ROR | MISO_WUMS | Internal | Summer | B3 | 75 | 1467 | 0 | 69.28 | 67.68 | 2 | 0
2030 | PJM_ROR_2_MISO_WUMS | PJM_ROR | MISO_WUMS | Internal | Summer | B4 | 100 | 1467 | 0 | 68.95 | 66.96 | 2 | 0
2030 | PJM_ROR_2_MISO_WUMS | PJM_ROR | MISO_WUMS | Internal | Summer | B5 | 200 | 1467 | 0 | 62.6 | 60.62 | 2 | 0
2030 | PJM_ROR_2_MISO_WUMS | PJM_ROR | MISO_WUMS | Internal | Summer | B6 | 300 | 1467 | 0 | 51.01 | 49.01 | 2 | 0
2030 | PJM_ROR_2_MISO_WUMS | PJM_ROR | MISO_WUMS | Internal | Summer | B7 | 400 | 1467 | 0 | 44.09 | 42.09 | 2 | 0
2030 | PJM_ROR_2_MISO_WUMS | PJM_ROR | MISO_WUMS | Internal | Summer | B8 | 500 | 1467 | 0 | 41.06 | 39.07 | 2 | 0
2030 | PJM_ROR_2_MISO_WUMS | PJM_ROR | MISO_WUMS | Internal | Summer | B9 | 800 | 1467 | 0 | 38.66 | 36.67 | 2 | 0
2030 | PJM_ROR_2_MISO_WUMS | PJM_ROR | MISO_WUMS | Internal | Summer | B10 | 1262 | 1467 | 0 | 35.18 | 33.18 | 2 | 0
2030 | PJM_ROR_2_MISO_WUMS | PJM_ROR | MISO_WUMS | Internal | Winter | B16 | 25 | 1467 | 0 | 54.31 | 45.53 | 2 | 0
2030 | PJM_ROR_2_MISO_WUMS | PJM_ROR | MISO_WUMS | Internal | Winter | B17 | 100 | 1467 | 0 | 50.15 | 45.53 | 2 | 0
2030 | PJM_ROR_2_MISO_WUMS | PJM_ROR | MISO_WUMS | Internal | Winter | B18 | 400 | 1467 | 0 | 46.26 | 44.26 | 2 | 0
2030 | PJM_ROR_2_MISO_WUMS | PJM_ROR | MISO_WUMS | Internal | Winter | B19 | 700 | 1467 | 0 | 45.33 | 43.24 | 2 | 0
2030 | PJM_ROR_2_MISO_WUMS | PJM_ROR | MISO_WUMS | Internal | Winter | B20 | 935 | 1467 | 0 | 36.57 | 34.57 | 2 | 0
2030 | PJM_ROR_2_PJM_ROM | PJM_ROR | PJM_ROM | Internal | Shoulder | B11 | 25 | 8000 | 0.07 | 53.98 | 53.96 | 0.01 | 0
2030 | PJM_ROR_2_PJM_ROM | PJM_ROR | PJM_ROM | Internal | Shoulder | B12 | 200 | 8000 | 4178.51 | 46.5 | 46.51 | 0.01 | 0
2030 | PJM_ROR_2_PJM_ROM | PJM_ROR | PJM_ROM | Internal | Shoulder | B13 | 600 | 8000 | 2964.22 | 43.99 | 44 | 0.01 | 0
2030 | PJM_ROR_2_PJM_ROM | PJM_ROR | PJM_ROM | Internal | Shoulder | B14 | 900 | 8000 | 5776.21 | 42.93 | 42.94 | 0.01 | 0
2030 | PJM_ROR_2_PJM_ROM | PJM_ROR | PJM_ROM | Internal | Shoulder | B15 | 1203 | 8000 | 7373.64 | 39.41 | 39.42 | 0.01 | 0
2030 | PJM_ROR_2_PJM_ROM | PJM_ROR | PJM_ROM | Internal | Summer | B1 | 10 | 8000 | 4345.7 | 73.83 | 73.85 | 0.01 | 0
2030 | PJM_ROR_2_PJM_ROM | PJM_ROR | PJM_ROM | Internal | Summer | B2 | 25 | 8000 | 4031.85 | 69.68 | 69.69 | 0.01 | 0
2030 | PJM_ROR_2_PJM_ROM | PJM_ROR | PJM_ROM | Internal | Summer | B3 | 75 | 8000 | 0.02 | 69.28 | 69.27 | 0.01 | 0
2030 | PJM_ROR_2_PJM_ROM | PJM_ROR | PJM_ROM | Internal | Summer | B4 | 100 | 8000 | 0.02 | 68.95 | 68.94 | 0.01 | 0
2030 | PJM_ROR_2_PJM_ROM | PJM_ROR | PJM_ROM | Internal | Summer | B5 | 200 | 8000 | 0 | 62.6 | 62.59 | 0.01 | 0
2030 | PJM_ROR_2_PJM_ROM | PJM_ROR | PJM_ROM | Internal | Summer | B6 | 300 | 8000 | 232.16 | 51.01 | 51.02 | 0.01 | 0
2030 | PJM_ROR_2_PJM_ROM | PJM_ROR | PJM_ROM | Internal | Summer | B7 | 400 | 8000 | 412.06 | 44.09 | 44.11 | 0.01 | 0
2030 | PJM_ROR_2_PJM_ROM | PJM_ROR | PJM_ROM | Internal | Summer | B8 | 500 | 8000 | 2104.82 | 41.06 | 41.07 | 0.01 | 0
2030 | PJM_ROR_2_PJM_ROM | PJM_ROR | PJM_ROM | Internal | Summer | B9 | 800 | 8000 | 4624.39 | 38.66 | 38.67 | 0.01 | 0
2030 | PJM_ROR_2_PJM_ROM | PJM_ROR | PJM_ROM | Internal | Summer | B10 | 1262 | 8000 | 7858.95 | 35.18 | 35.2 | 0.01 | 0
2030 | PJM_ROR_2_PJM_ROM | PJM_ROR | PJM_ROM | Internal | Winter | B16 | 25 | 8000 | 1559.81 | 54.31 | 54.32 | 0.01 | 0
2030 | PJM_ROR_2_PJM_ROM | PJM_ROR | PJM_ROM | Internal | Winter | B17 | 100 | 8000 | 5221.59 | 50.15 | 50.16 | 0.01 | 0
2030 | PJM_ROR_2_PJM_ROM | PJM_ROR | PJM_ROM | Internal | Winter | B18 | 400 | 8000 | 7500.79 | 46.26 | 46.27 | 0.01 | 0
2030 | PJM_ROR_2_PJM_ROM | PJM_ROR | PJM_ROM | Internal | Winter | B19 | 700 | 8000 | 8000 | 45.33 | 45.86 | 0.01 | 0.52
2030 | PJM_ROR_2_PJM_ROM | PJM_ROR | PJM_ROM | Internal | Winter | B20 | 935 | 8000 | 8000 | 36.57 | 36.77 | 0.01 | 0.18
2030 | PJM_ROR_2_TVA_Transmission | PJM_ROR | TVA_Transmission | Internal | Shoulder | B11 | 25 | 2500 | 1586.64 | 53.98 | 59.98 | 6 | 0
2030 | PJM_ROR_2_TVA_Transmission | PJM_ROR | TVA_Transmission | Internal | Shoulder | B12 | 200 | 2500 | 0 | 46.5 | 49.89 | 6 | 0
2030 | PJM_ROR_2_TVA_Transmission | PJM_ROR | TVA_Transmission | Internal | Shoulder | B13 | 600 | 2500 | 0 | 43.99 | 47.08 | 6 | 0
2030 | PJM_ROR_2_TVA_Transmission | PJM_ROR | TVA_Transmission | Internal | Shoulder | B14 | 900 | 2500 | 0 | 42.93 | 46.85 | 6 | 0
2030 | PJM_ROR_2_TVA_Transmission | PJM_ROR | TVA_Transmission | Internal | Shoulder | B15 | 1203 | 2500 | 0 | 39.41 | 43.17 | 6 | 0
2030 | PJM_ROR_2_TVA_Transmission | PJM_ROR | TVA_Transmission | Internal | Summer | B1 | 10 | 2500 | 2499.61 | 73.83 | 79.85 | 6 | 0.01
2030 | PJM_ROR_2_TVA_Transmission | PJM_ROR | TVA_Transmission | Internal | Summer | B2 | 25 | 2500 | 2499.84 | 69.68 | 75.69 | 6 | 0.01
2030 | PJM_ROR_2_TVA_Transmission | PJM_ROR | TVA_Transmission | Internal | Summer | B3 | 75 | 2500 | 796.09 | 69.28 | 75.28 | 6 | 0
2030 | PJM_ROR_2_TVA_Transmission | PJM_ROR | TVA_Transmission | Internal | Summer | B4 | 100 | 2500 | 0 | 68.95 | 74.66 | 6 | 0
2030 | PJM_ROR_2_TVA_Transmission | PJM_ROR | TVA_Transmission | Internal | Summer | B5 | 200 | 2500 | 2499.98 | 62.6 | 68.62 | 6 | 0.01
2030 | PJM_ROR_2_TVA_Transmission | PJM_ROR | TVA_Transmission | Internal | Summer | B6 | 300 | 2500 | 542.36 | 51.01 | 57.01 | 6 | 0
2030 | PJM_ROR_2_TVA_Transmission | PJM_ROR | TVA_Transmission | Internal | Summer | B7 | 400 | 2500 | 0 | 44.09 | 49.58 | 6 | 0
2030 | PJM_ROR_2_TVA_Transmission | PJM_ROR | TVA_Transmission | Internal | Summer | B8 | 500 | 2500 | 0 | 41.06 | 46.01 | 6 | 0
2030 | PJM_ROR_2_TVA_Transmission | PJM_ROR | TVA_Transmission | Internal | Summer | B9 | 800 | 2500 | 471.22 | 38.66 | 44.66 | 6 | 0
2030 | PJM_ROR_2_TVA_Transmission | PJM_ROR | TVA_Transmission | Internal | Summer | B10 | 1262 | 2500 | 1303.97 | 35.18 | 41.18 | 6 | 0
2030 | PJM_ROR_2_TVA_Transmission | PJM_ROR | TVA_Transmission | Internal | Winter | B16 | 25 | 2500 | 843.29 | 54.31 | 60.31 | 6 | 0
2030 | PJM_ROR_2_TVA_Transmission | PJM_ROR | TVA_Transmission | Internal | Winter | B17 | 100 | 2500 | 0 | 50.15 | 52.05 | 6 | 0
2030 | PJM_ROR_2_TVA_Transmission | PJM_ROR | TVA_Transmission | Internal | Winter | B18 | 400 | 2500 | 0 | 46.26 | 48.73 | 6 | 0
2030 | PJM_ROR_2_TVA_Transmission | PJM_ROR | TVA_Transmission | Internal | Winter | B19 | 700 | 2500 | 0 | 45.33 | 46.38 | 6 | 0
2030 | PJM_ROR_2_TVA_Transmission | PJM_ROR | TVA_Transmission | Internal | Winter | B20 | 935 | 2500 | 366.93 | 36.57 | 42.57 | 6 | 0
2030 | PJM_ROR_2_VACAR | PJM_ROR | VACAR | Internal | Shoulder | B11 | 25 | 3865 | 3865 | 53.98 | 61.98 | 6 | 2
2030 | PJM_ROR_2_VACAR | PJM_ROR | VACAR | Internal | Shoulder | B12 | 200 | 3865 | 2217.97 | 46.5 | 52.5 | 6 | 0
2030 | PJM_ROR_2_VACAR | PJM_ROR | VACAR | Internal | Shoulder | B13 | 600 | 3865 | 2334.5 | 43.99 | 49.99 | 6 | 0
2030 | PJM_ROR_2_VACAR | PJM_ROR | VACAR | Internal | Shoulder | B14 | 900 | 3865 | 1408.29 | 42.93 | 48.93 | 6 | 0
2030 | PJM_ROR_2_VACAR | PJM_ROR | VACAR | Internal | Shoulder | B15 | 1203 | 3865 | 3865 | 39.41 | 46.72 | 6 | 1.31
2030 | PJM_ROR_2_VACAR | PJM_ROR | VACAR | Internal | Summer | B1 | 10 | 3865 | 3865 | 73.83 | 80.82 | 6 | 0.98
2030 | PJM_ROR_2_VACAR | PJM_ROR | VACAR | Internal | Summer | B2 | 25 | 3865 | 3865 | 69.68 | 80.82 | 6 | 5.14
2030 | PJM_ROR_2_VACAR | PJM_ROR | VACAR | Internal | Summer | B3 | 75 | 3865 | 3865 | 69.28 | 80.82 | 6 | 5.54
2030 | PJM_ROR_2_VACAR | PJM_ROR | VACAR | Internal | Summer | B4 | 100 | 3865 | 3865 | 68.95 | 79.19 | 6 | 4.24
2030 | PJM_ROR_2_VACAR | PJM_ROR | VACAR | Internal | Summer | B5 | 200 | 3865 | 3865 | 62.6 | 70.62 | 6 | 2.01
2030 | PJM_ROR_2_VACAR | PJM_ROR | VACAR | Internal | Summer | B6 | 300 | 3865 | 3865 | 51.01 | 59.01 | 6 | 2
2030 | PJM_ROR_2_VACAR | PJM_ROR | VACAR | Internal | Summer | B7 | 400 | 3865 | 3865 | 44.09 | 51.29 | 6 | 1.2
2030 | PJM_ROR_2_VACAR | PJM_ROR | VACAR | Internal | Summer | B8 | 500 | 3865 | 2837.85 | 41.06 | 47.06 | 6 | 0
2030 | PJM_ROR_2_VACAR | PJM_ROR | VACAR | Internal | Summer | B9 | 800 | 3865 | 393.81 | 38.66 | 44.66 | 6 | 0
2030 | PJM_ROR_2_VACAR | PJM_ROR | VACAR | Internal | Summer | B10 | 1262 | 3865 | 3865 | 35.18 | 44.43 | 6 | 3.24
2030 | PJM_ROR_2_VACAR | PJM_ROR | VACAR | Internal | Winter | B16 | 25 | 3865 | 3865 | 54.31 | 69.31 | 6 | 9
2030 | PJM_ROR_2_VACAR | PJM_ROR | VACAR | Internal | Winter | B17 | 100 | 3865 | 3159.02 | 50.15 | 56.15 | 6 | 0
2030 | PJM_ROR_2_VACAR | PJM_ROR | VACAR | Internal | Winter | B18 | 400 | 3865 | 0 | 46.26 | 51.33 | 6 | 0
2030 | PJM_ROR_2_VACAR | PJM_ROR | VACAR | Internal | Winter | B19 | 700 | 3865 | 2649.24 | 45.33 | 51.33 | 6 | 0
2030 | PJM_ROR_2_VACAR | PJM_ROR | VACAR | Internal | Winter | B20 | 935 | 3865 | 3865 | 36.57 | 44.43 | 6 | 1.86
2030 | PJM_ROM_2_NYISO_A-F | PJM_ROM | NYISO_A-F | Internal | Shoulder | B11 | 25 | 2000 | 0 | 53.96 | 43.34 | 6 | 0
2030 | PJM_ROM_2_NYISO_A-F | PJM_ROM | NYISO_A-F | Internal | Shoulder | B12 | 200 | 2000 | 0 | 46.51 | 43.34 | 6 | 0
2030 | PJM_ROM_2_NYISO_A-F | PJM_ROM | NYISO_A-F | Internal | Shoulder | B13 | 600 | 2000 | 0 | 44 | 41.4 | 6 | 0
2030 | PJM_ROM_2_NYISO_A-F | PJM_ROM | NYISO_A-F | Internal | Shoulder | B14 | 900 | 2000 | 0 | 42.94 | 41.4 | 6 | 0
2030 | PJM_ROM_2_NYISO_A-F | PJM_ROM | NYISO_A-F | Internal | Shoulder | B15 | 1203 | 2000 | 0 | 39.42 | 41.4 | 6 | 0
2030 | PJM_ROM_2_NYISO_A-F | PJM_ROM | NYISO_A-F | Internal | Summer | B1 | 10 | 2000 | 0 | 73.85 | 55.13 | 6 | 0
2030 | PJM_ROM_2_NYISO_A-F | PJM_ROM | NYISO_A-F | Internal | Summer | B2 | 25 | 2000 | 0 | 69.69 | 55.13 | 6 | 0
2030 | PJM_ROM_2_NYISO_A-F | PJM_ROM | NYISO_A-F | Internal | Summer | B3 | 75 | 2000 | 0 | 69.27 | 53.12 | 6 | 0
2030 | PJM_ROM_2_NYISO_A-F | PJM_ROM | NYISO_A-F | Internal | Summer | B4 | 100 | 2000 | 0 | 68.94 | 53.12 | 6 | 0
2030 | PJM_ROM_2_NYISO_A-F | PJM_ROM | NYISO_A-F | Internal | Summer | B5 | 200 | 2000 | 0 | 62.59 | 49.52 | 6 | 0
2030 | PJM_ROM_2_NYISO_A-F | PJM_ROM | NYISO_A-F | Internal | Summer | B6 | 300 | 2000 | 0 | 51.02 | 44.14 | 6 | 0
2030 | PJM_ROM_2_NYISO_A-F | PJM_ROM | NYISO_A-F | Internal | Summer | B7 | 400 | 2000 | 0 | 44.11 | 42.02 | 6 | 0
2030 | PJM_ROM_2_NYISO_A-F | PJM_ROM | NYISO_A-F | Internal | Summer | B8 | 500 | 2000 | 0 | 41.07 | 39.57 | 6 | 0
2030 | PJM_ROM_2_NYISO_A-F | PJM_ROM | NYISO_A-F | Internal | Summer | B9 | 800 | 2000 | 0 | 38.67 | 39.57 | 6 | 0
2030 | PJM_ROM_2_NYISO_A-F | PJM_ROM | NYISO_A-F | Internal | Summer | B10 | 1262 | 2000 | 0 | 35.2 | 39.57 | 6 | 0
2030 | PJM_ROM_2_NYISO_A-F | PJM_ROM | NYISO_A-F | Internal | Winter | B16 | 25 | 2000 | 0 | 54.32 | 47.77 | 6 | 0
2030 | PJM_ROM_2_NYISO_A-F | PJM_ROM | NYISO_A-F | Internal | Winter | B17 | 100 | 2000 | 0 | 50.16 | 46.02 | 6 | 0
2030 | PJM_ROM_2_NYISO_A-F | PJM_ROM | NYISO_A-F | Internal | Winter | B18 | 400 | 2000 | 0 | 46.27 | 44.11 | 6 | 0
2030 | PJM_ROM_2_NYISO_A-F | PJM_ROM | NYISO_A-F | Internal | Winter | B19 | 700 | 2000 | 0 | 45.86 | 43.7 | 6 | 0
2030 | PJM_ROM_2_NYISO_A-F | PJM_ROM | NYISO_A-F | Internal | Winter | B20 | 935 | 2000 | 2000 | 36.77 | 43.7 | 6 | 0.94
2030 | PJM_ROM_2_PJM_E | PJM_ROM | PJM_E | Internal | Shoulder | B11 | 25 | 8000 | 0.07 | 53.96 | 53.95 | 0.01 | 0
2030 | PJM_ROM_2_PJM_E | PJM_ROM | PJM_E | Internal | Shoulder | B12 | 200 | 8000 | 716.84 | 46.51 | 46.52 | 0.01 | 0
2030 | PJM_ROM_2_PJM_E | PJM_ROM | PJM_E | Internal | Shoulder | B13 | 600 | 8000 | 683 | 44 | 44.02 | 0.01 | 0
2030 | PJM_ROM_2_PJM_E | PJM_ROM | PJM_E | Internal | Shoulder | B14 | 900 | 8000 | 3008.75 | 42.94 | 42.95 | 0.01 | 0
2030 | PJM_ROM_2_PJM_E | PJM_ROM | PJM_E | Internal | Shoulder | B15 | 1203 | 8000 | 4258.93 | 39.42 | 39.43 | 0.01 | 0
2030 | PJM_ROM_2_PJM_E | PJM_ROM | PJM_E | Internal | Summer | B1 | 10 | 8000 | 4487.45 | 73.85 | 73.86 | 0.01 | 0
2030 | PJM_ROM_2_PJM_E | PJM_ROM | PJM_E | Internal | Summer | B2 | 25 | 8000 | 3334.38 | 69.69 | 69.7 | 0.01 | 0
2030 | PJM_ROM_2_PJM_E | PJM_ROM | PJM_E | Internal | Summer | B3 | 75 | 8000 | 0.02 | 69.27 | 69.26 | 0.01 | 0
2030 | PJM_ROM_2_PJM_E | PJM_ROM | PJM_E | Internal | Summer | B4 | 100 | 8000 | 0.02 | 68.94 | 68.93 | 0.01 | 0
2030 | PJM_ROM_2_PJM_E | PJM_ROM | PJM_E | Internal | Summer | B5 | 200 | 8000 | 0 | 62.59 | 62.58 | 0.01 | 0
2030 | PJM_ROM_2_PJM_E | PJM_ROM | PJM_E | Internal | Summer | B6 | 300 | 8000 | 112.2 | 51.02 | 51.03 | 0.01 | 0
2030 | PJM_ROM_2_PJM_E | PJM_ROM | PJM_E | Internal | Summer | B7 | 400 | 8000 | 0 | 44.11 | 44.09 | 0.01 | 0
2030 | PJM_ROM_2_PJM_E | PJM_ROM | PJM_E | Internal | Summer | B8 | 500 | 8000 | 762.4 | 41.07 | 41.09 | 0.01 | 0
2030 | PJM_ROM_2_PJM_E | PJM_ROM | PJM_E | Internal | Summer | B9 | 800 | 8000 | 2592.78 | 38.67 | 38.69 | 0.01 | 0
2030 | PJM_ROM_2_PJM_E | PJM_ROM | PJM_E | Internal | Summer | B10 | 1262 | 8000 | 4057.26 | 35.2 | 35.21 | 0.01 | 0
2030 | PJM_ROM_2_PJM_E | PJM_ROM | PJM_E | Internal | Winter | B16 | 25 | 8000 | 1167.49 | 54.32 | 54.33 | 0.01 | 0
2030 | PJM_ROM_2_PJM_E | PJM_ROM | PJM_E | Internal | Winter | B17 | 100 | 8000 | 3316.44 | 50.16 | 50.17 | 0.01 | 0
2030 | PJM_ROM_2_PJM_E | PJM_ROM | PJM_E | Internal | Winter | B18 | 400 | 8000 | 4934.48 | 46.27 | 46.28 | 0.01 | 0
2030 | PJM_ROM_2_PJM_E | PJM_ROM | PJM_E | Internal | Winter | B19 | 700 | 8000 | 6139.9 | 45.86 | 45.88 | 0.01 | 0
2030 | PJM_ROM_2_PJM_E | PJM_ROM | PJM_E | Internal | Winter | B20 | 935 | 8000 | 4389.54 | 36.77 | 36.78 | 0.01 | 0
2030 | PJM_ROM_2_PJM_ROR | PJM_ROM | PJM_ROR | Internal | Shoulder | B11 | 25 | 8000 | 742.69 | 53.96 | 53.98 | 0.01 | 0
2030 | PJM_ROM_2_PJM_ROR | PJM_ROM | PJM_ROR | Internal | Shoulder | B12 | 200 | 8000 | 0 | 46.51 | 46.5 | 0.01 | 0
2030 | PJM_ROM_2_PJM_ROR | PJM_ROM | PJM_ROR | Internal | Shoulder | B13 | 600 | 8000 | 0 | 44 | 43.99 | 0.01 | 0
2030 | PJM_ROM_2_PJM_ROR | PJM_ROM | PJM_ROR | Internal | Shoulder | B14 | 900 | 8000 | 0 | 42.94 | 42.93 | 0.01 | 0
2030 | PJM_ROM_2_PJM_ROR | PJM_ROM | PJM_ROR | Internal | Shoulder | B15 | 1203 | 8000 | 0 | 39.42 | 39.41 | 0.01 | 0
2030 | PJM_ROM_2_PJM_ROR | PJM_ROM | PJM_ROR | Internal | Summer | B1 | 10 | 8000 | 0.19 | 73.85 | 73.83 | 0.01 | 0
2030 | PJM_ROM_2_PJM_ROR | PJM_ROM | PJM_ROR | Internal | Summer | B2 | 25 | 8000 | 0.07 | 69.69 | 69.68 | 0.01 | 0
2030 | PJM_ROM_2_PJM_ROR | PJM_ROM | PJM_ROR | Internal | Summer | B3 | 75 | 8000 | 2217.13 | 69.27 | 69.28 | 0.01 | 0
2030 | PJM_ROM_2_PJM_ROR | PJM_ROM | PJM_ROR | Internal | Summer | B4 | 100 | 8000 | 6143.74 | 68.94 | 68.95 | 0.01 | 0
2030 | PJM_ROM_2_PJM_ROR | PJM_ROM | PJM_ROR | Internal | Summer | B5 | 200 | 8000 | 5457.36 | 62.59 | 62.6 | 0.01 | 0
2030 | PJM_ROM_2_PJM_ROR | PJM_ROM | PJM_ROR | Internal | Summer | B6 | 300 | 8000 | 0 | 51.02 | 51.01 | 0.01 | 0
2030 | PJM_ROM_2_PJM_ROR | PJM_ROM | PJM_ROR | Internal | Summer | B7 | 400 | 8000 | 0 | 44.11 | 44.09 | 0.01 | 0
2030 | PJM_ROM_2_PJM_ROR | PJM_ROM | PJM_ROR | Internal | Summer | B8 | 500 | 8000 | 0 | 41.07 | 41.06 | 0.01 | 0
2030 | PJM_ROM_2_PJM_ROR | PJM_ROM | PJM_ROR | Internal | Summer | B9 | 800 | 8000 | 0 | 38.67 | 38.66 | 0.01 | 0
2030 | PJM_ROM_2_PJM_ROR | PJM_ROM | PJM_ROR | Internal | Summer | B10 | 1262 | 8000 | 0 | 35.2 | 35.18 | 0.01 | 0
2030 | PJM_ROM_2_PJM_ROR | PJM_ROM | PJM_ROR | Internal | Winter | B16 | 25 | 8000 | 0.07 | 54.32 | 54.31 | 0.01 | 0
2030 | PJM_ROM_2_PJM_ROR | PJM_ROM | PJM_ROR | Internal | Winter | B17 | 100 | 8000 | 0.02 | 50.16 | 50.15 | 0.01 | 0
2030 | PJM_ROM_2_PJM_ROR | PJM_ROM | PJM_ROR | Internal | Winter | B18 | 400 | 8000 | 0 | 46.27 | 46.26 | 0.01 | 0
2030 | PJM_ROM_2_PJM_ROR | PJM_ROM | PJM_ROR | Internal | Winter | B19 | 700 | 8000 | 0 | 45.86 | 45.33 | 0.01 | 0
2030 | PJM_ROM_2_PJM_ROR | PJM_ROM | PJM_ROR | Internal | Winter | B20 | 935 | 8000 | 0 | 36.77 | 36.57 | 0.01 | 0
2030 | SOCO_2_FRCC | SOCO | FRCC | Internal | Shoulder | B11 | 25 | 3700 | 3700 | 68.98 | 80.92 | 10 | 1.95
2030 | SOCO_2_FRCC | SOCO | FRCC | Internal | Shoulder | B12 | 200 | 3700 | 1290.84 | 49.18 | 59.18 | 10 | 0
2030 | SOCO_2_FRCC | SOCO | FRCC | Internal | Shoulder | B13 | 600 | 3700 | 0 | 47.47 | 54.98 | 10 | 0
2030 | SOCO_2_FRCC | SOCO | FRCC | Internal | Shoulder | B14 | 900 | 3700 | 0 | 47.47 | 54.94 | 10 | 0
2030 | SOCO_2_FRCC | SOCO | FRCC | Internal | Shoulder | B15 | 1203 | 3700 | 0 | 47.47 | 52.71 | 10 | 0
2030 | SOCO_2_FRCC | SOCO | FRCC | Internal | Summer | B1 | 10 | 3700 | 1628.77 | 87.82 | 97.82 | 10 | 0
2030 | SOCO_2_FRCC | SOCO | FRCC | Internal | Summer | B2 | 25 | 3700 | 0 | 77.81 | 85.63 | 10 | 0
2030 | SOCO_2_FRCC | SOCO | FRCC | Internal | Summer | B3 | 75 | 3700 | 0 | 77.81 | 85.63 | 10 | 0
2030 | SOCO_2_FRCC | SOCO | FRCC | Internal | Summer | B4 | 100 | 3700 | 0 | 77.81 | 85.63 | 10 | 0
2030 | SOCO_2_FRCC | SOCO | FRCC | Internal | Summer | B5 | 200 | 3700 | 0 | 77.62 | 85.63 | 10 | 0
2030 | SOCO_2_FRCC | SOCO | FRCC | Internal | Summer | B6 | 300 | 3700 | 1409.9 | 66.01 | 76.01 | 10 | 0
2030 | SOCO_2_FRCC | SOCO | FRCC | Internal | Summer | B7 | 400 | 3700 | 2353.47 | 58.29 | 68.29 | 10 | 0
2030 | SOCO_2_FRCC | SOCO | FRCC | Internal | Summer | B8 | 500 | 3700 | 0 | 51.87 | 61.54 | 10 | 0
2030 | SOCO_2_FRCC | SOCO | FRCC | Internal | Summer | B9 | 800 | 3700 | 0 | 45.97 | 54.02 | 10 | 0
2030 | SOCO_2_FRCC | SOCO | FRCC | Internal | Summer | B10 | 1262 | 3700 | 0 | 45.97 | 51.8 | 10 | 0
2030 | SOCO_2_FRCC | SOCO | FRCC | Internal | Winter | B16 | 25 | 3700 | 2425.05 | 69.31 | 79.31 | 10 | 0
2030 | SOCO_2_FRCC | SOCO | FRCC | Internal | Winter | B17 | 100 | 3700 | 1394.71 | 52.46 | 62.46 | 10 | 0
2030 | SOCO_2_FRCC | SOCO | FRCC | Internal | Winter | B18 | 400 | 3700 | 0 | 50.64 | 57.76 | 10 | 0
2030 | SOCO_2_FRCC | SOCO | FRCC | Internal | Winter | B19 | 700 | 3700 | 0 | 50.64 | 56.92 | 10 | 0
2030 | SOCO_2_FRCC | SOCO | FRCC | Internal | Winter | B20 | 935 | 3700 | 0 | 49.86 | 55.37 | 10 | 0
2030 | SOCO_2_VACAR | SOCO | VACAR | Internal | Shoulder | B11 | 25 | 2000 | 0 | 68.98 | 61.98 | 10 | 0
2030 | SOCO_2_VACAR | SOCO | VACAR | Internal | Shoulder | B12 | 200 | 2000 | 0 | 49.18 | 52.5 | 10 | 0
2030 | SOCO_2_VACAR | SOCO | VACAR | Internal | Shoulder | B13 | 600 | 2000 | 0 | 47.47 | 49.99 | 10 | 0
2030 | SOCO_2_VACAR | SOCO | VACAR | Internal | Shoulder | B14 | 900 | 2000 | 0 | 47.47 | 48.93 | 10 | 0
2030 | SOCO_2_VACAR | SOCO | VACAR | Internal | Shoulder | B15 | 1203 | 2000 | 0 | 47.47 | 46.72 | 10 | 0
2030 | SOCO_2_VACAR | SOCO | VACAR | Internal | Summer | B1 | 10 | 2000 | 0 | 87.82 | 80.82 | 10 | 0
2030 | SOCO_2_VACAR | SOCO | VACAR | Internal | Summer | B2 | 25 | 2000 | 0 | 77.81 | 80.82 | 10 | 0
2030 | SOCO_2_VACAR | SOCO | VACAR | Internal | Summer | B3 | 75 | 2000 | 0 | 77.81 | 80.82 | 10 | 0
2030 | SOCO_2_VACAR | SOCO | VACAR | Internal | Summer | B4 | 100 | 2000 | 0 | 77.81 | 79.19 | 10 | 0
2030 | SOCO_2_VACAR | SOCO | VACAR | Internal | Summer | B5 | 200 | 2000 | 0 | 77.62 | 70.62 | 10 | 0
2030 | SOCO_2_VACAR | SOCO | VACAR | Internal | Summer | B6 | 300 | 2000 | 0 | 66.01 | 59.01 | 10 | 0
2030 | SOCO_2_VACAR | SOCO | VACAR | Internal | Summer | B7 | 400 | 2000 | 0 | 58.29 | 51.29 | 10 | 0
2030 | SOCO_2_VACAR | SOCO | VACAR | Internal | Summer | B8 | 500 | 2000 | 0 | 51.87 | 47.06 | 10 | 0
2030 | SOCO_2_VACAR | SOCO | VACAR | Internal | Summer | B9 | 800 | 2000 | 0 | 45.97 | 44.66 | 10 | 0
2030 | SOCO_2_VACAR | SOCO | VACAR | Internal | Summer | B10 | 1262 | 2000 | 0 | 45.97 | 44.43 | 10 | 0
2030 | SOCO_2_VACAR | SOCO | VACAR | Internal | Winter | B16 | 25 | 2000 | 0 | 69.31 | 69.31 | 10 | 0
2030 | SOCO_2_VACAR | SOCO | VACAR | Internal | Winter | B17 | 100 | 2000 | 0 | 52.46 | 56.15 | 10 | 0
2030 | SOCO_2_VACAR | SOCO | VACAR | Internal | Winter | B18 | 400 | 2000 | 0 | 50.64 | 51.33 | 10 | 0
2030 | SOCO_2_VACAR | SOCO | VACAR | Internal | Winter | B19 | 700 | 2000 | 0 | 50.64 | 51.33 | 10 | 0
2030 | SOCO_2_VACAR | SOCO | VACAR | Internal | Winter | B20 | 935 | 2000 | 0 | 49.86 | 44.43 | 10 | 0
2030 | SPP_N_2_ENT | SPP_N | ENT | Internal | Shoulder | B11 | 25 | 9240 | 277.44 | 46.98 | 51.98 | 5 | 0
2030 | SPP_N_2_ENT | SPP_N | ENT | Internal | Shoulder | B12 | 200 | 9240 | 7017.99 | 39.06 | 44.06 | 5 | 0
2030 | SPP_N_2_ENT | SPP_N | ENT | Internal | Shoulder | B13 | 600 | 9240 | 8508.75 | 34.47 | 39.47 | 5 | 0
2030 | SPP_N_2_ENT | SPP_N | ENT | Internal | Shoulder | B14 | 900 | 9240 | 9240 | 27.25 | 38.85 | 5 | 6.6
2030 | SPP_N_2_ENT | SPP_N | ENT | Internal | Shoulder | B15 | 1203 | 9240 | 9240 | 24.42 | 32.39 | 5 | 2.96
2030 | SPP_N_2_ENT | SPP_N | ENT | Internal | Summer | B1 | 10 | 9240 | 250.99 | 66.85 | 71.85 | 5 | 0
2030 | SPP_N_2_ENT | SPP_N | ENT | Internal | Summer | B2 | 25 | 9240 | 476.53 | 62.69 | 67.69 | 5 | 0
2030 | SPP_N_2_ENT | SPP_N | ENT | Internal | Summer | B3 | 75 | 9240 | 3028.52 | 62.93 | 67.93 | 5 | 0
2030 | SPP_N_2_ENT | SPP_N | ENT | Internal | Summer | B4 | 100 | 9240 | 1667.75 | 61.96 | 66.96 | 5 | 0
2030 | SPP_N_2_ENT | SPP_N | ENT | Internal | Summer | B5 | 200 | 9240 | 3650.9 | 55.62 | 60.62 | 5 | 0
2030 | SPP_N_2_ENT | SPP_N | ENT | Internal | Summer | B6 | 300 | 9240 | 4629.26 | 44.02 | 49.02 | 5 | 0
2030 | SPP_N_2_ENT | SPP_N | ENT | Internal | Summer | B7 | 400 | 9240 | 4347.03 | 40.68 | 45.68 | 5 | 0
2030 | SPP_N_2_ENT | SPP_N | ENT | Internal | Summer | B8 | 500 | 9240 | 9239.99 | 38.86 | 43.87 | 5 | 0.01
2030 | SPP_N_2_ENT | SPP_N | ENT | Internal | Summer | B9 | 800 | 9240 | 9240 | 35.45 | 40.46 | 5 | 0.01
2030 | SPP_N_2_ENT | SPP_N | ENT | Internal | Summer | B10 | 1262 | 9240 | 9240 | 28.18 | 33.2 | 5 | 0.01
2030 | SPP_N_2_ENT | SPP_N | ENT | Internal | Winter | B16 | 25 | 9240 | 9240 | 34.86 | 48.62 | 5 | 8.77
2030 | SPP_N_2_ENT | SPP_N | ENT | Internal | Winter | B17 | 100 | 9240 | 9240 | 30.5 | 44.06 | 5 | 8.56
2030 | SPP_N_2_ENT | SPP_N | ENT | Internal | Winter | B18 | 400 | 9240 | 9240 | 34.58 | 40.91 | 5 | 1.33
2030 | SPP_N_2_ENT | SPP_N | ENT | Internal | Winter | B19 | 700 | 9240 | 9240 | 31.78 | 38.38 | 5 | 1.6
2030 | SPP_N_2_ENT | SPP_N | ENT | Internal | Winter | B20 | 935 | 9240 | 9240 | 25.11 | 32.74 | 5 | 2.63
2030 | SPP_N_2_MISO_MO-IL | SPP_N | MISO_MO-IL | Internal | Shoulder | B11 | 25 | 2263 | 2252.03 | 46.98 | 51.98 | 5 | 0
2030 | SPP_N_2_MISO_MO-IL | SPP_N | MISO_MO-IL | Internal | Shoulder | B12 | 200 | 2263 | 1864.3 | 39.06 | 44.06 | 5 | 0
2030 | SPP_N_2_MISO_MO-IL | SPP_N | MISO_MO-IL | Internal | Shoulder | B13 | 600 | 2263 | 2263 | 34.47 | 39.61 | 5 | 0.14
2030 | SPP_N_2_MISO_MO-IL | SPP_N | MISO_MO-IL | Internal | Shoulder | B14 | 900 | 2263 | 2263 | 27.25 | 38.85 | 5 | 6.6
2030 | SPP_N_2_MISO_MO-IL | SPP_N | MISO_MO-IL | Internal | Shoulder | B15 | 1203 | 2263 | 2263 | 24.42 | 35.17 | 5 | 5.75
2030 | SPP_N_2_MISO_MO-IL | SPP_N | MISO_MO-IL | Internal | Summer | B1 | 10 | 2263 | 1693.25 | 66.85 | 71.85 | 5 | 0
2030 | SPP_N_2_MISO_MO-IL | SPP_N | MISO_MO-IL | Internal | Summer | B2 | 25 | 2263 | 2263 | 62.69 | 70.66 | 5 | 2.97
2030 | SPP_N_2_MISO_MO-IL | SPP_N | MISO_MO-IL | Internal | Summer | B3 | 75 | 2263 | 1407.68 | 62.93 | 67.93 | 5 | 0
2030 | SPP_N_2_MISO_MO-IL | SPP_N | MISO_MO-IL | Internal | Summer | B4 | 100 | 2263 | 1083.27 | 61.96 | 66.96 | 5 | 0
2030 | SPP_N_2_MISO_MO-IL | SPP_N | MISO_MO-IL | Internal | Summer | B5 | 200 | 2263 | 1027.12 | 55.62 | 60.62 | 5 | 0
2030 | SPP_N_2_MISO_MO-IL | SPP_N | MISO_MO-IL | Internal | Summer | B6 | 300 | 2263 | 822.03 | 44.02 | 49.02 | 5 | 0
2030 | SPP_N_2_MISO_MO-IL | SPP_N | MISO_MO-IL | Internal | Summer | B7 | 400 | 2263 | 0 | 40.68 | 42.11 | 5 | 0
2030 | SPP_N_2_MISO_MO-IL | SPP_N | MISO_MO-IL | Internal | Summer | B8 | 500 | 2263 | 0 | 38.86 | 39.07 | 5 | 0
2030 | SPP_N_2_MISO_MO-IL | SPP_N | MISO_MO-IL | Internal | Summer | B9 | 800 | 2263 | 0 | 35.45 | 36.67 | 5 | 0
2030 | SPP_N_2_MISO_MO-IL | SPP_N | MISO_MO-IL | Internal | Summer | B10 | 1262 | 2263 | 1449.09 | 28.18 | 33.18 | 5 | 0
2030 | SPP_N_2_MISO_MO-IL | SPP_N | MISO_MO-IL | Internal | Winter | B16 | 25 | 2263 | 2263 | 34.86 | 52.31 | 5 | 12.45
2030 | SPP_N_2_MISO_MO-IL | SPP_N | MISO_MO-IL | Internal | Winter | B17 | 100 | 2263 | 2263 | 30.5 | 47.28 | 5 | 11.78
2030 | SPP_N_2_MISO_MO-IL | SPP_N | MISO_MO-IL | Internal | Winter | B18 | 400 | 2263 | 2263 | 34.58 | 40.73 | 5 | 1.15
2030 | SPP_N_2_MISO_MO-IL | SPP_N | MISO_MO-IL | Internal | Winter | B19 | 700 | 2263 | 2263 | 31.78 | 39.07 | 5 | 2.29
2030 | SPP_N_2_MISO_MO-IL | SPP_N | MISO_MO-IL | Internal | Winter | B20 | 935 | 2263 | 2263 | 25.11 | 34.57 | 5 | 4.46
2030 | SPP_N_2_MISO_W | SPP_N | MISO_W | Internal | Shoulder | B11 | 25 | 750 | 0.13 | 46.98 | 51.96 | 5 | 0
2030 | SPP_N_2_MISO_W | SPP_N | MISO_W | Internal | Shoulder | B12 | 200 | 750 | 0.02 | 39.06 | 44.05 | 5 | 0
2030 | SPP_N_2_MISO_W | SPP_N | MISO_W | Internal | Shoulder | B13 | 600 | 750 | 0 | 34.47 | 39.46 | 5 | 0
2030 | SPP_N_2_MISO_W | SPP_N | MISO_W | Internal | Shoulder | B14 | 900 | 750 | 0 | 27.25 | 32.24 | 5 | 0
2030 | SPP_N_2_MISO_W | SPP_N | MISO_W | Internal | Shoulder | B15 | 1203 | 750 | 433.83 | 24.42 | 29.42 | 5 | 0
2030 | SPP_N_2_MISO_W | SPP_N | MISO_W | Internal | Summer | B1 | 10 | 750 | 0.32 | 66.85 | 71.83 | 5 | 0
2030 | SPP_N_2_MISO_W | SPP_N | MISO_W | Internal | Summer | B2 | 25 | 750 | 0.13 | 62.69 | 67.68 | 5 | 0
2030 | SPP_N_2_MISO_W | SPP_N | MISO_W | Internal | Summer | B3 | 75 | 750 | 0.04 | 62.93 | 67.92 | 5 | 0
2030 | SPP_N_2_MISO_W | SPP_N | MISO_W | Internal | Summer | B4 | 100 | 750 | 0.03 | 61.96 | 66.95 | 5 | 0
2030 | SPP_N_2_MISO_W | SPP_N | MISO_W | Internal | Summer | B5 | 200 | 750 | 0.02 | 55.62 | 60.6 | 5 | 0
2030 | SPP_N_2_MISO_W | SPP_N | MISO_W | Internal | Summer | B6 | 300 | 750 | 0.01 | 44.02 | 49.01 | 5 | 0
2030 | SPP_N_2_MISO_W | SPP_N | MISO_W | Internal | Summer | B7 | 400 | 750 | 0 | 40.68 | 42.09 | 5 | 0
2030 | SPP_N_2_MISO_W | SPP_N | MISO_W | Internal | Summer | B8 | 500 | 750 | 0 | 38.86 | 39.06 | 5 | 0
2030 | SPP_N_2_MISO_W | SPP_N | MISO_W | Internal | Summer | B9 | 800 | 750 | 0 | 35.45 | 36.66 | 5 | 0
2030 | SPP_N_2_MISO_W | SPP_N | MISO_W | Internal | Summer | B10 | 1262 | 750 | 0 | 28.18 | 33.17 | 5 | 0
2030 | SPP_N_2_MISO_W | SPP_N | MISO_W | Internal | Winter | B16 | 25 | 750 | 0 | 34.86 | 31.01 | 5 | 0
2030 | SPP_N_2_MISO_W | SPP_N | MISO_W | Internal | Winter | B17 | 100 | 750 | 0 | 30.5 | 31.04 | 5 | 0
2030 | SPP_N_2_MISO_W | SPP_N | MISO_W | Internal | Winter | B18 | 400 | 750 | 0 | 34.58 | 36.77 | 5 | 0
2030 | SPP_N_2_MISO_W | SPP_N | MISO_W | Internal | Winter | B19 | 700 | 750 | 0 | 31.78 | 36.77 | 5 | 0
2030 | SPP_N_2_MISO_W | SPP_N | MISO_W | Internal | Winter | B20 | 935 | 750 | 0 | 25.11 | 30.1 | 5 | 0
2030 | SPP_N_2_NE | SPP_N | NE | Internal | Shoulder | B11 | 25 | 11328 | 0.07 | 46.98 | 46.96 | 0.01 | 0
2030 | SPP_N_2_NE | SPP_N | NE | Internal | Shoulder | B12 | 200 | 11328 | 0 | 39.06 | 39.05 | 0.01 | 0
2030 | SPP_N_2_NE | SPP_N | NE | Internal | Shoulder | B13 | 600 | 11328 | 0 | 34.47 | 34.46 | 0.01 | 0
2030 | SPP_N_2_NE | SPP_N | NE | Internal | Shoulder | B14 | 900 | 11328 | 0 | 27.25 | 27.24 | 0.01 | 0
2030 | SPP_N_2_NE | SPP_N | NE | Internal | Shoulder | B15 | 1203 | 11328 | 0 | 24.42 | 24.41 | 0.01 | 0
2030 | SPP_N_2_NE | SPP_N | NE | Internal | Summer | B1 | 10 | 11328 | 0.17 | 66.85 | 66.83 | 0.01 | 0
2030 | SPP_N_2_NE | SPP_N | NE | Internal | Summer | B2 | 25 | 11328 | 0.07 | 62.69 | 62.68 | 0.01 | 0
2030 | SPP_N_2_NE | SPP_N | NE | Internal | Summer | B3 | 75 | 11328 | 0.02 | 62.93 | 62.92 | 0.01 | 0
2030 | SPP_N_2_NE | SPP_N | NE | Internal | Summer | B4 | 100 | 11328 | 0.02 | 61.96 | 61.95 | 0.01 | 0
2030 | SPP_N_2_NE | SPP_N | NE | Internal | Summer | B5 | 200 | 11328 | 0 | 55.62 | 55.6 | 0.01 | 0
2030 | SPP_N_2_NE | SPP_N | NE | Internal | Summer | B6 | 300 | 11328 | 0 | 44.02 | 44.01 | 0.01 | 0
2030 | SPP_N_2_NE | SPP_N | NE | Internal | Summer | B7 | 400 | 11328 | 0 | 40.68 | 37.09 | 0.01 | 0
2030 | SPP_N_2_NE | SPP_N | NE | Internal | Summer | B8 | 500 | 11328 | 0 | 38.86 | 34.06 | 0.01 | 0
2030 | SPP_N_2_NE | SPP_N | NE | Internal | Summer | B9 | 800 | 11328 | 0 | 35.45 | 31.66 | 0.01 | 0
2030 | SPP_N_2_NE | SPP_N | NE | Internal | Summer | B10 | 1262 | 11328 | 0 | 28.18 | 28.17 | 0.01 | 0
2030 | SPP_N_2_NE | SPP_N | NE | Internal | Winter | B16 | 25 | 11328 | 0 | 34.86 | -38.34 | 0.01 | 0
2030 | SPP_N_2_NE | SPP_N | NE | Internal | Winter | B17 | 100 | 11328 | 0 | 30.5 | 26.04 | 0.01 | 0
2030 | SPP_N_2_NE | SPP_N | NE | Internal | Winter | B18 | 400 | 11328 | 0 | 34.58 | 31.77 | 0.01 | 0
2030 | SPP_N_2_NE | SPP_N | NE | Internal | Winter | B19 | 700 | 11328 | 0 | 31.78 | 31.77 | 0.01 | 0
2030 | SPP_N_2_NE | SPP_N | NE | Internal | Winter | B20 | 935 | 11328 | 0 | 25.11 | 25.1 | 0.01 | 0
2030 | SPP_N_2_SPP_S | SPP_N | SPP_S | Internal | Shoulder | B11 | 25 | 5571 | 0.07 | 46.98 | 46.96 | 0.01 | 0
2030 | SPP_N_2_SPP_S | SPP_N | SPP_S | Internal | Shoulder | B12 | 200 | 5571 | 0.02 | 39.06 | 39.06 | 0.01 | 0
2030 | SPP_N_2_SPP_S | SPP_N | SPP_S | Internal | Shoulder | B13 | 600 | 5571 | 0 | 34.47 | 34.47 | 0.01 | 0
2030 | SPP_N_2_SPP_S | SPP_N | SPP_S | Internal | Shoulder | B14 | 900 | 5571 | 0 | 27.25 | 27.24 | 0.01 | 0
2030 | SPP_N_2_SPP_S | SPP_N | SPP_S | Internal | Shoulder | B15 | 1203 | 5571 | 0 | 24.42 | 22.71 | 0.01 | 0
2030 | SPP_N_2_SPP_S | SPP_N | SPP_S | Internal | Summer | B1 | 10 | 5571 | 0 | 66.85 | 43.58 | 0.01 | 0
2030 | SPP_N_2_SPP_S | SPP_N | SPP_S | Internal | Summer | B2 | 25 | 5571 | 0.13 | 62.69 | 62.69 | 0.01 | 0
2030 | SPP_N_2_SPP_S | SPP_N | SPP_S | Internal | Summer | B3 | 75 | 5571 | 1466.34 | 62.93 | 62.94 | 0.01 | 0
2030 | SPP_N_2_SPP_S | SPP_N | SPP_S | Internal | Summer | B4 | 100 | 5571 | 0.03 | 61.96 | 61.96 | 0.01 | 0
2030 | SPP_N_2_SPP_S | SPP_N | SPP_S | Internal | Summer | B5 | 200 | 5571 | 0.02 | 55.62 | 55.62 | 0.01 | 0
2030 | SPP_N_2_SPP_S | SPP_N | SPP_S | Internal | Summer | B6 | 300 | 5571 | 1126.73 | 44.02 | 44.03 | 0.01 | 0
2030 | SPP_N_2_SPP_S | SPP_N | SPP_S | Internal | Summer | B7 | 400 | 5571 | 5571 | 40.68 | 42.73 | 0.01 | 2.04
2030 | SPP_N_2_SPP_S | SPP_N | SPP_S | Internal | Summer | B8 | 500 | 5571 | 2568.88 | 38.86 | 38.87 | 0.01 | 0
2030 | SPP_N_2_SPP_S | SPP_N | SPP_S | Internal | Summer | B9 | 800 | 5571 | 4057.93 | 35.45 | 35.46 | 0.01 | 0
2030 | SPP_N_2_SPP_S | SPP_N | SPP_S | Internal | Summer | B10 | 1262 | 5571 | 3366.76 | 28.18 | 28.2 | 0.01 | 0
2030 | SPP_N_2_SPP_S | SPP_N | SPP_S | Internal | Winter | B16 | 25 | 5571 | 988.77 | 34.86 | 34.87 | 0.01 | 0
2030 | SPP_N_2_SPP_S | SPP_N | SPP_S | Internal | Winter | B17 | 100 | 5571 | 2281.69 | 30.5 | 30.51 | 0.01 | 0
2030 | SPP_N_2_SPP_S | SPP_N | SPP_S | Internal | Winter | B18 | 400 | 5571 | 1935.67 | 34.58 | 34.59 | 0.01 | 0
2030 | SPP_N_2_SPP_S | SPP_N | SPP_S | Internal | Winter | B19 | 700 | 5571 | 1150.35 | 31.78 | 31.8 | 0.01 | 0
2030 | SPP_N_2_SPP_S | SPP_N | SPP_S | Internal | Winter | B20 | 935 | 5571 | 100.64 | 25.11 | 25.13 | 0.01 | 0
2030 | SPP_S_2_ENT | SPP_S | ENT | Internal | Shoulder | B11 | 25 | 5132 | 5131.86 | 46.96 | 51.98 | 5 | 0.01
2030 | SPP_S_2_ENT | SPP_S | ENT | Internal | Shoulder | B12 | 200 | 5132 | 3985.18 | 39.06 | 44.06 | 5 | 0
2030 | SPP_S_2_ENT | SPP_S | ENT | Internal | Shoulder | B13 | 600 | 5132 | 4255.99 | 34.47 | 39.47 | 5 | 0
2030 | SPP_S_2_ENT | SPP_S | ENT | Internal | Shoulder | B14 | 900 | 5132 | 5132 | 27.24 | 38.85 | 5 | 6.61
2030 | SPP_S_2_ENT | SPP_S | ENT | Internal | Shoulder | B15 | 1203 | 5132 | 5132 | 22.71 | 32.39 | 5 | 4.68
2030 | SPP_S_2_ENT | SPP_S | ENT | Internal | Summer | B1 | 10 | 5132 | 5132 | 43.58 | 71.85 | 5 | 23.27
2030 | SPP_S_2_ENT | SPP_S | ENT | Internal | Summer | B2 | 25 | 5132 | 4433.41 | 62.69 | 67.69 | 5 | 0
2030 | SPP_S_2_ENT | SPP_S | ENT | Internal | Summer | B3 | 75 | 5132 | 0.04 | 62.94 | 67.93 | 5 | 0
2030 | SPP_S_2_ENT | SPP_S | ENT | Internal | Summer | B4 | 100 | 5132 | 1716.5 | 61.96 | 66.96 | 5 | 0
2030 | SPP_S_2_ENT | SPP_S | ENT | Internal | Summer | B5 | 200 | 5132 | 2410.61 | 55.62 | 60.62 | 5 | 0
2030 | SPP_S_2_ENT | SPP_S | ENT | Internal | Summer | B6 | 300 | 5132 | 0.01 | 44.03 | 49.02 | 5 | 0
2030 | SPP_S_2_ENT | SPP_S | ENT | Internal | Summer | B7 | 400 | 5132 | 0 | 42.73 | 45.68 | 5 | 0
2030 | SPP_S_2_ENT | SPP_S | ENT | Internal | Summer | B8 | 500 | 5132 | 26.46 | 38.87 | 43.87 | 5 | 0
2030 | SPP_S_2_ENT | SPP_S | ENT | Internal | Summer | B9 | 800 | 5132 | 2866.74 | 35.46 | 40.46 | 5 | 0
2030 | SPP_S_2_ENT | SPP_S | ENT | Internal | Summer | B10 | 1262 | 5132 | 2795.83 | 28.2 | 33.2 | 5 | 0
2030 | SPP_S_2_ENT | SPP_S | ENT | Internal | Winter | B16 | 25 | 5132 | 5132 | 34.87 | 48.62 | 5 | 8.76
2030 | SPP_S_2_ENT | SPP_S | ENT | Internal | Winter | B17 | 100 | 5132 | 5132 | 30.51 | 44.06 | 5 | 8.55
2030 | SPP_S_2_ENT | SPP_S | ENT | Internal | Winter | B18 | 400 | 5132 | 5132 | 34.59 | 40.91 | 5 | 1.32
2030 | SPP_S_2_ENT | SPP_S | ENT | Internal | Winter | B19 | 700 | 5132 | 5132 | 31.8 | 38.38 | 5 | 1.59
2030 | SPP_S_2_ENT | SPP_S | ENT | Internal | Winter | B20 | 935 | 5132 | 5132 | 25.13 | 32.74 | 5 | 2.62
2030 | SPP_S_2_SPP_N | SPP_S | SPP_N | Internal | Shoulder | B11 | 25 | 2211 | 597.56 | 46.96 | 46.98 | 0.01 | 0
2030 | SPP_S_2_SPP_N | SPP_S | SPP_N | Internal | Shoulder | B12 | 200 | 2211 | 0.02 | 39.06 | 39.06 | 0.01 | 0
2030 | SPP_S_2_SPP_N | SPP_S | SPP_N | Internal | Shoulder | B13 | 600 | 2211 | 0 | 34.47 | 34.47 | 0.01 | 0
2030 | SPP_S_2_SPP_N | SPP_S | SPP_N | Internal | Shoulder | B14 | 900 | 2211 | 1105.49 | 27.24 | 27.25 | 0.01 | 0
2030 | SPP_S_2_SPP_N | SPP_S | SPP_N | Internal | Shoulder | B15 | 1203 | 2211 | 2211 | 22.71 | 24.42 | 0.01 | 1.7
2030 | SPP_S_2_SPP_N | SPP_S | SPP_N | Internal | Summer | B1 | 10 | 2211 | 2211 | 43.58 | 66.85 | 0.01 | 23.25
2030 | SPP_S_2_SPP_N | SPP_S | SPP_N | Internal | Summer | B2 | 25 | 2211 | 0.14 | 62.69 | 62.69 | 0.01 | 0
2030 | SPP_S_2_SPP_N | SPP_S | SPP_N | Internal | Summer | B3 | 75 | 2211 | 0.02 | 62.94 | 62.93 | 0.01 | 0
2030 | SPP_S_2_SPP_N | SPP_S | SPP_N | Internal | Summer | B4 | 100 | 2211 | 0.03 | 61.96 | 61.96 | 0.01 | 0
2030 | SPP_S_2_SPP_N | SPP_S | SPP_N | Internal | Summer | B5 | 200 | 2211 | 0.02 | 55.62 | 55.62 | 0.01 | 0
2030 | SPP_S_2_SPP_N | SPP_S | SPP_N | Internal | Summer | B6 | 300 | 2211 | 0 | 44.03 | 44.02 | 0.01 | 0
2030 | SPP_S_2_SPP_N | SPP_S | SPP_N | Internal | Summer | B7 | 400 | 2211 | 0 | 42.73 | 40.68 | 0.01 | 0
2030 | SPP_S_2_SPP_N | SPP_S | SPP_N | Internal | Summer | B8 | 500 | 2211 | 0 | 38.87 | 38.86 | 0.01 | 0
2030 | SPP_S_2_SPP_N | SPP_S | SPP_N | Internal | Summer | B9 | 800 | 2211 | 0 | 35.46 | 35.45 | 0.01 | 0
2030 | SPP_S_2_SPP_N | SPP_S | SPP_N | Internal | Summer | B10 | 1262 | 2211 | 0 | 28.2 | 28.18 | 0.01 | 0
2030 | SPP_S_2_SPP_N | SPP_S | SPP_N | Internal | Winter | B16 | 25 | 2211 | 0.07 | 34.87 | 34.86 | 0.01 | 0
2030 | SPP_S_2_SPP_N | SPP_S | SPP_N | Internal | Winter | B17 | 100 | 2211 | 0.02 | 30.51 | 30.5 | 0.01 | 0
2030 | SPP_S_2_SPP_N | SPP_S | SPP_N | Internal | Winter | B18 | 400 | 2211 | 0 | 34.59 | 34.58 | 0.01 | 0
2030 | SPP_S_2_SPP_N | SPP_S | SPP_N | Internal | Winter | B19 | 700 | 2211 | 0 | 31.8 | 31.78 | 0.01 | 0
2030 | SPP_S_2_SPP_N | SPP_S | SPP_N | Internal | Winter | B20 | 935 | 2211 | 0 | 25.13 | 25.11 | 0.01 | 0
2030 | TVA_2_ENT | TVA | ENT | Internal | Shoulder | B11 | 25 | 500 | 0 | 59.96 | 51.98 | 9 | 0
2030 | TVA_2_ENT | TVA | ENT | Internal | Shoulder | B12 | 200 | 500 | 0 | 48.87 | 44.06 | 9 | 0
2030 | TVA_2_ENT | TVA | ENT | Internal | Shoulder | B13 | 600 | 500 | 0 | 46.87 | 39.47 | 9 | 0
2030 | TVA_2_ENT | TVA | ENT | Internal | Shoulder | B14 | 900 | 500 | 0 | 46.87 | 38.85 | 9 | 0
2030 | TVA_2_ENT | TVA | ENT | Internal | Shoulder | B15 | 1203 | 500 | 0 | 43.19 | 32.39 | 9 | 0
2030 | TVA_2_ENT | TVA | ENT | Internal | Summer | B1 | 10 | 500 | 0 | 79.86 | 71.85 | 9 | 0
2030 | TVA_2_ENT | TVA | ENT | Internal | Summer | B2 | 25 | 500 | 0 | 75.7 | 67.69 | 9 | 0
2030 | TVA_2_ENT | TVA | ENT | Internal | Summer | B3 | 75 | 500 | 0 | 75.29 | 67.93 | 9 | 0
2030 | TVA_2_ENT | TVA | ENT | Internal | Summer | B4 | 100 | 500 | 0 | 74.56 | 66.96 | 9 | 0
2030 | TVA_2_ENT | TVA | ENT | Internal | Summer | B5 | 200 | 500 | 0 | 68.63 | 60.62 | 9 | 0
2030 | TVA_2_ENT | TVA | ENT | Internal | Summer | B6 | 300 | 500 | 0 | 57.01 | 49.02 | 9 | 0
2030 | TVA_2_ENT | TVA | ENT | Internal | Summer | B7 | 400 | 500 | 0 | 45.43 | 45.68 | 9 | 0
2030 | TVA_2_ENT | TVA | ENT | Internal | Summer | B8 | 500 | 500 | 0 | 45.43 | 43.87 | 9 | 0
2030 | TVA_2_ENT | TVA | ENT | Internal | Summer | B9 | 800 | 500 | 0 | 44.67 | 40.46 | 9 | 0
2030 | TVA_2_ENT | TVA | ENT | Internal | Summer | B10 | 1262 | 500 | 0 | 41.2 | 33.2 | 9 | 0
2030 | TVA_2_ENT | TVA | ENT | Internal | Winter | B16 | 25 | 500 | 0 | 60.32 | 48.62 | 9 | 0
2030 | TVA_2_ENT | TVA | ENT | Internal | Winter | B17 | 100 | 500 | 0 | 52.04 | 44.06 | 9 | 0
2030 | TVA_2_ENT | TVA | ENT | Internal | Winter | B18 | 400 | 500 | 0 | 48.74 | 40.91 | 9 | 0
2030 | TVA_2_ENT | TVA | ENT | Internal | Winter | B19 | 700 | 500 | 0 | 46.4 | 38.38 | 9 | 0
2030 | TVA_2_ENT | TVA | ENT | Internal | Winter | B20 | 935 | 500 | 0 | 42.58 | 32.74 | 9 | 0
2030 | TVA_2_MISO_MO-IL | TVA | MISO_MO-IL | Internal | Shoulder | B11 | 25 | 50 | 0 | 59.96 | 51.98 | 9 | 0
2030 | TVA_2_MISO_MO-IL | TVA | MISO_MO-IL | Internal | Shoulder | B12 | 200 | 50 | 0 | 48.87 | 44.06 | 9 | 0
2030 | TVA_2_MISO_MO-IL | TVA | MISO_MO-IL | Internal | Shoulder | B13 | 600 | 50 | 0 | 46.87 | 39.61 | 9 | 0
2030 | TVA_2_MISO_MO-IL | TVA | MISO_MO-IL | Internal | Shoulder | B14 | 900 | 50 | 0 | 46.87 | 38.85 | 9 | 0
2030 | TVA_2_MISO_MO-IL | TVA | MISO_MO-IL | Internal | Shoulder | B15 | 1203 | 50 | 0 | 43.19 | 35.17 | 9 | 0
2030 | TVA_2_MISO_MO-IL | TVA | MISO_MO-IL | Internal | Summer | B1 | 10 | 50 | 0 | 79.86 | 71.85 | 9 | 0
2030 | TVA_2_MISO_MO-IL | TVA | MISO_MO-IL | Internal | Summer | B2 | 25 | 50 | 0 | 75.7 | 70.66 | 9 | 0
2030 | TVA_2_MISO_MO-IL | TVA | MISO_MO-IL | Internal | Summer | B3 | 75 | 50 | 0 | 75.29 | 67.93 | 9 | 0
2030 | TVA_2_MISO_MO-IL | TVA | MISO_MO-IL | Internal | Summer | B4 | 100 | 50 | 0 | 74.56 | 66.96 | 9 | 0
2030 | TVA_2_MISO_MO-IL | TVA | MISO_MO-IL | Internal | Summer | B5 | 200 | 50 | 0 | 68.63 | 60.62 | 9 | 0
2030 | TVA_2_MISO_MO-IL | TVA | MISO_MO-IL | Internal | Summer | B6 | 300 | 50 | 0 | 57.01 | 49.02 | 9 | 0
2030 | TVA_2_MISO_MO-IL | TVA | MISO_MO-IL | Internal | Summer | B7 | 400 | 50 | 0 | 45.43 | 42.11 | 9 | 0
2030 | TVA_2_MISO_MO-IL | TVA | MISO_MO-IL | Internal | Summer | B8 | 500 | 50 | 0 | 45.43 | 39.07 | 9 | 0
2030 | TVA_2_MISO_MO-IL | TVA | MISO_MO-IL | Internal | Summer | B9 | 800 | 50 | 0 | 44.67 | 36.67 | 9 | 0
2030 | TVA_2_MISO_MO-IL | TVA | MISO_MO-IL | Internal | Summer | B10 | 1262 | 50 | 0 | 41.2 | 33.18 | 9 | 0
2030 | TVA_2_MISO_MO-IL | TVA | MISO_MO-IL | Internal | Winter | B16 | 25 | 50 | 0 | 60.32 | 52.31 | 9 | 0
2030 | TVA_2_MISO_MO-IL | TVA | MISO_MO-IL | Internal | Winter | B17 | 100 | 50 | 0 | 52.04 | 47.28 | 9 | 0
2030 | TVA_2_MISO_MO-IL | TVA | MISO_MO-IL | Internal | Winter | B18 | 400 | 50 | 0 | 48.74 | 40.73 | 9 | 0
2030 | TVA_2_MISO_MO-IL | TVA | MISO_MO-IL | Internal | Winter | B19 | 700 | 50 | 0 | 46.4 | 39.07 | 9 | 0
2030 | TVA_2_MISO_MO-IL | TVA | MISO_MO-IL | Internal | Winter | B20 | 935 | 50 | 0 | 42.58 | 34.57 | 9 | 0
2030 | TVA_2_NonRTO_Midwest | TVA | NonRTO_Midwest | Internal | Shoulder | B11 | 25 | 100 | 0 | 59.96 | 60.11 | 9 | 0
2030 | TVA_2_NonRTO_Midwest | TVA | NonRTO_Midwest | Internal | Shoulder | B12 | 200 | 100 | 0 | 48.87 | 53.23 | 9 | 0
2030 | TVA_2_NonRTO_Midwest | TVA | NonRTO_Midwest | Internal | Shoulder | B13 | 600 | 100 | 0 | 46.87 | 50.4 | 9 | 0
2030 | TVA_2_NonRTO_Midwest | TVA | NonRTO_Midwest | Internal | Shoulder | B14 | 900 | 100 | 0 | 46.87 | 44.99 | 9 | 0
2030 | TVA_2_NonRTO_Midwest | TVA | NonRTO_Midwest | Internal | Shoulder | B15 | 1203 | 100 | 0 | 43.19 | 38.04 | 9 | 0
2030 | TVA_2_NonRTO_Midwest | TVA | NonRTO_Midwest | Internal | Summer | B1 | 10 | 100 | 0 | 79.86 | 76.13 | 9 | 0
2030 | TVA_2_NonRTO_Midwest | TVA | NonRTO_Midwest | Internal | Summer | B2 | 25 | 100 | 0 | 75.7 | 76.13 | 9 | 0
2030 | TVA_2_NonRTO_Midwest | TVA | NonRTO_Midwest | Internal | Summer | B3 | 75 | 100 | 0 | 75.29 | 75.94 | 9 | 0
2030 | TVA_2_NonRTO_Midwest | TVA | NonRTO_Midwest | Internal | Summer | B4 | 100 | 100 | 0 | 74.56 | 74.97 | 9 | 0
2030 | TVA_2_NonRTO_Midwest | TVA | NonRTO_Midwest | Internal | Summer | B5 | 200 | 100 | 0 | 68.63 | 68.63 | 9 | 0
2030 | TVA_2_NonRTO_Midwest | TVA | NonRTO_Midwest | Internal | Summer | B6 | 300 | 100 | 0 | 57.01 | 57.03 | 9 | 0
2030 | TVA_2_NonRTO_Midwest | TVA | NonRTO_Midwest | Internal | Summer | B7 | 400 | 100 | 0 | 45.43 | 50.12 | 9 | 0
2030 | TVA_2_NonRTO_Midwest | TVA | NonRTO_Midwest | Internal | Summer | B8 | 500 | 100 | 0 | 45.43 | 43.18 | 9 | 0
2030 | TVA_2_NonRTO_Midwest | TVA | NonRTO_Midwest | Internal | Summer | B9 | 800 | 100 | 0 | 44.67 | 38.04 | 9 | 0
2030 | TVA_2_NonRTO_Midwest | TVA | NonRTO_Midwest | Internal | Summer | B10 | 1262 | 100 | 0 | 41.2 | 33.73 | 9 | 0
2030 | TVA_2_NonRTO_Midwest | TVA | NonRTO_Midwest | Internal | Winter | B16 | 25 | 100 | 0 | 60.32 | 60.32 | 9 | 0
2030 | TVA_2_NonRTO_Midwest | TVA | NonRTO_Midwest | Internal | Winter | B17 | 100 | 100 | 0 | 52.04 | 56.14 | 9 | 0
2030 | TVA_2_NonRTO_Midwest | TVA | NonRTO_Midwest | Internal | Winter | B18 | 400 | 100 | 0 | 48.74 | 52.25 | 9 | 0
2030 | TVA_2_NonRTO_Midwest | TVA | NonRTO_Midwest | Internal | Winter | B19 | 700 | 100 | 0 | 46.4 | 44.73 | 9 | 0
2030 | TVA_2_NonRTO_Midwest | TVA | NonRTO_Midwest | Internal | Winter | B20 | 935 | 100 | 0 | 42.58 | 38.04 | 9 | 0
2030 | TVA_2_PJM_ROR | TVA | PJM_ROR | Internal | Shoulder | B11 | 25 | 500 | 0 | 59.96 | 53.98 | 9 | 0
2030 | TVA_2_PJM_ROR | TVA | PJM_ROR | Internal | Shoulder | B12 | 200 | 500 | 0 | 48.87 | 46.5 | 9 | 0
2030 | TVA_2_PJM_ROR | TVA | PJM_ROR | Internal | Shoulder | B13 | 600 | 500 | 0 | 46.87 | 43.99 | 9 | 0
2030 | TVA_2_PJM_ROR | TVA | PJM_ROR | Internal | Shoulder | B14 | 900 | 500 | 0 | 46.87 | 42.93 | 9 | 0
2030 | TVA_2_PJM_ROR | TVA | PJM_ROR | Internal | Shoulder | B15 | 1203 | 500 | 0 | 43.19 | 39.41 | 9 | 0
2030 | TVA_2_PJM_ROR | TVA | PJM_ROR | Internal | Summer | B1 | 10 | 500 | 0 | 79.86 | 73.83 | 9 | 0
2030 | TVA_2_PJM_ROR | TVA | PJM_ROR | Internal | Summer | B2 | 25 | 500 | 0 | 75.7 | 69.68 | 9 | 0
2030 | TVA_2_PJM_ROR | TVA | PJM_ROR | Internal | Summer | B3 | 75 | 500 | 0 | 75.29 | 69.28 | 9 | 0
2030 | TVA_2_PJM_ROR | TVA | PJM_ROR | Internal | Summer | B4 | 100 | 500 | 0 | 74.56 | 68.95 | 9 | 0
2030 | TVA_2_PJM_ROR | TVA | PJM_ROR | Internal | Summer | B5 | 200 | 500 | 0 | 68.63 | 62.6 | 9 | 0
2030 | TVA_2_PJM_ROR | TVA | PJM_ROR | Internal | Summer | B6 | 300 | 500 | 0 | 57.01 | 51.01 | 9 | 0
2030 | TVA_2_PJM_ROR | TVA | PJM_ROR | Internal | Summer | B7 | 400 | 500 | 0 | 45.43 | 44.09 | 9 | 0
2030 | TVA_2_PJM_ROR | TVA | PJM_ROR | Internal | Summer | B8 | 500 | 500 | 0 | 45.43 | 41.06 | 9 | 0
2030 | TVA_2_PJM_ROR | TVA | PJM_ROR | Internal | Summer | B9 | 800 | 500 | 0 | 44.67 | 38.66 | 9 | 0
2030 | TVA_2_PJM_ROR | TVA | PJM_ROR | Internal | Summer | B10 | 1262 | 500 | 0 | 41.2 | 35.18 | 9 | 0
2030 | TVA_2_PJM_ROR | TVA | PJM_ROR | Internal | Winter | B16 | 25 | 500 | 0 | 60.32 | 54.31 | 9 | 0
2030 | TVA_2_PJM_ROR | TVA | PJM_ROR | Internal | Winter | B17 | 100 | 500 | 0 | 52.04 | 50.15 | 9 | 0
2030 | TVA_2_PJM_ROR | TVA | PJM_ROR | Internal | Winter | B18 | 400 | 500 | 0 | 48.74 | 46.26 | 9 | 0
2030 | TVA_2_PJM_ROR | TVA | PJM_ROR | Internal | Winter | B19 | 700 | 500 | 0 | 46.4 | 45.33 | 9 | 0
2030 | TVA_2_PJM_ROR | TVA | PJM_ROR | Internal | Winter | B20 | 935 | 500 | 0 | 42.58 | 36.57 | 9 | 0
2030 | TVA_2_SOCO | TVA | SOCO | Internal | Shoulder | B11 | 25 | 500 | 499.92 | 59.96 | 68.98 | 9 | 0.02
2030 | TVA_2_SOCO | TVA | SOCO | Internal | Shoulder | B12 | 200 | 500 | 0 | 48.87 | 49.18 | 9 | 0
2030 | TVA_2_SOCO | TVA | SOCO | Internal | Shoulder | B13 | 600 | 500 | 0 | 46.87 | 47.47 | 9 | 0
2030 | TVA_2_SOCO | TVA | SOCO | Internal | Shoulder | B14 | 900 | 500 | 0 | 46.87 | 47.47 | 9 | 0
2030 | TVA_2_SOCO | TVA | SOCO | Internal | Shoulder | B15 | 1203 | 500 | 0 | 43.19 | 47.47 | 9 | 0
2030 | TVA_2_SOCO | TVA | SOCO | Internal | Summer | B1 | 10 | 500 | 0 | 79.86 | 87.82 | 9 | 0
2030 | TVA_2_SOCO | TVA | SOCO | Internal | Summer | B2 | 25 | 500 | 0 | 75.7 | 77.81 | 9 | 0
2030 | TVA_2_SOCO | TVA | SOCO | Internal | Summer | B3 | 75 | 500 | 0 | 75.29 | 77.81 | 9 | 0
2030 | TVA_2_SOCO | TVA | SOCO | Internal | Summer | B4 | 100 | 500 | 0 | 74.56 | 77.81 | 9 | 0
2030 | TVA_2_SOCO | TVA | SOCO | Internal | Summer | B5 | 200 | 500 | 0.02 | 68.63 | 77.62 | 9 | 0
2030 | TVA_2_SOCO | TVA | SOCO | Internal | Summer | B6 | 300 | 500 | 460.26 | 57.01 | 66.01 | 9 | 0
2030 | TVA_2_SOCO | TVA | SOCO | Internal | Summer | B7 | 400 | 500 | 500 | 45.43 | 58.29 | 9 | 3.86
2030 | TVA_2_SOCO | TVA | SOCO | Internal | Summer | B8 | 500 | 500 | 0 | 45.43 | 51.87 | 9 | 0
2030 | TVA_2_SOCO | TVA | SOCO | Internal | Summer | B9 | 800 | 500 | 0 | 44.67 | 45.97 | 9 | 0
2030 | TVA_2_SOCO | TVA | SOCO | Internal | Summer | B10 | 1262 | 500 | 0 | 41.2 | 45.97 | 9 | 0
2030 | TVA_2_SOCO | TVA | SOCO | Internal | Winter | B16 | 25 | 500 | 0.14 | 60.32 | 69.31 | 9 | 0
2030 | TVA_2_SOCO | TVA | SOCO | Internal | Winter | B17 | 100 | 500 | 0 | 52.04 | 52.46 | 9 | 0
2030 | TVA_2_SOCO | TVA | SOCO | Internal | Winter | B18 | 400 | 500 | 0 | 48.74 | 50.64 | 9 | 0
2030 | TVA_2_SOCO | TVA | SOCO | Internal | Winter | B19 | 700 | 500 | 0 | 46.4 | 50.64 | 9 | 0
2030 | TVA_2_SOCO | TVA | SOCO | Internal | Winter | B20 | 935 | 500 | 0 | 42.58 | 49.86 | 9 | 0
2030 | TVA_2_VACAR | TVA | VACAR | Internal | Shoulder | B11 | 25 | 150 | 0 | 59.96 | 61.98 | 9 | 0
2030 | TVA_2_VACAR | TVA | VACAR | Internal | Shoulder | B12 | 200 | 150 | 0 | 48.87 | 52.5 | 9 | 0
2030 | TVA_2_VACAR | TVA | VACAR | Internal | Shoulder | B13 | 600 | 150 | 0 | 46.87 | 49.99 | 9 | 0
2030 | TVA_2_VACAR | TVA | VACAR | Internal | Shoulder | B14 | 900 | 150 | 0 | 46.87 | 48.93 | 9 | 0
2030 | TVA_2_VACAR | TVA | VACAR | Internal | Shoulder | B15 | 1203 | 150 | 0 | 43.19 | 46.72 | 9 | 0
2030 | TVA_2_VACAR | TVA | VACAR | Internal | Summer | B1 | 10 | 150 | 0 | 79.86 | 80.82 | 9 | 0
2030 | TVA_2_VACAR | TVA | VACAR | Internal | Summer | B2 | 25 | 150 | 0 | 75.7 | 80.82 | 9 | 0
2030 | TVA_2_VACAR | TVA | VACAR | Internal | Summer | B3 | 75 | 150 | 0 | 75.29 | 80.82 | 9 | 0
2030 | TVA_2_VACAR | TVA | VACAR | Internal | Summer | B4 | 100 | 150 | 0 | 74.56 | 79.19 | 9 | 0
2030 | TVA_2_VACAR | TVA | VACAR | Internal | Summer | B5 | 200 | 150 | 0 | 68.63 | 70.62 | 9 | 0
2030 | TVA_2_VACAR | TVA | VACAR | Internal | Summer | B6 | 300 | 150 | 0 | 57.01 | 59.01 | 9 | 0
2030 | TVA_2_VACAR | TVA | VACAR | Internal | Summer | B7 | 400 | 150 | 0 | 45.43 | 51.29 | 9 | 0
2030 | TVA_2_VACAR | TVA | VACAR | Internal | Summer | B8 | 500 | 150 | 0 | 45.43 | 47.06 | 9 | 0
2030 | TVA_2_VACAR | TVA | VACAR | Internal | Summer | B9 | 800 | 150 | 0 | 44.67 | 44.66 | 9 | 0
2030 | TVA_2_VACAR | TVA | VACAR | Internal | Summer | B10 | 1262 | 150 | 0 | 41.2 | 44.43 | 9 | 0
2030 | TVA_2_VACAR | TVA | VACAR | Internal | Winter | B16 | 25 | 150 | 0.13 | 60.32 | 69.31 | 9 | 0
2030 | TVA_2_VACAR | TVA | VACAR | Internal | Winter | B17 | 100 | 150 | 0 | 52.04 | 56.15 | 9 | 0
2030 | TVA_2_VACAR | TVA | VACAR | Internal | Winter | B18 | 400 | 150 | 0 | 48.74 | 51.33 | 9 | 0
2030 | TVA_2_VACAR | TVA | VACAR | Internal | Winter | B19 | 700 | 150 | 0 | 46.4 | 51.33 | 9 | 0
2030 | TVA_2_VACAR | TVA | VACAR | Internal | Winter | B20 | 935 | 150 | 0 | 42.58 | 44.43 | 9 | 0
2030 | TVA_Transmission_2_NonRTO_Midwest | TVA_Transmission | NonRTO_Midwest | Internal | Shoulder | B11 | 25 | 700 | 0 | 59.98 | 60.11 | 9 | 0
2030 | TVA_Transmission_2_NonRTO_Midwest | TVA_Transmission | NonRTO_Midwest | Internal | Shoulder | B12 | 200 | 700 | 0 | 49.89 | 53.23 | 9 | 0
2030 | TVA_Transmission_2_NonRTO_Midwest | TVA_Transmission | NonRTO_Midwest | Internal | Shoulder | B13 | 600 | 700 | 0 | 47.08 | 50.4 | 9 | 0
2030 | TVA_Transmission_2_NonRTO_Midwest | TVA_Transmission | NonRTO_Midwest | Internal | Shoulder | B14 | 900 | 700 | 0 | 46.85 | 44.99 | 9 | 0
2030 | TVA_Transmission_2_NonRTO_Midwest | TVA_Transmission | NonRTO_Midwest | Internal | Shoulder | B15 | 1203 | 700 | 0 | 43.17 | 38.04 | 9 | 0
2030 | TVA_Transmission_2_NonRTO_Midwest | TVA_Transmission | NonRTO_Midwest | Internal | Summer | B1 | 10 | 700 | 0 | 79.85 | 76.13 | 9 | 0
2030 | TVA_Transmission_2_NonRTO_Midwest | TVA_Transmission | NonRTO_Midwest | Internal | Summer | B2 | 25 | 700 | 0 | 75.69 | 76.13 | 9 | 0
2030 | TVA_Transmission_2_NonRTO_Midwest | TVA_Transmission | NonRTO_Midwest | Internal | Summer | B3 | 75 | 700 | 0 | 75.28 | 75.94 | 9 | 0
2030 | TVA_Transmission_2_NonRTO_Midwest | TVA_Transmission | NonRTO_Midwest | Internal | Summer | B4 | 100 | 700 | 0 | 74.66 | 74.97 | 9 | 0
2030 | TVA_Transmission_2_NonRTO_Midwest | TVA_Transmission | NonRTO_Midwest | Internal | Summer | B5 | 200 | 700 | 0 | 68.62 | 68.63 | 9 | 0
2030 | TVA_Transmission_2_NonRTO_Midwest | TVA_Transmission | NonRTO_Midwest | Internal | Summer | B6 | 300 | 700 | 0 | 57.01 | 57.03 | 9 | 0
2030 | TVA_Transmission_2_NonRTO_Midwest | TVA_Transmission | NonRTO_Midwest | Internal | Summer | B7 | 400 | 700 | 0 | 49.58 | 50.12 | 9 | 0
2030 | TVA_Transmission_2_NonRTO_Midwest | TVA_Transmission | NonRTO_Midwest | Internal | Summer | B8 | 500 | 700 | 0 | 46.01 | 43.18 | 9 | 0
2030 | TVA_Transmission_2_NonRTO_Midwest | TVA_Transmission | NonRTO_Midwest | Internal | Summer | B9 | 800 | 700 | 0 | 44.66 | 38.04 | 9 | 0
2030 | TVA_Transmission_2_NonRTO_Midwest | TVA_Transmission | NonRTO_Midwest | Internal | Summer | B10 | 1262 | 700 | 0 | 41.18 | 33.73 | 9 | 0
2030 | TVA_Transmission_2_NonRTO_Midwest | TVA_Transmission | NonRTO_Midwest | Internal | Winter | B16 | 25 | 700 | 0 | 60.31 | 60.32 | 9 | 0
2030 | TVA_Transmission_2_NonRTO_Midwest | TVA_Transmission | NonRTO_Midwest | Internal | Winter | B17 | 100 | 700 | 0 | 52.05 | 56.14 | 9 | 0
2030 | TVA_Transmission_2_NonRTO_Midwest | TVA_Transmission | NonRTO_Midwest | Internal | Winter | B18 | 400 | 700 | 0 | 48.73 | 52.25 | 9 | 0
2030 | TVA_Transmission_2_NonRTO_Midwest | TVA_Transmission | NonRTO_Midwest | Internal | Winter | B19 | 700 | 700 | 0 | 46.38 | 44.73 | 9 | 0
2030 | TVA_Transmission_2_NonRTO_Midwest | TVA_Transmission | NonRTO_Midwest | Internal | Winter | B20 | 935 | 700 | 0 | 42.57 | 38.04 | 9 | 0
2030 | TVA_Transmission_2_SOCO | TVA_Transmission | SOCO | Internal | Shoulder | B11 | 25 | 3200 | 2894.3 | 59.98 | 68.98 | 9 | 0
2030 | TVA_Transmission_2_SOCO | TVA_Transmission | SOCO | Internal | Shoulder | B12 | 200 | 3200 | 0 | 49.89 | 49.18 | 9 | 0
2030 | TVA_Transmission_2_SOCO | TVA_Transmission | SOCO | Internal | Shoulder | B13 | 600 | 3200 | 0 | 47.08 | 47.47 | 9 | 0
2030 | TVA_Transmission_2_SOCO | TVA_Transmission | SOCO | Internal | Shoulder | B14 | 900 | 3200 | 0 | 46.85 | 47.47 | 9 | 0
2030 | TVA_Transmission_2_SOCO | TVA_Transmission | SOCO | Internal | Shoulder | B15 | 1203 | 3200 | 0 | 43.17 | 47.47 | 9 | 0
2030 | TVA_Transmission_2_SOCO | TVA_Transmission | SOCO | Internal | Summer | B1 | 10 | 3200 | 0 | 79.85 | 87.82 | 9 | 0
2030 | TVA_Transmission_2_SOCO | TVA_Transmission | SOCO | Internal | Summer | B2 | 25 | 3200 | 0 | 75.69 | 77.81 | 9 | 0
2030 | TVA_Transmission_2_SOCO | TVA_Transmission | SOCO | Internal | Summer | B3 | 75 | 3200 | 0 | 75.28 | 77.81 | 9 | 0
2030 | TVA_Transmission_2_SOCO | TVA_Transmission | SOCO | Internal | Summer | B4 | 100 | 3200 | 0 | 74.66 | 77.81 | 9 | 0
2030 | TVA_Transmission_2_SOCO | TVA_Transmission | SOCO | Internal | Summer | B5 | 200 | 3200 | 2206.1 | 68.62 | 77.62 | 9 | 0
2030 | TVA_Transmission_2_SOCO | TVA_Transmission | SOCO | Internal | Summer | B6 | 300 | 3200 | 542.37 | 57.01 | 66.01 | 9 | 0
2030 | TVA_Transmission_2_SOCO | TVA_Transmission | SOCO | Internal | Summer | B7 | 400 | 3200 | 0 | 49.58 | 58.29 | 9 | 0
2030 | TVA_Transmission_2_SOCO | TVA_Transmission | SOCO | Internal | Summer | B8 | 500 | 3200 | 0 | 46.01 | 51.87 | 9 | 0
2030 | TVA_Transmission_2_SOCO | TVA_Transmission | SOCO | Internal | Summer | B9 | 800 | 3200 | 0 | 44.66 | 45.97 | 9 | 0
2030 | TVA_Transmission_2_SOCO | TVA_Transmission | SOCO | Internal | Summer | B10 | 1262 | 3200 | 0 | 41.18 | 45.97 | 9 | 0
2030 | TVA_Transmission_2_SOCO | TVA_Transmission | SOCO | Internal | Winter | B16 | 25 | 3200 | 2993.44 | 60.31 | 69.31 | 9 | 0
2030 | TVA_Transmission_2_SOCO | TVA_Transmission | SOCO | Internal | Winter | B17 | 100 | 3200 | 0 | 52.05 | 52.46 | 9 | 0
2030 | TVA_Transmission_2_SOCO | TVA_Transmission | SOCO | Internal | Winter | B18 | 400 | 3200 | 0 | 48.73 | 50.64 | 9 | 0
2030 | TVA_Transmission_2_SOCO | TVA_Transmission | SOCO | Internal | Winter | B19 | 700 | 3200 | 0 | 46.38 | 50.64 | 9 | 0
2030 | TVA_Transmission_2_SOCO | TVA_Transmission | SOCO | Internal | Winter | B20 | 935 | 3200 | 0 | 42.57 | 49.86 | 9 | 0
2030 | TVA_Transmission_2_TVA | TVA_Transmission | TVA | Internal | Shoulder | B11 | 25 | 99999 | 0.05 | 59.98 | 59.96 | 0.01 | 0
2030 | TVA_Transmission_2_TVA | TVA_Transmission | TVA | Internal | Shoulder | B12 | 200 | 99999 | 0 | 49.89 | 48.87 | 0.01 | 0
2030 | TVA_Transmission_2_TVA | TVA_Transmission | TVA | Internal | Shoulder | B13 | 600 | 99999 | 0 | 47.08 | 46.87 | 0.01 | 0
2030 | TVA_Transmission_2_TVA | TVA_Transmission | TVA | Internal | Shoulder | B14 | 900 | 99999 | 1899.54 | 46.85 | 46.87 | 0.01 | 0
2030 | TVA_Transmission_2_TVA | TVA_Transmission | TVA | Internal | Shoulder | B15 | 1203 | 99999 | 3266.07 | 43.17 | 43.19 | 0.01 | 0
2030 | TVA_Transmission_2_TVA | TVA_Transmission | TVA | Internal | Summer | B1 | 10 | 99999 | 3434.93 | 79.85 | 79.86 | 0.01 | 0
2030 | TVA_Transmission_2_TVA | TVA_Transmission | TVA | Internal | Summer | B2 | 25 | 99999 | 2544.06 | 75.69 | 75.7 | 0.01 | 0
2030 | TVA_Transmission_2_TVA | TVA_Transmission | TVA | Internal | Summer | B3 | 75 | 99999 | 796.09 | 75.28 | 75.29 | 0.01 | 0
2030 | TVA_Transmission_2_TVA | TVA_Transmission | TVA | Internal | Summer | B4 | 100 | 99999 | 0 | 74.66 | 74.56 | 0.01 | 0
2030 | TVA_Transmission_2_TVA | TVA_Transmission | TVA | Internal | Summer | B5 | 200 | 99999 | 416.83 | 68.62 | 68.63 | 0.01 | 0
2030 | TVA_Transmission_2_TVA | TVA_Transmission | TVA | Internal | Summer | B6 | 300 | 99999 | 0.01 | 57.01 | 57.01 | 0.01 | 0
2030 | TVA_Transmission_2_TVA | TVA_Transmission | TVA | Internal | Summer | B7 | 400 | 99999 | 0 | 49.58 | 45.43 | 0.01 | 0
2030 | TVA_Transmission_2_TVA | TVA_Transmission | TVA | Internal | Summer | B8 | 500 | 99999 | 0 | 46.01 | 45.43 | 0.01 | 0
2030 | TVA_Transmission_2_TVA | TVA_Transmission | TVA | Internal | Summer | B9 | 800 | 99999 | 471.22 | 44.66 | 44.67 | 0.01 | 0
2030 | TVA_Transmission_2_TVA | TVA_Transmission | TVA | Internal | Summer | B10 | 1262 | 99999 | 1430.46 | 41.18 | 41.2 | 0.01 | 0
2030 | TVA_Transmission_2_TVA | TVA_Transmission | TVA | Internal | Winter | B16 | 25 | 99999 | 723.78 | 60.31 | 60.32 | 0.01 | 0
2030 | TVA_Transmission_2_TVA | TVA_Transmission | TVA | Internal | Winter | B17 | 100 | 99999 | 0.02 | 52.05 | 52.04 | 0.01 | 0
2030 | TVA_Transmission_2_TVA | TVA_Transmission | TVA | Internal | Winter | B18 | 400 | 99999 | 260.75 | 48.73 | 48.74 | 0.01 | 0
2030 | TVA_Transmission_2_TVA | TVA_Transmission | TVA | Internal | Winter | B19 | 700 | 99999 | 719.91 | 46.38 | 46.4 | 0.01 | 0
2030 | TVA_Transmission_2_TVA | TVA_Transmission | TVA | Internal | Winter | B20 | 935 | 99999 | 2998.52 | 42.57 | 42.58 | 0.01 | 0
2030 | TVA_Transmission_2_VACAR | TVA_Transmission | VACAR | Internal | Shoulder | B11 | 25 | 900 | 0 | 59.98 | 61.98 | 9 | 0
2030 | TVA_Transmission_2_VACAR | TVA_Transmission | VACAR | Internal | Shoulder | B12 | 200 | 900 | 0 | 49.89 | 52.5 | 9 | 0
2030 | TVA_Transmission_2_VACAR | TVA_Transmission | VACAR | Internal | Shoulder | B13 | 600 | 900 | 0 | 47.08 | 49.99 | 9 | 0
2030 | TVA_Transmission_2_VACAR | TVA_Transmission | VACAR | Internal | Shoulder | B14 | 900 | 900 | 0 | 46.85 | 48.93 | 9 | 0
2030 | TVA_Transmission_2_VACAR | TVA_Transmission | VACAR | Internal | Shoulder | B15 | 1203 | 900 | 0 | 43.17 | 46.72 | 9 | 0
2030 | TVA_Transmission_2_VACAR | TVA_Transmission | VACAR | Internal | Summer | B1 | 10 | 900 | 0 | 79.85 | 80.82 | 9 | 0
2030 | TVA_Transmission_2_VACAR | TVA_Transmission | VACAR | Internal | Summer | B2 | 25 | 900 | 0 | 75.69 | 80.82 | 9 | 0
2030 | TVA_Transmission_2_VACAR | TVA_Transmission | VACAR | Internal | Summer | B3 | 75 | 900 | 0 | 75.28 | 80.82 | 9 | 0
2030 | TVA_Transmission_2_VACAR | TVA_Transmission | VACAR | Internal | Summer | B4 | 100 | 900 | 0 | 74.66 | 79.19 | 9 | 0
2030 | TVA_Transmission_2_VACAR | TVA_Transmission | VACAR | Internal | Summer | B5 | 200 | 900 | 0 | 68.62 | 70.62 | 9 | 0
2030 | TVA_Transmission_2_VACAR | TVA_Transmission | VACAR | Internal | Summer | B6 | 300 | 900 | 0 | 57.01 | 59.01 | 9 | 0
2030 | TVA_Transmission_2_VACAR | TVA_Transmission | VACAR | Internal | Summer | B7 | 400 | 900 | 0 | 49.58 | 51.29 | 9 | 0
2030 | TVA_Transmission_2_VACAR | TVA_Transmission | VACAR | Internal | Summer | B8 | 500 | 900 | 0 | 46.01 | 47.06 | 9 | 0
2030 | TVA_Transmission_2_VACAR | TVA_Transmission | VACAR | Internal | Summer | B9 | 800 | 900 | 0 | 44.66 | 44.66 | 9 | 0
2030 | TVA_Transmission_2_VACAR | TVA_Transmission | VACAR | Internal | Summer | B10 | 1262 | 900 | 0 | 41.18 | 44.43 | 9 | 0
2030 | TVA_Transmission_2_VACAR | TVA_Transmission | VACAR | Internal | Winter | B16 | 25 | 900 | 770.34 | 60.31 | 69.31 | 9 | 0
2030 | TVA_Transmission_2_VACAR | TVA_Transmission | VACAR | Internal | Winter | B17 | 100 | 900 | 0 | 52.05 | 56.15 | 9 | 0
2030 | TVA_Transmission_2_VACAR | TVA_Transmission | VACAR | Internal | Winter | B18 | 400 | 900 | 0 | 48.73 | 51.33 | 9 | 0
2030 | TVA_Transmission_2_VACAR | TVA_Transmission | VACAR | Internal | Winter | B19 | 700 | 900 | 0 | 46.38 | 51.33 | 9 | 0
2030 | TVA_Transmission_2_VACAR | TVA_Transmission | VACAR | Internal | Winter | B20 | 935 | 900 | 0 | 42.57 | 44.43 | 9 | 0
2030 | VACAR_2_SOCO | VACAR | SOCO | Internal | Shoulder | B11 | 25 | 3000 | 268.11 | 61.98 | 68.98 | 7 | 0
2030 | VACAR_2_SOCO | VACAR | SOCO | Internal | Shoulder | B12 | 200 | 3000 | 0 | 52.5 | 49.18 | 7 | 0
2030 | VACAR_2_SOCO | VACAR | SOCO | Internal | Shoulder | B13 | 600 | 3000 | 0 | 49.99 | 47.47 | 7 | 0
2030 | VACAR_2_SOCO | VACAR | SOCO | Internal | Shoulder | B14 | 900 | 3000 | 0 | 48.93 | 47.47 | 7 | 0
2030 | VACAR_2_SOCO | VACAR | SOCO | Internal | Shoulder | B15 | 1203 | 3000 | 0 | 46.72 | 47.47 | 7 | 0
2030 | VACAR_2_SOCO | VACAR | SOCO | Internal | Summer | B1 | 10 | 3000 | 135.78 | 80.82 | 87.82 | 7 | 0
2030 | VACAR_2_SOCO | VACAR | SOCO | Internal | Summer | B2 | 25 | 3000 | 0 | 80.82 | 77.81 | 7 | 0
2030 | VACAR_2_SOCO | VACAR | SOCO | Internal | Summer | B3 | 75 | 3000 | 0 | 80.82 | 77.81 | 7 | 0
2030 | VACAR_2_SOCO | VACAR | SOCO | Internal | Summer | B4 | 100 | 3000 | 0 | 79.19 | 77.81 | 7 | 0
2030 | VACAR_2_SOCO | VACAR | SOCO | Internal | Summer | B5 | 200 | 3000 | 712.88 | 70.62 | 77.62 | 7 | 0
2030 | VACAR_2_SOCO | VACAR | SOCO | Internal | Summer | B6 | 300 | 3000 | 492.53 | 59.01 | 66.01 | 7 | 0
2030 | VACAR_2_SOCO | VACAR | SOCO | Internal | Summer | B7 | 400 | 3000 | 2625.71 | 51.29 | 58.29 | 7 | 0
2030 | VACAR_2_SOCO | VACAR | SOCO | Internal | Summer | B8 | 500 | 3000 | 0 | 47.06 | 51.87 | 7 | 0
2030 | VACAR_2_SOCO | VACAR | SOCO | Internal | Summer | B9 | 800 | 3000 | 0 | 44.66 | 45.97 | 7 | 0
2030 | VACAR_2_SOCO | VACAR | SOCO | Internal | Summer | B10 | 1262 | 3000 | 0 | 44.43 | 45.97 | 7 | 0
2030 | VACAR_2_SOCO | VACAR | SOCO | Internal | Winter | B16 | 25 | 3000 | 0 | 69.31 | 69.31 | 7 | 0
2030 | VACAR_2_SOCO | VACAR | SOCO | Internal | Winter | B17 | 100 | 3000 | 0 | 56.15 | 52.46 | 7 | 0
2030 | VACAR_2_SOCO | VACAR | SOCO | Internal | Winter | B18 | 400 | 3000 | 0 | 51.33 | 50.64 | 7 | 0
2030 | VACAR_2_SOCO | VACAR | SOCO | Internal | Winter | B19 | 700 | 3000 | 0 | 51.33 | 50.64 | 7 | 0
2030 | VACAR_2_SOCO | VACAR | SOCO | Internal | Winter | B20 | 935 | 3000 | 0 | 44.43 | 49.86 | 7 | 0
2030 | VACAR_2_TVA_Transmission | VACAR | TVA_Transmission | Internal | Shoulder | B11 | 25 | 900 | 0 | 61.98 | 59.98 | 7 | 0
2030 | VACAR_2_TVA_Transmission | VACAR | TVA_Transmission | Internal | Shoulder | B12 | 200 | 900 | 0 | 52.5 | 49.89 | 7 | 0
2030 | VACAR_2_TVA_Transmission | VACAR | TVA_Transmission | Internal | Shoulder | B13 | 600 | 900 | 0 | 49.99 | 47.08 | 7 | 0
2030 | VACAR_2_TVA_Transmission | VACAR | TVA_Transmission | Internal | Shoulder | B14 | 900 | 900 | 0 | 48.93 | 46.85 | 7 | 0
2030 | VACAR_2_TVA_Transmission | VACAR | TVA_Transmission | Internal | Shoulder | B15 | 1203 | 900 | 0 | 46.72 | 43.17 | 7 | 0
2030 | VACAR_2_TVA_Transmission | VACAR | TVA_Transmission | Internal | Summer | B1 | 10 | 900 | 0 | 80.82 | 79.85 | 7 | 0
2030 | VACAR_2_TVA_Transmission | VACAR | TVA_Transmission | Internal | Summer | B2 | 25 | 900 | 0 | 80.82 | 75.69 | 7 | 0
2030 | VACAR_2_TVA_Transmission | VACAR | TVA_Transmission | Internal | Summer | B3 | 75 | 900 | 0 | 80.82 | 75.28 | 7 | 0
2030 | VACAR_2_TVA_Transmission | VACAR | TVA_Transmission | Internal | Summer | B4 | 100 | 900 | 0 | 79.19 | 74.66 | 7 | 0
2030 | VACAR_2_TVA_Transmission | VACAR | TVA_Transmission | Internal | Summer | B5 | 200 | 900 | 0 | 70.62 | 68.62 | 7 | 0
2030 | VACAR_2_TVA_Transmission | VACAR | TVA_Transmission | Internal | Summer | B6 | 300 | 900 | 0 | 59.01 | 57.01 | 7 | 0
2030 | VACAR_2_TVA_Transmission | VACAR | TVA_Transmission | Internal | Summer | B7 | 400 | 900 | 0 | 51.29 | 49.58 | 7 | 0
2030 | VACAR_2_TVA_Transmission | VACAR | TVA_Transmission | Internal | Summer | B8 | 500 | 900 | 0 | 47.06 | 46.01 | 7 | 0
2030 | VACAR_2_TVA_Transmission | VACAR | TVA_Transmission | Internal | Summer | B9 | 800 | 900 | 0 | 44.66 | 44.66 | 7 | 0
2030 | VACAR_2_TVA_Transmission | VACAR | TVA_Transmission | Internal | Summer | B10 | 1262 | 900 | 0 | 44.43 | 41.18 | 7 | 0
2030 | VACAR_2_TVA_Transmission | VACAR | TVA_Transmission | Internal | Winter | B16 | 25 | 900 | 0 | 69.31 | 60.31 | 7 | 0
2030 | VACAR_2_TVA_Transmission | VACAR | TVA_Transmission | Internal | Winter | B17 | 100 | 900 | 0 | 56.15 | 52.05 | 7 | 0
2030 | VACAR_2_TVA_Transmission | VACAR | TVA_Transmission | Internal | Winter | B18 | 400 | 900 | 0 | 51.33 | 48.73 | 7 | 0
2030 | VACAR_2_TVA_Transmission | VACAR | TVA_Transmission | Internal | Winter | B19 | 700 | 900 | 0 | 51.33 | 46.38 | 7 | 0
2030 | VACAR_2_TVA_Transmission | VACAR | TVA_Transmission | Internal | Winter | B20 | 935 | 900 | 0 | 44.43 | 42.57 | 7 | 0
2035 | ENT_2_MISO_MO-IL | ENT | MISO_MO-IL | Internal | Shoulder | B11 | 25 | 2260 | 0 | 59.86 | 60.28 | 8 | 0
2035 | ENT_2_MISO_MO-IL | ENT | MISO_MO-IL | Internal | Shoulder | B12 | 200 | 2260 | 0 | 50.84 | 50.84 | 8 | 0
2035 | ENT_2_MISO_MO-IL | ENT | MISO_MO-IL | Internal | Shoulder | B13 | 600 | 2260 | 0 | 45.05 | 45.05 | 8 | 0
2035 | ENT_2_MISO_MO-IL | ENT | MISO_MO-IL | Internal | Shoulder | B14 | 900 | 2260 | 0 | 42.68 | 42.68 | 8 | 0
2035 | ENT_2_MISO_MO-IL | ENT | MISO_MO-IL | Internal | Shoulder | B15 | 1203 | 2260 | 0 | 33.35 | 40 | 8 | 0
2035 | ENT_2_MISO_MO-IL | ENT | MISO_MO-IL | Internal | Summer | B1 | 10 | 2260 | 0 | 81.4 | 81.4 | 8 | 0
2035 | ENT_2_MISO_MO-IL | ENT | MISO_MO-IL | Internal | Summer | B2 | 25 | 2260 | 0 | 75.6 | 78.76 | 8 | 0
2035 | ENT_2_MISO_MO-IL | ENT | MISO_MO-IL | Internal | Summer | B3 | 75 | 2260 | 0 | 78.6 | 78.61 | 8 | 0
2035 | ENT_2_MISO_MO-IL | ENT | MISO_MO-IL | Internal | Summer | B4 | 100 | 2260 | 0 | 75.59 | 75.59 | 8 | 0
2035 | ENT_2_MISO_MO-IL | ENT | MISO_MO-IL | Internal | Summer | B5 | 200 | 2260 | 0 | 75.35 | 75.35 | 8 | 0
2035 | ENT_2_MISO_MO-IL | ENT | MISO_MO-IL | Internal | Summer | B6 | 300 | 2260 | 0 | 59.7 | 59.7 | 8 | 0
2035 | ENT_2_MISO_MO-IL | ENT | MISO_MO-IL | Internal | Summer | B7 | 400 | 2260 | 0 | 51.94 | 51.94 | 8 | 0
2035 | ENT_2_MISO_MO-IL | ENT | MISO_MO-IL | Internal | Summer | B8 | 500 | 2260 | 0 | 49.07 | 44.14 | 8 | 0
2035 | ENT_2_MISO_MO-IL | ENT | MISO_MO-IL | Internal | Summer | B9 | 800 | 2260 | 0 | 44.15 | 41.23 | 8 | 0
2035 | ENT_2_MISO_MO-IL | ENT | MISO_MO-IL | Internal | Summer | B10 | 1262 | 2260 | 0 | 36.64 | 36.62 | 8 | 0
2035 | ENT_2_MISO_MO-IL | ENT | MISO_MO-IL | Internal | Winter | B16 | 25 | 2260 | 1309.62 | 54.46 | 62.46 | 8 | 0
2035 | ENT_2_MISO_MO-IL | ENT | MISO_MO-IL | Internal | Winter | B17 | 100 | 2260 | 0 | 49.92 | 55.57 | 8 | 0
2035 | ENT_2_MISO_MO-IL | ENT | MISO_MO-IL | Internal | Winter | B18 | 400 | 2260 | 0 | 44.79 | 44.79 | 8 | 0
2035 | ENT_2_MISO_MO-IL | ENT | MISO_MO-IL | Internal | Winter | B19 | 700 | 2260 | 0 | 42.92 | 42.92 | 8 | 0
2035 | ENT_2_MISO_MO-IL | ENT | MISO_MO-IL | Internal | Winter | B20 | 935 | 2260 | 0 | 34.39 | 39.9 | 8 | 0
2035 | ENT_2_SOCO | ENT | SOCO | Internal | Shoulder | B11 | 25 | 2431 | 2431 | 59.86 | 76.86 | 8 | 9
2035 | ENT_2_SOCO | ENT | SOCO | Internal | Shoulder | B12 | 200 | 2431 | 0 | 50.84 | 54.95 | 8 | 0
2035 | ENT_2_SOCO | ENT | SOCO | Internal | Shoulder | B13 | 600 | 2431 | 199.59 | 45.05 | 53.05 | 8 | 0
2035 | ENT_2_SOCO | ENT | SOCO | Internal | Shoulder | B14 | 900 | 2431 | 2431 | 42.68 | 53.05 | 8 | 2.37
2035 | ENT_2_SOCO | ENT | SOCO | Internal | Shoulder | B15 | 1203 | 2431 | 2431 | 33.35 | 53.05 | 8 | 11.7
2035 | ENT_2_SOCO | ENT | SOCO | Internal | Summer | B1 | 10 | 2431 | 2280.07 | 81.4 | 89.4 | 8 | 0
2035 | ENT_2_SOCO | ENT | SOCO | Internal | Summer | B2 | 25 | 2431 | 2431 | 75.6 | 88.3 | 8 | 4.69
2035 | ENT_2_SOCO | ENT | SOCO | Internal | Summer | B3 | 75 | 2431 | 2273.4 | 78.6 | 86.6 | 8 | 0
2035 | ENT_2_SOCO | ENT | SOCO | Internal | Summer | B4 | 100 | 2431 | 2431 | 75.59 | 86.6 | 8 | 3.01
2035 | ENT_2_SOCO | ENT | SOCO | Internal | Summer | B5 | 200 | 2431 | 2431 | 75.35 | 86.6 | 8 | 3.25
2035 | ENT_2_SOCO | ENT | SOCO | Internal | Summer | B6 | 300 | 2431 | 2431 | 59.7 | 71.02 | 8 | 3.32
2035 | ENT_2_SOCO | ENT | SOCO | Internal | Summer | B7 | 400 | 2431 | 2431 | 51.94 | 66.93 | 8 | 6.99
2035 | ENT_2_SOCO | ENT | SOCO | Internal | Summer | B8 | 500 | 2431 | 239.22 | 49.07 | 57.07 | 8 | 0
2035 | ENT_2_SOCO | ENT | SOCO | Internal | Summer | B9 | 800 | 2431 | 0 | 44.15 | 51.48 | 8 | 0
2035 | ENT_2_SOCO | ENT | SOCO | Internal | Summer | B10 | 1262 | 2431 | 2431 | 36.64 | 51.48 | 8 | 6.85
2035 | ENT_2_SOCO | ENT | SOCO | Internal | Winter | B16 | 25 | 2431 | 2431 | 54.46 | 79.46 | 8 | 17
2035 | ENT_2_SOCO | ENT | SOCO | Internal | Winter | B17 | 100 | 2431 | 1900.54 | 49.92 | 57.92 | 8 | 0
2035 | ENT_2_SOCO | ENT | SOCO | Internal | Winter | B18 | 400 | 2431 | 2431 | 44.79 | 56.53 | 8 | 3.73
2035 | ENT_2_SOCO | ENT | SOCO | Internal | Winter | B19 | 700 | 2431 | 2431 | 42.92 | 56.53 | 8 | 5.6
2035 | ENT_2_SOCO | ENT | SOCO | Internal | Winter | B20 | 935 | 2431 | 2431 | 34.39 | 55.68 | 8 | 13.29
2035 | ENT_2_TVA_Transmission | ENT | TVA_Transmission | Internal | Shoulder | B11 | 25 | 2100 | 453.52 | 59.86 | 67.86 | 8 | 0
2035 | ENT_2_TVA_Transmission | ENT | TVA_Transmission | Internal | Shoulder | B12 | 200 | 2100 | 0 | 50.84 | 56.24 | 8 | 0
2035 | ENT_2_TVA_Transmission | ENT | TVA_Transmission | Internal | Shoulder | B13 | 600 | 2100 | 0 | 45.05 | 52.52 | 8 | 0
2035 | ENT_2_TVA_Transmission | ENT | TVA_Transmission | Internal | Shoulder | B14 | 900 | 2100 | 2096.26 | 42.68 | 50.68 | 8 | 0
2035 | ENT_2_TVA_Transmission | ENT | TVA_Transmission | Internal | Shoulder | B15 | 1203 | 2100 | 2100 | 33.35 | 48 | 8 | 6.66
2035 | ENT_2_TVA_Transmission | ENT | TVA_Transmission | Internal | Summer | B1 | 10 | 2100 | 1248.54 | 81.4 | 89.4 | 8 | 0
2035 | ENT_2_TVA_Transmission | ENT | TVA_Transmission | Internal | Summer | B2 | 25 | 2100 | 415.76 | 75.6 | 83.6 | 8 | 0
2035 | ENT_2_TVA_Transmission | ENT | TVA_Transmission | Internal | Summer | B3 | 75 | 2100 | 0 | 78.6 | 83.18 | 8 | 0
2035 | ENT_2_TVA_Transmission | ENT | TVA_Transmission | Internal | Summer | B4 | 100 | 2100 | 0 | 75.59 | 83.18 | 8 | 0
2035 | ENT_2_TVA_Transmission | ENT | TVA_Transmission | Internal | Summer | B5 | 200 | 2100 | 0 | 75.35 | 79.6 | 8 | 0
2035 | ENT_2_TVA_Transmission | ENT | TVA_Transmission | Internal | Summer | B6 | 300 | 2100 | 0 | 59.7 | 64.76 | 8 | 0
2035 | ENT_2_TVA_Transmission | ENT | TVA_Transmission | Internal | Summer | B7 | 400 | 2100 | 0 | 51.94 | 58.51 | 8 | 0
2035 | ENT_2_TVA_Transmission | ENT | TVA_Transmission | Internal | Summer | B8 | 500 | 2100 | 0 | 49.07 | 51.17 | 8 | 0
2035 | ENT_2_TVA_Transmission | ENT | TVA_Transmission | Internal | Summer | B9 | 800 | 2100 | 0 | 44.15 | 49.22 | 8 | 0
2035 | ENT_2_TVA_Transmission | ENT | TVA_Transmission | Internal | Summer | B10 | 1262 | 2100 | 0 | 36.64 | 44.62 | 8 | 0
2035 | ENT_2_TVA_Transmission | ENT | TVA_Transmission | Internal | Winter | B16 | 25 | 2100 | 2100 | 54.46 | 70.46 | 8 | 8
2035 | ENT_2_TVA_Transmission | ENT | TVA_Transmission | Internal | Winter | B17 | 100 | 2100 | 700.69 | 49.92 | 57.92 | 8 | 0
2035 | ENT_2_TVA_Transmission | ENT | TVA_Transmission | Internal | Winter | B18 | 400 | 2100 | 927.56 | 44.79 | 52.79 | 8 | 0
2035 | ENT_2_TVA_Transmission | ENT | TVA_Transmission | Internal | Winter | B19 | 700 | 2100 | 1427.46 | 42.92 | 50.92 | 8 | 0
2035 | ENT_2_TVA_Transmission | ENT | TVA_Transmission | Internal | Winter | B20 | 935 | 2100 | 2100 | 34.39 | 47.9 | 8 | 5.51
2035 | HQ_NEISO_2_NEISO | HQ_NEISO | NEISO | Internal | Shoulder | B11 | 25 | 99999 | 4523.29 | 42.32 | 42.33 | 0.01 | 0
2035 | HQ_NEISO_2_NEISO | HQ_NEISO | NEISO | Internal | Shoulder | B12 | 200 | 99999 | 4507.22 | 42.32 | 42.33 | 0.01 | 0
2035 | HQ_NEISO_2_NEISO | HQ_NEISO | NEISO | Internal | Shoulder | B13 | 600 | 99999 | 4443.92 | 42.32 | 42.33 | 0.01 | 0
2035 | HQ_NEISO_2_NEISO | HQ_NEISO | NEISO | Internal | Shoulder | B14 | 900 | 99999 | 4333.2 | 42.32 | 42.33 | 0.01 | 0
2035 | HQ_NEISO_2_NEISO | HQ_NEISO | NEISO | Internal | Shoulder | B15 | 1203 | 99999 | 2251.49 | 42.32 | 42.33 | 0.01 | 0
2035 | HQ_NEISO_2_NEISO | HQ_NEISO | NEISO | Internal | Summer | B1 | 10 | 99999 | 5420 | 75.68 | 75.7 | 0.01 | 0
2035 | HQ_NEISO_2_NEISO | HQ_NEISO | NEISO | Internal | Summer | B2 | 25 | 99999 | 5313.73 | 64.43 | 64.45 | 0.01 | 0
2035 | HQ_NEISO_2_NEISO | HQ_NEISO | NEISO | Internal | Summer | B3 | 75 | 99999 | 5101.91 | 53.96 | 53.97 | 0.01 | 0
2035 | HQ_NEISO_2_NEISO | HQ_NEISO | NEISO | Internal | Summer | B4 | 100 | 99999 | 4919.84 | 38.69 | 38.7 | 0.01 | 0
2035 | HQ_NEISO_2_NEISO | HQ_NEISO | NEISO | Internal | Summer | B5 | 200 | 99999 | 4820.81 | 38.69 | 38.7 | 0.01 | 0
2035 | HQ_NEISO_2_NEISO | HQ_NEISO | NEISO | Internal | Summer | B6 | 300 | 99999 | 4709.12 | 38.69 | 38.7 | 0.01 | 0
2035 | HQ_NEISO_2_NEISO | HQ_NEISO | NEISO | Internal | Summer | B7 | 400 | 99999 | 4581.14 | 38.69 | 38.7 | 0.01 | 0
2035 | HQ_NEISO_2_NEISO | HQ_NEISO | NEISO | Internal | Summer | B8 | 500 | 99999 | 4480.51 | 38.69 | 38.7 | 0.01 | 0
2035 | HQ_NEISO_2_NEISO | HQ_NEISO | NEISO | Internal | Summer | B9 | 800 | 99999 | 4357.25 | 38.69 | 38.7 | 0.01 | 0
2035 | HQ_NEISO_2_NEISO | HQ_NEISO | NEISO | Internal | Summer | B10 | 1262 | 99999 | 1940.57 | 38.69 | 38.7 | 0.01 | 0
2035 | HQ_NEISO_2_NEISO | HQ_NEISO | NEISO | Internal | Winter | B16 | 25 | 99999 | 4746.16 | 53.5 | 53.51 | 0.01 | 0
2035 | HQ_NEISO_2_NEISO | HQ_NEISO | NEISO | Internal | Winter | B17 | 100 | 99999 | 4656.71 | 53.5 | 53.51 | 0.01 | 0
2035 | HQ_NEISO_2_NEISO | HQ_NEISO | NEISO | Internal | Winter | B18 | 400 | 99999 | 4588.26 | 53.5 | 53.51 | 0.01 | 0
2035 | HQ_NEISO_2_NEISO | HQ_NEISO | NEISO | Internal | Winter | B19 | 700 | 99999 | 4460.73 | 53.5 | 53.51 | 0.01 | 0
2035 | HQ_NEISO_2_NEISO | HQ_NEISO | NEISO | Internal | Winter | B20 | 935 | 99999 | 2471.08 | 53.5 | 53.51 | 0.01 | 0
2035 | HQ_NY_2_NYISO_A-F | HQ_NY | NYISO_A-F | Internal | Shoulder | B11 | 25 | 99999 | 2812.27 | 54.27 | 54.28 | 0.01 | 0
2035 | HQ_NY_2_NYISO_A-F | HQ_NY | NYISO_A-F | Internal | Shoulder | B12 | 200 | 99999 | 2847.69 | 47.87 | 47.88 | 0.01 | 0
2035 | HQ_NY_2_NYISO_A-F | HQ_NY | NYISO_A-F | Internal | Shoulder | B13 | 600 | 99999 | 2781.85 | 45.79 | 45.81 | 0.01 | 0
2035 | HQ_NY_2_NYISO_A-F | HQ_NY | NYISO_A-F | Internal | Shoulder | B14 | 900 | 99999 | 2673.14 | 45.76 | 45.77 | 0.01 | 0
2035 | HQ_NY_2_NYISO_A-F | HQ_NY | NYISO_A-F | Internal | Shoulder | B15 | 1203 | 99999 | 1582.7 | 45.76 | 45.77 | 0.01 | 0
2035 | HQ_NY_2_NYISO_A-F | HQ_NY | NYISO_A-F | Internal | Summer | B1 | 10 | 99999 | 3500 | 72.68 | 72.7 | 0.01 | 0
2035 | HQ_NY_2_NYISO_A-F | HQ_NY | NYISO_A-F | Internal | Summer | B2 | 25 | 99999 | 3406.62 | 67.43 | 67.45 | 0.01 | 0
2035 | HQ_NY_2_NYISO_A-F | HQ_NY | NYISO_A-F | Internal | Summer | B3 | 75 | 99999 | 3266.6 | 58.73 | 58.74 | 0.01 | 0
2035 | HQ_NY_2_NYISO_A-F | HQ_NY | NYISO_A-F | Internal | Summer | B4 | 100 | 99999 | 3116.28 | 58.73 | 58.74 | 0.01 | 0
2035 | HQ_NY_2_NYISO_A-F | HQ_NY | NYISO_A-F | Internal | Summer | B5 | 200 | 99999 | 3025.49 | 55.84 | 55.85 | 0.01 | 0
2035 | HQ_NY_2_NYISO_A-F | HQ_NY | NYISO_A-F | Internal | Summer | B6 | 300 | 99999 | 2934.86 | 53.69 | 53.7 | 0.01 | 0
2035 | HQ_NY_2_NYISO_A-F | HQ_NY | NYISO_A-F | Internal | Summer | B7 | 400 | 99999 | 2830.75 | 48.77 | 48.78 | 0.01 | 0
2035 | HQ_NY_2_NYISO_A-F | HQ_NY | NYISO_A-F | Internal | Summer | B8 | 500 | 99999 | 2760.25 | 44.46 | 44.48 | 0.01 | 0
2035 | HQ_NY_2_NYISO_A-F | HQ_NY | NYISO_A-F | Internal | Summer | B9 | 800 | 99999 | 2664.71 | 42.27 | 42.28 | 0.01 | 0
2035 | HQ_NY_2_NYISO_A-F | HQ_NY | NYISO_A-F | Internal | Summer | B10 | 1262 | 99999 | 1436.31 | 42.27 | 42.28 | 0.01 | 0
2035 | HQ_NY_2_NYISO_A-F | HQ_NY | NYISO_A-F | Internal | Winter | B16 | 25 | 99999 | 3058.87 | 56.5 | 56.51 | 0.01 | 0
2035 | HQ_NY_2_NYISO_A-F | HQ_NY | NYISO_A-F | Internal | Winter | B17 | 100 | 99999 | 3001.1 | 53.21 | 53.22 | 0.01 | 0
2035 | HQ_NY_2_NYISO_A-F | HQ_NY | NYISO_A-F | Internal | Winter | B18 | 400 | 99999 | 2934.69 | 53.21 | 53.22 | 0.01 | 0
2035 | HQ_NY_2_NYISO_A-F | HQ_NY | NYISO_A-F | Internal | Winter | B19 | 700 | 99999 | 2819.07 | 53.21 | 53.22 | 0.01 | 0
2035 | HQ_NY_2_NYISO_A-F | HQ_NY | NYISO_A-F | Internal | Winter | B20 | 935 | 99999 | 1762.97 | 53.21 | 53.22 | 0.01 | 0
2035 | HQ_IESO_2_IESO | HQ_IESO | IESO | Internal | Shoulder | B11 | 25 | 99999 | 400 | 49.64 | 49.65 | 0.01 | 0
2035 | HQ_IESO_2_IESO | HQ_IESO | IESO | Internal | Shoulder | B12 | 200 | 99999 | 400 | 47.82 | 47.83 | 0.01 | 0
2035 | HQ_IESO_2_IESO | HQ_IESO | IESO | Internal | Shoulder | B13 | 600 | 99999 | 400 | 45.66 | 45.67 | 0.01 | 0
2035 | HQ_IESO_2_IESO | HQ_IESO | IESO | Internal | Shoulder | B14 | 900 | 99999 | 400 | 45.66 | 45.67 | 0.01 | 0
2035 | HQ_IESO_2_IESO | HQ_IESO | IESO | Internal | Shoulder | B15 | 1203 | 99999 | 75.48 | 45.66 | 45.67 | 0.01 | 0
2035 | HQ_IESO_2_IESO | HQ_IESO | IESO | Internal | Summer | B1 | 10 | 99999 | 400 | 79.68 | 79.7 | 0.01 | 0
2035 | HQ_IESO_2_IESO | HQ_IESO | IESO | Internal | Summer | B2 | 25 | 99999 | 400 | 73.64 | 73.65 | 0.01 | 0
2035 | HQ_IESO_2_IESO | HQ_IESO | IESO | Internal | Summer | B3 | 75 | 99999 | 400 | 65.73 | 65.74 | 0.01 | 0
2035 | HQ_IESO_2_IESO | HQ_IESO | IESO | Internal | Summer | B4 | 100 | 99999 | 400 | 51.73 | 51.74 | 0.01 | 0
2035 | HQ_IESO_2_IESO | HQ_IESO | IESO | Internal | Summer | B5 | 200 | 99999 | 400 | 48.84 | 48.85 | 0.01 | 0
2035 | HQ_IESO_2_IESO | HQ_IESO | IESO | Internal | Summer | B6 | 300 | 99999 | 400 | 48.84 | 48.85 | 0.01 | 0
2035 | HQ_IESO_2_IESO | HQ_IESO | IESO | Internal | Summer | B7 | 400 | 99999 | 400 | 44.95 | 44.96 | 0.01 | 0
2035 | HQ_IESO_2_IESO | HQ_IESO | IESO | Internal | Summer | B8 | 500 | 99999 | 400 | 44.18 | 44.19 | 0.01 | 0
2035 | HQ_IESO_2_IESO | HQ_IESO | IESO | Internal | Summer | B9 | 800 | 99999 | 400 | 44.18 | 44.19 | 0.01 | 0
2035 | HQ_IESO_2_IESO | HQ_IESO | IESO | Internal | Summer | B10 | 1262 | 99999 | 12.04 | 44.18 | 44.19 | 0.01 | 0
2035 | HQ_IESO_2_IESO | HQ_IESO | IESO | Internal | Winter | B16 | 25 | 99999 | 400 | 52 | 52.02 | 0.01 | 0
2035 | HQ_IESO_2_IESO | HQ_IESO | IESO | Internal | Winter | B17 | 100 | 99999 | 400 | 50.26 | 50.27 | 0.01 | 0
2035 | HQ_IESO_2_IESO | HQ_IESO | IESO | Internal | Winter | B18 | 400 | 99999 | 400 | 47.79 | 47.81 | 0.01 | 0
2035 | HQ_IESO_2_IESO | HQ_IESO | IESO | Internal | Winter | B19 | 700 | 99999 | 400 | 47.79 | 47.81 | 0.01 | 0
2035 | HQ_IESO_2_IESO | HQ_IESO | IESO | Internal | Winter | B20 | 935 | 99999 | 91.98 | 47.79 | 47.81 | 0.01 | 0
2035 | IESO_2_MAPP_CA | IESO | MAPP_CA | Internal | Shoulder | B11 | 25 | 262 | 0 | 49.65 | 41.65 | 7 | 0
2035 | IESO_2_MAPP_CA | IESO | MAPP_CA | Internal | Shoulder | B12 | 200 | 262 | 0 | 47.83 | 50.82 | 7 | 0
2035 | IESO_2_MAPP_CA | IESO | MAPP_CA | Internal | Shoulder | B13 | 600 | 262 | 0 | 45.67 | 45.02 | 7 | 0
2035 | IESO_2_MAPP_CA | IESO | MAPP_CA | Internal | Shoulder | B14 | 900 | 262 | 0 | 45.67 | 35.88 | 7 | 0
2035 | IESO_2_MAPP_CA | IESO | MAPP_CA | Internal | Shoulder | B15 | 1203 | 262 | 0 | 45.67 | 35.88 | 7 | 0
2035 | IESO_2_MAPP_CA | IESO | MAPP_CA | Internal | Summer | B1 | 10 | 262 | 0 | 79.7 | 36.62 | 7 | 0
2035 | IESO_2_MAPP_CA | IESO | MAPP_CA | Internal | Summer | B2 | 25 | 262 | 0 | 73.65 | 36.62 | 7 | 0
2035 | IESO_2_MAPP_CA | IESO | MAPP_CA | Internal | Summer | B3 | 75 | 262 | 0 | 65.74 | 36.62 | 7 | 0
2035 | IESO_2_MAPP_CA | IESO | MAPP_CA | Internal | Summer | B4 | 100 | 262 | 0 | 51.74 | 43.74 | 7 | 0
2035 | IESO_2_MAPP_CA | IESO | MAPP_CA | Internal | Summer | B5 | 200 | 262 | 0 | 48.85 | 40.85 | 7 | 0
2035 | IESO_2_MAPP_CA | IESO | MAPP_CA | Internal | Summer | B6 | 300 | 262 | 0 | 48.85 | 40.85 | 7 | 0
2035 | IESO_2_MAPP_CA | IESO | MAPP_CA | Internal | Summer | B7 | 400 | 262 | 0 | 44.96 | 36.96 | 7 | 0
2035 | IESO_2_MAPP_CA | IESO | MAPP_CA | Internal | Summer | B8 | 500 | 262 | 0 | 44.19 | 36.62 | 7 | 0
2035 | IESO_2_MAPP_CA | IESO | MAPP_CA | Internal | Summer | B9 | 800 | 262 | 0 | 44.19 | 36.62 | 7 | 0
2035 | IESO_2_MAPP_CA | IESO | MAPP_CA | Internal | Summer | B10 | 1262 | 262 | 0 | 44.19 | 36.62 | 7 | 0
2035 | IESO_2_MAPP_CA | IESO | MAPP_CA | Internal | Winter | B16 | 25 | 262 | 0 | 52.02 | 41.97 | 7 | 0
2035 | IESO_2_MAPP_CA | IESO | MAPP_CA | Internal | Winter | B17 | 100 | 262 | 0 | 50.27 | 41.97 | 7 | 0
2035 | IESO_2_MAPP_CA | IESO | MAPP_CA | Internal | Winter | B18 | 400 | 262 | 0 | 47.81 | 41.97 | 7 | 0
2035 | IESO_2_MAPP_CA | IESO | MAPP_CA | Internal | Winter | B19 | 700 | 262 | 0 | 47.81 | 41.97 | 7 | 0
2035 | IESO_2_MAPP_CA | IESO | MAPP_CA | Internal | Winter | B20 | 935 | 262 | 0 | 47.81 | 41.97 | 7 | 0
2035 | IESO_2_MISO_MI | IESO | MISO_MI | Internal | Shoulder | B11 | 25 | 1840 | 1840 | 49.65 | 60.28 | 7 | 3.63
2035 | IESO_2_MISO_MI | IESO | MISO_MI | Internal | Shoulder | B12 | 200 | 1840 | 1148.76 | 47.83 | 54.83 | 7 | 0
2035 | IESO_2_MISO_MI | IESO | MISO_MI | Internal | Shoulder | B13 | 600 | 1840 | 0 | 45.67 | 51.03 | 7 | 0
2035 | IESO_2_MISO_MI | IESO | MISO_MI | Internal | Shoulder | B14 | 900 | 1840 | 0 | 45.67 | 47.87 | 7 | 0
2035 | IESO_2_MISO_MI | IESO | MISO_MI | Internal | Shoulder | B15 | 1203 | 1840 | 0 | 45.67 | 42.01 | 7 | 0
2035 | IESO_2_MISO_MI | IESO | MISO_MI | Internal | Summer | B1 | 10 | 1840 | 0 | 79.7 | 81.43 | 7 | 0
2035 | IESO_2_MISO_MI | IESO | MISO_MI | Internal | Summer | B2 | 25 | 1840 | 490.94 | 73.65 | 80.65 | 7 | 0
2035 | IESO_2_MISO_MI | IESO | MISO_MI | Internal | Summer | B3 | 75 | 1840 | 1840 | 65.74 | 78.63 | 7 | 5.89
2035 | IESO_2_MISO_MI | IESO | MISO_MI | Internal | Summer | B4 | 100 | 1840 | 1840 | 51.74 | 75.59 | 7 | 16.85
2035 | IESO_2_MISO_MI | IESO | MISO_MI | Internal | Summer | B5 | 200 | 1840 | 1840 | 48.85 | 75.37 | 7 | 19.52
2035 | IESO_2_MISO_MI | IESO | MISO_MI | Internal | Summer | B6 | 300 | 1840 | 1840 | 48.85 | 59.7 | 7 | 3.85
2035 | IESO_2_MISO_MI | IESO | MISO_MI | Internal | Summer | B7 | 400 | 1840 | 958.59 | 44.96 | 51.96 | 7 | 0
2035 | IESO_2_MISO_MI | IESO | MISO_MI | Internal | Summer | B8 | 500 | 1840 | 0 | 44.19 | 46.51 | 7 | 0
2035 | IESO_2_MISO_MI | IESO | MISO_MI | Internal | Summer | B9 | 800 | 1840 | 0 | 44.19 | 41.75 | 7 | 0
2035 | IESO_2_MISO_MI | IESO | MISO_MI | Internal | Summer | B10 | 1262 | 1840 | 0 | 44.19 | 37.93 | 7 | 0
2035 | IESO_2_MISO_MI | IESO | MISO_MI | Internal | Winter | B16 | 25 | 1840 | 1840 | 52.02 | 67.32 | 7 | 8.3
2035 | IESO_2_MISO_MI | IESO | MISO_MI | Internal | Winter | B17 | 100 | 1840 | 1198.65 | 50.27 | 57.27 | 7 | 0
2035 | IESO_2_MISO_MI | IESO | MISO_MI | Internal | Winter | B18 | 400 | 1840 | 0 | 47.81 | 53.91 | 7 | 0
2035 | IESO_2_MISO_MI | IESO | MISO_MI | Internal | Winter | B19 | 700 | 1840 | 0 | 47.81 | 47.7 | 7 | 0
2035 | IESO_2_MISO_MI | IESO | MISO_MI | Internal | Winter | B20 | 935 | 1840 | 0 | 47.81 | 41.17 | 7 | 0
2035 | IESO_2_MISO_W | IESO | MISO_W | Internal | Shoulder | B11 | 25 | 214 | 214 | 49.65 | 60.27 | 7 | 3.62
2035 | IESO_2_MISO_W | IESO | MISO_W | Internal | Shoulder | B12 | 200 | 214 | 0 | 47.83 | 50.83 | 7 | 0
2035 | IESO_2_MISO_W | IESO | MISO_W | Internal | Shoulder | B13 | 600 | 214 | 0 | 45.67 | 45.03 | 7 | 0
2035 | IESO_2_MISO_W | IESO | MISO_W | Internal | Shoulder | B14 | 900 | 214 | 0 | 45.67 | 35.89 | 7 | 0
2035 | IESO_2_MISO_W | IESO | MISO_W | Internal | Shoulder | B15 | 1203 | 214 | 0 | 45.67 | 32.63 | 7 | 0
2035 | IESO_2_MISO_W | IESO | MISO_W | Internal | Summer | B1 | 10 | 214 | 0 | 79.7 | 81.39 | 7 | 0
2035 | IESO_2_MISO_W | IESO | MISO_W | Internal | Summer | B2 | 25 | 214 | 0 | 73.65 | 75.59 | 7 | 0
2035 | IESO_2_MISO_W | IESO | MISO_W | Internal | Summer | B3 | 75 | 214 | 214 | 65.74 | 78.6 | 7 | 5.85
2035 | IESO_2_MISO_W | IESO | MISO_W | Internal | Summer | B4 | 100 | 214 | 214 | 51.74 | 75.58 | 7 | 16.83
2035 | IESO_2_MISO_W | IESO | MISO_W | Internal | Summer | B5 | 200 | 214 | 214 | 48.85 | 75.34 | 7 | 19.49
2035 | IESO_2_MISO_W | IESO | MISO_W | Internal | Summer | B6 | 300 | 214 | 214 | 48.85 | 59.69 | 7 | 3.84
2035 | IESO_2_MISO_W | IESO | MISO_W | Internal | Summer | B7 | 400 | 214 | 0 | 44.96 | 51.93 | 7 | 0
2035 | IESO_2_MISO_W | IESO | MISO_W | Internal | Summer | B8 | 500 | 214 | 0 | 44.19 | 44.12 | 7 | 0
2035 | IESO_2_MISO_W | IESO | MISO_W | Internal | Summer | B9 | 800 | 214 | 0 | 44.19 | 41.22 | 7 | 0
2035 | IESO_2_MISO_W | IESO | MISO_W | Internal | Summer | B10 | 1262 | 214 | 0 | 44.19 | 36.61 | 7 | 0
2035 | IESO_2_MISO_W | IESO | MISO_W | Internal | Winter | B16 | 25 | 214 | 0 | 52.02 | 36.31 | 7 | 0
2035 | IESO_2_MISO_W | IESO | MISO_W | Internal | Winter | B17 | 100 | 214 | 0 | 50.27 | 36.99 | 7 | 0
2035 | IESO_2_MISO_W | IESO | MISO_W | Internal | Winter | B18 | 400 | 214 | 0 | 47.81 | 41.98 | 7 | 0
2035 | IESO_2_MISO_W | IESO | MISO_W | Internal | Winter | B19 | 700 | 214 | 0 | 47.81 | 41.98 | 7 | 0
2035 | IESO_2_MISO_W | IESO | MISO_W | Internal | Winter | B20 | 935 | 214 | 0 | 47.81 | 32.67 | 7 | 0
2035 | IESO_2_NYISO_A-F | IESO | NYISO_A-F | Internal | Shoulder | B11 | 25 | 1725 | 0 | 49.65 | 54.28 | 7 | 0
2035 | IESO_2_NYISO_A-F | IESO | NYISO_A-F | Internal | Shoulder | B12 | 200 | 1725 | 0 | 47.83 | 47.88 | 7 | 0
2035 | IESO_2_NYISO_A-F | IESO | NYISO_A-F | Internal | Shoulder | B13 | 600 | 1725 | 0 | 45.67 | 45.81 | 7 | 0
2035 | IESO_2_NYISO_A-F | IESO | NYISO_A-F | Internal | Shoulder | B14 | 900 | 1725 | 0 | 45.67 | 45.77 | 7 | 0
2035 | IESO_2_NYISO_A-F | IESO | NYISO_A-F | Internal | Shoulder | B15 | 1203 | 1725 | 0 | 45.67 | 45.77 | 7 | 0
2035 | IESO_2_NYISO_A-F | IESO | NYISO_A-F | Internal | Summer | B1 | 10 | 1725 | 0 | 79.7 | 72.7 | 7 | 0
2035 | IESO_2_NYISO_A-F | IESO | NYISO_A-F | Internal | Summer | B2 | 25 | 1725 | 0 | 73.65 | 67.45 | 7 | 0
2035 | IESO_2_NYISO_A-F | IESO | NYISO_A-F | Internal | Summer | B3 | 75 | 1725 | 0 | 65.74 | 58.74 | 7 | 0
2035 | IESO_2_NYISO_A-F | IESO | NYISO_A-F | Internal | Summer | B4 | 100 | 1725 | 612.51 | 51.74 | 58.74 | 7 | 0
2035 | IESO_2_NYISO_A-F | IESO | NYISO_A-F | Internal | Summer | B5 | 200 | 1725 | 650.59 | 48.85 | 55.85 | 7 | 0
2035 | IESO_2_NYISO_A-F | IESO | NYISO_A-F | Internal | Summer | B6 | 300 | 1725 | 0 | 48.85 | 53.7 | 7 | 0
2035 | IESO_2_NYISO_A-F | IESO | NYISO_A-F | Internal | Summer | B7 | 400 | 1725 | 0 | 44.96 | 48.78 | 7 | 0
2035 | IESO_2_NYISO_A-F | IESO | NYISO_A-F | Internal | Summer | B8 | 500 | 1725 | 0 | 44.19 | 44.48 | 7 | 0
2035 | IESO_2_NYISO_A-F | IESO | NYISO_A-F | Internal | Summer | B9 | 800 | 1725 | 0 | 44.19 | 42.28 | 7 | 0
2035 | IESO_2_NYISO_A-F | IESO | NYISO_A-F | Internal | Summer | B10 | 1262 | 1725 | 0 | 44.19 | 42.28 | 7 | 0
2035 | IESO_2_NYISO_A-F | IESO | NYISO_A-F | Internal | Winter | B16 | 25 | 1725 | 0 | 52.02 | 56.51 | 7 | 0
2035 | IESO_2_NYISO_A-F | IESO | NYISO_A-F | Internal | Winter | B17 | 100 | 1725 | 0 | 50.27 | 53.22 | 7 | 0
2035 | IESO_2_NYISO_A-F | IESO | NYISO_A-F | Internal | Winter | B18 | 400 | 1725 | 0 | 47.81 | 53.22 | 7 | 0
2035 | IESO_2_NYISO_A-F | IESO | NYISO_A-F | Internal | Winter | B19 | 700 | 1725 | 0 | 47.81 | 53.22 | 7 | 0
2035 | IESO_2_NYISO_A-F | IESO | NYISO_A-F | Internal | Winter | B20 | 935 | 1725 | 0 | 47.81 | 53.22 | 7 | 0
2035 | MAPP_CA_2_IESO | MAPP_CA | IESO | Internal | Shoulder | B11 | 25 | 330 | 138.17 | 41.65 | 49.65 | 8 | 0
2035 | MAPP_CA_2_IESO | MAPP_CA | IESO | Internal | Shoulder | B12 | 200 | 330 | 0 | 50.82 | 47.83 | 8 | 0
2035 | MAPP_CA_2_IESO | MAPP_CA | IESO | Internal | Shoulder | B13 | 600 | 330 | 0 | 45.02 | 45.67 | 8 | 0
2035 | MAPP_CA_2_IESO | MAPP_CA | IESO | Internal | Shoulder | B14 | 900 | 330 | 330 | 35.88 | 45.67 | 8 | 1.79
2035 | MAPP_CA_2_IESO | MAPP_CA | IESO | Internal | Shoulder | B15 | 1203 | 330 | 330 | 35.88 | 45.67 | 8 | 1.79
2035 | MAPP_CA_2_IESO | MAPP_CA | IESO | Internal | Summer | B1 | 10 | 330 | 330 | 36.62 | 79.7 | 8 | 35.07
2035 | MAPP_CA_2_IESO | MAPP_CA | IESO | Internal | Summer | B2 | 25 | 330 | 330 | 36.62 | 73.65 | 8 | 29.03
2035 | MAPP_CA_2_IESO | MAPP_CA | IESO | Internal | Summer | B3 | 75 | 330 | 330 | 36.62 | 65.74 | 8 | 21.12
2035 | MAPP_CA_2_IESO | MAPP_CA | IESO | Internal | Summer | B4 | 100 | 330 | 297.07 | 43.74 | 51.74 | 8 | 0
2035 | MAPP_CA_2_IESO | MAPP_CA | IESO | Internal | Summer | B5 | 200 | 330 | 190.03 | 40.85 | 48.85 | 8 | 0
2035 | MAPP_CA_2_IESO | MAPP_CA | IESO | Internal | Summer | B6 | 300 | 330 | 74.81 | 40.85 | 48.85 | 8 | 0
2035 | MAPP_CA_2_IESO | MAPP_CA | IESO | Internal | Summer | B7 | 400 | 330 | 43.27 | 36.96 | 44.96 | 8 | 0
2035 | MAPP_CA_2_IESO | MAPP_CA | IESO | Internal | Summer | B8 | 500 | 330 | 0 | 36.62 | 44.19 | 8 | 0
2035 | MAPP_CA_2_IESO | MAPP_CA | IESO | Internal | Summer | B9 | 800 | 330 | 0 | 36.62 | 44.19 | 8 | 0
2035 | MAPP_CA_2_IESO | MAPP_CA | IESO | Internal | Summer | B10 | 1262 | 330 | 0 | 36.62 | 44.19 | 8 | 0
2035 | MAPP_CA_2_IESO | MAPP_CA | IESO | Internal | Winter | B16 | 25 | 330 | 330 | 41.97 | 52.02 | 8 | 2.05
2035 | MAPP_CA_2_IESO | MAPP_CA | IESO | Internal | Winter | B17 | 100 | 330 | 330 | 41.97 | 50.27 | 8 | 0.3
2035 | MAPP_CA_2_IESO | MAPP_CA | IESO | Internal | Winter | B18 | 400 | 330 | 0 | 41.97 | 47.81 | 8 | 0
2035 | MAPP_CA_2_IESO | MAPP_CA | IESO | Internal | Winter | B19 | 700 | 330 | 0 | 41.97 | 47.81 | 8 | 0
2035 | MAPP_CA_2_IESO | MAPP_CA | IESO | Internal | Winter | B20 | 935 | 330 | 0 | 41.97 | 47.81 | 8 | 0
2035 | MAPP_CA_2_MAPP_US | MAPP_CA | MAPP_US | Internal | Shoulder | B11 | 25 | 437 | 437 | 41.65 | 50.91 | 7 | 2.26
2035 | MAPP_CA_2_MAPP_US | MAPP_CA | MAPP_US | Internal | Shoulder | B12 | 200 | 437 | 0 | 50.82 | 43.83 | 7 | 0
2035 | MAPP_CA_2_MAPP_US | MAPP_CA | MAPP_US | Internal | Shoulder | B13 | 600 | 437 | 0 | 45.02 | 38.03 | 7 | 0
2035 | MAPP_CA_2_MAPP_US | MAPP_CA | MAPP_US | Internal | Shoulder | B14 | 900 | 437 | 0 | 35.88 | 28.89 | 7 | 0
2035 | MAPP_CA_2_MAPP_US | MAPP_CA | MAPP_US | Internal | Shoulder | B15 | 1203 | 437 | 0 | 35.88 | 25.63 | 7 | 0
2035 | MAPP_CA_2_MAPP_US | MAPP_CA | MAPP_US | Internal | Summer | B1 | 10 | 437 | 437 | 36.62 | 74.39 | 7 | 30.77
2035 | MAPP_CA_2_MAPP_US | MAPP_CA | MAPP_US | Internal | Summer | B2 | 25 | 437 | 437 | 36.62 | 68.59 | 7 | 24.97
2035 | MAPP_CA_2_MAPP_US | MAPP_CA | MAPP_US | Internal | Summer | B3 | 75 | 437 | 437 | 36.62 | 71.6 | 7 | 27.97
2035 | MAPP_CA_2_MAPP_US | MAPP_CA | MAPP_US | Internal | Summer | B4 | 100 | 437 | 437 | 43.74 | 68.58 | 7 | 17.83
2035 | MAPP_CA_2_MAPP_US | MAPP_CA | MAPP_US | Internal | Summer | B5 | 200 | 437 | 437 | 40.85 | 68.34 | 7 | 20.49
2035 | MAPP_CA_2_MAPP_US | MAPP_CA | MAPP_US | Internal | Summer | B6 | 300 | 437 | 437 | 40.85 | 52.69 | 7 | 4.84
2035 | MAPP_CA_2_MAPP_US | MAPP_CA | MAPP_US | Internal | Summer | B7 | 400 | 437 | 437 | 36.96 | 44.93 | 7 | 0.96
2035 | MAPP_CA_2_MAPP_US | MAPP_CA | MAPP_US | Internal | Summer | B8 | 500 | 437 | 0 | 36.62 | 37.12 | 7 | 0
2035 | MAPP_CA_2_MAPP_US | MAPP_CA | MAPP_US | Internal | Summer | B9 | 800 | 437 | 0 | 36.62 | 34.22 | 7 | 0
2035 | MAPP_CA_2_MAPP_US | MAPP_CA | MAPP_US | Internal | Summer | B10 | 1262 | 437 | 0 | 36.62 | 29.61 | 7 | 0
2035 | MAPP_CA_2_MAPP_US | MAPP_CA | MAPP_US | Internal | Winter | B16 | 25 | 437 | 0 | 41.97 | 27.1 | 7 | 0
2035 | MAPP_CA_2_MAPP_US | MAPP_CA | MAPP_US | Internal | Winter | B17 | 100 | 437 | 0 | 41.97 | 29.99 | 7 | 0
2035 | MAPP_CA_2_MAPP_US | MAPP_CA | MAPP_US | Internal | Winter | B18 | 400 | 437 | 0 | 41.97 | 34.98 | 7 | 0
2035 | MAPP_CA_2_MAPP_US | MAPP_CA | MAPP_US | Internal | Winter | B19 | 700 | 437 | 0 | 41.97 | 34.98 | 7 | 0
2035 | MAPP_CA_2_MAPP_US | MAPP_CA | MAPP_US | Internal | Winter | B20 | 935 | 437 | 0 | 41.97 | 25.67 | 7 | 0
2035 | MAPP_CA_2_MISO_W | MAPP_CA | MISO_W | Internal | Shoulder | B11 | 25 | 2058 | 2058 | 41.65 | 60.27 | 0.01 | 18.61
2035 | MAPP_CA_2_MISO_W | MAPP_CA | MISO_W | Internal | Shoulder | B12 | 200 | 2058 | 2009.14 | 50.82 | 50.83 | 0.01 | 0
2035 | MAPP_CA_2_MISO_W | MAPP_CA | MISO_W | Internal | Shoulder | B13 | 600 | 2058 | 2028.41 | 45.02 | 45.03 | 0.01 | 0
2035 | MAPP_CA_2_MISO_W | MAPP_CA | MISO_W | Internal | Shoulder | B14 | 900 | 2058 | 762.59 | 35.88 | 35.89 | 0.01 | 0
2035 | MAPP_CA_2_MISO_W | MAPP_CA | MISO_W | Internal | Shoulder | B15 | 1203 | 2058 | 0 | 35.88 | 32.63 | 0.01 | 0
2035 | MAPP_CA_2_MISO_W | MAPP_CA | MISO_W | Internal | Summer | B1 | 10 | 2058 | 2058 | 36.62 | 81.39 | 0.01 | 44.76
2035 | MAPP_CA_2_MISO_W | MAPP_CA | MISO_W | Internal | Summer | B2 | 25 | 2058 | 2058 | 36.62 | 75.59 | 0.01 | 38.95
2035 | MAPP_CA_2_MISO_W | MAPP_CA | MISO_W | Internal | Summer | B3 | 75 | 2058 | 2058 | 36.62 | 78.6 | 0.01 | 41.96
2035 | MAPP_CA_2_MISO_W | MAPP_CA | MISO_W | Internal | Summer | B4 | 100 | 2058 | 2058 | 43.74 | 75.58 | 0.01 | 31.82
2035 | MAPP_CA_2_MISO_W | MAPP_CA | MISO_W | Internal | Summer | B5 | 200 | 2058 | 2058 | 40.85 | 75.34 | 0.01 | 34.47
2035 | MAPP_CA_2_MISO_W | MAPP_CA | MISO_W | Internal | Summer | B6 | 300 | 2058 | 2058 | 40.85 | 59.69 | 0.01 | 18.83
2035 | MAPP_CA_2_MISO_W | MAPP_CA | MISO_W | Internal | Summer | B7 | 400 | 2058 | 2058 | 36.96 | 51.93 | 0.01 | 14.95
2035 | MAPP_CA_2_MISO_W | MAPP_CA | MISO_W | Internal | Summer | B8 | 500 | 2058 | 2058 | 36.62 | 44.12 | 0.01 | 7.49
2035 | MAPP_CA_2_MISO_W | MAPP_CA | MISO_W | Internal | Summer | B9 | 800 | 2058 | 2058 | 36.62 | 41.22 | 0.01 | 4.59
2035 | MAPP_CA_2_MISO_W | MAPP_CA | MISO_W | Internal | Summer | B10 | 1262 | 2058 | 0 | 36.62 | 36.61 | 0.01 | 0
2035 | MAPP_CA_2_MISO_W | MAPP_CA | MISO_W | Internal | Winter | B16 | 25 | 2058 | 0 | 41.97 | 36.31 | 0.01 | 0
2035 | MAPP_CA_2_MISO_W | MAPP_CA | MISO_W | Internal | Winter | B17 | 100 | 2058 | 0 | 41.97 | 36.99 | 0.01 | 0
2035 | MAPP_CA_2_MISO_W | MAPP_CA | MISO_W | Internal | Winter | B18 | 400 | 2058 | 1250.36 | 41.97 | 41.98 | 0.01 | 0
2035 | MAPP_CA_2_MISO_W | MAPP_CA | MISO_W | Internal | Winter | B19 | 700 | 2058 | 1133.52 | 41.97 | 41.98 | 0.01 | 0
2035 | MAPP_CA_2_MISO_W | MAPP_CA | MISO_W | Internal | Winter | B20 | 935 | 2058 | 0 | 41.97 | 32.67 | 0.01 | 0
2035 | MAPP_US_2_MAPP_CA | MAPP_US | MAPP_CA | Internal | Shoulder | B11 | 25 | 230 | 0 | 50.91 | 41.65 | 7 | 0
2035 | MAPP_US_2_MAPP_CA | MAPP_US | MAPP_CA | Internal | Shoulder | B12 | 200 | 230 | 0.02 | 43.83 | 50.82 | 7 | 0
2035 | MAPP_US_2_MAPP_CA | MAPP_US | MAPP_CA | Internal | Shoulder | B13 | 600 | 230 | 0 | 38.03 | 45.02 | 7 | 0
2035 | MAPP_US_2_MAPP_CA | MAPP_US | MAPP_CA | Internal | Shoulder | B14 | 900 | 230 | 0 | 28.89 | 35.88 | 7 | 0
2035 | MAPP_US_2_MAPP_CA | MAPP_US | MAPP_CA | Internal | Shoulder | B15 | 1203 | 230 | 230 | 25.63 | 35.88 | 7 | 3.25
2035 | MAPP_US_2_MAPP_CA | MAPP_US | MAPP_CA | Internal | Summer | B1 | 10 | 230 | 0 | 74.39 | 36.62 | 7 | 0
2035 | MAPP_US_2_MAPP_CA | MAPP_US | MAPP_CA | Internal | Summer | B2 | 25 | 230 | 0 | 68.59 | 36.62 | 7 | 0
2035 | MAPP_US_2_MAPP_CA | MAPP_US | MAPP_CA | Internal | Summer | B3 | 75 | 230 | 0 | 71.6 | 36.62 | 7 | 0
2035 | MAPP_US_2_MAPP_CA | MAPP_US | MAPP_CA | Internal | Summer | B4 | 100 | 230 | 0 | 68.58 | 43.74 | 7 | 0
2035 | MAPP_US_2_MAPP_CA | MAPP_US | MAPP_CA | Internal | Summer | B5 | 200 | 230 | 0 | 68.34 | 40.85 | 7 | 0
2035 | MAPP_US_2_MAPP_CA | MAPP_US | MAPP_CA | Internal | Summer | B6 | 300 | 230 | 0 | 52.69 | 40.85 | 7 | 0
2035 | MAPP_US_2_MAPP_CA | MAPP_US | MAPP_CA | Internal | Summer | B7 | 400 | 230 | 0 | 44.93 | 36.96 | 7 | 0
2035 | MAPP_US_2_MAPP_CA | MAPP_US | MAPP_CA | Internal | Summer | B8 | 500 | 230 | 0 | 37.12 | 36.62 | 7 | 0
2035 | MAPP_US_2_MAPP_CA | MAPP_US | MAPP_CA | Internal | Summer | B9 | 800 | 230 | 0 | 34.22 | 36.62 | 7 | 0
2035 | MAPP_US_2_MAPP_CA | MAPP_US | MAPP_CA | Internal | Summer | B10 | 1262 | 230 | 230 | 29.61 | 36.62 | 7 | 0.01
2035 | MAPP_US_2_MAPP_CA | MAPP_US | MAPP_CA | Internal | Winter | B16 | 25 | 230 | 230 | 27.1 | 41.97 | 7 | 7.86
2035 | MAPP_US_2_MAPP_CA | MAPP_US | MAPP_CA | Internal | Winter | B17 | 100 | 230 | 230 | 29.99 | 41.97 | 7 | 4.98
2035 | MAPP_US_2_MAPP_CA | MAPP_US | MAPP_CA | Internal | Winter | B18 | 400 | 230 | 0.01 | 34.98 | 41.97 | 7 | 0
2035 | MAPP_US_2_MAPP_CA | MAPP_US | MAPP_CA | Internal | Winter | B19 | 700 | 230 | 0 | 34.98 | 41.97 | 7 | 0
2035 | MAPP_US_2_MAPP_CA | MAPP_US | MAPP_CA | Internal | Winter | B20 | 935 | 230 | 230 | 25.67 | 41.97 | 7 | 9.29
2035 | MAPP_US_2_MISO_W | MAPP_US | MISO_W | Internal | Shoulder | B11 | 25 | 2635 | 2635 | 50.91 | 60.27 | 7 | 2.36
2035 | MAPP_US_2_MISO_W | MAPP_US | MISO_W | Internal | Shoulder | B12 | 200 | 2635 | 2072.12 | 43.83 | 50.83 | 7 | 0
2035 | MAPP_US_2_MISO_W | MAPP_US | MISO_W | Internal | Shoulder | B13 | 600 | 2635 | 2297.26 | 38.03 | 45.03 | 7 | 0
2035 | MAPP_US_2_MISO_W | MAPP_US | MISO_W | Internal | Shoulder | B14 | 900 | 2635 | 1296.73 | 28.89 | 35.89 | 7 | 0
2035 | MAPP_US_2_MISO_W | MAPP_US | MISO_W | Internal | Shoulder | B15 | 1203 | 2635 | 808.59 | 25.63 | 32.63 | 7 | 0
2035 | MAPP_US_2_MISO_W | MAPP_US | MISO_W | Internal | Summer | B1 | 10 | 2635 | 1193.55 | 74.39 | 81.39 | 7 | 0
2035 | MAPP_US_2_MISO_W | MAPP_US | MISO_W | Internal | Summer | B2 | 25 | 2635 | 1369.24 | 68.59 | 75.59 | 7 | 0
2035 | MAPP_US_2_MISO_W | MAPP_US | MISO_W | Internal | Summer | B3 | 75 | 2635 | 1358.71 | 71.6 | 78.6 | 7 | 0
2035 | MAPP_US_2_MISO_W | MAPP_US | MISO_W | Internal | Summer | B4 | 100 | 2635 | 1666.69 | 68.58 | 75.58 | 7 | 0
2035 | MAPP_US_2_MISO_W | MAPP_US | MISO_W | Internal | Summer | B5 | 200 | 2635 | 1680.53 | 68.34 | 75.34 | 7 | 0
2035 | MAPP_US_2_MISO_W | MAPP_US | MISO_W | Internal | Summer | B6 | 300 | 2635 | 1986.64 | 52.69 | 59.69 | 7 | 0
2035 | MAPP_US_2_MISO_W | MAPP_US | MISO_W | Internal | Summer | B7 | 400 | 2635 | 2262.46 | 44.93 | 51.93 | 7 | 0
2035 | MAPP_US_2_MISO_W | MAPP_US | MISO_W | Internal | Summer | B8 | 500 | 2635 | 2438.19 | 37.12 | 44.12 | 7 | 0
2035 | MAPP_US_2_MISO_W | MAPP_US | MISO_W | Internal | Summer | B9 | 800 | 2635 | 1891.95 | 34.22 | 41.22 | 7 | 0
2035 | MAPP_US_2_MISO_W | MAPP_US | MISO_W | Internal | Summer | B10 | 1262 | 2635 | 1838.34 | 29.61 | 36.61 | 7 | 0
2035 | MAPP_US_2_MISO_W | MAPP_US | MISO_W | Internal | Winter | B16 | 25 | 2635 | 2635 | 27.1 | 36.31 | 7 | 2.21
2035 | MAPP_US_2_MISO_W | MAPP_US | MISO_W | Internal | Winter | B17 | 100 | 2635 | 1741.66 | 29.99 | 36.99 | 7 | 0
2035 | MAPP_US_2_MISO_W | MAPP_US | MISO_W | Internal | Winter | B18 | 400 | 2635 | 1817.22 | 34.98 | 41.98 | 7 | 0
2035 | MAPP_US_2_MISO_W | MAPP_US | MISO_W | Internal | Winter | B19 | 700 | 2635 | 865.93 | 34.98 | 41.98 | 7 | 0
2035 | MAPP_US_2_MISO_W | MAPP_US | MISO_W | Internal | Winter | B20 | 935 | 2635 | 29.37 | 25.67 | 32.67 | 7 | 0
2035 | MAPP_US_2_NE | MAPP_US | NE | Internal | Shoulder | B11 | 25 | 2000 | 0 | 50.91 | 55.27 | 7 | 0
2035 | MAPP_US_2_NE | MAPP_US | NE | Internal | Shoulder | B12 | 200 | 2000 | 0 | 43.83 | 45.83 | 7 | 0
2035 | MAPP_US_2_NE | MAPP_US | NE | Internal | Shoulder | B13 | 600 | 2000 | 0 | 38.03 | 40.03 | 7 | 0
2035 | MAPP_US_2_NE | MAPP_US | NE | Internal | Shoulder | B14 | 900 | 2000 | 0 | 28.89 | 30.49 | 7 | 0
2035 | MAPP_US_2_NE | MAPP_US | NE | Internal | Shoulder | B15 | 1203 | 2000 | 0 | 25.63 | 23.93 | 7 | 0
2035 | MAPP_US_2_NE | MAPP_US | NE | Internal | Summer | B1 | 10 | 2000 | 0 | 74.39 | 76.39 | 7 | 0
2035 | MAPP_US_2_NE | MAPP_US | NE | Internal | Summer | B2 | 25 | 2000 | 0 | 68.59 | 70.59 | 7 | 0
2035 | MAPP_US_2_NE | MAPP_US | NE | Internal | Summer | B3 | 75 | 2000 | 0 | 71.6 | 73.6 | 7 | 0
2035 | MAPP_US_2_NE | MAPP_US | NE | Internal | Summer | B4 | 100 | 2000 | 0 | 68.58 | 70.58 | 7 | 0
2035 | MAPP_US_2_NE | MAPP_US | NE | Internal | Summer | B5 | 200 | 2000 | 0 | 68.34 | 70.34 | 7 | 0
2035 | MAPP_US_2_NE | MAPP_US | NE | Internal | Summer | B6 | 300 | 2000 | 0 | 52.69 | 54.69 | 7 | 0
2035 | MAPP_US_2_NE | MAPP_US | NE | Internal | Summer | B7 | 400 | 2000 | 0 | 44.93 | 46.93 | 7 | 0
2035 | MAPP_US_2_NE | MAPP_US | NE | Internal | Summer | B8 | 500 | 2000 | 0 | 37.12 | 39.12 | 7 | 0
2035 | MAPP_US_2_NE | MAPP_US | NE | Internal | Summer | B9 | 800 | 2000 | 0 | 34.22 | 36.22 | 7 | 0
2035 | MAPP_US_2_NE | MAPP_US | NE | Internal | Summer | B10 | 1262 | 2000 | 0 | 29.61 | 31.61 | 7 | 0
2035 | MAPP_US_2_NE | MAPP_US | NE | Internal | Winter | B16 | 25 | 2000 | 0 | 27.1 | -33.82 | 7 | 0
2035 | MAPP_US_2_NE | MAPP_US | NE | Internal | Winter | B17 | 100 | 2000 | 0 | 29.99 | 24.99 | 7 | 0
2035 | MAPP_US_2_NE | MAPP_US | NE | Internal | Winter | B18 | 400 | 2000 | 0 | 34.98 | 36.98 | 7 | 0
2035 | MAPP_US_2_NE | MAPP_US | NE | Internal | Winter | B19 | 700 | 2000 | 0 | 34.98 | 36.97 | 7 | 0
2035 | MAPP_US_2_NE | MAPP_US | NE | Internal | Winter | B20 | 935 | 2000 | 0 | 25.67 | 25.94 | 7 | 0
2035 | MARITIMES_2_NEISO | MARITIMES | NEISO | Internal | Shoulder | B11 | 25 | 99999 | 1720.66 | 42.32 | 42.33 | 0.01 | 0
2035 | MARITIMES_2_NEISO | MARITIMES | NEISO | Internal | Shoulder | B12 | 200 | 99999 | 1717.44 | 42.32 | 42.33 | 0.01 | 0
2035 | MARITIMES_2_NEISO | MARITIMES | NEISO | Internal | Shoulder | B13 | 600 | 99999 | 1704.78 | 42.32 | 42.33 | 0.01 | 0
2035 | MARITIMES_2_NEISO | MARITIMES | NEISO | Internal | Shoulder | B14 | 900 | 99999 | 1682.64 | 42.32 | 42.33 | 0.01 | 0
2035 | MARITIMES_2_NEISO | MARITIMES | NEISO | Internal | Shoulder | B15 | 1203 | 99999 | 648.08 | 42.32 | 42.33 | 0.01 | 0
2035 | MARITIMES_2_NEISO | MARITIMES | NEISO | Internal | Summer | B1 | 10 | 99999 | 1900 | 75.68 | 75.7 | 0.01 | 0
2035 | MARITIMES_2_NEISO | MARITIMES | NEISO | Internal | Summer | B2 | 25 | 99999 | 1878.75 | 64.43 | 64.45 | 0.01 | 0
2035 | MARITIMES_2_NEISO | MARITIMES | NEISO | Internal | Summer | B3 | 75 | 99999 | 1836.38 | 53.96 | 53.97 | 0.01 | 0
2035 | MARITIMES_2_NEISO | MARITIMES | NEISO | Internal | Summer | B4 | 100 | 99999 | 1799.97 | 38.69 | 38.7 | 0.01 | 0
2035 | MARITIMES_2_NEISO | MARITIMES | NEISO | Internal | Summer | B5 | 200 | 99999 | 1780.16 | 38.69 | 38.7 | 0.01 | 0
2035 | MARITIMES_2_NEISO | MARITIMES | NEISO | Internal | Summer | B6 | 300 | 99999 | 1757.82 | 38.69 | 38.7 | 0.01 | 0
2035 | MARITIMES_2_NEISO | MARITIMES | NEISO | Internal | Summer | B7 | 400 | 99999 | 1732.23 | 38.69 | 38.7 | 0.01 | 0
2035 | MARITIMES_2_NEISO | MARITIMES | NEISO | Internal | Summer | B8 | 500 | 99999 | 1712.1 | 38.69 | 38.7 | 0.01 | 0
2035 | MARITIMES_2_NEISO | MARITIMES | NEISO | Internal | Summer | B9 | 800 | 99999 | 1687.45 | 38.69 | 38.7 | 0.01 | 0
2035 | MARITIMES_2_NEISO | MARITIMES | NEISO | Internal | Summer | B10 | 1262 | 99999 | 465.06 | 38.69 | 38.7 | 0.01 | 0
2035 | MARITIMES_2_NEISO | MARITIMES | NEISO | Internal | Winter | B16 | 25 | 99999 | 1765.23 | 53.5 | 53.51 | 0.01 | 0
2035 | MARITIMES_2_NEISO | MARITIMES | NEISO | Internal | Winter | B17 | 100 | 99999 | 1747.34 | 53.5 | 53.51 | 0.01 | 0
2035 | MARITIMES_2_NEISO | MARITIMES | NEISO | Internal | Winter | B18 | 400 | 99999 | 1733.65 | 53.5 | 53.51 | 0.01 | 0
2035 | MARITIMES_2_NEISO | MARITIMES | NEISO | Internal | Winter | B19 | 700 | 99999 | 1708.15 | 53.5 | 53.51 | 0.01 | 0
2035 | MARITIMES_2_NEISO | MARITIMES | NEISO | Internal | Winter | B20 | 935 | 99999 | 723.43 | 53.5 | 53.51 | 0.01 | 0
2035 | MISO_IN_2_MISO_MI | MISO_IN | MISO_MI | Internal | Shoulder | B11 | 25 | 5081 | 0.09 | 60.29 | 60.28 | 0.01 | 0
2035 | MISO_IN_2_MISO_MI | MISO_IN | MISO_MI | Internal | Shoulder | B12 | 200 | 5081 | 2946.12 | 54.82 | 54.83 | 0.01 | 0
2035 | MISO_IN_2_MISO_MI | MISO_IN | MISO_MI | Internal | Shoulder | B13 | 600 | 5081 | 4080.05 | 51.02 | 51.03 | 0.01 | 0
2035 | MISO_IN_2_MISO_MI | MISO_IN | MISO_MI | Internal | Shoulder | B14 | 900 | 5081 | 4164.28 | 47.86 | 47.87 | 0.01 | 0
2035 | MISO_IN_2_MISO_MI | MISO_IN | MISO_MI | Internal | Shoulder | B15 | 1203 | 5081 | 3976.52 | 42 | 42.01 | 0.01 | 0
2035 | MISO_IN_2_MISO_MI | MISO_IN | MISO_MI | Internal | Summer | B1 | 10 | 5081 | 2067.68 | 81.42 | 81.43 | 0.01 | 0
2035 | MISO_IN_2_MISO_MI | MISO_IN | MISO_MI | Internal | Summer | B2 | 25 | 5081 | 1885.73 | 80.64 | 80.65 | 0.01 | 0
2035 | MISO_IN_2_MISO_MI | MISO_IN | MISO_MI | Internal | Summer | B3 | 75 | 5081 | 197.03 | 78.62 | 78.63 | 0.01 | 0
2035 | MISO_IN_2_MISO_MI | MISO_IN | MISO_MI | Internal | Summer | B4 | 100 | 5081 | 0.02 | 75.6 | 75.59 | 0.01 | 0
2035 | MISO_IN_2_MISO_MI | MISO_IN | MISO_MI | Internal | Summer | B5 | 200 | 5081 | 472.07 | 75.36 | 75.37 | 0.01 | 0
2035 | MISO_IN_2_MISO_MI | MISO_IN | MISO_MI | Internal | Summer | B6 | 300 | 5081 | 0 | 59.71 | 59.7 | 0.01 | 0
2035 | MISO_IN_2_MISO_MI | MISO_IN | MISO_MI | Internal | Summer | B7 | 400 | 5081 | 2787.9 | 51.95 | 51.96 | 0.01 | 0
2035 | MISO_IN_2_MISO_MI | MISO_IN | MISO_MI | Internal | Summer | B8 | 500 | 5081 | 5081 | 44.21 | 46.51 | 0.01 | 2.29
2035 | MISO_IN_2_MISO_MI | MISO_IN | MISO_MI | Internal | Summer | B9 | 800 | 5081 | 5081 | 41.28 | 41.75 | 0.01 | 0.45
2035 | MISO_IN_2_MISO_MI | MISO_IN | MISO_MI | Internal | Summer | B10 | 1262 | 5081 | 5081 | 36.64 | 37.93 | 0.01 | 1.28
2035 | MISO_IN_2_MISO_MI | MISO_IN | MISO_MI | Internal | Winter | B16 | 25 | 5081 | 0.15 | 67.33 | 67.32 | 0.01 | 0
2035 | MISO_IN_2_MISO_MI | MISO_IN | MISO_MI | Internal | Winter | B17 | 100 | 5081 | 1945.77 | 57.26 | 57.27 | 0.01 | 0
2035 | MISO_IN_2_MISO_MI | MISO_IN | MISO_MI | Internal | Winter | B18 | 400 | 5081 | 4049.4 | 53.9 | 53.91 | 0.01 | 0
2035 | MISO_IN_2_MISO_MI | MISO_IN | MISO_MI | Internal | Winter | B19 | 700 | 5081 | 4294.91 | 47.69 | 47.7 | 0.01 | 0
2035 | MISO_IN_2_MISO_MI | MISO_IN | MISO_MI | Internal | Winter | B20 | 935 | 5081 | 3653.68 | 41.16 | 41.17 | 0.01 | 0
2035 | MISO_IN_2_MISO_MO-IL | MISO_IN | MISO_MO-IL | Internal | Shoulder | B11 | 25 | 9129 | 0.08 | 60.29 | 60.28 | 0.01 | 0
2035 | MISO_IN_2_MISO_MO-IL | MISO_IN | MISO_MO-IL | Internal | Shoulder | B12 | 200 | 9129 | 0 | 54.82 | 50.84 | 0.01 | 0
2035 | MISO_IN_2_MISO_MO-IL | MISO_IN | MISO_MO-IL | Internal | Shoulder | B13 | 600 | 9129 | 0 | 51.02 | 45.05 | 0.01 | 0
2035 | MISO_IN_2_MISO_MO-IL | MISO_IN | MISO_MO-IL | Internal | Shoulder | B14 | 900 | 9129 | 0 | 47.86 | 42.68 | 0.01 | 0
2035 | MISO_IN_2_MISO_MO-IL | MISO_IN | MISO_MO-IL | Internal | Shoulder | B15 | 1203 | 9129 | 0 | 42 | 40 | 0.01 | 0
2035 | MISO_IN_2_MISO_MO-IL | MISO_IN | MISO_MO-IL | Internal | Summer | B1 | 10 | 9129 | 0.2 | 81.42 | 81.4 | 0.01 | 0
2035 | MISO_IN_2_MISO_MO-IL | MISO_IN | MISO_MO-IL | Internal | Summer | B2 | 25 | 9129 | 0 | 80.64 | 78.76 | 0.01 | 0
2035 | MISO_IN_2_MISO_MO-IL | MISO_IN | MISO_MO-IL | Internal | Summer | B3 | 75 | 9129 | 0.03 | 78.62 | 78.61 | 0.01 | 0
2035 | MISO_IN_2_MISO_MO-IL | MISO_IN | MISO_MO-IL | Internal | Summer | B4 | 100 | 9129 | 0.02 | 75.6 | 75.59 | 0.01 | 0
2035 | MISO_IN_2_MISO_MO-IL | MISO_IN | MISO_MO-IL | Internal | Summer | B5 | 200 | 9129 | 0.01 | 75.36 | 75.35 | 0.01 | 0
2035 | MISO_IN_2_MISO_MO-IL | MISO_IN | MISO_MO-IL | Internal | Summer | B6 | 300 | 9129 | 0 | 59.71 | 59.7 | 0.01 | 0
2035 | MISO_IN_2_MISO_MO-IL | MISO_IN | MISO_MO-IL | Internal | Summer | B7 | 400 | 9129 | 0 | 51.95 | 51.94 | 0.01 | 0
2035 | MISO_IN_2_MISO_MO-IL | MISO_IN | MISO_MO-IL | Internal | Summer | B8 | 500 | 9129 | 0 | 44.21 | 44.14 | 0.01 | 0
2035 | MISO_IN_2_MISO_MO-IL | MISO_IN | MISO_MO-IL | Internal | Summer | B9 | 800 | 9129 | 0 | 41.28 | 41.23 | 0.01 | 0
2035 | MISO_IN_2_MISO_MO-IL | MISO_IN | MISO_MO-IL | Internal | Summer | B10 | 1262 | 9129 | 0 | 36.64 | 36.62 | 0.01 | 0
2035 | MISO_IN_2_MISO_MO-IL | MISO_IN | MISO_MO-IL | Internal | Winter | B16 | 25 | 9129 | 0 | 67.33 | 62.46 | 0.01 | 0
2035 | MISO_IN_2_MISO_MO-IL | MISO_IN | MISO_MO-IL | Internal | Winter | B17 | 100 | 9129 | 0 | 57.26 | 55.57 | 0.01 | 0
2035 | MISO_IN_2_MISO_MO-IL | MISO_IN | MISO_MO-IL | Internal | Winter | B18 | 400 | 9129 | 0 | 53.9 | 44.79 | 0.01 | 0
2035 | MISO_IN_2_MISO_MO-IL | MISO_IN | MISO_MO-IL | Internal | Winter | B19 | 700 | 9129 | 0 | 47.69 | 42.92 | 0.01 | 0
2035 | MISO_IN_2_MISO_MO-IL | MISO_IN | MISO_MO-IL | Internal | Winter | B20 | 935 | 9129 | 0 | 41.16 | 39.9 | 0.01 | 0
2035 | MISO_IN_2_NonRTO_Midwest | MISO_IN | NonRTO_Midwest | Internal | Shoulder | B11 | 25 | 4800 | 1715.38 | 60.29 | 68.29 | 8 | 0
2035 | MISO_IN_2_NonRTO_Midwest | MISO_IN | NonRTO_Midwest | Internal | Shoulder | B12 | 200 | 4800 | 1084.03 | 54.82 | 62.82 | 8 | 0
2035 | MISO_IN_2_NonRTO_Midwest | MISO_IN | NonRTO_Midwest | Internal | Shoulder | B13 | 600 | 4800 | 478.76 | 51.02 | 59.02 | 8 | 0
2035 | MISO_IN_2_NonRTO_Midwest | MISO_IN | NonRTO_Midwest | Internal | Shoulder | B14 | 900 | 4800 | 0 | 47.86 | 50.89 | 8 | 0
2035 | MISO_IN_2_NonRTO_Midwest | MISO_IN | NonRTO_Midwest | Internal | Shoulder | B15 | 1203 | 4800 | 0 | 42 | 40 | 8 | 0
2035 | MISO_IN_2_NonRTO_Midwest | MISO_IN | NonRTO_Midwest | Internal | Summer | B1 | 10 | 4800 | 0 | 81.42 | 84.43 | 8 | 0
2035 | MISO_IN_2_NonRTO_Midwest | MISO_IN | NonRTO_Midwest | Internal | Summer | B2 | 25 | 4800 | 0 | 80.64 | 84.43 | 8 | 0
2035 | MISO_IN_2_NonRTO_Midwest | MISO_IN | NonRTO_Midwest | Internal | Summer | B3 | 75 | 4800 | 0 | 78.62 | 84.43 | 8 | 0
2035 | MISO_IN_2_NonRTO_Midwest | MISO_IN | NonRTO_Midwest | Internal | Summer | B4 | 100 | 4800 | 1575.78 | 75.6 | 83.6 | 8 | 0
2035 | MISO_IN_2_NonRTO_Midwest | MISO_IN | NonRTO_Midwest | Internal | Summer | B5 | 200 | 4800 | 1228.71 | 75.36 | 83.36 | 8 | 0
2035 | MISO_IN_2_NonRTO_Midwest | MISO_IN | NonRTO_Midwest | Internal | Summer | B6 | 300 | 4800 | 699.54 | 59.71 | 67.71 | 8 | 0
2035 | MISO_IN_2_NonRTO_Midwest | MISO_IN | NonRTO_Midwest | Internal | Summer | B7 | 400 | 4800 | 50.93 | 51.95 | 59.95 | 8 | 0
2035 | MISO_IN_2_NonRTO_Midwest | MISO_IN | NonRTO_Midwest | Internal | Summer | B8 | 500 | 4800 | 0 | 44.21 | 44.56 | 8 | 0
2035 | MISO_IN_2_NonRTO_Midwest | MISO_IN | NonRTO_Midwest | Internal | Summer | B9 | 800 | 4800 | 0 | 41.28 | 41.22 | 8 | 0
2035 | MISO_IN_2_NonRTO_Midwest | MISO_IN | NonRTO_Midwest | Internal | Summer | B10 | 1262 | 4800 | 0 | 36.64 | 36.62 | 8 | 0
2035 | MISO_IN_2_NonRTO_Midwest | MISO_IN | NonRTO_Midwest | Internal | Winter | B16 | 25 | 4800 | 2560.98 | 67.33 | 75.33 | 8 | 0
2035 | MISO_IN_2_NonRTO_Midwest | MISO_IN | NonRTO_Midwest | Internal | Winter | B17 | 100 | 4800 | 1407.14 | 57.26 | 65.26 | 8 | 0
2035 | MISO_IN_2_NonRTO_Midwest | MISO_IN | NonRTO_Midwest | Internal | Winter | B18 | 400 | 4800 | 0.01 | 53.9 | 61.79 | 8 | 0
2035 | MISO_IN_2_NonRTO_Midwest | MISO_IN | NonRTO_Midwest | Internal | Winter | B19 | 700 | 4800 | 0 | 47.69 | 50.72 | 8 | 0
2035 | MISO_IN_2_NonRTO_Midwest | MISO_IN | NonRTO_Midwest | Internal | Winter | B20 | 935 | 4800 | 0 | 41.16 | 39.9 | 8 | 0
2035 | MISO_IN_2_PJM_ROR | MISO_IN | PJM_ROR | Internal | Shoulder | B11 | 25 | 992 | 0.08 | 60.29 | 62.27 | 2 | 0
2035 | MISO_IN_2_PJM_ROR | MISO_IN | PJM_ROR | Internal | Shoulder | B12 | 200 | 992 | 0 | 54.82 | 52.83 | 2 | 0
2035 | MISO_IN_2_PJM_ROR | MISO_IN | PJM_ROR | Internal | Shoulder | B13 | 600 | 992 | 0 | 51.02 | 49.03 | 2 | 0
2035 | MISO_IN_2_PJM_ROR | MISO_IN | PJM_ROR | Internal | Shoulder | B14 | 900 | 992 | 0 | 47.86 | 47.79 | 2 | 0
2035 | MISO_IN_2_PJM_ROR | MISO_IN | PJM_ROR | Internal | Shoulder | B15 | 1203 | 992 | 992 | 42 | 44.01 | 2 | 0.01
2035 | MISO_IN_2_PJM_ROR | MISO_IN | PJM_ROR | Internal | Summer | B1 | 10 | 992 | 0.2 | 81.42 | 83.39 | 2 | 0
2035 | MISO_IN_2_PJM_ROR | MISO_IN | PJM_ROR | Internal | Summer | B2 | 25 | 992 | 0 | 80.64 | 77.59 | 2 | 0
2035 | MISO_IN_2_PJM_ROR | MISO_IN | PJM_ROR | Internal | Summer | B3 | 75 | 992 | 0 | 78.62 | 77.18 | 2 | 0
2035 | MISO_IN_2_PJM_ROR | MISO_IN | PJM_ROR | Internal | Summer | B4 | 100 | 992 | 0 | 75.6 | 77.18 | 2 | 0
2035 | MISO_IN_2_PJM_ROR | MISO_IN | PJM_ROR | Internal | Summer | B5 | 200 | 992 | 0 | 75.36 | 73.6 | 2 | 0
2035 | MISO_IN_2_PJM_ROR | MISO_IN | PJM_ROR | Internal | Summer | B6 | 300 | 992 | 0 | 59.71 | 61.69 | 2 | 0
2035 | MISO_IN_2_PJM_ROR | MISO_IN | PJM_ROR | Internal | Summer | B7 | 400 | 992 | 0 | 51.95 | 53.93 | 2 | 0
2035 | MISO_IN_2_PJM_ROR | MISO_IN | PJM_ROR | Internal | Summer | B8 | 500 | 992 | 0 | 44.21 | 46.12 | 2 | 0
2035 | MISO_IN_2_PJM_ROR | MISO_IN | PJM_ROR | Internal | Summer | B9 | 800 | 992 | 0 | 41.28 | 43.22 | 2 | 0
2035 | MISO_IN_2_PJM_ROR | MISO_IN | PJM_ROR | Internal | Summer | B10 | 1262 | 992 | 992 | 36.64 | 39.93 | 2 | 1.29
2035 | MISO_IN_2_PJM_ROR | MISO_IN | PJM_ROR | Internal | Winter | B16 | 25 | 992 | 0 | 67.33 | 65.33 | 2 | 0
2035 | MISO_IN_2_PJM_ROR | MISO_IN | PJM_ROR | Internal | Winter | B17 | 100 | 992 | 0 | 57.26 | 57.94 | 2 | 0
2035 | MISO_IN_2_PJM_ROR | MISO_IN | PJM_ROR | Internal | Winter | B18 | 400 | 992 | 0 | 53.9 | 51.91 | 2 | 0
2035 | MISO_IN_2_PJM_ROR | MISO_IN | PJM_ROR | Internal | Winter | B19 | 700 | 992 | 5.59 | 47.69 | 49.69 | 2 | 0
2035 | MISO_IN_2_PJM_ROR | MISO_IN | PJM_ROR | Internal | Winter | B20 | 935 | 992 | 992 | 41.16 | 43.17 | 2 | 0.01
2035 | MISO_MI_2_IESO | MISO_MI | IESO | Internal | Shoulder | B11 | 25 | 1580 | 0 | 60.28 | 49.65 | 8 | 0
2035 | MISO_MI_2_IESO | MISO_MI | IESO | Internal | Shoulder | B12 | 200 | 1580 | 0 | 54.83 | 47.83 | 8 | 0
2035 | MISO_MI_2_IESO | MISO_MI | IESO | Internal | Shoulder | B13 | 600 | 1580 | 0 | 51.03 | 45.67 | 8 | 0
2035 | MISO_MI_2_IESO | MISO_MI | IESO | Internal | Shoulder | B14 | 900 | 1580 | 0 | 47.87 | 45.67 | 8 | 0
2035 | MISO_MI_2_IESO | MISO_MI | IESO | Internal | Shoulder | B15 | 1203 | 1580 | 0 | 42.01 | 45.67 | 8 | 0
2035 | MISO_MI_2_IESO | MISO_MI | IESO | Internal | Summer | B1 | 10 | 1580 | 0 | 81.43 | 79.7 | 8 | 0
2035 | MISO_MI_2_IESO | MISO_MI | IESO | Internal | Summer | B2 | 25 | 1580 | 0 | 80.65 | 73.65 | 8 | 0
2035 | MISO_MI_2_IESO | MISO_MI | IESO | Internal | Summer | B3 | 75 | 1580 | 0 | 78.63 | 65.74 | 8 | 0
2035 | MISO_MI_2_IESO | MISO_MI | IESO | Internal | Summer | B4 | 100 | 1580 | 0 | 75.59 | 51.74 | 8 | 0
2035 | MISO_MI_2_IESO | MISO_MI | IESO | Internal | Summer | B5 | 200 | 1580 | 0 | 75.37 | 48.85 | 8 | 0
2035 | MISO_MI_2_IESO | MISO_MI | IESO | Internal | Summer | B6 | 300 | 1580 | 0 | 59.7 | 48.85 | 8 | 0
2035 | MISO_MI_2_IESO | MISO_MI | IESO | Internal | Summer | B7 | 400 | 1580 | 0 | 51.96 | 44.96 | 8 | 0
2035 | MISO_MI_2_IESO | MISO_MI | IESO | Internal | Summer | B8 | 500 | 1580 | 0 | 46.51 | 44.19 | 8 | 0
2035 | MISO_MI_2_IESO | MISO_MI | IESO | Internal | Summer | B9 | 800 | 1580 | 0 | 41.75 | 44.19 | 8 | 0
2035 | MISO_MI_2_IESO | MISO_MI | IESO | Internal | Summer | B10 | 1262 | 1580 | 0 | 37.93 | 44.19 | 8 | 0
2035 | MISO_MI_2_IESO | MISO_MI | IESO | Internal | Winter | B16 | 25 | 1580 | 0 | 67.32 | 52.02 | 8 | 0
2035 | MISO_MI_2_IESO | MISO_MI | IESO | Internal | Winter | B17 | 100 | 1580 | 0 | 57.27 | 50.27 | 8 | 0
2035 | MISO_MI_2_IESO | MISO_MI | IESO | Internal | Winter | B18 | 400 | 1580 | 0 | 53.91 | 47.81 | 8 | 0
2035 | MISO_MI_2_IESO | MISO_MI | IESO | Internal | Winter | B19 | 700 | 1580 | 0 | 47.7 | 47.81 | 8 | 0
2035 | MISO_MI_2_IESO | MISO_MI | IESO | Internal | Winter | B20 | 935 | 1580 | 0 | 41.17 | 47.81 | 8 | 0
2035 | MISO_MI_2_MISO_IN | MISO_MI | MISO_IN | Internal | Shoulder | B11 | 25 | 2126 | 147.78 | 60.28 | 60.29 | 0.01 | 0
2035 | MISO_MI_2_MISO_IN | MISO_MI | MISO_IN | Internal | Shoulder | B12 | 200 | 2126 | 0.01 | 54.83 | 54.82 | 0.01 | 0
2035 | MISO_MI_2_MISO_IN | MISO_MI | MISO_IN | Internal | Shoulder | B13 | 600 | 2126 | 0 | 51.03 | 51.02 | 0.01 | 0
2035 | MISO_MI_2_MISO_IN | MISO_MI | MISO_IN | Internal | Shoulder | B14 | 900 | 2126 | 0 | 47.87 | 47.86 | 0.01 | 0
2035 | MISO_MI_2_MISO_IN | MISO_MI | MISO_IN | Internal | Shoulder | B15 | 1203 | 2126 | 0 | 42.01 | 42 | 0.01 | 0
2035 | MISO_MI_2_MISO_IN | MISO_MI | MISO_IN | Internal | Summer | B1 | 10 | 2126 | 0.21 | 81.43 | 81.42 | 0.01 | 0
2035 | MISO_MI_2_MISO_IN | MISO_MI | MISO_IN | Internal | Summer | B2 | 25 | 2126 | 0.08 | 80.65 | 80.64 | 0.01 | 0
2035 | MISO_MI_2_MISO_IN | MISO_MI | MISO_IN | Internal | Summer | B3 | 75 | 2126 | 0.03 | 78.63 | 78.62 | 0.01 | 0
2035 | MISO_MI_2_MISO_IN | MISO_MI | MISO_IN | Internal | Summer | B4 | 100 | 2126 | 1097.45 | 75.59 | 75.6 | 0.01 | 0
2035 | MISO_MI_2_MISO_IN | MISO_MI | MISO_IN | Internal | Summer | B5 | 200 | 2126 | 0.01 | 75.37 | 75.36 | 0.01 | 0
2035 | MISO_MI_2_MISO_IN | MISO_MI | MISO_IN | Internal | Summer | B6 | 300 | 2126 | 278.29 | 59.7 | 59.71 | 0.01 | 0
2035 | MISO_MI_2_MISO_IN | MISO_MI | MISO_IN | Internal | Summer | B7 | 400 | 2126 | 0 | 51.96 | 51.95 | 0.01 | 0
2035 | MISO_MI_2_MISO_IN | MISO_MI | MISO_IN | Internal | Summer | B8 | 500 | 2126 | 0 | 46.51 | 44.21 | 0.01 | 0
2035 | MISO_MI_2_MISO_IN | MISO_MI | MISO_IN | Internal | Summer | B9 | 800 | 2126 | 0 | 41.75 | 41.28 | 0.01 | 0
2035 | MISO_MI_2_MISO_IN | MISO_MI | MISO_IN | Internal | Summer | B10 | 1262 | 2126 | 0 | 37.93 | 36.64 | 0.01 | 0
2035 | MISO_MI_2_MISO_IN | MISO_MI | MISO_IN | Internal | Winter | B16 | 25 | 2126 | 0.24 | 67.32 | 67.33 | 0.01 | 0
2035 | MISO_MI_2_MISO_IN | MISO_MI | MISO_IN | Internal | Winter | B17 | 100 | 2126 | 0.02 | 57.27 | 57.26 | 0.01 | 0
2035 | MISO_MI_2_MISO_IN | MISO_MI | MISO_IN | Internal | Winter | B18 | 400 | 2126 | 0 | 53.91 | 53.9 | 0.01 | 0
2035 | MISO_MI_2_MISO_IN | MISO_MI | MISO_IN | Internal | Winter | B19 | 700 | 2126 | 0 | 47.7 | 47.69 | 0.01 | 0
2035 | MISO_MI_2_MISO_IN | MISO_MI | MISO_IN | Internal | Winter | B20 | 935 | 2126 | 0 | 41.17 | 41.16 | 0.01 | 0
2035 | MISO_MI_2_MISO_WUMS | MISO_MI | MISO_WUMS | Internal | Shoulder | B11 | 25 | 166 | 0.15 | 60.28 | 60.28 | 0.01 | 0
2035 | MISO_MI_2_MISO_WUMS | MISO_MI | MISO_WUMS | Internal | Shoulder | B12 | 200 | 166 | 0 | 54.83 | 50.84 | 0.01 | 0
2035 | MISO_MI_2_MISO_WUMS | MISO_MI | MISO_WUMS | Internal | Shoulder | B13 | 600 | 166 | 0 | 51.03 | 47.79 | 0.01 | 0
2035 | MISO_MI_2_MISO_WUMS | MISO_MI | MISO_WUMS | Internal | Shoulder | B14 | 900 | 166 | 0 | 47.87 | 47.79 | 0.01 | 0
2035 | MISO_MI_2_MISO_WUMS | MISO_MI | MISO_WUMS | Internal | Shoulder | B15 | 1203 | 166 | 0 | 42.01 | 42.01 | 0.01 | 0
2035 | MISO_MI_2_MISO_WUMS | MISO_MI | MISO_WUMS | Internal | Summer | B1 | 10 | 166 | 0 | 81.43 | 75.33 | 0.01 | 0
2035 | MISO_MI_2_MISO_WUMS | MISO_MI | MISO_WUMS | Internal | Summer | B2 | 25 | 166 | 0 | 80.65 | 75.33 | 0.01 | 0
2035 | MISO_MI_2_MISO_WUMS | MISO_MI | MISO_WUMS | Internal | Summer | B3 | 75 | 166 | 0 | 78.63 | 75.33 | 0.01 | 0
2035 | MISO_MI_2_MISO_WUMS | MISO_MI | MISO_WUMS | Internal | Summer | B4 | 100 | 166 | 0 | 75.59 | 75.33 | 0.01 | 0
2035 | MISO_MI_2_MISO_WUMS | MISO_MI | MISO_WUMS | Internal | Summer | B5 | 200 | 166 | 0 | 75.37 | 75.33 | 0.01 | 0
2035 | MISO_MI_2_MISO_WUMS | MISO_MI | MISO_WUMS | Internal | Summer | B6 | 300 | 166 | 0.01 | 59.7 | 59.7 | 0.01 | 0
2035 | MISO_MI_2_MISO_WUMS | MISO_MI | MISO_WUMS | Internal | Summer | B7 | 400 | 166 | 0 | 51.96 | 51.94 | 0.01 | 0
2035 | MISO_MI_2_MISO_WUMS | MISO_MI | MISO_WUMS | Internal | Summer | B8 | 500 | 166 | 0 | 46.51 | 45.94 | 0.01 | 0
2035 | MISO_MI_2_MISO_WUMS | MISO_MI | MISO_WUMS | Internal | Summer | B9 | 800 | 166 | 166 | 41.75 | 45.22 | 0.01 | 3.46
2035 | MISO_MI_2_MISO_WUMS | MISO_MI | MISO_WUMS | Internal | Summer | B10 | 1262 | 166 | 166 | 37.93 | 38.02 | 0.01 | 0.08
2035 | MISO_MI_2_MISO_WUMS | MISO_MI | MISO_WUMS | Internal | Winter | B16 | 25 | 166 | 0 | 67.32 | 63.33 | 0.01 | 0
2035 | MISO_MI_2_MISO_WUMS | MISO_MI | MISO_WUMS | Internal | Winter | B17 | 100 | 166 | 0 | 57.27 | 55.07 | 0.01 | 0
2035 | MISO_MI_2_MISO_WUMS | MISO_MI | MISO_WUMS | Internal | Winter | B18 | 400 | 166 | 0 | 53.91 | 51.27 | 0.01 | 0
2035 | MISO_MI_2_MISO_WUMS | MISO_MI | MISO_WUMS | Internal | Winter | B19 | 700 | 166 | 0 | 47.7 | 47.69 | 0.01 | 0
2035 | MISO_MI_2_MISO_WUMS | MISO_MI | MISO_WUMS | Internal | Winter | B20 | 935 | 166 | 0 | 41.17 | 41.17 | 0.01 | 0
2035 | MISO_MI_2_PJM_ROR | MISO_MI | PJM_ROR | Internal | Shoulder | B11 | 25 | 1424 | 0.15 | 60.28 | 62.27 | 2 | 0
2035 | MISO_MI_2_PJM_ROR | MISO_MI | PJM_ROR | Internal | Shoulder | B12 | 200 | 1424 | 0 | 54.83 | 52.83 | 2 | 0
2035 | MISO_MI_2_PJM_ROR | MISO_MI | PJM_ROR | Internal | Shoulder | B13 | 600 | 1424 | 0 | 51.03 | 49.03 | 2 | 0
2035 | MISO_MI_2_PJM_ROR | MISO_MI | PJM_ROR | Internal | Shoulder | B14 | 900 | 1424 | 0 | 47.87 | 47.79 | 2 | 0
2035 | MISO_MI_2_PJM_ROR | MISO_MI | PJM_ROR | Internal | Shoulder | B15 | 1203 | 1424 | 208.64 | 42.01 | 44.01 | 2 | 0
2035 | MISO_MI_2_PJM_ROR | MISO_MI | PJM_ROR | Internal | Summer | B1 | 10 | 1424 | 0.13 | 81.43 | 83.39 | 2 | 0
2035 | MISO_MI_2_PJM_ROR | MISO_MI | PJM_ROR | Internal | Summer | B2 | 25 | 1424 | 0 | 80.65 | 77.59 | 2 | 0
2035 | MISO_MI_2_PJM_ROR | MISO_MI | PJM_ROR | Internal | Summer | B3 | 75 | 1424 | 0 | 78.63 | 77.18 | 2 | 0
2035 | MISO_MI_2_PJM_ROR | MISO_MI | PJM_ROR | Internal | Summer | B4 | 100 | 1424 | 0 | 75.59 | 77.18 | 2 | 0
2035 | MISO_MI_2_PJM_ROR | MISO_MI | PJM_ROR | Internal | Summer | B5 | 200 | 1424 | 0 | 75.37 | 73.6 | 2 | 0
2035 | MISO_MI_2_PJM_ROR | MISO_MI | PJM_ROR | Internal | Summer | B6 | 300 | 1424 | 0.01 | 59.7 | 61.69 | 2 | 0
2035 | MISO_MI_2_PJM_ROR | MISO_MI | PJM_ROR | Internal | Summer | B7 | 400 | 1424 | 0 | 51.96 | 53.93 | 2 | 0
2035 | MISO_MI_2_PJM_ROR | MISO_MI | PJM_ROR | Internal | Summer | B8 | 500 | 1424 | 0 | 46.51 | 46.12 | 2 | 0
2035 | MISO_MI_2_PJM_ROR | MISO_MI | PJM_ROR | Internal | Summer | B9 | 800 | 1424 | 0 | 41.75 | 43.22 | 2 | 0
2035 | MISO_MI_2_PJM_ROR | MISO_MI | PJM_ROR | Internal | Summer | B10 | 1262 | 1424 | 219.56 | 37.93 | 39.93 | 2 | 0
2035 | MISO_MI_2_PJM_ROR | MISO_MI | PJM_ROR | Internal | Winter | B16 | 25 | 1424 | 0 | 67.32 | 65.33 | 2 | 0
2035 | MISO_MI_2_PJM_ROR | MISO_MI | PJM_ROR | Internal | Winter | B17 | 100 | 1424 | 0 | 57.27 | 57.94 | 2 | 0
2035 | MISO_MI_2_PJM_ROR | MISO_MI | PJM_ROR | Internal | Winter | B18 | 400 | 1424 | 0 | 53.91 | 51.91 | 2 | 0
2035 | MISO_MI_2_PJM_ROR | MISO_MI | PJM_ROR | Internal | Winter | B19 | 700 | 1424 | 0 | 47.7 | 49.69 | 2 | 0
2035 | MISO_MI_2_PJM_ROR | MISO_MI | PJM_ROR | Internal | Winter | B20 | 935 | 1424 | 910.2 | 41.17 | 43.17 | 2 | 0
2035 | MISO_MO-IL_2_ENT | MISO_MO-IL | ENT | Internal | Shoulder | B11 | 25 | 2540 | 0 | 60.28 | 59.86 | 8 | 0
2035 | MISO_MO-IL_2_ENT | MISO_MO-IL | ENT | Internal | Shoulder | B12 | 200 | 2540 | 0 | 50.84 | 50.84 | 8 | 0
2035 | MISO_MO-IL_2_ENT | MISO_MO-IL | ENT | Internal | Shoulder | B13 | 600 | 2540 | 0 | 45.05 | 45.05 | 8 | 0
2035 | MISO_MO-IL_2_ENT | MISO_MO-IL | ENT | Internal | Shoulder | B14 | 900 | 2540 | 0 | 42.68 | 42.68 | 8 | 0
2035 | MISO_MO-IL_2_ENT | MISO_MO-IL | ENT | Internal | Shoulder | B15 | 1203 | 2540 | 0 | 40 | 33.35 | 8 | 0
2035 | MISO_MO-IL_2_ENT | MISO_MO-IL | ENT | Internal | Summer | B1 | 10 | 2540 | 0 | 81.4 | 81.4 | 8 | 0
2035 | MISO_MO-IL_2_ENT | MISO_MO-IL | ENT | Internal | Summer | B2 | 25 | 2540 | 0 | 78.76 | 75.6 | 8 | 0
2035 | MISO_MO-IL_2_ENT | MISO_MO-IL | ENT | Internal | Summer | B3 | 75 | 2540 | 0 | 78.61 | 78.6 | 8 | 0
2035 | MISO_MO-IL_2_ENT | MISO_MO-IL | ENT | Internal | Summer | B4 | 100 | 2540 | 0 | 75.59 | 75.59 | 8 | 0
2035 | MISO_MO-IL_2_ENT | MISO_MO-IL | ENT | Internal | Summer | B5 | 200 | 2540 | 0 | 75.35 | 75.35 | 8 | 0
2035 | MISO_MO-IL_2_ENT | MISO_MO-IL | ENT | Internal | Summer | B6 | 300 | 2540 | 0 | 59.7 | 59.7 | 8 | 0
2035 | MISO_MO-IL_2_ENT | MISO_MO-IL | ENT | Internal | Summer | B7 | 400 | 2540 | 0 | 51.94 | 51.94 | 8 | 0
2035 | MISO_MO-IL_2_ENT | MISO_MO-IL | ENT | Internal | Summer | B8 | 500 | 2540 | 0 | 44.14 | 49.07 | 8 | 0
2035 | MISO_MO-IL_2_ENT | MISO_MO-IL | ENT | Internal | Summer | B9 | 800 | 2540 | 0 | 41.23 | 44.15 | 8 | 0
2035 | MISO_MO-IL_2_ENT | MISO_MO-IL | ENT | Internal | Summer | B10 | 1262 | 2540 | 0 | 36.62 | 36.64 | 8 | 0
2035 | MISO_MO-IL_2_ENT | MISO_MO-IL | ENT | Internal | Winter | B16 | 25 | 2540 | 0 | 62.46 | 54.46 | 8 | 0
2035 | MISO_MO-IL_2_ENT | MISO_MO-IL | ENT | Internal | Winter | B17 | 100 | 2540 | 0 | 55.57 | 49.92 | 8 | 0
2035 | MISO_MO-IL_2_ENT | MISO_MO-IL | ENT | Internal | Winter | B18 | 400 | 2540 | 0 | 44.79 | 44.79 | 8 | 0
2035 | MISO_MO-IL_2_ENT | MISO_MO-IL | ENT | Internal | Winter | B19 | 700 | 2540 | 0 | 42.92 | 42.92 | 8 | 0
2035 | MISO_MO-IL_2_ENT | MISO_MO-IL | ENT | Internal | Winter | B20 | 935 | 2540 | 0 | 39.9 | 34.39 | 8 | 0
2035 | MISO_MO-IL_2_MISO_IN | MISO_MO-IL | MISO_IN | Internal | Shoulder | B11 | 25 | 6229 | 4572.09 | 60.28 | 60.29 | 0.01 | 0
2035 | MISO_MO-IL_2_MISO_IN | MISO_MO-IL | MISO_IN | Internal | Shoulder | B12 | 200 | 6229 | 6229 | 50.84 | 54.82 | 0.01 | 3.96
2035 | MISO_MO-IL_2_MISO_IN | MISO_MO-IL | MISO_IN | Internal | Shoulder | B13 | 600 | 6229 | 6229 | 45.05 | 51.02 | 0.01 | 5.96
2035 | MISO_MO-IL_2_MISO_IN | MISO_MO-IL | MISO_IN | Internal | Shoulder | B14 | 900 | 6229 | 6229 | 42.68 | 47.86 | 0.01 | 5.17
2035 | MISO_MO-IL_2_MISO_IN | MISO_MO-IL | MISO_IN | Internal | Shoulder | B15 | 1203 | 6229 | 6229 | 40 | 42 | 0.01 | 1.99
2035 | MISO_MO-IL_2_MISO_IN | MISO_MO-IL | MISO_IN | Internal | Summer | B1 | 10 | 6229 | 5600.6 | 81.4 | 81.42 | 0.01 | 0
2035 | MISO_MO-IL_2_MISO_IN | MISO_MO-IL | MISO_IN | Internal | Summer | B2 | 25 | 6229 | 6229 | 78.76 | 80.64 | 0.01 | 1.87
2035 | MISO_MO-IL_2_MISO_IN | MISO_MO-IL | MISO_IN | Internal | Summer | B3 | 75 | 6229 | 4965.49 | 78.61 | 78.62 | 0.01 | 0
2035 | MISO_MO-IL_2_MISO_IN | MISO_MO-IL | MISO_IN | Internal | Summer | B4 | 100 | 6229 | 4294.9 | 75.59 | 75.6 | 0.01 | 0
2035 | MISO_MO-IL_2_MISO_IN | MISO_MO-IL | MISO_IN | Internal | Summer | B5 | 200 | 6229 | 4890.71 | 75.35 | 75.36 | 0.01 | 0
2035 | MISO_MO-IL_2_MISO_IN | MISO_MO-IL | MISO_IN | Internal | Summer | B6 | 300 | 6229 | 2789.62 | 59.7 | 59.71 | 0.01 | 0
2035 | MISO_MO-IL_2_MISO_IN | MISO_MO-IL | MISO_IN | Internal | Summer | B7 | 400 | 6229 | 3909.48 | 51.94 | 51.95 | 0.01 | 0
2035 | MISO_MO-IL_2_MISO_IN | MISO_MO-IL | MISO_IN | Internal | Summer | B8 | 500 | 6229 | 6229 | 44.14 | 44.21 | 0.01 | 0.06
2035 | MISO_MO-IL_2_MISO_IN | MISO_MO-IL | MISO_IN | Internal | Summer | B9 | 800 | 6229 | 6229 | 41.23 | 41.28 | 0.01 | 0.04
2035 | MISO_MO-IL_2_MISO_IN | MISO_MO-IL | MISO_IN | Internal | Summer | B10 | 1262 | 6229 | 5916.2 | 36.62 | 36.64 | 0.01 | 0
2035 | MISO_MO-IL_2_MISO_IN | MISO_MO-IL | MISO_IN | Internal | Winter | B16 | 25 | 6229 | 6229 | 62.46 | 67.33 | 0.01 | 4.85
2035 | MISO_MO-IL_2_MISO_IN | MISO_MO-IL | MISO_IN | Internal | Winter | B17 | 100 | 6229 | 6229 | 55.57 | 57.26 | 0.01 | 1.67
2035 | MISO_MO-IL_2_MISO_IN | MISO_MO-IL | MISO_IN | Internal | Winter | B18 | 400 | 6229 | 6229 | 44.79 | 53.9 | 0.01 | 9.09
2035 | MISO_MO-IL_2_MISO_IN | MISO_MO-IL | MISO_IN | Internal | Winter | B19 | 700 | 6229 | 6229 | 42.92 | 47.69 | 0.01 | 4.75
2035 | MISO_MO-IL_2_MISO_IN | MISO_MO-IL | MISO_IN | Internal | Winter | B20 | 935 | 6229 | 6229 | 39.9 | 41.16 | 0.01 | 1.25
2035 | MISO_MO-IL_2_MISO_W | MISO_MO-IL | MISO_W | Internal | Shoulder | B11 | 25 | 5033 | 0.08 | 60.28 | 60.27 | 0.01 | 0
2035 | MISO_MO-IL_2_MISO_W | MISO_MO-IL | MISO_W | Internal | Shoulder | B12 | 200 | 5033 | 0.01 | 50.84 | 50.83 | 0.01 | 0
2035 | MISO_MO-IL_2_MISO_W | MISO_MO-IL | MISO_W | Internal | Shoulder | B13 | 600 | 5033 | 0 | 45.05 | 45.03 | 0.01 | 0
2035 | MISO_MO-IL_2_MISO_W | MISO_MO-IL | MISO_W | Internal | Shoulder | B14 | 900 | 5033 | 0 | 42.68 | 35.89 | 0.01 | 0
2035 | MISO_MO-IL_2_MISO_W | MISO_MO-IL | MISO_W | Internal | Shoulder | B15 | 1203 | 5033 | 0 | 40 | 32.63 | 0.01 | 0
2035 | MISO_MO-IL_2_MISO_W | MISO_MO-IL | MISO_W | Internal | Summer | B1 | 10 | 5033 | 0.2 | 81.4 | 81.39 | 0.01 | 0
2035 | MISO_MO-IL_2_MISO_W | MISO_MO-IL | MISO_W | Internal | Summer | B2 | 25 | 5033 | 0 | 78.76 | 75.59 | 0.01 | 0
2035 | MISO_MO-IL_2_MISO_W | MISO_MO-IL | MISO_W | Internal | Summer | B3 | 75 | 5033 | 0.03 | 78.61 | 78.6 | 0.01 | 0
2035 | MISO_MO-IL_2_MISO_W | MISO_MO-IL | MISO_W | Internal | Summer | B4 | 100 | 5033 | 0.02 | 75.59 | 75.58 | 0.01 | 0
2035 | MISO_MO-IL_2_MISO_W | MISO_MO-IL | MISO_W | Internal | Summer | B5 | 200 | 5033 | 0.01 | 75.35 | 75.34 | 0.01 | 0
2035 | MISO_MO-IL_2_MISO_W | MISO_MO-IL | MISO_W | Internal | Summer | B6 | 300 | 5033 | 0 | 59.7 | 59.69 | 0.01 | 0
2035 | MISO_MO-IL_2_MISO_W | MISO_MO-IL | MISO_W | Internal | Summer | B7 | 400 | 5033 | 0 | 51.94 | 51.93 | 0.01 | 0
2035 | MISO_MO-IL_2_MISO_W | MISO_MO-IL | MISO_W | Internal | Summer | B8 | 500 | 5033 | 0 | 44.14 | 44.12 | 0.01 | 0
2035 | MISO_MO-IL_2_MISO_W | MISO_MO-IL | MISO_W | Internal | Summer | B9 | 800 | 5033 | 0 | 41.23 | 41.22 | 0.01 | 0
2035 | MISO_MO-IL_2_MISO_W | MISO_MO-IL | MISO_W | Internal | Summer | B10 | 1262 | 5033 | 0 | 36.62 | 36.61 | 0.01 | 0
2035 | MISO_MO-IL_2_MISO_W | MISO_MO-IL | MISO_W | Internal | Winter | B16 | 25 | 5033 | 0 | 62.46 | 36.31 | 0.01 | 0
2035 | MISO_MO-IL_2_MISO_W | MISO_MO-IL | MISO_W | Internal | Winter | B17 | 100 | 5033 | 0 | 55.57 | 36.99 | 0.01 | 0
2035 | MISO_MO-IL_2_MISO_W | MISO_MO-IL | MISO_W | Internal | Winter | B18 | 400 | 5033 | 0 | 44.79 | 41.98 | 0.01 | 0
2035 | MISO_MO-IL_2_MISO_W | MISO_MO-IL | MISO_W | Internal | Winter | B19 | 700 | 5033 | 0 | 42.92 | 41.98 | 0.01 | 0
2035 | MISO_MO-IL_2_MISO_W | MISO_MO-IL | MISO_W | Internal | Winter | B20 | 935 | 5033 | 0 | 39.9 | 32.67 | 0.01 | 0
2035 | MISO_MO-IL_2_PJM_ROR | MISO_MO-IL | PJM_ROR | Internal | Shoulder | B11 | 25 | 1212 | 0.16 | 60.28 | 62.27 | 2 | 0
2035 | MISO_MO-IL_2_PJM_ROR | MISO_MO-IL | PJM_ROR | Internal | Shoulder | B12 | 200 | 1212 | 0.02 | 50.84 | 52.83 | 2 | 0
2035 | MISO_MO-IL_2_PJM_ROR | MISO_MO-IL | PJM_ROR | Internal | Shoulder | B13 | 600 | 1212 | 1212 | 45.05 | 49.03 | 2 | 1.99
2035 | MISO_MO-IL_2_PJM_ROR | MISO_MO-IL | PJM_ROR | Internal | Shoulder | B14 | 900 | 1212 | 1212 | 42.68 | 47.79 | 2 | 3.11
2035 | MISO_MO-IL_2_PJM_ROR | MISO_MO-IL | PJM_ROR | Internal | Shoulder | B15 | 1203 | 1212 | 1212 | 40 | 44.01 | 2 | 2.01
2035 | MISO_MO-IL_2_PJM_ROR | MISO_MO-IL | PJM_ROR | Internal | Summer | B1 | 10 | 1212 | 0.39 | 81.4 | 83.39 | 2 | 0
2035 | MISO_MO-IL_2_PJM_ROR | MISO_MO-IL | PJM_ROR | Internal | Summer | B2 | 25 | 1212 | 0 | 78.76 | 77.59 | 2 | 0
2035 | MISO_MO-IL_2_PJM_ROR | MISO_MO-IL | PJM_ROR | Internal | Summer | B3 | 75 | 1212 | 0 | 78.61 | 77.18 | 2 | 0
2035 | MISO_MO-IL_2_PJM_ROR | MISO_MO-IL | PJM_ROR | Internal | Summer | B4 | 100 | 1212 | 0 | 75.59 | 77.18 | 2 | 0
2035 | MISO_MO-IL_2_PJM_ROR | MISO_MO-IL | PJM_ROR | Internal | Summer | B5 | 200 | 1212 | 0 | 75.35 | 73.6 | 2 | 0
2035 | MISO_MO-IL_2_PJM_ROR | MISO_MO-IL | PJM_ROR | Internal | Summer | B6 | 300 | 1212 | 0.01 | 59.7 | 61.69 | 2 | 0
2035 | MISO_MO-IL_2_PJM_ROR | MISO_MO-IL | PJM_ROR | Internal | Summer | B7 | 400 | 1212 | 0.01 | 51.94 | 53.93 | 2 | 0
2035 | MISO_MO-IL_2_PJM_ROR | MISO_MO-IL | PJM_ROR | Internal | Summer | B8 | 500 | 1212 | 0 | 44.14 | 46.12 | 2 | 0
2035 | MISO_MO-IL_2_PJM_ROR | MISO_MO-IL | PJM_ROR | Internal | Summer | B9 | 800 | 1212 | 0 | 41.23 | 43.22 | 2 | 0
2035 | MISO_MO-IL_2_PJM_ROR | MISO_MO-IL | PJM_ROR | Internal | Summer | B10 | 1262 | 1212 | 1212 | 36.62 | 39.93 | 2 | 1.3
2035 | MISO_MO-IL_2_PJM_ROR | MISO_MO-IL | PJM_ROR | Internal | Winter | B16 | 25 | 1212 | 1212 | 62.46 | 65.33 | 2 | 0.86
2035 | MISO_MO-IL_2_PJM_ROR | MISO_MO-IL | PJM_ROR | Internal | Winter | B17 | 100 | 1212 | 1212 | 55.57 | 57.94 | 2 | 0.37
2035 | MISO_MO-IL_2_PJM_ROR | MISO_MO-IL | PJM_ROR | Internal | Winter | B18 | 400 | 1212 | 1212 | 44.79 | 51.91 | 2 | 5.11
2035 | MISO_MO-IL_2_PJM_ROR | MISO_MO-IL | PJM_ROR | Internal | Winter | B19 | 700 | 1212 | 1212 | 42.92 | 49.69 | 2 | 4.76
2035 | MISO_MO-IL_2_PJM_ROR | MISO_MO-IL | PJM_ROR | Internal | Winter | B20 | 935 | 1212 | 1212 | 39.9 | 43.17 | 2 | 1.27
2035 | MISO_MO-IL_2_SPP_N | MISO_MO-IL | SPP_N | Internal | Shoulder | B11 | 25 | 2263 | 0 | 60.28 | 55.28 | 8 | 0
2035 | MISO_MO-IL_2_SPP_N | MISO_MO-IL | SPP_N | Internal | Shoulder | B12 | 200 | 2263 | 0 | 50.84 | 45.84 | 8 | 0
2035 | MISO_MO-IL_2_SPP_N | MISO_MO-IL | SPP_N | Internal | Shoulder | B13 | 600 | 2263 | 0 | 45.05 | 40.05 | 8 | 0
2035 | MISO_MO-IL_2_SPP_N | MISO_MO-IL | SPP_N | Internal | Shoulder | B14 | 900 | 2263 | 0 | 42.68 | 30.5 | 8 | 0
2035 | MISO_MO-IL_2_SPP_N | MISO_MO-IL | SPP_N | Internal | Shoulder | B15 | 1203 | 2263 | 0 | 40 | 23.95 | 8 | 0
2035 | MISO_MO-IL_2_SPP_N | MISO_MO-IL | SPP_N | Internal | Summer | B1 | 10 | 2263 | 0 | 81.4 | 76.4 | 8 | 0
2035 | MISO_MO-IL_2_SPP_N | MISO_MO-IL | SPP_N | Internal | Summer | B2 | 25 | 2263 | 0 | 78.76 | 70.6 | 8 | 0
2035 | MISO_MO-IL_2_SPP_N | MISO_MO-IL | SPP_N | Internal | Summer | B3 | 75 | 2263 | 0 | 78.61 | 73.61 | 8 | 0
2035 | MISO_MO-IL_2_SPP_N | MISO_MO-IL | SPP_N | Internal | Summer | B4 | 100 | 2263 | 0 | 75.59 | 70.59 | 8 | 0
2035 | MISO_MO-IL_2_SPP_N | MISO_MO-IL | SPP_N | Internal | Summer | B5 | 200 | 2263 | 0 | 75.35 | 70.35 | 8 | 0
2035 | MISO_MO-IL_2_SPP_N | MISO_MO-IL | SPP_N | Internal | Summer | B6 | 300 | 2263 | 0 | 59.7 | 54.7 | 8 | 0
2035 | MISO_MO-IL_2_SPP_N | MISO_MO-IL | SPP_N | Internal | Summer | B7 | 400 | 2263 | 0 | 51.94 | 46.94 | 8 | 0
2035 | MISO_MO-IL_2_SPP_N | MISO_MO-IL | SPP_N | Internal | Summer | B8 | 500 | 2263 | 0 | 44.14 | 44.07 | 8 | 0
2035 | MISO_MO-IL_2_SPP_N | MISO_MO-IL | SPP_N | Internal | Summer | B9 | 800 | 2263 | 0 | 41.23 | 39.14 | 8 | 0
2035 | MISO_MO-IL_2_SPP_N | MISO_MO-IL | SPP_N | Internal | Summer | B10 | 1262 | 2263 | 0 | 36.62 | 31.62 | 8 | 0
2035 | MISO_MO-IL_2_SPP_N | MISO_MO-IL | SPP_N | Internal | Winter | B16 | 25 | 2263 | 0 | 62.46 | 34.86 | 8 | 0
2035 | MISO_MO-IL_2_SPP_N | MISO_MO-IL | SPP_N | Internal | Winter | B17 | 100 | 2263 | 0 | 55.57 | 31.99 | 8 | 0
2035 | MISO_MO-IL_2_SPP_N | MISO_MO-IL | SPP_N | Internal | Winter | B18 | 400 | 2263 | 0 | 44.79 | 36.99 | 8 | 0
2035 | MISO_MO-IL_2_SPP_N | MISO_MO-IL | SPP_N | Internal | Winter | B19 | 700 | 2263 | 0 | 42.92 | 36.98 | 8 | 0
2035 | MISO_MO-IL_2_SPP_N | MISO_MO-IL | SPP_N | Internal | Winter | B20 | 935 | 2263 | 0 | 39.9 | 25.95 | 8 | 0
2035 | MISO_MO-IL_2_TVA_Transmission | MISO_MO-IL | TVA_Transmission | Internal | Shoulder | B11 | 25 | 4000 | 0 | 60.28 | 67.86 | 8 | 0
2035 | MISO_MO-IL_2_TVA_Transmission | MISO_MO-IL | TVA_Transmission | Internal | Shoulder | B12 | 200 | 4000 | 0 | 50.84 | 56.24 | 8 | 0
2035 | MISO_MO-IL_2_TVA_Transmission | MISO_MO-IL | TVA_Transmission | Internal | Shoulder | B13 | 600 | 4000 | 0 | 45.05 | 52.52 | 8 | 0
2035 | MISO_MO-IL_2_TVA_Transmission | MISO_MO-IL | TVA_Transmission | Internal | Shoulder | B14 | 900 | 4000 | 1407.09 | 42.68 | 50.68 | 8 | 0
2035 | MISO_MO-IL_2_TVA_Transmission | MISO_MO-IL | TVA_Transmission | Internal | Shoulder | B15 | 1203 | 4000 | 2284.22 | 40 | 48 | 8 | 0
2035 | MISO_MO-IL_2_TVA_Transmission | MISO_MO-IL | TVA_Transmission | Internal | Summer | B1 | 10 | 4000 | 23.41 | 81.4 | 89.4 | 8 | 0
2035 | MISO_MO-IL_2_TVA_Transmission | MISO_MO-IL | TVA_Transmission | Internal | Summer | B2 | 25 | 4000 | 0 | 78.76 | 83.6 | 8 | 0
2035 | MISO_MO-IL_2_TVA_Transmission | MISO_MO-IL | TVA_Transmission | Internal | Summer | B3 | 75 | 4000 | 0 | 78.61 | 83.18 | 8 | 0
2035 | MISO_MO-IL_2_TVA_Transmission | MISO_MO-IL | TVA_Transmission | Internal | Summer | B4 | 100 | 4000 | 0 | 75.59 | 83.18 | 8 | 0
2035 | MISO_MO-IL_2_TVA_Transmission | MISO_MO-IL | TVA_Transmission | Internal | Summer | B5 | 200 | 4000 | 0 | 75.35 | 79.6 | 8 | 0
2035 | MISO_MO-IL_2_TVA_Transmission | MISO_MO-IL | TVA_Transmission | Internal | Summer | B6 | 300 | 4000 | 0 | 59.7 | 64.76 | 8 | 0
2035 | MISO_MO-IL_2_TVA_Transmission | MISO_MO-IL | TVA_Transmission | Internal | Summer | B7 | 400 | 4000 | 0 | 51.94 | 58.51 | 8 | 0
2035 | MISO_MO-IL_2_TVA_Transmission | MISO_MO-IL | TVA_Transmission | Internal | Summer | B8 | 500 | 4000 | 0 | 44.14 | 51.17 | 8 | 0
2035 | MISO_MO-IL_2_TVA_Transmission | MISO_MO-IL | TVA_Transmission | Internal | Summer | B9 | 800 | 4000 | 0 | 41.23 | 49.22 | 8 | 0
2035 | MISO_MO-IL_2_TVA_Transmission | MISO_MO-IL | TVA_Transmission | Internal | Summer | B10 | 1262 | 4000 | 1389.88 | 36.62 | 44.62 | 8 | 0
2035 | MISO_MO-IL_2_TVA_Transmission | MISO_MO-IL | TVA_Transmission | Internal | Winter | B16 | 25 | 4000 | 765.43 | 62.46 | 70.46 | 8 | 0
2035 | MISO_MO-IL_2_TVA_Transmission | MISO_MO-IL | TVA_Transmission | Internal | Winter | B17 | 100 | 4000 | 0 | 55.57 | 57.92 | 8 | 0
2035 | MISO_MO-IL_2_TVA_Transmission | MISO_MO-IL | TVA_Transmission | Internal | Winter | B18 | 400 | 4000 | 151.69 | 44.79 | 52.79 | 8 | 0
2035 | MISO_MO-IL_2_TVA_Transmission | MISO_MO-IL | TVA_Transmission | Internal | Winter | B19 | 700 | 4000 | 1013.25 | 42.92 | 50.92 | 8 | 0
2035 | MISO_MO-IL_2_TVA_Transmission | MISO_MO-IL | TVA_Transmission | Internal | Winter | B20 | 935 | 4000 | 1088.79 | 39.9 | 47.9 | 8 | 0
2035 | MISO_W_2_IESO | MISO_W | IESO | Internal | Shoulder | B11 | 25 | 164 | 0 | 60.27 | 49.65 | 8 | 0
2035 | MISO_W_2_IESO | MISO_W | IESO | Internal | Shoulder | B12 | 200 | 164 | 0 | 50.83 | 47.83 | 8 | 0
2035 | MISO_W_2_IESO | MISO_W | IESO | Internal | Shoulder | B13 | 600 | 164 | 0 | 45.03 | 45.67 | 8 | 0
2035 | MISO_W_2_IESO | MISO_W | IESO | Internal | Shoulder | B14 | 900 | 164 | 164 | 35.89 | 45.67 | 8 | 1.78
2035 | MISO_W_2_IESO | MISO_W | IESO | Internal | Shoulder | B15 | 1203 | 164 | 164 | 32.63 | 45.67 | 8 | 5.04
2035 | MISO_W_2_IESO | MISO_W | IESO | Internal | Summer | B1 | 10 | 164 | 0 | 81.39 | 79.7 | 8 | 0
2035 | MISO_W_2_IESO | MISO_W | IESO | Internal | Summer | B2 | 25 | 164 | 0 | 75.59 | 73.65 | 8 | 0
2035 | MISO_W_2_IESO | MISO_W | IESO | Internal | Summer | B3 | 75 | 164 | 0 | 78.6 | 65.74 | 8 | 0
2035 | MISO_W_2_IESO | MISO_W | IESO | Internal | Summer | B4 | 100 | 164 | 0 | 75.58 | 51.74 | 8 | 0
2035 | MISO_W_2_IESO | MISO_W | IESO | Internal | Summer | B5 | 200 | 164 | 0 | 75.34 | 48.85 | 8 | 0
2035 | MISO_W_2_IESO | MISO_W | IESO | Internal | Summer | B6 | 300 | 164 | 0 | 59.69 | 48.85 | 8 | 0
2035 | MISO_W_2_IESO | MISO_W | IESO | Internal | Summer | B7 | 400 | 164 | 0 | 51.93 | 44.96 | 8 | 0
2035 | MISO_W_2_IESO | MISO_W | IESO | Internal | Summer | B8 | 500 | 164 | 0 | 44.12 | 44.19 | 8 | 0
2035 | MISO_W_2_IESO | MISO_W | IESO | Internal | Summer | B9 | 800 | 164 | 0 | 41.22 | 44.19 | 8 | 0
2035 | MISO_W_2_IESO | MISO_W | IESO | Internal | Summer | B10 | 1262 | 164 | 0 | 36.61 | 44.19 | 8 | 0
2035 | MISO_W_2_IESO | MISO_W | IESO | Internal | Winter | B16 | 25 | 164 | 164 | 36.31 | 52.02 | 8 | 7.71
2035 | MISO_W_2_IESO | MISO_W | IESO | Internal | Winter | B17 | 100 | 164 | 164 | 36.99 | 50.27 | 8 | 5.28
2035 | MISO_W_2_IESO | MISO_W | IESO | Internal | Winter | B18 | 400 | 164 | 0 | 41.98 | 47.81 | 8 | 0
2035 | MISO_W_2_IESO | MISO_W | IESO | Internal | Winter | B19 | 700 | 164 | 0 | 41.98 | 47.81 | 8 | 0
2035 | MISO_W_2_IESO | MISO_W | IESO | Internal | Winter | B20 | 935 | 164 | 164 | 32.67 | 47.81 | 8 | 7.13
2035 | MISO_W_2_MAPP_CA | MISO_W | MAPP_CA | Internal | Shoulder | B11 | 25 | 788 | 0 | 60.27 | 41.65 | 0.01 | 0
2035 | MISO_W_2_MAPP_CA | MISO_W | MAPP_CA | Internal | Shoulder | B12 | 200 | 788 | 0.01 | 50.83 | 50.82 | 0.01 | 0
2035 | MISO_W_2_MAPP_CA | MISO_W | MAPP_CA | Internal | Shoulder | B13 | 600 | 788 | 0 | 45.03 | 45.02 | 0.01 | 0
2035 | MISO_W_2_MAPP_CA | MISO_W | MAPP_CA | Internal | Shoulder | B14 | 900 | 788 | 0 | 35.89 | 35.88 | 0.01 | 0
2035 | MISO_W_2_MAPP_CA | MISO_W | MAPP_CA | Internal | Shoulder | B15 | 1203 | 788 | 788 | 32.63 | 35.88 | 0.01 | 3.24
2035 | MISO_W_2_MAPP_CA | MISO_W | MAPP_CA | Internal | Summer | B1 | 10 | 788 | 0 | 81.39 | 36.62 | 0.01 | 0
2035 | MISO_W_2_MAPP_CA | MISO_W | MAPP_CA | Internal | Summer | B2 | 25 | 788 | 0 | 75.59 | 36.62 | 0.01 | 0
2035 | MISO_W_2_MAPP_CA | MISO_W | MAPP_CA | Internal | Summer | B3 | 75 | 788 | 0 | 78.6 | 36.62 | 0.01 | 0
2035 | MISO_W_2_MAPP_CA | MISO_W | MAPP_CA | Internal | Summer | B4 | 100 | 788 | 0 | 75.58 | 43.74 | 0.01 | 0
2035 | MISO_W_2_MAPP_CA | MISO_W | MAPP_CA | Internal | Summer | B5 | 200 | 788 | 0 | 75.34 | 40.85 | 0.01 | 0
2035 | MISO_W_2_MAPP_CA | MISO_W | MAPP_CA | Internal | Summer | B6 | 300 | 788 | 0 | 59.69 | 40.85 | 0.01 | 0
2035 | MISO_W_2_MAPP_CA | MISO_W | MAPP_CA | Internal | Summer | B7 | 400 | 788 | 0 | 51.93 | 36.96 | 0.01 | 0
2035 | MISO_W_2_MAPP_CA | MISO_W | MAPP_CA | Internal | Summer | B8 | 500 | 788 | 0 | 44.12 | 36.62 | 0.01 | 0
2035 | MISO_W_2_MAPP_CA | MISO_W | MAPP_CA | Internal | Summer | B9 | 800 | 788 | 0 | 41.22 | 36.62 | 0.01 | 0
2035 | MISO_W_2_MAPP_CA | MISO_W | MAPP_CA | Internal | Summer | B10 | 1262 | 788 | 698.76 | 36.61 | 36.62 | 0.01 | 0
2035 | MISO_W_2_MAPP_CA | MISO_W | MAPP_CA | Internal | Winter | B16 | 25 | 788 | 788 | 36.31 | 41.97 | 0.01 | 5.64
2035 | MISO_W_2_MAPP_CA | MISO_W | MAPP_CA | Internal | Winter | B17 | 100 | 788 | 788 | 36.99 | 41.97 | 0.01 | 4.96
2035 | MISO_W_2_MAPP_CA | MISO_W | MAPP_CA | Internal | Winter | B18 | 400 | 788 | 0 | 41.98 | 41.97 | 0.01 | 0
2035 | MISO_W_2_MAPP_CA | MISO_W | MAPP_CA | Internal | Winter | B19 | 700 | 788 | 0 | 41.98 | 41.97 | 0.01 | 0
2035 | MISO_W_2_MAPP_CA | MISO_W | MAPP_CA | Internal | Winter | B20 | 935 | 788 | 788 | 32.67 | 41.97 | 0.01 | 9.28
2035 | MISO_W_2_MISO_MO-IL | MISO_W | MISO_MO-IL | Internal | Shoulder | B11 | 25 | 7873 | 7211.44 | 60.27 | 60.28 | 0.01 | 0
2035 | MISO_W_2_MISO_MO-IL | MISO_W | MISO_MO-IL | Internal | Shoulder | B12 | 200 | 7873 | 6789.24 | 50.83 | 50.84 | 0.01 | 0
2035 | MISO_W_2_MISO_MO-IL | MISO_W | MISO_MO-IL | Internal | Shoulder | B13 | 600 | 7873 | 7479.09 | 45.03 | 45.05 | 0.01 | 0
2035 | MISO_W_2_MISO_MO-IL | MISO_W | MISO_MO-IL | Internal | Shoulder | B14 | 900 | 7873 | 7873 | 35.89 | 42.68 | 0.01 | 6.78
2035 | MISO_W_2_MISO_MO-IL | MISO_W | MISO_MO-IL | Internal | Shoulder | B15 | 1203 | 7873 | 7873 | 32.63 | 40 | 0.01 | 7.36
2035 | MISO_W_2_MISO_MO-IL | MISO_W | MISO_MO-IL | Internal | Summer | B1 | 10 | 7873 | 6708.65 | 81.39 | 81.4 | 0.01 | 0
2035 | MISO_W_2_MISO_MO-IL | MISO_W | MISO_MO-IL | Internal | Summer | B2 | 25 | 7873 | 7873 | 75.59 | 78.76 | 0.01 | 3.15
2035 | MISO_W_2_MISO_MO-IL | MISO_W | MISO_MO-IL | Internal | Summer | B3 | 75 | 7873 | 7553.96 | 78.6 | 78.61 | 0.01 | 0
2035 | MISO_W_2_MISO_MO-IL | MISO_W | MISO_MO-IL | Internal | Summer | B4 | 100 | 7873 | 6743.14 | 75.58 | 75.59 | 0.01 | 0
2035 | MISO_W_2_MISO_MO-IL | MISO_W | MISO_MO-IL | Internal | Summer | B5 | 200 | 7873 | 6746.99 | 75.34 | 75.35 | 0.01 | 0
2035 | MISO_W_2_MISO_MO-IL | MISO_W | MISO_MO-IL | Internal | Summer | B6 | 300 | 7873 | 3906.54 | 59.69 | 59.7 | 0.01 | 0
2035 | MISO_W_2_MISO_MO-IL | MISO_W | MISO_MO-IL | Internal | Summer | B7 | 400 | 7873 | 5111.81 | 51.93 | 51.94 | 0.01 | 0
2035 | MISO_W_2_MISO_MO-IL | MISO_W | MISO_MO-IL | Internal | Summer | B8 | 500 | 7873 | 7568.12 | 44.12 | 44.14 | 0.01 | 0
2035 | MISO_W_2_MISO_MO-IL | MISO_W | MISO_MO-IL | Internal | Summer | B9 | 800 | 7873 | 6687.3 | 41.22 | 41.23 | 0.01 | 0
2035 | MISO_W_2_MISO_MO-IL | MISO_W | MISO_MO-IL | Internal | Summer | B10 | 1262 | 7873 | 7694.69 | 36.61 | 36.62 | 0.01 | 0
2035 | MISO_W_2_MISO_MO-IL | MISO_W | MISO_MO-IL | Internal | Winter | B16 | 25 | 7873 | 7873 | 36.31 | 62.46 | 0.01 | 26.14
2035 | MISO_W_2_MISO_MO-IL | MISO_W | MISO_MO-IL | Internal | Winter | B17 | 100 | 7873 | 7873 | 36.99 | 55.57 | 0.01 | 18.57
2035 | MISO_W_2_MISO_MO-IL | MISO_W | MISO_MO-IL | Internal | Winter | B18 | 400 | 7873 | 7873 | 41.98 | 44.79 | 0.01 | 2.8
2035 | MISO_W_2_MISO_MO-IL | MISO_W | MISO_MO-IL | Internal | Winter | B19 | 700 | 7873 | 7873 | 41.98 | 42.92 | 0.01 | 0.93
2035 | MISO_W_2_MISO_MO-IL | MISO_W | MISO_MO-IL | Internal | Winter | B20 | 935 | 7873 | 7873 | 32.67 | 39.9 | 0.01 | 7.21
2035 | MISO_W_2_MISO_WUMS | MISO_W | MISO_WUMS | Internal | Shoulder | B11 | 25 | 3756 | 3399.5 | 60.27 | 60.28 | 0.01 | 0
2035 | MISO_W_2_MISO_WUMS | MISO_W | MISO_WUMS | Internal | Shoulder | B12 | 200 | 3756 | 3491.27 | 50.83 | 50.84 | 0.01 | 0
2035 | MISO_W_2_MISO_WUMS | MISO_W | MISO_WUMS | Internal | Shoulder | B13 | 600 | 3756 | 3756 | 45.03 | 47.79 | 0.01 | 2.74
2035 | MISO_W_2_MISO_WUMS | MISO_W | MISO_WUMS | Internal | Shoulder | B14 | 900 | 3756 | 3756 | 35.89 | 47.79 | 0.01 | 11.89
2035 | MISO_W_2_MISO_WUMS | MISO_W | MISO_WUMS | Internal | Shoulder | B15 | 1203 | 3756 | 3756 | 32.63 | 42.01 | 0.01 | 9.37
2035 | MISO_W_2_MISO_WUMS | MISO_W | MISO_WUMS | Internal | Summer | B1 | 10 | 3756 | 0 | 81.39 | 75.33 | 0.01 | 0
2035 | MISO_W_2_MISO_WUMS | MISO_W | MISO_WUMS | Internal | Summer | B2 | 25 | 3756 | 0 | 75.59 | 75.33 | 0.01 | 0
2035 | MISO_W_2_MISO_WUMS | MISO_W | MISO_WUMS | Internal | Summer | B3 | 75 | 3756 | 0 | 78.6 | 75.33 | 0.01 | 0
2035 | MISO_W_2_MISO_WUMS | MISO_W | MISO_WUMS | Internal | Summer | B4 | 100 | 3756 | 0 | 75.58 | 75.33 | 0.01 | 0
2035 | MISO_W_2_MISO_WUMS | MISO_W | MISO_WUMS | Internal | Summer | B5 | 200 | 3756 | 0.01 | 75.34 | 75.33 | 0.01 | 0
2035 | MISO_W_2_MISO_WUMS | MISO_W | MISO_WUMS | Internal | Summer | B6 | 300 | 3756 | 2430.66 | 59.69 | 59.7 | 0.01 | 0
2035 | MISO_W_2_MISO_WUMS | MISO_W | MISO_WUMS | Internal | Summer | B7 | 400 | 3756 | 1996.21 | 51.93 | 51.94 | 0.01 | 0
2035 | MISO_W_2_MISO_WUMS | MISO_W | MISO_WUMS | Internal | Summer | B8 | 500 | 3756 | 3756 | 44.12 | 45.94 | 0.01 | 1.81
2035 | MISO_W_2_MISO_WUMS | MISO_W | MISO_WUMS | Internal | Summer | B9 | 800 | 3756 | 3756 | 41.22 | 45.22 | 0.01 | 3.99
2035 | MISO_W_2_MISO_WUMS | MISO_W | MISO_WUMS | Internal | Summer | B10 | 1262 | 3756 | 3756 | 36.61 | 38.02 | 0.01 | 1.4
2035 | MISO_W_2_MISO_WUMS | MISO_W | MISO_WUMS | Internal | Winter | B16 | 25 | 3756 | 3756 | 36.31 | 63.33 | 0.01 | 27
2035 | MISO_W_2_MISO_WUMS | MISO_W | MISO_WUMS | Internal | Winter | B17 | 100 | 3756 | 3756 | 36.99 | 55.07 | 0.01 | 18.06
2035 | MISO_W_2_MISO_WUMS | MISO_W | MISO_WUMS | Internal | Winter | B18 | 400 | 3756 | 3756 | 41.98 | 51.27 | 0.01 | 9.28
2035 | MISO_W_2_MISO_WUMS | MISO_W | MISO_WUMS | Internal | Winter | B19 | 700 | 3756 | 3756 | 41.98 | 47.69 | 0.01 | 5.7
2035 | MISO_W_2_MISO_WUMS | MISO_W | MISO_WUMS | Internal | Winter | B20 | 935 | 3756 | 3756 | 32.67 | 41.17 | 0.01 | 8.49
2035 | MISO_W_2_NE | MISO_W | NE | Internal | Shoulder | B11 | 25 | 20297 | 0 | 60.27 | 55.27 | 7 | 0
2035 | MISO_W_2_NE | MISO_W | NE | Internal | Shoulder | B12 | 200 | 20297 | 0 | 50.83 | 45.83 | 7 | 0
2035 | MISO_W_2_NE | MISO_W | NE | Internal | Shoulder | B13 | 600 | 20297 | 0 | 45.03 | 40.03 | 7 | 0
2035 | MISO_W_2_NE | MISO_W | NE | Internal | Shoulder | B14 | 900 | 20297 | 0 | 35.89 | 30.49 | 7 | 0
2035 | MISO_W_2_NE | MISO_W | NE | Internal | Shoulder | B15 | 1203 | 20297 | 0 | 32.63 | 23.93 | 7 | 0
2035 | MISO_W_2_NE | MISO_W | NE | Internal | Summer | B1 | 10 | 20297 | 0 | 81.39 | 76.39 | 7 | 0
2035 | MISO_W_2_NE | MISO_W | NE | Internal | Summer | B2 | 25 | 20297 | 0 | 75.59 | 70.59 | 7 | 0
2035 | MISO_W_2_NE | MISO_W | NE | Internal | Summer | B3 | 75 | 20297 | 0 | 78.6 | 73.6 | 7 | 0
2035 | MISO_W_2_NE | MISO_W | NE | Internal | Summer | B4 | 100 | 20297 | 0 | 75.58 | 70.58 | 7 | 0
2035 | MISO_W_2_NE | MISO_W | NE | Internal | Summer | B5 | 200 | 20297 | 0 | 75.34 | 70.34 | 7 | 0
2035 | MISO_W_2_NE | MISO_W | NE | Internal | Summer | B6 | 300 | 20297 | 0 | 59.69 | 54.69 | 7 | 0
2035 | MISO_W_2_NE | MISO_W | NE | Internal | Summer | B7 | 400 | 20297 | 0 | 51.93 | 46.93 | 7 | 0
2035 | MISO_W_2_NE | MISO_W | NE | Internal | Summer | B8 | 500 | 20297 | 0 | 44.12 | 39.12 | 7 | 0
2035 | MISO_W_2_NE | MISO_W | NE | Internal | Summer | B9 | 800 | 20297 | 0 | 41.22 | 36.22 | 7 | 0
2035 | MISO_W_2_NE | MISO_W | NE | Internal | Summer | B10 | 1262 | 20297 | 0 | 36.61 | 31.61 | 7 | 0
2035 | MISO_W_2_NE | MISO_W | NE | Internal | Winter | B16 | 25 | 20297 | 0 | 36.31 | -33.82 | 7 | 0
2035 | MISO_W_2_NE | MISO_W | NE | Internal | Winter | B17 | 100 | 20297 | 0 | 36.99 | 24.99 | 7 | 0
2035 | MISO_W_2_NE | MISO_W | NE | Internal | Winter | B18 | 400 | 20297 | 0 | 41.98 | 36.98 | 7 | 0
2035 | MISO_W_2_NE | MISO_W | NE | Internal | Winter | B19 | 700 | 20297 | 0 | 41.98 | 36.97 | 7 | 0
2035 | MISO_W_2_NE | MISO_W | NE | Internal | Winter | B20 | 935 | 20297 | 0 | 32.67 | 25.94 | 7 | 0
2035 | MISO_W_2_PJM_ROR | MISO_W | PJM_ROR | Internal | Shoulder | B11 | 25 | 10135 | 6977.51 | 60.27 | 62.27 | 2 | 0
2035 | MISO_W_2_PJM_ROR | MISO_W | PJM_ROR | Internal | Shoulder | B12 | 200 | 10135 | 9483.37 | 50.83 | 52.83 | 2 | 0
2035 | MISO_W_2_PJM_ROR | MISO_W | PJM_ROR | Internal | Shoulder | B13 | 600 | 10135 | 10135 | 45.03 | 49.03 | 2 | 2
2035 | MISO_W_2_PJM_ROR | MISO_W | PJM_ROR | Internal | Shoulder | B14 | 900 | 10135 | 10135 | 35.89 | 47.79 | 2 | 9.9
2035 | MISO_W_2_PJM_ROR | MISO_W | PJM_ROR | Internal | Shoulder | B15 | 1203 | 10135 | 10135 | 32.63 | 44.01 | 2 | 9.38
2035 | MISO_W_2_PJM_ROR | MISO_W | PJM_ROR | Internal | Summer | B1 | 10 | 10135 | 6539.41 | 81.39 | 83.39 | 2 | 0
2035 | MISO_W_2_PJM_ROR | MISO_W | PJM_ROR | Internal | Summer | B2 | 25 | 10135 | 6341.53 | 75.59 | 77.59 | 2 | 0
2035 | MISO_W_2_PJM_ROR | MISO_W | PJM_ROR | Internal | Summer | B3 | 75 | 10135 | 0 | 78.6 | 77.18 | 2 | 0
2035 | MISO_W_2_PJM_ROR | MISO_W | PJM_ROR | Internal | Summer | B4 | 100 | 10135 | 0 | 75.58 | 77.18 | 2 | 0
2035 | MISO_W_2_PJM_ROR | MISO_W | PJM_ROR | Internal | Summer | B5 | 200 | 10135 | 0 | 75.34 | 73.6 | 2 | 0
2035 | MISO_W_2_PJM_ROR | MISO_W | PJM_ROR | Internal | Summer | B6 | 300 | 10135 | 701.03 | 59.69 | 61.69 | 2 | 0
2035 | MISO_W_2_PJM_ROR | MISO_W | PJM_ROR | Internal | Summer | B7 | 400 | 10135 | 950.05 | 51.93 | 53.93 | 2 | 0
2035 | MISO_W_2_PJM_ROR | MISO_W | PJM_ROR | Internal | Summer | B8 | 500 | 10135 | 2265.22 | 44.12 | 46.12 | 2 | 0
2035 | MISO_W_2_PJM_ROR | MISO_W | PJM_ROR | Internal | Summer | B9 | 800 | 10135 | 3391.7 | 41.22 | 43.22 | 2 | 0
2035 | MISO_W_2_PJM_ROR | MISO_W | PJM_ROR | Internal | Summer | B10 | 1262 | 10135 | 10135 | 36.61 | 39.93 | 2 | 1.31
2035 | MISO_W_2_PJM_ROR | MISO_W | PJM_ROR | Internal | Winter | B16 | 25 | 10135 | 10135 | 36.31 | 65.33 | 2 | 27.02
2035 | MISO_W_2_PJM_ROR | MISO_W | PJM_ROR | Internal | Winter | B17 | 100 | 10135 | 10135 | 36.99 | 57.94 | 2 | 18.95
2035 | MISO_W_2_PJM_ROR | MISO_W | PJM_ROR | Internal | Winter | B18 | 400 | 10135 | 10135 | 41.98 | 51.91 | 2 | 7.93
2035 | MISO_W_2_PJM_ROR | MISO_W | PJM_ROR | Internal | Winter | B19 | 700 | 10135 | 10135 | 41.98 | 49.69 | 2 | 5.71
2035 | MISO_W_2_PJM_ROR | MISO_W | PJM_ROR | Internal | Winter | B20 | 935 | 10135 | 10135 | 32.67 | 43.17 | 2 | 8.5
2035 | MISO_W_2_SPP_N | MISO_W | SPP_N | Internal | Shoulder | B11 | 25 | 3200 | 0 | 60.27 | 55.28 | 7 | 0
2035 | MISO_W_2_SPP_N | MISO_W | SPP_N | Internal | Shoulder | B12 | 200 | 3200 | 0 | 50.83 | 45.84 | 7 | 0
2035 | MISO_W_2_SPP_N | MISO_W | SPP_N | Internal | Shoulder | B13 | 600 | 3200 | 0 | 45.03 | 40.05 | 7 | 0
2035 | MISO_W_2_SPP_N | MISO_W | SPP_N | Internal | Shoulder | B14 | 900 | 3200 | 0 | 35.89 | 30.5 | 7 | 0
2035 | MISO_W_2_SPP_N | MISO_W | SPP_N | Internal | Shoulder | B15 | 1203 | 3200 | 0 | 32.63 | 23.95 | 7 | 0
2035 | MISO_W_2_SPP_N | MISO_W | SPP_N | Internal | Summer | B1 | 10 | 3200 | 0 | 81.39 | 76.4 | 7 | 0
2035 | MISO_W_2_SPP_N | MISO_W | SPP_N | Internal | Summer | B2 | 25 | 3200 | 0 | 75.59 | 70.6 | 7 | 0
2035 | MISO_W_2_SPP_N | MISO_W | SPP_N | Internal | Summer | B3 | 75 | 3200 | 0 | 78.6 | 73.61 | 7 | 0
2035 | MISO_W_2_SPP_N | MISO_W | SPP_N | Internal | Summer | B4 | 100 | 3200 | 0 | 75.58 | 70.59 | 7 | 0
2035 | MISO_W_2_SPP_N | MISO_W | SPP_N | Internal | Summer | B5 | 200 | 3200 | 0 | 75.34 | 70.35 | 7 | 0
2035 | MISO_W_2_SPP_N | MISO_W | SPP_N | Internal | Summer | B6 | 300 | 3200 | 0 | 59.69 | 54.7 | 7 | 0
2035 | MISO_W_2_SPP_N | MISO_W | SPP_N | Internal | Summer | B7 | 400 | 3200 | 0 | 51.93 | 46.94 | 7 | 0
2035 | MISO_W_2_SPP_N | MISO_W | SPP_N | Internal | Summer | B8 | 500 | 3200 | 0 | 44.12 | 44.07 | 7 | 0
2035 | MISO_W_2_SPP_N | MISO_W | SPP_N | Internal | Summer | B9 | 800 | 3200 | 0 | 41.22 | 39.14 | 7 | 0
2035 | MISO_W_2_SPP_N | MISO_W | SPP_N | Internal | Summer | B10 | 1262 | 3200 | 0 | 36.61 | 31.62 | 7 | 0
2035 | MISO_W_2_SPP_N | MISO_W | SPP_N | Internal | Winter | B16 | 25 | 3200 | 0 | 36.31 | 34.86 | 7 | 0
2035 | MISO_W_2_SPP_N | MISO_W | SPP_N | Internal | Winter | B17 | 100 | 3200 | 0 | 36.99 | 31.99 | 7 | 0
2035 | MISO_W_2_SPP_N | MISO_W | SPP_N | Internal | Winter | B18 | 400 | 3200 | 0 | 41.98 | 36.99 | 7 | 0
2035 | MISO_W_2_SPP_N | MISO_W | SPP_N | Internal | Winter | B19 | 700 | 3200 | 0 | 41.98 | 36.98 | 7 | 0
2035 | MISO_W_2_SPP_N | MISO_W | SPP_N | Internal | Winter | B20 | 935 | 3200 | 0 | 32.67 | 25.95 | 7 | 0
2035 | MISO_WUMS_2_MISO_MI | MISO_WUMS | MISO_MI | Internal | Shoulder | B11 | 25 | 148 | 0.16 | 60.28 | 60.28 | 0.01 | 0
2035 | MISO_WUMS_2_MISO_MI | MISO_WUMS | MISO_MI | Internal | Shoulder | B12 | 200 | 148 | 148 | 50.84 | 54.83 | 0.01 | 3.98
2035 | MISO_WUMS_2_MISO_MI | MISO_WUMS | MISO_MI | Internal | Shoulder | B13 | 600 | 148 | 148 | 47.79 | 51.03 | 0.01 | 3.23
2035 | MISO_WUMS_2_MISO_MI | MISO_WUMS | MISO_MI | Internal | Shoulder | B14 | 900 | 148 | 148 | 47.79 | 47.87 | 0.01 | 0.07
2035 | MISO_WUMS_2_MISO_MI | MISO_WUMS | MISO_MI | Internal | Shoulder | B15 | 1203 | 148 | 0 | 42.01 | 42.01 | 0.01 | 0
2035 | MISO_WUMS_2_MISO_MI | MISO_WUMS | MISO_MI | Internal | Summer | B1 | 10 | 148 | 148 | 75.33 | 81.43 | 0.01 | 6.09
2035 | MISO_WUMS_2_MISO_MI | MISO_WUMS | MISO_MI | Internal | Summer | B2 | 25 | 148 | 148 | 75.33 | 80.65 | 0.01 | 5.31
2035 | MISO_WUMS_2_MISO_MI | MISO_WUMS | MISO_MI | Internal | Summer | B3 | 75 | 148 | 148 | 75.33 | 78.63 | 0.01 | 3.3
2035 | MISO_WUMS_2_MISO_MI | MISO_WUMS | MISO_MI | Internal | Summer | B4 | 100 | 148 | 148 | 75.33 | 75.59 | 0.01 | 0.25
2035 | MISO_WUMS_2_MISO_MI | MISO_WUMS | MISO_MI | Internal | Summer | B5 | 200 | 148 | 147.99 | 75.33 | 75.37 | 0.01 | 0.04
2035 | MISO_WUMS_2_MISO_MI | MISO_WUMS | MISO_MI | Internal | Summer | B6 | 300 | 148 | 0.01 | 59.7 | 59.7 | 0.01 | 0
2035 | MISO_WUMS_2_MISO_MI | MISO_WUMS | MISO_MI | Internal | Summer | B7 | 400 | 148 | 147.99 | 51.94 | 51.96 | 0.01 | 0.01
2035 | MISO_WUMS_2_MISO_MI | MISO_WUMS | MISO_MI | Internal | Summer | B8 | 500 | 148 | 148 | 45.94 | 46.51 | 0.01 | 0.56
2035 | MISO_WUMS_2_MISO_MI | MISO_WUMS | MISO_MI | Internal | Summer | B9 | 800 | 148 | 0 | 45.22 | 41.75 | 0.01 | 0
2035 | MISO_WUMS_2_MISO_MI | MISO_WUMS | MISO_MI | Internal | Summer | B10 | 1262 | 148 | 0 | 38.02 | 37.93 | 0.01 | 0
2035 | MISO_WUMS_2_MISO_MI | MISO_WUMS | MISO_MI | Internal | Winter | B16 | 25 | 148 | 148 | 63.33 | 67.32 | 0.01 | 3.98
2035 | MISO_WUMS_2_MISO_MI | MISO_WUMS | MISO_MI | Internal | Winter | B17 | 100 | 148 | 148 | 55.07 | 57.27 | 0.01 | 2.19
2035 | MISO_WUMS_2_MISO_MI | MISO_WUMS | MISO_MI | Internal | Winter | B18 | 400 | 148 | 148 | 51.27 | 53.91 | 0.01 | 2.63
2035 | MISO_WUMS_2_MISO_MI | MISO_WUMS | MISO_MI | Internal | Winter | B19 | 700 | 148 | 142.02 | 47.69 | 47.7 | 0.01 | 0
2035 | MISO_WUMS_2_MISO_MI | MISO_WUMS | MISO_MI | Internal | Winter | B20 | 935 | 148 | 0 | 41.17 | 41.17 | 0.01 | 0
2035 | MISO_WUMS_2_MISO_W | MISO_WUMS | MISO_W | Internal | Shoulder | B11 | 25 | 3264 | 0.08 | 60.28 | 60.27 | 0.01 | 0
2035 | MISO_WUMS_2_MISO_W | MISO_WUMS | MISO_W | Internal | Shoulder | B12 | 200 | 3264 | 0.01 | 50.84 | 50.83 | 0.01 | 0
2035 | MISO_WUMS_2_MISO_W | MISO_WUMS | MISO_W | Internal | Shoulder | B13 | 600 | 3264 | 0 | 47.79 | 45.03 | 0.01 | 0
2035 | MISO_WUMS_2_MISO_W | MISO_WUMS | MISO_W | Internal | Shoulder | B14 | 900 | 3264 | 0 | 47.79 | 35.89 | 0.01 | 0
2035 | MISO_WUMS_2_MISO_W | MISO_WUMS | MISO_W | Internal | Shoulder | B15 | 1203 | 3264 | 0 | 42.01 | 32.63 | 0.01 | 0
2035 | MISO_WUMS_2_MISO_W | MISO_WUMS | MISO_W | Internal | Summer | B1 | 10 | 3264 | 3264 | 75.33 | 81.39 | 0.01 | 6.06
2035 | MISO_WUMS_2_MISO_W | MISO_WUMS | MISO_W | Internal | Summer | B2 | 25 | 3264 | 3263.99 | 75.33 | 75.59 | 0.01 | 0.25
2035 | MISO_WUMS_2_MISO_W | MISO_WUMS | MISO_W | Internal | Summer | B3 | 75 | 3264 | 3264 | 75.33 | 78.6 | 0.01 | 3.26
2035 | MISO_WUMS_2_MISO_W | MISO_WUMS | MISO_W | Internal | Summer | B4 | 100 | 3264 | 3264 | 75.33 | 75.58 | 0.01 | 0.24
2035 | MISO_WUMS_2_MISO_W | MISO_WUMS | MISO_W | Internal | Summer | B5 | 200 | 3264 | 325.26 | 75.33 | 75.34 | 0.01 | 0
2035 | MISO_WUMS_2_MISO_W | MISO_WUMS | MISO_W | Internal | Summer | B6 | 300 | 3264 | 0 | 59.7 | 59.69 | 0.01 | 0
2035 | MISO_WUMS_2_MISO_W | MISO_WUMS | MISO_W | Internal | Summer | B7 | 400 | 3264 | 0 | 51.94 | 51.93 | 0.01 | 0
2035 | MISO_WUMS_2_MISO_W | MISO_WUMS | MISO_W | Internal | Summer | B8 | 500 | 3264 | 0 | 45.94 | 44.12 | 0.01 | 0
2035 | MISO_WUMS_2_MISO_W | MISO_WUMS | MISO_W | Internal | Summer | B9 | 800 | 3264 | 0 | 45.22 | 41.22 | 0.01 | 0
2035 | MISO_WUMS_2_MISO_W | MISO_WUMS | MISO_W | Internal | Summer | B10 | 1262 | 3264 | 0 | 38.02 | 36.61 | 0.01 | 0
2035 | MISO_WUMS_2_MISO_W | MISO_WUMS | MISO_W | Internal | Winter | B16 | 25 | 3264 | 0 | 63.33 | 36.31 | 0.01 | 0
2035 | MISO_WUMS_2_MISO_W | MISO_WUMS | MISO_W | Internal | Winter | B17 | 100 | 3264 | 0 | 55.07 | 36.99 | 0.01 | 0
2035 | MISO_WUMS_2_MISO_W | MISO_WUMS | MISO_W | Internal | Winter | B18 | 400 | 3264 | 0 | 51.27 | 41.98 | 0.01 | 0
2035 | MISO_WUMS_2_MISO_W | MISO_WUMS | MISO_W | Internal | Winter | B19 | 700 | 3264 | 0 | 47.69 | 41.98 | 0.01 | 0
2035 | MISO_WUMS_2_MISO_W | MISO_WUMS | MISO_W | Internal | Winter | B20 | 935 | 3264 | 0 | 41.17 | 32.67 | 0.01 | 0
2035 | MISO_WUMS_2_PJM_ROR | MISO_WUMS | PJM_ROR | Internal | Shoulder | B11 | 25 | 1600 | 0.16 | 60.28 | 62.27 | 2 | 0
2035 | MISO_WUMS_2_PJM_ROR | MISO_WUMS | PJM_ROR | Internal | Shoulder | B12 | 200 | 1600 | 0.02 | 50.84 | 52.83 | 2 | 0
2035 | MISO_WUMS_2_PJM_ROR | MISO_WUMS | PJM_ROR | Internal | Shoulder | B13 | 600 | 1600 | 0 | 47.79 | 49.03 | 2 | 0
2035 | MISO_WUMS_2_PJM_ROR | MISO_WUMS | PJM_ROR | Internal | Shoulder | B14 | 900 | 1600 | 0 | 47.79 | 47.79 | 2 | 0
2035 | MISO_WUMS_2_PJM_ROR | MISO_WUMS | PJM_ROR | Internal | Shoulder | B15 | 1203 | 1600 | 465.07 | 42.01 | 44.01 | 2 | 0
2035 | MISO_WUMS_2_PJM_ROR | MISO_WUMS | PJM_ROR | Internal | Summer | B1 | 10 | 1600 | 1600 | 75.33 | 83.39 | 2 | 6.07
2035 | MISO_WUMS_2_PJM_ROR | MISO_WUMS | PJM_ROR | Internal | Summer | B2 | 25 | 1600 | 1599.99 | 75.33 | 77.59 | 2 | 0.27
2035 | MISO_WUMS_2_PJM_ROR | MISO_WUMS | PJM_ROR | Internal | Summer | B3 | 75 | 1600 | 0 | 75.33 | 77.18 | 2 | 0
2035 | MISO_WUMS_2_PJM_ROR | MISO_WUMS | PJM_ROR | Internal | Summer | B4 | 100 | 1600 | 0 | 75.33 | 77.18 | 2 | 0
2035 | MISO_WUMS_2_PJM_ROR | MISO_WUMS | PJM_ROR | Internal | Summer | B5 | 200 | 1600 | 0 | 75.33 | 73.6 | 2 | 0
2035 | MISO_WUMS_2_PJM_ROR | MISO_WUMS | PJM_ROR | Internal | Summer | B6 | 300 | 1600 | 0.01 | 59.7 | 61.69 | 2 | 0
2035 | MISO_WUMS_2_PJM_ROR | MISO_WUMS | PJM_ROR | Internal | Summer | B7 | 400 | 1600 | 0.01 | 51.94 | 53.93 | 2 | 0
2035 | MISO_WUMS_2_PJM_ROR | MISO_WUMS | PJM_ROR | Internal | Summer | B8 | 500 | 1600 | 0 | 45.94 | 46.12 | 2 | 0
2035 | MISO_WUMS_2_PJM_ROR | MISO_WUMS | PJM_ROR | Internal | Summer | B9 | 800 | 1600 | 0 | 45.22 | 43.22 | 2 | 0
2035 | MISO_WUMS_2_PJM_ROR | MISO_WUMS | PJM_ROR | Internal | Summer | B10 | 1262 | 1600 | 0 | 38.02 | 39.93 | 2 | 0
2035 | MISO_WUMS_2_PJM_ROR | MISO_WUMS | PJM_ROR | Internal | Winter | B16 | 25 | 1600 | 1365.61 | 63.33 | 65.33 | 2 | 0
2035 | MISO_WUMS_2_PJM_ROR | MISO_WUMS | PJM_ROR | Internal | Winter | B17 | 100 | 1600 | 1600 | 55.07 | 57.94 | 2 | 0.88
2035 | MISO_WUMS_2_PJM_ROR | MISO_WUMS | PJM_ROR | Internal | Winter | B18 | 400 | 1600 | 0 | 51.27 | 51.91 | 2 | 0
2035 | MISO_WUMS_2_PJM_ROR | MISO_WUMS | PJM_ROR | Internal | Winter | B19 | 700 | 1600 | 52.23 | 47.69 | 49.69 | 2 | 0
2035 | MISO_WUMS_2_PJM_ROR | MISO_WUMS | PJM_ROR | Internal | Winter | B20 | 935 | 1600 | 152.37 | 41.17 | 43.17 | 2 | 0
2035 | NE_2_MAPP_US | NE | MAPP_US | Internal | Shoulder | B11 | 25 | 1600 | 0 | 55.27 | 50.91 | 5 | 0
2035 | NE_2_MAPP_US | NE | MAPP_US | Internal | Shoulder | B12 | 200 | 1600 | 0 | 45.83 | 43.83 | 5 | 0
2035 | NE_2_MAPP_US | NE | MAPP_US | Internal | Shoulder | B13 | 600 | 1600 | 0 | 40.03 | 38.03 | 5 | 0
2035 | NE_2_MAPP_US | NE | MAPP_US | Internal | Shoulder | B14 | 900 | 1600 | 0 | 30.49 | 28.89 | 5 | 0
2035 | NE_2_MAPP_US | NE | MAPP_US | Internal | Shoulder | B15 | 1203 | 1600 | 0 | 23.93 | 25.63 | 5 | 0
2035 | NE_2_MAPP_US | NE | MAPP_US | Internal | Summer | B1 | 10 | 1600 | 0 | 76.39 | 74.39 | 5 | 0
2035 | NE_2_MAPP_US | NE | MAPP_US | Internal | Summer | B2 | 25 | 1600 | 0 | 70.59 | 68.59 | 5 | 0
2035 | NE_2_MAPP_US | NE | MAPP_US | Internal | Summer | B3 | 75 | 1600 | 0 | 73.6 | 71.6 | 5 | 0
2035 | NE_2_MAPP_US | NE | MAPP_US | Internal | Summer | B4 | 100 | 1600 | 0 | 70.58 | 68.58 | 5 | 0
2035 | NE_2_MAPP_US | NE | MAPP_US | Internal | Summer | B5 | 200 | 1600 | 0 | 70.34 | 68.34 | 5 | 0
2035 | NE_2_MAPP_US | NE | MAPP_US | Internal | Summer | B6 | 300 | 1600 | 0 | 54.69 | 52.69 | 5 | 0
2035 | NE_2_MAPP_US | NE | MAPP_US | Internal | Summer | B7 | 400 | 1600 | 0 | 46.93 | 44.93 | 5 | 0
2035 | NE_2_MAPP_US | NE | MAPP_US | Internal | Summer | B8 | 500 | 1600 | 0 | 39.12 | 37.12 | 5 | 0
2035 | NE_2_MAPP_US | NE | MAPP_US | Internal | Summer | B9 | 800 | 1600 | 0 | 36.22 | 34.22 | 5 | 0
2035 | NE_2_MAPP_US | NE | MAPP_US | Internal | Summer | B10 | 1262 | 1600 | 0 | 31.61 | 29.61 | 5 | 0
2035 | NE_2_MAPP_US | NE | MAPP_US | Internal | Winter | B16 | 25 | 1600 | 1600 | -33.82 | 27.1 | 5 | 55.93
2035 | NE_2_MAPP_US | NE | MAPP_US | Internal | Winter | B17 | 100 | 1600 | 1480.24 | 24.99 | 29.99 | 5 | 0
2035 | NE_2_MAPP_US | NE | MAPP_US | Internal | Winter | B18 | 400 | 1600 | 0 | 36.98 | 34.98 | 5 | 0
2035 | NE_2_MAPP_US | NE | MAPP_US | Internal | Winter | B19 | 700 | 1600 | 0 | 36.97 | 34.98 | 5 | 0
2035 | NE_2_MAPP_US | NE | MAPP_US | Internal | Winter | B20 | 935 | 1600 | 0 | 25.94 | 25.67 | 5 | 0
2035 | NE_2_MISO_W | NE | MISO_W | Internal | Shoulder | B11 | 25 | 19097 | 15111.58 | 55.27 | 60.27 | 5 | 0
2035 | NE_2_MISO_W | NE | MISO_W | Internal | Shoulder | B12 | 200 | 19097 | 17631.32 | 45.83 | 50.83 | 5 | 0
2035 | NE_2_MISO_W | NE | MISO_W | Internal | Shoulder | B13 | 600 | 19097 | 18101.75 | 40.03 | 45.03 | 5 | 0
2035 | NE_2_MISO_W | NE | MISO_W | Internal | Shoulder | B14 | 900 | 19097 | 19097 | 30.49 | 35.89 | 5 | 0.4
2035 | NE_2_MISO_W | NE | MISO_W | Internal | Shoulder | B15 | 1203 | 19097 | 19097 | 23.93 | 32.63 | 5 | 3.7
2035 | NE_2_MISO_W | NE | MISO_W | Internal | Summer | B1 | 10 | 19097 | 11636.42 | 76.39 | 81.39 | 5 | 0
2035 | NE_2_MISO_W | NE | MISO_W | Internal | Summer | B2 | 25 | 19097 | 13085.73 | 70.59 | 75.59 | 5 | 0
2035 | NE_2_MISO_W | NE | MISO_W | Internal | Summer | B3 | 75 | 19097 | 7850.74 | 73.6 | 78.6 | 5 | 0
2035 | NE_2_MISO_W | NE | MISO_W | Internal | Summer | B4 | 100 | 19097 | 5309.15 | 70.58 | 75.58 | 5 | 0
2035 | NE_2_MISO_W | NE | MISO_W | Internal | Summer | B5 | 200 | 19097 | 7589.94 | 70.34 | 75.34 | 5 | 0
2035 | NE_2_MISO_W | NE | MISO_W | Internal | Summer | B6 | 300 | 19097 | 6579.45 | 54.69 | 59.69 | 5 | 0
2035 | NE_2_MISO_W | NE | MISO_W | Internal | Summer | B7 | 400 | 19097 | 4654.43 | 46.93 | 51.93 | 5 | 0
2035 | NE_2_MISO_W | NE | MISO_W | Internal | Summer | B8 | 500 | 19097 | 9230.46 | 39.12 | 44.12 | 5 | 0
2035 | NE_2_MISO_W | NE | MISO_W | Internal | Summer | B9 | 800 | 19097 | 8923.12 | 36.22 | 41.22 | 5 | 0
2035 | NE_2_MISO_W | NE | MISO_W | Internal | Summer | B10 | 1262 | 19097 | 15482.07 | 31.61 | 36.61 | 5 | 0
2035 | NE_2_MISO_W | NE | MISO_W | Internal | Winter | B16 | 25 | 19097 | 19097 | -33.82 | 36.31 | 5 | 65.13
2035 | NE_2_MISO_W | NE | MISO_W | Internal | Winter | B17 | 100 | 19097 | 19097 | 24.99 | 36.99 | 5 | 7
2035 | NE_2_MISO_W | NE | MISO_W | Internal | Winter | B18 | 400 | 19097 | 19015.63 | 36.98 | 41.98 | 5 | 0
2035 | NE_2_MISO_W | NE | MISO_W | Internal | Winter | B19 | 700 | 19097 | 19096.99 | 36.97 | 41.98 | 5 | 0.01
2035 | NE_2_MISO_W | NE | MISO_W | Internal | Winter | B20 | 935 | 19097 | 19097 | 25.94 | 32.67 | 5 | 1.74
2035 | NE_2_SPP_N | NE | SPP_N | Internal | Shoulder | B11 | 25 | 12798 | 1241.73 | 55.27 | 55.28 | 0.01 | 0
2035 | NE_2_SPP_N | NE | SPP_N | Internal | Shoulder | B12 | 200 | 12798 | 5044.21 | 45.83 | 45.84 | 0.01 | 0
2035 | NE_2_SPP_N | NE | SPP_N | Internal | Shoulder | B13 | 600 | 12798 | 7540.34 | 40.03 | 40.05 | 0.01 | 0
2035 | NE_2_SPP_N | NE | SPP_N | Internal | Shoulder | B14 | 900 | 12798 | 8234.44 | 30.49 | 30.5 | 0.01 | 0
2035 | NE_2_SPP_N | NE | SPP_N | Internal | Shoulder | B15 | 1203 | 12798 | 9858.1 | 23.93 | 23.95 | 0.01 | 0
2035 | NE_2_SPP_N | NE | SPP_N | Internal | Summer | B1 | 10 | 12798 | 1539.31 | 76.39 | 76.4 | 0.01 | 0
2035 | NE_2_SPP_N | NE | SPP_N | Internal | Summer | B2 | 25 | 12798 | 7728.93 | 70.59 | 70.6 | 0.01 | 0
2035 | NE_2_SPP_N | NE | SPP_N | Internal | Summer | B3 | 75 | 12798 | 8131.57 | 73.6 | 73.61 | 0.01 | 0
2035 | NE_2_SPP_N | NE | SPP_N | Internal | Summer | B4 | 100 | 12798 | 7663.61 | 70.58 | 70.59 | 0.01 | 0
2035 | NE_2_SPP_N | NE | SPP_N | Internal | Summer | B5 | 200 | 12798 | 6519.32 | 70.34 | 70.35 | 0.01 | 0
2035 | NE_2_SPP_N | NE | SPP_N | Internal | Summer | B6 | 300 | 12798 | 8325.66 | 54.69 | 54.7 | 0.01 | 0
2035 | NE_2_SPP_N | NE | SPP_N | Internal | Summer | B7 | 400 | 12798 | 12687.1 | 46.93 | 46.94 | 0.01 | 0
2035 | NE_2_SPP_N | NE | SPP_N | Internal | Summer | B8 | 500 | 12798 | 12798 | 39.12 | 44.07 | 0.01 | 4.93
2035 | NE_2_SPP_N | NE | SPP_N | Internal | Summer | B9 | 800 | 12798 | 12798 | 36.22 | 39.14 | 0.01 | 2.9
2035 | NE_2_SPP_N | NE | SPP_N | Internal | Summer | B10 | 1262 | 12798 | 9816.67 | 31.61 | 31.62 | 0.01 | 0
2035 | NE_2_SPP_N | NE | SPP_N | Internal | Winter | B16 | 25 | 12798 | 12798 | -33.82 | 34.86 | 0.01 | 68.67
2035 | NE_2_SPP_N | NE | SPP_N | Internal | Winter | B17 | 100 | 12798 | 12798 | 24.99 | 31.99 | 0.01 | 6.99
2035 | NE_2_SPP_N | NE | SPP_N | Internal | Winter | B18 | 400 | 12798 | 11987.41 | 36.98 | 36.99 | 0.01 | 0
2035 | NE_2_SPP_N | NE | SPP_N | Internal | Winter | B19 | 700 | 12798 | 9916.27 | 36.97 | 36.98 | 0.01 | 0
2035 | NE_2_SPP_N | NE | SPP_N | Internal | Winter | B20 | 935 | 12798 | 12546.47 | 25.94 | 25.95 | 0.01 | 0
2035 | NEISO_2_NYISO_A-F | NEISO | NYISO_A-F | Internal | Shoulder | B11 | 25 | 600 | 600 | 42.33 | 54.28 | 3 | 8.95
2035 | NEISO_2_NYISO_A-F | NEISO | NYISO_A-F | Internal | Shoulder | B12 | 200 | 600 | 600 | 42.33 | 47.88 | 3 | 2.55
2035 | NEISO_2_NYISO_A-F | NEISO | NYISO_A-F | Internal | Shoulder | B13 | 600 | 600 | 600 | 42.33 | 45.81 | 3 | 0.47
2035 | NEISO_2_NYISO_A-F | NEISO | NYISO_A-F | Internal | Shoulder | B14 | 900 | 600 | 600 | 42.33 | 45.77 | 3 | 0.44
2035 | NEISO_2_NYISO_A-F | NEISO | NYISO_A-F | Internal | Shoulder | B15 | 1203 | 600 | 600 | 42.33 | 45.77 | 3 | 0.44
2035 | NEISO_2_NYISO_A-F | NEISO | NYISO_A-F | Internal | Summer | B1 | 10 | 600 | 0 | 75.7 | 72.7 | 3 | 0
2035 | NEISO_2_NYISO_A-F | NEISO | NYISO_A-F | Internal | Summer | B2 | 25 | 600 | 233.98 | 64.45 | 67.45 | 3 | 0
2035 | NEISO_2_NYISO_A-F | NEISO | NYISO_A-F | Internal | Summer | B3 | 75 | 600 | 600 | 53.97 | 58.74 | 3 | 1.77
2035 | NEISO_2_NYISO_A-F | NEISO | NYISO_A-F | Internal | Summer | B4 | 100 | 600 | 600 | 38.7 | 58.74 | 3 | 17.04
2035 | NEISO_2_NYISO_A-F | NEISO | NYISO_A-F | Internal | Summer | B5 | 200 | 600 | 600 | 38.7 | 55.85 | 3 | 14.15
2035 | NEISO_2_NYISO_A-F | NEISO | NYISO_A-F | Internal | Summer | B6 | 300 | 600 | 600 | 38.7 | 53.7 | 3 | 12
2035 | NEISO_2_NYISO_A-F | NEISO | NYISO_A-F | Internal | Summer | B7 | 400 | 600 | 600 | 38.7 | 48.78 | 3 | 7.08
2035 | NEISO_2_NYISO_A-F | NEISO | NYISO_A-F | Internal | Summer | B8 | 500 | 600 | 600 | 38.7 | 44.48 | 3 | 2.77
2035 | NEISO_2_NYISO_A-F | NEISO | NYISO_A-F | Internal | Summer | B9 | 800 | 600 | 600 | 38.7 | 42.28 | 3 | 0.58
2035 | NEISO_2_NYISO_A-F | NEISO | NYISO_A-F | Internal | Summer | B10 | 1262 | 600 | 600 | 38.7 | 42.28 | 3 | 0.58
2035 | NEISO_2_NYISO_A-F | NEISO | NYISO_A-F | Internal | Winter | B16 | 25 | 600 | 82.5 | 53.51 | 56.51 | 3 | 0
2035 | NEISO_2_NYISO_A-F | NEISO | NYISO_A-F | Internal | Winter | B17 | 100 | 600 | 0 | 53.51 | 53.22 | 3 | 0
2035 | NEISO_2_NYISO_A-F | NEISO | NYISO_A-F | Internal | Winter | B18 | 400 | 600 | 0 | 53.51 | 53.22 | 3 | 0
2035 | NEISO_2_NYISO_A-F | NEISO | NYISO_A-F | Internal | Winter | B19 | 700 | 600 | 0 | 53.51 | 53.22 | 3 | 0
2035 | NEISO_2_NYISO_A-F | NEISO | NYISO_A-F | Internal | Winter | B20 | 935 | 600 | 0 | 53.51 | 53.22 | 3 | 0
2035 | NEISO_2_NYISO_G-I | NEISO | NYISO_G-I | Internal | Shoulder | B11 | 25 | 600 | 600 | 42.33 | 61.02 | 3 | 15.69
2035 | NEISO_2_NYISO_G-I | NEISO | NYISO_G-I | Internal | Shoulder | B12 | 200 | 600 | 600 | 42.33 | 47.89 | 3 | 2.56
2035 | NEISO_2_NYISO_G-I | NEISO | NYISO_G-I | Internal | Shoulder | B13 | 600 | 600 | 600 | 42.33 | 45.82 | 3 | 0.49
2035 | NEISO_2_NYISO_G-I | NEISO | NYISO_G-I | Internal | Shoulder | B14 | 900 | 600 | 600 | 42.33 | 45.79 | 3 | 0.45
2035 | NEISO_2_NYISO_G-I | NEISO | NYISO_G-I | Internal | Shoulder | B15 | 1203 | 600 | 600 | 42.33 | 45.79 | 3 | 0.45
2035 | NEISO_2_NYISO_G-I | NEISO | NYISO_G-I | Internal | Summer | B1 | 10 | 600 | 600 | 75.7 | 87.99 | 3 | 9.3
2035 | NEISO_2_NYISO_G-I | NEISO | NYISO_G-I | Internal | Summer | B2 | 25 | 600 | 600 | 64.45 | 69.61 | 3 | 2.17
2035 | NEISO_2_NYISO_G-I | NEISO | NYISO_G-I | Internal | Summer | B3 | 75 | 600 | 600 | 53.97 | 65.38 | 3 | 8.4
2035 | NEISO_2_NYISO_G-I | NEISO | NYISO_G-I | Internal | Summer | B4 | 100 | 600 | 600 | 38.7 | 59.28 | 3 | 17.58
2035 | NEISO_2_NYISO_G-I | NEISO | NYISO_G-I | Internal | Summer | B5 | 200 | 600 | 600 | 38.7 | 59.28 | 3 | 17.58
2035 | NEISO_2_NYISO_G-I | NEISO | NYISO_G-I | Internal | Summer | B6 | 300 | 600 | 600 | 38.7 | 55.58 | 3 | 13.88
2035 | NEISO_2_NYISO_G-I | NEISO | NYISO_G-I | Internal | Summer | B7 | 400 | 600 | 600 | 38.7 | 48.79 | 3 | 7.09
2035 | NEISO_2_NYISO_G-I | NEISO | NYISO_G-I | Internal | Summer | B8 | 500 | 600 | 600 | 38.7 | 44.49 | 3 | 2.79
2035 | NEISO_2_NYISO_G-I | NEISO | NYISO_G-I | Internal | Summer | B9 | 800 | 600 | 600 | 38.7 | 42.29 | 3 | 0.59
2035 | NEISO_2_NYISO_G-I | NEISO | NYISO_G-I | Internal | Summer | B10 | 1262 | 600 | 600 | 38.7 | 42.29 | 3 | 0.59
2035 | NEISO_2_NYISO_G-I | NEISO | NYISO_G-I | Internal | Winter | B16 | 25 | 600 | 600 | 53.51 | 57.35 | 3 | 0.84
2035 | NEISO_2_NYISO_G-I | NEISO | NYISO_G-I | Internal | Winter | B17 | 100 | 600 | 377.03 | 53.51 | 56.51 | 3 | 0
2035 | NEISO_2_NYISO_G-I | NEISO | NYISO_G-I | Internal | Winter | B18 | 400 | 600 | 301.31 | 53.51 | 56.51 | 3 | 0
2035 | NEISO_2_NYISO_G-I | NEISO | NYISO_G-I | Internal | Winter | B19 | 700 | 600 | 111.06 | 53.51 | 56.51 | 3 | 0
2035 | NEISO_2_NYISO_G-I | NEISO | NYISO_G-I | Internal | Winter | B20 | 935 | 600 | 0 | 53.51 | 53.23 | 3 | 0
2035 | NEISO_2_NYISO_J-K | NEISO | NYISO_J-K | Internal | Shoulder | B11 | 25 | 520 | 520 | 42.33 | 61.03 | 3 | 15.7
2035 | NEISO_2_NYISO_J-K | NEISO | NYISO_J-K | Internal | Shoulder | B12 | 200 | 520 | 520 | 42.33 | 47.91 | 3 | 2.58
2035 | NEISO_2_NYISO_J-K | NEISO | NYISO_J-K | Internal | Shoulder | B13 | 600 | 520 | 520 | 42.33 | 45.83 | 3 | 0.5
2035 | NEISO_2_NYISO_J-K | NEISO | NYISO_J-K | Internal | Shoulder | B14 | 900 | 520 | 520 | 42.33 | 45.8 | 3 | 0.47
2035 | NEISO_2_NYISO_J-K | NEISO | NYISO_J-K | Internal | Shoulder | B15 | 1203 | 520 | 520 | 42.33 | 45.8 | 3 | 0.47
2035 | NEISO_2_NYISO_J-K | NEISO | NYISO_J-K | Internal | Summer | B1 | 10 | 520 | 520 | 75.7 | 88 | 3 | 9.31
2035 | NEISO_2_NYISO_J-K | NEISO | NYISO_J-K | Internal | Summer | B2 | 25 | 520 | 520 | 64.45 | 69.63 | 3 | 2.18
2035 | NEISO_2_NYISO_J-K | NEISO | NYISO_J-K | Internal | Summer | B3 | 75 | 520 | 520 | 53.97 | 65.39 | 3 | 8.41
2035 | NEISO_2_NYISO_J-K | NEISO | NYISO_J-K | Internal | Summer | B4 | 100 | 520 | 520 | 38.7 | 59.29 | 3 | 17.59
2035 | NEISO_2_NYISO_J-K | NEISO | NYISO_J-K | Internal | Summer | B5 | 200 | 520 | 520 | 38.7 | 59.29 | 3 | 17.59
2035 | NEISO_2_NYISO_J-K | NEISO | NYISO_J-K | Internal | Summer | B6 | 300 | 520 | 520 | 38.7 | 55.6 | 3 | 13.9
2035 | NEISO_2_NYISO_J-K | NEISO | NYISO_J-K | Internal | Summer | B7 | 400 | 520 | 520 | 38.7 | 55.6 | 3 | 13.9
2035 | NEISO_2_NYISO_J-K | NEISO | NYISO_J-K | Internal | Summer | B8 | 500 | 520 | 520 | 38.7 | 44.5 | 3 | 2.8
2035 | NEISO_2_NYISO_J-K | NEISO | NYISO_J-K | Internal | Summer | B9 | 800 | 520 | 520 | 38.7 | 42.3 | 3 | 0.6
2035 | NEISO_2_NYISO_J-K | NEISO | NYISO_J-K | Internal | Summer | B10 | 1262 | 520 | 520 | 38.7 | 42.3 | 3 | 0.6
2035 | NEISO_2_NYISO_J-K | NEISO | NYISO_J-K | Internal | Winter | B16 | 25 | 520 | 520 | 53.51 | 71.35 | 3 | 14.84
2035 | NEISO_2_NYISO_J-K | NEISO | NYISO_J-K | Internal | Winter | B17 | 100 | 520 | 520 | 53.51 | 59.8 | 3 | 3.29
2035 | NEISO_2_NYISO_J-K | NEISO | NYISO_J-K | Internal | Winter | B18 | 400 | 520 | 520 | 53.51 | 59.8 | 3 | 3.29
2035 | NEISO_2_NYISO_J-K | NEISO | NYISO_J-K | Internal | Winter | B19 | 700 | 520 | 520 | 53.51 | 58.52 | 3 | 2.01
2035 | NEISO_2_NYISO_J-K | NEISO | NYISO_J-K | Internal | Winter | B20 | 935 | 520 | 0 | 53.51 | 55.78 | 3 | 0
2035 | NonRTO_Midwest_2_MISO_IN | NonRTO_Midwest | MISO_IN | Internal | Shoulder | B11 | 25 | 4450 | 0 | 68.29 | 60.29 | 8 | 0
2035 | NonRTO_Midwest_2_MISO_IN | NonRTO_Midwest | MISO_IN | Internal | Shoulder | B12 | 200 | 4450 | 0 | 62.82 | 54.82 | 8 | 0
2035 | NonRTO_Midwest_2_MISO_IN | NonRTO_Midwest | MISO_IN | Internal | Shoulder | B13 | 600 | 4450 | 0 | 59.02 | 51.02 | 8 | 0
2035 | NonRTO_Midwest_2_MISO_IN | NonRTO_Midwest | MISO_IN | Internal | Shoulder | B14 | 900 | 4450 | 0 | 50.89 | 47.86 | 8 | 0
2035 | NonRTO_Midwest_2_MISO_IN | NonRTO_Midwest | MISO_IN | Internal | Shoulder | B15 | 1203 | 4450 | 0 | 40 | 42 | 8 | 0
2035 | NonRTO_Midwest_2_MISO_IN | NonRTO_Midwest | MISO_IN | Internal | Summer | B1 | 10 | 4450 | 0 | 84.43 | 81.42 | 8 | 0
2035 | NonRTO_Midwest_2_MISO_IN | NonRTO_Midwest | MISO_IN | Internal | Summer | B2 | 25 | 4450 | 0 | 84.43 | 80.64 | 8 | 0
2035 | NonRTO_Midwest_2_MISO_IN | NonRTO_Midwest | MISO_IN | Internal | Summer | B3 | 75 | 4450 | 0 | 84.43 | 78.62 | 8 | 0
2035 | NonRTO_Midwest_2_MISO_IN | NonRTO_Midwest | MISO_IN | Internal | Summer | B4 | 100 | 4450 | 0 | 83.6 | 75.6 | 8 | 0
2035 | NonRTO_Midwest_2_MISO_IN | NonRTO_Midwest | MISO_IN | Internal | Summer | B5 | 200 | 4450 | 0 | 83.36 | 75.36 | 8 | 0
2035 | NonRTO_Midwest_2_MISO_IN | NonRTO_Midwest | MISO_IN | Internal | Summer | B6 | 300 | 4450 | 0 | 67.71 | 59.71 | 8 | 0
2035 | NonRTO_Midwest_2_MISO_IN | NonRTO_Midwest | MISO_IN | Internal | Summer | B7 | 400 | 4450 | 0 | 59.95 | 51.95 | 8 | 0
2035 | NonRTO_Midwest_2_MISO_IN | NonRTO_Midwest | MISO_IN | Internal | Summer | B8 | 500 | 4450 | 0 | 44.56 | 44.21 | 8 | 0
2035 | NonRTO_Midwest_2_MISO_IN | NonRTO_Midwest | MISO_IN | Internal | Summer | B9 | 800 | 4450 | 0 | 41.22 | 41.28 | 8 | 0
2035 | NonRTO_Midwest_2_MISO_IN | NonRTO_Midwest | MISO_IN | Internal | Summer | B10 | 1262 | 4450 | 0 | 36.62 | 36.64 | 8 | 0
2035 | NonRTO_Midwest_2_MISO_IN | NonRTO_Midwest | MISO_IN | Internal | Winter | B16 | 25 | 4450 | 0 | 75.33 | 67.33 | 8 | 0
2035 | NonRTO_Midwest_2_MISO_IN | NonRTO_Midwest | MISO_IN | Internal | Winter | B17 | 100 | 4450 | 0 | 65.26 | 57.26 | 8 | 0
2035 | NonRTO_Midwest_2_MISO_IN | NonRTO_Midwest | MISO_IN | Internal | Winter | B18 | 400 | 4450 | 0 | 61.79 | 53.9 | 8 | 0
2035 | NonRTO_Midwest_2_MISO_IN | NonRTO_Midwest | MISO_IN | Internal | Winter | B19 | 700 | 4450 | 0 | 50.72 | 47.69 | 8 | 0
2035 | NonRTO_Midwest_2_MISO_IN | NonRTO_Midwest | MISO_IN | Internal | Winter | B20 | 935 | 4450 | 0 | 39.9 | 41.16 | 8 | 0
2035 | NonRTO_Midwest_2_TVA_Transmission | NonRTO_Midwest | TVA_Transmission | Internal | Shoulder | B11 | 25 | 2400 | 0 | 68.29 | 67.86 | 8 | 0
2035 | NonRTO_Midwest_2_TVA_Transmission | NonRTO_Midwest | TVA_Transmission | Internal | Shoulder | B12 | 200 | 2400 | 0 | 62.82 | 56.24 | 8 | 0
2035 | NonRTO_Midwest_2_TVA_Transmission | NonRTO_Midwest | TVA_Transmission | Internal | Shoulder | B13 | 600 | 2400 | 0 | 59.02 | 52.52 | 8 | 0
2035 | NonRTO_Midwest_2_TVA_Transmission | NonRTO_Midwest | TVA_Transmission | Internal | Shoulder | B14 | 900 | 2400 | 0 | 50.89 | 50.68 | 8 | 0
2035 | NonRTO_Midwest_2_TVA_Transmission | NonRTO_Midwest | TVA_Transmission | Internal | Shoulder | B15 | 1203 | 2400 | 139.75 | 40 | 48 | 8 | 0
2035 | NonRTO_Midwest_2_TVA_Transmission | NonRTO_Midwest | TVA_Transmission | Internal | Summer | B1 | 10 | 2400 | 0 | 84.43 | 89.4 | 8 | 0
2035 | NonRTO_Midwest_2_TVA_Transmission | NonRTO_Midwest | TVA_Transmission | Internal | Summer | B2 | 25 | 2400 | 0 | 84.43 | 83.6 | 8 | 0
2035 | NonRTO_Midwest_2_TVA_Transmission | NonRTO_Midwest | TVA_Transmission | Internal | Summer | B3 | 75 | 2400 | 0 | 84.43 | 83.18 | 8 | 0
2035 | NonRTO_Midwest_2_TVA_Transmission | NonRTO_Midwest | TVA_Transmission | Internal | Summer | B4 | 100 | 2400 | 0 | 83.6 | 83.18 | 8 | 0
2035 | NonRTO_Midwest_2_TVA_Transmission | NonRTO_Midwest | TVA_Transmission | Internal | Summer | B5 | 200 | 2400 | 0 | 83.36 | 79.6 | 8 | 0
2035 | NonRTO_Midwest_2_TVA_Transmission | NonRTO_Midwest | TVA_Transmission | Internal | Summer | B6 | 300 | 2400 | 0 | 67.71 | 64.76 | 8 | 0
2035 | NonRTO_Midwest_2_TVA_Transmission | NonRTO_Midwest | TVA_Transmission | Internal | Summer | B7 | 400 | 2400 | 0 | 59.95 | 58.51 | 8 | 0
2035 | NonRTO_Midwest_2_TVA_Transmission | NonRTO_Midwest | TVA_Transmission | Internal | Summer | B8 | 500 | 2400 | 0 | 44.56 | 51.17 | 8 | 0
2035 | NonRTO_Midwest_2_TVA_Transmission | NonRTO_Midwest | TVA_Transmission | Internal | Summer | B9 | 800 | 2400 | 229.84 | 41.22 | 49.22 | 8 | 0
2035 | NonRTO_Midwest_2_TVA_Transmission | NonRTO_Midwest | TVA_Transmission | Internal | Summer | B10 | 1262 | 2400 | 942.89 | 36.62 | 44.62 | 8 | 0
2035 | NonRTO_Midwest_2_TVA_Transmission | NonRTO_Midwest | TVA_Transmission | Internal | Winter | B16 | 25 | 2400 | 0 | 75.33 | 70.46 | 8 | 0
2035 | NonRTO_Midwest_2_TVA_Transmission | NonRTO_Midwest | TVA_Transmission | Internal | Winter | B17 | 100 | 2400 | 0 | 65.26 | 57.92 | 8 | 0
2035 | NonRTO_Midwest_2_TVA_Transmission | NonRTO_Midwest | TVA_Transmission | Internal | Winter | B18 | 400 | 2400 | 0 | 61.79 | 52.79 | 8 | 0
2035 | NonRTO_Midwest_2_TVA_Transmission | NonRTO_Midwest | TVA_Transmission | Internal | Winter | B19 | 700 | 2400 | 0 | 50.72 | 50.92 | 8 | 0
2035 | NonRTO_Midwest_2_TVA_Transmission | NonRTO_Midwest | TVA_Transmission | Internal | Winter | B20 | 935 | 2400 | 324.47 | 39.9 | 47.9 | 8 | 0
2035 | NYISO_A-F_2_IESO | NYISO_A-F | IESO | Internal | Shoulder | B11 | 25 | 1600 | 0 | 54.28 | 49.65 | 7 | 0
2035 | NYISO_A-F_2_IESO | NYISO_A-F | IESO | Internal | Shoulder | B12 | 200 | 1600 | 0 | 47.88 | 47.83 | 7 | 0
2035 | NYISO_A-F_2_IESO | NYISO_A-F | IESO | Internal | Shoulder | B13 | 600 | 1600 | 0 | 45.81 | 45.67 | 7 | 0
2035 | NYISO_A-F_2_IESO | NYISO_A-F | IESO | Internal | Shoulder | B14 | 900 | 1600 | 0 | 45.77 | 45.67 | 7 | 0
2035 | NYISO_A-F_2_IESO | NYISO_A-F | IESO | Internal | Shoulder | B15 | 1203 | 1600 | 0 | 45.77 | 45.67 | 7 | 0
2035 | NYISO_A-F_2_IESO | NYISO_A-F | IESO | Internal | Summer | B1 | 10 | 1600 | 304.19 | 72.7 | 79.7 | 7 | 0
2035 | NYISO_A-F_2_IESO | NYISO_A-F | IESO | Internal | Summer | B2 | 25 | 1600 | 0 | 67.45 | 73.65 | 7 | 0
2035 | NYISO_A-F_2_IESO | NYISO_A-F | IESO | Internal | Summer | B3 | 75 | 1600 | 191.66 | 58.74 | 65.74 | 7 | 0
2035 | NYISO_A-F_2_IESO | NYISO_A-F | IESO | Internal | Summer | B4 | 100 | 1600 | 0 | 58.74 | 51.74 | 7 | 0
2035 | NYISO_A-F_2_IESO | NYISO_A-F | IESO | Internal | Summer | B5 | 200 | 1600 | 0 | 55.85 | 48.85 | 7 | 0
2035 | NYISO_A-F_2_IESO | NYISO_A-F | IESO | Internal | Summer | B6 | 300 | 1600 | 0 | 53.7 | 48.85 | 7 | 0
2035 | NYISO_A-F_2_IESO | NYISO_A-F | IESO | Internal | Summer | B7 | 400 | 1600 | 0 | 48.78 | 44.96 | 7 | 0
2035 | NYISO_A-F_2_IESO | NYISO_A-F | IESO | Internal | Summer | B8 | 500 | 1600 | 0 | 44.48 | 44.19 | 7 | 0
2035 | NYISO_A-F_2_IESO | NYISO_A-F | IESO | Internal | Summer | B9 | 800 | 1600 | 0 | 42.28 | 44.19 | 7 | 0
2035 | NYISO_A-F_2_IESO | NYISO_A-F | IESO | Internal | Summer | B10 | 1262 | 1600 | 0 | 42.28 | 44.19 | 7 | 0
2035 | NYISO_A-F_2_IESO | NYISO_A-F | IESO | Internal | Winter | B16 | 25 | 1600 | 0 | 56.51 | 52.02 | 7 | 0
2035 | NYISO_A-F_2_IESO | NYISO_A-F | IESO | Internal | Winter | B17 | 100 | 1600 | 0 | 53.22 | 50.27 | 7 | 0
2035 | NYISO_A-F_2_IESO | NYISO_A-F | IESO | Internal | Winter | B18 | 400 | 1600 | 0 | 53.22 | 47.81 | 7 | 0
2035 | NYISO_A-F_2_IESO | NYISO_A-F | IESO | Internal | Winter | B19 | 700 | 1600 | 0 | 53.22 | 47.81 | 7 | 0
2035 | NYISO_A-F_2_IESO | NYISO_A-F | IESO | Internal | Winter | B20 | 935 | 1600 | 0 | 53.22 | 47.81 | 7 | 0
2035 | NYISO_A-F_2_NEISO | NYISO_A-F | NEISO | Internal | Shoulder | B11 | 25 | 600 | 0 | 54.28 | 42.33 | 3 | 0
2035 | NYISO_A-F_2_NEISO | NYISO_A-F | NEISO | Internal | Shoulder | B12 | 200 | 600 | 0 | 47.88 | 42.33 | 3 | 0
2035 | NYISO_A-F_2_NEISO | NYISO_A-F | NEISO | Internal | Shoulder | B13 | 600 | 600 | 0 | 45.81 | 42.33 | 3 | 0
2035 | NYISO_A-F_2_NEISO | NYISO_A-F | NEISO | Internal | Shoulder | B14 | 900 | 600 | 0 | 45.77 | 42.33 | 3 | 0
2035 | NYISO_A-F_2_NEISO | NYISO_A-F | NEISO | Internal | Shoulder | B15 | 1203 | 600 | 0 | 45.77 | 42.33 | 3 | 0
2035 | NYISO_A-F_2_NEISO | NYISO_A-F | NEISO | Internal | Summer | B1 | 10 | 600 | 18.73 | 72.7 | 75.7 | 3 | 0
2035 | NYISO_A-F_2_NEISO | NYISO_A-F | NEISO | Internal | Summer | B2 | 25 | 600 | 0 | 67.45 | 64.45 | 3 | 0
2035 | NYISO_A-F_2_NEISO | NYISO_A-F | NEISO | Internal | Summer | B3 | 75 | 600 | 0 | 58.74 | 53.97 | 3 | 0
2035 | NYISO_A-F_2_NEISO | NYISO_A-F | NEISO | Internal | Summer | B4 | 100 | 600 | 0 | 58.74 | 38.7 | 3 | 0
2035 | NYISO_A-F_2_NEISO | NYISO_A-F | NEISO | Internal | Summer | B5 | 200 | 600 | 0 | 55.85 | 38.7 | 3 | 0
2035 | NYISO_A-F_2_NEISO | NYISO_A-F | NEISO | Internal | Summer | B6 | 300 | 600 | 0 | 53.7 | 38.7 | 3 | 0
2035 | NYISO_A-F_2_NEISO | NYISO_A-F | NEISO | Internal | Summer | B7 | 400 | 600 | 0 | 48.78 | 38.7 | 3 | 0
2035 | NYISO_A-F_2_NEISO | NYISO_A-F | NEISO | Internal | Summer | B8 | 500 | 600 | 0 | 44.48 | 38.7 | 3 | 0
2035 | NYISO_A-F_2_NEISO | NYISO_A-F | NEISO | Internal | Summer | B9 | 800 | 600 | 0 | 42.28 | 38.7 | 3 | 0
2035 | NYISO_A-F_2_NEISO | NYISO_A-F | NEISO | Internal | Summer | B10 | 1262 | 600 | 0 | 42.28 | 38.7 | 3 | 0
2035 | NYISO_A-F_2_NEISO | NYISO_A-F | NEISO | Internal | Winter | B16 | 25 | 600 | 0 | 56.51 | 53.51 | 3 | 0
2035 | NYISO_A-F_2_NEISO | NYISO_A-F | NEISO | Internal | Winter | B17 | 100 | 600 | 0 | 53.22 | 53.51 | 3 | 0
2035 | NYISO_A-F_2_NEISO | NYISO_A-F | NEISO | Internal | Winter | B18 | 400 | 600 | 0 | 53.22 | 53.51 | 3 | 0
2035 | NYISO_A-F_2_NEISO | NYISO_A-F | NEISO | Internal | Winter | B19 | 700 | 600 | 0 | 53.22 | 53.51 | 3 | 0
2035 | NYISO_A-F_2_NEISO | NYISO_A-F | NEISO | Internal | Winter | B20 | 935 | 600 | 0 | 53.22 | 53.51 | 3 | 0
2035 | NYISO_A-F_2_NYISO_G-I | NYISO_A-F | NYISO_G-I | Internal | Shoulder | B11 | 25 | 4888 | 4888 | 54.28 | 61.02 | 0.01 | 6.73
2035 | NYISO_A-F_2_NYISO_G-I | NYISO_A-F | NYISO_G-I | Internal | Shoulder | B12 | 200 | 4888 | 4329 | 47.88 | 47.89 | 0.01 | 0
2035 | NYISO_A-F_2_NYISO_G-I | NYISO_A-F | NYISO_G-I | Internal | Shoulder | B13 | 600 | 4888 | 4735.32 | 45.81 | 45.82 | 0.01 | 0
2035 | NYISO_A-F_2_NYISO_G-I | NYISO_A-F | NYISO_G-I | Internal | Shoulder | B14 | 900 | 4888 | 4219.68 | 45.77 | 45.79 | 0.01 | 0
2035 | NYISO_A-F_2_NYISO_G-I | NYISO_A-F | NYISO_G-I | Internal | Shoulder | B15 | 1203 | 4888 | 1819.96 | 45.77 | 45.79 | 0.01 | 0
2035 | NYISO_A-F_2_NYISO_G-I | NYISO_A-F | NYISO_G-I | Internal | Summer | B1 | 10 | 4888 | 4888 | 72.7 | 87.99 | 0.01 | 15.28
2035 | NYISO_A-F_2_NYISO_G-I | NYISO_A-F | NYISO_G-I | Internal | Summer | B2 | 25 | 4888 | 4888 | 67.45 | 69.61 | 0.01 | 2.16
2035 | NYISO_A-F_2_NYISO_G-I | NYISO_A-F | NYISO_G-I | Internal | Summer | B3 | 75 | 4888 | 4888 | 58.74 | 65.38 | 0.01 | 6.62
2035 | NYISO_A-F_2_NYISO_G-I | NYISO_A-F | NYISO_G-I | Internal | Summer | B4 | 100 | 4888 | 4888 | 58.74 | 59.28 | 0.01 | 0.52
2035 | NYISO_A-F_2_NYISO_G-I | NYISO_A-F | NYISO_G-I | Internal | Summer | B5 | 200 | 4888 | 4888 | 55.85 | 59.28 | 0.01 | 3.42
2035 | NYISO_A-F_2_NYISO_G-I | NYISO_A-F | NYISO_G-I | Internal | Summer | B6 | 300 | 4888 | 4888 | 53.7 | 55.58 | 0.01 | 1.87
2035 | NYISO_A-F_2_NYISO_G-I | NYISO_A-F | NYISO_G-I | Internal | Summer | B7 | 400 | 4888 | 4765.8 | 48.78 | 48.79 | 0.01 | 0
2035 | NYISO_A-F_2_NYISO_G-I | NYISO_A-F | NYISO_G-I | Internal | Summer | B8 | 500 | 4888 | 4348.67 | 44.48 | 44.49 | 0.01 | 0
2035 | NYISO_A-F_2_NYISO_G-I | NYISO_A-F | NYISO_G-I | Internal | Summer | B9 | 800 | 4888 | 3126.08 | 42.28 | 42.29 | 0.01 | 0
2035 | NYISO_A-F_2_NYISO_G-I | NYISO_A-F | NYISO_G-I | Internal | Summer | B10 | 1262 | 4888 | 574.64 | 42.28 | 42.29 | 0.01 | 0
2035 | NYISO_A-F_2_NYISO_G-I | NYISO_A-F | NYISO_G-I | Internal | Winter | B16 | 25 | 4888 | 4888 | 56.51 | 57.35 | 0.01 | 0.83
2035 | NYISO_A-F_2_NYISO_G-I | NYISO_A-F | NYISO_G-I | Internal | Winter | B17 | 100 | 4888 | 4888 | 53.22 | 56.51 | 0.01 | 3.27
2035 | NYISO_A-F_2_NYISO_G-I | NYISO_A-F | NYISO_G-I | Internal | Winter | B18 | 400 | 4888 | 4888 | 53.22 | 56.51 | 0.01 | 3.27
2035 | NYISO_A-F_2_NYISO_G-I | NYISO_A-F | NYISO_G-I | Internal | Winter | B19 | 700 | 4888 | 4888 | 53.22 | 56.51 | 0.01 | 3.27
2035 | NYISO_A-F_2_NYISO_G-I | NYISO_A-F | NYISO_G-I | Internal | Winter | B20 | 935 | 4888 | 4454.06 | 53.22 | 53.23 | 0.01 | 0
2035 | NYISO_A-F_2_PJM_ROM | NYISO_A-F | PJM_ROM | Internal | Shoulder | B11 | 25 | 1000 | 712.37 | 54.28 | 62.28 | 8 | 0
2035 | NYISO_A-F_2_PJM_ROM | NYISO_A-F | PJM_ROM | Internal | Shoulder | B12 | 200 | 1000 | 0 | 47.88 | 52.84 | 8 | 0
2035 | NYISO_A-F_2_PJM_ROM | NYISO_A-F | PJM_ROM | Internal | Shoulder | B13 | 600 | 1000 | 0 | 45.81 | 49.04 | 8 | 0
2035 | NYISO_A-F_2_PJM_ROM | NYISO_A-F | PJM_ROM | Internal | Shoulder | B14 | 900 | 1000 | 0 | 45.77 | 47.8 | 8 | 0
2035 | NYISO_A-F_2_PJM_ROM | NYISO_A-F | PJM_ROM | Internal | Shoulder | B15 | 1203 | 1000 | 0 | 45.77 | 44.02 | 8 | 0
2035 | NYISO_A-F_2_PJM_ROM | NYISO_A-F | PJM_ROM | Internal | Summer | B1 | 10 | 1000 | 1000 | 72.7 | 83.4 | 8 | 2.71
2035 | NYISO_A-F_2_PJM_ROM | NYISO_A-F | PJM_ROM | Internal | Summer | B2 | 25 | 1000 | 1000 | 67.45 | 77.6 | 8 | 2.16
2035 | NYISO_A-F_2_PJM_ROM | NYISO_A-F | PJM_ROM | Internal | Summer | B3 | 75 | 1000 | 1000 | 58.74 | 77.17 | 8 | 10.43
2035 | NYISO_A-F_2_PJM_ROM | NYISO_A-F | PJM_ROM | Internal | Summer | B4 | 100 | 1000 | 1000 | 58.74 | 77.17 | 8 | 10.43
2035 | NYISO_A-F_2_PJM_ROM | NYISO_A-F | PJM_ROM | Internal | Summer | B5 | 200 | 1000 | 1000 | 55.85 | 73.59 | 8 | 9.73
2035 | NYISO_A-F_2_PJM_ROM | NYISO_A-F | PJM_ROM | Internal | Summer | B6 | 300 | 1000 | 647.22 | 53.7 | 61.7 | 8 | 0
2035 | NYISO_A-F_2_PJM_ROM | NYISO_A-F | PJM_ROM | Internal | Summer | B7 | 400 | 1000 | 0 | 48.78 | 53.94 | 8 | 0
2035 | NYISO_A-F_2_PJM_ROM | NYISO_A-F | PJM_ROM | Internal | Summer | B8 | 500 | 1000 | 0 | 44.48 | 46.14 | 8 | 0
2035 | NYISO_A-F_2_PJM_ROM | NYISO_A-F | PJM_ROM | Internal | Summer | B9 | 800 | 1000 | 0 | 42.28 | 43.23 | 8 | 0
2035 | NYISO_A-F_2_PJM_ROM | NYISO_A-F | PJM_ROM | Internal | Summer | B10 | 1262 | 1000 | 0 | 42.28 | 39.94 | 8 | 0
2035 | NYISO_A-F_2_PJM_ROM | NYISO_A-F | PJM_ROM | Internal | Winter | B16 | 25 | 1000 | 1000 | 56.51 | 65.34 | 8 | 0.83
2035 | NYISO_A-F_2_PJM_ROM | NYISO_A-F | PJM_ROM | Internal | Winter | B17 | 100 | 1000 | 0 | 53.22 | 57.95 | 8 | 0
2035 | NYISO_A-F_2_PJM_ROM | NYISO_A-F | PJM_ROM | Internal | Winter | B18 | 400 | 1000 | 0 | 53.22 | 53.57 | 8 | 0
2035 | NYISO_A-F_2_PJM_ROM | NYISO_A-F | PJM_ROM | Internal | Winter | B19 | 700 | 1000 | 0 | 53.22 | 52.51 | 8 | 0
2035 | NYISO_A-F_2_PJM_ROM | NYISO_A-F | PJM_ROM | Internal | Winter | B20 | 935 | 1000 | 0 | 53.22 | 47.22 | 8 | 0
2035 | NYISO_G-I_2_NEISO | NYISO_G-I | NEISO | Internal | Shoulder | B11 | 25 | 600 | 0 | 61.02 | 42.33 | 3 | 0
2035 | NYISO_G-I_2_NEISO | NYISO_G-I | NEISO | Internal | Shoulder | B12 | 200 | 600 | 0 | 47.89 | 42.33 | 3 | 0
2035 | NYISO_G-I_2_NEISO | NYISO_G-I | NEISO | Internal | Shoulder | B13 | 600 | 600 | 0 | 45.82 | 42.33 | 3 | 0
2035 | NYISO_G-I_2_NEISO | NYISO_G-I | NEISO | Internal | Shoulder | B14 | 900 | 600 | 0 | 45.79 | 42.33 | 3 | 0
2035 | NYISO_G-I_2_NEISO | NYISO_G-I | NEISO | Internal | Shoulder | B15 | 1203 | 600 | 0 | 45.79 | 42.33 | 3 | 0
2035 | NYISO_G-I_2_NEISO | NYISO_G-I | NEISO | Internal | Summer | B1 | 10 | 600 | 0 | 87.99 | 75.7 | 3 | 0
2035 | NYISO_G-I_2_NEISO | NYISO_G-I | NEISO | Internal | Summer | B2 | 25 | 600 | 0 | 69.61 | 64.45 | 3 | 0
2035 | NYISO_G-I_2_NEISO | NYISO_G-I | NEISO | Internal | Summer | B3 | 75 | 600 | 0 | 65.38 | 53.97 | 3 | 0
2035 | NYISO_G-I_2_NEISO | NYISO_G-I | NEISO | Internal | Summer | B4 | 100 | 600 | 0 | 59.28 | 38.7 | 3 | 0
2035 | NYISO_G-I_2_NEISO | NYISO_G-I | NEISO | Internal | Summer | B5 | 200 | 600 | 0 | 59.28 | 38.7 | 3 | 0
2035 | NYISO_G-I_2_NEISO | NYISO_G-I | NEISO | Internal | Summer | B6 | 300 | 600 | 0 | 55.58 | 38.7 | 3 | 0
2035 | NYISO_G-I_2_NEISO | NYISO_G-I | NEISO | Internal | Summer | B7 | 400 | 600 | 0 | 48.79 | 38.7 | 3 | 0
2035 | NYISO_G-I_2_NEISO | NYISO_G-I | NEISO | Internal | Summer | B8 | 500 | 600 | 0 | 44.49 | 38.7 | 3 | 0
2035 | NYISO_G-I_2_NEISO | NYISO_G-I | NEISO | Internal | Summer | B9 | 800 | 600 | 0 | 42.29 | 38.7 | 3 | 0
2035 | NYISO_G-I_2_NEISO | NYISO_G-I | NEISO | Internal | Summer | B10 | 1262 | 600 | 0 | 42.29 | 38.7 | 3 | 0
2035 | NYISO_G-I_2_NEISO | NYISO_G-I | NEISO | Internal | Winter | B16 | 25 | 600 | 0 | 57.35 | 53.51 | 3 | 0
2035 | NYISO_G-I_2_NEISO | NYISO_G-I | NEISO | Internal | Winter | B17 | 100 | 600 | 0 | 56.51 | 53.51 | 3 | 0
2035 | NYISO_G-I_2_NEISO | NYISO_G-I | NEISO | Internal | Winter | B18 | 400 | 600 | 0 | 56.51 | 53.51 | 3 | 0
2035 | NYISO_G-I_2_NEISO | NYISO_G-I | NEISO | Internal | Winter | B19 | 700 | 600 | 0 | 56.51 | 53.51 | 3 | 0
2035 | NYISO_G-I_2_NEISO | NYISO_G-I | NEISO | Internal | Winter | B20 | 935 | 600 | 0 | 53.23 | 53.51 | 3 | 0
2035 | NYISO_G-I_2_NYISO_A-F | NYISO_G-I | NYISO_A-F | Internal | Shoulder | B11 | 25 | 2637 | 0 | 61.02 | 54.28 | 0.01 | 0
2035 | NYISO_G-I_2_NYISO_A-F | NYISO_G-I | NYISO_A-F | Internal | Shoulder | B12 | 200 | 2637 | 0.01 | 47.89 | 47.88 | 0.01 | 0
2035 | NYISO_G-I_2_NYISO_A-F | NYISO_G-I | NYISO_A-F | Internal | Shoulder | B13 | 600 | 2637 | 0 | 45.82 | 45.81 | 0.01 | 0
2035 | NYISO_G-I_2_NYISO_A-F | NYISO_G-I | NYISO_A-F | Internal | Shoulder | B14 | 900 | 2637 | 0 | 45.79 | 45.77 | 0.01 | 0
2035 | NYISO_G-I_2_NYISO_A-F | NYISO_G-I | NYISO_A-F | Internal | Shoulder | B15 | 1203 | 2637 | 0 | 45.79 | 45.77 | 0.01 | 0
2035 | NYISO_G-I_2_NYISO_A-F | NYISO_G-I | NYISO_A-F | Internal | Summer | B1 | 10 | 2637 | 0 | 87.99 | 72.7 | 0.01 | 0
2035 | NYISO_G-I_2_NYISO_A-F | NYISO_G-I | NYISO_A-F | Internal | Summer | B2 | 25 | 2637 | 0 | 69.61 | 67.45 | 0.01 | 0
2035 | NYISO_G-I_2_NYISO_A-F | NYISO_G-I | NYISO_A-F | Internal | Summer | B3 | 75 | 2637 | 0 | 65.38 | 58.74 | 0.01 | 0
2035 | NYISO_G-I_2_NYISO_A-F | NYISO_G-I | NYISO_A-F | Internal | Summer | B4 | 100 | 2637 | 0 | 59.28 | 58.74 | 0.01 | 0
2035 | NYISO_G-I_2_NYISO_A-F | NYISO_G-I | NYISO_A-F | Internal | Summer | B5 | 200 | 2637 | 0 | 59.28 | 55.85 | 0.01 | 0
2035 | NYISO_G-I_2_NYISO_A-F | NYISO_G-I | NYISO_A-F | Internal | Summer | B6 | 300 | 2637 | 0 | 55.58 | 53.7 | 0.01 | 0
2035 | NYISO_G-I_2_NYISO_A-F | NYISO_G-I | NYISO_A-F | Internal | Summer | B7 | 400 | 2637 | 0 | 48.79 | 48.78 | 0.01 | 0
2035 | NYISO_G-I_2_NYISO_A-F | NYISO_G-I | NYISO_A-F | Internal | Summer | B8 | 500 | 2637 | 0 | 44.49 | 44.48 | 0.01 | 0
2035 | NYISO_G-I_2_NYISO_A-F | NYISO_G-I | NYISO_A-F | Internal | Summer | B9 | 800 | 2637 | 0 | 42.29 | 42.28 | 0.01 | 0
2035 | NYISO_G-I_2_NYISO_A-F | NYISO_G-I | NYISO_A-F | Internal | Summer | B10 | 1262 | 2637 | 0 | 42.29 | 42.28 | 0.01 | 0
2035 | NYISO_G-I_2_NYISO_A-F | NYISO_G-I | NYISO_A-F | Internal | Winter | B16 | 25 | 2637 | 0 | 57.35 | 56.51 | 0.01 | 0
2035 | NYISO_G-I_2_NYISO_A-F | NYISO_G-I | NYISO_A-F | Internal | Winter | B17 | 100 | 2637 | 0 | 56.51 | 53.22 | 0.01 | 0
2035 | NYISO_G-I_2_NYISO_A-F | NYISO_G-I | NYISO_A-F | Internal | Winter | B18 | 400 | 2637 | 0 | 56.51 | 53.22 | 0.01 | 0
2035 | NYISO_G-I_2_NYISO_A-F | NYISO_G-I | NYISO_A-F | Internal | Winter | B19 | 700 | 2637 | 0 | 56.51 | 53.22 | 0.01 | 0
2035 | NYISO_G-I_2_NYISO_A-F | NYISO_G-I | NYISO_A-F | Internal | Winter | B20 | 935 | 2637 | 0 | 53.23 | 53.22 | 0.01 | 0
2035 | NYISO_G-I_2_NYISO_J-K | NYISO_G-I | NYISO_J-K | Internal | Shoulder | B11 | 25 | 6130 | 5667.72 | 61.02 | 61.03 | 0.01 | 0
2035 | NYISO_G-I_2_NYISO_J-K | NYISO_G-I | NYISO_J-K | Internal | Shoulder | B12 | 200 | 6130 | 5161.01 | 47.89 | 47.91 | 0.01 | 0
2035 | NYISO_G-I_2_NYISO_J-K | NYISO_G-I | NYISO_J-K | Internal | Shoulder | B13 | 600 | 6130 | 5703.7 | 45.82 | 45.83 | 0.01 | 0
2035 | NYISO_G-I_2_NYISO_J-K | NYISO_G-I | NYISO_J-K | Internal | Shoulder | B14 | 900 | 6130 | 5358.35 | 45.79 | 45.8 | 0.01 | 0
2035 | NYISO_G-I_2_NYISO_J-K | NYISO_G-I | NYISO_J-K | Internal | Shoulder | B15 | 1203 | 6130 | 3433.18 | 45.79 | 45.8 | 0.01 | 0
2035 | NYISO_G-I_2_NYISO_J-K | NYISO_G-I | NYISO_J-K | Internal | Summer | B1 | 10 | 6130 | 4769.37 | 87.99 | 88 | 0.01 | 0
2035 | NYISO_G-I_2_NYISO_J-K | NYISO_G-I | NYISO_J-K | Internal | Summer | B2 | 25 | 6130 | 4782.43 | 69.61 | 69.63 | 0.01 | 0
2035 | NYISO_G-I_2_NYISO_J-K | NYISO_G-I | NYISO_J-K | Internal | Summer | B3 | 75 | 6130 | 3890.6 | 65.38 | 65.39 | 0.01 | 0
2035 | NYISO_G-I_2_NYISO_J-K | NYISO_G-I | NYISO_J-K | Internal | Summer | B4 | 100 | 6130 | 4181.79 | 59.28 | 59.29 | 0.01 | 0
2035 | NYISO_G-I_2_NYISO_J-K | NYISO_G-I | NYISO_J-K | Internal | Summer | B5 | 200 | 6130 | 4331.51 | 59.28 | 59.29 | 0.01 | 0
2035 | NYISO_G-I_2_NYISO_J-K | NYISO_G-I | NYISO_J-K | Internal | Summer | B6 | 300 | 6130 | 6044.99 | 55.58 | 55.6 | 0.01 | 0
2035 | NYISO_G-I_2_NYISO_J-K | NYISO_G-I | NYISO_J-K | Internal | Summer | B7 | 400 | 6130 | 6130 | 48.79 | 55.6 | 0.01 | 6.79
2035 | NYISO_G-I_2_NYISO_J-K | NYISO_G-I | NYISO_J-K | Internal | Summer | B8 | 500 | 6130 | 5862.95 | 44.49 | 44.5 | 0.01 | 0
2035 | NYISO_G-I_2_NYISO_J-K | NYISO_G-I | NYISO_J-K | Internal | Summer | B9 | 800 | 6130 | 4869.83 | 42.29 | 42.3 | 0.01 | 0
2035 | NYISO_G-I_2_NYISO_J-K | NYISO_G-I | NYISO_J-K | Internal | Summer | B10 | 1262 | 6130 | 2816.36 | 42.29 | 42.3 | 0.01 | 0
2035 | NYISO_G-I_2_NYISO_J-K | NYISO_G-I | NYISO_J-K | Internal | Winter | B16 | 25 | 6130 | 6130 | 57.35 | 71.35 | 0.01 | 13.99
2035 | NYISO_G-I_2_NYISO_J-K | NYISO_G-I | NYISO_J-K | Internal | Winter | B17 | 100 | 6130 | 6130 | 56.51 | 59.8 | 0.01 | 3.28
2035 | NYISO_G-I_2_NYISO_J-K | NYISO_G-I | NYISO_J-K | Internal | Winter | B18 | 400 | 6130 | 6130 | 56.51 | 59.8 | 0.01 | 3.28
2035 | NYISO_G-I_2_NYISO_J-K | NYISO_G-I | NYISO_J-K | Internal | Winter | B19 | 700 | 6130 | 6130 | 56.51 | 58.52 | 0.01 | 2
2035 | NYISO_G-I_2_NYISO_J-K | NYISO_G-I | NYISO_J-K | Internal | Winter | B20 | 935 | 6130 | 6130 | 53.23 | 55.78 | 0.01 | 2.53
2035 | NYISO_G-I_2_PJM_E | NYISO_G-I | PJM_E | Internal | Shoulder | B11 | 25 | 1500 | 0 | 61.02 | 62.29 | 8 | 0
2035 | NYISO_G-I_2_PJM_E | NYISO_G-I | PJM_E | Internal | Shoulder | B12 | 200 | 1500 | 0 | 47.89 | 52.86 | 8 | 0
2035 | NYISO_G-I_2_PJM_E | NYISO_G-I | PJM_E | Internal | Shoulder | B13 | 600 | 1500 | 0 | 45.82 | 49.06 | 8 | 0
2035 | NYISO_G-I_2_PJM_E | NYISO_G-I | PJM_E | Internal | Shoulder | B14 | 900 | 1500 | 0 | 45.79 | 47.81 | 8 | 0
2035 | NYISO_G-I_2_PJM_E | NYISO_G-I | PJM_E | Internal | Shoulder | B15 | 1203 | 1500 | 0 | 45.79 | 44.04 | 8 | 0
2035 | NYISO_G-I_2_PJM_E | NYISO_G-I | PJM_E | Internal | Summer | B1 | 10 | 1500 | 0 | 87.99 | 83.42 | 8 | 0
2035 | NYISO_G-I_2_PJM_E | NYISO_G-I | PJM_E | Internal | Summer | B2 | 25 | 1500 | 162.12 | 69.61 | 77.61 | 8 | 0
2035 | NYISO_G-I_2_PJM_E | NYISO_G-I | PJM_E | Internal | Summer | B3 | 75 | 1500 | 1500 | 65.38 | 77.16 | 8 | 3.78
2035 | NYISO_G-I_2_PJM_E | NYISO_G-I | PJM_E | Internal | Summer | B4 | 100 | 1500 | 1500 | 59.28 | 77.16 | 8 | 9.88
2035 | NYISO_G-I_2_PJM_E | NYISO_G-I | PJM_E | Internal | Summer | B5 | 200 | 1500 | 1500 | 59.28 | 73.57 | 8 | 6.29
2035 | NYISO_G-I_2_PJM_E | NYISO_G-I | PJM_E | Internal | Summer | B6 | 300 | 1500 | 0 | 55.58 | 61.71 | 8 | 0
2035 | NYISO_G-I_2_PJM_E | NYISO_G-I | PJM_E | Internal | Summer | B7 | 400 | 1500 | 0 | 48.79 | 53.95 | 8 | 0
2035 | NYISO_G-I_2_PJM_E | NYISO_G-I | PJM_E | Internal | Summer | B8 | 500 | 1500 | 0 | 44.49 | 46.15 | 8 | 0
2035 | NYISO_G-I_2_PJM_E | NYISO_G-I | PJM_E | Internal | Summer | B9 | 800 | 1500 | 0 | 42.29 | 43.25 | 8 | 0
2035 | NYISO_G-I_2_PJM_E | NYISO_G-I | PJM_E | Internal | Summer | B10 | 1262 | 1500 | 0 | 42.29 | 39.95 | 8 | 0
2035 | NYISO_G-I_2_PJM_E | NYISO_G-I | PJM_E | Internal | Winter | B16 | 25 | 1500 | 80.63 | 57.35 | 65.35 | 8 | 0
2035 | NYISO_G-I_2_PJM_E | NYISO_G-I | PJM_E | Internal | Winter | B17 | 100 | 1500 | 0 | 56.51 | 57.97 | 8 | 0
2035 | NYISO_G-I_2_PJM_E | NYISO_G-I | PJM_E | Internal | Winter | B18 | 400 | 1500 | 0 | 56.51 | 53.58 | 8 | 0
2035 | NYISO_G-I_2_PJM_E | NYISO_G-I | PJM_E | Internal | Winter | B19 | 700 | 1500 | 0 | 56.51 | 52.52 | 8 | 0
2035 | NYISO_G-I_2_PJM_E | NYISO_G-I | PJM_E | Internal | Winter | B20 | 935 | 1500 | 0 | 53.23 | 47.23 | 8 | 0
2035 | NYISO_J-K_2_NEISO | NYISO_J-K | NEISO | Internal | Shoulder | B11 | 25 | 90 | 0 | 61.03 | 42.33 | 3 | 0
2035 | NYISO_J-K_2_NEISO | NYISO_J-K | NEISO | Internal | Shoulder | B12 | 200 | 90 | 0 | 47.91 | 42.33 | 3 | 0
2035 | NYISO_J-K_2_NEISO | NYISO_J-K | NEISO | Internal | Shoulder | B13 | 600 | 90 | 0 | 45.83 | 42.33 | 3 | 0
2035 | NYISO_J-K_2_NEISO | NYISO_J-K | NEISO | Internal | Shoulder | B14 | 900 | 90 | 0 | 45.8 | 42.33 | 3 | 0
2035 | NYISO_J-K_2_NEISO | NYISO_J-K | NEISO | Internal | Shoulder | B15 | 1203 | 90 | 0 | 45.8 | 42.33 | 3 | 0
2035 | NYISO_J-K_2_NEISO | NYISO_J-K | NEISO | Internal | Summer | B1 | 10 | 90 | 0 | 88 | 75.7 | 3 | 0
2035 | NYISO_J-K_2_NEISO | NYISO_J-K | NEISO | Internal | Summer | B2 | 25 | 90 | 0 | 69.63 | 64.45 | 3 | 0
2035 | NYISO_J-K_2_NEISO | NYISO_J-K | NEISO | Internal | Summer | B3 | 75 | 90 | 0 | 65.39 | 53.97 | 3 | 0
2035 | NYISO_J-K_2_NEISO | NYISO_J-K | NEISO | Internal | Summer | B4 | 100 | 90 | 0 | 59.29 | 38.7 | 3 | 0
2035 | NYISO_J-K_2_NEISO | NYISO_J-K | NEISO | Internal | Summer | B5 | 200 | 90 | 0 | 59.29 | 38.7 | 3 | 0
2035 | NYISO_J-K_2_NEISO | NYISO_J-K | NEISO | Internal | Summer | B6 | 300 | 90 | 0 | 55.6 | 38.7 | 3 | 0
2035 | NYISO_J-K_2_NEISO | NYISO_J-K | NEISO | Internal | Summer | B7 | 400 | 90 | 0 | 55.6 | 38.7 | 3 | 0
2035 | NYISO_J-K_2_NEISO | NYISO_J-K | NEISO | Internal | Summer | B8 | 500 | 90 | 0 | 44.5 | 38.7 | 3 | 0
2035 | NYISO_J-K_2_NEISO | NYISO_J-K | NEISO | Internal | Summer | B9 | 800 | 90 | 0 | 42.3 | 38.7 | 3 | 0
2035 | NYISO_J-K_2_NEISO | NYISO_J-K | NEISO | Internal | Summer | B10 | 1262 | 90 | 0 | 42.3 | 38.7 | 3 | 0
2035 | NYISO_J-K_2_NEISO | NYISO_J-K | NEISO | Internal | Winter | B16 | 25 | 90 | 0 | 71.35 | 53.51 | 3 | 0
2035 | NYISO_J-K_2_NEISO | NYISO_J-K | NEISO | Internal | Winter | B17 | 100 | 90 | 0 | 59.8 | 53.51 | 3 | 0
2035 | NYISO_J-K_2_NEISO | NYISO_J-K | NEISO | Internal | Winter | B18 | 400 | 90 | 0 | 59.8 | 53.51 | 3 | 0
2035 | NYISO_J-K_2_NEISO | NYISO_J-K | NEISO | Internal | Winter | B19 | 700 | 90 | 0 | 58.52 | 53.51 | 3 | 0
2035 | NYISO_J-K_2_NEISO | NYISO_J-K | NEISO | Internal | Winter | B20 | 935 | 90 | 0 | 55.78 | 53.51 | 3 | 0
2035 | NYISO_J-K_2_NYISO_G-I | NYISO_J-K | NYISO_G-I | Internal | Shoulder | B11 | 25 | 1999 | 0.08 | 61.03 | 61.02 | 0.01 | 0
2035 | NYISO_J-K_2_NYISO_G-I | NYISO_J-K | NYISO_G-I | Internal | Shoulder | B12 | 200 | 1999 | 0.01 | 47.91 | 47.89 | 0.01 | 0
2035 | NYISO_J-K_2_NYISO_G-I | NYISO_J-K | NYISO_G-I | Internal | Shoulder | B13 | 600 | 1999 | 0 | 45.83 | 45.82 | 0.01 | 0
2035 | NYISO_J-K_2_NYISO_G-I | NYISO_J-K | NYISO_G-I | Internal | Shoulder | B14 | 900 | 1999 | 0 | 45.8 | 45.79 | 0.01 | 0
2035 | NYISO_J-K_2_NYISO_G-I | NYISO_J-K | NYISO_G-I | Internal | Shoulder | B15 | 1203 | 1999 | 0 | 45.8 | 45.79 | 0.01 | 0
2035 | NYISO_J-K_2_NYISO_G-I | NYISO_J-K | NYISO_G-I | Internal | Summer | B1 | 10 | 1999 | 0.21 | 88 | 87.99 | 0.01 | 0
2035 | NYISO_J-K_2_NYISO_G-I | NYISO_J-K | NYISO_G-I | Internal | Summer | B2 | 25 | 1999 | 0.08 | 69.63 | 69.61 | 0.01 | 0
2035 | NYISO_J-K_2_NYISO_G-I | NYISO_J-K | NYISO_G-I | Internal | Summer | B3 | 75 | 1999 | 0.03 | 65.39 | 65.38 | 0.01 | 0
2035 | NYISO_J-K_2_NYISO_G-I | NYISO_J-K | NYISO_G-I | Internal | Summer | B4 | 100 | 1999 | 0.02 | 59.29 | 59.28 | 0.01 | 0
2035 | NYISO_J-K_2_NYISO_G-I | NYISO_J-K | NYISO_G-I | Internal | Summer | B5 | 200 | 1999 | 0.01 | 59.29 | 59.28 | 0.01 | 0
2035 | NYISO_J-K_2_NYISO_G-I | NYISO_J-K | NYISO_G-I | Internal | Summer | B6 | 300 | 1999 | 0 | 55.6 | 55.58 | 0.01 | 0
2035 | NYISO_J-K_2_NYISO_G-I | NYISO_J-K | NYISO_G-I | Internal | Summer | B7 | 400 | 1999 | 0 | 55.6 | 48.79 | 0.01 | 0
2035 | NYISO_J-K_2_NYISO_G-I | NYISO_J-K | NYISO_G-I | Internal | Summer | B8 | 500 | 1999 | 0 | 44.5 | 44.49 | 0.01 | 0
2035 | NYISO_J-K_2_NYISO_G-I | NYISO_J-K | NYISO_G-I | Internal | Summer | B9 | 800 | 1999 | 0 | 42.3 | 42.29 | 0.01 | 0
2035 | NYISO_J-K_2_NYISO_G-I | NYISO_J-K | NYISO_G-I | Internal | Summer | B10 | 1262 | 1999 | 0 | 42.3 | 42.29 | 0.01 | 0
2035 | NYISO_J-K_2_NYISO_G-I | NYISO_J-K | NYISO_G-I | Internal | Winter | B16 | 25 | 1999 | 0 | 71.35 | 57.35 | 0.01 | 0
2035 | NYISO_J-K_2_NYISO_G-I | NYISO_J-K | NYISO_G-I | Internal | Winter | B17 | 100 | 1999 | 0 | 59.8 | 56.51 | 0.01 | 0
2035 | NYISO_J-K_2_NYISO_G-I | NYISO_J-K | NYISO_G-I | Internal | Winter | B18 | 400 | 1999 | 0 | 59.8 | 56.51 | 0.01 | 0
2035 | NYISO_J-K_2_NYISO_G-I | NYISO_J-K | NYISO_G-I | Internal | Winter | B19 | 700 | 1999 | 0 | 58.52 | 56.51 | 0.01 | 0
2035 | NYISO_J-K_2_NYISO_G-I | NYISO_J-K | NYISO_G-I | Internal | Winter | B20 | 935 | 1999 | 0 | 55.78 | 53.23 | 0.01 | 0
2035 | NYISO_J-K_2_PJM_E | NYISO_J-K | PJM_E | Internal | Shoulder | B11 | 25 | 330 | 0 | 61.03 | 62.29 | 8 | 0
2035 | NYISO_J-K_2_PJM_E | NYISO_J-K | PJM_E | Internal | Shoulder | B12 | 200 | 330 | 0 | 47.91 | 52.86 | 8 | 0
2035 | NYISO_J-K_2_PJM_E | NYISO_J-K | PJM_E | Internal | Shoulder | B13 | 600 | 330 | 0 | 45.83 | 49.06 | 8 | 0
2035 | NYISO_J-K_2_PJM_E | NYISO_J-K | PJM_E | Internal | Shoulder | B14 | 900 | 330 | 0 | 45.8 | 47.81 | 8 | 0
2035 | NYISO_J-K_2_PJM_E | NYISO_J-K | PJM_E | Internal | Shoulder | B15 | 1203 | 330 | 0 | 45.8 | 44.04 | 8 | 0
2035 | NYISO_J-K_2_PJM_E | NYISO_J-K | PJM_E | Internal | Summer | B1 | 10 | 330 | 0 | 88 | 83.42 | 8 | 0
2035 | NYISO_J-K_2_PJM_E | NYISO_J-K | PJM_E | Internal | Summer | B2 | 25 | 330 | 0.16 | 69.63 | 77.61 | 8 | 0
2035 | NYISO_J-K_2_PJM_E | NYISO_J-K | PJM_E | Internal | Summer | B3 | 75 | 330 | 330 | 65.39 | 77.16 | 8 | 3.77
2035 | NYISO_J-K_2_PJM_E | NYISO_J-K | PJM_E | Internal | Summer | B4 | 100 | 330 | 330 | 59.29 | 77.16 | 8 | 9.87
2035 | NYISO_J-K_2_PJM_E | NYISO_J-K | PJM_E | Internal | Summer | B5 | 200 | 330 | 330 | 59.29 | 73.57 | 8 | 6.28
2035 | NYISO_J-K_2_PJM_E | NYISO_J-K | PJM_E | Internal | Summer | B6 | 300 | 330 | 0 | 55.6 | 61.71 | 8 | 0
2035 | NYISO_J-K_2_PJM_E | NYISO_J-K | PJM_E | Internal | Summer | B7 | 400 | 330 | 0 | 55.6 | 53.95 | 8 | 0
2035 | NYISO_J-K_2_PJM_E | NYISO_J-K | PJM_E | Internal | Summer | B8 | 500 | 330 | 0 | 44.5 | 46.15 | 8 | 0
2035 | NYISO_J-K_2_PJM_E | NYISO_J-K | PJM_E | Internal | Summer | B9 | 800 | 330 | 0 | 42.3 | 43.25 | 8 | 0
2035 | NYISO_J-K_2_PJM_E | NYISO_J-K | PJM_E | Internal | Summer | B10 | 1262 | 330 | 0 | 42.3 | 39.95 | 8 | 0
2035 | NYISO_J-K_2_PJM_E | NYISO_J-K | PJM_E | Internal | Winter | B16 | 25 | 330 | 0 | 71.35 | 65.35 | 8 | 0
2035 | NYISO_J-K_2_PJM_E | NYISO_J-K | PJM_E | Internal | Winter | B17 | 100 | 330 | 0 | 59.8 | 57.97 | 8 | 0
2035 | NYISO_J-K_2_PJM_E | NYISO_J-K | PJM_E | Internal | Winter | B18 | 400 | 330 | 0 | 59.8 | 53.58 | 8 | 0
2035 | NYISO_J-K_2_PJM_E | NYISO_J-K | PJM_E | Internal | Winter | B19 | 700 | 330 | 0 | 58.52 | 52.52 | 8 | 0
2035 | NYISO_J-K_2_PJM_E | NYISO_J-K | PJM_E | Internal | Winter | B20 | 935 | 330 | 0 | 55.78 | 47.23 | 8 | 0
2035 | PJM_E_2_NYISO_G-I | PJM_E | NYISO_G-I | Internal | Shoulder | B11 | 25 | 500 | 0 | 62.29 | 61.02 | 6 | 0
2035 | PJM_E_2_NYISO_G-I | PJM_E | NYISO_G-I | Internal | Shoulder | B12 | 200 | 500 | 0 | 52.86 | 47.89 | 6 | 0
2035 | PJM_E_2_NYISO_G-I | PJM_E | NYISO_G-I | Internal | Shoulder | B13 | 600 | 500 | 0 | 49.06 | 45.82 | 6 | 0
2035 | PJM_E_2_NYISO_G-I | PJM_E | NYISO_G-I | Internal | Shoulder | B14 | 900 | 500 | 0 | 47.81 | 45.79 | 6 | 0
2035 | PJM_E_2_NYISO_G-I | PJM_E | NYISO_G-I | Internal | Shoulder | B15 | 1203 | 500 | 0 | 44.04 | 45.79 | 6 | 0
2035 | PJM_E_2_NYISO_G-I | PJM_E | NYISO_G-I | Internal | Summer | B1 | 10 | 500 | 0 | 83.42 | 87.99 | 6 | 0
2035 | PJM_E_2_NYISO_G-I | PJM_E | NYISO_G-I | Internal | Summer | B2 | 25 | 500 | 0 | 77.61 | 69.61 | 6 | 0
2035 | PJM_E_2_NYISO_G-I | PJM_E | NYISO_G-I | Internal | Summer | B3 | 75 | 500 | 0 | 77.16 | 65.38 | 6 | 0
2035 | PJM_E_2_NYISO_G-I | PJM_E | NYISO_G-I | Internal | Summer | B4 | 100 | 500 | 0 | 77.16 | 59.28 | 6 | 0
2035 | PJM_E_2_NYISO_G-I | PJM_E | NYISO_G-I | Internal | Summer | B5 | 200 | 500 | 0 | 73.57 | 59.28 | 6 | 0
2035 | PJM_E_2_NYISO_G-I | PJM_E | NYISO_G-I | Internal | Summer | B6 | 300 | 500 | 0 | 61.71 | 55.58 | 6 | 0
2035 | PJM_E_2_NYISO_G-I | PJM_E | NYISO_G-I | Internal | Summer | B7 | 400 | 500 | 0 | 53.95 | 48.79 | 6 | 0
2035 | PJM_E_2_NYISO_G-I | PJM_E | NYISO_G-I | Internal | Summer | B8 | 500 | 500 | 0 | 46.15 | 44.49 | 6 | 0
2035 | PJM_E_2_NYISO_G-I | PJM_E | NYISO_G-I | Internal | Summer | B9 | 800 | 500 | 0 | 43.25 | 42.29 | 6 | 0
2035 | PJM_E_2_NYISO_G-I | PJM_E | NYISO_G-I | Internal | Summer | B10 | 1262 | 500 | 0 | 39.95 | 42.29 | 6 | 0
2035 | PJM_E_2_NYISO_G-I | PJM_E | NYISO_G-I | Internal | Winter | B16 | 25 | 500 | 0 | 65.35 | 57.35 | 6 | 0
2035 | PJM_E_2_NYISO_G-I | PJM_E | NYISO_G-I | Internal | Winter | B17 | 100 | 500 | 0 | 57.97 | 56.51 | 6 | 0
2035 | PJM_E_2_NYISO_G-I | PJM_E | NYISO_G-I | Internal | Winter | B18 | 400 | 500 | 0 | 53.58 | 56.51 | 6 | 0
2035 | PJM_E_2_NYISO_G-I | PJM_E | NYISO_G-I | Internal | Winter | B19 | 700 | 500 | 0 | 52.52 | 56.51 | 6 | 0
2035 | PJM_E_2_NYISO_G-I | PJM_E | NYISO_G-I | Internal | Winter | B20 | 935 | 500 | 89.83 | 47.23 | 53.23 | 6 | 0
2035 | PJM_E_2_NYISO_J-K | PJM_E | NYISO_J-K | Internal | Shoulder | B11 | 25 | 330 | 0 | 62.29 | 61.03 | 6 | 0
2035 | PJM_E_2_NYISO_J-K | PJM_E | NYISO_J-K | Internal | Shoulder | B12 | 200 | 330 | 0 | 52.86 | 47.91 | 6 | 0
2035 | PJM_E_2_NYISO_J-K | PJM_E | NYISO_J-K | Internal | Shoulder | B13 | 600 | 330 | 0 | 49.06 | 45.83 | 6 | 0
2035 | PJM_E_2_NYISO_J-K | PJM_E | NYISO_J-K | Internal | Shoulder | B14 | 900 | 330 | 0 | 47.81 | 45.8 | 6 | 0
2035 | PJM_E_2_NYISO_J-K | PJM_E | NYISO_J-K | Internal | Shoulder | B15 | 1203 | 330 | 0 | 44.04 | 45.8 | 6 | 0
2035 | PJM_E_2_NYISO_J-K | PJM_E | NYISO_J-K | Internal | Summer | B1 | 10 | 330 | 0 | 83.42 | 88 | 6 | 0
2035 | PJM_E_2_NYISO_J-K | PJM_E | NYISO_J-K | Internal | Summer | B2 | 25 | 330 | 0 | 77.61 | 69.63 | 6 | 0
2035 | PJM_E_2_NYISO_J-K | PJM_E | NYISO_J-K | Internal | Summer | B3 | 75 | 330 | 0 | 77.16 | 65.39 | 6 | 0
2035 | PJM_E_2_NYISO_J-K | PJM_E | NYISO_J-K | Internal | Summer | B4 | 100 | 330 | 0 | 77.16 | 59.29 | 6 | 0
2035 | PJM_E_2_NYISO_J-K | PJM_E | NYISO_J-K | Internal | Summer | B5 | 200 | 330 | 0 | 73.57 | 59.29 | 6 | 0
2035 | PJM_E_2_NYISO_J-K | PJM_E | NYISO_J-K | Internal | Summer | B6 | 300 | 330 | 0 | 61.71 | 55.6 | 6 | 0
2035 | PJM_E_2_NYISO_J-K | PJM_E | NYISO_J-K | Internal | Summer | B7 | 400 | 330 | 0 | 53.95 | 55.6 | 6 | 0
2035 | PJM_E_2_NYISO_J-K | PJM_E | NYISO_J-K | Internal | Summer | B8 | 500 | 330 | 0 | 46.15 | 44.5 | 6 | 0
2035 | PJM_E_2_NYISO_J-K | PJM_E | NYISO_J-K | Internal | Summer | B9 | 800 | 330 | 0 | 43.25 | 42.3 | 6 | 0
2035 | PJM_E_2_NYISO_J-K | PJM_E | NYISO_J-K | Internal | Summer | B10 | 1262 | 330 | 0 | 39.95 | 42.3 | 6 | 0
2035 | PJM_E_2_NYISO_J-K | PJM_E | NYISO_J-K | Internal | Winter | B16 | 25 | 330 | 325.3 | 65.35 | 71.35 | 6 | 0
2035 | PJM_E_2_NYISO_J-K | PJM_E | NYISO_J-K | Internal | Winter | B17 | 100 | 330 | 0 | 57.97 | 59.8 | 6 | 0
2035 | PJM_E_2_NYISO_J-K | PJM_E | NYISO_J-K | Internal | Winter | B18 | 400 | 330 | 330 | 53.58 | 59.8 | 6 | 0.22
2035 | PJM_E_2_NYISO_J-K | PJM_E | NYISO_J-K | Internal | Winter | B19 | 700 | 330 | 275.47 | 52.52 | 58.52 | 6 | 0
2035 | PJM_E_2_NYISO_J-K | PJM_E | NYISO_J-K | Internal | Winter | B20 | 935 | 330 | 330 | 47.23 | 55.78 | 6 | 2.55
2035 | PJM_E_2_PJM_ROM | PJM_E | PJM_ROM | Internal | Shoulder | B11 | 25 | 8000 | 0.13 | 62.29 | 62.28 | 0.01 | 0
2035 | PJM_E_2_PJM_ROM | PJM_E | PJM_ROM | Internal | Shoulder | B12 | 200 | 8000 | 0.01 | 52.86 | 52.84 | 0.01 | 0
2035 | PJM_E_2_PJM_ROM | PJM_E | PJM_ROM | Internal | Shoulder | B13 | 600 | 8000 | 0 | 49.06 | 49.04 | 0.01 | 0
2035 | PJM_E_2_PJM_ROM | PJM_E | PJM_ROM | Internal | Shoulder | B14 | 900 | 8000 | 0 | 47.81 | 47.8 | 0.01 | 0
2035 | PJM_E_2_PJM_ROM | PJM_E | PJM_ROM | Internal | Shoulder | B15 | 1203 | 8000 | 0 | 44.04 | 44.02 | 0.01 | 0
2035 | PJM_E_2_PJM_ROM | PJM_E | PJM_ROM | Internal | Summer | B1 | 10 | 8000 | 0.21 | 83.42 | 83.4 | 0.01 | 0
2035 | PJM_E_2_PJM_ROM | PJM_E | PJM_ROM | Internal | Summer | B2 | 25 | 8000 | 0.08 | 77.61 | 77.6 | 0.01 | 0
2035 | PJM_E_2_PJM_ROM | PJM_E | PJM_ROM | Internal | Summer | B3 | 75 | 8000 | 698.7 | 77.16 | 77.17 | 0.01 | 0
2035 | PJM_E_2_PJM_ROM | PJM_E | PJM_ROM | Internal | Summer | B4 | 100 | 8000 | 2815.99 | 77.16 | 77.17 | 0.01 | 0
2035 | PJM_E_2_PJM_ROM | PJM_E | PJM_ROM | Internal | Summer | B5 | 200 | 8000 | 3945.99 | 73.57 | 73.59 | 0.01 | 0
2035 | PJM_E_2_PJM_ROM | PJM_E | PJM_ROM | Internal | Summer | B6 | 300 | 8000 | 0 | 61.71 | 61.7 | 0.01 | 0
2035 | PJM_E_2_PJM_ROM | PJM_E | PJM_ROM | Internal | Summer | B7 | 400 | 8000 | 0 | 53.95 | 53.94 | 0.01 | 0
2035 | PJM_E_2_PJM_ROM | PJM_E | PJM_ROM | Internal | Summer | B8 | 500 | 8000 | 0 | 46.15 | 46.14 | 0.01 | 0
2035 | PJM_E_2_PJM_ROM | PJM_E | PJM_ROM | Internal | Summer | B9 | 800 | 8000 | 0 | 43.25 | 43.23 | 0.01 | 0
2035 | PJM_E_2_PJM_ROM | PJM_E | PJM_ROM | Internal | Summer | B10 | 1262 | 8000 | 0 | 39.95 | 39.94 | 0.01 | 0
2035 | PJM_E_2_PJM_ROM | PJM_E | PJM_ROM | Internal | Winter | B16 | 25 | 8000 | 0.08 | 65.35 | 65.34 | 0.01 | 0
2035 | PJM_E_2_PJM_ROM | PJM_E | PJM_ROM | Internal | Winter | B17 | 100 | 8000 | 0.02 | 57.97 | 57.95 | 0.01 | 0
2035 | PJM_E_2_PJM_ROM | PJM_E | PJM_ROM | Internal | Winter | B18 | 400 | 8000 | 0 | 53.58 | 53.57 | 0.01 | 0
2035 | PJM_E_2_PJM_ROM | PJM_E | PJM_ROM | Internal | Winter | B19 | 700 | 8000 | 0 | 52.52 | 52.51 | 0.01 | 0
2035 | PJM_E_2_PJM_ROM | PJM_E | PJM_ROM | Internal | Winter | B20 | 935 | 8000 | 0 | 47.23 | 47.22 | 0.01 | 0
2035 | PJM_ROR_2_MISO_IN | PJM_ROR | MISO_IN | Internal | Shoulder | B11 | 25 | 909 | 0 | 62.27 | 60.29 | 2 | 0
2035 | PJM_ROR_2_MISO_IN | PJM_ROR | MISO_IN | Internal | Shoulder | B12 | 200 | 909 | 0.02 | 52.83 | 54.82 | 2 | 0
2035 | PJM_ROR_2_MISO_IN | PJM_ROR | MISO_IN | Internal | Shoulder | B13 | 600 | 909 | 0 | 49.03 | 51.02 | 2 | 0
2035 | PJM_ROR_2_MISO_IN | PJM_ROR | MISO_IN | Internal | Shoulder | B14 | 900 | 909 | 0 | 47.79 | 47.86 | 2 | 0
2035 | PJM_ROR_2_MISO_IN | PJM_ROR | MISO_IN | Internal | Shoulder | B15 | 1203 | 909 | 0 | 44.01 | 42 | 2 | 0
2035 | PJM_ROR_2_MISO_IN | PJM_ROR | MISO_IN | Internal | Summer | B1 | 10 | 909 | 0 | 83.39 | 81.42 | 2 | 0
2035 | PJM_ROR_2_MISO_IN | PJM_ROR | MISO_IN | Internal | Summer | B2 | 25 | 909 | 909 | 77.59 | 80.64 | 2 | 1.05
2035 | PJM_ROR_2_MISO_IN | PJM_ROR | MISO_IN | Internal | Summer | B3 | 75 | 909 | 0 | 77.18 | 78.62 | 2 | 0
2035 | PJM_ROR_2_MISO_IN | PJM_ROR | MISO_IN | Internal | Summer | B4 | 100 | 909 | 0 | 77.18 | 75.6 | 2 | 0
2035 | PJM_ROR_2_MISO_IN | PJM_ROR | MISO_IN | Internal | Summer | B5 | 200 | 909 | 0 | 73.6 | 75.36 | 2 | 0
2035 | PJM_ROR_2_MISO_IN | PJM_ROR | MISO_IN | Internal | Summer | B6 | 300 | 909 | 0 | 61.69 | 59.71 | 2 | 0
2035 | PJM_ROR_2_MISO_IN | PJM_ROR | MISO_IN | Internal | Summer | B7 | 400 | 909 | 0 | 53.93 | 51.95 | 2 | 0
2035 | PJM_ROR_2_MISO_IN | PJM_ROR | MISO_IN | Internal | Summer | B8 | 500 | 909 | 0 | 46.12 | 44.21 | 2 | 0
2035 | PJM_ROR_2_MISO_IN | PJM_ROR | MISO_IN | Internal | Summer | B9 | 800 | 909 | 0 | 43.22 | 41.28 | 2 | 0
2035 | PJM_ROR_2_MISO_IN | PJM_ROR | MISO_IN | Internal | Summer | B10 | 1262 | 909 | 0 | 39.93 | 36.64 | 2 | 0
2035 | PJM_ROR_2_MISO_IN | PJM_ROR | MISO_IN | Internal | Winter | B16 | 25 | 909 | 180.8 | 65.33 | 67.33 | 2 | 0
2035 | PJM_ROR_2_MISO_IN | PJM_ROR | MISO_IN | Internal | Winter | B17 | 100 | 909 | 0 | 57.94 | 57.26 | 2 | 0
2035 | PJM_ROR_2_MISO_IN | PJM_ROR | MISO_IN | Internal | Winter | B18 | 400 | 909 | 0.01 | 51.91 | 53.9 | 2 | 0
2035 | PJM_ROR_2_MISO_IN | PJM_ROR | MISO_IN | Internal | Winter | B19 | 700 | 909 | 0 | 49.69 | 47.69 | 2 | 0
2035 | PJM_ROR_2_MISO_IN | PJM_ROR | MISO_IN | Internal | Winter | B20 | 935 | 909 | 0 | 43.17 | 41.16 | 2 | 0
2035 | PJM_ROR_2_MISO_MI | PJM_ROR | MISO_MI | Internal | Shoulder | B11 | 25 | 1305 | 0 | 62.27 | 60.28 | 2 | 0
2035 | PJM_ROR_2_MISO_MI | PJM_ROR | MISO_MI | Internal | Shoulder | B12 | 200 | 1305 | 451.75 | 52.83 | 54.83 | 2 | 0
2035 | PJM_ROR_2_MISO_MI | PJM_ROR | MISO_MI | Internal | Shoulder | B13 | 600 | 1305 | 54.15 | 49.03 | 51.03 | 2 | 0
2035 | PJM_ROR_2_MISO_MI | PJM_ROR | MISO_MI | Internal | Shoulder | B14 | 900 | 1305 | 0 | 47.79 | 47.87 | 2 | 0
2035 | PJM_ROR_2_MISO_MI | PJM_ROR | MISO_MI | Internal | Shoulder | B15 | 1203 | 1305 | 0 | 44.01 | 42.01 | 2 | 0
2035 | PJM_ROR_2_MISO_MI | PJM_ROR | MISO_MI | Internal | Summer | B1 | 10 | 1305 | 0 | 83.39 | 81.43 | 2 | 0
2035 | PJM_ROR_2_MISO_MI | PJM_ROR | MISO_MI | Internal | Summer | B2 | 25 | 1305 | 1305 | 77.59 | 80.65 | 2 | 1.06
2035 | PJM_ROR_2_MISO_MI | PJM_ROR | MISO_MI | Internal | Summer | B3 | 75 | 1305 | 0 | 77.18 | 78.63 | 2 | 0
2035 | PJM_ROR_2_MISO_MI | PJM_ROR | MISO_MI | Internal | Summer | B4 | 100 | 1305 | 0 | 77.18 | 75.59 | 2 | 0
2035 | PJM_ROR_2_MISO_MI | PJM_ROR | MISO_MI | Internal | Summer | B5 | 200 | 1305 | 0 | 73.6 | 75.37 | 2 | 0
2035 | PJM_ROR_2_MISO_MI | PJM_ROR | MISO_MI | Internal | Summer | B6 | 300 | 1305 | 0 | 61.69 | 59.7 | 2 | 0
2035 | PJM_ROR_2_MISO_MI | PJM_ROR | MISO_MI | Internal | Summer | B7 | 400 | 1305 | 0 | 53.93 | 51.96 | 2 | 0
2035 | PJM_ROR_2_MISO_MI | PJM_ROR | MISO_MI | Internal | Summer | B8 | 500 | 1305 | 0 | 46.12 | 46.51 | 2 | 0
2035 | PJM_ROR_2_MISO_MI | PJM_ROR | MISO_MI | Internal | Summer | B9 | 800 | 1305 | 0 | 43.22 | 41.75 | 2 | 0
2035 | PJM_ROR_2_MISO_MI | PJM_ROR | MISO_MI | Internal | Summer | B10 | 1262 | 1305 | 0 | 39.93 | 37.93 | 2 | 0
2035 | PJM_ROR_2_MISO_MI | PJM_ROR | MISO_MI | Internal | Winter | B16 | 25 | 1305 | 0.43 | 65.33 | 67.32 | 2 | 0
2035 | PJM_ROR_2_MISO_MI | PJM_ROR | MISO_MI | Internal | Winter | B17 | 100 | 1305 | 0 | 57.94 | 57.27 | 2 | 0
2035 | PJM_ROR_2_MISO_MI | PJM_ROR | MISO_MI | Internal | Winter | B18 | 400 | 1305 | 172.51 | 51.91 | 53.91 | 2 | 0
2035 | PJM_ROR_2_MISO_MI | PJM_ROR | MISO_MI | Internal | Winter | B19 | 700 | 1305 | 0 | 49.69 | 47.7 | 2 | 0
2035 | PJM_ROR_2_MISO_MI | PJM_ROR | MISO_MI | Internal | Winter | B20 | 935 | 1305 | 0 | 43.17 | 41.17 | 2 | 0
2035 | PJM_ROR_2_MISO_MO-IL | PJM_ROR | MISO_MO-IL | Internal | Shoulder | B11 | 25 | 1111 | 0 | 62.27 | 60.28 | 2 | 0
2035 | PJM_ROR_2_MISO_MO-IL | PJM_ROR | MISO_MO-IL | Internal | Shoulder | B12 | 200 | 1111 | 0 | 52.83 | 50.84 | 2 | 0
2035 | PJM_ROR_2_MISO_MO-IL | PJM_ROR | MISO_MO-IL | Internal | Shoulder | B13 | 600 | 1111 | 0 | 49.03 | 45.05 | 2 | 0
2035 | PJM_ROR_2_MISO_MO-IL | PJM_ROR | MISO_MO-IL | Internal | Shoulder | B14 | 900 | 1111 | 0 | 47.79 | 42.68 | 2 | 0
2035 | PJM_ROR_2_MISO_MO-IL | PJM_ROR | MISO_MO-IL | Internal | Shoulder | B15 | 1203 | 1111 | 0 | 44.01 | 40 | 2 | 0
2035 | PJM_ROR_2_MISO_MO-IL | PJM_ROR | MISO_MO-IL | Internal | Summer | B1 | 10 | 1111 | 0 | 83.39 | 81.4 | 2 | 0
2035 | PJM_ROR_2_MISO_MO-IL | PJM_ROR | MISO_MO-IL | Internal | Summer | B2 | 25 | 1111 | 0 | 77.59 | 78.76 | 2 | 0
2035 | PJM_ROR_2_MISO_MO-IL | PJM_ROR | MISO_MO-IL | Internal | Summer | B3 | 75 | 1111 | 0 | 77.18 | 78.61 | 2 | 0
2035 | PJM_ROR_2_MISO_MO-IL | PJM_ROR | MISO_MO-IL | Internal | Summer | B4 | 100 | 1111 | 0 | 77.18 | 75.59 | 2 | 0
2035 | PJM_ROR_2_MISO_MO-IL | PJM_ROR | MISO_MO-IL | Internal | Summer | B5 | 200 | 1111 | 0 | 73.6 | 75.35 | 2 | 0
2035 | PJM_ROR_2_MISO_MO-IL | PJM_ROR | MISO_MO-IL | Internal | Summer | B6 | 300 | 1111 | 0 | 61.69 | 59.7 | 2 | 0
2035 | PJM_ROR_2_MISO_MO-IL | PJM_ROR | MISO_MO-IL | Internal | Summer | B7 | 400 | 1111 | 0 | 53.93 | 51.94 | 2 | 0
2035 | PJM_ROR_2_MISO_MO-IL | PJM_ROR | MISO_MO-IL | Internal | Summer | B8 | 500 | 1111 | 0 | 46.12 | 44.14 | 2 | 0
2035 | PJM_ROR_2_MISO_MO-IL | PJM_ROR | MISO_MO-IL | Internal | Summer | B9 | 800 | 1111 | 0 | 43.22 | 41.23 | 2 | 0
2035 | PJM_ROR_2_MISO_MO-IL | PJM_ROR | MISO_MO-IL | Internal | Summer | B10 | 1262 | 1111 | 0 | 39.93 | 36.62 | 2 | 0
2035 | PJM_ROR_2_MISO_MO-IL | PJM_ROR | MISO_MO-IL | Internal | Winter | B16 | 25 | 1111 | 0 | 65.33 | 62.46 | 2 | 0
2035 | PJM_ROR_2_MISO_MO-IL | PJM_ROR | MISO_MO-IL | Internal | Winter | B17 | 100 | 1111 | 0 | 57.94 | 55.57 | 2 | 0
2035 | PJM_ROR_2_MISO_MO-IL | PJM_ROR | MISO_MO-IL | Internal | Winter | B18 | 400 | 1111 | 0 | 51.91 | 44.79 | 2 | 0
2035 | PJM_ROR_2_MISO_MO-IL | PJM_ROR | MISO_MO-IL | Internal | Winter | B19 | 700 | 1111 | 0 | 49.69 | 42.92 | 2 | 0
2035 | PJM_ROR_2_MISO_MO-IL | PJM_ROR | MISO_MO-IL | Internal | Winter | B20 | 935 | 1111 | 0 | 43.17 | 39.9 | 2 | 0
2035 | PJM_ROR_2_MISO_W | PJM_ROR | MISO_W | Internal | Shoulder | B11 | 25 | 10071 | 0 | 62.27 | 60.27 | 2 | 0
2035 | PJM_ROR_2_MISO_W | PJM_ROR | MISO_W | Internal | Shoulder | B12 | 200 | 10071 | 0 | 52.83 | 50.83 | 2 | 0
2035 | PJM_ROR_2_MISO_W | PJM_ROR | MISO_W | Internal | Shoulder | B13 | 600 | 10071 | 0 | 49.03 | 45.03 | 2 | 0
2035 | PJM_ROR_2_MISO_W | PJM_ROR | MISO_W | Internal | Shoulder | B14 | 900 | 10071 | 0 | 47.79 | 35.89 | 2 | 0
2035 | PJM_ROR_2_MISO_W | PJM_ROR | MISO_W | Internal | Shoulder | B15 | 1203 | 10071 | 0 | 44.01 | 32.63 | 2 | 0
2035 | PJM_ROR_2_MISO_W | PJM_ROR | MISO_W | Internal | Summer | B1 | 10 | 10071 | 0 | 83.39 | 81.39 | 2 | 0
2035 | PJM_ROR_2_MISO_W | PJM_ROR | MISO_W | Internal | Summer | B2 | 25 | 10071 | 0 | 77.59 | 75.59 | 2 | 0
2035 | PJM_ROR_2_MISO_W | PJM_ROR | MISO_W | Internal | Summer | B3 | 75 | 10071 | 0 | 77.18 | 78.6 | 2 | 0
2035 | PJM_ROR_2_MISO_W | PJM_ROR | MISO_W | Internal | Summer | B4 | 100 | 10071 | 0 | 77.18 | 75.58 | 2 | 0
2035 | PJM_ROR_2_MISO_W | PJM_ROR | MISO_W | Internal | Summer | B5 | 200 | 10071 | 0 | 73.6 | 75.34 | 2 | 0
2035 | PJM_ROR_2_MISO_W | PJM_ROR | MISO_W | Internal | Summer | B6 | 300 | 10071 | 0 | 61.69 | 59.69 | 2 | 0
2035 | PJM_ROR_2_MISO_W | PJM_ROR | MISO_W | Internal | Summer | B7 | 400 | 10071 | 0 | 53.93 | 51.93 | 2 | 0
2035 | PJM_ROR_2_MISO_W | PJM_ROR | MISO_W | Internal | Summer | B8 | 500 | 10071 | 0 | 46.12 | 44.12 | 2 | 0
2035 | PJM_ROR_2_MISO_W | PJM_ROR | MISO_W | Internal | Summer | B9 | 800 | 10071 | 0 | 43.22 | 41.22 | 2 | 0
2035 | PJM_ROR_2_MISO_W | PJM_ROR | MISO_W | Internal | Summer | B10 | 1262 | 10071 | 0 | 39.93 | 36.61 | 2 | 0
2035 | PJM_ROR_2_MISO_W | PJM_ROR | MISO_W | Internal | Winter | B16 | 25 | 10071 | 0 | 65.33 | 36.31 | 2 | 0
2035 | PJM_ROR_2_MISO_W | PJM_ROR | MISO_W | Internal | Winter | B17 | 100 | 10071 | 0 | 57.94 | 36.99 | 2 | 0
2035 | PJM_ROR_2_MISO_W | PJM_ROR | MISO_W | Internal | Winter | B18 | 400 | 10071 | 0 | 51.91 | 41.98 | 2 | 0
2035 | PJM_ROR_2_MISO_W | PJM_ROR | MISO_W | Internal | Winter | B19 | 700 | 10071 | 0 | 49.69 | 41.98 | 2 | 0
2035 | PJM_ROR_2_MISO_W | PJM_ROR | MISO_W | Internal | Winter | B20 | 935 | 10071 | 0 | 43.17 | 32.67 | 2 | 0
2035 | PJM_ROR_2_MISO_WUMS | PJM_ROR | MISO_WUMS | Internal | Shoulder | B11 | 25 | 1467 | 0 | 62.27 | 60.28 | 2 | 0
2035 | PJM_ROR_2_MISO_WUMS | PJM_ROR | MISO_WUMS | Internal | Shoulder | B12 | 200 | 1467 | 0 | 52.83 | 50.84 | 2 | 0
2035 | PJM_ROR_2_MISO_WUMS | PJM_ROR | MISO_WUMS | Internal | Shoulder | B13 | 600 | 1467 | 0 | 49.03 | 47.79 | 2 | 0
2035 | PJM_ROR_2_MISO_WUMS | PJM_ROR | MISO_WUMS | Internal | Shoulder | B14 | 900 | 1467 | 0 | 47.79 | 47.79 | 2 | 0
2035 | PJM_ROR_2_MISO_WUMS | PJM_ROR | MISO_WUMS | Internal | Shoulder | B15 | 1203 | 1467 | 0 | 44.01 | 42.01 | 2 | 0
2035 | PJM_ROR_2_MISO_WUMS | PJM_ROR | MISO_WUMS | Internal | Summer | B1 | 10 | 1467 | 0 | 83.39 | 75.33 | 2 | 0
2035 | PJM_ROR_2_MISO_WUMS | PJM_ROR | MISO_WUMS | Internal | Summer | B2 | 25 | 1467 | 0 | 77.59 | 75.33 | 2 | 0
2035 | PJM_ROR_2_MISO_WUMS | PJM_ROR | MISO_WUMS | Internal | Summer | B3 | 75 | 1467 | 0 | 77.18 | 75.33 | 2 | 0
2035 | PJM_ROR_2_MISO_WUMS | PJM_ROR | MISO_WUMS | Internal | Summer | B4 | 100 | 1467 | 0 | 77.18 | 75.33 | 2 | 0
2035 | PJM_ROR_2_MISO_WUMS | PJM_ROR | MISO_WUMS | Internal | Summer | B5 | 200 | 1467 | 0 | 73.6 | 75.33 | 2 | 0
2035 | PJM_ROR_2_MISO_WUMS | PJM_ROR | MISO_WUMS | Internal | Summer | B6 | 300 | 1467 | 0 | 61.69 | 59.7 | 2 | 0
2035 | PJM_ROR_2_MISO_WUMS | PJM_ROR | MISO_WUMS | Internal | Summer | B7 | 400 | 1467 | 0 | 53.93 | 51.94 | 2 | 0
2035 | PJM_ROR_2_MISO_WUMS | PJM_ROR | MISO_WUMS | Internal | Summer | B8 | 500 | 1467 | 0 | 46.12 | 45.94 | 2 | 0
2035 | PJM_ROR_2_MISO_WUMS | PJM_ROR | MISO_WUMS | Internal | Summer | B9 | 800 | 1467 | 79.11 | 43.22 | 45.22 | 2 | 0
2035 | PJM_ROR_2_MISO_WUMS | PJM_ROR | MISO_WUMS | Internal | Summer | B10 | 1262 | 1467 | 0 | 39.93 | 38.02 | 2 | 0
2035 | PJM_ROR_2_MISO_WUMS | PJM_ROR | MISO_WUMS | Internal | Winter | B16 | 25 | 1467 | 0 | 65.33 | 63.33 | 2 | 0
2035 | PJM_ROR_2_MISO_WUMS | PJM_ROR | MISO_WUMS | Internal | Winter | B17 | 100 | 1467 | 0 | 57.94 | 55.07 | 2 | 0
2035 | PJM_ROR_2_MISO_WUMS | PJM_ROR | MISO_WUMS | Internal | Winter | B18 | 400 | 1467 | 0 | 51.91 | 51.27 | 2 | 0
2035 | PJM_ROR_2_MISO_WUMS | PJM_ROR | MISO_WUMS | Internal | Winter | B19 | 700 | 1467 | 0 | 49.69 | 47.69 | 2 | 0
2035 | PJM_ROR_2_MISO_WUMS | PJM_ROR | MISO_WUMS | Internal | Winter | B20 | 935 | 1467 | 0 | 43.17 | 41.17 | 2 | 0
2035 | PJM_ROR_2_PJM_ROM | PJM_ROR | PJM_ROM | Internal | Shoulder | B11 | 25 | 8000 | 2160.48 | 62.27 | 62.28 | 0.01 | 0
2035 | PJM_ROR_2_PJM_ROM | PJM_ROR | PJM_ROM | Internal | Shoulder | B12 | 200 | 8000 | 4455.92 | 52.83 | 52.84 | 0.01 | 0
2035 | PJM_ROR_2_PJM_ROM | PJM_ROR | PJM_ROM | Internal | Shoulder | B13 | 600 | 8000 | 6442.66 | 49.03 | 49.04 | 0.01 | 0
2035 | PJM_ROR_2_PJM_ROM | PJM_ROR | PJM_ROM | Internal | Shoulder | B14 | 900 | 8000 | 4998.64 | 47.79 | 47.8 | 0.01 | 0
2035 | PJM_ROR_2_PJM_ROM | PJM_ROR | PJM_ROM | Internal | Shoulder | B15 | 1203 | 8000 | 5952.49 | 44.01 | 44.02 | 0.01 | 0
2035 | PJM_ROR_2_PJM_ROM | PJM_ROR | PJM_ROM | Internal | Summer | B1 | 10 | 8000 | 7823 | 83.39 | 83.4 | 0.01 | 0
2035 | PJM_ROR_2_PJM_ROM | PJM_ROR | PJM_ROM | Internal | Summer | B2 | 25 | 8000 | 6205.83 | 77.59 | 77.6 | 0.01 | 0
2035 | PJM_ROR_2_PJM_ROM | PJM_ROR | PJM_ROM | Internal | Summer | B3 | 75 | 8000 | 0.03 | 77.18 | 77.17 | 0.01 | 0
2035 | PJM_ROR_2_PJM_ROM | PJM_ROR | PJM_ROM | Internal | Summer | B4 | 100 | 8000 | 0.02 | 77.18 | 77.17 | 0.01 | 0
2035 | PJM_ROR_2_PJM_ROM | PJM_ROR | PJM_ROM | Internal | Summer | B5 | 200 | 8000 | 0.01 | 73.6 | 73.59 | 0.01 | 0
2035 | PJM_ROR_2_PJM_ROM | PJM_ROR | PJM_ROM | Internal | Summer | B6 | 300 | 8000 | 3539.37 | 61.69 | 61.7 | 0.01 | 0
2035 | PJM_ROR_2_PJM_ROM | PJM_ROR | PJM_ROM | Internal | Summer | B7 | 400 | 8000 | 4586.52 | 53.93 | 53.94 | 0.01 | 0
2035 | PJM_ROR_2_PJM_ROM | PJM_ROR | PJM_ROM | Internal | Summer | B8 | 500 | 8000 | 5024.05 | 46.12 | 46.14 | 0.01 | 0
2035 | PJM_ROR_2_PJM_ROM | PJM_ROR | PJM_ROM | Internal | Summer | B9 | 800 | 8000 | 4484.98 | 43.22 | 43.23 | 0.01 | 0
2035 | PJM_ROR_2_PJM_ROM | PJM_ROR | PJM_ROM | Internal | Summer | B10 | 1262 | 8000 | 6131.71 | 39.93 | 39.94 | 0.01 | 0
2035 | PJM_ROR_2_PJM_ROM | PJM_ROR | PJM_ROM | Internal | Winter | B16 | 25 | 8000 | 6918.15 | 65.33 | 65.34 | 0.01 | 0
2035 | PJM_ROR_2_PJM_ROM | PJM_ROR | PJM_ROM | Internal | Winter | B17 | 100 | 8000 | 6599 | 57.94 | 57.95 | 0.01 | 0
2035 | PJM_ROR_2_PJM_ROM | PJM_ROR | PJM_ROM | Internal | Winter | B18 | 400 | 8000 | 8000 | 51.91 | 53.57 | 0.01 | 1.65
2035 | PJM_ROR_2_PJM_ROM | PJM_ROR | PJM_ROM | Internal | Winter | B19 | 700 | 8000 | 8000 | 49.69 | 52.51 | 0.01 | 2.81
2035 | PJM_ROR_2_PJM_ROM | PJM_ROR | PJM_ROM | Internal | Winter | B20 | 935 | 8000 | 8000 | 43.17 | 47.22 | 0.01 | 4.04
2035 | PJM_ROR_2_TVA_Transmission | PJM_ROR | TVA_Transmission | Internal | Shoulder | B11 | 25 | 2500 | 0 | 62.27 | 67.86 | 6 | 0
2035 | PJM_ROR_2_TVA_Transmission | PJM_ROR | TVA_Transmission | Internal | Shoulder | B12 | 200 | 2500 | 0 | 52.83 | 56.24 | 6 | 0
2035 | PJM_ROR_2_TVA_Transmission | PJM_ROR | TVA_Transmission | Internal | Shoulder | B13 | 600 | 2500 | 0 | 49.03 | 52.52 | 6 | 0
2035 | PJM_ROR_2_TVA_Transmission | PJM_ROR | TVA_Transmission | Internal | Shoulder | B14 | 900 | 2500 | 0 | 47.79 | 50.68 | 6 | 0
2035 | PJM_ROR_2_TVA_Transmission | PJM_ROR | TVA_Transmission | Internal | Shoulder | B15 | 1203 | 2500 | 0 | 44.01 | 48 | 6 | 0
2035 | PJM_ROR_2_TVA_Transmission | PJM_ROR | TVA_Transmission | Internal | Summer | B1 | 10 | 2500 | 2499.37 | 83.39 | 89.4 | 6 | 0.01
2035 | PJM_ROR_2_TVA_Transmission | PJM_ROR | TVA_Transmission | Internal | Summer | B2 | 25 | 2500 | 2499.82 | 77.59 | 83.6 | 6 | 0.01
2035 | PJM_ROR_2_TVA_Transmission | PJM_ROR | TVA_Transmission | Internal | Summer | B3 | 75 | 2500 | 1236.49 | 77.18 | 83.18 | 6 | 0
2035 | PJM_ROR_2_TVA_Transmission | PJM_ROR | TVA_Transmission | Internal | Summer | B4 | 100 | 2500 | 460.65 | 77.18 | 83.18 | 6 | 0
2035 | PJM_ROR_2_TVA_Transmission | PJM_ROR | TVA_Transmission | Internal | Summer | B5 | 200 | 2500 | 962.1 | 73.6 | 79.6 | 6 | 0
2035 | PJM_ROR_2_TVA_Transmission | PJM_ROR | TVA_Transmission | Internal | Summer | B6 | 300 | 2500 | 0 | 61.69 | 64.76 | 6 | 0
2035 | PJM_ROR_2_TVA_Transmission | PJM_ROR | TVA_Transmission | Internal | Summer | B7 | 400 | 2500 | 0 | 53.93 | 58.51 | 6 | 0
2035 | PJM_ROR_2_TVA_Transmission | PJM_ROR | TVA_Transmission | Internal | Summer | B8 | 500 | 2500 | 0 | 46.12 | 51.17 | 6 | 0
2035 | PJM_ROR_2_TVA_Transmission | PJM_ROR | TVA_Transmission | Internal | Summer | B9 | 800 | 2500 | 1213.67 | 43.22 | 49.22 | 6 | 0
2035 | PJM_ROR_2_TVA_Transmission | PJM_ROR | TVA_Transmission | Internal | Summer | B10 | 1262 | 2500 | 0 | 39.93 | 44.62 | 6 | 0
2035 | PJM_ROR_2_TVA_Transmission | PJM_ROR | TVA_Transmission | Internal | Winter | B16 | 25 | 2500 | 0 | 65.33 | 70.46 | 6 | 0
2035 | PJM_ROR_2_TVA_Transmission | PJM_ROR | TVA_Transmission | Internal | Winter | B17 | 100 | 2500 | 0 | 57.94 | 57.92 | 6 | 0
2035 | PJM_ROR_2_TVA_Transmission | PJM_ROR | TVA_Transmission | Internal | Winter | B18 | 400 | 2500 | 0 | 51.91 | 52.79 | 6 | 0
2035 | PJM_ROR_2_TVA_Transmission | PJM_ROR | TVA_Transmission | Internal | Winter | B19 | 700 | 2500 | 0 | 49.69 | 50.92 | 6 | 0
2035 | PJM_ROR_2_TVA_Transmission | PJM_ROR | TVA_Transmission | Internal | Winter | B20 | 935 | 2500 | 0 | 43.17 | 47.9 | 6 | 0
2035 | PJM_ROR_2_VACAR | PJM_ROR | VACAR | Internal | Shoulder | B11 | 25 | 3865 | 3865 | 62.27 | 69.86 | 6 | 1.59
2035 | PJM_ROR_2_VACAR | PJM_ROR | VACAR | Internal | Shoulder | B12 | 200 | 3865 | 30.45 | 52.83 | 58.83 | 6 | 0
2035 | PJM_ROR_2_VACAR | PJM_ROR | VACAR | Internal | Shoulder | B13 | 600 | 3865 | 0 | 49.03 | 50.8 | 6 | 0
2035 | PJM_ROR_2_VACAR | PJM_ROR | VACAR | Internal | Shoulder | B14 | 900 | 3865 | 0 | 47.79 | 50.61 | 6 | 0
2035 | PJM_ROR_2_VACAR | PJM_ROR | VACAR | Internal | Shoulder | B15 | 1203 | 3865 | 3865 | 44.01 | 50.61 | 6 | 0.6
2035 | PJM_ROR_2_VACAR | PJM_ROR | VACAR | Internal | Summer | B1 | 10 | 3865 | 1797.44 | 83.39 | 89.39 | 6 | 0
2035 | PJM_ROR_2_VACAR | PJM_ROR | VACAR | Internal | Summer | B2 | 25 | 3865 | 3865 | 77.59 | 87.37 | 6 | 3.78
2035 | PJM_ROR_2_VACAR | PJM_ROR | VACAR | Internal | Summer | B3 | 75 | 3865 | 3865 | 77.18 | 87.37 | 6 | 4.19
2035 | PJM_ROR_2_VACAR | PJM_ROR | VACAR | Internal | Summer | B4 | 100 | 3865 | 3865 | 77.18 | 85.46 | 6 | 2.27
2035 | PJM_ROR_2_VACAR | PJM_ROR | VACAR | Internal | Summer | B5 | 200 | 3865 | 3682.28 | 73.6 | 79.6 | 6 | 0
2035 | PJM_ROR_2_VACAR | PJM_ROR | VACAR | Internal | Summer | B6 | 300 | 3865 | 65.58 | 61.69 | 67.69 | 6 | 0
2035 | PJM_ROR_2_VACAR | PJM_ROR | VACAR | Internal | Summer | B7 | 400 | 3865 | 825.18 | 53.93 | 59.93 | 6 | 0
2035 | PJM_ROR_2_VACAR | PJM_ROR | VACAR | Internal | Summer | B8 | 500 | 3865 | 0 | 46.12 | 50.79 | 6 | 0
2035 | PJM_ROR_2_VACAR | PJM_ROR | VACAR | Internal | Summer | B9 | 800 | 3865 | 0 | 43.22 | 48.39 | 6 | 0
2035 | PJM_ROR_2_VACAR | PJM_ROR | VACAR | Internal | Summer | B10 | 1262 | 3865 | 3865 | 39.93 | 48.39 | 6 | 2.46
2035 | PJM_ROR_2_VACAR | PJM_ROR | VACAR | Internal | Winter | B16 | 25 | 3865 | 3865 | 65.33 | 88.62 | 6 | 17.3
2035 | PJM_ROR_2_VACAR | PJM_ROR | VACAR | Internal | Winter | B17 | 100 | 3865 | 3249.26 | 57.94 | 63.94 | 6 | 0
2035 | PJM_ROR_2_VACAR | PJM_ROR | VACAR | Internal | Winter | B18 | 400 | 3865 | 0 | 51.91 | 55.69 | 6 | 0
2035 | PJM_ROR_2_VACAR | PJM_ROR | VACAR | Internal | Winter | B19 | 700 | 3865 | 2662.97 | 49.69 | 55.69 | 6 | 0
2035 | PJM_ROR_2_VACAR | PJM_ROR | VACAR | Internal | Winter | B20 | 935 | 3865 | 3865 | 43.17 | 55.69 | 6 | 6.52
2035 | PJM_ROM_2_NYISO_A-F | PJM_ROM | NYISO_A-F | Internal | Shoulder | B11 | 25 | 2000 | 0 | 62.28 | 54.28 | 6 | 0
2035 | PJM_ROM_2_NYISO_A-F | PJM_ROM | NYISO_A-F | Internal | Shoulder | B12 | 200 | 2000 | 0 | 52.84 | 47.88 | 6 | 0
2035 | PJM_ROM_2_NYISO_A-F | PJM_ROM | NYISO_A-F | Internal | Shoulder | B13 | 600 | 2000 | 0 | 49.04 | 45.81 | 6 | 0
2035 | PJM_ROM_2_NYISO_A-F | PJM_ROM | NYISO_A-F | Internal | Shoulder | B14 | 900 | 2000 | 0 | 47.8 | 45.77 | 6 | 0
2035 | PJM_ROM_2_NYISO_A-F | PJM_ROM | NYISO_A-F | Internal | Shoulder | B15 | 1203 | 2000 | 0 | 44.02 | 45.77 | 6 | 0
2035 | PJM_ROM_2_NYISO_A-F | PJM_ROM | NYISO_A-F | Internal | Summer | B1 | 10 | 2000 | 0 | 83.4 | 72.7 | 6 | 0
2035 | PJM_ROM_2_NYISO_A-F | PJM_ROM | NYISO_A-F | Internal | Summer | B2 | 25 | 2000 | 0 | 77.6 | 67.45 | 6 | 0
2035 | PJM_ROM_2_NYISO_A-F | PJM_ROM | NYISO_A-F | Internal | Summer | B3 | 75 | 2000 | 0 | 77.17 | 58.74 | 6 | 0
2035 | PJM_ROM_2_NYISO_A-F | PJM_ROM | NYISO_A-F | Internal | Summer | B4 | 100 | 2000 | 0 | 77.17 | 58.74 | 6 | 0
2035 | PJM_ROM_2_NYISO_A-F | PJM_ROM | NYISO_A-F | Internal | Summer | B5 | 200 | 2000 | 0 | 73.59 | 55.85 | 6 | 0
2035 | PJM_ROM_2_NYISO_A-F | PJM_ROM | NYISO_A-F | Internal | Summer | B6 | 300 | 2000 | 0 | 61.7 | 53.7 | 6 | 0
2035 | PJM_ROM_2_NYISO_A-F | PJM_ROM | NYISO_A-F | Internal | Summer | B7 | 400 | 2000 | 0 | 53.94 | 48.78 | 6 | 0
2035 | PJM_ROM_2_NYISO_A-F | PJM_ROM | NYISO_A-F | Internal | Summer | B8 | 500 | 2000 | 0 | 46.14 | 44.48 | 6 | 0
2035 | PJM_ROM_2_NYISO_A-F | PJM_ROM | NYISO_A-F | Internal | Summer | B9 | 800 | 2000 | 0 | 43.23 | 42.28 | 6 | 0
2035 | PJM_ROM_2_NYISO_A-F | PJM_ROM | NYISO_A-F | Internal | Summer | B10 | 1262 | 2000 | 0 | 39.94 | 42.28 | 6 | 0
2035 | PJM_ROM_2_NYISO_A-F | PJM_ROM | NYISO_A-F | Internal | Winter | B16 | 25 | 2000 | 0 | 65.34 | 56.51 | 6 | 0
2035 | PJM_ROM_2_NYISO_A-F | PJM_ROM | NYISO_A-F | Internal | Winter | B17 | 100 | 2000 | 0 | 57.95 | 53.22 | 6 | 0
2035 | PJM_ROM_2_NYISO_A-F | PJM_ROM | NYISO_A-F | Internal | Winter | B18 | 400 | 2000 | 0 | 53.57 | 53.22 | 6 | 0
2035 | PJM_ROM_2_NYISO_A-F | PJM_ROM | NYISO_A-F | Internal | Winter | B19 | 700 | 2000 | 0 | 52.51 | 53.22 | 6 | 0
2035 | PJM_ROM_2_NYISO_A-F | PJM_ROM | NYISO_A-F | Internal | Winter | B20 | 935 | 2000 | 112.77 | 47.22 | 53.22 | 6 | 0
2035 | PJM_ROM_2_PJM_E | PJM_ROM | PJM_E | Internal | Shoulder | B11 | 25 | 8000 | 1.6 | 62.28 | 62.29 | 0.01 | 0
2035 | PJM_ROM_2_PJM_E | PJM_ROM | PJM_E | Internal | Shoulder | B12 | 200 | 8000 | 284.9 | 52.84 | 52.86 | 0.01 | 0
2035 | PJM_ROM_2_PJM_E | PJM_ROM | PJM_E | Internal | Shoulder | B13 | 600 | 8000 | 2174.59 | 49.04 | 49.06 | 0.01 | 0
2035 | PJM_ROM_2_PJM_E | PJM_ROM | PJM_E | Internal | Shoulder | B14 | 900 | 8000 | 1154.16 | 47.8 | 47.81 | 0.01 | 0
2035 | PJM_ROM_2_PJM_E | PJM_ROM | PJM_E | Internal | Shoulder | B15 | 1203 | 8000 | 2547.52 | 44.02 | 44.04 | 0.01 | 0
2035 | PJM_ROM_2_PJM_E | PJM_ROM | PJM_E | Internal | Summer | B1 | 10 | 8000 | 5055.64 | 83.4 | 83.42 | 0.01 | 0
2035 | PJM_ROM_2_PJM_E | PJM_ROM | PJM_E | Internal | Summer | B2 | 25 | 8000 | 4005.01 | 77.6 | 77.61 | 0.01 | 0
2035 | PJM_ROM_2_PJM_E | PJM_ROM | PJM_E | Internal | Summer | B3 | 75 | 8000 | 0.03 | 77.17 | 77.16 | 0.01 | 0
2035 | PJM_ROM_2_PJM_E | PJM_ROM | PJM_E | Internal | Summer | B4 | 100 | 8000 | 0.02 | 77.17 | 77.16 | 0.01 | 0
2035 | PJM_ROM_2_PJM_E | PJM_ROM | PJM_E | Internal | Summer | B5 | 200 | 8000 | 0.01 | 73.59 | 73.57 | 0.01 | 0
2035 | PJM_ROM_2_PJM_E | PJM_ROM | PJM_E | Internal | Summer | B6 | 300 | 8000 | 2527.32 | 61.7 | 61.71 | 0.01 | 0
2035 | PJM_ROM_2_PJM_E | PJM_ROM | PJM_E | Internal | Summer | B7 | 400 | 8000 | 1261.97 | 53.94 | 53.95 | 0.01 | 0
2035 | PJM_ROM_2_PJM_E | PJM_ROM | PJM_E | Internal | Summer | B8 | 500 | 8000 | 1078.68 | 46.14 | 46.15 | 0.01 | 0
2035 | PJM_ROM_2_PJM_E | PJM_ROM | PJM_E | Internal | Summer | B9 | 800 | 8000 | 2333.4 | 43.23 | 43.25 | 0.01 | 0
2035 | PJM_ROM_2_PJM_E | PJM_ROM | PJM_E | Internal | Summer | B10 | 1262 | 8000 | 3772.36 | 39.94 | 39.95 | 0.01 | 0
2035 | PJM_ROM_2_PJM_E | PJM_ROM | PJM_E | Internal | Winter | B16 | 25 | 8000 | 4319.93 | 65.34 | 65.35 | 0.01 | 0
2035 | PJM_ROM_2_PJM_E | PJM_ROM | PJM_E | Internal | Winter | B17 | 100 | 8000 | 3315.33 | 57.95 | 57.97 | 0.01 | 0
2035 | PJM_ROM_2_PJM_E | PJM_ROM | PJM_E | Internal | Winter | B18 | 400 | 8000 | 5047.61 | 53.57 | 53.58 | 0.01 | 0
2035 | PJM_ROM_2_PJM_E | PJM_ROM | PJM_E | Internal | Winter | B19 | 700 | 8000 | 5811.32 | 52.51 | 52.52 | 0.01 | 0
2035 | PJM_ROM_2_PJM_E | PJM_ROM | PJM_E | Internal | Winter | B20 | 935 | 8000 | 6554.59 | 47.22 | 47.23 | 0.01 | 0
2035 | PJM_ROM_2_PJM_ROR | PJM_ROM | PJM_ROR | Internal | Shoulder | B11 | 25 | 8000 | 0.09 | 62.28 | 62.27 | 0.01 | 0
2035 | PJM_ROM_2_PJM_ROR | PJM_ROM | PJM_ROR | Internal | Shoulder | B12 | 200 | 8000 | 0.01 | 52.84 | 52.83 | 0.01 | 0
2035 | PJM_ROM_2_PJM_ROR | PJM_ROM | PJM_ROR | Internal | Shoulder | B13 | 600 | 8000 | 0 | 49.04 | 49.03 | 0.01 | 0
2035 | PJM_ROM_2_PJM_ROR | PJM_ROM | PJM_ROR | Internal | Shoulder | B14 | 900 | 8000 | 0 | 47.8 | 47.79 | 0.01 | 0
2035 | PJM_ROM_2_PJM_ROR | PJM_ROM | PJM_ROR | Internal | Shoulder | B15 | 1203 | 8000 | 0 | 44.02 | 44.01 | 0.01 | 0
2035 | PJM_ROM_2_PJM_ROR | PJM_ROM | PJM_ROR | Internal | Summer | B1 | 10 | 8000 | 0.2 | 83.4 | 83.39 | 0.01 | 0
2035 | PJM_ROM_2_PJM_ROR | PJM_ROM | PJM_ROR | Internal | Summer | B2 | 25 | 8000 | 0.1 | 77.6 | 77.59 | 0.01 | 0
2035 | PJM_ROM_2_PJM_ROR | PJM_ROM | PJM_ROR | Internal | Summer | B3 | 75 | 8000 | 303.85 | 77.17 | 77.18 | 0.01 | 0
2035 | PJM_ROM_2_PJM_ROR | PJM_ROM | PJM_ROR | Internal | Summer | B4 | 100 | 8000 | 3572.28 | 77.17 | 77.18 | 0.01 | 0
2035 | PJM_ROM_2_PJM_ROR | PJM_ROM | PJM_ROR | Internal | Summer | B5 | 200 | 8000 | 4102.53 | 73.59 | 73.6 | 0.01 | 0
2035 | PJM_ROM_2_PJM_ROR | PJM_ROM | PJM_ROR | Internal | Summer | B6 | 300 | 8000 | 0 | 61.7 | 61.69 | 0.01 | 0
2035 | PJM_ROM_2_PJM_ROR | PJM_ROM | PJM_ROR | Internal | Summer | B7 | 400 | 8000 | 0 | 53.94 | 53.93 | 0.01 | 0
2035 | PJM_ROM_2_PJM_ROR | PJM_ROM | PJM_ROR | Internal | Summer | B8 | 500 | 8000 | 0 | 46.14 | 46.12 | 0.01 | 0
2035 | PJM_ROM_2_PJM_ROR | PJM_ROM | PJM_ROR | Internal | Summer | B9 | 800 | 8000 | 0 | 43.23 | 43.22 | 0.01 | 0
2035 | PJM_ROM_2_PJM_ROR | PJM_ROM | PJM_ROR | Internal | Summer | B10 | 1262 | 8000 | 0 | 39.94 | 39.93 | 0.01 | 0
2035 | PJM_ROM_2_PJM_ROR | PJM_ROM | PJM_ROR | Internal | Winter | B16 | 25 | 8000 | 0.08 | 65.34 | 65.33 | 0.01 | 0
2035 | PJM_ROM_2_PJM_ROR | PJM_ROM | PJM_ROR | Internal | Winter | B17 | 100 | 8000 | 0.02 | 57.95 | 57.94 | 0.01 | 0
2035 | PJM_ROM_2_PJM_ROR | PJM_ROM | PJM_ROR | Internal | Winter | B18 | 400 | 8000 | 0 | 53.57 | 51.91 | 0.01 | 0
2035 | PJM_ROM_2_PJM_ROR | PJM_ROM | PJM_ROR | Internal | Winter | B19 | 700 | 8000 | 0 | 52.51 | 49.69 | 0.01 | 0
2035 | PJM_ROM_2_PJM_ROR | PJM_ROM | PJM_ROR | Internal | Winter | B20 | 935 | 8000 | 0 | 47.22 | 43.17 | 0.01 | 0
2035 | SOCO_2_FRCC | SOCO | FRCC | Internal | Shoulder | B11 | 25 | 3700 | 3151.06 | 76.86 | 86.86 | 10 | 0
2035 | SOCO_2_FRCC | SOCO | FRCC | Internal | Shoulder | B12 | 200 | 3700 | 0 | 54.95 | 60.77 | 10 | 0
2035 | SOCO_2_FRCC | SOCO | FRCC | Internal | Shoulder | B13 | 600 | 3700 | 0 | 53.05 | 59.93 | 10 | 0
2035 | SOCO_2_FRCC | SOCO | FRCC | Internal | Shoulder | B14 | 900 | 3700 | 0 | 53.05 | 58.25 | 10 | 0
2035 | SOCO_2_FRCC | SOCO | FRCC | Internal | Shoulder | B15 | 1203 | 3700 | 0 | 53.05 | 58.25 | 10 | 0
2035 | SOCO_2_FRCC | SOCO | FRCC | Internal | Summer | B1 | 10 | 3700 | 1117.93 | 89.4 | 99.4 | 10 | 0
2035 | SOCO_2_FRCC | SOCO | FRCC | Internal | Summer | B2 | 25 | 3700 | 0 | 88.3 | 94.06 | 10 | 0
2035 | SOCO_2_FRCC | SOCO | FRCC | Internal | Summer | B3 | 75 | 3700 | 0 | 86.6 | 94.06 | 10 | 0
2035 | SOCO_2_FRCC | SOCO | FRCC | Internal | Summer | B4 | 100 | 3700 | 0 | 86.6 | 94.06 | 10 | 0
2035 | SOCO_2_FRCC | SOCO | FRCC | Internal | Summer | B5 | 200 | 3700 | 0 | 86.6 | 94.06 | 10 | 0
2035 | SOCO_2_FRCC | SOCO | FRCC | Internal | Summer | B6 | 300 | 3700 | 0.08 | 71.02 | 81.01 | 10 | 0
2035 | SOCO_2_FRCC | SOCO | FRCC | Internal | Summer | B7 | 400 | 3700 | 487.05 | 66.93 | 76.93 | 10 | 0
2035 | SOCO_2_FRCC | SOCO | FRCC | Internal | Summer | B8 | 500 | 3700 | 0 | 57.07 | 59.66 | 10 | 0
2035 | SOCO_2_FRCC | SOCO | FRCC | Internal | Summer | B9 | 800 | 3700 | 0 | 51.48 | 57.19 | 10 | 0
2035 | SOCO_2_FRCC | SOCO | FRCC | Internal | Summer | B10 | 1262 | 3700 | 0 | 51.48 | 57.19 | 10 | 0
2035 | SOCO_2_FRCC | SOCO | FRCC | Internal | Winter | B16 | 25 | 3700 | 232.4 | 79.46 | 89.46 | 10 | 0
2035 | SOCO_2_FRCC | SOCO | FRCC | Internal | Winter | B17 | 100 | 3700 | 0 | 57.92 | 63.81 | 10 | 0
2035 | SOCO_2_FRCC | SOCO | FRCC | Internal | Winter | B18 | 400 | 3700 | 0 | 56.53 | 61.16 | 10 | 0
2035 | SOCO_2_FRCC | SOCO | FRCC | Internal | Winter | B19 | 700 | 3700 | 0 | 56.53 | 61.16 | 10 | 0
2035 | SOCO_2_FRCC | SOCO | FRCC | Internal | Winter | B20 | 935 | 3700 | 0 | 55.68 | 61.16 | 10 | 0
2035 | SOCO_2_VACAR | SOCO | VACAR | Internal | Shoulder | B11 | 25 | 2000 | 0 | 76.86 | 69.86 | 10 | 0
2035 | SOCO_2_VACAR | SOCO | VACAR | Internal | Shoulder | B12 | 200 | 2000 | 0 | 54.95 | 58.83 | 10 | 0
2035 | SOCO_2_VACAR | SOCO | VACAR | Internal | Shoulder | B13 | 600 | 2000 | 0 | 53.05 | 50.8 | 10 | 0
2035 | SOCO_2_VACAR | SOCO | VACAR | Internal | Shoulder | B14 | 900 | 2000 | 0 | 53.05 | 50.61 | 10 | 0
2035 | SOCO_2_VACAR | SOCO | VACAR | Internal | Shoulder | B15 | 1203 | 2000 | 0 | 53.05 | 50.61 | 10 | 0
2035 | SOCO_2_VACAR | SOCO | VACAR | Internal | Summer | B1 | 10 | 2000 | 0 | 89.4 | 89.39 | 10 | 0
2035 | SOCO_2_VACAR | SOCO | VACAR | Internal | Summer | B2 | 25 | 2000 | 0 | 88.3 | 87.37 | 10 | 0
2035 | SOCO_2_VACAR | SOCO | VACAR | Internal | Summer | B3 | 75 | 2000 | 0 | 86.6 | 87.37 | 10 | 0
2035 | SOCO_2_VACAR | SOCO | VACAR | Internal | Summer | B4 | 100 | 2000 | 0 | 86.6 | 85.46 | 10 | 0
2035 | SOCO_2_VACAR | SOCO | VACAR | Internal | Summer | B5 | 200 | 2000 | 0 | 86.6 | 79.6 | 10 | 0
2035 | SOCO_2_VACAR | SOCO | VACAR | Internal | Summer | B6 | 300 | 2000 | 0 | 71.02 | 67.69 | 10 | 0
2035 | SOCO_2_VACAR | SOCO | VACAR | Internal | Summer | B7 | 400 | 2000 | 0 | 66.93 | 59.93 | 10 | 0
2035 | SOCO_2_VACAR | SOCO | VACAR | Internal | Summer | B8 | 500 | 2000 | 0 | 57.07 | 50.79 | 10 | 0
2035 | SOCO_2_VACAR | SOCO | VACAR | Internal | Summer | B9 | 800 | 2000 | 0 | 51.48 | 48.39 | 10 | 0
2035 | SOCO_2_VACAR | SOCO | VACAR | Internal | Summer | B10 | 1262 | 2000 | 0 | 51.48 | 48.39 | 10 | 0
2035 | SOCO_2_VACAR | SOCO | VACAR | Internal | Winter | B16 | 25 | 2000 | 0 | 79.46 | 88.62 | 10 | 0
2035 | SOCO_2_VACAR | SOCO | VACAR | Internal | Winter | B17 | 100 | 2000 | 0 | 57.92 | 63.94 | 10 | 0
2035 | SOCO_2_VACAR | SOCO | VACAR | Internal | Winter | B18 | 400 | 2000 | 0 | 56.53 | 55.69 | 10 | 0
2035 | SOCO_2_VACAR | SOCO | VACAR | Internal | Winter | B19 | 700 | 2000 | 0 | 56.53 | 55.69 | 10 | 0
2035 | SOCO_2_VACAR | SOCO | VACAR | Internal | Winter | B20 | 935 | 2000 | 0 | 55.68 | 55.69 | 10 | 0
2035 | SPP_N_2_ENT | SPP_N | ENT | Internal | Shoulder | B11 | 25 | 9240 | 0 | 55.28 | 59.86 | 5 | 0
2035 | SPP_N_2_ENT | SPP_N | ENT | Internal | Shoulder | B12 | 200 | 9240 | 3077.17 | 45.84 | 50.84 | 5 | 0
2035 | SPP_N_2_ENT | SPP_N | ENT | Internal | Shoulder | B13 | 600 | 9240 | 6063.42 | 40.05 | 45.05 | 5 | 0
2035 | SPP_N_2_ENT | SPP_N | ENT | Internal | Shoulder | B14 | 900 | 9240 | 9240 | 30.5 | 42.68 | 5 | 7.18
2035 | SPP_N_2_ENT | SPP_N | ENT | Internal | Shoulder | B15 | 1203 | 9240 | 9240 | 23.95 | 33.35 | 5 | 4.4
2035 | SPP_N_2_ENT | SPP_N | ENT | Internal | Summer | B1 | 10 | 9240 | 23.75 | 76.4 | 81.4 | 5 | 0
2035 | SPP_N_2_ENT | SPP_N | ENT | Internal | Summer | B2 | 25 | 9240 | 465.86 | 70.6 | 75.6 | 5 | 0
2035 | SPP_N_2_ENT | SPP_N | ENT | Internal | Summer | B3 | 75 | 9240 | 0.06 | 73.61 | 78.6 | 5 | 0
2035 | SPP_N_2_ENT | SPP_N | ENT | Internal | Summer | B4 | 100 | 9240 | 1240.11 | 70.59 | 75.59 | 5 | 0
2035 | SPP_N_2_ENT | SPP_N | ENT | Internal | Summer | B5 | 200 | 9240 | 946.8 | 70.35 | 75.35 | 5 | 0
2035 | SPP_N_2_ENT | SPP_N | ENT | Internal | Summer | B6 | 300 | 9240 | 4318.24 | 54.7 | 59.7 | 5 | 0
2035 | SPP_N_2_ENT | SPP_N | ENT | Internal | Summer | B7 | 400 | 9240 | 4075.51 | 46.94 | 51.94 | 5 | 0
2035 | SPP_N_2_ENT | SPP_N | ENT | Internal | Summer | B8 | 500 | 9240 | 8644.66 | 44.07 | 49.07 | 5 | 0
2035 | SPP_N_2_ENT | SPP_N | ENT | Internal | Summer | B9 | 800 | 9240 | 9239.99 | 39.14 | 44.15 | 5 | 0.01
2035 | SPP_N_2_ENT | SPP_N | ENT | Internal | Summer | B10 | 1262 | 9240 | 9240 | 31.62 | 36.64 | 5 | 0.01
2035 | SPP_N_2_ENT | SPP_N | ENT | Internal | Winter | B16 | 25 | 9240 | 9240 | 34.86 | 54.46 | 5 | 14.61
2035 | SPP_N_2_ENT | SPP_N | ENT | Internal | Winter | B17 | 100 | 9240 | 9240 | 31.99 | 49.92 | 5 | 12.93
2035 | SPP_N_2_ENT | SPP_N | ENT | Internal | Winter | B18 | 400 | 9240 | 9240 | 36.99 | 44.79 | 5 | 2.8
2035 | SPP_N_2_ENT | SPP_N | ENT | Internal | Winter | B19 | 700 | 9240 | 9240 | 36.98 | 42.92 | 5 | 0.95
2035 | SPP_N_2_ENT | SPP_N | ENT | Internal | Winter | B20 | 935 | 9240 | 9240 | 25.95 | 34.39 | 5 | 3.44
2035 | SPP_N_2_MISO_MO-IL | SPP_N | MISO_MO-IL | Internal | Shoulder | B11 | 25 | 2263 | 1907.98 | 55.28 | 60.28 | 5 | 0
2035 | SPP_N_2_MISO_MO-IL | SPP_N | MISO_MO-IL | Internal | Shoulder | B12 | 200 | 2263 | 1779.37 | 45.84 | 50.84 | 5 | 0
2035 | SPP_N_2_MISO_MO-IL | SPP_N | MISO_MO-IL | Internal | Shoulder | B13 | 600 | 2263 | 2005.26 | 40.05 | 45.05 | 5 | 0
2035 | SPP_N_2_MISO_MO-IL | SPP_N | MISO_MO-IL | Internal | Shoulder | B14 | 900 | 2263 | 2263 | 30.5 | 42.68 | 5 | 7.18
2035 | SPP_N_2_MISO_MO-IL | SPP_N | MISO_MO-IL | Internal | Shoulder | B15 | 1203 | 2263 | 2263 | 23.95 | 40 | 5 | 11.06
2035 | SPP_N_2_MISO_MO-IL | SPP_N | MISO_MO-IL | Internal | Summer | B1 | 10 | 2263 | 1738.22 | 76.4 | 81.4 | 5 | 0
2035 | SPP_N_2_MISO_MO-IL | SPP_N | MISO_MO-IL | Internal | Summer | B2 | 25 | 2263 | 2263 | 70.6 | 78.76 | 5 | 3.15
2035 | SPP_N_2_MISO_MO-IL | SPP_N | MISO_MO-IL | Internal | Summer | B3 | 75 | 2263 | 1966.63 | 73.61 | 78.61 | 5 | 0
2035 | SPP_N_2_MISO_MO-IL | SPP_N | MISO_MO-IL | Internal | Summer | B4 | 100 | 2263 | 1464.27 | 70.59 | 75.59 | 5 | 0
2035 | SPP_N_2_MISO_MO-IL | SPP_N | MISO_MO-IL | Internal | Summer | B5 | 200 | 2263 | 1525.97 | 70.35 | 75.35 | 5 | 0
2035 | SPP_N_2_MISO_MO-IL | SPP_N | MISO_MO-IL | Internal | Summer | B6 | 300 | 2263 | 1023.76 | 54.7 | 59.7 | 5 | 0
2035 | SPP_N_2_MISO_MO-IL | SPP_N | MISO_MO-IL | Internal | Summer | B7 | 400 | 2263 | 105.18 | 46.94 | 51.94 | 5 | 0
2035 | SPP_N_2_MISO_MO-IL | SPP_N | MISO_MO-IL | Internal | Summer | B8 | 500 | 2263 | 0 | 44.07 | 44.14 | 5 | 0
2035 | SPP_N_2_MISO_MO-IL | SPP_N | MISO_MO-IL | Internal | Summer | B9 | 800 | 2263 | 0 | 39.14 | 41.23 | 5 | 0
2035 | SPP_N_2_MISO_MO-IL | SPP_N | MISO_MO-IL | Internal | Summer | B10 | 1262 | 2263 | 2093.6 | 31.62 | 36.62 | 5 | 0
2035 | SPP_N_2_MISO_MO-IL | SPP_N | MISO_MO-IL | Internal | Winter | B16 | 25 | 2263 | 2263 | 34.86 | 62.46 | 5 | 22.61
2035 | SPP_N_2_MISO_MO-IL | SPP_N | MISO_MO-IL | Internal | Winter | B17 | 100 | 2263 | 2263 | 31.99 | 55.57 | 5 | 18.58
2035 | SPP_N_2_MISO_MO-IL | SPP_N | MISO_MO-IL | Internal | Winter | B18 | 400 | 2263 | 2263 | 36.99 | 44.79 | 5 | 2.8
2035 | SPP_N_2_MISO_MO-IL | SPP_N | MISO_MO-IL | Internal | Winter | B19 | 700 | 2263 | 2263 | 36.98 | 42.92 | 5 | 0.95
2035 | SPP_N_2_MISO_MO-IL | SPP_N | MISO_MO-IL | Internal | Winter | B20 | 935 | 2263 | 2263 | 25.95 | 39.9 | 5 | 8.95
2035 | SPP_N_2_MISO_W | SPP_N | MISO_W | Internal | Shoulder | B11 | 25 | 750 | 0.17 | 55.28 | 60.27 | 5 | 0
2035 | SPP_N_2_MISO_W | SPP_N | MISO_W | Internal | Shoulder | B12 | 200 | 750 | 0.02 | 45.84 | 50.83 | 5 | 0
2035 | SPP_N_2_MISO_W | SPP_N | MISO_W | Internal | Shoulder | B13 | 600 | 750 | 0 | 40.05 | 45.03 | 5 | 0
2035 | SPP_N_2_MISO_W | SPP_N | MISO_W | Internal | Shoulder | B14 | 900 | 750 | 750 | 30.5 | 35.89 | 5 | 0.39
2035 | SPP_N_2_MISO_W | SPP_N | MISO_W | Internal | Shoulder | B15 | 1203 | 750 | 750 | 23.95 | 32.63 | 5 | 3.68
2035 | SPP_N_2_MISO_W | SPP_N | MISO_W | Internal | Summer | B1 | 10 | 750 | 0.41 | 76.4 | 81.39 | 5 | 0
2035 | SPP_N_2_MISO_W | SPP_N | MISO_W | Internal | Summer | B2 | 25 | 750 | 0.17 | 70.6 | 75.59 | 5 | 0
2035 | SPP_N_2_MISO_W | SPP_N | MISO_W | Internal | Summer | B3 | 75 | 750 | 0.06 | 73.61 | 78.6 | 5 | 0
2035 | SPP_N_2_MISO_W | SPP_N | MISO_W | Internal | Summer | B4 | 100 | 750 | 0.04 | 70.59 | 75.58 | 5 | 0
2035 | SPP_N_2_MISO_W | SPP_N | MISO_W | Internal | Summer | B5 | 200 | 750 | 0.02 | 70.35 | 75.34 | 5 | 0
2035 | SPP_N_2_MISO_W | SPP_N | MISO_W | Internal | Summer | B6 | 300 | 750 | 0.01 | 54.7 | 59.69 | 5 | 0
2035 | SPP_N_2_MISO_W | SPP_N | MISO_W | Internal | Summer | B7 | 400 | 750 | 0.01 | 46.94 | 51.93 | 5 | 0
2035 | SPP_N_2_MISO_W | SPP_N | MISO_W | Internal | Summer | B8 | 500 | 750 | 0 | 44.07 | 44.12 | 5 | 0
2035 | SPP_N_2_MISO_W | SPP_N | MISO_W | Internal | Summer | B9 | 800 | 750 | 0 | 39.14 | 41.22 | 5 | 0
2035 | SPP_N_2_MISO_W | SPP_N | MISO_W | Internal | Summer | B10 | 1262 | 750 | 0 | 31.62 | 36.61 | 5 | 0
2035 | SPP_N_2_MISO_W | SPP_N | MISO_W | Internal | Winter | B16 | 25 | 750 | 0 | 34.86 | 36.31 | 5 | 0
2035 | SPP_N_2_MISO_W | SPP_N | MISO_W | Internal | Winter | B17 | 100 | 750 | 664.64 | 31.99 | 36.99 | 5 | 0
2035 | SPP_N_2_MISO_W | SPP_N | MISO_W | Internal | Winter | B18 | 400 | 750 | 0.01 | 36.99 | 41.98 | 5 | 0
2035 | SPP_N_2_MISO_W | SPP_N | MISO_W | Internal | Winter | B19 | 700 | 750 | 604.03 | 36.98 | 41.98 | 5 | 0
2035 | SPP_N_2_MISO_W | SPP_N | MISO_W | Internal | Winter | B20 | 935 | 750 | 750 | 25.95 | 32.67 | 5 | 1.72
2035 | SPP_N_2_NE | SPP_N | NE | Internal | Shoulder | B11 | 25 | 11328 | 0.09 | 55.28 | 55.27 | 0.01 | 0
2035 | SPP_N_2_NE | SPP_N | NE | Internal | Shoulder | B12 | 200 | 11328 | 0.01 | 45.84 | 45.83 | 0.01 | 0
2035 | SPP_N_2_NE | SPP_N | NE | Internal | Shoulder | B13 | 600 | 11328 | 0 | 40.05 | 40.03 | 0.01 | 0
2035 | SPP_N_2_NE | SPP_N | NE | Internal | Shoulder | B14 | 900 | 11328 | 0 | 30.5 | 30.49 | 0.01 | 0
2035 | SPP_N_2_NE | SPP_N | NE | Internal | Shoulder | B15 | 1203 | 11328 | 0 | 23.95 | 23.93 | 0.01 | 0
2035 | SPP_N_2_NE | SPP_N | NE | Internal | Summer | B1 | 10 | 11328 | 0.21 | 76.4 | 76.39 | 0.01 | 0
2035 | SPP_N_2_NE | SPP_N | NE | Internal | Summer | B2 | 25 | 11328 | 0.08 | 70.6 | 70.59 | 0.01 | 0
2035 | SPP_N_2_NE | SPP_N | NE | Internal | Summer | B3 | 75 | 11328 | 0.03 | 73.61 | 73.6 | 0.01 | 0
2035 | SPP_N_2_NE | SPP_N | NE | Internal | Summer | B4 | 100 | 11328 | 0.02 | 70.59 | 70.58 | 0.01 | 0
2035 | SPP_N_2_NE | SPP_N | NE | Internal | Summer | B5 | 200 | 11328 | 0.01 | 70.35 | 70.34 | 0.01 | 0
2035 | SPP_N_2_NE | SPP_N | NE | Internal | Summer | B6 | 300 | 11328 | 0 | 54.7 | 54.69 | 0.01 | 0
2035 | SPP_N_2_NE | SPP_N | NE | Internal | Summer | B7 | 400 | 11328 | 0 | 46.94 | 46.93 | 0.01 | 0
2035 | SPP_N_2_NE | SPP_N | NE | Internal | Summer | B8 | 500 | 11328 | 0 | 44.07 | 39.12 | 0.01 | 0
2035 | SPP_N_2_NE | SPP_N | NE | Internal | Summer | B9 | 800 | 11328 | 0 | 39.14 | 36.22 | 0.01 | 0
2035 | SPP_N_2_NE | SPP_N | NE | Internal | Summer | B10 | 1262 | 11328 | 0 | 31.62 | 31.61 | 0.01 | 0
2035 | SPP_N_2_NE | SPP_N | NE | Internal | Winter | B16 | 25 | 11328 | 0 | 34.86 | -33.82 | 0.01 | 0
2035 | SPP_N_2_NE | SPP_N | NE | Internal | Winter | B17 | 100 | 11328 | 0 | 31.99 | 24.99 | 0.01 | 0
2035 | SPP_N_2_NE | SPP_N | NE | Internal | Winter | B18 | 400 | 11328 | 0 | 36.99 | 36.98 | 0.01 | 0
2035 | SPP_N_2_NE | SPP_N | NE | Internal | Winter | B19 | 700 | 11328 | 0 | 36.98 | 36.97 | 0.01 | 0
2035 | SPP_N_2_NE | SPP_N | NE | Internal | Winter | B20 | 935 | 11328 | 0 | 25.95 | 25.94 | 0.01 | 0
2035 | SPP_N_2_SPP_S | SPP_N | SPP_S | Internal | Shoulder | B11 | 25 | 5571 | 0 | 55.28 | 54.83 | 0.01 | 0
2035 | SPP_N_2_SPP_S | SPP_N | SPP_S | Internal | Shoulder | B12 | 200 | 5571 | 0.02 | 45.84 | 45.84 | 0.01 | 0
2035 | SPP_N_2_SPP_S | SPP_N | SPP_S | Internal | Shoulder | B13 | 600 | 5571 | 0 | 40.05 | 40.05 | 0.01 | 0
2035 | SPP_N_2_SPP_S | SPP_N | SPP_S | Internal | Shoulder | B14 | 900 | 5571 | 0 | 30.5 | 30.49 | 0.01 | 0
2035 | SPP_N_2_SPP_S | SPP_N | SPP_S | Internal | Shoulder | B15 | 1203 | 5571 | 0 | 23.95 | 22.5 | 0.01 | 0
2035 | SPP_N_2_SPP_S | SPP_N | SPP_S | Internal | Summer | B1 | 10 | 5571 | 0 | 76.4 | 48.89 | 0.01 | 0
2035 | SPP_N_2_SPP_S | SPP_N | SPP_S | Internal | Summer | B2 | 25 | 5571 | 0.09 | 70.6 | 70.59 | 0.01 | 0
2035 | SPP_N_2_SPP_S | SPP_N | SPP_S | Internal | Summer | B3 | 75 | 5571 | 0.03 | 73.61 | 73.6 | 0.01 | 0
2035 | SPP_N_2_SPP_S | SPP_N | SPP_S | Internal | Summer | B4 | 100 | 5571 | 0.04 | 70.59 | 70.59 | 0.01 | 0
2035 | SPP_N_2_SPP_S | SPP_N | SPP_S | Internal | Summer | B5 | 200 | 5571 | 0.02 | 70.35 | 70.35 | 0.01 | 0
2035 | SPP_N_2_SPP_S | SPP_N | SPP_S | Internal | Summer | B6 | 300 | 5571 | 0.01 | 54.7 | 54.7 | 0.01 | 0
2035 | SPP_N_2_SPP_S | SPP_N | SPP_S | Internal | Summer | B7 | 400 | 5571 | 5571 | 46.94 | 48.78 | 0.01 | 1.84
2035 | SPP_N_2_SPP_S | SPP_N | SPP_S | Internal | Summer | B8 | 500 | 5571 | 3309.78 | 44.07 | 44.08 | 0.01 | 0
2035 | SPP_N_2_SPP_S | SPP_N | SPP_S | Internal | Summer | B9 | 800 | 5571 | 4302.64 | 39.14 | 39.15 | 0.01 | 0
2035 | SPP_N_2_SPP_S | SPP_N | SPP_S | Internal | Summer | B10 | 1262 | 5571 | 2433.21 | 31.62 | 31.64 | 0.01 | 0
2035 | SPP_N_2_SPP_S | SPP_N | SPP_S | Internal | Winter | B16 | 25 | 5571 | 1904.86 | 34.86 | 34.87 | 0.01 | 0
2035 | SPP_N_2_SPP_S | SPP_N | SPP_S | Internal | Winter | B17 | 100 | 5571 | 2791.28 | 31.99 | 32 | 0.01 | 0
2035 | SPP_N_2_SPP_S | SPP_N | SPP_S | Internal | Winter | B18 | 400 | 5571 | 1950.99 | 36.99 | 37 | 0.01 | 0
2035 | SPP_N_2_SPP_S | SPP_N | SPP_S | Internal | Winter | B19 | 700 | 5571 | 407.29 | 36.98 | 36.99 | 0.01 | 0
2035 | SPP_N_2_SPP_S | SPP_N | SPP_S | Internal | Winter | B20 | 935 | 5571 | 1107.22 | 25.95 | 25.96 | 0.01 | 0
2035 | SPP_S_2_ENT | SPP_S | ENT | Internal | Shoulder | B11 | 25 | 5132 | 5131.92 | 54.83 | 59.86 | 5 | 0.03
2035 | SPP_S_2_ENT | SPP_S | ENT | Internal | Shoulder | B12 | 200 | 5132 | 4395.46 | 45.84 | 50.84 | 5 | 0
2035 | SPP_S_2_ENT | SPP_S | ENT | Internal | Shoulder | B13 | 600 | 5132 | 4033.24 | 40.05 | 45.05 | 5 | 0
2035 | SPP_S_2_ENT | SPP_S | ENT | Internal | Shoulder | B14 | 900 | 5132 | 5132 | 30.49 | 42.68 | 5 | 7.19
2035 | SPP_S_2_ENT | SPP_S | ENT | Internal | Shoulder | B15 | 1203 | 5132 | 5132 | 22.5 | 33.35 | 5 | 5.84
2035 | SPP_S_2_ENT | SPP_S | ENT | Internal | Summer | B1 | 10 | 5132 | 5132 | 48.89 | 81.4 | 5 | 27.51
2035 | SPP_S_2_ENT | SPP_S | ENT | Internal | Summer | B2 | 25 | 5132 | 5131.81 | 70.59 | 75.6 | 5 | 0.01
2035 | SPP_S_2_ENT | SPP_S | ENT | Internal | Summer | B3 | 75 | 5132 | 3209.01 | 73.6 | 78.6 | 5 | 0
2035 | SPP_S_2_ENT | SPP_S | ENT | Internal | Summer | B4 | 100 | 5132 | 2483.33 | 70.59 | 75.59 | 5 | 0
2035 | SPP_S_2_ENT | SPP_S | ENT | Internal | Summer | B5 | 200 | 5132 | 1721.7 | 70.35 | 75.35 | 5 | 0
2035 | SPP_S_2_ENT | SPP_S | ENT | Internal | Summer | B6 | 300 | 5132 | 515.65 | 54.7 | 59.7 | 5 | 0
2035 | SPP_S_2_ENT | SPP_S | ENT | Internal | Summer | B7 | 400 | 5132 | 0 | 48.78 | 51.94 | 5 | 0
2035 | SPP_S_2_ENT | SPP_S | ENT | Internal | Summer | B8 | 500 | 5132 | 0 | 44.08 | 49.07 | 5 | 0
2035 | SPP_S_2_ENT | SPP_S | ENT | Internal | Summer | B9 | 800 | 5132 | 1989.31 | 39.15 | 44.15 | 5 | 0
2035 | SPP_S_2_ENT | SPP_S | ENT | Internal | Summer | B10 | 1262 | 5132 | 3320.65 | 31.64 | 36.64 | 5 | 0
2035 | SPP_S_2_ENT | SPP_S | ENT | Internal | Winter | B16 | 25 | 5132 | 5132 | 34.87 | 54.46 | 5 | 14.6
2035 | SPP_S_2_ENT | SPP_S | ENT | Internal | Winter | B17 | 100 | 5132 | 5132 | 32 | 49.92 | 5 | 12.92
2035 | SPP_S_2_ENT | SPP_S | ENT | Internal | Winter | B18 | 400 | 5132 | 5132 | 37 | 44.79 | 5 | 2.79
2035 | SPP_S_2_ENT | SPP_S | ENT | Internal | Winter | B19 | 700 | 5132 | 5132 | 36.99 | 42.92 | 5 | 0.93
2035 | SPP_S_2_ENT | SPP_S | ENT | Internal | Winter | B20 | 935 | 5132 | 5132 | 25.96 | 34.39 | 5 | 3.43
2035 | SPP_S_2_SPP_N | SPP_S | SPP_N | Internal | Shoulder | B11 | 25 | 2211 | 2211 | 54.83 | 55.28 | 0.01 | 0.44
2035 | SPP_S_2_SPP_N | SPP_S | SPP_N | Internal | Shoulder | B12 | 200 | 2211 | 0.02 | 45.84 | 45.84 | 0.01 | 0
2035 | SPP_S_2_SPP_N | SPP_S | SPP_N | Internal | Shoulder | B13 | 600 | 2211 | 0 | 40.05 | 40.05 | 0.01 | 0
2035 | SPP_S_2_SPP_N | SPP_S | SPP_N | Internal | Shoulder | B14 | 900 | 2211 | 1850.98 | 30.49 | 30.5 | 0.01 | 0
2035 | SPP_S_2_SPP_N | SPP_S | SPP_N | Internal | Shoulder | B15 | 1203 | 2211 | 2211 | 22.5 | 23.95 | 0.01 | 1.43
2035 | SPP_S_2_SPP_N | SPP_S | SPP_N | Internal | Summer | B1 | 10 | 2211 | 2211 | 48.89 | 76.4 | 0.01 | 27.5
2035 | SPP_S_2_SPP_N | SPP_S | SPP_N | Internal | Summer | B2 | 25 | 2211 | 201.78 | 70.59 | 70.6 | 0.01 | 0
2035 | SPP_S_2_SPP_N | SPP_S | SPP_N | Internal | Summer | B3 | 75 | 2211 | 418.9 | 73.6 | 73.61 | 0.01 | 0
2035 | SPP_S_2_SPP_N | SPP_S | SPP_N | Internal | Summer | B4 | 100 | 2211 | 0.04 | 70.59 | 70.59 | 0.01 | 0
2035 | SPP_S_2_SPP_N | SPP_S | SPP_N | Internal | Summer | B5 | 200 | 2211 | 0.02 | 70.35 | 70.35 | 0.01 | 0
2035 | SPP_S_2_SPP_N | SPP_S | SPP_N | Internal | Summer | B6 | 300 | 2211 | 0.01 | 54.7 | 54.7 | 0.01 | 0
2035 | SPP_S_2_SPP_N | SPP_S | SPP_N | Internal | Summer | B7 | 400 | 2211 | 0 | 48.78 | 46.94 | 0.01 | 0
2035 | SPP_S_2_SPP_N | SPP_S | SPP_N | Internal | Summer | B8 | 500 | 2211 | 0 | 44.08 | 44.07 | 0.01 | 0
2035 | SPP_S_2_SPP_N | SPP_S | SPP_N | Internal | Summer | B9 | 800 | 2211 | 0 | 39.15 | 39.14 | 0.01 | 0
2035 | SPP_S_2_SPP_N | SPP_S | SPP_N | Internal | Summer | B10 | 1262 | 2211 | 0 | 31.64 | 31.62 | 0.01 | 0
2035 | SPP_S_2_SPP_N | SPP_S | SPP_N | Internal | Winter | B16 | 25 | 2211 | 0.08 | 34.87 | 34.86 | 0.01 | 0
2035 | SPP_S_2_SPP_N | SPP_S | SPP_N | Internal | Winter | B17 | 100 | 2211 | 0.02 | 32 | 31.99 | 0.01 | 0
2035 | SPP_S_2_SPP_N | SPP_S | SPP_N | Internal | Winter | B18 | 400 | 2211 | 0 | 37 | 36.99 | 0.01 | 0
2035 | SPP_S_2_SPP_N | SPP_S | SPP_N | Internal | Winter | B19 | 700 | 2211 | 0 | 36.99 | 36.98 | 0.01 | 0
2035 | SPP_S_2_SPP_N | SPP_S | SPP_N | Internal | Winter | B20 | 935 | 2211 | 0 | 25.96 | 25.95 | 0.01 | 0
2035 | TVA_2_ENT | TVA | ENT | Internal | Shoulder | B11 | 25 | 500 | 0 | 67.86 | 59.86 | 9 | 0
2035 | TVA_2_ENT | TVA | ENT | Internal | Shoulder | B12 | 200 | 500 | 0 | 54.52 | 50.84 | 9 | 0
2035 | TVA_2_ENT | TVA | ENT | Internal | Shoulder | B13 | 600 | 500 | 0 | 52.27 | 45.05 | 9 | 0
2035 | TVA_2_ENT | TVA | ENT | Internal | Shoulder | B14 | 900 | 500 | 0 | 50.69 | 42.68 | 9 | 0
2035 | TVA_2_ENT | TVA | ENT | Internal | Shoulder | B15 | 1203 | 500 | 0 | 48.01 | 33.35 | 9 | 0
2035 | TVA_2_ENT | TVA | ENT | Internal | Summer | B1 | 10 | 500 | 0 | 89.42 | 81.4 | 9 | 0
2035 | TVA_2_ENT | TVA | ENT | Internal | Summer | B2 | 25 | 500 | 0 | 83.61 | 75.6 | 9 | 0
2035 | TVA_2_ENT | TVA | ENT | Internal | Summer | B3 | 75 | 500 | 0 | 83.2 | 78.6 | 9 | 0
2035 | TVA_2_ENT | TVA | ENT | Internal | Summer | B4 | 100 | 500 | 0 | 83.2 | 75.59 | 9 | 0
2035 | TVA_2_ENT | TVA | ENT | Internal | Summer | B5 | 200 | 500 | 0 | 79.61 | 75.35 | 9 | 0
2035 | TVA_2_ENT | TVA | ENT | Internal | Summer | B6 | 300 | 500 | 0 | 61.89 | 59.7 | 9 | 0
2035 | TVA_2_ENT | TVA | ENT | Internal | Summer | B7 | 400 | 500 | 0 | 52.95 | 51.94 | 9 | 0
2035 | TVA_2_ENT | TVA | ENT | Internal | Summer | B8 | 500 | 500 | 0 | 50.78 | 49.07 | 9 | 0
2035 | TVA_2_ENT | TVA | ENT | Internal | Summer | B9 | 800 | 500 | 0 | 49.23 | 44.15 | 9 | 0
2035 | TVA_2_ENT | TVA | ENT | Internal | Summer | B10 | 1262 | 500 | 0 | 44.64 | 36.64 | 9 | 0
2035 | TVA_2_ENT | TVA | ENT | Internal | Winter | B16 | 25 | 500 | 0 | 70.48 | 54.46 | 9 | 0
2035 | TVA_2_ENT | TVA | ENT | Internal | Winter | B17 | 100 | 500 | 0 | 57.93 | 49.92 | 9 | 0
2035 | TVA_2_ENT | TVA | ENT | Internal | Winter | B18 | 400 | 500 | 0 | 52.81 | 44.79 | 9 | 0
2035 | TVA_2_ENT | TVA | ENT | Internal | Winter | B19 | 700 | 500 | 0 | 50.94 | 42.92 | 9 | 0
2035 | TVA_2_ENT | TVA | ENT | Internal | Winter | B20 | 935 | 500 | 0 | 47.91 | 34.39 | 9 | 0
2035 | TVA_2_MISO_MO-IL | TVA | MISO_MO-IL | Internal | Shoulder | B11 | 25 | 50 | 0 | 67.86 | 60.28 | 9 | 0
2035 | TVA_2_MISO_MO-IL | TVA | MISO_MO-IL | Internal | Shoulder | B12 | 200 | 50 | 0 | 54.52 | 50.84 | 9 | 0
2035 | TVA_2_MISO_MO-IL | TVA | MISO_MO-IL | Internal | Shoulder | B13 | 600 | 50 | 0 | 52.27 | 45.05 | 9 | 0
2035 | TVA_2_MISO_MO-IL | TVA | MISO_MO-IL | Internal | Shoulder | B14 | 900 | 50 | 0 | 50.69 | 42.68 | 9 | 0
2035 | TVA_2_MISO_MO-IL | TVA | MISO_MO-IL | Internal | Shoulder | B15 | 1203 | 50 | 0 | 48.01 | 40 | 9 | 0
2035 | TVA_2_MISO_MO-IL | TVA | MISO_MO-IL | Internal | Summer | B1 | 10 | 50 | 0 | 89.42 | 81.4 | 9 | 0
2035 | TVA_2_MISO_MO-IL | TVA | MISO_MO-IL | Internal | Summer | B2 | 25 | 50 | 0 | 83.61 | 78.76 | 9 | 0
2035 | TVA_2_MISO_MO-IL | TVA | MISO_MO-IL | Internal | Summer | B3 | 75 | 50 | 0 | 83.2 | 78.61 | 9 | 0
2035 | TVA_2_MISO_MO-IL | TVA | MISO_MO-IL | Internal | Summer | B4 | 100 | 50 | 0 | 83.2 | 75.59 | 9 | 0
2035 | TVA_2_MISO_MO-IL | TVA | MISO_MO-IL | Internal | Summer | B5 | 200 | 50 | 0 | 79.61 | 75.35 | 9 | 0
2035 | TVA_2_MISO_MO-IL | TVA | MISO_MO-IL | Internal | Summer | B6 | 300 | 50 | 0 | 61.89 | 59.7 | 9 | 0
2035 | TVA_2_MISO_MO-IL | TVA | MISO_MO-IL | Internal | Summer | B7 | 400 | 50 | 0 | 52.95 | 51.94 | 9 | 0
2035 | TVA_2_MISO_MO-IL | TVA | MISO_MO-IL | Internal | Summer | B8 | 500 | 50 | 0 | 50.78 | 44.14 | 9 | 0
2035 | TVA_2_MISO_MO-IL | TVA | MISO_MO-IL | Internal | Summer | B9 | 800 | 50 | 0 | 49.23 | 41.23 | 9 | 0
2035 | TVA_2_MISO_MO-IL | TVA | MISO_MO-IL | Internal | Summer | B10 | 1262 | 50 | 0 | 44.64 | 36.62 | 9 | 0
2035 | TVA_2_MISO_MO-IL | TVA | MISO_MO-IL | Internal | Winter | B16 | 25 | 50 | 0 | 70.48 | 62.46 | 9 | 0
2035 | TVA_2_MISO_MO-IL | TVA | MISO_MO-IL | Internal | Winter | B17 | 100 | 50 | 0 | 57.93 | 55.57 | 9 | 0
2035 | TVA_2_MISO_MO-IL | TVA | MISO_MO-IL | Internal | Winter | B18 | 400 | 50 | 0 | 52.81 | 44.79 | 9 | 0
2035 | TVA_2_MISO_MO-IL | TVA | MISO_MO-IL | Internal | Winter | B19 | 700 | 50 | 0 | 50.94 | 42.92 | 9 | 0
2035 | TVA_2_MISO_MO-IL | TVA | MISO_MO-IL | Internal | Winter | B20 | 935 | 50 | 0 | 47.91 | 39.9 | 9 | 0
2035 | TVA_2_NonRTO_Midwest | TVA | NonRTO_Midwest | Internal | Shoulder | B11 | 25 | 100 | 0 | 67.86 | 68.29 | 9 | 0
2035 | TVA_2_NonRTO_Midwest | TVA | NonRTO_Midwest | Internal | Shoulder | B12 | 200 | 100 | 0 | 54.52 | 62.82 | 9 | 0
2035 | TVA_2_NonRTO_Midwest | TVA | NonRTO_Midwest | Internal | Shoulder | B13 | 600 | 100 | 0 | 52.27 | 59.02 | 9 | 0
2035 | TVA_2_NonRTO_Midwest | TVA | NonRTO_Midwest | Internal | Shoulder | B14 | 900 | 100 | 0 | 50.69 | 50.89 | 9 | 0
2035 | TVA_2_NonRTO_Midwest | TVA | NonRTO_Midwest | Internal | Shoulder | B15 | 1203 | 100 | 0 | 48.01 | 40 | 9 | 0
2035 | TVA_2_NonRTO_Midwest | TVA | NonRTO_Midwest | Internal | Summer | B1 | 10 | 100 | 0 | 89.42 | 84.43 | 9 | 0
2035 | TVA_2_NonRTO_Midwest | TVA | NonRTO_Midwest | Internal | Summer | B2 | 25 | 100 | 0 | 83.61 | 84.43 | 9 | 0
2035 | TVA_2_NonRTO_Midwest | TVA | NonRTO_Midwest | Internal | Summer | B3 | 75 | 100 | 0 | 83.2 | 84.43 | 9 | 0
2035 | TVA_2_NonRTO_Midwest | TVA | NonRTO_Midwest | Internal | Summer | B4 | 100 | 100 | 0 | 83.2 | 83.6 | 9 | 0
2035 | TVA_2_NonRTO_Midwest | TVA | NonRTO_Midwest | Internal | Summer | B5 | 200 | 100 | 0 | 79.61 | 83.36 | 9 | 0
2035 | TVA_2_NonRTO_Midwest | TVA | NonRTO_Midwest | Internal | Summer | B6 | 300 | 100 | 0 | 61.89 | 67.71 | 9 | 0
2035 | TVA_2_NonRTO_Midwest | TVA | NonRTO_Midwest | Internal | Summer | B7 | 400 | 100 | 0 | 52.95 | 59.95 | 9 | 0
2035 | TVA_2_NonRTO_Midwest | TVA | NonRTO_Midwest | Internal | Summer | B8 | 500 | 100 | 0 | 50.78 | 44.56 | 9 | 0
2035 | TVA_2_NonRTO_Midwest | TVA | NonRTO_Midwest | Internal | Summer | B9 | 800 | 100 | 0 | 49.23 | 41.22 | 9 | 0
2035 | TVA_2_NonRTO_Midwest | TVA | NonRTO_Midwest | Internal | Summer | B10 | 1262 | 100 | 0 | 44.64 | 36.62 | 9 | 0
2035 | TVA_2_NonRTO_Midwest | TVA | NonRTO_Midwest | Internal | Winter | B16 | 25 | 100 | 0 | 70.48 | 75.33 | 9 | 0
2035 | TVA_2_NonRTO_Midwest | TVA | NonRTO_Midwest | Internal | Winter | B17 | 100 | 100 | 0 | 57.93 | 65.26 | 9 | 0
2035 | TVA_2_NonRTO_Midwest | TVA | NonRTO_Midwest | Internal | Winter | B18 | 400 | 100 | 0.01 | 52.81 | 61.79 | 9 | 0
2035 | TVA_2_NonRTO_Midwest | TVA | NonRTO_Midwest | Internal | Winter | B19 | 700 | 100 | 0 | 50.94 | 50.72 | 9 | 0
2035 | TVA_2_NonRTO_Midwest | TVA | NonRTO_Midwest | Internal | Winter | B20 | 935 | 100 | 0 | 47.91 | 39.9 | 9 | 0
2035 | TVA_2_PJM_ROR | TVA | PJM_ROR | Internal | Shoulder | B11 | 25 | 500 | 0 | 67.86 | 62.27 | 9 | 0
2035 | TVA_2_PJM_ROR | TVA | PJM_ROR | Internal | Shoulder | B12 | 200 | 500 | 0 | 54.52 | 52.83 | 9 | 0
2035 | TVA_2_PJM_ROR | TVA | PJM_ROR | Internal | Shoulder | B13 | 600 | 500 | 0 | 52.27 | 49.03 | 9 | 0
2035 | TVA_2_PJM_ROR | TVA | PJM_ROR | Internal | Shoulder | B14 | 900 | 500 | 0 | 50.69 | 47.79 | 9 | 0
2035 | TVA_2_PJM_ROR | TVA | PJM_ROR | Internal | Shoulder | B15 | 1203 | 500 | 0 | 48.01 | 44.01 | 9 | 0
2035 | TVA_2_PJM_ROR | TVA | PJM_ROR | Internal | Summer | B1 | 10 | 500 | 0 | 89.42 | 83.39 | 9 | 0
2035 | TVA_2_PJM_ROR | TVA | PJM_ROR | Internal | Summer | B2 | 25 | 500 | 0 | 83.61 | 77.59 | 9 | 0
2035 | TVA_2_PJM_ROR | TVA | PJM_ROR | Internal | Summer | B3 | 75 | 500 | 0 | 83.2 | 77.18 | 9 | 0
2035 | TVA_2_PJM_ROR | TVA | PJM_ROR | Internal | Summer | B4 | 100 | 500 | 0 | 83.2 | 77.18 | 9 | 0
2035 | TVA_2_PJM_ROR | TVA | PJM_ROR | Internal | Summer | B5 | 200 | 500 | 0 | 79.61 | 73.6 | 9 | 0
2035 | TVA_2_PJM_ROR | TVA | PJM_ROR | Internal | Summer | B6 | 300 | 500 | 0 | 61.89 | 61.69 | 9 | 0
2035 | TVA_2_PJM_ROR | TVA | PJM_ROR | Internal | Summer | B7 | 400 | 500 | 0 | 52.95 | 53.93 | 9 | 0
2035 | TVA_2_PJM_ROR | TVA | PJM_ROR | Internal | Summer | B8 | 500 | 500 | 0 | 50.78 | 46.12 | 9 | 0
2035 | TVA_2_PJM_ROR | TVA | PJM_ROR | Internal | Summer | B9 | 800 | 500 | 0 | 49.23 | 43.22 | 9 | 0
2035 | TVA_2_PJM_ROR | TVA | PJM_ROR | Internal | Summer | B10 | 1262 | 500 | 0 | 44.64 | 39.93 | 9 | 0
2035 | TVA_2_PJM_ROR | TVA | PJM_ROR | Internal | Winter | B16 | 25 | 500 | 0 | 70.48 | 65.33 | 9 | 0
2035 | TVA_2_PJM_ROR | TVA | PJM_ROR | Internal | Winter | B17 | 100 | 500 | 0 | 57.93 | 57.94 | 9 | 0
2035 | TVA_2_PJM_ROR | TVA | PJM_ROR | Internal | Winter | B18 | 400 | 500 | 0 | 52.81 | 51.91 | 9 | 0
2035 | TVA_2_PJM_ROR | TVA | PJM_ROR | Internal | Winter | B19 | 700 | 500 | 0 | 50.94 | 49.69 | 9 | 0
2035 | TVA_2_PJM_ROR | TVA | PJM_ROR | Internal | Winter | B20 | 935 | 500 | 0 | 47.91 | 43.17 | 9 | 0
2035 | TVA_2_SOCO | TVA | SOCO | Internal | Shoulder | B11 | 25 | 500 | 89.19 | 67.86 | 76.86 | 9 | 0
2035 | TVA_2_SOCO | TVA | SOCO | Internal | Shoulder | B12 | 200 | 500 | 0 | 54.52 | 54.95 | 9 | 0
2035 | TVA_2_SOCO | TVA | SOCO | Internal | Shoulder | B13 | 600 | 500 | 0 | 52.27 | 53.05 | 9 | 0
2035 | TVA_2_SOCO | TVA | SOCO | Internal | Shoulder | B14 | 900 | 500 | 0 | 50.69 | 53.05 | 9 | 0
2035 | TVA_2_SOCO | TVA | SOCO | Internal | Shoulder | B15 | 1203 | 500 | 0 | 48.01 | 53.05 | 9 | 0
2035 | TVA_2_SOCO | TVA | SOCO | Internal | Summer | B1 | 10 | 500 | 0 | 89.42 | 89.4 | 9 | 0
2035 | TVA_2_SOCO | TVA | SOCO | Internal | Summer | B2 | 25 | 500 | 0 | 83.61 | 88.3 | 9 | 0
2035 | TVA_2_SOCO | TVA | SOCO | Internal | Summer | B3 | 75 | 500 | 0 | 83.2 | 86.6 | 9 | 0
2035 | TVA_2_SOCO | TVA | SOCO | Internal | Summer | B4 | 100 | 500 | 0 | 83.2 | 86.6 | 9 | 0
2035 | TVA_2_SOCO | TVA | SOCO | Internal | Summer | B5 | 200 | 500 | 0 | 79.61 | 86.6 | 9 | 0
2035 | TVA_2_SOCO | TVA | SOCO | Internal | Summer | B6 | 300 | 500 | 500 | 61.89 | 71.02 | 9 | 0.13
2035 | TVA_2_SOCO | TVA | SOCO | Internal | Summer | B7 | 400 | 500 | 500 | 52.95 | 66.93 | 9 | 4.97
2035 | TVA_2_SOCO | TVA | SOCO | Internal | Summer | B8 | 500 | 500 | 0 | 50.78 | 57.07 | 9 | 0
2035 | TVA_2_SOCO | TVA | SOCO | Internal | Summer | B9 | 800 | 500 | 0 | 49.23 | 51.48 | 9 | 0
2035 | TVA_2_SOCO | TVA | SOCO | Internal | Summer | B10 | 1262 | 500 | 0 | 44.64 | 51.48 | 9 | 0
2035 | TVA_2_SOCO | TVA | SOCO | Internal | Winter | B16 | 25 | 500 | 0.17 | 70.48 | 79.46 | 9 | 0
2035 | TVA_2_SOCO | TVA | SOCO | Internal | Winter | B17 | 100 | 500 | 0 | 57.93 | 57.92 | 9 | 0
2035 | TVA_2_SOCO | TVA | SOCO | Internal | Winter | B18 | 400 | 500 | 0 | 52.81 | 56.53 | 9 | 0
2035 | TVA_2_SOCO | TVA | SOCO | Internal | Winter | B19 | 700 | 500 | 0 | 50.94 | 56.53 | 9 | 0
2035 | TVA_2_SOCO | TVA | SOCO | Internal | Winter | B20 | 935 | 500 | 0 | 47.91 | 55.68 | 9 | 0
2035 | TVA_2_VACAR | TVA | VACAR | Internal | Shoulder | B11 | 25 | 150 | 0 | 67.86 | 69.86 | 9 | 0
2035 | TVA_2_VACAR | TVA | VACAR | Internal | Shoulder | B12 | 200 | 150 | 0 | 54.52 | 58.83 | 9 | 0
2035 | TVA_2_VACAR | TVA | VACAR | Internal | Shoulder | B13 | 600 | 150 | 0 | 52.27 | 50.8 | 9 | 0
2035 | TVA_2_VACAR | TVA | VACAR | Internal | Shoulder | B14 | 900 | 150 | 0 | 50.69 | 50.61 | 9 | 0
2035 | TVA_2_VACAR | TVA | VACAR | Internal | Shoulder | B15 | 1203 | 150 | 0 | 48.01 | 50.61 | 9 | 0
2035 | TVA_2_VACAR | TVA | VACAR | Internal | Summer | B1 | 10 | 150 | 0 | 89.42 | 89.39 | 9 | 0
2035 | TVA_2_VACAR | TVA | VACAR | Internal | Summer | B2 | 25 | 150 | 0 | 83.61 | 87.37 | 9 | 0
2035 | TVA_2_VACAR | TVA | VACAR | Internal | Summer | B3 | 75 | 150 | 0 | 83.2 | 87.37 | 9 | 0
2035 | TVA_2_VACAR | TVA | VACAR | Internal | Summer | B4 | 100 | 150 | 0 | 83.2 | 85.46 | 9 | 0
2035 | TVA_2_VACAR | TVA | VACAR | Internal | Summer | B5 | 200 | 150 | 0 | 79.61 | 79.6 | 9 | 0
2035 | TVA_2_VACAR | TVA | VACAR | Internal | Summer | B6 | 300 | 150 | 0 | 61.89 | 67.69 | 9 | 0
2035 | TVA_2_VACAR | TVA | VACAR | Internal | Summer | B7 | 400 | 150 | 0 | 52.95 | 59.93 | 9 | 0
2035 | TVA_2_VACAR | TVA | VACAR | Internal | Summer | B8 | 500 | 150 | 0 | 50.78 | 50.79 | 9 | 0
2035 | TVA_2_VACAR | TVA | VACAR | Internal | Summer | B9 | 800 | 150 | 0 | 49.23 | 48.39 | 9 | 0
2035 | TVA_2_VACAR | TVA | VACAR | Internal | Summer | B10 | 1262 | 150 | 0 | 44.64 | 48.39 | 9 | 0
2035 | TVA_2_VACAR | TVA | VACAR | Internal | Winter | B16 | 25 | 150 | 150 | 70.48 | 88.62 | 9 | 9.15
2035 | TVA_2_VACAR | TVA | VACAR | Internal | Winter | B17 | 100 | 150 | 0 | 57.93 | 63.94 | 9 | 0
2035 | TVA_2_VACAR | TVA | VACAR | Internal | Winter | B18 | 400 | 150 | 0 | 52.81 | 55.69 | 9 | 0
2035 | TVA_2_VACAR | TVA | VACAR | Internal | Winter | B19 | 700 | 150 | 0 | 50.94 | 55.69 | 9 | 0
2035 | TVA_2_VACAR | TVA | VACAR | Internal | Winter | B20 | 935 | 150 | 0 | 47.91 | 55.69 | 9 | 0
2035 | TVA_Transmission_2_NonRTO_Midwest | TVA_Transmission | NonRTO_Midwest | Internal | Shoulder | B11 | 25 | 700 | 0 | 67.86 | 68.29 | 9 | 0
2035 | TVA_Transmission_2_NonRTO_Midwest | TVA_Transmission | NonRTO_Midwest | Internal | Shoulder | B12 | 200 | 700 | 0 | 56.24 | 62.82 | 9 | 0
2035 | TVA_Transmission_2_NonRTO_Midwest | TVA_Transmission | NonRTO_Midwest | Internal | Shoulder | B13 | 600 | 700 | 0 | 52.52 | 59.02 | 9 | 0
2035 | TVA_Transmission_2_NonRTO_Midwest | TVA_Transmission | NonRTO_Midwest | Internal | Shoulder | B14 | 900 | 700 | 0 | 50.68 | 50.89 | 9 | 0
2035 | TVA_Transmission_2_NonRTO_Midwest | TVA_Transmission | NonRTO_Midwest | Internal | Shoulder | B15 | 1203 | 700 | 0 | 48 | 40 | 9 | 0
2035 | TVA_Transmission_2_NonRTO_Midwest | TVA_Transmission | NonRTO_Midwest | Internal | Summer | B1 | 10 | 700 | 0 | 89.4 | 84.43 | 9 | 0
2035 | TVA_Transmission_2_NonRTO_Midwest | TVA_Transmission | NonRTO_Midwest | Internal | Summer | B2 | 25 | 700 | 0 | 83.6 | 84.43 | 9 | 0
2035 | TVA_Transmission_2_NonRTO_Midwest | TVA_Transmission | NonRTO_Midwest | Internal | Summer | B3 | 75 | 700 | 0 | 83.18 | 84.43 | 9 | 0
2035 | TVA_Transmission_2_NonRTO_Midwest | TVA_Transmission | NonRTO_Midwest | Internal | Summer | B4 | 100 | 700 | 0 | 83.18 | 83.6 | 9 | 0
2035 | TVA_Transmission_2_NonRTO_Midwest | TVA_Transmission | NonRTO_Midwest | Internal | Summer | B5 | 200 | 700 | 0 | 79.6 | 83.36 | 9 | 0
2035 | TVA_Transmission_2_NonRTO_Midwest | TVA_Transmission | NonRTO_Midwest | Internal | Summer | B6 | 300 | 700 | 0 | 64.76 | 67.71 | 9 | 0
2035 | TVA_Transmission_2_NonRTO_Midwest | TVA_Transmission | NonRTO_Midwest | Internal | Summer | B7 | 400 | 700 | 0 | 58.51 | 59.95 | 9 | 0
2035 | TVA_Transmission_2_NonRTO_Midwest | TVA_Transmission | NonRTO_Midwest | Internal | Summer | B8 | 500 | 700 | 0 | 51.17 | 44.56 | 9 | 0
2035 | TVA_Transmission_2_NonRTO_Midwest | TVA_Transmission | NonRTO_Midwest | Internal | Summer | B9 | 800 | 700 | 0 | 49.22 | 41.22 | 9 | 0
2035 | TVA_Transmission_2_NonRTO_Midwest | TVA_Transmission | NonRTO_Midwest | Internal | Summer | B10 | 1262 | 700 | 0 | 44.62 | 36.62 | 9 | 0
2035 | TVA_Transmission_2_NonRTO_Midwest | TVA_Transmission | NonRTO_Midwest | Internal | Winter | B16 | 25 | 700 | 0 | 70.46 | 75.33 | 9 | 0
2035 | TVA_Transmission_2_NonRTO_Midwest | TVA_Transmission | NonRTO_Midwest | Internal | Winter | B17 | 100 | 700 | 0 | 57.92 | 65.26 | 9 | 0
2035 | TVA_Transmission_2_NonRTO_Midwest | TVA_Transmission | NonRTO_Midwest | Internal | Winter | B18 | 400 | 700 | 472.7 | 52.79 | 61.79 | 9 | 0
2035 | TVA_Transmission_2_NonRTO_Midwest | TVA_Transmission | NonRTO_Midwest | Internal | Winter | B19 | 700 | 700 | 0 | 50.92 | 50.72 | 9 | 0
2035 | TVA_Transmission_2_NonRTO_Midwest | TVA_Transmission | NonRTO_Midwest | Internal | Winter | B20 | 935 | 700 | 0 | 47.9 | 39.9 | 9 | 0
2035 | TVA_Transmission_2_SOCO | TVA_Transmission | SOCO | Internal | Shoulder | B11 | 25 | 3200 | 453.36 | 67.86 | 76.86 | 9 | 0
2035 | TVA_Transmission_2_SOCO | TVA_Transmission | SOCO | Internal | Shoulder | B12 | 200 | 3200 | 0 | 56.24 | 54.95 | 9 | 0
2035 | TVA_Transmission_2_SOCO | TVA_Transmission | SOCO | Internal | Shoulder | B13 | 600 | 3200 | 0 | 52.52 | 53.05 | 9 | 0
2035 | TVA_Transmission_2_SOCO | TVA_Transmission | SOCO | Internal | Shoulder | B14 | 900 | 3200 | 0 | 50.68 | 53.05 | 9 | 0
2035 | TVA_Transmission_2_SOCO | TVA_Transmission | SOCO | Internal | Shoulder | B15 | 1203 | 3200 | 0 | 48 | 53.05 | 9 | 0
2035 | TVA_Transmission_2_SOCO | TVA_Transmission | SOCO | Internal | Summer | B1 | 10 | 3200 | 0 | 89.4 | 89.4 | 9 | 0
2035 | TVA_Transmission_2_SOCO | TVA_Transmission | SOCO | Internal | Summer | B2 | 25 | 3200 | 0 | 83.6 | 88.3 | 9 | 0
2035 | TVA_Transmission_2_SOCO | TVA_Transmission | SOCO | Internal | Summer | B3 | 75 | 3200 | 0 | 83.18 | 86.6 | 9 | 0
2035 | TVA_Transmission_2_SOCO | TVA_Transmission | SOCO | Internal | Summer | B4 | 100 | 3200 | 0 | 83.18 | 86.6 | 9 | 0
2035 | TVA_Transmission_2_SOCO | TVA_Transmission | SOCO | Internal | Summer | B5 | 200 | 3200 | 0 | 79.6 | 86.6 | 9 | 0
2035 | TVA_Transmission_2_SOCO | TVA_Transmission | SOCO | Internal | Summer | B6 | 300 | 3200 | 0 | 64.76 | 71.02 | 9 | 0
2035 | TVA_Transmission_2_SOCO | TVA_Transmission | SOCO | Internal | Summer | B7 | 400 | 3200 | 0 | 58.51 | 66.93 | 9 | 0
2035 | TVA_Transmission_2_SOCO | TVA_Transmission | SOCO | Internal | Summer | B8 | 500 | 3200 | 0 | 51.17 | 57.07 | 9 | 0
2035 | TVA_Transmission_2_SOCO | TVA_Transmission | SOCO | Internal | Summer | B9 | 800 | 3200 | 0 | 49.22 | 51.48 | 9 | 0
2035 | TVA_Transmission_2_SOCO | TVA_Transmission | SOCO | Internal | Summer | B10 | 1262 | 3200 | 0 | 44.62 | 51.48 | 9 | 0
2035 | TVA_Transmission_2_SOCO | TVA_Transmission | SOCO | Internal | Winter | B16 | 25 | 3200 | 1071.35 | 70.46 | 79.46 | 9 | 0
2035 | TVA_Transmission_2_SOCO | TVA_Transmission | SOCO | Internal | Winter | B17 | 100 | 3200 | 0 | 57.92 | 57.92 | 9 | 0
2035 | TVA_Transmission_2_SOCO | TVA_Transmission | SOCO | Internal | Winter | B18 | 400 | 3200 | 0 | 52.79 | 56.53 | 9 | 0
2035 | TVA_Transmission_2_SOCO | TVA_Transmission | SOCO | Internal | Winter | B19 | 700 | 3200 | 0 | 50.92 | 56.53 | 9 | 0
2035 | TVA_Transmission_2_SOCO | TVA_Transmission | SOCO | Internal | Winter | B20 | 935 | 3200 | 0 | 47.9 | 55.68 | 9 | 0
2035 | TVA_Transmission_2_TVA | TVA_Transmission | TVA | Internal | Shoulder | B11 | 25 | 99999 | 0.17 | 67.86 | 67.86 | 0.01 | 0
2035 | TVA_Transmission_2_TVA | TVA_Transmission | TVA | Internal | Shoulder | B12 | 200 | 99999 | 0 | 56.24 | 54.52 | 0.01 | 0
2035 | TVA_Transmission_2_TVA | TVA_Transmission | TVA | Internal | Shoulder | B13 | 600 | 99999 | 0 | 52.52 | 52.27 | 0.01 | 0
2035 | TVA_Transmission_2_TVA | TVA_Transmission | TVA | Internal | Shoulder | B14 | 900 | 99999 | 3503.35 | 50.68 | 50.69 | 0.01 | 0
2035 | TVA_Transmission_2_TVA | TVA_Transmission | TVA | Internal | Shoulder | B15 | 1203 | 99999 | 4523.98 | 48 | 48.01 | 0.01 | 0
2035 | TVA_Transmission_2_TVA | TVA_Transmission | TVA | Internal | Summer | B1 | 10 | 99999 | 3771.32 | 89.4 | 89.42 | 0.01 | 0
2035 | TVA_Transmission_2_TVA | TVA_Transmission | TVA | Internal | Summer | B2 | 25 | 99999 | 2915.58 | 83.6 | 83.61 | 0.01 | 0
2035 | TVA_Transmission_2_TVA | TVA_Transmission | TVA | Internal | Summer | B3 | 75 | 99999 | 1236.49 | 83.18 | 83.2 | 0.01 | 0
2035 | TVA_Transmission_2_TVA | TVA_Transmission | TVA | Internal | Summer | B4 | 100 | 99999 | 460.65 | 83.18 | 83.2 | 0.01 | 0
2035 | TVA_Transmission_2_TVA | TVA_Transmission | TVA | Internal | Summer | B5 | 200 | 99999 | 962.1 | 79.6 | 79.61 | 0.01 | 0
2035 | TVA_Transmission_2_TVA | TVA_Transmission | TVA | Internal | Summer | B6 | 300 | 99999 | 0 | 64.76 | 61.89 | 0.01 | 0
2035 | TVA_Transmission_2_TVA | TVA_Transmission | TVA | Internal | Summer | B7 | 400 | 99999 | 0 | 58.51 | 52.95 | 0.01 | 0
2035 | TVA_Transmission_2_TVA | TVA_Transmission | TVA | Internal | Summer | B8 | 500 | 99999 | 0 | 51.17 | 50.78 | 0.01 | 0
2035 | TVA_Transmission_2_TVA | TVA_Transmission | TVA | Internal | Summer | B9 | 800 | 99999 | 1443.52 | 49.22 | 49.23 | 0.01 | 0
2035 | TVA_Transmission_2_TVA | TVA_Transmission | TVA | Internal | Summer | B10 | 1262 | 99999 | 2332.78 | 44.62 | 44.64 | 0.01 | 0
2035 | TVA_Transmission_2_TVA | TVA_Transmission | TVA | Internal | Winter | B16 | 25 | 99999 | 894.08 | 70.46 | 70.48 | 0.01 | 0
2035 | TVA_Transmission_2_TVA | TVA_Transmission | TVA | Internal | Winter | B17 | 100 | 99999 | 700.69 | 57.92 | 57.93 | 0.01 | 0
2035 | TVA_Transmission_2_TVA | TVA_Transmission | TVA | Internal | Winter | B18 | 400 | 99999 | 606.55 | 52.79 | 52.81 | 0.01 | 0
2035 | TVA_Transmission_2_TVA | TVA_Transmission | TVA | Internal | Winter | B19 | 700 | 99999 | 2440.7 | 50.92 | 50.94 | 0.01 | 0
2035 | TVA_Transmission_2_TVA | TVA_Transmission | TVA | Internal | Winter | B20 | 935 | 99999 | 3513.26 | 47.9 | 47.91 | 0.01 | 0
2035 | TVA_Transmission_2_VACAR | TVA_Transmission | VACAR | Internal | Shoulder | B11 | 25 | 900 | 0 | 67.86 | 69.86 | 9 | 0
2035 | TVA_Transmission_2_VACAR | TVA_Transmission | VACAR | Internal | Shoulder | B12 | 200 | 900 | 0 | 56.24 | 58.83 | 9 | 0
2035 | TVA_Transmission_2_VACAR | TVA_Transmission | VACAR | Internal | Shoulder | B13 | 600 | 900 | 0 | 52.52 | 50.8 | 9 | 0
2035 | TVA_Transmission_2_VACAR | TVA_Transmission | VACAR | Internal | Shoulder | B14 | 900 | 900 | 0 | 50.68 | 50.61 | 9 | 0
2035 | TVA_Transmission_2_VACAR | TVA_Transmission | VACAR | Internal | Shoulder | B15 | 1203 | 900 | 0 | 48 | 50.61 | 9 | 0
2035 | TVA_Transmission_2_VACAR | TVA_Transmission | VACAR | Internal | Summer | B1 | 10 | 900 | 0 | 89.4 | 89.39 | 9 | 0
2035 | TVA_Transmission_2_VACAR | TVA_Transmission | VACAR | Internal | Summer | B2 | 25 | 900 | 0 | 83.6 | 87.37 | 9 | 0
2035 | TVA_Transmission_2_VACAR | TVA_Transmission | VACAR | Internal | Summer | B3 | 75 | 900 | 0 | 83.18 | 87.37 | 9 | 0
2035 | TVA_Transmission_2_VACAR | TVA_Transmission | VACAR | Internal | Summer | B4 | 100 | 900 | 0 | 83.18 | 85.46 | 9 | 0
2035 | TVA_Transmission_2_VACAR | TVA_Transmission | VACAR | Internal | Summer | B5 | 200 | 900 | 0 | 79.6 | 79.6 | 9 | 0
2035 | TVA_Transmission_2_VACAR | TVA_Transmission | VACAR | Internal | Summer | B6 | 300 | 900 | 0 | 64.76 | 67.69 | 9 | 0
2035 | TVA_Transmission_2_VACAR | TVA_Transmission | VACAR | Internal | Summer | B7 | 400 | 900 | 0 | 58.51 | 59.93 | 9 | 0
2035 | TVA_Transmission_2_VACAR | TVA_Transmission | VACAR | Internal | Summer | B8 | 500 | 900 | 0 | 51.17 | 50.79 | 9 | 0
2035 | TVA_Transmission_2_VACAR | TVA_Transmission | VACAR | Internal | Summer | B9 | 800 | 900 | 0 | 49.22 | 48.39 | 9 | 0
2035 | TVA_Transmission_2_VACAR | TVA_Transmission | VACAR | Internal | Summer | B10 | 1262 | 900 | 0 | 44.62 | 48.39 | 9 | 0
2035 | TVA_Transmission_2_VACAR | TVA_Transmission | VACAR | Internal | Winter | B16 | 25 | 900 | 900 | 70.46 | 88.62 | 9 | 9.16
2035 | TVA_Transmission_2_VACAR | TVA_Transmission | VACAR | Internal | Winter | B17 | 100 | 900 | 0 | 57.92 | 63.94 | 9 | 0
2035 | TVA_Transmission_2_VACAR | TVA_Transmission | VACAR | Internal | Winter | B18 | 400 | 900 | 0 | 52.79 | 55.69 | 9 | 0
2035 | TVA_Transmission_2_VACAR | TVA_Transmission | VACAR | Internal | Winter | B19 | 700 | 900 | 0 | 50.92 | 55.69 | 9 | 0
2035 | TVA_Transmission_2_VACAR | TVA_Transmission | VACAR | Internal | Winter | B20 | 935 | 900 | 0 | 47.9 | 55.69 | 9 | 0
2035 | VACAR_2_SOCO | VACAR | SOCO | Internal | Shoulder | B11 | 25 | 3000 | 2617.75 | 69.86 | 76.86 | 7 | 0
2035 | VACAR_2_SOCO | VACAR | SOCO | Internal | Shoulder | B12 | 200 | 3000 | 0 | 58.83 | 54.95 | 7 | 0
2035 | VACAR_2_SOCO | VACAR | SOCO | Internal | Shoulder | B13 | 600 | 3000 | 0 | 50.8 | 53.05 | 7 | 0
2035 | VACAR_2_SOCO | VACAR | SOCO | Internal | Shoulder | B14 | 900 | 3000 | 0 | 50.61 | 53.05 | 7 | 0
2035 | VACAR_2_SOCO | VACAR | SOCO | Internal | Shoulder | B15 | 1203 | 3000 | 0 | 50.61 | 53.05 | 7 | 0
2035 | VACAR_2_SOCO | VACAR | SOCO | Internal | Summer | B1 | 10 | 3000 | 0 | 89.39 | 89.4 | 7 | 0
2035 | VACAR_2_SOCO | VACAR | SOCO | Internal | Summer | B2 | 25 | 3000 | 0 | 87.37 | 88.3 | 7 | 0
2035 | VACAR_2_SOCO | VACAR | SOCO | Internal | Summer | B3 | 75 | 3000 | 0 | 87.37 | 86.6 | 7 | 0
2035 | VACAR_2_SOCO | VACAR | SOCO | Internal | Summer | B4 | 100 | 3000 | 0 | 85.46 | 86.6 | 7 | 0
2035 | VACAR_2_SOCO | VACAR | SOCO | Internal | Summer | B5 | 200 | 3000 | 1037.41 | 79.6 | 86.6 | 7 | 0
2035 | VACAR_2_SOCO | VACAR | SOCO | Internal | Summer | B6 | 300 | 3000 | 0 | 67.69 | 71.02 | 7 | 0
2035 | VACAR_2_SOCO | VACAR | SOCO | Internal | Summer | B7 | 400 | 3000 | 868.24 | 59.93 | 66.93 | 7 | 0
2035 | VACAR_2_SOCO | VACAR | SOCO | Internal | Summer | B8 | 500 | 3000 | 0 | 50.79 | 57.07 | 7 | 0
2035 | VACAR_2_SOCO | VACAR | SOCO | Internal | Summer | B9 | 800 | 3000 | 0 | 48.39 | 51.48 | 7 | 0
2035 | VACAR_2_SOCO | VACAR | SOCO | Internal | Summer | B10 | 1262 | 3000 | 0 | 48.39 | 51.48 | 7 | 0
2035 | VACAR_2_SOCO | VACAR | SOCO | Internal | Winter | B16 | 25 | 3000 | 0 | 88.62 | 79.46 | 7 | 0
2035 | VACAR_2_SOCO | VACAR | SOCO | Internal | Winter | B17 | 100 | 3000 | 0 | 63.94 | 57.92 | 7 | 0
2035 | VACAR_2_SOCO | VACAR | SOCO | Internal | Winter | B18 | 400 | 3000 | 0 | 55.69 | 56.53 | 7 | 0
2035 | VACAR_2_SOCO | VACAR | SOCO | Internal | Winter | B19 | 700 | 3000 | 0 | 55.69 | 56.53 | 7 | 0
2035 | VACAR_2_SOCO | VACAR | SOCO | Internal | Winter | B20 | 935 | 3000 | 0 | 55.69 | 55.68 | 7 | 0
2035 | VACAR_2_TVA_Transmission | VACAR | TVA_Transmission | Internal | Shoulder | B11 | 25 | 900 | 0 | 69.86 | 67.86 | 7 | 0
2035 | VACAR_2_TVA_Transmission | VACAR | TVA_Transmission | Internal | Shoulder | B12 | 200 | 900 | 0 | 58.83 | 56.24 | 7 | 0
2035 | VACAR_2_TVA_Transmission | VACAR | TVA_Transmission | Internal | Shoulder | B13 | 600 | 900 | 0 | 50.8 | 52.52 | 7 | 0
2035 | VACAR_2_TVA_Transmission | VACAR | TVA_Transmission | Internal | Shoulder | B14 | 900 | 900 | 0 | 50.61 | 50.68 | 7 | 0
2035 | VACAR_2_TVA_Transmission | VACAR | TVA_Transmission | Internal | Shoulder | B15 | 1203 | 900 | 0 | 50.61 | 48 | 7 | 0
2035 | VACAR_2_TVA_Transmission | VACAR | TVA_Transmission | Internal | Summer | B1 | 10 | 900 | 0 | 89.39 | 89.4 | 7 | 0
2035 | VACAR_2_TVA_Transmission | VACAR | TVA_Transmission | Internal | Summer | B2 | 25 | 900 | 0 | 87.37 | 83.6 | 7 | 0
2035 | VACAR_2_TVA_Transmission | VACAR | TVA_Transmission | Internal | Summer | B3 | 75 | 900 | 0 | 87.37 | 83.18 | 7 | 0
2035 | VACAR_2_TVA_Transmission | VACAR | TVA_Transmission | Internal | Summer | B4 | 100 | 900 | 0 | 85.46 | 83.18 | 7 | 0
2035 | VACAR_2_TVA_Transmission | VACAR | TVA_Transmission | Internal | Summer | B5 | 200 | 900 | 0 | 79.6 | 79.6 | 7 | 0
2035 | VACAR_2_TVA_Transmission | VACAR | TVA_Transmission | Internal | Summer | B6 | 300 | 900 | 0 | 67.69 | 64.76 | 7 | 0
2035 | VACAR_2_TVA_Transmission | VACAR | TVA_Transmission | Internal | Summer | B7 | 400 | 900 | 0 | 59.93 | 58.51 | 7 | 0
2035 | VACAR_2_TVA_Transmission | VACAR | TVA_Transmission | Internal | Summer | B8 | 500 | 900 | 0 | 50.79 | 51.17 | 7 | 0
2035 | VACAR_2_TVA_Transmission | VACAR | TVA_Transmission | Internal | Summer | B9 | 800 | 900 | 0 | 48.39 | 49.22 | 7 | 0
2035 | VACAR_2_TVA_Transmission | VACAR | TVA_Transmission | Internal | Summer | B10 | 1262 | 900 | 0 | 48.39 | 44.62 | 7 | 0
2035 | VACAR_2_TVA_Transmission | VACAR | TVA_Transmission | Internal | Winter | B16 | 25 | 900 | 0 | 88.62 | 70.46 | 7 | 0
2035 | VACAR_2_TVA_Transmission | VACAR | TVA_Transmission | Internal | Winter | B17 | 100 | 900 | 0 | 63.94 | 57.92 | 7 | 0
2035 | VACAR_2_TVA_Transmission | VACAR | TVA_Transmission | Internal | Winter | B18 | 400 | 900 | 0 | 55.69 | 52.79 | 7 | 0
2035 | VACAR_2_TVA_Transmission | VACAR | TVA_Transmission | Internal | Winter | B19 | 700 | 900 | 0 | 55.69 | 50.92 | 7 | 0
2035 | VACAR_2_TVA_Transmission | VACAR | TVA_Transmission | Internal | Winter | B20 | 935 | 900 | 0 | 55.69 | 47.9 | 7 | 0
2040 | ENT_2_MISO_MO-IL | ENT | MISO_MO-IL | Internal | Shoulder | B11 | 25 | 2260 | 0 | 65.8 | 65.8 | 8 | 0
2040 | ENT_2_MISO_MO-IL | ENT | MISO_MO-IL | Internal | Shoulder | B12 | 200 | 2260 | 0 | 57.12 | 57.12 | 8 | 0
2040 | ENT_2_MISO_MO-IL | ENT | MISO_MO-IL | Internal | Shoulder | B13 | 600 | 2260 | 0 | 51.58 | 51.58 | 8 | 0
2040 | ENT_2_MISO_MO-IL | ENT | MISO_MO-IL | Internal | Shoulder | B14 | 900 | 2260 | 0 | 45.58 | 45.58 | 8 | 0
2040 | ENT_2_MISO_MO-IL | ENT | MISO_MO-IL | Internal | Shoulder | B15 | 1203 | 2260 | 0 | 41.54 | 41.62 | 8 | 0
2040 | ENT_2_MISO_MO-IL | ENT | MISO_MO-IL | Internal | Summer | B1 | 10 | 2260 | 0 | 91.57 | 91.58 | 8 | 0
2040 | ENT_2_MISO_MO-IL | ENT | MISO_MO-IL | Internal | Summer | B2 | 25 | 2260 | 0 | 86.67 | 88.2 | 8 | 0
2040 | ENT_2_MISO_MO-IL | ENT | MISO_MO-IL | Internal | Summer | B3 | 75 | 2260 | 0 | 88.2 | 88.2 | 8 | 0
2040 | ENT_2_MISO_MO-IL | ENT | MISO_MO-IL | Internal | Summer | B4 | 100 | 2260 | 0 | 85.26 | 85.26 | 8 | 0
2040 | ENT_2_MISO_MO-IL | ENT | MISO_MO-IL | Internal | Summer | B5 | 200 | 2260 | 0 | 84.58 | 84.58 | 8 | 0
2040 | ENT_2_MISO_MO-IL | ENT | MISO_MO-IL | Internal | Summer | B6 | 300 | 2260 | 0 | 68.81 | 68.81 | 8 | 0
2040 | ENT_2_MISO_MO-IL | ENT | MISO_MO-IL | Internal | Summer | B7 | 400 | 2260 | 0 | 59.89 | 58.98 | 8 | 0
2040 | ENT_2_MISO_MO-IL | ENT | MISO_MO-IL | Internal | Summer | B8 | 500 | 2260 | 0 | 55.17 | 49.75 | 8 | 0
2040 | ENT_2_MISO_MO-IL | ENT | MISO_MO-IL | Internal | Summer | B9 | 800 | 2260 | 0 | 49.95 | 45.55 | 8 | 0
2040 | ENT_2_MISO_MO-IL | ENT | MISO_MO-IL | Internal | Summer | B10 | 1262 | 2260 | 0 | 37.82 | 37.81 | 8 | 0
2040 | ENT_2_MISO_MO-IL | ENT | MISO_MO-IL | Internal | Winter | B16 | 25 | 2260 | 0 | 61.29 | 64.23 | 8 | 0
2040 | ENT_2_MISO_MO-IL | ENT | MISO_MO-IL | Internal | Winter | B17 | 100 | 2260 | 0 | 55.97 | 55.97 | 8 | 0
2040 | ENT_2_MISO_MO-IL | ENT | MISO_MO-IL | Internal | Winter | B18 | 400 | 2260 | 0 | 48.71 | 48.71 | 8 | 0
2040 | ENT_2_MISO_MO-IL | ENT | MISO_MO-IL | Internal | Winter | B19 | 700 | 2260 | 0 | 48.71 | 48.71 | 8 | 0
2040 | ENT_2_MISO_MO-IL | ENT | MISO_MO-IL | Internal | Winter | B20 | 935 | 2260 | 0 | 41.59 | 41.59 | 8 | 0
2040 | ENT_2_SOCO | ENT | SOCO | Internal | Shoulder | B11 | 25 | 2431 | 2431 | 65.8 | 82.79 | 8 | 8.99
2040 | ENT_2_SOCO | ENT | SOCO | Internal | Shoulder | B12 | 200 | 2431 | 0 | 57.12 | 59.7 | 8 | 0
2040 | ENT_2_SOCO | ENT | SOCO | Internal | Shoulder | B13 | 600 | 2431 | 712.82 | 51.58 | 59.58 | 8 | 0
2040 | ENT_2_SOCO | ENT | SOCO | Internal | Shoulder | B14 | 900 | 2431 | 2431 | 45.58 | 59.58 | 8 | 6.01
2040 | ENT_2_SOCO | ENT | SOCO | Internal | Shoulder | B15 | 1203 | 2431 | 2431 | 41.54 | 59.58 | 8 | 10.05
2040 | ENT_2_SOCO | ENT | SOCO | Internal | Summer | B1 | 10 | 2431 | 1956.64 | 91.57 | 99.57 | 8 | 0
2040 | ENT_2_SOCO | ENT | SOCO | Internal | Summer | B2 | 25 | 2431 | 2431 | 86.67 | 96.91 | 8 | 2.25
2040 | ENT_2_SOCO | ENT | SOCO | Internal | Summer | B3 | 75 | 2431 | 2431 | 88.2 | 96.91 | 8 | 0.71
2040 | ENT_2_SOCO | ENT | SOCO | Internal | Summer | B4 | 100 | 2431 | 2431 | 85.26 | 96.91 | 8 | 3.66
2040 | ENT_2_SOCO | ENT | SOCO | Internal | Summer | B5 | 200 | 2431 | 2431 | 84.58 | 96.91 | 8 | 4.34
2040 | ENT_2_SOCO | ENT | SOCO | Internal | Summer | B6 | 300 | 2431 | 2431 | 68.81 | 79.81 | 8 | 3
2040 | ENT_2_SOCO | ENT | SOCO | Internal | Summer | B7 | 400 | 2431 | 1690.58 | 59.89 | 67.89 | 8 | 0
2040 | ENT_2_SOCO | ENT | SOCO | Internal | Summer | B8 | 500 | 2431 | 0 | 55.17 | 59.69 | 8 | 0
2040 | ENT_2_SOCO | ENT | SOCO | Internal | Summer | B9 | 800 | 2431 | 112.35 | 49.95 | 57.95 | 8 | 0
2040 | ENT_2_SOCO | ENT | SOCO | Internal | Summer | B10 | 1262 | 2431 | 2431 | 37.82 | 53.32 | 8 | 7.5
2040 | ENT_2_SOCO | ENT | SOCO | Internal | Winter | B16 | 25 | 2431 | 2431 | 61.29 | 81.23 | 8 | 11.94
2040 | ENT_2_SOCO | ENT | SOCO | Internal | Winter | B17 | 100 | 2431 | 0 | 55.97 | 63.4 | 8 | 0
2040 | ENT_2_SOCO | ENT | SOCO | Internal | Winter | B18 | 400 | 2431 | 2431 | 48.71 | 63.4 | 8 | 6.69
2040 | ENT_2_SOCO | ENT | SOCO | Internal | Winter | B19 | 700 | 2431 | 2431 | 48.71 | 63.4 | 8 | 6.69
2040 | ENT_2_SOCO | ENT | SOCO | Internal | Winter | B20 | 935 | 2431 | 2431 | 41.59 | 57.96 | 8 | 8.38
2040 | ENT_2_TVA_Transmission | ENT | TVA_Transmission | Internal | Shoulder | B11 | 25 | 2100 | 0.21 | 65.8 | 73.79 | 8 | 0
2040 | ENT_2_TVA_Transmission | ENT | TVA_Transmission | Internal | Shoulder | B12 | 200 | 2100 | 0 | 57.12 | 62.53 | 8 | 0
2040 | ENT_2_TVA_Transmission | ENT | TVA_Transmission | Internal | Shoulder | B13 | 600 | 2100 | 0 | 51.58 | 58.78 | 8 | 0
2040 | ENT_2_TVA_Transmission | ENT | TVA_Transmission | Internal | Shoulder | B14 | 900 | 2100 | 1704.16 | 45.58 | 53.58 | 8 | 0
2040 | ENT_2_TVA_Transmission | ENT | TVA_Transmission | Internal | Shoulder | B15 | 1203 | 2100 | 2100 | 41.54 | 50.84 | 8 | 1.31
2040 | ENT_2_TVA_Transmission | ENT | TVA_Transmission | Internal | Summer | B1 | 10 | 2100 | 1509.25 | 91.57 | 99.57 | 8 | 0
2040 | ENT_2_TVA_Transmission | ENT | TVA_Transmission | Internal | Summer | B2 | 25 | 2100 | 552.76 | 86.67 | 94.67 | 8 | 0
2040 | ENT_2_TVA_Transmission | ENT | TVA_Transmission | Internal | Summer | B3 | 75 | 2100 | 0 | 88.2 | 92.48 | 8 | 0
2040 | ENT_2_TVA_Transmission | ENT | TVA_Transmission | Internal | Summer | B4 | 100 | 2100 | 0 | 85.26 | 92.48 | 8 | 0
2040 | ENT_2_TVA_Transmission | ENT | TVA_Transmission | Internal | Summer | B5 | 200 | 2100 | 0 | 84.58 | 91.25 | 8 | 0
2040 | ENT_2_TVA_Transmission | ENT | TVA_Transmission | Internal | Summer | B6 | 300 | 2100 | 0 | 68.81 | 71.85 | 8 | 0
2040 | ENT_2_TVA_Transmission | ENT | TVA_Transmission | Internal | Summer | B7 | 400 | 2100 | 0 | 59.89 | 61.29 | 8 | 0
2040 | ENT_2_TVA_Transmission | ENT | TVA_Transmission | Internal | Summer | B8 | 500 | 2100 | 0 | 55.17 | 57.74 | 8 | 0
2040 | ENT_2_TVA_Transmission | ENT | TVA_Transmission | Internal | Summer | B9 | 800 | 2100 | 0 | 49.95 | 53.54 | 8 | 0
2040 | ENT_2_TVA_Transmission | ENT | TVA_Transmission | Internal | Summer | B10 | 1262 | 2100 | 0 | 37.82 | 45.81 | 8 | 0
2040 | ENT_2_TVA_Transmission | ENT | TVA_Transmission | Internal | Winter | B16 | 25 | 2100 | 2100 | 61.29 | 72.23 | 8 | 2.94
2040 | ENT_2_TVA_Transmission | ENT | TVA_Transmission | Internal | Winter | B17 | 100 | 2100 | 1746.11 | 55.97 | 63.97 | 8 | 0
2040 | ENT_2_TVA_Transmission | ENT | TVA_Transmission | Internal | Winter | B18 | 400 | 2100 | 150.02 | 48.71 | 56.71 | 8 | 0
2040 | ENT_2_TVA_Transmission | ENT | TVA_Transmission | Internal | Winter | B19 | 700 | 2100 | 1291.65 | 48.71 | 56.71 | 8 | 0
2040 | ENT_2_TVA_Transmission | ENT | TVA_Transmission | Internal | Winter | B20 | 935 | 2100 | 1043.15 | 41.59 | 49.59 | 8 | 0
2040 | HQ_NEISO_2_NEISO | HQ_NEISO | NEISO | Internal | Shoulder | B11 | 25 | 99999 | 4523.29 | 45.21 | 45.22 | 0.01 | 0
2040 | HQ_NEISO_2_NEISO | HQ_NEISO | NEISO | Internal | Shoulder | B12 | 200 | 99999 | 4507.22 | 45.21 | 45.22 | 0.01 | 0
2040 | HQ_NEISO_2_NEISO | HQ_NEISO | NEISO | Internal | Shoulder | B13 | 600 | 99999 | 4443.92 | 45.21 | 45.22 | 0.01 | 0
2040 | HQ_NEISO_2_NEISO | HQ_NEISO | NEISO | Internal | Shoulder | B14 | 900 | 99999 | 4333.2 | 45.21 | 45.22 | 0.01 | 0
2040 | HQ_NEISO_2_NEISO | HQ_NEISO | NEISO | Internal | Shoulder | B15 | 1203 | 99999 | 2251.49 | 45.21 | 45.22 | 0.01 | 0
2040 | HQ_NEISO_2_NEISO | HQ_NEISO | NEISO | Internal | Summer | B1 | 10 | 99999 | 5420 | 88.57 | 88.58 | 0.01 | 0
2040 | HQ_NEISO_2_NEISO | HQ_NEISO | NEISO | Internal | Summer | B2 | 25 | 99999 | 5313.73 | 77.64 | 77.66 | 0.01 | 0
2040 | HQ_NEISO_2_NEISO | HQ_NEISO | NEISO | Internal | Summer | B3 | 75 | 99999 | 5101.91 | 64.04 | 64.06 | 0.01 | 0
2040 | HQ_NEISO_2_NEISO | HQ_NEISO | NEISO | Internal | Summer | B4 | 100 | 99999 | 4919.84 | 51.54 | 51.55 | 0.01 | 0
2040 | HQ_NEISO_2_NEISO | HQ_NEISO | NEISO | Internal | Summer | B5 | 200 | 99999 | 4820.81 | 41.34 | 41.35 | 0.01 | 0
2040 | HQ_NEISO_2_NEISO | HQ_NEISO | NEISO | Internal | Summer | B6 | 300 | 99999 | 4709.12 | 41.34 | 41.35 | 0.01 | 0
2040 | HQ_NEISO_2_NEISO | HQ_NEISO | NEISO | Internal | Summer | B7 | 400 | 99999 | 4581.14 | 41.34 | 41.35 | 0.01 | 0
2040 | HQ_NEISO_2_NEISO | HQ_NEISO | NEISO | Internal | Summer | B8 | 500 | 99999 | 4480.51 | 41.34 | 41.35 | 0.01 | 0
2040 | HQ_NEISO_2_NEISO | HQ_NEISO | NEISO | Internal | Summer | B9 | 800 | 99999 | 4357.25 | 41.34 | 41.35 | 0.01 | 0
2040 | HQ_NEISO_2_NEISO | HQ_NEISO | NEISO | Internal | Summer | B10 | 1262 | 99999 | 1940.57 | 41.34 | 41.35 | 0.01 | 0
2040 | HQ_NEISO_2_NEISO | HQ_NEISO | NEISO | Internal | Winter | B16 | 25 | 99999 | 4746.16 | 57.11 | 57.12 | 0.01 | 0
2040 | HQ_NEISO_2_NEISO | HQ_NEISO | NEISO | Internal | Winter | B17 | 100 | 99999 | 4656.71 | 57.11 | 57.12 | 0.01 | 0
2040 | HQ_NEISO_2_NEISO | HQ_NEISO | NEISO | Internal | Winter | B18 | 400 | 99999 | 4588.26 | 57.11 | 57.12 | 0.01 | 0
2040 | HQ_NEISO_2_NEISO | HQ_NEISO | NEISO | Internal | Winter | B19 | 700 | 99999 | 4460.73 | 57.11 | 57.12 | 0.01 | 0
2040 | HQ_NEISO_2_NEISO | HQ_NEISO | NEISO | Internal | Winter | B20 | 935 | 99999 | 2471.08 | 57.11 | 57.12 | 0.01 | 0
2040 | HQ_NY_2_NYISO_A-F | HQ_NY | NYISO_A-F | Internal | Shoulder | B11 | 25 | 99999 | 2812.27 | 59.76 | 59.77 | 0.01 | 0
2040 | HQ_NY_2_NYISO_A-F | HQ_NY | NYISO_A-F | Internal | Shoulder | B12 | 200 | 99999 | 2847.69 | 53.2 | 53.21 | 0.01 | 0
2040 | HQ_NY_2_NYISO_A-F | HQ_NY | NYISO_A-F | Internal | Shoulder | B13 | 600 | 99999 | 2781.85 | 49 | 49.02 | 0.01 | 0
2040 | HQ_NY_2_NYISO_A-F | HQ_NY | NYISO_A-F | Internal | Shoulder | B14 | 900 | 99999 | 2673.14 | 49 | 49.02 | 0.01 | 0
2040 | HQ_NY_2_NYISO_A-F | HQ_NY | NYISO_A-F | Internal | Shoulder | B15 | 1203 | 99999 | 1582.7 | 48.21 | 48.22 | 0.01 | 0
2040 | HQ_NY_2_NYISO_A-F | HQ_NY | NYISO_A-F | Internal | Summer | B1 | 10 | 99999 | 3500 | 85.57 | 85.58 | 0.01 | 0
2040 | HQ_NY_2_NYISO_A-F | HQ_NY | NYISO_A-F | Internal | Summer | B2 | 25 | 99999 | 3406.62 | 80.63 | 80.64 | 0.01 | 0
2040 | HQ_NY_2_NYISO_A-F | HQ_NY | NYISO_A-F | Internal | Summer | B3 | 75 | 99999 | 3266.6 | 74.46 | 74.48 | 0.01 | 0
2040 | HQ_NY_2_NYISO_A-F | HQ_NY | NYISO_A-F | Internal | Summer | B4 | 100 | 99999 | 3116.28 | 67.85 | 67.86 | 0.01 | 0
2040 | HQ_NY_2_NYISO_A-F | HQ_NY | NYISO_A-F | Internal | Summer | B5 | 200 | 99999 | 3025.49 | 64.39 | 64.4 | 0.01 | 0
2040 | HQ_NY_2_NYISO_A-F | HQ_NY | NYISO_A-F | Internal | Summer | B6 | 300 | 99999 | 2934.86 | 58.79 | 58.8 | 0.01 | 0
2040 | HQ_NY_2_NYISO_A-F | HQ_NY | NYISO_A-F | Internal | Summer | B7 | 400 | 99999 | 2830.75 | 48.98 | 48.99 | 0.01 | 0
2040 | HQ_NY_2_NYISO_A-F | HQ_NY | NYISO_A-F | Internal | Summer | B8 | 500 | 99999 | 2760.25 | 47.72 | 47.73 | 0.01 | 0
2040 | HQ_NY_2_NYISO_A-F | HQ_NY | NYISO_A-F | Internal | Summer | B9 | 800 | 99999 | 2664.71 | 46.51 | 46.52 | 0.01 | 0
2040 | HQ_NY_2_NYISO_A-F | HQ_NY | NYISO_A-F | Internal | Summer | B10 | 1262 | 99999 | 1436.31 | 46.51 | 46.52 | 0.01 | 0
2040 | HQ_NY_2_NYISO_A-F | HQ_NY | NYISO_A-F | Internal | Winter | B16 | 25 | 99999 | 3058.87 | 62.77 | 62.78 | 0.01 | 0
2040 | HQ_NY_2_NYISO_A-F | HQ_NY | NYISO_A-F | Internal | Winter | B17 | 100 | 99999 | 3001.1 | 60.1 | 60.11 | 0.01 | 0
2040 | HQ_NY_2_NYISO_A-F | HQ_NY | NYISO_A-F | Internal | Winter | B18 | 400 | 99999 | 2934.69 | 56.86 | 56.87 | 0.01 | 0
2040 | HQ_NY_2_NYISO_A-F | HQ_NY | NYISO_A-F | Internal | Winter | B19 | 700 | 99999 | 2819.07 | 56.86 | 56.87 | 0.01 | 0
2040 | HQ_NY_2_NYISO_A-F | HQ_NY | NYISO_A-F | Internal | Winter | B20 | 935 | 99999 | 1762.97 | 56.82 | 56.83 | 0.01 | 0
2040 | HQ_IESO_2_IESO | HQ_IESO | IESO | Internal | Shoulder | B11 | 25 | 99999 | 400 | 52.76 | 52.77 | 0.01 | 0
2040 | HQ_IESO_2_IESO | HQ_IESO | IESO | Internal | Shoulder | B12 | 200 | 99999 | 400 | 52.69 | 52.7 | 0.01 | 0
2040 | HQ_IESO_2_IESO | HQ_IESO | IESO | Internal | Shoulder | B13 | 600 | 99999 | 400 | 51.84 | 51.86 | 0.01 | 0
2040 | HQ_IESO_2_IESO | HQ_IESO | IESO | Internal | Shoulder | B14 | 900 | 99999 | 400 | 51.84 | 51.86 | 0.01 | 0
2040 | HQ_IESO_2_IESO | HQ_IESO | IESO | Internal | Shoulder | B15 | 1203 | 99999 | 75.48 | 51.84 | 51.86 | 0.01 | 0
2040 | HQ_IESO_2_IESO | HQ_IESO | IESO | Internal | Summer | B1 | 10 | 99999 | 400 | 88.56 | 88.57 | 0.01 | 0
2040 | HQ_IESO_2_IESO | HQ_IESO | IESO | Internal | Summer | B2 | 25 | 99999 | 400 | 84.42 | 84.43 | 0.01 | 0
2040 | HQ_IESO_2_IESO | HQ_IESO | IESO | Internal | Summer | B3 | 75 | 99999 | 400 | 81.46 | 81.48 | 0.01 | 0
2040 | HQ_IESO_2_IESO | HQ_IESO | IESO | Internal | Summer | B4 | 100 | 99999 | 400 | 74.85 | 74.86 | 0.01 | 0
2040 | HQ_IESO_2_IESO | HQ_IESO | IESO | Internal | Summer | B5 | 200 | 99999 | 400 | 71.39 | 71.4 | 0.01 | 0
2040 | HQ_IESO_2_IESO | HQ_IESO | IESO | Internal | Summer | B6 | 300 | 99999 | 400 | 51.99 | 52 | 0.01 | 0
2040 | HQ_IESO_2_IESO | HQ_IESO | IESO | Internal | Summer | B7 | 400 | 99999 | 400 | 51.99 | 52 | 0.01 | 0
2040 | HQ_IESO_2_IESO | HQ_IESO | IESO | Internal | Summer | B8 | 500 | 99999 | 400 | 48.15 | 48.16 | 0.01 | 0
2040 | HQ_IESO_2_IESO | HQ_IESO | IESO | Internal | Summer | B9 | 800 | 99999 | 400 | 48.15 | 48.16 | 0.01 | 0
2040 | HQ_IESO_2_IESO | HQ_IESO | IESO | Internal | Summer | B10 | 1262 | 99999 | 12.04 | 48.15 | 48.16 | 0.01 | 0
2040 | HQ_IESO_2_IESO | HQ_IESO | IESO | Internal | Winter | B16 | 25 | 99999 | 400 | 55.77 | 55.78 | 0.01 | 0
2040 | HQ_IESO_2_IESO | HQ_IESO | IESO | Internal | Winter | B17 | 100 | 99999 | 400 | 55.04 | 55.05 | 0.01 | 0
2040 | HQ_IESO_2_IESO | HQ_IESO | IESO | Internal | Winter | B18 | 400 | 99999 | 400 | 55.04 | 55.05 | 0.01 | 0
2040 | HQ_IESO_2_IESO | HQ_IESO | IESO | Internal | Winter | B19 | 700 | 99999 | 400 | 55.04 | 55.05 | 0.01 | 0
2040 | HQ_IESO_2_IESO | HQ_IESO | IESO | Internal | Winter | B20 | 935 | 99999 | 91.98 | 55.04 | 55.05 | 0.01 | 0
2040 | IESO_2_MAPP_CA | IESO | MAPP_CA | Internal | Shoulder | B11 | 25 | 262 | 0 | 52.77 | 46.79 | 7 | 0
2040 | IESO_2_MAPP_CA | IESO | MAPP_CA | Internal | Shoulder | B12 | 200 | 262 | 0 | 52.7 | 57.09 | 7 | 0
2040 | IESO_2_MAPP_CA | IESO | MAPP_CA | Internal | Shoulder | B13 | 600 | 262 | 0 | 51.86 | 51.56 | 7 | 0
2040 | IESO_2_MAPP_CA | IESO | MAPP_CA | Internal | Shoulder | B14 | 900 | 262 | 0 | 51.86 | 39.17 | 7 | 0
2040 | IESO_2_MAPP_CA | IESO | MAPP_CA | Internal | Shoulder | B15 | 1203 | 262 | 0 | 51.86 | 39.17 | 7 | 0
2040 | IESO_2_MAPP_CA | IESO | MAPP_CA | Internal | Summer | B1 | 10 | 262 | 0 | 88.57 | 59.87 | 7 | 0
2040 | IESO_2_MAPP_CA | IESO | MAPP_CA | Internal | Summer | B2 | 25 | 262 | 0 | 84.43 | 59.87 | 7 | 0
2040 | IESO_2_MAPP_CA | IESO | MAPP_CA | Internal | Summer | B3 | 75 | 262 | 0 | 81.48 | 73.48 | 7 | 0
2040 | IESO_2_MAPP_CA | IESO | MAPP_CA | Internal | Summer | B4 | 100 | 262 | 0 | 74.86 | 66.86 | 7 | 0
2040 | IESO_2_MAPP_CA | IESO | MAPP_CA | Internal | Summer | B5 | 200 | 262 | 0 | 71.4 | 63.4 | 7 | 0
2040 | IESO_2_MAPP_CA | IESO | MAPP_CA | Internal | Summer | B6 | 300 | 262 | 0 | 52 | 54.8 | 7 | 0
2040 | IESO_2_MAPP_CA | IESO | MAPP_CA | Internal | Summer | B7 | 400 | 262 | 0 | 52 | 45.53 | 7 | 0
2040 | IESO_2_MAPP_CA | IESO | MAPP_CA | Internal | Summer | B8 | 500 | 262 | 0 | 48.16 | 45.53 | 7 | 0
2040 | IESO_2_MAPP_CA | IESO | MAPP_CA | Internal | Summer | B9 | 800 | 262 | 0 | 48.16 | 45.53 | 7 | 0
2040 | IESO_2_MAPP_CA | IESO | MAPP_CA | Internal | Summer | B10 | 1262 | 262 | 0 | 48.16 | 45.53 | 7 | 0
2040 | IESO_2_MAPP_CA | IESO | MAPP_CA | Internal | Winter | B16 | 25 | 262 | 0 | 55.78 | 47.34 | 7 | 0
2040 | IESO_2_MAPP_CA | IESO | MAPP_CA | Internal | Winter | B17 | 100 | 262 | 0 | 55.05 | 47.34 | 7 | 0
2040 | IESO_2_MAPP_CA | IESO | MAPP_CA | Internal | Winter | B18 | 400 | 262 | 0 | 55.05 | 47.34 | 7 | 0
2040 | IESO_2_MAPP_CA | IESO | MAPP_CA | Internal | Winter | B19 | 700 | 262 | 0 | 55.05 | 47.34 | 7 | 0
2040 | IESO_2_MAPP_CA | IESO | MAPP_CA | Internal | Winter | B20 | 935 | 262 | 0 | 55.05 | 47.34 | 7 | 0
2040 | IESO_2_MISO_MI | IESO | MISO_MI | Internal | Shoulder | B11 | 25 | 1840 | 1840 | 52.77 | 66.48 | 7 | 6.71
2040 | IESO_2_MISO_MI | IESO | MISO_MI | Internal | Shoulder | B12 | 200 | 1840 | 1840 | 52.7 | 61.11 | 7 | 1.4
2040 | IESO_2_MISO_MI | IESO | MISO_MI | Internal | Shoulder | B13 | 600 | 1840 | 0 | 51.86 | 57.61 | 7 | 0
2040 | IESO_2_MISO_MI | IESO | MISO_MI | Internal | Shoulder | B14 | 900 | 1840 | 0 | 51.86 | 53.9 | 7 | 0
2040 | IESO_2_MISO_MI | IESO | MISO_MI | Internal | Shoulder | B15 | 1203 | 1840 | 0 | 51.86 | 47.07 | 7 | 0
2040 | IESO_2_MISO_MI | IESO | MISO_MI | Internal | Summer | B1 | 10 | 1840 | 539.2 | 88.57 | 95.57 | 7 | 0
2040 | IESO_2_MISO_MI | IESO | MISO_MI | Internal | Summer | B2 | 25 | 1840 | 0 | 84.43 | 90.67 | 7 | 0
2040 | IESO_2_MISO_MI | IESO | MISO_MI | Internal | Summer | B3 | 75 | 1840 | 1651.51 | 81.48 | 88.48 | 7 | 0
2040 | IESO_2_MISO_MI | IESO | MISO_MI | Internal | Summer | B4 | 100 | 1840 | 1840 | 74.86 | 85.58 | 7 | 3.72
2040 | IESO_2_MISO_MI | IESO | MISO_MI | Internal | Summer | B5 | 200 | 1840 | 1840 | 71.4 | 84.6 | 7 | 6.2
2040 | IESO_2_MISO_MI | IESO | MISO_MI | Internal | Summer | B6 | 300 | 1840 | 1840 | 52 | 68.81 | 7 | 9.81
2040 | IESO_2_MISO_MI | IESO | MISO_MI | Internal | Summer | B7 | 400 | 1840 | 685.46 | 52 | 59 | 7 | 0
2040 | IESO_2_MISO_MI | IESO | MISO_MI | Internal | Summer | B8 | 500 | 1840 | 0 | 48.16 | 52.58 | 7 | 0
2040 | IESO_2_MISO_MI | IESO | MISO_MI | Internal | Summer | B9 | 800 | 1840 | 0 | 48.16 | 49.36 | 7 | 0
2040 | IESO_2_MISO_MI | IESO | MISO_MI | Internal | Summer | B10 | 1262 | 1840 | 0 | 48.16 | 42.47 | 7 | 0
2040 | IESO_2_MISO_MI | IESO | MISO_MI | Internal | Winter | B16 | 25 | 1840 | 1840 | 55.78 | 72.77 | 7 | 9.99
2040 | IESO_2_MISO_MI | IESO | MISO_MI | Internal | Winter | B17 | 100 | 1840 | 1840 | 55.05 | 64.98 | 7 | 2.93
2040 | IESO_2_MISO_MI | IESO | MISO_MI | Internal | Winter | B18 | 400 | 1840 | 0 | 55.05 | 60.48 | 7 | 0
2040 | IESO_2_MISO_MI | IESO | MISO_MI | Internal | Winter | B19 | 700 | 1840 | 0 | 55.05 | 56.31 | 7 | 0
2040 | IESO_2_MISO_MI | IESO | MISO_MI | Internal | Winter | B20 | 935 | 1840 | 0 | 55.05 | 47.05 | 7 | 0
2040 | IESO_2_MISO_W | IESO | MISO_W | Internal | Shoulder | B11 | 25 | 214 | 214 | 52.77 | 65.79 | 7 | 6.02
2040 | IESO_2_MISO_W | IESO | MISO_W | Internal | Shoulder | B12 | 200 | 214 | 0 | 52.7 | 57.11 | 7 | 0
2040 | IESO_2_MISO_W | IESO | MISO_W | Internal | Shoulder | B13 | 600 | 214 | 0 | 51.86 | 51.57 | 7 | 0
2040 | IESO_2_MISO_W | IESO | MISO_W | Internal | Shoulder | B14 | 900 | 214 | 0 | 51.86 | 39.18 | 7 | 0
2040 | IESO_2_MISO_W | IESO | MISO_W | Internal | Shoulder | B15 | 1203 | 214 | 0 | 51.86 | 33.35 | 7 | 0
2040 | IESO_2_MISO_W | IESO | MISO_W | Internal | Summer | B1 | 10 | 214 | 0 | 88.57 | 91.57 | 7 | 0
2040 | IESO_2_MISO_W | IESO | MISO_W | Internal | Summer | B2 | 25 | 214 | 0 | 84.43 | 86.66 | 7 | 0
2040 | IESO_2_MISO_W | IESO | MISO_W | Internal | Summer | B3 | 75 | 214 | 0 | 81.48 | 88.19 | 7 | 0
2040 | IESO_2_MISO_W | IESO | MISO_W | Internal | Summer | B4 | 100 | 214 | 214 | 74.86 | 85.25 | 7 | 3.39
2040 | IESO_2_MISO_W | IESO | MISO_W | Internal | Summer | B5 | 200 | 214 | 214 | 71.4 | 84.56 | 7 | 6.17
2040 | IESO_2_MISO_W | IESO | MISO_W | Internal | Summer | B6 | 300 | 214 | 214 | 52 | 68.8 | 7 | 9.8
2040 | IESO_2_MISO_W | IESO | MISO_W | Internal | Summer | B7 | 400 | 214 | 0 | 52 | 58.97 | 7 | 0
2040 | IESO_2_MISO_W | IESO | MISO_W | Internal | Summer | B8 | 500 | 214 | 0 | 48.16 | 49.74 | 7 | 0
2040 | IESO_2_MISO_W | IESO | MISO_W | Internal | Summer | B9 | 800 | 214 | 0 | 48.16 | 45.54 | 7 | 0
2040 | IESO_2_MISO_W | IESO | MISO_W | Internal | Summer | B10 | 1262 | 214 | 0 | 48.16 | 37.8 | 7 | 0
2040 | IESO_2_MISO_W | IESO | MISO_W | Internal | Winter | B16 | 25 | 214 | 0 | 55.78 | 40.66 | 7 | 0
2040 | IESO_2_MISO_W | IESO | MISO_W | Internal | Winter | B17 | 100 | 214 | 0 | 55.05 | 37.39 | 7 | 0
2040 | IESO_2_MISO_W | IESO | MISO_W | Internal | Winter | B18 | 400 | 214 | 0 | 55.05 | 47.35 | 7 | 0
2040 | IESO_2_MISO_W | IESO | MISO_W | Internal | Winter | B19 | 700 | 214 | 0 | 55.05 | 47.35 | 7 | 0
2040 | IESO_2_MISO_W | IESO | MISO_W | Internal | Winter | B20 | 935 | 214 | 0 | 55.05 | 33.4 | 7 | 0
2040 | IESO_2_NYISO_A-F | IESO | NYISO_A-F | Internal | Shoulder | B11 | 25 | 1725 | 1059.56 | 52.77 | 59.77 | 7 | 0
2040 | IESO_2_NYISO_A-F | IESO | NYISO_A-F | Internal | Shoulder | B12 | 200 | 1725 | 0 | 52.7 | 53.21 | 7 | 0
2040 | IESO_2_NYISO_A-F | IESO | NYISO_A-F | Internal | Shoulder | B13 | 600 | 1725 | 0 | 51.86 | 49.02 | 7 | 0
2040 | IESO_2_NYISO_A-F | IESO | NYISO_A-F | Internal | Shoulder | B14 | 900 | 1725 | 0 | 51.86 | 49.02 | 7 | 0
2040 | IESO_2_NYISO_A-F | IESO | NYISO_A-F | Internal | Shoulder | B15 | 1203 | 1725 | 0 | 51.86 | 48.22 | 7 | 0
2040 | IESO_2_NYISO_A-F | IESO | NYISO_A-F | Internal | Summer | B1 | 10 | 1725 | 0 | 88.57 | 85.58 | 7 | 0
2040 | IESO_2_NYISO_A-F | IESO | NYISO_A-F | Internal | Summer | B2 | 25 | 1725 | 0 | 84.43 | 80.64 | 7 | 0
2040 | IESO_2_NYISO_A-F | IESO | NYISO_A-F | Internal | Summer | B3 | 75 | 1725 | 0 | 81.48 | 74.48 | 7 | 0
2040 | IESO_2_NYISO_A-F | IESO | NYISO_A-F | Internal | Summer | B4 | 100 | 1725 | 0 | 74.86 | 67.86 | 7 | 0
2040 | IESO_2_NYISO_A-F | IESO | NYISO_A-F | Internal | Summer | B5 | 200 | 1725 | 0 | 71.4 | 64.4 | 7 | 0
2040 | IESO_2_NYISO_A-F | IESO | NYISO_A-F | Internal | Summer | B6 | 300 | 1725 | 0 | 52 | 58.8 | 7 | 0
2040 | IESO_2_NYISO_A-F | IESO | NYISO_A-F | Internal | Summer | B7 | 400 | 1725 | 0 | 52 | 48.99 | 7 | 0
2040 | IESO_2_NYISO_A-F | IESO | NYISO_A-F | Internal | Summer | B8 | 500 | 1725 | 0 | 48.16 | 47.73 | 7 | 0
2040 | IESO_2_NYISO_A-F | IESO | NYISO_A-F | Internal | Summer | B9 | 800 | 1725 | 0 | 48.16 | 46.52 | 7 | 0
2040 | IESO_2_NYISO_A-F | IESO | NYISO_A-F | Internal | Summer | B10 | 1262 | 1725 | 0 | 48.16 | 46.52 | 7 | 0
2040 | IESO_2_NYISO_A-F | IESO | NYISO_A-F | Internal | Winter | B16 | 25 | 1725 | 401.54 | 55.78 | 62.78 | 7 | 0
2040 | IESO_2_NYISO_A-F | IESO | NYISO_A-F | Internal | Winter | B17 | 100 | 1725 | 0 | 55.05 | 60.11 | 7 | 0
2040 | IESO_2_NYISO_A-F | IESO | NYISO_A-F | Internal | Winter | B18 | 400 | 1725 | 0 | 55.05 | 56.87 | 7 | 0
2040 | IESO_2_NYISO_A-F | IESO | NYISO_A-F | Internal | Winter | B19 | 700 | 1725 | 0 | 55.05 | 56.87 | 7 | 0
2040 | IESO_2_NYISO_A-F | IESO | NYISO_A-F | Internal | Winter | B20 | 935 | 1725 | 0 | 55.05 | 56.83 | 7 | 0
2040 | MAPP_CA_2_IESO | MAPP_CA | IESO | Internal | Shoulder | B11 | 25 | 330 | 0 | 46.79 | 52.77 | 8 | 0
2040 | MAPP_CA_2_IESO | MAPP_CA | IESO | Internal | Shoulder | B12 | 200 | 330 | 0 | 57.09 | 52.7 | 8 | 0
2040 | MAPP_CA_2_IESO | MAPP_CA | IESO | Internal | Shoulder | B13 | 600 | 330 | 0 | 51.56 | 51.86 | 8 | 0
2040 | MAPP_CA_2_IESO | MAPP_CA | IESO | Internal | Shoulder | B14 | 900 | 330 | 330 | 39.17 | 51.86 | 8 | 4.69
2040 | MAPP_CA_2_IESO | MAPP_CA | IESO | Internal | Shoulder | B15 | 1203 | 330 | 330 | 39.17 | 51.86 | 8 | 4.69
2040 | MAPP_CA_2_IESO | MAPP_CA | IESO | Internal | Summer | B1 | 10 | 330 | 330 | 59.87 | 88.57 | 8 | 20.7
2040 | MAPP_CA_2_IESO | MAPP_CA | IESO | Internal | Summer | B2 | 25 | 330 | 330 | 59.87 | 84.43 | 8 | 16.56
2040 | MAPP_CA_2_IESO | MAPP_CA | IESO | Internal | Summer | B3 | 75 | 330 | 268.22 | 73.48 | 81.48 | 8 | 0
2040 | MAPP_CA_2_IESO | MAPP_CA | IESO | Internal | Summer | B4 | 100 | 330 | 160.47 | 66.86 | 74.86 | 8 | 0
2040 | MAPP_CA_2_IESO | MAPP_CA | IESO | Internal | Summer | B5 | 200 | 330 | 56.84 | 63.4 | 71.4 | 8 | 0
2040 | MAPP_CA_2_IESO | MAPP_CA | IESO | Internal | Summer | B6 | 300 | 330 | 0 | 54.8 | 52 | 8 | 0
2040 | MAPP_CA_2_IESO | MAPP_CA | IESO | Internal | Summer | B7 | 400 | 330 | 0 | 45.53 | 52 | 8 | 0
2040 | MAPP_CA_2_IESO | MAPP_CA | IESO | Internal | Summer | B8 | 500 | 330 | 0 | 45.53 | 48.16 | 8 | 0
2040 | MAPP_CA_2_IESO | MAPP_CA | IESO | Internal | Summer | B9 | 800 | 330 | 0 | 45.53 | 48.16 | 8 | 0
2040 | MAPP_CA_2_IESO | MAPP_CA | IESO | Internal | Summer | B10 | 1262 | 330 | 0 | 45.53 | 48.16 | 8 | 0
2040 | MAPP_CA_2_IESO | MAPP_CA | IESO | Internal | Winter | B16 | 25 | 330 | 329.99 | 47.34 | 55.78 | 8 | 0.44
2040 | MAPP_CA_2_IESO | MAPP_CA | IESO | Internal | Winter | B17 | 100 | 330 | 0 | 47.34 | 55.05 | 8 | 0
2040 | MAPP_CA_2_IESO | MAPP_CA | IESO | Internal | Winter | B18 | 400 | 330 | 0 | 47.34 | 55.05 | 8 | 0
2040 | MAPP_CA_2_IESO | MAPP_CA | IESO | Internal | Winter | B19 | 700 | 330 | 0 | 47.34 | 55.05 | 8 | 0
2040 | MAPP_CA_2_IESO | MAPP_CA | IESO | Internal | Winter | B20 | 935 | 330 | 0 | 47.34 | 55.05 | 8 | 0
2040 | MAPP_CA_2_MAPP_US | MAPP_CA | MAPP_US | Internal | Shoulder | B11 | 25 | 437 | 273.99 | 46.79 | 53.79 | 7 | 0
2040 | MAPP_CA_2_MAPP_US | MAPP_CA | MAPP_US | Internal | Shoulder | B12 | 200 | 437 | 0 | 57.09 | 50.11 | 7 | 0
2040 | MAPP_CA_2_MAPP_US | MAPP_CA | MAPP_US | Internal | Shoulder | B13 | 600 | 437 | 0 | 51.56 | 44.28 | 7 | 0
2040 | MAPP_CA_2_MAPP_US | MAPP_CA | MAPP_US | Internal | Shoulder | B14 | 900 | 437 | 0 | 39.17 | 32.18 | 7 | 0
2040 | MAPP_CA_2_MAPP_US | MAPP_CA | MAPP_US | Internal | Shoulder | B15 | 1203 | 437 | 0 | 39.17 | 26.35 | 7 | 0
2040 | MAPP_CA_2_MAPP_US | MAPP_CA | MAPP_US | Internal | Summer | B1 | 10 | 437 | 437 | 59.87 | 84.57 | 7 | 17.7
2040 | MAPP_CA_2_MAPP_US | MAPP_CA | MAPP_US | Internal | Summer | B2 | 25 | 437 | 437 | 59.87 | 79.66 | 7 | 12.79
2040 | MAPP_CA_2_MAPP_US | MAPP_CA | MAPP_US | Internal | Summer | B3 | 75 | 437 | 437 | 73.48 | 81.19 | 7 | 0.71
2040 | MAPP_CA_2_MAPP_US | MAPP_CA | MAPP_US | Internal | Summer | B4 | 100 | 437 | 437 | 66.86 | 78.25 | 7 | 4.39
2040 | MAPP_CA_2_MAPP_US | MAPP_CA | MAPP_US | Internal | Summer | B5 | 200 | 437 | 437 | 63.4 | 77.56 | 7 | 7.17
2040 | MAPP_CA_2_MAPP_US | MAPP_CA | MAPP_US | Internal | Summer | B6 | 300 | 437 | 193.76 | 54.8 | 61.8 | 7 | 0
2040 | MAPP_CA_2_MAPP_US | MAPP_CA | MAPP_US | Internal | Summer | B7 | 400 | 437 | 0 | 45.53 | 51.97 | 7 | 0
2040 | MAPP_CA_2_MAPP_US | MAPP_CA | MAPP_US | Internal | Summer | B8 | 500 | 437 | 0 | 45.53 | 38.53 | 7 | 0
2040 | MAPP_CA_2_MAPP_US | MAPP_CA | MAPP_US | Internal | Summer | B9 | 800 | 437 | 0 | 45.53 | 38.53 | 7 | 0
2040 | MAPP_CA_2_MAPP_US | MAPP_CA | MAPP_US | Internal | Summer | B10 | 1262 | 437 | 0 | 45.53 | 29.75 | 7 | 0
2040 | MAPP_CA_2_MAPP_US | MAPP_CA | MAPP_US | Internal | Winter | B16 | 25 | 437 | 0 | 47.34 | 24.87 | 7 | 0
2040 | MAPP_CA_2_MAPP_US | MAPP_CA | MAPP_US | Internal | Winter | B17 | 100 | 437 | 0 | 47.34 | 30.39 | 7 | 0
2040 | MAPP_CA_2_MAPP_US | MAPP_CA | MAPP_US | Internal | Winter | B18 | 400 | 437 | 0 | 47.34 | 40.35 | 7 | 0
2040 | MAPP_CA_2_MAPP_US | MAPP_CA | MAPP_US | Internal | Winter | B19 | 700 | 437 | 0 | 47.34 | 40.35 | 7 | 0
2040 | MAPP_CA_2_MAPP_US | MAPP_CA | MAPP_US | Internal | Winter | B20 | 935 | 437 | 0 | 47.34 | 26.4 | 7 | 0
2040 | MAPP_CA_2_MISO_W | MAPP_CA | MISO_W | Internal | Shoulder | B11 | 25 | 2058 | 2058 | 46.79 | 65.79 | 0.01 | 18.99
2040 | MAPP_CA_2_MISO_W | MAPP_CA | MISO_W | Internal | Shoulder | B12 | 200 | 2058 | 1685.98 | 57.09 | 57.11 | 0.01 | 0
2040 | MAPP_CA_2_MISO_W | MAPP_CA | MISO_W | Internal | Shoulder | B13 | 600 | 2058 | 1940.15 | 51.56 | 51.57 | 0.01 | 0
2040 | MAPP_CA_2_MISO_W | MAPP_CA | MISO_W | Internal | Shoulder | B14 | 900 | 2058 | 92.66 | 39.17 | 39.18 | 0.01 | 0
2040 | MAPP_CA_2_MISO_W | MAPP_CA | MISO_W | Internal | Shoulder | B15 | 1203 | 2058 | 0 | 39.17 | 33.35 | 0.01 | 0
2040 | MAPP_CA_2_MISO_W | MAPP_CA | MISO_W | Internal | Summer | B1 | 10 | 2058 | 2058 | 59.87 | 91.57 | 0.01 | 31.69
2040 | MAPP_CA_2_MISO_W | MAPP_CA | MISO_W | Internal | Summer | B2 | 25 | 2058 | 2058 | 59.87 | 86.66 | 0.01 | 26.78
2040 | MAPP_CA_2_MISO_W | MAPP_CA | MISO_W | Internal | Summer | B3 | 75 | 2058 | 2058 | 73.48 | 88.19 | 0.01 | 14.7
2040 | MAPP_CA_2_MISO_W | MAPP_CA | MISO_W | Internal | Summer | B4 | 100 | 2058 | 2058 | 66.86 | 85.25 | 0.01 | 18.38
2040 | MAPP_CA_2_MISO_W | MAPP_CA | MISO_W | Internal | Summer | B5 | 200 | 2058 | 2058 | 63.4 | 84.56 | 0.01 | 21.15
2040 | MAPP_CA_2_MISO_W | MAPP_CA | MISO_W | Internal | Summer | B6 | 300 | 2058 | 2058 | 54.8 | 68.8 | 0.01 | 13.99
2040 | MAPP_CA_2_MISO_W | MAPP_CA | MISO_W | Internal | Summer | B7 | 400 | 2058 | 2058 | 45.53 | 58.97 | 0.01 | 13.43
2040 | MAPP_CA_2_MISO_W | MAPP_CA | MISO_W | Internal | Summer | B8 | 500 | 2058 | 2058 | 45.53 | 49.74 | 0.01 | 4.2
2040 | MAPP_CA_2_MISO_W | MAPP_CA | MISO_W | Internal | Summer | B9 | 800 | 2058 | 1595.19 | 45.53 | 45.54 | 0.01 | 0
2040 | MAPP_CA_2_MISO_W | MAPP_CA | MISO_W | Internal | Summer | B10 | 1262 | 2058 | 0 | 45.53 | 37.8 | 0.01 | 0
2040 | MAPP_CA_2_MISO_W | MAPP_CA | MISO_W | Internal | Winter | B16 | 25 | 2058 | 0 | 47.34 | 40.66 | 0.01 | 0
2040 | MAPP_CA_2_MISO_W | MAPP_CA | MISO_W | Internal | Winter | B17 | 100 | 2058 | 0 | 47.34 | 37.39 | 0.01 | 0
2040 | MAPP_CA_2_MISO_W | MAPP_CA | MISO_W | Internal | Winter | B18 | 400 | 2058 | 930.06 | 47.34 | 47.35 | 0.01 | 0
2040 | MAPP_CA_2_MISO_W | MAPP_CA | MISO_W | Internal | Winter | B19 | 700 | 2058 | 324.96 | 47.34 | 47.35 | 0.01 | 0
2040 | MAPP_CA_2_MISO_W | MAPP_CA | MISO_W | Internal | Winter | B20 | 935 | 2058 | 0 | 47.34 | 33.4 | 0.01 | 0
2040 | MAPP_US_2_MAPP_CA | MAPP_US | MAPP_CA | Internal | Shoulder | B11 | 25 | 230 | 0 | 53.79 | 46.79 | 7 | 0
2040 | MAPP_US_2_MAPP_CA | MAPP_US | MAPP_CA | Internal | Shoulder | B12 | 200 | 230 | 0.03 | 50.11 | 57.09 | 7 | 0
2040 | MAPP_US_2_MAPP_CA | MAPP_US | MAPP_CA | Internal | Shoulder | B13 | 600 | 230 | 230 | 44.28 | 51.56 | 7 | 0.28
2040 | MAPP_US_2_MAPP_CA | MAPP_US | MAPP_CA | Internal | Shoulder | B14 | 900 | 230 | 0 | 32.18 | 39.17 | 7 | 0
2040 | MAPP_US_2_MAPP_CA | MAPP_US | MAPP_CA | Internal | Shoulder | B15 | 1203 | 230 | 230 | 26.35 | 39.17 | 7 | 5.82
2040 | MAPP_US_2_MAPP_CA | MAPP_US | MAPP_CA | Internal | Summer | B1 | 10 | 230 | 0 | 84.57 | 59.87 | 7 | 0
2040 | MAPP_US_2_MAPP_CA | MAPP_US | MAPP_CA | Internal | Summer | B2 | 25 | 230 | 0 | 79.66 | 59.87 | 7 | 0
2040 | MAPP_US_2_MAPP_CA | MAPP_US | MAPP_CA | Internal | Summer | B3 | 75 | 230 | 0 | 81.19 | 73.48 | 7 | 0
2040 | MAPP_US_2_MAPP_CA | MAPP_US | MAPP_CA | Internal | Summer | B4 | 100 | 230 | 0 | 78.25 | 66.86 | 7 | 0
2040 | MAPP_US_2_MAPP_CA | MAPP_US | MAPP_CA | Internal | Summer | B5 | 200 | 230 | 0 | 77.56 | 63.4 | 7 | 0
2040 | MAPP_US_2_MAPP_CA | MAPP_US | MAPP_CA | Internal | Summer | B6 | 300 | 230 | 0 | 61.8 | 54.8 | 7 | 0
2040 | MAPP_US_2_MAPP_CA | MAPP_US | MAPP_CA | Internal | Summer | B7 | 400 | 230 | 0 | 51.97 | 45.53 | 7 | 0
2040 | MAPP_US_2_MAPP_CA | MAPP_US | MAPP_CA | Internal | Summer | B8 | 500 | 230 | 129.95 | 38.53 | 45.53 | 7 | 0
2040 | MAPP_US_2_MAPP_CA | MAPP_US | MAPP_CA | Internal | Summer | B9 | 800 | 230 | 128.07 | 38.53 | 45.53 | 7 | 0
2040 | MAPP_US_2_MAPP_CA | MAPP_US | MAPP_CA | Internal | Summer | B10 | 1262 | 230 | 230 | 29.75 | 45.53 | 7 | 8.78
2040 | MAPP_US_2_MAPP_CA | MAPP_US | MAPP_CA | Internal | Winter | B16 | 25 | 230 | 230 | 24.87 | 47.34 | 7 | 15.48
2040 | MAPP_US_2_MAPP_CA | MAPP_US | MAPP_CA | Internal | Winter | B17 | 100 | 230 | 230 | 30.39 | 47.34 | 7 | 9.95
2040 | MAPP_US_2_MAPP_CA | MAPP_US | MAPP_CA | Internal | Winter | B18 | 400 | 230 | 0.01 | 40.35 | 47.34 | 7 | 0
2040 | MAPP_US_2_MAPP_CA | MAPP_US | MAPP_CA | Internal | Winter | B19 | 700 | 230 | 0 | 40.35 | 47.34 | 7 | 0
2040 | MAPP_US_2_MAPP_CA | MAPP_US | MAPP_CA | Internal | Winter | B20 | 935 | 230 | 230 | 26.4 | 47.34 | 7 | 13.95
2040 | MAPP_US_2_MISO_W | MAPP_US | MISO_W | Internal | Shoulder | B11 | 25 | 2635 | 2635 | 53.79 | 65.79 | 7 | 5
2040 | MAPP_US_2_MISO_W | MAPP_US | MISO_W | Internal | Shoulder | B12 | 200 | 2635 | 2585.08 | 50.11 | 57.11 | 7 | 0
2040 | MAPP_US_2_MISO_W | MAPP_US | MISO_W | Internal | Shoulder | B13 | 600 | 2635 | 2635 | 44.28 | 51.57 | 7 | 0.29
2040 | MAPP_US_2_MISO_W | MAPP_US | MISO_W | Internal | Shoulder | B14 | 900 | 2635 | 1874.91 | 32.18 | 39.18 | 7 | 0
2040 | MAPP_US_2_MISO_W | MAPP_US | MISO_W | Internal | Shoulder | B15 | 1203 | 2635 | 1141.27 | 26.35 | 33.35 | 7 | 0
2040 | MAPP_US_2_MISO_W | MAPP_US | MISO_W | Internal | Summer | B1 | 10 | 2635 | 1521.19 | 84.57 | 91.57 | 7 | 0
2040 | MAPP_US_2_MISO_W | MAPP_US | MISO_W | Internal | Summer | B2 | 25 | 2635 | 1791.19 | 79.66 | 86.66 | 7 | 0
2040 | MAPP_US_2_MISO_W | MAPP_US | MISO_W | Internal | Summer | B3 | 75 | 2635 | 1810.02 | 81.19 | 88.19 | 7 | 0
2040 | MAPP_US_2_MISO_W | MAPP_US | MISO_W | Internal | Summer | B4 | 100 | 2635 | 2210.4 | 78.25 | 85.25 | 7 | 0
2040 | MAPP_US_2_MISO_W | MAPP_US | MISO_W | Internal | Summer | B5 | 200 | 2635 | 2163.01 | 77.56 | 84.56 | 7 | 0
2040 | MAPP_US_2_MISO_W | MAPP_US | MISO_W | Internal | Summer | B6 | 300 | 2635 | 2101.09 | 61.8 | 68.8 | 7 | 0
2040 | MAPP_US_2_MISO_W | MAPP_US | MISO_W | Internal | Summer | B7 | 400 | 2635 | 2344.78 | 51.97 | 58.97 | 7 | 0
2040 | MAPP_US_2_MISO_W | MAPP_US | MISO_W | Internal | Summer | B8 | 500 | 2635 | 2635 | 38.53 | 49.74 | 7 | 4.21
2040 | MAPP_US_2_MISO_W | MAPP_US | MISO_W | Internal | Summer | B9 | 800 | 2635 | 2634.99 | 38.53 | 45.54 | 7 | 0.01
2040 | MAPP_US_2_MISO_W | MAPP_US | MISO_W | Internal | Summer | B10 | 1262 | 2635 | 2635 | 29.75 | 37.8 | 7 | 1.04
2040 | MAPP_US_2_MISO_W | MAPP_US | MISO_W | Internal | Winter | B16 | 25 | 2635 | 2635 | 24.87 | 40.66 | 7 | 8.79
2040 | MAPP_US_2_MISO_W | MAPP_US | MISO_W | Internal | Winter | B17 | 100 | 2635 | 2451.47 | 30.39 | 37.39 | 7 | 0
2040 | MAPP_US_2_MISO_W | MAPP_US | MISO_W | Internal | Winter | B18 | 400 | 2635 | 2583.7 | 40.35 | 47.35 | 7 | 0
2040 | MAPP_US_2_MISO_W | MAPP_US | MISO_W | Internal | Winter | B19 | 700 | 2635 | 2060.31 | 40.35 | 47.35 | 7 | 0
2040 | MAPP_US_2_MISO_W | MAPP_US | MISO_W | Internal | Winter | B20 | 935 | 2635 | 1124.49 | 26.4 | 33.4 | 7 | 0
2040 | MAPP_US_2_NE | MAPP_US | NE | Internal | Shoulder | B11 | 25 | 2000 | 62.63 | 53.79 | 60.79 | 7 | 0
2040 | MAPP_US_2_NE | MAPP_US | NE | Internal | Shoulder | B12 | 200 | 2000 | 0 | 50.11 | 52.11 | 7 | 0
2040 | MAPP_US_2_NE | MAPP_US | NE | Internal | Shoulder | B13 | 600 | 2000 | 0 | 44.28 | 46.57 | 7 | 0
2040 | MAPP_US_2_NE | MAPP_US | NE | Internal | Shoulder | B14 | 900 | 2000 | 0 | 32.18 | 30.78 | 7 | 0
2040 | MAPP_US_2_NE | MAPP_US | NE | Internal | Shoulder | B15 | 1203 | 2000 | 0 | 26.35 | 21.99 | 7 | 0
2040 | MAPP_US_2_NE | MAPP_US | NE | Internal | Summer | B1 | 10 | 2000 | 0 | 84.57 | 86.57 | 7 | 0
2040 | MAPP_US_2_NE | MAPP_US | NE | Internal | Summer | B2 | 25 | 2000 | 0 | 79.66 | 81.66 | 7 | 0
2040 | MAPP_US_2_NE | MAPP_US | NE | Internal | Summer | B3 | 75 | 2000 | 0 | 81.19 | 83.19 | 7 | 0
2040 | MAPP_US_2_NE | MAPP_US | NE | Internal | Summer | B4 | 100 | 2000 | 0 | 78.25 | 80.25 | 7 | 0
2040 | MAPP_US_2_NE | MAPP_US | NE | Internal | Summer | B5 | 200 | 2000 | 0 | 77.56 | 79.56 | 7 | 0
2040 | MAPP_US_2_NE | MAPP_US | NE | Internal | Summer | B6 | 300 | 2000 | 0 | 61.8 | 63.8 | 7 | 0
2040 | MAPP_US_2_NE | MAPP_US | NE | Internal | Summer | B7 | 400 | 2000 | 0 | 51.97 | 53.97 | 7 | 0
2040 | MAPP_US_2_NE | MAPP_US | NE | Internal | Summer | B8 | 500 | 2000 | 0 | 38.53 | 44.74 | 7 | 0
2040 | MAPP_US_2_NE | MAPP_US | NE | Internal | Summer | B9 | 800 | 2000 | 0 | 38.53 | 40.54 | 7 | 0
2040 | MAPP_US_2_NE | MAPP_US | NE | Internal | Summer | B10 | 1262 | 2000 | 0 | 29.75 | 32.8 | 7 | 0
2040 | MAPP_US_2_NE | MAPP_US | NE | Internal | Winter | B16 | 25 | 2000 | 0 | 24.87 | -30.73 | 7 | 0
2040 | MAPP_US_2_NE | MAPP_US | NE | Internal | Winter | B17 | 100 | 2000 | 0 | 30.39 | 25.39 | 7 | 0
2040 | MAPP_US_2_NE | MAPP_US | NE | Internal | Winter | B18 | 400 | 2000 | 0 | 40.35 | 42.35 | 7 | 0
2040 | MAPP_US_2_NE | MAPP_US | NE | Internal | Winter | B19 | 700 | 2000 | 0 | 40.35 | 40.03 | 7 | 0
2040 | MAPP_US_2_NE | MAPP_US | NE | Internal | Winter | B20 | 935 | 2000 | 0 | 26.4 | 26.44 | 7 | 0
2040 | MARITIMES_2_NEISO | MARITIMES | NEISO | Internal | Shoulder | B11 | 25 | 99999 | 1720.66 | 45.21 | 45.22 | 0.01 | 0
2040 | MARITIMES_2_NEISO | MARITIMES | NEISO | Internal | Shoulder | B12 | 200 | 99999 | 1717.44 | 45.21 | 45.22 | 0.01 | 0
2040 | MARITIMES_2_NEISO | MARITIMES | NEISO | Internal | Shoulder | B13 | 600 | 99999 | 1704.78 | 45.21 | 45.22 | 0.01 | 0
2040 | MARITIMES_2_NEISO | MARITIMES | NEISO | Internal | Shoulder | B14 | 900 | 99999 | 1682.64 | 45.21 | 45.22 | 0.01 | 0
2040 | MARITIMES_2_NEISO | MARITIMES | NEISO | Internal | Shoulder | B15 | 1203 | 99999 | 648.08 | 45.21 | 45.22 | 0.01 | 0
2040 | MARITIMES_2_NEISO | MARITIMES | NEISO | Internal | Summer | B1 | 10 | 99999 | 1900 | 88.57 | 88.58 | 0.01 | 0
2040 | MARITIMES_2_NEISO | MARITIMES | NEISO | Internal | Summer | B2 | 25 | 99999 | 1878.75 | 77.64 | 77.66 | 0.01 | 0
2040 | MARITIMES_2_NEISO | MARITIMES | NEISO | Internal | Summer | B3 | 75 | 99999 | 1836.38 | 64.04 | 64.06 | 0.01 | 0
2040 | MARITIMES_2_NEISO | MARITIMES | NEISO | Internal | Summer | B4 | 100 | 99999 | 1799.97 | 51.54 | 51.55 | 0.01 | 0
2040 | MARITIMES_2_NEISO | MARITIMES | NEISO | Internal | Summer | B5 | 200 | 99999 | 1780.16 | 41.34 | 41.35 | 0.01 | 0
2040 | MARITIMES_2_NEISO | MARITIMES | NEISO | Internal | Summer | B6 | 300 | 99999 | 1757.82 | 41.34 | 41.35 | 0.01 | 0
2040 | MARITIMES_2_NEISO | MARITIMES | NEISO | Internal | Summer | B7 | 400 | 99999 | 1732.23 | 41.34 | 41.35 | 0.01 | 0
2040 | MARITIMES_2_NEISO | MARITIMES | NEISO | Internal | Summer | B8 | 500 | 99999 | 1712.1 | 41.34 | 41.35 | 0.01 | 0
2040 | MARITIMES_2_NEISO | MARITIMES | NEISO | Internal | Summer | B9 | 800 | 99999 | 1687.45 | 41.34 | 41.35 | 0.01 | 0
2040 | MARITIMES_2_NEISO | MARITIMES | NEISO | Internal | Summer | B10 | 1262 | 99999 | 465.06 | 41.34 | 41.35 | 0.01 | 0
2040 | MARITIMES_2_NEISO | MARITIMES | NEISO | Internal | Winter | B16 | 25 | 99999 | 1765.23 | 57.11 | 57.12 | 0.01 | 0
2040 | MARITIMES_2_NEISO | MARITIMES | NEISO | Internal | Winter | B17 | 100 | 99999 | 1747.34 | 57.11 | 57.12 | 0.01 | 0
2040 | MARITIMES_2_NEISO | MARITIMES | NEISO | Internal | Winter | B18 | 400 | 99999 | 1733.65 | 57.11 | 57.12 | 0.01 | 0
2040 | MARITIMES_2_NEISO | MARITIMES | NEISO | Internal | Winter | B19 | 700 | 99999 | 1708.15 | 57.11 | 57.12 | 0.01 | 0
2040 | MARITIMES_2_NEISO | MARITIMES | NEISO | Internal | Winter | B20 | 935 | 99999 | 723.43 | 57.11 | 57.12 | 0.01 | 0
2040 | MISO_IN_2_MISO_MI | MISO_IN | MISO_MI | Internal | Shoulder | B11 | 25 | 5081 | 1021.12 | 66.47 | 66.48 | 0.01 | 0
2040 | MISO_IN_2_MISO_MI | MISO_IN | MISO_MI | Internal | Shoulder | B12 | 200 | 5081 | 2492.79 | 61.09 | 61.11 | 0.01 | 0
2040 | MISO_IN_2_MISO_MI | MISO_IN | MISO_MI | Internal | Shoulder | B13 | 600 | 5081 | 4564.04 | 57.6 | 57.61 | 0.01 | 0
2040 | MISO_IN_2_MISO_MI | MISO_IN | MISO_MI | Internal | Shoulder | B14 | 900 | 5081 | 4989.19 | 53.89 | 53.9 | 0.01 | 0
2040 | MISO_IN_2_MISO_MI | MISO_IN | MISO_MI | Internal | Shoulder | B15 | 1203 | 5081 | 4249.17 | 47.06 | 47.07 | 0.01 | 0
2040 | MISO_IN_2_MISO_MI | MISO_IN | MISO_MI | Internal | Summer | B1 | 10 | 5081 | 2092.87 | 95.56 | 95.57 | 0.01 | 0
2040 | MISO_IN_2_MISO_MI | MISO_IN | MISO_MI | Internal | Summer | B2 | 25 | 5081 | 2865.71 | 90.66 | 90.67 | 0.01 | 0
2040 | MISO_IN_2_MISO_MI | MISO_IN | MISO_MI | Internal | Summer | B3 | 75 | 5081 | 901.12 | 88.46 | 88.48 | 0.01 | 0
2040 | MISO_IN_2_MISO_MI | MISO_IN | MISO_MI | Internal | Summer | B4 | 100 | 5081 | 331.26 | 85.57 | 85.58 | 0.01 | 0
2040 | MISO_IN_2_MISO_MI | MISO_IN | MISO_MI | Internal | Summer | B5 | 200 | 5081 | 1121.34 | 84.59 | 84.6 | 0.01 | 0
2040 | MISO_IN_2_MISO_MI | MISO_IN | MISO_MI | Internal | Summer | B6 | 300 | 5081 | 0 | 68.82 | 68.81 | 0.01 | 0
2040 | MISO_IN_2_MISO_MI | MISO_IN | MISO_MI | Internal | Summer | B7 | 400 | 5081 | 2384.16 | 58.99 | 59 | 0.01 | 0
2040 | MISO_IN_2_MISO_MI | MISO_IN | MISO_MI | Internal | Summer | B8 | 500 | 5081 | 5081 | 52.02 | 52.58 | 0.01 | 0.55
2040 | MISO_IN_2_MISO_MI | MISO_IN | MISO_MI | Internal | Summer | B9 | 800 | 5081 | 5081 | 45.57 | 49.36 | 0.01 | 3.78
2040 | MISO_IN_2_MISO_MI | MISO_IN | MISO_MI | Internal | Summer | B10 | 1262 | 5081 | 5081 | 40.05 | 42.47 | 0.01 | 2.41
2040 | MISO_IN_2_MISO_MI | MISO_IN | MISO_MI | Internal | Winter | B16 | 25 | 5081 | 187.16 | 72.76 | 72.77 | 0.01 | 0
2040 | MISO_IN_2_MISO_MI | MISO_IN | MISO_MI | Internal | Winter | B17 | 100 | 5081 | 2739.16 | 64.97 | 64.98 | 0.01 | 0
2040 | MISO_IN_2_MISO_MI | MISO_IN | MISO_MI | Internal | Winter | B18 | 400 | 5081 | 4470.99 | 60.46 | 60.48 | 0.01 | 0
2040 | MISO_IN_2_MISO_MI | MISO_IN | MISO_MI | Internal | Winter | B19 | 700 | 5081 | 4752.18 | 56.3 | 56.31 | 0.01 | 0
2040 | MISO_IN_2_MISO_MI | MISO_IN | MISO_MI | Internal | Winter | B20 | 935 | 5081 | 5081 | 44.24 | 47.05 | 0.01 | 2.8
2040 | MISO_IN_2_MISO_MO-IL | MISO_IN | MISO_MO-IL | Internal | Shoulder | B11 | 25 | 9129 | 0 | 66.47 | 65.8 | 0.01 | 0
2040 | MISO_IN_2_MISO_MO-IL | MISO_IN | MISO_MO-IL | Internal | Shoulder | B12 | 200 | 9129 | 0 | 61.09 | 57.12 | 0.01 | 0
2040 | MISO_IN_2_MISO_MO-IL | MISO_IN | MISO_MO-IL | Internal | Shoulder | B13 | 600 | 9129 | 0 | 57.6 | 51.58 | 0.01 | 0
2040 | MISO_IN_2_MISO_MO-IL | MISO_IN | MISO_MO-IL | Internal | Shoulder | B14 | 900 | 9129 | 0 | 53.89 | 45.58 | 0.01 | 0
2040 | MISO_IN_2_MISO_MO-IL | MISO_IN | MISO_MO-IL | Internal | Shoulder | B15 | 1203 | 9129 | 0 | 47.06 | 41.62 | 0.01 | 0
2040 | MISO_IN_2_MISO_MO-IL | MISO_IN | MISO_MO-IL | Internal | Summer | B1 | 10 | 9129 | 0 | 95.56 | 91.58 | 0.01 | 0
2040 | MISO_IN_2_MISO_MO-IL | MISO_IN | MISO_MO-IL | Internal | Summer | B2 | 25 | 9129 | 0 | 90.66 | 88.2 | 0.01 | 0
2040 | MISO_IN_2_MISO_MO-IL | MISO_IN | MISO_MO-IL | Internal | Summer | B3 | 75 | 9129 | 0 | 88.46 | 88.2 | 0.01 | 0
2040 | MISO_IN_2_MISO_MO-IL | MISO_IN | MISO_MO-IL | Internal | Summer | B4 | 100 | 9129 | 0 | 85.57 | 85.26 | 0.01 | 0
2040 | MISO_IN_2_MISO_MO-IL | MISO_IN | MISO_MO-IL | Internal | Summer | B5 | 200 | 9129 | 0.01 | 84.59 | 84.58 | 0.01 | 0
2040 | MISO_IN_2_MISO_MO-IL | MISO_IN | MISO_MO-IL | Internal | Summer | B6 | 300 | 9129 | 0 | 68.82 | 68.81 | 0.01 | 0
2040 | MISO_IN_2_MISO_MO-IL | MISO_IN | MISO_MO-IL | Internal | Summer | B7 | 400 | 9129 | 0 | 58.99 | 58.98 | 0.01 | 0
2040 | MISO_IN_2_MISO_MO-IL | MISO_IN | MISO_MO-IL | Internal | Summer | B8 | 500 | 9129 | 0 | 52.02 | 49.75 | 0.01 | 0
2040 | MISO_IN_2_MISO_MO-IL | MISO_IN | MISO_MO-IL | Internal | Summer | B9 | 800 | 9129 | 0 | 45.57 | 45.55 | 0.01 | 0
2040 | MISO_IN_2_MISO_MO-IL | MISO_IN | MISO_MO-IL | Internal | Summer | B10 | 1262 | 9129 | 0 | 40.05 | 37.81 | 0.01 | 0
2040 | MISO_IN_2_MISO_MO-IL | MISO_IN | MISO_MO-IL | Internal | Winter | B16 | 25 | 9129 | 0 | 72.76 | 64.23 | 0.01 | 0
2040 | MISO_IN_2_MISO_MO-IL | MISO_IN | MISO_MO-IL | Internal | Winter | B17 | 100 | 9129 | 0 | 64.97 | 55.97 | 0.01 | 0
2040 | MISO_IN_2_MISO_MO-IL | MISO_IN | MISO_MO-IL | Internal | Winter | B18 | 400 | 9129 | 0 | 60.46 | 48.71 | 0.01 | 0
2040 | MISO_IN_2_MISO_MO-IL | MISO_IN | MISO_MO-IL | Internal | Winter | B19 | 700 | 9129 | 0 | 56.3 | 48.71 | 0.01 | 0
2040 | MISO_IN_2_MISO_MO-IL | MISO_IN | MISO_MO-IL | Internal | Winter | B20 | 935 | 9129 | 0 | 44.24 | 41.59 | 0.01 | 0
2040 | MISO_IN_2_NonRTO_Midwest | MISO_IN | NonRTO_Midwest | Internal | Shoulder | B11 | 25 | 4800 | 1668.37 | 66.47 | 74.47 | 8 | 0
2040 | MISO_IN_2_NonRTO_Midwest | MISO_IN | NonRTO_Midwest | Internal | Shoulder | B12 | 200 | 4800 | 1028.42 | 61.09 | 69.09 | 8 | 0
2040 | MISO_IN_2_NonRTO_Midwest | MISO_IN | NonRTO_Midwest | Internal | Shoulder | B13 | 600 | 4800 | 411.9 | 57.6 | 65.6 | 8 | 0
2040 | MISO_IN_2_NonRTO_Midwest | MISO_IN | NonRTO_Midwest | Internal | Shoulder | B14 | 900 | 4800 | 0 | 53.89 | 53.43 | 8 | 0
2040 | MISO_IN_2_NonRTO_Midwest | MISO_IN | NonRTO_Midwest | Internal | Shoulder | B15 | 1203 | 4800 | 0 | 47.06 | 43.55 | 8 | 0
2040 | MISO_IN_2_NonRTO_Midwest | MISO_IN | NonRTO_Midwest | Internal | Summer | B1 | 10 | 4800 | 0 | 95.56 | 94.05 | 8 | 0
2040 | MISO_IN_2_NonRTO_Midwest | MISO_IN | NonRTO_Midwest | Internal | Summer | B2 | 25 | 4800 | 0 | 90.66 | 94.05 | 8 | 0
2040 | MISO_IN_2_NonRTO_Midwest | MISO_IN | NonRTO_Midwest | Internal | Summer | B3 | 75 | 4800 | 0 | 88.46 | 94.05 | 8 | 0
2040 | MISO_IN_2_NonRTO_Midwest | MISO_IN | NonRTO_Midwest | Internal | Summer | B4 | 100 | 4800 | 1552.74 | 85.57 | 93.57 | 8 | 0
2040 | MISO_IN_2_NonRTO_Midwest | MISO_IN | NonRTO_Midwest | Internal | Summer | B5 | 200 | 4800 | 1199.37 | 84.59 | 92.59 | 8 | 0
2040 | MISO_IN_2_NonRTO_Midwest | MISO_IN | NonRTO_Midwest | Internal | Summer | B6 | 300 | 4800 | 560.46 | 68.82 | 76.82 | 8 | 0
2040 | MISO_IN_2_NonRTO_Midwest | MISO_IN | NonRTO_Midwest | Internal | Summer | B7 | 400 | 4800 | 0 | 58.99 | 59.33 | 8 | 0
2040 | MISO_IN_2_NonRTO_Midwest | MISO_IN | NonRTO_Midwest | Internal | Summer | B8 | 500 | 4800 | 0 | 52.02 | 51.79 | 8 | 0
2040 | MISO_IN_2_NonRTO_Midwest | MISO_IN | NonRTO_Midwest | Internal | Summer | B9 | 800 | 4800 | 0 | 45.57 | 45.54 | 8 | 0
2040 | MISO_IN_2_NonRTO_Midwest | MISO_IN | NonRTO_Midwest | Internal | Summer | B10 | 1262 | 4800 | 0 | 40.05 | 37.81 | 8 | 0
2040 | MISO_IN_2_NonRTO_Midwest | MISO_IN | NonRTO_Midwest | Internal | Winter | B16 | 25 | 4800 | 2552.8 | 72.76 | 80.76 | 8 | 0
2040 | MISO_IN_2_NonRTO_Midwest | MISO_IN | NonRTO_Midwest | Internal | Winter | B17 | 100 | 4800 | 1007.16 | 64.97 | 72.97 | 8 | 0
2040 | MISO_IN_2_NonRTO_Midwest | MISO_IN | NonRTO_Midwest | Internal | Winter | B18 | 400 | 4800 | 0 | 60.46 | 65.71 | 8 | 0
2040 | MISO_IN_2_NonRTO_Midwest | MISO_IN | NonRTO_Midwest | Internal | Winter | B19 | 700 | 4800 | 0 | 56.3 | 57.5 | 8 | 0
2040 | MISO_IN_2_NonRTO_Midwest | MISO_IN | NonRTO_Midwest | Internal | Winter | B20 | 935 | 4800 | 0 | 44.24 | 41.59 | 8 | 0
2040 | MISO_IN_2_PJM_ROR | MISO_IN | PJM_ROR | Internal | Shoulder | B11 | 25 | 992 | 0 | 66.47 | 67.79 | 2 | 0
2040 | MISO_IN_2_PJM_ROR | MISO_IN | PJM_ROR | Internal | Shoulder | B12 | 200 | 992 | 0 | 61.09 | 59.11 | 2 | 0
2040 | MISO_IN_2_PJM_ROR | MISO_IN | PJM_ROR | Internal | Shoulder | B13 | 600 | 992 | 0 | 57.6 | 53.58 | 2 | 0
2040 | MISO_IN_2_PJM_ROR | MISO_IN | PJM_ROR | Internal | Shoulder | B14 | 900 | 992 | 0 | 53.89 | 50.96 | 2 | 0
2040 | MISO_IN_2_PJM_ROR | MISO_IN | PJM_ROR | Internal | Shoulder | B15 | 1203 | 992 | 727.32 | 47.06 | 49.06 | 2 | 0
2040 | MISO_IN_2_PJM_ROR | MISO_IN | PJM_ROR | Internal | Summer | B1 | 10 | 992 | 0 | 95.56 | 93.57 | 2 | 0
2040 | MISO_IN_2_PJM_ROR | MISO_IN | PJM_ROR | Internal | Summer | B2 | 25 | 992 | 0 | 90.66 | 88.66 | 2 | 0
2040 | MISO_IN_2_PJM_ROR | MISO_IN | PJM_ROR | Internal | Summer | B3 | 75 | 992 | 0 | 88.46 | 86.48 | 2 | 0
2040 | MISO_IN_2_PJM_ROR | MISO_IN | PJM_ROR | Internal | Summer | B4 | 100 | 992 | 0 | 85.57 | 86.48 | 2 | 0
2040 | MISO_IN_2_PJM_ROR | MISO_IN | PJM_ROR | Internal | Summer | B5 | 200 | 992 | 0 | 84.59 | 85.25 | 2 | 0
2040 | MISO_IN_2_PJM_ROR | MISO_IN | PJM_ROR | Internal | Summer | B6 | 300 | 992 | 0 | 68.82 | 66.81 | 2 | 0
2040 | MISO_IN_2_PJM_ROR | MISO_IN | PJM_ROR | Internal | Summer | B7 | 400 | 992 | 0 | 58.99 | 57 | 2 | 0
2040 | MISO_IN_2_PJM_ROR | MISO_IN | PJM_ROR | Internal | Summer | B8 | 500 | 992 | 0 | 52.02 | 51.74 | 2 | 0
2040 | MISO_IN_2_PJM_ROR | MISO_IN | PJM_ROR | Internal | Summer | B9 | 800 | 992 | 0 | 45.57 | 47.54 | 2 | 0
2040 | MISO_IN_2_PJM_ROR | MISO_IN | PJM_ROR | Internal | Summer | B10 | 1262 | 992 | 992 | 40.05 | 42.11 | 2 | 0.06
2040 | MISO_IN_2_PJM_ROR | MISO_IN | PJM_ROR | Internal | Winter | B16 | 25 | 992 | 0 | 72.76 | 70.77 | 2 | 0
2040 | MISO_IN_2_PJM_ROR | MISO_IN | PJM_ROR | Internal | Winter | B17 | 100 | 992 | 0 | 64.97 | 64.96 | 2 | 0
2040 | MISO_IN_2_PJM_ROR | MISO_IN | PJM_ROR | Internal | Winter | B18 | 400 | 992 | 0 | 60.46 | 58.48 | 2 | 0
2040 | MISO_IN_2_PJM_ROR | MISO_IN | PJM_ROR | Internal | Winter | B19 | 700 | 992 | 0 | 56.3 | 54.67 | 2 | 0
2040 | MISO_IN_2_PJM_ROR | MISO_IN | PJM_ROR | Internal | Winter | B20 | 935 | 992 | 992 | 44.24 | 50.15 | 2 | 3.91
2040 | MISO_MI_2_IESO | MISO_MI | IESO | Internal | Shoulder | B11 | 25 | 1580 | 0 | 66.48 | 52.77 | 8 | 0
2040 | MISO_MI_2_IESO | MISO_MI | IESO | Internal | Shoulder | B12 | 200 | 1580 | 0 | 61.11 | 52.7 | 8 | 0
2040 | MISO_MI_2_IESO | MISO_MI | IESO | Internal | Shoulder | B13 | 600 | 1580 | 0 | 57.61 | 51.86 | 8 | 0
2040 | MISO_MI_2_IESO | MISO_MI | IESO | Internal | Shoulder | B14 | 900 | 1580 | 0 | 53.9 | 51.86 | 8 | 0
2040 | MISO_MI_2_IESO | MISO_MI | IESO | Internal | Shoulder | B15 | 1203 | 1580 | 0 | 47.07 | 51.86 | 8 | 0
2040 | MISO_MI_2_IESO | MISO_MI | IESO | Internal | Summer | B1 | 10 | 1580 | 0 | 95.57 | 88.57 | 8 | 0
2040 | MISO_MI_2_IESO | MISO_MI | IESO | Internal | Summer | B2 | 25 | 1580 | 0 | 90.67 | 84.43 | 8 | 0
2040 | MISO_MI_2_IESO | MISO_MI | IESO | Internal | Summer | B3 | 75 | 1580 | 0 | 88.48 | 81.48 | 8 | 0
2040 | MISO_MI_2_IESO | MISO_MI | IESO | Internal | Summer | B4 | 100 | 1580 | 0 | 85.58 | 74.86 | 8 | 0
2040 | MISO_MI_2_IESO | MISO_MI | IESO | Internal | Summer | B5 | 200 | 1580 | 0 | 84.6 | 71.4 | 8 | 0
2040 | MISO_MI_2_IESO | MISO_MI | IESO | Internal | Summer | B6 | 300 | 1580 | 0 | 68.81 | 52 | 8 | 0
2040 | MISO_MI_2_IESO | MISO_MI | IESO | Internal | Summer | B7 | 400 | 1580 | 0 | 59 | 52 | 8 | 0
2040 | MISO_MI_2_IESO | MISO_MI | IESO | Internal | Summer | B8 | 500 | 1580 | 0 | 52.58 | 48.16 | 8 | 0
2040 | MISO_MI_2_IESO | MISO_MI | IESO | Internal | Summer | B9 | 800 | 1580 | 0 | 49.36 | 48.16 | 8 | 0
2040 | MISO_MI_2_IESO | MISO_MI | IESO | Internal | Summer | B10 | 1262 | 1580 | 0 | 42.47 | 48.16 | 8 | 0
2040 | MISO_MI_2_IESO | MISO_MI | IESO | Internal | Winter | B16 | 25 | 1580 | 0 | 72.77 | 55.78 | 8 | 0
2040 | MISO_MI_2_IESO | MISO_MI | IESO | Internal | Winter | B17 | 100 | 1580 | 0 | 64.98 | 55.05 | 8 | 0
2040 | MISO_MI_2_IESO | MISO_MI | IESO | Internal | Winter | B18 | 400 | 1580 | 0 | 60.48 | 55.05 | 8 | 0
2040 | MISO_MI_2_IESO | MISO_MI | IESO | Internal | Winter | B19 | 700 | 1580 | 0 | 56.31 | 55.05 | 8 | 0
2040 | MISO_MI_2_IESO | MISO_MI | IESO | Internal | Winter | B20 | 935 | 1580 | 1362.34 | 47.05 | 55.05 | 8 | 0
2040 | MISO_MI_2_MISO_IN | MISO_MI | MISO_IN | Internal | Shoulder | B11 | 25 | 2126 | 0.11 | 66.48 | 66.47 | 0.01 | 0
2040 | MISO_MI_2_MISO_IN | MISO_MI | MISO_IN | Internal | Shoulder | B12 | 200 | 2126 | 0.01 | 61.11 | 61.09 | 0.01 | 0
2040 | MISO_MI_2_MISO_IN | MISO_MI | MISO_IN | Internal | Shoulder | B13 | 600 | 2126 | 0 | 57.61 | 57.6 | 0.01 | 0
2040 | MISO_MI_2_MISO_IN | MISO_MI | MISO_IN | Internal | Shoulder | B14 | 900 | 2126 | 0 | 53.9 | 53.89 | 0.01 | 0
2040 | MISO_MI_2_MISO_IN | MISO_MI | MISO_IN | Internal | Shoulder | B15 | 1203 | 2126 | 0 | 47.07 | 47.06 | 0.01 | 0
2040 | MISO_MI_2_MISO_IN | MISO_MI | MISO_IN | Internal | Summer | B1 | 10 | 2126 | 0.27 | 95.57 | 95.56 | 0.01 | 0
2040 | MISO_MI_2_MISO_IN | MISO_MI | MISO_IN | Internal | Summer | B2 | 25 | 2126 | 0.11 | 90.67 | 90.66 | 0.01 | 0
2040 | MISO_MI_2_MISO_IN | MISO_MI | MISO_IN | Internal | Summer | B3 | 75 | 2126 | 0.04 | 88.48 | 88.46 | 0.01 | 0
2040 | MISO_MI_2_MISO_IN | MISO_MI | MISO_IN | Internal | Summer | B4 | 100 | 2126 | 0.03 | 85.58 | 85.57 | 0.01 | 0
2040 | MISO_MI_2_MISO_IN | MISO_MI | MISO_IN | Internal | Summer | B5 | 200 | 2126 | 0.01 | 84.6 | 84.59 | 0.01 | 0
2040 | MISO_MI_2_MISO_IN | MISO_MI | MISO_IN | Internal | Summer | B6 | 300 | 2126 | 423.59 | 68.81 | 68.82 | 0.01 | 0
2040 | MISO_MI_2_MISO_IN | MISO_MI | MISO_IN | Internal | Summer | B7 | 400 | 2126 | 0 | 59 | 58.99 | 0.01 | 0
2040 | MISO_MI_2_MISO_IN | MISO_MI | MISO_IN | Internal | Summer | B8 | 500 | 2126 | 0 | 52.58 | 52.02 | 0.01 | 0
2040 | MISO_MI_2_MISO_IN | MISO_MI | MISO_IN | Internal | Summer | B9 | 800 | 2126 | 0 | 49.36 | 45.57 | 0.01 | 0
2040 | MISO_MI_2_MISO_IN | MISO_MI | MISO_IN | Internal | Summer | B10 | 1262 | 2126 | 0 | 42.47 | 40.05 | 0.01 | 0
2040 | MISO_MI_2_MISO_IN | MISO_MI | MISO_IN | Internal | Winter | B16 | 25 | 2126 | 0.11 | 72.77 | 72.76 | 0.01 | 0
2040 | MISO_MI_2_MISO_IN | MISO_MI | MISO_IN | Internal | Winter | B17 | 100 | 2126 | 0.03 | 64.98 | 64.97 | 0.01 | 0
2040 | MISO_MI_2_MISO_IN | MISO_MI | MISO_IN | Internal | Winter | B18 | 400 | 2126 | 0 | 60.48 | 60.46 | 0.01 | 0
2040 | MISO_MI_2_MISO_IN | MISO_MI | MISO_IN | Internal | Winter | B19 | 700 | 2126 | 0 | 56.31 | 56.3 | 0.01 | 0
2040 | MISO_MI_2_MISO_IN | MISO_MI | MISO_IN | Internal | Winter | B20 | 935 | 2126 | 0 | 47.05 | 44.24 | 0.01 | 0
2040 | MISO_MI_2_MISO_WUMS | MISO_MI | MISO_WUMS | Internal | Shoulder | B11 | 25 | 166 | 0.09 | 66.48 | 66.47 | 0.01 | 0
2040 | MISO_MI_2_MISO_WUMS | MISO_MI | MISO_WUMS | Internal | Shoulder | B12 | 200 | 166 | 0 | 61.11 | 57.7 | 0.01 | 0
2040 | MISO_MI_2_MISO_WUMS | MISO_MI | MISO_WUMS | Internal | Shoulder | B13 | 600 | 166 | 0 | 57.61 | 54.04 | 0.01 | 0
2040 | MISO_MI_2_MISO_WUMS | MISO_MI | MISO_WUMS | Internal | Shoulder | B14 | 900 | 166 | 0 | 53.9 | 52.96 | 0.01 | 0
2040 | MISO_MI_2_MISO_WUMS | MISO_MI | MISO_WUMS | Internal | Shoulder | B15 | 1203 | 166 | 0 | 47.07 | 47.06 | 0.01 | 0
2040 | MISO_MI_2_MISO_WUMS | MISO_MI | MISO_WUMS | Internal | Summer | B1 | 10 | 166 | 0 | 95.57 | 84.3 | 0.01 | 0
2040 | MISO_MI_2_MISO_WUMS | MISO_MI | MISO_WUMS | Internal | Summer | B2 | 25 | 166 | 0 | 90.67 | 84.3 | 0.01 | 0
2040 | MISO_MI_2_MISO_WUMS | MISO_MI | MISO_WUMS | Internal | Summer | B3 | 75 | 166 | 0 | 88.48 | 84.3 | 0.01 | 0
2040 | MISO_MI_2_MISO_WUMS | MISO_MI | MISO_WUMS | Internal | Summer | B4 | 100 | 166 | 0 | 85.58 | 84.3 | 0.01 | 0
2040 | MISO_MI_2_MISO_WUMS | MISO_MI | MISO_WUMS | Internal | Summer | B5 | 200 | 166 | 0 | 84.6 | 84.3 | 0.01 | 0
2040 | MISO_MI_2_MISO_WUMS | MISO_MI | MISO_WUMS | Internal | Summer | B6 | 300 | 166 | 0.02 | 68.81 | 68.81 | 0.01 | 0
2040 | MISO_MI_2_MISO_WUMS | MISO_MI | MISO_WUMS | Internal | Summer | B7 | 400 | 166 | 0 | 59 | 58.98 | 0.01 | 0
2040 | MISO_MI_2_MISO_WUMS | MISO_MI | MISO_WUMS | Internal | Summer | B8 | 500 | 166 | 0 | 52.58 | 51.92 | 0.01 | 0
2040 | MISO_MI_2_MISO_WUMS | MISO_MI | MISO_WUMS | Internal | Summer | B9 | 800 | 166 | 9.13 | 49.36 | 49.37 | 0.01 | 0
2040 | MISO_MI_2_MISO_WUMS | MISO_MI | MISO_WUMS | Internal | Summer | B10 | 1262 | 166 | 0 | 42.47 | 41.97 | 0.01 | 0
2040 | MISO_MI_2_MISO_WUMS | MISO_MI | MISO_WUMS | Internal | Winter | B16 | 25 | 166 | 0 | 72.77 | 68.77 | 0.01 | 0
2040 | MISO_MI_2_MISO_WUMS | MISO_MI | MISO_WUMS | Internal | Winter | B17 | 100 | 166 | 0 | 64.98 | 62.96 | 0.01 | 0
2040 | MISO_MI_2_MISO_WUMS | MISO_MI | MISO_WUMS | Internal | Winter | B18 | 400 | 166 | 0 | 60.48 | 57.96 | 0.01 | 0
2040 | MISO_MI_2_MISO_WUMS | MISO_MI | MISO_WUMS | Internal | Winter | B19 | 700 | 166 | 74.81 | 56.31 | 56.32 | 0.01 | 0
2040 | MISO_MI_2_MISO_WUMS | MISO_MI | MISO_WUMS | Internal | Winter | B20 | 935 | 166 | 0 | 47.05 | 47.04 | 0.01 | 0
2040 | MISO_MI_2_PJM_ROR | MISO_MI | PJM_ROR | Internal | Shoulder | B11 | 25 | 1424 | 0 | 66.48 | 67.79 | 2 | 0
2040 | MISO_MI_2_PJM_ROR | MISO_MI | PJM_ROR | Internal | Shoulder | B12 | 200 | 1424 | 0 | 61.11 | 59.11 | 2 | 0
2040 | MISO_MI_2_PJM_ROR | MISO_MI | PJM_ROR | Internal | Shoulder | B13 | 600 | 1424 | 0 | 57.61 | 53.58 | 2 | 0
2040 | MISO_MI_2_PJM_ROR | MISO_MI | PJM_ROR | Internal | Shoulder | B14 | 900 | 1424 | 0 | 53.9 | 50.96 | 2 | 0
2040 | MISO_MI_2_PJM_ROR | MISO_MI | PJM_ROR | Internal | Shoulder | B15 | 1203 | 1424 | 0 | 47.07 | 49.06 | 2 | 0
2040 | MISO_MI_2_PJM_ROR | MISO_MI | PJM_ROR | Internal | Summer | B1 | 10 | 1424 | 0 | 95.57 | 93.57 | 2 | 0
2040 | MISO_MI_2_PJM_ROR | MISO_MI | PJM_ROR | Internal | Summer | B2 | 25 | 1424 | 0 | 90.67 | 88.66 | 2 | 0
2040 | MISO_MI_2_PJM_ROR | MISO_MI | PJM_ROR | Internal | Summer | B3 | 75 | 1424 | 0 | 88.48 | 86.48 | 2 | 0
2040 | MISO_MI_2_PJM_ROR | MISO_MI | PJM_ROR | Internal | Summer | B4 | 100 | 1424 | 0 | 85.58 | 86.48 | 2 | 0
2040 | MISO_MI_2_PJM_ROR | MISO_MI | PJM_ROR | Internal | Summer | B5 | 200 | 1424 | 0 | 84.6 | 85.25 | 2 | 0
2040 | MISO_MI_2_PJM_ROR | MISO_MI | PJM_ROR | Internal | Summer | B6 | 300 | 1424 | 0 | 68.81 | 66.81 | 2 | 0
2040 | MISO_MI_2_PJM_ROR | MISO_MI | PJM_ROR | Internal | Summer | B7 | 400 | 1424 | 0 | 59 | 57 | 2 | 0
2040 | MISO_MI_2_PJM_ROR | MISO_MI | PJM_ROR | Internal | Summer | B8 | 500 | 1424 | 0 | 52.58 | 51.74 | 2 | 0
2040 | MISO_MI_2_PJM_ROR | MISO_MI | PJM_ROR | Internal | Summer | B9 | 800 | 1424 | 0 | 49.36 | 47.54 | 2 | 0
2040 | MISO_MI_2_PJM_ROR | MISO_MI | PJM_ROR | Internal | Summer | B10 | 1262 | 1424 | 0 | 42.47 | 42.11 | 2 | 0
2040 | MISO_MI_2_PJM_ROR | MISO_MI | PJM_ROR | Internal | Winter | B16 | 25 | 1424 | 0 | 72.77 | 70.77 | 2 | 0
2040 | MISO_MI_2_PJM_ROR | MISO_MI | PJM_ROR | Internal | Winter | B17 | 100 | 1424 | 0 | 64.98 | 64.96 | 2 | 0
2040 | MISO_MI_2_PJM_ROR | MISO_MI | PJM_ROR | Internal | Winter | B18 | 400 | 1424 | 0 | 60.48 | 58.48 | 2 | 0
2040 | MISO_MI_2_PJM_ROR | MISO_MI | PJM_ROR | Internal | Winter | B19 | 700 | 1424 | 0 | 56.31 | 54.67 | 2 | 0
2040 | MISO_MI_2_PJM_ROR | MISO_MI | PJM_ROR | Internal | Winter | B20 | 935 | 1424 | 1424 | 47.05 | 50.15 | 2 | 1.1
2040 | MISO_MO-IL_2_ENT | MISO_MO-IL | ENT | Internal | Shoulder | B11 | 25 | 2540 | 0 | 65.8 | 65.8 | 8 | 0
2040 | MISO_MO-IL_2_ENT | MISO_MO-IL | ENT | Internal | Shoulder | B12 | 200 | 2540 | 0 | 57.12 | 57.12 | 8 | 0
2040 | MISO_MO-IL_2_ENT | MISO_MO-IL | ENT | Internal | Shoulder | B13 | 600 | 2540 | 0 | 51.58 | 51.58 | 8 | 0
2040 | MISO_MO-IL_2_ENT | MISO_MO-IL | ENT | Internal | Shoulder | B14 | 900 | 2540 | 0 | 45.58 | 45.58 | 8 | 0
2040 | MISO_MO-IL_2_ENT | MISO_MO-IL | ENT | Internal | Shoulder | B15 | 1203 | 2540 | 0 | 41.62 | 41.54 | 8 | 0
2040 | MISO_MO-IL_2_ENT | MISO_MO-IL | ENT | Internal | Summer | B1 | 10 | 2540 | 0 | 91.58 | 91.57 | 8 | 0
2040 | MISO_MO-IL_2_ENT | MISO_MO-IL | ENT | Internal | Summer | B2 | 25 | 2540 | 0 | 88.2 | 86.67 | 8 | 0
2040 | MISO_MO-IL_2_ENT | MISO_MO-IL | ENT | Internal | Summer | B3 | 75 | 2540 | 0 | 88.2 | 88.2 | 8 | 0
2040 | MISO_MO-IL_2_ENT | MISO_MO-IL | ENT | Internal | Summer | B4 | 100 | 2540 | 0 | 85.26 | 85.26 | 8 | 0
2040 | MISO_MO-IL_2_ENT | MISO_MO-IL | ENT | Internal | Summer | B5 | 200 | 2540 | 0 | 84.58 | 84.58 | 8 | 0
2040 | MISO_MO-IL_2_ENT | MISO_MO-IL | ENT | Internal | Summer | B6 | 300 | 2540 | 0 | 68.81 | 68.81 | 8 | 0
2040 | MISO_MO-IL_2_ENT | MISO_MO-IL | ENT | Internal | Summer | B7 | 400 | 2540 | 0 | 58.98 | 59.89 | 8 | 0
2040 | MISO_MO-IL_2_ENT | MISO_MO-IL | ENT | Internal | Summer | B8 | 500 | 2540 | 0 | 49.75 | 55.17 | 8 | 0
2040 | MISO_MO-IL_2_ENT | MISO_MO-IL | ENT | Internal | Summer | B9 | 800 | 2540 | 0 | 45.55 | 49.95 | 8 | 0
2040 | MISO_MO-IL_2_ENT | MISO_MO-IL | ENT | Internal | Summer | B10 | 1262 | 2540 | 0 | 37.81 | 37.82 | 8 | 0
2040 | MISO_MO-IL_2_ENT | MISO_MO-IL | ENT | Internal | Winter | B16 | 25 | 2540 | 0 | 64.23 | 61.29 | 8 | 0
2040 | MISO_MO-IL_2_ENT | MISO_MO-IL | ENT | Internal | Winter | B17 | 100 | 2540 | 0 | 55.97 | 55.97 | 8 | 0
2040 | MISO_MO-IL_2_ENT | MISO_MO-IL | ENT | Internal | Winter | B18 | 400 | 2540 | 0 | 48.71 | 48.71 | 8 | 0
2040 | MISO_MO-IL_2_ENT | MISO_MO-IL | ENT | Internal | Winter | B19 | 700 | 2540 | 0 | 48.71 | 48.71 | 8 | 0
2040 | MISO_MO-IL_2_ENT | MISO_MO-IL | ENT | Internal | Winter | B20 | 935 | 2540 | 0 | 41.59 | 41.59 | 8 | 0
2040 | MISO_MO-IL_2_MISO_IN | MISO_MO-IL | MISO_IN | Internal | Shoulder | B11 | 25 | 6229 | 6229 | 65.8 | 66.47 | 0.01 | 0.65
2040 | MISO_MO-IL_2_MISO_IN | MISO_MO-IL | MISO_IN | Internal | Shoulder | B12 | 200 | 6229 | 6229 | 57.12 | 61.09 | 0.01 | 3.96
2040 | MISO_MO-IL_2_MISO_IN | MISO_MO-IL | MISO_IN | Internal | Shoulder | B13 | 600 | 6229 | 6229 | 51.58 | 57.6 | 0.01 | 6
2040 | MISO_MO-IL_2_MISO_IN | MISO_MO-IL | MISO_IN | Internal | Shoulder | B14 | 900 | 6229 | 6229 | 45.58 | 53.89 | 0.01 | 8.3
2040 | MISO_MO-IL_2_MISO_IN | MISO_MO-IL | MISO_IN | Internal | Shoulder | B15 | 1203 | 6229 | 6229 | 41.62 | 47.06 | 0.01 | 5.43
2040 | MISO_MO-IL_2_MISO_IN | MISO_MO-IL | MISO_IN | Internal | Summer | B1 | 10 | 6229 | 6229 | 91.58 | 95.56 | 0.01 | 3.96
2040 | MISO_MO-IL_2_MISO_IN | MISO_MO-IL | MISO_IN | Internal | Summer | B2 | 25 | 6229 | 6229 | 88.2 | 90.66 | 0.01 | 2.44
2040 | MISO_MO-IL_2_MISO_IN | MISO_MO-IL | MISO_IN | Internal | Summer | B3 | 75 | 6229 | 6229 | 88.2 | 88.46 | 0.01 | 0.25
2040 | MISO_MO-IL_2_MISO_IN | MISO_MO-IL | MISO_IN | Internal | Summer | B4 | 100 | 6229 | 6229 | 85.26 | 85.57 | 0.01 | 0.29
2040 | MISO_MO-IL_2_MISO_IN | MISO_MO-IL | MISO_IN | Internal | Summer | B5 | 200 | 6229 | 6019.84 | 84.58 | 84.59 | 0.01 | 0
2040 | MISO_MO-IL_2_MISO_IN | MISO_MO-IL | MISO_IN | Internal | Summer | B6 | 300 | 6229 | 2071.53 | 68.81 | 68.82 | 0.01 | 0
2040 | MISO_MO-IL_2_MISO_IN | MISO_MO-IL | MISO_IN | Internal | Summer | B7 | 400 | 6229 | 3889.37 | 58.98 | 58.99 | 0.01 | 0
2040 | MISO_MO-IL_2_MISO_IN | MISO_MO-IL | MISO_IN | Internal | Summer | B8 | 500 | 6229 | 6229 | 49.75 | 52.02 | 0.01 | 2.25
2040 | MISO_MO-IL_2_MISO_IN | MISO_MO-IL | MISO_IN | Internal | Summer | B9 | 800 | 6229 | 5581.93 | 45.55 | 45.57 | 0.01 | 0
2040 | MISO_MO-IL_2_MISO_IN | MISO_MO-IL | MISO_IN | Internal | Summer | B10 | 1262 | 6229 | 6229 | 37.81 | 40.05 | 0.01 | 2.23
2040 | MISO_MO-IL_2_MISO_IN | MISO_MO-IL | MISO_IN | Internal | Winter | B16 | 25 | 6229 | 6229 | 64.23 | 72.76 | 0.01 | 8.52
2040 | MISO_MO-IL_2_MISO_IN | MISO_MO-IL | MISO_IN | Internal | Winter | B17 | 100 | 6229 | 6229 | 55.97 | 64.97 | 0.01 | 8.99
2040 | MISO_MO-IL_2_MISO_IN | MISO_MO-IL | MISO_IN | Internal | Winter | B18 | 400 | 6229 | 6229 | 48.71 | 60.46 | 0.01 | 11.74
2040 | MISO_MO-IL_2_MISO_IN | MISO_MO-IL | MISO_IN | Internal | Winter | B19 | 700 | 6229 | 6229 | 48.71 | 56.3 | 0.01 | 7.58
2040 | MISO_MO-IL_2_MISO_IN | MISO_MO-IL | MISO_IN | Internal | Winter | B20 | 935 | 6229 | 6229 | 41.59 | 44.24 | 0.01 | 2.65
2040 | MISO_MO-IL_2_MISO_W | MISO_MO-IL | MISO_W | Internal | Shoulder | B11 | 25 | 5033 | 0.1 | 65.8 | 65.79 | 0.01 | 0
2040 | MISO_MO-IL_2_MISO_W | MISO_MO-IL | MISO_W | Internal | Shoulder | B12 | 200 | 5033 | 0.01 | 57.12 | 57.11 | 0.01 | 0
2040 | MISO_MO-IL_2_MISO_W | MISO_MO-IL | MISO_W | Internal | Shoulder | B13 | 600 | 5033 | 0 | 51.58 | 51.57 | 0.01 | 0
2040 | MISO_MO-IL_2_MISO_W | MISO_MO-IL | MISO_W | Internal | Shoulder | B14 | 900 | 5033 | 0 | 45.58 | 39.18 | 0.01 | 0
2040 | MISO_MO-IL_2_MISO_W | MISO_MO-IL | MISO_W | Internal | Shoulder | B15 | 1203 | 5033 | 0 | 41.62 | 33.35 | 0.01 | 0
2040 | MISO_MO-IL_2_MISO_W | MISO_MO-IL | MISO_W | Internal | Summer | B1 | 10 | 5033 | 0.26 | 91.58 | 91.57 | 0.01 | 0
2040 | MISO_MO-IL_2_MISO_W | MISO_MO-IL | MISO_W | Internal | Summer | B2 | 25 | 5033 | 0 | 88.2 | 86.66 | 0.01 | 0
2040 | MISO_MO-IL_2_MISO_W | MISO_MO-IL | MISO_W | Internal | Summer | B3 | 75 | 5033 | 0.04 | 88.2 | 88.19 | 0.01 | 0
2040 | MISO_MO-IL_2_MISO_W | MISO_MO-IL | MISO_W | Internal | Summer | B4 | 100 | 5033 | 0.02 | 85.26 | 85.25 | 0.01 | 0
2040 | MISO_MO-IL_2_MISO_W | MISO_MO-IL | MISO_W | Internal | Summer | B5 | 200 | 5033 | 0.01 | 84.58 | 84.56 | 0.01 | 0
2040 | MISO_MO-IL_2_MISO_W | MISO_MO-IL | MISO_W | Internal | Summer | B6 | 300 | 5033 | 0 | 68.81 | 68.8 | 0.01 | 0
2040 | MISO_MO-IL_2_MISO_W | MISO_MO-IL | MISO_W | Internal | Summer | B7 | 400 | 5033 | 0 | 58.98 | 58.97 | 0.01 | 0
2040 | MISO_MO-IL_2_MISO_W | MISO_MO-IL | MISO_W | Internal | Summer | B8 | 500 | 5033 | 0 | 49.75 | 49.74 | 0.01 | 0
2040 | MISO_MO-IL_2_MISO_W | MISO_MO-IL | MISO_W | Internal | Summer | B9 | 800 | 5033 | 0 | 45.55 | 45.54 | 0.01 | 0
2040 | MISO_MO-IL_2_MISO_W | MISO_MO-IL | MISO_W | Internal | Summer | B10 | 1262 | 5033 | 0 | 37.81 | 37.8 | 0.01 | 0
2040 | MISO_MO-IL_2_MISO_W | MISO_MO-IL | MISO_W | Internal | Winter | B16 | 25 | 5033 | 0 | 64.23 | 40.66 | 0.01 | 0
2040 | MISO_MO-IL_2_MISO_W | MISO_MO-IL | MISO_W | Internal | Winter | B17 | 100 | 5033 | 0 | 55.97 | 37.39 | 0.01 | 0
2040 | MISO_MO-IL_2_MISO_W | MISO_MO-IL | MISO_W | Internal | Winter | B18 | 400 | 5033 | 0 | 48.71 | 47.35 | 0.01 | 0
2040 | MISO_MO-IL_2_MISO_W | MISO_MO-IL | MISO_W | Internal | Winter | B19 | 700 | 5033 | 0 | 48.71 | 47.35 | 0.01 | 0
2040 | MISO_MO-IL_2_MISO_W | MISO_MO-IL | MISO_W | Internal | Winter | B20 | 935 | 5033 | 0 | 41.59 | 33.4 | 0.01 | 0
2040 | MISO_MO-IL_2_PJM_ROR | MISO_MO-IL | PJM_ROR | Internal | Shoulder | B11 | 25 | 1212 | 0.2 | 65.8 | 67.79 | 2 | 0
2040 | MISO_MO-IL_2_PJM_ROR | MISO_MO-IL | PJM_ROR | Internal | Shoulder | B12 | 200 | 1212 | 0.03 | 57.12 | 59.11 | 2 | 0
2040 | MISO_MO-IL_2_PJM_ROR | MISO_MO-IL | PJM_ROR | Internal | Shoulder | B13 | 600 | 1212 | 931.84 | 51.58 | 53.58 | 2 | 0
2040 | MISO_MO-IL_2_PJM_ROR | MISO_MO-IL | PJM_ROR | Internal | Shoulder | B14 | 900 | 1212 | 1212 | 45.58 | 50.96 | 2 | 3.38
2040 | MISO_MO-IL_2_PJM_ROR | MISO_MO-IL | PJM_ROR | Internal | Shoulder | B15 | 1203 | 1212 | 1212 | 41.62 | 49.06 | 2 | 5.44
2040 | MISO_MO-IL_2_PJM_ROR | MISO_MO-IL | PJM_ROR | Internal | Summer | B1 | 10 | 1212 | 0.5 | 91.58 | 93.57 | 2 | 0
2040 | MISO_MO-IL_2_PJM_ROR | MISO_MO-IL | PJM_ROR | Internal | Summer | B2 | 25 | 1212 | 0 | 88.2 | 88.66 | 2 | 0
2040 | MISO_MO-IL_2_PJM_ROR | MISO_MO-IL | PJM_ROR | Internal | Summer | B3 | 75 | 1212 | 0 | 88.2 | 86.48 | 2 | 0
2040 | MISO_MO-IL_2_PJM_ROR | MISO_MO-IL | PJM_ROR | Internal | Summer | B4 | 100 | 1212 | 0 | 85.26 | 86.48 | 2 | 0
2040 | MISO_MO-IL_2_PJM_ROR | MISO_MO-IL | PJM_ROR | Internal | Summer | B5 | 200 | 1212 | 0 | 84.58 | 85.25 | 2 | 0
2040 | MISO_MO-IL_2_PJM_ROR | MISO_MO-IL | PJM_ROR | Internal | Summer | B6 | 300 | 1212 | 0 | 68.81 | 66.81 | 2 | 0
2040 | MISO_MO-IL_2_PJM_ROR | MISO_MO-IL | PJM_ROR | Internal | Summer | B7 | 400 | 1212 | 0 | 58.98 | 57 | 2 | 0
2040 | MISO_MO-IL_2_PJM_ROR | MISO_MO-IL | PJM_ROR | Internal | Summer | B8 | 500 | 1212 | 0.01 | 49.75 | 51.74 | 2 | 0
2040 | MISO_MO-IL_2_PJM_ROR | MISO_MO-IL | PJM_ROR | Internal | Summer | B9 | 800 | 1212 | 0 | 45.55 | 47.54 | 2 | 0
2040 | MISO_MO-IL_2_PJM_ROR | MISO_MO-IL | PJM_ROR | Internal | Summer | B10 | 1262 | 1212 | 1212 | 37.81 | 42.11 | 2 | 2.3
2040 | MISO_MO-IL_2_PJM_ROR | MISO_MO-IL | PJM_ROR | Internal | Winter | B16 | 25 | 1212 | 1212 | 64.23 | 70.77 | 2 | 4.54
2040 | MISO_MO-IL_2_PJM_ROR | MISO_MO-IL | PJM_ROR | Internal | Winter | B17 | 100 | 1212 | 1212 | 55.97 | 64.96 | 2 | 6.99
2040 | MISO_MO-IL_2_PJM_ROR | MISO_MO-IL | PJM_ROR | Internal | Winter | B18 | 400 | 1212 | 1212 | 48.71 | 58.48 | 2 | 7.76
2040 | MISO_MO-IL_2_PJM_ROR | MISO_MO-IL | PJM_ROR | Internal | Winter | B19 | 700 | 1212 | 1212 | 48.71 | 54.67 | 2 | 3.96
2040 | MISO_MO-IL_2_PJM_ROR | MISO_MO-IL | PJM_ROR | Internal | Winter | B20 | 935 | 1212 | 1212 | 41.59 | 50.15 | 2 | 6.56
2040 | MISO_MO-IL_2_SPP_N | MISO_MO-IL | SPP_N | Internal | Shoulder | B11 | 25 | 2263 | 0 | 65.8 | 60.8 | 8 | 0
2040 | MISO_MO-IL_2_SPP_N | MISO_MO-IL | SPP_N | Internal | Shoulder | B12 | 200 | 2263 | 0 | 57.12 | 52.12 | 8 | 0
2040 | MISO_MO-IL_2_SPP_N | MISO_MO-IL | SPP_N | Internal | Shoulder | B13 | 600 | 2263 | 0 | 51.58 | 46.58 | 8 | 0
2040 | MISO_MO-IL_2_SPP_N | MISO_MO-IL | SPP_N | Internal | Shoulder | B14 | 900 | 2263 | 0 | 45.58 | 30.79 | 8 | 0
2040 | MISO_MO-IL_2_SPP_N | MISO_MO-IL | SPP_N | Internal | Shoulder | B15 | 1203 | 2263 | 0 | 41.62 | 22 | 8 | 0
2040 | MISO_MO-IL_2_SPP_N | MISO_MO-IL | SPP_N | Internal | Summer | B1 | 10 | 2263 | 0 | 91.58 | 86.58 | 8 | 0
2040 | MISO_MO-IL_2_SPP_N | MISO_MO-IL | SPP_N | Internal | Summer | B2 | 25 | 2263 | 0 | 88.2 | 81.67 | 8 | 0
2040 | MISO_MO-IL_2_SPP_N | MISO_MO-IL | SPP_N | Internal | Summer | B3 | 75 | 2263 | 0 | 88.2 | 83.2 | 8 | 0
2040 | MISO_MO-IL_2_SPP_N | MISO_MO-IL | SPP_N | Internal | Summer | B4 | 100 | 2263 | 0 | 85.26 | 80.26 | 8 | 0
2040 | MISO_MO-IL_2_SPP_N | MISO_MO-IL | SPP_N | Internal | Summer | B5 | 200 | 2263 | 0 | 84.58 | 79.58 | 8 | 0
2040 | MISO_MO-IL_2_SPP_N | MISO_MO-IL | SPP_N | Internal | Summer | B6 | 300 | 2263 | 0 | 68.81 | 63.81 | 8 | 0
2040 | MISO_MO-IL_2_SPP_N | MISO_MO-IL | SPP_N | Internal | Summer | B7 | 400 | 2263 | 0 | 58.98 | 54.89 | 8 | 0
2040 | MISO_MO-IL_2_SPP_N | MISO_MO-IL | SPP_N | Internal | Summer | B8 | 500 | 2263 | 0 | 49.75 | 50.17 | 8 | 0
2040 | MISO_MO-IL_2_SPP_N | MISO_MO-IL | SPP_N | Internal | Summer | B9 | 800 | 2263 | 0 | 45.55 | 44.94 | 8 | 0
2040 | MISO_MO-IL_2_SPP_N | MISO_MO-IL | SPP_N | Internal | Summer | B10 | 1262 | 2263 | 0 | 37.81 | 32.81 | 8 | 0
2040 | MISO_MO-IL_2_SPP_N | MISO_MO-IL | SPP_N | Internal | Winter | B16 | 25 | 2263 | 0 | 64.23 | 35.66 | 8 | 0
2040 | MISO_MO-IL_2_SPP_N | MISO_MO-IL | SPP_N | Internal | Winter | B17 | 100 | 2263 | 0 | 55.97 | 32.39 | 8 | 0
2040 | MISO_MO-IL_2_SPP_N | MISO_MO-IL | SPP_N | Internal | Winter | B18 | 400 | 2263 | 0 | 48.71 | 42.37 | 8 | 0
2040 | MISO_MO-IL_2_SPP_N | MISO_MO-IL | SPP_N | Internal | Winter | B19 | 700 | 2263 | 0 | 48.71 | 40.04 | 8 | 0
2040 | MISO_MO-IL_2_SPP_N | MISO_MO-IL | SPP_N | Internal | Winter | B20 | 935 | 2263 | 0 | 41.59 | 26.45 | 8 | 0
2040 | MISO_MO-IL_2_TVA_Transmission | MISO_MO-IL | TVA_Transmission | Internal | Shoulder | B11 | 25 | 4000 | 0.2 | 65.8 | 73.79 | 8 | 0
2040 | MISO_MO-IL_2_TVA_Transmission | MISO_MO-IL | TVA_Transmission | Internal | Shoulder | B12 | 200 | 4000 | 0 | 57.12 | 62.53 | 8 | 0
2040 | MISO_MO-IL_2_TVA_Transmission | MISO_MO-IL | TVA_Transmission | Internal | Shoulder | B13 | 600 | 4000 | 0 | 51.58 | 58.78 | 8 | 0
2040 | MISO_MO-IL_2_TVA_Transmission | MISO_MO-IL | TVA_Transmission | Internal | Shoulder | B14 | 900 | 4000 | 2510.76 | 45.58 | 53.58 | 8 | 0
2040 | MISO_MO-IL_2_TVA_Transmission | MISO_MO-IL | TVA_Transmission | Internal | Shoulder | B15 | 1203 | 4000 | 4000 | 41.62 | 50.84 | 8 | 1.22
2040 | MISO_MO-IL_2_TVA_Transmission | MISO_MO-IL | TVA_Transmission | Internal | Summer | B1 | 10 | 4000 | 0.59 | 91.58 | 99.57 | 8 | 0
2040 | MISO_MO-IL_2_TVA_Transmission | MISO_MO-IL | TVA_Transmission | Internal | Summer | B2 | 25 | 4000 | 0 | 88.2 | 94.67 | 8 | 0
2040 | MISO_MO-IL_2_TVA_Transmission | MISO_MO-IL | TVA_Transmission | Internal | Summer | B3 | 75 | 4000 | 0 | 88.2 | 92.48 | 8 | 0
2040 | MISO_MO-IL_2_TVA_Transmission | MISO_MO-IL | TVA_Transmission | Internal | Summer | B4 | 100 | 4000 | 0 | 85.26 | 92.48 | 8 | 0
2040 | MISO_MO-IL_2_TVA_Transmission | MISO_MO-IL | TVA_Transmission | Internal | Summer | B5 | 200 | 4000 | 0 | 84.58 | 91.25 | 8 | 0
2040 | MISO_MO-IL_2_TVA_Transmission | MISO_MO-IL | TVA_Transmission | Internal | Summer | B6 | 300 | 4000 | 0 | 68.81 | 71.85 | 8 | 0
2040 | MISO_MO-IL_2_TVA_Transmission | MISO_MO-IL | TVA_Transmission | Internal | Summer | B7 | 400 | 4000 | 0 | 58.98 | 61.29 | 8 | 0
2040 | MISO_MO-IL_2_TVA_Transmission | MISO_MO-IL | TVA_Transmission | Internal | Summer | B8 | 500 | 4000 | 0 | 49.75 | 57.74 | 8 | 0
2040 | MISO_MO-IL_2_TVA_Transmission | MISO_MO-IL | TVA_Transmission | Internal | Summer | B9 | 800 | 4000 | 0 | 45.55 | 53.54 | 8 | 0
2040 | MISO_MO-IL_2_TVA_Transmission | MISO_MO-IL | TVA_Transmission | Internal | Summer | B10 | 1262 | 4000 | 1930.9 | 37.81 | 45.81 | 8 | 0
2040 | MISO_MO-IL_2_TVA_Transmission | MISO_MO-IL | TVA_Transmission | Internal | Winter | B16 | 25 | 4000 | 697.76 | 64.23 | 72.23 | 8 | 0
2040 | MISO_MO-IL_2_TVA_Transmission | MISO_MO-IL | TVA_Transmission | Internal | Winter | B17 | 100 | 4000 | 503.34 | 55.97 | 63.97 | 8 | 0
2040 | MISO_MO-IL_2_TVA_Transmission | MISO_MO-IL | TVA_Transmission | Internal | Winter | B18 | 400 | 4000 | 1272.06 | 48.71 | 56.71 | 8 | 0
2040 | MISO_MO-IL_2_TVA_Transmission | MISO_MO-IL | TVA_Transmission | Internal | Winter | B19 | 700 | 4000 | 2167.38 | 48.71 | 56.71 | 8 | 0
2040 | MISO_MO-IL_2_TVA_Transmission | MISO_MO-IL | TVA_Transmission | Internal | Winter | B20 | 935 | 4000 | 3553.76 | 41.59 | 49.59 | 8 | 0
2040 | MISO_W_2_IESO | MISO_W | IESO | Internal | Shoulder | B11 | 25 | 164 | 0 | 65.79 | 52.77 | 8 | 0
2040 | MISO_W_2_IESO | MISO_W | IESO | Internal | Shoulder | B12 | 200 | 164 | 0 | 57.11 | 52.7 | 8 | 0
2040 | MISO_W_2_IESO | MISO_W | IESO | Internal | Shoulder | B13 | 600 | 164 | 0 | 51.57 | 51.86 | 8 | 0
2040 | MISO_W_2_IESO | MISO_W | IESO | Internal | Shoulder | B14 | 900 | 164 | 164 | 39.18 | 51.86 | 8 | 4.67
2040 | MISO_W_2_IESO | MISO_W | IESO | Internal | Shoulder | B15 | 1203 | 164 | 164 | 33.35 | 51.86 | 8 | 10.51
2040 | MISO_W_2_IESO | MISO_W | IESO | Internal | Summer | B1 | 10 | 164 | 0 | 91.57 | 88.57 | 8 | 0
2040 | MISO_W_2_IESO | MISO_W | IESO | Internal | Summer | B2 | 25 | 164 | 0 | 86.66 | 84.43 | 8 | 0
2040 | MISO_W_2_IESO | MISO_W | IESO | Internal | Summer | B3 | 75 | 164 | 0 | 88.19 | 81.48 | 8 | 0
2040 | MISO_W_2_IESO | MISO_W | IESO | Internal | Summer | B4 | 100 | 164 | 0 | 85.25 | 74.86 | 8 | 0
2040 | MISO_W_2_IESO | MISO_W | IESO | Internal | Summer | B5 | 200 | 164 | 0 | 84.56 | 71.4 | 8 | 0
2040 | MISO_W_2_IESO | MISO_W | IESO | Internal | Summer | B6 | 300 | 164 | 0 | 68.8 | 52 | 8 | 0
2040 | MISO_W_2_IESO | MISO_W | IESO | Internal | Summer | B7 | 400 | 164 | 0 | 58.97 | 52 | 8 | 0
2040 | MISO_W_2_IESO | MISO_W | IESO | Internal | Summer | B8 | 500 | 164 | 0 | 49.74 | 48.16 | 8 | 0
2040 | MISO_W_2_IESO | MISO_W | IESO | Internal | Summer | B9 | 800 | 164 | 0 | 45.54 | 48.16 | 8 | 0
2040 | MISO_W_2_IESO | MISO_W | IESO | Internal | Summer | B10 | 1262 | 164 | 164 | 37.8 | 48.16 | 8 | 2.36
2040 | MISO_W_2_IESO | MISO_W | IESO | Internal | Winter | B16 | 25 | 164 | 164 | 40.66 | 55.78 | 8 | 7.12
2040 | MISO_W_2_IESO | MISO_W | IESO | Internal | Winter | B17 | 100 | 164 | 164 | 37.39 | 55.05 | 8 | 9.66
2040 | MISO_W_2_IESO | MISO_W | IESO | Internal | Winter | B18 | 400 | 164 | 0 | 47.35 | 55.05 | 8 | 0
2040 | MISO_W_2_IESO | MISO_W | IESO | Internal | Winter | B19 | 700 | 164 | 0 | 47.35 | 55.05 | 8 | 0
2040 | MISO_W_2_IESO | MISO_W | IESO | Internal | Winter | B20 | 935 | 164 | 164 | 33.4 | 55.05 | 8 | 13.66
2040 | MISO_W_2_MAPP_CA | MISO_W | MAPP_CA | Internal | Shoulder | B11 | 25 | 788 | 0 | 65.79 | 46.79 | 0.01 | 0
2040 | MISO_W_2_MAPP_CA | MISO_W | MAPP_CA | Internal | Shoulder | B12 | 200 | 788 | 0.01 | 57.11 | 57.09 | 0.01 | 0
2040 | MISO_W_2_MAPP_CA | MISO_W | MAPP_CA | Internal | Shoulder | B13 | 600 | 788 | 0 | 51.57 | 51.56 | 0.01 | 0
2040 | MISO_W_2_MAPP_CA | MISO_W | MAPP_CA | Internal | Shoulder | B14 | 900 | 788 | 0 | 39.18 | 39.17 | 0.01 | 0
2040 | MISO_W_2_MAPP_CA | MISO_W | MAPP_CA | Internal | Shoulder | B15 | 1203 | 788 | 788 | 33.35 | 39.17 | 0.01 | 5.81
2040 | MISO_W_2_MAPP_CA | MISO_W | MAPP_CA | Internal | Summer | B1 | 10 | 788 | 0 | 91.57 | 59.87 | 0.01 | 0
2040 | MISO_W_2_MAPP_CA | MISO_W | MAPP_CA | Internal | Summer | B2 | 25 | 788 | 0 | 86.66 | 59.87 | 0.01 | 0
2040 | MISO_W_2_MAPP_CA | MISO_W | MAPP_CA | Internal | Summer | B3 | 75 | 788 | 0 | 88.19 | 73.48 | 0.01 | 0
2040 | MISO_W_2_MAPP_CA | MISO_W | MAPP_CA | Internal | Summer | B4 | 100 | 788 | 0 | 85.25 | 66.86 | 0.01 | 0
2040 | MISO_W_2_MAPP_CA | MISO_W | MAPP_CA | Internal | Summer | B5 | 200 | 788 | 0 | 84.56 | 63.4 | 0.01 | 0
2040 | MISO_W_2_MAPP_CA | MISO_W | MAPP_CA | Internal | Summer | B6 | 300 | 788 | 0 | 68.8 | 54.8 | 0.01 | 0
2040 | MISO_W_2_MAPP_CA | MISO_W | MAPP_CA | Internal | Summer | B7 | 400 | 788 | 0 | 58.97 | 45.53 | 0.01 | 0
2040 | MISO_W_2_MAPP_CA | MISO_W | MAPP_CA | Internal | Summer | B8 | 500 | 788 | 0 | 49.74 | 45.53 | 0.01 | 0
2040 | MISO_W_2_MAPP_CA | MISO_W | MAPP_CA | Internal | Summer | B9 | 800 | 788 | 0 | 45.54 | 45.53 | 0.01 | 0
2040 | MISO_W_2_MAPP_CA | MISO_W | MAPP_CA | Internal | Summer | B10 | 1262 | 788 | 788 | 37.8 | 45.53 | 0.01 | 7.72
2040 | MISO_W_2_MAPP_CA | MISO_W | MAPP_CA | Internal | Winter | B16 | 25 | 788 | 788 | 40.66 | 47.34 | 0.01 | 6.67
2040 | MISO_W_2_MAPP_CA | MISO_W | MAPP_CA | Internal | Winter | B17 | 100 | 788 | 788 | 37.39 | 47.34 | 0.01 | 9.94
2040 | MISO_W_2_MAPP_CA | MISO_W | MAPP_CA | Internal | Winter | B18 | 400 | 788 | 0 | 47.35 | 47.34 | 0.01 | 0
2040 | MISO_W_2_MAPP_CA | MISO_W | MAPP_CA | Internal | Winter | B19 | 700 | 788 | 0 | 47.35 | 47.34 | 0.01 | 0
2040 | MISO_W_2_MAPP_CA | MISO_W | MAPP_CA | Internal | Winter | B20 | 935 | 788 | 788 | 33.4 | 47.34 | 0.01 | 13.93
2040 | MISO_W_2_MISO_MO-IL | MISO_W | MISO_MO-IL | Internal | Shoulder | B11 | 25 | 7873 | 7152.09 | 65.79 | 65.8 | 0.01 | 0
2040 | MISO_W_2_MISO_MO-IL | MISO_W | MISO_MO-IL | Internal | Shoulder | B12 | 200 | 7873 | 5901.05 | 57.11 | 57.12 | 0.01 | 0
2040 | MISO_W_2_MISO_MO-IL | MISO_W | MISO_MO-IL | Internal | Shoulder | B13 | 600 | 7873 | 6512.81 | 51.57 | 51.58 | 0.01 | 0
2040 | MISO_W_2_MISO_MO-IL | MISO_W | MISO_MO-IL | Internal | Shoulder | B14 | 900 | 7873 | 7873 | 39.18 | 45.58 | 0.01 | 6.38
2040 | MISO_W_2_MISO_MO-IL | MISO_W | MISO_MO-IL | Internal | Shoulder | B15 | 1203 | 7873 | 7873 | 33.35 | 41.62 | 0.01 | 8.26
2040 | MISO_W_2_MISO_MO-IL | MISO_W | MISO_MO-IL | Internal | Summer | B1 | 10 | 7873 | 6423.17 | 91.57 | 91.58 | 0.01 | 0
2040 | MISO_W_2_MISO_MO-IL | MISO_W | MISO_MO-IL | Internal | Summer | B2 | 25 | 7873 | 7873 | 86.66 | 88.2 | 0.01 | 1.53
2040 | MISO_W_2_MISO_MO-IL | MISO_W | MISO_MO-IL | Internal | Summer | B3 | 75 | 7873 | 6434.82 | 88.19 | 88.2 | 0.01 | 0
2040 | MISO_W_2_MISO_MO-IL | MISO_W | MISO_MO-IL | Internal | Summer | B4 | 100 | 7873 | 7843.61 | 85.25 | 85.26 | 0.01 | 0
2040 | MISO_W_2_MISO_MO-IL | MISO_W | MISO_MO-IL | Internal | Summer | B5 | 200 | 7873 | 7426.42 | 84.56 | 84.58 | 0.01 | 0
2040 | MISO_W_2_MISO_MO-IL | MISO_W | MISO_MO-IL | Internal | Summer | B6 | 300 | 7873 | 2708.3 | 68.8 | 68.81 | 0.01 | 0
2040 | MISO_W_2_MISO_MO-IL | MISO_W | MISO_MO-IL | Internal | Summer | B7 | 400 | 7873 | 4862.11 | 58.97 | 58.98 | 0.01 | 0
2040 | MISO_W_2_MISO_MO-IL | MISO_W | MISO_MO-IL | Internal | Summer | B8 | 500 | 7873 | 7103.57 | 49.74 | 49.75 | 0.01 | 0
2040 | MISO_W_2_MISO_MO-IL | MISO_W | MISO_MO-IL | Internal | Summer | B9 | 800 | 7873 | 4898.08 | 45.54 | 45.55 | 0.01 | 0
2040 | MISO_W_2_MISO_MO-IL | MISO_W | MISO_MO-IL | Internal | Summer | B10 | 1262 | 7873 | 7735.71 | 37.8 | 37.81 | 0.01 | 0
2040 | MISO_W_2_MISO_MO-IL | MISO_W | MISO_MO-IL | Internal | Winter | B16 | 25 | 7873 | 7873 | 40.66 | 64.23 | 0.01 | 23.56
2040 | MISO_W_2_MISO_MO-IL | MISO_W | MISO_MO-IL | Internal | Winter | B17 | 100 | 7873 | 7873 | 37.39 | 55.97 | 0.01 | 18.56
2040 | MISO_W_2_MISO_MO-IL | MISO_W | MISO_MO-IL | Internal | Winter | B18 | 400 | 7873 | 7873 | 47.35 | 48.71 | 0.01 | 1.34
2040 | MISO_W_2_MISO_MO-IL | MISO_W | MISO_MO-IL | Internal | Winter | B19 | 700 | 7873 | 7873 | 47.35 | 48.71 | 0.01 | 1.34
2040 | MISO_W_2_MISO_MO-IL | MISO_W | MISO_MO-IL | Internal | Winter | B20 | 935 | 7873 | 7873 | 33.4 | 41.59 | 0.01 | 8.18
2040 | MISO_W_2_MISO_WUMS | MISO_W | MISO_WUMS | Internal | Shoulder | B11 | 25 | 3756 | 3756 | 65.79 | 66.47 | 0.01 | 0.67
2040 | MISO_W_2_MISO_WUMS | MISO_W | MISO_WUMS | Internal | Shoulder | B12 | 200 | 3756 | 3756 | 57.11 | 57.7 | 0.01 | 0.58
2040 | MISO_W_2_MISO_WUMS | MISO_W | MISO_WUMS | Internal | Shoulder | B13 | 600 | 3756 | 3756 | 51.57 | 54.04 | 0.01 | 2.45
2040 | MISO_W_2_MISO_WUMS | MISO_W | MISO_WUMS | Internal | Shoulder | B14 | 900 | 3756 | 3756 | 39.18 | 52.96 | 0.01 | 13.76
2040 | MISO_W_2_MISO_WUMS | MISO_W | MISO_WUMS | Internal | Shoulder | B15 | 1203 | 3756 | 3756 | 33.35 | 47.06 | 0.01 | 13.7
2040 | MISO_W_2_MISO_WUMS | MISO_W | MISO_WUMS | Internal | Summer | B1 | 10 | 3756 | 0 | 91.57 | 84.3 | 0.01 | 0
2040 | MISO_W_2_MISO_WUMS | MISO_W | MISO_WUMS | Internal | Summer | B2 | 25 | 3756 | 0 | 86.66 | 84.3 | 0.01 | 0
2040 | MISO_W_2_MISO_WUMS | MISO_W | MISO_WUMS | Internal | Summer | B3 | 75 | 3756 | 0 | 88.19 | 84.3 | 0.01 | 0
2040 | MISO_W_2_MISO_WUMS | MISO_W | MISO_WUMS | Internal | Summer | B4 | 100 | 3756 | 0 | 85.25 | 84.3 | 0.01 | 0
2040 | MISO_W_2_MISO_WUMS | MISO_W | MISO_WUMS | Internal | Summer | B5 | 200 | 3756 | 0 | 84.56 | 84.3 | 0.01 | 0
2040 | MISO_W_2_MISO_WUMS | MISO_W | MISO_WUMS | Internal | Summer | B6 | 300 | 3756 | 2230.1 | 68.8 | 68.81 | 0.01 | 0
2040 | MISO_W_2_MISO_WUMS | MISO_W | MISO_WUMS | Internal | Summer | B7 | 400 | 3756 | 2394.3 | 58.97 | 58.98 | 0.01 | 0
2040 | MISO_W_2_MISO_WUMS | MISO_W | MISO_WUMS | Internal | Summer | B8 | 500 | 3756 | 3756 | 49.74 | 51.92 | 0.01 | 2.16
2040 | MISO_W_2_MISO_WUMS | MISO_W | MISO_WUMS | Internal | Summer | B9 | 800 | 3756 | 3756 | 45.54 | 49.37 | 0.01 | 3.82
2040 | MISO_W_2_MISO_WUMS | MISO_W | MISO_WUMS | Internal | Summer | B10 | 1262 | 3756 | 3756 | 37.8 | 41.97 | 0.01 | 4.17
2040 | MISO_W_2_MISO_WUMS | MISO_W | MISO_WUMS | Internal | Winter | B16 | 25 | 3756 | 3756 | 40.66 | 68.77 | 0.01 | 28.1
2040 | MISO_W_2_MISO_WUMS | MISO_W | MISO_WUMS | Internal | Winter | B17 | 100 | 3756 | 3756 | 37.39 | 62.96 | 0.01 | 25.55
2040 | MISO_W_2_MISO_WUMS | MISO_W | MISO_WUMS | Internal | Winter | B18 | 400 | 3756 | 3756 | 47.35 | 57.96 | 0.01 | 10.59
2040 | MISO_W_2_MISO_WUMS | MISO_W | MISO_WUMS | Internal | Winter | B19 | 700 | 3756 | 3756 | 47.35 | 56.32 | 0.01 | 8.96
2040 | MISO_W_2_MISO_WUMS | MISO_W | MISO_WUMS | Internal | Winter | B20 | 935 | 3756 | 3756 | 33.4 | 47.04 | 0.01 | 13.63
2040 | MISO_W_2_NE | MISO_W | NE | Internal | Shoulder | B11 | 25 | 20297 | 0 | 65.79 | 60.79 | 7 | 0
2040 | MISO_W_2_NE | MISO_W | NE | Internal | Shoulder | B12 | 200 | 20297 | 0 | 57.11 | 52.11 | 7 | 0
2040 | MISO_W_2_NE | MISO_W | NE | Internal | Shoulder | B13 | 600 | 20297 | 0 | 51.57 | 46.57 | 7 | 0
2040 | MISO_W_2_NE | MISO_W | NE | Internal | Shoulder | B14 | 900 | 20297 | 0 | 39.18 | 30.78 | 7 | 0
2040 | MISO_W_2_NE | MISO_W | NE | Internal | Shoulder | B15 | 1203 | 20297 | 0 | 33.35 | 21.99 | 7 | 0
2040 | MISO_W_2_NE | MISO_W | NE | Internal | Summer | B1 | 10 | 20297 | 0 | 91.57 | 86.57 | 7 | 0
2040 | MISO_W_2_NE | MISO_W | NE | Internal | Summer | B2 | 25 | 20297 | 0 | 86.66 | 81.66 | 7 | 0
2040 | MISO_W_2_NE | MISO_W | NE | Internal | Summer | B3 | 75 | 20297 | 0 | 88.19 | 83.19 | 7 | 0
2040 | MISO_W_2_NE | MISO_W | NE | Internal | Summer | B4 | 100 | 20297 | 0 | 85.25 | 80.25 | 7 | 0
2040 | MISO_W_2_NE | MISO_W | NE | Internal | Summer | B5 | 200 | 20297 | 0 | 84.56 | 79.56 | 7 | 0
2040 | MISO_W_2_NE | MISO_W | NE | Internal | Summer | B6 | 300 | 20297 | 0 | 68.8 | 63.8 | 7 | 0
2040 | MISO_W_2_NE | MISO_W | NE | Internal | Summer | B7 | 400 | 20297 | 0 | 58.97 | 53.97 | 7 | 0
2040 | MISO_W_2_NE | MISO_W | NE | Internal | Summer | B8 | 500 | 20297 | 0 | 49.74 | 44.74 | 7 | 0
2040 | MISO_W_2_NE | MISO_W | NE | Internal | Summer | B9 | 800 | 20297 | 0 | 45.54 | 40.54 | 7 | 0
2040 | MISO_W_2_NE | MISO_W | NE | Internal | Summer | B10 | 1262 | 20297 | 0 | 37.8 | 32.8 | 7 | 0
2040 | MISO_W_2_NE | MISO_W | NE | Internal | Winter | B16 | 25 | 20297 | 0 | 40.66 | -30.73 | 7 | 0
2040 | MISO_W_2_NE | MISO_W | NE | Internal | Winter | B17 | 100 | 20297 | 0 | 37.39 | 25.39 | 7 | 0
2040 | MISO_W_2_NE | MISO_W | NE | Internal | Winter | B18 | 400 | 20297 | 0 | 47.35 | 42.35 | 7 | 0
2040 | MISO_W_2_NE | MISO_W | NE | Internal | Winter | B19 | 700 | 20297 | 0 | 47.35 | 40.03 | 7 | 0
2040 | MISO_W_2_NE | MISO_W | NE | Internal | Winter | B20 | 935 | 20297 | 0 | 33.4 | 26.44 | 7 | 0
2040 | MISO_W_2_PJM_ROR | MISO_W | PJM_ROR | Internal | Shoulder | B11 | 25 | 10135 | 4594.72 | 65.79 | 67.79 | 2 | 0
2040 | MISO_W_2_PJM_ROR | MISO_W | PJM_ROR | Internal | Shoulder | B12 | 200 | 10135 | 6222.68 | 57.11 | 59.11 | 2 | 0
2040 | MISO_W_2_PJM_ROR | MISO_W | PJM_ROR | Internal | Shoulder | B13 | 600 | 10135 | 10134.99 | 51.57 | 53.58 | 2 | 0.01
2040 | MISO_W_2_PJM_ROR | MISO_W | PJM_ROR | Internal | Shoulder | B14 | 900 | 10135 | 10135 | 39.18 | 50.96 | 2 | 9.77
2040 | MISO_W_2_PJM_ROR | MISO_W | PJM_ROR | Internal | Shoulder | B15 | 1203 | 10135 | 10135 | 33.35 | 49.06 | 2 | 13.71
2040 | MISO_W_2_PJM_ROR | MISO_W | PJM_ROR | Internal | Summer | B1 | 10 | 10135 | 7474.72 | 91.57 | 93.57 | 2 | 0
2040 | MISO_W_2_PJM_ROR | MISO_W | PJM_ROR | Internal | Summer | B2 | 25 | 10135 | 6127.1 | 86.66 | 88.66 | 2 | 0
2040 | MISO_W_2_PJM_ROR | MISO_W | PJM_ROR | Internal | Summer | B3 | 75 | 10135 | 0 | 88.19 | 86.48 | 2 | 0
2040 | MISO_W_2_PJM_ROR | MISO_W | PJM_ROR | Internal | Summer | B4 | 100 | 10135 | 0 | 85.25 | 86.48 | 2 | 0
2040 | MISO_W_2_PJM_ROR | MISO_W | PJM_ROR | Internal | Summer | B5 | 200 | 10135 | 0 | 84.56 | 85.25 | 2 | 0
2040 | MISO_W_2_PJM_ROR | MISO_W | PJM_ROR | Internal | Summer | B6 | 300 | 10135 | 0 | 68.8 | 66.81 | 2 | 0
2040 | MISO_W_2_PJM_ROR | MISO_W | PJM_ROR | Internal | Summer | B7 | 400 | 10135 | 0 | 58.97 | 57 | 2 | 0
2040 | MISO_W_2_PJM_ROR | MISO_W | PJM_ROR | Internal | Summer | B8 | 500 | 10135 | 2217.73 | 49.74 | 51.74 | 2 | 0
2040 | MISO_W_2_PJM_ROR | MISO_W | PJM_ROR | Internal | Summer | B9 | 800 | 10135 | 4814.19 | 45.54 | 47.54 | 2 | 0
2040 | MISO_W_2_PJM_ROR | MISO_W | PJM_ROR | Internal | Summer | B10 | 1262 | 10135 | 10135 | 37.8 | 42.11 | 2 | 2.31
2040 | MISO_W_2_PJM_ROR | MISO_W | PJM_ROR | Internal | Winter | B16 | 25 | 10135 | 10135 | 40.66 | 70.77 | 2 | 28.11
2040 | MISO_W_2_PJM_ROR | MISO_W | PJM_ROR | Internal | Winter | B17 | 100 | 10135 | 10135 | 37.39 | 64.96 | 2 | 25.56
2040 | MISO_W_2_PJM_ROR | MISO_W | PJM_ROR | Internal | Winter | B18 | 400 | 10135 | 10135 | 47.35 | 58.48 | 2 | 9.12
2040 | MISO_W_2_PJM_ROR | MISO_W | PJM_ROR | Internal | Winter | B19 | 700 | 10135 | 10135 | 47.35 | 54.67 | 2 | 5.32
2040 | MISO_W_2_PJM_ROR | MISO_W | PJM_ROR | Internal | Winter | B20 | 935 | 10135 | 10135 | 33.4 | 50.15 | 2 | 14.75
2040 | MISO_W_2_SPP_N | MISO_W | SPP_N | Internal | Shoulder | B11 | 25 | 3200 | 0 | 65.79 | 60.8 | 7 | 0
2040 | MISO_W_2_SPP_N | MISO_W | SPP_N | Internal | Shoulder | B12 | 200 | 3200 | 0 | 57.11 | 52.12 | 7 | 0
2040 | MISO_W_2_SPP_N | MISO_W | SPP_N | Internal | Shoulder | B13 | 600 | 3200 | 0 | 51.57 | 46.58 | 7 | 0
2040 | MISO_W_2_SPP_N | MISO_W | SPP_N | Internal | Shoulder | B14 | 900 | 3200 | 0 | 39.18 | 30.79 | 7 | 0
2040 | MISO_W_2_SPP_N | MISO_W | SPP_N | Internal | Shoulder | B15 | 1203 | 3200 | 0 | 33.35 | 22 | 7 | 0
2040 | MISO_W_2_SPP_N | MISO_W | SPP_N | Internal | Summer | B1 | 10 | 3200 | 0 | 91.57 | 86.58 | 7 | 0
2040 | MISO_W_2_SPP_N | MISO_W | SPP_N | Internal | Summer | B2 | 25 | 3200 | 0 | 86.66 | 81.67 | 7 | 0
2040 | MISO_W_2_SPP_N | MISO_W | SPP_N | Internal | Summer | B3 | 75 | 3200 | 0 | 88.19 | 83.2 | 7 | 0
2040 | MISO_W_2_SPP_N | MISO_W | SPP_N | Internal | Summer | B4 | 100 | 3200 | 0 | 85.25 | 80.26 | 7 | 0
2040 | MISO_W_2_SPP_N | MISO_W | SPP_N | Internal | Summer | B5 | 200 | 3200 | 0 | 84.56 | 79.58 | 7 | 0
2040 | MISO_W_2_SPP_N | MISO_W | SPP_N | Internal | Summer | B6 | 300 | 3200 | 0 | 68.8 | 63.81 | 7 | 0
2040 | MISO_W_2_SPP_N | MISO_W | SPP_N | Internal | Summer | B7 | 400 | 3200 | 0 | 58.97 | 54.89 | 7 | 0
2040 | MISO_W_2_SPP_N | MISO_W | SPP_N | Internal | Summer | B8 | 500 | 3200 | 0 | 49.74 | 50.17 | 7 | 0
2040 | MISO_W_2_SPP_N | MISO_W | SPP_N | Internal | Summer | B9 | 800 | 3200 | 0 | 45.54 | 44.94 | 7 | 0
2040 | MISO_W_2_SPP_N | MISO_W | SPP_N | Internal | Summer | B10 | 1262 | 3200 | 0 | 37.8 | 32.81 | 7 | 0
2040 | MISO_W_2_SPP_N | MISO_W | SPP_N | Internal | Winter | B16 | 25 | 3200 | 0 | 40.66 | 35.66 | 7 | 0
2040 | MISO_W_2_SPP_N | MISO_W | SPP_N | Internal | Winter | B17 | 100 | 3200 | 0 | 37.39 | 32.39 | 7 | 0
2040 | MISO_W_2_SPP_N | MISO_W | SPP_N | Internal | Winter | B18 | 400 | 3200 | 0 | 47.35 | 42.37 | 7 | 0
2040 | MISO_W_2_SPP_N | MISO_W | SPP_N | Internal | Winter | B19 | 700 | 3200 | 0 | 47.35 | 40.04 | 7 | 0
2040 | MISO_W_2_SPP_N | MISO_W | SPP_N | Internal | Winter | B20 | 935 | 3200 | 0 | 33.4 | 26.45 | 7 | 0
2040 | MISO_WUMS_2_MISO_MI | MISO_WUMS | MISO_MI | Internal | Shoulder | B11 | 25 | 148 | 85.88 | 66.47 | 66.48 | 0.01 | 0
2040 | MISO_WUMS_2_MISO_MI | MISO_WUMS | MISO_MI | Internal | Shoulder | B12 | 200 | 148 | 148 | 57.7 | 61.11 | 0.01 | 3.39
2040 | MISO_WUMS_2_MISO_MI | MISO_WUMS | MISO_MI | Internal | Shoulder | B13 | 600 | 148 | 148 | 54.04 | 57.61 | 0.01 | 3.56
2040 | MISO_WUMS_2_MISO_MI | MISO_WUMS | MISO_MI | Internal | Shoulder | B14 | 900 | 148 | 148 | 52.96 | 53.9 | 0.01 | 0.94
2040 | MISO_WUMS_2_MISO_MI | MISO_WUMS | MISO_MI | Internal | Shoulder | B15 | 1203 | 148 | 65.89 | 47.06 | 47.07 | 0.01 | 0
2040 | MISO_WUMS_2_MISO_MI | MISO_WUMS | MISO_MI | Internal | Summer | B1 | 10 | 148 | 148 | 84.3 | 95.57 | 0.01 | 11.26
2040 | MISO_WUMS_2_MISO_MI | MISO_WUMS | MISO_MI | Internal | Summer | B2 | 25 | 148 | 148 | 84.3 | 90.67 | 0.01 | 6.36
2040 | MISO_WUMS_2_MISO_MI | MISO_WUMS | MISO_MI | Internal | Summer | B3 | 75 | 148 | 148 | 84.3 | 88.48 | 0.01 | 4.16
2040 | MISO_WUMS_2_MISO_MI | MISO_WUMS | MISO_MI | Internal | Summer | B4 | 100 | 148 | 148 | 84.3 | 85.58 | 0.01 | 1.26
2040 | MISO_WUMS_2_MISO_MI | MISO_WUMS | MISO_MI | Internal | Summer | B5 | 200 | 148 | 148 | 84.3 | 84.6 | 0.01 | 0.29
2040 | MISO_WUMS_2_MISO_MI | MISO_WUMS | MISO_MI | Internal | Summer | B6 | 300 | 148 | 0.02 | 68.81 | 68.81 | 0.01 | 0
2040 | MISO_WUMS_2_MISO_MI | MISO_WUMS | MISO_MI | Internal | Summer | B7 | 400 | 148 | 147.99 | 58.98 | 59 | 0.01 | 0.01
2040 | MISO_WUMS_2_MISO_MI | MISO_WUMS | MISO_MI | Internal | Summer | B8 | 500 | 148 | 148 | 51.92 | 52.58 | 0.01 | 0.65
2040 | MISO_WUMS_2_MISO_MI | MISO_WUMS | MISO_MI | Internal | Summer | B9 | 800 | 148 | 0 | 49.37 | 49.36 | 0.01 | 0
2040 | MISO_WUMS_2_MISO_MI | MISO_WUMS | MISO_MI | Internal | Summer | B10 | 1262 | 148 | 148 | 41.97 | 42.47 | 0.01 | 0.49
2040 | MISO_WUMS_2_MISO_MI | MISO_WUMS | MISO_MI | Internal | Winter | B16 | 25 | 148 | 148 | 68.77 | 72.77 | 0.01 | 3.99
2040 | MISO_WUMS_2_MISO_MI | MISO_WUMS | MISO_MI | Internal | Winter | B17 | 100 | 148 | 148 | 62.96 | 64.98 | 0.01 | 2.01
2040 | MISO_WUMS_2_MISO_MI | MISO_WUMS | MISO_MI | Internal | Winter | B18 | 400 | 148 | 148 | 57.96 | 60.48 | 0.01 | 2.5
2040 | MISO_WUMS_2_MISO_MI | MISO_WUMS | MISO_MI | Internal | Winter | B19 | 700 | 148 | 0 | 56.32 | 56.31 | 0.01 | 0
2040 | MISO_WUMS_2_MISO_MI | MISO_WUMS | MISO_MI | Internal | Winter | B20 | 935 | 148 | 34.57 | 47.04 | 47.05 | 0.01 | 0
2040 | MISO_WUMS_2_MISO_W | MISO_WUMS | MISO_W | Internal | Shoulder | B11 | 25 | 3264 | 0 | 66.47 | 65.79 | 0.01 | 0
2040 | MISO_WUMS_2_MISO_W | MISO_WUMS | MISO_W | Internal | Shoulder | B12 | 200 | 3264 | 0 | 57.7 | 57.11 | 0.01 | 0
2040 | MISO_WUMS_2_MISO_W | MISO_WUMS | MISO_W | Internal | Shoulder | B13 | 600 | 3264 | 0 | 54.04 | 51.57 | 0.01 | 0
2040 | MISO_WUMS_2_MISO_W | MISO_WUMS | MISO_W | Internal | Shoulder | B14 | 900 | 3264 | 0 | 52.96 | 39.18 | 0.01 | 0
2040 | MISO_WUMS_2_MISO_W | MISO_WUMS | MISO_W | Internal | Shoulder | B15 | 1203 | 3264 | 0 | 47.06 | 33.35 | 0.01 | 0
2040 | MISO_WUMS_2_MISO_W | MISO_WUMS | MISO_W | Internal | Summer | B1 | 10 | 3264 | 3264 | 84.3 | 91.57 | 0.01 | 7.26
2040 | MISO_WUMS_2_MISO_W | MISO_WUMS | MISO_W | Internal | Summer | B2 | 25 | 3264 | 3264 | 84.3 | 86.66 | 0.01 | 2.34
2040 | MISO_WUMS_2_MISO_W | MISO_WUMS | MISO_W | Internal | Summer | B3 | 75 | 3264 | 3264 | 84.3 | 88.19 | 0.01 | 3.88
2040 | MISO_WUMS_2_MISO_W | MISO_WUMS | MISO_W | Internal | Summer | B4 | 100 | 3264 | 3264 | 84.3 | 85.25 | 0.01 | 0.93
2040 | MISO_WUMS_2_MISO_W | MISO_WUMS | MISO_W | Internal | Summer | B5 | 200 | 3264 | 3264 | 84.3 | 84.56 | 0.01 | 0.25
2040 | MISO_WUMS_2_MISO_W | MISO_WUMS | MISO_W | Internal | Summer | B6 | 300 | 3264 | 0 | 68.81 | 68.8 | 0.01 | 0
2040 | MISO_WUMS_2_MISO_W | MISO_WUMS | MISO_W | Internal | Summer | B7 | 400 | 3264 | 0 | 58.98 | 58.97 | 0.01 | 0
2040 | MISO_WUMS_2_MISO_W | MISO_WUMS | MISO_W | Internal | Summer | B8 | 500 | 3264 | 0 | 51.92 | 49.74 | 0.01 | 0
2040 | MISO_WUMS_2_MISO_W | MISO_WUMS | MISO_W | Internal | Summer | B9 | 800 | 3264 | 0 | 49.37 | 45.54 | 0.01 | 0
2040 | MISO_WUMS_2_MISO_W | MISO_WUMS | MISO_W | Internal | Summer | B10 | 1262 | 3264 | 0 | 41.97 | 37.8 | 0.01 | 0
2040 | MISO_WUMS_2_MISO_W | MISO_WUMS | MISO_W | Internal | Winter | B16 | 25 | 3264 | 0 | 68.77 | 40.66 | 0.01 | 0
2040 | MISO_WUMS_2_MISO_W | MISO_WUMS | MISO_W | Internal | Winter | B17 | 100 | 3264 | 0 | 62.96 | 37.39 | 0.01 | 0
2040 | MISO_WUMS_2_MISO_W | MISO_WUMS | MISO_W | Internal | Winter | B18 | 400 | 3264 | 0 | 57.96 | 47.35 | 0.01 | 0
2040 | MISO_WUMS_2_MISO_W | MISO_WUMS | MISO_W | Internal | Winter | B19 | 700 | 3264 | 0 | 56.32 | 47.35 | 0.01 | 0
2040 | MISO_WUMS_2_MISO_W | MISO_WUMS | MISO_W | Internal | Winter | B20 | 935 | 3264 | 0 | 47.04 | 33.4 | 0.01 | 0
2040 | MISO_WUMS_2_PJM_ROR | MISO_WUMS | PJM_ROR | Internal | Shoulder | B11 | 25 | 1600 | 0 | 66.47 | 67.79 | 2 | 0
2040 | MISO_WUMS_2_PJM_ROR | MISO_WUMS | PJM_ROR | Internal | Shoulder | B12 | 200 | 1600 | 0 | 57.7 | 59.11 | 2 | 0
2040 | MISO_WUMS_2_PJM_ROR | MISO_WUMS | PJM_ROR | Internal | Shoulder | B13 | 600 | 1600 | 0 | 54.04 | 53.58 | 2 | 0
2040 | MISO_WUMS_2_PJM_ROR | MISO_WUMS | PJM_ROR | Internal | Shoulder | B14 | 900 | 1600 | 0 | 52.96 | 50.96 | 2 | 0
2040 | MISO_WUMS_2_PJM_ROR | MISO_WUMS | PJM_ROR | Internal | Shoulder | B15 | 1203 | 1600 | 475.11 | 47.06 | 49.06 | 2 | 0
2040 | MISO_WUMS_2_PJM_ROR | MISO_WUMS | PJM_ROR | Internal | Summer | B1 | 10 | 1600 | 1600 | 84.3 | 93.57 | 2 | 7.27
2040 | MISO_WUMS_2_PJM_ROR | MISO_WUMS | PJM_ROR | Internal | Summer | B2 | 25 | 1600 | 1600 | 84.3 | 88.66 | 2 | 2.36
2040 | MISO_WUMS_2_PJM_ROR | MISO_WUMS | PJM_ROR | Internal | Summer | B3 | 75 | 1600 | 1599.99 | 84.3 | 86.48 | 2 | 0.17
2040 | MISO_WUMS_2_PJM_ROR | MISO_WUMS | PJM_ROR | Internal | Summer | B4 | 100 | 1600 | 1600 | 84.3 | 86.48 | 2 | 0.17
2040 | MISO_WUMS_2_PJM_ROR | MISO_WUMS | PJM_ROR | Internal | Summer | B5 | 200 | 1600 | 0 | 84.3 | 85.25 | 2 | 0
2040 | MISO_WUMS_2_PJM_ROR | MISO_WUMS | PJM_ROR | Internal | Summer | B6 | 300 | 1600 | 0 | 68.81 | 66.81 | 2 | 0
2040 | MISO_WUMS_2_PJM_ROR | MISO_WUMS | PJM_ROR | Internal | Summer | B7 | 400 | 1600 | 0 | 58.98 | 57 | 2 | 0
2040 | MISO_WUMS_2_PJM_ROR | MISO_WUMS | PJM_ROR | Internal | Summer | B8 | 500 | 1600 | 0 | 51.92 | 51.74 | 2 | 0
2040 | MISO_WUMS_2_PJM_ROR | MISO_WUMS | PJM_ROR | Internal | Summer | B9 | 800 | 1600 | 0 | 49.37 | 47.54 | 2 | 0
2040 | MISO_WUMS_2_PJM_ROR | MISO_WUMS | PJM_ROR | Internal | Summer | B10 | 1262 | 1600 | 0 | 41.97 | 42.11 | 2 | 0
2040 | MISO_WUMS_2_PJM_ROR | MISO_WUMS | PJM_ROR | Internal | Winter | B16 | 25 | 1600 | 779.51 | 68.77 | 70.77 | 2 | 0
2040 | MISO_WUMS_2_PJM_ROR | MISO_WUMS | PJM_ROR | Internal | Winter | B17 | 100 | 1600 | 1202.31 | 62.96 | 64.96 | 2 | 0
2040 | MISO_WUMS_2_PJM_ROR | MISO_WUMS | PJM_ROR | Internal | Winter | B18 | 400 | 1600 | 0 | 57.96 | 58.48 | 2 | 0
2040 | MISO_WUMS_2_PJM_ROR | MISO_WUMS | PJM_ROR | Internal | Winter | B19 | 700 | 1600 | 0 | 56.32 | 54.67 | 2 | 0
2040 | MISO_WUMS_2_PJM_ROR | MISO_WUMS | PJM_ROR | Internal | Winter | B20 | 935 | 1600 | 1600 | 47.04 | 50.15 | 2 | 1.11
2040 | NE_2_MAPP_US | NE | MAPP_US | Internal | Shoulder | B11 | 25 | 1600 | 0 | 60.79 | 53.79 | 5 | 0
2040 | NE_2_MAPP_US | NE | MAPP_US | Internal | Shoulder | B12 | 200 | 1600 | 0 | 52.11 | 50.11 | 5 | 0
2040 | NE_2_MAPP_US | NE | MAPP_US | Internal | Shoulder | B13 | 600 | 1600 | 0 | 46.57 | 44.28 | 5 | 0
2040 | NE_2_MAPP_US | NE | MAPP_US | Internal | Shoulder | B14 | 900 | 1600 | 0 | 30.78 | 32.18 | 5 | 0
2040 | NE_2_MAPP_US | NE | MAPP_US | Internal | Shoulder | B15 | 1203 | 1600 | 0 | 21.99 | 26.35 | 5 | 0
2040 | NE_2_MAPP_US | NE | MAPP_US | Internal | Summer | B1 | 10 | 1600 | 0 | 86.57 | 84.57 | 5 | 0
2040 | NE_2_MAPP_US | NE | MAPP_US | Internal | Summer | B2 | 25 | 1600 | 0 | 81.66 | 79.66 | 5 | 0
2040 | NE_2_MAPP_US | NE | MAPP_US | Internal | Summer | B3 | 75 | 1600 | 0 | 83.19 | 81.19 | 5 | 0
2040 | NE_2_MAPP_US | NE | MAPP_US | Internal | Summer | B4 | 100 | 1600 | 0 | 80.25 | 78.25 | 5 | 0
2040 | NE_2_MAPP_US | NE | MAPP_US | Internal | Summer | B5 | 200 | 1600 | 0 | 79.56 | 77.56 | 5 | 0
2040 | NE_2_MAPP_US | NE | MAPP_US | Internal | Summer | B6 | 300 | 1600 | 0 | 63.8 | 61.8 | 5 | 0
2040 | NE_2_MAPP_US | NE | MAPP_US | Internal | Summer | B7 | 400 | 1600 | 0 | 53.97 | 51.97 | 5 | 0
2040 | NE_2_MAPP_US | NE | MAPP_US | Internal | Summer | B8 | 500 | 1600 | 0 | 44.74 | 38.53 | 5 | 0
2040 | NE_2_MAPP_US | NE | MAPP_US | Internal | Summer | B9 | 800 | 1600 | 0 | 40.54 | 38.53 | 5 | 0
2040 | NE_2_MAPP_US | NE | MAPP_US | Internal | Summer | B10 | 1262 | 1600 | 0 | 32.8 | 29.75 | 5 | 0
2040 | NE_2_MAPP_US | NE | MAPP_US | Internal | Winter | B16 | 25 | 1600 | 1600 | -30.73 | 24.87 | 5 | 50.6
2040 | NE_2_MAPP_US | NE | MAPP_US | Internal | Winter | B17 | 100 | 1600 | 955.39 | 25.39 | 30.39 | 5 | 0
2040 | NE_2_MAPP_US | NE | MAPP_US | Internal | Winter | B18 | 400 | 1600 | 0 | 42.35 | 40.35 | 5 | 0
2040 | NE_2_MAPP_US | NE | MAPP_US | Internal | Winter | B19 | 700 | 1600 | 0 | 40.03 | 40.35 | 5 | 0
2040 | NE_2_MAPP_US | NE | MAPP_US | Internal | Winter | B20 | 935 | 1600 | 0 | 26.44 | 26.4 | 5 | 0
2040 | NE_2_MISO_W | NE | MISO_W | Internal | Shoulder | B11 | 25 | 19097 | 13476.65 | 60.79 | 65.79 | 5 | 0
2040 | NE_2_MISO_W | NE | MISO_W | Internal | Shoulder | B12 | 200 | 19097 | 13985.9 | 52.11 | 57.11 | 5 | 0
2040 | NE_2_MISO_W | NE | MISO_W | Internal | Shoulder | B13 | 600 | 19097 | 17299.93 | 46.57 | 51.57 | 5 | 0
2040 | NE_2_MISO_W | NE | MISO_W | Internal | Shoulder | B14 | 900 | 19097 | 19097 | 30.78 | 39.18 | 5 | 3.4
2040 | NE_2_MISO_W | NE | MISO_W | Internal | Shoulder | B15 | 1203 | 19097 | 19097 | 21.99 | 33.35 | 5 | 6.36
2040 | NE_2_MISO_W | NE | MISO_W | Internal | Summer | B1 | 10 | 19097 | 12255.17 | 86.57 | 91.57 | 5 | 0
2040 | NE_2_MISO_W | NE | MISO_W | Internal | Summer | B2 | 25 | 19097 | 13185.01 | 81.66 | 86.66 | 5 | 0
2040 | NE_2_MISO_W | NE | MISO_W | Internal | Summer | B3 | 75 | 19097 | 7209.45 | 83.19 | 88.19 | 5 | 0
2040 | NE_2_MISO_W | NE | MISO_W | Internal | Summer | B4 | 100 | 19097 | 6546.35 | 80.25 | 85.25 | 5 | 0
2040 | NE_2_MISO_W | NE | MISO_W | Internal | Summer | B5 | 200 | 19097 | 5498.34 | 79.56 | 84.56 | 5 | 0
2040 | NE_2_MISO_W | NE | MISO_W | Internal | Summer | B6 | 300 | 19097 | 4926.6 | 63.8 | 68.8 | 5 | 0
2040 | NE_2_MISO_W | NE | MISO_W | Internal | Summer | B7 | 400 | 19097 | 4350.56 | 53.97 | 58.97 | 5 | 0
2040 | NE_2_MISO_W | NE | MISO_W | Internal | Summer | B8 | 500 | 19097 | 9052.44 | 44.74 | 49.74 | 5 | 0
2040 | NE_2_MISO_W | NE | MISO_W | Internal | Summer | B9 | 800 | 19097 | 8761.97 | 40.54 | 45.54 | 5 | 0
2040 | NE_2_MISO_W | NE | MISO_W | Internal | Summer | B10 | 1262 | 19097 | 15390.55 | 32.8 | 37.8 | 5 | 0
2040 | NE_2_MISO_W | NE | MISO_W | Internal | Winter | B16 | 25 | 19097 | 19097 | -30.73 | 40.66 | 5 | 66.39
2040 | NE_2_MISO_W | NE | MISO_W | Internal | Winter | B17 | 100 | 19097 | 19097 | 25.39 | 37.39 | 5 | 7
2040 | NE_2_MISO_W | NE | MISO_W | Internal | Winter | B18 | 400 | 19097 | 19051.39 | 42.35 | 47.35 | 5 | 0
2040 | NE_2_MISO_W | NE | MISO_W | Internal | Winter | B19 | 700 | 19097 | 19097 | 40.03 | 47.35 | 5 | 2.33
2040 | NE_2_MISO_W | NE | MISO_W | Internal | Winter | B20 | 935 | 19097 | 19097 | 26.44 | 33.4 | 5 | 1.96
2040 | NE_2_SPP_N | NE | SPP_N | Internal | Shoulder | B11 | 25 | 12798 | 2555.76 | 60.79 | 60.8 | 0.01 | 0
2040 | NE_2_SPP_N | NE | SPP_N | Internal | Shoulder | B12 | 200 | 12798 | 8497.03 | 52.11 | 52.12 | 0.01 | 0
2040 | NE_2_SPP_N | NE | SPP_N | Internal | Shoulder | B13 | 600 | 12798 | 8154.68 | 46.57 | 46.58 | 0.01 | 0
2040 | NE_2_SPP_N | NE | SPP_N | Internal | Shoulder | B14 | 900 | 12798 | 8056.98 | 30.78 | 30.79 | 0.01 | 0
2040 | NE_2_SPP_N | NE | SPP_N | Internal | Shoulder | B15 | 1203 | 12798 | 9357.32 | 21.99 | 22 | 0.01 | 0
2040 | NE_2_SPP_N | NE | SPP_N | Internal | Summer | B1 | 10 | 12798 | 1006.89 | 86.57 | 86.58 | 0.01 | 0
2040 | NE_2_SPP_N | NE | SPP_N | Internal | Summer | B2 | 25 | 12798 | 7404.18 | 81.66 | 81.67 | 0.01 | 0
2040 | NE_2_SPP_N | NE | SPP_N | Internal | Summer | B3 | 75 | 12798 | 8549.41 | 83.19 | 83.2 | 0.01 | 0
2040 | NE_2_SPP_N | NE | SPP_N | Internal | Summer | B4 | 100 | 12798 | 6208.46 | 80.25 | 80.26 | 0.01 | 0
2040 | NE_2_SPP_N | NE | SPP_N | Internal | Summer | B5 | 200 | 12798 | 8392.44 | 79.56 | 79.58 | 0.01 | 0
2040 | NE_2_SPP_N | NE | SPP_N | Internal | Summer | B6 | 300 | 12798 | 9776.87 | 63.8 | 63.81 | 0.01 | 0
2040 | NE_2_SPP_N | NE | SPP_N | Internal | Summer | B7 | 400 | 12798 | 12798 | 53.97 | 54.89 | 0.01 | 0.91
2040 | NE_2_SPP_N | NE | SPP_N | Internal | Summer | B8 | 500 | 12798 | 12798 | 44.74 | 50.17 | 0.01 | 5.42
2040 | NE_2_SPP_N | NE | SPP_N | Internal | Summer | B9 | 800 | 12798 | 12798 | 40.54 | 44.94 | 0.01 | 4.39
2040 | NE_2_SPP_N | NE | SPP_N | Internal | Summer | B10 | 1262 | 12798 | 9770.89 | 32.8 | 32.81 | 0.01 | 0
2040 | NE_2_SPP_N | NE | SPP_N | Internal | Winter | B16 | 25 | 12798 | 12798 | -30.73 | 35.66 | 0.01 | 66.38
2040 | NE_2_SPP_N | NE | SPP_N | Internal | Winter | B17 | 100 | 12798 | 12798 | 25.39 | 32.39 | 0.01 | 6.99
2040 | NE_2_SPP_N | NE | SPP_N | Internal | Winter | B18 | 400 | 12798 | 11840.82 | 42.35 | 42.37 | 0.01 | 0
2040 | NE_2_SPP_N | NE | SPP_N | Internal | Winter | B19 | 700 | 12798 | 9812.27 | 40.03 | 40.04 | 0.01 | 0
2040 | NE_2_SPP_N | NE | SPP_N | Internal | Winter | B20 | 935 | 12798 | 12460.11 | 26.44 | 26.45 | 0.01 | 0
2040 | NEISO_2_NYISO_A-F | NEISO | NYISO_A-F | Internal | Shoulder | B11 | 25 | 600 | 600 | 45.22 | 59.77 | 3 | 11.55
2040 | NEISO_2_NYISO_A-F | NEISO | NYISO_A-F | Internal | Shoulder | B12 | 200 | 600 | 600 | 45.22 | 53.21 | 3 | 4.99
2040 | NEISO_2_NYISO_A-F | NEISO | NYISO_A-F | Internal | Shoulder | B13 | 600 | 600 | 600 | 45.22 | 49.02 | 3 | 0.8
2040 | NEISO_2_NYISO_A-F | NEISO | NYISO_A-F | Internal | Shoulder | B14 | 900 | 600 | 600 | 45.22 | 49.02 | 3 | 0.8
2040 | NEISO_2_NYISO_A-F | NEISO | NYISO_A-F | Internal | Shoulder | B15 | 1203 | 600 | 305.71 | 45.22 | 48.22 | 3 | 0
2040 | NEISO_2_NYISO_A-F | NEISO | NYISO_A-F | Internal | Summer | B1 | 10 | 600 | 0 | 88.58 | 85.58 | 3 | 0
2040 | NEISO_2_NYISO_A-F | NEISO | NYISO_A-F | Internal | Summer | B2 | 25 | 600 | 0.19 | 77.66 | 80.64 | 3 | 0
2040 | NEISO_2_NYISO_A-F | NEISO | NYISO_A-F | Internal | Summer | B3 | 75 | 600 | 600 | 64.06 | 74.48 | 3 | 7.42
2040 | NEISO_2_NYISO_A-F | NEISO | NYISO_A-F | Internal | Summer | B4 | 100 | 600 | 600 | 51.55 | 67.86 | 3 | 13.31
2040 | NEISO_2_NYISO_A-F | NEISO | NYISO_A-F | Internal | Summer | B5 | 200 | 600 | 600 | 41.35 | 64.4 | 3 | 20.05
2040 | NEISO_2_NYISO_A-F | NEISO | NYISO_A-F | Internal | Summer | B6 | 300 | 600 | 600 | 41.35 | 58.8 | 3 | 14.45
2040 | NEISO_2_NYISO_A-F | NEISO | NYISO_A-F | Internal | Summer | B7 | 400 | 600 | 600 | 41.35 | 48.99 | 3 | 4.64
2040 | NEISO_2_NYISO_A-F | NEISO | NYISO_A-F | Internal | Summer | B8 | 500 | 600 | 600 | 41.35 | 47.73 | 3 | 3.38
2040 | NEISO_2_NYISO_A-F | NEISO | NYISO_A-F | Internal | Summer | B9 | 800 | 600 | 600 | 41.35 | 46.52 | 3 | 2.17
2040 | NEISO_2_NYISO_A-F | NEISO | NYISO_A-F | Internal | Summer | B10 | 1262 | 600 | 600 | 41.35 | 46.52 | 3 | 2.17
2040 | NEISO_2_NYISO_A-F | NEISO | NYISO_A-F | Internal | Winter | B16 | 25 | 600 | 600 | 57.12 | 62.78 | 3 | 2.66
2040 | NEISO_2_NYISO_A-F | NEISO | NYISO_A-F | Internal | Winter | B17 | 100 | 600 | 0.04 | 57.12 | 60.11 | 3 | 0
2040 | NEISO_2_NYISO_A-F | NEISO | NYISO_A-F | Internal | Winter | B18 | 400 | 600 | 0 | 57.12 | 56.87 | 3 | 0
2040 | NEISO_2_NYISO_A-F | NEISO | NYISO_A-F | Internal | Winter | B19 | 700 | 600 | 0 | 57.12 | 56.87 | 3 | 0
2040 | NEISO_2_NYISO_A-F | NEISO | NYISO_A-F | Internal | Winter | B20 | 935 | 600 | 0 | 57.12 | 56.83 | 3 | 0
2040 | NEISO_2_NYISO_G-I | NEISO | NYISO_G-I | Internal | Shoulder | B11 | 25 | 600 | 600 | 45.22 | 59.78 | 3 | 11.57
2040 | NEISO_2_NYISO_G-I | NEISO | NYISO_G-I | Internal | Shoulder | B12 | 200 | 600 | 600 | 45.22 | 53.22 | 3 | 5
2040 | NEISO_2_NYISO_G-I | NEISO | NYISO_G-I | Internal | Shoulder | B13 | 600 | 600 | 600 | 45.22 | 49.03 | 3 | 0.81
2040 | NEISO_2_NYISO_G-I | NEISO | NYISO_G-I | Internal | Shoulder | B14 | 900 | 600 | 600 | 45.22 | 49.03 | 3 | 0.81
2040 | NEISO_2_NYISO_G-I | NEISO | NYISO_G-I | Internal | Shoulder | B15 | 1203 | 600 | 600 | 45.22 | 48.23 | 3 | 0.01
2040 | NEISO_2_NYISO_G-I | NEISO | NYISO_G-I | Internal | Summer | B1 | 10 | 600 | 22.28 | 88.58 | 91.58 | 3 | 0
2040 | NEISO_2_NYISO_G-I | NEISO | NYISO_G-I | Internal | Summer | B2 | 25 | 600 | 110.46 | 77.66 | 80.66 | 3 | 0
2040 | NEISO_2_NYISO_G-I | NEISO | NYISO_G-I | Internal | Summer | B3 | 75 | 600 | 600 | 64.06 | 74.49 | 3 | 7.43
2040 | NEISO_2_NYISO_G-I | NEISO | NYISO_G-I | Internal | Summer | B4 | 100 | 600 | 600 | 51.55 | 67.87 | 3 | 13.32
2040 | NEISO_2_NYISO_G-I | NEISO | NYISO_G-I | Internal | Summer | B5 | 200 | 600 | 600 | 41.35 | 64.41 | 3 | 20.06
2040 | NEISO_2_NYISO_G-I | NEISO | NYISO_G-I | Internal | Summer | B6 | 300 | 600 | 600 | 41.35 | 58.81 | 3 | 14.46
2040 | NEISO_2_NYISO_G-I | NEISO | NYISO_G-I | Internal | Summer | B7 | 400 | 600 | 600 | 41.35 | 49 | 3 | 4.66
2040 | NEISO_2_NYISO_G-I | NEISO | NYISO_G-I | Internal | Summer | B8 | 500 | 600 | 600 | 41.35 | 47.74 | 3 | 3.39
2040 | NEISO_2_NYISO_G-I | NEISO | NYISO_G-I | Internal | Summer | B9 | 800 | 600 | 600 | 41.35 | 46.53 | 3 | 2.18
2040 | NEISO_2_NYISO_G-I | NEISO | NYISO_G-I | Internal | Summer | B10 | 1262 | 600 | 600 | 41.35 | 46.51 | 3 | 2.16
2040 | NEISO_2_NYISO_G-I | NEISO | NYISO_G-I | Internal | Winter | B16 | 25 | 600 | 600 | 57.12 | 62.8 | 3 | 2.67
2040 | NEISO_2_NYISO_G-I | NEISO | NYISO_G-I | Internal | Winter | B17 | 100 | 600 | 88.63 | 57.12 | 60.12 | 3 | 0
2040 | NEISO_2_NYISO_G-I | NEISO | NYISO_G-I | Internal | Winter | B18 | 400 | 600 | 0 | 57.12 | 60.04 | 3 | 0
2040 | NEISO_2_NYISO_G-I | NEISO | NYISO_G-I | Internal | Winter | B19 | 700 | 600 | 0 | 57.12 | 56.88 | 3 | 0
2040 | NEISO_2_NYISO_G-I | NEISO | NYISO_G-I | Internal | Winter | B20 | 935 | 600 | 0 | 57.12 | 56.85 | 3 | 0
2040 | NEISO_2_NYISO_J-K | NEISO | NYISO_J-K | Internal | Shoulder | B11 | 25 | 520 | 520 | 45.22 | 65.44 | 3 | 17.22
2040 | NEISO_2_NYISO_J-K | NEISO | NYISO_J-K | Internal | Shoulder | B12 | 200 | 520 | 520 | 45.22 | 53.23 | 3 | 5.01
2040 | NEISO_2_NYISO_J-K | NEISO | NYISO_J-K | Internal | Shoulder | B13 | 600 | 520 | 520 | 45.22 | 49.1 | 3 | 0.88
2040 | NEISO_2_NYISO_J-K | NEISO | NYISO_J-K | Internal | Shoulder | B14 | 900 | 520 | 520 | 45.22 | 49.04 | 3 | 0.82
2040 | NEISO_2_NYISO_J-K | NEISO | NYISO_J-K | Internal | Shoulder | B15 | 1203 | 520 | 520 | 45.22 | 48.24 | 3 | 0.02
2040 | NEISO_2_NYISO_J-K | NEISO | NYISO_J-K | Internal | Summer | B1 | 10 | 520 | 519.41 | 88.58 | 91.59 | 3 | 0.01
2040 | NEISO_2_NYISO_J-K | NEISO | NYISO_J-K | Internal | Summer | B2 | 25 | 520 | 519.77 | 77.66 | 80.67 | 3 | 0.01
2040 | NEISO_2_NYISO_J-K | NEISO | NYISO_J-K | Internal | Summer | B3 | 75 | 520 | 520 | 64.06 | 74.5 | 3 | 7.44
2040 | NEISO_2_NYISO_J-K | NEISO | NYISO_J-K | Internal | Summer | B4 | 100 | 520 | 520 | 51.55 | 67.88 | 3 | 13.34
2040 | NEISO_2_NYISO_J-K | NEISO | NYISO_J-K | Internal | Summer | B5 | 200 | 520 | 520 | 41.35 | 64.42 | 3 | 20.07
2040 | NEISO_2_NYISO_J-K | NEISO | NYISO_J-K | Internal | Summer | B6 | 300 | 520 | 520 | 41.35 | 59.66 | 3 | 15.31
2040 | NEISO_2_NYISO_J-K | NEISO | NYISO_J-K | Internal | Summer | B7 | 400 | 520 | 520 | 41.35 | 59.66 | 3 | 15.31
2040 | NEISO_2_NYISO_J-K | NEISO | NYISO_J-K | Internal | Summer | B8 | 500 | 520 | 520 | 41.35 | 59.66 | 3 | 15.31
2040 | NEISO_2_NYISO_J-K | NEISO | NYISO_J-K | Internal | Summer | B9 | 800 | 520 | 520 | 41.35 | 46.54 | 3 | 2.19
2040 | NEISO_2_NYISO_J-K | NEISO | NYISO_J-K | Internal | Summer | B10 | 1262 | 520 | 520 | 41.35 | 46.52 | 3 | 2.17
2040 | NEISO_2_NYISO_J-K | NEISO | NYISO_J-K | Internal | Winter | B16 | 25 | 520 | 520 | 57.12 | 85.58 | 3 | 25.46
2040 | NEISO_2_NYISO_J-K | NEISO | NYISO_J-K | Internal | Winter | B17 | 100 | 520 | 520 | 57.12 | 67.74 | 3 | 7.62
2040 | NEISO_2_NYISO_J-K | NEISO | NYISO_J-K | Internal | Winter | B18 | 400 | 520 | 520 | 57.12 | 64.02 | 3 | 3.9
2040 | NEISO_2_NYISO_J-K | NEISO | NYISO_J-K | Internal | Winter | B19 | 700 | 520 | 520 | 57.12 | 64.02 | 3 | 3.9
2040 | NEISO_2_NYISO_J-K | NEISO | NYISO_J-K | Internal | Winter | B20 | 935 | 520 | 330.06 | 57.12 | 60.12 | 3 | 0
2040 | NonRTO_Midwest_2_MISO_IN | NonRTO_Midwest | MISO_IN | Internal | Shoulder | B11 | 25 | 4450 | 0 | 74.47 | 66.47 | 8 | 0
2040 | NonRTO_Midwest_2_MISO_IN | NonRTO_Midwest | MISO_IN | Internal | Shoulder | B12 | 200 | 4450 | 0 | 69.09 | 61.09 | 8 | 0
2040 | NonRTO_Midwest_2_MISO_IN | NonRTO_Midwest | MISO_IN | Internal | Shoulder | B13 | 600 | 4450 | 0 | 65.6 | 57.6 | 8 | 0
2040 | NonRTO_Midwest_2_MISO_IN | NonRTO_Midwest | MISO_IN | Internal | Shoulder | B14 | 900 | 4450 | 0 | 53.43 | 53.89 | 8 | 0
2040 | NonRTO_Midwest_2_MISO_IN | NonRTO_Midwest | MISO_IN | Internal | Shoulder | B15 | 1203 | 4450 | 0 | 43.55 | 47.06 | 8 | 0
2040 | NonRTO_Midwest_2_MISO_IN | NonRTO_Midwest | MISO_IN | Internal | Summer | B1 | 10 | 4450 | 0 | 94.05 | 95.56 | 8 | 0
2040 | NonRTO_Midwest_2_MISO_IN | NonRTO_Midwest | MISO_IN | Internal | Summer | B2 | 25 | 4450 | 0 | 94.05 | 90.66 | 8 | 0
2040 | NonRTO_Midwest_2_MISO_IN | NonRTO_Midwest | MISO_IN | Internal | Summer | B3 | 75 | 4450 | 0 | 94.05 | 88.46 | 8 | 0
2040 | NonRTO_Midwest_2_MISO_IN | NonRTO_Midwest | MISO_IN | Internal | Summer | B4 | 100 | 4450 | 0 | 93.57 | 85.57 | 8 | 0
2040 | NonRTO_Midwest_2_MISO_IN | NonRTO_Midwest | MISO_IN | Internal | Summer | B5 | 200 | 4450 | 0 | 92.59 | 84.59 | 8 | 0
2040 | NonRTO_Midwest_2_MISO_IN | NonRTO_Midwest | MISO_IN | Internal | Summer | B6 | 300 | 4450 | 0 | 76.82 | 68.82 | 8 | 0
2040 | NonRTO_Midwest_2_MISO_IN | NonRTO_Midwest | MISO_IN | Internal | Summer | B7 | 400 | 4450 | 0 | 59.33 | 58.99 | 8 | 0
2040 | NonRTO_Midwest_2_MISO_IN | NonRTO_Midwest | MISO_IN | Internal | Summer | B8 | 500 | 4450 | 0 | 51.79 | 52.02 | 8 | 0
2040 | NonRTO_Midwest_2_MISO_IN | NonRTO_Midwest | MISO_IN | Internal | Summer | B9 | 800 | 4450 | 0 | 45.54 | 45.57 | 8 | 0
2040 | NonRTO_Midwest_2_MISO_IN | NonRTO_Midwest | MISO_IN | Internal | Summer | B10 | 1262 | 4450 | 0 | 37.81 | 40.05 | 8 | 0
2040 | NonRTO_Midwest_2_MISO_IN | NonRTO_Midwest | MISO_IN | Internal | Winter | B16 | 25 | 4450 | 0 | 80.76 | 72.76 | 8 | 0
2040 | NonRTO_Midwest_2_MISO_IN | NonRTO_Midwest | MISO_IN | Internal | Winter | B17 | 100 | 4450 | 0 | 72.97 | 64.97 | 8 | 0
2040 | NonRTO_Midwest_2_MISO_IN | NonRTO_Midwest | MISO_IN | Internal | Winter | B18 | 400 | 4450 | 0 | 65.71 | 60.46 | 8 | 0
2040 | NonRTO_Midwest_2_MISO_IN | NonRTO_Midwest | MISO_IN | Internal | Winter | B19 | 700 | 4450 | 0 | 57.5 | 56.3 | 8 | 0
2040 | NonRTO_Midwest_2_MISO_IN | NonRTO_Midwest | MISO_IN | Internal | Winter | B20 | 935 | 4450 | 0 | 41.59 | 44.24 | 8 | 0
2040 | NonRTO_Midwest_2_TVA_Transmission | NonRTO_Midwest | TVA_Transmission | Internal | Shoulder | B11 | 25 | 2400 | 0 | 74.47 | 73.79 | 8 | 0
2040 | NonRTO_Midwest_2_TVA_Transmission | NonRTO_Midwest | TVA_Transmission | Internal | Shoulder | B12 | 200 | 2400 | 0 | 69.09 | 62.53 | 8 | 0
2040 | NonRTO_Midwest_2_TVA_Transmission | NonRTO_Midwest | TVA_Transmission | Internal | Shoulder | B13 | 600 | 2400 | 0 | 65.6 | 58.78 | 8 | 0
2040 | NonRTO_Midwest_2_TVA_Transmission | NonRTO_Midwest | TVA_Transmission | Internal | Shoulder | B14 | 900 | 2400 | 0 | 53.43 | 53.58 | 8 | 0
2040 | NonRTO_Midwest_2_TVA_Transmission | NonRTO_Midwest | TVA_Transmission | Internal | Shoulder | B15 | 1203 | 2400 | 0 | 43.55 | 50.84 | 8 | 0
2040 | NonRTO_Midwest_2_TVA_Transmission | NonRTO_Midwest | TVA_Transmission | Internal | Summer | B1 | 10 | 2400 | 0 | 94.05 | 99.57 | 8 | 0
2040 | NonRTO_Midwest_2_TVA_Transmission | NonRTO_Midwest | TVA_Transmission | Internal | Summer | B2 | 25 | 2400 | 0 | 94.05 | 94.67 | 8 | 0
2040 | NonRTO_Midwest_2_TVA_Transmission | NonRTO_Midwest | TVA_Transmission | Internal | Summer | B3 | 75 | 2400 | 0 | 94.05 | 92.48 | 8 | 0
2040 | NonRTO_Midwest_2_TVA_Transmission | NonRTO_Midwest | TVA_Transmission | Internal | Summer | B4 | 100 | 2400 | 0 | 93.57 | 92.48 | 8 | 0
2040 | NonRTO_Midwest_2_TVA_Transmission | NonRTO_Midwest | TVA_Transmission | Internal | Summer | B5 | 200 | 2400 | 0 | 92.59 | 91.25 | 8 | 0
2040 | NonRTO_Midwest_2_TVA_Transmission | NonRTO_Midwest | TVA_Transmission | Internal | Summer | B6 | 300 | 2400 | 0 | 76.82 | 71.85 | 8 | 0
2040 | NonRTO_Midwest_2_TVA_Transmission | NonRTO_Midwest | TVA_Transmission | Internal | Summer | B7 | 400 | 2400 | 0 | 59.33 | 61.29 | 8 | 0
2040 | NonRTO_Midwest_2_TVA_Transmission | NonRTO_Midwest | TVA_Transmission | Internal | Summer | B8 | 500 | 2400 | 0 | 51.79 | 57.74 | 8 | 0
2040 | NonRTO_Midwest_2_TVA_Transmission | NonRTO_Midwest | TVA_Transmission | Internal | Summer | B9 | 800 | 2400 | 712.97 | 45.54 | 53.54 | 8 | 0
2040 | NonRTO_Midwest_2_TVA_Transmission | NonRTO_Midwest | TVA_Transmission | Internal | Summer | B10 | 1262 | 2400 | 806.14 | 37.81 | 45.81 | 8 | 0
2040 | NonRTO_Midwest_2_TVA_Transmission | NonRTO_Midwest | TVA_Transmission | Internal | Winter | B16 | 25 | 2400 | 0 | 80.76 | 72.23 | 8 | 0
2040 | NonRTO_Midwest_2_TVA_Transmission | NonRTO_Midwest | TVA_Transmission | Internal | Winter | B17 | 100 | 2400 | 0 | 72.97 | 63.97 | 8 | 0
2040 | NonRTO_Midwest_2_TVA_Transmission | NonRTO_Midwest | TVA_Transmission | Internal | Winter | B18 | 400 | 2400 | 0 | 65.71 | 56.71 | 8 | 0
2040 | NonRTO_Midwest_2_TVA_Transmission | NonRTO_Midwest | TVA_Transmission | Internal | Winter | B19 | 700 | 2400 | 0 | 57.5 | 56.71 | 8 | 0
2040 | NonRTO_Midwest_2_TVA_Transmission | NonRTO_Midwest | TVA_Transmission | Internal | Winter | B20 | 935 | 2400 | 238.6 | 41.59 | 49.59 | 8 | 0
2040 | NYISO_A-F_2_IESO | NYISO_A-F | IESO | Internal | Shoulder | B11 | 25 | 1600 | 0 | 59.77 | 52.77 | 7 | 0
2040 | NYISO_A-F_2_IESO | NYISO_A-F | IESO | Internal | Shoulder | B12 | 200 | 1600 | 0 | 53.21 | 52.7 | 7 | 0
2040 | NYISO_A-F_2_IESO | NYISO_A-F | IESO | Internal | Shoulder | B13 | 600 | 1600 | 0 | 49.02 | 51.86 | 7 | 0
2040 | NYISO_A-F_2_IESO | NYISO_A-F | IESO | Internal | Shoulder | B14 | 900 | 1600 | 0 | 49.02 | 51.86 | 7 | 0
2040 | NYISO_A-F_2_IESO | NYISO_A-F | IESO | Internal | Shoulder | B15 | 1203 | 1600 | 0 | 48.22 | 51.86 | 7 | 0
2040 | NYISO_A-F_2_IESO | NYISO_A-F | IESO | Internal | Summer | B1 | 10 | 1600 | 0 | 85.58 | 88.57 | 7 | 0
2040 | NYISO_A-F_2_IESO | NYISO_A-F | IESO | Internal | Summer | B2 | 25 | 1600 | 0 | 80.64 | 84.43 | 7 | 0
2040 | NYISO_A-F_2_IESO | NYISO_A-F | IESO | Internal | Summer | B3 | 75 | 1600 | 1246.34 | 74.48 | 81.48 | 7 | 0
2040 | NYISO_A-F_2_IESO | NYISO_A-F | IESO | Internal | Summer | B4 | 100 | 1600 | 771.48 | 67.86 | 74.86 | 7 | 0
2040 | NYISO_A-F_2_IESO | NYISO_A-F | IESO | Internal | Summer | B5 | 200 | 1600 | 124.36 | 64.4 | 71.4 | 7 | 0
2040 | NYISO_A-F_2_IESO | NYISO_A-F | IESO | Internal | Summer | B6 | 300 | 1600 | 0 | 58.8 | 52 | 7 | 0
2040 | NYISO_A-F_2_IESO | NYISO_A-F | IESO | Internal | Summer | B7 | 400 | 1600 | 0 | 48.99 | 52 | 7 | 0
2040 | NYISO_A-F_2_IESO | NYISO_A-F | IESO | Internal | Summer | B8 | 500 | 1600 | 0 | 47.73 | 48.16 | 7 | 0
2040 | NYISO_A-F_2_IESO | NYISO_A-F | IESO | Internal | Summer | B9 | 800 | 1600 | 0 | 46.52 | 48.16 | 7 | 0
2040 | NYISO_A-F_2_IESO | NYISO_A-F | IESO | Internal | Summer | B10 | 1262 | 1600 | 0 | 46.52 | 48.16 | 7 | 0
2040 | NYISO_A-F_2_IESO | NYISO_A-F | IESO | Internal | Winter | B16 | 25 | 1600 | 0 | 62.78 | 55.78 | 7 | 0
2040 | NYISO_A-F_2_IESO | NYISO_A-F | IESO | Internal | Winter | B17 | 100 | 1600 | 0 | 60.11 | 55.05 | 7 | 0
2040 | NYISO_A-F_2_IESO | NYISO_A-F | IESO | Internal | Winter | B18 | 400 | 1600 | 0 | 56.87 | 55.05 | 7 | 0
2040 | NYISO_A-F_2_IESO | NYISO_A-F | IESO | Internal | Winter | B19 | 700 | 1600 | 0 | 56.87 | 55.05 | 7 | 0
2040 | NYISO_A-F_2_IESO | NYISO_A-F | IESO | Internal | Winter | B20 | 935 | 1600 | 0 | 56.83 | 55.05 | 7 | 0
2040 | NYISO_A-F_2_NEISO | NYISO_A-F | NEISO | Internal | Shoulder | B11 | 25 | 600 | 0 | 59.77 | 45.22 | 3 | 0
2040 | NYISO_A-F_2_NEISO | NYISO_A-F | NEISO | Internal | Shoulder | B12 | 200 | 600 | 0 | 53.21 | 45.22 | 3 | 0
2040 | NYISO_A-F_2_NEISO | NYISO_A-F | NEISO | Internal | Shoulder | B13 | 600 | 600 | 0 | 49.02 | 45.22 | 3 | 0
2040 | NYISO_A-F_2_NEISO | NYISO_A-F | NEISO | Internal | Shoulder | B14 | 900 | 600 | 0 | 49.02 | 45.22 | 3 | 0
2040 | NYISO_A-F_2_NEISO | NYISO_A-F | NEISO | Internal | Shoulder | B15 | 1203 | 600 | 0 | 48.22 | 45.22 | 3 | 0
2040 | NYISO_A-F_2_NEISO | NYISO_A-F | NEISO | Internal | Summer | B1 | 10 | 600 | 310.99 | 85.58 | 88.58 | 3 | 0
2040 | NYISO_A-F_2_NEISO | NYISO_A-F | NEISO | Internal | Summer | B2 | 25 | 600 | 0 | 80.64 | 77.66 | 3 | 0
2040 | NYISO_A-F_2_NEISO | NYISO_A-F | NEISO | Internal | Summer | B3 | 75 | 600 | 0 | 74.48 | 64.06 | 3 | 0
2040 | NYISO_A-F_2_NEISO | NYISO_A-F | NEISO | Internal | Summer | B4 | 100 | 600 | 0 | 67.86 | 51.55 | 3 | 0
2040 | NYISO_A-F_2_NEISO | NYISO_A-F | NEISO | Internal | Summer | B5 | 200 | 600 | 0 | 64.4 | 41.35 | 3 | 0
2040 | NYISO_A-F_2_NEISO | NYISO_A-F | NEISO | Internal | Summer | B6 | 300 | 600 | 0 | 58.8 | 41.35 | 3 | 0
2040 | NYISO_A-F_2_NEISO | NYISO_A-F | NEISO | Internal | Summer | B7 | 400 | 600 | 0 | 48.99 | 41.35 | 3 | 0
2040 | NYISO_A-F_2_NEISO | NYISO_A-F | NEISO | Internal | Summer | B8 | 500 | 600 | 0 | 47.73 | 41.35 | 3 | 0
2040 | NYISO_A-F_2_NEISO | NYISO_A-F | NEISO | Internal | Summer | B9 | 800 | 600 | 0 | 46.52 | 41.35 | 3 | 0
2040 | NYISO_A-F_2_NEISO | NYISO_A-F | NEISO | Internal | Summer | B10 | 1262 | 600 | 0 | 46.52 | 41.35 | 3 | 0
2040 | NYISO_A-F_2_NEISO | NYISO_A-F | NEISO | Internal | Winter | B16 | 25 | 600 | 0 | 62.78 | 57.12 | 3 | 0
2040 | NYISO_A-F_2_NEISO | NYISO_A-F | NEISO | Internal | Winter | B17 | 100 | 600 | 0 | 60.11 | 57.12 | 3 | 0
2040 | NYISO_A-F_2_NEISO | NYISO_A-F | NEISO | Internal | Winter | B18 | 400 | 600 | 0 | 56.87 | 57.12 | 3 | 0
2040 | NYISO_A-F_2_NEISO | NYISO_A-F | NEISO | Internal | Winter | B19 | 700 | 600 | 0 | 56.87 | 57.12 | 3 | 0
2040 | NYISO_A-F_2_NEISO | NYISO_A-F | NEISO | Internal | Winter | B20 | 935 | 600 | 0 | 56.83 | 57.12 | 3 | 0
2040 | NYISO_A-F_2_NYISO_G-I | NYISO_A-F | NYISO_G-I | Internal | Shoulder | B11 | 25 | 4888 | 4753.54 | 59.77 | 59.78 | 0.01 | 0
2040 | NYISO_A-F_2_NYISO_G-I | NYISO_A-F | NYISO_G-I | Internal | Shoulder | B12 | 200 | 4888 | 3308.33 | 53.21 | 53.22 | 0.01 | 0
2040 | NYISO_A-F_2_NYISO_G-I | NYISO_A-F | NYISO_G-I | Internal | Shoulder | B13 | 600 | 4888 | 3234.4 | 49.02 | 49.03 | 0.01 | 0
2040 | NYISO_A-F_2_NYISO_G-I | NYISO_A-F | NYISO_G-I | Internal | Shoulder | B14 | 900 | 4888 | 2854.05 | 49.02 | 49.03 | 0.01 | 0
2040 | NYISO_A-F_2_NYISO_G-I | NYISO_A-F | NYISO_G-I | Internal | Shoulder | B15 | 1203 | 4888 | 324.73 | 48.22 | 48.23 | 0.01 | 0
2040 | NYISO_A-F_2_NYISO_G-I | NYISO_A-F | NYISO_G-I | Internal | Summer | B1 | 10 | 4888 | 4888 | 85.58 | 91.58 | 0.01 | 5.99
2040 | NYISO_A-F_2_NYISO_G-I | NYISO_A-F | NYISO_G-I | Internal | Summer | B2 | 25 | 4888 | 4367.52 | 80.64 | 80.66 | 0.01 | 0
2040 | NYISO_A-F_2_NYISO_G-I | NYISO_A-F | NYISO_G-I | Internal | Summer | B3 | 75 | 4888 | 3096.73 | 74.48 | 74.49 | 0.01 | 0
2040 | NYISO_A-F_2_NYISO_G-I | NYISO_A-F | NYISO_G-I | Internal | Summer | B4 | 100 | 4888 | 3792.63 | 67.86 | 67.87 | 0.01 | 0
2040 | NYISO_A-F_2_NYISO_G-I | NYISO_A-F | NYISO_G-I | Internal | Summer | B5 | 200 | 4888 | 3421.04 | 64.4 | 64.41 | 0.01 | 0
2040 | NYISO_A-F_2_NYISO_G-I | NYISO_A-F | NYISO_G-I | Internal | Summer | B6 | 300 | 4888 | 4122.18 | 58.8 | 58.81 | 0.01 | 0
2040 | NYISO_A-F_2_NYISO_G-I | NYISO_A-F | NYISO_G-I | Internal | Summer | B7 | 400 | 4888 | 3464.66 | 48.99 | 49 | 0.01 | 0
2040 | NYISO_A-F_2_NYISO_G-I | NYISO_A-F | NYISO_G-I | Internal | Summer | B8 | 500 | 4888 | 3209.68 | 47.73 | 47.74 | 0.01 | 0
2040 | NYISO_A-F_2_NYISO_G-I | NYISO_A-F | NYISO_G-I | Internal | Summer | B9 | 800 | 4888 | 2268.8 | 46.52 | 46.53 | 0.01 | 0
2040 | NYISO_A-F_2_NYISO_G-I | NYISO_A-F | NYISO_G-I | Internal | Summer | B10 | 1262 | 4888 | 0 | 46.52 | 46.51 | 0.01 | 0
2040 | NYISO_A-F_2_NYISO_G-I | NYISO_A-F | NYISO_G-I | Internal | Winter | B16 | 25 | 4888 | 4861.3 | 62.78 | 62.8 | 0.01 | 0
2040 | NYISO_A-F_2_NYISO_G-I | NYISO_A-F | NYISO_G-I | Internal | Winter | B17 | 100 | 4888 | 4878.4 | 60.11 | 60.12 | 0.01 | 0
2040 | NYISO_A-F_2_NYISO_G-I | NYISO_A-F | NYISO_G-I | Internal | Winter | B18 | 400 | 4888 | 4888 | 56.87 | 60.04 | 0.01 | 3.15
2040 | NYISO_A-F_2_NYISO_G-I | NYISO_A-F | NYISO_G-I | Internal | Winter | B19 | 700 | 4888 | 4688.44 | 56.87 | 56.88 | 0.01 | 0
2040 | NYISO_A-F_2_NYISO_G-I | NYISO_A-F | NYISO_G-I | Internal | Winter | B20 | 935 | 4888 | 4315.17 | 56.83 | 56.85 | 0.01 | 0
2040 | NYISO_A-F_2_PJM_ROM | NYISO_A-F | PJM_ROM | Internal | Shoulder | B11 | 25 | 1000 | 933.88 | 59.77 | 67.77 | 8 | 0
2040 | NYISO_A-F_2_PJM_ROM | NYISO_A-F | PJM_ROM | Internal | Shoulder | B12 | 200 | 1000 | 0 | 53.21 | 59.09 | 8 | 0
2040 | NYISO_A-F_2_PJM_ROM | NYISO_A-F | PJM_ROM | Internal | Shoulder | B13 | 600 | 1000 | 0 | 49.02 | 53.57 | 8 | 0
2040 | NYISO_A-F_2_PJM_ROM | NYISO_A-F | PJM_ROM | Internal | Shoulder | B14 | 900 | 1000 | 0 | 49.02 | 50.94 | 8 | 0
2040 | NYISO_A-F_2_PJM_ROM | NYISO_A-F | PJM_ROM | Internal | Shoulder | B15 | 1203 | 1000 | 0 | 48.22 | 49.05 | 8 | 0
2040 | NYISO_A-F_2_PJM_ROM | NYISO_A-F | PJM_ROM | Internal | Summer | B1 | 10 | 1000 | 39.24 | 85.58 | 93.58 | 8 | 0
2040 | NYISO_A-F_2_PJM_ROM | NYISO_A-F | PJM_ROM | Internal | Summer | B2 | 25 | 1000 | 329.02 | 80.64 | 88.64 | 8 | 0
2040 | NYISO_A-F_2_PJM_ROM | NYISO_A-F | PJM_ROM | Internal | Summer | B3 | 75 | 1000 | 999.93 | 74.48 | 82.49 | 8 | 0.01
2040 | NYISO_A-F_2_PJM_ROM | NYISO_A-F | PJM_ROM | Internal | Summer | B4 | 100 | 1000 | 865.19 | 67.86 | 75.86 | 8 | 0
2040 | NYISO_A-F_2_PJM_ROM | NYISO_A-F | PJM_ROM | Internal | Summer | B5 | 200 | 1000 | 999.97 | 64.4 | 72.41 | 8 | 0.01
2040 | NYISO_A-F_2_PJM_ROM | NYISO_A-F | PJM_ROM | Internal | Summer | B6 | 300 | 1000 | 517.28 | 58.8 | 66.8 | 8 | 0
2040 | NYISO_A-F_2_PJM_ROM | NYISO_A-F | PJM_ROM | Internal | Summer | B7 | 400 | 1000 | 97.24 | 48.99 | 56.99 | 8 | 0
2040 | NYISO_A-F_2_PJM_ROM | NYISO_A-F | PJM_ROM | Internal | Summer | B8 | 500 | 1000 | 0 | 47.73 | 51.73 | 8 | 0
2040 | NYISO_A-F_2_PJM_ROM | NYISO_A-F | PJM_ROM | Internal | Summer | B9 | 800 | 1000 | 0 | 46.52 | 47.53 | 8 | 0
2040 | NYISO_A-F_2_PJM_ROM | NYISO_A-F | PJM_ROM | Internal | Summer | B10 | 1262 | 1000 | 0 | 46.52 | 42.1 | 8 | 0
2040 | NYISO_A-F_2_PJM_ROM | NYISO_A-F | PJM_ROM | Internal | Winter | B16 | 25 | 1000 | 972.02 | 62.78 | 70.78 | 8 | 0
2040 | NYISO_A-F_2_PJM_ROM | NYISO_A-F | PJM_ROM | Internal | Winter | B17 | 100 | 1000 | 0 | 60.11 | 64.97 | 8 | 0
2040 | NYISO_A-F_2_PJM_ROM | NYISO_A-F | PJM_ROM | Internal | Winter | B18 | 400 | 1000 | 0 | 56.87 | 58.49 | 8 | 0
2040 | NYISO_A-F_2_PJM_ROM | NYISO_A-F | PJM_ROM | Internal | Winter | B19 | 700 | 1000 | 0 | 56.87 | 54.68 | 8 | 0
2040 | NYISO_A-F_2_PJM_ROM | NYISO_A-F | PJM_ROM | Internal | Winter | B20 | 935 | 1000 | 0 | 56.83 | 50.16 | 8 | 0
2040 | NYISO_G-I_2_NEISO | NYISO_G-I | NEISO | Internal | Shoulder | B11 | 25 | 600 | 0 | 59.78 | 45.22 | 3 | 0
2040 | NYISO_G-I_2_NEISO | NYISO_G-I | NEISO | Internal | Shoulder | B12 | 200 | 600 | 0 | 53.22 | 45.22 | 3 | 0
2040 | NYISO_G-I_2_NEISO | NYISO_G-I | NEISO | Internal | Shoulder | B13 | 600 | 600 | 0 | 49.03 | 45.22 | 3 | 0
2040 | NYISO_G-I_2_NEISO | NYISO_G-I | NEISO | Internal | Shoulder | B14 | 900 | 600 | 0 | 49.03 | 45.22 | 3 | 0
2040 | NYISO_G-I_2_NEISO | NYISO_G-I | NEISO | Internal | Shoulder | B15 | 1203 | 600 | 0 | 48.23 | 45.22 | 3 | 0
2040 | NYISO_G-I_2_NEISO | NYISO_G-I | NEISO | Internal | Summer | B1 | 10 | 600 | 0 | 91.58 | 88.58 | 3 | 0
2040 | NYISO_G-I_2_NEISO | NYISO_G-I | NEISO | Internal | Summer | B2 | 25 | 600 | 0 | 80.66 | 77.66 | 3 | 0
2040 | NYISO_G-I_2_NEISO | NYISO_G-I | NEISO | Internal | Summer | B3 | 75 | 600 | 0 | 74.49 | 64.06 | 3 | 0
2040 | NYISO_G-I_2_NEISO | NYISO_G-I | NEISO | Internal | Summer | B4 | 100 | 600 | 0 | 67.87 | 51.55 | 3 | 0
2040 | NYISO_G-I_2_NEISO | NYISO_G-I | NEISO | Internal | Summer | B5 | 200 | 600 | 0 | 64.41 | 41.35 | 3 | 0
2040 | NYISO_G-I_2_NEISO | NYISO_G-I | NEISO | Internal | Summer | B6 | 300 | 600 | 0 | 58.81 | 41.35 | 3 | 0
2040 | NYISO_G-I_2_NEISO | NYISO_G-I | NEISO | Internal | Summer | B7 | 400 | 600 | 0 | 49 | 41.35 | 3 | 0
2040 | NYISO_G-I_2_NEISO | NYISO_G-I | NEISO | Internal | Summer | B8 | 500 | 600 | 0 | 47.74 | 41.35 | 3 | 0
2040 | NYISO_G-I_2_NEISO | NYISO_G-I | NEISO | Internal | Summer | B9 | 800 | 600 | 0 | 46.53 | 41.35 | 3 | 0
2040 | NYISO_G-I_2_NEISO | NYISO_G-I | NEISO | Internal | Summer | B10 | 1262 | 600 | 0 | 46.51 | 41.35 | 3 | 0
2040 | NYISO_G-I_2_NEISO | NYISO_G-I | NEISO | Internal | Winter | B16 | 25 | 600 | 0 | 62.8 | 57.12 | 3 | 0
2040 | NYISO_G-I_2_NEISO | NYISO_G-I | NEISO | Internal | Winter | B17 | 100 | 600 | 0 | 60.12 | 57.12 | 3 | 0
2040 | NYISO_G-I_2_NEISO | NYISO_G-I | NEISO | Internal | Winter | B18 | 400 | 600 | 0 | 60.04 | 57.12 | 3 | 0
2040 | NYISO_G-I_2_NEISO | NYISO_G-I | NEISO | Internal | Winter | B19 | 700 | 600 | 0 | 56.88 | 57.12 | 3 | 0
2040 | NYISO_G-I_2_NEISO | NYISO_G-I | NEISO | Internal | Winter | B20 | 935 | 600 | 0 | 56.85 | 57.12 | 3 | 0
2040 | NYISO_G-I_2_NYISO_A-F | NYISO_G-I | NYISO_A-F | Internal | Shoulder | B11 | 25 | 2637 | 0.1 | 59.78 | 59.77 | 0.01 | 0
2040 | NYISO_G-I_2_NYISO_A-F | NYISO_G-I | NYISO_A-F | Internal | Shoulder | B12 | 200 | 2637 | 0.01 | 53.22 | 53.21 | 0.01 | 0
2040 | NYISO_G-I_2_NYISO_A-F | NYISO_G-I | NYISO_A-F | Internal | Shoulder | B13 | 600 | 2637 | 0 | 49.03 | 49.02 | 0.01 | 0
2040 | NYISO_G-I_2_NYISO_A-F | NYISO_G-I | NYISO_A-F | Internal | Shoulder | B14 | 900 | 2637 | 0 | 49.03 | 49.02 | 0.01 | 0
2040 | NYISO_G-I_2_NYISO_A-F | NYISO_G-I | NYISO_A-F | Internal | Shoulder | B15 | 1203 | 2637 | 0 | 48.23 | 48.22 | 0.01 | 0
2040 | NYISO_G-I_2_NYISO_A-F | NYISO_G-I | NYISO_A-F | Internal | Summer | B1 | 10 | 2637 | 0 | 91.58 | 85.58 | 0.01 | 0
2040 | NYISO_G-I_2_NYISO_A-F | NYISO_G-I | NYISO_A-F | Internal | Summer | B2 | 25 | 2637 | 0.1 | 80.66 | 80.64 | 0.01 | 0
2040 | NYISO_G-I_2_NYISO_A-F | NYISO_G-I | NYISO_A-F | Internal | Summer | B3 | 75 | 2637 | 0.04 | 74.49 | 74.48 | 0.01 | 0
2040 | NYISO_G-I_2_NYISO_A-F | NYISO_G-I | NYISO_A-F | Internal | Summer | B4 | 100 | 2637 | 0.03 | 67.87 | 67.86 | 0.01 | 0
2040 | NYISO_G-I_2_NYISO_A-F | NYISO_G-I | NYISO_A-F | Internal | Summer | B5 | 200 | 2637 | 0.01 | 64.41 | 64.4 | 0.01 | 0
2040 | NYISO_G-I_2_NYISO_A-F | NYISO_G-I | NYISO_A-F | Internal | Summer | B6 | 300 | 2637 | 0 | 58.81 | 58.8 | 0.01 | 0
2040 | NYISO_G-I_2_NYISO_A-F | NYISO_G-I | NYISO_A-F | Internal | Summer | B7 | 400 | 2637 | 0 | 49 | 48.99 | 0.01 | 0
2040 | NYISO_G-I_2_NYISO_A-F | NYISO_G-I | NYISO_A-F | Internal | Summer | B8 | 500 | 2637 | 0 | 47.74 | 47.73 | 0.01 | 0
2040 | NYISO_G-I_2_NYISO_A-F | NYISO_G-I | NYISO_A-F | Internal | Summer | B9 | 800 | 2637 | 0 | 46.53 | 46.52 | 0.01 | 0
2040 | NYISO_G-I_2_NYISO_A-F | NYISO_G-I | NYISO_A-F | Internal | Summer | B10 | 1262 | 2637 | 420.52 | 46.51 | 46.52 | 0.01 | 0
2040 | NYISO_G-I_2_NYISO_A-F | NYISO_G-I | NYISO_A-F | Internal | Winter | B16 | 25 | 2637 | 0.08 | 62.8 | 62.78 | 0.01 | 0
2040 | NYISO_G-I_2_NYISO_A-F | NYISO_G-I | NYISO_A-F | Internal | Winter | B17 | 100 | 2637 | 0.02 | 60.12 | 60.11 | 0.01 | 0
2040 | NYISO_G-I_2_NYISO_A-F | NYISO_G-I | NYISO_A-F | Internal | Winter | B18 | 400 | 2637 | 0 | 60.04 | 56.87 | 0.01 | 0
2040 | NYISO_G-I_2_NYISO_A-F | NYISO_G-I | NYISO_A-F | Internal | Winter | B19 | 700 | 2637 | 0 | 56.88 | 56.87 | 0.01 | 0
2040 | NYISO_G-I_2_NYISO_A-F | NYISO_G-I | NYISO_A-F | Internal | Winter | B20 | 935 | 2637 | 0 | 56.85 | 56.83 | 0.01 | 0
2040 | NYISO_G-I_2_NYISO_J-K | NYISO_G-I | NYISO_J-K | Internal | Shoulder | B11 | 25 | 6130 | 6130 | 59.78 | 65.44 | 0.01 | 5.65
2040 | NYISO_G-I_2_NYISO_J-K | NYISO_G-I | NYISO_J-K | Internal | Shoulder | B12 | 200 | 6130 | 6078.75 | 53.22 | 53.23 | 0.01 | 0
2040 | NYISO_G-I_2_NYISO_J-K | NYISO_G-I | NYISO_J-K | Internal | Shoulder | B13 | 600 | 6130 | 6130 | 49.03 | 49.1 | 0.01 | 0.06
2040 | NYISO_G-I_2_NYISO_J-K | NYISO_G-I | NYISO_J-K | Internal | Shoulder | B14 | 900 | 6130 | 5928.24 | 49.03 | 49.04 | 0.01 | 0
2040 | NYISO_G-I_2_NYISO_J-K | NYISO_G-I | NYISO_J-K | Internal | Shoulder | B15 | 1203 | 6130 | 3896.54 | 48.23 | 48.24 | 0.01 | 0
2040 | NYISO_G-I_2_NYISO_J-K | NYISO_G-I | NYISO_J-K | Internal | Summer | B1 | 10 | 6130 | 5515.08 | 91.58 | 91.59 | 0.01 | 0
2040 | NYISO_G-I_2_NYISO_J-K | NYISO_G-I | NYISO_J-K | Internal | Summer | B2 | 25 | 6130 | 4968.99 | 80.66 | 80.67 | 0.01 | 0
2040 | NYISO_G-I_2_NYISO_J-K | NYISO_G-I | NYISO_J-K | Internal | Summer | B3 | 75 | 6130 | 3455.31 | 74.49 | 74.5 | 0.01 | 0
2040 | NYISO_G-I_2_NYISO_J-K | NYISO_G-I | NYISO_J-K | Internal | Summer | B4 | 100 | 6130 | 4622.81 | 67.87 | 67.88 | 0.01 | 0
2040 | NYISO_G-I_2_NYISO_J-K | NYISO_G-I | NYISO_J-K | Internal | Summer | B5 | 200 | 6130 | 4241.87 | 64.41 | 64.42 | 0.01 | 0
2040 | NYISO_G-I_2_NYISO_J-K | NYISO_G-I | NYISO_J-K | Internal | Summer | B6 | 300 | 6130 | 6130 | 58.81 | 59.66 | 0.01 | 0.84
2040 | NYISO_G-I_2_NYISO_J-K | NYISO_G-I | NYISO_J-K | Internal | Summer | B7 | 400 | 6130 | 6130 | 49 | 59.66 | 0.01 | 10.64
2040 | NYISO_G-I_2_NYISO_J-K | NYISO_G-I | NYISO_J-K | Internal | Summer | B8 | 500 | 6130 | 6130 | 47.74 | 59.66 | 0.01 | 11.91
2040 | NYISO_G-I_2_NYISO_J-K | NYISO_G-I | NYISO_J-K | Internal | Summer | B9 | 800 | 6130 | 5429.64 | 46.53 | 46.54 | 0.01 | 0
2040 | NYISO_G-I_2_NYISO_J-K | NYISO_G-I | NYISO_J-K | Internal | Summer | B10 | 1262 | 6130 | 3262.54 | 46.51 | 46.52 | 0.01 | 0
2040 | NYISO_G-I_2_NYISO_J-K | NYISO_G-I | NYISO_J-K | Internal | Winter | B16 | 25 | 6130 | 6130 | 62.8 | 85.58 | 0.01 | 22.78
2040 | NYISO_G-I_2_NYISO_J-K | NYISO_G-I | NYISO_J-K | Internal | Winter | B17 | 100 | 6130 | 6130 | 60.12 | 67.74 | 0.01 | 7.61
2040 | NYISO_G-I_2_NYISO_J-K | NYISO_G-I | NYISO_J-K | Internal | Winter | B18 | 400 | 6130 | 6130 | 60.04 | 64.02 | 0.01 | 3.97
2040 | NYISO_G-I_2_NYISO_J-K | NYISO_G-I | NYISO_J-K | Internal | Winter | B19 | 700 | 6130 | 6130 | 56.88 | 64.02 | 0.01 | 7.12
2040 | NYISO_G-I_2_NYISO_J-K | NYISO_G-I | NYISO_J-K | Internal | Winter | B20 | 935 | 6130 | 6130 | 56.85 | 60.12 | 0.01 | 3.26
2040 | NYISO_G-I_2_PJM_E | NYISO_G-I | PJM_E | Internal | Shoulder | B11 | 25 | 1500 | 1319.9 | 59.78 | 67.78 | 8 | 0
2040 | NYISO_G-I_2_PJM_E | NYISO_G-I | PJM_E | Internal | Shoulder | B12 | 200 | 1500 | 0 | 53.22 | 59.11 | 8 | 0
2040 | NYISO_G-I_2_PJM_E | NYISO_G-I | PJM_E | Internal | Shoulder | B13 | 600 | 1500 | 0 | 49.03 | 53.58 | 8 | 0
2040 | NYISO_G-I_2_PJM_E | NYISO_G-I | PJM_E | Internal | Shoulder | B14 | 900 | 1500 | 0 | 49.03 | 50.96 | 8 | 0
2040 | NYISO_G-I_2_PJM_E | NYISO_G-I | PJM_E | Internal | Shoulder | B15 | 1203 | 1500 | 0 | 48.23 | 49.06 | 8 | 0
2040 | NYISO_G-I_2_PJM_E | NYISO_G-I | PJM_E | Internal | Summer | B1 | 10 | 1500 | 0 | 91.58 | 93.59 | 8 | 0
2040 | NYISO_G-I_2_PJM_E | NYISO_G-I | PJM_E | Internal | Summer | B2 | 25 | 1500 | 297.95 | 80.66 | 88.66 | 8 | 0
2040 | NYISO_G-I_2_PJM_E | NYISO_G-I | PJM_E | Internal | Summer | B3 | 75 | 1500 | 1499.93 | 74.49 | 82.5 | 8 | 0.01
2040 | NYISO_G-I_2_PJM_E | NYISO_G-I | PJM_E | Internal | Summer | B4 | 100 | 1500 | 1333.68 | 67.87 | 75.87 | 8 | 0
2040 | NYISO_G-I_2_PJM_E | NYISO_G-I | PJM_E | Internal | Summer | B5 | 200 | 1500 | 1499.97 | 64.41 | 72.42 | 8 | 0.01
2040 | NYISO_G-I_2_PJM_E | NYISO_G-I | PJM_E | Internal | Summer | B6 | 300 | 1500 | 536.79 | 58.81 | 66.81 | 8 | 0
2040 | NYISO_G-I_2_PJM_E | NYISO_G-I | PJM_E | Internal | Summer | B7 | 400 | 1500 | 96.75 | 49 | 57 | 8 | 0
2040 | NYISO_G-I_2_PJM_E | NYISO_G-I | PJM_E | Internal | Summer | B8 | 500 | 1500 | 0 | 47.74 | 51.74 | 8 | 0
2040 | NYISO_G-I_2_PJM_E | NYISO_G-I | PJM_E | Internal | Summer | B9 | 800 | 1500 | 0 | 46.53 | 47.54 | 8 | 0
2040 | NYISO_G-I_2_PJM_E | NYISO_G-I | PJM_E | Internal | Summer | B10 | 1262 | 1500 | 0 | 46.51 | 42.69 | 8 | 0
2040 | NYISO_G-I_2_PJM_E | NYISO_G-I | PJM_E | Internal | Winter | B16 | 25 | 1500 | 357.55 | 62.8 | 70.8 | 8 | 0
2040 | NYISO_G-I_2_PJM_E | NYISO_G-I | PJM_E | Internal | Winter | B17 | 100 | 1500 | 0 | 60.12 | 64.98 | 8 | 0
2040 | NYISO_G-I_2_PJM_E | NYISO_G-I | PJM_E | Internal | Winter | B18 | 400 | 1500 | 0 | 60.04 | 58.5 | 8 | 0
2040 | NYISO_G-I_2_PJM_E | NYISO_G-I | PJM_E | Internal | Winter | B19 | 700 | 1500 | 0 | 56.88 | 55.96 | 8 | 0
2040 | NYISO_G-I_2_PJM_E | NYISO_G-I | PJM_E | Internal | Winter | B20 | 935 | 1500 | 0 | 56.85 | 51.32 | 8 | 0
2040 | NYISO_J-K_2_NEISO | NYISO_J-K | NEISO | Internal | Shoulder | B11 | 25 | 90 | 0 | 65.44 | 45.22 | 3 | 0
2040 | NYISO_J-K_2_NEISO | NYISO_J-K | NEISO | Internal | Shoulder | B12 | 200 | 90 | 0 | 53.23 | 45.22 | 3 | 0
2040 | NYISO_J-K_2_NEISO | NYISO_J-K | NEISO | Internal | Shoulder | B13 | 600 | 90 | 0 | 49.1 | 45.22 | 3 | 0
2040 | NYISO_J-K_2_NEISO | NYISO_J-K | NEISO | Internal | Shoulder | B14 | 900 | 90 | 0 | 49.04 | 45.22 | 3 | 0
2040 | NYISO_J-K_2_NEISO | NYISO_J-K | NEISO | Internal | Shoulder | B15 | 1203 | 90 | 0 | 48.24 | 45.22 | 3 | 0
2040 | NYISO_J-K_2_NEISO | NYISO_J-K | NEISO | Internal | Summer | B1 | 10 | 90 | 0 | 91.59 | 88.58 | 3 | 0
2040 | NYISO_J-K_2_NEISO | NYISO_J-K | NEISO | Internal | Summer | B2 | 25 | 90 | 0 | 80.67 | 77.66 | 3 | 0
2040 | NYISO_J-K_2_NEISO | NYISO_J-K | NEISO | Internal | Summer | B3 | 75 | 90 | 0 | 74.5 | 64.06 | 3 | 0
2040 | NYISO_J-K_2_NEISO | NYISO_J-K | NEISO | Internal | Summer | B4 | 100 | 90 | 0 | 67.88 | 51.55 | 3 | 0
2040 | NYISO_J-K_2_NEISO | NYISO_J-K | NEISO | Internal | Summer | B5 | 200 | 90 | 0 | 64.42 | 41.35 | 3 | 0
2040 | NYISO_J-K_2_NEISO | NYISO_J-K | NEISO | Internal | Summer | B6 | 300 | 90 | 0 | 59.66 | 41.35 | 3 | 0
2040 | NYISO_J-K_2_NEISO | NYISO_J-K | NEISO | Internal | Summer | B7 | 400 | 90 | 0 | 59.66 | 41.35 | 3 | 0
2040 | NYISO_J-K_2_NEISO | NYISO_J-K | NEISO | Internal | Summer | B8 | 500 | 90 | 0 | 59.66 | 41.35 | 3 | 0
2040 | NYISO_J-K_2_NEISO | NYISO_J-K | NEISO | Internal | Summer | B9 | 800 | 90 | 0 | 46.54 | 41.35 | 3 | 0
2040 | NYISO_J-K_2_NEISO | NYISO_J-K | NEISO | Internal | Summer | B10 | 1262 | 90 | 0 | 46.52 | 41.35 | 3 | 0
2040 | NYISO_J-K_2_NEISO | NYISO_J-K | NEISO | Internal | Winter | B16 | 25 | 90 | 0 | 85.58 | 57.12 | 3 | 0
2040 | NYISO_J-K_2_NEISO | NYISO_J-K | NEISO | Internal | Winter | B17 | 100 | 90 | 0 | 67.74 | 57.12 | 3 | 0
2040 | NYISO_J-K_2_NEISO | NYISO_J-K | NEISO | Internal | Winter | B18 | 400 | 90 | 0 | 64.02 | 57.12 | 3 | 0
2040 | NYISO_J-K_2_NEISO | NYISO_J-K | NEISO | Internal | Winter | B19 | 700 | 90 | 0 | 64.02 | 57.12 | 3 | 0
2040 | NYISO_J-K_2_NEISO | NYISO_J-K | NEISO | Internal | Winter | B20 | 935 | 90 | 0 | 60.12 | 57.12 | 3 | 0
2040 | NYISO_J-K_2_NYISO_G-I | NYISO_J-K | NYISO_G-I | Internal | Shoulder | B11 | 25 | 1999 | 0 | 65.44 | 59.78 | 0.01 | 0
2040 | NYISO_J-K_2_NYISO_G-I | NYISO_J-K | NYISO_G-I | Internal | Shoulder | B12 | 200 | 1999 | 0.01 | 53.23 | 53.22 | 0.01 | 0
2040 | NYISO_J-K_2_NYISO_G-I | NYISO_J-K | NYISO_G-I | Internal | Shoulder | B13 | 600 | 1999 | 0 | 49.1 | 49.03 | 0.01 | 0
2040 | NYISO_J-K_2_NYISO_G-I | NYISO_J-K | NYISO_G-I | Internal | Shoulder | B14 | 900 | 1999 | 0 | 49.04 | 49.03 | 0.01 | 0
2040 | NYISO_J-K_2_NYISO_G-I | NYISO_J-K | NYISO_G-I | Internal | Shoulder | B15 | 1203 | 1999 | 0 | 48.24 | 48.23 | 0.01 | 0
2040 | NYISO_J-K_2_NYISO_G-I | NYISO_J-K | NYISO_G-I | Internal | Summer | B1 | 10 | 1999 | 0.25 | 91.59 | 91.58 | 0.01 | 0
2040 | NYISO_J-K_2_NYISO_G-I | NYISO_J-K | NYISO_G-I | Internal | Summer | B2 | 25 | 1999 | 0.11 | 80.67 | 80.66 | 0.01 | 0
2040 | NYISO_J-K_2_NYISO_G-I | NYISO_J-K | NYISO_G-I | Internal | Summer | B3 | 75 | 1999 | 0.04 | 74.5 | 74.49 | 0.01 | 0
2040 | NYISO_J-K_2_NYISO_G-I | NYISO_J-K | NYISO_G-I | Internal | Summer | B4 | 100 | 1999 | 0.03 | 67.88 | 67.87 | 0.01 | 0
2040 | NYISO_J-K_2_NYISO_G-I | NYISO_J-K | NYISO_G-I | Internal | Summer | B5 | 200 | 1999 | 0.01 | 64.42 | 64.41 | 0.01 | 0
2040 | NYISO_J-K_2_NYISO_G-I | NYISO_J-K | NYISO_G-I | Internal | Summer | B6 | 300 | 1999 | 0 | 59.66 | 58.81 | 0.01 | 0
2040 | NYISO_J-K_2_NYISO_G-I | NYISO_J-K | NYISO_G-I | Internal | Summer | B7 | 400 | 1999 | 0 | 59.66 | 49 | 0.01 | 0
2040 | NYISO_J-K_2_NYISO_G-I | NYISO_J-K | NYISO_G-I | Internal | Summer | B8 | 500 | 1999 | 0 | 59.66 | 47.74 | 0.01 | 0
2040 | NYISO_J-K_2_NYISO_G-I | NYISO_J-K | NYISO_G-I | Internal | Summer | B9 | 800 | 1999 | 0 | 46.54 | 46.53 | 0.01 | 0
2040 | NYISO_J-K_2_NYISO_G-I | NYISO_J-K | NYISO_G-I | Internal | Summer | B10 | 1262 | 1999 | 0 | 46.52 | 46.51 | 0.01 | 0
2040 | NYISO_J-K_2_NYISO_G-I | NYISO_J-K | NYISO_G-I | Internal | Winter | B16 | 25 | 1999 | 0 | 85.58 | 62.8 | 0.01 | 0
2040 | NYISO_J-K_2_NYISO_G-I | NYISO_J-K | NYISO_G-I | Internal | Winter | B17 | 100 | 1999 | 0 | 67.74 | 60.12 | 0.01 | 0
2040 | NYISO_J-K_2_NYISO_G-I | NYISO_J-K | NYISO_G-I | Internal | Winter | B18 | 400 | 1999 | 0 | 64.02 | 60.04 | 0.01 | 0
2040 | NYISO_J-K_2_NYISO_G-I | NYISO_J-K | NYISO_G-I | Internal | Winter | B19 | 700 | 1999 | 0 | 64.02 | 56.88 | 0.01 | 0
2040 | NYISO_J-K_2_NYISO_G-I | NYISO_J-K | NYISO_G-I | Internal | Winter | B20 | 935 | 1999 | 0 | 60.12 | 56.85 | 0.01 | 0
2040 | NYISO_J-K_2_PJM_E | NYISO_J-K | PJM_E | Internal | Shoulder | B11 | 25 | 330 | 0 | 65.44 | 67.78 | 8 | 0
2040 | NYISO_J-K_2_PJM_E | NYISO_J-K | PJM_E | Internal | Shoulder | B12 | 200 | 330 | 0 | 53.23 | 59.11 | 8 | 0
2040 | NYISO_J-K_2_PJM_E | NYISO_J-K | PJM_E | Internal | Shoulder | B13 | 600 | 330 | 0 | 49.1 | 53.58 | 8 | 0
2040 | NYISO_J-K_2_PJM_E | NYISO_J-K | PJM_E | Internal | Shoulder | B14 | 900 | 330 | 0 | 49.04 | 50.96 | 8 | 0
2040 | NYISO_J-K_2_PJM_E | NYISO_J-K | PJM_E | Internal | Shoulder | B15 | 1203 | 330 | 0 | 48.24 | 49.06 | 8 | 0
2040 | NYISO_J-K_2_PJM_E | NYISO_J-K | PJM_E | Internal | Summer | B1 | 10 | 330 | 0 | 91.59 | 93.59 | 8 | 0
2040 | NYISO_J-K_2_PJM_E | NYISO_J-K | PJM_E | Internal | Summer | B2 | 25 | 330 | 0.2 | 80.67 | 88.66 | 8 | 0
2040 | NYISO_J-K_2_PJM_E | NYISO_J-K | PJM_E | Internal | Summer | B3 | 75 | 330 | 139.61 | 74.5 | 82.5 | 8 | 0
2040 | NYISO_J-K_2_PJM_E | NYISO_J-K | PJM_E | Internal | Summer | B4 | 100 | 330 | 0.06 | 67.88 | 75.87 | 8 | 0
2040 | NYISO_J-K_2_PJM_E | NYISO_J-K | PJM_E | Internal | Summer | B5 | 200 | 330 | 254.22 | 64.42 | 72.42 | 8 | 0
2040 | NYISO_J-K_2_PJM_E | NYISO_J-K | PJM_E | Internal | Summer | B6 | 300 | 330 | 0 | 59.66 | 66.81 | 8 | 0
2040 | NYISO_J-K_2_PJM_E | NYISO_J-K | PJM_E | Internal | Summer | B7 | 400 | 330 | 0 | 59.66 | 57 | 8 | 0
2040 | NYISO_J-K_2_PJM_E | NYISO_J-K | PJM_E | Internal | Summer | B8 | 500 | 330 | 0 | 59.66 | 51.74 | 8 | 0
2040 | NYISO_J-K_2_PJM_E | NYISO_J-K | PJM_E | Internal | Summer | B9 | 800 | 330 | 0 | 46.54 | 47.54 | 8 | 0
2040 | NYISO_J-K_2_PJM_E | NYISO_J-K | PJM_E | Internal | Summer | B10 | 1262 | 330 | 0 | 46.52 | 42.69 | 8 | 0
2040 | NYISO_J-K_2_PJM_E | NYISO_J-K | PJM_E | Internal | Winter | B16 | 25 | 330 | 0 | 85.58 | 70.8 | 8 | 0
2040 | NYISO_J-K_2_PJM_E | NYISO_J-K | PJM_E | Internal | Winter | B17 | 100 | 330 | 0 | 67.74 | 64.98 | 8 | 0
2040 | NYISO_J-K_2_PJM_E | NYISO_J-K | PJM_E | Internal | Winter | B18 | 400 | 330 | 0 | 64.02 | 58.5 | 8 | 0
2040 | NYISO_J-K_2_PJM_E | NYISO_J-K | PJM_E | Internal | Winter | B19 | 700 | 330 | 0 | 64.02 | 55.96 | 8 | 0
2040 | NYISO_J-K_2_PJM_E | NYISO_J-K | PJM_E | Internal | Winter | B20 | 935 | 330 | 0 | 60.12 | 51.32 | 8 | 0
2040 | PJM_E_2_NYISO_G-I | PJM_E | NYISO_G-I | Internal | Shoulder | B11 | 25 | 500 | 0 | 67.78 | 59.78 | 6 | 0
2040 | PJM_E_2_NYISO_G-I | PJM_E | NYISO_G-I | Internal | Shoulder | B12 | 200 | 500 | 0 | 59.11 | 53.22 | 6 | 0
2040 | PJM_E_2_NYISO_G-I | PJM_E | NYISO_G-I | Internal | Shoulder | B13 | 600 | 500 | 0 | 53.58 | 49.03 | 6 | 0
2040 | PJM_E_2_NYISO_G-I | PJM_E | NYISO_G-I | Internal | Shoulder | B14 | 900 | 500 | 0 | 50.96 | 49.03 | 6 | 0
2040 | PJM_E_2_NYISO_G-I | PJM_E | NYISO_G-I | Internal | Shoulder | B15 | 1203 | 500 | 0 | 49.06 | 48.23 | 6 | 0
2040 | PJM_E_2_NYISO_G-I | PJM_E | NYISO_G-I | Internal | Summer | B1 | 10 | 500 | 0 | 93.59 | 91.58 | 6 | 0
2040 | PJM_E_2_NYISO_G-I | PJM_E | NYISO_G-I | Internal | Summer | B2 | 25 | 500 | 0 | 88.66 | 80.66 | 6 | 0
2040 | PJM_E_2_NYISO_G-I | PJM_E | NYISO_G-I | Internal | Summer | B3 | 75 | 500 | 0 | 82.5 | 74.49 | 6 | 0
2040 | PJM_E_2_NYISO_G-I | PJM_E | NYISO_G-I | Internal | Summer | B4 | 100 | 500 | 0 | 75.87 | 67.87 | 6 | 0
2040 | PJM_E_2_NYISO_G-I | PJM_E | NYISO_G-I | Internal | Summer | B5 | 200 | 500 | 0 | 72.42 | 64.41 | 6 | 0
2040 | PJM_E_2_NYISO_G-I | PJM_E | NYISO_G-I | Internal | Summer | B6 | 300 | 500 | 0 | 66.81 | 58.81 | 6 | 0
2040 | PJM_E_2_NYISO_G-I | PJM_E | NYISO_G-I | Internal | Summer | B7 | 400 | 500 | 0 | 57 | 49 | 6 | 0
2040 | PJM_E_2_NYISO_G-I | PJM_E | NYISO_G-I | Internal | Summer | B8 | 500 | 500 | 0 | 51.74 | 47.74 | 6 | 0
2040 | PJM_E_2_NYISO_G-I | PJM_E | NYISO_G-I | Internal | Summer | B9 | 800 | 500 | 0 | 47.54 | 46.53 | 6 | 0
2040 | PJM_E_2_NYISO_G-I | PJM_E | NYISO_G-I | Internal | Summer | B10 | 1262 | 500 | 0 | 42.69 | 46.51 | 6 | 0
2040 | PJM_E_2_NYISO_G-I | PJM_E | NYISO_G-I | Internal | Winter | B16 | 25 | 500 | 0 | 70.8 | 62.8 | 6 | 0
2040 | PJM_E_2_NYISO_G-I | PJM_E | NYISO_G-I | Internal | Winter | B17 | 100 | 500 | 0 | 64.98 | 60.12 | 6 | 0
2040 | PJM_E_2_NYISO_G-I | PJM_E | NYISO_G-I | Internal | Winter | B18 | 400 | 500 | 0 | 58.5 | 60.04 | 6 | 0
2040 | PJM_E_2_NYISO_G-I | PJM_E | NYISO_G-I | Internal | Winter | B19 | 700 | 500 | 0 | 55.96 | 56.88 | 6 | 0
2040 | PJM_E_2_NYISO_G-I | PJM_E | NYISO_G-I | Internal | Winter | B20 | 935 | 500 | 0 | 51.32 | 56.85 | 6 | 0
2040 | PJM_E_2_NYISO_J-K | PJM_E | NYISO_J-K | Internal | Shoulder | B11 | 25 | 330 | 0 | 67.78 | 65.44 | 6 | 0
2040 | PJM_E_2_NYISO_J-K | PJM_E | NYISO_J-K | Internal | Shoulder | B12 | 200 | 330 | 0 | 59.11 | 53.23 | 6 | 0
2040 | PJM_E_2_NYISO_J-K | PJM_E | NYISO_J-K | Internal | Shoulder | B13 | 600 | 330 | 0 | 53.58 | 49.1 | 6 | 0
2040 | PJM_E_2_NYISO_J-K | PJM_E | NYISO_J-K | Internal | Shoulder | B14 | 900 | 330 | 0 | 50.96 | 49.04 | 6 | 0
2040 | PJM_E_2_NYISO_J-K | PJM_E | NYISO_J-K | Internal | Shoulder | B15 | 1203 | 330 | 0 | 49.06 | 48.24 | 6 | 0
2040 | PJM_E_2_NYISO_J-K | PJM_E | NYISO_J-K | Internal | Summer | B1 | 10 | 330 | 0 | 93.59 | 91.59 | 6 | 0
2040 | PJM_E_2_NYISO_J-K | PJM_E | NYISO_J-K | Internal | Summer | B2 | 25 | 330 | 0 | 88.66 | 80.67 | 6 | 0
2040 | PJM_E_2_NYISO_J-K | PJM_E | NYISO_J-K | Internal | Summer | B3 | 75 | 330 | 0 | 82.5 | 74.5 | 6 | 0
2040 | PJM_E_2_NYISO_J-K | PJM_E | NYISO_J-K | Internal | Summer | B4 | 100 | 330 | 0 | 75.87 | 67.88 | 6 | 0
2040 | PJM_E_2_NYISO_J-K | PJM_E | NYISO_J-K | Internal | Summer | B5 | 200 | 330 | 0 | 72.42 | 64.42 | 6 | 0
2040 | PJM_E_2_NYISO_J-K | PJM_E | NYISO_J-K | Internal | Summer | B6 | 300 | 330 | 0 | 66.81 | 59.66 | 6 | 0
2040 | PJM_E_2_NYISO_J-K | PJM_E | NYISO_J-K | Internal | Summer | B7 | 400 | 330 | 0 | 57 | 59.66 | 6 | 0
2040 | PJM_E_2_NYISO_J-K | PJM_E | NYISO_J-K | Internal | Summer | B8 | 500 | 330 | 330 | 51.74 | 59.66 | 6 | 1.92
2040 | PJM_E_2_NYISO_J-K | PJM_E | NYISO_J-K | Internal | Summer | B9 | 800 | 330 | 0 | 47.54 | 46.54 | 6 | 0
2040 | PJM_E_2_NYISO_J-K | PJM_E | NYISO_J-K | Internal | Summer | B10 | 1262 | 330 | 0 | 42.69 | 46.52 | 6 | 0
2040 | PJM_E_2_NYISO_J-K | PJM_E | NYISO_J-K | Internal | Winter | B16 | 25 | 330 | 330 | 70.8 | 85.58 | 6 | 8.79
2040 | PJM_E_2_NYISO_J-K | PJM_E | NYISO_J-K | Internal | Winter | B17 | 100 | 330 | 0 | 64.98 | 67.74 | 6 | 0
2040 | PJM_E_2_NYISO_J-K | PJM_E | NYISO_J-K | Internal | Winter | B18 | 400 | 330 | 0 | 58.5 | 64.02 | 6 | 0
2040 | PJM_E_2_NYISO_J-K | PJM_E | NYISO_J-K | Internal | Winter | B19 | 700 | 330 | 330 | 55.96 | 64.02 | 6 | 2.05
2040 | PJM_E_2_NYISO_J-K | PJM_E | NYISO_J-K | Internal | Winter | B20 | 935 | 330 | 330 | 51.32 | 60.12 | 6 | 2.8
2040 | PJM_E_2_PJM_ROM | PJM_E | PJM_ROM | Internal | Shoulder | B11 | 25 | 8000 | 0.11 | 67.78 | 67.77 | 0.01 | 0
2040 | PJM_E_2_PJM_ROM | PJM_E | PJM_ROM | Internal | Shoulder | B12 | 200 | 8000 | 0.01 | 59.11 | 59.09 | 0.01 | 0
2040 | PJM_E_2_PJM_ROM | PJM_E | PJM_ROM | Internal | Shoulder | B13 | 600 | 8000 | 0 | 53.58 | 53.57 | 0.01 | 0
2040 | PJM_E_2_PJM_ROM | PJM_E | PJM_ROM | Internal | Shoulder | B14 | 900 | 8000 | 0 | 50.96 | 50.94 | 0.01 | 0
2040 | PJM_E_2_PJM_ROM | PJM_E | PJM_ROM | Internal | Shoulder | B15 | 1203 | 8000 | 0 | 49.06 | 49.05 | 0.01 | 0
2040 | PJM_E_2_PJM_ROM | PJM_E | PJM_ROM | Internal | Summer | B1 | 10 | 8000 | 0.17 | 93.59 | 93.58 | 0.01 | 0
2040 | PJM_E_2_PJM_ROM | PJM_E | PJM_ROM | Internal | Summer | B2 | 25 | 8000 | 0.11 | 88.66 | 88.64 | 0.01 | 0
2040 | PJM_E_2_PJM_ROM | PJM_E | PJM_ROM | Internal | Summer | B3 | 75 | 8000 | 0.04 | 82.5 | 82.49 | 0.01 | 0
2040 | PJM_E_2_PJM_ROM | PJM_E | PJM_ROM | Internal | Summer | B4 | 100 | 8000 | 0.03 | 75.87 | 75.86 | 0.01 | 0
2040 | PJM_E_2_PJM_ROM | PJM_E | PJM_ROM | Internal | Summer | B5 | 200 | 8000 | 0.01 | 72.42 | 72.41 | 0.01 | 0
2040 | PJM_E_2_PJM_ROM | PJM_E | PJM_ROM | Internal | Summer | B6 | 300 | 8000 | 0 | 66.81 | 66.8 | 0.01 | 0
2040 | PJM_E_2_PJM_ROM | PJM_E | PJM_ROM | Internal | Summer | B7 | 400 | 8000 | 0 | 57 | 56.99 | 0.01 | 0
2040 | PJM_E_2_PJM_ROM | PJM_E | PJM_ROM | Internal | Summer | B8 | 500 | 8000 | 0 | 51.74 | 51.73 | 0.01 | 0
2040 | PJM_E_2_PJM_ROM | PJM_E | PJM_ROM | Internal | Summer | B9 | 800 | 8000 | 0 | 47.54 | 47.53 | 0.01 | 0
2040 | PJM_E_2_PJM_ROM | PJM_E | PJM_ROM | Internal | Summer | B10 | 1262 | 8000 | 0 | 42.69 | 42.1 | 0.01 | 0
2040 | PJM_E_2_PJM_ROM | PJM_E | PJM_ROM | Internal | Winter | B16 | 25 | 8000 | 0.11 | 70.8 | 70.78 | 0.01 | 0
2040 | PJM_E_2_PJM_ROM | PJM_E | PJM_ROM | Internal | Winter | B17 | 100 | 8000 | 0.03 | 64.98 | 64.97 | 0.01 | 0
2040 | PJM_E_2_PJM_ROM | PJM_E | PJM_ROM | Internal | Winter | B18 | 400 | 8000 | 0 | 58.5 | 58.49 | 0.01 | 0
2040 | PJM_E_2_PJM_ROM | PJM_E | PJM_ROM | Internal | Winter | B19 | 700 | 8000 | 0 | 55.96 | 54.68 | 0.01 | 0
2040 | PJM_E_2_PJM_ROM | PJM_E | PJM_ROM | Internal | Winter | B20 | 935 | 8000 | 0 | 51.32 | 50.16 | 0.01 | 0
2040 | PJM_ROR_2_MISO_IN | PJM_ROR | MISO_IN | Internal | Shoulder | B11 | 25 | 909 | 0 | 67.79 | 66.47 | 2 | 0
2040 | PJM_ROR_2_MISO_IN | PJM_ROR | MISO_IN | Internal | Shoulder | B12 | 200 | 909 | 0.03 | 59.11 | 61.09 | 2 | 0
2040 | PJM_ROR_2_MISO_IN | PJM_ROR | MISO_IN | Internal | Shoulder | B13 | 600 | 909 | 909 | 53.58 | 57.6 | 2 | 2.02
2040 | PJM_ROR_2_MISO_IN | PJM_ROR | MISO_IN | Internal | Shoulder | B14 | 900 | 909 | 909 | 50.96 | 53.89 | 2 | 0.94
2040 | PJM_ROR_2_MISO_IN | PJM_ROR | MISO_IN | Internal | Shoulder | B15 | 1203 | 909 | 0 | 49.06 | 47.06 | 2 | 0
2040 | PJM_ROR_2_MISO_IN | PJM_ROR | MISO_IN | Internal | Summer | B1 | 10 | 909 | 0.45 | 93.57 | 95.56 | 2 | 0
2040 | PJM_ROR_2_MISO_IN | PJM_ROR | MISO_IN | Internal | Summer | B2 | 25 | 909 | 438.85 | 88.66 | 90.66 | 2 | 0
2040 | PJM_ROR_2_MISO_IN | PJM_ROR | MISO_IN | Internal | Summer | B3 | 75 | 909 | 0.07 | 86.48 | 88.46 | 2 | 0
2040 | PJM_ROR_2_MISO_IN | PJM_ROR | MISO_IN | Internal | Summer | B4 | 100 | 909 | 0 | 86.48 | 85.57 | 2 | 0
2040 | PJM_ROR_2_MISO_IN | PJM_ROR | MISO_IN | Internal | Summer | B5 | 200 | 909 | 0 | 85.25 | 84.59 | 2 | 0
2040 | PJM_ROR_2_MISO_IN | PJM_ROR | MISO_IN | Internal | Summer | B6 | 300 | 909 | 908.98 | 66.81 | 68.82 | 2 | 0.01
2040 | PJM_ROR_2_MISO_IN | PJM_ROR | MISO_IN | Internal | Summer | B7 | 400 | 909 | 0.02 | 57 | 58.99 | 2 | 0
2040 | PJM_ROR_2_MISO_IN | PJM_ROR | MISO_IN | Internal | Summer | B8 | 500 | 909 | 0 | 51.74 | 52.02 | 2 | 0
2040 | PJM_ROR_2_MISO_IN | PJM_ROR | MISO_IN | Internal | Summer | B9 | 800 | 909 | 0 | 47.54 | 45.57 | 2 | 0
2040 | PJM_ROR_2_MISO_IN | PJM_ROR | MISO_IN | Internal | Summer | B10 | 1262 | 909 | 0 | 42.11 | 40.05 | 2 | 0
2040 | PJM_ROR_2_MISO_IN | PJM_ROR | MISO_IN | Internal | Winter | B16 | 25 | 909 | 0.2 | 70.77 | 72.76 | 2 | 0
2040 | PJM_ROR_2_MISO_IN | PJM_ROR | MISO_IN | Internal | Winter | B17 | 100 | 909 | 0 | 64.96 | 64.97 | 2 | 0
2040 | PJM_ROR_2_MISO_IN | PJM_ROR | MISO_IN | Internal | Winter | B18 | 400 | 909 | 0.01 | 58.48 | 60.46 | 2 | 0
2040 | PJM_ROR_2_MISO_IN | PJM_ROR | MISO_IN | Internal | Winter | B19 | 700 | 909 | 0 | 54.67 | 56.3 | 2 | 0
2040 | PJM_ROR_2_MISO_IN | PJM_ROR | MISO_IN | Internal | Winter | B20 | 935 | 909 | 0 | 50.15 | 44.24 | 2 | 0
2040 | PJM_ROR_2_MISO_MI | PJM_ROR | MISO_MI | Internal | Shoulder | B11 | 25 | 1305 | 0 | 67.79 | 66.48 | 2 | 0
2040 | PJM_ROR_2_MISO_MI | PJM_ROR | MISO_MI | Internal | Shoulder | B12 | 200 | 1305 | 916.71 | 59.11 | 61.11 | 2 | 0
2040 | PJM_ROR_2_MISO_MI | PJM_ROR | MISO_MI | Internal | Shoulder | B13 | 600 | 1305 | 1305 | 53.58 | 57.61 | 2 | 2.03
2040 | PJM_ROR_2_MISO_MI | PJM_ROR | MISO_MI | Internal | Shoulder | B14 | 900 | 1305 | 1305 | 50.96 | 53.9 | 2 | 0.95
2040 | PJM_ROR_2_MISO_MI | PJM_ROR | MISO_MI | Internal | Shoulder | B15 | 1203 | 1305 | 0 | 49.06 | 47.07 | 2 | 0
2040 | PJM_ROR_2_MISO_MI | PJM_ROR | MISO_MI | Internal | Summer | B1 | 10 | 1305 | 276.82 | 93.57 | 95.57 | 2 | 0
2040 | PJM_ROR_2_MISO_MI | PJM_ROR | MISO_MI | Internal | Summer | B2 | 25 | 1305 | 1304.79 | 88.66 | 90.67 | 2 | 0.01
2040 | PJM_ROR_2_MISO_MI | PJM_ROR | MISO_MI | Internal | Summer | B3 | 75 | 1305 | 221.95 | 86.48 | 88.48 | 2 | 0
2040 | PJM_ROR_2_MISO_MI | PJM_ROR | MISO_MI | Internal | Summer | B4 | 100 | 1305 | 0 | 86.48 | 85.58 | 2 | 0
2040 | PJM_ROR_2_MISO_MI | PJM_ROR | MISO_MI | Internal | Summer | B5 | 200 | 1305 | 0 | 85.25 | 84.6 | 2 | 0
2040 | PJM_ROR_2_MISO_MI | PJM_ROR | MISO_MI | Internal | Summer | B6 | 300 | 1305 | 758.45 | 66.81 | 68.81 | 2 | 0
2040 | PJM_ROR_2_MISO_MI | PJM_ROR | MISO_MI | Internal | Summer | B7 | 400 | 1305 | 444.92 | 57 | 59 | 2 | 0
2040 | PJM_ROR_2_MISO_MI | PJM_ROR | MISO_MI | Internal | Summer | B8 | 500 | 1305 | 0 | 51.74 | 52.58 | 2 | 0
2040 | PJM_ROR_2_MISO_MI | PJM_ROR | MISO_MI | Internal | Summer | B9 | 800 | 1305 | 0 | 47.54 | 49.36 | 2 | 0
2040 | PJM_ROR_2_MISO_MI | PJM_ROR | MISO_MI | Internal | Summer | B10 | 1262 | 1305 | 0 | 42.11 | 42.47 | 2 | 0
2040 | PJM_ROR_2_MISO_MI | PJM_ROR | MISO_MI | Internal | Winter | B16 | 25 | 1305 | 163.83 | 70.77 | 72.77 | 2 | 0
2040 | PJM_ROR_2_MISO_MI | PJM_ROR | MISO_MI | Internal | Winter | B17 | 100 | 1305 | 0 | 64.96 | 64.98 | 2 | 0
2040 | PJM_ROR_2_MISO_MI | PJM_ROR | MISO_MI | Internal | Winter | B18 | 400 | 1305 | 33.16 | 58.48 | 60.48 | 2 | 0
2040 | PJM_ROR_2_MISO_MI | PJM_ROR | MISO_MI | Internal | Winter | B19 | 700 | 1305 | 0 | 54.67 | 56.31 | 2 | 0
2040 | PJM_ROR_2_MISO_MI | PJM_ROR | MISO_MI | Internal | Winter | B20 | 935 | 1305 | 0 | 50.15 | 47.05 | 2 | 0
2040 | PJM_ROR_2_MISO_MO-IL | PJM_ROR | MISO_MO-IL | Internal | Shoulder | B11 | 25 | 1111 | 0 | 67.79 | 65.8 | 2 | 0
2040 | PJM_ROR_2_MISO_MO-IL | PJM_ROR | MISO_MO-IL | Internal | Shoulder | B12 | 200 | 1111 | 0 | 59.11 | 57.12 | 2 | 0
2040 | PJM_ROR_2_MISO_MO-IL | PJM_ROR | MISO_MO-IL | Internal | Shoulder | B13 | 600 | 1111 | 0 | 53.58 | 51.58 | 2 | 0
2040 | PJM_ROR_2_MISO_MO-IL | PJM_ROR | MISO_MO-IL | Internal | Shoulder | B14 | 900 | 1111 | 0 | 50.96 | 45.58 | 2 | 0
2040 | PJM_ROR_2_MISO_MO-IL | PJM_ROR | MISO_MO-IL | Internal | Shoulder | B15 | 1203 | 1111 | 0 | 49.06 | 41.62 | 2 | 0
2040 | PJM_ROR_2_MISO_MO-IL | PJM_ROR | MISO_MO-IL | Internal | Summer | B1 | 10 | 1111 | 0 | 93.57 | 91.58 | 2 | 0
2040 | PJM_ROR_2_MISO_MO-IL | PJM_ROR | MISO_MO-IL | Internal | Summer | B2 | 25 | 1111 | 0 | 88.66 | 88.2 | 2 | 0
2040 | PJM_ROR_2_MISO_MO-IL | PJM_ROR | MISO_MO-IL | Internal | Summer | B3 | 75 | 1111 | 0 | 86.48 | 88.2 | 2 | 0
2040 | PJM_ROR_2_MISO_MO-IL | PJM_ROR | MISO_MO-IL | Internal | Summer | B4 | 100 | 1111 | 0 | 86.48 | 85.26 | 2 | 0
2040 | PJM_ROR_2_MISO_MO-IL | PJM_ROR | MISO_MO-IL | Internal | Summer | B5 | 200 | 1111 | 0 | 85.25 | 84.58 | 2 | 0
2040 | PJM_ROR_2_MISO_MO-IL | PJM_ROR | MISO_MO-IL | Internal | Summer | B6 | 300 | 1111 | 436.53 | 66.81 | 68.81 | 2 | 0
2040 | PJM_ROR_2_MISO_MO-IL | PJM_ROR | MISO_MO-IL | Internal | Summer | B7 | 400 | 1111 | 0 | 57 | 58.98 | 2 | 0
2040 | PJM_ROR_2_MISO_MO-IL | PJM_ROR | MISO_MO-IL | Internal | Summer | B8 | 500 | 1111 | 0 | 51.74 | 49.75 | 2 | 0
2040 | PJM_ROR_2_MISO_MO-IL | PJM_ROR | MISO_MO-IL | Internal | Summer | B9 | 800 | 1111 | 0 | 47.54 | 45.55 | 2 | 0
2040 | PJM_ROR_2_MISO_MO-IL | PJM_ROR | MISO_MO-IL | Internal | Summer | B10 | 1262 | 1111 | 0 | 42.11 | 37.81 | 2 | 0
2040 | PJM_ROR_2_MISO_MO-IL | PJM_ROR | MISO_MO-IL | Internal | Winter | B16 | 25 | 1111 | 0 | 70.77 | 64.23 | 2 | 0
2040 | PJM_ROR_2_MISO_MO-IL | PJM_ROR | MISO_MO-IL | Internal | Winter | B17 | 100 | 1111 | 0 | 64.96 | 55.97 | 2 | 0
2040 | PJM_ROR_2_MISO_MO-IL | PJM_ROR | MISO_MO-IL | Internal | Winter | B18 | 400 | 1111 | 0 | 58.48 | 48.71 | 2 | 0
2040 | PJM_ROR_2_MISO_MO-IL | PJM_ROR | MISO_MO-IL | Internal | Winter | B19 | 700 | 1111 | 0 | 54.67 | 48.71 | 2 | 0
2040 | PJM_ROR_2_MISO_MO-IL | PJM_ROR | MISO_MO-IL | Internal | Winter | B20 | 935 | 1111 | 0 | 50.15 | 41.59 | 2 | 0
2040 | PJM_ROR_2_MISO_W | PJM_ROR | MISO_W | Internal | Shoulder | B11 | 25 | 10071 | 0 | 67.79 | 65.79 | 2 | 0
2040 | PJM_ROR_2_MISO_W | PJM_ROR | MISO_W | Internal | Shoulder | B12 | 200 | 10071 | 0 | 59.11 | 57.11 | 2 | 0
2040 | PJM_ROR_2_MISO_W | PJM_ROR | MISO_W | Internal | Shoulder | B13 | 600 | 10071 | 0 | 53.58 | 51.57 | 2 | 0
2040 | PJM_ROR_2_MISO_W | PJM_ROR | MISO_W | Internal | Shoulder | B14 | 900 | 10071 | 0 | 50.96 | 39.18 | 2 | 0
2040 | PJM_ROR_2_MISO_W | PJM_ROR | MISO_W | Internal | Shoulder | B15 | 1203 | 10071 | 0 | 49.06 | 33.35 | 2 | 0
2040 | PJM_ROR_2_MISO_W | PJM_ROR | MISO_W | Internal | Summer | B1 | 10 | 10071 | 0 | 93.57 | 91.57 | 2 | 0
2040 | PJM_ROR_2_MISO_W | PJM_ROR | MISO_W | Internal | Summer | B2 | 25 | 10071 | 0 | 88.66 | 86.66 | 2 | 0
2040 | PJM_ROR_2_MISO_W | PJM_ROR | MISO_W | Internal | Summer | B3 | 75 | 10071 | 0 | 86.48 | 88.19 | 2 | 0
2040 | PJM_ROR_2_MISO_W | PJM_ROR | MISO_W | Internal | Summer | B4 | 100 | 10071 | 0 | 86.48 | 85.25 | 2 | 0
2040 | PJM_ROR_2_MISO_W | PJM_ROR | MISO_W | Internal | Summer | B5 | 200 | 10071 | 0 | 85.25 | 84.56 | 2 | 0
2040 | PJM_ROR_2_MISO_W | PJM_ROR | MISO_W | Internal | Summer | B6 | 300 | 10071 | 0.02 | 66.81 | 68.8 | 2 | 0
2040 | PJM_ROR_2_MISO_W | PJM_ROR | MISO_W | Internal | Summer | B7 | 400 | 10071 | 0 | 57 | 58.97 | 2 | 0
2040 | PJM_ROR_2_MISO_W | PJM_ROR | MISO_W | Internal | Summer | B8 | 500 | 10071 | 0 | 51.74 | 49.74 | 2 | 0
2040 | PJM_ROR_2_MISO_W | PJM_ROR | MISO_W | Internal | Summer | B9 | 800 | 10071 | 0 | 47.54 | 45.54 | 2 | 0
2040 | PJM_ROR_2_MISO_W | PJM_ROR | MISO_W | Internal | Summer | B10 | 1262 | 10071 | 0 | 42.11 | 37.8 | 2 | 0
2040 | PJM_ROR_2_MISO_W | PJM_ROR | MISO_W | Internal | Winter | B16 | 25 | 10071 | 0 | 70.77 | 40.66 | 2 | 0
2040 | PJM_ROR_2_MISO_W | PJM_ROR | MISO_W | Internal | Winter | B17 | 100 | 10071 | 0 | 64.96 | 37.39 | 2 | 0
2040 | PJM_ROR_2_MISO_W | PJM_ROR | MISO_W | Internal | Winter | B18 | 400 | 10071 | 0 | 58.48 | 47.35 | 2 | 0
2040 | PJM_ROR_2_MISO_W | PJM_ROR | MISO_W | Internal | Winter | B19 | 700 | 10071 | 0 | 54.67 | 47.35 | 2 | 0
2040 | PJM_ROR_2_MISO_W | PJM_ROR | MISO_W | Internal | Winter | B20 | 935 | 10071 | 0 | 50.15 | 33.4 | 2 | 0
2040 | PJM_ROR_2_MISO_WUMS | PJM_ROR | MISO_WUMS | Internal | Shoulder | B11 | 25 | 1467 | 0 | 67.79 | 66.47 | 2 | 0
2040 | PJM_ROR_2_MISO_WUMS | PJM_ROR | MISO_WUMS | Internal | Shoulder | B12 | 200 | 1467 | 0 | 59.11 | 57.7 | 2 | 0
2040 | PJM_ROR_2_MISO_WUMS | PJM_ROR | MISO_WUMS | Internal | Shoulder | B13 | 600 | 1467 | 0 | 53.58 | 54.04 | 2 | 0
2040 | PJM_ROR_2_MISO_WUMS | PJM_ROR | MISO_WUMS | Internal | Shoulder | B14 | 900 | 1467 | 1239.31 | 50.96 | 52.96 | 2 | 0
2040 | PJM_ROR_2_MISO_WUMS | PJM_ROR | MISO_WUMS | Internal | Shoulder | B15 | 1203 | 1467 | 0 | 49.06 | 47.06 | 2 | 0
2040 | PJM_ROR_2_MISO_WUMS | PJM_ROR | MISO_WUMS | Internal | Summer | B1 | 10 | 1467 | 0 | 93.57 | 84.3 | 2 | 0
2040 | PJM_ROR_2_MISO_WUMS | PJM_ROR | MISO_WUMS | Internal | Summer | B2 | 25 | 1467 | 0 | 88.66 | 84.3 | 2 | 0
2040 | PJM_ROR_2_MISO_WUMS | PJM_ROR | MISO_WUMS | Internal | Summer | B3 | 75 | 1467 | 0 | 86.48 | 84.3 | 2 | 0
2040 | PJM_ROR_2_MISO_WUMS | PJM_ROR | MISO_WUMS | Internal | Summer | B4 | 100 | 1467 | 0 | 86.48 | 84.3 | 2 | 0
2040 | PJM_ROR_2_MISO_WUMS | PJM_ROR | MISO_WUMS | Internal | Summer | B5 | 200 | 1467 | 0 | 85.25 | 84.3 | 2 | 0
2040 | PJM_ROR_2_MISO_WUMS | PJM_ROR | MISO_WUMS | Internal | Summer | B6 | 300 | 1467 | 619.62 | 66.81 | 68.81 | 2 | 0
2040 | PJM_ROR_2_MISO_WUMS | PJM_ROR | MISO_WUMS | Internal | Summer | B7 | 400 | 1467 | 0 | 57 | 58.98 | 2 | 0
2040 | PJM_ROR_2_MISO_WUMS | PJM_ROR | MISO_WUMS | Internal | Summer | B8 | 500 | 1467 | 0 | 51.74 | 51.92 | 2 | 0
2040 | PJM_ROR_2_MISO_WUMS | PJM_ROR | MISO_WUMS | Internal | Summer | B9 | 800 | 1467 | 0 | 47.54 | 49.37 | 2 | 0
2040 | PJM_ROR_2_MISO_WUMS | PJM_ROR | MISO_WUMS | Internal | Summer | B10 | 1262 | 1467 | 0 | 42.11 | 41.97 | 2 | 0
2040 | PJM_ROR_2_MISO_WUMS | PJM_ROR | MISO_WUMS | Internal | Winter | B16 | 25 | 1467 | 0 | 70.77 | 68.77 | 2 | 0
2040 | PJM_ROR_2_MISO_WUMS | PJM_ROR | MISO_WUMS | Internal | Winter | B17 | 100 | 1467 | 0 | 64.96 | 62.96 | 2 | 0
2040 | PJM_ROR_2_MISO_WUMS | PJM_ROR | MISO_WUMS | Internal | Winter | B18 | 400 | 1467 | 0 | 58.48 | 57.96 | 2 | 0
2040 | PJM_ROR_2_MISO_WUMS | PJM_ROR | MISO_WUMS | Internal | Winter | B19 | 700 | 1467 | 0 | 54.67 | 56.32 | 2 | 0
2040 | PJM_ROR_2_MISO_WUMS | PJM_ROR | MISO_WUMS | Internal | Winter | B20 | 935 | 1467 | 0 | 50.15 | 47.04 | 2 | 0
2040 | PJM_ROR_2_PJM_ROM | PJM_ROR | PJM_ROM | Internal | Shoulder | B11 | 25 | 8000 | 0.1 | 67.79 | 67.77 | 0.01 | 0
2040 | PJM_ROR_2_PJM_ROM | PJM_ROR | PJM_ROM | Internal | Shoulder | B12 | 200 | 8000 | 0.01 | 59.11 | 59.09 | 0.01 | 0
2040 | PJM_ROR_2_PJM_ROM | PJM_ROR | PJM_ROM | Internal | Shoulder | B13 | 600 | 8000 | 0 | 53.58 | 53.57 | 0.01 | 0
2040 | PJM_ROR_2_PJM_ROM | PJM_ROR | PJM_ROM | Internal | Shoulder | B14 | 900 | 8000 | 0 | 50.96 | 50.94 | 0.01 | 0
2040 | PJM_ROR_2_PJM_ROM | PJM_ROR | PJM_ROM | Internal | Shoulder | B15 | 1203 | 8000 | 0 | 49.06 | 49.05 | 0.01 | 0
2040 | PJM_ROR_2_PJM_ROM | PJM_ROR | PJM_ROM | Internal | Summer | B1 | 10 | 8000 | 1204.26 | 93.57 | 93.58 | 0.01 | 0
2040 | PJM_ROR_2_PJM_ROM | PJM_ROR | PJM_ROM | Internal | Summer | B2 | 25 | 8000 | 0.11 | 88.66 | 88.64 | 0.01 | 0
2040 | PJM_ROR_2_PJM_ROM | PJM_ROR | PJM_ROM | Internal | Summer | B3 | 75 | 8000 | 0 | 86.48 | 82.49 | 0.01 | 0
2040 | PJM_ROR_2_PJM_ROM | PJM_ROR | PJM_ROM | Internal | Summer | B4 | 100 | 8000 | 0 | 86.48 | 75.86 | 0.01 | 0
2040 | PJM_ROR_2_PJM_ROM | PJM_ROR | PJM_ROM | Internal | Summer | B5 | 200 | 8000 | 0 | 85.25 | 72.41 | 0.01 | 0
2040 | PJM_ROR_2_PJM_ROM | PJM_ROR | PJM_ROM | Internal | Summer | B6 | 300 | 8000 | 0 | 66.81 | 66.8 | 0.01 | 0
2040 | PJM_ROR_2_PJM_ROM | PJM_ROR | PJM_ROM | Internal | Summer | B7 | 400 | 8000 | 0 | 57 | 56.99 | 0.01 | 0
2040 | PJM_ROR_2_PJM_ROM | PJM_ROR | PJM_ROM | Internal | Summer | B8 | 500 | 8000 | 0 | 51.74 | 51.73 | 0.01 | 0
2040 | PJM_ROR_2_PJM_ROM | PJM_ROR | PJM_ROM | Internal | Summer | B9 | 800 | 8000 | 0 | 47.54 | 47.53 | 0.01 | 0
2040 | PJM_ROR_2_PJM_ROM | PJM_ROR | PJM_ROM | Internal | Summer | B10 | 1262 | 8000 | 0 | 42.11 | 42.1 | 0.01 | 0
2040 | PJM_ROR_2_PJM_ROM | PJM_ROR | PJM_ROM | Internal | Winter | B16 | 25 | 8000 | 415.89 | 70.77 | 70.78 | 0.01 | 0
2040 | PJM_ROR_2_PJM_ROM | PJM_ROR | PJM_ROM | Internal | Winter | B17 | 100 | 8000 | 1533.98 | 64.96 | 64.97 | 0.01 | 0
2040 | PJM_ROR_2_PJM_ROM | PJM_ROR | PJM_ROM | Internal | Winter | B18 | 400 | 8000 | 2474.13 | 58.48 | 58.49 | 0.01 | 0
2040 | PJM_ROR_2_PJM_ROM | PJM_ROR | PJM_ROM | Internal | Winter | B19 | 700 | 8000 | 2987.36 | 54.67 | 54.68 | 0.01 | 0
2040 | PJM_ROR_2_PJM_ROM | PJM_ROR | PJM_ROM | Internal | Winter | B20 | 935 | 8000 | 5214.42 | 50.15 | 50.16 | 0.01 | 0
2040 | PJM_ROR_2_TVA_Transmission | PJM_ROR | TVA_Transmission | Internal | Shoulder | B11 | 25 | 2500 | 667.43 | 67.79 | 73.79 | 6 | 0
2040 | PJM_ROR_2_TVA_Transmission | PJM_ROR | TVA_Transmission | Internal | Shoulder | B12 | 200 | 2500 | 0 | 59.11 | 62.53 | 6 | 0
2040 | PJM_ROR_2_TVA_Transmission | PJM_ROR | TVA_Transmission | Internal | Shoulder | B13 | 600 | 2500 | 0 | 53.58 | 58.78 | 6 | 0
2040 | PJM_ROR_2_TVA_Transmission | PJM_ROR | TVA_Transmission | Internal | Shoulder | B14 | 900 | 2500 | 0 | 50.96 | 53.58 | 6 | 0
2040 | PJM_ROR_2_TVA_Transmission | PJM_ROR | TVA_Transmission | Internal | Shoulder | B15 | 1203 | 2500 | 0 | 49.06 | 50.84 | 6 | 0
2040 | PJM_ROR_2_TVA_Transmission | PJM_ROR | TVA_Transmission | Internal | Summer | B1 | 10 | 2500 | 2392.29 | 93.57 | 99.57 | 6 | 0
2040 | PJM_ROR_2_TVA_Transmission | PJM_ROR | TVA_Transmission | Internal | Summer | B2 | 25 | 2500 | 2499.78 | 88.66 | 94.67 | 6 | 0.01
2040 | PJM_ROR_2_TVA_Transmission | PJM_ROR | TVA_Transmission | Internal | Summer | B3 | 75 | 2500 | 1385.52 | 86.48 | 92.48 | 6 | 0
2040 | PJM_ROR_2_TVA_Transmission | PJM_ROR | TVA_Transmission | Internal | Summer | B4 | 100 | 2500 | 615.24 | 86.48 | 92.48 | 6 | 0
2040 | PJM_ROR_2_TVA_Transmission | PJM_ROR | TVA_Transmission | Internal | Summer | B5 | 200 | 2500 | 1129.48 | 85.25 | 91.25 | 6 | 0
2040 | PJM_ROR_2_TVA_Transmission | PJM_ROR | TVA_Transmission | Internal | Summer | B6 | 300 | 2500 | 0 | 66.81 | 71.85 | 6 | 0
2040 | PJM_ROR_2_TVA_Transmission | PJM_ROR | TVA_Transmission | Internal | Summer | B7 | 400 | 2500 | 0 | 57 | 61.29 | 6 | 0
2040 | PJM_ROR_2_TVA_Transmission | PJM_ROR | TVA_Transmission | Internal | Summer | B8 | 500 | 2500 | 22.58 | 51.74 | 57.74 | 6 | 0
2040 | PJM_ROR_2_TVA_Transmission | PJM_ROR | TVA_Transmission | Internal | Summer | B9 | 800 | 2500 | 972.67 | 47.54 | 53.54 | 6 | 0
2040 | PJM_ROR_2_TVA_Transmission | PJM_ROR | TVA_Transmission | Internal | Summer | B10 | 1262 | 2500 | 0 | 42.11 | 45.81 | 6 | 0
2040 | PJM_ROR_2_TVA_Transmission | PJM_ROR | TVA_Transmission | Internal | Winter | B16 | 25 | 2500 | 0 | 70.77 | 72.23 | 6 | 0
2040 | PJM_ROR_2_TVA_Transmission | PJM_ROR | TVA_Transmission | Internal | Winter | B17 | 100 | 2500 | 0 | 64.96 | 63.97 | 6 | 0
2040 | PJM_ROR_2_TVA_Transmission | PJM_ROR | TVA_Transmission | Internal | Winter | B18 | 400 | 2500 | 0 | 58.48 | 56.71 | 6 | 0
2040 | PJM_ROR_2_TVA_Transmission | PJM_ROR | TVA_Transmission | Internal | Winter | B19 | 700 | 2500 | 0 | 54.67 | 56.71 | 6 | 0
2040 | PJM_ROR_2_TVA_Transmission | PJM_ROR | TVA_Transmission | Internal | Winter | B20 | 935 | 2500 | 0 | 50.15 | 49.59 | 6 | 0
2040 | PJM_ROR_2_VACAR | PJM_ROR | VACAR | Internal | Shoulder | B11 | 25 | 3865 | 3865 | 67.79 | 75.79 | 6 | 2
2040 | PJM_ROR_2_VACAR | PJM_ROR | VACAR | Internal | Shoulder | B12 | 200 | 3865 | 0 | 59.11 | 63.63 | 6 | 0
2040 | PJM_ROR_2_VACAR | PJM_ROR | VACAR | Internal | Shoulder | B13 | 600 | 3865 | 0 | 53.58 | 55.06 | 6 | 0
2040 | PJM_ROR_2_VACAR | PJM_ROR | VACAR | Internal | Shoulder | B14 | 900 | 3865 | 0 | 50.96 | 55.06 | 6 | 0
2040 | PJM_ROR_2_VACAR | PJM_ROR | VACAR | Internal | Shoulder | B15 | 1203 | 3865 | 3814.17 | 49.06 | 55.06 | 6 | 0
2040 | PJM_ROR_2_VACAR | PJM_ROR | VACAR | Internal | Summer | B1 | 10 | 3865 | 1839.94 | 93.57 | 99.57 | 6 | 0
2040 | PJM_ROR_2_VACAR | PJM_ROR | VACAR | Internal | Summer | B2 | 25 | 3865 | 3864.99 | 88.66 | 94.94 | 6 | 0.29
2040 | PJM_ROR_2_VACAR | PJM_ROR | VACAR | Internal | Summer | B3 | 75 | 3865 | 3865 | 86.48 | 94.94 | 6 | 2.47
2040 | PJM_ROR_2_VACAR | PJM_ROR | VACAR | Internal | Summer | B4 | 100 | 3865 | 3865 | 86.48 | 92.69 | 6 | 0.22
2040 | PJM_ROR_2_VACAR | PJM_ROR | VACAR | Internal | Summer | B5 | 200 | 3865 | 2510.59 | 85.25 | 91.25 | 6 | 0
2040 | PJM_ROR_2_VACAR | PJM_ROR | VACAR | Internal | Summer | B6 | 300 | 3865 | 427.01 | 66.81 | 72.81 | 6 | 0
2040 | PJM_ROR_2_VACAR | PJM_ROR | VACAR | Internal | Summer | B7 | 400 | 3865 | 0 | 57 | 60.89 | 6 | 0
2040 | PJM_ROR_2_VACAR | PJM_ROR | VACAR | Internal | Summer | B8 | 500 | 3865 | 0 | 51.74 | 52.69 | 6 | 0
2040 | PJM_ROR_2_VACAR | PJM_ROR | VACAR | Internal | Summer | B9 | 800 | 3865 | 0 | 47.54 | 52.69 | 6 | 0
2040 | PJM_ROR_2_VACAR | PJM_ROR | VACAR | Internal | Summer | B10 | 1262 | 3865 | 3865 | 42.11 | 52.69 | 6 | 4.59
2040 | PJM_ROR_2_VACAR | PJM_ROR | VACAR | Internal | Winter | B16 | 25 | 3865 | 3865 | 70.77 | 85.4 | 6 | 8.63
2040 | PJM_ROR_2_VACAR | PJM_ROR | VACAR | Internal | Winter | B17 | 100 | 3865 | 1727.18 | 64.96 | 70.96 | 6 | 0
2040 | PJM_ROR_2_VACAR | PJM_ROR | VACAR | Internal | Winter | B18 | 400 | 3865 | 0 | 58.48 | 60.67 | 6 | 0
2040 | PJM_ROR_2_VACAR | PJM_ROR | VACAR | Internal | Winter | B19 | 700 | 3865 | 1476.85 | 54.67 | 60.67 | 6 | 0
2040 | PJM_ROR_2_VACAR | PJM_ROR | VACAR | Internal | Winter | B20 | 935 | 3865 | 3865 | 50.15 | 60.67 | 6 | 4.52
2040 | PJM_ROM_2_NYISO_A-F | PJM_ROM | NYISO_A-F | Internal | Shoulder | B11 | 25 | 2000 | 0 | 67.77 | 59.77 | 6 | 0
2040 | PJM_ROM_2_NYISO_A-F | PJM_ROM | NYISO_A-F | Internal | Shoulder | B12 | 200 | 2000 | 0 | 59.09 | 53.21 | 6 | 0
2040 | PJM_ROM_2_NYISO_A-F | PJM_ROM | NYISO_A-F | Internal | Shoulder | B13 | 600 | 2000 | 0 | 53.57 | 49.02 | 6 | 0
2040 | PJM_ROM_2_NYISO_A-F | PJM_ROM | NYISO_A-F | Internal | Shoulder | B14 | 900 | 2000 | 0 | 50.94 | 49.02 | 6 | 0
2040 | PJM_ROM_2_NYISO_A-F | PJM_ROM | NYISO_A-F | Internal | Shoulder | B15 | 1203 | 2000 | 0 | 49.05 | 48.22 | 6 | 0
2040 | PJM_ROM_2_NYISO_A-F | PJM_ROM | NYISO_A-F | Internal | Summer | B1 | 10 | 2000 | 0 | 93.58 | 85.58 | 6 | 0
2040 | PJM_ROM_2_NYISO_A-F | PJM_ROM | NYISO_A-F | Internal | Summer | B2 | 25 | 2000 | 0 | 88.64 | 80.64 | 6 | 0
2040 | PJM_ROM_2_NYISO_A-F | PJM_ROM | NYISO_A-F | Internal | Summer | B3 | 75 | 2000 | 0 | 82.49 | 74.48 | 6 | 0
2040 | PJM_ROM_2_NYISO_A-F | PJM_ROM | NYISO_A-F | Internal | Summer | B4 | 100 | 2000 | 0 | 75.86 | 67.86 | 6 | 0
2040 | PJM_ROM_2_NYISO_A-F | PJM_ROM | NYISO_A-F | Internal | Summer | B5 | 200 | 2000 | 0 | 72.41 | 64.4 | 6 | 0
2040 | PJM_ROM_2_NYISO_A-F | PJM_ROM | NYISO_A-F | Internal | Summer | B6 | 300 | 2000 | 0 | 66.8 | 58.8 | 6 | 0
2040 | PJM_ROM_2_NYISO_A-F | PJM_ROM | NYISO_A-F | Internal | Summer | B7 | 400 | 2000 | 0 | 56.99 | 48.99 | 6 | 0
2040 | PJM_ROM_2_NYISO_A-F | PJM_ROM | NYISO_A-F | Internal | Summer | B8 | 500 | 2000 | 0 | 51.73 | 47.73 | 6 | 0
2040 | PJM_ROM_2_NYISO_A-F | PJM_ROM | NYISO_A-F | Internal | Summer | B9 | 800 | 2000 | 0 | 47.53 | 46.52 | 6 | 0
2040 | PJM_ROM_2_NYISO_A-F | PJM_ROM | NYISO_A-F | Internal | Summer | B10 | 1262 | 2000 | 0 | 42.1 | 46.52 | 6 | 0
2040 | PJM_ROM_2_NYISO_A-F | PJM_ROM | NYISO_A-F | Internal | Winter | B16 | 25 | 2000 | 0 | 70.78 | 62.78 | 6 | 0
2040 | PJM_ROM_2_NYISO_A-F | PJM_ROM | NYISO_A-F | Internal | Winter | B17 | 100 | 2000 | 0 | 64.97 | 60.11 | 6 | 0
2040 | PJM_ROM_2_NYISO_A-F | PJM_ROM | NYISO_A-F | Internal | Winter | B18 | 400 | 2000 | 0 | 58.49 | 56.87 | 6 | 0
2040 | PJM_ROM_2_NYISO_A-F | PJM_ROM | NYISO_A-F | Internal | Winter | B19 | 700 | 2000 | 0 | 54.68 | 56.87 | 6 | 0
2040 | PJM_ROM_2_NYISO_A-F | PJM_ROM | NYISO_A-F | Internal | Winter | B20 | 935 | 2000 | 2000 | 50.16 | 56.83 | 6 | 0.67
2040 | PJM_ROM_2_PJM_E | PJM_ROM | PJM_E | Internal | Shoulder | B11 | 25 | 8000 | 466.83 | 67.77 | 67.78 | 0.01 | 0
2040 | PJM_ROM_2_PJM_E | PJM_ROM | PJM_E | Internal | Shoulder | B12 | 200 | 8000 | 2112.24 | 59.09 | 59.11 | 0.01 | 0
2040 | PJM_ROM_2_PJM_E | PJM_ROM | PJM_E | Internal | Shoulder | B13 | 600 | 8000 | 1240.65 | 53.57 | 53.58 | 0.01 | 0
2040 | PJM_ROM_2_PJM_E | PJM_ROM | PJM_E | Internal | Shoulder | B14 | 900 | 8000 | 2868.99 | 50.94 | 50.96 | 0.01 | 0
2040 | PJM_ROM_2_PJM_E | PJM_ROM | PJM_E | Internal | Shoulder | B15 | 1203 | 8000 | 4096.45 | 49.05 | 49.06 | 0.01 | 0
2040 | PJM_ROM_2_PJM_E | PJM_ROM | PJM_E | Internal | Summer | B1 | 10 | 8000 | 7989.58 | 93.58 | 93.59 | 0.01 | 0
2040 | PJM_ROM_2_PJM_E | PJM_ROM | PJM_E | Internal | Summer | B2 | 25 | 8000 | 6744.69 | 88.64 | 88.66 | 0.01 | 0
2040 | PJM_ROM_2_PJM_E | PJM_ROM | PJM_E | Internal | Summer | B3 | 75 | 8000 | 2187.56 | 82.49 | 82.5 | 0.01 | 0
2040 | PJM_ROM_2_PJM_E | PJM_ROM | PJM_E | Internal | Summer | B4 | 100 | 8000 | 1858.54 | 75.86 | 75.87 | 0.01 | 0
2040 | PJM_ROM_2_PJM_E | PJM_ROM | PJM_E | Internal | Summer | B5 | 200 | 8000 | 2785.16 | 72.41 | 72.42 | 0.01 | 0
2040 | PJM_ROM_2_PJM_E | PJM_ROM | PJM_E | Internal | Summer | B6 | 300 | 8000 | 4384.45 | 66.8 | 66.81 | 0.01 | 0
2040 | PJM_ROM_2_PJM_E | PJM_ROM | PJM_E | Internal | Summer | B7 | 400 | 8000 | 3431.69 | 56.99 | 57 | 0.01 | 0
2040 | PJM_ROM_2_PJM_E | PJM_ROM | PJM_E | Internal | Summer | B8 | 500 | 8000 | 2627.55 | 51.73 | 51.74 | 0.01 | 0
2040 | PJM_ROM_2_PJM_E | PJM_ROM | PJM_E | Internal | Summer | B9 | 800 | 8000 | 3380.25 | 47.53 | 47.54 | 0.01 | 0
2040 | PJM_ROM_2_PJM_E | PJM_ROM | PJM_E | Internal | Summer | B10 | 1262 | 8000 | 8000 | 42.1 | 42.69 | 0.01 | 0.58
2040 | PJM_ROM_2_PJM_E | PJM_ROM | PJM_E | Internal | Winter | B16 | 25 | 8000 | 6030.09 | 70.78 | 70.8 | 0.01 | 0
2040 | PJM_ROM_2_PJM_E | PJM_ROM | PJM_E | Internal | Winter | B17 | 100 | 8000 | 5512.71 | 64.97 | 64.98 | 0.01 | 0
2040 | PJM_ROM_2_PJM_E | PJM_ROM | PJM_E | Internal | Winter | B18 | 400 | 8000 | 6675.81 | 58.49 | 58.5 | 0.01 | 0
2040 | PJM_ROM_2_PJM_E | PJM_ROM | PJM_E | Internal | Winter | B19 | 700 | 8000 | 8000 | 54.68 | 55.96 | 0.01 | 1.27
2040 | PJM_ROM_2_PJM_E | PJM_ROM | PJM_E | Internal | Winter | B20 | 935 | 8000 | 8000 | 50.16 | 51.32 | 0.01 | 1.14
2040 | PJM_ROM_2_PJM_ROR | PJM_ROM | PJM_ROR | Internal | Shoulder | B11 | 25 | 8000 | 7999.25 | 67.77 | 67.79 | 0.01 | 0
2040 | PJM_ROM_2_PJM_ROR | PJM_ROM | PJM_ROR | Internal | Shoulder | B12 | 200 | 8000 | 4663.05 | 59.09 | 59.11 | 0.01 | 0
2040 | PJM_ROM_2_PJM_ROR | PJM_ROM | PJM_ROR | Internal | Shoulder | B13 | 600 | 8000 | 6565.29 | 53.57 | 53.58 | 0.01 | 0
2040 | PJM_ROM_2_PJM_ROR | PJM_ROM | PJM_ROR | Internal | Shoulder | B14 | 900 | 8000 | 4301.48 | 50.94 | 50.96 | 0.01 | 0
2040 | PJM_ROM_2_PJM_ROR | PJM_ROM | PJM_ROR | Internal | Shoulder | B15 | 1203 | 8000 | 6052.25 | 49.05 | 49.06 | 0.01 | 0
2040 | PJM_ROM_2_PJM_ROR | PJM_ROM | PJM_ROR | Internal | Summer | B1 | 10 | 8000 | 0.29 | 93.58 | 93.57 | 0.01 | 0
2040 | PJM_ROM_2_PJM_ROR | PJM_ROM | PJM_ROR | Internal | Summer | B2 | 25 | 8000 | 913.57 | 88.64 | 88.66 | 0.01 | 0
2040 | PJM_ROM_2_PJM_ROR | PJM_ROM | PJM_ROR | Internal | Summer | B3 | 75 | 8000 | 8000 | 82.49 | 86.48 | 0.01 | 3.98
2040 | PJM_ROM_2_PJM_ROR | PJM_ROM | PJM_ROR | Internal | Summer | B4 | 100 | 8000 | 8000 | 75.86 | 86.48 | 0.01 | 10.6
2040 | PJM_ROM_2_PJM_ROR | PJM_ROM | PJM_ROR | Internal | Summer | B5 | 200 | 8000 | 8000 | 72.41 | 85.25 | 0.01 | 12.83
2040 | PJM_ROM_2_PJM_ROR | PJM_ROM | PJM_ROR | Internal | Summer | B6 | 300 | 8000 | 7274.46 | 66.8 | 66.81 | 0.01 | 0
2040 | PJM_ROM_2_PJM_ROR | PJM_ROM | PJM_ROR | Internal | Summer | B7 | 400 | 8000 | 4067.64 | 56.99 | 57 | 0.01 | 0
2040 | PJM_ROM_2_PJM_ROR | PJM_ROM | PJM_ROR | Internal | Summer | B8 | 500 | 8000 | 5291.77 | 51.73 | 51.74 | 0.01 | 0
2040 | PJM_ROM_2_PJM_ROR | PJM_ROM | PJM_ROR | Internal | Summer | B9 | 800 | 8000 | 5275.93 | 47.53 | 47.54 | 0.01 | 0
2040 | PJM_ROM_2_PJM_ROR | PJM_ROM | PJM_ROR | Internal | Summer | B10 | 1262 | 8000 | 14.16 | 42.1 | 42.11 | 0.01 | 0
2040 | PJM_ROM_2_PJM_ROR | PJM_ROM | PJM_ROR | Internal | Winter | B16 | 25 | 8000 | 0.11 | 70.78 | 70.77 | 0.01 | 0
2040 | PJM_ROM_2_PJM_ROR | PJM_ROM | PJM_ROR | Internal | Winter | B17 | 100 | 8000 | 0.03 | 64.97 | 64.96 | 0.01 | 0
2040 | PJM_ROM_2_PJM_ROR | PJM_ROM | PJM_ROR | Internal | Winter | B18 | 400 | 8000 | 0 | 58.49 | 58.48 | 0.01 | 0
2040 | PJM_ROM_2_PJM_ROR | PJM_ROM | PJM_ROR | Internal | Winter | B19 | 700 | 8000 | 0 | 54.68 | 54.67 | 0.01 | 0
2040 | PJM_ROM_2_PJM_ROR | PJM_ROM | PJM_ROR | Internal | Winter | B20 | 935 | 8000 | 0 | 50.16 | 50.15 | 0.01 | 0
2040 | SOCO_2_FRCC | SOCO | FRCC | Internal | Shoulder | B11 | 25 | 3700 | 3423.43 | 82.79 | 92.79 | 10 | 0
2040 | SOCO_2_FRCC | SOCO | FRCC | Internal | Shoulder | B12 | 200 | 3700 | 0 | 59.7 | 67.67 | 10 | 0
2040 | SOCO_2_FRCC | SOCO | FRCC | Internal | Shoulder | B13 | 600 | 3700 | 0 | 59.58 | 65.99 | 10 | 0
2040 | SOCO_2_FRCC | SOCO | FRCC | Internal | Shoulder | B14 | 900 | 3700 | 0 | 59.58 | 64.57 | 10 | 0
2040 | SOCO_2_FRCC | SOCO | FRCC | Internal | Shoulder | B15 | 1203 | 3700 | 0 | 59.58 | 64.57 | 10 | 0
2040 | SOCO_2_FRCC | SOCO | FRCC | Internal | Summer | B1 | 10 | 3700 | 1075.2 | 99.57 | 109.57 | 10 | 0
2040 | SOCO_2_FRCC | SOCO | FRCC | Internal | Summer | B2 | 25 | 3700 | 0 | 96.91 | 103.65 | 10 | 0
2040 | SOCO_2_FRCC | SOCO | FRCC | Internal | Summer | B3 | 75 | 3700 | 0 | 96.91 | 103.65 | 10 | 0
2040 | SOCO_2_FRCC | SOCO | FRCC | Internal | Summer | B4 | 100 | 3700 | 0 | 96.91 | 103.65 | 10 | 0
2040 | SOCO_2_FRCC | SOCO | FRCC | Internal | Summer | B5 | 200 | 3700 | 0 | 96.91 | 101.43 | 10 | 0
2040 | SOCO_2_FRCC | SOCO | FRCC | Internal | Summer | B6 | 300 | 3700 | 2001.65 | 79.81 | 89.81 | 10 | 0
2040 | SOCO_2_FRCC | SOCO | FRCC | Internal | Summer | B7 | 400 | 3700 | 0 | 67.89 | 75.33 | 10 | 0
2040 | SOCO_2_FRCC | SOCO | FRCC | Internal | Summer | B8 | 500 | 3700 | 0 | 59.69 | 66.06 | 10 | 0
2040 | SOCO_2_FRCC | SOCO | FRCC | Internal | Summer | B9 | 800 | 3700 | 0 | 57.95 | 63.32 | 10 | 0
2040 | SOCO_2_FRCC | SOCO | FRCC | Internal | Summer | B10 | 1262 | 3700 | 950.29 | 53.32 | 63.32 | 10 | 0
2040 | SOCO_2_FRCC | SOCO | FRCC | Internal | Winter | B16 | 25 | 3700 | 689.69 | 81.23 | 91.23 | 10 | 0
2040 | SOCO_2_FRCC | SOCO | FRCC | Internal | Winter | B17 | 100 | 3700 | 0 | 63.4 | 70.67 | 10 | 0
2040 | SOCO_2_FRCC | SOCO | FRCC | Internal | Winter | B18 | 400 | 3700 | 0 | 63.4 | 67.73 | 10 | 0
2040 | SOCO_2_FRCC | SOCO | FRCC | Internal | Winter | B19 | 700 | 3700 | 0 | 63.4 | 67.73 | 10 | 0
2040 | SOCO_2_FRCC | SOCO | FRCC | Internal | Winter | B20 | 935 | 3700 | 0 | 57.96 | 67.73 | 10 | 0
2040 | SOCO_2_VACAR | SOCO | VACAR | Internal | Shoulder | B11 | 25 | 2000 | 0 | 82.79 | 75.79 | 10 | 0
2040 | SOCO_2_VACAR | SOCO | VACAR | Internal | Shoulder | B12 | 200 | 2000 | 0 | 59.7 | 63.63 | 10 | 0
2040 | SOCO_2_VACAR | SOCO | VACAR | Internal | Shoulder | B13 | 600 | 2000 | 0 | 59.58 | 55.06 | 10 | 0
2040 | SOCO_2_VACAR | SOCO | VACAR | Internal | Shoulder | B14 | 900 | 2000 | 0 | 59.58 | 55.06 | 10 | 0
2040 | SOCO_2_VACAR | SOCO | VACAR | Internal | Shoulder | B15 | 1203 | 2000 | 0 | 59.58 | 55.06 | 10 | 0
2040 | SOCO_2_VACAR | SOCO | VACAR | Internal | Summer | B1 | 10 | 2000 | 0 | 99.57 | 99.57 | 10 | 0
2040 | SOCO_2_VACAR | SOCO | VACAR | Internal | Summer | B2 | 25 | 2000 | 0 | 96.91 | 94.94 | 10 | 0
2040 | SOCO_2_VACAR | SOCO | VACAR | Internal | Summer | B3 | 75 | 2000 | 0 | 96.91 | 94.94 | 10 | 0
2040 | SOCO_2_VACAR | SOCO | VACAR | Internal | Summer | B4 | 100 | 2000 | 0 | 96.91 | 92.69 | 10 | 0
2040 | SOCO_2_VACAR | SOCO | VACAR | Internal | Summer | B5 | 200 | 2000 | 0 | 96.91 | 91.25 | 10 | 0
2040 | SOCO_2_VACAR | SOCO | VACAR | Internal | Summer | B6 | 300 | 2000 | 0 | 79.81 | 72.81 | 10 | 0
2040 | SOCO_2_VACAR | SOCO | VACAR | Internal | Summer | B7 | 400 | 2000 | 0 | 67.89 | 60.89 | 10 | 0
2040 | SOCO_2_VACAR | SOCO | VACAR | Internal | Summer | B8 | 500 | 2000 | 0 | 59.69 | 52.69 | 10 | 0
2040 | SOCO_2_VACAR | SOCO | VACAR | Internal | Summer | B9 | 800 | 2000 | 0 | 57.95 | 52.69 | 10 | 0
2040 | SOCO_2_VACAR | SOCO | VACAR | Internal | Summer | B10 | 1262 | 2000 | 0 | 53.32 | 52.69 | 10 | 0
2040 | SOCO_2_VACAR | SOCO | VACAR | Internal | Winter | B16 | 25 | 2000 | 0 | 81.23 | 85.4 | 10 | 0
2040 | SOCO_2_VACAR | SOCO | VACAR | Internal | Winter | B17 | 100 | 2000 | 0 | 63.4 | 70.96 | 10 | 0
2040 | SOCO_2_VACAR | SOCO | VACAR | Internal | Winter | B18 | 400 | 2000 | 0 | 63.4 | 60.67 | 10 | 0
2040 | SOCO_2_VACAR | SOCO | VACAR | Internal | Winter | B19 | 700 | 2000 | 0 | 63.4 | 60.67 | 10 | 0
2040 | SOCO_2_VACAR | SOCO | VACAR | Internal | Winter | B20 | 935 | 2000 | 0 | 57.96 | 60.67 | 10 | 0
2040 | SPP_N_2_ENT | SPP_N | ENT | Internal | Shoulder | B11 | 25 | 9240 | 1161.21 | 60.8 | 65.8 | 5 | 0
2040 | SPP_N_2_ENT | SPP_N | ENT | Internal | Shoulder | B12 | 200 | 9240 | 7336.6 | 52.12 | 57.12 | 5 | 0
2040 | SPP_N_2_ENT | SPP_N | ENT | Internal | Shoulder | B13 | 600 | 9240 | 7432.7 | 46.58 | 51.58 | 5 | 0
2040 | SPP_N_2_ENT | SPP_N | ENT | Internal | Shoulder | B14 | 900 | 9240 | 9240 | 30.79 | 45.58 | 5 | 9.79
2040 | SPP_N_2_ENT | SPP_N | ENT | Internal | Shoulder | B15 | 1203 | 9240 | 9240 | 22 | 41.54 | 5 | 14.53
2040 | SPP_N_2_ENT | SPP_N | ENT | Internal | Summer | B1 | 10 | 9240 | 0.57 | 86.58 | 91.57 | 5 | 0
2040 | SPP_N_2_ENT | SPP_N | ENT | Internal | Summer | B2 | 25 | 9240 | 2157.07 | 81.67 | 86.67 | 5 | 0
2040 | SPP_N_2_ENT | SPP_N | ENT | Internal | Summer | B3 | 75 | 9240 | 432.89 | 83.2 | 88.2 | 5 | 0
2040 | SPP_N_2_ENT | SPP_N | ENT | Internal | Summer | B4 | 100 | 9240 | 114.15 | 80.26 | 85.26 | 5 | 0
2040 | SPP_N_2_ENT | SPP_N | ENT | Internal | Summer | B5 | 200 | 9240 | 2417.66 | 79.58 | 84.58 | 5 | 0
2040 | SPP_N_2_ENT | SPP_N | ENT | Internal | Summer | B6 | 300 | 9240 | 5934.32 | 63.81 | 68.81 | 5 | 0
2040 | SPP_N_2_ENT | SPP_N | ENT | Internal | Summer | B7 | 400 | 9240 | 4598.01 | 54.89 | 59.89 | 5 | 0
2040 | SPP_N_2_ENT | SPP_N | ENT | Internal | Summer | B8 | 500 | 9240 | 8717.65 | 50.17 | 55.17 | 5 | 0
2040 | SPP_N_2_ENT | SPP_N | ENT | Internal | Summer | B9 | 800 | 9240 | 9239.99 | 44.94 | 49.95 | 5 | 0.01
2040 | SPP_N_2_ENT | SPP_N | ENT | Internal | Summer | B10 | 1262 | 9240 | 9240 | 32.81 | 37.82 | 5 | 0.01
2040 | SPP_N_2_ENT | SPP_N | ENT | Internal | Winter | B16 | 25 | 9240 | 9240 | 35.66 | 61.29 | 5 | 20.63
2040 | SPP_N_2_ENT | SPP_N | ENT | Internal | Winter | B17 | 100 | 9240 | 9240 | 32.39 | 55.97 | 5 | 18.58
2040 | SPP_N_2_ENT | SPP_N | ENT | Internal | Winter | B18 | 400 | 9240 | 9240 | 42.37 | 48.71 | 5 | 1.34
2040 | SPP_N_2_ENT | SPP_N | ENT | Internal | Winter | B19 | 700 | 9240 | 9240 | 40.04 | 48.71 | 5 | 3.67
2040 | SPP_N_2_ENT | SPP_N | ENT | Internal | Winter | B20 | 935 | 9240 | 9240 | 26.45 | 41.59 | 5 | 10.13
2040 | SPP_N_2_MISO_MO-IL | SPP_N | MISO_MO-IL | Internal | Shoulder | B11 | 25 | 2263 | 1811.51 | 60.8 | 65.8 | 5 | 0
2040 | SPP_N_2_MISO_MO-IL | SPP_N | MISO_MO-IL | Internal | Shoulder | B12 | 200 | 2263 | 1360.78 | 52.12 | 57.12 | 5 | 0
2040 | SPP_N_2_MISO_MO-IL | SPP_N | MISO_MO-IL | Internal | Shoulder | B13 | 600 | 2263 | 1662.28 | 46.58 | 51.58 | 5 | 0
2040 | SPP_N_2_MISO_MO-IL | SPP_N | MISO_MO-IL | Internal | Shoulder | B14 | 900 | 2263 | 2263 | 30.79 | 45.58 | 5 | 9.79
2040 | SPP_N_2_MISO_MO-IL | SPP_N | MISO_MO-IL | Internal | Shoulder | B15 | 1203 | 2263 | 2263 | 22 | 41.62 | 5 | 14.62
2040 | SPP_N_2_MISO_MO-IL | SPP_N | MISO_MO-IL | Internal | Summer | B1 | 10 | 2263 | 1777.49 | 86.58 | 91.58 | 5 | 0
2040 | SPP_N_2_MISO_MO-IL | SPP_N | MISO_MO-IL | Internal | Summer | B2 | 25 | 2263 | 2263 | 81.67 | 88.2 | 5 | 1.53
2040 | SPP_N_2_MISO_MO-IL | SPP_N | MISO_MO-IL | Internal | Summer | B3 | 75 | 2263 | 1361.32 | 83.2 | 88.2 | 5 | 0
2040 | SPP_N_2_MISO_MO-IL | SPP_N | MISO_MO-IL | Internal | Summer | B4 | 100 | 2263 | 2233.74 | 80.26 | 85.26 | 5 | 0
2040 | SPP_N_2_MISO_MO-IL | SPP_N | MISO_MO-IL | Internal | Summer | B5 | 200 | 2263 | 1850 | 79.58 | 84.58 | 5 | 0
2040 | SPP_N_2_MISO_MO-IL | SPP_N | MISO_MO-IL | Internal | Summer | B6 | 300 | 2263 | 811.96 | 63.81 | 68.81 | 5 | 0
2040 | SPP_N_2_MISO_MO-IL | SPP_N | MISO_MO-IL | Internal | Summer | B7 | 400 | 2263 | 0 | 54.89 | 58.98 | 5 | 0
2040 | SPP_N_2_MISO_MO-IL | SPP_N | MISO_MO-IL | Internal | Summer | B8 | 500 | 2263 | 0 | 50.17 | 49.75 | 5 | 0
2040 | SPP_N_2_MISO_MO-IL | SPP_N | MISO_MO-IL | Internal | Summer | B9 | 800 | 2263 | 0 | 44.94 | 45.55 | 5 | 0
2040 | SPP_N_2_MISO_MO-IL | SPP_N | MISO_MO-IL | Internal | Summer | B10 | 1262 | 2263 | 2130.68 | 32.81 | 37.81 | 5 | 0
2040 | SPP_N_2_MISO_MO-IL | SPP_N | MISO_MO-IL | Internal | Winter | B16 | 25 | 2263 | 2263 | 35.66 | 64.23 | 5 | 23.57
2040 | SPP_N_2_MISO_MO-IL | SPP_N | MISO_MO-IL | Internal | Winter | B17 | 100 | 2263 | 2263 | 32.39 | 55.97 | 5 | 18.58
2040 | SPP_N_2_MISO_MO-IL | SPP_N | MISO_MO-IL | Internal | Winter | B18 | 400 | 2263 | 2263 | 42.37 | 48.71 | 5 | 1.34
2040 | SPP_N_2_MISO_MO-IL | SPP_N | MISO_MO-IL | Internal | Winter | B19 | 700 | 2263 | 2263 | 40.04 | 48.71 | 5 | 3.67
2040 | SPP_N_2_MISO_MO-IL | SPP_N | MISO_MO-IL | Internal | Winter | B20 | 935 | 2263 | 2263 | 26.45 | 41.59 | 5 | 10.13
2040 | SPP_N_2_MISO_W | SPP_N | MISO_W | Internal | Shoulder | B11 | 25 | 750 | 0.21 | 60.8 | 65.79 | 5 | 0
2040 | SPP_N_2_MISO_W | SPP_N | MISO_W | Internal | Shoulder | B12 | 200 | 750 | 0.03 | 52.12 | 57.11 | 5 | 0
2040 | SPP_N_2_MISO_W | SPP_N | MISO_W | Internal | Shoulder | B13 | 600 | 750 | 0 | 46.58 | 51.57 | 5 | 0
2040 | SPP_N_2_MISO_W | SPP_N | MISO_W | Internal | Shoulder | B14 | 900 | 750 | 750 | 30.79 | 39.18 | 5 | 3.39
2040 | SPP_N_2_MISO_W | SPP_N | MISO_W | Internal | Shoulder | B15 | 1203 | 750 | 750 | 22 | 33.35 | 5 | 6.34
2040 | SPP_N_2_MISO_W | SPP_N | MISO_W | Internal | Summer | B1 | 10 | 750 | 0.52 | 86.58 | 91.57 | 5 | 0
2040 | SPP_N_2_MISO_W | SPP_N | MISO_W | Internal | Summer | B2 | 25 | 750 | 0.21 | 81.67 | 86.66 | 5 | 0
2040 | SPP_N_2_MISO_W | SPP_N | MISO_W | Internal | Summer | B3 | 75 | 750 | 0.07 | 83.2 | 88.19 | 5 | 0
2040 | SPP_N_2_MISO_W | SPP_N | MISO_W | Internal | Summer | B4 | 100 | 750 | 0.05 | 80.26 | 85.25 | 5 | 0
2040 | SPP_N_2_MISO_W | SPP_N | MISO_W | Internal | Summer | B5 | 200 | 750 | 0.03 | 79.58 | 84.56 | 5 | 0
2040 | SPP_N_2_MISO_W | SPP_N | MISO_W | Internal | Summer | B6 | 300 | 750 | 0.02 | 63.81 | 68.8 | 5 | 0
2040 | SPP_N_2_MISO_W | SPP_N | MISO_W | Internal | Summer | B7 | 400 | 750 | 0 | 54.89 | 58.97 | 5 | 0
2040 | SPP_N_2_MISO_W | SPP_N | MISO_W | Internal | Summer | B8 | 500 | 750 | 0 | 50.17 | 49.74 | 5 | 0
2040 | SPP_N_2_MISO_W | SPP_N | MISO_W | Internal | Summer | B9 | 800 | 750 | 0 | 44.94 | 45.54 | 5 | 0
2040 | SPP_N_2_MISO_W | SPP_N | MISO_W | Internal | Summer | B10 | 1262 | 750 | 0 | 32.81 | 37.8 | 5 | 0
2040 | SPP_N_2_MISO_W | SPP_N | MISO_W | Internal | Winter | B16 | 25 | 750 | 490.41 | 35.66 | 40.66 | 5 | 0
2040 | SPP_N_2_MISO_W | SPP_N | MISO_W | Internal | Winter | B17 | 100 | 750 | 659.01 | 32.39 | 37.39 | 5 | 0
2040 | SPP_N_2_MISO_W | SPP_N | MISO_W | Internal | Winter | B18 | 400 | 750 | 0.01 | 42.37 | 47.35 | 5 | 0
2040 | SPP_N_2_MISO_W | SPP_N | MISO_W | Internal | Winter | B19 | 700 | 750 | 750 | 40.04 | 47.35 | 5 | 2.32
2040 | SPP_N_2_MISO_W | SPP_N | MISO_W | Internal | Winter | B20 | 935 | 750 | 750 | 26.45 | 33.4 | 5 | 1.95
2040 | SPP_N_2_NE | SPP_N | NE | Internal | Shoulder | B11 | 25 | 11328 | 0.11 | 60.8 | 60.79 | 0.01 | 0
2040 | SPP_N_2_NE | SPP_N | NE | Internal | Shoulder | B12 | 200 | 11328 | 0.01 | 52.12 | 52.11 | 0.01 | 0
2040 | SPP_N_2_NE | SPP_N | NE | Internal | Shoulder | B13 | 600 | 11328 | 0 | 46.58 | 46.57 | 0.01 | 0
2040 | SPP_N_2_NE | SPP_N | NE | Internal | Shoulder | B14 | 900 | 11328 | 0 | 30.79 | 30.78 | 0.01 | 0
2040 | SPP_N_2_NE | SPP_N | NE | Internal | Shoulder | B15 | 1203 | 11328 | 0 | 22 | 21.99 | 0.01 | 0
2040 | SPP_N_2_NE | SPP_N | NE | Internal | Summer | B1 | 10 | 11328 | 0.28 | 86.58 | 86.57 | 0.01 | 0
2040 | SPP_N_2_NE | SPP_N | NE | Internal | Summer | B2 | 25 | 11328 | 0.11 | 81.67 | 81.66 | 0.01 | 0
2040 | SPP_N_2_NE | SPP_N | NE | Internal | Summer | B3 | 75 | 11328 | 0.04 | 83.2 | 83.19 | 0.01 | 0
2040 | SPP_N_2_NE | SPP_N | NE | Internal | Summer | B4 | 100 | 11328 | 0.03 | 80.26 | 80.25 | 0.01 | 0
2040 | SPP_N_2_NE | SPP_N | NE | Internal | Summer | B5 | 200 | 11328 | 0.01 | 79.58 | 79.56 | 0.01 | 0
2040 | SPP_N_2_NE | SPP_N | NE | Internal | Summer | B6 | 300 | 11328 | 0 | 63.81 | 63.8 | 0.01 | 0
2040 | SPP_N_2_NE | SPP_N | NE | Internal | Summer | B7 | 400 | 11328 | 0 | 54.89 | 53.97 | 0.01 | 0
2040 | SPP_N_2_NE | SPP_N | NE | Internal | Summer | B8 | 500 | 11328 | 0 | 50.17 | 44.74 | 0.01 | 0
2040 | SPP_N_2_NE | SPP_N | NE | Internal | Summer | B9 | 800 | 11328 | 0 | 44.94 | 40.54 | 0.01 | 0
2040 | SPP_N_2_NE | SPP_N | NE | Internal | Summer | B10 | 1262 | 11328 | 0 | 32.81 | 32.8 | 0.01 | 0
2040 | SPP_N_2_NE | SPP_N | NE | Internal | Winter | B16 | 25 | 11328 | 0 | 35.66 | -30.73 | 0.01 | 0
2040 | SPP_N_2_NE | SPP_N | NE | Internal | Winter | B17 | 100 | 11328 | 0 | 32.39 | 25.39 | 0.01 | 0
2040 | SPP_N_2_NE | SPP_N | NE | Internal | Winter | B18 | 400 | 11328 | 0 | 42.37 | 42.35 | 0.01 | 0
2040 | SPP_N_2_NE | SPP_N | NE | Internal | Winter | B19 | 700 | 11328 | 0 | 40.04 | 40.03 | 0.01 | 0
2040 | SPP_N_2_NE | SPP_N | NE | Internal | Winter | B20 | 935 | 11328 | 0 | 26.45 | 26.44 | 0.01 | 0
2040 | SPP_N_2_SPP_S | SPP_N | SPP_S | Internal | Shoulder | B11 | 25 | 5571 | 0.1 | 60.8 | 60.79 | 0.01 | 0
2040 | SPP_N_2_SPP_S | SPP_N | SPP_S | Internal | Shoulder | B12 | 200 | 5571 | 0.03 | 52.12 | 52.12 | 0.01 | 0
2040 | SPP_N_2_SPP_S | SPP_N | SPP_S | Internal | Shoulder | B13 | 600 | 5571 | 0 | 46.58 | 46.58 | 0.01 | 0
2040 | SPP_N_2_SPP_S | SPP_N | SPP_S | Internal | Shoulder | B14 | 900 | 5571 | 0 | 30.79 | 30.78 | 0.01 | 0
2040 | SPP_N_2_SPP_S | SPP_N | SPP_S | Internal | Shoulder | B15 | 1203 | 5571 | 0 | 22 | 21.3 | 0.01 | 0
2040 | SPP_N_2_SPP_S | SPP_N | SPP_S | Internal | Summer | B1 | 10 | 5571 | 0 | 86.58 | 55.02 | 0.01 | 0
2040 | SPP_N_2_SPP_S | SPP_N | SPP_S | Internal | Summer | B2 | 25 | 5571 | 0 | 81.67 | 79.58 | 0.01 | 0
2040 | SPP_N_2_SPP_S | SPP_N | SPP_S | Internal | Summer | B3 | 75 | 5571 | 0.07 | 83.2 | 83.2 | 0.01 | 0
2040 | SPP_N_2_SPP_S | SPP_N | SPP_S | Internal | Summer | B4 | 100 | 5571 | 0.03 | 80.26 | 80.25 | 0.01 | 0
2040 | SPP_N_2_SPP_S | SPP_N | SPP_S | Internal | Summer | B5 | 200 | 5571 | 0.03 | 79.58 | 79.58 | 0.01 | 0
2040 | SPP_N_2_SPP_S | SPP_N | SPP_S | Internal | Summer | B6 | 300 | 5571 | 0.02 | 63.81 | 63.81 | 0.01 | 0
2040 | SPP_N_2_SPP_S | SPP_N | SPP_S | Internal | Summer | B7 | 400 | 5571 | 5292.26 | 54.89 | 54.9 | 0.01 | 0
2040 | SPP_N_2_SPP_S | SPP_N | SPP_S | Internal | Summer | B8 | 500 | 5571 | 3368.61 | 50.17 | 50.19 | 0.01 | 0
2040 | SPP_N_2_SPP_S | SPP_N | SPP_S | Internal | Summer | B9 | 800 | 5571 | 4569.38 | 44.94 | 44.95 | 0.01 | 0
2040 | SPP_N_2_SPP_S | SPP_N | SPP_S | Internal | Summer | B10 | 1262 | 5571 | 2687.76 | 32.81 | 32.82 | 0.01 | 0
2040 | SPP_N_2_SPP_S | SPP_N | SPP_S | Internal | Winter | B16 | 25 | 5571 | 1559.77 | 35.66 | 35.67 | 0.01 | 0
2040 | SPP_N_2_SPP_S | SPP_N | SPP_S | Internal | Winter | B17 | 100 | 5571 | 2971.55 | 32.39 | 32.4 | 0.01 | 0
2040 | SPP_N_2_SPP_S | SPP_N | SPP_S | Internal | Winter | B18 | 400 | 5571 | 1876.28 | 42.37 | 42.38 | 0.01 | 0
2040 | SPP_N_2_SPP_S | SPP_N | SPP_S | Internal | Winter | B19 | 700 | 5571 | 289.94 | 40.04 | 40.05 | 0.01 | 0
2040 | SPP_N_2_SPP_S | SPP_N | SPP_S | Internal | Winter | B20 | 935 | 5571 | 922.71 | 26.45 | 26.46 | 0.01 | 0
2040 | SPP_S_2_ENT | SPP_S | ENT | Internal | Shoulder | B11 | 25 | 5132 | 5131.79 | 60.79 | 65.8 | 5 | 0.01
2040 | SPP_S_2_ENT | SPP_S | ENT | Internal | Shoulder | B12 | 200 | 5132 | 4463.63 | 52.12 | 57.12 | 5 | 0
2040 | SPP_S_2_ENT | SPP_S | ENT | Internal | Shoulder | B13 | 600 | 5132 | 4661.63 | 46.58 | 51.58 | 5 | 0
2040 | SPP_S_2_ENT | SPP_S | ENT | Internal | Shoulder | B14 | 900 | 5132 | 5132 | 30.78 | 45.58 | 5 | 9.8
2040 | SPP_S_2_ENT | SPP_S | ENT | Internal | Shoulder | B15 | 1203 | 5132 | 5132 | 21.3 | 41.54 | 5 | 15.23
2040 | SPP_S_2_ENT | SPP_S | ENT | Internal | Summer | B1 | 10 | 5132 | 5132 | 55.02 | 91.57 | 5 | 31.55
2040 | SPP_S_2_ENT | SPP_S | ENT | Internal | Summer | B2 | 25 | 5132 | 5132 | 79.58 | 86.67 | 5 | 2.09
2040 | SPP_S_2_ENT | SPP_S | ENT | Internal | Summer | B3 | 75 | 5132 | 4457.74 | 83.2 | 88.2 | 5 | 0
2040 | SPP_S_2_ENT | SPP_S | ENT | Internal | Summer | B4 | 100 | 5132 | 5131.94 | 80.25 | 85.26 | 5 | 0.01
2040 | SPP_S_2_ENT | SPP_S | ENT | Internal | Summer | B5 | 200 | 5132 | 1753.36 | 79.58 | 84.58 | 5 | 0
2040 | SPP_S_2_ENT | SPP_S | ENT | Internal | Summer | B6 | 300 | 5132 | 368.74 | 63.81 | 68.81 | 5 | 0
2040 | SPP_S_2_ENT | SPP_S | ENT | Internal | Summer | B7 | 400 | 5132 | 0.01 | 54.9 | 59.89 | 5 | 0
2040 | SPP_S_2_ENT | SPP_S | ENT | Internal | Summer | B8 | 500 | 5132 | 0.01 | 50.19 | 55.17 | 5 | 0
2040 | SPP_S_2_ENT | SPP_S | ENT | Internal | Summer | B9 | 800 | 5132 | 2789.3 | 44.95 | 49.95 | 5 | 0
2040 | SPP_S_2_ENT | SPP_S | ENT | Internal | Summer | B10 | 1262 | 5132 | 4616.22 | 32.82 | 37.82 | 5 | 0
2040 | SPP_S_2_ENT | SPP_S | ENT | Internal | Winter | B16 | 25 | 5132 | 5132 | 35.67 | 61.29 | 5 | 20.62
2040 | SPP_S_2_ENT | SPP_S | ENT | Internal | Winter | B17 | 100 | 5132 | 5132 | 32.4 | 55.97 | 5 | 18.56
2040 | SPP_S_2_ENT | SPP_S | ENT | Internal | Winter | B18 | 400 | 5132 | 5132 | 42.38 | 48.71 | 5 | 1.33
2040 | SPP_S_2_ENT | SPP_S | ENT | Internal | Winter | B19 | 700 | 5132 | 5132 | 40.05 | 48.71 | 5 | 3.66
2040 | SPP_S_2_ENT | SPP_S | ENT | Internal | Winter | B20 | 935 | 5132 | 5132 | 26.46 | 41.59 | 5 | 10.12
2040 | SPP_S_2_SPP_N | SPP_S | SPP_N | Internal | Shoulder | B11 | 25 | 2211 | 1658.43 | 60.79 | 60.8 | 0.01 | 0
2040 | SPP_S_2_SPP_N | SPP_S | SPP_N | Internal | Shoulder | B12 | 200 | 2211 | 0.03 | 52.12 | 52.12 | 0.01 | 0
2040 | SPP_S_2_SPP_N | SPP_S | SPP_N | Internal | Shoulder | B13 | 600 | 2211 | 0 | 46.58 | 46.58 | 0.01 | 0
2040 | SPP_S_2_SPP_N | SPP_S | SPP_N | Internal | Shoulder | B14 | 900 | 2211 | 1997.01 | 30.78 | 30.79 | 0.01 | 0
2040 | SPP_S_2_SPP_N | SPP_S | SPP_N | Internal | Shoulder | B15 | 1203 | 2211 | 2211 | 21.3 | 22 | 0.01 | 0.69
2040 | SPP_S_2_SPP_N | SPP_S | SPP_N | Internal | Summer | B1 | 10 | 2211 | 2211 | 55.02 | 86.58 | 0.01 | 31.55
2040 | SPP_S_2_SPP_N | SPP_S | SPP_N | Internal | Summer | B2 | 25 | 2211 | 2211 | 79.58 | 81.67 | 0.01 | 2.08
2040 | SPP_S_2_SPP_N | SPP_S | SPP_N | Internal | Summer | B3 | 75 | 2211 | 0.08 | 83.2 | 83.2 | 0.01 | 0
2040 | SPP_S_2_SPP_N | SPP_S | SPP_N | Internal | Summer | B4 | 100 | 2211 | 1189.15 | 80.25 | 80.26 | 0.01 | 0
2040 | SPP_S_2_SPP_N | SPP_S | SPP_N | Internal | Summer | B5 | 200 | 2211 | 0.03 | 79.58 | 79.58 | 0.01 | 0
2040 | SPP_S_2_SPP_N | SPP_S | SPP_N | Internal | Summer | B6 | 300 | 2211 | 0.02 | 63.81 | 63.81 | 0.01 | 0
2040 | SPP_S_2_SPP_N | SPP_S | SPP_N | Internal | Summer | B7 | 400 | 2211 | 0 | 54.9 | 54.89 | 0.01 | 0
2040 | SPP_S_2_SPP_N | SPP_S | SPP_N | Internal | Summer | B8 | 500 | 2211 | 0 | 50.19 | 50.17 | 0.01 | 0
2040 | SPP_S_2_SPP_N | SPP_S | SPP_N | Internal | Summer | B9 | 800 | 2211 | 0 | 44.95 | 44.94 | 0.01 | 0
2040 | SPP_S_2_SPP_N | SPP_S | SPP_N | Internal | Summer | B10 | 1262 | 2211 | 0 | 32.82 | 32.81 | 0.01 | 0
2040 | SPP_S_2_SPP_N | SPP_S | SPP_N | Internal | Winter | B16 | 25 | 2211 | 0.11 | 35.67 | 35.66 | 0.01 | 0
2040 | SPP_S_2_SPP_N | SPP_S | SPP_N | Internal | Winter | B17 | 100 | 2211 | 0.03 | 32.4 | 32.39 | 0.01 | 0
2040 | SPP_S_2_SPP_N | SPP_S | SPP_N | Internal | Winter | B18 | 400 | 2211 | 0 | 42.38 | 42.37 | 0.01 | 0
2040 | SPP_S_2_SPP_N | SPP_S | SPP_N | Internal | Winter | B19 | 700 | 2211 | 0 | 40.05 | 40.04 | 0.01 | 0
2040 | SPP_S_2_SPP_N | SPP_S | SPP_N | Internal | Winter | B20 | 935 | 2211 | 0 | 26.46 | 26.45 | 0.01 | 0
2040 | TVA_2_ENT | TVA | ENT | Internal | Shoulder | B11 | 25 | 500 | 0 | 73.79 | 65.8 | 9 | 0
2040 | TVA_2_ENT | TVA | ENT | Internal | Shoulder | B12 | 200 | 500 | 0 | 61.03 | 57.12 | 9 | 0
2040 | TVA_2_ENT | TVA | ENT | Internal | Shoulder | B13 | 600 | 500 | 0 | 58.51 | 51.58 | 9 | 0
2040 | TVA_2_ENT | TVA | ENT | Internal | Shoulder | B14 | 900 | 500 | 0 | 53.59 | 45.58 | 9 | 0
2040 | TVA_2_ENT | TVA | ENT | Internal | Shoulder | B15 | 1203 | 500 | 0 | 50.85 | 41.54 | 9 | 0
2040 | TVA_2_ENT | TVA | ENT | Internal | Summer | B1 | 10 | 500 | 0 | 99.58 | 91.57 | 9 | 0
2040 | TVA_2_ENT | TVA | ENT | Internal | Summer | B2 | 25 | 500 | 0 | 94.68 | 86.67 | 9 | 0
2040 | TVA_2_ENT | TVA | ENT | Internal | Summer | B3 | 75 | 500 | 0 | 92.49 | 88.2 | 9 | 0
2040 | TVA_2_ENT | TVA | ENT | Internal | Summer | B4 | 100 | 500 | 0 | 92.49 | 85.26 | 9 | 0
2040 | TVA_2_ENT | TVA | ENT | Internal | Summer | B5 | 200 | 500 | 0 | 91.26 | 84.58 | 9 | 0
2040 | TVA_2_ENT | TVA | ENT | Internal | Summer | B6 | 300 | 500 | 0 | 63.47 | 68.81 | 9 | 0
2040 | TVA_2_ENT | TVA | ENT | Internal | Summer | B7 | 400 | 500 | 0 | 58.89 | 59.89 | 9 | 0
2040 | TVA_2_ENT | TVA | ENT | Internal | Summer | B8 | 500 | 500 | 0 | 57.75 | 55.17 | 9 | 0
2040 | TVA_2_ENT | TVA | ENT | Internal | Summer | B9 | 800 | 500 | 0 | 53.55 | 49.95 | 9 | 0
2040 | TVA_2_ENT | TVA | ENT | Internal | Summer | B10 | 1262 | 500 | 0 | 45.82 | 37.82 | 9 | 0
2040 | TVA_2_ENT | TVA | ENT | Internal | Winter | B16 | 25 | 500 | 0 | 72.24 | 61.29 | 9 | 0
2040 | TVA_2_ENT | TVA | ENT | Internal | Winter | B17 | 100 | 500 | 0 | 63.98 | 55.97 | 9 | 0
2040 | TVA_2_ENT | TVA | ENT | Internal | Winter | B18 | 400 | 500 | 0 | 56.72 | 48.71 | 9 | 0
2040 | TVA_2_ENT | TVA | ENT | Internal | Winter | B19 | 700 | 500 | 0 | 56.72 | 48.71 | 9 | 0
2040 | TVA_2_ENT | TVA | ENT | Internal | Winter | B20 | 935 | 500 | 0 | 49.6 | 41.59 | 9 | 0
2040 | TVA_2_MISO_MO-IL | TVA | MISO_MO-IL | Internal | Shoulder | B11 | 25 | 50 | 0 | 73.79 | 65.8 | 9 | 0
2040 | TVA_2_MISO_MO-IL | TVA | MISO_MO-IL | Internal | Shoulder | B12 | 200 | 50 | 0 | 61.03 | 57.12 | 9 | 0
2040 | TVA_2_MISO_MO-IL | TVA | MISO_MO-IL | Internal | Shoulder | B13 | 600 | 50 | 0 | 58.51 | 51.58 | 9 | 0
2040 | TVA_2_MISO_MO-IL | TVA | MISO_MO-IL | Internal | Shoulder | B14 | 900 | 50 | 0 | 53.59 | 45.58 | 9 | 0
2040 | TVA_2_MISO_MO-IL | TVA | MISO_MO-IL | Internal | Shoulder | B15 | 1203 | 50 | 0 | 50.85 | 41.62 | 9 | 0
2040 | TVA_2_MISO_MO-IL | TVA | MISO_MO-IL | Internal | Summer | B1 | 10 | 50 | 0 | 99.58 | 91.58 | 9 | 0
2040 | TVA_2_MISO_MO-IL | TVA | MISO_MO-IL | Internal | Summer | B2 | 25 | 50 | 0 | 94.68 | 88.2 | 9 | 0
2040 | TVA_2_MISO_MO-IL | TVA | MISO_MO-IL | Internal | Summer | B3 | 75 | 50 | 0 | 92.49 | 88.2 | 9 | 0
2040 | TVA_2_MISO_MO-IL | TVA | MISO_MO-IL | Internal | Summer | B4 | 100 | 50 | 0 | 92.49 | 85.26 | 9 | 0
2040 | TVA_2_MISO_MO-IL | TVA | MISO_MO-IL | Internal | Summer | B5 | 200 | 50 | 0 | 91.26 | 84.58 | 9 | 0
2040 | TVA_2_MISO_MO-IL | TVA | MISO_MO-IL | Internal | Summer | B6 | 300 | 50 | 0 | 63.47 | 68.81 | 9 | 0
2040 | TVA_2_MISO_MO-IL | TVA | MISO_MO-IL | Internal | Summer | B7 | 400 | 50 | 0 | 58.89 | 58.98 | 9 | 0
2040 | TVA_2_MISO_MO-IL | TVA | MISO_MO-IL | Internal | Summer | B8 | 500 | 50 | 0 | 57.75 | 49.75 | 9 | 0
2040 | TVA_2_MISO_MO-IL | TVA | MISO_MO-IL | Internal | Summer | B9 | 800 | 50 | 0 | 53.55 | 45.55 | 9 | 0
2040 | TVA_2_MISO_MO-IL | TVA | MISO_MO-IL | Internal | Summer | B10 | 1262 | 50 | 0 | 45.82 | 37.81 | 9 | 0
2040 | TVA_2_MISO_MO-IL | TVA | MISO_MO-IL | Internal | Winter | B16 | 25 | 50 | 0 | 72.24 | 64.23 | 9 | 0
2040 | TVA_2_MISO_MO-IL | TVA | MISO_MO-IL | Internal | Winter | B17 | 100 | 50 | 0 | 63.98 | 55.97 | 9 | 0
2040 | TVA_2_MISO_MO-IL | TVA | MISO_MO-IL | Internal | Winter | B18 | 400 | 50 | 0 | 56.72 | 48.71 | 9 | 0
2040 | TVA_2_MISO_MO-IL | TVA | MISO_MO-IL | Internal | Winter | B19 | 700 | 50 | 0 | 56.72 | 48.71 | 9 | 0
2040 | TVA_2_MISO_MO-IL | TVA | MISO_MO-IL | Internal | Winter | B20 | 935 | 50 | 0 | 49.6 | 41.59 | 9 | 0
2040 | TVA_2_NonRTO_Midwest | TVA | NonRTO_Midwest | Internal | Shoulder | B11 | 25 | 100 | 0 | 73.79 | 74.47 | 9 | 0
2040 | TVA_2_NonRTO_Midwest | TVA | NonRTO_Midwest | Internal | Shoulder | B12 | 200 | 100 | 0 | 61.03 | 69.09 | 9 | 0
2040 | TVA_2_NonRTO_Midwest | TVA | NonRTO_Midwest | Internal | Shoulder | B13 | 600 | 100 | 0 | 58.51 | 65.6 | 9 | 0
2040 | TVA_2_NonRTO_Midwest | TVA | NonRTO_Midwest | Internal | Shoulder | B14 | 900 | 100 | 0 | 53.59 | 53.43 | 9 | 0
2040 | TVA_2_NonRTO_Midwest | TVA | NonRTO_Midwest | Internal | Shoulder | B15 | 1203 | 100 | 0 | 50.85 | 43.55 | 9 | 0
2040 | TVA_2_NonRTO_Midwest | TVA | NonRTO_Midwest | Internal | Summer | B1 | 10 | 100 | 0 | 99.58 | 94.05 | 9 | 0
2040 | TVA_2_NonRTO_Midwest | TVA | NonRTO_Midwest | Internal | Summer | B2 | 25 | 100 | 0 | 94.68 | 94.05 | 9 | 0
2040 | TVA_2_NonRTO_Midwest | TVA | NonRTO_Midwest | Internal | Summer | B3 | 75 | 100 | 0 | 92.49 | 94.05 | 9 | 0
2040 | TVA_2_NonRTO_Midwest | TVA | NonRTO_Midwest | Internal | Summer | B4 | 100 | 100 | 0 | 92.49 | 93.57 | 9 | 0
2040 | TVA_2_NonRTO_Midwest | TVA | NonRTO_Midwest | Internal | Summer | B5 | 200 | 100 | 0 | 91.26 | 92.59 | 9 | 0
2040 | TVA_2_NonRTO_Midwest | TVA | NonRTO_Midwest | Internal | Summer | B6 | 300 | 100 | 100 | 63.47 | 76.82 | 9 | 4.36
2040 | TVA_2_NonRTO_Midwest | TVA | NonRTO_Midwest | Internal | Summer | B7 | 400 | 100 | 0 | 58.89 | 59.33 | 9 | 0
2040 | TVA_2_NonRTO_Midwest | TVA | NonRTO_Midwest | Internal | Summer | B8 | 500 | 100 | 0 | 57.75 | 51.79 | 9 | 0
2040 | TVA_2_NonRTO_Midwest | TVA | NonRTO_Midwest | Internal | Summer | B9 | 800 | 100 | 0 | 53.55 | 45.54 | 9 | 0
2040 | TVA_2_NonRTO_Midwest | TVA | NonRTO_Midwest | Internal | Summer | B10 | 1262 | 100 | 0 | 45.82 | 37.81 | 9 | 0
2040 | TVA_2_NonRTO_Midwest | TVA | NonRTO_Midwest | Internal | Winter | B16 | 25 | 100 | 0 | 72.24 | 80.76 | 9 | 0
2040 | TVA_2_NonRTO_Midwest | TVA | NonRTO_Midwest | Internal | Winter | B17 | 100 | 100 | 0.05 | 63.98 | 72.97 | 9 | 0
2040 | TVA_2_NonRTO_Midwest | TVA | NonRTO_Midwest | Internal | Winter | B18 | 400 | 100 | 0.01 | 56.72 | 65.71 | 9 | 0
2040 | TVA_2_NonRTO_Midwest | TVA | NonRTO_Midwest | Internal | Winter | B19 | 700 | 100 | 0 | 56.72 | 57.5 | 9 | 0
2040 | TVA_2_NonRTO_Midwest | TVA | NonRTO_Midwest | Internal | Winter | B20 | 935 | 100 | 0 | 49.6 | 41.59 | 9 | 0
2040 | TVA_2_PJM_ROR | TVA | PJM_ROR | Internal | Shoulder | B11 | 25 | 500 | 0 | 73.79 | 67.79 | 9 | 0
2040 | TVA_2_PJM_ROR | TVA | PJM_ROR | Internal | Shoulder | B12 | 200 | 500 | 0 | 61.03 | 59.11 | 9 | 0
2040 | TVA_2_PJM_ROR | TVA | PJM_ROR | Internal | Shoulder | B13 | 600 | 500 | 0 | 58.51 | 53.58 | 9 | 0
2040 | TVA_2_PJM_ROR | TVA | PJM_ROR | Internal | Shoulder | B14 | 900 | 500 | 0 | 53.59 | 50.96 | 9 | 0
2040 | TVA_2_PJM_ROR | TVA | PJM_ROR | Internal | Shoulder | B15 | 1203 | 500 | 0 | 50.85 | 49.06 | 9 | 0
2040 | TVA_2_PJM_ROR | TVA | PJM_ROR | Internal | Summer | B1 | 10 | 500 | 0 | 99.58 | 93.57 | 9 | 0
2040 | TVA_2_PJM_ROR | TVA | PJM_ROR | Internal | Summer | B2 | 25 | 500 | 0 | 94.68 | 88.66 | 9 | 0
2040 | TVA_2_PJM_ROR | TVA | PJM_ROR | Internal | Summer | B3 | 75 | 500 | 0 | 92.49 | 86.48 | 9 | 0
2040 | TVA_2_PJM_ROR | TVA | PJM_ROR | Internal | Summer | B4 | 100 | 500 | 0 | 92.49 | 86.48 | 9 | 0
2040 | TVA_2_PJM_ROR | TVA | PJM_ROR | Internal | Summer | B5 | 200 | 500 | 0 | 91.26 | 85.25 | 9 | 0
2040 | TVA_2_PJM_ROR | TVA | PJM_ROR | Internal | Summer | B6 | 300 | 500 | 0 | 63.47 | 66.81 | 9 | 0
2040 | TVA_2_PJM_ROR | TVA | PJM_ROR | Internal | Summer | B7 | 400 | 500 | 0 | 58.89 | 57 | 9 | 0
2040 | TVA_2_PJM_ROR | TVA | PJM_ROR | Internal | Summer | B8 | 500 | 500 | 0 | 57.75 | 51.74 | 9 | 0
2040 | TVA_2_PJM_ROR | TVA | PJM_ROR | Internal | Summer | B9 | 800 | 500 | 0 | 53.55 | 47.54 | 9 | 0
2040 | TVA_2_PJM_ROR | TVA | PJM_ROR | Internal | Summer | B10 | 1262 | 500 | 0 | 45.82 | 42.11 | 9 | 0
2040 | TVA_2_PJM_ROR | TVA | PJM_ROR | Internal | Winter | B16 | 25 | 500 | 0 | 72.24 | 70.77 | 9 | 0
2040 | TVA_2_PJM_ROR | TVA | PJM_ROR | Internal | Winter | B17 | 100 | 500 | 0 | 63.98 | 64.96 | 9 | 0
2040 | TVA_2_PJM_ROR | TVA | PJM_ROR | Internal | Winter | B18 | 400 | 500 | 0 | 56.72 | 58.48 | 9 | 0
2040 | TVA_2_PJM_ROR | TVA | PJM_ROR | Internal | Winter | B19 | 700 | 500 | 0 | 56.72 | 54.67 | 9 | 0
2040 | TVA_2_PJM_ROR | TVA | PJM_ROR | Internal | Winter | B20 | 935 | 500 | 0 | 49.6 | 50.15 | 9 | 0
2040 | TVA_2_SOCO | TVA | SOCO | Internal | Shoulder | B11 | 25 | 500 | 477.92 | 73.79 | 82.79 | 9 | 0
2040 | TVA_2_SOCO | TVA | SOCO | Internal | Shoulder | B12 | 200 | 500 | 0 | 61.03 | 59.7 | 9 | 0
2040 | TVA_2_SOCO | TVA | SOCO | Internal | Shoulder | B13 | 600 | 500 | 0 | 58.51 | 59.58 | 9 | 0
2040 | TVA_2_SOCO | TVA | SOCO | Internal | Shoulder | B14 | 900 | 500 | 0 | 53.59 | 59.58 | 9 | 0
2040 | TVA_2_SOCO | TVA | SOCO | Internal | Shoulder | B15 | 1203 | 500 | 0 | 50.85 | 59.58 | 9 | 0
2040 | TVA_2_SOCO | TVA | SOCO | Internal | Summer | B1 | 10 | 500 | 0 | 99.58 | 99.57 | 9 | 0
2040 | TVA_2_SOCO | TVA | SOCO | Internal | Summer | B2 | 25 | 500 | 0 | 94.68 | 96.91 | 9 | 0
2040 | TVA_2_SOCO | TVA | SOCO | Internal | Summer | B3 | 75 | 500 | 0 | 92.49 | 96.91 | 9 | 0
2040 | TVA_2_SOCO | TVA | SOCO | Internal | Summer | B4 | 100 | 500 | 0 | 92.49 | 96.91 | 9 | 0
2040 | TVA_2_SOCO | TVA | SOCO | Internal | Summer | B5 | 200 | 500 | 0 | 91.26 | 96.91 | 9 | 0
2040 | TVA_2_SOCO | TVA | SOCO | Internal | Summer | B6 | 300 | 500 | 500 | 63.47 | 79.81 | 9 | 7.34
2040 | TVA_2_SOCO | TVA | SOCO | Internal | Summer | B7 | 400 | 500 | 28.58 | 58.89 | 67.89 | 9 | 0
2040 | TVA_2_SOCO | TVA | SOCO | Internal | Summer | B8 | 500 | 500 | 0 | 57.75 | 59.69 | 9 | 0
2040 | TVA_2_SOCO | TVA | SOCO | Internal | Summer | B9 | 800 | 500 | 0 | 53.55 | 57.95 | 9 | 0
2040 | TVA_2_SOCO | TVA | SOCO | Internal | Summer | B10 | 1262 | 500 | 0 | 45.82 | 53.32 | 9 | 0
2040 | TVA_2_SOCO | TVA | SOCO | Internal | Winter | B16 | 25 | 500 | 0.16 | 72.24 | 81.23 | 9 | 0
2040 | TVA_2_SOCO | TVA | SOCO | Internal | Winter | B17 | 100 | 500 | 0 | 63.98 | 63.4 | 9 | 0
2040 | TVA_2_SOCO | TVA | SOCO | Internal | Winter | B18 | 400 | 500 | 0 | 56.72 | 63.4 | 9 | 0
2040 | TVA_2_SOCO | TVA | SOCO | Internal | Winter | B19 | 700 | 500 | 0 | 56.72 | 63.4 | 9 | 0
2040 | TVA_2_SOCO | TVA | SOCO | Internal | Winter | B20 | 935 | 500 | 0 | 49.6 | 57.96 | 9 | 0
2040 | TVA_2_VACAR | TVA | VACAR | Internal | Shoulder | B11 | 25 | 150 | 0 | 73.79 | 75.79 | 9 | 0
2040 | TVA_2_VACAR | TVA | VACAR | Internal | Shoulder | B12 | 200 | 150 | 0 | 61.03 | 63.63 | 9 | 0
2040 | TVA_2_VACAR | TVA | VACAR | Internal | Shoulder | B13 | 600 | 150 | 0 | 58.51 | 55.06 | 9 | 0
2040 | TVA_2_VACAR | TVA | VACAR | Internal | Shoulder | B14 | 900 | 150 | 0 | 53.59 | 55.06 | 9 | 0
2040 | TVA_2_VACAR | TVA | VACAR | Internal | Shoulder | B15 | 1203 | 150 | 0 | 50.85 | 55.06 | 9 | 0
2040 | TVA_2_VACAR | TVA | VACAR | Internal | Summer | B1 | 10 | 150 | 0 | 99.58 | 99.57 | 9 | 0
2040 | TVA_2_VACAR | TVA | VACAR | Internal | Summer | B2 | 25 | 150 | 0 | 94.68 | 94.94 | 9 | 0
2040 | TVA_2_VACAR | TVA | VACAR | Internal | Summer | B3 | 75 | 150 | 0 | 92.49 | 94.94 | 9 | 0
2040 | TVA_2_VACAR | TVA | VACAR | Internal | Summer | B4 | 100 | 150 | 0 | 92.49 | 92.69 | 9 | 0
2040 | TVA_2_VACAR | TVA | VACAR | Internal | Summer | B5 | 200 | 150 | 0 | 91.26 | 91.25 | 9 | 0
2040 | TVA_2_VACAR | TVA | VACAR | Internal | Summer | B6 | 300 | 150 | 150 | 63.47 | 72.81 | 9 | 0.34
2040 | TVA_2_VACAR | TVA | VACAR | Internal | Summer | B7 | 400 | 150 | 0 | 58.89 | 60.89 | 9 | 0
2040 | TVA_2_VACAR | TVA | VACAR | Internal | Summer | B8 | 500 | 150 | 0 | 57.75 | 52.69 | 9 | 0
2040 | TVA_2_VACAR | TVA | VACAR | Internal | Summer | B9 | 800 | 150 | 0 | 53.55 | 52.69 | 9 | 0
2040 | TVA_2_VACAR | TVA | VACAR | Internal | Summer | B10 | 1262 | 150 | 0 | 45.82 | 52.69 | 9 | 0
2040 | TVA_2_VACAR | TVA | VACAR | Internal | Winter | B16 | 25 | 150 | 150 | 72.24 | 85.4 | 9 | 4.16
2040 | TVA_2_VACAR | TVA | VACAR | Internal | Winter | B17 | 100 | 150 | 0 | 63.98 | 70.96 | 9 | 0
2040 | TVA_2_VACAR | TVA | VACAR | Internal | Winter | B18 | 400 | 150 | 0 | 56.72 | 60.67 | 9 | 0
2040 | TVA_2_VACAR | TVA | VACAR | Internal | Winter | B19 | 700 | 150 | 0 | 56.72 | 60.67 | 9 | 0
2040 | TVA_2_VACAR | TVA | VACAR | Internal | Winter | B20 | 935 | 150 | 150 | 49.6 | 60.67 | 9 | 2.07
2040 | TVA_Transmission_2_NonRTO_Midwest | TVA_Transmission | NonRTO_Midwest | Internal | Shoulder | B11 | 25 | 700 | 0 | 73.79 | 74.47 | 9 | 0
2040 | TVA_Transmission_2_NonRTO_Midwest | TVA_Transmission | NonRTO_Midwest | Internal | Shoulder | B12 | 200 | 700 | 0 | 62.53 | 69.09 | 9 | 0
2040 | TVA_Transmission_2_NonRTO_Midwest | TVA_Transmission | NonRTO_Midwest | Internal | Shoulder | B13 | 600 | 700 | 0 | 58.78 | 65.6 | 9 | 0
2040 | TVA_Transmission_2_NonRTO_Midwest | TVA_Transmission | NonRTO_Midwest | Internal | Shoulder | B14 | 900 | 700 | 0 | 53.58 | 53.43 | 9 | 0
2040 | TVA_Transmission_2_NonRTO_Midwest | TVA_Transmission | NonRTO_Midwest | Internal | Shoulder | B15 | 1203 | 700 | 0 | 50.84 | 43.55 | 9 | 0
2040 | TVA_Transmission_2_NonRTO_Midwest | TVA_Transmission | NonRTO_Midwest | Internal | Summer | B1 | 10 | 700 | 0 | 99.57 | 94.05 | 9 | 0
2040 | TVA_Transmission_2_NonRTO_Midwest | TVA_Transmission | NonRTO_Midwest | Internal | Summer | B2 | 25 | 700 | 0 | 94.67 | 94.05 | 9 | 0
2040 | TVA_Transmission_2_NonRTO_Midwest | TVA_Transmission | NonRTO_Midwest | Internal | Summer | B3 | 75 | 700 | 0 | 92.48 | 94.05 | 9 | 0
2040 | TVA_Transmission_2_NonRTO_Midwest | TVA_Transmission | NonRTO_Midwest | Internal | Summer | B4 | 100 | 700 | 0 | 92.48 | 93.57 | 9 | 0
2040 | TVA_Transmission_2_NonRTO_Midwest | TVA_Transmission | NonRTO_Midwest | Internal | Summer | B5 | 200 | 700 | 0 | 91.25 | 92.59 | 9 | 0
2040 | TVA_Transmission_2_NonRTO_Midwest | TVA_Transmission | NonRTO_Midwest | Internal | Summer | B6 | 300 | 700 | 0 | 71.85 | 76.82 | 9 | 0
2040 | TVA_Transmission_2_NonRTO_Midwest | TVA_Transmission | NonRTO_Midwest | Internal | Summer | B7 | 400 | 700 | 0 | 61.29 | 59.33 | 9 | 0
2040 | TVA_Transmission_2_NonRTO_Midwest | TVA_Transmission | NonRTO_Midwest | Internal | Summer | B8 | 500 | 700 | 0 | 57.74 | 51.79 | 9 | 0
2040 | TVA_Transmission_2_NonRTO_Midwest | TVA_Transmission | NonRTO_Midwest | Internal | Summer | B9 | 800 | 700 | 0 | 53.54 | 45.54 | 9 | 0
2040 | TVA_Transmission_2_NonRTO_Midwest | TVA_Transmission | NonRTO_Midwest | Internal | Summer | B10 | 1262 | 700 | 0 | 45.81 | 37.81 | 9 | 0
2040 | TVA_Transmission_2_NonRTO_Midwest | TVA_Transmission | NonRTO_Midwest | Internal | Winter | B16 | 25 | 700 | 0 | 72.23 | 80.76 | 9 | 0
2040 | TVA_Transmission_2_NonRTO_Midwest | TVA_Transmission | NonRTO_Midwest | Internal | Winter | B17 | 100 | 700 | 371.01 | 63.97 | 72.97 | 9 | 0
2040 | TVA_Transmission_2_NonRTO_Midwest | TVA_Transmission | NonRTO_Midwest | Internal | Winter | B18 | 400 | 700 | 426.3 | 56.71 | 65.71 | 9 | 0
2040 | TVA_Transmission_2_NonRTO_Midwest | TVA_Transmission | NonRTO_Midwest | Internal | Winter | B19 | 700 | 700 | 0 | 56.71 | 57.5 | 9 | 0
2040 | TVA_Transmission_2_NonRTO_Midwest | TVA_Transmission | NonRTO_Midwest | Internal | Winter | B20 | 935 | 700 | 0 | 49.59 | 41.59 | 9 | 0
2040 | TVA_Transmission_2_SOCO | TVA_Transmission | SOCO | Internal | Shoulder | B11 | 25 | 3200 | 667.7 | 73.79 | 82.79 | 9 | 0
2040 | TVA_Transmission_2_SOCO | TVA_Transmission | SOCO | Internal | Shoulder | B12 | 200 | 3200 | 0 | 62.53 | 59.7 | 9 | 0
2040 | TVA_Transmission_2_SOCO | TVA_Transmission | SOCO | Internal | Shoulder | B13 | 600 | 3200 | 0 | 58.78 | 59.58 | 9 | 0
2040 | TVA_Transmission_2_SOCO | TVA_Transmission | SOCO | Internal | Shoulder | B14 | 900 | 3200 | 0 | 53.58 | 59.58 | 9 | 0
2040 | TVA_Transmission_2_SOCO | TVA_Transmission | SOCO | Internal | Shoulder | B15 | 1203 | 3200 | 0 | 50.84 | 59.58 | 9 | 0
2040 | TVA_Transmission_2_SOCO | TVA_Transmission | SOCO | Internal | Summer | B1 | 10 | 3200 | 0 | 99.57 | 99.57 | 9 | 0
2040 | TVA_Transmission_2_SOCO | TVA_Transmission | SOCO | Internal | Summer | B2 | 25 | 3200 | 0 | 94.67 | 96.91 | 9 | 0
2040 | TVA_Transmission_2_SOCO | TVA_Transmission | SOCO | Internal | Summer | B3 | 75 | 3200 | 0 | 92.48 | 96.91 | 9 | 0
2040 | TVA_Transmission_2_SOCO | TVA_Transmission | SOCO | Internal | Summer | B4 | 100 | 3200 | 0 | 92.48 | 96.91 | 9 | 0
2040 | TVA_Transmission_2_SOCO | TVA_Transmission | SOCO | Internal | Summer | B5 | 200 | 3200 | 0 | 91.25 | 96.91 | 9 | 0
2040 | TVA_Transmission_2_SOCO | TVA_Transmission | SOCO | Internal | Summer | B6 | 300 | 3200 | 0 | 71.85 | 79.81 | 9 | 0
2040 | TVA_Transmission_2_SOCO | TVA_Transmission | SOCO | Internal | Summer | B7 | 400 | 3200 | 0 | 61.29 | 67.89 | 9 | 0
2040 | TVA_Transmission_2_SOCO | TVA_Transmission | SOCO | Internal | Summer | B8 | 500 | 3200 | 0 | 57.74 | 59.69 | 9 | 0
2040 | TVA_Transmission_2_SOCO | TVA_Transmission | SOCO | Internal | Summer | B9 | 800 | 3200 | 0 | 53.54 | 57.95 | 9 | 0
2040 | TVA_Transmission_2_SOCO | TVA_Transmission | SOCO | Internal | Summer | B10 | 1262 | 3200 | 0 | 45.81 | 53.32 | 9 | 0
2040 | TVA_Transmission_2_SOCO | TVA_Transmission | SOCO | Internal | Winter | B16 | 25 | 3200 | 60.05 | 72.23 | 81.23 | 9 | 0
2040 | TVA_Transmission_2_SOCO | TVA_Transmission | SOCO | Internal | Winter | B17 | 100 | 3200 | 0 | 63.97 | 63.4 | 9 | 0
2040 | TVA_Transmission_2_SOCO | TVA_Transmission | SOCO | Internal | Winter | B18 | 400 | 3200 | 0 | 56.71 | 63.4 | 9 | 0
2040 | TVA_Transmission_2_SOCO | TVA_Transmission | SOCO | Internal | Winter | B19 | 700 | 3200 | 0 | 56.71 | 63.4 | 9 | 0
2040 | TVA_Transmission_2_SOCO | TVA_Transmission | SOCO | Internal | Winter | B20 | 935 | 3200 | 0 | 49.59 | 57.96 | 9 | 0
2040 | TVA_Transmission_2_TVA | TVA_Transmission | TVA | Internal | Shoulder | B11 | 25 | 99999 | 0.14 | 73.79 | 73.79 | 0.01 | 0
2040 | TVA_Transmission_2_TVA | TVA_Transmission | TVA | Internal | Shoulder | B12 | 200 | 99999 | 0 | 62.53 | 61.03 | 0.01 | 0
2040 | TVA_Transmission_2_TVA | TVA_Transmission | TVA | Internal | Shoulder | B13 | 600 | 99999 | 0 | 58.78 | 58.51 | 0.01 | 0
2040 | TVA_Transmission_2_TVA | TVA_Transmission | TVA | Internal | Shoulder | B14 | 900 | 99999 | 4214.92 | 53.58 | 53.59 | 0.01 | 0
2040 | TVA_Transmission_2_TVA | TVA_Transmission | TVA | Internal | Shoulder | B15 | 1203 | 99999 | 6100 | 50.84 | 50.85 | 0.01 | 0
2040 | TVA_Transmission_2_TVA | TVA_Transmission | TVA | Internal | Summer | B1 | 10 | 99999 | 3902.14 | 99.57 | 99.58 | 0.01 | 0
2040 | TVA_Transmission_2_TVA | TVA_Transmission | TVA | Internal | Summer | B2 | 25 | 99999 | 3052.54 | 94.67 | 94.68 | 0.01 | 0
2040 | TVA_Transmission_2_TVA | TVA_Transmission | TVA | Internal | Summer | B3 | 75 | 99999 | 1385.52 | 92.48 | 92.49 | 0.01 | 0
2040 | TVA_Transmission_2_TVA | TVA_Transmission | TVA | Internal | Summer | B4 | 100 | 99999 | 615.24 | 92.48 | 92.49 | 0.01 | 0
2040 | TVA_Transmission_2_TVA | TVA_Transmission | TVA | Internal | Summer | B5 | 200 | 99999 | 1129.48 | 91.25 | 91.26 | 0.01 | 0
2040 | TVA_Transmission_2_TVA | TVA_Transmission | TVA | Internal | Summer | B6 | 300 | 99999 | 0 | 71.85 | 63.47 | 0.01 | 0
2040 | TVA_Transmission_2_TVA | TVA_Transmission | TVA | Internal | Summer | B7 | 400 | 99999 | 0 | 61.29 | 58.89 | 0.01 | 0
2040 | TVA_Transmission_2_TVA | TVA_Transmission | TVA | Internal | Summer | B8 | 500 | 99999 | 22.59 | 57.74 | 57.75 | 0.01 | 0
2040 | TVA_Transmission_2_TVA | TVA_Transmission | TVA | Internal | Summer | B9 | 800 | 99999 | 1685.65 | 53.54 | 53.55 | 0.01 | 0
2040 | TVA_Transmission_2_TVA | TVA_Transmission | TVA | Internal | Summer | B10 | 1262 | 99999 | 2737.05 | 45.81 | 45.82 | 0.01 | 0
2040 | TVA_Transmission_2_TVA | TVA_Transmission | TVA | Internal | Winter | B16 | 25 | 99999 | 1837.71 | 72.23 | 72.24 | 0.01 | 0
2040 | TVA_Transmission_2_TVA | TVA_Transmission | TVA | Internal | Winter | B17 | 100 | 99999 | 1878.44 | 63.97 | 63.98 | 0.01 | 0
2040 | TVA_Transmission_2_TVA | TVA_Transmission | TVA | Internal | Winter | B18 | 400 | 99999 | 995.78 | 56.71 | 56.72 | 0.01 | 0
2040 | TVA_Transmission_2_TVA | TVA_Transmission | TVA | Internal | Winter | B19 | 700 | 99999 | 3459.03 | 56.71 | 56.72 | 0.01 | 0
2040 | TVA_Transmission_2_TVA | TVA_Transmission | TVA | Internal | Winter | B20 | 935 | 99999 | 3935.51 | 49.59 | 49.6 | 0.01 | 0
2040 | TVA_Transmission_2_VACAR | TVA_Transmission | VACAR | Internal | Shoulder | B11 | 25 | 900 | 0 | 73.79 | 75.79 | 9 | 0
2040 | TVA_Transmission_2_VACAR | TVA_Transmission | VACAR | Internal | Shoulder | B12 | 200 | 900 | 0 | 62.53 | 63.63 | 9 | 0
2040 | TVA_Transmission_2_VACAR | TVA_Transmission | VACAR | Internal | Shoulder | B13 | 600 | 900 | 0 | 58.78 | 55.06 | 9 | 0
2040 | TVA_Transmission_2_VACAR | TVA_Transmission | VACAR | Internal | Shoulder | B14 | 900 | 900 | 0 | 53.58 | 55.06 | 9 | 0
2040 | TVA_Transmission_2_VACAR | TVA_Transmission | VACAR | Internal | Shoulder | B15 | 1203 | 900 | 0 | 50.84 | 55.06 | 9 | 0
2040 | TVA_Transmission_2_VACAR | TVA_Transmission | VACAR | Internal | Summer | B1 | 10 | 900 | 0 | 99.57 | 99.57 | 9 | 0
2040 | TVA_Transmission_2_VACAR | TVA_Transmission | VACAR | Internal | Summer | B2 | 25 | 900 | 0 | 94.67 | 94.94 | 9 | 0
2040 | TVA_Transmission_2_VACAR | TVA_Transmission | VACAR | Internal | Summer | B3 | 75 | 900 | 0 | 92.48 | 94.94 | 9 | 0
2040 | TVA_Transmission_2_VACAR | TVA_Transmission | VACAR | Internal | Summer | B4 | 100 | 900 | 0 | 92.48 | 92.69 | 9 | 0
2040 | TVA_Transmission_2_VACAR | TVA_Transmission | VACAR | Internal | Summer | B5 | 200 | 900 | 0 | 91.25 | 91.25 | 9 | 0
2040 | TVA_Transmission_2_VACAR | TVA_Transmission | VACAR | Internal | Summer | B6 | 300 | 900 | 0 | 71.85 | 72.81 | 9 | 0
2040 | TVA_Transmission_2_VACAR | TVA_Transmission | VACAR | Internal | Summer | B7 | 400 | 900 | 0 | 61.29 | 60.89 | 9 | 0
2040 | TVA_Transmission_2_VACAR | TVA_Transmission | VACAR | Internal | Summer | B8 | 500 | 900 | 0 | 57.74 | 52.69 | 9 | 0
2040 | TVA_Transmission_2_VACAR | TVA_Transmission | VACAR | Internal | Summer | B9 | 800 | 900 | 0 | 53.54 | 52.69 | 9 | 0
2040 | TVA_Transmission_2_VACAR | TVA_Transmission | VACAR | Internal | Summer | B10 | 1262 | 900 | 0 | 45.81 | 52.69 | 9 | 0
2040 | TVA_Transmission_2_VACAR | TVA_Transmission | VACAR | Internal | Winter | B16 | 25 | 900 | 900 | 72.23 | 85.4 | 9 | 4.17
2040 | TVA_Transmission_2_VACAR | TVA_Transmission | VACAR | Internal | Winter | B17 | 100 | 900 | 0 | 63.97 | 70.96 | 9 | 0
2040 | TVA_Transmission_2_VACAR | TVA_Transmission | VACAR | Internal | Winter | B18 | 400 | 900 | 0 | 56.71 | 60.67 | 9 | 0
2040 | TVA_Transmission_2_VACAR | TVA_Transmission | VACAR | Internal | Winter | B19 | 700 | 900 | 0 | 56.71 | 60.67 | 9 | 0
2040 | TVA_Transmission_2_VACAR | TVA_Transmission | VACAR | Internal | Winter | B20 | 935 | 900 | 900 | 49.59 | 60.67 | 9 | 2.08
2040 | VACAR_2_SOCO | VACAR | SOCO | Internal | Shoulder | B11 | 25 | 3000 | 2356.66 | 75.79 | 82.79 | 7 | 0
2040 | VACAR_2_SOCO | VACAR | SOCO | Internal | Shoulder | B12 | 200 | 3000 | 0 | 63.63 | 59.7 | 7 | 0
2040 | VACAR_2_SOCO | VACAR | SOCO | Internal | Shoulder | B13 | 600 | 3000 | 0 | 55.06 | 59.58 | 7 | 0
2040 | VACAR_2_SOCO | VACAR | SOCO | Internal | Shoulder | B14 | 900 | 3000 | 0 | 55.06 | 59.58 | 7 | 0
2040 | VACAR_2_SOCO | VACAR | SOCO | Internal | Shoulder | B15 | 1203 | 3000 | 0 | 55.06 | 59.58 | 7 | 0
2040 | VACAR_2_SOCO | VACAR | SOCO | Internal | Summer | B1 | 10 | 3000 | 0 | 99.57 | 99.57 | 7 | 0
2040 | VACAR_2_SOCO | VACAR | SOCO | Internal | Summer | B2 | 25 | 3000 | 0 | 94.94 | 96.91 | 7 | 0
2040 | VACAR_2_SOCO | VACAR | SOCO | Internal | Summer | B3 | 75 | 3000 | 0 | 94.94 | 96.91 | 7 | 0
2040 | VACAR_2_SOCO | VACAR | SOCO | Internal | Summer | B4 | 100 | 3000 | 0 | 92.69 | 96.91 | 7 | 0
2040 | VACAR_2_SOCO | VACAR | SOCO | Internal | Summer | B5 | 200 | 3000 | 0 | 91.25 | 96.91 | 7 | 0
2040 | VACAR_2_SOCO | VACAR | SOCO | Internal | Summer | B6 | 300 | 3000 | 796.76 | 72.81 | 79.81 | 7 | 0
2040 | VACAR_2_SOCO | VACAR | SOCO | Internal | Summer | B7 | 400 | 3000 | 554.98 | 60.89 | 67.89 | 7 | 0
2040 | VACAR_2_SOCO | VACAR | SOCO | Internal | Summer | B8 | 500 | 3000 | 801.09 | 52.69 | 59.69 | 7 | 0
2040 | VACAR_2_SOCO | VACAR | SOCO | Internal | Summer | B9 | 800 | 3000 | 0 | 52.69 | 57.95 | 7 | 0
2040 | VACAR_2_SOCO | VACAR | SOCO | Internal | Summer | B10 | 1262 | 3000 | 0 | 52.69 | 53.32 | 7 | 0
2040 | VACAR_2_SOCO | VACAR | SOCO | Internal | Winter | B16 | 25 | 3000 | 0 | 85.4 | 81.23 | 7 | 0
2040 | VACAR_2_SOCO | VACAR | SOCO | Internal | Winter | B17 | 100 | 3000 | 0 | 70.96 | 63.4 | 7 | 0
2040 | VACAR_2_SOCO | VACAR | SOCO | Internal | Winter | B18 | 400 | 3000 | 0 | 60.67 | 63.4 | 7 | 0
2040 | VACAR_2_SOCO | VACAR | SOCO | Internal | Winter | B19 | 700 | 3000 | 0 | 60.67 | 63.4 | 7 | 0
2040 | VACAR_2_SOCO | VACAR | SOCO | Internal | Winter | B20 | 935 | 3000 | 0 | 60.67 | 57.96 | 7 | 0
2040 | VACAR_2_TVA_Transmission | VACAR | TVA_Transmission | Internal | Shoulder | B11 | 25 | 900 | 0 | 75.79 | 73.79 | 7 | 0
2040 | VACAR_2_TVA_Transmission | VACAR | TVA_Transmission | Internal | Shoulder | B12 | 200 | 900 | 0 | 63.63 | 62.53 | 7 | 0
2040 | VACAR_2_TVA_Transmission | VACAR | TVA_Transmission | Internal | Shoulder | B13 | 600 | 900 | 0 | 55.06 | 58.78 | 7 | 0
2040 | VACAR_2_TVA_Transmission | VACAR | TVA_Transmission | Internal | Shoulder | B14 | 900 | 900 | 0 | 55.06 | 53.58 | 7 | 0
2040 | VACAR_2_TVA_Transmission | VACAR | TVA_Transmission | Internal | Shoulder | B15 | 1203 | 900 | 0 | 55.06 | 50.84 | 7 | 0
2040 | VACAR_2_TVA_Transmission | VACAR | TVA_Transmission | Internal | Summer | B1 | 10 | 900 | 0 | 99.57 | 99.57 | 7 | 0
2040 | VACAR_2_TVA_Transmission | VACAR | TVA_Transmission | Internal | Summer | B2 | 25 | 900 | 0 | 94.94 | 94.67 | 7 | 0
2040 | VACAR_2_TVA_Transmission | VACAR | TVA_Transmission | Internal | Summer | B3 | 75 | 900 | 0 | 94.94 | 92.48 | 7 | 0
2040 | VACAR_2_TVA_Transmission | VACAR | TVA_Transmission | Internal | Summer | B4 | 100 | 900 | 0 | 92.69 | 92.48 | 7 | 0
2040 | VACAR_2_TVA_Transmission | VACAR | TVA_Transmission | Internal | Summer | B5 | 200 | 900 | 0 | 91.25 | 91.25 | 7 | 0
2040 | VACAR_2_TVA_Transmission | VACAR | TVA_Transmission | Internal | Summer | B6 | 300 | 900 | 0 | 72.81 | 71.85 | 7 | 0
2040 | VACAR_2_TVA_Transmission | VACAR | TVA_Transmission | Internal | Summer | B7 | 400 | 900 | 0 | 60.89 | 61.29 | 7 | 0
2040 | VACAR_2_TVA_Transmission | VACAR | TVA_Transmission | Internal | Summer | B8 | 500 | 900 | 0 | 52.69 | 57.74 | 7 | 0
2040 | VACAR_2_TVA_Transmission | VACAR | TVA_Transmission | Internal | Summer | B9 | 800 | 900 | 0 | 52.69 | 53.54 | 7 | 0
2040 | VACAR_2_TVA_Transmission | VACAR | TVA_Transmission | Internal | Summer | B10 | 1262 | 900 | 0 | 52.69 | 45.81 | 7 | 0
2040 | VACAR_2_TVA_Transmission | VACAR | TVA_Transmission | Internal | Winter | B16 | 25 | 900 | 0 | 85.4 | 72.23 | 7 | 0
2040 | VACAR_2_TVA_Transmission | VACAR | TVA_Transmission | Internal | Winter | B17 | 100 | 900 | 0 | 70.96 | 63.97 | 7 | 0
2040 | VACAR_2_TVA_Transmission | VACAR | TVA_Transmission | Internal | Winter | B18 | 400 | 900 | 0 | 60.67 | 56.71 | 7 | 0
2040 | VACAR_2_TVA_Transmission | VACAR | TVA_Transmission | Internal | Winter | B19 | 700 | 900 | 0 | 60.67 | 56.71 | 7 | 0
2040 | VACAR_2_TVA_Transmission | VACAR | TVA_Transmission | Internal | Winter | B20 | 935 | 900 | 0 | 60.67 | 49.59 | 7 | 0
2015 | AZ_NM_SNV_Coal_2_SPP_S | AZ_NM_SNV_Coal | SPP_S | External | Shoulder | B11 | 25 | 400 | 400 | 39.01 | 54.07 | 8.17 | 6.89
2015 | AZ_NM_SNV_Coal_2_SPP_S | AZ_NM_SNV_Coal | SPP_S | External | Shoulder | B12 | 200 | 400 | 0 | 39.01 | 40.63 | 8.17 | 0
2015 | AZ_NM_SNV_Coal_2_SPP_S | AZ_NM_SNV_Coal | SPP_S | External | Shoulder | B13 | 600 | 400 | 0 | 38.98 | 39.06 | 8.17 | 0
2015 | AZ_NM_SNV_Coal_2_SPP_S | AZ_NM_SNV_Coal | SPP_S | External | Shoulder | B14 | 900 | 400 | 0 | 38.98 | 38.68 | 8.17 | 0
2015 | AZ_NM_SNV_Coal_2_SPP_S | AZ_NM_SNV_Coal | SPP_S | External | Shoulder | B15 | 1203 | 400 | 0 | 38.95 | 37.63 | 8.17 | 0
2015 | AZ_NM_SNV_Coal_2_SPP_S | AZ_NM_SNV_Coal | SPP_S | External | Summer | B1 | 10 | 400 | 0 | 57.55 | 60.8 | 8.17 | 0
2015 | AZ_NM_SNV_Coal_2_SPP_S | AZ_NM_SNV_Coal | SPP_S | External | Summer | B2 | 25 | 400 | 0 | 57.55 | 59.76 | 8.17 | 0
2015 | AZ_NM_SNV_Coal_2_SPP_S | AZ_NM_SNV_Coal | SPP_S | External | Summer | B3 | 75 | 400 | 0 | 57.55 | 58.98 | 8.17 | 0
2015 | AZ_NM_SNV_Coal_2_SPP_S | AZ_NM_SNV_Coal | SPP_S | External | Summer | B4 | 100 | 400 | 0 | 55.54 | 54.49 | 8.17 | 0
2015 | AZ_NM_SNV_Coal_2_SPP_S | AZ_NM_SNV_Coal | SPP_S | External | Summer | B5 | 200 | 400 | 0 | 47.12 | 52.64 | 8.17 | 0
2015 | AZ_NM_SNV_Coal_2_SPP_S | AZ_NM_SNV_Coal | SPP_S | External | Summer | B6 | 300 | 400 | 167.81 | 41.65 | 49.82 | 8.17 | 0
2015 | AZ_NM_SNV_Coal_2_SPP_S | AZ_NM_SNV_Coal | SPP_S | External | Summer | B7 | 400 | 400 | 0 | 38.98 | 43.73 | 8.17 | 0
2015 | AZ_NM_SNV_Coal_2_SPP_S | AZ_NM_SNV_Coal | SPP_S | External | Summer | B8 | 500 | 400 | 0 | 38.97 | 38 | 8.17 | 0
2015 | AZ_NM_SNV_Coal_2_SPP_S | AZ_NM_SNV_Coal | SPP_S | External | Summer | B9 | 800 | 400 | 0 | 38.95 | 36.36 | 8.17 | 0
2015 | AZ_NM_SNV_Coal_2_SPP_S | AZ_NM_SNV_Coal | SPP_S | External | Summer | B10 | 1262 | 400 | 0 | 37.83 | 36.28 | 8.17 | 0
2015 | AZ_NM_SNV_Coal_2_SPP_S | AZ_NM_SNV_Coal | SPP_S | External | Winter | B16 | 25 | 400 | 0 | 41.47 | 49.25 | 8.17 | 0
2015 | AZ_NM_SNV_Coal_2_SPP_S | AZ_NM_SNV_Coal | SPP_S | External | Winter | B17 | 100 | 400 | 0 | 41.34 | 41.78 | 8.17 | 0
2015 | AZ_NM_SNV_Coal_2_SPP_S | AZ_NM_SNV_Coal | SPP_S | External | Winter | B18 | 400 | 400 | 0 | 41.34 | 40.11 | 8.17 | 0
2015 | AZ_NM_SNV_Coal_2_SPP_S | AZ_NM_SNV_Coal | SPP_S | External | Winter | B19 | 700 | 400 | 0 | 41.34 | 40.11 | 8.17 | 0
2015 | AZ_NM_SNV_Coal_2_SPP_S | AZ_NM_SNV_Coal | SPP_S | External | Winter | B20 | 935 | 400 | 0 | 41.32 | 40.02 | 8.17 | 0
2015 | ERCOT_2_SPP_S | ERCOT | SPP_S | External | Shoulder | B11 | 25 | 800 | 0 | 54.66 | 54.07 | 8 | 0
2015 | ERCOT_2_SPP_S | ERCOT | SPP_S | External | Shoulder | B12 | 200 | 800 | 0 | 40.88 | 40.63 | 8 | 0
2015 | ERCOT_2_SPP_S | ERCOT | SPP_S | External | Shoulder | B13 | 600 | 800 | 0 | 37.53 | 39.06 | 8 | 0
2015 | ERCOT_2_SPP_S | ERCOT | SPP_S | External | Shoulder | B14 | 900 | 800 | 0 | 37.53 | 38.68 | 8 | 0
2015 | ERCOT_2_SPP_S | ERCOT | SPP_S | External | Shoulder | B15 | 1203 | 800 | 0 | 37.53 | 37.63 | 8 | 0
2015 | ERCOT_2_SPP_S | ERCOT | SPP_S | External | Summer | B1 | 10 | 800 | 0 | 53.11 | 60.8 | 8 | 0
2015 | ERCOT_2_SPP_S | ERCOT | SPP_S | External | Summer | B2 | 25 | 800 | 0 | 53.11 | 59.76 | 8 | 0
2015 | ERCOT_2_SPP_S | ERCOT | SPP_S | External | Summer | B3 | 75 | 800 | 0 | 53.11 | 58.98 | 8 | 0
2015 | ERCOT_2_SPP_S | ERCOT | SPP_S | External | Summer | B4 | 100 | 800 | 0 | 53.11 | 54.49 | 8 | 0
2015 | ERCOT_2_SPP_S | ERCOT | SPP_S | External | Summer | B5 | 200 | 800 | 0 | 53.11 | 52.64 | 8 | 0
2015 | ERCOT_2_SPP_S | ERCOT | SPP_S | External | Summer | B6 | 300 | 800 | 0 | 53.11 | 49.82 | 8 | 0
2015 | ERCOT_2_SPP_S | ERCOT | SPP_S | External | Summer | B7 | 400 | 800 | 0 | 46.9 | 43.73 | 8 | 0
2015 | ERCOT_2_SPP_S | ERCOT | SPP_S | External | Summer | B8 | 500 | 800 | 0 | 39.73 | 38 | 8 | 0
2015 | ERCOT_2_SPP_S | ERCOT | SPP_S | External | Summer | B9 | 800 | 800 | 0 | 36.48 | 36.36 | 8 | 0
2015 | ERCOT_2_SPP_S | ERCOT | SPP_S | External | Summer | B10 | 1262 | 800 | 0 | 36.48 | 36.28 | 8 | 0
2015 | ERCOT_2_SPP_S | ERCOT | SPP_S | External | Winter | B16 | 25 | 800 | 0 | 51.14 | 49.25 | 8 | 0
2015 | ERCOT_2_SPP_S | ERCOT | SPP_S | External | Winter | B17 | 100 | 800 | 0 | 39.92 | 41.78 | 8 | 0
2015 | ERCOT_2_SPP_S | ERCOT | SPP_S | External | Winter | B18 | 400 | 800 | 0 | 39.73 | 40.11 | 8 | 0
2015 | ERCOT_2_SPP_S | ERCOT | SPP_S | External | Winter | B19 | 700 | 800 | 0 | 39.73 | 40.11 | 8 | 0
2015 | ERCOT_2_SPP_S | ERCOT | SPP_S | External | Winter | B20 | 935 | 800 | 0 | 39.73 | 40.02 | 8 | 0
2015 | MAPP_US_2_RMPA | MAPP_US | RMPA | External | Shoulder | B11 | 25 | 200 | 0 | 47.07 | 40.04 | 8 | 0
2015 | MAPP_US_2_RMPA | MAPP_US | RMPA | External | Shoulder | B12 | 200 | 200 | 0 | 33.63 | 40.04 | 8 | 0
2015 | MAPP_US_2_RMPA | MAPP_US | RMPA | External | Shoulder | B13 | 600 | 200 | 33.28 | 32.04 | 40.04 | 8 | 0
2015 | MAPP_US_2_RMPA | MAPP_US | RMPA | External | Shoulder | B14 | 900 | 200 | 200 | 31.66 | 40.04 | 8 | 0.38
2015 | MAPP_US_2_RMPA | MAPP_US | RMPA | External | Shoulder | B15 | 1203 | 200 | 182.67 | 30.97 | 38.97 | 8 | 0
2015 | MAPP_US_2_RMPA | MAPP_US | RMPA | External | Summer | B1 | 10 | 200 | 0 | 53.8 | 60.29 | 8 | 0
2015 | MAPP_US_2_RMPA | MAPP_US | RMPA | External | Summer | B2 | 25 | 200 | 0 | 52.76 | 53.71 | 8 | 0
2015 | MAPP_US_2_RMPA | MAPP_US | RMPA | External | Summer | B3 | 75 | 200 | 0 | 51.98 | 53.71 | 8 | 0
2015 | MAPP_US_2_RMPA | MAPP_US | RMPA | External | Summer | B4 | 100 | 200 | 0 | 48.5 | 47.51 | 8 | 0
2015 | MAPP_US_2_RMPA | MAPP_US | RMPA | External | Summer | B5 | 200 | 200 | 0 | 45.64 | 44.66 | 8 | 0
2015 | MAPP_US_2_RMPA | MAPP_US | RMPA | External | Summer | B6 | 300 | 200 | 0 | 42.79 | 39.04 | 8 | 0
2015 | MAPP_US_2_RMPA | MAPP_US | RMPA | External | Summer | B7 | 400 | 200 | 0 | 34.34 | 38.5 | 8 | 0
2015 | MAPP_US_2_RMPA | MAPP_US | RMPA | External | Summer | B8 | 500 | 200 | 193.93 | 30.5 | 38.5 | 8 | 0
2015 | MAPP_US_2_RMPA | MAPP_US | RMPA | External | Summer | B9 | 800 | 200 | 200 | 29.34 | 38.5 | 8 | 1.17
2015 | MAPP_US_2_RMPA | MAPP_US | RMPA | External | Summer | B10 | 1262 | 200 | 200 | 29.26 | 38.5 | 8 | 1.25
2015 | MAPP_US_2_RMPA | MAPP_US | RMPA | External | Winter | B16 | 25 | 200 | 0 | 42.23 | 49.1 | 8 | 0
2015 | MAPP_US_2_RMPA | MAPP_US | RMPA | External | Winter | B17 | 100 | 200 | 0 | 36.2 | 42.95 | 8 | 0
2015 | MAPP_US_2_RMPA | MAPP_US | RMPA | External | Winter | B18 | 400 | 200 | 200 | 33.08 | 42.95 | 8 | 1.87
2015 | MAPP_US_2_RMPA | MAPP_US | RMPA | External | Winter | B19 | 700 | 200 | 200 | 33.08 | 42.95 | 8 | 1.87
2015 | MAPP_US_2_RMPA | MAPP_US | RMPA | External | Winter | B20 | 935 | 200 | 0 | 32.99 | 35.05 | 8 | 0
2015 | NE_2_RMPA | NE | RMPA | External | Shoulder | B11 | 25 | 310 | 0 | 54.07 | 40.04 | 5 | 0
2015 | NE_2_RMPA | NE | RMPA | External | Shoulder | B12 | 200 | 310 | 0 | 40.63 | 40.04 | 5 | 0
2015 | NE_2_RMPA | NE | RMPA | External | Shoulder | B13 | 600 | 310 | 0 | 39.04 | 40.04 | 5 | 0
2015 | NE_2_RMPA | NE | RMPA | External | Shoulder | B14 | 900 | 310 | 0 | 38.66 | 40.04 | 5 | 0
2015 | NE_2_RMPA | NE | RMPA | External | Shoulder | B15 | 1203 | 310 | 0 | 37.6 | 38.97 | 5 | 0
2015 | NE_2_RMPA | NE | RMPA | External | Summer | B1 | 10 | 310 | 0 | 60.8 | 60.29 | 5 | 0
2015 | NE_2_RMPA | NE | RMPA | External | Summer | B2 | 25 | 310 | 0 | 59.76 | 53.71 | 5 | 0
2015 | NE_2_RMPA | NE | RMPA | External | Summer | B3 | 75 | 310 | 0 | 58.98 | 53.71 | 5 | 0
2015 | NE_2_RMPA | NE | RMPA | External | Summer | B4 | 100 | 310 | 0 | 55.5 | 47.51 | 5 | 0
2015 | NE_2_RMPA | NE | RMPA | External | Summer | B5 | 200 | 310 | 0 | 52.64 | 44.66 | 5 | 0
2015 | NE_2_RMPA | NE | RMPA | External | Summer | B6 | 300 | 310 | 0 | 49.79 | 39.04 | 5 | 0
2015 | NE_2_RMPA | NE | RMPA | External | Summer | B7 | 400 | 310 | 0 | 43.71 | 38.5 | 5 | 0
2015 | NE_2_RMPA | NE | RMPA | External | Summer | B8 | 500 | 310 | 0 | 37.97 | 38.5 | 5 | 0
2015 | NE_2_RMPA | NE | RMPA | External | Summer | B9 | 800 | 310 | 0 | 36.34 | 38.5 | 5 | 0
2015 | NE_2_RMPA | NE | RMPA | External | Summer | B10 | 1262 | 310 | 0 | 36.26 | 38.5 | 5 | 0
2015 | NE_2_RMPA | NE | RMPA | External | Winter | B16 | 25 | 310 | 0 | 49.23 | 49.1 | 5 | 0
2015 | NE_2_RMPA | NE | RMPA | External | Winter | B17 | 100 | 310 | 0 | 41.75 | 42.95 | 5 | 0
2015 | NE_2_RMPA | NE | RMPA | External | Winter | B18 | 400 | 310 | 0 | 40.08 | 42.95 | 5 | 0
2015 | NE_2_RMPA | NE | RMPA | External | Winter | B19 | 700 | 310 | 0 | 40.08 | 42.95 | 5 | 0
2015 | NE_2_RMPA | NE | RMPA | External | Winter | B20 | 935 | 310 | 0 | 39.99 | 35.05 | 5 | 0
2015 | NWPP_Coal_2_MAPP_US | NWPP_Coal | MAPP_US | External | Shoulder | B11 | 25 | 150 | 149.99 | 38.95 | 47.07 | 8 | 0.11
2015 | NWPP_Coal_2_MAPP_US | NWPP_Coal | MAPP_US | External | Shoulder | B12 | 200 | 150 | 0 | 38.95 | 33.63 | 8 | 0
2015 | NWPP_Coal_2_MAPP_US | NWPP_Coal | MAPP_US | External | Shoulder | B13 | 600 | 150 | 0 | 38.95 | 32.04 | 8 | 0
2015 | NWPP_Coal_2_MAPP_US | NWPP_Coal | MAPP_US | External | Shoulder | B14 | 900 | 150 | 0 | 38.95 | 31.66 | 8 | 0
2015 | NWPP_Coal_2_MAPP_US | NWPP_Coal | MAPP_US | External | Shoulder | B15 | 1203 | 150 | 0 | 38.95 | 30.97 | 8 | 0
2015 | NWPP_Coal_2_MAPP_US | NWPP_Coal | MAPP_US | External | Summer | B1 | 10 | 150 | 150 | 38.96 | 53.8 | 8 | 6.85
2015 | NWPP_Coal_2_MAPP_US | NWPP_Coal | MAPP_US | External | Summer | B2 | 25 | 150 | 150 | 38.95 | 52.76 | 8 | 5.81
2015 | NWPP_Coal_2_MAPP_US | NWPP_Coal | MAPP_US | External | Summer | B3 | 75 | 150 | 150 | 38.95 | 51.98 | 8 | 5.02
2015 | NWPP_Coal_2_MAPP_US | NWPP_Coal | MAPP_US | External | Summer | B4 | 100 | 150 | 150 | 38.95 | 48.5 | 8 | 1.54
2015 | NWPP_Coal_2_MAPP_US | NWPP_Coal | MAPP_US | External | Summer | B5 | 200 | 150 | 0 | 38.95 | 45.64 | 8 | 0
2015 | NWPP_Coal_2_MAPP_US | NWPP_Coal | MAPP_US | External | Summer | B6 | 300 | 150 | 0 | 38.95 | 42.79 | 8 | 0
2015 | NWPP_Coal_2_MAPP_US | NWPP_Coal | MAPP_US | External | Summer | B7 | 400 | 150 | 0 | 38.95 | 34.34 | 8 | 0
2015 | NWPP_Coal_2_MAPP_US | NWPP_Coal | MAPP_US | External | Summer | B8 | 500 | 150 | 0 | 38.95 | 30.5 | 8 | 0
2015 | NWPP_Coal_2_MAPP_US | NWPP_Coal | MAPP_US | External | Summer | B9 | 800 | 150 | 0 | 38.95 | 29.34 | 8 | 0
2015 | NWPP_Coal_2_MAPP_US | NWPP_Coal | MAPP_US | External | Summer | B10 | 1262 | 150 | 0 | 38.95 | 29.26 | 8 | 0
2015 | NWPP_Coal_2_MAPP_US | NWPP_Coal | MAPP_US | External | Winter | B16 | 25 | 150 | 0 | 41.32 | 42.23 | 8 | 0
2015 | NWPP_Coal_2_MAPP_US | NWPP_Coal | MAPP_US | External | Winter | B17 | 100 | 150 | 0 | 41.32 | 36.2 | 8 | 0
2015 | NWPP_Coal_2_MAPP_US | NWPP_Coal | MAPP_US | External | Winter | B18 | 400 | 150 | 0 | 41.32 | 33.08 | 8 | 0
2015 | NWPP_Coal_2_MAPP_US | NWPP_Coal | MAPP_US | External | Winter | B19 | 700 | 150 | 0 | 41.32 | 33.08 | 8 | 0
2015 | NWPP_Coal_2_MAPP_US | NWPP_Coal | MAPP_US | External | Winter | B20 | 935 | 150 | 0 | 41.32 | 32.99 | 8 | 0
2015 | RMPA_2_MAPP_US | RMPA | MAPP_US | External | Shoulder | B11 | 25 | 200 | 0 | 40.04 | 47.07 | 8 | 0
2015 | RMPA_2_MAPP_US | RMPA | MAPP_US | External | Shoulder | B12 | 200 | 200 | 0 | 40.04 | 33.63 | 8 | 0
2015 | RMPA_2_MAPP_US | RMPA | MAPP_US | External | Shoulder | B13 | 600 | 200 | 0 | 40.04 | 32.04 | 8 | 0
2015 | RMPA_2_MAPP_US | RMPA | MAPP_US | External | Shoulder | B14 | 900 | 200 | 0 | 40.04 | 31.66 | 8 | 0
2015 | RMPA_2_MAPP_US | RMPA | MAPP_US | External | Shoulder | B15 | 1203 | 200 | 0 | 38.97 | 30.97 | 8 | 0
2015 | RMPA_2_MAPP_US | RMPA | MAPP_US | External | Summer | B1 | 10 | 200 | 0 | 60.29 | 53.8 | 8 | 0
2015 | RMPA_2_MAPP_US | RMPA | MAPP_US | External | Summer | B2 | 25 | 200 | 0 | 53.71 | 52.76 | 8 | 0
2015 | RMPA_2_MAPP_US | RMPA | MAPP_US | External | Summer | B3 | 75 | 200 | 0 | 53.71 | 51.98 | 8 | 0
2015 | RMPA_2_MAPP_US | RMPA | MAPP_US | External | Summer | B4 | 100 | 200 | 0 | 47.51 | 48.5 | 8 | 0
2015 | RMPA_2_MAPP_US | RMPA | MAPP_US | External | Summer | B5 | 200 | 200 | 0 | 44.66 | 45.64 | 8 | 0
2015 | RMPA_2_MAPP_US | RMPA | MAPP_US | External | Summer | B6 | 300 | 200 | 0 | 39.04 | 42.79 | 8 | 0
2015 | RMPA_2_MAPP_US | RMPA | MAPP_US | External | Summer | B7 | 400 | 200 | 0 | 38.5 | 34.34 | 8 | 0
2015 | RMPA_2_MAPP_US | RMPA | MAPP_US | External | Summer | B8 | 500 | 200 | 0 | 38.5 | 30.5 | 8 | 0
2015 | RMPA_2_MAPP_US | RMPA | MAPP_US | External | Summer | B9 | 800 | 200 | 0 | 38.5 | 29.34 | 8 | 0
2015 | RMPA_2_MAPP_US | RMPA | MAPP_US | External | Summer | B10 | 1262 | 200 | 0 | 38.5 | 29.26 | 8 | 0
2015 | RMPA_2_MAPP_US | RMPA | MAPP_US | External | Winter | B16 | 25 | 200 | 0 | 49.1 | 42.23 | 8 | 0
2015 | RMPA_2_MAPP_US | RMPA | MAPP_US | External | Winter | B17 | 100 | 200 | 0 | 42.95 | 36.2 | 8 | 0
2015 | RMPA_2_MAPP_US | RMPA | MAPP_US | External | Winter | B18 | 400 | 200 | 0 | 42.95 | 33.08 | 8 | 0
2015 | RMPA_2_MAPP_US | RMPA | MAPP_US | External | Winter | B19 | 700 | 200 | 0 | 42.95 | 33.08 | 8 | 0
2015 | RMPA_2_MAPP_US | RMPA | MAPP_US | External | Winter | B20 | 935 | 200 | 0 | 35.05 | 32.99 | 8 | 0
2015 | RMPA_2_NE | RMPA | NE | External | Shoulder | B11 | 25 | 310 | 310 | 40.04 | 54.07 | 8 | 6.03
2015 | RMPA_2_NE | RMPA | NE | External | Shoulder | B12 | 200 | 310 | 0 | 40.04 | 40.63 | 8 | 0
2015 | RMPA_2_NE | RMPA | NE | External | Shoulder | B13 | 600 | 310 | 0 | 40.04 | 39.04 | 8 | 0
2015 | RMPA_2_NE | RMPA | NE | External | Shoulder | B14 | 900 | 310 | 0 | 40.04 | 38.66 | 8 | 0
2015 | RMPA_2_NE | RMPA | NE | External | Shoulder | B15 | 1203 | 310 | 0 | 38.97 | 37.6 | 8 | 0
2015 | RMPA_2_NE | RMPA | NE | External | Summer | B1 | 10 | 310 | 0 | 60.29 | 60.8 | 8 | 0
2015 | RMPA_2_NE | RMPA | NE | External | Summer | B2 | 25 | 310 | 0 | 53.71 | 59.76 | 8 | 0
2015 | RMPA_2_NE | RMPA | NE | External | Summer | B3 | 75 | 310 | 0 | 53.71 | 58.98 | 8 | 0
2015 | RMPA_2_NE | RMPA | NE | External | Summer | B4 | 100 | 310 | 0.02 | 47.51 | 55.5 | 8 | 0
2015 | RMPA_2_NE | RMPA | NE | External | Summer | B5 | 200 | 310 | 0 | 44.66 | 52.64 | 8 | 0
2015 | RMPA_2_NE | RMPA | NE | External | Summer | B6 | 300 | 310 | 310 | 39.04 | 49.79 | 8 | 2.76
2015 | RMPA_2_NE | RMPA | NE | External | Summer | B7 | 400 | 310 | 0 | 38.5 | 43.71 | 8 | 0
2015 | RMPA_2_NE | RMPA | NE | External | Summer | B8 | 500 | 310 | 0 | 38.5 | 37.97 | 8 | 0
2015 | RMPA_2_NE | RMPA | NE | External | Summer | B9 | 800 | 310 | 0 | 38.5 | 36.34 | 8 | 0
2015 | RMPA_2_NE | RMPA | NE | External | Summer | B10 | 1262 | 310 | 0 | 38.5 | 36.26 | 8 | 0
2015 | RMPA_2_NE | RMPA | NE | External | Winter | B16 | 25 | 310 | 0 | 49.1 | 49.23 | 8 | 0
2015 | RMPA_2_NE | RMPA | NE | External | Winter | B17 | 100 | 310 | 0 | 42.95 | 41.75 | 8 | 0
2015 | RMPA_2_NE | RMPA | NE | External | Winter | B18 | 400 | 310 | 0 | 42.95 | 40.08 | 8 | 0
2015 | RMPA_2_NE | RMPA | NE | External | Winter | B19 | 700 | 310 | 0 | 42.95 | 40.08 | 8 | 0
2015 | RMPA_2_NE | RMPA | NE | External | Winter | B20 | 935 | 310 | 0 | 35.05 | 39.99 | 8 | 0
2015 | RMPA_2_SPP_N | RMPA | SPP_N | External | Shoulder | B11 | 25 | 210 | 210 | 40.04 | 54.08 | 8 | 6.04
2015 | RMPA_2_SPP_N | RMPA | SPP_N | External | Shoulder | B12 | 200 | 210 | 0 | 40.04 | 40.64 | 8 | 0
2015 | RMPA_2_SPP_N | RMPA | SPP_N | External | Shoulder | B13 | 600 | 210 | 0 | 40.04 | 39.05 | 8 | 0
2015 | RMPA_2_SPP_N | RMPA | SPP_N | External | Shoulder | B14 | 900 | 210 | 0 | 40.04 | 38.67 | 8 | 0
2015 | RMPA_2_SPP_N | RMPA | SPP_N | External | Shoulder | B15 | 1203 | 210 | 0 | 38.97 | 37.62 | 8 | 0
2015 | RMPA_2_SPP_N | RMPA | SPP_N | External | Summer | B1 | 10 | 210 | 0 | 60.29 | 60.81 | 8 | 0
2015 | RMPA_2_SPP_N | RMPA | SPP_N | External | Summer | B2 | 25 | 210 | 0 | 53.71 | 59.77 | 8 | 0
2015 | RMPA_2_SPP_N | RMPA | SPP_N | External | Summer | B3 | 75 | 210 | 0 | 53.71 | 58.99 | 8 | 0
2015 | RMPA_2_SPP_N | RMPA | SPP_N | External | Summer | B4 | 100 | 210 | 153.67 | 47.51 | 55.51 | 8 | 0
2015 | RMPA_2_SPP_N | RMPA | SPP_N | External | Summer | B5 | 200 | 210 | 162.56 | 44.66 | 52.66 | 8 | 0
2015 | RMPA_2_SPP_N | RMPA | SPP_N | External | Summer | B6 | 300 | 210 | 210 | 39.04 | 49.81 | 8 | 2.77
2015 | RMPA_2_SPP_N | RMPA | SPP_N | External | Summer | B7 | 400 | 210 | 0 | 38.5 | 43.72 | 8 | 0
2015 | RMPA_2_SPP_N | RMPA | SPP_N | External | Summer | B8 | 500 | 210 | 0 | 38.5 | 37.98 | 8 | 0
2015 | RMPA_2_SPP_N | RMPA | SPP_N | External | Summer | B9 | 800 | 210 | 0 | 38.5 | 36.35 | 8 | 0
2015 | RMPA_2_SPP_N | RMPA | SPP_N | External | Summer | B10 | 1262 | 210 | 0 | 38.5 | 36.27 | 8 | 0
2015 | RMPA_2_SPP_N | RMPA | SPP_N | External | Winter | B16 | 25 | 210 | 0 | 49.1 | 49.24 | 8 | 0
2015 | RMPA_2_SPP_N | RMPA | SPP_N | External | Winter | B17 | 100 | 210 | 0 | 42.95 | 41.77 | 8 | 0
2015 | RMPA_2_SPP_N | RMPA | SPP_N | External | Winter | B18 | 400 | 210 | 0 | 42.95 | 40.09 | 8 | 0
2015 | RMPA_2_SPP_N | RMPA | SPP_N | External | Winter | B19 | 700 | 210 | 0 | 42.95 | 40.09 | 8 | 0
2015 | RMPA_2_SPP_N | RMPA | SPP_N | External | Winter | B20 | 935 | 210 | 0 | 35.05 | 40.01 | 8 | 0
2015 | SPP_N_2_RMPA | SPP_N | RMPA | External | Shoulder | B11 | 25 | 210 | 0 | 54.08 | 40.04 | 5 | 0
2015 | SPP_N_2_RMPA | SPP_N | RMPA | External | Shoulder | B12 | 200 | 210 | 0 | 40.64 | 40.04 | 5 | 0
2015 | SPP_N_2_RMPA | SPP_N | RMPA | External | Shoulder | B13 | 600 | 210 | 0 | 39.05 | 40.04 | 5 | 0
2015 | SPP_N_2_RMPA | SPP_N | RMPA | External | Shoulder | B14 | 900 | 210 | 0 | 38.67 | 40.04 | 5 | 0
2015 | SPP_N_2_RMPA | SPP_N | RMPA | External | Shoulder | B15 | 1203 | 210 | 0 | 37.62 | 38.97 | 5 | 0
2015 | SPP_N_2_RMPA | SPP_N | RMPA | External | Summer | B1 | 10 | 210 | 0 | 60.81 | 60.29 | 5 | 0
2015 | SPP_N_2_RMPA | SPP_N | RMPA | External | Summer | B2 | 25 | 210 | 0 | 59.77 | 53.71 | 5 | 0
2015 | SPP_N_2_RMPA | SPP_N | RMPA | External | Summer | B3 | 75 | 210 | 0 | 58.99 | 53.71 | 5 | 0
2015 | SPP_N_2_RMPA | SPP_N | RMPA | External | Summer | B4 | 100 | 210 | 0 | 55.51 | 47.51 | 5 | 0
2015 | SPP_N_2_RMPA | SPP_N | RMPA | External | Summer | B5 | 200 | 210 | 0 | 52.66 | 44.66 | 5 | 0
2015 | SPP_N_2_RMPA | SPP_N | RMPA | External | Summer | B6 | 300 | 210 | 0 | 49.81 | 39.04 | 5 | 0
2015 | SPP_N_2_RMPA | SPP_N | RMPA | External | Summer | B7 | 400 | 210 | 0 | 43.72 | 38.5 | 5 | 0
2015 | SPP_N_2_RMPA | SPP_N | RMPA | External | Summer | B8 | 500 | 210 | 0 | 37.98 | 38.5 | 5 | 0
2015 | SPP_N_2_RMPA | SPP_N | RMPA | External | Summer | B9 | 800 | 210 | 0 | 36.35 | 38.5 | 5 | 0
2015 | SPP_N_2_RMPA | SPP_N | RMPA | External | Summer | B10 | 1262 | 210 | 0 | 36.27 | 38.5 | 5 | 0
2015 | SPP_N_2_RMPA | SPP_N | RMPA | External | Winter | B16 | 25 | 210 | 0 | 49.24 | 49.1 | 5 | 0
2015 | SPP_N_2_RMPA | SPP_N | RMPA | External | Winter | B17 | 100 | 210 | 0 | 41.77 | 42.95 | 5 | 0
2015 | SPP_N_2_RMPA | SPP_N | RMPA | External | Winter | B18 | 400 | 210 | 0 | 40.09 | 42.95 | 5 | 0
2015 | SPP_N_2_RMPA | SPP_N | RMPA | External | Winter | B19 | 700 | 210 | 0 | 40.09 | 42.95 | 5 | 0
2015 | SPP_N_2_RMPA | SPP_N | RMPA | External | Winter | B20 | 935 | 210 | 0 | 40.01 | 35.05 | 5 | 0
2015 | SPP_S_2_ERCOT | SPP_S | ERCOT | External | Shoulder | B11 | 25 | 800 | 0 | 54.07 | 54.66 | 5 | 0
2015 | SPP_S_2_ERCOT | SPP_S | ERCOT | External | Shoulder | B12 | 200 | 800 | 0 | 40.63 | 40.88 | 5 | 0
2015 | SPP_S_2_ERCOT | SPP_S | ERCOT | External | Shoulder | B13 | 600 | 800 | 0 | 39.06 | 37.53 | 5 | 0
2015 | SPP_S_2_ERCOT | SPP_S | ERCOT | External | Shoulder | B14 | 900 | 800 | 0 | 38.68 | 37.53 | 5 | 0
2015 | SPP_S_2_ERCOT | SPP_S | ERCOT | External | Shoulder | B15 | 1203 | 800 | 0 | 37.63 | 37.53 | 5 | 0
2015 | SPP_S_2_ERCOT | SPP_S | ERCOT | External | Summer | B1 | 10 | 800 | 0 | 60.8 | 53.11 | 5 | 0
2015 | SPP_S_2_ERCOT | SPP_S | ERCOT | External | Summer | B2 | 25 | 800 | 0 | 59.76 | 53.11 | 5 | 0
2015 | SPP_S_2_ERCOT | SPP_S | ERCOT | External | Summer | B3 | 75 | 800 | 0 | 58.98 | 53.11 | 5 | 0
2015 | SPP_S_2_ERCOT | SPP_S | ERCOT | External | Summer | B4 | 100 | 800 | 0 | 54.49 | 53.11 | 5 | 0
2015 | SPP_S_2_ERCOT | SPP_S | ERCOT | External | Summer | B5 | 200 | 800 | 0 | 52.64 | 53.11 | 5 | 0
2015 | SPP_S_2_ERCOT | SPP_S | ERCOT | External | Summer | B6 | 300 | 800 | 0 | 49.82 | 53.11 | 5 | 0
2015 | SPP_S_2_ERCOT | SPP_S | ERCOT | External | Summer | B7 | 400 | 800 | 0 | 43.73 | 46.9 | 5 | 0
2015 | SPP_S_2_ERCOT | SPP_S | ERCOT | External | Summer | B8 | 500 | 800 | 0 | 38 | 39.73 | 5 | 0
2015 | SPP_S_2_ERCOT | SPP_S | ERCOT | External | Summer | B9 | 800 | 800 | 0 | 36.36 | 36.48 | 5 | 0
2015 | SPP_S_2_ERCOT | SPP_S | ERCOT | External | Summer | B10 | 1262 | 800 | 0 | 36.28 | 36.48 | 5 | 0
2015 | SPP_S_2_ERCOT | SPP_S | ERCOT | External | Winter | B16 | 25 | 800 | 0 | 49.25 | 51.14 | 5 | 0
2015 | SPP_S_2_ERCOT | SPP_S | ERCOT | External | Winter | B17 | 100 | 800 | 0 | 41.78 | 39.92 | 5 | 0
2015 | SPP_S_2_ERCOT | SPP_S | ERCOT | External | Winter | B18 | 400 | 800 | 0 | 40.11 | 39.73 | 5 | 0
2015 | SPP_S_2_ERCOT | SPP_S | ERCOT | External | Winter | B19 | 700 | 800 | 0 | 40.11 | 39.73 | 5 | 0
2015 | SPP_S_2_ERCOT | SPP_S | ERCOT | External | Winter | B20 | 935 | 800 | 0 | 40.02 | 39.73 | 5 | 0
2020 | AZ_NM_SNV_Coal_2_SPP_S | AZ_NM_SNV_Coal | SPP_S | External | Shoulder | B11 | 25 | 400 | 400 | 45.45 | 56.68 | 8.17 | 3.07
2020 | AZ_NM_SNV_Coal_2_SPP_S | AZ_NM_SNV_Coal | SPP_S | External | Shoulder | B12 | 200 | 400 | 0 | 45.44 | 41.43 | 8.17 | 0
2020 | AZ_NM_SNV_Coal_2_SPP_S | AZ_NM_SNV_Coal | SPP_S | External | Shoulder | B13 | 600 | 400 | 0 | 45.44 | 40.63 | 8.17 | 0
2020 | AZ_NM_SNV_Coal_2_SPP_S | AZ_NM_SNV_Coal | SPP_S | External | Shoulder | B14 | 900 | 400 | 0 | 45.44 | 40.51 | 8.17 | 0
2020 | AZ_NM_SNV_Coal_2_SPP_S | AZ_NM_SNV_Coal | SPP_S | External | Shoulder | B15 | 1203 | 400 | 0 | 44.72 | 37.81 | 8.17 | 0
2020 | AZ_NM_SNV_Coal_2_SPP_S | AZ_NM_SNV_Coal | SPP_S | External | Summer | B1 | 10 | 400 | 0 | 66.64 | 58.88 | 8.17 | 0
2020 | AZ_NM_SNV_Coal_2_SPP_S | AZ_NM_SNV_Coal | SPP_S | External | Summer | B2 | 25 | 400 | 0 | 66.64 | 58.98 | 8.17 | 0
2020 | AZ_NM_SNV_Coal_2_SPP_S | AZ_NM_SNV_Coal | SPP_S | External | Summer | B3 | 75 | 400 | 0 | 66.64 | 58.88 | 8.17 | 0
2020 | AZ_NM_SNV_Coal_2_SPP_S | AZ_NM_SNV_Coal | SPP_S | External | Summer | B4 | 100 | 400 | 0 | 63.88 | 57.36 | 8.17 | 0
2020 | AZ_NM_SNV_Coal_2_SPP_S | AZ_NM_SNV_Coal | SPP_S | External | Summer | B5 | 200 | 400 | 0 | 53.56 | 56.88 | 8.17 | 0
2020 | AZ_NM_SNV_Coal_2_SPP_S | AZ_NM_SNV_Coal | SPP_S | External | Summer | B6 | 300 | 400 | 0 | 48.46 | 56.23 | 8.17 | 0
2020 | AZ_NM_SNV_Coal_2_SPP_S | AZ_NM_SNV_Coal | SPP_S | External | Summer | B7 | 400 | 400 | 0 | 45.42 | 43.46 | 8.17 | 0
2020 | AZ_NM_SNV_Coal_2_SPP_S | AZ_NM_SNV_Coal | SPP_S | External | Summer | B8 | 500 | 400 | 0 | 45.41 | 39.22 | 8.17 | 0
2020 | AZ_NM_SNV_Coal_2_SPP_S | AZ_NM_SNV_Coal | SPP_S | External | Summer | B9 | 800 | 400 | 0 | 45.39 | 39.22 | 8.17 | 0
2020 | AZ_NM_SNV_Coal_2_SPP_S | AZ_NM_SNV_Coal | SPP_S | External | Summer | B10 | 1262 | 400 | 0 | 44.09 | 39.14 | 8.17 | 0
2020 | AZ_NM_SNV_Coal_2_SPP_S | AZ_NM_SNV_Coal | SPP_S | External | Winter | B16 | 25 | 400 | 0 | 48.29 | 48.41 | 8.17 | 0
2020 | AZ_NM_SNV_Coal_2_SPP_S | AZ_NM_SNV_Coal | SPP_S | External | Winter | B17 | 100 | 400 | 0 | 48.29 | 43.29 | 8.17 | 0
2020 | AZ_NM_SNV_Coal_2_SPP_S | AZ_NM_SNV_Coal | SPP_S | External | Winter | B18 | 400 | 400 | 0 | 48.29 | 42.8 | 8.17 | 0
2020 | AZ_NM_SNV_Coal_2_SPP_S | AZ_NM_SNV_Coal | SPP_S | External | Winter | B19 | 700 | 400 | 0 | 48.29 | 39.3 | 8.17 | 0
2020 | AZ_NM_SNV_Coal_2_SPP_S | AZ_NM_SNV_Coal | SPP_S | External | Winter | B20 | 935 | 400 | 0 | 47.95 | 38.32 | 8.17 | 0
2020 | ERCOT_2_SPP_S | ERCOT | SPP_S | External | Shoulder | B11 | 25 | 800 | 0 | 59.04 | 56.68 | 8 | 0
2020 | ERCOT_2_SPP_S | ERCOT | SPP_S | External | Shoulder | B12 | 200 | 800 | 0 | 44.1 | 41.43 | 8 | 0
2020 | ERCOT_2_SPP_S | ERCOT | SPP_S | External | Shoulder | B13 | 600 | 800 | 0 | 40.47 | 40.63 | 8 | 0
2020 | ERCOT_2_SPP_S | ERCOT | SPP_S | External | Shoulder | B14 | 900 | 800 | 0 | 40.47 | 40.51 | 8 | 0
2020 | ERCOT_2_SPP_S | ERCOT | SPP_S | External | Shoulder | B15 | 1203 | 800 | 0 | 40.47 | 37.81 | 8 | 0
2020 | ERCOT_2_SPP_S | ERCOT | SPP_S | External | Summer | B1 | 10 | 800 | 0 | 57.4 | 58.88 | 8 | 0
2020 | ERCOT_2_SPP_S | ERCOT | SPP_S | External | Summer | B2 | 25 | 800 | 0 | 57.34 | 58.98 | 8 | 0
2020 | ERCOT_2_SPP_S | ERCOT | SPP_S | External | Summer | B3 | 75 | 800 | 0 | 57.34 | 58.88 | 8 | 0
2020 | ERCOT_2_SPP_S | ERCOT | SPP_S | External | Summer | B4 | 100 | 800 | 0 | 57.34 | 57.36 | 8 | 0
2020 | ERCOT_2_SPP_S | ERCOT | SPP_S | External | Summer | B5 | 200 | 800 | 0 | 57.34 | 56.88 | 8 | 0
2020 | ERCOT_2_SPP_S | ERCOT | SPP_S | External | Summer | B6 | 300 | 800 | 0 | 57.34 | 56.23 | 8 | 0
2020 | ERCOT_2_SPP_S | ERCOT | SPP_S | External | Summer | B7 | 400 | 800 | 0 | 48.46 | 43.46 | 8 | 0
2020 | ERCOT_2_SPP_S | ERCOT | SPP_S | External | Summer | B8 | 500 | 800 | 0 | 42.85 | 39.22 | 8 | 0
2020 | ERCOT_2_SPP_S | ERCOT | SPP_S | External | Summer | B9 | 800 | 800 | 0 | 39.32 | 39.22 | 8 | 0
2020 | ERCOT_2_SPP_S | ERCOT | SPP_S | External | Summer | B10 | 1262 | 800 | 0 | 39.32 | 39.14 | 8 | 0
2020 | ERCOT_2_SPP_S | ERCOT | SPP_S | External | Winter | B16 | 25 | 800 | 0 | 52.96 | 48.41 | 8 | 0
2020 | ERCOT_2_SPP_S | ERCOT | SPP_S | External | Winter | B17 | 100 | 800 | 0 | 43.2 | 43.29 | 8 | 0
2020 | ERCOT_2_SPP_S | ERCOT | SPP_S | External | Winter | B18 | 400 | 800 | 0 | 42.93 | 42.8 | 8 | 0
2020 | ERCOT_2_SPP_S | ERCOT | SPP_S | External | Winter | B19 | 700 | 800 | 0 | 42.93 | 39.3 | 8 | 0
2020 | ERCOT_2_SPP_S | ERCOT | SPP_S | External | Winter | B20 | 935 | 800 | 0 | 42.93 | 38.32 | 8 | 0
2020 | MAPP_US_2_RMPA | MAPP_US | RMPA | External | Shoulder | B11 | 25 | 200 | 0 | 49.66 | 48.66 | 8 | 0
2020 | MAPP_US_2_RMPA | MAPP_US | RMPA | External | Shoulder | B12 | 200 | 200 | 0 | 39.4 | 44.22 | 8 | 0
2020 | MAPP_US_2_RMPA | MAPP_US | RMPA | External | Shoulder | B13 | 600 | 200 | 200 | 35.46 | 44.22 | 8 | 0.77
2020 | MAPP_US_2_RMPA | MAPP_US | RMPA | External | Shoulder | B14 | 900 | 200 | 200 | 35.45 | 44.22 | 8 | 0.78
2020 | MAPP_US_2_RMPA | MAPP_US | RMPA | External | Shoulder | B15 | 1203 | 200 | 200 | 33.97 | 44.22 | 8 | 2.25
2020 | MAPP_US_2_RMPA | MAPP_US | RMPA | External | Summer | B1 | 10 | 200 | 37.42 | 57.97 | 65.97 | 8 | 0
2020 | MAPP_US_2_RMPA | MAPP_US | RMPA | External | Summer | B2 | 25 | 200 | 200 | 56.98 | 65.81 | 8 | 0.83
2020 | MAPP_US_2_RMPA | MAPP_US | RMPA | External | Summer | B3 | 75 | 200 | 200 | 54.97 | 65.82 | 8 | 2.85
2020 | MAPP_US_2_RMPA | MAPP_US | RMPA | External | Summer | B4 | 100 | 200 | 0 | 53.41 | 57.51 | 8 | 0
2020 | MAPP_US_2_RMPA | MAPP_US | RMPA | External | Summer | B5 | 200 | 200 | 0 | 51.96 | 53.56 | 8 | 0
2020 | MAPP_US_2_RMPA | MAPP_US | RMPA | External | Summer | B6 | 300 | 200 | 0 | 49.2 | 48.21 | 8 | 0
2020 | MAPP_US_2_RMPA | MAPP_US | RMPA | External | Summer | B7 | 400 | 200 | 0 | 36.44 | 42.46 | 8 | 0
2020 | MAPP_US_2_RMPA | MAPP_US | RMPA | External | Summer | B8 | 500 | 200 | 200 | 32.2 | 42.46 | 8 | 2.26
2020 | MAPP_US_2_RMPA | MAPP_US | RMPA | External | Summer | B9 | 800 | 200 | 200 | 31.88 | 42.46 | 8 | 2.58
2020 | MAPP_US_2_RMPA | MAPP_US | RMPA | External | Summer | B10 | 1262 | 200 | 200 | 28.99 | 41.35 | 8 | 4.36
2020 | MAPP_US_2_RMPA | MAPP_US | RMPA | External | Winter | B16 | 25 | 200 | 164.09 | 46.38 | 54.38 | 8 | 0
2020 | MAPP_US_2_RMPA | MAPP_US | RMPA | External | Winter | B17 | 100 | 200 | 0 | 41.25 | 47.57 | 8 | 0
2020 | MAPP_US_2_RMPA | MAPP_US | RMPA | External | Winter | B18 | 400 | 200 | 200 | 37.09 | 47.57 | 8 | 2.48
2020 | MAPP_US_2_RMPA | MAPP_US | RMPA | External | Winter | B19 | 700 | 200 | 200 | 37.09 | 47.57 | 8 | 2.48
2020 | MAPP_US_2_RMPA | MAPP_US | RMPA | External | Winter | B20 | 935 | 200 | 90.03 | 32.11 | 40.11 | 8 | 0
2020 | NE_2_RMPA | NE | RMPA | External | Shoulder | B11 | 25 | 310 | 0 | 56.66 | 48.66 | 5 | 0
2020 | NE_2_RMPA | NE | RMPA | External | Shoulder | B12 | 200 | 310 | 0 | 41.4 | 44.22 | 5 | 0
2020 | NE_2_RMPA | NE | RMPA | External | Shoulder | B13 | 600 | 310 | 0 | 40.6 | 44.22 | 5 | 0
2020 | NE_2_RMPA | NE | RMPA | External | Shoulder | B14 | 900 | 310 | 0 | 40.49 | 44.22 | 5 | 0
2020 | NE_2_RMPA | NE | RMPA | External | Shoulder | B15 | 1203 | 310 | 310 | 37.03 | 44.22 | 5 | 2.2
2020 | NE_2_RMPA | NE | RMPA | External | Summer | B1 | 10 | 310 | 0 | 64.97 | 65.97 | 5 | 0
2020 | NE_2_RMPA | NE | RMPA | External | Summer | B2 | 25 | 310 | 301.16 | 60.81 | 65.81 | 5 | 0
2020 | NE_2_RMPA | NE | RMPA | External | Summer | B3 | 75 | 310 | 309.97 | 60.81 | 65.82 | 5 | 0.01
2020 | NE_2_RMPA | NE | RMPA | External | Summer | B4 | 100 | 310 | 0 | 60.41 | 57.51 | 5 | 0
2020 | NE_2_RMPA | NE | RMPA | External | Summer | B5 | 200 | 310 | 0 | 56.88 | 53.56 | 5 | 0
2020 | NE_2_RMPA | NE | RMPA | External | Summer | B6 | 300 | 310 | 0 | 56.2 | 48.21 | 5 | 0
2020 | NE_2_RMPA | NE | RMPA | External | Summer | B7 | 400 | 310 | 0 | 43.44 | 42.46 | 5 | 0
2020 | NE_2_RMPA | NE | RMPA | External | Summer | B8 | 500 | 310 | 0 | 39.2 | 42.46 | 5 | 0
2020 | NE_2_RMPA | NE | RMPA | External | Summer | B9 | 800 | 310 | 0 | 38.88 | 42.46 | 5 | 0
2020 | NE_2_RMPA | NE | RMPA | External | Summer | B10 | 1262 | 310 | 310 | 34.95 | 41.35 | 5 | 1.41
2020 | NE_2_RMPA | NE | RMPA | External | Winter | B16 | 25 | 310 | 310 | 48.38 | 54.38 | 5 | 1
2020 | NE_2_RMPA | NE | RMPA | External | Winter | B17 | 100 | 310 | 0 | 43.25 | 47.57 | 5 | 0
2020 | NE_2_RMPA | NE | RMPA | External | Winter | B18 | 400 | 310 | 310 | 40.09 | 47.57 | 5 | 2.48
2020 | NE_2_RMPA | NE | RMPA | External | Winter | B19 | 700 | 310 | 310 | 39.27 | 47.57 | 5 | 3.29
2020 | NE_2_RMPA | NE | RMPA | External | Winter | B20 | 935 | 310 | 0 | 38.29 | 40.11 | 5 | 0
2020 | NWPP_Coal_2_MAPP_US | NWPP_Coal | MAPP_US | External | Shoulder | B11 | 25 | 150 | 0 | 45.43 | 49.66 | 8 | 0
2020 | NWPP_Coal_2_MAPP_US | NWPP_Coal | MAPP_US | External | Shoulder | B12 | 200 | 150 | 0 | 45.43 | 39.4 | 8 | 0
2020 | NWPP_Coal_2_MAPP_US | NWPP_Coal | MAPP_US | External | Shoulder | B13 | 600 | 150 | 0 | 45.43 | 35.46 | 8 | 0
2020 | NWPP_Coal_2_MAPP_US | NWPP_Coal | MAPP_US | External | Shoulder | B14 | 900 | 150 | 0 | 45.43 | 35.45 | 8 | 0
2020 | NWPP_Coal_2_MAPP_US | NWPP_Coal | MAPP_US | External | Shoulder | B15 | 1203 | 150 | 0 | 45.43 | 33.97 | 8 | 0
2020 | NWPP_Coal_2_MAPP_US | NWPP_Coal | MAPP_US | External | Summer | B1 | 10 | 150 | 0 | 57.81 | 57.97 | 8 | 0
2020 | NWPP_Coal_2_MAPP_US | NWPP_Coal | MAPP_US | External | Summer | B2 | 25 | 150 | 150 | 45.39 | 56.98 | 8 | 3.59
2020 | NWPP_Coal_2_MAPP_US | NWPP_Coal | MAPP_US | External | Summer | B3 | 75 | 150 | 150 | 45.39 | 54.97 | 8 | 1.58
2020 | NWPP_Coal_2_MAPP_US | NWPP_Coal | MAPP_US | External | Summer | B4 | 100 | 150 | 149.98 | 45.39 | 53.41 | 8 | 0.01
2020 | NWPP_Coal_2_MAPP_US | NWPP_Coal | MAPP_US | External | Summer | B5 | 200 | 150 | 0 | 45.39 | 51.96 | 8 | 0
2020 | NWPP_Coal_2_MAPP_US | NWPP_Coal | MAPP_US | External | Summer | B6 | 300 | 150 | 0 | 45.39 | 49.2 | 8 | 0
2020 | NWPP_Coal_2_MAPP_US | NWPP_Coal | MAPP_US | External | Summer | B7 | 400 | 150 | 0 | 45.39 | 36.44 | 8 | 0
2020 | NWPP_Coal_2_MAPP_US | NWPP_Coal | MAPP_US | External | Summer | B8 | 500 | 150 | 0 | 45.39 | 32.2 | 8 | 0
2020 | NWPP_Coal_2_MAPP_US | NWPP_Coal | MAPP_US | External | Summer | B9 | 800 | 150 | 0 | 45.39 | 31.88 | 8 | 0
2020 | NWPP_Coal_2_MAPP_US | NWPP_Coal | MAPP_US | External | Summer | B10 | 1262 | 150 | 0 | 45.39 | 28.99 | 8 | 0
2020 | NWPP_Coal_2_MAPP_US | NWPP_Coal | MAPP_US | External | Winter | B16 | 25 | 150 | 0 | 48.28 | 46.38 | 8 | 0
2020 | NWPP_Coal_2_MAPP_US | NWPP_Coal | MAPP_US | External | Winter | B17 | 100 | 150 | 0 | 48.28 | 41.25 | 8 | 0
2020 | NWPP_Coal_2_MAPP_US | NWPP_Coal | MAPP_US | External | Winter | B18 | 400 | 150 | 0 | 48.28 | 37.09 | 8 | 0
2020 | NWPP_Coal_2_MAPP_US | NWPP_Coal | MAPP_US | External | Winter | B19 | 700 | 150 | 0 | 48.28 | 37.09 | 8 | 0
2020 | NWPP_Coal_2_MAPP_US | NWPP_Coal | MAPP_US | External | Winter | B20 | 935 | 150 | 0 | 48.28 | 32.11 | 8 | 0
2020 | RMPA_2_MAPP_US | RMPA | MAPP_US | External | Shoulder | B11 | 25 | 200 | 0 | 48.66 | 49.66 | 8 | 0
2020 | RMPA_2_MAPP_US | RMPA | MAPP_US | External | Shoulder | B12 | 200 | 200 | 0 | 44.22 | 39.4 | 8 | 0
2020 | RMPA_2_MAPP_US | RMPA | MAPP_US | External | Shoulder | B13 | 600 | 200 | 0 | 44.22 | 35.46 | 8 | 0
2020 | RMPA_2_MAPP_US | RMPA | MAPP_US | External | Shoulder | B14 | 900 | 200 | 0 | 44.22 | 35.45 | 8 | 0
2020 | RMPA_2_MAPP_US | RMPA | MAPP_US | External | Shoulder | B15 | 1203 | 200 | 0 | 44.22 | 33.97 | 8 | 0
2020 | RMPA_2_MAPP_US | RMPA | MAPP_US | External | Summer | B1 | 10 | 200 | 0 | 65.97 | 57.97 | 8 | 0
2020 | RMPA_2_MAPP_US | RMPA | MAPP_US | External | Summer | B2 | 25 | 200 | 0 | 65.81 | 56.98 | 8 | 0
2020 | RMPA_2_MAPP_US | RMPA | MAPP_US | External | Summer | B3 | 75 | 200 | 0 | 65.82 | 54.97 | 8 | 0
2020 | RMPA_2_MAPP_US | RMPA | MAPP_US | External | Summer | B4 | 100 | 200 | 0 | 57.51 | 53.41 | 8 | 0
2020 | RMPA_2_MAPP_US | RMPA | MAPP_US | External | Summer | B5 | 200 | 200 | 0 | 53.56 | 51.96 | 8 | 0
2020 | RMPA_2_MAPP_US | RMPA | MAPP_US | External | Summer | B6 | 300 | 200 | 0 | 48.21 | 49.2 | 8 | 0
2020 | RMPA_2_MAPP_US | RMPA | MAPP_US | External | Summer | B7 | 400 | 200 | 0 | 42.46 | 36.44 | 8 | 0
2020 | RMPA_2_MAPP_US | RMPA | MAPP_US | External | Summer | B8 | 500 | 200 | 0 | 42.46 | 32.2 | 8 | 0
2020 | RMPA_2_MAPP_US | RMPA | MAPP_US | External | Summer | B9 | 800 | 200 | 0 | 42.46 | 31.88 | 8 | 0
2020 | RMPA_2_MAPP_US | RMPA | MAPP_US | External | Summer | B10 | 1262 | 200 | 0 | 41.35 | 28.99 | 8 | 0
2020 | RMPA_2_MAPP_US | RMPA | MAPP_US | External | Winter | B16 | 25 | 200 | 0 | 54.38 | 46.38 | 8 | 0
2020 | RMPA_2_MAPP_US | RMPA | MAPP_US | External | Winter | B17 | 100 | 200 | 0 | 47.57 | 41.25 | 8 | 0
2020 | RMPA_2_MAPP_US | RMPA | MAPP_US | External | Winter | B18 | 400 | 200 | 0 | 47.57 | 37.09 | 8 | 0
2020 | RMPA_2_MAPP_US | RMPA | MAPP_US | External | Winter | B19 | 700 | 200 | 0 | 47.57 | 37.09 | 8 | 0
2020 | RMPA_2_MAPP_US | RMPA | MAPP_US | External | Winter | B20 | 935 | 200 | 0 | 40.11 | 32.11 | 8 | 0
2020 | RMPA_2_NE | RMPA | NE | External | Shoulder | B11 | 25 | 310 | 159.06 | 48.66 | 56.66 | 8 | 0
2020 | RMPA_2_NE | RMPA | NE | External | Shoulder | B12 | 200 | 310 | 0 | 44.22 | 41.4 | 8 | 0
2020 | RMPA_2_NE | RMPA | NE | External | Shoulder | B13 | 600 | 310 | 0 | 44.22 | 40.6 | 8 | 0
2020 | RMPA_2_NE | RMPA | NE | External | Shoulder | B14 | 900 | 310 | 0 | 44.22 | 40.49 | 8 | 0
2020 | RMPA_2_NE | RMPA | NE | External | Shoulder | B15 | 1203 | 310 | 0 | 44.22 | 37.03 | 8 | 0
2020 | RMPA_2_NE | RMPA | NE | External | Summer | B1 | 10 | 310 | 0 | 65.97 | 64.97 | 8 | 0
2020 | RMPA_2_NE | RMPA | NE | External | Summer | B2 | 25 | 310 | 0 | 65.81 | 60.81 | 8 | 0
2020 | RMPA_2_NE | RMPA | NE | External | Summer | B3 | 75 | 310 | 0 | 65.82 | 60.81 | 8 | 0
2020 | RMPA_2_NE | RMPA | NE | External | Summer | B4 | 100 | 310 | 0 | 57.51 | 60.41 | 8 | 0
2020 | RMPA_2_NE | RMPA | NE | External | Summer | B5 | 200 | 310 | 0 | 53.56 | 56.88 | 8 | 0
2020 | RMPA_2_NE | RMPA | NE | External | Summer | B6 | 300 | 310 | 0 | 48.21 | 56.2 | 8 | 0
2020 | RMPA_2_NE | RMPA | NE | External | Summer | B7 | 400 | 310 | 0 | 42.46 | 43.44 | 8 | 0
2020 | RMPA_2_NE | RMPA | NE | External | Summer | B8 | 500 | 310 | 0 | 42.46 | 39.2 | 8 | 0
2020 | RMPA_2_NE | RMPA | NE | External | Summer | B9 | 800 | 310 | 0 | 42.46 | 38.88 | 8 | 0
2020 | RMPA_2_NE | RMPA | NE | External | Summer | B10 | 1262 | 310 | 0 | 41.35 | 34.95 | 8 | 0
2020 | RMPA_2_NE | RMPA | NE | External | Winter | B16 | 25 | 310 | 0 | 54.38 | 48.38 | 8 | 0
2020 | RMPA_2_NE | RMPA | NE | External | Winter | B17 | 100 | 310 | 0 | 47.57 | 43.25 | 8 | 0
2020 | RMPA_2_NE | RMPA | NE | External | Winter | B18 | 400 | 310 | 0 | 47.57 | 40.09 | 8 | 0
2020 | RMPA_2_NE | RMPA | NE | External | Winter | B19 | 700 | 310 | 0 | 47.57 | 39.27 | 8 | 0
2020 | RMPA_2_NE | RMPA | NE | External | Winter | B20 | 935 | 310 | 0 | 40.11 | 38.29 | 8 | 0
2020 | RMPA_2_SPP_N | RMPA | SPP_N | External | Shoulder | B11 | 25 | 210 | 209.92 | 48.66 | 56.67 | 8 | 0.01
2020 | RMPA_2_SPP_N | RMPA | SPP_N | External | Shoulder | B12 | 200 | 210 | 0 | 44.22 | 41.41 | 8 | 0
2020 | RMPA_2_SPP_N | RMPA | SPP_N | External | Shoulder | B13 | 600 | 210 | 0 | 44.22 | 40.62 | 8 | 0
2020 | RMPA_2_SPP_N | RMPA | SPP_N | External | Shoulder | B14 | 900 | 210 | 0 | 44.22 | 40.5 | 8 | 0
2020 | RMPA_2_SPP_N | RMPA | SPP_N | External | Shoulder | B15 | 1203 | 210 | 0 | 44.22 | 37.04 | 8 | 0
2020 | RMPA_2_SPP_N | RMPA | SPP_N | External | Summer | B1 | 10 | 210 | 0 | 65.97 | 64.99 | 8 | 0
2020 | RMPA_2_SPP_N | RMPA | SPP_N | External | Summer | B2 | 25 | 210 | 0 | 65.81 | 60.82 | 8 | 0
2020 | RMPA_2_SPP_N | RMPA | SPP_N | External | Summer | B3 | 75 | 210 | 0 | 65.82 | 60.82 | 8 | 0
2020 | RMPA_2_SPP_N | RMPA | SPP_N | External | Summer | B4 | 100 | 210 | 0 | 57.51 | 60.42 | 8 | 0
2020 | RMPA_2_SPP_N | RMPA | SPP_N | External | Summer | B5 | 200 | 210 | 0 | 53.56 | 56.89 | 8 | 0
2020 | RMPA_2_SPP_N | RMPA | SPP_N | External | Summer | B6 | 300 | 210 | 38.49 | 48.21 | 56.21 | 8 | 0
2020 | RMPA_2_SPP_N | RMPA | SPP_N | External | Summer | B7 | 400 | 210 | 0 | 42.46 | 43.45 | 8 | 0
2020 | RMPA_2_SPP_N | RMPA | SPP_N | External | Summer | B8 | 500 | 210 | 0 | 42.46 | 39.21 | 8 | 0
2020 | RMPA_2_SPP_N | RMPA | SPP_N | External | Summer | B9 | 800 | 210 | 0 | 42.46 | 38.89 | 8 | 0
2020 | RMPA_2_SPP_N | RMPA | SPP_N | External | Summer | B10 | 1262 | 210 | 0 | 41.35 | 34.96 | 8 | 0
2020 | RMPA_2_SPP_N | RMPA | SPP_N | External | Winter | B16 | 25 | 210 | 0 | 54.38 | 48.39 | 8 | 0
2020 | RMPA_2_SPP_N | RMPA | SPP_N | External | Winter | B17 | 100 | 210 | 0 | 47.57 | 43.26 | 8 | 0
2020 | RMPA_2_SPP_N | RMPA | SPP_N | External | Winter | B18 | 400 | 210 | 0 | 47.57 | 40.1 | 8 | 0
2020 | RMPA_2_SPP_N | RMPA | SPP_N | External | Winter | B19 | 700 | 210 | 0 | 47.57 | 39.29 | 8 | 0
2020 | RMPA_2_SPP_N | RMPA | SPP_N | External | Winter | B20 | 935 | 210 | 0 | 40.11 | 38.31 | 8 | 0
2020 | SPP_N_2_RMPA | SPP_N | RMPA | External | Shoulder | B11 | 25 | 210 | 0 | 56.67 | 48.66 | 5 | 0
2020 | SPP_N_2_RMPA | SPP_N | RMPA | External | Shoulder | B12 | 200 | 210 | 0 | 41.41 | 44.22 | 5 | 0
2020 | SPP_N_2_RMPA | SPP_N | RMPA | External | Shoulder | B13 | 600 | 210 | 0 | 40.62 | 44.22 | 5 | 0
2020 | SPP_N_2_RMPA | SPP_N | RMPA | External | Shoulder | B14 | 900 | 210 | 0 | 40.5 | 44.22 | 5 | 0
2020 | SPP_N_2_RMPA | SPP_N | RMPA | External | Shoulder | B15 | 1203 | 210 | 210 | 37.04 | 44.22 | 5 | 2.19
2020 | SPP_N_2_RMPA | SPP_N | RMPA | External | Summer | B1 | 10 | 210 | 0 | 64.99 | 65.97 | 5 | 0
2020 | SPP_N_2_RMPA | SPP_N | RMPA | External | Summer | B2 | 25 | 210 | 0.1 | 60.82 | 65.81 | 5 | 0
2020 | SPP_N_2_RMPA | SPP_N | RMPA | External | Summer | B3 | 75 | 210 | 46.59 | 60.82 | 65.82 | 5 | 0
2020 | SPP_N_2_RMPA | SPP_N | RMPA | External | Summer | B4 | 100 | 210 | 0 | 60.42 | 57.51 | 5 | 0
2020 | SPP_N_2_RMPA | SPP_N | RMPA | External | Summer | B5 | 200 | 210 | 0 | 56.89 | 53.56 | 5 | 0
2020 | SPP_N_2_RMPA | SPP_N | RMPA | External | Summer | B6 | 300 | 210 | 0 | 56.21 | 48.21 | 5 | 0
2020 | SPP_N_2_RMPA | SPP_N | RMPA | External | Summer | B7 | 400 | 210 | 0 | 43.45 | 42.46 | 5 | 0
2020 | SPP_N_2_RMPA | SPP_N | RMPA | External | Summer | B8 | 500 | 210 | 0 | 39.21 | 42.46 | 5 | 0
2020 | SPP_N_2_RMPA | SPP_N | RMPA | External | Summer | B9 | 800 | 210 | 0 | 38.89 | 42.46 | 5 | 0
2020 | SPP_N_2_RMPA | SPP_N | RMPA | External | Summer | B10 | 1262 | 210 | 210 | 34.96 | 41.35 | 5 | 1.39
2020 | SPP_N_2_RMPA | SPP_N | RMPA | External | Winter | B16 | 25 | 210 | 210 | 48.39 | 54.38 | 5 | 0.99
2020 | SPP_N_2_RMPA | SPP_N | RMPA | External | Winter | B17 | 100 | 210 | 0 | 43.26 | 47.57 | 5 | 0
2020 | SPP_N_2_RMPA | SPP_N | RMPA | External | Winter | B18 | 400 | 210 | 210 | 40.1 | 47.57 | 5 | 2.47
2020 | SPP_N_2_RMPA | SPP_N | RMPA | External | Winter | B19 | 700 | 210 | 210 | 39.29 | 47.57 | 5 | 3.28
2020 | SPP_N_2_RMPA | SPP_N | RMPA | External | Winter | B20 | 935 | 210 | 0 | 38.31 | 40.11 | 5 | 0
2020 | SPP_S_2_ERCOT | SPP_S | ERCOT | External | Shoulder | B11 | 25 | 800 | 0 | 56.68 | 59.04 | 5 | 0
2020 | SPP_S_2_ERCOT | SPP_S | ERCOT | External | Shoulder | B12 | 200 | 800 | 0 | 41.43 | 44.1 | 5 | 0
2020 | SPP_S_2_ERCOT | SPP_S | ERCOT | External | Shoulder | B13 | 600 | 800 | 0 | 40.63 | 40.47 | 5 | 0
2020 | SPP_S_2_ERCOT | SPP_S | ERCOT | External | Shoulder | B14 | 900 | 800 | 0 | 40.51 | 40.47 | 5 | 0
2020 | SPP_S_2_ERCOT | SPP_S | ERCOT | External | Shoulder | B15 | 1203 | 800 | 0 | 37.81 | 40.47 | 5 | 0
2020 | SPP_S_2_ERCOT | SPP_S | ERCOT | External | Summer | B1 | 10 | 800 | 0 | 58.88 | 57.4 | 5 | 0
2020 | SPP_S_2_ERCOT | SPP_S | ERCOT | External | Summer | B2 | 25 | 800 | 0 | 58.98 | 57.34 | 5 | 0
2020 | SPP_S_2_ERCOT | SPP_S | ERCOT | External | Summer | B3 | 75 | 800 | 0 | 58.88 | 57.34 | 5 | 0
2020 | SPP_S_2_ERCOT | SPP_S | ERCOT | External | Summer | B4 | 100 | 800 | 0 | 57.36 | 57.34 | 5 | 0
2020 | SPP_S_2_ERCOT | SPP_S | ERCOT | External | Summer | B5 | 200 | 800 | 0 | 56.88 | 57.34 | 5 | 0
2020 | SPP_S_2_ERCOT | SPP_S | ERCOT | External | Summer | B6 | 300 | 800 | 0 | 56.23 | 57.34 | 5 | 0
2020 | SPP_S_2_ERCOT | SPP_S | ERCOT | External | Summer | B7 | 400 | 800 | 501.34 | 43.46 | 48.46 | 5 | 0
2020 | SPP_S_2_ERCOT | SPP_S | ERCOT | External | Summer | B8 | 500 | 800 | 0 | 39.22 | 42.85 | 5 | 0
2020 | SPP_S_2_ERCOT | SPP_S | ERCOT | External | Summer | B9 | 800 | 800 | 0 | 39.22 | 39.32 | 5 | 0
2020 | SPP_S_2_ERCOT | SPP_S | ERCOT | External | Summer | B10 | 1262 | 800 | 0 | 39.14 | 39.32 | 5 | 0
2020 | SPP_S_2_ERCOT | SPP_S | ERCOT | External | Winter | B16 | 25 | 800 | 0 | 48.41 | 52.96 | 5 | 0
2020 | SPP_S_2_ERCOT | SPP_S | ERCOT | External | Winter | B17 | 100 | 800 | 0 | 43.29 | 43.2 | 5 | 0
2020 | SPP_S_2_ERCOT | SPP_S | ERCOT | External | Winter | B18 | 400 | 800 | 0 | 42.8 | 42.93 | 5 | 0
2020 | SPP_S_2_ERCOT | SPP_S | ERCOT | External | Winter | B19 | 700 | 800 | 0 | 39.3 | 42.93 | 5 | 0
2020 | SPP_S_2_ERCOT | SPP_S | ERCOT | External | Winter | B20 | 935 | 800 | 0 | 38.32 | 42.93 | 5 | 0
2025 | AZ_NM_SNV_Coal_2_SPP_S | AZ_NM_SNV_Coal | SPP_S | External | Shoulder | B11 | 25 | 400 | 0 | 50.98 | 51.69 | 8.17 | 0
2025 | AZ_NM_SNV_Coal_2_SPP_S | AZ_NM_SNV_Coal | SPP_S | External | Shoulder | B12 | 200 | 400 | 0 | 50.98 | 42.13 | 8.17 | 0
2025 | AZ_NM_SNV_Coal_2_SPP_S | AZ_NM_SNV_Coal | SPP_S | External | Shoulder | B13 | 600 | 400 | 0 | 50.98 | 38.02 | 8.17 | 0
2025 | AZ_NM_SNV_Coal_2_SPP_S | AZ_NM_SNV_Coal | SPP_S | External | Shoulder | B14 | 900 | 400 | 0 | 50.98 | 36.01 | 8.17 | 0
2025 | AZ_NM_SNV_Coal_2_SPP_S | AZ_NM_SNV_Coal | SPP_S | External | Shoulder | B15 | 1203 | 400 | 0 | 48.34 | 31.93 | 8.17 | 0
2025 | AZ_NM_SNV_Coal_2_SPP_S | AZ_NM_SNV_Coal | SPP_S | External | Summer | B1 | 10 | 400 | 0 | 74.43 | 44.66 | 8.17 | 0
2025 | AZ_NM_SNV_Coal_2_SPP_S | AZ_NM_SNV_Coal | SPP_S | External | Summer | B2 | 25 | 400 | 0 | 74.43 | 60.05 | 8.17 | 0
2025 | AZ_NM_SNV_Coal_2_SPP_S | AZ_NM_SNV_Coal | SPP_S | External | Summer | B3 | 75 | 400 | 0 | 74.43 | 60.95 | 8.17 | 0
2025 | AZ_NM_SNV_Coal_2_SPP_S | AZ_NM_SNV_Coal | SPP_S | External | Summer | B4 | 100 | 400 | 0 | 71.53 | 59.55 | 8.17 | 0
2025 | AZ_NM_SNV_Coal_2_SPP_S | AZ_NM_SNV_Coal | SPP_S | External | Summer | B5 | 200 | 400 | 0 | 61.58 | 57.97 | 8.17 | 0
2025 | AZ_NM_SNV_Coal_2_SPP_S | AZ_NM_SNV_Coal | SPP_S | External | Summer | B6 | 300 | 400 | 0 | 54.3 | 49.31 | 8.17 | 0
2025 | AZ_NM_SNV_Coal_2_SPP_S | AZ_NM_SNV_Coal | SPP_S | External | Summer | B7 | 400 | 400 | 0 | 50.92 | 41.61 | 8.17 | 0
2025 | AZ_NM_SNV_Coal_2_SPP_S | AZ_NM_SNV_Coal | SPP_S | External | Summer | B8 | 500 | 400 | 0 | 50.92 | 41.28 | 8.17 | 0
2025 | AZ_NM_SNV_Coal_2_SPP_S | AZ_NM_SNV_Coal | SPP_S | External | Summer | B9 | 800 | 400 | 0 | 50.9 | 36.58 | 8.17 | 0
2025 | AZ_NM_SNV_Coal_2_SPP_S | AZ_NM_SNV_Coal | SPP_S | External | Summer | B10 | 1262 | 400 | 0 | 49.46 | 31.6 | 8.17 | 0
2025 | AZ_NM_SNV_Coal_2_SPP_S | AZ_NM_SNV_Coal | SPP_S | External | Winter | B16 | 25 | 400 | 0 | 54.14 | 45.98 | 8.17 | 0
2025 | AZ_NM_SNV_Coal_2_SPP_S | AZ_NM_SNV_Coal | SPP_S | External | Winter | B17 | 100 | 400 | 0 | 54.14 | 40.92 | 8.17 | 0
2025 | AZ_NM_SNV_Coal_2_SPP_S | AZ_NM_SNV_Coal | SPP_S | External | Winter | B18 | 400 | 400 | 0 | 54.14 | 39.7 | 8.17 | 0
2025 | AZ_NM_SNV_Coal_2_SPP_S | AZ_NM_SNV_Coal | SPP_S | External | Winter | B19 | 700 | 400 | 0 | 54.14 | 37.14 | 8.17 | 0
2025 | AZ_NM_SNV_Coal_2_SPP_S | AZ_NM_SNV_Coal | SPP_S | External | Winter | B20 | 935 | 400 | 0 | 51.27 | 31.16 | 8.17 | 0
2025 | ERCOT_2_SPP_S | ERCOT | SPP_S | External | Shoulder | B11 | 25 | 800 | 0 | 62.42 | 51.69 | 8 | 0
2025 | ERCOT_2_SPP_S | ERCOT | SPP_S | External | Shoulder | B12 | 200 | 800 | 0 | 46.59 | 42.13 | 8 | 0
2025 | ERCOT_2_SPP_S | ERCOT | SPP_S | External | Shoulder | B13 | 600 | 800 | 0 | 42.74 | 38.02 | 8 | 0
2025 | ERCOT_2_SPP_S | ERCOT | SPP_S | External | Shoulder | B14 | 900 | 800 | 0 | 42.74 | 36.01 | 8 | 0
2025 | ERCOT_2_SPP_S | ERCOT | SPP_S | External | Shoulder | B15 | 1203 | 800 | 0 | 42.74 | 31.93 | 8 | 0
2025 | ERCOT_2_SPP_S | ERCOT | SPP_S | External | Summer | B1 | 10 | 800 | 0 | 60.55 | 44.66 | 8 | 0
2025 | ERCOT_2_SPP_S | ERCOT | SPP_S | External | Summer | B2 | 25 | 800 | 0 | 60.55 | 60.05 | 8 | 0
2025 | ERCOT_2_SPP_S | ERCOT | SPP_S | External | Summer | B3 | 75 | 800 | 0 | 60.55 | 60.95 | 8 | 0
2025 | ERCOT_2_SPP_S | ERCOT | SPP_S | External | Summer | B4 | 100 | 800 | 0 | 60.55 | 59.55 | 8 | 0
2025 | ERCOT_2_SPP_S | ERCOT | SPP_S | External | Summer | B5 | 200 | 800 | 0 | 60.55 | 57.97 | 8 | 0
2025 | ERCOT_2_SPP_S | ERCOT | SPP_S | External | Summer | B6 | 300 | 800 | 0 | 60.55 | 49.31 | 8 | 0
2025 | ERCOT_2_SPP_S | ERCOT | SPP_S | External | Summer | B7 | 400 | 800 | 0 | 46.61 | 41.61 | 8 | 0
2025 | ERCOT_2_SPP_S | ERCOT | SPP_S | External | Summer | B8 | 500 | 800 | 0 | 43.2 | 41.28 | 8 | 0
2025 | ERCOT_2_SPP_S | ERCOT | SPP_S | External | Summer | B9 | 800 | 800 | 0 | 41.49 | 36.58 | 8 | 0
2025 | ERCOT_2_SPP_S | ERCOT | SPP_S | External | Summer | B10 | 1262 | 800 | 0 | 41.49 | 31.6 | 8 | 0
2025 | ERCOT_2_SPP_S | ERCOT | SPP_S | External | Winter | B16 | 25 | 800 | 0 | 49.57 | 45.98 | 8 | 0
2025 | ERCOT_2_SPP_S | ERCOT | SPP_S | External | Winter | B17 | 100 | 800 | 0 | 45.46 | 40.92 | 8 | 0
2025 | ERCOT_2_SPP_S | ERCOT | SPP_S | External | Winter | B18 | 400 | 800 | 0 | 45.46 | 39.7 | 8 | 0
2025 | ERCOT_2_SPP_S | ERCOT | SPP_S | External | Winter | B19 | 700 | 800 | 0 | 45.46 | 37.14 | 8 | 0
2025 | ERCOT_2_SPP_S | ERCOT | SPP_S | External | Winter | B20 | 935 | 800 | 0 | 40.72 | 31.16 | 8 | 0
2025 | MAPP_US_2_RMPA | MAPP_US | RMPA | External | Shoulder | B11 | 25 | 200 | 0 | 49.68 | 47.31 | 8 | 0
2025 | MAPP_US_2_RMPA | MAPP_US | RMPA | External | Shoulder | B12 | 200 | 200 | 0 | 40.11 | 47.31 | 8 | 0
2025 | MAPP_US_2_RMPA | MAPP_US | RMPA | External | Shoulder | B13 | 600 | 200 | 200 | 36.01 | 45.51 | 8 | 1.51
2025 | MAPP_US_2_RMPA | MAPP_US | RMPA | External | Shoulder | B14 | 900 | 200 | 200 | 33.99 | 45.51 | 8 | 3.52
2025 | MAPP_US_2_RMPA | MAPP_US | RMPA | External | Shoulder | B15 | 1203 | 200 | 200 | 32.52 | 42.81 | 8 | 2.28
2025 | MAPP_US_2_RMPA | MAPP_US | RMPA | External | Summer | B1 | 10 | 200 | 0 | 62.58 | 69.59 | 8 | 0
2025 | MAPP_US_2_RMPA | MAPP_US | RMPA | External | Summer | B2 | 25 | 200 | 0 | 59.25 | 66.27 | 8 | 0
2025 | MAPP_US_2_RMPA | MAPP_US | RMPA | External | Summer | B3 | 75 | 200 | 0 | 58.95 | 65.96 | 8 | 0
2025 | MAPP_US_2_RMPA | MAPP_US | RMPA | External | Summer | B4 | 100 | 200 | 0 | 57.55 | 59.06 | 8 | 0
2025 | MAPP_US_2_RMPA | MAPP_US | RMPA | External | Summer | B5 | 200 | 200 | 0 | 55.95 | 53.42 | 8 | 0
2025 | MAPP_US_2_RMPA | MAPP_US | RMPA | External | Summer | B6 | 300 | 200 | 0 | 42.29 | 45.32 | 8 | 0
2025 | MAPP_US_2_RMPA | MAPP_US | RMPA | External | Summer | B7 | 400 | 200 | 200 | 34.59 | 45.32 | 8 | 2.73
2025 | MAPP_US_2_RMPA | MAPP_US | RMPA | External | Summer | B8 | 500 | 200 | 200 | 31.69 | 43.28 | 8 | 3.59
2025 | MAPP_US_2_RMPA | MAPP_US | RMPA | External | Summer | B9 | 800 | 200 | 200 | 31.33 | 42.73 | 8 | 3.4
2025 | MAPP_US_2_RMPA | MAPP_US | RMPA | External | Summer | B10 | 1262 | 200 | 200 | 27.93 | 41.3 | 8 | 5.37
2025 | MAPP_US_2_RMPA | MAPP_US | RMPA | External | Winter | B16 | 25 | 200 | 0 | 43.98 | 51.05 | 8 | 0
2025 | MAPP_US_2_RMPA | MAPP_US | RMPA | External | Winter | B17 | 100 | 200 | 200 | 38.91 | 51.05 | 8 | 4.14
2025 | MAPP_US_2_RMPA | MAPP_US | RMPA | External | Winter | B18 | 400 | 200 | 200 | 37.69 | 50.5 | 8 | 4.81
2025 | MAPP_US_2_RMPA | MAPP_US | RMPA | External | Winter | B19 | 700 | 200 | 200 | 37.69 | 50.5 | 8 | 4.81
2025 | MAPP_US_2_RMPA | MAPP_US | RMPA | External | Winter | B20 | 935 | 200 | 0 | 29.69 | 36.66 | 8 | 0
2025 | NE_2_RMPA | NE | RMPA | External | Shoulder | B11 | 25 | 310 | 0 | 51.68 | 47.31 | 5 | 0
2025 | NE_2_RMPA | NE | RMPA | External | Shoulder | B12 | 200 | 310 | 310 | 42.11 | 47.31 | 5 | 0.21
2025 | NE_2_RMPA | NE | RMPA | External | Shoulder | B13 | 600 | 310 | 310 | 38.01 | 45.51 | 5 | 2.51
2025 | NE_2_RMPA | NE | RMPA | External | Shoulder | B14 | 900 | 310 | 310 | 35.99 | 45.51 | 5 | 4.52
2025 | NE_2_RMPA | NE | RMPA | External | Shoulder | B15 | 1203 | 310 | 310 | 31.93 | 42.81 | 5 | 5.87
2025 | NE_2_RMPA | NE | RMPA | External | Summer | B1 | 10 | 310 | 309.78 | 64.58 | 69.59 | 5 | 0.01
2025 | NE_2_RMPA | NE | RMPA | External | Summer | B2 | 25 | 310 | 309.91 | 61.25 | 66.27 | 5 | 0.01
2025 | NE_2_RMPA | NE | RMPA | External | Summer | B3 | 75 | 310 | 309.96 | 60.95 | 65.96 | 5 | 0.01
2025 | NE_2_RMPA | NE | RMPA | External | Summer | B4 | 100 | 310 | 0 | 59.55 | 59.06 | 5 | 0
2025 | NE_2_RMPA | NE | RMPA | External | Summer | B5 | 200 | 310 | 0 | 57.95 | 53.42 | 5 | 0
2025 | NE_2_RMPA | NE | RMPA | External | Summer | B6 | 300 | 310 | 0 | 49.29 | 45.32 | 5 | 0
2025 | NE_2_RMPA | NE | RMPA | External | Summer | B7 | 400 | 310 | 0 | 41.59 | 45.32 | 5 | 0
2025 | NE_2_RMPA | NE | RMPA | External | Summer | B8 | 500 | 310 | 310 | 33.69 | 43.28 | 5 | 4.59
2025 | NE_2_RMPA | NE | RMPA | External | Summer | B9 | 800 | 310 | 310 | 33.33 | 42.73 | 5 | 4.4
2025 | NE_2_RMPA | NE | RMPA | External | Summer | B10 | 1262 | 310 | 310 | 29.93 | 41.3 | 5 | 6.37
2025 | NE_2_RMPA | NE | RMPA | External | Winter | B16 | 25 | 310 | 309.98 | 45.98 | 51.05 | 5 | 0.07
2025 | NE_2_RMPA | NE | RMPA | External | Winter | B17 | 100 | 310 | 310 | 40.91 | 51.05 | 5 | 5.14
2025 | NE_2_RMPA | NE | RMPA | External | Winter | B18 | 400 | 310 | 310 | 39.69 | 50.5 | 5 | 5.81
2025 | NE_2_RMPA | NE | RMPA | External | Winter | B19 | 700 | 310 | 310 | 37.13 | 50.5 | 5 | 8.37
2025 | NE_2_RMPA | NE | RMPA | External | Winter | B20 | 935 | 310 | 310 | 31.14 | 36.66 | 5 | 0.51
2025 | NWPP_Coal_2_MAPP_US | NWPP_Coal | MAPP_US | External | Shoulder | B11 | 25 | 150 | 0 | 50.97 | 49.68 | 8 | 0
2025 | NWPP_Coal_2_MAPP_US | NWPP_Coal | MAPP_US | External | Shoulder | B12 | 200 | 150 | 0 | 50.97 | 40.11 | 8 | 0
2025 | NWPP_Coal_2_MAPP_US | NWPP_Coal | MAPP_US | External | Shoulder | B13 | 600 | 150 | 0 | 50.97 | 36.01 | 8 | 0
2025 | NWPP_Coal_2_MAPP_US | NWPP_Coal | MAPP_US | External | Shoulder | B14 | 900 | 150 | 0 | 50.97 | 33.99 | 8 | 0
2025 | NWPP_Coal_2_MAPP_US | NWPP_Coal | MAPP_US | External | Shoulder | B15 | 1203 | 150 | 0 | 50.97 | 32.52 | 8 | 0
2025 | NWPP_Coal_2_MAPP_US | NWPP_Coal | MAPP_US | External | Summer | B1 | 10 | 150 | 0 | 60.9 | 62.58 | 8 | 0
2025 | NWPP_Coal_2_MAPP_US | NWPP_Coal | MAPP_US | External | Summer | B2 | 25 | 150 | 0 | 58.1 | 59.25 | 8 | 0
2025 | NWPP_Coal_2_MAPP_US | NWPP_Coal | MAPP_US | External | Summer | B3 | 75 | 150 | 149.99 | 50.9 | 58.95 | 8 | 0.05
2025 | NWPP_Coal_2_MAPP_US | NWPP_Coal | MAPP_US | External | Summer | B4 | 100 | 150 | 0 | 50.9 | 57.55 | 8 | 0
2025 | NWPP_Coal_2_MAPP_US | NWPP_Coal | MAPP_US | External | Summer | B5 | 200 | 150 | 0 | 50.9 | 55.95 | 8 | 0
2025 | NWPP_Coal_2_MAPP_US | NWPP_Coal | MAPP_US | External | Summer | B6 | 300 | 150 | 0 | 50.9 | 42.29 | 8 | 0
2025 | NWPP_Coal_2_MAPP_US | NWPP_Coal | MAPP_US | External | Summer | B7 | 400 | 150 | 0 | 50.9 | 34.59 | 8 | 0
2025 | NWPP_Coal_2_MAPP_US | NWPP_Coal | MAPP_US | External | Summer | B8 | 500 | 150 | 0 | 50.9 | 31.69 | 8 | 0
2025 | NWPP_Coal_2_MAPP_US | NWPP_Coal | MAPP_US | External | Summer | B9 | 800 | 150 | 0 | 50.9 | 31.33 | 8 | 0
2025 | NWPP_Coal_2_MAPP_US | NWPP_Coal | MAPP_US | External | Summer | B10 | 1262 | 150 | 0 | 50.9 | 27.93 | 8 | 0
2025 | NWPP_Coal_2_MAPP_US | NWPP_Coal | MAPP_US | External | Winter | B16 | 25 | 150 | 0 | 54.13 | 43.98 | 8 | 0
2025 | NWPP_Coal_2_MAPP_US | NWPP_Coal | MAPP_US | External | Winter | B17 | 100 | 150 | 0 | 54.13 | 38.91 | 8 | 0
2025 | NWPP_Coal_2_MAPP_US | NWPP_Coal | MAPP_US | External | Winter | B18 | 400 | 150 | 0 | 54.13 | 37.69 | 8 | 0
2025 | NWPP_Coal_2_MAPP_US | NWPP_Coal | MAPP_US | External | Winter | B19 | 700 | 150 | 0 | 54.13 | 37.69 | 8 | 0
2025 | NWPP_Coal_2_MAPP_US | NWPP_Coal | MAPP_US | External | Winter | B20 | 935 | 150 | 0 | 54.13 | 29.69 | 8 | 0
2025 | RMPA_2_MAPP_US | RMPA | MAPP_US | External | Shoulder | B11 | 25 | 200 | 0 | 47.31 | 49.68 | 8 | 0
2025 | RMPA_2_MAPP_US | RMPA | MAPP_US | External | Shoulder | B12 | 200 | 200 | 0 | 47.31 | 40.11 | 8 | 0
2025 | RMPA_2_MAPP_US | RMPA | MAPP_US | External | Shoulder | B13 | 600 | 200 | 0 | 45.51 | 36.01 | 8 | 0
2025 | RMPA_2_MAPP_US | RMPA | MAPP_US | External | Shoulder | B14 | 900 | 200 | 0 | 45.51 | 33.99 | 8 | 0
2025 | RMPA_2_MAPP_US | RMPA | MAPP_US | External | Shoulder | B15 | 1203 | 200 | 0 | 42.81 | 32.52 | 8 | 0
2025 | RMPA_2_MAPP_US | RMPA | MAPP_US | External | Summer | B1 | 10 | 200 | 0 | 69.59 | 62.58 | 8 | 0
2025 | RMPA_2_MAPP_US | RMPA | MAPP_US | External | Summer | B2 | 25 | 200 | 0 | 66.27 | 59.25 | 8 | 0
2025 | RMPA_2_MAPP_US | RMPA | MAPP_US | External | Summer | B3 | 75 | 200 | 0 | 65.96 | 58.95 | 8 | 0
2025 | RMPA_2_MAPP_US | RMPA | MAPP_US | External | Summer | B4 | 100 | 200 | 0 | 59.06 | 57.55 | 8 | 0
2025 | RMPA_2_MAPP_US | RMPA | MAPP_US | External | Summer | B5 | 200 | 200 | 0 | 53.42 | 55.95 | 8 | 0
2025 | RMPA_2_MAPP_US | RMPA | MAPP_US | External | Summer | B6 | 300 | 200 | 0 | 45.32 | 42.29 | 8 | 0
2025 | RMPA_2_MAPP_US | RMPA | MAPP_US | External | Summer | B7 | 400 | 200 | 0 | 45.32 | 34.59 | 8 | 0
2025 | RMPA_2_MAPP_US | RMPA | MAPP_US | External | Summer | B8 | 500 | 200 | 0 | 43.28 | 31.69 | 8 | 0
2025 | RMPA_2_MAPP_US | RMPA | MAPP_US | External | Summer | B9 | 800 | 200 | 0 | 42.73 | 31.33 | 8 | 0
2025 | RMPA_2_MAPP_US | RMPA | MAPP_US | External | Summer | B10 | 1262 | 200 | 0 | 41.3 | 27.93 | 8 | 0
2025 | RMPA_2_MAPP_US | RMPA | MAPP_US | External | Winter | B16 | 25 | 200 | 0 | 51.05 | 43.98 | 8 | 0
2025 | RMPA_2_MAPP_US | RMPA | MAPP_US | External | Winter | B17 | 100 | 200 | 0 | 51.05 | 38.91 | 8 | 0
2025 | RMPA_2_MAPP_US | RMPA | MAPP_US | External | Winter | B18 | 400 | 200 | 0 | 50.5 | 37.69 | 8 | 0
2025 | RMPA_2_MAPP_US | RMPA | MAPP_US | External | Winter | B19 | 700 | 200 | 0 | 50.5 | 37.69 | 8 | 0
2025 | RMPA_2_MAPP_US | RMPA | MAPP_US | External | Winter | B20 | 935 | 200 | 0 | 36.66 | 29.69 | 8 | 0
2025 | RMPA_2_NE | RMPA | NE | External | Shoulder | B11 | 25 | 310 | 0 | 47.31 | 51.68 | 8 | 0
2025 | RMPA_2_NE | RMPA | NE | External | Shoulder | B12 | 200 | 310 | 0 | 47.31 | 42.11 | 8 | 0
2025 | RMPA_2_NE | RMPA | NE | External | Shoulder | B13 | 600 | 310 | 0 | 45.51 | 38.01 | 8 | 0
2025 | RMPA_2_NE | RMPA | NE | External | Shoulder | B14 | 900 | 310 | 0 | 45.51 | 35.99 | 8 | 0
2025 | RMPA_2_NE | RMPA | NE | External | Shoulder | B15 | 1203 | 310 | 0 | 42.81 | 31.93 | 8 | 0
2025 | RMPA_2_NE | RMPA | NE | External | Summer | B1 | 10 | 310 | 0 | 69.59 | 64.58 | 8 | 0
2025 | RMPA_2_NE | RMPA | NE | External | Summer | B2 | 25 | 310 | 0 | 66.27 | 61.25 | 8 | 0
2025 | RMPA_2_NE | RMPA | NE | External | Summer | B3 | 75 | 310 | 0 | 65.96 | 60.95 | 8 | 0
2025 | RMPA_2_NE | RMPA | NE | External | Summer | B4 | 100 | 310 | 0 | 59.06 | 59.55 | 8 | 0
2025 | RMPA_2_NE | RMPA | NE | External | Summer | B5 | 200 | 310 | 0 | 53.42 | 57.95 | 8 | 0
2025 | RMPA_2_NE | RMPA | NE | External | Summer | B6 | 300 | 310 | 0 | 45.32 | 49.29 | 8 | 0
2025 | RMPA_2_NE | RMPA | NE | External | Summer | B7 | 400 | 310 | 0 | 45.32 | 41.59 | 8 | 0
2025 | RMPA_2_NE | RMPA | NE | External | Summer | B8 | 500 | 310 | 0 | 43.28 | 33.69 | 8 | 0
2025 | RMPA_2_NE | RMPA | NE | External | Summer | B9 | 800 | 310 | 0 | 42.73 | 33.33 | 8 | 0
2025 | RMPA_2_NE | RMPA | NE | External | Summer | B10 | 1262 | 310 | 0 | 41.3 | 29.93 | 8 | 0
2025 | RMPA_2_NE | RMPA | NE | External | Winter | B16 | 25 | 310 | 0 | 51.05 | 45.98 | 8 | 0
2025 | RMPA_2_NE | RMPA | NE | External | Winter | B17 | 100 | 310 | 0 | 51.05 | 40.91 | 8 | 0
2025 | RMPA_2_NE | RMPA | NE | External | Winter | B18 | 400 | 310 | 0 | 50.5 | 39.69 | 8 | 0
2025 | RMPA_2_NE | RMPA | NE | External | Winter | B19 | 700 | 310 | 0 | 50.5 | 37.13 | 8 | 0
2025 | RMPA_2_NE | RMPA | NE | External | Winter | B20 | 935 | 310 | 0 | 36.66 | 31.14 | 8 | 0
2025 | RMPA_2_SPP_N | RMPA | SPP_N | External | Shoulder | B11 | 25 | 210 | 0 | 47.31 | 51.69 | 8 | 0
2025 | RMPA_2_SPP_N | RMPA | SPP_N | External | Shoulder | B12 | 200 | 210 | 0 | 47.31 | 42.12 | 8 | 0
2025 | RMPA_2_SPP_N | RMPA | SPP_N | External | Shoulder | B13 | 600 | 210 | 0 | 45.51 | 38.02 | 8 | 0
2025 | RMPA_2_SPP_N | RMPA | SPP_N | External | Shoulder | B14 | 900 | 210 | 0 | 45.51 | 36.01 | 8 | 0
2025 | RMPA_2_SPP_N | RMPA | SPP_N | External | Shoulder | B15 | 1203 | 210 | 0 | 42.81 | 31.95 | 8 | 0
2025 | RMPA_2_SPP_N | RMPA | SPP_N | External | Summer | B1 | 10 | 210 | 0 | 69.59 | 64.59 | 8 | 0
2025 | RMPA_2_SPP_N | RMPA | SPP_N | External | Summer | B2 | 25 | 210 | 0 | 66.27 | 61.27 | 8 | 0
2025 | RMPA_2_SPP_N | RMPA | SPP_N | External | Summer | B3 | 75 | 210 | 0 | 65.96 | 60.96 | 8 | 0
2025 | RMPA_2_SPP_N | RMPA | SPP_N | External | Summer | B4 | 100 | 210 | 0 | 59.06 | 59.56 | 8 | 0
2025 | RMPA_2_SPP_N | RMPA | SPP_N | External | Summer | B5 | 200 | 210 | 0 | 53.42 | 57.96 | 8 | 0
2025 | RMPA_2_SPP_N | RMPA | SPP_N | External | Summer | B6 | 300 | 210 | 0 | 45.32 | 49.3 | 8 | 0
2025 | RMPA_2_SPP_N | RMPA | SPP_N | External | Summer | B7 | 400 | 210 | 0 | 45.32 | 41.6 | 8 | 0
2025 | RMPA_2_SPP_N | RMPA | SPP_N | External | Summer | B8 | 500 | 210 | 0 | 43.28 | 38.28 | 8 | 0
2025 | RMPA_2_SPP_N | RMPA | SPP_N | External | Summer | B9 | 800 | 210 | 0 | 42.73 | 36.56 | 8 | 0
2025 | RMPA_2_SPP_N | RMPA | SPP_N | External | Summer | B10 | 1262 | 210 | 0 | 41.3 | 31.58 | 8 | 0
2025 | RMPA_2_SPP_N | RMPA | SPP_N | External | Winter | B16 | 25 | 210 | 0 | 51.05 | 45.99 | 8 | 0
2025 | RMPA_2_SPP_N | RMPA | SPP_N | External | Winter | B17 | 100 | 210 | 0 | 51.05 | 40.92 | 8 | 0
2025 | RMPA_2_SPP_N | RMPA | SPP_N | External | Winter | B18 | 400 | 210 | 0 | 50.5 | 39.7 | 8 | 0
2025 | RMPA_2_SPP_N | RMPA | SPP_N | External | Winter | B19 | 700 | 210 | 0 | 50.5 | 37.14 | 8 | 0
2025 | RMPA_2_SPP_N | RMPA | SPP_N | External | Winter | B20 | 935 | 210 | 0 | 36.66 | 31.16 | 8 | 0
2025 | SPP_N_2_RMPA | SPP_N | RMPA | External | Shoulder | B11 | 25 | 210 | 0 | 51.69 | 47.31 | 5 | 0
2025 | SPP_N_2_RMPA | SPP_N | RMPA | External | Shoulder | B12 | 200 | 210 | 210 | 42.12 | 47.31 | 5 | 0.19
2025 | SPP_N_2_RMPA | SPP_N | RMPA | External | Shoulder | B13 | 600 | 210 | 210 | 38.02 | 45.51 | 5 | 2.5
2025 | SPP_N_2_RMPA | SPP_N | RMPA | External | Shoulder | B14 | 900 | 210 | 210 | 36.01 | 45.51 | 5 | 4.51
2025 | SPP_N_2_RMPA | SPP_N | RMPA | External | Shoulder | B15 | 1203 | 210 | 210 | 31.95 | 42.81 | 5 | 5.86
2025 | SPP_N_2_RMPA | SPP_N | RMPA | External | Summer | B1 | 10 | 210 | 109.82 | 64.59 | 69.59 | 5 | 0
2025 | SPP_N_2_RMPA | SPP_N | RMPA | External | Summer | B2 | 25 | 210 | 208.79 | 61.27 | 66.27 | 5 | 0
2025 | SPP_N_2_RMPA | SPP_N | RMPA | External | Summer | B3 | 75 | 210 | 45.19 | 60.96 | 65.96 | 5 | 0
2025 | SPP_N_2_RMPA | SPP_N | RMPA | External | Summer | B4 | 100 | 210 | 0 | 59.56 | 59.06 | 5 | 0
2025 | SPP_N_2_RMPA | SPP_N | RMPA | External | Summer | B5 | 200 | 210 | 0 | 57.96 | 53.42 | 5 | 0
2025 | SPP_N_2_RMPA | SPP_N | RMPA | External | Summer | B6 | 300 | 210 | 0 | 49.3 | 45.32 | 5 | 0
2025 | SPP_N_2_RMPA | SPP_N | RMPA | External | Summer | B7 | 400 | 210 | 0 | 41.6 | 45.32 | 5 | 0
2025 | SPP_N_2_RMPA | SPP_N | RMPA | External | Summer | B8 | 500 | 210 | 188.27 | 38.28 | 43.28 | 5 | 0
2025 | SPP_N_2_RMPA | SPP_N | RMPA | External | Summer | B9 | 800 | 210 | 210 | 36.56 | 42.73 | 5 | 1.17
2025 | SPP_N_2_RMPA | SPP_N | RMPA | External | Summer | B10 | 1262 | 210 | 210 | 31.58 | 41.3 | 5 | 4.71
2025 | SPP_N_2_RMPA | SPP_N | RMPA | External | Winter | B16 | 25 | 210 | 209.98 | 45.99 | 51.05 | 5 | 0.06
2025 | SPP_N_2_RMPA | SPP_N | RMPA | External | Winter | B17 | 100 | 210 | 210 | 40.92 | 51.05 | 5 | 5.12
2025 | SPP_N_2_RMPA | SPP_N | RMPA | External | Winter | B18 | 400 | 210 | 210 | 39.7 | 50.5 | 5 | 5.8
2025 | SPP_N_2_RMPA | SPP_N | RMPA | External | Winter | B19 | 700 | 210 | 210 | 37.14 | 50.5 | 5 | 8.36
2025 | SPP_N_2_RMPA | SPP_N | RMPA | External | Winter | B20 | 935 | 210 | 210 | 31.16 | 36.66 | 5 | 0.5
2025 | SPP_S_2_ERCOT | SPP_S | ERCOT | External | Shoulder | B11 | 25 | 800 | 800 | 51.69 | 62.42 | 5 | 5.73
2025 | SPP_S_2_ERCOT | SPP_S | ERCOT | External | Shoulder | B12 | 200 | 800 | 0 | 42.13 | 46.59 | 5 | 0
2025 | SPP_S_2_ERCOT | SPP_S | ERCOT | External | Shoulder | B13 | 600 | 800 | 0 | 38.02 | 42.74 | 5 | 0
2025 | SPP_S_2_ERCOT | SPP_S | ERCOT | External | Shoulder | B14 | 900 | 800 | 800 | 36.01 | 42.74 | 5 | 1.74
2025 | SPP_S_2_ERCOT | SPP_S | ERCOT | External | Shoulder | B15 | 1203 | 800 | 800 | 31.93 | 42.74 | 5 | 5.81
2025 | SPP_S_2_ERCOT | SPP_S | ERCOT | External | Summer | B1 | 10 | 800 | 800 | 44.66 | 60.55 | 5 | 10.89
2025 | SPP_S_2_ERCOT | SPP_S | ERCOT | External | Summer | B2 | 25 | 800 | 0 | 60.05 | 60.55 | 5 | 0
2025 | SPP_S_2_ERCOT | SPP_S | ERCOT | External | Summer | B3 | 75 | 800 | 0 | 60.95 | 60.55 | 5 | 0
2025 | SPP_S_2_ERCOT | SPP_S | ERCOT | External | Summer | B4 | 100 | 800 | 0 | 59.55 | 60.55 | 5 | 0
2025 | SPP_S_2_ERCOT | SPP_S | ERCOT | External | Summer | B5 | 200 | 800 | 0 | 57.97 | 60.55 | 5 | 0
2025 | SPP_S_2_ERCOT | SPP_S | ERCOT | External | Summer | B6 | 300 | 800 | 800 | 49.31 | 60.55 | 5 | 6.24
2025 | SPP_S_2_ERCOT | SPP_S | ERCOT | External | Summer | B7 | 400 | 800 | 454.49 | 41.61 | 46.61 | 5 | 0
2025 | SPP_S_2_ERCOT | SPP_S | ERCOT | External | Summer | B8 | 500 | 800 | 0 | 41.28 | 43.2 | 5 | 0
2025 | SPP_S_2_ERCOT | SPP_S | ERCOT | External | Summer | B9 | 800 | 800 | 0 | 36.58 | 41.49 | 5 | 0
2025 | SPP_S_2_ERCOT | SPP_S | ERCOT | External | Summer | B10 | 1262 | 800 | 800 | 31.6 | 41.49 | 5 | 4.89
2025 | SPP_S_2_ERCOT | SPP_S | ERCOT | External | Winter | B16 | 25 | 800 | 0 | 45.98 | 49.57 | 5 | 0
2025 | SPP_S_2_ERCOT | SPP_S | ERCOT | External | Winter | B17 | 100 | 800 | 0 | 40.92 | 45.46 | 5 | 0
2025 | SPP_S_2_ERCOT | SPP_S | ERCOT | External | Winter | B18 | 400 | 800 | 800 | 39.7 | 45.46 | 5 | 0.76
2025 | SPP_S_2_ERCOT | SPP_S | ERCOT | External | Winter | B19 | 700 | 800 | 800 | 37.14 | 45.46 | 5 | 3.32
2025 | SPP_S_2_ERCOT | SPP_S | ERCOT | External | Winter | B20 | 935 | 800 | 800 | 31.16 | 40.72 | 5 | 4.57
2030 | AZ_NM_SNV_Coal_2_SPP_S | AZ_NM_SNV_Coal | SPP_S | External | Shoulder | B11 | 25 | 400 | 0 | 57.33 | 46.96 | 8.17 | 0
2030 | AZ_NM_SNV_Coal_2_SPP_S | AZ_NM_SNV_Coal | SPP_S | External | Shoulder | B12 | 200 | 400 | 0 | 56.54 | 39.06 | 8.17 | 0
2030 | AZ_NM_SNV_Coal_2_SPP_S | AZ_NM_SNV_Coal | SPP_S | External | Shoulder | B13 | 600 | 400 | 0 | 56.53 | 34.47 | 8.17 | 0
2030 | AZ_NM_SNV_Coal_2_SPP_S | AZ_NM_SNV_Coal | SPP_S | External | Shoulder | B14 | 900 | 400 | 0 | 56.53 | 27.24 | 8.17 | 0
2030 | AZ_NM_SNV_Coal_2_SPP_S | AZ_NM_SNV_Coal | SPP_S | External | Shoulder | B15 | 1203 | 400 | 0 | 50.86 | 22.71 | 8.17 | 0
2030 | AZ_NM_SNV_Coal_2_SPP_S | AZ_NM_SNV_Coal | SPP_S | External | Summer | B1 | 10 | 400 | 0 | 83.47 | 43.58 | 8.17 | 0
2030 | AZ_NM_SNV_Coal_2_SPP_S | AZ_NM_SNV_Coal | SPP_S | External | Summer | B2 | 25 | 400 | 0 | 83.47 | 62.69 | 8.17 | 0
2030 | AZ_NM_SNV_Coal_2_SPP_S | AZ_NM_SNV_Coal | SPP_S | External | Summer | B3 | 75 | 400 | 0 | 83.47 | 62.94 | 8.17 | 0
2030 | AZ_NM_SNV_Coal_2_SPP_S | AZ_NM_SNV_Coal | SPP_S | External | Summer | B4 | 100 | 400 | 0 | 77.19 | 61.96 | 8.17 | 0
2030 | AZ_NM_SNV_Coal_2_SPP_S | AZ_NM_SNV_Coal | SPP_S | External | Summer | B5 | 200 | 400 | 0 | 75.91 | 55.62 | 8.17 | 0
2030 | AZ_NM_SNV_Coal_2_SPP_S | AZ_NM_SNV_Coal | SPP_S | External | Summer | B6 | 300 | 400 | 0 | 64.66 | 44.03 | 8.17 | 0
2030 | AZ_NM_SNV_Coal_2_SPP_S | AZ_NM_SNV_Coal | SPP_S | External | Summer | B7 | 400 | 400 | 0 | 56.51 | 42.73 | 8.17 | 0
2030 | AZ_NM_SNV_Coal_2_SPP_S | AZ_NM_SNV_Coal | SPP_S | External | Summer | B8 | 500 | 400 | 0 | 56.51 | 38.87 | 8.17 | 0
2030 | AZ_NM_SNV_Coal_2_SPP_S | AZ_NM_SNV_Coal | SPP_S | External | Summer | B9 | 800 | 400 | 0 | 56.49 | 35.46 | 8.17 | 0
2030 | AZ_NM_SNV_Coal_2_SPP_S | AZ_NM_SNV_Coal | SPP_S | External | Summer | B10 | 1262 | 400 | 0 | 54.07 | 28.2 | 8.17 | 0
2030 | AZ_NM_SNV_Coal_2_SPP_S | AZ_NM_SNV_Coal | SPP_S | External | Winter | B16 | 25 | 400 | 0 | 60.82 | 34.87 | 8.17 | 0
2030 | AZ_NM_SNV_Coal_2_SPP_S | AZ_NM_SNV_Coal | SPP_S | External | Winter | B17 | 100 | 400 | 0 | 60.56 | 30.51 | 8.17 | 0
2030 | AZ_NM_SNV_Coal_2_SPP_S | AZ_NM_SNV_Coal | SPP_S | External | Winter | B18 | 400 | 400 | 0 | 60.56 | 34.59 | 8.17 | 0
2030 | AZ_NM_SNV_Coal_2_SPP_S | AZ_NM_SNV_Coal | SPP_S | External | Winter | B19 | 700 | 400 | 0 | 60.56 | 31.8 | 8.17 | 0
2030 | AZ_NM_SNV_Coal_2_SPP_S | AZ_NM_SNV_Coal | SPP_S | External | Winter | B20 | 935 | 400 | 0 | 53.63 | 25.13 | 8.17 | 0
2030 | ERCOT_2_SPP_S | ERCOT | SPP_S | External | Shoulder | B11 | 25 | 800 | 0 | 66.03 | 46.96 | 8 | 0
2030 | ERCOT_2_SPP_S | ERCOT | SPP_S | External | Shoulder | B12 | 200 | 800 | 0 | 49.25 | 39.06 | 8 | 0
2030 | ERCOT_2_SPP_S | ERCOT | SPP_S | External | Shoulder | B13 | 600 | 800 | 0 | 45.17 | 34.47 | 8 | 0
2030 | ERCOT_2_SPP_S | ERCOT | SPP_S | External | Shoulder | B14 | 900 | 800 | 0 | 45.17 | 27.24 | 8 | 0
2030 | ERCOT_2_SPP_S | ERCOT | SPP_S | External | Shoulder | B15 | 1203 | 800 | 0 | 41.22 | 22.71 | 8 | 0
2030 | ERCOT_2_SPP_S | ERCOT | SPP_S | External | Summer | B1 | 10 | 800 | 0 | 63.97 | 43.58 | 8 | 0
2030 | ERCOT_2_SPP_S | ERCOT | SPP_S | External | Summer | B2 | 25 | 800 | 0 | 63.97 | 62.69 | 8 | 0
2030 | ERCOT_2_SPP_S | ERCOT | SPP_S | External | Summer | B3 | 75 | 800 | 0 | 63.97 | 62.94 | 8 | 0
2030 | ERCOT_2_SPP_S | ERCOT | SPP_S | External | Summer | B4 | 100 | 800 | 0 | 63.97 | 61.96 | 8 | 0
2030 | ERCOT_2_SPP_S | ERCOT | SPP_S | External | Summer | B5 | 200 | 800 | 0 | 63.97 | 55.62 | 8 | 0
2030 | ERCOT_2_SPP_S | ERCOT | SPP_S | External | Summer | B6 | 300 | 800 | 0 | 63.97 | 44.03 | 8 | 0
2030 | ERCOT_2_SPP_S | ERCOT | SPP_S | External | Summer | B7 | 400 | 800 | 0 | 47.73 | 42.73 | 8 | 0
2030 | ERCOT_2_SPP_S | ERCOT | SPP_S | External | Summer | B8 | 500 | 800 | 0 | 43.79 | 38.87 | 8 | 0
2030 | ERCOT_2_SPP_S | ERCOT | SPP_S | External | Summer | B9 | 800 | 800 | 0 | 43.79 | 35.46 | 8 | 0
2030 | ERCOT_2_SPP_S | ERCOT | SPP_S | External | Summer | B10 | 1262 | 800 | 0 | 43.79 | 28.2 | 8 | 0
2030 | ERCOT_2_SPP_S | ERCOT | SPP_S | External | Winter | B16 | 25 | 800 | 0 | 48.13 | 34.87 | 8 | 0
2030 | ERCOT_2_SPP_S | ERCOT | SPP_S | External | Winter | B17 | 100 | 800 | 0 | 48.13 | 30.51 | 8 | 0
2030 | ERCOT_2_SPP_S | ERCOT | SPP_S | External | Winter | B18 | 400 | 800 | 0 | 48.13 | 34.59 | 8 | 0
2030 | ERCOT_2_SPP_S | ERCOT | SPP_S | External | Winter | B19 | 700 | 800 | 0 | 48.13 | 31.8 | 8 | 0
2030 | ERCOT_2_SPP_S | ERCOT | SPP_S | External | Winter | B20 | 935 | 800 | 0 | 39.74 | 25.13 | 8 | 0
2030 | MAPP_US_2_RMPA | MAPP_US | RMPA | External | Shoulder | B11 | 25 | 200 | 152.96 | 42.6 | 50.6 | 8 | 0
2030 | MAPP_US_2_RMPA | MAPP_US | RMPA | External | Shoulder | B12 | 200 | 200 | 200 | 37.05 | 50.6 | 8 | 5.55
2030 | MAPP_US_2_RMPA | MAPP_US | RMPA | External | Shoulder | B13 | 600 | 200 | 200 | 32.46 | 50.41 | 8 | 9.95
2030 | MAPP_US_2_RMPA | MAPP_US | RMPA | External | Shoulder | B14 | 900 | 200 | 200 | 25.24 | 50.41 | 8 | 17.17
2030 | MAPP_US_2_RMPA | MAPP_US | RMPA | External | Shoulder | B15 | 1203 | 200 | 200 | 22.43 | 48.35 | 8 | 17.92
2030 | MAPP_US_2_RMPA | MAPP_US | RMPA | External | Summer | B1 | 10 | 200 | 200 | 64.83 | 74.51 | 8 | 1.68
2030 | MAPP_US_2_RMPA | MAPP_US | RMPA | External | Summer | B2 | 25 | 200 | 200 | 60.68 | 74.51 | 8 | 5.84
2030 | MAPP_US_2_RMPA | MAPP_US | RMPA | External | Summer | B3 | 75 | 200 | 200 | 60.92 | 74.51 | 8 | 5.59
2030 | MAPP_US_2_RMPA | MAPP_US | RMPA | External | Summer | B4 | 100 | 200 | 0 | 59.95 | 66.95 | 8 | 0
2030 | MAPP_US_2_RMPA | MAPP_US | RMPA | External | Summer | B5 | 200 | 200 | 130.16 | 53.6 | 61.6 | 8 | 0
2030 | MAPP_US_2_RMPA | MAPP_US | RMPA | External | Summer | B6 | 300 | 200 | 0 | 42.01 | 49.01 | 8 | 0
2030 | MAPP_US_2_RMPA | MAPP_US | RMPA | External | Summer | B7 | 400 | 200 | 200 | 35.09 | 48.39 | 8 | 5.3
2030 | MAPP_US_2_RMPA | MAPP_US | RMPA | External | Summer | B8 | 500 | 200 | 200 | 31.13 | 48.39 | 8 | 9.26
2030 | MAPP_US_2_RMPA | MAPP_US | RMPA | External | Summer | B9 | 800 | 200 | 200 | 29.66 | 48.33 | 8 | 10.66
2030 | MAPP_US_2_RMPA | MAPP_US | RMPA | External | Summer | B10 | 1262 | 200 | 200 | 26.17 | 45.91 | 8 | 11.74
2030 | MAPP_US_2_RMPA | MAPP_US | RMPA | External | Winter | B16 | 25 | 200 | 200 | 24.01 | 59.33 | 8 | 27.32
2030 | MAPP_US_2_RMPA | MAPP_US | RMPA | External | Winter | B17 | 100 | 200 | 200 | 24.95 | 54.72 | 8 | 21.77
2030 | MAPP_US_2_RMPA | MAPP_US | RMPA | External | Winter | B18 | 400 | 200 | 200 | 29.77 | 54.72 | 8 | 16.95
2030 | MAPP_US_2_RMPA | MAPP_US | RMPA | External | Winter | B19 | 700 | 200 | 200 | 29.77 | 54.72 | 8 | 16.95
2030 | MAPP_US_2_RMPA | MAPP_US | RMPA | External | Winter | B20 | 935 | 200 | 200 | 24.02 | 42.72 | 8 | 10.7
2030 | NE_2_RMPA | NE | RMPA | External | Shoulder | B11 | 25 | 310 | 0 | 46.96 | 50.6 | 5 | 0
2030 | NE_2_RMPA | NE | RMPA | External | Shoulder | B12 | 200 | 310 | 310 | 39.05 | 50.6 | 5 | 6.55
2030 | NE_2_RMPA | NE | RMPA | External | Shoulder | B13 | 600 | 310 | 310 | 34.46 | 50.41 | 5 | 10.95
2030 | NE_2_RMPA | NE | RMPA | External | Shoulder | B14 | 900 | 310 | 310 | 27.24 | 50.41 | 5 | 18.17
2030 | NE_2_RMPA | NE | RMPA | External | Shoulder | B15 | 1203 | 310 | 310 | 24.41 | 48.35 | 5 | 18.94
2030 | NE_2_RMPA | NE | RMPA | External | Summer | B1 | 10 | 310 | 310 | 66.83 | 74.51 | 5 | 2.68
2030 | NE_2_RMPA | NE | RMPA | External | Summer | B2 | 25 | 310 | 310 | 62.68 | 74.51 | 5 | 6.84
2030 | NE_2_RMPA | NE | RMPA | External | Summer | B3 | 75 | 310 | 310 | 62.92 | 74.51 | 5 | 6.59
2030 | NE_2_RMPA | NE | RMPA | External | Summer | B4 | 100 | 310 | 236.71 | 61.95 | 66.95 | 5 | 0
2030 | NE_2_RMPA | NE | RMPA | External | Summer | B5 | 200 | 310 | 310 | 55.6 | 61.6 | 5 | 1
2030 | NE_2_RMPA | NE | RMPA | External | Summer | B6 | 300 | 310 | 202.72 | 44.01 | 49.01 | 5 | 0
2030 | NE_2_RMPA | NE | RMPA | External | Summer | B7 | 400 | 310 | 310 | 37.09 | 48.39 | 5 | 6.3
2030 | NE_2_RMPA | NE | RMPA | External | Summer | B8 | 500 | 310 | 310 | 34.06 | 48.39 | 5 | 9.33
2030 | NE_2_RMPA | NE | RMPA | External | Summer | B9 | 800 | 310 | 310 | 31.66 | 48.33 | 5 | 11.66
2030 | NE_2_RMPA | NE | RMPA | External | Summer | B10 | 1262 | 310 | 310 | 28.17 | 45.91 | 5 | 12.74
2030 | NE_2_RMPA | NE | RMPA | External | Winter | B16 | 25 | 310 | 310 | -38.34 | 59.33 | 5 | 92.68
2030 | NE_2_RMPA | NE | RMPA | External | Winter | B17 | 100 | 310 | 310 | 26.04 | 54.72 | 5 | 23.69
2030 | NE_2_RMPA | NE | RMPA | External | Winter | B18 | 400 | 310 | 310 | 31.77 | 54.72 | 5 | 17.95
2030 | NE_2_RMPA | NE | RMPA | External | Winter | B19 | 700 | 310 | 310 | 31.77 | 54.72 | 5 | 17.95
2030 | NE_2_RMPA | NE | RMPA | External | Winter | B20 | 935 | 310 | 310 | 25.1 | 42.72 | 5 | 12.62
2030 | NWPP_Coal_2_MAPP_US | NWPP_Coal | MAPP_US | External | Shoulder | B11 | 25 | 150 | 0 | 56.52 | 42.6 | 8 | 0
2030 | NWPP_Coal_2_MAPP_US | NWPP_Coal | MAPP_US | External | Shoulder | B12 | 200 | 150 | 0 | 56.52 | 37.05 | 8 | 0
2030 | NWPP_Coal_2_MAPP_US | NWPP_Coal | MAPP_US | External | Shoulder | B13 | 600 | 150 | 0 | 56.52 | 32.46 | 8 | 0
2030 | NWPP_Coal_2_MAPP_US | NWPP_Coal | MAPP_US | External | Shoulder | B14 | 900 | 150 | 0 | 56.52 | 25.24 | 8 | 0
2030 | NWPP_Coal_2_MAPP_US | NWPP_Coal | MAPP_US | External | Shoulder | B15 | 1203 | 150 | 0 | 56.52 | 22.43 | 8 | 0
2030 | NWPP_Coal_2_MAPP_US | NWPP_Coal | MAPP_US | External | Summer | B1 | 10 | 150 | 0 | 59.53 | 64.83 | 8 | 0
2030 | NWPP_Coal_2_MAPP_US | NWPP_Coal | MAPP_US | External | Summer | B2 | 25 | 150 | 0 | 59.53 | 60.68 | 8 | 0
2030 | NWPP_Coal_2_MAPP_US | NWPP_Coal | MAPP_US | External | Summer | B3 | 75 | 150 | 0 | 56.49 | 60.92 | 8 | 0
2030 | NWPP_Coal_2_MAPP_US | NWPP_Coal | MAPP_US | External | Summer | B4 | 100 | 150 | 0 | 56.49 | 59.95 | 8 | 0
2030 | NWPP_Coal_2_MAPP_US | NWPP_Coal | MAPP_US | External | Summer | B5 | 200 | 150 | 0 | 56.49 | 53.6 | 8 | 0
2030 | NWPP_Coal_2_MAPP_US | NWPP_Coal | MAPP_US | External | Summer | B6 | 300 | 150 | 0 | 56.49 | 42.01 | 8 | 0
2030 | NWPP_Coal_2_MAPP_US | NWPP_Coal | MAPP_US | External | Summer | B7 | 400 | 150 | 0 | 56.49 | 35.09 | 8 | 0
2030 | NWPP_Coal_2_MAPP_US | NWPP_Coal | MAPP_US | External | Summer | B8 | 500 | 150 | 0 | 56.49 | 31.13 | 8 | 0
2030 | NWPP_Coal_2_MAPP_US | NWPP_Coal | MAPP_US | External | Summer | B9 | 800 | 150 | 0 | 56.49 | 29.66 | 8 | 0
2030 | NWPP_Coal_2_MAPP_US | NWPP_Coal | MAPP_US | External | Summer | B10 | 1262 | 150 | 0 | 56.49 | 26.17 | 8 | 0
2030 | NWPP_Coal_2_MAPP_US | NWPP_Coal | MAPP_US | External | Winter | B16 | 25 | 150 | 0 | 60.55 | 24.01 | 8 | 0
2030 | NWPP_Coal_2_MAPP_US | NWPP_Coal | MAPP_US | External | Winter | B17 | 100 | 150 | 0 | 60.55 | 24.95 | 8 | 0
2030 | NWPP_Coal_2_MAPP_US | NWPP_Coal | MAPP_US | External | Winter | B18 | 400 | 150 | 0 | 60.55 | 29.77 | 8 | 0
2030 | NWPP_Coal_2_MAPP_US | NWPP_Coal | MAPP_US | External | Winter | B19 | 700 | 150 | 0 | 60.55 | 29.77 | 8 | 0
2030 | NWPP_Coal_2_MAPP_US | NWPP_Coal | MAPP_US | External | Winter | B20 | 935 | 150 | 0 | 60.55 | 24.02 | 8 | 0
2030 | RMPA_2_MAPP_US | RMPA | MAPP_US | External | Shoulder | B11 | 25 | 200 | 0 | 50.6 | 42.6 | 8 | 0
2030 | RMPA_2_MAPP_US | RMPA | MAPP_US | External | Shoulder | B12 | 200 | 200 | 0 | 50.6 | 37.05 | 8 | 0
2030 | RMPA_2_MAPP_US | RMPA | MAPP_US | External | Shoulder | B13 | 600 | 200 | 0 | 50.41 | 32.46 | 8 | 0
2030 | RMPA_2_MAPP_US | RMPA | MAPP_US | External | Shoulder | B14 | 900 | 200 | 0 | 50.41 | 25.24 | 8 | 0
2030 | RMPA_2_MAPP_US | RMPA | MAPP_US | External | Shoulder | B15 | 1203 | 200 | 0 | 48.35 | 22.43 | 8 | 0
2030 | RMPA_2_MAPP_US | RMPA | MAPP_US | External | Summer | B1 | 10 | 200 | 0 | 74.51 | 64.83 | 8 | 0
2030 | RMPA_2_MAPP_US | RMPA | MAPP_US | External | Summer | B2 | 25 | 200 | 0 | 74.51 | 60.68 | 8 | 0
2030 | RMPA_2_MAPP_US | RMPA | MAPP_US | External | Summer | B3 | 75 | 200 | 0 | 74.51 | 60.92 | 8 | 0
2030 | RMPA_2_MAPP_US | RMPA | MAPP_US | External | Summer | B4 | 100 | 200 | 0 | 66.95 | 59.95 | 8 | 0
2030 | RMPA_2_MAPP_US | RMPA | MAPP_US | External | Summer | B5 | 200 | 200 | 0 | 61.6 | 53.6 | 8 | 0
2030 | RMPA_2_MAPP_US | RMPA | MAPP_US | External | Summer | B6 | 300 | 200 | 0 | 49.01 | 42.01 | 8 | 0
2030 | RMPA_2_MAPP_US | RMPA | MAPP_US | External | Summer | B7 | 400 | 200 | 0 | 48.39 | 35.09 | 8 | 0
2030 | RMPA_2_MAPP_US | RMPA | MAPP_US | External | Summer | B8 | 500 | 200 | 0 | 48.39 | 31.13 | 8 | 0
2030 | RMPA_2_MAPP_US | RMPA | MAPP_US | External | Summer | B9 | 800 | 200 | 0 | 48.33 | 29.66 | 8 | 0
2030 | RMPA_2_MAPP_US | RMPA | MAPP_US | External | Summer | B10 | 1262 | 200 | 0 | 45.91 | 26.17 | 8 | 0
2030 | RMPA_2_MAPP_US | RMPA | MAPP_US | External | Winter | B16 | 25 | 200 | 0 | 59.33 | 24.01 | 8 | 0
2030 | RMPA_2_MAPP_US | RMPA | MAPP_US | External | Winter | B17 | 100 | 200 | 0 | 54.72 | 24.95 | 8 | 0
2030 | RMPA_2_MAPP_US | RMPA | MAPP_US | External | Winter | B18 | 400 | 200 | 0 | 54.72 | 29.77 | 8 | 0
2030 | RMPA_2_MAPP_US | RMPA | MAPP_US | External | Winter | B19 | 700 | 200 | 0 | 54.72 | 29.77 | 8 | 0
2030 | RMPA_2_MAPP_US | RMPA | MAPP_US | External | Winter | B20 | 935 | 200 | 0 | 42.72 | 24.02 | 8 | 0
2030 | RMPA_2_NE | RMPA | NE | External | Shoulder | B11 | 25 | 310 | 0 | 50.6 | 46.96 | 8 | 0
2030 | RMPA_2_NE | RMPA | NE | External | Shoulder | B12 | 200 | 310 | 0 | 50.6 | 39.05 | 8 | 0
2030 | RMPA_2_NE | RMPA | NE | External | Shoulder | B13 | 600 | 310 | 0 | 50.41 | 34.46 | 8 | 0
2030 | RMPA_2_NE | RMPA | NE | External | Shoulder | B14 | 900 | 310 | 0 | 50.41 | 27.24 | 8 | 0
2030 | RMPA_2_NE | RMPA | NE | External | Shoulder | B15 | 1203 | 310 | 0 | 48.35 | 24.41 | 8 | 0
2030 | RMPA_2_NE | RMPA | NE | External | Summer | B1 | 10 | 310 | 0 | 74.51 | 66.83 | 8 | 0
2030 | RMPA_2_NE | RMPA | NE | External | Summer | B2 | 25 | 310 | 0 | 74.51 | 62.68 | 8 | 0
2030 | RMPA_2_NE | RMPA | NE | External | Summer | B3 | 75 | 310 | 0 | 74.51 | 62.92 | 8 | 0
2030 | RMPA_2_NE | RMPA | NE | External | Summer | B4 | 100 | 310 | 0 | 66.95 | 61.95 | 8 | 0
2030 | RMPA_2_NE | RMPA | NE | External | Summer | B5 | 200 | 310 | 0 | 61.6 | 55.6 | 8 | 0
2030 | RMPA_2_NE | RMPA | NE | External | Summer | B6 | 300 | 310 | 0 | 49.01 | 44.01 | 8 | 0
2030 | RMPA_2_NE | RMPA | NE | External | Summer | B7 | 400 | 310 | 0 | 48.39 | 37.09 | 8 | 0
2030 | RMPA_2_NE | RMPA | NE | External | Summer | B8 | 500 | 310 | 0 | 48.39 | 34.06 | 8 | 0
2030 | RMPA_2_NE | RMPA | NE | External | Summer | B9 | 800 | 310 | 0 | 48.33 | 31.66 | 8 | 0
2030 | RMPA_2_NE | RMPA | NE | External | Summer | B10 | 1262 | 310 | 0 | 45.91 | 28.17 | 8 | 0
2030 | RMPA_2_NE | RMPA | NE | External | Winter | B16 | 25 | 310 | 0 | 59.33 | -38.34 | 8 | 0
2030 | RMPA_2_NE | RMPA | NE | External | Winter | B17 | 100 | 310 | 0 | 54.72 | 26.04 | 8 | 0
2030 | RMPA_2_NE | RMPA | NE | External | Winter | B18 | 400 | 310 | 0 | 54.72 | 31.77 | 8 | 0
2030 | RMPA_2_NE | RMPA | NE | External | Winter | B19 | 700 | 310 | 0 | 54.72 | 31.77 | 8 | 0
2030 | RMPA_2_NE | RMPA | NE | External | Winter | B20 | 935 | 310 | 0 | 42.72 | 25.1 | 8 | 0
2030 | RMPA_2_SPP_N | RMPA | SPP_N | External | Shoulder | B11 | 25 | 210 | 0 | 50.6 | 46.98 | 8 | 0
2030 | RMPA_2_SPP_N | RMPA | SPP_N | External | Shoulder | B12 | 200 | 210 | 0 | 50.6 | 39.06 | 8 | 0
2030 | RMPA_2_SPP_N | RMPA | SPP_N | External | Shoulder | B13 | 600 | 210 | 0 | 50.41 | 34.47 | 8 | 0
2030 | RMPA_2_SPP_N | RMPA | SPP_N | External | Shoulder | B14 | 900 | 210 | 0 | 50.41 | 27.25 | 8 | 0
2030 | RMPA_2_SPP_N | RMPA | SPP_N | External | Shoulder | B15 | 1203 | 210 | 0 | 48.35 | 24.42 | 8 | 0
2030 | RMPA_2_SPP_N | RMPA | SPP_N | External | Summer | B1 | 10 | 210 | 0 | 74.51 | 66.85 | 8 | 0
2030 | RMPA_2_SPP_N | RMPA | SPP_N | External | Summer | B2 | 25 | 210 | 0 | 74.51 | 62.69 | 8 | 0
2030 | RMPA_2_SPP_N | RMPA | SPP_N | External | Summer | B3 | 75 | 210 | 0 | 74.51 | 62.93 | 8 | 0
2030 | RMPA_2_SPP_N | RMPA | SPP_N | External | Summer | B4 | 100 | 210 | 0 | 66.95 | 61.96 | 8 | 0
2030 | RMPA_2_SPP_N | RMPA | SPP_N | External | Summer | B5 | 200 | 210 | 0 | 61.6 | 55.62 | 8 | 0
2030 | RMPA_2_SPP_N | RMPA | SPP_N | External | Summer | B6 | 300 | 210 | 0 | 49.01 | 44.02 | 8 | 0
2030 | RMPA_2_SPP_N | RMPA | SPP_N | External | Summer | B7 | 400 | 210 | 0 | 48.39 | 40.68 | 8 | 0
2030 | RMPA_2_SPP_N | RMPA | SPP_N | External | Summer | B8 | 500 | 210 | 0 | 48.39 | 38.86 | 8 | 0
2030 | RMPA_2_SPP_N | RMPA | SPP_N | External | Summer | B9 | 800 | 210 | 0 | 48.33 | 35.45 | 8 | 0
2030 | RMPA_2_SPP_N | RMPA | SPP_N | External | Summer | B10 | 1262 | 210 | 0 | 45.91 | 28.18 | 8 | 0
2030 | RMPA_2_SPP_N | RMPA | SPP_N | External | Winter | B16 | 25 | 210 | 0 | 59.33 | 34.86 | 8 | 0
2030 | RMPA_2_SPP_N | RMPA | SPP_N | External | Winter | B17 | 100 | 210 | 0 | 54.72 | 30.5 | 8 | 0
2030 | RMPA_2_SPP_N | RMPA | SPP_N | External | Winter | B18 | 400 | 210 | 0 | 54.72 | 34.58 | 8 | 0
2030 | RMPA_2_SPP_N | RMPA | SPP_N | External | Winter | B19 | 700 | 210 | 0 | 54.72 | 31.78 | 8 | 0
2030 | RMPA_2_SPP_N | RMPA | SPP_N | External | Winter | B20 | 935 | 210 | 0 | 42.72 | 25.11 | 8 | 0
2030 | SPP_N_2_RMPA | SPP_N | RMPA | External | Shoulder | B11 | 25 | 210 | 0 | 46.98 | 50.6 | 5 | 0
2030 | SPP_N_2_RMPA | SPP_N | RMPA | External | Shoulder | B12 | 200 | 210 | 210 | 39.06 | 50.6 | 5 | 6.54
2030 | SPP_N_2_RMPA | SPP_N | RMPA | External | Shoulder | B13 | 600 | 210 | 210 | 34.47 | 50.41 | 5 | 10.94
2030 | SPP_N_2_RMPA | SPP_N | RMPA | External | Shoulder | B14 | 900 | 210 | 210 | 27.25 | 50.41 | 5 | 18.16
2030 | SPP_N_2_RMPA | SPP_N | RMPA | External | Shoulder | B15 | 1203 | 210 | 210 | 24.42 | 48.35 | 5 | 18.93
2030 | SPP_N_2_RMPA | SPP_N | RMPA | External | Summer | B1 | 10 | 210 | 210 | 66.85 | 74.51 | 5 | 2.67
2030 | SPP_N_2_RMPA | SPP_N | RMPA | External | Summer | B2 | 25 | 210 | 210 | 62.69 | 74.51 | 5 | 6.82
2030 | SPP_N_2_RMPA | SPP_N | RMPA | External | Summer | B3 | 75 | 210 | 210 | 62.93 | 74.51 | 5 | 6.58
2030 | SPP_N_2_RMPA | SPP_N | RMPA | External | Summer | B4 | 100 | 210 | 0.03 | 61.96 | 66.95 | 5 | 0
2030 | SPP_N_2_RMPA | SPP_N | RMPA | External | Summer | B5 | 200 | 210 | 210 | 55.62 | 61.6 | 5 | 0.99
2030 | SPP_N_2_RMPA | SPP_N | RMPA | External | Summer | B6 | 300 | 210 | 0.01 | 44.02 | 49.01 | 5 | 0
2030 | SPP_N_2_RMPA | SPP_N | RMPA | External | Summer | B7 | 400 | 210 | 210 | 40.68 | 48.39 | 5 | 2.71
2030 | SPP_N_2_RMPA | SPP_N | RMPA | External | Summer | B8 | 500 | 210 | 210 | 38.86 | 48.39 | 5 | 4.53
2030 | SPP_N_2_RMPA | SPP_N | RMPA | External | Summer | B9 | 800 | 210 | 210 | 35.45 | 48.33 | 5 | 7.88
2030 | SPP_N_2_RMPA | SPP_N | RMPA | External | Summer | B10 | 1262 | 210 | 210 | 28.18 | 45.91 | 5 | 12.72
2030 | SPP_N_2_RMPA | SPP_N | RMPA | External | Winter | B16 | 25 | 210 | 210 | 34.86 | 59.33 | 5 | 19.48
2030 | SPP_N_2_RMPA | SPP_N | RMPA | External | Winter | B17 | 100 | 210 | 210 | 30.5 | 54.72 | 5 | 19.23
2030 | SPP_N_2_RMPA | SPP_N | RMPA | External | Winter | B18 | 400 | 210 | 210 | 34.58 | 54.72 | 5 | 15.15
2030 | SPP_N_2_RMPA | SPP_N | RMPA | External | Winter | B19 | 700 | 210 | 210 | 31.78 | 54.72 | 5 | 17.94
2030 | SPP_N_2_RMPA | SPP_N | RMPA | External | Winter | B20 | 935 | 210 | 210 | 25.11 | 42.72 | 5 | 12.61
2030 | SPP_S_2_ERCOT | SPP_S | ERCOT | External | Shoulder | B11 | 25 | 800 | 800 | 46.96 | 66.03 | 5 | 14.07
2030 | SPP_S_2_ERCOT | SPP_S | ERCOT | External | Shoulder | B12 | 200 | 800 | 800 | 39.06 | 49.25 | 5 | 5.18
2030 | SPP_S_2_ERCOT | SPP_S | ERCOT | External | Shoulder | B13 | 600 | 800 | 800 | 34.47 | 45.17 | 5 | 5.69
2030 | SPP_S_2_ERCOT | SPP_S | ERCOT | External | Shoulder | B14 | 900 | 800 | 800 | 27.24 | 45.17 | 5 | 12.93
2030 | SPP_S_2_ERCOT | SPP_S | ERCOT | External | Shoulder | B15 | 1203 | 800 | 800 | 22.71 | 41.22 | 5 | 13.51
2030 | SPP_S_2_ERCOT | SPP_S | ERCOT | External | Summer | B1 | 10 | 800 | 800 | 43.58 | 63.97 | 5 | 15.39
2030 | SPP_S_2_ERCOT | SPP_S | ERCOT | External | Summer | B2 | 25 | 800 | 0 | 62.69 | 63.97 | 5 | 0
2030 | SPP_S_2_ERCOT | SPP_S | ERCOT | External | Summer | B3 | 75 | 800 | 0 | 62.94 | 63.97 | 5 | 0
2030 | SPP_S_2_ERCOT | SPP_S | ERCOT | External | Summer | B4 | 100 | 800 | 0 | 61.96 | 63.97 | 5 | 0
2030 | SPP_S_2_ERCOT | SPP_S | ERCOT | External | Summer | B5 | 200 | 800 | 800 | 55.62 | 63.97 | 5 | 3.36
2030 | SPP_S_2_ERCOT | SPP_S | ERCOT | External | Summer | B6 | 300 | 800 | 800 | 44.03 | 63.97 | 5 | 14.94
2030 | SPP_S_2_ERCOT | SPP_S | ERCOT | External | Summer | B7 | 400 | 800 | 42.01 | 42.73 | 47.73 | 5 | 0
2030 | SPP_S_2_ERCOT | SPP_S | ERCOT | External | Summer | B8 | 500 | 800 | 0 | 38.87 | 43.79 | 5 | 0
2030 | SPP_S_2_ERCOT | SPP_S | ERCOT | External | Summer | B9 | 800 | 800 | 800 | 35.46 | 43.79 | 5 | 3.33
2030 | SPP_S_2_ERCOT | SPP_S | ERCOT | External | Summer | B10 | 1262 | 800 | 800 | 28.2 | 43.79 | 5 | 10.59
2030 | SPP_S_2_ERCOT | SPP_S | ERCOT | External | Winter | B16 | 25 | 800 | 800 | 34.87 | 48.13 | 5 | 8.27
2030 | SPP_S_2_ERCOT | SPP_S | ERCOT | External | Winter | B17 | 100 | 800 | 800 | 30.51 | 48.13 | 5 | 12.62
2030 | SPP_S_2_ERCOT | SPP_S | ERCOT | External | Winter | B18 | 400 | 800 | 800 | 34.59 | 48.13 | 5 | 8.54
2030 | SPP_S_2_ERCOT | SPP_S | ERCOT | External | Winter | B19 | 700 | 800 | 800 | 31.8 | 48.13 | 5 | 11.34
2030 | SPP_S_2_ERCOT | SPP_S | ERCOT | External | Winter | B20 | 935 | 800 | 800 | 25.13 | 39.74 | 5 | 9.62
2035 | AZ_NM_SNV_Coal_2_SPP_S | AZ_NM_SNV_Coal | SPP_S | External | Shoulder | B11 | 25 | 400 | 0 | 67.12 | 54.83 | 8.17 | 0
2035 | AZ_NM_SNV_Coal_2_SPP_S | AZ_NM_SNV_Coal | SPP_S | External | Shoulder | B12 | 200 | 400 | 0 | 64.5 | 45.84 | 8.17 | 0
2035 | AZ_NM_SNV_Coal_2_SPP_S | AZ_NM_SNV_Coal | SPP_S | External | Shoulder | B13 | 600 | 400 | 0 | 62.05 | 40.05 | 8.17 | 0
2035 | AZ_NM_SNV_Coal_2_SPP_S | AZ_NM_SNV_Coal | SPP_S | External | Shoulder | B14 | 900 | 400 | 0 | 62.04 | 30.49 | 8.17 | 0
2035 | AZ_NM_SNV_Coal_2_SPP_S | AZ_NM_SNV_Coal | SPP_S | External | Shoulder | B15 | 1203 | 400 | 0 | 56.34 | 22.5 | 8.17 | 0
2035 | AZ_NM_SNV_Coal_2_SPP_S | AZ_NM_SNV_Coal | SPP_S | External | Summer | B1 | 10 | 400 | 0 | 115.37 | 48.89 | 8.17 | 0
2035 | AZ_NM_SNV_Coal_2_SPP_S | AZ_NM_SNV_Coal | SPP_S | External | Summer | B2 | 25 | 400 | 0 | 97.49 | 70.59 | 8.17 | 0
2035 | AZ_NM_SNV_Coal_2_SPP_S | AZ_NM_SNV_Coal | SPP_S | External | Summer | B3 | 75 | 400 | 0 | 97.49 | 73.6 | 8.17 | 0
2035 | AZ_NM_SNV_Coal_2_SPP_S | AZ_NM_SNV_Coal | SPP_S | External | Summer | B4 | 100 | 400 | 0 | 97.49 | 70.59 | 8.17 | 0
2035 | AZ_NM_SNV_Coal_2_SPP_S | AZ_NM_SNV_Coal | SPP_S | External | Summer | B5 | 200 | 400 | 0 | 83.64 | 70.35 | 8.17 | 0
2035 | AZ_NM_SNV_Coal_2_SPP_S | AZ_NM_SNV_Coal | SPP_S | External | Summer | B6 | 300 | 400 | 0 | 71.57 | 54.7 | 8.17 | 0
2035 | AZ_NM_SNV_Coal_2_SPP_S | AZ_NM_SNV_Coal | SPP_S | External | Summer | B7 | 400 | 400 | 0 | 65.57 | 48.78 | 8.17 | 0
2035 | AZ_NM_SNV_Coal_2_SPP_S | AZ_NM_SNV_Coal | SPP_S | External | Summer | B8 | 500 | 400 | 0 | 65.57 | 44.08 | 8.17 | 0
2035 | AZ_NM_SNV_Coal_2_SPP_S | AZ_NM_SNV_Coal | SPP_S | External | Summer | B9 | 800 | 400 | 0 | 65.34 | 39.15 | 8.17 | 0
2035 | AZ_NM_SNV_Coal_2_SPP_S | AZ_NM_SNV_Coal | SPP_S | External | Summer | B10 | 1262 | 400 | 0 | 58.83 | 31.64 | 8.17 | 0
2035 | AZ_NM_SNV_Coal_2_SPP_S | AZ_NM_SNV_Coal | SPP_S | External | Winter | B16 | 25 | 400 | 0 | 71.02 | 34.87 | 8.17 | 0
2035 | AZ_NM_SNV_Coal_2_SPP_S | AZ_NM_SNV_Coal | SPP_S | External | Winter | B17 | 100 | 400 | 0 | 66.75 | 32 | 8.17 | 0
2035 | AZ_NM_SNV_Coal_2_SPP_S | AZ_NM_SNV_Coal | SPP_S | External | Winter | B18 | 400 | 400 | 0 | 66.74 | 37 | 8.17 | 0
2035 | AZ_NM_SNV_Coal_2_SPP_S | AZ_NM_SNV_Coal | SPP_S | External | Winter | B19 | 700 | 400 | 0 | 66.74 | 36.99 | 8.17 | 0
2035 | AZ_NM_SNV_Coal_2_SPP_S | AZ_NM_SNV_Coal | SPP_S | External | Winter | B20 | 935 | 400 | 0 | 59.79 | 25.96 | 8.17 | 0
2035 | ERCOT_2_SPP_S | ERCOT | SPP_S | External | Shoulder | B11 | 25 | 800 | 0 | 74.05 | 54.83 | 8 | 0
2035 | ERCOT_2_SPP_S | ERCOT | SPP_S | External | Shoulder | B12 | 200 | 800 | 0 | 50.56 | 45.84 | 8 | 0
2035 | ERCOT_2_SPP_S | ERCOT | SPP_S | External | Shoulder | B13 | 600 | 800 | 0 | 50.56 | 40.05 | 8 | 0
2035 | ERCOT_2_SPP_S | ERCOT | SPP_S | External | Shoulder | B14 | 900 | 800 | 0 | 50.56 | 30.49 | 8 | 0
2035 | ERCOT_2_SPP_S | ERCOT | SPP_S | External | Shoulder | B15 | 1203 | 800 | 0 | 44.87 | 22.5 | 8 | 0
2035 | ERCOT_2_SPP_S | ERCOT | SPP_S | External | Summer | B1 | 10 | 800 | 0 | 71.73 | 48.89 | 8 | 0
2035 | ERCOT_2_SPP_S | ERCOT | SPP_S | External | Summer | B2 | 25 | 800 | 0 | 71.73 | 70.59 | 8 | 0
2035 | ERCOT_2_SPP_S | ERCOT | SPP_S | External | Summer | B3 | 75 | 800 | 0 | 71.73 | 73.6 | 8 | 0
2035 | ERCOT_2_SPP_S | ERCOT | SPP_S | External | Summer | B4 | 100 | 800 | 0 | 71.73 | 70.59 | 8 | 0
2035 | ERCOT_2_SPP_S | ERCOT | SPP_S | External | Summer | B5 | 200 | 800 | 0 | 71.73 | 70.35 | 8 | 0
2035 | ERCOT_2_SPP_S | ERCOT | SPP_S | External | Summer | B6 | 300 | 800 | 0 | 71.73 | 54.7 | 8 | 0
2035 | ERCOT_2_SPP_S | ERCOT | SPP_S | External | Summer | B7 | 400 | 800 | 0 | 53.44 | 48.78 | 8 | 0
2035 | ERCOT_2_SPP_S | ERCOT | SPP_S | External | Summer | B8 | 500 | 800 | 0 | 49 | 44.08 | 8 | 0
2035 | ERCOT_2_SPP_S | ERCOT | SPP_S | External | Summer | B9 | 800 | 800 | 0 | 49 | 39.15 | 8 | 0
2035 | ERCOT_2_SPP_S | ERCOT | SPP_S | External | Summer | B10 | 1262 | 800 | 0 | 49 | 31.64 | 8 | 0
2035 | ERCOT_2_SPP_S | ERCOT | SPP_S | External | Winter | B16 | 25 | 800 | 0 | 53.83 | 34.87 | 8 | 0
2035 | ERCOT_2_SPP_S | ERCOT | SPP_S | External | Winter | B17 | 100 | 800 | 0 | 53.83 | 32 | 8 | 0
2035 | ERCOT_2_SPP_S | ERCOT | SPP_S | External | Winter | B18 | 400 | 800 | 0 | 53.83 | 37 | 8 | 0
2035 | ERCOT_2_SPP_S | ERCOT | SPP_S | External | Winter | B19 | 700 | 800 | 0 | 53.83 | 36.99 | 8 | 0
2035 | ERCOT_2_SPP_S | ERCOT | SPP_S | External | Winter | B20 | 935 | 800 | 0 | 41.35 | 25.96 | 8 | 0
2035 | MAPP_US_2_RMPA | MAPP_US | RMPA | External | Shoulder | B11 | 25 | 200 | 0 | 50.91 | 56.34 | 8 | 0
2035 | MAPP_US_2_RMPA | MAPP_US | RMPA | External | Shoulder | B12 | 200 | 200 | 200 | 43.83 | 56.34 | 8 | 4.5
2035 | MAPP_US_2_RMPA | MAPP_US | RMPA | External | Shoulder | B13 | 600 | 200 | 200 | 38.03 | 53.89 | 8 | 7.86
2035 | MAPP_US_2_RMPA | MAPP_US | RMPA | External | Shoulder | B14 | 900 | 200 | 200 | 28.89 | 53.89 | 8 | 17
2035 | MAPP_US_2_RMPA | MAPP_US | RMPA | External | Shoulder | B15 | 1203 | 200 | 200 | 25.63 | 48.69 | 8 | 15.06
2035 | MAPP_US_2_RMPA | MAPP_US | RMPA | External | Summer | B1 | 10 | 200 | 191.99 | 74.39 | 82.39 | 8 | 0
2035 | MAPP_US_2_RMPA | MAPP_US | RMPA | External | Summer | B2 | 25 | 200 | 14.16 | 68.59 | 76.59 | 8 | 0
2035 | MAPP_US_2_RMPA | MAPP_US | RMPA | External | Summer | B3 | 75 | 200 | 80.06 | 71.6 | 79.6 | 8 | 0
2035 | MAPP_US_2_RMPA | MAPP_US | RMPA | External | Summer | B4 | 100 | 200 | 0 | 68.58 | 70.2 | 8 | 0
2035 | MAPP_US_2_RMPA | MAPP_US | RMPA | External | Summer | B5 | 200 | 200 | 0 | 68.34 | 62.34 | 8 | 0
2035 | MAPP_US_2_RMPA | MAPP_US | RMPA | External | Summer | B6 | 300 | 200 | 0 | 52.69 | 53.87 | 8 | 0
2035 | MAPP_US_2_RMPA | MAPP_US | RMPA | External | Summer | B7 | 400 | 200 | 200 | 44.93 | 53.87 | 8 | 0.94
2035 | MAPP_US_2_RMPA | MAPP_US | RMPA | External | Summer | B8 | 500 | 200 | 200 | 37.12 | 53.87 | 8 | 8.74
2035 | MAPP_US_2_RMPA | MAPP_US | RMPA | External | Summer | B9 | 800 | 200 | 200 | 34.22 | 53.87 | 8 | 11.64
2035 | MAPP_US_2_RMPA | MAPP_US | RMPA | External | Summer | B10 | 1262 | 200 | 200 | 29.61 | 43.42 | 8 | 5.8
2035 | MAPP_US_2_RMPA | MAPP_US | RMPA | External | Winter | B16 | 25 | 200 | 200 | 27.1 | 62.86 | 8 | 27.75
2035 | MAPP_US_2_RMPA | MAPP_US | RMPA | External | Winter | B17 | 100 | 200 | 200 | 29.99 | 60.97 | 8 | 22.98
2035 | MAPP_US_2_RMPA | MAPP_US | RMPA | External | Winter | B18 | 400 | 200 | 200 | 34.98 | 58.95 | 8 | 15.97
2035 | MAPP_US_2_RMPA | MAPP_US | RMPA | External | Winter | B19 | 700 | 200 | 200 | 34.98 | 58.95 | 8 | 15.97
2035 | MAPP_US_2_RMPA | MAPP_US | RMPA | External | Winter | B20 | 935 | 200 | 200 | 25.67 | 42.43 | 8 | 8.76
2035 | NE_2_RMPA | NE | RMPA | External | Shoulder | B11 | 25 | 310 | 0 | 55.27 | 56.34 | 5 | 0
2035 | NE_2_RMPA | NE | RMPA | External | Shoulder | B12 | 200 | 310 | 310 | 45.83 | 56.34 | 5 | 5.5
2035 | NE_2_RMPA | NE | RMPA | External | Shoulder | B13 | 600 | 310 | 310 | 40.03 | 53.89 | 5 | 8.86
2035 | NE_2_RMPA | NE | RMPA | External | Shoulder | B14 | 900 | 310 | 310 | 30.49 | 53.89 | 5 | 18.4
2035 | NE_2_RMPA | NE | RMPA | External | Shoulder | B15 | 1203 | 310 | 310 | 23.93 | 48.69 | 5 | 19.75
2035 | NE_2_RMPA | NE | RMPA | External | Summer | B1 | 10 | 310 | 309.99 | 76.39 | 82.39 | 5 | 1
2035 | NE_2_RMPA | NE | RMPA | External | Summer | B2 | 25 | 310 | 310 | 70.59 | 76.59 | 5 | 1
2035 | NE_2_RMPA | NE | RMPA | External | Summer | B3 | 75 | 310 | 310 | 73.6 | 79.6 | 5 | 1
2035 | NE_2_RMPA | NE | RMPA | External | Summer | B4 | 100 | 310 | 0 | 70.58 | 70.2 | 5 | 0
2035 | NE_2_RMPA | NE | RMPA | External | Summer | B5 | 200 | 310 | 0 | 70.34 | 62.34 | 5 | 0
2035 | NE_2_RMPA | NE | RMPA | External | Summer | B6 | 300 | 310 | 0 | 54.69 | 53.87 | 5 | 0
2035 | NE_2_RMPA | NE | RMPA | External | Summer | B7 | 400 | 310 | 310 | 46.93 | 53.87 | 5 | 1.94
2035 | NE_2_RMPA | NE | RMPA | External | Summer | B8 | 500 | 310 | 310 | 39.12 | 53.87 | 5 | 9.74
2035 | NE_2_RMPA | NE | RMPA | External | Summer | B9 | 800 | 310 | 310 | 36.22 | 53.87 | 5 | 12.64
2035 | NE_2_RMPA | NE | RMPA | External | Summer | B10 | 1262 | 310 | 310 | 31.61 | 43.42 | 5 | 6.8
2035 | NE_2_RMPA | NE | RMPA | External | Winter | B16 | 25 | 310 | 310 | -33.82 | 62.86 | 5 | 91.68
2035 | NE_2_RMPA | NE | RMPA | External | Winter | B17 | 100 | 310 | 310 | 24.99 | 60.97 | 5 | 30.98
2035 | NE_2_RMPA | NE | RMPA | External | Winter | B18 | 400 | 310 | 310 | 36.98 | 58.95 | 5 | 16.97
2035 | NE_2_RMPA | NE | RMPA | External | Winter | B19 | 700 | 310 | 310 | 36.97 | 58.95 | 5 | 16.99
2035 | NE_2_RMPA | NE | RMPA | External | Winter | B20 | 935 | 310 | 310 | 25.94 | 42.43 | 5 | 11.5
2035 | NWPP_Coal_2_MAPP_US | NWPP_Coal | MAPP_US | External | Shoulder | B11 | 25 | 150 | 0 | 62.03 | 50.91 | 8 | 0
2035 | NWPP_Coal_2_MAPP_US | NWPP_Coal | MAPP_US | External | Shoulder | B12 | 200 | 150 | 0 | 62.03 | 43.83 | 8 | 0
2035 | NWPP_Coal_2_MAPP_US | NWPP_Coal | MAPP_US | External | Shoulder | B13 | 600 | 150 | 0 | 62.03 | 38.03 | 8 | 0
2035 | NWPP_Coal_2_MAPP_US | NWPP_Coal | MAPP_US | External | Shoulder | B14 | 900 | 150 | 0 | 62.03 | 28.89 | 8 | 0
2035 | NWPP_Coal_2_MAPP_US | NWPP_Coal | MAPP_US | External | Shoulder | B15 | 1203 | 150 | 0 | 62.03 | 25.63 | 8 | 0
2035 | NWPP_Coal_2_MAPP_US | NWPP_Coal | MAPP_US | External | Summer | B1 | 10 | 150 | 150 | 62.03 | 74.39 | 8 | 4.36
2035 | NWPP_Coal_2_MAPP_US | NWPP_Coal | MAPP_US | External | Summer | B2 | 25 | 150 | 0 | 62.03 | 68.59 | 8 | 0
2035 | NWPP_Coal_2_MAPP_US | NWPP_Coal | MAPP_US | External | Summer | B3 | 75 | 150 | 150 | 62.03 | 71.6 | 8 | 1.57
2035 | NWPP_Coal_2_MAPP_US | NWPP_Coal | MAPP_US | External | Summer | B4 | 100 | 150 | 0 | 62.03 | 68.58 | 8 | 0
2035 | NWPP_Coal_2_MAPP_US | NWPP_Coal | MAPP_US | External | Summer | B5 | 200 | 150 | 0 | 62.03 | 68.34 | 8 | 0
2035 | NWPP_Coal_2_MAPP_US | NWPP_Coal | MAPP_US | External | Summer | B6 | 300 | 150 | 0 | 62.03 | 52.69 | 8 | 0
2035 | NWPP_Coal_2_MAPP_US | NWPP_Coal | MAPP_US | External | Summer | B7 | 400 | 150 | 0 | 62.03 | 44.93 | 8 | 0
2035 | NWPP_Coal_2_MAPP_US | NWPP_Coal | MAPP_US | External | Summer | B8 | 500 | 150 | 0 | 62.03 | 37.12 | 8 | 0
2035 | NWPP_Coal_2_MAPP_US | NWPP_Coal | MAPP_US | External | Summer | B9 | 800 | 150 | 0 | 62.03 | 34.22 | 8 | 0
2035 | NWPP_Coal_2_MAPP_US | NWPP_Coal | MAPP_US | External | Summer | B10 | 1262 | 150 | 0 | 62.03 | 29.61 | 8 | 0
2035 | NWPP_Coal_2_MAPP_US | NWPP_Coal | MAPP_US | External | Winter | B16 | 25 | 150 | 0 | 66.73 | 27.1 | 8 | 0
2035 | NWPP_Coal_2_MAPP_US | NWPP_Coal | MAPP_US | External | Winter | B17 | 100 | 150 | 0 | 66.73 | 29.99 | 8 | 0
2035 | NWPP_Coal_2_MAPP_US | NWPP_Coal | MAPP_US | External | Winter | B18 | 400 | 150 | 0 | 66.73 | 34.98 | 8 | 0
2035 | NWPP_Coal_2_MAPP_US | NWPP_Coal | MAPP_US | External | Winter | B19 | 700 | 150 | 0 | 66.73 | 34.98 | 8 | 0
2035 | NWPP_Coal_2_MAPP_US | NWPP_Coal | MAPP_US | External | Winter | B20 | 935 | 150 | 0 | 66.73 | 25.67 | 8 | 0
2035 | RMPA_2_MAPP_US | RMPA | MAPP_US | External | Shoulder | B11 | 25 | 200 | 0 | 56.34 | 50.91 | 8 | 0
2035 | RMPA_2_MAPP_US | RMPA | MAPP_US | External | Shoulder | B12 | 200 | 200 | 0 | 56.34 | 43.83 | 8 | 0
2035 | RMPA_2_MAPP_US | RMPA | MAPP_US | External | Shoulder | B13 | 600 | 200 | 0 | 53.89 | 38.03 | 8 | 0
2035 | RMPA_2_MAPP_US | RMPA | MAPP_US | External | Shoulder | B14 | 900 | 200 | 0 | 53.89 | 28.89 | 8 | 0
2035 | RMPA_2_MAPP_US | RMPA | MAPP_US | External | Shoulder | B15 | 1203 | 200 | 0 | 48.69 | 25.63 | 8 | 0
2035 | RMPA_2_MAPP_US | RMPA | MAPP_US | External | Summer | B1 | 10 | 200 | 0 | 82.39 | 74.39 | 8 | 0
2035 | RMPA_2_MAPP_US | RMPA | MAPP_US | External | Summer | B2 | 25 | 200 | 0 | 76.59 | 68.59 | 8 | 0
2035 | RMPA_2_MAPP_US | RMPA | MAPP_US | External | Summer | B3 | 75 | 200 | 0 | 79.6 | 71.6 | 8 | 0
2035 | RMPA_2_MAPP_US | RMPA | MAPP_US | External | Summer | B4 | 100 | 200 | 0 | 70.2 | 68.58 | 8 | 0
2035 | RMPA_2_MAPP_US | RMPA | MAPP_US | External | Summer | B5 | 200 | 200 | 0 | 62.34 | 68.34 | 8 | 0
2035 | RMPA_2_MAPP_US | RMPA | MAPP_US | External | Summer | B6 | 300 | 200 | 0 | 53.87 | 52.69 | 8 | 0
2035 | RMPA_2_MAPP_US | RMPA | MAPP_US | External | Summer | B7 | 400 | 200 | 0 | 53.87 | 44.93 | 8 | 0
2035 | RMPA_2_MAPP_US | RMPA | MAPP_US | External | Summer | B8 | 500 | 200 | 0 | 53.87 | 37.12 | 8 | 0
2035 | RMPA_2_MAPP_US | RMPA | MAPP_US | External | Summer | B9 | 800 | 200 | 0 | 53.87 | 34.22 | 8 | 0
2035 | RMPA_2_MAPP_US | RMPA | MAPP_US | External | Summer | B10 | 1262 | 200 | 0 | 43.42 | 29.61 | 8 | 0
2035 | RMPA_2_MAPP_US | RMPA | MAPP_US | External | Winter | B16 | 25 | 200 | 0 | 62.86 | 27.1 | 8 | 0
2035 | RMPA_2_MAPP_US | RMPA | MAPP_US | External | Winter | B17 | 100 | 200 | 0 | 60.97 | 29.99 | 8 | 0
2035 | RMPA_2_MAPP_US | RMPA | MAPP_US | External | Winter | B18 | 400 | 200 | 0 | 58.95 | 34.98 | 8 | 0
2035 | RMPA_2_MAPP_US | RMPA | MAPP_US | External | Winter | B19 | 700 | 200 | 0 | 58.95 | 34.98 | 8 | 0
2035 | RMPA_2_MAPP_US | RMPA | MAPP_US | External | Winter | B20 | 935 | 200 | 0 | 42.43 | 25.67 | 8 | 0
2035 | RMPA_2_NE | RMPA | NE | External | Shoulder | B11 | 25 | 310 | 0 | 56.34 | 55.27 | 8 | 0
2035 | RMPA_2_NE | RMPA | NE | External | Shoulder | B12 | 200 | 310 | 0 | 56.34 | 45.83 | 8 | 0
2035 | RMPA_2_NE | RMPA | NE | External | Shoulder | B13 | 600 | 310 | 0 | 53.89 | 40.03 | 8 | 0
2035 | RMPA_2_NE | RMPA | NE | External | Shoulder | B14 | 900 | 310 | 0 | 53.89 | 30.49 | 8 | 0
2035 | RMPA_2_NE | RMPA | NE | External | Shoulder | B15 | 1203 | 310 | 0 | 48.69 | 23.93 | 8 | 0
2035 | RMPA_2_NE | RMPA | NE | External | Summer | B1 | 10 | 310 | 0 | 82.39 | 76.39 | 8 | 0
2035 | RMPA_2_NE | RMPA | NE | External | Summer | B2 | 25 | 310 | 0 | 76.59 | 70.59 | 8 | 0
2035 | RMPA_2_NE | RMPA | NE | External | Summer | B3 | 75 | 310 | 0 | 79.6 | 73.6 | 8 | 0
2035 | RMPA_2_NE | RMPA | NE | External | Summer | B4 | 100 | 310 | 0 | 70.2 | 70.58 | 8 | 0
2035 | RMPA_2_NE | RMPA | NE | External | Summer | B5 | 200 | 310 | 198.64 | 62.34 | 70.34 | 8 | 0
2035 | RMPA_2_NE | RMPA | NE | External | Summer | B6 | 300 | 310 | 0 | 53.87 | 54.69 | 8 | 0
2035 | RMPA_2_NE | RMPA | NE | External | Summer | B7 | 400 | 310 | 0 | 53.87 | 46.93 | 8 | 0
2035 | RMPA_2_NE | RMPA | NE | External | Summer | B8 | 500 | 310 | 0 | 53.87 | 39.12 | 8 | 0
2035 | RMPA_2_NE | RMPA | NE | External | Summer | B9 | 800 | 310 | 0 | 53.87 | 36.22 | 8 | 0
2035 | RMPA_2_NE | RMPA | NE | External | Summer | B10 | 1262 | 310 | 0 | 43.42 | 31.61 | 8 | 0
2035 | RMPA_2_NE | RMPA | NE | External | Winter | B16 | 25 | 310 | 0 | 62.86 | -33.82 | 8 | 0
2035 | RMPA_2_NE | RMPA | NE | External | Winter | B17 | 100 | 310 | 0 | 60.97 | 24.99 | 8 | 0
2035 | RMPA_2_NE | RMPA | NE | External | Winter | B18 | 400 | 310 | 0 | 58.95 | 36.98 | 8 | 0
2035 | RMPA_2_NE | RMPA | NE | External | Winter | B19 | 700 | 310 | 0 | 58.95 | 36.97 | 8 | 0
2035 | RMPA_2_NE | RMPA | NE | External | Winter | B20 | 935 | 310 | 0 | 42.43 | 25.94 | 8 | 0
2035 | RMPA_2_SPP_N | RMPA | SPP_N | External | Shoulder | B11 | 25 | 210 | 0 | 56.34 | 55.28 | 8 | 0
2035 | RMPA_2_SPP_N | RMPA | SPP_N | External | Shoulder | B12 | 200 | 210 | 0 | 56.34 | 45.84 | 8 | 0
2035 | RMPA_2_SPP_N | RMPA | SPP_N | External | Shoulder | B13 | 600 | 210 | 0 | 53.89 | 40.05 | 8 | 0
2035 | RMPA_2_SPP_N | RMPA | SPP_N | External | Shoulder | B14 | 900 | 210 | 0 | 53.89 | 30.5 | 8 | 0
2035 | RMPA_2_SPP_N | RMPA | SPP_N | External | Shoulder | B15 | 1203 | 210 | 0 | 48.69 | 23.95 | 8 | 0
2035 | RMPA_2_SPP_N | RMPA | SPP_N | External | Summer | B1 | 10 | 210 | 0 | 82.39 | 76.4 | 8 | 0
2035 | RMPA_2_SPP_N | RMPA | SPP_N | External | Summer | B2 | 25 | 210 | 0 | 76.59 | 70.6 | 8 | 0
2035 | RMPA_2_SPP_N | RMPA | SPP_N | External | Summer | B3 | 75 | 210 | 0 | 79.6 | 73.61 | 8 | 0
2035 | RMPA_2_SPP_N | RMPA | SPP_N | External | Summer | B4 | 100 | 210 | 0 | 70.2 | 70.59 | 8 | 0
2035 | RMPA_2_SPP_N | RMPA | SPP_N | External | Summer | B5 | 200 | 210 | 209.98 | 62.34 | 70.35 | 8 | 0.01
2035 | RMPA_2_SPP_N | RMPA | SPP_N | External | Summer | B6 | 300 | 210 | 0 | 53.87 | 54.7 | 8 | 0
2035 | RMPA_2_SPP_N | RMPA | SPP_N | External | Summer | B7 | 400 | 210 | 0 | 53.87 | 46.94 | 8 | 0
2035 | RMPA_2_SPP_N | RMPA | SPP_N | External | Summer | B8 | 500 | 210 | 0 | 53.87 | 44.07 | 8 | 0
2035 | RMPA_2_SPP_N | RMPA | SPP_N | External | Summer | B9 | 800 | 210 | 0 | 53.87 | 39.14 | 8 | 0
2035 | RMPA_2_SPP_N | RMPA | SPP_N | External | Summer | B10 | 1262 | 210 | 0 | 43.42 | 31.62 | 8 | 0
2035 | RMPA_2_SPP_N | RMPA | SPP_N | External | Winter | B16 | 25 | 210 | 0 | 62.86 | 34.86 | 8 | 0
2035 | RMPA_2_SPP_N | RMPA | SPP_N | External | Winter | B17 | 100 | 210 | 0 | 60.97 | 31.99 | 8 | 0
2035 | RMPA_2_SPP_N | RMPA | SPP_N | External | Winter | B18 | 400 | 210 | 0 | 58.95 | 36.99 | 8 | 0
2035 | RMPA_2_SPP_N | RMPA | SPP_N | External | Winter | B19 | 700 | 210 | 0 | 58.95 | 36.98 | 8 | 0
2035 | RMPA_2_SPP_N | RMPA | SPP_N | External | Winter | B20 | 935 | 210 | 0 | 42.43 | 25.95 | 8 | 0
2035 | SPP_N_2_RMPA | SPP_N | RMPA | External | Shoulder | B11 | 25 | 210 | 0 | 55.28 | 56.34 | 5 | 0
2035 | SPP_N_2_RMPA | SPP_N | RMPA | External | Shoulder | B12 | 200 | 210 | 210 | 45.84 | 56.34 | 5 | 5.49
2035 | SPP_N_2_RMPA | SPP_N | RMPA | External | Shoulder | B13 | 600 | 210 | 210 | 40.05 | 53.89 | 5 | 8.84
2035 | SPP_N_2_RMPA | SPP_N | RMPA | External | Shoulder | B14 | 900 | 210 | 210 | 30.5 | 53.89 | 5 | 18.39
2035 | SPP_N_2_RMPA | SPP_N | RMPA | External | Shoulder | B15 | 1203 | 210 | 210 | 23.95 | 48.69 | 5 | 19.74
2035 | SPP_N_2_RMPA | SPP_N | RMPA | External | Summer | B1 | 10 | 210 | 209.99 | 76.4 | 82.39 | 5 | 0.99
2035 | SPP_N_2_RMPA | SPP_N | RMPA | External | Summer | B2 | 25 | 210 | 210 | 70.6 | 76.59 | 5 | 0.99
2035 | SPP_N_2_RMPA | SPP_N | RMPA | External | Summer | B3 | 75 | 210 | 210 | 73.61 | 79.6 | 5 | 0.99
2035 | SPP_N_2_RMPA | SPP_N | RMPA | External | Summer | B4 | 100 | 210 | 0 | 70.59 | 70.2 | 5 | 0
2035 | SPP_N_2_RMPA | SPP_N | RMPA | External | Summer | B5 | 200 | 210 | 0 | 70.35 | 62.34 | 5 | 0
2035 | SPP_N_2_RMPA | SPP_N | RMPA | External | Summer | B6 | 300 | 210 | 0 | 54.7 | 53.87 | 5 | 0
2035 | SPP_N_2_RMPA | SPP_N | RMPA | External | Summer | B7 | 400 | 210 | 210 | 46.94 | 53.87 | 5 | 1.93
2035 | SPP_N_2_RMPA | SPP_N | RMPA | External | Summer | B8 | 500 | 210 | 210 | 44.07 | 53.87 | 5 | 4.8
2035 | SPP_N_2_RMPA | SPP_N | RMPA | External | Summer | B9 | 800 | 210 | 210 | 39.14 | 53.87 | 5 | 9.73
2035 | SPP_N_2_RMPA | SPP_N | RMPA | External | Summer | B10 | 1262 | 210 | 210 | 31.62 | 43.42 | 5 | 6.79
2035 | SPP_N_2_RMPA | SPP_N | RMPA | External | Winter | B16 | 25 | 210 | 210 | 34.86 | 62.86 | 5 | 23
2035 | SPP_N_2_RMPA | SPP_N | RMPA | External | Winter | B17 | 100 | 210 | 210 | 31.99 | 60.97 | 5 | 23.98
2035 | SPP_N_2_RMPA | SPP_N | RMPA | External | Winter | B18 | 400 | 210 | 210 | 36.99 | 58.95 | 5 | 16.96
2035 | SPP_N_2_RMPA | SPP_N | RMPA | External | Winter | B19 | 700 | 210 | 210 | 36.98 | 58.95 | 5 | 16.97
2035 | SPP_N_2_RMPA | SPP_N | RMPA | External | Winter | B20 | 935 | 210 | 210 | 25.95 | 42.43 | 5 | 11.48
2035 | SPP_S_2_ERCOT | SPP_S | ERCOT | External | Shoulder | B11 | 25 | 800 | 800 | 54.83 | 74.05 | 5 | 14.22
2035 | SPP_S_2_ERCOT | SPP_S | ERCOT | External | Shoulder | B12 | 200 | 800 | 0 | 45.84 | 50.56 | 5 | 0
2035 | SPP_S_2_ERCOT | SPP_S | ERCOT | External | Shoulder | B13 | 600 | 800 | 800 | 40.05 | 50.56 | 5 | 5.51
2035 | SPP_S_2_ERCOT | SPP_S | ERCOT | External | Shoulder | B14 | 900 | 800 | 800 | 30.49 | 50.56 | 5 | 15.07
2035 | SPP_S_2_ERCOT | SPP_S | ERCOT | External | Shoulder | B15 | 1203 | 800 | 800 | 22.5 | 44.87 | 5 | 17.37
2035 | SPP_S_2_ERCOT | SPP_S | ERCOT | External | Summer | B1 | 10 | 800 | 800 | 48.89 | 71.73 | 5 | 17.83
2035 | SPP_S_2_ERCOT | SPP_S | ERCOT | External | Summer | B2 | 25 | 800 | 0 | 70.59 | 71.73 | 5 | 0
2035 | SPP_S_2_ERCOT | SPP_S | ERCOT | External | Summer | B3 | 75 | 800 | 0 | 73.6 | 71.73 | 5 | 0
2035 | SPP_S_2_ERCOT | SPP_S | ERCOT | External | Summer | B4 | 100 | 800 | 0 | 70.59 | 71.73 | 5 | 0
2035 | SPP_S_2_ERCOT | SPP_S | ERCOT | External | Summer | B5 | 200 | 800 | 0 | 70.35 | 71.73 | 5 | 0
2035 | SPP_S_2_ERCOT | SPP_S | ERCOT | External | Summer | B6 | 300 | 800 | 800 | 54.7 | 71.73 | 5 | 12.03
2035 | SPP_S_2_ERCOT | SPP_S | ERCOT | External | Summer | B7 | 400 | 800 | 0 | 48.78 | 53.44 | 5 | 0
2035 | SPP_S_2_ERCOT | SPP_S | ERCOT | External | Summer | B8 | 500 | 800 | 0 | 44.08 | 49 | 5 | 0
2035 | SPP_S_2_ERCOT | SPP_S | ERCOT | External | Summer | B9 | 800 | 800 | 800 | 39.15 | 49 | 5 | 4.85
2035 | SPP_S_2_ERCOT | SPP_S | ERCOT | External | Summer | B10 | 1262 | 800 | 800 | 31.64 | 49 | 5 | 12.36
2035 | SPP_S_2_ERCOT | SPP_S | ERCOT | External | Winter | B16 | 25 | 800 | 800 | 34.87 | 53.83 | 5 | 13.96
2035 | SPP_S_2_ERCOT | SPP_S | ERCOT | External | Winter | B17 | 100 | 800 | 800 | 32 | 53.83 | 5 | 16.83
2035 | SPP_S_2_ERCOT | SPP_S | ERCOT | External | Winter | B18 | 400 | 800 | 800 | 37 | 53.83 | 5 | 11.83
2035 | SPP_S_2_ERCOT | SPP_S | ERCOT | External | Winter | B19 | 700 | 800 | 800 | 36.99 | 53.83 | 5 | 11.84
2035 | SPP_S_2_ERCOT | SPP_S | ERCOT | External | Winter | B20 | 935 | 800 | 800 | 25.96 | 41.35 | 5 | 10.39
2040 | AZ_NM_SNV_Coal_2_SPP_S | AZ_NM_SNV_Coal | SPP_S | External | Shoulder | B11 | 25 | 400 | 0 | 76.29 | 60.79 | 8.17 | 0
2040 | AZ_NM_SNV_Coal_2_SPP_S | AZ_NM_SNV_Coal | SPP_S | External | Shoulder | B12 | 200 | 400 | 0 | 68.15 | 52.12 | 8.17 | 0
2040 | AZ_NM_SNV_Coal_2_SPP_S | AZ_NM_SNV_Coal | SPP_S | External | Shoulder | B13 | 600 | 400 | 0 | 68.13 | 46.58 | 8.17 | 0
2040 | AZ_NM_SNV_Coal_2_SPP_S | AZ_NM_SNV_Coal | SPP_S | External | Shoulder | B14 | 900 | 400 | 0 | 68.11 | 30.78 | 8.17 | 0
2040 | AZ_NM_SNV_Coal_2_SPP_S | AZ_NM_SNV_Coal | SPP_S | External | Shoulder | B15 | 1203 | 400 | 0 | 58.84 | 21.3 | 8.17 | 0
2040 | AZ_NM_SNV_Coal_2_SPP_S | AZ_NM_SNV_Coal | SPP_S | External | Summer | B1 | 10 | 400 | 0 | 123.3 | 55.02 | 8.17 | 0
2040 | AZ_NM_SNV_Coal_2_SPP_S | AZ_NM_SNV_Coal | SPP_S | External | Summer | B2 | 25 | 400 | 0 | 114.23 | 79.58 | 8.17 | 0
2040 | AZ_NM_SNV_Coal_2_SPP_S | AZ_NM_SNV_Coal | SPP_S | External | Summer | B3 | 75 | 400 | 0 | 114.23 | 83.2 | 8.17 | 0
2040 | AZ_NM_SNV_Coal_2_SPP_S | AZ_NM_SNV_Coal | SPP_S | External | Summer | B4 | 100 | 400 | 0 | 100.7 | 80.25 | 8.17 | 0
2040 | AZ_NM_SNV_Coal_2_SPP_S | AZ_NM_SNV_Coal | SPP_S | External | Summer | B5 | 200 | 400 | 0 | 83.61 | 79.58 | 8.17 | 0
2040 | AZ_NM_SNV_Coal_2_SPP_S | AZ_NM_SNV_Coal | SPP_S | External | Summer | B6 | 300 | 400 | 0 | 77.09 | 63.81 | 8.17 | 0
2040 | AZ_NM_SNV_Coal_2_SPP_S | AZ_NM_SNV_Coal | SPP_S | External | Summer | B7 | 400 | 400 | 0 | 76.87 | 54.9 | 8.17 | 0
2040 | AZ_NM_SNV_Coal_2_SPP_S | AZ_NM_SNV_Coal | SPP_S | External | Summer | B8 | 500 | 400 | 0 | 76.87 | 50.19 | 8.17 | 0
2040 | AZ_NM_SNV_Coal_2_SPP_S | AZ_NM_SNV_Coal | SPP_S | External | Summer | B9 | 800 | 400 | 0 | 69.11 | 44.95 | 8.17 | 0
2040 | AZ_NM_SNV_Coal_2_SPP_S | AZ_NM_SNV_Coal | SPP_S | External | Summer | B10 | 1262 | 400 | 0 | 56.55 | 32.82 | 8.17 | 0
2040 | AZ_NM_SNV_Coal_2_SPP_S | AZ_NM_SNV_Coal | SPP_S | External | Winter | B16 | 25 | 400 | 0 | 81.71 | 35.67 | 8.17 | 0
2040 | AZ_NM_SNV_Coal_2_SPP_S | AZ_NM_SNV_Coal | SPP_S | External | Winter | B17 | 100 | 400 | 0 | 73.38 | 32.4 | 8.17 | 0
2040 | AZ_NM_SNV_Coal_2_SPP_S | AZ_NM_SNV_Coal | SPP_S | External | Winter | B18 | 400 | 400 | 0 | 73.36 | 42.38 | 8.17 | 0
2040 | AZ_NM_SNV_Coal_2_SPP_S | AZ_NM_SNV_Coal | SPP_S | External | Winter | B19 | 700 | 400 | 0 | 71.79 | 40.05 | 8.17 | 0
2040 | AZ_NM_SNV_Coal_2_SPP_S | AZ_NM_SNV_Coal | SPP_S | External | Winter | B20 | 935 | 400 | 0 | 63.79 | 26.46 | 8.17 | 0
2040 | ERCOT_2_SPP_S | ERCOT | SPP_S | External | Shoulder | B11 | 25 | 800 | 0 | 83.39 | 60.79 | 8 | 0
2040 | ERCOT_2_SPP_S | ERCOT | SPP_S | External | Shoulder | B12 | 200 | 800 | 0 | 56.84 | 52.12 | 8 | 0
2040 | ERCOT_2_SPP_S | ERCOT | SPP_S | External | Shoulder | B13 | 600 | 800 | 0 | 56.84 | 46.58 | 8 | 0
2040 | ERCOT_2_SPP_S | ERCOT | SPP_S | External | Shoulder | B14 | 900 | 800 | 0 | 56.84 | 30.78 | 8 | 0
2040 | ERCOT_2_SPP_S | ERCOT | SPP_S | External | Shoulder | B15 | 1203 | 800 | 0 | 46.14 | 21.3 | 8 | 0
2040 | ERCOT_2_SPP_S | ERCOT | SPP_S | External | Summer | B1 | 10 | 800 | 0 | 80.81 | 55.02 | 8 | 0
2040 | ERCOT_2_SPP_S | ERCOT | SPP_S | External | Summer | B2 | 25 | 800 | 0 | 80.81 | 79.58 | 8 | 0
2040 | ERCOT_2_SPP_S | ERCOT | SPP_S | External | Summer | B3 | 75 | 800 | 0 | 80.81 | 83.2 | 8 | 0
2040 | ERCOT_2_SPP_S | ERCOT | SPP_S | External | Summer | B4 | 100 | 800 | 0 | 80.81 | 80.25 | 8 | 0
2040 | ERCOT_2_SPP_S | ERCOT | SPP_S | External | Summer | B5 | 200 | 800 | 0 | 80.81 | 79.58 | 8 | 0
2040 | ERCOT_2_SPP_S | ERCOT | SPP_S | External | Summer | B6 | 300 | 800 | 0 | 80.81 | 63.81 | 8 | 0
2040 | ERCOT_2_SPP_S | ERCOT | SPP_S | External | Summer | B7 | 400 | 800 | 0 | 60.13 | 54.9 | 8 | 0
2040 | ERCOT_2_SPP_S | ERCOT | SPP_S | External | Summer | B8 | 500 | 800 | 0 | 55.11 | 50.19 | 8 | 0
2040 | ERCOT_2_SPP_S | ERCOT | SPP_S | External | Summer | B9 | 800 | 800 | 0 | 55.11 | 44.95 | 8 | 0
2040 | ERCOT_2_SPP_S | ERCOT | SPP_S | External | Summer | B10 | 1262 | 800 | 0 | 50.55 | 32.82 | 8 | 0
2040 | ERCOT_2_SPP_S | ERCOT | SPP_S | External | Winter | B16 | 25 | 800 | 0 | 60.45 | 35.67 | 8 | 0
2040 | ERCOT_2_SPP_S | ERCOT | SPP_S | External | Winter | B17 | 100 | 800 | 0 | 60.45 | 32.4 | 8 | 0
2040 | ERCOT_2_SPP_S | ERCOT | SPP_S | External | Winter | B18 | 400 | 800 | 0 | 60.45 | 42.38 | 8 | 0
2040 | ERCOT_2_SPP_S | ERCOT | SPP_S | External | Winter | B19 | 700 | 800 | 0 | 60.45 | 40.05 | 8 | 0
2040 | ERCOT_2_SPP_S | ERCOT | SPP_S | External | Winter | B20 | 935 | 800 | 0 | 42.47 | 26.46 | 8 | 0
2040 | MAPP_US_2_RMPA | MAPP_US | RMPA | External | Shoulder | B11 | 25 | 200 | 0 | 53.79 | 59.96 | 8 | 0
2040 | MAPP_US_2_RMPA | MAPP_US | RMPA | External | Shoulder | B12 | 200 | 200 | 200 | 50.11 | 59.95 | 8 | 1.84
2040 | MAPP_US_2_RMPA | MAPP_US | RMPA | External | Shoulder | B13 | 600 | 200 | 200 | 44.28 | 59.95 | 8 | 7.67
2040 | MAPP_US_2_RMPA | MAPP_US | RMPA | External | Shoulder | B14 | 900 | 200 | 200 | 32.18 | 59.95 | 8 | 19.77
2040 | MAPP_US_2_RMPA | MAPP_US | RMPA | External | Shoulder | B15 | 1203 | 200 | 200 | 26.35 | 43.18 | 8 | 8.83
2040 | MAPP_US_2_RMPA | MAPP_US | RMPA | External | Summer | B1 | 10 | 200 | 0 | 84.57 | 91.4 | 8 | 0
2040 | MAPP_US_2_RMPA | MAPP_US | RMPA | External | Summer | B2 | 25 | 200 | 119.04 | 79.66 | 87.66 | 8 | 0
2040 | MAPP_US_2_RMPA | MAPP_US | RMPA | External | Summer | B3 | 75 | 200 | 189.22 | 81.19 | 89.19 | 8 | 0
2040 | MAPP_US_2_RMPA | MAPP_US | RMPA | External | Summer | B4 | 100 | 200 | 0 | 78.25 | 76.87 | 8 | 0
2040 | MAPP_US_2_RMPA | MAPP_US | RMPA | External | Summer | B5 | 200 | 200 | 0 | 77.56 | 71.56 | 8 | 0
2040 | MAPP_US_2_RMPA | MAPP_US | RMPA | External | Summer | B6 | 300 | 200 | 0 | 61.8 | 60.13 | 8 | 0
2040 | MAPP_US_2_RMPA | MAPP_US | RMPA | External | Summer | B7 | 400 | 200 | 200 | 51.97 | 60.13 | 8 | 0.16
2040 | MAPP_US_2_RMPA | MAPP_US | RMPA | External | Summer | B8 | 500 | 200 | 200 | 38.53 | 60.13 | 8 | 13.6
2040 | MAPP_US_2_RMPA | MAPP_US | RMPA | External | Summer | B9 | 800 | 200 | 200 | 38.53 | 49.94 | 8 | 3.41
2040 | MAPP_US_2_RMPA | MAPP_US | RMPA | External | Summer | B10 | 1262 | 200 | 200 | 29.75 | 40.36 | 8 | 2.6
2040 | MAPP_US_2_RMPA | MAPP_US | RMPA | External | Winter | B16 | 25 | 200 | 200 | 24.87 | 73.55 | 8 | 40.68
2040 | MAPP_US_2_RMPA | MAPP_US | RMPA | External | Winter | B17 | 100 | 200 | 200 | 30.39 | 68.06 | 8 | 29.67
2040 | MAPP_US_2_RMPA | MAPP_US | RMPA | External | Winter | B18 | 400 | 200 | 200 | 40.35 | 65.2 | 8 | 16.85
2040 | MAPP_US_2_RMPA | MAPP_US | RMPA | External | Winter | B19 | 700 | 200 | 200 | 40.35 | 65.2 | 8 | 16.85
2040 | MAPP_US_2_RMPA | MAPP_US | RMPA | External | Winter | B20 | 935 | 200 | 200 | 26.4 | 36.62 | 8 | 2.22
2040 | NE_2_RMPA | NE | RMPA | External | Shoulder | B11 | 25 | 310 | 0 | 60.79 | 59.96 | 5 | 0
2040 | NE_2_RMPA | NE | RMPA | External | Shoulder | B12 | 200 | 310 | 310 | 52.11 | 59.95 | 5 | 2.84
2040 | NE_2_RMPA | NE | RMPA | External | Shoulder | B13 | 600 | 310 | 310 | 46.57 | 59.95 | 5 | 8.38
2040 | NE_2_RMPA | NE | RMPA | External | Shoulder | B14 | 900 | 310 | 310 | 30.78 | 59.95 | 5 | 24.17
2040 | NE_2_RMPA | NE | RMPA | External | Shoulder | B15 | 1203 | 310 | 310 | 21.99 | 43.18 | 5 | 16.19
2040 | NE_2_RMPA | NE | RMPA | External | Summer | B1 | 10 | 310 | 0.04 | 86.57 | 91.4 | 5 | 0
2040 | NE_2_RMPA | NE | RMPA | External | Summer | B2 | 25 | 310 | 310 | 81.66 | 87.66 | 5 | 1
2040 | NE_2_RMPA | NE | RMPA | External | Summer | B3 | 75 | 310 | 310 | 83.19 | 89.19 | 5 | 1
2040 | NE_2_RMPA | NE | RMPA | External | Summer | B4 | 100 | 310 | 0 | 80.25 | 76.87 | 5 | 0
2040 | NE_2_RMPA | NE | RMPA | External | Summer | B5 | 200 | 310 | 0 | 79.56 | 71.56 | 5 | 0
2040 | NE_2_RMPA | NE | RMPA | External | Summer | B6 | 300 | 310 | 0 | 63.8 | 60.13 | 5 | 0
2040 | NE_2_RMPA | NE | RMPA | External | Summer | B7 | 400 | 310 | 310 | 53.97 | 60.13 | 5 | 1.16
2040 | NE_2_RMPA | NE | RMPA | External | Summer | B8 | 500 | 310 | 310 | 44.74 | 60.13 | 5 | 10.39
2040 | NE_2_RMPA | NE | RMPA | External | Summer | B9 | 800 | 310 | 310 | 40.54 | 49.94 | 5 | 4.4
2040 | NE_2_RMPA | NE | RMPA | External | Summer | B10 | 1262 | 310 | 310 | 32.8 | 40.36 | 5 | 2.56
2040 | NE_2_RMPA | NE | RMPA | External | Winter | B16 | 25 | 310 | 310 | -30.73 | 73.55 | 5 | 99.28
2040 | NE_2_RMPA | NE | RMPA | External | Winter | B17 | 100 | 310 | 310 | 25.39 | 68.06 | 5 | 37.67
2040 | NE_2_RMPA | NE | RMPA | External | Winter | B18 | 400 | 310 | 310 | 42.35 | 65.2 | 5 | 17.85
2040 | NE_2_RMPA | NE | RMPA | External | Winter | B19 | 700 | 310 | 310 | 40.03 | 65.2 | 5 | 20.18
2040 | NE_2_RMPA | NE | RMPA | External | Winter | B20 | 935 | 310 | 310 | 26.44 | 36.62 | 5 | 5.18
2040 | NWPP_Coal_2_MAPP_US | NWPP_Coal | MAPP_US | External | Shoulder | B11 | 25 | 150 | 0 | 68.13 | 53.79 | 8 | 0
2040 | NWPP_Coal_2_MAPP_US | NWPP_Coal | MAPP_US | External | Shoulder | B12 | 200 | 150 | 0 | 68.13 | 50.11 | 8 | 0
2040 | NWPP_Coal_2_MAPP_US | NWPP_Coal | MAPP_US | External | Shoulder | B13 | 600 | 150 | 0 | 68.13 | 44.28 | 8 | 0
2040 | NWPP_Coal_2_MAPP_US | NWPP_Coal | MAPP_US | External | Shoulder | B14 | 900 | 150 | 0 | 68.13 | 32.18 | 8 | 0
2040 | NWPP_Coal_2_MAPP_US | NWPP_Coal | MAPP_US | External | Shoulder | B15 | 1203 | 150 | 0 | 68.13 | 26.35 | 8 | 0
2040 | NWPP_Coal_2_MAPP_US | NWPP_Coal | MAPP_US | External | Summer | B1 | 10 | 150 | 150 | 68.91 | 84.57 | 8 | 7.66
2040 | NWPP_Coal_2_MAPP_US | NWPP_Coal | MAPP_US | External | Summer | B2 | 25 | 150 | 150 | 68.7 | 79.66 | 8 | 2.95
2040 | NWPP_Coal_2_MAPP_US | NWPP_Coal | MAPP_US | External | Summer | B3 | 75 | 150 | 150 | 68.7 | 81.19 | 8 | 4.49
2040 | NWPP_Coal_2_MAPP_US | NWPP_Coal | MAPP_US | External | Summer | B4 | 100 | 150 | 150 | 68.7 | 78.25 | 8 | 1.54
2040 | NWPP_Coal_2_MAPP_US | NWPP_Coal | MAPP_US | External | Summer | B5 | 200 | 150 | 150 | 68.7 | 77.56 | 8 | 0.86
2040 | NWPP_Coal_2_MAPP_US | NWPP_Coal | MAPP_US | External | Summer | B6 | 300 | 150 | 0 | 68.7 | 61.8 | 8 | 0
2040 | NWPP_Coal_2_MAPP_US | NWPP_Coal | MAPP_US | External | Summer | B7 | 400 | 150 | 0 | 68.7 | 51.97 | 8 | 0
2040 | NWPP_Coal_2_MAPP_US | NWPP_Coal | MAPP_US | External | Summer | B8 | 500 | 150 | 0 | 68.7 | 38.53 | 8 | 0
2040 | NWPP_Coal_2_MAPP_US | NWPP_Coal | MAPP_US | External | Summer | B9 | 800 | 150 | 0 | 68.7 | 38.53 | 8 | 0
2040 | NWPP_Coal_2_MAPP_US | NWPP_Coal | MAPP_US | External | Summer | B10 | 1262 | 150 | 0 | 68.7 | 29.75 | 8 | 0
2040 | NWPP_Coal_2_MAPP_US | NWPP_Coal | MAPP_US | External | Winter | B16 | 25 | 150 | 0 | 81.69 | 24.87 | 8 | 0
2040 | NWPP_Coal_2_MAPP_US | NWPP_Coal | MAPP_US | External | Winter | B17 | 100 | 150 | 0 | 73.37 | 30.39 | 8 | 0
2040 | NWPP_Coal_2_MAPP_US | NWPP_Coal | MAPP_US | External | Winter | B18 | 400 | 150 | 0 | 73.37 | 40.35 | 8 | 0
2040 | NWPP_Coal_2_MAPP_US | NWPP_Coal | MAPP_US | External | Winter | B19 | 700 | 150 | 0 | 73.37 | 40.35 | 8 | 0
2040 | NWPP_Coal_2_MAPP_US | NWPP_Coal | MAPP_US | External | Winter | B20 | 935 | 150 | 0 | 73.37 | 26.4 | 8 | 0
2040 | RMPA_2_MAPP_US | RMPA | MAPP_US | External | Shoulder | B11 | 25 | 200 | 0 | 59.96 | 53.79 | 8 | 0
2040 | RMPA_2_MAPP_US | RMPA | MAPP_US | External | Shoulder | B12 | 200 | 200 | 0 | 59.95 | 50.11 | 8 | 0
2040 | RMPA_2_MAPP_US | RMPA | MAPP_US | External | Shoulder | B13 | 600 | 200 | 0 | 59.95 | 44.28 | 8 | 0
2040 | RMPA_2_MAPP_US | RMPA | MAPP_US | External | Shoulder | B14 | 900 | 200 | 0 | 59.95 | 32.18 | 8 | 0
2040 | RMPA_2_MAPP_US | RMPA | MAPP_US | External | Shoulder | B15 | 1203 | 200 | 0 | 43.18 | 26.35 | 8 | 0
2040 | RMPA_2_MAPP_US | RMPA | MAPP_US | External | Summer | B1 | 10 | 200 | 0 | 91.4 | 84.57 | 8 | 0
2040 | RMPA_2_MAPP_US | RMPA | MAPP_US | External | Summer | B2 | 25 | 200 | 0 | 87.66 | 79.66 | 8 | 0
2040 | RMPA_2_MAPP_US | RMPA | MAPP_US | External | Summer | B3 | 75 | 200 | 0 | 89.19 | 81.19 | 8 | 0
2040 | RMPA_2_MAPP_US | RMPA | MAPP_US | External | Summer | B4 | 100 | 200 | 0 | 76.87 | 78.25 | 8 | 0
2040 | RMPA_2_MAPP_US | RMPA | MAPP_US | External | Summer | B5 | 200 | 200 | 0 | 71.56 | 77.56 | 8 | 0
2040 | RMPA_2_MAPP_US | RMPA | MAPP_US | External | Summer | B6 | 300 | 200 | 0 | 60.13 | 61.8 | 8 | 0
2040 | RMPA_2_MAPP_US | RMPA | MAPP_US | External | Summer | B7 | 400 | 200 | 0 | 60.13 | 51.97 | 8 | 0
2040 | RMPA_2_MAPP_US | RMPA | MAPP_US | External | Summer | B8 | 500 | 200 | 0 | 60.13 | 38.53 | 8 | 0
2040 | RMPA_2_MAPP_US | RMPA | MAPP_US | External | Summer | B9 | 800 | 200 | 0 | 49.94 | 38.53 | 8 | 0
2040 | RMPA_2_MAPP_US | RMPA | MAPP_US | External | Summer | B10 | 1262 | 200 | 0 | 40.36 | 29.75 | 8 | 0
2040 | RMPA_2_MAPP_US | RMPA | MAPP_US | External | Winter | B16 | 25 | 200 | 0 | 73.55 | 24.87 | 8 | 0
2040 | RMPA_2_MAPP_US | RMPA | MAPP_US | External | Winter | B17 | 100 | 200 | 0 | 68.06 | 30.39 | 8 | 0
2040 | RMPA_2_MAPP_US | RMPA | MAPP_US | External | Winter | B18 | 400 | 200 | 0 | 65.2 | 40.35 | 8 | 0
2040 | RMPA_2_MAPP_US | RMPA | MAPP_US | External | Winter | B19 | 700 | 200 | 0 | 65.2 | 40.35 | 8 | 0
2040 | RMPA_2_MAPP_US | RMPA | MAPP_US | External | Winter | B20 | 935 | 200 | 0 | 36.62 | 26.4 | 8 | 0
2040 | RMPA_2_NE | RMPA | NE | External | Shoulder | B11 | 25 | 310 | 0 | 59.96 | 60.79 | 8 | 0
2040 | RMPA_2_NE | RMPA | NE | External | Shoulder | B12 | 200 | 310 | 0 | 59.95 | 52.11 | 8 | 0
2040 | RMPA_2_NE | RMPA | NE | External | Shoulder | B13 | 600 | 310 | 0 | 59.95 | 46.57 | 8 | 0
2040 | RMPA_2_NE | RMPA | NE | External | Shoulder | B14 | 900 | 310 | 0 | 59.95 | 30.78 | 8 | 0
2040 | RMPA_2_NE | RMPA | NE | External | Shoulder | B15 | 1203 | 310 | 0 | 43.18 | 21.99 | 8 | 0
2040 | RMPA_2_NE | RMPA | NE | External | Summer | B1 | 10 | 310 | 0 | 91.4 | 86.57 | 8 | 0
2040 | RMPA_2_NE | RMPA | NE | External | Summer | B2 | 25 | 310 | 0 | 87.66 | 81.66 | 8 | 0
2040 | RMPA_2_NE | RMPA | NE | External | Summer | B3 | 75 | 310 | 0 | 89.19 | 83.19 | 8 | 0
2040 | RMPA_2_NE | RMPA | NE | External | Summer | B4 | 100 | 310 | 0 | 76.87 | 80.25 | 8 | 0
2040 | RMPA_2_NE | RMPA | NE | External | Summer | B5 | 200 | 310 | 190.84 | 71.56 | 79.56 | 8 | 0
2040 | RMPA_2_NE | RMPA | NE | External | Summer | B6 | 300 | 310 | 0 | 60.13 | 63.8 | 8 | 0
2040 | RMPA_2_NE | RMPA | NE | External | Summer | B7 | 400 | 310 | 0 | 60.13 | 53.97 | 8 | 0
2040 | RMPA_2_NE | RMPA | NE | External | Summer | B8 | 500 | 310 | 0 | 60.13 | 44.74 | 8 | 0
2040 | RMPA_2_NE | RMPA | NE | External | Summer | B9 | 800 | 310 | 0 | 49.94 | 40.54 | 8 | 0
2040 | RMPA_2_NE | RMPA | NE | External | Summer | B10 | 1262 | 310 | 0 | 40.36 | 32.8 | 8 | 0
2040 | RMPA_2_NE | RMPA | NE | External | Winter | B16 | 25 | 310 | 0 | 73.55 | -30.73 | 8 | 0
2040 | RMPA_2_NE | RMPA | NE | External | Winter | B17 | 100 | 310 | 0 | 68.06 | 25.39 | 8 | 0
2040 | RMPA_2_NE | RMPA | NE | External | Winter | B18 | 400 | 310 | 0 | 65.2 | 42.35 | 8 | 0
2040 | RMPA_2_NE | RMPA | NE | External | Winter | B19 | 700 | 310 | 0 | 65.2 | 40.03 | 8 | 0
2040 | RMPA_2_NE | RMPA | NE | External | Winter | B20 | 935 | 310 | 0 | 36.62 | 26.44 | 8 | 0
2040 | RMPA_2_SPP_N | RMPA | SPP_N | External | Shoulder | B11 | 25 | 210 | 0 | 59.96 | 60.8 | 8 | 0
2040 | RMPA_2_SPP_N | RMPA | SPP_N | External | Shoulder | B12 | 200 | 210 | 0 | 59.95 | 52.12 | 8 | 0
2040 | RMPA_2_SPP_N | RMPA | SPP_N | External | Shoulder | B13 | 600 | 210 | 0 | 59.95 | 46.58 | 8 | 0
2040 | RMPA_2_SPP_N | RMPA | SPP_N | External | Shoulder | B14 | 900 | 210 | 0 | 59.95 | 30.79 | 8 | 0
2040 | RMPA_2_SPP_N | RMPA | SPP_N | External | Shoulder | B15 | 1203 | 210 | 0 | 43.18 | 22 | 8 | 0
2040 | RMPA_2_SPP_N | RMPA | SPP_N | External | Summer | B1 | 10 | 210 | 0 | 91.4 | 86.58 | 8 | 0
2040 | RMPA_2_SPP_N | RMPA | SPP_N | External | Summer | B2 | 25 | 210 | 0 | 87.66 | 81.67 | 8 | 0
2040 | RMPA_2_SPP_N | RMPA | SPP_N | External | Summer | B3 | 75 | 210 | 0 | 89.19 | 83.2 | 8 | 0
2040 | RMPA_2_SPP_N | RMPA | SPP_N | External | Summer | B4 | 100 | 210 | 0 | 76.87 | 80.26 | 8 | 0
2040 | RMPA_2_SPP_N | RMPA | SPP_N | External | Summer | B5 | 200 | 210 | 209.97 | 71.56 | 79.58 | 8 | 0.01
2040 | RMPA_2_SPP_N | RMPA | SPP_N | External | Summer | B6 | 300 | 210 | 0 | 60.13 | 63.81 | 8 | 0
2040 | RMPA_2_SPP_N | RMPA | SPP_N | External | Summer | B7 | 400 | 210 | 0 | 60.13 | 54.89 | 8 | 0
2040 | RMPA_2_SPP_N | RMPA | SPP_N | External | Summer | B8 | 500 | 210 | 0 | 60.13 | 50.17 | 8 | 0
2040 | RMPA_2_SPP_N | RMPA | SPP_N | External | Summer | B9 | 800 | 210 | 0 | 49.94 | 44.94 | 8 | 0
2040 | RMPA_2_SPP_N | RMPA | SPP_N | External | Summer | B10 | 1262 | 210 | 0 | 40.36 | 32.81 | 8 | 0
2040 | RMPA_2_SPP_N | RMPA | SPP_N | External | Winter | B16 | 25 | 210 | 0 | 73.55 | 35.66 | 8 | 0
2040 | RMPA_2_SPP_N | RMPA | SPP_N | External | Winter | B17 | 100 | 210 | 0 | 68.06 | 32.39 | 8 | 0
2040 | RMPA_2_SPP_N | RMPA | SPP_N | External | Winter | B18 | 400 | 210 | 0 | 65.2 | 42.37 | 8 | 0
2040 | RMPA_2_SPP_N | RMPA | SPP_N | External | Winter | B19 | 700 | 210 | 0 | 65.2 | 40.04 | 8 | 0
2040 | RMPA_2_SPP_N | RMPA | SPP_N | External | Winter | B20 | 935 | 210 | 0 | 36.62 | 26.45 | 8 | 0
2040 | SPP_N_2_RMPA | SPP_N | RMPA | External | Shoulder | B11 | 25 | 210 | 0 | 60.8 | 59.96 | 5 | 0
2040 | SPP_N_2_RMPA | SPP_N | RMPA | External | Shoulder | B12 | 200 | 210 | 210 | 52.12 | 59.95 | 5 | 2.83
2040 | SPP_N_2_RMPA | SPP_N | RMPA | External | Shoulder | B13 | 600 | 210 | 210 | 46.58 | 59.95 | 5 | 8.37
2040 | SPP_N_2_RMPA | SPP_N | RMPA | External | Shoulder | B14 | 900 | 210 | 210 | 30.79 | 59.95 | 5 | 24.16
2040 | SPP_N_2_RMPA | SPP_N | RMPA | External | Shoulder | B15 | 1203 | 210 | 210 | 22 | 43.18 | 5 | 16.18
2040 | SPP_N_2_RMPA | SPP_N | RMPA | External | Summer | B1 | 10 | 210 | 0.04 | 86.58 | 91.4 | 5 | 0
2040 | SPP_N_2_RMPA | SPP_N | RMPA | External | Summer | B2 | 25 | 210 | 210 | 81.67 | 87.66 | 5 | 0.99
2040 | SPP_N_2_RMPA | SPP_N | RMPA | External | Summer | B3 | 75 | 210 | 210 | 83.2 | 89.19 | 5 | 0.99
2040 | SPP_N_2_RMPA | SPP_N | RMPA | External | Summer | B4 | 100 | 210 | 0 | 80.26 | 76.87 | 5 | 0
2040 | SPP_N_2_RMPA | SPP_N | RMPA | External | Summer | B5 | 200 | 210 | 0 | 79.58 | 71.56 | 5 | 0
2040 | SPP_N_2_RMPA | SPP_N | RMPA | External | Summer | B6 | 300 | 210 | 0 | 63.81 | 60.13 | 5 | 0
2040 | SPP_N_2_RMPA | SPP_N | RMPA | External | Summer | B7 | 400 | 210 | 210 | 54.89 | 60.13 | 5 | 0.24
2040 | SPP_N_2_RMPA | SPP_N | RMPA | External | Summer | B8 | 500 | 210 | 210 | 50.17 | 60.13 | 5 | 4.95
2040 | SPP_N_2_RMPA | SPP_N | RMPA | External | Summer | B9 | 800 | 210 | 117.03 | 44.94 | 49.94 | 5 | 0
2040 | SPP_N_2_RMPA | SPP_N | RMPA | External | Summer | B10 | 1262 | 210 | 210 | 32.81 | 40.36 | 5 | 2.55
2040 | SPP_N_2_RMPA | SPP_N | RMPA | External | Winter | B16 | 25 | 210 | 210 | 35.66 | 73.55 | 5 | 32.89
2040 | SPP_N_2_RMPA | SPP_N | RMPA | External | Winter | B17 | 100 | 210 | 210 | 32.39 | 68.06 | 5 | 30.67
2040 | SPP_N_2_RMPA | SPP_N | RMPA | External | Winter | B18 | 400 | 210 | 210 | 42.37 | 65.2 | 5 | 17.84
2040 | SPP_N_2_RMPA | SPP_N | RMPA | External | Winter | B19 | 700 | 210 | 210 | 40.04 | 65.2 | 5 | 20.17
2040 | SPP_N_2_RMPA | SPP_N | RMPA | External | Winter | B20 | 935 | 210 | 210 | 26.45 | 36.62 | 5 | 5.17
2040 | SPP_S_2_ERCOT | SPP_S | ERCOT | External | Shoulder | B11 | 25 | 800 | 800 | 60.79 | 83.39 | 5 | 17.6
2040 | SPP_S_2_ERCOT | SPP_S | ERCOT | External | Shoulder | B12 | 200 | 800 | 0 | 52.12 | 56.84 | 5 | 0
2040 | SPP_S_2_ERCOT | SPP_S | ERCOT | External | Shoulder | B13 | 600 | 800 | 800 | 46.58 | 56.84 | 5 | 5.26
2040 | SPP_S_2_ERCOT | SPP_S | ERCOT | External | Shoulder | B14 | 900 | 800 | 800 | 30.78 | 56.84 | 5 | 21.06
2040 | SPP_S_2_ERCOT | SPP_S | ERCOT | External | Shoulder | B15 | 1203 | 800 | 800 | 21.3 | 46.14 | 5 | 19.83
2040 | SPP_S_2_ERCOT | SPP_S | ERCOT | External | Summer | B1 | 10 | 800 | 800 | 55.02 | 80.81 | 5 | 20.79
2040 | SPP_S_2_ERCOT | SPP_S | ERCOT | External | Summer | B2 | 25 | 800 | 0 | 79.58 | 80.81 | 5 | 0
2040 | SPP_S_2_ERCOT | SPP_S | ERCOT | External | Summer | B3 | 75 | 800 | 0 | 83.2 | 80.81 | 5 | 0
2040 | SPP_S_2_ERCOT | SPP_S | ERCOT | External | Summer | B4 | 100 | 800 | 0 | 80.25 | 80.81 | 5 | 0
2040 | SPP_S_2_ERCOT | SPP_S | ERCOT | External | Summer | B5 | 200 | 800 | 0 | 79.58 | 80.81 | 5 | 0
2040 | SPP_S_2_ERCOT | SPP_S | ERCOT | External | Summer | B6 | 300 | 800 | 800 | 63.81 | 80.81 | 5 | 12
2040 | SPP_S_2_ERCOT | SPP_S | ERCOT | External | Summer | B7 | 400 | 800 | 800 | 54.9 | 60.13 | 5 | 0.23
2040 | SPP_S_2_ERCOT | SPP_S | ERCOT | External | Summer | B8 | 500 | 800 | 0 | 50.19 | 55.11 | 5 | 0
2040 | SPP_S_2_ERCOT | SPP_S | ERCOT | External | Summer | B9 | 800 | 800 | 800 | 44.95 | 55.11 | 5 | 5.15
2040 | SPP_S_2_ERCOT | SPP_S | ERCOT | External | Summer | B10 | 1262 | 800 | 800 | 32.82 | 50.55 | 5 | 12.73
2040 | SPP_S_2_ERCOT | SPP_S | ERCOT | External | Winter | B16 | 25 | 800 | 800 | 35.67 | 60.45 | 5 | 19.78
2040 | SPP_S_2_ERCOT | SPP_S | ERCOT | External | Winter | B17 | 100 | 800 | 800 | 32.4 | 60.45 | 5 | 23.05
2040 | SPP_S_2_ERCOT | SPP_S | ERCOT | External | Winter | B18 | 400 | 800 | 800 | 42.38 | 60.45 | 5 | 13.07
2040 | SPP_S_2_ERCOT | SPP_S | ERCOT | External | Winter | B19 | 700 | 800 | 800 | 40.05 | 60.45 | 5 | 15.4
2040 | SPP_S_2_ERCOT | SPP_S | ERCOT | External | Winter | B20 | 935 | 800 | 800 | 26.46 | 42.47 | 5 | 11.01